## Title
Future 8 Sensitivity 7: Combined Federal Climate and Energy Policy, Flat CO2 Price after 2030, Adjustment to MISO Wind and CC Builds, and other Forced Wind Expansion
"The results presented herein use modeling assumptions developed by EIPC, EIPC stakeholders and CRA for purposes of EIPC capacity expansion modeling. As such, these results do not necessarily reflect the opinions or views of CRA or any individual EIPC stakeholder."

## Build Summary
EI New Build Summary
EI New Builds by Type
|  | Additions |  |  | Retirements
| 2010 | 2015 | 2020 | 2030 | 2015 | 2020 | 2030 | Total
Coal | 271.9154 | 8.4766 | 0 | 0 | 141.5603 | 91.6717 | 37.0077 | 10.1524
Nuclear | 99.849 | 2.7406 | 4.53 | 29.2272 | 0 | 0.6145 | 1.4882 | 134.2441
CC | 132.682 | 84.1718 | 23.5092 | 0 | 9.6602 | 3.1165 | 19.3084 | 208.278
CT | 120.329 | 4.6917 | 0.3 | 0 | 5.6402 | 2.3602 | 51.3074 | 66.0129
Steam Oil/Gas | 74.547 | 0 | 0 | 0 | 47.5983 | 6.9522 | 15.6648 | 4.3317
Hydro | 44.6048 | 0 | 1.199 | 4.4498 | 0 | 0 | 0 | 50.2536
On-Shore Wind | 18.707 | 22.1949 | 105.7671 | 114.8302 | 0 | 0 | 0 | 261.4992
Off-Shore Wind | 0 | 0.469 | 0 | 1.1 | 0 | 0 | 0 | 1.569
Other Renewable | 3.613 | 2.3484 | 2.986 | 3.4187 | 0 | 0 | 0 | 12.366
New HQ/Maritimes | 0 | 0 | 0 | 4.7209 | 0 | 0 | 0 | 4.7209
Other | 17.054 | 0 | 0 | 0 | 0 | 0 | 0 | 17.054
Total w/o DR | 783.3012 | 125.0929 | 138.2914 | 157.7468 | 204.4589 | 104.7151 | 124.7765 | 770.4818
DR | 33.1 | -1.344 | 54.7248 | 65.9689 | 0 | 0 | 0 | 152.4497
Total w/DR | 816.4012 | 123.7489 | 193.0162 | 223.7157 | 204.4589 | 104.7151 | 124.7765 | 922.9316
EI New Builds by Region
| EI Cumulative New Builds |  |  |  | EI Cumulative New CCs |  |  |  | EI Cumulative New On-Shore Wind |  |  |  | EI Cumulative Coal Retirements
| 2015 | 2020 | 2030 |  |  | 2015 | 2020 | 2030 |  | 2015 | 2020 | 2030 |  | 2015 | 2020 | 2030
ENT | 1221.84 | 3682.5 | 3916.48 |  | ENT | 331.55 | 2734.13 | 2734.13 | ENT | 0 | 0 | 100 | ENT | 1250.11 | 6863.11 | 8308.9
FRCC | 13343.9 | 13343.9 | 30613.65 |  | FRCC | 10634.57 | 10634.57 | 10634.57 | FRCC | 0 | 0 | 0 | FRCC | 7107.4 | 8837.4 | 9463.4
IESO | 5144.99 | 5144.99 | 5145.49 |  | IESO | 1263 | 1263 | 1263 | IESO | 2105.9 | 2105.9 | 2105.9 | IESO | 6416 | 6416 | 6416
MAPP_CA | 567.45 | 1262.45 | 3981.23 |  | MAPP_CA | 265.05 | 265.05 | 265.05 | MAPP_CA | 302.4 | 302.4 | 302.4 | MAPP_CA | 743.52 | 1745.9 | 1745.9
MAPP_US | 729.6 | 7999.16 | 8976.6 |  | MAPP_US | 0 | 0 | 0 | MAPP_US | 421.3 | 7690.86 | 8596.63 | MAPP_US | 1385.74 | 2878.94 | 3546.5
MISO_IN | 2715.98 | 9201.93 | 20085.08 |  | MISO_IN | 2097.98 | 8218.57 | 8218.57 | MISO_IN | 0 | 148.19 | 10832.65 | MISO_IN | 6182.7 | 8458.7 | 14746.7
MISO_MI | 4357.24 | 7387.43 | 14359.63 |  | MISO_MI | 2357.24 | 5172.23 | 5172.23 | MISO_MI | 2000 | 2215.2 | 9027.15 | MISO_MI | 6340 | 10792 | 10792
MISO_MO-IL | 3652.21 | 6795.28 | 20254.38 |  | MISO_MO-IL | 1562.21 | 4531.28 | 4531.28 | MISO_MO-IL | 300 | 474 | 13429.77 | MISO_MO-IL | 4483.95 | 11740.7 | 13963.7
MISO_W | 4280.04 | 6406.3 | 71189.64 |  | MISO_W | 1385.21 | 3511.47 | 3511.47 | MISO_W | 2800.5 | 2800.5 | 67512.17 | MISO_W | 4076.19 | 9352.65 | 13134.59
MISO_WUMS | 5545.6 | 5571.26 | 7852.38 |  | MISO_WUMS | 3726.7 | 3726.7 | 3726.7 | MISO_WUMS | 968.9 | 993.56 | 3051.35 | MISO_WUMS | 4191.1 | 6060.1 | 7545.2
NE | 434.1 | 15336.4 | 15883.45 |  | NE | 0 | 0 | 0 | NE | 202 | 15104.3 | 15579.68 | NE | 0 | 3195.8 | 3195.8
NEISO | 3384.16 | 5432.7 | 8766.32 |  | NEISO | 2049.5 | 2049.5 | 2049.5 | NEISO | 231.2 | 2016.12 | 5280 | NEISO | 2250.13 | 2570.13 | 2570.13
NonRTO_Midwest | 1161.12 | 5512.38 | 6418.63 |  | NonRTO_Midwest | 1161.12 | 5512.38 | 5512.38 | NonRTO_Midwest | 0 | 0 | 0 | NonRTO_Midwest | 2844.3 | 8003.67 | 10436.61
NYISO_A-F | 3289.7 | 4716.52 | 6991.92 |  | NYISO_A-F | 639 | 639 | 639 | NYISO_A-F | 2476.3 | 3903.12 | 6110.59 | NYISO_A-F | 2251.9 | 2251.9 | 2251.9
NYISO_G-I | 0 | 60 | 366.05 |  | NYISO_G-I | 0 | 0 | 0 | NYISO_G-I | 0 | 60 | 291.72 | NYISO_G-I | 368.2 | 368.2 | 368.2
NYISO_J-K | 1207.4 | 1207.4 | 1281.73 |  | NYISO_J-K | 1175.4 | 1175.4 | 1175.4 | NYISO_J-K | 0 | 0 | 0 | NYISO_J-K | 0 | 0 | 0
PJM_E | 5940.05 | 6072.95 | 7172.95 |  | PJM_E | 4634.3 | 4634.3 | 4634.3 | PJM_E | 1150 | 1150 | 1150 | PJM_E | 3285 | 3853 | 3853
PJM_ROM | 2243.7 | 4558.89 | 6018.24 |  | PJM_ROM | 1678.5 | 1678.5 | 1678.5 | PJM_ROM | 479.8 | 1230 | 1230 | PJM_ROM | 14625.5 | 15859.5 | 16380.5
PJM_ROR | 32877.19 | 34085.6 | 37480.44 |  | PJM_ROR | 21878.09 | 21878.09 | 21878.09 | PJM_ROR | 8325.7 | 8517.4 | 11912.24 | PJM_ROR | 33519.27 | 49901.23 | 59868.2
SOCO | 11489.82 | 14601.21 | 21136.16 |  | SOCO | 11364.82 | 12276.21 | 12276.21 | SOCO | 0 | 0 | 0 | SOCO | 18485 | 25335 | 25335
SPP_N | 465.04 | 36933.57 | 42243.05 |  | SPP_N | 0 | 0 | 0 | SPP_N | 0 | 36468.53 | 41683.01 | SPP_N | 334 | 5629.01 | 7882.5
SPP_S | 1830.99 | 40982.95 | 42892.93 |  | SPP_S | 0 | 0 | 0 | SPP_S | 430 | 39281.96 | 41096.94 | SPP_S | 1432.38 | 11365.93 | 13139.93
TVA | 6379.23 | 8192.33 | 8326.73 |  | TVA | 4681.34 | 6494.44 | 6494.44 | TVA | 0 | 0 | 0 | TVA | 8778.41 | 13243.06 | 15159
VACAR | 12831.59 | 18896.2 | 25057.01 |  | VACAR | 11286.23 | 11286.23 | 11286.23 | VACAR | 0.9 | 3500 | 3500 | VACAR | 11209.48 | 18510.05 | 20136
| 125092.94 | 263384.3 | 416410.17 |  |  | 84171.81 | 107681.05 | 107681.05 |  | 22194.9 | 127962.04 | 242792.2 |  | 141560.28 | 233231.98 | 270239.66

## Generation
#1 | Total Generation (GWh)
Total Generation by Reporting Type: Entergy
ReportingType | 2015 | 2020 | 2025 | 2030 | 2035 | 2040
BM | 0 | 0 | 0 | 0 | 0 | 0
CC | 61970.21 | 56666.58 | 45869.05 | 34022.95 | 34801.75 | 31499.93
CSP | 0 | 0 | 0 | 0 | 0 | 0
CT | 0 | 0 | 0 | 0 | 0 | 0
Coal | 58434.07 | 6485.67 | 493 | 65.7 | 63.82 | 145.82
Geo | 0 | 0 | 0 | 0 | 0 | 0
H | 153 | 153 | 153 | 153 | 153 | 153
LFG | 63.07 | 63.07 | 909.81 | 909.81 | 909.81 | 909.81
Nuc | 42234.08 | 42234.08 | 42234.08 | 42234.08 | 35675.42 | 28094.48
PS | 25.66 | 24.19 | 41.89 | 24.19 | 41.89 | 24.19
PV | 0.57 | 112.5 | 163.71 | 163.71 | 163.14 | 163.14
PeakG | 0 | 0 | 214.48 | 75.88 | 65.98 | 70.93
PeakO | 0 | 0 | 0 | 0 | 0 | 0
ST | 0 | 0 | 0 | 0 | 0 | 0
STOG | 436.87 | 842.37 | 0 | 0 | 0 | 0
STWD | 20.39 | 76.01 | 131.63 | 491.08 | 542 | 501.26
WT | 315.27 | 315.27 | 315.27 | 609.92 | 609.92 | 609.92
IGCC | 0 | 0 | 0 | 0 | 0 | 0
DemandResponse | 0 | 0 | 0 | 0 | 0 | 0
IGCC-CCS | 0 | 0 | 0 | 0 | 0 | 0
WT_off | 0 | 0 | 0 | 0 | 0 | 0
PseudoUnit | 0 | 0 | 0 | 0 | 0 | 0
FixedInterchange | 0 | 0 | 0 | 0 | 0 | 0
Total Generation by Reporting Type: FRCC
ReportingType | 2015 | 2020 | 2025 | 2030 | 2035 | 2040
BM | 0 | 0 | 0 | 0 | 0 | 0
CC | 182687.28 | 198215.13 | 192792.4 | 76247.06 | 69972.63 | 50725.51
CSP | 0 | 0 | 0 | 0 | 0 | 0
CT | 486.48 | 1632.64 | 1705.14 | 251.21 | 0 | 0
Coal | 17431.89 | 3891.26 | 0 | 0 | 0 | 0
Geo | 0 | 0 | 0 | 0 | 0 | 0
H | 27.85 | 27.85 | 27.85 | 27.85 | 27.85 | 27.85
LFG | 3831.62 | 3831.62 | 5392.66 | 5392.66 | 5392.66 | 5392.66
Nuc | 32180.57 | 32180.57 | 42018.39 | 165159.1 | 174262.69 | 196384.94
PS | 0 | 0 | 0 | 0 | 0 | 0
PV | 134.03 | 134.03 | 134.03 | 134.03 | 134.03 | 134.03
PeakG | 379.55 | 1613.13 | 1504.8 | 0 | 0 | 0
PeakO | 0 | 0 | 0 | 0 | 0 | 0
ST | 0 | 0 | 0 | 0 | 0 | 0
STOG | 0 | 0 | 0 | 0 | 0 | 0
STWD | 131.4 | 384.24 | 1366.56 | 1366.56 | 1366.56 | 1145.08
WT | 0 | 0 | 0 | 0 | 0 | 0
IGCC | 0 | 0 | 0 | 0 | 0 | 0
DemandResponse | 0 | 0 | 36.09 | 23.84 | 39.24 | 40.39
IGCC-CCS | 0 | 0 | 0 | 0 | 0 | 0
WT_off | 0 | 0 | 0 | 0 | 0 | 0
PseudoUnit | 0 | 0 | 0 | 0 | 0 | 0
FixedInterchange | 0 | 0 | 0 | 0 | 0 | 0
Total Generation by Reporting Type: MAPP_US
ReportingType | 2015 | 2020 | 2025 | 2030 | 2035 | 2040
BM | 0 | 0 | 0 | 0 | 0 | 0
CC | 229.27 | 305.38 | 199.29 | 190.7 | 190.7 | 190.7
CSP | 0 | 0 | 0 | 0 | 0 | 0
CT | 0 | 2.88 | 2.88 | 2.8 | 3.64 | 3.64
Coal | 13857 | 647.53 | 0 | 0 | 0 | 0
Geo | 354.6 | 354.6 | 354.6 | 354.6 | 354.6 | 354.6
H | 10150.02 | 10150.02 | 10150.02 | 10150.02 | 10150.02 | 10150.02
LFG | 15.77 | 15.77 | 15.77 | 580.79 | 580.79 | 580.49
Nuc | 0.01 | 0.04 | 0.07 | 0.07 | 0.07 | 0.07
PS | 0 | 0 | 0 | 0 | 0 | 0
PV | 0 | 0 | 0 | 0 | 0 | 0
PeakG | 68.21 | 112.07 | 116.72 | 180.99 | 182.47 | 108.75
PeakO | 0 | 0 | 0 | 0 | 0 | 0
ST | 0 | 0 | 0 | 0 | 0 | 0
STOG | 0 | 0 | 0 | 0 | 0 | 0
STWD | 0 | 0 | 0 | 0 | 0 | 0
WT | 5908.78 | 31336.02 | 34504.2 | 34504.2 | 34504.2 | 34504.2
IGCC | 0 | 0 | 0 | 0 | 0 | 0
DemandResponse | 0 | 0 | 0 | 0 | 0 | 0
IGCC-CCS | 0 | 0 | 0 | 0 | 0 | 0
WT_off | 0 | 0 | 0 | 0 | 0 | 0
PseudoUnit | 0 | 0 | 0 | 0 | 0 | 0
FixedInterchange | 0 | 0 | 0 | 0 | 0 | 0
Total Generation by Reporting Type: MISO_IN
ReportingType | 2015 | 2020 | 2025 | 2030 | 2035 | 2040
BM | 0 | 0 | 0 | 0 | 0 | 0
CC | 20034.5 | 67500.61 | 68188.12 | 50478.57 | 49591.89 | 55662.06
CSP | 0 | 0 | 0 | 0 | 0 | 0
CT | 0 | 0 | 0 | 0 | 0 | 0
Coal | 59084.6 | 35935.59 | 0 | 0 | 0 | 0
Geo | 0 | 0 | 0 | 0 | 0 | 0
H | 417.2 | 417.2 | 417.2 | 417.2 | 417.2 | 417.2
LFG | 291.71 | 291.71 | 923.41 | 923.41 | 923.41 | 923.41
Nuc | 0.02 | 0.04 | 0.07 | 0.08 | 0.08 | 0.12
PS | 0 | 0 | 0 | 0 | 0 | 0
PV | 0 | 361.46 | 558.81 | 558.81 | 558.81 | 522.12
PeakG | 2.37 | 21.01 | 286.13 | 50.93 | 65.99 | 90.35
PeakO | 0 | 0 | 3.23 | 0 | 0 | 0
ST | 0 | 0 | 0 | 0 | 0 | 0
STOG | 28.64 | 54.68 | 0 | 0 | 0 | 0
STWD | 0 | 0 | 0 | 0 | 0 | 0
WT | 1553.06 | 1933.93 | 6345.21 | 29393.82 | 29393.82 | 29393.82
IGCC | 4427.31 | 4427.31 | 1000.34 | 228.04 | 228.04 | 144.7
DemandResponse | 0 | 0 | 0 | 0 | 0 | 0
IGCC-CCS | 0 | 0 | 0 | 0 | 0 | 0
WT_off | 0 | 0 | 0 | 0 | 0 | 0
PseudoUnit | 0 | 0 | 0 | 0 | 0 | 0
FixedInterchange | 0 | 0 | 0 | 0 | 0 | 0
Total Generation by Reporting Type: MISO_MI
ReportingType | 2015 | 2020 | 2025 | 2030 | 2035 | 2040
BM | 0 | 0 | 0 | 0 | 0 | 0
CC | 27485.75 | 50271.45 | 48820.22 | 34734.03 | 35167.74 | 29509.05
CSP | 0 | 0 | 0 | 0 | 0 | 0
CT | 0 | 0 | 0 | 0 | 0 | 0
Coal | 26624.92 | 0 | 0 | 0 | 0 | 0
Geo | 0 | 0 | 0 | 0 | 0 | 0
H | 410 | 410 | 410 | 410 | 410 | 410
LFG | 1285.09 | 1285.09 | 2548.5 | 2548.5 | 2548.5 | 2548.5
Nuc | 14714.16 | 14714.16 | 14714.16 | 14714.16 | 8654.01 | 8654.01
PS | 810.78 | 1422.72 | 1329.12 | 786.71 | 873.87 | 767.52
PV | 0 | 0 | 0 | 0 | 0 | 0
PeakG | 21.93 | 104.85 | 170.31 | 7.93 | 93.75 | 68.02
PeakO | 0 | 0 | 0 | 0 | 0 | 0
ST | 0 | 0 | 0 | 0 | 0 | 0
STOG | 283.11 | 240.23 | 0 | 0 | 0 | 0
STWD | 1142.3 | 1142.3 | 116.57 | 614.05 | 614.05 | 957.17
WT | 5313.26 | 5861.07 | 8445.18 | 21968.93 | 21968.93 | 21968.93
IGCC | 0 | 0 | 0 | 0 | 0 | 0
DemandResponse | 0 | 0 | 0 | 0 | 0 | 0
IGCC-CCS | 0 | 0 | 0 | 0 | 0 | 0
WT_off | 0 | 0 | 0 | 0 | 0 | 0
PseudoUnit | 0 | 0 | 0 | 0 | 0 | 0
FixedInterchange | 0 | 0 | 0 | 0 | 0 | 0
Total Generation by Reporting Type: MISO_MO-IL
ReportingType | 2015 | 2020 | 2025 | 2030 | 2035 | 2040
BM | 0 | 0 | 0 | 0 | 0 | 0
CC | 14687.59 | 37800.39 | 27800.62 | 18433.94 | 20280.04 | 17102.74
CSP | 0 | 0 | 0 | 0 | 0 | 0
CT | 0 | 0 | 0 | 0 | 0 | 0
Coal | 72507.55 | 21123.74 | 2205.23 | 434.2 | 486.87 | 362.52
Geo | 0 | 0 | 0 | 0 | 0 | 0
H | 1317.1 | 1317.1 | 2690.42 | 2690.42 | 2690.42 | 2690.42
LFG | 141.91 | 141.91 | 1334.23 | 1902.67 | 1902.67 | 1902.67
Nuc | 17393.71 | 17393.71 | 17393.71 | 17393.71 | 17393.71 | 17393.71
PS | 202.4 | 334.4 | 312.4 | 180.4 | 312.4 | 180.4
PV | 0 | 0 | 0 | 0 | 0 | 0
PeakG | 107.84 | 441.61 | 915.18 | 441.61 | 441.61 | 441.61
PeakO | 0 | 0 | 0 | 0 | 0 | 0
ST | 0 | 0 | 0 | 0 | 0 | 0
STOG | 5.26 | 26.01 | 0 | 0 | 0 | 0
STWD | 0 | 0 | 0 | 0 | 0 | 0
WT | 2075.16 | 2607.71 | 19215.14 | 39752.43 | 39752.43 | 39752.43
IGCC | 0 | 0 | 0 | 0 | 0 | 0
DemandResponse | 0 | 0 | 0 | 0 | 0 | 0
IGCC-CCS | 0 | 0 | 0 | 0 | 0 | 0
WT_off | 0 | 0 | 0 | 0 | 0 | 0
PseudoUnit | 0 | 0 | 0 | 0 | 0 | 0
FixedInterchange | 0 | 0 | 0 | 0 | 0 | 0
Total Generation by Reporting Type: MISO_W
ReportingType | 2015 | 2020 | 2025 | 2030 | 2035 | 2040
BM | 0 | 0 | 0 | 0 | 0 | 0
CC | 19323.94 | 35320.59 | 18398.4 | 13397.31 | 13591.65 | 11648.25
CSP | 0 | 0 | 0 | 0 | 0 | 0
CT | 0 | 0 | 0 | 0 | 0 | 0
Coal | 71282.93 | 24611.76 | 2760.68 | 2526.23 | 2941.34 | 2941.34
Geo | 0 | 0 | 0 | 0 | 0 | 0
H | 1643.73 | 1643.73 | 1643.73 | 1643.73 | 1643.73 | 1643.73
LFG | 1616.22 | 1616.22 | 1616.22 | 2181.24 | 2181.24 | 2181.24
Nuc | 18393.35 | 18393.35 | 18393.35 | 18383.85 | 0.78 | 0.78
PS | 0 | 0 | 0 | 0 | 0 | 0
PV | 0 | 0 | 0 | 0 | 0 | 0
PeakG | 242.38 | 292.09 | 296.71 | 128.96 | 336.01 | 334.24
PeakO | 0 | 0 | 0 | 0 | 0 | 0
ST | 0 | 0 | 0 | 0 | 0 | 0
STOG | 0.18 | 1.74 | 0 | 0 | 0 | 0
STWD | 59.16 | 239.92 | 207.05 | 1081.54 | 1162.33 | 1313.16
WT | 27590.66 | 27590.66 | 241198.07 | 241198.07 | 244719.37 | 244719.37
IGCC | 0 | 0 | 0 | 0 | 0 | 0
DemandResponse | 0 | 0 | 0 | 0 | 0 | 0
IGCC-CCS | 0 | 0 | 0 | 0 | 0 | 0
WT_off | 0 | 0 | 0 | 0 | 0 | 0
PseudoUnit | 0 | 0 | 0 | 0 | 0 | 0
FixedInterchange | 0 | 0 | 0 | 0 | 0 | 0
Total Generation by Reporting Type: MISO_WUMS
ReportingType | 2015 | 2020 | 2025 | 2030 | 2035 | 2040
BM | 0 | 0 | 0 | 0 | 0 | 0
CC | 41606.6 | 40617.04 | 31020.72 | 22559.33 | 29098.69 | 26812.66
CSP | 0 | 0 | 0 | 0 | 0 | 0
CT | 0 | 0 | 0 | 0 | 0 | 0
Coal | 10751.55 | 2911.41 | 421.11 | 0 | 4.7 | 20.76
Geo | 0 | 0 | 0 | 0 | 0 | 0
H | 1018.41 | 1023.31 | 1023.31 | 1023.31 | 1023.31 | 1023.31
LFG | 559.76 | 559.76 | 2320.52 | 2320.52 | 2320.52 | 2320.52
Nuc | 14153.33 | 14153.33 | 14153.33 | 14153.33 | 0.78 | 0.78
PS | 0 | 0 | 0 | 0 | 0 | 0
PV | 0 | 0 | 0 | 0 | 0 | 0
PeakG | 0 | 77.68 | 96.56 | 0 | 105.57 | 40.95
PeakO | 0 | 0 | 0 | 0 | 0 | 0
ST | 0 | 0 | 0 | 0 | 0 | 0
STOG | 0 | 0 | 0 | 0 | 0 | 0
STWD | 42.68 | 71.03 | 67.09 | 118.28 | 156.08 | 253.8
WT | 4016.17 | 4077.56 | 5590.59 | 9305.43 | 9305.43 | 9305.43
IGCC | 0 | 0 | 0 | 0 | 0 | 0
DemandResponse | 0 | 0 | 0 | 0 | 0 | 0
IGCC-CCS | 0 | 0 | 0 | 0 | 0 | 0
WT_off | 0 | 0 | 0 | 0 | 0 | 0
PseudoUnit | 0 | 0 | 0 | 0 | 0 | 0
FixedInterchange | 0 | 0 | 0 | 0 | 0 | 0
Total Generation by Reporting Type: Nebraska
ReportingType | 2015 | 2020 | 2025 | 2030 | 2035 | 2040
BM | 0 | 0 | 0 | 0 | 0 | 0
CC | 387.49 | 247.08 | 238.68 | 137.83 | 238.68 | 137.83
CSP | 0 | 0 | 0 | 0 | 0 | 0
CT | 0 | 0 | 0 | 0 | 0 | 0
Coal | 30719.51 | 3266.23 | 1796.12 | 1633.84 | 1656.22 | 1678.6
Geo | 0 | 0 | 0 | 0 | 0 | 0
H | 591 | 591 | 591 | 591 | 591 | 591
LFG | 47.3 | 47.3 | 47.3 | 543.32 | 535.69 | 535.69
Nuc | 9752.32 | 9752.32 | 8880.16 | 7519.29 | 1.2 | 1.06
PS | 0 | 0 | 0 | 0 | 0 | 0
PV | 0 | 0 | 0 | 0 | 0 | 0
PeakG | 9.31 | 0 | 11.79 | 0 | 0 | 11.79
PeakO | 0 | 0 | 0 | 0 | 0 | 0
ST | 0 | 0 | 0 | 0 | 0 | 0
STOG | 0 | 0 | 0 | 0 | 0 | 0
STWD | 0 | 0 | 0 | 0 | 0 | 0
WT | 1220.72 | 54103.18 | 55790.12 | 55790.12 | 63037.01 | 62816.85
IGCC | 0 | 0 | 0 | 0 | 0 | 0
DemandResponse | 0 | 0 | 0 | 0 | 0 | 0
IGCC-CCS | 0 | 0 | 0 | 0 | 0 | 0
WT_off | 0 | 0 | 0 | 0 | 0 | 0
PseudoUnit | 0 | 0 | 0 | 0 | 0 | 0
FixedInterchange | 0 | 0 | 0 | 0 | 0 | 0
Total Generation by Reporting Type: NEISO
ReportingType | 2015 | 2020 | 2025 | 2030 | 2035 | 2040
BM | 1882.96 | 1124.37 | 124.42 | 167.39 | 748.05 | 1882.96
CC | 35278.52 | 26572.65 | 18842.99 | 6268.78 | 10072.14 | 14067.51
CSP | 0 | 0 | 0 | 0 | 0 | 0
CT | 3.12 | 10.92 | 34.32 | 33.34 | 0 | 0
Coal | 60.36 | 0 | 0 | 0 | 0 | 0
Geo | 0 | 0 | 0 | 0 | 0 | 0
H | 12289.94 | 12289.94 | 12289.94 | 12289.94 | 12289.94 | 12303.66
LFG | 4582.65 | 4582.65 | 4582.65 | 5132.48 | 5132.48 | 5132.48
Nuc | 36181.73 | 36181.73 | 36181.73 | 36181.73 | 26141.23 | 19310.53
PS | 184.14 | 249.33 | 377.42 | 302.5 | 418 | 525.7
PV | 5.26 | 467.11 | 467.11 | 467.11 | 467.11 | 399.81
PeakG | 32.3 | 102.41 | 121.04 | 0 | 0 | 0
PeakO | 0 | 0 | 0 | 0 | 0 | 0
ST | 0 | 0 | 0 | 0 | 0 | 0
STOG | 0 | 0 | 0 | 0 | 0 | 0
STWD | 2822.12 | 492.15 | 74.14 | 78.82 | 431.18 | 730.48
WT | 1283.3 | 6558.7 | 9524.83 | 16205.23 | 16205.23 | 16205.23
IGCC | 0 | 0 | 0 | 0 | 0 | 0
DemandResponse | 0 | 0 | 0.83 | 0 | 0.52 | 0
IGCC-CCS | 0 | 0 | 0 | 0 | 0 | 0
WT_off | 1870.13 | 1870.13 | 1870.13 | 1870.13 | 0 | 0
PseudoUnit | 0 | 0 | 0 | 0 | 0 | 0
FixedInterchange | 0 | 0 | 0 | 0 | 0 | 0
Total Generation by Reporting Type: NonRTO_Midwest
ReportingType | 2015 | 2020 | 2025 | 2030 | 2035 | 2040
BM | 0 | 0 | 0 | 0 | 0 | 0
CC | 8861.35 | 42068.93 | 42068.93 | 41887.14 | 41025.58 | 36886.53
CSP | 0 | 0 | 0 | 0 | 0 | 0
CT | 0 | 0 | 0 | 0 | 0 | 0
Coal | 49219.19 | 15221.03 | 709.21 | 671.4 | 671.4 | 671.4
Geo | 0 | 0 | 0 | 0 | 0 | 0
H | 457.8 | 457.8 | 3593.25 | 3593.25 | 3593.25 | 3593.25
LFG | 110.38 | 110.38 | 1373.79 | 1373.79 | 1373.79 | 1373.79
Nuc | 0.02 | 0.08 | 0.08 | 0.27 | 4351.96 | 11121.12
PS | 0 | 0 | 0 | 0 | 0 | 0
PV | 0 | 0 | 0 | 0 | 0 | 0
PeakG | 150.91 | 250.77 | 1334.4 | 670.21 | 405.51 | 87.5
PeakO | 0 | 0 | 0 | 0 | 0 | 0
ST | 0 | 0 | 0 | 0 | 0 | 0
STOG | 0 | 0 | 0 | 0 | 0 | 0
STWD | 0 | 0 | 0 | 0 | 0 | 0
WT | 151.43 | 151.43 | 151.43 | 151.43 | 151.43 | 151.43
IGCC | 0 | 0 | 0 | 0 | 0 | 0
DemandResponse | 0 | 0 | 0 | 0 | 0 | 0
IGCC-CCS | 0 | 0 | 0 | 0 | 0 | 0
WT_off | 0 | 0 | 0 | 0 | 0 | 0
PseudoUnit | 0 | 0 | 0 | 0 | 0 | 0
FixedInterchange | 0 | 0 | 0 | 0 | 0 | 0
Total Generation by Reporting Type: NYISO_A-F
ReportingType | 2015 | 2020 | 2025 | 2030 | 2035 | 2040
BM | 0 | 0 | 0 | 0 | 0 | 0
CC | 7059.61 | 6558.71 | 4876.66 | 304.33 | 2915.77 | 4876.66
CSP | 0 | 0 | 0 | 0 | 0 | 0
CT | 0 | 0 | 0 | 0 | 0 | 0
Coal | 0 | 0 | 0 | 0 | 0 | 0
Geo | 0 | 0 | 0 | 0 | 0 | 0
H | 27149.98 | 27149.98 | 27149.98 | 27149.98 | 27149.98 | 27149.98
LFG | 1359.2 | 1359.2 | 1359.2 | 1894.79 | 1894.79 | 1894.79
Nuc | 26211.3 | 26211.3 | 26211.3 | 21372.53 | 16850.79 | 10212.67
PS | 286.91 | 227.36 | 463.28 | 59.83 | 93.57 | 236.51
PV | 0 | 0 | 0 | 0 | 0 | 0
PeakG | 2.64 | 20.68 | 0 | 0 | 0 | 0
PeakO | 0 | 0 | 0 | 0 | 0 | 0
ST | 0 | 0 | 0 | 0 | 0 | 0
STOG | 0 | 0 | 0 | 0 | 0 | 0
STWD | 0 | 0 | 0 | 0 | 0 | 0
WT | 9818.34 | 13699.27 | 13699.27 | 19135.04 | 19135.04 | 19135.04
IGCC | 0 | 0 | 0 | 0 | 0 | 0
DemandResponse | 0 | 0 | 0 | 0 | 0 | 0
IGCC-CCS | 0 | 0 | 0 | 0 | 0 | 0
WT_off | 0 | 0 | 0 | 0 | 0 | 0
PseudoUnit | 0 | 0 | 0 | 0 | 0 | 0
FixedInterchange | 0 | 0 | 0 | 0 | 0 | 0
Total Generation by Reporting Type: NYISO_G-I
ReportingType | 2015 | 2020 | 2025 | 2030 | 2035 | 2040
BM | 0 | 0 | 0 | 0 | 0 | 0
CC | 3875.72 | 3370.32 | 2258.68 | 937.46 | 4773.91 | 14026.48
CSP | 0 | 0 | 0 | 0 | 0 | 0
CT | 0 | 0 | 0 | 0 | 0 | 0
Coal | 0 | 0 | 0 | 0 | 0 | 0
Geo | 0 | 0 | 0 | 0 | 0 | 0
H | 266.56 | 266.56 | 266.56 | 266.56 | 266.56 | 266.56
LFG | 504.58 | 504.58 | 819.47 | 1090.62 | 1090.62 | 1090.62
Nuc | 15929.31 | 15929.31 | 15929.31 | 15929.31 | 7987.24 | 3.12
PS | 0 | 0 | 0 | 0 | 0 | 0
PV | 0 | 0 | 0 | 0 | 0 | 0
PeakG | 0.01 | 0.67 | 2.35 | 2.35 | 2.35 | 2.35
PeakO | 0 | 0.01 | 0 | 0 | 0 | 0
ST | 0 | 0 | 0 | 0 | 0 | 0
STOG | 0 | 0 | 0 | 0 | 0 | 0
STWD | 0 | 0 | 0 | 0 | 0 | 0
WT | 0 | 178.23 | 178.23 | 743.43 | 909.97 | 909.97
IGCC | 0 | 0 | 0 | 0 | 0 | 0
DemandResponse | 0 | 0 | 0 | 0 | 0 | 0
IGCC-CCS | 0 | 0 | 0 | 0 | 0 | 0
WT_off | 0 | 0 | 0 | 0 | 0 | 0
PseudoUnit | 0 | 0 | 0 | 0 | 0 | 0
FixedInterchange | 0 | 0 | 0 | 0 | 0 | 0
Total Generation by Reporting Type: NYISO_J-K
ReportingType | 2015 | 2020 | 2025 | 2030 | 2035 | 2040
BM | 0 | 0 | 0 | 0 | 0 | 0
CC | 23786.13 | 24561.81 | 17079.11 | 11246.94 | 13459.31 | 16311.15
CSP | 0 | 0 | 0 | 0 | 0 | 0
CT | 0 | 0 | 0 | 0 | 0 | 0
Coal | 0 | 0 | 0 | 0 | 0 | 0
Geo | 0 | 0 | 0 | 0 | 0 | 0
H | 0 | 0 | 0 | 0 | 0 | 0
LFG | 977.62 | 977.62 | 977.62 | 1563.66 | 1563.66 | 1563.66
Nuc | 0 | 0.02 | 0.07 | 0.12 | 0.12 | 0.19
PS | 0 | 0 | 0 | 0 | 0 | 0
PV | 53.26 | 53.26 | 53.26 | 53.26 | 0 | 0
PeakG | 137.12 | 230.82 | 310.76 | 259.15 | 371.91 | 322.27
PeakO | 0 | 2.59 | 26.03 | 6.76 | 27.38 | 15.11
ST | 0 | 0 | 0 | 0 | 0 | 0
STOG | 316.4 | 703.25 | 645.14 | 492.81 | 523.22 | 523.22
STWD | 0 | 0 | 0 | 0 | 0 | 0
WT | 0 | 0 | 0 | 0 | 0 | 0
IGCC | 0 | 0 | 0 | 0 | 0 | 0
DemandResponse | 0 | 0 | 0 | 0 | 0 | 0
IGCC-CCS | 0 | 0 | 0 | 0 | 0 | 0
WT_off | 0 | 0 | 0 | 0 | 0 | 0
PseudoUnit | 0 | 0 | 0 | 0 | 0 | 0
FixedInterchange | 0 | 0 | 0 | 0 | 0 | 0
Total Generation by Reporting Type: PJM_E
ReportingType | 2015 | 2020 | 2025 | 2030 | 2035 | 2040
BM | 12.57 | 223.98 | 223.98 | 223.98 | 223.98 | 223.98
CC | 47547.3 | 54236.01 | 43195.69 | 35076.22 | 45778.37 | 47706.37
CSP | 0 | 0 | 0 | 0 | 0 | 0
CT | 0.24 | 10.03 | 10.03 | 0 | 0 | 0
Coal | 389 | 131.02 | 19.61 | 0.91 | 2.86 | 5.47
Geo | 0 | 0 | 0 | 0 | 0 | 0
H | 1839.27 | 1839.27 | 1839.27 | 1839.27 | 1839.27 | 1839.27
LFG | 3714.15 | 4761.94 | 4761.94 | 4761.94 | 4761.94 | 4761.94
Nuc | 66287.73 | 61501.14 | 61501.14 | 61501.14 | 44177.54 | 35032.79
PS | 164 | 303.32 | 284 | 284 | 284 | 284
PV | 102.4 | 102.4 | 102.4 | 102.4 | 57.82 | 57.82
PeakG | 62.97 | 955.97 | 955.97 | 946.02 | 940.13 | 940.93
PeakO | 0 | 0 | 0 | 0 | 0 | 0
ST | 0 | 0 | 0 | 0 | 0 | 0
STOG | 268.49 | 0 | 0 | 0 | 0 | 0
STWD | 0 | 0 | 0 | 0 | 0 | 0
WT | 2143.36 | 2143.36 | 2143.36 | 2143.36 | 2143.36 | 2143.36
IGCC | 0 | 0 | 0 | 0 | 0 | 0
DemandResponse | 0 | 0 | 0 | 0 | 0 | 0
IGCC-CCS | 0 | 0 | 0 | 0 | 0 | 0
WT_off | 0 | 0 | 3990.52 | 3990.52 | 3990.52 | 3990.52
PseudoUnit | 0 | 0 | 0 | 0 | 0 | 0
FixedInterchange | 0 | 0 | 0 | 0 | 0 | 0
Total Generation by Reporting Type: PJM_ROM
ReportingType | 2015 | 2020 | 2025 | 2030 | 2035 | 2040
BM | 7.54 | 134.39 | 134.39 | 134.39 | 134.39 | 134.39
CC | 21304.04 | 26786.48 | 16684.75 | 15857.22 | 59703.88 | 89416.45
CSP | 0 | 0 | 0 | 0 | 0 | 0
CT | 0.15 | 6.13 | 6.13 | 6.13 | 0 | 0
Coal | 9447.59 | 1556.03 | 23.61 | 1.1 | 3.45 | 6.58
Geo | 0 | 0 | 0 | 0 | 0 | 0
H | 3645.46 | 3645.46 | 6490.47 | 6490.47 | 6490.47 | 6490.47
LFG | 2813.8 | 4903.85 | 4903.85 | 4903.85 | 4903.85 | 4903.85
Nuc | 39227.38 | 39227.38 | 39227.38 | 39227.38 | 25736.15 | 18733.49
PS | 622.04 | 1112.05 | 1074.23 | 1073.01 | 1074.23 | 1074.23
PV | 10.51 | 2287.91 | 3514.32 | 3656.84 | 3656.84 | 3565.8
PeakG | 6.06 | 51.56 | 157.75 | 391.97 | 568.26 | 568.26
PeakO | 0 | 0 | 0 | 0 | 0 | 0
ST | 0 | 0 | 0 | 0 | 0 | 0
STOG | 691.59 | 348.31 | 0 | 0 | 0 | 0
STWD | 28.46 | 490.56 | 490.56 | 490.56 | 490.56 | 490.56
WT | 3032.09 | 4910.74 | 4910.74 | 4910.74 | 4910.74 | 4910.74
IGCC | 0 | 0 | 0 | 0 | 0 | 0
DemandResponse | 0 | 0 | 0 | 0 | 0 | 0
IGCC-CCS | 0 | 0 | 0 | 0 | 0 | 0
WT_off | 0 | 0 | 0 | 0 | 0 | 0
PseudoUnit | 0 | 0 | 0 | 0 | 0 | 0
FixedInterchange | 0 | 0 | 0 | 0 | 0 | 0
Total Generation by Reporting Type: PJM_ROR
ReportingType | 2015 | 2020 | 2025 | 2030 | 2035 | 2040
BM | 161.29 | 2874.47 | 2874.47 | 2874.47 | 2874.47 | 1440.97
CC | 200793.48 | 211201.1 | 195203.11 | 162030.89 | 158196.61 | 151215.54
CSP | 0 | 0 | 0 | 0 | 0 | 0
CT | 2.98 | 11.11 | 11.11 | 11.11 | 0 | 0
Coal | 195865.93 | 89681.19 | 5476.68 | 855.65 | 855.65 | 855.65
Geo | 0 | 0 | 0 | 0 | 0 | 0
H | 4602.26 | 6925.78 | 6925.78 | 6925.78 | 6925.78 | 6925.78
LFG | 4252.63 | 8302.71 | 8302.71 | 8302.71 | 8302.71 | 8302.71
Nuc | 156083.84 | 156083.84 | 156083.84 | 149330.43 | 116030.78 | 77993.94
PS | 1376.32 | 2341.56 | 2188.69 | 2187.51 | 2187.51 | 2187.51
PV | 63.07 | 63.07 | 63.07 | 63.07 | 63.07 | 63.07
PeakG | 803.28 | 2817.46 | 4184.28 | 2633.76 | 3216.87 | 2992.76
PeakO | 0 | 0 | 0 | 0 | 0 | 0
ST | 0 | 0 | 0 | 0 | 0 | 0
STOG | 408.99 | 717.65 | 0 | 0 | 0 | 0
STWD | 36.67 | 1359.55 | 1359.55 | 1359.55 | 998.99 | 1139.21
WT | 28147.97 | 28682.04 | 36682.89 | 36682.89 | 36682.89 | 36682.89
IGCC | 0 | 0 | 0 | 0 | 0 | 0
DemandResponse | 0 | 0 | 0 | 0 | 0 | 0
IGCC-CCS | 0 | 0 | 0 | 0 | 0 | 0
WT_off | 0 | 0 | 0 | 0 | 0 | 0
PseudoUnit | 0 | 0 | 0 | 0 | 0 | 0
FixedInterchange | 0 | 0 | 0 | 0 | 0 | 0
Total Generation by Reporting Type: SOCO
ReportingType | 2015 | 2020 | 2025 | 2030 | 2035 | 2040
BM | 38.15 | 96.82 | 240.6 | 410.64 | 410.64 | 410.64
CC | 169106.96 | 180798.86 | 172598.83 | 118184.66 | 106931.71 | 69137.56
CSP | 0 | 0 | 0 | 0 | 0 | 0
CT | 0 | 0 | 0 | 0 | 0 | 0
Coal | 28621.28 | 0 | 0 | 0 | 0 | 0
Geo | 0 | 0 | 0 | 0 | 0 | 0
H | 10893.11 | 10893.11 | 10893.11 | 10893.11 | 10893.11 | 10893.11
LFG | 291.71 | 291.71 | 1138.45 | 1138.45 | 1138.45 | 1138.45
Nuc | 45497.84 | 62634.5 | 62634.5 | 112701.2 | 125111.77 | 166461.59
PS | 728.62 | 1710.72 | 1273 | 686.75 | 686.75 | 686.75
PV | 0 | 0 | 0 | 0 | 0 | 0
PeakG | 481.52 | 2562.19 | 2477.89 | 0 | 0 | 0
PeakO | 0 | 0 | 0 | 0 | 0 | 0
ST | 0 | 0 | 0 | 0 | 0 | 0
STOG | 0 | 0 | 0 | 0 | 0 | 0
STWD | 261.52 | 692.4 | 692.4 | 2877.69 | 2877.69 | 3379.77
WT | 0 | 0 | 0 | 0 | 0 | 0
IGCC | 0 | 0 | 0 | 0 | 0 | 0
DemandResponse | 0 | 0 | 0 | 0 | 0 | 0
IGCC-CCS | 0 | 0 | 0 | 0 | 0 | 0
WT_off | 0 | 0 | 0 | 0 | 0 | 0
PseudoUnit | 0 | 0 | 0 | 0 | 0 | 0
FixedInterchange | 0 | 0 | 0 | 0 | 0 | 0
Total Generation by Reporting Type: SPP_N
ReportingType | 2015 | 2020 | 2025 | 2030 | 2035 | 2040
BM | 0 | 0 | 0 | 0 | 0 | 0
CC | 2935.41 | 1244.28 | 1477.15 | 923.62 | 922.83 | 922.03
CSP | 0 | 0 | 0 | 0 | 0 | 0
CT | 0 | 0 | 0 | 0 | 0 | 0
Coal | 59322.93 | 9990.43 | 318.42 | 33.64 | 33.64 | 89.7
Geo | 0 | 0 | 0 | 0 | 0 | 0
H | 60 | 60 | 60 | 60 | 60 | 60
LFG | 55.19 | 55.19 | 55.19 | 705.95 | 705.95 | 705.95
Nuc | 9035.69 | 9035.69 | 8012.75 | 8012.75 | 7341.79 | 6808.35
PS | 0 | 0 | 0 | 0 | 0 | 0
PV | 0 | 0 | 0 | 0 | 0 | 0
PeakG | 62.72 | 0 | 64.59 | 66.06 | 204.02 | 176.66
PeakO | 0 | 0 | 0 | 0 | 0 | 0
ST | 0 | 0 | 0 | 0 | 0 | 0
STOG | 171.85 | 0 | 0 | 0 | 0 | 0
STWD | 0 | 0 | 0 | 0 | 0 | 0
WT | 4213.48 | 129445.33 | 142122.15 | 146521.52 | 146201.44 | 146161.06
IGCC | 0 | 0 | 0 | 0 | 0 | 0
DemandResponse | 0 | 0 | 0 | 0 | 0 | 0
IGCC-CCS | 0 | 0 | 0 | 0 | 0 | 0
WT_off | 0 | 0 | 0 | 0 | 0 | 0
PseudoUnit | 0 | 0 | 0 | 0 | 0 | 0
FixedInterchange | 0 | 0 | 0 | 0 | 0 | 0
Total Generation by Reporting Type: SPP_S
ReportingType | 2015 | 2020 | 2025 | 2030 | 2035 | 2040
BM | 0 | 0 | 0 | 0 | 0 | 0
CC | 38227.3 | 10700.87 | 11673.72 | 9415.91 | 9279.94 | 8945.31
CSP | 0 | 0 | 0 | 0 | 0 | 0
CT | 12.18 | 0 | 66.6 | 133.2 | 56.05 | 0
Coal | 90136.34 | 6924.02 | 666.98 | 0 | 0 | 79.64
Geo | 0 | 0 | 0 | 0 | 0 | 0
H | 10050.79 | 10050.79 | 10050.79 | 10050.79 | 10050.79 | 10050.79
LFG | 149.8 | 149.8 | 131.5 | 720.57 | 720.57 | 720.57
Nuc | 0.01 | 0.04 | 0.07 | 0.07 | 0.07 | 0.16
PS | 194.01 | 278.75 | 948.75 | 860.8 | 997.7 | 867.47
PV | 0 | 0 | 0 | 0 | 0 | 0
PeakG | 0 | 0 | 235.25 | 369.99 | 263.02 | 239.22
PeakO | 0 | 0 | 0 | 0 | 0 | 0
ST | 0 | 0 | 0 | 0 | 0 | 0
STOG | 1559.88 | 1327.54 | 826.57 | 129.97 | 126.51 | 0
STWD | 32.89 | 30.24 | 52.92 | 123.61 | 123.61 | 199.21
WT | 9404.55 | 143392.54 | 147934.72 | 147093.22 | 146478.33 | 145873.5
IGCC | 0 | 0 | 0 | 0 | 0 | 0
DemandResponse | 0 | 0 | 0 | 0 | 0 | 0
IGCC-CCS | 0 | 0 | 0 | 0 | 0 | 0
WT_off | 0 | 0 | 0 | 0 | 0 | 0
PseudoUnit | 0 | 0 | 0 | 0 | 0 | 0
FixedInterchange | 0 | 0 | 0 | 0 | 0 | 0
Total Generation by Reporting Type: TVA
ReportingType | 2015 | 2020 | 2025 | 2030 | 2035 | 2040
BM | 0 | 0 | 0 | 0 | 0 | 0
CC | 47061.32 | 72522.02 | 63540.4 | 55164.8 | 52390.71 | 41842.7
CSP | 0 | 0 | 0 | 0 | 0 | 0
CT | 0 | 0 | 0 | 0 | 0 | 0
Coal | 46570.59 | 12873.7 | 0 | 0 | 0 | 0
Geo | 0 | 0 | 0 | 0 | 0 | 0
H | 17444.8 | 17444.8 | 17444.8 | 17545.57 | 17545.57 | 17545.57
LFG | 102.49 | 102.49 | 949.23 | 949.23 | 949.23 | 949.23
Nuc | 65391.09 | 65391.09 | 65391.09 | 65391.09 | 66089.19 | 81493.4
PS | 664.58 | 1260.61 | 1269.06 | 714.63 | 714.63 | 714.63
PV | 0 | 0 | 0 | 0 | 0 | 0
PeakG | 0 | 40.3 | 73.3 | 32.16 | 0 | 0
PeakO | 0 | 0 | 0 | 0 | 0 | 0
ST | 0 | 0 | 0 | 0 | 0 | 0
STOG | 0 | 0 | 0 | 0 | 0 | 0
STWD | 1.06 | 3.38 | 5.63 | 25.75 | 25.75 | 35.04
WT | 73.94 | 73.94 | 73.94 | 73.94 | 73.94 | 73.94
IGCC | 0 | 0 | 0 | 0 | 0 | 0
DemandResponse | 0 | 0 | 0 | 0 | 0 | 0
IGCC-CCS | 0 | 0 | 0 | 0 | 0 | 0
WT_off | 0 | 0 | 0 | 0 | 0 | 0
PseudoUnit | 0 | 0 | 0 | 0 | 0 | 0
FixedInterchange | 0 | 0 | 0 | 0 | 0 | 0
Total Generation by Reporting Type: TVA_Transmission
ReportingType | 2015 | 2020 | 2025 | 2030 | 2035 | 2040
BM | 0 | 0 | 0 | 0 | 0 | 0
CC | 0 | 0 | 0 | 0 | 0 | 0
CSP | 0 | 0 | 0 | 0 | 0 | 0
CT | 0 | 0 | 0 | 0 | 0 | 0
Coal | 0 | 0 | 0 | 0 | 0 | 0
Geo | 0 | 0 | 0 | 0 | 0 | 0
H | 0 | 0 | 0 | 0 | 0 | 0
LFG | 0 | 0 | 0 | 0 | 0 | 0
Nuc | 0 | 0 | 0 | 0 | 0 | 0
PS | 0 | 0 | 0 | 0 | 0 | 0
PV | 0 | 0 | 0 | 0 | 0 | 0
PeakG | 0 | 0 | 0 | 0 | 0 | 0
PeakO | 0 | 0 | 0 | 0 | 0 | 0
ST | 0 | 0 | 0 | 0 | 0 | 0
STOG | 0 | 0 | 0 | 0 | 0 | 0
STWD | 0 | 0 | 0 | 0 | 0 | 0
WT | 0 | 0 | 0 | 0 | 0 | 0
IGCC | 0 | 0 | 0 | 0 | 0 | 0
DemandResponse | 0 | 0 | 0 | 0 | 0 | 0
IGCC-CCS | 0 | 0 | 0 | 0 | 0 | 0
WT_off | 0 | 0 | 0 | 0 | 0 | 0
PseudoUnit | 0 | 0 | 0 | 0 | 0 | 0
FixedInterchange | 0 | 0 | 0 | 0 | 0 | 0
Total Generation by Reporting Type: VACAR
ReportingType | 2015 | 2020 | 2025 | 2030 | 2035 | 2040
BM | 6.84 | 76.33 | 3308.22 | 3308.22 | 3308.22 | 3308.22
CC | 94597.55 | 98209.99 | 87535.27 | 61958.52 | 63550.31 | 44812.14
CSP | 0 | 0 | 0 | 0 | 0 | 0
CT | 73.69 | 291.42 | 492.4 | 12.04 | 0 | 0
Coal | 35021.58 | 10874.76 | 2201.84 | 167.08 | 87.52 | 167.08
Geo | 0 | 0 | 0 | 0 | 0 | 0
H | 4325 | 4325 | 4325 | 4325 | 4325 | 4325
LFG | 499.37 | 1343.43 | 1343.43 | 1343.43 | 1343.43 | 1343.43
Nuc | 89032.75 | 107182.03 | 107182.03 | 151799.15 | 155778.73 | 179953.32
PS | 1140.24 | 2221.78 | 2631.79 | 1072.56 | 1072.56 | 1072.56
PV | 42.05 | 271.68 | 271.68 | 271.68 | 271.68 | 271.68
PeakG | 144.02 | 1377.54 | 1729.46 | 0 | 0 | 0
PeakO | 0 | 0 | 0 | 0 | 0 | 0
ST | 0 | 0 | 0 | 0 | 0 | 0
STOG | 0 | 0 | 0 | 0 | 0 | 0
STWD | 1969.25 | 1969.25 | 1969.25 | 1911.72 | 1834.32 | 1757.07
WT | 2.34 | 7866.99 | 7866.99 | 7866.99 | 7866.99 | 7866.99
IGCC | 0 | 0 | 0 | 0 | 0 | 0
DemandResponse | 0 | 0 | 11.7 | 38.84 | 22.54 | 7.9
IGCC-CCS | 0 | 0 | 0 | 0 | 0 | 0
WT_off | 3.46 | 3.46 | 3.46 | 3.46 | 3.46 | 3.46
PseudoUnit | 0 | 0 | 0 | 0 | 0 | 0
FixedInterchange | 0 | 0 | 0 | 0 | 0 | 0
Total Generation by Reporting Type: IESO
ReportingType | 2015 | 2020 | 2025 | 2030 | 2035 | 2040
BM | 0 | 10.53 | 33.1 | 0 | 0 | 57.88
CC | 9638.85 | 9638.85 | 720.13 | 65.11 | 80.82 | 85.79
CSP | 0 | 0 | 0 | 0 | 0 | 0
CT | 37.81 | 12.03 | 12.03 | 0 | 0 | 0
Coal | 0 | 0 | 0 | 0 | 0 | 0
Geo | 0 | 0 | 0 | 0 | 0 | 0
H | 46189.03 | 46189.03 | 46189.03 | 46189.03 | 47737.94 | 47737.94
LFG | 926.37 | 926.37 | 926.37 | 930.31 | 930.31 | 930.31
Nuc | 101402.31 | 101402.31 | 101402.31 | 101402.31 | 93379.23 | 81383.57
PS | 25.83 | 25.83 | 25.83 | 13.53 | 1.27 | 3.35
PV | 78.84 | 78.84 | 78.84 | 78.84 | 78.84 | 78.84
PeakG | 0 | 0 | 0 | 0 | 0 | 0
PeakO | 0 | 0 | 0 | 0 | 0 | 0
ST | 0 | 0 | 0 | 0 | 0 | 0
STOG | 0 | 0 | 0 | 0 | 0 | 0
STWD | 26.27 | 26.27 | 26.27 | 26.27 | 26.27 | 566.04
WT | 8479.75 | 8479.75 | 8479.75 | 8479.75 | 8479.75 | 8479.75
IGCC | 0 | 0 | 0 | 0 | 0 | 0
DemandResponse | 0 | 0 | 0 | 0 | 0 | 0
IGCC-CCS | 0 | 0 | 0 | 0 | 0 | 0
WT_off | 0 | 0 | 0 | 0 | 0 | 0
PseudoUnit | 0 | 0 | 0 | 0 | 0 | 0
FixedInterchange | 0 | 0 | 0 | 0 | 0 | 0
Total Generation by Reporting Type: MAPP_CA
ReportingType | 2015 | 2020 | 2025 | 2030 | 2035 | 2040
BM | 0 | 0 | 0 | 0 | 0 | 0
CC | 7601.54 | 7601.54 | 1913.82 | 0 | 0 | 0
CSP | 0 | 0 | 0 | 0 | 0 | 0
CT | 0 | 0 | 0 | 0 | 0 | 0
Coal | 373.45 | 0 | 0 | 0 | 0 | 0
Geo | 0 | 0 | 0 | 0 | 0 | 0
H | 41520.42 | 45597.02 | 54366.11 | 61544.34 | 64639.94 | 64639.94
LFG | 0 | 0 | 0 | 0 | 0 | 0
Nuc | 0 | 0.04 | 0.01 | 0 | 0 | 0
PS | 0 | 0 | 0 | 0 | 0 | 0
PV | 0 | 0 | 0 | 0 | 0 | 0
PeakG | 60.62 | 116.47 | 0 | 0 | 0 | 0
PeakO | 0 | 0 | 0 | 0 | 0 | 0
ST | 0 | 0 | 0 | 0 | 0 | 0
STOG | 11.7 | 0 | 0 | 0 | 0 | 0
STWD | 0 | 0 | 0 | 0 | 0 | 0
WT | 1446.06 | 1446.06 | 1446.06 | 1446.06 | 688.72 | 688.72
IGCC | 0 | 0 | 0 | 0 | 0 | 0
DemandResponse | 0 | 0 | 0 | 0 | 0 | 0
IGCC-CCS | 0 | 0 | 0 | 0 | 0 | 0
WT_off | 0 | 0 | 0 | 0 | 0 | 0
PseudoUnit | 0 | 0 | 0 | 0 | 0 | 0
FixedInterchange | 0 | 0 | 0 | 0 | 0 | 0
Total Generation by Reporting Type: AZ_NM_SNV_Coal
ReportingType | 2015 | 2020 | 2025 | 2030 | 2035 | 2040
BM | 0 | 0 | 0 | 0 | 0 | 0
CC | 0 | 0 | 0 | 0 | 0 | 0
CSP | 0 | 0 | 0 | 0 | 0 | 0
CT | 0 | 0 | 0 | 0 | 0 | 0
Coal | 61560.54 | 37409.23 | 0 | 0 | 0 | 0
Geo | 0 | 0 | 0 | 0 | 0 | 0
H | 0 | 0 | 0 | 0 | 0 | 0
LFG | 0 | 0 | 0 | 0 | 0 | 0
Nuc | 0 | 0 | 0 | 0 | 0 | 0
PS | 0 | 0 | 0 | 0 | 0 | 0
PV | 0 | 0 | 0 | 0 | 0 | 0
PeakG | 0 | 0 | 0 | 0 | 0 | 0
PeakO | 0 | 0 | 0 | 0 | 0 | 0
ST | 0 | 0 | 0 | 0 | 0 | 0
STOG | 0 | 0 | 0 | 0 | 0 | 0
STWD | 0 | 0 | 0 | 0 | 0 | 0
WT | 0 | 0 | 0 | 0 | 0 | 0
IGCC | 0 | 0 | 0 | 0 | 0 | 0
DemandResponse | 0 | 0 | 0 | 0 | 0 | 0
IGCC-CCS | 0 | 0 | 0 | 0 | 0 | 0
WT_off | 0 | 0 | 0 | 0 | 0 | 0
PseudoUnit | 0 | 0 | 0 | 0 | 0 | 0
FixedInterchange | 0 | 0 | 0 | 0 | 0 | 0
Total Generation by Reporting Type: AZ_NM_SNV_Gas
ReportingType | 2015 | 2020 | 2025 | 2030 | 2035 | 2040
BM | 0 | 0 | 0 | 0 | 0 | 0
CC | 50484.5 | 46168.74 | 73577.26 | 32037.88 | 16339.05 | 14400.7
CSP | 0 | 0 | 0 | 0 | 0 | 0
CT | 0 | 19.84 | 144.37 | 75.62 | 0 | 0
Coal | 0 | 0 | 0 | 0 | 0 | 0
Geo | 0 | 0 | 0 | 0 | 0 | 0
H | 0 | 0 | 0 | 0 | 0 | 0
LFG | 0 | 0 | 0 | 0 | 0 | 0
Nuc | 0 | 0 | 0 | 0 | 0 | 0
PS | 0 | 0 | 0 | 0 | 0 | 0
PV | 0 | 0 | 0 | 0 | 0 | 0
PeakG | 0 | 8.99 | 0 | 0 | 0 | 0
PeakO | 0 | 0 | 0 | 0 | 0 | 0
ST | 0 | 0 | 0 | 0 | 0 | 0
STOG | 0 | 0 | 0 | 0 | 0 | 0
STWD | 0 | 0 | 0 | 0 | 0 | 0
WT | 0 | 0 | 0 | 0 | 0 | 0
IGCC | 0 | 0 | 0 | 0 | 0 | 0
DemandResponse | 0 | 0 | 15.95 | 0 | 10.89 | 22.06
IGCC-CCS | 0 | 0 | 0 | 0 | 0 | 0
WT_off | 0 | 0 | 0 | 0 | 0 | 0
PseudoUnit | 0 | 0 | 0 | 0 | 0 | 0
FixedInterchange | 0 | 0 | 0 | 0 | 0 | 0
Total Generation by Reporting Type: AZ_NM_SNV_NucRenew
ReportingType | 2015 | 2020 | 2025 | 2030 | 2035 | 2040
BM | 0 | 0 | 0 | 0 | 0 | 0
CC | 0 | 0 | 0 | 0 | 0 | 0
CSP | 0 | 0 | 0 | 0 | 0 | 0
CT | 0 | 0 | 0 | 0 | 0 | 0
Coal | 0 | 0 | 0 | 0 | 0 | 0
Geo | 0 | 0 | 12066.9 | 12066.9 | 12066.9 | 12066.9
H | 8952 | 8952 | 8952 | 8952 | 8952 | 8952
LFG | 55.19 | 55.19 | 533.48 | 533.48 | 533.48 | 533.48
Nuc | 30183.89 | 30183.89 | 30183.89 | 57441.42 | 88915.25 | 90350.02
PS | 2.16 | 23.76 | 88.56 | 45.36 | 45.36 | 45.36
PV | 365.63 | 365.63 | 365.63 | 365.63 | 365.63 | 365.63
PeakG | 0 | 0 | 0 | 0 | 0 | 0
PeakO | 0 | 0 | 0 | 0 | 0 | 0
ST | 981.12 | 2324.78 | 3029.3 | 3077.12 | 3077.12 | 3077.12
STOG | 0 | 0 | 0 | 0 | 0 | 0
STWD | 182.21 | 182.21 | 182.21 | 182.21 | 182.21 | 182.21
WT | 1407.73 | 30302.91 | 30302.91 | 30781.37 | 31252.61 | 31757.61
IGCC | 0 | 0 | 0 | 0 | 0 | 0
DemandResponse | 0 | 0 | 0 | 0 | 0 | 0
IGCC-CCS | 0 | 0 | 0 | 0 | 0 | 0
WT_off | 0 | 0 | 0 | 0 | 0 | 0
PseudoUnit | 0 | 0 | 0 | 0 | 0 | 0
FixedInterchange | 0 | 0 | 0 | 0 | 0 | 0
Total Generation by Reporting Type: ERCOT
ReportingType | 2015 | 2020 | 2025 | 2030 | 2035 | 2040
BM | 58.16 | 100.59 | 154.07 | 1082.59 | 1082.59 | 1082.59
CC | 220969.94 | 221079.23 | 200666.99 | 191474.21 | 182276.44 | 146388.2
CSP | 0 | 0 | 0 | 0 | 0 | 0
CT | 0 | 25.69 | 49.04 | 95.75 | 0 | 0
Coal | 36629.26 | 25406.09 | 934.29 | 214.29 | 214.29 | 386.52
Geo | 0 | 0 | 0 | 0 | 0 | 0
H | 607.38 | 607.38 | 607.38 | 607.38 | 607.38 | 607.38
LFG | 591.3 | 591.3 | 3382.24 | 3382.24 | 3382.24 | 3382.24
Nuc | 39655.79 | 39655.79 | 39655.79 | 40867.14 | 44831.22 | 76765.22
PS | 0 | 0 | 0 | 0 | 0 | 0
PV | 30.84 | 30.84 | 30.84 | 30.84 | 2.63 | 2.63
PeakG | 0 | 239.17 | 682.63 | 624.56 | 389.91 | 132.26
PeakO | 0 | 0.46 | 0 | 0 | 0 | 0
ST | 0 | 0 | 0 | 0 | 0 | 0
STOG | 1979.55 | 2223.04 | 0 | 0 | 0 | 0
STWD | 0 | 0 | 0 | 0 | 0 | 0
WT | 27080.39 | 40526.97 | 79311.26 | 79311.26 | 79311.26 | 77888.11
IGCC | 0 | 0 | 0 | 0 | 0 | 0
DemandResponse | 0 | 4.54 | 90.38 | 88.59 | 87.03 | 85.5
IGCC-CCS | 0 | 0 | 0 | 0 | 0 | 0
WT_off | 0 | 0 | 0 | 0 | 0 | 0
PseudoUnit | 0 | 0 | 0 | 0 | 0 | 0
FixedInterchange | 0 | 0 | 0 | 0 | 0 | 0
Total Generation by Reporting Type: NP15
ReportingType | 2015 | 2020 | 2025 | 2030 | 2035 | 2040
BM | 0 | 0 | 0 | 0 | 0 | 0
CC | 48932.29 | 43865.86 | 48124.43 | 31484.65 | 19974.62 | 7138.95
CSP | 0 | 0 | 0 | 0 | 0 | 0
CT | 0 | 0 | 0 | 0 | 0 | 0
Coal | 1435.64 | 0 | 0 | 0 | 0 | 0
Geo | 9050.48 | 14043.68 | 14043.68 | 14043.68 | 14043.68 | 14043.68
H | 24182 | 24182 | 24182 | 24182 | 24182 | 24182
LFG | 670.14 | 3653.69 | 5124.6 | 5124.6 | 5124.6 | 5124.6
Nuc | 17915.6 | 17915.6 | 17915.6 | 17915.6 | 26241 | 55819.87
PS | 0 | 20.06 | 34.82 | 59.85 | 33.76 | 29.54
PV | 153.52 | 153.52 | 153.52 | 153.52 | 153.52 | 153.52
PeakG | 0 | 0 | 7.15 | 4.91 | 0 | 0
PeakO | 0 | 0 | 0 | 0 | 0 | 0
ST | 99.08 | 99.08 | 99.08 | 99.08 | 99.08 | 99.08
STOG | 55.41 | 0 | 0 | 0 | 0 | 0
STWD | 3097.54 | 3097.54 | 1446 | 3097.54 | 3097.54 | 3097.54
WT | 3102.31 | 5354.15 | 10111.26 | 11679.16 | 11679.16 | 11679.16
IGCC | 0 | 0 | 0 | 0 | 0 | 0
DemandResponse | 0 | 0 | 0 | 0 | 0 | 0
IGCC-CCS | 0 | 0 | 0 | 0 | 0 | 0
WT_off | 0 | 0 | 0 | 0 | 0 | 0
PseudoUnit | 0 | 0 | 0 | 0 | 0 | 0
FixedInterchange | 0 | 0 | 0 | 0 | 0 | 0
Total Generation by Reporting Type: NWPP_Coal
ReportingType | 2015 | 2020 | 2025 | 2030 | 2035 | 2040
BM | 0 | 0 | 0 | 0 | 0 | 0
CC | 0 | 0 | 0 | 0 | 0 | 0
CSP | 0 | 0 | 0 | 0 | 0 | 0
CT | 0 | 0 | 0 | 0 | 0 | 0
Coal | 51560.24 | 36895.86 | 1282.61 | 1282.61 | 1282.61 | 1282.61
Geo | 0 | 0 | 0 | 0 | 0 | 0
H | 0 | 0 | 0 | 0 | 0 | 0
LFG | 0 | 0 | 0 | 0 | 0 | 0
Nuc | 0 | 0 | 0 | 0 | 0 | 0
PS | 0 | 0 | 0 | 0 | 0 | 0
PV | 0 | 0 | 0 | 0 | 0 | 0
PeakG | 0 | 0 | 0 | 0 | 0 | 0
PeakO | 0 | 0 | 0 | 0 | 0 | 0
ST | 0 | 0 | 0 | 0 | 0 | 0
STOG | 0 | 0 | 0 | 0 | 0 | 0
STWD | 0 | 0 | 0 | 0 | 0 | 0
WT | 0 | 0 | 0 | 0 | 0 | 0
IGCC | 0 | 0 | 0 | 0 | 0 | 0
DemandResponse | 0 | 0 | 0 | 0 | 0 | 0
IGCC-CCS | 0 | 0 | 0 | 0 | 0 | 0
WT_off | 0 | 0 | 0 | 0 | 0 | 0
PseudoUnit | 0 | 0 | 0 | 0 | 0 | 0
FixedInterchange | 0 | 0 | 0 | 0 | 0 | 0
Total Generation by Reporting Type: NWPP_Gas
ReportingType | 2015 | 2020 | 2025 | 2030 | 2035 | 2040
BM | 0 | 0 | 0 | 0 | 0 | 0
CC | 50575.36 | 60645.92 | 60645.92 | 14790.03 | 12360.08 | 9515.05
CSP | 0 | 0 | 0 | 0 | 0 | 0
CT | 0 | 0 | 0 | 0 | 0 | 0
Coal | 0 | 0 | 0 | 0 | 0 | 0
Geo | 0 | 0 | 0 | 0 | 0 | 0
H | 0 | 0 | 0 | 0 | 0 | 0
LFG | 0 | 0 | 0 | 0 | 0 | 0
Nuc | 0 | 0 | 0 | 0 | 0 | 0
PS | 0 | 0 | 0 | 0 | 0 | 0
PV | 0 | 0 | 0 | 0 | 0 | 0
PeakG | 0 | 0 | 0 | 0 | 0 | 0
PeakO | 0 | 0 | 0 | 0 | 0 | 0
ST | 0 | 0 | 0 | 0 | 0 | 0
STOG | 0 | 0 | 0 | 0 | 0 | 0
STWD | 0 | 0 | 0 | 0 | 0 | 0
WT | 0 | 0 | 0 | 0 | 0 | 0
IGCC | 0 | 0 | 0 | 0 | 0 | 0
DemandResponse | 0 | 0 | 0 | 0 | 0 | 0
IGCC-CCS | 0 | 0 | 0 | 0 | 0 | 0
WT_off | 0 | 0 | 0 | 0 | 0 | 0
PseudoUnit | 0 | 0 | 0 | 0 | 0 | 0
FixedInterchange | 0 | 0 | 0 | 0 | 0 | 0
Total Generation by Reporting Type: NWPP_NucRenew
ReportingType | 2015 | 2020 | 2025 | 2030 | 2035 | 2040
BM | 0 | 65.88 | 243.02 | 243.02 | 243.02 | 243.02
CC | 0 | 0 | 0 | 0 | 0 | 0
CSP | 0 | 0 | 0 | 0 | 0 | 0
CT | 0 | 0 | 0 | 0 | 0 | 0
Coal | 0 | 0 | 0 | 0 | 0 | 0
Geo | 3280.13 | 3488.18 | 6891.88 | 6891.88 | 6891.88 | 6891.88
H | 133486 | 133486 | 133486 | 133486 | 133486 | 133486
LFG | 1013.09 | 1013.09 | 2940.73 | 2940.73 | 2940.73 | 2940.73
Nuc | 8809.8 | 8809.8 | 8809.8 | 64559.12 | 64559.12 | 66783.53
PS | 0 | 0 | 0 | 2.58 | 1.36 | 0
PV | 7.88 | 7.88 | 7.88 | 7.88 | 7.88 | 7.88
PeakG | 0 | 0 | 0 | 0 | 0 | 0
PeakO | 0 | 0 | 0 | 0 | 0 | 0
ST | 0 | 0 | 0 | 0 | 0 | 0
STOG | 0 | 0 | 0 | 0 | 0 | 0
STWD | 0 | 0 | 3931.49 | 3931.49 | 3931.49 | 3931.49
WT | 15874.4 | 15874.4 | 15874.4 | 15874.4 | 15874.4 | 15874.4
IGCC | 0 | 0 | 0 | 0 | 0 | 0
DemandResponse | 0 | 0 | 0 | 0 | 0 | 0
IGCC-CCS | 0 | 0 | 0 | 0 | 0 | 0
WT_off | 0 | 0 | 0 | 0 | 0 | 0
PseudoUnit | 0 | 0 | 0 | 0 | 0 | 0
FixedInterchange | 0 | 0 | 0 | 0 | 0 | 0
Total Generation by Reporting Type: RMPA
ReportingType | 2015 | 2020 | 2025 | 2030 | 2035 | 2040
BM | 0 | 0 | 0 | 0 | 0 | 0
CC | 7046.71 | 10420.49 | 16272.94 | 9019.07 | 8535.65 | 5789.98
CSP | 0 | 0 | 0 | 0 | 0 | 0
CT | 0 | 0 | 1.42 | 1.42 | 0 | 0
Coal | 52885.51 | 35448.96 | 6505.65 | 3560.77 | 3559.66 | 3585.72
Geo | 0 | 0 | 21387.54 | 21387.54 | 21387.54 | 21387.54
H | 4353 | 4353 | 4353 | 4353 | 4353 | 4353
LFG | 58.34 | 58.34 | 286.45 | 286.45 | 286.45 | 286.45
Nuc | 0.01 | 0.04 | 1103.16 | 13807.64 | 14890.34 | 17700.44
PS | 61.93 | 153.93 | 230.83 | 118.23 | 170.46 | 202.94
PV | 54.93 | 54.93 | 54.93 | 54.93 | 54.93 | 54.93
PeakG | 8.49 | 53.73 | 353.77 | 88.77 | 103.45 | 78.04
PeakO | 0 | 0 | 0 | 0 | 0 | 0
ST | 9.83 | 1126.54 | 1141.59 | 1156.95 | 1156.95 | 1156.95
STOG | 0 | 0 | 0 | 0 | 0 | 0
STWD | 0 | 0 | 0 | 0 | 0 | 0
WT | 6354.34 | 17107.24 | 17325.11 | 17547.51 | 17785.27 | 18026.65
IGCC | 0 | 0 | 0 | 0 | 0 | 0
DemandResponse | 0 | 0 | 0 | 0 | 0 | 0
IGCC-CCS | 0 | 0 | 0 | 0 | 0 | 0
WT_off | 0 | 0 | 0 | 0 | 0 | 0
PseudoUnit | 0 | 0 | 0 | 0 | 0 | 0
FixedInterchange | 0 | 0 | 0 | 0 | 0 | 0
Total Generation by Reporting Type: SP15
ReportingType | 2015 | 2020 | 2025 | 2030 | 2035 | 2040
BM | 44.8 | 44.8 | 44.8 | 44.8 | 44.8 | 44.8
CC | 92420.91 | 78970.74 | 87877.75 | 71432.57 | 62476 | 47483.8
CSP | 0 | 0 | 0 | 0 | 0 | 0
CT | 0 | 0 | 0 | 0 | 0 | 0
Coal | 1392.49 | 761.6 | 0 | 0 | 0 | 0
Geo | 7774.15 | 19841.05 | 19841.05 | 19841.05 | 19841.05 | 19841.05
H | 5920 | 5920 | 5920 | 5920 | 5920 | 5920
LFG | 1759.71 | 6141.64 | 6141.64 | 6141.64 | 6141.64 | 6141.64
Nuc | 17526.13 | 17526.13 | 17526.13 | 17526.13 | 17526.13 | 17526.13
PS | 6.9 | 116.93 | 302.4 | 243.11 | 247.29 | 302.4
PV | 331.57 | 331.57 | 331.57 | 331.57 | 331.57 | 331.57
PeakG | 0 | 12.63 | 277.12 | 114.04 | 220.4 | 329.64
PeakO | 0 | 0 | 0 | 0 | 0 | 0
ST | 1569.79 | 1569.79 | 1569.79 | 1569.79 | 1569.79 | 1569.79
STOG | 251 | 16.03 | 0 | 0 | 0 | 0
STWD | 833.95 | 833.95 | 747.94 | 833.95 | 833.95 | 833.95
WT | 5740.26 | 5740.26 | 5740.26 | 42569.13 | 42569.13 | 42569.13
IGCC | 0 | 0 | 0 | 0 | 0 | 0
DemandResponse | 0 | 0 | 0 | 0 | 0 | 0
IGCC-CCS | 0 | 0 | 0 | 0 | 0 | 0
WT_off | 0 | 0 | 0 | 0 | 0 | 0
PseudoUnit | 0 | 0 | 0 | 0 | 0 | 0
FixedInterchange | 0 | 0 | 0 | 0 | 0 | 0
Total Generation by Reporting Type: ALB
ReportingType | 2015 | 2020 | 2025 | 2030 | 2035 | 2040
BM | 0 | 0 | 0 | 0 | 0 | 0
CC | 17403 | 17607.38 | 17542.08 | 783.04 | 547.1 | 0
CSP | 0 | 0 | 0 | 0 | 0 | 0
CT | 0 | 0 | 0 | 0 | 0 | 0
Coal | 46350.59 | 46350.59 | 45277.72 | 0 | 0 | 0
Geo | 0 | 0 | 0 | 0 | 0 | 0
H | 1979.87 | 1979.87 | 1979.87 | 1979.87 | 1979.87 | 1979.87
LFG | 78.84 | 78.84 | 78.84 | 78.84 | 78.84 | 78.84
Nuc | 0 | 0 | 0.12 | 63783.2 | 67024.83 | 69116.25
PS | 0 | 0 | 0 | 0 | 0 | 0
PV | 0 | 0 | 0 | 0 | 0 | 0
PeakG | 0 | 0 | 0 | 0 | 0 | 0
PeakO | 0 | 0 | 0 | 0 | 0 | 0
ST | 0 | 0 | 0 | 0 | 0 | 0
STOG | 0 | 0 | 0 | 0 | 0 | 0
STWD | 0.95 | 569.24 | 1219.39 | 1219.39 | 1219.39 | 1219.39
WT | 1553.84 | 1553.84 | 1553.84 | 1553.84 | 1553.84 | 1553.84
IGCC | 0 | 0 | 0 | 0 | 0 | 0
DemandResponse | 0 | 0 | 0 | 0 | 0 | 0
IGCC-CCS | 0 | 0 | 0 | 0 | 0 | 0
WT_off | 0 | 0 | 0 | 0 | 0 | 0
PseudoUnit | 0 | 0 | 0 | 0 | 0 | 0
FixedInterchange | 0 | 0 | 0 | 0 | 0 | 0
Total Generation by Reporting Type: BC
ReportingType | 2015 | 2020 | 2025 | 2030 | 2035 | 2040
BM | 0 | 0 | 0 | 0 | 0 | 0
CC | 7386.49 | 7386.49 | 7386.49 | 5821.99 | 590.34 | 0
CSP | 0 | 0 | 0 | 0 | 0 | 0
CT | 0 | 0 | 0 | 0 | 0 | 0
Coal | 0 | 0 | 0 | 0 | 0 | 0
Geo | 0 | 0 | 0 | 0 | 0 | 0
H | 54411.22 | 54411.22 | 54411.22 | 54411.22 | 54411.22 | 54411.22
LFG | 189.22 | 189.22 | 189.22 | 189.22 | 189.22 | 189.22
Nuc | 0 | 0 | 0 | 0.78 | 2683.47 | 2683.47
PS | 0 | 0 | 0 | 0 | 0 | 0
PV | 0 | 0 | 0 | 0 | 0 | 0
PeakG | 0 | 0 | 0 | 0 | 0 | 0
PeakO | 0 | 0 | 0 | 0 | 0 | 0
ST | 0 | 0 | 0 | 0 | 0 | 0
STOG | 0 | 0 | 0 | 0 | 0 | 0
STWD | 0 | 860.62 | 3574.08 | 3574.08 | 3574.08 | 3574.08
WT | 568.82 | 568.82 | 568.82 | 568.82 | 568.82 | 568.82
IGCC | 0 | 0 | 0 | 0 | 0 | 0
DemandResponse | 0 | 0 | 0 | 0 | 0 | 0
IGCC-CCS | 0 | 0 | 0 | 0 | 0 | 0
WT_off | 0 | 0 | 0 | 0 | 0 | 0
PseudoUnit | 0 | 0 | 0 | 0 | 0 | 0
FixedInterchange | 0 | 0 | 0 | 0 | 0 | 0
Total Generation by Reporting Type: HQ_IESO
ReportingType | 2015 | 2020 | 2025 | 2030 | 2035 | 2040
BM | 0 | 0 | 0 | 0 | 0 | 0
CC | 0 | 0 | 0 | 0 | 0 | 0
CSP | 0 | 0 | 0 | 0 | 0 | 0
CT | 0 | 0 | 0 | 0 | 0 | 0
Coal | 0 | 0 | 0 | 0 | 0 | 0
Geo | 0 | 0 | 0 | 0 | 0 | 0
H | 0 | 0 | 0 | 0 | 0 | 0
LFG | 0 | 0 | 0 | 0 | 0 | 0
Nuc | 0 | 0.01 | 0.01 | 0 | 0 | 0
PS | 0 | 0 | 0 | 0 | 0 | 0
PV | 0 | 0 | 0 | 0 | 0 | 0
PeakG | 0 | 0 | 0 | 0 | 0 | 0
PeakO | 0 | 0 | 0 | 0 | 0 | 0
ST | 0 | 0 | 0 | 0 | 0 | 0
STOG | 0 | 0 | 0 | 0 | 0 | 0
STWD | 0 | 0 | 0 | 0 | 0 | 0
WT | 0 | 0 | 0 | 0 | 0 | 0
IGCC | 0 | 0 | 0 | 0 | 0 | 0
DemandResponse | 0 | 0 | 0 | 0 | 0 | 0
IGCC-CCS | 0 | 0 | 0 | 0 | 0 | 0
WT_off | 0 | 0 | 0 | 0 | 0 | 0
PseudoUnit | 0 | 0 | 0 | 8634.65 | 11449.52 | 11449.52
FixedInterchange | 2336 | 2336 | 2336 | 2336 | 2336 | 2336
Total Generation by Reporting Type: HQ_NEISO
ReportingType | 2015 | 2020 | 2025 | 2030 | 2035 | 2040
BM | 0 | 0 | 0 | 0 | 0 | 0
CC | 0 | 0 | 0 | 0 | 0 | 0
CSP | 0 | 0 | 0 | 0 | 0 | 0
CT | 0 | 0 | 0 | 0 | 0 | 0
Coal | 0 | 0 | 0 | 0 | 0 | 0
Geo | 0 | 0 | 0 | 0 | 0 | 0
H | 0 | 0 | 0 | 0 | 0 | 0
LFG | 0 | 0 | 0 | 0 | 0 | 0
Nuc | 0 | 0.01 | 0.01 | 0.02 | 0.04 | 0.04
PS | 0 | 0 | 0 | 0 | 0 | 0
PV | 0 | 0 | 0 | 0 | 0 | 0
PeakG | 0 | 0 | 0 | 0 | 0 | 0
PeakO | 0 | 0 | 0 | 0 | 0 | 0
ST | 0 | 0 | 0 | 0 | 0 | 0
STOG | 0 | 0 | 0 | 0 | 0 | 0
STWD | 0 | 0 | 0 | 0 | 0 | 0
WT | 0 | 0 | 0 | 0 | 0 | 0
IGCC | 0 | 0 | 0 | 0 | 0 | 0
DemandResponse | 0 | 0 | 0 | 0 | 0 | 0
IGCC-CCS | 0 | 0 | 0 | 0 | 0 | 0
WT_off | 0 | 0 | 0 | 0 | 0 | 0
PseudoUnit | 0 | 0 | 0 | 2910.65 | 5516.59 | 5516.59
FixedInterchange | 19184.4 | 19184.4 | 19184.4 | 19184.4 | 19184.4 | 19184.4
Total Generation by Reporting Type: HQ_NY
ReportingType | 2015 | 2020 | 2025 | 2030 | 2035 | 2040
BM | 0 | 0 | 0 | 0 | 0 | 0
CC | 0 | 0 | 0 | 0 | 0 | 0
CSP | 0 | 0 | 0 | 0 | 0 | 0
CT | 0 | 0 | 0 | 0 | 0 | 0
Coal | 0 | 0 | 0 | 0 | 0 | 0
Geo | 0 | 0 | 0 | 0 | 0 | 0
H | 0 | 0 | 0 | 0 | 0 | 0
LFG | 0 | 0 | 0 | 0 | 0 | 0
Nuc | 0 | 0.01 | 0.01 | 0.02 | 0.04 | 0.04
PS | 0 | 0 | 0 | 0 | 0 | 0
PV | 0 | 0 | 0 | 0 | 0 | 0
PeakG | 0 | 0 | 0 | 0 | 0 | 0
PeakO | 0 | 0 | 0 | 0 | 0 | 0
ST | 0 | 0 | 0 | 0 | 0 | 0
STOG | 0 | 0 | 0 | 0 | 0 | 0
STWD | 0 | 0 | 0 | 0 | 0 | 0
WT | 0 | 0 | 0 | 0 | 0 | 0
IGCC | 0 | 0 | 0 | 0 | 0 | 0
DemandResponse | 0 | 0 | 0 | 0 | 0 | 0
IGCC-CCS | 0 | 0 | 0 | 0 | 0 | 0
WT_off | 0 | 0 | 0 | 0 | 0 | 0
PseudoUnit | 0 | 0 | 10872.88 | 13597.12 | 13597.12 | 13597.12
FixedInterchange | 5840 | 5840 | 5840 | 5840 | 5840 | 5840
Total Generation by Reporting Type: MARITIMES
ReportingType | 2015 | 2020 | 2025 | 2030 | 2035 | 2040
BM | 0 | 0 | 0 | 0 | 0 | 0
CC | 0 | 0 | 0 | 0 | 0 | 0
CSP | 0 | 0 | 0 | 0 | 0 | 0
CT | 0 | 0 | 0 | 0 | 0 | 0
Coal | 0 | 0 | 0 | 0 | 0 | 0
Geo | 0 | 0 | 0 | 0 | 0 | 0
H | 0 | 0 | 0 | 0 | 0 | 0
LFG | 0 | 0 | 0 | 0 | 0 | 0
Nuc | 0 | 0.01 | 0.01 | 0.02 | 0.04 | 0.04
PS | 0 | 0 | 0 | 0 | 0 | 0
PV | 0 | 0 | 0 | 0 | 0 | 0
PeakG | 0 | 0 | 0 | 0 | 0 | 0
PeakO | 0 | 0 | 0 | 0 | 0 | 0
ST | 0 | 0 | 0 | 0 | 0 | 0
STOG | 0 | 0 | 0 | 0 | 0 | 0
STWD | 0 | 0 | 0 | 0 | 0 | 0
WT | 0 | 0 | 0 | 0 | 0 | 0
IGCC | 0 | 0 | 0 | 0 | 0 | 0
DemandResponse | 0 | 0 | 0 | 0 | 0 | 0
IGCC-CCS | 0 | 0 | 0 | 0 | 0 | 0
WT_off | 0 | 0 | 0 | 0 | 0 | 0
PseudoUnit | 0 | 0 | 0 | 2022.04 | 2480.72 | 2480.72
FixedInterchange | 8760 | 8760 | 8760 | 8760 | 8760 | 8760
Total Generation by Reporting Type: All
ReportingType | 2015 | 2020 | 2025 | 2030 | 2035 | 2040
BM | 2212.32 | 4752.16 | 7381.07 | 8489.5 | 9070.16 | 8829.45
CC | 1581306.94 | 1749161.51 | 1625090.62 | 1126366.77 | 1125114.95 | 994257.64
CSP | 0 | 0 | 0 | 0 | 0 | 0
CT | 616.65 | 2022.69 | 2535.47 | 622.62 | 59.69 | 3.64
Coal | 1127536.54 | 428397.71 | 71092.77 | 11447.41 | 11864.03 | 12279.42
Geo | 20459.37 | 37727.52 | 74585.65 | 74585.65 | 74585.65 | 74585.65
H | 430354.22 | 436759.24 | 452882.12 | 460161.11 | 464805.61 | 464819.34
LFG | 32608.22 | 48005.67 | 65411.02 | 70791.9 | 70784.28 | 70783.99
Nuc | 913193.8 | 943693.42 | 952739.47 | 1318308.23 | 1251636.8 | 1335783.23
PS | 6496.53 | 11827.3 | 12876.07 | 8715.55 | 9256.59 | 9205.05
PV | 1434.35 | 4876.64 | 6351.59 | 6494.12 | 6367.49 | 6172.46
PeakG | 2784.25 | 11503.8 | 16580.39 | 7090.23 | 7977.21 | 7036.54
PeakO | 0 | 3.05 | 29.26 | 6.76 | 27.38 | 15.11
ST | 2659.82 | 5120.2 | 5839.76 | 5902.93 | 5902.93 | 5902.93
STOG | 6468.93 | 6500.85 | 1471.71 | 622.78 | 649.73 | 523.22
STWD | 10688.81 | 12520.87 | 17660.74 | 23404.13 | 23488.03 | 25306.5
WT | 177871.77 | 591882.35 | 907406 | 1023862 | 1033813.43 | 1032271.29
IGCC | 4427.31 | 4427.31 | 1000.34 | 228.04 | 228.04 | 144.7
DemandResponse | 0 | 4.54 | 154.94 | 151.27 | 160.23 | 155.85
IGCC-CCS | 0 | 0 | 0 | 0 | 0 | 0
WT_off | 1873.58 | 1873.58 | 5864.11 | 5864.11 | 3993.98 | 3993.98
PseudoUnit | 0 | 0 | 10872.88 | 27164.46 | 33043.95 | 33043.95
FixedInterchange | 36120.4 | 36120.4 | 36120.4 | 36120.4 | 36120.4 | 36120.4
Total Generation by Reporting Type: EI_US
ReportingType | 2015 | 2020 | 2025 | 2030 | 2035 | 2040
BM | 2109.36 | 4530.36 | 6906.08 | 7119.09 | 7699.75 | 7401.17
CC | 1068847.35 | 1245776.27 | 1110362.81 | 769458.21 | 821934.84 | 763455.18
CSP | 0 | 0 | 0 | 0 | 0 | 0
CT | 578.84 | 1965.13 | 2328.61 | 449.83 | 59.69 | 3.64
Coal | 875348.83 | 246125.37 | 17092.5 | 6389.75 | 6807.47 | 7024.56
Geo | 354.6 | 354.6 | 354.6 | 354.6 | 354.6 | 354.6
H | 108753.3 | 111081.72 | 118435.51 | 118536.27 | 118536.27 | 118549.99
LFG | 27266.03 | 35298 | 45807.46 | 51184.4 | 51176.77 | 51176.48
Nuc | 697700.25 | 728199.8 | 736142.64 | 941004.89 | 831586.21 | 857654.73
PS | 6399.7 | 11486.79 | 12193.63 | 8232.89 | 8757.11 | 8621.47
PV | 411.15 | 3853.44 | 5328.39 | 5470.91 | 5372.5 | 5177.47
PeakG | 2715.14 | 11072.81 | 15259.72 | 6257.95 | 7263.45 | 6496.6
PeakO | 0 | 2.6 | 29.26 | 6.76 | 27.38 | 15.11
ST | 0 | 0 | 0 | 0 | 0 | 0
STOG | 4171.27 | 4261.78 | 1471.71 | 622.78 | 649.73 | 523.22
STWD | 6547.9 | 6951.04 | 6533.36 | 10539.2 | 10623.1 | 11901.81
WT | 106263.87 | 464927.96 | 736692.34 | 814050.7 | 824050.46 | 823185.1
IGCC | 4427.31 | 4427.31 | 1000.34 | 228.04 | 228.04 | 144.7
DemandResponse | 0 | 0 | 48.62 | 62.68 | 62.31 | 48.29
IGCC-CCS | 0 | 0 | 0 | 0 | 0 | 0
WT_off | 1873.58 | 1873.58 | 5864.11 | 5864.11 | 3993.98 | 3993.98
PseudoUnit | 0 | 0 | 10872.88 | 18529.8 | 21594.43 | 21594.43
FixedInterchange | 33784.4 | 33784.4 | 33784.4 | 33784.4 | 33784.4 | 33784.4
Total Generation by Reporting Type: EI_Canada
ReportingType | 2015 | 2020 | 2025 | 2030 | 2035 | 2040
BM | 0 | 10.53 | 33.1 | 0 | 0 | 57.88
CC | 17240.4 | 17240.4 | 2633.94 | 65.11 | 80.82 | 85.79
CSP | 0 | 0 | 0 | 0 | 0 | 0
CT | 37.81 | 12.03 | 12.03 | 0 | 0 | 0
Coal | 373.45 | 0 | 0 | 0 | 0 | 0
Geo | 0 | 0 | 0 | 0 | 0 | 0
H | 87709.45 | 91786.05 | 100555.14 | 107733.37 | 112377.87 | 112377.87
LFG | 926.37 | 926.37 | 926.37 | 930.31 | 930.31 | 930.31
Nuc | 101402.31 | 101402.36 | 101402.33 | 101402.31 | 93379.23 | 81383.57
PS | 25.83 | 25.83 | 25.83 | 13.53 | 1.27 | 3.35
PV | 78.84 | 78.84 | 78.84 | 78.84 | 78.84 | 78.84
PeakG | 60.62 | 116.47 | 0 | 0 | 0 | 0
PeakO | 0 | 0 | 0 | 0 | 0 | 0
ST | 0 | 0 | 0 | 0 | 0 | 0
STOG | 11.7 | 0 | 0 | 0 | 0 | 0
STWD | 26.27 | 26.27 | 26.27 | 26.27 | 26.27 | 566.04
WT | 9925.81 | 9925.81 | 9925.81 | 9925.81 | 9168.47 | 9168.47
IGCC | 0 | 0 | 0 | 0 | 0 | 0
DemandResponse | 0 | 0 | 0 | 0 | 0 | 0
IGCC-CCS | 0 | 0 | 0 | 0 | 0 | 0
WT_off | 0 | 0 | 0 | 0 | 0 | 0
PseudoUnit | 0 | 0 | 0 | 8634.65 | 11449.52 | 11449.52
FixedInterchange | 2336 | 2336 | 2336 | 2336 | 2336 | 2336
Total Generation by Reporting Type: EI
ReportingType | 2015 | 2020 | 2025 | 2030 | 2035 | 2040
BM | 2109.36 | 4540.89 | 6939.18 | 7119.09 | 7699.75 | 7459.04
CC | 1086087.74 | 1263016.66 | 1112996.75 | 769523.33 | 822015.66 | 763540.96
CSP | 0 | 0 | 0 | 0 | 0 | 0
CT | 616.65 | 1977.16 | 2340.64 | 449.83 | 59.69 | 3.64
Coal | 875722.27 | 246125.37 | 17092.5 | 6389.75 | 6807.47 | 7024.56
Geo | 354.6 | 354.6 | 354.6 | 354.6 | 354.6 | 354.6
H | 196462.75 | 202867.77 | 218990.65 | 226269.64 | 230914.14 | 230927.87
LFG | 28192.4 | 36224.37 | 46733.83 | 52114.71 | 52107.09 | 52106.79
Nuc | 799102.56 | 829602.16 | 837544.97 | 1042407.2 | 924965.45 | 939038.3
PS | 6425.53 | 11512.62 | 12219.46 | 8246.42 | 8758.38 | 8624.81
PV | 489.99 | 3932.28 | 5407.23 | 5549.75 | 5451.34 | 5256.31
PeakG | 2775.76 | 11189.28 | 15259.72 | 6257.95 | 7263.45 | 6496.6
PeakO | 0 | 2.6 | 29.26 | 6.76 | 27.38 | 15.11
ST | 0 | 0 | 0 | 0 | 0 | 0
STOG | 4182.97 | 4261.78 | 1471.71 | 622.78 | 649.73 | 523.22
STWD | 6574.17 | 6977.31 | 6559.63 | 10565.47 | 10649.38 | 12467.85
WT | 116189.68 | 474853.77 | 746618.15 | 823976.51 | 833218.93 | 832353.56
IGCC | 4427.31 | 4427.31 | 1000.34 | 228.04 | 228.04 | 144.7
DemandResponse | 0 | 0 | 48.62 | 62.68 | 62.31 | 48.29
IGCC-CCS | 0 | 0 | 0 | 0 | 0 | 0
WT_off | 1873.58 | 1873.58 | 5864.11 | 5864.11 | 3993.98 | 3993.98
PseudoUnit | 0 | 0 | 10872.88 | 27164.46 | 33043.95 | 33043.95
FixedInterchange | 36120.4 | 36120.4 | 36120.4 | 36120.4 | 36120.4 | 36120.4
Total Generation by Reporting Type: Outside_EI
ReportingType | 2015 | 2020 | 2025 | 2030 | 2035 | 2040
BM | 102.96 | 211.27 | 441.89 | 1370.41 | 1370.41 | 1370.41
CC | 495219.2 | 486144.85 | 512093.86 | 356843.45 | 303099.29 | 230716.68
CSP | 0 | 0 | 0 | 0 | 0 | 0
CT | 0 | 45.53 | 194.83 | 172.79 | 0 | 0
Coal | 251814.27 | 182272.34 | 54000.27 | 5057.67 | 5056.56 | 5254.86
Geo | 20104.76 | 37372.91 | 74231.05 | 74231.05 | 74231.05 | 74231.05
H | 233891.47 | 233891.47 | 233891.47 | 233891.47 | 233891.47 | 233891.47
LFG | 4415.83 | 11781.31 | 18677.2 | 18677.2 | 18677.2 | 18677.2
Nuc | 114091.24 | 114091.27 | 115194.51 | 275901.03 | 326671.36 | 396744.94
PS | 70.99 | 314.68 | 656.61 | 469.13 | 498.22 | 580.23
PV | 944.36 | 944.36 | 944.36 | 944.36 | 916.16 | 916.16
PeakG | 8.49 | 314.52 | 1320.67 | 832.27 | 713.76 | 539.94
PeakO | 0 | 0.46 | 0 | 0 | 0 | 0
ST | 2659.82 | 5120.2 | 5839.76 | 5902.93 | 5902.93 | 5902.93
STOG | 2285.96 | 2239.07 | 0 | 0 | 0 | 0
STWD | 4114.64 | 5543.56 | 11101.11 | 12838.66 | 12838.66 | 12838.66
WT | 61682.09 | 117028.58 | 160787.86 | 199885.49 | 200594.5 | 199917.73
IGCC | 0 | 0 | 0 | 0 | 0 | 0
DemandResponse | 0 | 4.54 | 106.33 | 88.59 | 97.92 | 107.56
IGCC-CCS | 0 | 0 | 0 | 0 | 0 | 0
WT_off | 0 | 0 | 0 | 0 | 0 | 0
PseudoUnit | 0 | 0 | 0 | 0 | 0 | 0
FixedInterchange | 0 | 0 | 0 | 0 | 0 | 0
#2 | Energy Demand (TWh)
Energy Demand by Pool & Region:
Pool/Region | 2015 | 2020 | 2025 | 2030 | 2035 | 2040
ENT | 161.85 | 161.55 | 156.12 | 151.89 | 148.09 | 144.38
FRCC | 238.06 | 242.96 | 245.57 | 248.36 | 251.19 | 254.06
MAPP_US | 29.32 | 29.35 | 28.98 | 28.63 | 28.29 | 27.96
MISO_IN | 96.52 | 96.6 | 94.4 | 92.18 | 90.25 | 88.36
MISO_MI | 93.56 | 92.55 | 91.5 | 90.45 | 89.46 | 88.47
MISO_MO-IL | 95.27 | 94.57 | 93.68 | 92.8 | 91.92 | 91.05
MISO_W | 135.96 | 134.72 | 132.89 | 131.13 | 129.55 | 127.98
MISO_WUMS | 65.69 | 65.66 | 62.17 | 58.35 | 56.64 | 54.89
NE | 30.6 | 31.27 | 30.81 | 30.37 | 29.99 | 29.62
NEISO | 121.87 | 115.61 | 109.29 | 103.8 | 98.46 | 93.38
NonRTO_Midwest | 59.73 | 61.1 | 59.37 | 57.82 | 56.33 | 54.87
NYISO_A-F | 58.12 | 58.02 | 56.3 | 54.83 | 53.38 | 51.95
NYISO_G-I | 17.77 | 17.94 | 17.76 | 17.61 | 17.45 | 17.3
NYISO_J-K | 66.87 | 68.62 | 68.13 | 67.62 | 67.09 | 66.55
PJM_E | 125.5 | 112.35 | 110.15 | 108.19 | 106.24 | 104.31
PJM_ROM | 140.19 | 140.42 | 137.63 | 135.16 | 132.7 | 130.26
PJM_ROR | 522.62 | 488.85 | 478.07 | 467.51 | 457.93 | 448.52
SOCO | 257.48 | 266.57 | 262.41 | 259.62 | 256.96 | 254.33
SPP_N | 75.07 | 77.21 | 76.83 | 76.45 | 76.07 | 75.69
SPP_S | 163.44 | 162.45 | 157.85 | 154.39 | 151.36 | 148.39
TVA | 177.61 | 171.79 | 166.97 | 162.64 | 158.45 | 154.36
TVA_Transmission | 0 | 0 | 0 | 0 | 0 | 0
VACAR | 239.18 | 246.2 | 244.81 | 244.08 | 243.43 | 242.79
IESO | 135.56 | 126.65 | 124.54 | 122.45 | 120.41 | 118.39
MAPP_CA | 51.41 | 52.45 | 51.85 | 51.26 | 50.68 | 50.11
AZ_NM_SNV_Coal | 127.58 | 132.93 | 134.79 | 136.9 | 138.78 | 140.8
AZ_NM_SNV_Gas | 0 | 0 | 0 | 0 | 0 | 0
AZ_NM_SNV_NucRenew | 0 | 0 | 0 | 0 | 0 | 0
ERCOT | 327.58 | 334.86 | 329.59 | 322.99 | 317.26 | 311.56
NP15 | 108.29 | 106.92 | 106 | 106.4 | 106.28 | 106.05
NWPP_Coal | 246.34 | 244.68 | 241.13 | 240.79 | 239.79 | 238.49
NWPP_Gas | 0 | 0 | 0 | 0 | 0 | 0
NWPP_NucRenew | 0 | 0 | 0 | 0 | 0 | 0
RMPA | 71.41 | 73.15 | 74.09 | 75.04 | 75.99 | 76.95
SP15 | 179.67 | 181.91 | 180.43 | 181.19 | 181.07 | 180.77
ALB | 66.23 | 67.54 | 68.87 | 70.24 | 71.63 | 73.04
BC | 64.11 | 63.95 | 63.8 | 63.64 | 63.49 | 63.34
HQ_IESO | 0 | 0 | 0 | 0 | 0 | 0
HQ_NEISO | 0 | 0 | 0 | 0 | 0 | 0
HQ_NY | 0 | 0 | 0 | 0 | 0 | 0
MARITIMES | 0 | 0 | 0 | 0 | 0 | 0
All | 4350.45 | 4321.41 | 4256.78 | 4204.78 | 4156.61 | 4108.96
EI_US | 2972.26 | 2936.36 | 2881.69 | 2833.87 | 2791.23 | 2749.45
EI_Canada | 186.97 | 179.1 | 176.39 | 173.72 | 171.09 | 168.5
EI | 3159.24 | 3115.46 | 3058.08 | 3007.59 | 2962.32 | 2917.96
Outside_EI | 1191.21 | 1205.95 | 1198.7 | 1197.19 | 1194.29 | 1191.01
#3 | Generation Minus Energy (TWh)
Generation Minus Energy by Pool & Region:
Pool/Region | 2015 | 2020 | 2025 | 2030 | 2035 | 2040
ENT | 1.81 | -54.58 | -65.6 | -73.14 | -75.06 | -82.21
FRCC | -0.77 | -1.05 | -0.59 | 0.24 | 0 | -0.21
MAPP_US | 1.26 | 13.58 | 16.36 | 17.34 | 17.68 | 17.93
MISO_IN | -10.68 | 14.35 | -16.67 | -10.13 | -9.08 | -1.2
MISO_MI | -15.47 | -17.1 | -14.95 | -14.67 | -19.13 | -23.59
MISO_MO-IL | 13.17 | -13.39 | -21.81 | -11.57 | -8.66 | -11.22
MISO_W | 4.19 | -25.01 | 151.62 | 149.41 | 137.03 | 136.8
MISO_WUMS | 6.46 | -2.17 | -7.48 | -8.87 | -14.63 | -15.11
NE | 12.12 | 36.74 | 36.55 | 35.84 | 36.07 | 36.15
NEISO | -25.39 | -25.11 | -24.8 | -24.8 | -26.56 | -22.82
NonRTO_Midwest | -0.78 | -2.84 | -10.13 | -9.48 | -4.76 | -0.99
NYISO_A-F | 13.77 | 17.2 | 17.46 | 15.09 | 14.66 | 11.55
NYISO_G-I | 2.81 | 2.3 | 1.7 | 1.36 | -2.42 | -1
NYISO_J-K | -41.6 | -42.09 | -49.04 | -53.99 | -51.14 | -47.81
PJM_E | -2.97 | 13.86 | 8.87 | 2.68 | -2.04 | -7.32
PJM_ROM | -59.35 | -54.96 | -60.02 | -58.01 | -25.02 | 0.03
PJM_ROR | 69.97 | 22.22 | -58.71 | -94.25 | -121.59 | -158.72
SOCO | -1.56 | -6.89 | -10.46 | -12.72 | -8.91 | -2.22
SPP_N | 0.79 | 72.62 | 75.28 | 79.88 | 79.4 | 79.24
SPP_S | -13.67 | 10.4 | 14.74 | 14.51 | 16.73 | 18.59
TVA | -0.3 | -2.08 | -18.22 | -22.75 | -20.66 | -11.7
TVA_Transmission | 0 | 0 | 0 | 0 | 0 | 0
VACAR | -12.32 | -10.19 | -23.94 | -10 | -3.97 | 2.1
IESO | 31.24 | 40.13 | 33.36 | 34.73 | 30.31 | 20.93
MAPP_CA | -0.4 | 2.32 | 5.87 | 11.73 | 14.65 | 15.22
AZ_NM_SNV_Coal | -66.02 | -95.52 | -134.79 | -136.9 | -138.78 | -140.8
AZ_NM_SNV_Gas | 50.48 | 46.2 | 73.74 | 32.11 | 16.35 | 14.42
AZ_NM_SNV_NucRenew | 42.13 | 72.39 | 85.7 | 113.45 | 145.39 | 147.33
ERCOT | 0.02 | -4.37 | -4.03 | -5.21 | -5.07 | -4.84
NP15 | 0.4 | 5.46 | 15.25 | 1.44 | -1.65 | 15.32
NWPP_Coal | -194.78 | -207.79 | -239.85 | -239.51 | -238.51 | -237.21
NWPP_Gas | 50.58 | 60.65 | 60.65 | 14.79 | 12.36 | 9.52
NWPP_NucRenew | 162.47 | 162.75 | 172.19 | 227.94 | 227.94 | 230.16
RMPA | -0.58 | -4.38 | -5.07 | -3.66 | -3.7 | -4.33
SP15 | -44.1 | -44.08 | -34.11 | -14.62 | -23.35 | -37.88
ALB | 1.14 | 0.6 | -1.22 | -0.84 | 0.78 | 0.91
BC | -1.55 | -0.54 | 2.33 | 0.92 | -1.47 | -1.91
HQ_IESO | 2.34 | 2.34 | 2.34 | 10.97 | 13.79 | 13.79
HQ_NEISO | 19.18 | 19.18 | 19.18 | 22.1 | 24.7 | 24.7
HQ_NY | 5.84 | 5.84 | 16.71 | 19.44 | 19.44 | 19.44
MARITIMES | 8.76 | 8.76 | 8.76 | 10.78 | 11.24 | 11.24
All | 8.66 | 15.77 | 17.17 | 11.62 | 12.34 | 12.27
EI_US | -24.71 | -20.39 | -15.19 | -35.72 | -36.67 | -28.35
EI_Canada | 33.18 | 44.79 | 41.57 | 57.43 | 58.74 | 49.94
EI | 8.47 | 24.4 | 26.38 | 21.71 | 22.07 | 21.59
Outside_EI | 0.19 | -8.63 | -9.21 | -10.09 | -9.73 | -9.32
#4 | Fuel Use (TBtu)
Total Fuel Consumption by Reporting Type: Entergy
ReportingType | 2015 | 2020 | 2025 | 2030 | 2035 | 2040
BM | 0 | 0 | 0 | 0 | 0 | 0
CC | 446.89 | 389.13 | 314.91 | 234.31 | 239.37 | 218.31
CSP | 0 | 0 | 0 | 0 | 0 | 0
CT | 0 | 0 | 0 | 0 | 0 | 0
Coal | 585.29 | 60.77 | 4.54 | 0.6 | 0.59 | 1.34
Geo | 0 | 0 | 0 | 0 | 0 | 0
H | 0 | 0 | 0 | 0 | 0 | 0
LFG | 0 | 0 | 11.56 | 11.56 | 11.56 | 11.56
Nuc | 464.87 | 464.87 | 464.87 | 464.87 | 392.68 | 309.13
PS | 0 | 0 | 0 | 0 | 0 | 0
PV | 0 | 0 | 0 | 0 | 0 | 0
PeakG | 0 | 0 | 2.52 | 0.89 | 0.78 | 0.83
PeakO | 0 | 0 | 0 | 0 | 0 | 0
ST | 0 | 0 | 0 | 0 | 0 | 0
STOG | 4.7 | 9.07 | 0 | 0 | 0 | 0
STWD | 0.27 | 1 | 1.73 | 6.44 | 7.11 | 6.58
WT | 0 | 0 | 0 | 0 | 0 | 0
IGCC | 0 | 0 | 0 | 0 | 0 | 0
DemandResponse | 0 | 0 | 0 | 0 | 0 | 0
IGCC-CCS | 0 | 0 | 0 | 0 | 0 | 0
WT_off | 0 | 0 | 0 | 0 | 0 | 0
PseudoUnit | 0 | 0 | 0 | 0 | 0 | 0
FixedInterchange | 0 | 0 | 0 | 0 | 0 | 0
Total Fuel Consumption by Reporting Type: FRCC
ReportingType | 2015 | 2020 | 2025 | 2030 | 2035 | 2040
BM | 0 | 0 | 0 | 0 | 0 | 0
CC | 1230.17 | 1343.77 | 1304.17 | 484.13 | 443.02 | 318.74
CSP | 0 | 0 | 0 | 0 | 0 | 0
CT | 5.26 | 17.65 | 18.43 | 2.72 | 0 | 0
Coal | 180.23 | 41.01 | 0 | 0 | 0 | 0
Geo | 0 | 0 | 0 | 0 | 0 | 0
H | 0 | 0 | 0 | 0 | 0 | 0
LFG | 0 | 0 | 21.31 | 21.31 | 21.31 | 21.31
Nuc | 352.09 | 352.09 | 454.74 | 1739.59 | 1828.19 | 2052.39
PS | 0 | 0 | 0 | 0 | 0 | 0
PV | 0 | 0 | 0 | 0 | 0 | 0
PeakG | 4.27 | 18.16 | 16.94 | 0 | 0 | 0
PeakO | 0 | 0 | 0 | 0 | 0 | 0
ST | 0 | 0 | 0 | 0 | 0 | 0
STOG | 0 | 0 | 0 | 0 | 0 | 0
STWD | 1.49 | 4.34 | 15.45 | 15.45 | 15.45 | 12.94
WT | 0 | 0 | 0 | 0 | 0 | 0
IGCC | 0 | 0 | 0 | 0 | 0 | 0
DemandResponse | 0 | 0 | 3.61 | 2.38 | 3.92 | 4.04
IGCC-CCS | 0 | 0 | 0 | 0 | 0 | 0
WT_off | 0 | 0 | 0 | 0 | 0 | 0
PseudoUnit | 0 | 0 | 0 | 0 | 0 | 0
FixedInterchange | 0 | 0 | 0 | 0 | 0 | 0
Total Fuel Consumption by Reporting Type: MAPP_US
ReportingType | 2015 | 2020 | 2025 | 2030 | 2035 | 2040
BM | 0 | 0 | 0 | 0 | 0 | 0
CC | 1.65 | 2.2 | 1.44 | 1.37 | 1.37 | 1.37
CSP | 0 | 0 | 0 | 0 | 0 | 0
CT | 0 | 0.03 | 0.03 | 0.03 | 0.04 | 0.04
Coal | 146.1 | 6.9 | 0 | 0 | 0 | 0
Geo | 0 | 0 | 0 | 0 | 0 | 0
H | 0 | 0 | 0 | 0 | 0 | 0
LFG | 0 | 0 | 0 | 7.71 | 7.71 | 7.71
Nuc | 0 | 0 | 0.01 | 0.01 | 0.01 | 0.01
PS | 0 | 0 | 0 | 0 | 0 | 0
PV | 0 | 0 | 0 | 0 | 0 | 0
PeakG | 0.68 | 1.11 | 1.16 | 1.81 | 1.82 | 1.1
PeakO | 0 | 0 | 0 | 0 | 0 | 0
ST | 0 | 0 | 0 | 0 | 0 | 0
STOG | 0 | 0 | 0 | 0 | 0 | 0
STWD | 0 | 0 | 0 | 0 | 0 | 0
WT | 0.01 | 0.03 | 0.03 | 0.03 | 0.03 | 0.03
IGCC | 0 | 0 | 0 | 0 | 0 | 0
DemandResponse | 0 | 0 | 0 | 0 | 0 | 0
IGCC-CCS | 0 | 0 | 0 | 0 | 0 | 0
WT_off | 0 | 0 | 0 | 0 | 0 | 0
PseudoUnit | 0 | 0 | 0 | 0 | 0 | 0
FixedInterchange | 0 | 0 | 0 | 0 | 0 | 0
Total Fuel Consumption by Reporting Type: MISO_IN
ReportingType | 2015 | 2020 | 2025 | 2030 | 2035 | 2040
BM | 0 | 0 | 0 | 0 | 0 | 0
CC | 127.08 | 418.51 | 423.43 | 310.59 | 305.14 | 342.22
CSP | 0 | 0 | 0 | 0 | 0 | 0
CT | 0 | 0 | 0 | 0 | 0 | 0
Coal | 583.21 | 352.2 | 0 | 0 | 0 | 0
Geo | 0 | 0 | 0 | 0 | 0 | 0
H | 0 | 0 | 0 | 0 | 0 | 0
LFG | 0 | 0 | 8.62 | 8.62 | 8.62 | 8.62
Nuc | 0 | 0 | 0.01 | 0.01 | 0.01 | 0.01
PS | 0 | 0 | 0 | 0 | 0 | 0
PV | 0 | 0 | 0 | 0 | 0 | 0
PeakG | 0.03 | 0.25 | 3.41 | 0.61 | 0.78 | 1.07
PeakO | 0 | 0 | 0.04 | 0 | 0 | 0
ST | 0 | 0 | 0 | 0 | 0 | 0
STOG | 0.34 | 0.65 | 0 | 0 | 0 | 0
STWD | 0 | 0 | 0 | 0 | 0 | 0
WT | 0 | 0 | 0.01 | 0.03 | 0.03 | 0.03
IGCC | 40.45 | 40.45 | 9.14 | 2.08 | 2.08 | 1.32
DemandResponse | 0 | 0 | 0 | 0 | 0 | 0
IGCC-CCS | 0 | 0 | 0 | 0 | 0 | 0
WT_off | 0 | 0 | 0 | 0 | 0 | 0
PseudoUnit | 0 | 0 | 0 | 0 | 0 | 0
FixedInterchange | 0 | 0 | 0 | 0 | 0 | 0
Total Fuel Consumption by Reporting Type: MISO_MI
ReportingType | 2015 | 2020 | 2025 | 2030 | 2035 | 2040
BM | 0 | 0 | 0 | 0 | 0 | 0
CC | 180.18 | 322.4 | 311.77 | 217.07 | 219.74 | 184.81
CSP | 0 | 0 | 0 | 0 | 0 | 0
CT | 0 | 0 | 0 | 0 | 0 | 0
Coal | 260.95 | 0 | 0 | 0 | 0 | 0
Geo | 0 | 0 | 0 | 0 | 0 | 0
H | 0 | 0 | 0 | 0 | 0 | 0
LFG | 0 | 0 | 17.24 | 17.24 | 17.24 | 17.24
Nuc | 174.19 | 174.19 | 174.19 | 174.19 | 102.45 | 102.45
PS | 0 | 0 | 0 | 0 | 0 | 0
PV | 0 | 0 | 0 | 0 | 0 | 0
PeakG | 0.26 | 1.24 | 2.02 | 0.09 | 1.11 | 0.8
PeakO | 0 | 0 | 0 | 0 | 0 | 0
ST | 0 | 0 | 0 | 0 | 0 | 0
STOG | 3.38 | 2.86 | 0 | 0 | 0 | 0
STWD | 13.39 | 13.39 | 1.37 | 7.2 | 7.2 | 11.22
WT | 0.01 | 0.01 | 0.01 | 0.02 | 0.02 | 0.02
IGCC | 0 | 0 | 0 | 0 | 0 | 0
DemandResponse | 0 | 0 | 0 | 0 | 0 | 0
IGCC-CCS | 0 | 0 | 0 | 0 | 0 | 0
WT_off | 0 | 0 | 0 | 0 | 0 | 0
PseudoUnit | 0 | 0 | 0 | 0 | 0 | 0
FixedInterchange | 0 | 0 | 0 | 0 | 0 | 0
Total Fuel Consumption by Reporting Type: MISO_MO-IL
ReportingType | 2015 | 2020 | 2025 | 2030 | 2035 | 2040
BM | 0 | 0 | 0 | 0 | 0 | 0
CC | 93.08 | 235.1 | 172.78 | 114.02 | 125.32 | 105.88
CSP | 0 | 0 | 0 | 0 | 0 | 0
CT | 0 | 0 | 0 | 0 | 0 | 0
Coal | 715.66 | 198.99 | 20.29 | 3.99 | 4.48 | 3.34
Geo | 0 | 0 | 0 | 0 | 0 | 0
H | 0 | 0 | 0 | 0 | 0 | 0
LFG | 0 | 0 | 16.27 | 24.03 | 24.03 | 24.03
Nuc | 178.81 | 178.81 | 178.81 | 178.81 | 178.81 | 178.81
PS | 0 | 0 | 0 | 0 | 0 | 0
PV | 0 | 0 | 0 | 0 | 0 | 0
PeakG | 1.21 | 4.97 | 10.3 | 4.97 | 4.97 | 4.97
PeakO | 0 | 0 | 0 | 0 | 0 | 0
ST | 0 | 0 | 0 | 0 | 0 | 0
STOG | 0.06 | 0.32 | 0 | 0 | 0 | 0
STWD | 0 | 0 | 0 | 0 | 0 | 0
WT | 0 | 0 | 0.02 | 0.04 | 0.04 | 0.04
IGCC | 0 | 0 | 0 | 0 | 0 | 0
DemandResponse | 0 | 0 | 0 | 0 | 0 | 0
IGCC-CCS | 0 | 0 | 0 | 0 | 0 | 0
WT_off | 0 | 0 | 0 | 0 | 0 | 0
PseudoUnit | 0 | 0 | 0 | 0 | 0 | 0
FixedInterchange | 0 | 0 | 0 | 0 | 0 | 0
Total Fuel Consumption by Reporting Type: MISO_W
ReportingType | 2015 | 2020 | 2025 | 2030 | 2035 | 2040
BM | 0 | 0 | 0 | 0 | 0 | 0
CC | 127.89 | 225.59 | 116.73 | 85 | 85.77 | 73.48
CSP | 0 | 0 | 0 | 0 | 0 | 0
CT | 0 | 0 | 0 | 0 | 0 | 0
Coal | 731.97 | 246.47 | 34.45 | 31.53 | 36.71 | 36.71
Geo | 0 | 0 | 0 | 0 | 0 | 0
H | 0 | 0 | 0 | 0 | 0 | 0
LFG | 0 | 0 | 0 | 7.71 | 7.71 | 7.71
Nuc | 190.11 | 190.11 | 190.11 | 190.02 | 0.01 | 0.01
PS | 0 | 0 | 0 | 0 | 0 | 0
PV | 0 | 0 | 0 | 0 | 0 | 0
PeakG | 2.71 | 3.27 | 3.34 | 1.45 | 3.77 | 3.75
PeakO | 0 | 0 | 0 | 0 | 0 | 0
ST | 0 | 0 | 0 | 0 | 0 | 0
STOG | 0 | 0.02 | 0 | 0 | 0 | 0
STWD | 0.67 | 2.73 | 2.35 | 12.3 | 13.22 | 14.93
WT | 0.03 | 0.03 | 0.24 | 0.24 | 0.24 | 0.24
IGCC | 0 | 0 | 0 | 0 | 0 | 0
DemandResponse | 0 | 0 | 0 | 0 | 0 | 0
IGCC-CCS | 0 | 0 | 0 | 0 | 0 | 0
WT_off | 0 | 0 | 0 | 0 | 0 | 0
PseudoUnit | 0 | 0 | 0 | 0 | 0 | 0
FixedInterchange | 0 | 0 | 0 | 0 | 0 | 0
Total Fuel Consumption by Reporting Type: MISO_WUMS
ReportingType | 2015 | 2020 | 2025 | 2030 | 2035 | 2040
BM | 0 | 0 | 0 | 0 | 0 | 0
CC | 268.9 | 261.82 | 197.63 | 141.27 | 182.46 | 167.38
CSP | 0 | 0 | 0 | 0 | 0 | 0
CT | 0 | 0 | 0 | 0 | 0 | 0
Coal | 107.1 | 28.5 | 3.87 | 0 | 0.04 | 0.19
Geo | 0 | 0 | 0 | 0 | 0 | 0
H | 0 | 0 | 0 | 0 | 0 | 0
LFG | 0 | 0 | 24.03 | 24.03 | 24.03 | 24.03
Nuc | 150.68 | 150.68 | 150.68 | 150.68 | 0.01 | 0.01
PS | 0 | 0 | 0 | 0 | 0 | 0
PV | 0 | 0 | 0 | 0 | 0 | 0
PeakG | 0 | 0.93 | 1.16 | 0 | 1.26 | 0.49
PeakO | 0 | 0 | 0 | 0 | 0 | 0
ST | 0 | 0 | 0 | 0 | 0 | 0
STOG | 0 | 0 | 0 | 0 | 0 | 0
STWD | 0.56 | 0.94 | 0.88 | 1.56 | 2.06 | 3.35
WT | 0 | 0 | 0.01 | 0.01 | 0.01 | 0.01
IGCC | 0 | 0 | 0 | 0 | 0 | 0
DemandResponse | 0 | 0 | 0 | 0 | 0 | 0
IGCC-CCS | 0 | 0 | 0 | 0 | 0 | 0
WT_off | 0 | 0 | 0 | 0 | 0 | 0
PseudoUnit | 0 | 0 | 0 | 0 | 0 | 0
FixedInterchange | 0 | 0 | 0 | 0 | 0 | 0
Total Fuel Consumption by Reporting Type: Nebraska
ReportingType | 2015 | 2020 | 2025 | 2030 | 2035 | 2040
BM | 0 | 0 | 0 | 0 | 0 | 0
CC | 3.03 | 1.93 | 1.87 | 1.08 | 1.87 | 1.08
CSP | 0 | 0 | 0 | 0 | 0 | 0
CT | 0 | 0 | 0 | 0 | 0 | 0
Coal | 332.69 | 36.63 | 23.73 | 22.24 | 22.44 | 22.65
Geo | 0 | 0 | 0 | 0 | 0 | 0
H | 0 | 0 | 0 | 0 | 0 | 0
LFG | 0 | 0 | 0 | 6.77 | 6.75 | 6.75
Nuc | 104.28 | 104.28 | 94.96 | 80.4 | 0.01 | 0.01
PS | 0 | 0 | 0 | 0 | 0 | 0
PV | 0 | 0 | 0 | 0 | 0 | 0
PeakG | 0.11 | 0 | 0.14 | 0 | 0 | 0.14
PeakO | 0 | 0 | 0 | 0 | 0 | 0
ST | 0 | 0 | 0 | 0 | 0 | 0
STOG | 0 | 0 | 0 | 0 | 0 | 0
STWD | 0 | 0 | 0 | 0 | 0 | 0
WT | 0 | 0.05 | 0.06 | 0.06 | 0.06 | 0.06
IGCC | 0 | 0 | 0 | 0 | 0 | 0
DemandResponse | 0 | 0 | 0 | 0 | 0 | 0
IGCC-CCS | 0 | 0 | 0 | 0 | 0 | 0
WT_off | 0 | 0 | 0 | 0 | 0 | 0
PseudoUnit | 0 | 0 | 0 | 0 | 0 | 0
FixedInterchange | 0 | 0 | 0 | 0 | 0 | 0
Total Fuel Consumption by Reporting Type: NEISO
ReportingType | 2015 | 2020 | 2025 | 2030 | 2035 | 2040
BM | 24.48 | 14.62 | 1.62 | 2.18 | 9.72 | 24.48
CC | 237.03 | 174.39 | 118.76 | 38.82 | 62.15 | 87.01
CSP | 0 | 0 | 0 | 0 | 0 | 0
CT | 0.03 | 0.12 | 0.37 | 0.36 | 0 | 0
Coal | 0.67 | 0 | 0 | 0 | 0 | 0
Geo | 0 | 0 | 0 | 0 | 0 | 0
H | 0 | 0 | 0 | 0 | 0 | 0
LFG | 5.3 | 5.3 | 5.3 | 12.81 | 12.81 | 12.81
Nuc | 365.51 | 365.51 | 365.51 | 365.51 | 264.08 | 195.08
PS | 0 | 0 | 0 | 0 | 0 | 0
PV | 0 | 0 | 0 | 0 | 0 | 0
PeakG | 0.33 | 1.06 | 1.27 | 0 | 0 | 0
PeakO | 0 | 0 | 0 | 0 | 0 | 0
ST | 0 | 0 | 0 | 0 | 0 | 0
STOG | 0 | 0 | 0 | 0 | 0 | 0
STWD | 33.66 | 5.61 | 0.85 | 0.9 | 4.9 | 8.31
WT | 0 | 0.01 | 0.01 | 0.02 | 0.02 | 0.02
IGCC | 0 | 0 | 0 | 0 | 0 | 0
DemandResponse | 0 | 0 | 0.08 | 0 | 0.05 | 0
IGCC-CCS | 0 | 0 | 0 | 0 | 0 | 0
WT_off | 0 | 0 | 0 | 0 | 0 | 0
PseudoUnit | 0 | 0 | 0 | 0 | 0 | 0
FixedInterchange | 0 | 0 | 0 | 0 | 0 | 0
Total Fuel Consumption by Reporting Type: NonRTO_Midwest
ReportingType | 2015 | 2020 | 2025 | 2030 | 2035 | 2040
BM | 0 | 0 | 0 | 0 | 0 | 0
CC | 54.23 | 257.46 | 257.46 | 256.35 | 251.08 | 225.75
CSP | 0 | 0 | 0 | 0 | 0 | 0
CT | 0 | 0 | 0 | 0 | 0 | 0
Coal | 487.97 | 149.49 | 9.36 | 9 | 9 | 9
Geo | 0 | 0 | 0 | 0 | 0 | 0
H | 0 | 0 | 0 | 0 | 0 | 0
LFG | 0 | 0 | 17.24 | 17.24 | 17.24 | 17.24
Nuc | 0 | 0.01 | 0.01 | 0.03 | 45.43 | 116.05
PS | 0 | 0 | 0 | 0 | 0 | 0
PV | 0 | 0 | 0 | 0 | 0 | 0
PeakG | 1.72 | 2.86 | 15.22 | 7.64 | 4.62 | 1
PeakO | 0 | 0 | 0 | 0 | 0 | 0
ST | 0 | 0 | 0 | 0 | 0 | 0
STOG | 0 | 0 | 0 | 0 | 0 | 0
STWD | 0 | 0 | 0 | 0 | 0 | 0
WT | 0 | 0 | 0 | 0 | 0 | 0
IGCC | 0 | 0 | 0 | 0 | 0 | 0
DemandResponse | 0 | 0 | 0 | 0 | 0 | 0
IGCC-CCS | 0 | 0 | 0 | 0 | 0 | 0
WT_off | 0 | 0 | 0 | 0 | 0 | 0
PseudoUnit | 0 | 0 | 0 | 0 | 0 | 0
FixedInterchange | 0 | 0 | 0 | 0 | 0 | 0
Total Fuel Consumption by Reporting Type: NYISO_A-F
ReportingType | 2015 | 2020 | 2025 | 2030 | 2035 | 2040
BM | 0 | 0 | 0 | 0 | 0 | 0
CC | 46.08 | 42.15 | 29.85 | 1.86 | 17.84 | 29.85
CSP | 0 | 0 | 0 | 0 | 0 | 0
CT | 0 | 0 | 0 | 0 | 0 | 0
Coal | 0 | 0 | 0 | 0 | 0 | 0
Geo | 0 | 0 | 0 | 0 | 0 | 0
H | 0 | 0 | 0 | 0 | 0 | 0
LFG | 0.69 | 0.69 | 0.69 | 8 | 8 | 8
Nuc | 270.5 | 270.5 | 270.5 | 220.56 | 173.9 | 105.39
PS | 0 | 0 | 0 | 0 | 0 | 0
PV | 0 | 0 | 0 | 0 | 0 | 0
PeakG | 0.03 | 0.21 | 0 | 0 | 0 | 0
PeakO | 0 | 0 | 0 | 0 | 0 | 0
ST | 0 | 0 | 0 | 0 | 0 | 0
STOG | 0 | 0 | 0 | 0 | 0 | 0
STWD | 0 | 0 | 0 | 0 | 0 | 0
WT | 0.01 | 0.01 | 0.01 | 0.02 | 0.02 | 0.02
IGCC | 0 | 0 | 0 | 0 | 0 | 0
DemandResponse | 0 | 0 | 0 | 0 | 0 | 0
IGCC-CCS | 0 | 0 | 0 | 0 | 0 | 0
WT_off | 0 | 0 | 0 | 0 | 0 | 0
PseudoUnit | 0 | 0 | 0 | 0 | 0 | 0
FixedInterchange | 0 | 0 | 0 | 0 | 0 | 0
Total Fuel Consumption by Reporting Type: NYISO_G-I
ReportingType | 2015 | 2020 | 2025 | 2030 | 2035 | 2040
BM | 0 | 0 | 0 | 0 | 0 | 0
CC | 27.89 | 24.26 | 16.26 | 6.75 | 30.92 | 88.34
CSP | 0 | 0 | 0 | 0 | 0 | 0
CT | 0 | 0 | 0 | 0 | 0 | 0
Coal | 0 | 0 | 0 | 0 | 0 | 0
Geo | 0 | 0 | 0 | 0 | 0 | 0
H | 0 | 0 | 0 | 0 | 0 | 0
LFG | 0 | 0 | 4.3 | 8 | 8 | 8
Nuc | 162.83 | 162.83 | 162.83 | 162.83 | 81.65 | 0.03
PS | 0 | 0 | 0 | 0 | 0 | 0
PV | 0 | 0 | 0 | 0 | 0 | 0
PeakG | 0 | 0.01 | 0.04 | 0.04 | 0.04 | 0.04
PeakO | 0 | 0 | 0 | 0 | 0 | 0
ST | 0 | 0 | 0 | 0 | 0 | 0
STOG | 0 | 0 | 0 | 0 | 0 | 0
STWD | 0 | 0 | 0 | 0 | 0 | 0
WT | 0 | 0 | 0 | 0 | 0 | 0
IGCC | 0 | 0 | 0 | 0 | 0 | 0
DemandResponse | 0 | 0 | 0 | 0 | 0 | 0
IGCC-CCS | 0 | 0 | 0 | 0 | 0 | 0
WT_off | 0 | 0 | 0 | 0 | 0 | 0
PseudoUnit | 0 | 0 | 0 | 0 | 0 | 0
FixedInterchange | 0 | 0 | 0 | 0 | 0 | 0
Total Fuel Consumption by Reporting Type: NYISO_J-K
ReportingType | 2015 | 2020 | 2025 | 2030 | 2035 | 2040
BM | 0 | 0 | 0 | 0 | 0 | 0
CC | 161.99 | 167.84 | 114.07 | 73.82 | 88.73 | 108.47
CSP | 0 | 0 | 0 | 0 | 0 | 0
CT | 0 | 0 | 0 | 0 | 0 | 0
Coal | 0 | 0 | 0 | 0 | 0 | 0
Geo | 0 | 0 | 0 | 0 | 0 | 0
H | 0 | 0 | 0 | 0 | 0 | 0
LFG | 0 | 0 | 0 | 8 | 8 | 8
Nuc | 0 | 0 | 0.01 | 0.01 | 0.01 | 0.02
PS | 0 | 0 | 0 | 0 | 0 | 0
PV | 0 | 0 | 0 | 0 | 0 | 0
PeakG | 1.36 | 2.48 | 3.33 | 2.82 | 3.94 | 3.45
PeakO | 0 | 0.03 | 0.32 | 0.08 | 0.34 | 0.17
ST | 0 | 0 | 0 | 0 | 0 | 0
STOG | 3.28 | 7.29 | 6.69 | 5.11 | 5.42 | 5.42
STWD | 0 | 0 | 0 | 0 | 0 | 0
WT | 0 | 0 | 0 | 0 | 0 | 0
IGCC | 0 | 0 | 0 | 0 | 0 | 0
DemandResponse | 0 | 0 | 0 | 0 | 0 | 0
IGCC-CCS | 0 | 0 | 0 | 0 | 0 | 0
WT_off | 0 | 0 | 0 | 0 | 0 | 0
PseudoUnit | 0 | 0 | 0 | 0 | 0 | 0
FixedInterchange | 0 | 0 | 0 | 0 | 0 | 0
Total Fuel Consumption by Reporting Type: PJM_E
ReportingType | 2015 | 2020 | 2025 | 2030 | 2035 | 2040
BM | 0.16 | 2.91 | 2.91 | 2.91 | 2.91 | 2.91
CC | 312.21 | 361.35 | 284.72 | 226.6 | 298.6 | 313.21
CSP | 0 | 0 | 0 | 0 | 0 | 0
CT | 0 | 0.11 | 0.11 | 0 | 0 | 0
Coal | 4.11 | 1.21 | 0.18 | 0.01 | 0.03 | 0.05
Geo | 0 | 0 | 0 | 0 | 0 | 0
H | 0 | 0 | 0 | 0 | 0 | 0
LFG | 0.98 | 15.28 | 15.28 | 15.28 | 15.28 | 15.28
Nuc | 702.72 | 651.97 | 651.97 | 651.97 | 468.33 | 371.38
PS | 0 | 0 | 0 | 0 | 0 | 0
PV | 0 | 0 | 0 | 0 | 0 | 0
PeakG | 0.68 | 10.47 | 10.47 | 10.31 | 10.22 | 10.23
PeakO | 0 | 0 | 0 | 0 | 0 | 0
ST | 0 | 0 | 0 | 0 | 0 | 0
STOG | 3.02 | 0 | 0 | 0 | 0 | 0
STWD | 0 | 0 | 0 | 0 | 0 | 0
WT | 0 | 0 | 0 | 0 | 0 | 0
IGCC | 0 | 0 | 0 | 0 | 0 | 0
DemandResponse | 0 | 0 | 0 | 0 | 0 | 0
IGCC-CCS | 0 | 0 | 0 | 0 | 0 | 0
WT_off | 0 | 0 | 0 | 0 | 0 | 0
PseudoUnit | 0 | 0 | 0 | 0 | 0 | 0
FixedInterchange | 0 | 0 | 0 | 0 | 0 | 0
Total Fuel Consumption by Reporting Type: PJM_ROM
ReportingType | 2015 | 2020 | 2025 | 2030 | 2035 | 2040
BM | 0.1 | 1.75 | 1.75 | 1.75 | 1.75 | 1.75
CC | 140.2 | 180.33 | 111.99 | 104.19 | 376.69 | 555.95
CSP | 0 | 0 | 0 | 0 | 0 | 0
CT | 0 | 0.07 | 0.07 | 0.07 | 0 | 0
Coal | 91.7 | 15.01 | 0.22 | 0.01 | 0.03 | 0.06
Geo | 0 | 0 | 0 | 0 | 0 | 0
H | 0 | 0 | 0 | 0 | 0 | 0
LFG | 2.04 | 30.56 | 30.56 | 30.56 | 30.56 | 30.56
Nuc | 420.79 | 420.79 | 420.79 | 420.79 | 276.07 | 200.95
PS | 0 | 0 | 0 | 0 | 0 | 0
PV | 0 | 0 | 0 | 0 | 0 | 0
PeakG | 0.07 | 0.6 | 1.82 | 4.49 | 6.5 | 6.5
PeakO | 0 | 0 | 0 | 0 | 0 | 0
ST | 0 | 0 | 0 | 0 | 0 | 0
STOG | 7.33 | 3.69 | 0 | 0 | 0 | 0
STWD | 0.31 | 5.38 | 5.38 | 5.38 | 5.38 | 5.38
WT | 0 | 0 | 0 | 0 | 0 | 0
IGCC | 0 | 0 | 0 | 0 | 0 | 0
DemandResponse | 0 | 0 | 0 | 0 | 0 | 0
IGCC-CCS | 0 | 0 | 0 | 0 | 0 | 0
WT_off | 0 | 0 | 0 | 0 | 0 | 0
PseudoUnit | 0 | 0 | 0 | 0 | 0 | 0
FixedInterchange | 0 | 0 | 0 | 0 | 0 | 0
Total Fuel Consumption by Reporting Type: PJM_ROR
ReportingType | 2015 | 2020 | 2025 | 2030 | 2035 | 2040
BM | 2.1 | 37.37 | 37.37 | 37.37 | 37.37 | 18.73
CC | 1271.1 | 1349.11 | 1229.53 | 1010.18 | 987.03 | 940.44
CSP | 0 | 0 | 0 | 0 | 0 | 0
CT | 0.03 | 0.12 | 0.12 | 0.12 | 0 | 0
Coal | 1908.53 | 856.38 | 50.39 | 7.87 | 7.87 | 7.87
Geo | 0 | 0 | 0 | 0 | 0 | 0
H | 0 | 0 | 0 | 0 | 0 | 0
LFG | 6.18 | 61.46 | 61.46 | 61.46 | 61.46 | 61.46
Nuc | 1644.81 | 1644.81 | 1644.81 | 1573.64 | 1222.73 | 821.9
PS | 0 | 0 | 0 | 0 | 0 | 0
PV | 0 | 0 | 0 | 0 | 0 | 0
PeakG | 9.15 | 32.1 | 47.7 | 30.01 | 36.65 | 34.1
PeakO | 0 | 0 | 0 | 0 | 0 | 0
ST | 0 | 0 | 0 | 0 | 0 | 0
STOG | 4.28 | 7.52 | 0 | 0 | 0 | 0
STWD | 0.43 | 15.91 | 15.91 | 15.91 | 11.69 | 13.33
WT | 0.03 | 0.03 | 0.04 | 0.04 | 0.04 | 0.04
IGCC | 0 | 0 | 0 | 0 | 0 | 0
DemandResponse | 0 | 0 | 0 | 0 | 0 | 0
IGCC-CCS | 0 | 0 | 0 | 0 | 0 | 0
WT_off | 0 | 0 | 0 | 0 | 0 | 0
PseudoUnit | 0 | 0 | 0 | 0 | 0 | 0
FixedInterchange | 0 | 0 | 0 | 0 | 0 | 0
Total Fuel Consumption by Reporting Type: SOCO
ReportingType | 2015 | 2020 | 2025 | 2030 | 2035 | 2040
BM | 0.5 | 1.26 | 3.13 | 5.34 | 5.34 | 5.34
CC | 1124.94 | 1202.26 | 1142.87 | 752.01 | 675.95 | 434.81
CSP | 0 | 0 | 0 | 0 | 0 | 0
CT | 0 | 0 | 0 | 0 | 0 | 0
Coal | 288.98 | 0 | 0 | 0 | 0 | 0
Geo | 0 | 0 | 0 | 0 | 0 | 0
H | 0 | 0 | 0 | 0 | 0 | 0
LFG | 0 | 0 | 11.56 | 11.56 | 11.56 | 11.56
Nuc | 494.38 | 673.18 | 673.18 | 1195.58 | 1325.07 | 1747.61
PS | 0 | 0 | 0 | 0 | 0 | 0
PV | 0 | 0 | 0 | 0 | 0 | 0
PeakG | 5.52 | 29.44 | 28.57 | 0 | 0 | 0
PeakO | 0 | 0 | 0 | 0 | 0 | 0
ST | 0 | 0 | 0 | 0 | 0 | 0
STOG | 0 | 0 | 0 | 0 | 0 | 0
STWD | 3.36 | 8.89 | 8.89 | 36.96 | 36.96 | 43.41
WT | 0 | 0 | 0 | 0 | 0 | 0
IGCC | 0 | 0 | 0 | 0 | 0 | 0
DemandResponse | 0 | 0 | 0 | 0 | 0 | 0
IGCC-CCS | 0 | 0 | 0 | 0 | 0 | 0
WT_off | 0 | 0 | 0 | 0 | 0 | 0
PseudoUnit | 0 | 0 | 0 | 0 | 0 | 0
FixedInterchange | 0 | 0 | 0 | 0 | 0 | 0
Total Fuel Consumption by Reporting Type: SPP_N
ReportingType | 2015 | 2020 | 2025 | 2030 | 2035 | 2040
BM | 0 | 0 | 0 | 0 | 0 | 0
CC | 21.56 | 9.13 | 10.86 | 6.79 | 6.79 | 6.78
CSP | 0 | 0 | 0 | 0 | 0 | 0
CT | 0 | 0 | 0 | 0 | 0 | 0
Coal | 619.46 | 97.67 | 2.93 | 0.31 | 0.31 | 0.83
Geo | 0 | 0 | 0 | 0 | 0 | 0
H | 0 | 0 | 0 | 0 | 0 | 0
LFG | 0 | 0 | 0 | 8.97 | 8.97 | 8.97
Nuc | 93.19 | 93.19 | 82.64 | 82.64 | 75.72 | 70.21
PS | 0 | 0 | 0 | 0 | 0 | 0
PV | 0 | 0 | 0 | 0 | 0 | 0
PeakG | 0.72 | 0 | 0.74 | 0.76 | 2.34 | 2.02
PeakO | 0 | 0 | 0 | 0 | 0 | 0
ST | 0 | 0 | 0 | 0 | 0 | 0
STOG | 1.97 | 0 | 0 | 0 | 0 | 0
STWD | 0 | 0 | 0 | 0 | 0 | 0
WT | 0 | 0.13 | 0.14 | 0.15 | 0.15 | 0.15
IGCC | 0 | 0 | 0 | 0 | 0 | 0
DemandResponse | 0 | 0 | 0 | 0 | 0 | 0
IGCC-CCS | 0 | 0 | 0 | 0 | 0 | 0
WT_off | 0 | 0 | 0 | 0 | 0 | 0
PseudoUnit | 0 | 0 | 0 | 0 | 0 | 0
FixedInterchange | 0 | 0 | 0 | 0 | 0 | 0
Total Fuel Consumption by Reporting Type: SPP_S
ReportingType | 2015 | 2020 | 2025 | 2030 | 2035 | 2040
BM | 0 | 0 | 0 | 0 | 0 | 0
CC | 277.23 | 78.49 | 85.57 | 68.99 | 68.12 | 65.44
CSP | 0 | 0 | 0 | 0 | 0 | 0
CT | 0.13 | 0 | 0.72 | 1.44 | 0.61 | 0
Coal | 910.66 | 65.57 | 6.14 | 0 | 0 | 0.73
Geo | 0 | 0 | 0 | 0 | 0 | 0
H | 0 | 0 | 0 | 0 | 0 | 0
LFG | 0 | 0 | 0 | 8.04 | 8.04 | 8.04
Nuc | 0 | 0 | 0.01 | 0.01 | 0.01 | 0.02
PS | 0 | 0 | 0 | 0 | 0 | 0
PV | 0 | 0 | 0 | 0 | 0 | 0
PeakG | 0 | 0 | 2.66 | 4.18 | 2.97 | 2.71
PeakO | 0 | 0 | 0 | 0 | 0 | 0
ST | 0 | 0 | 0 | 0 | 0 | 0
STOG | 16.5 | 14.04 | 8.74 | 1.37 | 1.34 | 0
STWD | 0.43 | 0.39 | 0.69 | 1.61 | 1.61 | 2.59
WT | 0.01 | 0.14 | 0.15 | 0.15 | 0.15 | 0.15
IGCC | 0 | 0 | 0 | 0 | 0 | 0
DemandResponse | 0 | 0 | 0 | 0 | 0 | 0
IGCC-CCS | 0 | 0 | 0 | 0 | 0 | 0
WT_off | 0 | 0 | 0 | 0 | 0 | 0
PseudoUnit | 0 | 0 | 0 | 0 | 0 | 0
FixedInterchange | 0 | 0 | 0 | 0 | 0 | 0
Total Fuel Consumption by Reporting Type: TVA
ReportingType | 2015 | 2020 | 2025 | 2030 | 2035 | 2040
BM | 0 | 0 | 0 | 0 | 0 | 0
CC | 303.41 | 473.58 | 408.19 | 346.98 | 328.15 | 257.76
CSP | 0 | 0 | 0 | 0 | 0 | 0
CT | 0 | 0 | 0 | 0 | 0 | 0
Coal | 464.4 | 129.93 | 0 | 0 | 0 | 0
Geo | 0 | 0 | 0 | 0 | 0 | 0
H | 0 | 0 | 0 | 0 | 0 | 0
LFG | 0 | 0 | 11.56 | 11.56 | 11.56 | 11.56
Nuc | 676.63 | 676.63 | 676.63 | 676.63 | 685.89 | 847.63
PS | 0 | 0 | 0 | 0 | 0 | 0
PV | 0 | 0 | 0 | 0 | 0 | 0
PeakG | 0 | 0.5 | 0.9 | 0.4 | 0 | 0
PeakO | 0 | 0 | 0 | 0 | 0 | 0
ST | 0 | 0 | 0 | 0 | 0 | 0
STOG | 0 | 0 | 0 | 0 | 0 | 0
STWD | 0.01 | 0.04 | 0.07 | 0.31 | 0.31 | 0.42
WT | 0 | 0 | 0 | 0 | 0 | 0
IGCC | 0 | 0 | 0 | 0 | 0 | 0
DemandResponse | 0 | 0 | 0 | 0 | 0 | 0
IGCC-CCS | 0 | 0 | 0 | 0 | 0 | 0
WT_off | 0 | 0 | 0 | 0 | 0 | 0
PseudoUnit | 0 | 0 | 0 | 0 | 0 | 0
FixedInterchange | 0 | 0 | 0 | 0 | 0 | 0
Total Fuel Consumption by Reporting Type: TVA_Transmission
ReportingType | 2015 | 2020 | 2025 | 2030 | 2035 | 2040
BM | 0 | 0 | 0 | 0 | 0 | 0
CC | 0 | 0 | 0 | 0 | 0 | 0
CSP | 0 | 0 | 0 | 0 | 0 | 0
CT | 0 | 0 | 0 | 0 | 0 | 0
Coal | 0 | 0 | 0 | 0 | 0 | 0
Geo | 0 | 0 | 0 | 0 | 0 | 0
H | 0 | 0 | 0 | 0 | 0 | 0
LFG | 0 | 0 | 0 | 0 | 0 | 0
Nuc | 0 | 0 | 0 | 0 | 0 | 0
PS | 0 | 0 | 0 | 0 | 0 | 0
PV | 0 | 0 | 0 | 0 | 0 | 0
PeakG | 0 | 0 | 0 | 0 | 0 | 0
PeakO | 0 | 0 | 0 | 0 | 0 | 0
ST | 0 | 0 | 0 | 0 | 0 | 0
STOG | 0 | 0 | 0 | 0 | 0 | 0
STWD | 0 | 0 | 0 | 0 | 0 | 0
WT | 0 | 0 | 0 | 0 | 0 | 0
IGCC | 0 | 0 | 0 | 0 | 0 | 0
DemandResponse | 0 | 0 | 0 | 0 | 0 | 0
IGCC-CCS | 0 | 0 | 0 | 0 | 0 | 0
WT_off | 0 | 0 | 0 | 0 | 0 | 0
PseudoUnit | 0 | 0 | 0 | 0 | 0 | 0
FixedInterchange | 0 | 0 | 0 | 0 | 0 | 0
Total Fuel Consumption by Reporting Type: VACAR
ReportingType | 2015 | 2020 | 2025 | 2030 | 2035 | 2040
BM | 0.09 | 0.99 | 43.01 | 43.01 | 43.01 | 43.01
CC | 588.7 | 615.28 | 546.83 | 383.17 | 393.32 | 276.16
CSP | 0 | 0 | 0 | 0 | 0 | 0
CT | 0.8 | 3.15 | 5.32 | 0.13 | 0 | 0
Coal | 340.77 | 102.22 | 20.26 | 1.54 | 0.81 | 1.54
Geo | 0 | 0 | 0 | 0 | 0 | 0
H | 0 | 0 | 0 | 0 | 0 | 0
LFG | 0.04 | 11.56 | 11.56 | 11.56 | 11.56 | 11.56
Nuc | 910.72 | 1100.09 | 1100.09 | 1565.62 | 1612.33 | 1867.53
PS | 0 | 0 | 0 | 0 | 0 | 0
PV | 0 | 0 | 0 | 0 | 0 | 0
PeakG | 1.63 | 15.58 | 19.56 | 0 | 0 | 0
PeakO | 0 | 0 | 0 | 0 | 0 | 0
ST | 0 | 0 | 0 | 0 | 0 | 0
STOG | 0 | 0 | 0 | 0 | 0 | 0
STWD | 24.47 | 24.47 | 24.47 | 23.75 | 22.79 | 21.83
WT | 0 | 0.01 | 0.01 | 0.01 | 0.01 | 0.01
IGCC | 0 | 0 | 0 | 0 | 0 | 0
DemandResponse | 0 | 0 | 1.17 | 3.88 | 2.25 | 0.79
IGCC-CCS | 0 | 0 | 0 | 0 | 0 | 0
WT_off | 0 | 0 | 0 | 0 | 0 | 0
PseudoUnit | 0 | 0 | 0 | 0 | 0 | 0
FixedInterchange | 0 | 0 | 0 | 0 | 0 | 0
Total Fuel Consumption by Reporting Type: IESO
ReportingType | 2015 | 2020 | 2025 | 2030 | 2035 | 2040
BM | 0 | 0.14 | 0.43 | 0 | 0 | 0.75
CC | 58.99 | 58.99 | 4.41 | 0.4 | 0.49 | 0.53
CSP | 0 | 0 | 0 | 0 | 0 | 0
CT | 0.41 | 0.13 | 0.13 | 0 | 0 | 0
Coal | 0 | 0 | 0 | 0 | 0 | 0
Geo | 0 | 0 | 0 | 0 | 0 | 0
H | 0 | 0 | 0 | 0 | 0 | 0
LFG | 1.56 | 1.56 | 1.56 | 1.61 | 1.61 | 1.61
Nuc | 1064.72 | 1064.72 | 1064.72 | 1064.72 | 980.48 | 854.53
PS | 0 | 0 | 0 | 0 | 0 | 0
PV | 0 | 0 | 0 | 0 | 0 | 0
PeakG | 0 | 0 | 0 | 0 | 0 | 0
PeakO | 0 | 0 | 0 | 0 | 0 | 0
ST | 0 | 0 | 0 | 0 | 0 | 0
STOG | 0 | 0 | 0 | 0 | 0 | 0
STWD | 0.28 | 0.28 | 0.28 | 0.28 | 0.28 | 6
WT | 0.01 | 0.01 | 0.01 | 0.01 | 0.01 | 0.01
IGCC | 0 | 0 | 0 | 0 | 0 | 0
DemandResponse | 0 | 0 | 0 | 0 | 0 | 0
IGCC-CCS | 0 | 0 | 0 | 0 | 0 | 0
WT_off | 0 | 0 | 0 | 0 | 0 | 0
PseudoUnit | 0 | 0 | 0 | 0 | 0 | 0
FixedInterchange | 0 | 0 | 0 | 0 | 0 | 0
Total Fuel Consumption by Reporting Type: MAPP_CA
ReportingType | 2015 | 2020 | 2025 | 2030 | 2035 | 2040
BM | 0 | 0 | 0 | 0 | 0 | 0
CC | 54.73 | 54.73 | 11.71 | 0 | 0 | 0
CSP | 0 | 0 | 0 | 0 | 0 | 0
CT | 0 | 0 | 0 | 0 | 0 | 0
Coal | 3.73 | 0 | 0 | 0 | 0 | 0
Geo | 0 | 0 | 0 | 0 | 0 | 0
H | 0 | 0 | 0.01 | 0.02 | 0.02 | 0.02
LFG | 0 | 0 | 0 | 0 | 0 | 0
Nuc | 0 | 0 | 0 | 0 | 0 | 0
PS | 0 | 0 | 0 | 0 | 0 | 0
PV | 0 | 0 | 0 | 0 | 0 | 0
PeakG | 0.69 | 1.33 | 0 | 0 | 0 | 0
PeakO | 0 | 0 | 0 | 0 | 0 | 0
ST | 0 | 0 | 0 | 0 | 0 | 0
STOG | 0.15 | 0 | 0 | 0 | 0 | 0
STWD | 0 | 0 | 0 | 0 | 0 | 0
WT | 0 | 0 | 0 | 0 | 0 | 0
IGCC | 0 | 0 | 0 | 0 | 0 | 0
DemandResponse | 0 | 0 | 0 | 0 | 0 | 0
IGCC-CCS | 0 | 0 | 0 | 0 | 0 | 0
WT_off | 0 | 0 | 0 | 0 | 0 | 0
PseudoUnit | 0 | 0 | 0 | 0 | 0 | 0
FixedInterchange | 0 | 0 | 0 | 0 | 0 | 0
Total Fuel Consumption by Reporting Type: AZ_NM_SNV_Coal
ReportingType | 2015 | 2020 | 2025 | 2030 | 2035 | 2040
BM | 0 | 0 | 0 | 0 | 0 | 0
CC | 0 | 0 | 0 | 0 | 0 | 0
CSP | 0 | 0 | 0 | 0 | 0 | 0
CT | 0 | 0 | 0 | 0 | 0 | 0
Coal | 608.91 | 365.56 | 0 | 0 | 0 | 0
Geo | 0 | 0 | 0 | 0 | 0 | 0
H | 0 | 0 | 0 | 0 | 0 | 0
LFG | 0 | 0 | 0 | 0 | 0 | 0
Nuc | 0 | 0 | 0 | 0 | 0 | 0
PS | 0 | 0 | 0 | 0 | 0 | 0
PV | 0 | 0 | 0 | 0 | 0 | 0
PeakG | 0 | 0 | 0 | 0 | 0 | 0
PeakO | 0 | 0 | 0 | 0 | 0 | 0
ST | 0 | 0 | 0 | 0 | 0 | 0
STOG | 0 | 0 | 0 | 0 | 0 | 0
STWD | 0 | 0 | 0 | 0 | 0 | 0
WT | 0 | 0 | 0 | 0 | 0 | 0
IGCC | 0 | 0 | 0 | 0 | 0 | 0
DemandResponse | 0 | 0 | 0 | 0 | 0 | 0
IGCC-CCS | 0 | 0 | 0 | 0 | 0 | 0
WT_off | 0 | 0 | 0 | 0 | 0 | 0
PseudoUnit | 0 | 0 | 0 | 0 | 0 | 0
FixedInterchange | 0 | 0 | 0 | 0 | 0 | 0
Total Fuel Consumption by Reporting Type: AZ_NM_SNV_Gas
ReportingType | 2015 | 2020 | 2025 | 2030 | 2035 | 2040
BM | 0 | 0 | 0 | 0 | 0 | 0
CC | 357.84 | 326.87 | 524.4 | 225.06 | 112.21 | 99.93
CSP | 0 | 0 | 0 | 0 | 0 | 0
CT | 0 | 0.21 | 1.56 | 0.82 | 0 | 0
Coal | 0 | 0 | 0 | 0 | 0 | 0
Geo | 0 | 0 | 0 | 0 | 0 | 0
H | 0 | 0 | 0 | 0 | 0 | 0
LFG | 0 | 0 | 0 | 0 | 0 | 0
Nuc | 0 | 0 | 0 | 0 | 0 | 0
PS | 0 | 0 | 0 | 0 | 0 | 0
PV | 0 | 0 | 0 | 0 | 0 | 0
PeakG | 0 | 0.1 | 0 | 0 | 0 | 0
PeakO | 0 | 0 | 0 | 0 | 0 | 0
ST | 0 | 0 | 0 | 0 | 0 | 0
STOG | 0 | 0 | 0 | 0 | 0 | 0
STWD | 0 | 0 | 0 | 0 | 0 | 0
WT | 0 | 0 | 0 | 0 | 0 | 0
IGCC | 0 | 0 | 0 | 0 | 0 | 0
DemandResponse | 0 | 0 | 1.59 | 0 | 1.09 | 2.21
IGCC-CCS | 0 | 0 | 0 | 0 | 0 | 0
WT_off | 0 | 0 | 0 | 0 | 0 | 0
PseudoUnit | 0 | 0 | 0 | 0 | 0 | 0
FixedInterchange | 0 | 0 | 0 | 0 | 0 | 0
Total Fuel Consumption by Reporting Type: AZ_NM_SNV_NucRenew
ReportingType | 2015 | 2020 | 2025 | 2030 | 2035 | 2040
BM | 0 | 0 | 0 | 0 | 0 | 0
CC | 0 | 0 | 0 | 0 | 0 | 0
CSP | 0 | 0 | 0 | 0 | 0 | 0
CT | 0 | 0 | 0 | 0 | 0 | 0
Coal | 0 | 0 | 0 | 0 | 0 | 0
Geo | 0 | 0 | 0.01 | 0.01 | 0.01 | 0.01
H | 0 | 0 | 0 | 0 | 0 | 0
LFG | 0 | 0 | 6.53 | 6.53 | 6.53 | 6.53
Nuc | 317.72 | 317.72 | 317.72 | 602.12 | 930.52 | 945.49
PS | 0 | 0 | 0 | 0 | 0 | 0
PV | 0 | 0 | 0 | 0 | 0 | 0
PeakG | 0 | 0 | 0 | 0 | 0 | 0
PeakO | 0 | 0 | 0 | 0 | 0 | 0
ST | 0 | 0 | 0 | 0 | 0 | 0
STOG | 0 | 0 | 0 | 0 | 0 | 0
STWD | 1.77 | 1.77 | 1.77 | 1.77 | 1.77 | 1.77
WT | 0 | 0.03 | 0.03 | 0.03 | 0.03 | 0.03
IGCC | 0 | 0 | 0 | 0 | 0 | 0
DemandResponse | 0 | 0 | 0 | 0 | 0 | 0
IGCC-CCS | 0 | 0 | 0 | 0 | 0 | 0
WT_off | 0 | 0 | 0 | 0 | 0 | 0
PseudoUnit | 0 | 0 | 0 | 0 | 0 | 0
FixedInterchange | 0 | 0 | 0 | 0 | 0 | 0
Total Fuel Consumption by Reporting Type: ERCOT
ReportingType | 2015 | 2020 | 2025 | 2030 | 2035 | 2040
BM | 0.76 | 1.31 | 2 | 14.07 | 14.07 | 14.07
CC | 1453.06 | 1454.49 | 1310.71 | 1245.88 | 1181.11 | 936.86
CSP | 0 | 0 | 0 | 0 | 0 | 0
CT | 0 | 0.28 | 0.53 | 1.04 | 0 | 0
Coal | 357.65 | 241.2 | 8.6 | 1.97 | 1.97 | 3.56
Geo | 0 | 0 | 0 | 0 | 0 | 0
H | 0 | 0 | 0 | 0 | 0 | 0
LFG | 0 | 0 | 38.09 | 38.09 | 38.09 | 38.09
Nuc | 422.69 | 422.69 | 422.69 | 435.33 | 476.69 | 809.89
PS | 0 | 0 | 0 | 0 | 0 | 0
PV | 0 | 0 | 0 | 0 | 0 | 0
PeakG | 0 | 2.79 | 8.02 | 7.27 | 4.54 | 1.54
PeakO | 0 | 0.01 | 0 | 0 | 0 | 0
ST | 0 | 0 | 0 | 0 | 0 | 0
STOG | 21.19 | 23.8 | 0 | 0 | 0 | 0
STWD | 0 | 0 | 0 | 0 | 0 | 0
WT | 0.03 | 0.04 | 0.08 | 0.08 | 0.08 | 0.08
IGCC | 0 | 0 | 0 | 0 | 0 | 0
DemandResponse | 0 | 0.45 | 9.04 | 8.86 | 8.7 | 8.55
IGCC-CCS | 0 | 0 | 0 | 0 | 0 | 0
WT_off | 0 | 0 | 0 | 0 | 0 | 0
PseudoUnit | 0 | 0 | 0 | 0 | 0 | 0
FixedInterchange | 0 | 0 | 0 | 0 | 0 | 0
Total Fuel Consumption by Reporting Type: NP15
ReportingType | 2015 | 2020 | 2025 | 2030 | 2035 | 2040
BM | 0 | 0 | 0 | 0 | 0 | 0
CC | 349.54 | 312.03 | 343.26 | 218.84 | 136.02 | 44.8
CSP | 0 | 0 | 0 | 0 | 0 | 0
CT | 0 | 0 | 0 | 0 | 0 | 0
Coal | 16.77 | 0 | 0 | 0 | 0 | 0
Geo | 0.01 | 0.01 | 0.01 | 0.01 | 0.01 | 0.01
H | 0 | 0 | 0 | 0 | 0 | 0
LFG | 0 | 40.72 | 60.8 | 60.8 | 60.8 | 60.8
Nuc | 187.74 | 187.74 | 187.74 | 187.74 | 274.6 | 583.23
PS | 0 | 0 | 0 | 0 | 0 | 0
PV | 0 | 0 | 0 | 0 | 0 | 0
PeakG | 0 | 0 | 0.08 | 0.05 | 0 | 0
PeakO | 0 | 0 | 0 | 0 | 0 | 0
ST | 0 | 0 | 0 | 0 | 0 | 0
STOG | 0.55 | 0 | 0 | 0 | 0 | 0
STWD | 37.44 | 37.44 | 17.48 | 37.44 | 37.44 | 37.44
WT | 0 | 0.01 | 0.01 | 0.01 | 0.01 | 0.01
IGCC | 0 | 0 | 0 | 0 | 0 | 0
DemandResponse | 0 | 0 | 0 | 0 | 0 | 0
IGCC-CCS | 0 | 0 | 0 | 0 | 0 | 0
WT_off | 0 | 0 | 0 | 0 | 0 | 0
PseudoUnit | 0 | 0 | 0 | 0 | 0 | 0
FixedInterchange | 0 | 0 | 0 | 0 | 0 | 0
Total Fuel Consumption by Reporting Type: NWPP_Coal
ReportingType | 2015 | 2020 | 2025 | 2030 | 2035 | 2040
BM | 0 | 0 | 0 | 0 | 0 | 0
CC | 0 | 0 | 0 | 0 | 0 | 0
CSP | 0 | 0 | 0 | 0 | 0 | 0
CT | 0 | 0 | 0 | 0 | 0 | 0
Coal | 547.7 | 388.75 | 16.32 | 16.32 | 16.32 | 16.32
Geo | 0 | 0 | 0 | 0 | 0 | 0
H | 0 | 0 | 0 | 0 | 0 | 0
LFG | 0 | 0 | 0 | 0 | 0 | 0
Nuc | 0 | 0 | 0 | 0 | 0 | 0
PS | 0 | 0 | 0 | 0 | 0 | 0
PV | 0 | 0 | 0 | 0 | 0 | 0
PeakG | 0 | 0 | 0 | 0 | 0 | 0
PeakO | 0 | 0 | 0 | 0 | 0 | 0
ST | 0 | 0 | 0 | 0 | 0 | 0
STOG | 0 | 0 | 0 | 0 | 0 | 0
STWD | 0 | 0 | 0 | 0 | 0 | 0
WT | 0 | 0 | 0 | 0 | 0 | 0
IGCC | 0 | 0 | 0 | 0 | 0 | 0
DemandResponse | 0 | 0 | 0 | 0 | 0 | 0
IGCC-CCS | 0 | 0 | 0 | 0 | 0 | 0
WT_off | 0 | 0 | 0 | 0 | 0 | 0
PseudoUnit | 0 | 0 | 0 | 0 | 0 | 0
FixedInterchange | 0 | 0 | 0 | 0 | 0 | 0
Total Fuel Consumption by Reporting Type: NWPP_Gas
ReportingType | 2015 | 2020 | 2025 | 2030 | 2035 | 2040
BM | 0 | 0 | 0 | 0 | 0 | 0
CC | 361.48 | 423.11 | 423.11 | 93.13 | 75.64 | 58.23
CSP | 0 | 0 | 0 | 0 | 0 | 0
CT | 0 | 0 | 0 | 0 | 0 | 0
Coal | 0 | 0 | 0 | 0 | 0 | 0
Geo | 0 | 0 | 0 | 0 | 0 | 0
H | 0 | 0 | 0 | 0 | 0 | 0
LFG | 0 | 0 | 0 | 0 | 0 | 0
Nuc | 0 | 0 | 0 | 0 | 0 | 0
PS | 0 | 0 | 0 | 0 | 0 | 0
PV | 0 | 0 | 0 | 0 | 0 | 0
PeakG | 0 | 0 | 0 | 0 | 0 | 0
PeakO | 0 | 0 | 0 | 0 | 0 | 0
ST | 0 | 0 | 0 | 0 | 0 | 0
STOG | 0 | 0 | 0 | 0 | 0 | 0
STWD | 0 | 0 | 0 | 0 | 0 | 0
WT | 0 | 0 | 0 | 0 | 0 | 0
IGCC | 0 | 0 | 0 | 0 | 0 | 0
DemandResponse | 0 | 0 | 0 | 0 | 0 | 0
IGCC-CCS | 0 | 0 | 0 | 0 | 0 | 0
WT_off | 0 | 0 | 0 | 0 | 0 | 0
PseudoUnit | 0 | 0 | 0 | 0 | 0 | 0
FixedInterchange | 0 | 0 | 0 | 0 | 0 | 0
Total Fuel Consumption by Reporting Type: NWPP_NucRenew
ReportingType | 2015 | 2020 | 2025 | 2030 | 2035 | 2040
BM | 0 | 0.86 | 3.16 | 3.16 | 3.16 | 3.16
CC | 0 | 0 | 0 | 0 | 0 | 0
CSP | 0 | 0 | 0 | 0 | 0 | 0
CT | 0 | 0 | 0 | 0 | 0 | 0
Coal | 0 | 0 | 0 | 0 | 0 | 0
Geo | 0 | 0 | 0.01 | 0.01 | 0.01 | 0.01
H | 0 | 0 | 0 | 0 | 0 | 0
LFG | 2.74 | 2.74 | 29.05 | 29.05 | 29.05 | 29.05
Nuc | 88.66 | 88.66 | 88.66 | 670.35 | 670.35 | 693.56
PS | 0 | 0 | 0 | 0 | 0 | 0
PV | 0 | 0 | 0 | 0 | 0 | 0
PeakG | 0 | 0 | 0 | 0 | 0 | 0
PeakO | 0 | 0 | 0 | 0 | 0 | 0
ST | 0 | 0 | 0 | 0 | 0 | 0
STOG | 0 | 0 | 0 | 0 | 0 | 0
STWD | 0 | 0 | 46.18 | 46.18 | 46.18 | 46.18
WT | 0.02 | 0.02 | 0.02 | 0.02 | 0.02 | 0.02
IGCC | 0 | 0 | 0 | 0 | 0 | 0
DemandResponse | 0 | 0 | 0 | 0 | 0 | 0
IGCC-CCS | 0 | 0 | 0 | 0 | 0 | 0
WT_off | 0 | 0 | 0 | 0 | 0 | 0
PseudoUnit | 0 | 0 | 0 | 0 | 0 | 0
FixedInterchange | 0 | 0 | 0 | 0 | 0 | 0
Total Fuel Consumption by Reporting Type: RMPA
ReportingType | 2015 | 2020 | 2025 | 2030 | 2035 | 2040
BM | 0 | 0 | 0 | 0 | 0 | 0
CC | 53.39 | 67.98 | 112.33 | 58.2 | 55.02 | 37.88
CSP | 0 | 0 | 0 | 0 | 0 | 0
CT | 0 | 0 | 0.02 | 0.02 | 0 | 0
Coal | 549.67 | 361.91 | 76.54 | 49.44 | 49.43 | 49.67
Geo | 0 | 0 | 0.02 | 0.02 | 0.02 | 0.02
H | 0 | 0 | 0 | 0 | 0 | 0
LFG | 0.15 | 0.15 | 3.26 | 3.26 | 3.26 | 3.26
Nuc | 0 | 0 | 11.52 | 144.1 | 155.38 | 184.7
PS | 0 | 0 | 0 | 0 | 0 | 0
PV | 0 | 0 | 0 | 0 | 0 | 0
PeakG | 0.09 | 0.59 | 3.86 | 0.97 | 1.13 | 0.85
PeakO | 0 | 0 | 0 | 0 | 0 | 0
ST | 0 | 0 | 0 | 0 | 0 | 0
STOG | 0 | 0 | 0 | 0 | 0 | 0
STWD | 0 | 0 | 0 | 0 | 0 | 0
WT | 0.01 | 0.02 | 0.02 | 0.02 | 0.02 | 0.02
IGCC | 0 | 0 | 0 | 0 | 0 | 0
DemandResponse | 0 | 0 | 0 | 0 | 0 | 0
IGCC-CCS | 0 | 0 | 0 | 0 | 0 | 0
WT_off | 0 | 0 | 0 | 0 | 0 | 0
PseudoUnit | 0 | 0 | 0 | 0 | 0 | 0
FixedInterchange | 0 | 0 | 0 | 0 | 0 | 0
Total Fuel Consumption by Reporting Type: SP15
ReportingType | 2015 | 2020 | 2025 | 2030 | 2035 | 2040
BM | 0.58 | 0.58 | 0.58 | 0.58 | 0.58 | 0.58
CC | 636.77 | 534.39 | 602.06 | 481.08 | 415.68 | 310.31
CSP | 0 | 0 | 0 | 0 | 0 | 0
CT | 0 | 0 | 0 | 0 | 0 | 0
Coal | 15.7 | 8.42 | 0 | 0 | 0 | 0
Geo | 0.01 | 0.02 | 0.02 | 0.02 | 0.02 | 0.02
H | 0 | 0 | 0 | 0 | 0 | 0
LFG | 0.99 | 60.8 | 60.8 | 60.8 | 60.8 | 60.8
Nuc | 173.28 | 173.28 | 173.28 | 173.28 | 173.28 | 173.28
PS | 0 | 0 | 0 | 0 | 0 | 0
PV | 0 | 0 | 0 | 0 | 0 | 0
PeakG | 0 | 0.15 | 3.26 | 1.36 | 2.6 | 3.92
PeakO | 0 | 0 | 0 | 0 | 0 | 0
ST | 0 | 0 | 0 | 0 | 0 | 0
STOG | 2.62 | 0.17 | 0 | 0 | 0 | 0
STWD | 9.59 | 9.59 | 8.6 | 9.59 | 9.59 | 9.59
WT | 0.01 | 0.01 | 0.01 | 0.04 | 0.04 | 0.04
IGCC | 0 | 0 | 0 | 0 | 0 | 0
DemandResponse | 0 | 0 | 0 | 0 | 0 | 0
IGCC-CCS | 0 | 0 | 0 | 0 | 0 | 0
WT_off | 0 | 0 | 0 | 0 | 0 | 0
PseudoUnit | 0 | 0 | 0 | 0 | 0 | 0
FixedInterchange | 0 | 0 | 0 | 0 | 0 | 0
Total Fuel Consumption by Reporting Type: ALB
ReportingType | 2015 | 2020 | 2025 | 2030 | 2035 | 2040
BM | 0 | 0 | 0 | 0 | 0 | 0
CC | 132.26 | 133.84 | 133.34 | 4.79 | 3.35 | 0
CSP | 0 | 0 | 0 | 0 | 0 | 0
CT | 0 | 0 | 0 | 0 | 0 | 0
Coal | 470.15 | 470.15 | 458.48 | 0 | 0 | 0
Geo | 0 | 0 | 0 | 0 | 0 | 0
H | 0 | 0 | 0 | 0 | 0 | 0
LFG | 0 | 0 | 0 | 0 | 0 | 0
Nuc | 0 | 0 | 0.01 | 665.56 | 699.39 | 721.2
PS | 0 | 0 | 0 | 0 | 0 | 0
PV | 0 | 0 | 0 | 0 | 0 | 0
PeakG | 0 | 0 | 0 | 0 | 0 | 0
PeakO | 0 | 0 | 0 | 0 | 0 | 0
ST | 0 | 0 | 0 | 0 | 0 | 0
STOG | 0 | 0 | 0 | 0 | 0 | 0
STWD | 0.01 | 6.08 | 13.02 | 13.02 | 13.02 | 13.02
WT | 0 | 0 | 0 | 0 | 0 | 0
IGCC | 0 | 0 | 0 | 0 | 0 | 0
DemandResponse | 0 | 0 | 0 | 0 | 0 | 0
IGCC-CCS | 0 | 0 | 0 | 0 | 0 | 0
WT_off | 0 | 0 | 0 | 0 | 0 | 0
PseudoUnit | 0 | 0 | 0 | 0 | 0 | 0
FixedInterchange | 0 | 0 | 0 | 0 | 0 | 0
Total Fuel Consumption by Reporting Type: BC
ReportingType | 2015 | 2020 | 2025 | 2030 | 2035 | 2040
BM | 0 | 0 | 0 | 0 | 0 | 0
CC | 46.89 | 46.89 | 46.89 | 35.63 | 3.61 | 0
CSP | 0 | 0 | 0 | 0 | 0 | 0
CT | 0 | 0 | 0 | 0 | 0 | 0
Coal | 0 | 0 | 0 | 0 | 0 | 0
Geo | 0 | 0 | 0 | 0 | 0 | 0
H | 0 | 0 | 0 | 0 | 0 | 0
LFG | 0 | 0 | 0 | 0 | 0 | 0
Nuc | 0 | 0 | 0 | 0.08 | 28.07 | 28.07
PS | 0 | 0 | 0 | 0 | 0 | 0
PV | 0 | 0 | 0 | 0 | 0 | 0
PeakG | 0 | 0 | 0 | 0 | 0 | 0
PeakO | 0 | 0 | 0 | 0 | 0 | 0
ST | 0 | 0 | 0 | 0 | 0 | 0
STOG | 0 | 0 | 0 | 0 | 0 | 0
STWD | 0 | 10.01 | 41.58 | 41.58 | 41.58 | 41.58
WT | 0 | 0 | 0 | 0 | 0 | 0
IGCC | 0 | 0 | 0 | 0 | 0 | 0
DemandResponse | 0 | 0 | 0 | 0 | 0 | 0
IGCC-CCS | 0 | 0 | 0 | 0 | 0 | 0
WT_off | 0 | 0 | 0 | 0 | 0 | 0
PseudoUnit | 0 | 0 | 0 | 0 | 0 | 0
FixedInterchange | 0 | 0 | 0 | 0 | 0 | 0
Total Fuel Consumption by Reporting Type: HQ_IESO
ReportingType | 2015 | 2020 | 2025 | 2030 | 2035 | 2040
BM | 0 | 0 | 0 | 0 | 0 | 0
CC | 0 | 0 | 0 | 0 | 0 | 0
CSP | 0 | 0 | 0 | 0 | 0 | 0
CT | 0 | 0 | 0 | 0 | 0 | 0
Coal | 0 | 0 | 0 | 0 | 0 | 0
Geo | 0 | 0 | 0 | 0 | 0 | 0
H | 0 | 0 | 0 | 0 | 0 | 0
LFG | 0 | 0 | 0 | 0 | 0 | 0
Nuc | 0 | 0 | 0 | 0 | 0 | 0
PS | 0 | 0 | 0 | 0 | 0 | 0
PV | 0 | 0 | 0 | 0 | 0 | 0
PeakG | 0 | 0 | 0 | 0 | 0 | 0
PeakO | 0 | 0 | 0 | 0 | 0 | 0
ST | 0 | 0 | 0 | 0 | 0 | 0
STOG | 0 | 0 | 0 | 0 | 0 | 0
STWD | 0 | 0 | 0 | 0 | 0 | 0
WT | 0 | 0 | 0 | 0 | 0 | 0
IGCC | 0 | 0 | 0 | 0 | 0 | 0
DemandResponse | 0 | 0 | 0 | 0 | 0 | 0
IGCC-CCS | 0 | 0 | 0 | 0 | 0 | 0
WT_off | 0 | 0 | 0 | 0 | 0 | 0
PseudoUnit | 0 | 0 | 0 | 0.01 | 0.01 | 0.01
FixedInterchange | 0 | 0 | 0 | 0 | 0 | 0
Total Fuel Consumption by Reporting Type: HQ_NEISO
ReportingType | 2015 | 2020 | 2025 | 2030 | 2035 | 2040
BM | 0 | 0 | 0 | 0 | 0 | 0
CC | 0 | 0 | 0 | 0 | 0 | 0
CSP | 0 | 0 | 0 | 0 | 0 | 0
CT | 0 | 0 | 0 | 0 | 0 | 0
Coal | 0 | 0 | 0 | 0 | 0 | 0
Geo | 0 | 0 | 0 | 0 | 0 | 0
H | 0 | 0 | 0 | 0 | 0 | 0
LFG | 0 | 0 | 0 | 0 | 0 | 0
Nuc | 0 | 0 | 0 | 0 | 0 | 0
PS | 0 | 0 | 0 | 0 | 0 | 0
PV | 0 | 0 | 0 | 0 | 0 | 0
PeakG | 0 | 0 | 0 | 0 | 0 | 0
PeakO | 0 | 0 | 0 | 0 | 0 | 0
ST | 0 | 0 | 0 | 0 | 0 | 0
STOG | 0 | 0 | 0 | 0 | 0 | 0
STWD | 0 | 0 | 0 | 0 | 0 | 0
WT | 0 | 0 | 0 | 0 | 0 | 0
IGCC | 0 | 0 | 0 | 0 | 0 | 0
DemandResponse | 0 | 0 | 0 | 0 | 0 | 0
IGCC-CCS | 0 | 0 | 0 | 0 | 0 | 0
WT_off | 0 | 0 | 0 | 0 | 0 | 0
PseudoUnit | 0 | 0 | 0 | 0 | 0.01 | 0.01
FixedInterchange | 0.02 | 0.02 | 0.02 | 0.02 | 0.02 | 0.02
Total Fuel Consumption by Reporting Type: HQ_NY
ReportingType | 2015 | 2020 | 2025 | 2030 | 2035 | 2040
BM | 0 | 0 | 0 | 0 | 0 | 0
CC | 0 | 0 | 0 | 0 | 0 | 0
CSP | 0 | 0 | 0 | 0 | 0 | 0
CT | 0 | 0 | 0 | 0 | 0 | 0
Coal | 0 | 0 | 0 | 0 | 0 | 0
Geo | 0 | 0 | 0 | 0 | 0 | 0
H | 0 | 0 | 0 | 0 | 0 | 0
LFG | 0 | 0 | 0 | 0 | 0 | 0
Nuc | 0 | 0 | 0 | 0 | 0 | 0
PS | 0 | 0 | 0 | 0 | 0 | 0
PV | 0 | 0 | 0 | 0 | 0 | 0
PeakG | 0 | 0 | 0 | 0 | 0 | 0
PeakO | 0 | 0 | 0 | 0 | 0 | 0
ST | 0 | 0 | 0 | 0 | 0 | 0
STOG | 0 | 0 | 0 | 0 | 0 | 0
STWD | 0 | 0 | 0 | 0 | 0 | 0
WT | 0 | 0 | 0 | 0 | 0 | 0
IGCC | 0 | 0 | 0 | 0 | 0 | 0
DemandResponse | 0 | 0 | 0 | 0 | 0 | 0
IGCC-CCS | 0 | 0 | 0 | 0 | 0 | 0
WT_off | 0 | 0 | 0 | 0 | 0 | 0
PseudoUnit | 0 | 0 | 0.01 | 0.01 | 0.01 | 0.01
FixedInterchange | 0.01 | 0.01 | 0.01 | 0.01 | 0.01 | 0.01
Total Fuel Consumption by Reporting Type: MARITIMES
ReportingType | 2015 | 2020 | 2025 | 2030 | 2035 | 2040
BM | 0 | 0 | 0 | 0 | 0 | 0
CC | 0 | 0 | 0 | 0 | 0 | 0
CSP | 0 | 0 | 0 | 0 | 0 | 0
CT | 0 | 0 | 0 | 0 | 0 | 0
Coal | 0 | 0 | 0 | 0 | 0 | 0
Geo | 0 | 0 | 0 | 0 | 0 | 0
H | 0 | 0 | 0 | 0 | 0 | 0
LFG | 0 | 0 | 0 | 0 | 0 | 0
Nuc | 0 | 0 | 0 | 0 | 0 | 0
PS | 0 | 0 | 0 | 0 | 0 | 0
PV | 0 | 0 | 0 | 0 | 0 | 0
PeakG | 0 | 0 | 0 | 0 | 0 | 0
PeakO | 0 | 0 | 0 | 0 | 0 | 0
ST | 0 | 0 | 0 | 0 | 0 | 0
STOG | 0 | 0 | 0 | 0 | 0 | 0
STWD | 0 | 0 | 0 | 0 | 0 | 0
WT | 0 | 0 | 0 | 0 | 0 | 0
IGCC | 0 | 0 | 0 | 0 | 0 | 0
DemandResponse | 0 | 0 | 0 | 0 | 0 | 0
IGCC-CCS | 0 | 0 | 0 | 0 | 0 | 0
WT_off | 0 | 0 | 0 | 0 | 0 | 0
PseudoUnit | 0 | 0 | 0 | 0 | 0 | 0
FixedInterchange | 0.01 | 0.01 | 0.01 | 0.01 | 0.01 | 0.01
Total Fuel Consumption by Reporting Type: All
ReportingType | 2015 | 2020 | 2025 | 2030 | 2035 | 2040
BM | 28.76 | 61.78 | 95.95 | 110.36 | 117.91 | 114.78
CC | 10550.4 | 11549.42 | 10713.9 | 7228.36 | 7172.58 | 6291.76
CSP | 0 | 0 | 0 | 0 | 0 | 0
CT | 6.67 | 21.87 | 27.41 | 6.73 | 0.65 | 0.04
Coal | 11330.72 | 4224.94 | 736.28 | 144.84 | 150.03 | 153.86
Geo | 0.02 | 0.04 | 0.07 | 0.07 | 0.07 | 0.07
H | 0 | 0.01 | 0.02 | 0.03 | 0.03 | 0.03
LFG | 20.69 | 230.83 | 468.63 | 542.16 | 542.14 | 542.14
Nuc | 9611.92 | 9929.37 | 10023.68 | 13837.68 | 13122.16 | 13980.6
PS | 0 | 0 | 0 | 0 | 0 | 0
PV | 0 | 0 | 0.01 | 0.01 | 0.01 | 0.01
PeakG | 31.27 | 130.19 | 188.47 | 80.11 | 90.03 | 79.5
PeakO | 0 | 0.03 | 0.37 | 0.08 | 0.34 | 0.17
ST | 0 | 0.01 | 0.01 | 0.01 | 0.01 | 0.01
STOG | 69.36 | 69.41 | 15.43 | 6.48 | 6.76 | 5.42
STWD | 128.14 | 148.26 | 206.93 | 277.62 | 278.52 | 299.87
WT | 0.18 | 0.59 | 0.91 | 1.02 | 1.03 | 1.03
IGCC | 40.45 | 40.45 | 9.14 | 2.08 | 2.08 | 1.32
DemandResponse | 0 | 0.45 | 15.49 | 15.13 | 16.02 | 15.58
IGCC-CCS | 0 | 0 | 0 | 0 | 0 | 0
WT_off | 0 | 0 | 0.01 | 0.01 | 0 | 0
PseudoUnit | 0 | 0 | 0.01 | 0.03 | 0.03 | 0.03
FixedInterchange | 0.04 | 0.04 | 0.04 | 0.04 | 0.04 | 0.04
Total Fuel Consumption by Reporting Type: EI_US
ReportingType | 2015 | 2020 | 2025 | 2030 | 2035 | 2040
BM | 27.42 | 58.89 | 89.78 | 92.55 | 100.1 | 96.22
CC | 7045.44 | 8136.09 | 7201.68 | 4865.35 | 5189.44 | 4803.23
CSP | 0 | 0 | 0 | 0 | 0 | 0
CT | 6.26 | 21.24 | 25.17 | 4.86 | 0.65 | 0.04
Coal | 8760.43 | 2388.96 | 176.35 | 77.1 | 82.31 | 84.3
Geo | 0 | 0 | 0 | 0 | 0 | 0
H | 0 | 0 | 0.01 | 0.01 | 0.01 | 0.01
LFG | 15.24 | 124.86 | 268.54 | 342.02 | 342 | 341.99
Nuc | 7357.1 | 7674.55 | 7757.34 | 9894.39 | 8733.4 | 8986.65
PS | 0 | 0 | 0 | 0 | 0 | 0
PV | 0 | 0 | 0.01 | 0.01 | 0.01 | 0.01
PeakG | 30.49 | 125.23 | 173.26 | 70.46 | 81.77 | 73.19
PeakO | 0 | 0.03 | 0.37 | 0.08 | 0.34 | 0.17
ST | 0 | 0 | 0 | 0 | 0 | 0
STOG | 44.85 | 45.45 | 15.43 | 6.48 | 6.76 | 5.42
STWD | 79.05 | 83.09 | 78.03 | 127.76 | 128.67 | 144.29
WT | 0.11 | 0.46 | 0.74 | 0.81 | 0.82 | 0.82
IGCC | 40.45 | 40.45 | 9.14 | 2.08 | 2.08 | 1.32
DemandResponse | 0 | 0 | 4.86 | 6.27 | 6.23 | 4.83
IGCC-CCS | 0 | 0 | 0 | 0 | 0 | 0
WT_off | 0 | 0 | 0.01 | 0.01 | 0 | 0
PseudoUnit | 0 | 0 | 0.01 | 0.02 | 0.02 | 0.02
FixedInterchange | 0.03 | 0.03 | 0.03 | 0.03 | 0.03 | 0.03
Total Fuel Consumption by Reporting Type: EI_Canada
ReportingType | 2015 | 2020 | 2025 | 2030 | 2035 | 2040
BM | 0 | 0.14 | 0.43 | 0 | 0 | 0.75
CC | 113.72 | 113.72 | 16.12 | 0.4 | 0.49 | 0.53
CSP | 0 | 0 | 0 | 0 | 0 | 0
CT | 0.41 | 0.13 | 0.13 | 0 | 0 | 0
Coal | 3.73 | 0 | 0 | 0 | 0 | 0
Geo | 0 | 0 | 0 | 0 | 0 | 0
H | 0 | 0 | 0.01 | 0.02 | 0.02 | 0.02
LFG | 1.56 | 1.56 | 1.56 | 1.61 | 1.61 | 1.61
Nuc | 1064.72 | 1064.73 | 1064.73 | 1064.72 | 980.48 | 854.53
PS | 0 | 0 | 0 | 0 | 0 | 0
PV | 0 | 0 | 0 | 0 | 0 | 0
PeakG | 0.69 | 1.33 | 0 | 0 | 0 | 0
PeakO | 0 | 0 | 0 | 0 | 0 | 0
ST | 0 | 0 | 0 | 0 | 0 | 0
STOG | 0.15 | 0 | 0 | 0 | 0 | 0
STWD | 0.28 | 0.28 | 0.28 | 0.28 | 0.28 | 6
WT | 0.01 | 0.01 | 0.01 | 0.01 | 0.01 | 0.01
IGCC | 0 | 0 | 0 | 0 | 0 | 0
DemandResponse | 0 | 0 | 0 | 0 | 0 | 0
IGCC-CCS | 0 | 0 | 0 | 0 | 0 | 0
WT_off | 0 | 0 | 0 | 0 | 0 | 0
PseudoUnit | 0 | 0 | 0 | 0.01 | 0.01 | 0.01
FixedInterchange | 0 | 0 | 0 | 0 | 0 | 0
Total Fuel Consumption by Reporting Type: EI
ReportingType | 2015 | 2020 | 2025 | 2030 | 2035 | 2040
BM | 27.42 | 59.03 | 90.21 | 92.55 | 100.1 | 96.97
CC | 7159.17 | 8249.81 | 7217.8 | 4865.74 | 5189.94 | 4803.76
CSP | 0 | 0 | 0 | 0 | 0 | 0
CT | 6.67 | 21.37 | 25.3 | 4.86 | 0.65 | 0.04
Coal | 8764.17 | 2388.96 | 176.35 | 77.1 | 82.31 | 84.3
Geo | 0 | 0 | 0 | 0 | 0 | 0
H | 0 | 0.01 | 0.02 | 0.03 | 0.03 | 0.03
LFG | 16.8 | 126.42 | 270.11 | 343.64 | 343.61 | 343.61
Nuc | 8421.83 | 8739.28 | 8822.06 | 10959.12 | 9713.88 | 9841.18
PS | 0 | 0 | 0 | 0 | 0 | 0
PV | 0 | 0 | 0.01 | 0.01 | 0.01 | 0.01
PeakG | 31.18 | 126.57 | 173.26 | 70.46 | 81.77 | 73.19
PeakO | 0 | 0.03 | 0.37 | 0.08 | 0.34 | 0.17
ST | 0 | 0 | 0 | 0 | 0 | 0
STOG | 45 | 45.45 | 15.43 | 6.48 | 6.76 | 5.42
STWD | 79.33 | 83.37 | 78.31 | 128.04 | 128.95 | 150.29
WT | 0.12 | 0.47 | 0.75 | 0.82 | 0.83 | 0.83
IGCC | 40.45 | 40.45 | 9.14 | 2.08 | 2.08 | 1.32
DemandResponse | 0 | 0 | 4.86 | 6.27 | 6.23 | 4.83
IGCC-CCS | 0 | 0 | 0 | 0 | 0 | 0
WT_off | 0 | 0 | 0.01 | 0.01 | 0 | 0
PseudoUnit | 0 | 0 | 0.01 | 0.03 | 0.03 | 0.03
FixedInterchange | 0.04 | 0.04 | 0.04 | 0.04 | 0.04 | 0.04
Total Fuel Consumption by Reporting Type: Outside_EI
ReportingType | 2015 | 2020 | 2025 | 2030 | 2035 | 2040
BM | 1.34 | 2.75 | 5.74 | 17.82 | 17.82 | 17.82
CC | 3391.23 | 3299.6 | 3496.1 | 2362.62 | 1982.64 | 1488
CSP | 0 | 0 | 0 | 0 | 0 | 0
CT | 0 | 0.49 | 2.11 | 1.87 | 0 | 0
Coal | 2566.56 | 1835.98 | 559.93 | 67.74 | 67.73 | 69.55
Geo | 0.02 | 0.04 | 0.07 | 0.07 | 0.07 | 0.07
H | 0 | 0 | 0 | 0 | 0 | 0
LFG | 3.89 | 104.41 | 198.53 | 198.53 | 198.53 | 198.53
Nuc | 1190.09 | 1190.09 | 1201.62 | 2878.56 | 3408.28 | 4139.42
PS | 0 | 0 | 0 | 0 | 0 | 0
PV | 0 | 0 | 0 | 0 | 0 | 0
PeakG | 0.09 | 3.62 | 15.21 | 9.65 | 8.26 | 6.31
PeakO | 0 | 0.01 | 0 | 0 | 0 | 0
ST | 0 | 0.01 | 0.01 | 0.01 | 0.01 | 0.01
STOG | 24.36 | 23.96 | 0 | 0 | 0 | 0
STWD | 48.81 | 64.89 | 128.62 | 149.58 | 149.58 | 149.58
WT | 0.06 | 0.12 | 0.16 | 0.2 | 0.2 | 0.2
IGCC | 0 | 0 | 0 | 0 | 0 | 0
DemandResponse | 0 | 0.45 | 10.63 | 8.86 | 9.79 | 10.76
IGCC-CCS | 0 | 0 | 0 | 0 | 0 | 0
WT_off | 0 | 0 | 0 | 0 | 0 | 0
PseudoUnit | 0 | 0 | 0 | 0 | 0 | 0
FixedInterchange | 0 | 0 | 0 | 0 | 0 | 0
#5 | Annual Emmission Levels
SO2 Emissions (MMshortTons): Entergy
ReportingType | 2015 | 2020 | 2025 | 2030 | 2035 | 2040
BM | 0 | 0 | 0 | 0 | 0 | 0
CC | 0 | 0 | 0 | 0 | 0 | 0
CSP | 0 | 0 | 0 | 0 | 0 | 0
CT | 0 | 0 | 0 | 0 | 0 | 0
Coal | 0.35 | 0.01 | 0 | 0 | 0 | 0
Geo | 0 | 0 | 0 | 0 | 0 | 0
H | 0 | 0 | 0 | 0 | 0 | 0
LFG | 0 | 0 | 0 | 0 | 0 | 0
Nuc | 0 | 0 | 0 | 0 | 0 | 0
PS | 0 | 0 | 0 | 0 | 0 | 0
PV | 0 | 0 | 0 | 0 | 0 | 0
PeakG | 0 | 0 | 0 | 0 | 0 | 0
PeakO | 0 | 0 | 0 | 0 | 0 | 0
ST | 0 | 0 | 0 | 0 | 0 | 0
STOG | 0 | 0 | 0 | 0 | 0 | 0
STWD | 0 | 0 | 0 | 0 | 0 | 0
WT | 0 | 0 | 0 | 0 | 0 | 0
IGCC | 0 | 0 | 0 | 0 | 0 | 0
DemandResponse | 0 | 0 | 0 | 0 | 0 | 0
IGCC-CCS | 0 | 0 | 0 | 0 | 0 | 0
WT_off | 0 | 0 | 0 | 0 | 0 | 0
PseudoUnit | 0 | 0 | 0 | 0 | 0 | 0
FixedInterchange | 0 | 0 | 0 | 0 | 0 | 0
SO2 Emissions (MMshortTons): FRCC
ReportingType | 2015 | 2020 | 2025 | 2030 | 2035 | 2040
BM | 0 | 0 | 0 | 0 | 0 | 0
CC | 0 | 0 | 0 | 0 | 0 | 0
CSP | 0 | 0 | 0 | 0 | 0 | 0
CT | 0 | 0 | 0 | 0 | 0 | 0
Coal | 0.04 | 0 | 0 | 0 | 0 | 0
Geo | 0 | 0 | 0 | 0 | 0 | 0
H | 0 | 0 | 0 | 0 | 0 | 0
LFG | 0 | 0 | 0 | 0 | 0 | 0
Nuc | 0 | 0 | 0 | 0 | 0 | 0
PS | 0 | 0 | 0 | 0 | 0 | 0
PV | 0 | 0 | 0 | 0 | 0 | 0
PeakG | 0 | 0 | 0 | 0 | 0 | 0
PeakO | 0 | 0 | 0 | 0 | 0 | 0
ST | 0 | 0 | 0 | 0 | 0 | 0
STOG | 0 | 0 | 0 | 0 | 0 | 0
STWD | 0 | 0 | 0 | 0 | 0 | 0
WT | 0 | 0 | 0 | 0 | 0 | 0
IGCC | 0 | 0 | 0 | 0 | 0 | 0
DemandResponse | 0 | 0 | 0 | 0 | 0 | 0
IGCC-CCS | 0 | 0 | 0 | 0 | 0 | 0
WT_off | 0 | 0 | 0 | 0 | 0 | 0
PseudoUnit | 0 | 0 | 0 | 0 | 0 | 0
FixedInterchange | 0 | 0 | 0 | 0 | 0 | 0
SO2 Emissions (MMshortTons): MAPP_US
ReportingType | 2015 | 2020 | 2025 | 2030 | 2035 | 2040
BM | 0 | 0 | 0 | 0 | 0 | 0
CC | 0 | 0 | 0 | 0 | 0 | 0
CSP | 0 | 0 | 0 | 0 | 0 | 0
CT | 0 | 0 | 0 | 0 | 0 | 0
Coal | 0.03 | 0 | 0 | 0 | 0 | 0
Geo | 0 | 0 | 0 | 0 | 0 | 0
H | 0 | 0 | 0 | 0 | 0 | 0
LFG | 0 | 0 | 0 | 0 | 0 | 0
Nuc | 0 | 0 | 0 | 0 | 0 | 0
PS | 0 | 0 | 0 | 0 | 0 | 0
PV | 0 | 0 | 0 | 0 | 0 | 0
PeakG | 0 | 0 | 0 | 0 | 0 | 0
PeakO | 0 | 0 | 0 | 0 | 0 | 0
ST | 0 | 0 | 0 | 0 | 0 | 0
STOG | 0 | 0 | 0 | 0 | 0 | 0
STWD | 0 | 0 | 0 | 0 | 0 | 0
WT | 0 | 0 | 0 | 0 | 0 | 0
IGCC | 0 | 0 | 0 | 0 | 0 | 0
DemandResponse | 0 | 0 | 0 | 0 | 0 | 0
IGCC-CCS | 0 | 0 | 0 | 0 | 0 | 0
WT_off | 0 | 0 | 0 | 0 | 0 | 0
PseudoUnit | 0 | 0 | 0 | 0 | 0 | 0
FixedInterchange | 0 | 0 | 0 | 0 | 0 | 0
SO2 Emissions (MMshortTons): MISO_IN
ReportingType | 2015 | 2020 | 2025 | 2030 | 2035 | 2040
BM | 0 | 0 | 0 | 0 | 0 | 0
CC | 0 | 0 | 0 | 0 | 0 | 0
CSP | 0 | 0 | 0 | 0 | 0 | 0
CT | 0 | 0 | 0 | 0 | 0 | 0
Coal | 0.24 | 0.04 | 0 | 0 | 0 | 0
Geo | 0 | 0 | 0 | 0 | 0 | 0
H | 0 | 0 | 0 | 0 | 0 | 0
LFG | 0 | 0 | 0 | 0 | 0 | 0
Nuc | 0 | 0 | 0 | 0 | 0 | 0
PS | 0 | 0 | 0 | 0 | 0 | 0
PV | 0 | 0 | 0 | 0 | 0 | 0
PeakG | 0 | 0 | 0 | 0 | 0 | 0
PeakO | 0 | 0 | 0 | 0 | 0 | 0
ST | 0 | 0 | 0 | 0 | 0 | 0
STOG | 0 | 0 | 0 | 0 | 0 | 0
STWD | 0 | 0 | 0 | 0 | 0 | 0
WT | 0 | 0 | 0 | 0 | 0 | 0
IGCC | 0 | 0 | 0 | 0 | 0 | 0
DemandResponse | 0 | 0 | 0 | 0 | 0 | 0
IGCC-CCS | 0 | 0 | 0 | 0 | 0 | 0
WT_off | 0 | 0 | 0 | 0 | 0 | 0
PseudoUnit | 0 | 0 | 0 | 0 | 0 | 0
FixedInterchange | 0 | 0 | 0 | 0 | 0 | 0
SO2 Emissions (MMshortTons): MISO_MI
ReportingType | 2015 | 2020 | 2025 | 2030 | 2035 | 2040
BM | 0 | 0 | 0 | 0 | 0 | 0
CC | 0 | 0 | 0 | 0 | 0 | 0
CSP | 0 | 0 | 0 | 0 | 0 | 0
CT | 0 | 0 | 0 | 0 | 0 | 0
Coal | 0.12 | 0 | 0 | 0 | 0 | 0
Geo | 0 | 0 | 0 | 0 | 0 | 0
H | 0 | 0 | 0 | 0 | 0 | 0
LFG | 0 | 0 | 0 | 0 | 0 | 0
Nuc | 0 | 0 | 0 | 0 | 0 | 0
PS | 0 | 0 | 0 | 0 | 0 | 0
PV | 0 | 0 | 0 | 0 | 0 | 0
PeakG | 0 | 0 | 0 | 0 | 0 | 0
PeakO | 0 | 0 | 0 | 0 | 0 | 0
ST | 0 | 0 | 0 | 0 | 0 | 0
STOG | 0 | 0 | 0 | 0 | 0 | 0
STWD | 0 | 0 | 0 | 0 | 0 | 0
WT | 0 | 0 | 0 | 0 | 0 | 0
IGCC | 0 | 0 | 0 | 0 | 0 | 0
DemandResponse | 0 | 0 | 0 | 0 | 0 | 0
IGCC-CCS | 0 | 0 | 0 | 0 | 0 | 0
WT_off | 0 | 0 | 0 | 0 | 0 | 0
PseudoUnit | 0 | 0 | 0 | 0 | 0 | 0
FixedInterchange | 0 | 0 | 0 | 0 | 0 | 0
SO2 Emissions (MMshortTons): MISO_MO-IL
ReportingType | 2015 | 2020 | 2025 | 2030 | 2035 | 2040
BM | 0 | 0 | 0 | 0 | 0 | 0
CC | 0 | 0 | 0 | 0 | 0 | 0
CSP | 0 | 0 | 0 | 0 | 0 | 0
CT | 0 | 0 | 0 | 0 | 0 | 0
Coal | 0.32 | 0.01 | 0 | 0 | 0 | 0
Geo | 0 | 0 | 0 | 0 | 0 | 0
H | 0 | 0 | 0 | 0 | 0 | 0
LFG | 0 | 0 | 0 | 0 | 0 | 0
Nuc | 0 | 0 | 0 | 0 | 0 | 0
PS | 0 | 0 | 0 | 0 | 0 | 0
PV | 0 | 0 | 0 | 0 | 0 | 0
PeakG | 0 | 0 | 0 | 0 | 0 | 0
PeakO | 0 | 0 | 0 | 0 | 0 | 0
ST | 0 | 0 | 0 | 0 | 0 | 0
STOG | 0 | 0 | 0 | 0 | 0 | 0
STWD | 0 | 0 | 0 | 0 | 0 | 0
WT | 0 | 0 | 0 | 0 | 0 | 0
IGCC | 0 | 0 | 0 | 0 | 0 | 0
DemandResponse | 0 | 0 | 0 | 0 | 0 | 0
IGCC-CCS | 0 | 0 | 0 | 0 | 0 | 0
WT_off | 0 | 0 | 0 | 0 | 0 | 0
PseudoUnit | 0 | 0 | 0 | 0 | 0 | 0
FixedInterchange | 0 | 0 | 0 | 0 | 0 | 0
SO2 Emissions (MMshortTons): MISO_W
ReportingType | 2015 | 2020 | 2025 | 2030 | 2035 | 2040
BM | 0 | 0 | 0 | 0 | 0 | 0
CC | 0 | 0 | 0 | 0 | 0 | 0
CSP | 0 | 0 | 0 | 0 | 0 | 0
CT | 0 | 0 | 0 | 0 | 0 | 0
Coal | 0.2 | 0.01 | 0 | 0 | 0 | 0
Geo | 0 | 0 | 0 | 0 | 0 | 0
H | 0 | 0 | 0 | 0 | 0 | 0
LFG | 0 | 0 | 0 | 0 | 0 | 0
Nuc | 0 | 0 | 0 | 0 | 0 | 0
PS | 0 | 0 | 0 | 0 | 0 | 0
PV | 0 | 0 | 0 | 0 | 0 | 0
PeakG | 0 | 0 | 0 | 0 | 0 | 0
PeakO | 0 | 0 | 0 | 0 | 0 | 0
ST | 0 | 0 | 0 | 0 | 0 | 0
STOG | 0 | 0 | 0 | 0 | 0 | 0
STWD | 0 | 0 | 0 | 0 | 0 | 0
WT | 0 | 0 | 0 | 0 | 0 | 0
IGCC | 0 | 0 | 0 | 0 | 0 | 0
DemandResponse | 0 | 0 | 0 | 0 | 0 | 0
IGCC-CCS | 0 | 0 | 0 | 0 | 0 | 0
WT_off | 0 | 0 | 0 | 0 | 0 | 0
PseudoUnit | 0 | 0 | 0 | 0 | 0 | 0
FixedInterchange | 0 | 0 | 0 | 0 | 0 | 0
SO2 Emissions (MMshortTons): MISO_WUMS
ReportingType | 2015 | 2020 | 2025 | 2030 | 2035 | 2040
BM | 0 | 0 | 0 | 0 | 0 | 0
CC | 0 | 0 | 0 | 0 | 0 | 0
CSP | 0 | 0 | 0 | 0 | 0 | 0
CT | 0 | 0 | 0 | 0 | 0 | 0
Coal | 0.02 | 0 | 0 | 0 | 0 | 0
Geo | 0 | 0 | 0 | 0 | 0 | 0
H | 0 | 0 | 0 | 0 | 0 | 0
LFG | 0 | 0 | 0 | 0 | 0 | 0
Nuc | 0 | 0 | 0 | 0 | 0 | 0
PS | 0 | 0 | 0 | 0 | 0 | 0
PV | 0 | 0 | 0 | 0 | 0 | 0
PeakG | 0 | 0 | 0 | 0 | 0 | 0
PeakO | 0 | 0 | 0 | 0 | 0 | 0
ST | 0 | 0 | 0 | 0 | 0 | 0
STOG | 0 | 0 | 0 | 0 | 0 | 0
STWD | 0 | 0 | 0 | 0 | 0 | 0
WT | 0 | 0 | 0 | 0 | 0 | 0
IGCC | 0 | 0 | 0 | 0 | 0 | 0
DemandResponse | 0 | 0 | 0 | 0 | 0 | 0
IGCC-CCS | 0 | 0 | 0 | 0 | 0 | 0
WT_off | 0 | 0 | 0 | 0 | 0 | 0
PseudoUnit | 0 | 0 | 0 | 0 | 0 | 0
FixedInterchange | 0 | 0 | 0 | 0 | 0 | 0
SO2 Emissions (MMshortTons): Nebraska
ReportingType | 2015 | 2020 | 2025 | 2030 | 2035 | 2040
BM | 0 | 0 | 0 | 0 | 0 | 0
CC | 0 | 0 | 0 | 0 | 0 | 0
CSP | 0 | 0 | 0 | 0 | 0 | 0
CT | 0 | 0 | 0 | 0 | 0 | 0
Coal | 0.1 | 0 | 0 | 0 | 0 | 0
Geo | 0 | 0 | 0 | 0 | 0 | 0
H | 0 | 0 | 0 | 0 | 0 | 0
LFG | 0 | 0 | 0 | 0 | 0 | 0
Nuc | 0 | 0 | 0 | 0 | 0 | 0
PS | 0 | 0 | 0 | 0 | 0 | 0
PV | 0 | 0 | 0 | 0 | 0 | 0
PeakG | 0 | 0 | 0 | 0 | 0 | 0
PeakO | 0 | 0 | 0 | 0 | 0 | 0
ST | 0 | 0 | 0 | 0 | 0 | 0
STOG | 0 | 0 | 0 | 0 | 0 | 0
STWD | 0 | 0 | 0 | 0 | 0 | 0
WT | 0 | 0 | 0 | 0 | 0 | 0
IGCC | 0 | 0 | 0 | 0 | 0 | 0
DemandResponse | 0 | 0 | 0 | 0 | 0 | 0
IGCC-CCS | 0 | 0 | 0 | 0 | 0 | 0
WT_off | 0 | 0 | 0 | 0 | 0 | 0
PseudoUnit | 0 | 0 | 0 | 0 | 0 | 0
FixedInterchange | 0 | 0 | 0 | 0 | 0 | 0
SO2 Emissions (MMshortTons): NEISO
ReportingType | 2015 | 2020 | 2025 | 2030 | 2035 | 2040
BM | 0 | 0 | 0 | 0 | 0 | 0
CC | 0 | 0 | 0 | 0 | 0 | 0
CSP | 0 | 0 | 0 | 0 | 0 | 0
CT | 0 | 0 | 0 | 0 | 0 | 0
Coal | 0 | 0 | 0 | 0 | 0 | 0
Geo | 0 | 0 | 0 | 0 | 0 | 0
H | 0 | 0 | 0 | 0 | 0 | 0
LFG | 0 | 0 | 0 | 0 | 0 | 0
Nuc | 0 | 0 | 0 | 0 | 0 | 0
PS | 0 | 0 | 0 | 0 | 0 | 0
PV | 0 | 0 | 0 | 0 | 0 | 0
PeakG | 0 | 0 | 0 | 0 | 0 | 0
PeakO | 0 | 0 | 0 | 0 | 0 | 0
ST | 0 | 0 | 0 | 0 | 0 | 0
STOG | 0 | 0 | 0 | 0 | 0 | 0
STWD | 0 | 0 | 0 | 0 | 0 | 0
WT | 0 | 0 | 0 | 0 | 0 | 0
IGCC | 0 | 0 | 0 | 0 | 0 | 0
DemandResponse | 0 | 0 | 0 | 0 | 0 | 0
IGCC-CCS | 0 | 0 | 0 | 0 | 0 | 0
WT_off | 0 | 0 | 0 | 0 | 0 | 0
PseudoUnit | 0 | 0 | 0 | 0 | 0 | 0
FixedInterchange | 0 | 0 | 0 | 0 | 0 | 0
SO2 Emissions (MMshortTons): NonRTO_Midwest
ReportingType | 2015 | 2020 | 2025 | 2030 | 2035 | 2040
BM | 0 | 0 | 0 | 0 | 0 | 0
CC | 0 | 0 | 0 | 0 | 0 | 0
CSP | 0 | 0 | 0 | 0 | 0 | 0
CT | 0 | 0 | 0 | 0 | 0 | 0
Coal | 0.14 | 0.03 | 0 | 0 | 0 | 0
Geo | 0 | 0 | 0 | 0 | 0 | 0
H | 0 | 0 | 0 | 0 | 0 | 0
LFG | 0 | 0 | 0 | 0 | 0 | 0
Nuc | 0 | 0 | 0 | 0 | 0 | 0
PS | 0 | 0 | 0 | 0 | 0 | 0
PV | 0 | 0 | 0 | 0 | 0 | 0
PeakG | 0 | 0 | 0 | 0 | 0 | 0
PeakO | 0 | 0 | 0 | 0 | 0 | 0
ST | 0 | 0 | 0 | 0 | 0 | 0
STOG | 0 | 0 | 0 | 0 | 0 | 0
STWD | 0 | 0 | 0 | 0 | 0 | 0
WT | 0 | 0 | 0 | 0 | 0 | 0
IGCC | 0 | 0 | 0 | 0 | 0 | 0
DemandResponse | 0 | 0 | 0 | 0 | 0 | 0
IGCC-CCS | 0 | 0 | 0 | 0 | 0 | 0
WT_off | 0 | 0 | 0 | 0 | 0 | 0
PseudoUnit | 0 | 0 | 0 | 0 | 0 | 0
FixedInterchange | 0 | 0 | 0 | 0 | 0 | 0
SO2 Emissions (MMshortTons): NYISO_A-F
ReportingType | 2015 | 2020 | 2025 | 2030 | 2035 | 2040
BM | 0 | 0 | 0 | 0 | 0 | 0
CC | 0 | 0 | 0 | 0 | 0 | 0
CSP | 0 | 0 | 0 | 0 | 0 | 0
CT | 0 | 0 | 0 | 0 | 0 | 0
Coal | 0 | 0 | 0 | 0 | 0 | 0
Geo | 0 | 0 | 0 | 0 | 0 | 0
H | 0 | 0 | 0 | 0 | 0 | 0
LFG | 0 | 0 | 0 | 0 | 0 | 0
Nuc | 0 | 0 | 0 | 0 | 0 | 0
PS | 0 | 0 | 0 | 0 | 0 | 0
PV | 0 | 0 | 0 | 0 | 0 | 0
PeakG | 0 | 0 | 0 | 0 | 0 | 0
PeakO | 0 | 0 | 0 | 0 | 0 | 0
ST | 0 | 0 | 0 | 0 | 0 | 0
STOG | 0 | 0 | 0 | 0 | 0 | 0
STWD | 0 | 0 | 0 | 0 | 0 | 0
WT | 0 | 0 | 0 | 0 | 0 | 0
IGCC | 0 | 0 | 0 | 0 | 0 | 0
DemandResponse | 0 | 0 | 0 | 0 | 0 | 0
IGCC-CCS | 0 | 0 | 0 | 0 | 0 | 0
WT_off | 0 | 0 | 0 | 0 | 0 | 0
PseudoUnit | 0 | 0 | 0 | 0 | 0 | 0
FixedInterchange | 0 | 0 | 0 | 0 | 0 | 0
SO2 Emissions (MMshortTons): NYISO_G-I
ReportingType | 2015 | 2020 | 2025 | 2030 | 2035 | 2040
BM | 0 | 0 | 0 | 0 | 0 | 0
CC | 0 | 0 | 0 | 0 | 0 | 0
CSP | 0 | 0 | 0 | 0 | 0 | 0
CT | 0 | 0 | 0 | 0 | 0 | 0
Coal | 0 | 0 | 0 | 0 | 0 | 0
Geo | 0 | 0 | 0 | 0 | 0 | 0
H | 0 | 0 | 0 | 0 | 0 | 0
LFG | 0 | 0 | 0 | 0 | 0 | 0
Nuc | 0 | 0 | 0 | 0 | 0 | 0
PS | 0 | 0 | 0 | 0 | 0 | 0
PV | 0 | 0 | 0 | 0 | 0 | 0
PeakG | 0 | 0 | 0 | 0 | 0 | 0
PeakO | 0 | 0 | 0 | 0 | 0 | 0
ST | 0 | 0 | 0 | 0 | 0 | 0
STOG | 0 | 0 | 0 | 0 | 0 | 0
STWD | 0 | 0 | 0 | 0 | 0 | 0
WT | 0 | 0 | 0 | 0 | 0 | 0
IGCC | 0 | 0 | 0 | 0 | 0 | 0
DemandResponse | 0 | 0 | 0 | 0 | 0 | 0
IGCC-CCS | 0 | 0 | 0 | 0 | 0 | 0
WT_off | 0 | 0 | 0 | 0 | 0 | 0
PseudoUnit | 0 | 0 | 0 | 0 | 0 | 0
FixedInterchange | 0 | 0 | 0 | 0 | 0 | 0
SO2 Emissions (MMshortTons): NYISO_J-K
ReportingType | 2015 | 2020 | 2025 | 2030 | 2035 | 2040
BM | 0 | 0 | 0 | 0 | 0 | 0
CC | 0 | 0 | 0 | 0 | 0 | 0
CSP | 0 | 0 | 0 | 0 | 0 | 0
CT | 0 | 0 | 0 | 0 | 0 | 0
Coal | 0 | 0 | 0 | 0 | 0 | 0
Geo | 0 | 0 | 0 | 0 | 0 | 0
H | 0 | 0 | 0 | 0 | 0 | 0
LFG | 0 | 0 | 0 | 0 | 0 | 0
Nuc | 0 | 0 | 0 | 0 | 0 | 0
PS | 0 | 0 | 0 | 0 | 0 | 0
PV | 0 | 0 | 0 | 0 | 0 | 0
PeakG | 0 | 0 | 0 | 0 | 0 | 0
PeakO | 0 | 0 | 0 | 0 | 0 | 0
ST | 0 | 0 | 0 | 0 | 0 | 0
STOG | 0 | 0 | 0 | 0 | 0 | 0
STWD | 0 | 0 | 0 | 0 | 0 | 0
WT | 0 | 0 | 0 | 0 | 0 | 0
IGCC | 0 | 0 | 0 | 0 | 0 | 0
DemandResponse | 0 | 0 | 0 | 0 | 0 | 0
IGCC-CCS | 0 | 0 | 0 | 0 | 0 | 0
WT_off | 0 | 0 | 0 | 0 | 0 | 0
PseudoUnit | 0 | 0 | 0 | 0 | 0 | 0
FixedInterchange | 0 | 0 | 0 | 0 | 0 | 0
SO2 Emissions (MMshortTons): PJM_E
ReportingType | 2015 | 2020 | 2025 | 2030 | 2035 | 2040
BM | 0 | 0 | 0 | 0 | 0 | 0
CC | 0 | 0 | 0 | 0 | 0 | 0
CSP | 0 | 0 | 0 | 0 | 0 | 0
CT | 0 | 0 | 0 | 0 | 0 | 0
Coal | 0 | 0 | 0 | 0 | 0 | 0
Geo | 0 | 0 | 0 | 0 | 0 | 0
H | 0 | 0 | 0 | 0 | 0 | 0
LFG | 0 | 0 | 0 | 0 | 0 | 0
Nuc | 0 | 0 | 0 | 0 | 0 | 0
PS | 0 | 0 | 0 | 0 | 0 | 0
PV | 0 | 0 | 0 | 0 | 0 | 0
PeakG | 0 | 0 | 0 | 0 | 0 | 0
PeakO | 0 | 0 | 0 | 0 | 0 | 0
ST | 0 | 0 | 0 | 0 | 0 | 0
STOG | 0 | 0 | 0 | 0 | 0 | 0
STWD | 0 | 0 | 0 | 0 | 0 | 0
WT | 0 | 0 | 0 | 0 | 0 | 0
IGCC | 0 | 0 | 0 | 0 | 0 | 0
DemandResponse | 0 | 0 | 0 | 0 | 0 | 0
IGCC-CCS | 0 | 0 | 0 | 0 | 0 | 0
WT_off | 0 | 0 | 0 | 0 | 0 | 0
PseudoUnit | 0 | 0 | 0 | 0 | 0 | 0
FixedInterchange | 0 | 0 | 0 | 0 | 0 | 0
SO2 Emissions (MMshortTons): PJM_ROM
ReportingType | 2015 | 2020 | 2025 | 2030 | 2035 | 2040
BM | 0 | 0 | 0 | 0 | 0 | 0
CC | 0 | 0 | 0 | 0 | 0 | 0
CSP | 0 | 0 | 0 | 0 | 0 | 0
CT | 0 | 0 | 0 | 0 | 0 | 0
Coal | 0.15 | 0.01 | 0 | 0 | 0 | 0
Geo | 0 | 0 | 0 | 0 | 0 | 0
H | 0 | 0 | 0 | 0 | 0 | 0
LFG | 0 | 0 | 0 | 0 | 0 | 0
Nuc | 0 | 0 | 0 | 0 | 0 | 0
PS | 0 | 0 | 0 | 0 | 0 | 0
PV | 0 | 0 | 0 | 0 | 0 | 0
PeakG | 0 | 0 | 0 | 0 | 0 | 0
PeakO | 0 | 0 | 0 | 0 | 0 | 0
ST | 0 | 0 | 0 | 0 | 0 | 0
STOG | 0 | 0 | 0 | 0 | 0 | 0
STWD | 0 | 0 | 0 | 0 | 0 | 0
WT | 0 | 0 | 0 | 0 | 0 | 0
IGCC | 0 | 0 | 0 | 0 | 0 | 0
DemandResponse | 0 | 0 | 0 | 0 | 0 | 0
IGCC-CCS | 0 | 0 | 0 | 0 | 0 | 0
WT_off | 0 | 0 | 0 | 0 | 0 | 0
PseudoUnit | 0 | 0 | 0 | 0 | 0 | 0
FixedInterchange | 0 | 0 | 0 | 0 | 0 | 0
SO2 Emissions (MMshortTons): PJM_ROR
ReportingType | 2015 | 2020 | 2025 | 2030 | 2035 | 2040
BM | 0 | 0 | 0 | 0 | 0 | 0
CC | 0 | 0 | 0 | 0 | 0 | 0
CSP | 0 | 0 | 0 | 0 | 0 | 0
CT | 0 | 0 | 0 | 0 | 0 | 0
Coal | 1 | 0.08 | 0 | 0 | 0 | 0
Geo | 0 | 0 | 0 | 0 | 0 | 0
H | 0 | 0 | 0 | 0 | 0 | 0
LFG | 0 | 0 | 0 | 0 | 0 | 0
Nuc | 0 | 0 | 0 | 0 | 0 | 0
PS | 0 | 0 | 0 | 0 | 0 | 0
PV | 0 | 0 | 0 | 0 | 0 | 0
PeakG | 0 | 0 | 0 | 0 | 0 | 0
PeakO | 0 | 0 | 0 | 0 | 0 | 0
ST | 0 | 0 | 0 | 0 | 0 | 0
STOG | 0 | 0 | 0 | 0 | 0 | 0
STWD | 0 | 0 | 0 | 0 | 0 | 0
WT | 0 | 0 | 0 | 0 | 0 | 0
IGCC | 0 | 0 | 0 | 0 | 0 | 0
DemandResponse | 0 | 0 | 0 | 0 | 0 | 0
IGCC-CCS | 0 | 0 | 0 | 0 | 0 | 0
WT_off | 0 | 0 | 0 | 0 | 0 | 0
PseudoUnit | 0 | 0 | 0 | 0 | 0 | 0
FixedInterchange | 0 | 0 | 0 | 0 | 0 | 0
SO2 Emissions (MMshortTons): SOCO
ReportingType | 2015 | 2020 | 2025 | 2030 | 2035 | 2040
BM | 0 | 0 | 0 | 0 | 0 | 0
CC | 0 | 0 | 0 | 0 | 0 | 0
CSP | 0 | 0 | 0 | 0 | 0 | 0
CT | 0 | 0 | 0 | 0 | 0 | 0
Coal | 0.21 | 0 | 0 | 0 | 0 | 0
Geo | 0 | 0 | 0 | 0 | 0 | 0
H | 0 | 0 | 0 | 0 | 0 | 0
LFG | 0 | 0 | 0 | 0 | 0 | 0
Nuc | 0 | 0 | 0 | 0 | 0 | 0
PS | 0 | 0 | 0 | 0 | 0 | 0
PV | 0 | 0 | 0 | 0 | 0 | 0
PeakG | 0 | 0 | 0 | 0 | 0 | 0
PeakO | 0 | 0 | 0 | 0 | 0 | 0
ST | 0 | 0 | 0 | 0 | 0 | 0
STOG | 0 | 0 | 0 | 0 | 0 | 0
STWD | 0 | 0 | 0 | 0 | 0 | 0
WT | 0 | 0 | 0 | 0 | 0 | 0
IGCC | 0 | 0 | 0 | 0 | 0 | 0
DemandResponse | 0 | 0 | 0 | 0 | 0 | 0
IGCC-CCS | 0 | 0 | 0 | 0 | 0 | 0
WT_off | 0 | 0 | 0 | 0 | 0 | 0
PseudoUnit | 0 | 0 | 0 | 0 | 0 | 0
FixedInterchange | 0 | 0 | 0 | 0 | 0 | 0
SO2 Emissions (MMshortTons): SPP_N
ReportingType | 2015 | 2020 | 2025 | 2030 | 2035 | 2040
BM | 0 | 0 | 0 | 0 | 0 | 0
CC | 0 | 0 | 0 | 0 | 0 | 0
CSP | 0 | 0 | 0 | 0 | 0 | 0
CT | 0 | 0 | 0 | 0 | 0 | 0
Coal | 0.08 | 0 | 0 | 0 | 0 | 0
Geo | 0 | 0 | 0 | 0 | 0 | 0
H | 0 | 0 | 0 | 0 | 0 | 0
LFG | 0 | 0 | 0 | 0 | 0 | 0
Nuc | 0 | 0 | 0 | 0 | 0 | 0
PS | 0 | 0 | 0 | 0 | 0 | 0
PV | 0 | 0 | 0 | 0 | 0 | 0
PeakG | 0 | 0 | 0 | 0 | 0 | 0
PeakO | 0 | 0 | 0 | 0 | 0 | 0
ST | 0 | 0 | 0 | 0 | 0 | 0
STOG | 0 | 0 | 0 | 0 | 0 | 0
STWD | 0 | 0 | 0 | 0 | 0 | 0
WT | 0 | 0 | 0 | 0 | 0 | 0
IGCC | 0 | 0 | 0 | 0 | 0 | 0
DemandResponse | 0 | 0 | 0 | 0 | 0 | 0
IGCC-CCS | 0 | 0 | 0 | 0 | 0 | 0
WT_off | 0 | 0 | 0 | 0 | 0 | 0
PseudoUnit | 0 | 0 | 0 | 0 | 0 | 0
FixedInterchange | 0 | 0 | 0 | 0 | 0 | 0
SO2 Emissions (MMshortTons): SPP_S
ReportingType | 2015 | 2020 | 2025 | 2030 | 2035 | 2040
BM | 0 | 0 | 0 | 0 | 0 | 0
CC | 0 | 0 | 0 | 0 | 0 | 0
CSP | 0 | 0 | 0 | 0 | 0 | 0
CT | 0 | 0 | 0 | 0 | 0 | 0
Coal | 0.32 | 0 | 0 | 0 | 0 | 0
Geo | 0 | 0 | 0 | 0 | 0 | 0
H | 0 | 0 | 0 | 0 | 0 | 0
LFG | 0 | 0 | 0 | 0 | 0 | 0
Nuc | 0 | 0 | 0 | 0 | 0 | 0
PS | 0 | 0 | 0 | 0 | 0 | 0
PV | 0 | 0 | 0 | 0 | 0 | 0
PeakG | 0 | 0 | 0 | 0 | 0 | 0
PeakO | 0 | 0 | 0 | 0 | 0 | 0
ST | 0 | 0 | 0 | 0 | 0 | 0
STOG | 0 | 0 | 0 | 0 | 0 | 0
STWD | 0 | 0 | 0 | 0 | 0 | 0
WT | 0 | 0 | 0 | 0 | 0 | 0
IGCC | 0 | 0 | 0 | 0 | 0 | 0
DemandResponse | 0 | 0 | 0 | 0 | 0 | 0
IGCC-CCS | 0 | 0 | 0 | 0 | 0 | 0
WT_off | 0 | 0 | 0 | 0 | 0 | 0
PseudoUnit | 0 | 0 | 0 | 0 | 0 | 0
FixedInterchange | 0 | 0 | 0 | 0 | 0 | 0
SO2 Emissions (MMshortTons): TVA
ReportingType | 2015 | 2020 | 2025 | 2030 | 2035 | 2040
BM | 0 | 0 | 0 | 0 | 0 | 0
CC | 0 | 0 | 0 | 0 | 0 | 0
CSP | 0 | 0 | 0 | 0 | 0 | 0
CT | 0 | 0 | 0 | 0 | 0 | 0
Coal | 0.21 | 0.02 | 0 | 0 | 0 | 0
Geo | 0 | 0 | 0 | 0 | 0 | 0
H | 0 | 0 | 0 | 0 | 0 | 0
LFG | 0 | 0 | 0 | 0 | 0 | 0
Nuc | 0 | 0 | 0 | 0 | 0 | 0
PS | 0 | 0 | 0 | 0 | 0 | 0
PV | 0 | 0 | 0 | 0 | 0 | 0
PeakG | 0 | 0 | 0 | 0 | 0 | 0
PeakO | 0 | 0 | 0 | 0 | 0 | 0
ST | 0 | 0 | 0 | 0 | 0 | 0
STOG | 0 | 0 | 0 | 0 | 0 | 0
STWD | 0 | 0 | 0 | 0 | 0 | 0
WT | 0 | 0 | 0 | 0 | 0 | 0
IGCC | 0 | 0 | 0 | 0 | 0 | 0
DemandResponse | 0 | 0 | 0 | 0 | 0 | 0
IGCC-CCS | 0 | 0 | 0 | 0 | 0 | 0
WT_off | 0 | 0 | 0 | 0 | 0 | 0
PseudoUnit | 0 | 0 | 0 | 0 | 0 | 0
FixedInterchange | 0 | 0 | 0 | 0 | 0 | 0
SO2 Emissions (MMshortTons): TVA_Transmission
ReportingType | 2015 | 2020 | 2025 | 2030 | 2035 | 2040
BM | 0 | 0 | 0 | 0 | 0 | 0
CC | 0 | 0 | 0 | 0 | 0 | 0
CSP | 0 | 0 | 0 | 0 | 0 | 0
CT | 0 | 0 | 0 | 0 | 0 | 0
Coal | 0 | 0 | 0 | 0 | 0 | 0
Geo | 0 | 0 | 0 | 0 | 0 | 0
H | 0 | 0 | 0 | 0 | 0 | 0
LFG | 0 | 0 | 0 | 0 | 0 | 0
Nuc | 0 | 0 | 0 | 0 | 0 | 0
PS | 0 | 0 | 0 | 0 | 0 | 0
PV | 0 | 0 | 0 | 0 | 0 | 0
PeakG | 0 | 0 | 0 | 0 | 0 | 0
PeakO | 0 | 0 | 0 | 0 | 0 | 0
ST | 0 | 0 | 0 | 0 | 0 | 0
STOG | 0 | 0 | 0 | 0 | 0 | 0
STWD | 0 | 0 | 0 | 0 | 0 | 0
WT | 0 | 0 | 0 | 0 | 0 | 0
IGCC | 0 | 0 | 0 | 0 | 0 | 0
DemandResponse | 0 | 0 | 0 | 0 | 0 | 0
IGCC-CCS | 0 | 0 | 0 | 0 | 0 | 0
WT_off | 0 | 0 | 0 | 0 | 0 | 0
PseudoUnit | 0 | 0 | 0 | 0 | 0 | 0
FixedInterchange | 0 | 0 | 0 | 0 | 0 | 0
SO2 Emissions (MMshortTons): VACAR
ReportingType | 2015 | 2020 | 2025 | 2030 | 2035 | 2040
BM | 0 | 0 | 0 | 0 | 0 | 0
CC | 0 | 0 | 0 | 0 | 0 | 0
CSP | 0 | 0 | 0 | 0 | 0 | 0
CT | 0 | 0 | 0 | 0 | 0 | 0
Coal | 0.05 | 0 | 0 | 0 | 0 | 0
Geo | 0 | 0 | 0 | 0 | 0 | 0
H | 0 | 0 | 0 | 0 | 0 | 0
LFG | 0 | 0 | 0 | 0 | 0 | 0
Nuc | 0 | 0 | 0 | 0 | 0 | 0
PS | 0 | 0 | 0 | 0 | 0 | 0
PV | 0 | 0 | 0 | 0 | 0 | 0
PeakG | 0 | 0 | 0 | 0 | 0 | 0
PeakO | 0 | 0 | 0 | 0 | 0 | 0
ST | 0 | 0 | 0 | 0 | 0 | 0
STOG | 0 | 0 | 0 | 0 | 0 | 0
STWD | 0 | 0 | 0 | 0 | 0 | 0
WT | 0 | 0 | 0 | 0 | 0 | 0
IGCC | 0 | 0 | 0 | 0 | 0 | 0
DemandResponse | 0 | 0 | 0 | 0 | 0 | 0
IGCC-CCS | 0 | 0 | 0 | 0 | 0 | 0
WT_off | 0 | 0 | 0 | 0 | 0 | 0
PseudoUnit | 0 | 0 | 0 | 0 | 0 | 0
FixedInterchange | 0 | 0 | 0 | 0 | 0 | 0
SO2 Emissions (MMshortTons): IESO
ReportingType | 2015 | 2020 | 2025 | 2030 | 2035 | 2040
BM | 0 | 0 | 0 | 0 | 0 | 0
CC | 0 | 0 | 0 | 0 | 0 | 0
CSP | 0 | 0 | 0 | 0 | 0 | 0
CT | 0 | 0 | 0 | 0 | 0 | 0
Coal | 0 | 0 | 0 | 0 | 0 | 0
Geo | 0 | 0 | 0 | 0 | 0 | 0
H | 0 | 0 | 0 | 0 | 0 | 0
LFG | 0 | 0 | 0 | 0 | 0 | 0
Nuc | 0 | 0 | 0 | 0 | 0 | 0
PS | 0 | 0 | 0 | 0 | 0 | 0
PV | 0 | 0 | 0 | 0 | 0 | 0
PeakG | 0 | 0 | 0 | 0 | 0 | 0
PeakO | 0 | 0 | 0 | 0 | 0 | 0
ST | 0 | 0 | 0 | 0 | 0 | 0
STOG | 0 | 0 | 0 | 0 | 0 | 0
STWD | 0 | 0 | 0 | 0 | 0 | 0
WT | 0 | 0 | 0 | 0 | 0 | 0
IGCC | 0 | 0 | 0 | 0 | 0 | 0
DemandResponse | 0 | 0 | 0 | 0 | 0 | 0
IGCC-CCS | 0 | 0 | 0 | 0 | 0 | 0
WT_off | 0 | 0 | 0 | 0 | 0 | 0
PseudoUnit | 0 | 0 | 0 | 0 | 0 | 0
FixedInterchange | 0 | 0 | 0 | 0 | 0 | 0
SO2 Emissions (MMshortTons): MAPP_CA
ReportingType | 2015 | 2020 | 2025 | 2030 | 2035 | 2040
BM | 0 | 0 | 0 | 0 | 0 | 0
CC | 0 | 0 | 0 | 0 | 0 | 0
CSP | 0 | 0 | 0 | 0 | 0 | 0
CT | 0 | 0 | 0 | 0 | 0 | 0
Coal | 0.01 | 0 | 0 | 0 | 0 | 0
Geo | 0 | 0 | 0 | 0 | 0 | 0
H | 0 | 0 | 0 | 0 | 0 | 0
LFG | 0 | 0 | 0 | 0 | 0 | 0
Nuc | 0 | 0 | 0 | 0 | 0 | 0
PS | 0 | 0 | 0 | 0 | 0 | 0
PV | 0 | 0 | 0 | 0 | 0 | 0
PeakG | 0 | 0 | 0 | 0 | 0 | 0
PeakO | 0 | 0 | 0 | 0 | 0 | 0
ST | 0 | 0 | 0 | 0 | 0 | 0
STOG | 0 | 0 | 0 | 0 | 0 | 0
STWD | 0 | 0 | 0 | 0 | 0 | 0
WT | 0 | 0 | 0 | 0 | 0 | 0
IGCC | 0 | 0 | 0 | 0 | 0 | 0
DemandResponse | 0 | 0 | 0 | 0 | 0 | 0
IGCC-CCS | 0 | 0 | 0 | 0 | 0 | 0
WT_off | 0 | 0 | 0 | 0 | 0 | 0
PseudoUnit | 0 | 0 | 0 | 0 | 0 | 0
FixedInterchange | 0 | 0 | 0 | 0 | 0 | 0
SO2 Emissions (MMshortTons): AZ_NM_SNV_Coal
ReportingType | 2015 | 2020 | 2025 | 2030 | 2035 | 2040
BM | 0 | 0 | 0 | 0 | 0 | 0
CC | 0 | 0 | 0 | 0 | 0 | 0
CSP | 0 | 0 | 0 | 0 | 0 | 0
CT | 0 | 0 | 0 | 0 | 0 | 0
Coal | 0.03 | 0.01 | 0 | 0 | 0 | 0
Geo | 0 | 0 | 0 | 0 | 0 | 0
H | 0 | 0 | 0 | 0 | 0 | 0
LFG | 0 | 0 | 0 | 0 | 0 | 0
Nuc | 0 | 0 | 0 | 0 | 0 | 0
PS | 0 | 0 | 0 | 0 | 0 | 0
PV | 0 | 0 | 0 | 0 | 0 | 0
PeakG | 0 | 0 | 0 | 0 | 0 | 0
PeakO | 0 | 0 | 0 | 0 | 0 | 0
ST | 0 | 0 | 0 | 0 | 0 | 0
STOG | 0 | 0 | 0 | 0 | 0 | 0
STWD | 0 | 0 | 0 | 0 | 0 | 0
WT | 0 | 0 | 0 | 0 | 0 | 0
IGCC | 0 | 0 | 0 | 0 | 0 | 0
DemandResponse | 0 | 0 | 0 | 0 | 0 | 0
IGCC-CCS | 0 | 0 | 0 | 0 | 0 | 0
WT_off | 0 | 0 | 0 | 0 | 0 | 0
PseudoUnit | 0 | 0 | 0 | 0 | 0 | 0
FixedInterchange | 0 | 0 | 0 | 0 | 0 | 0
SO2 Emissions (MMshortTons): AZ_NM_SNV_Gas
ReportingType | 2015 | 2020 | 2025 | 2030 | 2035 | 2040
BM | 0 | 0 | 0 | 0 | 0 | 0
CC | 0 | 0 | 0 | 0 | 0 | 0
CSP | 0 | 0 | 0 | 0 | 0 | 0
CT | 0 | 0 | 0 | 0 | 0 | 0
Coal | 0 | 0 | 0 | 0 | 0 | 0
Geo | 0 | 0 | 0 | 0 | 0 | 0
H | 0 | 0 | 0 | 0 | 0 | 0
LFG | 0 | 0 | 0 | 0 | 0 | 0
Nuc | 0 | 0 | 0 | 0 | 0 | 0
PS | 0 | 0 | 0 | 0 | 0 | 0
PV | 0 | 0 | 0 | 0 | 0 | 0
PeakG | 0 | 0 | 0 | 0 | 0 | 0
PeakO | 0 | 0 | 0 | 0 | 0 | 0
ST | 0 | 0 | 0 | 0 | 0 | 0
STOG | 0 | 0 | 0 | 0 | 0 | 0
STWD | 0 | 0 | 0 | 0 | 0 | 0
WT | 0 | 0 | 0 | 0 | 0 | 0
IGCC | 0 | 0 | 0 | 0 | 0 | 0
DemandResponse | 0 | 0 | 0 | 0 | 0 | 0
IGCC-CCS | 0 | 0 | 0 | 0 | 0 | 0
WT_off | 0 | 0 | 0 | 0 | 0 | 0
PseudoUnit | 0 | 0 | 0 | 0 | 0 | 0
FixedInterchange | 0 | 0 | 0 | 0 | 0 | 0
SO2 Emissions (MMshortTons): AZ_NM_SNV_NucRenew
ReportingType | 2015 | 2020 | 2025 | 2030 | 2035 | 2040
BM | 0 | 0 | 0 | 0 | 0 | 0
CC | 0 | 0 | 0 | 0 | 0 | 0
CSP | 0 | 0 | 0 | 0 | 0 | 0
CT | 0 | 0 | 0 | 0 | 0 | 0
Coal | 0 | 0 | 0 | 0 | 0 | 0
Geo | 0 | 0 | 0 | 0 | 0 | 0
H | 0 | 0 | 0 | 0 | 0 | 0
LFG | 0 | 0 | 0 | 0 | 0 | 0
Nuc | 0 | 0 | 0 | 0 | 0 | 0
PS | 0 | 0 | 0 | 0 | 0 | 0
PV | 0 | 0 | 0 | 0 | 0 | 0
PeakG | 0 | 0 | 0 | 0 | 0 | 0
PeakO | 0 | 0 | 0 | 0 | 0 | 0
ST | 0 | 0 | 0 | 0 | 0 | 0
STOG | 0 | 0 | 0 | 0 | 0 | 0
STWD | 0 | 0 | 0 | 0 | 0 | 0
WT | 0 | 0 | 0 | 0 | 0 | 0
IGCC | 0 | 0 | 0 | 0 | 0 | 0
DemandResponse | 0 | 0 | 0 | 0 | 0 | 0
IGCC-CCS | 0 | 0 | 0 | 0 | 0 | 0
WT_off | 0 | 0 | 0 | 0 | 0 | 0
PseudoUnit | 0 | 0 | 0 | 0 | 0 | 0
FixedInterchange | 0 | 0 | 0 | 0 | 0 | 0
SO2 Emissions (MMshortTons): ERCOT
ReportingType | 2015 | 2020 | 2025 | 2030 | 2035 | 2040
BM | 0 | 0 | 0 | 0 | 0 | 0
CC | 0 | 0 | 0 | 0 | 0 | 0
CSP | 0 | 0 | 0 | 0 | 0 | 0
CT | 0 | 0 | 0 | 0 | 0 | 0
Coal | 0.05 | 0.02 | 0 | 0 | 0 | 0
Geo | 0 | 0 | 0 | 0 | 0 | 0
H | 0 | 0 | 0 | 0 | 0 | 0
LFG | 0 | 0 | 0 | 0 | 0 | 0
Nuc | 0 | 0 | 0 | 0 | 0 | 0
PS | 0 | 0 | 0 | 0 | 0 | 0
PV | 0 | 0 | 0 | 0 | 0 | 0
PeakG | 0 | 0 | 0 | 0 | 0 | 0
PeakO | 0 | 0 | 0 | 0 | 0 | 0
ST | 0 | 0 | 0 | 0 | 0 | 0
STOG | 0 | 0 | 0 | 0 | 0 | 0
STWD | 0 | 0 | 0 | 0 | 0 | 0
WT | 0 | 0 | 0 | 0 | 0 | 0
IGCC | 0 | 0 | 0 | 0 | 0 | 0
DemandResponse | 0 | 0 | 0 | 0 | 0 | 0
IGCC-CCS | 0 | 0 | 0 | 0 | 0 | 0
WT_off | 0 | 0 | 0 | 0 | 0 | 0
PseudoUnit | 0 | 0 | 0 | 0 | 0 | 0
FixedInterchange | 0 | 0 | 0 | 0 | 0 | 0
SO2 Emissions (MMshortTons): NP15
ReportingType | 2015 | 2020 | 2025 | 2030 | 2035 | 2040
BM | 0 | 0 | 0 | 0 | 0 | 0
CC | 0 | 0 | 0 | 0 | 0 | 0
CSP | 0 | 0 | 0 | 0 | 0 | 0
CT | 0 | 0 | 0 | 0 | 0 | 0
Coal | 0.01 | 0 | 0 | 0 | 0 | 0
Geo | 0 | 0 | 0 | 0 | 0 | 0
H | 0 | 0 | 0 | 0 | 0 | 0
LFG | 0 | 0 | 0 | 0 | 0 | 0
Nuc | 0 | 0 | 0 | 0 | 0 | 0
PS | 0 | 0 | 0 | 0 | 0 | 0
PV | 0 | 0 | 0 | 0 | 0 | 0
PeakG | 0 | 0 | 0 | 0 | 0 | 0
PeakO | 0 | 0 | 0 | 0 | 0 | 0
ST | 0 | 0 | 0 | 0 | 0 | 0
STOG | 0 | 0 | 0 | 0 | 0 | 0
STWD | 0 | 0 | 0 | 0 | 0 | 0
WT | 0 | 0 | 0 | 0 | 0 | 0
IGCC | 0 | 0 | 0 | 0 | 0 | 0
DemandResponse | 0 | 0 | 0 | 0 | 0 | 0
IGCC-CCS | 0 | 0 | 0 | 0 | 0 | 0
WT_off | 0 | 0 | 0 | 0 | 0 | 0
PseudoUnit | 0 | 0 | 0 | 0 | 0 | 0
FixedInterchange | 0 | 0 | 0 | 0 | 0 | 0
SO2 Emissions (MMshortTons): NWPP_Coal
ReportingType | 2015 | 2020 | 2025 | 2030 | 2035 | 2040
BM | 0 | 0 | 0 | 0 | 0 | 0
CC | 0 | 0 | 0 | 0 | 0 | 0
CSP | 0 | 0 | 0 | 0 | 0 | 0
CT | 0 | 0 | 0 | 0 | 0 | 0
Coal | 0.08 | 0.01 | 0 | 0 | 0 | 0
Geo | 0 | 0 | 0 | 0 | 0 | 0
H | 0 | 0 | 0 | 0 | 0 | 0
LFG | 0 | 0 | 0 | 0 | 0 | 0
Nuc | 0 | 0 | 0 | 0 | 0 | 0
PS | 0 | 0 | 0 | 0 | 0 | 0
PV | 0 | 0 | 0 | 0 | 0 | 0
PeakG | 0 | 0 | 0 | 0 | 0 | 0
PeakO | 0 | 0 | 0 | 0 | 0 | 0
ST | 0 | 0 | 0 | 0 | 0 | 0
STOG | 0 | 0 | 0 | 0 | 0 | 0
STWD | 0 | 0 | 0 | 0 | 0 | 0
WT | 0 | 0 | 0 | 0 | 0 | 0
IGCC | 0 | 0 | 0 | 0 | 0 | 0
DemandResponse | 0 | 0 | 0 | 0 | 0 | 0
IGCC-CCS | 0 | 0 | 0 | 0 | 0 | 0
WT_off | 0 | 0 | 0 | 0 | 0 | 0
PseudoUnit | 0 | 0 | 0 | 0 | 0 | 0
FixedInterchange | 0 | 0 | 0 | 0 | 0 | 0
SO2 Emissions (MMshortTons): NWPP_Gas
ReportingType | 2015 | 2020 | 2025 | 2030 | 2035 | 2040
BM | 0 | 0 | 0 | 0 | 0 | 0
CC | 0 | 0 | 0 | 0 | 0 | 0
CSP | 0 | 0 | 0 | 0 | 0 | 0
CT | 0 | 0 | 0 | 0 | 0 | 0
Coal | 0 | 0 | 0 | 0 | 0 | 0
Geo | 0 | 0 | 0 | 0 | 0 | 0
H | 0 | 0 | 0 | 0 | 0 | 0
LFG | 0 | 0 | 0 | 0 | 0 | 0
Nuc | 0 | 0 | 0 | 0 | 0 | 0
PS | 0 | 0 | 0 | 0 | 0 | 0
PV | 0 | 0 | 0 | 0 | 0 | 0
PeakG | 0 | 0 | 0 | 0 | 0 | 0
PeakO | 0 | 0 | 0 | 0 | 0 | 0
ST | 0 | 0 | 0 | 0 | 0 | 0
STOG | 0 | 0 | 0 | 0 | 0 | 0
STWD | 0 | 0 | 0 | 0 | 0 | 0
WT | 0 | 0 | 0 | 0 | 0 | 0
IGCC | 0 | 0 | 0 | 0 | 0 | 0
DemandResponse | 0 | 0 | 0 | 0 | 0 | 0
IGCC-CCS | 0 | 0 | 0 | 0 | 0 | 0
WT_off | 0 | 0 | 0 | 0 | 0 | 0
PseudoUnit | 0 | 0 | 0 | 0 | 0 | 0
FixedInterchange | 0 | 0 | 0 | 0 | 0 | 0
SO2 Emissions (MMshortTons): NWPP_NucRenew
ReportingType | 2015 | 2020 | 2025 | 2030 | 2035 | 2040
BM | 0 | 0 | 0 | 0 | 0 | 0
CC | 0 | 0 | 0 | 0 | 0 | 0
CSP | 0 | 0 | 0 | 0 | 0 | 0
CT | 0 | 0 | 0 | 0 | 0 | 0
Coal | 0 | 0 | 0 | 0 | 0 | 0
Geo | 0 | 0 | 0 | 0 | 0 | 0
H | 0 | 0 | 0 | 0 | 0 | 0
LFG | 0 | 0 | 0 | 0 | 0 | 0
Nuc | 0 | 0 | 0 | 0 | 0 | 0
PS | 0 | 0 | 0 | 0 | 0 | 0
PV | 0 | 0 | 0 | 0 | 0 | 0
PeakG | 0 | 0 | 0 | 0 | 0 | 0
PeakO | 0 | 0 | 0 | 0 | 0 | 0
ST | 0 | 0 | 0 | 0 | 0 | 0
STOG | 0 | 0 | 0 | 0 | 0 | 0
STWD | 0 | 0 | 0 | 0 | 0 | 0
WT | 0 | 0 | 0 | 0 | 0 | 0
IGCC | 0 | 0 | 0 | 0 | 0 | 0
DemandResponse | 0 | 0 | 0 | 0 | 0 | 0
IGCC-CCS | 0 | 0 | 0 | 0 | 0 | 0
WT_off | 0 | 0 | 0 | 0 | 0 | 0
PseudoUnit | 0 | 0 | 0 | 0 | 0 | 0
FixedInterchange | 0 | 0 | 0 | 0 | 0 | 0
SO2 Emissions (MMshortTons): RMPA
ReportingType | 2015 | 2020 | 2025 | 2030 | 2035 | 2040
BM | 0 | 0 | 0 | 0 | 0 | 0
CC | 0 | 0 | 0 | 0 | 0 | 0
CSP | 0 | 0 | 0 | 0 | 0 | 0
CT | 0 | 0 | 0 | 0 | 0 | 0
Coal | 0.06 | 0.01 | 0 | 0 | 0 | 0
Geo | 0 | 0 | 0 | 0 | 0 | 0
H | 0 | 0 | 0 | 0 | 0 | 0
LFG | 0 | 0 | 0 | 0 | 0 | 0
Nuc | 0 | 0 | 0 | 0 | 0 | 0
PS | 0 | 0 | 0 | 0 | 0 | 0
PV | 0 | 0 | 0 | 0 | 0 | 0
PeakG | 0 | 0 | 0 | 0 | 0 | 0
PeakO | 0 | 0 | 0 | 0 | 0 | 0
ST | 0 | 0 | 0 | 0 | 0 | 0
STOG | 0 | 0 | 0 | 0 | 0 | 0
STWD | 0 | 0 | 0 | 0 | 0 | 0
WT | 0 | 0 | 0 | 0 | 0 | 0
IGCC | 0 | 0 | 0 | 0 | 0 | 0
DemandResponse | 0 | 0 | 0 | 0 | 0 | 0
IGCC-CCS | 0 | 0 | 0 | 0 | 0 | 0
WT_off | 0 | 0 | 0 | 0 | 0 | 0
PseudoUnit | 0 | 0 | 0 | 0 | 0 | 0
FixedInterchange | 0 | 0 | 0 | 0 | 0 | 0
SO2 Emissions (MMshortTons): SP15
ReportingType | 2015 | 2020 | 2025 | 2030 | 2035 | 2040
BM | 0 | 0 | 0 | 0 | 0 | 0
CC | 0 | 0 | 0 | 0 | 0 | 0
CSP | 0 | 0 | 0 | 0 | 0 | 0
CT | 0 | 0 | 0 | 0 | 0 | 0
Coal | 0 | 0 | 0 | 0 | 0 | 0
Geo | 0 | 0 | 0 | 0 | 0 | 0
H | 0 | 0 | 0 | 0 | 0 | 0
LFG | 0 | 0 | 0 | 0 | 0 | 0
Nuc | 0 | 0 | 0 | 0 | 0 | 0
PS | 0 | 0 | 0 | 0 | 0 | 0
PV | 0 | 0 | 0 | 0 | 0 | 0
PeakG | 0 | 0 | 0 | 0 | 0 | 0
PeakO | 0 | 0 | 0 | 0 | 0 | 0
ST | 0 | 0 | 0 | 0 | 0 | 0
STOG | 0 | 0 | 0 | 0 | 0 | 0
STWD | 0 | 0 | 0 | 0 | 0 | 0
WT | 0 | 0 | 0 | 0 | 0 | 0
IGCC | 0 | 0 | 0 | 0 | 0 | 0
DemandResponse | 0 | 0 | 0 | 0 | 0 | 0
IGCC-CCS | 0 | 0 | 0 | 0 | 0 | 0
WT_off | 0 | 0 | 0 | 0 | 0 | 0
PseudoUnit | 0 | 0 | 0 | 0 | 0 | 0
FixedInterchange | 0 | 0 | 0 | 0 | 0 | 0
SO2 Emissions (MMshortTons): ALB
ReportingType | 2015 | 2020 | 2025 | 2030 | 2035 | 2040
BM | 0 | 0 | 0 | 0 | 0 | 0
CC | 0 | 0 | 0 | 0 | 0 | 0
CSP | 0 | 0 | 0 | 0 | 0 | 0
CT | 0 | 0 | 0 | 0 | 0 | 0
Coal | 0.14 | 0.14 | 0.14 | 0 | 0 | 0
Geo | 0 | 0 | 0 | 0 | 0 | 0
H | 0 | 0 | 0 | 0 | 0 | 0
LFG | 0 | 0 | 0 | 0 | 0 | 0
Nuc | 0 | 0 | 0 | 0 | 0 | 0
PS | 0 | 0 | 0 | 0 | 0 | 0
PV | 0 | 0 | 0 | 0 | 0 | 0
PeakG | 0 | 0 | 0 | 0 | 0 | 0
PeakO | 0 | 0 | 0 | 0 | 0 | 0
ST | 0 | 0 | 0 | 0 | 0 | 0
STOG | 0 | 0 | 0 | 0 | 0 | 0
STWD | 0 | 0 | 0 | 0 | 0 | 0
WT | 0 | 0 | 0 | 0 | 0 | 0
IGCC | 0 | 0 | 0 | 0 | 0 | 0
DemandResponse | 0 | 0 | 0 | 0 | 0 | 0
IGCC-CCS | 0 | 0 | 0 | 0 | 0 | 0
WT_off | 0 | 0 | 0 | 0 | 0 | 0
PseudoUnit | 0 | 0 | 0 | 0 | 0 | 0
FixedInterchange | 0 | 0 | 0 | 0 | 0 | 0
SO2 Emissions (MMshortTons): BC
ReportingType | 2015 | 2020 | 2025 | 2030 | 2035 | 2040
BM | 0 | 0 | 0 | 0 | 0 | 0
CC | 0 | 0 | 0 | 0 | 0 | 0
CSP | 0 | 0 | 0 | 0 | 0 | 0
CT | 0 | 0 | 0 | 0 | 0 | 0
Coal | 0 | 0 | 0 | 0 | 0 | 0
Geo | 0 | 0 | 0 | 0 | 0 | 0
H | 0 | 0 | 0 | 0 | 0 | 0
LFG | 0 | 0 | 0 | 0 | 0 | 0
Nuc | 0 | 0 | 0 | 0 | 0 | 0
PS | 0 | 0 | 0 | 0 | 0 | 0
PV | 0 | 0 | 0 | 0 | 0 | 0
PeakG | 0 | 0 | 0 | 0 | 0 | 0
PeakO | 0 | 0 | 0 | 0 | 0 | 0
ST | 0 | 0 | 0 | 0 | 0 | 0
STOG | 0 | 0 | 0 | 0 | 0 | 0
STWD | 0 | 0 | 0 | 0 | 0 | 0
WT | 0 | 0 | 0 | 0 | 0 | 0
IGCC | 0 | 0 | 0 | 0 | 0 | 0
DemandResponse | 0 | 0 | 0 | 0 | 0 | 0
IGCC-CCS | 0 | 0 | 0 | 0 | 0 | 0
WT_off | 0 | 0 | 0 | 0 | 0 | 0
PseudoUnit | 0 | 0 | 0 | 0 | 0 | 0
FixedInterchange | 0 | 0 | 0 | 0 | 0 | 0
SO2 Emissions (MMshortTons): HQ_IESO
ReportingType | 2015 | 2020 | 2025 | 2030 | 2035 | 2040
BM | 0 | 0 | 0 | 0 | 0 | 0
CC | 0 | 0 | 0 | 0 | 0 | 0
CSP | 0 | 0 | 0 | 0 | 0 | 0
CT | 0 | 0 | 0 | 0 | 0 | 0
Coal | 0 | 0 | 0 | 0 | 0 | 0
Geo | 0 | 0 | 0 | 0 | 0 | 0
H | 0 | 0 | 0 | 0 | 0 | 0
LFG | 0 | 0 | 0 | 0 | 0 | 0
Nuc | 0 | 0 | 0 | 0 | 0 | 0
PS | 0 | 0 | 0 | 0 | 0 | 0
PV | 0 | 0 | 0 | 0 | 0 | 0
PeakG | 0 | 0 | 0 | 0 | 0 | 0
PeakO | 0 | 0 | 0 | 0 | 0 | 0
ST | 0 | 0 | 0 | 0 | 0 | 0
STOG | 0 | 0 | 0 | 0 | 0 | 0
STWD | 0 | 0 | 0 | 0 | 0 | 0
WT | 0 | 0 | 0 | 0 | 0 | 0
IGCC | 0 | 0 | 0 | 0 | 0 | 0
DemandResponse | 0 | 0 | 0 | 0 | 0 | 0
IGCC-CCS | 0 | 0 | 0 | 0 | 0 | 0
WT_off | 0 | 0 | 0 | 0 | 0 | 0
PseudoUnit | 0 | 0 | 0 | 0 | 0 | 0
FixedInterchange | 0 | 0 | 0 | 0 | 0 | 0
SO2 Emissions (MMshortTons): HQ_NEISO
ReportingType | 2015 | 2020 | 2025 | 2030 | 2035 | 2040
BM | 0 | 0 | 0 | 0 | 0 | 0
CC | 0 | 0 | 0 | 0 | 0 | 0
CSP | 0 | 0 | 0 | 0 | 0 | 0
CT | 0 | 0 | 0 | 0 | 0 | 0
Coal | 0 | 0 | 0 | 0 | 0 | 0
Geo | 0 | 0 | 0 | 0 | 0 | 0
H | 0 | 0 | 0 | 0 | 0 | 0
LFG | 0 | 0 | 0 | 0 | 0 | 0
Nuc | 0 | 0 | 0 | 0 | 0 | 0
PS | 0 | 0 | 0 | 0 | 0 | 0
PV | 0 | 0 | 0 | 0 | 0 | 0
PeakG | 0 | 0 | 0 | 0 | 0 | 0
PeakO | 0 | 0 | 0 | 0 | 0 | 0
ST | 0 | 0 | 0 | 0 | 0 | 0
STOG | 0 | 0 | 0 | 0 | 0 | 0
STWD | 0 | 0 | 0 | 0 | 0 | 0
WT | 0 | 0 | 0 | 0 | 0 | 0
IGCC | 0 | 0 | 0 | 0 | 0 | 0
DemandResponse | 0 | 0 | 0 | 0 | 0 | 0
IGCC-CCS | 0 | 0 | 0 | 0 | 0 | 0
WT_off | 0 | 0 | 0 | 0 | 0 | 0
PseudoUnit | 0 | 0 | 0 | 0 | 0 | 0
FixedInterchange | 0 | 0 | 0 | 0 | 0 | 0
SO2 Emissions (MMshortTons): HQ_NY
ReportingType | 2015 | 2020 | 2025 | 2030 | 2035 | 2040
BM | 0 | 0 | 0 | 0 | 0 | 0
CC | 0 | 0 | 0 | 0 | 0 | 0
CSP | 0 | 0 | 0 | 0 | 0 | 0
CT | 0 | 0 | 0 | 0 | 0 | 0
Coal | 0 | 0 | 0 | 0 | 0 | 0
Geo | 0 | 0 | 0 | 0 | 0 | 0
H | 0 | 0 | 0 | 0 | 0 | 0
LFG | 0 | 0 | 0 | 0 | 0 | 0
Nuc | 0 | 0 | 0 | 0 | 0 | 0
PS | 0 | 0 | 0 | 0 | 0 | 0
PV | 0 | 0 | 0 | 0 | 0 | 0
PeakG | 0 | 0 | 0 | 0 | 0 | 0
PeakO | 0 | 0 | 0 | 0 | 0 | 0
ST | 0 | 0 | 0 | 0 | 0 | 0
STOG | 0 | 0 | 0 | 0 | 0 | 0
STWD | 0 | 0 | 0 | 0 | 0 | 0
WT | 0 | 0 | 0 | 0 | 0 | 0
IGCC | 0 | 0 | 0 | 0 | 0 | 0
DemandResponse | 0 | 0 | 0 | 0 | 0 | 0
IGCC-CCS | 0 | 0 | 0 | 0 | 0 | 0
WT_off | 0 | 0 | 0 | 0 | 0 | 0
PseudoUnit | 0 | 0 | 0 | 0 | 0 | 0
FixedInterchange | 0 | 0 | 0 | 0 | 0 | 0
SO2 Emissions (MMshortTons): MARITIMES
ReportingType | 2015 | 2020 | 2025 | 2030 | 2035 | 2040
BM | 0 | 0 | 0 | 0 | 0 | 0
CC | 0 | 0 | 0 | 0 | 0 | 0
CSP | 0 | 0 | 0 | 0 | 0 | 0
CT | 0 | 0 | 0 | 0 | 0 | 0
Coal | 0 | 0 | 0 | 0 | 0 | 0
Geo | 0 | 0 | 0 | 0 | 0 | 0
H | 0 | 0 | 0 | 0 | 0 | 0
LFG | 0 | 0 | 0 | 0 | 0 | 0
Nuc | 0 | 0 | 0 | 0 | 0 | 0
PS | 0 | 0 | 0 | 0 | 0 | 0
PV | 0 | 0 | 0 | 0 | 0 | 0
PeakG | 0 | 0 | 0 | 0 | 0 | 0
PeakO | 0 | 0 | 0 | 0 | 0 | 0
ST | 0 | 0 | 0 | 0 | 0 | 0
STOG | 0 | 0 | 0 | 0 | 0 | 0
STWD | 0 | 0 | 0 | 0 | 0 | 0
WT | 0 | 0 | 0 | 0 | 0 | 0
IGCC | 0 | 0 | 0 | 0 | 0 | 0
DemandResponse | 0 | 0 | 0 | 0 | 0 | 0
IGCC-CCS | 0 | 0 | 0 | 0 | 0 | 0
WT_off | 0 | 0 | 0 | 0 | 0 | 0
PseudoUnit | 0 | 0 | 0 | 0 | 0 | 0
FixedInterchange | 0 | 0 | 0 | 0 | 0 | 0
SO2 Emissions (MMshortTons): All
ReportingType | 2015 | 2020 | 2025 | 2030 | 2035 | 2040
BM | 0 | 0 | 0 | 0 | 0 | 0
CC | 0 | 0 | 0 | 0 | 0 | 0
CSP | 0 | 0 | 0 | 0 | 0 | 0
CT | 0 | 0 | 0 | 0 | 0 | 0
Coal | 3.97 | 0.42 | 0.15 | 0.01 | 0.01 | 0.01
Geo | 0 | 0 | 0 | 0 | 0 | 0
H | 0 | 0 | 0 | 0 | 0 | 0
LFG | 0 | 0 | 0 | 0 | 0 | 0
Nuc | 0 | 0 | 0 | 0 | 0 | 0
PS | 0 | 0 | 0 | 0 | 0 | 0
PV | 0 | 0 | 0 | 0 | 0 | 0
PeakG | 0 | 0 | 0 | 0 | 0 | 0
PeakO | 0 | 0 | 0 | 0 | 0 | 0
ST | 0 | 0 | 0 | 0 | 0 | 0
STOG | 0 | 0 | 0 | 0 | 0 | 0
STWD | 0 | 0 | 0 | 0 | 0 | 0
WT | 0 | 0 | 0 | 0 | 0 | 0
IGCC | 0 | 0 | 0 | 0 | 0 | 0
DemandResponse | 0 | 0 | 0 | 0 | 0 | 0
IGCC-CCS | 0 | 0 | 0 | 0 | 0 | 0
WT_off | 0 | 0 | 0 | 0 | 0 | 0
PseudoUnit | 0 | 0 | 0 | 0 | 0 | 0
FixedInterchange | 0 | 0 | 0 | 0 | 0 | 0
SO2 Emissions (MMshortTons): EI_US
ReportingType | 2015 | 2020 | 2025 | 2030 | 2035 | 2040
BM | 0 | 0 | 0 | 0 | 0 | 0
CC | 0 | 0 | 0 | 0 | 0 | 0
CSP | 0 | 0 | 0 | 0 | 0 | 0
CT | 0 | 0 | 0 | 0 | 0 | 0
Coal | 3.59 | 0.21 | 0.01 | 0 | 0 | 0
Geo | 0 | 0 | 0 | 0 | 0 | 0
H | 0 | 0 | 0 | 0 | 0 | 0
LFG | 0 | 0 | 0 | 0 | 0 | 0
Nuc | 0 | 0 | 0 | 0 | 0 | 0
PS | 0 | 0 | 0 | 0 | 0 | 0
PV | 0 | 0 | 0 | 0 | 0 | 0
PeakG | 0 | 0 | 0 | 0 | 0 | 0
PeakO | 0 | 0 | 0 | 0 | 0 | 0
ST | 0 | 0 | 0 | 0 | 0 | 0
STOG | 0 | 0 | 0 | 0 | 0 | 0
STWD | 0 | 0 | 0 | 0 | 0 | 0
WT | 0 | 0 | 0 | 0 | 0 | 0
IGCC | 0 | 0 | 0 | 0 | 0 | 0
DemandResponse | 0 | 0 | 0 | 0 | 0 | 0
IGCC-CCS | 0 | 0 | 0 | 0 | 0 | 0
WT_off | 0 | 0 | 0 | 0 | 0 | 0
PseudoUnit | 0 | 0 | 0 | 0 | 0 | 0
FixedInterchange | 0 | 0 | 0 | 0 | 0 | 0
SO2 Emissions (MMshortTons): EI_Canada
ReportingType | 2015 | 2020 | 2025 | 2030 | 2035 | 2040
BM | 0 | 0 | 0 | 0 | 0 | 0
CC | 0 | 0 | 0 | 0 | 0 | 0
CSP | 0 | 0 | 0 | 0 | 0 | 0
CT | 0 | 0 | 0 | 0 | 0 | 0
Coal | 0.01 | 0 | 0 | 0 | 0 | 0
Geo | 0 | 0 | 0 | 0 | 0 | 0
H | 0 | 0 | 0 | 0 | 0 | 0
LFG | 0 | 0 | 0 | 0 | 0 | 0
Nuc | 0 | 0 | 0 | 0 | 0 | 0
PS | 0 | 0 | 0 | 0 | 0 | 0
PV | 0 | 0 | 0 | 0 | 0 | 0
PeakG | 0 | 0 | 0 | 0 | 0 | 0
PeakO | 0 | 0 | 0 | 0 | 0 | 0
ST | 0 | 0 | 0 | 0 | 0 | 0
STOG | 0 | 0 | 0 | 0 | 0 | 0
STWD | 0 | 0 | 0 | 0 | 0 | 0
WT | 0 | 0 | 0 | 0 | 0 | 0
IGCC | 0 | 0 | 0 | 0 | 0 | 0
DemandResponse | 0 | 0 | 0 | 0 | 0 | 0
IGCC-CCS | 0 | 0 | 0 | 0 | 0 | 0
WT_off | 0 | 0 | 0 | 0 | 0 | 0
PseudoUnit | 0 | 0 | 0 | 0 | 0 | 0
FixedInterchange | 0 | 0 | 0 | 0 | 0 | 0
SO2 Emissions (MMshortTons): EI
ReportingType | 2015 | 2020 | 2025 | 2030 | 2035 | 2040
BM | 0 | 0 | 0 | 0 | 0 | 0
CC | 0 | 0 | 0 | 0 | 0 | 0
CSP | 0 | 0 | 0 | 0 | 0 | 0
CT | 0 | 0 | 0 | 0 | 0 | 0
Coal | 3.6 | 0.21 | 0.01 | 0 | 0 | 0
Geo | 0 | 0 | 0 | 0 | 0 | 0
H | 0 | 0 | 0 | 0 | 0 | 0
LFG | 0 | 0 | 0 | 0 | 0 | 0
Nuc | 0 | 0 | 0 | 0 | 0 | 0
PS | 0 | 0 | 0 | 0 | 0 | 0
PV | 0 | 0 | 0 | 0 | 0 | 0
PeakG | 0 | 0 | 0 | 0 | 0 | 0
PeakO | 0 | 0 | 0 | 0 | 0 | 0
ST | 0 | 0 | 0 | 0 | 0 | 0
STOG | 0 | 0 | 0 | 0 | 0 | 0
STWD | 0 | 0 | 0 | 0 | 0 | 0
WT | 0 | 0 | 0 | 0 | 0 | 0
IGCC | 0 | 0 | 0 | 0 | 0 | 0
DemandResponse | 0 | 0 | 0 | 0 | 0 | 0
IGCC-CCS | 0 | 0 | 0 | 0 | 0 | 0
WT_off | 0 | 0 | 0 | 0 | 0 | 0
PseudoUnit | 0 | 0 | 0 | 0 | 0 | 0
FixedInterchange | 0 | 0 | 0 | 0 | 0 | 0
SO2 Emissions (MMshortTons): Outside_EI
ReportingType | 2015 | 2020 | 2025 | 2030 | 2035 | 2040
BM | 0 | 0 | 0 | 0 | 0 | 0
CC | 0 | 0 | 0 | 0 | 0 | 0
CSP | 0 | 0 | 0 | 0 | 0 | 0
CT | 0 | 0 | 0 | 0 | 0 | 0
Coal | 0.37 | 0.21 | 0.14 | 0 | 0 | 0
Geo | 0 | 0 | 0 | 0 | 0 | 0
H | 0 | 0 | 0 | 0 | 0 | 0
LFG | 0 | 0 | 0 | 0 | 0 | 0
Nuc | 0 | 0 | 0 | 0 | 0 | 0
PS | 0 | 0 | 0 | 0 | 0 | 0
PV | 0 | 0 | 0 | 0 | 0 | 0
PeakG | 0 | 0 | 0 | 0 | 0 | 0
PeakO | 0 | 0 | 0 | 0 | 0 | 0
ST | 0 | 0 | 0 | 0 | 0 | 0
STOG | 0 | 0 | 0 | 0 | 0 | 0
STWD | 0 | 0 | 0 | 0 | 0 | 0
WT | 0 | 0 | 0 | 0 | 0 | 0
IGCC | 0 | 0 | 0 | 0 | 0 | 0
DemandResponse | 0 | 0 | 0 | 0 | 0 | 0
IGCC-CCS | 0 | 0 | 0 | 0 | 0 | 0
WT_off | 0 | 0 | 0 | 0 | 0 | 0
PseudoUnit | 0 | 0 | 0 | 0 | 0 | 0
FixedInterchange | 0 | 0 | 0 | 0 | 0 | 0
NOx Emissions (MMshortTons): Entergy
ReportingType | 2015 | 2020 | 2025 | 2030 | 2035 | 2040
BM | 0 | 0 | 0 | 0 | 0 | 0
CC | 0 | 0 | 0 | 0 | 0 | 0
CSP | 0 | 0 | 0 | 0 | 0 | 0
CT | 0 | 0 | 0 | 0 | 0 | 0
Coal | 0.05 | 0 | 0 | 0 | 0 | 0
Geo | 0 | 0 | 0 | 0 | 0 | 0
H | 0 | 0 | 0 | 0 | 0 | 0
LFG | 0 | 0 | 0 | 0 | 0 | 0
Nuc | 0 | 0 | 0 | 0 | 0 | 0
PS | 0 | 0 | 0 | 0 | 0 | 0
PV | 0 | 0 | 0 | 0 | 0 | 0
PeakG | 0 | 0 | 0 | 0 | 0 | 0
PeakO | 0 | 0 | 0 | 0 | 0 | 0
ST | 0 | 0 | 0 | 0 | 0 | 0
STOG | 0 | 0 | 0 | 0 | 0 | 0
STWD | 0 | 0 | 0 | 0 | 0 | 0
WT | 0 | 0 | 0 | 0 | 0 | 0
IGCC | 0 | 0 | 0 | 0 | 0 | 0
DemandResponse | 0 | 0 | 0 | 0 | 0 | 0
IGCC-CCS | 0 | 0 | 0 | 0 | 0 | 0
WT_off | 0 | 0 | 0 | 0 | 0 | 0
PseudoUnit | 0 | 0 | 0 | 0 | 0 | 0
FixedInterchange | 0 | 0 | 0 | 0 | 0 | 0
NOx Emissions (MMshortTons): FRCC
ReportingType | 2015 | 2020 | 2025 | 2030 | 2035 | 2040
BM | 0 | 0 | 0 | 0 | 0 | 0
CC | 0.01 | 0.01 | 0.01 | 0 | 0 | 0
CSP | 0 | 0 | 0 | 0 | 0 | 0
CT | 0 | 0 | 0 | 0 | 0 | 0
Coal | 0.02 | 0 | 0 | 0 | 0 | 0
Geo | 0 | 0 | 0 | 0 | 0 | 0
H | 0 | 0 | 0 | 0 | 0 | 0
LFG | 0 | 0 | 0 | 0 | 0 | 0
Nuc | 0 | 0 | 0 | 0 | 0 | 0
PS | 0 | 0 | 0 | 0 | 0 | 0
PV | 0 | 0 | 0 | 0 | 0 | 0
PeakG | 0 | 0 | 0 | 0 | 0 | 0
PeakO | 0 | 0 | 0 | 0 | 0 | 0
ST | 0 | 0 | 0 | 0 | 0 | 0
STOG | 0 | 0 | 0 | 0 | 0 | 0
STWD | 0 | 0 | 0 | 0 | 0 | 0
WT | 0 | 0 | 0 | 0 | 0 | 0
IGCC | 0 | 0 | 0 | 0 | 0 | 0
DemandResponse | 0 | 0 | 0 | 0 | 0 | 0
IGCC-CCS | 0 | 0 | 0 | 0 | 0 | 0
WT_off | 0 | 0 | 0 | 0 | 0 | 0
PseudoUnit | 0 | 0 | 0 | 0 | 0 | 0
FixedInterchange | 0 | 0 | 0 | 0 | 0 | 0
NOx Emissions (MMshortTons): MAPP_US
ReportingType | 2015 | 2020 | 2025 | 2030 | 2035 | 2040
BM | 0 | 0 | 0 | 0 | 0 | 0
CC | 0 | 0 | 0 | 0 | 0 | 0
CSP | 0 | 0 | 0 | 0 | 0 | 0
CT | 0 | 0 | 0 | 0 | 0 | 0
Coal | 0.03 | 0 | 0 | 0 | 0 | 0
Geo | 0 | 0 | 0 | 0 | 0 | 0
H | 0 | 0 | 0 | 0 | 0 | 0
LFG | 0 | 0 | 0 | 0 | 0 | 0
Nuc | 0 | 0 | 0 | 0 | 0 | 0
PS | 0 | 0 | 0 | 0 | 0 | 0
PV | 0 | 0 | 0 | 0 | 0 | 0
PeakG | 0 | 0 | 0 | 0 | 0 | 0
PeakO | 0 | 0 | 0 | 0 | 0 | 0
ST | 0 | 0 | 0 | 0 | 0 | 0
STOG | 0 | 0 | 0 | 0 | 0 | 0
STWD | 0 | 0 | 0 | 0 | 0 | 0
WT | 0 | 0 | 0 | 0 | 0 | 0
IGCC | 0 | 0 | 0 | 0 | 0 | 0
DemandResponse | 0 | 0 | 0 | 0 | 0 | 0
IGCC-CCS | 0 | 0 | 0 | 0 | 0 | 0
WT_off | 0 | 0 | 0 | 0 | 0 | 0
PseudoUnit | 0 | 0 | 0 | 0 | 0 | 0
FixedInterchange | 0 | 0 | 0 | 0 | 0 | 0
NOx Emissions (MMshortTons): MISO_IN
ReportingType | 2015 | 2020 | 2025 | 2030 | 2035 | 2040
BM | 0 | 0 | 0 | 0 | 0 | 0
CC | 0 | 0 | 0 | 0 | 0 | 0
CSP | 0 | 0 | 0 | 0 | 0 | 0
CT | 0 | 0 | 0 | 0 | 0 | 0
Coal | 0.05 | 0.02 | 0 | 0 | 0 | 0
Geo | 0 | 0 | 0 | 0 | 0 | 0
H | 0 | 0 | 0 | 0 | 0 | 0
LFG | 0 | 0 | 0 | 0 | 0 | 0
Nuc | 0 | 0 | 0 | 0 | 0 | 0
PS | 0 | 0 | 0 | 0 | 0 | 0
PV | 0 | 0 | 0 | 0 | 0 | 0
PeakG | 0 | 0 | 0 | 0 | 0 | 0
PeakO | 0 | 0 | 0 | 0 | 0 | 0
ST | 0 | 0 | 0 | 0 | 0 | 0
STOG | 0 | 0 | 0 | 0 | 0 | 0
STWD | 0 | 0 | 0 | 0 | 0 | 0
WT | 0 | 0 | 0 | 0 | 0 | 0
IGCC | 0 | 0 | 0 | 0 | 0 | 0
DemandResponse | 0 | 0 | 0 | 0 | 0 | 0
IGCC-CCS | 0 | 0 | 0 | 0 | 0 | 0
WT_off | 0 | 0 | 0 | 0 | 0 | 0
PseudoUnit | 0 | 0 | 0 | 0 | 0 | 0
FixedInterchange | 0 | 0 | 0 | 0 | 0 | 0
NOx Emissions (MMshortTons): MISO_MI
ReportingType | 2015 | 2020 | 2025 | 2030 | 2035 | 2040
BM | 0 | 0 | 0 | 0 | 0 | 0
CC | 0 | 0 | 0 | 0 | 0 | 0
CSP | 0 | 0 | 0 | 0 | 0 | 0
CT | 0 | 0 | 0 | 0 | 0 | 0
Coal | 0.03 | 0 | 0 | 0 | 0 | 0
Geo | 0 | 0 | 0 | 0 | 0 | 0
H | 0 | 0 | 0 | 0 | 0 | 0
LFG | 0 | 0 | 0 | 0 | 0 | 0
Nuc | 0 | 0 | 0 | 0 | 0 | 0
PS | 0 | 0 | 0 | 0 | 0 | 0
PV | 0 | 0 | 0 | 0 | 0 | 0
PeakG | 0 | 0 | 0 | 0 | 0 | 0
PeakO | 0 | 0 | 0 | 0 | 0 | 0
ST | 0 | 0 | 0 | 0 | 0 | 0
STOG | 0 | 0 | 0 | 0 | 0 | 0
STWD | 0 | 0 | 0 | 0 | 0 | 0
WT | 0 | 0 | 0 | 0 | 0 | 0
IGCC | 0 | 0 | 0 | 0 | 0 | 0
DemandResponse | 0 | 0 | 0 | 0 | 0 | 0
IGCC-CCS | 0 | 0 | 0 | 0 | 0 | 0
WT_off | 0 | 0 | 0 | 0 | 0 | 0
PseudoUnit | 0 | 0 | 0 | 0 | 0 | 0
FixedInterchange | 0 | 0 | 0 | 0 | 0 | 0
NOx Emissions (MMshortTons): MISO_MO-IL
ReportingType | 2015 | 2020 | 2025 | 2030 | 2035 | 2040
BM | 0 | 0 | 0 | 0 | 0 | 0
CC | 0 | 0 | 0 | 0 | 0 | 0
CSP | 0 | 0 | 0 | 0 | 0 | 0
CT | 0 | 0 | 0 | 0 | 0 | 0
Coal | 0.04 | 0.01 | 0 | 0 | 0 | 0
Geo | 0 | 0 | 0 | 0 | 0 | 0
H | 0 | 0 | 0 | 0 | 0 | 0
LFG | 0 | 0 | 0 | 0 | 0 | 0
Nuc | 0 | 0 | 0 | 0 | 0 | 0
PS | 0 | 0 | 0 | 0 | 0 | 0
PV | 0 | 0 | 0 | 0 | 0 | 0
PeakG | 0 | 0 | 0 | 0 | 0 | 0
PeakO | 0 | 0 | 0 | 0 | 0 | 0
ST | 0 | 0 | 0 | 0 | 0 | 0
STOG | 0 | 0 | 0 | 0 | 0 | 0
STWD | 0 | 0 | 0 | 0 | 0 | 0
WT | 0 | 0 | 0 | 0 | 0 | 0
IGCC | 0 | 0 | 0 | 0 | 0 | 0
DemandResponse | 0 | 0 | 0 | 0 | 0 | 0
IGCC-CCS | 0 | 0 | 0 | 0 | 0 | 0
WT_off | 0 | 0 | 0 | 0 | 0 | 0
PseudoUnit | 0 | 0 | 0 | 0 | 0 | 0
FixedInterchange | 0 | 0 | 0 | 0 | 0 | 0
NOx Emissions (MMshortTons): MISO_W
ReportingType | 2015 | 2020 | 2025 | 2030 | 2035 | 2040
BM | 0 | 0 | 0 | 0 | 0 | 0
CC | 0 | 0 | 0 | 0 | 0 | 0
CSP | 0 | 0 | 0 | 0 | 0 | 0
CT | 0 | 0 | 0 | 0 | 0 | 0
Coal | 0.08 | 0.02 | 0 | 0 | 0 | 0
Geo | 0 | 0 | 0 | 0 | 0 | 0
H | 0 | 0 | 0 | 0 | 0 | 0
LFG | 0 | 0 | 0 | 0 | 0 | 0
Nuc | 0 | 0 | 0 | 0 | 0 | 0
PS | 0 | 0 | 0 | 0 | 0 | 0
PV | 0 | 0 | 0 | 0 | 0 | 0
PeakG | 0 | 0 | 0 | 0 | 0 | 0
PeakO | 0 | 0 | 0 | 0 | 0 | 0
ST | 0 | 0 | 0 | 0 | 0 | 0
STOG | 0 | 0 | 0 | 0 | 0 | 0
STWD | 0 | 0 | 0 | 0 | 0 | 0
WT | 0 | 0 | 0 | 0 | 0 | 0
IGCC | 0 | 0 | 0 | 0 | 0 | 0
DemandResponse | 0 | 0 | 0 | 0 | 0 | 0
IGCC-CCS | 0 | 0 | 0 | 0 | 0 | 0
WT_off | 0 | 0 | 0 | 0 | 0 | 0
PseudoUnit | 0 | 0 | 0 | 0 | 0 | 0
FixedInterchange | 0 | 0 | 0 | 0 | 0 | 0
NOx Emissions (MMshortTons): MISO_WUMS
ReportingType | 2015 | 2020 | 2025 | 2030 | 2035 | 2040
BM | 0 | 0 | 0 | 0 | 0 | 0
CC | 0 | 0 | 0 | 0 | 0 | 0
CSP | 0 | 0 | 0 | 0 | 0 | 0
CT | 0 | 0 | 0 | 0 | 0 | 0
Coal | 0 | 0 | 0 | 0 | 0 | 0
Geo | 0 | 0 | 0 | 0 | 0 | 0
H | 0 | 0 | 0 | 0 | 0 | 0
LFG | 0 | 0 | 0 | 0 | 0 | 0
Nuc | 0 | 0 | 0 | 0 | 0 | 0
PS | 0 | 0 | 0 | 0 | 0 | 0
PV | 0 | 0 | 0 | 0 | 0 | 0
PeakG | 0 | 0 | 0 | 0 | 0 | 0
PeakO | 0 | 0 | 0 | 0 | 0 | 0
ST | 0 | 0 | 0 | 0 | 0 | 0
STOG | 0 | 0 | 0 | 0 | 0 | 0
STWD | 0 | 0 | 0 | 0 | 0 | 0
WT | 0 | 0 | 0 | 0 | 0 | 0
IGCC | 0 | 0 | 0 | 0 | 0 | 0
DemandResponse | 0 | 0 | 0 | 0 | 0 | 0
IGCC-CCS | 0 | 0 | 0 | 0 | 0 | 0
WT_off | 0 | 0 | 0 | 0 | 0 | 0
PseudoUnit | 0 | 0 | 0 | 0 | 0 | 0
FixedInterchange | 0 | 0 | 0 | 0 | 0 | 0
NOx Emissions (MMshortTons): Nebraska
ReportingType | 2015 | 2020 | 2025 | 2030 | 2035 | 2040
BM | 0 | 0 | 0 | 0 | 0 | 0
CC | 0 | 0 | 0 | 0 | 0 | 0
CSP | 0 | 0 | 0 | 0 | 0 | 0
CT | 0 | 0 | 0 | 0 | 0 | 0
Coal | 0.04 | 0 | 0 | 0 | 0 | 0
Geo | 0 | 0 | 0 | 0 | 0 | 0
H | 0 | 0 | 0 | 0 | 0 | 0
LFG | 0 | 0 | 0 | 0 | 0 | 0
Nuc | 0 | 0 | 0 | 0 | 0 | 0
PS | 0 | 0 | 0 | 0 | 0 | 0
PV | 0 | 0 | 0 | 0 | 0 | 0
PeakG | 0 | 0 | 0 | 0 | 0 | 0
PeakO | 0 | 0 | 0 | 0 | 0 | 0
ST | 0 | 0 | 0 | 0 | 0 | 0
STOG | 0 | 0 | 0 | 0 | 0 | 0
STWD | 0 | 0 | 0 | 0 | 0 | 0
WT | 0 | 0 | 0 | 0 | 0 | 0
IGCC | 0 | 0 | 0 | 0 | 0 | 0
DemandResponse | 0 | 0 | 0 | 0 | 0 | 0
IGCC-CCS | 0 | 0 | 0 | 0 | 0 | 0
WT_off | 0 | 0 | 0 | 0 | 0 | 0
PseudoUnit | 0 | 0 | 0 | 0 | 0 | 0
FixedInterchange | 0 | 0 | 0 | 0 | 0 | 0
NOx Emissions (MMshortTons): NEISO
ReportingType | 2015 | 2020 | 2025 | 2030 | 2035 | 2040
BM | 0 | 0 | 0 | 0 | 0 | 0
CC | 0 | 0 | 0 | 0 | 0 | 0
CSP | 0 | 0 | 0 | 0 | 0 | 0
CT | 0 | 0 | 0 | 0 | 0 | 0
Coal | 0 | 0 | 0 | 0 | 0 | 0
Geo | 0 | 0 | 0 | 0 | 0 | 0
H | 0 | 0 | 0 | 0 | 0 | 0
LFG | 0 | 0 | 0 | 0 | 0 | 0
Nuc | 0 | 0 | 0 | 0 | 0 | 0
PS | 0 | 0 | 0 | 0 | 0 | 0
PV | 0 | 0 | 0 | 0 | 0 | 0
PeakG | 0 | 0 | 0 | 0 | 0 | 0
PeakO | 0 | 0 | 0 | 0 | 0 | 0
ST | 0 | 0 | 0 | 0 | 0 | 0
STOG | 0 | 0 | 0 | 0 | 0 | 0
STWD | 0 | 0 | 0 | 0 | 0 | 0
WT | 0 | 0 | 0 | 0 | 0 | 0
IGCC | 0 | 0 | 0 | 0 | 0 | 0
DemandResponse | 0 | 0 | 0 | 0 | 0 | 0
IGCC-CCS | 0 | 0 | 0 | 0 | 0 | 0
WT_off | 0 | 0 | 0 | 0 | 0 | 0
PseudoUnit | 0 | 0 | 0 | 0 | 0 | 0
FixedInterchange | 0 | 0 | 0 | 0 | 0 | 0
NOx Emissions (MMshortTons): NonRTO_Midwest
ReportingType | 2015 | 2020 | 2025 | 2030 | 2035 | 2040
BM | 0 | 0 | 0 | 0 | 0 | 0
CC | 0 | 0 | 0 | 0 | 0 | 0
CSP | 0 | 0 | 0 | 0 | 0 | 0
CT | 0 | 0 | 0 | 0 | 0 | 0
Coal | 0.04 | 0 | 0 | 0 | 0 | 0
Geo | 0 | 0 | 0 | 0 | 0 | 0
H | 0 | 0 | 0 | 0 | 0 | 0
LFG | 0 | 0 | 0 | 0 | 0 | 0
Nuc | 0 | 0 | 0 | 0 | 0 | 0
PS | 0 | 0 | 0 | 0 | 0 | 0
PV | 0 | 0 | 0 | 0 | 0 | 0
PeakG | 0 | 0 | 0 | 0 | 0 | 0
PeakO | 0 | 0 | 0 | 0 | 0 | 0
ST | 0 | 0 | 0 | 0 | 0 | 0
STOG | 0 | 0 | 0 | 0 | 0 | 0
STWD | 0 | 0 | 0 | 0 | 0 | 0
WT | 0 | 0 | 0 | 0 | 0 | 0
IGCC | 0 | 0 | 0 | 0 | 0 | 0
DemandResponse | 0 | 0 | 0 | 0 | 0 | 0
IGCC-CCS | 0 | 0 | 0 | 0 | 0 | 0
WT_off | 0 | 0 | 0 | 0 | 0 | 0
PseudoUnit | 0 | 0 | 0 | 0 | 0 | 0
FixedInterchange | 0 | 0 | 0 | 0 | 0 | 0
NOx Emissions (MMshortTons): NYISO_A-F
ReportingType | 2015 | 2020 | 2025 | 2030 | 2035 | 2040
BM | 0 | 0 | 0 | 0 | 0 | 0
CC | 0 | 0 | 0 | 0 | 0 | 0
CSP | 0 | 0 | 0 | 0 | 0 | 0
CT | 0 | 0 | 0 | 0 | 0 | 0
Coal | 0 | 0 | 0 | 0 | 0 | 0
Geo | 0 | 0 | 0 | 0 | 0 | 0
H | 0 | 0 | 0 | 0 | 0 | 0
LFG | 0 | 0 | 0 | 0 | 0 | 0
Nuc | 0 | 0 | 0 | 0 | 0 | 0
PS | 0 | 0 | 0 | 0 | 0 | 0
PV | 0 | 0 | 0 | 0 | 0 | 0
PeakG | 0 | 0 | 0 | 0 | 0 | 0
PeakO | 0 | 0 | 0 | 0 | 0 | 0
ST | 0 | 0 | 0 | 0 | 0 | 0
STOG | 0 | 0 | 0 | 0 | 0 | 0
STWD | 0 | 0 | 0 | 0 | 0 | 0
WT | 0 | 0 | 0 | 0 | 0 | 0
IGCC | 0 | 0 | 0 | 0 | 0 | 0
DemandResponse | 0 | 0 | 0 | 0 | 0 | 0
IGCC-CCS | 0 | 0 | 0 | 0 | 0 | 0
WT_off | 0 | 0 | 0 | 0 | 0 | 0
PseudoUnit | 0 | 0 | 0 | 0 | 0 | 0
FixedInterchange | 0 | 0 | 0 | 0 | 0 | 0
NOx Emissions (MMshortTons): NYISO_G-I
ReportingType | 2015 | 2020 | 2025 | 2030 | 2035 | 2040
BM | 0 | 0 | 0 | 0 | 0 | 0
CC | 0 | 0 | 0 | 0 | 0 | 0
CSP | 0 | 0 | 0 | 0 | 0 | 0
CT | 0 | 0 | 0 | 0 | 0 | 0
Coal | 0 | 0 | 0 | 0 | 0 | 0
Geo | 0 | 0 | 0 | 0 | 0 | 0
H | 0 | 0 | 0 | 0 | 0 | 0
LFG | 0 | 0 | 0 | 0 | 0 | 0
Nuc | 0 | 0 | 0 | 0 | 0 | 0
PS | 0 | 0 | 0 | 0 | 0 | 0
PV | 0 | 0 | 0 | 0 | 0 | 0
PeakG | 0 | 0 | 0 | 0 | 0 | 0
PeakO | 0 | 0 | 0 | 0 | 0 | 0
ST | 0 | 0 | 0 | 0 | 0 | 0
STOG | 0 | 0 | 0 | 0 | 0 | 0
STWD | 0 | 0 | 0 | 0 | 0 | 0
WT | 0 | 0 | 0 | 0 | 0 | 0
IGCC | 0 | 0 | 0 | 0 | 0 | 0
DemandResponse | 0 | 0 | 0 | 0 | 0 | 0
IGCC-CCS | 0 | 0 | 0 | 0 | 0 | 0
WT_off | 0 | 0 | 0 | 0 | 0 | 0
PseudoUnit | 0 | 0 | 0 | 0 | 0 | 0
FixedInterchange | 0 | 0 | 0 | 0 | 0 | 0
NOx Emissions (MMshortTons): NYISO_J-K
ReportingType | 2015 | 2020 | 2025 | 2030 | 2035 | 2040
BM | 0 | 0 | 0 | 0 | 0 | 0
CC | 0 | 0 | 0 | 0 | 0 | 0
CSP | 0 | 0 | 0 | 0 | 0 | 0
CT | 0 | 0 | 0 | 0 | 0 | 0
Coal | 0 | 0 | 0 | 0 | 0 | 0
Geo | 0 | 0 | 0 | 0 | 0 | 0
H | 0 | 0 | 0 | 0 | 0 | 0
LFG | 0 | 0 | 0 | 0 | 0 | 0
Nuc | 0 | 0 | 0 | 0 | 0 | 0
PS | 0 | 0 | 0 | 0 | 0 | 0
PV | 0 | 0 | 0 | 0 | 0 | 0
PeakG | 0 | 0 | 0 | 0 | 0 | 0
PeakO | 0 | 0 | 0 | 0 | 0 | 0
ST | 0 | 0 | 0 | 0 | 0 | 0
STOG | 0 | 0 | 0 | 0 | 0 | 0
STWD | 0 | 0 | 0 | 0 | 0 | 0
WT | 0 | 0 | 0 | 0 | 0 | 0
IGCC | 0 | 0 | 0 | 0 | 0 | 0
DemandResponse | 0 | 0 | 0 | 0 | 0 | 0
IGCC-CCS | 0 | 0 | 0 | 0 | 0 | 0
WT_off | 0 | 0 | 0 | 0 | 0 | 0
PseudoUnit | 0 | 0 | 0 | 0 | 0 | 0
FixedInterchange | 0 | 0 | 0 | 0 | 0 | 0
NOx Emissions (MMshortTons): PJM_E
ReportingType | 2015 | 2020 | 2025 | 2030 | 2035 | 2040
BM | 0 | 0 | 0 | 0 | 0 | 0
CC | 0 | 0 | 0 | 0 | 0 | 0
CSP | 0 | 0 | 0 | 0 | 0 | 0
CT | 0 | 0 | 0 | 0 | 0 | 0
Coal | 0 | 0 | 0 | 0 | 0 | 0
Geo | 0 | 0 | 0 | 0 | 0 | 0
H | 0 | 0 | 0 | 0 | 0 | 0
LFG | 0 | 0 | 0 | 0 | 0 | 0
Nuc | 0 | 0 | 0 | 0 | 0 | 0
PS | 0 | 0 | 0 | 0 | 0 | 0
PV | 0 | 0 | 0 | 0 | 0 | 0
PeakG | 0 | 0 | 0 | 0 | 0 | 0
PeakO | 0 | 0 | 0 | 0 | 0 | 0
ST | 0 | 0 | 0 | 0 | 0 | 0
STOG | 0 | 0 | 0 | 0 | 0 | 0
STWD | 0 | 0 | 0 | 0 | 0 | 0
WT | 0 | 0 | 0 | 0 | 0 | 0
IGCC | 0 | 0 | 0 | 0 | 0 | 0
DemandResponse | 0 | 0 | 0 | 0 | 0 | 0
IGCC-CCS | 0 | 0 | 0 | 0 | 0 | 0
WT_off | 0 | 0 | 0 | 0 | 0 | 0
PseudoUnit | 0 | 0 | 0 | 0 | 0 | 0
FixedInterchange | 0 | 0 | 0 | 0 | 0 | 0
NOx Emissions (MMshortTons): PJM_ROM
ReportingType | 2015 | 2020 | 2025 | 2030 | 2035 | 2040
BM | 0 | 0 | 0 | 0 | 0 | 0
CC | 0 | 0 | 0 | 0 | 0 | 0.01
CSP | 0 | 0 | 0 | 0 | 0 | 0
CT | 0 | 0 | 0 | 0 | 0 | 0
Coal | 0.01 | 0 | 0 | 0 | 0 | 0
Geo | 0 | 0 | 0 | 0 | 0 | 0
H | 0 | 0 | 0 | 0 | 0 | 0
LFG | 0 | 0 | 0 | 0 | 0 | 0
Nuc | 0 | 0 | 0 | 0 | 0 | 0
PS | 0 | 0 | 0 | 0 | 0 | 0
PV | 0 | 0 | 0 | 0 | 0 | 0
PeakG | 0 | 0 | 0 | 0 | 0 | 0
PeakO | 0 | 0 | 0 | 0 | 0 | 0
ST | 0 | 0 | 0 | 0 | 0 | 0
STOG | 0 | 0 | 0 | 0 | 0 | 0
STWD | 0 | 0 | 0 | 0 | 0 | 0
WT | 0 | 0 | 0 | 0 | 0 | 0
IGCC | 0 | 0 | 0 | 0 | 0 | 0
DemandResponse | 0 | 0 | 0 | 0 | 0 | 0
IGCC-CCS | 0 | 0 | 0 | 0 | 0 | 0
WT_off | 0 | 0 | 0 | 0 | 0 | 0
PseudoUnit | 0 | 0 | 0 | 0 | 0 | 0
FixedInterchange | 0 | 0 | 0 | 0 | 0 | 0
NOx Emissions (MMshortTons): PJM_ROR
ReportingType | 2015 | 2020 | 2025 | 2030 | 2035 | 2040
BM | 0 | 0 | 0 | 0 | 0 | 0
CC | 0.01 | 0.01 | 0.01 | 0.01 | 0.01 | 0.01
CSP | 0 | 0 | 0 | 0 | 0 | 0
CT | 0 | 0 | 0 | 0 | 0 | 0
Coal | 0.14 | 0.03 | 0 | 0 | 0 | 0
Geo | 0 | 0 | 0 | 0 | 0 | 0
H | 0 | 0 | 0 | 0 | 0 | 0
LFG | 0 | 0 | 0 | 0 | 0 | 0
Nuc | 0 | 0 | 0 | 0 | 0 | 0
PS | 0 | 0 | 0 | 0 | 0 | 0
PV | 0 | 0 | 0 | 0 | 0 | 0
PeakG | 0 | 0 | 0 | 0 | 0 | 0
PeakO | 0 | 0 | 0 | 0 | 0 | 0
ST | 0 | 0 | 0 | 0 | 0 | 0
STOG | 0 | 0 | 0 | 0 | 0 | 0
STWD | 0 | 0 | 0 | 0 | 0 | 0
WT | 0 | 0 | 0 | 0 | 0 | 0
IGCC | 0 | 0 | 0 | 0 | 0 | 0
DemandResponse | 0 | 0 | 0 | 0 | 0 | 0
IGCC-CCS | 0 | 0 | 0 | 0 | 0 | 0
WT_off | 0 | 0 | 0 | 0 | 0 | 0
PseudoUnit | 0 | 0 | 0 | 0 | 0 | 0
FixedInterchange | 0 | 0 | 0 | 0 | 0 | 0
NOx Emissions (MMshortTons): SOCO
ReportingType | 2015 | 2020 | 2025 | 2030 | 2035 | 2040
BM | 0 | 0 | 0 | 0 | 0 | 0
CC | 0.01 | 0.01 | 0.01 | 0.01 | 0.01 | 0
CSP | 0 | 0 | 0 | 0 | 0 | 0
CT | 0 | 0 | 0 | 0 | 0 | 0
Coal | 0.03 | 0 | 0 | 0 | 0 | 0
Geo | 0 | 0 | 0 | 0 | 0 | 0
H | 0 | 0 | 0 | 0 | 0 | 0
LFG | 0 | 0 | 0 | 0 | 0 | 0
Nuc | 0 | 0 | 0 | 0 | 0 | 0
PS | 0 | 0 | 0 | 0 | 0 | 0
PV | 0 | 0 | 0 | 0 | 0 | 0
PeakG | 0 | 0 | 0 | 0 | 0 | 0
PeakO | 0 | 0 | 0 | 0 | 0 | 0
ST | 0 | 0 | 0 | 0 | 0 | 0
STOG | 0 | 0 | 0 | 0 | 0 | 0
STWD | 0 | 0 | 0 | 0 | 0 | 0
WT | 0 | 0 | 0 | 0 | 0 | 0
IGCC | 0 | 0 | 0 | 0 | 0 | 0
DemandResponse | 0 | 0 | 0 | 0 | 0 | 0
IGCC-CCS | 0 | 0 | 0 | 0 | 0 | 0
WT_off | 0 | 0 | 0 | 0 | 0 | 0
PseudoUnit | 0 | 0 | 0 | 0 | 0 | 0
FixedInterchange | 0 | 0 | 0 | 0 | 0 | 0
NOx Emissions (MMshortTons): SPP_N
ReportingType | 2015 | 2020 | 2025 | 2030 | 2035 | 2040
BM | 0 | 0 | 0 | 0 | 0 | 0
CC | 0 | 0 | 0 | 0 | 0 | 0
CSP | 0 | 0 | 0 | 0 | 0 | 0
CT | 0 | 0 | 0 | 0 | 0 | 0
Coal | 0.06 | 0.01 | 0 | 0 | 0 | 0
Geo | 0 | 0 | 0 | 0 | 0 | 0
H | 0 | 0 | 0 | 0 | 0 | 0
LFG | 0 | 0 | 0 | 0 | 0 | 0
Nuc | 0 | 0 | 0 | 0 | 0 | 0
PS | 0 | 0 | 0 | 0 | 0 | 0
PV | 0 | 0 | 0 | 0 | 0 | 0
PeakG | 0 | 0 | 0 | 0 | 0 | 0
PeakO | 0 | 0 | 0 | 0 | 0 | 0
ST | 0 | 0 | 0 | 0 | 0 | 0
STOG | 0 | 0 | 0 | 0 | 0 | 0
STWD | 0 | 0 | 0 | 0 | 0 | 0
WT | 0 | 0 | 0 | 0 | 0 | 0
IGCC | 0 | 0 | 0 | 0 | 0 | 0
DemandResponse | 0 | 0 | 0 | 0 | 0 | 0
IGCC-CCS | 0 | 0 | 0 | 0 | 0 | 0
WT_off | 0 | 0 | 0 | 0 | 0 | 0
PseudoUnit | 0 | 0 | 0 | 0 | 0 | 0
FixedInterchange | 0 | 0 | 0 | 0 | 0 | 0
NOx Emissions (MMshortTons): SPP_S
ReportingType | 2015 | 2020 | 2025 | 2030 | 2035 | 2040
BM | 0 | 0 | 0 | 0 | 0 | 0
CC | 0 | 0 | 0 | 0 | 0 | 0
CSP | 0 | 0 | 0 | 0 | 0 | 0
CT | 0 | 0 | 0 | 0 | 0 | 0
Coal | 0.1 | 0 | 0 | 0 | 0 | 0
Geo | 0 | 0 | 0 | 0 | 0 | 0
H | 0 | 0 | 0 | 0 | 0 | 0
LFG | 0 | 0 | 0 | 0 | 0 | 0
Nuc | 0 | 0 | 0 | 0 | 0 | 0
PS | 0 | 0 | 0 | 0 | 0 | 0
PV | 0 | 0 | 0 | 0 | 0 | 0
PeakG | 0 | 0 | 0 | 0 | 0 | 0
PeakO | 0 | 0 | 0 | 0 | 0 | 0
ST | 0 | 0 | 0 | 0 | 0 | 0
STOG | 0 | 0 | 0 | 0 | 0 | 0
STWD | 0 | 0 | 0 | 0 | 0 | 0
WT | 0 | 0 | 0 | 0 | 0 | 0
IGCC | 0 | 0 | 0 | 0 | 0 | 0
DemandResponse | 0 | 0 | 0 | 0 | 0 | 0
IGCC-CCS | 0 | 0 | 0 | 0 | 0 | 0
WT_off | 0 | 0 | 0 | 0 | 0 | 0
PseudoUnit | 0 | 0 | 0 | 0 | 0 | 0
FixedInterchange | 0 | 0 | 0 | 0 | 0 | 0
NOx Emissions (MMshortTons): TVA
ReportingType | 2015 | 2020 | 2025 | 2030 | 2035 | 2040
BM | 0 | 0 | 0 | 0 | 0 | 0
CC | 0 | 0 | 0 | 0 | 0 | 0
CSP | 0 | 0 | 0 | 0 | 0 | 0
CT | 0 | 0 | 0 | 0 | 0 | 0
Coal | 0.02 | 0.01 | 0 | 0 | 0 | 0
Geo | 0 | 0 | 0 | 0 | 0 | 0
H | 0 | 0 | 0 | 0 | 0 | 0
LFG | 0 | 0 | 0 | 0 | 0 | 0
Nuc | 0 | 0 | 0 | 0 | 0 | 0
PS | 0 | 0 | 0 | 0 | 0 | 0
PV | 0 | 0 | 0 | 0 | 0 | 0
PeakG | 0 | 0 | 0 | 0 | 0 | 0
PeakO | 0 | 0 | 0 | 0 | 0 | 0
ST | 0 | 0 | 0 | 0 | 0 | 0
STOG | 0 | 0 | 0 | 0 | 0 | 0
STWD | 0 | 0 | 0 | 0 | 0 | 0
WT | 0 | 0 | 0 | 0 | 0 | 0
IGCC | 0 | 0 | 0 | 0 | 0 | 0
DemandResponse | 0 | 0 | 0 | 0 | 0 | 0
IGCC-CCS | 0 | 0 | 0 | 0 | 0 | 0
WT_off | 0 | 0 | 0 | 0 | 0 | 0
PseudoUnit | 0 | 0 | 0 | 0 | 0 | 0
FixedInterchange | 0 | 0 | 0 | 0 | 0 | 0
NOx Emissions (MMshortTons): TVA_Transmission
ReportingType | 2015 | 2020 | 2025 | 2030 | 2035 | 2040
BM | 0 | 0 | 0 | 0 | 0 | 0
CC | 0 | 0 | 0 | 0 | 0 | 0
CSP | 0 | 0 | 0 | 0 | 0 | 0
CT | 0 | 0 | 0 | 0 | 0 | 0
Coal | 0 | 0 | 0 | 0 | 0 | 0
Geo | 0 | 0 | 0 | 0 | 0 | 0
H | 0 | 0 | 0 | 0 | 0 | 0
LFG | 0 | 0 | 0 | 0 | 0 | 0
Nuc | 0 | 0 | 0 | 0 | 0 | 0
PS | 0 | 0 | 0 | 0 | 0 | 0
PV | 0 | 0 | 0 | 0 | 0 | 0
PeakG | 0 | 0 | 0 | 0 | 0 | 0
PeakO | 0 | 0 | 0 | 0 | 0 | 0
ST | 0 | 0 | 0 | 0 | 0 | 0
STOG | 0 | 0 | 0 | 0 | 0 | 0
STWD | 0 | 0 | 0 | 0 | 0 | 0
WT | 0 | 0 | 0 | 0 | 0 | 0
IGCC | 0 | 0 | 0 | 0 | 0 | 0
DemandResponse | 0 | 0 | 0 | 0 | 0 | 0
IGCC-CCS | 0 | 0 | 0 | 0 | 0 | 0
WT_off | 0 | 0 | 0 | 0 | 0 | 0
PseudoUnit | 0 | 0 | 0 | 0 | 0 | 0
FixedInterchange | 0 | 0 | 0 | 0 | 0 | 0
NOx Emissions (MMshortTons): VACAR
ReportingType | 2015 | 2020 | 2025 | 2030 | 2035 | 2040
BM | 0 | 0 | 0 | 0 | 0 | 0
CC | 0.01 | 0.01 | 0.01 | 0 | 0 | 0
CSP | 0 | 0 | 0 | 0 | 0 | 0
CT | 0 | 0 | 0 | 0 | 0 | 0
Coal | 0.01 | 0 | 0 | 0 | 0 | 0
Geo | 0 | 0 | 0 | 0 | 0 | 0
H | 0 | 0 | 0 | 0 | 0 | 0
LFG | 0 | 0 | 0 | 0 | 0 | 0
Nuc | 0 | 0 | 0 | 0 | 0 | 0
PS | 0 | 0 | 0 | 0 | 0 | 0
PV | 0 | 0 | 0 | 0 | 0 | 0
PeakG | 0 | 0 | 0 | 0 | 0 | 0
PeakO | 0 | 0 | 0 | 0 | 0 | 0
ST | 0 | 0 | 0 | 0 | 0 | 0
STOG | 0 | 0 | 0 | 0 | 0 | 0
STWD | 0 | 0 | 0 | 0 | 0 | 0
WT | 0 | 0 | 0 | 0 | 0 | 0
IGCC | 0 | 0 | 0 | 0 | 0 | 0
DemandResponse | 0 | 0 | 0 | 0 | 0 | 0
IGCC-CCS | 0 | 0 | 0 | 0 | 0 | 0
WT_off | 0 | 0 | 0 | 0 | 0 | 0
PseudoUnit | 0 | 0 | 0 | 0 | 0 | 0
FixedInterchange | 0 | 0 | 0 | 0 | 0 | 0
NOx Emissions (MMshortTons): IESO
ReportingType | 2015 | 2020 | 2025 | 2030 | 2035 | 2040
BM | 0 | 0 | 0 | 0 | 0 | 0
CC | 0 | 0 | 0 | 0 | 0 | 0
CSP | 0 | 0 | 0 | 0 | 0 | 0
CT | 0 | 0 | 0 | 0 | 0 | 0
Coal | 0 | 0 | 0 | 0 | 0 | 0
Geo | 0 | 0 | 0 | 0 | 0 | 0
H | 0 | 0 | 0 | 0 | 0 | 0
LFG | 0 | 0 | 0 | 0 | 0 | 0
Nuc | 0 | 0 | 0 | 0 | 0 | 0
PS | 0 | 0 | 0 | 0 | 0 | 0
PV | 0 | 0 | 0 | 0 | 0 | 0
PeakG | 0 | 0 | 0 | 0 | 0 | 0
PeakO | 0 | 0 | 0 | 0 | 0 | 0
ST | 0 | 0 | 0 | 0 | 0 | 0
STOG | 0 | 0 | 0 | 0 | 0 | 0
STWD | 0 | 0 | 0 | 0 | 0 | 0
WT | 0 | 0 | 0 | 0 | 0 | 0
IGCC | 0 | 0 | 0 | 0 | 0 | 0
DemandResponse | 0 | 0 | 0 | 0 | 0 | 0
IGCC-CCS | 0 | 0 | 0 | 0 | 0 | 0
WT_off | 0 | 0 | 0 | 0 | 0 | 0
PseudoUnit | 0 | 0 | 0 | 0 | 0 | 0
FixedInterchange | 0 | 0 | 0 | 0 | 0 | 0
NOx Emissions (MMshortTons): MAPP_CA
ReportingType | 2015 | 2020 | 2025 | 2030 | 2035 | 2040
BM | 0 | 0 | 0 | 0 | 0 | 0
CC | 0 | 0 | 0 | 0 | 0 | 0
CSP | 0 | 0 | 0 | 0 | 0 | 0
CT | 0 | 0 | 0 | 0 | 0 | 0
Coal | 0 | 0 | 0 | 0 | 0 | 0
Geo | 0 | 0 | 0 | 0 | 0 | 0
H | 0 | 0 | 0 | 0 | 0 | 0
LFG | 0 | 0 | 0 | 0 | 0 | 0
Nuc | 0 | 0 | 0 | 0 | 0 | 0
PS | 0 | 0 | 0 | 0 | 0 | 0
PV | 0 | 0 | 0 | 0 | 0 | 0
PeakG | 0 | 0 | 0 | 0 | 0 | 0
PeakO | 0 | 0 | 0 | 0 | 0 | 0
ST | 0 | 0 | 0 | 0 | 0 | 0
STOG | 0 | 0 | 0 | 0 | 0 | 0
STWD | 0 | 0 | 0 | 0 | 0 | 0
WT | 0 | 0 | 0 | 0 | 0 | 0
IGCC | 0 | 0 | 0 | 0 | 0 | 0
DemandResponse | 0 | 0 | 0 | 0 | 0 | 0
IGCC-CCS | 0 | 0 | 0 | 0 | 0 | 0
WT_off | 0 | 0 | 0 | 0 | 0 | 0
PseudoUnit | 0 | 0 | 0 | 0 | 0 | 0
FixedInterchange | 0 | 0 | 0 | 0 | 0 | 0
NOx Emissions (MMshortTons): AZ_NM_SNV_Coal
ReportingType | 2015 | 2020 | 2025 | 2030 | 2035 | 2040
BM | 0 | 0 | 0 | 0 | 0 | 0
CC | 0 | 0 | 0 | 0 | 0 | 0
CSP | 0 | 0 | 0 | 0 | 0 | 0
CT | 0 | 0 | 0 | 0 | 0 | 0
Coal | 0.11 | 0.07 | 0 | 0 | 0 | 0
Geo | 0 | 0 | 0 | 0 | 0 | 0
H | 0 | 0 | 0 | 0 | 0 | 0
LFG | 0 | 0 | 0 | 0 | 0 | 0
Nuc | 0 | 0 | 0 | 0 | 0 | 0
PS | 0 | 0 | 0 | 0 | 0 | 0
PV | 0 | 0 | 0 | 0 | 0 | 0
PeakG | 0 | 0 | 0 | 0 | 0 | 0
PeakO | 0 | 0 | 0 | 0 | 0 | 0
ST | 0 | 0 | 0 | 0 | 0 | 0
STOG | 0 | 0 | 0 | 0 | 0 | 0
STWD | 0 | 0 | 0 | 0 | 0 | 0
WT | 0 | 0 | 0 | 0 | 0 | 0
IGCC | 0 | 0 | 0 | 0 | 0 | 0
DemandResponse | 0 | 0 | 0 | 0 | 0 | 0
IGCC-CCS | 0 | 0 | 0 | 0 | 0 | 0
WT_off | 0 | 0 | 0 | 0 | 0 | 0
PseudoUnit | 0 | 0 | 0 | 0 | 0 | 0
FixedInterchange | 0 | 0 | 0 | 0 | 0 | 0
NOx Emissions (MMshortTons): AZ_NM_SNV_Gas
ReportingType | 2015 | 2020 | 2025 | 2030 | 2035 | 2040
BM | 0 | 0 | 0 | 0 | 0 | 0
CC | 0 | 0 | 0.01 | 0 | 0 | 0
CSP | 0 | 0 | 0 | 0 | 0 | 0
CT | 0 | 0 | 0 | 0 | 0 | 0
Coal | 0 | 0 | 0 | 0 | 0 | 0
Geo | 0 | 0 | 0 | 0 | 0 | 0
H | 0 | 0 | 0 | 0 | 0 | 0
LFG | 0 | 0 | 0 | 0 | 0 | 0
Nuc | 0 | 0 | 0 | 0 | 0 | 0
PS | 0 | 0 | 0 | 0 | 0 | 0
PV | 0 | 0 | 0 | 0 | 0 | 0
PeakG | 0 | 0 | 0 | 0 | 0 | 0
PeakO | 0 | 0 | 0 | 0 | 0 | 0
ST | 0 | 0 | 0 | 0 | 0 | 0
STOG | 0 | 0 | 0 | 0 | 0 | 0
STWD | 0 | 0 | 0 | 0 | 0 | 0
WT | 0 | 0 | 0 | 0 | 0 | 0
IGCC | 0 | 0 | 0 | 0 | 0 | 0
DemandResponse | 0 | 0 | 0 | 0 | 0 | 0
IGCC-CCS | 0 | 0 | 0 | 0 | 0 | 0
WT_off | 0 | 0 | 0 | 0 | 0 | 0
PseudoUnit | 0 | 0 | 0 | 0 | 0 | 0
FixedInterchange | 0 | 0 | 0 | 0 | 0 | 0
NOx Emissions (MMshortTons): AZ_NM_SNV_NucRenew
ReportingType | 2015 | 2020 | 2025 | 2030 | 2035 | 2040
BM | 0 | 0 | 0 | 0 | 0 | 0
CC | 0 | 0 | 0 | 0 | 0 | 0
CSP | 0 | 0 | 0 | 0 | 0 | 0
CT | 0 | 0 | 0 | 0 | 0 | 0
Coal | 0 | 0 | 0 | 0 | 0 | 0
Geo | 0 | 0 | 0 | 0 | 0 | 0
H | 0 | 0 | 0 | 0 | 0 | 0
LFG | 0 | 0 | 0 | 0 | 0 | 0
Nuc | 0 | 0 | 0 | 0 | 0 | 0
PS | 0 | 0 | 0 | 0 | 0 | 0
PV | 0 | 0 | 0 | 0 | 0 | 0
PeakG | 0 | 0 | 0 | 0 | 0 | 0
PeakO | 0 | 0 | 0 | 0 | 0 | 0
ST | 0 | 0 | 0 | 0 | 0 | 0
STOG | 0 | 0 | 0 | 0 | 0 | 0
STWD | 0 | 0 | 0 | 0 | 0 | 0
WT | 0 | 0 | 0 | 0 | 0 | 0
IGCC | 0 | 0 | 0 | 0 | 0 | 0
DemandResponse | 0 | 0 | 0 | 0 | 0 | 0
IGCC-CCS | 0 | 0 | 0 | 0 | 0 | 0
WT_off | 0 | 0 | 0 | 0 | 0 | 0
PseudoUnit | 0 | 0 | 0 | 0 | 0 | 0
FixedInterchange | 0 | 0 | 0 | 0 | 0 | 0
NOx Emissions (MMshortTons): ERCOT
ReportingType | 2015 | 2020 | 2025 | 2030 | 2035 | 2040
BM | 0 | 0 | 0 | 0 | 0 | 0
CC | 0.01 | 0.01 | 0.01 | 0.01 | 0.01 | 0.01
CSP | 0 | 0 | 0 | 0 | 0 | 0
CT | 0 | 0 | 0 | 0 | 0 | 0
Coal | 0.01 | 0.01 | 0 | 0 | 0 | 0
Geo | 0 | 0 | 0 | 0 | 0 | 0
H | 0 | 0 | 0 | 0 | 0 | 0
LFG | 0 | 0 | 0 | 0 | 0 | 0
Nuc | 0 | 0 | 0 | 0 | 0 | 0
PS | 0 | 0 | 0 | 0 | 0 | 0
PV | 0 | 0 | 0 | 0 | 0 | 0
PeakG | 0 | 0 | 0 | 0 | 0 | 0
PeakO | 0 | 0 | 0 | 0 | 0 | 0
ST | 0 | 0 | 0 | 0 | 0 | 0
STOG | 0 | 0 | 0 | 0 | 0 | 0
STWD | 0 | 0 | 0 | 0 | 0 | 0
WT | 0 | 0 | 0 | 0 | 0 | 0
IGCC | 0 | 0 | 0 | 0 | 0 | 0
DemandResponse | 0 | 0 | 0 | 0 | 0 | 0
IGCC-CCS | 0 | 0 | 0 | 0 | 0 | 0
WT_off | 0 | 0 | 0 | 0 | 0 | 0
PseudoUnit | 0 | 0 | 0 | 0 | 0 | 0
FixedInterchange | 0 | 0 | 0 | 0 | 0 | 0
NOx Emissions (MMshortTons): NP15
ReportingType | 2015 | 2020 | 2025 | 2030 | 2035 | 2040
BM | 0 | 0 | 0 | 0 | 0 | 0
CC | 0 | 0 | 0 | 0 | 0 | 0
CSP | 0 | 0 | 0 | 0 | 0 | 0
CT | 0 | 0 | 0 | 0 | 0 | 0
Coal | 0 | 0 | 0 | 0 | 0 | 0
Geo | 0 | 0 | 0 | 0 | 0 | 0
H | 0 | 0 | 0 | 0 | 0 | 0
LFG | 0 | 0 | 0 | 0 | 0 | 0
Nuc | 0 | 0 | 0 | 0 | 0 | 0
PS | 0 | 0 | 0 | 0 | 0 | 0
PV | 0 | 0 | 0 | 0 | 0 | 0
PeakG | 0 | 0 | 0 | 0 | 0 | 0
PeakO | 0 | 0 | 0 | 0 | 0 | 0
ST | 0 | 0 | 0 | 0 | 0 | 0
STOG | 0 | 0 | 0 | 0 | 0 | 0
STWD | 0 | 0 | 0 | 0 | 0 | 0
WT | 0 | 0 | 0 | 0 | 0 | 0
IGCC | 0 | 0 | 0 | 0 | 0 | 0
DemandResponse | 0 | 0 | 0 | 0 | 0 | 0
IGCC-CCS | 0 | 0 | 0 | 0 | 0 | 0
WT_off | 0 | 0 | 0 | 0 | 0 | 0
PseudoUnit | 0 | 0 | 0 | 0 | 0 | 0
FixedInterchange | 0 | 0 | 0 | 0 | 0 | 0
NOx Emissions (MMshortTons): NWPP_Coal
ReportingType | 2015 | 2020 | 2025 | 2030 | 2035 | 2040
BM | 0 | 0 | 0 | 0 | 0 | 0
CC | 0 | 0 | 0 | 0 | 0 | 0
CSP | 0 | 0 | 0 | 0 | 0 | 0
CT | 0 | 0 | 0 | 0 | 0 | 0
Coal | 0.08 | 0.05 | 0 | 0 | 0 | 0
Geo | 0 | 0 | 0 | 0 | 0 | 0
H | 0 | 0 | 0 | 0 | 0 | 0
LFG | 0 | 0 | 0 | 0 | 0 | 0
Nuc | 0 | 0 | 0 | 0 | 0 | 0
PS | 0 | 0 | 0 | 0 | 0 | 0
PV | 0 | 0 | 0 | 0 | 0 | 0
PeakG | 0 | 0 | 0 | 0 | 0 | 0
PeakO | 0 | 0 | 0 | 0 | 0 | 0
ST | 0 | 0 | 0 | 0 | 0 | 0
STOG | 0 | 0 | 0 | 0 | 0 | 0
STWD | 0 | 0 | 0 | 0 | 0 | 0
WT | 0 | 0 | 0 | 0 | 0 | 0
IGCC | 0 | 0 | 0 | 0 | 0 | 0
DemandResponse | 0 | 0 | 0 | 0 | 0 | 0
IGCC-CCS | 0 | 0 | 0 | 0 | 0 | 0
WT_off | 0 | 0 | 0 | 0 | 0 | 0
PseudoUnit | 0 | 0 | 0 | 0 | 0 | 0
FixedInterchange | 0 | 0 | 0 | 0 | 0 | 0
NOx Emissions (MMshortTons): NWPP_Gas
ReportingType | 2015 | 2020 | 2025 | 2030 | 2035 | 2040
BM | 0 | 0 | 0 | 0 | 0 | 0
CC | 0 | 0 | 0 | 0 | 0 | 0
CSP | 0 | 0 | 0 | 0 | 0 | 0
CT | 0 | 0 | 0 | 0 | 0 | 0
Coal | 0 | 0 | 0 | 0 | 0 | 0
Geo | 0 | 0 | 0 | 0 | 0 | 0
H | 0 | 0 | 0 | 0 | 0 | 0
LFG | 0 | 0 | 0 | 0 | 0 | 0
Nuc | 0 | 0 | 0 | 0 | 0 | 0
PS | 0 | 0 | 0 | 0 | 0 | 0
PV | 0 | 0 | 0 | 0 | 0 | 0
PeakG | 0 | 0 | 0 | 0 | 0 | 0
PeakO | 0 | 0 | 0 | 0 | 0 | 0
ST | 0 | 0 | 0 | 0 | 0 | 0
STOG | 0 | 0 | 0 | 0 | 0 | 0
STWD | 0 | 0 | 0 | 0 | 0 | 0
WT | 0 | 0 | 0 | 0 | 0 | 0
IGCC | 0 | 0 | 0 | 0 | 0 | 0
DemandResponse | 0 | 0 | 0 | 0 | 0 | 0
IGCC-CCS | 0 | 0 | 0 | 0 | 0 | 0
WT_off | 0 | 0 | 0 | 0 | 0 | 0
PseudoUnit | 0 | 0 | 0 | 0 | 0 | 0
FixedInterchange | 0 | 0 | 0 | 0 | 0 | 0
NOx Emissions (MMshortTons): NWPP_NucRenew
ReportingType | 2015 | 2020 | 2025 | 2030 | 2035 | 2040
BM | 0 | 0 | 0 | 0 | 0 | 0
CC | 0 | 0 | 0 | 0 | 0 | 0
CSP | 0 | 0 | 0 | 0 | 0 | 0
CT | 0 | 0 | 0 | 0 | 0 | 0
Coal | 0 | 0 | 0 | 0 | 0 | 0
Geo | 0 | 0 | 0 | 0 | 0 | 0
H | 0 | 0 | 0 | 0 | 0 | 0
LFG | 0 | 0 | 0 | 0 | 0 | 0
Nuc | 0 | 0 | 0 | 0 | 0 | 0
PS | 0 | 0 | 0 | 0 | 0 | 0
PV | 0 | 0 | 0 | 0 | 0 | 0
PeakG | 0 | 0 | 0 | 0 | 0 | 0
PeakO | 0 | 0 | 0 | 0 | 0 | 0
ST | 0 | 0 | 0 | 0 | 0 | 0
STOG | 0 | 0 | 0 | 0 | 0 | 0
STWD | 0 | 0 | 0 | 0 | 0 | 0
WT | 0 | 0 | 0 | 0 | 0 | 0
IGCC | 0 | 0 | 0 | 0 | 0 | 0
DemandResponse | 0 | 0 | 0 | 0 | 0 | 0
IGCC-CCS | 0 | 0 | 0 | 0 | 0 | 0
WT_off | 0 | 0 | 0 | 0 | 0 | 0
PseudoUnit | 0 | 0 | 0 | 0 | 0 | 0
FixedInterchange | 0 | 0 | 0 | 0 | 0 | 0
NOx Emissions (MMshortTons): RMPA
ReportingType | 2015 | 2020 | 2025 | 2030 | 2035 | 2040
BM | 0 | 0 | 0 | 0 | 0 | 0
CC | 0 | 0 | 0 | 0 | 0 | 0
CSP | 0 | 0 | 0 | 0 | 0 | 0
CT | 0 | 0 | 0 | 0 | 0 | 0
Coal | 0.06 | 0.03 | 0 | 0 | 0 | 0
Geo | 0 | 0 | 0 | 0 | 0 | 0
H | 0 | 0 | 0 | 0 | 0 | 0
LFG | 0 | 0 | 0 | 0 | 0 | 0
Nuc | 0 | 0 | 0 | 0 | 0 | 0
PS | 0 | 0 | 0 | 0 | 0 | 0
PV | 0 | 0 | 0 | 0 | 0 | 0
PeakG | 0 | 0 | 0 | 0 | 0 | 0
PeakO | 0 | 0 | 0 | 0 | 0 | 0
ST | 0 | 0 | 0 | 0 | 0 | 0
STOG | 0 | 0 | 0 | 0 | 0 | 0
STWD | 0 | 0 | 0 | 0 | 0 | 0
WT | 0 | 0 | 0 | 0 | 0 | 0
IGCC | 0 | 0 | 0 | 0 | 0 | 0
DemandResponse | 0 | 0 | 0 | 0 | 0 | 0
IGCC-CCS | 0 | 0 | 0 | 0 | 0 | 0
WT_off | 0 | 0 | 0 | 0 | 0 | 0
PseudoUnit | 0 | 0 | 0 | 0 | 0 | 0
FixedInterchange | 0 | 0 | 0 | 0 | 0 | 0
NOx Emissions (MMshortTons): SP15
ReportingType | 2015 | 2020 | 2025 | 2030 | 2035 | 2040
BM | 0 | 0 | 0 | 0 | 0 | 0
CC | 0.01 | 0.01 | 0.01 | 0 | 0 | 0
CSP | 0 | 0 | 0 | 0 | 0 | 0
CT | 0 | 0 | 0 | 0 | 0 | 0
Coal | 0 | 0 | 0 | 0 | 0 | 0
Geo | 0 | 0 | 0 | 0 | 0 | 0
H | 0 | 0 | 0 | 0 | 0 | 0
LFG | 0 | 0 | 0 | 0 | 0 | 0
Nuc | 0 | 0 | 0 | 0 | 0 | 0
PS | 0 | 0 | 0 | 0 | 0 | 0
PV | 0 | 0 | 0 | 0 | 0 | 0
PeakG | 0 | 0 | 0 | 0 | 0 | 0
PeakO | 0 | 0 | 0 | 0 | 0 | 0
ST | 0 | 0 | 0 | 0 | 0 | 0
STOG | 0 | 0 | 0 | 0 | 0 | 0
STWD | 0 | 0 | 0 | 0 | 0 | 0
WT | 0 | 0 | 0 | 0 | 0 | 0
IGCC | 0 | 0 | 0 | 0 | 0 | 0
DemandResponse | 0 | 0 | 0 | 0 | 0 | 0
IGCC-CCS | 0 | 0 | 0 | 0 | 0 | 0
WT_off | 0 | 0 | 0 | 0 | 0 | 0
PseudoUnit | 0 | 0 | 0 | 0 | 0 | 0
FixedInterchange | 0 | 0 | 0 | 0 | 0 | 0
NOx Emissions (MMshortTons): ALB
ReportingType | 2015 | 2020 | 2025 | 2030 | 2035 | 2040
BM | 0 | 0 | 0 | 0 | 0 | 0
CC | 0 | 0 | 0 | 0 | 0 | 0
CSP | 0 | 0 | 0 | 0 | 0 | 0
CT | 0 | 0 | 0 | 0 | 0 | 0
Coal | 0.01 | 0.01 | 0.01 | 0 | 0 | 0
Geo | 0 | 0 | 0 | 0 | 0 | 0
H | 0 | 0 | 0 | 0 | 0 | 0
LFG | 0 | 0 | 0 | 0 | 0 | 0
Nuc | 0 | 0 | 0 | 0 | 0 | 0
PS | 0 | 0 | 0 | 0 | 0 | 0
PV | 0 | 0 | 0 | 0 | 0 | 0
PeakG | 0 | 0 | 0 | 0 | 0 | 0
PeakO | 0 | 0 | 0 | 0 | 0 | 0
ST | 0 | 0 | 0 | 0 | 0 | 0
STOG | 0 | 0 | 0 | 0 | 0 | 0
STWD | 0 | 0 | 0 | 0 | 0 | 0
WT | 0 | 0 | 0 | 0 | 0 | 0
IGCC | 0 | 0 | 0 | 0 | 0 | 0
DemandResponse | 0 | 0 | 0 | 0 | 0 | 0
IGCC-CCS | 0 | 0 | 0 | 0 | 0 | 0
WT_off | 0 | 0 | 0 | 0 | 0 | 0
PseudoUnit | 0 | 0 | 0 | 0 | 0 | 0
FixedInterchange | 0 | 0 | 0 | 0 | 0 | 0
NOx Emissions (MMshortTons): BC
ReportingType | 2015 | 2020 | 2025 | 2030 | 2035 | 2040
BM | 0 | 0 | 0 | 0 | 0 | 0
CC | 0 | 0 | 0 | 0 | 0 | 0
CSP | 0 | 0 | 0 | 0 | 0 | 0
CT | 0 | 0 | 0 | 0 | 0 | 0
Coal | 0 | 0 | 0 | 0 | 0 | 0
Geo | 0 | 0 | 0 | 0 | 0 | 0
H | 0 | 0 | 0 | 0 | 0 | 0
LFG | 0 | 0 | 0 | 0 | 0 | 0
Nuc | 0 | 0 | 0 | 0 | 0 | 0
PS | 0 | 0 | 0 | 0 | 0 | 0
PV | 0 | 0 | 0 | 0 | 0 | 0
PeakG | 0 | 0 | 0 | 0 | 0 | 0
PeakO | 0 | 0 | 0 | 0 | 0 | 0
ST | 0 | 0 | 0 | 0 | 0 | 0
STOG | 0 | 0 | 0 | 0 | 0 | 0
STWD | 0 | 0 | 0 | 0 | 0 | 0
WT | 0 | 0 | 0 | 0 | 0 | 0
IGCC | 0 | 0 | 0 | 0 | 0 | 0
DemandResponse | 0 | 0 | 0 | 0 | 0 | 0
IGCC-CCS | 0 | 0 | 0 | 0 | 0 | 0
WT_off | 0 | 0 | 0 | 0 | 0 | 0
PseudoUnit | 0 | 0 | 0 | 0 | 0 | 0
FixedInterchange | 0 | 0 | 0 | 0 | 0 | 0
NOx Emissions (MMshortTons): HQ_IESO
ReportingType | 2015 | 2020 | 2025 | 2030 | 2035 | 2040
BM | 0 | 0 | 0 | 0 | 0 | 0
CC | 0 | 0 | 0 | 0 | 0 | 0
CSP | 0 | 0 | 0 | 0 | 0 | 0
CT | 0 | 0 | 0 | 0 | 0 | 0
Coal | 0 | 0 | 0 | 0 | 0 | 0
Geo | 0 | 0 | 0 | 0 | 0 | 0
H | 0 | 0 | 0 | 0 | 0 | 0
LFG | 0 | 0 | 0 | 0 | 0 | 0
Nuc | 0 | 0 | 0 | 0 | 0 | 0
PS | 0 | 0 | 0 | 0 | 0 | 0
PV | 0 | 0 | 0 | 0 | 0 | 0
PeakG | 0 | 0 | 0 | 0 | 0 | 0
PeakO | 0 | 0 | 0 | 0 | 0 | 0
ST | 0 | 0 | 0 | 0 | 0 | 0
STOG | 0 | 0 | 0 | 0 | 0 | 0
STWD | 0 | 0 | 0 | 0 | 0 | 0
WT | 0 | 0 | 0 | 0 | 0 | 0
IGCC | 0 | 0 | 0 | 0 | 0 | 0
DemandResponse | 0 | 0 | 0 | 0 | 0 | 0
IGCC-CCS | 0 | 0 | 0 | 0 | 0 | 0
WT_off | 0 | 0 | 0 | 0 | 0 | 0
PseudoUnit | 0 | 0 | 0 | 0 | 0 | 0
FixedInterchange | 0 | 0 | 0 | 0 | 0 | 0
NOx Emissions (MMshortTons): HQ_NEISO
ReportingType | 2015 | 2020 | 2025 | 2030 | 2035 | 2040
BM | 0 | 0 | 0 | 0 | 0 | 0
CC | 0 | 0 | 0 | 0 | 0 | 0
CSP | 0 | 0 | 0 | 0 | 0 | 0
CT | 0 | 0 | 0 | 0 | 0 | 0
Coal | 0 | 0 | 0 | 0 | 0 | 0
Geo | 0 | 0 | 0 | 0 | 0 | 0
H | 0 | 0 | 0 | 0 | 0 | 0
LFG | 0 | 0 | 0 | 0 | 0 | 0
Nuc | 0 | 0 | 0 | 0 | 0 | 0
PS | 0 | 0 | 0 | 0 | 0 | 0
PV | 0 | 0 | 0 | 0 | 0 | 0
PeakG | 0 | 0 | 0 | 0 | 0 | 0
PeakO | 0 | 0 | 0 | 0 | 0 | 0
ST | 0 | 0 | 0 | 0 | 0 | 0
STOG | 0 | 0 | 0 | 0 | 0 | 0
STWD | 0 | 0 | 0 | 0 | 0 | 0
WT | 0 | 0 | 0 | 0 | 0 | 0
IGCC | 0 | 0 | 0 | 0 | 0 | 0
DemandResponse | 0 | 0 | 0 | 0 | 0 | 0
IGCC-CCS | 0 | 0 | 0 | 0 | 0 | 0
WT_off | 0 | 0 | 0 | 0 | 0 | 0
PseudoUnit | 0 | 0 | 0 | 0 | 0 | 0
FixedInterchange | 0 | 0 | 0 | 0 | 0 | 0
NOx Emissions (MMshortTons): HQ_NY
ReportingType | 2015 | 2020 | 2025 | 2030 | 2035 | 2040
BM | 0 | 0 | 0 | 0 | 0 | 0
CC | 0 | 0 | 0 | 0 | 0 | 0
CSP | 0 | 0 | 0 | 0 | 0 | 0
CT | 0 | 0 | 0 | 0 | 0 | 0
Coal | 0 | 0 | 0 | 0 | 0 | 0
Geo | 0 | 0 | 0 | 0 | 0 | 0
H | 0 | 0 | 0 | 0 | 0 | 0
LFG | 0 | 0 | 0 | 0 | 0 | 0
Nuc | 0 | 0 | 0 | 0 | 0 | 0
PS | 0 | 0 | 0 | 0 | 0 | 0
PV | 0 | 0 | 0 | 0 | 0 | 0
PeakG | 0 | 0 | 0 | 0 | 0 | 0
PeakO | 0 | 0 | 0 | 0 | 0 | 0
ST | 0 | 0 | 0 | 0 | 0 | 0
STOG | 0 | 0 | 0 | 0 | 0 | 0
STWD | 0 | 0 | 0 | 0 | 0 | 0
WT | 0 | 0 | 0 | 0 | 0 | 0
IGCC | 0 | 0 | 0 | 0 | 0 | 0
DemandResponse | 0 | 0 | 0 | 0 | 0 | 0
IGCC-CCS | 0 | 0 | 0 | 0 | 0 | 0
WT_off | 0 | 0 | 0 | 0 | 0 | 0
PseudoUnit | 0 | 0 | 0 | 0 | 0 | 0
FixedInterchange | 0 | 0 | 0 | 0 | 0 | 0
NOx Emissions (MMshortTons): MARITIMES
ReportingType | 2015 | 2020 | 2025 | 2030 | 2035 | 2040
BM | 0 | 0 | 0 | 0 | 0 | 0
CC | 0 | 0 | 0 | 0 | 0 | 0
CSP | 0 | 0 | 0 | 0 | 0 | 0
CT | 0 | 0 | 0 | 0 | 0 | 0
Coal | 0 | 0 | 0 | 0 | 0 | 0
Geo | 0 | 0 | 0 | 0 | 0 | 0
H | 0 | 0 | 0 | 0 | 0 | 0
LFG | 0 | 0 | 0 | 0 | 0 | 0
Nuc | 0 | 0 | 0 | 0 | 0 | 0
PS | 0 | 0 | 0 | 0 | 0 | 0
PV | 0 | 0 | 0 | 0 | 0 | 0
PeakG | 0 | 0 | 0 | 0 | 0 | 0
PeakO | 0 | 0 | 0 | 0 | 0 | 0
ST | 0 | 0 | 0 | 0 | 0 | 0
STOG | 0 | 0 | 0 | 0 | 0 | 0
STWD | 0 | 0 | 0 | 0 | 0 | 0
WT | 0 | 0 | 0 | 0 | 0 | 0
IGCC | 0 | 0 | 0 | 0 | 0 | 0
DemandResponse | 0 | 0 | 0 | 0 | 0 | 0
IGCC-CCS | 0 | 0 | 0 | 0 | 0 | 0
WT_off | 0 | 0 | 0 | 0 | 0 | 0
PseudoUnit | 0 | 0 | 0 | 0 | 0 | 0
FixedInterchange | 0 | 0 | 0 | 0 | 0 | 0
NOx Emissions (MMshortTons): All
ReportingType | 2015 | 2020 | 2025 | 2030 | 2035 | 2040
BM | 0 | 0 | 0 | 0 | 0 | 0
CC | 0.11 | 0.12 | 0.11 | 0.07 | 0.07 | 0.06
CSP | 0 | 0 | 0 | 0 | 0 | 0
CT | 0 | 0 | 0 | 0 | 0 | 0
Coal | 1.02 | 0.27 | 0.01 | 0 | 0 | 0
Geo | 0 | 0 | 0 | 0 | 0 | 0
H | 0 | 0 | 0 | 0 | 0 | 0
LFG | 0 | 0 | 0 | 0 | 0 | 0
Nuc | 0 | 0 | 0 | 0 | 0 | 0
PS | 0 | 0 | 0 | 0 | 0 | 0
PV | 0 | 0 | 0 | 0 | 0 | 0
PeakG | 0 | 0.01 | 0.01 | 0 | 0 | 0
PeakO | 0 | 0 | 0 | 0 | 0 | 0
ST | 0 | 0 | 0 | 0 | 0 | 0
STOG | 0.01 | 0.01 | 0 | 0 | 0 | 0
STWD | 0 | 0 | 0 | 0 | 0 | 0
WT | 0 | 0 | 0 | 0 | 0 | 0
IGCC | 0 | 0 | 0 | 0 | 0 | 0
DemandResponse | 0 | 0 | 0 | 0 | 0 | 0
IGCC-CCS | 0 | 0 | 0 | 0 | 0 | 0
WT_off | 0 | 0 | 0 | 0 | 0 | 0
PseudoUnit | 0 | 0 | 0 | 0 | 0 | 0
FixedInterchange | 0 | 0 | 0 | 0 | 0 | 0
NOx Emissions (MMshortTons): EI_US
ReportingType | 2015 | 2020 | 2025 | 2030 | 2035 | 2040
BM | 0 | 0 | 0 | 0 | 0 | 0
CC | 0.07 | 0.08 | 0.07 | 0.05 | 0.05 | 0.05
CSP | 0 | 0 | 0 | 0 | 0 | 0
CT | 0 | 0 | 0 | 0 | 0 | 0
Coal | 0.75 | 0.11 | 0.01 | 0 | 0 | 0
Geo | 0 | 0 | 0 | 0 | 0 | 0
H | 0 | 0 | 0 | 0 | 0 | 0
LFG | 0 | 0 | 0 | 0 | 0 | 0
Nuc | 0 | 0 | 0 | 0 | 0 | 0
PS | 0 | 0 | 0 | 0 | 0 | 0
PV | 0 | 0 | 0 | 0 | 0 | 0
PeakG | 0 | 0.01 | 0.01 | 0 | 0 | 0
PeakO | 0 | 0 | 0 | 0 | 0 | 0
ST | 0 | 0 | 0 | 0 | 0 | 0
STOG | 0 | 0 | 0 | 0 | 0 | 0
STWD | 0 | 0 | 0 | 0 | 0 | 0
WT | 0 | 0 | 0 | 0 | 0 | 0
IGCC | 0 | 0 | 0 | 0 | 0 | 0
DemandResponse | 0 | 0 | 0 | 0 | 0 | 0
IGCC-CCS | 0 | 0 | 0 | 0 | 0 | 0
WT_off | 0 | 0 | 0 | 0 | 0 | 0
PseudoUnit | 0 | 0 | 0 | 0 | 0 | 0
FixedInterchange | 0 | 0 | 0 | 0 | 0 | 0
NOx Emissions (MMshortTons): EI_Canada
ReportingType | 2015 | 2020 | 2025 | 2030 | 2035 | 2040
BM | 0 | 0 | 0 | 0 | 0 | 0
CC | 0 | 0 | 0 | 0 | 0 | 0
CSP | 0 | 0 | 0 | 0 | 0 | 0
CT | 0 | 0 | 0 | 0 | 0 | 0
Coal | 0 | 0 | 0 | 0 | 0 | 0
Geo | 0 | 0 | 0 | 0 | 0 | 0
H | 0 | 0 | 0 | 0 | 0 | 0
LFG | 0 | 0 | 0 | 0 | 0 | 0
Nuc | 0 | 0 | 0 | 0 | 0 | 0
PS | 0 | 0 | 0 | 0 | 0 | 0
PV | 0 | 0 | 0 | 0 | 0 | 0
PeakG | 0 | 0 | 0 | 0 | 0 | 0
PeakO | 0 | 0 | 0 | 0 | 0 | 0
ST | 0 | 0 | 0 | 0 | 0 | 0
STOG | 0 | 0 | 0 | 0 | 0 | 0
STWD | 0 | 0 | 0 | 0 | 0 | 0
WT | 0 | 0 | 0 | 0 | 0 | 0
IGCC | 0 | 0 | 0 | 0 | 0 | 0
DemandResponse | 0 | 0 | 0 | 0 | 0 | 0
IGCC-CCS | 0 | 0 | 0 | 0 | 0 | 0
WT_off | 0 | 0 | 0 | 0 | 0 | 0
PseudoUnit | 0 | 0 | 0 | 0 | 0 | 0
FixedInterchange | 0 | 0 | 0 | 0 | 0 | 0
NOx Emissions (MMshortTons): EI
ReportingType | 2015 | 2020 | 2025 | 2030 | 2035 | 2040
BM | 0 | 0 | 0 | 0 | 0 | 0
CC | 0.07 | 0.08 | 0.07 | 0.05 | 0.05 | 0.05
CSP | 0 | 0 | 0 | 0 | 0 | 0
CT | 0 | 0 | 0 | 0 | 0 | 0
Coal | 0.76 | 0.11 | 0.01 | 0 | 0 | 0
Geo | 0 | 0 | 0 | 0 | 0 | 0
H | 0 | 0 | 0 | 0 | 0 | 0
LFG | 0 | 0 | 0 | 0 | 0 | 0
Nuc | 0 | 0 | 0 | 0 | 0 | 0
PS | 0 | 0 | 0 | 0 | 0 | 0
PV | 0 | 0 | 0 | 0 | 0 | 0
PeakG | 0 | 0.01 | 0.01 | 0 | 0 | 0
PeakO | 0 | 0 | 0 | 0 | 0 | 0
ST | 0 | 0 | 0 | 0 | 0 | 0
STOG | 0 | 0 | 0 | 0 | 0 | 0
STWD | 0 | 0 | 0 | 0 | 0 | 0
WT | 0 | 0 | 0 | 0 | 0 | 0
IGCC | 0 | 0 | 0 | 0 | 0 | 0
DemandResponse | 0 | 0 | 0 | 0 | 0 | 0
IGCC-CCS | 0 | 0 | 0 | 0 | 0 | 0
WT_off | 0 | 0 | 0 | 0 | 0 | 0
PseudoUnit | 0 | 0 | 0 | 0 | 0 | 0
FixedInterchange | 0 | 0 | 0 | 0 | 0 | 0
NOx Emissions (MMshortTons): Outside_EI
ReportingType | 2015 | 2020 | 2025 | 2030 | 2035 | 2040
BM | 0 | 0 | 0 | 0 | 0 | 0
CC | 0.03 | 0.03 | 0.03 | 0.02 | 0.02 | 0.01
CSP | 0 | 0 | 0 | 0 | 0 | 0
CT | 0 | 0 | 0 | 0 | 0 | 0
Coal | 0.26 | 0.16 | 0.01 | 0 | 0 | 0
Geo | 0 | 0 | 0 | 0 | 0 | 0
H | 0 | 0 | 0 | 0 | 0 | 0
LFG | 0 | 0 | 0 | 0 | 0 | 0
Nuc | 0 | 0 | 0 | 0 | 0 | 0
PS | 0 | 0 | 0 | 0 | 0 | 0
PV | 0 | 0 | 0 | 0 | 0 | 0
PeakG | 0 | 0 | 0 | 0 | 0 | 0
PeakO | 0 | 0 | 0 | 0 | 0 | 0
ST | 0 | 0 | 0 | 0 | 0 | 0
STOG | 0 | 0 | 0 | 0 | 0 | 0
STWD | 0 | 0 | 0 | 0 | 0 | 0
WT | 0 | 0 | 0 | 0 | 0 | 0
IGCC | 0 | 0 | 0 | 0 | 0 | 0
DemandResponse | 0 | 0 | 0 | 0 | 0 | 0
IGCC-CCS | 0 | 0 | 0 | 0 | 0 | 0
WT_off | 0 | 0 | 0 | 0 | 0 | 0
PseudoUnit | 0 | 0 | 0 | 0 | 0 | 0
FixedInterchange | 0 | 0 | 0 | 0 | 0 | 0
CO2 Emissions (MMshortTons): Entergy
ReportingType | 2015 | 2020 | 2025 | 2030 | 2035 | 2040
BM | 0 | 0 | 0 | 0 | 0 | 0
CC | 26.08 | 22.71 | 18.37 | 13.67 | 13.97 | 12.74
CSP | 0 | 0 | 0 | 0 | 0 | 0
CT | 0 | 0 | 0 | 0 | 0 | 0
Coal | 61.79 | 6.42 | 0.48 | 0.06 | 0.06 | 0.14
Geo | 0 | 0 | 0 | 0 | 0 | 0
H | 0 | 0 | 0 | 0 | 0 | 0
LFG | 0 | 0 | 0 | 0 | 0 | 0
Nuc | 0 | 0 | 0 | 0 | 0 | 0
PS | 0 | 0 | 0 | 0 | 0 | 0
PV | 0 | 0 | 0 | 0 | 0 | 0
PeakG | 0 | 0 | 0.15 | 0.05 | 0.05 | 0.05
PeakO | 0 | 0 | 0 | 0 | 0 | 0
ST | 0 | 0 | 0 | 0 | 0 | 0
STOG | 0.27 | 0.53 | 0 | 0 | 0 | 0
STWD | 0 | 0 | 0 | 0 | 0 | 0
WT | 0 | 0 | 0 | 0 | 0 | 0
IGCC | 0 | 0 | 0 | 0 | 0 | 0
DemandResponse | 0 | 0 | 0 | 0 | 0 | 0
IGCC-CCS | 0 | 0 | 0 | 0 | 0 | 0
WT_off | 0 | 0 | 0 | 0 | 0 | 0
PseudoUnit | 0 | 0 | 0 | 0 | 0 | 0
FixedInterchange | 0 | 0 | 0 | 0 | 0 | 0
CO2 Emissions (MMshortTons): FRCC
ReportingType | 2015 | 2020 | 2025 | 2030 | 2035 | 2040
BM | 0 | 0 | 0 | 0 | 0 | 0
CC | 71.78 | 78.41 | 76.1 | 28.25 | 25.85 | 18.6
CSP | 0 | 0 | 0 | 0 | 0 | 0
CT | 0.31 | 1.03 | 1.08 | 0.16 | 0 | 0
Coal | 18.5 | 4.21 | 0 | 0 | 0 | 0
Geo | 0 | 0 | 0 | 0 | 0 | 0
H | 0 | 0 | 0 | 0 | 0 | 0
LFG | 0 | 0 | 0 | 0 | 0 | 0
Nuc | 0 | 0 | 0 | 0 | 0 | 0
PS | 0 | 0 | 0 | 0 | 0 | 0
PV | 0 | 0 | 0 | 0 | 0 | 0
PeakG | 0.25 | 1.06 | 0.99 | 0 | 0 | 0
PeakO | 0 | 0 | 0 | 0 | 0 | 0
ST | 0 | 0 | 0 | 0 | 0 | 0
STOG | 0 | 0 | 0 | 0 | 0 | 0
STWD | 0 | 0 | 0 | 0 | 0 | 0
WT | 0 | 0 | 0 | 0 | 0 | 0
IGCC | 0 | 0 | 0 | 0 | 0 | 0
DemandResponse | 0 | 0 | 0 | 0 | 0 | 0
IGCC-CCS | 0 | 0 | 0 | 0 | 0 | 0
WT_off | 0 | 0 | 0 | 0 | 0 | 0
PseudoUnit | 0 | 0 | 0 | 0 | 0 | 0
FixedInterchange | 0 | 0 | 0 | 0 | 0 | 0
CO2 Emissions (MMshortTons): MAPP_US
ReportingType | 2015 | 2020 | 2025 | 2030 | 2035 | 2040
BM | 0 | 0 | 0 | 0 | 0 | 0
CC | 0.1 | 0.13 | 0.08 | 0.08 | 0.08 | 0.08
CSP | 0 | 0 | 0 | 0 | 0 | 0
CT | 0 | 0 | 0 | 0 | 0 | 0
Coal | 15.65 | 0.74 | 0 | 0 | 0 | 0
Geo | 0 | 0 | 0 | 0 | 0 | 0
H | 0 | 0 | 0 | 0 | 0 | 0
LFG | 0 | 0 | 0 | 0 | 0 | 0
Nuc | 0 | 0 | 0 | 0 | 0 | 0
PS | 0 | 0 | 0 | 0 | 0 | 0
PV | 0 | 0 | 0 | 0 | 0 | 0
PeakG | 0.04 | 0.06 | 0.07 | 0.11 | 0.11 | 0.06
PeakO | 0 | 0 | 0 | 0 | 0 | 0
ST | 0 | 0 | 0 | 0 | 0 | 0
STOG | 0 | 0 | 0 | 0 | 0 | 0
STWD | 0 | 0 | 0 | 0 | 0 | 0
WT | 0 | 0 | 0 | 0 | 0 | 0
IGCC | 0 | 0 | 0 | 0 | 0 | 0
DemandResponse | 0 | 0 | 0 | 0 | 0 | 0
IGCC-CCS | 0 | 0 | 0 | 0 | 0 | 0
WT_off | 0 | 0 | 0 | 0 | 0 | 0
PseudoUnit | 0 | 0 | 0 | 0 | 0 | 0
FixedInterchange | 0 | 0 | 0 | 0 | 0 | 0
CO2 Emissions (MMshortTons): MISO_IN
ReportingType | 2015 | 2020 | 2025 | 2030 | 2035 | 2040
BM | 0 | 0 | 0 | 0 | 0 | 0
CC | 7.42 | 24.42 | 24.71 | 18.12 | 17.8 | 19.97
CSP | 0 | 0 | 0 | 0 | 0 | 0
CT | 0 | 0 | 0 | 0 | 0 | 0
Coal | 60.12 | 36.15 | 0 | 0 | 0 | 0
Geo | 0 | 0 | 0 | 0 | 0 | 0
H | 0 | 0 | 0 | 0 | 0 | 0
LFG | 0 | 0 | 0 | 0 | 0 | 0
Nuc | 0 | 0 | 0 | 0 | 0 | 0
PS | 0 | 0 | 0 | 0 | 0 | 0
PV | 0 | 0 | 0 | 0 | 0 | 0
PeakG | 0 | 0.01 | 0.2 | 0.04 | 0.05 | 0.06
PeakO | 0 | 0 | 0 | 0 | 0 | 0
ST | 0 | 0 | 0 | 0 | 0 | 0
STOG | 0.02 | 0.04 | 0 | 0 | 0 | 0
STWD | 0 | 0 | 0 | 0 | 0 | 0
WT | 0 | 0 | 0 | 0 | 0 | 0
IGCC | 4.15 | 4.15 | 0.94 | 0.21 | 0.21 | 0.14
DemandResponse | 0 | 0 | 0 | 0 | 0 | 0
IGCC-CCS | 0 | 0 | 0 | 0 | 0 | 0
WT_off | 0 | 0 | 0 | 0 | 0 | 0
PseudoUnit | 0 | 0 | 0 | 0 | 0 | 0
FixedInterchange | 0 | 0 | 0 | 0 | 0 | 0
CO2 Emissions (MMshortTons): MISO_MI
ReportingType | 2015 | 2020 | 2025 | 2030 | 2035 | 2040
BM | 0 | 0 | 0 | 0 | 0 | 0
CC | 10.51 | 18.81 | 18.19 | 12.67 | 12.82 | 10.78
CSP | 0 | 0 | 0 | 0 | 0 | 0
CT | 0 | 0 | 0 | 0 | 0 | 0
Coal | 27.75 | 0 | 0 | 0 | 0 | 0
Geo | 0 | 0 | 0 | 0 | 0 | 0
H | 0 | 0 | 0 | 0 | 0 | 0
LFG | 0 | 0 | 0 | 0 | 0 | 0
Nuc | 0 | 0 | 0 | 0 | 0 | 0
PS | 0 | 0 | 0 | 0 | 0 | 0
PV | 0 | 0 | 0 | 0 | 0 | 0
PeakG | 0.02 | 0.07 | 0.12 | 0.01 | 0.06 | 0.05
PeakO | 0 | 0 | 0 | 0 | 0 | 0
ST | 0 | 0 | 0 | 0 | 0 | 0
STOG | 0.2 | 0.17 | 0 | 0 | 0 | 0
STWD | 0 | 0 | 0 | 0 | 0 | 0
WT | 0 | 0 | 0 | 0 | 0 | 0
IGCC | 0 | 0 | 0 | 0 | 0 | 0
DemandResponse | 0 | 0 | 0 | 0 | 0 | 0
IGCC-CCS | 0 | 0 | 0 | 0 | 0 | 0
WT_off | 0 | 0 | 0 | 0 | 0 | 0
PseudoUnit | 0 | 0 | 0 | 0 | 0 | 0
FixedInterchange | 0 | 0 | 0 | 0 | 0 | 0
CO2 Emissions (MMshortTons): MISO_MO-IL
ReportingType | 2015 | 2020 | 2025 | 2030 | 2035 | 2040
BM | 0 | 0 | 0 | 0 | 0 | 0
CC | 5.43 | 13.72 | 10.08 | 6.65 | 7.31 | 6.18
CSP | 0 | 0 | 0 | 0 | 0 | 0
CT | 0 | 0 | 0 | 0 | 0 | 0
Coal | 75.57 | 20.88 | 2.08 | 0.41 | 0.46 | 0.34
Geo | 0 | 0 | 0 | 0 | 0 | 0
H | 0 | 0 | 0 | 0 | 0 | 0
LFG | 0 | 0 | 0 | 0 | 0 | 0
Nuc | 0 | 0 | 0 | 0 | 0 | 0
PS | 0 | 0 | 0 | 0 | 0 | 0
PV | 0 | 0 | 0 | 0 | 0 | 0
PeakG | 0.07 | 0.29 | 0.6 | 0.29 | 0.29 | 0.29
PeakO | 0 | 0 | 0 | 0 | 0 | 0
ST | 0 | 0 | 0 | 0 | 0 | 0
STOG | 0 | 0.02 | 0 | 0 | 0 | 0
STWD | 0 | 0 | 0 | 0 | 0 | 0
WT | 0 | 0 | 0 | 0 | 0 | 0
IGCC | 0 | 0 | 0 | 0 | 0 | 0
DemandResponse | 0 | 0 | 0 | 0 | 0 | 0
IGCC-CCS | 0 | 0 | 0 | 0 | 0 | 0
WT_off | 0 | 0 | 0 | 0 | 0 | 0
PseudoUnit | 0 | 0 | 0 | 0 | 0 | 0
FixedInterchange | 0 | 0 | 0 | 0 | 0 | 0
CO2 Emissions (MMshortTons): MISO_W
ReportingType | 2015 | 2020 | 2025 | 2030 | 2035 | 2040
BM | 0 | 0 | 0 | 0 | 0 | 0
CC | 7.46 | 13.16 | 6.81 | 4.96 | 5 | 4.29
CSP | 0 | 0 | 0 | 0 | 0 | 0
CT | 0 | 0 | 0 | 0 | 0 | 0
Coal | 77.97 | 26.28 | 0.37 | 0.34 | 0.39 | 0.39
Geo | 0 | 0 | 0 | 0 | 0 | 0
H | 0 | 0 | 0 | 0 | 0 | 0
LFG | 0 | 0 | 0 | 0 | 0 | 0
Nuc | 0 | 0 | 0 | 0 | 0 | 0
PS | 0 | 0 | 0 | 0 | 0 | 0
PV | 0 | 0 | 0 | 0 | 0 | 0
PeakG | 0.16 | 0.19 | 0.2 | 0.08 | 0.22 | 0.22
PeakO | 0 | 0 | 0 | 0 | 0 | 0
ST | 0 | 0 | 0 | 0 | 0 | 0
STOG | 0 | 0 | 0 | 0 | 0 | 0
STWD | 0 | 0 | 0 | 0 | 0 | 0
WT | 0 | 0 | 0 | 0 | 0 | 0
IGCC | 0 | 0 | 0 | 0 | 0 | 0
DemandResponse | 0 | 0 | 0 | 0 | 0 | 0
IGCC-CCS | 0 | 0 | 0 | 0 | 0 | 0
WT_off | 0 | 0 | 0 | 0 | 0 | 0
PseudoUnit | 0 | 0 | 0 | 0 | 0 | 0
FixedInterchange | 0 | 0 | 0 | 0 | 0 | 0
CO2 Emissions (MMshortTons): MISO_WUMS
ReportingType | 2015 | 2020 | 2025 | 2030 | 2035 | 2040
BM | 0 | 0 | 0 | 0 | 0 | 0
CC | 15.69 | 15.28 | 11.53 | 8.24 | 10.65 | 9.77
CSP | 0 | 0 | 0 | 0 | 0 | 0
CT | 0 | 0 | 0 | 0 | 0 | 0
Coal | 11.38 | 3 | 0.4 | 0 | 0 | 0.02
Geo | 0 | 0 | 0 | 0 | 0 | 0
H | 0 | 0 | 0 | 0 | 0 | 0
LFG | 0 | 0 | 0 | 0 | 0 | 0
Nuc | 0 | 0 | 0 | 0 | 0 | 0
PS | 0 | 0 | 0 | 0 | 0 | 0
PV | 0 | 0 | 0 | 0 | 0 | 0
PeakG | 0 | 0.05 | 0.07 | 0 | 0.07 | 0.03
PeakO | 0 | 0 | 0 | 0 | 0 | 0
ST | 0 | 0 | 0 | 0 | 0 | 0
STOG | 0 | 0 | 0 | 0 | 0 | 0
STWD | 0 | 0 | 0 | 0 | 0 | 0
WT | 0 | 0 | 0 | 0 | 0 | 0
IGCC | 0 | 0 | 0 | 0 | 0 | 0
DemandResponse | 0 | 0 | 0 | 0 | 0 | 0
IGCC-CCS | 0 | 0 | 0 | 0 | 0 | 0
WT_off | 0 | 0 | 0 | 0 | 0 | 0
PseudoUnit | 0 | 0 | 0 | 0 | 0 | 0
FixedInterchange | 0 | 0 | 0 | 0 | 0 | 0
CO2 Emissions (MMshortTons): Nebraska
ReportingType | 2015 | 2020 | 2025 | 2030 | 2035 | 2040
BM | 0 | 0 | 0 | 0 | 0 | 0
CC | 0.18 | 0.11 | 0.11 | 0.06 | 0.11 | 0.06
CSP | 0 | 0 | 0 | 0 | 0 | 0
CT | 0 | 0 | 0 | 0 | 0 | 0
Coal | 35.38 | 2.05 | 0.4 | 0.24 | 0.26 | 0.28
Geo | 0 | 0 | 0 | 0 | 0 | 0
H | 0 | 0 | 0 | 0 | 0 | 0
LFG | 0 | 0 | 0 | 0 | 0 | 0
Nuc | 0 | 0 | 0 | 0 | 0 | 0
PS | 0 | 0 | 0 | 0 | 0 | 0
PV | 0 | 0 | 0 | 0 | 0 | 0
PeakG | 0.01 | 0 | 0.01 | 0 | 0 | 0.01
PeakO | 0 | 0 | 0 | 0 | 0 | 0
ST | 0 | 0 | 0 | 0 | 0 | 0
STOG | 0 | 0 | 0 | 0 | 0 | 0
STWD | 0 | 0 | 0 | 0 | 0 | 0
WT | 0 | 0 | 0 | 0 | 0 | 0
IGCC | 0 | 0 | 0 | 0 | 0 | 0
DemandResponse | 0 | 0 | 0 | 0 | 0 | 0
IGCC-CCS | 0 | 0 | 0 | 0 | 0 | 0
WT_off | 0 | 0 | 0 | 0 | 0 | 0
PseudoUnit | 0 | 0 | 0 | 0 | 0 | 0
FixedInterchange | 0 | 0 | 0 | 0 | 0 | 0
CO2 Emissions (MMshortTons): NEISO
ReportingType | 2015 | 2020 | 2025 | 2030 | 2035 | 2040
BM | 0 | 0 | 0 | 0 | 0 | 0
CC | 13.83 | 10.18 | 6.93 | 2.27 | 3.63 | 5.08
CSP | 0 | 0 | 0 | 0 | 0 | 0
CT | 0 | 0.01 | 0.02 | 0.02 | 0 | 0
Coal | 0.07 | 0 | 0 | 0 | 0 | 0
Geo | 0 | 0 | 0 | 0 | 0 | 0
H | 0 | 0 | 0 | 0 | 0 | 0
LFG | 0 | 0 | 0 | 0 | 0 | 0
Nuc | 0 | 0 | 0 | 0 | 0 | 0
PS | 0 | 0 | 0 | 0 | 0 | 0
PV | 0 | 0 | 0 | 0 | 0 | 0
PeakG | 0.02 | 0.06 | 0.07 | 0 | 0 | 0
PeakO | 0 | 0 | 0 | 0 | 0 | 0
ST | 0 | 0 | 0 | 0 | 0 | 0
STOG | 0 | 0 | 0 | 0 | 0 | 0
STWD | 0 | 0 | 0 | 0 | 0 | 0
WT | 0 | 0 | 0 | 0 | 0 | 0
IGCC | 0 | 0 | 0 | 0 | 0 | 0
DemandResponse | 0 | 0 | 0 | 0 | 0 | 0
IGCC-CCS | 0 | 0 | 0 | 0 | 0 | 0
WT_off | 0 | 0 | 0 | 0 | 0 | 0
PseudoUnit | 0 | 0 | 0 | 0 | 0 | 0
FixedInterchange | 0 | 0 | 0 | 0 | 0 | 0
CO2 Emissions (MMshortTons): NonRTO_Midwest
ReportingType | 2015 | 2020 | 2025 | 2030 | 2035 | 2040
BM | 0 | 0 | 0 | 0 | 0 | 0
CC | 3.16 | 15.02 | 15.02 | 14.96 | 14.65 | 13.17
CSP | 0 | 0 | 0 | 0 | 0 | 0
CT | 0 | 0 | 0 | 0 | 0 | 0
Coal | 50.09 | 15.34 | 0.13 | 0.09 | 0.09 | 0.09
Geo | 0 | 0 | 0 | 0 | 0 | 0
H | 0 | 0 | 0 | 0 | 0 | 0
LFG | 0 | 0 | 0 | 0 | 0 | 0
Nuc | 0 | 0 | 0 | 0 | 0 | 0
PS | 0 | 0 | 0 | 0 | 0 | 0
PV | 0 | 0 | 0 | 0 | 0 | 0
PeakG | 0.1 | 0.17 | 0.89 | 0.45 | 0.27 | 0.06
PeakO | 0 | 0 | 0 | 0 | 0 | 0
ST | 0 | 0 | 0 | 0 | 0 | 0
STOG | 0 | 0 | 0 | 0 | 0 | 0
STWD | 0 | 0 | 0 | 0 | 0 | 0
WT | 0 | 0 | 0 | 0 | 0 | 0
IGCC | 0 | 0 | 0 | 0 | 0 | 0
DemandResponse | 0 | 0 | 0 | 0 | 0 | 0
IGCC-CCS | 0 | 0 | 0 | 0 | 0 | 0
WT_off | 0 | 0 | 0 | 0 | 0 | 0
PseudoUnit | 0 | 0 | 0 | 0 | 0 | 0
FixedInterchange | 0 | 0 | 0 | 0 | 0 | 0
CO2 Emissions (MMshortTons): NYISO_A-F
ReportingType | 2015 | 2020 | 2025 | 2030 | 2035 | 2040
BM | 0 | 0 | 0 | 0 | 0 | 0
CC | 2.69 | 2.46 | 1.74 | 0.11 | 1.04 | 1.74
CSP | 0 | 0 | 0 | 0 | 0 | 0
CT | 0 | 0 | 0 | 0 | 0 | 0
Coal | 0 | 0 | 0 | 0 | 0 | 0
Geo | 0 | 0 | 0 | 0 | 0 | 0
H | 0 | 0 | 0 | 0 | 0 | 0
LFG | 0 | 0 | 0 | 0 | 0 | 0
Nuc | 0 | 0 | 0 | 0 | 0 | 0
PS | 0 | 0 | 0 | 0 | 0 | 0
PV | 0 | 0 | 0 | 0 | 0 | 0
PeakG | 0 | 0.01 | 0 | 0 | 0 | 0
PeakO | 0 | 0 | 0 | 0 | 0 | 0
ST | 0 | 0 | 0 | 0 | 0 | 0
STOG | 0 | 0 | 0 | 0 | 0 | 0
STWD | 0 | 0 | 0 | 0 | 0 | 0
WT | 0 | 0 | 0 | 0 | 0 | 0
IGCC | 0 | 0 | 0 | 0 | 0 | 0
DemandResponse | 0 | 0 | 0 | 0 | 0 | 0
IGCC-CCS | 0 | 0 | 0 | 0 | 0 | 0
WT_off | 0 | 0 | 0 | 0 | 0 | 0
PseudoUnit | 0 | 0 | 0 | 0 | 0 | 0
FixedInterchange | 0 | 0 | 0 | 0 | 0 | 0
CO2 Emissions (MMshortTons): NYISO_G-I
ReportingType | 2015 | 2020 | 2025 | 2030 | 2035 | 2040
BM | 0 | 0 | 0 | 0 | 0 | 0
CC | 1.63 | 1.42 | 0.95 | 0.39 | 1.8 | 5.15
CSP | 0 | 0 | 0 | 0 | 0 | 0
CT | 0 | 0 | 0 | 0 | 0 | 0
Coal | 0 | 0 | 0 | 0 | 0 | 0
Geo | 0 | 0 | 0 | 0 | 0 | 0
H | 0 | 0 | 0 | 0 | 0 | 0
LFG | 0 | 0 | 0 | 0 | 0 | 0
Nuc | 0 | 0 | 0 | 0 | 0 | 0
PS | 0 | 0 | 0 | 0 | 0 | 0
PV | 0 | 0 | 0 | 0 | 0 | 0
PeakG | 0 | 0 | 0 | 0 | 0 | 0
PeakO | 0 | 0 | 0 | 0 | 0 | 0
ST | 0 | 0 | 0 | 0 | 0 | 0
STOG | 0 | 0 | 0 | 0 | 0 | 0
STWD | 0 | 0 | 0 | 0 | 0 | 0
WT | 0 | 0 | 0 | 0 | 0 | 0
IGCC | 0 | 0 | 0 | 0 | 0 | 0
DemandResponse | 0 | 0 | 0 | 0 | 0 | 0
IGCC-CCS | 0 | 0 | 0 | 0 | 0 | 0
WT_off | 0 | 0 | 0 | 0 | 0 | 0
PseudoUnit | 0 | 0 | 0 | 0 | 0 | 0
FixedInterchange | 0 | 0 | 0 | 0 | 0 | 0
CO2 Emissions (MMshortTons): NYISO_J-K
ReportingType | 2015 | 2020 | 2025 | 2030 | 2035 | 2040
BM | 0 | 0 | 0 | 0 | 0 | 0
CC | 9.45 | 9.79 | 6.66 | 4.31 | 5.18 | 6.33
CSP | 0 | 0 | 0 | 0 | 0 | 0
CT | 0 | 0 | 0 | 0 | 0 | 0
Coal | 0 | 0 | 0 | 0 | 0 | 0
Geo | 0 | 0 | 0 | 0 | 0 | 0
H | 0 | 0 | 0 | 0 | 0 | 0
LFG | 0 | 0 | 0 | 0 | 0 | 0
Nuc | 0 | 0 | 0 | 0 | 0 | 0
PS | 0 | 0 | 0 | 0 | 0 | 0
PV | 0 | 0 | 0 | 0 | 0 | 0
PeakG | 0.08 | 0.14 | 0.19 | 0.16 | 0.23 | 0.2
PeakO | 0 | 0 | 0.03 | 0.01 | 0.03 | 0.01
ST | 0 | 0 | 0 | 0 | 0 | 0
STOG | 0.19 | 0.43 | 0.39 | 0.3 | 0.32 | 0.32
STWD | 0 | 0 | 0 | 0 | 0 | 0
WT | 0 | 0 | 0 | 0 | 0 | 0
IGCC | 0 | 0 | 0 | 0 | 0 | 0
DemandResponse | 0 | 0 | 0 | 0 | 0 | 0
IGCC-CCS | 0 | 0 | 0 | 0 | 0 | 0
WT_off | 0 | 0 | 0 | 0 | 0 | 0
PseudoUnit | 0 | 0 | 0 | 0 | 0 | 0
FixedInterchange | 0 | 0 | 0 | 0 | 0 | 0
CO2 Emissions (MMshortTons): PJM_E
ReportingType | 2015 | 2020 | 2025 | 2030 | 2035 | 2040
BM | 0 | 0 | 0 | 0 | 0 | 0
CC | 18.22 | 21.08 | 16.61 | 13.22 | 17.42 | 18.28
CSP | 0 | 0 | 0 | 0 | 0 | 0
CT | 0 | 0.01 | 0.01 | 0 | 0 | 0
Coal | 0.42 | 0.12 | 0.02 | 0 | 0 | 0.01
Geo | 0 | 0 | 0 | 0 | 0 | 0
H | 0 | 0 | 0 | 0 | 0 | 0
LFG | 0 | 0 | 0 | 0 | 0 | 0
Nuc | 0 | 0 | 0 | 0 | 0 | 0
PS | 0 | 0 | 0 | 0 | 0 | 0
PV | 0 | 0 | 0 | 0 | 0 | 0
PeakG | 0.04 | 0.61 | 0.61 | 0.6 | 0.6 | 0.6
PeakO | 0 | 0 | 0 | 0 | 0 | 0
ST | 0 | 0 | 0 | 0 | 0 | 0
STOG | 0.18 | 0 | 0 | 0 | 0 | 0
STWD | 0 | 0 | 0 | 0 | 0 | 0
WT | 0 | 0 | 0 | 0 | 0 | 0
IGCC | 0 | 0 | 0 | 0 | 0 | 0
DemandResponse | 0 | 0 | 0 | 0 | 0 | 0
IGCC-CCS | 0 | 0 | 0 | 0 | 0 | 0
WT_off | 0 | 0 | 0 | 0 | 0 | 0
PseudoUnit | 0 | 0 | 0 | 0 | 0 | 0
FixedInterchange | 0 | 0 | 0 | 0 | 0 | 0
CO2 Emissions (MMshortTons): PJM_ROM
ReportingType | 2015 | 2020 | 2025 | 2030 | 2035 | 2040
BM | 0 | 0 | 0 | 0 | 0 | 0
CC | 8.18 | 10.52 | 6.53 | 6.08 | 21.98 | 32.44
CSP | 0 | 0 | 0 | 0 | 0 | 0
CT | 0 | 0 | 0 | 0 | 0 | 0
Coal | 9.41 | 1.54 | 0.02 | 0 | 0 | 0.01
Geo | 0 | 0 | 0 | 0 | 0 | 0
H | 0 | 0 | 0 | 0 | 0 | 0
LFG | 0 | 0 | 0 | 0 | 0 | 0
Nuc | 0 | 0 | 0 | 0 | 0 | 0
PS | 0 | 0 | 0 | 0 | 0 | 0
PV | 0 | 0 | 0 | 0 | 0 | 0
PeakG | 0 | 0.04 | 0.11 | 0.26 | 0.38 | 0.38
PeakO | 0 | 0 | 0 | 0 | 0 | 0
ST | 0 | 0 | 0 | 0 | 0 | 0
STOG | 0.43 | 0.22 | 0 | 0 | 0 | 0
STWD | 0 | 0 | 0 | 0 | 0 | 0
WT | 0 | 0 | 0 | 0 | 0 | 0
IGCC | 0 | 0 | 0 | 0 | 0 | 0
DemandResponse | 0 | 0 | 0 | 0 | 0 | 0
IGCC-CCS | 0 | 0 | 0 | 0 | 0 | 0
WT_off | 0 | 0 | 0 | 0 | 0 | 0
PseudoUnit | 0 | 0 | 0 | 0 | 0 | 0
FixedInterchange | 0 | 0 | 0 | 0 | 0 | 0
CO2 Emissions (MMshortTons): PJM_ROR
ReportingType | 2015 | 2020 | 2025 | 2030 | 2035 | 2040
BM | 0 | 0 | 0 | 0 | 0 | 0
CC | 74.17 | 78.72 | 71.74 | 58.94 | 57.59 | 54.87
CSP | 0 | 0 | 0 | 0 | 0 | 0
CT | 0 | 0.01 | 0.01 | 0.01 | 0 | 0
Coal | 196.78 | 87.89 | 5.17 | 0.81 | 0.81 | 0.81
Geo | 0 | 0 | 0 | 0 | 0 | 0
H | 0 | 0 | 0 | 0 | 0 | 0
LFG | 0 | 0 | 0 | 0 | 0 | 0
Nuc | 0 | 0 | 0 | 0 | 0 | 0
PS | 0 | 0 | 0 | 0 | 0 | 0
PV | 0 | 0 | 0 | 0 | 0 | 0
PeakG | 0.53 | 1.87 | 2.78 | 1.75 | 2.14 | 1.99
PeakO | 0 | 0 | 0 | 0 | 0 | 0
ST | 0 | 0 | 0 | 0 | 0 | 0
STOG | 0.25 | 0.44 | 0 | 0 | 0 | 0
STWD | 0 | 0 | 0 | 0 | 0 | 0
WT | 0 | 0 | 0 | 0 | 0 | 0
IGCC | 0 | 0 | 0 | 0 | 0 | 0
DemandResponse | 0 | 0 | 0 | 0 | 0 | 0
IGCC-CCS | 0 | 0 | 0 | 0 | 0 | 0
WT_off | 0 | 0 | 0 | 0 | 0 | 0
PseudoUnit | 0 | 0 | 0 | 0 | 0 | 0
FixedInterchange | 0 | 0 | 0 | 0 | 0 | 0
CO2 Emissions (MMshortTons): SOCO
ReportingType | 2015 | 2020 | 2025 | 2030 | 2035 | 2040
BM | 0 | 0 | 0 | 0 | 0 | 0
CC | 65.64 | 70.15 | 66.69 | 43.88 | 39.44 | 25.37
CSP | 0 | 0 | 0 | 0 | 0 | 0
CT | 0 | 0 | 0 | 0 | 0 | 0
Coal | 29.8 | 0 | 0 | 0 | 0 | 0
Geo | 0 | 0 | 0 | 0 | 0 | 0
H | 0 | 0 | 0 | 0 | 0 | 0
LFG | 0 | 0 | 0 | 0 | 0 | 0
Nuc | 0 | 0 | 0 | 0 | 0 | 0
PS | 0 | 0 | 0 | 0 | 0 | 0
PV | 0 | 0 | 0 | 0 | 0 | 0
PeakG | 0.32 | 1.72 | 1.67 | 0 | 0 | 0
PeakO | 0 | 0 | 0 | 0 | 0 | 0
ST | 0 | 0 | 0 | 0 | 0 | 0
STOG | 0 | 0 | 0 | 0 | 0 | 0
STWD | 0 | 0 | 0 | 0 | 0 | 0
WT | 0 | 0 | 0 | 0 | 0 | 0
IGCC | 0 | 0 | 0 | 0 | 0 | 0
DemandResponse | 0 | 0 | 0 | 0 | 0 | 0
IGCC-CCS | 0 | 0 | 0 | 0 | 0 | 0
WT_off | 0 | 0 | 0 | 0 | 0 | 0
PseudoUnit | 0 | 0 | 0 | 0 | 0 | 0
FixedInterchange | 0 | 0 | 0 | 0 | 0 | 0
CO2 Emissions (MMshortTons): SPP_N
ReportingType | 2015 | 2020 | 2025 | 2030 | 2035 | 2040
BM | 0 | 0 | 0 | 0 | 0 | 0
CC | 1.26 | 0.53 | 0.63 | 0.4 | 0.4 | 0.4
CSP | 0 | 0 | 0 | 0 | 0 | 0
CT | 0 | 0 | 0 | 0 | 0 | 0
Coal | 65.88 | 10.38 | 0.31 | 0.03 | 0.03 | 0.09
Geo | 0 | 0 | 0 | 0 | 0 | 0
H | 0 | 0 | 0 | 0 | 0 | 0
LFG | 0 | 0 | 0 | 0 | 0 | 0
Nuc | 0 | 0 | 0 | 0 | 0 | 0
PS | 0 | 0 | 0 | 0 | 0 | 0
PV | 0 | 0 | 0 | 0 | 0 | 0
PeakG | 0.04 | 0 | 0.04 | 0.04 | 0.14 | 0.12
PeakO | 0 | 0 | 0 | 0 | 0 | 0
ST | 0 | 0 | 0 | 0 | 0 | 0
STOG | 0.11 | 0 | 0 | 0 | 0 | 0
STWD | 0 | 0 | 0 | 0 | 0 | 0
WT | 0 | 0 | 0 | 0 | 0 | 0
IGCC | 0 | 0 | 0 | 0 | 0 | 0
DemandResponse | 0 | 0 | 0 | 0 | 0 | 0
IGCC-CCS | 0 | 0 | 0 | 0 | 0 | 0
WT_off | 0 | 0 | 0 | 0 | 0 | 0
PseudoUnit | 0 | 0 | 0 | 0 | 0 | 0
FixedInterchange | 0 | 0 | 0 | 0 | 0 | 0
CO2 Emissions (MMshortTons): SPP_S
ReportingType | 2015 | 2020 | 2025 | 2030 | 2035 | 2040
BM | 0 | 0 | 0 | 0 | 0 | 0
CC | 16.18 | 4.58 | 4.99 | 4.03 | 3.97 | 3.82
CSP | 0 | 0 | 0 | 0 | 0 | 0
CT | 0.01 | 0 | 0.04 | 0.08 | 0.04 | 0
Coal | 96.85 | 6.97 | 0.65 | 0 | 0 | 0.08
Geo | 0 | 0 | 0 | 0 | 0 | 0
H | 0 | 0 | 0 | 0 | 0 | 0
LFG | 0 | 0 | 0 | 0 | 0 | 0
Nuc | 0 | 0 | 0 | 0 | 0 | 0
PS | 0 | 0 | 0 | 0 | 0 | 0
PV | 0 | 0 | 0 | 0 | 0 | 0
PeakG | 0 | 0 | 0.16 | 0.24 | 0.17 | 0.16
PeakO | 0 | 0 | 0 | 0 | 0 | 0
ST | 0 | 0 | 0 | 0 | 0 | 0
STOG | 0.96 | 0.82 | 0.51 | 0.08 | 0.08 | 0
STWD | 0 | 0 | 0 | 0 | 0 | 0
WT | 0 | 0 | 0 | 0 | 0 | 0
IGCC | 0 | 0 | 0 | 0 | 0 | 0
DemandResponse | 0 | 0 | 0 | 0 | 0 | 0
IGCC-CCS | 0 | 0 | 0 | 0 | 0 | 0
WT_off | 0 | 0 | 0 | 0 | 0 | 0
PseudoUnit | 0 | 0 | 0 | 0 | 0 | 0
FixedInterchange | 0 | 0 | 0 | 0 | 0 | 0
CO2 Emissions (MMshortTons): TVA
ReportingType | 2015 | 2020 | 2025 | 2030 | 2035 | 2040
BM | 0 | 0 | 0 | 0 | 0 | 0
CC | 17.7 | 27.63 | 23.82 | 20.25 | 19.15 | 15.04
CSP | 0 | 0 | 0 | 0 | 0 | 0
CT | 0 | 0 | 0 | 0 | 0 | 0
Coal | 47.97 | 13.44 | 0 | 0 | 0 | 0
Geo | 0 | 0 | 0 | 0 | 0 | 0
H | 0 | 0 | 0 | 0 | 0 | 0
LFG | 0 | 0 | 0 | 0 | 0 | 0
Nuc | 0 | 0 | 0 | 0 | 0 | 0
PS | 0 | 0 | 0 | 0 | 0 | 0
PV | 0 | 0 | 0 | 0 | 0 | 0
PeakG | 0 | 0.03 | 0.05 | 0.02 | 0 | 0
PeakO | 0 | 0 | 0 | 0 | 0 | 0
ST | 0 | 0 | 0 | 0 | 0 | 0
STOG | 0 | 0 | 0 | 0 | 0 | 0
STWD | 0 | 0 | 0 | 0 | 0 | 0
WT | 0 | 0 | 0 | 0 | 0 | 0
IGCC | 0 | 0 | 0 | 0 | 0 | 0
DemandResponse | 0 | 0 | 0 | 0 | 0 | 0
IGCC-CCS | 0 | 0 | 0 | 0 | 0 | 0
WT_off | 0 | 0 | 0 | 0 | 0 | 0
PseudoUnit | 0 | 0 | 0 | 0 | 0 | 0
FixedInterchange | 0 | 0 | 0 | 0 | 0 | 0
CO2 Emissions (MMshortTons): TVA_Transmission
ReportingType | 2015 | 2020 | 2025 | 2030 | 2035 | 2040
BM | 0 | 0 | 0 | 0 | 0 | 0
CC | 0 | 0 | 0 | 0 | 0 | 0
CSP | 0 | 0 | 0 | 0 | 0 | 0
CT | 0 | 0 | 0 | 0 | 0 | 0
Coal | 0 | 0 | 0 | 0 | 0 | 0
Geo | 0 | 0 | 0 | 0 | 0 | 0
H | 0 | 0 | 0 | 0 | 0 | 0
LFG | 0 | 0 | 0 | 0 | 0 | 0
Nuc | 0 | 0 | 0 | 0 | 0 | 0
PS | 0 | 0 | 0 | 0 | 0 | 0
PV | 0 | 0 | 0 | 0 | 0 | 0
PeakG | 0 | 0 | 0 | 0 | 0 | 0
PeakO | 0 | 0 | 0 | 0 | 0 | 0
ST | 0 | 0 | 0 | 0 | 0 | 0
STOG | 0 | 0 | 0 | 0 | 0 | 0
STWD | 0 | 0 | 0 | 0 | 0 | 0
WT | 0 | 0 | 0 | 0 | 0 | 0
IGCC | 0 | 0 | 0 | 0 | 0 | 0
DemandResponse | 0 | 0 | 0 | 0 | 0 | 0
IGCC-CCS | 0 | 0 | 0 | 0 | 0 | 0
WT_off | 0 | 0 | 0 | 0 | 0 | 0
PseudoUnit | 0 | 0 | 0 | 0 | 0 | 0
FixedInterchange | 0 | 0 | 0 | 0 | 0 | 0
CO2 Emissions (MMshortTons): VACAR
ReportingType | 2015 | 2020 | 2025 | 2030 | 2035 | 2040
BM | 0 | 0 | 0 | 0 | 0 | 0
CC | 34.35 | 35.9 | 31.91 | 22.36 | 22.95 | 16.11
CSP | 0 | 0 | 0 | 0 | 0 | 0
CT | 0.05 | 0.18 | 0.31 | 0.01 | 0 | 0
Coal | 34.97 | 10.49 | 2.08 | 0.16 | 0.08 | 0.16
Geo | 0 | 0 | 0 | 0 | 0 | 0
H | 0 | 0 | 0 | 0 | 0 | 0
LFG | 0 | 0 | 0 | 0 | 0 | 0
Nuc | 0 | 0 | 0 | 0 | 0 | 0
PS | 0 | 0 | 0 | 0 | 0 | 0
PV | 0 | 0 | 0 | 0 | 0 | 0
PeakG | 0.1 | 0.91 | 1.14 | 0 | 0 | 0
PeakO | 0 | 0 | 0 | 0 | 0 | 0
ST | 0 | 0 | 0 | 0 | 0 | 0
STOG | 0 | 0 | 0 | 0 | 0 | 0
STWD | 0 | 0 | 0 | 0 | 0 | 0
WT | 0 | 0 | 0 | 0 | 0 | 0
IGCC | 0 | 0 | 0 | 0 | 0 | 0
DemandResponse | 0 | 0 | 0 | 0 | 0 | 0
IGCC-CCS | 0 | 0 | 0 | 0 | 0 | 0
WT_off | 0 | 0 | 0 | 0 | 0 | 0
PseudoUnit | 0 | 0 | 0 | 0 | 0 | 0
FixedInterchange | 0 | 0 | 0 | 0 | 0 | 0
CO2 Emissions (MMshortTons): IESO
ReportingType | 2015 | 2020 | 2025 | 2030 | 2035 | 2040
BM | 0 | 0 | 0 | 0 | 0 | 0
CC | 3.44 | 3.44 | 0.26 | 0.02 | 0.03 | 0.03
CSP | 0 | 0 | 0 | 0 | 0 | 0
CT | 0.02 | 0.01 | 0.01 | 0 | 0 | 0
Coal | 0 | 0 | 0 | 0 | 0 | 0
Geo | 0 | 0 | 0 | 0 | 0 | 0
H | 0 | 0 | 0 | 0 | 0 | 0
LFG | 0 | 0 | 0 | 0 | 0 | 0
Nuc | 0 | 0 | 0 | 0 | 0 | 0
PS | 0 | 0 | 0 | 0 | 0 | 0
PV | 0 | 0 | 0 | 0 | 0 | 0
PeakG | 0 | 0 | 0 | 0 | 0 | 0
PeakO | 0 | 0 | 0 | 0 | 0 | 0
ST | 0 | 0 | 0 | 0 | 0 | 0
STOG | 0 | 0 | 0 | 0 | 0 | 0
STWD | 0 | 0 | 0 | 0 | 0 | 0
WT | 0 | 0 | 0 | 0 | 0 | 0
IGCC | 0 | 0 | 0 | 0 | 0 | 0
DemandResponse | 0 | 0 | 0 | 0 | 0 | 0
IGCC-CCS | 0 | 0 | 0 | 0 | 0 | 0
WT_off | 0 | 0 | 0 | 0 | 0 | 0
PseudoUnit | 0 | 0 | 0 | 0 | 0 | 0
FixedInterchange | 0 | 0 | 0 | 0 | 0 | 0
CO2 Emissions (MMshortTons): MAPP_CA
ReportingType | 2015 | 2020 | 2025 | 2030 | 2035 | 2040
BM | 0 | 0 | 0 | 0 | 0 | 0
CC | 3.19 | 3.19 | 0.68 | 0 | 0 | 0
CSP | 0 | 0 | 0 | 0 | 0 | 0
CT | 0 | 0 | 0 | 0 | 0 | 0
Coal | 0.38 | 0 | 0 | 0 | 0 | 0
Geo | 0 | 0 | 0 | 0 | 0 | 0
H | 0 | 0 | 0 | 0 | 0 | 0
LFG | 0 | 0 | 0 | 0 | 0 | 0
Nuc | 0 | 0 | 0 | 0 | 0 | 0
PS | 0 | 0 | 0 | 0 | 0 | 0
PV | 0 | 0 | 0 | 0 | 0 | 0
PeakG | 0.04 | 0.08 | 0 | 0 | 0 | 0
PeakO | 0 | 0 | 0 | 0 | 0 | 0
ST | 0 | 0 | 0 | 0 | 0 | 0
STOG | 0.01 | 0 | 0 | 0 | 0 | 0
STWD | 0 | 0 | 0 | 0 | 0 | 0
WT | 0 | 0 | 0 | 0 | 0 | 0
IGCC | 0 | 0 | 0 | 0 | 0 | 0
DemandResponse | 0 | 0 | 0 | 0 | 0 | 0
IGCC-CCS | 0 | 0 | 0 | 0 | 0 | 0
WT_off | 0 | 0 | 0 | 0 | 0 | 0
PseudoUnit | 0 | 0 | 0 | 0 | 0 | 0
FixedInterchange | 0 | 0 | 0 | 0 | 0 | 0
CO2 Emissions (MMshortTons): AZ_NM_SNV_Coal
ReportingType | 2015 | 2020 | 2025 | 2030 | 2035 | 2040
BM | 0 | 0 | 0 | 0 | 0 | 0
CC | 0 | 0 | 0 | 0 | 0 | 0
CSP | 0 | 0 | 0 | 0 | 0 | 0
CT | 0 | 0 | 0 | 0 | 0 | 0
Coal | 62.53 | 37.52 | 0 | 0 | 0 | 0
Geo | 0 | 0 | 0 | 0 | 0 | 0
H | 0 | 0 | 0 | 0 | 0 | 0
LFG | 0 | 0 | 0 | 0 | 0 | 0
Nuc | 0 | 0 | 0 | 0 | 0 | 0
PS | 0 | 0 | 0 | 0 | 0 | 0
PV | 0 | 0 | 0 | 0 | 0 | 0
PeakG | 0 | 0 | 0 | 0 | 0 | 0
PeakO | 0 | 0 | 0 | 0 | 0 | 0
ST | 0 | 0 | 0 | 0 | 0 | 0
STOG | 0 | 0 | 0 | 0 | 0 | 0
STWD | 0 | 0 | 0 | 0 | 0 | 0
WT | 0 | 0 | 0 | 0 | 0 | 0
IGCC | 0 | 0 | 0 | 0 | 0 | 0
DemandResponse | 0 | 0 | 0 | 0 | 0 | 0
IGCC-CCS | 0 | 0 | 0 | 0 | 0 | 0
WT_off | 0 | 0 | 0 | 0 | 0 | 0
PseudoUnit | 0 | 0 | 0 | 0 | 0 | 0
FixedInterchange | 0 | 0 | 0 | 0 | 0 | 0
CO2 Emissions (MMshortTons): AZ_NM_SNV_Gas
ReportingType | 2015 | 2020 | 2025 | 2030 | 2035 | 2040
BM | 0 | 0 | 0 | 0 | 0 | 0
CC | 20.88 | 19.07 | 30.6 | 13.13 | 6.55 | 5.83
CSP | 0 | 0 | 0 | 0 | 0 | 0
CT | 0 | 0.01 | 0.09 | 0.05 | 0 | 0
Coal | 0 | 0 | 0 | 0 | 0 | 0
Geo | 0 | 0 | 0 | 0 | 0 | 0
H | 0 | 0 | 0 | 0 | 0 | 0
LFG | 0 | 0 | 0 | 0 | 0 | 0
Nuc | 0 | 0 | 0 | 0 | 0 | 0
PS | 0 | 0 | 0 | 0 | 0 | 0
PV | 0 | 0 | 0 | 0 | 0 | 0
PeakG | 0 | 0.01 | 0 | 0 | 0 | 0
PeakO | 0 | 0 | 0 | 0 | 0 | 0
ST | 0 | 0 | 0 | 0 | 0 | 0
STOG | 0 | 0 | 0 | 0 | 0 | 0
STWD | 0 | 0 | 0 | 0 | 0 | 0
WT | 0 | 0 | 0 | 0 | 0 | 0
IGCC | 0 | 0 | 0 | 0 | 0 | 0
DemandResponse | 0 | 0 | 0 | 0 | 0 | 0
IGCC-CCS | 0 | 0 | 0 | 0 | 0 | 0
WT_off | 0 | 0 | 0 | 0 | 0 | 0
PseudoUnit | 0 | 0 | 0 | 0 | 0 | 0
FixedInterchange | 0 | 0 | 0 | 0 | 0 | 0
CO2 Emissions (MMshortTons): AZ_NM_SNV_NucRenew
ReportingType | 2015 | 2020 | 2025 | 2030 | 2035 | 2040
BM | 0 | 0 | 0 | 0 | 0 | 0
CC | 0 | 0 | 0 | 0 | 0 | 0
CSP | 0 | 0 | 0 | 0 | 0 | 0
CT | 0 | 0 | 0 | 0 | 0 | 0
Coal | 0 | 0 | 0 | 0 | 0 | 0
Geo | 0 | 0 | 0 | 0 | 0 | 0
H | 0 | 0 | 0 | 0 | 0 | 0
LFG | 0 | 0 | 0 | 0 | 0 | 0
Nuc | 0 | 0 | 0 | 0 | 0 | 0
PS | 0 | 0 | 0 | 0 | 0 | 0
PV | 0 | 0 | 0 | 0 | 0 | 0
PeakG | 0 | 0 | 0 | 0 | 0 | 0
PeakO | 0 | 0 | 0 | 0 | 0 | 0
ST | 0 | 0 | 0 | 0 | 0 | 0
STOG | 0 | 0 | 0 | 0 | 0 | 0
STWD | 0 | 0 | 0 | 0 | 0 | 0
WT | 0 | 0 | 0 | 0 | 0 | 0
IGCC | 0 | 0 | 0 | 0 | 0 | 0
DemandResponse | 0 | 0 | 0 | 0 | 0 | 0
IGCC-CCS | 0 | 0 | 0 | 0 | 0 | 0
WT_off | 0 | 0 | 0 | 0 | 0 | 0
PseudoUnit | 0 | 0 | 0 | 0 | 0 | 0
FixedInterchange | 0 | 0 | 0 | 0 | 0 | 0
CO2 Emissions (MMshortTons): ERCOT
ReportingType | 2015 | 2020 | 2025 | 2030 | 2035 | 2040
BM | 0 | 0 | 0 | 0 | 0 | 0
CC | 84.79 | 84.87 | 76.48 | 72.7 | 68.92 | 54.67
CSP | 0 | 0 | 0 | 0 | 0 | 0
CT | 0 | 0.02 | 0.03 | 0.06 | 0 | 0
Coal | 38.25 | 25.77 | 0.91 | 0.21 | 0.21 | 0.38
Geo | 0 | 0 | 0 | 0 | 0 | 0
H | 0 | 0 | 0 | 0 | 0 | 0
LFG | 0 | 0 | 0 | 0 | 0 | 0
Nuc | 0 | 0 | 0 | 0 | 0 | 0
PS | 0 | 0 | 0 | 0 | 0 | 0
PV | 0 | 0 | 0 | 0 | 0 | 0
PeakG | 0 | 0.16 | 0.47 | 0.42 | 0.26 | 0.09
PeakO | 0 | 0 | 0 | 0 | 0 | 0
ST | 0 | 0 | 0 | 0 | 0 | 0
STOG | 1.24 | 1.39 | 0 | 0 | 0 | 0
STWD | 0 | 0 | 0 | 0 | 0 | 0
WT | 0 | 0 | 0 | 0 | 0 | 0
IGCC | 0 | 0 | 0 | 0 | 0 | 0
DemandResponse | 0 | 0 | 0 | 0 | 0 | 0
IGCC-CCS | 0 | 0 | 0 | 0 | 0 | 0
WT_off | 0 | 0 | 0 | 0 | 0 | 0
PseudoUnit | 0 | 0 | 0 | 0 | 0 | 0
FixedInterchange | 0 | 0 | 0 | 0 | 0 | 0
CO2 Emissions (MMshortTons): NP15
ReportingType | 2015 | 2020 | 2025 | 2030 | 2035 | 2040
BM | 0 | 0 | 0 | 0 | 0 | 0
CC | 20.4 | 18.21 | 20.03 | 12.77 | 7.94 | 2.61
CSP | 0 | 0 | 0 | 0 | 0 | 0
CT | 0 | 0 | 0 | 0 | 0 | 0
Coal | 1.73 | 0 | 0 | 0 | 0 | 0
Geo | 0 | 0 | 0 | 0 | 0 | 0
H | 0 | 0 | 0 | 0 | 0 | 0
LFG | 0 | 0 | 0 | 0 | 0 | 0
Nuc | 0 | 0 | 0 | 0 | 0 | 0
PS | 0 | 0 | 0 | 0 | 0 | 0
PV | 0 | 0 | 0 | 0 | 0 | 0
PeakG | 0 | 0 | 0 | 0 | 0 | 0
PeakO | 0 | 0 | 0 | 0 | 0 | 0
ST | 0 | 0 | 0 | 0 | 0 | 0
STOG | 0.03 | 0 | 0 | 0 | 0 | 0
STWD | 0 | 0 | 0 | 0 | 0 | 0
WT | 0 | 0 | 0 | 0 | 0 | 0
IGCC | 0 | 0 | 0 | 0 | 0 | 0
DemandResponse | 0 | 0 | 0 | 0 | 0 | 0
IGCC-CCS | 0 | 0 | 0 | 0 | 0 | 0
WT_off | 0 | 0 | 0 | 0 | 0 | 0
PseudoUnit | 0 | 0 | 0 | 0 | 0 | 0
FixedInterchange | 0 | 0 | 0 | 0 | 0 | 0
CO2 Emissions (MMshortTons): NWPP_Coal
ReportingType | 2015 | 2020 | 2025 | 2030 | 2035 | 2040
BM | 0 | 0 | 0 | 0 | 0 | 0
CC | 0 | 0 | 0 | 0 | 0 | 0
CSP | 0 | 0 | 0 | 0 | 0 | 0
CT | 0 | 0 | 0 | 0 | 0 | 0
Coal | 58 | 41.22 | 0.17 | 0.17 | 0.17 | 0.17
Geo | 0 | 0 | 0 | 0 | 0 | 0
H | 0 | 0 | 0 | 0 | 0 | 0
LFG | 0 | 0 | 0 | 0 | 0 | 0
Nuc | 0 | 0 | 0 | 0 | 0 | 0
PS | 0 | 0 | 0 | 0 | 0 | 0
PV | 0 | 0 | 0 | 0 | 0 | 0
PeakG | 0 | 0 | 0 | 0 | 0 | 0
PeakO | 0 | 0 | 0 | 0 | 0 | 0
ST | 0 | 0 | 0 | 0 | 0 | 0
STOG | 0 | 0 | 0 | 0 | 0 | 0
STWD | 0 | 0 | 0 | 0 | 0 | 0
WT | 0 | 0 | 0 | 0 | 0 | 0
IGCC | 0 | 0 | 0 | 0 | 0 | 0
DemandResponse | 0 | 0 | 0 | 0 | 0 | 0
IGCC-CCS | 0 | 0 | 0 | 0 | 0 | 0
WT_off | 0 | 0 | 0 | 0 | 0 | 0
PseudoUnit | 0 | 0 | 0 | 0 | 0 | 0
FixedInterchange | 0 | 0 | 0 | 0 | 0 | 0
CO2 Emissions (MMshortTons): NWPP_Gas
ReportingType | 2015 | 2020 | 2025 | 2030 | 2035 | 2040
BM | 0 | 0 | 0 | 0 | 0 | 0
CC | 21.09 | 24.69 | 24.69 | 5.43 | 4.41 | 3.4
CSP | 0 | 0 | 0 | 0 | 0 | 0
CT | 0 | 0 | 0 | 0 | 0 | 0
Coal | 0 | 0 | 0 | 0 | 0 | 0
Geo | 0 | 0 | 0 | 0 | 0 | 0
H | 0 | 0 | 0 | 0 | 0 | 0
LFG | 0 | 0 | 0 | 0 | 0 | 0
Nuc | 0 | 0 | 0 | 0 | 0 | 0
PS | 0 | 0 | 0 | 0 | 0 | 0
PV | 0 | 0 | 0 | 0 | 0 | 0
PeakG | 0 | 0 | 0 | 0 | 0 | 0
PeakO | 0 | 0 | 0 | 0 | 0 | 0
ST | 0 | 0 | 0 | 0 | 0 | 0
STOG | 0 | 0 | 0 | 0 | 0 | 0
STWD | 0 | 0 | 0 | 0 | 0 | 0
WT | 0 | 0 | 0 | 0 | 0 | 0
IGCC | 0 | 0 | 0 | 0 | 0 | 0
DemandResponse | 0 | 0 | 0 | 0 | 0 | 0
IGCC-CCS | 0 | 0 | 0 | 0 | 0 | 0
WT_off | 0 | 0 | 0 | 0 | 0 | 0
PseudoUnit | 0 | 0 | 0 | 0 | 0 | 0
FixedInterchange | 0 | 0 | 0 | 0 | 0 | 0
CO2 Emissions (MMshortTons): NWPP_NucRenew
ReportingType | 2015 | 2020 | 2025 | 2030 | 2035 | 2040
BM | 0 | 0 | 0 | 0 | 0 | 0
CC | 0 | 0 | 0 | 0 | 0 | 0
CSP | 0 | 0 | 0 | 0 | 0 | 0
CT | 0 | 0 | 0 | 0 | 0 | 0
Coal | 0 | 0 | 0 | 0 | 0 | 0
Geo | 0 | 0 | 0 | 0 | 0 | 0
H | 0 | 0 | 0 | 0 | 0 | 0
LFG | 0 | 0 | 0 | 0 | 0 | 0
Nuc | 0 | 0 | 0 | 0 | 0 | 0
PS | 0 | 0 | 0 | 0 | 0 | 0
PV | 0 | 0 | 0 | 0 | 0 | 0
PeakG | 0 | 0 | 0 | 0 | 0 | 0
PeakO | 0 | 0 | 0 | 0 | 0 | 0
ST | 0 | 0 | 0 | 0 | 0 | 0
STOG | 0 | 0 | 0 | 0 | 0 | 0
STWD | 0 | 0 | 0 | 0 | 0 | 0
WT | 0 | 0 | 0 | 0 | 0 | 0
IGCC | 0 | 0 | 0 | 0 | 0 | 0
DemandResponse | 0 | 0 | 0 | 0 | 0 | 0
IGCC-CCS | 0 | 0 | 0 | 0 | 0 | 0
WT_off | 0 | 0 | 0 | 0 | 0 | 0
PseudoUnit | 0 | 0 | 0 | 0 | 0 | 0
FixedInterchange | 0 | 0 | 0 | 0 | 0 | 0
CO2 Emissions (MMshortTons): RMPA
ReportingType | 2015 | 2020 | 2025 | 2030 | 2035 | 2040
BM | 0 | 0 | 0 | 0 | 0 | 0
CC | 3.12 | 3.97 | 6.55 | 3.4 | 3.21 | 2.21
CSP | 0 | 0 | 0 | 0 | 0 | 0
CT | 0 | 0 | 0 | 0 | 0 | 0
Coal | 58.38 | 38.49 | 3.45 | 0.57 | 0.57 | 0.6
Geo | 0 | 0 | 0 | 0 | 0 | 0
H | 0 | 0 | 0 | 0 | 0 | 0
LFG | 0 | 0 | 0 | 0 | 0 | 0
Nuc | 0 | 0 | 0 | 0 | 0 | 0
PS | 0 | 0 | 0 | 0 | 0 | 0
PV | 0 | 0 | 0 | 0 | 0 | 0
PeakG | 0.01 | 0.03 | 0.23 | 0.06 | 0.07 | 0.05
PeakO | 0 | 0 | 0 | 0 | 0 | 0
ST | 0 | 0 | 0 | 0 | 0 | 0
STOG | 0 | 0 | 0 | 0 | 0 | 0
STWD | 0 | 0 | 0 | 0 | 0 | 0
WT | 0 | 0 | 0 | 0 | 0 | 0
IGCC | 0 | 0 | 0 | 0 | 0 | 0
DemandResponse | 0 | 0 | 0 | 0 | 0 | 0
IGCC-CCS | 0 | 0 | 0 | 0 | 0 | 0
WT_off | 0 | 0 | 0 | 0 | 0 | 0
PseudoUnit | 0 | 0 | 0 | 0 | 0 | 0
FixedInterchange | 0 | 0 | 0 | 0 | 0 | 0
CO2 Emissions (MMshortTons): SP15
ReportingType | 2015 | 2020 | 2025 | 2030 | 2035 | 2040
BM | 0 | 0 | 0 | 0 | 0 | 0
CC | 37.15 | 31.18 | 35.13 | 28.07 | 24.25 | 18.11
CSP | 0 | 0 | 0 | 0 | 0 | 0
CT | 0 | 0 | 0 | 0 | 0 | 0
Coal | 1.64 | 0.9 | 0 | 0 | 0 | 0
Geo | 0 | 0 | 0 | 0 | 0 | 0
H | 0 | 0 | 0 | 0 | 0 | 0
LFG | 0 | 0 | 0 | 0 | 0 | 0
Nuc | 0 | 0 | 0 | 0 | 0 | 0
PS | 0 | 0 | 0 | 0 | 0 | 0
PV | 0 | 0 | 0 | 0 | 0 | 0
PeakG | 0 | 0.01 | 0.19 | 0.08 | 0.15 | 0.23
PeakO | 0 | 0 | 0 | 0 | 0 | 0
ST | 0 | 0 | 0 | 0 | 0 | 0
STOG | 0.15 | 0.01 | 0 | 0 | 0 | 0
STWD | 0 | 0 | 0 | 0 | 0 | 0
WT | 0 | 0 | 0 | 0 | 0 | 0
IGCC | 0 | 0 | 0 | 0 | 0 | 0
DemandResponse | 0 | 0 | 0 | 0 | 0 | 0
IGCC-CCS | 0 | 0 | 0 | 0 | 0 | 0
WT_off | 0 | 0 | 0 | 0 | 0 | 0
PseudoUnit | 0 | 0 | 0 | 0 | 0 | 0
FixedInterchange | 0 | 0 | 0 | 0 | 0 | 0
CO2 Emissions (MMshortTons): ALB
ReportingType | 2015 | 2020 | 2025 | 2030 | 2035 | 2040
BM | 0 | 0 | 0 | 0 | 0 | 0
CC | 7.72 | 7.81 | 7.78 | 0.28 | 0.2 | 0
CSP | 0 | 0 | 0 | 0 | 0 | 0
CT | 0 | 0 | 0 | 0 | 0 | 0
Coal | 50 | 50 | 48.76 | 0 | 0 | 0
Geo | 0 | 0 | 0 | 0 | 0 | 0
H | 0 | 0 | 0 | 0 | 0 | 0
LFG | 0 | 0 | 0 | 0 | 0 | 0
Nuc | 0 | 0 | 0 | 0 | 0 | 0
PS | 0 | 0 | 0 | 0 | 0 | 0
PV | 0 | 0 | 0 | 0 | 0 | 0
PeakG | 0 | 0 | 0 | 0 | 0 | 0
PeakO | 0 | 0 | 0 | 0 | 0 | 0
ST | 0 | 0 | 0 | 0 | 0 | 0
STOG | 0 | 0 | 0 | 0 | 0 | 0
STWD | 0 | 0 | 0 | 0 | 0 | 0
WT | 0 | 0 | 0 | 0 | 0 | 0
IGCC | 0 | 0 | 0 | 0 | 0 | 0
DemandResponse | 0 | 0 | 0 | 0 | 0 | 0
IGCC-CCS | 0 | 0 | 0 | 0 | 0 | 0
WT_off | 0 | 0 | 0 | 0 | 0 | 0
PseudoUnit | 0 | 0 | 0 | 0 | 0 | 0
FixedInterchange | 0 | 0 | 0 | 0 | 0 | 0
CO2 Emissions (MMshortTons): BC
ReportingType | 2015 | 2020 | 2025 | 2030 | 2035 | 2040
BM | 0 | 0 | 0 | 0 | 0 | 0
CC | 2.74 | 2.74 | 2.74 | 2.08 | 0.21 | 0
CSP | 0 | 0 | 0 | 0 | 0 | 0
CT | 0 | 0 | 0 | 0 | 0 | 0
Coal | 0 | 0 | 0 | 0 | 0 | 0
Geo | 0 | 0 | 0 | 0 | 0 | 0
H | 0 | 0 | 0 | 0 | 0 | 0
LFG | 0 | 0 | 0 | 0 | 0 | 0
Nuc | 0 | 0 | 0 | 0 | 0 | 0
PS | 0 | 0 | 0 | 0 | 0 | 0
PV | 0 | 0 | 0 | 0 | 0 | 0
PeakG | 0 | 0 | 0 | 0 | 0 | 0
PeakO | 0 | 0 | 0 | 0 | 0 | 0
ST | 0 | 0 | 0 | 0 | 0 | 0
STOG | 0 | 0 | 0 | 0 | 0 | 0
STWD | 0 | 0 | 0 | 0 | 0 | 0
WT | 0 | 0 | 0 | 0 | 0 | 0
IGCC | 0 | 0 | 0 | 0 | 0 | 0
DemandResponse | 0 | 0 | 0 | 0 | 0 | 0
IGCC-CCS | 0 | 0 | 0 | 0 | 0 | 0
WT_off | 0 | 0 | 0 | 0 | 0 | 0
PseudoUnit | 0 | 0 | 0 | 0 | 0 | 0
FixedInterchange | 0 | 0 | 0 | 0 | 0 | 0
CO2 Emissions (MMshortTons): HQ_IESO
ReportingType | 2015 | 2020 | 2025 | 2030 | 2035 | 2040
BM | 0 | 0 | 0 | 0 | 0 | 0
CC | 0 | 0 | 0 | 0 | 0 | 0
CSP | 0 | 0 | 0 | 0 | 0 | 0
CT | 0 | 0 | 0 | 0 | 0 | 0
Coal | 0 | 0 | 0 | 0 | 0 | 0
Geo | 0 | 0 | 0 | 0 | 0 | 0
H | 0 | 0 | 0 | 0 | 0 | 0
LFG | 0 | 0 | 0 | 0 | 0 | 0
Nuc | 0 | 0 | 0 | 0 | 0 | 0
PS | 0 | 0 | 0 | 0 | 0 | 0
PV | 0 | 0 | 0 | 0 | 0 | 0
PeakG | 0 | 0 | 0 | 0 | 0 | 0
PeakO | 0 | 0 | 0 | 0 | 0 | 0
ST | 0 | 0 | 0 | 0 | 0 | 0
STOG | 0 | 0 | 0 | 0 | 0 | 0
STWD | 0 | 0 | 0 | 0 | 0 | 0
WT | 0 | 0 | 0 | 0 | 0 | 0
IGCC | 0 | 0 | 0 | 0 | 0 | 0
DemandResponse | 0 | 0 | 0 | 0 | 0 | 0
IGCC-CCS | 0 | 0 | 0 | 0 | 0 | 0
WT_off | 0 | 0 | 0 | 0 | 0 | 0
PseudoUnit | 0 | 0 | 0 | 0 | 0 | 0
FixedInterchange | 0 | 0 | 0 | 0 | 0 | 0
CO2 Emissions (MMshortTons): HQ_NEISO
ReportingType | 2015 | 2020 | 2025 | 2030 | 2035 | 2040
BM | 0 | 0 | 0 | 0 | 0 | 0
CC | 0 | 0 | 0 | 0 | 0 | 0
CSP | 0 | 0 | 0 | 0 | 0 | 0
CT | 0 | 0 | 0 | 0 | 0 | 0
Coal | 0 | 0 | 0 | 0 | 0 | 0
Geo | 0 | 0 | 0 | 0 | 0 | 0
H | 0 | 0 | 0 | 0 | 0 | 0
LFG | 0 | 0 | 0 | 0 | 0 | 0
Nuc | 0 | 0 | 0 | 0 | 0 | 0
PS | 0 | 0 | 0 | 0 | 0 | 0
PV | 0 | 0 | 0 | 0 | 0 | 0
PeakG | 0 | 0 | 0 | 0 | 0 | 0
PeakO | 0 | 0 | 0 | 0 | 0 | 0
ST | 0 | 0 | 0 | 0 | 0 | 0
STOG | 0 | 0 | 0 | 0 | 0 | 0
STWD | 0 | 0 | 0 | 0 | 0 | 0
WT | 0 | 0 | 0 | 0 | 0 | 0
IGCC | 0 | 0 | 0 | 0 | 0 | 0
DemandResponse | 0 | 0 | 0 | 0 | 0 | 0
IGCC-CCS | 0 | 0 | 0 | 0 | 0 | 0
WT_off | 0 | 0 | 0 | 0 | 0 | 0
PseudoUnit | 0 | 0 | 0 | 0 | 0 | 0
FixedInterchange | 0 | 0 | 0 | 0 | 0 | 0
CO2 Emissions (MMshortTons): HQ_NY
ReportingType | 2015 | 2020 | 2025 | 2030 | 2035 | 2040
BM | 0 | 0 | 0 | 0 | 0 | 0
CC | 0 | 0 | 0 | 0 | 0 | 0
CSP | 0 | 0 | 0 | 0 | 0 | 0
CT | 0 | 0 | 0 | 0 | 0 | 0
Coal | 0 | 0 | 0 | 0 | 0 | 0
Geo | 0 | 0 | 0 | 0 | 0 | 0
H | 0 | 0 | 0 | 0 | 0 | 0
LFG | 0 | 0 | 0 | 0 | 0 | 0
Nuc | 0 | 0 | 0 | 0 | 0 | 0
PS | 0 | 0 | 0 | 0 | 0 | 0
PV | 0 | 0 | 0 | 0 | 0 | 0
PeakG | 0 | 0 | 0 | 0 | 0 | 0
PeakO | 0 | 0 | 0 | 0 | 0 | 0
ST | 0 | 0 | 0 | 0 | 0 | 0
STOG | 0 | 0 | 0 | 0 | 0 | 0
STWD | 0 | 0 | 0 | 0 | 0 | 0
WT | 0 | 0 | 0 | 0 | 0 | 0
IGCC | 0 | 0 | 0 | 0 | 0 | 0
DemandResponse | 0 | 0 | 0 | 0 | 0 | 0
IGCC-CCS | 0 | 0 | 0 | 0 | 0 | 0
WT_off | 0 | 0 | 0 | 0 | 0 | 0
PseudoUnit | 0 | 0 | 0 | 0 | 0 | 0
FixedInterchange | 0 | 0 | 0 | 0 | 0 | 0
CO2 Emissions (MMshortTons): MARITIMES
ReportingType | 2015 | 2020 | 2025 | 2030 | 2035 | 2040
BM | 0 | 0 | 0 | 0 | 0 | 0
CC | 0 | 0 | 0 | 0 | 0 | 0
CSP | 0 | 0 | 0 | 0 | 0 | 0
CT | 0 | 0 | 0 | 0 | 0 | 0
Coal | 0 | 0 | 0 | 0 | 0 | 0
Geo | 0 | 0 | 0 | 0 | 0 | 0
H | 0 | 0 | 0 | 0 | 0 | 0
LFG | 0 | 0 | 0 | 0 | 0 | 0
Nuc | 0 | 0 | 0 | 0 | 0 | 0
PS | 0 | 0 | 0 | 0 | 0 | 0
PV | 0 | 0 | 0 | 0 | 0 | 0
PeakG | 0 | 0 | 0 | 0 | 0 | 0
PeakO | 0 | 0 | 0 | 0 | 0 | 0
ST | 0 | 0 | 0 | 0 | 0 | 0
STOG | 0 | 0 | 0 | 0 | 0 | 0
STWD | 0 | 0 | 0 | 0 | 0 | 0
WT | 0 | 0 | 0 | 0 | 0 | 0
IGCC | 0 | 0 | 0 | 0 | 0 | 0
DemandResponse | 0 | 0 | 0 | 0 | 0 | 0
IGCC-CCS | 0 | 0 | 0 | 0 | 0 | 0
WT_off | 0 | 0 | 0 | 0 | 0 | 0
PseudoUnit | 0 | 0 | 0 | 0 | 0 | 0
FixedInterchange | 0 | 0 | 0 | 0 | 0 | 0
CO2 Emissions (MMshortTons): All
ReportingType | 2015 | 2020 | 2025 | 2030 | 2035 | 2040
BM | 0 | 0 | 0 | 0 | 0 | 0
CC | 615.61 | 673.9 | 625.15 | 421.77 | 418.51 | 367.12
CSP | 0 | 0 | 0 | 0 | 0 | 0
CT | 0.39 | 1.28 | 1.6 | 0.39 | 0.04 | 0
Coal | 1187.28 | 439.81 | 65.39 | 3.1 | 3.15 | 3.56
Geo | 0 | 0 | 0 | 0 | 0 | 0
H | 0 | 0 | 0 | 0 | 0 | 0
LFG | 0 | 0 | 0 | 0 | 0 | 0
Nuc | 0 | 0 | 0 | 0 | 0 | 0
PS | 0 | 0 | 0 | 0 | 0 | 0
PV | 0 | 0 | 0 | 0 | 0 | 0
PeakG | 1.82 | 7.6 | 11 | 4.67 | 5.25 | 4.64
PeakO | 0 | 0 | 0.03 | 0.01 | 0.03 | 0.01
ST | 0 | 0 | 0 | 0 | 0 | 0
STOG | 4.05 | 4.05 | 0.9 | 0.38 | 0.39 | 0.32
STWD | 0 | 0 | 0 | 0 | 0 | 0
WT | 0 | 0 | 0 | 0 | 0 | 0
IGCC | 4.15 | 4.15 | 0.94 | 0.21 | 0.21 | 0.14
DemandResponse | 0 | 0 | 0 | 0 | 0 | 0
IGCC-CCS | 0 | 0 | 0 | 0 | 0 | 0
WT_off | 0 | 0 | 0 | 0 | 0 | 0
PseudoUnit | 0 | 0 | 0 | 0 | 0 | 0
FixedInterchange | 0 | 0 | 0 | 0 | 0 | 0
CO2 Emissions (MMshortTons): EI_US
ReportingType | 2015 | 2020 | 2025 | 2030 | 2035 | 2040
BM | 0 | 0 | 0 | 0 | 0 | 0
CC | 411.1 | 474.73 | 420.21 | 283.89 | 302.8 | 280.26
CSP | 0 | 0 | 0 | 0 | 0 | 0
CT | 0.37 | 1.24 | 1.47 | 0.28 | 0.04 | 0
Coal | 916.37 | 245.92 | 12.1 | 2.14 | 2.2 | 2.41
Geo | 0 | 0 | 0 | 0 | 0 | 0
H | 0 | 0 | 0 | 0 | 0 | 0
LFG | 0 | 0 | 0 | 0 | 0 | 0
Nuc | 0 | 0 | 0 | 0 | 0 | 0
PS | 0 | 0 | 0 | 0 | 0 | 0
PV | 0 | 0 | 0 | 0 | 0 | 0
PeakG | 1.78 | 7.31 | 10.11 | 4.11 | 4.77 | 4.27
PeakO | 0 | 0 | 0.03 | 0.01 | 0.03 | 0.01
ST | 0 | 0 | 0 | 0 | 0 | 0
STOG | 2.62 | 2.65 | 0.9 | 0.38 | 0.39 | 0.32
STWD | 0 | 0 | 0 | 0 | 0 | 0
WT | 0 | 0 | 0 | 0 | 0 | 0
IGCC | 4.15 | 4.15 | 0.94 | 0.21 | 0.21 | 0.14
DemandResponse | 0 | 0 | 0 | 0 | 0 | 0
IGCC-CCS | 0 | 0 | 0 | 0 | 0 | 0
WT_off | 0 | 0 | 0 | 0 | 0 | 0
PseudoUnit | 0 | 0 | 0 | 0 | 0 | 0
FixedInterchange | 0 | 0 | 0 | 0 | 0 | 0
CO2 Emissions (MMshortTons): EI_Canada
ReportingType | 2015 | 2020 | 2025 | 2030 | 2035 | 2040
BM | 0 | 0 | 0 | 0 | 0 | 0
CC | 6.64 | 6.64 | 0.94 | 0.02 | 0.03 | 0.03
CSP | 0 | 0 | 0 | 0 | 0 | 0
CT | 0.02 | 0.01 | 0.01 | 0 | 0 | 0
Coal | 0.38 | 0 | 0 | 0 | 0 | 0
Geo | 0 | 0 | 0 | 0 | 0 | 0
H | 0 | 0 | 0 | 0 | 0 | 0
LFG | 0 | 0 | 0 | 0 | 0 | 0
Nuc | 0 | 0 | 0 | 0 | 0 | 0
PS | 0 | 0 | 0 | 0 | 0 | 0
PV | 0 | 0 | 0 | 0 | 0 | 0
PeakG | 0.04 | 0.08 | 0 | 0 | 0 | 0
PeakO | 0 | 0 | 0 | 0 | 0 | 0
ST | 0 | 0 | 0 | 0 | 0 | 0
STOG | 0.01 | 0 | 0 | 0 | 0 | 0
STWD | 0 | 0 | 0 | 0 | 0 | 0
WT | 0 | 0 | 0 | 0 | 0 | 0
IGCC | 0 | 0 | 0 | 0 | 0 | 0
DemandResponse | 0 | 0 | 0 | 0 | 0 | 0
IGCC-CCS | 0 | 0 | 0 | 0 | 0 | 0
WT_off | 0 | 0 | 0 | 0 | 0 | 0
PseudoUnit | 0 | 0 | 0 | 0 | 0 | 0
FixedInterchange | 0 | 0 | 0 | 0 | 0 | 0
CO2 Emissions (MMshortTons): EI
ReportingType | 2015 | 2020 | 2025 | 2030 | 2035 | 2040
BM | 0 | 0 | 0 | 0 | 0 | 0
CC | 417.73 | 481.37 | 421.15 | 283.91 | 302.83 | 280.3
CSP | 0 | 0 | 0 | 0 | 0 | 0
CT | 0.39 | 1.25 | 1.48 | 0.28 | 0.04 | 0
Coal | 916.75 | 245.92 | 12.1 | 2.14 | 2.2 | 2.41
Geo | 0 | 0 | 0 | 0 | 0 | 0
H | 0 | 0 | 0 | 0 | 0 | 0
LFG | 0 | 0 | 0 | 0 | 0 | 0
Nuc | 0 | 0 | 0 | 0 | 0 | 0
PS | 0 | 0 | 0 | 0 | 0 | 0
PV | 0 | 0 | 0 | 0 | 0 | 0
PeakG | 1.82 | 7.39 | 10.11 | 4.11 | 4.77 | 4.27
PeakO | 0 | 0 | 0.03 | 0.01 | 0.03 | 0.01
ST | 0 | 0 | 0 | 0 | 0 | 0
STOG | 2.63 | 2.65 | 0.9 | 0.38 | 0.39 | 0.32
STWD | 0 | 0 | 0 | 0 | 0 | 0
WT | 0 | 0 | 0 | 0 | 0 | 0
IGCC | 4.15 | 4.15 | 0.94 | 0.21 | 0.21 | 0.14
DemandResponse | 0 | 0 | 0 | 0 | 0 | 0
IGCC-CCS | 0 | 0 | 0 | 0 | 0 | 0
WT_off | 0 | 0 | 0 | 0 | 0 | 0
PseudoUnit | 0 | 0 | 0 | 0 | 0 | 0
FixedInterchange | 0 | 0 | 0 | 0 | 0 | 0
CO2 Emissions (MMshortTons): Outside_EI
ReportingType | 2015 | 2020 | 2025 | 2030 | 2035 | 2040
BM | 0 | 0 | 0 | 0 | 0 | 0
CC | 197.88 | 192.53 | 203.99 | 137.86 | 115.69 | 86.82
CSP | 0 | 0 | 0 | 0 | 0 | 0
CT | 0 | 0.03 | 0.12 | 0.11 | 0 | 0
Coal | 270.53 | 193.89 | 53.29 | 0.96 | 0.96 | 1.15
Geo | 0 | 0 | 0 | 0 | 0 | 0
H | 0 | 0 | 0 | 0 | 0 | 0
LFG | 0 | 0 | 0 | 0 | 0 | 0
Nuc | 0 | 0 | 0 | 0 | 0 | 0
PS | 0 | 0 | 0 | 0 | 0 | 0
PV | 0 | 0 | 0 | 0 | 0 | 0
PeakG | 0.01 | 0.21 | 0.89 | 0.56 | 0.48 | 0.37
PeakO | 0 | 0 | 0 | 0 | 0 | 0
ST | 0 | 0 | 0 | 0 | 0 | 0
STOG | 1.42 | 1.4 | 0 | 0 | 0 | 0
STWD | 0 | 0 | 0 | 0 | 0 | 0
WT | 0 | 0 | 0 | 0 | 0 | 0
IGCC | 0 | 0 | 0 | 0 | 0 | 0
DemandResponse | 0 | 0 | 0 | 0 | 0 | 0
IGCC-CCS | 0 | 0 | 0 | 0 | 0 | 0
WT_off | 0 | 0 | 0 | 0 | 0 | 0
PseudoUnit | 0 | 0 | 0 | 0 | 0 | 0
FixedInterchange | 0 | 0 | 0 | 0 | 0 | 0
CO2 Emissions (MMmetricTons): Entergy
ReportingType | 2015 | 2020 | 2025 | 2030 | 2035 | 2040
BM | 0 | 0 | 0 | 0 | 0 | 0
CC | 23.66 | 20.6 | 16.67 | 12.4 | 12.67 | 11.56
CSP | 0 | 0 | 0 | 0 | 0 | 0
CT | 0 | 0 | 0 | 0 | 0 | 0
Coal | 56.06 | 5.83 | 0.44 | 0.06 | 0.06 | 0.13
Geo | 0 | 0 | 0 | 0 | 0 | 0
H | 0 | 0 | 0 | 0 | 0 | 0
LFG | 0 | 0 | 0 | 0 | 0 | 0
Nuc | 0 | 0 | 0 | 0 | 0 | 0
PS | 0 | 0 | 0 | 0 | 0 | 0
PV | 0 | 0 | 0 | 0 | 0 | 0
PeakG | 0 | 0 | 0.13 | 0.05 | 0.04 | 0.04
PeakO | 0 | 0 | 0 | 0 | 0 | 0
ST | 0 | 0 | 0 | 0 | 0 | 0
STOG | 0.25 | 0.48 | 0 | 0 | 0 | 0
STWD | 0 | 0 | 0 | 0 | 0 | 0
WT | 0 | 0 | 0 | 0 | 0 | 0
IGCC | 0 | 0 | 0 | 0 | 0 | 0
DemandResponse | 0 | 0 | 0 | 0 | 0 | 0
IGCC-CCS | 0 | 0 | 0 | 0 | 0 | 0
WT_off | 0 | 0 | 0 | 0 | 0 | 0
PseudoUnit | 0 | 0 | 0 | 0 | 0 | 0
FixedInterchange | 0 | 0 | 0 | 0 | 0 | 0
CO2 Emissions (MMmetricTons): FRCC
ReportingType | 2015 | 2020 | 2025 | 2030 | 2035 | 2040
BM | 0 | 0 | 0 | 0 | 0 | 0
CC | 65.12 | 71.13 | 69.03 | 25.63 | 23.45 | 16.87
CSP | 0 | 0 | 0 | 0 | 0 | 0
CT | 0.28 | 0.93 | 0.98 | 0.14 | 0 | 0
Coal | 16.78 | 3.82 | 0 | 0 | 0 | 0
Geo | 0 | 0 | 0 | 0 | 0 | 0
H | 0 | 0 | 0 | 0 | 0 | 0
LFG | 0 | 0 | 0 | 0 | 0 | 0
Nuc | 0 | 0 | 0 | 0 | 0 | 0
PS | 0 | 0 | 0 | 0 | 0 | 0
PV | 0 | 0 | 0 | 0 | 0 | 0
PeakG | 0.23 | 0.96 | 0.9 | 0 | 0 | 0
PeakO | 0 | 0 | 0 | 0 | 0 | 0
ST | 0 | 0 | 0 | 0 | 0 | 0
STOG | 0 | 0 | 0 | 0 | 0 | 0
STWD | 0 | 0 | 0 | 0 | 0 | 0
WT | 0 | 0 | 0 | 0 | 0 | 0
IGCC | 0 | 0 | 0 | 0 | 0 | 0
DemandResponse | 0 | 0 | 0 | 0 | 0 | 0
IGCC-CCS | 0 | 0 | 0 | 0 | 0 | 0
WT_off | 0 | 0 | 0 | 0 | 0 | 0
PseudoUnit | 0 | 0 | 0 | 0 | 0 | 0
FixedInterchange | 0 | 0 | 0 | 0 | 0 | 0
CO2 Emissions (MMmetricTons): MAPP_US
ReportingType | 2015 | 2020 | 2025 | 2030 | 2035 | 2040
BM | 0 | 0 | 0 | 0 | 0 | 0
CC | 0.09 | 0.12 | 0.08 | 0.07 | 0.07 | 0.07
CSP | 0 | 0 | 0 | 0 | 0 | 0
CT | 0 | 0 | 0 | 0 | 0 | 0
Coal | 14.2 | 0.67 | 0 | 0 | 0 | 0
Geo | 0 | 0 | 0 | 0 | 0 | 0
H | 0 | 0 | 0 | 0 | 0 | 0
LFG | 0 | 0 | 0 | 0 | 0 | 0
Nuc | 0 | 0 | 0 | 0 | 0 | 0
PS | 0 | 0 | 0 | 0 | 0 | 0
PV | 0 | 0 | 0 | 0 | 0 | 0
PeakG | 0.04 | 0.06 | 0.06 | 0.1 | 0.1 | 0.06
PeakO | 0 | 0 | 0 | 0 | 0 | 0
ST | 0 | 0 | 0 | 0 | 0 | 0
STOG | 0 | 0 | 0 | 0 | 0 | 0
STWD | 0 | 0 | 0 | 0 | 0 | 0
WT | 0 | 0 | 0 | 0 | 0 | 0
IGCC | 0 | 0 | 0 | 0 | 0 | 0
DemandResponse | 0 | 0 | 0 | 0 | 0 | 0
IGCC-CCS | 0 | 0 | 0 | 0 | 0 | 0
WT_off | 0 | 0 | 0 | 0 | 0 | 0
PseudoUnit | 0 | 0 | 0 | 0 | 0 | 0
FixedInterchange | 0 | 0 | 0 | 0 | 0 | 0
CO2 Emissions (MMmetricTons): MISO_IN
ReportingType | 2015 | 2020 | 2025 | 2030 | 2035 | 2040
BM | 0 | 0 | 0 | 0 | 0 | 0
CC | 6.73 | 22.15 | 22.41 | 16.44 | 16.15 | 18.12
CSP | 0 | 0 | 0 | 0 | 0 | 0
CT | 0 | 0 | 0 | 0 | 0 | 0
Coal | 54.54 | 32.8 | 0 | 0 | 0 | 0
Geo | 0 | 0 | 0 | 0 | 0 | 0
H | 0 | 0 | 0 | 0 | 0 | 0
LFG | 0 | 0 | 0 | 0 | 0 | 0
Nuc | 0 | 0 | 0 | 0 | 0 | 0
PS | 0 | 0 | 0 | 0 | 0 | 0
PV | 0 | 0 | 0 | 0 | 0 | 0
PeakG | 0 | 0.01 | 0.18 | 0.03 | 0.04 | 0.06
PeakO | 0 | 0 | 0 | 0 | 0 | 0
ST | 0 | 0 | 0 | 0 | 0 | 0
STOG | 0.02 | 0.03 | 0 | 0 | 0 | 0
STWD | 0 | 0 | 0 | 0 | 0 | 0
WT | 0 | 0 | 0 | 0 | 0 | 0
IGCC | 3.76 | 3.76 | 0.85 | 0.19 | 0.19 | 0.12
DemandResponse | 0 | 0 | 0 | 0 | 0 | 0
IGCC-CCS | 0 | 0 | 0 | 0 | 0 | 0
WT_off | 0 | 0 | 0 | 0 | 0 | 0
PseudoUnit | 0 | 0 | 0 | 0 | 0 | 0
FixedInterchange | 0 | 0 | 0 | 0 | 0 | 0
CO2 Emissions (MMmetricTons): MISO_MI
ReportingType | 2015 | 2020 | 2025 | 2030 | 2035 | 2040
BM | 0 | 0 | 0 | 0 | 0 | 0
CC | 9.54 | 17.07 | 16.5 | 11.49 | 11.63 | 9.78
CSP | 0 | 0 | 0 | 0 | 0 | 0
CT | 0 | 0 | 0 | 0 | 0 | 0
Coal | 25.18 | 0 | 0 | 0 | 0 | 0
Geo | 0 | 0 | 0 | 0 | 0 | 0
H | 0 | 0 | 0 | 0 | 0 | 0
LFG | 0 | 0 | 0 | 0 | 0 | 0
Nuc | 0 | 0 | 0 | 0 | 0 | 0
PS | 0 | 0 | 0 | 0 | 0 | 0
PV | 0 | 0 | 0 | 0 | 0 | 0
PeakG | 0.01 | 0.07 | 0.11 | 0 | 0.06 | 0.04
PeakO | 0 | 0 | 0 | 0 | 0 | 0
ST | 0 | 0 | 0 | 0 | 0 | 0
STOG | 0.18 | 0.15 | 0 | 0 | 0 | 0
STWD | 0 | 0 | 0 | 0 | 0 | 0
WT | 0 | 0 | 0 | 0 | 0 | 0
IGCC | 0 | 0 | 0 | 0 | 0 | 0
DemandResponse | 0 | 0 | 0 | 0 | 0 | 0
IGCC-CCS | 0 | 0 | 0 | 0 | 0 | 0
WT_off | 0 | 0 | 0 | 0 | 0 | 0
PseudoUnit | 0 | 0 | 0 | 0 | 0 | 0
FixedInterchange | 0 | 0 | 0 | 0 | 0 | 0
CO2 Emissions (MMmetricTons): MISO_MO-IL
ReportingType | 2015 | 2020 | 2025 | 2030 | 2035 | 2040
BM | 0 | 0 | 0 | 0 | 0 | 0
CC | 4.93 | 12.44 | 9.15 | 6.04 | 6.63 | 5.6
CSP | 0 | 0 | 0 | 0 | 0 | 0
CT | 0 | 0 | 0 | 0 | 0 | 0
Coal | 68.56 | 18.94 | 1.89 | 0.37 | 0.42 | 0.31
Geo | 0 | 0 | 0 | 0 | 0 | 0
H | 0 | 0 | 0 | 0 | 0 | 0
LFG | 0 | 0 | 0 | 0 | 0 | 0
Nuc | 0 | 0 | 0 | 0 | 0 | 0
PS | 0 | 0 | 0 | 0 | 0 | 0
PV | 0 | 0 | 0 | 0 | 0 | 0
PeakG | 0.06 | 0.26 | 0.54 | 0.26 | 0.26 | 0.26
PeakO | 0 | 0 | 0 | 0 | 0 | 0
ST | 0 | 0 | 0 | 0 | 0 | 0
STOG | 0 | 0.02 | 0 | 0 | 0 | 0
STWD | 0 | 0 | 0 | 0 | 0 | 0
WT | 0 | 0 | 0 | 0 | 0 | 0
IGCC | 0 | 0 | 0 | 0 | 0 | 0
DemandResponse | 0 | 0 | 0 | 0 | 0 | 0
IGCC-CCS | 0 | 0 | 0 | 0 | 0 | 0
WT_off | 0 | 0 | 0 | 0 | 0 | 0
PseudoUnit | 0 | 0 | 0 | 0 | 0 | 0
FixedInterchange | 0 | 0 | 0 | 0 | 0 | 0
CO2 Emissions (MMmetricTons): MISO_W
ReportingType | 2015 | 2020 | 2025 | 2030 | 2035 | 2040
BM | 0 | 0 | 0 | 0 | 0 | 0
CC | 6.77 | 11.94 | 6.18 | 4.5 | 4.54 | 3.89
CSP | 0 | 0 | 0 | 0 | 0 | 0
CT | 0 | 0 | 0 | 0 | 0 | 0
Coal | 70.73 | 23.84 | 0.33 | 0.3 | 0.35 | 0.35
Geo | 0 | 0 | 0 | 0 | 0 | 0
H | 0 | 0 | 0 | 0 | 0 | 0
LFG | 0 | 0 | 0 | 0 | 0 | 0
Nuc | 0 | 0 | 0 | 0 | 0 | 0
PS | 0 | 0 | 0 | 0 | 0 | 0
PV | 0 | 0 | 0 | 0 | 0 | 0
PeakG | 0.14 | 0.17 | 0.18 | 0.08 | 0.2 | 0.2
PeakO | 0 | 0 | 0 | 0 | 0 | 0
ST | 0 | 0 | 0 | 0 | 0 | 0
STOG | 0 | 0 | 0 | 0 | 0 | 0
STWD | 0 | 0 | 0 | 0 | 0 | 0
WT | 0 | 0 | 0 | 0 | 0 | 0
IGCC | 0 | 0 | 0 | 0 | 0 | 0
DemandResponse | 0 | 0 | 0 | 0 | 0 | 0
IGCC-CCS | 0 | 0 | 0 | 0 | 0 | 0
WT_off | 0 | 0 | 0 | 0 | 0 | 0
PseudoUnit | 0 | 0 | 0 | 0 | 0 | 0
FixedInterchange | 0 | 0 | 0 | 0 | 0 | 0
CO2 Emissions (MMmetricTons): MISO_WUMS
ReportingType | 2015 | 2020 | 2025 | 2030 | 2035 | 2040
BM | 0 | 0 | 0 | 0 | 0 | 0
CC | 14.23 | 13.86 | 10.46 | 7.48 | 9.66 | 8.86
CSP | 0 | 0 | 0 | 0 | 0 | 0
CT | 0 | 0 | 0 | 0 | 0 | 0
Coal | 10.32 | 2.72 | 0.36 | 0 | 0 | 0.02
Geo | 0 | 0 | 0 | 0 | 0 | 0
H | 0 | 0 | 0 | 0 | 0 | 0
LFG | 0 | 0 | 0 | 0 | 0 | 0
Nuc | 0 | 0 | 0 | 0 | 0 | 0
PS | 0 | 0 | 0 | 0 | 0 | 0
PV | 0 | 0 | 0 | 0 | 0 | 0
PeakG | 0 | 0.05 | 0.06 | 0 | 0.07 | 0.03
PeakO | 0 | 0 | 0 | 0 | 0 | 0
ST | 0 | 0 | 0 | 0 | 0 | 0
STOG | 0 | 0 | 0 | 0 | 0 | 0
STWD | 0 | 0 | 0 | 0 | 0 | 0
WT | 0 | 0 | 0 | 0 | 0 | 0
IGCC | 0 | 0 | 0 | 0 | 0 | 0
DemandResponse | 0 | 0 | 0 | 0 | 0 | 0
IGCC-CCS | 0 | 0 | 0 | 0 | 0 | 0
WT_off | 0 | 0 | 0 | 0 | 0 | 0
PseudoUnit | 0 | 0 | 0 | 0 | 0 | 0
FixedInterchange | 0 | 0 | 0 | 0 | 0 | 0
CO2 Emissions (MMmetricTons): Nebraska
ReportingType | 2015 | 2020 | 2025 | 2030 | 2035 | 2040
BM | 0 | 0 | 0 | 0 | 0 | 0
CC | 0.16 | 0.1 | 0.1 | 0.06 | 0.1 | 0.06
CSP | 0 | 0 | 0 | 0 | 0 | 0
CT | 0 | 0 | 0 | 0 | 0 | 0
Coal | 32.1 | 1.86 | 0.36 | 0.22 | 0.24 | 0.26
Geo | 0 | 0 | 0 | 0 | 0 | 0
H | 0 | 0 | 0 | 0 | 0 | 0
LFG | 0 | 0 | 0 | 0 | 0 | 0
Nuc | 0 | 0 | 0 | 0 | 0 | 0
PS | 0 | 0 | 0 | 0 | 0 | 0
PV | 0 | 0 | 0 | 0 | 0 | 0
PeakG | 0.01 | 0 | 0.01 | 0 | 0 | 0.01
PeakO | 0 | 0 | 0 | 0 | 0 | 0
ST | 0 | 0 | 0 | 0 | 0 | 0
STOG | 0 | 0 | 0 | 0 | 0 | 0
STWD | 0 | 0 | 0 | 0 | 0 | 0
WT | 0 | 0 | 0 | 0 | 0 | 0
IGCC | 0 | 0 | 0 | 0 | 0 | 0
DemandResponse | 0 | 0 | 0 | 0 | 0 | 0
IGCC-CCS | 0 | 0 | 0 | 0 | 0 | 0
WT_off | 0 | 0 | 0 | 0 | 0 | 0
PseudoUnit | 0 | 0 | 0 | 0 | 0 | 0
FixedInterchange | 0 | 0 | 0 | 0 | 0 | 0
CO2 Emissions (MMmetricTons): NEISO
ReportingType | 2015 | 2020 | 2025 | 2030 | 2035 | 2040
BM | 0 | 0 | 0 | 0 | 0 | 0
CC | 12.55 | 9.23 | 6.29 | 2.05 | 3.29 | 4.61
CSP | 0 | 0 | 0 | 0 | 0 | 0
CT | 0 | 0.01 | 0.02 | 0.02 | 0 | 0
Coal | 0.06 | 0 | 0 | 0 | 0 | 0
Geo | 0 | 0 | 0 | 0 | 0 | 0
H | 0 | 0 | 0 | 0 | 0 | 0
LFG | 0 | 0 | 0 | 0 | 0 | 0
Nuc | 0 | 0 | 0 | 0 | 0 | 0
PS | 0 | 0 | 0 | 0 | 0 | 0
PV | 0 | 0 | 0 | 0 | 0 | 0
PeakG | 0.02 | 0.06 | 0.07 | 0 | 0 | 0
PeakO | 0 | 0 | 0 | 0 | 0 | 0
ST | 0 | 0 | 0 | 0 | 0 | 0
STOG | 0 | 0 | 0 | 0 | 0 | 0
STWD | 0 | 0 | 0 | 0 | 0 | 0
WT | 0 | 0 | 0 | 0 | 0 | 0
IGCC | 0 | 0 | 0 | 0 | 0 | 0
DemandResponse | 0 | 0 | 0 | 0 | 0 | 0
IGCC-CCS | 0 | 0 | 0 | 0 | 0 | 0
WT_off | 0 | 0 | 0 | 0 | 0 | 0
PseudoUnit | 0 | 0 | 0 | 0 | 0 | 0
FixedInterchange | 0 | 0 | 0 | 0 | 0 | 0
CO2 Emissions (MMmetricTons): NonRTO_Midwest
ReportingType | 2015 | 2020 | 2025 | 2030 | 2035 | 2040
BM | 0 | 0 | 0 | 0 | 0 | 0
CC | 2.87 | 13.63 | 13.63 | 13.57 | 13.29 | 11.95
CSP | 0 | 0 | 0 | 0 | 0 | 0
CT | 0 | 0 | 0 | 0 | 0 | 0
Coal | 45.44 | 13.92 | 0.12 | 0.08 | 0.08 | 0.08
Geo | 0 | 0 | 0 | 0 | 0 | 0
H | 0 | 0 | 0 | 0 | 0 | 0
LFG | 0 | 0 | 0 | 0 | 0 | 0
Nuc | 0 | 0 | 0 | 0 | 0 | 0
PS | 0 | 0 | 0 | 0 | 0 | 0
PV | 0 | 0 | 0 | 0 | 0 | 0
PeakG | 0.09 | 0.15 | 0.81 | 0.4 | 0.24 | 0.05
PeakO | 0 | 0 | 0 | 0 | 0 | 0
ST | 0 | 0 | 0 | 0 | 0 | 0
STOG | 0 | 0 | 0 | 0 | 0 | 0
STWD | 0 | 0 | 0 | 0 | 0 | 0
WT | 0 | 0 | 0 | 0 | 0 | 0
IGCC | 0 | 0 | 0 | 0 | 0 | 0
DemandResponse | 0 | 0 | 0 | 0 | 0 | 0
IGCC-CCS | 0 | 0 | 0 | 0 | 0 | 0
WT_off | 0 | 0 | 0 | 0 | 0 | 0
PseudoUnit | 0 | 0 | 0 | 0 | 0 | 0
FixedInterchange | 0 | 0 | 0 | 0 | 0 | 0
CO2 Emissions (MMmetricTons): NYISO_A-F
ReportingType | 2015 | 2020 | 2025 | 2030 | 2035 | 2040
BM | 0 | 0 | 0 | 0 | 0 | 0
CC | 2.44 | 2.23 | 1.58 | 0.1 | 0.94 | 1.58
CSP | 0 | 0 | 0 | 0 | 0 | 0
CT | 0 | 0 | 0 | 0 | 0 | 0
Coal | 0 | 0 | 0 | 0 | 0 | 0
Geo | 0 | 0 | 0 | 0 | 0 | 0
H | 0 | 0 | 0 | 0 | 0 | 0
LFG | 0 | 0 | 0 | 0 | 0 | 0
Nuc | 0 | 0 | 0 | 0 | 0 | 0
PS | 0 | 0 | 0 | 0 | 0 | 0
PV | 0 | 0 | 0 | 0 | 0 | 0
PeakG | 0 | 0.01 | 0 | 0 | 0 | 0
PeakO | 0 | 0 | 0 | 0 | 0 | 0
ST | 0 | 0 | 0 | 0 | 0 | 0
STOG | 0 | 0 | 0 | 0 | 0 | 0
STWD | 0 | 0 | 0 | 0 | 0 | 0
WT | 0 | 0 | 0 | 0 | 0 | 0
IGCC | 0 | 0 | 0 | 0 | 0 | 0
DemandResponse | 0 | 0 | 0 | 0 | 0 | 0
IGCC-CCS | 0 | 0 | 0 | 0 | 0 | 0
WT_off | 0 | 0 | 0 | 0 | 0 | 0
PseudoUnit | 0 | 0 | 0 | 0 | 0 | 0
FixedInterchange | 0 | 0 | 0 | 0 | 0 | 0
CO2 Emissions (MMmetricTons): NYISO_G-I
ReportingType | 2015 | 2020 | 2025 | 2030 | 2035 | 2040
BM | 0 | 0 | 0 | 0 | 0 | 0
CC | 1.48 | 1.28 | 0.86 | 0.36 | 1.64 | 4.68
CSP | 0 | 0 | 0 | 0 | 0 | 0
CT | 0 | 0 | 0 | 0 | 0 | 0
Coal | 0 | 0 | 0 | 0 | 0 | 0
Geo | 0 | 0 | 0 | 0 | 0 | 0
H | 0 | 0 | 0 | 0 | 0 | 0
LFG | 0 | 0 | 0 | 0 | 0 | 0
Nuc | 0 | 0 | 0 | 0 | 0 | 0
PS | 0 | 0 | 0 | 0 | 0 | 0
PV | 0 | 0 | 0 | 0 | 0 | 0
PeakG | 0 | 0 | 0 | 0 | 0 | 0
PeakO | 0 | 0 | 0 | 0 | 0 | 0
ST | 0 | 0 | 0 | 0 | 0 | 0
STOG | 0 | 0 | 0 | 0 | 0 | 0
STWD | 0 | 0 | 0 | 0 | 0 | 0
WT | 0 | 0 | 0 | 0 | 0 | 0
IGCC | 0 | 0 | 0 | 0 | 0 | 0
DemandResponse | 0 | 0 | 0 | 0 | 0 | 0
IGCC-CCS | 0 | 0 | 0 | 0 | 0 | 0
WT_off | 0 | 0 | 0 | 0 | 0 | 0
PseudoUnit | 0 | 0 | 0 | 0 | 0 | 0
FixedInterchange | 0 | 0 | 0 | 0 | 0 | 0
CO2 Emissions (MMmetricTons): NYISO_J-K
ReportingType | 2015 | 2020 | 2025 | 2030 | 2035 | 2040
BM | 0 | 0 | 0 | 0 | 0 | 0
CC | 8.57 | 8.88 | 6.04 | 3.91 | 4.7 | 5.74
CSP | 0 | 0 | 0 | 0 | 0 | 0
CT | 0 | 0 | 0 | 0 | 0 | 0
Coal | 0 | 0 | 0 | 0 | 0 | 0
Geo | 0 | 0 | 0 | 0 | 0 | 0
H | 0 | 0 | 0 | 0 | 0 | 0
LFG | 0 | 0 | 0 | 0 | 0 | 0
Nuc | 0 | 0 | 0 | 0 | 0 | 0
PS | 0 | 0 | 0 | 0 | 0 | 0
PV | 0 | 0 | 0 | 0 | 0 | 0
PeakG | 0.07 | 0.13 | 0.18 | 0.15 | 0.21 | 0.18
PeakO | 0 | 0 | 0.02 | 0.01 | 0.03 | 0.01
ST | 0 | 0 | 0 | 0 | 0 | 0
STOG | 0.17 | 0.39 | 0.35 | 0.27 | 0.29 | 0.29
STWD | 0 | 0 | 0 | 0 | 0 | 0
WT | 0 | 0 | 0 | 0 | 0 | 0
IGCC | 0 | 0 | 0 | 0 | 0 | 0
DemandResponse | 0 | 0 | 0 | 0 | 0 | 0
IGCC-CCS | 0 | 0 | 0 | 0 | 0 | 0
WT_off | 0 | 0 | 0 | 0 | 0 | 0
PseudoUnit | 0 | 0 | 0 | 0 | 0 | 0
FixedInterchange | 0 | 0 | 0 | 0 | 0 | 0
CO2 Emissions (MMmetricTons): PJM_E
ReportingType | 2015 | 2020 | 2025 | 2030 | 2035 | 2040
BM | 0 | 0 | 0 | 0 | 0 | 0
CC | 16.53 | 19.13 | 15.07 | 11.99 | 15.81 | 16.58
CSP | 0 | 0 | 0 | 0 | 0 | 0
CT | 0 | 0.01 | 0.01 | 0 | 0 | 0
Coal | 0.38 | 0.11 | 0.02 | 0 | 0 | 0
Geo | 0 | 0 | 0 | 0 | 0 | 0
H | 0 | 0 | 0 | 0 | 0 | 0
LFG | 0 | 0 | 0 | 0 | 0 | 0
Nuc | 0 | 0 | 0 | 0 | 0 | 0
PS | 0 | 0 | 0 | 0 | 0 | 0
PV | 0 | 0 | 0 | 0 | 0 | 0
PeakG | 0.04 | 0.55 | 0.55 | 0.55 | 0.54 | 0.54
PeakO | 0 | 0 | 0 | 0 | 0 | 0
ST | 0 | 0 | 0 | 0 | 0 | 0
STOG | 0.16 | 0 | 0 | 0 | 0 | 0
STWD | 0 | 0 | 0 | 0 | 0 | 0
WT | 0 | 0 | 0 | 0 | 0 | 0
IGCC | 0 | 0 | 0 | 0 | 0 | 0
DemandResponse | 0 | 0 | 0 | 0 | 0 | 0
IGCC-CCS | 0 | 0 | 0 | 0 | 0 | 0
WT_off | 0 | 0 | 0 | 0 | 0 | 0
PseudoUnit | 0 | 0 | 0 | 0 | 0 | 0
FixedInterchange | 0 | 0 | 0 | 0 | 0 | 0
CO2 Emissions (MMmetricTons): PJM_ROM
ReportingType | 2015 | 2020 | 2025 | 2030 | 2035 | 2040
BM | 0 | 0 | 0 | 0 | 0 | 0
CC | 7.42 | 9.55 | 5.93 | 5.51 | 19.94 | 29.43
CSP | 0 | 0 | 0 | 0 | 0 | 0
CT | 0 | 0 | 0 | 0 | 0 | 0
Coal | 8.54 | 1.4 | 0.02 | 0 | 0 | 0.01
Geo | 0 | 0 | 0 | 0 | 0 | 0
H | 0 | 0 | 0 | 0 | 0 | 0
LFG | 0 | 0 | 0 | 0 | 0 | 0
Nuc | 0 | 0 | 0 | 0 | 0 | 0
PS | 0 | 0 | 0 | 0 | 0 | 0
PV | 0 | 0 | 0 | 0 | 0 | 0
PeakG | 0 | 0.03 | 0.1 | 0.24 | 0.34 | 0.34
PeakO | 0 | 0 | 0 | 0 | 0 | 0
ST | 0 | 0 | 0 | 0 | 0 | 0
STOG | 0.39 | 0.2 | 0 | 0 | 0 | 0
STWD | 0 | 0 | 0 | 0 | 0 | 0
WT | 0 | 0 | 0 | 0 | 0 | 0
IGCC | 0 | 0 | 0 | 0 | 0 | 0
DemandResponse | 0 | 0 | 0 | 0 | 0 | 0
IGCC-CCS | 0 | 0 | 0 | 0 | 0 | 0
WT_off | 0 | 0 | 0 | 0 | 0 | 0
PseudoUnit | 0 | 0 | 0 | 0 | 0 | 0
FixedInterchange | 0 | 0 | 0 | 0 | 0 | 0
CO2 Emissions (MMmetricTons): PJM_ROR
ReportingType | 2015 | 2020 | 2025 | 2030 | 2035 | 2040
BM | 0 | 0 | 0 | 0 | 0 | 0
CC | 67.28 | 71.41 | 65.08 | 53.47 | 52.25 | 49.78
CSP | 0 | 0 | 0 | 0 | 0 | 0
CT | 0 | 0.01 | 0.01 | 0.01 | 0 | 0
Coal | 178.52 | 79.73 | 4.69 | 0.73 | 0.73 | 0.73
Geo | 0 | 0 | 0 | 0 | 0 | 0
H | 0 | 0 | 0 | 0 | 0 | 0
LFG | 0 | 0 | 0 | 0 | 0 | 0
Nuc | 0 | 0 | 0 | 0 | 0 | 0
PS | 0 | 0 | 0 | 0 | 0 | 0
PV | 0 | 0 | 0 | 0 | 0 | 0
PeakG | 0.48 | 1.7 | 2.52 | 1.59 | 1.94 | 1.81
PeakO | 0 | 0 | 0 | 0 | 0 | 0
ST | 0 | 0 | 0 | 0 | 0 | 0
STOG | 0.23 | 0.4 | 0 | 0 | 0 | 0
STWD | 0 | 0 | 0 | 0 | 0 | 0
WT | 0 | 0 | 0 | 0 | 0 | 0
IGCC | 0 | 0 | 0 | 0 | 0 | 0
DemandResponse | 0 | 0 | 0 | 0 | 0 | 0
IGCC-CCS | 0 | 0 | 0 | 0 | 0 | 0
WT_off | 0 | 0 | 0 | 0 | 0 | 0
PseudoUnit | 0 | 0 | 0 | 0 | 0 | 0
FixedInterchange | 0 | 0 | 0 | 0 | 0 | 0
CO2 Emissions (MMmetricTons): SOCO
ReportingType | 2015 | 2020 | 2025 | 2030 | 2035 | 2040
BM | 0 | 0 | 0 | 0 | 0 | 0
CC | 59.55 | 63.64 | 60.5 | 39.81 | 35.78 | 23.02
CSP | 0 | 0 | 0 | 0 | 0 | 0
CT | 0 | 0 | 0 | 0 | 0 | 0
Coal | 27.03 | 0 | 0 | 0 | 0 | 0
Geo | 0 | 0 | 0 | 0 | 0 | 0
H | 0 | 0 | 0 | 0 | 0 | 0
LFG | 0 | 0 | 0 | 0 | 0 | 0
Nuc | 0 | 0 | 0 | 0 | 0 | 0
PS | 0 | 0 | 0 | 0 | 0 | 0
PV | 0 | 0 | 0 | 0 | 0 | 0
PeakG | 0.29 | 1.56 | 1.51 | 0 | 0 | 0
PeakO | 0 | 0 | 0 | 0 | 0 | 0
ST | 0 | 0 | 0 | 0 | 0 | 0
STOG | 0 | 0 | 0 | 0 | 0 | 0
STWD | 0 | 0 | 0 | 0 | 0 | 0
WT | 0 | 0 | 0 | 0 | 0 | 0
IGCC | 0 | 0 | 0 | 0 | 0 | 0
DemandResponse | 0 | 0 | 0 | 0 | 0 | 0
IGCC-CCS | 0 | 0 | 0 | 0 | 0 | 0
WT_off | 0 | 0 | 0 | 0 | 0 | 0
PseudoUnit | 0 | 0 | 0 | 0 | 0 | 0
FixedInterchange | 0 | 0 | 0 | 0 | 0 | 0
CO2 Emissions (MMmetricTons): SPP_N
ReportingType | 2015 | 2020 | 2025 | 2030 | 2035 | 2040
BM | 0 | 0 | 0 | 0 | 0 | 0
CC | 1.14 | 0.48 | 0.57 | 0.36 | 0.36 | 0.36
CSP | 0 | 0 | 0 | 0 | 0 | 0
CT | 0 | 0 | 0 | 0 | 0 | 0
Coal | 59.76 | 9.42 | 0.28 | 0.03 | 0.03 | 0.08
Geo | 0 | 0 | 0 | 0 | 0 | 0
H | 0 | 0 | 0 | 0 | 0 | 0
LFG | 0 | 0 | 0 | 0 | 0 | 0
Nuc | 0 | 0 | 0 | 0 | 0 | 0
PS | 0 | 0 | 0 | 0 | 0 | 0
PV | 0 | 0 | 0 | 0 | 0 | 0
PeakG | 0.04 | 0 | 0.04 | 0.04 | 0.12 | 0.11
PeakO | 0 | 0 | 0 | 0 | 0 | 0
ST | 0 | 0 | 0 | 0 | 0 | 0
STOG | 0.1 | 0 | 0 | 0 | 0 | 0
STWD | 0 | 0 | 0 | 0 | 0 | 0
WT | 0 | 0 | 0 | 0 | 0 | 0
IGCC | 0 | 0 | 0 | 0 | 0 | 0
DemandResponse | 0 | 0 | 0 | 0 | 0 | 0
IGCC-CCS | 0 | 0 | 0 | 0 | 0 | 0
WT_off | 0 | 0 | 0 | 0 | 0 | 0
PseudoUnit | 0 | 0 | 0 | 0 | 0 | 0
FixedInterchange | 0 | 0 | 0 | 0 | 0 | 0
CO2 Emissions (MMmetricTons): SPP_S
ReportingType | 2015 | 2020 | 2025 | 2030 | 2035 | 2040
BM | 0 | 0 | 0 | 0 | 0 | 0
CC | 14.67 | 4.15 | 4.53 | 3.65 | 3.61 | 3.46
CSP | 0 | 0 | 0 | 0 | 0 | 0
CT | 0.01 | 0 | 0.04 | 0.08 | 0.03 | 0
Coal | 87.86 | 6.32 | 0.59 | 0 | 0 | 0.07
Geo | 0 | 0 | 0 | 0 | 0 | 0
H | 0 | 0 | 0 | 0 | 0 | 0
LFG | 0 | 0 | 0 | 0 | 0 | 0
Nuc | 0 | 0 | 0 | 0 | 0 | 0
PS | 0 | 0 | 0 | 0 | 0 | 0
PV | 0 | 0 | 0 | 0 | 0 | 0
PeakG | 0 | 0 | 0.14 | 0.22 | 0.16 | 0.14
PeakO | 0 | 0 | 0 | 0 | 0 | 0
ST | 0 | 0 | 0 | 0 | 0 | 0
STOG | 0.87 | 0.74 | 0.46 | 0.07 | 0.07 | 0
STWD | 0 | 0 | 0 | 0 | 0 | 0
WT | 0 | 0 | 0 | 0 | 0 | 0
IGCC | 0 | 0 | 0 | 0 | 0 | 0
DemandResponse | 0 | 0 | 0 | 0 | 0 | 0
IGCC-CCS | 0 | 0 | 0 | 0 | 0 | 0
WT_off | 0 | 0 | 0 | 0 | 0 | 0
PseudoUnit | 0 | 0 | 0 | 0 | 0 | 0
FixedInterchange | 0 | 0 | 0 | 0 | 0 | 0
CO2 Emissions (MMmetricTons): TVA
ReportingType | 2015 | 2020 | 2025 | 2030 | 2035 | 2040
BM | 0 | 0 | 0 | 0 | 0 | 0
CC | 16.06 | 25.07 | 21.61 | 18.37 | 17.37 | 13.64
CSP | 0 | 0 | 0 | 0 | 0 | 0
CT | 0 | 0 | 0 | 0 | 0 | 0
Coal | 43.51 | 12.19 | 0 | 0 | 0 | 0
Geo | 0 | 0 | 0 | 0 | 0 | 0
H | 0 | 0 | 0 | 0 | 0 | 0
LFG | 0 | 0 | 0 | 0 | 0 | 0
Nuc | 0 | 0 | 0 | 0 | 0 | 0
PS | 0 | 0 | 0 | 0 | 0 | 0
PV | 0 | 0 | 0 | 0 | 0 | 0
PeakG | 0 | 0.03 | 0.05 | 0.02 | 0 | 0
PeakO | 0 | 0 | 0 | 0 | 0 | 0
ST | 0 | 0 | 0 | 0 | 0 | 0
STOG | 0 | 0 | 0 | 0 | 0 | 0
STWD | 0 | 0 | 0 | 0 | 0 | 0
WT | 0 | 0 | 0 | 0 | 0 | 0
IGCC | 0 | 0 | 0 | 0 | 0 | 0
DemandResponse | 0 | 0 | 0 | 0 | 0 | 0
IGCC-CCS | 0 | 0 | 0 | 0 | 0 | 0
WT_off | 0 | 0 | 0 | 0 | 0 | 0
PseudoUnit | 0 | 0 | 0 | 0 | 0 | 0
FixedInterchange | 0 | 0 | 0 | 0 | 0 | 0
CO2 Emissions (MMmetricTons): TVA_Transmission
ReportingType | 2015 | 2020 | 2025 | 2030 | 2035 | 2040
BM | 0 | 0 | 0 | 0 | 0 | 0
CC | 0 | 0 | 0 | 0 | 0 | 0
CSP | 0 | 0 | 0 | 0 | 0 | 0
CT | 0 | 0 | 0 | 0 | 0 | 0
Coal | 0 | 0 | 0 | 0 | 0 | 0
Geo | 0 | 0 | 0 | 0 | 0 | 0
H | 0 | 0 | 0 | 0 | 0 | 0
LFG | 0 | 0 | 0 | 0 | 0 | 0
Nuc | 0 | 0 | 0 | 0 | 0 | 0
PS | 0 | 0 | 0 | 0 | 0 | 0
PV | 0 | 0 | 0 | 0 | 0 | 0
PeakG | 0 | 0 | 0 | 0 | 0 | 0
PeakO | 0 | 0 | 0 | 0 | 0 | 0
ST | 0 | 0 | 0 | 0 | 0 | 0
STOG | 0 | 0 | 0 | 0 | 0 | 0
STWD | 0 | 0 | 0 | 0 | 0 | 0
WT | 0 | 0 | 0 | 0 | 0 | 0
IGCC | 0 | 0 | 0 | 0 | 0 | 0
DemandResponse | 0 | 0 | 0 | 0 | 0 | 0
IGCC-CCS | 0 | 0 | 0 | 0 | 0 | 0
WT_off | 0 | 0 | 0 | 0 | 0 | 0
PseudoUnit | 0 | 0 | 0 | 0 | 0 | 0
FixedInterchange | 0 | 0 | 0 | 0 | 0 | 0
CO2 Emissions (MMmetricTons): VACAR
ReportingType | 2015 | 2020 | 2025 | 2030 | 2035 | 2040
BM | 0 | 0 | 0 | 0 | 0 | 0
CC | 31.16 | 32.57 | 28.95 | 20.28 | 20.82 | 14.62
CSP | 0 | 0 | 0 | 0 | 0 | 0
CT | 0.04 | 0.17 | 0.28 | 0.01 | 0 | 0
Coal | 31.73 | 9.51 | 1.88 | 0.14 | 0.07 | 0.14
Geo | 0 | 0 | 0 | 0 | 0 | 0
H | 0 | 0 | 0 | 0 | 0 | 0
LFG | 0 | 0 | 0 | 0 | 0 | 0
Nuc | 0 | 0 | 0 | 0 | 0 | 0
PS | 0 | 0 | 0 | 0 | 0 | 0
PV | 0 | 0 | 0 | 0 | 0 | 0
PeakG | 0.09 | 0.82 | 1.04 | 0 | 0 | 0
PeakO | 0 | 0 | 0 | 0 | 0 | 0
ST | 0 | 0 | 0 | 0 | 0 | 0
STOG | 0 | 0 | 0 | 0 | 0 | 0
STWD | 0 | 0 | 0 | 0 | 0 | 0
WT | 0 | 0 | 0 | 0 | 0 | 0
IGCC | 0 | 0 | 0 | 0 | 0 | 0
DemandResponse | 0 | 0 | 0 | 0 | 0 | 0
IGCC-CCS | 0 | 0 | 0 | 0 | 0 | 0
WT_off | 0 | 0 | 0 | 0 | 0 | 0
PseudoUnit | 0 | 0 | 0 | 0 | 0 | 0
FixedInterchange | 0 | 0 | 0 | 0 | 0 | 0
CO2 Emissions (MMmetricTons): IESO
ReportingType | 2015 | 2020 | 2025 | 2030 | 2035 | 2040
BM | 0 | 0 | 0 | 0 | 0 | 0
CC | 3.12 | 3.12 | 0.23 | 0.02 | 0.03 | 0.03
CSP | 0 | 0 | 0 | 0 | 0 | 0
CT | 0.02 | 0.01 | 0.01 | 0 | 0 | 0
Coal | 0 | 0 | 0 | 0 | 0 | 0
Geo | 0 | 0 | 0 | 0 | 0 | 0
H | 0 | 0 | 0 | 0 | 0 | 0
LFG | 0 | 0 | 0 | 0 | 0 | 0
Nuc | 0 | 0 | 0 | 0 | 0 | 0
PS | 0 | 0 | 0 | 0 | 0 | 0
PV | 0 | 0 | 0 | 0 | 0 | 0
PeakG | 0 | 0 | 0 | 0 | 0 | 0
PeakO | 0 | 0 | 0 | 0 | 0 | 0
ST | 0 | 0 | 0 | 0 | 0 | 0
STOG | 0 | 0 | 0 | 0 | 0 | 0
STWD | 0 | 0 | 0 | 0 | 0 | 0
WT | 0 | 0 | 0 | 0 | 0 | 0
IGCC | 0 | 0 | 0 | 0 | 0 | 0
DemandResponse | 0 | 0 | 0 | 0 | 0 | 0
IGCC-CCS | 0 | 0 | 0 | 0 | 0 | 0
WT_off | 0 | 0 | 0 | 0 | 0 | 0
PseudoUnit | 0 | 0 | 0 | 0 | 0 | 0
FixedInterchange | 0 | 0 | 0 | 0 | 0 | 0
CO2 Emissions (MMmetricTons): MAPP_CA
ReportingType | 2015 | 2020 | 2025 | 2030 | 2035 | 2040
BM | 0 | 0 | 0 | 0 | 0 | 0
CC | 2.9 | 2.9 | 0.62 | 0 | 0 | 0
CSP | 0 | 0 | 0 | 0 | 0 | 0
CT | 0 | 0 | 0 | 0 | 0 | 0
Coal | 0.35 | 0 | 0 | 0 | 0 | 0
Geo | 0 | 0 | 0 | 0 | 0 | 0
H | 0 | 0 | 0 | 0 | 0 | 0
LFG | 0 | 0 | 0 | 0 | 0 | 0
Nuc | 0 | 0 | 0 | 0 | 0 | 0
PS | 0 | 0 | 0 | 0 | 0 | 0
PV | 0 | 0 | 0 | 0 | 0 | 0
PeakG | 0.04 | 0.07 | 0 | 0 | 0 | 0
PeakO | 0 | 0 | 0 | 0 | 0 | 0
ST | 0 | 0 | 0 | 0 | 0 | 0
STOG | 0.01 | 0 | 0 | 0 | 0 | 0
STWD | 0 | 0 | 0 | 0 | 0 | 0
WT | 0 | 0 | 0 | 0 | 0 | 0
IGCC | 0 | 0 | 0 | 0 | 0 | 0
DemandResponse | 0 | 0 | 0 | 0 | 0 | 0
IGCC-CCS | 0 | 0 | 0 | 0 | 0 | 0
WT_off | 0 | 0 | 0 | 0 | 0 | 0
PseudoUnit | 0 | 0 | 0 | 0 | 0 | 0
FixedInterchange | 0 | 0 | 0 | 0 | 0 | 0
CO2 Emissions (MMmetricTons): AZ_NM_SNV_Coal
ReportingType | 2015 | 2020 | 2025 | 2030 | 2035 | 2040
BM | 0 | 0 | 0 | 0 | 0 | 0
CC | 0 | 0 | 0 | 0 | 0 | 0
CSP | 0 | 0 | 0 | 0 | 0 | 0
CT | 0 | 0 | 0 | 0 | 0 | 0
Coal | 56.73 | 34.04 | 0 | 0 | 0 | 0
Geo | 0 | 0 | 0 | 0 | 0 | 0
H | 0 | 0 | 0 | 0 | 0 | 0
LFG | 0 | 0 | 0 | 0 | 0 | 0
Nuc | 0 | 0 | 0 | 0 | 0 | 0
PS | 0 | 0 | 0 | 0 | 0 | 0
PV | 0 | 0 | 0 | 0 | 0 | 0
PeakG | 0 | 0 | 0 | 0 | 0 | 0
PeakO | 0 | 0 | 0 | 0 | 0 | 0
ST | 0 | 0 | 0 | 0 | 0 | 0
STOG | 0 | 0 | 0 | 0 | 0 | 0
STWD | 0 | 0 | 0 | 0 | 0 | 0
WT | 0 | 0 | 0 | 0 | 0 | 0
IGCC | 0 | 0 | 0 | 0 | 0 | 0
DemandResponse | 0 | 0 | 0 | 0 | 0 | 0
IGCC-CCS | 0 | 0 | 0 | 0 | 0 | 0
WT_off | 0 | 0 | 0 | 0 | 0 | 0
PseudoUnit | 0 | 0 | 0 | 0 | 0 | 0
FixedInterchange | 0 | 0 | 0 | 0 | 0 | 0
CO2 Emissions (MMmetricTons): AZ_NM_SNV_Gas
ReportingType | 2015 | 2020 | 2025 | 2030 | 2035 | 2040
BM | 0 | 0 | 0 | 0 | 0 | 0
CC | 18.94 | 17.3 | 27.76 | 11.91 | 5.94 | 5.29
CSP | 0 | 0 | 0 | 0 | 0 | 0
CT | 0 | 0.01 | 0.08 | 0.04 | 0 | 0
Coal | 0 | 0 | 0 | 0 | 0 | 0
Geo | 0 | 0 | 0 | 0 | 0 | 0
H | 0 | 0 | 0 | 0 | 0 | 0
LFG | 0 | 0 | 0 | 0 | 0 | 0
Nuc | 0 | 0 | 0 | 0 | 0 | 0
PS | 0 | 0 | 0 | 0 | 0 | 0
PV | 0 | 0 | 0 | 0 | 0 | 0
PeakG | 0 | 0.01 | 0 | 0 | 0 | 0
PeakO | 0 | 0 | 0 | 0 | 0 | 0
ST | 0 | 0 | 0 | 0 | 0 | 0
STOG | 0 | 0 | 0 | 0 | 0 | 0
STWD | 0 | 0 | 0 | 0 | 0 | 0
WT | 0 | 0 | 0 | 0 | 0 | 0
IGCC | 0 | 0 | 0 | 0 | 0 | 0
DemandResponse | 0 | 0 | 0 | 0 | 0 | 0
IGCC-CCS | 0 | 0 | 0 | 0 | 0 | 0
WT_off | 0 | 0 | 0 | 0 | 0 | 0
PseudoUnit | 0 | 0 | 0 | 0 | 0 | 0
FixedInterchange | 0 | 0 | 0 | 0 | 0 | 0
CO2 Emissions (MMmetricTons): AZ_NM_SNV_NucRenew
ReportingType | 2015 | 2020 | 2025 | 2030 | 2035 | 2040
BM | 0 | 0 | 0 | 0 | 0 | 0
CC | 0 | 0 | 0 | 0 | 0 | 0
CSP | 0 | 0 | 0 | 0 | 0 | 0
CT | 0 | 0 | 0 | 0 | 0 | 0
Coal | 0 | 0 | 0 | 0 | 0 | 0
Geo | 0 | 0 | 0 | 0 | 0 | 0
H | 0 | 0 | 0 | 0 | 0 | 0
LFG | 0 | 0 | 0 | 0 | 0 | 0
Nuc | 0 | 0 | 0 | 0 | 0 | 0
PS | 0 | 0 | 0 | 0 | 0 | 0
PV | 0 | 0 | 0 | 0 | 0 | 0
PeakG | 0 | 0 | 0 | 0 | 0 | 0
PeakO | 0 | 0 | 0 | 0 | 0 | 0
ST | 0 | 0 | 0 | 0 | 0 | 0
STOG | 0 | 0 | 0 | 0 | 0 | 0
STWD | 0 | 0 | 0 | 0 | 0 | 0
WT | 0 | 0 | 0 | 0 | 0 | 0
IGCC | 0 | 0 | 0 | 0 | 0 | 0
DemandResponse | 0 | 0 | 0 | 0 | 0 | 0
IGCC-CCS | 0 | 0 | 0 | 0 | 0 | 0
WT_off | 0 | 0 | 0 | 0 | 0 | 0
PseudoUnit | 0 | 0 | 0 | 0 | 0 | 0
FixedInterchange | 0 | 0 | 0 | 0 | 0 | 0
CO2 Emissions (MMmetricTons): ERCOT
ReportingType | 2015 | 2020 | 2025 | 2030 | 2035 | 2040
BM | 0 | 0 | 0 | 0 | 0 | 0
CC | 76.92 | 76.99 | 69.38 | 65.95 | 62.52 | 49.59
CSP | 0 | 0 | 0 | 0 | 0 | 0
CT | 0 | 0.01 | 0.03 | 0.05 | 0 | 0
Coal | 34.7 | 23.38 | 0.83 | 0.19 | 0.19 | 0.34
Geo | 0 | 0 | 0 | 0 | 0 | 0
H | 0 | 0 | 0 | 0 | 0 | 0
LFG | 0 | 0 | 0 | 0 | 0 | 0
Nuc | 0 | 0 | 0 | 0 | 0 | 0
PS | 0 | 0 | 0 | 0 | 0 | 0
PV | 0 | 0 | 0 | 0 | 0 | 0
PeakG | 0 | 0.15 | 0.42 | 0.38 | 0.24 | 0.08
PeakO | 0 | 0 | 0 | 0 | 0 | 0
ST | 0 | 0 | 0 | 0 | 0 | 0
STOG | 1.12 | 1.26 | 0 | 0 | 0 | 0
STWD | 0 | 0 | 0 | 0 | 0 | 0
WT | 0 | 0 | 0 | 0 | 0 | 0
IGCC | 0 | 0 | 0 | 0 | 0 | 0
DemandResponse | 0 | 0 | 0 | 0 | 0 | 0
IGCC-CCS | 0 | 0 | 0 | 0 | 0 | 0
WT_off | 0 | 0 | 0 | 0 | 0 | 0
PseudoUnit | 0 | 0 | 0 | 0 | 0 | 0
FixedInterchange | 0 | 0 | 0 | 0 | 0 | 0
CO2 Emissions (MMmetricTons): NP15
ReportingType | 2015 | 2020 | 2025 | 2030 | 2035 | 2040
BM | 0 | 0 | 0 | 0 | 0 | 0
CC | 18.5 | 16.52 | 18.17 | 11.58 | 7.2 | 2.37
CSP | 0 | 0 | 0 | 0 | 0 | 0
CT | 0 | 0 | 0 | 0 | 0 | 0
Coal | 1.57 | 0 | 0 | 0 | 0 | 0
Geo | 0 | 0 | 0 | 0 | 0 | 0
H | 0 | 0 | 0 | 0 | 0 | 0
LFG | 0 | 0 | 0 | 0 | 0 | 0
Nuc | 0 | 0 | 0 | 0 | 0 | 0
PS | 0 | 0 | 0 | 0 | 0 | 0
PV | 0 | 0 | 0 | 0 | 0 | 0
PeakG | 0 | 0 | 0 | 0 | 0 | 0
PeakO | 0 | 0 | 0 | 0 | 0 | 0
ST | 0 | 0 | 0 | 0 | 0 | 0
STOG | 0.03 | 0 | 0 | 0 | 0 | 0
STWD | 0 | 0 | 0 | 0 | 0 | 0
WT | 0 | 0 | 0 | 0 | 0 | 0
IGCC | 0 | 0 | 0 | 0 | 0 | 0
DemandResponse | 0 | 0 | 0 | 0 | 0 | 0
IGCC-CCS | 0 | 0 | 0 | 0 | 0 | 0
WT_off | 0 | 0 | 0 | 0 | 0 | 0
PseudoUnit | 0 | 0 | 0 | 0 | 0 | 0
FixedInterchange | 0 | 0 | 0 | 0 | 0 | 0
CO2 Emissions (MMmetricTons): NWPP_Coal
ReportingType | 2015 | 2020 | 2025 | 2030 | 2035 | 2040
BM | 0 | 0 | 0 | 0 | 0 | 0
CC | 0 | 0 | 0 | 0 | 0 | 0
CSP | 0 | 0 | 0 | 0 | 0 | 0
CT | 0 | 0 | 0 | 0 | 0 | 0
Coal | 52.62 | 37.39 | 0.16 | 0.16 | 0.16 | 0.16
Geo | 0 | 0 | 0 | 0 | 0 | 0
H | 0 | 0 | 0 | 0 | 0 | 0
LFG | 0 | 0 | 0 | 0 | 0 | 0
Nuc | 0 | 0 | 0 | 0 | 0 | 0
PS | 0 | 0 | 0 | 0 | 0 | 0
PV | 0 | 0 | 0 | 0 | 0 | 0
PeakG | 0 | 0 | 0 | 0 | 0 | 0
PeakO | 0 | 0 | 0 | 0 | 0 | 0
ST | 0 | 0 | 0 | 0 | 0 | 0
STOG | 0 | 0 | 0 | 0 | 0 | 0
STWD | 0 | 0 | 0 | 0 | 0 | 0
WT | 0 | 0 | 0 | 0 | 0 | 0
IGCC | 0 | 0 | 0 | 0 | 0 | 0
DemandResponse | 0 | 0 | 0 | 0 | 0 | 0
IGCC-CCS | 0 | 0 | 0 | 0 | 0 | 0
WT_off | 0 | 0 | 0 | 0 | 0 | 0
PseudoUnit | 0 | 0 | 0 | 0 | 0 | 0
FixedInterchange | 0 | 0 | 0 | 0 | 0 | 0
CO2 Emissions (MMmetricTons): NWPP_Gas
ReportingType | 2015 | 2020 | 2025 | 2030 | 2035 | 2040
BM | 0 | 0 | 0 | 0 | 0 | 0
CC | 19.13 | 22.4 | 22.4 | 4.93 | 4 | 3.08
CSP | 0 | 0 | 0 | 0 | 0 | 0
CT | 0 | 0 | 0 | 0 | 0 | 0
Coal | 0 | 0 | 0 | 0 | 0 | 0
Geo | 0 | 0 | 0 | 0 | 0 | 0
H | 0 | 0 | 0 | 0 | 0 | 0
LFG | 0 | 0 | 0 | 0 | 0 | 0
Nuc | 0 | 0 | 0 | 0 | 0 | 0
PS | 0 | 0 | 0 | 0 | 0 | 0
PV | 0 | 0 | 0 | 0 | 0 | 0
PeakG | 0 | 0 | 0 | 0 | 0 | 0
PeakO | 0 | 0 | 0 | 0 | 0 | 0
ST | 0 | 0 | 0 | 0 | 0 | 0
STOG | 0 | 0 | 0 | 0 | 0 | 0
STWD | 0 | 0 | 0 | 0 | 0 | 0
WT | 0 | 0 | 0 | 0 | 0 | 0
IGCC | 0 | 0 | 0 | 0 | 0 | 0
DemandResponse | 0 | 0 | 0 | 0 | 0 | 0
IGCC-CCS | 0 | 0 | 0 | 0 | 0 | 0
WT_off | 0 | 0 | 0 | 0 | 0 | 0
PseudoUnit | 0 | 0 | 0 | 0 | 0 | 0
FixedInterchange | 0 | 0 | 0 | 0 | 0 | 0
CO2 Emissions (MMmetricTons): NWPP_NucRenew
ReportingType | 2015 | 2020 | 2025 | 2030 | 2035 | 2040
BM | 0 | 0 | 0 | 0 | 0 | 0
CC | 0 | 0 | 0 | 0 | 0 | 0
CSP | 0 | 0 | 0 | 0 | 0 | 0
CT | 0 | 0 | 0 | 0 | 0 | 0
Coal | 0 | 0 | 0 | 0 | 0 | 0
Geo | 0 | 0 | 0 | 0 | 0 | 0
H | 0 | 0 | 0 | 0 | 0 | 0
LFG | 0 | 0 | 0 | 0 | 0 | 0
Nuc | 0 | 0 | 0 | 0 | 0 | 0
PS | 0 | 0 | 0 | 0 | 0 | 0
PV | 0 | 0 | 0 | 0 | 0 | 0
PeakG | 0 | 0 | 0 | 0 | 0 | 0
PeakO | 0 | 0 | 0 | 0 | 0 | 0
ST | 0 | 0 | 0 | 0 | 0 | 0
STOG | 0 | 0 | 0 | 0 | 0 | 0
STWD | 0 | 0 | 0 | 0 | 0 | 0
WT | 0 | 0 | 0 | 0 | 0 | 0
IGCC | 0 | 0 | 0 | 0 | 0 | 0
DemandResponse | 0 | 0 | 0 | 0 | 0 | 0
IGCC-CCS | 0 | 0 | 0 | 0 | 0 | 0
WT_off | 0 | 0 | 0 | 0 | 0 | 0
PseudoUnit | 0 | 0 | 0 | 0 | 0 | 0
FixedInterchange | 0 | 0 | 0 | 0 | 0 | 0
CO2 Emissions (MMmetricTons): RMPA
ReportingType | 2015 | 2020 | 2025 | 2030 | 2035 | 2040
BM | 0 | 0 | 0 | 0 | 0 | 0
CC | 2.83 | 3.6 | 5.95 | 3.08 | 2.91 | 2
CSP | 0 | 0 | 0 | 0 | 0 | 0
CT | 0 | 0 | 0 | 0 | 0 | 0
Coal | 52.96 | 34.91 | 3.13 | 0.52 | 0.52 | 0.54
Geo | 0 | 0 | 0 | 0 | 0 | 0
H | 0 | 0 | 0 | 0 | 0 | 0
LFG | 0 | 0 | 0 | 0 | 0 | 0
Nuc | 0 | 0 | 0 | 0 | 0 | 0
PS | 0 | 0 | 0 | 0 | 0 | 0
PV | 0 | 0 | 0 | 0 | 0 | 0
PeakG | 0 | 0.03 | 0.2 | 0.05 | 0.06 | 0.05
PeakO | 0 | 0 | 0 | 0 | 0 | 0
ST | 0 | 0 | 0 | 0 | 0 | 0
STOG | 0 | 0 | 0 | 0 | 0 | 0
STWD | 0 | 0 | 0 | 0 | 0 | 0
WT | 0 | 0 | 0 | 0 | 0 | 0
IGCC | 0 | 0 | 0 | 0 | 0 | 0
DemandResponse | 0 | 0 | 0 | 0 | 0 | 0
IGCC-CCS | 0 | 0 | 0 | 0 | 0 | 0
WT_off | 0 | 0 | 0 | 0 | 0 | 0
PseudoUnit | 0 | 0 | 0 | 0 | 0 | 0
FixedInterchange | 0 | 0 | 0 | 0 | 0 | 0
CO2 Emissions (MMmetricTons): SP15
ReportingType | 2015 | 2020 | 2025 | 2030 | 2035 | 2040
BM | 0 | 0 | 0 | 0 | 0 | 0
CC | 33.71 | 28.29 | 31.87 | 25.47 | 22 | 16.43
CSP | 0 | 0 | 0 | 0 | 0 | 0
CT | 0 | 0 | 0 | 0 | 0 | 0
Coal | 1.49 | 0.81 | 0 | 0 | 0 | 0
Geo | 0 | 0 | 0 | 0 | 0 | 0
H | 0 | 0 | 0 | 0 | 0 | 0
LFG | 0 | 0 | 0 | 0 | 0 | 0
Nuc | 0 | 0 | 0 | 0 | 0 | 0
PS | 0 | 0 | 0 | 0 | 0 | 0
PV | 0 | 0 | 0 | 0 | 0 | 0
PeakG | 0 | 0.01 | 0.17 | 0.07 | 0.14 | 0.21
PeakO | 0 | 0 | 0 | 0 | 0 | 0
ST | 0 | 0 | 0 | 0 | 0 | 0
STOG | 0.14 | 0.01 | 0 | 0 | 0 | 0
STWD | 0 | 0 | 0 | 0 | 0 | 0
WT | 0 | 0 | 0 | 0 | 0 | 0
IGCC | 0 | 0 | 0 | 0 | 0 | 0
DemandResponse | 0 | 0 | 0 | 0 | 0 | 0
IGCC-CCS | 0 | 0 | 0 | 0 | 0 | 0
WT_off | 0 | 0 | 0 | 0 | 0 | 0
PseudoUnit | 0 | 0 | 0 | 0 | 0 | 0
FixedInterchange | 0 | 0 | 0 | 0 | 0 | 0
CO2 Emissions (MMmetricTons): ALB
ReportingType | 2015 | 2020 | 2025 | 2030 | 2035 | 2040
BM | 0 | 0 | 0 | 0 | 0 | 0
CC | 7 | 7.08 | 7.06 | 0.25 | 0.18 | 0
CSP | 0 | 0 | 0 | 0 | 0 | 0
CT | 0 | 0 | 0 | 0 | 0 | 0
Coal | 45.36 | 45.36 | 44.23 | 0 | 0 | 0
Geo | 0 | 0 | 0 | 0 | 0 | 0
H | 0 | 0 | 0 | 0 | 0 | 0
LFG | 0 | 0 | 0 | 0 | 0 | 0
Nuc | 0 | 0 | 0 | 0 | 0 | 0
PS | 0 | 0 | 0 | 0 | 0 | 0
PV | 0 | 0 | 0 | 0 | 0 | 0
PeakG | 0 | 0 | 0 | 0 | 0 | 0
PeakO | 0 | 0 | 0 | 0 | 0 | 0
ST | 0 | 0 | 0 | 0 | 0 | 0
STOG | 0 | 0 | 0 | 0 | 0 | 0
STWD | 0 | 0 | 0 | 0 | 0 | 0
WT | 0 | 0 | 0 | 0 | 0 | 0
IGCC | 0 | 0 | 0 | 0 | 0 | 0
DemandResponse | 0 | 0 | 0 | 0 | 0 | 0
IGCC-CCS | 0 | 0 | 0 | 0 | 0 | 0
WT_off | 0 | 0 | 0 | 0 | 0 | 0
PseudoUnit | 0 | 0 | 0 | 0 | 0 | 0
FixedInterchange | 0 | 0 | 0 | 0 | 0 | 0
CO2 Emissions (MMmetricTons): BC
ReportingType | 2015 | 2020 | 2025 | 2030 | 2035 | 2040
BM | 0 | 0 | 0 | 0 | 0 | 0
CC | 2.48 | 2.48 | 2.48 | 1.89 | 0.19 | 0
CSP | 0 | 0 | 0 | 0 | 0 | 0
CT | 0 | 0 | 0 | 0 | 0 | 0
Coal | 0 | 0 | 0 | 0 | 0 | 0
Geo | 0 | 0 | 0 | 0 | 0 | 0
H | 0 | 0 | 0 | 0 | 0 | 0
LFG | 0 | 0 | 0 | 0 | 0 | 0
Nuc | 0 | 0 | 0 | 0 | 0 | 0
PS | 0 | 0 | 0 | 0 | 0 | 0
PV | 0 | 0 | 0 | 0 | 0 | 0
PeakG | 0 | 0 | 0 | 0 | 0 | 0
PeakO | 0 | 0 | 0 | 0 | 0 | 0
ST | 0 | 0 | 0 | 0 | 0 | 0
STOG | 0 | 0 | 0 | 0 | 0 | 0
STWD | 0 | 0 | 0 | 0 | 0 | 0
WT | 0 | 0 | 0 | 0 | 0 | 0
IGCC | 0 | 0 | 0 | 0 | 0 | 0
DemandResponse | 0 | 0 | 0 | 0 | 0 | 0
IGCC-CCS | 0 | 0 | 0 | 0 | 0 | 0
WT_off | 0 | 0 | 0 | 0 | 0 | 0
PseudoUnit | 0 | 0 | 0 | 0 | 0 | 0
FixedInterchange | 0 | 0 | 0 | 0 | 0 | 0
CO2 Emissions (MMmetricTons): HQ_IESO
ReportingType | 2015 | 2020 | 2025 | 2030 | 2035 | 2040
BM | 0 | 0 | 0 | 0 | 0 | 0
CC | 0 | 0 | 0 | 0 | 0 | 0
CSP | 0 | 0 | 0 | 0 | 0 | 0
CT | 0 | 0 | 0 | 0 | 0 | 0
Coal | 0 | 0 | 0 | 0 | 0 | 0
Geo | 0 | 0 | 0 | 0 | 0 | 0
H | 0 | 0 | 0 | 0 | 0 | 0
LFG | 0 | 0 | 0 | 0 | 0 | 0
Nuc | 0 | 0 | 0 | 0 | 0 | 0
PS | 0 | 0 | 0 | 0 | 0 | 0
PV | 0 | 0 | 0 | 0 | 0 | 0
PeakG | 0 | 0 | 0 | 0 | 0 | 0
PeakO | 0 | 0 | 0 | 0 | 0 | 0
ST | 0 | 0 | 0 | 0 | 0 | 0
STOG | 0 | 0 | 0 | 0 | 0 | 0
STWD | 0 | 0 | 0 | 0 | 0 | 0
WT | 0 | 0 | 0 | 0 | 0 | 0
IGCC | 0 | 0 | 0 | 0 | 0 | 0
DemandResponse | 0 | 0 | 0 | 0 | 0 | 0
IGCC-CCS | 0 | 0 | 0 | 0 | 0 | 0
WT_off | 0 | 0 | 0 | 0 | 0 | 0
PseudoUnit | 0 | 0 | 0 | 0 | 0 | 0
FixedInterchange | 0 | 0 | 0 | 0 | 0 | 0
CO2 Emissions (MMmetricTons): HQ_NEISO
ReportingType | 2015 | 2020 | 2025 | 2030 | 2035 | 2040
BM | 0 | 0 | 0 | 0 | 0 | 0
CC | 0 | 0 | 0 | 0 | 0 | 0
CSP | 0 | 0 | 0 | 0 | 0 | 0
CT | 0 | 0 | 0 | 0 | 0 | 0
Coal | 0 | 0 | 0 | 0 | 0 | 0
Geo | 0 | 0 | 0 | 0 | 0 | 0
H | 0 | 0 | 0 | 0 | 0 | 0
LFG | 0 | 0 | 0 | 0 | 0 | 0
Nuc | 0 | 0 | 0 | 0 | 0 | 0
PS | 0 | 0 | 0 | 0 | 0 | 0
PV | 0 | 0 | 0 | 0 | 0 | 0
PeakG | 0 | 0 | 0 | 0 | 0 | 0
PeakO | 0 | 0 | 0 | 0 | 0 | 0
ST | 0 | 0 | 0 | 0 | 0 | 0
STOG | 0 | 0 | 0 | 0 | 0 | 0
STWD | 0 | 0 | 0 | 0 | 0 | 0
WT | 0 | 0 | 0 | 0 | 0 | 0
IGCC | 0 | 0 | 0 | 0 | 0 | 0
DemandResponse | 0 | 0 | 0 | 0 | 0 | 0
IGCC-CCS | 0 | 0 | 0 | 0 | 0 | 0
WT_off | 0 | 0 | 0 | 0 | 0 | 0
PseudoUnit | 0 | 0 | 0 | 0 | 0 | 0
FixedInterchange | 0 | 0 | 0 | 0 | 0 | 0
CO2 Emissions (MMmetricTons): HQ_NY
ReportingType | 2015 | 2020 | 2025 | 2030 | 2035 | 2040
BM | 0 | 0 | 0 | 0 | 0 | 0
CC | 0 | 0 | 0 | 0 | 0 | 0
CSP | 0 | 0 | 0 | 0 | 0 | 0
CT | 0 | 0 | 0 | 0 | 0 | 0
Coal | 0 | 0 | 0 | 0 | 0 | 0
Geo | 0 | 0 | 0 | 0 | 0 | 0
H | 0 | 0 | 0 | 0 | 0 | 0
LFG | 0 | 0 | 0 | 0 | 0 | 0
Nuc | 0 | 0 | 0 | 0 | 0 | 0
PS | 0 | 0 | 0 | 0 | 0 | 0
PV | 0 | 0 | 0 | 0 | 0 | 0
PeakG | 0 | 0 | 0 | 0 | 0 | 0
PeakO | 0 | 0 | 0 | 0 | 0 | 0
ST | 0 | 0 | 0 | 0 | 0 | 0
STOG | 0 | 0 | 0 | 0 | 0 | 0
STWD | 0 | 0 | 0 | 0 | 0 | 0
WT | 0 | 0 | 0 | 0 | 0 | 0
IGCC | 0 | 0 | 0 | 0 | 0 | 0
DemandResponse | 0 | 0 | 0 | 0 | 0 | 0
IGCC-CCS | 0 | 0 | 0 | 0 | 0 | 0
WT_off | 0 | 0 | 0 | 0 | 0 | 0
PseudoUnit | 0 | 0 | 0 | 0 | 0 | 0
FixedInterchange | 0 | 0 | 0 | 0 | 0 | 0
CO2 Emissions (MMmetricTons): MARITIMES
ReportingType | 2015 | 2020 | 2025 | 2030 | 2035 | 2040
BM | 0 | 0 | 0 | 0 | 0 | 0
CC | 0 | 0 | 0 | 0 | 0 | 0
CSP | 0 | 0 | 0 | 0 | 0 | 0
CT | 0 | 0 | 0 | 0 | 0 | 0
Coal | 0 | 0 | 0 | 0 | 0 | 0
Geo | 0 | 0 | 0 | 0 | 0 | 0
H | 0 | 0 | 0 | 0 | 0 | 0
LFG | 0 | 0 | 0 | 0 | 0 | 0
Nuc | 0 | 0 | 0 | 0 | 0 | 0
PS | 0 | 0 | 0 | 0 | 0 | 0
PV | 0 | 0 | 0 | 0 | 0 | 0
PeakG | 0 | 0 | 0 | 0 | 0 | 0
PeakO | 0 | 0 | 0 | 0 | 0 | 0
ST | 0 | 0 | 0 | 0 | 0 | 0
STOG | 0 | 0 | 0 | 0 | 0 | 0
STWD | 0 | 0 | 0 | 0 | 0 | 0
WT | 0 | 0 | 0 | 0 | 0 | 0
IGCC | 0 | 0 | 0 | 0 | 0 | 0
DemandResponse | 0 | 0 | 0 | 0 | 0 | 0
IGCC-CCS | 0 | 0 | 0 | 0 | 0 | 0
WT_off | 0 | 0 | 0 | 0 | 0 | 0
PseudoUnit | 0 | 0 | 0 | 0 | 0 | 0
FixedInterchange | 0 | 0 | 0 | 0 | 0 | 0
CO2 Emissions (MMmetricTons): All
ReportingType | 2015 | 2020 | 2025 | 2030 | 2035 | 2040
BM | 0 | 0 | 0 | 0 | 0 | 0
CC | 558.47 | 611.35 | 567.13 | 382.62 | 379.67 | 333.05
CSP | 0 | 0 | 0 | 0 | 0 | 0
CT | 0.35 | 1.16 | 1.45 | 0.36 | 0.03 | 0
Coal | 1077.09 | 398.99 | 59.33 | 2.81 | 2.86 | 3.23
Geo | 0 | 0 | 0 | 0 | 0 | 0
H | 0 | 0 | 0 | 0 | 0 | 0
LFG | 0 | 0 | 0 | 0 | 0 | 0
Nuc | 0 | 0 | 0 | 0 | 0 | 0
PS | 0 | 0 | 0 | 0 | 0 | 0
PV | 0 | 0 | 0 | 0 | 0 | 0
PeakG | 1.66 | 6.89 | 9.98 | 4.24 | 4.77 | 4.21
PeakO | 0 | 0 | 0.03 | 0.01 | 0.03 | 0.01
ST | 0 | 0 | 0 | 0 | 0 | 0
STOG | 3.67 | 3.67 | 0.82 | 0.34 | 0.36 | 0.29
STWD | 0 | 0 | 0 | 0 | 0 | 0
WT | 0 | 0 | 0 | 0 | 0 | 0
IGCC | 3.76 | 3.76 | 0.85 | 0.19 | 0.19 | 0.12
DemandResponse | 0 | 0 | 0 | 0 | 0 | 0
IGCC-CCS | 0 | 0 | 0 | 0 | 0 | 0
WT_off | 0 | 0 | 0 | 0 | 0 | 0
PseudoUnit | 0 | 0 | 0 | 0 | 0 | 0
FixedInterchange | 0 | 0 | 0 | 0 | 0 | 0
CO2 Emissions (MMmetricTons): EI_US
ReportingType | 2015 | 2020 | 2025 | 2030 | 2035 | 2040
BM | 0 | 0 | 0 | 0 | 0 | 0
CC | 372.94 | 430.67 | 381.21 | 257.54 | 274.7 | 254.25
CSP | 0 | 0 | 0 | 0 | 0 | 0
CT | 0.33 | 1.12 | 1.33 | 0.26 | 0.03 | 0
Coal | 831.32 | 223.1 | 10.98 | 1.94 | 1.99 | 2.19
Geo | 0 | 0 | 0 | 0 | 0 | 0
H | 0 | 0 | 0 | 0 | 0 | 0
LFG | 0 | 0 | 0 | 0 | 0 | 0
Nuc | 0 | 0 | 0 | 0 | 0 | 0
PS | 0 | 0 | 0 | 0 | 0 | 0
PV | 0 | 0 | 0 | 0 | 0 | 0
PeakG | 1.61 | 6.63 | 9.17 | 3.73 | 4.33 | 3.87
PeakO | 0 | 0 | 0.03 | 0.01 | 0.03 | 0.01
ST | 0 | 0 | 0 | 0 | 0 | 0
STOG | 2.37 | 2.41 | 0.82 | 0.34 | 0.36 | 0.29
STWD | 0 | 0 | 0 | 0 | 0 | 0
WT | 0 | 0 | 0 | 0 | 0 | 0
IGCC | 3.76 | 3.76 | 0.85 | 0.19 | 0.19 | 0.12
DemandResponse | 0 | 0 | 0 | 0 | 0 | 0
IGCC-CCS | 0 | 0 | 0 | 0 | 0 | 0
WT_off | 0 | 0 | 0 | 0 | 0 | 0
PseudoUnit | 0 | 0 | 0 | 0 | 0 | 0
FixedInterchange | 0 | 0 | 0 | 0 | 0 | 0
CO2 Emissions (MMmetricTons): EI_Canada
ReportingType | 2015 | 2020 | 2025 | 2030 | 2035 | 2040
BM | 0 | 0 | 0 | 0 | 0 | 0
CC | 6.02 | 6.02 | 0.85 | 0.02 | 0.03 | 0.03
CSP | 0 | 0 | 0 | 0 | 0 | 0
CT | 0.02 | 0.01 | 0.01 | 0 | 0 | 0
Coal | 0.35 | 0 | 0 | 0 | 0 | 0
Geo | 0 | 0 | 0 | 0 | 0 | 0
H | 0 | 0 | 0 | 0 | 0 | 0
LFG | 0 | 0 | 0 | 0 | 0 | 0
Nuc | 0 | 0 | 0 | 0 | 0 | 0
PS | 0 | 0 | 0 | 0 | 0 | 0
PV | 0 | 0 | 0 | 0 | 0 | 0
PeakG | 0.04 | 0.07 | 0 | 0 | 0 | 0
PeakO | 0 | 0 | 0 | 0 | 0 | 0
ST | 0 | 0 | 0 | 0 | 0 | 0
STOG | 0.01 | 0 | 0 | 0 | 0 | 0
STWD | 0 | 0 | 0 | 0 | 0 | 0
WT | 0 | 0 | 0 | 0 | 0 | 0
IGCC | 0 | 0 | 0 | 0 | 0 | 0
DemandResponse | 0 | 0 | 0 | 0 | 0 | 0
IGCC-CCS | 0 | 0 | 0 | 0 | 0 | 0
WT_off | 0 | 0 | 0 | 0 | 0 | 0
PseudoUnit | 0 | 0 | 0 | 0 | 0 | 0
FixedInterchange | 0 | 0 | 0 | 0 | 0 | 0
CO2 Emissions (MMmetricTons): EI
ReportingType | 2015 | 2020 | 2025 | 2030 | 2035 | 2040
BM | 0 | 0 | 0 | 0 | 0 | 0
CC | 378.96 | 436.69 | 382.07 | 257.56 | 274.72 | 254.28
CSP | 0 | 0 | 0 | 0 | 0 | 0
CT | 0.35 | 1.13 | 1.34 | 0.26 | 0.03 | 0
Coal | 831.67 | 223.1 | 10.98 | 1.94 | 1.99 | 2.19
Geo | 0 | 0 | 0 | 0 | 0 | 0
H | 0 | 0 | 0 | 0 | 0 | 0
LFG | 0 | 0 | 0 | 0 | 0 | 0
Nuc | 0 | 0 | 0 | 0 | 0 | 0
PS | 0 | 0 | 0 | 0 | 0 | 0
PV | 0 | 0 | 0 | 0 | 0 | 0
PeakG | 1.65 | 6.7 | 9.17 | 3.73 | 4.33 | 3.87
PeakO | 0 | 0 | 0.03 | 0.01 | 0.03 | 0.01
ST | 0 | 0 | 0 | 0 | 0 | 0
STOG | 2.38 | 2.41 | 0.82 | 0.34 | 0.36 | 0.29
STWD | 0 | 0 | 0 | 0 | 0 | 0
WT | 0 | 0 | 0 | 0 | 0 | 0
IGCC | 3.76 | 3.76 | 0.85 | 0.19 | 0.19 | 0.12
DemandResponse | 0 | 0 | 0 | 0 | 0 | 0
IGCC-CCS | 0 | 0 | 0 | 0 | 0 | 0
WT_off | 0 | 0 | 0 | 0 | 0 | 0
PseudoUnit | 0 | 0 | 0 | 0 | 0 | 0
FixedInterchange | 0 | 0 | 0 | 0 | 0 | 0
CO2 Emissions (MMmetricTons): Outside_EI
ReportingType | 2015 | 2020 | 2025 | 2030 | 2035 | 2040
BM | 0 | 0 | 0 | 0 | 0 | 0
CC | 179.51 | 174.66 | 185.06 | 125.06 | 104.95 | 78.77
CSP | 0 | 0 | 0 | 0 | 0 | 0
CT | 0 | 0.03 | 0.11 | 0.1 | 0 | 0
Coal | 245.42 | 175.89 | 48.35 | 0.87 | 0.87 | 1.04
Geo | 0 | 0 | 0 | 0 | 0 | 0
H | 0 | 0 | 0 | 0 | 0 | 0
LFG | 0 | 0 | 0 | 0 | 0 | 0
Nuc | 0 | 0 | 0 | 0 | 0 | 0
PS | 0 | 0 | 0 | 0 | 0 | 0
PV | 0 | 0 | 0 | 0 | 0 | 0
PeakG | 0 | 0.19 | 0.81 | 0.51 | 0.44 | 0.33
PeakO | 0 | 0 | 0 | 0 | 0 | 0
ST | 0 | 0 | 0 | 0 | 0 | 0
STOG | 1.29 | 1.27 | 0 | 0 | 0 | 0
STWD | 0 | 0 | 0 | 0 | 0 | 0
WT | 0 | 0 | 0 | 0 | 0 | 0
IGCC | 0 | 0 | 0 | 0 | 0 | 0
DemandResponse | 0 | 0 | 0 | 0 | 0 | 0
IGCC-CCS | 0 | 0 | 0 | 0 | 0 | 0
WT_off | 0 | 0 | 0 | 0 | 0 | 0
PseudoUnit | 0 | 0 | 0 | 0 | 0 | 0
FixedInterchange | 0 | 0 | 0 | 0 | 0 | 0
#6 | 0: Fuel Cost [includes coal shadow price] ($million)
Fuel Cost by Reporting Type: Entergy
ReportingType | 2015 | 2020 | 2025 | 2030 | 2035 | 2040
BM | 0 | 0 | 0 | 0 | 0 | 0
CC | 2770.11 | 2597.74 | 1906.24 | 1091.87 | 1135.64 | 1146.81
CSP | 0 | 0 | 0 | 0 | 0 | 0
CT | 0 | 0 | 0 | 0 | 0 | 0
Coal | 1260.46 | 135.81 | 10.24 | 1.36 | 1.33 | 3.03
Geo | 0 | 0 | 0 | 0 | 0 | 0
H | 0 | 0 | 0 | 0 | 0 | 0
LFG | 0 | 0 | 0.14 | 0.14 | 0.14 | 0.14
Nuc | 372.97 | 380.57 | 404.36 | 412.26 | 348.24 | 274.14
PS | 0 | 0 | 0 | 0 | 0 | 0
PV | 0 | 0 | 0 | 0 | 0 | 0
PeakG | 0 | 0 | 15.11 | 4.11 | 3.63 | 4.35
PeakO | 0 | 0 | 0 | 0 | 0 | 0
ST | 0 | 0 | 0 | 0 | 0 | 0
STOG | 28.54 | 59.51 | 0 | 0 | 0 | 0
STWD | 1.75 | 6.51 | 11.27 | 42.06 | 46.42 | 42.93
WT | 0 | 0 | 0 | 0 | 0 | 0
IGCC | 0 | 0 | 0 | 0 | 0 | 0
DemandResponse | 0 | 0 | 0 | 0 | 0 | 0
IGCC-CCS | 0 | 0 | 0 | 0 | 0 | 0
WT_off | 0 | 0 | 0 | 0 | 0 | 0
PseudoUnit | 0 | 0 | 0 | 0 | 0 | 0
FixedInterchange | 0 | 0 | 0 | 0 | 0 | 0
Fuel Cost by Reporting Type: FRCC
ReportingType | 2015 | 2020 | 2025 | 2030 | 2035 | 2040
BM | 0 | 0 | 0 | 0 | 0 | 0
CC | 8811.8 | 10354.32 | 9386.37 | 2817.29 | 2621.54 | 2062.6
CSP | 0 | 0 | 0 | 0 | 0 | 0
CT | 37.13 | 134.26 | 130.5 | 15.49 | 0 | 0
Coal | 476.82 | 102.65 | 0 | 0 | 0 | 0
Geo | 0 | 0 | 0 | 0 | 0 | 0
H | 0 | 0 | 0 | 0 | 0 | 0
LFG | 0 | 0 | 0.25 | 0.25 | 0.25 | 0.25
Nuc | 282.48 | 288.24 | 395.54 | 1542.7 | 1621.28 | 1820.11
PS | 0 | 0 | 0 | 0 | 0 | 0
PV | 0 | 0 | 0 | 0 | 0 | 0
PeakG | 30.16 | 137.87 | 119.76 | 0 | 0 | 0
PeakO | 0 | 0 | 0 | 0 | 0 | 0
ST | 0 | 0 | 0 | 0 | 0 | 0
STOG | 0 | 0 | 0 | 0 | 0 | 0
STWD | 9.7 | 28.35 | 100.84 | 100.84 | 100.84 | 84.5
WT | 0 | 0 | 0 | 0 | 0 | 0
IGCC | 0 | 0 | 0 | 0 | 0 | 0
DemandResponse | 0 | 0 | 0.04 | 0.03 | 0.05 | 0.05
IGCC-CCS | 0 | 0 | 0 | 0 | 0 | 0
WT_off | 0 | 0 | 0 | 0 | 0 | 0
PseudoUnit | 0 | 0 | 0 | 0 | 0 | 0
FixedInterchange | 0 | 0 | 0 | 0 | 0 | 0
Fuel Cost by Reporting Type: MAPP_US
ReportingType | 2015 | 2020 | 2025 | 2030 | 2035 | 2040
BM | 0 | 0 | 0 | 0 | 0 | 0
CC | 9.65 | 13.96 | 8.38 | 6.2 | 6.36 | 7.13
CSP | 0 | 0 | 0 | 0 | 0 | 0
CT | 0 | 0.2 | 0.18 | 0.14 | 0.18 | 0.2
Coal | 174.72 | 7.9 | 0 | 0 | 0 | 0
Geo | 0 | 0 | 0 | 0 | 0 | 0
H | 0 | 0 | 0 | 0 | 0 | 0
LFG | 0 | 0 | 0 | 0.09 | 0.09 | 0.09
Nuc | 0 | 0 | 0.01 | 0.01 | 0.01 | 0.01
PS | 0 | 0 | 0 | 0 | 0 | 0
PV | 0 | 0 | 0 | 0 | 0 | 0
PeakG | 3.89 | 7.03 | 6.75 | 8.15 | 8.43 | 5.7
PeakO | 0 | 0 | 0 | 0 | 0 | 0
ST | 0 | 0 | 0 | 0 | 0 | 0
STOG | 0 | 0 | 0 | 0 | 0 | 0
STWD | 0 | 0 | 0 | 0 | 0 | 0
WT | 0 | 0 | 0 | 0 | 0 | 0
IGCC | 0 | 0 | 0 | 0 | 0 | 0
DemandResponse | 0 | 0 | 0 | 0 | 0 | 0
IGCC-CCS | 0 | 0 | 0 | 0 | 0 | 0
WT_off | 0 | 0 | 0 | 0 | 0 | 0
PseudoUnit | 0 | 0 | 0 | 0 | 0 | 0
FixedInterchange | 0 | 0 | 0 | 0 | 0 | 0
Fuel Cost by Reporting Type: MISO_IN
ReportingType | 2015 | 2020 | 2025 | 2030 | 2035 | 2040
BM | 0 | 0 | 0 | 0 | 0 | 0
CC | 747.41 | 2652.25 | 2455.69 | 1370.61 | 1357.43 | 1698.56
CSP | 0 | 0 | 0 | 0 | 0 | 0
CT | 0 | 0 | 0 | 0 | 0 | 0
Coal | 1116.98 | 599.65 | 0 | 0 | 0 | 0
Geo | 0 | 0 | 0 | 0 | 0 | 0
H | 0 | 0 | 0 | 0 | 0 | 0
LFG | 0 | 0 | 0.1 | 0.1 | 0.1 | 0.1
Nuc | 0 | 0 | 0.01 | 0.01 | 0.01 | 0.01
PS | 0 | 0 | 0 | 0 | 0 | 0
PV | 0 | 0 | 0 | 0 | 0 | 0
PeakG | 0.16 | 1.54 | 19.06 | 2.56 | 3.35 | 5.12
PeakO | 0 | 0 | 1.21 | 0 | 0 | 0
ST | 0 | 0 | 0 | 0 | 0 | 0
STOG | 1.94 | 3.98 | 0 | 0 | 0 | 0
STWD | 0 | 0 | 0 | 0 | 0 | 0
WT | 0 | 0 | 0 | 0 | 0 | 0
IGCC | 87.33 | 78.96 | 12.86 | 2.67 | 2.67 | 1.69
DemandResponse | 0 | 0 | 0 | 0 | 0 | 0
IGCC-CCS | 0 | 0 | 0 | 0 | 0 | 0
WT_off | 0 | 0 | 0 | 0 | 0 | 0
PseudoUnit | 0 | 0 | 0 | 0 | 0 | 0
FixedInterchange | 0 | 0 | 0 | 0 | 0 | 0
Fuel Cost by Reporting Type: MISO_MI
ReportingType | 2015 | 2020 | 2025 | 2030 | 2035 | 2040
BM | 0 | 0 | 0 | 0 | 0 | 0
CC | 1036.33 | 2025.98 | 1790.68 | 960.69 | 993.15 | 939.51
CSP | 0 | 0 | 0 | 0 | 0 | 0
CT | 0 | 0 | 0 | 0 | 0 | 0
Coal | 605.14 | 0 | 0 | 0 | 0 | 0
Geo | 0 | 0 | 0 | 0 | 0 | 0
H | 0 | 0 | 0 | 0 | 0 | 0
LFG | 0 | 0 | 0.2 | 0.2 | 0.2 | 0.2
Nuc | 139.75 | 142.6 | 151.51 | 154.47 | 90.85 | 90.85
PS | 0 | 0 | 0 | 0 | 0 | 0
PV | 0 | 0 | 0 | 0 | 0 | 0
PeakG | 1.46 | 7.61 | 11.29 | 0.4 | 4.78 | 3.89
PeakO | 0 | 0 | 0 | 0 | 0 | 0
ST | 0 | 0 | 0 | 0 | 0 | 0
STOG | 19.05 | 17.61 | 0 | 0 | 0 | 0
STWD | 87.42 | 87.42 | 8.92 | 47 | 47 | 73.26
WT | 0 | 0 | 0 | 0 | 0 | 0
IGCC | 0 | 0 | 0 | 0 | 0 | 0
DemandResponse | 0 | 0 | 0 | 0 | 0 | 0
IGCC-CCS | 0 | 0 | 0 | 0 | 0 | 0
WT_off | 0 | 0 | 0 | 0 | 0 | 0
PseudoUnit | 0 | 0 | 0 | 0 | 0 | 0
FixedInterchange | 0 | 0 | 0 | 0 | 0 | 0
Fuel Cost by Reporting Type: MISO_MO-IL
ReportingType | 2015 | 2020 | 2025 | 2030 | 2035 | 2040
BM | 0 | 0 | 0 | 0 | 0 | 0
CC | 547.3 | 1500.85 | 1011.67 | 520.43 | 584.77 | 546.39
CSP | 0 | 0 | 0 | 0 | 0 | 0
CT | 0 | 0 | 0 | 0 | 0 | 0
Coal | 1353.21 | 351.82 | 31.81 | 6.26 | 7.02 | 5.23
Geo | 0 | 0 | 0 | 0 | 0 | 0
H | 0 | 0 | 0 | 0 | 0 | 0
LFG | 0 | 0 | 0.19 | 0.29 | 0.29 | 0.29
Nuc | 143.46 | 146.38 | 155.53 | 158.57 | 158.57 | 158.57
PS | 0 | 0 | 0 | 0 | 0 | 0
PV | 0 | 0 | 0 | 0 | 0 | 0
PeakG | 6.94 | 30.76 | 58.6 | 21.75 | 22.09 | 24.69
PeakO | 0 | 0 | 0 | 0 | 0 | 0
ST | 0 | 0 | 0 | 0 | 0 | 0
STOG | 0.37 | 1.96 | 0 | 0 | 0 | 0
STWD | 0 | 0 | 0 | 0 | 0 | 0
WT | 0 | 0 | 0 | 0 | 0 | 0
IGCC | 0 | 0 | 0 | 0 | 0 | 0
DemandResponse | 0 | 0 | 0 | 0 | 0 | 0
IGCC-CCS | 0 | 0 | 0 | 0 | 0 | 0
WT_off | 0 | 0 | 0 | 0 | 0 | 0
PseudoUnit | 0 | 0 | 0 | 0 | 0 | 0
FixedInterchange | 0 | 0 | 0 | 0 | 0 | 0
Fuel Cost by Reporting Type: MISO_W
ReportingType | 2015 | 2020 | 2025 | 2030 | 2035 | 2040
BM | 0 | 0 | 0 | 0 | 0 | 0
CC | 758.11 | 1476.47 | 700.33 | 389.4 | 405.39 | 384.01
CSP | 0 | 0 | 0 | 0 | 0 | 0
CT | 0 | 0 | 0 | 0 | 0 | 0
Coal | 1173.29 | 368.18 | 46.54 | 42.58 | 49.58 | 49.58
Geo | 0 | 0 | 0 | 0 | 0 | 0
H | 0 | 0 | 0 | 0 | 0 | 0
LFG | 0 | 0 | 0 | 0.09 | 0.09 | 0.09
Nuc | 152.53 | 155.64 | 165.37 | 168.51 | 0.01 | 0.01
PS | 0 | 0 | 0 | 0 | 0 | 0
PV | 0 | 0 | 0 | 0 | 0 | 0
PeakG | 15.62 | 20.79 | 19.51 | 6.57 | 17.45 | 19.41
PeakO | 0 | 0 | 0 | 0 | 0 | 0
ST | 0 | 0 | 0 | 0 | 0 | 0
STOG | 0.01 | 0.14 | 0 | 0 | 0 | 0
STWD | 4.39 | 17.81 | 15.37 | 80.29 | 86.29 | 97.48
WT | 0 | 0 | 0 | 0 | 0 | 0
IGCC | 0 | 0 | 0 | 0 | 0 | 0
DemandResponse | 0 | 0 | 0 | 0 | 0 | 0
IGCC-CCS | 0 | 0 | 0 | 0 | 0 | 0
WT_off | 0 | 0 | 0 | 0 | 0 | 0
PseudoUnit | 0 | 0 | 0 | 0 | 0 | 0
FixedInterchange | 0 | 0 | 0 | 0 | 0 | 0
Fuel Cost by Reporting Type: MISO_WUMS
ReportingType | 2015 | 2020 | 2025 | 2030 | 2035 | 2040
BM | 0 | 0 | 0 | 0 | 0 | 0
CC | 1542.56 | 1644.16 | 1129.55 | 616.51 | 814.01 | 836.56
CSP | 0 | 0 | 0 | 0 | 0 | 0
CT | 0 | 0 | 0 | 0 | 0 | 0
Coal | 233.02 | 72.4 | 11.74 | 0 | 0.13 | 0.58
Geo | 0 | 0 | 0 | 0 | 0 | 0
H | 0 | 0 | 0 | 0 | 0 | 0
LFG | 0 | 0 | 0.29 | 0.29 | 0.29 | 0.29
Nuc | 120.89 | 123.35 | 131.06 | 133.62 | 0.01 | 0.01
PS | 0 | 0 | 0 | 0 | 0 | 0
PV | 0 | 0 | 0 | 0 | 0 | 0
PeakG | 0 | 5.64 | 6.41 | 0 | 5.33 | 2.32
PeakO | 0 | 0 | 0 | 0 | 0 | 0
ST | 0 | 0 | 0 | 0 | 0 | 0
STOG | 0 | 0 | 0 | 0 | 0 | 0
STWD | 3.67 | 6.11 | 5.77 | 10.18 | 13.43 | 21.85
WT | 0 | 0 | 0 | 0 | 0 | 0
IGCC | 0 | 0 | 0 | 0 | 0 | 0
DemandResponse | 0 | 0 | 0 | 0 | 0 | 0
IGCC-CCS | 0 | 0 | 0 | 0 | 0 | 0
WT_off | 0 | 0 | 0 | 0 | 0 | 0
PseudoUnit | 0 | 0 | 0 | 0 | 0 | 0
FixedInterchange | 0 | 0 | 0 | 0 | 0 | 0
Fuel Cost by Reporting Type: Nebraska
ReportingType | 2015 | 2020 | 2025 | 2030 | 2035 | 2040
BM | 0 | 0 | 0 | 0 | 0 | 0
CC | 17.52 | 12.3 | 10.92 | 4.9 | 8.72 | 5.66
CSP | 0 | 0 | 0 | 0 | 0 | 0
CT | 0 | 0 | 0 | 0 | 0 | 0
Coal | 414.89 | 50.57 | 33.26 | 31.25 | 31.53 | 31.8
Geo | 0 | 0 | 0 | 0 | 0 | 0
H | 0 | 0 | 0 | 0 | 0 | 0
LFG | 0 | 0 | 0 | 0.08 | 0.08 | 0.08
Nuc | 83.67 | 85.37 | 82.6 | 71.3 | 0.01 | 0.01
PS | 0 | 0 | 0 | 0 | 0 | 0
PV | 0 | 0 | 0 | 0 | 0 | 0
PeakG | 0.62 | 0 | 0.8 | 0 | 0 | 0.71
PeakO | 0 | 0 | 0 | 0 | 0 | 0
ST | 0 | 0 | 0 | 0 | 0 | 0
STOG | 0 | 0 | 0 | 0 | 0 | 0
STWD | 0 | 0 | 0 | 0 | 0 | 0
WT | 0 | 0 | 0 | 0 | 0 | 0
IGCC | 0 | 0 | 0 | 0 | 0 | 0
DemandResponse | 0 | 0 | 0 | 0 | 0 | 0
IGCC-CCS | 0 | 0 | 0 | 0 | 0 | 0
WT_off | 0 | 0 | 0 | 0 | 0 | 0
PseudoUnit | 0 | 0 | 0 | 0 | 0 | 0
FixedInterchange | 0 | 0 | 0 | 0 | 0 | 0
Fuel Cost by Reporting Type: NEISO
ReportingType | 2015 | 2020 | 2025 | 2030 | 2035 | 2040
BM | 128.98 | 77.02 | 8.52 | 11.47 | 51.24 | 128.98
CC | 1421.8 | 1067.69 | 649 | 136.26 | 201.88 | 301.54
CSP | 0 | 0 | 0 | 0 | 0 | 0
CT | 0.19 | 0.68 | 1.88 | 1.26 | 0 | 0
Coal | 2.05 | 0 | 0 | 0 | 0 | 0
Geo | 0 | 0 | 0 | 0 | 0 | 0
H | 0 | 0 | 0 | 0 | 0 | 0
LFG | 0.06 | 0.06 | 0.06 | 0.15 | 0.15 | 0.15
Nuc | 293.25 | 299.23 | 317.93 | 324.14 | 234.19 | 173
PS | 0 | 0 | 0 | 0 | 0 | 0
PV | 0 | 0 | 0 | 0 | 0 | 0
PeakG | 1.88 | 6.14 | 6.42 | 0 | 0 | 0
PeakO | 0 | 0 | 0 | 0 | 0 | 0
ST | 0 | 0 | 0 | 0 | 0 | 0
STOG | 0 | 0 | 0 | 0 | 0 | 0
STWD | 219.76 | 36.65 | 5.54 | 5.87 | 32.01 | 54.26
WT | 0 | 0 | 0 | 0 | 0 | 0
IGCC | 0 | 0 | 0 | 0 | 0 | 0
DemandResponse | 0 | 0 | 0 | 0 | 0 | 0
IGCC-CCS | 0 | 0 | 0 | 0 | 0 | 0
WT_off | 0 | 0 | 0 | 0 | 0 | 0
PseudoUnit | 0 | 0 | 0 | 0 | 0 | 0
FixedInterchange | 0 | 0 | 0 | 0 | 0 | 0
Fuel Cost by Reporting Type: NonRTO_Midwest
ReportingType | 2015 | 2020 | 2025 | 2030 | 2035 | 2040
BM | 0 | 0 | 0 | 0 | 0 | 0
CC | 349.89 | 1788.92 | 1643.35 | 1285.19 | 1290.07 | 1283.97
CSP | 0 | 0 | 0 | 0 | 0 | 0
CT | 0 | 0 | 0 | 0 | 0 | 0
Coal | 1054.81 | 286.39 | 12.9 | 10.79 | 10.79 | 10.79
Geo | 0 | 0 | 0 | 0 | 0 | 0
H | 0 | 0 | 0 | 0 | 0 | 0
LFG | 0 | 0 | 0.2 | 0.2 | 0.2 | 0.2
Nuc | 0 | 0.01 | 0.01 | 0.02 | 40.29 | 102.92
PS | 0 | 0 | 0 | 0 | 0 | 0
PV | 0 | 0 | 0 | 0 | 0 | 0
PeakG | 10.82 | 19.32 | 94.25 | 36.57 | 22.48 | 5.37
PeakO | 0 | 0 | 0 | 0 | 0 | 0
ST | 0 | 0 | 0 | 0 | 0 | 0
STOG | 0 | 0 | 0 | 0 | 0 | 0
STWD | 0 | 0 | 0 | 0 | 0 | 0
WT | 0 | 0 | 0 | 0 | 0 | 0
IGCC | 0 | 0 | 0 | 0 | 0 | 0
DemandResponse | 0 | 0 | 0 | 0 | 0 | 0
IGCC-CCS | 0 | 0 | 0 | 0 | 0 | 0
WT_off | 0 | 0 | 0 | 0 | 0 | 0
PseudoUnit | 0 | 0 | 0 | 0 | 0 | 0
FixedInterchange | 0 | 0 | 0 | 0 | 0 | 0
Fuel Cost by Reporting Type: NYISO_A-F
ReportingType | 2015 | 2020 | 2025 | 2030 | 2035 | 2040
BM | 0 | 0 | 0 | 0 | 0 | 0
CC | 296.04 | 272.61 | 175.38 | 7.83 | 70.22 | 126.05
CSP | 0 | 0 | 0 | 0 | 0 | 0
CT | 0 | 0 | 0 | 0 | 0 | 0
Coal | 0 | 0 | 0 | 0 | 0 | 0
Geo | 0 | 0 | 0 | 0 | 0 | 0
H | 0 | 0 | 0 | 0 | 0 | 0
LFG | 0.01 | 0.01 | 0.01 | 0.09 | 0.09 | 0.09
Nuc | 217.02 | 221.45 | 235.29 | 195.6 | 154.22 | 93.47
PS | 0 | 0 | 0 | 0 | 0 | 0
PV | 0 | 0 | 0 | 0 | 0 | 0
PeakG | 0.17 | 1.32 | 0 | 0 | 0 | 0
PeakO | 0 | 0 | 0 | 0 | 0 | 0
ST | 0 | 0 | 0 | 0 | 0 | 0
STOG | 0 | 0 | 0 | 0 | 0 | 0
STWD | 0 | 0 | 0 | 0 | 0 | 0
WT | 0 | 0 | 0 | 0 | 0 | 0
IGCC | 0 | 0 | 0 | 0 | 0 | 0
DemandResponse | 0 | 0 | 0 | 0 | 0 | 0
IGCC-CCS | 0 | 0 | 0 | 0 | 0 | 0
WT_off | 0 | 0 | 0 | 0 | 0 | 0
PseudoUnit | 0 | 0 | 0 | 0 | 0 | 0
FixedInterchange | 0 | 0 | 0 | 0 | 0 | 0
Fuel Cost by Reporting Type: NYISO_G-I
ReportingType | 2015 | 2020 | 2025 | 2030 | 2035 | 2040
BM | 0 | 0 | 0 | 0 | 0 | 0
CC | 178.33 | 158.27 | 93.36 | 27.58 | 122.25 | 363.79
CSP | 0 | 0 | 0 | 0 | 0 | 0
CT | 0 | 0 | 0 | 0 | 0 | 0
Coal | 0 | 0 | 0 | 0 | 0 | 0
Geo | 0 | 0 | 0 | 0 | 0 | 0
H | 0 | 0 | 0 | 0 | 0 | 0
LFG | 0 | 0 | 0.05 | 0.09 | 0.09 | 0.09
Nuc | 130.64 | 133.3 | 141.63 | 144.4 | 72.41 | 0.03
PS | 0 | 0 | 0 | 0 | 0 | 0
PV | 0 | 0 | 0 | 0 | 0 | 0
PeakG | 0 | 0.06 | 0.19 | 0.14 | 0.12 | 0.13
PeakO | 0 | 0 | 0 | 0 | 0 | 0
ST | 0 | 0 | 0 | 0 | 0 | 0
STOG | 0 | 0 | 0 | 0 | 0 | 0
STWD | 0 | 0 | 0 | 0 | 0 | 0
WT | 0 | 0 | 0 | 0 | 0 | 0
IGCC | 0 | 0 | 0 | 0 | 0 | 0
DemandResponse | 0 | 0 | 0 | 0 | 0 | 0
IGCC-CCS | 0 | 0 | 0 | 0 | 0 | 0
WT_off | 0 | 0 | 0 | 0 | 0 | 0
PseudoUnit | 0 | 0 | 0 | 0 | 0 | 0
FixedInterchange | 0 | 0 | 0 | 0 | 0 | 0
Fuel Cost by Reporting Type: NYISO_J-K
ReportingType | 2015 | 2020 | 2025 | 2030 | 2035 | 2040
BM | 0 | 0 | 0 | 0 | 0 | 0
CC | 987.4 | 1031.12 | 619.83 | 284.32 | 314.95 | 394.65
CSP | 0 | 0 | 0 | 0 | 0 | 0
CT | 0 | 0 | 0 | 0 | 0 | 0
Coal | 0 | 0 | 0 | 0 | 0 | 0
Geo | 0 | 0 | 0 | 0 | 0 | 0
H | 0 | 0 | 0 | 0 | 0 | 0
LFG | 0 | 0 | 0 | 0.09 | 0.09 | 0.09
Nuc | 0 | 0 | 0.01 | 0.01 | 0.01 | 0.02
PS | 0 | 0 | 0 | 0 | 0 | 0
PV | 0 | 0 | 0 | 0 | 0 | 0
PeakG | 7.83 | 14.4 | 17.03 | 10.07 | 12.64 | 11.32
PeakO | 0 | 0.65 | 8.7 | 2.32 | 9.69 | 5.02
ST | 0 | 0 | 0 | 0 | 0 | 0
STOG | 18.85 | 42.31 | 34.18 | 18.25 | 17.4 | 17.81
STWD | 0 | 0 | 0 | 0 | 0 | 0
WT | 0 | 0 | 0 | 0 | 0 | 0
IGCC | 0 | 0 | 0 | 0 | 0 | 0
DemandResponse | 0 | 0 | 0 | 0 | 0 | 0
IGCC-CCS | 0 | 0 | 0 | 0 | 0 | 0
WT_off | 0 | 0 | 0 | 0 | 0 | 0
PseudoUnit | 0 | 0 | 0 | 0 | 0 | 0
FixedInterchange | 0 | 0 | 0 | 0 | 0 | 0
Fuel Cost by Reporting Type: PJM_E
ReportingType | 2015 | 2020 | 2025 | 2030 | 2035 | 2040
BM | 0.86 | 15.34 | 15.34 | 15.34 | 15.34 | 15.34
CC | 1988.76 | 2351.2 | 1651.79 | 975.6 | 1204.92 | 1301.56
CSP | 0 | 0 | 0 | 0 | 0 | 0
CT | 0.02 | 0.68 | 0.61 | 0 | 0 | 0
Coal | 12.17 | 3.45 | 0.42 | 0.02 | 0.06 | 0.11
Geo | 0 | 0 | 0 | 0 | 0 | 0
H | 0 | 0 | 0 | 0 | 0 | 0
LFG | 0.01 | 0.18 | 0.18 | 0.18 | 0.18 | 0.18
Nuc | 563.79 | 533.75 | 567.11 | 578.18 | 415.32 | 329.35
PS | 0 | 0 | 0 | 0 | 0 | 0
PV | 0 | 0 | 0 | 0 | 0 | 0
PeakG | 4.18 | 65.38 | 58.62 | 42.15 | 38.36 | 39.51
PeakO | 0 | 0 | 0 | 0 | 0 | 0
ST | 0 | 0 | 0 | 0 | 0 | 0
STOG | 18.44 | 0 | 0 | 0 | 0 | 0
STWD | 0 | 0 | 0 | 0 | 0 | 0
WT | 0 | 0 | 0 | 0 | 0 | 0
IGCC | 0 | 0 | 0 | 0 | 0 | 0
DemandResponse | 0 | 0 | 0 | 0 | 0 | 0
IGCC-CCS | 0 | 0 | 0 | 0 | 0 | 0
WT_off | 0 | 0 | 0 | 0 | 0 | 0
PseudoUnit | 0 | 0 | 0 | 0 | 0 | 0
FixedInterchange | 0 | 0 | 0 | 0 | 0 | 0
Fuel Cost by Reporting Type: PJM_ROM
ReportingType | 2015 | 2020 | 2025 | 2030 | 2035 | 2040
BM | 0.52 | 9.21 | 9.21 | 9.21 | 9.21 | 9.21
CC | 907.79 | 1180.58 | 661.15 | 452.17 | 1549.05 | 2361.52
CSP | 0 | 0 | 0 | 0 | 0 | 0
CT | 0.01 | 0.42 | 0.37 | 0.27 | 0 | 0
Coal | 210.81 | 32.1 | 0.5 | 0.02 | 0.07 | 0.13
Geo | 0 | 0 | 0 | 0 | 0 | 0
H | 0 | 0 | 0 | 0 | 0 | 0
LFG | 0.02 | 0.36 | 0.36 | 0.36 | 0.36 | 0.36
Nuc | 337.6 | 344.49 | 366.02 | 373.17 | 244.83 | 178.21
PS | 0 | 0 | 0 | 0 | 0 | 0
PV | 0 | 0 | 0 | 0 | 0 | 0
PeakG | 0.43 | 3.77 | 10.28 | 18.55 | 24.61 | 25.23
PeakO | 0 | 0 | 0 | 0 | 0 | 0
ST | 0 | 0 | 0 | 0 | 0 | 0
STOG | 45.06 | 23.17 | 0 | 0 | 0 | 0
STWD | 2.04 | 35.1 | 35.1 | 35.1 | 35.1 | 35.1
WT | 0 | 0 | 0 | 0 | 0 | 0
IGCC | 0 | 0 | 0 | 0 | 0 | 0
DemandResponse | 0 | 0 | 0 | 0 | 0 | 0
IGCC-CCS | 0 | 0 | 0 | 0 | 0 | 0
WT_off | 0 | 0 | 0 | 0 | 0 | 0
PseudoUnit | 0 | 0 | 0 | 0 | 0 | 0
FixedInterchange | 0 | 0 | 0 | 0 | 0 | 0
Fuel Cost by Reporting Type: PJM_ROR
ReportingType | 2015 | 2020 | 2025 | 2030 | 2035 | 2040
BM | 11.05 | 196.9 | 196.9 | 196.9 | 196.9 | 98.71
CC | 7454.98 | 8516.02 | 7089.48 | 4452.16 | 4428.09 | 4722.21
CSP | 0 | 0 | 0 | 0 | 0 | 0
CT | 0.18 | 0.73 | 0.67 | 0.5 | 0 | 0
Coal | 3933.21 | 1557.85 | 63.27 | 8.47 | 8.47 | 8.47
Geo | 0 | 0 | 0 | 0 | 0 | 0
H | 0 | 0 | 0 | 0 | 0 | 0
LFG | 0.07 | 0.73 | 0.73 | 0.73 | 0.73 | 0.73
Nuc | 1319.64 | 1346.55 | 1430.71 | 1395.54 | 1084.35 | 728.88
PS | 0 | 0 | 0 | 0 | 0 | 0
PV | 0 | 0 | 0 | 0 | 0 | 0
PeakG | 52.15 | 196.49 | 264.98 | 125.68 | 155.02 | 161.21
PeakO | 0 | 0 | 0 | 0 | 0 | 0
ST | 0 | 0 | 0 | 0 | 0 | 0
STOG | 24.41 | 46 | 0 | 0 | 0 | 0
STWD | 2.8 | 103.87 | 103.87 | 103.87 | 76.32 | 87.03
WT | 0 | 0 | 0 | 0 | 0 | 0
IGCC | 0 | 0 | 0 | 0 | 0 | 0
DemandResponse | 0 | 0 | 0 | 0 | 0 | 0
IGCC-CCS | 0 | 0 | 0 | 0 | 0 | 0
WT_off | 0 | 0 | 0 | 0 | 0 | 0
PseudoUnit | 0 | 0 | 0 | 0 | 0 | 0
FixedInterchange | 0 | 0 | 0 | 0 | 0 | 0
Fuel Cost by Reporting Type: SOCO
ReportingType | 2015 | 2020 | 2025 | 2030 | 2035 | 2040
BM | 2.61 | 6.63 | 16.48 | 28.13 | 28.13 | 28.13
CC | 7350.83 | 8415.11 | 7371.2 | 3810.28 | 3505.48 | 2498.81
CSP | 0 | 0 | 0 | 0 | 0 | 0
CT | 0 | 0 | 0 | 0 | 0 | 0
Coal | 729.16 | 0 | 0 | 0 | 0 | 0
Geo | 0 | 0 | 0 | 0 | 0 | 0
H | 0 | 0 | 0 | 0 | 0 | 0
LFG | 0 | 0 | 0.14 | 0.14 | 0.14 | 0.14
Nuc | 396.64 | 551.11 | 585.56 | 1060.27 | 1175.1 | 1549.82
PS | 0 | 0 | 0 | 0 | 0 | 0
PV | 0 | 0 | 0 | 0 | 0 | 0
PeakG | 35.23 | 201.1 | 178.87 | 0 | 0 | 0
PeakO | 0 | 0 | 0 | 0 | 0 | 0
ST | 0 | 0 | 0 | 0 | 0 | 0
STOG | 0 | 0 | 0 | 0 | 0 | 0
STWD | 21.93 | 58.06 | 58.06 | 241.3 | 241.3 | 283.4
WT | 0 | 0 | 0 | 0 | 0 | 0
IGCC | 0 | 0 | 0 | 0 | 0 | 0
DemandResponse | 0 | 0 | 0 | 0 | 0 | 0
IGCC-CCS | 0 | 0 | 0 | 0 | 0 | 0
WT_off | 0 | 0 | 0 | 0 | 0 | 0
PseudoUnit | 0 | 0 | 0 | 0 | 0 | 0
FixedInterchange | 0 | 0 | 0 | 0 | 0 | 0
Fuel Cost by Reporting Type: SPP_N
ReportingType | 2015 | 2020 | 2025 | 2030 | 2035 | 2040
BM | 0 | 0 | 0 | 0 | 0 | 0
CC | 129.23 | 59.67 | 65.19 | 31.8 | 32.52 | 36.27
CSP | 0 | 0 | 0 | 0 | 0 | 0
CT | 0 | 0 | 0 | 0 | 0 | 0
Coal | 974.51 | 156.89 | 5.73 | 0.61 | 0.61 | 1.61
Geo | 0 | 0 | 0 | 0 | 0 | 0
H | 0 | 0 | 0 | 0 | 0 | 0
LFG | 0 | 0 | 0 | 0.11 | 0.11 | 0.11
Nuc | 74.76 | 76.29 | 71.88 | 73.28 | 67.15 | 62.27
PS | 0 | 0 | 0 | 0 | 0 | 0
PV | 0 | 0 | 0 | 0 | 0 | 0
PeakG | 4.26 | 0 | 4.43 | 3.54 | 11.19 | 10.82
PeakO | 0 | 0 | 0 | 0 | 0 | 0
ST | 0 | 0 | 0 | 0 | 0 | 0
STOG | 11.67 | 0 | 0 | 0 | 0 | 0
STWD | 0 | 0 | 0 | 0 | 0 | 0
WT | 0 | 0 | 0 | 0 | 0 | 0
IGCC | 0 | 0 | 0 | 0 | 0 | 0
DemandResponse | 0 | 0 | 0 | 0 | 0 | 0
IGCC-CCS | 0 | 0 | 0 | 0 | 0 | 0
WT_off | 0 | 0 | 0 | 0 | 0 | 0
PseudoUnit | 0 | 0 | 0 | 0 | 0 | 0
FixedInterchange | 0 | 0 | 0 | 0 | 0 | 0
Fuel Cost by Reporting Type: SPP_S
ReportingType | 2015 | 2020 | 2025 | 2030 | 2035 | 2040
BM | 0 | 0 | 0 | 0 | 0 | 0
CC | 1697.11 | 512.97 | 509.17 | 314.81 | 315.67 | 338.07
CSP | 0 | 0 | 0 | 0 | 0 | 0
CT | 0.79 | 0 | 4.28 | 6.57 | 2.81 | 0
Coal | 1745.77 | 137.63 | 15.25 | 0 | 0 | 1.82
Geo | 0 | 0 | 0 | 0 | 0 | 0
H | 0 | 0 | 0 | 0 | 0 | 0
LFG | 0 | 0 | 0 | 0.1 | 0.1 | 0.1
Nuc | 0 | 0 | 0.01 | 0.01 | 0.01 | 0.01
PS | 0 | 0 | 0 | 0 | 0 | 0
PV | 0 | 0 | 0 | 0 | 0 | 0
PeakG | 0 | 0 | 15.82 | 19.06 | 13.78 | 13.98
PeakO | 0 | 0 | 0 | 0 | 0 | 0
ST | 0 | 0 | 0 | 0 | 0 | 0
STOG | 99.46 | 91.68 | 51.98 | 6.27 | 6.2 | 0
STWD | 2.8 | 2.57 | 4.5 | 10.51 | 10.51 | 16.94
WT | 0 | 0 | 0 | 0 | 0 | 0
IGCC | 0 | 0 | 0 | 0 | 0 | 0
DemandResponse | 0 | 0 | 0 | 0 | 0 | 0
IGCC-CCS | 0 | 0 | 0 | 0 | 0 | 0
WT_off | 0 | 0 | 0 | 0 | 0 | 0
PseudoUnit | 0 | 0 | 0 | 0 | 0 | 0
FixedInterchange | 0 | 0 | 0 | 0 | 0 | 0
Fuel Cost by Reporting Type: TVA
ReportingType | 2015 | 2020 | 2025 | 2030 | 2035 | 2040
BM | 0 | 0 | 0 | 0 | 0 | 0
CC | 1955.45 | 3290.81 | 2607.55 | 1735.64 | 1674.39 | 1455.46
CSP | 0 | 0 | 0 | 0 | 0 | 0
CT | 0 | 0 | 0 | 0 | 0 | 0
Coal | 969.93 | 240.02 | 0 | 0 | 0 | 0
Geo | 0 | 0 | 0 | 0 | 0 | 0
H | 0 | 0 | 0 | 0 | 0 | 0
LFG | 0 | 0 | 0.14 | 0.14 | 0.14 | 0.14
Nuc | 542.87 | 553.94 | 588.56 | 600.05 | 608.27 | 751.69
PS | 0 | 0 | 0 | 0 | 0 | 0
PV | 0 | 0 | 0 | 0 | 0 | 0
PeakG | 0 | 3.36 | 5.59 | 1.91 | 0 | 0
PeakO | 0 | 0 | 0 | 0 | 0 | 0
ST | 0 | 0 | 0 | 0 | 0 | 0
STOG | 0 | 0 | 0 | 0 | 0 | 0
STWD | 0.08 | 0.27 | 0.44 | 2.02 | 2.02 | 2.75
WT | 0 | 0 | 0 | 0 | 0 | 0
IGCC | 0 | 0 | 0 | 0 | 0 | 0
DemandResponse | 0 | 0 | 0 | 0 | 0 | 0
IGCC-CCS | 0 | 0 | 0 | 0 | 0 | 0
WT_off | 0 | 0 | 0 | 0 | 0 | 0
PseudoUnit | 0 | 0 | 0 | 0 | 0 | 0
FixedInterchange | 0 | 0 | 0 | 0 | 0 | 0
Fuel Cost by Reporting Type: TVA_Transmission
ReportingType | 2015 | 2020 | 2025 | 2030 | 2035 | 2040
BM | 0 | 0 | 0 | 0 | 0 | 0
CC | 0 | 0 | 0 | 0 | 0 | 0
CSP | 0 | 0 | 0 | 0 | 0 | 0
CT | 0 | 0 | 0 | 0 | 0 | 0
Coal | 0 | 0 | 0 | 0 | 0 | 0
Geo | 0 | 0 | 0 | 0 | 0 | 0
H | 0 | 0 | 0 | 0 | 0 | 0
LFG | 0 | 0 | 0 | 0 | 0 | 0
Nuc | 0 | 0 | 0 | 0 | 0 | 0
PS | 0 | 0 | 0 | 0 | 0 | 0
PV | 0 | 0 | 0 | 0 | 0 | 0
PeakG | 0 | 0 | 0 | 0 | 0 | 0
PeakO | 0 | 0 | 0 | 0 | 0 | 0
ST | 0 | 0 | 0 | 0 | 0 | 0
STOG | 0 | 0 | 0 | 0 | 0 | 0
STWD | 0 | 0 | 0 | 0 | 0 | 0
WT | 0 | 0 | 0 | 0 | 0 | 0
IGCC | 0 | 0 | 0 | 0 | 0 | 0
DemandResponse | 0 | 0 | 0 | 0 | 0 | 0
IGCC-CCS | 0 | 0 | 0 | 0 | 0 | 0
WT_off | 0 | 0 | 0 | 0 | 0 | 0
PseudoUnit | 0 | 0 | 0 | 0 | 0 | 0
FixedInterchange | 0 | 0 | 0 | 0 | 0 | 0
Fuel Cost by Reporting Type: VACAR
ReportingType | 2015 | 2020 | 2025 | 2030 | 2035 | 2040
BM | 0.47 | 5.23 | 226.61 | 226.61 | 226.61 | 226.61
CC | 4102.12 | 4600.26 | 3802.51 | 2118.64 | 2142.74 | 1605.06
CSP | 0 | 0 | 0 | 0 | 0 | 0
CT | 5.37 | 22.88 | 35.65 | 0.68 | 0 | 0
Coal | 1002.78 | 310.13 | 51.36 | 3.9 | 2.04 | 3.9
Geo | 0 | 0 | 0 | 0 | 0 | 0
H | 0 | 0 | 0 | 0 | 0 | 0
LFG | 0 | 0.14 | 0.14 | 0.14 | 0.14 | 0.14
Nuc | 730.67 | 900.6 | 956.89 | 1388.43 | 1429.85 | 1656.17
PS | 0 | 0 | 0 | 0 | 0 | 0
PV | 0 | 0 | 0 | 0 | 0 | 0
PeakG | 10.98 | 112.4 | 130.64 | 0 | 0 | 0
PeakO | 0 | 0 | 0 | 0 | 0 | 0
ST | 0 | 0 | 0 | 0 | 0 | 0
STOG | 0 | 0 | 0 | 0 | 0 | 0
STWD | 159.73 | 159.73 | 159.73 | 155.06 | 148.78 | 142.52
WT | 0 | 0 | 0 | 0 | 0 | 0
IGCC | 0 | 0 | 0 | 0 | 0 | 0
DemandResponse | 0 | 0 | 0.01 | 0.05 | 0.03 | 0.01
IGCC-CCS | 0 | 0 | 0 | 0 | 0 | 0
WT_off | 0 | 0 | 0 | 0 | 0 | 0
PseudoUnit | 0 | 0 | 0 | 0 | 0 | 0
FixedInterchange | 0 | 0 | 0 | 0 | 0 | 0
Fuel Cost by Reporting Type: IESO
ReportingType | 2015 | 2020 | 2025 | 2030 | 2035 | 2040
BM | 0 | 0.89 | 2.81 | 0 | 0 | 4.91
CC | 303.05 | 309.45 | 24.81 | 2.42 | 3.19 | 3.62
CSP | 0 | 0 | 0 | 0 | 0 | 0
CT | 2.03 | 0.66 | 0.73 | 0 | 0 | 0
Coal | 0 | 0 | 0 | 0 | 0 | 0
Geo | 0 | 0 | 0 | 0 | 0 | 0
H | 0 | 0 | 0 | 0 | 0 | 0
LFG | 0.02 | 0.02 | 0.02 | 0.02 | 0.02 | 0.02
Nuc | 854.23 | 871.65 | 926.13 | 944.22 | 869.51 | 757.81
PS | 0 | 0 | 0 | 0 | 0 | 0
PV | 0 | 0 | 0 | 0 | 0 | 0
PeakG | 0 | 0 | 0 | 0 | 0 | 0
PeakO | 0 | 0 | 0 | 0 | 0 | 0
ST | 0 | 0 | 0 | 0 | 0 | 0
STOG | 0 | 0 | 0 | 0 | 0 | 0
STWD | 1.82 | 1.82 | 1.82 | 1.82 | 1.82 | 39.15
WT | 0 | 0 | 0 | 0 | 0 | 0
IGCC | 0 | 0 | 0 | 0 | 0 | 0
DemandResponse | 0 | 0 | 0 | 0 | 0 | 0
IGCC-CCS | 0 | 0 | 0 | 0 | 0 | 0
WT_off | 0 | 0 | 0 | 0 | 0 | 0
PseudoUnit | 0 | 0 | 0 | 0 | 0 | 0
FixedInterchange | 0 | 0 | 0 | 0 | 0 | 0
Fuel Cost by Reporting Type: MAPP_CA
ReportingType | 2015 | 2020 | 2025 | 2030 | 2035 | 2040
BM | 0 | 0 | 0 | 0 | 0 | 0
CC | 254.7 | 291.95 | 70.37 | 0 | 0 | 0
CSP | 0 | 0 | 0 | 0 | 0 | 0
CT | 0 | 0 | 0 | 0 | 0 | 0
Coal | 15.84 | 0 | 0 | 0 | 0 | 0
Geo | 0 | 0 | 0 | 0 | 0 | 0
H | 0 | 0 | 0 | 0 | 0 | 0
LFG | 0 | 0 | 0 | 0 | 0 | 0
Nuc | 0 | 0 | 0 | 0 | 0 | 0
PS | 0 | 0 | 0 | 0 | 0 | 0
PV | 0 | 0 | 0 | 0 | 0 | 0
PeakG | 3.1 | 6.81 | 0 | 0 | 0 | 0
PeakO | 0 | 0 | 0 | 0 | 0 | 0
ST | 0 | 0 | 0 | 0 | 0 | 0
STOG | 0.66 | 0 | 0 | 0 | 0 | 0
STWD | 0 | 0 | 0 | 0 | 0 | 0
WT | 0 | 0 | 0 | 0 | 0 | 0
IGCC | 0 | 0 | 0 | 0 | 0 | 0
DemandResponse | 0 | 0 | 0 | 0 | 0 | 0
IGCC-CCS | 0 | 0 | 0 | 0 | 0 | 0
WT_off | 0 | 0 | 0 | 0 | 0 | 0
PseudoUnit | 0 | 0 | 0 | 0 | 0 | 0
FixedInterchange | 0 | 0 | 0 | 0 | 0 | 0
Fuel Cost by Reporting Type: AZ_NM_SNV_Coal
ReportingType | 2015 | 2020 | 2025 | 2030 | 2035 | 2040
BM | 0 | 0 | 0 | 0 | 0 | 0
CC | 0 | 0 | 0 | 0 | 0 | 0
CSP | 0 | 0 | 0 | 0 | 0 | 0
CT | 0 | 0 | 0 | 0 | 0 | 0
Coal | 1002.06 | 466.9 | 0 | 0 | 0 | 0
Geo | 0 | 0 | 0 | 0 | 0 | 0
H | 0 | 0 | 0 | 0 | 0 | 0
LFG | 0 | 0 | 0 | 0 | 0 | 0
Nuc | 0 | 0 | 0 | 0 | 0 | 0
PS | 0 | 0 | 0 | 0 | 0 | 0
PV | 0 | 0 | 0 | 0 | 0 | 0
PeakG | 0 | 0 | 0 | 0 | 0 | 0
PeakO | 0 | 0 | 0 | 0 | 0 | 0
ST | 0 | 0 | 0 | 0 | 0 | 0
STOG | 0 | 0 | 0 | 0 | 0 | 0
STWD | 0 | 0 | 0 | 0 | 0 | 0
WT | 0 | 0 | 0 | 0 | 0 | 0
IGCC | 0 | 0 | 0 | 0 | 0 | 0
DemandResponse | 0 | 0 | 0 | 0 | 0 | 0
IGCC-CCS | 0 | 0 | 0 | 0 | 0 | 0
WT_off | 0 | 0 | 0 | 0 | 0 | 0
PseudoUnit | 0 | 0 | 0 | 0 | 0 | 0
FixedInterchange | 0 | 0 | 0 | 0 | 0 | 0
Fuel Cost by Reporting Type: AZ_NM_SNV_Gas
ReportingType | 2015 | 2020 | 2025 | 2030 | 2035 | 2040
BM | 0 | 0 | 0 | 0 | 0 | 0
CC | 2197.79 | 2216.92 | 3338.12 | 1108.75 | 559.18 | 541.45
CSP | 0 | 0 | 0 | 0 | 0 | 0
CT | 0 | 1.44 | 9.65 | 3.98 | 0 | 0
Coal | 0 | 0 | 0 | 0 | 0 | 0
Geo | 0 | 0 | 0 | 0 | 0 | 0
H | 0 | 0 | 0 | 0 | 0 | 0
LFG | 0 | 0 | 0 | 0 | 0 | 0
Nuc | 0 | 0 | 0 | 0 | 0 | 0
PS | 0 | 0 | 0 | 0 | 0 | 0
PV | 0 | 0 | 0 | 0 | 0 | 0
PeakG | 0 | 0.67 | 0 | 0 | 0 | 0
PeakO | 0 | 0 | 0 | 0 | 0 | 0
ST | 0 | 0 | 0 | 0 | 0 | 0
STOG | 0 | 0 | 0 | 0 | 0 | 0
STWD | 0 | 0 | 0 | 0 | 0 | 0
WT | 0 | 0 | 0 | 0 | 0 | 0
IGCC | 0 | 0 | 0 | 0 | 0 | 0
DemandResponse | 0 | 0 | 0.02 | 0 | 0.01 | 0.03
IGCC-CCS | 0 | 0 | 0 | 0 | 0 | 0
WT_off | 0 | 0 | 0 | 0 | 0 | 0
PseudoUnit | 0 | 0 | 0 | 0 | 0 | 0
FixedInterchange | 0 | 0 | 0 | 0 | 0 | 0
Fuel Cost by Reporting Type: AZ_NM_SNV_NucRenew
ReportingType | 2015 | 2020 | 2025 | 2030 | 2035 | 2040
BM | 0 | 0 | 0 | 0 | 0 | 0
CC | 0 | 0 | 0 | 0 | 0 | 0
CSP | 0 | 0 | 0 | 0 | 0 | 0
CT | 0 | 0 | 0 | 0 | 0 | 0
Coal | 0 | 0 | 0 | 0 | 0 | 0
Geo | 0 | 0 | 0 | 0 | 0 | 0
H | 0 | 0 | 0 | 0 | 0 | 0
LFG | 0 | 0 | 0.08 | 0.08 | 0.08 | 0.08
Nuc | 254.91 | 260.1 | 276.36 | 533.97 | 825.2 | 838.48
PS | 0 | 0 | 0 | 0 | 0 | 0
PV | 0 | 0 | 0 | 0 | 0 | 0
PeakG | 0 | 0 | 0 | 0 | 0 | 0
PeakO | 0 | 0 | 0 | 0 | 0 | 0
ST | 0 | 0 | 0 | 0 | 0 | 0
STOG | 0 | 0 | 0 | 0 | 0 | 0
STWD | 11.54 | 11.54 | 11.54 | 11.54 | 11.54 | 11.54
WT | 0 | 0 | 0 | 0 | 0 | 0
IGCC | 0 | 0 | 0 | 0 | 0 | 0
DemandResponse | 0 | 0 | 0 | 0 | 0 | 0
IGCC-CCS | 0 | 0 | 0 | 0 | 0 | 0
WT_off | 0 | 0 | 0 | 0 | 0 | 0
PseudoUnit | 0 | 0 | 0 | 0 | 0 | 0
FixedInterchange | 0 | 0 | 0 | 0 | 0 | 0
Fuel Cost by Reporting Type: ERCOT
ReportingType | 2015 | 2020 | 2025 | 2030 | 2035 | 2040
BM | 3.98 | 6.89 | 10.55 | 74.16 | 74.16 | 74.16
CC | 8978.2 | 9739.32 | 8030.63 | 5925.39 | 5722.94 | 5040.6
CSP | 0 | 0 | 0 | 0 | 0 | 0
CT | 0 | 1.82 | 3.17 | 4.75 | 0 | 0
Coal | 634.21 | 451.83 | 20.93 | 4.8 | 4.8 | 8.66
Geo | 0 | 0 | 0 | 0 | 0 | 0
H | 0 | 0 | 0 | 0 | 0 | 0
LFG | 0 | 0 | 0.45 | 0.45 | 0.45 | 0.45
Nuc | 339.13 | 346.04 | 367.67 | 386.06 | 422.74 | 718.23
PS | 0 | 0 | 0 | 0 | 0 | 0
PV | 0 | 0 | 0 | 0 | 0 | 0
PeakG | 0 | 18.3 | 47.92 | 33.39 | 21.17 | 8
PeakO | 0 | 0.12 | 0 | 0 | 0 | 0
ST | 0 | 0 | 0 | 0 | 0 | 0
STOG | 128.34 | 156.12 | 0 | 0 | 0 | 0
STWD | 0 | 0 | 0 | 0 | 0 | 0
WT | 0 | 0 | 0 | 0 | 0 | 0
IGCC | 0 | 0 | 0 | 0 | 0 | 0
DemandResponse | 0 | 0.01 | 0.11 | 0.11 | 0.1 | 0.1
IGCC-CCS | 0 | 0 | 0 | 0 | 0 | 0
WT_off | 0 | 0 | 0 | 0 | 0 | 0
PseudoUnit | 0 | 0 | 0 | 0 | 0 | 0
FixedInterchange | 0 | 0 | 0 | 0 | 0 | 0
Fuel Cost by Reporting Type: NP15
ReportingType | 2015 | 2020 | 2025 | 2030 | 2035 | 2040
BM | 0 | 0 | 0 | 0 | 0 | 0
CC | 2282.04 | 2267.7 | 2330.68 | 1213.43 | 762.12 | 276.01
CSP | 0 | 0 | 0 | 0 | 0 | 0
CT | 0 | 0 | 0 | 0 | 0 | 0
Coal | 35.53 | 0 | 0 | 0 | 0 | 0
Geo | 0 | 0 | 0 | 0 | 0 | 0
H | 0 | 0 | 0 | 0 | 0 | 0
LFG | 0 | 0.48 | 0.72 | 0.72 | 0.72 | 0.72
Nuc | 150.62 | 153.69 | 163.3 | 166.49 | 243.53 | 517.22
PS | 0 | 0 | 0 | 0 | 0 | 0
PV | 0 | 0 | 0 | 0 | 0 | 0
PeakG | 0 | 0 | 0.5 | 0.28 | 0 | 0
PeakO | 0 | 0 | 0 | 0 | 0 | 0
ST | 0 | 0 | 0 | 0 | 0 | 0
STOG | 3.49 | 0 | 0 | 0 | 0 | 0
STWD | 244.45 | 244.45 | 114.11 | 244.45 | 244.45 | 244.45
WT | 0 | 0 | 0 | 0 | 0 | 0
IGCC | 0 | 0 | 0 | 0 | 0 | 0
DemandResponse | 0 | 0 | 0 | 0 | 0 | 0
IGCC-CCS | 0 | 0 | 0 | 0 | 0 | 0
WT_off | 0 | 0 | 0 | 0 | 0 | 0
PseudoUnit | 0 | 0 | 0 | 0 | 0 | 0
FixedInterchange | 0 | 0 | 0 | 0 | 0 | 0
Fuel Cost by Reporting Type: NWPP_Coal
ReportingType | 2015 | 2020 | 2025 | 2030 | 2035 | 2040
BM | 0 | 0 | 0 | 0 | 0 | 0
CC | 0 | 0 | 0 | 0 | 0 | 0
CSP | 0 | 0 | 0 | 0 | 0 | 0
CT | 0 | 0 | 0 | 0 | 0 | 0
Coal | 590.68 | 355.18 | 21.69 | 21.69 | 21.69 | 21.69
Geo | 0 | 0 | 0 | 0 | 0 | 0
H | 0 | 0 | 0 | 0 | 0 | 0
LFG | 0 | 0 | 0 | 0 | 0 | 0
Nuc | 0 | 0 | 0 | 0 | 0 | 0
PS | 0 | 0 | 0 | 0 | 0 | 0
PV | 0 | 0 | 0 | 0 | 0 | 0
PeakG | 0 | 0 | 0 | 0 | 0 | 0
PeakO | 0 | 0 | 0 | 0 | 0 | 0
ST | 0 | 0 | 0 | 0 | 0 | 0
STOG | 0 | 0 | 0 | 0 | 0 | 0
STWD | 0 | 0 | 0 | 0 | 0 | 0
WT | 0 | 0 | 0 | 0 | 0 | 0
IGCC | 0 | 0 | 0 | 0 | 0 | 0
DemandResponse | 0 | 0 | 0 | 0 | 0 | 0
IGCC-CCS | 0 | 0 | 0 | 0 | 0 | 0
WT_off | 0 | 0 | 0 | 0 | 0 | 0
PseudoUnit | 0 | 0 | 0 | 0 | 0 | 0
FixedInterchange | 0 | 0 | 0 | 0 | 0 | 0
Fuel Cost by Reporting Type: NWPP_Gas
ReportingType | 2015 | 2020 | 2025 | 2030 | 2035 | 2040
BM | 0 | 0 | 0 | 0 | 0 | 0
CC | 2207.51 | 2882.89 | 2680.37 | 471.71 | 402.42 | 346.93
CSP | 0 | 0 | 0 | 0 | 0 | 0
CT | 0 | 0 | 0 | 0 | 0 | 0
Coal | 0 | 0 | 0 | 0 | 0 | 0
Geo | 0 | 0 | 0 | 0 | 0 | 0
H | 0 | 0 | 0 | 0 | 0 | 0
LFG | 0 | 0 | 0 | 0 | 0 | 0
Nuc | 0 | 0 | 0 | 0 | 0 | 0
PS | 0 | 0 | 0 | 0 | 0 | 0
PV | 0 | 0 | 0 | 0 | 0 | 0
PeakG | 0 | 0 | 0 | 0 | 0 | 0
PeakO | 0 | 0 | 0 | 0 | 0 | 0
ST | 0 | 0 | 0 | 0 | 0 | 0
STOG | 0 | 0 | 0 | 0 | 0 | 0
STWD | 0 | 0 | 0 | 0 | 0 | 0
WT | 0 | 0 | 0 | 0 | 0 | 0
IGCC | 0 | 0 | 0 | 0 | 0 | 0
DemandResponse | 0 | 0 | 0 | 0 | 0 | 0
IGCC-CCS | 0 | 0 | 0 | 0 | 0 | 0
WT_off | 0 | 0 | 0 | 0 | 0 | 0
PseudoUnit | 0 | 0 | 0 | 0 | 0 | 0
FixedInterchange | 0 | 0 | 0 | 0 | 0 | 0
Fuel Cost by Reporting Type: NWPP_NucRenew
ReportingType | 2015 | 2020 | 2025 | 2030 | 2035 | 2040
BM | 0 | 4.51 | 16.65 | 16.65 | 16.65 | 16.65
CC | 0 | 0 | 0 | 0 | 0 | 0
CSP | 0 | 0 | 0 | 0 | 0 | 0
CT | 0 | 0 | 0 | 0 | 0 | 0
Coal | 0 | 0 | 0 | 0 | 0 | 0
Geo | 0 | 0 | 0 | 0 | 0 | 0
H | 0 | 0 | 0 | 0 | 0 | 0
LFG | 0.03 | 0.03 | 0.34 | 0.34 | 0.34 | 0.34
Nuc | 71.13 | 72.58 | 77.12 | 594.48 | 594.48 | 615.06
PS | 0 | 0 | 0 | 0 | 0 | 0
PV | 0 | 0 | 0 | 0 | 0 | 0
PeakG | 0 | 0 | 0 | 0 | 0 | 0
PeakO | 0 | 0 | 0 | 0 | 0 | 0
ST | 0 | 0 | 0 | 0 | 0 | 0
STOG | 0 | 0 | 0 | 0 | 0 | 0
STWD | 0 | 0 | 301.46 | 301.46 | 301.46 | 301.46
WT | 0 | 0 | 0 | 0 | 0 | 0
IGCC | 0 | 0 | 0 | 0 | 0 | 0
DemandResponse | 0 | 0 | 0 | 0 | 0 | 0
IGCC-CCS | 0 | 0 | 0 | 0 | 0 | 0
WT_off | 0 | 0 | 0 | 0 | 0 | 0
PseudoUnit | 0 | 0 | 0 | 0 | 0 | 0
FixedInterchange | 0 | 0 | 0 | 0 | 0 | 0
Fuel Cost by Reporting Type: RMPA
ReportingType | 2015 | 2020 | 2025 | 2030 | 2035 | 2040
BM | 0 | 0 | 0 | 0 | 0 | 0
CC | 334.73 | 467.46 | 716.7 | 295.59 | 282.77 | 211.81
CSP | 0 | 0 | 0 | 0 | 0 | 0
CT | 0 | 0 | 0.1 | 0.08 | 0 | 0
Coal | 598.62 | 407.15 | 92.17 | 60.72 | 60.71 | 60.99
Geo | 0 | 0 | 0 | 0 | 0 | 0
H | 0 | 0 | 0 | 0 | 0 | 0
LFG | 0 | 0 | 0.04 | 0.04 | 0.04 | 0.04
Nuc | 0 | 0 | 10.02 | 127.79 | 137.8 | 163.8
PS | 0 | 0 | 0 | 0 | 0 | 0
PV | 0 | 0 | 0 | 0 | 0 | 0
PeakG | 0.56 | 3.93 | 23.94 | 4.75 | 5.62 | 4.67
PeakO | 0 | 0 | 0 | 0 | 0 | 0
ST | 0 | 0 | 0 | 0 | 0 | 0
STOG | 0 | 0 | 0 | 0 | 0 | 0
STWD | 0 | 0 | 0 | 0 | 0 | 0
WT | 0 | 0 | 0 | 0 | 0 | 0
IGCC | 0 | 0 | 0 | 0 | 0 | 0
DemandResponse | 0 | 0 | 0 | 0 | 0 | 0
IGCC-CCS | 0 | 0 | 0 | 0 | 0 | 0
WT_off | 0 | 0 | 0 | 0 | 0 | 0
PseudoUnit | 0 | 0 | 0 | 0 | 0 | 0
FixedInterchange | 0 | 0 | 0 | 0 | 0 | 0
Fuel Cost by Reporting Type: SP15
ReportingType | 2015 | 2020 | 2025 | 2030 | 2035 | 2040
BM | 3.07 | 3.07 | 3.07 | 3.07 | 3.07 | 3.07
CC | 4154.14 | 3862.36 | 4071.85 | 2620.12 | 2298.39 | 1878.52
CSP | 0 | 0 | 0 | 0 | 0 | 0
CT | 0 | 0 | 0 | 0 | 0 | 0
Coal | 20.36 | 3.9 | 0 | 0 | 0 | 0
Geo | 0 | 0 | 0 | 0 | 0 | 0
H | 0 | 0 | 0 | 0 | 0 | 0
LFG | 0.01 | 0.72 | 0.72 | 0.72 | 0.72 | 0.72
Nuc | 139.02 | 141.86 | 150.73 | 153.67 | 153.67 | 153.67
PS | 0 | 0 | 0 | 0 | 0 | 0
PV | 0 | 0 | 0 | 0 | 0 | 0
PeakG | 0 | 1.04 | 21.4 | 7.16 | 13.99 | 23.24
PeakO | 0 | 0 | 0 | 0 | 0 | 0
ST | 0 | 0 | 0 | 0 | 0 | 0
STOG | 16.68 | 1.18 | 0 | 0 | 0 | 0
STWD | 62.63 | 62.63 | 56.17 | 62.63 | 62.63 | 62.63
WT | 0 | 0 | 0 | 0 | 0 | 0
IGCC | 0 | 0 | 0 | 0 | 0 | 0
DemandResponse | 0 | 0 | 0 | 0 | 0 | 0
IGCC-CCS | 0 | 0 | 0 | 0 | 0 | 0
WT_off | 0 | 0 | 0 | 0 | 0 | 0
PseudoUnit | 0 | 0 | 0 | 0 | 0 | 0
FixedInterchange | 0 | 0 | 0 | 0 | 0 | 0
Fuel Cost by Reporting Type: ALB
ReportingType | 2015 | 2020 | 2025 | 2030 | 2035 | 2040
BM | 0 | 0 | 0 | 0 | 0 | 0
CC | 640.96 | 747.93 | 833.33 | 33.46 | 25.85 | 0
CSP | 0 | 0 | 0 | 0 | 0 | 0
CT | 0 | 0 | 0 | 0 | 0 | 0
Coal | 217.7 | 217.7 | 212.3 | 0 | 0 | 0
Geo | 0 | 0 | 0 | 0 | 0 | 0
H | 0 | 0 | 0 | 0 | 0 | 0
LFG | 0 | 0 | 0 | 0 | 0 | 0
Nuc | 0 | 0 | 0.01 | 590.24 | 620.23 | 639.58
PS | 0 | 0 | 0 | 0 | 0 | 0
PV | 0 | 0 | 0 | 0 | 0 | 0
PeakG | 0 | 0 | 0 | 0 | 0 | 0
PeakO | 0 | 0 | 0 | 0 | 0 | 0
ST | 0 | 0 | 0 | 0 | 0 | 0
STOG | 0 | 0 | 0 | 0 | 0 | 0
STWD | 0.07 | 39.68 | 85 | 85 | 85 | 85
WT | 0 | 0 | 0 | 0 | 0 | 0
IGCC | 0 | 0 | 0 | 0 | 0 | 0
DemandResponse | 0 | 0 | 0 | 0 | 0 | 0
IGCC-CCS | 0 | 0 | 0 | 0 | 0 | 0
WT_off | 0 | 0 | 0 | 0 | 0 | 0
PseudoUnit | 0 | 0 | 0 | 0 | 0 | 0
FixedInterchange | 0 | 0 | 0 | 0 | 0 | 0
Fuel Cost by Reporting Type: BC
ReportingType | 2015 | 2020 | 2025 | 2030 | 2035 | 2040
BM | 0 | 0 | 0 | 0 | 0 | 0
CC | 227.82 | 263.53 | 293.25 | 249.5 | 28.59 | 0
CSP | 0 | 0 | 0 | 0 | 0 | 0
CT | 0 | 0 | 0 | 0 | 0 | 0
Coal | 0 | 0 | 0 | 0 | 0 | 0
Geo | 0 | 0 | 0 | 0 | 0 | 0
H | 0 | 0 | 0 | 0 | 0 | 0
LFG | 0 | 0 | 0 | 0 | 0 | 0
Nuc | 0 | 0 | 0 | 0.07 | 24.89 | 24.89
PS | 0 | 0 | 0 | 0 | 0 | 0
PV | 0 | 0 | 0 | 0 | 0 | 0
PeakG | 0 | 0 | 0 | 0 | 0 | 0
PeakO | 0 | 0 | 0 | 0 | 0 | 0
ST | 0 | 0 | 0 | 0 | 0 | 0
STOG | 0 | 0 | 0 | 0 | 0 | 0
STWD | 0 | 65.36 | 271.44 | 271.44 | 271.44 | 271.44
WT | 0 | 0 | 0 | 0 | 0 | 0
IGCC | 0 | 0 | 0 | 0 | 0 | 0
DemandResponse | 0 | 0 | 0 | 0 | 0 | 0
IGCC-CCS | 0 | 0 | 0 | 0 | 0 | 0
WT_off | 0 | 0 | 0 | 0 | 0 | 0
PseudoUnit | 0 | 0 | 0 | 0 | 0 | 0
FixedInterchange | 0 | 0 | 0 | 0 | 0 | 0
Fuel Cost by Reporting Type: HQ_IESO
ReportingType | 2015 | 2020 | 2025 | 2030 | 2035 | 2040
BM | 0 | 0 | 0 | 0 | 0 | 0
CC | 0 | 0 | 0 | 0 | 0 | 0
CSP | 0 | 0 | 0 | 0 | 0 | 0
CT | 0 | 0 | 0 | 0 | 0 | 0
Coal | 0 | 0 | 0 | 0 | 0 | 0
Geo | 0 | 0 | 0 | 0 | 0 | 0
H | 0 | 0 | 0 | 0 | 0 | 0
LFG | 0 | 0 | 0 | 0 | 0 | 0
Nuc | 0 | 0 | 0 | 0 | 0 | 0
PS | 0 | 0 | 0 | 0 | 0 | 0
PV | 0 | 0 | 0 | 0 | 0 | 0
PeakG | 0 | 0 | 0 | 0 | 0 | 0
PeakO | 0 | 0 | 0 | 0 | 0 | 0
ST | 0 | 0 | 0 | 0 | 0 | 0
STOG | 0 | 0 | 0 | 0 | 0 | 0
STWD | 0 | 0 | 0 | 0 | 0 | 0
WT | 0 | 0 | 0 | 0 | 0 | 0
IGCC | 0 | 0 | 0 | 0 | 0 | 0
DemandResponse | 0 | 0 | 0 | 0 | 0 | 0
IGCC-CCS | 0 | 0 | 0 | 0 | 0 | 0
WT_off | 0 | 0 | 0 | 0 | 0 | 0
PseudoUnit | 0 | 0 | 0 | 0 | 0 | 0
FixedInterchange | 0 | 0 | 0 | 0 | 0 | 0
Fuel Cost by Reporting Type: HQ_NEISO
ReportingType | 2015 | 2020 | 2025 | 2030 | 2035 | 2040
BM | 0 | 0 | 0 | 0 | 0 | 0
CC | 0 | 0 | 0 | 0 | 0 | 0
CSP | 0 | 0 | 0 | 0 | 0 | 0
CT | 0 | 0 | 0 | 0 | 0 | 0
Coal | 0 | 0 | 0 | 0 | 0 | 0
Geo | 0 | 0 | 0 | 0 | 0 | 0
H | 0 | 0 | 0 | 0 | 0 | 0
LFG | 0 | 0 | 0 | 0 | 0 | 0
Nuc | 0 | 0 | 0 | 0 | 0 | 0
PS | 0 | 0 | 0 | 0 | 0 | 0
PV | 0 | 0 | 0 | 0 | 0 | 0
PeakG | 0 | 0 | 0 | 0 | 0 | 0
PeakO | 0 | 0 | 0 | 0 | 0 | 0
ST | 0 | 0 | 0 | 0 | 0 | 0
STOG | 0 | 0 | 0 | 0 | 0 | 0
STWD | 0 | 0 | 0 | 0 | 0 | 0
WT | 0 | 0 | 0 | 0 | 0 | 0
IGCC | 0 | 0 | 0 | 0 | 0 | 0
DemandResponse | 0 | 0 | 0 | 0 | 0 | 0
IGCC-CCS | 0 | 0 | 0 | 0 | 0 | 0
WT_off | 0 | 0 | 0 | 0 | 0 | 0
PseudoUnit | 0 | 0 | 0 | 0 | 0 | 0
FixedInterchange | 0 | 0 | 0 | 0 | 0 | 0
Fuel Cost by Reporting Type: HQ_NY
ReportingType | 2015 | 2020 | 2025 | 2030 | 2035 | 2040
BM | 0 | 0 | 0 | 0 | 0 | 0
CC | 0 | 0 | 0 | 0 | 0 | 0
CSP | 0 | 0 | 0 | 0 | 0 | 0
CT | 0 | 0 | 0 | 0 | 0 | 0
Coal | 0 | 0 | 0 | 0 | 0 | 0
Geo | 0 | 0 | 0 | 0 | 0 | 0
H | 0 | 0 | 0 | 0 | 0 | 0
LFG | 0 | 0 | 0 | 0 | 0 | 0
Nuc | 0 | 0 | 0 | 0 | 0 | 0
PS | 0 | 0 | 0 | 0 | 0 | 0
PV | 0 | 0 | 0 | 0 | 0 | 0
PeakG | 0 | 0 | 0 | 0 | 0 | 0
PeakO | 0 | 0 | 0 | 0 | 0 | 0
ST | 0 | 0 | 0 | 0 | 0 | 0
STOG | 0 | 0 | 0 | 0 | 0 | 0
STWD | 0 | 0 | 0 | 0 | 0 | 0
WT | 0 | 0 | 0 | 0 | 0 | 0
IGCC | 0 | 0 | 0 | 0 | 0 | 0
DemandResponse | 0 | 0 | 0 | 0 | 0 | 0
IGCC-CCS | 0 | 0 | 0 | 0 | 0 | 0
WT_off | 0 | 0 | 0 | 0 | 0 | 0
PseudoUnit | 0 | 0 | 0 | 0 | 0 | 0
FixedInterchange | 0 | 0 | 0 | 0 | 0 | 0
Fuel Cost by Reporting Type: MARITIMES
ReportingType | 2015 | 2020 | 2025 | 2030 | 2035 | 2040
BM | 0 | 0 | 0 | 0 | 0 | 0
CC | 0 | 0 | 0 | 0 | 0 | 0
CSP | 0 | 0 | 0 | 0 | 0 | 0
CT | 0 | 0 | 0 | 0 | 0 | 0
Coal | 0 | 0 | 0 | 0 | 0 | 0
Geo | 0 | 0 | 0 | 0 | 0 | 0
H | 0 | 0 | 0 | 0 | 0 | 0
LFG | 0 | 0 | 0 | 0 | 0 | 0
Nuc | 0 | 0 | 0 | 0 | 0 | 0
PS | 0 | 0 | 0 | 0 | 0 | 0
PV | 0 | 0 | 0 | 0 | 0 | 0
PeakG | 0 | 0 | 0 | 0 | 0 | 0
PeakO | 0 | 0 | 0 | 0 | 0 | 0
ST | 0 | 0 | 0 | 0 | 0 | 0
STOG | 0 | 0 | 0 | 0 | 0 | 0
STWD | 0 | 0 | 0 | 0 | 0 | 0
WT | 0 | 0 | 0 | 0 | 0 | 0
IGCC | 0 | 0 | 0 | 0 | 0 | 0
DemandResponse | 0 | 0 | 0 | 0 | 0 | 0
IGCC-CCS | 0 | 0 | 0 | 0 | 0 | 0
WT_off | 0 | 0 | 0 | 0 | 0 | 0
PseudoUnit | 0 | 0 | 0 | 0 | 0 | 0
FixedInterchange | 0 | 0 | 0 | 0 | 0 | 0
Fuel Cost by Reporting Type: All
ReportingType | 2015 | 2020 | 2025 | 2030 | 2035 | 2040
BM | 151.54 | 325.69 | 506.14 | 581.53 | 621.3 | 605.76
CC | 66641.46 | 78572.8 | 67728.88 | 35330.55 | 34864.67 | 32715.13
CSP | 0 | 0 | 0 | 0 | 0 | 0
CT | 45.72 | 163.77 | 187.79 | 33.74 | 2.99 | 0.2
Coal | 20558.76 | 6316.1 | 630.1 | 192.47 | 198.82 | 208.38
Geo | 0 | 0 | 0 | 0 | 0 | 0
H | 0 | 0 | 0 | 0 | 0 | 0
LFG | 0.25 | 2.74 | 5.56 | 6.44 | 6.44 | 6.44
Nuc | 7711.7 | 8128.85 | 8718.91 | 12271.55 | 11637.02 | 12398.3
PS | 0 | 0 | 0 | 0 | 0 | 0
PV | 0 | 0 | 0 | 0 | 0 | 0
PeakG | 190.44 | 865.74 | 1138.19 | 346.79 | 384.02 | 369.65
PeakO | 0 | 0.78 | 9.91 | 2.32 | 9.69 | 5.02
ST | 0 | 0 | 0 | 0 | 0 | 0
STOG | 416.97 | 443.67 | 86.16 | 24.53 | 23.61 | 17.81
STWD | 836.57 | 967.93 | 1350.95 | 1812.42 | 1818.34 | 1957.67
WT | 0 | 0.01 | 0.01 | 0.01 | 0.01 | 0.01
IGCC | 87.33 | 78.96 | 12.86 | 2.67 | 2.67 | 1.69
DemandResponse | 0 | 0.01 | 0.18 | 0.18 | 0.19 | 0.18
IGCC-CCS | 0 | 0 | 0 | 0 | 0 | 0
WT_off | 0 | 0 | 0 | 0 | 0 | 0
PseudoUnit | 0 | 0 | 0 | 0 | 0 | 0
FixedInterchange | 0 | 0 | 0 | 0 | 0 | 0
Fuel Cost by Reporting Type: EI_US
ReportingType | 2015 | 2020 | 2025 | 2030 | 2035 | 2040
BM | 144.49 | 310.33 | 473.06 | 487.65 | 527.43 | 506.98
CC | 45060.52 | 55523.3 | 45338.78 | 23410.18 | 24779.22 | 24416.18
CSP | 0 | 0 | 0 | 0 | 0 | 0
CT | 43.69 | 159.84 | 174.14 | 24.92 | 2.99 | 0.2
Coal | 17443.76 | 4413.45 | 283.01 | 105.26 | 111.62 | 117.05
Geo | 0 | 0 | 0 | 0 | 0 | 0
H | 0 | 0 | 0 | 0 | 0 | 0
LFG | 0.18 | 1.48 | 3.19 | 4.06 | 4.06 | 4.06
Nuc | 5902.65 | 6282.9 | 6747.58 | 8774.56 | 7744.97 | 7969.56
PS | 0 | 0 | 0 | 0 | 0 | 0
PV | 0 | 0 | 0 | 0 | 0 | 0
PeakG | 186.78 | 834.98 | 1044.42 | 301.21 | 343.24 | 333.74
PeakO | 0 | 0.65 | 9.91 | 2.32 | 9.69 | 5.02
ST | 0 | 0 | 0 | 0 | 0 | 0
STOG | 267.79 | 286.37 | 86.16 | 24.53 | 23.61 | 17.81
STWD | 516.06 | 542.45 | 509.41 | 834.09 | 840.02 | 942.01
WT | 0 | 0.01 | 0.01 | 0.01 | 0.01 | 0.01
IGCC | 87.33 | 78.96 | 12.86 | 2.67 | 2.67 | 1.69
DemandResponse | 0 | 0 | 0.06 | 0.07 | 0.07 | 0.06
IGCC-CCS | 0 | 0 | 0 | 0 | 0 | 0
WT_off | 0 | 0 | 0 | 0 | 0 | 0
PseudoUnit | 0 | 0 | 0 | 0 | 0 | 0
FixedInterchange | 0 | 0 | 0 | 0 | 0 | 0
Fuel Cost by Reporting Type: EI_Canada
ReportingType | 2015 | 2020 | 2025 | 2030 | 2035 | 2040
BM | 0 | 0.89 | 2.81 | 0 | 0 | 4.91
CC | 557.75 | 601.4 | 95.17 | 2.42 | 3.19 | 3.62
CSP | 0 | 0 | 0 | 0 | 0 | 0
CT | 2.03 | 0.66 | 0.73 | 0 | 0 | 0
Coal | 15.84 | 0 | 0 | 0 | 0 | 0
Geo | 0 | 0 | 0 | 0 | 0 | 0
H | 0 | 0 | 0 | 0 | 0 | 0
LFG | 0.02 | 0.02 | 0.02 | 0.02 | 0.02 | 0.02
Nuc | 854.23 | 871.66 | 926.13 | 944.22 | 869.51 | 757.81
PS | 0 | 0 | 0 | 0 | 0 | 0
PV | 0 | 0 | 0 | 0 | 0 | 0
PeakG | 3.1 | 6.81 | 0 | 0 | 0 | 0
PeakO | 0 | 0 | 0 | 0 | 0 | 0
ST | 0 | 0 | 0 | 0 | 0 | 0
STOG | 0.66 | 0 | 0 | 0 | 0 | 0
STWD | 1.82 | 1.82 | 1.82 | 1.82 | 1.82 | 39.15
WT | 0 | 0 | 0 | 0 | 0 | 0
IGCC | 0 | 0 | 0 | 0 | 0 | 0
DemandResponse | 0 | 0 | 0 | 0 | 0 | 0
IGCC-CCS | 0 | 0 | 0 | 0 | 0 | 0
WT_off | 0 | 0 | 0 | 0 | 0 | 0
PseudoUnit | 0 | 0 | 0 | 0 | 0 | 0
FixedInterchange | 0 | 0 | 0 | 0 | 0 | 0
Fuel Cost by Reporting Type: EI
ReportingType | 2015 | 2020 | 2025 | 2030 | 2035 | 2040
BM | 144.49 | 311.22 | 475.87 | 487.65 | 527.43 | 511.89
CC | 45618.27 | 56124.7 | 45433.96 | 23412.6 | 24782.41 | 24419.8
CSP | 0 | 0 | 0 | 0 | 0 | 0
CT | 45.72 | 160.51 | 174.87 | 24.92 | 2.99 | 0.2
Coal | 17459.6 | 4413.45 | 283.01 | 105.26 | 111.62 | 117.05
Geo | 0 | 0 | 0 | 0 | 0 | 0
H | 0 | 0 | 0 | 0 | 0 | 0
LFG | 0.2 | 1.5 | 3.21 | 4.08 | 4.08 | 4.08
Nuc | 6756.88 | 7154.56 | 7673.71 | 9718.78 | 8614.48 | 8727.37
PS | 0 | 0 | 0 | 0 | 0 | 0
PV | 0 | 0 | 0 | 0 | 0 | 0
PeakG | 189.88 | 841.79 | 1044.42 | 301.21 | 343.24 | 333.74
PeakO | 0 | 0.65 | 9.91 | 2.32 | 9.69 | 5.02
ST | 0 | 0 | 0 | 0 | 0 | 0
STOG | 268.45 | 286.37 | 86.16 | 24.53 | 23.61 | 17.81
STWD | 517.88 | 544.27 | 511.23 | 835.9 | 841.83 | 981.16
WT | 0 | 0.01 | 0.01 | 0.01 | 0.01 | 0.01
IGCC | 87.33 | 78.96 | 12.86 | 2.67 | 2.67 | 1.69
DemandResponse | 0 | 0 | 0.06 | 0.07 | 0.07 | 0.06
IGCC-CCS | 0 | 0 | 0 | 0 | 0 | 0
WT_off | 0 | 0 | 0 | 0 | 0 | 0
PseudoUnit | 0 | 0 | 0 | 0 | 0 | 0
FixedInterchange | 0 | 0 | 0 | 0 | 0 | 0
Fuel Cost by Reporting Type: Outside_EI
ReportingType | 2015 | 2020 | 2025 | 2030 | 2035 | 2040
BM | 7.05 | 14.47 | 30.27 | 93.87 | 93.87 | 93.87
CC | 21023.2 | 22448.1 | 22294.93 | 11917.95 | 10082.26 | 8295.32
CSP | 0 | 0 | 0 | 0 | 0 | 0
CT | 0 | 3.26 | 12.92 | 8.81 | 0 | 0
Coal | 3099.16 | 1902.65 | 347.09 | 87.21 | 87.2 | 91.33
Geo | 0 | 0 | 0 | 0 | 0 | 0
H | 0 | 0 | 0 | 0 | 0 | 0
LFG | 0.05 | 1.24 | 2.36 | 2.36 | 2.36 | 2.36
Nuc | 954.81 | 974.29 | 1045.21 | 2552.77 | 3022.54 | 3670.93
PS | 0 | 0 | 0 | 0 | 0 | 0
PV | 0 | 0 | 0 | 0 | 0 | 0
PeakG | 0.56 | 23.94 | 93.76 | 45.58 | 40.78 | 35.91
PeakO | 0 | 0.12 | 0 | 0 | 0 | 0
ST | 0 | 0 | 0 | 0 | 0 | 0
STOG | 148.52 | 157.3 | 0 | 0 | 0 | 0
STWD | 318.69 | 423.66 | 839.72 | 976.51 | 976.51 | 976.51
WT | 0 | 0 | 0 | 0 | 0 | 0
IGCC | 0 | 0 | 0 | 0 | 0 | 0
DemandResponse | 0 | 0.01 | 0.13 | 0.11 | 0.12 | 0.13
IGCC-CCS | 0 | 0 | 0 | 0 | 0 | 0
WT_off | 0 | 0 | 0 | 0 | 0 | 0
PseudoUnit | 0 | 0 | 0 | 0 | 0 | 0
FixedInterchange | 0 | 0 | 0 | 0 | 0 | 0
#7 | 0: Emission Cost ($million)
==== Emission Program: TitleIV_CAIRSO2 : (SO2) ====
Emission Cost by Reporting Type: Entergy
ReportingType | 2015 | 2020 | 2025 | 2030 | 2035 | 2040
BM | 0 | 0 | 0 | 0 | 0 | 0
CC | 0 | 0 | 0 | 0 | 0 | 0
CSP | 0 | 0 | 0 | 0 | 0 | 0
CT | 0 | 0 | 0 | 0 | 0 | 0
Coal | 29.72 | 0 | 0 | 0 | 0 | 0
Geo | 0 | 0 | 0 | 0 | 0 | 0
H | 0 | 0 | 0 | 0 | 0 | 0
LFG | 0 | 0 | 0 | 0 | 0 | 0
Nuc | 0 | 0 | 0 | 0 | 0 | 0
PS | 0 | 0 | 0 | 0 | 0 | 0
PV | 0 | 0 | 0 | 0 | 0 | 0
PeakG | 0 | 0 | 0 | 0 | 0 | 0
PeakO | 0 | 0 | 0 | 0 | 0 | 0
ST | 0 | 0 | 0 | 0 | 0 | 0
STOG | 0 | 0 | 0 | 0 | 0 | 0
STWD | 0 | 0 | 0 | 0 | 0 | 0
WT | 0 | 0 | 0 | 0 | 0 | 0
IGCC | 0 | 0 | 0 | 0 | 0 | 0
DemandResponse | 0 | 0 | 0 | 0 | 0 | 0
IGCC-CCS | 0 | 0 | 0 | 0 | 0 | 0
WT_off | 0 | 0 | 0 | 0 | 0 | 0
PseudoUnit | 0 | 0 | 0 | 0 | 0 | 0
FixedInterchange | 0 | 0 | 0 | 0 | 0 | 0
Emission Cost by Reporting Type: FRCC
ReportingType | 2015 | 2020 | 2025 | 2030 | 2035 | 2040
BM | 0 | 0 | 0 | 0 | 0 | 0
CC | 0 | 0 | 0 | 0 | 0 | 0
CSP | 0 | 0 | 0 | 0 | 0 | 0
CT | 0 | 0 | 0 | 0 | 0 | 0
Coal | 4.5 | 0 | 0 | 0 | 0 | 0
Geo | 0 | 0 | 0 | 0 | 0 | 0
H | 0 | 0 | 0 | 0 | 0 | 0
LFG | 0 | 0 | 0 | 0 | 0 | 0
Nuc | 0 | 0 | 0 | 0 | 0 | 0
PS | 0 | 0 | 0 | 0 | 0 | 0
PV | 0 | 0 | 0 | 0 | 0 | 0
PeakG | 0 | 0 | 0 | 0 | 0 | 0
PeakO | 0 | 0 | 0 | 0 | 0 | 0
ST | 0 | 0 | 0 | 0 | 0 | 0
STOG | 0 | 0 | 0 | 0 | 0 | 0
STWD | 0 | 0 | 0 | 0 | 0 | 0
WT | 0 | 0 | 0 | 0 | 0 | 0
IGCC | 0 | 0 | 0 | 0 | 0 | 0
DemandResponse | 0 | 0 | 0 | 0 | 0 | 0
IGCC-CCS | 0 | 0 | 0 | 0 | 0 | 0
WT_off | 0 | 0 | 0 | 0 | 0 | 0
PseudoUnit | 0 | 0 | 0 | 0 | 0 | 0
FixedInterchange | 0 | 0 | 0 | 0 | 0 | 0
Emission Cost by Reporting Type: MAPP_US
ReportingType | 2015 | 2020 | 2025 | 2030 | 2035 | 2040
BM | 0 | 0 | 0 | 0 | 0 | 0
CC | 0 | 0 | 0 | 0 | 0 | 0
CSP | 0 | 0 | 0 | 0 | 0 | 0
CT | 0 | 0 | 0 | 0 | 0 | 0
Coal | 1.1 | 0 | 0 | 0 | 0 | 0
Geo | 0 | 0 | 0 | 0 | 0 | 0
H | 0 | 0 | 0 | 0 | 0 | 0
LFG | 0 | 0 | 0 | 0 | 0 | 0
Nuc | 0 | 0 | 0 | 0 | 0 | 0
PS | 0 | 0 | 0 | 0 | 0 | 0
PV | 0 | 0 | 0 | 0 | 0 | 0
PeakG | 0 | 0 | 0 | 0 | 0 | 0
PeakO | 0 | 0 | 0 | 0 | 0 | 0
ST | 0 | 0 | 0 | 0 | 0 | 0
STOG | 0 | 0 | 0 | 0 | 0 | 0
STWD | 0 | 0 | 0 | 0 | 0 | 0
WT | 0 | 0 | 0 | 0 | 0 | 0
IGCC | 0 | 0 | 0 | 0 | 0 | 0
DemandResponse | 0 | 0 | 0 | 0 | 0 | 0
IGCC-CCS | 0 | 0 | 0 | 0 | 0 | 0
WT_off | 0 | 0 | 0 | 0 | 0 | 0
PseudoUnit | 0 | 0 | 0 | 0 | 0 | 0
FixedInterchange | 0 | 0 | 0 | 0 | 0 | 0
Emission Cost by Reporting Type: MISO_IN
ReportingType | 2015 | 2020 | 2025 | 2030 | 2035 | 2040
BM | 0 | 0 | 0 | 0 | 0 | 0
CC | 0 | 0 | 0 | 0 | 0 | 0
CSP | 0 | 0 | 0 | 0 | 0 | 0
CT | 0 | 0 | 0 | 0 | 0 | 0
Coal | 24.74 | 0 | 0 | 0 | 0 | 0
Geo | 0 | 0 | 0 | 0 | 0 | 0
H | 0 | 0 | 0 | 0 | 0 | 0
LFG | 0 | 0 | 0 | 0 | 0 | 0
Nuc | 0 | 0 | 0 | 0 | 0 | 0
PS | 0 | 0 | 0 | 0 | 0 | 0
PV | 0 | 0 | 0 | 0 | 0 | 0
PeakG | 0 | 0 | 0 | 0 | 0 | 0
PeakO | 0 | 0 | 0 | 0 | 0 | 0
ST | 0 | 0 | 0 | 0 | 0 | 0
STOG | 0 | 0 | 0 | 0 | 0 | 0
STWD | 0 | 0 | 0 | 0 | 0 | 0
WT | 0 | 0 | 0 | 0 | 0 | 0
IGCC | 0.21 | 0 | 0 | 0 | 0 | 0
DemandResponse | 0 | 0 | 0 | 0 | 0 | 0
IGCC-CCS | 0 | 0 | 0 | 0 | 0 | 0
WT_off | 0 | 0 | 0 | 0 | 0 | 0
PseudoUnit | 0 | 0 | 0 | 0 | 0 | 0
FixedInterchange | 0 | 0 | 0 | 0 | 0 | 0
Emission Cost by Reporting Type: MISO_MI
ReportingType | 2015 | 2020 | 2025 | 2030 | 2035 | 2040
BM | 0 | 0 | 0 | 0 | 0 | 0
CC | 0 | 0 | 0 | 0 | 0 | 0
CSP | 0 | 0 | 0 | 0 | 0 | 0
CT | 0 | 0 | 0 | 0 | 0 | 0
Coal | 12.7 | 0 | 0 | 0 | 0 | 0
Geo | 0 | 0 | 0 | 0 | 0 | 0
H | 0 | 0 | 0 | 0 | 0 | 0
LFG | 0 | 0 | 0 | 0 | 0 | 0
Nuc | 0 | 0 | 0 | 0 | 0 | 0
PS | 0 | 0 | 0 | 0 | 0 | 0
PV | 0 | 0 | 0 | 0 | 0 | 0
PeakG | 0 | 0 | 0 | 0 | 0 | 0
PeakO | 0 | 0 | 0 | 0 | 0 | 0
ST | 0 | 0 | 0 | 0 | 0 | 0
STOG | 0 | 0 | 0 | 0 | 0 | 0
STWD | 0 | 0 | 0 | 0 | 0 | 0
WT | 0 | 0 | 0 | 0 | 0 | 0
IGCC | 0 | 0 | 0 | 0 | 0 | 0
DemandResponse | 0 | 0 | 0 | 0 | 0 | 0
IGCC-CCS | 0 | 0 | 0 | 0 | 0 | 0
WT_off | 0 | 0 | 0 | 0 | 0 | 0
PseudoUnit | 0 | 0 | 0 | 0 | 0 | 0
FixedInterchange | 0 | 0 | 0 | 0 | 0 | 0
Emission Cost by Reporting Type: MISO_MO-IL
ReportingType | 2015 | 2020 | 2025 | 2030 | 2035 | 2040
BM | 0 | 0 | 0 | 0 | 0 | 0
CC | 0 | 0 | 0 | 0 | 0 | 0
CSP | 0 | 0 | 0 | 0 | 0 | 0
CT | 0 | 0 | 0 | 0 | 0 | 0
Coal | 33.86 | 0 | 0 | 0 | 0 | 0
Geo | 0 | 0 | 0 | 0 | 0 | 0
H | 0 | 0 | 0 | 0 | 0 | 0
LFG | 0 | 0 | 0 | 0 | 0 | 0
Nuc | 0 | 0 | 0 | 0 | 0 | 0
PS | 0 | 0 | 0 | 0 | 0 | 0
PV | 0 | 0 | 0 | 0 | 0 | 0
PeakG | 0 | 0 | 0 | 0 | 0 | 0
PeakO | 0 | 0 | 0 | 0 | 0 | 0
ST | 0 | 0 | 0 | 0 | 0 | 0
STOG | 0 | 0 | 0 | 0 | 0 | 0
STWD | 0 | 0 | 0 | 0 | 0 | 0
WT | 0 | 0 | 0 | 0 | 0 | 0
IGCC | 0 | 0 | 0 | 0 | 0 | 0
DemandResponse | 0 | 0 | 0 | 0 | 0 | 0
IGCC-CCS | 0 | 0 | 0 | 0 | 0 | 0
WT_off | 0 | 0 | 0 | 0 | 0 | 0
PseudoUnit | 0 | 0 | 0 | 0 | 0 | 0
FixedInterchange | 0 | 0 | 0 | 0 | 0 | 0
Emission Cost by Reporting Type: MISO_W
ReportingType | 2015 | 2020 | 2025 | 2030 | 2035 | 2040
BM | 0 | 0 | 0 | 0 | 0 | 0
CC | 0 | 0 | 0 | 0 | 0 | 0
CSP | 0 | 0 | 0 | 0 | 0 | 0
CT | 0 | 0 | 0 | 0 | 0 | 0
Coal | 20.91 | 0 | 0 | 0 | 0 | 0
Geo | 0 | 0 | 0 | 0 | 0 | 0
H | 0 | 0 | 0 | 0 | 0 | 0
LFG | 0 | 0 | 0 | 0 | 0 | 0
Nuc | 0 | 0 | 0 | 0 | 0 | 0
PS | 0 | 0 | 0 | 0 | 0 | 0
PV | 0 | 0 | 0 | 0 | 0 | 0
PeakG | 0 | 0 | 0 | 0 | 0 | 0
PeakO | 0 | 0 | 0 | 0 | 0 | 0
ST | 0 | 0 | 0 | 0 | 0 | 0
STOG | 0 | 0 | 0 | 0 | 0 | 0
STWD | 0 | 0 | 0 | 0 | 0 | 0
WT | 0 | 0 | 0 | 0 | 0 | 0
IGCC | 0 | 0 | 0 | 0 | 0 | 0
DemandResponse | 0 | 0 | 0 | 0 | 0 | 0
IGCC-CCS | 0 | 0 | 0 | 0 | 0 | 0
WT_off | 0 | 0 | 0 | 0 | 0 | 0
PseudoUnit | 0 | 0 | 0 | 0 | 0 | 0
FixedInterchange | 0 | 0 | 0 | 0 | 0 | 0
Emission Cost by Reporting Type: MISO_WUMS
ReportingType | 2015 | 2020 | 2025 | 2030 | 2035 | 2040
BM | 0 | 0 | 0 | 0 | 0 | 0
CC | 0 | 0 | 0 | 0 | 0 | 0
CSP | 0 | 0 | 0 | 0 | 0 | 0
CT | 0 | 0 | 0 | 0 | 0 | 0
Coal | 2.4 | 0 | 0 | 0 | 0 | 0
Geo | 0 | 0 | 0 | 0 | 0 | 0
H | 0 | 0 | 0 | 0 | 0 | 0
LFG | 0 | 0 | 0 | 0 | 0 | 0
Nuc | 0 | 0 | 0 | 0 | 0 | 0
PS | 0 | 0 | 0 | 0 | 0 | 0
PV | 0 | 0 | 0 | 0 | 0 | 0
PeakG | 0 | 0 | 0 | 0 | 0 | 0
PeakO | 0 | 0 | 0 | 0 | 0 | 0
ST | 0 | 0 | 0 | 0 | 0 | 0
STOG | 0 | 0 | 0 | 0 | 0 | 0
STWD | 0 | 0 | 0 | 0 | 0 | 0
WT | 0 | 0 | 0 | 0 | 0 | 0
IGCC | 0 | 0 | 0 | 0 | 0 | 0
DemandResponse | 0 | 0 | 0 | 0 | 0 | 0
IGCC-CCS | 0 | 0 | 0 | 0 | 0 | 0
WT_off | 0 | 0 | 0 | 0 | 0 | 0
PseudoUnit | 0 | 0 | 0 | 0 | 0 | 0
FixedInterchange | 0 | 0 | 0 | 0 | 0 | 0
Emission Cost by Reporting Type: Nebraska
ReportingType | 2015 | 2020 | 2025 | 2030 | 2035 | 2040
BM | 0 | 0 | 0 | 0 | 0 | 0
CC | 0 | 0 | 0 | 0 | 0 | 0
CSP | 0 | 0 | 0 | 0 | 0 | 0
CT | 0 | 0 | 0 | 0 | 0 | 0
Coal | 3.84 | 0 | 0 | 0 | 0 | 0
Geo | 0 | 0 | 0 | 0 | 0 | 0
H | 0 | 0 | 0 | 0 | 0 | 0
LFG | 0 | 0 | 0 | 0 | 0 | 0
Nuc | 0 | 0 | 0 | 0 | 0 | 0
PS | 0 | 0 | 0 | 0 | 0 | 0
PV | 0 | 0 | 0 | 0 | 0 | 0
PeakG | 0 | 0 | 0 | 0 | 0 | 0
PeakO | 0 | 0 | 0 | 0 | 0 | 0
ST | 0 | 0 | 0 | 0 | 0 | 0
STOG | 0 | 0 | 0 | 0 | 0 | 0
STWD | 0 | 0 | 0 | 0 | 0 | 0
WT | 0 | 0 | 0 | 0 | 0 | 0
IGCC | 0 | 0 | 0 | 0 | 0 | 0
DemandResponse | 0 | 0 | 0 | 0 | 0 | 0
IGCC-CCS | 0 | 0 | 0 | 0 | 0 | 0
WT_off | 0 | 0 | 0 | 0 | 0 | 0
PseudoUnit | 0 | 0 | 0 | 0 | 0 | 0
FixedInterchange | 0 | 0 | 0 | 0 | 0 | 0
Emission Cost by Reporting Type: NEISO
ReportingType | 2015 | 2020 | 2025 | 2030 | 2035 | 2040
BM | 0 | 0 | 0 | 0 | 0 | 0
CC | 0 | 0 | 0 | 0 | 0 | 0
CSP | 0 | 0 | 0 | 0 | 0 | 0
CT | 0 | 0 | 0 | 0 | 0 | 0
Coal | 0 | 0 | 0 | 0 | 0 | 0
Geo | 0 | 0 | 0 | 0 | 0 | 0
H | 0 | 0 | 0 | 0 | 0 | 0
LFG | 0 | 0 | 0 | 0 | 0 | 0
Nuc | 0 | 0 | 0 | 0 | 0 | 0
PS | 0 | 0 | 0 | 0 | 0 | 0
PV | 0 | 0 | 0 | 0 | 0 | 0
PeakG | 0 | 0 | 0 | 0 | 0 | 0
PeakO | 0 | 0 | 0 | 0 | 0 | 0
ST | 0 | 0 | 0 | 0 | 0 | 0
STOG | 0 | 0 | 0 | 0 | 0 | 0
STWD | 0 | 0 | 0 | 0 | 0 | 0
WT | 0 | 0 | 0 | 0 | 0 | 0
IGCC | 0 | 0 | 0 | 0 | 0 | 0
DemandResponse | 0 | 0 | 0 | 0 | 0 | 0
IGCC-CCS | 0 | 0 | 0 | 0 | 0 | 0
WT_off | 0 | 0 | 0 | 0 | 0 | 0
PseudoUnit | 0 | 0 | 0 | 0 | 0 | 0
FixedInterchange | 0 | 0 | 0 | 0 | 0 | 0
Emission Cost by Reporting Type: NonRTO_Midwest
ReportingType | 2015 | 2020 | 2025 | 2030 | 2035 | 2040
BM | 0 | 0 | 0 | 0 | 0 | 0
CC | 0 | 0 | 0 | 0 | 0 | 0
CSP | 0 | 0 | 0 | 0 | 0 | 0
CT | 0 | 0 | 0 | 0 | 0 | 0
Coal | 14.76 | 0 | 0 | 0 | 0 | 0
Geo | 0 | 0 | 0 | 0 | 0 | 0
H | 0 | 0 | 0 | 0 | 0 | 0
LFG | 0 | 0 | 0 | 0 | 0 | 0
Nuc | 0 | 0 | 0 | 0 | 0 | 0
PS | 0 | 0 | 0 | 0 | 0 | 0
PV | 0 | 0 | 0 | 0 | 0 | 0
PeakG | 0 | 0 | 0 | 0 | 0 | 0
PeakO | 0 | 0 | 0 | 0 | 0 | 0
ST | 0 | 0 | 0 | 0 | 0 | 0
STOG | 0 | 0 | 0 | 0 | 0 | 0
STWD | 0 | 0 | 0 | 0 | 0 | 0
WT | 0 | 0 | 0 | 0 | 0 | 0
IGCC | 0 | 0 | 0 | 0 | 0 | 0
DemandResponse | 0 | 0 | 0 | 0 | 0 | 0
IGCC-CCS | 0 | 0 | 0 | 0 | 0 | 0
WT_off | 0 | 0 | 0 | 0 | 0 | 0
PseudoUnit | 0 | 0 | 0 | 0 | 0 | 0
FixedInterchange | 0 | 0 | 0 | 0 | 0 | 0
Emission Cost by Reporting Type: NYISO_A-F
ReportingType | 2015 | 2020 | 2025 | 2030 | 2035 | 2040
BM | 0 | 0 | 0 | 0 | 0 | 0
CC | 0 | 0 | 0 | 0 | 0 | 0
CSP | 0 | 0 | 0 | 0 | 0 | 0
CT | 0 | 0 | 0 | 0 | 0 | 0
Coal | 0 | 0 | 0 | 0 | 0 | 0
Geo | 0 | 0 | 0 | 0 | 0 | 0
H | 0 | 0 | 0 | 0 | 0 | 0
LFG | 0 | 0 | 0 | 0 | 0 | 0
Nuc | 0 | 0 | 0 | 0 | 0 | 0
PS | 0 | 0 | 0 | 0 | 0 | 0
PV | 0 | 0 | 0 | 0 | 0 | 0
PeakG | 0 | 0 | 0 | 0 | 0 | 0
PeakO | 0 | 0 | 0 | 0 | 0 | 0
ST | 0 | 0 | 0 | 0 | 0 | 0
STOG | 0 | 0 | 0 | 0 | 0 | 0
STWD | 0 | 0 | 0 | 0 | 0 | 0
WT | 0 | 0 | 0 | 0 | 0 | 0
IGCC | 0 | 0 | 0 | 0 | 0 | 0
DemandResponse | 0 | 0 | 0 | 0 | 0 | 0
IGCC-CCS | 0 | 0 | 0 | 0 | 0 | 0
WT_off | 0 | 0 | 0 | 0 | 0 | 0
PseudoUnit | 0 | 0 | 0 | 0 | 0 | 0
FixedInterchange | 0 | 0 | 0 | 0 | 0 | 0
Emission Cost by Reporting Type: NYISO_G-I
ReportingType | 2015 | 2020 | 2025 | 2030 | 2035 | 2040
BM | 0 | 0 | 0 | 0 | 0 | 0
CC | 0 | 0 | 0 | 0 | 0 | 0
CSP | 0 | 0 | 0 | 0 | 0 | 0
CT | 0 | 0 | 0 | 0 | 0 | 0
Coal | 0 | 0 | 0 | 0 | 0 | 0
Geo | 0 | 0 | 0 | 0 | 0 | 0
H | 0 | 0 | 0 | 0 | 0 | 0
LFG | 0 | 0 | 0 | 0 | 0 | 0
Nuc | 0 | 0 | 0 | 0 | 0 | 0
PS | 0 | 0 | 0 | 0 | 0 | 0
PV | 0 | 0 | 0 | 0 | 0 | 0
PeakG | 0 | 0 | 0 | 0 | 0 | 0
PeakO | 0 | 0 | 0 | 0 | 0 | 0
ST | 0 | 0 | 0 | 0 | 0 | 0
STOG | 0 | 0 | 0 | 0 | 0 | 0
STWD | 0 | 0 | 0 | 0 | 0 | 0
WT | 0 | 0 | 0 | 0 | 0 | 0
IGCC | 0 | 0 | 0 | 0 | 0 | 0
DemandResponse | 0 | 0 | 0 | 0 | 0 | 0
IGCC-CCS | 0 | 0 | 0 | 0 | 0 | 0
WT_off | 0 | 0 | 0 | 0 | 0 | 0
PseudoUnit | 0 | 0 | 0 | 0 | 0 | 0
FixedInterchange | 0 | 0 | 0 | 0 | 0 | 0
Emission Cost by Reporting Type: NYISO_J-K
ReportingType | 2015 | 2020 | 2025 | 2030 | 2035 | 2040
BM | 0 | 0 | 0 | 0 | 0 | 0
CC | 0 | 0 | 0 | 0 | 0 | 0
CSP | 0 | 0 | 0 | 0 | 0 | 0
CT | 0 | 0 | 0 | 0 | 0 | 0
Coal | 0 | 0 | 0 | 0 | 0 | 0
Geo | 0 | 0 | 0 | 0 | 0 | 0
H | 0 | 0 | 0 | 0 | 0 | 0
LFG | 0 | 0 | 0 | 0 | 0 | 0
Nuc | 0 | 0 | 0 | 0 | 0 | 0
PS | 0 | 0 | 0 | 0 | 0 | 0
PV | 0 | 0 | 0 | 0 | 0 | 0
PeakG | 0 | 0 | 0 | 0 | 0 | 0
PeakO | 0 | 0 | 0 | 0 | 0 | 0
ST | 0 | 0 | 0 | 0 | 0 | 0
STOG | 0 | 0 | 0 | 0 | 0 | 0
STWD | 0 | 0 | 0 | 0 | 0 | 0
WT | 0 | 0 | 0 | 0 | 0 | 0
IGCC | 0 | 0 | 0 | 0 | 0 | 0
DemandResponse | 0 | 0 | 0 | 0 | 0 | 0
IGCC-CCS | 0 | 0 | 0 | 0 | 0 | 0
WT_off | 0 | 0 | 0 | 0 | 0 | 0
PseudoUnit | 0 | 0 | 0 | 0 | 0 | 0
FixedInterchange | 0 | 0 | 0 | 0 | 0 | 0
Emission Cost by Reporting Type: PJM_E
ReportingType | 2015 | 2020 | 2025 | 2030 | 2035 | 2040
BM | 0 | 0 | 0 | 0 | 0 | 0
CC | 0 | 0 | 0 | 0 | 0 | 0
CSP | 0 | 0 | 0 | 0 | 0 | 0
CT | 0 | 0 | 0 | 0 | 0 | 0
Coal | 0.02 | 0 | 0 | 0 | 0 | 0
Geo | 0 | 0 | 0 | 0 | 0 | 0
H | 0 | 0 | 0 | 0 | 0 | 0
LFG | 0 | 0 | 0 | 0 | 0 | 0
Nuc | 0 | 0 | 0 | 0 | 0 | 0
PS | 0 | 0 | 0 | 0 | 0 | 0
PV | 0 | 0 | 0 | 0 | 0 | 0
PeakG | 0 | 0 | 0 | 0 | 0 | 0
PeakO | 0 | 0 | 0 | 0 | 0 | 0
ST | 0 | 0 | 0 | 0 | 0 | 0
STOG | 0 | 0 | 0 | 0 | 0 | 0
STWD | 0 | 0 | 0 | 0 | 0 | 0
WT | 0 | 0 | 0 | 0 | 0 | 0
IGCC | 0 | 0 | 0 | 0 | 0 | 0
DemandResponse | 0 | 0 | 0 | 0 | 0 | 0
IGCC-CCS | 0 | 0 | 0 | 0 | 0 | 0
WT_off | 0 | 0 | 0 | 0 | 0 | 0
PseudoUnit | 0 | 0 | 0 | 0 | 0 | 0
FixedInterchange | 0 | 0 | 0 | 0 | 0 | 0
Emission Cost by Reporting Type: PJM_ROM
ReportingType | 2015 | 2020 | 2025 | 2030 | 2035 | 2040
BM | 0 | 0 | 0 | 0 | 0 | 0
CC | 0 | 0 | 0 | 0 | 0 | 0
CSP | 0 | 0 | 0 | 0 | 0 | 0
CT | 0 | 0 | 0 | 0 | 0 | 0
Coal | 15.49 | 0 | 0 | 0 | 0 | 0
Geo | 0 | 0 | 0 | 0 | 0 | 0
H | 0 | 0 | 0 | 0 | 0 | 0
LFG | 0 | 0 | 0 | 0 | 0 | 0
Nuc | 0 | 0 | 0 | 0 | 0 | 0
PS | 0 | 0 | 0 | 0 | 0 | 0
PV | 0 | 0 | 0 | 0 | 0 | 0
PeakG | 0 | 0 | 0 | 0 | 0 | 0
PeakO | 0 | 0 | 0 | 0 | 0 | 0
ST | 0 | 0 | 0 | 0 | 0 | 0
STOG | 0 | 0 | 0 | 0 | 0 | 0
STWD | 0 | 0 | 0 | 0 | 0 | 0
WT | 0 | 0 | 0 | 0 | 0 | 0
IGCC | 0 | 0 | 0 | 0 | 0 | 0
DemandResponse | 0 | 0 | 0 | 0 | 0 | 0
IGCC-CCS | 0 | 0 | 0 | 0 | 0 | 0
WT_off | 0 | 0 | 0 | 0 | 0 | 0
PseudoUnit | 0 | 0 | 0 | 0 | 0 | 0
FixedInterchange | 0 | 0 | 0 | 0 | 0 | 0
Emission Cost by Reporting Type: PJM_ROR
ReportingType | 2015 | 2020 | 2025 | 2030 | 2035 | 2040
BM | 0 | 0 | 0 | 0 | 0 | 0
CC | 0 | 0 | 0 | 0 | 0 | 0
CSP | 0 | 0 | 0 | 0 | 0 | 0
CT | 0 | 0 | 0 | 0 | 0 | 0
Coal | 105.35 | 0 | 0 | 0 | 0 | 0
Geo | 0 | 0 | 0 | 0 | 0 | 0
H | 0 | 0 | 0 | 0 | 0 | 0
LFG | 0 | 0 | 0 | 0 | 0 | 0
Nuc | 0 | 0 | 0 | 0 | 0 | 0
PS | 0 | 0 | 0 | 0 | 0 | 0
PV | 0 | 0 | 0 | 0 | 0 | 0
PeakG | 0 | 0 | 0 | 0 | 0 | 0
PeakO | 0 | 0 | 0 | 0 | 0 | 0
ST | 0 | 0 | 0 | 0 | 0 | 0
STOG | 0 | 0 | 0 | 0 | 0 | 0
STWD | 0 | 0 | 0 | 0 | 0 | 0
WT | 0 | 0 | 0 | 0 | 0 | 0
IGCC | 0 | 0 | 0 | 0 | 0 | 0
DemandResponse | 0 | 0 | 0 | 0 | 0 | 0
IGCC-CCS | 0 | 0 | 0 | 0 | 0 | 0
WT_off | 0 | 0 | 0 | 0 | 0 | 0
PseudoUnit | 0 | 0 | 0 | 0 | 0 | 0
FixedInterchange | 0 | 0 | 0 | 0 | 0 | 0
Emission Cost by Reporting Type: SOCO
ReportingType | 2015 | 2020 | 2025 | 2030 | 2035 | 2040
BM | 0 | 0 | 0 | 0 | 0 | 0
CC | 0 | 0 | 0 | 0 | 0 | 0
CSP | 0 | 0 | 0 | 0 | 0 | 0
CT | 0 | 0 | 0 | 0 | 0 | 0
Coal | 22.11 | 0 | 0 | 0 | 0 | 0
Geo | 0 | 0 | 0 | 0 | 0 | 0
H | 0 | 0 | 0 | 0 | 0 | 0
LFG | 0 | 0 | 0 | 0 | 0 | 0
Nuc | 0 | 0 | 0 | 0 | 0 | 0
PS | 0 | 0 | 0 | 0 | 0 | 0
PV | 0 | 0 | 0 | 0 | 0 | 0
PeakG | 0 | 0 | 0 | 0 | 0 | 0
PeakO | 0 | 0 | 0 | 0 | 0 | 0
ST | 0 | 0 | 0 | 0 | 0 | 0
STOG | 0 | 0 | 0 | 0 | 0 | 0
STWD | 0 | 0 | 0 | 0 | 0 | 0
WT | 0 | 0 | 0 | 0 | 0 | 0
IGCC | 0 | 0 | 0 | 0 | 0 | 0
DemandResponse | 0 | 0 | 0 | 0 | 0 | 0
IGCC-CCS | 0 | 0 | 0 | 0 | 0 | 0
WT_off | 0 | 0 | 0 | 0 | 0 | 0
PseudoUnit | 0 | 0 | 0 | 0 | 0 | 0
FixedInterchange | 0 | 0 | 0 | 0 | 0 | 0
Emission Cost by Reporting Type: SPP_N
ReportingType | 2015 | 2020 | 2025 | 2030 | 2035 | 2040
BM | 0 | 0 | 0 | 0 | 0 | 0
CC | 0 | 0 | 0 | 0 | 0 | 0
CSP | 0 | 0 | 0 | 0 | 0 | 0
CT | 0 | 0 | 0 | 0 | 0 | 0
Coal | 5.44 | 0 | 0 | 0 | 0 | 0
Geo | 0 | 0 | 0 | 0 | 0 | 0
H | 0 | 0 | 0 | 0 | 0 | 0
LFG | 0 | 0 | 0 | 0 | 0 | 0
Nuc | 0 | 0 | 0 | 0 | 0 | 0
PS | 0 | 0 | 0 | 0 | 0 | 0
PV | 0 | 0 | 0 | 0 | 0 | 0
PeakG | 0 | 0 | 0 | 0 | 0 | 0
PeakO | 0 | 0 | 0 | 0 | 0 | 0
ST | 0 | 0 | 0 | 0 | 0 | 0
STOG | 0 | 0 | 0 | 0 | 0 | 0
STWD | 0 | 0 | 0 | 0 | 0 | 0
WT | 0 | 0 | 0 | 0 | 0 | 0
IGCC | 0 | 0 | 0 | 0 | 0 | 0
DemandResponse | 0 | 0 | 0 | 0 | 0 | 0
IGCC-CCS | 0 | 0 | 0 | 0 | 0 | 0
WT_off | 0 | 0 | 0 | 0 | 0 | 0
PseudoUnit | 0 | 0 | 0 | 0 | 0 | 0
FixedInterchange | 0 | 0 | 0 | 0 | 0 | 0
Emission Cost by Reporting Type: SPP_S
ReportingType | 2015 | 2020 | 2025 | 2030 | 2035 | 2040
BM | 0 | 0 | 0 | 0 | 0 | 0
CC | 0 | 0 | 0 | 0 | 0 | 0
CSP | 0 | 0 | 0 | 0 | 0 | 0
CT | 0 | 0 | 0 | 0 | 0 | 0
Coal | 18.71 | 0 | 0 | 0 | 0 | 0
Geo | 0 | 0 | 0 | 0 | 0 | 0
H | 0 | 0 | 0 | 0 | 0 | 0
LFG | 0 | 0 | 0 | 0 | 0 | 0
Nuc | 0 | 0 | 0 | 0 | 0 | 0
PS | 0 | 0 | 0 | 0 | 0 | 0
PV | 0 | 0 | 0 | 0 | 0 | 0
PeakG | 0 | 0 | 0 | 0 | 0 | 0
PeakO | 0 | 0 | 0 | 0 | 0 | 0
ST | 0 | 0 | 0 | 0 | 0 | 0
STOG | 0 | 0 | 0 | 0 | 0 | 0
STWD | 0 | 0 | 0 | 0 | 0 | 0
WT | 0 | 0 | 0 | 0 | 0 | 0
IGCC | 0 | 0 | 0 | 0 | 0 | 0
DemandResponse | 0 | 0 | 0 | 0 | 0 | 0
IGCC-CCS | 0 | 0 | 0 | 0 | 0 | 0
WT_off | 0 | 0 | 0 | 0 | 0 | 0
PseudoUnit | 0 | 0 | 0 | 0 | 0 | 0
FixedInterchange | 0 | 0 | 0 | 0 | 0 | 0
Emission Cost by Reporting Type: TVA
ReportingType | 2015 | 2020 | 2025 | 2030 | 2035 | 2040
BM | 0 | 0 | 0 | 0 | 0 | 0
CC | 0 | 0 | 0 | 0 | 0 | 0
CSP | 0 | 0 | 0 | 0 | 0 | 0
CT | 0 | 0 | 0 | 0 | 0 | 0
Coal | 21.97 | 0 | 0 | 0 | 0 | 0
Geo | 0 | 0 | 0 | 0 | 0 | 0
H | 0 | 0 | 0 | 0 | 0 | 0
LFG | 0 | 0 | 0 | 0 | 0 | 0
Nuc | 0 | 0 | 0 | 0 | 0 | 0
PS | 0 | 0 | 0 | 0 | 0 | 0
PV | 0 | 0 | 0 | 0 | 0 | 0
PeakG | 0 | 0 | 0 | 0 | 0 | 0
PeakO | 0 | 0 | 0 | 0 | 0 | 0
ST | 0 | 0 | 0 | 0 | 0 | 0
STOG | 0 | 0 | 0 | 0 | 0 | 0
STWD | 0 | 0 | 0 | 0 | 0 | 0
WT | 0 | 0 | 0 | 0 | 0 | 0
IGCC | 0 | 0 | 0 | 0 | 0 | 0
DemandResponse | 0 | 0 | 0 | 0 | 0 | 0
IGCC-CCS | 0 | 0 | 0 | 0 | 0 | 0
WT_off | 0 | 0 | 0 | 0 | 0 | 0
PseudoUnit | 0 | 0 | 0 | 0 | 0 | 0
FixedInterchange | 0 | 0 | 0 | 0 | 0 | 0
Emission Cost by Reporting Type: TVA_Transmission
ReportingType | 2015 | 2020 | 2025 | 2030 | 2035 | 2040
BM | 0 | 0 | 0 | 0 | 0 | 0
CC | 0 | 0 | 0 | 0 | 0 | 0
CSP | 0 | 0 | 0 | 0 | 0 | 0
CT | 0 | 0 | 0 | 0 | 0 | 0
Coal | 0 | 0 | 0 | 0 | 0 | 0
Geo | 0 | 0 | 0 | 0 | 0 | 0
H | 0 | 0 | 0 | 0 | 0 | 0
LFG | 0 | 0 | 0 | 0 | 0 | 0
Nuc | 0 | 0 | 0 | 0 | 0 | 0
PS | 0 | 0 | 0 | 0 | 0 | 0
PV | 0 | 0 | 0 | 0 | 0 | 0
PeakG | 0 | 0 | 0 | 0 | 0 | 0
PeakO | 0 | 0 | 0 | 0 | 0 | 0
ST | 0 | 0 | 0 | 0 | 0 | 0
STOG | 0 | 0 | 0 | 0 | 0 | 0
STWD | 0 | 0 | 0 | 0 | 0 | 0
WT | 0 | 0 | 0 | 0 | 0 | 0
IGCC | 0 | 0 | 0 | 0 | 0 | 0
DemandResponse | 0 | 0 | 0 | 0 | 0 | 0
IGCC-CCS | 0 | 0 | 0 | 0 | 0 | 0
WT_off | 0 | 0 | 0 | 0 | 0 | 0
PseudoUnit | 0 | 0 | 0 | 0 | 0 | 0
FixedInterchange | 0 | 0 | 0 | 0 | 0 | 0
Emission Cost by Reporting Type: VACAR
ReportingType | 2015 | 2020 | 2025 | 2030 | 2035 | 2040
BM | 0 | 0 | 0 | 0 | 0 | 0
CC | 0 | 0 | 0 | 0 | 0 | 0
CSP | 0 | 0 | 0 | 0 | 0 | 0
CT | 0 | 0 | 0 | 0 | 0 | 0
Coal | 5.16 | 0 | 0 | 0 | 0 | 0
Geo | 0 | 0 | 0 | 0 | 0 | 0
H | 0 | 0 | 0 | 0 | 0 | 0
LFG | 0 | 0 | 0 | 0 | 0 | 0
Nuc | 0 | 0 | 0 | 0 | 0 | 0
PS | 0 | 0 | 0 | 0 | 0 | 0
PV | 0 | 0 | 0 | 0 | 0 | 0
PeakG | 0 | 0 | 0 | 0 | 0 | 0
PeakO | 0 | 0 | 0 | 0 | 0 | 0
ST | 0 | 0 | 0 | 0 | 0 | 0
STOG | 0 | 0 | 0 | 0 | 0 | 0
STWD | 0 | 0 | 0 | 0 | 0 | 0
WT | 0 | 0 | 0 | 0 | 0 | 0
IGCC | 0 | 0 | 0 | 0 | 0 | 0
DemandResponse | 0 | 0 | 0 | 0 | 0 | 0
IGCC-CCS | 0 | 0 | 0 | 0 | 0 | 0
WT_off | 0 | 0 | 0 | 0 | 0 | 0
PseudoUnit | 0 | 0 | 0 | 0 | 0 | 0
FixedInterchange | 0 | 0 | 0 | 0 | 0 | 0
Emission Cost by Reporting Type: IESO
ReportingType | 2015 | 2020 | 2025 | 2030 | 2035 | 2040
BM | 0 | 0 | 0 | 0 | 0 | 0
CC | 0 | 0 | 0 | 0 | 0 | 0
CSP | 0 | 0 | 0 | 0 | 0 | 0
CT | 0 | 0 | 0 | 0 | 0 | 0
Coal | 0 | 0 | 0 | 0 | 0 | 0
Geo | 0 | 0 | 0 | 0 | 0 | 0
H | 0 | 0 | 0 | 0 | 0 | 0
LFG | 0 | 0 | 0 | 0 | 0 | 0
Nuc | 0 | 0 | 0 | 0 | 0 | 0
PS | 0 | 0 | 0 | 0 | 0 | 0
PV | 0 | 0 | 0 | 0 | 0 | 0
PeakG | 0 | 0 | 0 | 0 | 0 | 0
PeakO | 0 | 0 | 0 | 0 | 0 | 0
ST | 0 | 0 | 0 | 0 | 0 | 0
STOG | 0 | 0 | 0 | 0 | 0 | 0
STWD | 0 | 0 | 0 | 0 | 0 | 0
WT | 0 | 0 | 0 | 0 | 0 | 0
IGCC | 0 | 0 | 0 | 0 | 0 | 0
DemandResponse | 0 | 0 | 0 | 0 | 0 | 0
IGCC-CCS | 0 | 0 | 0 | 0 | 0 | 0
WT_off | 0 | 0 | 0 | 0 | 0 | 0
PseudoUnit | 0 | 0 | 0 | 0 | 0 | 0
FixedInterchange | 0 | 0 | 0 | 0 | 0 | 0
Emission Cost by Reporting Type: MAPP_CA
ReportingType | 2015 | 2020 | 2025 | 2030 | 2035 | 2040
BM | 0 | 0 | 0 | 0 | 0 | 0
CC | 0 | 0 | 0 | 0 | 0 | 0
CSP | 0 | 0 | 0 | 0 | 0 | 0
CT | 0 | 0 | 0 | 0 | 0 | 0
Coal | 0 | 0 | 0 | 0 | 0 | 0
Geo | 0 | 0 | 0 | 0 | 0 | 0
H | 0 | 0 | 0 | 0 | 0 | 0
LFG | 0 | 0 | 0 | 0 | 0 | 0
Nuc | 0 | 0 | 0 | 0 | 0 | 0
PS | 0 | 0 | 0 | 0 | 0 | 0
PV | 0 | 0 | 0 | 0 | 0 | 0
PeakG | 0 | 0 | 0 | 0 | 0 | 0
PeakO | 0 | 0 | 0 | 0 | 0 | 0
ST | 0 | 0 | 0 | 0 | 0 | 0
STOG | 0 | 0 | 0 | 0 | 0 | 0
STWD | 0 | 0 | 0 | 0 | 0 | 0
WT | 0 | 0 | 0 | 0 | 0 | 0
IGCC | 0 | 0 | 0 | 0 | 0 | 0
DemandResponse | 0 | 0 | 0 | 0 | 0 | 0
IGCC-CCS | 0 | 0 | 0 | 0 | 0 | 0
WT_off | 0 | 0 | 0 | 0 | 0 | 0
PseudoUnit | 0 | 0 | 0 | 0 | 0 | 0
FixedInterchange | 0 | 0 | 0 | 0 | 0 | 0
Emission Cost by Reporting Type: AZ_NM_SNV_Coal
ReportingType | 2015 | 2020 | 2025 | 2030 | 2035 | 2040
BM | 0 | 0 | 0 | 0 | 0 | 0
CC | 0 | 0 | 0 | 0 | 0 | 0
CSP | 0 | 0 | 0 | 0 | 0 | 0
CT | 0 | 0 | 0 | 0 | 0 | 0
Coal | 1.03 | 0 | 0 | 0 | 0 | 0
Geo | 0 | 0 | 0 | 0 | 0 | 0
H | 0 | 0 | 0 | 0 | 0 | 0
LFG | 0 | 0 | 0 | 0 | 0 | 0
Nuc | 0 | 0 | 0 | 0 | 0 | 0
PS | 0 | 0 | 0 | 0 | 0 | 0
PV | 0 | 0 | 0 | 0 | 0 | 0
PeakG | 0 | 0 | 0 | 0 | 0 | 0
PeakO | 0 | 0 | 0 | 0 | 0 | 0
ST | 0 | 0 | 0 | 0 | 0 | 0
STOG | 0 | 0 | 0 | 0 | 0 | 0
STWD | 0 | 0 | 0 | 0 | 0 | 0
WT | 0 | 0 | 0 | 0 | 0 | 0
IGCC | 0 | 0 | 0 | 0 | 0 | 0
DemandResponse | 0 | 0 | 0 | 0 | 0 | 0
IGCC-CCS | 0 | 0 | 0 | 0 | 0 | 0
WT_off | 0 | 0 | 0 | 0 | 0 | 0
PseudoUnit | 0 | 0 | 0 | 0 | 0 | 0
FixedInterchange | 0 | 0 | 0 | 0 | 0 | 0
Emission Cost by Reporting Type: AZ_NM_SNV_Gas
ReportingType | 2015 | 2020 | 2025 | 2030 | 2035 | 2040
BM | 0 | 0 | 0 | 0 | 0 | 0
CC | 0 | 0 | 0 | 0 | 0 | 0
CSP | 0 | 0 | 0 | 0 | 0 | 0
CT | 0 | 0 | 0 | 0 | 0 | 0
Coal | 0 | 0 | 0 | 0 | 0 | 0
Geo | 0 | 0 | 0 | 0 | 0 | 0
H | 0 | 0 | 0 | 0 | 0 | 0
LFG | 0 | 0 | 0 | 0 | 0 | 0
Nuc | 0 | 0 | 0 | 0 | 0 | 0
PS | 0 | 0 | 0 | 0 | 0 | 0
PV | 0 | 0 | 0 | 0 | 0 | 0
PeakG | 0 | 0 | 0 | 0 | 0 | 0
PeakO | 0 | 0 | 0 | 0 | 0 | 0
ST | 0 | 0 | 0 | 0 | 0 | 0
STOG | 0 | 0 | 0 | 0 | 0 | 0
STWD | 0 | 0 | 0 | 0 | 0 | 0
WT | 0 | 0 | 0 | 0 | 0 | 0
IGCC | 0 | 0 | 0 | 0 | 0 | 0
DemandResponse | 0 | 0 | 0 | 0 | 0 | 0
IGCC-CCS | 0 | 0 | 0 | 0 | 0 | 0
WT_off | 0 | 0 | 0 | 0 | 0 | 0
PseudoUnit | 0 | 0 | 0 | 0 | 0 | 0
FixedInterchange | 0 | 0 | 0 | 0 | 0 | 0
Emission Cost by Reporting Type: AZ_NM_SNV_NucRenew
ReportingType | 2015 | 2020 | 2025 | 2030 | 2035 | 2040
BM | 0 | 0 | 0 | 0 | 0 | 0
CC | 0 | 0 | 0 | 0 | 0 | 0
CSP | 0 | 0 | 0 | 0 | 0 | 0
CT | 0 | 0 | 0 | 0 | 0 | 0
Coal | 0 | 0 | 0 | 0 | 0 | 0
Geo | 0 | 0 | 0 | 0 | 0 | 0
H | 0 | 0 | 0 | 0 | 0 | 0
LFG | 0 | 0 | 0 | 0 | 0 | 0
Nuc | 0 | 0 | 0 | 0 | 0 | 0
PS | 0 | 0 | 0 | 0 | 0 | 0
PV | 0 | 0 | 0 | 0 | 0 | 0
PeakG | 0 | 0 | 0 | 0 | 0 | 0
PeakO | 0 | 0 | 0 | 0 | 0 | 0
ST | 0 | 0 | 0 | 0 | 0 | 0
STOG | 0 | 0 | 0 | 0 | 0 | 0
STWD | 0 | 0 | 0 | 0 | 0 | 0
WT | 0 | 0 | 0 | 0 | 0 | 0
IGCC | 0 | 0 | 0 | 0 | 0 | 0
DemandResponse | 0 | 0 | 0 | 0 | 0 | 0
IGCC-CCS | 0 | 0 | 0 | 0 | 0 | 0
WT_off | 0 | 0 | 0 | 0 | 0 | 0
PseudoUnit | 0 | 0 | 0 | 0 | 0 | 0
FixedInterchange | 0 | 0 | 0 | 0 | 0 | 0
Emission Cost by Reporting Type: ERCOT
ReportingType | 2015 | 2020 | 2025 | 2030 | 2035 | 2040
BM | 0 | 0 | 0 | 0 | 0 | 0
CC | 0 | 0 | 0 | 0 | 0 | 0
CSP | 0 | 0 | 0 | 0 | 0 | 0
CT | 0 | 0 | 0 | 0 | 0 | 0
Coal | 5.31 | 0 | 0 | 0 | 0 | 0
Geo | 0 | 0 | 0 | 0 | 0 | 0
H | 0 | 0 | 0 | 0 | 0 | 0
LFG | 0 | 0 | 0 | 0 | 0 | 0
Nuc | 0 | 0 | 0 | 0 | 0 | 0
PS | 0 | 0 | 0 | 0 | 0 | 0
PV | 0 | 0 | 0 | 0 | 0 | 0
PeakG | 0 | 0 | 0 | 0 | 0 | 0
PeakO | 0 | 0 | 0 | 0 | 0 | 0
ST | 0 | 0 | 0 | 0 | 0 | 0
STOG | 0 | 0 | 0 | 0 | 0 | 0
STWD | 0 | 0 | 0 | 0 | 0 | 0
WT | 0 | 0 | 0 | 0 | 0 | 0
IGCC | 0 | 0 | 0 | 0 | 0 | 0
DemandResponse | 0 | 0 | 0 | 0 | 0 | 0
IGCC-CCS | 0 | 0 | 0 | 0 | 0 | 0
WT_off | 0 | 0 | 0 | 0 | 0 | 0
PseudoUnit | 0 | 0 | 0 | 0 | 0 | 0
FixedInterchange | 0 | 0 | 0 | 0 | 0 | 0
Emission Cost by Reporting Type: NP15
ReportingType | 2015 | 2020 | 2025 | 2030 | 2035 | 2040
BM | 0 | 0 | 0 | 0 | 0 | 0
CC | 0 | 0 | 0 | 0 | 0 | 0
CSP | 0 | 0 | 0 | 0 | 0 | 0
CT | 0 | 0 | 0 | 0 | 0 | 0
Coal | 0.34 | 0 | 0 | 0 | 0 | 0
Geo | 0 | 0 | 0 | 0 | 0 | 0
H | 0 | 0 | 0 | 0 | 0 | 0
LFG | 0 | 0 | 0 | 0 | 0 | 0
Nuc | 0 | 0 | 0 | 0 | 0 | 0
PS | 0 | 0 | 0 | 0 | 0 | 0
PV | 0 | 0 | 0 | 0 | 0 | 0
PeakG | 0 | 0 | 0 | 0 | 0 | 0
PeakO | 0 | 0 | 0 | 0 | 0 | 0
ST | 0 | 0 | 0 | 0 | 0 | 0
STOG | 0 | 0 | 0 | 0 | 0 | 0
STWD | 0 | 0 | 0 | 0 | 0 | 0
WT | 0 | 0 | 0 | 0 | 0 | 0
IGCC | 0 | 0 | 0 | 0 | 0 | 0
DemandResponse | 0 | 0 | 0 | 0 | 0 | 0
IGCC-CCS | 0 | 0 | 0 | 0 | 0 | 0
WT_off | 0 | 0 | 0 | 0 | 0 | 0
PseudoUnit | 0 | 0 | 0 | 0 | 0 | 0
FixedInterchange | 0 | 0 | 0 | 0 | 0 | 0
Emission Cost by Reporting Type: NWPP_Coal
ReportingType | 2015 | 2020 | 2025 | 2030 | 2035 | 2040
BM | 0 | 0 | 0 | 0 | 0 | 0
CC | 0 | 0 | 0 | 0 | 0 | 0
CSP | 0 | 0 | 0 | 0 | 0 | 0
CT | 0 | 0 | 0 | 0 | 0 | 0
Coal | 2.95 | 0 | 0 | 0 | 0 | 0
Geo | 0 | 0 | 0 | 0 | 0 | 0
H | 0 | 0 | 0 | 0 | 0 | 0
LFG | 0 | 0 | 0 | 0 | 0 | 0
Nuc | 0 | 0 | 0 | 0 | 0 | 0
PS | 0 | 0 | 0 | 0 | 0 | 0
PV | 0 | 0 | 0 | 0 | 0 | 0
PeakG | 0 | 0 | 0 | 0 | 0 | 0
PeakO | 0 | 0 | 0 | 0 | 0 | 0
ST | 0 | 0 | 0 | 0 | 0 | 0
STOG | 0 | 0 | 0 | 0 | 0 | 0
STWD | 0 | 0 | 0 | 0 | 0 | 0
WT | 0 | 0 | 0 | 0 | 0 | 0
IGCC | 0 | 0 | 0 | 0 | 0 | 0
DemandResponse | 0 | 0 | 0 | 0 | 0 | 0
IGCC-CCS | 0 | 0 | 0 | 0 | 0 | 0
WT_off | 0 | 0 | 0 | 0 | 0 | 0
PseudoUnit | 0 | 0 | 0 | 0 | 0 | 0
FixedInterchange | 0 | 0 | 0 | 0 | 0 | 0
Emission Cost by Reporting Type: NWPP_Gas
ReportingType | 2015 | 2020 | 2025 | 2030 | 2035 | 2040
BM | 0 | 0 | 0 | 0 | 0 | 0
CC | 0 | 0 | 0 | 0 | 0 | 0
CSP | 0 | 0 | 0 | 0 | 0 | 0
CT | 0 | 0 | 0 | 0 | 0 | 0
Coal | 0 | 0 | 0 | 0 | 0 | 0
Geo | 0 | 0 | 0 | 0 | 0 | 0
H | 0 | 0 | 0 | 0 | 0 | 0
LFG | 0 | 0 | 0 | 0 | 0 | 0
Nuc | 0 | 0 | 0 | 0 | 0 | 0
PS | 0 | 0 | 0 | 0 | 0 | 0
PV | 0 | 0 | 0 | 0 | 0 | 0
PeakG | 0 | 0 | 0 | 0 | 0 | 0
PeakO | 0 | 0 | 0 | 0 | 0 | 0
ST | 0 | 0 | 0 | 0 | 0 | 0
STOG | 0 | 0 | 0 | 0 | 0 | 0
STWD | 0 | 0 | 0 | 0 | 0 | 0
WT | 0 | 0 | 0 | 0 | 0 | 0
IGCC | 0 | 0 | 0 | 0 | 0 | 0
DemandResponse | 0 | 0 | 0 | 0 | 0 | 0
IGCC-CCS | 0 | 0 | 0 | 0 | 0 | 0
WT_off | 0 | 0 | 0 | 0 | 0 | 0
PseudoUnit | 0 | 0 | 0 | 0 | 0 | 0
FixedInterchange | 0 | 0 | 0 | 0 | 0 | 0
Emission Cost by Reporting Type: NWPP_NucRenew
ReportingType | 2015 | 2020 | 2025 | 2030 | 2035 | 2040
BM | 0 | 0 | 0 | 0 | 0 | 0
CC | 0 | 0 | 0 | 0 | 0 | 0
CSP | 0 | 0 | 0 | 0 | 0 | 0
CT | 0 | 0 | 0 | 0 | 0 | 0
Coal | 0 | 0 | 0 | 0 | 0 | 0
Geo | 0 | 0 | 0 | 0 | 0 | 0
H | 0 | 0 | 0 | 0 | 0 | 0
LFG | 0 | 0 | 0 | 0 | 0 | 0
Nuc | 0 | 0 | 0 | 0 | 0 | 0
PS | 0 | 0 | 0 | 0 | 0 | 0
PV | 0 | 0 | 0 | 0 | 0 | 0
PeakG | 0 | 0 | 0 | 0 | 0 | 0
PeakO | 0 | 0 | 0 | 0 | 0 | 0
ST | 0 | 0 | 0 | 0 | 0 | 0
STOG | 0 | 0 | 0 | 0 | 0 | 0
STWD | 0 | 0 | 0 | 0 | 0 | 0
WT | 0 | 0 | 0 | 0 | 0 | 0
IGCC | 0 | 0 | 0 | 0 | 0 | 0
DemandResponse | 0 | 0 | 0 | 0 | 0 | 0
IGCC-CCS | 0 | 0 | 0 | 0 | 0 | 0
WT_off | 0 | 0 | 0 | 0 | 0 | 0
PseudoUnit | 0 | 0 | 0 | 0 | 0 | 0
FixedInterchange | 0 | 0 | 0 | 0 | 0 | 0
Emission Cost by Reporting Type: RMPA
ReportingType | 2015 | 2020 | 2025 | 2030 | 2035 | 2040
BM | 0 | 0 | 0 | 0 | 0 | 0
CC | 0 | 0 | 0 | 0 | 0 | 0
CSP | 0 | 0 | 0 | 0 | 0 | 0
CT | 0 | 0 | 0 | 0 | 0 | 0
Coal | 2.08 | 0 | 0 | 0 | 0 | 0
Geo | 0 | 0 | 0 | 0 | 0 | 0
H | 0 | 0 | 0 | 0 | 0 | 0
LFG | 0 | 0 | 0 | 0 | 0 | 0
Nuc | 0 | 0 | 0 | 0 | 0 | 0
PS | 0 | 0 | 0 | 0 | 0 | 0
PV | 0 | 0 | 0 | 0 | 0 | 0
PeakG | 0 | 0 | 0 | 0 | 0 | 0
PeakO | 0 | 0 | 0 | 0 | 0 | 0
ST | 0 | 0 | 0 | 0 | 0 | 0
STOG | 0 | 0 | 0 | 0 | 0 | 0
STWD | 0 | 0 | 0 | 0 | 0 | 0
WT | 0 | 0 | 0 | 0 | 0 | 0
IGCC | 0 | 0 | 0 | 0 | 0 | 0
DemandResponse | 0 | 0 | 0 | 0 | 0 | 0
IGCC-CCS | 0 | 0 | 0 | 0 | 0 | 0
WT_off | 0 | 0 | 0 | 0 | 0 | 0
PseudoUnit | 0 | 0 | 0 | 0 | 0 | 0
FixedInterchange | 0 | 0 | 0 | 0 | 0 | 0
Emission Cost by Reporting Type: SP15
ReportingType | 2015 | 2020 | 2025 | 2030 | 2035 | 2040
BM | 0 | 0 | 0 | 0 | 0 | 0
CC | 0 | 0 | 0 | 0 | 0 | 0
CSP | 0 | 0 | 0 | 0 | 0 | 0
CT | 0 | 0 | 0 | 0 | 0 | 0
Coal | 0.18 | 0 | 0 | 0 | 0 | 0
Geo | 0 | 0 | 0 | 0 | 0 | 0
H | 0 | 0 | 0 | 0 | 0 | 0
LFG | 0 | 0 | 0 | 0 | 0 | 0
Nuc | 0 | 0 | 0 | 0 | 0 | 0
PS | 0 | 0 | 0 | 0 | 0 | 0
PV | 0 | 0 | 0 | 0 | 0 | 0
PeakG | 0 | 0 | 0 | 0 | 0 | 0
PeakO | 0 | 0 | 0 | 0 | 0 | 0
ST | 0 | 0 | 0 | 0 | 0 | 0
STOG | 0 | 0 | 0 | 0 | 0 | 0
STWD | 0 | 0 | 0 | 0 | 0 | 0
WT | 0 | 0 | 0 | 0 | 0 | 0
IGCC | 0 | 0 | 0 | 0 | 0 | 0
DemandResponse | 0 | 0 | 0 | 0 | 0 | 0
IGCC-CCS | 0 | 0 | 0 | 0 | 0 | 0
WT_off | 0 | 0 | 0 | 0 | 0 | 0
PseudoUnit | 0 | 0 | 0 | 0 | 0 | 0
FixedInterchange | 0 | 0 | 0 | 0 | 0 | 0
Emission Cost by Reporting Type: ALB
ReportingType | 2015 | 2020 | 2025 | 2030 | 2035 | 2040
BM | 0 | 0 | 0 | 0 | 0 | 0
CC | 0 | 0 | 0 | 0 | 0 | 0
CSP | 0 | 0 | 0 | 0 | 0 | 0
CT | 0 | 0 | 0 | 0 | 0 | 0
Coal | 0 | 0 | 0 | 0 | 0 | 0
Geo | 0 | 0 | 0 | 0 | 0 | 0
H | 0 | 0 | 0 | 0 | 0 | 0
LFG | 0 | 0 | 0 | 0 | 0 | 0
Nuc | 0 | 0 | 0 | 0 | 0 | 0
PS | 0 | 0 | 0 | 0 | 0 | 0
PV | 0 | 0 | 0 | 0 | 0 | 0
PeakG | 0 | 0 | 0 | 0 | 0 | 0
PeakO | 0 | 0 | 0 | 0 | 0 | 0
ST | 0 | 0 | 0 | 0 | 0 | 0
STOG | 0 | 0 | 0 | 0 | 0 | 0
STWD | 0 | 0 | 0 | 0 | 0 | 0
WT | 0 | 0 | 0 | 0 | 0 | 0
IGCC | 0 | 0 | 0 | 0 | 0 | 0
DemandResponse | 0 | 0 | 0 | 0 | 0 | 0
IGCC-CCS | 0 | 0 | 0 | 0 | 0 | 0
WT_off | 0 | 0 | 0 | 0 | 0 | 0
PseudoUnit | 0 | 0 | 0 | 0 | 0 | 0
FixedInterchange | 0 | 0 | 0 | 0 | 0 | 0
Emission Cost by Reporting Type: BC
ReportingType | 2015 | 2020 | 2025 | 2030 | 2035 | 2040
BM | 0 | 0 | 0 | 0 | 0 | 0
CC | 0 | 0 | 0 | 0 | 0 | 0
CSP | 0 | 0 | 0 | 0 | 0 | 0
CT | 0 | 0 | 0 | 0 | 0 | 0
Coal | 0 | 0 | 0 | 0 | 0 | 0
Geo | 0 | 0 | 0 | 0 | 0 | 0
H | 0 | 0 | 0 | 0 | 0 | 0
LFG | 0 | 0 | 0 | 0 | 0 | 0
Nuc | 0 | 0 | 0 | 0 | 0 | 0
PS | 0 | 0 | 0 | 0 | 0 | 0
PV | 0 | 0 | 0 | 0 | 0 | 0
PeakG | 0 | 0 | 0 | 0 | 0 | 0
PeakO | 0 | 0 | 0 | 0 | 0 | 0
ST | 0 | 0 | 0 | 0 | 0 | 0
STOG | 0 | 0 | 0 | 0 | 0 | 0
STWD | 0 | 0 | 0 | 0 | 0 | 0
WT | 0 | 0 | 0 | 0 | 0 | 0
IGCC | 0 | 0 | 0 | 0 | 0 | 0
DemandResponse | 0 | 0 | 0 | 0 | 0 | 0
IGCC-CCS | 0 | 0 | 0 | 0 | 0 | 0
WT_off | 0 | 0 | 0 | 0 | 0 | 0
PseudoUnit | 0 | 0 | 0 | 0 | 0 | 0
FixedInterchange | 0 | 0 | 0 | 0 | 0 | 0
Emission Cost by Reporting Type: HQ_IESO
ReportingType | 2015 | 2020 | 2025 | 2030 | 2035 | 2040
BM | 0 | 0 | 0 | 0 | 0 | 0
CC | 0 | 0 | 0 | 0 | 0 | 0
CSP | 0 | 0 | 0 | 0 | 0 | 0
CT | 0 | 0 | 0 | 0 | 0 | 0
Coal | 0 | 0 | 0 | 0 | 0 | 0
Geo | 0 | 0 | 0 | 0 | 0 | 0
H | 0 | 0 | 0 | 0 | 0 | 0
LFG | 0 | 0 | 0 | 0 | 0 | 0
Nuc | 0 | 0 | 0 | 0 | 0 | 0
PS | 0 | 0 | 0 | 0 | 0 | 0
PV | 0 | 0 | 0 | 0 | 0 | 0
PeakG | 0 | 0 | 0 | 0 | 0 | 0
PeakO | 0 | 0 | 0 | 0 | 0 | 0
ST | 0 | 0 | 0 | 0 | 0 | 0
STOG | 0 | 0 | 0 | 0 | 0 | 0
STWD | 0 | 0 | 0 | 0 | 0 | 0
WT | 0 | 0 | 0 | 0 | 0 | 0
IGCC | 0 | 0 | 0 | 0 | 0 | 0
DemandResponse | 0 | 0 | 0 | 0 | 0 | 0
IGCC-CCS | 0 | 0 | 0 | 0 | 0 | 0
WT_off | 0 | 0 | 0 | 0 | 0 | 0
PseudoUnit | 0 | 0 | 0 | 0 | 0 | 0
FixedInterchange | 0 | 0 | 0 | 0 | 0 | 0
Emission Cost by Reporting Type: HQ_NEISO
ReportingType | 2015 | 2020 | 2025 | 2030 | 2035 | 2040
BM | 0 | 0 | 0 | 0 | 0 | 0
CC | 0 | 0 | 0 | 0 | 0 | 0
CSP | 0 | 0 | 0 | 0 | 0 | 0
CT | 0 | 0 | 0 | 0 | 0 | 0
Coal | 0 | 0 | 0 | 0 | 0 | 0
Geo | 0 | 0 | 0 | 0 | 0 | 0
H | 0 | 0 | 0 | 0 | 0 | 0
LFG | 0 | 0 | 0 | 0 | 0 | 0
Nuc | 0 | 0 | 0 | 0 | 0 | 0
PS | 0 | 0 | 0 | 0 | 0 | 0
PV | 0 | 0 | 0 | 0 | 0 | 0
PeakG | 0 | 0 | 0 | 0 | 0 | 0
PeakO | 0 | 0 | 0 | 0 | 0 | 0
ST | 0 | 0 | 0 | 0 | 0 | 0
STOG | 0 | 0 | 0 | 0 | 0 | 0
STWD | 0 | 0 | 0 | 0 | 0 | 0
WT | 0 | 0 | 0 | 0 | 0 | 0
IGCC | 0 | 0 | 0 | 0 | 0 | 0
DemandResponse | 0 | 0 | 0 | 0 | 0 | 0
IGCC-CCS | 0 | 0 | 0 | 0 | 0 | 0
WT_off | 0 | 0 | 0 | 0 | 0 | 0
PseudoUnit | 0 | 0 | 0 | 0 | 0 | 0
FixedInterchange | 0 | 0 | 0 | 0 | 0 | 0
Emission Cost by Reporting Type: HQ_NY
ReportingType | 2015 | 2020 | 2025 | 2030 | 2035 | 2040
BM | 0 | 0 | 0 | 0 | 0 | 0
CC | 0 | 0 | 0 | 0 | 0 | 0
CSP | 0 | 0 | 0 | 0 | 0 | 0
CT | 0 | 0 | 0 | 0 | 0 | 0
Coal | 0 | 0 | 0 | 0 | 0 | 0
Geo | 0 | 0 | 0 | 0 | 0 | 0
H | 0 | 0 | 0 | 0 | 0 | 0
LFG | 0 | 0 | 0 | 0 | 0 | 0
Nuc | 0 | 0 | 0 | 0 | 0 | 0
PS | 0 | 0 | 0 | 0 | 0 | 0
PV | 0 | 0 | 0 | 0 | 0 | 0
PeakG | 0 | 0 | 0 | 0 | 0 | 0
PeakO | 0 | 0 | 0 | 0 | 0 | 0
ST | 0 | 0 | 0 | 0 | 0 | 0
STOG | 0 | 0 | 0 | 0 | 0 | 0
STWD | 0 | 0 | 0 | 0 | 0 | 0
WT | 0 | 0 | 0 | 0 | 0 | 0
IGCC | 0 | 0 | 0 | 0 | 0 | 0
DemandResponse | 0 | 0 | 0 | 0 | 0 | 0
IGCC-CCS | 0 | 0 | 0 | 0 | 0 | 0
WT_off | 0 | 0 | 0 | 0 | 0 | 0
PseudoUnit | 0 | 0 | 0 | 0 | 0 | 0
FixedInterchange | 0 | 0 | 0 | 0 | 0 | 0
Emission Cost by Reporting Type: MARITIMES
ReportingType | 2015 | 2020 | 2025 | 2030 | 2035 | 2040
BM | 0 | 0 | 0 | 0 | 0 | 0
CC | 0 | 0 | 0 | 0 | 0 | 0
CSP | 0 | 0 | 0 | 0 | 0 | 0
CT | 0 | 0 | 0 | 0 | 0 | 0
Coal | 0 | 0 | 0 | 0 | 0 | 0
Geo | 0 | 0 | 0 | 0 | 0 | 0
H | 0 | 0 | 0 | 0 | 0 | 0
LFG | 0 | 0 | 0 | 0 | 0 | 0
Nuc | 0 | 0 | 0 | 0 | 0 | 0
PS | 0 | 0 | 0 | 0 | 0 | 0
PV | 0 | 0 | 0 | 0 | 0 | 0
PeakG | 0 | 0 | 0 | 0 | 0 | 0
PeakO | 0 | 0 | 0 | 0 | 0 | 0
ST | 0 | 0 | 0 | 0 | 0 | 0
STOG | 0 | 0 | 0 | 0 | 0 | 0
STWD | 0 | 0 | 0 | 0 | 0 | 0
WT | 0 | 0 | 0 | 0 | 0 | 0
IGCC | 0 | 0 | 0 | 0 | 0 | 0
DemandResponse | 0 | 0 | 0 | 0 | 0 | 0
IGCC-CCS | 0 | 0 | 0 | 0 | 0 | 0
WT_off | 0 | 0 | 0 | 0 | 0 | 0
PseudoUnit | 0 | 0 | 0 | 0 | 0 | 0
FixedInterchange | 0 | 0 | 0 | 0 | 0 | 0
Emission Cost by Reporting Type: All
ReportingType | 2015 | 2020 | 2025 | 2030 | 2035 | 2040
BM | 0 | 0 | 0 | 0 | 0 | 0
CC | 0 | 0 | 0 | 0 | 0 | 0
CSP | 0 | 0 | 0 | 0 | 0 | 0
CT | 0 | 0 | 0 | 0 | 0 | 0
Coal | 354.66 | 0 | 0 | 0 | 0 | 0
Geo | 0 | 0 | 0 | 0 | 0 | 0
H | 0 | 0 | 0 | 0 | 0 | 0
LFG | 0 | 0 | 0 | 0 | 0 | 0
Nuc | 0 | 0 | 0 | 0 | 0 | 0
PS | 0 | 0 | 0 | 0 | 0 | 0
PV | 0 | 0 | 0 | 0 | 0 | 0
PeakG | 0 | 0 | 0 | 0 | 0 | 0
PeakO | 0 | 0 | 0 | 0 | 0 | 0
ST | 0 | 0 | 0 | 0 | 0 | 0
STOG | 0 | 0 | 0 | 0 | 0 | 0
STWD | 0 | 0 | 0 | 0 | 0 | 0
WT | 0 | 0 | 0 | 0 | 0 | 0
IGCC | 0.21 | 0 | 0 | 0 | 0 | 0
DemandResponse | 0 | 0 | 0 | 0 | 0 | 0
IGCC-CCS | 0 | 0 | 0 | 0 | 0 | 0
WT_off | 0 | 0 | 0 | 0 | 0 | 0
PseudoUnit | 0 | 0 | 0 | 0 | 0 | 0
FixedInterchange | 0 | 0 | 0 | 0 | 0 | 0
Emission Cost by Reporting Type: EI_US
ReportingType | 2015 | 2020 | 2025 | 2030 | 2035 | 2040
BM | 0 | 0 | 0 | 0 | 0 | 0
CC | 0 | 0 | 0 | 0 | 0 | 0
CSP | 0 | 0 | 0 | 0 | 0 | 0
CT | 0 | 0 | 0 | 0 | 0 | 0
Coal | 342.78 | 0 | 0 | 0 | 0 | 0
Geo | 0 | 0 | 0 | 0 | 0 | 0
H | 0 | 0 | 0 | 0 | 0 | 0
LFG | 0 | 0 | 0 | 0 | 0 | 0
Nuc | 0 | 0 | 0 | 0 | 0 | 0
PS | 0 | 0 | 0 | 0 | 0 | 0
PV | 0 | 0 | 0 | 0 | 0 | 0
PeakG | 0 | 0 | 0 | 0 | 0 | 0
PeakO | 0 | 0 | 0 | 0 | 0 | 0
ST | 0 | 0 | 0 | 0 | 0 | 0
STOG | 0 | 0 | 0 | 0 | 0 | 0
STWD | 0 | 0 | 0 | 0 | 0 | 0
WT | 0 | 0 | 0 | 0 | 0 | 0
IGCC | 0.21 | 0 | 0 | 0 | 0 | 0
DemandResponse | 0 | 0 | 0 | 0 | 0 | 0
IGCC-CCS | 0 | 0 | 0 | 0 | 0 | 0
WT_off | 0 | 0 | 0 | 0 | 0 | 0
PseudoUnit | 0 | 0 | 0 | 0 | 0 | 0
FixedInterchange | 0 | 0 | 0 | 0 | 0 | 0
Emission Cost by Reporting Type: EI_Canada
ReportingType | 2015 | 2020 | 2025 | 2030 | 2035 | 2040
BM | 0 | 0 | 0 | 0 | 0 | 0
CC | 0 | 0 | 0 | 0 | 0 | 0
CSP | 0 | 0 | 0 | 0 | 0 | 0
CT | 0 | 0 | 0 | 0 | 0 | 0
Coal | 0 | 0 | 0 | 0 | 0 | 0
Geo | 0 | 0 | 0 | 0 | 0 | 0
H | 0 | 0 | 0 | 0 | 0 | 0
LFG | 0 | 0 | 0 | 0 | 0 | 0
Nuc | 0 | 0 | 0 | 0 | 0 | 0
PS | 0 | 0 | 0 | 0 | 0 | 0
PV | 0 | 0 | 0 | 0 | 0 | 0
PeakG | 0 | 0 | 0 | 0 | 0 | 0
PeakO | 0 | 0 | 0 | 0 | 0 | 0
ST | 0 | 0 | 0 | 0 | 0 | 0
STOG | 0 | 0 | 0 | 0 | 0 | 0
STWD | 0 | 0 | 0 | 0 | 0 | 0
WT | 0 | 0 | 0 | 0 | 0 | 0
IGCC | 0 | 0 | 0 | 0 | 0 | 0
DemandResponse | 0 | 0 | 0 | 0 | 0 | 0
IGCC-CCS | 0 | 0 | 0 | 0 | 0 | 0
WT_off | 0 | 0 | 0 | 0 | 0 | 0
PseudoUnit | 0 | 0 | 0 | 0 | 0 | 0
FixedInterchange | 0 | 0 | 0 | 0 | 0 | 0
Emission Cost by Reporting Type: EI
ReportingType | 2015 | 2020 | 2025 | 2030 | 2035 | 2040
BM | 0 | 0 | 0 | 0 | 0 | 0
CC | 0 | 0 | 0 | 0 | 0 | 0
CSP | 0 | 0 | 0 | 0 | 0 | 0
CT | 0 | 0 | 0 | 0 | 0 | 0
Coal | 342.78 | 0 | 0 | 0 | 0 | 0
Geo | 0 | 0 | 0 | 0 | 0 | 0
H | 0 | 0 | 0 | 0 | 0 | 0
LFG | 0 | 0 | 0 | 0 | 0 | 0
Nuc | 0 | 0 | 0 | 0 | 0 | 0
PS | 0 | 0 | 0 | 0 | 0 | 0
PV | 0 | 0 | 0 | 0 | 0 | 0
PeakG | 0 | 0 | 0 | 0 | 0 | 0
PeakO | 0 | 0 | 0 | 0 | 0 | 0
ST | 0 | 0 | 0 | 0 | 0 | 0
STOG | 0 | 0 | 0 | 0 | 0 | 0
STWD | 0 | 0 | 0 | 0 | 0 | 0
WT | 0 | 0 | 0 | 0 | 0 | 0
IGCC | 0.21 | 0 | 0 | 0 | 0 | 0
DemandResponse | 0 | 0 | 0 | 0 | 0 | 0
IGCC-CCS | 0 | 0 | 0 | 0 | 0 | 0
WT_off | 0 | 0 | 0 | 0 | 0 | 0
PseudoUnit | 0 | 0 | 0 | 0 | 0 | 0
FixedInterchange | 0 | 0 | 0 | 0 | 0 | 0
Emission Cost by Reporting Type: Outside_EI
ReportingType | 2015 | 2020 | 2025 | 2030 | 2035 | 2040
BM | 0 | 0 | 0 | 0 | 0 | 0
CC | 0 | 0 | 0 | 0 | 0 | 0
CSP | 0 | 0 | 0 | 0 | 0 | 0
CT | 0 | 0 | 0 | 0 | 0 | 0
Coal | 11.88 | 0 | 0 | 0 | 0 | 0
Geo | 0 | 0 | 0 | 0 | 0 | 0
H | 0 | 0 | 0 | 0 | 0 | 0
LFG | 0 | 0 | 0 | 0 | 0 | 0
Nuc | 0 | 0 | 0 | 0 | 0 | 0
PS | 0 | 0 | 0 | 0 | 0 | 0
PV | 0 | 0 | 0 | 0 | 0 | 0
PeakG | 0 | 0 | 0 | 0 | 0 | 0
PeakO | 0 | 0 | 0 | 0 | 0 | 0
ST | 0 | 0 | 0 | 0 | 0 | 0
STOG | 0 | 0 | 0 | 0 | 0 | 0
STWD | 0 | 0 | 0 | 0 | 0 | 0
WT | 0 | 0 | 0 | 0 | 0 | 0
IGCC | 0 | 0 | 0 | 0 | 0 | 0
DemandResponse | 0 | 0 | 0 | 0 | 0 | 0
IGCC-CCS | 0 | 0 | 0 | 0 | 0 | 0
WT_off | 0 | 0 | 0 | 0 | 0 | 0
PseudoUnit | 0 | 0 | 0 | 0 | 0 | 0
FixedInterchange | 0 | 0 | 0 | 0 | 0 | 0
==== Emission Program: CAIRNoxSeasonal : (NOx) ====
Emission Cost by Reporting Type: Entergy
ReportingType | 2015 | 2020 | 2025 | 2030 | 2035 | 2040
BM | 0 | 0 | 0 | 0 | 0 | 0
CC | 0 | 0 | 0 | 0 | 0 | 0
CSP | 0 | 0 | 0 | 0 | 0 | 0
CT | 0 | 0 | 0 | 0 | 0 | 0
Coal | 0 | 0 | 0 | 0 | 0 | 0
Geo | 0 | 0 | 0 | 0 | 0 | 0
H | 0 | 0 | 0 | 0 | 0 | 0
LFG | 0 | 0 | 0 | 0 | 0 | 0
Nuc | 0 | 0 | 0 | 0 | 0 | 0
PS | 0 | 0 | 0 | 0 | 0 | 0
PV | 0 | 0 | 0 | 0 | 0 | 0
PeakG | 0 | 0 | 0 | 0 | 0 | 0
PeakO | 0 | 0 | 0 | 0 | 0 | 0
ST | 0 | 0 | 0 | 0 | 0 | 0
STOG | 0 | 0 | 0 | 0 | 0 | 0
STWD | 0 | 0 | 0 | 0 | 0 | 0
WT | 0 | 0 | 0 | 0 | 0 | 0
IGCC | 0 | 0 | 0 | 0 | 0 | 0
DemandResponse | 0 | 0 | 0 | 0 | 0 | 0
IGCC-CCS | 0 | 0 | 0 | 0 | 0 | 0
WT_off | 0 | 0 | 0 | 0 | 0 | 0
PseudoUnit | 0 | 0 | 0 | 0 | 0 | 0
FixedInterchange | 0 | 0 | 0 | 0 | 0 | 0
Emission Cost by Reporting Type: FRCC
ReportingType | 2015 | 2020 | 2025 | 2030 | 2035 | 2040
BM | 0 | 0 | 0 | 0 | 0 | 0
CC | 0 | 0 | 0 | 0 | 0 | 0
CSP | 0 | 0 | 0 | 0 | 0 | 0
CT | 0 | 0 | 0 | 0 | 0 | 0
Coal | 0 | 0 | 0 | 0 | 0 | 0
Geo | 0 | 0 | 0 | 0 | 0 | 0
H | 0 | 0 | 0 | 0 | 0 | 0
LFG | 0 | 0 | 0 | 0 | 0 | 0
Nuc | 0 | 0 | 0 | 0 | 0 | 0
PS | 0 | 0 | 0 | 0 | 0 | 0
PV | 0 | 0 | 0 | 0 | 0 | 0
PeakG | 0 | 0 | 0 | 0 | 0 | 0
PeakO | 0 | 0 | 0 | 0 | 0 | 0
ST | 0 | 0 | 0 | 0 | 0 | 0
STOG | 0 | 0 | 0 | 0 | 0 | 0
STWD | 0 | 0 | 0 | 0 | 0 | 0
WT | 0 | 0 | 0 | 0 | 0 | 0
IGCC | 0 | 0 | 0 | 0 | 0 | 0
DemandResponse | 0 | 0 | 0 | 0 | 0 | 0
IGCC-CCS | 0 | 0 | 0 | 0 | 0 | 0
WT_off | 0 | 0 | 0 | 0 | 0 | 0
PseudoUnit | 0 | 0 | 0 | 0 | 0 | 0
FixedInterchange | 0 | 0 | 0 | 0 | 0 | 0
Emission Cost by Reporting Type: MAPP_US
ReportingType | 2015 | 2020 | 2025 | 2030 | 2035 | 2040
BM | 0 | 0 | 0 | 0 | 0 | 0
CC | 0 | 0 | 0 | 0 | 0 | 0
CSP | 0 | 0 | 0 | 0 | 0 | 0
CT | 0 | 0 | 0 | 0 | 0 | 0
Coal | 0 | 0 | 0 | 0 | 0 | 0
Geo | 0 | 0 | 0 | 0 | 0 | 0
H | 0 | 0 | 0 | 0 | 0 | 0
LFG | 0 | 0 | 0 | 0 | 0 | 0
Nuc | 0 | 0 | 0 | 0 | 0 | 0
PS | 0 | 0 | 0 | 0 | 0 | 0
PV | 0 | 0 | 0 | 0 | 0 | 0
PeakG | 0 | 0 | 0 | 0 | 0 | 0
PeakO | 0 | 0 | 0 | 0 | 0 | 0
ST | 0 | 0 | 0 | 0 | 0 | 0
STOG | 0 | 0 | 0 | 0 | 0 | 0
STWD | 0 | 0 | 0 | 0 | 0 | 0
WT | 0 | 0 | 0 | 0 | 0 | 0
IGCC | 0 | 0 | 0 | 0 | 0 | 0
DemandResponse | 0 | 0 | 0 | 0 | 0 | 0
IGCC-CCS | 0 | 0 | 0 | 0 | 0 | 0
WT_off | 0 | 0 | 0 | 0 | 0 | 0
PseudoUnit | 0 | 0 | 0 | 0 | 0 | 0
FixedInterchange | 0 | 0 | 0 | 0 | 0 | 0
Emission Cost by Reporting Type: MISO_IN
ReportingType | 2015 | 2020 | 2025 | 2030 | 2035 | 2040
BM | 0 | 0 | 0 | 0 | 0 | 0
CC | 0 | 0 | 0 | 0 | 0 | 0
CSP | 0 | 0 | 0 | 0 | 0 | 0
CT | 0 | 0 | 0 | 0 | 0 | 0
Coal | 0 | 0 | 0 | 0 | 0 | 0
Geo | 0 | 0 | 0 | 0 | 0 | 0
H | 0 | 0 | 0 | 0 | 0 | 0
LFG | 0 | 0 | 0 | 0 | 0 | 0
Nuc | 0 | 0 | 0 | 0 | 0 | 0
PS | 0 | 0 | 0 | 0 | 0 | 0
PV | 0 | 0 | 0 | 0 | 0 | 0
PeakG | 0 | 0 | 0 | 0 | 0 | 0
PeakO | 0 | 0 | 0 | 0 | 0 | 0
ST | 0 | 0 | 0 | 0 | 0 | 0
STOG | 0 | 0 | 0 | 0 | 0 | 0
STWD | 0 | 0 | 0 | 0 | 0 | 0
WT | 0 | 0 | 0 | 0 | 0 | 0
IGCC | 0 | 0 | 0 | 0 | 0 | 0
DemandResponse | 0 | 0 | 0 | 0 | 0 | 0
IGCC-CCS | 0 | 0 | 0 | 0 | 0 | 0
WT_off | 0 | 0 | 0 | 0 | 0 | 0
PseudoUnit | 0 | 0 | 0 | 0 | 0 | 0
FixedInterchange | 0 | 0 | 0 | 0 | 0 | 0
Emission Cost by Reporting Type: MISO_MI
ReportingType | 2015 | 2020 | 2025 | 2030 | 2035 | 2040
BM | 0 | 0 | 0 | 0 | 0 | 0
CC | 0 | 0 | 0 | 0 | 0 | 0
CSP | 0 | 0 | 0 | 0 | 0 | 0
CT | 0 | 0 | 0 | 0 | 0 | 0
Coal | 0 | 0 | 0 | 0 | 0 | 0
Geo | 0 | 0 | 0 | 0 | 0 | 0
H | 0 | 0 | 0 | 0 | 0 | 0
LFG | 0 | 0 | 0 | 0 | 0 | 0
Nuc | 0 | 0 | 0 | 0 | 0 | 0
PS | 0 | 0 | 0 | 0 | 0 | 0
PV | 0 | 0 | 0 | 0 | 0 | 0
PeakG | 0 | 0 | 0 | 0 | 0 | 0
PeakO | 0 | 0 | 0 | 0 | 0 | 0
ST | 0 | 0 | 0 | 0 | 0 | 0
STOG | 0 | 0 | 0 | 0 | 0 | 0
STWD | 0 | 0 | 0 | 0 | 0 | 0
WT | 0 | 0 | 0 | 0 | 0 | 0
IGCC | 0 | 0 | 0 | 0 | 0 | 0
DemandResponse | 0 | 0 | 0 | 0 | 0 | 0
IGCC-CCS | 0 | 0 | 0 | 0 | 0 | 0
WT_off | 0 | 0 | 0 | 0 | 0 | 0
PseudoUnit | 0 | 0 | 0 | 0 | 0 | 0
FixedInterchange | 0 | 0 | 0 | 0 | 0 | 0
Emission Cost by Reporting Type: MISO_MO-IL
ReportingType | 2015 | 2020 | 2025 | 2030 | 2035 | 2040
BM | 0 | 0 | 0 | 0 | 0 | 0
CC | 0 | 0 | 0 | 0 | 0 | 0
CSP | 0 | 0 | 0 | 0 | 0 | 0
CT | 0 | 0 | 0 | 0 | 0 | 0
Coal | 0 | 0 | 0 | 0 | 0 | 0
Geo | 0 | 0 | 0 | 0 | 0 | 0
H | 0 | 0 | 0 | 0 | 0 | 0
LFG | 0 | 0 | 0 | 0 | 0 | 0
Nuc | 0 | 0 | 0 | 0 | 0 | 0
PS | 0 | 0 | 0 | 0 | 0 | 0
PV | 0 | 0 | 0 | 0 | 0 | 0
PeakG | 0 | 0 | 0 | 0 | 0 | 0
PeakO | 0 | 0 | 0 | 0 | 0 | 0
ST | 0 | 0 | 0 | 0 | 0 | 0
STOG | 0 | 0 | 0 | 0 | 0 | 0
STWD | 0 | 0 | 0 | 0 | 0 | 0
WT | 0 | 0 | 0 | 0 | 0 | 0
IGCC | 0 | 0 | 0 | 0 | 0 | 0
DemandResponse | 0 | 0 | 0 | 0 | 0 | 0
IGCC-CCS | 0 | 0 | 0 | 0 | 0 | 0
WT_off | 0 | 0 | 0 | 0 | 0 | 0
PseudoUnit | 0 | 0 | 0 | 0 | 0 | 0
FixedInterchange | 0 | 0 | 0 | 0 | 0 | 0
Emission Cost by Reporting Type: MISO_W
ReportingType | 2015 | 2020 | 2025 | 2030 | 2035 | 2040
BM | 0 | 0 | 0 | 0 | 0 | 0
CC | 0 | 0 | 0 | 0 | 0 | 0
CSP | 0 | 0 | 0 | 0 | 0 | 0
CT | 0 | 0 | 0 | 0 | 0 | 0
Coal | 0 | 0 | 0 | 0 | 0 | 0
Geo | 0 | 0 | 0 | 0 | 0 | 0
H | 0 | 0 | 0 | 0 | 0 | 0
LFG | 0 | 0 | 0 | 0 | 0 | 0
Nuc | 0 | 0 | 0 | 0 | 0 | 0
PS | 0 | 0 | 0 | 0 | 0 | 0
PV | 0 | 0 | 0 | 0 | 0 | 0
PeakG | 0 | 0 | 0 | 0 | 0 | 0
PeakO | 0 | 0 | 0 | 0 | 0 | 0
ST | 0 | 0 | 0 | 0 | 0 | 0
STOG | 0 | 0 | 0 | 0 | 0 | 0
STWD | 0 | 0 | 0 | 0 | 0 | 0
WT | 0 | 0 | 0 | 0 | 0 | 0
IGCC | 0 | 0 | 0 | 0 | 0 | 0
DemandResponse | 0 | 0 | 0 | 0 | 0 | 0
IGCC-CCS | 0 | 0 | 0 | 0 | 0 | 0
WT_off | 0 | 0 | 0 | 0 | 0 | 0
PseudoUnit | 0 | 0 | 0 | 0 | 0 | 0
FixedInterchange | 0 | 0 | 0 | 0 | 0 | 0
Emission Cost by Reporting Type: MISO_WUMS
ReportingType | 2015 | 2020 | 2025 | 2030 | 2035 | 2040
BM | 0 | 0 | 0 | 0 | 0 | 0
CC | 0 | 0 | 0 | 0 | 0 | 0
CSP | 0 | 0 | 0 | 0 | 0 | 0
CT | 0 | 0 | 0 | 0 | 0 | 0
Coal | 0 | 0 | 0 | 0 | 0 | 0
Geo | 0 | 0 | 0 | 0 | 0 | 0
H | 0 | 0 | 0 | 0 | 0 | 0
LFG | 0 | 0 | 0 | 0 | 0 | 0
Nuc | 0 | 0 | 0 | 0 | 0 | 0
PS | 0 | 0 | 0 | 0 | 0 | 0
PV | 0 | 0 | 0 | 0 | 0 | 0
PeakG | 0 | 0 | 0 | 0 | 0 | 0
PeakO | 0 | 0 | 0 | 0 | 0 | 0
ST | 0 | 0 | 0 | 0 | 0 | 0
STOG | 0 | 0 | 0 | 0 | 0 | 0
STWD | 0 | 0 | 0 | 0 | 0 | 0
WT | 0 | 0 | 0 | 0 | 0 | 0
IGCC | 0 | 0 | 0 | 0 | 0 | 0
DemandResponse | 0 | 0 | 0 | 0 | 0 | 0
IGCC-CCS | 0 | 0 | 0 | 0 | 0 | 0
WT_off | 0 | 0 | 0 | 0 | 0 | 0
PseudoUnit | 0 | 0 | 0 | 0 | 0 | 0
FixedInterchange | 0 | 0 | 0 | 0 | 0 | 0
Emission Cost by Reporting Type: Nebraska
ReportingType | 2015 | 2020 | 2025 | 2030 | 2035 | 2040
BM | 0 | 0 | 0 | 0 | 0 | 0
CC | 0 | 0 | 0 | 0 | 0 | 0
CSP | 0 | 0 | 0 | 0 | 0 | 0
CT | 0 | 0 | 0 | 0 | 0 | 0
Coal | 0 | 0 | 0 | 0 | 0 | 0
Geo | 0 | 0 | 0 | 0 | 0 | 0
H | 0 | 0 | 0 | 0 | 0 | 0
LFG | 0 | 0 | 0 | 0 | 0 | 0
Nuc | 0 | 0 | 0 | 0 | 0 | 0
PS | 0 | 0 | 0 | 0 | 0 | 0
PV | 0 | 0 | 0 | 0 | 0 | 0
PeakG | 0 | 0 | 0 | 0 | 0 | 0
PeakO | 0 | 0 | 0 | 0 | 0 | 0
ST | 0 | 0 | 0 | 0 | 0 | 0
STOG | 0 | 0 | 0 | 0 | 0 | 0
STWD | 0 | 0 | 0 | 0 | 0 | 0
WT | 0 | 0 | 0 | 0 | 0 | 0
IGCC | 0 | 0 | 0 | 0 | 0 | 0
DemandResponse | 0 | 0 | 0 | 0 | 0 | 0
IGCC-CCS | 0 | 0 | 0 | 0 | 0 | 0
WT_off | 0 | 0 | 0 | 0 | 0 | 0
PseudoUnit | 0 | 0 | 0 | 0 | 0 | 0
FixedInterchange | 0 | 0 | 0 | 0 | 0 | 0
Emission Cost by Reporting Type: NEISO
ReportingType | 2015 | 2020 | 2025 | 2030 | 2035 | 2040
BM | 0 | 0 | 0 | 0 | 0 | 0
CC | 0 | 0 | 0 | 0 | 0 | 0
CSP | 0 | 0 | 0 | 0 | 0 | 0
CT | 0 | 0 | 0 | 0 | 0 | 0
Coal | 0 | 0 | 0 | 0 | 0 | 0
Geo | 0 | 0 | 0 | 0 | 0 | 0
H | 0 | 0 | 0 | 0 | 0 | 0
LFG | 0 | 0 | 0 | 0 | 0 | 0
Nuc | 0 | 0 | 0 | 0 | 0 | 0
PS | 0 | 0 | 0 | 0 | 0 | 0
PV | 0 | 0 | 0 | 0 | 0 | 0
PeakG | 0 | 0 | 0 | 0 | 0 | 0
PeakO | 0 | 0 | 0 | 0 | 0 | 0
ST | 0 | 0 | 0 | 0 | 0 | 0
STOG | 0 | 0 | 0 | 0 | 0 | 0
STWD | 0 | 0 | 0 | 0 | 0 | 0
WT | 0 | 0 | 0 | 0 | 0 | 0
IGCC | 0 | 0 | 0 | 0 | 0 | 0
DemandResponse | 0 | 0 | 0 | 0 | 0 | 0
IGCC-CCS | 0 | 0 | 0 | 0 | 0 | 0
WT_off | 0 | 0 | 0 | 0 | 0 | 0
PseudoUnit | 0 | 0 | 0 | 0 | 0 | 0
FixedInterchange | 0 | 0 | 0 | 0 | 0 | 0
Emission Cost by Reporting Type: NonRTO_Midwest
ReportingType | 2015 | 2020 | 2025 | 2030 | 2035 | 2040
BM | 0 | 0 | 0 | 0 | 0 | 0
CC | 0 | 0 | 0 | 0 | 0 | 0
CSP | 0 | 0 | 0 | 0 | 0 | 0
CT | 0 | 0 | 0 | 0 | 0 | 0
Coal | 0 | 0 | 0 | 0 | 0 | 0
Geo | 0 | 0 | 0 | 0 | 0 | 0
H | 0 | 0 | 0 | 0 | 0 | 0
LFG | 0 | 0 | 0 | 0 | 0 | 0
Nuc | 0 | 0 | 0 | 0 | 0 | 0
PS | 0 | 0 | 0 | 0 | 0 | 0
PV | 0 | 0 | 0 | 0 | 0 | 0
PeakG | 0 | 0 | 0 | 0 | 0 | 0
PeakO | 0 | 0 | 0 | 0 | 0 | 0
ST | 0 | 0 | 0 | 0 | 0 | 0
STOG | 0 | 0 | 0 | 0 | 0 | 0
STWD | 0 | 0 | 0 | 0 | 0 | 0
WT | 0 | 0 | 0 | 0 | 0 | 0
IGCC | 0 | 0 | 0 | 0 | 0 | 0
DemandResponse | 0 | 0 | 0 | 0 | 0 | 0
IGCC-CCS | 0 | 0 | 0 | 0 | 0 | 0
WT_off | 0 | 0 | 0 | 0 | 0 | 0
PseudoUnit | 0 | 0 | 0 | 0 | 0 | 0
FixedInterchange | 0 | 0 | 0 | 0 | 0 | 0
Emission Cost by Reporting Type: NYISO_A-F
ReportingType | 2015 | 2020 | 2025 | 2030 | 2035 | 2040
BM | 0 | 0 | 0 | 0 | 0 | 0
CC | 0 | 0 | 0 | 0 | 0 | 0
CSP | 0 | 0 | 0 | 0 | 0 | 0
CT | 0 | 0 | 0 | 0 | 0 | 0
Coal | 0 | 0 | 0 | 0 | 0 | 0
Geo | 0 | 0 | 0 | 0 | 0 | 0
H | 0 | 0 | 0 | 0 | 0 | 0
LFG | 0 | 0 | 0 | 0 | 0 | 0
Nuc | 0 | 0 | 0 | 0 | 0 | 0
PS | 0 | 0 | 0 | 0 | 0 | 0
PV | 0 | 0 | 0 | 0 | 0 | 0
PeakG | 0 | 0 | 0 | 0 | 0 | 0
PeakO | 0 | 0 | 0 | 0 | 0 | 0
ST | 0 | 0 | 0 | 0 | 0 | 0
STOG | 0 | 0 | 0 | 0 | 0 | 0
STWD | 0 | 0 | 0 | 0 | 0 | 0
WT | 0 | 0 | 0 | 0 | 0 | 0
IGCC | 0 | 0 | 0 | 0 | 0 | 0
DemandResponse | 0 | 0 | 0 | 0 | 0 | 0
IGCC-CCS | 0 | 0 | 0 | 0 | 0 | 0
WT_off | 0 | 0 | 0 | 0 | 0 | 0
PseudoUnit | 0 | 0 | 0 | 0 | 0 | 0
FixedInterchange | 0 | 0 | 0 | 0 | 0 | 0
Emission Cost by Reporting Type: NYISO_G-I
ReportingType | 2015 | 2020 | 2025 | 2030 | 2035 | 2040
BM | 0 | 0 | 0 | 0 | 0 | 0
CC | 0 | 0 | 0 | 0 | 0 | 0
CSP | 0 | 0 | 0 | 0 | 0 | 0
CT | 0 | 0 | 0 | 0 | 0 | 0
Coal | 0 | 0 | 0 | 0 | 0 | 0
Geo | 0 | 0 | 0 | 0 | 0 | 0
H | 0 | 0 | 0 | 0 | 0 | 0
LFG | 0 | 0 | 0 | 0 | 0 | 0
Nuc | 0 | 0 | 0 | 0 | 0 | 0
PS | 0 | 0 | 0 | 0 | 0 | 0
PV | 0 | 0 | 0 | 0 | 0 | 0
PeakG | 0 | 0 | 0 | 0 | 0 | 0
PeakO | 0 | 0 | 0 | 0 | 0 | 0
ST | 0 | 0 | 0 | 0 | 0 | 0
STOG | 0 | 0 | 0 | 0 | 0 | 0
STWD | 0 | 0 | 0 | 0 | 0 | 0
WT | 0 | 0 | 0 | 0 | 0 | 0
IGCC | 0 | 0 | 0 | 0 | 0 | 0
DemandResponse | 0 | 0 | 0 | 0 | 0 | 0
IGCC-CCS | 0 | 0 | 0 | 0 | 0 | 0
WT_off | 0 | 0 | 0 | 0 | 0 | 0
PseudoUnit | 0 | 0 | 0 | 0 | 0 | 0
FixedInterchange | 0 | 0 | 0 | 0 | 0 | 0
Emission Cost by Reporting Type: NYISO_J-K
ReportingType | 2015 | 2020 | 2025 | 2030 | 2035 | 2040
BM | 0 | 0 | 0 | 0 | 0 | 0
CC | 0 | 0 | 0 | 0 | 0 | 0
CSP | 0 | 0 | 0 | 0 | 0 | 0
CT | 0 | 0 | 0 | 0 | 0 | 0
Coal | 0 | 0 | 0 | 0 | 0 | 0
Geo | 0 | 0 | 0 | 0 | 0 | 0
H | 0 | 0 | 0 | 0 | 0 | 0
LFG | 0 | 0 | 0 | 0 | 0 | 0
Nuc | 0 | 0 | 0 | 0 | 0 | 0
PS | 0 | 0 | 0 | 0 | 0 | 0
PV | 0 | 0 | 0 | 0 | 0 | 0
PeakG | 0 | 0 | 0 | 0 | 0 | 0
PeakO | 0 | 0 | 0 | 0 | 0 | 0
ST | 0 | 0 | 0 | 0 | 0 | 0
STOG | 0 | 0 | 0 | 0 | 0 | 0
STWD | 0 | 0 | 0 | 0 | 0 | 0
WT | 0 | 0 | 0 | 0 | 0 | 0
IGCC | 0 | 0 | 0 | 0 | 0 | 0
DemandResponse | 0 | 0 | 0 | 0 | 0 | 0
IGCC-CCS | 0 | 0 | 0 | 0 | 0 | 0
WT_off | 0 | 0 | 0 | 0 | 0 | 0
PseudoUnit | 0 | 0 | 0 | 0 | 0 | 0
FixedInterchange | 0 | 0 | 0 | 0 | 0 | 0
Emission Cost by Reporting Type: PJM_E
ReportingType | 2015 | 2020 | 2025 | 2030 | 2035 | 2040
BM | 0 | 0 | 0 | 0 | 0 | 0
CC | 0 | 0 | 0 | 0 | 0 | 0
CSP | 0 | 0 | 0 | 0 | 0 | 0
CT | 0 | 0 | 0 | 0 | 0 | 0
Coal | 0 | 0 | 0 | 0 | 0 | 0
Geo | 0 | 0 | 0 | 0 | 0 | 0
H | 0 | 0 | 0 | 0 | 0 | 0
LFG | 0 | 0 | 0 | 0 | 0 | 0
Nuc | 0 | 0 | 0 | 0 | 0 | 0
PS | 0 | 0 | 0 | 0 | 0 | 0
PV | 0 | 0 | 0 | 0 | 0 | 0
PeakG | 0 | 0 | 0 | 0 | 0 | 0
PeakO | 0 | 0 | 0 | 0 | 0 | 0
ST | 0 | 0 | 0 | 0 | 0 | 0
STOG | 0 | 0 | 0 | 0 | 0 | 0
STWD | 0 | 0 | 0 | 0 | 0 | 0
WT | 0 | 0 | 0 | 0 | 0 | 0
IGCC | 0 | 0 | 0 | 0 | 0 | 0
DemandResponse | 0 | 0 | 0 | 0 | 0 | 0
IGCC-CCS | 0 | 0 | 0 | 0 | 0 | 0
WT_off | 0 | 0 | 0 | 0 | 0 | 0
PseudoUnit | 0 | 0 | 0 | 0 | 0 | 0
FixedInterchange | 0 | 0 | 0 | 0 | 0 | 0
Emission Cost by Reporting Type: PJM_ROM
ReportingType | 2015 | 2020 | 2025 | 2030 | 2035 | 2040
BM | 0 | 0 | 0 | 0 | 0 | 0
CC | 0 | 0 | 0 | 0 | 0 | 0
CSP | 0 | 0 | 0 | 0 | 0 | 0
CT | 0 | 0 | 0 | 0 | 0 | 0
Coal | 0 | 0 | 0 | 0 | 0 | 0
Geo | 0 | 0 | 0 | 0 | 0 | 0
H | 0 | 0 | 0 | 0 | 0 | 0
LFG | 0 | 0 | 0 | 0 | 0 | 0
Nuc | 0 | 0 | 0 | 0 | 0 | 0
PS | 0 | 0 | 0 | 0 | 0 | 0
PV | 0 | 0 | 0 | 0 | 0 | 0
PeakG | 0 | 0 | 0 | 0 | 0 | 0
PeakO | 0 | 0 | 0 | 0 | 0 | 0
ST | 0 | 0 | 0 | 0 | 0 | 0
STOG | 0 | 0 | 0 | 0 | 0 | 0
STWD | 0 | 0 | 0 | 0 | 0 | 0
WT | 0 | 0 | 0 | 0 | 0 | 0
IGCC | 0 | 0 | 0 | 0 | 0 | 0
DemandResponse | 0 | 0 | 0 | 0 | 0 | 0
IGCC-CCS | 0 | 0 | 0 | 0 | 0 | 0
WT_off | 0 | 0 | 0 | 0 | 0 | 0
PseudoUnit | 0 | 0 | 0 | 0 | 0 | 0
FixedInterchange | 0 | 0 | 0 | 0 | 0 | 0
Emission Cost by Reporting Type: PJM_ROR
ReportingType | 2015 | 2020 | 2025 | 2030 | 2035 | 2040
BM | 0 | 0 | 0 | 0 | 0 | 0
CC | 0 | 0 | 0 | 0 | 0 | 0
CSP | 0 | 0 | 0 | 0 | 0 | 0
CT | 0 | 0 | 0 | 0 | 0 | 0
Coal | 0 | 0 | 0 | 0 | 0 | 0
Geo | 0 | 0 | 0 | 0 | 0 | 0
H | 0 | 0 | 0 | 0 | 0 | 0
LFG | 0 | 0 | 0 | 0 | 0 | 0
Nuc | 0 | 0 | 0 | 0 | 0 | 0
PS | 0 | 0 | 0 | 0 | 0 | 0
PV | 0 | 0 | 0 | 0 | 0 | 0
PeakG | 0 | 0 | 0 | 0 | 0 | 0
PeakO | 0 | 0 | 0 | 0 | 0 | 0
ST | 0 | 0 | 0 | 0 | 0 | 0
STOG | 0 | 0 | 0 | 0 | 0 | 0
STWD | 0 | 0 | 0 | 0 | 0 | 0
WT | 0 | 0 | 0 | 0 | 0 | 0
IGCC | 0 | 0 | 0 | 0 | 0 | 0
DemandResponse | 0 | 0 | 0 | 0 | 0 | 0
IGCC-CCS | 0 | 0 | 0 | 0 | 0 | 0
WT_off | 0 | 0 | 0 | 0 | 0 | 0
PseudoUnit | 0 | 0 | 0 | 0 | 0 | 0
FixedInterchange | 0 | 0 | 0 | 0 | 0 | 0
Emission Cost by Reporting Type: SOCO
ReportingType | 2015 | 2020 | 2025 | 2030 | 2035 | 2040
BM | 0 | 0 | 0 | 0 | 0 | 0
CC | 0 | 0 | 0 | 0 | 0 | 0
CSP | 0 | 0 | 0 | 0 | 0 | 0
CT | 0 | 0 | 0 | 0 | 0 | 0
Coal | 0 | 0 | 0 | 0 | 0 | 0
Geo | 0 | 0 | 0 | 0 | 0 | 0
H | 0 | 0 | 0 | 0 | 0 | 0
LFG | 0 | 0 | 0 | 0 | 0 | 0
Nuc | 0 | 0 | 0 | 0 | 0 | 0
PS | 0 | 0 | 0 | 0 | 0 | 0
PV | 0 | 0 | 0 | 0 | 0 | 0
PeakG | 0 | 0 | 0 | 0 | 0 | 0
PeakO | 0 | 0 | 0 | 0 | 0 | 0
ST | 0 | 0 | 0 | 0 | 0 | 0
STOG | 0 | 0 | 0 | 0 | 0 | 0
STWD | 0 | 0 | 0 | 0 | 0 | 0
WT | 0 | 0 | 0 | 0 | 0 | 0
IGCC | 0 | 0 | 0 | 0 | 0 | 0
DemandResponse | 0 | 0 | 0 | 0 | 0 | 0
IGCC-CCS | 0 | 0 | 0 | 0 | 0 | 0
WT_off | 0 | 0 | 0 | 0 | 0 | 0
PseudoUnit | 0 | 0 | 0 | 0 | 0 | 0
FixedInterchange | 0 | 0 | 0 | 0 | 0 | 0
Emission Cost by Reporting Type: SPP_N
ReportingType | 2015 | 2020 | 2025 | 2030 | 2035 | 2040
BM | 0 | 0 | 0 | 0 | 0 | 0
CC | 0 | 0 | 0 | 0 | 0 | 0
CSP | 0 | 0 | 0 | 0 | 0 | 0
CT | 0 | 0 | 0 | 0 | 0 | 0
Coal | 0 | 0 | 0 | 0 | 0 | 0
Geo | 0 | 0 | 0 | 0 | 0 | 0
H | 0 | 0 | 0 | 0 | 0 | 0
LFG | 0 | 0 | 0 | 0 | 0 | 0
Nuc | 0 | 0 | 0 | 0 | 0 | 0
PS | 0 | 0 | 0 | 0 | 0 | 0
PV | 0 | 0 | 0 | 0 | 0 | 0
PeakG | 0 | 0 | 0 | 0 | 0 | 0
PeakO | 0 | 0 | 0 | 0 | 0 | 0
ST | 0 | 0 | 0 | 0 | 0 | 0
STOG | 0 | 0 | 0 | 0 | 0 | 0
STWD | 0 | 0 | 0 | 0 | 0 | 0
WT | 0 | 0 | 0 | 0 | 0 | 0
IGCC | 0 | 0 | 0 | 0 | 0 | 0
DemandResponse | 0 | 0 | 0 | 0 | 0 | 0
IGCC-CCS | 0 | 0 | 0 | 0 | 0 | 0
WT_off | 0 | 0 | 0 | 0 | 0 | 0
PseudoUnit | 0 | 0 | 0 | 0 | 0 | 0
FixedInterchange | 0 | 0 | 0 | 0 | 0 | 0
Emission Cost by Reporting Type: SPP_S
ReportingType | 2015 | 2020 | 2025 | 2030 | 2035 | 2040
BM | 0 | 0 | 0 | 0 | 0 | 0
CC | 0 | 0 | 0 | 0 | 0 | 0
CSP | 0 | 0 | 0 | 0 | 0 | 0
CT | 0 | 0 | 0 | 0 | 0 | 0
Coal | 0 | 0 | 0 | 0 | 0 | 0
Geo | 0 | 0 | 0 | 0 | 0 | 0
H | 0 | 0 | 0 | 0 | 0 | 0
LFG | 0 | 0 | 0 | 0 | 0 | 0
Nuc | 0 | 0 | 0 | 0 | 0 | 0
PS | 0 | 0 | 0 | 0 | 0 | 0
PV | 0 | 0 | 0 | 0 | 0 | 0
PeakG | 0 | 0 | 0 | 0 | 0 | 0
PeakO | 0 | 0 | 0 | 0 | 0 | 0
ST | 0 | 0 | 0 | 0 | 0 | 0
STOG | 0 | 0 | 0 | 0 | 0 | 0
STWD | 0 | 0 | 0 | 0 | 0 | 0
WT | 0 | 0 | 0 | 0 | 0 | 0
IGCC | 0 | 0 | 0 | 0 | 0 | 0
DemandResponse | 0 | 0 | 0 | 0 | 0 | 0
IGCC-CCS | 0 | 0 | 0 | 0 | 0 | 0
WT_off | 0 | 0 | 0 | 0 | 0 | 0
PseudoUnit | 0 | 0 | 0 | 0 | 0 | 0
FixedInterchange | 0 | 0 | 0 | 0 | 0 | 0
Emission Cost by Reporting Type: TVA
ReportingType | 2015 | 2020 | 2025 | 2030 | 2035 | 2040
BM | 0 | 0 | 0 | 0 | 0 | 0
CC | 0 | 0 | 0 | 0 | 0 | 0
CSP | 0 | 0 | 0 | 0 | 0 | 0
CT | 0 | 0 | 0 | 0 | 0 | 0
Coal | 0 | 0 | 0 | 0 | 0 | 0
Geo | 0 | 0 | 0 | 0 | 0 | 0
H | 0 | 0 | 0 | 0 | 0 | 0
LFG | 0 | 0 | 0 | 0 | 0 | 0
Nuc | 0 | 0 | 0 | 0 | 0 | 0
PS | 0 | 0 | 0 | 0 | 0 | 0
PV | 0 | 0 | 0 | 0 | 0 | 0
PeakG | 0 | 0 | 0 | 0 | 0 | 0
PeakO | 0 | 0 | 0 | 0 | 0 | 0
ST | 0 | 0 | 0 | 0 | 0 | 0
STOG | 0 | 0 | 0 | 0 | 0 | 0
STWD | 0 | 0 | 0 | 0 | 0 | 0
WT | 0 | 0 | 0 | 0 | 0 | 0
IGCC | 0 | 0 | 0 | 0 | 0 | 0
DemandResponse | 0 | 0 | 0 | 0 | 0 | 0
IGCC-CCS | 0 | 0 | 0 | 0 | 0 | 0
WT_off | 0 | 0 | 0 | 0 | 0 | 0
PseudoUnit | 0 | 0 | 0 | 0 | 0 | 0
FixedInterchange | 0 | 0 | 0 | 0 | 0 | 0
Emission Cost by Reporting Type: TVA_Transmission
ReportingType | 2015 | 2020 | 2025 | 2030 | 2035 | 2040
BM | 0 | 0 | 0 | 0 | 0 | 0
CC | 0 | 0 | 0 | 0 | 0 | 0
CSP | 0 | 0 | 0 | 0 | 0 | 0
CT | 0 | 0 | 0 | 0 | 0 | 0
Coal | 0 | 0 | 0 | 0 | 0 | 0
Geo | 0 | 0 | 0 | 0 | 0 | 0
H | 0 | 0 | 0 | 0 | 0 | 0
LFG | 0 | 0 | 0 | 0 | 0 | 0
Nuc | 0 | 0 | 0 | 0 | 0 | 0
PS | 0 | 0 | 0 | 0 | 0 | 0
PV | 0 | 0 | 0 | 0 | 0 | 0
PeakG | 0 | 0 | 0 | 0 | 0 | 0
PeakO | 0 | 0 | 0 | 0 | 0 | 0
ST | 0 | 0 | 0 | 0 | 0 | 0
STOG | 0 | 0 | 0 | 0 | 0 | 0
STWD | 0 | 0 | 0 | 0 | 0 | 0
WT | 0 | 0 | 0 | 0 | 0 | 0
IGCC | 0 | 0 | 0 | 0 | 0 | 0
DemandResponse | 0 | 0 | 0 | 0 | 0 | 0
IGCC-CCS | 0 | 0 | 0 | 0 | 0 | 0
WT_off | 0 | 0 | 0 | 0 | 0 | 0
PseudoUnit | 0 | 0 | 0 | 0 | 0 | 0
FixedInterchange | 0 | 0 | 0 | 0 | 0 | 0
Emission Cost by Reporting Type: VACAR
ReportingType | 2015 | 2020 | 2025 | 2030 | 2035 | 2040
BM | 0 | 0 | 0 | 0 | 0 | 0
CC | 0 | 0 | 0 | 0 | 0 | 0
CSP | 0 | 0 | 0 | 0 | 0 | 0
CT | 0 | 0 | 0 | 0 | 0 | 0
Coal | 0 | 0 | 0 | 0 | 0 | 0
Geo | 0 | 0 | 0 | 0 | 0 | 0
H | 0 | 0 | 0 | 0 | 0 | 0
LFG | 0 | 0 | 0 | 0 | 0 | 0
Nuc | 0 | 0 | 0 | 0 | 0 | 0
PS | 0 | 0 | 0 | 0 | 0 | 0
PV | 0 | 0 | 0 | 0 | 0 | 0
PeakG | 0 | 0 | 0 | 0 | 0 | 0
PeakO | 0 | 0 | 0 | 0 | 0 | 0
ST | 0 | 0 | 0 | 0 | 0 | 0
STOG | 0 | 0 | 0 | 0 | 0 | 0
STWD | 0 | 0 | 0 | 0 | 0 | 0
WT | 0 | 0 | 0 | 0 | 0 | 0
IGCC | 0 | 0 | 0 | 0 | 0 | 0
DemandResponse | 0 | 0 | 0 | 0 | 0 | 0
IGCC-CCS | 0 | 0 | 0 | 0 | 0 | 0
WT_off | 0 | 0 | 0 | 0 | 0 | 0
PseudoUnit | 0 | 0 | 0 | 0 | 0 | 0
FixedInterchange | 0 | 0 | 0 | 0 | 0 | 0
Emission Cost by Reporting Type: IESO
ReportingType | 2015 | 2020 | 2025 | 2030 | 2035 | 2040
BM | 0 | 0 | 0 | 0 | 0 | 0
CC | 0 | 0 | 0 | 0 | 0 | 0
CSP | 0 | 0 | 0 | 0 | 0 | 0
CT | 0 | 0 | 0 | 0 | 0 | 0
Coal | 0 | 0 | 0 | 0 | 0 | 0
Geo | 0 | 0 | 0 | 0 | 0 | 0
H | 0 | 0 | 0 | 0 | 0 | 0
LFG | 0 | 0 | 0 | 0 | 0 | 0
Nuc | 0 | 0 | 0 | 0 | 0 | 0
PS | 0 | 0 | 0 | 0 | 0 | 0
PV | 0 | 0 | 0 | 0 | 0 | 0
PeakG | 0 | 0 | 0 | 0 | 0 | 0
PeakO | 0 | 0 | 0 | 0 | 0 | 0
ST | 0 | 0 | 0 | 0 | 0 | 0
STOG | 0 | 0 | 0 | 0 | 0 | 0
STWD | 0 | 0 | 0 | 0 | 0 | 0
WT | 0 | 0 | 0 | 0 | 0 | 0
IGCC | 0 | 0 | 0 | 0 | 0 | 0
DemandResponse | 0 | 0 | 0 | 0 | 0 | 0
IGCC-CCS | 0 | 0 | 0 | 0 | 0 | 0
WT_off | 0 | 0 | 0 | 0 | 0 | 0
PseudoUnit | 0 | 0 | 0 | 0 | 0 | 0
FixedInterchange | 0 | 0 | 0 | 0 | 0 | 0
Emission Cost by Reporting Type: MAPP_CA
ReportingType | 2015 | 2020 | 2025 | 2030 | 2035 | 2040
BM | 0 | 0 | 0 | 0 | 0 | 0
CC | 0 | 0 | 0 | 0 | 0 | 0
CSP | 0 | 0 | 0 | 0 | 0 | 0
CT | 0 | 0 | 0 | 0 | 0 | 0
Coal | 0 | 0 | 0 | 0 | 0 | 0
Geo | 0 | 0 | 0 | 0 | 0 | 0
H | 0 | 0 | 0 | 0 | 0 | 0
LFG | 0 | 0 | 0 | 0 | 0 | 0
Nuc | 0 | 0 | 0 | 0 | 0 | 0
PS | 0 | 0 | 0 | 0 | 0 | 0
PV | 0 | 0 | 0 | 0 | 0 | 0
PeakG | 0 | 0 | 0 | 0 | 0 | 0
PeakO | 0 | 0 | 0 | 0 | 0 | 0
ST | 0 | 0 | 0 | 0 | 0 | 0
STOG | 0 | 0 | 0 | 0 | 0 | 0
STWD | 0 | 0 | 0 | 0 | 0 | 0
WT | 0 | 0 | 0 | 0 | 0 | 0
IGCC | 0 | 0 | 0 | 0 | 0 | 0
DemandResponse | 0 | 0 | 0 | 0 | 0 | 0
IGCC-CCS | 0 | 0 | 0 | 0 | 0 | 0
WT_off | 0 | 0 | 0 | 0 | 0 | 0
PseudoUnit | 0 | 0 | 0 | 0 | 0 | 0
FixedInterchange | 0 | 0 | 0 | 0 | 0 | 0
Emission Cost by Reporting Type: AZ_NM_SNV_Coal
ReportingType | 2015 | 2020 | 2025 | 2030 | 2035 | 2040
BM | 0 | 0 | 0 | 0 | 0 | 0
CC | 0 | 0 | 0 | 0 | 0 | 0
CSP | 0 | 0 | 0 | 0 | 0 | 0
CT | 0 | 0 | 0 | 0 | 0 | 0
Coal | 0 | 0 | 0 | 0 | 0 | 0
Geo | 0 | 0 | 0 | 0 | 0 | 0
H | 0 | 0 | 0 | 0 | 0 | 0
LFG | 0 | 0 | 0 | 0 | 0 | 0
Nuc | 0 | 0 | 0 | 0 | 0 | 0
PS | 0 | 0 | 0 | 0 | 0 | 0
PV | 0 | 0 | 0 | 0 | 0 | 0
PeakG | 0 | 0 | 0 | 0 | 0 | 0
PeakO | 0 | 0 | 0 | 0 | 0 | 0
ST | 0 | 0 | 0 | 0 | 0 | 0
STOG | 0 | 0 | 0 | 0 | 0 | 0
STWD | 0 | 0 | 0 | 0 | 0 | 0
WT | 0 | 0 | 0 | 0 | 0 | 0
IGCC | 0 | 0 | 0 | 0 | 0 | 0
DemandResponse | 0 | 0 | 0 | 0 | 0 | 0
IGCC-CCS | 0 | 0 | 0 | 0 | 0 | 0
WT_off | 0 | 0 | 0 | 0 | 0 | 0
PseudoUnit | 0 | 0 | 0 | 0 | 0 | 0
FixedInterchange | 0 | 0 | 0 | 0 | 0 | 0
Emission Cost by Reporting Type: AZ_NM_SNV_Gas
ReportingType | 2015 | 2020 | 2025 | 2030 | 2035 | 2040
BM | 0 | 0 | 0 | 0 | 0 | 0
CC | 0 | 0 | 0 | 0 | 0 | 0
CSP | 0 | 0 | 0 | 0 | 0 | 0
CT | 0 | 0 | 0 | 0 | 0 | 0
Coal | 0 | 0 | 0 | 0 | 0 | 0
Geo | 0 | 0 | 0 | 0 | 0 | 0
H | 0 | 0 | 0 | 0 | 0 | 0
LFG | 0 | 0 | 0 | 0 | 0 | 0
Nuc | 0 | 0 | 0 | 0 | 0 | 0
PS | 0 | 0 | 0 | 0 | 0 | 0
PV | 0 | 0 | 0 | 0 | 0 | 0
PeakG | 0 | 0 | 0 | 0 | 0 | 0
PeakO | 0 | 0 | 0 | 0 | 0 | 0
ST | 0 | 0 | 0 | 0 | 0 | 0
STOG | 0 | 0 | 0 | 0 | 0 | 0
STWD | 0 | 0 | 0 | 0 | 0 | 0
WT | 0 | 0 | 0 | 0 | 0 | 0
IGCC | 0 | 0 | 0 | 0 | 0 | 0
DemandResponse | 0 | 0 | 0 | 0 | 0 | 0
IGCC-CCS | 0 | 0 | 0 | 0 | 0 | 0
WT_off | 0 | 0 | 0 | 0 | 0 | 0
PseudoUnit | 0 | 0 | 0 | 0 | 0 | 0
FixedInterchange | 0 | 0 | 0 | 0 | 0 | 0
Emission Cost by Reporting Type: AZ_NM_SNV_NucRenew
ReportingType | 2015 | 2020 | 2025 | 2030 | 2035 | 2040
BM | 0 | 0 | 0 | 0 | 0 | 0
CC | 0 | 0 | 0 | 0 | 0 | 0
CSP | 0 | 0 | 0 | 0 | 0 | 0
CT | 0 | 0 | 0 | 0 | 0 | 0
Coal | 0 | 0 | 0 | 0 | 0 | 0
Geo | 0 | 0 | 0 | 0 | 0 | 0
H | 0 | 0 | 0 | 0 | 0 | 0
LFG | 0 | 0 | 0 | 0 | 0 | 0
Nuc | 0 | 0 | 0 | 0 | 0 | 0
PS | 0 | 0 | 0 | 0 | 0 | 0
PV | 0 | 0 | 0 | 0 | 0 | 0
PeakG | 0 | 0 | 0 | 0 | 0 | 0
PeakO | 0 | 0 | 0 | 0 | 0 | 0
ST | 0 | 0 | 0 | 0 | 0 | 0
STOG | 0 | 0 | 0 | 0 | 0 | 0
STWD | 0 | 0 | 0 | 0 | 0 | 0
WT | 0 | 0 | 0 | 0 | 0 | 0
IGCC | 0 | 0 | 0 | 0 | 0 | 0
DemandResponse | 0 | 0 | 0 | 0 | 0 | 0
IGCC-CCS | 0 | 0 | 0 | 0 | 0 | 0
WT_off | 0 | 0 | 0 | 0 | 0 | 0
PseudoUnit | 0 | 0 | 0 | 0 | 0 | 0
FixedInterchange | 0 | 0 | 0 | 0 | 0 | 0
Emission Cost by Reporting Type: ERCOT
ReportingType | 2015 | 2020 | 2025 | 2030 | 2035 | 2040
BM | 0 | 0 | 0 | 0 | 0 | 0
CC | 0 | 0 | 0 | 0 | 0 | 0
CSP | 0 | 0 | 0 | 0 | 0 | 0
CT | 0 | 0 | 0 | 0 | 0 | 0
Coal | 0 | 0 | 0 | 0 | 0 | 0
Geo | 0 | 0 | 0 | 0 | 0 | 0
H | 0 | 0 | 0 | 0 | 0 | 0
LFG | 0 | 0 | 0 | 0 | 0 | 0
Nuc | 0 | 0 | 0 | 0 | 0 | 0
PS | 0 | 0 | 0 | 0 | 0 | 0
PV | 0 | 0 | 0 | 0 | 0 | 0
PeakG | 0 | 0 | 0 | 0 | 0 | 0
PeakO | 0 | 0 | 0 | 0 | 0 | 0
ST | 0 | 0 | 0 | 0 | 0 | 0
STOG | 0 | 0 | 0 | 0 | 0 | 0
STWD | 0 | 0 | 0 | 0 | 0 | 0
WT | 0 | 0 | 0 | 0 | 0 | 0
IGCC | 0 | 0 | 0 | 0 | 0 | 0
DemandResponse | 0 | 0 | 0 | 0 | 0 | 0
IGCC-CCS | 0 | 0 | 0 | 0 | 0 | 0
WT_off | 0 | 0 | 0 | 0 | 0 | 0
PseudoUnit | 0 | 0 | 0 | 0 | 0 | 0
FixedInterchange | 0 | 0 | 0 | 0 | 0 | 0
Emission Cost by Reporting Type: NP15
ReportingType | 2015 | 2020 | 2025 | 2030 | 2035 | 2040
BM | 0 | 0 | 0 | 0 | 0 | 0
CC | 0 | 0 | 0 | 0 | 0 | 0
CSP | 0 | 0 | 0 | 0 | 0 | 0
CT | 0 | 0 | 0 | 0 | 0 | 0
Coal | 0 | 0 | 0 | 0 | 0 | 0
Geo | 0 | 0 | 0 | 0 | 0 | 0
H | 0 | 0 | 0 | 0 | 0 | 0
LFG | 0 | 0 | 0 | 0 | 0 | 0
Nuc | 0 | 0 | 0 | 0 | 0 | 0
PS | 0 | 0 | 0 | 0 | 0 | 0
PV | 0 | 0 | 0 | 0 | 0 | 0
PeakG | 0 | 0 | 0 | 0 | 0 | 0
PeakO | 0 | 0 | 0 | 0 | 0 | 0
ST | 0 | 0 | 0 | 0 | 0 | 0
STOG | 0 | 0 | 0 | 0 | 0 | 0
STWD | 0 | 0 | 0 | 0 | 0 | 0
WT | 0 | 0 | 0 | 0 | 0 | 0
IGCC | 0 | 0 | 0 | 0 | 0 | 0
DemandResponse | 0 | 0 | 0 | 0 | 0 | 0
IGCC-CCS | 0 | 0 | 0 | 0 | 0 | 0
WT_off | 0 | 0 | 0 | 0 | 0 | 0
PseudoUnit | 0 | 0 | 0 | 0 | 0 | 0
FixedInterchange | 0 | 0 | 0 | 0 | 0 | 0
Emission Cost by Reporting Type: NWPP_Coal
ReportingType | 2015 | 2020 | 2025 | 2030 | 2035 | 2040
BM | 0 | 0 | 0 | 0 | 0 | 0
CC | 0 | 0 | 0 | 0 | 0 | 0
CSP | 0 | 0 | 0 | 0 | 0 | 0
CT | 0 | 0 | 0 | 0 | 0 | 0
Coal | 0 | 0 | 0 | 0 | 0 | 0
Geo | 0 | 0 | 0 | 0 | 0 | 0
H | 0 | 0 | 0 | 0 | 0 | 0
LFG | 0 | 0 | 0 | 0 | 0 | 0
Nuc | 0 | 0 | 0 | 0 | 0 | 0
PS | 0 | 0 | 0 | 0 | 0 | 0
PV | 0 | 0 | 0 | 0 | 0 | 0
PeakG | 0 | 0 | 0 | 0 | 0 | 0
PeakO | 0 | 0 | 0 | 0 | 0 | 0
ST | 0 | 0 | 0 | 0 | 0 | 0
STOG | 0 | 0 | 0 | 0 | 0 | 0
STWD | 0 | 0 | 0 | 0 | 0 | 0
WT | 0 | 0 | 0 | 0 | 0 | 0
IGCC | 0 | 0 | 0 | 0 | 0 | 0
DemandResponse | 0 | 0 | 0 | 0 | 0 | 0
IGCC-CCS | 0 | 0 | 0 | 0 | 0 | 0
WT_off | 0 | 0 | 0 | 0 | 0 | 0
PseudoUnit | 0 | 0 | 0 | 0 | 0 | 0
FixedInterchange | 0 | 0 | 0 | 0 | 0 | 0
Emission Cost by Reporting Type: NWPP_Gas
ReportingType | 2015 | 2020 | 2025 | 2030 | 2035 | 2040
BM | 0 | 0 | 0 | 0 | 0 | 0
CC | 0 | 0 | 0 | 0 | 0 | 0
CSP | 0 | 0 | 0 | 0 | 0 | 0
CT | 0 | 0 | 0 | 0 | 0 | 0
Coal | 0 | 0 | 0 | 0 | 0 | 0
Geo | 0 | 0 | 0 | 0 | 0 | 0
H | 0 | 0 | 0 | 0 | 0 | 0
LFG | 0 | 0 | 0 | 0 | 0 | 0
Nuc | 0 | 0 | 0 | 0 | 0 | 0
PS | 0 | 0 | 0 | 0 | 0 | 0
PV | 0 | 0 | 0 | 0 | 0 | 0
PeakG | 0 | 0 | 0 | 0 | 0 | 0
PeakO | 0 | 0 | 0 | 0 | 0 | 0
ST | 0 | 0 | 0 | 0 | 0 | 0
STOG | 0 | 0 | 0 | 0 | 0 | 0
STWD | 0 | 0 | 0 | 0 | 0 | 0
WT | 0 | 0 | 0 | 0 | 0 | 0
IGCC | 0 | 0 | 0 | 0 | 0 | 0
DemandResponse | 0 | 0 | 0 | 0 | 0 | 0
IGCC-CCS | 0 | 0 | 0 | 0 | 0 | 0
WT_off | 0 | 0 | 0 | 0 | 0 | 0
PseudoUnit | 0 | 0 | 0 | 0 | 0 | 0
FixedInterchange | 0 | 0 | 0 | 0 | 0 | 0
Emission Cost by Reporting Type: NWPP_NucRenew
ReportingType | 2015 | 2020 | 2025 | 2030 | 2035 | 2040
BM | 0 | 0 | 0 | 0 | 0 | 0
CC | 0 | 0 | 0 | 0 | 0 | 0
CSP | 0 | 0 | 0 | 0 | 0 | 0
CT | 0 | 0 | 0 | 0 | 0 | 0
Coal | 0 | 0 | 0 | 0 | 0 | 0
Geo | 0 | 0 | 0 | 0 | 0 | 0
H | 0 | 0 | 0 | 0 | 0 | 0
LFG | 0 | 0 | 0 | 0 | 0 | 0
Nuc | 0 | 0 | 0 | 0 | 0 | 0
PS | 0 | 0 | 0 | 0 | 0 | 0
PV | 0 | 0 | 0 | 0 | 0 | 0
PeakG | 0 | 0 | 0 | 0 | 0 | 0
PeakO | 0 | 0 | 0 | 0 | 0 | 0
ST | 0 | 0 | 0 | 0 | 0 | 0
STOG | 0 | 0 | 0 | 0 | 0 | 0
STWD | 0 | 0 | 0 | 0 | 0 | 0
WT | 0 | 0 | 0 | 0 | 0 | 0
IGCC | 0 | 0 | 0 | 0 | 0 | 0
DemandResponse | 0 | 0 | 0 | 0 | 0 | 0
IGCC-CCS | 0 | 0 | 0 | 0 | 0 | 0
WT_off | 0 | 0 | 0 | 0 | 0 | 0
PseudoUnit | 0 | 0 | 0 | 0 | 0 | 0
FixedInterchange | 0 | 0 | 0 | 0 | 0 | 0
Emission Cost by Reporting Type: RMPA
ReportingType | 2015 | 2020 | 2025 | 2030 | 2035 | 2040
BM | 0 | 0 | 0 | 0 | 0 | 0
CC | 0 | 0 | 0 | 0 | 0 | 0
CSP | 0 | 0 | 0 | 0 | 0 | 0
CT | 0 | 0 | 0 | 0 | 0 | 0
Coal | 0 | 0 | 0 | 0 | 0 | 0
Geo | 0 | 0 | 0 | 0 | 0 | 0
H | 0 | 0 | 0 | 0 | 0 | 0
LFG | 0 | 0 | 0 | 0 | 0 | 0
Nuc | 0 | 0 | 0 | 0 | 0 | 0
PS | 0 | 0 | 0 | 0 | 0 | 0
PV | 0 | 0 | 0 | 0 | 0 | 0
PeakG | 0 | 0 | 0 | 0 | 0 | 0
PeakO | 0 | 0 | 0 | 0 | 0 | 0
ST | 0 | 0 | 0 | 0 | 0 | 0
STOG | 0 | 0 | 0 | 0 | 0 | 0
STWD | 0 | 0 | 0 | 0 | 0 | 0
WT | 0 | 0 | 0 | 0 | 0 | 0
IGCC | 0 | 0 | 0 | 0 | 0 | 0
DemandResponse | 0 | 0 | 0 | 0 | 0 | 0
IGCC-CCS | 0 | 0 | 0 | 0 | 0 | 0
WT_off | 0 | 0 | 0 | 0 | 0 | 0
PseudoUnit | 0 | 0 | 0 | 0 | 0 | 0
FixedInterchange | 0 | 0 | 0 | 0 | 0 | 0
Emission Cost by Reporting Type: SP15
ReportingType | 2015 | 2020 | 2025 | 2030 | 2035 | 2040
BM | 0 | 0 | 0 | 0 | 0 | 0
CC | 0 | 0 | 0 | 0 | 0 | 0
CSP | 0 | 0 | 0 | 0 | 0 | 0
CT | 0 | 0 | 0 | 0 | 0 | 0
Coal | 0 | 0 | 0 | 0 | 0 | 0
Geo | 0 | 0 | 0 | 0 | 0 | 0
H | 0 | 0 | 0 | 0 | 0 | 0
LFG | 0 | 0 | 0 | 0 | 0 | 0
Nuc | 0 | 0 | 0 | 0 | 0 | 0
PS | 0 | 0 | 0 | 0 | 0 | 0
PV | 0 | 0 | 0 | 0 | 0 | 0
PeakG | 0 | 0 | 0 | 0 | 0 | 0
PeakO | 0 | 0 | 0 | 0 | 0 | 0
ST | 0 | 0 | 0 | 0 | 0 | 0
STOG | 0 | 0 | 0 | 0 | 0 | 0
STWD | 0 | 0 | 0 | 0 | 0 | 0
WT | 0 | 0 | 0 | 0 | 0 | 0
IGCC | 0 | 0 | 0 | 0 | 0 | 0
DemandResponse | 0 | 0 | 0 | 0 | 0 | 0
IGCC-CCS | 0 | 0 | 0 | 0 | 0 | 0
WT_off | 0 | 0 | 0 | 0 | 0 | 0
PseudoUnit | 0 | 0 | 0 | 0 | 0 | 0
FixedInterchange | 0 | 0 | 0 | 0 | 0 | 0
Emission Cost by Reporting Type: ALB
ReportingType | 2015 | 2020 | 2025 | 2030 | 2035 | 2040
BM | 0 | 0 | 0 | 0 | 0 | 0
CC | 0 | 0 | 0 | 0 | 0 | 0
CSP | 0 | 0 | 0 | 0 | 0 | 0
CT | 0 | 0 | 0 | 0 | 0 | 0
Coal | 0 | 0 | 0 | 0 | 0 | 0
Geo | 0 | 0 | 0 | 0 | 0 | 0
H | 0 | 0 | 0 | 0 | 0 | 0
LFG | 0 | 0 | 0 | 0 | 0 | 0
Nuc | 0 | 0 | 0 | 0 | 0 | 0
PS | 0 | 0 | 0 | 0 | 0 | 0
PV | 0 | 0 | 0 | 0 | 0 | 0
PeakG | 0 | 0 | 0 | 0 | 0 | 0
PeakO | 0 | 0 | 0 | 0 | 0 | 0
ST | 0 | 0 | 0 | 0 | 0 | 0
STOG | 0 | 0 | 0 | 0 | 0 | 0
STWD | 0 | 0 | 0 | 0 | 0 | 0
WT | 0 | 0 | 0 | 0 | 0 | 0
IGCC | 0 | 0 | 0 | 0 | 0 | 0
DemandResponse | 0 | 0 | 0 | 0 | 0 | 0
IGCC-CCS | 0 | 0 | 0 | 0 | 0 | 0
WT_off | 0 | 0 | 0 | 0 | 0 | 0
PseudoUnit | 0 | 0 | 0 | 0 | 0 | 0
FixedInterchange | 0 | 0 | 0 | 0 | 0 | 0
Emission Cost by Reporting Type: BC
ReportingType | 2015 | 2020 | 2025 | 2030 | 2035 | 2040
BM | 0 | 0 | 0 | 0 | 0 | 0
CC | 0 | 0 | 0 | 0 | 0 | 0
CSP | 0 | 0 | 0 | 0 | 0 | 0
CT | 0 | 0 | 0 | 0 | 0 | 0
Coal | 0 | 0 | 0 | 0 | 0 | 0
Geo | 0 | 0 | 0 | 0 | 0 | 0
H | 0 | 0 | 0 | 0 | 0 | 0
LFG | 0 | 0 | 0 | 0 | 0 | 0
Nuc | 0 | 0 | 0 | 0 | 0 | 0
PS | 0 | 0 | 0 | 0 | 0 | 0
PV | 0 | 0 | 0 | 0 | 0 | 0
PeakG | 0 | 0 | 0 | 0 | 0 | 0
PeakO | 0 | 0 | 0 | 0 | 0 | 0
ST | 0 | 0 | 0 | 0 | 0 | 0
STOG | 0 | 0 | 0 | 0 | 0 | 0
STWD | 0 | 0 | 0 | 0 | 0 | 0
WT | 0 | 0 | 0 | 0 | 0 | 0
IGCC | 0 | 0 | 0 | 0 | 0 | 0
DemandResponse | 0 | 0 | 0 | 0 | 0 | 0
IGCC-CCS | 0 | 0 | 0 | 0 | 0 | 0
WT_off | 0 | 0 | 0 | 0 | 0 | 0
PseudoUnit | 0 | 0 | 0 | 0 | 0 | 0
FixedInterchange | 0 | 0 | 0 | 0 | 0 | 0
Emission Cost by Reporting Type: HQ_IESO
ReportingType | 2015 | 2020 | 2025 | 2030 | 2035 | 2040
BM | 0 | 0 | 0 | 0 | 0 | 0
CC | 0 | 0 | 0 | 0 | 0 | 0
CSP | 0 | 0 | 0 | 0 | 0 | 0
CT | 0 | 0 | 0 | 0 | 0 | 0
Coal | 0 | 0 | 0 | 0 | 0 | 0
Geo | 0 | 0 | 0 | 0 | 0 | 0
H | 0 | 0 | 0 | 0 | 0 | 0
LFG | 0 | 0 | 0 | 0 | 0 | 0
Nuc | 0 | 0 | 0 | 0 | 0 | 0
PS | 0 | 0 | 0 | 0 | 0 | 0
PV | 0 | 0 | 0 | 0 | 0 | 0
PeakG | 0 | 0 | 0 | 0 | 0 | 0
PeakO | 0 | 0 | 0 | 0 | 0 | 0
ST | 0 | 0 | 0 | 0 | 0 | 0
STOG | 0 | 0 | 0 | 0 | 0 | 0
STWD | 0 | 0 | 0 | 0 | 0 | 0
WT | 0 | 0 | 0 | 0 | 0 | 0
IGCC | 0 | 0 | 0 | 0 | 0 | 0
DemandResponse | 0 | 0 | 0 | 0 | 0 | 0
IGCC-CCS | 0 | 0 | 0 | 0 | 0 | 0
WT_off | 0 | 0 | 0 | 0 | 0 | 0
PseudoUnit | 0 | 0 | 0 | 0 | 0 | 0
FixedInterchange | 0 | 0 | 0 | 0 | 0 | 0
Emission Cost by Reporting Type: HQ_NEISO
ReportingType | 2015 | 2020 | 2025 | 2030 | 2035 | 2040
BM | 0 | 0 | 0 | 0 | 0 | 0
CC | 0 | 0 | 0 | 0 | 0 | 0
CSP | 0 | 0 | 0 | 0 | 0 | 0
CT | 0 | 0 | 0 | 0 | 0 | 0
Coal | 0 | 0 | 0 | 0 | 0 | 0
Geo | 0 | 0 | 0 | 0 | 0 | 0
H | 0 | 0 | 0 | 0 | 0 | 0
LFG | 0 | 0 | 0 | 0 | 0 | 0
Nuc | 0 | 0 | 0 | 0 | 0 | 0
PS | 0 | 0 | 0 | 0 | 0 | 0
PV | 0 | 0 | 0 | 0 | 0 | 0
PeakG | 0 | 0 | 0 | 0 | 0 | 0
PeakO | 0 | 0 | 0 | 0 | 0 | 0
ST | 0 | 0 | 0 | 0 | 0 | 0
STOG | 0 | 0 | 0 | 0 | 0 | 0
STWD | 0 | 0 | 0 | 0 | 0 | 0
WT | 0 | 0 | 0 | 0 | 0 | 0
IGCC | 0 | 0 | 0 | 0 | 0 | 0
DemandResponse | 0 | 0 | 0 | 0 | 0 | 0
IGCC-CCS | 0 | 0 | 0 | 0 | 0 | 0
WT_off | 0 | 0 | 0 | 0 | 0 | 0
PseudoUnit | 0 | 0 | 0 | 0 | 0 | 0
FixedInterchange | 0 | 0 | 0 | 0 | 0 | 0
Emission Cost by Reporting Type: HQ_NY
ReportingType | 2015 | 2020 | 2025 | 2030 | 2035 | 2040
BM | 0 | 0 | 0 | 0 | 0 | 0
CC | 0 | 0 | 0 | 0 | 0 | 0
CSP | 0 | 0 | 0 | 0 | 0 | 0
CT | 0 | 0 | 0 | 0 | 0 | 0
Coal | 0 | 0 | 0 | 0 | 0 | 0
Geo | 0 | 0 | 0 | 0 | 0 | 0
H | 0 | 0 | 0 | 0 | 0 | 0
LFG | 0 | 0 | 0 | 0 | 0 | 0
Nuc | 0 | 0 | 0 | 0 | 0 | 0
PS | 0 | 0 | 0 | 0 | 0 | 0
PV | 0 | 0 | 0 | 0 | 0 | 0
PeakG | 0 | 0 | 0 | 0 | 0 | 0
PeakO | 0 | 0 | 0 | 0 | 0 | 0
ST | 0 | 0 | 0 | 0 | 0 | 0
STOG | 0 | 0 | 0 | 0 | 0 | 0
STWD | 0 | 0 | 0 | 0 | 0 | 0
WT | 0 | 0 | 0 | 0 | 0 | 0
IGCC | 0 | 0 | 0 | 0 | 0 | 0
DemandResponse | 0 | 0 | 0 | 0 | 0 | 0
IGCC-CCS | 0 | 0 | 0 | 0 | 0 | 0
WT_off | 0 | 0 | 0 | 0 | 0 | 0
PseudoUnit | 0 | 0 | 0 | 0 | 0 | 0
FixedInterchange | 0 | 0 | 0 | 0 | 0 | 0
Emission Cost by Reporting Type: MARITIMES
ReportingType | 2015 | 2020 | 2025 | 2030 | 2035 | 2040
BM | 0 | 0 | 0 | 0 | 0 | 0
CC | 0 | 0 | 0 | 0 | 0 | 0
CSP | 0 | 0 | 0 | 0 | 0 | 0
CT | 0 | 0 | 0 | 0 | 0 | 0
Coal | 0 | 0 | 0 | 0 | 0 | 0
Geo | 0 | 0 | 0 | 0 | 0 | 0
H | 0 | 0 | 0 | 0 | 0 | 0
LFG | 0 | 0 | 0 | 0 | 0 | 0
Nuc | 0 | 0 | 0 | 0 | 0 | 0
PS | 0 | 0 | 0 | 0 | 0 | 0
PV | 0 | 0 | 0 | 0 | 0 | 0
PeakG | 0 | 0 | 0 | 0 | 0 | 0
PeakO | 0 | 0 | 0 | 0 | 0 | 0
ST | 0 | 0 | 0 | 0 | 0 | 0
STOG | 0 | 0 | 0 | 0 | 0 | 0
STWD | 0 | 0 | 0 | 0 | 0 | 0
WT | 0 | 0 | 0 | 0 | 0 | 0
IGCC | 0 | 0 | 0 | 0 | 0 | 0
DemandResponse | 0 | 0 | 0 | 0 | 0 | 0
IGCC-CCS | 0 | 0 | 0 | 0 | 0 | 0
WT_off | 0 | 0 | 0 | 0 | 0 | 0
PseudoUnit | 0 | 0 | 0 | 0 | 0 | 0
FixedInterchange | 0 | 0 | 0 | 0 | 0 | 0
Emission Cost by Reporting Type: All
ReportingType | 2015 | 2020 | 2025 | 2030 | 2035 | 2040
BM | 0 | 0 | 0 | 0 | 0 | 0
CC | 0 | 0 | 0 | 0 | 0 | 0
CSP | 0 | 0 | 0 | 0 | 0 | 0
CT | 0 | 0 | 0 | 0 | 0 | 0
Coal | 0 | 0 | 0 | 0 | 0 | 0
Geo | 0 | 0 | 0 | 0 | 0 | 0
H | 0 | 0 | 0 | 0 | 0 | 0
LFG | 0 | 0 | 0 | 0 | 0 | 0
Nuc | 0 | 0 | 0 | 0 | 0 | 0
PS | 0 | 0 | 0 | 0 | 0 | 0
PV | 0 | 0 | 0 | 0 | 0 | 0
PeakG | 0 | 0 | 0 | 0 | 0 | 0
PeakO | 0 | 0 | 0 | 0 | 0 | 0
ST | 0 | 0 | 0 | 0 | 0 | 0
STOG | 0 | 0 | 0 | 0 | 0 | 0
STWD | 0 | 0 | 0 | 0 | 0 | 0
WT | 0 | 0 | 0 | 0 | 0 | 0
IGCC | 0 | 0 | 0 | 0 | 0 | 0
DemandResponse | 0 | 0 | 0 | 0 | 0 | 0
IGCC-CCS | 0 | 0 | 0 | 0 | 0 | 0
WT_off | 0 | 0 | 0 | 0 | 0 | 0
PseudoUnit | 0 | 0 | 0 | 0 | 0 | 0
FixedInterchange | 0 | 0 | 0 | 0 | 0 | 0
Emission Cost by Reporting Type: EI_US
ReportingType | 2015 | 2020 | 2025 | 2030 | 2035 | 2040
BM | 0 | 0 | 0 | 0 | 0 | 0
CC | 0 | 0 | 0 | 0 | 0 | 0
CSP | 0 | 0 | 0 | 0 | 0 | 0
CT | 0 | 0 | 0 | 0 | 0 | 0
Coal | 0 | 0 | 0 | 0 | 0 | 0
Geo | 0 | 0 | 0 | 0 | 0 | 0
H | 0 | 0 | 0 | 0 | 0 | 0
LFG | 0 | 0 | 0 | 0 | 0 | 0
Nuc | 0 | 0 | 0 | 0 | 0 | 0
PS | 0 | 0 | 0 | 0 | 0 | 0
PV | 0 | 0 | 0 | 0 | 0 | 0
PeakG | 0 | 0 | 0 | 0 | 0 | 0
PeakO | 0 | 0 | 0 | 0 | 0 | 0
ST | 0 | 0 | 0 | 0 | 0 | 0
STOG | 0 | 0 | 0 | 0 | 0 | 0
STWD | 0 | 0 | 0 | 0 | 0 | 0
WT | 0 | 0 | 0 | 0 | 0 | 0
IGCC | 0 | 0 | 0 | 0 | 0 | 0
DemandResponse | 0 | 0 | 0 | 0 | 0 | 0
IGCC-CCS | 0 | 0 | 0 | 0 | 0 | 0
WT_off | 0 | 0 | 0 | 0 | 0 | 0
PseudoUnit | 0 | 0 | 0 | 0 | 0 | 0
FixedInterchange | 0 | 0 | 0 | 0 | 0 | 0
Emission Cost by Reporting Type: EI_Canada
ReportingType | 2015 | 2020 | 2025 | 2030 | 2035 | 2040
BM | 0 | 0 | 0 | 0 | 0 | 0
CC | 0 | 0 | 0 | 0 | 0 | 0
CSP | 0 | 0 | 0 | 0 | 0 | 0
CT | 0 | 0 | 0 | 0 | 0 | 0
Coal | 0 | 0 | 0 | 0 | 0 | 0
Geo | 0 | 0 | 0 | 0 | 0 | 0
H | 0 | 0 | 0 | 0 | 0 | 0
LFG | 0 | 0 | 0 | 0 | 0 | 0
Nuc | 0 | 0 | 0 | 0 | 0 | 0
PS | 0 | 0 | 0 | 0 | 0 | 0
PV | 0 | 0 | 0 | 0 | 0 | 0
PeakG | 0 | 0 | 0 | 0 | 0 | 0
PeakO | 0 | 0 | 0 | 0 | 0 | 0
ST | 0 | 0 | 0 | 0 | 0 | 0
STOG | 0 | 0 | 0 | 0 | 0 | 0
STWD | 0 | 0 | 0 | 0 | 0 | 0
WT | 0 | 0 | 0 | 0 | 0 | 0
IGCC | 0 | 0 | 0 | 0 | 0 | 0
DemandResponse | 0 | 0 | 0 | 0 | 0 | 0
IGCC-CCS | 0 | 0 | 0 | 0 | 0 | 0
WT_off | 0 | 0 | 0 | 0 | 0 | 0
PseudoUnit | 0 | 0 | 0 | 0 | 0 | 0
FixedInterchange | 0 | 0 | 0 | 0 | 0 | 0
Emission Cost by Reporting Type: EI
ReportingType | 2015 | 2020 | 2025 | 2030 | 2035 | 2040
BM | 0 | 0 | 0 | 0 | 0 | 0
CC | 0 | 0 | 0 | 0 | 0 | 0
CSP | 0 | 0 | 0 | 0 | 0 | 0
CT | 0 | 0 | 0 | 0 | 0 | 0
Coal | 0 | 0 | 0 | 0 | 0 | 0
Geo | 0 | 0 | 0 | 0 | 0 | 0
H | 0 | 0 | 0 | 0 | 0 | 0
LFG | 0 | 0 | 0 | 0 | 0 | 0
Nuc | 0 | 0 | 0 | 0 | 0 | 0
PS | 0 | 0 | 0 | 0 | 0 | 0
PV | 0 | 0 | 0 | 0 | 0 | 0
PeakG | 0 | 0 | 0 | 0 | 0 | 0
PeakO | 0 | 0 | 0 | 0 | 0 | 0
ST | 0 | 0 | 0 | 0 | 0 | 0
STOG | 0 | 0 | 0 | 0 | 0 | 0
STWD | 0 | 0 | 0 | 0 | 0 | 0
WT | 0 | 0 | 0 | 0 | 0 | 0
IGCC | 0 | 0 | 0 | 0 | 0 | 0
DemandResponse | 0 | 0 | 0 | 0 | 0 | 0
IGCC-CCS | 0 | 0 | 0 | 0 | 0 | 0
WT_off | 0 | 0 | 0 | 0 | 0 | 0
PseudoUnit | 0 | 0 | 0 | 0 | 0 | 0
FixedInterchange | 0 | 0 | 0 | 0 | 0 | 0
Emission Cost by Reporting Type: Outside_EI
ReportingType | 2015 | 2020 | 2025 | 2030 | 2035 | 2040
BM | 0 | 0 | 0 | 0 | 0 | 0
CC | 0 | 0 | 0 | 0 | 0 | 0
CSP | 0 | 0 | 0 | 0 | 0 | 0
CT | 0 | 0 | 0 | 0 | 0 | 0
Coal | 0 | 0 | 0 | 0 | 0 | 0
Geo | 0 | 0 | 0 | 0 | 0 | 0
H | 0 | 0 | 0 | 0 | 0 | 0
LFG | 0 | 0 | 0 | 0 | 0 | 0
Nuc | 0 | 0 | 0 | 0 | 0 | 0
PS | 0 | 0 | 0 | 0 | 0 | 0
PV | 0 | 0 | 0 | 0 | 0 | 0
PeakG | 0 | 0 | 0 | 0 | 0 | 0
PeakO | 0 | 0 | 0 | 0 | 0 | 0
ST | 0 | 0 | 0 | 0 | 0 | 0
STOG | 0 | 0 | 0 | 0 | 0 | 0
STWD | 0 | 0 | 0 | 0 | 0 | 0
WT | 0 | 0 | 0 | 0 | 0 | 0
IGCC | 0 | 0 | 0 | 0 | 0 | 0
DemandResponse | 0 | 0 | 0 | 0 | 0 | 0
IGCC-CCS | 0 | 0 | 0 | 0 | 0 | 0
WT_off | 0 | 0 | 0 | 0 | 0 | 0
PseudoUnit | 0 | 0 | 0 | 0 | 0 | 0
FixedInterchange | 0 | 0 | 0 | 0 | 0 | 0
==== Emission Program: CAMR : (Hg) ====
Emission Cost by Reporting Type: Entergy
ReportingType | 2015 | 2020 | 2025 | 2030 | 2035 | 2040
BM | 0 | 0 | 0 | 0 | 0 | 0
CC | 0 | 0 | 0 | 0 | 0 | 0
CSP | 0 | 0 | 0 | 0 | 0 | 0
CT | 0 | 0 | 0 | 0 | 0 | 0
Coal | 0 | 0 | 0 | 0 | 0 | 0
Geo | 0 | 0 | 0 | 0 | 0 | 0
H | 0 | 0 | 0 | 0 | 0 | 0
LFG | 0 | 0 | 0 | 0 | 0 | 0
Nuc | 0 | 0 | 0 | 0 | 0 | 0
PS | 0 | 0 | 0 | 0 | 0 | 0
PV | 0 | 0 | 0 | 0 | 0 | 0
PeakG | 0 | 0 | 0 | 0 | 0 | 0
PeakO | 0 | 0 | 0 | 0 | 0 | 0
ST | 0 | 0 | 0 | 0 | 0 | 0
STOG | 0 | 0 | 0 | 0 | 0 | 0
STWD | 0 | 0 | 0 | 0 | 0 | 0
WT | 0 | 0 | 0 | 0 | 0 | 0
IGCC | 0 | 0 | 0 | 0 | 0 | 0
DemandResponse | 0 | 0 | 0 | 0 | 0 | 0
IGCC-CCS | 0 | 0 | 0 | 0 | 0 | 0
WT_off | 0 | 0 | 0 | 0 | 0 | 0
PseudoUnit | 0 | 0 | 0 | 0 | 0 | 0
FixedInterchange | 0 | 0 | 0 | 0 | 0 | 0
Emission Cost by Reporting Type: FRCC
ReportingType | 2015 | 2020 | 2025 | 2030 | 2035 | 2040
BM | 0 | 0 | 0 | 0 | 0 | 0
CC | 0 | 0 | 0 | 0 | 0 | 0
CSP | 0 | 0 | 0 | 0 | 0 | 0
CT | 0 | 0 | 0 | 0 | 0 | 0
Coal | 0 | 0 | 0 | 0 | 0 | 0
Geo | 0 | 0 | 0 | 0 | 0 | 0
H | 0 | 0 | 0 | 0 | 0 | 0
LFG | 0 | 0 | 0 | 0 | 0 | 0
Nuc | 0 | 0 | 0 | 0 | 0 | 0
PS | 0 | 0 | 0 | 0 | 0 | 0
PV | 0 | 0 | 0 | 0 | 0 | 0
PeakG | 0 | 0 | 0 | 0 | 0 | 0
PeakO | 0 | 0 | 0 | 0 | 0 | 0
ST | 0 | 0 | 0 | 0 | 0 | 0
STOG | 0 | 0 | 0 | 0 | 0 | 0
STWD | 0 | 0 | 0 | 0 | 0 | 0
WT | 0 | 0 | 0 | 0 | 0 | 0
IGCC | 0 | 0 | 0 | 0 | 0 | 0
DemandResponse | 0 | 0 | 0 | 0 | 0 | 0
IGCC-CCS | 0 | 0 | 0 | 0 | 0 | 0
WT_off | 0 | 0 | 0 | 0 | 0 | 0
PseudoUnit | 0 | 0 | 0 | 0 | 0 | 0
FixedInterchange | 0 | 0 | 0 | 0 | 0 | 0
Emission Cost by Reporting Type: MAPP_US
ReportingType | 2015 | 2020 | 2025 | 2030 | 2035 | 2040
BM | 0 | 0 | 0 | 0 | 0 | 0
CC | 0 | 0 | 0 | 0 | 0 | 0
CSP | 0 | 0 | 0 | 0 | 0 | 0
CT | 0 | 0 | 0 | 0 | 0 | 0
Coal | 0 | 0 | 0 | 0 | 0 | 0
Geo | 0 | 0 | 0 | 0 | 0 | 0
H | 0 | 0 | 0 | 0 | 0 | 0
LFG | 0 | 0 | 0 | 0 | 0 | 0
Nuc | 0 | 0 | 0 | 0 | 0 | 0
PS | 0 | 0 | 0 | 0 | 0 | 0
PV | 0 | 0 | 0 | 0 | 0 | 0
PeakG | 0 | 0 | 0 | 0 | 0 | 0
PeakO | 0 | 0 | 0 | 0 | 0 | 0
ST | 0 | 0 | 0 | 0 | 0 | 0
STOG | 0 | 0 | 0 | 0 | 0 | 0
STWD | 0 | 0 | 0 | 0 | 0 | 0
WT | 0 | 0 | 0 | 0 | 0 | 0
IGCC | 0 | 0 | 0 | 0 | 0 | 0
DemandResponse | 0 | 0 | 0 | 0 | 0 | 0
IGCC-CCS | 0 | 0 | 0 | 0 | 0 | 0
WT_off | 0 | 0 | 0 | 0 | 0 | 0
PseudoUnit | 0 | 0 | 0 | 0 | 0 | 0
FixedInterchange | 0 | 0 | 0 | 0 | 0 | 0
Emission Cost by Reporting Type: MISO_IN
ReportingType | 2015 | 2020 | 2025 | 2030 | 2035 | 2040
BM | 0 | 0 | 0 | 0 | 0 | 0
CC | 0 | 0 | 0 | 0 | 0 | 0
CSP | 0 | 0 | 0 | 0 | 0 | 0
CT | 0 | 0 | 0 | 0 | 0 | 0
Coal | 0 | 0 | 0 | 0 | 0 | 0
Geo | 0 | 0 | 0 | 0 | 0 | 0
H | 0 | 0 | 0 | 0 | 0 | 0
LFG | 0 | 0 | 0 | 0 | 0 | 0
Nuc | 0 | 0 | 0 | 0 | 0 | 0
PS | 0 | 0 | 0 | 0 | 0 | 0
PV | 0 | 0 | 0 | 0 | 0 | 0
PeakG | 0 | 0 | 0 | 0 | 0 | 0
PeakO | 0 | 0 | 0 | 0 | 0 | 0
ST | 0 | 0 | 0 | 0 | 0 | 0
STOG | 0 | 0 | 0 | 0 | 0 | 0
STWD | 0 | 0 | 0 | 0 | 0 | 0
WT | 0 | 0 | 0 | 0 | 0 | 0
IGCC | 0 | 0 | 0 | 0 | 0 | 0
DemandResponse | 0 | 0 | 0 | 0 | 0 | 0
IGCC-CCS | 0 | 0 | 0 | 0 | 0 | 0
WT_off | 0 | 0 | 0 | 0 | 0 | 0
PseudoUnit | 0 | 0 | 0 | 0 | 0 | 0
FixedInterchange | 0 | 0 | 0 | 0 | 0 | 0
Emission Cost by Reporting Type: MISO_MI
ReportingType | 2015 | 2020 | 2025 | 2030 | 2035 | 2040
BM | 0 | 0 | 0 | 0 | 0 | 0
CC | 0 | 0 | 0 | 0 | 0 | 0
CSP | 0 | 0 | 0 | 0 | 0 | 0
CT | 0 | 0 | 0 | 0 | 0 | 0
Coal | 0 | 0 | 0 | 0 | 0 | 0
Geo | 0 | 0 | 0 | 0 | 0 | 0
H | 0 | 0 | 0 | 0 | 0 | 0
LFG | 0 | 0 | 0 | 0 | 0 | 0
Nuc | 0 | 0 | 0 | 0 | 0 | 0
PS | 0 | 0 | 0 | 0 | 0 | 0
PV | 0 | 0 | 0 | 0 | 0 | 0
PeakG | 0 | 0 | 0 | 0 | 0 | 0
PeakO | 0 | 0 | 0 | 0 | 0 | 0
ST | 0 | 0 | 0 | 0 | 0 | 0
STOG | 0 | 0 | 0 | 0 | 0 | 0
STWD | 0 | 0 | 0 | 0 | 0 | 0
WT | 0 | 0 | 0 | 0 | 0 | 0
IGCC | 0 | 0 | 0 | 0 | 0 | 0
DemandResponse | 0 | 0 | 0 | 0 | 0 | 0
IGCC-CCS | 0 | 0 | 0 | 0 | 0 | 0
WT_off | 0 | 0 | 0 | 0 | 0 | 0
PseudoUnit | 0 | 0 | 0 | 0 | 0 | 0
FixedInterchange | 0 | 0 | 0 | 0 | 0 | 0
Emission Cost by Reporting Type: MISO_MO-IL
ReportingType | 2015 | 2020 | 2025 | 2030 | 2035 | 2040
BM | 0 | 0 | 0 | 0 | 0 | 0
CC | 0 | 0 | 0 | 0 | 0 | 0
CSP | 0 | 0 | 0 | 0 | 0 | 0
CT | 0 | 0 | 0 | 0 | 0 | 0
Coal | 0 | 0 | 0 | 0 | 0 | 0
Geo | 0 | 0 | 0 | 0 | 0 | 0
H | 0 | 0 | 0 | 0 | 0 | 0
LFG | 0 | 0 | 0 | 0 | 0 | 0
Nuc | 0 | 0 | 0 | 0 | 0 | 0
PS | 0 | 0 | 0 | 0 | 0 | 0
PV | 0 | 0 | 0 | 0 | 0 | 0
PeakG | 0 | 0 | 0 | 0 | 0 | 0
PeakO | 0 | 0 | 0 | 0 | 0 | 0
ST | 0 | 0 | 0 | 0 | 0 | 0
STOG | 0 | 0 | 0 | 0 | 0 | 0
STWD | 0 | 0 | 0 | 0 | 0 | 0
WT | 0 | 0 | 0 | 0 | 0 | 0
IGCC | 0 | 0 | 0 | 0 | 0 | 0
DemandResponse | 0 | 0 | 0 | 0 | 0 | 0
IGCC-CCS | 0 | 0 | 0 | 0 | 0 | 0
WT_off | 0 | 0 | 0 | 0 | 0 | 0
PseudoUnit | 0 | 0 | 0 | 0 | 0 | 0
FixedInterchange | 0 | 0 | 0 | 0 | 0 | 0
Emission Cost by Reporting Type: MISO_W
ReportingType | 2015 | 2020 | 2025 | 2030 | 2035 | 2040
BM | 0 | 0 | 0 | 0 | 0 | 0
CC | 0 | 0 | 0 | 0 | 0 | 0
CSP | 0 | 0 | 0 | 0 | 0 | 0
CT | 0 | 0 | 0 | 0 | 0 | 0
Coal | 0 | 0 | 0 | 0 | 0 | 0
Geo | 0 | 0 | 0 | 0 | 0 | 0
H | 0 | 0 | 0 | 0 | 0 | 0
LFG | 0 | 0 | 0 | 0 | 0 | 0
Nuc | 0 | 0 | 0 | 0 | 0 | 0
PS | 0 | 0 | 0 | 0 | 0 | 0
PV | 0 | 0 | 0 | 0 | 0 | 0
PeakG | 0 | 0 | 0 | 0 | 0 | 0
PeakO | 0 | 0 | 0 | 0 | 0 | 0
ST | 0 | 0 | 0 | 0 | 0 | 0
STOG | 0 | 0 | 0 | 0 | 0 | 0
STWD | 0 | 0 | 0 | 0 | 0 | 0
WT | 0 | 0 | 0 | 0 | 0 | 0
IGCC | 0 | 0 | 0 | 0 | 0 | 0
DemandResponse | 0 | 0 | 0 | 0 | 0 | 0
IGCC-CCS | 0 | 0 | 0 | 0 | 0 | 0
WT_off | 0 | 0 | 0 | 0 | 0 | 0
PseudoUnit | 0 | 0 | 0 | 0 | 0 | 0
FixedInterchange | 0 | 0 | 0 | 0 | 0 | 0
Emission Cost by Reporting Type: MISO_WUMS
ReportingType | 2015 | 2020 | 2025 | 2030 | 2035 | 2040
BM | 0 | 0 | 0 | 0 | 0 | 0
CC | 0 | 0 | 0 | 0 | 0 | 0
CSP | 0 | 0 | 0 | 0 | 0 | 0
CT | 0 | 0 | 0 | 0 | 0 | 0
Coal | 0 | 0 | 0 | 0 | 0 | 0
Geo | 0 | 0 | 0 | 0 | 0 | 0
H | 0 | 0 | 0 | 0 | 0 | 0
LFG | 0 | 0 | 0 | 0 | 0 | 0
Nuc | 0 | 0 | 0 | 0 | 0 | 0
PS | 0 | 0 | 0 | 0 | 0 | 0
PV | 0 | 0 | 0 | 0 | 0 | 0
PeakG | 0 | 0 | 0 | 0 | 0 | 0
PeakO | 0 | 0 | 0 | 0 | 0 | 0
ST | 0 | 0 | 0 | 0 | 0 | 0
STOG | 0 | 0 | 0 | 0 | 0 | 0
STWD | 0 | 0 | 0 | 0 | 0 | 0
WT | 0 | 0 | 0 | 0 | 0 | 0
IGCC | 0 | 0 | 0 | 0 | 0 | 0
DemandResponse | 0 | 0 | 0 | 0 | 0 | 0
IGCC-CCS | 0 | 0 | 0 | 0 | 0 | 0
WT_off | 0 | 0 | 0 | 0 | 0 | 0
PseudoUnit | 0 | 0 | 0 | 0 | 0 | 0
FixedInterchange | 0 | 0 | 0 | 0 | 0 | 0
Emission Cost by Reporting Type: Nebraska
ReportingType | 2015 | 2020 | 2025 | 2030 | 2035 | 2040
BM | 0 | 0 | 0 | 0 | 0 | 0
CC | 0 | 0 | 0 | 0 | 0 | 0
CSP | 0 | 0 | 0 | 0 | 0 | 0
CT | 0 | 0 | 0 | 0 | 0 | 0
Coal | 0 | 0 | 0 | 0 | 0 | 0
Geo | 0 | 0 | 0 | 0 | 0 | 0
H | 0 | 0 | 0 | 0 | 0 | 0
LFG | 0 | 0 | 0 | 0 | 0 | 0
Nuc | 0 | 0 | 0 | 0 | 0 | 0
PS | 0 | 0 | 0 | 0 | 0 | 0
PV | 0 | 0 | 0 | 0 | 0 | 0
PeakG | 0 | 0 | 0 | 0 | 0 | 0
PeakO | 0 | 0 | 0 | 0 | 0 | 0
ST | 0 | 0 | 0 | 0 | 0 | 0
STOG | 0 | 0 | 0 | 0 | 0 | 0
STWD | 0 | 0 | 0 | 0 | 0 | 0
WT | 0 | 0 | 0 | 0 | 0 | 0
IGCC | 0 | 0 | 0 | 0 | 0 | 0
DemandResponse | 0 | 0 | 0 | 0 | 0 | 0
IGCC-CCS | 0 | 0 | 0 | 0 | 0 | 0
WT_off | 0 | 0 | 0 | 0 | 0 | 0
PseudoUnit | 0 | 0 | 0 | 0 | 0 | 0
FixedInterchange | 0 | 0 | 0 | 0 | 0 | 0
Emission Cost by Reporting Type: NEISO
ReportingType | 2015 | 2020 | 2025 | 2030 | 2035 | 2040
BM | 0 | 0 | 0 | 0 | 0 | 0
CC | 0 | 0 | 0 | 0 | 0 | 0
CSP | 0 | 0 | 0 | 0 | 0 | 0
CT | 0 | 0 | 0 | 0 | 0 | 0
Coal | 0 | 0 | 0 | 0 | 0 | 0
Geo | 0 | 0 | 0 | 0 | 0 | 0
H | 0 | 0 | 0 | 0 | 0 | 0
LFG | 0 | 0 | 0 | 0 | 0 | 0
Nuc | 0 | 0 | 0 | 0 | 0 | 0
PS | 0 | 0 | 0 | 0 | 0 | 0
PV | 0 | 0 | 0 | 0 | 0 | 0
PeakG | 0 | 0 | 0 | 0 | 0 | 0
PeakO | 0 | 0 | 0 | 0 | 0 | 0
ST | 0 | 0 | 0 | 0 | 0 | 0
STOG | 0 | 0 | 0 | 0 | 0 | 0
STWD | 0 | 0 | 0 | 0 | 0 | 0
WT | 0 | 0 | 0 | 0 | 0 | 0
IGCC | 0 | 0 | 0 | 0 | 0 | 0
DemandResponse | 0 | 0 | 0 | 0 | 0 | 0
IGCC-CCS | 0 | 0 | 0 | 0 | 0 | 0
WT_off | 0 | 0 | 0 | 0 | 0 | 0
PseudoUnit | 0 | 0 | 0 | 0 | 0 | 0
FixedInterchange | 0 | 0 | 0 | 0 | 0 | 0
Emission Cost by Reporting Type: NonRTO_Midwest
ReportingType | 2015 | 2020 | 2025 | 2030 | 2035 | 2040
BM | 0 | 0 | 0 | 0 | 0 | 0
CC | 0 | 0 | 0 | 0 | 0 | 0
CSP | 0 | 0 | 0 | 0 | 0 | 0
CT | 0 | 0 | 0 | 0 | 0 | 0
Coal | 0 | 0 | 0 | 0 | 0 | 0
Geo | 0 | 0 | 0 | 0 | 0 | 0
H | 0 | 0 | 0 | 0 | 0 | 0
LFG | 0 | 0 | 0 | 0 | 0 | 0
Nuc | 0 | 0 | 0 | 0 | 0 | 0
PS | 0 | 0 | 0 | 0 | 0 | 0
PV | 0 | 0 | 0 | 0 | 0 | 0
PeakG | 0 | 0 | 0 | 0 | 0 | 0
PeakO | 0 | 0 | 0 | 0 | 0 | 0
ST | 0 | 0 | 0 | 0 | 0 | 0
STOG | 0 | 0 | 0 | 0 | 0 | 0
STWD | 0 | 0 | 0 | 0 | 0 | 0
WT | 0 | 0 | 0 | 0 | 0 | 0
IGCC | 0 | 0 | 0 | 0 | 0 | 0
DemandResponse | 0 | 0 | 0 | 0 | 0 | 0
IGCC-CCS | 0 | 0 | 0 | 0 | 0 | 0
WT_off | 0 | 0 | 0 | 0 | 0 | 0
PseudoUnit | 0 | 0 | 0 | 0 | 0 | 0
FixedInterchange | 0 | 0 | 0 | 0 | 0 | 0
Emission Cost by Reporting Type: NYISO_A-F
ReportingType | 2015 | 2020 | 2025 | 2030 | 2035 | 2040
BM | 0 | 0 | 0 | 0 | 0 | 0
CC | 0 | 0 | 0 | 0 | 0 | 0
CSP | 0 | 0 | 0 | 0 | 0 | 0
CT | 0 | 0 | 0 | 0 | 0 | 0
Coal | 0 | 0 | 0 | 0 | 0 | 0
Geo | 0 | 0 | 0 | 0 | 0 | 0
H | 0 | 0 | 0 | 0 | 0 | 0
LFG | 0 | 0 | 0 | 0 | 0 | 0
Nuc | 0 | 0 | 0 | 0 | 0 | 0
PS | 0 | 0 | 0 | 0 | 0 | 0
PV | 0 | 0 | 0 | 0 | 0 | 0
PeakG | 0 | 0 | 0 | 0 | 0 | 0
PeakO | 0 | 0 | 0 | 0 | 0 | 0
ST | 0 | 0 | 0 | 0 | 0 | 0
STOG | 0 | 0 | 0 | 0 | 0 | 0
STWD | 0 | 0 | 0 | 0 | 0 | 0
WT | 0 | 0 | 0 | 0 | 0 | 0
IGCC | 0 | 0 | 0 | 0 | 0 | 0
DemandResponse | 0 | 0 | 0 | 0 | 0 | 0
IGCC-CCS | 0 | 0 | 0 | 0 | 0 | 0
WT_off | 0 | 0 | 0 | 0 | 0 | 0
PseudoUnit | 0 | 0 | 0 | 0 | 0 | 0
FixedInterchange | 0 | 0 | 0 | 0 | 0 | 0
Emission Cost by Reporting Type: NYISO_G-I
ReportingType | 2015 | 2020 | 2025 | 2030 | 2035 | 2040
BM | 0 | 0 | 0 | 0 | 0 | 0
CC | 0 | 0 | 0 | 0 | 0 | 0
CSP | 0 | 0 | 0 | 0 | 0 | 0
CT | 0 | 0 | 0 | 0 | 0 | 0
Coal | 0 | 0 | 0 | 0 | 0 | 0
Geo | 0 | 0 | 0 | 0 | 0 | 0
H | 0 | 0 | 0 | 0 | 0 | 0
LFG | 0 | 0 | 0 | 0 | 0 | 0
Nuc | 0 | 0 | 0 | 0 | 0 | 0
PS | 0 | 0 | 0 | 0 | 0 | 0
PV | 0 | 0 | 0 | 0 | 0 | 0
PeakG | 0 | 0 | 0 | 0 | 0 | 0
PeakO | 0 | 0 | 0 | 0 | 0 | 0
ST | 0 | 0 | 0 | 0 | 0 | 0
STOG | 0 | 0 | 0 | 0 | 0 | 0
STWD | 0 | 0 | 0 | 0 | 0 | 0
WT | 0 | 0 | 0 | 0 | 0 | 0
IGCC | 0 | 0 | 0 | 0 | 0 | 0
DemandResponse | 0 | 0 | 0 | 0 | 0 | 0
IGCC-CCS | 0 | 0 | 0 | 0 | 0 | 0
WT_off | 0 | 0 | 0 | 0 | 0 | 0
PseudoUnit | 0 | 0 | 0 | 0 | 0 | 0
FixedInterchange | 0 | 0 | 0 | 0 | 0 | 0
Emission Cost by Reporting Type: NYISO_J-K
ReportingType | 2015 | 2020 | 2025 | 2030 | 2035 | 2040
BM | 0 | 0 | 0 | 0 | 0 | 0
CC | 0 | 0 | 0 | 0 | 0 | 0
CSP | 0 | 0 | 0 | 0 | 0 | 0
CT | 0 | 0 | 0 | 0 | 0 | 0
Coal | 0 | 0 | 0 | 0 | 0 | 0
Geo | 0 | 0 | 0 | 0 | 0 | 0
H | 0 | 0 | 0 | 0 | 0 | 0
LFG | 0 | 0 | 0 | 0 | 0 | 0
Nuc | 0 | 0 | 0 | 0 | 0 | 0
PS | 0 | 0 | 0 | 0 | 0 | 0
PV | 0 | 0 | 0 | 0 | 0 | 0
PeakG | 0 | 0 | 0 | 0 | 0 | 0
PeakO | 0 | 0 | 0 | 0 | 0 | 0
ST | 0 | 0 | 0 | 0 | 0 | 0
STOG | 0 | 0 | 0 | 0 | 0 | 0
STWD | 0 | 0 | 0 | 0 | 0 | 0
WT | 0 | 0 | 0 | 0 | 0 | 0
IGCC | 0 | 0 | 0 | 0 | 0 | 0
DemandResponse | 0 | 0 | 0 | 0 | 0 | 0
IGCC-CCS | 0 | 0 | 0 | 0 | 0 | 0
WT_off | 0 | 0 | 0 | 0 | 0 | 0
PseudoUnit | 0 | 0 | 0 | 0 | 0 | 0
FixedInterchange | 0 | 0 | 0 | 0 | 0 | 0
Emission Cost by Reporting Type: PJM_E
ReportingType | 2015 | 2020 | 2025 | 2030 | 2035 | 2040
BM | 0 | 0 | 0 | 0 | 0 | 0
CC | 0 | 0 | 0 | 0 | 0 | 0
CSP | 0 | 0 | 0 | 0 | 0 | 0
CT | 0 | 0 | 0 | 0 | 0 | 0
Coal | 0 | 0 | 0 | 0 | 0 | 0
Geo | 0 | 0 | 0 | 0 | 0 | 0
H | 0 | 0 | 0 | 0 | 0 | 0
LFG | 0 | 0 | 0 | 0 | 0 | 0
Nuc | 0 | 0 | 0 | 0 | 0 | 0
PS | 0 | 0 | 0 | 0 | 0 | 0
PV | 0 | 0 | 0 | 0 | 0 | 0
PeakG | 0 | 0 | 0 | 0 | 0 | 0
PeakO | 0 | 0 | 0 | 0 | 0 | 0
ST | 0 | 0 | 0 | 0 | 0 | 0
STOG | 0 | 0 | 0 | 0 | 0 | 0
STWD | 0 | 0 | 0 | 0 | 0 | 0
WT | 0 | 0 | 0 | 0 | 0 | 0
IGCC | 0 | 0 | 0 | 0 | 0 | 0
DemandResponse | 0 | 0 | 0 | 0 | 0 | 0
IGCC-CCS | 0 | 0 | 0 | 0 | 0 | 0
WT_off | 0 | 0 | 0 | 0 | 0 | 0
PseudoUnit | 0 | 0 | 0 | 0 | 0 | 0
FixedInterchange | 0 | 0 | 0 | 0 | 0 | 0
Emission Cost by Reporting Type: PJM_ROM
ReportingType | 2015 | 2020 | 2025 | 2030 | 2035 | 2040
BM | 0 | 0 | 0 | 0 | 0 | 0
CC | 0 | 0 | 0 | 0 | 0 | 0
CSP | 0 | 0 | 0 | 0 | 0 | 0
CT | 0 | 0 | 0 | 0 | 0 | 0
Coal | 0 | 0 | 0 | 0 | 0 | 0
Geo | 0 | 0 | 0 | 0 | 0 | 0
H | 0 | 0 | 0 | 0 | 0 | 0
LFG | 0 | 0 | 0 | 0 | 0 | 0
Nuc | 0 | 0 | 0 | 0 | 0 | 0
PS | 0 | 0 | 0 | 0 | 0 | 0
PV | 0 | 0 | 0 | 0 | 0 | 0
PeakG | 0 | 0 | 0 | 0 | 0 | 0
PeakO | 0 | 0 | 0 | 0 | 0 | 0
ST | 0 | 0 | 0 | 0 | 0 | 0
STOG | 0 | 0 | 0 | 0 | 0 | 0
STWD | 0 | 0 | 0 | 0 | 0 | 0
WT | 0 | 0 | 0 | 0 | 0 | 0
IGCC | 0 | 0 | 0 | 0 | 0 | 0
DemandResponse | 0 | 0 | 0 | 0 | 0 | 0
IGCC-CCS | 0 | 0 | 0 | 0 | 0 | 0
WT_off | 0 | 0 | 0 | 0 | 0 | 0
PseudoUnit | 0 | 0 | 0 | 0 | 0 | 0
FixedInterchange | 0 | 0 | 0 | 0 | 0 | 0
Emission Cost by Reporting Type: PJM_ROR
ReportingType | 2015 | 2020 | 2025 | 2030 | 2035 | 2040
BM | 0 | 0 | 0 | 0 | 0 | 0
CC | 0 | 0 | 0 | 0 | 0 | 0
CSP | 0 | 0 | 0 | 0 | 0 | 0
CT | 0 | 0 | 0 | 0 | 0 | 0
Coal | 0 | 0 | 0 | 0 | 0 | 0
Geo | 0 | 0 | 0 | 0 | 0 | 0
H | 0 | 0 | 0 | 0 | 0 | 0
LFG | 0 | 0 | 0 | 0 | 0 | 0
Nuc | 0 | 0 | 0 | 0 | 0 | 0
PS | 0 | 0 | 0 | 0 | 0 | 0
PV | 0 | 0 | 0 | 0 | 0 | 0
PeakG | 0 | 0 | 0 | 0 | 0 | 0
PeakO | 0 | 0 | 0 | 0 | 0 | 0
ST | 0 | 0 | 0 | 0 | 0 | 0
STOG | 0 | 0 | 0 | 0 | 0 | 0
STWD | 0 | 0 | 0 | 0 | 0 | 0
WT | 0 | 0 | 0 | 0 | 0 | 0
IGCC | 0 | 0 | 0 | 0 | 0 | 0
DemandResponse | 0 | 0 | 0 | 0 | 0 | 0
IGCC-CCS | 0 | 0 | 0 | 0 | 0 | 0
WT_off | 0 | 0 | 0 | 0 | 0 | 0
PseudoUnit | 0 | 0 | 0 | 0 | 0 | 0
FixedInterchange | 0 | 0 | 0 | 0 | 0 | 0
Emission Cost by Reporting Type: SOCO
ReportingType | 2015 | 2020 | 2025 | 2030 | 2035 | 2040
BM | 0 | 0 | 0 | 0 | 0 | 0
CC | 0 | 0 | 0 | 0 | 0 | 0
CSP | 0 | 0 | 0 | 0 | 0 | 0
CT | 0 | 0 | 0 | 0 | 0 | 0
Coal | 0 | 0 | 0 | 0 | 0 | 0
Geo | 0 | 0 | 0 | 0 | 0 | 0
H | 0 | 0 | 0 | 0 | 0 | 0
LFG | 0 | 0 | 0 | 0 | 0 | 0
Nuc | 0 | 0 | 0 | 0 | 0 | 0
PS | 0 | 0 | 0 | 0 | 0 | 0
PV | 0 | 0 | 0 | 0 | 0 | 0
PeakG | 0 | 0 | 0 | 0 | 0 | 0
PeakO | 0 | 0 | 0 | 0 | 0 | 0
ST | 0 | 0 | 0 | 0 | 0 | 0
STOG | 0 | 0 | 0 | 0 | 0 | 0
STWD | 0 | 0 | 0 | 0 | 0 | 0
WT | 0 | 0 | 0 | 0 | 0 | 0
IGCC | 0 | 0 | 0 | 0 | 0 | 0
DemandResponse | 0 | 0 | 0 | 0 | 0 | 0
IGCC-CCS | 0 | 0 | 0 | 0 | 0 | 0
WT_off | 0 | 0 | 0 | 0 | 0 | 0
PseudoUnit | 0 | 0 | 0 | 0 | 0 | 0
FixedInterchange | 0 | 0 | 0 | 0 | 0 | 0
Emission Cost by Reporting Type: SPP_N
ReportingType | 2015 | 2020 | 2025 | 2030 | 2035 | 2040
BM | 0 | 0 | 0 | 0 | 0 | 0
CC | 0 | 0 | 0 | 0 | 0 | 0
CSP | 0 | 0 | 0 | 0 | 0 | 0
CT | 0 | 0 | 0 | 0 | 0 | 0
Coal | 0 | 0 | 0 | 0 | 0 | 0
Geo | 0 | 0 | 0 | 0 | 0 | 0
H | 0 | 0 | 0 | 0 | 0 | 0
LFG | 0 | 0 | 0 | 0 | 0 | 0
Nuc | 0 | 0 | 0 | 0 | 0 | 0
PS | 0 | 0 | 0 | 0 | 0 | 0
PV | 0 | 0 | 0 | 0 | 0 | 0
PeakG | 0 | 0 | 0 | 0 | 0 | 0
PeakO | 0 | 0 | 0 | 0 | 0 | 0
ST | 0 | 0 | 0 | 0 | 0 | 0
STOG | 0 | 0 | 0 | 0 | 0 | 0
STWD | 0 | 0 | 0 | 0 | 0 | 0
WT | 0 | 0 | 0 | 0 | 0 | 0
IGCC | 0 | 0 | 0 | 0 | 0 | 0
DemandResponse | 0 | 0 | 0 | 0 | 0 | 0
IGCC-CCS | 0 | 0 | 0 | 0 | 0 | 0
WT_off | 0 | 0 | 0 | 0 | 0 | 0
PseudoUnit | 0 | 0 | 0 | 0 | 0 | 0
FixedInterchange | 0 | 0 | 0 | 0 | 0 | 0
Emission Cost by Reporting Type: SPP_S
ReportingType | 2015 | 2020 | 2025 | 2030 | 2035 | 2040
BM | 0 | 0 | 0 | 0 | 0 | 0
CC | 0 | 0 | 0 | 0 | 0 | 0
CSP | 0 | 0 | 0 | 0 | 0 | 0
CT | 0 | 0 | 0 | 0 | 0 | 0
Coal | 0 | 0 | 0 | 0 | 0 | 0
Geo | 0 | 0 | 0 | 0 | 0 | 0
H | 0 | 0 | 0 | 0 | 0 | 0
LFG | 0 | 0 | 0 | 0 | 0 | 0
Nuc | 0 | 0 | 0 | 0 | 0 | 0
PS | 0 | 0 | 0 | 0 | 0 | 0
PV | 0 | 0 | 0 | 0 | 0 | 0
PeakG | 0 | 0 | 0 | 0 | 0 | 0
PeakO | 0 | 0 | 0 | 0 | 0 | 0
ST | 0 | 0 | 0 | 0 | 0 | 0
STOG | 0 | 0 | 0 | 0 | 0 | 0
STWD | 0 | 0 | 0 | 0 | 0 | 0
WT | 0 | 0 | 0 | 0 | 0 | 0
IGCC | 0 | 0 | 0 | 0 | 0 | 0
DemandResponse | 0 | 0 | 0 | 0 | 0 | 0
IGCC-CCS | 0 | 0 | 0 | 0 | 0 | 0
WT_off | 0 | 0 | 0 | 0 | 0 | 0
PseudoUnit | 0 | 0 | 0 | 0 | 0 | 0
FixedInterchange | 0 | 0 | 0 | 0 | 0 | 0
Emission Cost by Reporting Type: TVA
ReportingType | 2015 | 2020 | 2025 | 2030 | 2035 | 2040
BM | 0 | 0 | 0 | 0 | 0 | 0
CC | 0 | 0 | 0 | 0 | 0 | 0
CSP | 0 | 0 | 0 | 0 | 0 | 0
CT | 0 | 0 | 0 | 0 | 0 | 0
Coal | 0 | 0 | 0 | 0 | 0 | 0
Geo | 0 | 0 | 0 | 0 | 0 | 0
H | 0 | 0 | 0 | 0 | 0 | 0
LFG | 0 | 0 | 0 | 0 | 0 | 0
Nuc | 0 | 0 | 0 | 0 | 0 | 0
PS | 0 | 0 | 0 | 0 | 0 | 0
PV | 0 | 0 | 0 | 0 | 0 | 0
PeakG | 0 | 0 | 0 | 0 | 0 | 0
PeakO | 0 | 0 | 0 | 0 | 0 | 0
ST | 0 | 0 | 0 | 0 | 0 | 0
STOG | 0 | 0 | 0 | 0 | 0 | 0
STWD | 0 | 0 | 0 | 0 | 0 | 0
WT | 0 | 0 | 0 | 0 | 0 | 0
IGCC | 0 | 0 | 0 | 0 | 0 | 0
DemandResponse | 0 | 0 | 0 | 0 | 0 | 0
IGCC-CCS | 0 | 0 | 0 | 0 | 0 | 0
WT_off | 0 | 0 | 0 | 0 | 0 | 0
PseudoUnit | 0 | 0 | 0 | 0 | 0 | 0
FixedInterchange | 0 | 0 | 0 | 0 | 0 | 0
Emission Cost by Reporting Type: TVA_Transmission
ReportingType | 2015 | 2020 | 2025 | 2030 | 2035 | 2040
BM | 0 | 0 | 0 | 0 | 0 | 0
CC | 0 | 0 | 0 | 0 | 0 | 0
CSP | 0 | 0 | 0 | 0 | 0 | 0
CT | 0 | 0 | 0 | 0 | 0 | 0
Coal | 0 | 0 | 0 | 0 | 0 | 0
Geo | 0 | 0 | 0 | 0 | 0 | 0
H | 0 | 0 | 0 | 0 | 0 | 0
LFG | 0 | 0 | 0 | 0 | 0 | 0
Nuc | 0 | 0 | 0 | 0 | 0 | 0
PS | 0 | 0 | 0 | 0 | 0 | 0
PV | 0 | 0 | 0 | 0 | 0 | 0
PeakG | 0 | 0 | 0 | 0 | 0 | 0
PeakO | 0 | 0 | 0 | 0 | 0 | 0
ST | 0 | 0 | 0 | 0 | 0 | 0
STOG | 0 | 0 | 0 | 0 | 0 | 0
STWD | 0 | 0 | 0 | 0 | 0 | 0
WT | 0 | 0 | 0 | 0 | 0 | 0
IGCC | 0 | 0 | 0 | 0 | 0 | 0
DemandResponse | 0 | 0 | 0 | 0 | 0 | 0
IGCC-CCS | 0 | 0 | 0 | 0 | 0 | 0
WT_off | 0 | 0 | 0 | 0 | 0 | 0
PseudoUnit | 0 | 0 | 0 | 0 | 0 | 0
FixedInterchange | 0 | 0 | 0 | 0 | 0 | 0
Emission Cost by Reporting Type: VACAR
ReportingType | 2015 | 2020 | 2025 | 2030 | 2035 | 2040
BM | 0 | 0 | 0 | 0 | 0 | 0
CC | 0 | 0 | 0 | 0 | 0 | 0
CSP | 0 | 0 | 0 | 0 | 0 | 0
CT | 0 | 0 | 0 | 0 | 0 | 0
Coal | 0 | 0 | 0 | 0 | 0 | 0
Geo | 0 | 0 | 0 | 0 | 0 | 0
H | 0 | 0 | 0 | 0 | 0 | 0
LFG | 0 | 0 | 0 | 0 | 0 | 0
Nuc | 0 | 0 | 0 | 0 | 0 | 0
PS | 0 | 0 | 0 | 0 | 0 | 0
PV | 0 | 0 | 0 | 0 | 0 | 0
PeakG | 0 | 0 | 0 | 0 | 0 | 0
PeakO | 0 | 0 | 0 | 0 | 0 | 0
ST | 0 | 0 | 0 | 0 | 0 | 0
STOG | 0 | 0 | 0 | 0 | 0 | 0
STWD | 0 | 0 | 0 | 0 | 0 | 0
WT | 0 | 0 | 0 | 0 | 0 | 0
IGCC | 0 | 0 | 0 | 0 | 0 | 0
DemandResponse | 0 | 0 | 0 | 0 | 0 | 0
IGCC-CCS | 0 | 0 | 0 | 0 | 0 | 0
WT_off | 0 | 0 | 0 | 0 | 0 | 0
PseudoUnit | 0 | 0 | 0 | 0 | 0 | 0
FixedInterchange | 0 | 0 | 0 | 0 | 0 | 0
Emission Cost by Reporting Type: IESO
ReportingType | 2015 | 2020 | 2025 | 2030 | 2035 | 2040
BM | 0 | 0 | 0 | 0 | 0 | 0
CC | 0 | 0 | 0 | 0 | 0 | 0
CSP | 0 | 0 | 0 | 0 | 0 | 0
CT | 0 | 0 | 0 | 0 | 0 | 0
Coal | 0 | 0 | 0 | 0 | 0 | 0
Geo | 0 | 0 | 0 | 0 | 0 | 0
H | 0 | 0 | 0 | 0 | 0 | 0
LFG | 0 | 0 | 0 | 0 | 0 | 0
Nuc | 0 | 0 | 0 | 0 | 0 | 0
PS | 0 | 0 | 0 | 0 | 0 | 0
PV | 0 | 0 | 0 | 0 | 0 | 0
PeakG | 0 | 0 | 0 | 0 | 0 | 0
PeakO | 0 | 0 | 0 | 0 | 0 | 0
ST | 0 | 0 | 0 | 0 | 0 | 0
STOG | 0 | 0 | 0 | 0 | 0 | 0
STWD | 0 | 0 | 0 | 0 | 0 | 0
WT | 0 | 0 | 0 | 0 | 0 | 0
IGCC | 0 | 0 | 0 | 0 | 0 | 0
DemandResponse | 0 | 0 | 0 | 0 | 0 | 0
IGCC-CCS | 0 | 0 | 0 | 0 | 0 | 0
WT_off | 0 | 0 | 0 | 0 | 0 | 0
PseudoUnit | 0 | 0 | 0 | 0 | 0 | 0
FixedInterchange | 0 | 0 | 0 | 0 | 0 | 0
Emission Cost by Reporting Type: MAPP_CA
ReportingType | 2015 | 2020 | 2025 | 2030 | 2035 | 2040
BM | 0 | 0 | 0 | 0 | 0 | 0
CC | 0 | 0 | 0 | 0 | 0 | 0
CSP | 0 | 0 | 0 | 0 | 0 | 0
CT | 0 | 0 | 0 | 0 | 0 | 0
Coal | 0 | 0 | 0 | 0 | 0 | 0
Geo | 0 | 0 | 0 | 0 | 0 | 0
H | 0 | 0 | 0 | 0 | 0 | 0
LFG | 0 | 0 | 0 | 0 | 0 | 0
Nuc | 0 | 0 | 0 | 0 | 0 | 0
PS | 0 | 0 | 0 | 0 | 0 | 0
PV | 0 | 0 | 0 | 0 | 0 | 0
PeakG | 0 | 0 | 0 | 0 | 0 | 0
PeakO | 0 | 0 | 0 | 0 | 0 | 0
ST | 0 | 0 | 0 | 0 | 0 | 0
STOG | 0 | 0 | 0 | 0 | 0 | 0
STWD | 0 | 0 | 0 | 0 | 0 | 0
WT | 0 | 0 | 0 | 0 | 0 | 0
IGCC | 0 | 0 | 0 | 0 | 0 | 0
DemandResponse | 0 | 0 | 0 | 0 | 0 | 0
IGCC-CCS | 0 | 0 | 0 | 0 | 0 | 0
WT_off | 0 | 0 | 0 | 0 | 0 | 0
PseudoUnit | 0 | 0 | 0 | 0 | 0 | 0
FixedInterchange | 0 | 0 | 0 | 0 | 0 | 0
Emission Cost by Reporting Type: AZ_NM_SNV_Coal
ReportingType | 2015 | 2020 | 2025 | 2030 | 2035 | 2040
BM | 0 | 0 | 0 | 0 | 0 | 0
CC | 0 | 0 | 0 | 0 | 0 | 0
CSP | 0 | 0 | 0 | 0 | 0 | 0
CT | 0 | 0 | 0 | 0 | 0 | 0
Coal | 0 | 0 | 0 | 0 | 0 | 0
Geo | 0 | 0 | 0 | 0 | 0 | 0
H | 0 | 0 | 0 | 0 | 0 | 0
LFG | 0 | 0 | 0 | 0 | 0 | 0
Nuc | 0 | 0 | 0 | 0 | 0 | 0
PS | 0 | 0 | 0 | 0 | 0 | 0
PV | 0 | 0 | 0 | 0 | 0 | 0
PeakG | 0 | 0 | 0 | 0 | 0 | 0
PeakO | 0 | 0 | 0 | 0 | 0 | 0
ST | 0 | 0 | 0 | 0 | 0 | 0
STOG | 0 | 0 | 0 | 0 | 0 | 0
STWD | 0 | 0 | 0 | 0 | 0 | 0
WT | 0 | 0 | 0 | 0 | 0 | 0
IGCC | 0 | 0 | 0 | 0 | 0 | 0
DemandResponse | 0 | 0 | 0 | 0 | 0 | 0
IGCC-CCS | 0 | 0 | 0 | 0 | 0 | 0
WT_off | 0 | 0 | 0 | 0 | 0 | 0
PseudoUnit | 0 | 0 | 0 | 0 | 0 | 0
FixedInterchange | 0 | 0 | 0 | 0 | 0 | 0
Emission Cost by Reporting Type: AZ_NM_SNV_Gas
ReportingType | 2015 | 2020 | 2025 | 2030 | 2035 | 2040
BM | 0 | 0 | 0 | 0 | 0 | 0
CC | 0 | 0 | 0 | 0 | 0 | 0
CSP | 0 | 0 | 0 | 0 | 0 | 0
CT | 0 | 0 | 0 | 0 | 0 | 0
Coal | 0 | 0 | 0 | 0 | 0 | 0
Geo | 0 | 0 | 0 | 0 | 0 | 0
H | 0 | 0 | 0 | 0 | 0 | 0
LFG | 0 | 0 | 0 | 0 | 0 | 0
Nuc | 0 | 0 | 0 | 0 | 0 | 0
PS | 0 | 0 | 0 | 0 | 0 | 0
PV | 0 | 0 | 0 | 0 | 0 | 0
PeakG | 0 | 0 | 0 | 0 | 0 | 0
PeakO | 0 | 0 | 0 | 0 | 0 | 0
ST | 0 | 0 | 0 | 0 | 0 | 0
STOG | 0 | 0 | 0 | 0 | 0 | 0
STWD | 0 | 0 | 0 | 0 | 0 | 0
WT | 0 | 0 | 0 | 0 | 0 | 0
IGCC | 0 | 0 | 0 | 0 | 0 | 0
DemandResponse | 0 | 0 | 0 | 0 | 0 | 0
IGCC-CCS | 0 | 0 | 0 | 0 | 0 | 0
WT_off | 0 | 0 | 0 | 0 | 0 | 0
PseudoUnit | 0 | 0 | 0 | 0 | 0 | 0
FixedInterchange | 0 | 0 | 0 | 0 | 0 | 0
Emission Cost by Reporting Type: AZ_NM_SNV_NucRenew
ReportingType | 2015 | 2020 | 2025 | 2030 | 2035 | 2040
BM | 0 | 0 | 0 | 0 | 0 | 0
CC | 0 | 0 | 0 | 0 | 0 | 0
CSP | 0 | 0 | 0 | 0 | 0 | 0
CT | 0 | 0 | 0 | 0 | 0 | 0
Coal | 0 | 0 | 0 | 0 | 0 | 0
Geo | 0 | 0 | 0 | 0 | 0 | 0
H | 0 | 0 | 0 | 0 | 0 | 0
LFG | 0 | 0 | 0 | 0 | 0 | 0
Nuc | 0 | 0 | 0 | 0 | 0 | 0
PS | 0 | 0 | 0 | 0 | 0 | 0
PV | 0 | 0 | 0 | 0 | 0 | 0
PeakG | 0 | 0 | 0 | 0 | 0 | 0
PeakO | 0 | 0 | 0 | 0 | 0 | 0
ST | 0 | 0 | 0 | 0 | 0 | 0
STOG | 0 | 0 | 0 | 0 | 0 | 0
STWD | 0 | 0 | 0 | 0 | 0 | 0
WT | 0 | 0 | 0 | 0 | 0 | 0
IGCC | 0 | 0 | 0 | 0 | 0 | 0
DemandResponse | 0 | 0 | 0 | 0 | 0 | 0
IGCC-CCS | 0 | 0 | 0 | 0 | 0 | 0
WT_off | 0 | 0 | 0 | 0 | 0 | 0
PseudoUnit | 0 | 0 | 0 | 0 | 0 | 0
FixedInterchange | 0 | 0 | 0 | 0 | 0 | 0
Emission Cost by Reporting Type: ERCOT
ReportingType | 2015 | 2020 | 2025 | 2030 | 2035 | 2040
BM | 0 | 0 | 0 | 0 | 0 | 0
CC | 0 | 0 | 0 | 0 | 0 | 0
CSP | 0 | 0 | 0 | 0 | 0 | 0
CT | 0 | 0 | 0 | 0 | 0 | 0
Coal | 0 | 0 | 0 | 0 | 0 | 0
Geo | 0 | 0 | 0 | 0 | 0 | 0
H | 0 | 0 | 0 | 0 | 0 | 0
LFG | 0 | 0 | 0 | 0 | 0 | 0
Nuc | 0 | 0 | 0 | 0 | 0 | 0
PS | 0 | 0 | 0 | 0 | 0 | 0
PV | 0 | 0 | 0 | 0 | 0 | 0
PeakG | 0 | 0 | 0 | 0 | 0 | 0
PeakO | 0 | 0 | 0 | 0 | 0 | 0
ST | 0 | 0 | 0 | 0 | 0 | 0
STOG | 0 | 0 | 0 | 0 | 0 | 0
STWD | 0 | 0 | 0 | 0 | 0 | 0
WT | 0 | 0 | 0 | 0 | 0 | 0
IGCC | 0 | 0 | 0 | 0 | 0 | 0
DemandResponse | 0 | 0 | 0 | 0 | 0 | 0
IGCC-CCS | 0 | 0 | 0 | 0 | 0 | 0
WT_off | 0 | 0 | 0 | 0 | 0 | 0
PseudoUnit | 0 | 0 | 0 | 0 | 0 | 0
FixedInterchange | 0 | 0 | 0 | 0 | 0 | 0
Emission Cost by Reporting Type: NP15
ReportingType | 2015 | 2020 | 2025 | 2030 | 2035 | 2040
BM | 0 | 0 | 0 | 0 | 0 | 0
CC | 0 | 0 | 0 | 0 | 0 | 0
CSP | 0 | 0 | 0 | 0 | 0 | 0
CT | 0 | 0 | 0 | 0 | 0 | 0
Coal | 0 | 0 | 0 | 0 | 0 | 0
Geo | 0 | 0 | 0 | 0 | 0 | 0
H | 0 | 0 | 0 | 0 | 0 | 0
LFG | 0 | 0 | 0 | 0 | 0 | 0
Nuc | 0 | 0 | 0 | 0 | 0 | 0
PS | 0 | 0 | 0 | 0 | 0 | 0
PV | 0 | 0 | 0 | 0 | 0 | 0
PeakG | 0 | 0 | 0 | 0 | 0 | 0
PeakO | 0 | 0 | 0 | 0 | 0 | 0
ST | 0 | 0 | 0 | 0 | 0 | 0
STOG | 0 | 0 | 0 | 0 | 0 | 0
STWD | 0 | 0 | 0 | 0 | 0 | 0
WT | 0 | 0 | 0 | 0 | 0 | 0
IGCC | 0 | 0 | 0 | 0 | 0 | 0
DemandResponse | 0 | 0 | 0 | 0 | 0 | 0
IGCC-CCS | 0 | 0 | 0 | 0 | 0 | 0
WT_off | 0 | 0 | 0 | 0 | 0 | 0
PseudoUnit | 0 | 0 | 0 | 0 | 0 | 0
FixedInterchange | 0 | 0 | 0 | 0 | 0 | 0
Emission Cost by Reporting Type: NWPP_Coal
ReportingType | 2015 | 2020 | 2025 | 2030 | 2035 | 2040
BM | 0 | 0 | 0 | 0 | 0 | 0
CC | 0 | 0 | 0 | 0 | 0 | 0
CSP | 0 | 0 | 0 | 0 | 0 | 0
CT | 0 | 0 | 0 | 0 | 0 | 0
Coal | 0 | 0 | 0 | 0 | 0 | 0
Geo | 0 | 0 | 0 | 0 | 0 | 0
H | 0 | 0 | 0 | 0 | 0 | 0
LFG | 0 | 0 | 0 | 0 | 0 | 0
Nuc | 0 | 0 | 0 | 0 | 0 | 0
PS | 0 | 0 | 0 | 0 | 0 | 0
PV | 0 | 0 | 0 | 0 | 0 | 0
PeakG | 0 | 0 | 0 | 0 | 0 | 0
PeakO | 0 | 0 | 0 | 0 | 0 | 0
ST | 0 | 0 | 0 | 0 | 0 | 0
STOG | 0 | 0 | 0 | 0 | 0 | 0
STWD | 0 | 0 | 0 | 0 | 0 | 0
WT | 0 | 0 | 0 | 0 | 0 | 0
IGCC | 0 | 0 | 0 | 0 | 0 | 0
DemandResponse | 0 | 0 | 0 | 0 | 0 | 0
IGCC-CCS | 0 | 0 | 0 | 0 | 0 | 0
WT_off | 0 | 0 | 0 | 0 | 0 | 0
PseudoUnit | 0 | 0 | 0 | 0 | 0 | 0
FixedInterchange | 0 | 0 | 0 | 0 | 0 | 0
Emission Cost by Reporting Type: NWPP_Gas
ReportingType | 2015 | 2020 | 2025 | 2030 | 2035 | 2040
BM | 0 | 0 | 0 | 0 | 0 | 0
CC | 0 | 0 | 0 | 0 | 0 | 0
CSP | 0 | 0 | 0 | 0 | 0 | 0
CT | 0 | 0 | 0 | 0 | 0 | 0
Coal | 0 | 0 | 0 | 0 | 0 | 0
Geo | 0 | 0 | 0 | 0 | 0 | 0
H | 0 | 0 | 0 | 0 | 0 | 0
LFG | 0 | 0 | 0 | 0 | 0 | 0
Nuc | 0 | 0 | 0 | 0 | 0 | 0
PS | 0 | 0 | 0 | 0 | 0 | 0
PV | 0 | 0 | 0 | 0 | 0 | 0
PeakG | 0 | 0 | 0 | 0 | 0 | 0
PeakO | 0 | 0 | 0 | 0 | 0 | 0
ST | 0 | 0 | 0 | 0 | 0 | 0
STOG | 0 | 0 | 0 | 0 | 0 | 0
STWD | 0 | 0 | 0 | 0 | 0 | 0
WT | 0 | 0 | 0 | 0 | 0 | 0
IGCC | 0 | 0 | 0 | 0 | 0 | 0
DemandResponse | 0 | 0 | 0 | 0 | 0 | 0
IGCC-CCS | 0 | 0 | 0 | 0 | 0 | 0
WT_off | 0 | 0 | 0 | 0 | 0 | 0
PseudoUnit | 0 | 0 | 0 | 0 | 0 | 0
FixedInterchange | 0 | 0 | 0 | 0 | 0 | 0
Emission Cost by Reporting Type: NWPP_NucRenew
ReportingType | 2015 | 2020 | 2025 | 2030 | 2035 | 2040
BM | 0 | 0 | 0 | 0 | 0 | 0
CC | 0 | 0 | 0 | 0 | 0 | 0
CSP | 0 | 0 | 0 | 0 | 0 | 0
CT | 0 | 0 | 0 | 0 | 0 | 0
Coal | 0 | 0 | 0 | 0 | 0 | 0
Geo | 0 | 0 | 0 | 0 | 0 | 0
H | 0 | 0 | 0 | 0 | 0 | 0
LFG | 0 | 0 | 0 | 0 | 0 | 0
Nuc | 0 | 0 | 0 | 0 | 0 | 0
PS | 0 | 0 | 0 | 0 | 0 | 0
PV | 0 | 0 | 0 | 0 | 0 | 0
PeakG | 0 | 0 | 0 | 0 | 0 | 0
PeakO | 0 | 0 | 0 | 0 | 0 | 0
ST | 0 | 0 | 0 | 0 | 0 | 0
STOG | 0 | 0 | 0 | 0 | 0 | 0
STWD | 0 | 0 | 0 | 0 | 0 | 0
WT | 0 | 0 | 0 | 0 | 0 | 0
IGCC | 0 | 0 | 0 | 0 | 0 | 0
DemandResponse | 0 | 0 | 0 | 0 | 0 | 0
IGCC-CCS | 0 | 0 | 0 | 0 | 0 | 0
WT_off | 0 | 0 | 0 | 0 | 0 | 0
PseudoUnit | 0 | 0 | 0 | 0 | 0 | 0
FixedInterchange | 0 | 0 | 0 | 0 | 0 | 0
Emission Cost by Reporting Type: RMPA
ReportingType | 2015 | 2020 | 2025 | 2030 | 2035 | 2040
BM | 0 | 0 | 0 | 0 | 0 | 0
CC | 0 | 0 | 0 | 0 | 0 | 0
CSP | 0 | 0 | 0 | 0 | 0 | 0
CT | 0 | 0 | 0 | 0 | 0 | 0
Coal | 0 | 0 | 0 | 0 | 0 | 0
Geo | 0 | 0 | 0 | 0 | 0 | 0
H | 0 | 0 | 0 | 0 | 0 | 0
LFG | 0 | 0 | 0 | 0 | 0 | 0
Nuc | 0 | 0 | 0 | 0 | 0 | 0
PS | 0 | 0 | 0 | 0 | 0 | 0
PV | 0 | 0 | 0 | 0 | 0 | 0
PeakG | 0 | 0 | 0 | 0 | 0 | 0
PeakO | 0 | 0 | 0 | 0 | 0 | 0
ST | 0 | 0 | 0 | 0 | 0 | 0
STOG | 0 | 0 | 0 | 0 | 0 | 0
STWD | 0 | 0 | 0 | 0 | 0 | 0
WT | 0 | 0 | 0 | 0 | 0 | 0
IGCC | 0 | 0 | 0 | 0 | 0 | 0
DemandResponse | 0 | 0 | 0 | 0 | 0 | 0
IGCC-CCS | 0 | 0 | 0 | 0 | 0 | 0
WT_off | 0 | 0 | 0 | 0 | 0 | 0
PseudoUnit | 0 | 0 | 0 | 0 | 0 | 0
FixedInterchange | 0 | 0 | 0 | 0 | 0 | 0
Emission Cost by Reporting Type: SP15
ReportingType | 2015 | 2020 | 2025 | 2030 | 2035 | 2040
BM | 0 | 0 | 0 | 0 | 0 | 0
CC | 0 | 0 | 0 | 0 | 0 | 0
CSP | 0 | 0 | 0 | 0 | 0 | 0
CT | 0 | 0 | 0 | 0 | 0 | 0
Coal | 0 | 0 | 0 | 0 | 0 | 0
Geo | 0 | 0 | 0 | 0 | 0 | 0
H | 0 | 0 | 0 | 0 | 0 | 0
LFG | 0 | 0 | 0 | 0 | 0 | 0
Nuc | 0 | 0 | 0 | 0 | 0 | 0
PS | 0 | 0 | 0 | 0 | 0 | 0
PV | 0 | 0 | 0 | 0 | 0 | 0
PeakG | 0 | 0 | 0 | 0 | 0 | 0
PeakO | 0 | 0 | 0 | 0 | 0 | 0
ST | 0 | 0 | 0 | 0 | 0 | 0
STOG | 0 | 0 | 0 | 0 | 0 | 0
STWD | 0 | 0 | 0 | 0 | 0 | 0
WT | 0 | 0 | 0 | 0 | 0 | 0
IGCC | 0 | 0 | 0 | 0 | 0 | 0
DemandResponse | 0 | 0 | 0 | 0 | 0 | 0
IGCC-CCS | 0 | 0 | 0 | 0 | 0 | 0
WT_off | 0 | 0 | 0 | 0 | 0 | 0
PseudoUnit | 0 | 0 | 0 | 0 | 0 | 0
FixedInterchange | 0 | 0 | 0 | 0 | 0 | 0
Emission Cost by Reporting Type: ALB
ReportingType | 2015 | 2020 | 2025 | 2030 | 2035 | 2040
BM | 0 | 0 | 0 | 0 | 0 | 0
CC | 0 | 0 | 0 | 0 | 0 | 0
CSP | 0 | 0 | 0 | 0 | 0 | 0
CT | 0 | 0 | 0 | 0 | 0 | 0
Coal | 0 | 0 | 0 | 0 | 0 | 0
Geo | 0 | 0 | 0 | 0 | 0 | 0
H | 0 | 0 | 0 | 0 | 0 | 0
LFG | 0 | 0 | 0 | 0 | 0 | 0
Nuc | 0 | 0 | 0 | 0 | 0 | 0
PS | 0 | 0 | 0 | 0 | 0 | 0
PV | 0 | 0 | 0 | 0 | 0 | 0
PeakG | 0 | 0 | 0 | 0 | 0 | 0
PeakO | 0 | 0 | 0 | 0 | 0 | 0
ST | 0 | 0 | 0 | 0 | 0 | 0
STOG | 0 | 0 | 0 | 0 | 0 | 0
STWD | 0 | 0 | 0 | 0 | 0 | 0
WT | 0 | 0 | 0 | 0 | 0 | 0
IGCC | 0 | 0 | 0 | 0 | 0 | 0
DemandResponse | 0 | 0 | 0 | 0 | 0 | 0
IGCC-CCS | 0 | 0 | 0 | 0 | 0 | 0
WT_off | 0 | 0 | 0 | 0 | 0 | 0
PseudoUnit | 0 | 0 | 0 | 0 | 0 | 0
FixedInterchange | 0 | 0 | 0 | 0 | 0 | 0
Emission Cost by Reporting Type: BC
ReportingType | 2015 | 2020 | 2025 | 2030 | 2035 | 2040
BM | 0 | 0 | 0 | 0 | 0 | 0
CC | 0 | 0 | 0 | 0 | 0 | 0
CSP | 0 | 0 | 0 | 0 | 0 | 0
CT | 0 | 0 | 0 | 0 | 0 | 0
Coal | 0 | 0 | 0 | 0 | 0 | 0
Geo | 0 | 0 | 0 | 0 | 0 | 0
H | 0 | 0 | 0 | 0 | 0 | 0
LFG | 0 | 0 | 0 | 0 | 0 | 0
Nuc | 0 | 0 | 0 | 0 | 0 | 0
PS | 0 | 0 | 0 | 0 | 0 | 0
PV | 0 | 0 | 0 | 0 | 0 | 0
PeakG | 0 | 0 | 0 | 0 | 0 | 0
PeakO | 0 | 0 | 0 | 0 | 0 | 0
ST | 0 | 0 | 0 | 0 | 0 | 0
STOG | 0 | 0 | 0 | 0 | 0 | 0
STWD | 0 | 0 | 0 | 0 | 0 | 0
WT | 0 | 0 | 0 | 0 | 0 | 0
IGCC | 0 | 0 | 0 | 0 | 0 | 0
DemandResponse | 0 | 0 | 0 | 0 | 0 | 0
IGCC-CCS | 0 | 0 | 0 | 0 | 0 | 0
WT_off | 0 | 0 | 0 | 0 | 0 | 0
PseudoUnit | 0 | 0 | 0 | 0 | 0 | 0
FixedInterchange | 0 | 0 | 0 | 0 | 0 | 0
Emission Cost by Reporting Type: HQ_IESO
ReportingType | 2015 | 2020 | 2025 | 2030 | 2035 | 2040
BM | 0 | 0 | 0 | 0 | 0 | 0
CC | 0 | 0 | 0 | 0 | 0 | 0
CSP | 0 | 0 | 0 | 0 | 0 | 0
CT | 0 | 0 | 0 | 0 | 0 | 0
Coal | 0 | 0 | 0 | 0 | 0 | 0
Geo | 0 | 0 | 0 | 0 | 0 | 0
H | 0 | 0 | 0 | 0 | 0 | 0
LFG | 0 | 0 | 0 | 0 | 0 | 0
Nuc | 0 | 0 | 0 | 0 | 0 | 0
PS | 0 | 0 | 0 | 0 | 0 | 0
PV | 0 | 0 | 0 | 0 | 0 | 0
PeakG | 0 | 0 | 0 | 0 | 0 | 0
PeakO | 0 | 0 | 0 | 0 | 0 | 0
ST | 0 | 0 | 0 | 0 | 0 | 0
STOG | 0 | 0 | 0 | 0 | 0 | 0
STWD | 0 | 0 | 0 | 0 | 0 | 0
WT | 0 | 0 | 0 | 0 | 0 | 0
IGCC | 0 | 0 | 0 | 0 | 0 | 0
DemandResponse | 0 | 0 | 0 | 0 | 0 | 0
IGCC-CCS | 0 | 0 | 0 | 0 | 0 | 0
WT_off | 0 | 0 | 0 | 0 | 0 | 0
PseudoUnit | 0 | 0 | 0 | 0 | 0 | 0
FixedInterchange | 0 | 0 | 0 | 0 | 0 | 0
Emission Cost by Reporting Type: HQ_NEISO
ReportingType | 2015 | 2020 | 2025 | 2030 | 2035 | 2040
BM | 0 | 0 | 0 | 0 | 0 | 0
CC | 0 | 0 | 0 | 0 | 0 | 0
CSP | 0 | 0 | 0 | 0 | 0 | 0
CT | 0 | 0 | 0 | 0 | 0 | 0
Coal | 0 | 0 | 0 | 0 | 0 | 0
Geo | 0 | 0 | 0 | 0 | 0 | 0
H | 0 | 0 | 0 | 0 | 0 | 0
LFG | 0 | 0 | 0 | 0 | 0 | 0
Nuc | 0 | 0 | 0 | 0 | 0 | 0
PS | 0 | 0 | 0 | 0 | 0 | 0
PV | 0 | 0 | 0 | 0 | 0 | 0
PeakG | 0 | 0 | 0 | 0 | 0 | 0
PeakO | 0 | 0 | 0 | 0 | 0 | 0
ST | 0 | 0 | 0 | 0 | 0 | 0
STOG | 0 | 0 | 0 | 0 | 0 | 0
STWD | 0 | 0 | 0 | 0 | 0 | 0
WT | 0 | 0 | 0 | 0 | 0 | 0
IGCC | 0 | 0 | 0 | 0 | 0 | 0
DemandResponse | 0 | 0 | 0 | 0 | 0 | 0
IGCC-CCS | 0 | 0 | 0 | 0 | 0 | 0
WT_off | 0 | 0 | 0 | 0 | 0 | 0
PseudoUnit | 0 | 0 | 0 | 0 | 0 | 0
FixedInterchange | 0 | 0 | 0 | 0 | 0 | 0
Emission Cost by Reporting Type: HQ_NY
ReportingType | 2015 | 2020 | 2025 | 2030 | 2035 | 2040
BM | 0 | 0 | 0 | 0 | 0 | 0
CC | 0 | 0 | 0 | 0 | 0 | 0
CSP | 0 | 0 | 0 | 0 | 0 | 0
CT | 0 | 0 | 0 | 0 | 0 | 0
Coal | 0 | 0 | 0 | 0 | 0 | 0
Geo | 0 | 0 | 0 | 0 | 0 | 0
H | 0 | 0 | 0 | 0 | 0 | 0
LFG | 0 | 0 | 0 | 0 | 0 | 0
Nuc | 0 | 0 | 0 | 0 | 0 | 0
PS | 0 | 0 | 0 | 0 | 0 | 0
PV | 0 | 0 | 0 | 0 | 0 | 0
PeakG | 0 | 0 | 0 | 0 | 0 | 0
PeakO | 0 | 0 | 0 | 0 | 0 | 0
ST | 0 | 0 | 0 | 0 | 0 | 0
STOG | 0 | 0 | 0 | 0 | 0 | 0
STWD | 0 | 0 | 0 | 0 | 0 | 0
WT | 0 | 0 | 0 | 0 | 0 | 0
IGCC | 0 | 0 | 0 | 0 | 0 | 0
DemandResponse | 0 | 0 | 0 | 0 | 0 | 0
IGCC-CCS | 0 | 0 | 0 | 0 | 0 | 0
WT_off | 0 | 0 | 0 | 0 | 0 | 0
PseudoUnit | 0 | 0 | 0 | 0 | 0 | 0
FixedInterchange | 0 | 0 | 0 | 0 | 0 | 0
Emission Cost by Reporting Type: MARITIMES
ReportingType | 2015 | 2020 | 2025 | 2030 | 2035 | 2040
BM | 0 | 0 | 0 | 0 | 0 | 0
CC | 0 | 0 | 0 | 0 | 0 | 0
CSP | 0 | 0 | 0 | 0 | 0 | 0
CT | 0 | 0 | 0 | 0 | 0 | 0
Coal | 0 | 0 | 0 | 0 | 0 | 0
Geo | 0 | 0 | 0 | 0 | 0 | 0
H | 0 | 0 | 0 | 0 | 0 | 0
LFG | 0 | 0 | 0 | 0 | 0 | 0
Nuc | 0 | 0 | 0 | 0 | 0 | 0
PS | 0 | 0 | 0 | 0 | 0 | 0
PV | 0 | 0 | 0 | 0 | 0 | 0
PeakG | 0 | 0 | 0 | 0 | 0 | 0
PeakO | 0 | 0 | 0 | 0 | 0 | 0
ST | 0 | 0 | 0 | 0 | 0 | 0
STOG | 0 | 0 | 0 | 0 | 0 | 0
STWD | 0 | 0 | 0 | 0 | 0 | 0
WT | 0 | 0 | 0 | 0 | 0 | 0
IGCC | 0 | 0 | 0 | 0 | 0 | 0
DemandResponse | 0 | 0 | 0 | 0 | 0 | 0
IGCC-CCS | 0 | 0 | 0 | 0 | 0 | 0
WT_off | 0 | 0 | 0 | 0 | 0 | 0
PseudoUnit | 0 | 0 | 0 | 0 | 0 | 0
FixedInterchange | 0 | 0 | 0 | 0 | 0 | 0
Emission Cost by Reporting Type: All
ReportingType | 2015 | 2020 | 2025 | 2030 | 2035 | 2040
BM | 0 | 0 | 0 | 0 | 0 | 0
CC | 0 | 0 | 0 | 0 | 0 | 0
CSP | 0 | 0 | 0 | 0 | 0 | 0
CT | 0 | 0 | 0 | 0 | 0 | 0
Coal | 0 | 0 | 0 | 0 | 0 | 0
Geo | 0 | 0 | 0 | 0 | 0 | 0
H | 0 | 0 | 0 | 0 | 0 | 0
LFG | 0 | 0 | 0 | 0 | 0 | 0
Nuc | 0 | 0 | 0 | 0 | 0 | 0
PS | 0 | 0 | 0 | 0 | 0 | 0
PV | 0 | 0 | 0 | 0 | 0 | 0
PeakG | 0 | 0 | 0 | 0 | 0 | 0
PeakO | 0 | 0 | 0 | 0 | 0 | 0
ST | 0 | 0 | 0 | 0 | 0 | 0
STOG | 0 | 0 | 0 | 0 | 0 | 0
STWD | 0 | 0 | 0 | 0 | 0 | 0
WT | 0 | 0 | 0 | 0 | 0 | 0
IGCC | 0 | 0 | 0 | 0 | 0 | 0
DemandResponse | 0 | 0 | 0 | 0 | 0 | 0
IGCC-CCS | 0 | 0 | 0 | 0 | 0 | 0
WT_off | 0 | 0 | 0 | 0 | 0 | 0
PseudoUnit | 0 | 0 | 0 | 0 | 0 | 0
FixedInterchange | 0 | 0 | 0 | 0 | 0 | 0
Emission Cost by Reporting Type: EI_US
ReportingType | 2015 | 2020 | 2025 | 2030 | 2035 | 2040
BM | 0 | 0 | 0 | 0 | 0 | 0
CC | 0 | 0 | 0 | 0 | 0 | 0
CSP | 0 | 0 | 0 | 0 | 0 | 0
CT | 0 | 0 | 0 | 0 | 0 | 0
Coal | 0 | 0 | 0 | 0 | 0 | 0
Geo | 0 | 0 | 0 | 0 | 0 | 0
H | 0 | 0 | 0 | 0 | 0 | 0
LFG | 0 | 0 | 0 | 0 | 0 | 0
Nuc | 0 | 0 | 0 | 0 | 0 | 0
PS | 0 | 0 | 0 | 0 | 0 | 0
PV | 0 | 0 | 0 | 0 | 0 | 0
PeakG | 0 | 0 | 0 | 0 | 0 | 0
PeakO | 0 | 0 | 0 | 0 | 0 | 0
ST | 0 | 0 | 0 | 0 | 0 | 0
STOG | 0 | 0 | 0 | 0 | 0 | 0
STWD | 0 | 0 | 0 | 0 | 0 | 0
WT | 0 | 0 | 0 | 0 | 0 | 0
IGCC | 0 | 0 | 0 | 0 | 0 | 0
DemandResponse | 0 | 0 | 0 | 0 | 0 | 0
IGCC-CCS | 0 | 0 | 0 | 0 | 0 | 0
WT_off | 0 | 0 | 0 | 0 | 0 | 0
PseudoUnit | 0 | 0 | 0 | 0 | 0 | 0
FixedInterchange | 0 | 0 | 0 | 0 | 0 | 0
Emission Cost by Reporting Type: EI_Canada
ReportingType | 2015 | 2020 | 2025 | 2030 | 2035 | 2040
BM | 0 | 0 | 0 | 0 | 0 | 0
CC | 0 | 0 | 0 | 0 | 0 | 0
CSP | 0 | 0 | 0 | 0 | 0 | 0
CT | 0 | 0 | 0 | 0 | 0 | 0
Coal | 0 | 0 | 0 | 0 | 0 | 0
Geo | 0 | 0 | 0 | 0 | 0 | 0
H | 0 | 0 | 0 | 0 | 0 | 0
LFG | 0 | 0 | 0 | 0 | 0 | 0
Nuc | 0 | 0 | 0 | 0 | 0 | 0
PS | 0 | 0 | 0 | 0 | 0 | 0
PV | 0 | 0 | 0 | 0 | 0 | 0
PeakG | 0 | 0 | 0 | 0 | 0 | 0
PeakO | 0 | 0 | 0 | 0 | 0 | 0
ST | 0 | 0 | 0 | 0 | 0 | 0
STOG | 0 | 0 | 0 | 0 | 0 | 0
STWD | 0 | 0 | 0 | 0 | 0 | 0
WT | 0 | 0 | 0 | 0 | 0 | 0
IGCC | 0 | 0 | 0 | 0 | 0 | 0
DemandResponse | 0 | 0 | 0 | 0 | 0 | 0
IGCC-CCS | 0 | 0 | 0 | 0 | 0 | 0
WT_off | 0 | 0 | 0 | 0 | 0 | 0
PseudoUnit | 0 | 0 | 0 | 0 | 0 | 0
FixedInterchange | 0 | 0 | 0 | 0 | 0 | 0
Emission Cost by Reporting Type: EI
ReportingType | 2015 | 2020 | 2025 | 2030 | 2035 | 2040
BM | 0 | 0 | 0 | 0 | 0 | 0
CC | 0 | 0 | 0 | 0 | 0 | 0
CSP | 0 | 0 | 0 | 0 | 0 | 0
CT | 0 | 0 | 0 | 0 | 0 | 0
Coal | 0 | 0 | 0 | 0 | 0 | 0
Geo | 0 | 0 | 0 | 0 | 0 | 0
H | 0 | 0 | 0 | 0 | 0 | 0
LFG | 0 | 0 | 0 | 0 | 0 | 0
Nuc | 0 | 0 | 0 | 0 | 0 | 0
PS | 0 | 0 | 0 | 0 | 0 | 0
PV | 0 | 0 | 0 | 0 | 0 | 0
PeakG | 0 | 0 | 0 | 0 | 0 | 0
PeakO | 0 | 0 | 0 | 0 | 0 | 0
ST | 0 | 0 | 0 | 0 | 0 | 0
STOG | 0 | 0 | 0 | 0 | 0 | 0
STWD | 0 | 0 | 0 | 0 | 0 | 0
WT | 0 | 0 | 0 | 0 | 0 | 0
IGCC | 0 | 0 | 0 | 0 | 0 | 0
DemandResponse | 0 | 0 | 0 | 0 | 0 | 0
IGCC-CCS | 0 | 0 | 0 | 0 | 0 | 0
WT_off | 0 | 0 | 0 | 0 | 0 | 0
PseudoUnit | 0 | 0 | 0 | 0 | 0 | 0
FixedInterchange | 0 | 0 | 0 | 0 | 0 | 0
Emission Cost by Reporting Type: Outside_EI
ReportingType | 2015 | 2020 | 2025 | 2030 | 2035 | 2040
BM | 0 | 0 | 0 | 0 | 0 | 0
CC | 0 | 0 | 0 | 0 | 0 | 0
CSP | 0 | 0 | 0 | 0 | 0 | 0
CT | 0 | 0 | 0 | 0 | 0 | 0
Coal | 0 | 0 | 0 | 0 | 0 | 0
Geo | 0 | 0 | 0 | 0 | 0 | 0
H | 0 | 0 | 0 | 0 | 0 | 0
LFG | 0 | 0 | 0 | 0 | 0 | 0
Nuc | 0 | 0 | 0 | 0 | 0 | 0
PS | 0 | 0 | 0 | 0 | 0 | 0
PV | 0 | 0 | 0 | 0 | 0 | 0
PeakG | 0 | 0 | 0 | 0 | 0 | 0
PeakO | 0 | 0 | 0 | 0 | 0 | 0
ST | 0 | 0 | 0 | 0 | 0 | 0
STOG | 0 | 0 | 0 | 0 | 0 | 0
STWD | 0 | 0 | 0 | 0 | 0 | 0
WT | 0 | 0 | 0 | 0 | 0 | 0
IGCC | 0 | 0 | 0 | 0 | 0 | 0
DemandResponse | 0 | 0 | 0 | 0 | 0 | 0
IGCC-CCS | 0 | 0 | 0 | 0 | 0 | 0
WT_off | 0 | 0 | 0 | 0 | 0 | 0
PseudoUnit | 0 | 0 | 0 | 0 | 0 | 0
FixedInterchange | 0 | 0 | 0 | 0 | 0 | 0
==== Emission Program: CAIRNOxAnnual : (NOx) ====
Emission Cost by Reporting Type: Entergy
ReportingType | 2015 | 2020 | 2025 | 2030 | 2035 | 2040
BM | 0 | 0 | 0 | 0 | 0 | 0
CC | 0 | 0 | 0 | 0 | 0 | 0
CSP | 0 | 0 | 0 | 0 | 0 | 0
CT | 0 | 0 | 0 | 0 | 0 | 0
Coal | 0 | 0 | 0 | 0 | 0 | 0
Geo | 0 | 0 | 0 | 0 | 0 | 0
H | 0 | 0 | 0 | 0 | 0 | 0
LFG | 0 | 0 | 0 | 0 | 0 | 0
Nuc | 0 | 0 | 0 | 0 | 0 | 0
PS | 0 | 0 | 0 | 0 | 0 | 0
PV | 0 | 0 | 0 | 0 | 0 | 0
PeakG | 0 | 0 | 0 | 0 | 0 | 0
PeakO | 0 | 0 | 0 | 0 | 0 | 0
ST | 0 | 0 | 0 | 0 | 0 | 0
STOG | 0 | 0 | 0 | 0 | 0 | 0
STWD | 0 | 0 | 0 | 0 | 0 | 0
WT | 0 | 0 | 0 | 0 | 0 | 0
IGCC | 0 | 0 | 0 | 0 | 0 | 0
DemandResponse | 0 | 0 | 0 | 0 | 0 | 0
IGCC-CCS | 0 | 0 | 0 | 0 | 0 | 0
WT_off | 0 | 0 | 0 | 0 | 0 | 0
PseudoUnit | 0 | 0 | 0 | 0 | 0 | 0
FixedInterchange | 0 | 0 | 0 | 0 | 0 | 0
Emission Cost by Reporting Type: FRCC
ReportingType | 2015 | 2020 | 2025 | 2030 | 2035 | 2040
BM | 0 | 0 | 0 | 0 | 0 | 0
CC | 0 | 0 | 0 | 0 | 0 | 0
CSP | 0 | 0 | 0 | 0 | 0 | 0
CT | 0 | 0 | 0 | 0 | 0 | 0
Coal | 0 | 0 | 0 | 0 | 0 | 0
Geo | 0 | 0 | 0 | 0 | 0 | 0
H | 0 | 0 | 0 | 0 | 0 | 0
LFG | 0 | 0 | 0 | 0 | 0 | 0
Nuc | 0 | 0 | 0 | 0 | 0 | 0
PS | 0 | 0 | 0 | 0 | 0 | 0
PV | 0 | 0 | 0 | 0 | 0 | 0
PeakG | 0 | 0 | 0 | 0 | 0 | 0
PeakO | 0 | 0 | 0 | 0 | 0 | 0
ST | 0 | 0 | 0 | 0 | 0 | 0
STOG | 0 | 0 | 0 | 0 | 0 | 0
STWD | 0 | 0 | 0 | 0 | 0 | 0
WT | 0 | 0 | 0 | 0 | 0 | 0
IGCC | 0 | 0 | 0 | 0 | 0 | 0
DemandResponse | 0 | 0 | 0 | 0 | 0 | 0
IGCC-CCS | 0 | 0 | 0 | 0 | 0 | 0
WT_off | 0 | 0 | 0 | 0 | 0 | 0
PseudoUnit | 0 | 0 | 0 | 0 | 0 | 0
FixedInterchange | 0 | 0 | 0 | 0 | 0 | 0
Emission Cost by Reporting Type: MAPP_US
ReportingType | 2015 | 2020 | 2025 | 2030 | 2035 | 2040
BM | 0 | 0 | 0 | 0 | 0 | 0
CC | 0 | 0 | 0 | 0 | 0 | 0
CSP | 0 | 0 | 0 | 0 | 0 | 0
CT | 0 | 0 | 0 | 0 | 0 | 0
Coal | 0 | 0 | 0 | 0 | 0 | 0
Geo | 0 | 0 | 0 | 0 | 0 | 0
H | 0 | 0 | 0 | 0 | 0 | 0
LFG | 0 | 0 | 0 | 0 | 0 | 0
Nuc | 0 | 0 | 0 | 0 | 0 | 0
PS | 0 | 0 | 0 | 0 | 0 | 0
PV | 0 | 0 | 0 | 0 | 0 | 0
PeakG | 0 | 0 | 0 | 0 | 0 | 0
PeakO | 0 | 0 | 0 | 0 | 0 | 0
ST | 0 | 0 | 0 | 0 | 0 | 0
STOG | 0 | 0 | 0 | 0 | 0 | 0
STWD | 0 | 0 | 0 | 0 | 0 | 0
WT | 0 | 0 | 0 | 0 | 0 | 0
IGCC | 0 | 0 | 0 | 0 | 0 | 0
DemandResponse | 0 | 0 | 0 | 0 | 0 | 0
IGCC-CCS | 0 | 0 | 0 | 0 | 0 | 0
WT_off | 0 | 0 | 0 | 0 | 0 | 0
PseudoUnit | 0 | 0 | 0 | 0 | 0 | 0
FixedInterchange | 0 | 0 | 0 | 0 | 0 | 0
Emission Cost by Reporting Type: MISO_IN
ReportingType | 2015 | 2020 | 2025 | 2030 | 2035 | 2040
BM | 0 | 0 | 0 | 0 | 0 | 0
CC | 0 | 0 | 0 | 0 | 0 | 0
CSP | 0 | 0 | 0 | 0 | 0 | 0
CT | 0 | 0 | 0 | 0 | 0 | 0
Coal | 0 | 0 | 0 | 0 | 0 | 0
Geo | 0 | 0 | 0 | 0 | 0 | 0
H | 0 | 0 | 0 | 0 | 0 | 0
LFG | 0 | 0 | 0 | 0 | 0 | 0
Nuc | 0 | 0 | 0 | 0 | 0 | 0
PS | 0 | 0 | 0 | 0 | 0 | 0
PV | 0 | 0 | 0 | 0 | 0 | 0
PeakG | 0 | 0 | 0 | 0 | 0 | 0
PeakO | 0 | 0 | 0 | 0 | 0 | 0
ST | 0 | 0 | 0 | 0 | 0 | 0
STOG | 0 | 0 | 0 | 0 | 0 | 0
STWD | 0 | 0 | 0 | 0 | 0 | 0
WT | 0 | 0 | 0 | 0 | 0 | 0
IGCC | 0 | 0 | 0 | 0 | 0 | 0
DemandResponse | 0 | 0 | 0 | 0 | 0 | 0
IGCC-CCS | 0 | 0 | 0 | 0 | 0 | 0
WT_off | 0 | 0 | 0 | 0 | 0 | 0
PseudoUnit | 0 | 0 | 0 | 0 | 0 | 0
FixedInterchange | 0 | 0 | 0 | 0 | 0 | 0
Emission Cost by Reporting Type: MISO_MI
ReportingType | 2015 | 2020 | 2025 | 2030 | 2035 | 2040
BM | 0 | 0 | 0 | 0 | 0 | 0
CC | 0 | 0 | 0 | 0 | 0 | 0
CSP | 0 | 0 | 0 | 0 | 0 | 0
CT | 0 | 0 | 0 | 0 | 0 | 0
Coal | 0 | 0 | 0 | 0 | 0 | 0
Geo | 0 | 0 | 0 | 0 | 0 | 0
H | 0 | 0 | 0 | 0 | 0 | 0
LFG | 0 | 0 | 0 | 0 | 0 | 0
Nuc | 0 | 0 | 0 | 0 | 0 | 0
PS | 0 | 0 | 0 | 0 | 0 | 0
PV | 0 | 0 | 0 | 0 | 0 | 0
PeakG | 0 | 0 | 0 | 0 | 0 | 0
PeakO | 0 | 0 | 0 | 0 | 0 | 0
ST | 0 | 0 | 0 | 0 | 0 | 0
STOG | 0 | 0 | 0 | 0 | 0 | 0
STWD | 0 | 0 | 0 | 0 | 0 | 0
WT | 0 | 0 | 0 | 0 | 0 | 0
IGCC | 0 | 0 | 0 | 0 | 0 | 0
DemandResponse | 0 | 0 | 0 | 0 | 0 | 0
IGCC-CCS | 0 | 0 | 0 | 0 | 0 | 0
WT_off | 0 | 0 | 0 | 0 | 0 | 0
PseudoUnit | 0 | 0 | 0 | 0 | 0 | 0
FixedInterchange | 0 | 0 | 0 | 0 | 0 | 0
Emission Cost by Reporting Type: MISO_MO-IL
ReportingType | 2015 | 2020 | 2025 | 2030 | 2035 | 2040
BM | 0 | 0 | 0 | 0 | 0 | 0
CC | 0 | 0 | 0 | 0 | 0 | 0
CSP | 0 | 0 | 0 | 0 | 0 | 0
CT | 0 | 0 | 0 | 0 | 0 | 0
Coal | 0 | 0 | 0 | 0 | 0 | 0
Geo | 0 | 0 | 0 | 0 | 0 | 0
H | 0 | 0 | 0 | 0 | 0 | 0
LFG | 0 | 0 | 0 | 0 | 0 | 0
Nuc | 0 | 0 | 0 | 0 | 0 | 0
PS | 0 | 0 | 0 | 0 | 0 | 0
PV | 0 | 0 | 0 | 0 | 0 | 0
PeakG | 0 | 0 | 0 | 0 | 0 | 0
PeakO | 0 | 0 | 0 | 0 | 0 | 0
ST | 0 | 0 | 0 | 0 | 0 | 0
STOG | 0 | 0 | 0 | 0 | 0 | 0
STWD | 0 | 0 | 0 | 0 | 0 | 0
WT | 0 | 0 | 0 | 0 | 0 | 0
IGCC | 0 | 0 | 0 | 0 | 0 | 0
DemandResponse | 0 | 0 | 0 | 0 | 0 | 0
IGCC-CCS | 0 | 0 | 0 | 0 | 0 | 0
WT_off | 0 | 0 | 0 | 0 | 0 | 0
PseudoUnit | 0 | 0 | 0 | 0 | 0 | 0
FixedInterchange | 0 | 0 | 0 | 0 | 0 | 0
Emission Cost by Reporting Type: MISO_W
ReportingType | 2015 | 2020 | 2025 | 2030 | 2035 | 2040
BM | 0 | 0 | 0 | 0 | 0 | 0
CC | 0 | 0 | 0 | 0 | 0 | 0
CSP | 0 | 0 | 0 | 0 | 0 | 0
CT | 0 | 0 | 0 | 0 | 0 | 0
Coal | 0 | 0 | 0 | 0 | 0 | 0
Geo | 0 | 0 | 0 | 0 | 0 | 0
H | 0 | 0 | 0 | 0 | 0 | 0
LFG | 0 | 0 | 0 | 0 | 0 | 0
Nuc | 0 | 0 | 0 | 0 | 0 | 0
PS | 0 | 0 | 0 | 0 | 0 | 0
PV | 0 | 0 | 0 | 0 | 0 | 0
PeakG | 0 | 0 | 0 | 0 | 0 | 0
PeakO | 0 | 0 | 0 | 0 | 0 | 0
ST | 0 | 0 | 0 | 0 | 0 | 0
STOG | 0 | 0 | 0 | 0 | 0 | 0
STWD | 0 | 0 | 0 | 0 | 0 | 0
WT | 0 | 0 | 0 | 0 | 0 | 0
IGCC | 0 | 0 | 0 | 0 | 0 | 0
DemandResponse | 0 | 0 | 0 | 0 | 0 | 0
IGCC-CCS | 0 | 0 | 0 | 0 | 0 | 0
WT_off | 0 | 0 | 0 | 0 | 0 | 0
PseudoUnit | 0 | 0 | 0 | 0 | 0 | 0
FixedInterchange | 0 | 0 | 0 | 0 | 0 | 0
Emission Cost by Reporting Type: MISO_WUMS
ReportingType | 2015 | 2020 | 2025 | 2030 | 2035 | 2040
BM | 0 | 0 | 0 | 0 | 0 | 0
CC | 0 | 0 | 0 | 0 | 0 | 0
CSP | 0 | 0 | 0 | 0 | 0 | 0
CT | 0 | 0 | 0 | 0 | 0 | 0
Coal | 0 | 0 | 0 | 0 | 0 | 0
Geo | 0 | 0 | 0 | 0 | 0 | 0
H | 0 | 0 | 0 | 0 | 0 | 0
LFG | 0 | 0 | 0 | 0 | 0 | 0
Nuc | 0 | 0 | 0 | 0 | 0 | 0
PS | 0 | 0 | 0 | 0 | 0 | 0
PV | 0 | 0 | 0 | 0 | 0 | 0
PeakG | 0 | 0 | 0 | 0 | 0 | 0
PeakO | 0 | 0 | 0 | 0 | 0 | 0
ST | 0 | 0 | 0 | 0 | 0 | 0
STOG | 0 | 0 | 0 | 0 | 0 | 0
STWD | 0 | 0 | 0 | 0 | 0 | 0
WT | 0 | 0 | 0 | 0 | 0 | 0
IGCC | 0 | 0 | 0 | 0 | 0 | 0
DemandResponse | 0 | 0 | 0 | 0 | 0 | 0
IGCC-CCS | 0 | 0 | 0 | 0 | 0 | 0
WT_off | 0 | 0 | 0 | 0 | 0 | 0
PseudoUnit | 0 | 0 | 0 | 0 | 0 | 0
FixedInterchange | 0 | 0 | 0 | 0 | 0 | 0
Emission Cost by Reporting Type: Nebraska
ReportingType | 2015 | 2020 | 2025 | 2030 | 2035 | 2040
BM | 0 | 0 | 0 | 0 | 0 | 0
CC | 0 | 0 | 0 | 0 | 0 | 0
CSP | 0 | 0 | 0 | 0 | 0 | 0
CT | 0 | 0 | 0 | 0 | 0 | 0
Coal | 0 | 0 | 0 | 0 | 0 | 0
Geo | 0 | 0 | 0 | 0 | 0 | 0
H | 0 | 0 | 0 | 0 | 0 | 0
LFG | 0 | 0 | 0 | 0 | 0 | 0
Nuc | 0 | 0 | 0 | 0 | 0 | 0
PS | 0 | 0 | 0 | 0 | 0 | 0
PV | 0 | 0 | 0 | 0 | 0 | 0
PeakG | 0 | 0 | 0 | 0 | 0 | 0
PeakO | 0 | 0 | 0 | 0 | 0 | 0
ST | 0 | 0 | 0 | 0 | 0 | 0
STOG | 0 | 0 | 0 | 0 | 0 | 0
STWD | 0 | 0 | 0 | 0 | 0 | 0
WT | 0 | 0 | 0 | 0 | 0 | 0
IGCC | 0 | 0 | 0 | 0 | 0 | 0
DemandResponse | 0 | 0 | 0 | 0 | 0 | 0
IGCC-CCS | 0 | 0 | 0 | 0 | 0 | 0
WT_off | 0 | 0 | 0 | 0 | 0 | 0
PseudoUnit | 0 | 0 | 0 | 0 | 0 | 0
FixedInterchange | 0 | 0 | 0 | 0 | 0 | 0
Emission Cost by Reporting Type: NEISO
ReportingType | 2015 | 2020 | 2025 | 2030 | 2035 | 2040
BM | 0 | 0 | 0 | 0 | 0 | 0
CC | 0 | 0 | 0 | 0 | 0 | 0
CSP | 0 | 0 | 0 | 0 | 0 | 0
CT | 0 | 0 | 0 | 0 | 0 | 0
Coal | 0 | 0 | 0 | 0 | 0 | 0
Geo | 0 | 0 | 0 | 0 | 0 | 0
H | 0 | 0 | 0 | 0 | 0 | 0
LFG | 0 | 0 | 0 | 0 | 0 | 0
Nuc | 0 | 0 | 0 | 0 | 0 | 0
PS | 0 | 0 | 0 | 0 | 0 | 0
PV | 0 | 0 | 0 | 0 | 0 | 0
PeakG | 0 | 0 | 0 | 0 | 0 | 0
PeakO | 0 | 0 | 0 | 0 | 0 | 0
ST | 0 | 0 | 0 | 0 | 0 | 0
STOG | 0 | 0 | 0 | 0 | 0 | 0
STWD | 0 | 0 | 0 | 0 | 0 | 0
WT | 0 | 0 | 0 | 0 | 0 | 0
IGCC | 0 | 0 | 0 | 0 | 0 | 0
DemandResponse | 0 | 0 | 0 | 0 | 0 | 0
IGCC-CCS | 0 | 0 | 0 | 0 | 0 | 0
WT_off | 0 | 0 | 0 | 0 | 0 | 0
PseudoUnit | 0 | 0 | 0 | 0 | 0 | 0
FixedInterchange | 0 | 0 | 0 | 0 | 0 | 0
Emission Cost by Reporting Type: NonRTO_Midwest
ReportingType | 2015 | 2020 | 2025 | 2030 | 2035 | 2040
BM | 0 | 0 | 0 | 0 | 0 | 0
CC | 0 | 0 | 0 | 0 | 0 | 0
CSP | 0 | 0 | 0 | 0 | 0 | 0
CT | 0 | 0 | 0 | 0 | 0 | 0
Coal | 0 | 0 | 0 | 0 | 0 | 0
Geo | 0 | 0 | 0 | 0 | 0 | 0
H | 0 | 0 | 0 | 0 | 0 | 0
LFG | 0 | 0 | 0 | 0 | 0 | 0
Nuc | 0 | 0 | 0 | 0 | 0 | 0
PS | 0 | 0 | 0 | 0 | 0 | 0
PV | 0 | 0 | 0 | 0 | 0 | 0
PeakG | 0 | 0 | 0 | 0 | 0 | 0
PeakO | 0 | 0 | 0 | 0 | 0 | 0
ST | 0 | 0 | 0 | 0 | 0 | 0
STOG | 0 | 0 | 0 | 0 | 0 | 0
STWD | 0 | 0 | 0 | 0 | 0 | 0
WT | 0 | 0 | 0 | 0 | 0 | 0
IGCC | 0 | 0 | 0 | 0 | 0 | 0
DemandResponse | 0 | 0 | 0 | 0 | 0 | 0
IGCC-CCS | 0 | 0 | 0 | 0 | 0 | 0
WT_off | 0 | 0 | 0 | 0 | 0 | 0
PseudoUnit | 0 | 0 | 0 | 0 | 0 | 0
FixedInterchange | 0 | 0 | 0 | 0 | 0 | 0
Emission Cost by Reporting Type: NYISO_A-F
ReportingType | 2015 | 2020 | 2025 | 2030 | 2035 | 2040
BM | 0 | 0 | 0 | 0 | 0 | 0
CC | 0 | 0 | 0 | 0 | 0 | 0
CSP | 0 | 0 | 0 | 0 | 0 | 0
CT | 0 | 0 | 0 | 0 | 0 | 0
Coal | 0 | 0 | 0 | 0 | 0 | 0
Geo | 0 | 0 | 0 | 0 | 0 | 0
H | 0 | 0 | 0 | 0 | 0 | 0
LFG | 0 | 0 | 0 | 0 | 0 | 0
Nuc | 0 | 0 | 0 | 0 | 0 | 0
PS | 0 | 0 | 0 | 0 | 0 | 0
PV | 0 | 0 | 0 | 0 | 0 | 0
PeakG | 0 | 0 | 0 | 0 | 0 | 0
PeakO | 0 | 0 | 0 | 0 | 0 | 0
ST | 0 | 0 | 0 | 0 | 0 | 0
STOG | 0 | 0 | 0 | 0 | 0 | 0
STWD | 0 | 0 | 0 | 0 | 0 | 0
WT | 0 | 0 | 0 | 0 | 0 | 0
IGCC | 0 | 0 | 0 | 0 | 0 | 0
DemandResponse | 0 | 0 | 0 | 0 | 0 | 0
IGCC-CCS | 0 | 0 | 0 | 0 | 0 | 0
WT_off | 0 | 0 | 0 | 0 | 0 | 0
PseudoUnit | 0 | 0 | 0 | 0 | 0 | 0
FixedInterchange | 0 | 0 | 0 | 0 | 0 | 0
Emission Cost by Reporting Type: NYISO_G-I
ReportingType | 2015 | 2020 | 2025 | 2030 | 2035 | 2040
BM | 0 | 0 | 0 | 0 | 0 | 0
CC | 0 | 0 | 0 | 0 | 0 | 0
CSP | 0 | 0 | 0 | 0 | 0 | 0
CT | 0 | 0 | 0 | 0 | 0 | 0
Coal | 0 | 0 | 0 | 0 | 0 | 0
Geo | 0 | 0 | 0 | 0 | 0 | 0
H | 0 | 0 | 0 | 0 | 0 | 0
LFG | 0 | 0 | 0 | 0 | 0 | 0
Nuc | 0 | 0 | 0 | 0 | 0 | 0
PS | 0 | 0 | 0 | 0 | 0 | 0
PV | 0 | 0 | 0 | 0 | 0 | 0
PeakG | 0 | 0 | 0 | 0 | 0 | 0
PeakO | 0 | 0 | 0 | 0 | 0 | 0
ST | 0 | 0 | 0 | 0 | 0 | 0
STOG | 0 | 0 | 0 | 0 | 0 | 0
STWD | 0 | 0 | 0 | 0 | 0 | 0
WT | 0 | 0 | 0 | 0 | 0 | 0
IGCC | 0 | 0 | 0 | 0 | 0 | 0
DemandResponse | 0 | 0 | 0 | 0 | 0 | 0
IGCC-CCS | 0 | 0 | 0 | 0 | 0 | 0
WT_off | 0 | 0 | 0 | 0 | 0 | 0
PseudoUnit | 0 | 0 | 0 | 0 | 0 | 0
FixedInterchange | 0 | 0 | 0 | 0 | 0 | 0
Emission Cost by Reporting Type: NYISO_J-K
ReportingType | 2015 | 2020 | 2025 | 2030 | 2035 | 2040
BM | 0 | 0 | 0 | 0 | 0 | 0
CC | 0 | 0 | 0 | 0 | 0 | 0
CSP | 0 | 0 | 0 | 0 | 0 | 0
CT | 0 | 0 | 0 | 0 | 0 | 0
Coal | 0 | 0 | 0 | 0 | 0 | 0
Geo | 0 | 0 | 0 | 0 | 0 | 0
H | 0 | 0 | 0 | 0 | 0 | 0
LFG | 0 | 0 | 0 | 0 | 0 | 0
Nuc | 0 | 0 | 0 | 0 | 0 | 0
PS | 0 | 0 | 0 | 0 | 0 | 0
PV | 0 | 0 | 0 | 0 | 0 | 0
PeakG | 0 | 0 | 0 | 0 | 0 | 0
PeakO | 0 | 0 | 0 | 0 | 0 | 0
ST | 0 | 0 | 0 | 0 | 0 | 0
STOG | 0 | 0 | 0 | 0 | 0 | 0
STWD | 0 | 0 | 0 | 0 | 0 | 0
WT | 0 | 0 | 0 | 0 | 0 | 0
IGCC | 0 | 0 | 0 | 0 | 0 | 0
DemandResponse | 0 | 0 | 0 | 0 | 0 | 0
IGCC-CCS | 0 | 0 | 0 | 0 | 0 | 0
WT_off | 0 | 0 | 0 | 0 | 0 | 0
PseudoUnit | 0 | 0 | 0 | 0 | 0 | 0
FixedInterchange | 0 | 0 | 0 | 0 | 0 | 0
Emission Cost by Reporting Type: PJM_E
ReportingType | 2015 | 2020 | 2025 | 2030 | 2035 | 2040
BM | 0 | 0 | 0 | 0 | 0 | 0
CC | 0 | 0 | 0 | 0 | 0 | 0
CSP | 0 | 0 | 0 | 0 | 0 | 0
CT | 0 | 0 | 0 | 0 | 0 | 0
Coal | 0 | 0 | 0 | 0 | 0 | 0
Geo | 0 | 0 | 0 | 0 | 0 | 0
H | 0 | 0 | 0 | 0 | 0 | 0
LFG | 0 | 0 | 0 | 0 | 0 | 0
Nuc | 0 | 0 | 0 | 0 | 0 | 0
PS | 0 | 0 | 0 | 0 | 0 | 0
PV | 0 | 0 | 0 | 0 | 0 | 0
PeakG | 0 | 0 | 0 | 0 | 0 | 0
PeakO | 0 | 0 | 0 | 0 | 0 | 0
ST | 0 | 0 | 0 | 0 | 0 | 0
STOG | 0 | 0 | 0 | 0 | 0 | 0
STWD | 0 | 0 | 0 | 0 | 0 | 0
WT | 0 | 0 | 0 | 0 | 0 | 0
IGCC | 0 | 0 | 0 | 0 | 0 | 0
DemandResponse | 0 | 0 | 0 | 0 | 0 | 0
IGCC-CCS | 0 | 0 | 0 | 0 | 0 | 0
WT_off | 0 | 0 | 0 | 0 | 0 | 0
PseudoUnit | 0 | 0 | 0 | 0 | 0 | 0
FixedInterchange | 0 | 0 | 0 | 0 | 0 | 0
Emission Cost by Reporting Type: PJM_ROM
ReportingType | 2015 | 2020 | 2025 | 2030 | 2035 | 2040
BM | 0 | 0 | 0 | 0 | 0 | 0
CC | 0 | 0 | 0 | 0 | 0 | 0
CSP | 0 | 0 | 0 | 0 | 0 | 0
CT | 0 | 0 | 0 | 0 | 0 | 0
Coal | 0 | 0 | 0 | 0 | 0 | 0
Geo | 0 | 0 | 0 | 0 | 0 | 0
H | 0 | 0 | 0 | 0 | 0 | 0
LFG | 0 | 0 | 0 | 0 | 0 | 0
Nuc | 0 | 0 | 0 | 0 | 0 | 0
PS | 0 | 0 | 0 | 0 | 0 | 0
PV | 0 | 0 | 0 | 0 | 0 | 0
PeakG | 0 | 0 | 0 | 0 | 0 | 0
PeakO | 0 | 0 | 0 | 0 | 0 | 0
ST | 0 | 0 | 0 | 0 | 0 | 0
STOG | 0 | 0 | 0 | 0 | 0 | 0
STWD | 0 | 0 | 0 | 0 | 0 | 0
WT | 0 | 0 | 0 | 0 | 0 | 0
IGCC | 0 | 0 | 0 | 0 | 0 | 0
DemandResponse | 0 | 0 | 0 | 0 | 0 | 0
IGCC-CCS | 0 | 0 | 0 | 0 | 0 | 0
WT_off | 0 | 0 | 0 | 0 | 0 | 0
PseudoUnit | 0 | 0 | 0 | 0 | 0 | 0
FixedInterchange | 0 | 0 | 0 | 0 | 0 | 0
Emission Cost by Reporting Type: PJM_ROR
ReportingType | 2015 | 2020 | 2025 | 2030 | 2035 | 2040
BM | 0 | 0 | 0 | 0 | 0 | 0
CC | 0 | 0 | 0 | 0 | 0 | 0
CSP | 0 | 0 | 0 | 0 | 0 | 0
CT | 0 | 0 | 0 | 0 | 0 | 0
Coal | 0 | 0 | 0 | 0 | 0 | 0
Geo | 0 | 0 | 0 | 0 | 0 | 0
H | 0 | 0 | 0 | 0 | 0 | 0
LFG | 0 | 0 | 0 | 0 | 0 | 0
Nuc | 0 | 0 | 0 | 0 | 0 | 0
PS | 0 | 0 | 0 | 0 | 0 | 0
PV | 0 | 0 | 0 | 0 | 0 | 0
PeakG | 0 | 0 | 0 | 0 | 0 | 0
PeakO | 0 | 0 | 0 | 0 | 0 | 0
ST | 0 | 0 | 0 | 0 | 0 | 0
STOG | 0 | 0 | 0 | 0 | 0 | 0
STWD | 0 | 0 | 0 | 0 | 0 | 0
WT | 0 | 0 | 0 | 0 | 0 | 0
IGCC | 0 | 0 | 0 | 0 | 0 | 0
DemandResponse | 0 | 0 | 0 | 0 | 0 | 0
IGCC-CCS | 0 | 0 | 0 | 0 | 0 | 0
WT_off | 0 | 0 | 0 | 0 | 0 | 0
PseudoUnit | 0 | 0 | 0 | 0 | 0 | 0
FixedInterchange | 0 | 0 | 0 | 0 | 0 | 0
Emission Cost by Reporting Type: SOCO
ReportingType | 2015 | 2020 | 2025 | 2030 | 2035 | 2040
BM | 0 | 0 | 0 | 0 | 0 | 0
CC | 0 | 0 | 0 | 0 | 0 | 0
CSP | 0 | 0 | 0 | 0 | 0 | 0
CT | 0 | 0 | 0 | 0 | 0 | 0
Coal | 0 | 0 | 0 | 0 | 0 | 0
Geo | 0 | 0 | 0 | 0 | 0 | 0
H | 0 | 0 | 0 | 0 | 0 | 0
LFG | 0 | 0 | 0 | 0 | 0 | 0
Nuc | 0 | 0 | 0 | 0 | 0 | 0
PS | 0 | 0 | 0 | 0 | 0 | 0
PV | 0 | 0 | 0 | 0 | 0 | 0
PeakG | 0 | 0 | 0 | 0 | 0 | 0
PeakO | 0 | 0 | 0 | 0 | 0 | 0
ST | 0 | 0 | 0 | 0 | 0 | 0
STOG | 0 | 0 | 0 | 0 | 0 | 0
STWD | 0 | 0 | 0 | 0 | 0 | 0
WT | 0 | 0 | 0 | 0 | 0 | 0
IGCC | 0 | 0 | 0 | 0 | 0 | 0
DemandResponse | 0 | 0 | 0 | 0 | 0 | 0
IGCC-CCS | 0 | 0 | 0 | 0 | 0 | 0
WT_off | 0 | 0 | 0 | 0 | 0 | 0
PseudoUnit | 0 | 0 | 0 | 0 | 0 | 0
FixedInterchange | 0 | 0 | 0 | 0 | 0 | 0
Emission Cost by Reporting Type: SPP_N
ReportingType | 2015 | 2020 | 2025 | 2030 | 2035 | 2040
BM | 0 | 0 | 0 | 0 | 0 | 0
CC | 0 | 0 | 0 | 0 | 0 | 0
CSP | 0 | 0 | 0 | 0 | 0 | 0
CT | 0 | 0 | 0 | 0 | 0 | 0
Coal | 0 | 0 | 0 | 0 | 0 | 0
Geo | 0 | 0 | 0 | 0 | 0 | 0
H | 0 | 0 | 0 | 0 | 0 | 0
LFG | 0 | 0 | 0 | 0 | 0 | 0
Nuc | 0 | 0 | 0 | 0 | 0 | 0
PS | 0 | 0 | 0 | 0 | 0 | 0
PV | 0 | 0 | 0 | 0 | 0 | 0
PeakG | 0 | 0 | 0 | 0 | 0 | 0
PeakO | 0 | 0 | 0 | 0 | 0 | 0
ST | 0 | 0 | 0 | 0 | 0 | 0
STOG | 0 | 0 | 0 | 0 | 0 | 0
STWD | 0 | 0 | 0 | 0 | 0 | 0
WT | 0 | 0 | 0 | 0 | 0 | 0
IGCC | 0 | 0 | 0 | 0 | 0 | 0
DemandResponse | 0 | 0 | 0 | 0 | 0 | 0
IGCC-CCS | 0 | 0 | 0 | 0 | 0 | 0
WT_off | 0 | 0 | 0 | 0 | 0 | 0
PseudoUnit | 0 | 0 | 0 | 0 | 0 | 0
FixedInterchange | 0 | 0 | 0 | 0 | 0 | 0
Emission Cost by Reporting Type: SPP_S
ReportingType | 2015 | 2020 | 2025 | 2030 | 2035 | 2040
BM | 0 | 0 | 0 | 0 | 0 | 0
CC | 0 | 0 | 0 | 0 | 0 | 0
CSP | 0 | 0 | 0 | 0 | 0 | 0
CT | 0 | 0 | 0 | 0 | 0 | 0
Coal | 0 | 0 | 0 | 0 | 0 | 0
Geo | 0 | 0 | 0 | 0 | 0 | 0
H | 0 | 0 | 0 | 0 | 0 | 0
LFG | 0 | 0 | 0 | 0 | 0 | 0
Nuc | 0 | 0 | 0 | 0 | 0 | 0
PS | 0 | 0 | 0 | 0 | 0 | 0
PV | 0 | 0 | 0 | 0 | 0 | 0
PeakG | 0 | 0 | 0 | 0 | 0 | 0
PeakO | 0 | 0 | 0 | 0 | 0 | 0
ST | 0 | 0 | 0 | 0 | 0 | 0
STOG | 0 | 0 | 0 | 0 | 0 | 0
STWD | 0 | 0 | 0 | 0 | 0 | 0
WT | 0 | 0 | 0 | 0 | 0 | 0
IGCC | 0 | 0 | 0 | 0 | 0 | 0
DemandResponse | 0 | 0 | 0 | 0 | 0 | 0
IGCC-CCS | 0 | 0 | 0 | 0 | 0 | 0
WT_off | 0 | 0 | 0 | 0 | 0 | 0
PseudoUnit | 0 | 0 | 0 | 0 | 0 | 0
FixedInterchange | 0 | 0 | 0 | 0 | 0 | 0
Emission Cost by Reporting Type: TVA
ReportingType | 2015 | 2020 | 2025 | 2030 | 2035 | 2040
BM | 0 | 0 | 0 | 0 | 0 | 0
CC | 0 | 0 | 0 | 0 | 0 | 0
CSP | 0 | 0 | 0 | 0 | 0 | 0
CT | 0 | 0 | 0 | 0 | 0 | 0
Coal | 0 | 0 | 0 | 0 | 0 | 0
Geo | 0 | 0 | 0 | 0 | 0 | 0
H | 0 | 0 | 0 | 0 | 0 | 0
LFG | 0 | 0 | 0 | 0 | 0 | 0
Nuc | 0 | 0 | 0 | 0 | 0 | 0
PS | 0 | 0 | 0 | 0 | 0 | 0
PV | 0 | 0 | 0 | 0 | 0 | 0
PeakG | 0 | 0 | 0 | 0 | 0 | 0
PeakO | 0 | 0 | 0 | 0 | 0 | 0
ST | 0 | 0 | 0 | 0 | 0 | 0
STOG | 0 | 0 | 0 | 0 | 0 | 0
STWD | 0 | 0 | 0 | 0 | 0 | 0
WT | 0 | 0 | 0 | 0 | 0 | 0
IGCC | 0 | 0 | 0 | 0 | 0 | 0
DemandResponse | 0 | 0 | 0 | 0 | 0 | 0
IGCC-CCS | 0 | 0 | 0 | 0 | 0 | 0
WT_off | 0 | 0 | 0 | 0 | 0 | 0
PseudoUnit | 0 | 0 | 0 | 0 | 0 | 0
FixedInterchange | 0 | 0 | 0 | 0 | 0 | 0
Emission Cost by Reporting Type: TVA_Transmission
ReportingType | 2015 | 2020 | 2025 | 2030 | 2035 | 2040
BM | 0 | 0 | 0 | 0 | 0 | 0
CC | 0 | 0 | 0 | 0 | 0 | 0
CSP | 0 | 0 | 0 | 0 | 0 | 0
CT | 0 | 0 | 0 | 0 | 0 | 0
Coal | 0 | 0 | 0 | 0 | 0 | 0
Geo | 0 | 0 | 0 | 0 | 0 | 0
H | 0 | 0 | 0 | 0 | 0 | 0
LFG | 0 | 0 | 0 | 0 | 0 | 0
Nuc | 0 | 0 | 0 | 0 | 0 | 0
PS | 0 | 0 | 0 | 0 | 0 | 0
PV | 0 | 0 | 0 | 0 | 0 | 0
PeakG | 0 | 0 | 0 | 0 | 0 | 0
PeakO | 0 | 0 | 0 | 0 | 0 | 0
ST | 0 | 0 | 0 | 0 | 0 | 0
STOG | 0 | 0 | 0 | 0 | 0 | 0
STWD | 0 | 0 | 0 | 0 | 0 | 0
WT | 0 | 0 | 0 | 0 | 0 | 0
IGCC | 0 | 0 | 0 | 0 | 0 | 0
DemandResponse | 0 | 0 | 0 | 0 | 0 | 0
IGCC-CCS | 0 | 0 | 0 | 0 | 0 | 0
WT_off | 0 | 0 | 0 | 0 | 0 | 0
PseudoUnit | 0 | 0 | 0 | 0 | 0 | 0
FixedInterchange | 0 | 0 | 0 | 0 | 0 | 0
Emission Cost by Reporting Type: VACAR
ReportingType | 2015 | 2020 | 2025 | 2030 | 2035 | 2040
BM | 0 | 0 | 0 | 0 | 0 | 0
CC | 0 | 0 | 0 | 0 | 0 | 0
CSP | 0 | 0 | 0 | 0 | 0 | 0
CT | 0 | 0 | 0 | 0 | 0 | 0
Coal | 0 | 0 | 0 | 0 | 0 | 0
Geo | 0 | 0 | 0 | 0 | 0 | 0
H | 0 | 0 | 0 | 0 | 0 | 0
LFG | 0 | 0 | 0 | 0 | 0 | 0
Nuc | 0 | 0 | 0 | 0 | 0 | 0
PS | 0 | 0 | 0 | 0 | 0 | 0
PV | 0 | 0 | 0 | 0 | 0 | 0
PeakG | 0 | 0 | 0 | 0 | 0 | 0
PeakO | 0 | 0 | 0 | 0 | 0 | 0
ST | 0 | 0 | 0 | 0 | 0 | 0
STOG | 0 | 0 | 0 | 0 | 0 | 0
STWD | 0 | 0 | 0 | 0 | 0 | 0
WT | 0 | 0 | 0 | 0 | 0 | 0
IGCC | 0 | 0 | 0 | 0 | 0 | 0
DemandResponse | 0 | 0 | 0 | 0 | 0 | 0
IGCC-CCS | 0 | 0 | 0 | 0 | 0 | 0
WT_off | 0 | 0 | 0 | 0 | 0 | 0
PseudoUnit | 0 | 0 | 0 | 0 | 0 | 0
FixedInterchange | 0 | 0 | 0 | 0 | 0 | 0
Emission Cost by Reporting Type: IESO
ReportingType | 2015 | 2020 | 2025 | 2030 | 2035 | 2040
BM | 0 | 0 | 0 | 0 | 0 | 0
CC | 0 | 0 | 0 | 0 | 0 | 0
CSP | 0 | 0 | 0 | 0 | 0 | 0
CT | 0 | 0 | 0 | 0 | 0 | 0
Coal | 0 | 0 | 0 | 0 | 0 | 0
Geo | 0 | 0 | 0 | 0 | 0 | 0
H | 0 | 0 | 0 | 0 | 0 | 0
LFG | 0 | 0 | 0 | 0 | 0 | 0
Nuc | 0 | 0 | 0 | 0 | 0 | 0
PS | 0 | 0 | 0 | 0 | 0 | 0
PV | 0 | 0 | 0 | 0 | 0 | 0
PeakG | 0 | 0 | 0 | 0 | 0 | 0
PeakO | 0 | 0 | 0 | 0 | 0 | 0
ST | 0 | 0 | 0 | 0 | 0 | 0
STOG | 0 | 0 | 0 | 0 | 0 | 0
STWD | 0 | 0 | 0 | 0 | 0 | 0
WT | 0 | 0 | 0 | 0 | 0 | 0
IGCC | 0 | 0 | 0 | 0 | 0 | 0
DemandResponse | 0 | 0 | 0 | 0 | 0 | 0
IGCC-CCS | 0 | 0 | 0 | 0 | 0 | 0
WT_off | 0 | 0 | 0 | 0 | 0 | 0
PseudoUnit | 0 | 0 | 0 | 0 | 0 | 0
FixedInterchange | 0 | 0 | 0 | 0 | 0 | 0
Emission Cost by Reporting Type: MAPP_CA
ReportingType | 2015 | 2020 | 2025 | 2030 | 2035 | 2040
BM | 0 | 0 | 0 | 0 | 0 | 0
CC | 0 | 0 | 0 | 0 | 0 | 0
CSP | 0 | 0 | 0 | 0 | 0 | 0
CT | 0 | 0 | 0 | 0 | 0 | 0
Coal | 0 | 0 | 0 | 0 | 0 | 0
Geo | 0 | 0 | 0 | 0 | 0 | 0
H | 0 | 0 | 0 | 0 | 0 | 0
LFG | 0 | 0 | 0 | 0 | 0 | 0
Nuc | 0 | 0 | 0 | 0 | 0 | 0
PS | 0 | 0 | 0 | 0 | 0 | 0
PV | 0 | 0 | 0 | 0 | 0 | 0
PeakG | 0 | 0 | 0 | 0 | 0 | 0
PeakO | 0 | 0 | 0 | 0 | 0 | 0
ST | 0 | 0 | 0 | 0 | 0 | 0
STOG | 0 | 0 | 0 | 0 | 0 | 0
STWD | 0 | 0 | 0 | 0 | 0 | 0
WT | 0 | 0 | 0 | 0 | 0 | 0
IGCC | 0 | 0 | 0 | 0 | 0 | 0
DemandResponse | 0 | 0 | 0 | 0 | 0 | 0
IGCC-CCS | 0 | 0 | 0 | 0 | 0 | 0
WT_off | 0 | 0 | 0 | 0 | 0 | 0
PseudoUnit | 0 | 0 | 0 | 0 | 0 | 0
FixedInterchange | 0 | 0 | 0 | 0 | 0 | 0
Emission Cost by Reporting Type: AZ_NM_SNV_Coal
ReportingType | 2015 | 2020 | 2025 | 2030 | 2035 | 2040
BM | 0 | 0 | 0 | 0 | 0 | 0
CC | 0 | 0 | 0 | 0 | 0 | 0
CSP | 0 | 0 | 0 | 0 | 0 | 0
CT | 0 | 0 | 0 | 0 | 0 | 0
Coal | 0 | 0 | 0 | 0 | 0 | 0
Geo | 0 | 0 | 0 | 0 | 0 | 0
H | 0 | 0 | 0 | 0 | 0 | 0
LFG | 0 | 0 | 0 | 0 | 0 | 0
Nuc | 0 | 0 | 0 | 0 | 0 | 0
PS | 0 | 0 | 0 | 0 | 0 | 0
PV | 0 | 0 | 0 | 0 | 0 | 0
PeakG | 0 | 0 | 0 | 0 | 0 | 0
PeakO | 0 | 0 | 0 | 0 | 0 | 0
ST | 0 | 0 | 0 | 0 | 0 | 0
STOG | 0 | 0 | 0 | 0 | 0 | 0
STWD | 0 | 0 | 0 | 0 | 0 | 0
WT | 0 | 0 | 0 | 0 | 0 | 0
IGCC | 0 | 0 | 0 | 0 | 0 | 0
DemandResponse | 0 | 0 | 0 | 0 | 0 | 0
IGCC-CCS | 0 | 0 | 0 | 0 | 0 | 0
WT_off | 0 | 0 | 0 | 0 | 0 | 0
PseudoUnit | 0 | 0 | 0 | 0 | 0 | 0
FixedInterchange | 0 | 0 | 0 | 0 | 0 | 0
Emission Cost by Reporting Type: AZ_NM_SNV_Gas
ReportingType | 2015 | 2020 | 2025 | 2030 | 2035 | 2040
BM | 0 | 0 | 0 | 0 | 0 | 0
CC | 0 | 0 | 0 | 0 | 0 | 0
CSP | 0 | 0 | 0 | 0 | 0 | 0
CT | 0 | 0 | 0 | 0 | 0 | 0
Coal | 0 | 0 | 0 | 0 | 0 | 0
Geo | 0 | 0 | 0 | 0 | 0 | 0
H | 0 | 0 | 0 | 0 | 0 | 0
LFG | 0 | 0 | 0 | 0 | 0 | 0
Nuc | 0 | 0 | 0 | 0 | 0 | 0
PS | 0 | 0 | 0 | 0 | 0 | 0
PV | 0 | 0 | 0 | 0 | 0 | 0
PeakG | 0 | 0 | 0 | 0 | 0 | 0
PeakO | 0 | 0 | 0 | 0 | 0 | 0
ST | 0 | 0 | 0 | 0 | 0 | 0
STOG | 0 | 0 | 0 | 0 | 0 | 0
STWD | 0 | 0 | 0 | 0 | 0 | 0
WT | 0 | 0 | 0 | 0 | 0 | 0
IGCC | 0 | 0 | 0 | 0 | 0 | 0
DemandResponse | 0 | 0 | 0 | 0 | 0 | 0
IGCC-CCS | 0 | 0 | 0 | 0 | 0 | 0
WT_off | 0 | 0 | 0 | 0 | 0 | 0
PseudoUnit | 0 | 0 | 0 | 0 | 0 | 0
FixedInterchange | 0 | 0 | 0 | 0 | 0 | 0
Emission Cost by Reporting Type: AZ_NM_SNV_NucRenew
ReportingType | 2015 | 2020 | 2025 | 2030 | 2035 | 2040
BM | 0 | 0 | 0 | 0 | 0 | 0
CC | 0 | 0 | 0 | 0 | 0 | 0
CSP | 0 | 0 | 0 | 0 | 0 | 0
CT | 0 | 0 | 0 | 0 | 0 | 0
Coal | 0 | 0 | 0 | 0 | 0 | 0
Geo | 0 | 0 | 0 | 0 | 0 | 0
H | 0 | 0 | 0 | 0 | 0 | 0
LFG | 0 | 0 | 0 | 0 | 0 | 0
Nuc | 0 | 0 | 0 | 0 | 0 | 0
PS | 0 | 0 | 0 | 0 | 0 | 0
PV | 0 | 0 | 0 | 0 | 0 | 0
PeakG | 0 | 0 | 0 | 0 | 0 | 0
PeakO | 0 | 0 | 0 | 0 | 0 | 0
ST | 0 | 0 | 0 | 0 | 0 | 0
STOG | 0 | 0 | 0 | 0 | 0 | 0
STWD | 0 | 0 | 0 | 0 | 0 | 0
WT | 0 | 0 | 0 | 0 | 0 | 0
IGCC | 0 | 0 | 0 | 0 | 0 | 0
DemandResponse | 0 | 0 | 0 | 0 | 0 | 0
IGCC-CCS | 0 | 0 | 0 | 0 | 0 | 0
WT_off | 0 | 0 | 0 | 0 | 0 | 0
PseudoUnit | 0 | 0 | 0 | 0 | 0 | 0
FixedInterchange | 0 | 0 | 0 | 0 | 0 | 0
Emission Cost by Reporting Type: ERCOT
ReportingType | 2015 | 2020 | 2025 | 2030 | 2035 | 2040
BM | 0 | 0 | 0 | 0 | 0 | 0
CC | 0 | 0 | 0 | 0 | 0 | 0
CSP | 0 | 0 | 0 | 0 | 0 | 0
CT | 0 | 0 | 0 | 0 | 0 | 0
Coal | 0 | 0 | 0 | 0 | 0 | 0
Geo | 0 | 0 | 0 | 0 | 0 | 0
H | 0 | 0 | 0 | 0 | 0 | 0
LFG | 0 | 0 | 0 | 0 | 0 | 0
Nuc | 0 | 0 | 0 | 0 | 0 | 0
PS | 0 | 0 | 0 | 0 | 0 | 0
PV | 0 | 0 | 0 | 0 | 0 | 0
PeakG | 0 | 0 | 0 | 0 | 0 | 0
PeakO | 0 | 0 | 0 | 0 | 0 | 0
ST | 0 | 0 | 0 | 0 | 0 | 0
STOG | 0 | 0 | 0 | 0 | 0 | 0
STWD | 0 | 0 | 0 | 0 | 0 | 0
WT | 0 | 0 | 0 | 0 | 0 | 0
IGCC | 0 | 0 | 0 | 0 | 0 | 0
DemandResponse | 0 | 0 | 0 | 0 | 0 | 0
IGCC-CCS | 0 | 0 | 0 | 0 | 0 | 0
WT_off | 0 | 0 | 0 | 0 | 0 | 0
PseudoUnit | 0 | 0 | 0 | 0 | 0 | 0
FixedInterchange | 0 | 0 | 0 | 0 | 0 | 0
Emission Cost by Reporting Type: NP15
ReportingType | 2015 | 2020 | 2025 | 2030 | 2035 | 2040
BM | 0 | 0 | 0 | 0 | 0 | 0
CC | 0 | 0 | 0 | 0 | 0 | 0
CSP | 0 | 0 | 0 | 0 | 0 | 0
CT | 0 | 0 | 0 | 0 | 0 | 0
Coal | 0 | 0 | 0 | 0 | 0 | 0
Geo | 0 | 0 | 0 | 0 | 0 | 0
H | 0 | 0 | 0 | 0 | 0 | 0
LFG | 0 | 0 | 0 | 0 | 0 | 0
Nuc | 0 | 0 | 0 | 0 | 0 | 0
PS | 0 | 0 | 0 | 0 | 0 | 0
PV | 0 | 0 | 0 | 0 | 0 | 0
PeakG | 0 | 0 | 0 | 0 | 0 | 0
PeakO | 0 | 0 | 0 | 0 | 0 | 0
ST | 0 | 0 | 0 | 0 | 0 | 0
STOG | 0 | 0 | 0 | 0 | 0 | 0
STWD | 0 | 0 | 0 | 0 | 0 | 0
WT | 0 | 0 | 0 | 0 | 0 | 0
IGCC | 0 | 0 | 0 | 0 | 0 | 0
DemandResponse | 0 | 0 | 0 | 0 | 0 | 0
IGCC-CCS | 0 | 0 | 0 | 0 | 0 | 0
WT_off | 0 | 0 | 0 | 0 | 0 | 0
PseudoUnit | 0 | 0 | 0 | 0 | 0 | 0
FixedInterchange | 0 | 0 | 0 | 0 | 0 | 0
Emission Cost by Reporting Type: NWPP_Coal
ReportingType | 2015 | 2020 | 2025 | 2030 | 2035 | 2040
BM | 0 | 0 | 0 | 0 | 0 | 0
CC | 0 | 0 | 0 | 0 | 0 | 0
CSP | 0 | 0 | 0 | 0 | 0 | 0
CT | 0 | 0 | 0 | 0 | 0 | 0
Coal | 0 | 0 | 0 | 0 | 0 | 0
Geo | 0 | 0 | 0 | 0 | 0 | 0
H | 0 | 0 | 0 | 0 | 0 | 0
LFG | 0 | 0 | 0 | 0 | 0 | 0
Nuc | 0 | 0 | 0 | 0 | 0 | 0
PS | 0 | 0 | 0 | 0 | 0 | 0
PV | 0 | 0 | 0 | 0 | 0 | 0
PeakG | 0 | 0 | 0 | 0 | 0 | 0
PeakO | 0 | 0 | 0 | 0 | 0 | 0
ST | 0 | 0 | 0 | 0 | 0 | 0
STOG | 0 | 0 | 0 | 0 | 0 | 0
STWD | 0 | 0 | 0 | 0 | 0 | 0
WT | 0 | 0 | 0 | 0 | 0 | 0
IGCC | 0 | 0 | 0 | 0 | 0 | 0
DemandResponse | 0 | 0 | 0 | 0 | 0 | 0
IGCC-CCS | 0 | 0 | 0 | 0 | 0 | 0
WT_off | 0 | 0 | 0 | 0 | 0 | 0
PseudoUnit | 0 | 0 | 0 | 0 | 0 | 0
FixedInterchange | 0 | 0 | 0 | 0 | 0 | 0
Emission Cost by Reporting Type: NWPP_Gas
ReportingType | 2015 | 2020 | 2025 | 2030 | 2035 | 2040
BM | 0 | 0 | 0 | 0 | 0 | 0
CC | 0 | 0 | 0 | 0 | 0 | 0
CSP | 0 | 0 | 0 | 0 | 0 | 0
CT | 0 | 0 | 0 | 0 | 0 | 0
Coal | 0 | 0 | 0 | 0 | 0 | 0
Geo | 0 | 0 | 0 | 0 | 0 | 0
H | 0 | 0 | 0 | 0 | 0 | 0
LFG | 0 | 0 | 0 | 0 | 0 | 0
Nuc | 0 | 0 | 0 | 0 | 0 | 0
PS | 0 | 0 | 0 | 0 | 0 | 0
PV | 0 | 0 | 0 | 0 | 0 | 0
PeakG | 0 | 0 | 0 | 0 | 0 | 0
PeakO | 0 | 0 | 0 | 0 | 0 | 0
ST | 0 | 0 | 0 | 0 | 0 | 0
STOG | 0 | 0 | 0 | 0 | 0 | 0
STWD | 0 | 0 | 0 | 0 | 0 | 0
WT | 0 | 0 | 0 | 0 | 0 | 0
IGCC | 0 | 0 | 0 | 0 | 0 | 0
DemandResponse | 0 | 0 | 0 | 0 | 0 | 0
IGCC-CCS | 0 | 0 | 0 | 0 | 0 | 0
WT_off | 0 | 0 | 0 | 0 | 0 | 0
PseudoUnit | 0 | 0 | 0 | 0 | 0 | 0
FixedInterchange | 0 | 0 | 0 | 0 | 0 | 0
Emission Cost by Reporting Type: NWPP_NucRenew
ReportingType | 2015 | 2020 | 2025 | 2030 | 2035 | 2040
BM | 0 | 0 | 0 | 0 | 0 | 0
CC | 0 | 0 | 0 | 0 | 0 | 0
CSP | 0 | 0 | 0 | 0 | 0 | 0
CT | 0 | 0 | 0 | 0 | 0 | 0
Coal | 0 | 0 | 0 | 0 | 0 | 0
Geo | 0 | 0 | 0 | 0 | 0 | 0
H | 0 | 0 | 0 | 0 | 0 | 0
LFG | 0 | 0 | 0 | 0 | 0 | 0
Nuc | 0 | 0 | 0 | 0 | 0 | 0
PS | 0 | 0 | 0 | 0 | 0 | 0
PV | 0 | 0 | 0 | 0 | 0 | 0
PeakG | 0 | 0 | 0 | 0 | 0 | 0
PeakO | 0 | 0 | 0 | 0 | 0 | 0
ST | 0 | 0 | 0 | 0 | 0 | 0
STOG | 0 | 0 | 0 | 0 | 0 | 0
STWD | 0 | 0 | 0 | 0 | 0 | 0
WT | 0 | 0 | 0 | 0 | 0 | 0
IGCC | 0 | 0 | 0 | 0 | 0 | 0
DemandResponse | 0 | 0 | 0 | 0 | 0 | 0
IGCC-CCS | 0 | 0 | 0 | 0 | 0 | 0
WT_off | 0 | 0 | 0 | 0 | 0 | 0
PseudoUnit | 0 | 0 | 0 | 0 | 0 | 0
FixedInterchange | 0 | 0 | 0 | 0 | 0 | 0
Emission Cost by Reporting Type: RMPA
ReportingType | 2015 | 2020 | 2025 | 2030 | 2035 | 2040
BM | 0 | 0 | 0 | 0 | 0 | 0
CC | 0 | 0 | 0 | 0 | 0 | 0
CSP | 0 | 0 | 0 | 0 | 0 | 0
CT | 0 | 0 | 0 | 0 | 0 | 0
Coal | 0 | 0 | 0 | 0 | 0 | 0
Geo | 0 | 0 | 0 | 0 | 0 | 0
H | 0 | 0 | 0 | 0 | 0 | 0
LFG | 0 | 0 | 0 | 0 | 0 | 0
Nuc | 0 | 0 | 0 | 0 | 0 | 0
PS | 0 | 0 | 0 | 0 | 0 | 0
PV | 0 | 0 | 0 | 0 | 0 | 0
PeakG | 0 | 0 | 0 | 0 | 0 | 0
PeakO | 0 | 0 | 0 | 0 | 0 | 0
ST | 0 | 0 | 0 | 0 | 0 | 0
STOG | 0 | 0 | 0 | 0 | 0 | 0
STWD | 0 | 0 | 0 | 0 | 0 | 0
WT | 0 | 0 | 0 | 0 | 0 | 0
IGCC | 0 | 0 | 0 | 0 | 0 | 0
DemandResponse | 0 | 0 | 0 | 0 | 0 | 0
IGCC-CCS | 0 | 0 | 0 | 0 | 0 | 0
WT_off | 0 | 0 | 0 | 0 | 0 | 0
PseudoUnit | 0 | 0 | 0 | 0 | 0 | 0
FixedInterchange | 0 | 0 | 0 | 0 | 0 | 0
Emission Cost by Reporting Type: SP15
ReportingType | 2015 | 2020 | 2025 | 2030 | 2035 | 2040
BM | 0 | 0 | 0 | 0 | 0 | 0
CC | 0 | 0 | 0 | 0 | 0 | 0
CSP | 0 | 0 | 0 | 0 | 0 | 0
CT | 0 | 0 | 0 | 0 | 0 | 0
Coal | 0 | 0 | 0 | 0 | 0 | 0
Geo | 0 | 0 | 0 | 0 | 0 | 0
H | 0 | 0 | 0 | 0 | 0 | 0
LFG | 0 | 0 | 0 | 0 | 0 | 0
Nuc | 0 | 0 | 0 | 0 | 0 | 0
PS | 0 | 0 | 0 | 0 | 0 | 0
PV | 0 | 0 | 0 | 0 | 0 | 0
PeakG | 0 | 0 | 0 | 0 | 0 | 0
PeakO | 0 | 0 | 0 | 0 | 0 | 0
ST | 0 | 0 | 0 | 0 | 0 | 0
STOG | 0 | 0 | 0 | 0 | 0 | 0
STWD | 0 | 0 | 0 | 0 | 0 | 0
WT | 0 | 0 | 0 | 0 | 0 | 0
IGCC | 0 | 0 | 0 | 0 | 0 | 0
DemandResponse | 0 | 0 | 0 | 0 | 0 | 0
IGCC-CCS | 0 | 0 | 0 | 0 | 0 | 0
WT_off | 0 | 0 | 0 | 0 | 0 | 0
PseudoUnit | 0 | 0 | 0 | 0 | 0 | 0
FixedInterchange | 0 | 0 | 0 | 0 | 0 | 0
Emission Cost by Reporting Type: ALB
ReportingType | 2015 | 2020 | 2025 | 2030 | 2035 | 2040
BM | 0 | 0 | 0 | 0 | 0 | 0
CC | 0 | 0 | 0 | 0 | 0 | 0
CSP | 0 | 0 | 0 | 0 | 0 | 0
CT | 0 | 0 | 0 | 0 | 0 | 0
Coal | 0 | 0 | 0 | 0 | 0 | 0
Geo | 0 | 0 | 0 | 0 | 0 | 0
H | 0 | 0 | 0 | 0 | 0 | 0
LFG | 0 | 0 | 0 | 0 | 0 | 0
Nuc | 0 | 0 | 0 | 0 | 0 | 0
PS | 0 | 0 | 0 | 0 | 0 | 0
PV | 0 | 0 | 0 | 0 | 0 | 0
PeakG | 0 | 0 | 0 | 0 | 0 | 0
PeakO | 0 | 0 | 0 | 0 | 0 | 0
ST | 0 | 0 | 0 | 0 | 0 | 0
STOG | 0 | 0 | 0 | 0 | 0 | 0
STWD | 0 | 0 | 0 | 0 | 0 | 0
WT | 0 | 0 | 0 | 0 | 0 | 0
IGCC | 0 | 0 | 0 | 0 | 0 | 0
DemandResponse | 0 | 0 | 0 | 0 | 0 | 0
IGCC-CCS | 0 | 0 | 0 | 0 | 0 | 0
WT_off | 0 | 0 | 0 | 0 | 0 | 0
PseudoUnit | 0 | 0 | 0 | 0 | 0 | 0
FixedInterchange | 0 | 0 | 0 | 0 | 0 | 0
Emission Cost by Reporting Type: BC
ReportingType | 2015 | 2020 | 2025 | 2030 | 2035 | 2040
BM | 0 | 0 | 0 | 0 | 0 | 0
CC | 0 | 0 | 0 | 0 | 0 | 0
CSP | 0 | 0 | 0 | 0 | 0 | 0
CT | 0 | 0 | 0 | 0 | 0 | 0
Coal | 0 | 0 | 0 | 0 | 0 | 0
Geo | 0 | 0 | 0 | 0 | 0 | 0
H | 0 | 0 | 0 | 0 | 0 | 0
LFG | 0 | 0 | 0 | 0 | 0 | 0
Nuc | 0 | 0 | 0 | 0 | 0 | 0
PS | 0 | 0 | 0 | 0 | 0 | 0
PV | 0 | 0 | 0 | 0 | 0 | 0
PeakG | 0 | 0 | 0 | 0 | 0 | 0
PeakO | 0 | 0 | 0 | 0 | 0 | 0
ST | 0 | 0 | 0 | 0 | 0 | 0
STOG | 0 | 0 | 0 | 0 | 0 | 0
STWD | 0 | 0 | 0 | 0 | 0 | 0
WT | 0 | 0 | 0 | 0 | 0 | 0
IGCC | 0 | 0 | 0 | 0 | 0 | 0
DemandResponse | 0 | 0 | 0 | 0 | 0 | 0
IGCC-CCS | 0 | 0 | 0 | 0 | 0 | 0
WT_off | 0 | 0 | 0 | 0 | 0 | 0
PseudoUnit | 0 | 0 | 0 | 0 | 0 | 0
FixedInterchange | 0 | 0 | 0 | 0 | 0 | 0
Emission Cost by Reporting Type: HQ_IESO
ReportingType | 2015 | 2020 | 2025 | 2030 | 2035 | 2040
BM | 0 | 0 | 0 | 0 | 0 | 0
CC | 0 | 0 | 0 | 0 | 0 | 0
CSP | 0 | 0 | 0 | 0 | 0 | 0
CT | 0 | 0 | 0 | 0 | 0 | 0
Coal | 0 | 0 | 0 | 0 | 0 | 0
Geo | 0 | 0 | 0 | 0 | 0 | 0
H | 0 | 0 | 0 | 0 | 0 | 0
LFG | 0 | 0 | 0 | 0 | 0 | 0
Nuc | 0 | 0 | 0 | 0 | 0 | 0
PS | 0 | 0 | 0 | 0 | 0 | 0
PV | 0 | 0 | 0 | 0 | 0 | 0
PeakG | 0 | 0 | 0 | 0 | 0 | 0
PeakO | 0 | 0 | 0 | 0 | 0 | 0
ST | 0 | 0 | 0 | 0 | 0 | 0
STOG | 0 | 0 | 0 | 0 | 0 | 0
STWD | 0 | 0 | 0 | 0 | 0 | 0
WT | 0 | 0 | 0 | 0 | 0 | 0
IGCC | 0 | 0 | 0 | 0 | 0 | 0
DemandResponse | 0 | 0 | 0 | 0 | 0 | 0
IGCC-CCS | 0 | 0 | 0 | 0 | 0 | 0
WT_off | 0 | 0 | 0 | 0 | 0 | 0
PseudoUnit | 0 | 0 | 0 | 0 | 0 | 0
FixedInterchange | 0 | 0 | 0 | 0 | 0 | 0
Emission Cost by Reporting Type: HQ_NEISO
ReportingType | 2015 | 2020 | 2025 | 2030 | 2035 | 2040
BM | 0 | 0 | 0 | 0 | 0 | 0
CC | 0 | 0 | 0 | 0 | 0 | 0
CSP | 0 | 0 | 0 | 0 | 0 | 0
CT | 0 | 0 | 0 | 0 | 0 | 0
Coal | 0 | 0 | 0 | 0 | 0 | 0
Geo | 0 | 0 | 0 | 0 | 0 | 0
H | 0 | 0 | 0 | 0 | 0 | 0
LFG | 0 | 0 | 0 | 0 | 0 | 0
Nuc | 0 | 0 | 0 | 0 | 0 | 0
PS | 0 | 0 | 0 | 0 | 0 | 0
PV | 0 | 0 | 0 | 0 | 0 | 0
PeakG | 0 | 0 | 0 | 0 | 0 | 0
PeakO | 0 | 0 | 0 | 0 | 0 | 0
ST | 0 | 0 | 0 | 0 | 0 | 0
STOG | 0 | 0 | 0 | 0 | 0 | 0
STWD | 0 | 0 | 0 | 0 | 0 | 0
WT | 0 | 0 | 0 | 0 | 0 | 0
IGCC | 0 | 0 | 0 | 0 | 0 | 0
DemandResponse | 0 | 0 | 0 | 0 | 0 | 0
IGCC-CCS | 0 | 0 | 0 | 0 | 0 | 0
WT_off | 0 | 0 | 0 | 0 | 0 | 0
PseudoUnit | 0 | 0 | 0 | 0 | 0 | 0
FixedInterchange | 0 | 0 | 0 | 0 | 0 | 0
Emission Cost by Reporting Type: HQ_NY
ReportingType | 2015 | 2020 | 2025 | 2030 | 2035 | 2040
BM | 0 | 0 | 0 | 0 | 0 | 0
CC | 0 | 0 | 0 | 0 | 0 | 0
CSP | 0 | 0 | 0 | 0 | 0 | 0
CT | 0 | 0 | 0 | 0 | 0 | 0
Coal | 0 | 0 | 0 | 0 | 0 | 0
Geo | 0 | 0 | 0 | 0 | 0 | 0
H | 0 | 0 | 0 | 0 | 0 | 0
LFG | 0 | 0 | 0 | 0 | 0 | 0
Nuc | 0 | 0 | 0 | 0 | 0 | 0
PS | 0 | 0 | 0 | 0 | 0 | 0
PV | 0 | 0 | 0 | 0 | 0 | 0
PeakG | 0 | 0 | 0 | 0 | 0 | 0
PeakO | 0 | 0 | 0 | 0 | 0 | 0
ST | 0 | 0 | 0 | 0 | 0 | 0
STOG | 0 | 0 | 0 | 0 | 0 | 0
STWD | 0 | 0 | 0 | 0 | 0 | 0
WT | 0 | 0 | 0 | 0 | 0 | 0
IGCC | 0 | 0 | 0 | 0 | 0 | 0
DemandResponse | 0 | 0 | 0 | 0 | 0 | 0
IGCC-CCS | 0 | 0 | 0 | 0 | 0 | 0
WT_off | 0 | 0 | 0 | 0 | 0 | 0
PseudoUnit | 0 | 0 | 0 | 0 | 0 | 0
FixedInterchange | 0 | 0 | 0 | 0 | 0 | 0
Emission Cost by Reporting Type: MARITIMES
ReportingType | 2015 | 2020 | 2025 | 2030 | 2035 | 2040
BM | 0 | 0 | 0 | 0 | 0 | 0
CC | 0 | 0 | 0 | 0 | 0 | 0
CSP | 0 | 0 | 0 | 0 | 0 | 0
CT | 0 | 0 | 0 | 0 | 0 | 0
Coal | 0 | 0 | 0 | 0 | 0 | 0
Geo | 0 | 0 | 0 | 0 | 0 | 0
H | 0 | 0 | 0 | 0 | 0 | 0
LFG | 0 | 0 | 0 | 0 | 0 | 0
Nuc | 0 | 0 | 0 | 0 | 0 | 0
PS | 0 | 0 | 0 | 0 | 0 | 0
PV | 0 | 0 | 0 | 0 | 0 | 0
PeakG | 0 | 0 | 0 | 0 | 0 | 0
PeakO | 0 | 0 | 0 | 0 | 0 | 0
ST | 0 | 0 | 0 | 0 | 0 | 0
STOG | 0 | 0 | 0 | 0 | 0 | 0
STWD | 0 | 0 | 0 | 0 | 0 | 0
WT | 0 | 0 | 0 | 0 | 0 | 0
IGCC | 0 | 0 | 0 | 0 | 0 | 0
DemandResponse | 0 | 0 | 0 | 0 | 0 | 0
IGCC-CCS | 0 | 0 | 0 | 0 | 0 | 0
WT_off | 0 | 0 | 0 | 0 | 0 | 0
PseudoUnit | 0 | 0 | 0 | 0 | 0 | 0
FixedInterchange | 0 | 0 | 0 | 0 | 0 | 0
Emission Cost by Reporting Type: All
ReportingType | 2015 | 2020 | 2025 | 2030 | 2035 | 2040
BM | 0 | 0 | 0 | 0 | 0 | 0
CC | 0 | 0 | 0 | 0 | 0 | 0
CSP | 0 | 0 | 0 | 0 | 0 | 0
CT | 0 | 0 | 0 | 0 | 0 | 0
Coal | 0 | 0 | 0 | 0 | 0 | 0
Geo | 0 | 0 | 0 | 0 | 0 | 0
H | 0 | 0 | 0 | 0 | 0 | 0
LFG | 0 | 0 | 0 | 0 | 0 | 0
Nuc | 0 | 0 | 0 | 0 | 0 | 0
PS | 0 | 0 | 0 | 0 | 0 | 0
PV | 0 | 0 | 0 | 0 | 0 | 0
PeakG | 0 | 0 | 0 | 0 | 0 | 0
PeakO | 0 | 0 | 0 | 0 | 0 | 0
ST | 0 | 0 | 0 | 0 | 0 | 0
STOG | 0 | 0 | 0 | 0 | 0 | 0
STWD | 0 | 0 | 0 | 0 | 0 | 0
WT | 0 | 0 | 0 | 0 | 0 | 0
IGCC | 0 | 0 | 0 | 0 | 0 | 0
DemandResponse | 0 | 0 | 0 | 0 | 0 | 0
IGCC-CCS | 0 | 0 | 0 | 0 | 0 | 0
WT_off | 0 | 0 | 0 | 0 | 0 | 0
PseudoUnit | 0 | 0 | 0 | 0 | 0 | 0
FixedInterchange | 0 | 0 | 0 | 0 | 0 | 0
Emission Cost by Reporting Type: EI_US
ReportingType | 2015 | 2020 | 2025 | 2030 | 2035 | 2040
BM | 0 | 0 | 0 | 0 | 0 | 0
CC | 0 | 0 | 0 | 0 | 0 | 0
CSP | 0 | 0 | 0 | 0 | 0 | 0
CT | 0 | 0 | 0 | 0 | 0 | 0
Coal | 0 | 0 | 0 | 0 | 0 | 0
Geo | 0 | 0 | 0 | 0 | 0 | 0
H | 0 | 0 | 0 | 0 | 0 | 0
LFG | 0 | 0 | 0 | 0 | 0 | 0
Nuc | 0 | 0 | 0 | 0 | 0 | 0
PS | 0 | 0 | 0 | 0 | 0 | 0
PV | 0 | 0 | 0 | 0 | 0 | 0
PeakG | 0 | 0 | 0 | 0 | 0 | 0
PeakO | 0 | 0 | 0 | 0 | 0 | 0
ST | 0 | 0 | 0 | 0 | 0 | 0
STOG | 0 | 0 | 0 | 0 | 0 | 0
STWD | 0 | 0 | 0 | 0 | 0 | 0
WT | 0 | 0 | 0 | 0 | 0 | 0
IGCC | 0 | 0 | 0 | 0 | 0 | 0
DemandResponse | 0 | 0 | 0 | 0 | 0 | 0
IGCC-CCS | 0 | 0 | 0 | 0 | 0 | 0
WT_off | 0 | 0 | 0 | 0 | 0 | 0
PseudoUnit | 0 | 0 | 0 | 0 | 0 | 0
FixedInterchange | 0 | 0 | 0 | 0 | 0 | 0
Emission Cost by Reporting Type: EI_Canada
ReportingType | 2015 | 2020 | 2025 | 2030 | 2035 | 2040
BM | 0 | 0 | 0 | 0 | 0 | 0
CC | 0 | 0 | 0 | 0 | 0 | 0
CSP | 0 | 0 | 0 | 0 | 0 | 0
CT | 0 | 0 | 0 | 0 | 0 | 0
Coal | 0 | 0 | 0 | 0 | 0 | 0
Geo | 0 | 0 | 0 | 0 | 0 | 0
H | 0 | 0 | 0 | 0 | 0 | 0
LFG | 0 | 0 | 0 | 0 | 0 | 0
Nuc | 0 | 0 | 0 | 0 | 0 | 0
PS | 0 | 0 | 0 | 0 | 0 | 0
PV | 0 | 0 | 0 | 0 | 0 | 0
PeakG | 0 | 0 | 0 | 0 | 0 | 0
PeakO | 0 | 0 | 0 | 0 | 0 | 0
ST | 0 | 0 | 0 | 0 | 0 | 0
STOG | 0 | 0 | 0 | 0 | 0 | 0
STWD | 0 | 0 | 0 | 0 | 0 | 0
WT | 0 | 0 | 0 | 0 | 0 | 0
IGCC | 0 | 0 | 0 | 0 | 0 | 0
DemandResponse | 0 | 0 | 0 | 0 | 0 | 0
IGCC-CCS | 0 | 0 | 0 | 0 | 0 | 0
WT_off | 0 | 0 | 0 | 0 | 0 | 0
PseudoUnit | 0 | 0 | 0 | 0 | 0 | 0
FixedInterchange | 0 | 0 | 0 | 0 | 0 | 0
Emission Cost by Reporting Type: EI
ReportingType | 2015 | 2020 | 2025 | 2030 | 2035 | 2040
BM | 0 | 0 | 0 | 0 | 0 | 0
CC | 0 | 0 | 0 | 0 | 0 | 0
CSP | 0 | 0 | 0 | 0 | 0 | 0
CT | 0 | 0 | 0 | 0 | 0 | 0
Coal | 0 | 0 | 0 | 0 | 0 | 0
Geo | 0 | 0 | 0 | 0 | 0 | 0
H | 0 | 0 | 0 | 0 | 0 | 0
LFG | 0 | 0 | 0 | 0 | 0 | 0
Nuc | 0 | 0 | 0 | 0 | 0 | 0
PS | 0 | 0 | 0 | 0 | 0 | 0
PV | 0 | 0 | 0 | 0 | 0 | 0
PeakG | 0 | 0 | 0 | 0 | 0 | 0
PeakO | 0 | 0 | 0 | 0 | 0 | 0
ST | 0 | 0 | 0 | 0 | 0 | 0
STOG | 0 | 0 | 0 | 0 | 0 | 0
STWD | 0 | 0 | 0 | 0 | 0 | 0
WT | 0 | 0 | 0 | 0 | 0 | 0
IGCC | 0 | 0 | 0 | 0 | 0 | 0
DemandResponse | 0 | 0 | 0 | 0 | 0 | 0
IGCC-CCS | 0 | 0 | 0 | 0 | 0 | 0
WT_off | 0 | 0 | 0 | 0 | 0 | 0
PseudoUnit | 0 | 0 | 0 | 0 | 0 | 0
FixedInterchange | 0 | 0 | 0 | 0 | 0 | 0
Emission Cost by Reporting Type: Outside_EI
ReportingType | 2015 | 2020 | 2025 | 2030 | 2035 | 2040
BM | 0 | 0 | 0 | 0 | 0 | 0
CC | 0 | 0 | 0 | 0 | 0 | 0
CSP | 0 | 0 | 0 | 0 | 0 | 0
CT | 0 | 0 | 0 | 0 | 0 | 0
Coal | 0 | 0 | 0 | 0 | 0 | 0
Geo | 0 | 0 | 0 | 0 | 0 | 0
H | 0 | 0 | 0 | 0 | 0 | 0
LFG | 0 | 0 | 0 | 0 | 0 | 0
Nuc | 0 | 0 | 0 | 0 | 0 | 0
PS | 0 | 0 | 0 | 0 | 0 | 0
PV | 0 | 0 | 0 | 0 | 0 | 0
PeakG | 0 | 0 | 0 | 0 | 0 | 0
PeakO | 0 | 0 | 0 | 0 | 0 | 0
ST | 0 | 0 | 0 | 0 | 0 | 0
STOG | 0 | 0 | 0 | 0 | 0 | 0
STWD | 0 | 0 | 0 | 0 | 0 | 0
WT | 0 | 0 | 0 | 0 | 0 | 0
IGCC | 0 | 0 | 0 | 0 | 0 | 0
DemandResponse | 0 | 0 | 0 | 0 | 0 | 0
IGCC-CCS | 0 | 0 | 0 | 0 | 0 | 0
WT_off | 0 | 0 | 0 | 0 | 0 | 0
PseudoUnit | 0 | 0 | 0 | 0 | 0 | 0
FixedInterchange | 0 | 0 | 0 | 0 | 0 | 0
==== Emission Program: Carbon : (CO2) ====
Emission Cost by Reporting Type: Entergy
ReportingType | 2015 | 2020 | 2025 | 2030 | 2035 | 2040
BM | 0 | 0 | 0 | 0 | 0 | 0
CC | 634.65 | 784.73 | 1039.97 | 1733.13 | 1770.54 | 1614.79
CSP | 0 | 0 | 0 | 0 | 0 | 0
CT | 0 | 0 | 0 | 0 | 0 | 0
Coal | 1503.98 | 221.94 | 27.27 | 8.14 | 7.91 | 18.07
Geo | 0 | 0 | 0 | 0 | 0 | 0
H | 0 | 0 | 0 | 0 | 0 | 0
LFG | 0 | 0 | 0 | 0 | 0 | 0
Nuc | 0 | 0 | 0 | 0 | 0 | 0
PS | 0 | 0 | 0 | 0 | 0 | 0
PV | 0 | 0 | 0 | 0 | 0 | 0
PeakG | 0 | 0 | 8.34 | 6.61 | 5.74 | 6.18
PeakO | 0 | 0 | 0 | 0 | 0 | 0
ST | 0 | 0 | 0 | 0 | 0 | 0
STOG | 6.68 | 18.29 | 0 | 0 | 0 | 0
STWD | 0 | 0 | 0 | 0 | 0 | 0
WT | 0 | 0 | 0 | 0 | 0 | 0
IGCC | 0 | 0 | 0 | 0 | 0 | 0
DemandResponse | 0 | 0 | 0 | 0 | 0 | 0
IGCC-CCS | 0 | 0 | 0 | 0 | 0 | 0
WT_off | 0 | 0 | 0 | 0 | 0 | 0
PseudoUnit | 0 | 0 | 0 | 0 | 0 | 0
FixedInterchange | 0 | 0 | 0 | 0 | 0 | 0
Emission Cost by Reporting Type: FRCC
ReportingType | 2015 | 2020 | 2025 | 2030 | 2035 | 2040
BM | 0 | 0 | 0 | 0 | 0 | 0
CC | 1747.03 | 2709.88 | 4306.91 | 3580.98 | 3276.94 | 2357.66
CSP | 0 | 0 | 0 | 0 | 0 | 0
CT | 7.47 | 35.59 | 60.87 | 20.09 | 0 | 0
Coal | 450.28 | 145.51 | 0 | 0 | 0 | 0
Geo | 0 | 0 | 0 | 0 | 0 | 0
H | 0 | 0 | 0 | 0 | 0 | 0
LFG | 0 | 0 | 0 | 0 | 0 | 0
Nuc | 0 | 0 | 0 | 0 | 0 | 0
PS | 0 | 0 | 0 | 0 | 0 | 0
PV | 0 | 0 | 0 | 0 | 0 | 0
PeakG | 6.07 | 36.62 | 55.94 | 0 | 0 | 0
PeakO | 0 | 0 | 0 | 0 | 0 | 0
ST | 0 | 0 | 0 | 0 | 0 | 0
STOG | 0 | 0 | 0 | 0 | 0 | 0
STWD | 0 | 0 | 0 | 0 | 0 | 0
WT | 0 | 0 | 0 | 0 | 0 | 0
IGCC | 0 | 0 | 0 | 0 | 0 | 0
DemandResponse | 0 | 0 | 0 | 0 | 0 | 0
IGCC-CCS | 0 | 0 | 0 | 0 | 0 | 0
WT_off | 0 | 0 | 0 | 0 | 0 | 0
PseudoUnit | 0 | 0 | 0 | 0 | 0 | 0
FixedInterchange | 0 | 0 | 0 | 0 | 0 | 0
Emission Cost by Reporting Type: MAPP_US
ReportingType | 2015 | 2020 | 2025 | 2030 | 2035 | 2040
BM | 0 | 0 | 0 | 0 | 0 | 0
CC | 2.35 | 4.44 | 4.75 | 10.17 | 10.17 | 10.17
CSP | 0 | 0 | 0 | 0 | 0 | 0
CT | 0 | 0.06 | 0.1 | 0.22 | 0.29 | 0.29
Coal | 381.01 | 25.6 | 0 | 0 | 0 | 0
Geo | 0 | 0 | 0 | 0 | 0 | 0
H | 0 | 0 | 0 | 0 | 0 | 0
LFG | 0 | 0 | 0 | 0 | 0 | 0
Nuc | 0 | 0 | 0 | 0 | 0 | 0
PS | 0 | 0 | 0 | 0 | 0 | 0
PV | 0 | 0 | 0 | 0 | 0 | 0
PeakG | 0.96 | 2.24 | 3.83 | 13.36 | 13.48 | 8.13
PeakO | 0 | 0 | 0 | 0 | 0 | 0
ST | 0 | 0 | 0 | 0 | 0 | 0
STOG | 0 | 0 | 0 | 0 | 0 | 0
STWD | 0 | 0 | 0 | 0 | 0 | 0
WT | 0 | 0 | 0 | 0 | 0 | 0
IGCC | 0 | 0 | 0 | 0 | 0 | 0
DemandResponse | 0 | 0 | 0 | 0 | 0 | 0
IGCC-CCS | 0 | 0 | 0 | 0 | 0 | 0
WT_off | 0 | 0 | 0 | 0 | 0 | 0
PseudoUnit | 0 | 0 | 0 | 0 | 0 | 0
FixedInterchange | 0 | 0 | 0 | 0 | 0 | 0
Emission Cost by Reporting Type: MISO_IN
ReportingType | 2015 | 2020 | 2025 | 2030 | 2035 | 2040
BM | 0 | 0 | 0 | 0 | 0 | 0
CC | 180.48 | 843.98 | 1398.33 | 2297.35 | 2257.05 | 2531.34
CSP | 0 | 0 | 0 | 0 | 0 | 0
CT | 0 | 0 | 0 | 0 | 0 | 0
Coal | 1463.35 | 1249.52 | 0 | 0 | 0 | 0
Geo | 0 | 0 | 0 | 0 | 0 | 0
H | 0 | 0 | 0 | 0 | 0 | 0
LFG | 0 | 0 | 0 | 0 | 0 | 0
Nuc | 0 | 0 | 0 | 0 | 0 | 0
PS | 0 | 0 | 0 | 0 | 0 | 0
PV | 0 | 0 | 0 | 0 | 0 | 0
PeakG | 0.04 | 0.5 | 11.26 | 4.48 | 5.8 | 7.94
PeakO | 0 | 0 | 0.22 | 0 | 0 | 0
ST | 0 | 0 | 0 | 0 | 0 | 0
STOG | 0.48 | 1.3 | 0 | 0 | 0 | 0
STWD | 0 | 0 | 0 | 0 | 0 | 0
WT | 0 | 0 | 0 | 0 | 0 | 0
IGCC | 100.97 | 143.38 | 53.05 | 27.09 | 27.09 | 17.19
DemandResponse | 0 | 0 | 0 | 0 | 0 | 0
IGCC-CCS | 0 | 0 | 0 | 0 | 0 | 0
WT_off | 0 | 0 | 0 | 0 | 0 | 0
PseudoUnit | 0 | 0 | 0 | 0 | 0 | 0
FixedInterchange | 0 | 0 | 0 | 0 | 0 | 0
Emission Cost by Reporting Type: MISO_MI
ReportingType | 2015 | 2020 | 2025 | 2030 | 2035 | 2040
BM | 0 | 0 | 0 | 0 | 0 | 0
CC | 255.88 | 650.15 | 1029.58 | 1605.65 | 1625.41 | 1367.03
CSP | 0 | 0 | 0 | 0 | 0 | 0
CT | 0 | 0 | 0 | 0 | 0 | 0
Coal | 675.45 | 0 | 0 | 0 | 0 | 0
Geo | 0 | 0 | 0 | 0 | 0 | 0
H | 0 | 0 | 0 | 0 | 0 | 0
LFG | 0 | 0 | 0 | 0 | 0 | 0
Nuc | 0 | 0 | 0 | 0 | 0 | 0
PS | 0 | 0 | 0 | 0 | 0 | 0
PV | 0 | 0 | 0 | 0 | 0 | 0
PeakG | 0.37 | 2.5 | 6.67 | 0.69 | 8.19 | 5.94
PeakO | 0 | 0 | 0 | 0 | 0 | 0
ST | 0 | 0 | 0 | 0 | 0 | 0
STOG | 4.8 | 5.78 | 0 | 0 | 0 | 0
STWD | 0 | 0 | 0 | 0 | 0 | 0
WT | 0 | 0 | 0 | 0 | 0 | 0
IGCC | 0 | 0 | 0 | 0 | 0 | 0
DemandResponse | 0 | 0 | 0 | 0 | 0 | 0
IGCC-CCS | 0 | 0 | 0 | 0 | 0 | 0
WT_off | 0 | 0 | 0 | 0 | 0 | 0
PseudoUnit | 0 | 0 | 0 | 0 | 0 | 0
FixedInterchange | 0 | 0 | 0 | 0 | 0 | 0
Emission Cost by Reporting Type: MISO_MO-IL
ReportingType | 2015 | 2020 | 2025 | 2030 | 2035 | 2040
BM | 0 | 0 | 0 | 0 | 0 | 0
CC | 132.18 | 474.11 | 570.6 | 843.41 | 926.98 | 783.15
CSP | 0 | 0 | 0 | 0 | 0 | 0
CT | 0 | 0 | 0 | 0 | 0 | 0
Coal | 1839.3 | 721.7 | 117.75 | 51.93 | 58.23 | 43.36
Geo | 0 | 0 | 0 | 0 | 0 | 0
H | 0 | 0 | 0 | 0 | 0 | 0
LFG | 0 | 0 | 0 | 0 | 0 | 0
Nuc | 0 | 0 | 0 | 0 | 0 | 0
PS | 0 | 0 | 0 | 0 | 0 | 0
PV | 0 | 0 | 0 | 0 | 0 | 0
PeakG | 1.72 | 10.02 | 34 | 36.75 | 36.75 | 36.75
PeakO | 0 | 0 | 0 | 0 | 0 | 0
ST | 0 | 0 | 0 | 0 | 0 | 0
STOG | 0.09 | 0.64 | 0 | 0 | 0 | 0
STWD | 0 | 0 | 0 | 0 | 0 | 0
WT | 0 | 0 | 0 | 0 | 0 | 0
IGCC | 0 | 0 | 0 | 0 | 0 | 0
DemandResponse | 0 | 0 | 0 | 0 | 0 | 0
IGCC-CCS | 0 | 0 | 0 | 0 | 0 | 0
WT_off | 0 | 0 | 0 | 0 | 0 | 0
PseudoUnit | 0 | 0 | 0 | 0 | 0 | 0
FixedInterchange | 0 | 0 | 0 | 0 | 0 | 0
Emission Cost by Reporting Type: MISO_W
ReportingType | 2015 | 2020 | 2025 | 2030 | 2035 | 2040
BM | 0 | 0 | 0 | 0 | 0 | 0
CC | 181.63 | 454.93 | 385.51 | 628.74 | 634.43 | 543.55
CSP | 0 | 0 | 0 | 0 | 0 | 0
CT | 0 | 0 | 0 | 0 | 0 | 0
Coal | 1897.68 | 908.27 | 20.74 | 42.5 | 49.49 | 49.49
Geo | 0 | 0 | 0 | 0 | 0 | 0
H | 0 | 0 | 0 | 0 | 0 | 0
LFG | 0 | 0 | 0 | 0 | 0 | 0
Nuc | 0 | 0 | 0 | 0 | 0 | 0
PS | 0 | 0 | 0 | 0 | 0 | 0
PV | 0 | 0 | 0 | 0 | 0 | 0
PeakG | 3.85 | 6.6 | 11.04 | 10.74 | 27.91 | 27.76
PeakO | 0 | 0 | 0 | 0 | 0 | 0
ST | 0 | 0 | 0 | 0 | 0 | 0
STOG | 0 | 0.04 | 0 | 0 | 0 | 0
STWD | 0 | 0 | 0 | 0 | 0 | 0
WT | 0 | 0 | 0 | 0 | 0 | 0
IGCC | 0 | 0 | 0 | 0 | 0 | 0
DemandResponse | 0 | 0 | 0 | 0 | 0 | 0
IGCC-CCS | 0 | 0 | 0 | 0 | 0 | 0
WT_off | 0 | 0 | 0 | 0 | 0 | 0
PseudoUnit | 0 | 0 | 0 | 0 | 0 | 0
FixedInterchange | 0 | 0 | 0 | 0 | 0 | 0
Emission Cost by Reporting Type: MISO_WUMS
ReportingType | 2015 | 2020 | 2025 | 2030 | 2035 | 2040
BM | 0 | 0 | 0 | 0 | 0 | 0
CC | 381.88 | 528 | 652.65 | 1044.93 | 1349.6 | 1238.07
CSP | 0 | 0 | 0 | 0 | 0 | 0
CT | 0 | 0 | 0 | 0 | 0 | 0
Coal | 276.94 | 103.78 | 22.49 | 0 | 0.56 | 2.48
Geo | 0 | 0 | 0 | 0 | 0 | 0
H | 0 | 0 | 0 | 0 | 0 | 0
LFG | 0 | 0 | 0 | 0 | 0 | 0
Nuc | 0 | 0 | 0 | 0 | 0 | 0
PS | 0 | 0 | 0 | 0 | 0 | 0
PV | 0 | 0 | 0 | 0 | 0 | 0
PeakG | 0 | 1.87 | 3.83 | 0 | 9.3 | 3.61
PeakO | 0 | 0 | 0 | 0 | 0 | 0
ST | 0 | 0 | 0 | 0 | 0 | 0
STOG | 0 | 0 | 0 | 0 | 0 | 0
STWD | 0 | 0 | 0 | 0 | 0 | 0
WT | 0 | 0 | 0 | 0 | 0 | 0
IGCC | 0 | 0 | 0 | 0 | 0 | 0
DemandResponse | 0 | 0 | 0 | 0 | 0 | 0
IGCC-CCS | 0 | 0 | 0 | 0 | 0 | 0
WT_off | 0 | 0 | 0 | 0 | 0 | 0
PseudoUnit | 0 | 0 | 0 | 0 | 0 | 0
FixedInterchange | 0 | 0 | 0 | 0 | 0 | 0
Emission Cost by Reporting Type: Nebraska
ReportingType | 2015 | 2020 | 2025 | 2030 | 2035 | 2040
BM | 0 | 0 | 0 | 0 | 0 | 0
CC | 4.3 | 3.9 | 6.16 | 7.97 | 13.8 | 7.97
CSP | 0 | 0 | 0 | 0 | 0 | 0
CT | 0 | 0 | 0 | 0 | 0 | 0
Coal | 861.1 | 70.95 | 22.47 | 30.23 | 33.01 | 35.78
Geo | 0 | 0 | 0 | 0 | 0 | 0
H | 0 | 0 | 0 | 0 | 0 | 0
LFG | 0 | 0 | 0 | 0 | 0 | 0
Nuc | 0 | 0 | 0 | 0 | 0 | 0
PS | 0 | 0 | 0 | 0 | 0 | 0
PV | 0 | 0 | 0 | 0 | 0 | 0
PeakG | 0.15 | 0 | 0.45 | 0 | 0 | 1.01
PeakO | 0 | 0 | 0 | 0 | 0 | 0
ST | 0 | 0 | 0 | 0 | 0 | 0
STOG | 0 | 0 | 0 | 0 | 0 | 0
STWD | 0 | 0 | 0 | 0 | 0 | 0
WT | 0 | 0 | 0 | 0 | 0 | 0
IGCC | 0 | 0 | 0 | 0 | 0 | 0
DemandResponse | 0 | 0 | 0 | 0 | 0 | 0
IGCC-CCS | 0 | 0 | 0 | 0 | 0 | 0
WT_off | 0 | 0 | 0 | 0 | 0 | 0
PseudoUnit | 0 | 0 | 0 | 0 | 0 | 0
FixedInterchange | 0 | 0 | 0 | 0 | 0 | 0
Emission Cost by Reporting Type: NEISO
ReportingType | 2015 | 2020 | 2025 | 2030 | 2035 | 2040
BM | 0 | 0 | 0 | 0 | 0 | 0
CC | 336.63 | 351.67 | 392.21 | 287.15 | 459.71 | 643.59
CSP | 0 | 0 | 0 | 0 | 0 | 0
CT | 0.05 | 0.24 | 1.23 | 2.67 | 0 | 0
Coal | 1.68 | 0 | 0 | 0 | 0 | 0
Geo | 0 | 0 | 0 | 0 | 0 | 0
H | 0 | 0 | 0 | 0 | 0 | 0
LFG | 0 | 0 | 0 | 0 | 0 | 0
Nuc | 0 | 0 | 0 | 0 | 0 | 0
PS | 0 | 0 | 0 | 0 | 0 | 0
PV | 0 | 0 | 0 | 0 | 0 | 0
PeakG | 0.47 | 2.14 | 4.19 | 0 | 0 | 0
PeakO | 0 | 0 | 0 | 0 | 0 | 0
ST | 0 | 0 | 0 | 0 | 0 | 0
STOG | 0 | 0 | 0 | 0 | 0 | 0
STWD | 0 | 0 | 0 | 0 | 0 | 0
WT | 0 | 0 | 0 | 0 | 0 | 0
IGCC | 0 | 0 | 0 | 0 | 0 | 0
DemandResponse | 0 | 0 | 0 | 0 | 0 | 0
IGCC-CCS | 0 | 0 | 0 | 0 | 0 | 0
WT_off | 0 | 0 | 0 | 0 | 0 | 0
PseudoUnit | 0 | 0 | 0 | 0 | 0 | 0
FixedInterchange | 0 | 0 | 0 | 0 | 0 | 0
Emission Cost by Reporting Type: NonRTO_Midwest
ReportingType | 2015 | 2020 | 2025 | 2030 | 2035 | 2040
BM | 0 | 0 | 0 | 0 | 0 | 0
CC | 77.02 | 519.2 | 850.25 | 1896.17 | 1857.16 | 1669.8
CSP | 0 | 0 | 0 | 0 | 0 | 0
CT | 0 | 0 | 0 | 0 | 0 | 0
Coal | 1219.15 | 530.33 | 7.34 | 11.71 | 11.71 | 11.71
Geo | 0 | 0 | 0 | 0 | 0 | 0
H | 0 | 0 | 0 | 0 | 0 | 0
LFG | 0 | 0 | 0 | 0 | 0 | 0
Nuc | 0 | 0 | 0 | 0 | 0 | 0
PS | 0 | 0 | 0 | 0 | 0 | 0
PV | 0 | 0 | 0 | 0 | 0 | 0
PeakG | 2.44 | 5.77 | 50.26 | 56.52 | 34.2 | 7.38
PeakO | 0 | 0 | 0 | 0 | 0 | 0
ST | 0 | 0 | 0 | 0 | 0 | 0
STOG | 0 | 0 | 0 | 0 | 0 | 0
STWD | 0 | 0 | 0 | 0 | 0 | 0
WT | 0 | 0 | 0 | 0 | 0 | 0
IGCC | 0 | 0 | 0 | 0 | 0 | 0
DemandResponse | 0 | 0 | 0 | 0 | 0 | 0
IGCC-CCS | 0 | 0 | 0 | 0 | 0 | 0
WT_off | 0 | 0 | 0 | 0 | 0 | 0
PseudoUnit | 0 | 0 | 0 | 0 | 0 | 0
FixedInterchange | 0 | 0 | 0 | 0 | 0 | 0
Emission Cost by Reporting Type: NYISO_A-F
ReportingType | 2015 | 2020 | 2025 | 2030 | 2035 | 2040
BM | 0 | 0 | 0 | 0 | 0 | 0
CC | 65.44 | 85 | 98.56 | 13.78 | 131.99 | 220.76
CSP | 0 | 0 | 0 | 0 | 0 | 0
CT | 0 | 0 | 0 | 0 | 0 | 0
Coal | 0 | 0 | 0 | 0 | 0 | 0
Geo | 0 | 0 | 0 | 0 | 0 | 0
H | 0 | 0 | 0 | 0 | 0 | 0
LFG | 0 | 0 | 0 | 0 | 0 | 0
Nuc | 0 | 0 | 0 | 0 | 0 | 0
PS | 0 | 0 | 0 | 0 | 0 | 0
PV | 0 | 0 | 0 | 0 | 0 | 0
PeakG | 0.04 | 0.42 | 0 | 0 | 0 | 0
PeakO | 0 | 0 | 0 | 0 | 0 | 0
ST | 0 | 0 | 0 | 0 | 0 | 0
STOG | 0 | 0 | 0 | 0 | 0 | 0
STWD | 0 | 0 | 0 | 0 | 0 | 0
WT | 0 | 0 | 0 | 0 | 0 | 0
IGCC | 0 | 0 | 0 | 0 | 0 | 0
DemandResponse | 0 | 0 | 0 | 0 | 0 | 0
IGCC-CCS | 0 | 0 | 0 | 0 | 0 | 0
WT_off | 0 | 0 | 0 | 0 | 0 | 0
PseudoUnit | 0 | 0 | 0 | 0 | 0 | 0
FixedInterchange | 0 | 0 | 0 | 0 | 0 | 0
Emission Cost by Reporting Type: NYISO_G-I
ReportingType | 2015 | 2020 | 2025 | 2030 | 2035 | 2040
BM | 0 | 0 | 0 | 0 | 0 | 0
CC | 39.61 | 48.93 | 53.7 | 49.96 | 228.7 | 653.45
CSP | 0 | 0 | 0 | 0 | 0 | 0
CT | 0 | 0 | 0 | 0 | 0 | 0
Coal | 0 | 0 | 0 | 0 | 0 | 0
Geo | 0 | 0 | 0 | 0 | 0 | 0
H | 0 | 0 | 0 | 0 | 0 | 0
LFG | 0 | 0 | 0 | 0 | 0 | 0
Nuc | 0 | 0 | 0 | 0 | 0 | 0
PS | 0 | 0 | 0 | 0 | 0 | 0
PV | 0 | 0 | 0 | 0 | 0 | 0
PeakG | 0 | 0.02 | 0.12 | 0.27 | 0.27 | 0.27
PeakO | 0 | 0 | 0 | 0 | 0 | 0
ST | 0 | 0 | 0 | 0 | 0 | 0
STOG | 0 | 0 | 0 | 0 | 0 | 0
STWD | 0 | 0 | 0 | 0 | 0 | 0
WT | 0 | 0 | 0 | 0 | 0 | 0
IGCC | 0 | 0 | 0 | 0 | 0 | 0
DemandResponse | 0 | 0 | 0 | 0 | 0 | 0
IGCC-CCS | 0 | 0 | 0 | 0 | 0 | 0
WT_off | 0 | 0 | 0 | 0 | 0 | 0
PseudoUnit | 0 | 0 | 0 | 0 | 0 | 0
FixedInterchange | 0 | 0 | 0 | 0 | 0 | 0
Emission Cost by Reporting Type: NYISO_J-K
ReportingType | 2015 | 2020 | 2025 | 2030 | 2035 | 2040
BM | 0 | 0 | 0 | 0 | 0 | 0
CC | 230.05 | 338.46 | 376.71 | 546.02 | 656.34 | 802.3
CSP | 0 | 0 | 0 | 0 | 0 | 0
CT | 0 | 0 | 0 | 0 | 0 | 0
Coal | 0 | 0 | 0 | 0 | 0 | 0
Geo | 0 | 0 | 0 | 0 | 0 | 0
H | 0 | 0 | 0 | 0 | 0 | 0
LFG | 0 | 0 | 0 | 0 | 0 | 0
Nuc | 0 | 0 | 0 | 0 | 0 | 0
PS | 0 | 0 | 0 | 0 | 0 | 0
PV | 0 | 0 | 0 | 0 | 0 | 0
PeakG | 1.93 | 5 | 11 | 20.85 | 29.13 | 25.49
PeakO | 0 | 0.08 | 1.56 | 0.9 | 3.68 | 1.87
ST | 0 | 0 | 0 | 0 | 0 | 0
STOG | 4.66 | 14.7 | 22.08 | 37.78 | 40.11 | 40.11
STWD | 0 | 0 | 0 | 0 | 0 | 0
WT | 0 | 0 | 0 | 0 | 0 | 0
IGCC | 0 | 0 | 0 | 0 | 0 | 0
DemandResponse | 0 | 0 | 0 | 0 | 0 | 0
IGCC-CCS | 0 | 0 | 0 | 0 | 0 | 0
WT_off | 0 | 0 | 0 | 0 | 0 | 0
PseudoUnit | 0 | 0 | 0 | 0 | 0 | 0
FixedInterchange | 0 | 0 | 0 | 0 | 0 | 0
Emission Cost by Reporting Type: PJM_E
ReportingType | 2015 | 2020 | 2025 | 2030 | 2035 | 2040
BM | 0 | 0 | 0 | 0 | 0 | 0
CC | 443.38 | 728.7 | 940.25 | 1676.1 | 2208.68 | 2316.75
CSP | 0 | 0 | 0 | 0 | 0 | 0
CT | 0 | 0.22 | 0.36 | 0 | 0 | 0
Coal | 10.28 | 4.27 | 1.05 | 0.11 | 0.34 | 0.65
Geo | 0 | 0 | 0 | 0 | 0 | 0
H | 0 | 0 | 0 | 0 | 0 | 0
LFG | 0 | 0 | 0 | 0 | 0 | 0
Nuc | 0 | 0 | 0 | 0 | 0 | 0
PS | 0 | 0 | 0 | 0 | 0 | 0
PV | 0 | 0 | 0 | 0 | 0 | 0
PeakG | 0.97 | 21.12 | 34.59 | 76.28 | 75.58 | 75.67
PeakO | 0 | 0 | 0 | 0 | 0 | 0
ST | 0 | 0 | 0 | 0 | 0 | 0
STOG | 4.28 | 0 | 0 | 0 | 0 | 0
STWD | 0 | 0 | 0 | 0 | 0 | 0
WT | 0 | 0 | 0 | 0 | 0 | 0
IGCC | 0 | 0 | 0 | 0 | 0 | 0
DemandResponse | 0 | 0 | 0 | 0 | 0 | 0
IGCC-CCS | 0 | 0 | 0 | 0 | 0 | 0
WT_off | 0 | 0 | 0 | 0 | 0 | 0
PseudoUnit | 0 | 0 | 0 | 0 | 0 | 0
FixedInterchange | 0 | 0 | 0 | 0 | 0 | 0
Emission Cost by Reporting Type: PJM_ROM
ReportingType | 2015 | 2020 | 2025 | 2030 | 2035 | 2040
BM | 0 | 0 | 0 | 0 | 0 | 0
CC | 199.1 | 363.65 | 369.83 | 770.64 | 2786.31 | 4112.26
CSP | 0 | 0 | 0 | 0 | 0 | 0
CT | 0 | 0.13 | 0.22 | 0.49 | 0 | 0
Coal | 229.1 | 53.26 | 1.26 | 0.13 | 0.41 | 0.79
Geo | 0 | 0 | 0 | 0 | 0 | 0
H | 0 | 0 | 0 | 0 | 0 | 0
LFG | 0 | 0 | 0 | 0 | 0 | 0
Nuc | 0 | 0 | 0 | 0 | 0 | 0
PS | 0 | 0 | 0 | 0 | 0 | 0
PV | 0 | 0 | 0 | 0 | 0 | 0
PeakG | 0.1 | 1.21 | 6.02 | 33.25 | 48.09 | 48.09
PeakO | 0 | 0 | 0 | 0 | 0 | 0
ST | 0 | 0 | 0 | 0 | 0 | 0
STOG | 10.4 | 7.44 | 0 | 0 | 0 | 0
STWD | 0 | 0 | 0 | 0 | 0 | 0
WT | 0 | 0 | 0 | 0 | 0 | 0
IGCC | 0 | 0 | 0 | 0 | 0 | 0
DemandResponse | 0 | 0 | 0 | 0 | 0 | 0
IGCC-CCS | 0 | 0 | 0 | 0 | 0 | 0
WT_off | 0 | 0 | 0 | 0 | 0 | 0
PseudoUnit | 0 | 0 | 0 | 0 | 0 | 0
FixedInterchange | 0 | 0 | 0 | 0 | 0 | 0
Emission Cost by Reporting Type: PJM_ROR
ReportingType | 2015 | 2020 | 2025 | 2030 | 2035 | 2040
BM | 0 | 0 | 0 | 0 | 0 | 0
CC | 1805.15 | 2720.65 | 4060.42 | 7472.1 | 7300.89 | 6956.24
CSP | 0 | 0 | 0 | 0 | 0 | 0
CT | 0.05 | 0.24 | 0.4 | 0.89 | 0 | 0
Coal | 4789.52 | 3037.65 | 292.43 | 102.33 | 102.33 | 102.33
Geo | 0 | 0 | 0 | 0 | 0 | 0
H | 0 | 0 | 0 | 0 | 0 | 0
LFG | 0 | 0 | 0 | 0 | 0 | 0
Nuc | 0 | 0 | 0 | 0 | 0 | 0
PS | 0 | 0 | 0 | 0 | 0 | 0
PV | 0 | 0 | 0 | 0 | 0 | 0
PeakG | 13 | 64.74 | 157.53 | 221.97 | 271.12 | 252.23
PeakO | 0 | 0 | 0 | 0 | 0 | 0
ST | 0 | 0 | 0 | 0 | 0 | 0
STOG | 6.08 | 15.16 | 0 | 0 | 0 | 0
STWD | 0 | 0 | 0 | 0 | 0 | 0
WT | 0 | 0 | 0 | 0 | 0 | 0
IGCC | 0 | 0 | 0 | 0 | 0 | 0
DemandResponse | 0 | 0 | 0 | 0 | 0 | 0
IGCC-CCS | 0 | 0 | 0 | 0 | 0 | 0
WT_off | 0 | 0 | 0 | 0 | 0 | 0
PseudoUnit | 0 | 0 | 0 | 0 | 0 | 0
FixedInterchange | 0 | 0 | 0 | 0 | 0 | 0
Emission Cost by Reporting Type: SOCO
ReportingType | 2015 | 2020 | 2025 | 2030 | 2035 | 2040
BM | 0 | 0 | 0 | 0 | 0 | 0
CC | 1597.59 | 2424.51 | 3774.22 | 5562.46 | 4999.88 | 3216.21
CSP | 0 | 0 | 0 | 0 | 0 | 0
CT | 0 | 0 | 0 | 0 | 0 | 0
Coal | 725.28 | 0 | 0 | 0 | 0 | 0
Geo | 0 | 0 | 0 | 0 | 0 | 0
H | 0 | 0 | 0 | 0 | 0 | 0
LFG | 0 | 0 | 0 | 0 | 0 | 0
Nuc | 0 | 0 | 0 | 0 | 0 | 0
PS | 0 | 0 | 0 | 0 | 0 | 0
PV | 0 | 0 | 0 | 0 | 0 | 0
PeakG | 7.84 | 59.38 | 94.34 | 0 | 0 | 0
PeakO | 0 | 0 | 0 | 0 | 0 | 0
ST | 0 | 0 | 0 | 0 | 0 | 0
STOG | 0 | 0 | 0 | 0 | 0 | 0
STWD | 0 | 0 | 0 | 0 | 0 | 0
WT | 0 | 0 | 0 | 0 | 0 | 0
IGCC | 0 | 0 | 0 | 0 | 0 | 0
DemandResponse | 0 | 0 | 0 | 0 | 0 | 0
IGCC-CCS | 0 | 0 | 0 | 0 | 0 | 0
WT_off | 0 | 0 | 0 | 0 | 0 | 0
PseudoUnit | 0 | 0 | 0 | 0 | 0 | 0
FixedInterchange | 0 | 0 | 0 | 0 | 0 | 0
Emission Cost by Reporting Type: SPP_N
ReportingType | 2015 | 2020 | 2025 | 2030 | 2035 | 2040
BM | 0 | 0 | 0 | 0 | 0 | 0
CC | 30.61 | 18.42 | 35.87 | 50.24 | 50.19 | 50.15
CSP | 0 | 0 | 0 | 0 | 0 | 0
CT | 0 | 0 | 0 | 0 | 0 | 0
Coal | 1603.34 | 358.9 | 17.62 | 4.17 | 4.17 | 11.11
Geo | 0 | 0 | 0 | 0 | 0 | 0
H | 0 | 0 | 0 | 0 | 0 | 0
LFG | 0 | 0 | 0 | 0 | 0 | 0
Nuc | 0 | 0 | 0 | 0 | 0 | 0
PS | 0 | 0 | 0 | 0 | 0 | 0
PV | 0 | 0 | 0 | 0 | 0 | 0
PeakG | 1.02 | 0 | 2.44 | 5.59 | 17.27 | 14.96
PeakO | 0 | 0 | 0 | 0 | 0 | 0
ST | 0 | 0 | 0 | 0 | 0 | 0
STOG | 2.79 | 0 | 0 | 0 | 0 | 0
STWD | 0 | 0 | 0 | 0 | 0 | 0
WT | 0 | 0 | 0 | 0 | 0 | 0
IGCC | 0 | 0 | 0 | 0 | 0 | 0
DemandResponse | 0 | 0 | 0 | 0 | 0 | 0
IGCC-CCS | 0 | 0 | 0 | 0 | 0 | 0
WT_off | 0 | 0 | 0 | 0 | 0 | 0
PseudoUnit | 0 | 0 | 0 | 0 | 0 | 0
FixedInterchange | 0 | 0 | 0 | 0 | 0 | 0
Emission Cost by Reporting Type: SPP_S
ReportingType | 2015 | 2020 | 2025 | 2030 | 2035 | 2040
BM | 0 | 0 | 0 | 0 | 0 | 0
CC | 393.71 | 158.28 | 282.6 | 510.28 | 503.87 | 484.02
CSP | 0 | 0 | 0 | 0 | 0 | 0
CT | 0.19 | 0 | 2.38 | 10.65 | 4.48 | 0
Coal | 2357.28 | 240.87 | 36.9 | 0 | 0 | 9.87
Geo | 0 | 0 | 0 | 0 | 0 | 0
H | 0 | 0 | 0 | 0 | 0 | 0
LFG | 0 | 0 | 0 | 0 | 0 | 0
Nuc | 0 | 0 | 0 | 0 | 0 | 0
PS | 0 | 0 | 0 | 0 | 0 | 0
PV | 0 | 0 | 0 | 0 | 0 | 0
PeakG | 0 | 0 | 8.79 | 30.89 | 21.99 | 20.01
PeakO | 0 | 0 | 0 | 0 | 0 | 0
ST | 0 | 0 | 0 | 0 | 0 | 0
STOG | 23.43 | 28.32 | 28.87 | 10.17 | 9.9 | 0
STWD | 0 | 0 | 0 | 0 | 0 | 0
WT | 0 | 0 | 0 | 0 | 0 | 0
IGCC | 0 | 0 | 0 | 0 | 0 | 0
DemandResponse | 0 | 0 | 0 | 0 | 0 | 0
IGCC-CCS | 0 | 0 | 0 | 0 | 0 | 0
WT_off | 0 | 0 | 0 | 0 | 0 | 0
PseudoUnit | 0 | 0 | 0 | 0 | 0 | 0
FixedInterchange | 0 | 0 | 0 | 0 | 0 | 0
Emission Cost by Reporting Type: TVA
ReportingType | 2015 | 2020 | 2025 | 2030 | 2035 | 2040
BM | 0 | 0 | 0 | 0 | 0 | 0
CC | 430.88 | 955.04 | 1348.02 | 2566.57 | 2427.26 | 1906.58
CSP | 0 | 0 | 0 | 0 | 0 | 0
CT | 0 | 0 | 0 | 0 | 0 | 0
Coal | 1167.46 | 464.47 | 0 | 0 | 0 | 0
Geo | 0 | 0 | 0 | 0 | 0 | 0
H | 0 | 0 | 0 | 0 | 0 | 0
LFG | 0 | 0 | 0 | 0 | 0 | 0
Nuc | 0 | 0 | 0 | 0 | 0 | 0
PS | 0 | 0 | 0 | 0 | 0 | 0
PV | 0 | 0 | 0 | 0 | 0 | 0
PeakG | 0 | 1 | 2.98 | 2.93 | 0 | 0
PeakO | 0 | 0 | 0 | 0 | 0 | 0
ST | 0 | 0 | 0 | 0 | 0 | 0
STOG | 0 | 0 | 0 | 0 | 0 | 0
STWD | 0 | 0 | 0 | 0 | 0 | 0
WT | 0 | 0 | 0 | 0 | 0 | 0
IGCC | 0 | 0 | 0 | 0 | 0 | 0
DemandResponse | 0 | 0 | 0 | 0 | 0 | 0
IGCC-CCS | 0 | 0 | 0 | 0 | 0 | 0
WT_off | 0 | 0 | 0 | 0 | 0 | 0
PseudoUnit | 0 | 0 | 0 | 0 | 0 | 0
FixedInterchange | 0 | 0 | 0 | 0 | 0 | 0
Emission Cost by Reporting Type: TVA_Transmission
ReportingType | 2015 | 2020 | 2025 | 2030 | 2035 | 2040
BM | 0 | 0 | 0 | 0 | 0 | 0
CC | 0 | 0 | 0 | 0 | 0 | 0
CSP | 0 | 0 | 0 | 0 | 0 | 0
CT | 0 | 0 | 0 | 0 | 0 | 0
Coal | 0 | 0 | 0 | 0 | 0 | 0
Geo | 0 | 0 | 0 | 0 | 0 | 0
H | 0 | 0 | 0 | 0 | 0 | 0
LFG | 0 | 0 | 0 | 0 | 0 | 0
Nuc | 0 | 0 | 0 | 0 | 0 | 0
PS | 0 | 0 | 0 | 0 | 0 | 0
PV | 0 | 0 | 0 | 0 | 0 | 0
PeakG | 0 | 0 | 0 | 0 | 0 | 0
PeakO | 0 | 0 | 0 | 0 | 0 | 0
ST | 0 | 0 | 0 | 0 | 0 | 0
STOG | 0 | 0 | 0 | 0 | 0 | 0
STWD | 0 | 0 | 0 | 0 | 0 | 0
WT | 0 | 0 | 0 | 0 | 0 | 0
IGCC | 0 | 0 | 0 | 0 | 0 | 0
DemandResponse | 0 | 0 | 0 | 0 | 0 | 0
IGCC-CCS | 0 | 0 | 0 | 0 | 0 | 0
WT_off | 0 | 0 | 0 | 0 | 0 | 0
PseudoUnit | 0 | 0 | 0 | 0 | 0 | 0
FixedInterchange | 0 | 0 | 0 | 0 | 0 | 0
Emission Cost by Reporting Type: VACAR
ReportingType | 2015 | 2020 | 2025 | 2030 | 2035 | 2040
BM | 0 | 0 | 0 | 0 | 0 | 0
CC | 836.05 | 1240.78 | 1805.87 | 2834.21 | 2909.35 | 2042.73
CSP | 0 | 0 | 0 | 0 | 0 | 0
CT | 1.13 | 6.35 | 17.58 | 0.96 | 0 | 0
Coal | 851.23 | 362.43 | 117.57 | 19.98 | 10.47 | 19.98
Geo | 0 | 0 | 0 | 0 | 0 | 0
H | 0 | 0 | 0 | 0 | 0 | 0
LFG | 0 | 0 | 0 | 0 | 0 | 0
Nuc | 0 | 0 | 0 | 0 | 0 | 0
PS | 0 | 0 | 0 | 0 | 0 | 0
PV | 0 | 0 | 0 | 0 | 0 | 0
PeakG | 2.31 | 31.41 | 64.58 | 0 | 0 | 0
PeakO | 0 | 0 | 0 | 0 | 0 | 0
ST | 0 | 0 | 0 | 0 | 0 | 0
STOG | 0 | 0 | 0 | 0 | 0 | 0
STWD | 0 | 0 | 0 | 0 | 0 | 0
WT | 0 | 0 | 0 | 0 | 0 | 0
IGCC | 0 | 0 | 0 | 0 | 0 | 0
DemandResponse | 0 | 0 | 0 | 0 | 0 | 0
IGCC-CCS | 0 | 0 | 0 | 0 | 0 | 0
WT_off | 0 | 0 | 0 | 0 | 0 | 0
PseudoUnit | 0 | 0 | 0 | 0 | 0 | 0
FixedInterchange | 0 | 0 | 0 | 0 | 0 | 0
Emission Cost by Reporting Type: IESO
ReportingType | 2015 | 2020 | 2025 | 2030 | 2035 | 2040
BM | 0 | 0 | 0 | 0 | 0 | 0
CC | 83.77 | 118.96 | 14.55 | 2.95 | 3.66 | 3.88
CSP | 0 | 0 | 0 | 0 | 0 | 0
CT | 0.58 | 0.26 | 0.43 | 0 | 0 | 0
Coal | 0 | 0 | 0 | 0 | 0 | 0
Geo | 0 | 0 | 0 | 0 | 0 | 0
H | 0 | 0 | 0 | 0 | 0 | 0
LFG | 0 | 0 | 0 | 0 | 0 | 0
Nuc | 0 | 0 | 0 | 0 | 0 | 0
PS | 0 | 0 | 0 | 0 | 0 | 0
PV | 0 | 0 | 0 | 0 | 0 | 0
PeakG | 0 | 0 | 0 | 0 | 0 | 0
PeakO | 0 | 0 | 0 | 0 | 0 | 0
ST | 0 | 0 | 0 | 0 | 0 | 0
STOG | 0 | 0 | 0 | 0 | 0 | 0
STWD | 0 | 0 | 0 | 0 | 0 | 0
WT | 0 | 0 | 0 | 0 | 0 | 0
IGCC | 0 | 0 | 0 | 0 | 0 | 0
DemandResponse | 0 | 0 | 0 | 0 | 0 | 0
IGCC-CCS | 0 | 0 | 0 | 0 | 0 | 0
WT_off | 0 | 0 | 0 | 0 | 0 | 0
PseudoUnit | 0 | 0 | 0 | 0 | 0 | 0
FixedInterchange | 0 | 0 | 0 | 0 | 0 | 0
Emission Cost by Reporting Type: MAPP_CA
ReportingType | 2015 | 2020 | 2025 | 2030 | 2035 | 2040
BM | 0 | 0 | 0 | 0 | 0 | 0
CC | 77.73 | 110.38 | 38.68 | 0 | 0 | 0
CSP | 0 | 0 | 0 | 0 | 0 | 0
CT | 0 | 0 | 0 | 0 | 0 | 0
Coal | 9.33 | 0 | 0 | 0 | 0 | 0
Geo | 0 | 0 | 0 | 0 | 0 | 0
H | 0 | 0 | 0 | 0 | 0 | 0
LFG | 0 | 0 | 0 | 0 | 0 | 0
Nuc | 0 | 0 | 0 | 0 | 0 | 0
PS | 0 | 0 | 0 | 0 | 0 | 0
PV | 0 | 0 | 0 | 0 | 0 | 0
PeakG | 0.99 | 2.69 | 0 | 0 | 0 | 0
PeakO | 0 | 0 | 0 | 0 | 0 | 0
ST | 0 | 0 | 0 | 0 | 0 | 0
STOG | 0.21 | 0 | 0 | 0 | 0 | 0
STWD | 0 | 0 | 0 | 0 | 0 | 0
WT | 0 | 0 | 0 | 0 | 0 | 0
IGCC | 0 | 0 | 0 | 0 | 0 | 0
DemandResponse | 0 | 0 | 0 | 0 | 0 | 0
IGCC-CCS | 0 | 0 | 0 | 0 | 0 | 0
WT_off | 0 | 0 | 0 | 0 | 0 | 0
PseudoUnit | 0 | 0 | 0 | 0 | 0 | 0
FixedInterchange | 0 | 0 | 0 | 0 | 0 | 0
Emission Cost by Reporting Type: AZ_NM_SNV_Coal
ReportingType | 2015 | 2020 | 2025 | 2030 | 2035 | 2040
BM | 0 | 0 | 0 | 0 | 0 | 0
CC | 0 | 0 | 0 | 0 | 0 | 0
CSP | 0 | 0 | 0 | 0 | 0 | 0
CT | 0 | 0 | 0 | 0 | 0 | 0
Coal | 1521.97 | 1296.9 | 0 | 0 | 0 | 0
Geo | 0 | 0 | 0 | 0 | 0 | 0
H | 0 | 0 | 0 | 0 | 0 | 0
LFG | 0 | 0 | 0 | 0 | 0 | 0
Nuc | 0 | 0 | 0 | 0 | 0 | 0
PS | 0 | 0 | 0 | 0 | 0 | 0
PV | 0 | 0 | 0 | 0 | 0 | 0
PeakG | 0 | 0 | 0 | 0 | 0 | 0
PeakO | 0 | 0 | 0 | 0 | 0 | 0
ST | 0 | 0 | 0 | 0 | 0 | 0
STOG | 0 | 0 | 0 | 0 | 0 | 0
STWD | 0 | 0 | 0 | 0 | 0 | 0
WT | 0 | 0 | 0 | 0 | 0 | 0
IGCC | 0 | 0 | 0 | 0 | 0 | 0
DemandResponse | 0 | 0 | 0 | 0 | 0 | 0
IGCC-CCS | 0 | 0 | 0 | 0 | 0 | 0
WT_off | 0 | 0 | 0 | 0 | 0 | 0
PseudoUnit | 0 | 0 | 0 | 0 | 0 | 0
FixedInterchange | 0 | 0 | 0 | 0 | 0 | 0
Emission Cost by Reporting Type: AZ_NM_SNV_Gas
ReportingType | 2015 | 2020 | 2025 | 2030 | 2035 | 2040
BM | 0 | 0 | 0 | 0 | 0 | 0
CC | 508.19 | 659.17 | 1731.8 | 1664.72 | 829.99 | 739.13
CSP | 0 | 0 | 0 | 0 | 0 | 0
CT | 0 | 0.43 | 5.15 | 6.05 | 0 | 0
Coal | 0 | 0 | 0 | 0 | 0 | 0
Geo | 0 | 0 | 0 | 0 | 0 | 0
H | 0 | 0 | 0 | 0 | 0 | 0
LFG | 0 | 0 | 0 | 0 | 0 | 0
Nuc | 0 | 0 | 0 | 0 | 0 | 0
PS | 0 | 0 | 0 | 0 | 0 | 0
PV | 0 | 0 | 0 | 0 | 0 | 0
PeakG | 0 | 0.2 | 0 | 0 | 0 | 0
PeakO | 0 | 0 | 0 | 0 | 0 | 0
ST | 0 | 0 | 0 | 0 | 0 | 0
STOG | 0 | 0 | 0 | 0 | 0 | 0
STWD | 0 | 0 | 0 | 0 | 0 | 0
WT | 0 | 0 | 0 | 0 | 0 | 0
IGCC | 0 | 0 | 0 | 0 | 0 | 0
DemandResponse | 0 | 0 | 0 | 0 | 0 | 0
IGCC-CCS | 0 | 0 | 0 | 0 | 0 | 0
WT_off | 0 | 0 | 0 | 0 | 0 | 0
PseudoUnit | 0 | 0 | 0 | 0 | 0 | 0
FixedInterchange | 0 | 0 | 0 | 0 | 0 | 0
Emission Cost by Reporting Type: AZ_NM_SNV_NucRenew
ReportingType | 2015 | 2020 | 2025 | 2030 | 2035 | 2040
BM | 0 | 0 | 0 | 0 | 0 | 0
CC | 0 | 0 | 0 | 0 | 0 | 0
CSP | 0 | 0 | 0 | 0 | 0 | 0
CT | 0 | 0 | 0 | 0 | 0 | 0
Coal | 0 | 0 | 0 | 0 | 0 | 0
Geo | 0 | 0 | 0 | 0 | 0 | 0
H | 0 | 0 | 0 | 0 | 0 | 0
LFG | 0 | 0 | 0 | 0 | 0 | 0
Nuc | 0 | 0 | 0 | 0 | 0 | 0
PS | 0 | 0 | 0 | 0 | 0 | 0
PV | 0 | 0 | 0 | 0 | 0 | 0
PeakG | 0 | 0 | 0 | 0 | 0 | 0
PeakO | 0 | 0 | 0 | 0 | 0 | 0
ST | 0 | 0 | 0 | 0 | 0 | 0
STOG | 0 | 0 | 0 | 0 | 0 | 0
STWD | 0 | 0 | 0 | 0 | 0 | 0
WT | 0 | 0 | 0 | 0 | 0 | 0
IGCC | 0 | 0 | 0 | 0 | 0 | 0
DemandResponse | 0 | 0 | 0 | 0 | 0 | 0
IGCC-CCS | 0 | 0 | 0 | 0 | 0 | 0
WT_off | 0 | 0 | 0 | 0 | 0 | 0
PseudoUnit | 0 | 0 | 0 | 0 | 0 | 0
FixedInterchange | 0 | 0 | 0 | 0 | 0 | 0
Emission Cost by Reporting Type: ERCOT
ReportingType | 2015 | 2020 | 2025 | 2030 | 2035 | 2040
BM | 0 | 0 | 0 | 0 | 0 | 0
CC | 2063.57 | 2933.14 | 4328.53 | 9215.56 | 8736.41 | 6929.79
CSP | 0 | 0 | 0 | 0 | 0 | 0
CT | 0 | 0.56 | 1.75 | 7.66 | 0 | 0
Coal | 930.87 | 890.59 | 51.69 | 26.55 | 26.55 | 47.89
Geo | 0 | 0 | 0 | 0 | 0 | 0
H | 0 | 0 | 0 | 0 | 0 | 0
LFG | 0 | 0 | 0 | 0 | 0 | 0
Nuc | 0 | 0 | 0 | 0 | 0 | 0
PS | 0 | 0 | 0 | 0 | 0 | 0
PV | 0 | 0 | 0 | 0 | 0 | 0
PeakG | 0 | 5.63 | 26.48 | 53.79 | 33.58 | 11.39
PeakO | 0 | 0.02 | 0 | 0 | 0 | 0
ST | 0 | 0 | 0 | 0 | 0 | 0
STOG | 30.09 | 47.99 | 0 | 0 | 0 | 0
STWD | 0 | 0 | 0 | 0 | 0 | 0
WT | 0 | 0 | 0 | 0 | 0 | 0
IGCC | 0 | 0 | 0 | 0 | 0 | 0
DemandResponse | 0 | 0 | 0 | 0 | 0 | 0
IGCC-CCS | 0 | 0 | 0 | 0 | 0 | 0
WT_off | 0 | 0 | 0 | 0 | 0 | 0
PseudoUnit | 0 | 0 | 0 | 0 | 0 | 0
FixedInterchange | 0 | 0 | 0 | 0 | 0 | 0
Emission Cost by Reporting Type: NP15
ReportingType | 2015 | 2020 | 2025 | 2030 | 2035 | 2040
BM | 0 | 0 | 0 | 0 | 0 | 0
CC | 496.41 | 629.25 | 1133.58 | 1618.75 | 1006.1 | 331.34
CSP | 0 | 0 | 0 | 0 | 0 | 0
CT | 0 | 0 | 0 | 0 | 0 | 0
Coal | 42.12 | 0 | 0 | 0 | 0 | 0
Geo | 0 | 0 | 0 | 0 | 0 | 0
H | 0 | 0 | 0 | 0 | 0 | 0
LFG | 0 | 0 | 0 | 0 | 0 | 0
Nuc | 0 | 0 | 0 | 0 | 0 | 0
PS | 0 | 0 | 0 | 0 | 0 | 0
PV | 0 | 0 | 0 | 0 | 0 | 0
PeakG | 0 | 0 | 0.25 | 0.39 | 0 | 0
PeakO | 0 | 0 | 0 | 0 | 0 | 0
ST | 0 | 0 | 0 | 0 | 0 | 0
STOG | 0.78 | 0 | 0 | 0 | 0 | 0
STWD | 0 | 0 | 0 | 0 | 0 | 0
WT | 0 | 0 | 0 | 0 | 0 | 0
IGCC | 0 | 0 | 0 | 0 | 0 | 0
DemandResponse | 0 | 0 | 0 | 0 | 0 | 0
IGCC-CCS | 0 | 0 | 0 | 0 | 0 | 0
WT_off | 0 | 0 | 0 | 0 | 0 | 0
PseudoUnit | 0 | 0 | 0 | 0 | 0 | 0
FixedInterchange | 0 | 0 | 0 | 0 | 0 | 0
Emission Cost by Reporting Type: NWPP_Coal
ReportingType | 2015 | 2020 | 2025 | 2030 | 2035 | 2040
BM | 0 | 0 | 0 | 0 | 0 | 0
CC | 0 | 0 | 0 | 0 | 0 | 0
CSP | 0 | 0 | 0 | 0 | 0 | 0
CT | 0 | 0 | 0 | 0 | 0 | 0
Coal | 1411.63 | 1424.45 | 9.82 | 22.01 | 22.01 | 22.01
Geo | 0 | 0 | 0 | 0 | 0 | 0
H | 0 | 0 | 0 | 0 | 0 | 0
LFG | 0 | 0 | 0 | 0 | 0 | 0
Nuc | 0 | 0 | 0 | 0 | 0 | 0
PS | 0 | 0 | 0 | 0 | 0 | 0
PV | 0 | 0 | 0 | 0 | 0 | 0
PeakG | 0 | 0 | 0 | 0 | 0 | 0
PeakO | 0 | 0 | 0 | 0 | 0 | 0
ST | 0 | 0 | 0 | 0 | 0 | 0
STOG | 0 | 0 | 0 | 0 | 0 | 0
STWD | 0 | 0 | 0 | 0 | 0 | 0
WT | 0 | 0 | 0 | 0 | 0 | 0
IGCC | 0 | 0 | 0 | 0 | 0 | 0
DemandResponse | 0 | 0 | 0 | 0 | 0 | 0
IGCC-CCS | 0 | 0 | 0 | 0 | 0 | 0
WT_off | 0 | 0 | 0 | 0 | 0 | 0
PseudoUnit | 0 | 0 | 0 | 0 | 0 | 0
FixedInterchange | 0 | 0 | 0 | 0 | 0 | 0
Emission Cost by Reporting Type: NWPP_Gas
ReportingType | 2015 | 2020 | 2025 | 2030 | 2035 | 2040
BM | 0 | 0 | 0 | 0 | 0 | 0
CC | 513.35 | 853.25 | 1397.28 | 688.86 | 559.52 | 430.73
CSP | 0 | 0 | 0 | 0 | 0 | 0
CT | 0 | 0 | 0 | 0 | 0 | 0
Coal | 0 | 0 | 0 | 0 | 0 | 0
Geo | 0 | 0 | 0 | 0 | 0 | 0
H | 0 | 0 | 0 | 0 | 0 | 0
LFG | 0 | 0 | 0 | 0 | 0 | 0
Nuc | 0 | 0 | 0 | 0 | 0 | 0
PS | 0 | 0 | 0 | 0 | 0 | 0
PV | 0 | 0 | 0 | 0 | 0 | 0
PeakG | 0 | 0 | 0 | 0 | 0 | 0
PeakO | 0 | 0 | 0 | 0 | 0 | 0
ST | 0 | 0 | 0 | 0 | 0 | 0
STOG | 0 | 0 | 0 | 0 | 0 | 0
STWD | 0 | 0 | 0 | 0 | 0 | 0
WT | 0 | 0 | 0 | 0 | 0 | 0
IGCC | 0 | 0 | 0 | 0 | 0 | 0
DemandResponse | 0 | 0 | 0 | 0 | 0 | 0
IGCC-CCS | 0 | 0 | 0 | 0 | 0 | 0
WT_off | 0 | 0 | 0 | 0 | 0 | 0
PseudoUnit | 0 | 0 | 0 | 0 | 0 | 0
FixedInterchange | 0 | 0 | 0 | 0 | 0 | 0
Emission Cost by Reporting Type: NWPP_NucRenew
ReportingType | 2015 | 2020 | 2025 | 2030 | 2035 | 2040
BM | 0 | 0 | 0 | 0 | 0 | 0
CC | 0 | 0 | 0 | 0 | 0 | 0
CSP | 0 | 0 | 0 | 0 | 0 | 0
CT | 0 | 0 | 0 | 0 | 0 | 0
Coal | 0 | 0 | 0 | 0 | 0 | 0
Geo | 0 | 0 | 0 | 0 | 0 | 0
H | 0 | 0 | 0 | 0 | 0 | 0
LFG | 0 | 0 | 0 | 0 | 0 | 0
Nuc | 0 | 0 | 0 | 0 | 0 | 0
PS | 0 | 0 | 0 | 0 | 0 | 0
PV | 0 | 0 | 0 | 0 | 0 | 0
PeakG | 0 | 0 | 0 | 0 | 0 | 0
PeakO | 0 | 0 | 0 | 0 | 0 | 0
ST | 0 | 0 | 0 | 0 | 0 | 0
STOG | 0 | 0 | 0 | 0 | 0 | 0
STWD | 0 | 0 | 0 | 0 | 0 | 0
WT | 0 | 0 | 0 | 0 | 0 | 0
IGCC | 0 | 0 | 0 | 0 | 0 | 0
DemandResponse | 0 | 0 | 0 | 0 | 0 | 0
IGCC-CCS | 0 | 0 | 0 | 0 | 0 | 0
WT_off | 0 | 0 | 0 | 0 | 0 | 0
PseudoUnit | 0 | 0 | 0 | 0 | 0 | 0
FixedInterchange | 0 | 0 | 0 | 0 | 0 | 0
Emission Cost by Reporting Type: RMPA
ReportingType | 2015 | 2020 | 2025 | 2030 | 2035 | 2040
BM | 0 | 0 | 0 | 0 | 0 | 0
CC | 75.83 | 137.1 | 370.96 | 430.5 | 406.97 | 280.16
CSP | 0 | 0 | 0 | 0 | 0 | 0
CT | 0 | 0 | 0.05 | 0.11 | 0 | 0
Coal | 1420.88 | 1330.12 | 195.36 | 72.68 | 72.55 | 75.78
Geo | 0 | 0 | 0 | 0 | 0 | 0
H | 0 | 0 | 0 | 0 | 0 | 0
LFG | 0 | 0 | 0 | 0 | 0 | 0
Nuc | 0 | 0 | 0 | 0 | 0 | 0
PS | 0 | 0 | 0 | 0 | 0 | 0
PV | 0 | 0 | 0 | 0 | 0 | 0
PeakG | 0.13 | 1.18 | 12.74 | 7.16 | 8.34 | 6.29
PeakO | 0 | 0 | 0 | 0 | 0 | 0
ST | 0 | 0 | 0 | 0 | 0 | 0
STOG | 0 | 0 | 0 | 0 | 0 | 0
STWD | 0 | 0 | 0 | 0 | 0 | 0
WT | 0 | 0 | 0 | 0 | 0 | 0
IGCC | 0 | 0 | 0 | 0 | 0 | 0
DemandResponse | 0 | 0 | 0 | 0 | 0 | 0
IGCC-CCS | 0 | 0 | 0 | 0 | 0 | 0
WT_off | 0 | 0 | 0 | 0 | 0 | 0
PseudoUnit | 0 | 0 | 0 | 0 | 0 | 0
FixedInterchange | 0 | 0 | 0 | 0 | 0 | 0
Emission Cost by Reporting Type: SP15
ReportingType | 2015 | 2020 | 2025 | 2030 | 2035 | 2040
BM | 0 | 0 | 0 | 0 | 0 | 0
CC | 904.31 | 1077.66 | 1988.25 | 3558.44 | 3074.7 | 2295.29
CSP | 0 | 0 | 0 | 0 | 0 | 0
CT | 0 | 0 | 0 | 0 | 0 | 0
Coal | 39.99 | 30.93 | 0 | 0 | 0 | 0
Geo | 0 | 0 | 0 | 0 | 0 | 0
H | 0 | 0 | 0 | 0 | 0 | 0
LFG | 0 | 0 | 0 | 0 | 0 | 0
Nuc | 0 | 0 | 0 | 0 | 0 | 0
PS | 0 | 0 | 0 | 0 | 0 | 0
PV | 0 | 0 | 0 | 0 | 0 | 0
PeakG | 0 | 0.3 | 10.76 | 10.04 | 19.21 | 28.99
PeakO | 0 | 0 | 0 | 0 | 0 | 0
ST | 0 | 0 | 0 | 0 | 0 | 0
STOG | 3.72 | 0.34 | 0 | 0 | 0 | 0
STWD | 0 | 0 | 0 | 0 | 0 | 0
WT | 0 | 0 | 0 | 0 | 0 | 0
IGCC | 0 | 0 | 0 | 0 | 0 | 0
DemandResponse | 0 | 0 | 0 | 0 | 0 | 0
IGCC-CCS | 0 | 0 | 0 | 0 | 0 | 0
WT_off | 0 | 0 | 0 | 0 | 0 | 0
PseudoUnit | 0 | 0 | 0 | 0 | 0 | 0
FixedInterchange | 0 | 0 | 0 | 0 | 0 | 0
Emission Cost by Reporting Type: ALB
ReportingType | 2015 | 2020 | 2025 | 2030 | 2035 | 2040
BM | 0 | 0 | 0 | 0 | 0 | 0
CC | 187.83 | 269.91 | 440.34 | 35.45 | 24.77 | 0
CSP | 0 | 0 | 0 | 0 | 0 | 0
CT | 0 | 0 | 0 | 0 | 0 | 0
Coal | 1216.87 | 1727.96 | 2759.43 | 0 | 0 | 0
Geo | 0 | 0 | 0 | 0 | 0 | 0
H | 0 | 0 | 0 | 0 | 0 | 0
LFG | 0 | 0 | 0 | 0 | 0 | 0
Nuc | 0 | 0 | 0 | 0 | 0 | 0
PS | 0 | 0 | 0 | 0 | 0 | 0
PV | 0 | 0 | 0 | 0 | 0 | 0
PeakG | 0 | 0 | 0 | 0 | 0 | 0
PeakO | 0 | 0 | 0 | 0 | 0 | 0
ST | 0 | 0 | 0 | 0 | 0 | 0
STOG | 0 | 0 | 0 | 0 | 0 | 0
STWD | 0 | 0 | 0 | 0 | 0 | 0
WT | 0 | 0 | 0 | 0 | 0 | 0
IGCC | 0 | 0 | 0 | 0 | 0 | 0
DemandResponse | 0 | 0 | 0 | 0 | 0 | 0
IGCC-CCS | 0 | 0 | 0 | 0 | 0 | 0
WT_off | 0 | 0 | 0 | 0 | 0 | 0
PseudoUnit | 0 | 0 | 0 | 0 | 0 | 0
FixedInterchange | 0 | 0 | 0 | 0 | 0 | 0
Emission Cost by Reporting Type: BC
ReportingType | 2015 | 2020 | 2025 | 2030 | 2035 | 2040
BM | 0 | 0 | 0 | 0 | 0 | 0
CC | 66.59 | 94.56 | 154.85 | 263.55 | 26.72 | 0
CSP | 0 | 0 | 0 | 0 | 0 | 0
CT | 0 | 0 | 0 | 0 | 0 | 0
Coal | 0 | 0 | 0 | 0 | 0 | 0
Geo | 0 | 0 | 0 | 0 | 0 | 0
H | 0 | 0 | 0 | 0 | 0 | 0
LFG | 0 | 0 | 0 | 0 | 0 | 0
Nuc | 0 | 0 | 0 | 0 | 0 | 0
PS | 0 | 0 | 0 | 0 | 0 | 0
PV | 0 | 0 | 0 | 0 | 0 | 0
PeakG | 0 | 0 | 0 | 0 | 0 | 0
PeakO | 0 | 0 | 0 | 0 | 0 | 0
ST | 0 | 0 | 0 | 0 | 0 | 0
STOG | 0 | 0 | 0 | 0 | 0 | 0
STWD | 0 | 0 | 0 | 0 | 0 | 0
WT | 0 | 0 | 0 | 0 | 0 | 0
IGCC | 0 | 0 | 0 | 0 | 0 | 0
DemandResponse | 0 | 0 | 0 | 0 | 0 | 0
IGCC-CCS | 0 | 0 | 0 | 0 | 0 | 0
WT_off | 0 | 0 | 0 | 0 | 0 | 0
PseudoUnit | 0 | 0 | 0 | 0 | 0 | 0
FixedInterchange | 0 | 0 | 0 | 0 | 0 | 0
Emission Cost by Reporting Type: HQ_IESO
ReportingType | 2015 | 2020 | 2025 | 2030 | 2035 | 2040
BM | 0 | 0 | 0 | 0 | 0 | 0
CC | 0 | 0 | 0 | 0 | 0 | 0
CSP | 0 | 0 | 0 | 0 | 0 | 0
CT | 0 | 0 | 0 | 0 | 0 | 0
Coal | 0 | 0 | 0 | 0 | 0 | 0
Geo | 0 | 0 | 0 | 0 | 0 | 0
H | 0 | 0 | 0 | 0 | 0 | 0
LFG | 0 | 0 | 0 | 0 | 0 | 0
Nuc | 0 | 0 | 0 | 0 | 0 | 0
PS | 0 | 0 | 0 | 0 | 0 | 0
PV | 0 | 0 | 0 | 0 | 0 | 0
PeakG | 0 | 0 | 0 | 0 | 0 | 0
PeakO | 0 | 0 | 0 | 0 | 0 | 0
ST | 0 | 0 | 0 | 0 | 0 | 0
STOG | 0 | 0 | 0 | 0 | 0 | 0
STWD | 0 | 0 | 0 | 0 | 0 | 0
WT | 0 | 0 | 0 | 0 | 0 | 0
IGCC | 0 | 0 | 0 | 0 | 0 | 0
DemandResponse | 0 | 0 | 0 | 0 | 0 | 0
IGCC-CCS | 0 | 0 | 0 | 0 | 0 | 0
WT_off | 0 | 0 | 0 | 0 | 0 | 0
PseudoUnit | 0 | 0 | 0 | 0 | 0 | 0
FixedInterchange | 0 | 0 | 0 | 0 | 0 | 0
Emission Cost by Reporting Type: HQ_NEISO
ReportingType | 2015 | 2020 | 2025 | 2030 | 2035 | 2040
BM | 0 | 0 | 0 | 0 | 0 | 0
CC | 0 | 0 | 0 | 0 | 0 | 0
CSP | 0 | 0 | 0 | 0 | 0 | 0
CT | 0 | 0 | 0 | 0 | 0 | 0
Coal | 0 | 0 | 0 | 0 | 0 | 0
Geo | 0 | 0 | 0 | 0 | 0 | 0
H | 0 | 0 | 0 | 0 | 0 | 0
LFG | 0 | 0 | 0 | 0 | 0 | 0
Nuc | 0 | 0 | 0 | 0 | 0 | 0
PS | 0 | 0 | 0 | 0 | 0 | 0
PV | 0 | 0 | 0 | 0 | 0 | 0
PeakG | 0 | 0 | 0 | 0 | 0 | 0
PeakO | 0 | 0 | 0 | 0 | 0 | 0
ST | 0 | 0 | 0 | 0 | 0 | 0
STOG | 0 | 0 | 0 | 0 | 0 | 0
STWD | 0 | 0 | 0 | 0 | 0 | 0
WT | 0 | 0 | 0 | 0 | 0 | 0
IGCC | 0 | 0 | 0 | 0 | 0 | 0
DemandResponse | 0 | 0 | 0 | 0 | 0 | 0
IGCC-CCS | 0 | 0 | 0 | 0 | 0 | 0
WT_off | 0 | 0 | 0 | 0 | 0 | 0
PseudoUnit | 0 | 0 | 0 | 0 | 0 | 0
FixedInterchange | 0 | 0 | 0 | 0 | 0 | 0
Emission Cost by Reporting Type: HQ_NY
ReportingType | 2015 | 2020 | 2025 | 2030 | 2035 | 2040
BM | 0 | 0 | 0 | 0 | 0 | 0
CC | 0 | 0 | 0 | 0 | 0 | 0
CSP | 0 | 0 | 0 | 0 | 0 | 0
CT | 0 | 0 | 0 | 0 | 0 | 0
Coal | 0 | 0 | 0 | 0 | 0 | 0
Geo | 0 | 0 | 0 | 0 | 0 | 0
H | 0 | 0 | 0 | 0 | 0 | 0
LFG | 0 | 0 | 0 | 0 | 0 | 0
Nuc | 0 | 0 | 0 | 0 | 0 | 0
PS | 0 | 0 | 0 | 0 | 0 | 0
PV | 0 | 0 | 0 | 0 | 0 | 0
PeakG | 0 | 0 | 0 | 0 | 0 | 0
PeakO | 0 | 0 | 0 | 0 | 0 | 0
ST | 0 | 0 | 0 | 0 | 0 | 0
STOG | 0 | 0 | 0 | 0 | 0 | 0
STWD | 0 | 0 | 0 | 0 | 0 | 0
WT | 0 | 0 | 0 | 0 | 0 | 0
IGCC | 0 | 0 | 0 | 0 | 0 | 0
DemandResponse | 0 | 0 | 0 | 0 | 0 | 0
IGCC-CCS | 0 | 0 | 0 | 0 | 0 | 0
WT_off | 0 | 0 | 0 | 0 | 0 | 0
PseudoUnit | 0 | 0 | 0 | 0 | 0 | 0
FixedInterchange | 0 | 0 | 0 | 0 | 0 | 0
Emission Cost by Reporting Type: MARITIMES
ReportingType | 2015 | 2020 | 2025 | 2030 | 2035 | 2040
BM | 0 | 0 | 0 | 0 | 0 | 0
CC | 0 | 0 | 0 | 0 | 0 | 0
CSP | 0 | 0 | 0 | 0 | 0 | 0
CT | 0 | 0 | 0 | 0 | 0 | 0
Coal | 0 | 0 | 0 | 0 | 0 | 0
Geo | 0 | 0 | 0 | 0 | 0 | 0
H | 0 | 0 | 0 | 0 | 0 | 0
LFG | 0 | 0 | 0 | 0 | 0 | 0
Nuc | 0 | 0 | 0 | 0 | 0 | 0
PS | 0 | 0 | 0 | 0 | 0 | 0
PV | 0 | 0 | 0 | 0 | 0 | 0
PeakG | 0 | 0 | 0 | 0 | 0 | 0
PeakO | 0 | 0 | 0 | 0 | 0 | 0
ST | 0 | 0 | 0 | 0 | 0 | 0
STOG | 0 | 0 | 0 | 0 | 0 | 0
STWD | 0 | 0 | 0 | 0 | 0 | 0
WT | 0 | 0 | 0 | 0 | 0 | 0
IGCC | 0 | 0 | 0 | 0 | 0 | 0
DemandResponse | 0 | 0 | 0 | 0 | 0 | 0
IGCC-CCS | 0 | 0 | 0 | 0 | 0 | 0
WT_off | 0 | 0 | 0 | 0 | 0 | 0
PseudoUnit | 0 | 0 | 0 | 0 | 0 | 0
FixedInterchange | 0 | 0 | 0 | 0 | 0 | 0
Emission Cost by Reporting Type: All
ReportingType | 2015 | 2020 | 2025 | 2030 | 2035 | 2040
BM | 0 | 0 | 0 | 0 | 0 | 0
CC | 14983.18 | 23290.78 | 35381.79 | 53466.77 | 53054.12 | 46538.9
CSP | 0 | 0 | 0 | 0 | 0 | 0
CT | 9.47 | 44.09 | 90.51 | 49.78 | 4.77 | 0.29
Coal | 28897.05 | 15200.41 | 3701.19 | 392.48 | 399.73 | 451.3
Geo | 0 | 0 | 0 | 0 | 0 | 0
H | 0 | 0 | 0 | 0 | 0 | 0
LFG | 0 | 0 | 0 | 0 | 0 | 0
Nuc | 0 | 0 | 0 | 0 | 0 | 0
PS | 0 | 0 | 0 | 0 | 0 | 0
PV | 0 | 0 | 0 | 0 | 0 | 0
PeakG | 44.41 | 262.55 | 622.42 | 592.55 | 665.94 | 588.07
PeakO | 0 | 0.09 | 1.77 | 0.9 | 3.68 | 1.87
ST | 0 | 0 | 0 | 0 | 0 | 0
STOG | 98.5 | 139.98 | 50.95 | 47.95 | 50.01 | 40.11
STWD | 0 | 0 | 0 | 0 | 0 | 0
WT | 0 | 0 | 0 | 0 | 0 | 0
IGCC | 100.97 | 143.38 | 53.05 | 27.09 | 27.09 | 17.19
DemandResponse | 0 | 0 | 0 | 0 | 0 | 0
IGCC-CCS | 0 | 0 | 0 | 0 | 0 | 0
WT_off | 0 | 0 | 0 | 0 | 0 | 0
PseudoUnit | 0 | 0 | 0 | 0 | 0 | 0
FixedInterchange | 0 | 0 | 0 | 0 | 0 | 0
Emission Cost by Reporting Type: EI_US
ReportingType | 2015 | 2020 | 2025 | 2030 | 2035 | 2040
BM | 0 | 0 | 0 | 0 | 0 | 0
CC | 10005.61 | 16407.4 | 23782.97 | 35988 | 38385.27 | 35528.58
CSP | 0 | 0 | 0 | 0 | 0 | 0
CT | 8.89 | 42.84 | 83.13 | 35.97 | 4.77 | 0.29
Coal | 22303.38 | 8499.46 | 684.88 | 271.24 | 278.63 | 305.62
Geo | 0 | 0 | 0 | 0 | 0 | 0
H | 0 | 0 | 0 | 0 | 0 | 0
LFG | 0 | 0 | 0 | 0 | 0 | 0
Nuc | 0 | 0 | 0 | 0 | 0 | 0
PS | 0 | 0 | 0 | 0 | 0 | 0
PV | 0 | 0 | 0 | 0 | 0 | 0
PeakG | 43.3 | 252.55 | 572.19 | 521.17 | 604.8 | 541.39
PeakO | 0 | 0.08 | 1.77 | 0.9 | 3.68 | 1.87
ST | 0 | 0 | 0 | 0 | 0 | 0
STOG | 63.7 | 91.66 | 50.95 | 47.95 | 50.01 | 40.11
STWD | 0 | 0 | 0 | 0 | 0 | 0
WT | 0 | 0 | 0 | 0 | 0 | 0
IGCC | 100.97 | 143.38 | 53.05 | 27.09 | 27.09 | 17.19
DemandResponse | 0 | 0 | 0 | 0 | 0 | 0
IGCC-CCS | 0 | 0 | 0 | 0 | 0 | 0
WT_off | 0 | 0 | 0 | 0 | 0 | 0
PseudoUnit | 0 | 0 | 0 | 0 | 0 | 0
FixedInterchange | 0 | 0 | 0 | 0 | 0 | 0
Emission Cost by Reporting Type: EI_Canada
ReportingType | 2015 | 2020 | 2025 | 2030 | 2035 | 2040
BM | 0 | 0 | 0 | 0 | 0 | 0
CC | 161.5 | 229.34 | 53.23 | 2.95 | 3.66 | 3.88
CSP | 0 | 0 | 0 | 0 | 0 | 0
CT | 0.58 | 0.26 | 0.43 | 0 | 0 | 0
Coal | 9.33 | 0 | 0 | 0 | 0 | 0
Geo | 0 | 0 | 0 | 0 | 0 | 0
H | 0 | 0 | 0 | 0 | 0 | 0
LFG | 0 | 0 | 0 | 0 | 0 | 0
Nuc | 0 | 0 | 0 | 0 | 0 | 0
PS | 0 | 0 | 0 | 0 | 0 | 0
PV | 0 | 0 | 0 | 0 | 0 | 0
PeakG | 0.99 | 2.69 | 0 | 0 | 0 | 0
PeakO | 0 | 0 | 0 | 0 | 0 | 0
ST | 0 | 0 | 0 | 0 | 0 | 0
STOG | 0.21 | 0 | 0 | 0 | 0 | 0
STWD | 0 | 0 | 0 | 0 | 0 | 0
WT | 0 | 0 | 0 | 0 | 0 | 0
IGCC | 0 | 0 | 0 | 0 | 0 | 0
DemandResponse | 0 | 0 | 0 | 0 | 0 | 0
IGCC-CCS | 0 | 0 | 0 | 0 | 0 | 0
WT_off | 0 | 0 | 0 | 0 | 0 | 0
PseudoUnit | 0 | 0 | 0 | 0 | 0 | 0
FixedInterchange | 0 | 0 | 0 | 0 | 0 | 0
Emission Cost by Reporting Type: EI
ReportingType | 2015 | 2020 | 2025 | 2030 | 2035 | 2040
BM | 0 | 0 | 0 | 0 | 0 | 0
CC | 10167.12 | 16636.73 | 23836.21 | 35990.94 | 38388.93 | 35532.46
CSP | 0 | 0 | 0 | 0 | 0 | 0
CT | 9.47 | 43.1 | 83.56 | 35.97 | 4.77 | 0.29
Coal | 22312.71 | 8499.46 | 684.88 | 271.24 | 278.63 | 305.62
Geo | 0 | 0 | 0 | 0 | 0 | 0
H | 0 | 0 | 0 | 0 | 0 | 0
LFG | 0 | 0 | 0 | 0 | 0 | 0
Nuc | 0 | 0 | 0 | 0 | 0 | 0
PS | 0 | 0 | 0 | 0 | 0 | 0
PV | 0 | 0 | 0 | 0 | 0 | 0
PeakG | 44.28 | 255.24 | 572.19 | 521.17 | 604.8 | 541.39
PeakO | 0 | 0.08 | 1.77 | 0.9 | 3.68 | 1.87
ST | 0 | 0 | 0 | 0 | 0 | 0
STOG | 63.91 | 91.66 | 50.95 | 47.95 | 50.01 | 40.11
STWD | 0 | 0 | 0 | 0 | 0 | 0
WT | 0 | 0 | 0 | 0 | 0 | 0
IGCC | 100.97 | 143.38 | 53.05 | 27.09 | 27.09 | 17.19
DemandResponse | 0 | 0 | 0 | 0 | 0 | 0
IGCC-CCS | 0 | 0 | 0 | 0 | 0 | 0
WT_off | 0 | 0 | 0 | 0 | 0 | 0
PseudoUnit | 0 | 0 | 0 | 0 | 0 | 0
FixedInterchange | 0 | 0 | 0 | 0 | 0 | 0
Emission Cost by Reporting Type: Outside_EI
ReportingType | 2015 | 2020 | 2025 | 2030 | 2035 | 2040
BM | 0 | 0 | 0 | 0 | 0 | 0
CC | 4816.07 | 6654.05 | 11545.58 | 17475.82 | 14665.19 | 11006.44
CSP | 0 | 0 | 0 | 0 | 0 | 0
CT | 0 | 0.99 | 6.96 | 13.82 | 0 | 0
Coal | 6584.34 | 6700.95 | 3016.31 | 121.24 | 121.1 | 145.68
Geo | 0 | 0 | 0 | 0 | 0 | 0
H | 0 | 0 | 0 | 0 | 0 | 0
LFG | 0 | 0 | 0 | 0 | 0 | 0
Nuc | 0 | 0 | 0 | 0 | 0 | 0
PS | 0 | 0 | 0 | 0 | 0 | 0
PV | 0 | 0 | 0 | 0 | 0 | 0
PeakG | 0.13 | 7.31 | 50.23 | 71.38 | 61.13 | 46.67
PeakO | 0 | 0.02 | 0 | 0 | 0 | 0
ST | 0 | 0 | 0 | 0 | 0 | 0
STOG | 34.59 | 48.32 | 0 | 0 | 0 | 0
STWD | 0 | 0 | 0 | 0 | 0 | 0
WT | 0 | 0 | 0 | 0 | 0 | 0
IGCC | 0 | 0 | 0 | 0 | 0 | 0
DemandResponse | 0 | 0 | 0 | 0 | 0 | 0
IGCC-CCS | 0 | 0 | 0 | 0 | 0 | 0
WT_off | 0 | 0 | 0 | 0 | 0 | 0
PseudoUnit | 0 | 0 | 0 | 0 | 0 | 0
FixedInterchange | 0 | 0 | 0 | 0 | 0 | 0
#8 | 0: Base VOM Costs ($million)
Base VOM Costs by Reporting Type: Entergy
ReportingType | 2015 | 2020 | 2025 | 2030 | 2035 | 2040
BM | 0 | 0 | 0 | 0 | 0 | 0
CC | 149.79 | 156.57 | 127.1 | 93.44 | 95.92 | 85.29
CSP | 0 | 0 | 0 | 0 | 0 | 0
CT | 0 | 0 | 0 | 0 | 0 | 0
Coal | 224.26 | 27.51 | 2.09 | 0.28 | 0.27 | 0.62
Geo | 0 | 0 | 0 | 0 | 0 | 0
H | 0 | 0 | 0 | 0 | 0 | 0
LFG | 0 | 0 | 0.01 | 0.01 | 0.01 | 0.01
Nuc | 100.26 | 100.26 | 100.26 | 100.26 | 84.69 | 66.63
PS | 0 | 0 | 0 | 0 | 0 | 0
PV | 0 | 0 | 0 | 0 | 0 | 0
PeakG | 0 | 0 | 1.78 | 0.63 | 0.55 | 0.59
PeakO | 0 | 0 | 0 | 0 | 0 | 0
ST | 0 | 0 | 0 | 0 | 0 | 0
STOG | 1.04 | 2 | 0 | 0 | 0 | 0
STWD | 0.05 | 0.18 | 0.31 | 1.17 | 1.29 | 1.19
WT | 0 | 0 | 0 | 0.01 | 0.01 | 0.01
IGCC | 0 | 0 | 0 | 0 | 0 | 0
DemandResponse | 0 | 0 | 0 | 0 | 0 | 0
IGCC-CCS | 0 | 0 | 0 | 0 | 0 | 0
WT_off | 0 | 0 | 0 | 0 | 0 | 0
PseudoUnit | 0 | 0 | 0 | 0 | 0 | 0
FixedInterchange | 0 | 0 | 0 | 0 | 0 | 0
Base VOM Costs by Reporting Type: FRCC
ReportingType | 2015 | 2020 | 2025 | 2030 | 2035 | 2040
BM | 0 | 0 | 0 | 0 | 0 | 0
CC | 519.44 | 556.3 | 543.43 | 244.38 | 225.52 | 165.86
CSP | 0 | 0 | 0 | 0 | 0 | 0
CT | 4.8 | 16.12 | 16.84 | 2.48 | 0 | 0
Coal | 66.15 | 16.31 | 0 | 0 | 0 | 0
Geo | 0 | 0 | 0 | 0 | 0 | 0
H | 0 | 0 | 0 | 0 | 0 | 0
LFG | 0.04 | 0.04 | 0.06 | 0.06 | 0.06 | 0.06
Nuc | 76.4 | 76.4 | 96.48 | 347.89 | 362.3 | 403.12
PS | 0 | 0 | 0 | 0 | 0 | 0
PV | 0 | 0 | 0 | 0 | 0 | 0
PeakG | 3.15 | 13.4 | 12.5 | 0 | 0 | 0
PeakO | 0 | 0 | 0 | 0 | 0 | 0
ST | 0 | 0 | 0 | 0 | 0 | 0
STOG | 0 | 0 | 0 | 0 | 0 | 0
STWD | 0.31 | 0.91 | 3.24 | 3.24 | 3.24 | 2.72
WT | 0 | 0 | 0 | 0 | 0 | 0
IGCC | 0 | 0 | 0 | 0 | 0 | 0
DemandResponse | 0 | 0 | 27.07 | 17.88 | 29.43 | 30.3
IGCC-CCS | 0 | 0 | 0 | 0 | 0 | 0
WT_off | 0 | 0 | 0 | 0 | 0 | 0
PseudoUnit | 0 | 0 | 0 | 0 | 0 | 0
FixedInterchange | 0 | 0 | 0 | 0 | 0 | 0
Base VOM Costs by Reporting Type: MAPP_US
ReportingType | 2015 | 2020 | 2025 | 2030 | 2035 | 2040
BM | 0 | 0 | 0 | 0 | 0 | 0
CC | 0.54 | 0.72 | 0.47 | 0.45 | 0.45 | 0.45
CSP | 0 | 0 | 0 | 0 | 0 | 0
CT | 0 | 0.03 | 0.03 | 0.03 | 0.04 | 0.04
Coal | 52.58 | 2.71 | 0 | 0 | 0 | 0
Geo | 0 | 0 | 0 | 0 | 0 | 0
H | 0 | 0 | 0 | 0 | 0 | 0
LFG | 0 | 0 | 0 | 0.01 | 0.01 | 0.01
Nuc | 0 | 0 | 0 | 0 | 0 | 0
PS | 0 | 0 | 0 | 0 | 0 | 0
PV | 0 | 0 | 0 | 0 | 0 | 0
PeakG | 0.57 | 0.93 | 0.97 | 1.5 | 1.52 | 0.9
PeakO | 0 | 0 | 0 | 0 | 0 | 0
ST | 0 | 0 | 0 | 0 | 0 | 0
STOG | 0 | 0 | 0 | 0 | 0 | 0
STWD | 0 | 0 | 0 | 0 | 0 | 0
WT | 0.07 | 0.34 | 0.37 | 0.37 | 0.37 | 0.37
IGCC | 0 | 0 | 0 | 0 | 0 | 0
DemandResponse | 0 | 0 | 0 | 0 | 0 | 0
IGCC-CCS | 0 | 0 | 0 | 0 | 0 | 0
WT_off | 0 | 0 | 0 | 0 | 0 | 0
PseudoUnit | 0 | 0 | 0 | 0 | 0 | 0
FixedInterchange | 0 | 0 | 0 | 0 | 0 | 0
Base VOM Costs by Reporting Type: MISO_IN
ReportingType | 2015 | 2020 | 2025 | 2030 | 2035 | 2040
BM | 0 | 0 | 0 | 0 | 0 | 0
CC | 64.48 | 226.51 | 228.14 | 171.63 | 168.61 | 189.5
CSP | 0 | 0 | 0 | 0 | 0 | 0
CT | 0 | 0 | 0 | 0 | 0 | 0
Coal | 224.21 | 150.61 | 0 | 0 | 0 | 0
Geo | 0 | 0 | 0 | 0 | 0 | 0
H | 0 | 0 | 0 | 0 | 0 | 0
LFG | 0 | 0 | 0.01 | 0.01 | 0.01 | 0.01
Nuc | 0 | 0 | 0 | 0 | 0 | 0
PS | 0 | 0 | 0 | 0 | 0 | 0
PV | 0 | 0 | 0.01 | 0.01 | 0.01 | 0.01
PeakG | 0.02 | 0.17 | 2.38 | 0.42 | 0.55 | 0.75
PeakO | 0 | 0 | 0.03 | 0 | 0 | 0
ST | 0 | 0 | 0 | 0 | 0 | 0
STOG | 0.07 | 0.13 | 0 | 0 | 0 | 0
STWD | 0 | 0 | 0 | 0 | 0 | 0
WT | 0.02 | 0.02 | 0.07 | 0.31 | 0.31 | 0.31
IGCC | 30.43 | 30.43 | 6.88 | 1.57 | 1.57 | 0.99
DemandResponse | 0 | 0 | 0 | 0 | 0 | 0
IGCC-CCS | 0 | 0 | 0 | 0 | 0 | 0
WT_off | 0 | 0 | 0 | 0 | 0 | 0
PseudoUnit | 0 | 0 | 0 | 0 | 0 | 0
FixedInterchange | 0 | 0 | 0 | 0 | 0 | 0
Base VOM Costs by Reporting Type: MISO_MI
ReportingType | 2015 | 2020 | 2025 | 2030 | 2035 | 2040
BM | 0 | 0 | 0 | 0 | 0 | 0
CC | 84.26 | 161.04 | 157.6 | 115.74 | 117.21 | 98.1
CSP | 0 | 0 | 0 | 0 | 0 | 0
CT | 0 | 0 | 0 | 0 | 0 | 0
Coal | 101.03 | 0 | 0 | 0 | 0 | 0
Geo | 0 | 0 | 0 | 0 | 0 | 0
H | 0 | 0 | 0 | 0 | 0 | 0
LFG | 0.01 | 0.01 | 0.03 | 0.03 | 0.03 | 0.03
Nuc | 34.93 | 34.93 | 34.93 | 34.93 | 20.54 | 20.54
PS | 0 | 0 | 0 | 0 | 0 | 0
PV | 0 | 0 | 0 | 0 | 0 | 0
PeakG | 0.18 | 0.87 | 1.42 | 0.07 | 0.78 | 0.57
PeakO | 0 | 0 | 0 | 0 | 0 | 0
ST | 0 | 0 | 0 | 0 | 0 | 0
STOG | 0.67 | 0.57 | 0 | 0 | 0 | 0
STWD | 2.71 | 2.71 | 0.28 | 1.46 | 1.46 | 2.27
WT | 0.06 | 0.06 | 0.09 | 0.23 | 0.23 | 0.23
IGCC | 0 | 0 | 0 | 0 | 0 | 0
DemandResponse | 0 | 0 | 0 | 0 | 0 | 0
IGCC-CCS | 0 | 0 | 0 | 0 | 0 | 0
WT_off | 0 | 0 | 0 | 0 | 0 | 0
PseudoUnit | 0 | 0 | 0 | 0 | 0 | 0
FixedInterchange | 0 | 0 | 0 | 0 | 0 | 0
Base VOM Costs by Reporting Type: MISO_MO-IL
ReportingType | 2015 | 2020 | 2025 | 2030 | 2035 | 2040
BM | 0 | 0 | 0 | 0 | 0 | 0
CC | 47.46 | 126.27 | 93.01 | 62.2 | 68.53 | 57.63
CSP | 0 | 0 | 0 | 0 | 0 | 0
CT | 0 | 0 | 0 | 0 | 0 | 0
Coal | 281.41 | 89.33 | 9.37 | 1.85 | 2.07 | 1.54
Geo | 0 | 0 | 0 | 0 | 0 | 0
H | 0 | 0 | 0.02 | 0.02 | 0.02 | 0.02
LFG | 0 | 0 | 0.01 | 0.02 | 0.02 | 0.02
Nuc | 41.29 | 41.29 | 41.29 | 41.29 | 41.29 | 41.29
PS | 0 | 0 | 0 | 0 | 0 | 0
PV | 0 | 0 | 0 | 0 | 0 | 0
PeakG | 0.9 | 3.67 | 7.6 | 3.67 | 3.67 | 3.67
PeakO | 0 | 0 | 0 | 0 | 0 | 0
ST | 0 | 0 | 0 | 0 | 0 | 0
STOG | 0.01 | 0.06 | 0 | 0 | 0 | 0
STWD | 0 | 0 | 0 | 0 | 0 | 0
WT | 0.02 | 0.03 | 0.21 | 0.42 | 0.42 | 0.42
IGCC | 0 | 0 | 0 | 0 | 0 | 0
DemandResponse | 0 | 0 | 0 | 0 | 0 | 0
IGCC-CCS | 0 | 0 | 0 | 0 | 0 | 0
WT_off | 0 | 0 | 0 | 0 | 0 | 0
PseudoUnit | 0 | 0 | 0 | 0 | 0 | 0
FixedInterchange | 0 | 0 | 0 | 0 | 0 | 0
Base VOM Costs by Reporting Type: MISO_W
ReportingType | 2015 | 2020 | 2025 | 2030 | 2035 | 2040
BM | 0 | 0 | 0 | 0 | 0 | 0
CC | 57.04 | 112.16 | 59.21 | 43.07 | 44.15 | 37.87
CSP | 0 | 0 | 0 | 0 | 0 | 0
CT | 0 | 0 | 0 | 0 | 0 | 0
Coal | 270.5 | 103.15 | 11.57 | 10.59 | 12.33 | 12.33
Geo | 0 | 0 | 0 | 0 | 0 | 0
H | 0 | 0 | 0 | 0 | 0 | 0
LFG | 0.02 | 0.02 | 0.02 | 0.02 | 0.02 | 0.02
Nuc | 43.67 | 43.67 | 43.67 | 43.64 | 0 | 0
PS | 0 | 0 | 0 | 0 | 0 | 0
PV | 0 | 0 | 0 | 0 | 0 | 0
PeakG | 2.01 | 2.43 | 2.47 | 1.07 | 2.79 | 2.78
PeakO | 0 | 0 | 0 | 0 | 0 | 0
ST | 0 | 0 | 0 | 0 | 0 | 0
STOG | 0 | 0 | 0 | 0 | 0 | 0
STWD | 0.14 | 0.57 | 0.49 | 2.57 | 2.76 | 3.12
WT | 0.32 | 0.32 | 2.59 | 2.59 | 2.62 | 2.62
IGCC | 0 | 0 | 0 | 0 | 0 | 0
DemandResponse | 0 | 0 | 0 | 0 | 0 | 0
IGCC-CCS | 0 | 0 | 0 | 0 | 0 | 0
WT_off | 0 | 0 | 0 | 0 | 0 | 0
PseudoUnit | 0 | 0 | 0 | 0 | 0 | 0
FixedInterchange | 0 | 0 | 0 | 0 | 0 | 0
Base VOM Costs by Reporting Type: MISO_WUMS
ReportingType | 2015 | 2020 | 2025 | 2030 | 2035 | 2040
BM | 0 | 0 | 0 | 0 | 0 | 0
CC | 128.82 | 126.47 | 98.89 | 74.31 | 95.6 | 88.83
CSP | 0 | 0 | 0 | 0 | 0 | 0
CT | 0 | 0 | 0 | 0 | 0 | 0
Coal | 40.95 | 12.25 | 1.79 | 0 | 0.02 | 0.09
Geo | 0 | 0 | 0 | 0 | 0 | 0
H | 0 | 0 | 0 | 0 | 0 | 0
LFG | 0.01 | 0.01 | 0.03 | 0.03 | 0.03 | 0.03
Nuc | 33.6 | 33.6 | 33.6 | 33.6 | 0 | 0
PS | 0 | 0 | 0 | 0 | 0 | 0
PV | 0 | 0 | 0 | 0 | 0 | 0
PeakG | 0 | 0.65 | 0.8 | 0 | 0.88 | 0.34
PeakO | 0 | 0 | 0 | 0 | 0 | 0
ST | 0 | 0 | 0 | 0 | 0 | 0
STOG | 0 | 0 | 0 | 0 | 0 | 0
STWD | 0.1 | 0.17 | 0.16 | 0.28 | 0.37 | 0.6
WT | 0.04 | 0.05 | 0.06 | 0.1 | 0.1 | 0.1
IGCC | 0 | 0 | 0 | 0 | 0 | 0
DemandResponse | 0 | 0 | 0 | 0 | 0 | 0
IGCC-CCS | 0 | 0 | 0 | 0 | 0 | 0
WT_off | 0 | 0 | 0 | 0 | 0 | 0
PseudoUnit | 0 | 0 | 0 | 0 | 0 | 0
FixedInterchange | 0 | 0 | 0 | 0 | 0 | 0
Base VOM Costs by Reporting Type: Nebraska
ReportingType | 2015 | 2020 | 2025 | 2030 | 2035 | 2040
BM | 0 | 0 | 0 | 0 | 0 | 0
CC | 0.92 | 0.59 | 0.57 | 0.33 | 0.57 | 0.33
CSP | 0 | 0 | 0 | 0 | 0 | 0
CT | 0 | 0 | 0 | 0 | 0 | 0
Coal | 117.38 | 13.78 | 7.54 | 6.85 | 6.94 | 7.04
Geo | 0 | 0 | 0 | 0 | 0 | 0
H | 0 | 0 | 0 | 0 | 0 | 0
LFG | 0 | 0 | 0 | 0.01 | 0.01 | 0.01
Nuc | 23.15 | 23.15 | 21.08 | 17.85 | 0 | 0
PS | 0 | 0 | 0 | 0 | 0 | 0
PV | 0 | 0 | 0 | 0 | 0 | 0
PeakG | 0.08 | 0 | 0.1 | 0 | 0 | 0.1
PeakO | 0 | 0 | 0 | 0 | 0 | 0
ST | 0 | 0 | 0 | 0 | 0 | 0
STOG | 0 | 0 | 0 | 0 | 0 | 0
STWD | 0 | 0 | 0 | 0 | 0 | 0
WT | 0.01 | 0.58 | 0.59 | 0.59 | 0.67 | 0.67
IGCC | 0 | 0 | 0 | 0 | 0 | 0
DemandResponse | 0 | 0 | 0 | 0 | 0 | 0
IGCC-CCS | 0 | 0 | 0 | 0 | 0 | 0
WT_off | 0 | 0 | 0 | 0 | 0 | 0
PseudoUnit | 0 | 0 | 0 | 0 | 0 | 0
FixedInterchange | 0 | 0 | 0 | 0 | 0 | 0
Base VOM Costs by Reporting Type: NEISO
ReportingType | 2015 | 2020 | 2025 | 2030 | 2035 | 2040
BM | 9.41 | 5.62 | 0.62 | 0.84 | 3.74 | 9.41
CC | 100.28 | 79.61 | 61.26 | 21.06 | 34.05 | 47.36
CSP | 0 | 0 | 0 | 0 | 0 | 0
CT | 0.03 | 0.11 | 0.34 | 0.33 | 0 | 0
Coal | 0.23 | 0 | 0 | 0 | 0 | 0
Geo | 0 | 0 | 0 | 0 | 0 | 0
H | 0 | 0 | 0 | 0 | 0 | 0
LFG | 0.05 | 0.05 | 0.05 | 0.06 | 0.06 | 0.06
Nuc | 85.9 | 85.9 | 85.9 | 85.9 | 62.06 | 45.84
PS | 0 | 0 | 0 | 0 | 0 | 0
PV | 0 | 0 | 0 | 0 | 0 | 0
PeakG | 0.27 | 0.85 | 1.01 | 0 | 0 | 0
PeakO | 0 | 0 | 0 | 0 | 0 | 0
ST | 0 | 0 | 0 | 0 | 0 | 0
STOG | 0 | 0 | 0 | 0 | 0 | 0
STWD | 6.7 | 1.17 | 0.18 | 0.19 | 1.02 | 1.73
WT | 0.01 | 0.07 | 0.1 | 0.17 | 0.17 | 0.17
IGCC | 0 | 0 | 0 | 0 | 0 | 0
DemandResponse | 0 | 0 | 0.62 | 0 | 0.39 | 0
IGCC-CCS | 0 | 0 | 0 | 0 | 0 | 0
WT_off | 0.02 | 0.02 | 0.02 | 0.02 | 0 | 0
PseudoUnit | 0 | 0 | 0 | 0 | 0 | 0
FixedInterchange | 0 | 0 | 0 | 0 | 0 | 0
Base VOM Costs by Reporting Type: NonRTO_Midwest
ReportingType | 2015 | 2020 | 2025 | 2030 | 2035 | 2040
BM | 0 | 0 | 0 | 0 | 0 | 0
CC | 30.4 | 144.31 | 144.31 | 143.69 | 140.74 | 126.54
CSP | 0 | 0 | 0 | 0 | 0 | 0
CT | 0 | 0 | 0 | 0 | 0 | 0
Coal | 186.77 | 63.79 | 2.97 | 2.81 | 2.81 | 2.81
Geo | 0 | 0 | 0 | 0 | 0 | 0
H | 0 | 0 | 0.04 | 0.04 | 0.04 | 0.04
LFG | 0 | 0 | 0.01 | 0.01 | 0.01 | 0.01
Nuc | 0 | 0 | 0 | 0 | 8.89 | 22.71
PS | 0 | 0 | 0 | 0 | 0 | 0
PV | 0 | 0 | 0 | 0 | 0 | 0
PeakG | 1.25 | 2.08 | 11.09 | 5.57 | 3.37 | 0.73
PeakO | 0 | 0 | 0 | 0 | 0 | 0
ST | 0 | 0 | 0 | 0 | 0 | 0
STOG | 0 | 0 | 0 | 0 | 0 | 0
STWD | 0 | 0 | 0 | 0 | 0 | 0
WT | 0 | 0 | 0 | 0 | 0 | 0
IGCC | 0 | 0 | 0 | 0 | 0 | 0
DemandResponse | 0 | 0 | 0 | 0 | 0 | 0
IGCC-CCS | 0 | 0 | 0 | 0 | 0 | 0
WT_off | 0 | 0 | 0 | 0 | 0 | 0
PseudoUnit | 0 | 0 | 0 | 0 | 0 | 0
FixedInterchange | 0 | 0 | 0 | 0 | 0 | 0
Base VOM Costs by Reporting Type: NYISO_A-F
ReportingType | 2015 | 2020 | 2025 | 2030 | 2035 | 2040
BM | 0 | 0 | 0 | 0 | 0 | 0
CC | 21.91 | 20.72 | 16.73 | 1.04 | 10 | 16.73
CSP | 0 | 0 | 0 | 0 | 0 | 0
CT | 0 | 0 | 0 | 0 | 0 | 0
Coal | 0 | 0 | 0 | 0 | 0 | 0
Geo | 0 | 0 | 0 | 0 | 0 | 0
H | 0 | 0 | 0 | 0 | 0 | 0
LFG | 0.02 | 0.02 | 0.02 | 0.02 | 0.02 | 0.02
Nuc | 62.23 | 62.23 | 62.23 | 50.74 | 40 | 24.24
PS | 0 | 0 | 0 | 0 | 0 | 0
PV | 0 | 0 | 0 | 0 | 0 | 0
PeakG | 0.02 | 0.17 | 0 | 0 | 0 | 0
PeakO | 0 | 0 | 0 | 0 | 0 | 0
ST | 0 | 0 | 0 | 0 | 0 | 0
STOG | 0 | 0 | 0 | 0 | 0 | 0
STWD | 0 | 0 | 0 | 0 | 0 | 0
WT | 0.11 | 0.15 | 0.15 | 0.21 | 0.21 | 0.21
IGCC | 0 | 0 | 0 | 0 | 0 | 0
DemandResponse | 0 | 0 | 0 | 0 | 0 | 0
IGCC-CCS | 0 | 0 | 0 | 0 | 0 | 0
WT_off | 0 | 0 | 0 | 0 | 0 | 0
PseudoUnit | 0 | 0 | 0 | 0 | 0 | 0
FixedInterchange | 0 | 0 | 0 | 0 | 0 | 0
Base VOM Costs by Reporting Type: NYISO_G-I
ReportingType | 2015 | 2020 | 2025 | 2030 | 2035 | 2040
BM | 0 | 0 | 0 | 0 | 0 | 0
CC | 9.2 | 8 | 5.36 | 2.23 | 14.71 | 45.67
CSP | 0 | 0 | 0 | 0 | 0 | 0
CT | 0 | 0 | 0 | 0 | 0 | 0
Coal | 0 | 0 | 0 | 0 | 0 | 0
Geo | 0 | 0 | 0 | 0 | 0 | 0
H | 0 | 0 | 0 | 0 | 0 | 0
LFG | 0.01 | 0.01 | 0.01 | 0.01 | 0.01 | 0.01
Nuc | 37.82 | 37.82 | 37.82 | 37.82 | 18.96 | 0.01
PS | 0 | 0 | 0 | 0 | 0 | 0
PV | 0 | 0 | 0 | 0 | 0 | 0
PeakG | 0 | 0.01 | 0.02 | 0.02 | 0.02 | 0.02
PeakO | 0 | 0 | 0 | 0 | 0 | 0
ST | 0 | 0 | 0 | 0 | 0 | 0
STOG | 0 | 0 | 0 | 0 | 0 | 0
STWD | 0 | 0 | 0 | 0 | 0 | 0
WT | 0 | 0 | 0 | 0.01 | 0.01 | 0.01
IGCC | 0 | 0 | 0 | 0 | 0 | 0
DemandResponse | 0 | 0 | 0 | 0 | 0 | 0
IGCC-CCS | 0 | 0 | 0 | 0 | 0 | 0
WT_off | 0 | 0 | 0 | 0 | 0 | 0
PseudoUnit | 0 | 0 | 0 | 0 | 0 | 0
FixedInterchange | 0 | 0 | 0 | 0 | 0 | 0
Base VOM Costs by Reporting Type: NYISO_J-K
ReportingType | 2015 | 2020 | 2025 | 2030 | 2035 | 2040
BM | 0 | 0 | 0 | 0 | 0 | 0
CC | 65.94 | 67.79 | 49.78 | 34.14 | 40.38 | 48.08
CSP | 0 | 0 | 0 | 0 | 0 | 0
CT | 0 | 0 | 0 | 0 | 0 | 0
Coal | 0 | 0 | 0 | 0 | 0 | 0
Geo | 0 | 0 | 0 | 0 | 0 | 0
H | 0 | 0 | 0 | 0 | 0 | 0
LFG | 0.01 | 0.01 | 0.01 | 0.02 | 0.02 | 0.02
Nuc | 0 | 0 | 0 | 0 | 0 | 0
PS | 0 | 0 | 0 | 0 | 0 | 0
PV | 0 | 0 | 0 | 0 | 0 | 0
PeakG | 1.14 | 1.92 | 2.58 | 2.15 | 3.09 | 2.68
PeakO | 0 | 0.02 | 0.22 | 0.06 | 0.23 | 0.13
ST | 0 | 0 | 0 | 0 | 0 | 0
STOG | 0.75 | 1.67 | 1.53 | 1.17 | 1.24 | 1.24
STWD | 0 | 0 | 0 | 0 | 0 | 0
WT | 0 | 0 | 0 | 0 | 0 | 0
IGCC | 0 | 0 | 0 | 0 | 0 | 0
DemandResponse | 0 | 0 | 0 | 0 | 0 | 0
IGCC-CCS | 0 | 0 | 0 | 0 | 0 | 0
WT_off | 0 | 0 | 0 | 0 | 0 | 0
PseudoUnit | 0 | 0 | 0 | 0 | 0 | 0
FixedInterchange | 0 | 0 | 0 | 0 | 0 | 0
Base VOM Costs by Reporting Type: PJM_E
ReportingType | 2015 | 2020 | 2025 | 2030 | 2035 | 2040
BM | 0.06 | 1.12 | 1.12 | 1.12 | 1.12 | 1.12
CC | 145.15 | 163.41 | 132.43 | 110.79 | 141.06 | 145.63
CSP | 0 | 0 | 0 | 0 | 0 | 0
CT | 0 | 0.1 | 0.1 | 0 | 0 | 0
Coal | 1.55 | 0.56 | 0.08 | 0 | 0.01 | 0.02
Geo | 0 | 0 | 0 | 0 | 0 | 0
H | 0 | 0 | 0 | 0 | 0 | 0
LFG | 0.04 | 0.05 | 0.05 | 0.05 | 0.05 | 0.05
Nuc | 157.37 | 146 | 146 | 146 | 104.88 | 83.17
PS | 0 | 0 | 0 | 0 | 0 | 0
PV | 0 | 0 | 0 | 0 | 0 | 0
PeakG | 0.52 | 7.94 | 7.94 | 7.86 | 7.81 | 7.82
PeakO | 0 | 0 | 0 | 0 | 0 | 0
ST | 0 | 0 | 0 | 0 | 0 | 0
STOG | 0.64 | 0 | 0 | 0 | 0 | 0
STWD | 0 | 0 | 0 | 0 | 0 | 0
WT | 0.02 | 0.02 | 0.02 | 0.02 | 0.02 | 0.02
IGCC | 0 | 0 | 0 | 0 | 0 | 0
DemandResponse | 0 | 0 | 0 | 0 | 0 | 0
IGCC-CCS | 0 | 0 | 0 | 0 | 0 | 0
WT_off | 0 | 0 | 0.04 | 0.04 | 0.04 | 0.04
PseudoUnit | 0 | 0 | 0 | 0 | 0 | 0
FixedInterchange | 0 | 0 | 0 | 0 | 0 | 0
Base VOM Costs by Reporting Type: PJM_ROM
ReportingType | 2015 | 2020 | 2025 | 2030 | 2035 | 2040
BM | 0.04 | 0.67 | 0.67 | 0.67 | 0.67 | 0.67
CC | 64.11 | 77.12 | 48.57 | 48.07 | 194.71 | 299.19
CSP | 0 | 0 | 0 | 0 | 0 | 0
CT | 0 | 0.06 | 0.06 | 0.06 | 0 | 0
Coal | 35.93 | 6.53 | 0.1 | 0 | 0.01 | 0.03
Geo | 0 | 0 | 0 | 0 | 0 | 0
H | 0 | 0 | 0.03 | 0.03 | 0.03 | 0.03
LFG | 0.03 | 0.05 | 0.05 | 0.05 | 0.05 | 0.05
Nuc | 93.13 | 93.13 | 93.13 | 93.13 | 61.1 | 44.47
PS | 0 | 0 | 0 | 0 | 0 | 0
PV | 0 | 0.02 | 0.04 | 0.04 | 0.04 | 0.04
PeakG | 0.05 | 0.43 | 1.31 | 3.26 | 4.72 | 4.72
PeakO | 0 | 0 | 0 | 0 | 0 | 0
ST | 0 | 0 | 0 | 0 | 0 | 0
STOG | 1.64 | 0.83 | 0 | 0 | 0 | 0
STWD | 0.07 | 1.16 | 1.16 | 1.16 | 1.16 | 1.16
WT | 0.03 | 0.05 | 0.05 | 0.05 | 0.05 | 0.05
IGCC | 0 | 0 | 0 | 0 | 0 | 0
DemandResponse | 0 | 0 | 0 | 0 | 0 | 0
IGCC-CCS | 0 | 0 | 0 | 0 | 0 | 0
WT_off | 0 | 0 | 0 | 0 | 0 | 0
PseudoUnit | 0 | 0 | 0 | 0 | 0 | 0
FixedInterchange | 0 | 0 | 0 | 0 | 0 | 0
Base VOM Costs by Reporting Type: PJM_ROR
ReportingType | 2015 | 2020 | 2025 | 2030 | 2035 | 2040
BM | 0.81 | 14.36 | 14.36 | 14.36 | 14.36 | 7.2
CC | 652.4 | 677.24 | 638.88 | 540.32 | 526.98 | 506.47
CSP | 0 | 0 | 0 | 0 | 0 | 0
CT | 0.03 | 0.11 | 0.11 | 0.11 | 0 | 0
Coal | 750.82 | 376.82 | 23.27 | 3.64 | 3.64 | 3.64
Geo | 0 | 0 | 0 | 0 | 0 | 0
H | 0 | 0.03 | 0.03 | 0.03 | 0.03 | 0.03
LFG | 0.05 | 0.09 | 0.09 | 0.09 | 0.09 | 0.09
Nuc | 370.54 | 370.54 | 370.54 | 354.51 | 275.46 | 185.16
PS | 0 | 0 | 0 | 0 | 0 | 0
PV | 0 | 0 | 0 | 0 | 0 | 0
PeakG | 6.67 | 23.41 | 34.77 | 21.88 | 26.73 | 24.87
PeakO | 0 | 0 | 0 | 0 | 0 | 0
ST | 0 | 0 | 0 | 0 | 0 | 0
STOG | 0.97 | 1.7 | 0 | 0 | 0 | 0
STWD | 0.09 | 3.23 | 3.23 | 3.23 | 2.37 | 2.7
WT | 0.31 | 0.31 | 0.4 | 0.4 | 0.4 | 0.4
IGCC | 0 | 0 | 0 | 0 | 0 | 0
DemandResponse | 0 | 0 | 0 | 0 | 0 | 0
IGCC-CCS | 0 | 0 | 0 | 0 | 0 | 0
WT_off | 0 | 0 | 0 | 0 | 0 | 0
PseudoUnit | 0 | 0 | 0 | 0 | 0 | 0
FixedInterchange | 0 | 0 | 0 | 0 | 0 | 0
Base VOM Costs by Reporting Type: SOCO
ReportingType | 2015 | 2020 | 2025 | 2030 | 2035 | 2040
BM | 0.19 | 0.48 | 1.2 | 2.05 | 2.05 | 2.05
CC | 493.09 | 528.19 | 508.72 | 377.66 | 346.01 | 225.69
CSP | 0 | 0 | 0 | 0 | 0 | 0
CT | 0 | 0 | 0 | 0 | 0 | 0
Coal | 108.61 | 0 | 0 | 0 | 0 | 0
Geo | 0 | 0 | 0 | 0 | 0 | 0
H | 0 | 0 | 0 | 0 | 0 | 0
LFG | 0 | 0 | 0.01 | 0.01 | 0.01 | 0.01
Nuc | 108.01 | 143 | 143 | 245.22 | 270.55 | 348.13
PS | 0 | 0 | 0 | 0 | 0 | 0
PV | 0 | 0 | 0 | 0 | 0 | 0
PeakG | 4 | 21.29 | 20.59 | 0 | 0 | 0
PeakO | 0 | 0 | 0 | 0 | 0 | 0
ST | 0 | 0 | 0 | 0 | 0 | 0
STOG | 0 | 0 | 0 | 0 | 0 | 0
STWD | 0.62 | 1.64 | 1.64 | 6.83 | 6.83 | 8.02
WT | 0 | 0 | 0 | 0 | 0 | 0
IGCC | 0 | 0 | 0 | 0 | 0 | 0
DemandResponse | 0 | 0 | 0 | 0 | 0 | 0
IGCC-CCS | 0 | 0 | 0 | 0 | 0 | 0
WT_off | 0 | 0 | 0 | 0 | 0 | 0
PseudoUnit | 0 | 0 | 0 | 0 | 0 | 0
FixedInterchange | 0 | 0 | 0 | 0 | 0 | 0
Base VOM Costs by Reporting Type: SPP_N
ReportingType | 2015 | 2020 | 2025 | 2030 | 2035 | 2040
BM | 0 | 0 | 0 | 0 | 0 | 0
CC | 6.97 | 2.95 | 3.51 | 2.19 | 2.19 | 2.19
CSP | 0 | 0 | 0 | 0 | 0 | 0
CT | 0 | 0 | 0 | 0 | 0 | 0
Coal | 226.74 | 42.06 | 1.35 | 0.14 | 0.14 | 0.38
Geo | 0 | 0 | 0 | 0 | 0 | 0
H | 0 | 0 | 0 | 0 | 0 | 0
LFG | 0 | 0 | 0 | 0.01 | 0.01 | 0.01
Nuc | 21.45 | 21.45 | 19.02 | 19.02 | 17.43 | 16.16
PS | 0 | 0 | 0 | 0 | 0 | 0
PV | 0 | 0 | 0 | 0 | 0 | 0
PeakG | 0.52 | 0 | 0.54 | 0.55 | 1.7 | 1.47
PeakO | 0 | 0 | 0 | 0 | 0 | 0
ST | 0 | 0 | 0 | 0 | 0 | 0
STOG | 0.41 | 0 | 0 | 0 | 0 | 0
STWD | 0 | 0 | 0 | 0 | 0 | 0
WT | 0.05 | 1.38 | 1.52 | 1.56 | 1.56 | 1.56
IGCC | 0 | 0 | 0 | 0 | 0 | 0
DemandResponse | 0 | 0 | 0 | 0 | 0 | 0
IGCC-CCS | 0 | 0 | 0 | 0 | 0 | 0
WT_off | 0 | 0 | 0 | 0 | 0 | 0
PseudoUnit | 0 | 0 | 0 | 0 | 0 | 0
FixedInterchange | 0 | 0 | 0 | 0 | 0 | 0
Base VOM Costs by Reporting Type: SPP_S
ReportingType | 2015 | 2020 | 2025 | 2030 | 2035 | 2040
BM | 0 | 0 | 0 | 0 | 0 | 0
CC | 90.75 | 25.4 | 27.71 | 22.35 | 22.03 | 21.24
CSP | 0 | 0 | 0 | 0 | 0 | 0
CT | 0.12 | 0 | 0.66 | 1.32 | 0.55 | 0
Coal | 345.5 | 29.25 | 2.83 | 0 | 0 | 0.34
Geo | 0 | 0 | 0 | 0 | 0 | 0
H | 0 | 0 | 0 | 0 | 0 | 0
LFG | 0 | 0 | 0 | 0.01 | 0.01 | 0.01
Nuc | 0 | 0 | 0 | 0 | 0 | 0
PS | 0 | 0 | 0 | 0 | 0 | 0
PV | 0 | 0 | 0 | 0 | 0 | 0
PeakG | 0 | 0 | 1.95 | 3.07 | 2.19 | 1.99
PeakO | 0 | 0 | 0 | 0 | 0 | 0
ST | 0 | 0 | 0 | 0 | 0 | 0
STOG | 3.7 | 3.15 | 1.96 | 0.31 | 0.3 | 0
STWD | 0.08 | 0.07 | 0.13 | 0.29 | 0.29 | 0.47
WT | 0.11 | 1.53 | 1.58 | 1.57 | 1.56 | 1.56
IGCC | 0 | 0 | 0 | 0 | 0 | 0
DemandResponse | 0 | 0 | 0 | 0 | 0 | 0
IGCC-CCS | 0 | 0 | 0 | 0 | 0 | 0
WT_off | 0 | 0 | 0 | 0 | 0 | 0
PseudoUnit | 0 | 0 | 0 | 0 | 0 | 0
FixedInterchange | 0 | 0 | 0 | 0 | 0 | 0
Base VOM Costs by Reporting Type: TVA
ReportingType | 2015 | 2020 | 2025 | 2030 | 2035 | 2040
BM | 0 | 0 | 0 | 0 | 0 | 0
CC | 147.21 | 223.81 | 201.98 | 181.42 | 173 | 141.89
CSP | 0 | 0 | 0 | 0 | 0 | 0
CT | 0 | 0 | 0 | 0 | 0 | 0
Coal | 176.72 | 53.95 | 0 | 0 | 0 | 0
Geo | 0 | 0 | 0 | 0 | 0 | 0
H | 0 | 0 | 0 | 0 | 0 | 0
LFG | 0 | 0 | 0.01 | 0.01 | 0.01 | 0.01
Nuc | 152.12 | 152.12 | 152.12 | 152.12 | 147.04 | 175.18
PS | 0 | 0 | 0 | 0 | 0 | 0
PV | 0 | 0 | 0 | 0 | 0 | 0
PeakG | 0 | 0.33 | 0.61 | 0.27 | 0 | 0
PeakO | 0 | 0 | 0 | 0 | 0 | 0
ST | 0 | 0 | 0 | 0 | 0 | 0
STOG | 0 | 0 | 0 | 0 | 0 | 0
STWD | 0 | 0.01 | 0.01 | 0.06 | 0.06 | 0.08
WT | 0 | 0 | 0 | 0 | 0 | 0
IGCC | 0 | 0 | 0 | 0 | 0 | 0
DemandResponse | 0 | 0 | 0 | 0 | 0 | 0
IGCC-CCS | 0 | 0 | 0 | 0 | 0 | 0
WT_off | 0 | 0 | 0 | 0 | 0 | 0
PseudoUnit | 0 | 0 | 0 | 0 | 0 | 0
FixedInterchange | 0 | 0 | 0 | 0 | 0 | 0
Base VOM Costs by Reporting Type: TVA_Transmission
ReportingType | 2015 | 2020 | 2025 | 2030 | 2035 | 2040
BM | 0 | 0 | 0 | 0 | 0 | 0
CC | 0 | 0 | 0 | 0 | 0 | 0
CSP | 0 | 0 | 0 | 0 | 0 | 0
CT | 0 | 0 | 0 | 0 | 0 | 0
Coal | 0 | 0 | 0 | 0 | 0 | 0
Geo | 0 | 0 | 0 | 0 | 0 | 0
H | 0 | 0 | 0 | 0 | 0 | 0
LFG | 0 | 0 | 0 | 0 | 0 | 0
Nuc | 0 | 0 | 0 | 0 | 0 | 0
PS | 0 | 0 | 0 | 0 | 0 | 0
PV | 0 | 0 | 0 | 0 | 0 | 0
PeakG | 0 | 0 | 0 | 0 | 0 | 0
PeakO | 0 | 0 | 0 | 0 | 0 | 0
ST | 0 | 0 | 0 | 0 | 0 | 0
STOG | 0 | 0 | 0 | 0 | 0 | 0
STWD | 0 | 0 | 0 | 0 | 0 | 0
WT | 0 | 0 | 0 | 0 | 0 | 0
IGCC | 0 | 0 | 0 | 0 | 0 | 0
DemandResponse | 0 | 0 | 0 | 0 | 0 | 0
IGCC-CCS | 0 | 0 | 0 | 0 | 0 | 0
WT_off | 0 | 0 | 0 | 0 | 0 | 0
PseudoUnit | 0 | 0 | 0 | 0 | 0 | 0
FixedInterchange | 0 | 0 | 0 | 0 | 0 | 0
Base VOM Costs by Reporting Type: VACAR
ReportingType | 2015 | 2020 | 2025 | 2030 | 2035 | 2040
BM | 0.03 | 0.38 | 16.53 | 16.53 | 16.53 | 16.53
CC | 315.57 | 324.14 | 290.22 | 208.96 | 214.02 | 151.85
CSP | 0 | 0 | 0 | 0 | 0 | 0
CT | 0.73 | 2.88 | 4.86 | 0.12 | 0 | 0
Coal | 135.78 | 45.93 | 9.36 | 0.71 | 0.37 | 0.71
Geo | 0 | 0 | 0 | 0 | 0 | 0
H | 0 | 0 | 0 | 0 | 0 | 0
LFG | 0.01 | 0.01 | 0.01 | 0.01 | 0.01 | 0.01
Nuc | 211.36 | 248.42 | 248.42 | 339.51 | 339.23 | 383.77
PS | 0 | 0 | 0 | 0 | 0 | 0
PV | 0 | 0 | 0 | 0 | 0 | 0
PeakG | 1.2 | 11.45 | 14.37 | 0 | 0 | 0
PeakO | 0 | 0 | 0 | 0 | 0 | 0
ST | 0 | 0 | 0 | 0 | 0 | 0
STOG | 0 | 0 | 0 | 0 | 0 | 0
STWD | 4.67 | 4.67 | 4.67 | 4.54 | 4.35 | 4.17
WT | 0 | 0.08 | 0.08 | 0.08 | 0.08 | 0.08
IGCC | 0 | 0 | 0 | 0 | 0 | 0
DemandResponse | 0 | 0 | 8.78 | 29.13 | 16.91 | 5.92
IGCC-CCS | 0 | 0 | 0 | 0 | 0 | 0
WT_off | 0 | 0 | 0 | 0 | 0 | 0
PseudoUnit | 0 | 0 | 0 | 0 | 0 | 0
FixedInterchange | 0 | 0 | 0 | 0 | 0 | 0
Base VOM Costs by Reporting Type: IESO
ReportingType | 2015 | 2020 | 2025 | 2030 | 2035 | 2040
BM | 0 | 0.05 | 0.17 | 0 | 0 | 0.29
CC | 33.07 | 33.07 | 2.47 | 0.22 | 0.28 | 0.29
CSP | 0 | 0 | 0 | 0 | 0 | 0
CT | 0.37 | 0.12 | 0.12 | 0 | 0 | 0
Coal | 0 | 0 | 0 | 0 | 0 | 0
Geo | 0 | 0 | 0 | 0 | 0 | 0
H | 0 | 0 | 0 | 0 | 0.02 | 0.02
LFG | 0.01 | 0.01 | 0.01 | 0.01 | 0.01 | 0.01
Nuc | 240.73 | 240.73 | 240.73 | 240.73 | 221.68 | 193.2
PS | 0 | 0 | 0 | 0 | 0 | 0
PV | 0 | 0 | 0 | 0 | 0 | 0
PeakG | 0 | 0 | 0 | 0 | 0 | 0
PeakO | 0 | 0 | 0 | 0 | 0 | 0
ST | 0 | 0 | 0 | 0 | 0 | 0
STOG | 0 | 0 | 0 | 0 | 0 | 0
STWD | 0.06 | 0.06 | 0.06 | 0.06 | 0.06 | 1.34
WT | 0.09 | 0.09 | 0.09 | 0.09 | 0.09 | 0.09
IGCC | 0 | 0 | 0 | 0 | 0 | 0
DemandResponse | 0 | 0 | 0 | 0 | 0 | 0
IGCC-CCS | 0 | 0 | 0 | 0 | 0 | 0
WT_off | 0 | 0 | 0 | 0 | 0 | 0
PseudoUnit | 0 | 0 | 0 | 0 | 0 | 0
FixedInterchange | 0 | 0 | 0 | 0 | 0 | 0
Base VOM Costs by Reporting Type: MAPP_CA
ReportingType | 2015 | 2020 | 2025 | 2030 | 2035 | 2040
BM | 0 | 0 | 0 | 0 | 0 | 0
CC | 20.18 | 20.18 | 6.57 | 0 | 0 | 0
CSP | 0 | 0 | 0 | 0 | 0 | 0
CT | 0 | 0 | 0 | 0 | 0 | 0
Coal | 1.33 | 0 | 0 | 0 | 0 | 0
Geo | 0 | 0 | 0 | 0 | 0 | 0
H | 0 | 0.05 | 0.15 | 0.24 | 0.27 | 0.27
LFG | 0 | 0 | 0 | 0 | 0 | 0
Nuc | 0 | 0 | 0 | 0 | 0 | 0
PS | 0 | 0 | 0 | 0 | 0 | 0
PV | 0 | 0 | 0 | 0 | 0 | 0
PeakG | 0.5 | 0.97 | 0 | 0 | 0 | 0
PeakO | 0 | 0 | 0 | 0 | 0 | 0
ST | 0 | 0 | 0 | 0 | 0 | 0
STOG | 0.03 | 0 | 0 | 0 | 0 | 0
STWD | 0 | 0 | 0 | 0 | 0 | 0
WT | 0.02 | 0.02 | 0.02 | 0.02 | 0.01 | 0.01
IGCC | 0 | 0 | 0 | 0 | 0 | 0
DemandResponse | 0 | 0 | 0 | 0 | 0 | 0
IGCC-CCS | 0 | 0 | 0 | 0 | 0 | 0
WT_off | 0 | 0 | 0 | 0 | 0 | 0
PseudoUnit | 0 | 0 | 0 | 0 | 0 | 0
FixedInterchange | 0 | 0 | 0 | 0 | 0 | 0
Base VOM Costs by Reporting Type: AZ_NM_SNV_Coal
ReportingType | 2015 | 2020 | 2025 | 2030 | 2035 | 2040
BM | 0 | 0 | 0 | 0 | 0 | 0
CC | 0 | 0 | 0 | 0 | 0 | 0
CSP | 0 | 0 | 0 | 0 | 0 | 0
CT | 0 | 0 | 0 | 0 | 0 | 0
Coal | 233.61 | 156.78 | 0 | 0 | 0 | 0
Geo | 0 | 0 | 0 | 0 | 0 | 0
H | 0 | 0 | 0 | 0 | 0 | 0
LFG | 0 | 0 | 0 | 0 | 0 | 0
Nuc | 0 | 0 | 0 | 0 | 0 | 0
PS | 0 | 0 | 0 | 0 | 0 | 0
PV | 0 | 0 | 0 | 0 | 0 | 0
PeakG | 0 | 0 | 0 | 0 | 0 | 0
PeakO | 0 | 0 | 0 | 0 | 0 | 0
ST | 0 | 0 | 0 | 0 | 0 | 0
STOG | 0 | 0 | 0 | 0 | 0 | 0
STWD | 0 | 0 | 0 | 0 | 0 | 0
WT | 0 | 0 | 0 | 0 | 0 | 0
IGCC | 0 | 0 | 0 | 0 | 0 | 0
DemandResponse | 0 | 0 | 0 | 0 | 0 | 0
IGCC-CCS | 0 | 0 | 0 | 0 | 0 | 0
WT_off | 0 | 0 | 0 | 0 | 0 | 0
PseudoUnit | 0 | 0 | 0 | 0 | 0 | 0
FixedInterchange | 0 | 0 | 0 | 0 | 0 | 0
Base VOM Costs by Reporting Type: AZ_NM_SNV_Gas
ReportingType | 2015 | 2020 | 2025 | 2030 | 2035 | 2040
BM | 0 | 0 | 0 | 0 | 0 | 0
CC | 125.24 | 114.99 | 180.06 | 81.44 | 44.06 | 37.82
CSP | 0 | 0 | 0 | 0 | 0 | 0
CT | 0 | 0.2 | 1.43 | 0.75 | 0 | 0
Coal | 0 | 0 | 0 | 0 | 0 | 0
Geo | 0 | 0 | 0 | 0 | 0 | 0
H | 0 | 0 | 0 | 0 | 0 | 0
LFG | 0 | 0 | 0 | 0 | 0 | 0
Nuc | 0 | 0 | 0 | 0 | 0 | 0
PS | 0 | 0 | 0 | 0 | 0 | 0
PV | 0 | 0 | 0 | 0 | 0 | 0
PeakG | 0 | 0.07 | 0 | 0 | 0 | 0
PeakO | 0 | 0 | 0 | 0 | 0 | 0
ST | 0 | 0 | 0 | 0 | 0 | 0
STOG | 0 | 0 | 0 | 0 | 0 | 0
STWD | 0 | 0 | 0 | 0 | 0 | 0
WT | 0 | 0 | 0 | 0 | 0 | 0
IGCC | 0 | 0 | 0 | 0 | 0 | 0
DemandResponse | 0 | 0 | 11.96 | 0 | 8.17 | 16.55
IGCC-CCS | 0 | 0 | 0 | 0 | 0 | 0
WT_off | 0 | 0 | 0 | 0 | 0 | 0
PseudoUnit | 0 | 0 | 0 | 0 | 0 | 0
FixedInterchange | 0 | 0 | 0 | 0 | 0 | 0
Base VOM Costs by Reporting Type: AZ_NM_SNV_NucRenew
ReportingType | 2015 | 2020 | 2025 | 2030 | 2035 | 2040
BM | 0 | 0 | 0 | 0 | 0 | 0
CC | 0 | 0 | 0 | 0 | 0 | 0
CSP | 0 | 0 | 0 | 0 | 0 | 0
CT | 0 | 0 | 0 | 0 | 0 | 0
Coal | 0 | 0 | 0 | 0 | 0 | 0
Geo | 0 | 0 | 116.31 | 116.31 | 116.31 | 116.31
H | 0 | 0 | 0 | 0 | 0 | 0
LFG | 0 | 0 | 0.01 | 0.01 | 0.01 | 0.01
Nuc | 71.66 | 71.66 | 71.66 | 127.31 | 191.56 | 194.49
PS | 0 | 0 | 0 | 0 | 0 | 0
PV | 0 | 0 | 0 | 0 | 0 | 0
PeakG | 0 | 0 | 0 | 0 | 0 | 0
PeakO | 0 | 0 | 0 | 0 | 0 | 0
ST | 0.01 | 0.02 | 0.03 | 0.03 | 0.03 | 0.03
STOG | 0 | 0 | 0 | 0 | 0 | 0
STWD | 0.43 | 0.43 | 0.43 | 0.43 | 0.43 | 0.43
WT | 0.02 | 0.32 | 0.32 | 0.33 | 0.33 | 0.34
IGCC | 0 | 0 | 0 | 0 | 0 | 0
DemandResponse | 0 | 0 | 0 | 0 | 0 | 0
IGCC-CCS | 0 | 0 | 0 | 0 | 0 | 0
WT_off | 0 | 0 | 0 | 0 | 0 | 0
PseudoUnit | 0 | 0 | 0 | 0 | 0 | 0
FixedInterchange | 0 | 0 | 0 | 0 | 0 | 0
Base VOM Costs by Reporting Type: ERCOT
ReportingType | 2015 | 2020 | 2025 | 2030 | 2035 | 2040
BM | 0.29 | 0.5 | 0.77 | 5.41 | 5.41 | 5.41
CC | 661.83 | 662.09 | 609.72 | 586.13 | 562.26 | 461.95
CSP | 0 | 0 | 0 | 0 | 0 | 0
CT | 0 | 0.25 | 0.48 | 0.95 | 0 | 0
Coal | 146.06 | 107.38 | 3.97 | 0.91 | 0.91 | 1.64
Geo | 0 | 0 | 0 | 0 | 0 | 0
H | 0 | 0 | 0 | 0 | 0 | 0
LFG | 0.01 | 0.01 | 0.04 | 0.04 | 0.04 | 0.04
Nuc | 94.14 | 94.14 | 94.14 | 96.62 | 104.71 | 169.91
PS | 0 | 0 | 0 | 0 | 0 | 0
PV | 0 | 0 | 0 | 0 | 0 | 0
PeakG | 0 | 1.99 | 5.67 | 5.19 | 3.24 | 1.1
PeakO | 0 | 0 | 0 | 0 | 0 | 0
ST | 0 | 0 | 0 | 0 | 0 | 0
STOG | 4.7 | 5.28 | 0 | 0 | 0 | 0
STWD | 0 | 0 | 0 | 0 | 0 | 0
WT | 0.32 | 0.46 | 0.88 | 0.88 | 0.88 | 0.86
IGCC | 0 | 0 | 0 | 0 | 0 | 0
DemandResponse | 0 | 3.4 | 67.79 | 66.44 | 65.28 | 64.12
IGCC-CCS | 0 | 0 | 0 | 0 | 0 | 0
WT_off | 0 | 0 | 0 | 0 | 0 | 0
PseudoUnit | 0 | 0 | 0 | 0 | 0 | 0
FixedInterchange | 0 | 0 | 0 | 0 | 0 | 0
Base VOM Costs by Reporting Type: NP15
ReportingType | 2015 | 2020 | 2025 | 2030 | 2035 | 2040
BM | 0 | 0 | 0 | 0 | 0 | 0
CC | 123.74 | 111.72 | 121.83 | 82.32 | 55 | 23.4
CSP | 0 | 0 | 0 | 0 | 0 | 0
CT | 0 | 0 | 0 | 0 | 0 | 0
Coal | 5.45 | 0 | 0 | 0 | 0 | 0
Geo | 0.11 | 48.23 | 48.23 | 48.23 | 48.23 | 48.23
H | 0 | 0 | 0 | 0 | 0 | 0
LFG | 0.01 | 0.04 | 0.06 | 0.06 | 0.06 | 0.06
Nuc | 42.53 | 42.53 | 42.53 | 42.53 | 59.53 | 119.92
PS | 0 | 0 | 0 | 0 | 0 | 0
PV | 0 | 0 | 0 | 0 | 0 | 0
PeakG | 0 | 0 | 0.06 | 0.04 | 0 | 0
PeakO | 0 | 0 | 0 | 0 | 0 | 0
ST | 0 | 0 | 0 | 0 | 0 | 0
STOG | 0.13 | 0 | 0 | 0 | 0 | 0
STWD | 7.35 | 7.35 | 3.43 | 7.35 | 7.35 | 7.35
WT | 0.04 | 0.06 | 0.11 | 0.13 | 0.13 | 0.13
IGCC | 0 | 0 | 0 | 0 | 0 | 0
DemandResponse | 0 | 0 | 0 | 0 | 0 | 0
IGCC-CCS | 0 | 0 | 0 | 0 | 0 | 0
WT_off | 0 | 0 | 0 | 0 | 0 | 0
PseudoUnit | 0 | 0 | 0 | 0 | 0 | 0
FixedInterchange | 0 | 0 | 0 | 0 | 0 | 0
Base VOM Costs by Reporting Type: NWPP_Coal
ReportingType | 2015 | 2020 | 2025 | 2030 | 2035 | 2040
BM | 0 | 0 | 0 | 0 | 0 | 0
CC | 0 | 0 | 0 | 0 | 0 | 0
CSP | 0 | 0 | 0 | 0 | 0 | 0
CT | 0 | 0 | 0 | 0 | 0 | 0
Coal | 195.66 | 154.63 | 5.38 | 5.38 | 5.38 | 5.38
Geo | 0 | 0 | 0 | 0 | 0 | 0
H | 0 | 0 | 0 | 0 | 0 | 0
LFG | 0 | 0 | 0 | 0 | 0 | 0
Nuc | 0 | 0 | 0 | 0 | 0 | 0
PS | 0 | 0 | 0 | 0 | 0 | 0
PV | 0 | 0 | 0 | 0 | 0 | 0
PeakG | 0 | 0 | 0 | 0 | 0 | 0
PeakO | 0 | 0 | 0 | 0 | 0 | 0
ST | 0 | 0 | 0 | 0 | 0 | 0
STOG | 0 | 0 | 0 | 0 | 0 | 0
STWD | 0 | 0 | 0 | 0 | 0 | 0
WT | 0 | 0 | 0 | 0 | 0 | 0
IGCC | 0 | 0 | 0 | 0 | 0 | 0
DemandResponse | 0 | 0 | 0 | 0 | 0 | 0
IGCC-CCS | 0 | 0 | 0 | 0 | 0 | 0
WT_off | 0 | 0 | 0 | 0 | 0 | 0
PseudoUnit | 0 | 0 | 0 | 0 | 0 | 0
FixedInterchange | 0 | 0 | 0 | 0 | 0 | 0
Base VOM Costs by Reporting Type: NWPP_Gas
ReportingType | 2015 | 2020 | 2025 | 2030 | 2035 | 2040
BM | 0 | 0 | 0 | 0 | 0 | 0
CC | 122.48 | 157.03 | 157.03 | 48.17 | 42.4 | 32.64
CSP | 0 | 0 | 0 | 0 | 0 | 0
CT | 0 | 0 | 0 | 0 | 0 | 0
Coal | 0 | 0 | 0 | 0 | 0 | 0
Geo | 0 | 0 | 0 | 0 | 0 | 0
H | 0 | 0 | 0 | 0 | 0 | 0
LFG | 0 | 0 | 0 | 0 | 0 | 0
Nuc | 0 | 0 | 0 | 0 | 0 | 0
PS | 0 | 0 | 0 | 0 | 0 | 0
PV | 0 | 0 | 0 | 0 | 0 | 0
PeakG | 0 | 0 | 0 | 0 | 0 | 0
PeakO | 0 | 0 | 0 | 0 | 0 | 0
ST | 0 | 0 | 0 | 0 | 0 | 0
STOG | 0 | 0 | 0 | 0 | 0 | 0
STWD | 0 | 0 | 0 | 0 | 0 | 0
WT | 0 | 0 | 0 | 0 | 0 | 0
IGCC | 0 | 0 | 0 | 0 | 0 | 0
DemandResponse | 0 | 0 | 0 | 0 | 0 | 0
IGCC-CCS | 0 | 0 | 0 | 0 | 0 | 0
WT_off | 0 | 0 | 0 | 0 | 0 | 0
PseudoUnit | 0 | 0 | 0 | 0 | 0 | 0
FixedInterchange | 0 | 0 | 0 | 0 | 0 | 0
Base VOM Costs by Reporting Type: NWPP_NucRenew
ReportingType | 2015 | 2020 | 2025 | 2030 | 2035 | 2040
BM | 0 | 0.33 | 1.21 | 1.21 | 1.21 | 1.21
CC | 0 | 0 | 0 | 0 | 0 | 0
CSP | 0 | 0 | 0 | 0 | 0 | 0
CT | 0 | 0 | 0 | 0 | 0 | 0
Coal | 0 | 0 | 0 | 0 | 0 | 0
Geo | 6.93 | 8.93 | 41.74 | 41.74 | 41.74 | 41.74
H | 0 | 0 | 0 | 0 | 0 | 0
LFG | 0.01 | 0.01 | 0.03 | 0.03 | 0.03 | 0.03
Nuc | 20.91 | 20.91 | 20.91 | 134.73 | 134.73 | 139.28
PS | 0 | 0 | 0 | 0 | 0 | 0
PV | 0 | 0 | 0 | 0 | 0 | 0
PeakG | 0 | 0 | 0 | 0 | 0 | 0
PeakO | 0 | 0 | 0 | 0 | 0 | 0
ST | 0 | 0 | 0 | 0 | 0 | 0
STOG | 0 | 0 | 0 | 0 | 0 | 0
STWD | 0 | 0 | 9.33 | 9.33 | 9.33 | 9.33
WT | 0.19 | 0.19 | 0.19 | 0.19 | 0.19 | 0.19
IGCC | 0 | 0 | 0 | 0 | 0 | 0
DemandResponse | 0 | 0 | 0 | 0 | 0 | 0
IGCC-CCS | 0 | 0 | 0 | 0 | 0 | 0
WT_off | 0 | 0 | 0 | 0 | 0 | 0
PseudoUnit | 0 | 0 | 0 | 0 | 0 | 0
FixedInterchange | 0 | 0 | 0 | 0 | 0 | 0
Base VOM Costs by Reporting Type: RMPA
ReportingType | 2015 | 2020 | 2025 | 2030 | 2035 | 2040
BM | 0 | 0 | 0 | 0 | 0 | 0
CC | 16.73 | 32.69 | 46.59 | 28.76 | 27.26 | 18.09
CSP | 0 | 0 | 0 | 0 | 0 | 0
CT | 0 | 0 | 0.01 | 0.01 | 0 | 0
Coal | 202.05 | 148.74 | 27.44 | 14.93 | 14.92 | 15.03
Geo | 0 | 0 | 206.14 | 206.14 | 206.14 | 206.14
H | 0 | 0 | 0 | 0 | 0 | 0
LFG | 0 | 0 | 0 | 0 | 0 | 0
Nuc | 0 | 0 | 2.25 | 28.19 | 30.4 | 36.14
PS | 0 | 0 | 0 | 0 | 0 | 0
PV | 0 | 0 | 0 | 0 | 0 | 0
PeakG | 0.07 | 0.45 | 2.94 | 0.74 | 0.86 | 0.65
PeakO | 0 | 0 | 0 | 0 | 0 | 0
ST | 0 | 0.01 | 0.01 | 0.01 | 0.01 | 0.01
STOG | 0 | 0 | 0 | 0 | 0 | 0
STWD | 0 | 0 | 0 | 0 | 0 | 0
WT | 0.07 | 0.19 | 0.19 | 0.19 | 0.19 | 0.2
IGCC | 0 | 0 | 0 | 0 | 0 | 0
DemandResponse | 0 | 0 | 0 | 0 | 0 | 0
IGCC-CCS | 0 | 0 | 0 | 0 | 0 | 0
WT_off | 0 | 0 | 0 | 0 | 0 | 0
PseudoUnit | 0 | 0 | 0 | 0 | 0 | 0
FixedInterchange | 0 | 0 | 0 | 0 | 0 | 0
Base VOM Costs by Reporting Type: SP15
ReportingType | 2015 | 2020 | 2025 | 2030 | 2035 | 2040
BM | 0.22 | 0.22 | 0.22 | 0.22 | 0.22 | 0.22
CC | 254 | 222.07 | 243.22 | 204.18 | 182.91 | 144.3
CSP | 0 | 0 | 0 | 0 | 0 | 0
CT | 0 | 0 | 0 | 0 | 0 | 0
Coal | 5.28 | 3.19 | 0 | 0 | 0 | 0
Geo | 4.1 | 120.4 | 120.4 | 120.4 | 120.4 | 120.4
H | 0 | 0 | 0 | 0 | 0 | 0
LFG | 0.02 | 0.07 | 0.07 | 0.07 | 0.07 | 0.07
Nuc | 41.61 | 41.61 | 41.61 | 41.61 | 41.61 | 41.61
PS | 0 | 0 | 0 | 0 | 0 | 0
PV | 0 | 0 | 0 | 0 | 0 | 0
PeakG | 0 | 0.1 | 2.3 | 0.95 | 1.83 | 2.74
PeakO | 0 | 0 | 0 | 0 | 0 | 0
ST | 0.02 | 0.02 | 0.02 | 0.02 | 0.02 | 0.02
STOG | 0.6 | 0.04 | 0 | 0 | 0 | 0
STWD | 1.98 | 1.98 | 1.78 | 1.98 | 1.98 | 1.98
WT | 0.07 | 0.07 | 0.07 | 0.46 | 0.46 | 0.46
IGCC | 0 | 0 | 0 | 0 | 0 | 0
DemandResponse | 0 | 0 | 0 | 0 | 0 | 0
IGCC-CCS | 0 | 0 | 0 | 0 | 0 | 0
WT_off | 0 | 0 | 0 | 0 | 0 | 0
PseudoUnit | 0 | 0 | 0 | 0 | 0 | 0
FixedInterchange | 0 | 0 | 0 | 0 | 0 | 0
Base VOM Costs by Reporting Type: ALB
ReportingType | 2015 | 2020 | 2025 | 2030 | 2035 | 2040
BM | 0 | 0 | 0 | 0 | 0 | 0
CC | 42.45 | 42.93 | 42.78 | 2.69 | 1.88 | 0
CSP | 0 | 0 | 0 | 0 | 0 | 0
CT | 0 | 0 | 0 | 0 | 0 | 0
Coal | 167.67 | 167.67 | 163.85 | 0 | 0 | 0
Geo | 0 | 0 | 0 | 0 | 0 | 0
H | 0 | 0 | 0 | 0 | 0 | 0
LFG | 0 | 0 | 0 | 0 | 0 | 0
Nuc | 0 | 0 | 0 | 130.22 | 136.84 | 141.11
PS | 0 | 0 | 0 | 0 | 0 | 0
PV | 0 | 0 | 0 | 0 | 0 | 0
PeakG | 0 | 0 | 0 | 0 | 0 | 0
PeakO | 0 | 0 | 0 | 0 | 0 | 0
ST | 0 | 0 | 0 | 0 | 0 | 0
STOG | 0 | 0 | 0 | 0 | 0 | 0
STWD | 0 | 1.35 | 2.89 | 2.89 | 2.89 | 2.89
WT | 0.02 | 0.02 | 0.02 | 0.02 | 0.02 | 0.02
IGCC | 0 | 0 | 0 | 0 | 0 | 0
DemandResponse | 0 | 0 | 0 | 0 | 0 | 0
IGCC-CCS | 0 | 0 | 0 | 0 | 0 | 0
WT_off | 0 | 0 | 0 | 0 | 0 | 0
PseudoUnit | 0 | 0 | 0 | 0 | 0 | 0
FixedInterchange | 0 | 0 | 0 | 0 | 0 | 0
Base VOM Costs by Reporting Type: BC
ReportingType | 2015 | 2020 | 2025 | 2030 | 2035 | 2040
BM | 0 | 0 | 0 | 0 | 0 | 0
CC | 23.69 | 23.69 | 23.69 | 19.97 | 2.03 | 0
CSP | 0 | 0 | 0 | 0 | 0 | 0
CT | 0 | 0 | 0 | 0 | 0 | 0
Coal | 0 | 0 | 0 | 0 | 0 | 0
Geo | 0 | 0 | 0 | 0 | 0 | 0
H | 0 | 0 | 0 | 0 | 0 | 0
LFG | 0 | 0 | 0 | 0 | 0 | 0
Nuc | 0 | 0 | 0 | 0 | 5.48 | 5.48
PS | 0 | 0 | 0 | 0 | 0 | 0
PV | 0 | 0 | 0 | 0 | 0 | 0
PeakG | 0 | 0 | 0 | 0 | 0 | 0
PeakO | 0 | 0 | 0 | 0 | 0 | 0
ST | 0 | 0 | 0 | 0 | 0 | 0
STOG | 0 | 0 | 0 | 0 | 0 | 0
STWD | 0 | 2.04 | 8.48 | 8.48 | 8.48 | 8.48
WT | 0.01 | 0.01 | 0.01 | 0.01 | 0.01 | 0.01
IGCC | 0 | 0 | 0 | 0 | 0 | 0
DemandResponse | 0 | 0 | 0 | 0 | 0 | 0
IGCC-CCS | 0 | 0 | 0 | 0 | 0 | 0
WT_off | 0 | 0 | 0 | 0 | 0 | 0
PseudoUnit | 0 | 0 | 0 | 0 | 0 | 0
FixedInterchange | 0 | 0 | 0 | 0 | 0 | 0
Base VOM Costs by Reporting Type: HQ_IESO
ReportingType | 2015 | 2020 | 2025 | 2030 | 2035 | 2040
BM | 0 | 0 | 0 | 0 | 0 | 0
CC | 0 | 0 | 0 | 0 | 0 | 0
CSP | 0 | 0 | 0 | 0 | 0 | 0
CT | 0 | 0 | 0 | 0 | 0 | 0
Coal | 0 | 0 | 0 | 0 | 0 | 0
Geo | 0 | 0 | 0 | 0 | 0 | 0
H | 0 | 0 | 0 | 0 | 0 | 0
LFG | 0 | 0 | 0 | 0 | 0 | 0
Nuc | 0 | 0 | 0 | 0 | 0 | 0
PS | 0 | 0 | 0 | 0 | 0 | 0
PV | 0 | 0 | 0 | 0 | 0 | 0
PeakG | 0 | 0 | 0 | 0 | 0 | 0
PeakO | 0 | 0 | 0 | 0 | 0 | 0
ST | 0 | 0 | 0 | 0 | 0 | 0
STOG | 0 | 0 | 0 | 0 | 0 | 0
STWD | 0 | 0 | 0 | 0 | 0 | 0
WT | 0 | 0 | 0 | 0 | 0 | 0
IGCC | 0 | 0 | 0 | 0 | 0 | 0
DemandResponse | 0 | 0 | 0 | 0 | 0 | 0
IGCC-CCS | 0 | 0 | 0 | 0 | 0 | 0
WT_off | 0 | 0 | 0 | 0 | 0 | 0
PseudoUnit | 0 | 0 | 0 | 60.44 | 80.15 | 80.15
FixedInterchange | 0 | 0 | 0 | 0 | 0 | 0
Base VOM Costs by Reporting Type: HQ_NEISO
ReportingType | 2015 | 2020 | 2025 | 2030 | 2035 | 2040
BM | 0 | 0 | 0 | 0 | 0 | 0
CC | 0 | 0 | 0 | 0 | 0 | 0
CSP | 0 | 0 | 0 | 0 | 0 | 0
CT | 0 | 0 | 0 | 0 | 0 | 0
Coal | 0 | 0 | 0 | 0 | 0 | 0
Geo | 0 | 0 | 0 | 0 | 0 | 0
H | 0 | 0 | 0 | 0 | 0 | 0
LFG | 0 | 0 | 0 | 0 | 0 | 0
Nuc | 0 | 0 | 0 | 0 | 0 | 0
PS | 0 | 0 | 0 | 0 | 0 | 0
PV | 0 | 0 | 0 | 0 | 0 | 0
PeakG | 0 | 0 | 0 | 0 | 0 | 0
PeakO | 0 | 0 | 0 | 0 | 0 | 0
ST | 0 | 0 | 0 | 0 | 0 | 0
STOG | 0 | 0 | 0 | 0 | 0 | 0
STWD | 0 | 0 | 0 | 0 | 0 | 0
WT | 0 | 0 | 0 | 0 | 0 | 0
IGCC | 0 | 0 | 0 | 0 | 0 | 0
DemandResponse | 0 | 0 | 0 | 0 | 0 | 0
IGCC-CCS | 0 | 0 | 0 | 0 | 0 | 0
WT_off | 0 | 0 | 0 | 0 | 0 | 0
PseudoUnit | 0 | 0 | 0 | 20.37 | 38.62 | 38.62
FixedInterchange | 0 | 0 | 0 | 0 | 0 | 0
Base VOM Costs by Reporting Type: HQ_NY
ReportingType | 2015 | 2020 | 2025 | 2030 | 2035 | 2040
BM | 0 | 0 | 0 | 0 | 0 | 0
CC | 0 | 0 | 0 | 0 | 0 | 0
CSP | 0 | 0 | 0 | 0 | 0 | 0
CT | 0 | 0 | 0 | 0 | 0 | 0
Coal | 0 | 0 | 0 | 0 | 0 | 0
Geo | 0 | 0 | 0 | 0 | 0 | 0
H | 0 | 0 | 0 | 0 | 0 | 0
LFG | 0 | 0 | 0 | 0 | 0 | 0
Nuc | 0 | 0 | 0 | 0 | 0 | 0
PS | 0 | 0 | 0 | 0 | 0 | 0
PV | 0 | 0 | 0 | 0 | 0 | 0
PeakG | 0 | 0 | 0 | 0 | 0 | 0
PeakO | 0 | 0 | 0 | 0 | 0 | 0
ST | 0 | 0 | 0 | 0 | 0 | 0
STOG | 0 | 0 | 0 | 0 | 0 | 0
STWD | 0 | 0 | 0 | 0 | 0 | 0
WT | 0 | 0 | 0 | 0 | 0 | 0
IGCC | 0 | 0 | 0 | 0 | 0 | 0
DemandResponse | 0 | 0 | 0 | 0 | 0 | 0
IGCC-CCS | 0 | 0 | 0 | 0 | 0 | 0
WT_off | 0 | 0 | 0 | 0 | 0 | 0
PseudoUnit | 0 | 0 | 76.11 | 95.18 | 95.18 | 95.18
FixedInterchange | 0 | 0 | 0 | 0 | 0 | 0
Base VOM Costs by Reporting Type: MARITIMES
ReportingType | 2015 | 2020 | 2025 | 2030 | 2035 | 2040
BM | 0 | 0 | 0 | 0 | 0 | 0
CC | 0 | 0 | 0 | 0 | 0 | 0
CSP | 0 | 0 | 0 | 0 | 0 | 0
CT | 0 | 0 | 0 | 0 | 0 | 0
Coal | 0 | 0 | 0 | 0 | 0 | 0
Geo | 0 | 0 | 0 | 0 | 0 | 0
H | 0 | 0 | 0 | 0 | 0 | 0
LFG | 0 | 0 | 0 | 0 | 0 | 0
Nuc | 0 | 0 | 0 | 0 | 0 | 0
PS | 0 | 0 | 0 | 0 | 0 | 0
PV | 0 | 0 | 0 | 0 | 0 | 0
PeakG | 0 | 0 | 0 | 0 | 0 | 0
PeakO | 0 | 0 | 0 | 0 | 0 | 0
ST | 0 | 0 | 0 | 0 | 0 | 0
STOG | 0 | 0 | 0 | 0 | 0 | 0
STWD | 0 | 0 | 0 | 0 | 0 | 0
WT | 0 | 0 | 0 | 0 | 0 | 0
IGCC | 0 | 0 | 0 | 0 | 0 | 0
DemandResponse | 0 | 0 | 0 | 0 | 0 | 0
IGCC-CCS | 0 | 0 | 0 | 0 | 0 | 0
WT_off | 0 | 0 | 0 | 0 | 0 | 0
PseudoUnit | 0 | 0 | 0 | 14.15 | 17.37 | 17.37
FixedInterchange | 0 | 0 | 0 | 0 | 0 | 0
Base VOM Costs by Reporting Type: All
ReportingType | 2015 | 2020 | 2025 | 2030 | 2035 | 2040
BM | 11.06 | 23.75 | 36.89 | 42.42 | 45.33 | 44.12
CC | 4619.13 | 5229.8 | 4871.82 | 3553.38 | 3594.52 | 3220.88
CSP | 0 | 0 | 0 | 0 | 0 | 0
CT | 6.09 | 19.98 | 25.04 | 6.15 | 0.59 | 0.04
Coal | 4304.24 | 1772.94 | 272.98 | 48.08 | 49.83 | 51.59
Geo | 11.14 | 177.58 | 532.83 | 532.83 | 532.83 | 532.83
H | 0 | 0.08 | 0.27 | 0.35 | 0.41 | 0.41
LFG | 0.38 | 0.54 | 0.73 | 0.78 | 0.78 | 0.78
Nuc | 2164.81 | 2225.48 | 2243.32 | 2985.37 | 2780.98 | 2901.58
PS | 0 | 0 | 0 | 0 | 0 | 0
PV | 0.02 | 0.05 | 0.07 | 0.07 | 0.07 | 0.07
PeakG | 23.13 | 95.59 | 137.77 | 58.91 | 66.28 | 58.47
PeakO | 0 | 0.03 | 0.24 | 0.06 | 0.23 | 0.13
ST | 0.03 | 0.05 | 0.06 | 0.06 | 0.06 | 0.06
STOG | 15.36 | 15.43 | 3.49 | 1.48 | 1.54 | 1.24
STWD | 25.38 | 29.72 | 41.93 | 55.56 | 55.76 | 60.08
WT | 2.03 | 6.43 | 9.78 | 11.01 | 11.12 | 11.1
IGCC | 30.43 | 30.43 | 6.88 | 1.57 | 1.57 | 0.99
DemandResponse | 0 | 3.4 | 116.21 | 113.45 | 120.17 | 116.89
IGCC-CCS | 0 | 0 | 0 | 0 | 0 | 0
WT_off | 0.02 | 0.02 | 0.06 | 0.06 | 0.04 | 0.04
PseudoUnit | 0 | 0 | 76.11 | 190.15 | 231.31 | 231.31
FixedInterchange | 0 | 0 | 0 | 0 | 0 | 0
Base VOM Costs by Reporting Type: EI_US
ReportingType | 2015 | 2020 | 2025 | 2030 | 2035 | 2040
BM | 10.54 | 22.64 | 34.51 | 35.58 | 38.48 | 36.99
CC | 3195.72 | 3809.35 | 3437.88 | 2499.5 | 2676.44 | 2502.37
CSP | 0 | 0 | 0 | 0 | 0 | 0
CT | 5.72 | 19.41 | 23 | 4.44 | 0.59 | 0.04
Coal | 3347.13 | 1034.54 | 72.34 | 26.87 | 28.62 | 29.54
Geo | 0 | 0 | 0 | 0 | 0 | 0
H | 0 | 0.03 | 0.11 | 0.12 | 0.12 | 0.12
LFG | 0.32 | 0.4 | 0.51 | 0.57 | 0.57 | 0.57
Nuc | 1653.22 | 1713.9 | 1729.49 | 2143.44 | 1854.43 | 1860.44
PS | 0 | 0 | 0 | 0 | 0 | 0
PV | 0 | 0.04 | 0.06 | 0.06 | 0.06 | 0.06
PeakG | 22.56 | 92 | 126.79 | 52 | 60.35 | 53.98
PeakO | 0 | 0.02 | 0.24 | 0.06 | 0.23 | 0.13
ST | 0 | 0 | 0 | 0 | 0 | 0
STOG | 9.9 | 10.12 | 3.49 | 1.48 | 1.54 | 1.24
STWD | 15.54 | 16.5 | 15.51 | 25.02 | 25.22 | 28.25
WT | 1.2 | 5.01 | 7.89 | 8.71 | 8.82 | 8.81
IGCC | 30.43 | 30.43 | 6.88 | 1.57 | 1.57 | 0.99
DemandResponse | 0 | 0 | 36.46 | 47.01 | 46.73 | 36.22
IGCC-CCS | 0 | 0 | 0 | 0 | 0 | 0
WT_off | 0.02 | 0.02 | 0.06 | 0.06 | 0.04 | 0.04
PseudoUnit | 0 | 0 | 76.11 | 129.71 | 151.16 | 151.16
FixedInterchange | 0 | 0 | 0 | 0 | 0 | 0
Base VOM Costs by Reporting Type: EI_Canada
ReportingType | 2015 | 2020 | 2025 | 2030 | 2035 | 2040
BM | 0 | 0.05 | 0.17 | 0 | 0 | 0.29
CC | 53.25 | 53.25 | 9.04 | 0.22 | 0.28 | 0.29
CSP | 0 | 0 | 0 | 0 | 0 | 0
CT | 0.37 | 0.12 | 0.12 | 0 | 0 | 0
Coal | 1.33 | 0 | 0 | 0 | 0 | 0
Geo | 0 | 0 | 0 | 0 | 0 | 0
H | 0 | 0.05 | 0.15 | 0.24 | 0.29 | 0.29
LFG | 0.01 | 0.01 | 0.01 | 0.01 | 0.01 | 0.01
Nuc | 240.73 | 240.73 | 240.73 | 240.73 | 221.68 | 193.2
PS | 0 | 0 | 0 | 0 | 0 | 0
PV | 0 | 0 | 0 | 0 | 0 | 0
PeakG | 0.5 | 0.97 | 0 | 0 | 0 | 0
PeakO | 0 | 0 | 0 | 0 | 0 | 0
ST | 0 | 0 | 0 | 0 | 0 | 0
STOG | 0.03 | 0 | 0 | 0 | 0 | 0
STWD | 0.06 | 0.06 | 0.06 | 0.06 | 0.06 | 1.34
WT | 0.11 | 0.11 | 0.11 | 0.11 | 0.1 | 0.1
IGCC | 0 | 0 | 0 | 0 | 0 | 0
DemandResponse | 0 | 0 | 0 | 0 | 0 | 0
IGCC-CCS | 0 | 0 | 0 | 0 | 0 | 0
WT_off | 0 | 0 | 0 | 0 | 0 | 0
PseudoUnit | 0 | 0 | 0 | 60.44 | 80.15 | 80.15
FixedInterchange | 0 | 0 | 0 | 0 | 0 | 0
Base VOM Costs by Reporting Type: EI
ReportingType | 2015 | 2020 | 2025 | 2030 | 2035 | 2040
BM | 10.54 | 22.69 | 34.68 | 35.58 | 38.48 | 37.27
CC | 3248.97 | 3862.59 | 3446.92 | 2499.72 | 2676.72 | 2502.67
CSP | 0 | 0 | 0 | 0 | 0 | 0
CT | 6.09 | 19.53 | 23.12 | 4.44 | 0.59 | 0.04
Coal | 3348.46 | 1034.54 | 72.34 | 26.87 | 28.62 | 29.54
Geo | 0 | 0 | 0 | 0 | 0 | 0
H | 0 | 0.08 | 0.27 | 0.35 | 0.41 | 0.41
LFG | 0.33 | 0.41 | 0.52 | 0.58 | 0.58 | 0.58
Nuc | 1893.95 | 1954.63 | 1970.22 | 2384.16 | 2076.11 | 2053.65
PS | 0 | 0 | 0 | 0 | 0 | 0
PV | 0.01 | 0.04 | 0.06 | 0.06 | 0.06 | 0.06
PeakG | 23.06 | 92.97 | 126.79 | 52 | 60.35 | 53.98
PeakO | 0 | 0.02 | 0.24 | 0.06 | 0.23 | 0.13
ST | 0 | 0 | 0 | 0 | 0 | 0
STOG | 9.93 | 10.12 | 3.49 | 1.48 | 1.54 | 1.24
STWD | 15.61 | 16.56 | 15.57 | 25.08 | 25.28 | 29.6
WT | 1.31 | 5.12 | 8 | 8.82 | 8.92 | 8.91
IGCC | 30.43 | 30.43 | 6.88 | 1.57 | 1.57 | 0.99
DemandResponse | 0 | 0 | 36.46 | 47.01 | 46.73 | 36.22
IGCC-CCS | 0 | 0 | 0 | 0 | 0 | 0
WT_off | 0.02 | 0.02 | 0.06 | 0.06 | 0.04 | 0.04
PseudoUnit | 0 | 0 | 76.11 | 190.15 | 231.31 | 231.31
FixedInterchange | 0 | 0 | 0 | 0 | 0 | 0
Base VOM Costs by Reporting Type: Outside_EI
ReportingType | 2015 | 2020 | 2025 | 2030 | 2035 | 2040
BM | 0.51 | 1.06 | 2.21 | 6.85 | 6.85 | 6.85
CC | 1370.16 | 1367.21 | 1424.9 | 1053.66 | 917.8 | 718.21
CSP | 0 | 0 | 0 | 0 | 0 | 0
CT | 0 | 0.45 | 1.92 | 1.71 | 0 | 0
Coal | 955.78 | 738.4 | 200.64 | 21.21 | 21.21 | 22.05
Geo | 11.13 | 177.57 | 532.83 | 532.83 | 532.83 | 532.83
H | 0 | 0 | 0 | 0 | 0 | 0
LFG | 0.05 | 0.13 | 0.2 | 0.2 | 0.2 | 0.2
Nuc | 270.85 | 270.85 | 273.11 | 601.21 | 704.87 | 847.93
PS | 0 | 0 | 0 | 0 | 0 | 0
PV | 0.01 | 0.01 | 0.01 | 0.01 | 0.01 | 0.01
PeakG | 0.07 | 2.61 | 10.97 | 6.92 | 5.93 | 4.49
PeakO | 0 | 0 | 0 | 0 | 0 | 0
ST | 0.03 | 0.05 | 0.06 | 0.06 | 0.06 | 0.06
STOG | 5.43 | 5.32 | 0 | 0 | 0 | 0
STWD | 9.77 | 13.16 | 26.35 | 30.48 | 30.48 | 30.48
WT | 0.72 | 1.31 | 1.77 | 2.19 | 2.2 | 2.19
IGCC | 0 | 0 | 0 | 0 | 0 | 0
DemandResponse | 0 | 3.4 | 79.75 | 66.44 | 73.44 | 80.67
IGCC-CCS | 0 | 0 | 0 | 0 | 0 | 0
WT_off | 0 | 0 | 0 | 0 | 0 | 0
PseudoUnit | 0 | 0 | 0 | 0 | 0 | 0
FixedInterchange | 0 | 0 | 0 | 0 | 0 | 0
#9 | 0: Retrofit VOM Costs ($million)
Retrofit VOM Costs by Reporting Type: Entergy
ReportingType | 2015 | 2020 | 2025 | 2030 | 2035 | 2040
BM | 0 | 0 | 0 | 0 | 0 | 0
CC | 0 | 0 | 0 | 0 | 0 | 0
CSP | 0 | 0 | 0 | 0 | 0 | 0
CT | 0 | 0 | 0 | 0 | 0 | 0
Coal | 13.08 | 12.6 | 0 | 0 | 0 | 0
Geo | 0 | 0 | 0 | 0 | 0 | 0
H | 0 | 0 | 0 | 0 | 0 | 0
LFG | 0 | 0 | 0 | 0 | 0 | 0
Nuc | 0 | 0 | 0 | 0 | 0 | 0
PS | 0 | 0 | 0 | 0 | 0 | 0
PV | 0 | 0 | 0 | 0 | 0 | 0
PeakG | 0 | 0 | 0 | 0 | 0 | 0
PeakO | 0 | 0 | 0 | 0 | 0 | 0
ST | 0 | 0 | 0 | 0 | 0 | 0
STOG | 0 | 0 | 0 | 0 | 0 | 0
STWD | 0 | 0 | 0 | 0 | 0 | 0
WT | 0 | 0 | 0 | 0 | 0 | 0
IGCC | 0 | 0 | 0 | 0 | 0 | 0
DemandResponse | 0 | 0 | 0 | 0 | 0 | 0
IGCC-CCS | 0 | 0 | 0 | 0 | 0 | 0
WT_off | 0 | 0 | 0 | 0 | 0 | 0
PseudoUnit | 0 | 0 | 0 | 0 | 0 | 0
FixedInterchange | 0 | 0 | 0 | 0 | 0 | 0
Retrofit VOM Costs by Reporting Type: FRCC
ReportingType | 2015 | 2020 | 2025 | 2030 | 2035 | 2040
BM | 0 | 0 | 0 | 0 | 0 | 0
CC | 0 | 0 | 0 | 0 | 0 | 0
CSP | 0 | 0 | 0 | 0 | 0 | 0
CT | 0 | 0 | 0 | 0 | 0 | 0
Coal | 29.41 | 14.76 | 0 | 0 | 0 | 0
Geo | 0 | 0 | 0 | 0 | 0 | 0
H | 0 | 0 | 0 | 0 | 0 | 0
LFG | 0 | 0 | 0 | 0 | 0 | 0
Nuc | 0 | 0 | 0 | 0 | 0 | 0
PS | 0 | 0 | 0 | 0 | 0 | 0
PV | 0 | 0 | 0 | 0 | 0 | 0
PeakG | 0 | 0 | 0 | 0 | 0 | 0
PeakO | 0 | 0 | 0 | 0 | 0 | 0
ST | 0 | 0 | 0 | 0 | 0 | 0
STOG | 0 | 0 | 0 | 0 | 0 | 0
STWD | 0 | 0 | 0 | 0 | 0 | 0
WT | 0 | 0 | 0 | 0 | 0 | 0
IGCC | 0 | 0 | 0 | 0 | 0 | 0
DemandResponse | 0 | 0 | 0 | 0 | 0 | 0
IGCC-CCS | 0 | 0 | 0 | 0 | 0 | 0
WT_off | 0 | 0 | 0 | 0 | 0 | 0
PseudoUnit | 0 | 0 | 0 | 0 | 0 | 0
FixedInterchange | 0 | 0 | 0 | 0 | 0 | 0
Retrofit VOM Costs by Reporting Type: MAPP_US
ReportingType | 2015 | 2020 | 2025 | 2030 | 2035 | 2040
BM | 0 | 0 | 0 | 0 | 0 | 0
CC | 0 | 0 | 0 | 0 | 0 | 0
CSP | 0 | 0 | 0 | 0 | 0 | 0
CT | 0 | 0 | 0 | 0 | 0 | 0
Coal | 54.78 | 4.2 | 0 | 0 | 0 | 0
Geo | 0 | 0 | 0 | 0 | 0 | 0
H | 0 | 0 | 0 | 0 | 0 | 0
LFG | 0 | 0 | 0 | 0 | 0 | 0
Nuc | 0 | 0 | 0 | 0 | 0 | 0
PS | 0 | 0 | 0 | 0 | 0 | 0
PV | 0 | 0 | 0 | 0 | 0 | 0
PeakG | 0 | 0 | 0 | 0 | 0 | 0
PeakO | 0 | 0 | 0 | 0 | 0 | 0
ST | 0 | 0 | 0 | 0 | 0 | 0
STOG | 0 | 0 | 0 | 0 | 0 | 0
STWD | 0 | 0 | 0 | 0 | 0 | 0
WT | 0 | 0 | 0 | 0 | 0 | 0
IGCC | 0 | 0 | 0 | 0 | 0 | 0
DemandResponse | 0 | 0 | 0 | 0 | 0 | 0
IGCC-CCS | 0 | 0 | 0 | 0 | 0 | 0
WT_off | 0 | 0 | 0 | 0 | 0 | 0
PseudoUnit | 0 | 0 | 0 | 0 | 0 | 0
FixedInterchange | 0 | 0 | 0 | 0 | 0 | 0
Retrofit VOM Costs by Reporting Type: MISO_IN
ReportingType | 2015 | 2020 | 2025 | 2030 | 2035 | 2040
BM | 0 | 0 | 0 | 0 | 0 | 0
CC | 0 | 0 | 0 | 0 | 0 | 0
CSP | 0 | 0 | 0 | 0 | 0 | 0
CT | 0 | 0 | 0 | 0 | 0 | 0
Coal | 182.9 | 159.57 | 0 | 0 | 0 | 0
Geo | 0 | 0 | 0 | 0 | 0 | 0
H | 0 | 0 | 0 | 0 | 0 | 0
LFG | 0 | 0 | 0 | 0 | 0 | 0
Nuc | 0 | 0 | 0 | 0 | 0 | 0
PS | 0 | 0 | 0 | 0 | 0 | 0
PV | 0 | 0 | 0 | 0 | 0 | 0
PeakG | 0 | 0 | 0 | 0 | 0 | 0
PeakO | 0 | 0 | 0 | 0 | 0 | 0
ST | 0 | 0 | 0 | 0 | 0 | 0
STOG | 0 | 0 | 0 | 0 | 0 | 0
STWD | 0 | 0 | 0 | 0 | 0 | 0
WT | 0 | 0 | 0 | 0 | 0 | 0
IGCC | 0 | 0 | 0 | 0 | 0 | 0
DemandResponse | 0 | 0 | 0 | 0 | 0 | 0
IGCC-CCS | 0 | 0 | 0 | 0 | 0 | 0
WT_off | 0 | 0 | 0 | 0 | 0 | 0
PseudoUnit | 0 | 0 | 0 | 0 | 0 | 0
FixedInterchange | 0 | 0 | 0 | 0 | 0 | 0
Retrofit VOM Costs by Reporting Type: MISO_MI
ReportingType | 2015 | 2020 | 2025 | 2030 | 2035 | 2040
BM | 0 | 0 | 0 | 0 | 0 | 0
CC | 0 | 0 | 0 | 0 | 0 | 0
CSP | 0 | 0 | 0 | 0 | 0 | 0
CT | 0 | 0 | 0 | 0 | 0 | 0
Coal | 6.89 | 0 | 0 | 0 | 0 | 0
Geo | 0 | 0 | 0 | 0 | 0 | 0
H | 0 | 0 | 0 | 0 | 0 | 0
LFG | 0 | 0 | 0 | 0 | 0 | 0
Nuc | 0 | 0 | 0 | 0 | 0 | 0
PS | 0 | 0 | 0 | 0 | 0 | 0
PV | 0 | 0 | 0 | 0 | 0 | 0
PeakG | 0 | 0 | 0 | 0 | 0 | 0
PeakO | 0 | 0 | 0 | 0 | 0 | 0
ST | 0 | 0 | 0 | 0 | 0 | 0
STOG | 0 | 0 | 0 | 0 | 0 | 0
STWD | 0 | 0 | 0 | 0 | 0 | 0
WT | 0 | 0 | 0 | 0 | 0 | 0
IGCC | 0 | 0 | 0 | 0 | 0 | 0
DemandResponse | 0 | 0 | 0 | 0 | 0 | 0
IGCC-CCS | 0 | 0 | 0 | 0 | 0 | 0
WT_off | 0 | 0 | 0 | 0 | 0 | 0
PseudoUnit | 0 | 0 | 0 | 0 | 0 | 0
FixedInterchange | 0 | 0 | 0 | 0 | 0 | 0
Retrofit VOM Costs by Reporting Type: MISO_MO-IL
ReportingType | 2015 | 2020 | 2025 | 2030 | 2035 | 2040
BM | 0 | 0 | 0 | 0 | 0 | 0
CC | 0 | 0 | 0 | 0 | 0 | 0
CSP | 0 | 0 | 0 | 0 | 0 | 0
CT | 0 | 0 | 0 | 0 | 0 | 0
Coal | 62.12 | 36.27 | 0 | 0 | 0 | 0
Geo | 0 | 0 | 0 | 0 | 0 | 0
H | 0 | 0 | 0 | 0 | 0 | 0
LFG | 0 | 0 | 0 | 0 | 0 | 0
Nuc | 0 | 0 | 0 | 0 | 0 | 0
PS | 0 | 0 | 0 | 0 | 0 | 0
PV | 0 | 0 | 0 | 0 | 0 | 0
PeakG | 0 | 0 | 0 | 0 | 0 | 0
PeakO | 0 | 0 | 0 | 0 | 0 | 0
ST | 0 | 0 | 0 | 0 | 0 | 0
STOG | 0 | 0 | 0 | 0 | 0 | 0
STWD | 0 | 0 | 0 | 0 | 0 | 0
WT | 0 | 0 | 0 | 0 | 0 | 0
IGCC | 0 | 0 | 0 | 0 | 0 | 0
DemandResponse | 0 | 0 | 0 | 0 | 0 | 0
IGCC-CCS | 0 | 0 | 0 | 0 | 0 | 0
WT_off | 0 | 0 | 0 | 0 | 0 | 0
PseudoUnit | 0 | 0 | 0 | 0 | 0 | 0
FixedInterchange | 0 | 0 | 0 | 0 | 0 | 0
Retrofit VOM Costs by Reporting Type: MISO_W
ReportingType | 2015 | 2020 | 2025 | 2030 | 2035 | 2040
BM | 0 | 0 | 0 | 0 | 0 | 0
CC | 0 | 0 | 0 | 0 | 0 | 0
CSP | 0 | 0 | 0 | 0 | 0 | 0
CT | 0 | 0 | 0 | 0 | 0 | 0
Coal | 101.49 | 86.62 | 16.49 | 15.09 | 17.57 | 17.57
Geo | 0 | 0 | 0 | 0 | 0 | 0
H | 0 | 0 | 0 | 0 | 0 | 0
LFG | 0 | 0 | 0 | 0 | 0 | 0
Nuc | 0 | 0 | 0 | 0 | 0 | 0
PS | 0 | 0 | 0 | 0 | 0 | 0
PV | 0 | 0 | 0 | 0 | 0 | 0
PeakG | 0 | 0 | 0 | 0 | 0 | 0
PeakO | 0 | 0 | 0 | 0 | 0 | 0
ST | 0 | 0 | 0 | 0 | 0 | 0
STOG | 0 | 0 | 0 | 0 | 0 | 0
STWD | 0 | 0 | 0 | 0 | 0 | 0
WT | 0 | 0 | 0 | 0 | 0 | 0
IGCC | 0 | 0 | 0 | 0 | 0 | 0
DemandResponse | 0 | 0 | 0 | 0 | 0 | 0
IGCC-CCS | 0 | 0 | 0 | 0 | 0 | 0
WT_off | 0 | 0 | 0 | 0 | 0 | 0
PseudoUnit | 0 | 0 | 0 | 0 | 0 | 0
FixedInterchange | 0 | 0 | 0 | 0 | 0 | 0
Retrofit VOM Costs by Reporting Type: MISO_WUMS
ReportingType | 2015 | 2020 | 2025 | 2030 | 2035 | 2040
BM | 0 | 0 | 0 | 0 | 0 | 0
CC | 0 | 0 | 0 | 0 | 0 | 0
CSP | 0 | 0 | 0 | 0 | 0 | 0
CT | 0 | 0 | 0 | 0 | 0 | 0
Coal | 24.98 | 11.58 | 0 | 0 | 0 | 0
Geo | 0 | 0 | 0 | 0 | 0 | 0
H | 0 | 0 | 0 | 0 | 0 | 0
LFG | 0 | 0 | 0 | 0 | 0 | 0
Nuc | 0 | 0 | 0 | 0 | 0 | 0
PS | 0 | 0 | 0 | 0 | 0 | 0
PV | 0 | 0 | 0 | 0 | 0 | 0
PeakG | 0 | 0 | 0 | 0 | 0 | 0
PeakO | 0 | 0 | 0 | 0 | 0 | 0
ST | 0 | 0 | 0 | 0 | 0 | 0
STOG | 0 | 0 | 0 | 0 | 0 | 0
STWD | 0 | 0 | 0 | 0 | 0 | 0
WT | 0 | 0 | 0 | 0 | 0 | 0
IGCC | 0 | 0 | 0 | 0 | 0 | 0
DemandResponse | 0 | 0 | 0 | 0 | 0 | 0
IGCC-CCS | 0 | 0 | 0 | 0 | 0 | 0
WT_off | 0 | 0 | 0 | 0 | 0 | 0
PseudoUnit | 0 | 0 | 0 | 0 | 0 | 0
FixedInterchange | 0 | 0 | 0 | 0 | 0 | 0
Retrofit VOM Costs by Reporting Type: Nebraska
ReportingType | 2015 | 2020 | 2025 | 2030 | 2035 | 2040
BM | 0 | 0 | 0 | 0 | 0 | 0
CC | 0 | 0 | 0 | 0 | 0 | 0
CSP | 0 | 0 | 0 | 0 | 0 | 0
CT | 0 | 0 | 0 | 0 | 0 | 0
Coal | 16.57 | 9.28 | 9.75 | 9.75 | 9.75 | 9.75
Geo | 0 | 0 | 0 | 0 | 0 | 0
H | 0 | 0 | 0 | 0 | 0 | 0
LFG | 0 | 0 | 0 | 0 | 0 | 0
Nuc | 0 | 0 | 0 | 0 | 0 | 0
PS | 0 | 0 | 0 | 0 | 0 | 0
PV | 0 | 0 | 0 | 0 | 0 | 0
PeakG | 0 | 0 | 0 | 0 | 0 | 0
PeakO | 0 | 0 | 0 | 0 | 0 | 0
ST | 0 | 0 | 0 | 0 | 0 | 0
STOG | 0 | 0 | 0 | 0 | 0 | 0
STWD | 0 | 0 | 0 | 0 | 0 | 0
WT | 0 | 0 | 0 | 0 | 0 | 0
IGCC | 0 | 0 | 0 | 0 | 0 | 0
DemandResponse | 0 | 0 | 0 | 0 | 0 | 0
IGCC-CCS | 0 | 0 | 0 | 0 | 0 | 0
WT_off | 0 | 0 | 0 | 0 | 0 | 0
PseudoUnit | 0 | 0 | 0 | 0 | 0 | 0
FixedInterchange | 0 | 0 | 0 | 0 | 0 | 0
Retrofit VOM Costs by Reporting Type: NEISO
ReportingType | 2015 | 2020 | 2025 | 2030 | 2035 | 2040
BM | 0 | 0 | 0 | 0 | 0 | 0
CC | 0 | 0 | 0 | 0 | 0 | 0
CSP | 0 | 0 | 0 | 0 | 0 | 0
CT | 0 | 0 | 0 | 0 | 0 | 0
Coal | 0.29 | 0 | 0 | 0 | 0 | 0
Geo | 0 | 0 | 0 | 0 | 0 | 0
H | 0 | 0 | 0 | 0 | 0 | 0
LFG | 0 | 0 | 0 | 0 | 0 | 0
Nuc | 0 | 0 | 0 | 0 | 0 | 0
PS | 0 | 0 | 0 | 0 | 0 | 0
PV | 0 | 0 | 0 | 0 | 0 | 0
PeakG | 0 | 0 | 0 | 0 | 0 | 0
PeakO | 0 | 0 | 0 | 0 | 0 | 0
ST | 0 | 0 | 0 | 0 | 0 | 0
STOG | 0 | 0 | 0 | 0 | 0 | 0
STWD | 0 | 0 | 0 | 0 | 0 | 0
WT | 0 | 0 | 0 | 0 | 0 | 0
IGCC | 0 | 0 | 0 | 0 | 0 | 0
DemandResponse | 0 | 0 | 0 | 0 | 0 | 0
IGCC-CCS | 0 | 0 | 0 | 0 | 0 | 0
WT_off | 0 | 0 | 0 | 0 | 0 | 0
PseudoUnit | 0 | 0 | 0 | 0 | 0 | 0
FixedInterchange | 0 | 0 | 0 | 0 | 0 | 0
Retrofit VOM Costs by Reporting Type: NonRTO_Midwest
ReportingType | 2015 | 2020 | 2025 | 2030 | 2035 | 2040
BM | 0 | 0 | 0 | 0 | 0 | 0
CC | 0 | 0 | 0 | 0 | 0 | 0
CSP | 0 | 0 | 0 | 0 | 0 | 0
CT | 0 | 0 | 0 | 0 | 0 | 0
Coal | 188.84 | 80.08 | 5.31 | 4.99 | 4.99 | 4.99
Geo | 0 | 0 | 0 | 0 | 0 | 0
H | 0 | 0 | 0 | 0 | 0 | 0
LFG | 0 | 0 | 0 | 0 | 0 | 0
Nuc | 0 | 0 | 0 | 0 | 0 | 0
PS | 0 | 0 | 0 | 0 | 0 | 0
PV | 0 | 0 | 0 | 0 | 0 | 0
PeakG | 0 | 0 | 0 | 0 | 0 | 0
PeakO | 0 | 0 | 0 | 0 | 0 | 0
ST | 0 | 0 | 0 | 0 | 0 | 0
STOG | 0 | 0 | 0 | 0 | 0 | 0
STWD | 0 | 0 | 0 | 0 | 0 | 0
WT | 0 | 0 | 0 | 0 | 0 | 0
IGCC | 0 | 0 | 0 | 0 | 0 | 0
DemandResponse | 0 | 0 | 0 | 0 | 0 | 0
IGCC-CCS | 0 | 0 | 0 | 0 | 0 | 0
WT_off | 0 | 0 | 0 | 0 | 0 | 0
PseudoUnit | 0 | 0 | 0 | 0 | 0 | 0
FixedInterchange | 0 | 0 | 0 | 0 | 0 | 0
Retrofit VOM Costs by Reporting Type: NYISO_A-F
ReportingType | 2015 | 2020 | 2025 | 2030 | 2035 | 2040
BM | 0 | 0 | 0 | 0 | 0 | 0
CC | 0 | 0 | 0 | 0 | 0 | 0
CSP | 0 | 0 | 0 | 0 | 0 | 0
CT | 0 | 0 | 0 | 0 | 0 | 0
Coal | 0 | 0 | 0 | 0 | 0 | 0
Geo | 0 | 0 | 0 | 0 | 0 | 0
H | 0 | 0 | 0 | 0 | 0 | 0
LFG | 0 | 0 | 0 | 0 | 0 | 0
Nuc | 0 | 0 | 0 | 0 | 0 | 0
PS | 0 | 0 | 0 | 0 | 0 | 0
PV | 0 | 0 | 0 | 0 | 0 | 0
PeakG | 0 | 0 | 0 | 0 | 0 | 0
PeakO | 0 | 0 | 0 | 0 | 0 | 0
ST | 0 | 0 | 0 | 0 | 0 | 0
STOG | 0 | 0 | 0 | 0 | 0 | 0
STWD | 0 | 0 | 0 | 0 | 0 | 0
WT | 0 | 0 | 0 | 0 | 0 | 0
IGCC | 0 | 0 | 0 | 0 | 0 | 0
DemandResponse | 0 | 0 | 0 | 0 | 0 | 0
IGCC-CCS | 0 | 0 | 0 | 0 | 0 | 0
WT_off | 0 | 0 | 0 | 0 | 0 | 0
PseudoUnit | 0 | 0 | 0 | 0 | 0 | 0
FixedInterchange | 0 | 0 | 0 | 0 | 0 | 0
Retrofit VOM Costs by Reporting Type: NYISO_G-I
ReportingType | 2015 | 2020 | 2025 | 2030 | 2035 | 2040
BM | 0 | 0 | 0 | 0 | 0 | 0
CC | 0 | 0 | 0 | 0 | 0 | 0
CSP | 0 | 0 | 0 | 0 | 0 | 0
CT | 0 | 0 | 0 | 0 | 0 | 0
Coal | 0 | 0 | 0 | 0 | 0 | 0
Geo | 0 | 0 | 0 | 0 | 0 | 0
H | 0 | 0 | 0 | 0 | 0 | 0
LFG | 0 | 0 | 0 | 0 | 0 | 0
Nuc | 0 | 0 | 0 | 0 | 0 | 0
PS | 0 | 0 | 0 | 0 | 0 | 0
PV | 0 | 0 | 0 | 0 | 0 | 0
PeakG | 0 | 0 | 0 | 0 | 0 | 0
PeakO | 0 | 0 | 0 | 0 | 0 | 0
ST | 0 | 0 | 0 | 0 | 0 | 0
STOG | 0 | 0 | 0 | 0 | 0 | 0
STWD | 0 | 0 | 0 | 0 | 0 | 0
WT | 0 | 0 | 0 | 0 | 0 | 0
IGCC | 0 | 0 | 0 | 0 | 0 | 0
DemandResponse | 0 | 0 | 0 | 0 | 0 | 0
IGCC-CCS | 0 | 0 | 0 | 0 | 0 | 0
WT_off | 0 | 0 | 0 | 0 | 0 | 0
PseudoUnit | 0 | 0 | 0 | 0 | 0 | 0
FixedInterchange | 0 | 0 | 0 | 0 | 0 | 0
Retrofit VOM Costs by Reporting Type: NYISO_J-K
ReportingType | 2015 | 2020 | 2025 | 2030 | 2035 | 2040
BM | 0 | 0 | 0 | 0 | 0 | 0
CC | 0 | 0 | 0 | 0 | 0 | 0
CSP | 0 | 0 | 0 | 0 | 0 | 0
CT | 0 | 0 | 0 | 0 | 0 | 0
Coal | 0 | 0 | 0 | 0 | 0 | 0
Geo | 0 | 0 | 0 | 0 | 0 | 0
H | 0 | 0 | 0 | 0 | 0 | 0
LFG | 0 | 0 | 0 | 0 | 0 | 0
Nuc | 0 | 0 | 0 | 0 | 0 | 0
PS | 0 | 0 | 0 | 0 | 0 | 0
PV | 0 | 0 | 0 | 0 | 0 | 0
PeakG | 0 | 0 | 0 | 0 | 0 | 0
PeakO | 0 | 0 | 0 | 0 | 0 | 0
ST | 0 | 0 | 0 | 0 | 0 | 0
STOG | 0 | 0 | 0 | 0 | 0 | 0
STWD | 0 | 0 | 0 | 0 | 0 | 0
WT | 0 | 0 | 0 | 0 | 0 | 0
IGCC | 0 | 0 | 0 | 0 | 0 | 0
DemandResponse | 0 | 0 | 0 | 0 | 0 | 0
IGCC-CCS | 0 | 0 | 0 | 0 | 0 | 0
WT_off | 0 | 0 | 0 | 0 | 0 | 0
PseudoUnit | 0 | 0 | 0 | 0 | 0 | 0
FixedInterchange | 0 | 0 | 0 | 0 | 0 | 0
Retrofit VOM Costs by Reporting Type: PJM_E
ReportingType | 2015 | 2020 | 2025 | 2030 | 2035 | 2040
BM | 0 | 0 | 0 | 0 | 0 | 0
CC | 0 | 0 | 0 | 0 | 0 | 0
CSP | 0 | 0 | 0 | 0 | 0 | 0
CT | 0 | 0 | 0 | 0 | 0 | 0
Coal | 1.8 | 0 | 0 | 0 | 0 | 0
Geo | 0 | 0 | 0 | 0 | 0 | 0
H | 0 | 0 | 0 | 0 | 0 | 0
LFG | 0 | 0 | 0 | 0 | 0 | 0
Nuc | 0 | 0 | 0 | 0 | 0 | 0
PS | 0 | 0 | 0 | 0 | 0 | 0
PV | 0 | 0 | 0 | 0 | 0 | 0
PeakG | 0 | 0 | 0 | 0 | 0 | 0
PeakO | 0 | 0 | 0 | 0 | 0 | 0
ST | 0 | 0 | 0 | 0 | 0 | 0
STOG | 0 | 0 | 0 | 0 | 0 | 0
STWD | 0 | 0 | 0 | 0 | 0 | 0
WT | 0 | 0 | 0 | 0 | 0 | 0
IGCC | 0 | 0 | 0 | 0 | 0 | 0
DemandResponse | 0 | 0 | 0 | 0 | 0 | 0
IGCC-CCS | 0 | 0 | 0 | 0 | 0 | 0
WT_off | 0 | 0 | 0 | 0 | 0 | 0
PseudoUnit | 0 | 0 | 0 | 0 | 0 | 0
FixedInterchange | 0 | 0 | 0 | 0 | 0 | 0
Retrofit VOM Costs by Reporting Type: PJM_ROM
ReportingType | 2015 | 2020 | 2025 | 2030 | 2035 | 2040
BM | 0 | 0 | 0 | 0 | 0 | 0
CC | 0 | 0 | 0 | 0 | 0 | 0
CSP | 0 | 0 | 0 | 0 | 0 | 0
CT | 0 | 0 | 0 | 0 | 0 | 0
Coal | 18.68 | 12 | 0 | 0 | 0 | 0
Geo | 0 | 0 | 0 | 0 | 0 | 0
H | 0 | 0 | 0 | 0 | 0 | 0
LFG | 0 | 0 | 0 | 0 | 0 | 0
Nuc | 0 | 0 | 0 | 0 | 0 | 0
PS | 0 | 0 | 0 | 0 | 0 | 0
PV | 0 | 0 | 0 | 0 | 0 | 0
PeakG | 0 | 0 | 0 | 0 | 0 | 0
PeakO | 0 | 0 | 0 | 0 | 0 | 0
ST | 0 | 0 | 0 | 0 | 0 | 0
STOG | 0 | 0 | 0 | 0 | 0 | 0
STWD | 0 | 0 | 0 | 0 | 0 | 0
WT | 0 | 0 | 0 | 0 | 0 | 0
IGCC | 0 | 0 | 0 | 0 | 0 | 0
DemandResponse | 0 | 0 | 0 | 0 | 0 | 0
IGCC-CCS | 0 | 0 | 0 | 0 | 0 | 0
WT_off | 0 | 0 | 0 | 0 | 0 | 0
PseudoUnit | 0 | 0 | 0 | 0 | 0 | 0
FixedInterchange | 0 | 0 | 0 | 0 | 0 | 0
Retrofit VOM Costs by Reporting Type: PJM_ROR
ReportingType | 2015 | 2020 | 2025 | 2030 | 2035 | 2040
BM | 0 | 0 | 0 | 0 | 0 | 0
CC | 0 | 0 | 0 | 0 | 0 | 0
CSP | 0 | 0 | 0 | 0 | 0 | 0
CT | 0 | 0 | 0 | 0 | 0 | 0
Coal | 420.71 | 319.72 | 0 | 0 | 0 | 0
Geo | 0 | 0 | 0 | 0 | 0 | 0
H | 0 | 0 | 0 | 0 | 0 | 0
LFG | 0 | 0 | 0 | 0 | 0 | 0
Nuc | 0 | 0 | 0 | 0 | 0 | 0
PS | 0 | 0 | 0 | 0 | 0 | 0
PV | 0 | 0 | 0 | 0 | 0 | 0
PeakG | 0 | 0 | 0 | 0 | 0 | 0
PeakO | 0 | 0 | 0 | 0 | 0 | 0
ST | 0 | 0 | 0 | 0 | 0 | 0
STOG | 0 | 0 | 0 | 0 | 0 | 0
STWD | 0 | 0 | 0 | 0 | 0 | 0
WT | 0 | 0 | 0 | 0 | 0 | 0
IGCC | 0 | 0 | 0 | 0 | 0 | 0
DemandResponse | 0 | 0 | 0 | 0 | 0 | 0
IGCC-CCS | 0 | 0 | 0 | 0 | 0 | 0
WT_off | 0 | 0 | 0 | 0 | 0 | 0
PseudoUnit | 0 | 0 | 0 | 0 | 0 | 0
FixedInterchange | 0 | 0 | 0 | 0 | 0 | 0
Retrofit VOM Costs by Reporting Type: SOCO
ReportingType | 2015 | 2020 | 2025 | 2030 | 2035 | 2040
BM | 0 | 0 | 0 | 0 | 0 | 0
CC | 0 | 0 | 0 | 0 | 0 | 0
CSP | 0 | 0 | 0 | 0 | 0 | 0
CT | 0 | 0 | 0 | 0 | 0 | 0
Coal | 65.62 | 0 | 0 | 0 | 0 | 0
Geo | 0 | 0 | 0 | 0 | 0 | 0
H | 0 | 0 | 0 | 0 | 0 | 0
LFG | 0 | 0 | 0 | 0 | 0 | 0
Nuc | 0 | 0 | 0 | 0 | 0 | 0
PS | 0 | 0 | 0 | 0 | 0 | 0
PV | 0 | 0 | 0 | 0 | 0 | 0
PeakG | 0 | 0 | 0 | 0 | 0 | 0
PeakO | 0 | 0 | 0 | 0 | 0 | 0
ST | 0 | 0 | 0 | 0 | 0 | 0
STOG | 0 | 0 | 0 | 0 | 0 | 0
STWD | 0 | 0 | 0 | 0 | 0 | 0
WT | 0 | 0 | 0 | 0 | 0 | 0
IGCC | 0 | 0 | 0 | 0 | 0 | 0
DemandResponse | 0 | 0 | 0 | 0 | 0 | 0
IGCC-CCS | 0 | 0 | 0 | 0 | 0 | 0
WT_off | 0 | 0 | 0 | 0 | 0 | 0
PseudoUnit | 0 | 0 | 0 | 0 | 0 | 0
FixedInterchange | 0 | 0 | 0 | 0 | 0 | 0
Retrofit VOM Costs by Reporting Type: SPP_N
ReportingType | 2015 | 2020 | 2025 | 2030 | 2035 | 2040
BM | 0 | 0 | 0 | 0 | 0 | 0
CC | 0 | 0 | 0 | 0 | 0 | 0
CSP | 0 | 0 | 0 | 0 | 0 | 0
CT | 0 | 0 | 0 | 0 | 0 | 0
Coal | 173.17 | 32.75 | 0 | 0 | 0 | 0
Geo | 0 | 0 | 0 | 0 | 0 | 0
H | 0 | 0 | 0 | 0 | 0 | 0
LFG | 0 | 0 | 0 | 0 | 0 | 0
Nuc | 0 | 0 | 0 | 0 | 0 | 0
PS | 0 | 0 | 0 | 0 | 0 | 0
PV | 0 | 0 | 0 | 0 | 0 | 0
PeakG | 0 | 0 | 0 | 0 | 0 | 0
PeakO | 0 | 0 | 0 | 0 | 0 | 0
ST | 0 | 0 | 0 | 0 | 0 | 0
STOG | 0 | 0 | 0 | 0 | 0 | 0
STWD | 0 | 0 | 0 | 0 | 0 | 0
WT | 0 | 0 | 0 | 0 | 0 | 0
IGCC | 0 | 0 | 0 | 0 | 0 | 0
DemandResponse | 0 | 0 | 0 | 0 | 0 | 0
IGCC-CCS | 0 | 0 | 0 | 0 | 0 | 0
WT_off | 0 | 0 | 0 | 0 | 0 | 0
PseudoUnit | 0 | 0 | 0 | 0 | 0 | 0
FixedInterchange | 0 | 0 | 0 | 0 | 0 | 0
Retrofit VOM Costs by Reporting Type: SPP_S
ReportingType | 2015 | 2020 | 2025 | 2030 | 2035 | 2040
BM | 0 | 0 | 0 | 0 | 0 | 0
CC | 0 | 0 | 0 | 0 | 0 | 0
CSP | 0 | 0 | 0 | 0 | 0 | 0
CT | 0 | 0 | 0 | 0 | 0 | 0
Coal | 55.33 | 21.46 | 0 | 0 | 0 | 0
Geo | 0 | 0 | 0 | 0 | 0 | 0
H | 0 | 0 | 0 | 0 | 0 | 0
LFG | 0 | 0 | 0 | 0 | 0 | 0
Nuc | 0 | 0 | 0 | 0 | 0 | 0
PS | 0 | 0 | 0 | 0 | 0 | 0
PV | 0 | 0 | 0 | 0 | 0 | 0
PeakG | 0 | 0 | 0 | 0 | 0 | 0
PeakO | 0 | 0 | 0 | 0 | 0 | 0
ST | 0 | 0 | 0 | 0 | 0 | 0
STOG | 0 | 0 | 0 | 0 | 0 | 0
STWD | 0 | 0 | 0 | 0 | 0 | 0
WT | 0 | 0 | 0 | 0 | 0 | 0
IGCC | 0 | 0 | 0 | 0 | 0 | 0
DemandResponse | 0 | 0 | 0 | 0 | 0 | 0
IGCC-CCS | 0 | 0 | 0 | 0 | 0 | 0
WT_off | 0 | 0 | 0 | 0 | 0 | 0
PseudoUnit | 0 | 0 | 0 | 0 | 0 | 0
FixedInterchange | 0 | 0 | 0 | 0 | 0 | 0
Retrofit VOM Costs by Reporting Type: TVA
ReportingType | 2015 | 2020 | 2025 | 2030 | 2035 | 2040
BM | 0 | 0 | 0 | 0 | 0 | 0
CC | 0 | 0 | 0 | 0 | 0 | 0
CSP | 0 | 0 | 0 | 0 | 0 | 0
CT | 0 | 0 | 0 | 0 | 0 | 0
Coal | 164.6 | 62.72 | 0 | 0 | 0 | 0
Geo | 0 | 0 | 0 | 0 | 0 | 0
H | 0 | 0 | 0 | 0 | 0 | 0
LFG | 0 | 0 | 0 | 0 | 0 | 0
Nuc | 0 | 0 | 0 | 0 | 0 | 0
PS | 0 | 0 | 0 | 0 | 0 | 0
PV | 0 | 0 | 0 | 0 | 0 | 0
PeakG | 0 | 0 | 0 | 0 | 0 | 0
PeakO | 0 | 0 | 0 | 0 | 0 | 0
ST | 0 | 0 | 0 | 0 | 0 | 0
STOG | 0 | 0 | 0 | 0 | 0 | 0
STWD | 0 | 0 | 0 | 0 | 0 | 0
WT | 0 | 0 | 0 | 0 | 0 | 0
IGCC | 0 | 0 | 0 | 0 | 0 | 0
DemandResponse | 0 | 0 | 0 | 0 | 0 | 0
IGCC-CCS | 0 | 0 | 0 | 0 | 0 | 0
WT_off | 0 | 0 | 0 | 0 | 0 | 0
PseudoUnit | 0 | 0 | 0 | 0 | 0 | 0
FixedInterchange | 0 | 0 | 0 | 0 | 0 | 0
Retrofit VOM Costs by Reporting Type: TVA_Transmission
ReportingType | 2015 | 2020 | 2025 | 2030 | 2035 | 2040
BM | 0 | 0 | 0 | 0 | 0 | 0
CC | 0 | 0 | 0 | 0 | 0 | 0
CSP | 0 | 0 | 0 | 0 | 0 | 0
CT | 0 | 0 | 0 | 0 | 0 | 0
Coal | 0 | 0 | 0 | 0 | 0 | 0
Geo | 0 | 0 | 0 | 0 | 0 | 0
H | 0 | 0 | 0 | 0 | 0 | 0
LFG | 0 | 0 | 0 | 0 | 0 | 0
Nuc | 0 | 0 | 0 | 0 | 0 | 0
PS | 0 | 0 | 0 | 0 | 0 | 0
PV | 0 | 0 | 0 | 0 | 0 | 0
PeakG | 0 | 0 | 0 | 0 | 0 | 0
PeakO | 0 | 0 | 0 | 0 | 0 | 0
ST | 0 | 0 | 0 | 0 | 0 | 0
STOG | 0 | 0 | 0 | 0 | 0 | 0
STWD | 0 | 0 | 0 | 0 | 0 | 0
WT | 0 | 0 | 0 | 0 | 0 | 0
IGCC | 0 | 0 | 0 | 0 | 0 | 0
DemandResponse | 0 | 0 | 0 | 0 | 0 | 0
IGCC-CCS | 0 | 0 | 0 | 0 | 0 | 0
WT_off | 0 | 0 | 0 | 0 | 0 | 0
PseudoUnit | 0 | 0 | 0 | 0 | 0 | 0
FixedInterchange | 0 | 0 | 0 | 0 | 0 | 0
Retrofit VOM Costs by Reporting Type: VACAR
ReportingType | 2015 | 2020 | 2025 | 2030 | 2035 | 2040
BM | 0 | 0 | 0 | 0 | 0 | 0
CC | 0 | 0 | 0 | 0 | 0 | 0
CSP | 0 | 0 | 0 | 0 | 0 | 0
CT | 0 | 0 | 0 | 0 | 0 | 0
Coal | 115.34 | 23.66 | 0 | 0 | 0 | 0
Geo | 0 | 0 | 0 | 0 | 0 | 0
H | 0 | 0 | 0 | 0 | 0 | 0
LFG | 0 | 0 | 0 | 0 | 0 | 0
Nuc | 0 | 0 | 0 | 0 | 0 | 0
PS | 0 | 0 | 0 | 0 | 0 | 0
PV | 0 | 0 | 0 | 0 | 0 | 0
PeakG | 0 | 0 | 0 | 0 | 0 | 0
PeakO | 0 | 0 | 0 | 0 | 0 | 0
ST | 0 | 0 | 0 | 0 | 0 | 0
STOG | 0 | 0 | 0 | 0 | 0 | 0
STWD | 0 | 0 | 0 | 0 | 0 | 0
WT | 0 | 0 | 0 | 0 | 0 | 0
IGCC | 0 | 0 | 0 | 0 | 0 | 0
DemandResponse | 0 | 0 | 0 | 0 | 0 | 0
IGCC-CCS | 0 | 0 | 0 | 0 | 0 | 0
WT_off | 0 | 0 | 0 | 0 | 0 | 0
PseudoUnit | 0 | 0 | 0 | 0 | 0 | 0
FixedInterchange | 0 | 0 | 0 | 0 | 0 | 0
Retrofit VOM Costs by Reporting Type: IESO
ReportingType | 2015 | 2020 | 2025 | 2030 | 2035 | 2040
BM | 0 | 0 | 0 | 0 | 0 | 0
CC | 0 | 0 | 0 | 0 | 0 | 0
CSP | 0 | 0 | 0 | 0 | 0 | 0
CT | 0 | 0 | 0 | 0 | 0 | 0
Coal | 0 | 0 | 0 | 0 | 0 | 0
Geo | 0 | 0 | 0 | 0 | 0 | 0
H | 0 | 0 | 0 | 0 | 0 | 0
LFG | 0 | 0 | 0 | 0 | 0 | 0
Nuc | 0 | 0 | 0 | 0 | 0 | 0
PS | 0 | 0 | 0 | 0 | 0 | 0
PV | 0 | 0 | 0 | 0 | 0 | 0
PeakG | 0 | 0 | 0 | 0 | 0 | 0
PeakO | 0 | 0 | 0 | 0 | 0 | 0
ST | 0 | 0 | 0 | 0 | 0 | 0
STOG | 0 | 0 | 0 | 0 | 0 | 0
STWD | 0 | 0 | 0 | 0 | 0 | 0
WT | 0 | 0 | 0 | 0 | 0 | 0
IGCC | 0 | 0 | 0 | 0 | 0 | 0
DemandResponse | 0 | 0 | 0 | 0 | 0 | 0
IGCC-CCS | 0 | 0 | 0 | 0 | 0 | 0
WT_off | 0 | 0 | 0 | 0 | 0 | 0
PseudoUnit | 0 | 0 | 0 | 0 | 0 | 0
FixedInterchange | 0 | 0 | 0 | 0 | 0 | 0
Retrofit VOM Costs by Reporting Type: MAPP_CA
ReportingType | 2015 | 2020 | 2025 | 2030 | 2035 | 2040
BM | 0 | 0 | 0 | 0 | 0 | 0
CC | 0 | 0 | 0 | 0 | 0 | 0
CSP | 0 | 0 | 0 | 0 | 0 | 0
CT | 0 | 0 | 0 | 0 | 0 | 0
Coal | 0 | 0 | 0 | 0 | 0 | 0
Geo | 0 | 0 | 0 | 0 | 0 | 0
H | 0 | 0 | 0 | 0 | 0 | 0
LFG | 0 | 0 | 0 | 0 | 0 | 0
Nuc | 0 | 0 | 0 | 0 | 0 | 0
PS | 0 | 0 | 0 | 0 | 0 | 0
PV | 0 | 0 | 0 | 0 | 0 | 0
PeakG | 0 | 0 | 0 | 0 | 0 | 0
PeakO | 0 | 0 | 0 | 0 | 0 | 0
ST | 0 | 0 | 0 | 0 | 0 | 0
STOG | 0 | 0 | 0 | 0 | 0 | 0
STWD | 0 | 0 | 0 | 0 | 0 | 0
WT | 0 | 0 | 0 | 0 | 0 | 0
IGCC | 0 | 0 | 0 | 0 | 0 | 0
DemandResponse | 0 | 0 | 0 | 0 | 0 | 0
IGCC-CCS | 0 | 0 | 0 | 0 | 0 | 0
WT_off | 0 | 0 | 0 | 0 | 0 | 0
PseudoUnit | 0 | 0 | 0 | 0 | 0 | 0
FixedInterchange | 0 | 0 | 0 | 0 | 0 | 0
Retrofit VOM Costs by Reporting Type: AZ_NM_SNV_Coal
ReportingType | 2015 | 2020 | 2025 | 2030 | 2035 | 2040
BM | 0 | 0 | 0 | 0 | 0 | 0
CC | 0 | 0 | 0 | 0 | 0 | 0
CSP | 0 | 0 | 0 | 0 | 0 | 0
CT | 0 | 0 | 0 | 0 | 0 | 0
Coal | 271.41 | 153.76 | 0 | 0 | 0 | 0
Geo | 0 | 0 | 0 | 0 | 0 | 0
H | 0 | 0 | 0 | 0 | 0 | 0
LFG | 0 | 0 | 0 | 0 | 0 | 0
Nuc | 0 | 0 | 0 | 0 | 0 | 0
PS | 0 | 0 | 0 | 0 | 0 | 0
PV | 0 | 0 | 0 | 0 | 0 | 0
PeakG | 0 | 0 | 0 | 0 | 0 | 0
PeakO | 0 | 0 | 0 | 0 | 0 | 0
ST | 0 | 0 | 0 | 0 | 0 | 0
STOG | 0 | 0 | 0 | 0 | 0 | 0
STWD | 0 | 0 | 0 | 0 | 0 | 0
WT | 0 | 0 | 0 | 0 | 0 | 0
IGCC | 0 | 0 | 0 | 0 | 0 | 0
DemandResponse | 0 | 0 | 0 | 0 | 0 | 0
IGCC-CCS | 0 | 0 | 0 | 0 | 0 | 0
WT_off | 0 | 0 | 0 | 0 | 0 | 0
PseudoUnit | 0 | 0 | 0 | 0 | 0 | 0
FixedInterchange | 0 | 0 | 0 | 0 | 0 | 0
Retrofit VOM Costs by Reporting Type: AZ_NM_SNV_Gas
ReportingType | 2015 | 2020 | 2025 | 2030 | 2035 | 2040
BM | 0 | 0 | 0 | 0 | 0 | 0
CC | 0 | 0 | 0 | 0 | 0 | 0
CSP | 0 | 0 | 0 | 0 | 0 | 0
CT | 0 | 0 | 0 | 0 | 0 | 0
Coal | 0 | 0 | 0 | 0 | 0 | 0
Geo | 0 | 0 | 0 | 0 | 0 | 0
H | 0 | 0 | 0 | 0 | 0 | 0
LFG | 0 | 0 | 0 | 0 | 0 | 0
Nuc | 0 | 0 | 0 | 0 | 0 | 0
PS | 0 | 0 | 0 | 0 | 0 | 0
PV | 0 | 0 | 0 | 0 | 0 | 0
PeakG | 0 | 0 | 0 | 0 | 0 | 0
PeakO | 0 | 0 | 0 | 0 | 0 | 0
ST | 0 | 0 | 0 | 0 | 0 | 0
STOG | 0 | 0 | 0 | 0 | 0 | 0
STWD | 0 | 0 | 0 | 0 | 0 | 0
WT | 0 | 0 | 0 | 0 | 0 | 0
IGCC | 0 | 0 | 0 | 0 | 0 | 0
DemandResponse | 0 | 0 | 0 | 0 | 0 | 0
IGCC-CCS | 0 | 0 | 0 | 0 | 0 | 0
WT_off | 0 | 0 | 0 | 0 | 0 | 0
PseudoUnit | 0 | 0 | 0 | 0 | 0 | 0
FixedInterchange | 0 | 0 | 0 | 0 | 0 | 0
Retrofit VOM Costs by Reporting Type: AZ_NM_SNV_NucRenew
ReportingType | 2015 | 2020 | 2025 | 2030 | 2035 | 2040
BM | 0 | 0 | 0 | 0 | 0 | 0
CC | 0 | 0 | 0 | 0 | 0 | 0
CSP | 0 | 0 | 0 | 0 | 0 | 0
CT | 0 | 0 | 0 | 0 | 0 | 0
Coal | 0 | 0 | 0 | 0 | 0 | 0
Geo | 0 | 0 | 0 | 0 | 0 | 0
H | 0 | 0 | 0 | 0 | 0 | 0
LFG | 0 | 0 | 0 | 0 | 0 | 0
Nuc | 0 | 0 | 0 | 0 | 0 | 0
PS | 0 | 0 | 0 | 0 | 0 | 0
PV | 0 | 0 | 0 | 0 | 0 | 0
PeakG | 0 | 0 | 0 | 0 | 0 | 0
PeakO | 0 | 0 | 0 | 0 | 0 | 0
ST | 0 | 0 | 0 | 0 | 0 | 0
STOG | 0 | 0 | 0 | 0 | 0 | 0
STWD | 0 | 0 | 0 | 0 | 0 | 0
WT | 0 | 0 | 0 | 0 | 0 | 0
IGCC | 0 | 0 | 0 | 0 | 0 | 0
DemandResponse | 0 | 0 | 0 | 0 | 0 | 0
IGCC-CCS | 0 | 0 | 0 | 0 | 0 | 0
WT_off | 0 | 0 | 0 | 0 | 0 | 0
PseudoUnit | 0 | 0 | 0 | 0 | 0 | 0
FixedInterchange | 0 | 0 | 0 | 0 | 0 | 0
Retrofit VOM Costs by Reporting Type: ERCOT
ReportingType | 2015 | 2020 | 2025 | 2030 | 2035 | 2040
BM | 0 | 0 | 0 | 0 | 0 | 0
CC | 0 | 0 | 0 | 0 | 0 | 0
CSP | 0 | 0 | 0 | 0 | 0 | 0
CT | 0 | 0 | 0 | 0 | 0 | 0
Coal | 100.3 | 58.94 | 0 | 0 | 0 | 0
Geo | 0 | 0 | 0 | 0 | 0 | 0
H | 0 | 0 | 0 | 0 | 0 | 0
LFG | 0 | 0 | 0 | 0 | 0 | 0
Nuc | 0 | 0 | 0 | 0 | 0 | 0
PS | 0 | 0 | 0 | 0 | 0 | 0
PV | 0 | 0 | 0 | 0 | 0 | 0
PeakG | 0 | 0 | 0 | 0 | 0 | 0
PeakO | 0 | 0 | 0 | 0 | 0 | 0
ST | 0 | 0 | 0 | 0 | 0 | 0
STOG | 0 | 0 | 0 | 0 | 0 | 0
STWD | 0 | 0 | 0 | 0 | 0 | 0
WT | 0 | 0 | 0 | 0 | 0 | 0
IGCC | 0 | 0 | 0 | 0 | 0 | 0
DemandResponse | 0 | 0 | 0 | 0 | 0 | 0
IGCC-CCS | 0 | 0 | 0 | 0 | 0 | 0
WT_off | 0 | 0 | 0 | 0 | 0 | 0
PseudoUnit | 0 | 0 | 0 | 0 | 0 | 0
FixedInterchange | 0 | 0 | 0 | 0 | 0 | 0
Retrofit VOM Costs by Reporting Type: NP15
ReportingType | 2015 | 2020 | 2025 | 2030 | 2035 | 2040
BM | 0 | 0 | 0 | 0 | 0 | 0
CC | 0 | 0 | 0 | 0 | 0 | 0
CSP | 0 | 0 | 0 | 0 | 0 | 0
CT | 0 | 0 | 0 | 0 | 0 | 0
Coal | 1.46 | 0 | 0 | 0 | 0 | 0
Geo | 0 | 0 | 0 | 0 | 0 | 0
H | 0 | 0 | 0 | 0 | 0 | 0
LFG | 0 | 0 | 0 | 0 | 0 | 0
Nuc | 0 | 0 | 0 | 0 | 0 | 0
PS | 0 | 0 | 0 | 0 | 0 | 0
PV | 0 | 0 | 0 | 0 | 0 | 0
PeakG | 0 | 0 | 0 | 0 | 0 | 0
PeakO | 0 | 0 | 0 | 0 | 0 | 0
ST | 0 | 0 | 0 | 0 | 0 | 0
STOG | 0 | 0 | 0 | 0 | 0 | 0
STWD | 0 | 0 | 0 | 0 | 0 | 0
WT | 0 | 0 | 0 | 0 | 0 | 0
IGCC | 0 | 0 | 0 | 0 | 0 | 0
DemandResponse | 0 | 0 | 0 | 0 | 0 | 0
IGCC-CCS | 0 | 0 | 0 | 0 | 0 | 0
WT_off | 0 | 0 | 0 | 0 | 0 | 0
PseudoUnit | 0 | 0 | 0 | 0 | 0 | 0
FixedInterchange | 0 | 0 | 0 | 0 | 0 | 0
Retrofit VOM Costs by Reporting Type: NWPP_Coal
ReportingType | 2015 | 2020 | 2025 | 2030 | 2035 | 2040
BM | 0 | 0 | 0 | 0 | 0 | 0
CC | 0 | 0 | 0 | 0 | 0 | 0
CSP | 0 | 0 | 0 | 0 | 0 | 0
CT | 0 | 0 | 0 | 0 | 0 | 0
Coal | 177.2 | 170.6 | 13.34 | 13.34 | 13.34 | 13.34
Geo | 0 | 0 | 0 | 0 | 0 | 0
H | 0 | 0 | 0 | 0 | 0 | 0
LFG | 0 | 0 | 0 | 0 | 0 | 0
Nuc | 0 | 0 | 0 | 0 | 0 | 0
PS | 0 | 0 | 0 | 0 | 0 | 0
PV | 0 | 0 | 0 | 0 | 0 | 0
PeakG | 0 | 0 | 0 | 0 | 0 | 0
PeakO | 0 | 0 | 0 | 0 | 0 | 0
ST | 0 | 0 | 0 | 0 | 0 | 0
STOG | 0 | 0 | 0 | 0 | 0 | 0
STWD | 0 | 0 | 0 | 0 | 0 | 0
WT | 0 | 0 | 0 | 0 | 0 | 0
IGCC | 0 | 0 | 0 | 0 | 0 | 0
DemandResponse | 0 | 0 | 0 | 0 | 0 | 0
IGCC-CCS | 0 | 0 | 0 | 0 | 0 | 0
WT_off | 0 | 0 | 0 | 0 | 0 | 0
PseudoUnit | 0 | 0 | 0 | 0 | 0 | 0
FixedInterchange | 0 | 0 | 0 | 0 | 0 | 0
Retrofit VOM Costs by Reporting Type: NWPP_Gas
ReportingType | 2015 | 2020 | 2025 | 2030 | 2035 | 2040
BM | 0 | 0 | 0 | 0 | 0 | 0
CC | 0 | 0 | 0 | 0 | 0 | 0
CSP | 0 | 0 | 0 | 0 | 0 | 0
CT | 0 | 0 | 0 | 0 | 0 | 0
Coal | 0 | 0 | 0 | 0 | 0 | 0
Geo | 0 | 0 | 0 | 0 | 0 | 0
H | 0 | 0 | 0 | 0 | 0 | 0
LFG | 0 | 0 | 0 | 0 | 0 | 0
Nuc | 0 | 0 | 0 | 0 | 0 | 0
PS | 0 | 0 | 0 | 0 | 0 | 0
PV | 0 | 0 | 0 | 0 | 0 | 0
PeakG | 0 | 0 | 0 | 0 | 0 | 0
PeakO | 0 | 0 | 0 | 0 | 0 | 0
ST | 0 | 0 | 0 | 0 | 0 | 0
STOG | 0 | 0 | 0 | 0 | 0 | 0
STWD | 0 | 0 | 0 | 0 | 0 | 0
WT | 0 | 0 | 0 | 0 | 0 | 0
IGCC | 0 | 0 | 0 | 0 | 0 | 0
DemandResponse | 0 | 0 | 0 | 0 | 0 | 0
IGCC-CCS | 0 | 0 | 0 | 0 | 0 | 0
WT_off | 0 | 0 | 0 | 0 | 0 | 0
PseudoUnit | 0 | 0 | 0 | 0 | 0 | 0
FixedInterchange | 0 | 0 | 0 | 0 | 0 | 0
Retrofit VOM Costs by Reporting Type: NWPP_NucRenew
ReportingType | 2015 | 2020 | 2025 | 2030 | 2035 | 2040
BM | 0 | 0 | 0 | 0 | 0 | 0
CC | 0 | 0 | 0 | 0 | 0 | 0
CSP | 0 | 0 | 0 | 0 | 0 | 0
CT | 0 | 0 | 0 | 0 | 0 | 0
Coal | 0 | 0 | 0 | 0 | 0 | 0
Geo | 0 | 0 | 0 | 0 | 0 | 0
H | 0 | 0 | 0 | 0 | 0 | 0
LFG | 0 | 0 | 0 | 0 | 0 | 0
Nuc | 0 | 0 | 0 | 0 | 0 | 0
PS | 0 | 0 | 0 | 0 | 0 | 0
PV | 0 | 0 | 0 | 0 | 0 | 0
PeakG | 0 | 0 | 0 | 0 | 0 | 0
PeakO | 0 | 0 | 0 | 0 | 0 | 0
ST | 0 | 0 | 0 | 0 | 0 | 0
STOG | 0 | 0 | 0 | 0 | 0 | 0
STWD | 0 | 0 | 0 | 0 | 0 | 0
WT | 0 | 0 | 0 | 0 | 0 | 0
IGCC | 0 | 0 | 0 | 0 | 0 | 0
DemandResponse | 0 | 0 | 0 | 0 | 0 | 0
IGCC-CCS | 0 | 0 | 0 | 0 | 0 | 0
WT_off | 0 | 0 | 0 | 0 | 0 | 0
PseudoUnit | 0 | 0 | 0 | 0 | 0 | 0
FixedInterchange | 0 | 0 | 0 | 0 | 0 | 0
Retrofit VOM Costs by Reporting Type: RMPA
ReportingType | 2015 | 2020 | 2025 | 2030 | 2035 | 2040
BM | 0 | 0 | 0 | 0 | 0 | 0
CC | 0 | 0 | 0 | 0 | 0 | 0
CSP | 0 | 0 | 0 | 0 | 0 | 0
CT | 0 | 0 | 0 | 0 | 0 | 0
Coal | 247.29 | 182.57 | 20.95 | 20.95 | 20.95 | 20.95
Geo | 0 | 0 | 0 | 0 | 0 | 0
H | 0 | 0 | 0 | 0 | 0 | 0
LFG | 0 | 0 | 0 | 0 | 0 | 0
Nuc | 0 | 0 | 0 | 0 | 0 | 0
PS | 0 | 0 | 0 | 0 | 0 | 0
PV | 0 | 0 | 0 | 0 | 0 | 0
PeakG | 0 | 0 | 0 | 0 | 0 | 0
PeakO | 0 | 0 | 0 | 0 | 0 | 0
ST | 0 | 0 | 0 | 0 | 0 | 0
STOG | 0 | 0 | 0 | 0 | 0 | 0
STWD | 0 | 0 | 0 | 0 | 0 | 0
WT | 0 | 0 | 0 | 0 | 0 | 0
IGCC | 0 | 0 | 0 | 0 | 0 | 0
DemandResponse | 0 | 0 | 0 | 0 | 0 | 0
IGCC-CCS | 0 | 0 | 0 | 0 | 0 | 0
WT_off | 0 | 0 | 0 | 0 | 0 | 0
PseudoUnit | 0 | 0 | 0 | 0 | 0 | 0
FixedInterchange | 0 | 0 | 0 | 0 | 0 | 0
Retrofit VOM Costs by Reporting Type: SP15
ReportingType | 2015 | 2020 | 2025 | 2030 | 2035 | 2040
BM | 0 | 0 | 0 | 0 | 0 | 0
CC | 0 | 0 | 0 | 0 | 0 | 0
CSP | 0 | 0 | 0 | 0 | 0 | 0
CT | 0 | 0 | 0 | 0 | 0 | 0
Coal | 5.19 | 5.66 | 0 | 0 | 0 | 0
Geo | 0 | 0 | 0 | 0 | 0 | 0
H | 0 | 0 | 0 | 0 | 0 | 0
LFG | 0 | 0 | 0 | 0 | 0 | 0
Nuc | 0 | 0 | 0 | 0 | 0 | 0
PS | 0 | 0 | 0 | 0 | 0 | 0
PV | 0 | 0 | 0 | 0 | 0 | 0
PeakG | 0 | 0 | 0 | 0 | 0 | 0
PeakO | 0 | 0 | 0 | 0 | 0 | 0
ST | 0 | 0 | 0 | 0 | 0 | 0
STOG | 0 | 0 | 0 | 0 | 0 | 0
STWD | 0 | 0 | 0 | 0 | 0 | 0
WT | 0 | 0 | 0 | 0 | 0 | 0
IGCC | 0 | 0 | 0 | 0 | 0 | 0
DemandResponse | 0 | 0 | 0 | 0 | 0 | 0
IGCC-CCS | 0 | 0 | 0 | 0 | 0 | 0
WT_off | 0 | 0 | 0 | 0 | 0 | 0
PseudoUnit | 0 | 0 | 0 | 0 | 0 | 0
FixedInterchange | 0 | 0 | 0 | 0 | 0 | 0
Retrofit VOM Costs by Reporting Type: ALB
ReportingType | 2015 | 2020 | 2025 | 2030 | 2035 | 2040
BM | 0 | 0 | 0 | 0 | 0 | 0
CC | 0 | 0 | 0 | 0 | 0 | 0
CSP | 0 | 0 | 0 | 0 | 0 | 0
CT | 0 | 0 | 0 | 0 | 0 | 0
Coal | 21.2 | 21.2 | 18.01 | 0 | 0 | 0
Geo | 0 | 0 | 0 | 0 | 0 | 0
H | 0 | 0 | 0 | 0 | 0 | 0
LFG | 0 | 0 | 0 | 0 | 0 | 0
Nuc | 0 | 0 | 0 | 0 | 0 | 0
PS | 0 | 0 | 0 | 0 | 0 | 0
PV | 0 | 0 | 0 | 0 | 0 | 0
PeakG | 0 | 0 | 0 | 0 | 0 | 0
PeakO | 0 | 0 | 0 | 0 | 0 | 0
ST | 0 | 0 | 0 | 0 | 0 | 0
STOG | 0 | 0 | 0 | 0 | 0 | 0
STWD | 0 | 0 | 0 | 0 | 0 | 0
WT | 0 | 0 | 0 | 0 | 0 | 0
IGCC | 0 | 0 | 0 | 0 | 0 | 0
DemandResponse | 0 | 0 | 0 | 0 | 0 | 0
IGCC-CCS | 0 | 0 | 0 | 0 | 0 | 0
WT_off | 0 | 0 | 0 | 0 | 0 | 0
PseudoUnit | 0 | 0 | 0 | 0 | 0 | 0
FixedInterchange | 0 | 0 | 0 | 0 | 0 | 0
Retrofit VOM Costs by Reporting Type: BC
ReportingType | 2015 | 2020 | 2025 | 2030 | 2035 | 2040
BM | 0 | 0 | 0 | 0 | 0 | 0
CC | 0 | 0 | 0 | 0 | 0 | 0
CSP | 0 | 0 | 0 | 0 | 0 | 0
CT | 0 | 0 | 0 | 0 | 0 | 0
Coal | 0 | 0 | 0 | 0 | 0 | 0
Geo | 0 | 0 | 0 | 0 | 0 | 0
H | 0 | 0 | 0 | 0 | 0 | 0
LFG | 0 | 0 | 0 | 0 | 0 | 0
Nuc | 0 | 0 | 0 | 0 | 0 | 0
PS | 0 | 0 | 0 | 0 | 0 | 0
PV | 0 | 0 | 0 | 0 | 0 | 0
PeakG | 0 | 0 | 0 | 0 | 0 | 0
PeakO | 0 | 0 | 0 | 0 | 0 | 0
ST | 0 | 0 | 0 | 0 | 0 | 0
STOG | 0 | 0 | 0 | 0 | 0 | 0
STWD | 0 | 0 | 0 | 0 | 0 | 0
WT | 0 | 0 | 0 | 0 | 0 | 0
IGCC | 0 | 0 | 0 | 0 | 0 | 0
DemandResponse | 0 | 0 | 0 | 0 | 0 | 0
IGCC-CCS | 0 | 0 | 0 | 0 | 0 | 0
WT_off | 0 | 0 | 0 | 0 | 0 | 0
PseudoUnit | 0 | 0 | 0 | 0 | 0 | 0
FixedInterchange | 0 | 0 | 0 | 0 | 0 | 0
Retrofit VOM Costs by Reporting Type: HQ_IESO
ReportingType | 2015 | 2020 | 2025 | 2030 | 2035 | 2040
BM | 0 | 0 | 0 | 0 | 0 | 0
CC | 0 | 0 | 0 | 0 | 0 | 0
CSP | 0 | 0 | 0 | 0 | 0 | 0
CT | 0 | 0 | 0 | 0 | 0 | 0
Coal | 0 | 0 | 0 | 0 | 0 | 0
Geo | 0 | 0 | 0 | 0 | 0 | 0
H | 0 | 0 | 0 | 0 | 0 | 0
LFG | 0 | 0 | 0 | 0 | 0 | 0
Nuc | 0 | 0 | 0 | 0 | 0 | 0
PS | 0 | 0 | 0 | 0 | 0 | 0
PV | 0 | 0 | 0 | 0 | 0 | 0
PeakG | 0 | 0 | 0 | 0 | 0 | 0
PeakO | 0 | 0 | 0 | 0 | 0 | 0
ST | 0 | 0 | 0 | 0 | 0 | 0
STOG | 0 | 0 | 0 | 0 | 0 | 0
STWD | 0 | 0 | 0 | 0 | 0 | 0
WT | 0 | 0 | 0 | 0 | 0 | 0
IGCC | 0 | 0 | 0 | 0 | 0 | 0
DemandResponse | 0 | 0 | 0 | 0 | 0 | 0
IGCC-CCS | 0 | 0 | 0 | 0 | 0 | 0
WT_off | 0 | 0 | 0 | 0 | 0 | 0
PseudoUnit | 0 | 0 | 0 | 0 | 0 | 0
FixedInterchange | 0 | 0 | 0 | 0 | 0 | 0
Retrofit VOM Costs by Reporting Type: HQ_NEISO
ReportingType | 2015 | 2020 | 2025 | 2030 | 2035 | 2040
BM | 0 | 0 | 0 | 0 | 0 | 0
CC | 0 | 0 | 0 | 0 | 0 | 0
CSP | 0 | 0 | 0 | 0 | 0 | 0
CT | 0 | 0 | 0 | 0 | 0 | 0
Coal | 0 | 0 | 0 | 0 | 0 | 0
Geo | 0 | 0 | 0 | 0 | 0 | 0
H | 0 | 0 | 0 | 0 | 0 | 0
LFG | 0 | 0 | 0 | 0 | 0 | 0
Nuc | 0 | 0 | 0 | 0 | 0 | 0
PS | 0 | 0 | 0 | 0 | 0 | 0
PV | 0 | 0 | 0 | 0 | 0 | 0
PeakG | 0 | 0 | 0 | 0 | 0 | 0
PeakO | 0 | 0 | 0 | 0 | 0 | 0
ST | 0 | 0 | 0 | 0 | 0 | 0
STOG | 0 | 0 | 0 | 0 | 0 | 0
STWD | 0 | 0 | 0 | 0 | 0 | 0
WT | 0 | 0 | 0 | 0 | 0 | 0
IGCC | 0 | 0 | 0 | 0 | 0 | 0
DemandResponse | 0 | 0 | 0 | 0 | 0 | 0
IGCC-CCS | 0 | 0 | 0 | 0 | 0 | 0
WT_off | 0 | 0 | 0 | 0 | 0 | 0
PseudoUnit | 0 | 0 | 0 | 0 | 0 | 0
FixedInterchange | 0 | 0 | 0 | 0 | 0 | 0
Retrofit VOM Costs by Reporting Type: HQ_NY
ReportingType | 2015 | 2020 | 2025 | 2030 | 2035 | 2040
BM | 0 | 0 | 0 | 0 | 0 | 0
CC | 0 | 0 | 0 | 0 | 0 | 0
CSP | 0 | 0 | 0 | 0 | 0 | 0
CT | 0 | 0 | 0 | 0 | 0 | 0
Coal | 0 | 0 | 0 | 0 | 0 | 0
Geo | 0 | 0 | 0 | 0 | 0 | 0
H | 0 | 0 | 0 | 0 | 0 | 0
LFG | 0 | 0 | 0 | 0 | 0 | 0
Nuc | 0 | 0 | 0 | 0 | 0 | 0
PS | 0 | 0 | 0 | 0 | 0 | 0
PV | 0 | 0 | 0 | 0 | 0 | 0
PeakG | 0 | 0 | 0 | 0 | 0 | 0
PeakO | 0 | 0 | 0 | 0 | 0 | 0
ST | 0 | 0 | 0 | 0 | 0 | 0
STOG | 0 | 0 | 0 | 0 | 0 | 0
STWD | 0 | 0 | 0 | 0 | 0 | 0
WT | 0 | 0 | 0 | 0 | 0 | 0
IGCC | 0 | 0 | 0 | 0 | 0 | 0
DemandResponse | 0 | 0 | 0 | 0 | 0 | 0
IGCC-CCS | 0 | 0 | 0 | 0 | 0 | 0
WT_off | 0 | 0 | 0 | 0 | 0 | 0
PseudoUnit | 0 | 0 | 0 | 0 | 0 | 0
FixedInterchange | 0 | 0 | 0 | 0 | 0 | 0
Retrofit VOM Costs by Reporting Type: MARITIMES
ReportingType | 2015 | 2020 | 2025 | 2030 | 2035 | 2040
BM | 0 | 0 | 0 | 0 | 0 | 0
CC | 0 | 0 | 0 | 0 | 0 | 0
CSP | 0 | 0 | 0 | 0 | 0 | 0
CT | 0 | 0 | 0 | 0 | 0 | 0
Coal | 0 | 0 | 0 | 0 | 0 | 0
Geo | 0 | 0 | 0 | 0 | 0 | 0
H | 0 | 0 | 0 | 0 | 0 | 0
LFG | 0 | 0 | 0 | 0 | 0 | 0
Nuc | 0 | 0 | 0 | 0 | 0 | 0
PS | 0 | 0 | 0 | 0 | 0 | 0
PV | 0 | 0 | 0 | 0 | 0 | 0
PeakG | 0 | 0 | 0 | 0 | 0 | 0
PeakO | 0 | 0 | 0 | 0 | 0 | 0
ST | 0 | 0 | 0 | 0 | 0 | 0
STOG | 0 | 0 | 0 | 0 | 0 | 0
STWD | 0 | 0 | 0 | 0 | 0 | 0
WT | 0 | 0 | 0 | 0 | 0 | 0
IGCC | 0 | 0 | 0 | 0 | 0 | 0
DemandResponse | 0 | 0 | 0 | 0 | 0 | 0
IGCC-CCS | 0 | 0 | 0 | 0 | 0 | 0
WT_off | 0 | 0 | 0 | 0 | 0 | 0
PseudoUnit | 0 | 0 | 0 | 0 | 0 | 0
FixedInterchange | 0 | 0 | 0 | 0 | 0 | 0
retrofit VOM Costs by Reporting Type: All
ReportingType | 2015 | 2020 | 2025 | 2030 | 2035 | 2040
BM | 0 | 0 | 0 | 0 | 0 | 0
CC | 0 | 0 | 0 | 0 | 0 | 0
CSP | 0 | 0 | 0 | 0 | 0 | 0
CT | 0 | 0 | 0 | 0 | 0 | 0
Coal | 2520.66 | 1480.01 | 83.84 | 64.11 | 66.59 | 66.59
Geo | 0 | 0 | 0 | 0 | 0 | 0
H | 0 | 0 | 0 | 0 | 0 | 0
LFG | 0 | 0 | 0 | 0 | 0 | 0
Nuc | 0 | 0 | 0 | 0 | 0 | 0
PS | 0 | 0 | 0 | 0 | 0 | 0
PV | 0 | 0 | 0 | 0 | 0 | 0
PeakG | 0 | 0 | 0 | 0 | 0 | 0
PeakO | 0 | 0 | 0 | 0 | 0 | 0
ST | 0 | 0 | 0 | 0 | 0 | 0
STOG | 0 | 0 | 0 | 0 | 0 | 0
STWD | 0 | 0 | 0 | 0 | 0 | 0
WT | 0 | 0 | 0 | 0 | 0 | 0
IGCC | 0 | 0 | 0 | 0 | 0 | 0
DemandResponse | 0 | 0 | 0 | 0 | 0 | 0
IGCC-CCS | 0 | 0 | 0 | 0 | 0 | 0
WT_off | 0 | 0 | 0 | 0 | 0 | 0
PseudoUnit | 0 | 0 | 0 | 0 | 0 | 0
FixedInterchange | 0 | 0 | 0 | 0 | 0 | 0
retrofit VOM Costs by Reporting Type: EI_US
ReportingType | 2015 | 2020 | 2025 | 2030 | 2035 | 2040
BM | 0 | 0 | 0 | 0 | 0 | 0
CC | 0 | 0 | 0 | 0 | 0 | 0
CSP | 0 | 0 | 0 | 0 | 0 | 0
CT | 0 | 0 | 0 | 0 | 0 | 0
Coal | 1696.6 | 887.27 | 31.55 | 29.83 | 32.31 | 32.31
Geo | 0 | 0 | 0 | 0 | 0 | 0
H | 0 | 0 | 0 | 0 | 0 | 0
LFG | 0 | 0 | 0 | 0 | 0 | 0
Nuc | 0 | 0 | 0 | 0 | 0 | 0
PS | 0 | 0 | 0 | 0 | 0 | 0
PV | 0 | 0 | 0 | 0 | 0 | 0
PeakG | 0 | 0 | 0 | 0 | 0 | 0
PeakO | 0 | 0 | 0 | 0 | 0 | 0
ST | 0 | 0 | 0 | 0 | 0 | 0
STOG | 0 | 0 | 0 | 0 | 0 | 0
STWD | 0 | 0 | 0 | 0 | 0 | 0
WT | 0 | 0 | 0 | 0 | 0 | 0
IGCC | 0 | 0 | 0 | 0 | 0 | 0
DemandResponse | 0 | 0 | 0 | 0 | 0 | 0
IGCC-CCS | 0 | 0 | 0 | 0 | 0 | 0
WT_off | 0 | 0 | 0 | 0 | 0 | 0
PseudoUnit | 0 | 0 | 0 | 0 | 0 | 0
FixedInterchange | 0 | 0 | 0 | 0 | 0 | 0
retrofit VOM Costs by Reporting Type: EI_Canada
ReportingType | 2015 | 2020 | 2025 | 2030 | 2035 | 2040
BM | 0 | 0 | 0 | 0 | 0 | 0
CC | 0 | 0 | 0 | 0 | 0 | 0
CSP | 0 | 0 | 0 | 0 | 0 | 0
CT | 0 | 0 | 0 | 0 | 0 | 0
Coal | 0 | 0 | 0 | 0 | 0 | 0
Geo | 0 | 0 | 0 | 0 | 0 | 0
H | 0 | 0 | 0 | 0 | 0 | 0
LFG | 0 | 0 | 0 | 0 | 0 | 0
Nuc | 0 | 0 | 0 | 0 | 0 | 0
PS | 0 | 0 | 0 | 0 | 0 | 0
PV | 0 | 0 | 0 | 0 | 0 | 0
PeakG | 0 | 0 | 0 | 0 | 0 | 0
PeakO | 0 | 0 | 0 | 0 | 0 | 0
ST | 0 | 0 | 0 | 0 | 0 | 0
STOG | 0 | 0 | 0 | 0 | 0 | 0
STWD | 0 | 0 | 0 | 0 | 0 | 0
WT | 0 | 0 | 0 | 0 | 0 | 0
IGCC | 0 | 0 | 0 | 0 | 0 | 0
DemandResponse | 0 | 0 | 0 | 0 | 0 | 0
IGCC-CCS | 0 | 0 | 0 | 0 | 0 | 0
WT_off | 0 | 0 | 0 | 0 | 0 | 0
PseudoUnit | 0 | 0 | 0 | 0 | 0 | 0
FixedInterchange | 0 | 0 | 0 | 0 | 0 | 0
retrofit VOM Costs by Reporting Type: EI
ReportingType | 2015 | 2020 | 2025 | 2030 | 2035 | 2040
BM | 0 | 0 | 0 | 0 | 0 | 0
CC | 0 | 0 | 0 | 0 | 0 | 0
CSP | 0 | 0 | 0 | 0 | 0 | 0
CT | 0 | 0 | 0 | 0 | 0 | 0
Coal | 1696.6 | 887.27 | 31.55 | 29.83 | 32.31 | 32.31
Geo | 0 | 0 | 0 | 0 | 0 | 0
H | 0 | 0 | 0 | 0 | 0 | 0
LFG | 0 | 0 | 0 | 0 | 0 | 0
Nuc | 0 | 0 | 0 | 0 | 0 | 0
PS | 0 | 0 | 0 | 0 | 0 | 0
PV | 0 | 0 | 0 | 0 | 0 | 0
PeakG | 0 | 0 | 0 | 0 | 0 | 0
PeakO | 0 | 0 | 0 | 0 | 0 | 0
ST | 0 | 0 | 0 | 0 | 0 | 0
STOG | 0 | 0 | 0 | 0 | 0 | 0
STWD | 0 | 0 | 0 | 0 | 0 | 0
WT | 0 | 0 | 0 | 0 | 0 | 0
IGCC | 0 | 0 | 0 | 0 | 0 | 0
DemandResponse | 0 | 0 | 0 | 0 | 0 | 0
IGCC-CCS | 0 | 0 | 0 | 0 | 0 | 0
WT_off | 0 | 0 | 0 | 0 | 0 | 0
PseudoUnit | 0 | 0 | 0 | 0 | 0 | 0
FixedInterchange | 0 | 0 | 0 | 0 | 0 | 0
retrofit VOM Costs by Reporting Type: Outside_EI
ReportingType | 2015 | 2020 | 2025 | 2030 | 2035 | 2040
BM | 0 | 0 | 0 | 0 | 0 | 0
CC | 0 | 0 | 0 | 0 | 0 | 0
CSP | 0 | 0 | 0 | 0 | 0 | 0
CT | 0 | 0 | 0 | 0 | 0 | 0
Coal | 824.05 | 592.74 | 52.29 | 34.28 | 34.28 | 34.28
Geo | 0 | 0 | 0 | 0 | 0 | 0
H | 0 | 0 | 0 | 0 | 0 | 0
LFG | 0 | 0 | 0 | 0 | 0 | 0
Nuc | 0 | 0 | 0 | 0 | 0 | 0
PS | 0 | 0 | 0 | 0 | 0 | 0
PV | 0 | 0 | 0 | 0 | 0 | 0
PeakG | 0 | 0 | 0 | 0 | 0 | 0
PeakO | 0 | 0 | 0 | 0 | 0 | 0
ST | 0 | 0 | 0 | 0 | 0 | 0
STOG | 0 | 0 | 0 | 0 | 0 | 0
STWD | 0 | 0 | 0 | 0 | 0 | 0
WT | 0 | 0 | 0 | 0 | 0 | 0
IGCC | 0 | 0 | 0 | 0 | 0 | 0
DemandResponse | 0 | 0 | 0 | 0 | 0 | 0
IGCC-CCS | 0 | 0 | 0 | 0 | 0 | 0
WT_off | 0 | 0 | 0 | 0 | 0 | 0
PseudoUnit | 0 | 0 | 0 | 0 | 0 | 0
FixedInterchange | 0 | 0 | 0 | 0 | 0 | 0
#10 | 0: Base FOM Costs ($million)
Base FOM Costs by Reporting Type: Entergy
ReportingType | 2015 | 2020 | 2025 | 2030 | 2035 | 2040
BM | 0 | 0 | 0 | 0 | 0 | 0
CC | 418.23 | 564.62 | 453.79 | 481.79 | 546.67 | 546.67
CSP | 0 | 0 | 0 | 0 | 0 | 0
CT | 0 | 0 | 0 | 0 | 0 | 0
Coal | 494.1 | 119.88 | 21.37 | 21.37 | 21.37 | 21.37
Geo | 0 | 0 | 0 | 0 | 0 | 0
H | 10.6 | 10.6 | 10.6 | 10.6 | 10.6 | 10.6
LFG | 0.97 | 0.97 | 13.89 | 13.89 | 13.89 | 13.89
Nuc | 789.41 | 804.93 | 789.41 | 789.41 | 666.82 | 1127.59
PS | 1.4 | 1.4 | 1.4 | 1.4 | 1.4 | 1.4
PV | 0 | 0.97 | 1.42 | 1.42 | 1.41 | 1.41
PeakG | 47.54 | 69.98 | 37.76 | 24.87 | 23.06 | 23.06
PeakO | 4.42 | 5.87 | 0 | 0 | 0 | 0
ST | 0 | 0 | 0 | 0 | 0 | 0
STOG | 97.97 | 115.92 | 0 | 0 | 0 | 0
STWD | 6.6 | 8.26 | 6.73 | 6.73 | 6.73 | 6.73
WT | 3.66 | 3.66 | 3.66 | 6.47 | 6.47 | 6.47
IGCC | 0 | 0 | 0 | 0 | 0 | 0
DemandResponse | 0 | 0 | 0 | 0 | 0 | 0
IGCC-CCS | 0 | 0 | 0 | 0 | 0 | 0
WT_off | 0 | 0 | 0 | 0 | 0 | 0
PseudoUnit | 0 | 0 | 0 | 0 | 0 | 0
FixedInterchange | 0 | 0 | 0 | 0 | 0 | 0
Base FOM Costs by Reporting Type: FRCC
ReportingType | 2015 | 2020 | 2025 | 2030 | 2035 | 2040
BM | 0 | 0 | 0 | 0 | 0 | 0
CC | 806.1 | 981.55 | 819.83 | 523.54 | 563.6 | 471.37
CSP | 0 | 0 | 0 | 0 | 0 | 0
CT | 16.6 | 16.6 | 16.6 | 16.6 | 0 | 0
Coal | 139.37 | 37.18 | 0 | 0 | 0 | 0
Geo | 0 | 0 | 0 | 0 | 0 | 0
H | 0.78 | 0.78 | 0.78 | 0.78 | 0.78 | 0.78
LFG | 58.63 | 58.63 | 82.46 | 82.46 | 82.46 | 82.46
Nuc | 601.49 | 635.55 | 713.59 | 2116.65 | 2708.26 | 2533.12
PS | 0 | 0 | 0 | 0 | 0 | 0
PV | 0.75 | 0.75 | 0.75 | 0.75 | 0.75 | 0.75
PeakG | 149.81 | 195.43 | 74.03 | 0 | 0 | 0
PeakO | 45.74 | 0 | 0 | 0 | 0 | 0
ST | 0 | 0 | 0 | 0 | 0 | 0
STOG | 0 | 0 | 0 | 0 | 0 | 0
STWD | 6.25 | 7.82 | 6.37 | 6.37 | 6.37 | 6.37
WT | 0 | 0 | 0 | 0 | 0 | 0
IGCC | 0 | 0 | 0 | 0 | 0 | 0
DemandResponse | 0 | 0 | 0 | 0 | 0 | 0
IGCC-CCS | 0 | 0 | 0 | 0 | 0 | 0
WT_off | 0 | 0 | 0 | 0 | 0 | 0
PseudoUnit | 0 | 0 | 0 | 0 | 0 | 0
FixedInterchange | 0 | 0 | 0 | 0 | 0 | 0
Base FOM Costs by Reporting Type: MAPP_US
ReportingType | 2015 | 2020 | 2025 | 2030 | 2035 | 2040
BM | 0 | 0 | 0 | 0 | 0 | 0
CC | 8.58 | 10.9 | 8.79 | 8.81 | 9.52 | 10.72
CSP | 0 | 0 | 0 | 0 | 0 | 0
CT | 2.06 | 2.06 | 2.06 | 2.01 | 0.75 | 0.75
Coal | 146.56 | 44.35 | 0 | 0 | 0 | 0
Geo | 3.95 | 3.95 | 3.95 | 3.95 | 3.95 | 3.95
H | 31.14 | 31.14 | 31.14 | 31.14 | 31.14 | 31.14
LFG | 0.24 | 0.24 | 0.24 | 8.86 | 8.86 | 8.86
Nuc | 0.01 | 0.01 | 0.01 | 0.01 | 0.01 | 0.01
PS | 0 | 0 | 0 | 0 | 0 | 0
PV | 0 | 0 | 0 | 0 | 0 | 0
PeakG | 12.29 | 19.13 | 14.16 | 16.07 | 17.04 | 15.69
PeakO | 3.84 | 5.74 | 4.6 | 1.62 | 1.62 | 0
ST | 0 | 0 | 0 | 0 | 0 | 0
STOG | 0 | 0 | 0 | 0 | 0 | 0
STWD | 0 | 0 | 0 | 0 | 0 | 0
WT | 55.22 | 259.29 | 284.72 | 284.72 | 284.72 | 284.72
IGCC | 0 | 0 | 0 | 0 | 0 | 0
DemandResponse | 0 | 0 | 0 | 0 | 0 | 0
IGCC-CCS | 0 | 0 | 0 | 0 | 0 | 0
WT_off | 0 | 0 | 0 | 0 | 0 | 0
PseudoUnit | 0 | 0 | 0 | 0 | 0 | 0
FixedInterchange | 0 | 0 | 0 | 0 | 0 | 0
Base FOM Costs by Reporting Type: MISO_IN
ReportingType | 2015 | 2020 | 2025 | 2030 | 2035 | 2040
BM | 0 | 0 | 0 | 0 | 0 | 0
CC | 71.61 | 170.91 | 160.54 | 164.06 | 170.02 | 170.02
CSP | 0 | 0 | 0 | 0 | 0 | 0
CT | 0 | 0 | 0 | 0 | 0 | 0
Coal | 602.55 | 493.18 | 0 | 0 | 0 | 0
Geo | 0 | 0 | 0 | 0 | 0 | 0
H | 1.07 | 1.07 | 1.07 | 1.07 | 1.07 | 1.07
LFG | 4.46 | 4.46 | 14.11 | 14.11 | 14.11 | 14.11
Nuc | 0.01 | 0.01 | 0.01 | 0.01 | 0.01 | 0.01
PS | 0 | 0 | 0 | 0 | 0 | 0
PV | 0 | 3.63 | 5.61 | 5.61 | 5.61 | 5.24
PeakG | 52.35 | 76.94 | 54.27 | 67.67 | 67.67 | 67.67
PeakO | 10.59 | 13.5 | 10.82 | 0 | 0 | 0
ST | 0 | 0 | 0 | 0 | 0 | 0
STOG | 12.26 | 14.51 | 0 | 0 | 0 | 0
STWD | 0 | 0 | 0 | 0 | 0 | 0
WT | 18.31 | 22.47 | 70.65 | 322.41 | 322.41 | 322.41
IGCC | 30.22 | 30.22 | 30.22 | 30.22 | 30.22 | 30.22
DemandResponse | 0 | 0 | 0 | 0 | 0 | 0
IGCC-CCS | 0 | 0 | 0 | 0 | 0 | 0
WT_off | 0 | 0 | 0 | 0 | 0 | 0
PseudoUnit | 0 | 0 | 0 | 0 | 0 | 0
FixedInterchange | 0 | 0 | 0 | 0 | 0 | 0
Base FOM Costs by Reporting Type: MISO_MI
ReportingType | 2015 | 2020 | 2025 | 2030 | 2035 | 2040
BM | 0 | 0 | 0 | 0 | 0 | 0
CC | 162.79 | 246.58 | 216.73 | 199.17 | 211.38 | 211.38
CSP | 0 | 0 | 0 | 0 | 0 | 0
CT | 0 | 0 | 0 | 0 | 0 | 0
Coal | 311.31 | 0 | 0 | 0 | 0 | 0
Geo | 0 | 0 | 0 | 0 | 0 | 0
H | 2.01 | 2.01 | 2.01 | 2.01 | 2.01 | 2.01
LFG | 19.67 | 19.67 | 38.95 | 38.95 | 38.95 | 38.95
Nuc | 275.03 | 275.03 | 275.03 | 275.03 | 161.75 | 417.74
PS | 44.44 | 44.44 | 44.44 | 44.44 | 44.44 | 44.44
PV | 0 | 0 | 0 | 0 | 0 | 0
PeakG | 61.2 | 89.88 | 71.67 | 67.36 | 67.36 | 50.95
PeakO | 15.67 | 19.97 | 4.64 | 0 | 0 | 0
ST | 0 | 0 | 0 | 0 | 0 | 0
STOG | 125.33 | 148.3 | 0 | 0 | 0 | 0
STWD | 5.22 | 6.54 | 5.33 | 5.33 | 5.33 | 5.33
WT | 61.65 | 67.7 | 98.38 | 258.92 | 258.92 | 258.92
IGCC | 0 | 0 | 0 | 0 | 0 | 0
DemandResponse | 0 | 0 | 0 | 0 | 0 | 0
IGCC-CCS | 0 | 0 | 0 | 0 | 0 | 0
WT_off | 0 | 0 | 0 | 0 | 0 | 0
PseudoUnit | 0 | 0 | 0 | 0 | 0 | 0
FixedInterchange | 0 | 0 | 0 | 0 | 0 | 0
Base FOM Costs by Reporting Type: MISO_MO-IL
ReportingType | 2015 | 2020 | 2025 | 2030 | 2035 | 2040
BM | 0 | 0 | 0 | 0 | 0 | 0
CC | 53.87 | 105.11 | 97.25 | 100.41 | 104.44 | 104.44
CSP | 0 | 0 | 0 | 0 | 0 | 0
CT | 0 | 0 | 0 | 0 | 0 | 0
Coal | 723.25 | 225.65 | 53.12 | 53.12 | 53.12 | 53.12
Geo | 0 | 0 | 0 | 0 | 0 | 0
H | 5.01 | 5.01 | 9 | 9 | 9 | 9
LFG | 2.17 | 2.17 | 20.37 | 29.04 | 29.04 | 29.04
Nuc | 308.98 | 325.11 | 325.11 | 325.11 | 325.11 | 325.11
PS | 10.45 | 10.45 | 10.45 | 10.45 | 10.45 | 10.45
PV | 0 | 0 | 0 | 0 | 0 | 0
PeakG | 77.83 | 114.84 | 80.73 | 98.71 | 105.25 | 105.25
PeakO | 21.48 | 28.65 | 4.74 | 0 | 0 | 0
ST | 0 | 0 | 0 | 0 | 0 | 0
STOG | 26.02 | 30.78 | 0 | 0 | 0 | 0
STWD | 0 | 0 | 0 | 0 | 0 | 0
WT | 21.36 | 26.24 | 178.56 | 389.94 | 389.94 | 389.94
IGCC | 0 | 0 | 0 | 0 | 0 | 0
DemandResponse | 0 | 0 | 0 | 0 | 0 | 0
IGCC-CCS | 0 | 0 | 0 | 0 | 0 | 0
WT_off | 0 | 0 | 0 | 0 | 0 | 0
PseudoUnit | 0 | 0 | 0 | 0 | 0 | 0
FixedInterchange | 0 | 0 | 0 | 0 | 0 | 0
Base FOM Costs by Reporting Type: MISO_W
ReportingType | 2015 | 2020 | 2025 | 2030 | 2035 | 2040
BM | 0 | 0 | 0 | 0 | 0 | 0
CC | 110.36 | 165.31 | 142.79 | 140.9 | 157.7 | 160.44
CSP | 0 | 0 | 0 | 0 | 0 | 0
CT | 0 | 0 | 0 | 0 | 0 | 0
Coal | 639.01 | 293.57 | 38.14 | 39.2 | 42.57 | 48.3
Geo | 0 | 0 | 0 | 0 | 0 | 0
H | 7.08 | 7.08 | 7.08 | 7.08 | 7.08 | 7.08
LFG | 24.73 | 24.73 | 24.73 | 33.36 | 33.36 | 33.36
Nuc | 343.79 | 343.79 | 343.79 | 602.57 | 0.04 | 0.04
PS | 0 | 0 | 0 | 0 | 0 | 0
PV | 0 | 0 | 0 | 0 | 0 | 0
PeakG | 87.12 | 123.54 | 89.97 | 93.05 | 96.59 | 96.59
PeakO | 56.38 | 79.08 | 11.78 | 0 | 0 | 0
ST | 0 | 0 | 0 | 0 | 0 | 0
STOG | 7.56 | 8.94 | 0 | 0 | 0 | 0
STWD | 10.03 | 12.55 | 10.23 | 10.23 | 10.23 | 10.23
WT | 268.82 | 268.82 | 2085.44 | 2085.44 | 2115.39 | 2115.39
IGCC | 0 | 0 | 0 | 0 | 0 | 0
DemandResponse | 0 | 0 | 0 | 0 | 0 | 0
IGCC-CCS | 0 | 0 | 0 | 0 | 0 | 0
WT_off | 0 | 0 | 0 | 0 | 0 | 0
PseudoUnit | 0 | 0 | 0 | 0 | 0 | 0
FixedInterchange | 0 | 0 | 0 | 0 | 0 | 0
Base FOM Costs by Reporting Type: MISO_WUMS
ReportingType | 2015 | 2020 | 2025 | 2030 | 2035 | 2040
BM | 0 | 0 | 0 | 0 | 0 | 0
CC | 134.45 | 156.39 | 136.16 | 136.16 | 150.85 | 154.67
CSP | 0 | 0 | 0 | 0 | 0 | 0
CT | 0 | 0 | 0 | 0 | 0 | 0
Coal | 235.74 | 110.31 | 18.25 | 18.25 | 18.25 | 18.25
Geo | 0 | 0 | 0 | 0 | 0 | 0
H | 4.79 | 4.8 | 4.8 | 4.8 | 4.8 | 4.8
LFG | 8.57 | 8.57 | 35.44 | 35.44 | 35.44 | 35.44
Nuc | 264.54 | 287.77 | 264.54 | 570.75 | 0.04 | 0.04
PS | 0 | 0 | 0 | 0 | 0 | 0
PV | 0 | 0 | 0 | 0 | 0 | 0
PeakG | 55.64 | 81.65 | 65.08 | 70.51 | 70.51 | 30.68
PeakO | 13.52 | 17.78 | 4.49 | 0 | 0 | 0
ST | 0 | 0 | 0 | 0 | 0 | 0
STOG | 13.21 | 15.63 | 0 | 0 | 0 | 0
STWD | 3.37 | 4.21 | 3.43 | 3.43 | 3.43 | 3.43
WT | 46.36 | 47.06 | 62.93 | 104.82 | 104.82 | 104.82
IGCC | 0 | 0 | 0 | 0 | 0 | 0
DemandResponse | 0 | 0 | 0 | 0 | 0 | 0
IGCC-CCS | 0 | 0 | 0 | 0 | 0 | 0
WT_off | 0 | 0 | 0 | 0 | 0 | 0
PseudoUnit | 0 | 0 | 0 | 0 | 0 | 0
FixedInterchange | 0 | 0 | 0 | 0 | 0 | 0
Base FOM Costs by Reporting Type: Nebraska
ReportingType | 2015 | 2020 | 2025 | 2030 | 2035 | 2040
BM | 0 | 0 | 0 | 0 | 0 | 0
CC | 10.62 | 13.51 | 10.85 | 10.85 | 12.75 | 13.28
CSP | 0 | 0 | 0 | 0 | 0 | 0
CT | 0 | 0 | 0 | 0 | 0 | 0
Coal | 257.61 | 38.62 | 38.62 | 40.06 | 40.06 | 47.82
Geo | 0 | 0 | 0 | 0 | 0 | 0
H | 2.38 | 2.38 | 2.38 | 2.38 | 2.38 | 2.38
LFG | 0.72 | 0.72 | 0.72 | 9.35 | 9.35 | 9.35
Nuc | 182.28 | 198.29 | 182.28 | 249.21 | 0.09 | 0.09
PS | 0 | 0 | 0 | 0 | 0 | 0
PV | 0 | 0 | 0 | 0 | 0 | 0
PeakG | 21.82 | 37.31 | 31.37 | 31.37 | 31.37 | 31.37
PeakO | 9.57 | 12.19 | 9.77 | 9.77 | 9.77 | 7.63
ST | 0 | 0 | 0 | 0 | 0 | 0
STOG | 0 | 0 | 0 | 0 | 0 | 0
STWD | 0 | 0 | 0 | 0 | 0 | 0
WT | 10.53 | 428.88 | 442.22 | 442.22 | 505.79 | 505.79
IGCC | 0 | 0 | 0 | 0 | 0 | 0
DemandResponse | 0 | 0 | 0 | 0 | 0 | 0
IGCC-CCS | 0 | 0 | 0 | 0 | 0 | 0
WT_off | 0 | 0 | 0 | 0 | 0 | 0
PseudoUnit | 0 | 0 | 0 | 0 | 0 | 0
FixedInterchange | 0 | 0 | 0 | 0 | 0 | 0
Base FOM Costs by Reporting Type: NEISO
ReportingType | 2015 | 2020 | 2025 | 2030 | 2035 | 2040
BM | 25.35 | 25.35 | 25.35 | 25.35 | 25.35 | 25.35
CC | 272.49 | 249.25 | 109.78 | 68.04 | 73.06 | 73.06
CSP | 0 | 0 | 0 | 0 | 0 | 0
CT | 2.24 | 2.24 | 2.24 | 2.17 | 0 | 0
Coal | 22.84 | 0 | 0 | 0 | 0 | 0
Geo | 0 | 0 | 0 | 0 | 0 | 0
H | 46.4 | 46.4 | 46.4 | 46.4 | 46.4 | 46.45
LFG | 70.11 | 70.11 | 70.11 | 78.5 | 78.5 | 78.5
Nuc | 676.28 | 735.67 | 676.28 | 676.28 | 488.61 | 932.14
PS | 39.74 | 39.74 | 39.74 | 39.74 | 39.74 | 39.74
PV | 0.03 | 4.43 | 4.43 | 4.43 | 4.43 | 3.79
PeakG | 19.94 | 29.61 | 20.7 | 0 | 0 | 0
PeakO | 0 | 0 | 0 | 0 | 0 | 0
ST | 0 | 0 | 0 | 0 | 0 | 0
STOG | 0 | 0 | 0 | 0 | 0 | 0
STWD | 19.2 | 7.74 | 6.31 | 6.31 | 6.31 | 6.31
WT | 13.44 | 63.54 | 91.72 | 155.17 | 155.17 | 155.17
IGCC | 0 | 0 | 0 | 0 | 0 | 0
DemandResponse | 0 | 0 | 0 | 0 | 0 | 0
IGCC-CCS | 0 | 0 | 0 | 0 | 0 | 0
WT_off | 24.96 | 24.96 | 24.96 | 24.96 | 0 | 0
PseudoUnit | 0 | 0 | 0 | 0 | 0 | 0
FixedInterchange | 0 | 0 | 0 | 0 | 0 | 0
Base FOM Costs by Reporting Type: NonRTO_Midwest
ReportingType | 2015 | 2020 | 2025 | 2030 | 2035 | 2040
BM | 0 | 0 | 0 | 0 | 0 | 0
CC | 16.7 | 79.3 | 79.3 | 79.3 | 79.3 | 79.3
CSP | 0 | 0 | 0 | 0 | 0 | 0
CT | 0 | 0 | 0 | 0 | 0 | 0
Coal | 577.63 | 159.99 | 14.73 | 11.16 | 11.25 | 12.97
Geo | 0 | 0 | 0 | 0 | 0 | 0
H | 2.04 | 2.04 | 12.66 | 12.66 | 12.66 | 12.66
LFG | 1.69 | 1.69 | 20.97 | 20.97 | 20.97 | 20.97
Nuc | 0.01 | 0.01 | 0.01 | 0.01 | 49.59 | 126.72
PS | 0 | 0 | 0 | 0 | 0 | 0
PV | 0 | 0 | 0 | 0 | 0 | 0
PeakG | 56.39 | 83.4 | 58.5 | 64.22 | 50.62 | 20.85
PeakO | 0.35 | 0 | 0 | 0 | 0 | 0
ST | 0 | 0 | 0 | 0 | 0 | 0
STOG | 0 | 0 | 0 | 0 | 0 | 0
STWD | 0 | 0 | 0 | 0 | 0 | 0
WT | 2.26 | 2.26 | 2.26 | 2.26 | 2.26 | 2.26
IGCC | 0 | 0 | 0 | 0 | 0 | 0
DemandResponse | 0 | 0 | 0 | 0 | 0 | 0
IGCC-CCS | 0 | 0 | 0 | 0 | 0 | 0
WT_off | 0 | 0 | 0 | 0 | 0 | 0
PseudoUnit | 0 | 0 | 0 | 0 | 0 | 0
FixedInterchange | 0 | 0 | 0 | 0 | 0 | 0
Base FOM Costs by Reporting Type: NYISO_A-F
ReportingType | 2015 | 2020 | 2025 | 2030 | 2035 | 2040
BM | 0 | 0 | 0 | 0 | 0 | 0
CC | 102.69 | 100.56 | 9.19 | 9.19 | 9.19 | 9.19
CSP | 0 | 0 | 0 | 0 | 0 | 0
CT | 0 | 0 | 0 | 0 | 0 | 0
Coal | 0 | 0 | 0 | 0 | 0 | 0
Geo | 0 | 0 | 0 | 0 | 0 | 0
H | 62.6 | 62.6 | 62.6 | 62.6 | 62.6 | 62.6
LFG | 20.8 | 20.8 | 20.8 | 28.97 | 28.97 | 28.97
Nuc | 489.92 | 509.2 | 489.92 | 399.48 | 552.03 | 578.17
PS | 33.52 | 33.52 | 33.52 | 33.52 | 33.52 | 33.52
PV | 0 | 0 | 0 | 0 | 0 | 0
PeakG | 3.78 | 5.56 | 0 | 0 | 0 | 0
PeakO | 0 | 0 | 0 | 0 | 0 | 0
ST | 0 | 0 | 0 | 0 | 0 | 0
STOG | 0 | 0 | 0 | 0 | 0 | 0
STWD | 0 | 0 | 0 | 0 | 0 | 0
WT | 113.42 | 153.48 | 153.48 | 215.45 | 215.45 | 215.45
IGCC | 0 | 0 | 0 | 0 | 0 | 0
DemandResponse | 0 | 0 | 0 | 0 | 0 | 0
IGCC-CCS | 0 | 0 | 0 | 0 | 0 | 0
WT_off | 0 | 0 | 0 | 0 | 0 | 0
PseudoUnit | 0 | 0 | 0 | 0 | 0 | 0
FixedInterchange | 0 | 0 | 0 | 0 | 0 | 0
Base FOM Costs by Reporting Type: NYISO_G-I
ReportingType | 2015 | 2020 | 2025 | 2030 | 2035 | 2040
BM | 0 | 0 | 0 | 0 | 0 | 0
CC | 34.33 | 43.65 | 35.09 | 35.19 | 48.95 | 65
CSP | 0 | 0 | 0 | 0 | 0 | 0
CT | 0 | 0 | 0 | 0 | 0 | 0
Coal | 0 | 0 | 0 | 0 | 0 | 0
Geo | 0 | 0 | 0 | 0 | 0 | 0
H | 0.46 | 0.46 | 0.46 | 0.46 | 0.46 | 0.46
LFG | 7.72 | 7.72 | 12.53 | 16.67 | 16.67 | 16.67
Nuc | 297.74 | 323.88 | 297.74 | 297.74 | 452.18 | 0.18
PS | 0 | 0 | 0 | 0 | 0 | 0
PV | 0 | 0 | 0 | 0 | 0 | 0
PeakG | 1.51 | 2.04 | 1.56 | 1.56 | 1.56 | 1.56
PeakO | 2.55 | 3.25 | 0 | 0 | 0 | 0
ST | 0 | 0 | 0 | 0 | 0 | 0
STOG | 0 | 0 | 0 | 0 | 0 | 0
STWD | 0 | 0 | 0 | 0 | 0 | 0
WT | 0 | 1.68 | 1.68 | 8.19 | 10.11 | 10.11
IGCC | 0 | 0 | 0 | 0 | 0 | 0
DemandResponse | 0 | 0 | 0 | 0 | 0 | 0
IGCC-CCS | 0 | 0 | 0 | 0 | 0 | 0
WT_off | 0 | 0 | 0 | 0 | 0 | 0
PseudoUnit | 0 | 0 | 0 | 0 | 0 | 0
FixedInterchange | 0 | 0 | 0 | 0 | 0 | 0
Base FOM Costs by Reporting Type: NYISO_J-K
ReportingType | 2015 | 2020 | 2025 | 2030 | 2035 | 2040
BM | 0 | 0 | 0 | 0 | 0 | 0
CC | 125.46 | 154.92 | 127.77 | 138.94 | 152.61 | 152.61
CSP | 0 | 0 | 0 | 0 | 0 | 0
CT | 0 | 0 | 0 | 0 | 0 | 0
Coal | 0 | 0 | 0 | 0 | 0 | 0
Geo | 0 | 0 | 0 | 0 | 0 | 0
H | 0 | 0 | 0 | 0 | 0 | 0
LFG | 14.96 | 14.96 | 14.96 | 23.9 | 23.9 | 23.9
Nuc | 0.01 | 0.01 | 0.01 | 0.01 | 0.01 | 0.01
PS | 0 | 0 | 0 | 0 | 0 | 0
PV | 0.53 | 0.53 | 0.53 | 0.53 | 0 | 0
PeakG | 54.7 | 77.08 | 56.45 | 62.35 | 66.78 | 66.78
PeakO | 61.69 | 79.16 | 48.85 | 40.68 | 40.68 | 36.51
ST | 0 | 0 | 0 | 0 | 0 | 0
STOG | 127.28 | 104.72 | 60.96 | 60.96 | 60.96 | 60.96
STWD | 0 | 0 | 0 | 0 | 0 | 0
WT | 0 | 0 | 0 | 0 | 0 | 0
IGCC | 0 | 0 | 0 | 0 | 0 | 0
DemandResponse | 0 | 0 | 0 | 0 | 0 | 0
IGCC-CCS | 0 | 0 | 0 | 0 | 0 | 0
WT_off | 0 | 0 | 0 | 0 | 0 | 0
PseudoUnit | 0 | 0 | 0 | 0 | 0 | 0
FixedInterchange | 0 | 0 | 0 | 0 | 0 | 0
Base FOM Costs by Reporting Type: PJM_E
ReportingType | 2015 | 2020 | 2025 | 2030 | 2035 | 2040
BM | 3.02 | 3.02 | 3.02 | 3.02 | 3.02 | 3.02
CC | 297.21 | 359.4 | 312.87 | 310.79 | 322.13 | 322.13
CSP | 0 | 0 | 0 | 0 | 0 | 0
CT | 0.18 | 0.18 | 0.18 | 0 | 0 | 0
Coal | 41.72 | 0.8 | 0.8 | 0.8 | 0.8 | 0.8
Geo | 0 | 0 | 0 | 0 | 0 | 0
H | 3.85 | 3.85 | 3.85 | 3.85 | 3.85 | 3.85
LFG | 56.83 | 72.83 | 72.83 | 72.83 | 72.83 | 72.83
Nuc | 1239 | 1184.31 | 1149.53 | 1149.53 | 825.73 | 1983.3
PS | 9.5 | 9.5 | 9.5 | 9.5 | 9.5 | 9.5
PV | 0.75 | 0.75 | 0.75 | 0.75 | 0.32 | 0.32
PeakG | 75.2 | 106.43 | 77.64 | 77.64 | 81.07 | 80.9
PeakO | 75.92 | 100.78 | 21.93 | 0 | 0 | 0
ST | 0 | 0 | 0 | 0 | 0 | 0
STOG | 114.94 | 0 | 0 | 0 | 0 | 0
STWD | 0 | 0 | 0 | 0 | 0 | 0
WT | 32.63 | 32.63 | 32.63 | 32.63 | 32.63 | 32.63
IGCC | 0 | 0 | 0 | 0 | 0 | 0
DemandResponse | 0 | 0 | 0 | 0 | 0 | 0
IGCC-CCS | 0 | 0 | 0 | 0 | 0 | 0
WT_off | 0 | 0 | 58.67 | 58.67 | 58.67 | 58.67
PseudoUnit | 0 | 0 | 0 | 0 | 0 | 0
FixedInterchange | 0 | 0 | 0 | 0 | 0 | 0
Base FOM Costs by Reporting Type: PJM_ROM
ReportingType | 2015 | 2020 | 2025 | 2030 | 2035 | 2040
BM | 1.81 | 1.81 | 1.81 | 1.81 | 1.81 | 1.81
CC | 142.43 | 174.53 | 145.82 | 151.1 | 242.4 | 302.96
CSP | 0 | 0 | 0 | 0 | 0 | 0
CT | 0.11 | 0.11 | 0.11 | 0.11 | 0 | 0
Coal | 116.63 | 28.36 | 0.96 | 0.96 | 0.96 | 0.96
Geo | 0 | 0 | 0 | 0 | 0 | 0
H | 19.83 | 19.83 | 29.48 | 29.48 | 29.48 | 29.48
LFG | 43.05 | 74.95 | 74.95 | 74.95 | 74.95 | 74.95
Nuc | 733.21 | 756.8 | 733.21 | 733.21 | 657.66 | 1060.55
PS | 35.92 | 35.92 | 35.92 | 35.92 | 35.92 | 35.92
PV | 0.06 | 21.77 | 33.46 | 34.82 | 34.82 | 33.95
PeakG | 30.83 | 44.67 | 41.32 | 41.32 | 41.32 | 33.32
PeakO | 45.95 | 58.57 | 11.49 | 0 | 0 | 0
ST | 0 | 0 | 0 | 0 | 0 | 0
STOG | 155.08 | 47.34 | 0 | 0 | 0 | 0
STWD | 2.24 | 2.81 | 2.29 | 2.29 | 2.29 | 2.29
WT | 38.48 | 59.54 | 59.54 | 59.54 | 59.54 | 59.54
IGCC | 0 | 0 | 0 | 0 | 0 | 0
DemandResponse | 0 | 0 | 0 | 0 | 0 | 0
IGCC-CCS | 0 | 0 | 0 | 0 | 0 | 0
WT_off | 0 | 0 | 0 | 0 | 0 | 0
PseudoUnit | 0 | 0 | 0 | 0 | 0 | 0
FixedInterchange | 0 | 0 | 0 | 0 | 0 | 0
Base FOM Costs by Reporting Type: PJM_ROR
ReportingType | 2015 | 2020 | 2025 | 2030 | 2035 | 2040
BM | 38.69 | 38.69 | 38.69 | 38.69 | 38.69 | 19.4
CC | 627.55 | 715.73 | 643.03 | 669.19 | 705.43 | 705.43
CSP | 0 | 0 | 0 | 0 | 0 | 0
CT | 0.19 | 0.19 | 0.19 | 0.19 | 0 | 0
Coal | 1956.05 | 810.58 | 64.22 | 64.22 | 64.22 | 64.22
Geo | 0 | 0 | 0 | 0 | 0 | 0
H | 26.17 | 33.33 | 33.33 | 33.33 | 33.33 | 33.33
LFG | 65.06 | 126.87 | 126.87 | 126.87 | 126.87 | 126.87
Nuc | 2917.4 | 3014.07 | 2917.4 | 2791.17 | 2168.76 | 4415.45
PS | 73.14 | 73.14 | 73.14 | 73.14 | 73.14 | 73.14
PV | 0.35 | 0.35 | 0.35 | 0.35 | 0.35 | 0.35
PeakG | 325.76 | 481.29 | 337.93 | 423.75 | 451.53 | 434.14
PeakO | 48.69 | 65.15 | 19.09 | 0 | 0 | 0
ST | 0 | 0 | 0 | 0 | 0 | 0
STOG | 91.71 | 97.53 | 0 | 0 | 0 | 0
STWD | 6.22 | 7.78 | 6.34 | 6.34 | 6.34 | 6.34
WT | 322.6 | 327.98 | 423.28 | 423.28 | 423.28 | 423.28
IGCC | 0 | 0 | 0 | 0 | 0 | 0
DemandResponse | 0 | 0 | 0 | 0 | 0 | 0
IGCC-CCS | 0 | 0 | 0 | 0 | 0 | 0
WT_off | 0 | 0 | 0 | 0 | 0 | 0
PseudoUnit | 0 | 0 | 0 | 0 | 0 | 0
FixedInterchange | 0 | 0 | 0 | 0 | 0 | 0
Base FOM Costs by Reporting Type: SOCO
ReportingType | 2015 | 2020 | 2025 | 2030 | 2035 | 2040
BM | 5.53 | 5.53 | 5.53 | 5.53 | 5.53 | 5.53
CC | 603.05 | 735.45 | 626.21 | 634.3 | 705.12 | 511.51
CSP | 0 | 0 | 0 | 0 | 0 | 0
CT | 0 | 0 | 0 | 0 | 0 | 0
Coal | 443.43 | 0 | 0 | 0 | 0 | 0
Geo | 0 | 0 | 0 | 0 | 0 | 0
H | 59.74 | 59.74 | 59.74 | 59.74 | 59.74 | 59.74
LFG | 4.46 | 4.46 | 17.39 | 17.39 | 17.39 | 17.39
Nuc | 850.41 | 1045.67 | 1045.67 | 1616.12 | 1757.53 | 2616.91
PS | 39.76 | 39.76 | 39.76 | 39.76 | 39.76 | 39.76
PV | 0 | 0 | 0 | 0 | 0 | 0
PeakG | 163.82 | 243.21 | 142.5 | 0 | 0 | 0
PeakO | 0 | 0 | 0 | 0 | 0 | 0
ST | 0 | 0 | 0 | 0 | 0 | 0
STOG | 0 | 0 | 0 | 0 | 0 | 0
STWD | 21.41 | 26.79 | 21.83 | 21.83 | 21.83 | 21.83
WT | 0 | 0 | 0 | 0 | 0 | 0
IGCC | 0 | 0 | 0 | 0 | 0 | 0
DemandResponse | 0 | 0 | 0 | 0 | 0 | 0
IGCC-CCS | 0 | 0 | 0 | 0 | 0 | 0
WT_off | 0 | 0 | 0 | 0 | 0 | 0
PseudoUnit | 0 | 0 | 0 | 0 | 0 | 0
FixedInterchange | 0 | 0 | 0 | 0 | 0 | 0
Base FOM Costs by Reporting Type: SPP_N
ReportingType | 2015 | 2020 | 2025 | 2030 | 2035 | 2040
BM | 0 | 0 | 0 | 0 | 0 | 0
CC | 41.13 | 52.29 | 42 | 46.53 | 51.42 | 51.42
CSP | 0 | 0 | 0 | 0 | 0 | 0
CT | 0 | 0 | 0 | 0 | 0 | 0
Coal | 548.33 | 180.06 | 13.8 | 13.8 | 13.8 | 13.8
Geo | 0 | 0 | 0 | 0 | 0 | 0
H | 0.3 | 0.3 | 0.3 | 0.3 | 0.3 | 0.3
LFG | 0.84 | 0.84 | 0.84 | 12.28 | 12.28 | 12.28
Nuc | 160.51 | 168.89 | 168.89 | 168.89 | 168.89 | 168.89
PS | 0 | 0 | 0 | 0 | 0 | 0
PV | 0 | 0 | 0 | 0 | 0 | 0
PeakG | 74.97 | 117.69 | 105.7 | 105.7 | 105.7 | 105.7
PeakO | 34.89 | 44.84 | 35.94 | 35.94 | 35.94 | 24.34
ST | 0 | 0 | 0 | 0 | 0 | 0
STOG | 38.54 | 45.6 | 0 | 0 | 0 | 0
STWD | 0 | 0 | 0 | 0 | 0 | 0
WT | 41.99 | 1065.75 | 1169.39 | 1212.14 | 1212.14 | 1212.14
IGCC | 0 | 0 | 0 | 0 | 0 | 0
DemandResponse | 0 | 0 | 0 | 0 | 0 | 0
IGCC-CCS | 0 | 0 | 0 | 0 | 0 | 0
WT_off | 0 | 0 | 0 | 0 | 0 | 0
PseudoUnit | 0 | 0 | 0 | 0 | 0 | 0
FixedInterchange | 0 | 0 | 0 | 0 | 0 | 0
Base FOM Costs by Reporting Type: SPP_S
ReportingType | 2015 | 2020 | 2025 | 2030 | 2035 | 2040
BM | 0 | 0 | 0 | 0 | 0 | 0
CC | 327.42 | 415.34 | 336.76 | 365.29 | 401.35 | 396.57
CSP | 0 | 0 | 0 | 0 | 0 | 0
CT | 2.76 | 4.77 | 4.77 | 4.77 | 2.01 | 0
Coal | 803.76 | 152.4 | 29.32 | 29.32 | 29.32 | 29.32
Geo | 0 | 0 | 0 | 0 | 0 | 0
H | 30.03 | 30.03 | 30.03 | 30.03 | 30.03 | 30.03
LFG | 2.29 | 2.29 | 2.29 | 13.72 | 13.72 | 13.72
Nuc | 0.01 | 0.01 | 0.01 | 0.01 | 0.01 | 0.01
PS | 10.59 | 10.59 | 10.59 | 10.59 | 10.59 | 10.59
PV | 0 | 0 | 0 | 0 | 0 | 0
PeakG | 60.2 | 87.93 | 62.37 | 76.78 | 82.77 | 82.77
PeakO | 3.36 | 4.54 | 3.63 | 3.63 | 3.64 | 3.18
ST | 0 | 0 | 0 | 0 | 0 | 0
STOG | 231.99 | 274.5 | 98.7 | 15.52 | 15.11 | 0
STWD | 2.69 | 3.37 | 2.75 | 2.75 | 2.75 | 2.75
WT | 90.68 | 1181.35 | 1232.3 | 1232.3 | 1232.3 | 1232.3
IGCC | 0 | 0 | 0 | 0 | 0 | 0
DemandResponse | 0 | 0 | 0 | 0 | 0 | 0
IGCC-CCS | 0 | 0 | 0 | 0 | 0 | 0
WT_off | 0 | 0 | 0 | 0 | 0 | 0
PseudoUnit | 0 | 0 | 0 | 0 | 0 | 0
FixedInterchange | 0 | 0 | 0 | 0 | 0 | 0
Base FOM Costs by Reporting Type: TVA
ReportingType | 2015 | 2020 | 2025 | 2030 | 2035 | 2040
BM | 0 | 0 | 0 | 0 | 0 | 0
CC | 199.79 | 261.82 | 228.68 | 234.54 | 254.39 | 135.99
CSP | 0 | 0 | 0 | 0 | 0 | 0
CT | 0 | 0 | 0 | 0 | 0 | 0
Coal | 476.93 | 139.49 | 0 | 0 | 0 | 0
Geo | 0 | 0 | 0 | 0 | 0 | 0
H | 72.8 | 72.8 | 72.8 | 73.19 | 73.19 | 73.19
LFG | 1.57 | 1.57 | 14.49 | 14.49 | 14.49 | 14.49
Nuc | 1153.81 | 1199.07 | 1153.81 | 1153.81 | 1018.96 | 1905.18
PS | 41.38 | 41.38 | 41.38 | 41.38 | 41.38 | 41.38
PV | 0 | 0 | 0 | 0 | 0 | 0
PeakG | 97.86 | 151.51 | 54.9 | 24.09 | 0 | 0
PeakO | 1.87 | 2.54 | 0 | 0 | 0 | 0
ST | 0 | 0 | 0 | 0 | 0 | 0
STOG | 0 | 0 | 0 | 0 | 0 | 0
STWD | 0.16 | 0.2 | 0.16 | 0.16 | 0.16 | 0.16
WT | 0.99 | 0.99 | 0.99 | 0.99 | 0.99 | 0.99
IGCC | 0 | 0 | 0 | 0 | 0 | 0
DemandResponse | 0 | 0 | 0 | 0 | 0 | 0
IGCC-CCS | 0 | 0 | 0 | 0 | 0 | 0
WT_off | 0 | 0 | 0 | 0 | 0 | 0
PseudoUnit | 0 | 0 | 0 | 0 | 0 | 0
FixedInterchange | 0 | 0 | 0 | 0 | 0 | 0
Base FOM Costs by Reporting Type: TVA_Transmission
ReportingType | 2015 | 2020 | 2025 | 2030 | 2035 | 2040
BM | 0 | 0 | 0 | 0 | 0 | 0
CC | 0 | 0 | 0 | 0 | 0 | 0
CSP | 0 | 0 | 0 | 0 | 0 | 0
CT | 0 | 0 | 0 | 0 | 0 | 0
Coal | 0 | 0 | 0 | 0 | 0 | 0
Geo | 0 | 0 | 0 | 0 | 0 | 0
H | 0 | 0 | 0 | 0 | 0 | 0
LFG | 0 | 0 | 0 | 0 | 0 | 0
Nuc | 0 | 0 | 0 | 0 | 0 | 0
PS | 0 | 0 | 0 | 0 | 0 | 0
PV | 0 | 0 | 0 | 0 | 0 | 0
PeakG | 0 | 0 | 0 | 0 | 0 | 0
PeakO | 0 | 0 | 0 | 0 | 0 | 0
ST | 0 | 0 | 0 | 0 | 0 | 0
STOG | 0 | 0 | 0 | 0 | 0 | 0
STWD | 0 | 0 | 0 | 0 | 0 | 0
WT | 0 | 0 | 0 | 0 | 0 | 0
IGCC | 0 | 0 | 0 | 0 | 0 | 0
DemandResponse | 0 | 0 | 0 | 0 | 0 | 0
IGCC-CCS | 0 | 0 | 0 | 0 | 0 | 0
WT_off | 0 | 0 | 0 | 0 | 0 | 0
PseudoUnit | 0 | 0 | 0 | 0 | 0 | 0
FixedInterchange | 0 | 0 | 0 | 0 | 0 | 0
Base FOM Costs by Reporting Type: VACAR
ReportingType | 2015 | 2020 | 2025 | 2030 | 2035 | 2040
BM | 0.09 | 1.03 | 44.53 | 44.53 | 44.53 | 44.53
CC | 267.2 | 296.62 | 263.59 | 272.24 | 286.27 | 236.5
CSP | 0 | 0 | 0 | 0 | 0 | 0
CT | 4.8 | 4.8 | 4.8 | 0.41 | 0 | 0
Coal | 636.68 | 129.52 | 24.48 | 24.48 | 24.48 | 24.48
Geo | 0 | 0 | 0 | 0 | 0 | 0
H | 30.23 | 30.23 | 30.23 | 30.23 | 30.23 | 30.23
LFG | 7.64 | 20.52 | 20.52 | 20.52 | 20.52 | 20.52
Nuc | 1664.13 | 1955.26 | 1870.92 | 2379.29 | 2240.01 | 4277.86
PS | 62.1 | 62.1 | 62.1 | 62.1 | 62.1 | 62.1
PV | 0.23 | 2.22 | 2.22 | 2.22 | 2.22 | 2.22
PeakG | 142.93 | 209.84 | 112.1 | 0 | 0 | 0
PeakO | 36.13 | 46.34 | 0 | 0 | 0 | 0
ST | 0 | 0 | 0 | 0 | 0 | 0
STOG | 4.04 | 0 | 0 | 0 | 0 | 0
STWD | 9.01 | 11.27 | 9.18 | 9.18 | 9.18 | 9.18
WT | 0.03 | 98.25 | 98.25 | 98.25 | 98.25 | 98.25
IGCC | 0 | 0 | 0 | 0 | 0 | 0
DemandResponse | 0 | 0 | 0 | 0 | 0 | 0
IGCC-CCS | 0 | 0 | 0 | 0 | 0 | 0
WT_off | 0.05 | 0.05 | 0.05 | 0.05 | 0.05 | 0.05
PseudoUnit | 0 | 0 | 0 | 0 | 0 | 0
FixedInterchange | 0 | 0 | 0 | 0 | 0 | 0
Base FOM Costs by Reporting Type: IESO
ReportingType | 2015 | 2020 | 2025 | 2030 | 2035 | 2040
BM | 32.8 | 32.8 | 32.8 | 32.8 | 32.8 | 32.8
CC | 18.17 | 18.17 | 18.17 | 18.17 | 18.17 | 18.17
CSP | 0 | 0 | 0 | 0 | 0 | 0
CT | 2.46 | 2.46 | 2.46 | 2.46 | 0 | 0
Coal | 0 | 0 | 0 | 0 | 0 | 0
Geo | 0 | 0 | 0 | 0 | 0 | 0
H | 123.83 | 123.83 | 123.83 | 123.83 | 127.39 | 127.39
LFG | 14.17 | 14.17 | 14.17 | 14.23 | 14.23 | 14.23
Nuc | 1895.33 | 1895.33 | 1895.33 | 1895.33 | 1745.37 | 2079.68
PS | 2.92 | 2.92 | 2.92 | 2.92 | 2.92 | 2.92
PV | 18.26 | 18.26 | 18.26 | 18.26 | 0.44 | 0.44
PeakG | 0 | 0 | 0 | 0 | 0 | 0
PeakO | 0 | 0 | 0 | 0 | 0 | 0
ST | 0 | 0 | 0 | 0 | 0 | 0
STOG | 0 | 0 | 0 | 0 | 0 | 0
STWD | 4.45 | 4.45 | 4.45 | 4.45 | 4.45 | 4.45
WT | 102.92 | 102.92 | 102.92 | 102.92 | 102.92 | 102.92
IGCC | 0 | 0 | 0 | 0 | 0 | 0
DemandResponse | 0 | 0 | 0 | 0 | 0 | 0
IGCC-CCS | 0 | 0 | 0 | 0 | 0 | 0
WT_off | 0 | 0 | 0 | 0 | 0 | 0
PseudoUnit | 0 | 0 | 0 | 0 | 0 | 0
FixedInterchange | 0 | 0 | 0 | 0 | 0 | 0
Base FOM Costs by Reporting Type: MAPP_CA
ReportingType | 2015 | 2020 | 2025 | 2030 | 2035 | 2040
BM | 0 | 0 | 0 | 0 | 0 | 0
CC | 25.51 | 25.51 | 3.81 | 3.81 | 3.81 | 0
CSP | 0 | 0 | 0 | 0 | 0 | 0
CT | 0 | 0 | 0 | 0 | 0 | 0
Coal | 66.3 | 0 | 0 | 0 | 0 | 0
Geo | 0 | 0 | 0 | 0 | 0 | 0
H | 92.24 | 102.13 | 123.42 | 140.85 | 148.36 | 148.36
LFG | 0 | 0 | 0 | 0 | 0 | 0
Nuc | 0.01 | 0.01 | 0.01 | 0.01 | 0.01 | 0.01
PS | 0 | 0 | 0 | 0 | 0 | 0
PV | 0 | 0 | 0 | 0 | 0 | 0
PeakG | 9.88 | 9.88 | 0 | 0 | 0 | 0
PeakO | 0.09 | 0.09 | 0 | 0 | 0 | 0
ST | 0 | 0 | 0 | 0 | 0 | 0
STOG | 5.54 | 0 | 0 | 0 | 0 | 0
STWD | 0 | 0 | 0 | 0 | 0 | 0
WT | 17.9 | 17.9 | 17.9 | 17.9 | 9.41 | 9.41
IGCC | 0 | 0 | 0 | 0 | 0 | 0
DemandResponse | 0 | 0 | 0 | 0 | 0 | 0
IGCC-CCS | 0 | 0 | 0 | 0 | 0 | 0
WT_off | 0 | 0 | 0 | 0 | 0 | 0
PseudoUnit | 0 | 0 | 0 | 0 | 0 | 0
FixedInterchange | 0 | 0 | 0 | 0 | 0 | 0
Base FOM Costs by Reporting Type: AZ_NM_SNV_Coal
ReportingType | 2015 | 2020 | 2025 | 2030 | 2035 | 2040
BM | 0 | 0 | 0 | 0 | 0 | 0
CC | 0 | 0 | 0 | 0 | 0 | 0
CSP | 0 | 0 | 0 | 0 | 0 | 0
CT | 0 | 0 | 0 | 0 | 0 | 0
Coal | 635.94 | 394.35 | 0 | 0 | 0 | 0
Geo | 0 | 0 | 0 | 0 | 0 | 0
H | 0 | 0 | 0 | 0 | 0 | 0
LFG | 0 | 0 | 0 | 0 | 0 | 0
Nuc | 0 | 0 | 0 | 0 | 0 | 0
PS | 0 | 0 | 0 | 0 | 0 | 0
PV | 0 | 0 | 0 | 0 | 0 | 0
PeakG | 0 | 0 | 0 | 0 | 0 | 0
PeakO | 0.34 | 0 | 0 | 0 | 0 | 0
ST | 0 | 0 | 0 | 0 | 0 | 0
STOG | 0 | 0 | 0 | 0 | 0 | 0
STWD | 0 | 0 | 0 | 0 | 0 | 0
WT | 0 | 0 | 0 | 0 | 0 | 0
IGCC | 0 | 0 | 0 | 0 | 0 | 0
DemandResponse | 0 | 0 | 0 | 0 | 0 | 0
IGCC-CCS | 0 | 0 | 0 | 0 | 0 | 0
WT_off | 0 | 0 | 0 | 0 | 0 | 0
PseudoUnit | 0 | 0 | 0 | 0 | 0 | 0
FixedInterchange | 0 | 0 | 0 | 0 | 0 | 0
Base FOM Costs by Reporting Type: AZ_NM_SNV_Gas
ReportingType | 2015 | 2020 | 2025 | 2030 | 2035 | 2040
BM | 0 | 0 | 0 | 0 | 0 | 0
CC | 389.83 | 493.02 | 397.9 | 292.92 | 200.45 | 192.58
CSP | 0 | 0 | 0 | 0 | 0 | 0
CT | 4.93 | 4.93 | 4.93 | 4.93 | 0 | 0
Coal | 0 | 0 | 0 | 0 | 0 | 0
Geo | 0 | 0 | 0 | 0 | 0 | 0
H | 0 | 0 | 0 | 0 | 0 | 0
LFG | 0 | 0 | 0 | 0 | 0 | 0
Nuc | 0 | 0 | 0 | 0 | 0 | 0
PS | 0 | 0 | 0 | 0 | 0 | 0
PV | 0 | 0 | 0 | 0 | 0 | 0
PeakG | 63.97 | 64.09 | 0 | 0 | 0 | 0
PeakO | 0 | 0 | 0 | 0 | 0 | 0
ST | 0 | 0 | 0 | 0 | 0 | 0
STOG | 0 | 0 | 0 | 0 | 0 | 0
STWD | 0 | 0 | 0 | 0 | 0 | 0
WT | 0 | 0 | 0 | 0 | 0 | 0
IGCC | 0 | 0 | 0 | 0 | 0 | 0
DemandResponse | 0 | 0 | 0 | 0 | 0 | 0
IGCC-CCS | 0 | 0 | 0 | 0 | 0 | 0
WT_off | 0 | 0 | 0 | 0 | 0 | 0
PseudoUnit | 0 | 0 | 0 | 0 | 0 | 0
FixedInterchange | 0 | 0 | 0 | 0 | 0 | 0
Base FOM Costs by Reporting Type: AZ_NM_SNV_NucRenew
ReportingType | 2015 | 2020 | 2025 | 2030 | 2035 | 2040
BM | 0 | 0 | 0 | 0 | 0 | 0
CC | 0 | 0 | 0 | 0 | 0 | 0
CSP | 0 | 0 | 0 | 0 | 0 | 0
CT | 0 | 0 | 0 | 0 | 0 | 0
Coal | 0 | 0 | 0 | 0 | 0 | 0
Geo | 0 | 0 | 122.18 | 122.18 | 122.18 | 122.18
H | 44.6 | 44.6 | 44.6 | 44.6 | 44.6 | 44.6
LFG | 0.84 | 0.84 | 8.14 | 8.14 | 8.14 | 8.14
Nuc | 484.16 | 564.17 | 564.17 | 874.75 | 1233.36 | 1249.7
PS | 5.13 | 5.13 | 5.13 | 5.13 | 5.13 | 5.13
PV | 2.38 | 2.38 | 2.38 | 2.38 | 2.38 | 2.38
PeakG | 0 | 0 | 0 | 0 | 0 | 0
PeakO | 0 | 0 | 0 | 0 | 0 | 0
ST | 17.92 | 42.46 | 55.33 | 56.21 | 56.21 | 56.21
STOG | 0 | 0 | 0 | 0 | 0 | 0
STWD | 0.83 | 1.04 | 0.85 | 0.85 | 0.85 | 0.85
WT | 17.57 | 320.14 | 320.14 | 325.15 | 330.09 | 335.37
IGCC | 0 | 0 | 0 | 0 | 0 | 0
DemandResponse | 0 | 0 | 0 | 0 | 0 | 0
IGCC-CCS | 0 | 0 | 0 | 0 | 0 | 0
WT_off | 0 | 0 | 0 | 0 | 0 | 0
PseudoUnit | 0 | 0 | 0 | 0 | 0 | 0
FixedInterchange | 0 | 0 | 0 | 0 | 0 | 0
Base FOM Costs by Reporting Type: ERCOT
ReportingType | 2015 | 2020 | 2025 | 2030 | 2035 | 2040
BM | 14.57 | 14.57 | 14.57 | 14.57 | 14.57 | 14.57
CC | 1103.67 | 1343.06 | 1149.04 | 1177.74 | 1295.41 | 1132.56
CSP | 0 | 0 | 0 | 0 | 0 | 0
CT | 1.67 | 1.67 | 1.67 | 1.67 | 0 | 0
Coal | 235.13 | 147.87 | 59.94 | 59.94 | 59.94 | 59.94
Geo | 0 | 0 | 0 | 0 | 0 | 0
H | 8.05 | 8.05 | 8.05 | 8.05 | 8.05 | 8.05
LFG | 9.05 | 9.05 | 51.64 | 51.64 | 51.64 | 51.64
Nuc | 574.09 | 734.71 | 741.22 | 755.02 | 800.18 | 1164.04
PS | 0 | 0 | 0 | 0 | 0 | 0
PV | 0.25 | 0.25 | 0.25 | 0.25 | 0.01 | 0.01
PeakG | 80.63 | 119.03 | 114.62 | 77.97 | 52.67 | 31.52
PeakO | 1.29 | 1.86 | 0 | 0 | 0 | 0
ST | 0 | 0 | 0 | 0 | 0 | 0
STOG | 551.61 | 364.8 | 0 | 0 | 0 | 0
STWD | 0 | 0 | 0 | 0 | 0 | 0
WT | 315.42 | 444.78 | 817.89 | 817.89 | 817.89 | 804.2
IGCC | 0 | 0 | 0 | 0 | 0 | 0
DemandResponse | 0 | 0 | 0 | 0 | 0 | 0
IGCC-CCS | 0 | 0 | 0 | 0 | 0 | 0
WT_off | 0 | 0 | 0 | 0 | 0 | 0
PseudoUnit | 0 | 0 | 0 | 0 | 0 | 0
FixedInterchange | 0 | 0 | 0 | 0 | 0 | 0
Base FOM Costs by Reporting Type: NP15
ReportingType | 2015 | 2020 | 2025 | 2030 | 2035 | 2040
BM | 0 | 0 | 0 | 0 | 0 | 0
CC | 205.4 | 258.04 | 196.78 | 148.62 | 172.45 | 30.36
CSP | 0 | 0 | 0 | 0 | 0 | 0
CT | 1.42 | 1.42 | 1.42 | 1.42 | 0 | 0
Coal | 10.94 | 0 | 0 | 0 | 0 | 0
Geo | 100.8 | 151.36 | 151.36 | 151.36 | 151.36 | 151.36
H | 125.7 | 125.7 | 125.7 | 125.7 | 125.7 | 125.7
LFG | 10.26 | 55.79 | 78.24 | 78.24 | 78.24 | 78.24
Nuc | 302.44 | 364.27 | 334.86 | 334.86 | 429.72 | 766.74
PS | 53.58 | 53.58 | 53.58 | 53.58 | 53.58 | 53.58
PV | 0.89 | 0.89 | 0.89 | 0.89 | 0.89 | 0.89
PeakG | 56.04 | 82.34 | 47.17 | 27.55 | 0 | 0
PeakO | 10.26 | 13.08 | 0 | 0 | 0 | 0
ST | 1.86 | 1.86 | 1.86 | 1.86 | 1.86 | 1.86
STOG | 112.88 | 0 | 0 | 0 | 0 | 0
STWD | 14.17 | 17.73 | 14.44 | 14.44 | 14.44 | 14.44
WT | 40.21 | 64.52 | 115.89 | 132.82 | 132.82 | 132.82
IGCC | 0 | 0 | 0 | 0 | 0 | 0
DemandResponse | 0 | 0 | 0 | 0 | 0 | 0
IGCC-CCS | 0 | 0 | 0 | 0 | 0 | 0
WT_off | 0 | 0 | 0 | 0 | 0 | 0
PseudoUnit | 0 | 0 | 0 | 0 | 0 | 0
FixedInterchange | 0 | 0 | 0 | 0 | 0 | 0
Base FOM Costs by Reporting Type: NWPP_Coal
ReportingType | 2015 | 2020 | 2025 | 2030 | 2035 | 2040
BM | 0 | 0 | 0 | 0 | 0 | 0
CC | 0 | 0 | 0 | 0 | 0 | 0
CSP | 0 | 0 | 0 | 0 | 0 | 0
CT | 0 | 0 | 0 | 0 | 0 | 0
Coal | 462.83 | 339.26 | 11.72 | 12.11 | 12.58 | 14.69
Geo | 0 | 0 | 0 | 0 | 0 | 0
H | 0 | 0 | 0 | 0 | 0 | 0
LFG | 0 | 0 | 0 | 0 | 0 | 0
Nuc | 0 | 0 | 0 | 0 | 0 | 0
PS | 0 | 0 | 0 | 0 | 0 | 0
PV | 0 | 0 | 0 | 0 | 0 | 0
PeakG | 0 | 0 | 0 | 0 | 0 | 0
PeakO | 0 | 0 | 0 | 0 | 0 | 0
ST | 0 | 0 | 0 | 0 | 0 | 0
STOG | 0 | 0 | 0 | 0 | 0 | 0
STWD | 0 | 0 | 0 | 0 | 0 | 0
WT | 0 | 0 | 0 | 0 | 0 | 0
IGCC | 0 | 0 | 0 | 0 | 0 | 0
DemandResponse | 0 | 0 | 0 | 0 | 0 | 0
IGCC-CCS | 0 | 0 | 0 | 0 | 0 | 0
WT_off | 0 | 0 | 0 | 0 | 0 | 0
PseudoUnit | 0 | 0 | 0 | 0 | 0 | 0
FixedInterchange | 0 | 0 | 0 | 0 | 0 | 0
Base FOM Costs by Reporting Type: NWPP_Gas
ReportingType | 2015 | 2020 | 2025 | 2030 | 2035 | 2040
BM | 0 | 0 | 0 | 0 | 0 | 0
CC | 192.07 | 262.01 | 215.04 | 35.18 | 23.3 | 18.98
CSP | 0 | 0 | 0 | 0 | 0 | 0
CT | 1 | 1 | 1 | 1 | 0 | 0
Coal | 0 | 0 | 0 | 0 | 0 | 0
Geo | 0 | 0 | 0 | 0 | 0 | 0
H | 0 | 0 | 0 | 0 | 0 | 0
LFG | 0 | 0 | 0 | 0 | 0 | 0
Nuc | 0 | 0 | 0 | 0 | 0 | 0
PS | 0 | 0 | 0 | 0 | 0 | 0
PV | 0 | 0 | 0 | 0 | 0 | 0
PeakG | 0 | 0 | 0 | 0 | 0 | 0
PeakO | 0 | 0 | 0 | 0 | 0 | 0
ST | 0 | 0 | 0 | 0 | 0 | 0
STOG | 0 | 0 | 0 | 0 | 0 | 0
STWD | 0 | 0 | 0 | 0 | 0 | 0
WT | 0 | 0 | 0 | 0 | 0 | 0
IGCC | 0 | 0 | 0 | 0 | 0 | 0
DemandResponse | 0 | 0 | 0 | 0 | 0 | 0
IGCC-CCS | 0 | 0 | 0 | 0 | 0 | 0
WT_off | 0 | 0 | 0 | 0 | 0 | 0
PseudoUnit | 0 | 0 | 0 | 0 | 0 | 0
FixedInterchange | 0 | 0 | 0 | 0 | 0 | 0
Base FOM Costs by Reporting Type: NWPP_NucRenew
ReportingType | 2015 | 2020 | 2025 | 2030 | 2035 | 2040
BM | 3.27 | 3.27 | 3.27 | 3.27 | 3.27 | 3.27
CC | 0 | 0 | 0 | 0 | 0 | 0
CSP | 0 | 0 | 0 | 0 | 0 | 0
CT | 0 | 0 | 0 | 0 | 0 | 0
Coal | 0 | 0 | 0 | 0 | 0 | 0
Geo | 35.81 | 37.92 | 72.38 | 72.38 | 72.38 | 72.38
H | 480.54 | 480.54 | 480.54 | 480.54 | 480.54 | 480.54
LFG | 15.5 | 15.5 | 44.91 | 44.91 | 44.91 | 44.91
Nuc | 164.67 | 164.67 | 164.67 | 799.87 | 799.87 | 885.68
PS | 6.12 | 6.12 | 6.12 | 6.12 | 6.12 | 6.12
PV | 0.04 | 0.04 | 0.04 | 0.04 | 0.04 | 0.04
PeakG | 0 | 0 | 0 | 0 | 0 | 0
PeakO | 0 | 0 | 0 | 0 | 0 | 0
ST | 0 | 0 | 0 | 0 | 0 | 0
STOG | 0 | 0 | 0 | 0 | 0 | 0
STWD | 17.98 | 22.5 | 18.33 | 18.33 | 18.33 | 18.33
WT | 228.93 | 228.93 | 228.93 | 228.93 | 228.93 | 228.93
IGCC | 0 | 0 | 0 | 0 | 0 | 0
DemandResponse | 0 | 0 | 0 | 0 | 0 | 0
IGCC-CCS | 0 | 0 | 0 | 0 | 0 | 0
WT_off | 0 | 0 | 0 | 0 | 0 | 0
PseudoUnit | 0 | 0 | 0 | 0 | 0 | 0
FixedInterchange | 0 | 0 | 0 | 0 | 0 | 0
Base FOM Costs by Reporting Type: RMPA
ReportingType | 2015 | 2020 | 2025 | 2030 | 2035 | 2040
BM | 0 | 0 | 0 | 0 | 0 | 0
CC | 55.51 | 84.77 | 70.88 | 83.59 | 83.59 | 83.59
CSP | 0 | 0 | 0 | 0 | 0 | 0
CT | 1.02 | 1.02 | 1.02 | 1.02 | 0 | 0
Coal | 461.61 | 308.25 | 48.4 | 49.68 | 50.04 | 57
Geo | 0 | 0 | 216.56 | 216.56 | 216.56 | 216.56
H | 13.99 | 13.99 | 13.99 | 13.99 | 13.99 | 13.99
LFG | 0.89 | 0.89 | 4.37 | 4.37 | 4.37 | 4.37
Nuc | 0.01 | 0.01 | 12.58 | 157.33 | 169.67 | 201.69
PS | 13.37 | 13.37 | 13.37 | 13.37 | 13.37 | 13.37
PV | 0.31 | 0.31 | 0.31 | 0.31 | 0.31 | 0.31
PeakG | 46.54 | 69.09 | 48.3 | 24.66 | 28.07 | 18.85
PeakO | 0 | 0 | 0 | 0 | 0 | 0
ST | 0.19 | 22.01 | 22.3 | 22.6 | 22.6 | 22.6
STOG | 0 | 0 | 0 | 0 | 0 | 0
STWD | 0 | 0 | 0 | 0 | 0 | 0
WT | 67.62 | 168.01 | 170.05 | 172.12 | 174.34 | 176.6
IGCC | 0 | 0 | 0 | 0 | 0 | 0
DemandResponse | 0 | 0 | 0 | 0 | 0 | 0
IGCC-CCS | 0 | 0 | 0 | 0 | 0 | 0
WT_off | 0 | 0 | 0 | 0 | 0 | 0
PseudoUnit | 0 | 0 | 0 | 0 | 0 | 0
FixedInterchange | 0 | 0 | 0 | 0 | 0 | 0
Base FOM Costs by Reporting Type: SP15
ReportingType | 2015 | 2020 | 2025 | 2030 | 2035 | 2040
BM | 0.6 | 0.6 | 0.6 | 0.6 | 0.6 | 0.6
CC | 355.59 | 433.48 | 351.41 | 329.68 | 349.85 | 329.82
CSP | 0 | 0 | 0 | 0 | 0 | 0
CT | 0 | 0 | 0 | 0 | 0 | 0
Coal | 11.02 | 8.11 | 0 | 0 | 0 | 0
Geo | 86.16 | 208.35 | 208.35 | 208.35 | 208.35 | 208.35
H | 16.57 | 16.57 | 16.57 | 16.57 | 16.57 | 16.57
LFG | 26.93 | 93.8 | 93.8 | 93.8 | 93.8 | 93.8
Nuc | 327.58 | 356.35 | 327.58 | 327.58 | 327.58 | 447.86
PS | 34.19 | 34.19 | 34.19 | 34.19 | 34.19 | 34.19
PV | 1.87 | 1.87 | 1.87 | 1.87 | 1.87 | 1.87
PeakG | 76.73 | 111.44 | 93.22 | 103.59 | 103.59 | 103.59
PeakO | 1.47 | 1.91 | 0 | 0 | 0 | 0
ST | 28.67 | 28.67 | 28.67 | 28.67 | 28.67 | 28.67
STOG | 173.25 | 25.53 | 0 | 0 | 0 | 0
STWD | 3.81 | 4.77 | 3.89 | 3.89 | 3.89 | 3.89
WT | 71.03 | 71.03 | 71.03 | 468.68 | 468.68 | 468.68
IGCC | 0 | 0 | 0 | 0 | 0 | 0
DemandResponse | 0 | 0 | 0 | 0 | 0 | 0
IGCC-CCS | 0 | 0 | 0 | 0 | 0 | 0
WT_off | 0 | 0 | 0 | 0 | 0 | 0
PseudoUnit | 0 | 0 | 0 | 0 | 0 | 0
FixedInterchange | 0 | 0 | 0 | 0 | 0 | 0
Base FOM Costs by Reporting Type: ALB
ReportingType | 2015 | 2020 | 2025 | 2030 | 2035 | 2040
BM | 0 | 0 | 0 | 0 | 0 | 0
CC | 67.36 | 67.36 | 69.76 | 2.02 | 2.02 | 0
CSP | 0 | 0 | 0 | 0 | 0 | 0
CT | 1.35 | 1.35 | 1.35 | 1.35 | 0 | 0
Coal | 380.9 | 399.22 | 407.03 | 14.69 | 14.69 | 14.69
Geo | 0 | 0 | 0 | 0 | 0 | 0
H | 12.99 | 12.99 | 12.99 | 12.99 | 12.99 | 12.99
LFG | 1.21 | 1.21 | 1.21 | 1.21 | 1.21 | 1.21
Nuc | 0.01 | 0.01 | 0.01 | 726.75 | 763.68 | 787.51
PS | 0 | 0 | 0 | 0 | 0 | 0
PV | 0 | 0 | 0 | 0 | 0 | 0
PeakG | 18.19 | 9.35 | 0 | 0 | 0 | 0
PeakO | 0 | 0 | 0 | 0 | 0 | 0
ST | 0 | 0 | 0 | 0 | 0 | 0
STOG | 0 | 0 | 0 | 0 | 0 | 0
STWD | 5.58 | 5.58 | 5.58 | 5.58 | 5.58 | 5.58
WT | 22.94 | 22.94 | 22.94 | 22.94 | 22.94 | 22.94
IGCC | 0 | 0 | 0 | 0 | 0 | 0
DemandResponse | 0 | 0 | 0 | 0 | 0 | 0
IGCC-CCS | 0 | 0 | 0 | 0 | 0 | 0
WT_off | 0 | 0 | 0 | 0 | 0 | 0
PseudoUnit | 0 | 0 | 0 | 0 | 0 | 0
FixedInterchange | 0 | 0 | 0 | 0 | 0 | 0
Base FOM Costs by Reporting Type: BC
ReportingType | 2015 | 2020 | 2025 | 2030 | 2035 | 2040
BM | 0 | 0 | 0 | 0 | 0 | 0
CC | 17.06 | 17.06 | 17.06 | 10.97 | 10.97 | 0
CSP | 0 | 0 | 0 | 0 | 0 | 0
CT | 0 | 0 | 0 | 0 | 0 | 0
Coal | 0 | 0 | 0 | 0 | 0 | 0
Geo | 0 | 0 | 0 | 0 | 0 | 0
H | 173.22 | 173.22 | 173.22 | 173.22 | 173.22 | 173.22
LFG | 2.9 | 2.9 | 2.9 | 2.9 | 2.9 | 2.9
Nuc | 0.01 | 0.01 | 0.01 | 0.01 | 30.58 | 30.58
PS | 0 | 0 | 0 | 0 | 0 | 0
PV | 0 | 0 | 0 | 0 | 0 | 0
PeakG | 0 | 0 | 0 | 0 | 0 | 0
PeakO | 0 | 0 | 0 | 0 | 0 | 0
ST | 0 | 0 | 0 | 0 | 0 | 0
STOG | 0 | 0 | 0 | 0 | 0 | 0
STWD | 16.34 | 16.34 | 16.34 | 16.34 | 16.34 | 16.34
WT | 7.53 | 7.53 | 7.53 | 7.53 | 7.53 | 7.53
IGCC | 0 | 0 | 0 | 0 | 0 | 0
DemandResponse | 0 | 0 | 0 | 0 | 0 | 0
IGCC-CCS | 0 | 0 | 0 | 0 | 0 | 0
WT_off | 0 | 0 | 0 | 0 | 0 | 0
PseudoUnit | 0 | 0 | 0 | 0 | 0 | 0
FixedInterchange | 0 | 0 | 0 | 0 | 0 | 0
Base FOM Costs by Reporting Type: HQ_IESO
ReportingType | 2015 | 2020 | 2025 | 2030 | 2035 | 2040
BM | 0 | 0 | 0 | 0 | 0 | 0
CC | 0 | 0 | 0 | 0 | 0 | 0
CSP | 0 | 0 | 0 | 0 | 0 | 0
CT | 0 | 0 | 0 | 0 | 0 | 0
Coal | 0 | 0 | 0 | 0 | 0 | 0
Geo | 0 | 0 | 0 | 0 | 0 | 0
H | 0 | 0 | 0 | 0 | 0 | 0
LFG | 0 | 0 | 0 | 0 | 0 | 0
Nuc | 0.01 | 0.01 | 0.01 | 0.01 | 0.01 | 0.01
PS | 0 | 0 | 0 | 0 | 0 | 0
PV | 0 | 0 | 0 | 0 | 0 | 0
PeakG | 0 | 0 | 0 | 0 | 0 | 0
PeakO | 0 | 0 | 0 | 0 | 0 | 0
ST | 0 | 0 | 0 | 0 | 0 | 0
STOG | 0 | 0 | 0 | 0 | 0 | 0
STWD | 0 | 0 | 0 | 0 | 0 | 0
WT | 0 | 0 | 0 | 0 | 0 | 0
IGCC | 0 | 0 | 0 | 0 | 0 | 0
DemandResponse | 0 | 0 | 0 | 0 | 0 | 0
IGCC-CCS | 0 | 0 | 0 | 0 | 0 | 0
WT_off | 0 | 0 | 0 | 0 | 0 | 0
PseudoUnit | 0 | 0 | 0 | 19.85 | 26.32 | 26.32
FixedInterchange | 0 | 0 | 0 | 0 | 0 | 0
Base FOM Costs by Reporting Type: HQ_NEISO
ReportingType | 2015 | 2020 | 2025 | 2030 | 2035 | 2040
BM | 0 | 0 | 0 | 0 | 0 | 0
CC | 0 | 0 | 0 | 0 | 0 | 0
CSP | 0 | 0 | 0 | 0 | 0 | 0
CT | 0 | 0 | 0 | 0 | 0 | 0
Coal | 0 | 0 | 0 | 0 | 0 | 0
Geo | 0 | 0 | 0 | 0 | 0 | 0
H | 0 | 0 | 0 | 0 | 0 | 0
LFG | 0 | 0 | 0 | 0 | 0 | 0
Nuc | 0.01 | 0.01 | 0.01 | 0.01 | 0.01 | 0.01
PS | 0 | 0 | 0 | 0 | 0 | 0
PV | 0 | 0 | 0 | 0 | 0 | 0
PeakG | 0 | 0 | 0 | 0 | 0 | 0
PeakO | 0 | 0 | 0 | 0 | 0 | 0
ST | 0 | 0 | 0 | 0 | 0 | 0
STOG | 0 | 0 | 0 | 0 | 0 | 0
STWD | 0 | 0 | 0 | 0 | 0 | 0
WT | 0 | 0 | 0 | 0 | 0 | 0
IGCC | 0 | 0 | 0 | 0 | 0 | 0
DemandResponse | 0 | 0 | 0 | 0 | 0 | 0
IGCC-CCS | 0 | 0 | 0 | 0 | 0 | 0
WT_off | 0 | 0 | 0 | 0 | 0 | 0
PseudoUnit | 0 | 0 | 0 | 8.35 | 15.83 | 15.83
FixedInterchange | 0 | 0 | 0 | 0 | 0 | 0
Base FOM Costs by Reporting Type: HQ_NY
ReportingType | 2015 | 2020 | 2025 | 2030 | 2035 | 2040
BM | 0 | 0 | 0 | 0 | 0 | 0
CC | 0 | 0 | 0 | 0 | 0 | 0
CSP | 0 | 0 | 0 | 0 | 0 | 0
CT | 0 | 0 | 0 | 0 | 0 | 0
Coal | 0 | 0 | 0 | 0 | 0 | 0
Geo | 0 | 0 | 0 | 0 | 0 | 0
H | 0 | 0 | 0 | 0 | 0 | 0
LFG | 0 | 0 | 0 | 0 | 0 | 0
Nuc | 0.01 | 0.01 | 0.01 | 0.01 | 0.01 | 0.01
PS | 0 | 0 | 0 | 0 | 0 | 0
PV | 0 | 0 | 0 | 0 | 0 | 0
PeakG | 0 | 0 | 0 | 0 | 0 | 0
PeakO | 0 | 0 | 0 | 0 | 0 | 0
ST | 0 | 0 | 0 | 0 | 0 | 0
STOG | 0 | 0 | 0 | 0 | 0 | 0
STWD | 0 | 0 | 0 | 0 | 0 | 0
WT | 0 | 0 | 0 | 0 | 0 | 0
IGCC | 0 | 0 | 0 | 0 | 0 | 0
DemandResponse | 0 | 0 | 0 | 0 | 0 | 0
IGCC-CCS | 0 | 0 | 0 | 0 | 0 | 0
WT_off | 0 | 0 | 0 | 0 | 0 | 0
PseudoUnit | 0 | 0 | 26.57 | 33.22 | 33.22 | 33.22
FixedInterchange | 0 | 0 | 0 | 0 | 0 | 0
Base FOM Costs by Reporting Type: MARITIMES
ReportingType | 2015 | 2020 | 2025 | 2030 | 2035 | 2040
BM | 0 | 0 | 0 | 0 | 0 | 0
CC | 0 | 0 | 0 | 0 | 0 | 0
CSP | 0 | 0 | 0 | 0 | 0 | 0
CT | 0 | 0 | 0 | 0 | 0 | 0
Coal | 0 | 0 | 0 | 0 | 0 | 0
Geo | 0 | 0 | 0 | 0 | 0 | 0
H | 0 | 0 | 0 | 0 | 0 | 0
LFG | 0 | 0 | 0 | 0 | 0 | 0
Nuc | 0.01 | 0.01 | 0.01 | 0.01 | 0.01 | 0.01
PS | 0 | 0 | 0 | 0 | 0 | 0
PV | 0 | 0 | 0 | 0 | 0 | 0
PeakG | 0 | 0 | 0 | 0 | 0 | 0
PeakO | 0 | 0 | 0 | 0 | 0 | 0
ST | 0 | 0 | 0 | 0 | 0 | 0
STOG | 0 | 0 | 0 | 0 | 0 | 0
STWD | 0 | 0 | 0 | 0 | 0 | 0
WT | 0 | 0 | 0 | 0 | 0 | 0
IGCC | 0 | 0 | 0 | 0 | 0 | 0
DemandResponse | 0 | 0 | 0 | 0 | 0 | 0
IGCC-CCS | 0 | 0 | 0 | 0 | 0 | 0
WT_off | 0 | 0 | 0 | 0 | 0 | 0
PseudoUnit | 0 | 0 | 0 | 5.8 | 7.12 | 7.12
FixedInterchange | 0 | 0 | 0 | 0 | 0 | 0
Base FOM Costs by Reporting Type: All
ReportingType | 2015 | 2020 | 2025 | 2030 | 2035 | 2040
BM | 125.73 | 126.67 | 170.17 | 170.17 | 170.17 | 150.87
CC | 7264.24 | 9056.23 | 7496.67 | 6883.05 | 7418.59 | 6690.7
CSP | 0 | 0 | 0 | 0 | 0 | 0
CT | 42.8 | 44.81 | 44.81 | 40.13 | 2.75 | 0.75
Coal | 11438.19 | 4561.01 | 844.89 | 453.15 | 457.44 | 481.72
Geo | 226.72 | 401.57 | 774.79 | 774.79 | 774.79 | 774.79
H | 1511 | 1528.07 | 1573.63 | 1591.44 | 1602.51 | 1602.56
LFG | 498.94 | 733.94 | 999.86 | 1086.97 | 1086.97 | 1086.97
Nuc | 16696.36 | 17842.96 | 17437.67 | 22165.86 | 20542.2 | 30082.68
PS | 517.25 | 517.25 | 517.25 | 517.25 | 517.25 | 517.25
PV | 26.7 | 59.4 | 73.52 | 74.88 | 55.85 | 53.98
PeakG | 2025.49 | 2914.19 | 1894.05 | 1580.81 | 1544.57 | 1401.25
PeakO | 506.05 | 604.87 | 191.76 | 91.65 | 91.66 | 71.66
ST | 48.64 | 95 | 108.16 | 109.34 | 109.34 | 109.34
STOG | 1889.2 | 1294.1 | 159.66 | 76.48 | 76.06 | 60.96
STWD | 155.57 | 171.75 | 144.84 | 144.84 | 144.84 | 144.84
WT | 2034.5 | 5560.3 | 8367.32 | 9632.04 | 9726.14 | 9719.99
IGCC | 30.22 | 30.22 | 30.22 | 30.22 | 30.22 | 30.22
DemandResponse | 0 | 0 | 0 | 0 | 0 | 0
IGCC-CCS | 0 | 0 | 0 | 0 | 0 | 0
WT_off | 25.01 | 25.01 | 83.68 | 83.68 | 58.72 | 58.72
PseudoUnit | 0 | 0 | 26.57 | 67.23 | 82.49 | 82.49
FixedInterchange | 0 | 0 | 0 | 0 | 0 | 0
Base FOM Costs by Reporting Type: EI_US
ReportingType | 2015 | 2020 | 2025 | 2030 | 2035 | 2040
BM | 74.48 | 75.42 | 118.93 | 118.93 | 118.93 | 99.63
CC | 4834.07 | 6053.76 | 5006.82 | 4780.35 | 5258.57 | 4884.65
CSP | 0 | 0 | 0 | 0 | 0 | 0
CT | 28.95 | 30.95 | 30.95 | 26.27 | 2.75 | 0.75
Coal | 9173.52 | 2963.94 | 317.8 | 316.73 | 320.2 | 335.4
Geo | 3.95 | 3.95 | 3.95 | 3.95 | 3.95 | 3.95
H | 419.29 | 426.46 | 450.73 | 451.11 | 451.11 | 451.16
LFG | 417.2 | 539.79 | 700.46 | 787.52 | 787.52 | 787.52
Nuc | 12948.03 | 13763.39 | 13397.21 | 16294.33 | 14242.16 | 22469.17
PS | 401.94 | 401.94 | 401.94 | 401.94 | 401.94 | 401.94
PV | 2.71 | 35.41 | 49.52 | 50.88 | 49.92 | 48.04
PeakG | 1673.5 | 2448.96 | 1590.73 | 1347.03 | 1360.24 | 1247.29
PeakO | 492.6 | 587.93 | 191.76 | 91.65 | 91.66 | 71.66
ST | 0 | 0 | 0 | 0 | 0 | 0
STOG | 1045.92 | 903.77 | 159.66 | 76.48 | 76.06 | 60.96
STWD | 92.4 | 99.33 | 80.95 | 80.95 | 80.95 | 80.95
WT | 1142.42 | 4111.58 | 6492.09 | 7335.15 | 7430.59 | 7430.59
IGCC | 30.22 | 30.22 | 30.22 | 30.22 | 30.22 | 30.22
DemandResponse | 0 | 0 | 0 | 0 | 0 | 0
IGCC-CCS | 0 | 0 | 0 | 0 | 0 | 0
WT_off | 25.01 | 25.01 | 83.68 | 83.68 | 58.72 | 58.72
PseudoUnit | 0 | 0 | 26.57 | 47.38 | 56.18 | 56.18
FixedInterchange | 0 | 0 | 0 | 0 | 0 | 0
Base FOM Costs by Reporting Type: EI_Canada
ReportingType | 2015 | 2020 | 2025 | 2030 | 2035 | 2040
BM | 32.8 | 32.8 | 32.8 | 32.8 | 32.8 | 32.8
CC | 43.68 | 43.68 | 21.98 | 21.98 | 21.98 | 18.17
CSP | 0 | 0 | 0 | 0 | 0 | 0
CT | 2.46 | 2.46 | 2.46 | 2.46 | 0 | 0
Coal | 66.3 | 0 | 0 | 0 | 0 | 0
Geo | 0 | 0 | 0 | 0 | 0 | 0
H | 216.06 | 225.96 | 247.25 | 264.68 | 275.75 | 275.75
LFG | 14.17 | 14.17 | 14.17 | 14.23 | 14.23 | 14.23
Nuc | 1895.36 | 1895.36 | 1895.36 | 1895.36 | 1745.4 | 2079.7
PS | 2.92 | 2.92 | 2.92 | 2.92 | 2.92 | 2.92
PV | 18.26 | 18.26 | 18.26 | 18.26 | 0.44 | 0.44
PeakG | 9.88 | 9.88 | 0 | 0 | 0 | 0
PeakO | 0.09 | 0.09 | 0 | 0 | 0 | 0
ST | 0 | 0 | 0 | 0 | 0 | 0
STOG | 5.54 | 0 | 0 | 0 | 0 | 0
STWD | 4.45 | 4.45 | 4.45 | 4.45 | 4.45 | 4.45
WT | 120.82 | 120.82 | 120.82 | 120.82 | 112.33 | 112.33
IGCC | 0 | 0 | 0 | 0 | 0 | 0
DemandResponse | 0 | 0 | 0 | 0 | 0 | 0
IGCC-CCS | 0 | 0 | 0 | 0 | 0 | 0
WT_off | 0 | 0 | 0 | 0 | 0 | 0
PseudoUnit | 0 | 0 | 0 | 19.85 | 26.32 | 26.32
FixedInterchange | 0 | 0 | 0 | 0 | 0 | 0
Base FOM Costs by Reporting Type: EI
ReportingType | 2015 | 2020 | 2025 | 2030 | 2035 | 2040
BM | 107.28 | 108.22 | 151.72 | 151.72 | 151.72 | 132.43
CC | 4877.75 | 6097.43 | 5028.81 | 4802.33 | 5280.55 | 4902.82
CSP | 0 | 0 | 0 | 0 | 0 | 0
CT | 31.41 | 33.42 | 33.42 | 28.73 | 2.75 | 0.75
Coal | 9239.81 | 2963.94 | 317.8 | 316.73 | 320.2 | 335.4
Geo | 3.95 | 3.95 | 3.95 | 3.95 | 3.95 | 3.95
H | 635.35 | 652.42 | 697.98 | 715.79 | 726.86 | 726.91
LFG | 431.38 | 553.96 | 714.64 | 801.75 | 801.75 | 801.75
Nuc | 14843.39 | 15658.74 | 15292.56 | 18189.68 | 15987.55 | 24548.87
PS | 404.86 | 404.86 | 404.86 | 404.86 | 404.86 | 404.86
PV | 20.97 | 53.67 | 67.79 | 69.15 | 50.36 | 48.48
PeakG | 1683.38 | 2458.84 | 1590.73 | 1347.03 | 1360.24 | 1247.29
PeakO | 492.69 | 588.02 | 191.76 | 91.65 | 91.66 | 71.66
ST | 0 | 0 | 0 | 0 | 0 | 0
STOG | 1051.46 | 903.77 | 159.66 | 76.48 | 76.06 | 60.96
STWD | 96.85 | 103.79 | 85.4 | 85.4 | 85.4 | 85.4
WT | 1263.24 | 4232.4 | 6612.92 | 7455.97 | 7542.92 | 7542.92
IGCC | 30.22 | 30.22 | 30.22 | 30.22 | 30.22 | 30.22
DemandResponse | 0 | 0 | 0 | 0 | 0 | 0
IGCC-CCS | 0 | 0 | 0 | 0 | 0 | 0
WT_off | 25.01 | 25.01 | 83.68 | 83.68 | 58.72 | 58.72
PseudoUnit | 0 | 0 | 26.57 | 67.23 | 82.49 | 82.49
FixedInterchange | 0 | 0 | 0 | 0 | 0 | 0
Base FOM Costs by Reporting Type: Outside_EI
ReportingType | 2015 | 2020 | 2025 | 2030 | 2035 | 2040
BM | 18.45 | 18.45 | 18.45 | 18.45 | 18.45 | 18.45
CC | 2386.49 | 2958.8 | 2467.86 | 2080.72 | 2138.04 | 1787.88
CSP | 0 | 0 | 0 | 0 | 0 | 0
CT | 11.39 | 11.39 | 11.39 | 11.39 | 0 | 0
Coal | 2198.38 | 1597.06 | 527.09 | 136.42 | 137.24 | 146.32
Geo | 222.78 | 397.63 | 770.84 | 770.84 | 770.84 | 770.84
H | 875.65 | 875.65 | 875.65 | 875.65 | 875.65 | 875.65
LFG | 67.56 | 179.98 | 285.22 | 285.22 | 285.22 | 285.22
Nuc | 1852.97 | 2184.21 | 2145.11 | 3976.17 | 4554.65 | 5533.81
PS | 112.39 | 112.39 | 112.39 | 112.39 | 112.39 | 112.39
PV | 5.73 | 5.73 | 5.73 | 5.73 | 5.5 | 5.5
PeakG | 342.11 | 455.34 | 303.32 | 233.77 | 184.33 | 153.96
PeakO | 13.36 | 16.85 | 0 | 0 | 0 | 0
ST | 48.64 | 95 | 108.16 | 109.34 | 109.34 | 109.34
STOG | 837.74 | 390.33 | 0 | 0 | 0 | 0
STWD | 58.71 | 67.96 | 59.44 | 59.44 | 59.44 | 59.44
WT | 771.26 | 1327.9 | 1754.4 | 2176.07 | 2183.22 | 2177.07
IGCC | 0 | 0 | 0 | 0 | 0 | 0
DemandResponse | 0 | 0 | 0 | 0 | 0 | 0
IGCC-CCS | 0 | 0 | 0 | 0 | 0 | 0
WT_off | 0 | 0 | 0 | 0 | 0 | 0
PseudoUnit | 0 | 0 | 0 | 0 | 0 | 0
FixedInterchange | 0 | 0 | 0 | 0 | 0 | 0
#11 | 0: Retrofit FOM Costs ($million)
Retrofit FOM Costs by Reporting Type: Entergy
ReportingType | 2015 | 2020 | 2025 | 2030 | 2035 | 2040
BM | 0 | 0 | 0 | 0 | 0 | 0
CC | 0 | 0 | 0 | 0 | 0 | 0
CSP | 0 | 0 | 0 | 0 | 0 | 0
CT | 0 | 0 | 0 | 0 | 0 | 0
Coal | 3.17 | 1.61 | 0 | 0 | 0 | 0
Geo | 0 | 0 | 0 | 0 | 0 | 0
H | 0 | 0 | 0 | 0 | 0 | 0
LFG | 0 | 0 | 0 | 0 | 0 | 0
Nuc | 0 | 0 | 0 | 0 | 0 | 0
PS | 0 | 0 | 0 | 0 | 0 | 0
PV | 0 | 0 | 0 | 0 | 0 | 0
PeakG | 0 | 0 | 0 | 0 | 0 | 0
PeakO | 0 | 0 | 0 | 0 | 0 | 0
ST | 0 | 0 | 0 | 0 | 0 | 0
STOG | 0 | 0 | 0 | 0 | 0 | 0
STWD | 0 | 0 | 0 | 0 | 0 | 0
WT | 0 | 0 | 0 | 0 | 0 | 0
IGCC | 0 | 0 | 0 | 0 | 0 | 0
DemandResponse | 0 | 0 | 0 | 0 | 0 | 0
IGCC-CCS | 0 | 0 | 0 | 0 | 0 | 0
WT_off | 0 | 0 | 0 | 0 | 0 | 0
PseudoUnit | 0 | 0 | 0 | 0 | 0 | 0
FixedInterchange | 0 | 0 | 0 | 0 | 0 | 0
Retrofit FOM Costs by Reporting Type: FRCC
ReportingType | 2015 | 2020 | 2025 | 2030 | 2035 | 2040
BM | 0 | 0 | 0 | 0 | 0 | 0
CC | 0 | 0 | 0 | 0 | 0 | 0
CSP | 0 | 0 | 0 | 0 | 0 | 0
CT | 0 | 0 | 0 | 0 | 0 | 0
Coal | 9.24 | 4.9 | 0 | 0 | 0 | 0
Geo | 0 | 0 | 0 | 0 | 0 | 0
H | 0 | 0 | 0 | 0 | 0 | 0
LFG | 0 | 0 | 0 | 0 | 0 | 0
Nuc | 0 | 0 | 0 | 0 | 0 | 0
PS | 0 | 0 | 0 | 0 | 0 | 0
PV | 0 | 0 | 0 | 0 | 0 | 0
PeakG | 0 | 0 | 0 | 0 | 0 | 0
PeakO | 0 | 0 | 0 | 0 | 0 | 0
ST | 0 | 0 | 0 | 0 | 0 | 0
STOG | 0 | 0 | 0 | 0 | 0 | 0
STWD | 0 | 0 | 0 | 0 | 0 | 0
WT | 0 | 0 | 0 | 0 | 0 | 0
IGCC | 0 | 0 | 0 | 0 | 0 | 0
DemandResponse | 0 | 0 | 0 | 0 | 0 | 0
IGCC-CCS | 0 | 0 | 0 | 0 | 0 | 0
WT_off | 0 | 0 | 0 | 0 | 0 | 0
PseudoUnit | 0 | 0 | 0 | 0 | 0 | 0
FixedInterchange | 0 | 0 | 0 | 0 | 0 | 0
Retrofit FOM Costs by Reporting Type: MAPP_US
ReportingType | 2015 | 2020 | 2025 | 2030 | 2035 | 2040
BM | 0 | 0 | 0 | 0 | 0 | 0
CC | 0 | 0 | 0 | 0 | 0 | 0
CSP | 0 | 0 | 0 | 0 | 0 | 0
CT | 0 | 0 | 0 | 0 | 0 | 0
Coal | 13.28 | 1.11 | 0 | 0 | 0 | 0
Geo | 0 | 0 | 0 | 0 | 0 | 0
H | 0 | 0 | 0 | 0 | 0 | 0
LFG | 0 | 0 | 0 | 0 | 0 | 0
Nuc | 0 | 0 | 0 | 0 | 0 | 0
PS | 0 | 0 | 0 | 0 | 0 | 0
PV | 0 | 0 | 0 | 0 | 0 | 0
PeakG | 0 | 0 | 0 | 0 | 0 | 0
PeakO | 0 | 0 | 0 | 0 | 0 | 0
ST | 0 | 0 | 0 | 0 | 0 | 0
STOG | 0 | 0 | 0 | 0 | 0 | 0
STWD | 0 | 0 | 0 | 0 | 0 | 0
WT | 0 | 0 | 0 | 0 | 0 | 0
IGCC | 0 | 0 | 0 | 0 | 0 | 0
DemandResponse | 0 | 0 | 0 | 0 | 0 | 0
IGCC-CCS | 0 | 0 | 0 | 0 | 0 | 0
WT_off | 0 | 0 | 0 | 0 | 0 | 0
PseudoUnit | 0 | 0 | 0 | 0 | 0 | 0
FixedInterchange | 0 | 0 | 0 | 0 | 0 | 0
Retrofit FOM Costs by Reporting Type: MISO_IN
ReportingType | 2015 | 2020 | 2025 | 2030 | 2035 | 2040
BM | 0 | 0 | 0 | 0 | 0 | 0
CC | 0 | 0 | 0 | 0 | 0 | 0
CSP | 0 | 0 | 0 | 0 | 0 | 0
CT | 0 | 0 | 0 | 0 | 0 | 0
Coal | 61.06 | 62.5 | 0 | 0 | 0 | 0
Geo | 0 | 0 | 0 | 0 | 0 | 0
H | 0 | 0 | 0 | 0 | 0 | 0
LFG | 0 | 0 | 0 | 0 | 0 | 0
Nuc | 0 | 0 | 0 | 0 | 0 | 0
PS | 0 | 0 | 0 | 0 | 0 | 0
PV | 0 | 0 | 0 | 0 | 0 | 0
PeakG | 0 | 0 | 0 | 0 | 0 | 0
PeakO | 0 | 0 | 0 | 0 | 0 | 0
ST | 0 | 0 | 0 | 0 | 0 | 0
STOG | 0 | 0 | 0 | 0 | 0 | 0
STWD | 0 | 0 | 0 | 0 | 0 | 0
WT | 0 | 0 | 0 | 0 | 0 | 0
IGCC | 0 | 0 | 0 | 0 | 0 | 0
DemandResponse | 0 | 0 | 0 | 0 | 0 | 0
IGCC-CCS | 0 | 0 | 0 | 0 | 0 | 0
WT_off | 0 | 0 | 0 | 0 | 0 | 0
PseudoUnit | 0 | 0 | 0 | 0 | 0 | 0
FixedInterchange | 0 | 0 | 0 | 0 | 0 | 0
Retrofit FOM Costs by Reporting Type: MISO_MI
ReportingType | 2015 | 2020 | 2025 | 2030 | 2035 | 2040
BM | 0 | 0 | 0 | 0 | 0 | 0
CC | 0 | 0 | 0 | 0 | 0 | 0
CSP | 0 | 0 | 0 | 0 | 0 | 0
CT | 0 | 0 | 0 | 0 | 0 | 0
Coal | 1.92 | 0 | 0 | 0 | 0 | 0
Geo | 0 | 0 | 0 | 0 | 0 | 0
H | 0 | 0 | 0 | 0 | 0 | 0
LFG | 0 | 0 | 0 | 0 | 0 | 0
Nuc | 0 | 0 | 0 | 0 | 0 | 0
PS | 0 | 0 | 0 | 0 | 0 | 0
PV | 0 | 0 | 0 | 0 | 0 | 0
PeakG | 0 | 0 | 0 | 0 | 0 | 0
PeakO | 0 | 0 | 0 | 0 | 0 | 0
ST | 0 | 0 | 0 | 0 | 0 | 0
STOG | 0 | 0 | 0 | 0 | 0 | 0
STWD | 0 | 0 | 0 | 0 | 0 | 0
WT | 0 | 0 | 0 | 0 | 0 | 0
IGCC | 0 | 0 | 0 | 0 | 0 | 0
DemandResponse | 0 | 0 | 0 | 0 | 0 | 0
IGCC-CCS | 0 | 0 | 0 | 0 | 0 | 0
WT_off | 0 | 0 | 0 | 0 | 0 | 0
PseudoUnit | 0 | 0 | 0 | 0 | 0 | 0
FixedInterchange | 0 | 0 | 0 | 0 | 0 | 0
Retrofit FOM Costs by Reporting Type: MISO_MO-IL
ReportingType | 2015 | 2020 | 2025 | 2030 | 2035 | 2040
BM | 0 | 0 | 0 | 0 | 0 | 0
CC | 0 | 0 | 0 | 0 | 0 | 0
CSP | 0 | 0 | 0 | 0 | 0 | 0
CT | 0 | 0 | 0 | 0 | 0 | 0
Coal | 18.68 | 13.4 | 0 | 0 | 0 | 0
Geo | 0 | 0 | 0 | 0 | 0 | 0
H | 0 | 0 | 0 | 0 | 0 | 0
LFG | 0 | 0 | 0 | 0 | 0 | 0
Nuc | 0 | 0 | 0 | 0 | 0 | 0
PS | 0 | 0 | 0 | 0 | 0 | 0
PV | 0 | 0 | 0 | 0 | 0 | 0
PeakG | 0 | 0 | 0 | 0 | 0 | 0
PeakO | 0 | 0 | 0 | 0 | 0 | 0
ST | 0 | 0 | 0 | 0 | 0 | 0
STOG | 0 | 0 | 0 | 0 | 0 | 0
STWD | 0 | 0 | 0 | 0 | 0 | 0
WT | 0 | 0 | 0 | 0 | 0 | 0
IGCC | 0 | 0 | 0 | 0 | 0 | 0
DemandResponse | 0 | 0 | 0 | 0 | 0 | 0
IGCC-CCS | 0 | 0 | 0 | 0 | 0 | 0
WT_off | 0 | 0 | 0 | 0 | 0 | 0
PseudoUnit | 0 | 0 | 0 | 0 | 0 | 0
FixedInterchange | 0 | 0 | 0 | 0 | 0 | 0
Retrofit FOM Costs by Reporting Type: MISO_W
ReportingType | 2015 | 2020 | 2025 | 2030 | 2035 | 2040
BM | 0 | 0 | 0 | 0 | 0 | 0
CC | 0 | 0 | 0 | 0 | 0 | 0
CSP | 0 | 0 | 0 | 0 | 0 | 0
CT | 0 | 0 | 0 | 0 | 0 | 0
Coal | 28.63 | 29.76 | 6.15 | 6.15 | 6.2 | 6.2
Geo | 0 | 0 | 0 | 0 | 0 | 0
H | 0 | 0 | 0 | 0 | 0 | 0
LFG | 0 | 0 | 0 | 0 | 0 | 0
Nuc | 0 | 0 | 0 | 0 | 0 | 0
PS | 0 | 0 | 0 | 0 | 0 | 0
PV | 0 | 0 | 0 | 0 | 0 | 0
PeakG | 0 | 0 | 0 | 0 | 0 | 0
PeakO | 0 | 0 | 0 | 0 | 0 | 0
ST | 0 | 0 | 0 | 0 | 0 | 0
STOG | 0 | 0 | 0 | 0 | 0 | 0
STWD | 0 | 0 | 0 | 0 | 0 | 0
WT | 0 | 0 | 0 | 0 | 0 | 0
IGCC | 0 | 0 | 0 | 0 | 0 | 0
DemandResponse | 0 | 0 | 0 | 0 | 0 | 0
IGCC-CCS | 0 | 0 | 0 | 0 | 0 | 0
WT_off | 0 | 0 | 0 | 0 | 0 | 0
PseudoUnit | 0 | 0 | 0 | 0 | 0 | 0
FixedInterchange | 0 | 0 | 0 | 0 | 0 | 0
Retrofit FOM Costs by Reporting Type: MISO_WUMS
ReportingType | 2015 | 2020 | 2025 | 2030 | 2035 | 2040
BM | 0 | 0 | 0 | 0 | 0 | 0
CC | 0 | 0 | 0 | 0 | 0 | 0
CSP | 0 | 0 | 0 | 0 | 0 | 0
CT | 0 | 0 | 0 | 0 | 0 | 0
Coal | 23.13 | 7.37 | 0 | 0 | 0 | 0
Geo | 0 | 0 | 0 | 0 | 0 | 0
H | 0 | 0 | 0 | 0 | 0 | 0
LFG | 0 | 0 | 0 | 0 | 0 | 0
Nuc | 0 | 0 | 0 | 0 | 0 | 0
PS | 0 | 0 | 0 | 0 | 0 | 0
PV | 0 | 0 | 0 | 0 | 0 | 0
PeakG | 0 | 0 | 0 | 0 | 0 | 0
PeakO | 0 | 0 | 0 | 0 | 0 | 0
ST | 0 | 0 | 0 | 0 | 0 | 0
STOG | 0 | 0 | 0 | 0 | 0 | 0
STWD | 0 | 0 | 0 | 0 | 0 | 0
WT | 0 | 0 | 0 | 0 | 0 | 0
IGCC | 0 | 0 | 0 | 0 | 0 | 0
DemandResponse | 0 | 0 | 0 | 0 | 0 | 0
IGCC-CCS | 0 | 0 | 0 | 0 | 0 | 0
WT_off | 0 | 0 | 0 | 0 | 0 | 0
PseudoUnit | 0 | 0 | 0 | 0 | 0 | 0
FixedInterchange | 0 | 0 | 0 | 0 | 0 | 0
Retrofit FOM Costs by Reporting Type: Nebraska
ReportingType | 2015 | 2020 | 2025 | 2030 | 2035 | 2040
BM | 0 | 0 | 0 | 0 | 0 | 0
CC | 0 | 0 | 0 | 0 | 0 | 0
CSP | 0 | 0 | 0 | 0 | 0 | 0
CT | 0 | 0 | 0 | 0 | 0 | 0
Coal | 4.88 | 5.27 | 5.33 | 5.33 | 5.33 | 5.33
Geo | 0 | 0 | 0 | 0 | 0 | 0
H | 0 | 0 | 0 | 0 | 0 | 0
LFG | 0 | 0 | 0 | 0 | 0 | 0
Nuc | 0 | 0 | 0 | 0 | 0 | 0
PS | 0 | 0 | 0 | 0 | 0 | 0
PV | 0 | 0 | 0 | 0 | 0 | 0
PeakG | 0 | 0 | 0 | 0 | 0 | 0
PeakO | 0 | 0 | 0 | 0 | 0 | 0
ST | 0 | 0 | 0 | 0 | 0 | 0
STOG | 0 | 0 | 0 | 0 | 0 | 0
STWD | 0 | 0 | 0 | 0 | 0 | 0
WT | 0 | 0 | 0 | 0 | 0 | 0
IGCC | 0 | 0 | 0 | 0 | 0 | 0
DemandResponse | 0 | 0 | 0 | 0 | 0 | 0
IGCC-CCS | 0 | 0 | 0 | 0 | 0 | 0
WT_off | 0 | 0 | 0 | 0 | 0 | 0
PseudoUnit | 0 | 0 | 0 | 0 | 0 | 0
FixedInterchange | 0 | 0 | 0 | 0 | 0 | 0
Retrofit FOM Costs by Reporting Type: NEISO
ReportingType | 2015 | 2020 | 2025 | 2030 | 2035 | 2040
BM | 0 | 0 | 0 | 0 | 0 | 0
CC | 0 | 0 | 0 | 0 | 0 | 0
CSP | 0 | 0 | 0 | 0 | 0 | 0
CT | 0 | 0 | 0 | 0 | 0 | 0
Coal | 4.08 | 0 | 0 | 0 | 0 | 0
Geo | 0 | 0 | 0 | 0 | 0 | 0
H | 0 | 0 | 0 | 0 | 0 | 0
LFG | 0 | 0 | 0 | 0 | 0 | 0
Nuc | 0 | 0 | 0 | 0 | 0 | 0
PS | 0 | 0 | 0 | 0 | 0 | 0
PV | 0 | 0 | 0 | 0 | 0 | 0
PeakG | 0 | 0 | 0 | 0 | 0 | 0
PeakO | 0 | 0 | 0 | 0 | 0 | 0
ST | 0 | 0 | 0 | 0 | 0 | 0
STOG | 0 | 0 | 0 | 0 | 0 | 0
STWD | 0 | 0 | 0 | 0 | 0 | 0
WT | 0 | 0 | 0 | 0 | 0 | 0
IGCC | 0 | 0 | 0 | 0 | 0 | 0
DemandResponse | 0 | 0 | 0 | 0 | 0 | 0
IGCC-CCS | 0 | 0 | 0 | 0 | 0 | 0
WT_off | 0 | 0 | 0 | 0 | 0 | 0
PseudoUnit | 0 | 0 | 0 | 0 | 0 | 0
FixedInterchange | 0 | 0 | 0 | 0 | 0 | 0
Retrofit FOM Costs by Reporting Type: NonRTO_Midwest
ReportingType | 2015 | 2020 | 2025 | 2030 | 2035 | 2040
BM | 0 | 0 | 0 | 0 | 0 | 0
CC | 0 | 0 | 0 | 0 | 0 | 0
CSP | 0 | 0 | 0 | 0 | 0 | 0
CT | 0 | 0 | 0 | 0 | 0 | 0
Coal | 74.01 | 22.04 | 2.42 | 1.95 | 1.95 | 1.95
Geo | 0 | 0 | 0 | 0 | 0 | 0
H | 0 | 0 | 0 | 0 | 0 | 0
LFG | 0 | 0 | 0 | 0 | 0 | 0
Nuc | 0 | 0 | 0 | 0 | 0 | 0
PS | 0 | 0 | 0 | 0 | 0 | 0
PV | 0 | 0 | 0 | 0 | 0 | 0
PeakG | 0 | 0 | 0 | 0 | 0 | 0
PeakO | 0 | 0 | 0 | 0 | 0 | 0
ST | 0 | 0 | 0 | 0 | 0 | 0
STOG | 0 | 0 | 0 | 0 | 0 | 0
STWD | 0 | 0 | 0 | 0 | 0 | 0
WT | 0 | 0 | 0 | 0 | 0 | 0
IGCC | 0 | 0 | 0 | 0 | 0 | 0
DemandResponse | 0 | 0 | 0 | 0 | 0 | 0
IGCC-CCS | 0 | 0 | 0 | 0 | 0 | 0
WT_off | 0 | 0 | 0 | 0 | 0 | 0
PseudoUnit | 0 | 0 | 0 | 0 | 0 | 0
FixedInterchange | 0 | 0 | 0 | 0 | 0 | 0
Retrofit FOM Costs by Reporting Type: NYISO_A-F
ReportingType | 2015 | 2020 | 2025 | 2030 | 2035 | 2040
BM | 0 | 0 | 0 | 0 | 0 | 0
CC | 0 | 0 | 0 | 0 | 0 | 0
CSP | 0 | 0 | 0 | 0 | 0 | 0
CT | 0 | 0 | 0 | 0 | 0 | 0
Coal | 0 | 0 | 0 | 0 | 0 | 0
Geo | 0 | 0 | 0 | 0 | 0 | 0
H | 0 | 0 | 0 | 0 | 0 | 0
LFG | 0 | 0 | 0 | 0 | 0 | 0
Nuc | 0 | 0 | 0 | 0 | 0 | 0
PS | 0 | 0 | 0 | 0 | 0 | 0
PV | 0 | 0 | 0 | 0 | 0 | 0
PeakG | 0 | 0 | 0 | 0 | 0 | 0
PeakO | 0 | 0 | 0 | 0 | 0 | 0
ST | 0 | 0 | 0 | 0 | 0 | 0
STOG | 0 | 0 | 0 | 0 | 0 | 0
STWD | 0 | 0 | 0 | 0 | 0 | 0
WT | 0 | 0 | 0 | 0 | 0 | 0
IGCC | 0 | 0 | 0 | 0 | 0 | 0
DemandResponse | 0 | 0 | 0 | 0 | 0 | 0
IGCC-CCS | 0 | 0 | 0 | 0 | 0 | 0
WT_off | 0 | 0 | 0 | 0 | 0 | 0
PseudoUnit | 0 | 0 | 0 | 0 | 0 | 0
FixedInterchange | 0 | 0 | 0 | 0 | 0 | 0
Retrofit FOM Costs by Reporting Type: NYISO_G-I
ReportingType | 2015 | 2020 | 2025 | 2030 | 2035 | 2040
BM | 0 | 0 | 0 | 0 | 0 | 0
CC | 0 | 0 | 0 | 0 | 0 | 0
CSP | 0 | 0 | 0 | 0 | 0 | 0
CT | 0 | 0 | 0 | 0 | 0 | 0
Coal | 0 | 0 | 0 | 0 | 0 | 0
Geo | 0 | 0 | 0 | 0 | 0 | 0
H | 0 | 0 | 0 | 0 | 0 | 0
LFG | 0 | 0 | 0 | 0 | 0 | 0
Nuc | 0 | 0 | 0 | 0 | 0 | 0
PS | 0 | 0 | 0 | 0 | 0 | 0
PV | 0 | 0 | 0 | 0 | 0 | 0
PeakG | 0 | 0 | 0 | 0 | 0 | 0
PeakO | 0 | 0 | 0 | 0 | 0 | 0
ST | 0 | 0 | 0 | 0 | 0 | 0
STOG | 0 | 0 | 0 | 0 | 0 | 0
STWD | 0 | 0 | 0 | 0 | 0 | 0
WT | 0 | 0 | 0 | 0 | 0 | 0
IGCC | 0 | 0 | 0 | 0 | 0 | 0
DemandResponse | 0 | 0 | 0 | 0 | 0 | 0
IGCC-CCS | 0 | 0 | 0 | 0 | 0 | 0
WT_off | 0 | 0 | 0 | 0 | 0 | 0
PseudoUnit | 0 | 0 | 0 | 0 | 0 | 0
FixedInterchange | 0 | 0 | 0 | 0 | 0 | 0
Retrofit FOM Costs by Reporting Type: NYISO_J-K
ReportingType | 2015 | 2020 | 2025 | 2030 | 2035 | 2040
BM | 0 | 0 | 0 | 0 | 0 | 0
CC | 0 | 0 | 0 | 0 | 0 | 0
CSP | 0 | 0 | 0 | 0 | 0 | 0
CT | 0 | 0 | 0 | 0 | 0 | 0
Coal | 0 | 0 | 0 | 0 | 0 | 0
Geo | 0 | 0 | 0 | 0 | 0 | 0
H | 0 | 0 | 0 | 0 | 0 | 0
LFG | 0 | 0 | 0 | 0 | 0 | 0
Nuc | 0 | 0 | 0 | 0 | 0 | 0
PS | 0 | 0 | 0 | 0 | 0 | 0
PV | 0 | 0 | 0 | 0 | 0 | 0
PeakG | 0 | 0 | 0 | 0 | 0 | 0
PeakO | 0 | 0 | 0 | 0 | 0 | 0
ST | 0 | 0 | 0 | 0 | 0 | 0
STOG | 0 | 0 | 0 | 0 | 0 | 0
STWD | 0 | 0 | 0 | 0 | 0 | 0
WT | 0 | 0 | 0 | 0 | 0 | 0
IGCC | 0 | 0 | 0 | 0 | 0 | 0
DemandResponse | 0 | 0 | 0 | 0 | 0 | 0
IGCC-CCS | 0 | 0 | 0 | 0 | 0 | 0
WT_off | 0 | 0 | 0 | 0 | 0 | 0
PseudoUnit | 0 | 0 | 0 | 0 | 0 | 0
FixedInterchange | 0 | 0 | 0 | 0 | 0 | 0
Retrofit FOM Costs by Reporting Type: PJM_E
ReportingType | 2015 | 2020 | 2025 | 2030 | 2035 | 2040
BM | 0 | 0 | 0 | 0 | 0 | 0
CC | 0 | 0 | 0 | 0 | 0 | 0
CSP | 0 | 0 | 0 | 0 | 0 | 0
CT | 0 | 0 | 0 | 0 | 0 | 0
Coal | 1.07 | 0 | 0 | 0 | 0 | 0
Geo | 0 | 0 | 0 | 0 | 0 | 0
H | 0 | 0 | 0 | 0 | 0 | 0
LFG | 0 | 0 | 0 | 0 | 0 | 0
Nuc | 0 | 0 | 0 | 0 | 0 | 0
PS | 0 | 0 | 0 | 0 | 0 | 0
PV | 0 | 0 | 0 | 0 | 0 | 0
PeakG | 0 | 0 | 0 | 0 | 0 | 0
PeakO | 0 | 0 | 0 | 0 | 0 | 0
ST | 0 | 0 | 0 | 0 | 0 | 0
STOG | 0 | 0 | 0 | 0 | 0 | 0
STWD | 0 | 0 | 0 | 0 | 0 | 0
WT | 0 | 0 | 0 | 0 | 0 | 0
IGCC | 0 | 0 | 0 | 0 | 0 | 0
DemandResponse | 0 | 0 | 0 | 0 | 0 | 0
IGCC-CCS | 0 | 0 | 0 | 0 | 0 | 0
WT_off | 0 | 0 | 0 | 0 | 0 | 0
PseudoUnit | 0 | 0 | 0 | 0 | 0 | 0
FixedInterchange | 0 | 0 | 0 | 0 | 0 | 0
Retrofit FOM Costs by Reporting Type: PJM_ROM
ReportingType | 2015 | 2020 | 2025 | 2030 | 2035 | 2040
BM | 0 | 0 | 0 | 0 | 0 | 0
CC | 0 | 0 | 0 | 0 | 0 | 0
CSP | 0 | 0 | 0 | 0 | 0 | 0
CT | 0 | 0 | 0 | 0 | 0 | 0
Coal | 2.04 | 0.53 | 0 | 0 | 0 | 0
Geo | 0 | 0 | 0 | 0 | 0 | 0
H | 0 | 0 | 0 | 0 | 0 | 0
LFG | 0 | 0 | 0 | 0 | 0 | 0
Nuc | 0 | 0 | 0 | 0 | 0 | 0
PS | 0 | 0 | 0 | 0 | 0 | 0
PV | 0 | 0 | 0 | 0 | 0 | 0
PeakG | 0 | 0 | 0 | 0 | 0 | 0
PeakO | 0 | 0 | 0 | 0 | 0 | 0
ST | 0 | 0 | 0 | 0 | 0 | 0
STOG | 0 | 0 | 0 | 0 | 0 | 0
STWD | 0 | 0 | 0 | 0 | 0 | 0
WT | 0 | 0 | 0 | 0 | 0 | 0
IGCC | 0 | 0 | 0 | 0 | 0 | 0
DemandResponse | 0 | 0 | 0 | 0 | 0 | 0
IGCC-CCS | 0 | 0 | 0 | 0 | 0 | 0
WT_off | 0 | 0 | 0 | 0 | 0 | 0
PseudoUnit | 0 | 0 | 0 | 0 | 0 | 0
FixedInterchange | 0 | 0 | 0 | 0 | 0 | 0
Retrofit FOM Costs by Reporting Type: PJM_ROR
ReportingType | 2015 | 2020 | 2025 | 2030 | 2035 | 2040
BM | 0 | 0 | 0 | 0 | 0 | 0
CC | 0 | 0 | 0 | 0 | 0 | 0
CSP | 0 | 0 | 0 | 0 | 0 | 0
CT | 0 | 0 | 0 | 0 | 0 | 0
Coal | 115.13 | 81.86 | 0 | 0 | 0 | 0
Geo | 0 | 0 | 0 | 0 | 0 | 0
H | 0 | 0 | 0 | 0 | 0 | 0
LFG | 0 | 0 | 0 | 0 | 0 | 0
Nuc | 0 | 0 | 0 | 0 | 0 | 0
PS | 0 | 0 | 0 | 0 | 0 | 0
PV | 0 | 0 | 0 | 0 | 0 | 0
PeakG | 0 | 0 | 0 | 0 | 0 | 0
PeakO | 0 | 0 | 0 | 0 | 0 | 0
ST | 0 | 0 | 0 | 0 | 0 | 0
STOG | 0 | 0 | 0 | 0 | 0 | 0
STWD | 0 | 0 | 0 | 0 | 0 | 0
WT | 0 | 0 | 0 | 0 | 0 | 0
IGCC | 0 | 0 | 0 | 0 | 0 | 0
DemandResponse | 0 | 0 | 0 | 0 | 0 | 0
IGCC-CCS | 0 | 0 | 0 | 0 | 0 | 0
WT_off | 0 | 0 | 0 | 0 | 0 | 0
PseudoUnit | 0 | 0 | 0 | 0 | 0 | 0
FixedInterchange | 0 | 0 | 0 | 0 | 0 | 0
Retrofit FOM Costs by Reporting Type: SOCO
ReportingType | 2015 | 2020 | 2025 | 2030 | 2035 | 2040
BM | 0 | 0 | 0 | 0 | 0 | 0
CC | 0 | 0 | 0 | 0 | 0 | 0
CSP | 0 | 0 | 0 | 0 | 0 | 0
CT | 0 | 0 | 0 | 0 | 0 | 0
Coal | 41.36 | 0 | 0 | 0 | 0 | 0
Geo | 0 | 0 | 0 | 0 | 0 | 0
H | 0 | 0 | 0 | 0 | 0 | 0
LFG | 0 | 0 | 0 | 0 | 0 | 0
Nuc | 0 | 0 | 0 | 0 | 0 | 0
PS | 0 | 0 | 0 | 0 | 0 | 0
PV | 0 | 0 | 0 | 0 | 0 | 0
PeakG | 0 | 0 | 0 | 0 | 0 | 0
PeakO | 0 | 0 | 0 | 0 | 0 | 0
ST | 0 | 0 | 0 | 0 | 0 | 0
STOG | 0 | 0 | 0 | 0 | 0 | 0
STWD | 0 | 0 | 0 | 0 | 0 | 0
WT | 0 | 0 | 0 | 0 | 0 | 0
IGCC | 0 | 0 | 0 | 0 | 0 | 0
DemandResponse | 0 | 0 | 0 | 0 | 0 | 0
IGCC-CCS | 0 | 0 | 0 | 0 | 0 | 0
WT_off | 0 | 0 | 0 | 0 | 0 | 0
PseudoUnit | 0 | 0 | 0 | 0 | 0 | 0
FixedInterchange | 0 | 0 | 0 | 0 | 0 | 0
Retrofit FOM Costs by Reporting Type: SPP_N
ReportingType | 2015 | 2020 | 2025 | 2030 | 2035 | 2040
BM | 0 | 0 | 0 | 0 | 0 | 0
CC | 0 | 0 | 0 | 0 | 0 | 0
CSP | 0 | 0 | 0 | 0 | 0 | 0
CT | 0 | 0 | 0 | 0 | 0 | 0
Coal | 35.72 | 13.25 | 0 | 0 | 0 | 0
Geo | 0 | 0 | 0 | 0 | 0 | 0
H | 0 | 0 | 0 | 0 | 0 | 0
LFG | 0 | 0 | 0 | 0 | 0 | 0
Nuc | 0 | 0 | 0 | 0 | 0 | 0
PS | 0 | 0 | 0 | 0 | 0 | 0
PV | 0 | 0 | 0 | 0 | 0 | 0
PeakG | 0 | 0 | 0 | 0 | 0 | 0
PeakO | 0 | 0 | 0 | 0 | 0 | 0
ST | 0 | 0 | 0 | 0 | 0 | 0
STOG | 0 | 0 | 0 | 0 | 0 | 0
STWD | 0 | 0 | 0 | 0 | 0 | 0
WT | 0 | 0 | 0 | 0 | 0 | 0
IGCC | 0 | 0 | 0 | 0 | 0 | 0
DemandResponse | 0 | 0 | 0 | 0 | 0 | 0
IGCC-CCS | 0 | 0 | 0 | 0 | 0 | 0
WT_off | 0 | 0 | 0 | 0 | 0 | 0
PseudoUnit | 0 | 0 | 0 | 0 | 0 | 0
FixedInterchange | 0 | 0 | 0 | 0 | 0 | 0
Retrofit FOM Costs by Reporting Type: SPP_S
ReportingType | 2015 | 2020 | 2025 | 2030 | 2035 | 2040
BM | 0 | 0 | 0 | 0 | 0 | 0
CC | 0 | 0 | 0 | 0 | 0 | 0
CSP | 0 | 0 | 0 | 0 | 0 | 0
CT | 0 | 0 | 0 | 0 | 0 | 0
Coal | 16.09 | 1.72 | 0 | 0 | 0 | 0
Geo | 0 | 0 | 0 | 0 | 0 | 0
H | 0 | 0 | 0 | 0 | 0 | 0
LFG | 0 | 0 | 0 | 0 | 0 | 0
Nuc | 0 | 0 | 0 | 0 | 0 | 0
PS | 0 | 0 | 0 | 0 | 0 | 0
PV | 0 | 0 | 0 | 0 | 0 | 0
PeakG | 0 | 0 | 0 | 0 | 0 | 0
PeakO | 0 | 0 | 0 | 0 | 0 | 0
ST | 0 | 0 | 0 | 0 | 0 | 0
STOG | 0 | 0 | 0 | 0 | 0 | 0
STWD | 0 | 0 | 0 | 0 | 0 | 0
WT | 0 | 0 | 0 | 0 | 0 | 0
IGCC | 0 | 0 | 0 | 0 | 0 | 0
DemandResponse | 0 | 0 | 0 | 0 | 0 | 0
IGCC-CCS | 0 | 0 | 0 | 0 | 0 | 0
WT_off | 0 | 0 | 0 | 0 | 0 | 0
PseudoUnit | 0 | 0 | 0 | 0 | 0 | 0
FixedInterchange | 0 | 0 | 0 | 0 | 0 | 0
Retrofit FOM Costs by Reporting Type: TVA
ReportingType | 2015 | 2020 | 2025 | 2030 | 2035 | 2040
BM | 0 | 0 | 0 | 0 | 0 | 0
CC | 0 | 0 | 0 | 0 | 0 | 0
CSP | 0 | 0 | 0 | 0 | 0 | 0
CT | 0 | 0 | 0 | 0 | 0 | 0
Coal | 34.35 | 11.78 | 0 | 0 | 0 | 0
Geo | 0 | 0 | 0 | 0 | 0 | 0
H | 0 | 0 | 0 | 0 | 0 | 0
LFG | 0 | 0 | 0 | 0 | 0 | 0
Nuc | 0 | 0 | 0 | 0 | 0 | 0
PS | 0 | 0 | 0 | 0 | 0 | 0
PV | 0 | 0 | 0 | 0 | 0 | 0
PeakG | 0 | 0 | 0 | 0 | 0 | 0
PeakO | 0 | 0 | 0 | 0 | 0 | 0
ST | 0 | 0 | 0 | 0 | 0 | 0
STOG | 0 | 0 | 0 | 0 | 0 | 0
STWD | 0 | 0 | 0 | 0 | 0 | 0
WT | 0 | 0 | 0 | 0 | 0 | 0
IGCC | 0 | 0 | 0 | 0 | 0 | 0
DemandResponse | 0 | 0 | 0 | 0 | 0 | 0
IGCC-CCS | 0 | 0 | 0 | 0 | 0 | 0
WT_off | 0 | 0 | 0 | 0 | 0 | 0
PseudoUnit | 0 | 0 | 0 | 0 | 0 | 0
FixedInterchange | 0 | 0 | 0 | 0 | 0 | 0
Retrofit FOM Costs by Reporting Type: TVA_Transmission
ReportingType | 2015 | 2020 | 2025 | 2030 | 2035 | 2040
BM | 0 | 0 | 0 | 0 | 0 | 0
CC | 0 | 0 | 0 | 0 | 0 | 0
CSP | 0 | 0 | 0 | 0 | 0 | 0
CT | 0 | 0 | 0 | 0 | 0 | 0
Coal | 0 | 0 | 0 | 0 | 0 | 0
Geo | 0 | 0 | 0 | 0 | 0 | 0
H | 0 | 0 | 0 | 0 | 0 | 0
LFG | 0 | 0 | 0 | 0 | 0 | 0
Nuc | 0 | 0 | 0 | 0 | 0 | 0
PS | 0 | 0 | 0 | 0 | 0 | 0
PV | 0 | 0 | 0 | 0 | 0 | 0
PeakG | 0 | 0 | 0 | 0 | 0 | 0
PeakO | 0 | 0 | 0 | 0 | 0 | 0
ST | 0 | 0 | 0 | 0 | 0 | 0
STOG | 0 | 0 | 0 | 0 | 0 | 0
STWD | 0 | 0 | 0 | 0 | 0 | 0
WT | 0 | 0 | 0 | 0 | 0 | 0
IGCC | 0 | 0 | 0 | 0 | 0 | 0
DemandResponse | 0 | 0 | 0 | 0 | 0 | 0
IGCC-CCS | 0 | 0 | 0 | 0 | 0 | 0
WT_off | 0 | 0 | 0 | 0 | 0 | 0
PseudoUnit | 0 | 0 | 0 | 0 | 0 | 0
FixedInterchange | 0 | 0 | 0 | 0 | 0 | 0
Retrofit FOM Costs by Reporting Type: VACAR
ReportingType | 2015 | 2020 | 2025 | 2030 | 2035 | 2040
BM | 0 | 0 | 0 | 0 | 0 | 0
CC | 0 | 0 | 0 | 0 | 0 | 0
CSP | 0 | 0 | 0 | 0 | 0 | 0
CT | 0 | 0 | 0 | 0 | 0 | 0
Coal | 65.08 | 13.9 | 0 | 0 | 0 | 0
Geo | 0 | 0 | 0 | 0 | 0 | 0
H | 0 | 0 | 0 | 0 | 0 | 0
LFG | 0 | 0 | 0 | 0 | 0 | 0
Nuc | 0 | 0 | 0 | 0 | 0 | 0
PS | 0 | 0 | 0 | 0 | 0 | 0
PV | 0 | 0 | 0 | 0 | 0 | 0
PeakG | 0 | 0 | 0 | 0 | 0 | 0
PeakO | 0 | 0 | 0 | 0 | 0 | 0
ST | 0 | 0 | 0 | 0 | 0 | 0
STOG | 0 | 0 | 0 | 0 | 0 | 0
STWD | 0 | 0 | 0 | 0 | 0 | 0
WT | 0 | 0 | 0 | 0 | 0 | 0
IGCC | 0 | 0 | 0 | 0 | 0 | 0
DemandResponse | 0 | 0 | 0 | 0 | 0 | 0
IGCC-CCS | 0 | 0 | 0 | 0 | 0 | 0
WT_off | 0 | 0 | 0 | 0 | 0 | 0
PseudoUnit | 0 | 0 | 0 | 0 | 0 | 0
FixedInterchange | 0 | 0 | 0 | 0 | 0 | 0
Retrofit FOM Costs by Reporting Type: IESO
ReportingType | 2015 | 2020 | 2025 | 2030 | 2035 | 2040
BM | 0 | 0 | 0 | 0 | 0 | 0
CC | 0 | 0 | 0 | 0 | 0 | 0
CSP | 0 | 0 | 0 | 0 | 0 | 0
CT | 0 | 0 | 0 | 0 | 0 | 0
Coal | 0 | 0 | 0 | 0 | 0 | 0
Geo | 0 | 0 | 0 | 0 | 0 | 0
H | 0 | 0 | 0 | 0 | 0 | 0
LFG | 0 | 0 | 0 | 0 | 0 | 0
Nuc | 0 | 0 | 0 | 0 | 0 | 0
PS | 0 | 0 | 0 | 0 | 0 | 0
PV | 0 | 0 | 0 | 0 | 0 | 0
PeakG | 0 | 0 | 0 | 0 | 0 | 0
PeakO | 0 | 0 | 0 | 0 | 0 | 0
ST | 0 | 0 | 0 | 0 | 0 | 0
STOG | 0 | 0 | 0 | 0 | 0 | 0
STWD | 0 | 0 | 0 | 0 | 0 | 0
WT | 0 | 0 | 0 | 0 | 0 | 0
IGCC | 0 | 0 | 0 | 0 | 0 | 0
DemandResponse | 0 | 0 | 0 | 0 | 0 | 0
IGCC-CCS | 0 | 0 | 0 | 0 | 0 | 0
WT_off | 0 | 0 | 0 | 0 | 0 | 0
PseudoUnit | 0 | 0 | 0 | 0 | 0 | 0
FixedInterchange | 0 | 0 | 0 | 0 | 0 | 0
Retrofit FOM Costs by Reporting Type: MAPP_CA
ReportingType | 2015 | 2020 | 2025 | 2030 | 2035 | 2040
BM | 0 | 0 | 0 | 0 | 0 | 0
CC | 0 | 0 | 0 | 0 | 0 | 0
CSP | 0 | 0 | 0 | 0 | 0 | 0
CT | 0 | 0 | 0 | 0 | 0 | 0
Coal | 0 | 0 | 0 | 0 | 0 | 0
Geo | 0 | 0 | 0 | 0 | 0 | 0
H | 0 | 0 | 0 | 0 | 0 | 0
LFG | 0 | 0 | 0 | 0 | 0 | 0
Nuc | 0 | 0 | 0 | 0 | 0 | 0
PS | 0 | 0 | 0 | 0 | 0 | 0
PV | 0 | 0 | 0 | 0 | 0 | 0
PeakG | 0 | 0 | 0 | 0 | 0 | 0
PeakO | 0 | 0 | 0 | 0 | 0 | 0
ST | 0 | 0 | 0 | 0 | 0 | 0
STOG | 0 | 0 | 0 | 0 | 0 | 0
STWD | 0 | 0 | 0 | 0 | 0 | 0
WT | 0 | 0 | 0 | 0 | 0 | 0
IGCC | 0 | 0 | 0 | 0 | 0 | 0
DemandResponse | 0 | 0 | 0 | 0 | 0 | 0
IGCC-CCS | 0 | 0 | 0 | 0 | 0 | 0
WT_off | 0 | 0 | 0 | 0 | 0 | 0
PseudoUnit | 0 | 0 | 0 | 0 | 0 | 0
FixedInterchange | 0 | 0 | 0 | 0 | 0 | 0
Retrofit FOM Costs by Reporting Type: AZ_NM_SNV_Coal
ReportingType | 2015 | 2020 | 2025 | 2030 | 2035 | 2040
BM | 0 | 0 | 0 | 0 | 0 | 0
CC | 0 | 0 | 0 | 0 | 0 | 0
CSP | 0 | 0 | 0 | 0 | 0 | 0
CT | 0 | 0 | 0 | 0 | 0 | 0
Coal | 58.69 | 42.09 | 0 | 0 | 0 | 0
Geo | 0 | 0 | 0 | 0 | 0 | 0
H | 0 | 0 | 0 | 0 | 0 | 0
LFG | 0 | 0 | 0 | 0 | 0 | 0
Nuc | 0 | 0 | 0 | 0 | 0 | 0
PS | 0 | 0 | 0 | 0 | 0 | 0
PV | 0 | 0 | 0 | 0 | 0 | 0
PeakG | 0 | 0 | 0 | 0 | 0 | 0
PeakO | 0 | 0 | 0 | 0 | 0 | 0
ST | 0 | 0 | 0 | 0 | 0 | 0
STOG | 0 | 0 | 0 | 0 | 0 | 0
STWD | 0 | 0 | 0 | 0 | 0 | 0
WT | 0 | 0 | 0 | 0 | 0 | 0
IGCC | 0 | 0 | 0 | 0 | 0 | 0
DemandResponse | 0 | 0 | 0 | 0 | 0 | 0
IGCC-CCS | 0 | 0 | 0 | 0 | 0 | 0
WT_off | 0 | 0 | 0 | 0 | 0 | 0
PseudoUnit | 0 | 0 | 0 | 0 | 0 | 0
FixedInterchange | 0 | 0 | 0 | 0 | 0 | 0
Retrofit FOM Costs by Reporting Type: AZ_NM_SNV_Gas
ReportingType | 2015 | 2020 | 2025 | 2030 | 2035 | 2040
BM | 0 | 0 | 0 | 0 | 0 | 0
CC | 0 | 0 | 0 | 0 | 0 | 0
CSP | 0 | 0 | 0 | 0 | 0 | 0
CT | 0 | 0 | 0 | 0 | 0 | 0
Coal | 0 | 0 | 0 | 0 | 0 | 0
Geo | 0 | 0 | 0 | 0 | 0 | 0
H | 0 | 0 | 0 | 0 | 0 | 0
LFG | 0 | 0 | 0 | 0 | 0 | 0
Nuc | 0 | 0 | 0 | 0 | 0 | 0
PS | 0 | 0 | 0 | 0 | 0 | 0
PV | 0 | 0 | 0 | 0 | 0 | 0
PeakG | 0 | 0 | 0 | 0 | 0 | 0
PeakO | 0 | 0 | 0 | 0 | 0 | 0
ST | 0 | 0 | 0 | 0 | 0 | 0
STOG | 0 | 0 | 0 | 0 | 0 | 0
STWD | 0 | 0 | 0 | 0 | 0 | 0
WT | 0 | 0 | 0 | 0 | 0 | 0
IGCC | 0 | 0 | 0 | 0 | 0 | 0
DemandResponse | 0 | 0 | 0 | 0 | 0 | 0
IGCC-CCS | 0 | 0 | 0 | 0 | 0 | 0
WT_off | 0 | 0 | 0 | 0 | 0 | 0
PseudoUnit | 0 | 0 | 0 | 0 | 0 | 0
FixedInterchange | 0 | 0 | 0 | 0 | 0 | 0
Retrofit FOM Costs by Reporting Type: AZ_NM_SNV_NucRenew
ReportingType | 2015 | 2020 | 2025 | 2030 | 2035 | 2040
BM | 0 | 0 | 0 | 0 | 0 | 0
CC | 0 | 0 | 0 | 0 | 0 | 0
CSP | 0 | 0 | 0 | 0 | 0 | 0
CT | 0 | 0 | 0 | 0 | 0 | 0
Coal | 0 | 0 | 0 | 0 | 0 | 0
Geo | 0 | 0 | 0 | 0 | 0 | 0
H | 0 | 0 | 0 | 0 | 0 | 0
LFG | 0 | 0 | 0 | 0 | 0 | 0
Nuc | 0 | 0 | 0 | 0 | 0 | 0
PS | 0 | 0 | 0 | 0 | 0 | 0
PV | 0 | 0 | 0 | 0 | 0 | 0
PeakG | 0 | 0 | 0 | 0 | 0 | 0
PeakO | 0 | 0 | 0 | 0 | 0 | 0
ST | 0 | 0 | 0 | 0 | 0 | 0
STOG | 0 | 0 | 0 | 0 | 0 | 0
STWD | 0 | 0 | 0 | 0 | 0 | 0
WT | 0 | 0 | 0 | 0 | 0 | 0
IGCC | 0 | 0 | 0 | 0 | 0 | 0
DemandResponse | 0 | 0 | 0 | 0 | 0 | 0
IGCC-CCS | 0 | 0 | 0 | 0 | 0 | 0
WT_off | 0 | 0 | 0 | 0 | 0 | 0
PseudoUnit | 0 | 0 | 0 | 0 | 0 | 0
FixedInterchange | 0 | 0 | 0 | 0 | 0 | 0
Retrofit FOM Costs by Reporting Type: ERCOT
ReportingType | 2015 | 2020 | 2025 | 2030 | 2035 | 2040
BM | 0 | 0 | 0 | 0 | 0 | 0
CC | 0 | 0 | 0 | 0 | 0 | 0
CSP | 0 | 0 | 0 | 0 | 0 | 0
CT | 0 | 0 | 0 | 0 | 0 | 0
Coal | 13.6 | 7.23 | 0 | 0 | 0 | 0
Geo | 0 | 0 | 0 | 0 | 0 | 0
H | 0 | 0 | 0 | 0 | 0 | 0
LFG | 0 | 0 | 0 | 0 | 0 | 0
Nuc | 0 | 0 | 0 | 0 | 0 | 0
PS | 0 | 0 | 0 | 0 | 0 | 0
PV | 0 | 0 | 0 | 0 | 0 | 0
PeakG | 0 | 0 | 0 | 0 | 0 | 0
PeakO | 0 | 0 | 0 | 0 | 0 | 0
ST | 0 | 0 | 0 | 0 | 0 | 0
STOG | 0 | 0 | 0 | 0 | 0 | 0
STWD | 0 | 0 | 0 | 0 | 0 | 0
WT | 0 | 0 | 0 | 0 | 0 | 0
IGCC | 0 | 0 | 0 | 0 | 0 | 0
DemandResponse | 0 | 0 | 0 | 0 | 0 | 0
IGCC-CCS | 0 | 0 | 0 | 0 | 0 | 0
WT_off | 0 | 0 | 0 | 0 | 0 | 0
PseudoUnit | 0 | 0 | 0 | 0 | 0 | 0
FixedInterchange | 0 | 0 | 0 | 0 | 0 | 0
Retrofit FOM Costs by Reporting Type: NP15
ReportingType | 2015 | 2020 | 2025 | 2030 | 2035 | 2040
BM | 0 | 0 | 0 | 0 | 0 | 0
CC | 0 | 0 | 0 | 0 | 0 | 0
CSP | 0 | 0 | 0 | 0 | 0 | 0
CT | 0 | 0 | 0 | 0 | 0 | 0
Coal | 0.19 | 0 | 0 | 0 | 0 | 0
Geo | 0 | 0 | 0 | 0 | 0 | 0
H | 0 | 0 | 0 | 0 | 0 | 0
LFG | 0 | 0 | 0 | 0 | 0 | 0
Nuc | 0 | 0 | 0 | 0 | 0 | 0
PS | 0 | 0 | 0 | 0 | 0 | 0
PV | 0 | 0 | 0 | 0 | 0 | 0
PeakG | 0 | 0 | 0 | 0 | 0 | 0
PeakO | 0 | 0 | 0 | 0 | 0 | 0
ST | 0 | 0 | 0 | 0 | 0 | 0
STOG | 0 | 0 | 0 | 0 | 0 | 0
STWD | 0 | 0 | 0 | 0 | 0 | 0
WT | 0 | 0 | 0 | 0 | 0 | 0
IGCC | 0 | 0 | 0 | 0 | 0 | 0
DemandResponse | 0 | 0 | 0 | 0 | 0 | 0
IGCC-CCS | 0 | 0 | 0 | 0 | 0 | 0
WT_off | 0 | 0 | 0 | 0 | 0 | 0
PseudoUnit | 0 | 0 | 0 | 0 | 0 | 0
FixedInterchange | 0 | 0 | 0 | 0 | 0 | 0
Retrofit FOM Costs by Reporting Type: NWPP_Coal
ReportingType | 2015 | 2020 | 2025 | 2030 | 2035 | 2040
BM | 0 | 0 | 0 | 0 | 0 | 0
CC | 0 | 0 | 0 | 0 | 0 | 0
CSP | 0 | 0 | 0 | 0 | 0 | 0
CT | 0 | 0 | 0 | 0 | 0 | 0
Coal | 37.11 | 37.75 | 0.98 | 0.98 | 0.98 | 0.98
Geo | 0 | 0 | 0 | 0 | 0 | 0
H | 0 | 0 | 0 | 0 | 0 | 0
LFG | 0 | 0 | 0 | 0 | 0 | 0
Nuc | 0 | 0 | 0 | 0 | 0 | 0
PS | 0 | 0 | 0 | 0 | 0 | 0
PV | 0 | 0 | 0 | 0 | 0 | 0
PeakG | 0 | 0 | 0 | 0 | 0 | 0
PeakO | 0 | 0 | 0 | 0 | 0 | 0
ST | 0 | 0 | 0 | 0 | 0 | 0
STOG | 0 | 0 | 0 | 0 | 0 | 0
STWD | 0 | 0 | 0 | 0 | 0 | 0
WT | 0 | 0 | 0 | 0 | 0 | 0
IGCC | 0 | 0 | 0 | 0 | 0 | 0
DemandResponse | 0 | 0 | 0 | 0 | 0 | 0
IGCC-CCS | 0 | 0 | 0 | 0 | 0 | 0
WT_off | 0 | 0 | 0 | 0 | 0 | 0
PseudoUnit | 0 | 0 | 0 | 0 | 0 | 0
FixedInterchange | 0 | 0 | 0 | 0 | 0 | 0
Retrofit FOM Costs by Reporting Type: NWPP_Gas
ReportingType | 2015 | 2020 | 2025 | 2030 | 2035 | 2040
BM | 0 | 0 | 0 | 0 | 0 | 0
CC | 0 | 0 | 0 | 0 | 0 | 0
CSP | 0 | 0 | 0 | 0 | 0 | 0
CT | 0 | 0 | 0 | 0 | 0 | 0
Coal | 0 | 0 | 0 | 0 | 0 | 0
Geo | 0 | 0 | 0 | 0 | 0 | 0
H | 0 | 0 | 0 | 0 | 0 | 0
LFG | 0 | 0 | 0 | 0 | 0 | 0
Nuc | 0 | 0 | 0 | 0 | 0 | 0
PS | 0 | 0 | 0 | 0 | 0 | 0
PV | 0 | 0 | 0 | 0 | 0 | 0
PeakG | 0 | 0 | 0 | 0 | 0 | 0
PeakO | 0 | 0 | 0 | 0 | 0 | 0
ST | 0 | 0 | 0 | 0 | 0 | 0
STOG | 0 | 0 | 0 | 0 | 0 | 0
STWD | 0 | 0 | 0 | 0 | 0 | 0
WT | 0 | 0 | 0 | 0 | 0 | 0
IGCC | 0 | 0 | 0 | 0 | 0 | 0
DemandResponse | 0 | 0 | 0 | 0 | 0 | 0
IGCC-CCS | 0 | 0 | 0 | 0 | 0 | 0
WT_off | 0 | 0 | 0 | 0 | 0 | 0
PseudoUnit | 0 | 0 | 0 | 0 | 0 | 0
FixedInterchange | 0 | 0 | 0 | 0 | 0 | 0
Retrofit FOM Costs by Reporting Type: NWPP_NucRenew
ReportingType | 2015 | 2020 | 2025 | 2030 | 2035 | 2040
BM | 0 | 0 | 0 | 0 | 0 | 0
CC | 0 | 0 | 0 | 0 | 0 | 0
CSP | 0 | 0 | 0 | 0 | 0 | 0
CT | 0 | 0 | 0 | 0 | 0 | 0
Coal | 0 | 0 | 0 | 0 | 0 | 0
Geo | 0 | 0 | 0 | 0 | 0 | 0
H | 0 | 0 | 0 | 0 | 0 | 0
LFG | 0 | 0 | 0 | 0 | 0 | 0
Nuc | 0 | 0 | 0 | 0 | 0 | 0
PS | 0 | 0 | 0 | 0 | 0 | 0
PV | 0 | 0 | 0 | 0 | 0 | 0
PeakG | 0 | 0 | 0 | 0 | 0 | 0
PeakO | 0 | 0 | 0 | 0 | 0 | 0
ST | 0 | 0 | 0 | 0 | 0 | 0
STOG | 0 | 0 | 0 | 0 | 0 | 0
STWD | 0 | 0 | 0 | 0 | 0 | 0
WT | 0 | 0 | 0 | 0 | 0 | 0
IGCC | 0 | 0 | 0 | 0 | 0 | 0
DemandResponse | 0 | 0 | 0 | 0 | 0 | 0
IGCC-CCS | 0 | 0 | 0 | 0 | 0 | 0
WT_off | 0 | 0 | 0 | 0 | 0 | 0
PseudoUnit | 0 | 0 | 0 | 0 | 0 | 0
FixedInterchange | 0 | 0 | 0 | 0 | 0 | 0
Retrofit FOM Costs by Reporting Type: RMPA
ReportingType | 2015 | 2020 | 2025 | 2030 | 2035 | 2040
BM | 0 | 0 | 0 | 0 | 0 | 0
CC | 0 | 0 | 0 | 0 | 0 | 0
CSP | 0 | 0 | 0 | 0 | 0 | 0
CT | 0 | 0 | 0 | 0 | 0 | 0
Coal | 22.59 | 21.15 | 6.3 | 6.3 | 6.3 | 6.3
Geo | 0 | 0 | 0 | 0 | 0 | 0
H | 0 | 0 | 0 | 0 | 0 | 0
LFG | 0 | 0 | 0 | 0 | 0 | 0
Nuc | 0 | 0 | 0 | 0 | 0 | 0
PS | 0 | 0 | 0 | 0 | 0 | 0
PV | 0 | 0 | 0 | 0 | 0 | 0
PeakG | 0 | 0 | 0 | 0 | 0 | 0
PeakO | 0 | 0 | 0 | 0 | 0 | 0
ST | 0 | 0 | 0 | 0 | 0 | 0
STOG | 0 | 0 | 0 | 0 | 0 | 0
STWD | 0 | 0 | 0 | 0 | 0 | 0
WT | 0 | 0 | 0 | 0 | 0 | 0
IGCC | 0 | 0 | 0 | 0 | 0 | 0
DemandResponse | 0 | 0 | 0 | 0 | 0 | 0
IGCC-CCS | 0 | 0 | 0 | 0 | 0 | 0
WT_off | 0 | 0 | 0 | 0 | 0 | 0
PseudoUnit | 0 | 0 | 0 | 0 | 0 | 0
FixedInterchange | 0 | 0 | 0 | 0 | 0 | 0
Retrofit FOM Costs by Reporting Type: SP15
ReportingType | 2015 | 2020 | 2025 | 2030 | 2035 | 2040
BM | 0 | 0 | 0 | 0 | 0 | 0
CC | 0 | 0 | 0 | 0 | 0 | 0
CSP | 0 | 0 | 0 | 0 | 0 | 0
CT | 0 | 0 | 0 | 0 | 0 | 0
Coal | 0.23 | 0.41 | 0 | 0 | 0 | 0
Geo | 0 | 0 | 0 | 0 | 0 | 0
H | 0 | 0 | 0 | 0 | 0 | 0
LFG | 0 | 0 | 0 | 0 | 0 | 0
Nuc | 0 | 0 | 0 | 0 | 0 | 0
PS | 0 | 0 | 0 | 0 | 0 | 0
PV | 0 | 0 | 0 | 0 | 0 | 0
PeakG | 0 | 0 | 0 | 0 | 0 | 0
PeakO | 0 | 0 | 0 | 0 | 0 | 0
ST | 0 | 0 | 0 | 0 | 0 | 0
STOG | 0 | 0 | 0 | 0 | 0 | 0
STWD | 0 | 0 | 0 | 0 | 0 | 0
WT | 0 | 0 | 0 | 0 | 0 | 0
IGCC | 0 | 0 | 0 | 0 | 0 | 0
DemandResponse | 0 | 0 | 0 | 0 | 0 | 0
IGCC-CCS | 0 | 0 | 0 | 0 | 0 | 0
WT_off | 0 | 0 | 0 | 0 | 0 | 0
PseudoUnit | 0 | 0 | 0 | 0 | 0 | 0
FixedInterchange | 0 | 0 | 0 | 0 | 0 | 0
Retrofit FOM Costs by Reporting Type: ALB
ReportingType | 2015 | 2020 | 2025 | 2030 | 2035 | 2040
BM | 0 | 0 | 0 | 0 | 0 | 0
CC | 0 | 0 | 0 | 0 | 0 | 0
CSP | 0 | 0 | 0 | 0 | 0 | 0
CT | 0 | 0 | 0 | 0 | 0 | 0
Coal | 0.29 | 0.29 | 0.29 | 0 | 0 | 0
Geo | 0 | 0 | 0 | 0 | 0 | 0
H | 0 | 0 | 0 | 0 | 0 | 0
LFG | 0 | 0 | 0 | 0 | 0 | 0
Nuc | 0 | 0 | 0 | 0 | 0 | 0
PS | 0 | 0 | 0 | 0 | 0 | 0
PV | 0 | 0 | 0 | 0 | 0 | 0
PeakG | 0 | 0 | 0 | 0 | 0 | 0
PeakO | 0 | 0 | 0 | 0 | 0 | 0
ST | 0 | 0 | 0 | 0 | 0 | 0
STOG | 0 | 0 | 0 | 0 | 0 | 0
STWD | 0 | 0 | 0 | 0 | 0 | 0
WT | 0 | 0 | 0 | 0 | 0 | 0
IGCC | 0 | 0 | 0 | 0 | 0 | 0
DemandResponse | 0 | 0 | 0 | 0 | 0 | 0
IGCC-CCS | 0 | 0 | 0 | 0 | 0 | 0
WT_off | 0 | 0 | 0 | 0 | 0 | 0
PseudoUnit | 0 | 0 | 0 | 0 | 0 | 0
FixedInterchange | 0 | 0 | 0 | 0 | 0 | 0
Retrofit FOM Costs by Reporting Type: BC
ReportingType | 2015 | 2020 | 2025 | 2030 | 2035 | 2040
BM | 0 | 0 | 0 | 0 | 0 | 0
CC | 0 | 0 | 0 | 0 | 0 | 0
CSP | 0 | 0 | 0 | 0 | 0 | 0
CT | 0 | 0 | 0 | 0 | 0 | 0
Coal | 0 | 0 | 0 | 0 | 0 | 0
Geo | 0 | 0 | 0 | 0 | 0 | 0
H | 0 | 0 | 0 | 0 | 0 | 0
LFG | 0 | 0 | 0 | 0 | 0 | 0
Nuc | 0 | 0 | 0 | 0 | 0 | 0
PS | 0 | 0 | 0 | 0 | 0 | 0
PV | 0 | 0 | 0 | 0 | 0 | 0
PeakG | 0 | 0 | 0 | 0 | 0 | 0
PeakO | 0 | 0 | 0 | 0 | 0 | 0
ST | 0 | 0 | 0 | 0 | 0 | 0
STOG | 0 | 0 | 0 | 0 | 0 | 0
STWD | 0 | 0 | 0 | 0 | 0 | 0
WT | 0 | 0 | 0 | 0 | 0 | 0
IGCC | 0 | 0 | 0 | 0 | 0 | 0
DemandResponse | 0 | 0 | 0 | 0 | 0 | 0
IGCC-CCS | 0 | 0 | 0 | 0 | 0 | 0
WT_off | 0 | 0 | 0 | 0 | 0 | 0
PseudoUnit | 0 | 0 | 0 | 0 | 0 | 0
FixedInterchange | 0 | 0 | 0 | 0 | 0 | 0
Retrofit FOM Costs by Reporting Type: HQ_IESO
ReportingType | 2015 | 2020 | 2025 | 2030 | 2035 | 2040
BM | 0 | 0 | 0 | 0 | 0 | 0
CC | 0 | 0 | 0 | 0 | 0 | 0
CSP | 0 | 0 | 0 | 0 | 0 | 0
CT | 0 | 0 | 0 | 0 | 0 | 0
Coal | 0 | 0 | 0 | 0 | 0 | 0
Geo | 0 | 0 | 0 | 0 | 0 | 0
H | 0 | 0 | 0 | 0 | 0 | 0
LFG | 0 | 0 | 0 | 0 | 0 | 0
Nuc | 0 | 0 | 0 | 0 | 0 | 0
PS | 0 | 0 | 0 | 0 | 0 | 0
PV | 0 | 0 | 0 | 0 | 0 | 0
PeakG | 0 | 0 | 0 | 0 | 0 | 0
PeakO | 0 | 0 | 0 | 0 | 0 | 0
ST | 0 | 0 | 0 | 0 | 0 | 0
STOG | 0 | 0 | 0 | 0 | 0 | 0
STWD | 0 | 0 | 0 | 0 | 0 | 0
WT | 0 | 0 | 0 | 0 | 0 | 0
IGCC | 0 | 0 | 0 | 0 | 0 | 0
DemandResponse | 0 | 0 | 0 | 0 | 0 | 0
IGCC-CCS | 0 | 0 | 0 | 0 | 0 | 0
WT_off | 0 | 0 | 0 | 0 | 0 | 0
PseudoUnit | 0 | 0 | 0 | 0 | 0 | 0
FixedInterchange | 0 | 0 | 0 | 0 | 0 | 0
Retrofit FOM Costs by Reporting Type: HQ_NEISO
ReportingType | 2015 | 2020 | 2025 | 2030 | 2035 | 2040
BM | 0 | 0 | 0 | 0 | 0 | 0
CC | 0 | 0 | 0 | 0 | 0 | 0
CSP | 0 | 0 | 0 | 0 | 0 | 0
CT | 0 | 0 | 0 | 0 | 0 | 0
Coal | 0 | 0 | 0 | 0 | 0 | 0
Geo | 0 | 0 | 0 | 0 | 0 | 0
H | 0 | 0 | 0 | 0 | 0 | 0
LFG | 0 | 0 | 0 | 0 | 0 | 0
Nuc | 0 | 0 | 0 | 0 | 0 | 0
PS | 0 | 0 | 0 | 0 | 0 | 0
PV | 0 | 0 | 0 | 0 | 0 | 0
PeakG | 0 | 0 | 0 | 0 | 0 | 0
PeakO | 0 | 0 | 0 | 0 | 0 | 0
ST | 0 | 0 | 0 | 0 | 0 | 0
STOG | 0 | 0 | 0 | 0 | 0 | 0
STWD | 0 | 0 | 0 | 0 | 0 | 0
WT | 0 | 0 | 0 | 0 | 0 | 0
IGCC | 0 | 0 | 0 | 0 | 0 | 0
DemandResponse | 0 | 0 | 0 | 0 | 0 | 0
IGCC-CCS | 0 | 0 | 0 | 0 | 0 | 0
WT_off | 0 | 0 | 0 | 0 | 0 | 0
PseudoUnit | 0 | 0 | 0 | 0 | 0 | 0
FixedInterchange | 0 | 0 | 0 | 0 | 0 | 0
Retrofit FOM Costs by Reporting Type: HQ_NY
ReportingType | 2015 | 2020 | 2025 | 2030 | 2035 | 2040
BM | 0 | 0 | 0 | 0 | 0 | 0
CC | 0 | 0 | 0 | 0 | 0 | 0
CSP | 0 | 0 | 0 | 0 | 0 | 0
CT | 0 | 0 | 0 | 0 | 0 | 0
Coal | 0 | 0 | 0 | 0 | 0 | 0
Geo | 0 | 0 | 0 | 0 | 0 | 0
H | 0 | 0 | 0 | 0 | 0 | 0
LFG | 0 | 0 | 0 | 0 | 0 | 0
Nuc | 0 | 0 | 0 | 0 | 0 | 0
PS | 0 | 0 | 0 | 0 | 0 | 0
PV | 0 | 0 | 0 | 0 | 0 | 0
PeakG | 0 | 0 | 0 | 0 | 0 | 0
PeakO | 0 | 0 | 0 | 0 | 0 | 0
ST | 0 | 0 | 0 | 0 | 0 | 0
STOG | 0 | 0 | 0 | 0 | 0 | 0
STWD | 0 | 0 | 0 | 0 | 0 | 0
WT | 0 | 0 | 0 | 0 | 0 | 0
IGCC | 0 | 0 | 0 | 0 | 0 | 0
DemandResponse | 0 | 0 | 0 | 0 | 0 | 0
IGCC-CCS | 0 | 0 | 0 | 0 | 0 | 0
WT_off | 0 | 0 | 0 | 0 | 0 | 0
PseudoUnit | 0 | 0 | 0 | 0 | 0 | 0
FixedInterchange | 0 | 0 | 0 | 0 | 0 | 0
Retrofit FOM Costs by Reporting Type: MARITIMES
ReportingType | 2015 | 2020 | 2025 | 2030 | 2035 | 2040
BM | 0 | 0 | 0 | 0 | 0 | 0
CC | 0 | 0 | 0 | 0 | 0 | 0
CSP | 0 | 0 | 0 | 0 | 0 | 0
CT | 0 | 0 | 0 | 0 | 0 | 0
Coal | 0 | 0 | 0 | 0 | 0 | 0
Geo | 0 | 0 | 0 | 0 | 0 | 0
H | 0 | 0 | 0 | 0 | 0 | 0
LFG | 0 | 0 | 0 | 0 | 0 | 0
Nuc | 0 | 0 | 0 | 0 | 0 | 0
PS | 0 | 0 | 0 | 0 | 0 | 0
PV | 0 | 0 | 0 | 0 | 0 | 0
PeakG | 0 | 0 | 0 | 0 | 0 | 0
PeakO | 0 | 0 | 0 | 0 | 0 | 0
ST | 0 | 0 | 0 | 0 | 0 | 0
STOG | 0 | 0 | 0 | 0 | 0 | 0
STWD | 0 | 0 | 0 | 0 | 0 | 0
WT | 0 | 0 | 0 | 0 | 0 | 0
IGCC | 0 | 0 | 0 | 0 | 0 | 0
DemandResponse | 0 | 0 | 0 | 0 | 0 | 0
IGCC-CCS | 0 | 0 | 0 | 0 | 0 | 0
WT_off | 0 | 0 | 0 | 0 | 0 | 0
PseudoUnit | 0 | 0 | 0 | 0 | 0 | 0
FixedInterchange | 0 | 0 | 0 | 0 | 0 | 0
Retrofit FOM Costs by Reporting Type: All
ReportingType | 2015 | 2020 | 2025 | 2030 | 2035 | 2040
BM | 0 | 0 | 0 | 0 | 0 | 0
CC | 0 | 0 | 0 | 0 | 0 | 0
CSP | 0 | 0 | 0 | 0 | 0 | 0
CT | 0 | 0 | 0 | 0 | 0 | 0
Coal | 685.63 | 379.91 | 21.47 | 20.7 | 20.75 | 20.75
Geo | 0 | 0 | 0 | 0 | 0 | 0
H | 0 | 0 | 0 | 0 | 0 | 0
LFG | 0 | 0 | 0 | 0 | 0 | 0
Nuc | 0 | 0 | 0 | 0 | 0 | 0
PS | 0 | 0 | 0 | 0 | 0 | 0
PV | 0 | 0 | 0 | 0 | 0 | 0
PeakG | 0 | 0 | 0 | 0 | 0 | 0
PeakO | 0 | 0 | 0 | 0 | 0 | 0
ST | 0 | 0 | 0 | 0 | 0 | 0
STOG | 0 | 0 | 0 | 0 | 0 | 0
STWD | 0 | 0 | 0 | 0 | 0 | 0
WT | 0 | 0 | 0 | 0 | 0 | 0
IGCC | 0 | 0 | 0 | 0 | 0 | 0
DemandResponse | 0 | 0 | 0 | 0 | 0 | 0
IGCC-CCS | 0 | 0 | 0 | 0 | 0 | 0
WT_off | 0 | 0 | 0 | 0 | 0 | 0
PseudoUnit | 0 | 0 | 0 | 0 | 0 | 0
FixedInterchange | 0 | 0 | 0 | 0 | 0 | 0
Retrofit FOM Costs by Reporting Type: EI_US
ReportingType | 2015 | 2020 | 2025 | 2030 | 2035 | 2040
BM | 0 | 0 | 0 | 0 | 0 | 0
CC | 0 | 0 | 0 | 0 | 0 | 0
CSP | 0 | 0 | 0 | 0 | 0 | 0
CT | 0 | 0 | 0 | 0 | 0 | 0
Coal | 552.94 | 270.99 | 13.9 | 13.43 | 13.48 | 13.48
Geo | 0 | 0 | 0 | 0 | 0 | 0
H | 0 | 0 | 0 | 0 | 0 | 0
LFG | 0 | 0 | 0 | 0 | 0 | 0
Nuc | 0 | 0 | 0 | 0 | 0 | 0
PS | 0 | 0 | 0 | 0 | 0 | 0
PV | 0 | 0 | 0 | 0 | 0 | 0
PeakG | 0 | 0 | 0 | 0 | 0 | 0
PeakO | 0 | 0 | 0 | 0 | 0 | 0
ST | 0 | 0 | 0 | 0 | 0 | 0
STOG | 0 | 0 | 0 | 0 | 0 | 0
STWD | 0 | 0 | 0 | 0 | 0 | 0
WT | 0 | 0 | 0 | 0 | 0 | 0
IGCC | 0 | 0 | 0 | 0 | 0 | 0
DemandResponse | 0 | 0 | 0 | 0 | 0 | 0
IGCC-CCS | 0 | 0 | 0 | 0 | 0 | 0
WT_off | 0 | 0 | 0 | 0 | 0 | 0
PseudoUnit | 0 | 0 | 0 | 0 | 0 | 0
FixedInterchange | 0 | 0 | 0 | 0 | 0 | 0
Retrofit FOM Costs by Reporting Type: EI_Canada
ReportingType | 2015 | 2020 | 2025 | 2030 | 2035 | 2040
BM | 0 | 0 | 0 | 0 | 0 | 0
CC | 0 | 0 | 0 | 0 | 0 | 0
CSP | 0 | 0 | 0 | 0 | 0 | 0
CT | 0 | 0 | 0 | 0 | 0 | 0
Coal | 0 | 0 | 0 | 0 | 0 | 0
Geo | 0 | 0 | 0 | 0 | 0 | 0
H | 0 | 0 | 0 | 0 | 0 | 0
LFG | 0 | 0 | 0 | 0 | 0 | 0
Nuc | 0 | 0 | 0 | 0 | 0 | 0
PS | 0 | 0 | 0 | 0 | 0 | 0
PV | 0 | 0 | 0 | 0 | 0 | 0
PeakG | 0 | 0 | 0 | 0 | 0 | 0
PeakO | 0 | 0 | 0 | 0 | 0 | 0
ST | 0 | 0 | 0 | 0 | 0 | 0
STOG | 0 | 0 | 0 | 0 | 0 | 0
STWD | 0 | 0 | 0 | 0 | 0 | 0
WT | 0 | 0 | 0 | 0 | 0 | 0
IGCC | 0 | 0 | 0 | 0 | 0 | 0
DemandResponse | 0 | 0 | 0 | 0 | 0 | 0
IGCC-CCS | 0 | 0 | 0 | 0 | 0 | 0
WT_off | 0 | 0 | 0 | 0 | 0 | 0
PseudoUnit | 0 | 0 | 0 | 0 | 0 | 0
FixedInterchange | 0 | 0 | 0 | 0 | 0 | 0
Retrofit FOM Costs by Reporting Type: EI
ReportingType | 2015 | 2020 | 2025 | 2030 | 2035 | 2040
BM | 0 | 0 | 0 | 0 | 0 | 0
CC | 0 | 0 | 0 | 0 | 0 | 0
CSP | 0 | 0 | 0 | 0 | 0 | 0
CT | 0 | 0 | 0 | 0 | 0 | 0
Coal | 552.94 | 270.99 | 13.9 | 13.43 | 13.48 | 13.48
Geo | 0 | 0 | 0 | 0 | 0 | 0
H | 0 | 0 | 0 | 0 | 0 | 0
LFG | 0 | 0 | 0 | 0 | 0 | 0
Nuc | 0 | 0 | 0 | 0 | 0 | 0
PS | 0 | 0 | 0 | 0 | 0 | 0
PV | 0 | 0 | 0 | 0 | 0 | 0
PeakG | 0 | 0 | 0 | 0 | 0 | 0
PeakO | 0 | 0 | 0 | 0 | 0 | 0
ST | 0 | 0 | 0 | 0 | 0 | 0
STOG | 0 | 0 | 0 | 0 | 0 | 0
STWD | 0 | 0 | 0 | 0 | 0 | 0
WT | 0 | 0 | 0 | 0 | 0 | 0
IGCC | 0 | 0 | 0 | 0 | 0 | 0
DemandResponse | 0 | 0 | 0 | 0 | 0 | 0
IGCC-CCS | 0 | 0 | 0 | 0 | 0 | 0
WT_off | 0 | 0 | 0 | 0 | 0 | 0
PseudoUnit | 0 | 0 | 0 | 0 | 0 | 0
FixedInterchange | 0 | 0 | 0 | 0 | 0 | 0
Retrofit FOM Costs by Reporting Type: Outside_EI
ReportingType | 2015 | 2020 | 2025 | 2030 | 2035 | 2040
BM | 0 | 0 | 0 | 0 | 0 | 0
CC | 0 | 0 | 0 | 0 | 0 | 0
CSP | 0 | 0 | 0 | 0 | 0 | 0
CT | 0 | 0 | 0 | 0 | 0 | 0
Coal | 132.69 | 108.92 | 7.56 | 7.28 | 7.28 | 7.28
Geo | 0 | 0 | 0 | 0 | 0 | 0
H | 0 | 0 | 0 | 0 | 0 | 0
LFG | 0 | 0 | 0 | 0 | 0 | 0
Nuc | 0 | 0 | 0 | 0 | 0 | 0
PS | 0 | 0 | 0 | 0 | 0 | 0
PV | 0 | 0 | 0 | 0 | 0 | 0
PeakG | 0 | 0 | 0 | 0 | 0 | 0
PeakO | 0 | 0 | 0 | 0 | 0 | 0
ST | 0 | 0 | 0 | 0 | 0 | 0
STOG | 0 | 0 | 0 | 0 | 0 | 0
STWD | 0 | 0 | 0 | 0 | 0 | 0
WT | 0 | 0 | 0 | 0 | 0 | 0
IGCC | 0 | 0 | 0 | 0 | 0 | 0
DemandResponse | 0 | 0 | 0 | 0 | 0 | 0
IGCC-CCS | 0 | 0 | 0 | 0 | 0 | 0
WT_off | 0 | 0 | 0 | 0 | 0 | 0
PseudoUnit | 0 | 0 | 0 | 0 | 0 | 0
FixedInterchange | 0 | 0 | 0 | 0 | 0 | 0
#12 | 0: Levelized Capital Costs ($million)
Levelized Capital Costs by Reporting Type: Entergy
ReportingType | 2015 | 2020 | 2025 | 2030 | 2035 | 2040
BM | 0 | 0 | 0 | 0 | 0 | 0
CC | 35.8 | 290.71 | 290.71 | 290.71 | 290.71 | 254.91
CSP | 0 | 0 | 0 | 0 | 0 | 0
CT | 0 | 0 | 0 | 0 | 0 | 0
Coal | 202.06 | 202.06 | 202.06 | 202.06 | 202.06 | 202.06
Geo | 0 | 0 | 0 | 0 | 0 | 0
H | 0 | 0 | 0 | 0 | 0 | 0
LFG | 0 | 0 | 20.14 | 20.14 | 20.14 | 20.14
Nuc | 0 | 0 | 0 | 0 | 0 | 13.19
PS | 0 | 0 | 0 | 0 | 0 | 0
PV | 0.11 | 19.62 | 27.82 | 27.82 | 27.71 | 8.2
PeakG | 0 | 0 | 0 | 0 | 0 | 0
PeakO | 0 | 0 | 0 | 0 | 0 | 0
ST | 0 | 0 | 0 | 0 | 0 | 0
STOG | 0 | 0 | 0 | 0 | 0 | 0
STWD | 0 | 0 | 0 | 0 | 0 | 0
WT | 0 | 0 | 0 | 25.53 | 25.53 | 25.53
IGCC | 0 | 0 | 0 | 0 | 0 | 0
DemandResponse | 0 | 0 | 0 | 0 | 0 | 0
IGCC-CCS | 0 | 0 | 0 | 0 | 0 | 0
WT_off | 0 | 0 | 0 | 0 | 0 | 0
PseudoUnit | 0 | 0 | 0 | 0 | 0 | 0
FixedInterchange | 0 | 0 | 0 | 0 | 0 | 0
Levelized Capital Costs by Reporting Type: FRCC
ReportingType | 2015 | 2020 | 2025 | 2030 | 2035 | 2040
BM | 0 | 0 | 0 | 0 | 0 | 0
CC | 1159.42 | 1159.42 | 1159.42 | 1159.42 | 1159.42 | 0
CSP | 0 | 0 | 0 | 0 | 0 | 0
CT | 196.14 | 196.14 | 196.14 | 196.14 | 0 | 0
Coal | 0 | 0 | 0 | 0 | 0 | 0
Geo | 0 | 0 | 0 | 0 | 0 | 0
H | 0 | 0 | 0 | 0 | 0 | 0
LFG | 0 | 0 | 37.91 | 37.91 | 37.91 | 37.91
Nuc | 0 | 0 | 704.07 | 9516.93 | 11068.94 | 13587.04
PS | 0 | 0 | 0 | 0 | 0 | 0
PV | 0 | 0 | 0 | 0 | 0 | 0
PeakG | 0 | 0 | 0 | 0 | 0 | 0
PeakO | 0 | 0 | 0 | 0 | 0 | 0
ST | 0 | 0 | 0 | 0 | 0 | 0
STOG | 0 | 0 | 0 | 0 | 0 | 0
STWD | 0 | 0 | 0 | 0 | 0 | 0
WT | 0 | 0 | 0 | 0 | 0 | 0
IGCC | 0 | 0 | 0 | 0 | 0 | 0
DemandResponse | 0 | 0 | 0 | 0 | 0 | 0
IGCC-CCS | 0 | 0 | 0 | 0 | 0 | 0
WT_off | 0 | 0 | 0 | 0 | 0 | 0
PseudoUnit | 0 | 0 | 0 | 0 | 0 | 0
FixedInterchange | 0 | 0 | 0 | 0 | 0 | 0
Levelized Capital Costs by Reporting Type: MAPP_US
ReportingType | 2015 | 2020 | 2025 | 2030 | 2035 | 2040
BM | 0 | 0 | 0 | 0 | 0 | 0
CC | 0 | 0 | 0 | 0 | 0 | 0
CSP | 0 | 0 | 0 | 0 | 0 | 0
CT | 25.9 | 25.9 | 25.9 | 25.19 | 0 | 0
Coal | 0 | 0 | 0 | 0 | 0 | 0
Geo | 0 | 0 | 0 | 0 | 0 | 0
H | 0 | 0 | 0 | 0 | 0 | 0
LFG | 0 | 0 | 0 | 13.26 | 13.26 | 13.26
Nuc | 0 | 0 | 0 | 0 | 0 | 0
PS | 0 | 0 | 0 | 0 | 0 | 0
PV | 0 | 0 | 0 | 0 | 0 | 0
PeakG | 0 | 0 | 0 | 0 | 0 | 0
PeakO | 0 | 0 | 0 | 0 | 0 | 0
ST | 0 | 0 | 0 | 0 | 0 | 0
STOG | 0 | 0 | 0 | 0 | 0 | 0
STWD | 0 | 0 | 0 | 0 | 0 | 0
WT | 90.57 | 1576.4 | 1752.06 | 1752.06 | 1661.49 | 175.66
IGCC | 0 | 0 | 0 | 0 | 0 | 0
DemandResponse | 0 | 0 | 0 | 0 | 0 | 0
IGCC-CCS | 0 | 0 | 0 | 0 | 0 | 0
WT_off | 0 | 0 | 0 | 0 | 0 | 0
PseudoUnit | 0 | 0 | 0 | 0 | 0 | 0
FixedInterchange | 0 | 0 | 0 | 0 | 0 | 0
Levelized Capital Costs by Reporting Type: MISO_IN
ReportingType | 2015 | 2020 | 2025 | 2030 | 2035 | 2040
BM | 0 | 0 | 0 | 0 | 0 | 0
CC | 245 | 947.28 | 947.28 | 947.28 | 947.28 | 702.29
CSP | 0 | 0 | 0 | 0 | 0 | 0
CT | 0 | 0 | 0 | 0 | 0 | 0
Coal | 0 | 0 | 0 | 0 | 0 | 0
Geo | 0 | 0 | 0 | 0 | 0 | 0
H | 0 | 0 | 0 | 0 | 0 | 0
LFG | 0 | 0 | 15.89 | 15.89 | 15.89 | 15.89
Nuc | 0 | 0 | 0 | 0 | 0 | 0
PS | 0 | 0 | 0 | 0 | 0 | 0
PV | 0 | 77.1 | 115.76 | 115.76 | 115.76 | 38.66
PeakG | 0 | 0 | 0 | 0 | 0 | 0
PeakO | 0 | 0 | 0 | 0 | 0 | 0
ST | 0 | 0 | 0 | 0 | 0 | 0
STOG | 0 | 0 | 0 | 0 | 0 | 0
STWD | 0 | 0 | 0 | 0 | 0 | 0
WT | 0 | 32.45 | 390.67 | 2262.34 | 2262.34 | 2229.89
IGCC | 215.26 | 215.26 | 215.26 | 215.26 | 215.26 | 215.26
DemandResponse | 0 | 0 | 0 | 0 | 0 | 0
IGCC-CCS | 0 | 0 | 0 | 0 | 0 | 0
WT_off | 0 | 0 | 0 | 0 | 0 | 0
PseudoUnit | 0 | 0 | 0 | 0 | 0 | 0
FixedInterchange | 0 | 0 | 0 | 0 | 0 | 0
Levelized Capital Costs by Reporting Type: MISO_MI
ReportingType | 2015 | 2020 | 2025 | 2030 | 2035 | 2040
BM | 0 | 0 | 0 | 0 | 0 | 0
CC | 287.01 | 623.77 | 623.77 | 623.77 | 623.77 | 336.76
CSP | 0 | 0 | 0 | 0 | 0 | 0
CT | 0 | 0 | 0 | 0 | 0 | 0
Coal | 0 | 0 | 0 | 0 | 0 | 0
Geo | 0 | 0 | 0 | 0 | 0 | 0
H | 0 | 0 | 0 | 0 | 0 | 0
LFG | 0 | 0 | 33.41 | 33.41 | 33.41 | 33.41
Nuc | 0 | 0 | 0 | 0 | 0 | 0
PS | 0 | 0 | 0 | 0 | 0 | 0
PV | 0 | 0 | 0 | 0 | 0 | 0
PeakG | 0 | 0 | 0 | 0 | 0 | 0
PeakO | 0 | 0 | 0 | 0 | 0 | 0
ST | 0 | 0 | 0 | 0 | 0 | 0
STOG | 0 | 0 | 0 | 0 | 0 | 0
STWD | 0 | 0 | 0 | 0 | 0 | 0
WT | 477.78 | 526.42 | 766.13 | 2020.31 | 1542.53 | 1493.89
IGCC | 0 | 0 | 0 | 0 | 0 | 0
DemandResponse | 0 | 0 | 0 | 0 | 0 | 0
IGCC-CCS | 0 | 0 | 0 | 0 | 0 | 0
WT_off | 0 | 0 | 0 | 0 | 0 | 0
PseudoUnit | 0 | 0 | 0 | 0 | 0 | 0
FixedInterchange | 0 | 0 | 0 | 0 | 0 | 0
Levelized Capital Costs by Reporting Type: MISO_MO-IL
ReportingType | 2015 | 2020 | 2025 | 2030 | 2035 | 2040
BM | 0 | 0 | 0 | 0 | 0 | 0
CC | 190.57 | 546.44 | 546.44 | 546.44 | 546.44 | 355.87
CSP | 0 | 0 | 0 | 0 | 0 | 0
CT | 0 | 0 | 0 | 0 | 0 | 0
Coal | 574.94 | 574.94 | 574.94 | 574.94 | 574.94 | 574.94
Geo | 0 | 0 | 0 | 0 | 0 | 0
H | 0 | 0 | 92.29 | 92.29 | 92.29 | 92.29
LFG | 0 | 0 | 31.66 | 46.76 | 46.76 | 46.76
Nuc | 0 | 0 | 0 | 0 | 0 | 0
PS | 0 | 0 | 0 | 0 | 0 | 0
PV | 0 | 0 | 0 | 0 | 0 | 0
PeakG | 0 | 0 | 0 | 0 | 0 | 0
PeakO | 0 | 0 | 0 | 0 | 0 | 0
ST | 0 | 0 | 0 | 0 | 0 | 0
STOG | 0 | 0 | 0 | 0 | 0 | 0
STWD | 0 | 0 | 0 | 0 | 0 | 0
WT | 68.52 | 106.39 | 1229.8 | 2841.48 | 2772.96 | 2735.09
IGCC | 0 | 0 | 0 | 0 | 0 | 0
DemandResponse | 0 | 0 | 0 | 0 | 0 | 0
IGCC-CCS | 0 | 0 | 0 | 0 | 0 | 0
WT_off | 0 | 0 | 0 | 0 | 0 | 0
PseudoUnit | 0 | 0 | 0 | 0 | 0 | 0
FixedInterchange | 0 | 0 | 0 | 0 | 0 | 0
Levelized Capital Costs by Reporting Type: MISO_W
ReportingType | 2015 | 2020 | 2025 | 2030 | 2035 | 2040
BM | 0 | 0 | 0 | 0 | 0 | 0
CC | 167.37 | 419.81 | 419.81 | 419.81 | 419.81 | 252.43
CSP | 0 | 0 | 0 | 0 | 0 | 0
CT | 0 | 0 | 0 | 0 | 0 | 0
Coal | 0 | 0 | 0 | 0 | 0 | 0
Geo | 0 | 0 | 0 | 0 | 0 | 0
H | 0 | 0 | 0 | 0 | 0 | 0
LFG | 0 | 0 | 0 | 14.86 | 14.86 | 14.86
Nuc | 0 | 0 | 0 | 0 | 0 | 0
PS | 0 | 0 | 0 | 0 | 0 | 0
PV | 0 | 0 | 0 | 0 | 0 | 0
PeakG | 0 | 0 | 0 | 0 | 0 | 0
PeakO | 0 | 0 | 0 | 0 | 0 | 0
ST | 0 | 0 | 0 | 0 | 0 | 0
STOG | 0 | 0 | 0 | 0 | 0 | 0
STWD | 0 | 0 | 0 | 0 | 0 | 0
WT | 656.38 | 656.38 | 14388.95 | 14388.95 | 13958.95 | 13958.95
IGCC | 0 | 0 | 0 | 0 | 0 | 0
DemandResponse | 0 | 0 | 0 | 0 | 0 | 0
IGCC-CCS | 0 | 0 | 0 | 0 | 0 | 0
WT_off | 0 | 0 | 0 | 0 | 0 | 0
PseudoUnit | 0 | 0 | 0 | 0 | 0 | 0
FixedInterchange | 0 | 0 | 0 | 0 | 0 | 0
Levelized Capital Costs by Reporting Type: MISO_WUMS
ReportingType | 2015 | 2020 | 2025 | 2030 | 2035 | 2040
BM | 0 | 0 | 0 | 0 | 0 | 0
CC | 425.71 | 425.71 | 425.71 | 425.71 | 425.71 | 0
CSP | 0 | 0 | 0 | 0 | 0 | 0
CT | 0 | 0 | 0 | 0 | 0 | 0
Coal | 184.51 | 184.51 | 184.51 | 184.51 | 184.51 | 184.51
Geo | 0 | 0 | 0 | 0 | 0 | 0
H | 0 | 0.35 | 0.35 | 0.35 | 0.35 | 0.35
LFG | 0 | 0 | 43.4 | 43.4 | 43.4 | 43.4
Nuc | 0 | 0 | 0 | 0 | 0 | 0
PS | 0 | 0 | 0 | 0 | 0 | 0
PV | 0 | 0 | 0 | 0 | 0 | 0
PeakG | 0 | 0 | 0 | 0 | 0 | 0
PeakO | 0 | 0 | 0 | 0 | 0 | 0
ST | 0 | 0 | 0 | 0 | 0 | 0
STOG | 0 | 0 | 0 | 0 | 0 | 0
STWD | 0 | 0 | 0 | 0 | 0 | 0
WT | 220.33 | 225.69 | 340.56 | 649.43 | 429.09 | 423.74
IGCC | 0 | 0 | 0 | 0 | 0 | 0
DemandResponse | 0 | 0 | 0 | 0 | 0 | 0
IGCC-CCS | 0 | 0 | 0 | 0 | 0 | 0
WT_off | 0 | 0 | 0 | 0 | 0 | 0
PseudoUnit | 0 | 0 | 0 | 0 | 0 | 0
FixedInterchange | 0 | 0 | 0 | 0 | 0 | 0
Levelized Capital Costs by Reporting Type: Nebraska
ReportingType | 2015 | 2020 | 2025 | 2030 | 2035 | 2040
BM | 0 | 0 | 0 | 0 | 0 | 0
CC | 0 | 0 | 0 | 0 | 0 | 0
CSP | 0 | 0 | 0 | 0 | 0 | 0
CT | 0 | 0 | 0 | 0 | 0 | 0
Coal | 66.52 | 66.52 | 66.52 | 66.52 | 66.52 | 66.52
Geo | 0 | 0 | 0 | 0 | 0 | 0
H | 0 | 0 | 0 | 0 | 0 | 0
LFG | 0 | 0 | 0 | 13.78 | 13.78 | 13.78
Nuc | 0 | 0 | 0 | 0 | 0 | 0
PS | 0 | 0 | 0 | 0 | 0 | 0
PV | 0 | 0 | 0 | 0 | 0 | 0
PeakG | 0 | 0 | 0 | 0 | 0 | 0
PeakO | 0 | 0 | 0 | 0 | 0 | 0
ST | 0 | 0 | 0 | 0 | 0 | 0
STOG | 0 | 0 | 0 | 0 | 0 | 0
STWD | 0 | 0 | 0 | 0 | 0 | 0
WT | 44.01 | 3130.76 | 3224.18 | 3224.18 | 3625.24 | 538.5
IGCC | 0 | 0 | 0 | 0 | 0 | 0
DemandResponse | 0 | 0 | 0 | 0 | 0 | 0
IGCC-CCS | 0 | 0 | 0 | 0 | 0 | 0
WT_off | 0 | 0 | 0 | 0 | 0 | 0
PseudoUnit | 0 | 0 | 0 | 0 | 0 | 0
FixedInterchange | 0 | 0 | 0 | 0 | 0 | 0
Levelized Capital Costs by Reporting Type: NEISO
ReportingType | 2015 | 2020 | 2025 | 2030 | 2035 | 2040
BM | 115.57 | 115.57 | 115.57 | 115.57 | 115.57 | 115.57
CC | 273.49 | 273.49 | 273.49 | 273.49 | 273.49 | 0
CSP | 0 | 0 | 0 | 0 | 0 | 0
CT | 30 | 30 | 30 | 29.13 | 0 | 0
Coal | 0 | 0 | 0 | 0 | 0 | 0
Geo | 0 | 0 | 0 | 0 | 0 | 0
H | 0 | 0 | 0 | 0 | 0 | 0.99
LFG | 10.64 | 10.64 | 10.64 | 24.97 | 14.32 | 14.32
Nuc | 0 | 0 | 0 | 0 | 0 | 0
PS | 0 | 0 | 0 | 0 | 0 | 0
PV | 0 | 97.76 | 97.76 | 97.76 | 97.76 | 0
PeakG | 0 | 0 | 0 | 0 | 0 | 0
PeakO | 0 | 0 | 0 | 0 | 0 | 0
ST | 0 | 0 | 0 | 0 | 0 | 0
STOG | 0 | 0 | 0 | 0 | 0 | 0
STWD | 0 | 0 | 0 | 0 | 0 | 0
WT | 54.49 | 453.72 | 667.4 | 1141.37 | 1094.17 | 694.94
IGCC | 0 | 0 | 0 | 0 | 0 | 0
DemandResponse | 0 | 0 | 0 | 0 | 0 | 0
IGCC-CCS | 0 | 0 | 0 | 0 | 0 | 0
WT_off | 283.24 | 283.24 | 283.24 | 283.24 | 0 | 0
PseudoUnit | 0 | 0 | 0 | 0 | 0 | 0
FixedInterchange | 0 | 0 | 0 | 0 | 0 | 0
Levelized Capital Costs by Reporting Type: NonRTO_Midwest
ReportingType | 2015 | 2020 | 2025 | 2030 | 2035 | 2040
BM | 0 | 0 | 0 | 0 | 0 | 0
CC | 127.4 | 596.48 | 596.48 | 596.48 | 596.48 | 469.09
CSP | 0 | 0 | 0 | 0 | 0 | 0
CT | 0 | 0 | 0 | 0 | 0 | 0
Coal | 0 | 0 | 0 | 0 | 0 | 0
Geo | 0 | 0 | 0 | 0 | 0 | 0
H | 0 | 0 | 245.9 | 245.9 | 245.9 | 245.9
LFG | 0 | 0 | 30 | 30 | 30 | 30
Nuc | 0 | 0 | 0 | 0 | 310.48 | 793.46
PS | 0 | 0 | 0 | 0 | 0 | 0
PV | 0 | 0 | 0 | 0 | 0 | 0
PeakG | 0 | 0 | 0 | 0 | 0 | 0
PeakO | 0 | 0 | 0 | 0 | 0 | 0
ST | 0 | 0 | 0 | 0 | 0 | 0
STOG | 0 | 0 | 0 | 0 | 0 | 0
STWD | 0 | 0 | 0 | 0 | 0 | 0
WT | 0 | 0 | 0 | 0 | 0 | 0
IGCC | 0 | 0 | 0 | 0 | 0 | 0
DemandResponse | 0 | 0 | 0 | 0 | 0 | 0
IGCC-CCS | 0 | 0 | 0 | 0 | 0 | 0
WT_off | 0 | 0 | 0 | 0 | 0 | 0
PseudoUnit | 0 | 0 | 0 | 0 | 0 | 0
FixedInterchange | 0 | 0 | 0 | 0 | 0 | 0
Levelized Capital Costs by Reporting Type: NYISO_A-F
ReportingType | 2015 | 2020 | 2025 | 2030 | 2035 | 2040
BM | 0 | 0 | 0 | 0 | 0 | 0
CC | 85.71 | 85.71 | 85.71 | 85.71 | 85.71 | 0
CSP | 0 | 0 | 0 | 0 | 0 | 0
CT | 0 | 0 | 0 | 0 | 0 | 0
Coal | 0 | 0 | 0 | 0 | 0 | 0
Geo | 0 | 0 | 0 | 0 | 0 | 0
H | 0 | 0 | 0 | 0 | 0 | 0
LFG | 1.35 | 1.35 | 1.35 | 14.91 | 13.57 | 13.57
Nuc | 0 | 0 | 0 | 0 | 0 | 0
PS | 0 | 0 | 0 | 0 | 0 | 0
PV | 0 | 0 | 0 | 0 | 0 | 0
PeakG | 0 | 0 | 0 | 0 | 0 | 0
PeakO | 0 | 0 | 0 | 0 | 0 | 0
ST | 0 | 0 | 0 | 0 | 0 | 0
STOG | 0 | 0 | 0 | 0 | 0 | 0
STWD | 0 | 0 | 0 | 0 | 0 | 0
WT | 577.13 | 887.01 | 887.01 | 1355.6 | 778.48 | 468.59
IGCC | 0 | 0 | 0 | 0 | 0 | 0
DemandResponse | 0 | 0 | 0 | 0 | 0 | 0
IGCC-CCS | 0 | 0 | 0 | 0 | 0 | 0
WT_off | 0 | 0 | 0 | 0 | 0 | 0
PseudoUnit | 0 | 0 | 0 | 0 | 0 | 0
FixedInterchange | 0 | 0 | 0 | 0 | 0 | 0
Levelized Capital Costs by Reporting Type: NYISO_G-I
ReportingType | 2015 | 2020 | 2025 | 2030 | 2035 | 2040
BM | 0 | 0 | 0 | 0 | 0 | 0
CC | 0 | 0 | 0 | 0 | 54.26 | 198.57
CSP | 0 | 0 | 0 | 0 | 0 | 0
CT | 0 | 0 | 0 | 0 | 0 | 0
Coal | 0 | 0 | 0 | 0 | 0 | 0
Geo | 0 | 0 | 0 | 0 | 0 | 0
H | 0 | 0 | 0 | 0 | 0 | 0
LFG | 0 | 0 | 7.98 | 14.85 | 14.85 | 14.85
Nuc | 0 | 0 | 0 | 0 | 0 | 0
PS | 0 | 0 | 0 | 0 | 0 | 0
PV | 0 | 0 | 0 | 0 | 0 | 0
PeakG | 0 | 0 | 0 | 0 | 0 | 0
PeakO | 0 | 0 | 0 | 0 | 0 | 0
ST | 0 | 0 | 0 | 0 | 0 | 0
STOG | 0 | 0 | 0 | 0 | 0 | 0
STWD | 0 | 0 | 0 | 0 | 0 | 0
WT | 0 | 12.72 | 12.72 | 62.02 | 76.54 | 63.83
IGCC | 0 | 0 | 0 | 0 | 0 | 0
DemandResponse | 0 | 0 | 0 | 0 | 0 | 0
IGCC-CCS | 0 | 0 | 0 | 0 | 0 | 0
WT_off | 0 | 0 | 0 | 0 | 0 | 0
PseudoUnit | 0 | 0 | 0 | 0 | 0 | 0
FixedInterchange | 0 | 0 | 0 | 0 | 0 | 0
Levelized Capital Costs by Reporting Type: NYISO_J-K
ReportingType | 2015 | 2020 | 2025 | 2030 | 2035 | 2040
BM | 0 | 0 | 0 | 0 | 0 | 0
CC | 226.37 | 226.37 | 226.37 | 226.37 | 226.37 | 0
CSP | 0 | 0 | 0 | 0 | 0 | 0
CT | 0 | 0 | 0 | 0 | 0 | 0
Coal | 0 | 0 | 0 | 0 | 0 | 0
Geo | 0 | 0 | 0 | 0 | 0 | 0
H | 0 | 0 | 0 | 0 | 0 | 0
LFG | 0 | 0 | 0 | 20.47 | 20.47 | 20.47
Nuc | 0 | 0 | 0 | 0 | 0 | 0
PS | 0 | 0 | 0 | 0 | 0 | 0
PV | 16.99 | 16.99 | 16.99 | 16.99 | 0 | 0
PeakG | 0 | 0 | 0 | 0 | 0 | 0
PeakO | 0 | 0 | 0 | 0 | 0 | 0
ST | 0 | 0 | 0 | 0 | 0 | 0
STOG | 0 | 0 | 0 | 0 | 0 | 0
STWD | 0 | 0 | 0 | 0 | 0 | 0
WT | 0 | 0 | 0 | 0 | 0 | 0
IGCC | 0 | 0 | 0 | 0 | 0 | 0
DemandResponse | 0 | 0 | 0 | 0 | 0 | 0
IGCC-CCS | 0 | 0 | 0 | 0 | 0 | 0
WT_off | 0 | 0 | 0 | 0 | 0 | 0
PseudoUnit | 0 | 0 | 0 | 0 | 0 | 0
FixedInterchange | 0 | 0 | 0 | 0 | 0 | 0
Levelized Capital Costs by Reporting Type: PJM_E
ReportingType | 2015 | 2020 | 2025 | 2030 | 2035 | 2040
BM | 14.48 | 14.48 | 14.48 | 14.48 | 14.48 | 14.48
CC | 673.31 | 673.31 | 673.31 | 673.31 | 582.39 | 0
CSP | 0 | 0 | 0 | 0 | 0 | 0
CT | 2.28 | 2.28 | 2.28 | 0 | 0 | 0
Coal | 9.09 | 9.09 | 9.09 | 9.09 | 9.09 | 9.09
Geo | 0 | 0 | 0 | 0 | 0 | 0
H | 0 | 0 | 0 | 0 | 0 | 0
LFG | 2.19 | 32.86 | 32.86 | 30.67 | 30.67 | 0
Nuc | 0 | 0 | 0 | 0 | 0 | 0
PS | 0 | 0 | 0 | 0 | 0 | 0
PV | 11.04 | 11.04 | 11.04 | 11.04 | 0 | 0
PeakG | 0 | 0 | 0 | 0 | 0 | 0
PeakO | 0 | 0 | 0 | 0 | 0 | 0
ST | 0 | 0 | 0 | 0 | 0 | 0
STOG | 0 | 0 | 0 | 0 | 0 | 0
STWD | 0 | 0 | 0 | 0 | 0 | 0
WT | 300.12 | 300.12 | 300.12 | 300.12 | 0 | 0
IGCC | 0 | 0 | 0 | 0 | 0 | 0
DemandResponse | 0 | 0 | 0 | 0 | 0 | 0
IGCC-CCS | 0 | 0 | 0 | 0 | 0 | 0
WT_off | 0 | 0 | 540.35 | 540.35 | 540.35 | 540.35
PseudoUnit | 0 | 0 | 0 | 0 | 0 | 0
FixedInterchange | 0 | 0 | 0 | 0 | 0 | 0
Levelized Capital Costs by Reporting Type: PJM_ROM
ReportingType | 2015 | 2020 | 2025 | 2030 | 2035 | 2040
BM | 7.8 | 7.8 | 7.8 | 7.8 | 7.8 | 7.8
CC | 232.92 | 232.92 | 232.92 | 232.92 | 887.85 | 1218.4
CSP | 0 | 0 | 0 | 0 | 0 | 0
CT | 1.4 | 1.4 | 1.4 | 1.4 | 0 | 0
Coal | 10.21 | 10.21 | 10.21 | 10.21 | 10.21 | 10.21
Geo | 0 | 0 | 0 | 0 | 0 | 0
H | 0 | 0 | 223.48 | 223.48 | 223.48 | 223.48
LFG | 3.93 | 57.29 | 57.29 | 55.71 | 53.36 | 0
Nuc | 0 | 0 | 0 | 0 | 0 | 0
PS | 0 | 0 | 0 | 0 | 0 | 0
PV | 0 | 454.94 | 679.96 | 706.11 | 706.11 | 251.17
PeakG | 0 | 0 | 0 | 0 | 0 | 0
PeakO | 0 | 0 | 0 | 0 | 0 | 0
ST | 0 | 0 | 0 | 0 | 0 | 0
STOG | 0 | 0 | 0 | 0 | 0 | 0
STWD | 0 | 0 | 0 | 0 | 0 | 0
WT | 113.55 | 281.73 | 281.73 | 254.32 | 168.17 | 0
IGCC | 0 | 0 | 0 | 0 | 0 | 0
DemandResponse | 0 | 0 | 0 | 0 | 0 | 0
IGCC-CCS | 0 | 0 | 0 | 0 | 0 | 0
WT_off | 0 | 0 | 0 | 0 | 0 | 0
PseudoUnit | 0 | 0 | 0 | 0 | 0 | 0
FixedInterchange | 0 | 0 | 0 | 0 | 0 | 0
Levelized Capital Costs by Reporting Type: PJM_ROR
ReportingType | 2015 | 2020 | 2025 | 2030 | 2035 | 2040
BM | 165.77 | 165.77 | 165.77 | 165.77 | 165.77 | 80.7
CC | 2491.86 | 2491.86 | 2491.86 | 2491.86 | 2471.77 | 0
CSP | 0 | 0 | 0 | 0 | 0 | 0
CT | 2.4 | 2.4 | 2.4 | 2.4 | 0 | 0
Coal | 648.6 | 648.6 | 648.6 | 648.6 | 648.6 | 648.6
Geo | 0 | 0 | 0 | 0 | 0 | 0
H | 0 | 174.52 | 174.52 | 174.52 | 174.52 | 174.52
LFG | 11.72 | 113.04 | 113.04 | 107.38 | 101.31 | 0
Nuc | 0 | 0 | 0 | 0 | 0 | 0
PS | 0 | 0 | 0 | 0 | 0 | 0
PV | 0 | 0 | 0 | 0 | 0 | 0
PeakG | 0 | 0 | 0 | 0 | 0 | 0
PeakO | 0 | 0 | 0 | 0 | 0 | 0
ST | 0 | 0 | 0 | 0 | 0 | 0
STOG | 0 | 0 | 0 | 0 | 0 | 0
STWD | 0 | 0 | 0 | 0 | 0 | 0
WT | 1894.89 | 1934.85 | 2639.02 | 1852.17 | 744.13 | 704.16
IGCC | 0 | 0 | 0 | 0 | 0 | 0
DemandResponse | 0 | 0 | 0 | 0 | 0 | 0
IGCC-CCS | 0 | 0 | 0 | 0 | 0 | 0
WT_off | 0 | 0 | 0 | 0 | 0 | 0
PseudoUnit | 0 | 0 | 0 | 0 | 0 | 0
FixedInterchange | 0 | 0 | 0 | 0 | 0 | 0
Levelized Capital Costs by Reporting Type: SOCO
ReportingType | 2015 | 2020 | 2025 | 2030 | 2035 | 2040
BM | 21 | 21 | 21 | 21 | 21 | 21
CC | 1232.46 | 1329.57 | 1329.57 | 1329.57 | 1329.57 | 97.11
CSP | 0 | 0 | 0 | 0 | 0 | 0
CT | 0 | 0 | 0 | 0 | 0 | 0
Coal | 0 | 0 | 0 | 0 | 0 | 0
Geo | 0 | 0 | 0 | 0 | 0 | 0
H | 0 | 0 | 0 | 0 | 0 | 0
LFG | 0 | 0 | 19.65 | 19.65 | 19.65 | 19.65
Nuc | 0 | 1254.21 | 1254.21 | 4786.11 | 5661.6 | 10032.02
PS | 0 | 0 | 0 | 0 | 0 | 0
PV | 0 | 0 | 0 | 0 | 0 | 0
PeakG | 0 | 0 | 0 | 0 | 0 | 0
PeakO | 0 | 0 | 0 | 0 | 0 | 0
ST | 0 | 0 | 0 | 0 | 0 | 0
STOG | 0 | 0 | 0 | 0 | 0 | 0
STWD | 0 | 0 | 0 | 0 | 0 | 0
WT | 0 | 0 | 0 | 0 | 0 | 0
IGCC | 0 | 0 | 0 | 0 | 0 | 0
DemandResponse | 0 | 0 | 0 | 0 | 0 | 0
IGCC-CCS | 0 | 0 | 0 | 0 | 0 | 0
WT_off | 0 | 0 | 0 | 0 | 0 | 0
PseudoUnit | 0 | 0 | 0 | 0 | 0 | 0
FixedInterchange | 0 | 0 | 0 | 0 | 0 | 0
Levelized Capital Costs by Reporting Type: SPP_N
ReportingType | 2015 | 2020 | 2025 | 2030 | 2035 | 2040
BM | 0 | 0 | 0 | 0 | 0 | 0
CC | 0 | 0 | 0 | 0 | 0 | 0
CSP | 0 | 0 | 0 | 0 | 0 | 0
CT | 0 | 0 | 0 | 0 | 0 | 0
Coal | 128.56 | 128.56 | 128.56 | 128.56 | 128.56 | 128.56
Geo | 0 | 0 | 0 | 0 | 0 | 0
H | 0 | 0 | 0 | 0 | 0 | 0
LFG | 0 | 0 | 0 | 17.63 | 17.63 | 17.63
Nuc | 0 | 0 | 0 | 0 | 0 | 0
PS | 0 | 0 | 0 | 0 | 0 | 0
PV | 0 | 0 | 0 | 0 | 0 | 0
PeakG | 0 | 0 | 0 | 0 | 0 | 0
PeakO | 0 | 0 | 0 | 0 | 0 | 0
ST | 0 | 0 | 0 | 0 | 0 | 0
STOG | 0 | 0 | 0 | 0 | 0 | 0
STWD | 0 | 0 | 0 | 0 | 0 | 0
WT | 0 | 7482.82 | 8201.76 | 8498.34 | 8498.34 | 1015.52
IGCC | 0 | 0 | 0 | 0 | 0 | 0
DemandResponse | 0 | 0 | 0 | 0 | 0 | 0
IGCC-CCS | 0 | 0 | 0 | 0 | 0 | 0
WT_off | 0 | 0 | 0 | 0 | 0 | 0
PseudoUnit | 0 | 0 | 0 | 0 | 0 | 0
FixedInterchange | 0 | 0 | 0 | 0 | 0 | 0
Levelized Capital Costs by Reporting Type: SPP_S
ReportingType | 2015 | 2020 | 2025 | 2030 | 2035 | 2040
BM | 0 | 0 | 0 | 0 | 0 | 0
CC | 0 | 0 | 0 | 0 | 0 | 0
CSP | 0 | 0 | 0 | 0 | 0 | 0
CT | 33.21 | 56.93 | 56.93 | 56.93 | 23.72 | 0
Coal | 273.14 | 273.14 | 273.14 | 273.14 | 273.14 | 273.14
Geo | 0 | 0 | 0 | 0 | 0 | 0
H | 0 | 0 | 0 | 0 | 0 | 0
LFG | 0 | 0 | 0 | 17.63 | 17.63 | 17.63
Nuc | 0 | 0 | 0 | 0 | 0 | 0
PS | 0 | 0 | 0 | 0 | 0 | 0
PV | 0 | 0 | 0 | 0 | 0 | 0
PeakG | 0 | 0 | 0 | 0 | 0 | 0
PeakO | 0 | 0 | 0 | 0 | 0 | 0
ST | 0 | 0 | 0 | 0 | 0 | 0
STOG | 0 | 0 | 0 | 0 | 0 | 0
STWD | 0 | 0 | 0 | 0 | 0 | 0
WT | 92.65 | 8052.51 | 8405.42 | 8405.42 | 8312.77 | 352.91
IGCC | 0 | 0 | 0 | 0 | 0 | 0
DemandResponse | 0 | 0 | 0 | 0 | 0 | 0
IGCC-CCS | 0 | 0 | 0 | 0 | 0 | 0
WT_off | 0 | 0 | 0 | 0 | 0 | 0
PseudoUnit | 0 | 0 | 0 | 0 | 0 | 0
FixedInterchange | 0 | 0 | 0 | 0 | 0 | 0
Levelized Capital Costs by Reporting Type: TVA
ReportingType | 2015 | 2020 | 2025 | 2030 | 2035 | 2040
BM | 0 | 0 | 0 | 0 | 0 | 0
CC | 497.85 | 687.13 | 687.13 | 687.13 | 652.65 | 189.28
CSP | 0 | 0 | 0 | 0 | 0 | 0
CT | 0 | 0 | 0 | 0 | 0 | 0
Coal | 0 | 0 | 0 | 0 | 0 | 0
Geo | 0 | 0 | 0 | 0 | 0 | 0
H | 0 | 0 | 0 | 8.9 | 8.9 | 8.9
LFG | 0 | 0 | 19.35 | 19.35 | 19.35 | 19.35
Nuc | 684.91 | 684.91 | 684.91 | 684.91 | 2111.7 | 3897.29
PS | 0 | 0 | 0 | 0 | 0 | 0
PV | 0 | 0 | 0 | 0 | 0 | 0
PeakG | 0 | 0 | 0 | 0 | 0 | 0
PeakO | 0 | 0 | 0 | 0 | 0 | 0
ST | 0 | 0 | 0 | 0 | 0 | 0
STOG | 0 | 0 | 0 | 0 | 0 | 0
STWD | 0 | 0 | 0 | 0 | 0 | 0
WT | 0 | 0 | 0 | 0 | 0 | 0
IGCC | 0 | 0 | 0 | 0 | 0 | 0
DemandResponse | 0 | 0 | 0 | 0 | 0 | 0
IGCC-CCS | 0 | 0 | 0 | 0 | 0 | 0
WT_off | 0 | 0 | 0 | 0 | 0 | 0
PseudoUnit | 0 | 0 | 0 | 0 | 0 | 0
FixedInterchange | 0 | 0 | 0 | 0 | 0 | 0
Levelized Capital Costs by Reporting Type: TVA_Transmission
ReportingType | 2015 | 2020 | 2025 | 2030 | 2035 | 2040
BM | 0 | 0 | 0 | 0 | 0 | 0
CC | 0 | 0 | 0 | 0 | 0 | 0
CSP | 0 | 0 | 0 | 0 | 0 | 0
CT | 0 | 0 | 0 | 0 | 0 | 0
Coal | 0 | 0 | 0 | 0 | 0 | 0
Geo | 0 | 0 | 0 | 0 | 0 | 0
H | 0 | 0 | 0 | 0 | 0 | 0
LFG | 0 | 0 | 0 | 0 | 0 | 0
Nuc | 0 | 0 | 0 | 0 | 0 | 0
PS | 0 | 0 | 0 | 0 | 0 | 0
PV | 0 | 0 | 0 | 0 | 0 | 0
PeakG | 0 | 0 | 0 | 0 | 0 | 0
PeakO | 0 | 0 | 0 | 0 | 0 | 0
ST | 0 | 0 | 0 | 0 | 0 | 0
STOG | 0 | 0 | 0 | 0 | 0 | 0
STWD | 0 | 0 | 0 | 0 | 0 | 0
WT | 0 | 0 | 0 | 0 | 0 | 0
IGCC | 0 | 0 | 0 | 0 | 0 | 0
DemandResponse | 0 | 0 | 0 | 0 | 0 | 0
IGCC-CCS | 0 | 0 | 0 | 0 | 0 | 0
WT_off | 0 | 0 | 0 | 0 | 0 | 0
PseudoUnit | 0 | 0 | 0 | 0 | 0 | 0
FixedInterchange | 0 | 0 | 0 | 0 | 0 | 0
Levelized Capital Costs by Reporting Type: VACAR
ReportingType | 2015 | 2020 | 2025 | 2030 | 2035 | 2040
BM | 0.34 | 3.52 | 139.48 | 139.48 | 139.48 | 139.48
CC | 1187.36 | 1187.36 | 1187.36 | 1187.36 | 1187.36 | 0
CSP | 0 | 0 | 0 | 0 | 0 | 0
CT | 60.92 | 60.92 | 60.92 | 5.15 | 0 | 0
Coal | 220.45 | 220.45 | 220.45 | 220.45 | 220.45 | 220.45
Geo | 0 | 0 | 0 | 0 | 0 | 0
H | 0 | 0 | 0 | 0 | 0 | 0
LFG | 0.06 | 19.57 | 19.57 | 19.57 | 19.51 | 0
Nuc | 0 | 1320.06 | 1320.06 | 4447.96 | 6500.61 | 9209.99
PS | 0 | 0 | 0 | 0 | 0 | 0
PV | 0 | 37.85 | 37.85 | 37.85 | 37.85 | 0
PeakG | 0 | 0 | 0 | 0 | 0 | 0
PeakO | 0 | 0 | 0 | 0 | 0 | 0
ST | 0 | 0 | 0 | 0 | 0 | 0
STOG | 0 | 0 | 0 | 0 | 0 | 0
STWD | 0 | 0 | 0 | 0 | 0 | 0
WT | 0.19 | 740.59 | 740.59 | 740.59 | 740.4 | 0
IGCC | 0 | 0 | 0 | 0 | 0 | 0
DemandResponse | 0 | 0 | 0 | 0 | 0 | 0
IGCC-CCS | 0 | 0 | 0 | 0 | 0 | 0
WT_off | 0.53 | 0.53 | 0.53 | 0.53 | 0 | 0
PseudoUnit | 0 | 0 | 0 | 0 | 0 | 0
FixedInterchange | 0 | 0 | 0 | 0 | 0 | 0
Levelized Capital Costs by Reporting Type: IESO
ReportingType | 2015 | 2020 | 2025 | 2030 | 2035 | 2040
BM | 144.8 | 144.8 | 144.8 | 144.8 | 144.8 | 144.8
CC | 175.41 | 175.41 | 175.41 | 175.41 | 175.41 | 0
CSP | 0 | 0 | 0 | 0 | 0 | 0
CT | 41.8 | 41.8 | 41.8 | 41.8 | 0 | 0
Coal | 0 | 0 | 0 | 0 | 0 | 0
Geo | 0 | 0 | 0 | 0 | 0 | 0
H | 0 | 0 | 0 | 0 | 98.84 | 98.84
LFG | 5.12 | 5.12 | 5.12 | 5.29 | 0.17 | 0.17
Nuc | 0 | 0 | 0 | 0 | 0 | 0
PS | 0 | 0 | 0 | 0 | 0 | 0
PV | 539.74 | 539.74 | 539.74 | 539.74 | 0 | 0
PeakG | 0 | 0 | 0 | 0 | 0 | 0
PeakO | 0 | 0 | 0 | 0 | 0 | 0
ST | 0 | 0 | 0 | 0 | 0 | 0
STOG | 0 | 0 | 0 | 0 | 0 | 0
STWD | 0 | 0 | 0 | 0 | 0 | 0
WT | 660.4 | 660.4 | 660.4 | 660.4 | 0 | 0
IGCC | 0 | 0 | 0 | 0 | 0 | 0
DemandResponse | 0 | 0 | 0 | 0 | 0 | 0
IGCC-CCS | 0 | 0 | 0 | 0 | 0 | 0
WT_off | 0 | 0 | 0 | 0 | 0 | 0
PseudoUnit | 0 | 0 | 0 | 0 | 0 | 0
FixedInterchange | 0 | 0 | 0 | 0 | 0 | 0
Levelized Capital Costs by Reporting Type: MAPP_CA
ReportingType | 2015 | 2020 | 2025 | 2030 | 2035 | 2040
BM | 0 | 0 | 0 | 0 | 0 | 0
CC | 29.08 | 29.08 | 29.08 | 29.08 | 29.08 | 0
CSP | 0 | 0 | 0 | 0 | 0 | 0
CT | 0 | 0 | 0 | 0 | 0 | 0
Coal | 0 | 0 | 0 | 0 | 0 | 0
Geo | 0 | 0 | 0 | 0 | 0 | 0
H | 0 | 241.14 | 733.92 | 1137.3 | 1311.26 | 1311.26
LFG | 0 | 0 | 0 | 0 | 0 | 0
Nuc | 0 | 0 | 0 | 0 | 0 | 0
PS | 0 | 0 | 0 | 0 | 0 | 0
PV | 0 | 0 | 0 | 0 | 0 | 0
PeakG | 0 | 0 | 0 | 0 | 0 | 0
PeakO | 0 | 0 | 0 | 0 | 0 | 0
ST | 0 | 0 | 0 | 0 | 0 | 0
STOG | 0 | 0 | 0 | 0 | 0 | 0
STWD | 0 | 0 | 0 | 0 | 0 | 0
WT | 87.23 | 87.23 | 87.23 | 87.23 | 0 | 0
IGCC | 0 | 0 | 0 | 0 | 0 | 0
DemandResponse | 0 | 0 | 0 | 0 | 0 | 0
IGCC-CCS | 0 | 0 | 0 | 0 | 0 | 0
WT_off | 0 | 0 | 0 | 0 | 0 | 0
PseudoUnit | 0 | 0 | 0 | 0 | 0 | 0
FixedInterchange | 0 | 0 | 0 | 0 | 0 | 0
Levelized Capital Costs by Reporting Type: AZ_NM_SNV_Coal
ReportingType | 2015 | 2020 | 2025 | 2030 | 2035 | 2040
BM | 0 | 0 | 0 | 0 | 0 | 0
CC | 0 | 0 | 0 | 0 | 0 | 0
CSP | 0 | 0 | 0 | 0 | 0 | 0
CT | 0 | 0 | 0 | 0 | 0 | 0
Coal | 0 | 0 | 0 | 0 | 0 | 0
Geo | 0 | 0 | 0 | 0 | 0 | 0
H | 0 | 0 | 0 | 0 | 0 | 0
LFG | 0 | 0 | 0 | 0 | 0 | 0
Nuc | 0 | 0 | 0 | 0 | 0 | 0
PS | 0 | 0 | 0 | 0 | 0 | 0
PV | 0 | 0 | 0 | 0 | 0 | 0
PeakG | 0 | 0 | 0 | 0 | 0 | 0
PeakO | 0 | 0 | 0 | 0 | 0 | 0
ST | 0 | 0 | 0 | 0 | 0 | 0
STOG | 0 | 0 | 0 | 0 | 0 | 0
STWD | 0 | 0 | 0 | 0 | 0 | 0
WT | 0 | 0 | 0 | 0 | 0 | 0
IGCC | 0 | 0 | 0 | 0 | 0 | 0
DemandResponse | 0 | 0 | 0 | 0 | 0 | 0
IGCC-CCS | 0 | 0 | 0 | 0 | 0 | 0
WT_off | 0 | 0 | 0 | 0 | 0 | 0
PseudoUnit | 0 | 0 | 0 | 0 | 0 | 0
FixedInterchange | 0 | 0 | 0 | 0 | 0 | 0
Levelized Capital Costs by Reporting Type: AZ_NM_SNV_Gas
ReportingType | 2015 | 2020 | 2025 | 2030 | 2035 | 2040
BM | 0 | 0 | 0 | 0 | 0 | 0
CC | 79.32 | 79.32 | 79.32 | 79.32 | 79.32 | 0
CSP | 0 | 0 | 0 | 0 | 0 | 0
CT | 63.7 | 63.7 | 63.7 | 63.7 | 0 | 0
Coal | 0 | 0 | 0 | 0 | 0 | 0
Geo | 0 | 0 | 0 | 0 | 0 | 0
H | 0 | 0 | 0 | 0 | 0 | 0
LFG | 0 | 0 | 0 | 0 | 0 | 0
Nuc | 0 | 0 | 0 | 0 | 0 | 0
PS | 0 | 0 | 0 | 0 | 0 | 0
PV | 0 | 0 | 0 | 0 | 0 | 0
PeakG | 0 | 0 | 0 | 0 | 0 | 0
PeakO | 0 | 0 | 0 | 0 | 0 | 0
ST | 0 | 0 | 0 | 0 | 0 | 0
STOG | 0 | 0 | 0 | 0 | 0 | 0
STWD | 0 | 0 | 0 | 0 | 0 | 0
WT | 0 | 0 | 0 | 0 | 0 | 0
IGCC | 0 | 0 | 0 | 0 | 0 | 0
DemandResponse | 0 | 0 | 0 | 0 | 0 | 0
IGCC-CCS | 0 | 0 | 0 | 0 | 0 | 0
WT_off | 0 | 0 | 0 | 0 | 0 | 0
PseudoUnit | 0 | 0 | 0 | 0 | 0 | 0
FixedInterchange | 0 | 0 | 0 | 0 | 0 | 0
Levelized Capital Costs by Reporting Type: AZ_NM_SNV_NucRenew
ReportingType | 2015 | 2020 | 2025 | 2030 | 2035 | 2040
BM | 0 | 0 | 0 | 0 | 0 | 0
CC | 0 | 0 | 0 | 0 | 0 | 0
CSP | 0 | 0 | 0 | 0 | 0 | 0
CT | 0 | 0 | 0 | 0 | 0 | 0
Coal | 0 | 0 | 0 | 0 | 0 | 0
Geo | 0 | 0 | 369.64 | 369.64 | 369.64 | 369.64
H | 0 | 0 | 0 | 0 | 0 | 0
LFG | 0 | 0 | 11.41 | 11.41 | 11.41 | 11.41
Nuc | 0 | 0 | 0 | 1944.77 | 4190.37 | 4292.74
PS | 0 | 0 | 0 | 0 | 0 | 0
PV | 34.88 | 34.88 | 34.88 | 34.88 | 0 | 0
PeakG | 0 | 0 | 0 | 0 | 0 | 0
PeakO | 0 | 0 | 0 | 0 | 0 | 0
ST | 101.53 | 225.41 | 285.07 | 223.99 | 187.59 | 63.71
STOG | 0 | 0 | 0 | 0 | 0 | 0
STWD | 0 | 0 | 0 | 0 | 0 | 0
WT | 14.28 | 2270.17 | 2270.17 | 2305.74 | 2326.49 | 108.15
IGCC | 0 | 0 | 0 | 0 | 0 | 0
DemandResponse | 0 | 0 | 0 | 0 | 0 | 0
IGCC-CCS | 0 | 0 | 0 | 0 | 0 | 0
WT_off | 0 | 0 | 0 | 0 | 0 | 0
PseudoUnit | 0 | 0 | 0 | 0 | 0 | 0
FixedInterchange | 0 | 0 | 0 | 0 | 0 | 0
Levelized Capital Costs by Reporting Type: ERCOT
ReportingType | 2015 | 2020 | 2025 | 2030 | 2035 | 2040
BM | 54.69 | 54.69 | 54.69 | 54.69 | 54.69 | 54.69
CC | 1802.71 | 1802.71 | 1802.71 | 1802.71 | 1802.71 | 0
CSP | 0 | 0 | 0 | 0 | 0 | 0
CT | 20.97 | 20.97 | 20.97 | 20.97 | 0 | 0
Coal | 540.38 | 540.38 | 540.38 | 540.38 | 540.38 | 540.38
Geo | 0 | 0 | 0 | 0 | 0 | 0
H | 0 | 0 | 0 | 0 | 0 | 0
LFG | 0 | 0 | 63.77 | 63.77 | 63.77 | 63.77
Nuc | 0 | 0 | 0 | 85.1 | 363.58 | 2606.99
PS | 0 | 0 | 0 | 0 | 0 | 0
PV | 4.89 | 4.89 | 4.89 | 4.89 | 0 | 0
PeakG | 0 | 0 | 0 | 0 | 0 | 0
PeakO | 0 | 0 | 0 | 0 | 0 | 0
ST | 0 | 0 | 0 | 0 | 0 | 0
STOG | 0 | 0 | 0 | 0 | 0 | 0
STWD | 0 | 0 | 0 | 0 | 0 | 0
WT | 72.7 | 984.1 | 3483.29 | 3483.29 | 3410.58 | 2499.19
IGCC | 0 | 0 | 0 | 0 | 0 | 0
DemandResponse | 0 | 0 | 0 | 0 | 0 | 0
IGCC-CCS | 0 | 0 | 0 | 0 | 0 | 0
WT_off | 0 | 0 | 0 | 0 | 0 | 0
PseudoUnit | 0 | 0 | 0 | 0 | 0 | 0
FixedInterchange | 0 | 0 | 0 | 0 | 0 | 0
Levelized Capital Costs by Reporting Type: NP15
ReportingType | 2015 | 2020 | 2025 | 2030 | 2035 | 2040
BM | 0 | 0 | 0 | 0 | 0 | 0
CC | 130.44 | 130.44 | 130.44 | 130.44 | 130.44 | 0
CSP | 0 | 0 | 0 | 0 | 0 | 0
CT | 17.85 | 17.85 | 17.85 | 17.85 | 0 | 0
Coal | 0 | 0 | 0 | 0 | 0 | 0
Geo | 0 | 186.37 | 186.37 | 186.37 | 186.37 | 0
H | 0 | 0 | 0 | 0 | 0 | 0
LFG | 0 | 84.26 | 124.75 | 124.75 | 124.75 | 40.49
Nuc | 0 | 0 | 0 | 0 | 648.17 | 2951.01
PS | 0 | 0 | 0 | 0 | 0 | 0
PV | 2.79 | 2.79 | 2.79 | 2.79 | 0 | 0
PeakG | 0 | 0 | 0 | 0 | 0 | 0
PeakO | 0 | 0 | 0 | 0 | 0 | 0
ST | 12.6 | 12.6 | 12.6 | 12.6 | 0 | 0
STOG | 0 | 0 | 0 | 0 | 0 | 0
STWD | 0 | 0 | 0 | 0 | 0 | 0
WT | 26.98 | 240.13 | 669.71 | 784.32 | 784.32 | 571.17
IGCC | 0 | 0 | 0 | 0 | 0 | 0
DemandResponse | 0 | 0 | 0 | 0 | 0 | 0
IGCC-CCS | 0 | 0 | 0 | 0 | 0 | 0
WT_off | 0 | 0 | 0 | 0 | 0 | 0
PseudoUnit | 0 | 0 | 0 | 0 | 0 | 0
FixedInterchange | 0 | 0 | 0 | 0 | 0 | 0
Levelized Capital Costs by Reporting Type: NWPP_Coal
ReportingType | 2015 | 2020 | 2025 | 2030 | 2035 | 2040
BM | 0 | 0 | 0 | 0 | 0 | 0
CC | 0 | 0 | 0 | 0 | 0 | 0
CSP | 0 | 0 | 0 | 0 | 0 | 0
CT | 0 | 0 | 0 | 0 | 0 | 0
Coal | 0 | 0 | 0 | 0 | 0 | 0
Geo | 0 | 0 | 0 | 0 | 0 | 0
H | 0 | 0 | 0 | 0 | 0 | 0
LFG | 0 | 0 | 0 | 0 | 0 | 0
Nuc | 0 | 0 | 0 | 0 | 0 | 0
PS | 0 | 0 | 0 | 0 | 0 | 0
PV | 0 | 0 | 0 | 0 | 0 | 0
PeakG | 0 | 0 | 0 | 0 | 0 | 0
PeakO | 0 | 0 | 0 | 0 | 0 | 0
ST | 0 | 0 | 0 | 0 | 0 | 0
STOG | 0 | 0 | 0 | 0 | 0 | 0
STWD | 0 | 0 | 0 | 0 | 0 | 0
WT | 0 | 0 | 0 | 0 | 0 | 0
IGCC | 0 | 0 | 0 | 0 | 0 | 0
DemandResponse | 0 | 0 | 0 | 0 | 0 | 0
IGCC-CCS | 0 | 0 | 0 | 0 | 0 | 0
WT_off | 0 | 0 | 0 | 0 | 0 | 0
PseudoUnit | 0 | 0 | 0 | 0 | 0 | 0
FixedInterchange | 0 | 0 | 0 | 0 | 0 | 0
Levelized Capital Costs by Reporting Type: NWPP_Gas
ReportingType | 2015 | 2020 | 2025 | 2030 | 2035 | 2040
BM | 0 | 0 | 0 | 0 | 0 | 0
CC | 33.4 | 177.76 | 177.76 | 177.76 | 177.76 | 144.36
CSP | 0 | 0 | 0 | 0 | 0 | 0
CT | 13.02 | 13.02 | 13.02 | 13.02 | 0 | 0
Coal | 0 | 0 | 0 | 0 | 0 | 0
Geo | 0 | 0 | 0 | 0 | 0 | 0
H | 0 | 0 | 0 | 0 | 0 | 0
LFG | 0 | 0 | 0 | 0 | 0 | 0
Nuc | 0 | 0 | 0 | 0 | 0 | 0
PS | 0 | 0 | 0 | 0 | 0 | 0
PV | 0 | 0 | 0 | 0 | 0 | 0
PeakG | 0 | 0 | 0 | 0 | 0 | 0
PeakO | 0 | 0 | 0 | 0 | 0 | 0
ST | 0 | 0 | 0 | 0 | 0 | 0
STOG | 0 | 0 | 0 | 0 | 0 | 0
STWD | 0 | 0 | 0 | 0 | 0 | 0
WT | 0 | 0 | 0 | 0 | 0 | 0
IGCC | 0 | 0 | 0 | 0 | 0 | 0
DemandResponse | 0 | 0 | 0 | 0 | 0 | 0
IGCC-CCS | 0 | 0 | 0 | 0 | 0 | 0
WT_off | 0 | 0 | 0 | 0 | 0 | 0
PseudoUnit | 0 | 0 | 0 | 0 | 0 | 0
FixedInterchange | 0 | 0 | 0 | 0 | 0 | 0
Levelized Capital Costs by Reporting Type: NWPP_NucRenew
ReportingType | 2015 | 2020 | 2025 | 2030 | 2035 | 2040
BM | 13.89 | 13.89 | 13.89 | 13.89 | 13.89 | 13.89
CC | 0 | 0 | 0 | 0 | 0 | 0
CSP | 0 | 0 | 0 | 0 | 0 | 0
CT | 0 | 0 | 0 | 0 | 0 | 0
Coal | 0 | 0 | 0 | 0 | 0 | 0
Geo | 24.88 | 31.69 | 136.13 | 136.13 | 111.25 | 104.44
H | 0 | 0 | 0 | 0 | 0 | 0
LFG | 5.02 | 5.02 | 50.73 | 50.73 | 45.71 | 45.71
Nuc | 0 | 0 | 0 | 4014.29 | 4014.29 | 4174.46
PS | 0 | 0 | 0 | 0 | 0 | 0
PV | 0 | 0 | 0 | 0 | 0 | 0
PeakG | 0 | 0 | 0 | 0 | 0 | 0
PeakO | 0 | 0 | 0 | 0 | 0 | 0
ST | 0 | 0 | 0 | 0 | 0 | 0
STOG | 0 | 0 | 0 | 0 | 0 | 0
STWD | 0 | 0 | 0 | 0 | 0 | 0
WT | 238.86 | 238.86 | 238.86 | 238.86 | 0 | 0
IGCC | 0 | 0 | 0 | 0 | 0 | 0
DemandResponse | 0 | 0 | 0 | 0 | 0 | 0
IGCC-CCS | 0 | 0 | 0 | 0 | 0 | 0
WT_off | 0 | 0 | 0 | 0 | 0 | 0
PseudoUnit | 0 | 0 | 0 | 0 | 0 | 0
FixedInterchange | 0 | 0 | 0 | 0 | 0 | 0
Levelized Capital Costs by Reporting Type: RMPA
ReportingType | 2015 | 2020 | 2025 | 2030 | 2035 | 2040
BM | 0 | 0 | 0 | 0 | 0 | 0
CC | 0 | 114.56 | 114.56 | 114.56 | 114.56 | 114.56
CSP | 0 | 0 | 0 | 0 | 0 | 0
CT | 15.2 | 15.2 | 15.2 | 15.2 | 0 | 0
Coal | 108.63 | 108.63 | 108.63 | 108.63 | 108.63 | 108.63
Geo | 0 | 0 | 658.57 | 658.57 | 658.57 | 658.57
H | 0 | 0 | 0 | 0 | 0 | 0
LFG | 0.28 | 0.28 | 5.7 | 5.7 | 5.43 | 5.43
Nuc | 0 | 0 | 78.54 | 983.1 | 1060.21 | 1260.29
PS | 0 | 0 | 0 | 0 | 0 | 0
PV | 0.37 | 0.37 | 0.37 | 0.37 | 0 | 0
PeakG | 0 | 0 | 0 | 0 | 0 | 0
PeakO | 0 | 0 | 0 | 0 | 0 | 0
ST | 1.07 | 113.11 | 114.5 | 115.92 | 114.85 | 2.8
STOG | 0 | 0 | 0 | 0 | 0 | 0
STWD | 0 | 0 | 0 | 0 | 0 | 0
WT | 172.66 | 941.49 | 956.3 | 971.43 | 814.94 | 62.54
IGCC | 0 | 0 | 0 | 0 | 0 | 0
DemandResponse | 0 | 0 | 0 | 0 | 0 | 0
IGCC-CCS | 0 | 0 | 0 | 0 | 0 | 0
WT_off | 0 | 0 | 0 | 0 | 0 | 0
PseudoUnit | 0 | 0 | 0 | 0 | 0 | 0
FixedInterchange | 0 | 0 | 0 | 0 | 0 | 0
Levelized Capital Costs by Reporting Type: SP15
ReportingType | 2015 | 2020 | 2025 | 2030 | 2035 | 2040
BM | 2.9 | 2.9 | 2.9 | 2.9 | 2.9 | 2.9
CC | 636.69 | 636.69 | 636.69 | 636.69 | 636.69 | 0
CSP | 0 | 0 | 0 | 0 | 0 | 0
CT | 0 | 0 | 0 | 0 | 0 | 0
Coal | 0 | 0 | 0 | 0 | 0 | 0
Geo | 14.26 | 385.19 | 385.19 | 370.93 | 370.93 | 0
H | 0 | 0 | 0 | 0 | 0 | 0
LFG | 2.09 | 125.04 | 125.04 | 124.8 | 122.95 | 0
Nuc | 0 | 0 | 0 | 0 | 0 | 0
PS | 0 | 0 | 0 | 0 | 0 | 0
PV | 1.62 | 1.62 | 1.62 | 1.62 | 0 | 0
PeakG | 0 | 0 | 0 | 0 | 0 | 0
PeakO | 0 | 0 | 0 | 0 | 0 | 0
ST | 191.39 | 191.39 | 191.39 | 191.39 | 0 | 0
STOG | 0 | 0 | 0 | 0 | 0 | 0
STWD | 0 | 0 | 0 | 0 | 0 | 0
WT | 193.26 | 193.26 | 193.26 | 3589.54 | 3396.28 | 3396.28
IGCC | 0 | 0 | 0 | 0 | 0 | 0
DemandResponse | 0 | 0 | 0 | 0 | 0 | 0
IGCC-CCS | 0 | 0 | 0 | 0 | 0 | 0
WT_off | 0 | 0 | 0 | 0 | 0 | 0
PseudoUnit | 0 | 0 | 0 | 0 | 0 | 0
FixedInterchange | 0 | 0 | 0 | 0 | 0 | 0
Levelized Capital Costs by Reporting Type: ALB
ReportingType | 2015 | 2020 | 2025 | 2030 | 2035 | 2040
BM | 0 | 0 | 0 | 0 | 0 | 0
CC | 16.24 | 16.24 | 16.24 | 16.24 | 16.24 | 0
CSP | 0 | 0 | 0 | 0 | 0 | 0
CT | 16.7 | 16.7 | 16.7 | 16.7 | 0 | 0
Coal | 147.62 | 147.62 | 147.62 | 147.62 | 147.62 | 147.62
Geo | 0 | 0 | 0 | 0 | 0 | 0
H | 0 | 0 | 0 | 0 | 0 | 0
LFG | 0 | 0 | 0 | 0 | 0 | 0
Nuc | 0 | 0 | 0 | 4662.67 | 4899.65 | 5052.54
PS | 0 | 0 | 0 | 0 | 0 | 0
PV | 0 | 0 | 0 | 0 | 0 | 0
PeakG | 0 | 0 | 0 | 0 | 0 | 0
PeakO | 0 | 0 | 0 | 0 | 0 | 0
ST | 0 | 0 | 0 | 0 | 0 | 0
STOG | 0 | 0 | 0 | 0 | 0 | 0
STWD | 0 | 0 | 0 | 0 | 0 | 0
WT | 2.54 | 2.54 | 2.54 | 2.54 | 0 | 0
IGCC | 0 | 0 | 0 | 0 | 0 | 0
DemandResponse | 0 | 0 | 0 | 0 | 0 | 0
IGCC-CCS | 0 | 0 | 0 | 0 | 0 | 0
WT_off | 0 | 0 | 0 | 0 | 0 | 0
PseudoUnit | 0 | 0 | 0 | 0 | 0 | 0
FixedInterchange | 0 | 0 | 0 | 0 | 0 | 0
Levelized Capital Costs by Reporting Type: BC
ReportingType | 2015 | 2020 | 2025 | 2030 | 2035 | 2040
BM | 0 | 0 | 0 | 0 | 0 | 0
CC | 88.29 | 88.29 | 88.29 | 88.29 | 88.29 | 0
CSP | 0 | 0 | 0 | 0 | 0 | 0
CT | 0 | 0 | 0 | 0 | 0 | 0
Coal | 0 | 0 | 0 | 0 | 0 | 0
Geo | 0 | 0 | 0 | 0 | 0 | 0
H | 0 | 0 | 0 | 0 | 0 | 0
LFG | 0 | 0 | 0 | 0 | 0 | 0
Nuc | 0 | 0 | 0 | 0 | 196.11 | 196.11
PS | 0 | 0 | 0 | 0 | 0 | 0
PV | 0 | 0 | 0 | 0 | 0 | 0
PeakG | 0 | 0 | 0 | 0 | 0 | 0
PeakO | 0 | 0 | 0 | 0 | 0 | 0
ST | 0 | 0 | 0 | 0 | 0 | 0
STOG | 0 | 0 | 0 | 0 | 0 | 0
STWD | 0 | 0 | 0 | 0 | 0 | 0
WT | 40.68 | 40.68 | 40.68 | 40.68 | 0 | 0
IGCC | 0 | 0 | 0 | 0 | 0 | 0
DemandResponse | 0 | 0 | 0 | 0 | 0 | 0
IGCC-CCS | 0 | 0 | 0 | 0 | 0 | 0
WT_off | 0 | 0 | 0 | 0 | 0 | 0
PseudoUnit | 0 | 0 | 0 | 0 | 0 | 0
FixedInterchange | 0 | 0 | 0 | 0 | 0 | 0
Levelized Capital Costs by Reporting Type: HQ_IESO
ReportingType | 2015 | 2020 | 2025 | 2030 | 2035 | 2040
BM | 0 | 0 | 0 | 0 | 0 | 0
CC | 0 | 0 | 0 | 0 | 0 | 0
CSP | 0 | 0 | 0 | 0 | 0 | 0
CT | 0 | 0 | 0 | 0 | 0 | 0
Coal | 0 | 0 | 0 | 0 | 0 | 0
Geo | 0 | 0 | 0 | 0 | 0 | 0
H | 0 | 0 | 0 | 0 | 0 | 0
LFG | 0 | 0 | 0 | 0 | 0 | 0
Nuc | 0 | 0 | 0 | 0 | 0 | 0
PS | 0 | 0 | 0 | 0 | 0 | 0
PV | 0 | 0 | 0 | 0 | 0 | 0
PeakG | 0 | 0 | 0 | 0 | 0 | 0
PeakO | 0 | 0 | 0 | 0 | 0 | 0
ST | 0 | 0 | 0 | 0 | 0 | 0
STOG | 0 | 0 | 0 | 0 | 0 | 0
STWD | 0 | 0 | 0 | 0 | 0 | 0
WT | 0 | 0 | 0 | 0 | 0 | 0
IGCC | 0 | 0 | 0 | 0 | 0 | 0
DemandResponse | 0 | 0 | 0 | 0 | 0 | 0
IGCC-CCS | 0 | 0 | 0 | 0 | 0 | 0
WT_off | 0 | 0 | 0 | 0 | 0 | 0
PseudoUnit | 0 | 0 | 0 | 459.38 | 609.14 | 609.14
FixedInterchange | 0 | 0 | 0 | 0 | 0 | 0
Levelized Capital Costs by Reporting Type: HQ_NEISO
ReportingType | 2015 | 2020 | 2025 | 2030 | 2035 | 2040
BM | 0 | 0 | 0 | 0 | 0 | 0
CC | 0 | 0 | 0 | 0 | 0 | 0
CSP | 0 | 0 | 0 | 0 | 0 | 0
CT | 0 | 0 | 0 | 0 | 0 | 0
Coal | 0 | 0 | 0 | 0 | 0 | 0
Geo | 0 | 0 | 0 | 0 | 0 | 0
H | 0 | 0 | 0 | 0 | 0 | 0
LFG | 0 | 0 | 0 | 0 | 0 | 0
Nuc | 0 | 0 | 0 | 0 | 0 | 0
PS | 0 | 0 | 0 | 0 | 0 | 0
PV | 0 | 0 | 0 | 0 | 0 | 0
PeakG | 0 | 0 | 0 | 0 | 0 | 0
PeakO | 0 | 0 | 0 | 0 | 0 | 0
ST | 0 | 0 | 0 | 0 | 0 | 0
STOG | 0 | 0 | 0 | 0 | 0 | 0
STWD | 0 | 0 | 0 | 0 | 0 | 0
WT | 0 | 0 | 0 | 0 | 0 | 0
IGCC | 0 | 0 | 0 | 0 | 0 | 0
DemandResponse | 0 | 0 | 0 | 0 | 0 | 0
IGCC-CCS | 0 | 0 | 0 | 0 | 0 | 0
WT_off | 0 | 0 | 0 | 0 | 0 | 0
PseudoUnit | 0 | 0 | 0 | 193.37 | 366.5 | 366.5
FixedInterchange | 0 | 0 | 0 | 0 | 0 | 0
Levelized Capital Costs by Reporting Type: HQ_NY
ReportingType | 2015 | 2020 | 2025 | 2030 | 2035 | 2040
BM | 0 | 0 | 0 | 0 | 0 | 0
CC | 0 | 0 | 0 | 0 | 0 | 0
CSP | 0 | 0 | 0 | 0 | 0 | 0
CT | 0 | 0 | 0 | 0 | 0 | 0
Coal | 0 | 0 | 0 | 0 | 0 | 0
Geo | 0 | 0 | 0 | 0 | 0 | 0
H | 0 | 0 | 0 | 0 | 0 | 0
LFG | 0 | 0 | 0 | 0 | 0 | 0
Nuc | 0 | 0 | 0 | 0 | 0 | 0
PS | 0 | 0 | 0 | 0 | 0 | 0
PV | 0 | 0 | 0 | 0 | 0 | 0
PeakG | 0 | 0 | 0 | 0 | 0 | 0
PeakO | 0 | 0 | 0 | 0 | 0 | 0
ST | 0 | 0 | 0 | 0 | 0 | 0
STOG | 0 | 0 | 0 | 0 | 0 | 0
STWD | 0 | 0 | 0 | 0 | 0 | 0
WT | 0 | 0 | 0 | 0 | 0 | 0
IGCC | 0 | 0 | 0 | 0 | 0 | 0
DemandResponse | 0 | 0 | 0 | 0 | 0 | 0
IGCC-CCS | 0 | 0 | 0 | 0 | 0 | 0
WT_off | 0 | 0 | 0 | 0 | 0 | 0
PseudoUnit | 0 | 0 | 614.94 | 769.02 | 769.02 | 769.02
FixedInterchange | 0 | 0 | 0 | 0 | 0 | 0
Levelized Capital Costs by Reporting Type: MARITIMES
ReportingType | 2015 | 2020 | 2025 | 2030 | 2035 | 2040
BM | 0 | 0 | 0 | 0 | 0 | 0
CC | 0 | 0 | 0 | 0 | 0 | 0
CSP | 0 | 0 | 0 | 0 | 0 | 0
CT | 0 | 0 | 0 | 0 | 0 | 0
Coal | 0 | 0 | 0 | 0 | 0 | 0
Geo | 0 | 0 | 0 | 0 | 0 | 0
H | 0 | 0 | 0 | 0 | 0 | 0
LFG | 0 | 0 | 0 | 0 | 0 | 0
Nuc | 0 | 0 | 0 | 0 | 0 | 0
PS | 0 | 0 | 0 | 0 | 0 | 0
PV | 0 | 0 | 0 | 0 | 0 | 0
PeakG | 0 | 0 | 0 | 0 | 0 | 0
PeakO | 0 | 0 | 0 | 0 | 0 | 0
ST | 0 | 0 | 0 | 0 | 0 | 0
STOG | 0 | 0 | 0 | 0 | 0 | 0
STWD | 0 | 0 | 0 | 0 | 0 | 0
WT | 0 | 0 | 0 | 0 | 0 | 0
IGCC | 0 | 0 | 0 | 0 | 0 | 0
DemandResponse | 0 | 0 | 0 | 0 | 0 | 0
IGCC-CCS | 0 | 0 | 0 | 0 | 0 | 0
WT_off | 0 | 0 | 0 | 0 | 0 | 0
PseudoUnit | 0 | 0 | 0 | 134.34 | 164.81 | 164.81
FixedInterchange | 0 | 0 | 0 | 0 | 0 | 0
Levelized Capital Costs by Reporting Type: All
ReportingType | 2015 | 2020 | 2025 | 2030 | 2035 | 2040
BM | 541.24 | 544.42 | 680.38 | 680.38 | 680.38 | 595.31
CC | 12531.2 | 15447.85 | 15447.85 | 15447.85 | 16011.56 | 4333.63
CSP | 0 | 0 | 0 | 0 | 0 | 0
CT | 541.5 | 565.22 | 565.22 | 505.6 | 23.72 | 0
Coal | 3114.71 | 3114.71 | 3114.71 | 3114.71 | 3114.71 | 3114.71
Geo | 39.14 | 603.25 | 1735.89 | 1721.63 | 1696.76 | 1132.65
H | 0 | 416.01 | 1470.46 | 1882.74 | 2155.54 | 2156.53
LFG | 42.41 | 454.45 | 880.65 | 1018.64 | 985.9 | 573.85
Nuc | 684.91 | 3259.17 | 4041.78 | 31125.83 | 41025.7 | 58067.13
PS | 0 | 0 | 0 | 0 | 0 | 0
PV | 612.43 | 1299.59 | 1571.47 | 1597.62 | 985.19 | 298.03
PeakG | 0 | 0 | 0 | 0 | 0 | 0
PeakO | 0 | 0 | 0 | 0 | 0 | 0
ST | 306.59 | 542.52 | 603.57 | 543.9 | 302.45 | 66.52
STOG | 0 | 0 | 0 | 0 | 0 | 0
STWD | 0 | 0 | 0 | 0 | 0 | 0
WT | 6100.22 | 32059.39 | 52830.55 | 61938.25 | 57423.75 | 31518.53
IGCC | 215.26 | 215.26 | 215.26 | 215.26 | 215.26 | 215.26
DemandResponse | 0 | 0 | 0 | 0 | 0 | 0
IGCC-CCS | 0 | 0 | 0 | 0 | 0 | 0
WT_off | 283.77 | 283.77 | 824.12 | 824.12 | 540.35 | 540.35
PseudoUnit | 0 | 0 | 614.94 | 1556.11 | 1909.46 | 1909.46
FixedInterchange | 0 | 0 | 0 | 0 | 0 | 0
Levelized Capital Costs by Reporting Type: EI_US
ReportingType | 2015 | 2020 | 2025 | 2030 | 2035 | 2040
BM | 324.96 | 328.14 | 464.1 | 464.1 | 464.1 | 379.03
CC | 9539.62 | 12197.35 | 12197.35 | 12197.35 | 12761.06 | 4074.71
CSP | 0 | 0 | 0 | 0 | 0 | 0
CT | 352.25 | 375.97 | 375.97 | 316.35 | 23.72 | 0
Coal | 2318.08 | 2318.08 | 2318.08 | 2318.08 | 2318.08 | 2318.08
Geo | 0 | 0 | 0 | 0 | 0 | 0
H | 0 | 174.87 | 736.54 | 745.44 | 745.44 | 746.43
LFG | 29.9 | 234.74 | 494.14 | 632.19 | 611.72 | 406.88
Nuc | 684.91 | 3259.17 | 3963.24 | 19435.9 | 25653.34 | 37532.99
PS | 0 | 0 | 0 | 0 | 0 | 0
PV | 28.13 | 715.29 | 987.17 | 1013.32 | 985.19 | 298.03
PeakG | 0 | 0 | 0 | 0 | 0 | 0
PeakO | 0 | 0 | 0 | 0 | 0 | 0
ST | 0 | 0 | 0 | 0 | 0 | 0
STOG | 0 | 0 | 0 | 0 | 0 | 0
STWD | 0 | 0 | 0 | 0 | 0 | 0
WT | 4590.62 | 26400.55 | 44228.11 | 49774.22 | 46691.13 | 24881.21
IGCC | 215.26 | 215.26 | 215.26 | 215.26 | 215.26 | 215.26
DemandResponse | 0 | 0 | 0 | 0 | 0 | 0
IGCC-CCS | 0 | 0 | 0 | 0 | 0 | 0
WT_off | 283.77 | 283.77 | 824.12 | 824.12 | 540.35 | 540.35
PseudoUnit | 0 | 0 | 614.94 | 1096.73 | 1300.33 | 1300.33
FixedInterchange | 0 | 0 | 0 | 0 | 0 | 0
Levelized Capital Costs by Reporting Type: EI_Canada
ReportingType | 2015 | 2020 | 2025 | 2030 | 2035 | 2040
BM | 144.8 | 144.8 | 144.8 | 144.8 | 144.8 | 144.8
CC | 204.49 | 204.49 | 204.49 | 204.49 | 204.49 | 0
CSP | 0 | 0 | 0 | 0 | 0 | 0
CT | 41.8 | 41.8 | 41.8 | 41.8 | 0 | 0
Coal | 0 | 0 | 0 | 0 | 0 | 0
Geo | 0 | 0 | 0 | 0 | 0 | 0
H | 0 | 241.14 | 733.92 | 1137.3 | 1410.1 | 1410.1
LFG | 5.12 | 5.12 | 5.12 | 5.29 | 0.17 | 0.17
Nuc | 0 | 0 | 0 | 0 | 0 | 0
PS | 0 | 0 | 0 | 0 | 0 | 0
PV | 539.74 | 539.74 | 539.74 | 539.74 | 0 | 0
PeakG | 0 | 0 | 0 | 0 | 0 | 0
PeakO | 0 | 0 | 0 | 0 | 0 | 0
ST | 0 | 0 | 0 | 0 | 0 | 0
STOG | 0 | 0 | 0 | 0 | 0 | 0
STWD | 0 | 0 | 0 | 0 | 0 | 0
WT | 747.62 | 747.62 | 747.62 | 747.62 | 0 | 0
IGCC | 0 | 0 | 0 | 0 | 0 | 0
DemandResponse | 0 | 0 | 0 | 0 | 0 | 0
IGCC-CCS | 0 | 0 | 0 | 0 | 0 | 0
WT_off | 0 | 0 | 0 | 0 | 0 | 0
PseudoUnit | 0 | 0 | 0 | 459.38 | 609.14 | 609.14
FixedInterchange | 0 | 0 | 0 | 0 | 0 | 0
Levelized Capital Costs by Reporting Type: EI
ReportingType | 2015 | 2020 | 2025 | 2030 | 2035 | 2040
BM | 469.76 | 472.94 | 608.9 | 608.9 | 608.9 | 523.83
CC | 9744.11 | 12401.84 | 12401.84 | 12401.84 | 12965.55 | 4074.71
CSP | 0 | 0 | 0 | 0 | 0 | 0
CT | 394.05 | 417.77 | 417.77 | 358.15 | 23.72 | 0
Coal | 2318.08 | 2318.08 | 2318.08 | 2318.08 | 2318.08 | 2318.08
Geo | 0 | 0 | 0 | 0 | 0 | 0
H | 0 | 416.01 | 1470.46 | 1882.74 | 2155.54 | 2156.53
LFG | 35.02 | 239.86 | 499.26 | 637.48 | 611.89 | 407.05
Nuc | 684.91 | 3259.17 | 3963.24 | 19435.9 | 25653.34 | 37532.99
PS | 0 | 0 | 0 | 0 | 0 | 0
PV | 567.88 | 1255.03 | 1526.92 | 1553.07 | 985.19 | 298.03
PeakG | 0 | 0 | 0 | 0 | 0 | 0
PeakO | 0 | 0 | 0 | 0 | 0 | 0
ST | 0 | 0 | 0 | 0 | 0 | 0
STOG | 0 | 0 | 0 | 0 | 0 | 0
STWD | 0 | 0 | 0 | 0 | 0 | 0
WT | 5338.24 | 27148.17 | 44975.73 | 50521.85 | 46691.13 | 24881.21
IGCC | 215.26 | 215.26 | 215.26 | 215.26 | 215.26 | 215.26
DemandResponse | 0 | 0 | 0 | 0 | 0 | 0
IGCC-CCS | 0 | 0 | 0 | 0 | 0 | 0
WT_off | 283.77 | 283.77 | 824.12 | 824.12 | 540.35 | 540.35
PseudoUnit | 0 | 0 | 614.94 | 1556.11 | 1909.46 | 1909.46
FixedInterchange | 0 | 0 | 0 | 0 | 0 | 0
Levelized Capital Costs by Reporting Type: Outside_EI
ReportingType | 2015 | 2020 | 2025 | 2030 | 2035 | 2040
BM | 71.48 | 71.48 | 71.48 | 71.48 | 71.48 | 71.48
CC | 2787.09 | 3046.01 | 3046.01 | 3046.01 | 3046.01 | 258.92
CSP | 0 | 0 | 0 | 0 | 0 | 0
CT | 147.45 | 147.45 | 147.45 | 147.45 | 0 | 0
Coal | 796.63 | 796.63 | 796.63 | 796.63 | 796.63 | 796.63
Geo | 39.14 | 603.25 | 1735.89 | 1721.63 | 1696.76 | 1132.65
H | 0 | 0 | 0 | 0 | 0 | 0
LFG | 7.39 | 214.59 | 381.4 | 381.16 | 374.01 | 166.8
Nuc | 0 | 0 | 78.54 | 11689.93 | 15372.37 | 20534.14
PS | 0 | 0 | 0 | 0 | 0 | 0
PV | 44.56 | 44.56 | 44.56 | 44.56 | 0 | 0
PeakG | 0 | 0 | 0 | 0 | 0 | 0
PeakO | 0 | 0 | 0 | 0 | 0 | 0
ST | 306.59 | 542.52 | 603.57 | 543.9 | 302.45 | 66.52
STOG | 0 | 0 | 0 | 0 | 0 | 0
STWD | 0 | 0 | 0 | 0 | 0 | 0
WT | 761.98 | 4911.22 | 7854.82 | 11416.4 | 10732.61 | 6637.32
IGCC | 0 | 0 | 0 | 0 | 0 | 0
DemandResponse | 0 | 0 | 0 | 0 | 0 | 0
IGCC-CCS | 0 | 0 | 0 | 0 | 0 | 0
WT_off | 0 | 0 | 0 | 0 | 0 | 0
PseudoUnit | 0 | 0 | 0 | 0 | 0 | 0
FixedInterchange | 0 | 0 | 0 | 0 | 0 | 0
#13 | 0: Levelized Retrofit Capital Costs ($million)
Levelized Retrofit Capital Costs by Reporting Type: Entergy
ReportingType | 2015 | 2020 | 2025 | 2030 | 2035 | 2040
BM | 0 | 0 | 0 | 0 | 0 | 0
CC | 0 | 0 | 0 | 0 | 0 | 0
CSP | 0 | 0 | 0 | 0 | 0 | 0
CT | 0 | 0 | 0 | 0 | 0 | 0
Coal | 0 | 27.17 | 27.17 | 0 | 0 | 0
Geo | 0 | 0 | 0 | 0 | 0 | 0
H | 0 | 0 | 0 | 0 | 0 | 0
LFG | 0 | 0 | 0 | 0 | 0 | 0
Nuc | 0 | 0 | 0 | 0 | 0 | 0
PS | 0 | 0 | 0 | 0 | 0 | 0
PV | 0 | 0 | 0 | 0 | 0 | 0
PeakG | 0 | 0 | 0 | 0 | 0 | 0
PeakO | 0 | 0 | 0 | 0 | 0 | 0
ST | 0 | 0 | 0 | 0 | 0 | 0
STOG | 0 | 0 | 0 | 0 | 0 | 0
STWD | 0 | 0 | 0 | 0 | 0 | 0
WT | 0 | 0 | 0 | 0 | 0 | 0
IGCC | 0 | 0 | 0 | 0 | 0 | 0
DemandResponse | 0 | 0 | 0 | 0 | 0 | 0
IGCC-CCS | 0 | 0 | 0 | 0 | 0 | 0
WT_off | 0 | 0 | 0 | 0 | 0 | 0
PseudoUnit | 0 | 0 | 0 | 0 | 0 | 0
FixedInterchange | 0 | 0 | 0 | 0 | 0 | 0
Levelized Retrofit Capital Costs by Reporting Type: FRCC
ReportingType | 2015 | 2020 | 2025 | 2030 | 2035 | 2040
BM | 0 | 0 | 0 | 0 | 0 | 0
CC | 0 | 0 | 0 | 0 | 0 | 0
CSP | 0 | 0 | 0 | 0 | 0 | 0
CT | 0 | 0 | 0 | 0 | 0 | 0
Coal | 73.1 | 6.94 | 6.94 | 0 | 0 | 0
Geo | 0 | 0 | 0 | 0 | 0 | 0
H | 0 | 0 | 0 | 0 | 0 | 0
LFG | 0 | 0 | 0 | 0 | 0 | 0
Nuc | 0 | 0 | 0 | 0 | 0 | 0
PS | 0 | 0 | 0 | 0 | 0 | 0
PV | 0 | 0 | 0 | 0 | 0 | 0
PeakG | 0 | 0 | 0 | 0 | 0 | 0
PeakO | 0 | 0 | 0 | 0 | 0 | 0
ST | 0 | 0 | 0 | 0 | 0 | 0
STOG | 0 | 0 | 0 | 0 | 0 | 0
STWD | 0 | 0 | 0 | 0 | 0 | 0
WT | 0 | 0 | 0 | 0 | 0 | 0
IGCC | 0 | 0 | 0 | 0 | 0 | 0
DemandResponse | 0 | 0 | 0 | 0 | 0 | 0
IGCC-CCS | 0 | 0 | 0 | 0 | 0 | 0
WT_off | 0 | 0 | 0 | 0 | 0 | 0
PseudoUnit | 0 | 0 | 0 | 0 | 0 | 0
FixedInterchange | 0 | 0 | 0 | 0 | 0 | 0
Levelized Retrofit Capital Costs by Reporting Type: MAPP_US
ReportingType | 2015 | 2020 | 2025 | 2030 | 2035 | 2040
BM | 0 | 0 | 0 | 0 | 0 | 0
CC | 0 | 0 | 0 | 0 | 0 | 0
CSP | 0 | 0 | 0 | 0 | 0 | 0
CT | 0 | 0 | 0 | 0 | 0 | 0
Coal | 22.36 | 23.7 | 1.34 | 0 | 0 | 0
Geo | 0 | 0 | 0 | 0 | 0 | 0
H | 0 | 0 | 0 | 0 | 0 | 0
LFG | 0 | 0 | 0 | 0 | 0 | 0
Nuc | 0 | 0 | 0 | 0 | 0 | 0
PS | 0 | 0 | 0 | 0 | 0 | 0
PV | 0 | 0 | 0 | 0 | 0 | 0
PeakG | 0 | 0 | 0 | 0 | 0 | 0
PeakO | 0 | 0 | 0 | 0 | 0 | 0
ST | 0 | 0 | 0 | 0 | 0 | 0
STOG | 0 | 0 | 0 | 0 | 0 | 0
STWD | 0 | 0 | 0 | 0 | 0 | 0
WT | 0 | 0 | 0 | 0 | 0 | 0
IGCC | 0 | 0 | 0 | 0 | 0 | 0
DemandResponse | 0 | 0 | 0 | 0 | 0 | 0
IGCC-CCS | 0 | 0 | 0 | 0 | 0 | 0
WT_off | 0 | 0 | 0 | 0 | 0 | 0
PseudoUnit | 0 | 0 | 0 | 0 | 0 | 0
FixedInterchange | 0 | 0 | 0 | 0 | 0 | 0
Levelized Retrofit Capital Costs by Reporting Type: MISO_IN
ReportingType | 2015 | 2020 | 2025 | 2030 | 2035 | 2040
BM | 0 | 0 | 0 | 0 | 0 | 0
CC | 0 | 0 | 0 | 0 | 0 | 0
CSP | 0 | 0 | 0 | 0 | 0 | 0
CT | 0 | 0 | 0 | 0 | 0 | 0
Coal | 0 | 71.96 | 71.96 | 0 | 0 | 0
Geo | 0 | 0 | 0 | 0 | 0 | 0
H | 0 | 0 | 0 | 0 | 0 | 0
LFG | 0 | 0 | 0 | 0 | 0 | 0
Nuc | 0 | 0 | 0 | 0 | 0 | 0
PS | 0 | 0 | 0 | 0 | 0 | 0
PV | 0 | 0 | 0 | 0 | 0 | 0
PeakG | 0 | 0 | 0 | 0 | 0 | 0
PeakO | 0 | 0 | 0 | 0 | 0 | 0
ST | 0 | 0 | 0 | 0 | 0 | 0
STOG | 0 | 0 | 0 | 0 | 0 | 0
STWD | 0 | 0 | 0 | 0 | 0 | 0
WT | 0 | 0 | 0 | 0 | 0 | 0
IGCC | 0 | 0 | 0 | 0 | 0 | 0
DemandResponse | 0 | 0 | 0 | 0 | 0 | 0
IGCC-CCS | 0 | 0 | 0 | 0 | 0 | 0
WT_off | 0 | 0 | 0 | 0 | 0 | 0
PseudoUnit | 0 | 0 | 0 | 0 | 0 | 0
FixedInterchange | 0 | 0 | 0 | 0 | 0 | 0
Levelized Retrofit Capital Costs by Reporting Type: MISO_MI
ReportingType | 2015 | 2020 | 2025 | 2030 | 2035 | 2040
BM | 0 | 0 | 0 | 0 | 0 | 0
CC | 0 | 0 | 0 | 0 | 0 | 0
CSP | 0 | 0 | 0 | 0 | 0 | 0
CT | 0 | 0 | 0 | 0 | 0 | 0
Coal | 15.14 | 15.14 | 0 | 0 | 0 | 0
Geo | 0 | 0 | 0 | 0 | 0 | 0
H | 0 | 0 | 0 | 0 | 0 | 0
LFG | 0 | 0 | 0 | 0 | 0 | 0
Nuc | 0 | 0 | 0 | 0 | 0 | 0
PS | 0 | 0 | 0 | 0 | 0 | 0
PV | 0 | 0 | 0 | 0 | 0 | 0
PeakG | 0 | 0 | 0 | 0 | 0 | 0
PeakO | 0 | 0 | 0 | 0 | 0 | 0
ST | 0 | 0 | 0 | 0 | 0 | 0
STOG | 0 | 0 | 0 | 0 | 0 | 0
STWD | 0 | 0 | 0 | 0 | 0 | 0
WT | 0 | 0 | 0 | 0 | 0 | 0
IGCC | 0 | 0 | 0 | 0 | 0 | 0
DemandResponse | 0 | 0 | 0 | 0 | 0 | 0
IGCC-CCS | 0 | 0 | 0 | 0 | 0 | 0
WT_off | 0 | 0 | 0 | 0 | 0 | 0
PseudoUnit | 0 | 0 | 0 | 0 | 0 | 0
FixedInterchange | 0 | 0 | 0 | 0 | 0 | 0
Levelized Retrofit Capital Costs by Reporting Type: MISO_MO-IL
ReportingType | 2015 | 2020 | 2025 | 2030 | 2035 | 2040
BM | 0 | 0 | 0 | 0 | 0 | 0
CC | 0 | 0 | 0 | 0 | 0 | 0
CSP | 0 | 0 | 0 | 0 | 0 | 0
CT | 0 | 0 | 0 | 0 | 0 | 0
Coal | 9.29 | 12.16 | 12.16 | 0 | 0 | 0
Geo | 0 | 0 | 0 | 0 | 0 | 0
H | 0 | 0 | 0 | 0 | 0 | 0
LFG | 0 | 0 | 0 | 0 | 0 | 0
Nuc | 0 | 0 | 0 | 0 | 0 | 0
PS | 0 | 0 | 0 | 0 | 0 | 0
PV | 0 | 0 | 0 | 0 | 0 | 0
PeakG | 0 | 0 | 0 | 0 | 0 | 0
PeakO | 0 | 0 | 0 | 0 | 0 | 0
ST | 0 | 0 | 0 | 0 | 0 | 0
STOG | 0 | 0 | 0 | 0 | 0 | 0
STWD | 0 | 0 | 0 | 0 | 0 | 0
WT | 0 | 0 | 0 | 0 | 0 | 0
IGCC | 0 | 0 | 0 | 0 | 0 | 0
DemandResponse | 0 | 0 | 0 | 0 | 0 | 0
IGCC-CCS | 0 | 0 | 0 | 0 | 0 | 0
WT_off | 0 | 0 | 0 | 0 | 0 | 0
PseudoUnit | 0 | 0 | 0 | 0 | 0 | 0
FixedInterchange | 0 | 0 | 0 | 0 | 0 | 0
Levelized Retrofit Capital Costs by Reporting Type: MISO_W
ReportingType | 2015 | 2020 | 2025 | 2030 | 2035 | 2040
BM | 0 | 0 | 0 | 0 | 0 | 0
CC | 0 | 0 | 0 | 0 | 0 | 0
CSP | 0 | 0 | 0 | 0 | 0 | 0
CT | 0 | 0 | 0 | 0 | 0 | 0
Coal | 26.68 | 15.02 | 165.38 | 150.36 | 9.84 | 9.84
Geo | 0 | 0 | 0 | 0 | 0 | 0
H | 0 | 0 | 0 | 0 | 0 | 0
LFG | 0 | 0 | 0 | 0 | 0 | 0
Nuc | 0 | 0 | 0 | 0 | 0 | 0
PS | 0 | 0 | 0 | 0 | 0 | 0
PV | 0 | 0 | 0 | 0 | 0 | 0
PeakG | 0 | 0 | 0 | 0 | 0 | 0
PeakO | 0 | 0 | 0 | 0 | 0 | 0
ST | 0 | 0 | 0 | 0 | 0 | 0
STOG | 0 | 0 | 0 | 0 | 0 | 0
STWD | 0 | 0 | 0 | 0 | 0 | 0
WT | 0 | 0 | 0 | 0 | 0 | 0
IGCC | 0 | 0 | 0 | 0 | 0 | 0
DemandResponse | 0 | 0 | 0 | 0 | 0 | 0
IGCC-CCS | 0 | 0 | 0 | 0 | 0 | 0
WT_off | 0 | 0 | 0 | 0 | 0 | 0
PseudoUnit | 0 | 0 | 0 | 0 | 0 | 0
FixedInterchange | 0 | 0 | 0 | 0 | 0 | 0
Levelized Retrofit Capital Costs by Reporting Type: MISO_WUMS
ReportingType | 2015 | 2020 | 2025 | 2030 | 2035 | 2040
BM | 0 | 0 | 0 | 0 | 0 | 0
CC | 0 | 0 | 0 | 0 | 0 | 0
CSP | 0 | 0 | 0 | 0 | 0 | 0
CT | 0 | 0 | 0 | 0 | 0 | 0
Coal | 197.26 | 175.87 | 2.6 | 0 | 0 | 0
Geo | 0 | 0 | 0 | 0 | 0 | 0
H | 0 | 0 | 0 | 0 | 0 | 0
LFG | 0 | 0 | 0 | 0 | 0 | 0
Nuc | 0 | 0 | 0 | 0 | 0 | 0
PS | 0 | 0 | 0 | 0 | 0 | 0
PV | 0 | 0 | 0 | 0 | 0 | 0
PeakG | 0 | 0 | 0 | 0 | 0 | 0
PeakO | 0 | 0 | 0 | 0 | 0 | 0
ST | 0 | 0 | 0 | 0 | 0 | 0
STOG | 0 | 0 | 0 | 0 | 0 | 0
STWD | 0 | 0 | 0 | 0 | 0 | 0
WT | 0 | 0 | 0 | 0 | 0 | 0
IGCC | 0 | 0 | 0 | 0 | 0 | 0
DemandResponse | 0 | 0 | 0 | 0 | 0 | 0
IGCC-CCS | 0 | 0 | 0 | 0 | 0 | 0
WT_off | 0 | 0 | 0 | 0 | 0 | 0
PseudoUnit | 0 | 0 | 0 | 0 | 0 | 0
FixedInterchange | 0 | 0 | 0 | 0 | 0 | 0
Levelized Retrofit Capital Costs by Reporting Type: Nebraska
ReportingType | 2015 | 2020 | 2025 | 2030 | 2035 | 2040
BM | 0 | 0 | 0 | 0 | 0 | 0
CC | 0 | 0 | 0 | 0 | 0 | 0
CSP | 0 | 0 | 0 | 0 | 0 | 0
CT | 0 | 0 | 0 | 0 | 0 | 0
Coal | 0 | 76.84 | 88.77 | 11.93 | 0 | 0
Geo | 0 | 0 | 0 | 0 | 0 | 0
H | 0 | 0 | 0 | 0 | 0 | 0
LFG | 0 | 0 | 0 | 0 | 0 | 0
Nuc | 0 | 0 | 0 | 0 | 0 | 0
PS | 0 | 0 | 0 | 0 | 0 | 0
PV | 0 | 0 | 0 | 0 | 0 | 0
PeakG | 0 | 0 | 0 | 0 | 0 | 0
PeakO | 0 | 0 | 0 | 0 | 0 | 0
ST | 0 | 0 | 0 | 0 | 0 | 0
STOG | 0 | 0 | 0 | 0 | 0 | 0
STWD | 0 | 0 | 0 | 0 | 0 | 0
WT | 0 | 0 | 0 | 0 | 0 | 0
IGCC | 0 | 0 | 0 | 0 | 0 | 0
DemandResponse | 0 | 0 | 0 | 0 | 0 | 0
IGCC-CCS | 0 | 0 | 0 | 0 | 0 | 0
WT_off | 0 | 0 | 0 | 0 | 0 | 0
PseudoUnit | 0 | 0 | 0 | 0 | 0 | 0
FixedInterchange | 0 | 0 | 0 | 0 | 0 | 0
Levelized Retrofit Capital Costs by Reporting Type: NEISO
ReportingType | 2015 | 2020 | 2025 | 2030 | 2035 | 2040
BM | 0 | 0 | 0 | 0 | 0 | 0
CC | 0 | 0 | 0 | 0 | 0 | 0
CSP | 0 | 0 | 0 | 0 | 0 | 0
CT | 0 | 0 | 0 | 0 | 0 | 0
Coal | 29.15 | 29.15 | 0 | 0 | 0 | 0
Geo | 0 | 0 | 0 | 0 | 0 | 0
H | 0 | 0 | 0 | 0 | 0 | 0
LFG | 0 | 0 | 0 | 0 | 0 | 0
Nuc | 0 | 0 | 0 | 0 | 0 | 0
PS | 0 | 0 | 0 | 0 | 0 | 0
PV | 0 | 0 | 0 | 0 | 0 | 0
PeakG | 0 | 0 | 0 | 0 | 0 | 0
PeakO | 0 | 0 | 0 | 0 | 0 | 0
ST | 0 | 0 | 0 | 0 | 0 | 0
STOG | 0 | 0 | 0 | 0 | 0 | 0
STWD | 0 | 0 | 0 | 0 | 0 | 0
WT | 0 | 0 | 0 | 0 | 0 | 0
IGCC | 0 | 0 | 0 | 0 | 0 | 0
DemandResponse | 0 | 0 | 0 | 0 | 0 | 0
IGCC-CCS | 0 | 0 | 0 | 0 | 0 | 0
WT_off | 0 | 0 | 0 | 0 | 0 | 0
PseudoUnit | 0 | 0 | 0 | 0 | 0 | 0
FixedInterchange | 0 | 0 | 0 | 0 | 0 | 0
Levelized Retrofit Capital Costs by Reporting Type: NonRTO_Midwest
ReportingType | 2015 | 2020 | 2025 | 2030 | 2035 | 2040
BM | 0 | 0 | 0 | 0 | 0 | 0
CC | 0 | 0 | 0 | 0 | 0 | 0
CSP | 0 | 0 | 0 | 0 | 0 | 0
CT | 0 | 0 | 0 | 0 | 0 | 0
Coal | 165.72 | 154.03 | 54.14 | 38.13 | 0 | 0
Geo | 0 | 0 | 0 | 0 | 0 | 0
H | 0 | 0 | 0 | 0 | 0 | 0
LFG | 0 | 0 | 0 | 0 | 0 | 0
Nuc | 0 | 0 | 0 | 0 | 0 | 0
PS | 0 | 0 | 0 | 0 | 0 | 0
PV | 0 | 0 | 0 | 0 | 0 | 0
PeakG | 0 | 0 | 0 | 0 | 0 | 0
PeakO | 0 | 0 | 0 | 0 | 0 | 0
ST | 0 | 0 | 0 | 0 | 0 | 0
STOG | 0 | 0 | 0 | 0 | 0 | 0
STWD | 0 | 0 | 0 | 0 | 0 | 0
WT | 0 | 0 | 0 | 0 | 0 | 0
IGCC | 0 | 0 | 0 | 0 | 0 | 0
DemandResponse | 0 | 0 | 0 | 0 | 0 | 0
IGCC-CCS | 0 | 0 | 0 | 0 | 0 | 0
WT_off | 0 | 0 | 0 | 0 | 0 | 0
PseudoUnit | 0 | 0 | 0 | 0 | 0 | 0
FixedInterchange | 0 | 0 | 0 | 0 | 0 | 0
Levelized Retrofit Capital Costs by Reporting Type: NYISO_A-F
ReportingType | 2015 | 2020 | 2025 | 2030 | 2035 | 2040
BM | 0 | 0 | 0 | 0 | 0 | 0
CC | 0 | 0 | 0 | 0 | 0 | 0
CSP | 0 | 0 | 0 | 0 | 0 | 0
CT | 0 | 0 | 0 | 0 | 0 | 0
Coal | 0 | 0 | 0 | 0 | 0 | 0
Geo | 0 | 0 | 0 | 0 | 0 | 0
H | 0 | 0 | 0 | 0 | 0 | 0
LFG | 0 | 0 | 0 | 0 | 0 | 0
Nuc | 0 | 0 | 0 | 0 | 0 | 0
PS | 0 | 0 | 0 | 0 | 0 | 0
PV | 0 | 0 | 0 | 0 | 0 | 0
PeakG | 0 | 0 | 0 | 0 | 0 | 0
PeakO | 0 | 0 | 0 | 0 | 0 | 0
ST | 0 | 0 | 0 | 0 | 0 | 0
STOG | 0 | 0 | 0 | 0 | 0 | 0
STWD | 0 | 0 | 0 | 0 | 0 | 0
WT | 0 | 0 | 0 | 0 | 0 | 0
IGCC | 0 | 0 | 0 | 0 | 0 | 0
DemandResponse | 0 | 0 | 0 | 0 | 0 | 0
IGCC-CCS | 0 | 0 | 0 | 0 | 0 | 0
WT_off | 0 | 0 | 0 | 0 | 0 | 0
PseudoUnit | 0 | 0 | 0 | 0 | 0 | 0
FixedInterchange | 0 | 0 | 0 | 0 | 0 | 0
Levelized Retrofit Capital Costs by Reporting Type: NYISO_G-I
ReportingType | 2015 | 2020 | 2025 | 2030 | 2035 | 2040
BM | 0 | 0 | 0 | 0 | 0 | 0
CC | 0 | 0 | 0 | 0 | 0 | 0
CSP | 0 | 0 | 0 | 0 | 0 | 0
CT | 0 | 0 | 0 | 0 | 0 | 0
Coal | 0 | 0 | 0 | 0 | 0 | 0
Geo | 0 | 0 | 0 | 0 | 0 | 0
H | 0 | 0 | 0 | 0 | 0 | 0
LFG | 0 | 0 | 0 | 0 | 0 | 0
Nuc | 0 | 0 | 0 | 0 | 0 | 0
PS | 0 | 0 | 0 | 0 | 0 | 0
PV | 0 | 0 | 0 | 0 | 0 | 0
PeakG | 0 | 0 | 0 | 0 | 0 | 0
PeakO | 0 | 0 | 0 | 0 | 0 | 0
ST | 0 | 0 | 0 | 0 | 0 | 0
STOG | 0 | 0 | 0 | 0 | 0 | 0
STWD | 0 | 0 | 0 | 0 | 0 | 0
WT | 0 | 0 | 0 | 0 | 0 | 0
IGCC | 0 | 0 | 0 | 0 | 0 | 0
DemandResponse | 0 | 0 | 0 | 0 | 0 | 0
IGCC-CCS | 0 | 0 | 0 | 0 | 0 | 0
WT_off | 0 | 0 | 0 | 0 | 0 | 0
PseudoUnit | 0 | 0 | 0 | 0 | 0 | 0
FixedInterchange | 0 | 0 | 0 | 0 | 0 | 0
Levelized Retrofit Capital Costs by Reporting Type: NYISO_J-K
ReportingType | 2015 | 2020 | 2025 | 2030 | 2035 | 2040
BM | 0 | 0 | 0 | 0 | 0 | 0
CC | 0 | 0 | 0 | 0 | 0 | 0
CSP | 0 | 0 | 0 | 0 | 0 | 0
CT | 0 | 0 | 0 | 0 | 0 | 0
Coal | 0 | 0 | 0 | 0 | 0 | 0
Geo | 0 | 0 | 0 | 0 | 0 | 0
H | 0 | 0 | 0 | 0 | 0 | 0
LFG | 0 | 0 | 0 | 0 | 0 | 0
Nuc | 0 | 0 | 0 | 0 | 0 | 0
PS | 0 | 0 | 0 | 0 | 0 | 0
PV | 0 | 0 | 0 | 0 | 0 | 0
PeakG | 0 | 0 | 0 | 0 | 0 | 0
PeakO | 0 | 0 | 0 | 0 | 0 | 0
ST | 0 | 0 | 0 | 0 | 0 | 0
STOG | 0 | 0 | 0 | 0 | 0 | 0
STWD | 0 | 0 | 0 | 0 | 0 | 0
WT | 0 | 0 | 0 | 0 | 0 | 0
IGCC | 0 | 0 | 0 | 0 | 0 | 0
DemandResponse | 0 | 0 | 0 | 0 | 0 | 0
IGCC-CCS | 0 | 0 | 0 | 0 | 0 | 0
WT_off | 0 | 0 | 0 | 0 | 0 | 0
PseudoUnit | 0 | 0 | 0 | 0 | 0 | 0
FixedInterchange | 0 | 0 | 0 | 0 | 0 | 0
Levelized Retrofit Capital Costs by Reporting Type: PJM_E
ReportingType | 2015 | 2020 | 2025 | 2030 | 2035 | 2040
BM | 0 | 0 | 0 | 0 | 0 | 0
CC | 0 | 0 | 0 | 0 | 0 | 0
CSP | 0 | 0 | 0 | 0 | 0 | 0
CT | 0 | 0 | 0 | 0 | 0 | 0
Coal | 22.45 | 22.45 | 0 | 0 | 0 | 0
Geo | 0 | 0 | 0 | 0 | 0 | 0
H | 0 | 0 | 0 | 0 | 0 | 0
LFG | 0 | 0 | 0 | 0 | 0 | 0
Nuc | 0 | 0 | 0 | 0 | 0 | 0
PS | 0 | 0 | 0 | 0 | 0 | 0
PV | 0 | 0 | 0 | 0 | 0 | 0
PeakG | 0 | 0 | 0 | 0 | 0 | 0
PeakO | 0 | 0 | 0 | 0 | 0 | 0
ST | 0 | 0 | 0 | 0 | 0 | 0
STOG | 0 | 0 | 0 | 0 | 0 | 0
STWD | 0 | 0 | 0 | 0 | 0 | 0
WT | 0 | 0 | 0 | 0 | 0 | 0
IGCC | 0 | 0 | 0 | 0 | 0 | 0
DemandResponse | 0 | 0 | 0 | 0 | 0 | 0
IGCC-CCS | 0 | 0 | 0 | 0 | 0 | 0
WT_off | 0 | 0 | 0 | 0 | 0 | 0
PseudoUnit | 0 | 0 | 0 | 0 | 0 | 0
FixedInterchange | 0 | 0 | 0 | 0 | 0 | 0
Levelized Retrofit Capital Costs by Reporting Type: PJM_ROM
ReportingType | 2015 | 2020 | 2025 | 2030 | 2035 | 2040
BM | 0 | 0 | 0 | 0 | 0 | 0
CC | 0 | 0 | 0 | 0 | 0 | 0
CSP | 0 | 0 | 0 | 0 | 0 | 0
CT | 0 | 0 | 0 | 0 | 0 | 0
Coal | 14.63 | 0.53 | 0.53 | 0 | 0 | 0
Geo | 0 | 0 | 0 | 0 | 0 | 0
H | 0 | 0 | 0 | 0 | 0 | 0
LFG | 0 | 0 | 0 | 0 | 0 | 0
Nuc | 0 | 0 | 0 | 0 | 0 | 0
PS | 0 | 0 | 0 | 0 | 0 | 0
PV | 0 | 0 | 0 | 0 | 0 | 0
PeakG | 0 | 0 | 0 | 0 | 0 | 0
PeakO | 0 | 0 | 0 | 0 | 0 | 0
ST | 0 | 0 | 0 | 0 | 0 | 0
STOG | 0 | 0 | 0 | 0 | 0 | 0
STWD | 0 | 0 | 0 | 0 | 0 | 0
WT | 0 | 0 | 0 | 0 | 0 | 0
IGCC | 0 | 0 | 0 | 0 | 0 | 0
DemandResponse | 0 | 0 | 0 | 0 | 0 | 0
IGCC-CCS | 0 | 0 | 0 | 0 | 0 | 0
WT_off | 0 | 0 | 0 | 0 | 0 | 0
PseudoUnit | 0 | 0 | 0 | 0 | 0 | 0
FixedInterchange | 0 | 0 | 0 | 0 | 0 | 0
Levelized Retrofit Capital Costs by Reporting Type: PJM_ROR
ReportingType | 2015 | 2020 | 2025 | 2030 | 2035 | 2040
BM | 0 | 0 | 0 | 0 | 0 | 0
CC | 0 | 0 | 0 | 0 | 0 | 0
CSP | 0 | 0 | 0 | 0 | 0 | 0
CT | 0 | 0 | 0 | 0 | 0 | 0
Coal | 46.99 | 101.59 | 101.59 | 0 | 0 | 0
Geo | 0 | 0 | 0 | 0 | 0 | 0
H | 0 | 0 | 0 | 0 | 0 | 0
LFG | 0 | 0 | 0 | 0 | 0 | 0
Nuc | 0 | 0 | 0 | 0 | 0 | 0
PS | 0 | 0 | 0 | 0 | 0 | 0
PV | 0 | 0 | 0 | 0 | 0 | 0
PeakG | 0 | 0 | 0 | 0 | 0 | 0
PeakO | 0 | 0 | 0 | 0 | 0 | 0
ST | 0 | 0 | 0 | 0 | 0 | 0
STOG | 0 | 0 | 0 | 0 | 0 | 0
STWD | 0 | 0 | 0 | 0 | 0 | 0
WT | 0 | 0 | 0 | 0 | 0 | 0
IGCC | 0 | 0 | 0 | 0 | 0 | 0
DemandResponse | 0 | 0 | 0 | 0 | 0 | 0
IGCC-CCS | 0 | 0 | 0 | 0 | 0 | 0
WT_off | 0 | 0 | 0 | 0 | 0 | 0
PseudoUnit | 0 | 0 | 0 | 0 | 0 | 0
FixedInterchange | 0 | 0 | 0 | 0 | 0 | 0
Levelized Retrofit Capital Costs by Reporting Type: SOCO
ReportingType | 2015 | 2020 | 2025 | 2030 | 2035 | 2040
BM | 0 | 0 | 0 | 0 | 0 | 0
CC | 0 | 0 | 0 | 0 | 0 | 0
CSP | 0 | 0 | 0 | 0 | 0 | 0
CT | 0 | 0 | 0 | 0 | 0 | 0
Coal | 400.34 | 400.34 | 0 | 0 | 0 | 0
Geo | 0 | 0 | 0 | 0 | 0 | 0
H | 0 | 0 | 0 | 0 | 0 | 0
LFG | 0 | 0 | 0 | 0 | 0 | 0
Nuc | 0 | 0 | 0 | 0 | 0 | 0
PS | 0 | 0 | 0 | 0 | 0 | 0
PV | 0 | 0 | 0 | 0 | 0 | 0
PeakG | 0 | 0 | 0 | 0 | 0 | 0
PeakO | 0 | 0 | 0 | 0 | 0 | 0
ST | 0 | 0 | 0 | 0 | 0 | 0
STOG | 0 | 0 | 0 | 0 | 0 | 0
STWD | 0 | 0 | 0 | 0 | 0 | 0
WT | 0 | 0 | 0 | 0 | 0 | 0
IGCC | 0 | 0 | 0 | 0 | 0 | 0
DemandResponse | 0 | 0 | 0 | 0 | 0 | 0
IGCC-CCS | 0 | 0 | 0 | 0 | 0 | 0
WT_off | 0 | 0 | 0 | 0 | 0 | 0
PseudoUnit | 0 | 0 | 0 | 0 | 0 | 0
FixedInterchange | 0 | 0 | 0 | 0 | 0 | 0
Levelized Retrofit Capital Costs by Reporting Type: SPP_N
ReportingType | 2015 | 2020 | 2025 | 2030 | 2035 | 2040
BM | 0 | 0 | 0 | 0 | 0 | 0
CC | 0 | 0 | 0 | 0 | 0 | 0
CSP | 0 | 0 | 0 | 0 | 0 | 0
CT | 0 | 0 | 0 | 0 | 0 | 0
Coal | 0 | 8 | 8 | 0 | 0 | 0
Geo | 0 | 0 | 0 | 0 | 0 | 0
H | 0 | 0 | 0 | 0 | 0 | 0
LFG | 0 | 0 | 0 | 0 | 0 | 0
Nuc | 0 | 0 | 0 | 0 | 0 | 0
PS | 0 | 0 | 0 | 0 | 0 | 0
PV | 0 | 0 | 0 | 0 | 0 | 0
PeakG | 0 | 0 | 0 | 0 | 0 | 0
PeakO | 0 | 0 | 0 | 0 | 0 | 0
ST | 0 | 0 | 0 | 0 | 0 | 0
STOG | 0 | 0 | 0 | 0 | 0 | 0
STWD | 0 | 0 | 0 | 0 | 0 | 0
WT | 0 | 0 | 0 | 0 | 0 | 0
IGCC | 0 | 0 | 0 | 0 | 0 | 0
DemandResponse | 0 | 0 | 0 | 0 | 0 | 0
IGCC-CCS | 0 | 0 | 0 | 0 | 0 | 0
WT_off | 0 | 0 | 0 | 0 | 0 | 0
PseudoUnit | 0 | 0 | 0 | 0 | 0 | 0
FixedInterchange | 0 | 0 | 0 | 0 | 0 | 0
Levelized Retrofit Capital Costs by Reporting Type: SPP_S
ReportingType | 2015 | 2020 | 2025 | 2030 | 2035 | 2040
BM | 0 | 0 | 0 | 0 | 0 | 0
CC | 0 | 0 | 0 | 0 | 0 | 0
CSP | 0 | 0 | 0 | 0 | 0 | 0
CT | 0 | 0 | 0 | 0 | 0 | 0
Coal | 0 | 13.26 | 13.26 | 0 | 0 | 0
Geo | 0 | 0 | 0 | 0 | 0 | 0
H | 0 | 0 | 0 | 0 | 0 | 0
LFG | 0 | 0 | 0 | 0 | 0 | 0
Nuc | 0 | 0 | 0 | 0 | 0 | 0
PS | 0 | 0 | 0 | 0 | 0 | 0
PV | 0 | 0 | 0 | 0 | 0 | 0
PeakG | 0 | 0 | 0 | 0 | 0 | 0
PeakO | 0 | 0 | 0 | 0 | 0 | 0
ST | 0 | 0 | 0 | 0 | 0 | 0
STOG | 0 | 0 | 0 | 0 | 0 | 0
STWD | 0 | 0 | 0 | 0 | 0 | 0
WT | 0 | 0 | 0 | 0 | 0 | 0
IGCC | 0 | 0 | 0 | 0 | 0 | 0
DemandResponse | 0 | 0 | 0 | 0 | 0 | 0
IGCC-CCS | 0 | 0 | 0 | 0 | 0 | 0
WT_off | 0 | 0 | 0 | 0 | 0 | 0
PseudoUnit | 0 | 0 | 0 | 0 | 0 | 0
FixedInterchange | 0 | 0 | 0 | 0 | 0 | 0
Levelized Retrofit Capital Costs by Reporting Type: TVA
ReportingType | 2015 | 2020 | 2025 | 2030 | 2035 | 2040
BM | 0 | 0 | 0 | 0 | 0 | 0
CC | 0 | 0 | 0 | 0 | 0 | 0
CSP | 0 | 0 | 0 | 0 | 0 | 0
CT | 0 | 0 | 0 | 0 | 0 | 0
Coal | 0 | 15.54 | 15.54 | 0 | 0 | 0
Geo | 0 | 0 | 0 | 0 | 0 | 0
H | 0 | 0 | 0 | 0 | 0 | 0
LFG | 0 | 0 | 0 | 0 | 0 | 0
Nuc | 0 | 0 | 0 | 0 | 0 | 0
PS | 0 | 0 | 0 | 0 | 0 | 0
PV | 0 | 0 | 0 | 0 | 0 | 0
PeakG | 0 | 0 | 0 | 0 | 0 | 0
PeakO | 0 | 0 | 0 | 0 | 0 | 0
ST | 0 | 0 | 0 | 0 | 0 | 0
STOG | 0 | 0 | 0 | 0 | 0 | 0
STWD | 0 | 0 | 0 | 0 | 0 | 0
WT | 0 | 0 | 0 | 0 | 0 | 0
IGCC | 0 | 0 | 0 | 0 | 0 | 0
DemandResponse | 0 | 0 | 0 | 0 | 0 | 0
IGCC-CCS | 0 | 0 | 0 | 0 | 0 | 0
WT_off | 0 | 0 | 0 | 0 | 0 | 0
PseudoUnit | 0 | 0 | 0 | 0 | 0 | 0
FixedInterchange | 0 | 0 | 0 | 0 | 0 | 0
Levelized Retrofit Capital Costs by Reporting Type: TVA_Transmission
ReportingType | 2015 | 2020 | 2025 | 2030 | 2035 | 2040
BM | 0 | 0 | 0 | 0 | 0 | 0
CC | 0 | 0 | 0 | 0 | 0 | 0
CSP | 0 | 0 | 0 | 0 | 0 | 0
CT | 0 | 0 | 0 | 0 | 0 | 0
Coal | 0 | 0 | 0 | 0 | 0 | 0
Geo | 0 | 0 | 0 | 0 | 0 | 0
H | 0 | 0 | 0 | 0 | 0 | 0
LFG | 0 | 0 | 0 | 0 | 0 | 0
Nuc | 0 | 0 | 0 | 0 | 0 | 0
PS | 0 | 0 | 0 | 0 | 0 | 0
PV | 0 | 0 | 0 | 0 | 0 | 0
PeakG | 0 | 0 | 0 | 0 | 0 | 0
PeakO | 0 | 0 | 0 | 0 | 0 | 0
ST | 0 | 0 | 0 | 0 | 0 | 0
STOG | 0 | 0 | 0 | 0 | 0 | 0
STWD | 0 | 0 | 0 | 0 | 0 | 0
WT | 0 | 0 | 0 | 0 | 0 | 0
IGCC | 0 | 0 | 0 | 0 | 0 | 0
DemandResponse | 0 | 0 | 0 | 0 | 0 | 0
IGCC-CCS | 0 | 0 | 0 | 0 | 0 | 0
WT_off | 0 | 0 | 0 | 0 | 0 | 0
PseudoUnit | 0 | 0 | 0 | 0 | 0 | 0
FixedInterchange | 0 | 0 | 0 | 0 | 0 | 0
Levelized Retrofit Capital Costs by Reporting Type: VACAR
ReportingType | 2015 | 2020 | 2025 | 2030 | 2035 | 2040
BM | 0 | 0 | 0 | 0 | 0 | 0
CC | 0 | 0 | 0 | 0 | 0 | 0
CSP | 0 | 0 | 0 | 0 | 0 | 0
CT | 0 | 0 | 0 | 0 | 0 | 0
Coal | 0 | 8.96 | 8.96 | 0 | 0 | 0
Geo | 0 | 0 | 0 | 0 | 0 | 0
H | 0 | 0 | 0 | 0 | 0 | 0
LFG | 0 | 0 | 0 | 0 | 0 | 0
Nuc | 0 | 0 | 0 | 0 | 0 | 0
PS | 0 | 0 | 0 | 0 | 0 | 0
PV | 0 | 0 | 0 | 0 | 0 | 0
PeakG | 0 | 0 | 0 | 0 | 0 | 0
PeakO | 0 | 0 | 0 | 0 | 0 | 0
ST | 0 | 0 | 0 | 0 | 0 | 0
STOG | 0 | 0 | 0 | 0 | 0 | 0
STWD | 0 | 0 | 0 | 0 | 0 | 0
WT | 0 | 0 | 0 | 0 | 0 | 0
IGCC | 0 | 0 | 0 | 0 | 0 | 0
DemandResponse | 0 | 0 | 0 | 0 | 0 | 0
IGCC-CCS | 0 | 0 | 0 | 0 | 0 | 0
WT_off | 0 | 0 | 0 | 0 | 0 | 0
PseudoUnit | 0 | 0 | 0 | 0 | 0 | 0
FixedInterchange | 0 | 0 | 0 | 0 | 0 | 0
Levelized Retrofit Capital Costs by Reporting Type: IESO
ReportingType | 2015 | 2020 | 2025 | 2030 | 2035 | 2040
BM | 0 | 0 | 0 | 0 | 0 | 0
CC | 0 | 0 | 0 | 0 | 0 | 0
CSP | 0 | 0 | 0 | 0 | 0 | 0
CT | 0 | 0 | 0 | 0 | 0 | 0
Coal | 0 | 0 | 0 | 0 | 0 | 0
Geo | 0 | 0 | 0 | 0 | 0 | 0
H | 0 | 0 | 0 | 0 | 0 | 0
LFG | 0 | 0 | 0 | 0 | 0 | 0
Nuc | 0 | 0 | 0 | 0 | 0 | 0
PS | 0 | 0 | 0 | 0 | 0 | 0
PV | 0 | 0 | 0 | 0 | 0 | 0
PeakG | 0 | 0 | 0 | 0 | 0 | 0
PeakO | 0 | 0 | 0 | 0 | 0 | 0
ST | 0 | 0 | 0 | 0 | 0 | 0
STOG | 0 | 0 | 0 | 0 | 0 | 0
STWD | 0 | 0 | 0 | 0 | 0 | 0
WT | 0 | 0 | 0 | 0 | 0 | 0
IGCC | 0 | 0 | 0 | 0 | 0 | 0
DemandResponse | 0 | 0 | 0 | 0 | 0 | 0
IGCC-CCS | 0 | 0 | 0 | 0 | 0 | 0
WT_off | 0 | 0 | 0 | 0 | 0 | 0
PseudoUnit | 0 | 0 | 0 | 0 | 0 | 0
FixedInterchange | 0 | 0 | 0 | 0 | 0 | 0
Levelized Retrofit Capital Costs by Reporting Type: MAPP_CA
ReportingType | 2015 | 2020 | 2025 | 2030 | 2035 | 2040
BM | 0 | 0 | 0 | 0 | 0 | 0
CC | 0 | 0 | 0 | 0 | 0 | 0
CSP | 0 | 0 | 0 | 0 | 0 | 0
CT | 0 | 0 | 0 | 0 | 0 | 0
Coal | 0 | 0 | 0 | 0 | 0 | 0
Geo | 0 | 0 | 0 | 0 | 0 | 0
H | 0 | 0 | 0 | 0 | 0 | 0
LFG | 0 | 0 | 0 | 0 | 0 | 0
Nuc | 0 | 0 | 0 | 0 | 0 | 0
PS | 0 | 0 | 0 | 0 | 0 | 0
PV | 0 | 0 | 0 | 0 | 0 | 0
PeakG | 0 | 0 | 0 | 0 | 0 | 0
PeakO | 0 | 0 | 0 | 0 | 0 | 0
ST | 0 | 0 | 0 | 0 | 0 | 0
STOG | 0 | 0 | 0 | 0 | 0 | 0
STWD | 0 | 0 | 0 | 0 | 0 | 0
WT | 0 | 0 | 0 | 0 | 0 | 0
IGCC | 0 | 0 | 0 | 0 | 0 | 0
DemandResponse | 0 | 0 | 0 | 0 | 0 | 0
IGCC-CCS | 0 | 0 | 0 | 0 | 0 | 0
WT_off | 0 | 0 | 0 | 0 | 0 | 0
PseudoUnit | 0 | 0 | 0 | 0 | 0 | 0
FixedInterchange | 0 | 0 | 0 | 0 | 0 | 0
Levelized Retrofit Capital Costs by Reporting Type: AZ_NM_SNV_Coal
ReportingType | 2015 | 2020 | 2025 | 2030 | 2035 | 2040
BM | 0 | 0 | 0 | 0 | 0 | 0
CC | 0 | 0 | 0 | 0 | 0 | 0
CSP | 0 | 0 | 0 | 0 | 0 | 0
CT | 0 | 0 | 0 | 0 | 0 | 0
Coal | 49.67 | 59.2 | 26.27 | 0 | 0 | 0
Geo | 0 | 0 | 0 | 0 | 0 | 0
H | 0 | 0 | 0 | 0 | 0 | 0
LFG | 0 | 0 | 0 | 0 | 0 | 0
Nuc | 0 | 0 | 0 | 0 | 0 | 0
PS | 0 | 0 | 0 | 0 | 0 | 0
PV | 0 | 0 | 0 | 0 | 0 | 0
PeakG | 0 | 0 | 0 | 0 | 0 | 0
PeakO | 0 | 0 | 0 | 0 | 0 | 0
ST | 0 | 0 | 0 | 0 | 0 | 0
STOG | 0 | 0 | 0 | 0 | 0 | 0
STWD | 0 | 0 | 0 | 0 | 0 | 0
WT | 0 | 0 | 0 | 0 | 0 | 0
IGCC | 0 | 0 | 0 | 0 | 0 | 0
DemandResponse | 0 | 0 | 0 | 0 | 0 | 0
IGCC-CCS | 0 | 0 | 0 | 0 | 0 | 0
WT_off | 0 | 0 | 0 | 0 | 0 | 0
PseudoUnit | 0 | 0 | 0 | 0 | 0 | 0
FixedInterchange | 0 | 0 | 0 | 0 | 0 | 0
Levelized Retrofit Capital Costs by Reporting Type: AZ_NM_SNV_Gas
ReportingType | 2015 | 2020 | 2025 | 2030 | 2035 | 2040
BM | 0 | 0 | 0 | 0 | 0 | 0
CC | 0 | 0 | 0 | 0 | 0 | 0
CSP | 0 | 0 | 0 | 0 | 0 | 0
CT | 0 | 0 | 0 | 0 | 0 | 0
Coal | 0 | 0 | 0 | 0 | 0 | 0
Geo | 0 | 0 | 0 | 0 | 0 | 0
H | 0 | 0 | 0 | 0 | 0 | 0
LFG | 0 | 0 | 0 | 0 | 0 | 0
Nuc | 0 | 0 | 0 | 0 | 0 | 0
PS | 0 | 0 | 0 | 0 | 0 | 0
PV | 0 | 0 | 0 | 0 | 0 | 0
PeakG | 0 | 0 | 0 | 0 | 0 | 0
PeakO | 0 | 0 | 0 | 0 | 0 | 0
ST | 0 | 0 | 0 | 0 | 0 | 0
STOG | 0 | 0 | 0 | 0 | 0 | 0
STWD | 0 | 0 | 0 | 0 | 0 | 0
WT | 0 | 0 | 0 | 0 | 0 | 0
IGCC | 0 | 0 | 0 | 0 | 0 | 0
DemandResponse | 0 | 0 | 0 | 0 | 0 | 0
IGCC-CCS | 0 | 0 | 0 | 0 | 0 | 0
WT_off | 0 | 0 | 0 | 0 | 0 | 0
PseudoUnit | 0 | 0 | 0 | 0 | 0 | 0
FixedInterchange | 0 | 0 | 0 | 0 | 0 | 0
Levelized Retrofit Capital Costs by Reporting Type: AZ_NM_SNV_NucRenew
ReportingType | 2015 | 2020 | 2025 | 2030 | 2035 | 2040
BM | 0 | 0 | 0 | 0 | 0 | 0
CC | 0 | 0 | 0 | 0 | 0 | 0
CSP | 0 | 0 | 0 | 0 | 0 | 0
CT | 0 | 0 | 0 | 0 | 0 | 0
Coal | 0 | 0 | 0 | 0 | 0 | 0
Geo | 0 | 0 | 0 | 0 | 0 | 0
H | 0 | 0 | 0 | 0 | 0 | 0
LFG | 0 | 0 | 0 | 0 | 0 | 0
Nuc | 0 | 0 | 0 | 0 | 0 | 0
PS | 0 | 0 | 0 | 0 | 0 | 0
PV | 0 | 0 | 0 | 0 | 0 | 0
PeakG | 0 | 0 | 0 | 0 | 0 | 0
PeakO | 0 | 0 | 0 | 0 | 0 | 0
ST | 0 | 0 | 0 | 0 | 0 | 0
STOG | 0 | 0 | 0 | 0 | 0 | 0
STWD | 0 | 0 | 0 | 0 | 0 | 0
WT | 0 | 0 | 0 | 0 | 0 | 0
IGCC | 0 | 0 | 0 | 0 | 0 | 0
DemandResponse | 0 | 0 | 0 | 0 | 0 | 0
IGCC-CCS | 0 | 0 | 0 | 0 | 0 | 0
WT_off | 0 | 0 | 0 | 0 | 0 | 0
PseudoUnit | 0 | 0 | 0 | 0 | 0 | 0
FixedInterchange | 0 | 0 | 0 | 0 | 0 | 0
Levelized Retrofit Capital Costs by Reporting Type: ERCOT
ReportingType | 2015 | 2020 | 2025 | 2030 | 2035 | 2040
BM | 0 | 0 | 0 | 0 | 0 | 0
CC | 0 | 0 | 0 | 0 | 0 | 0
CSP | 0 | 0 | 0 | 0 | 0 | 0
CT | 0 | 0 | 0 | 0 | 0 | 0
Coal | 82.51 | 0 | 0 | 0 | 0 | 0
Geo | 0 | 0 | 0 | 0 | 0 | 0
H | 0 | 0 | 0 | 0 | 0 | 0
LFG | 0 | 0 | 0 | 0 | 0 | 0
Nuc | 0 | 0 | 0 | 0 | 0 | 0
PS | 0 | 0 | 0 | 0 | 0 | 0
PV | 0 | 0 | 0 | 0 | 0 | 0
PeakG | 0 | 0 | 0 | 0 | 0 | 0
PeakO | 0 | 0 | 0 | 0 | 0 | 0
ST | 0 | 0 | 0 | 0 | 0 | 0
STOG | 0 | 0 | 0 | 0 | 0 | 0
STWD | 0 | 0 | 0 | 0 | 0 | 0
WT | 0 | 0 | 0 | 0 | 0 | 0
IGCC | 0 | 0 | 0 | 0 | 0 | 0
DemandResponse | 0 | 0 | 0 | 0 | 0 | 0
IGCC-CCS | 0 | 0 | 0 | 0 | 0 | 0
WT_off | 0 | 0 | 0 | 0 | 0 | 0
PseudoUnit | 0 | 0 | 0 | 0 | 0 | 0
FixedInterchange | 0 | 0 | 0 | 0 | 0 | 0
Levelized Retrofit Capital Costs by Reporting Type: NP15
ReportingType | 2015 | 2020 | 2025 | 2030 | 2035 | 2040
BM | 0 | 0 | 0 | 0 | 0 | 0
CC | 0 | 0 | 0 | 0 | 0 | 0
CSP | 0 | 0 | 0 | 0 | 0 | 0
CT | 0 | 0 | 0 | 0 | 0 | 0
Coal | 0 | 0 | 0 | 0 | 0 | 0
Geo | 0 | 0 | 0 | 0 | 0 | 0
H | 0 | 0 | 0 | 0 | 0 | 0
LFG | 0 | 0 | 0 | 0 | 0 | 0
Nuc | 0 | 0 | 0 | 0 | 0 | 0
PS | 0 | 0 | 0 | 0 | 0 | 0
PV | 0 | 0 | 0 | 0 | 0 | 0
PeakG | 0 | 0 | 0 | 0 | 0 | 0
PeakO | 0 | 0 | 0 | 0 | 0 | 0
ST | 0 | 0 | 0 | 0 | 0 | 0
STOG | 0 | 0 | 0 | 0 | 0 | 0
STWD | 0 | 0 | 0 | 0 | 0 | 0
WT | 0 | 0 | 0 | 0 | 0 | 0
IGCC | 0 | 0 | 0 | 0 | 0 | 0
DemandResponse | 0 | 0 | 0 | 0 | 0 | 0
IGCC-CCS | 0 | 0 | 0 | 0 | 0 | 0
WT_off | 0 | 0 | 0 | 0 | 0 | 0
PseudoUnit | 0 | 0 | 0 | 0 | 0 | 0
FixedInterchange | 0 | 0 | 0 | 0 | 0 | 0
Levelized Retrofit Capital Costs by Reporting Type: NWPP_Coal
ReportingType | 2015 | 2020 | 2025 | 2030 | 2035 | 2040
BM | 0 | 0 | 0 | 0 | 0 | 0
CC | 0 | 0 | 0 | 0 | 0 | 0
CSP | 0 | 0 | 0 | 0 | 0 | 0
CT | 0 | 0 | 0 | 0 | 0 | 0
Coal | 0 | 50.24 | 121.14 | 70.9 | 0 | 0
Geo | 0 | 0 | 0 | 0 | 0 | 0
H | 0 | 0 | 0 | 0 | 0 | 0
LFG | 0 | 0 | 0 | 0 | 0 | 0
Nuc | 0 | 0 | 0 | 0 | 0 | 0
PS | 0 | 0 | 0 | 0 | 0 | 0
PV | 0 | 0 | 0 | 0 | 0 | 0
PeakG | 0 | 0 | 0 | 0 | 0 | 0
PeakO | 0 | 0 | 0 | 0 | 0 | 0
ST | 0 | 0 | 0 | 0 | 0 | 0
STOG | 0 | 0 | 0 | 0 | 0 | 0
STWD | 0 | 0 | 0 | 0 | 0 | 0
WT | 0 | 0 | 0 | 0 | 0 | 0
IGCC | 0 | 0 | 0 | 0 | 0 | 0
DemandResponse | 0 | 0 | 0 | 0 | 0 | 0
IGCC-CCS | 0 | 0 | 0 | 0 | 0 | 0
WT_off | 0 | 0 | 0 | 0 | 0 | 0
PseudoUnit | 0 | 0 | 0 | 0 | 0 | 0
FixedInterchange | 0 | 0 | 0 | 0 | 0 | 0
Levelized Retrofit Capital Costs by Reporting Type: NWPP_Gas
ReportingType | 2015 | 2020 | 2025 | 2030 | 2035 | 2040
BM | 0 | 0 | 0 | 0 | 0 | 0
CC | 0 | 0 | 0 | 0 | 0 | 0
CSP | 0 | 0 | 0 | 0 | 0 | 0
CT | 0 | 0 | 0 | 0 | 0 | 0
Coal | 0 | 0 | 0 | 0 | 0 | 0
Geo | 0 | 0 | 0 | 0 | 0 | 0
H | 0 | 0 | 0 | 0 | 0 | 0
LFG | 0 | 0 | 0 | 0 | 0 | 0
Nuc | 0 | 0 | 0 | 0 | 0 | 0
PS | 0 | 0 | 0 | 0 | 0 | 0
PV | 0 | 0 | 0 | 0 | 0 | 0
PeakG | 0 | 0 | 0 | 0 | 0 | 0
PeakO | 0 | 0 | 0 | 0 | 0 | 0
ST | 0 | 0 | 0 | 0 | 0 | 0
STOG | 0 | 0 | 0 | 0 | 0 | 0
STWD | 0 | 0 | 0 | 0 | 0 | 0
WT | 0 | 0 | 0 | 0 | 0 | 0
IGCC | 0 | 0 | 0 | 0 | 0 | 0
DemandResponse | 0 | 0 | 0 | 0 | 0 | 0
IGCC-CCS | 0 | 0 | 0 | 0 | 0 | 0
WT_off | 0 | 0 | 0 | 0 | 0 | 0
PseudoUnit | 0 | 0 | 0 | 0 | 0 | 0
FixedInterchange | 0 | 0 | 0 | 0 | 0 | 0
Levelized Retrofit Capital Costs by Reporting Type: NWPP_NucRenew
ReportingType | 2015 | 2020 | 2025 | 2030 | 2035 | 2040
BM | 0 | 0 | 0 | 0 | 0 | 0
CC | 0 | 0 | 0 | 0 | 0 | 0
CSP | 0 | 0 | 0 | 0 | 0 | 0
CT | 0 | 0 | 0 | 0 | 0 | 0
Coal | 0 | 0 | 0 | 0 | 0 | 0
Geo | 0 | 0 | 0 | 0 | 0 | 0
H | 0 | 0 | 0 | 0 | 0 | 0
LFG | 0 | 0 | 0 | 0 | 0 | 0
Nuc | 0 | 0 | 0 | 0 | 0 | 0
PS | 0 | 0 | 0 | 0 | 0 | 0
PV | 0 | 0 | 0 | 0 | 0 | 0
PeakG | 0 | 0 | 0 | 0 | 0 | 0
PeakO | 0 | 0 | 0 | 0 | 0 | 0
ST | 0 | 0 | 0 | 0 | 0 | 0
STOG | 0 | 0 | 0 | 0 | 0 | 0
STWD | 0 | 0 | 0 | 0 | 0 | 0
WT | 0 | 0 | 0 | 0 | 0 | 0
IGCC | 0 | 0 | 0 | 0 | 0 | 0
DemandResponse | 0 | 0 | 0 | 0 | 0 | 0
IGCC-CCS | 0 | 0 | 0 | 0 | 0 | 0
WT_off | 0 | 0 | 0 | 0 | 0 | 0
PseudoUnit | 0 | 0 | 0 | 0 | 0 | 0
FixedInterchange | 0 | 0 | 0 | 0 | 0 | 0
Levelized Retrofit Capital Costs by Reporting Type: RMPA
ReportingType | 2015 | 2020 | 2025 | 2030 | 2035 | 2040
BM | 0 | 0 | 0 | 0 | 0 | 0
CC | 0 | 0 | 0 | 0 | 0 | 0
CSP | 0 | 0 | 0 | 0 | 0 | 0
CT | 0 | 0 | 0 | 0 | 0 | 0
Coal | 29.1 | 12.44 | 211.6 | 199.16 | 0 | 0
Geo | 0 | 0 | 0 | 0 | 0 | 0
H | 0 | 0 | 0 | 0 | 0 | 0
LFG | 0 | 0 | 0 | 0 | 0 | 0
Nuc | 0 | 0 | 0 | 0 | 0 | 0
PS | 0 | 0 | 0 | 0 | 0 | 0
PV | 0 | 0 | 0 | 0 | 0 | 0
PeakG | 0 | 0 | 0 | 0 | 0 | 0
PeakO | 0 | 0 | 0 | 0 | 0 | 0
ST | 0 | 0 | 0 | 0 | 0 | 0
STOG | 0 | 0 | 0 | 0 | 0 | 0
STWD | 0 | 0 | 0 | 0 | 0 | 0
WT | 0 | 0 | 0 | 0 | 0 | 0
IGCC | 0 | 0 | 0 | 0 | 0 | 0
DemandResponse | 0 | 0 | 0 | 0 | 0 | 0
IGCC-CCS | 0 | 0 | 0 | 0 | 0 | 0
WT_off | 0 | 0 | 0 | 0 | 0 | 0
PseudoUnit | 0 | 0 | 0 | 0 | 0 | 0
FixedInterchange | 0 | 0 | 0 | 0 | 0 | 0
Levelized Retrofit Capital Costs by Reporting Type: SP15
ReportingType | 2015 | 2020 | 2025 | 2030 | 2035 | 2040
BM | 0 | 0 | 0 | 0 | 0 | 0
CC | 0 | 0 | 0 | 0 | 0 | 0
CSP | 0 | 0 | 0 | 0 | 0 | 0
CT | 0 | 0 | 0 | 0 | 0 | 0
Coal | 0 | 2.92 | 2.92 | 0 | 0 | 0
Geo | 0 | 0 | 0 | 0 | 0 | 0
H | 0 | 0 | 0 | 0 | 0 | 0
LFG | 0 | 0 | 0 | 0 | 0 | 0
Nuc | 0 | 0 | 0 | 0 | 0 | 0
PS | 0 | 0 | 0 | 0 | 0 | 0
PV | 0 | 0 | 0 | 0 | 0 | 0
PeakG | 0 | 0 | 0 | 0 | 0 | 0
PeakO | 0 | 0 | 0 | 0 | 0 | 0
ST | 0 | 0 | 0 | 0 | 0 | 0
STOG | 0 | 0 | 0 | 0 | 0 | 0
STWD | 0 | 0 | 0 | 0 | 0 | 0
WT | 0 | 0 | 0 | 0 | 0 | 0
IGCC | 0 | 0 | 0 | 0 | 0 | 0
DemandResponse | 0 | 0 | 0 | 0 | 0 | 0
IGCC-CCS | 0 | 0 | 0 | 0 | 0 | 0
WT_off | 0 | 0 | 0 | 0 | 0 | 0
PseudoUnit | 0 | 0 | 0 | 0 | 0 | 0
FixedInterchange | 0 | 0 | 0 | 0 | 0 | 0
Levelized Retrofit Capital Costs by Reporting Type: ALB
ReportingType | 2015 | 2020 | 2025 | 2030 | 2035 | 2040
BM | 0 | 0 | 0 | 0 | 0 | 0
CC | 0 | 0 | 0 | 0 | 0 | 0
CSP | 0 | 0 | 0 | 0 | 0 | 0
CT | 0 | 0 | 0 | 0 | 0 | 0
Coal | 0 | 0 | 0 | 0 | 0 | 0
Geo | 0 | 0 | 0 | 0 | 0 | 0
H | 0 | 0 | 0 | 0 | 0 | 0
LFG | 0 | 0 | 0 | 0 | 0 | 0
Nuc | 0 | 0 | 0 | 0 | 0 | 0
PS | 0 | 0 | 0 | 0 | 0 | 0
PV | 0 | 0 | 0 | 0 | 0 | 0
PeakG | 0 | 0 | 0 | 0 | 0 | 0
PeakO | 0 | 0 | 0 | 0 | 0 | 0
ST | 0 | 0 | 0 | 0 | 0 | 0
STOG | 0 | 0 | 0 | 0 | 0 | 0
STWD | 0 | 0 | 0 | 0 | 0 | 0
WT | 0 | 0 | 0 | 0 | 0 | 0
IGCC | 0 | 0 | 0 | 0 | 0 | 0
DemandResponse | 0 | 0 | 0 | 0 | 0 | 0
IGCC-CCS | 0 | 0 | 0 | 0 | 0 | 0
WT_off | 0 | 0 | 0 | 0 | 0 | 0
PseudoUnit | 0 | 0 | 0 | 0 | 0 | 0
FixedInterchange | 0 | 0 | 0 | 0 | 0 | 0
Levelized Retrofit Capital Costs by Reporting Type: BC
ReportingType | 2015 | 2020 | 2025 | 2030 | 2035 | 2040
BM | 0 | 0 | 0 | 0 | 0 | 0
CC | 0 | 0 | 0 | 0 | 0 | 0
CSP | 0 | 0 | 0 | 0 | 0 | 0
CT | 0 | 0 | 0 | 0 | 0 | 0
Coal | 0 | 0 | 0 | 0 | 0 | 0
Geo | 0 | 0 | 0 | 0 | 0 | 0
H | 0 | 0 | 0 | 0 | 0 | 0
LFG | 0 | 0 | 0 | 0 | 0 | 0
Nuc | 0 | 0 | 0 | 0 | 0 | 0
PS | 0 | 0 | 0 | 0 | 0 | 0
PV | 0 | 0 | 0 | 0 | 0 | 0
PeakG | 0 | 0 | 0 | 0 | 0 | 0
PeakO | 0 | 0 | 0 | 0 | 0 | 0
ST | 0 | 0 | 0 | 0 | 0 | 0
STOG | 0 | 0 | 0 | 0 | 0 | 0
STWD | 0 | 0 | 0 | 0 | 0 | 0
WT | 0 | 0 | 0 | 0 | 0 | 0
IGCC | 0 | 0 | 0 | 0 | 0 | 0
DemandResponse | 0 | 0 | 0 | 0 | 0 | 0
IGCC-CCS | 0 | 0 | 0 | 0 | 0 | 0
WT_off | 0 | 0 | 0 | 0 | 0 | 0
PseudoUnit | 0 | 0 | 0 | 0 | 0 | 0
FixedInterchange | 0 | 0 | 0 | 0 | 0 | 0
Levelized Retrofit Capital Costs by Reporting Type: HQ_IESO
ReportingType | 2015 | 2020 | 2025 | 2030 | 2035 | 2040
BM | 0 | 0 | 0 | 0 | 0 | 0
CC | 0 | 0 | 0 | 0 | 0 | 0
CSP | 0 | 0 | 0 | 0 | 0 | 0
CT | 0 | 0 | 0 | 0 | 0 | 0
Coal | 0 | 0 | 0 | 0 | 0 | 0
Geo | 0 | 0 | 0 | 0 | 0 | 0
H | 0 | 0 | 0 | 0 | 0 | 0
LFG | 0 | 0 | 0 | 0 | 0 | 0
Nuc | 0 | 0 | 0 | 0 | 0 | 0
PS | 0 | 0 | 0 | 0 | 0 | 0
PV | 0 | 0 | 0 | 0 | 0 | 0
PeakG | 0 | 0 | 0 | 0 | 0 | 0
PeakO | 0 | 0 | 0 | 0 | 0 | 0
ST | 0 | 0 | 0 | 0 | 0 | 0
STOG | 0 | 0 | 0 | 0 | 0 | 0
STWD | 0 | 0 | 0 | 0 | 0 | 0
WT | 0 | 0 | 0 | 0 | 0 | 0
IGCC | 0 | 0 | 0 | 0 | 0 | 0
DemandResponse | 0 | 0 | 0 | 0 | 0 | 0
IGCC-CCS | 0 | 0 | 0 | 0 | 0 | 0
WT_off | 0 | 0 | 0 | 0 | 0 | 0
PseudoUnit | 0 | 0 | 0 | 0 | 0 | 0
FixedInterchange | 0 | 0 | 0 | 0 | 0 | 0
Levelized Retrofit Capital Costs by Reporting Type: HQ_NEISO
ReportingType | 2015 | 2020 | 2025 | 2030 | 2035 | 2040
BM | 0 | 0 | 0 | 0 | 0 | 0
CC | 0 | 0 | 0 | 0 | 0 | 0
CSP | 0 | 0 | 0 | 0 | 0 | 0
CT | 0 | 0 | 0 | 0 | 0 | 0
Coal | 0 | 0 | 0 | 0 | 0 | 0
Geo | 0 | 0 | 0 | 0 | 0 | 0
H | 0 | 0 | 0 | 0 | 0 | 0
LFG | 0 | 0 | 0 | 0 | 0 | 0
Nuc | 0 | 0 | 0 | 0 | 0 | 0
PS | 0 | 0 | 0 | 0 | 0 | 0
PV | 0 | 0 | 0 | 0 | 0 | 0
PeakG | 0 | 0 | 0 | 0 | 0 | 0
PeakO | 0 | 0 | 0 | 0 | 0 | 0
ST | 0 | 0 | 0 | 0 | 0 | 0
STOG | 0 | 0 | 0 | 0 | 0 | 0
STWD | 0 | 0 | 0 | 0 | 0 | 0
WT | 0 | 0 | 0 | 0 | 0 | 0
IGCC | 0 | 0 | 0 | 0 | 0 | 0
DemandResponse | 0 | 0 | 0 | 0 | 0 | 0
IGCC-CCS | 0 | 0 | 0 | 0 | 0 | 0
WT_off | 0 | 0 | 0 | 0 | 0 | 0
PseudoUnit | 0 | 0 | 0 | 0 | 0 | 0
FixedInterchange | 0 | 0 | 0 | 0 | 0 | 0
Levelized Retrofit Capital Costs by Reporting Type: HQ_NY
ReportingType | 2015 | 2020 | 2025 | 2030 | 2035 | 2040
BM | 0 | 0 | 0 | 0 | 0 | 0
CC | 0 | 0 | 0 | 0 | 0 | 0
CSP | 0 | 0 | 0 | 0 | 0 | 0
CT | 0 | 0 | 0 | 0 | 0 | 0
Coal | 0 | 0 | 0 | 0 | 0 | 0
Geo | 0 | 0 | 0 | 0 | 0 | 0
H | 0 | 0 | 0 | 0 | 0 | 0
LFG | 0 | 0 | 0 | 0 | 0 | 0
Nuc | 0 | 0 | 0 | 0 | 0 | 0
PS | 0 | 0 | 0 | 0 | 0 | 0
PV | 0 | 0 | 0 | 0 | 0 | 0
PeakG | 0 | 0 | 0 | 0 | 0 | 0
PeakO | 0 | 0 | 0 | 0 | 0 | 0
ST | 0 | 0 | 0 | 0 | 0 | 0
STOG | 0 | 0 | 0 | 0 | 0 | 0
STWD | 0 | 0 | 0 | 0 | 0 | 0
WT | 0 | 0 | 0 | 0 | 0 | 0
IGCC | 0 | 0 | 0 | 0 | 0 | 0
DemandResponse | 0 | 0 | 0 | 0 | 0 | 0
IGCC-CCS | 0 | 0 | 0 | 0 | 0 | 0
WT_off | 0 | 0 | 0 | 0 | 0 | 0
PseudoUnit | 0 | 0 | 0 | 0 | 0 | 0
FixedInterchange | 0 | 0 | 0 | 0 | 0 | 0
Levelized Retrofit Capital Costs by Reporting Type: MARITIMES
ReportingType | 2015 | 2020 | 2025 | 2030 | 2035 | 2040
BM | 0 | 0 | 0 | 0 | 0 | 0
CC | 0 | 0 | 0 | 0 | 0 | 0
CSP | 0 | 0 | 0 | 0 | 0 | 0
CT | 0 | 0 | 0 | 0 | 0 | 0
Coal | 0 | 0 | 0 | 0 | 0 | 0
Geo | 0 | 0 | 0 | 0 | 0 | 0
H | 0 | 0 | 0 | 0 | 0 | 0
LFG | 0 | 0 | 0 | 0 | 0 | 0
Nuc | 0 | 0 | 0 | 0 | 0 | 0
PS | 0 | 0 | 0 | 0 | 0 | 0
PV | 0 | 0 | 0 | 0 | 0 | 0
PeakG | 0 | 0 | 0 | 0 | 0 | 0
PeakO | 0 | 0 | 0 | 0 | 0 | 0
ST | 0 | 0 | 0 | 0 | 0 | 0
STOG | 0 | 0 | 0 | 0 | 0 | 0
STWD | 0 | 0 | 0 | 0 | 0 | 0
WT | 0 | 0 | 0 | 0 | 0 | 0
IGCC | 0 | 0 | 0 | 0 | 0 | 0
DemandResponse | 0 | 0 | 0 | 0 | 0 | 0
IGCC-CCS | 0 | 0 | 0 | 0 | 0 | 0
WT_off | 0 | 0 | 0 | 0 | 0 | 0
PseudoUnit | 0 | 0 | 0 | 0 | 0 | 0
FixedInterchange | 0 | 0 | 0 | 0 | 0 | 0
Levelized Retrofit Capital Costs by Reporting Type: All
ReportingType | 2015 | 2020 | 2025 | 2030 | 2035 | 2040
BM | 0 | 0 | 0 | 0 | 0 | 0
CC | 0 | 0 | 0 | 0 | 0 | 0
CSP | 0 | 0 | 0 | 0 | 0 | 0
CT | 0 | 0 | 0 | 0 | 0 | 0
Coal | 1184.41 | 1303.45 | 940.26 | 470.48 | 9.84 | 9.84
Geo | 0 | 0 | 0 | 0 | 0 | 0
H | 0 | 0 | 0 | 0 | 0 | 0
LFG | 0 | 0 | 0 | 0 | 0 | 0
Nuc | 0 | 0 | 0 | 0 | 0 | 0
PS | 0 | 0 | 0 | 0 | 0 | 0
PV | 0 | 0 | 0 | 0 | 0 | 0
PeakG | 0 | 0 | 0 | 0 | 0 | 0
PeakO | 0 | 0 | 0 | 0 | 0 | 0
ST | 0 | 0 | 0 | 0 | 0 | 0
STOG | 0 | 0 | 0 | 0 | 0 | 0
STWD | 0 | 0 | 0 | 0 | 0 | 0
WT | 0 | 0 | 0 | 0 | 0 | 0
IGCC | 0 | 0 | 0 | 0 | 0 | 0
DemandResponse | 0 | 0 | 0 | 0 | 0 | 0
IGCC-CCS | 0 | 0 | 0 | 0 | 0 | 0
WT_off | 0 | 0 | 0 | 0 | 0 | 0
PseudoUnit | 0 | 0 | 0 | 0 | 0 | 0
FixedInterchange | 0 | 0 | 0 | 0 | 0 | 0
Levelized Retrofit Capital Costs by Reporting Type: EI_US
ReportingType | 2015 | 2020 | 2025 | 2030 | 2035 | 2040
BM | 0 | 0 | 0 | 0 | 0 | 0
CC | 0 | 0 | 0 | 0 | 0 | 0
CSP | 0 | 0 | 0 | 0 | 0 | 0
CT | 0 | 0 | 0 | 0 | 0 | 0
Coal | 1023.13 | 1178.65 | 578.32 | 200.42 | 9.84 | 9.84
Geo | 0 | 0 | 0 | 0 | 0 | 0
H | 0 | 0 | 0 | 0 | 0 | 0
LFG | 0 | 0 | 0 | 0 | 0 | 0
Nuc | 0 | 0 | 0 | 0 | 0 | 0
PS | 0 | 0 | 0 | 0 | 0 | 0
PV | 0 | 0 | 0 | 0 | 0 | 0
PeakG | 0 | 0 | 0 | 0 | 0 | 0
PeakO | 0 | 0 | 0 | 0 | 0 | 0
ST | 0 | 0 | 0 | 0 | 0 | 0
STOG | 0 | 0 | 0 | 0 | 0 | 0
STWD | 0 | 0 | 0 | 0 | 0 | 0
WT | 0 | 0 | 0 | 0 | 0 | 0
IGCC | 0 | 0 | 0 | 0 | 0 | 0
DemandResponse | 0 | 0 | 0 | 0 | 0 | 0
IGCC-CCS | 0 | 0 | 0 | 0 | 0 | 0
WT_off | 0 | 0 | 0 | 0 | 0 | 0
PseudoUnit | 0 | 0 | 0 | 0 | 0 | 0
FixedInterchange | 0 | 0 | 0 | 0 | 0 | 0
Levelized Retrofit Capital Costs by Reporting Type: EI_Canada
ReportingType | 2015 | 2020 | 2025 | 2030 | 2035 | 2040
BM | 0 | 0 | 0 | 0 | 0 | 0
CC | 0 | 0 | 0 | 0 | 0 | 0
CSP | 0 | 0 | 0 | 0 | 0 | 0
CT | 0 | 0 | 0 | 0 | 0 | 0
Coal | 0 | 0 | 0 | 0 | 0 | 0
Geo | 0 | 0 | 0 | 0 | 0 | 0
H | 0 | 0 | 0 | 0 | 0 | 0
LFG | 0 | 0 | 0 | 0 | 0 | 0
Nuc | 0 | 0 | 0 | 0 | 0 | 0
PS | 0 | 0 | 0 | 0 | 0 | 0
PV | 0 | 0 | 0 | 0 | 0 | 0
PeakG | 0 | 0 | 0 | 0 | 0 | 0
PeakO | 0 | 0 | 0 | 0 | 0 | 0
ST | 0 | 0 | 0 | 0 | 0 | 0
STOG | 0 | 0 | 0 | 0 | 0 | 0
STWD | 0 | 0 | 0 | 0 | 0 | 0
WT | 0 | 0 | 0 | 0 | 0 | 0
IGCC | 0 | 0 | 0 | 0 | 0 | 0
DemandResponse | 0 | 0 | 0 | 0 | 0 | 0
IGCC-CCS | 0 | 0 | 0 | 0 | 0 | 0
WT_off | 0 | 0 | 0 | 0 | 0 | 0
PseudoUnit | 0 | 0 | 0 | 0 | 0 | 0
FixedInterchange | 0 | 0 | 0 | 0 | 0 | 0
Levelized Retrofit Capital Costs by Reporting Type: EI
ReportingType | 2015 | 2020 | 2025 | 2030 | 2035 | 2040
BM | 0 | 0 | 0 | 0 | 0 | 0
CC | 0 | 0 | 0 | 0 | 0 | 0
CSP | 0 | 0 | 0 | 0 | 0 | 0
CT | 0 | 0 | 0 | 0 | 0 | 0
Coal | 1023.13 | 1178.65 | 578.32 | 200.42 | 9.84 | 9.84
Geo | 0 | 0 | 0 | 0 | 0 | 0
H | 0 | 0 | 0 | 0 | 0 | 0
LFG | 0 | 0 | 0 | 0 | 0 | 0
Nuc | 0 | 0 | 0 | 0 | 0 | 0
PS | 0 | 0 | 0 | 0 | 0 | 0
PV | 0 | 0 | 0 | 0 | 0 | 0
PeakG | 0 | 0 | 0 | 0 | 0 | 0
PeakO | 0 | 0 | 0 | 0 | 0 | 0
ST | 0 | 0 | 0 | 0 | 0 | 0
STOG | 0 | 0 | 0 | 0 | 0 | 0
STWD | 0 | 0 | 0 | 0 | 0 | 0
WT | 0 | 0 | 0 | 0 | 0 | 0
IGCC | 0 | 0 | 0 | 0 | 0 | 0
DemandResponse | 0 | 0 | 0 | 0 | 0 | 0
IGCC-CCS | 0 | 0 | 0 | 0 | 0 | 0
WT_off | 0 | 0 | 0 | 0 | 0 | 0
PseudoUnit | 0 | 0 | 0 | 0 | 0 | 0
FixedInterchange | 0 | 0 | 0 | 0 | 0 | 0
Levelized Retrofit Capital Costs by Reporting Type: Outside_EI
ReportingType | 2015 | 2020 | 2025 | 2030 | 2035 | 2040
BM | 0 | 0 | 0 | 0 | 0 | 0
CC | 0 | 0 | 0 | 0 | 0 | 0
CSP | 0 | 0 | 0 | 0 | 0 | 0
CT | 0 | 0 | 0 | 0 | 0 | 0
Coal | 161.28 | 124.8 | 361.93 | 270.06 | 0 | 0
Geo | 0 | 0 | 0 | 0 | 0 | 0
H | 0 | 0 | 0 | 0 | 0 | 0
LFG | 0 | 0 | 0 | 0 | 0 | 0
Nuc | 0 | 0 | 0 | 0 | 0 | 0
PS | 0 | 0 | 0 | 0 | 0 | 0
PV | 0 | 0 | 0 | 0 | 0 | 0
PeakG | 0 | 0 | 0 | 0 | 0 | 0
PeakO | 0 | 0 | 0 | 0 | 0 | 0
ST | 0 | 0 | 0 | 0 | 0 | 0
STOG | 0 | 0 | 0 | 0 | 0 | 0
STWD | 0 | 0 | 0 | 0 | 0 | 0
WT | 0 | 0 | 0 | 0 | 0 | 0
IGCC | 0 | 0 | 0 | 0 | 0 | 0
DemandResponse | 0 | 0 | 0 | 0 | 0 | 0
IGCC-CCS | 0 | 0 | 0 | 0 | 0 | 0
WT_off | 0 | 0 | 0 | 0 | 0 | 0
PseudoUnit | 0 | 0 | 0 | 0 | 0 | 0
FixedInterchange | 0 | 0 | 0 | 0 | 0 | 0
#14 | 0: Total Costs ($million)
Total Costs by Reporting Type: Entergy
ReportingType | 2015 | 2020 | 2025 | 2030 | 2035 | 2040
BM | 0 | 0 | 0 | 0 | 0 | 0
CC | 4008.59 | 4394.38 | 3817.81 | 3690.94 | 3839.48 | 3648.47
CSP | 0 | 0 | 0 | 0 | 0 | 0
CT | 0 | 0 | 0 | 0 | 0 | 0
Coal | 3730.83 | 748.56 | 290.2 | 233.21 | 232.93 | 245.14
Geo | 0 | 0 | 0 | 0 | 0 | 0
H | 10.6 | 10.6 | 10.6 | 10.6 | 10.6 | 10.6
LFG | 0.97 | 0.97 | 34.17 | 34.17 | 34.17 | 34.17
Nuc | 1262.64 | 1285.77 | 1294.03 | 1301.93 | 1099.75 | 1481.56
PS | 1.4 | 1.4 | 1.4 | 1.4 | 1.4 | 1.4
PV | 0.11 | 20.6 | 29.24 | 29.24 | 29.13 | 9.62
PeakG | 47.54 | 69.98 | 62.99 | 36.22 | 32.98 | 34.17
PeakO | 4.42 | 5.87 | 0 | 0 | 0 | 0
ST | 0 | 0 | 0 | 0 | 0 | 0
STOG | 134.22 | 195.72 | 0 | 0 | 0 | 0
STWD | 8.4 | 14.95 | 18.32 | 49.95 | 54.44 | 50.85
WT | 3.67 | 3.67 | 3.67 | 32.01 | 32.01 | 32.01
IGCC | 0 | 0 | 0 | 0 | 0 | 0
DemandResponse | 0 | 0 | 0 | 0 | 0 | 0
IGCC-CCS | 0 | 0 | 0 | 0 | 0 | 0
WT_off | 0 | 0 | 0 | 0 | 0 | 0
PseudoUnit | 0 | 0 | 0 | 0 | 0 | 0
FixedInterchange | 0 | 0 | 0 | 0 | 0 | 0
Total Costs by Reporting Type: FRCC
ReportingType | 2015 | 2020 | 2025 | 2030 | 2035 | 2040
BM | 0 | 0 | 0 | 0 | 0 | 0
CC | 13043.79 | 15761.47 | 16215.96 | 8325.62 | 7847.01 | 5057.49
CSP | 0 | 0 | 0 | 0 | 0 | 0
CT | 262.14 | 398.72 | 420.95 | 250.8 | 0 | 0
Coal | 1248.87 | 328.24 | 6.94 | 0 | 0 | 0
Geo | 0 | 0 | 0 | 0 | 0 | 0
H | 0.78 | 0.78 | 0.78 | 0.78 | 0.78 | 0.78
LFG | 58.68 | 58.68 | 120.69 | 120.69 | 120.69 | 120.69
Nuc | 960.37 | 1000.19 | 1909.68 | 13524.16 | 15760.78 | 18343.39
PS | 0 | 0 | 0 | 0 | 0 | 0
PV | 0.75 | 0.75 | 0.75 | 0.75 | 0.75 | 0.75
PeakG | 189.2 | 383.32 | 262.24 | 0 | 0 | 0
PeakO | 45.74 | 0 | 0 | 0 | 0 | 0
ST | 0 | 0 | 0 | 0 | 0 | 0
STOG | 0 | 0 | 0 | 0 | 0 | 0
STWD | 16.26 | 37.09 | 110.46 | 110.46 | 110.46 | 93.59
WT | 0 | 0 | 0 | 0 | 0 | 0
IGCC | 0 | 0 | 0 | 0 | 0 | 0
DemandResponse | 0 | 0 | 27.11 | 17.91 | 29.48 | 30.34
IGCC-CCS | 0 | 0 | 0 | 0 | 0 | 0
WT_off | 0 | 0 | 0 | 0 | 0 | 0
PseudoUnit | 0 | 0 | 0 | 0 | 0 | 0
FixedInterchange | 0 | 0 | 0 | 0 | 0 | 0
Total Costs by Reporting Type: MAPP_US
ReportingType | 2015 | 2020 | 2025 | 2030 | 2035 | 2040
BM | 0 | 0 | 0 | 0 | 0 | 0
CC | 21.11 | 30.03 | 22.39 | 25.63 | 26.49 | 28.47
CSP | 0 | 0 | 0 | 0 | 0 | 0
CT | 27.96 | 28.25 | 28.28 | 27.59 | 1.26 | 1.28
Coal | 846.41 | 109.58 | 1.34 | 0 | 0 | 0
Geo | 3.95 | 3.95 | 3.95 | 3.95 | 3.95 | 3.95
H | 31.14 | 31.14 | 31.14 | 31.14 | 31.14 | 31.14
LFG | 0.24 | 0.24 | 0.24 | 22.22 | 22.22 | 22.22
Nuc | 0.01 | 0.01 | 0.02 | 0.02 | 0.02 | 0.02
PS | 0 | 0 | 0 | 0 | 0 | 0
PV | 0 | 0 | 0 | 0 | 0 | 0
PeakG | 17.71 | 29.33 | 25.71 | 39.08 | 40.47 | 30.42
PeakO | 3.84 | 5.74 | 4.6 | 1.62 | 1.62 | 0
ST | 0 | 0 | 0 | 0 | 0 | 0
STOG | 0 | 0 | 0 | 0 | 0 | 0
STWD | 0 | 0 | 0 | 0 | 0 | 0
WT | 145.86 | 1836.03 | 2037.15 | 2037.15 | 1946.58 | 460.76
IGCC | 0 | 0 | 0 | 0 | 0 | 0
DemandResponse | 0 | 0 | 0 | 0 | 0 | 0
IGCC-CCS | 0 | 0 | 0 | 0 | 0 | 0
WT_off | 0 | 0 | 0 | 0 | 0 | 0
PseudoUnit | 0 | 0 | 0 | 0 | 0 | 0
FixedInterchange | 0 | 0 | 0 | 0 | 0 | 0
Total Costs by Reporting Type: MISO_IN
ReportingType | 2015 | 2020 | 2025 | 2030 | 2035 | 2040
BM | 0 | 0 | 0 | 0 | 0 | 0
CC | 1308.97 | 4840.93 | 5189.99 | 4950.95 | 4900.4 | 5291.72
CSP | 0 | 0 | 0 | 0 | 0 | 0
CT | 0 | 0 | 0 | 0 | 0 | 0
Coal | 3675.79 | 2786.97 | 71.96 | 0 | 0 | 0
Geo | 0 | 0 | 0 | 0 | 0 | 0
H | 1.07 | 1.07 | 1.07 | 1.07 | 1.07 | 1.07
LFG | 4.47 | 4.47 | 30.11 | 30.11 | 30.11 | 30.11
Nuc | 0.01 | 0.01 | 0.02 | 0.02 | 0.02 | 0.02
PS | 0 | 0 | 0 | 0 | 0 | 0
PV | 0 | 80.73 | 121.38 | 121.38 | 121.38 | 43.91
PeakG | 52.57 | 79.15 | 86.97 | 75.13 | 77.37 | 81.49
PeakO | 10.59 | 13.5 | 12.28 | 0 | 0 | 0
ST | 0 | 0 | 0 | 0 | 0 | 0
STOG | 14.75 | 19.92 | 0 | 0 | 0 | 0
STWD | 0 | 0 | 0 | 0 | 0 | 0
WT | 18.33 | 54.94 | 461.39 | 2585.06 | 2585.06 | 2552.61
IGCC | 464.42 | 498.24 | 318.27 | 276.8 | 276.8 | 265.36
DemandResponse | 0 | 0 | 0 | 0 | 0 | 0
IGCC-CCS | 0 | 0 | 0 | 0 | 0 | 0
WT_off | 0 | 0 | 0 | 0 | 0 | 0
PseudoUnit | 0 | 0 | 0 | 0 | 0 | 0
FixedInterchange | 0 | 0 | 0 | 0 | 0 | 0
Total Costs by Reporting Type: MISO_MI
ReportingType | 2015 | 2020 | 2025 | 2030 | 2035 | 2040
BM | 0 | 0 | 0 | 0 | 0 | 0
CC | 1826.27 | 3707.53 | 3818.36 | 3505.02 | 3570.91 | 2952.78
CSP | 0 | 0 | 0 | 0 | 0 | 0
CT | 0 | 0 | 0 | 0 | 0 | 0
Coal | 1729.58 | 15.14 | 0 | 0 | 0 | 0
Geo | 0 | 0 | 0 | 0 | 0 | 0
H | 2.01 | 2.01 | 2.01 | 2.01 | 2.01 | 2.01
LFG | 19.68 | 19.68 | 72.59 | 72.59 | 72.59 | 72.59
Nuc | 449.71 | 452.56 | 461.47 | 464.43 | 273.15 | 529.13
PS | 44.44 | 44.44 | 44.44 | 44.44 | 44.44 | 44.44
PV | 0 | 0 | 0 | 0 | 0 | 0
PeakG | 63.21 | 100.86 | 91.05 | 68.52 | 81.1 | 61.34
PeakO | 15.67 | 19.97 | 4.64 | 0 | 0 | 0
ST | 0 | 0 | 0 | 0 | 0 | 0
STOG | 149.85 | 172.26 | 0 | 0 | 0 | 0
STWD | 95.36 | 96.67 | 14.53 | 53.78 | 53.78 | 80.85
WT | 539.5 | 594.18 | 864.6 | 2279.47 | 1801.69 | 1753.05
IGCC | 0 | 0 | 0 | 0 | 0 | 0
DemandResponse | 0 | 0 | 0 | 0 | 0 | 0
IGCC-CCS | 0 | 0 | 0 | 0 | 0 | 0
WT_off | 0 | 0 | 0 | 0 | 0 | 0
PseudoUnit | 0 | 0 | 0 | 0 | 0 | 0
FixedInterchange | 0 | 0 | 0 | 0 | 0 | 0
Total Costs by Reporting Type: MISO_MO-IL
ReportingType | 2015 | 2020 | 2025 | 2030 | 2035 | 2040
BM | 0 | 0 | 0 | 0 | 0 | 0
CC | 971.39 | 2752.77 | 2318.97 | 2072.88 | 2231.16 | 1847.48
CSP | 0 | 0 | 0 | 0 | 0 | 0
CT | 0 | 0 | 0 | 0 | 0 | 0
Coal | 4896.05 | 2025.27 | 799.14 | 688.09 | 695.37 | 678.18
Geo | 0 | 0 | 0 | 0 | 0 | 0
H | 5.01 | 5.01 | 101.31 | 101.31 | 101.31 | 101.31
LFG | 2.17 | 2.17 | 52.24 | 76.11 | 76.11 | 76.11
Nuc | 493.74 | 512.79 | 521.93 | 524.97 | 524.97 | 524.97
PS | 10.45 | 10.45 | 10.45 | 10.45 | 10.45 | 10.45
PV | 0 | 0 | 0 | 0 | 0 | 0
PeakG | 87.39 | 159.29 | 180.93 | 160.88 | 167.76 | 170.35
PeakO | 21.48 | 28.65 | 4.74 | 0 | 0 | 0
ST | 0 | 0 | 0 | 0 | 0 | 0
STOG | 26.48 | 33.44 | 0 | 0 | 0 | 0
STWD | 0 | 0 | 0 | 0 | 0 | 0
WT | 89.9 | 132.66 | 1408.57 | 3231.85 | 3163.33 | 3125.46
IGCC | 0 | 0 | 0 | 0 | 0 | 0
DemandResponse | 0 | 0 | 0 | 0 | 0 | 0
IGCC-CCS | 0 | 0 | 0 | 0 | 0 | 0
WT_off | 0 | 0 | 0 | 0 | 0 | 0
PseudoUnit | 0 | 0 | 0 | 0 | 0 | 0
FixedInterchange | 0 | 0 | 0 | 0 | 0 | 0
Total Costs by Reporting Type: MISO_W
ReportingType | 2015 | 2020 | 2025 | 2030 | 2035 | 2040
BM | 0 | 0 | 0 | 0 | 0 | 0
CC | 1274.52 | 2628.69 | 1707.64 | 1621.93 | 1661.48 | 1378.29
CSP | 0 | 0 | 0 | 0 | 0 | 0
CT | 0 | 0 | 0 | 0 | 0 | 0
Coal | 4158.2 | 1804.56 | 305 | 306.47 | 187.58 | 193.31
Geo | 0 | 0 | 0 | 0 | 0 | 0
H | 7.08 | 7.08 | 7.08 | 7.08 | 7.08 | 7.08
LFG | 24.75 | 24.75 | 24.75 | 48.33 | 48.33 | 48.33
Nuc | 539.99 | 543.1 | 552.83 | 814.72 | 0.05 | 0.05
PS | 0 | 0 | 0 | 0 | 0 | 0
PV | 0 | 0 | 0 | 0 | 0 | 0
PeakG | 108.6 | 153.36 | 122.99 | 111.43 | 144.74 | 146.54
PeakO | 56.38 | 79.08 | 11.78 | 0 | 0 | 0
ST | 0 | 0 | 0 | 0 | 0 | 0
STOG | 7.57 | 9.13 | 0 | 0 | 0 | 0
STWD | 14.56 | 30.93 | 26.09 | 93.08 | 99.27 | 110.83
WT | 925.51 | 925.51 | 16476.97 | 16476.97 | 16076.96 | 16076.96
IGCC | 0 | 0 | 0 | 0 | 0 | 0
DemandResponse | 0 | 0 | 0 | 0 | 0 | 0
IGCC-CCS | 0 | 0 | 0 | 0 | 0 | 0
WT_off | 0 | 0 | 0 | 0 | 0 | 0
PseudoUnit | 0 | 0 | 0 | 0 | 0 | 0
FixedInterchange | 0 | 0 | 0 | 0 | 0 | 0
Total Costs by Reporting Type: MISO_WUMS
ReportingType | 2015 | 2020 | 2025 | 2030 | 2035 | 2040
BM | 0 | 0 | 0 | 0 | 0 | 0
CC | 2613.42 | 2880.72 | 2442.96 | 2297.63 | 2835.77 | 2318.12
CSP | 0 | 0 | 0 | 0 | 0 | 0
CT | 0 | 0 | 0 | 0 | 0 | 0
Coal | 1218.93 | 678.08 | 241.37 | 202.76 | 203.48 | 205.91
Geo | 0 | 0 | 0 | 0 | 0 | 0
H | 4.79 | 5.15 | 5.15 | 5.15 | 5.15 | 5.15
LFG | 8.57 | 8.57 | 79.15 | 79.15 | 79.15 | 79.15
Nuc | 419.03 | 444.73 | 429.21 | 737.97 | 0.05 | 0.05
PS | 0 | 0 | 0 | 0 | 0 | 0
PV | 0 | 0 | 0 | 0 | 0 | 0
PeakG | 55.64 | 89.8 | 76.12 | 70.51 | 86.02 | 36.94
PeakO | 13.52 | 17.78 | 4.49 | 0 | 0 | 0
ST | 0 | 0 | 0 | 0 | 0 | 0
STOG | 13.21 | 15.63 | 0 | 0 | 0 | 0
STWD | 7.14 | 10.49 | 9.37 | 13.89 | 17.24 | 25.88
WT | 266.74 | 272.79 | 403.55 | 754.35 | 534.02 | 528.66
IGCC | 0 | 0 | 0 | 0 | 0 | 0
DemandResponse | 0 | 0 | 0 | 0 | 0 | 0
IGCC-CCS | 0 | 0 | 0 | 0 | 0 | 0
WT_off | 0 | 0 | 0 | 0 | 0 | 0
PseudoUnit | 0 | 0 | 0 | 0 | 0 | 0
FixedInterchange | 0 | 0 | 0 | 0 | 0 | 0
Total Costs by Reporting Type: Nebraska
ReportingType | 2015 | 2020 | 2025 | 2030 | 2035 | 2040
BM | 0 | 0 | 0 | 0 | 0 | 0
CC | 33.36 | 30.29 | 28.5 | 24.05 | 35.84 | 27.24
CSP | 0 | 0 | 0 | 0 | 0 | 0
CT | 0 | 0 | 0 | 0 | 0 | 0
Coal | 1742.79 | 331.84 | 272.25 | 201.91 | 193.13 | 204.03
Geo | 0 | 0 | 0 | 0 | 0 | 0
H | 2.38 | 2.38 | 2.38 | 2.38 | 2.38 | 2.38
LFG | 0.72 | 0.72 | 0.72 | 23.22 | 23.22 | 23.22
Nuc | 289.1 | 306.81 | 285.96 | 338.37 | 0.1 | 0.1
PS | 0 | 0 | 0 | 0 | 0 | 0
PV | 0 | 0 | 0 | 0 | 0 | 0
PeakG | 22.67 | 37.31 | 32.72 | 31.37 | 31.37 | 33.19
PeakO | 9.57 | 12.19 | 9.77 | 9.77 | 9.77 | 7.63
ST | 0 | 0 | 0 | 0 | 0 | 0
STOG | 0 | 0 | 0 | 0 | 0 | 0
STWD | 0 | 0 | 0 | 0 | 0 | 0
WT | 54.55 | 3560.21 | 3667 | 3667 | 4131.71 | 1044.96
IGCC | 0 | 0 | 0 | 0 | 0 | 0
DemandResponse | 0 | 0 | 0 | 0 | 0 | 0
IGCC-CCS | 0 | 0 | 0 | 0 | 0 | 0
WT_off | 0 | 0 | 0 | 0 | 0 | 0
PseudoUnit | 0 | 0 | 0 | 0 | 0 | 0
FixedInterchange | 0 | 0 | 0 | 0 | 0 | 0
Total Costs by Reporting Type: NEISO
ReportingType | 2015 | 2020 | 2025 | 2030 | 2035 | 2040
BM | 279.31 | 223.55 | 150.06 | 153.22 | 195.89 | 279.31
CC | 2404.68 | 2021.72 | 1485.75 | 786 | 1042.2 | 1065.55
CSP | 0 | 0 | 0 | 0 | 0 | 0
CT | 32.5 | 33.26 | 35.68 | 35.57 | 0 | 0
Coal | 60.32 | 29.15 | 0 | 0 | 0 | 0
Geo | 0 | 0 | 0 | 0 | 0 | 0
H | 46.4 | 46.4 | 46.4 | 46.4 | 46.4 | 47.43
LFG | 80.87 | 80.87 | 80.87 | 103.68 | 93.04 | 93.04
Nuc | 1055.43 | 1120.79 | 1080.11 | 1086.32 | 784.86 | 1150.98
PS | 39.74 | 39.74 | 39.74 | 39.74 | 39.74 | 39.74
PV | 0.03 | 102.19 | 102.19 | 102.19 | 102.19 | 3.79
PeakG | 22.57 | 38.74 | 32.31 | 0 | 0 | 0
PeakO | 0 | 0 | 0 | 0 | 0 | 0
ST | 0 | 0 | 0 | 0 | 0 | 0
STOG | 0 | 0 | 0 | 0 | 0 | 0
STWD | 245.66 | 45.56 | 12.02 | 12.36 | 39.34 | 62.3
WT | 67.94 | 517.34 | 759.22 | 1296.71 | 1249.51 | 850.28
IGCC | 0 | 0 | 0 | 0 | 0 | 0
DemandResponse | 0 | 0 | 0.62 | 0 | 0.39 | 0
IGCC-CCS | 0 | 0 | 0 | 0 | 0 | 0
WT_off | 308.22 | 308.22 | 308.22 | 308.22 | 0 | 0
PseudoUnit | 0 | 0 | 0 | 0 | 0 | 0
FixedInterchange | 0 | 0 | 0 | 0 | 0 | 0
Total Costs by Reporting Type: NonRTO_Midwest
ReportingType | 2015 | 2020 | 2025 | 2030 | 2035 | 2040
BM | 0 | 0 | 0 | 0 | 0 | 0
CC | 601.41 | 3128.23 | 3313.69 | 4000.84 | 3963.75 | 3628.69
CSP | 0 | 0 | 0 | 0 | 0 | 0
CT | 0 | 0 | 0 | 0 | 0 | 0
Coal | 3481.7 | 1296.67 | 99.82 | 81.54 | 43.5 | 45.22
Geo | 0 | 0 | 0 | 0 | 0 | 0
H | 2.04 | 2.04 | 258.59 | 258.59 | 258.59 | 258.59
LFG | 1.69 | 1.69 | 51.19 | 51.19 | 51.19 | 51.19
Nuc | 0.01 | 0.02 | 0.02 | 0.04 | 409.25 | 1045.8
PS | 0 | 0 | 0 | 0 | 0 | 0
PV | 0 | 0 | 0 | 0 | 0 | 0
PeakG | 70.9 | 110.57 | 214.1 | 162.87 | 110.67 | 34.33
PeakO | 0.35 | 0 | 0 | 0 | 0 | 0
ST | 0 | 0 | 0 | 0 | 0 | 0
STOG | 0 | 0 | 0 | 0 | 0 | 0
STWD | 0 | 0 | 0 | 0 | 0 | 0
WT | 2.26 | 2.26 | 2.26 | 2.26 | 2.26 | 2.26
IGCC | 0 | 0 | 0 | 0 | 0 | 0
DemandResponse | 0 | 0 | 0 | 0 | 0 | 0
IGCC-CCS | 0 | 0 | 0 | 0 | 0 | 0
WT_off | 0 | 0 | 0 | 0 | 0 | 0
PseudoUnit | 0 | 0 | 0 | 0 | 0 | 0
FixedInterchange | 0 | 0 | 0 | 0 | 0 | 0
Total Costs by Reporting Type: NYISO_A-F
ReportingType | 2015 | 2020 | 2025 | 2030 | 2035 | 2040
BM | 0 | 0 | 0 | 0 | 0 | 0
CC | 571.79 | 564.62 | 385.58 | 117.56 | 307.12 | 372.73
CSP | 0 | 0 | 0 | 0 | 0 | 0
CT | 0 | 0 | 0 | 0 | 0 | 0
Coal | 0 | 0 | 0 | 0 | 0 | 0
Geo | 0 | 0 | 0 | 0 | 0 | 0
H | 62.6 | 62.6 | 62.6 | 62.6 | 62.6 | 62.6
LFG | 22.17 | 22.17 | 22.17 | 44 | 42.66 | 42.66
Nuc | 769.17 | 792.88 | 787.44 | 645.82 | 746.25 | 695.88
PS | 33.52 | 33.52 | 33.52 | 33.52 | 33.52 | 33.52
PV | 0 | 0 | 0 | 0 | 0 | 0
PeakG | 4.01 | 7.47 | 0 | 0 | 0 | 0
PeakO | 0 | 0 | 0 | 0 | 0 | 0
ST | 0 | 0 | 0 | 0 | 0 | 0
STOG | 0 | 0 | 0 | 0 | 0 | 0
STWD | 0 | 0 | 0 | 0 | 0 | 0
WT | 690.66 | 1040.64 | 1040.64 | 1571.26 | 994.13 | 684.24
IGCC | 0 | 0 | 0 | 0 | 0 | 0
DemandResponse | 0 | 0 | 0 | 0 | 0 | 0
IGCC-CCS | 0 | 0 | 0 | 0 | 0 | 0
WT_off | 0 | 0 | 0 | 0 | 0 | 0
PseudoUnit | 0 | 0 | 0 | 0 | 0 | 0
FixedInterchange | 0 | 0 | 0 | 0 | 0 | 0
Total Costs by Reporting Type: NYISO_G-I
ReportingType | 2015 | 2020 | 2025 | 2030 | 2035 | 2040
BM | 0 | 0 | 0 | 0 | 0 | 0
CC | 261.48 | 258.85 | 187.51 | 114.96 | 468.87 | 1326.47
CSP | 0 | 0 | 0 | 0 | 0 | 0
CT | 0 | 0 | 0 | 0 | 0 | 0
Coal | 0 | 0 | 0 | 0 | 0 | 0
Geo | 0 | 0 | 0 | 0 | 0 | 0
H | 0.46 | 0.46 | 0.46 | 0.46 | 0.46 | 0.46
LFG | 7.73 | 7.73 | 20.56 | 31.62 | 31.62 | 31.62
Nuc | 466.19 | 495 | 477.19 | 479.96 | 543.55 | 0.21
PS | 0 | 0 | 0 | 0 | 0 | 0
PV | 0 | 0 | 0 | 0 | 0 | 0
PeakG | 1.52 | 2.13 | 1.89 | 1.99 | 1.97 | 1.98
PeakO | 2.55 | 3.25 | 0 | 0 | 0 | 0
ST | 0 | 0 | 0 | 0 | 0 | 0
STOG | 0 | 0 | 0 | 0 | 0 | 0
STWD | 0 | 0 | 0 | 0 | 0 | 0
WT | 0 | 14.4 | 14.4 | 70.21 | 86.66 | 73.94
IGCC | 0 | 0 | 0 | 0 | 0 | 0
DemandResponse | 0 | 0 | 0 | 0 | 0 | 0
IGCC-CCS | 0 | 0 | 0 | 0 | 0 | 0
WT_off | 0 | 0 | 0 | 0 | 0 | 0
PseudoUnit | 0 | 0 | 0 | 0 | 0 | 0
FixedInterchange | 0 | 0 | 0 | 0 | 0 | 0
Total Costs by Reporting Type: NYISO_J-K
ReportingType | 2015 | 2020 | 2025 | 2030 | 2035 | 2040
BM | 0 | 0 | 0 | 0 | 0 | 0
CC | 1635.22 | 1818.66 | 1400.45 | 1229.79 | 1390.65 | 1397.63
CSP | 0 | 0 | 0 | 0 | 0 | 0
CT | 0 | 0 | 0 | 0 | 0 | 0
Coal | 0 | 0 | 0 | 0 | 0 | 0
Geo | 0 | 0 | 0 | 0 | 0 | 0
H | 0 | 0 | 0 | 0 | 0 | 0
LFG | 14.97 | 14.97 | 14.97 | 44.49 | 44.49 | 44.49
Nuc | 0.01 | 0.01 | 0.02 | 0.02 | 0.02 | 0.03
PS | 0 | 0 | 0 | 0 | 0 | 0
PV | 17.52 | 17.52 | 17.52 | 17.52 | 0 | 0
PeakG | 65.6 | 98.39 | 87.06 | 95.42 | 111.65 | 106.26
PeakO | 61.69 | 79.91 | 59.32 | 43.95 | 54.28 | 43.54
ST | 0 | 0 | 0 | 0 | 0 | 0
STOG | 151.55 | 163.39 | 118.75 | 118.16 | 119.71 | 120.12
STWD | 0 | 0 | 0 | 0 | 0 | 0
WT | 0 | 0 | 0 | 0 | 0 | 0
IGCC | 0 | 0 | 0 | 0 | 0 | 0
DemandResponse | 0 | 0 | 0 | 0 | 0 | 0
IGCC-CCS | 0 | 0 | 0 | 0 | 0 | 0
WT_off | 0 | 0 | 0 | 0 | 0 | 0
PseudoUnit | 0 | 0 | 0 | 0 | 0 | 0
FixedInterchange | 0 | 0 | 0 | 0 | 0 | 0
Total Costs by Reporting Type: PJM_E
ReportingType | 2015 | 2020 | 2025 | 2030 | 2035 | 2040
BM | 18.42 | 33.95 | 33.95 | 33.95 | 33.95 | 33.95
CC | 3547.81 | 4276.02 | 3710.65 | 3746.59 | 4459.18 | 4086.07
CSP | 0 | 0 | 0 | 0 | 0 | 0
CT | 2.48 | 3.45 | 3.52 | 0 | 0 | 0
Coal | 100.15 | 40.63 | 11.44 | 10.02 | 10.3 | 10.68
Geo | 0 | 0 | 0 | 0 | 0 | 0
H | 3.85 | 3.85 | 3.85 | 3.85 | 3.85 | 3.85
LFG | 59.08 | 105.92 | 105.92 | 103.73 | 103.73 | 73.06
Nuc | 1960.16 | 1864.06 | 1862.64 | 1873.72 | 1345.93 | 2395.82
PS | 9.5 | 9.5 | 9.5 | 9.5 | 9.5 | 9.5
PV | 11.79 | 11.79 | 11.79 | 11.79 | 0.32 | 0.32
PeakG | 80.88 | 200.88 | 178.79 | 203.93 | 202.81 | 203.9
PeakO | 75.92 | 100.78 | 21.93 | 0 | 0 | 0
ST | 0 | 0 | 0 | 0 | 0 | 0
STOG | 138.29 | 0 | 0 | 0 | 0 | 0
STWD | 0 | 0 | 0 | 0 | 0 | 0
WT | 332.76 | 332.76 | 332.76 | 332.76 | 32.65 | 32.65
IGCC | 0 | 0 | 0 | 0 | 0 | 0
DemandResponse | 0 | 0 | 0 | 0 | 0 | 0
IGCC-CCS | 0 | 0 | 0 | 0 | 0 | 0
WT_off | 0 | 0 | 599.06 | 599.06 | 599.06 | 599.06
PseudoUnit | 0 | 0 | 0 | 0 | 0 | 0
FixedInterchange | 0 | 0 | 0 | 0 | 0 | 0
Total Costs by Reporting Type: PJM_ROM
ReportingType | 2015 | 2020 | 2025 | 2030 | 2035 | 2040
BM | 10.17 | 19.49 | 19.49 | 19.49 | 19.49 | 19.49
CC | 1546.35 | 2028.81 | 1458.29 | 1654.9 | 5660.33 | 8294.33
CSP | 0 | 0 | 0 | 0 | 0 | 0
CT | 1.52 | 2.12 | 2.16 | 2.33 | 0 | 0
Coal | 653.51 | 143.51 | 13.56 | 11.33 | 11.67 | 12.11
Geo | 0 | 0 | 0 | 0 | 0 | 0
H | 19.83 | 19.83 | 253 | 253 | 253 | 253
LFG | 47.04 | 132.66 | 132.66 | 131.08 | 128.72 | 75.37
Nuc | 1163.94 | 1194.41 | 1192.35 | 1199.5 | 963.59 | 1283.24
PS | 35.92 | 35.92 | 35.92 | 35.92 | 35.92 | 35.92
PV | 0.06 | 476.73 | 713.46 | 740.97 | 740.97 | 285.16
PeakG | 31.4 | 50.08 | 58.94 | 96.38 | 118.74 | 111.35
PeakO | 45.95 | 58.57 | 11.49 | 0 | 0 | 0
ST | 0 | 0 | 0 | 0 | 0 | 0
STOG | 212.19 | 78.78 | 0 | 0 | 0 | 0
STWD | 4.35 | 39.07 | 38.55 | 38.55 | 38.55 | 38.55
WT | 152.07 | 341.33 | 341.33 | 313.91 | 227.77 | 59.6
IGCC | 0 | 0 | 0 | 0 | 0 | 0
DemandResponse | 0 | 0 | 0 | 0 | 0 | 0
IGCC-CCS | 0 | 0 | 0 | 0 | 0 | 0
WT_off | 0 | 0 | 0 | 0 | 0 | 0
PseudoUnit | 0 | 0 | 0 | 0 | 0 | 0
FixedInterchange | 0 | 0 | 0 | 0 | 0 | 0
Total Costs by Reporting Type: PJM_ROR
ReportingType | 2015 | 2020 | 2025 | 2030 | 2035 | 2040
BM | 216.32 | 415.73 | 415.73 | 415.73 | 415.73 | 206
CC | 13031.94 | 15121.49 | 14923.66 | 15625.63 | 15433.15 | 12890.36
CSP | 0 | 0 | 0 | 0 | 0 | 0
CT | 2.85 | 3.68 | 3.77 | 4.09 | 0 | 0
Coal | 12766.39 | 6934.67 | 1193.38 | 827.26 | 827.26 | 827.26
Geo | 0 | 0 | 0 | 0 | 0 | 0
H | 26.17 | 207.89 | 207.89 | 207.89 | 207.89 | 207.89
LFG | 76.9 | 240.73 | 240.73 | 235.07 | 229.01 | 127.69
Nuc | 4607.58 | 4731.16 | 4718.65 | 4541.22 | 3528.56 | 5329.49
PS | 73.14 | 73.14 | 73.14 | 73.14 | 73.14 | 73.14
PV | 0.35 | 0.35 | 0.35 | 0.35 | 0.35 | 0.35
PeakG | 397.58 | 765.93 | 795.2 | 793.28 | 904.4 | 872.44
PeakO | 48.69 | 65.15 | 19.09 | 0 | 0 | 0
ST | 0 | 0 | 0 | 0 | 0 | 0
STOG | 123.17 | 160.4 | 0 | 0 | 0 | 0
STWD | 9.11 | 114.87 | 113.43 | 113.43 | 85.03 | 96.08
WT | 2217.8 | 2263.14 | 3062.7 | 2275.85 | 1167.8 | 1127.84
IGCC | 0 | 0 | 0 | 0 | 0 | 0
DemandResponse | 0 | 0 | 0 | 0 | 0 | 0
IGCC-CCS | 0 | 0 | 0 | 0 | 0 | 0
WT_off | 0 | 0 | 0 | 0 | 0 | 0
PseudoUnit | 0 | 0 | 0 | 0 | 0 | 0
FixedInterchange | 0 | 0 | 0 | 0 | 0 | 0
Total Costs by Reporting Type: SOCO
ReportingType | 2015 | 2020 | 2025 | 2030 | 2035 | 2040
BM | 29.33 | 33.65 | 44.21 | 56.71 | 56.71 | 56.71
CC | 11277.01 | 13432.83 | 13609.93 | 11714.27 | 10886.06 | 6549.34
CSP | 0 | 0 | 0 | 0 | 0 | 0
CT | 0 | 0 | 0 | 0 | 0 | 0
Coal | 2535.9 | 400.34 | 0 | 0 | 0 | 0
Geo | 0 | 0 | 0 | 0 | 0 | 0
H | 59.74 | 59.74 | 59.74 | 59.74 | 59.74 | 59.74
LFG | 4.47 | 4.47 | 37.19 | 37.19 | 37.19 | 37.19
Nuc | 1355.07 | 2993.98 | 3028.43 | 7707.72 | 8864.78 | 14546.88
PS | 39.76 | 39.76 | 39.76 | 39.76 | 39.76 | 39.76
PV | 0 | 0 | 0 | 0 | 0 | 0
PeakG | 210.9 | 524.98 | 436.29 | 0 | 0 | 0
PeakO | 0 | 0 | 0 | 0 | 0 | 0
ST | 0 | 0 | 0 | 0 | 0 | 0
STOG | 0 | 0 | 0 | 0 | 0 | 0
STWD | 43.96 | 86.49 | 81.53 | 269.96 | 269.96 | 313.25
WT | 0 | 0 | 0 | 0 | 0 | 0
IGCC | 0 | 0 | 0 | 0 | 0 | 0
DemandResponse | 0 | 0 | 0 | 0 | 0 | 0
IGCC-CCS | 0 | 0 | 0 | 0 | 0 | 0
WT_off | 0 | 0 | 0 | 0 | 0 | 0
PseudoUnit | 0 | 0 | 0 | 0 | 0 | 0
FixedInterchange | 0 | 0 | 0 | 0 | 0 | 0
Total Costs by Reporting Type: SPP_N
ReportingType | 2015 | 2020 | 2025 | 2030 | 2035 | 2040
BM | 0 | 0 | 0 | 0 | 0 | 0
CC | 207.94 | 133.34 | 146.57 | 130.76 | 136.32 | 140.03
CSP | 0 | 0 | 0 | 0 | 0 | 0
CT | 0 | 0 | 0 | 0 | 0 | 0
Coal | 3695.81 | 920.48 | 175.07 | 147.28 | 147.28 | 155.47
Geo | 0 | 0 | 0 | 0 | 0 | 0
H | 0.3 | 0.3 | 0.3 | 0.3 | 0.3 | 0.3
LFG | 0.85 | 0.85 | 0.85 | 30.02 | 30.02 | 30.02
Nuc | 256.73 | 266.63 | 259.79 | 261.19 | 253.46 | 247.32
PS | 0 | 0 | 0 | 0 | 0 | 0
PV | 0 | 0 | 0 | 0 | 0 | 0
PeakG | 80.77 | 117.69 | 113.12 | 115.39 | 135.86 | 132.95
PeakO | 34.89 | 44.84 | 35.94 | 35.94 | 35.94 | 24.34
ST | 0 | 0 | 0 | 0 | 0 | 0
STOG | 53.41 | 45.6 | 0 | 0 | 0 | 0
STWD | 0 | 0 | 0 | 0 | 0 | 0
WT | 42.04 | 8549.96 | 9372.66 | 9712.04 | 9712.04 | 2229.22
IGCC | 0 | 0 | 0 | 0 | 0 | 0
DemandResponse | 0 | 0 | 0 | 0 | 0 | 0
IGCC-CCS | 0 | 0 | 0 | 0 | 0 | 0
WT_off | 0 | 0 | 0 | 0 | 0 | 0
PseudoUnit | 0 | 0 | 0 | 0 | 0 | 0
FixedInterchange | 0 | 0 | 0 | 0 | 0 | 0
Total Costs by Reporting Type: SPP_S
ReportingType | 2015 | 2020 | 2025 | 2030 | 2035 | 2040
BM | 0 | 0 | 0 | 0 | 0 | 0
CC | 2509 | 1112 | 1156.24 | 1212.73 | 1242.93 | 1239.88
CSP | 0 | 0 | 0 | 0 | 0 | 0
CT | 37.08 | 61.7 | 69.02 | 80.24 | 33.57 | 0
Coal | 5615.59 | 869.75 | 370.71 | 302.46 | 302.46 | 314.49
Geo | 0 | 0 | 0 | 0 | 0 | 0
H | 30.03 | 30.03 | 30.03 | 30.03 | 30.03 | 30.03
LFG | 2.29 | 2.29 | 2.29 | 31.45 | 31.45 | 31.45
Nuc | 0.01 | 0.01 | 0.02 | 0.02 | 0.02 | 0.03
PS | 10.59 | 10.59 | 10.59 | 10.59 | 10.59 | 10.59
PV | 0 | 0 | 0 | 0 | 0 | 0
PeakG | 60.2 | 87.93 | 88.93 | 129.8 | 120.72 | 118.74
PeakO | 3.36 | 4.54 | 3.63 | 3.63 | 3.64 | 3.18
ST | 0 | 0 | 0 | 0 | 0 | 0
STOG | 358.58 | 397.65 | 181.52 | 32.27 | 31.51 | 0
STWD | 5.57 | 6.01 | 7.37 | 13.55 | 13.55 | 20.16
WT | 183.43 | 9235.39 | 9639.3 | 9639.29 | 9546.64 | 1586.77
IGCC | 0 | 0 | 0 | 0 | 0 | 0
DemandResponse | 0 | 0 | 0 | 0 | 0 | 0
IGCC-CCS | 0 | 0 | 0 | 0 | 0 | 0
WT_off | 0 | 0 | 0 | 0 | 0 | 0
PseudoUnit | 0 | 0 | 0 | 0 | 0 | 0
FixedInterchange | 0 | 0 | 0 | 0 | 0 | 0
Total Costs by Reporting Type: TVA
ReportingType | 2015 | 2020 | 2025 | 2030 | 2035 | 2040
BM | 0 | 0 | 0 | 0 | 0 | 0
CC | 3231.18 | 5418.59 | 5073.36 | 5405.29 | 5181.7 | 3829.2
CSP | 0 | 0 | 0 | 0 | 0 | 0
CT | 0 | 0 | 0 | 0 | 0 | 0
Coal | 3011.97 | 987.98 | 15.54 | 0 | 0 | 0
Geo | 0 | 0 | 0 | 0 | 0 | 0
H | 72.8 | 72.8 | 72.8 | 82.09 | 82.09 | 82.09
LFG | 1.57 | 1.57 | 33.99 | 33.99 | 33.99 | 33.99
Nuc | 2533.71 | 2590.04 | 2579.4 | 2590.89 | 3885.97 | 6729.35
PS | 41.38 | 41.38 | 41.38 | 41.38 | 41.38 | 41.38
PV | 0 | 0 | 0 | 0 | 0 | 0
PeakG | 97.86 | 156.2 | 64.08 | 29.19 | 0 | 0
PeakO | 1.87 | 2.54 | 0 | 0 | 0 | 0
ST | 0 | 0 | 0 | 0 | 0 | 0
STOG | 0 | 0 | 0 | 0 | 0 | 0
STWD | 0.25 | 0.47 | 0.62 | 2.24 | 2.24 | 3
WT | 0.99 | 0.99 | 0.99 | 0.99 | 0.99 | 0.99
IGCC | 0 | 0 | 0 | 0 | 0 | 0
DemandResponse | 0 | 0 | 0 | 0 | 0 | 0
IGCC-CCS | 0 | 0 | 0 | 0 | 0 | 0
WT_off | 0 | 0 | 0 | 0 | 0 | 0
PseudoUnit | 0 | 0 | 0 | 0 | 0 | 0
FixedInterchange | 0 | 0 | 0 | 0 | 0 | 0
Total Costs by Reporting Type: TVA_Transmission
ReportingType | 2015 | 2020 | 2025 | 2030 | 2035 | 2040
BM | 0 | 0 | 0 | 0 | 0 | 0
CC | 0 | 0 | 0 | 0 | 0 | 0
CSP | 0 | 0 | 0 | 0 | 0 | 0
CT | 0 | 0 | 0 | 0 | 0 | 0
Coal | 0 | 0 | 0 | 0 | 0 | 0
Geo | 0 | 0 | 0 | 0 | 0 | 0
H | 0 | 0 | 0 | 0 | 0 | 0
LFG | 0 | 0 | 0 | 0 | 0 | 0
Nuc | 0 | 0 | 0 | 0 | 0 | 0
PS | 0 | 0 | 0 | 0 | 0 | 0
PV | 0 | 0 | 0 | 0 | 0 | 0
PeakG | 0 | 0 | 0 | 0 | 0 | 0
PeakO | 0 | 0 | 0 | 0 | 0 | 0
ST | 0 | 0 | 0 | 0 | 0 | 0
STOG | 0 | 0 | 0 | 0 | 0 | 0
STWD | 0 | 0 | 0 | 0 | 0 | 0
WT | 0 | 0 | 0 | 0 | 0 | 0
IGCC | 0 | 0 | 0 | 0 | 0 | 0
DemandResponse | 0 | 0 | 0 | 0 | 0 | 0
IGCC-CCS | 0 | 0 | 0 | 0 | 0 | 0
WT_off | 0 | 0 | 0 | 0 | 0 | 0
PseudoUnit | 0 | 0 | 0 | 0 | 0 | 0
FixedInterchange | 0 | 0 | 0 | 0 | 0 | 0
Total Costs by Reporting Type: VACAR
ReportingType | 2015 | 2020 | 2025 | 2030 | 2035 | 2040
BM | 0.93 | 10.16 | 427.15 | 427.15 | 427.15 | 427.15
CC | 6708.3 | 7649.17 | 7349.55 | 6621.42 | 6739.74 | 4036.13
CSP | 0 | 0 | 0 | 0 | 0 | 0
CT | 72.95 | 97.83 | 123.81 | 7.32 | 0 | 0
Coal | 3032.51 | 1114.97 | 432.17 | 269.52 | 257.81 | 269.52
Geo | 0 | 0 | 0 | 0 | 0 | 0
H | 30.23 | 30.23 | 30.23 | 30.23 | 30.23 | 30.23
LFG | 7.71 | 40.25 | 40.25 | 40.25 | 40.18 | 20.68
Nuc | 2606.17 | 4424.34 | 4396.29 | 8555.18 | 10509.7 | 15527.79
PS | 62.1 | 62.1 | 62.1 | 62.1 | 62.1 | 62.1
PV | 0.24 | 40.08 | 40.08 | 40.08 | 40.08 | 2.23
PeakG | 157.42 | 365.11 | 321.7 | 0 | 0 | 0
PeakO | 36.13 | 46.34 | 0 | 0 | 0 | 0
ST | 0 | 0 | 0 | 0 | 0 | 0
STOG | 4.04 | 0 | 0 | 0 | 0 | 0
STWD | 173.41 | 175.67 | 173.58 | 168.78 | 162.32 | 155.87
WT | 0.22 | 838.93 | 838.93 | 838.93 | 838.73 | 98.34
IGCC | 0 | 0 | 0 | 0 | 0 | 0
DemandResponse | 0 | 0 | 8.79 | 29.18 | 16.93 | 5.93
IGCC-CCS | 0 | 0 | 0 | 0 | 0 | 0
WT_off | 0.59 | 0.59 | 0.59 | 0.59 | 0.05 | 0.05
PseudoUnit | 0 | 0 | 0 | 0 | 0 | 0
FixedInterchange | 0 | 0 | 0 | 0 | 0 | 0
Total Costs by Reporting Type: IESO
ReportingType | 2015 | 2020 | 2025 | 2030 | 2035 | 2040
BM | 177.6 | 178.55 | 180.58 | 177.6 | 177.6 | 182.8
CC | 613.47 | 655.06 | 235.41 | 199.17 | 200.71 | 25.97
CSP | 0 | 0 | 0 | 0 | 0 | 0
CT | 47.24 | 45.31 | 45.54 | 44.26 | 0 | 0
Coal | 0 | 0 | 0 | 0 | 0 | 0
Geo | 0 | 0 | 0 | 0 | 0 | 0
H | 123.83 | 123.83 | 123.83 | 123.83 | 226.24 | 226.24
LFG | 19.32 | 19.32 | 19.32 | 19.55 | 14.43 | 14.43
Nuc | 2990.3 | 3007.72 | 3062.19 | 3080.28 | 2836.57 | 3030.7
PS | 2.92 | 2.92 | 2.92 | 2.92 | 2.92 | 2.92
PV | 558.01 | 558.01 | 558.01 | 558.01 | 0.44 | 0.44
PeakG | 0 | 0 | 0 | 0 | 0 | 0
PeakO | 0 | 0 | 0 | 0 | 0 | 0
ST | 0 | 0 | 0 | 0 | 0 | 0
STOG | 0 | 0 | 0 | 0 | 0 | 0
STWD | 6.33 | 6.33 | 6.33 | 6.33 | 6.33 | 44.95
WT | 763.41 | 763.41 | 763.41 | 763.41 | 103.02 | 103.02
IGCC | 0 | 0 | 0 | 0 | 0 | 0
DemandResponse | 0 | 0 | 0 | 0 | 0 | 0
IGCC-CCS | 0 | 0 | 0 | 0 | 0 | 0
WT_off | 0 | 0 | 0 | 0 | 0 | 0
PseudoUnit | 0 | 0 | 0 | 0 | 0 | 0
FixedInterchange | 0 | 0 | 0 | 0 | 0 | 0
Total Costs by Reporting Type: MAPP_CA
ReportingType | 2015 | 2020 | 2025 | 2030 | 2035 | 2040
BM | 0 | 0 | 0 | 0 | 0 | 0
CC | 407.2 | 477.1 | 148.5 | 32.89 | 32.89 | 0
CSP | 0 | 0 | 0 | 0 | 0 | 0
CT | 0 | 0 | 0 | 0 | 0 | 0
Coal | 92.8 | 0 | 0 | 0 | 0 | 0
Geo | 0 | 0 | 0 | 0 | 0 | 0
H | 92.24 | 343.32 | 857.5 | 1278.39 | 1459.9 | 1459.9
LFG | 0 | 0 | 0 | 0 | 0 | 0
Nuc | 0.01 | 0.01 | 0.01 | 0.01 | 0.01 | 0.01
PS | 0 | 0 | 0 | 0 | 0 | 0
PV | 0 | 0 | 0 | 0 | 0 | 0
PeakG | 14.47 | 20.35 | 0 | 0 | 0 | 0
PeakO | 0.09 | 0.09 | 0 | 0 | 0 | 0
ST | 0 | 0 | 0 | 0 | 0 | 0
STOG | 6.43 | 0 | 0 | 0 | 0 | 0
STWD | 0 | 0 | 0 | 0 | 0 | 0
WT | 105.14 | 105.14 | 105.14 | 105.14 | 9.42 | 9.42
IGCC | 0 | 0 | 0 | 0 | 0 | 0
DemandResponse | 0 | 0 | 0 | 0 | 0 | 0
IGCC-CCS | 0 | 0 | 0 | 0 | 0 | 0
WT_off | 0 | 0 | 0 | 0 | 0 | 0
PseudoUnit | 0 | 0 | 0 | 0 | 0 | 0
FixedInterchange | 0 | 0 | 0 | 0 | 0 | 0
Total Costs by Reporting Type: AZ_NM_SNV_Coal
ReportingType | 2015 | 2020 | 2025 | 2030 | 2035 | 2040
BM | 0 | 0 | 0 | 0 | 0 | 0
CC | 0 | 0 | 0 | 0 | 0 | 0
CSP | 0 | 0 | 0 | 0 | 0 | 0
CT | 0 | 0 | 0 | 0 | 0 | 0
Coal | 3774.37 | 2569.98 | 26.27 | 0 | 0 | 0
Geo | 0 | 0 | 0 | 0 | 0 | 0
H | 0 | 0 | 0 | 0 | 0 | 0
LFG | 0 | 0 | 0 | 0 | 0 | 0
Nuc | 0 | 0 | 0 | 0 | 0 | 0
PS | 0 | 0 | 0 | 0 | 0 | 0
PV | 0 | 0 | 0 | 0 | 0 | 0
PeakG | 0 | 0 | 0 | 0 | 0 | 0
PeakO | 0.34 | 0 | 0 | 0 | 0 | 0
ST | 0 | 0 | 0 | 0 | 0 | 0
STOG | 0 | 0 | 0 | 0 | 0 | 0
STWD | 0 | 0 | 0 | 0 | 0 | 0
WT | 0 | 0 | 0 | 0 | 0 | 0
IGCC | 0 | 0 | 0 | 0 | 0 | 0
DemandResponse | 0 | 0 | 0 | 0 | 0 | 0
IGCC-CCS | 0 | 0 | 0 | 0 | 0 | 0
WT_off | 0 | 0 | 0 | 0 | 0 | 0
PseudoUnit | 0 | 0 | 0 | 0 | 0 | 0
FixedInterchange | 0 | 0 | 0 | 0 | 0 | 0
Total Costs by Reporting Type: AZ_NM_SNV_Gas
ReportingType | 2015 | 2020 | 2025 | 2030 | 2035 | 2040
BM | 0 | 0 | 0 | 0 | 0 | 0
CC | 3300.36 | 3563.42 | 5727.2 | 3227.15 | 1713 | 1510.97
CSP | 0 | 0 | 0 | 0 | 0 | 0
CT | 68.63 | 70.7 | 84.86 | 79.41 | 0 | 0
Coal | 0 | 0 | 0 | 0 | 0 | 0
Geo | 0 | 0 | 0 | 0 | 0 | 0
H | 0 | 0 | 0 | 0 | 0 | 0
LFG | 0 | 0 | 0 | 0 | 0 | 0
Nuc | 0 | 0 | 0 | 0 | 0 | 0
PS | 0 | 0 | 0 | 0 | 0 | 0
PV | 0 | 0 | 0 | 0 | 0 | 0
PeakG | 63.97 | 65.04 | 0 | 0 | 0 | 0
PeakO | 0 | 0 | 0 | 0 | 0 | 0
ST | 0 | 0 | 0 | 0 | 0 | 0
STOG | 0 | 0 | 0 | 0 | 0 | 0
STWD | 0 | 0 | 0 | 0 | 0 | 0
WT | 0 | 0 | 0 | 0 | 0 | 0
IGCC | 0 | 0 | 0 | 0 | 0 | 0
DemandResponse | 0 | 0 | 11.98 | 0 | 8.18 | 16.57
IGCC-CCS | 0 | 0 | 0 | 0 | 0 | 0
WT_off | 0 | 0 | 0 | 0 | 0 | 0
PseudoUnit | 0 | 0 | 0 | 0 | 0 | 0
FixedInterchange | 0 | 0 | 0 | 0 | 0 | 0
Total Costs by Reporting Type: AZ_NM_SNV_NucRenew
ReportingType | 2015 | 2020 | 2025 | 2030 | 2035 | 2040
BM | 0 | 0 | 0 | 0 | 0 | 0
CC | 0 | 0 | 0 | 0 | 0 | 0
CSP | 0 | 0 | 0 | 0 | 0 | 0
CT | 0 | 0 | 0 | 0 | 0 | 0
Coal | 0 | 0 | 0 | 0 | 0 | 0
Geo | 0 | 0 | 608.13 | 608.13 | 608.13 | 608.13
H | 44.6 | 44.6 | 44.6 | 44.6 | 44.6 | 44.6
LFG | 0.85 | 0.85 | 19.64 | 19.64 | 19.64 | 19.64
Nuc | 810.72 | 895.93 | 912.19 | 3480.8 | 6440.49 | 6575.42
PS | 5.13 | 5.13 | 5.13 | 5.13 | 5.13 | 5.13
PV | 37.26 | 37.26 | 37.26 | 37.26 | 2.38 | 2.38
PeakG | 0 | 0 | 0 | 0 | 0 | 0
PeakO | 0 | 0 | 0 | 0 | 0 | 0
ST | 119.46 | 267.9 | 340.44 | 280.23 | 243.83 | 119.95
STOG | 0 | 0 | 0 | 0 | 0 | 0
STWD | 12.81 | 13.02 | 12.82 | 12.82 | 12.82 | 12.82
WT | 31.87 | 2590.63 | 2590.63 | 2631.22 | 2656.91 | 443.86
IGCC | 0 | 0 | 0 | 0 | 0 | 0
DemandResponse | 0 | 0 | 0 | 0 | 0 | 0
IGCC-CCS | 0 | 0 | 0 | 0 | 0 | 0
WT_off | 0 | 0 | 0 | 0 | 0 | 0
PseudoUnit | 0 | 0 | 0 | 0 | 0 | 0
FixedInterchange | 0 | 0 | 0 | 0 | 0 | 0
Total Costs by Reporting Type: ERCOT
ReportingType | 2015 | 2020 | 2025 | 2030 | 2035 | 2040
BM | 73.54 | 76.66 | 80.59 | 148.83 | 148.83 | 148.83
CC | 14609.99 | 16480.33 | 15920.63 | 18707.53 | 18119.73 | 13564.9
CSP | 0 | 0 | 0 | 0 | 0 | 0
CT | 22.65 | 25.28 | 28.05 | 36 | 0 | 0
Coal | 2688.36 | 2204.22 | 676.9 | 632.58 | 632.58 | 658.51
Geo | 0 | 0 | 0 | 0 | 0 | 0
H | 8.05 | 8.05 | 8.05 | 8.05 | 8.05 | 8.05
LFG | 9.06 | 9.06 | 115.9 | 115.9 | 115.9 | 115.9
Nuc | 1007.36 | 1174.9 | 1203.03 | 1322.79 | 1691.22 | 4659.17
PS | 0 | 0 | 0 | 0 | 0 | 0
PV | 5.14 | 5.14 | 5.14 | 5.14 | 0.01 | 0.01
PeakG | 80.63 | 144.94 | 194.7 | 170.34 | 110.67 | 52.01
PeakO | 1.29 | 2 | 0 | 0 | 0 | 0
ST | 0 | 0 | 0 | 0 | 0 | 0
STOG | 714.75 | 574.19 | 0 | 0 | 0 | 0
STWD | 0 | 0 | 0 | 0 | 0 | 0
WT | 388.45 | 1429.34 | 4302.05 | 4302.05 | 4229.35 | 3304.25
IGCC | 0 | 0 | 0 | 0 | 0 | 0
DemandResponse | 0 | 3.41 | 67.89 | 66.55 | 65.38 | 64.22
IGCC-CCS | 0 | 0 | 0 | 0 | 0 | 0
WT_off | 0 | 0 | 0 | 0 | 0 | 0
PseudoUnit | 0 | 0 | 0 | 0 | 0 | 0
FixedInterchange | 0 | 0 | 0 | 0 | 0 | 0
Total Costs by Reporting Type: NP15
ReportingType | 2015 | 2020 | 2025 | 2030 | 2035 | 2040
BM | 0 | 0 | 0 | 0 | 0 | 0
CC | 3238.03 | 3397.15 | 3913.3 | 3193.56 | 2126.11 | 661.12
CSP | 0 | 0 | 0 | 0 | 0 | 0
CT | 19.28 | 19.28 | 19.28 | 19.28 | 0 | 0
Coal | 96.03 | 0 | 0 | 0 | 0 | 0
Geo | 100.91 | 385.96 | 385.96 | 385.96 | 385.96 | 199.59
H | 125.7 | 125.7 | 125.7 | 125.7 | 125.7 | 125.7
LFG | 10.26 | 140.57 | 203.76 | 203.76 | 203.76 | 119.5
Nuc | 495.59 | 560.5 | 540.7 | 543.89 | 1380.95 | 4354.89
PS | 53.58 | 53.58 | 53.58 | 53.58 | 53.58 | 53.58
PV | 3.68 | 3.68 | 3.68 | 3.68 | 0.89 | 0.89
PeakG | 56.04 | 82.34 | 47.99 | 28.26 | 0 | 0
PeakO | 10.26 | 13.08 | 0 | 0 | 0 | 0
ST | 14.46 | 14.46 | 14.46 | 14.46 | 1.86 | 1.86
STOG | 117.28 | 0 | 0 | 0 | 0 | 0
STWD | 265.97 | 269.53 | 131.99 | 266.24 | 266.24 | 266.24
WT | 67.22 | 304.71 | 785.71 | 917.27 | 917.27 | 704.12
IGCC | 0 | 0 | 0 | 0 | 0 | 0
DemandResponse | 0 | 0 | 0 | 0 | 0 | 0
IGCC-CCS | 0 | 0 | 0 | 0 | 0 | 0
WT_off | 0 | 0 | 0 | 0 | 0 | 0
PseudoUnit | 0 | 0 | 0 | 0 | 0 | 0
FixedInterchange | 0 | 0 | 0 | 0 | 0 | 0
Total Costs by Reporting Type: NWPP_Coal
ReportingType | 2015 | 2020 | 2025 | 2030 | 2035 | 2040
BM | 0 | 0 | 0 | 0 | 0 | 0
CC | 0 | 0 | 0 | 0 | 0 | 0
CSP | 0 | 0 | 0 | 0 | 0 | 0
CT | 0 | 0 | 0 | 0 | 0 | 0
Coal | 2878.07 | 2532.11 | 184.06 | 146.39 | 75.96 | 78.07
Geo | 0 | 0 | 0 | 0 | 0 | 0
H | 0 | 0 | 0 | 0 | 0 | 0
LFG | 0 | 0 | 0 | 0 | 0 | 0
Nuc | 0 | 0 | 0 | 0 | 0 | 0
PS | 0 | 0 | 0 | 0 | 0 | 0
PV | 0 | 0 | 0 | 0 | 0 | 0
PeakG | 0 | 0 | 0 | 0 | 0 | 0
PeakO | 0 | 0 | 0 | 0 | 0 | 0
ST | 0 | 0 | 0 | 0 | 0 | 0
STOG | 0 | 0 | 0 | 0 | 0 | 0
STWD | 0 | 0 | 0 | 0 | 0 | 0
WT | 0 | 0 | 0 | 0 | 0 | 0
IGCC | 0 | 0 | 0 | 0 | 0 | 0
DemandResponse | 0 | 0 | 0 | 0 | 0 | 0
IGCC-CCS | 0 | 0 | 0 | 0 | 0 | 0
WT_off | 0 | 0 | 0 | 0 | 0 | 0
PseudoUnit | 0 | 0 | 0 | 0 | 0 | 0
FixedInterchange | 0 | 0 | 0 | 0 | 0 | 0
Total Costs by Reporting Type: NWPP_Gas
ReportingType | 2015 | 2020 | 2025 | 2030 | 2035 | 2040
BM | 0 | 0 | 0 | 0 | 0 | 0
CC | 3068.82 | 4332.94 | 4627.48 | 1421.68 | 1205.4 | 973.64
CSP | 0 | 0 | 0 | 0 | 0 | 0
CT | 14.02 | 14.02 | 14.02 | 14.02 | 0 | 0
Coal | 0 | 0 | 0 | 0 | 0 | 0
Geo | 0 | 0 | 0 | 0 | 0 | 0
H | 0 | 0 | 0 | 0 | 0 | 0
LFG | 0 | 0 | 0 | 0 | 0 | 0
Nuc | 0 | 0 | 0 | 0 | 0 | 0
PS | 0 | 0 | 0 | 0 | 0 | 0
PV | 0 | 0 | 0 | 0 | 0 | 0
PeakG | 0 | 0 | 0 | 0 | 0 | 0
PeakO | 0 | 0 | 0 | 0 | 0 | 0
ST | 0 | 0 | 0 | 0 | 0 | 0
STOG | 0 | 0 | 0 | 0 | 0 | 0
STWD | 0 | 0 | 0 | 0 | 0 | 0
WT | 0 | 0 | 0 | 0 | 0 | 0
IGCC | 0 | 0 | 0 | 0 | 0 | 0
DemandResponse | 0 | 0 | 0 | 0 | 0 | 0
IGCC-CCS | 0 | 0 | 0 | 0 | 0 | 0
WT_off | 0 | 0 | 0 | 0 | 0 | 0
PseudoUnit | 0 | 0 | 0 | 0 | 0 | 0
FixedInterchange | 0 | 0 | 0 | 0 | 0 | 0
Total Costs by Reporting Type: NWPP_NucRenew
ReportingType | 2015 | 2020 | 2025 | 2030 | 2035 | 2040
BM | 17.16 | 22 | 35.02 | 35.02 | 35.02 | 35.02
CC | 0 | 0 | 0 | 0 | 0 | 0
CSP | 0 | 0 | 0 | 0 | 0 | 0
CT | 0 | 0 | 0 | 0 | 0 | 0
Coal | 0 | 0 | 0 | 0 | 0 | 0
Geo | 67.62 | 78.54 | 250.25 | 250.25 | 225.37 | 218.56
H | 480.54 | 480.54 | 480.54 | 480.54 | 480.54 | 480.54
LFG | 20.56 | 20.56 | 96.02 | 96.02 | 91 | 91
Nuc | 256.71 | 258.17 | 262.7 | 5543.37 | 5543.37 | 5814.47
PS | 6.12 | 6.12 | 6.12 | 6.12 | 6.12 | 6.12
PV | 0.04 | 0.04 | 0.04 | 0.04 | 0.04 | 0.04
PeakG | 0 | 0 | 0 | 0 | 0 | 0
PeakO | 0 | 0 | 0 | 0 | 0 | 0
ST | 0 | 0 | 0 | 0 | 0 | 0
STOG | 0 | 0 | 0 | 0 | 0 | 0
STWD | 17.98 | 22.5 | 329.12 | 329.12 | 329.12 | 329.12
WT | 467.97 | 467.97 | 467.97 | 467.97 | 229.12 | 229.12
IGCC | 0 | 0 | 0 | 0 | 0 | 0
DemandResponse | 0 | 0 | 0 | 0 | 0 | 0
IGCC-CCS | 0 | 0 | 0 | 0 | 0 | 0
WT_off | 0 | 0 | 0 | 0 | 0 | 0
PseudoUnit | 0 | 0 | 0 | 0 | 0 | 0
FixedInterchange | 0 | 0 | 0 | 0 | 0 | 0
Total Costs by Reporting Type: RMPA
ReportingType | 2015 | 2020 | 2025 | 2030 | 2035 | 2040
BM | 0 | 0 | 0 | 0 | 0 | 0
CC | 482.79 | 836.58 | 1319.69 | 953 | 915.15 | 708.21
CSP | 0 | 0 | 0 | 0 | 0 | 0
CT | 16.21 | 16.21 | 16.37 | 16.42 | 0 | 0
Coal | 3092.86 | 2519.06 | 710.87 | 533.06 | 334.1 | 344.68
Geo | 0 | 0 | 1081.27 | 1081.27 | 1081.27 | 1081.27
H | 13.99 | 13.99 | 13.99 | 13.99 | 13.99 | 13.99
LFG | 1.17 | 1.17 | 10.12 | 10.12 | 9.84 | 9.84
Nuc | 0.01 | 0.01 | 103.39 | 1296.42 | 1398.07 | 1661.91
PS | 13.37 | 13.37 | 13.37 | 13.37 | 13.37 | 13.37
PV | 0.68 | 0.68 | 0.68 | 0.68 | 0.31 | 0.31
PeakG | 47.3 | 74.65 | 87.91 | 37.31 | 42.89 | 30.46
PeakO | 0 | 0 | 0 | 0 | 0 | 0
ST | 1.26 | 135.13 | 136.82 | 138.53 | 137.46 | 25.42
STOG | 0 | 0 | 0 | 0 | 0 | 0
STWD | 0 | 0 | 0 | 0 | 0 | 0
WT | 240.35 | 1109.69 | 1126.54 | 1143.75 | 989.48 | 239.33
IGCC | 0 | 0 | 0 | 0 | 0 | 0
DemandResponse | 0 | 0 | 0 | 0 | 0 | 0
IGCC-CCS | 0 | 0 | 0 | 0 | 0 | 0
WT_off | 0 | 0 | 0 | 0 | 0 | 0
PseudoUnit | 0 | 0 | 0 | 0 | 0 | 0
FixedInterchange | 0 | 0 | 0 | 0 | 0 | 0
Total Costs by Reporting Type: SP15
ReportingType | 2015 | 2020 | 2025 | 2030 | 2035 | 2040
BM | 6.8 | 6.8 | 6.8 | 6.8 | 6.8 | 6.8
CC | 6304.73 | 6232.25 | 7291.42 | 7349.1 | 6542.55 | 4647.93
CSP | 0 | 0 | 0 | 0 | 0 | 0
CT | 0 | 0 | 0 | 0 | 0 | 0
Coal | 82.25 | 55.13 | 2.92 | 0 | 0 | 0
Geo | 104.52 | 713.94 | 713.94 | 699.68 | 699.68 | 328.75
H | 16.57 | 16.57 | 16.57 | 16.57 | 16.57 | 16.57
LFG | 29.05 | 219.63 | 219.63 | 219.4 | 217.54 | 94.59
Nuc | 508.22 | 539.82 | 519.92 | 522.86 | 522.86 | 643.14
PS | 34.19 | 34.19 | 34.19 | 34.19 | 34.19 | 34.19
PV | 3.49 | 3.49 | 3.49 | 3.49 | 1.87 | 1.87
PeakG | 76.73 | 112.88 | 127.69 | 121.73 | 138.61 | 158.55
PeakO | 1.47 | 1.91 | 0 | 0 | 0 | 0
ST | 220.08 | 220.08 | 220.08 | 220.08 | 28.69 | 28.69
STOG | 194.25 | 27.09 | 0 | 0 | 0 | 0
STWD | 68.43 | 69.39 | 61.84 | 68.5 | 68.5 | 68.5
WT | 264.36 | 264.36 | 264.36 | 4058.68 | 3865.41 | 3865.41
IGCC | 0 | 0 | 0 | 0 | 0 | 0
DemandResponse | 0 | 0 | 0 | 0 | 0 | 0
IGCC-CCS | 0 | 0 | 0 | 0 | 0 | 0
WT_off | 0 | 0 | 0 | 0 | 0 | 0
PseudoUnit | 0 | 0 | 0 | 0 | 0 | 0
FixedInterchange | 0 | 0 | 0 | 0 | 0 | 0
Total Costs by Reporting Type: ALB
ReportingType | 2015 | 2020 | 2025 | 2030 | 2035 | 2040
BM | 0 | 0 | 0 | 0 | 0 | 0
CC | 954.84 | 1144.38 | 1402.44 | 89.85 | 70.75 | 0
CSP | 0 | 0 | 0 | 0 | 0 | 0
CT | 18.05 | 18.05 | 18.05 | 18.05 | 0 | 0
Coal | 2152.26 | 2681.67 | 3708.53 | 162.31 | 162.31 | 162.31
Geo | 0 | 0 | 0 | 0 | 0 | 0
H | 12.99 | 12.99 | 12.99 | 12.99 | 12.99 | 12.99
LFG | 1.21 | 1.21 | 1.21 | 1.21 | 1.21 | 1.21
Nuc | 0.01 | 0.01 | 0.02 | 6109.88 | 6420.4 | 6620.74
PS | 0 | 0 | 0 | 0 | 0 | 0
PV | 0 | 0 | 0 | 0 | 0 | 0
PeakG | 18.19 | 9.35 | 0 | 0 | 0 | 0
PeakO | 0 | 0 | 0 | 0 | 0 | 0
ST | 0 | 0 | 0 | 0 | 0 | 0
STOG | 0 | 0 | 0 | 0 | 0 | 0
STWD | 5.64 | 46.61 | 93.47 | 93.47 | 93.47 | 93.47
WT | 25.5 | 25.5 | 25.5 | 25.5 | 22.96 | 22.96
IGCC | 0 | 0 | 0 | 0 | 0 | 0
DemandResponse | 0 | 0 | 0 | 0 | 0 | 0
IGCC-CCS | 0 | 0 | 0 | 0 | 0 | 0
WT_off | 0 | 0 | 0 | 0 | 0 | 0
PseudoUnit | 0 | 0 | 0 | 0 | 0 | 0
FixedInterchange | 0 | 0 | 0 | 0 | 0 | 0
Total Costs by Reporting Type: BC
ReportingType | 2015 | 2020 | 2025 | 2030 | 2035 | 2040
BM | 0 | 0 | 0 | 0 | 0 | 0
CC | 423.45 | 487.12 | 577.13 | 632.29 | 156.6 | 0
CSP | 0 | 0 | 0 | 0 | 0 | 0
CT | 0 | 0 | 0 | 0 | 0 | 0
Coal | 0 | 0 | 0 | 0 | 0 | 0
Geo | 0 | 0 | 0 | 0 | 0 | 0
H | 173.22 | 173.22 | 173.22 | 173.22 | 173.22 | 173.22
LFG | 2.9 | 2.9 | 2.9 | 2.9 | 2.9 | 2.9
Nuc | 0.01 | 0.01 | 0.01 | 0.08 | 257.06 | 257.06
PS | 0 | 0 | 0 | 0 | 0 | 0
PV | 0 | 0 | 0 | 0 | 0 | 0
PeakG | 0 | 0 | 0 | 0 | 0 | 0
PeakO | 0 | 0 | 0 | 0 | 0 | 0
ST | 0 | 0 | 0 | 0 | 0 | 0
STOG | 0 | 0 | 0 | 0 | 0 | 0
STWD | 16.34 | 83.75 | 296.27 | 296.27 | 296.27 | 296.27
WT | 48.22 | 48.22 | 48.22 | 48.22 | 7.54 | 7.54
IGCC | 0 | 0 | 0 | 0 | 0 | 0
DemandResponse | 0 | 0 | 0 | 0 | 0 | 0
IGCC-CCS | 0 | 0 | 0 | 0 | 0 | 0
WT_off | 0 | 0 | 0 | 0 | 0 | 0
PseudoUnit | 0 | 0 | 0 | 0 | 0 | 0
FixedInterchange | 0 | 0 | 0 | 0 | 0 | 0
Total Costs by Reporting Type: HQ_IESO
ReportingType | 2015 | 2020 | 2025 | 2030 | 2035 | 2040
BM | 0 | 0 | 0 | 0 | 0 | 0
CC | 0 | 0 | 0 | 0 | 0 | 0
CSP | 0 | 0 | 0 | 0 | 0 | 0
CT | 0 | 0 | 0 | 0 | 0 | 0
Coal | 0 | 0 | 0 | 0 | 0 | 0
Geo | 0 | 0 | 0 | 0 | 0 | 0
H | 0 | 0 | 0 | 0 | 0 | 0
LFG | 0 | 0 | 0 | 0 | 0 | 0
Nuc | 0.01 | 0.01 | 0.01 | 0.01 | 0.01 | 0.01
PS | 0 | 0 | 0 | 0 | 0 | 0
PV | 0 | 0 | 0 | 0 | 0 | 0
PeakG | 0 | 0 | 0 | 0 | 0 | 0
PeakO | 0 | 0 | 0 | 0 | 0 | 0
ST | 0 | 0 | 0 | 0 | 0 | 0
STOG | 0 | 0 | 0 | 0 | 0 | 0
STWD | 0 | 0 | 0 | 0 | 0 | 0
WT | 0 | 0 | 0 | 0 | 0 | 0
IGCC | 0 | 0 | 0 | 0 | 0 | 0
DemandResponse | 0 | 0 | 0 | 0 | 0 | 0
IGCC-CCS | 0 | 0 | 0 | 0 | 0 | 0
WT_off | 0 | 0 | 0 | 0 | 0 | 0
PseudoUnit | 0 | 0 | 0 | 539.67 | 715.6 | 715.6
FixedInterchange | 0 | 0 | 0 | 0 | 0 | 0
Total Costs by Reporting Type: HQ_NEISO
ReportingType | 2015 | 2020 | 2025 | 2030 | 2035 | 2040
BM | 0 | 0 | 0 | 0 | 0 | 0
CC | 0 | 0 | 0 | 0 | 0 | 0
CSP | 0 | 0 | 0 | 0 | 0 | 0
CT | 0 | 0 | 0 | 0 | 0 | 0
Coal | 0 | 0 | 0 | 0 | 0 | 0
Geo | 0 | 0 | 0 | 0 | 0 | 0
H | 0 | 0 | 0 | 0 | 0 | 0
LFG | 0 | 0 | 0 | 0 | 0 | 0
Nuc | 0.01 | 0.01 | 0.01 | 0.01 | 0.01 | 0.01
PS | 0 | 0 | 0 | 0 | 0 | 0
PV | 0 | 0 | 0 | 0 | 0 | 0
PeakG | 0 | 0 | 0 | 0 | 0 | 0
PeakO | 0 | 0 | 0 | 0 | 0 | 0
ST | 0 | 0 | 0 | 0 | 0 | 0
STOG | 0 | 0 | 0 | 0 | 0 | 0
STWD | 0 | 0 | 0 | 0 | 0 | 0
WT | 0 | 0 | 0 | 0 | 0 | 0
IGCC | 0 | 0 | 0 | 0 | 0 | 0
DemandResponse | 0 | 0 | 0 | 0 | 0 | 0
IGCC-CCS | 0 | 0 | 0 | 0 | 0 | 0
WT_off | 0 | 0 | 0 | 0 | 0 | 0
PseudoUnit | 0 | 0 | 0 | 222.1 | 420.95 | 420.95
FixedInterchange | 0 | 0 | 0 | 0 | 0 | 0
Total Costs by Reporting Type: HQ_NY
ReportingType | 2015 | 2020 | 2025 | 2030 | 2035 | 2040
BM | 0 | 0 | 0 | 0 | 0 | 0
CC | 0 | 0 | 0 | 0 | 0 | 0
CSP | 0 | 0 | 0 | 0 | 0 | 0
CT | 0 | 0 | 0 | 0 | 0 | 0
Coal | 0 | 0 | 0 | 0 | 0 | 0
Geo | 0 | 0 | 0 | 0 | 0 | 0
H | 0 | 0 | 0 | 0 | 0 | 0
LFG | 0 | 0 | 0 | 0 | 0 | 0
Nuc | 0.01 | 0.01 | 0.01 | 0.01 | 0.01 | 0.01
PS | 0 | 0 | 0 | 0 | 0 | 0
PV | 0 | 0 | 0 | 0 | 0 | 0
PeakG | 0 | 0 | 0 | 0 | 0 | 0
PeakO | 0 | 0 | 0 | 0 | 0 | 0
ST | 0 | 0 | 0 | 0 | 0 | 0
STOG | 0 | 0 | 0 | 0 | 0 | 0
STWD | 0 | 0 | 0 | 0 | 0 | 0
WT | 0 | 0 | 0 | 0 | 0 | 0
IGCC | 0 | 0 | 0 | 0 | 0 | 0
DemandResponse | 0 | 0 | 0 | 0 | 0 | 0
IGCC-CCS | 0 | 0 | 0 | 0 | 0 | 0
WT_off | 0 | 0 | 0 | 0 | 0 | 0
PseudoUnit | 0 | 0 | 717.62 | 897.42 | 897.42 | 897.42
FixedInterchange | 0 | 0 | 0 | 0 | 0 | 0
Total Costs by Reporting Type: MARITIMES
ReportingType | 2015 | 2020 | 2025 | 2030 | 2035 | 2040
BM | 0 | 0 | 0 | 0 | 0 | 0
CC | 0 | 0 | 0 | 0 | 0 | 0
CSP | 0 | 0 | 0 | 0 | 0 | 0
CT | 0 | 0 | 0 | 0 | 0 | 0
Coal | 0 | 0 | 0 | 0 | 0 | 0
Geo | 0 | 0 | 0 | 0 | 0 | 0
H | 0 | 0 | 0 | 0 | 0 | 0
LFG | 0 | 0 | 0 | 0 | 0 | 0
Nuc | 0.01 | 0.01 | 0.01 | 0.01 | 0.01 | 0.01
PS | 0 | 0 | 0 | 0 | 0 | 0
PV | 0 | 0 | 0 | 0 | 0 | 0
PeakG | 0 | 0 | 0 | 0 | 0 | 0
PeakO | 0 | 0 | 0 | 0 | 0 | 0
ST | 0 | 0 | 0 | 0 | 0 | 0
STOG | 0 | 0 | 0 | 0 | 0 | 0
STWD | 0 | 0 | 0 | 0 | 0 | 0
WT | 0 | 0 | 0 | 0 | 0 | 0
IGCC | 0 | 0 | 0 | 0 | 0 | 0
DemandResponse | 0 | 0 | 0 | 0 | 0 | 0
IGCC-CCS | 0 | 0 | 0 | 0 | 0 | 0
WT_off | 0 | 0 | 0 | 0 | 0 | 0
PseudoUnit | 0 | 0 | 0 | 154.29 | 189.29 | 189.29
FixedInterchange | 0 | 0 | 0 | 0 | 0 | 0
Total Costs by Reporting Type: All
ReportingType | 2015 | 2020 | 2025 | 2030 | 2035 | 2040
BM | 829.57 | 1020.53 | 1393.58 | 1474.5 | 1517.18 | 1396.07
CC | 106039.21 | 131597.47 | 130927.02 | 114681.6 | 114943.45 | 93499.24
CSP | 0 | 0 | 0 | 0 | 0 | 0
CT | 645.58 | 837.87 | 913.37 | 635.39 | 34.82 | 1.28
Coal | 73058.3 | 34128.53 | 9609.44 | 4756.2 | 4317.71 | 4404.89
Geo | 277 | 1182.4 | 3043.51 | 3029.25 | 3004.37 | 2440.27
H | 1511 | 1944.16 | 3044.36 | 3474.54 | 3758.46 | 3759.49
LFG | 541.97 | 1191.67 | 1886.8 | 2112.84 | 2080.09 | 1668.04
Nuc | 27257.77 | 31456.46 | 32441.69 | 68548.62 | 75985.9 | 103449.69
PS | 517.25 | 517.25 | 517.25 | 517.25 | 517.25 | 517.25
PV | 639.15 | 1359.05 | 1645.06 | 1672.57 | 1041.11 | 352.08
PeakG | 2283.48 | 4138.06 | 3792.43 | 2579.06 | 2660.8 | 2417.43
PeakO | 506.05 | 605.77 | 203.69 | 94.92 | 105.26 | 78.68
ST | 355.26 | 637.57 | 711.79 | 653.3 | 411.85 | 175.92
STOG | 2420.03 | 1893.18 | 300.27 | 150.43 | 151.22 | 120.12
STWD | 1017.51 | 1169.4 | 1537.71 | 2012.82 | 2018.94 | 2162.59
WT | 8136.75 | 37626.12 | 61207.66 | 71581.31 | 67161.02 | 41249.63
IGCC | 464.42 | 498.24 | 318.27 | 276.8 | 276.8 | 265.36
DemandResponse | 0 | 3.41 | 116.39 | 113.63 | 120.36 | 117.07
IGCC-CCS | 0 | 0 | 0 | 0 | 0 | 0
WT_off | 308.81 | 308.81 | 907.86 | 907.86 | 599.11 | 599.11
PseudoUnit | 0 | 0 | 717.62 | 1813.48 | 2223.26 | 2223.26
FixedInterchange | 0 | 0 | 0 | 0 | 0 | 0
Total Costs by Reporting Type: EI_US
ReportingType | 2015 | 2020 | 2025 | 2030 | 2035 | 2040
BM | 554.47 | 736.52 | 1090.6 | 1106.25 | 1148.93 | 1022.62
CC | 72635.54 | 93991.15 | 89763.82 | 78875.37 | 83860.55 | 71406.49
CSP | 0 | 0 | 0 | 0 | 0 | 0
CT | 439.49 | 629.02 | 687.19 | 407.95 | 34.82 | 1.28
Coal | 58201.3 | 21566.37 | 4299.89 | 3281.85 | 3112.76 | 3161.32
Geo | 3.95 | 3.95 | 3.95 | 3.95 | 3.95 | 3.95
H | 419.29 | 601.36 | 1187.39 | 1196.67 | 1196.67 | 1197.7
LFG | 447.6 | 776.41 | 1198.3 | 1424.34 | 1403.87 | 1199.03
Nuc | 21188.81 | 25019.36 | 25837.51 | 46648.22 | 49494.89 | 69832.16
PS | 401.94 | 401.94 | 401.94 | 401.94 | 401.94 | 401.94
PV | 30.85 | 750.74 | 1036.75 | 1064.26 | 1035.17 | 346.13
PeakG | 1926.13 | 3628.5 | 3334.14 | 2221.41 | 2368.63 | 2176.41
PeakO | 492.6 | 588.68 | 203.69 | 94.92 | 105.26 | 78.68
ST | 0 | 0 | 0 | 0 | 0 | 0
STOG | 1387.31 | 1291.91 | 300.27 | 150.43 | 151.22 | 120.12
STWD | 624.01 | 658.29 | 605.87 | 940.05 | 946.18 | 1051.21
WT | 5734.24 | 30517.13 | 50728.1 | 57118.1 | 54130.55 | 32320.61
IGCC | 464.42 | 498.24 | 318.27 | 276.8 | 276.8 | 265.36
DemandResponse | 0 | 0 | 36.52 | 47.09 | 46.81 | 36.28
IGCC-CCS | 0 | 0 | 0 | 0 | 0 | 0
WT_off | 308.81 | 308.81 | 907.86 | 907.86 | 599.11 | 599.11
PseudoUnit | 0 | 0 | 717.62 | 1273.81 | 1507.66 | 1507.66
FixedInterchange | 0 | 0 | 0 | 0 | 0 | 0
Total Costs by Reporting Type: EI_Canada
ReportingType | 2015 | 2020 | 2025 | 2030 | 2035 | 2040
BM | 177.6 | 178.55 | 180.58 | 177.6 | 177.6 | 182.8
CC | 1020.67 | 1132.16 | 383.92 | 232.07 | 233.6 | 25.97
CSP | 0 | 0 | 0 | 0 | 0 | 0
CT | 47.24 | 45.31 | 45.54 | 44.26 | 0 | 0
Coal | 92.8 | 0 | 0 | 0 | 0 | 0
Geo | 0 | 0 | 0 | 0 | 0 | 0
H | 216.06 | 467.15 | 981.32 | 1402.22 | 1686.14 | 1686.14
LFG | 19.32 | 19.32 | 19.32 | 19.55 | 14.43 | 14.43
Nuc | 2990.32 | 3007.74 | 3062.22 | 3080.31 | 2836.59 | 3030.72
PS | 2.92 | 2.92 | 2.92 | 2.92 | 2.92 | 2.92
PV | 558.01 | 558.01 | 558.01 | 558.01 | 0.44 | 0.44
PeakG | 14.47 | 20.35 | 0 | 0 | 0 | 0
PeakO | 0.09 | 0.09 | 0 | 0 | 0 | 0
ST | 0 | 0 | 0 | 0 | 0 | 0
STOG | 6.43 | 0 | 0 | 0 | 0 | 0
STWD | 6.33 | 6.33 | 6.33 | 6.33 | 6.33 | 44.95
WT | 868.55 | 868.55 | 868.55 | 868.55 | 112.43 | 112.43
IGCC | 0 | 0 | 0 | 0 | 0 | 0
DemandResponse | 0 | 0 | 0 | 0 | 0 | 0
IGCC-CCS | 0 | 0 | 0 | 0 | 0 | 0
WT_off | 0 | 0 | 0 | 0 | 0 | 0
PseudoUnit | 0 | 0 | 0 | 539.67 | 715.6 | 715.6
FixedInterchange | 0 | 0 | 0 | 0 | 0 | 0
Total Costs by Reporting Type: EI
ReportingType | 2015 | 2020 | 2025 | 2030 | 2035 | 2040
BM | 732.07 | 915.07 | 1271.17 | 1283.85 | 1326.53 | 1205.42
CC | 73656.21 | 95123.3 | 90147.73 | 79107.44 | 84094.15 | 71432.46
CSP | 0 | 0 | 0 | 0 | 0 | 0
CT | 486.73 | 674.32 | 732.73 | 452.21 | 34.82 | 1.28
Coal | 58294.1 | 21566.37 | 4299.89 | 3281.85 | 3112.76 | 3161.32
Geo | 3.95 | 3.95 | 3.95 | 3.95 | 3.95 | 3.95
H | 635.35 | 1068.51 | 2168.71 | 2598.89 | 2882.81 | 2883.84
LFG | 466.92 | 795.73 | 1217.62 | 1443.89 | 1418.3 | 1213.46
Nuc | 24179.13 | 28027.11 | 28899.73 | 49728.53 | 52331.48 | 72862.88
PS | 404.86 | 404.86 | 404.86 | 404.86 | 404.86 | 404.86
PV | 588.85 | 1308.75 | 1594.76 | 1622.27 | 1035.61 | 346.57
PeakG | 1940.61 | 3648.85 | 3334.14 | 2221.41 | 2368.63 | 2176.41
PeakO | 492.69 | 588.77 | 203.69 | 94.92 | 105.26 | 78.68
ST | 0 | 0 | 0 | 0 | 0 | 0
STOG | 1393.75 | 1291.91 | 300.27 | 150.43 | 151.22 | 120.12
STWD | 630.34 | 664.62 | 612.2 | 946.39 | 952.51 | 1096.16
WT | 6602.79 | 31385.69 | 51596.66 | 57986.65 | 54242.99 | 32433.05
IGCC | 464.42 | 498.24 | 318.27 | 276.8 | 276.8 | 265.36
DemandResponse | 0 | 0 | 36.52 | 47.09 | 46.81 | 36.28
IGCC-CCS | 0 | 0 | 0 | 0 | 0 | 0
WT_off | 308.81 | 308.81 | 907.86 | 907.86 | 599.11 | 599.11
PseudoUnit | 0 | 0 | 717.62 | 1813.48 | 2223.26 | 2223.26
FixedInterchange | 0 | 0 | 0 | 0 | 0 | 0
Total Costs by Reporting Type: Outside_EI
ReportingType | 2015 | 2020 | 2025 | 2030 | 2035 | 2040
BM | 97.5 | 105.46 | 122.41 | 190.65 | 190.65 | 190.65
CC | 32383 | 36474.17 | 40779.29 | 35574.16 | 30849.3 | 22066.78
CSP | 0 | 0 | 0 | 0 | 0 | 0
CT | 158.85 | 163.55 | 180.64 | 183.18 | 0 | 0
Coal | 14764.2 | 12562.16 | 5309.55 | 1474.34 | 1204.95 | 1243.57
Geo | 273.05 | 1178.44 | 3039.56 | 3025.3 | 3000.42 | 2436.31
H | 875.65 | 875.65 | 875.65 | 875.65 | 875.65 | 875.65
LFG | 75.05 | 395.94 | 669.18 | 668.95 | 661.79 | 454.58
Nuc | 3078.63 | 3429.35 | 3541.96 | 18820.09 | 23654.42 | 30586.8
PS | 112.39 | 112.39 | 112.39 | 112.39 | 112.39 | 112.39
PV | 50.3 | 50.3 | 50.3 | 50.3 | 5.51 | 5.51
PeakG | 342.88 | 489.21 | 458.29 | 357.65 | 292.17 | 241.02
PeakO | 13.36 | 17 | 0 | 0 | 0 | 0
ST | 355.26 | 637.57 | 711.79 | 653.3 | 411.85 | 175.92
STOG | 1026.28 | 601.27 | 0 | 0 | 0 | 0
STWD | 387.17 | 504.78 | 925.51 | 1066.43 | 1066.43 | 1066.43
WT | 1533.96 | 6240.43 | 9611 | 13594.66 | 12918.03 | 8816.59
IGCC | 0 | 0 | 0 | 0 | 0 | 0
DemandResponse | 0 | 3.41 | 79.87 | 66.55 | 73.56 | 80.79
IGCC-CCS | 0 | 0 | 0 | 0 | 0 | 0
WT_off | 0 | 0 | 0 | 0 | 0 | 0
PseudoUnit | 0 | 0 | 0 | 0 | 0 | 0
FixedInterchange | 0 | 0 | 0 | 0 | 0 | 0
#15 A | 0: RPS Generation Compliance Payments ($)
RPS Program | 2015 | 2020 | 2025 | 2030 | 2035 | 2040
NEISO | 0 | 0 | 0 | 0 | 0 | 0
CA | 1498.87 | 0 | 0 | 0 | 0 | 0
NWPP | 0 | 0 | 0 | 0 | 0 | 0
PJM | 0 | 153.22 | 40.57 | 0 | 0 | 0
US_EI | 0 | 0 | 0 | 0 | 0 | 0
US_WECC | 0 | 0 | 0 | 0 | 0 | 0
US_ERCOT | 0 | 0 | 0 | 0 | 0 | 0
PJM_Solar | 357.15 | 0 | 0 | 0 | 0 | 0
MA_Solar | 148.48 | 8.42 | 0 | 0 | 0 | 0
NH_Solar | 10.01 | 0.54 | 0 | 0 | 0 | 0
MRETS_Solar | 0 | 0 | 0 | 0 | 0 | 0
AZNMSNV | 208.15 | 0 | 0 | 0 | 0 | 0
AZNMSNV_Solar | 48.02 | 0 | 0 | 0 | 0 | 0
MRETS | 0 | 0 | 0 | 0 | 0 | 0
MI | 22.99 | 0 | 0 | 0 | 0 | 0
Ohio | 0 | 0 | 0 | 0 | 0 | 0
Ohio_Solar | 54.6 | 0 | 0 | 0 | 0 | 0
MOKSOKNE | 125.09 | 0 | 0 | 0 | 0 | 0
MO_Solar | 28.06 | 0 | 0 | 0 | 0 | 0
NC | 703.4 | 0 | 0 | 0 | 0 | 0
NC_Solar | 24.37 | 0.56 | 0 | 0 | 0 | 0
CO | 18.63 | 0 | 0 | 0 | 0 | 0
CO_Solar | 182.4 | 0 | 0 | 0 | 0 | 0
NY | 7.03 | 0 | 0 | 0 | 0 | 0
TX | 0 | 0 | 0 | 0 | 0 | 0
#15 B | 0: RPS Capacity Compliance Payments ($)
RPS Program | 2015 | 2020 | 2025 | 2030 | 2035 | 2040
NEISO | 0 | 0 | 0 | 0 | 0 | 0
CA | 0 | 0 | 0 | 0 | 0 | 0
NWPP | 0 | 0 | 0 | 0 | 0 | 0
PJM | 0 | 0 | 0 | 0 | 0 | 0
US_EI | 0 | 0 | 0 | 0 | 0 | 0
US_WECC | 0 | 0 | 0 | 0 | 0 | 0
US_ERCOT | 0 | 0 | 0 | 0 | 0 | 0
PJM_Solar | 0 | 0 | 0 | 0 | 0 | 0
MA_Solar | 0 | 0 | 0 | 0 | 0 | 0
NH_Solar | 0 | 0 | 0 | 0 | 0 | 0
MRETS_Solar | 0 | 0 | 0 | 0 | 0 | 0
AZNMSNV | 0 | 0 | 0 | 0 | 0 | 0
AZNMSNV_Solar | 0 | 0 | 0 | 0 | 0 | 0
MRETS | 0 | 0 | 0 | 0 | 0 | 0
MI | 0 | 0 | 0 | 0 | 0 | 0
Ohio | 0 | 0 | 0 | 0 | 0 | 0
Ohio_Solar | 0 | 0 | 0 | 0 | 0 | 0
MOKSOKNE | 0 | 0 | 0 | 0 | 0 | 0
MO_Solar | 0 | 0 | 0 | 0 | 0 | 0
NC | 0 | 0 | 0 | 0 | 0 | 0
NC_Solar | 0 | 0 | 0 | 0 | 0 | 0
CO | 0 | 0 | 0 | 0 | 0 | 0
CO_Solar | 0 | 0 | 0 | 0 | 0 | 0
NY | 0 | 0 | 0 | 0 | 0 | 0
TX | 0 | 0 | 0 | 0 | 0 | 0
#16a | 0: Transmission Costs ($million) [excludes shadow cost]
Transmission Costs: Entergy
Cost | 2015 | 2020 | 2025 | 2030 | 2035 | 2040
a. Wheel Share | 4.09 | 81.58 | 93.39 | 99.22 | 98.56 | 94.34
b. Friction Share | 6.06 | 125.06 | 142.87 | 145.14 | 144.39 | 135.1
Transmission Costs: FRCC
Cost | 2015 | 2020 | 2025 | 2030 | 2035 | 2040
a. Wheel Share | 1.93 | 2.62 | 1.49 | 0.39 | 0.72 | 0.84
b. Friction Share | 1.93 | 2.62 | 1.49 | 0.63 | 0.9 | 0.92
Transmission Costs: MAPP_US
Cost | 2015 | 2020 | 2025 | 2030 | 2035 | 2040
a. Wheel Share | 2.97 | 31.97 | 40.45 | 46.17 | 50.85 | 50.87
b. Friction Share | 2.26 | 24.56 | 31.03 | 35.85 | 40.2 | 39.95
Transmission Costs: MISO_IN
Cost | 2015 | 2020 | 2025 | 2030 | 2035 | 2040
a. Wheel Share | 1.92 | 7 | 25.16 | 23.78 | 12.01 | 2.92
b. Friction Share | 1.63 | 8.52 | 18.45 | 15.45 | 9.4 | 4.81
Transmission Costs: MISO_MI
Cost | 2015 | 2020 | 2025 | 2030 | 2035 | 2040
a. Wheel Share | 14.32 | 20.66 | 18.3 | 27.37 | 27.37 | 24.56
b. Friction Share | 37.44 | 56.32 | 49.41 | 71.85 | 71.95 | 66.1
Transmission Costs: MISO_MO-IL
Cost | 2015 | 2020 | 2025 | 2030 | 2035 | 2040
a. Wheel Share | 1.09 | 20.41 | 37.98 | 59.79 | 57.54 | 50.04
b. Friction Share | 2.57 | 32.04 | 39.03 | 54.61 | 53.47 | 50.43
Transmission Costs: MISO_W
Cost | 2015 | 2020 | 2025 | 2030 | 2035 | 2040
a. Wheel Share | 1.78 | 55.08 | 57.66 | 64.13 | 65.19 | 66.16
b. Friction Share | 5.23 | 84.7 | 215.24 | 226.68 | 220.46 | 222.94
Transmission Costs: MISO_WUMS
Cost | 2015 | 2020 | 2025 | 2030 | 2035 | 2040
a. Wheel Share | 0 | 0 | 0 | 0 | 0 | 0
b. Friction Share | 4.41 | 2.55 | 1.51 | 2.97 | 0.35 | 0.73
Transmission Costs: Nebraska
Cost | 2015 | 2020 | 2025 | 2030 | 2035 | 2040
a. Wheel Share | 2.24 | 26.54 | 25.13 | 26.77 | 27.69 | 27.71
b. Friction Share | 2.1 | 39.87 | 37.68 | 39.9 | 40.93 | 40.95
Transmission Costs: NEISO
Cost | 2015 | 2020 | 2025 | 2030 | 2035 | 2040
a. Wheel Share | 0 | 0 | 0 | 0 | 0 | 0
b. Friction Share | 3.64 | 5.66 | 9.03 | 15.78 | 16.13 | 19.04
Transmission Costs: NonRTO_Midwest
Cost | 2015 | 2020 | 2025 | 2030 | 2035 | 2040
a. Wheel Share | 1.94 | 7.08 | 25.38 | 23.83 | 12.08 | 3.46
b. Friction Share | 1.18 | 4.31 | 15.38 | 14.35 | 7.32 | 2.59
Transmission Costs: NYISO_A-F
Cost | 2015 | 2020 | 2025 | 2030 | 2035 | 2040
a. Wheel Share | 18.41 | 21.74 | 22.96 | 33.85 | 26.38 | 16.8
b. Friction Share | 45.67 | 49.34 | 46.59 | 57.18 | 48.67 | 34.23
Transmission Costs: NYISO_G-I
Cost | 2015 | 2020 | 2025 | 2030 | 2035 | 2040
a. Wheel Share | 0.52 | 4.61 | 3.99 | 2.97 | 3.87 | 6.2
b. Friction Share | 1.52 | 4.4 | 4.51 | 6.4 | 7.64 | 9.33
Transmission Costs: NYISO_J-K
Cost | 2015 | 2020 | 2025 | 2030 | 2035 | 2040
a. Wheel Share | 0.09 | 0.66 | 0.67 | 0.41 | 0.33 | 0.97
b. Friction Share | 2.38 | 3.33 | 5.59 | 10 | 10.23 | 11.48
Transmission Costs: PJM_E
Cost | 2015 | 2020 | 2025 | 2030 | 2035 | 2040
a. Wheel Share | 0.6 | 5.27 | 4.67 | 3.38 | 4.2 | 7.18
b. Friction Share | 0.4 | 3.27 | 2.91 | 2.12 | 2.63 | 4.41
Transmission Costs: PJM_ROM
Cost | 2015 | 2020 | 2025 | 2030 | 2035 | 2040
a. Wheel Share | 0.65 | 3.65 | 7.13 | 15.74 | 10.04 | 5.9
b. Friction Share | 0.8 | 2.53 | 4.68 | 9.82 | 6.26 | 3.77
Transmission Costs: PJM_ROR
Cost | 2015 | 2020 | 2025 | 2030 | 2035 | 2040
a. Wheel Share | 23.99 | 22.86 | 59.86 | 36.19 | 21.43 | 2.63
b. Friction Share | 35.22 | 58.68 | 223.22 | 207.43 | 183.68 | 170.43
Transmission Costs: SOCO
Cost | 2015 | 2020 | 2025 | 2030 | 2035 | 2040
a. Wheel Share | 6.8 | 19.78 | 23.07 | 20.52 | 19.87 | 8.86
b. Friction Share | 10.17 | 28.67 | 34.78 | 37.42 | 33.01 | 13.7
Transmission Costs: SPP_N
Cost | 2015 | 2020 | 2025 | 2030 | 2035 | 2040
a. Wheel Share | 0.63 | 72.83 | 74.08 | 73.51 | 74.03 | 75.61
b. Friction Share | 0.78 | 109.37 | 111 | 109.94 | 110.78 | 113.21
Transmission Costs: SPP_S
Cost | 2015 | 2020 | 2025 | 2030 | 2035 | 2040
a. Wheel Share | 0.62 | 20.4 | 27.45 | 31 | 31.91 | 32.51
b. Friction Share | 1.1 | 30.7 | 41.32 | 46.64 | 47.99 | 48.91
Transmission Costs: TVA
Cost | 2015 | 2020 | 2025 | 2030 | 2035 | 2040
a. Wheel Share | 1.01 | 1.54 | 0.64 | 0.08 | 0.05 | 0.1
b. Friction Share | 1.27 | 1.95 | 0.92 | 0.24 | 0.19 | 0.19
Transmission Costs: TVA_Transmission
Cost | 2015 | 2020 | 2025 | 2030 | 2035 | 2040
a. Wheel Share | 2.94 | 19.15 | 51.36 | 52.25 | 48.49 | 31.56
b. Friction Share | 2.85 | 23.51 | 44.76 | 37.29 | 34.2 | 21.79
Transmission Costs: VACAR
Cost | 2015 | 2020 | 2025 | 2030 | 2035 | 2040
a. Wheel Share | 22.4 | 21.06 | 41.99 | 31.02 | 17.48 | 2.68
b. Friction Share | 23.4 | 21.94 | 42.5 | 39.1 | 22.62 | 4.88
Transmission Costs: IESO
Cost | 2015 | 2020 | 2025 | 2030 | 2035 | 2040
a. Wheel Share | 33.56 | 42.44 | 36.29 | 52.08 | 47.68 | 40.31
b. Friction Share | 83.89 | 106.11 | 89.88 | 121.59 | 114.42 | 93.25
Transmission Costs: MAPP_CA
Cost | 2015 | 2020 | 2025 | 2030 | 2035 | 2040
a. Wheel Share | 1.02 | 3.5 | 2.83 | 6.82 | 5.63 | 6.24
b. Friction Share | 2.44 | 6.78 | 3.72 | 6.31 | 4.16 | 4.25
Transmission Costs: AZ_NM_SNV_Coal
Cost | 2015 | 2020 | 2025 | 2030 | 2035 | 2040
a. Wheel Share | 21.07 | 18.83 | 16.02 | 3.05 | 5.54 | 8.75
b. Friction Share | 35.58 | 32.02 | 27.54 | 5.88 | 10.06 | 15.44
Transmission Costs: AZ_NM_SNV_Gas
Cost | 2015 | 2020 | 2025 | 2030 | 2035 | 2040
a. Wheel Share | 4.66 | 2.53 | 6.2 | 1.2 | 2.65 | 1.35
b. Friction Share | 8.05 | 4.49 | 10.75 | 2.19 | 4.51 | 2.33
Transmission Costs: AZ_NM_SNV_NucRenew
Cost | 2015 | 2020 | 2025 | 2030 | 2035 | 2040
a. Wheel Share | 15.86 | 14.96 | 18.72 | 14.33 | 32.39 | 28.15
b. Friction Share | 26.62 | 25.3 | 31.64 | 24.5 | 54.72 | 47.68
Transmission Costs: ERCOT
Cost | 2015 | 2020 | 2025 | 2030 | 2035 | 2040
a. Wheel Share | 0.03 | 4.37 | 4.63 | 5.21 | 5.11 | 5.24
b. Friction Share | 0.05 | 6.55 | 7 | 7.82 | 7.67 | 7.9
Transmission Costs: NP15
Cost | 2015 | 2020 | 2025 | 2030 | 2035 | 2040
a. Wheel Share | 2.02 | 1.16 | 1.31 | 1.69 | 1.18 | 1.28
b. Friction Share | 3.44 | 2.03 | 2.28 | 2.89 | 2.07 | 2.23
Transmission Costs: NWPP_Coal
Cost | 2015 | 2020 | 2025 | 2030 | 2035 | 2040
a. Wheel Share | 28.16 | 25.99 | 27.44 | 11.78 | 13.62 | 17.92
b. Friction Share | 48.2 | 44.65 | 47.12 | 21.08 | 24.12 | 31.29
Transmission Costs: NWPP_Gas
Cost | 2015 | 2020 | 2025 | 2030 | 2035 | 2040
a. Wheel Share | 0 | 0 | 0 | 0 | 0 | 0
b. Friction Share | 0.3 | 0.36 | 0.36 | 0.09 | 0.07 | 0.06
Transmission Costs: NWPP_NucRenew
Cost | 2015 | 2020 | 2025 | 2030 | 2035 | 2040
a. Wheel Share | 0 | 0 | 0 | 0 | 0 | 0
b. Friction Share | 0.96 | 0.97 | 1.02 | 1.35 | 1.35 | 1.37
Transmission Costs: RMPA
Cost | 2015 | 2020 | 2025 | 2030 | 2035 | 2040
a. Wheel Share | 1.43 | 8.45 | 11.76 | 12.19 | 11.9 | 10.13
b. Friction Share | 1.91 | 9.99 | 14.23 | 15.31 | 14.87 | 12.01
Transmission Costs: SP15
Cost | 2015 | 2020 | 2025 | 2030 | 2035 | 2040
a. Wheel Share | 64.9 | 58.25 | 31 | 21.09 | 39.77 | 35.95
b. Friction Share | 108.25 | 97.17 | 51.77 | 35.23 | 66.38 | 60.02
Transmission Costs: ALB
Cost | 2015 | 2020 | 2025 | 2030 | 2035 | 2040
a. Wheel Share | 2.66 | 2.03 | 2 | 2.89 | 2.24 | 2.95
b. Friction Share | 4.44 | 3.39 | 3.33 | 4.81 | 3.74 | 4.92
Transmission Costs: BC
Cost | 2015 | 2020 | 2025 | 2030 | 2035 | 2040
a. Wheel Share | 3.48 | 2.13 | 3.7 | 3.09 | 3.61 | 4.78
b. Friction Share | 5.8 | 3.56 | 6.16 | 5.16 | 6.02 | 7.97
Transmission Costs: HQ_IESO
Cost | 2015 | 2020 | 2025 | 2030 | 2035 | 2040
a. Wheel Share | 0 | 0 | 0 | 0 | 0 | 0
b. Friction Share | 0.01 | 0.01 | 0.01 | 0.07 | 0.08 | 0.08
Transmission Costs: HQ_NEISO
Cost | 2015 | 2020 | 2025 | 2030 | 2035 | 2040
a. Wheel Share | 0 | 0 | 0 | 0 | 0 | 0
b. Friction Share | 0.11 | 0.11 | 0.11 | 0.13 | 0.15 | 0.15
Transmission Costs: HQ_NY
Cost | 2015 | 2020 | 2025 | 2030 | 2035 | 2040
a. Wheel Share | 0 | 0 | 0 | 0 | 0 | 0
b. Friction Share | 0.03 | 0.03 | 0.1 | 0.12 | 0.12 | 0.12
Transmission Costs: MARITIMES
Cost | 2015 | 2020 | 2025 | 2030 | 2035 | 2040
a. Wheel Share | 0 | 0 | 0 | 0 | 0 | 0
b. Friction Share | 0.05 | 0.05 | 0.05 | 0.06 | 0.07 | 0.07
Transmission Costs: All
Cost | 2015 | 2020 | 2025 | 2030 | 2035 | 2040
a. Wheel Share | 289.79 | 651.14 | 804.72 | 807.8 | 781.43 | 674.97
b. Friction Share | 524.18 | 1067.47 | 1420.96 | 1441.38 | 1427.98 | 1311.04
Transmission Costs: EI_US
Cost | 2015 | 2020 | 2025 | 2030 | 2035 | 2040
a. Wheel Share | 110.94 | 466.49 | 642.82 | 672.38 | 610.1 | 511.91
b. Friction Share | 194.23 | 724.11 | 1124.15 | 1187.11 | 1113.74 | 1020.23
Transmission Costs: EI_Canada
Cost | 2015 | 2020 | 2025 | 2030 | 2035 | 2040
a. Wheel Share | 34.57 | 45.94 | 39.12 | 58.9 | 53.32 | 46.54
b. Friction Share | 86.34 | 112.9 | 93.61 | 127.96 | 118.66 | 97.58
Transmission Costs: EI
Cost | 2015 | 2020 | 2025 | 2030 | 2035 | 2040
a. Wheel Share | 145.51 | 512.43 | 681.94 | 731.28 | 663.42 | 558.46
b. Friction Share | 280.57 | 837.01 | 1217.76 | 1315.07 | 1232.39 | 1117.82
Transmission Costs: Outside_EI
Cost | 2015 | 2020 | 2025 | 2030 | 2035 | 2040
a. Wheel Share | 144.28 | 138.71 | 122.78 | 76.52 | 118.01 | 116.51
b. Friction Share | 243.61 | 230.46 | 203.21 | 126.31 | 195.58 | 193.22

## Capacity
#1 | New Build Capacity (MW)
New Build Capacity by Reporting Type: Entergy
ReportingType | 2015 | 2020 | 2025 | 2030 | 2035 | 2040
BM | 0 | 0 | 0 | 0 | 0 | 0
CC | 331.55 | 2402.58 | 0 | 0 | 0 | 0
CSP | 0 | 0 | 0 | 0 | 0 | 0
CT | 0 | 0 | 0 | 0 | 0 | 0
Coal | 720 | 0 | 0 | 0 | 0 | 0
Geo | 0 | 0 | 0 | 0 | 0 | 0
H | 0 | 0 | 0 | 0 | 0 | 0
LFG | 0 | 0 | 107.4 | 0 | 0 | 0
Nuc | 170 | 0 | 0 | 0 | 0 | 23.76
PS | 0 | 0 | 0 | 0 | 0 | 0
PV | 0.29 | 58.08 | 26.57 | 0 | 0 | 0
PeakG | 0 | 0 | 0 | 0 | 0 | 0
PeakO | 0 | 0 | 0 | 0 | 0 | 0
ST | 0 | 0 | 0 | 0 | 0 | 0
STOG | 0 | 0 | 0 | 0 | 0 | 0
STWD | 0 | 0 | 0 | 0 | 0 | 0
WT | 0 | 0 | 0 | 100 | 0 | 0
IGCC | 0 | 0 | 0 | 0 | 0 | 0
DemandResponse | 0 | 0 | 0 | 0 | 0 | 0
IGCC-CCS | 0 | 0 | 0 | 0 | 0 | 0
WT_off | 0 | 0 | 0 | 0 | 0 | 0
PseudoUnit | 0 | 0 | 0 | 0 | 0 | 0
FixedInterchange | 0 | 0 | 0 | 0 | 0 | 0
New Build Capacity by Reporting Type: FRCC
ReportingType | 2015 | 2020 | 2025 | 2030 | 2035 | 2040
BM | 0 | 0 | 0 | 0 | 0 | 0
CC | 10634.57 | 0 | 0 | 0 | 0 | 0
CSP | 0 | 0 | 0 | 0 | 0 | 0
CT | 2480 | 0 | 0 | 0 | 0 | 0
Coal | 0 | 0 | 0 | 0 | 0 | 0
Geo | 0 | 0 | 0 | 0 | 0 | 0
H | 0 | 0 | 0 | 0 | 0 | 0
LFG | 0 | 0 | 198 | 0 | 0 | 0
Nuc | 229.33 | 0 | 1262.98 | 15808.77 | 2784.05 | 4517.05
PS | 0 | 0 | 0 | 0 | 0 | 0
PV | 0 | 0 | 0 | 0 | 0 | 0
PeakG | 0 | 0 | 0 | 0 | 0 | 0
PeakO | 0 | 0 | 0 | 0 | 0 | 0
ST | 0 | 0 | 0 | 0 | 0 | 0
STOG | 0 | 0 | 0 | 0 | 0 | 0
STWD | 0 | 0 | 0 | 0 | 0 | 0
WT | 0 | 0 | 0 | 0 | 0 | 0
IGCC | 0 | 0 | 0 | 0 | 0 | 0
DemandResponse | 0 | 0 | 0 | 0 | 0 | 0
IGCC-CCS | 0 | 0 | 0 | 0 | 0 | 0
WT_off | 0 | 0 | 0 | 0 | 0 | 0
PseudoUnit | 0 | 0 | 0 | 0 | 0 | 0
FixedInterchange | 0 | 0 | 0 | 0 | 0 | 0
New Build Capacity by Reporting Type: MAPP_US
ReportingType | 2015 | 2020 | 2025 | 2030 | 2035 | 2040
BM | 0 | 0 | 0 | 0 | 0 | 0
CC | 0 | 0 | 0 | 0 | 0 | 0
CSP | 0 | 0 | 0 | 0 | 0 | 0
CT | 308.3 | 0 | 0 | 0 | 0 | 0
Coal | 0 | 0 | 0 | 0 | 0 | 0
Geo | 0 | 0 | 0 | 0 | 0 | 0
H | 0 | 0 | 0 | 0 | 0 | 0
LFG | 0 | 0 | 0 | 71.67 | 0 | 0
Nuc | 0 | 0 | 0 | 0 | 0 | 0
PS | 0 | 0 | 0 | 0 | 0 | 0
PV | 0 | 0 | 0 | 0 | 0 | 0
PeakG | 0 | 0 | 0 | 0 | 0 | 0
PeakO | 0 | 0 | 0 | 0 | 0 | 0
ST | 0 | 0 | 0 | 0 | 0 | 0
STOG | 0 | 0 | 0 | 0 | 0 | 0
STWD | 0 | 0 | 0 | 0 | 0 | 0
WT | 421.3 | 7269.56 | 905.77 | 0 | 0 | 0
IGCC | 0 | 0 | 0 | 0 | 0 | 0
DemandResponse | 0 | 0 | 0 | 0 | 0 | 0
IGCC-CCS | 0 | 0 | 0 | 0 | 0 | 0
WT_off | 0 | 0 | 0 | 0 | 0 | 0
PseudoUnit | 0 | 0 | 0 | 0 | 0 | 0
FixedInterchange | 0 | 0 | 0 | 0 | 0 | 0
New Build Capacity by Reporting Type: MISO_IN
ReportingType | 2015 | 2020 | 2025 | 2030 | 2035 | 2040
BM | 0 | 0 | 0 | 0 | 0 | 0
CC | 2097.98 | 6120.59 | 0 | 0 | 0 | 0
CSP | 0 | 0 | 0 | 0 | 0 | 0
CT | 0 | 0 | 0 | 0 | 0 | 0
Coal | 0 | 0 | 0 | 0 | 0 | 0
Geo | 0 | 0 | 0 | 0 | 0 | 0
H | 0 | 0 | 0 | 0 | 0 | 0
LFG | 0 | 0 | 80.12 | 0 | 0 | 0
Nuc | 0 | 0 | 0 | 0 | 0 | 0
PS | 0 | 0 | 0 | 0 | 0 | 0
PV | 0 | 217.17 | 118.57 | 0 | 0 | 0
PeakG | 0 | 0 | 0 | 0 | 0 | 0
PeakO | 0 | 0 | 0 | 0 | 0 | 0
ST | 0 | 0 | 0 | 0 | 0 | 0
STOG | 0 | 0 | 0 | 0 | 0 | 0
STWD | 0 | 0 | 0 | 0 | 0 | 0
WT | 0 | 148.19 | 1716.4 | 8968.05 | 0 | 0
IGCC | 618 | 0 | 0 | 0 | 0 | 0
DemandResponse | 0 | 0 | 0 | 0 | 0 | 0
IGCC-CCS | 0 | 0 | 0 | 0 | 0 | 0
WT_off | 0 | 0 | 0 | 0 | 0 | 0
PseudoUnit | 0 | 0 | 0 | 0 | 0 | 0
FixedInterchange | 0 | 0 | 0 | 0 | 0 | 0
New Build Capacity by Reporting Type: MISO_MI
ReportingType | 2015 | 2020 | 2025 | 2030 | 2035 | 2040
BM | 0 | 0 | 0 | 0 | 0 | 0
CC | 2357.24 | 2814.99 | 0 | 0 | 0 | 0
CSP | 0 | 0 | 0 | 0 | 0 | 0
CT | 0 | 0 | 0 | 0 | 0 | 0
Coal | 0 | 0 | 0 | 0 | 0 | 0
Geo | 0 | 0 | 0 | 0 | 0 | 0
H | 0 | 0 | 0 | 0 | 0 | 0
LFG | 0 | 0 | 160.25 | 0 | 0 | 0
Nuc | 0 | 0 | 0 | 0 | 0 | 0
PS | 0 | 0 | 0 | 0 | 0 | 0
PV | 0 | 0 | 0 | 0 | 0 | 0
PeakG | 0 | 0 | 0 | 0 | 0 | 0
PeakO | 0 | 0 | 0 | 0 | 0 | 0
ST | 0 | 0 | 0 | 0 | 0 | 0
STOG | 0 | 0 | 0 | 0 | 0 | 0
STWD | 0 | 0 | 0 | 0 | 0 | 0
WT | 2000 | 215.2 | 1092.99 | 5718.96 | 0 | 0
IGCC | 0 | 0 | 0 | 0 | 0 | 0
DemandResponse | 0 | 0 | 0 | 0 | 0 | 0
IGCC-CCS | 0 | 0 | 0 | 0 | 0 | 0
WT_off | 0 | 0 | 0 | 0 | 0 | 0
PseudoUnit | 0 | 0 | 0 | 0 | 0 | 0
FixedInterchange | 0 | 0 | 0 | 0 | 0 | 0
New Build Capacity by Reporting Type: MISO_MO-IL
ReportingType | 2015 | 2020 | 2025 | 2030 | 2035 | 2040
BM | 0 | 0 | 0 | 0 | 0 | 0
CC | 1562.21 | 2969.07 | 0 | 0 | 0 | 0
CSP | 0 | 0 | 0 | 0 | 0 | 0
CT | 0 | 0 | 0 | 0 | 0 | 0
Coal | 1790 | 0 | 0 | 0 | 0 | 0
Geo | 0 | 0 | 0 | 0 | 0 | 0
H | 0 | 0 | 280 | 0 | 0 | 0
LFG | 0 | 0 | 151.23 | 72.1 | 0 | 0
Nuc | 0 | 0 | 0 | 0 | 0 | 0
PS | 0 | 0 | 0 | 0 | 0 | 0
PV | 0 | 0 | 0 | 0 | 0 | 0
PeakG | 0 | 0 | 0 | 0 | 0 | 0
PeakO | 0 | 0 | 0 | 0 | 0 | 0
ST | 0 | 0 | 0 | 0 | 0 | 0
STOG | 0 | 0 | 0 | 0 | 0 | 0
STWD | 0 | 0 | 0 | 0 | 0 | 0
WT | 300 | 174 | 5426 | 7529.77 | 0 | 0
IGCC | 0 | 0 | 0 | 0 | 0 | 0
DemandResponse | 0 | 0 | 0 | 0 | 0 | 0
IGCC-CCS | 0 | 0 | 0 | 0 | 0 | 0
WT_off | 0 | 0 | 0 | 0 | 0 | 0
PseudoUnit | 0 | 0 | 0 | 0 | 0 | 0
FixedInterchange | 0 | 0 | 0 | 0 | 0 | 0
New Build Capacity by Reporting Type: MISO_W
ReportingType | 2015 | 2020 | 2025 | 2030 | 2035 | 2040
BM | 0 | 0 | 0 | 0 | 0 | 0
CC | 1385.21 | 2126.26 | 0 | 0 | 0 | 0
CSP | 0 | 0 | 0 | 0 | 0 | 0
CT | 0 | 0 | 0 | 0 | 0 | 0
Coal | 0 | 0 | 0 | 0 | 0 | 0
Geo | 0 | 0 | 0 | 0 | 0 | 0
H | 0 | 0 | 0 | 0 | 0 | 0
LFG | 0 | 0 | 0 | 71.67 | 0 | 0
Nuc | 94.33 | 0 | 0 | 0 | 0 | 0
PS | 0 | 0 | 0 | 0 | 0 | 0
PV | 0 | 0 | 0 | 0 | 0 | 0
PeakG | 0 | 0 | 0 | 0 | 0 | 0
PeakO | 0 | 0 | 0 | 0 | 0 | 0
ST | 0 | 0 | 0 | 0 | 0 | 0
STOG | 0 | 0 | 0 | 0 | 0 | 0
STWD | 0 | 0 | 0 | 0 | 0 | 0
WT | 2800.5 | 0 | 64711.67 | 0 | 1066.77 | 0
IGCC | 0 | 0 | 0 | 0 | 0 | 0
DemandResponse | 0 | 0 | 0 | 0 | 0 | 0
IGCC-CCS | 0 | 0 | 0 | 0 | 0 | 0
WT_off | 0 | 0 | 0 | 0 | 0 | 0
PseudoUnit | 0 | 0 | 0 | 0 | 0 | 0
FixedInterchange | 0 | 0 | 0 | 0 | 0 | 0
New Build Capacity by Reporting Type: MISO_WUMS
ReportingType | 2015 | 2020 | 2025 | 2030 | 2035 | 2040
BM | 0 | 0 | 0 | 0 | 0 | 0
CC | 3726.7 | 0 | 0 | 0 | 0 | 0
CSP | 0 | 0 | 0 | 0 | 0 | 0
CT | 0 | 0 | 0 | 0 | 0 | 0
Coal | 615 | 0 | 0 | 0 | 0 | 0
Geo | 0 | 0 | 0 | 0 | 0 | 0
H | 0 | 1 | 0 | 0 | 0 | 0
LFG | 0 | 0 | 223.33 | 0 | 0 | 0
Nuc | 235 | 0 | 0 | 0 | 0 | 0
PS | 0 | 0 | 0 | 0 | 0 | 0
PV | 0 | 0 | 0 | 0 | 0 | 0
PeakG | 0 | 0 | 0 | 0 | 0 | 0
PeakO | 0 | 0 | 0 | 0 | 0 | 0
ST | 0 | 0 | 0 | 0 | 0 | 0
STOG | 0 | 0 | 0 | 0 | 0 | 0
STWD | 0 | 0 | 0 | 0 | 0 | 0
WT | 968.9 | 24.66 | 565.59 | 1492.2 | 0 | 0
IGCC | 0 | 0 | 0 | 0 | 0 | 0
DemandResponse | 0 | 0 | 0 | 0 | 0 | 0
IGCC-CCS | 0 | 0 | 0 | 0 | 0 | 0
WT_off | 0 | 0 | 0 | 0 | 0 | 0
PseudoUnit | 0 | 0 | 0 | 0 | 0 | 0
FixedInterchange | 0 | 0 | 0 | 0 | 0 | 0
New Build Capacity by Reporting Type: Nebraska
ReportingType | 2015 | 2020 | 2025 | 2030 | 2035 | 2040
BM | 0 | 0 | 0 | 0 | 0 | 0
CC | 0 | 0 | 0 | 0 | 0 | 0
CSP | 0 | 0 | 0 | 0 | 0 | 0
CT | 0 | 0 | 0 | 0 | 0 | 0
Coal | 232.1 | 0 | 0 | 0 | 0 | 0
Geo | 0 | 0 | 0 | 0 | 0 | 0
H | 0 | 0 | 0 | 0 | 0 | 0
LFG | 0 | 0 | 0 | 71.67 | 0 | 0
Nuc | 0 | 0 | 0 | 0 | 0 | 0
PS | 0 | 0 | 0 | 0 | 0 | 0
PV | 0 | 0 | 0 | 0 | 0 | 0
PeakG | 0 | 0 | 0 | 0 | 0 | 0
PeakO | 0 | 0 | 0 | 0 | 0 | 0
ST | 0 | 0 | 0 | 0 | 0 | 0
STOG | 0 | 0 | 0 | 0 | 0 | 0
STWD | 0 | 0 | 0 | 0 | 0 | 0
WT | 202 | 14902.3 | 475.38 | 0 | 2264.6 | 0
IGCC | 0 | 0 | 0 | 0 | 0 | 0
DemandResponse | 0 | 0 | 0 | 0 | 0 | 0
IGCC-CCS | 0 | 0 | 0 | 0 | 0 | 0
WT_off | 0 | 0 | 0 | 0 | 0 | 0
PseudoUnit | 0 | 0 | 0 | 0 | 0 | 0
FixedInterchange | 0 | 0 | 0 | 0 | 0 | 0
New Build Capacity by Reporting Type: NEISO
ReportingType | 2015 | 2020 | 2025 | 2030 | 2035 | 2040
BM | 252.2 | 0 | 0 | 0 | 0 | 0
CC | 2049.5 | 0 | 0 | 0 | 0 | 0
CSP | 0 | 0 | 0 | 0 | 0 | 0
CT | 334 | 0 | 0 | 0 | 0 | 0
Coal | 0 | 0 | 0 | 0 | 0 | 0
Geo | 0 | 0 | 0 | 0 | 0 | 0
H | 0 | 0 | 0 | 0 | 0 | 3
LFG | 49.26 | 0 | 0 | 69.74 | 0 | 0
Nuc | 0 | 0 | 0 | 0 | 0 | 0
PS | 0 | 0 | 0 | 0 | 0 | 0
PV | 0 | 263.62 | 0 | 0 | 0 | 0
PeakG | 0 | 0 | 0 | 0 | 0 | 0
PeakO | 0 | 0 | 0 | 0 | 0 | 0
ST | 0 | 0 | 0 | 0 | 0 | 0
STOG | 0 | 0 | 0 | 0 | 0 | 0
STWD | 0 | 0 | 0 | 0 | 0 | 0
WT | 231.2 | 1784.92 | 1003.58 | 2260.3 | 0 | 0
IGCC | 0 | 0 | 0 | 0 | 0 | 0
DemandResponse | 0 | 0 | 0 | 0 | 0 | 0
IGCC-CCS | 0 | 0 | 0 | 0 | 0 | 0
WT_off | 468 | 0 | 0 | 0 | 0 | 0
PseudoUnit | 0 | 0 | 0 | 0 | 0 | 0
FixedInterchange | 0 | 0 | 0 | 0 | 0 | 0
New Build Capacity by Reporting Type: NonRTO_Midwest
ReportingType | 2015 | 2020 | 2025 | 2030 | 2035 | 2040
BM | 0 | 0 | 0 | 0 | 0 | 0
CC | 1161.12 | 4351.26 | 0 | 0 | 0 | 0
CSP | 0 | 0 | 0 | 0 | 0 | 0
CT | 0 | 0 | 0 | 0 | 0 | 0
Coal | 0 | 0 | 0 | 0 | 0 | 0
Geo | 0 | 0 | 0 | 0 | 0 | 0
H | 0 | 0 | 746 | 0 | 0 | 0
LFG | 0 | 0 | 160.25 | 0 | 0 | 0
Nuc | 0 | 0 | 0 | 0 | 558.67 | 869.03
PS | 0 | 0 | 0 | 0 | 0 | 0
PV | 0 | 0 | 0 | 0 | 0 | 0
PeakG | 0 | 0 | 0 | 0 | 0 | 0
PeakO | 0 | 0 | 0 | 0 | 0 | 0
ST | 0 | 0 | 0 | 0 | 0 | 0
STOG | 0 | 0 | 0 | 0 | 0 | 0
STWD | 0 | 0 | 0 | 0 | 0 | 0
WT | 0 | 0 | 0 | 0 | 0 | 0
IGCC | 0 | 0 | 0 | 0 | 0 | 0
DemandResponse | 0 | 0 | 0 | 0 | 0 | 0
IGCC-CCS | 0 | 0 | 0 | 0 | 0 | 0
WT_off | 0 | 0 | 0 | 0 | 0 | 0
PseudoUnit | 0 | 0 | 0 | 0 | 0 | 0
FixedInterchange | 0 | 0 | 0 | 0 | 0 | 0
New Build Capacity by Reporting Type: NYISO_A-F
ReportingType | 2015 | 2020 | 2025 | 2030 | 2035 | 2040
BM | 0 | 0 | 0 | 0 | 0 | 0
CC | 639 | 0 | 0 | 0 | 0 | 0
CSP | 0 | 0 | 0 | 0 | 0 | 0
CT | 0 | 0 | 0 | 0 | 0 | 0
Coal | 0 | 0 | 0 | 0 | 0 | 0
Geo | 0 | 0 | 0 | 0 | 0 | 0
H | 0 | 0 | 0 | 0 | 0 | 0
LFG | 6.4 | 0 | 0 | 67.93 | 0 | 0
Nuc | 168 | 0 | 0 | 0 | 0 | 0
PS | 0 | 0 | 0 | 0 | 0 | 0
PV | 0 | 0 | 0 | 0 | 0 | 0
PeakG | 0 | 0 | 0 | 0 | 0 | 0
PeakO | 0 | 0 | 0 | 0 | 0 | 0
ST | 0 | 0 | 0 | 0 | 0 | 0
STOG | 0 | 0 | 0 | 0 | 0 | 0
STWD | 0 | 0 | 0 | 0 | 0 | 0
WT | 2476.3 | 1426.82 | 0 | 2207.47 | 0 | 0
IGCC | 0 | 0 | 0 | 0 | 0 | 0
DemandResponse | 0 | 0 | 0 | 0 | 0 | 0
IGCC-CCS | 0 | 0 | 0 | 0 | 0 | 0
WT_off | 0 | 0 | 0 | 0 | 0 | 0
PseudoUnit | 0 | 0 | 0 | 0 | 0 | 0
FixedInterchange | 0 | 0 | 0 | 0 | 0 | 0
New Build Capacity by Reporting Type: NYISO_G-I
ReportingType | 2015 | 2020 | 2025 | 2030 | 2035 | 2040
BM | 0 | 0 | 0 | 0 | 0 | 0
CC | 0 | 0 | 0 | 0 | 419.32 | 1115.25
CSP | 0 | 0 | 0 | 0 | 0 | 0
CT | 0 | 0 | 0 | 0 | 0 | 0
Coal | 0 | 0 | 0 | 0 | 0 | 0
Geo | 0 | 0 | 0 | 0 | 0 | 0
H | 0 | 0 | 0 | 0 | 0 | 0
LFG | 0 | 0 | 39.94 | 34.39 | 0 | 0
Nuc | 0 | 0 | 0 | 0 | 0 | 0
PS | 0 | 0 | 0 | 0 | 0 | 0
PV | 0 | 0 | 0 | 0 | 0 | 0
PeakG | 0 | 0 | 0 | 0 | 0 | 0
PeakO | 0 | 0 | 0 | 0 | 0 | 0
ST | 0 | 0 | 0 | 0 | 0 | 0
STOG | 0 | 0 | 0 | 0 | 0 | 0
STWD | 0 | 0 | 0 | 0 | 0 | 0
WT | 0 | 60 | 0 | 231.72 | 68.28 | 0
IGCC | 0 | 0 | 0 | 0 | 0 | 0
DemandResponse | 0 | 0 | 0 | 0 | 0 | 0
IGCC-CCS | 0 | 0 | 0 | 0 | 0 | 0
WT_off | 0 | 0 | 0 | 0 | 0 | 0
PseudoUnit | 0 | 0 | 0 | 0 | 0 | 0
FixedInterchange | 0 | 0 | 0 | 0 | 0 | 0
New Build Capacity by Reporting Type: NYISO_J-K
ReportingType | 2015 | 2020 | 2025 | 2030 | 2035 | 2040
BM | 0 | 0 | 0 | 0 | 0 | 0
CC | 1175.4 | 0 | 0 | 0 | 0 | 0
CSP | 0 | 0 | 0 | 0 | 0 | 0
CT | 0 | 0 | 0 | 0 | 0 | 0
Coal | 0 | 0 | 0 | 0 | 0 | 0
Geo | 0 | 0 | 0 | 0 | 0 | 0
H | 0 | 0 | 0 | 0 | 0 | 0
LFG | 0 | 0 | 0 | 74.33 | 0 | 0
Nuc | 0 | 0 | 0 | 0 | 0 | 0
PS | 0 | 0 | 0 | 0 | 0 | 0
PV | 32 | 0 | 0 | 0 | 0 | 0
PeakG | 0 | 0 | 0 | 0 | 0 | 0
PeakO | 0 | 0 | 0 | 0 | 0 | 0
ST | 0 | 0 | 0 | 0 | 0 | 0
STOG | 0 | 0 | 0 | 0 | 0 | 0
STWD | 0 | 0 | 0 | 0 | 0 | 0
WT | 0 | 0 | 0 | 0 | 0 | 0
IGCC | 0 | 0 | 0 | 0 | 0 | 0
DemandResponse | 0 | 0 | 0 | 0 | 0 | 0
IGCC-CCS | 0 | 0 | 0 | 0 | 0 | 0
WT_off | 0 | 0 | 0 | 0 | 0 | 0
PseudoUnit | 0 | 0 | 0 | 0 | 0 | 0
FixedInterchange | 0 | 0 | 0 | 0 | 0 | 0
New Build Capacity by Reporting Type: PJM_E
ReportingType | 2015 | 2020 | 2025 | 2030 | 2035 | 2040
BM | 30 | 0 | 0 | 0 | 0 | 0
CC | 4634.3 | 0 | 0 | 0 | 0 | 0
CSP | 0 | 0 | 0 | 0 | 0 | 0
CT | 26.2 | 0 | 0 | 0 | 0 | 0
Coal | 27 | 0 | 0 | 0 | 0 | 0
Geo | 0 | 0 | 0 | 0 | 0 | 0
H | 0 | 0 | 0 | 0 | 0 | 0
LFG | 9.1 | 132.9 | 0 | 0 | 0 | 0
Nuc | 38 | 0 | 0 | 0 | 0 | 0
PS | 0 | 0 | 0 | 0 | 0 | 0
PV | 25.45 | 0 | 0 | 0 | 0 | 0
PeakG | 0 | 0 | 0 | 0 | 0 | 0
PeakO | 0 | 0 | 0 | 0 | 0 | 0
ST | 0 | 0 | 0 | 0 | 0 | 0
STOG | 0 | 0 | 0 | 0 | 0 | 0
STWD | 0 | 0 | 0 | 0 | 0 | 0
WT | 1150 | 0 | 0 | 0 | 0 | 0
IGCC | 0 | 0 | 0 | 0 | 0 | 0
DemandResponse | 0 | 0 | 0 | 0 | 0 | 0
IGCC-CCS | 0 | 0 | 0 | 0 | 0 | 0
WT_off | 0 | 0 | 1100 | 0 | 0 | 0
PseudoUnit | 0 | 0 | 0 | 0 | 0 | 0
FixedInterchange | 0 | 0 | 0 | 0 | 0 | 0
New Build Capacity by Reporting Type: PJM_ROM
ReportingType | 2015 | 2020 | 2025 | 2030 | 2035 | 2040
BM | 18 | 0 | 0 | 0 | 0 | 0
CC | 1678.5 | 0 | 0 | 0 | 4892.45 | 4209.29
CSP | 0 | 0 | 0 | 0 | 0 | 0
CT | 16 | 0 | 0 | 0 | 0 | 0
Coal | 32.5 | 0 | 0 | 0 | 0 | 0
Geo | 0 | 0 | 0 | 0 | 0 | 0
H | 0 | 0 | 678 | 0 | 0 | 0
LFG | 18.9 | 265.1 | 0 | 0 | 0 | 0
Nuc | 0 | 0 | 0 | 0 | 0 | 0
PS | 0 | 0 | 0 | 0 | 0 | 0
PV | 0 | 1299.89 | 700 | 81.35 | 0 | 0
PeakG | 0 | 0 | 0 | 0 | 0 | 0
PeakO | 0 | 0 | 0 | 0 | 0 | 0
ST | 0 | 0 | 0 | 0 | 0 | 0
STOG | 0 | 0 | 0 | 0 | 0 | 0
STWD | 0 | 0 | 0 | 0 | 0 | 0
WT | 479.8 | 750.2 | 0 | 0 | 0 | 0
IGCC | 0 | 0 | 0 | 0 | 0 | 0
DemandResponse | 0 | 0 | 0 | 0 | 0 | 0
IGCC-CCS | 0 | 0 | 0 | 0 | 0 | 0
WT_off | 0 | 0 | 0 | 0 | 0 | 0
PseudoUnit | 0 | 0 | 0 | 0 | 0 | 0
FixedInterchange | 0 | 0 | 0 | 0 | 0 | 0
New Build Capacity by Reporting Type: PJM_ROR
ReportingType | 2015 | 2020 | 2025 | 2030 | 2035 | 2040
BM | 385 | 0 | 0 | 0 | 0 | 0
CC | 21878.09 | 0 | 0 | 0 | 0 | 0
CSP | 0 | 0 | 0 | 0 | 0 | 0
CT | 29 | 0 | 0 | 0 | 0 | 0
Coal | 2164 | 0 | 0 | 0 | 0 | 0
Geo | 0 | 0 | 0 | 0 | 0 | 0
H | 0 | 503 | 0 | 0 | 0 | 0
LFG | 57.4 | 513.71 | 0 | 0 | 0 | 0
Nuc | 38 | 0 | 0 | 0 | 0 | 0
PS | 0 | 0 | 0 | 0 | 0 | 0
PV | 0 | 0 | 0 | 0 | 0 | 0
PeakG | 0 | 0 | 0 | 0 | 0 | 0
PeakO | 0 | 0 | 0 | 0 | 0 | 0
ST | 0 | 0 | 0 | 0 | 0 | 0
STOG | 0 | 0 | 0 | 0 | 0 | 0
STWD | 0 | 0 | 0 | 0 | 0 | 0
WT | 8325.7 | 191.7 | 3394.84 | 0 | 0 | 0
IGCC | 0 | 0 | 0 | 0 | 0 | 0
DemandResponse | 0 | 0 | 0 | 0 | 0 | 0
IGCC-CCS | 0 | 0 | 0 | 0 | 0 | 0
WT_off | 0 | 0 | 0 | 0 | 0 | 0
PseudoUnit | 0 | 0 | 0 | 0 | 0 | 0
FixedInterchange | 0 | 0 | 0 | 0 | 0 | 0
New Build Capacity by Reporting Type: SOCO
ReportingType | 2015 | 2020 | 2025 | 2030 | 2035 | 2040
BM | 55 | 0 | 0 | 0 | 0 | 0
CC | 11364.82 | 911.39 | 0 | 0 | 0 | 0
CSP | 0 | 0 | 0 | 0 | 0 | 0
CT | 0 | 0 | 0 | 0 | 0 | 0
Coal | 0 | 0 | 0 | 0 | 0 | 0
Geo | 0 | 0 | 0 | 0 | 0 | 0
H | 0 | 0 | 0 | 0 | 0 | 0
LFG | 0 | 0 | 107.4 | 0 | 0 | 0
Nuc | 70 | 2200 | 0 | 6427.55 | 1593.26 | 7953.53
PS | 0 | 0 | 0 | 0 | 0 | 0
PV | 0 | 0 | 0 | 0 | 0 | 0
PeakG | 0 | 0 | 0 | 0 | 0 | 0
PeakO | 0 | 0 | 0 | 0 | 0 | 0
ST | 0 | 0 | 0 | 0 | 0 | 0
STOG | 0 | 0 | 0 | 0 | 0 | 0
STWD | 0 | 0 | 0 | 0 | 0 | 0
WT | 0 | 0 | 0 | 0 | 0 | 0
IGCC | 0 | 0 | 0 | 0 | 0 | 0
DemandResponse | 0 | 0 | 0 | 0 | 0 | 0
IGCC-CCS | 0 | 0 | 0 | 0 | 0 | 0
WT_off | 0 | 0 | 0 | 0 | 0 | 0
PseudoUnit | 0 | 0 | 0 | 0 | 0 | 0
FixedInterchange | 0 | 0 | 0 | 0 | 0 | 0
New Build Capacity by Reporting Type: SPP_N
ReportingType | 2015 | 2020 | 2025 | 2030 | 2035 | 2040
BM | 0 | 0 | 0 | 0 | 0 | 0
CC | 0 | 0 | 0 | 0 | 0 | 0
CSP | 0 | 0 | 0 | 0 | 0 | 0
CT | 0 | 0 | 0 | 0 | 0 | 0
Coal | 465.04 | 0 | 0 | 0 | 0 | 0
Geo | 0 | 0 | 0 | 0 | 0 | 0
H | 0 | 0 | 0 | 0 | 0 | 0
LFG | 0 | 0 | 0 | 95 | 0 | 0
Nuc | 0 | 0 | 0 | 0 | 0 | 0
PS | 0 | 0 | 0 | 0 | 0 | 0
PV | 0 | 0 | 0 | 0 | 0 | 0
PeakG | 0 | 0 | 0 | 0 | 0 | 0
PeakO | 0 | 0 | 0 | 0 | 0 | 0
ST | 0 | 0 | 0 | 0 | 0 | 0
STOG | 0 | 0 | 0 | 0 | 0 | 0
STWD | 0 | 0 | 0 | 0 | 0 | 0
WT | 0 | 36468.53 | 3691.59 | 1522.88 | 0 | 0
IGCC | 0 | 0 | 0 | 0 | 0 | 0
DemandResponse | 0 | 0 | 0 | 0 | 0 | 0
IGCC-CCS | 0 | 0 | 0 | 0 | 0 | 0
WT_off | 0 | 0 | 0 | 0 | 0 | 0
PseudoUnit | 0 | 0 | 0 | 0 | 0 | 0
FixedInterchange | 0 | 0 | 0 | 0 | 0 | 0
New Build Capacity by Reporting Type: SPP_S
ReportingType | 2015 | 2020 | 2025 | 2030 | 2035 | 2040
BM | 0 | 0 | 0 | 0 | 0 | 0
CC | 0 | 0 | 0 | 0 | 0 | 0
CSP | 0 | 0 | 0 | 0 | 0 | 0
CT | 412.99 | 300 | 0 | 0 | 0 | 0
Coal | 988 | 0 | 0 | 0 | 0 | 0
Geo | 0 | 0 | 0 | 0 | 0 | 0
H | 0 | 0 | 0 | 0 | 0 | 0
LFG | 0 | 0 | 0 | 95 | 0 | 0
Nuc | 0 | 0 | 0 | 0 | 0 | 0
PS | 0 | 0 | 0 | 0 | 0 | 0
PV | 0 | 0 | 0 | 0 | 0 | 0
PeakG | 0 | 0 | 0 | 0 | 0 | 0
PeakO | 0 | 0 | 0 | 0 | 0 | 0
ST | 0 | 0 | 0 | 0 | 0 | 0
STOG | 0 | 0 | 0 | 0 | 0 | 0
STWD | 0 | 0 | 0 | 0 | 0 | 0
WT | 430 | 38851.96 | 1814.98 | 0 | 0 | 0
IGCC | 0 | 0 | 0 | 0 | 0 | 0
DemandResponse | 0 | 0 | 0 | 0 | 0 | 0
IGCC-CCS | 0 | 0 | 0 | 0 | 0 | 0
WT_off | 0 | 0 | 0 | 0 | 0 | 0
PseudoUnit | 0 | 0 | 0 | 0 | 0 | 0
FixedInterchange | 0 | 0 | 0 | 0 | 0 | 0
New Build Capacity by Reporting Type: TVA
ReportingType | 2015 | 2020 | 2025 | 2030 | 2035 | 2040
BM | 0 | 0 | 0 | 0 | 0 | 0
CC | 4681.34 | 1813.1 | 0 | 0 | 0 | 0
CSP | 0 | 0 | 0 | 0 | 0 | 0
CT | 0 | 0 | 0 | 0 | 0 | 0
Coal | 0 | 0 | 0 | 0 | 0 | 0
Geo | 0 | 0 | 0 | 0 | 0 | 0
H | 0 | 0 | 0 | 27 | 0 | 0
LFG | 0 | 0 | 107.4 | 0 | 0 | 0
Nuc | 1697.89 | 0 | 0 | 0 | 2601.96 | 3256.25
PS | 0 | 0 | 0 | 0 | 0 | 0
PV | 0 | 0 | 0 | 0 | 0 | 0
PeakG | 0 | 0 | 0 | 0 | 0 | 0
PeakO | 0 | 0 | 0 | 0 | 0 | 0
ST | 0 | 0 | 0 | 0 | 0 | 0
STOG | 0 | 0 | 0 | 0 | 0 | 0
STWD | 0 | 0 | 0 | 0 | 0 | 0
WT | 0 | 0 | 0 | 0 | 0 | 0
IGCC | 0 | 0 | 0 | 0 | 0 | 0
DemandResponse | 0 | 0 | 0 | 0 | 0 | 0
IGCC-CCS | 0 | 0 | 0 | 0 | 0 | 0
WT_off | 0 | 0 | 0 | 0 | 0 | 0
PseudoUnit | 0 | 0 | 0 | 0 | 0 | 0
FixedInterchange | 0 | 0 | 0 | 0 | 0 | 0
New Build Capacity by Reporting Type: TVA_Transmission
ReportingType | 2015 | 2020 | 2025 | 2030 | 2035 | 2040
BM | 0 | 0 | 0 | 0 | 0 | 0
CC | 0 | 0 | 0 | 0 | 0 | 0
CSP | 0 | 0 | 0 | 0 | 0 | 0
CT | 0 | 0 | 0 | 0 | 0 | 0
Coal | 0 | 0 | 0 | 0 | 0 | 0
Geo | 0 | 0 | 0 | 0 | 0 | 0
H | 0 | 0 | 0 | 0 | 0 | 0
LFG | 0 | 0 | 0 | 0 | 0 | 0
Nuc | 0 | 0 | 0 | 0 | 0 | 0
PS | 0 | 0 | 0 | 0 | 0 | 0
PV | 0 | 0 | 0 | 0 | 0 | 0
PeakG | 0 | 0 | 0 | 0 | 0 | 0
PeakO | 0 | 0 | 0 | 0 | 0 | 0
ST | 0 | 0 | 0 | 0 | 0 | 0
STOG | 0 | 0 | 0 | 0 | 0 | 0
STWD | 0 | 0 | 0 | 0 | 0 | 0
WT | 0 | 0 | 0 | 0 | 0 | 0
IGCC | 0 | 0 | 0 | 0 | 0 | 0
DemandResponse | 0 | 0 | 0 | 0 | 0 | 0
IGCC-CCS | 0 | 0 | 0 | 0 | 0 | 0
WT_off | 0 | 0 | 0 | 0 | 0 | 0
PseudoUnit | 0 | 0 | 0 | 0 | 0 | 0
FixedInterchange | 0 | 0 | 0 | 0 | 0 | 0
New Build Capacity by Reporting Type: VACAR
ReportingType | 2015 | 2020 | 2025 | 2030 | 2035 | 2040
BM | 0.92 | 9.31 | 432.87 | 0 | 0 | 0
CC | 11286.23 | 0 | 0 | 0 | 0 | 0
CSP | 0 | 0 | 0 | 0 | 0 | 0
CT | 717.2 | 0 | 0 | 0 | 0 | 0
Coal | 825 | 0 | 0 | 0 | 0 | 0
Geo | 0 | 0 | 0 | 0 | 0 | 0
H | 0 | 0 | 0 | 0 | 0 | 0
LFG | 0.34 | 107.06 | 0 | 0 | 0 | 0
Nuc | 0 | 2330 | 0 | 5727.93 | 3758.9 | 4961.53
PS | 0 | 0 | 0 | 0 | 0 | 0
PV | 0 | 119.15 | 0 | 0 | 0 | 0
PeakG | 0 | 0 | 0 | 0 | 0 | 0
PeakO | 0 | 0 | 0 | 0 | 0 | 0
ST | 0 | 0 | 0 | 0 | 0 | 0
STOG | 0 | 0 | 0 | 0 | 0 | 0
STWD | 0 | 0 | 0 | 0 | 0 | 0
WT | 0.9 | 3499.1 | 0 | 0 | 0 | 0
IGCC | 0 | 0 | 0 | 0 | 0 | 0
DemandResponse | 0 | 0 | 0 | 0 | 0 | 0
IGCC-CCS | 0 | 0 | 0 | 0 | 0 | 0
WT_off | 1 | 0 | 0 | 0 | 0 | 0
PseudoUnit | 0 | 0 | 0 | 0 | 0 | 0
FixedInterchange | 0 | 0 | 0 | 0 | 0 | 0
New Build Capacity by Reporting Type: IESO
ReportingType | 2015 | 2020 | 2025 | 2030 | 2035 | 2040
BM | 326.33 | 0 | 0 | 0 | 0 | 0
CC | 1263 | 0 | 0 | 0 | 0 | 0
CSP | 0 | 0 | 0 | 0 | 0 | 0
CT | 368 | 0 | 0 | 0 | 0 | 0
Coal | 0 | 0 | 0 | 0 | 0 | 0
Geo | 0 | 0 | 0 | 0 | 0 | 0
H | 0 | 0 | 0 | 0 | 250 | 0
LFG | 14.5 | 0 | 0 | 0.5 | 0 | 0
Nuc | 0 | 0 | 0 | 0 | 0 | 0
PS | 0 | 0 | 0 | 0 | 0 | 0
PV | 1067.26 | 0 | 0 | 0 | 0 | 0
PeakG | 0 | 0 | 0 | 0 | 0 | 0
PeakO | 0 | 0 | 0 | 0 | 0 | 0
ST | 0 | 0 | 0 | 0 | 0 | 0
STOG | 0 | 0 | 0 | 0 | 0 | 0
STWD | 0 | 0 | 0 | 0 | 0 | 0
WT | 2105.9 | 0 | 0 | 0 | 0 | 0
IGCC | 0 | 0 | 0 | 0 | 0 | 0
DemandResponse | 0 | 0 | 0 | 0 | 0 | 0
IGCC-CCS | 0 | 0 | 0 | 0 | 0 | 0
WT_off | 0 | 0 | 0 | 0 | 0 | 0
PseudoUnit | 0 | 0 | 0 | 0 | 0 | 0
FixedInterchange | 0 | 0 | 0 | 0 | 0 | 0
New Build Capacity by Reporting Type: MAPP_CA
ReportingType | 2015 | 2020 | 2025 | 2030 | 2035 | 2040
BM | 0 | 0 | 0 | 0 | 0 | 0
CC | 265.05 | 0 | 0 | 0 | 0 | 0
CSP | 0 | 0 | 0 | 0 | 0 | 0
CT | 0 | 0 | 0 | 0 | 0 | 0
Coal | 0 | 0 | 0 | 0 | 0 | 0
Geo | 0 | 0 | 0 | 0 | 0 | 0
H | 0 | 695 | 1495 | 1223.78 | 527.75 | 0
LFG | 0 | 0 | 0 | 0 | 0 | 0
Nuc | 0 | 0 | 0 | 0 | 0 | 0
PS | 0 | 0 | 0 | 0 | 0 | 0
PV | 0 | 0 | 0 | 0 | 0 | 0
PeakG | 0 | 0 | 0 | 0 | 0 | 0
PeakO | 0 | 0 | 0 | 0 | 0 | 0
ST | 0 | 0 | 0 | 0 | 0 | 0
STOG | 0 | 0 | 0 | 0 | 0 | 0
STWD | 0 | 0 | 0 | 0 | 0 | 0
WT | 302.4 | 0 | 0 | 0 | 0 | 0
IGCC | 0 | 0 | 0 | 0 | 0 | 0
DemandResponse | 0 | 0 | 0 | 0 | 0 | 0
IGCC-CCS | 0 | 0 | 0 | 0 | 0 | 0
WT_off | 0 | 0 | 0 | 0 | 0 | 0
PseudoUnit | 0 | 0 | 0 | 0 | 0 | 0
FixedInterchange | 0 | 0 | 0 | 0 | 0 | 0
New Build Capacity by Reporting Type: AZ_NM_SNV_Coal
ReportingType | 2015 | 2020 | 2025 | 2030 | 2035 | 2040
BM | 0 | 0 | 0 | 0 | 0 | 0
CC | 0 | 0 | 0 | 0 | 0 | 0
CSP | 0 | 0 | 0 | 0 | 0 | 0
CT | 0 | 0 | 0 | 0 | 0 | 0
Coal | 0 | 0 | 0 | 0 | 0 | 0
Geo | 0 | 0 | 0 | 0 | 0 | 0
H | 0 | 0 | 0 | 0 | 0 | 0
LFG | 0 | 0 | 0 | 0 | 0 | 0
Nuc | 0 | 0 | 0 | 0 | 0 | 0
PS | 0 | 0 | 0 | 0 | 0 | 0
PV | 0 | 0 | 0 | 0 | 0 | 0
PeakG | 0 | 0 | 0 | 0 | 0 | 0
PeakO | 0 | 0 | 0 | 0 | 0 | 0
ST | 0 | 0 | 0 | 0 | 0 | 0
STOG | 0 | 0 | 0 | 0 | 0 | 0
STWD | 0 | 0 | 0 | 0 | 0 | 0
WT | 0 | 0 | 0 | 0 | 0 | 0
IGCC | 0 | 0 | 0 | 0 | 0 | 0
DemandResponse | 0 | 0 | 0 | 0 | 0 | 0
IGCC-CCS | 0 | 0 | 0 | 0 | 0 | 0
WT_off | 0 | 0 | 0 | 0 | 0 | 0
PseudoUnit | 0 | 0 | 0 | 0 | 0 | 0
FixedInterchange | 0 | 0 | 0 | 0 | 0 | 0
New Build Capacity by Reporting Type: AZ_NM_SNV_Gas
ReportingType | 2015 | 2020 | 2025 | 2030 | 2035 | 2040
BM | 0 | 0 | 0 | 0 | 0 | 0
CC | 668 | 0 | 0 | 0 | 0 | 0
CSP | 0 | 0 | 0 | 0 | 0 | 0
CT | 736 | 0 | 0 | 0 | 0 | 0
Coal | 0 | 0 | 0 | 0 | 0 | 0
Geo | 0 | 0 | 0 | 0 | 0 | 0
H | 0 | 0 | 0 | 0 | 0 | 0
LFG | 0 | 0 | 0 | 0 | 0 | 0
Nuc | 0 | 0 | 0 | 0 | 0 | 0
PS | 0 | 0 | 0 | 0 | 0 | 0
PV | 0 | 0 | 0 | 0 | 0 | 0
PeakG | 0 | 0 | 0 | 0 | 0 | 0
PeakO | 0 | 0 | 0 | 0 | 0 | 0
ST | 0 | 0 | 0 | 0 | 0 | 0
STOG | 0 | 0 | 0 | 0 | 0 | 0
STWD | 0 | 0 | 0 | 0 | 0 | 0
WT | 0 | 0 | 0 | 0 | 0 | 0
IGCC | 0 | 0 | 0 | 0 | 0 | 0
DemandResponse | 0 | 0 | 0 | 0 | 0 | 0
IGCC-CCS | 0 | 0 | 0 | 0 | 0 | 0
WT_off | 0 | 0 | 0 | 0 | 0 | 0
PseudoUnit | 0 | 0 | 0 | 0 | 0 | 0
FixedInterchange | 0 | 0 | 0 | 0 | 0 | 0
New Build Capacity by Reporting Type: AZ_NM_SNV_NucRenew
ReportingType | 2015 | 2020 | 2025 | 2030 | 2035 | 2040
BM | 0 | 0 | 0 | 0 | 0 | 0
CC | 0 | 0 | 0 | 0 | 0 | 0
CSP | 0 | 0 | 0 | 0 | 0 | 0
CT | 0 | 0 | 0 | 0 | 0 | 0
Coal | 0 | 0 | 0 | 0 | 0 | 0
Geo | 0 | 0 | 1450 | 0 | 0 | 0
H | 0 | 0 | 0 | 0 | 0 | 0
LFG | 0 | 0 | 60.67 | 0 | 0 | 0
Nuc | 0 | 0 | 0 | 3499.31 | 4040.6 | 184.2
PS | 0 | 0 | 0 | 0 | 0 | 0
PV | 95.7 | 0 | 0 | 0 | 0 | 0
PeakG | 0 | 0 | 0 | 0 | 0 | 0
PeakO | 0 | 0 | 0 | 0 | 0 | 0
ST | 280 | 383.47 | 201.06 | 13.65 | 0 | 0
STOG | 0 | 0 | 0 | 0 | 0 | 0
STWD | 0 | 0 | 0 | 0 | 0 | 0
WT | 65.1 | 10778.21 | 0 | 178.47 | 175.78 | 188.37
IGCC | 0 | 0 | 0 | 0 | 0 | 0
DemandResponse | 0 | 0 | 0 | 0 | 0 | 0
IGCC-CCS | 0 | 0 | 0 | 0 | 0 | 0
WT_off | 0 | 0 | 0 | 0 | 0 | 0
PseudoUnit | 0 | 0 | 0 | 0 | 0 | 0
FixedInterchange | 0 | 0 | 0 | 0 | 0 | 0
New Build Capacity by Reporting Type: ERCOT
ReportingType | 2015 | 2020 | 2025 | 2030 | 2035 | 2040
BM | 145 | 0 | 0 | 0 | 0 | 0
CC | 17022.9 | 0 | 0 | 0 | 0 | 0
CSP | 0 | 0 | 0 | 0 | 0 | 0
CT | 250 | 0 | 0 | 0 | 0 | 0
Coal | 2020 | 0 | 0 | 0 | 0 | 0
Geo | 0 | 0 | 0 | 0 | 0 | 0
H | 0 | 0 | 0 | 0 | 0 | 0
LFG | 0 | 0 | 354 | 0 | 0 | 0
Nuc | 0 | 0 | 0 | 155.51 | 508.91 | 4099.68
PS | 0 | 0 | 0 | 0 | 0 | 0
PV | 14 | 0 | 0 | 0 | 0 | 0
PeakG | 0 | 0 | 0 | 0 | 0 | 0
PeakO | 0 | 0 | 0 | 0 | 0 | 0
ST | 0 | 0 | 0 | 0 | 0 | 0
STOG | 0 | 0 | 0 | 0 | 0 | 0
STWD | 0 | 0 | 0 | 0 | 0 | 0
WT | 350.1 | 4607.97 | 13290.88 | 0 | 0 | 0
IGCC | 0 | 0 | 0 | 0 | 0 | 0
DemandResponse | 0 | 0 | 0 | 0 | 0 | 0
IGCC-CCS | 0 | 0 | 0 | 0 | 0 | 0
WT_off | 0 | 0 | 0 | 0 | 0 | 0
PseudoUnit | 0 | 0 | 0 | 0 | 0 | 0
FixedInterchange | 0 | 0 | 0 | 0 | 0 | 0
New Build Capacity by Reporting Type: NP15
ReportingType | 2015 | 2020 | 2025 | 2030 | 2035 | 2040
BM | 0 | 0 | 0 | 0 | 0 | 0
CC | 940 | 0 | 0 | 0 | 0 | 0
CSP | 0 | 0 | 0 | 0 | 0 | 0
CT | 212.6 | 0 | 0 | 0 | 0 | 0
Coal | 0 | 0 | 0 | 0 | 0 | 0
Geo | 0 | 600 | 0 | 0 | 0 | 0
H | 0 | 0 | 0 | 0 | 0 | 0
LFG | 0 | 378.43 | 186.57 | 0 | 0 | 0
Nuc | 0 | 0 | 0 | 0 | 1068.81 | 3797.33
PS | 0 | 0 | 0 | 0 | 0 | 0
PV | 6.5 | 0 | 0 | 0 | 0 | 0
PeakG | 0 | 0 | 0 | 0 | 0 | 0
PeakO | 0 | 0 | 0 | 0 | 0 | 0
ST | 29 | 0 | 0 | 0 | 0 | 0
STOG | 0 | 0 | 0 | 0 | 0 | 0
STWD | 0 | 0 | 0 | 0 | 0 | 0
WT | 101.2 | 866.09 | 1829.67 | 603.04 | 0 | 0
IGCC | 0 | 0 | 0 | 0 | 0 | 0
DemandResponse | 0 | 0 | 0 | 0 | 0 | 0
IGCC-CCS | 0 | 0 | 0 | 0 | 0 | 0
WT_off | 0 | 0 | 0 | 0 | 0 | 0
PseudoUnit | 0 | 0 | 0 | 0 | 0 | 0
FixedInterchange | 0 | 0 | 0 | 0 | 0 | 0
New Build Capacity by Reporting Type: NWPP_Coal
ReportingType | 2015 | 2020 | 2025 | 2030 | 2035 | 2040
BM | 0 | 0 | 0 | 0 | 0 | 0
CC | 0 | 0 | 0 | 0 | 0 | 0
CSP | 0 | 0 | 0 | 0 | 0 | 0
CT | 0 | 0 | 0 | 0 | 0 | 0
Coal | 0 | 0 | 0 | 0 | 0 | 0
Geo | 0 | 0 | 0 | 0 | 0 | 0
H | 0 | 0 | 0 | 0 | 0 | 0
LFG | 0 | 0 | 0 | 0 | 0 | 0
Nuc | 0 | 0 | 0 | 0 | 0 | 0
PS | 0 | 0 | 0 | 0 | 0 | 0
PV | 0 | 0 | 0 | 0 | 0 | 0
PeakG | 0 | 0 | 0 | 0 | 0 | 0
PeakO | 0 | 0 | 0 | 0 | 0 | 0
ST | 0 | 0 | 0 | 0 | 0 | 0
STOG | 0 | 0 | 0 | 0 | 0 | 0
STWD | 0 | 0 | 0 | 0 | 0 | 0
WT | 0 | 0 | 0 | 0 | 0 | 0
IGCC | 0 | 0 | 0 | 0 | 0 | 0
DemandResponse | 0 | 0 | 0 | 0 | 0 | 0
IGCC-CCS | 0 | 0 | 0 | 0 | 0 | 0
WT_off | 0 | 0 | 0 | 0 | 0 | 0
PseudoUnit | 0 | 0 | 0 | 0 | 0 | 0
FixedInterchange | 0 | 0 | 0 | 0 | 0 | 0
New Build Capacity by Reporting Type: NWPP_Gas
ReportingType | 2015 | 2020 | 2025 | 2030 | 2035 | 2040
BM | 0 | 0 | 0 | 0 | 0 | 0
CC | 300 | 1319.57 | 0 | 0 | 0 | 0
CSP | 0 | 0 | 0 | 0 | 0 | 0
CT | 150 | 0 | 0 | 0 | 0 | 0
Coal | 0 | 0 | 0 | 0 | 0 | 0
Geo | 0 | 0 | 0 | 0 | 0 | 0
H | 0 | 0 | 0 | 0 | 0 | 0
LFG | 0 | 0 | 0 | 0 | 0 | 0
Nuc | 0 | 0 | 0 | 0 | 0 | 0
PS | 0 | 0 | 0 | 0 | 0 | 0
PV | 0 | 0 | 0 | 0 | 0 | 0
PeakG | 0 | 0 | 0 | 0 | 0 | 0
PeakO | 0 | 0 | 0 | 0 | 0 | 0
ST | 0 | 0 | 0 | 0 | 0 | 0
STOG | 0 | 0 | 0 | 0 | 0 | 0
STWD | 0 | 0 | 0 | 0 | 0 | 0
WT | 0 | 0 | 0 | 0 | 0 | 0
IGCC | 0 | 0 | 0 | 0 | 0 | 0
DemandResponse | 0 | 0 | 0 | 0 | 0 | 0
IGCC-CCS | 0 | 0 | 0 | 0 | 0 | 0
WT_off | 0 | 0 | 0 | 0 | 0 | 0
PseudoUnit | 0 | 0 | 0 | 0 | 0 | 0
FixedInterchange | 0 | 0 | 0 | 0 | 0 | 0
New Build Capacity by Reporting Type: NWPP_NucRenew
ReportingType | 2015 | 2020 | 2025 | 2030 | 2035 | 2040
BM | 32.55 | 0 | 0 | 0 | 0 | 0
CC | 0 | 0 | 0 | 0 | 0 | 0
CSP | 0 | 0 | 0 | 0 | 0 | 0
CT | 0 | 0 | 0 | 0 | 0 | 0
Coal | 0 | 0 | 0 | 0 | 0 | 0
Geo | 86 | 25 | 409 | 0 | 0 | 0
H | 0 | 0 | 0 | 0 | 0 | 0
LFG | 25.5 | 0 | 244.5 | 0 | 0 | 0
Nuc | 0 | 0 | 0 | 7157.08 | 0 | 285.57
PS | 0 | 0 | 0 | 0 | 0 | 0
PV | 0 | 0 | 0 | 0 | 0 | 0
PeakG | 0 | 0 | 0 | 0 | 0 | 0
PeakO | 0 | 0 | 0 | 0 | 0 | 0
ST | 0 | 0 | 0 | 0 | 0 | 0
STOG | 0 | 0 | 0 | 0 | 0 | 0
STWD | 0 | 0 | 0 | 0 | 0 | 0
WT | 977.3 | 0 | 0 | 0 | 0 | 0
IGCC | 0 | 0 | 0 | 0 | 0 | 0
DemandResponse | 0 | 0 | 0 | 0 | 0 | 0
IGCC-CCS | 0 | 0 | 0 | 0 | 0 | 0
WT_off | 0 | 0 | 0 | 0 | 0 | 0
PseudoUnit | 0 | 0 | 0 | 0 | 0 | 0
FixedInterchange | 0 | 0 | 0 | 0 | 0 | 0
New Build Capacity by Reporting Type: RMPA
ReportingType | 2015 | 2020 | 2025 | 2030 | 2035 | 2040
BM | 0 | 0 | 0 | 0 | 0 | 0
CC | 0 | 986.72 | 0 | 0 | 0 | 0
CSP | 0 | 0 | 0 | 0 | 0 | 0
CT | 152 | 0 | 0 | 0 | 0 | 0
Coal | 390 | 0 | 0 | 0 | 0 | 0
Geo | 0 | 0 | 2570 | 0 | 0 | 0
H | 0 | 0 | 0 | 0 | 0 | 0
LFG | 1.4 | 0 | 28.93 | 0 | 0 | 0
Nuc | 0 | 0 | 141.61 | 1630.96 | 139.02 | 360.76
PS | 0 | 0 | 0 | 0 | 0 | 0
PV | 1 | 0 | 0 | 0 | 0 | 0
PeakG | 0 | 0 | 0 | 0 | 0 | 0
PeakO | 0 | 0 | 0 | 0 | 0 | 0
ST | 3 | 340.85 | 4.59 | 4.69 | 0 | 0
STOG | 0 | 0 | 0 | 0 | 0 | 0
STWD | 0 | 0 | 0 | 0 | 0 | 0
WT | 765.4 | 3576.33 | 72.46 | 73.97 | 79.08 | 80.28
IGCC | 0 | 0 | 0 | 0 | 0 | 0
DemandResponse | 0 | 0 | 0 | 0 | 0 | 0
IGCC-CCS | 0 | 0 | 0 | 0 | 0 | 0
WT_off | 0 | 0 | 0 | 0 | 0 | 0
PseudoUnit | 0 | 0 | 0 | 0 | 0 | 0
FixedInterchange | 0 | 0 | 0 | 0 | 0 | 0
New Build Capacity by Reporting Type: SP15
ReportingType | 2015 | 2020 | 2025 | 2030 | 2035 | 2040
BM | 6 | 0 | 0 | 0 | 0 | 0
CC | 4291.08 | 0 | 0 | 0 | 0 | 0
CSP | 0 | 0 | 0 | 0 | 0 | 0
CT | 0 | 0 | 0 | 0 | 0 | 0
Coal | 0 | 0 | 0 | 0 | 0 | 0
Geo | 50 | 1450 | 0 | 0 | 0 | 0
H | 0 | 0 | 0 | 0 | 0 | 0
LFG | 9.2 | 555.8 | 0 | 0 | 0 | 0
Nuc | 0 | 0 | 0 | 0 | 0 | 0
PS | 0 | 0 | 0 | 0 | 0 | 0
PV | 3.8 | 0 | 0 | 0 | 0 | 0
PeakG | 0 | 0 | 0 | 0 | 0 | 0
PeakO | 0 | 0 | 0 | 0 | 0 | 0
ST | 448 | 0 | 0 | 0 | 0 | 0
STOG | 0 | 0 | 0 | 0 | 0 | 0
STWD | 0 | 0 | 0 | 0 | 0 | 0
WT | 735 | 0 | 0 | 14165 | 0 | 0
IGCC | 0 | 0 | 0 | 0 | 0 | 0
DemandResponse | 0 | 0 | 0 | 0 | 0 | 0
IGCC-CCS | 0 | 0 | 0 | 0 | 0 | 0
WT_off | 0 | 0 | 0 | 0 | 0 | 0
PseudoUnit | 0 | 0 | 0 | 0 | 0 | 0
FixedInterchange | 0 | 0 | 0 | 0 | 0 | 0
New Build Capacity by Reporting Type: ALB
ReportingType | 2015 | 2020 | 2025 | 2030 | 2035 | 2040
BM | 0 | 0 | 0 | 0 | 0 | 0
CC | 140.31 | 0 | 0 | 0 | 0 | 0
CSP | 0 | 0 | 0 | 0 | 0 | 0
CT | 201.5 | 0 | 0 | 0 | 0 | 0
Coal | 495 | 0 | 0 | 0 | 0 | 0
Geo | 0 | 0 | 0 | 0 | 0 | 0
H | 0 | 0 | 0 | 0 | 0 | 0
LFG | 0 | 0 | 0 | 0 | 0 | 0
Nuc | 0 | 0 | 0 | 8188.4 | 416.16 | 268.5
PS | 0 | 0 | 0 | 0 | 0 | 0
PV | 0 | 0 | 0 | 0 | 0 | 0
PeakG | 0 | 0 | 0 | 0 | 0 | 0
PeakO | 0 | 0 | 0 | 0 | 0 | 0
ST | 0 | 0 | 0 | 0 | 0 | 0
STOG | 0 | 0 | 0 | 0 | 0 | 0
STWD | 0 | 0 | 0 | 0 | 0 | 0
WT | 9 | 0 | 0 | 0 | 0 | 0
IGCC | 0 | 0 | 0 | 0 | 0 | 0
DemandResponse | 0 | 0 | 0 | 0 | 0 | 0
IGCC-CCS | 0 | 0 | 0 | 0 | 0 | 0
WT_off | 0 | 0 | 0 | 0 | 0 | 0
PseudoUnit | 0 | 0 | 0 | 0 | 0 | 0
FixedInterchange | 0 | 0 | 0 | 0 | 0 | 0
New Build Capacity by Reporting Type: BC
ReportingType | 2015 | 2020 | 2025 | 2030 | 2035 | 2040
BM | 0 | 0 | 0 | 0 | 0 | 0
CC | 762.87 | 0 | 0 | 0 | 0 | 0
CSP | 0 | 0 | 0 | 0 | 0 | 0
CT | 0 | 0 | 0 | 0 | 0 | 0
Coal | 0 | 0 | 0 | 0 | 0 | 0
Geo | 0 | 0 | 0 | 0 | 0 | 0
H | 0 | 0 | 0 | 0 | 0 | 0
LFG | 0 | 0 | 0 | 0 | 0 | 0
Nuc | 0 | 0 | 0 | 0 | 344.4 | 0
PS | 0 | 0 | 0 | 0 | 0 | 0
PV | 0 | 0 | 0 | 0 | 0 | 0
PeakG | 0 | 0 | 0 | 0 | 0 | 0
PeakO | 0 | 0 | 0 | 0 | 0 | 0
ST | 0 | 0 | 0 | 0 | 0 | 0
STOG | 0 | 0 | 0 | 0 | 0 | 0
STWD | 0 | 0 | 0 | 0 | 0 | 0
WT | 144 | 0 | 0 | 0 | 0 | 0
IGCC | 0 | 0 | 0 | 0 | 0 | 0
DemandResponse | 0 | 0 | 0 | 0 | 0 | 0
IGCC-CCS | 0 | 0 | 0 | 0 | 0 | 0
WT_off | 0 | 0 | 0 | 0 | 0 | 0
PseudoUnit | 0 | 0 | 0 | 0 | 0 | 0
FixedInterchange | 0 | 0 | 0 | 0 | 0 | 0
New Build Capacity by Reporting Type: HQ_IESO
ReportingType | 2015 | 2020 | 2025 | 2030 | 2035 | 2040
BM | 0 | 0 | 0 | 0 | 0 | 0
CC | 0 | 0 | 0 | 0 | 0 | 0
CSP | 0 | 0 | 0 | 0 | 0 | 0
CT | 0 | 0 | 0 | 0 | 0 | 0
Coal | 0 | 0 | 0 | 0 | 0 | 0
Geo | 0 | 0 | 0 | 0 | 0 | 0
H | 0 | 0 | 0 | 0 | 0 | 0
LFG | 0 | 0 | 0 | 0 | 0 | 0
Nuc | 0 | 0 | 0 | 0 | 0 | 0
PS | 0 | 0 | 0 | 0 | 0 | 0
PV | 0 | 0 | 0 | 0 | 0 | 0
PeakG | 0 | 0 | 0 | 0 | 0 | 0
PeakO | 0 | 0 | 0 | 0 | 0 | 0
ST | 0 | 0 | 0 | 0 | 0 | 0
STOG | 0 | 0 | 0 | 0 | 0 | 0
STWD | 0 | 0 | 0 | 0 | 0 | 0
WT | 0 | 0 | 0 | 0 | 0 | 0
IGCC | 0 | 0 | 0 | 0 | 0 | 0
DemandResponse | 0 | 0 | 0 | 0 | 0 | 0
IGCC-CCS | 0 | 0 | 0 | 0 | 0 | 0
WT_off | 0 | 0 | 0 | 0 | 0 | 0
PseudoUnit | 0 | 0 | 0 | 1393.67 | 454.33 | 0
FixedInterchange | 0 | 0 | 0 | 0 | 0 | 0
New Build Capacity by Reporting Type: HQ_NEISO
ReportingType | 2015 | 2020 | 2025 | 2030 | 2035 | 2040
BM | 0 | 0 | 0 | 0 | 0 | 0
CC | 0 | 0 | 0 | 0 | 0 | 0
CSP | 0 | 0 | 0 | 0 | 0 | 0
CT | 0 | 0 | 0 | 0 | 0 | 0
Coal | 0 | 0 | 0 | 0 | 0 | 0
Geo | 0 | 0 | 0 | 0 | 0 | 0
H | 0 | 0 | 0 | 0 | 0 | 0
LFG | 0 | 0 | 0 | 0 | 0 | 0
Nuc | 0 | 0 | 0 | 0 | 0 | 0
PS | 0 | 0 | 0 | 0 | 0 | 0
PV | 0 | 0 | 0 | 0 | 0 | 0
PeakG | 0 | 0 | 0 | 0 | 0 | 0
PeakO | 0 | 0 | 0 | 0 | 0 | 0
ST | 0 | 0 | 0 | 0 | 0 | 0
STOG | 0 | 0 | 0 | 0 | 0 | 0
STWD | 0 | 0 | 0 | 0 | 0 | 0
WT | 0 | 0 | 0 | 0 | 0 | 0
IGCC | 0 | 0 | 0 | 0 | 0 | 0
DemandResponse | 0 | 0 | 0 | 0 | 0 | 0
IGCC-CCS | 0 | 0 | 0 | 0 | 0 | 0
WT_off | 0 | 0 | 0 | 0 | 0 | 0
PseudoUnit | 0 | 0 | 0 | 586.66 | 525.24 | 0
FixedInterchange | 0 | 0 | 0 | 0 | 0 | 0
New Build Capacity by Reporting Type: HQ_NY
ReportingType | 2015 | 2020 | 2025 | 2030 | 2035 | 2040
BM | 0 | 0 | 0 | 0 | 0 | 0
CC | 0 | 0 | 0 | 0 | 0 | 0
CSP | 0 | 0 | 0 | 0 | 0 | 0
CT | 0 | 0 | 0 | 0 | 0 | 0
Coal | 0 | 0 | 0 | 0 | 0 | 0
Geo | 0 | 0 | 0 | 0 | 0 | 0
H | 0 | 0 | 0 | 0 | 0 | 0
LFG | 0 | 0 | 0 | 0 | 0 | 0
Nuc | 0 | 0 | 0 | 0 | 0 | 0
PS | 0 | 0 | 0 | 0 | 0 | 0
PV | 0 | 0 | 0 | 0 | 0 | 0
PeakG | 0 | 0 | 0 | 0 | 0 | 0
PeakO | 0 | 0 | 0 | 0 | 0 | 0
ST | 0 | 0 | 0 | 0 | 0 | 0
STOG | 0 | 0 | 0 | 0 | 0 | 0
STWD | 0 | 0 | 0 | 0 | 0 | 0
WT | 0 | 0 | 0 | 0 | 0 | 0
IGCC | 0 | 0 | 0 | 0 | 0 | 0
DemandResponse | 0 | 0 | 0 | 0 | 0 | 0
IGCC-CCS | 0 | 0 | 0 | 0 | 0 | 0
WT_off | 0 | 0 | 0 | 0 | 0 | 0
PseudoUnit | 0 | 0 | 1865.61 | 467.44 | 0 | 0
FixedInterchange | 0 | 0 | 0 | 0 | 0 | 0
New Build Capacity by Reporting Type: MARITIMES
ReportingType | 2015 | 2020 | 2025 | 2030 | 2035 | 2040
BM | 0 | 0 | 0 | 0 | 0 | 0
CC | 0 | 0 | 0 | 0 | 0 | 0
CSP | 0 | 0 | 0 | 0 | 0 | 0
CT | 0 | 0 | 0 | 0 | 0 | 0
Coal | 0 | 0 | 0 | 0 | 0 | 0
Geo | 0 | 0 | 0 | 0 | 0 | 0
H | 0 | 0 | 0 | 0 | 0 | 0
LFG | 0 | 0 | 0 | 0 | 0 | 0
Nuc | 0 | 0 | 0 | 0 | 0 | 0
PS | 0 | 0 | 0 | 0 | 0 | 0
PV | 0 | 0 | 0 | 0 | 0 | 0
PeakG | 0 | 0 | 0 | 0 | 0 | 0
PeakO | 0 | 0 | 0 | 0 | 0 | 0
ST | 0 | 0 | 0 | 0 | 0 | 0
STOG | 0 | 0 | 0 | 0 | 0 | 0
STWD | 0 | 0 | 0 | 0 | 0 | 0
WT | 0 | 0 | 0 | 0 | 0 | 0
IGCC | 0 | 0 | 0 | 0 | 0 | 0
DemandResponse | 0 | 0 | 0 | 0 | 0 | 0
IGCC-CCS | 0 | 0 | 0 | 0 | 0 | 0
WT_off | 0 | 0 | 0 | 0 | 0 | 0
PseudoUnit | 0 | 0 | 0 | 407.55 | 92.45 | 0
FixedInterchange | 0 | 0 | 0 | 0 | 0 | 0
New Build Capacity by Reporting Type: All
ReportingType | 2015 | 2020 | 2025 | 2030 | 2035 | 2040
BM | 1251 | 9.31 | 432.87 | 0 | 0 | 0
CC | 108296.96 | 25815.52 | 0 | 0 | 5311.76 | 5324.54
CSP | 0 | 0 | 0 | 0 | 0 | 0
CT | 6393.79 | 300 | 0 | 0 | 0 | 0
Coal | 10763.64 | 0 | 0 | 0 | 0 | 0
Geo | 136 | 2075 | 4429 | 0 | 0 | 0
H | 0 | 1199 | 3199 | 1250.78 | 777.75 | 3
LFG | 192 | 1953 | 2210 | 724 | 0 | 0
Nuc | 2740.56 | 4530 | 1404.59 | 48595.52 | 17814.74 | 30577.19
PS | 0 | 0 | 0 | 0 | 0 | 0
PV | 1246 | 1957.91 | 845.14 | 81.35 | 0 | 0
PeakG | 0 | 0 | 0 | 0 | 0 | 0
PeakO | 0 | 0 | 0 | 0 | 0 | 0
ST | 760 | 724.32 | 205.65 | 18.33 | 0 | 0
STOG | 0 | 0 | 0 | 0 | 0 | 0
STWD | 0 | 0 | 0 | 0 | 0 | 0
WT | 25342 | 125595.74 | 99991.81 | 45051.83 | 3654.5 | 268.65
IGCC | 618 | 0 | 0 | 0 | 0 | 0
DemandResponse | 0 | 0 | 0 | 0 | 0 | 0
IGCC-CCS | 0 | 0 | 0 | 0 | 0 | 0
WT_off | 469 | 0 | 1100 | 0 | 0 | 0
PseudoUnit | 0 | 0 | 1865.61 | 2855.31 | 1072.02 | 0
FixedInterchange | 0 | 0 | 0 | 0 | 0 | 0
New Build Capacity by Reporting Type: EI_US
ReportingType | 2015 | 2020 | 2025 | 2030 | 2035 | 2040
BM | 741.12 | 9.31 | 432.87 | 0 | 0 | 0
CC | 82643.77 | 23509.23 | 0 | 0 | 5311.76 | 5324.54
CSP | 0 | 0 | 0 | 0 | 0 | 0
CT | 4323.69 | 300 | 0 | 0 | 0 | 0
Coal | 7858.64 | 0 | 0 | 0 | 0 | 0
Geo | 0 | 0 | 0 | 0 | 0 | 0
H | 0 | 504 | 1704 | 27 | 0 | 3
LFG | 141.4 | 1018.77 | 1335.33 | 723.5 | 0 | 0
Nuc | 2740.56 | 4530 | 1262.98 | 27964.25 | 11296.84 | 21581.15
PS | 0 | 0 | 0 | 0 | 0 | 0
PV | 57.74 | 1957.91 | 845.14 | 81.35 | 0 | 0
PeakG | 0 | 0 | 0 | 0 | 0 | 0
PeakO | 0 | 0 | 0 | 0 | 0 | 0
ST | 0 | 0 | 0 | 0 | 0 | 0
STOG | 0 | 0 | 0 | 0 | 0 | 0
STWD | 0 | 0 | 0 | 0 | 0 | 0
WT | 19786.6 | 105767.14 | 84798.81 | 30031.34 | 3399.65 | 0
IGCC | 618 | 0 | 0 | 0 | 0 | 0
DemandResponse | 0 | 0 | 0 | 0 | 0 | 0
IGCC-CCS | 0 | 0 | 0 | 0 | 0 | 0
WT_off | 469 | 0 | 1100 | 0 | 0 | 0
PseudoUnit | 0 | 0 | 1865.61 | 1461.64 | 617.69 | 0
FixedInterchange | 0 | 0 | 0 | 0 | 0 | 0
New Build Capacity by Reporting Type: EI_Canada
ReportingType | 2015 | 2020 | 2025 | 2030 | 2035 | 2040
BM | 326.33 | 0 | 0 | 0 | 0 | 0
CC | 1528.05 | 0 | 0 | 0 | 0 | 0
CSP | 0 | 0 | 0 | 0 | 0 | 0
CT | 368 | 0 | 0 | 0 | 0 | 0
Coal | 0 | 0 | 0 | 0 | 0 | 0
Geo | 0 | 0 | 0 | 0 | 0 | 0
H | 0 | 695 | 1495 | 1223.78 | 777.75 | 0
LFG | 14.5 | 0 | 0 | 0.5 | 0 | 0
Nuc | 0 | 0 | 0 | 0 | 0 | 0
PS | 0 | 0 | 0 | 0 | 0 | 0
PV | 1067.26 | 0 | 0 | 0 | 0 | 0
PeakG | 0 | 0 | 0 | 0 | 0 | 0
PeakO | 0 | 0 | 0 | 0 | 0 | 0
ST | 0 | 0 | 0 | 0 | 0 | 0
STOG | 0 | 0 | 0 | 0 | 0 | 0
STWD | 0 | 0 | 0 | 0 | 0 | 0
WT | 2408.3 | 0 | 0 | 0 | 0 | 0
IGCC | 0 | 0 | 0 | 0 | 0 | 0
DemandResponse | 0 | 0 | 0 | 0 | 0 | 0
IGCC-CCS | 0 | 0 | 0 | 0 | 0 | 0
WT_off | 0 | 0 | 0 | 0 | 0 | 0
PseudoUnit | 0 | 0 | 0 | 1393.67 | 454.33 | 0
FixedInterchange | 0 | 0 | 0 | 0 | 0 | 0
New Build Capacity by Reporting Type: EI
ReportingType | 2015 | 2020 | 2025 | 2030 | 2035 | 2040
BM | 1067.45 | 9.31 | 432.87 | 0 | 0 | 0
CC | 84171.81 | 23509.23 | 0 | 0 | 5311.76 | 5324.54
CSP | 0 | 0 | 0 | 0 | 0 | 0
CT | 4691.69 | 300 | 0 | 0 | 0 | 0
Coal | 7858.64 | 0 | 0 | 0 | 0 | 0
Geo | 0 | 0 | 0 | 0 | 0 | 0
H | 0 | 1199 | 3199 | 1250.78 | 777.75 | 3
LFG | 155.9 | 1018.77 | 1335.33 | 724 | 0 | 0
Nuc | 2740.56 | 4530 | 1262.98 | 27964.25 | 11296.84 | 21581.15
PS | 0 | 0 | 0 | 0 | 0 | 0
PV | 1125 | 1957.91 | 845.14 | 81.35 | 0 | 0
PeakG | 0 | 0 | 0 | 0 | 0 | 0
PeakO | 0 | 0 | 0 | 0 | 0 | 0
ST | 0 | 0 | 0 | 0 | 0 | 0
STOG | 0 | 0 | 0 | 0 | 0 | 0
STWD | 0 | 0 | 0 | 0 | 0 | 0
WT | 22194.9 | 105767.14 | 84798.81 | 30031.34 | 3399.65 | 0
IGCC | 618 | 0 | 0 | 0 | 0 | 0
DemandResponse | 0 | 0 | 0 | 0 | 0 | 0
IGCC-CCS | 0 | 0 | 0 | 0 | 0 | 0
WT_off | 469 | 0 | 1100 | 0 | 0 | 0
PseudoUnit | 0 | 0 | 1865.61 | 2855.31 | 1072.02 | 0
FixedInterchange | 0 | 0 | 0 | 0 | 0 | 0
New Build Capacity by Reporting Type: Outside_EI
ReportingType | 2015 | 2020 | 2025 | 2030 | 2035 | 2040
BM | 183.55 | 0 | 0 | 0 | 0 | 0
CC | 24125.15 | 2306.28 | 0 | 0 | 0 | 0
CSP | 0 | 0 | 0 | 0 | 0 | 0
CT | 1702.1 | 0 | 0 | 0 | 0 | 0
Coal | 2905 | 0 | 0 | 0 | 0 | 0
Geo | 136 | 2075 | 4429 | 0 | 0 | 0
H | 0 | 0 | 0 | 0 | 0 | 0
LFG | 36.1 | 934.23 | 874.67 | 0 | 0 | 0
Nuc | 0 | 0 | 141.61 | 20631.27 | 6517.91 | 8996.04
PS | 0 | 0 | 0 | 0 | 0 | 0
PV | 121 | 0 | 0 | 0 | 0 | 0
PeakG | 0 | 0 | 0 | 0 | 0 | 0
PeakO | 0 | 0 | 0 | 0 | 0 | 0
ST | 760 | 724.32 | 205.65 | 18.33 | 0 | 0
STOG | 0 | 0 | 0 | 0 | 0 | 0
STWD | 0 | 0 | 0 | 0 | 0 | 0
WT | 3147.1 | 19828.6 | 15193 | 15020.48 | 254.86 | 268.65
IGCC | 0 | 0 | 0 | 0 | 0 | 0
DemandResponse | 0 | 0 | 0 | 0 | 0 | 0
IGCC-CCS | 0 | 0 | 0 | 0 | 0 | 0
WT_off | 0 | 0 | 0 | 0 | 0 | 0
PseudoUnit | 0 | 0 | 0 | 0 | 0 | 0
FixedInterchange | 0 | 0 | 0 | 0 | 0 | 0
#2 | Cumulative New Build Capacity (MW)
Cumulative New Build Capacity by Reporting Type: Entergy
ReportingType | 2015 | 2020 | 2025 | 2030 | 2035 | 2040
BM | 0 | 0 | 0 | 0 | 0 | 0
CC | 331.55 | 2734.13 | 2734.13 | 2734.13 | 2734.13 | 2734.13
CSP | 0 | 0 | 0 | 0 | 0 | 0
CT | 0 | 0 | 0 | 0 | 0 | 0
Coal | 720 | 720 | 720 | 720 | 720 | 720
Geo | 0 | 0 | 0 | 0 | 0 | 0
H | 0 | 0 | 0 | 0 | 0 | 0
LFG | 0 | 0 | 107.4 | 107.4 | 107.4 | 107.4
Nuc | 170 | 170 | 170 | 170 | 170 | 193.76
PS | 0 | 0 | 0 | 0 | 0 | 0
PV | 0.29 | 58.37 | 84.95 | 84.95 | 84.95 | 84.95
PeakG | 0 | 0 | 0 | 0 | 0 | 0
PeakO | 0 | 0 | 0 | 0 | 0 | 0
ST | 0 | 0 | 0 | 0 | 0 | 0
STOG | 0 | 0 | 0 | 0 | 0 | 0
STWD | 0 | 0 | 0 | 0 | 0 | 0
WT | 0 | 0 | 0 | 100 | 100 | 100
IGCC | 0 | 0 | 0 | 0 | 0 | 0
DemandResponse | 0 | 0 | 0 | 0 | 0 | 0
IGCC-CCS | 0 | 0 | 0 | 0 | 0 | 0
WT_off | 0 | 0 | 0 | 0 | 0 | 0
PseudoUnit | 0 | 0 | 0 | 0 | 0 | 0
FixedInterchange | 0 | 0 | 0 | 0 | 0 | 0
Cumulative New Build Capacity by Reporting Type: FRCC
ReportingType | 2015 | 2020 | 2025 | 2030 | 2035 | 2040
BM | 0 | 0 | 0 | 0 | 0 | 0
CC | 10634.57 | 10634.57 | 10634.57 | 10634.57 | 10634.57 | 10634.57
CSP | 0 | 0 | 0 | 0 | 0 | 0
CT | 2480 | 2480 | 2480 | 2480 | 2480 | 2480
Coal | 0 | 0 | 0 | 0 | 0 | 0
Geo | 0 | 0 | 0 | 0 | 0 | 0
H | 0 | 0 | 0 | 0 | 0 | 0
LFG | 0 | 0 | 198 | 198 | 198 | 198
Nuc | 229.33 | 229.33 | 1492.31 | 17301.08 | 20085.13 | 24602.18
PS | 0 | 0 | 0 | 0 | 0 | 0
PV | 0 | 0 | 0 | 0 | 0 | 0
PeakG | 0 | 0 | 0 | 0 | 0 | 0
PeakO | 0 | 0 | 0 | 0 | 0 | 0
ST | 0 | 0 | 0 | 0 | 0 | 0
STOG | 0 | 0 | 0 | 0 | 0 | 0
STWD | 0 | 0 | 0 | 0 | 0 | 0
WT | 0 | 0 | 0 | 0 | 0 | 0
IGCC | 0 | 0 | 0 | 0 | 0 | 0
DemandResponse | 0 | 0 | 0 | 0 | 0 | 0
IGCC-CCS | 0 | 0 | 0 | 0 | 0 | 0
WT_off | 0 | 0 | 0 | 0 | 0 | 0
PseudoUnit | 0 | 0 | 0 | 0 | 0 | 0
FixedInterchange | 0 | 0 | 0 | 0 | 0 | 0
Cumulative New Build Capacity by Reporting Type: MAPP_US
ReportingType | 2015 | 2020 | 2025 | 2030 | 2035 | 2040
BM | 0 | 0 | 0 | 0 | 0 | 0
CC | 0 | 0 | 0 | 0 | 0 | 0
CSP | 0 | 0 | 0 | 0 | 0 | 0
CT | 308.3 | 308.3 | 308.3 | 308.3 | 308.3 | 308.3
Coal | 0 | 0 | 0 | 0 | 0 | 0
Geo | 0 | 0 | 0 | 0 | 0 | 0
H | 0 | 0 | 0 | 0 | 0 | 0
LFG | 0 | 0 | 0 | 71.67 | 71.67 | 71.67
Nuc | 0 | 0 | 0 | 0 | 0 | 0
PS | 0 | 0 | 0 | 0 | 0 | 0
PV | 0 | 0 | 0 | 0 | 0 | 0
PeakG | 0 | 0 | 0 | 0 | 0 | 0
PeakO | 0 | 0 | 0 | 0 | 0 | 0
ST | 0 | 0 | 0 | 0 | 0 | 0
STOG | 0 | 0 | 0 | 0 | 0 | 0
STWD | 0 | 0 | 0 | 0 | 0 | 0
WT | 421.3 | 7690.86 | 8596.63 | 8596.63 | 8596.63 | 8596.63
IGCC | 0 | 0 | 0 | 0 | 0 | 0
DemandResponse | 0 | 0 | 0 | 0 | 0 | 0
IGCC-CCS | 0 | 0 | 0 | 0 | 0 | 0
WT_off | 0 | 0 | 0 | 0 | 0 | 0
PseudoUnit | 0 | 0 | 0 | 0 | 0 | 0
FixedInterchange | 0 | 0 | 0 | 0 | 0 | 0
Cumulative New Build Capacity by Reporting Type: MISO_IN
ReportingType | 2015 | 2020 | 2025 | 2030 | 2035 | 2040
BM | 0 | 0 | 0 | 0 | 0 | 0
CC | 2097.98 | 8218.57 | 8218.57 | 8218.57 | 8218.57 | 8218.57
CSP | 0 | 0 | 0 | 0 | 0 | 0
CT | 0 | 0 | 0 | 0 | 0 | 0
Coal | 0 | 0 | 0 | 0 | 0 | 0
Geo | 0 | 0 | 0 | 0 | 0 | 0
H | 0 | 0 | 0 | 0 | 0 | 0
LFG | 0 | 0 | 80.12 | 80.12 | 80.12 | 80.12
Nuc | 0 | 0 | 0 | 0 | 0 | 0
PS | 0 | 0 | 0 | 0 | 0 | 0
PV | 0 | 217.17 | 335.74 | 335.74 | 335.74 | 335.74
PeakG | 0 | 0 | 0 | 0 | 0 | 0
PeakO | 0 | 0 | 0 | 0 | 0 | 0
ST | 0 | 0 | 0 | 0 | 0 | 0
STOG | 0 | 0 | 0 | 0 | 0 | 0
STWD | 0 | 0 | 0 | 0 | 0 | 0
WT | 0 | 148.19 | 1864.59 | 10832.65 | 10832.65 | 10832.65
IGCC | 618 | 618 | 618 | 618 | 618 | 618
DemandResponse | 0 | 0 | 0 | 0 | 0 | 0
IGCC-CCS | 0 | 0 | 0 | 0 | 0 | 0
WT_off | 0 | 0 | 0 | 0 | 0 | 0
PseudoUnit | 0 | 0 | 0 | 0 | 0 | 0
FixedInterchange | 0 | 0 | 0 | 0 | 0 | 0
Cumulative New Build Capacity by Reporting Type: MISO_MI
ReportingType | 2015 | 2020 | 2025 | 2030 | 2035 | 2040
BM | 0 | 0 | 0 | 0 | 0 | 0
CC | 2357.24 | 5172.23 | 5172.23 | 5172.23 | 5172.23 | 5172.23
CSP | 0 | 0 | 0 | 0 | 0 | 0
CT | 0 | 0 | 0 | 0 | 0 | 0
Coal | 0 | 0 | 0 | 0 | 0 | 0
Geo | 0 | 0 | 0 | 0 | 0 | 0
H | 0 | 0 | 0 | 0 | 0 | 0
LFG | 0 | 0 | 160.25 | 160.25 | 160.25 | 160.25
Nuc | 0 | 0 | 0 | 0 | 0 | 0
PS | 0 | 0 | 0 | 0 | 0 | 0
PV | 0 | 0 | 0 | 0 | 0 | 0
PeakG | 0 | 0 | 0 | 0 | 0 | 0
PeakO | 0 | 0 | 0 | 0 | 0 | 0
ST | 0 | 0 | 0 | 0 | 0 | 0
STOG | 0 | 0 | 0 | 0 | 0 | 0
STWD | 0 | 0 | 0 | 0 | 0 | 0
WT | 2000 | 2215.2 | 3308.19 | 9027.15 | 9027.15 | 9027.15
IGCC | 0 | 0 | 0 | 0 | 0 | 0
DemandResponse | 0 | 0 | 0 | 0 | 0 | 0
IGCC-CCS | 0 | 0 | 0 | 0 | 0 | 0
WT_off | 0 | 0 | 0 | 0 | 0 | 0
PseudoUnit | 0 | 0 | 0 | 0 | 0 | 0
FixedInterchange | 0 | 0 | 0 | 0 | 0 | 0
Cumulative New Build Capacity by Reporting Type: MISO_MO-IL
ReportingType | 2015 | 2020 | 2025 | 2030 | 2035 | 2040
BM | 0 | 0 | 0 | 0 | 0 | 0
CC | 1562.21 | 4531.28 | 4531.28 | 4531.28 | 4531.28 | 4531.28
CSP | 0 | 0 | 0 | 0 | 0 | 0
CT | 0 | 0 | 0 | 0 | 0 | 0
Coal | 1790 | 1790 | 1790 | 1790 | 1790 | 1790
Geo | 0 | 0 | 0 | 0 | 0 | 0
H | 0 | 0 | 280 | 280 | 280 | 280
LFG | 0 | 0 | 151.23 | 223.33 | 223.33 | 223.33
Nuc | 0 | 0 | 0 | 0 | 0 | 0
PS | 0 | 0 | 0 | 0 | 0 | 0
PV | 0 | 0 | 0 | 0 | 0 | 0
PeakG | 0 | 0 | 0 | 0 | 0 | 0
PeakO | 0 | 0 | 0 | 0 | 0 | 0
ST | 0 | 0 | 0 | 0 | 0 | 0
STOG | 0 | 0 | 0 | 0 | 0 | 0
STWD | 0 | 0 | 0 | 0 | 0 | 0
WT | 300 | 474 | 5900 | 13429.77 | 13429.77 | 13429.77
IGCC | 0 | 0 | 0 | 0 | 0 | 0
DemandResponse | 0 | 0 | 0 | 0 | 0 | 0
IGCC-CCS | 0 | 0 | 0 | 0 | 0 | 0
WT_off | 0 | 0 | 0 | 0 | 0 | 0
PseudoUnit | 0 | 0 | 0 | 0 | 0 | 0
FixedInterchange | 0 | 0 | 0 | 0 | 0 | 0
Cumulative New Build Capacity by Reporting Type: MISO_W
ReportingType | 2015 | 2020 | 2025 | 2030 | 2035 | 2040
BM | 0 | 0 | 0 | 0 | 0 | 0
CC | 1385.21 | 3511.47 | 3511.47 | 3511.47 | 3511.47 | 3511.47
CSP | 0 | 0 | 0 | 0 | 0 | 0
CT | 0 | 0 | 0 | 0 | 0 | 0
Coal | 0 | 0 | 0 | 0 | 0 | 0
Geo | 0 | 0 | 0 | 0 | 0 | 0
H | 0 | 0 | 0 | 0 | 0 | 0
LFG | 0 | 0 | 0 | 71.67 | 71.67 | 71.67
Nuc | 94.33 | 94.33 | 94.33 | 94.33 | 94.33 | 94.33
PS | 0 | 0 | 0 | 0 | 0 | 0
PV | 0 | 0 | 0 | 0 | 0 | 0
PeakG | 0 | 0 | 0 | 0 | 0 | 0
PeakO | 0 | 0 | 0 | 0 | 0 | 0
ST | 0 | 0 | 0 | 0 | 0 | 0
STOG | 0 | 0 | 0 | 0 | 0 | 0
STWD | 0 | 0 | 0 | 0 | 0 | 0
WT | 2800.5 | 2800.5 | 67512.17 | 67512.17 | 68578.94 | 68578.94
IGCC | 0 | 0 | 0 | 0 | 0 | 0
DemandResponse | 0 | 0 | 0 | 0 | 0 | 0
IGCC-CCS | 0 | 0 | 0 | 0 | 0 | 0
WT_off | 0 | 0 | 0 | 0 | 0 | 0
PseudoUnit | 0 | 0 | 0 | 0 | 0 | 0
FixedInterchange | 0 | 0 | 0 | 0 | 0 | 0
Cumulative New Build Capacity by Reporting Type: MISO_WUMS
ReportingType | 2015 | 2020 | 2025 | 2030 | 2035 | 2040
BM | 0 | 0 | 0 | 0 | 0 | 0
CC | 3726.7 | 3726.7 | 3726.7 | 3726.7 | 3726.7 | 3726.7
CSP | 0 | 0 | 0 | 0 | 0 | 0
CT | 0 | 0 | 0 | 0 | 0 | 0
Coal | 615 | 615 | 615 | 615 | 615 | 615
Geo | 0 | 0 | 0 | 0 | 0 | 0
H | 0 | 1 | 1 | 1 | 1 | 1
LFG | 0 | 0 | 223.33 | 223.33 | 223.33 | 223.33
Nuc | 235 | 235 | 235 | 235 | 235 | 235
PS | 0 | 0 | 0 | 0 | 0 | 0
PV | 0 | 0 | 0 | 0 | 0 | 0
PeakG | 0 | 0 | 0 | 0 | 0 | 0
PeakO | 0 | 0 | 0 | 0 | 0 | 0
ST | 0 | 0 | 0 | 0 | 0 | 0
STOG | 0 | 0 | 0 | 0 | 0 | 0
STWD | 0 | 0 | 0 | 0 | 0 | 0
WT | 968.9 | 993.56 | 1559.15 | 3051.35 | 3051.35 | 3051.35
IGCC | 0 | 0 | 0 | 0 | 0 | 0
DemandResponse | 0 | 0 | 0 | 0 | 0 | 0
IGCC-CCS | 0 | 0 | 0 | 0 | 0 | 0
WT_off | 0 | 0 | 0 | 0 | 0 | 0
PseudoUnit | 0 | 0 | 0 | 0 | 0 | 0
FixedInterchange | 0 | 0 | 0 | 0 | 0 | 0
Cumulative New Build Capacity by Reporting Type: Nebraska
ReportingType | 2015 | 2020 | 2025 | 2030 | 2035 | 2040
BM | 0 | 0 | 0 | 0 | 0 | 0
CC | 0 | 0 | 0 | 0 | 0 | 0
CSP | 0 | 0 | 0 | 0 | 0 | 0
CT | 0 | 0 | 0 | 0 | 0 | 0
Coal | 232.1 | 232.1 | 232.1 | 232.1 | 232.1 | 232.1
Geo | 0 | 0 | 0 | 0 | 0 | 0
H | 0 | 0 | 0 | 0 | 0 | 0
LFG | 0 | 0 | 0 | 71.67 | 71.67 | 71.67
Nuc | 0 | 0 | 0 | 0 | 0 | 0
PS | 0 | 0 | 0 | 0 | 0 | 0
PV | 0 | 0 | 0 | 0 | 0 | 0
PeakG | 0 | 0 | 0 | 0 | 0 | 0
PeakO | 0 | 0 | 0 | 0 | 0 | 0
ST | 0 | 0 | 0 | 0 | 0 | 0
STOG | 0 | 0 | 0 | 0 | 0 | 0
STWD | 0 | 0 | 0 | 0 | 0 | 0
WT | 202 | 15104.3 | 15579.68 | 15579.68 | 17844.28 | 17844.28
IGCC | 0 | 0 | 0 | 0 | 0 | 0
DemandResponse | 0 | 0 | 0 | 0 | 0 | 0
IGCC-CCS | 0 | 0 | 0 | 0 | 0 | 0
WT_off | 0 | 0 | 0 | 0 | 0 | 0
PseudoUnit | 0 | 0 | 0 | 0 | 0 | 0
FixedInterchange | 0 | 0 | 0 | 0 | 0 | 0
Cumulative New Build Capacity by Reporting Type: NEISO
ReportingType | 2015 | 2020 | 2025 | 2030 | 2035 | 2040
BM | 252.2 | 252.2 | 252.2 | 252.2 | 252.2 | 252.2
CC | 2049.5 | 2049.5 | 2049.5 | 2049.5 | 2049.5 | 2049.5
CSP | 0 | 0 | 0 | 0 | 0 | 0
CT | 334 | 334 | 334 | 334 | 334 | 334
Coal | 0 | 0 | 0 | 0 | 0 | 0
Geo | 0 | 0 | 0 | 0 | 0 | 0
H | 0 | 0 | 0 | 0 | 0 | 3
LFG | 49.26 | 49.26 | 49.26 | 119 | 119 | 119
Nuc | 0 | 0 | 0 | 0 | 0 | 0
PS | 0 | 0 | 0 | 0 | 0 | 0
PV | 0 | 263.62 | 263.62 | 263.62 | 263.62 | 263.62
PeakG | 0 | 0 | 0 | 0 | 0 | 0
PeakO | 0 | 0 | 0 | 0 | 0 | 0
ST | 0 | 0 | 0 | 0 | 0 | 0
STOG | 0 | 0 | 0 | 0 | 0 | 0
STWD | 0 | 0 | 0 | 0 | 0 | 0
WT | 231.2 | 2016.12 | 3019.7 | 5280 | 5280 | 5280
IGCC | 0 | 0 | 0 | 0 | 0 | 0
DemandResponse | 0 | 0 | 0 | 0 | 0 | 0
IGCC-CCS | 0 | 0 | 0 | 0 | 0 | 0
WT_off | 468 | 468 | 468 | 468 | 468 | 468
PseudoUnit | 0 | 0 | 0 | 0 | 0 | 0
FixedInterchange | 0 | 0 | 0 | 0 | 0 | 0
Cumulative New Build Capacity by Reporting Type: NonRTO_Midwest
ReportingType | 2015 | 2020 | 2025 | 2030 | 2035 | 2040
BM | 0 | 0 | 0 | 0 | 0 | 0
CC | 1161.12 | 5512.38 | 5512.38 | 5512.38 | 5512.38 | 5512.38
CSP | 0 | 0 | 0 | 0 | 0 | 0
CT | 0 | 0 | 0 | 0 | 0 | 0
Coal | 0 | 0 | 0 | 0 | 0 | 0
Geo | 0 | 0 | 0 | 0 | 0 | 0
H | 0 | 0 | 746 | 746 | 746 | 746
LFG | 0 | 0 | 160.25 | 160.25 | 160.25 | 160.25
Nuc | 0 | 0 | 0 | 0 | 558.67 | 1427.7
PS | 0 | 0 | 0 | 0 | 0 | 0
PV | 0 | 0 | 0 | 0 | 0 | 0
PeakG | 0 | 0 | 0 | 0 | 0 | 0
PeakO | 0 | 0 | 0 | 0 | 0 | 0
ST | 0 | 0 | 0 | 0 | 0 | 0
STOG | 0 | 0 | 0 | 0 | 0 | 0
STWD | 0 | 0 | 0 | 0 | 0 | 0
WT | 0 | 0 | 0 | 0 | 0 | 0
IGCC | 0 | 0 | 0 | 0 | 0 | 0
DemandResponse | 0 | 0 | 0 | 0 | 0 | 0
IGCC-CCS | 0 | 0 | 0 | 0 | 0 | 0
WT_off | 0 | 0 | 0 | 0 | 0 | 0
PseudoUnit | 0 | 0 | 0 | 0 | 0 | 0
FixedInterchange | 0 | 0 | 0 | 0 | 0 | 0
Cumulative New Build Capacity by Reporting Type: NYISO_A-F
ReportingType | 2015 | 2020 | 2025 | 2030 | 2035 | 2040
BM | 0 | 0 | 0 | 0 | 0 | 0
CC | 639 | 639 | 639 | 639 | 639 | 639
CSP | 0 | 0 | 0 | 0 | 0 | 0
CT | 0 | 0 | 0 | 0 | 0 | 0
Coal | 0 | 0 | 0 | 0 | 0 | 0
Geo | 0 | 0 | 0 | 0 | 0 | 0
H | 0 | 0 | 0 | 0 | 0 | 0
LFG | 6.4 | 6.4 | 6.4 | 74.33 | 74.33 | 74.33
Nuc | 168 | 168 | 168 | 168 | 168 | 168
PS | 0 | 0 | 0 | 0 | 0 | 0
PV | 0 | 0 | 0 | 0 | 0 | 0
PeakG | 0 | 0 | 0 | 0 | 0 | 0
PeakO | 0 | 0 | 0 | 0 | 0 | 0
ST | 0 | 0 | 0 | 0 | 0 | 0
STOG | 0 | 0 | 0 | 0 | 0 | 0
STWD | 0 | 0 | 0 | 0 | 0 | 0
WT | 2476.3 | 3903.12 | 3903.12 | 6110.59 | 6110.59 | 6110.59
IGCC | 0 | 0 | 0 | 0 | 0 | 0
DemandResponse | 0 | 0 | 0 | 0 | 0 | 0
IGCC-CCS | 0 | 0 | 0 | 0 | 0 | 0
WT_off | 0 | 0 | 0 | 0 | 0 | 0
PseudoUnit | 0 | 0 | 0 | 0 | 0 | 0
FixedInterchange | 0 | 0 | 0 | 0 | 0 | 0
Cumulative New Build Capacity by Reporting Type: NYISO_G-I
ReportingType | 2015 | 2020 | 2025 | 2030 | 2035 | 2040
BM | 0 | 0 | 0 | 0 | 0 | 0
CC | 0 | 0 | 0 | 0 | 419.32 | 1534.56
CSP | 0 | 0 | 0 | 0 | 0 | 0
CT | 0 | 0 | 0 | 0 | 0 | 0
Coal | 0 | 0 | 0 | 0 | 0 | 0
Geo | 0 | 0 | 0 | 0 | 0 | 0
H | 0 | 0 | 0 | 0 | 0 | 0
LFG | 0 | 0 | 39.94 | 74.33 | 74.33 | 74.33
Nuc | 0 | 0 | 0 | 0 | 0 | 0
PS | 0 | 0 | 0 | 0 | 0 | 0
PV | 0 | 0 | 0 | 0 | 0 | 0
PeakG | 0 | 0 | 0 | 0 | 0 | 0
PeakO | 0 | 0 | 0 | 0 | 0 | 0
ST | 0 | 0 | 0 | 0 | 0 | 0
STOG | 0 | 0 | 0 | 0 | 0 | 0
STWD | 0 | 0 | 0 | 0 | 0 | 0
WT | 0 | 60 | 60 | 291.72 | 360 | 360
IGCC | 0 | 0 | 0 | 0 | 0 | 0
DemandResponse | 0 | 0 | 0 | 0 | 0 | 0
IGCC-CCS | 0 | 0 | 0 | 0 | 0 | 0
WT_off | 0 | 0 | 0 | 0 | 0 | 0
PseudoUnit | 0 | 0 | 0 | 0 | 0 | 0
FixedInterchange | 0 | 0 | 0 | 0 | 0 | 0
Cumulative New Build Capacity by Reporting Type: NYISO_J-K
ReportingType | 2015 | 2020 | 2025 | 2030 | 2035 | 2040
BM | 0 | 0 | 0 | 0 | 0 | 0
CC | 1175.4 | 1175.4 | 1175.4 | 1175.4 | 1175.4 | 1175.4
CSP | 0 | 0 | 0 | 0 | 0 | 0
CT | 0 | 0 | 0 | 0 | 0 | 0
Coal | 0 | 0 | 0 | 0 | 0 | 0
Geo | 0 | 0 | 0 | 0 | 0 | 0
H | 0 | 0 | 0 | 0 | 0 | 0
LFG | 0 | 0 | 0 | 74.33 | 74.33 | 74.33
Nuc | 0 | 0 | 0 | 0 | 0 | 0
PS | 0 | 0 | 0 | 0 | 0 | 0
PV | 32 | 32 | 32 | 32 | 32 | 32
PeakG | 0 | 0 | 0 | 0 | 0 | 0
PeakO | 0 | 0 | 0 | 0 | 0 | 0
ST | 0 | 0 | 0 | 0 | 0 | 0
STOG | 0 | 0 | 0 | 0 | 0 | 0
STWD | 0 | 0 | 0 | 0 | 0 | 0
WT | 0 | 0 | 0 | 0 | 0 | 0
IGCC | 0 | 0 | 0 | 0 | 0 | 0
DemandResponse | 0 | 0 | 0 | 0 | 0 | 0
IGCC-CCS | 0 | 0 | 0 | 0 | 0 | 0
WT_off | 0 | 0 | 0 | 0 | 0 | 0
PseudoUnit | 0 | 0 | 0 | 0 | 0 | 0
FixedInterchange | 0 | 0 | 0 | 0 | 0 | 0
Cumulative New Build Capacity by Reporting Type: PJM_E
ReportingType | 2015 | 2020 | 2025 | 2030 | 2035 | 2040
BM | 30 | 30 | 30 | 30 | 30 | 30
CC | 4634.3 | 4634.3 | 4634.3 | 4634.3 | 4634.3 | 4634.3
CSP | 0 | 0 | 0 | 0 | 0 | 0
CT | 26.2 | 26.2 | 26.2 | 26.2 | 26.2 | 26.2
Coal | 27 | 27 | 27 | 27 | 27 | 27
Geo | 0 | 0 | 0 | 0 | 0 | 0
H | 0 | 0 | 0 | 0 | 0 | 0
LFG | 9.1 | 142 | 142 | 142 | 142 | 142
Nuc | 38 | 38 | 38 | 38 | 38 | 38
PS | 0 | 0 | 0 | 0 | 0 | 0
PV | 25.45 | 25.45 | 25.45 | 25.45 | 25.45 | 25.45
PeakG | 0 | 0 | 0 | 0 | 0 | 0
PeakO | 0 | 0 | 0 | 0 | 0 | 0
ST | 0 | 0 | 0 | 0 | 0 | 0
STOG | 0 | 0 | 0 | 0 | 0 | 0
STWD | 0 | 0 | 0 | 0 | 0 | 0
WT | 1150 | 1150 | 1150 | 1150 | 1150 | 1150
IGCC | 0 | 0 | 0 | 0 | 0 | 0
DemandResponse | 0 | 0 | 0 | 0 | 0 | 0
IGCC-CCS | 0 | 0 | 0 | 0 | 0 | 0
WT_off | 0 | 0 | 1100 | 1100 | 1100 | 1100
PseudoUnit | 0 | 0 | 0 | 0 | 0 | 0
FixedInterchange | 0 | 0 | 0 | 0 | 0 | 0
Cumulative New Build Capacity by Reporting Type: PJM_ROM
ReportingType | 2015 | 2020 | 2025 | 2030 | 2035 | 2040
BM | 18 | 18 | 18 | 18 | 18 | 18
CC | 1678.5 | 1678.5 | 1678.5 | 1678.5 | 6570.95 | 10780.24
CSP | 0 | 0 | 0 | 0 | 0 | 0
CT | 16 | 16 | 16 | 16 | 16 | 16
Coal | 32.5 | 32.5 | 32.5 | 32.5 | 32.5 | 32.5
Geo | 0 | 0 | 0 | 0 | 0 | 0
H | 0 | 0 | 678 | 678 | 678 | 678
LFG | 18.9 | 284 | 284 | 284 | 284 | 284
Nuc | 0 | 0 | 0 | 0 | 0 | 0
PS | 0 | 0 | 0 | 0 | 0 | 0
PV | 0 | 1299.89 | 1999.89 | 2081.24 | 2081.24 | 2081.24
PeakG | 0 | 0 | 0 | 0 | 0 | 0
PeakO | 0 | 0 | 0 | 0 | 0 | 0
ST | 0 | 0 | 0 | 0 | 0 | 0
STOG | 0 | 0 | 0 | 0 | 0 | 0
STWD | 0 | 0 | 0 | 0 | 0 | 0
WT | 479.8 | 1230 | 1230 | 1230 | 1230 | 1230
IGCC | 0 | 0 | 0 | 0 | 0 | 0
DemandResponse | 0 | 0 | 0 | 0 | 0 | 0
IGCC-CCS | 0 | 0 | 0 | 0 | 0 | 0
WT_off | 0 | 0 | 0 | 0 | 0 | 0
PseudoUnit | 0 | 0 | 0 | 0 | 0 | 0
FixedInterchange | 0 | 0 | 0 | 0 | 0 | 0
Cumulative New Build Capacity by Reporting Type: PJM_ROR
ReportingType | 2015 | 2020 | 2025 | 2030 | 2035 | 2040
BM | 385 | 385 | 385 | 385 | 385 | 385
CC | 21878.09 | 21878.09 | 21878.09 | 21878.09 | 21878.09 | 21878.09
CSP | 0 | 0 | 0 | 0 | 0 | 0
CT | 29 | 29 | 29 | 29 | 29 | 29
Coal | 2164 | 2164 | 2164 | 2164 | 2164 | 2164
Geo | 0 | 0 | 0 | 0 | 0 | 0
H | 0 | 503 | 503 | 503 | 503 | 503
LFG | 57.4 | 571.11 | 571.11 | 571.11 | 571.11 | 571.11
Nuc | 38 | 38 | 38 | 38 | 38 | 38
PS | 0 | 0 | 0 | 0 | 0 | 0
PV | 0 | 0 | 0 | 0 | 0 | 0
PeakG | 0 | 0 | 0 | 0 | 0 | 0
PeakO | 0 | 0 | 0 | 0 | 0 | 0
ST | 0 | 0 | 0 | 0 | 0 | 0
STOG | 0 | 0 | 0 | 0 | 0 | 0
STWD | 0 | 0 | 0 | 0 | 0 | 0
WT | 8325.7 | 8517.4 | 11912.24 | 11912.24 | 11912.24 | 11912.24
IGCC | 0 | 0 | 0 | 0 | 0 | 0
DemandResponse | 0 | 0 | 0 | 0 | 0 | 0
IGCC-CCS | 0 | 0 | 0 | 0 | 0 | 0
WT_off | 0 | 0 | 0 | 0 | 0 | 0
PseudoUnit | 0 | 0 | 0 | 0 | 0 | 0
FixedInterchange | 0 | 0 | 0 | 0 | 0 | 0
Cumulative New Build Capacity by Reporting Type: SOCO
ReportingType | 2015 | 2020 | 2025 | 2030 | 2035 | 2040
BM | 55 | 55 | 55 | 55 | 55 | 55
CC | 11364.82 | 12276.21 | 12276.21 | 12276.21 | 12276.21 | 12276.21
CSP | 0 | 0 | 0 | 0 | 0 | 0
CT | 0 | 0 | 0 | 0 | 0 | 0
Coal | 0 | 0 | 0 | 0 | 0 | 0
Geo | 0 | 0 | 0 | 0 | 0 | 0
H | 0 | 0 | 0 | 0 | 0 | 0
LFG | 0 | 0 | 107.4 | 107.4 | 107.4 | 107.4
Nuc | 70 | 2270 | 2270 | 8697.55 | 10290.81 | 18244.34
PS | 0 | 0 | 0 | 0 | 0 | 0
PV | 0 | 0 | 0 | 0 | 0 | 0
PeakG | 0 | 0 | 0 | 0 | 0 | 0
PeakO | 0 | 0 | 0 | 0 | 0 | 0
ST | 0 | 0 | 0 | 0 | 0 | 0
STOG | 0 | 0 | 0 | 0 | 0 | 0
STWD | 0 | 0 | 0 | 0 | 0 | 0
WT | 0 | 0 | 0 | 0 | 0 | 0
IGCC | 0 | 0 | 0 | 0 | 0 | 0
DemandResponse | 0 | 0 | 0 | 0 | 0 | 0
IGCC-CCS | 0 | 0 | 0 | 0 | 0 | 0
WT_off | 0 | 0 | 0 | 0 | 0 | 0
PseudoUnit | 0 | 0 | 0 | 0 | 0 | 0
FixedInterchange | 0 | 0 | 0 | 0 | 0 | 0
Cumulative New Build Capacity by Reporting Type: SPP_N
ReportingType | 2015 | 2020 | 2025 | 2030 | 2035 | 2040
BM | 0 | 0 | 0 | 0 | 0 | 0
CC | 0 | 0 | 0 | 0 | 0 | 0
CSP | 0 | 0 | 0 | 0 | 0 | 0
CT | 0 | 0 | 0 | 0 | 0 | 0
Coal | 465.04 | 465.04 | 465.04 | 465.04 | 465.04 | 465.04
Geo | 0 | 0 | 0 | 0 | 0 | 0
H | 0 | 0 | 0 | 0 | 0 | 0
LFG | 0 | 0 | 0 | 95 | 95 | 95
Nuc | 0 | 0 | 0 | 0 | 0 | 0
PS | 0 | 0 | 0 | 0 | 0 | 0
PV | 0 | 0 | 0 | 0 | 0 | 0
PeakG | 0 | 0 | 0 | 0 | 0 | 0
PeakO | 0 | 0 | 0 | 0 | 0 | 0
ST | 0 | 0 | 0 | 0 | 0 | 0
STOG | 0 | 0 | 0 | 0 | 0 | 0
STWD | 0 | 0 | 0 | 0 | 0 | 0
WT | 0 | 36468.53 | 40160.13 | 41683.01 | 41683.01 | 41683.01
IGCC | 0 | 0 | 0 | 0 | 0 | 0
DemandResponse | 0 | 0 | 0 | 0 | 0 | 0
IGCC-CCS | 0 | 0 | 0 | 0 | 0 | 0
WT_off | 0 | 0 | 0 | 0 | 0 | 0
PseudoUnit | 0 | 0 | 0 | 0 | 0 | 0
FixedInterchange | 0 | 0 | 0 | 0 | 0 | 0
Cumulative New Build Capacity by Reporting Type: SPP_S
ReportingType | 2015 | 2020 | 2025 | 2030 | 2035 | 2040
BM | 0 | 0 | 0 | 0 | 0 | 0
CC | 0 | 0 | 0 | 0 | 0 | 0
CSP | 0 | 0 | 0 | 0 | 0 | 0
CT | 412.99 | 712.99 | 712.99 | 712.99 | 712.99 | 712.99
Coal | 988 | 988 | 988 | 988 | 988 | 988
Geo | 0 | 0 | 0 | 0 | 0 | 0
H | 0 | 0 | 0 | 0 | 0 | 0
LFG | 0 | 0 | 0 | 95 | 95 | 95
Nuc | 0 | 0 | 0 | 0 | 0 | 0
PS | 0 | 0 | 0 | 0 | 0 | 0
PV | 0 | 0 | 0 | 0 | 0 | 0
PeakG | 0 | 0 | 0 | 0 | 0 | 0
PeakO | 0 | 0 | 0 | 0 | 0 | 0
ST | 0 | 0 | 0 | 0 | 0 | 0
STOG | 0 | 0 | 0 | 0 | 0 | 0
STWD | 0 | 0 | 0 | 0 | 0 | 0
WT | 430 | 39281.96 | 41096.94 | 41096.94 | 41096.94 | 41096.94
IGCC | 0 | 0 | 0 | 0 | 0 | 0
DemandResponse | 0 | 0 | 0 | 0 | 0 | 0
IGCC-CCS | 0 | 0 | 0 | 0 | 0 | 0
WT_off | 0 | 0 | 0 | 0 | 0 | 0
PseudoUnit | 0 | 0 | 0 | 0 | 0 | 0
FixedInterchange | 0 | 0 | 0 | 0 | 0 | 0
Cumulative New Build Capacity by Reporting Type: TVA
ReportingType | 2015 | 2020 | 2025 | 2030 | 2035 | 2040
BM | 0 | 0 | 0 | 0 | 0 | 0
CC | 4681.34 | 6494.44 | 6494.44 | 6494.44 | 6494.44 | 6494.44
CSP | 0 | 0 | 0 | 0 | 0 | 0
CT | 0 | 0 | 0 | 0 | 0 | 0
Coal | 0 | 0 | 0 | 0 | 0 | 0
Geo | 0 | 0 | 0 | 0 | 0 | 0
H | 0 | 0 | 0 | 27 | 27 | 27
LFG | 0 | 0 | 107.4 | 107.4 | 107.4 | 107.4
Nuc | 1697.89 | 1697.89 | 1697.89 | 1697.89 | 4299.85 | 7556.1
PS | 0 | 0 | 0 | 0 | 0 | 0
PV | 0 | 0 | 0 | 0 | 0 | 0
PeakG | 0 | 0 | 0 | 0 | 0 | 0
PeakO | 0 | 0 | 0 | 0 | 0 | 0
ST | 0 | 0 | 0 | 0 | 0 | 0
STOG | 0 | 0 | 0 | 0 | 0 | 0
STWD | 0 | 0 | 0 | 0 | 0 | 0
WT | 0 | 0 | 0 | 0 | 0 | 0
IGCC | 0 | 0 | 0 | 0 | 0 | 0
DemandResponse | 0 | 0 | 0 | 0 | 0 | 0
IGCC-CCS | 0 | 0 | 0 | 0 | 0 | 0
WT_off | 0 | 0 | 0 | 0 | 0 | 0
PseudoUnit | 0 | 0 | 0 | 0 | 0 | 0
FixedInterchange | 0 | 0 | 0 | 0 | 0 | 0
Cumulative New Build Capacity by Reporting Type: TVA_Transmission
ReportingType | 2015 | 2020 | 2025 | 2030 | 2035 | 2040
BM | 0 | 0 | 0 | 0 | 0 | 0
CC | 0 | 0 | 0 | 0 | 0 | 0
CSP | 0 | 0 | 0 | 0 | 0 | 0
CT | 0 | 0 | 0 | 0 | 0 | 0
Coal | 0 | 0 | 0 | 0 | 0 | 0
Geo | 0 | 0 | 0 | 0 | 0 | 0
H | 0 | 0 | 0 | 0 | 0 | 0
LFG | 0 | 0 | 0 | 0 | 0 | 0
Nuc | 0 | 0 | 0 | 0 | 0 | 0
PS | 0 | 0 | 0 | 0 | 0 | 0
PV | 0 | 0 | 0 | 0 | 0 | 0
PeakG | 0 | 0 | 0 | 0 | 0 | 0
PeakO | 0 | 0 | 0 | 0 | 0 | 0
ST | 0 | 0 | 0 | 0 | 0 | 0
STOG | 0 | 0 | 0 | 0 | 0 | 0
STWD | 0 | 0 | 0 | 0 | 0 | 0
WT | 0 | 0 | 0 | 0 | 0 | 0
IGCC | 0 | 0 | 0 | 0 | 0 | 0
DemandResponse | 0 | 0 | 0 | 0 | 0 | 0
IGCC-CCS | 0 | 0 | 0 | 0 | 0 | 0
WT_off | 0 | 0 | 0 | 0 | 0 | 0
PseudoUnit | 0 | 0 | 0 | 0 | 0 | 0
FixedInterchange | 0 | 0 | 0 | 0 | 0 | 0
Cumulative New Build Capacity by Reporting Type: VACAR
ReportingType | 2015 | 2020 | 2025 | 2030 | 2035 | 2040
BM | 0.92 | 10.22 | 443.1 | 443.1 | 443.1 | 443.1
CC | 11286.23 | 11286.23 | 11286.23 | 11286.23 | 11286.23 | 11286.23
CSP | 0 | 0 | 0 | 0 | 0 | 0
CT | 717.2 | 717.2 | 717.2 | 717.2 | 717.2 | 717.2
Coal | 825 | 825 | 825 | 825 | 825 | 825
Geo | 0 | 0 | 0 | 0 | 0 | 0
H | 0 | 0 | 0 | 0 | 0 | 0
LFG | 0.34 | 107.4 | 107.4 | 107.4 | 107.4 | 107.4
Nuc | 0 | 2330 | 2330 | 8057.93 | 11816.83 | 16778.36
PS | 0 | 0 | 0 | 0 | 0 | 0
PV | 0 | 119.15 | 119.15 | 119.15 | 119.15 | 119.15
PeakG | 0 | 0 | 0 | 0 | 0 | 0
PeakO | 0 | 0 | 0 | 0 | 0 | 0
ST | 0 | 0 | 0 | 0 | 0 | 0
STOG | 0 | 0 | 0 | 0 | 0 | 0
STWD | 0 | 0 | 0 | 0 | 0 | 0
WT | 0.9 | 3500 | 3500 | 3500 | 3500 | 3500
IGCC | 0 | 0 | 0 | 0 | 0 | 0
DemandResponse | 0 | 0 | 0 | 0 | 0 | 0
IGCC-CCS | 0 | 0 | 0 | 0 | 0 | 0
WT_off | 1 | 1 | 1 | 1 | 1 | 1
PseudoUnit | 0 | 0 | 0 | 0 | 0 | 0
FixedInterchange | 0 | 0 | 0 | 0 | 0 | 0
Cumulative New Build Capacity by Reporting Type: IESO
ReportingType | 2015 | 2020 | 2025 | 2030 | 2035 | 2040
BM | 326.33 | 326.33 | 326.33 | 326.33 | 326.33 | 326.33
CC | 1263 | 1263 | 1263 | 1263 | 1263 | 1263
CSP | 0 | 0 | 0 | 0 | 0 | 0
CT | 368 | 368 | 368 | 368 | 368 | 368
Coal | 0 | 0 | 0 | 0 | 0 | 0
Geo | 0 | 0 | 0 | 0 | 0 | 0
H | 0 | 0 | 0 | 0 | 250 | 250
LFG | 14.5 | 14.5 | 14.5 | 15 | 15 | 15
Nuc | 0 | 0 | 0 | 0 | 0 | 0
PS | 0 | 0 | 0 | 0 | 0 | 0
PV | 1067.26 | 1067.26 | 1067.26 | 1067.26 | 1067.26 | 1067.26
PeakG | 0 | 0 | 0 | 0 | 0 | 0
PeakO | 0 | 0 | 0 | 0 | 0 | 0
ST | 0 | 0 | 0 | 0 | 0 | 0
STOG | 0 | 0 | 0 | 0 | 0 | 0
STWD | 0 | 0 | 0 | 0 | 0 | 0
WT | 2105.9 | 2105.9 | 2105.9 | 2105.9 | 2105.9 | 2105.9
IGCC | 0 | 0 | 0 | 0 | 0 | 0
DemandResponse | 0 | 0 | 0 | 0 | 0 | 0
IGCC-CCS | 0 | 0 | 0 | 0 | 0 | 0
WT_off | 0 | 0 | 0 | 0 | 0 | 0
PseudoUnit | 0 | 0 | 0 | 0 | 0 | 0
FixedInterchange | 0 | 0 | 0 | 0 | 0 | 0
Cumulative New Build Capacity by Reporting Type: MAPP_CA
ReportingType | 2015 | 2020 | 2025 | 2030 | 2035 | 2040
BM | 0 | 0 | 0 | 0 | 0 | 0
CC | 265.05 | 265.05 | 265.05 | 265.05 | 265.05 | 265.05
CSP | 0 | 0 | 0 | 0 | 0 | 0
CT | 0 | 0 | 0 | 0 | 0 | 0
Coal | 0 | 0 | 0 | 0 | 0 | 0
Geo | 0 | 0 | 0 | 0 | 0 | 0
H | 0 | 695 | 2190 | 3413.78 | 3941.54 | 3941.54
LFG | 0 | 0 | 0 | 0 | 0 | 0
Nuc | 0 | 0 | 0 | 0 | 0 | 0
PS | 0 | 0 | 0 | 0 | 0 | 0
PV | 0 | 0 | 0 | 0 | 0 | 0
PeakG | 0 | 0 | 0 | 0 | 0 | 0
PeakO | 0 | 0 | 0 | 0 | 0 | 0
ST | 0 | 0 | 0 | 0 | 0 | 0
STOG | 0 | 0 | 0 | 0 | 0 | 0
STWD | 0 | 0 | 0 | 0 | 0 | 0
WT | 302.4 | 302.4 | 302.4 | 302.4 | 302.4 | 302.4
IGCC | 0 | 0 | 0 | 0 | 0 | 0
DemandResponse | 0 | 0 | 0 | 0 | 0 | 0
IGCC-CCS | 0 | 0 | 0 | 0 | 0 | 0
WT_off | 0 | 0 | 0 | 0 | 0 | 0
PseudoUnit | 0 | 0 | 0 | 0 | 0 | 0
FixedInterchange | 0 | 0 | 0 | 0 | 0 | 0
Cumulative New Build Capacity by Reporting Type: AZ_NM_SNV_Coal
ReportingType | 2015 | 2020 | 2025 | 2030 | 2035 | 2040
BM | 0 | 0 | 0 | 0 | 0 | 0
CC | 0 | 0 | 0 | 0 | 0 | 0
CSP | 0 | 0 | 0 | 0 | 0 | 0
CT | 0 | 0 | 0 | 0 | 0 | 0
Coal | 0 | 0 | 0 | 0 | 0 | 0
Geo | 0 | 0 | 0 | 0 | 0 | 0
H | 0 | 0 | 0 | 0 | 0 | 0
LFG | 0 | 0 | 0 | 0 | 0 | 0
Nuc | 0 | 0 | 0 | 0 | 0 | 0
PS | 0 | 0 | 0 | 0 | 0 | 0
PV | 0 | 0 | 0 | 0 | 0 | 0
PeakG | 0 | 0 | 0 | 0 | 0 | 0
PeakO | 0 | 0 | 0 | 0 | 0 | 0
ST | 0 | 0 | 0 | 0 | 0 | 0
STOG | 0 | 0 | 0 | 0 | 0 | 0
STWD | 0 | 0 | 0 | 0 | 0 | 0
WT | 0 | 0 | 0 | 0 | 0 | 0
IGCC | 0 | 0 | 0 | 0 | 0 | 0
DemandResponse | 0 | 0 | 0 | 0 | 0 | 0
IGCC-CCS | 0 | 0 | 0 | 0 | 0 | 0
WT_off | 0 | 0 | 0 | 0 | 0 | 0
PseudoUnit | 0 | 0 | 0 | 0 | 0 | 0
FixedInterchange | 0 | 0 | 0 | 0 | 0 | 0
Cumulative New Build Capacity by Reporting Type: AZ_NM_SNV_Gas
ReportingType | 2015 | 2020 | 2025 | 2030 | 2035 | 2040
BM | 0 | 0 | 0 | 0 | 0 | 0
CC | 668 | 668 | 668 | 668 | 668 | 668
CSP | 0 | 0 | 0 | 0 | 0 | 0
CT | 736 | 736 | 736 | 736 | 736 | 736
Coal | 0 | 0 | 0 | 0 | 0 | 0
Geo | 0 | 0 | 0 | 0 | 0 | 0
H | 0 | 0 | 0 | 0 | 0 | 0
LFG | 0 | 0 | 0 | 0 | 0 | 0
Nuc | 0 | 0 | 0 | 0 | 0 | 0
PS | 0 | 0 | 0 | 0 | 0 | 0
PV | 0 | 0 | 0 | 0 | 0 | 0
PeakG | 0 | 0 | 0 | 0 | 0 | 0
PeakO | 0 | 0 | 0 | 0 | 0 | 0
ST | 0 | 0 | 0 | 0 | 0 | 0
STOG | 0 | 0 | 0 | 0 | 0 | 0
STWD | 0 | 0 | 0 | 0 | 0 | 0
WT | 0 | 0 | 0 | 0 | 0 | 0
IGCC | 0 | 0 | 0 | 0 | 0 | 0
DemandResponse | 0 | 0 | 0 | 0 | 0 | 0
IGCC-CCS | 0 | 0 | 0 | 0 | 0 | 0
WT_off | 0 | 0 | 0 | 0 | 0 | 0
PseudoUnit | 0 | 0 | 0 | 0 | 0 | 0
FixedInterchange | 0 | 0 | 0 | 0 | 0 | 0
Cumulative New Build Capacity by Reporting Type: AZ_NM_SNV_NucRenew
ReportingType | 2015 | 2020 | 2025 | 2030 | 2035 | 2040
BM | 0 | 0 | 0 | 0 | 0 | 0
CC | 0 | 0 | 0 | 0 | 0 | 0
CSP | 0 | 0 | 0 | 0 | 0 | 0
CT | 0 | 0 | 0 | 0 | 0 | 0
Coal | 0 | 0 | 0 | 0 | 0 | 0
Geo | 0 | 0 | 1450 | 1450 | 1450 | 1450
H | 0 | 0 | 0 | 0 | 0 | 0
LFG | 0 | 0 | 60.67 | 60.67 | 60.67 | 60.67
Nuc | 0 | 0 | 0 | 3499.31 | 7539.92 | 7724.11
PS | 0 | 0 | 0 | 0 | 0 | 0
PV | 95.7 | 95.7 | 95.7 | 95.7 | 95.7 | 95.7
PeakG | 0 | 0 | 0 | 0 | 0 | 0
PeakO | 0 | 0 | 0 | 0 | 0 | 0
ST | 280 | 663.47 | 864.53 | 878.17 | 878.17 | 878.17
STOG | 0 | 0 | 0 | 0 | 0 | 0
STWD | 0 | 0 | 0 | 0 | 0 | 0
WT | 65.1 | 10843.31 | 10843.31 | 11021.78 | 11197.56 | 11385.93
IGCC | 0 | 0 | 0 | 0 | 0 | 0
DemandResponse | 0 | 0 | 0 | 0 | 0 | 0
IGCC-CCS | 0 | 0 | 0 | 0 | 0 | 0
WT_off | 0 | 0 | 0 | 0 | 0 | 0
PseudoUnit | 0 | 0 | 0 | 0 | 0 | 0
FixedInterchange | 0 | 0 | 0 | 0 | 0 | 0
Cumulative New Build Capacity by Reporting Type: ERCOT
ReportingType | 2015 | 2020 | 2025 | 2030 | 2035 | 2040
BM | 145 | 145 | 145 | 145 | 145 | 145
CC | 17022.9 | 17022.9 | 17022.9 | 17022.9 | 17022.9 | 17022.9
CSP | 0 | 0 | 0 | 0 | 0 | 0
CT | 250 | 250 | 250 | 250 | 250 | 250
Coal | 2020 | 2020 | 2020 | 2020 | 2020 | 2020
Geo | 0 | 0 | 0 | 0 | 0 | 0
H | 0 | 0 | 0 | 0 | 0 | 0
LFG | 0 | 0 | 354 | 354 | 354 | 354
Nuc | 0 | 0 | 0 | 155.51 | 664.42 | 4764.1
PS | 0 | 0 | 0 | 0 | 0 | 0
PV | 14 | 14 | 14 | 14 | 14 | 14
PeakG | 0 | 0 | 0 | 0 | 0 | 0
PeakO | 0 | 0 | 0 | 0 | 0 | 0
ST | 0 | 0 | 0 | 0 | 0 | 0
STOG | 0 | 0 | 0 | 0 | 0 | 0
STWD | 0 | 0 | 0 | 0 | 0 | 0
WT | 350.1 | 4958.07 | 18248.94 | 18248.94 | 18248.94 | 18248.94
IGCC | 0 | 0 | 0 | 0 | 0 | 0
DemandResponse | 0 | 0 | 0 | 0 | 0 | 0
IGCC-CCS | 0 | 0 | 0 | 0 | 0 | 0
WT_off | 0 | 0 | 0 | 0 | 0 | 0
PseudoUnit | 0 | 0 | 0 | 0 | 0 | 0
FixedInterchange | 0 | 0 | 0 | 0 | 0 | 0
Cumulative New Build Capacity by Reporting Type: NP15
ReportingType | 2015 | 2020 | 2025 | 2030 | 2035 | 2040
BM | 0 | 0 | 0 | 0 | 0 | 0
CC | 940 | 940 | 940 | 940 | 940 | 940
CSP | 0 | 0 | 0 | 0 | 0 | 0
CT | 212.6 | 212.6 | 212.6 | 212.6 | 212.6 | 212.6
Coal | 0 | 0 | 0 | 0 | 0 | 0
Geo | 0 | 600 | 600 | 600 | 600 | 600
H | 0 | 0 | 0 | 0 | 0 | 0
LFG | 0 | 378.43 | 565 | 565 | 565 | 565
Nuc | 0 | 0 | 0 | 0 | 1068.81 | 4866.14
PS | 0 | 0 | 0 | 0 | 0 | 0
PV | 6.5 | 6.5 | 6.5 | 6.5 | 6.5 | 6.5
PeakG | 0 | 0 | 0 | 0 | 0 | 0
PeakO | 0 | 0 | 0 | 0 | 0 | 0
ST | 29 | 29 | 29 | 29 | 29 | 29
STOG | 0 | 0 | 0 | 0 | 0 | 0
STWD | 0 | 0 | 0 | 0 | 0 | 0
WT | 101.2 | 967.29 | 2796.96 | 3400 | 3400 | 3400
IGCC | 0 | 0 | 0 | 0 | 0 | 0
DemandResponse | 0 | 0 | 0 | 0 | 0 | 0
IGCC-CCS | 0 | 0 | 0 | 0 | 0 | 0
WT_off | 0 | 0 | 0 | 0 | 0 | 0
PseudoUnit | 0 | 0 | 0 | 0 | 0 | 0
FixedInterchange | 0 | 0 | 0 | 0 | 0 | 0
Cumulative New Build Capacity by Reporting Type: NWPP_Coal
ReportingType | 2015 | 2020 | 2025 | 2030 | 2035 | 2040
BM | 0 | 0 | 0 | 0 | 0 | 0
CC | 0 | 0 | 0 | 0 | 0 | 0
CSP | 0 | 0 | 0 | 0 | 0 | 0
CT | 0 | 0 | 0 | 0 | 0 | 0
Coal | 0 | 0 | 0 | 0 | 0 | 0
Geo | 0 | 0 | 0 | 0 | 0 | 0
H | 0 | 0 | 0 | 0 | 0 | 0
LFG | 0 | 0 | 0 | 0 | 0 | 0
Nuc | 0 | 0 | 0 | 0 | 0 | 0
PS | 0 | 0 | 0 | 0 | 0 | 0
PV | 0 | 0 | 0 | 0 | 0 | 0
PeakG | 0 | 0 | 0 | 0 | 0 | 0
PeakO | 0 | 0 | 0 | 0 | 0 | 0
ST | 0 | 0 | 0 | 0 | 0 | 0
STOG | 0 | 0 | 0 | 0 | 0 | 0
STWD | 0 | 0 | 0 | 0 | 0 | 0
WT | 0 | 0 | 0 | 0 | 0 | 0
IGCC | 0 | 0 | 0 | 0 | 0 | 0
DemandResponse | 0 | 0 | 0 | 0 | 0 | 0
IGCC-CCS | 0 | 0 | 0 | 0 | 0 | 0
WT_off | 0 | 0 | 0 | 0 | 0 | 0
PseudoUnit | 0 | 0 | 0 | 0 | 0 | 0
FixedInterchange | 0 | 0 | 0 | 0 | 0 | 0
Cumulative New Build Capacity by Reporting Type: NWPP_Gas
ReportingType | 2015 | 2020 | 2025 | 2030 | 2035 | 2040
BM | 0 | 0 | 0 | 0 | 0 | 0
CC | 300 | 1619.57 | 1619.57 | 1619.57 | 1619.57 | 1619.57
CSP | 0 | 0 | 0 | 0 | 0 | 0
CT | 150 | 150 | 150 | 150 | 150 | 150
Coal | 0 | 0 | 0 | 0 | 0 | 0
Geo | 0 | 0 | 0 | 0 | 0 | 0
H | 0 | 0 | 0 | 0 | 0 | 0
LFG | 0 | 0 | 0 | 0 | 0 | 0
Nuc | 0 | 0 | 0 | 0 | 0 | 0
PS | 0 | 0 | 0 | 0 | 0 | 0
PV | 0 | 0 | 0 | 0 | 0 | 0
PeakG | 0 | 0 | 0 | 0 | 0 | 0
PeakO | 0 | 0 | 0 | 0 | 0 | 0
ST | 0 | 0 | 0 | 0 | 0 | 0
STOG | 0 | 0 | 0 | 0 | 0 | 0
STWD | 0 | 0 | 0 | 0 | 0 | 0
WT | 0 | 0 | 0 | 0 | 0 | 0
IGCC | 0 | 0 | 0 | 0 | 0 | 0
DemandResponse | 0 | 0 | 0 | 0 | 0 | 0
IGCC-CCS | 0 | 0 | 0 | 0 | 0 | 0
WT_off | 0 | 0 | 0 | 0 | 0 | 0
PseudoUnit | 0 | 0 | 0 | 0 | 0 | 0
FixedInterchange | 0 | 0 | 0 | 0 | 0 | 0
Cumulative New Build Capacity by Reporting Type: NWPP_NucRenew
ReportingType | 2015 | 2020 | 2025 | 2030 | 2035 | 2040
BM | 32.55 | 32.55 | 32.55 | 32.55 | 32.55 | 32.55
CC | 0 | 0 | 0 | 0 | 0 | 0
CSP | 0 | 0 | 0 | 0 | 0 | 0
CT | 0 | 0 | 0 | 0 | 0 | 0
Coal | 0 | 0 | 0 | 0 | 0 | 0
Geo | 86 | 111 | 520 | 520 | 520 | 520
H | 0 | 0 | 0 | 0 | 0 | 0
LFG | 25.5 | 25.5 | 270 | 270 | 270 | 270
Nuc | 0 | 0 | 0 | 7157.08 | 7157.08 | 7442.65
PS | 0 | 0 | 0 | 0 | 0 | 0
PV | 0 | 0 | 0 | 0 | 0 | 0
PeakG | 0 | 0 | 0 | 0 | 0 | 0
PeakO | 0 | 0 | 0 | 0 | 0 | 0
ST | 0 | 0 | 0 | 0 | 0 | 0
STOG | 0 | 0 | 0 | 0 | 0 | 0
STWD | 0 | 0 | 0 | 0 | 0 | 0
WT | 977.3 | 977.3 | 977.3 | 977.3 | 977.3 | 977.3
IGCC | 0 | 0 | 0 | 0 | 0 | 0
DemandResponse | 0 | 0 | 0 | 0 | 0 | 0
IGCC-CCS | 0 | 0 | 0 | 0 | 0 | 0
WT_off | 0 | 0 | 0 | 0 | 0 | 0
PseudoUnit | 0 | 0 | 0 | 0 | 0 | 0
FixedInterchange | 0 | 0 | 0 | 0 | 0 | 0
Cumulative New Build Capacity by Reporting Type: RMPA
ReportingType | 2015 | 2020 | 2025 | 2030 | 2035 | 2040
BM | 0 | 0 | 0 | 0 | 0 | 0
CC | 0 | 986.72 | 986.72 | 986.72 | 986.72 | 986.72
CSP | 0 | 0 | 0 | 0 | 0 | 0
CT | 152 | 152 | 152 | 152 | 152 | 152
Coal | 390 | 390 | 390 | 390 | 390 | 390
Geo | 0 | 0 | 2570 | 2570 | 2570 | 2570
H | 0 | 0 | 0 | 0 | 0 | 0
LFG | 1.4 | 1.4 | 30.33 | 30.33 | 30.33 | 30.33
Nuc | 0 | 0 | 141.61 | 1772.57 | 1911.6 | 2272.36
PS | 0 | 0 | 0 | 0 | 0 | 0
PV | 1 | 1 | 1 | 1 | 1 | 1
PeakG | 0 | 0 | 0 | 0 | 0 | 0
PeakO | 0 | 0 | 0 | 0 | 0 | 0
ST | 3 | 343.85 | 348.45 | 353.13 | 353.13 | 353.13
STOG | 0 | 0 | 0 | 0 | 0 | 0
STWD | 0 | 0 | 0 | 0 | 0 | 0
WT | 765.4 | 4341.73 | 4414.19 | 4488.16 | 4567.23 | 4647.51
IGCC | 0 | 0 | 0 | 0 | 0 | 0
DemandResponse | 0 | 0 | 0 | 0 | 0 | 0
IGCC-CCS | 0 | 0 | 0 | 0 | 0 | 0
WT_off | 0 | 0 | 0 | 0 | 0 | 0
PseudoUnit | 0 | 0 | 0 | 0 | 0 | 0
FixedInterchange | 0 | 0 | 0 | 0 | 0 | 0
Cumulative New Build Capacity by Reporting Type: SP15
ReportingType | 2015 | 2020 | 2025 | 2030 | 2035 | 2040
BM | 6 | 6 | 6 | 6 | 6 | 6
CC | 4291.08 | 4291.08 | 4291.08 | 4291.08 | 4291.08 | 4291.08
CSP | 0 | 0 | 0 | 0 | 0 | 0
CT | 0 | 0 | 0 | 0 | 0 | 0
Coal | 0 | 0 | 0 | 0 | 0 | 0
Geo | 50 | 1500 | 1500 | 1500 | 1500 | 1500
H | 0 | 0 | 0 | 0 | 0 | 0
LFG | 9.2 | 565 | 565 | 565 | 565 | 565
Nuc | 0 | 0 | 0 | 0 | 0 | 0
PS | 0 | 0 | 0 | 0 | 0 | 0
PV | 3.8 | 3.8 | 3.8 | 3.8 | 3.8 | 3.8
PeakG | 0 | 0 | 0 | 0 | 0 | 0
PeakO | 0 | 0 | 0 | 0 | 0 | 0
ST | 448 | 448 | 448 | 448 | 448 | 448
STOG | 0 | 0 | 0 | 0 | 0 | 0
STWD | 0 | 0 | 0 | 0 | 0 | 0
WT | 735 | 735 | 735 | 14900 | 14900 | 14900
IGCC | 0 | 0 | 0 | 0 | 0 | 0
DemandResponse | 0 | 0 | 0 | 0 | 0 | 0
IGCC-CCS | 0 | 0 | 0 | 0 | 0 | 0
WT_off | 0 | 0 | 0 | 0 | 0 | 0
PseudoUnit | 0 | 0 | 0 | 0 | 0 | 0
FixedInterchange | 0 | 0 | 0 | 0 | 0 | 0
Cumulative New Build Capacity by Reporting Type: ALB
ReportingType | 2015 | 2020 | 2025 | 2030 | 2035 | 2040
BM | 0 | 0 | 0 | 0 | 0 | 0
CC | 140.31 | 140.31 | 140.31 | 140.31 | 140.31 | 140.31
CSP | 0 | 0 | 0 | 0 | 0 | 0
CT | 201.5 | 201.5 | 201.5 | 201.5 | 201.5 | 201.5
Coal | 495 | 495 | 495 | 495 | 495 | 495
Geo | 0 | 0 | 0 | 0 | 0 | 0
H | 0 | 0 | 0 | 0 | 0 | 0
LFG | 0 | 0 | 0 | 0 | 0 | 0
Nuc | 0 | 0 | 0 | 8188.4 | 8604.56 | 8873.06
PS | 0 | 0 | 0 | 0 | 0 | 0
PV | 0 | 0 | 0 | 0 | 0 | 0
PeakG | 0 | 0 | 0 | 0 | 0 | 0
PeakO | 0 | 0 | 0 | 0 | 0 | 0
ST | 0 | 0 | 0 | 0 | 0 | 0
STOG | 0 | 0 | 0 | 0 | 0 | 0
STWD | 0 | 0 | 0 | 0 | 0 | 0
WT | 9 | 9 | 9 | 9 | 9 | 9
IGCC | 0 | 0 | 0 | 0 | 0 | 0
DemandResponse | 0 | 0 | 0 | 0 | 0 | 0
IGCC-CCS | 0 | 0 | 0 | 0 | 0 | 0
WT_off | 0 | 0 | 0 | 0 | 0 | 0
PseudoUnit | 0 | 0 | 0 | 0 | 0 | 0
FixedInterchange | 0 | 0 | 0 | 0 | 0 | 0
Cumulative New Build Capacity by Reporting Type: BC
ReportingType | 2015 | 2020 | 2025 | 2030 | 2035 | 2040
BM | 0 | 0 | 0 | 0 | 0 | 0
CC | 762.87 | 762.87 | 762.87 | 762.87 | 762.87 | 762.87
CSP | 0 | 0 | 0 | 0 | 0 | 0
CT | 0 | 0 | 0 | 0 | 0 | 0
Coal | 0 | 0 | 0 | 0 | 0 | 0
Geo | 0 | 0 | 0 | 0 | 0 | 0
H | 0 | 0 | 0 | 0 | 0 | 0
LFG | 0 | 0 | 0 | 0 | 0 | 0
Nuc | 0 | 0 | 0 | 0 | 344.4 | 344.4
PS | 0 | 0 | 0 | 0 | 0 | 0
PV | 0 | 0 | 0 | 0 | 0 | 0
PeakG | 0 | 0 | 0 | 0 | 0 | 0
PeakO | 0 | 0 | 0 | 0 | 0 | 0
ST | 0 | 0 | 0 | 0 | 0 | 0
STOG | 0 | 0 | 0 | 0 | 0 | 0
STWD | 0 | 0 | 0 | 0 | 0 | 0
WT | 144 | 144 | 144 | 144 | 144 | 144
IGCC | 0 | 0 | 0 | 0 | 0 | 0
DemandResponse | 0 | 0 | 0 | 0 | 0 | 0
IGCC-CCS | 0 | 0 | 0 | 0 | 0 | 0
WT_off | 0 | 0 | 0 | 0 | 0 | 0
PseudoUnit | 0 | 0 | 0 | 0 | 0 | 0
FixedInterchange | 0 | 0 | 0 | 0 | 0 | 0
Cumulative New Build Capacity by Reporting Type: HQ_IESO
ReportingType | 2015 | 2020 | 2025 | 2030 | 2035 | 2040
BM | 0 | 0 | 0 | 0 | 0 | 0
CC | 0 | 0 | 0 | 0 | 0 | 0
CSP | 0 | 0 | 0 | 0 | 0 | 0
CT | 0 | 0 | 0 | 0 | 0 | 0
Coal | 0 | 0 | 0 | 0 | 0 | 0
Geo | 0 | 0 | 0 | 0 | 0 | 0
H | 0 | 0 | 0 | 0 | 0 | 0
LFG | 0 | 0 | 0 | 0 | 0 | 0
Nuc | 0 | 0 | 0 | 0 | 0 | 0
PS | 0 | 0 | 0 | 0 | 0 | 0
PV | 0 | 0 | 0 | 0 | 0 | 0
PeakG | 0 | 0 | 0 | 0 | 0 | 0
PeakO | 0 | 0 | 0 | 0 | 0 | 0
ST | 0 | 0 | 0 | 0 | 0 | 0
STOG | 0 | 0 | 0 | 0 | 0 | 0
STWD | 0 | 0 | 0 | 0 | 0 | 0
WT | 0 | 0 | 0 | 0 | 0 | 0
IGCC | 0 | 0 | 0 | 0 | 0 | 0
DemandResponse | 0 | 0 | 0 | 0 | 0 | 0
IGCC-CCS | 0 | 0 | 0 | 0 | 0 | 0
WT_off | 0 | 0 | 0 | 0 | 0 | 0
PseudoUnit | 0 | 0 | 0 | 1393.67 | 1848 | 1848
FixedInterchange | 0 | 0 | 0 | 0 | 0 | 0
Cumulative New Build Capacity by Reporting Type: HQ_NEISO
ReportingType | 2015 | 2020 | 2025 | 2030 | 2035 | 2040
BM | 0 | 0 | 0 | 0 | 0 | 0
CC | 0 | 0 | 0 | 0 | 0 | 0
CSP | 0 | 0 | 0 | 0 | 0 | 0
CT | 0 | 0 | 0 | 0 | 0 | 0
Coal | 0 | 0 | 0 | 0 | 0 | 0
Geo | 0 | 0 | 0 | 0 | 0 | 0
H | 0 | 0 | 0 | 0 | 0 | 0
LFG | 0 | 0 | 0 | 0 | 0 | 0
Nuc | 0 | 0 | 0 | 0 | 0 | 0
PS | 0 | 0 | 0 | 0 | 0 | 0
PV | 0 | 0 | 0 | 0 | 0 | 0
PeakG | 0 | 0 | 0 | 0 | 0 | 0
PeakO | 0 | 0 | 0 | 0 | 0 | 0
ST | 0 | 0 | 0 | 0 | 0 | 0
STOG | 0 | 0 | 0 | 0 | 0 | 0
STWD | 0 | 0 | 0 | 0 | 0 | 0
WT | 0 | 0 | 0 | 0 | 0 | 0
IGCC | 0 | 0 | 0 | 0 | 0 | 0
DemandResponse | 0 | 0 | 0 | 0 | 0 | 0
IGCC-CCS | 0 | 0 | 0 | 0 | 0 | 0
WT_off | 0 | 0 | 0 | 0 | 0 | 0
PseudoUnit | 0 | 0 | 0 | 586.66 | 1111.89 | 1111.89
FixedInterchange | 0 | 0 | 0 | 0 | 0 | 0
Cumulative New Build Capacity by Reporting Type: HQ_NY
ReportingType | 2015 | 2020 | 2025 | 2030 | 2035 | 2040
BM | 0 | 0 | 0 | 0 | 0 | 0
CC | 0 | 0 | 0 | 0 | 0 | 0
CSP | 0 | 0 | 0 | 0 | 0 | 0
CT | 0 | 0 | 0 | 0 | 0 | 0
Coal | 0 | 0 | 0 | 0 | 0 | 0
Geo | 0 | 0 | 0 | 0 | 0 | 0
H | 0 | 0 | 0 | 0 | 0 | 0
LFG | 0 | 0 | 0 | 0 | 0 | 0
Nuc | 0 | 0 | 0 | 0 | 0 | 0
PS | 0 | 0 | 0 | 0 | 0 | 0
PV | 0 | 0 | 0 | 0 | 0 | 0
PeakG | 0 | 0 | 0 | 0 | 0 | 0
PeakO | 0 | 0 | 0 | 0 | 0 | 0
ST | 0 | 0 | 0 | 0 | 0 | 0
STOG | 0 | 0 | 0 | 0 | 0 | 0
STWD | 0 | 0 | 0 | 0 | 0 | 0
WT | 0 | 0 | 0 | 0 | 0 | 0
IGCC | 0 | 0 | 0 | 0 | 0 | 0
DemandResponse | 0 | 0 | 0 | 0 | 0 | 0
IGCC-CCS | 0 | 0 | 0 | 0 | 0 | 0
WT_off | 0 | 0 | 0 | 0 | 0 | 0
PseudoUnit | 0 | 0 | 1865.61 | 2333.05 | 2333.05 | 2333.05
FixedInterchange | 0 | 0 | 0 | 0 | 0 | 0
Cumulative New Build Capacity by Reporting Type: MARITIMES
ReportingType | 2015 | 2020 | 2025 | 2030 | 2035 | 2040
BM | 0 | 0 | 0 | 0 | 0 | 0
CC | 0 | 0 | 0 | 0 | 0 | 0
CSP | 0 | 0 | 0 | 0 | 0 | 0
CT | 0 | 0 | 0 | 0 | 0 | 0
Coal | 0 | 0 | 0 | 0 | 0 | 0
Geo | 0 | 0 | 0 | 0 | 0 | 0
H | 0 | 0 | 0 | 0 | 0 | 0
LFG | 0 | 0 | 0 | 0 | 0 | 0
Nuc | 0 | 0 | 0 | 0 | 0 | 0
PS | 0 | 0 | 0 | 0 | 0 | 0
PV | 0 | 0 | 0 | 0 | 0 | 0
PeakG | 0 | 0 | 0 | 0 | 0 | 0
PeakO | 0 | 0 | 0 | 0 | 0 | 0
ST | 0 | 0 | 0 | 0 | 0 | 0
STOG | 0 | 0 | 0 | 0 | 0 | 0
STWD | 0 | 0 | 0 | 0 | 0 | 0
WT | 0 | 0 | 0 | 0 | 0 | 0
IGCC | 0 | 0 | 0 | 0 | 0 | 0
DemandResponse | 0 | 0 | 0 | 0 | 0 | 0
IGCC-CCS | 0 | 0 | 0 | 0 | 0 | 0
WT_off | 0 | 0 | 0 | 0 | 0 | 0
PseudoUnit | 0 | 0 | 0 | 407.55 | 500 | 500
FixedInterchange | 0 | 0 | 0 | 0 | 0 | 0
Cumulative New Build Capacity by Reporting Type: All
ReportingType | 2015 | 2020 | 2025 | 2030 | 2035 | 2040
BM | 1251 | 1260.31 | 1693.18 | 1693.18 | 1693.18 | 1693.18
CC | 108296.96 | 134112.48 | 134112.48 | 134112.48 | 139424.24 | 144748.78
CSP | 0 | 0 | 0 | 0 | 0 | 0
CT | 6393.79 | 6693.79 | 6693.79 | 6693.79 | 6693.79 | 6693.79
Coal | 10763.64 | 10763.64 | 10763.64 | 10763.64 | 10763.64 | 10763.64
Geo | 136 | 2211 | 6640 | 6640 | 6640 | 6640
H | 0 | 1199 | 4398 | 5648.78 | 6426.54 | 6429.54
LFG | 192 | 2145 | 4355 | 5079 | 5079 | 5079
Nuc | 2740.56 | 7270.56 | 8675.14 | 57270.67 | 75085.41 | 105662.6
PS | 0 | 0 | 0 | 0 | 0 | 0
PV | 1246 | 3203.91 | 4049.05 | 4130.4 | 4130.4 | 4130.4
PeakG | 0 | 0 | 0 | 0 | 0 | 0
PeakO | 0 | 0 | 0 | 0 | 0 | 0
ST | 760 | 1484.32 | 1689.97 | 1708.31 | 1708.31 | 1708.31
STOG | 0 | 0 | 0 | 0 | 0 | 0
STWD | 0 | 0 | 0 | 0 | 0 | 0
WT | 25342 | 150937.74 | 250929.55 | 295981.38 | 299635.88 | 299904.53
IGCC | 618 | 618 | 618 | 618 | 618 | 618
DemandResponse | 0 | 0 | 0 | 0 | 0 | 0
IGCC-CCS | 0 | 0 | 0 | 0 | 0 | 0
WT_off | 469 | 469 | 1569 | 1569 | 1569 | 1569
PseudoUnit | 0 | 0 | 1865.61 | 4720.92 | 5792.94 | 5792.94
FixedInterchange | 0 | 0 | 0 | 0 | 0 | 0
Cumulative New Build Capacity by Reporting Type: EI_US
ReportingType | 2015 | 2020 | 2025 | 2030 | 2035 | 2040
BM | 741.12 | 750.42 | 1183.3 | 1183.3 | 1183.3 | 1183.3
CC | 82643.77 | 106153 | 106153 | 106153 | 111464.76 | 116789.3
CSP | 0 | 0 | 0 | 0 | 0 | 0
CT | 4323.69 | 4623.69 | 4623.69 | 4623.69 | 4623.69 | 4623.69
Coal | 7858.64 | 7858.64 | 7858.64 | 7858.64 | 7858.64 | 7858.64
Geo | 0 | 0 | 0 | 0 | 0 | 0
H | 0 | 504 | 2208 | 2235 | 2235 | 2238
LFG | 141.4 | 1160.17 | 2495.5 | 3219 | 3219 | 3219
Nuc | 2740.56 | 7270.56 | 8533.53 | 36497.79 | 47794.62 | 69375.78
PS | 0 | 0 | 0 | 0 | 0 | 0
PV | 57.74 | 2015.66 | 2860.8 | 2942.14 | 2942.14 | 2942.14
PeakG | 0 | 0 | 0 | 0 | 0 | 0
PeakO | 0 | 0 | 0 | 0 | 0 | 0
ST | 0 | 0 | 0 | 0 | 0 | 0
STOG | 0 | 0 | 0 | 0 | 0 | 0
STWD | 0 | 0 | 0 | 0 | 0 | 0
WT | 19786.6 | 125553.74 | 210352.55 | 240383.89 | 243783.54 | 243783.54
IGCC | 618 | 618 | 618 | 618 | 618 | 618
DemandResponse | 0 | 0 | 0 | 0 | 0 | 0
IGCC-CCS | 0 | 0 | 0 | 0 | 0 | 0
WT_off | 469 | 469 | 1569 | 1569 | 1569 | 1569
PseudoUnit | 0 | 0 | 1865.61 | 3327.26 | 3944.94 | 3944.94
FixedInterchange | 0 | 0 | 0 | 0 | 0 | 0
Cumulative New Build Capacity by Reporting Type: EI_Canada
ReportingType | 2015 | 2020 | 2025 | 2030 | 2035 | 2040
BM | 326.33 | 326.33 | 326.33 | 326.33 | 326.33 | 326.33
CC | 1528.05 | 1528.05 | 1528.05 | 1528.05 | 1528.05 | 1528.05
CSP | 0 | 0 | 0 | 0 | 0 | 0
CT | 368 | 368 | 368 | 368 | 368 | 368
Coal | 0 | 0 | 0 | 0 | 0 | 0
Geo | 0 | 0 | 0 | 0 | 0 | 0
H | 0 | 695 | 2190 | 3413.78 | 4191.54 | 4191.54
LFG | 14.5 | 14.5 | 14.5 | 15 | 15 | 15
Nuc | 0 | 0 | 0 | 0 | 0 | 0
PS | 0 | 0 | 0 | 0 | 0 | 0
PV | 1067.26 | 1067.26 | 1067.26 | 1067.26 | 1067.26 | 1067.26
PeakG | 0 | 0 | 0 | 0 | 0 | 0
PeakO | 0 | 0 | 0 | 0 | 0 | 0
ST | 0 | 0 | 0 | 0 | 0 | 0
STOG | 0 | 0 | 0 | 0 | 0 | 0
STWD | 0 | 0 | 0 | 0 | 0 | 0
WT | 2408.3 | 2408.3 | 2408.3 | 2408.3 | 2408.3 | 2408.3
IGCC | 0 | 0 | 0 | 0 | 0 | 0
DemandResponse | 0 | 0 | 0 | 0 | 0 | 0
IGCC-CCS | 0 | 0 | 0 | 0 | 0 | 0
WT_off | 0 | 0 | 0 | 0 | 0 | 0
PseudoUnit | 0 | 0 | 0 | 1393.67 | 1848 | 1848
FixedInterchange | 0 | 0 | 0 | 0 | 0 | 0
Cumulative New Build Capacity by Reporting Type: EI
ReportingType | 2015 | 2020 | 2025 | 2030 | 2035 | 2040
BM | 1067.45 | 1076.76 | 1509.63 | 1509.63 | 1509.63 | 1509.63
CC | 84171.81 | 107681.05 | 107681.05 | 107681.05 | 112992.81 | 118317.35
CSP | 0 | 0 | 0 | 0 | 0 | 0
CT | 4691.69 | 4991.69 | 4991.69 | 4991.69 | 4991.69 | 4991.69
Coal | 7858.64 | 7858.64 | 7858.64 | 7858.64 | 7858.64 | 7858.64
Geo | 0 | 0 | 0 | 0 | 0 | 0
H | 0 | 1199 | 4398 | 5648.78 | 6426.54 | 6429.54
LFG | 155.9 | 1174.67 | 2510 | 3234 | 3234 | 3234
Nuc | 2740.56 | 7270.56 | 8533.53 | 36497.79 | 47794.62 | 69375.78
PS | 0 | 0 | 0 | 0 | 0 | 0
PV | 1125 | 3082.91 | 3928.05 | 4009.4 | 4009.4 | 4009.4
PeakG | 0 | 0 | 0 | 0 | 0 | 0
PeakO | 0 | 0 | 0 | 0 | 0 | 0
ST | 0 | 0 | 0 | 0 | 0 | 0
STOG | 0 | 0 | 0 | 0 | 0 | 0
STWD | 0 | 0 | 0 | 0 | 0 | 0
WT | 22194.9 | 127962.04 | 212760.85 | 242792.19 | 246191.84 | 246191.84
IGCC | 618 | 618 | 618 | 618 | 618 | 618
DemandResponse | 0 | 0 | 0 | 0 | 0 | 0
IGCC-CCS | 0 | 0 | 0 | 0 | 0 | 0
WT_off | 469 | 469 | 1569 | 1569 | 1569 | 1569
PseudoUnit | 0 | 0 | 1865.61 | 4720.92 | 5792.94 | 5792.94
FixedInterchange | 0 | 0 | 0 | 0 | 0 | 0
Cumulative New Build Capacity by Reporting Type: Outside_EI
ReportingType | 2015 | 2020 | 2025 | 2030 | 2035 | 2040
BM | 183.55 | 183.55 | 183.55 | 183.55 | 183.55 | 183.55
CC | 24125.15 | 26431.43 | 26431.43 | 26431.43 | 26431.43 | 26431.43
CSP | 0 | 0 | 0 | 0 | 0 | 0
CT | 1702.1 | 1702.1 | 1702.1 | 1702.1 | 1702.1 | 1702.1
Coal | 2905 | 2905 | 2905 | 2905 | 2905 | 2905
Geo | 136 | 2211 | 6640 | 6640 | 6640 | 6640
H | 0 | 0 | 0 | 0 | 0 | 0
LFG | 36.1 | 970.33 | 1845 | 1845 | 1845 | 1845
Nuc | 0 | 0 | 141.61 | 20772.88 | 27290.79 | 36286.82
PS | 0 | 0 | 0 | 0 | 0 | 0
PV | 121 | 121 | 121 | 121 | 121 | 121
PeakG | 0 | 0 | 0 | 0 | 0 | 0
PeakO | 0 | 0 | 0 | 0 | 0 | 0
ST | 760 | 1484.32 | 1689.97 | 1708.31 | 1708.31 | 1708.31
STOG | 0 | 0 | 0 | 0 | 0 | 0
STWD | 0 | 0 | 0 | 0 | 0 | 0
WT | 3147.1 | 22975.7 | 38168.7 | 53189.19 | 53444.04 | 53712.69
IGCC | 0 | 0 | 0 | 0 | 0 | 0
DemandResponse | 0 | 0 | 0 | 0 | 0 | 0
IGCC-CCS | 0 | 0 | 0 | 0 | 0 | 0
WT_off | 0 | 0 | 0 | 0 | 0 | 0
PseudoUnit | 0 | 0 | 0 | 0 | 0 | 0
FixedInterchange | 0 | 0 | 0 | 0 | 0 | 0
#3 | Retirements of Capacity (MW)
Retirements of Capacity by Reporting Type: Entergy
ReportingType | 2015 | 2020 | 2025 | 2030 | 2035 | 2040
BM | 0 | 0 | 0 | 0 | 0 | 0
CC | 0 | 0 | 209 | 0 | 0 | 0
CSP | 0 | 0 | 0 | 0 | 0 | 0
CT | 0 | 0 | 0 | 0 | 0 | 0
Coal | 1250.11 | 5613 | 1445.79 | 0 | 0 | 0
Geo | 0 | 0 | 0 | 0 | 0 | 0
H | 0 | 0 | 0 | 0 | 0 | 0
LFG | 0 | 0 | 0 | 0 | 0 | 0
Nuc | 0 | 0 | 0 | 0 | 842 | 997
PS | 0 | 0 | 0 | 0 | 0 | 0
PV | 0 | 0 | 0 | 0 | 0.29 | 0
PeakG | 0 | 0 | 598.02 | 1085.69 | 143.97 | 0
PeakO | 0 | 0 | 174 | 0 | 0 | 0
ST | 0 | 0 | 0 | 0 | 0 | 0
STOG | 12635.74 | 0 | 2229.26 | 0 | 0 | 0
STWD | 0 | 0 | 0 | 0 | 0 | 0
WT | 0 | 0 | 0 | 0 | 0 | 0
IGCC | 0 | 0 | 0 | 0 | 0 | 0
DemandResponse | 0 | 0 | 0 | 0 | 0 | 0
IGCC-CCS | 0 | 0 | 0 | 0 | 0 | 0
WT_off | 0 | 0 | 0 | 0 | 0 | 0
PseudoUnit | 0 | 0 | 0 | 0 | 0 | 0
FixedInterchange | 0 | 0 | 0 | 0 | 0 | 0
Retirements of Capacity by Reporting Type: FRCC
ReportingType | 2015 | 2020 | 2025 | 2030 | 2035 | 2040
BM | 0 | 0 | 0 | 0 | 0 | 0
CC | 0 | 0 | 0 | 9556.69 | 694.5 | 2950.64
CSP | 0 | 0 | 0 | 0 | 0 | 0
CT | 0 | 0 | 0 | 0 | 2480 | 0
Coal | 7107.4 | 1730 | 626 | 0 | 0 | 0
Geo | 0 | 0 | 0 | 0 | 0 | 0
H | 0 | 0 | 0 | 0 | 0 | 0
LFG | 0 | 0 | 0 | 0 | 0 | 0
Nuc | 0 | 0 | 0 | 0 | 1615.33 | 1677
PS | 0 | 0 | 0 | 0 | 0 | 0
PV | 0 | 0 | 0 | 0 | 0 | 0
PeakG | 0 | 708.29 | 3430.4 | 4292.31 | 0 | 0
PeakO | 643.12 | 1639.88 | 0 | 0 | 0 | 0
ST | 0 | 0 | 0 | 0 | 0 | 0
STOG | 9833 | 0 | 0 | 0 | 0 | 0
STWD | 0 | 0 | 0 | 0 | 0 | 0
WT | 0 | 0 | 0 | 0 | 0 | 0
IGCC | 0 | 0 | 0 | 0 | 0 | 0
DemandResponse | 0 | 0 | 0 | 0 | 0 | 0
IGCC-CCS | 0 | 0 | 0 | 0 | 0 | 0
WT_off | 0 | 0 | 0 | 0 | 0 | 0
PseudoUnit | 0 | 0 | 0 | 0 | 0 | 0
FixedInterchange | 0 | 0 | 0 | 0 | 0 | 0
Retirements of Capacity by Reporting Type: MAPP_US
ReportingType | 2015 | 2020 | 2025 | 2030 | 2035 | 2040
BM | 0 | 0 | 0 | 0 | 0 | 0
CC | 0 | 0 | 0 | 0 | 0 | 0
CSP | 0 | 0 | 0 | 0 | 0 | 0
CT | 0 | 0 | 0 | 8.3 | 188.6 | 0
Coal | 1385.74 | 1493.2 | 667.56 | 0 | 0 | 0
Geo | 0 | 0 | 0 | 0 | 0 | 0
H | 0 | 0 | 0 | 0 | 0 | 0
LFG | 0 | 0 | 0 | 0 | 0 | 0
Nuc | 0 | 0 | 0 | 0 | 0 | 0
PS | 0 | 0 | 0 | 0 | 0 | 0
PV | 0 | 0 | 0 | 0 | 0 | 0
PeakG | 0 | 0 | 0 | 0 | 0 | 56.29
PeakO | 192.62 | 0 | 0 | 99.19 | 0 | 54.19
ST | 0 | 0 | 0 | 0 | 0 | 0
STOG | 36 | 0 | 0 | 0 | 0 | 0
STWD | 0 | 0 | 0 | 0 | 0 | 0
WT | 0 | 0 | 0 | 0 | 0 | 0
IGCC | 0 | 0 | 0 | 0 | 0 | 0
DemandResponse | 0 | 0 | 0 | 0 | 0 | 0
IGCC-CCS | 0 | 0 | 0 | 0 | 0 | 0
WT_off | 0 | 0 | 0 | 0 | 0 | 0
PseudoUnit | 0 | 0 | 0 | 0 | 0 | 0
FixedInterchange | 0 | 0 | 0 | 0 | 0 | 0
Retirements of Capacity by Reporting Type: MISO_IN
ReportingType | 2015 | 2020 | 2025 | 2030 | 2035 | 2040
BM | 0 | 0 | 0 | 0 | 0 | 0
CC | 0 | 0 | 0 | 0 | 0 | 0
CSP | 0 | 0 | 0 | 0 | 0 | 0
CT | 0 | 0 | 0 | 0 | 0 | 0
Coal | 6182.7 | 2276 | 6288 | 0 | 0 | 0
Geo | 0 | 0 | 0 | 0 | 0 | 0
H | 0 | 0 | 0 | 0 | 0 | 0
LFG | 0 | 0 | 0 | 0 | 0 | 0
Nuc | 0 | 0 | 0 | 0 | 0 | 0
PS | 0 | 0 | 0 | 0 | 0 | 0
PV | 0 | 0 | 0 | 0 | 0 | 22.04
PeakG | 0 | 0 | 0 | 238 | 0 | 0
PeakO | 0 | 0 | 0 | 361 | 0 | 0
ST | 0 | 0 | 0 | 0 | 0 | 0
STOG | 0 | 0 | 279 | 0 | 0 | 0
STWD | 0 | 0 | 0 | 0 | 0 | 0
WT | 0 | 0 | 0 | 0 | 0 | 0
IGCC | 0 | 0 | 0 | 0 | 0 | 0
DemandResponse | 0 | 0 | 0 | 0 | 0 | 0
IGCC-CCS | 0 | 0 | 0 | 0 | 0 | 0
WT_off | 0 | 0 | 0 | 0 | 0 | 0
PseudoUnit | 0 | 0 | 0 | 0 | 0 | 0
FixedInterchange | 0 | 0 | 0 | 0 | 0 | 0
Retirements of Capacity by Reporting Type: MISO_MI
ReportingType | 2015 | 2020 | 2025 | 2030 | 2035 | 2040
BM | 0 | 0 | 0 | 0 | 0 | 0
CC | 0 | 0 | 0 | 645.85 | 0 | 0
CSP | 0 | 0 | 0 | 0 | 0 | 0
CT | 0 | 0 | 0 | 0 | 0 | 0
Coal | 6340 | 4452 | 0 | 0 | 0 | 0
Geo | 0 | 0 | 0 | 0 | 0 | 0
H | 0 | 0 | 0 | 0 | 0 | 0
LFG | 0 | 0 | 0 | 0 | 0 | 0
Nuc | 0 | 0 | 0 | 0 | 778 | 0
PS | 0 | 0 | 0 | 0 | 0 | 0
PV | 0 | 0 | 0 | 0 | 0 | 0
PeakG | 0 | 0 | 0 | 759.96 | 0 | 682.74
PeakO | 0 | 0 | 379.36 | 154.64 | 0 | 0
ST | 0 | 0 | 0 | 0 | 0 | 0
STOG | 0 | 0 | 2852 | 0 | 0 | 0
STWD | 0 | 0 | 0 | 0 | 0 | 0
WT | 0 | 0 | 0 | 0 | 0 | 0
IGCC | 0 | 0 | 0 | 0 | 0 | 0
DemandResponse | 0 | 0 | 0 | 0 | 0 | 0
IGCC-CCS | 0 | 0 | 0 | 0 | 0 | 0
WT_off | 0 | 0 | 0 | 0 | 0 | 0
PseudoUnit | 0 | 0 | 0 | 0 | 0 | 0
FixedInterchange | 0 | 0 | 0 | 0 | 0 | 0
Retirements of Capacity by Reporting Type: MISO_MO-IL
ReportingType | 2015 | 2020 | 2025 | 2030 | 2035 | 2040
BM | 0 | 0 | 0 | 0 | 0 | 0
CC | 0 | 0 | 0 | 0 | 0 | 0
CSP | 0 | 0 | 0 | 0 | 0 | 0
CT | 0 | 0 | 0 | 0 | 0 | 0
Coal | 4483.95 | 7256.75 | 2223 | 0 | 0 | 0
Geo | 0 | 0 | 0 | 0 | 0 | 0
H | 0 | 0 | 0 | 0 | 0 | 0
LFG | 0 | 0 | 0 | 0 | 0 | 0
Nuc | 0 | 0 | 0 | 0 | 0 | 0
PS | 0 | 0 | 0 | 0 | 0 | 0
PV | 0 | 0 | 0 | 0 | 0 | 0
PeakG | 0 | 0 | 0 | 217 | 0 | 0
PeakO | 0 | 0 | 608.03 | 157.97 | 0 | 0
ST | 0 | 0 | 0 | 0 | 0 | 0
STOG | 0 | 0 | 592 | 0 | 0 | 0
STWD | 0 | 0 | 0 | 0 | 0 | 0
WT | 0 | 0 | 0 | 0 | 0 | 0
IGCC | 0 | 0 | 0 | 0 | 0 | 0
DemandResponse | 0 | 0 | 0 | 0 | 0 | 0
IGCC-CCS | 0 | 0 | 0 | 0 | 0 | 0
WT_off | 0 | 0 | 0 | 0 | 0 | 0
PseudoUnit | 0 | 0 | 0 | 0 | 0 | 0
FixedInterchange | 0 | 0 | 0 | 0 | 0 | 0
Retirements of Capacity by Reporting Type: MISO_W
ReportingType | 2015 | 2020 | 2025 | 2030 | 2035 | 2040
BM | 0 | 0 | 0 | 0 | 0 | 0
CC | 0 | 0 | 11 | 51 | 0 | 0
CSP | 0 | 0 | 0 | 0 | 0 | 0
CT | 0 | 0 | 0 | 0 | 0 | 0
Coal | 4076.19 | 5276.46 | 3781.94 | 0 | 0 | 0
Geo | 0 | 0 | 0 | 0 | 0 | 0
H | 0 | 0 | 0 | 0 | 0 | 0
LFG | 0 | 0 | 0 | 0 | 0 | 0
Nuc | 0 | 0 | 0 | 0 | 2361.23 | 0
PS | 0 | 0 | 0 | 0 | 0 | 0
PV | 0 | 0 | 0 | 0 | 0 | 0
PeakG | 0 | 0 | 0 | 504 | 0 | 0
PeakO | 0 | 0 | 1760.9 | 393.1 | 0 | 0
ST | 0 | 0 | 0 | 0 | 0 | 0
STOG | 0 | 0 | 172 | 0 | 0 | 0
STWD | 0 | 0 | 0 | 0 | 0 | 0
WT | 0 | 0 | 0 | 0 | 0 | 0
IGCC | 0 | 0 | 0 | 0 | 0 | 0
DemandResponse | 0 | 0 | 0 | 0 | 0 | 0
IGCC-CCS | 0 | 0 | 0 | 0 | 0 | 0
WT_off | 0 | 0 | 0 | 0 | 0 | 0
PseudoUnit | 0 | 0 | 0 | 0 | 0 | 0
FixedInterchange | 0 | 0 | 0 | 0 | 0 | 0
Retirements of Capacity by Reporting Type: MISO_WUMS
ReportingType | 2015 | 2020 | 2025 | 2030 | 2035 | 2040
BM | 0 | 0 | 0 | 0 | 0 | 0
CC | 0 | 0 | 0 | 0 | 0 | 0
CSP | 0 | 0 | 0 | 0 | 0 | 0
CT | 0 | 0 | 0 | 0 | 0 | 0
Coal | 4191.1 | 1869 | 1485.1 | 0 | 0 | 0
Geo | 0 | 0 | 0 | 0 | 0 | 0
H | 0 | 0 | 0 | 0 | 0 | 0
LFG | 0 | 0 | 0 | 0 | 0 | 0
Nuc | 0 | 0 | 0 | 0 | 1816.9 | 0
PS | 0 | 0 | 0 | 0 | 0 | 0
PV | 0 | 0 | 0 | 0 | 0 | 0
PeakG | 0 | 0 | 0 | 296.83 | 0 | 1657.15
PeakO | 0 | 0 | 340.29 | 149.71 | 0 | 0
ST | 0 | 0 | 0 | 0 | 0 | 0
STOG | 59.5 | 0 | 300.5 | 0 | 0 | 0
STWD | 0 | 0 | 0 | 0 | 0 | 0
WT | 0 | 0 | 0 | 0 | 0 | 0
IGCC | 0 | 0 | 0 | 0 | 0 | 0
DemandResponse | 0 | 0 | 0 | 0 | 0 | 0
IGCC-CCS | 0 | 0 | 0 | 0 | 0 | 0
WT_off | 0 | 0 | 0 | 0 | 0 | 0
PseudoUnit | 0 | 0 | 0 | 0 | 0 | 0
FixedInterchange | 0 | 0 | 0 | 0 | 0 | 0
Retirements of Capacity by Reporting Type: Nebraska
ReportingType | 2015 | 2020 | 2025 | 2030 | 2035 | 2040
BM | 0 | 0 | 0 | 0 | 0 | 0
CC | 0 | 0 | 0 | 0 | 0 | 0
CSP | 0 | 0 | 0 | 0 | 0 | 0
CT | 0 | 0 | 0 | 0 | 0 | 0
Coal | 0 | 3195.8 | 0 | 0 | 0 | 0
Geo | 0 | 0 | 0 | 0 | 0 | 0
H | 0 | 0 | 0 | 0 | 0 | 0
LFG | 0 | 0 | 0 | 0 | 0 | 0
Nuc | 0 | 0 | 0 | 0 | 1251.8 | 0
PS | 0 | 0 | 0 | 0 | 0 | 0
PV | 0 | 0 | 0 | 0 | 0 | 0
PeakG | 0 | 0 | 0 | 0 | 0 | 0
PeakO | 0 | 0 | 0 | 0 | 0 | 71.59
ST | 0 | 0 | 0 | 0 | 0 | 0
STOG | 270 | 0 | 0 | 0 | 0 | 0
STWD | 0 | 0 | 0 | 0 | 0 | 0
WT | 0 | 0 | 0 | 0 | 0 | 0
IGCC | 0 | 0 | 0 | 0 | 0 | 0
DemandResponse | 0 | 0 | 0 | 0 | 0 | 0
IGCC-CCS | 0 | 0 | 0 | 0 | 0 | 0
WT_off | 0 | 0 | 0 | 0 | 0 | 0
PseudoUnit | 0 | 0 | 0 | 0 | 0 | 0
FixedInterchange | 0 | 0 | 0 | 0 | 0 | 0
Retirements of Capacity by Reporting Type: NEISO
ReportingType | 2015 | 2020 | 2025 | 2030 | 2035 | 2040
BM | 0 | 0 | 0 | 0 | 0 | 0
CC | 3273.97 | 2364.05 | 3175.35 | 1474.94 | 0 | 0
CSP | 0 | 0 | 0 | 0 | 0 | 0
CT | 0 | 0 | 0 | 9.5 | 324.5 | 0
Coal | 2250.13 | 320 | 0 | 0 | 0 | 0
Geo | 0 | 0 | 0 | 0 | 0 | 0
H | 0 | 0 | 0 | 0 | 0 | 0
LFG | 0 | 0 | 0 | 0 | 0 | 0
Nuc | 0 | 0 | 0 | 0 | 1289 | 876.92
PS | 0 | 0 | 0 | 0 | 0 | 0
PV | 0 | 0 | 0 | 0 | 0 | 38.41
PeakG | 0 | 0 | 0 | 1200 | 0 | 0
PeakO | 1183 | 0 | 0 | 0 | 0 | 0
ST | 0 | 0 | 0 | 0 | 0 | 0
STOG | 6237 | 0 | 0 | 0 | 0 | 0
STWD | 10.92 | 406.08 | 0 | 0 | 0 | 0
WT | 0 | 0 | 0 | 0 | 0 | 0
IGCC | 0 | 0 | 0 | 0 | 0 | 0
DemandResponse | 0 | 0 | 0 | 0 | 0 | 0
IGCC-CCS | 0 | 0 | 0 | 0 | 0 | 0
WT_off | 0 | 0 | 0 | 0 | 468 | 0
PseudoUnit | 0 | 0 | 0 | 0 | 0 | 0
FixedInterchange | 0 | 0 | 0 | 0 | 0 | 0
Retirements of Capacity by Reporting Type: NonRTO_Midwest
ReportingType | 2015 | 2020 | 2025 | 2030 | 2035 | 2040
BM | 0 | 0 | 0 | 0 | 0 | 0
CC | 0 | 0 | 0 | 0 | 0 | 0
CSP | 0 | 0 | 0 | 0 | 0 | 0
CT | 0 | 0 | 0 | 0 | 0 | 0
Coal | 2844.3 | 5159.37 | 2362.09 | 70.85 | 0 | 0
Geo | 0 | 0 | 0 | 0 | 0 | 0
H | 0 | 0 | 0 | 0 | 0 | 0
LFG | 0 | 0 | 0 | 0 | 0 | 0
Nuc | 0 | 0 | 0 | 0 | 0 | 0
PS | 0 | 0 | 0 | 0 | 0 | 0
PV | 0 | 0 | 0 | 0 | 0 | 0
PeakG | 0 | 0 | 0 | 312.72 | 934.5 | 1238.36
PeakO | 0 | 12 | 0 | 0 | 0 | 0
ST | 0 | 0 | 0 | 0 | 0 | 0
STOG | 0 | 0 | 0 | 0 | 0 | 0
STWD | 0 | 0 | 0 | 0 | 0 | 0
WT | 0 | 0 | 0 | 0 | 0 | 0
IGCC | 0 | 0 | 0 | 0 | 0 | 0
DemandResponse | 0 | 0 | 0 | 0 | 0 | 0
IGCC-CCS | 0 | 0 | 0 | 0 | 0 | 0
WT_off | 0 | 0 | 0 | 0 | 0 | 0
PseudoUnit | 0 | 0 | 0 | 0 | 0 | 0
FixedInterchange | 0 | 0 | 0 | 0 | 0 | 0
Retirements of Capacity by Reporting Type: NYISO_A-F
ReportingType | 2015 | 2020 | 2025 | 2030 | 2035 | 2040
BM | 0 | 0 | 0 | 0 | 0 | 0
CC | 443.19 | 752.42 | 2398.38 | 0 | 0 | 0
CSP | 0 | 0 | 0 | 0 | 0 | 0
CT | 0 | 0 | 0 | 0 | 0 | 0
Coal | 2251.9 | 0 | 0 | 0 | 0 | 0
Geo | 0 | 0 | 0 | 0 | 0 | 0
H | 0 | 0 | 0 | 0 | 0 | 0
LFG | 0 | 0 | 0 | 0 | 0 | 0
Nuc | 0 | 0 | 0 | 621.2 | 580.5 | 852.2
PS | 0 | 0 | 0 | 0 | 0 | 0
PV | 0 | 0 | 0 | 0 | 0 | 0
PeakG | 0 | 0 | 221 | 0 | 0 | 0
PeakO | 39 | 0 | 0 | 0 | 0 | 0
ST | 0 | 0 | 0 | 0 | 0 | 0
STOG | 1701 | 0 | 0 | 0 | 0 | 0
STWD | 86 | 0 | 0 | 0 | 0 | 0
WT | 0 | 0 | 0 | 0 | 0 | 0
IGCC | 0 | 0 | 0 | 0 | 0 | 0
DemandResponse | 0 | 0 | 0 | 0 | 0 | 0
IGCC-CCS | 0 | 0 | 0 | 0 | 0 | 0
WT_off | 0 | 0 | 0 | 0 | 0 | 0
PseudoUnit | 0 | 0 | 0 | 0 | 0 | 0
FixedInterchange | 0 | 0 | 0 | 0 | 0 | 0
Retirements of Capacity by Reporting Type: NYISO_G-I
ReportingType | 2015 | 2020 | 2025 | 2030 | 2035 | 2040
BM | 0 | 0 | 0 | 0 | 0 | 0
CC | 0 | 0 | 0 | 0 | 0 | 0
CSP | 0 | 0 | 0 | 0 | 0 | 0
CT | 0 | 0 | 0 | 0 | 0 | 0
Coal | 368.2 | 0 | 0 | 0 | 0 | 0
Geo | 0 | 0 | 0 | 0 | 0 | 0
H | 0 | 0 | 0 | 0 | 0 | 0
LFG | 0 | 0 | 0 | 0 | 0 | 0
Nuc | 0 | 0 | 0 | 0 | 1019.6 | 1025
PS | 0 | 0 | 0 | 0 | 0 | 0
PV | 0 | 0 | 0 | 0 | 0 | 0
PeakG | 0 | 0 | 0 | 0 | 0 | 0
PeakO | 0 | 0 | 87 | 0 | 0 | 0
ST | 0 | 0 | 0 | 0 | 0 | 0
STOG | 2431 | 0 | 0 | 0 | 0 | 0
STWD | 0 | 0 | 0 | 0 | 0 | 0
WT | 0 | 0 | 0 | 0 | 0 | 0
IGCC | 0 | 0 | 0 | 0 | 0 | 0
DemandResponse | 0 | 0 | 0 | 0 | 0 | 0
IGCC-CCS | 0 | 0 | 0 | 0 | 0 | 0
WT_off | 0 | 0 | 0 | 0 | 0 | 0
PseudoUnit | 0 | 0 | 0 | 0 | 0 | 0
FixedInterchange | 0 | 0 | 0 | 0 | 0 | 0
Retirements of Capacity by Reporting Type: NYISO_J-K
ReportingType | 2015 | 2020 | 2025 | 2030 | 2035 | 2040
BM | 0 | 0 | 0 | 0 | 0 | 0
CC | 0 | 0 | 0 | 0 | 0 | 0
CSP | 0 | 0 | 0 | 0 | 0 | 0
CT | 0 | 0 | 0 | 0 | 0 | 0
Coal | 0 | 0 | 0 | 0 | 0 | 0
Geo | 0 | 0 | 0 | 0 | 0 | 0
H | 0 | 0 | 0 | 0 | 0 | 0
LFG | 0 | 0 | 0 | 0 | 0 | 0
Nuc | 0 | 0 | 0 | 0 | 0 | 0
PS | 0 | 0 | 0 | 0 | 0 | 0
PV | 0 | 0 | 0 | 0 | 32 | 0
PeakG | 0 | 0 | 0 | 0 | 0 | 0
PeakO | 0 | 0 | 498.14 | 313.76 | 0 | 138.96
ST | 0 | 0 | 0 | 0 | 0 | 0
STOG | 3902.55 | 882.66 | 646.3 | 0 | 0 | 0
STWD | 0 | 0 | 0 | 0 | 0 | 0
WT | 0 | 0 | 0 | 0 | 0 | 0
IGCC | 0 | 0 | 0 | 0 | 0 | 0
DemandResponse | 0 | 0 | 0 | 0 | 0 | 0
IGCC-CCS | 0 | 0 | 0 | 0 | 0 | 0
WT_off | 0 | 0 | 0 | 0 | 0 | 0
PseudoUnit | 0 | 0 | 0 | 0 | 0 | 0
FixedInterchange | 0 | 0 | 0 | 0 | 0 | 0
Retirements of Capacity by Reporting Type: PJM_E
ReportingType | 2015 | 2020 | 2025 | 2030 | 2035 | 2040
BM | 0 | 0 | 0 | 0 | 0 | 0
CC | 0 | 0 | 0 | 523 | 618.3 | 0
CSP | 0 | 0 | 0 | 0 | 0 | 0
CT | 0 | 0 | 0 | 26.2 | 0 | 0
Coal | 3285 | 568 | 0 | 0 | 0 | 0
Geo | 0 | 0 | 0 | 0 | 0 | 0
H | 0 | 0 | 0 | 0 | 0 | 0
LFG | 0 | 0 | 0 | 0 | 0 | 0
Nuc | 0 | 614.5 | 0 | 0 | 2224 | 1174
PS | 0 | 0 | 0 | 0 | 0 | 0
PV | 0 | 0 | 0 | 0 | 25.45 | 0
PeakG | 268.5 | 0 | 0 | 505.22 | 0 | 6.96
PeakO | 2.7 | 0 | 2017.68 | 731.62 | 0 | 0
ST | 0 | 0 | 0 | 0 | 0 | 0
STOG | 636.5 | 2615.5 | 0 | 0 | 0 | 0
STWD | 0 | 0 | 0 | 0 | 0 | 0
WT | 0 | 0 | 0 | 0 | 0 | 0
IGCC | 0 | 0 | 0 | 0 | 0 | 0
DemandResponse | 0 | 0 | 0 | 0 | 0 | 0
IGCC-CCS | 0 | 0 | 0 | 0 | 0 | 0
WT_off | 0 | 0 | 0 | 0 | 0 | 0
PseudoUnit | 0 | 0 | 0 | 0 | 0 | 0
FixedInterchange | 0 | 0 | 0 | 0 | 0 | 0
Retirements of Capacity by Reporting Type: PJM_ROM
ReportingType | 2015 | 2020 | 2025 | 2030 | 2035 | 2040
BM | 0 | 0 | 0 | 0 | 0 | 0
CC | 0 | 0 | 0 | 0 | 0 | 0
CSP | 0 | 0 | 0 | 0 | 0 | 0
CT | 0 | 0 | 0 | 0 | 16 | 0
Coal | 14625.5 | 1234 | 521 | 0 | 0 | 0
Geo | 0 | 0 | 0 | 0 | 0 | 0
H | 0 | 0 | 0 | 0 | 0 | 0
LFG | 0 | 0 | 0 | 0 | 0 | 0
Nuc | 0 | 0 | 0 | 0 | 1732 | 899
PS | 0 | 0 | 0 | 0 | 0 | 0
PV | 0 | 0 | 0 | 0 | 0 | 51.96
PeakG | 0 | 0 | 0 | 0 | 0 | 333
PeakO | 270 | 0 | 1182.67 | 383.33 | 0 | 0
ST | 0 | 0 | 0 | 0 | 0 | 0
STOG | 580 | 2618.65 | 910.35 | 0 | 0 | 0
STWD | 0 | 0 | 0 | 0 | 0 | 0
WT | 0 | 0 | 0 | 0 | 0 | 0
IGCC | 0 | 0 | 0 | 0 | 0 | 0
DemandResponse | 0 | 0 | 0 | 0 | 0 | 0
IGCC-CCS | 0 | 0 | 0 | 0 | 0 | 0
WT_off | 0 | 0 | 0 | 0 | 0 | 0
PseudoUnit | 0 | 0 | 0 | 0 | 0 | 0
FixedInterchange | 0 | 0 | 0 | 0 | 0 | 0
Retirements of Capacity by Reporting Type: PJM_ROR
ReportingType | 2015 | 2020 | 2025 | 2030 | 2035 | 2040
BM | 0 | 0 | 0 | 0 | 0 | 192
CC | 0 | 0 | 0 | 0 | 24.7 | 0
CSP | 0 | 0 | 0 | 0 | 0 | 0
CT | 0 | 0 | 0 | 0 | 29 | 0
Coal | 33519.27 | 16381.96 | 9966.97 | 0 | 0 | 0
Geo | 0 | 0 | 0 | 0 | 0 | 0
H | 0 | 0 | 0 | 0 | 0 | 0
LFG | 0 | 0 | 0 | 0 | 0 | 0
Nuc | 0 | 0 | 0 | 867 | 4275 | 4883.16
PS | 0 | 0 | 0 | 0 | 0 | 0
PV | 0 | 0 | 0 | 0 | 0 | 0
PeakG | 0 | 0 | 0 | 528.46 | 0 | 723.6
PeakO | 19 | 0 | 1105.25 | 636.75 | 0 | 0
ST | 0 | 0 | 0 | 0 | 0 | 0
STOG | 35 | 211.33 | 1875.67 | 0 | 0 | 0
STWD | 0 | 0 | 0 | 0 | 0 | 0
WT | 0 | 0 | 0 | 0 | 0 | 0
IGCC | 0 | 0 | 0 | 0 | 0 | 0
DemandResponse | 0 | 0 | 0 | 0 | 0 | 0
IGCC-CCS | 0 | 0 | 0 | 0 | 0 | 0
WT_off | 0 | 0 | 0 | 0 | 0 | 0
PseudoUnit | 0 | 0 | 0 | 0 | 0 | 0
FixedInterchange | 0 | 0 | 0 | 0 | 0 | 0
Retirements of Capacity by Reporting Type: SOCO
ReportingType | 2015 | 2020 | 2025 | 2030 | 2035 | 2040
BM | 0 | 0 | 0 | 0 | 0 | 0
CC | 0 | 0 | 0 | 347.18 | 218.09 | 6622.2
CSP | 0 | 0 | 0 | 0 | 0 | 0
CT | 0 | 0 | 0 | 0 | 0 | 0
Coal | 18485 | 6850 | 0 | 0 | 0 | 0
Geo | 0 | 0 | 0 | 0 | 0 | 0
H | 0 | 0 | 0 | 0 | 0 | 0
LFG | 0 | 0 | 0 | 0 | 0 | 0
Nuc | 0 | 0 | 0 | 0 | 0 | 2645.05
PS | 0 | 0 | 0 | 0 | 0 | 0
PV | 0 | 0 | 0 | 0 | 0 | 0
PeakG | 1065.07 | 0 | 1596.38 | 8261.55 | 0 | 0
PeakO | 1139 | 0 | 0 | 0 | 0 | 0
ST | 0 | 0 | 0 | 0 | 0 | 0
STOG | 854 | 0 | 0 | 0 | 0 | 0
STWD | 0 | 0 | 0 | 0 | 0 | 0
WT | 0 | 0 | 0 | 0 | 0 | 0
IGCC | 0 | 0 | 0 | 0 | 0 | 0
DemandResponse | 0 | 0 | 0 | 0 | 0 | 0
IGCC-CCS | 0 | 0 | 0 | 0 | 0 | 0
WT_off | 0 | 0 | 0 | 0 | 0 | 0
PseudoUnit | 0 | 0 | 0 | 0 | 0 | 0
FixedInterchange | 0 | 0 | 0 | 0 | 0 | 0
Retirements of Capacity by Reporting Type: SPP_N
ReportingType | 2015 | 2020 | 2025 | 2030 | 2035 | 2040
BM | 0 | 0 | 0 | 0 | 0 | 0
CC | 0 | 0 | 0 | 0 | 0 | 0
CSP | 0 | 0 | 0 | 0 | 0 | 0
CT | 0 | 0 | 0 | 0 | 0 | 0
Coal | 334 | 5295.01 | 2253.49 | 0 | 0 | 0
Geo | 0 | 0 | 0 | 0 | 0 | 0
H | 0 | 0 | 0 | 0 | 0 | 0
LFG | 0 | 0 | 0 | 0 | 0 | 0
Nuc | 0 | 0 | 0 | 0 | 0 | 0
PS | 0 | 0 | 0 | 0 | 0 | 0
PV | 0 | 0 | 0 | 0 | 0 | 0
PeakG | 0 | 0 | 0 | 0 | 0 | 0
PeakO | 0 | 0 | 0 | 0 | 0 | 387.06
ST | 0 | 0 | 0 | 0 | 0 | 0
STOG | 872.07 | 0 | 876.93 | 0 | 0 | 0
STWD | 0 | 0 | 0 | 0 | 0 | 0
WT | 0 | 0 | 0 | 0 | 0 | 0
IGCC | 0 | 0 | 0 | 0 | 0 | 0
DemandResponse | 0 | 0 | 0 | 0 | 0 | 0
IGCC-CCS | 0 | 0 | 0 | 0 | 0 | 0
WT_off | 0 | 0 | 0 | 0 | 0 | 0
PseudoUnit | 0 | 0 | 0 | 0 | 0 | 0
FixedInterchange | 0 | 0 | 0 | 0 | 0 | 0
Retirements of Capacity by Reporting Type: SPP_S
ReportingType | 2015 | 2020 | 2025 | 2030 | 2035 | 2040
BM | 0 | 0 | 0 | 0 | 0 | 0
CC | 0 | 0 | 0 | 0 | 0 | 227
CSP | 0 | 0 | 0 | 0 | 0 | 0
CT | 0 | 0 | 0 | 0 | 412.99 | 300
Coal | 1432.38 | 9933.55 | 1774 | 0 | 0 | 0
Geo | 0 | 0 | 0 | 0 | 0 | 0
H | 0 | 0 | 0 | 0 | 0 | 0
LFG | 0 | 0 | 0 | 0 | 0 | 0
Nuc | 0 | 0 | 0 | 0 | 0 | 0
PS | 0 | 0 | 0 | 0 | 0 | 0
PV | 0 | 0 | 0 | 0 | 0 | 0
PeakG | 0 | 0 | 0 | 0 | 0 | 0
PeakO | 0 | 0 | 0 | 0 | 0 | 16
ST | 0 | 0 | 0 | 0 | 0 | 0
STOG | 5292 | 0 | 3064.66 | 1866.15 | 9.27 | 338.92
STWD | 0 | 0 | 0 | 0 | 0 | 0
WT | 0 | 0 | 0 | 0 | 0 | 0
IGCC | 0 | 0 | 0 | 0 | 0 | 0
DemandResponse | 0 | 0 | 0 | 0 | 0 | 0
IGCC-CCS | 0 | 0 | 0 | 0 | 0 | 0
WT_off | 0 | 0 | 0 | 0 | 0 | 0
PseudoUnit | 0 | 0 | 0 | 0 | 0 | 0
FixedInterchange | 0 | 0 | 0 | 0 | 0 | 0
Retirements of Capacity by Reporting Type: TVA
ReportingType | 2015 | 2020 | 2025 | 2030 | 2035 | 2040
BM | 0 | 0 | 0 | 0 | 0 | 0
CC | 0 | 0 | 0 | 0 | 320 | 3191.82
CSP | 0 | 0 | 0 | 0 | 0 | 0
CT | 0 | 0 | 0 | 0 | 0 | 0
Coal | 8778.41 | 4464.65 | 1915.94 | 0 | 0 | 0
Geo | 0 | 0 | 0 | 0 | 0 | 0
H | 0 | 0 | 0 | 0 | 0 | 0
LFG | 0 | 0 | 0 | 0 | 0 | 0
Nuc | 0 | 0 | 0 | 0 | 2512.33 | 1278.67
PS | 0 | 0 | 0 | 0 | 0 | 0
PV | 0 | 0 | 0 | 0 | 0 | 0
PeakG | 59.16 | 0 | 3521.99 | 1281.68 | 1002.18 | 0
PeakO | 0 | 0 | 83 | 0 | 0 | 0
ST | 0 | 0 | 0 | 0 | 0 | 0
STOG | 0 | 0 | 0 | 0 | 0 | 0
STWD | 0 | 0 | 0 | 0 | 0 | 0
WT | 0 | 0 | 0 | 0 | 0 | 0
IGCC | 0 | 0 | 0 | 0 | 0 | 0
DemandResponse | 0 | 0 | 0 | 0 | 0 | 0
IGCC-CCS | 0 | 0 | 0 | 0 | 0 | 0
WT_off | 0 | 0 | 0 | 0 | 0 | 0
PseudoUnit | 0 | 0 | 0 | 0 | 0 | 0
FixedInterchange | 0 | 0 | 0 | 0 | 0 | 0
Retirements of Capacity by Reporting Type: TVA_Transmission
ReportingType | 2015 | 2020 | 2025 | 2030 | 2035 | 2040
BM | 0 | 0 | 0 | 0 | 0 | 0
CC | 0 | 0 | 0 | 0 | 0 | 0
CSP | 0 | 0 | 0 | 0 | 0 | 0
CT | 0 | 0 | 0 | 0 | 0 | 0
Coal | 0 | 0 | 0 | 0 | 0 | 0
Geo | 0 | 0 | 0 | 0 | 0 | 0
H | 0 | 0 | 0 | 0 | 0 | 0
LFG | 0 | 0 | 0 | 0 | 0 | 0
Nuc | 0 | 0 | 0 | 0 | 0 | 0
PS | 0 | 0 | 0 | 0 | 0 | 0
PV | 0 | 0 | 0 | 0 | 0 | 0
PeakG | 0 | 0 | 0 | 0 | 0 | 0
PeakO | 0 | 0 | 0 | 0 | 0 | 0
ST | 0 | 0 | 0 | 0 | 0 | 0
STOG | 0 | 0 | 0 | 0 | 0 | 0
STWD | 0 | 0 | 0 | 0 | 0 | 0
WT | 0 | 0 | 0 | 0 | 0 | 0
IGCC | 0 | 0 | 0 | 0 | 0 | 0
DemandResponse | 0 | 0 | 0 | 0 | 0 | 0
IGCC-CCS | 0 | 0 | 0 | 0 | 0 | 0
WT_off | 0 | 0 | 0 | 0 | 0 | 0
PseudoUnit | 0 | 0 | 0 | 0 | 0 | 0
FixedInterchange | 0 | 0 | 0 | 0 | 0 | 0
Retirements of Capacity by Reporting Type: VACAR
ReportingType | 2015 | 2020 | 2025 | 2030 | 2035 | 2040
BM | 0 | 0 | 0 | 0 | 0 | 0
CC | 0 | 0 | 185 | 0 | 0 | 1695.06
CSP | 0 | 0 | 0 | 0 | 0 | 0
CT | 0 | 0 | 0 | 655.83 | 61.37 | 0
Coal | 11209.48 | 7300.57 | 1625.95 | 0 | 0 | 0
Geo | 0 | 0 | 0 | 0 | 0 | 0
H | 0 | 0 | 0 | 0 | 0 | 0
LFG | 0 | 0 | 0 | 0 | 0 | 0
Nuc | 0 | 0 | 0 | 0 | 3248 | 1858
PS | 0 | 0 | 0 | 0 | 0 | 0
PV | 0 | 0 | 0 | 0 | 0 | 0
PeakG | 0 | 0 | 1808.63 | 6499.37 | 0 | 0
PeakO | 0 | 0 | 1268 | 0 | 0 | 0
ST | 0 | 0 | 0 | 0 | 0 | 0
STOG | 0 | 92 | 0 | 0 | 0 | 0
STWD | 0 | 0 | 0 | 0 | 0 | 0
WT | 0 | 0 | 0 | 0 | 0 | 0
IGCC | 0 | 0 | 0 | 0 | 0 | 0
DemandResponse | 0 | 0 | 0 | 0 | 0 | 0
IGCC-CCS | 0 | 0 | 0 | 0 | 0 | 0
WT_off | 0 | 0 | 0 | 0 | 0 | 0
PseudoUnit | 0 | 0 | 0 | 0 | 0 | 0
FixedInterchange | 0 | 0 | 0 | 0 | 0 | 0
Retirements of Capacity by Reporting Type: IESO
ReportingType | 2015 | 2020 | 2025 | 2030 | 2035 | 2040
BM | 0 | 0 | 0 | 0 | 0 | 0
CC | 5943 | 0 | 0 | 0 | 0 | 0
CSP | 0 | 0 | 0 | 0 | 0 | 0
CT | 0 | 0 | 0 | 0 | 368 | 0
Coal | 6416 | 0 | 0 | 0 | 0 | 0
Geo | 0 | 0 | 0 | 0 | 0 | 0
H | 0 | 0 | 0 | 0 | 0 | 0
LFG | 0 | 0 | 0 | 0 | 0 | 0
Nuc | 0 | 0 | 0 | 0 | 1030 | 1540
PS | 0 | 0 | 0 | 0 | 0 | 0
PV | 0 | 0 | 0 | 0 | 1067.26 | 0
PeakG | 584 | 0 | 0 | 0 | 0 | 0
PeakO | 175 | 0 | 0 | 0 | 0 | 0
ST | 0 | 0 | 0 | 0 | 0 | 0
STOG | 2126 | 0 | 0 | 0 | 0 | 0
STWD | 0 | 0 | 0 | 0 | 0 | 0
WT | 0 | 0 | 0 | 0 | 0 | 0
IGCC | 0 | 0 | 0 | 0 | 0 | 0
DemandResponse | 0 | 0 | 0 | 0 | 0 | 0
IGCC-CCS | 0 | 0 | 0 | 0 | 0 | 0
WT_off | 0 | 0 | 0 | 0 | 0 | 0
PseudoUnit | 0 | 0 | 0 | 0 | 0 | 0
FixedInterchange | 0 | 0 | 0 | 0 | 0 | 0
Retirements of Capacity by Reporting Type: MAPP_CA
ReportingType | 2015 | 2020 | 2025 | 2030 | 2035 | 2040
BM | 0 | 0 | 0 | 0 | 0 | 0
CC | 0 | 0 | 731 | 0 | 0 | 265.05
CSP | 0 | 0 | 0 | 0 | 0 | 0
CT | 0 | 0 | 0 | 0 | 0 | 0
Coal | 743.52 | 1002.38 | 0 | 0 | 0 | 0
Geo | 0 | 0 | 0 | 0 | 0 | 0
H | 0 | 0 | 0 | 0 | 0 | 0
LFG | 0 | 0 | 0 | 0 | 0 | 0
Nuc | 0 | 0 | 0 | 0 | 0 | 0
PS | 0 | 0 | 0 | 0 | 0 | 0
PV | 0 | 0 | 0 | 0 | 0 | 0
PeakG | 0 | 0 | 559 | 0 | 0 | 0
PeakO | 0 | 0 | 4 | 0 | 0 | 0
ST | 0 | 0 | 0 | 0 | 0 | 0
STOG | 0 | 126 | 0 | 0 | 0 | 0
STWD | 0 | 0 | 0 | 0 | 0 | 0
WT | 0 | 0 | 0 | 0 | 302.4 | 0
IGCC | 0 | 0 | 0 | 0 | 0 | 0
DemandResponse | 0 | 0 | 0 | 0 | 0 | 0
IGCC-CCS | 0 | 0 | 0 | 0 | 0 | 0
WT_off | 0 | 0 | 0 | 0 | 0 | 0
PseudoUnit | 0 | 0 | 0 | 0 | 0 | 0
FixedInterchange | 0 | 0 | 0 | 0 | 0 | 0
Retirements of Capacity by Reporting Type: AZ_NM_SNV_Coal
ReportingType | 2015 | 2020 | 2025 | 2030 | 2035 | 2040
BM | 0 | 0 | 0 | 0 | 0 | 0
CC | 0 | 0 | 0 | 0 | 0 | 0
CSP | 0 | 0 | 0 | 0 | 0 | 0
CT | 0 | 0 | 0 | 0 | 0 | 0
Coal | 1351 | 4043.7 | 5071.3 | 0 | 0 | 0
Geo | 0 | 0 | 0 | 0 | 0 | 0
H | 0 | 0 | 0 | 0 | 0 | 0
LFG | 0 | 0 | 0 | 0 | 0 | 0
Nuc | 0 | 0 | 0 | 0 | 0 | 0
PS | 0 | 0 | 0 | 0 | 0 | 0
PV | 0 | 0 | 0 | 0 | 0 | 0
PeakG | 0 | 0 | 0 | 0 | 0 | 0
PeakO | 185 | 15 | 0 | 0 | 0 | 0
ST | 0 | 0 | 0 | 0 | 0 | 0
STOG | 0 | 0 | 0 | 0 | 0 | 0
STWD | 0 | 0 | 0 | 0 | 0 | 0
WT | 0 | 0 | 0 | 0 | 0 | 0
IGCC | 0 | 0 | 0 | 0 | 0 | 0
DemandResponse | 0 | 0 | 0 | 0 | 0 | 0
IGCC-CCS | 0 | 0 | 0 | 0 | 0 | 0
WT_off | 0 | 0 | 0 | 0 | 0 | 0
PseudoUnit | 0 | 0 | 0 | 0 | 0 | 0
FixedInterchange | 0 | 0 | 0 | 0 | 0 | 0
Retirements of Capacity by Reporting Type: AZ_NM_SNV_Gas
ReportingType | 2015 | 2020 | 2025 | 2030 | 2035 | 2040
BM | 0 | 0 | 0 | 0 | 0 | 0
CC | 2859.33 | 0 | 0 | 3828.47 | 3839.95 | 212.13
CSP | 0 | 0 | 0 | 0 | 0 | 0
CT | 0 | 0 | 0 | 0 | 736 | 0
Coal | 0 | 0 | 0 | 0 | 0 | 0
Geo | 0 | 0 | 0 | 0 | 0 | 0
H | 0 | 0 | 0 | 0 | 0 | 0
LFG | 0 | 0 | 0 | 0 | 0 | 0
Nuc | 0 | 0 | 0 | 0 | 0 | 0
PS | 0 | 0 | 0 | 0 | 0 | 0
PV | 0 | 0 | 0 | 0 | 0 | 0
PeakG | 0 | 1062.32 | 2597.68 | 0 | 0 | 0
PeakO | 0 | 0 | 0 | 0 | 0 | 0
ST | 0 | 0 | 0 | 0 | 0 | 0
STOG | 2064 | 0 | 0 | 0 | 0 | 0
STWD | 0 | 0 | 0 | 0 | 0 | 0
WT | 0 | 0 | 0 | 0 | 0 | 0
IGCC | 0 | 0 | 0 | 0 | 0 | 0
DemandResponse | 0 | 0 | 0 | 0 | 0 | 0
IGCC-CCS | 0 | 0 | 0 | 0 | 0 | 0
WT_off | 0 | 0 | 0 | 0 | 0 | 0
PseudoUnit | 0 | 0 | 0 | 0 | 0 | 0
FixedInterchange | 0 | 0 | 0 | 0 | 0 | 0
Retirements of Capacity by Reporting Type: AZ_NM_SNV_NucRenew
ReportingType | 2015 | 2020 | 2025 | 2030 | 2035 | 2040
BM | 0 | 0 | 0 | 0 | 0 | 0
CC | 0 | 0 | 0 | 0 | 0 | 0
CSP | 65 | 0 | 0 | 0 | 0 | 0
CT | 0 | 0 | 0 | 0 | 0 | 0
Coal | 0 | 0 | 0 | 0 | 0 | 0
Geo | 0 | 0 | 0 | 0 | 0 | 0
H | 0 | 0 | 0 | 0 | 0 | 0
LFG | 0 | 0 | 0 | 0 | 0 | 0
Nuc | 0 | 0 | 0 | 0 | 0 | 0
PS | 0 | 0 | 0 | 0 | 0 | 0
PV | 0 | 0 | 0 | 0 | 0 | 0
PeakG | 0 | 0 | 0 | 0 | 0 | 0
PeakO | 0 | 0 | 0 | 0 | 0 | 0
ST | 0 | 0 | 0 | 0 | 0 | 0
STOG | 0 | 0 | 0 | 0 | 0 | 0
STWD | 0 | 0 | 0 | 0 | 0 | 0
WT | 0 | 0 | 0 | 0 | 0 | 0
IGCC | 0 | 0 | 0 | 0 | 0 | 0
DemandResponse | 0 | 0 | 0 | 0 | 0 | 0
IGCC-CCS | 0 | 0 | 0 | 0 | 0 | 0
WT_off | 0 | 0 | 0 | 0 | 0 | 0
PseudoUnit | 0 | 0 | 0 | 0 | 0 | 0
FixedInterchange | 0 | 0 | 0 | 0 | 0 | 0
Retirements of Capacity by Reporting Type: ERCOT
ReportingType | 2015 | 2020 | 2025 | 2030 | 2035 | 2040
BM | 0 | 0 | 0 | 0 | 0 | 0
CC | 0 | 0 | 116.76 | 24.23 | 416.01 | 4390
CSP | 0 | 0 | 0 | 0 | 0 | 0
CT | 0 | 0 | 0 | 0 | 250 | 0
Coal | 15174.87 | 1472 | 1345 | 0 | 0 | 0
Geo | 0 | 0 | 0 | 0 | 0 | 0
H | 0 | 0 | 0 | 0 | 0 | 0
LFG | 0 | 0 | 0 | 0 | 0 | 0
Nuc | 0 | 0 | 0 | 0 | 0 | 0
PS | 0 | 0 | 0 | 0 | 0 | 0
PV | 0 | 0 | 0 | 0 | 14 | 0
PeakG | 0 | 0 | 0 | 1524.7 | 1052.3 | 879.83
PeakO | 0 | 0 | 51 | 0 | 0 | 0
ST | 0 | 0 | 0 | 0 | 0 | 0
STOG | 6380.71 | 5536.77 | 7015.53 | 0 | 0 | 0
STWD | 0 | 0 | 0 | 0 | 0 | 0
WT | 0 | 0 | 0 | 0 | 0 | 487.69
IGCC | 0 | 0 | 0 | 0 | 0 | 0
DemandResponse | 0 | 0 | 0 | 0 | 0 | 0
IGCC-CCS | 0 | 0 | 0 | 0 | 0 | 0
WT_off | 0 | 0 | 0 | 0 | 0 | 0
PseudoUnit | 0 | 0 | 0 | 0 | 0 | 0
FixedInterchange | 0 | 0 | 0 | 0 | 0 | 0
Retirements of Capacity by Reporting Type: NP15
ReportingType | 2015 | 2020 | 2025 | 2030 | 2035 | 2040
BM | 0 | 0 | 0 | 0 | 0 | 0
CC | 0 | 0 | 417 | 1763 | 0 | 3830.18
CSP | 0 | 0 | 0 | 0 | 0 | 0
CT | 0 | 0 | 0 | 0 | 212.6 | 0
Coal | 0 | 191.9 | 0 | 0 | 0 | 0
Geo | 0 | 0 | 0 | 0 | 0 | 0
H | 0 | 0 | 0 | 0 | 0 | 0
LFG | 0 | 0 | 0 | 0 | 0 | 0
Nuc | 0 | 0 | 0 | 0 | 0 | 0
PS | 0 | 0 | 0 | 0 | 0 | 0
PV | 0 | 0 | 0 | 0 | 0 | 0
PeakG | 0 | 0 | 529.96 | 1512.97 | 1222.07 | 0
PeakO | 156 | 0 | 350 | 0 | 0 | 0
ST | 0 | 0 | 0 | 0 | 0 | 0
STOG | 2290.32 | 2568.68 | 0 | 0 | 0 | 0
STWD | 0 | 0 | 0 | 0 | 0 | 0
WT | 0 | 0 | 0 | 0 | 0 | 0
IGCC | 0 | 0 | 0 | 0 | 0 | 0
DemandResponse | 0 | 0 | 0 | 0 | 0 | 0
IGCC-CCS | 0 | 0 | 0 | 0 | 0 | 0
WT_off | 0 | 0 | 0 | 0 | 0 | 0
PseudoUnit | 0 | 0 | 0 | 0 | 0 | 0
FixedInterchange | 0 | 0 | 0 | 0 | 0 | 0
Retirements of Capacity by Reporting Type: NWPP_Coal
ReportingType | 2015 | 2020 | 2025 | 2030 | 2035 | 2040
BM | 0 | 0 | 0 | 0 | 0 | 0
CC | 0 | 0 | 0 | 0 | 0 | 0
CSP | 0 | 0 | 0 | 0 | 0 | 0
CT | 0 | 0 | 0 | 0 | 0 | 0
Coal | 6909.11 | 1965.59 | 4682 | 0 | 0 | 0
Geo | 0 | 0 | 0 | 0 | 0 | 0
H | 0 | 0 | 0 | 0 | 0 | 0
LFG | 0 | 0 | 0 | 0 | 0 | 0
Nuc | 0 | 0 | 0 | 0 | 0 | 0
PS | 0 | 0 | 0 | 0 | 0 | 0
PV | 0 | 0 | 0 | 0 | 0 | 0
PeakG | 0 | 0 | 0 | 0 | 0 | 0
PeakO | 183 | 0 | 0 | 0 | 0 | 0
ST | 0 | 0 | 0 | 0 | 0 | 0
STOG | 0 | 0 | 0 | 0 | 0 | 0
STWD | 0 | 0 | 0 | 0 | 0 | 0
WT | 0 | 0 | 0 | 0 | 0 | 0
IGCC | 0 | 0 | 0 | 0 | 0 | 0
DemandResponse | 0 | 0 | 0 | 0 | 0 | 0
IGCC-CCS | 0 | 0 | 0 | 0 | 0 | 0
WT_off | 0 | 0 | 0 | 0 | 0 | 0
PseudoUnit | 0 | 0 | 0 | 0 | 0 | 0
FixedInterchange | 0 | 0 | 0 | 0 | 0 | 0
Retirements of Capacity by Reporting Type: NWPP_Gas
ReportingType | 2015 | 2020 | 2025 | 2030 | 2035 | 2040
BM | 0 | 0 | 0 | 0 | 0 | 0
CC | 1678 | 0 | 0 | 5934.91 | 392.09 | 300
CSP | 0 | 0 | 0 | 0 | 0 | 0
CT | 0 | 0 | 0 | 0 | 150 | 0
Coal | 0 | 0 | 0 | 0 | 0 | 0
Geo | 0 | 0 | 0 | 0 | 0 | 0
H | 0 | 0 | 0 | 0 | 0 | 0
LFG | 0 | 0 | 0 | 0 | 0 | 0
Nuc | 0 | 0 | 0 | 0 | 0 | 0
PS | 0 | 0 | 0 | 0 | 0 | 0
PV | 0 | 0 | 0 | 0 | 0 | 0
PeakG | 2623 | 0 | 0 | 0 | 0 | 0
PeakO | 0 | 0 | 0 | 0 | 0 | 0
ST | 0 | 0 | 0 | 0 | 0 | 0
STOG | 786 | 0 | 0 | 0 | 0 | 0
STWD | 0 | 0 | 0 | 0 | 0 | 0
WT | 0 | 0 | 0 | 0 | 0 | 0
IGCC | 0 | 0 | 0 | 0 | 0 | 0
DemandResponse | 0 | 0 | 0 | 0 | 0 | 0
IGCC-CCS | 0 | 0 | 0 | 0 | 0 | 0
WT_off | 0 | 0 | 0 | 0 | 0 | 0
PseudoUnit | 0 | 0 | 0 | 0 | 0 | 0
FixedInterchange | 0 | 0 | 0 | 0 | 0 | 0
Retirements of Capacity by Reporting Type: NWPP_NucRenew
ReportingType | 2015 | 2020 | 2025 | 2030 | 2035 | 2040
BM | 0 | 0 | 0 | 0 | 0 | 0
CC | 0 | 0 | 0 | 0 | 0 | 0
CSP | 0 | 0 | 0 | 0 | 0 | 0
CT | 0 | 0 | 0 | 0 | 0 | 0
Coal | 0 | 0 | 0 | 0 | 0 | 0
Geo | 4.8 | 0 | 0 | 0 | 0 | 0
H | 0 | 0 | 0 | 0 | 0 | 0
LFG | 0 | 0 | 0 | 0 | 0 | 0
Nuc | 0 | 0 | 0 | 0 | 0 | 0
PS | 0 | 0 | 0 | 0 | 0 | 0
PV | 0 | 0 | 0 | 0 | 0 | 0
PeakG | 0 | 0 | 0 | 0 | 0 | 0
PeakO | 0 | 0 | 0 | 0 | 0 | 0
ST | 0 | 0 | 0 | 0 | 0 | 0
STOG | 0 | 0 | 0 | 0 | 0 | 0
STWD | 0 | 0 | 0 | 0 | 0 | 0
WT | 0 | 0 | 0 | 0 | 0 | 0
IGCC | 0 | 0 | 0 | 0 | 0 | 0
DemandResponse | 0 | 0 | 0 | 0 | 0 | 0
IGCC-CCS | 0 | 0 | 0 | 0 | 0 | 0
WT_off | 0 | 0 | 0 | 0 | 0 | 0
PseudoUnit | 0 | 0 | 0 | 0 | 0 | 0
FixedInterchange | 0 | 0 | 0 | 0 | 0 | 0
Retirements of Capacity by Reporting Type: RMPA
ReportingType | 2015 | 2020 | 2025 | 2030 | 2035 | 2040
BM | 0 | 0 | 0 | 0 | 0 | 0
CC | 815.49 | 0 | 0 | 0 | 0 | 0
CSP | 1 | 0 | 0 | 0 | 0 | 0
CT | 0 | 0 | 0 | 0 | 152 | 0
Coal | 817.29 | 2331.71 | 3639 | 0 | 0 | 0
Geo | 0 | 0 | 0 | 0 | 0 | 0
H | 0 | 0 | 0 | 0 | 0 | 0
LFG | 0 | 0 | 0 | 0 | 0 | 0
Nuc | 0 | 0 | 0 | 0 | 0 | 0
PS | 0 | 0 | 0 | 0 | 0 | 0
PV | 0 | 0 | 0 | 0 | 0 | 0
PeakG | 103.55 | 0 | 0 | 1632.9 | 0 | 383.6
PeakO | 187 | 0 | 0 | 0 | 0 | 0
ST | 0 | 0 | 0 | 0 | 0 | 0
STOG | 217 | 0 | 0 | 0 | 0 | 0
STWD | 0 | 0 | 0 | 0 | 0 | 0
WT | 0 | 0 | 0 | 0 | 0 | 0
IGCC | 0 | 0 | 0 | 0 | 0 | 0
DemandResponse | 0 | 0 | 0 | 0 | 0 | 0
IGCC-CCS | 0 | 0 | 0 | 0 | 0 | 0
WT_off | 0 | 0 | 0 | 0 | 0 | 0
PseudoUnit | 0 | 0 | 0 | 0 | 0 | 0
FixedInterchange | 0 | 0 | 0 | 0 | 0 | 0
Retirements of Capacity by Reporting Type: SP15
ReportingType | 2015 | 2020 | 2025 | 2030 | 2035 | 2040
BM | 0 | 0 | 0 | 0 | 0 | 0
CC | 0 | 0 | 429.47 | 844.26 | 372.31 | 798.31
CSP | 409 | 0 | 0 | 0 | 0 | 0
CT | 0 | 0 | 0 | 0 | 0 | 0
Coal | 57 | 84.5 | 101.2 | 0 | 0 | 0
Geo | 0 | 0 | 0 | 0 | 0 | 0
H | 0 | 0 | 0 | 0 | 0 | 0
LFG | 0 | 0 | 0 | 0 | 0 | 0
Nuc | 0 | 0 | 0 | 0 | 0 | 0
PS | 0 | 0 | 0 | 0 | 0 | 0
PV | 0 | 0 | 0 | 0 | 0 | 0
PeakG | 44 | 0 | 0 | 0 | 0 | 0
PeakO | 15 | 0 | 51 | 0 | 0 | 0
ST | 0 | 0 | 0 | 0 | 0 | 0
STOG | 7257.61 | 3451.46 | 490.94 | 0 | 0 | 0
STWD | 0 | 0 | 0 | 0 | 0 | 0
WT | 126.2 | 0 | 0 | 0 | 0 | 0
IGCC | 0 | 0 | 0 | 0 | 0 | 0
DemandResponse | 0 | 0 | 0 | 0 | 0 | 0
IGCC-CCS | 0 | 0 | 0 | 0 | 0 | 0
WT_off | 0 | 0 | 0 | 0 | 0 | 0
PseudoUnit | 0 | 0 | 0 | 0 | 0 | 0
FixedInterchange | 0 | 0 | 0 | 0 | 0 | 0
Retirements of Capacity by Reporting Type: ALB
ReportingType | 2015 | 2020 | 2025 | 2030 | 2035 | 2040
BM | 0 | 0 | 0 | 0 | 0 | 0
CC | 0 | 0 | 0 | 2202 | 0 | 140.31
CSP | 0 | 0 | 0 | 0 | 0 | 0
CT | 0 | 0 | 0 | 0 | 201.5 | 0
Coal | 0 | 0 | 80.78 | 5665.05 | 0 | 0
Geo | 0 | 0 | 0 | 0 | 0 | 0
H | 0 | 0 | 0 | 0 | 0 | 0
LFG | 0 | 0 | 0 | 0 | 0 | 0
Nuc | 0 | 0 | 0 | 0 | 0 | 0
PS | 0 | 0 | 0 | 0 | 0 | 0
PV | 0 | 0 | 0 | 0 | 0 | 0
PeakG | 1273.12 | 532.07 | 562.81 | 0 | 0 | 0
PeakO | 6 | 0 | 0 | 0 | 0 | 0
ST | 0 | 0 | 0 | 0 | 0 | 0
STOG | 186 | 0 | 0 | 0 | 0 | 0
STWD | 0 | 0 | 0 | 0 | 0 | 0
WT | 0 | 0 | 0 | 0 | 0 | 0
IGCC | 0 | 0 | 0 | 0 | 0 | 0
DemandResponse | 0 | 0 | 0 | 0 | 0 | 0
IGCC-CCS | 0 | 0 | 0 | 0 | 0 | 0
WT_off | 0 | 0 | 0 | 0 | 0 | 0
PseudoUnit | 0 | 0 | 0 | 0 | 0 | 0
FixedInterchange | 0 | 0 | 0 | 0 | 0 | 0
Retirements of Capacity by Reporting Type: BC
ReportingType | 2015 | 2020 | 2025 | 2030 | 2035 | 2040
BM | 0 | 0 | 0 | 0 | 0 | 0
CC | 0 | 0 | 0 | 205 | 0 | 762.87
CSP | 0 | 0 | 0 | 0 | 0 | 0
CT | 0 | 0 | 0 | 0 | 0 | 0
Coal | 0 | 0 | 0 | 0 | 0 | 0
Geo | 0 | 0 | 0 | 0 | 0 | 0
H | 0 | 0 | 0 | 0 | 0 | 0
LFG | 0 | 0 | 0 | 0 | 0 | 0
Nuc | 0 | 0 | 0 | 0 | 0 | 0
PS | 0 | 0 | 0 | 0 | 0 | 0
PV | 0 | 0 | 0 | 0 | 0 | 0
PeakG | 141 | 0 | 0 | 0 | 0 | 0
PeakO | 44 | 0 | 0 | 0 | 0 | 0
ST | 0 | 0 | 0 | 0 | 0 | 0
STOG | 938 | 0 | 0 | 0 | 0 | 0
STWD | 0 | 0 | 0 | 0 | 0 | 0
WT | 0 | 0 | 0 | 0 | 0 | 0
IGCC | 0 | 0 | 0 | 0 | 0 | 0
DemandResponse | 0 | 0 | 0 | 0 | 0 | 0
IGCC-CCS | 0 | 0 | 0 | 0 | 0 | 0
WT_off | 0 | 0 | 0 | 0 | 0 | 0
PseudoUnit | 0 | 0 | 0 | 0 | 0 | 0
FixedInterchange | 0 | 0 | 0 | 0 | 0 | 0
Retirements of Capacity by Reporting Type: HQ_IESO
ReportingType | 2015 | 2020 | 2025 | 2030 | 2035 | 2040
BM | 0 | 0 | 0 | 0 | 0 | 0
CC | 0 | 0 | 0 | 0 | 0 | 0
CSP | 0 | 0 | 0 | 0 | 0 | 0
CT | 0 | 0 | 0 | 0 | 0 | 0
Coal | 0 | 0 | 0 | 0 | 0 | 0
Geo | 0 | 0 | 0 | 0 | 0 | 0
H | 0 | 0 | 0 | 0 | 0 | 0
LFG | 0 | 0 | 0 | 0 | 0 | 0
Nuc | 0 | 0 | 0 | 0 | 0 | 0
PS | 0 | 0 | 0 | 0 | 0 | 0
PV | 0 | 0 | 0 | 0 | 0 | 0
PeakG | 0 | 0 | 0 | 0 | 0 | 0
PeakO | 0 | 0 | 0 | 0 | 0 | 0
ST | 0 | 0 | 0 | 0 | 0 | 0
STOG | 0 | 0 | 0 | 0 | 0 | 0
STWD | 0 | 0 | 0 | 0 | 0 | 0
WT | 0 | 0 | 0 | 0 | 0 | 0
IGCC | 0 | 0 | 0 | 0 | 0 | 0
DemandResponse | 0 | 0 | 0 | 0 | 0 | 0
IGCC-CCS | 0 | 0 | 0 | 0 | 0 | 0
WT_off | 0 | 0 | 0 | 0 | 0 | 0
PseudoUnit | 0 | 0 | 0 | 0 | 0 | 0
FixedInterchange | 0 | 0 | 0 | 0 | 0 | 0
Retirements of Capacity by Reporting Type: HQ_NEISO
ReportingType | 2015 | 2020 | 2025 | 2030 | 2035 | 2040
BM | 0 | 0 | 0 | 0 | 0 | 0
CC | 0 | 0 | 0 | 0 | 0 | 0
CSP | 0 | 0 | 0 | 0 | 0 | 0
CT | 0 | 0 | 0 | 0 | 0 | 0
Coal | 0 | 0 | 0 | 0 | 0 | 0
Geo | 0 | 0 | 0 | 0 | 0 | 0
H | 0 | 0 | 0 | 0 | 0 | 0
LFG | 0 | 0 | 0 | 0 | 0 | 0
Nuc | 0 | 0 | 0 | 0 | 0 | 0
PS | 0 | 0 | 0 | 0 | 0 | 0
PV | 0 | 0 | 0 | 0 | 0 | 0
PeakG | 0 | 0 | 0 | 0 | 0 | 0
PeakO | 0 | 0 | 0 | 0 | 0 | 0
ST | 0 | 0 | 0 | 0 | 0 | 0
STOG | 0 | 0 | 0 | 0 | 0 | 0
STWD | 0 | 0 | 0 | 0 | 0 | 0
WT | 0 | 0 | 0 | 0 | 0 | 0
IGCC | 0 | 0 | 0 | 0 | 0 | 0
DemandResponse | 0 | 0 | 0 | 0 | 0 | 0
IGCC-CCS | 0 | 0 | 0 | 0 | 0 | 0
WT_off | 0 | 0 | 0 | 0 | 0 | 0
PseudoUnit | 0 | 0 | 0 | 0 | 0 | 0
FixedInterchange | 0 | 0 | 0 | 0 | 0 | 0
Retirements of Capacity by Reporting Type: HQ_NY
ReportingType | 2015 | 2020 | 2025 | 2030 | 2035 | 2040
BM | 0 | 0 | 0 | 0 | 0 | 0
CC | 0 | 0 | 0 | 0 | 0 | 0
CSP | 0 | 0 | 0 | 0 | 0 | 0
CT | 0 | 0 | 0 | 0 | 0 | 0
Coal | 0 | 0 | 0 | 0 | 0 | 0
Geo | 0 | 0 | 0 | 0 | 0 | 0
H | 0 | 0 | 0 | 0 | 0 | 0
LFG | 0 | 0 | 0 | 0 | 0 | 0
Nuc | 0 | 0 | 0 | 0 | 0 | 0
PS | 0 | 0 | 0 | 0 | 0 | 0
PV | 0 | 0 | 0 | 0 | 0 | 0
PeakG | 0 | 0 | 0 | 0 | 0 | 0
PeakO | 0 | 0 | 0 | 0 | 0 | 0
ST | 0 | 0 | 0 | 0 | 0 | 0
STOG | 0 | 0 | 0 | 0 | 0 | 0
STWD | 0 | 0 | 0 | 0 | 0 | 0
WT | 0 | 0 | 0 | 0 | 0 | 0
IGCC | 0 | 0 | 0 | 0 | 0 | 0
DemandResponse | 0 | 0 | 0 | 0 | 0 | 0
IGCC-CCS | 0 | 0 | 0 | 0 | 0 | 0
WT_off | 0 | 0 | 0 | 0 | 0 | 0
PseudoUnit | 0 | 0 | 0 | 0 | 0 | 0
FixedInterchange | 0 | 0 | 0 | 0 | 0 | 0
Retirements of Capacity by Reporting Type: MARITIMES
ReportingType | 2015 | 2020 | 2025 | 2030 | 2035 | 2040
BM | 0 | 0 | 0 | 0 | 0 | 0
CC | 0 | 0 | 0 | 0 | 0 | 0
CSP | 0 | 0 | 0 | 0 | 0 | 0
CT | 0 | 0 | 0 | 0 | 0 | 0
Coal | 0 | 0 | 0 | 0 | 0 | 0
Geo | 0 | 0 | 0 | 0 | 0 | 0
H | 0 | 0 | 0 | 0 | 0 | 0
LFG | 0 | 0 | 0 | 0 | 0 | 0
Nuc | 0 | 0 | 0 | 0 | 0 | 0
PS | 0 | 0 | 0 | 0 | 0 | 0
PV | 0 | 0 | 0 | 0 | 0 | 0
PeakG | 0 | 0 | 0 | 0 | 0 | 0
PeakO | 0 | 0 | 0 | 0 | 0 | 0
ST | 0 | 0 | 0 | 0 | 0 | 0
STOG | 0 | 0 | 0 | 0 | 0 | 0
STWD | 0 | 0 | 0 | 0 | 0 | 0
WT | 0 | 0 | 0 | 0 | 0 | 0
IGCC | 0 | 0 | 0 | 0 | 0 | 0
DemandResponse | 0 | 0 | 0 | 0 | 0 | 0
IGCC-CCS | 0 | 0 | 0 | 0 | 0 | 0
WT_off | 0 | 0 | 0 | 0 | 0 | 0
PseudoUnit | 0 | 0 | 0 | 0 | 0 | 0
FixedInterchange | 0 | 0 | 0 | 0 | 0 | 0
Retirements of Capacity by Reporting Type: All
ReportingType | 2015 | 2020 | 2025 | 2030 | 2035 | 2040
BM | 0 | 0 | 0 | 0 | 0 | 192
CC | 15012.99 | 3116.48 | 7672.96 | 27400.53 | 6895.96 | 25385.58
CSP | 475 | 0 | 0 | 0 | 0 | 0
CT | 0 | 0 | 0 | 699.83 | 5582.56 | 300
Coal | 165869.53 | 101761.12 | 51856.11 | 5735.9 | 0 | 0
Geo | 4.8 | 0 | 0 | 0 | 0 | 0
H | 0 | 0 | 0 | 0 | 0 | 0
LFG | 0 | 0 | 0 | 0 | 0 | 0
Nuc | 0 | 614.5 | 0 | 1488.2 | 26575.7 | 19706
PS | 0 | 0 | 0 | 0 | 0 | 0
PV | 0 | 0 | 0 | 0 | 1139 | 112.42
PeakG | 6161.39 | 2302.68 | 15425.88 | 30653.35 | 4355.01 | 5961.53
PeakO | 4439.44 | 1666.88 | 9960.32 | 3381.07 | 0 | 667.79
ST | 0 | 0 | 0 | 0 | 0 | 0
STOG | 67620.99 | 18103.05 | 21305.14 | 1866.15 | 9.27 | 338.92
STWD | 96.92 | 406.08 | 0 | 0 | 0 | 0
WT | 126.2 | 0 | 0 | 0 | 302.4 | 487.69
IGCC | 0 | 0 | 0 | 0 | 0 | 0
DemandResponse | 0 | 0 | 0 | 0 | 0 | 0
IGCC-CCS | 0 | 0 | 0 | 0 | 0 | 0
WT_off | 0 | 0 | 0 | 0 | 468 | 0
PseudoUnit | 0 | 0 | 0 | 0 | 0 | 0
FixedInterchange | 0 | 0 | 0 | 0 | 0 | 0
Retirements of Capacity by Reporting Type: EI_US
ReportingType | 2015 | 2020 | 2025 | 2030 | 2035 | 2040
BM | 0 | 0 | 0 | 0 | 0 | 192
CC | 3717.17 | 3116.48 | 5978.73 | 12598.67 | 1875.59 | 14686.73
CSP | 0 | 0 | 0 | 0 | 0 | 0
CT | 0 | 0 | 0 | 699.83 | 3512.47 | 300
Coal | 134400.75 | 90669.33 | 36936.84 | 70.85 | 0 | 0
Geo | 0 | 0 | 0 | 0 | 0 | 0
H | 0 | 0 | 0 | 0 | 0 | 0
LFG | 0 | 0 | 0 | 0 | 0 | 0
Nuc | 0 | 614.5 | 0 | 1488.2 | 25545.7 | 18166
PS | 0 | 0 | 0 | 0 | 0 | 0
PV | 0 | 0 | 0 | 0 | 57.74 | 112.42
PeakG | 1392.73 | 708.29 | 11176.43 | 25982.78 | 2080.64 | 4698.1
PeakO | 3488.44 | 1651.88 | 9504.32 | 3381.07 | 0 | 667.79
ST | 0 | 0 | 0 | 0 | 0 | 0
STOG | 45375.35 | 6420.15 | 13798.68 | 1866.15 | 9.27 | 338.92
STWD | 96.92 | 406.08 | 0 | 0 | 0 | 0
WT | 0 | 0 | 0 | 0 | 0 | 0
IGCC | 0 | 0 | 0 | 0 | 0 | 0
DemandResponse | 0 | 0 | 0 | 0 | 0 | 0
IGCC-CCS | 0 | 0 | 0 | 0 | 0 | 0
WT_off | 0 | 0 | 0 | 0 | 468 | 0
PseudoUnit | 0 | 0 | 0 | 0 | 0 | 0
FixedInterchange | 0 | 0 | 0 | 0 | 0 | 0
Retirements of Capacity by Reporting Type: EI_Canada
ReportingType | 2015 | 2020 | 2025 | 2030 | 2035 | 2040
BM | 0 | 0 | 0 | 0 | 0 | 0
CC | 5943 | 0 | 731 | 0 | 0 | 265.05
CSP | 0 | 0 | 0 | 0 | 0 | 0
CT | 0 | 0 | 0 | 0 | 368 | 0
Coal | 7159.52 | 1002.38 | 0 | 0 | 0 | 0
Geo | 0 | 0 | 0 | 0 | 0 | 0
H | 0 | 0 | 0 | 0 | 0 | 0
LFG | 0 | 0 | 0 | 0 | 0 | 0
Nuc | 0 | 0 | 0 | 0 | 1030 | 1540
PS | 0 | 0 | 0 | 0 | 0 | 0
PV | 0 | 0 | 0 | 0 | 1067.26 | 0
PeakG | 584 | 0 | 559 | 0 | 0 | 0
PeakO | 175 | 0 | 4 | 0 | 0 | 0
ST | 0 | 0 | 0 | 0 | 0 | 0
STOG | 2126 | 126 | 0 | 0 | 0 | 0
STWD | 0 | 0 | 0 | 0 | 0 | 0
WT | 0 | 0 | 0 | 0 | 302.4 | 0
IGCC | 0 | 0 | 0 | 0 | 0 | 0
DemandResponse | 0 | 0 | 0 | 0 | 0 | 0
IGCC-CCS | 0 | 0 | 0 | 0 | 0 | 0
WT_off | 0 | 0 | 0 | 0 | 0 | 0
PseudoUnit | 0 | 0 | 0 | 0 | 0 | 0
FixedInterchange | 0 | 0 | 0 | 0 | 0 | 0
Retirements of Capacity by Reporting Type: EI
ReportingType | 2015 | 2020 | 2025 | 2030 | 2035 | 2040
BM | 0 | 0 | 0 | 0 | 0 | 192
CC | 9660.17 | 3116.48 | 6709.73 | 12598.67 | 1875.59 | 14951.78
CSP | 0 | 0 | 0 | 0 | 0 | 0
CT | 0 | 0 | 0 | 699.83 | 3880.47 | 300
Coal | 141560.27 | 91671.71 | 36936.84 | 70.85 | 0 | 0
Geo | 0 | 0 | 0 | 0 | 0 | 0
H | 0 | 0 | 0 | 0 | 0 | 0
LFG | 0 | 0 | 0 | 0 | 0 | 0
Nuc | 0 | 614.5 | 0 | 1488.2 | 26575.7 | 19706
PS | 0 | 0 | 0 | 0 | 0 | 0
PV | 0 | 0 | 0 | 0 | 1125 | 112.42
PeakG | 1976.73 | 708.29 | 11735.43 | 25982.78 | 2080.64 | 4698.1
PeakO | 3663.44 | 1651.88 | 9508.32 | 3381.07 | 0 | 667.79
ST | 0 | 0 | 0 | 0 | 0 | 0
STOG | 47501.35 | 6546.15 | 13798.68 | 1866.15 | 9.27 | 338.92
STWD | 96.92 | 406.08 | 0 | 0 | 0 | 0
WT | 0 | 0 | 0 | 0 | 302.4 | 0
IGCC | 0 | 0 | 0 | 0 | 0 | 0
DemandResponse | 0 | 0 | 0 | 0 | 0 | 0
IGCC-CCS | 0 | 0 | 0 | 0 | 0 | 0
WT_off | 0 | 0 | 0 | 0 | 468 | 0
PseudoUnit | 0 | 0 | 0 | 0 | 0 | 0
FixedInterchange | 0 | 0 | 0 | 0 | 0 | 0
Retirements of Capacity by Reporting Type: Outside_EI
ReportingType | 2015 | 2020 | 2025 | 2030 | 2035 | 2040
BM | 0 | 0 | 0 | 0 | 0 | 0
CC | 5352.82 | 0 | 963.23 | 14801.86 | 5020.37 | 10433.8
CSP | 475 | 0 | 0 | 0 | 0 | 0
CT | 0 | 0 | 0 | 0 | 1702.1 | 0
Coal | 24309.26 | 10089.41 | 14919.27 | 5665.05 | 0 | 0
Geo | 4.8 | 0 | 0 | 0 | 0 | 0
H | 0 | 0 | 0 | 0 | 0 | 0
LFG | 0 | 0 | 0 | 0 | 0 | 0
Nuc | 0 | 0 | 0 | 0 | 0 | 0
PS | 0 | 0 | 0 | 0 | 0 | 0
PV | 0 | 0 | 0 | 0 | 14 | 0
PeakG | 4184.66 | 1594.39 | 3690.45 | 4670.56 | 2274.37 | 1263.43
PeakO | 776 | 15 | 452 | 0 | 0 | 0
ST | 0 | 0 | 0 | 0 | 0 | 0
STOG | 20119.64 | 11556.9 | 7506.46 | 0 | 0 | 0
STWD | 0 | 0 | 0 | 0 | 0 | 0
WT | 126.2 | 0 | 0 | 0 | 0 | 487.69
IGCC | 0 | 0 | 0 | 0 | 0 | 0
DemandResponse | 0 | 0 | 0 | 0 | 0 | 0
IGCC-CCS | 0 | 0 | 0 | 0 | 0 | 0
WT_off | 0 | 0 | 0 | 0 | 0 | 0
PseudoUnit | 0 | 0 | 0 | 0 | 0 | 0
FixedInterchange | 0 | 0 | 0 | 0 | 0 | 0
#4 | Cumulative Retirements of Capacity (MW)
Cumulative Retirements of Capacity by Reporting Type: Entergy
ReportingType | 2015 | 2020 | 2025 | 2030 | 2035 | 2040
BM | 0 | 0 | 0 | 0 | 0 | 0
CC | 0 | 0 | 209 | 209 | 209 | 209
CSP | 0 | 0 | 0 | 0 | 0 | 0
CT | 0 | 0 | 0 | 0 | 0 | 0
Coal | 1250.11 | 6863.11 | 8308.9 | 8308.9 | 8308.9 | 8308.9
Geo | 0 | 0 | 0 | 0 | 0 | 0
H | 0 | 0 | 0 | 0 | 0 | 0
LFG | 0 | 0 | 0 | 0 | 0 | 0
Nuc | 0 | 0 | 0 | 0 | 842 | 1839
PS | 0 | 0 | 0 | 0 | 0 | 0
PV | 0 | 0 | 0 | 0 | 0.29 | 0.29
PeakG | 0 | 0 | 598.02 | 1683.72 | 1827.69 | 1827.69
PeakO | 0 | 0 | 174 | 174 | 174 | 174
ST | 0 | 0 | 0 | 0 | 0 | 0
STOG | 12635.74 | 12635.74 | 14865 | 14865 | 14865 | 14865
STWD | 0 | 0 | 0 | 0 | 0 | 0
WT | 0 | 0 | 0 | 0 | 0 | 0
IGCC | 0 | 0 | 0 | 0 | 0 | 0
DemandResponse | 0 | 0 | 0 | 0 | 0 | 0
IGCC-CCS | 0 | 0 | 0 | 0 | 0 | 0
WT_off | 0 | 0 | 0 | 0 | 0 | 0
PseudoUnit | 0 | 0 | 0 | 0 | 0 | 0
FixedInterchange | 0 | 0 | 0 | 0 | 0 | 0
Cumulative Retirements of Capacity by Reporting Type: FRCC
ReportingType | 2015 | 2020 | 2025 | 2030 | 2035 | 2040
BM | 0 | 0 | 0 | 0 | 0 | 0
CC | 0 | 0 | 0 | 9556.69 | 10251.19 | 13201.83
CSP | 0 | 0 | 0 | 0 | 0 | 0
CT | 0 | 0 | 0 | 0 | 2480 | 2480
Coal | 7107.4 | 8837.4 | 9463.4 | 9463.4 | 9463.4 | 9463.4
Geo | 0 | 0 | 0 | 0 | 0 | 0
H | 0 | 0 | 0 | 0 | 0 | 0
LFG | 0 | 0 | 0 | 0 | 0 | 0
Nuc | 0 | 0 | 0 | 0 | 1615.33 | 3292.33
PS | 0 | 0 | 0 | 0 | 0 | 0
PV | 0 | 0 | 0 | 0 | 0 | 0
PeakG | 0 | 708.29 | 4138.69 | 8431 | 8431 | 8431
PeakO | 643.12 | 2283 | 2283 | 2283 | 2283 | 2283
ST | 0 | 0 | 0 | 0 | 0 | 0
STOG | 9833 | 9833 | 9833 | 9833 | 9833 | 9833
STWD | 0 | 0 | 0 | 0 | 0 | 0
WT | 0 | 0 | 0 | 0 | 0 | 0
IGCC | 0 | 0 | 0 | 0 | 0 | 0
DemandResponse | 0 | 0 | 0 | 0 | 0 | 0
IGCC-CCS | 0 | 0 | 0 | 0 | 0 | 0
WT_off | 0 | 0 | 0 | 0 | 0 | 0
PseudoUnit | 0 | 0 | 0 | 0 | 0 | 0
FixedInterchange | 0 | 0 | 0 | 0 | 0 | 0
Cumulative Retirements of Capacity by Reporting Type: MAPP_US
ReportingType | 2015 | 2020 | 2025 | 2030 | 2035 | 2040
BM | 0 | 0 | 0 | 0 | 0 | 0
CC | 0 | 0 | 0 | 0 | 0 | 0
CSP | 0 | 0 | 0 | 0 | 0 | 0
CT | 0 | 0 | 0 | 8.3 | 196.9 | 196.9
Coal | 1385.74 | 2878.94 | 3546.5 | 3546.5 | 3546.5 | 3546.5
Geo | 0 | 0 | 0 | 0 | 0 | 0
H | 0 | 0 | 0 | 0 | 0 | 0
LFG | 0 | 0 | 0 | 0 | 0 | 0
Nuc | 0 | 0 | 0 | 0 | 0 | 0
PS | 0 | 0 | 0 | 0 | 0 | 0
PV | 0 | 0 | 0 | 0 | 0 | 0
PeakG | 0 | 0 | 0 | 0 | 0 | 56.29
PeakO | 192.62 | 192.62 | 192.62 | 291.81 | 291.81 | 346
ST | 0 | 0 | 0 | 0 | 0 | 0
STOG | 36 | 36 | 36 | 36 | 36 | 36
STWD | 0 | 0 | 0 | 0 | 0 | 0
WT | 0 | 0 | 0 | 0 | 0 | 0
IGCC | 0 | 0 | 0 | 0 | 0 | 0
DemandResponse | 0 | 0 | 0 | 0 | 0 | 0
IGCC-CCS | 0 | 0 | 0 | 0 | 0 | 0
WT_off | 0 | 0 | 0 | 0 | 0 | 0
PseudoUnit | 0 | 0 | 0 | 0 | 0 | 0
FixedInterchange | 0 | 0 | 0 | 0 | 0 | 0
Cumulative Retirements of Capacity by Reporting Type: MISO_IN
ReportingType | 2015 | 2020 | 2025 | 2030 | 2035 | 2040
BM | 0 | 0 | 0 | 0 | 0 | 0
CC | 0 | 0 | 0 | 0 | 0 | 0
CSP | 0 | 0 | 0 | 0 | 0 | 0
CT | 0 | 0 | 0 | 0 | 0 | 0
Coal | 6182.7 | 8458.7 | 14746.7 | 14746.7 | 14746.7 | 14746.7
Geo | 0 | 0 | 0 | 0 | 0 | 0
H | 0 | 0 | 0 | 0 | 0 | 0
LFG | 0 | 0 | 0 | 0 | 0 | 0
Nuc | 0 | 0 | 0 | 0 | 0 | 0
PS | 0 | 0 | 0 | 0 | 0 | 0
PV | 0 | 0 | 0 | 0 | 0 | 22.04
PeakG | 0 | 0 | 0 | 238 | 238 | 238
PeakO | 0 | 0 | 0 | 361 | 361 | 361
ST | 0 | 0 | 0 | 0 | 0 | 0
STOG | 0 | 0 | 279 | 279 | 279 | 279
STWD | 0 | 0 | 0 | 0 | 0 | 0
WT | 0 | 0 | 0 | 0 | 0 | 0
IGCC | 0 | 0 | 0 | 0 | 0 | 0
DemandResponse | 0 | 0 | 0 | 0 | 0 | 0
IGCC-CCS | 0 | 0 | 0 | 0 | 0 | 0
WT_off | 0 | 0 | 0 | 0 | 0 | 0
PseudoUnit | 0 | 0 | 0 | 0 | 0 | 0
FixedInterchange | 0 | 0 | 0 | 0 | 0 | 0
Cumulative Retirements of Capacity by Reporting Type: MISO_MI
ReportingType | 2015 | 2020 | 2025 | 2030 | 2035 | 2040
BM | 0 | 0 | 0 | 0 | 0 | 0
CC | 0 | 0 | 0 | 645.85 | 645.85 | 645.85
CSP | 0 | 0 | 0 | 0 | 0 | 0
CT | 0 | 0 | 0 | 0 | 0 | 0
Coal | 6340 | 10792 | 10792 | 10792 | 10792 | 10792
Geo | 0 | 0 | 0 | 0 | 0 | 0
H | 0 | 0 | 0 | 0 | 0 | 0
LFG | 0 | 0 | 0 | 0 | 0 | 0
Nuc | 0 | 0 | 0 | 0 | 778 | 778
PS | 0 | 0 | 0 | 0 | 0 | 0
PV | 0 | 0 | 0 | 0 | 0 | 0
PeakG | 0 | 0 | 0 | 759.96 | 759.96 | 1442.7
PeakO | 0 | 0 | 379.36 | 534 | 534 | 534
ST | 0 | 0 | 0 | 0 | 0 | 0
STOG | 0 | 0 | 2852 | 2852 | 2852 | 2852
STWD | 0 | 0 | 0 | 0 | 0 | 0
WT | 0 | 0 | 0 | 0 | 0 | 0
IGCC | 0 | 0 | 0 | 0 | 0 | 0
DemandResponse | 0 | 0 | 0 | 0 | 0 | 0
IGCC-CCS | 0 | 0 | 0 | 0 | 0 | 0
WT_off | 0 | 0 | 0 | 0 | 0 | 0
PseudoUnit | 0 | 0 | 0 | 0 | 0 | 0
FixedInterchange | 0 | 0 | 0 | 0 | 0 | 0
Cumulative Retirements of Capacity by Reporting Type: MISO_MO-IL
ReportingType | 2015 | 2020 | 2025 | 2030 | 2035 | 2040
BM | 0 | 0 | 0 | 0 | 0 | 0
CC | 0 | 0 | 0 | 0 | 0 | 0
CSP | 0 | 0 | 0 | 0 | 0 | 0
CT | 0 | 0 | 0 | 0 | 0 | 0
Coal | 4483.95 | 11740.7 | 13963.7 | 13963.7 | 13963.7 | 13963.7
Geo | 0 | 0 | 0 | 0 | 0 | 0
H | 0 | 0 | 0 | 0 | 0 | 0
LFG | 0 | 0 | 0 | 0 | 0 | 0
Nuc | 0 | 0 | 0 | 0 | 0 | 0
PS | 0 | 0 | 0 | 0 | 0 | 0
PV | 0 | 0 | 0 | 0 | 0 | 0
PeakG | 0 | 0 | 0 | 217 | 217 | 217
PeakO | 0 | 0 | 608.03 | 766 | 766 | 766
ST | 0 | 0 | 0 | 0 | 0 | 0
STOG | 0 | 0 | 592 | 592 | 592 | 592
STWD | 0 | 0 | 0 | 0 | 0 | 0
WT | 0 | 0 | 0 | 0 | 0 | 0
IGCC | 0 | 0 | 0 | 0 | 0 | 0
DemandResponse | 0 | 0 | 0 | 0 | 0 | 0
IGCC-CCS | 0 | 0 | 0 | 0 | 0 | 0
WT_off | 0 | 0 | 0 | 0 | 0 | 0
PseudoUnit | 0 | 0 | 0 | 0 | 0 | 0
FixedInterchange | 0 | 0 | 0 | 0 | 0 | 0
Cumulative Retirements of Capacity by Reporting Type: MISO_W
ReportingType | 2015 | 2020 | 2025 | 2030 | 2035 | 2040
BM | 0 | 0 | 0 | 0 | 0 | 0
CC | 0 | 0 | 11 | 62 | 62 | 62
CSP | 0 | 0 | 0 | 0 | 0 | 0
CT | 0 | 0 | 0 | 0 | 0 | 0
Coal | 4076.19 | 9352.65 | 13134.59 | 13134.59 | 13134.59 | 13134.59
Geo | 0 | 0 | 0 | 0 | 0 | 0
H | 0 | 0 | 0 | 0 | 0 | 0
LFG | 0 | 0 | 0 | 0 | 0 | 0
Nuc | 0 | 0 | 0 | 0 | 2361.23 | 2361.23
PS | 0 | 0 | 0 | 0 | 0 | 0
PV | 0 | 0 | 0 | 0 | 0 | 0
PeakG | 0 | 0 | 0 | 504 | 504 | 504
PeakO | 0 | 0 | 1760.9 | 2154 | 2154 | 2154
ST | 0 | 0 | 0 | 0 | 0 | 0
STOG | 0 | 0 | 172 | 172 | 172 | 172
STWD | 0 | 0 | 0 | 0 | 0 | 0
WT | 0 | 0 | 0 | 0 | 0 | 0
IGCC | 0 | 0 | 0 | 0 | 0 | 0
DemandResponse | 0 | 0 | 0 | 0 | 0 | 0
IGCC-CCS | 0 | 0 | 0 | 0 | 0 | 0
WT_off | 0 | 0 | 0 | 0 | 0 | 0
PseudoUnit | 0 | 0 | 0 | 0 | 0 | 0
FixedInterchange | 0 | 0 | 0 | 0 | 0 | 0
Cumulative Retirements of Capacity by Reporting Type: MISO_WUMS
ReportingType | 2015 | 2020 | 2025 | 2030 | 2035 | 2040
BM | 0 | 0 | 0 | 0 | 0 | 0
CC | 0 | 0 | 0 | 0 | 0 | 0
CSP | 0 | 0 | 0 | 0 | 0 | 0
CT | 0 | 0 | 0 | 0 | 0 | 0
Coal | 4191.1 | 6060.1 | 7545.2 | 7545.2 | 7545.2 | 7545.2
Geo | 0 | 0 | 0 | 0 | 0 | 0
H | 0 | 0 | 0 | 0 | 0 | 0
LFG | 0 | 0 | 0 | 0 | 0 | 0
Nuc | 0 | 0 | 0 | 0 | 1816.9 | 1816.9
PS | 0 | 0 | 0 | 0 | 0 | 0
PV | 0 | 0 | 0 | 0 | 0 | 0
PeakG | 0 | 0 | 0 | 296.83 | 296.83 | 1953.98
PeakO | 0 | 0 | 340.29 | 490 | 490 | 490
ST | 0 | 0 | 0 | 0 | 0 | 0
STOG | 59.5 | 59.5 | 360 | 360 | 360 | 360
STWD | 0 | 0 | 0 | 0 | 0 | 0
WT | 0 | 0 | 0 | 0 | 0 | 0
IGCC | 0 | 0 | 0 | 0 | 0 | 0
DemandResponse | 0 | 0 | 0 | 0 | 0 | 0
IGCC-CCS | 0 | 0 | 0 | 0 | 0 | 0
WT_off | 0 | 0 | 0 | 0 | 0 | 0
PseudoUnit | 0 | 0 | 0 | 0 | 0 | 0
FixedInterchange | 0 | 0 | 0 | 0 | 0 | 0
Cumulative Retirements of Capacity by Reporting Type: Nebraska
ReportingType | 2015 | 2020 | 2025 | 2030 | 2035 | 2040
BM | 0 | 0 | 0 | 0 | 0 | 0
CC | 0 | 0 | 0 | 0 | 0 | 0
CSP | 0 | 0 | 0 | 0 | 0 | 0
CT | 0 | 0 | 0 | 0 | 0 | 0
Coal | 0 | 3195.8 | 3195.8 | 3195.8 | 3195.8 | 3195.8
Geo | 0 | 0 | 0 | 0 | 0 | 0
H | 0 | 0 | 0 | 0 | 0 | 0
LFG | 0 | 0 | 0 | 0 | 0 | 0
Nuc | 0 | 0 | 0 | 0 | 1251.8 | 1251.8
PS | 0 | 0 | 0 | 0 | 0 | 0
PV | 0 | 0 | 0 | 0 | 0 | 0
PeakG | 0 | 0 | 0 | 0 | 0 | 0
PeakO | 0 | 0 | 0 | 0 | 0 | 71.59
ST | 0 | 0 | 0 | 0 | 0 | 0
STOG | 270 | 270 | 270 | 270 | 270 | 270
STWD | 0 | 0 | 0 | 0 | 0 | 0
WT | 0 | 0 | 0 | 0 | 0 | 0
IGCC | 0 | 0 | 0 | 0 | 0 | 0
DemandResponse | 0 | 0 | 0 | 0 | 0 | 0
IGCC-CCS | 0 | 0 | 0 | 0 | 0 | 0
WT_off | 0 | 0 | 0 | 0 | 0 | 0
PseudoUnit | 0 | 0 | 0 | 0 | 0 | 0
FixedInterchange | 0 | 0 | 0 | 0 | 0 | 0
Cumulative Retirements of Capacity by Reporting Type: NEISO
ReportingType | 2015 | 2020 | 2025 | 2030 | 2035 | 2040
BM | 0 | 0 | 0 | 0 | 0 | 0
CC | 3273.97 | 5638.03 | 8813.38 | 10288.33 | 10288.33 | 10288.33
CSP | 0 | 0 | 0 | 0 | 0 | 0
CT | 0 | 0 | 0 | 9.5 | 334 | 334
Coal | 2250.13 | 2570.13 | 2570.13 | 2570.13 | 2570.13 | 2570.13
Geo | 0 | 0 | 0 | 0 | 0 | 0
H | 0 | 0 | 0 | 0 | 0 | 0
LFG | 0 | 0 | 0 | 0 | 0 | 0
Nuc | 0 | 0 | 0 | 0 | 1289 | 2165.92
PS | 0 | 0 | 0 | 0 | 0 | 0
PV | 0 | 0 | 0 | 0 | 0 | 38.41
PeakG | 0 | 0 | 0 | 1200 | 1200 | 1200
PeakO | 1183 | 1183 | 1183 | 1183 | 1183 | 1183
ST | 0 | 0 | 0 | 0 | 0 | 0
STOG | 6237 | 6237 | 6237 | 6237 | 6237 | 6237
STWD | 10.92 | 417 | 417 | 417 | 417 | 417
WT | 0 | 0 | 0 | 0 | 0 | 0
IGCC | 0 | 0 | 0 | 0 | 0 | 0
DemandResponse | 0 | 0 | 0 | 0 | 0 | 0
IGCC-CCS | 0 | 0 | 0 | 0 | 0 | 0
WT_off | 0 | 0 | 0 | 0 | 468 | 468
PseudoUnit | 0 | 0 | 0 | 0 | 0 | 0
FixedInterchange | 0 | 0 | 0 | 0 | 0 | 0
Cumulative Retirements of Capacity by Reporting Type: NonRTO_Midwest
ReportingType | 2015 | 2020 | 2025 | 2030 | 2035 | 2040
BM | 0 | 0 | 0 | 0 | 0 | 0
CC | 0 | 0 | 0 | 0 | 0 | 0
CSP | 0 | 0 | 0 | 0 | 0 | 0
CT | 0 | 0 | 0 | 0 | 0 | 0
Coal | 2844.3 | 8003.67 | 10365.76 | 10436.61 | 10436.61 | 10436.61
Geo | 0 | 0 | 0 | 0 | 0 | 0
H | 0 | 0 | 0 | 0 | 0 | 0
LFG | 0 | 0 | 0 | 0 | 0 | 0
Nuc | 0 | 0 | 0 | 0 | 0 | 0
PS | 0 | 0 | 0 | 0 | 0 | 0
PV | 0 | 0 | 0 | 0 | 0 | 0
PeakG | 0 | 0 | 0 | 312.72 | 1247.21 | 2485.57
PeakO | 0 | 12 | 12 | 12 | 12 | 12
ST | 0 | 0 | 0 | 0 | 0 | 0
STOG | 0 | 0 | 0 | 0 | 0 | 0
STWD | 0 | 0 | 0 | 0 | 0 | 0
WT | 0 | 0 | 0 | 0 | 0 | 0
IGCC | 0 | 0 | 0 | 0 | 0 | 0
DemandResponse | 0 | 0 | 0 | 0 | 0 | 0
IGCC-CCS | 0 | 0 | 0 | 0 | 0 | 0
WT_off | 0 | 0 | 0 | 0 | 0 | 0
PseudoUnit | 0 | 0 | 0 | 0 | 0 | 0
FixedInterchange | 0 | 0 | 0 | 0 | 0 | 0
Cumulative Retirements of Capacity by Reporting Type: NYISO_A-F
ReportingType | 2015 | 2020 | 2025 | 2030 | 2035 | 2040
BM | 0 | 0 | 0 | 0 | 0 | 0
CC | 443.19 | 1195.62 | 3594 | 3594 | 3594 | 3594
CSP | 0 | 0 | 0 | 0 | 0 | 0
CT | 0 | 0 | 0 | 0 | 0 | 0
Coal | 2251.9 | 2251.9 | 2251.9 | 2251.9 | 2251.9 | 2251.9
Geo | 0 | 0 | 0 | 0 | 0 | 0
H | 0 | 0 | 0 | 0 | 0 | 0
LFG | 0 | 0 | 0 | 0 | 0 | 0
Nuc | 0 | 0 | 0 | 621.2 | 1201.7 | 2053.9
PS | 0 | 0 | 0 | 0 | 0 | 0
PV | 0 | 0 | 0 | 0 | 0 | 0
PeakG | 0 | 0 | 221 | 221 | 221 | 221
PeakO | 39 | 39 | 39 | 39 | 39 | 39
ST | 0 | 0 | 0 | 0 | 0 | 0
STOG | 1701 | 1701 | 1701 | 1701 | 1701 | 1701
STWD | 86 | 86 | 86 | 86 | 86 | 86
WT | 0 | 0 | 0 | 0 | 0 | 0
IGCC | 0 | 0 | 0 | 0 | 0 | 0
DemandResponse | 0 | 0 | 0 | 0 | 0 | 0
IGCC-CCS | 0 | 0 | 0 | 0 | 0 | 0
WT_off | 0 | 0 | 0 | 0 | 0 | 0
PseudoUnit | 0 | 0 | 0 | 0 | 0 | 0
FixedInterchange | 0 | 0 | 0 | 0 | 0 | 0
Cumulative Retirements of Capacity by Reporting Type: NYISO_G-I
ReportingType | 2015 | 2020 | 2025 | 2030 | 2035 | 2040
BM | 0 | 0 | 0 | 0 | 0 | 0
CC | 0 | 0 | 0 | 0 | 0 | 0
CSP | 0 | 0 | 0 | 0 | 0 | 0
CT | 0 | 0 | 0 | 0 | 0 | 0
Coal | 368.2 | 368.2 | 368.2 | 368.2 | 368.2 | 368.2
Geo | 0 | 0 | 0 | 0 | 0 | 0
H | 0 | 0 | 0 | 0 | 0 | 0
LFG | 0 | 0 | 0 | 0 | 0 | 0
Nuc | 0 | 0 | 0 | 0 | 1019.6 | 2044.6
PS | 0 | 0 | 0 | 0 | 0 | 0
PV | 0 | 0 | 0 | 0 | 0 | 0
PeakG | 0 | 0 | 0 | 0 | 0 | 0
PeakO | 0 | 0 | 87 | 87 | 87 | 87
ST | 0 | 0 | 0 | 0 | 0 | 0
STOG | 2431 | 2431 | 2431 | 2431 | 2431 | 2431
STWD | 0 | 0 | 0 | 0 | 0 | 0
WT | 0 | 0 | 0 | 0 | 0 | 0
IGCC | 0 | 0 | 0 | 0 | 0 | 0
DemandResponse | 0 | 0 | 0 | 0 | 0 | 0
IGCC-CCS | 0 | 0 | 0 | 0 | 0 | 0
WT_off | 0 | 0 | 0 | 0 | 0 | 0
PseudoUnit | 0 | 0 | 0 | 0 | 0 | 0
FixedInterchange | 0 | 0 | 0 | 0 | 0 | 0
Cumulative Retirements of Capacity by Reporting Type: NYISO_J-K
ReportingType | 2015 | 2020 | 2025 | 2030 | 2035 | 2040
BM | 0 | 0 | 0 | 0 | 0 | 0
CC | 0 | 0 | 0 | 0 | 0 | 0
CSP | 0 | 0 | 0 | 0 | 0 | 0
CT | 0 | 0 | 0 | 0 | 0 | 0
Coal | 0 | 0 | 0 | 0 | 0 | 0
Geo | 0 | 0 | 0 | 0 | 0 | 0
H | 0 | 0 | 0 | 0 | 0 | 0
LFG | 0 | 0 | 0 | 0 | 0 | 0
Nuc | 0 | 0 | 0 | 0 | 0 | 0
PS | 0 | 0 | 0 | 0 | 0 | 0
PV | 0 | 0 | 0 | 0 | 32 | 32
PeakG | 0 | 0 | 0 | 0 | 0 | 0
PeakO | 0 | 0 | 498.14 | 811.89 | 811.89 | 950.85
ST | 0 | 0 | 0 | 0 | 0 | 0
STOG | 3902.55 | 4785.21 | 5431.51 | 5431.51 | 5431.51 | 5431.51
STWD | 0 | 0 | 0 | 0 | 0 | 0
WT | 0 | 0 | 0 | 0 | 0 | 0
IGCC | 0 | 0 | 0 | 0 | 0 | 0
DemandResponse | 0 | 0 | 0 | 0 | 0 | 0
IGCC-CCS | 0 | 0 | 0 | 0 | 0 | 0
WT_off | 0 | 0 | 0 | 0 | 0 | 0
PseudoUnit | 0 | 0 | 0 | 0 | 0 | 0
FixedInterchange | 0 | 0 | 0 | 0 | 0 | 0
Cumulative Retirements of Capacity by Reporting Type: PJM_E
ReportingType | 2015 | 2020 | 2025 | 2030 | 2035 | 2040
BM | 0 | 0 | 0 | 0 | 0 | 0
CC | 0 | 0 | 0 | 523 | 1141.3 | 1141.3
CSP | 0 | 0 | 0 | 0 | 0 | 0
CT | 0 | 0 | 0 | 26.2 | 26.2 | 26.2
Coal | 3285 | 3853 | 3853 | 3853 | 3853 | 3853
Geo | 0 | 0 | 0 | 0 | 0 | 0
H | 0 | 0 | 0 | 0 | 0 | 0
LFG | 0 | 0 | 0 | 0 | 0 | 0
Nuc | 0 | 614.5 | 614.5 | 614.5 | 2838.5 | 4012.5
PS | 0 | 0 | 0 | 0 | 0 | 0
PV | 0 | 0 | 0 | 0 | 25.45 | 25.45
PeakG | 268.5 | 268.5 | 268.5 | 773.72 | 773.72 | 780.69
PeakO | 2.7 | 2.7 | 2020.38 | 2752 | 2752 | 2752
ST | 0 | 0 | 0 | 0 | 0 | 0
STOG | 636.5 | 3252 | 3252 | 3252 | 3252 | 3252
STWD | 0 | 0 | 0 | 0 | 0 | 0
WT | 0 | 0 | 0 | 0 | 0 | 0
IGCC | 0 | 0 | 0 | 0 | 0 | 0
DemandResponse | 0 | 0 | 0 | 0 | 0 | 0
IGCC-CCS | 0 | 0 | 0 | 0 | 0 | 0
WT_off | 0 | 0 | 0 | 0 | 0 | 0
PseudoUnit | 0 | 0 | 0 | 0 | 0 | 0
FixedInterchange | 0 | 0 | 0 | 0 | 0 | 0
Cumulative Retirements of Capacity by Reporting Type: PJM_ROM
ReportingType | 2015 | 2020 | 2025 | 2030 | 2035 | 2040
BM | 0 | 0 | 0 | 0 | 0 | 0
CC | 0 | 0 | 0 | 0 | 0 | 0
CSP | 0 | 0 | 0 | 0 | 0 | 0
CT | 0 | 0 | 0 | 0 | 16 | 16
Coal | 14625.5 | 15859.5 | 16380.5 | 16380.5 | 16380.5 | 16380.5
Geo | 0 | 0 | 0 | 0 | 0 | 0
H | 0 | 0 | 0 | 0 | 0 | 0
LFG | 0 | 0 | 0 | 0 | 0 | 0
Nuc | 0 | 0 | 0 | 0 | 1732 | 2631
PS | 0 | 0 | 0 | 0 | 0 | 0
PV | 0 | 0 | 0 | 0 | 0 | 51.96
PeakG | 0 | 0 | 0 | 0 | 0 | 333
PeakO | 270 | 270 | 1452.67 | 1836 | 1836 | 1836
ST | 0 | 0 | 0 | 0 | 0 | 0
STOG | 580 | 3198.65 | 4109 | 4109 | 4109 | 4109
STWD | 0 | 0 | 0 | 0 | 0 | 0
WT | 0 | 0 | 0 | 0 | 0 | 0
IGCC | 0 | 0 | 0 | 0 | 0 | 0
DemandResponse | 0 | 0 | 0 | 0 | 0 | 0
IGCC-CCS | 0 | 0 | 0 | 0 | 0 | 0
WT_off | 0 | 0 | 0 | 0 | 0 | 0
PseudoUnit | 0 | 0 | 0 | 0 | 0 | 0
FixedInterchange | 0 | 0 | 0 | 0 | 0 | 0
Cumulative Retirements of Capacity by Reporting Type: PJM_ROR
ReportingType | 2015 | 2020 | 2025 | 2030 | 2035 | 2040
BM | 0 | 0 | 0 | 0 | 0 | 192
CC | 0 | 0 | 0 | 0 | 24.7 | 24.7
CSP | 0 | 0 | 0 | 0 | 0 | 0
CT | 0 | 0 | 0 | 0 | 29 | 29
Coal | 33519.27 | 49901.23 | 59868.2 | 59868.2 | 59868.2 | 59868.2
Geo | 0 | 0 | 0 | 0 | 0 | 0
H | 0 | 0 | 0 | 0 | 0 | 0
LFG | 0 | 0 | 0 | 0 | 0 | 0
Nuc | 0 | 0 | 0 | 867 | 5142 | 10025.16
PS | 0 | 0 | 0 | 0 | 0 | 0
PV | 0 | 0 | 0 | 0 | 0 | 0
PeakG | 0 | 0 | 0 | 528.46 | 528.46 | 1252.06
PeakO | 19 | 19 | 1124.25 | 1761 | 1761 | 1761
ST | 0 | 0 | 0 | 0 | 0 | 0
STOG | 35 | 246.33 | 2122 | 2122 | 2122 | 2122
STWD | 0 | 0 | 0 | 0 | 0 | 0
WT | 0 | 0 | 0 | 0 | 0 | 0
IGCC | 0 | 0 | 0 | 0 | 0 | 0
DemandResponse | 0 | 0 | 0 | 0 | 0 | 0
IGCC-CCS | 0 | 0 | 0 | 0 | 0 | 0
WT_off | 0 | 0 | 0 | 0 | 0 | 0
PseudoUnit | 0 | 0 | 0 | 0 | 0 | 0
FixedInterchange | 0 | 0 | 0 | 0 | 0 | 0
Cumulative Retirements of Capacity by Reporting Type: SOCO
ReportingType | 2015 | 2020 | 2025 | 2030 | 2035 | 2040
BM | 0 | 0 | 0 | 0 | 0 | 0
CC | 0 | 0 | 0 | 347.18 | 565.28 | 7187.48
CSP | 0 | 0 | 0 | 0 | 0 | 0
CT | 0 | 0 | 0 | 0 | 0 | 0
Coal | 18485 | 25335 | 25335 | 25335 | 25335 | 25335
Geo | 0 | 0 | 0 | 0 | 0 | 0
H | 0 | 0 | 0 | 0 | 0 | 0
LFG | 0 | 0 | 0 | 0 | 0 | 0
Nuc | 0 | 0 | 0 | 0 | 0 | 2645.05
PS | 0 | 0 | 0 | 0 | 0 | 0
PV | 0 | 0 | 0 | 0 | 0 | 0
PeakG | 1065.07 | 1065.07 | 2661.45 | 10923 | 10923 | 10923
PeakO | 1139 | 1139 | 1139 | 1139 | 1139 | 1139
ST | 0 | 0 | 0 | 0 | 0 | 0
STOG | 854 | 854 | 854 | 854 | 854 | 854
STWD | 0 | 0 | 0 | 0 | 0 | 0
WT | 0 | 0 | 0 | 0 | 0 | 0
IGCC | 0 | 0 | 0 | 0 | 0 | 0
DemandResponse | 0 | 0 | 0 | 0 | 0 | 0
IGCC-CCS | 0 | 0 | 0 | 0 | 0 | 0
WT_off | 0 | 0 | 0 | 0 | 0 | 0
PseudoUnit | 0 | 0 | 0 | 0 | 0 | 0
FixedInterchange | 0 | 0 | 0 | 0 | 0 | 0
Cumulative Retirements of Capacity by Reporting Type: SPP_N
ReportingType | 2015 | 2020 | 2025 | 2030 | 2035 | 2040
BM | 0 | 0 | 0 | 0 | 0 | 0
CC | 0 | 0 | 0 | 0 | 0 | 0
CSP | 0 | 0 | 0 | 0 | 0 | 0
CT | 0 | 0 | 0 | 0 | 0 | 0
Coal | 334 | 5629.01 | 7882.5 | 7882.5 | 7882.5 | 7882.5
Geo | 0 | 0 | 0 | 0 | 0 | 0
H | 0 | 0 | 0 | 0 | 0 | 0
LFG | 0 | 0 | 0 | 0 | 0 | 0
Nuc | 0 | 0 | 0 | 0 | 0 | 0
PS | 0 | 0 | 0 | 0 | 0 | 0
PV | 0 | 0 | 0 | 0 | 0 | 0
PeakG | 0 | 0 | 0 | 0 | 0 | 0
PeakO | 0 | 0 | 0 | 0 | 0 | 387.06
ST | 0 | 0 | 0 | 0 | 0 | 0
STOG | 872.07 | 872.07 | 1749 | 1749 | 1749 | 1749
STWD | 0 | 0 | 0 | 0 | 0 | 0
WT | 0 | 0 | 0 | 0 | 0 | 0
IGCC | 0 | 0 | 0 | 0 | 0 | 0
DemandResponse | 0 | 0 | 0 | 0 | 0 | 0
IGCC-CCS | 0 | 0 | 0 | 0 | 0 | 0
WT_off | 0 | 0 | 0 | 0 | 0 | 0
PseudoUnit | 0 | 0 | 0 | 0 | 0 | 0
FixedInterchange | 0 | 0 | 0 | 0 | 0 | 0
Cumulative Retirements of Capacity by Reporting Type: SPP_S
ReportingType | 2015 | 2020 | 2025 | 2030 | 2035 | 2040
BM | 0 | 0 | 0 | 0 | 0 | 0
CC | 0 | 0 | 0 | 0 | 0 | 227
CSP | 0 | 0 | 0 | 0 | 0 | 0
CT | 0 | 0 | 0 | 0 | 412.99 | 712.99
Coal | 1432.38 | 11365.93 | 13139.93 | 13139.93 | 13139.93 | 13139.93
Geo | 0 | 0 | 0 | 0 | 0 | 0
H | 0 | 0 | 0 | 0 | 0 | 0
LFG | 0 | 0 | 0 | 0 | 0 | 0
Nuc | 0 | 0 | 0 | 0 | 0 | 0
PS | 0 | 0 | 0 | 0 | 0 | 0
PV | 0 | 0 | 0 | 0 | 0 | 0
PeakG | 0 | 0 | 0 | 0 | 0 | 0
PeakO | 0 | 0 | 0 | 0 | 0 | 16
ST | 0 | 0 | 0 | 0 | 0 | 0
STOG | 5292 | 5292 | 8356.66 | 10222.81 | 10232.08 | 10571
STWD | 0 | 0 | 0 | 0 | 0 | 0
WT | 0 | 0 | 0 | 0 | 0 | 0
IGCC | 0 | 0 | 0 | 0 | 0 | 0
DemandResponse | 0 | 0 | 0 | 0 | 0 | 0
IGCC-CCS | 0 | 0 | 0 | 0 | 0 | 0
WT_off | 0 | 0 | 0 | 0 | 0 | 0
PseudoUnit | 0 | 0 | 0 | 0 | 0 | 0
FixedInterchange | 0 | 0 | 0 | 0 | 0 | 0
Cumulative Retirements of Capacity by Reporting Type: TVA
ReportingType | 2015 | 2020 | 2025 | 2030 | 2035 | 2040
BM | 0 | 0 | 0 | 0 | 0 | 0
CC | 0 | 0 | 0 | 0 | 320 | 3511.82
CSP | 0 | 0 | 0 | 0 | 0 | 0
CT | 0 | 0 | 0 | 0 | 0 | 0
Coal | 8778.41 | 13243.06 | 15159 | 15159 | 15159 | 15159
Geo | 0 | 0 | 0 | 0 | 0 | 0
H | 0 | 0 | 0 | 0 | 0 | 0
LFG | 0 | 0 | 0 | 0 | 0 | 0
Nuc | 0 | 0 | 0 | 0 | 2512.33 | 3791
PS | 0 | 0 | 0 | 0 | 0 | 0
PV | 0 | 0 | 0 | 0 | 0 | 0
PeakG | 59.16 | 59.16 | 3581.15 | 4862.82 | 5865 | 5865
PeakO | 0 | 0 | 83 | 83 | 83 | 83
ST | 0 | 0 | 0 | 0 | 0 | 0
STOG | 0 | 0 | 0 | 0 | 0 | 0
STWD | 0 | 0 | 0 | 0 | 0 | 0
WT | 0 | 0 | 0 | 0 | 0 | 0
IGCC | 0 | 0 | 0 | 0 | 0 | 0
DemandResponse | 0 | 0 | 0 | 0 | 0 | 0
IGCC-CCS | 0 | 0 | 0 | 0 | 0 | 0
WT_off | 0 | 0 | 0 | 0 | 0 | 0
PseudoUnit | 0 | 0 | 0 | 0 | 0 | 0
FixedInterchange | 0 | 0 | 0 | 0 | 0 | 0
Cumulative Retirements of Capacity by Reporting Type: TVA_Transmission
ReportingType | 2015 | 2020 | 2025 | 2030 | 2035 | 2040
BM | 0 | 0 | 0 | 0 | 0 | 0
CC | 0 | 0 | 0 | 0 | 0 | 0
CSP | 0 | 0 | 0 | 0 | 0 | 0
CT | 0 | 0 | 0 | 0 | 0 | 0
Coal | 0 | 0 | 0 | 0 | 0 | 0
Geo | 0 | 0 | 0 | 0 | 0 | 0
H | 0 | 0 | 0 | 0 | 0 | 0
LFG | 0 | 0 | 0 | 0 | 0 | 0
Nuc | 0 | 0 | 0 | 0 | 0 | 0
PS | 0 | 0 | 0 | 0 | 0 | 0
PV | 0 | 0 | 0 | 0 | 0 | 0
PeakG | 0 | 0 | 0 | 0 | 0 | 0
PeakO | 0 | 0 | 0 | 0 | 0 | 0
ST | 0 | 0 | 0 | 0 | 0 | 0
STOG | 0 | 0 | 0 | 0 | 0 | 0
STWD | 0 | 0 | 0 | 0 | 0 | 0
WT | 0 | 0 | 0 | 0 | 0 | 0
IGCC | 0 | 0 | 0 | 0 | 0 | 0
DemandResponse | 0 | 0 | 0 | 0 | 0 | 0
IGCC-CCS | 0 | 0 | 0 | 0 | 0 | 0
WT_off | 0 | 0 | 0 | 0 | 0 | 0
PseudoUnit | 0 | 0 | 0 | 0 | 0 | 0
FixedInterchange | 0 | 0 | 0 | 0 | 0 | 0
Cumulative Retirements of Capacity by Reporting Type: VACAR
ReportingType | 2015 | 2020 | 2025 | 2030 | 2035 | 2040
BM | 0 | 0 | 0 | 0 | 0 | 0
CC | 0 | 0 | 185 | 185 | 185 | 1880.06
CSP | 0 | 0 | 0 | 0 | 0 | 0
CT | 0 | 0 | 0 | 655.83 | 717.2 | 717.2
Coal | 11209.48 | 18510.05 | 20136 | 20136 | 20136 | 20136
Geo | 0 | 0 | 0 | 0 | 0 | 0
H | 0 | 0 | 0 | 0 | 0 | 0
LFG | 0 | 0 | 0 | 0 | 0 | 0
Nuc | 0 | 0 | 0 | 0 | 3248 | 5106
PS | 0 | 0 | 0 | 0 | 0 | 0
PV | 0 | 0 | 0 | 0 | 0 | 0
PeakG | 0 | 0 | 1808.63 | 8308 | 8308 | 8308
PeakO | 0 | 0 | 1268 | 1268 | 1268 | 1268
ST | 0 | 0 | 0 | 0 | 0 | 0
STOG | 0 | 92 | 92 | 92 | 92 | 92
STWD | 0 | 0 | 0 | 0 | 0 | 0
WT | 0 | 0 | 0 | 0 | 0 | 0
IGCC | 0 | 0 | 0 | 0 | 0 | 0
DemandResponse | 0 | 0 | 0 | 0 | 0 | 0
IGCC-CCS | 0 | 0 | 0 | 0 | 0 | 0
WT_off | 0 | 0 | 0 | 0 | 0 | 0
PseudoUnit | 0 | 0 | 0 | 0 | 0 | 0
FixedInterchange | 0 | 0 | 0 | 0 | 0 | 0
Cumulative Retirements of Capacity by Reporting Type: IESO
ReportingType | 2015 | 2020 | 2025 | 2030 | 2035 | 2040
BM | 0 | 0 | 0 | 0 | 0 | 0
CC | 5943 | 5943 | 5943 | 5943 | 5943 | 5943
CSP | 0 | 0 | 0 | 0 | 0 | 0
CT | 0 | 0 | 0 | 0 | 368 | 368
Coal | 6416 | 6416 | 6416 | 6416 | 6416 | 6416
Geo | 0 | 0 | 0 | 0 | 0 | 0
H | 0 | 0 | 0 | 0 | 0 | 0
LFG | 0 | 0 | 0 | 0 | 0 | 0
Nuc | 0 | 0 | 0 | 0 | 1030 | 2570
PS | 0 | 0 | 0 | 0 | 0 | 0
PV | 0 | 0 | 0 | 0 | 1067.26 | 1067.26
PeakG | 584 | 584 | 584 | 584 | 584 | 584
PeakO | 175 | 175 | 175 | 175 | 175 | 175
ST | 0 | 0 | 0 | 0 | 0 | 0
STOG | 2126 | 2126 | 2126 | 2126 | 2126 | 2126
STWD | 0 | 0 | 0 | 0 | 0 | 0
WT | 0 | 0 | 0 | 0 | 0 | 0
IGCC | 0 | 0 | 0 | 0 | 0 | 0
DemandResponse | 0 | 0 | 0 | 0 | 0 | 0
IGCC-CCS | 0 | 0 | 0 | 0 | 0 | 0
WT_off | 0 | 0 | 0 | 0 | 0 | 0
PseudoUnit | 0 | 0 | 0 | 0 | 0 | 0
FixedInterchange | 0 | 0 | 0 | 0 | 0 | 0
Cumulative Retirements of Capacity by Reporting Type: MAPP_CA
ReportingType | 2015 | 2020 | 2025 | 2030 | 2035 | 2040
BM | 0 | 0 | 0 | 0 | 0 | 0
CC | 0 | 0 | 731 | 731 | 731 | 996.05
CSP | 0 | 0 | 0 | 0 | 0 | 0
CT | 0 | 0 | 0 | 0 | 0 | 0
Coal | 743.52 | 1745.9 | 1745.9 | 1745.9 | 1745.9 | 1745.9
Geo | 0 | 0 | 0 | 0 | 0 | 0
H | 0 | 0 | 0 | 0 | 0 | 0
LFG | 0 | 0 | 0 | 0 | 0 | 0
Nuc | 0 | 0 | 0 | 0 | 0 | 0
PS | 0 | 0 | 0 | 0 | 0 | 0
PV | 0 | 0 | 0 | 0 | 0 | 0
PeakG | 0 | 0 | 559 | 559 | 559 | 559
PeakO | 0 | 0 | 4 | 4 | 4 | 4
ST | 0 | 0 | 0 | 0 | 0 | 0
STOG | 0 | 126 | 126 | 126 | 126 | 126
STWD | 0 | 0 | 0 | 0 | 0 | 0
WT | 0 | 0 | 0 | 0 | 302.4 | 302.4
IGCC | 0 | 0 | 0 | 0 | 0 | 0
DemandResponse | 0 | 0 | 0 | 0 | 0 | 0
IGCC-CCS | 0 | 0 | 0 | 0 | 0 | 0
WT_off | 0 | 0 | 0 | 0 | 0 | 0
PseudoUnit | 0 | 0 | 0 | 0 | 0 | 0
FixedInterchange | 0 | 0 | 0 | 0 | 0 | 0
Cumulative Retirements of Capacity by Reporting Type: AZ_NM_SNV_Coal
ReportingType | 2015 | 2020 | 2025 | 2030 | 2035 | 2040
BM | 0 | 0 | 0 | 0 | 0 | 0
CC | 0 | 0 | 0 | 0 | 0 | 0
CSP | 0 | 0 | 0 | 0 | 0 | 0
CT | 0 | 0 | 0 | 0 | 0 | 0
Coal | 1351 | 5394.7 | 10466 | 10466 | 10466 | 10466
Geo | 0 | 0 | 0 | 0 | 0 | 0
H | 0 | 0 | 0 | 0 | 0 | 0
LFG | 0 | 0 | 0 | 0 | 0 | 0
Nuc | 0 | 0 | 0 | 0 | 0 | 0
PS | 0 | 0 | 0 | 0 | 0 | 0
PV | 0 | 0 | 0 | 0 | 0 | 0
PeakG | 0 | 0 | 0 | 0 | 0 | 0
PeakO | 185 | 200 | 200 | 200 | 200 | 200
ST | 0 | 0 | 0 | 0 | 0 | 0
STOG | 0 | 0 | 0 | 0 | 0 | 0
STWD | 0 | 0 | 0 | 0 | 0 | 0
WT | 0 | 0 | 0 | 0 | 0 | 0
IGCC | 0 | 0 | 0 | 0 | 0 | 0
DemandResponse | 0 | 0 | 0 | 0 | 0 | 0
IGCC-CCS | 0 | 0 | 0 | 0 | 0 | 0
WT_off | 0 | 0 | 0 | 0 | 0 | 0
PseudoUnit | 0 | 0 | 0 | 0 | 0 | 0
FixedInterchange | 0 | 0 | 0 | 0 | 0 | 0
Cumulative Retirements of Capacity by Reporting Type: AZ_NM_SNV_Gas
ReportingType | 2015 | 2020 | 2025 | 2030 | 2035 | 2040
BM | 0 | 0 | 0 | 0 | 0 | 0
CC | 2859.33 | 2859.33 | 2859.33 | 6687.8 | 10527.75 | 10739.88
CSP | 0 | 0 | 0 | 0 | 0 | 0
CT | 0 | 0 | 0 | 0 | 736 | 736
Coal | 0 | 0 | 0 | 0 | 0 | 0
Geo | 0 | 0 | 0 | 0 | 0 | 0
H | 0 | 0 | 0 | 0 | 0 | 0
LFG | 0 | 0 | 0 | 0 | 0 | 0
Nuc | 0 | 0 | 0 | 0 | 0 | 0
PS | 0 | 0 | 0 | 0 | 0 | 0
PV | 0 | 0 | 0 | 0 | 0 | 0
PeakG | 0 | 1062.32 | 3660 | 3660 | 3660 | 3660
PeakO | 0 | 0 | 0 | 0 | 0 | 0
ST | 0 | 0 | 0 | 0 | 0 | 0
STOG | 2064 | 2064 | 2064 | 2064 | 2064 | 2064
STWD | 0 | 0 | 0 | 0 | 0 | 0
WT | 0 | 0 | 0 | 0 | 0 | 0
IGCC | 0 | 0 | 0 | 0 | 0 | 0
DemandResponse | 0 | 0 | 0 | 0 | 0 | 0
IGCC-CCS | 0 | 0 | 0 | 0 | 0 | 0
WT_off | 0 | 0 | 0 | 0 | 0 | 0
PseudoUnit | 0 | 0 | 0 | 0 | 0 | 0
FixedInterchange | 0 | 0 | 0 | 0 | 0 | 0
Cumulative Retirements of Capacity by Reporting Type: AZ_NM_SNV_NucRenew
ReportingType | 2015 | 2020 | 2025 | 2030 | 2035 | 2040
BM | 0 | 0 | 0 | 0 | 0 | 0
CC | 0 | 0 | 0 | 0 | 0 | 0
CSP | 65 | 65 | 65 | 65 | 65 | 65
CT | 0 | 0 | 0 | 0 | 0 | 0
Coal | 0 | 0 | 0 | 0 | 0 | 0
Geo | 0 | 0 | 0 | 0 | 0 | 0
H | 0 | 0 | 0 | 0 | 0 | 0
LFG | 0 | 0 | 0 | 0 | 0 | 0
Nuc | 0 | 0 | 0 | 0 | 0 | 0
PS | 0 | 0 | 0 | 0 | 0 | 0
PV | 0 | 0 | 0 | 0 | 0 | 0
PeakG | 0 | 0 | 0 | 0 | 0 | 0
PeakO | 0 | 0 | 0 | 0 | 0 | 0
ST | 0 | 0 | 0 | 0 | 0 | 0
STOG | 0 | 0 | 0 | 0 | 0 | 0
STWD | 0 | 0 | 0 | 0 | 0 | 0
WT | 0 | 0 | 0 | 0 | 0 | 0
IGCC | 0 | 0 | 0 | 0 | 0 | 0
DemandResponse | 0 | 0 | 0 | 0 | 0 | 0
IGCC-CCS | 0 | 0 | 0 | 0 | 0 | 0
WT_off | 0 | 0 | 0 | 0 | 0 | 0
PseudoUnit | 0 | 0 | 0 | 0 | 0 | 0
FixedInterchange | 0 | 0 | 0 | 0 | 0 | 0
Cumulative Retirements of Capacity by Reporting Type: ERCOT
ReportingType | 2015 | 2020 | 2025 | 2030 | 2035 | 2040
BM | 0 | 0 | 0 | 0 | 0 | 0
CC | 0 | 0 | 116.76 | 140.99 | 557 | 4947
CSP | 0 | 0 | 0 | 0 | 0 | 0
CT | 0 | 0 | 0 | 0 | 250 | 250
Coal | 15174.87 | 16646.87 | 17991.87 | 17991.87 | 17991.87 | 17991.87
Geo | 0 | 0 | 0 | 0 | 0 | 0
H | 0 | 0 | 0 | 0 | 0 | 0
LFG | 0 | 0 | 0 | 0 | 0 | 0
Nuc | 0 | 0 | 0 | 0 | 0 | 0
PS | 0 | 0 | 0 | 0 | 0 | 0
PV | 0 | 0 | 0 | 0 | 14 | 14
PeakG | 0 | 0 | 0 | 1524.7 | 2577 | 3456.83
PeakO | 0 | 0 | 51 | 51 | 51 | 51
ST | 0 | 0 | 0 | 0 | 0 | 0
STOG | 6380.71 | 11917.47 | 18933 | 18933 | 18933 | 18933
STWD | 0 | 0 | 0 | 0 | 0 | 0
WT | 0 | 0 | 0 | 0 | 0 | 487.69
IGCC | 0 | 0 | 0 | 0 | 0 | 0
DemandResponse | 0 | 0 | 0 | 0 | 0 | 0
IGCC-CCS | 0 | 0 | 0 | 0 | 0 | 0
WT_off | 0 | 0 | 0 | 0 | 0 | 0
PseudoUnit | 0 | 0 | 0 | 0 | 0 | 0
FixedInterchange | 0 | 0 | 0 | 0 | 0 | 0
Cumulative Retirements of Capacity by Reporting Type: NP15
ReportingType | 2015 | 2020 | 2025 | 2030 | 2035 | 2040
BM | 0 | 0 | 0 | 0 | 0 | 0
CC | 0 | 0 | 417 | 2180 | 2180 | 6010.18
CSP | 0 | 0 | 0 | 0 | 0 | 0
CT | 0 | 0 | 0 | 0 | 212.6 | 212.6
Coal | 0 | 191.9 | 191.9 | 191.9 | 191.9 | 191.9
Geo | 0 | 0 | 0 | 0 | 0 | 0
H | 0 | 0 | 0 | 0 | 0 | 0
LFG | 0 | 0 | 0 | 0 | 0 | 0
Nuc | 0 | 0 | 0 | 0 | 0 | 0
PS | 0 | 0 | 0 | 0 | 0 | 0
PV | 0 | 0 | 0 | 0 | 0 | 0
PeakG | 0 | 0 | 529.96 | 2042.93 | 3265 | 3265
PeakO | 156 | 156 | 506 | 506 | 506 | 506
ST | 0 | 0 | 0 | 0 | 0 | 0
STOG | 2290.32 | 4859 | 4859 | 4859 | 4859 | 4859
STWD | 0 | 0 | 0 | 0 | 0 | 0
WT | 0 | 0 | 0 | 0 | 0 | 0
IGCC | 0 | 0 | 0 | 0 | 0 | 0
DemandResponse | 0 | 0 | 0 | 0 | 0 | 0
IGCC-CCS | 0 | 0 | 0 | 0 | 0 | 0
WT_off | 0 | 0 | 0 | 0 | 0 | 0
PseudoUnit | 0 | 0 | 0 | 0 | 0 | 0
FixedInterchange | 0 | 0 | 0 | 0 | 0 | 0
Cumulative Retirements of Capacity by Reporting Type: NWPP_Coal
ReportingType | 2015 | 2020 | 2025 | 2030 | 2035 | 2040
BM | 0 | 0 | 0 | 0 | 0 | 0
CC | 0 | 0 | 0 | 0 | 0 | 0
CSP | 0 | 0 | 0 | 0 | 0 | 0
CT | 0 | 0 | 0 | 0 | 0 | 0
Coal | 6909.11 | 8874.7 | 13556.7 | 13556.7 | 13556.7 | 13556.7
Geo | 0 | 0 | 0 | 0 | 0 | 0
H | 0 | 0 | 0 | 0 | 0 | 0
LFG | 0 | 0 | 0 | 0 | 0 | 0
Nuc | 0 | 0 | 0 | 0 | 0 | 0
PS | 0 | 0 | 0 | 0 | 0 | 0
PV | 0 | 0 | 0 | 0 | 0 | 0
PeakG | 0 | 0 | 0 | 0 | 0 | 0
PeakO | 183 | 183 | 183 | 183 | 183 | 183
ST | 0 | 0 | 0 | 0 | 0 | 0
STOG | 0 | 0 | 0 | 0 | 0 | 0
STWD | 0 | 0 | 0 | 0 | 0 | 0
WT | 0 | 0 | 0 | 0 | 0 | 0
IGCC | 0 | 0 | 0 | 0 | 0 | 0
DemandResponse | 0 | 0 | 0 | 0 | 0 | 0
IGCC-CCS | 0 | 0 | 0 | 0 | 0 | 0
WT_off | 0 | 0 | 0 | 0 | 0 | 0
PseudoUnit | 0 | 0 | 0 | 0 | 0 | 0
FixedInterchange | 0 | 0 | 0 | 0 | 0 | 0
Cumulative Retirements of Capacity by Reporting Type: NWPP_Gas
ReportingType | 2015 | 2020 | 2025 | 2030 | 2035 | 2040
BM | 0 | 0 | 0 | 0 | 0 | 0
CC | 1678 | 1678 | 1678 | 7612.91 | 8005 | 8305
CSP | 0 | 0 | 0 | 0 | 0 | 0
CT | 0 | 0 | 0 | 0 | 150 | 150
Coal | 0 | 0 | 0 | 0 | 0 | 0
Geo | 0 | 0 | 0 | 0 | 0 | 0
H | 0 | 0 | 0 | 0 | 0 | 0
LFG | 0 | 0 | 0 | 0 | 0 | 0
Nuc | 0 | 0 | 0 | 0 | 0 | 0
PS | 0 | 0 | 0 | 0 | 0 | 0
PV | 0 | 0 | 0 | 0 | 0 | 0
PeakG | 2623 | 2623 | 2623 | 2623 | 2623 | 2623
PeakO | 0 | 0 | 0 | 0 | 0 | 0
ST | 0 | 0 | 0 | 0 | 0 | 0
STOG | 786 | 786 | 786 | 786 | 786 | 786
STWD | 0 | 0 | 0 | 0 | 0 | 0
WT | 0 | 0 | 0 | 0 | 0 | 0
IGCC | 0 | 0 | 0 | 0 | 0 | 0
DemandResponse | 0 | 0 | 0 | 0 | 0 | 0
IGCC-CCS | 0 | 0 | 0 | 0 | 0 | 0
WT_off | 0 | 0 | 0 | 0 | 0 | 0
PseudoUnit | 0 | 0 | 0 | 0 | 0 | 0
FixedInterchange | 0 | 0 | 0 | 0 | 0 | 0
Cumulative Retirements of Capacity by Reporting Type: NWPP_NucRenew
ReportingType | 2015 | 2020 | 2025 | 2030 | 2035 | 2040
BM | 0 | 0 | 0 | 0 | 0 | 0
CC | 0 | 0 | 0 | 0 | 0 | 0
CSP | 0 | 0 | 0 | 0 | 0 | 0
CT | 0 | 0 | 0 | 0 | 0 | 0
Coal | 0 | 0 | 0 | 0 | 0 | 0
Geo | 4.8 | 4.8 | 4.8 | 4.8 | 4.8 | 4.8
H | 0 | 0 | 0 | 0 | 0 | 0
LFG | 0 | 0 | 0 | 0 | 0 | 0
Nuc | 0 | 0 | 0 | 0 | 0 | 0
PS | 0 | 0 | 0 | 0 | 0 | 0
PV | 0 | 0 | 0 | 0 | 0 | 0
PeakG | 0 | 0 | 0 | 0 | 0 | 0
PeakO | 0 | 0 | 0 | 0 | 0 | 0
ST | 0 | 0 | 0 | 0 | 0 | 0
STOG | 0 | 0 | 0 | 0 | 0 | 0
STWD | 0 | 0 | 0 | 0 | 0 | 0
WT | 0 | 0 | 0 | 0 | 0 | 0
IGCC | 0 | 0 | 0 | 0 | 0 | 0
DemandResponse | 0 | 0 | 0 | 0 | 0 | 0
IGCC-CCS | 0 | 0 | 0 | 0 | 0 | 0
WT_off | 0 | 0 | 0 | 0 | 0 | 0
PseudoUnit | 0 | 0 | 0 | 0 | 0 | 0
FixedInterchange | 0 | 0 | 0 | 0 | 0 | 0
Cumulative Retirements of Capacity by Reporting Type: RMPA
ReportingType | 2015 | 2020 | 2025 | 2030 | 2035 | 2040
BM | 0 | 0 | 0 | 0 | 0 | 0
CC | 815.49 | 815.49 | 815.49 | 815.49 | 815.49 | 815.49
CSP | 1 | 1 | 1 | 1 | 1 | 1
CT | 0 | 0 | 0 | 0 | 152 | 152
Coal | 817.29 | 3149 | 6788 | 6788 | 6788 | 6788
Geo | 0 | 0 | 0 | 0 | 0 | 0
H | 0 | 0 | 0 | 0 | 0 | 0
LFG | 0 | 0 | 0 | 0 | 0 | 0
Nuc | 0 | 0 | 0 | 0 | 0 | 0
PS | 0 | 0 | 0 | 0 | 0 | 0
PV | 0 | 0 | 0 | 0 | 0 | 0
PeakG | 103.55 | 103.55 | 103.55 | 1736.44 | 1736.44 | 2120.04
PeakO | 187 | 187 | 187 | 187 | 187 | 187
ST | 0 | 0 | 0 | 0 | 0 | 0
STOG | 217 | 217 | 217 | 217 | 217 | 217
STWD | 0 | 0 | 0 | 0 | 0 | 0
WT | 0 | 0 | 0 | 0 | 0 | 0
IGCC | 0 | 0 | 0 | 0 | 0 | 0
DemandResponse | 0 | 0 | 0 | 0 | 0 | 0
IGCC-CCS | 0 | 0 | 0 | 0 | 0 | 0
WT_off | 0 | 0 | 0 | 0 | 0 | 0
PseudoUnit | 0 | 0 | 0 | 0 | 0 | 0
FixedInterchange | 0 | 0 | 0 | 0 | 0 | 0
Cumulative Retirements of Capacity by Reporting Type: SP15
ReportingType | 2015 | 2020 | 2025 | 2030 | 2035 | 2040
BM | 0 | 0 | 0 | 0 | 0 | 0
CC | 0 | 0 | 429.47 | 1273.73 | 1646.04 | 2444.36
CSP | 409 | 409 | 409 | 409 | 409 | 409
CT | 0 | 0 | 0 | 0 | 0 | 0
Coal | 57 | 141.5 | 242.7 | 242.7 | 242.7 | 242.7
Geo | 0 | 0 | 0 | 0 | 0 | 0
H | 0 | 0 | 0 | 0 | 0 | 0
LFG | 0 | 0 | 0 | 0 | 0 | 0
Nuc | 0 | 0 | 0 | 0 | 0 | 0
PS | 0 | 0 | 0 | 0 | 0 | 0
PV | 0 | 0 | 0 | 0 | 0 | 0
PeakG | 44 | 44 | 44 | 44 | 44 | 44
PeakO | 15 | 15 | 66 | 66 | 66 | 66
ST | 0 | 0 | 0 | 0 | 0 | 0
STOG | 7257.61 | 10709.06 | 11200 | 11200 | 11200 | 11200
STWD | 0 | 0 | 0 | 0 | 0 | 0
WT | 126.2 | 126.2 | 126.2 | 126.2 | 126.2 | 126.2
IGCC | 0 | 0 | 0 | 0 | 0 | 0
DemandResponse | 0 | 0 | 0 | 0 | 0 | 0
IGCC-CCS | 0 | 0 | 0 | 0 | 0 | 0
WT_off | 0 | 0 | 0 | 0 | 0 | 0
PseudoUnit | 0 | 0 | 0 | 0 | 0 | 0
FixedInterchange | 0 | 0 | 0 | 0 | 0 | 0
Cumulative Retirements of Capacity by Reporting Type: ALB
ReportingType | 2015 | 2020 | 2025 | 2030 | 2035 | 2040
BM | 0 | 0 | 0 | 0 | 0 | 0
CC | 0 | 0 | 0 | 2202 | 2202 | 2342.31
CSP | 0 | 0 | 0 | 0 | 0 | 0
CT | 0 | 0 | 0 | 0 | 201.5 | 201.5
Coal | 0 | 0 | 80.78 | 5745.83 | 5745.83 | 5745.83
Geo | 0 | 0 | 0 | 0 | 0 | 0
H | 0 | 0 | 0 | 0 | 0 | 0
LFG | 0 | 0 | 0 | 0 | 0 | 0
Nuc | 0 | 0 | 0 | 0 | 0 | 0
PS | 0 | 0 | 0 | 0 | 0 | 0
PV | 0 | 0 | 0 | 0 | 0 | 0
PeakG | 1273.12 | 1805.19 | 2368 | 2368 | 2368 | 2368
PeakO | 6 | 6 | 6 | 6 | 6 | 6
ST | 0 | 0 | 0 | 0 | 0 | 0
STOG | 186 | 186 | 186 | 186 | 186 | 186
STWD | 0 | 0 | 0 | 0 | 0 | 0
WT | 0 | 0 | 0 | 0 | 0 | 0
IGCC | 0 | 0 | 0 | 0 | 0 | 0
DemandResponse | 0 | 0 | 0 | 0 | 0 | 0
IGCC-CCS | 0 | 0 | 0 | 0 | 0 | 0
WT_off | 0 | 0 | 0 | 0 | 0 | 0
PseudoUnit | 0 | 0 | 0 | 0 | 0 | 0
FixedInterchange | 0 | 0 | 0 | 0 | 0 | 0
Cumulative Retirements of Capacity by Reporting Type: BC
ReportingType | 2015 | 2020 | 2025 | 2030 | 2035 | 2040
BM | 0 | 0 | 0 | 0 | 0 | 0
CC | 0 | 0 | 0 | 205 | 205 | 967.87
CSP | 0 | 0 | 0 | 0 | 0 | 0
CT | 0 | 0 | 0 | 0 | 0 | 0
Coal | 0 | 0 | 0 | 0 | 0 | 0
Geo | 0 | 0 | 0 | 0 | 0 | 0
H | 0 | 0 | 0 | 0 | 0 | 0
LFG | 0 | 0 | 0 | 0 | 0 | 0
Nuc | 0 | 0 | 0 | 0 | 0 | 0
PS | 0 | 0 | 0 | 0 | 0 | 0
PV | 0 | 0 | 0 | 0 | 0 | 0
PeakG | 141 | 141 | 141 | 141 | 141 | 141
PeakO | 44 | 44 | 44 | 44 | 44 | 44
ST | 0 | 0 | 0 | 0 | 0 | 0
STOG | 938 | 938 | 938 | 938 | 938 | 938
STWD | 0 | 0 | 0 | 0 | 0 | 0
WT | 0 | 0 | 0 | 0 | 0 | 0
IGCC | 0 | 0 | 0 | 0 | 0 | 0
DemandResponse | 0 | 0 | 0 | 0 | 0 | 0
IGCC-CCS | 0 | 0 | 0 | 0 | 0 | 0
WT_off | 0 | 0 | 0 | 0 | 0 | 0
PseudoUnit | 0 | 0 | 0 | 0 | 0 | 0
FixedInterchange | 0 | 0 | 0 | 0 | 0 | 0
Cumulative Retirements of Capacity by Reporting Type: HQ_IESO
ReportingType | 2015 | 2020 | 2025 | 2030 | 2035 | 2040
BM | 0 | 0 | 0 | 0 | 0 | 0
CC | 0 | 0 | 0 | 0 | 0 | 0
CSP | 0 | 0 | 0 | 0 | 0 | 0
CT | 0 | 0 | 0 | 0 | 0 | 0
Coal | 0 | 0 | 0 | 0 | 0 | 0
Geo | 0 | 0 | 0 | 0 | 0 | 0
H | 0 | 0 | 0 | 0 | 0 | 0
LFG | 0 | 0 | 0 | 0 | 0 | 0
Nuc | 0 | 0 | 0 | 0 | 0 | 0
PS | 0 | 0 | 0 | 0 | 0 | 0
PV | 0 | 0 | 0 | 0 | 0 | 0
PeakG | 0 | 0 | 0 | 0 | 0 | 0
PeakO | 0 | 0 | 0 | 0 | 0 | 0
ST | 0 | 0 | 0 | 0 | 0 | 0
STOG | 0 | 0 | 0 | 0 | 0 | 0
STWD | 0 | 0 | 0 | 0 | 0 | 0
WT | 0 | 0 | 0 | 0 | 0 | 0
IGCC | 0 | 0 | 0 | 0 | 0 | 0
DemandResponse | 0 | 0 | 0 | 0 | 0 | 0
IGCC-CCS | 0 | 0 | 0 | 0 | 0 | 0
WT_off | 0 | 0 | 0 | 0 | 0 | 0
PseudoUnit | 0 | 0 | 0 | 0 | 0 | 0
FixedInterchange | 0 | 0 | 0 | 0 | 0 | 0
Cumulative Retirements of Capacity by Reporting Type: HQ_NEISO
ReportingType | 2015 | 2020 | 2025 | 2030 | 2035 | 2040
BM | 0 | 0 | 0 | 0 | 0 | 0
CC | 0 | 0 | 0 | 0 | 0 | 0
CSP | 0 | 0 | 0 | 0 | 0 | 0
CT | 0 | 0 | 0 | 0 | 0 | 0
Coal | 0 | 0 | 0 | 0 | 0 | 0
Geo | 0 | 0 | 0 | 0 | 0 | 0
H | 0 | 0 | 0 | 0 | 0 | 0
LFG | 0 | 0 | 0 | 0 | 0 | 0
Nuc | 0 | 0 | 0 | 0 | 0 | 0
PS | 0 | 0 | 0 | 0 | 0 | 0
PV | 0 | 0 | 0 | 0 | 0 | 0
PeakG | 0 | 0 | 0 | 0 | 0 | 0
PeakO | 0 | 0 | 0 | 0 | 0 | 0
ST | 0 | 0 | 0 | 0 | 0 | 0
STOG | 0 | 0 | 0 | 0 | 0 | 0
STWD | 0 | 0 | 0 | 0 | 0 | 0
WT | 0 | 0 | 0 | 0 | 0 | 0
IGCC | 0 | 0 | 0 | 0 | 0 | 0
DemandResponse | 0 | 0 | 0 | 0 | 0 | 0
IGCC-CCS | 0 | 0 | 0 | 0 | 0 | 0
WT_off | 0 | 0 | 0 | 0 | 0 | 0
PseudoUnit | 0 | 0 | 0 | 0 | 0 | 0
FixedInterchange | 0 | 0 | 0 | 0 | 0 | 0
Cumulative Retirements of Capacity by Reporting Type: HQ_NY
ReportingType | 2015 | 2020 | 2025 | 2030 | 2035 | 2040
BM | 0 | 0 | 0 | 0 | 0 | 0
CC | 0 | 0 | 0 | 0 | 0 | 0
CSP | 0 | 0 | 0 | 0 | 0 | 0
CT | 0 | 0 | 0 | 0 | 0 | 0
Coal | 0 | 0 | 0 | 0 | 0 | 0
Geo | 0 | 0 | 0 | 0 | 0 | 0
H | 0 | 0 | 0 | 0 | 0 | 0
LFG | 0 | 0 | 0 | 0 | 0 | 0
Nuc | 0 | 0 | 0 | 0 | 0 | 0
PS | 0 | 0 | 0 | 0 | 0 | 0
PV | 0 | 0 | 0 | 0 | 0 | 0
PeakG | 0 | 0 | 0 | 0 | 0 | 0
PeakO | 0 | 0 | 0 | 0 | 0 | 0
ST | 0 | 0 | 0 | 0 | 0 | 0
STOG | 0 | 0 | 0 | 0 | 0 | 0
STWD | 0 | 0 | 0 | 0 | 0 | 0
WT | 0 | 0 | 0 | 0 | 0 | 0
IGCC | 0 | 0 | 0 | 0 | 0 | 0
DemandResponse | 0 | 0 | 0 | 0 | 0 | 0
IGCC-CCS | 0 | 0 | 0 | 0 | 0 | 0
WT_off | 0 | 0 | 0 | 0 | 0 | 0
PseudoUnit | 0 | 0 | 0 | 0 | 0 | 0
FixedInterchange | 0 | 0 | 0 | 0 | 0 | 0
Cumulative Retirements of Capacity by Reporting Type: MARITIMES
ReportingType | 2015 | 2020 | 2025 | 2030 | 2035 | 2040
BM | 0 | 0 | 0 | 0 | 0 | 0
CC | 0 | 0 | 0 | 0 | 0 | 0
CSP | 0 | 0 | 0 | 0 | 0 | 0
CT | 0 | 0 | 0 | 0 | 0 | 0
Coal | 0 | 0 | 0 | 0 | 0 | 0
Geo | 0 | 0 | 0 | 0 | 0 | 0
H | 0 | 0 | 0 | 0 | 0 | 0
LFG | 0 | 0 | 0 | 0 | 0 | 0
Nuc | 0 | 0 | 0 | 0 | 0 | 0
PS | 0 | 0 | 0 | 0 | 0 | 0
PV | 0 | 0 | 0 | 0 | 0 | 0
PeakG | 0 | 0 | 0 | 0 | 0 | 0
PeakO | 0 | 0 | 0 | 0 | 0 | 0
ST | 0 | 0 | 0 | 0 | 0 | 0
STOG | 0 | 0 | 0 | 0 | 0 | 0
STWD | 0 | 0 | 0 | 0 | 0 | 0
WT | 0 | 0 | 0 | 0 | 0 | 0
IGCC | 0 | 0 | 0 | 0 | 0 | 0
DemandResponse | 0 | 0 | 0 | 0 | 0 | 0
IGCC-CCS | 0 | 0 | 0 | 0 | 0 | 0
WT_off | 0 | 0 | 0 | 0 | 0 | 0
PseudoUnit | 0 | 0 | 0 | 0 | 0 | 0
FixedInterchange | 0 | 0 | 0 | 0 | 0 | 0
Cumulative Retirements of Capacity by Reporting Type: All
ReportingType | 2015 | 2020 | 2025 | 2030 | 2035 | 2040
BM | 0 | 0 | 0 | 0 | 0 | 192
CC | 15012.99 | 18129.47 | 25802.43 | 53202.96 | 60098.92 | 85484.5
CSP | 475 | 475 | 475 | 475 | 475 | 475
CT | 0 | 0 | 0 | 699.83 | 6282.39 | 6582.39
Coal | 165869.53 | 267630.65 | 319486.76 | 325222.66 | 325222.66 | 325222.66
Geo | 4.8 | 4.8 | 4.8 | 4.8 | 4.8 | 4.8
H | 0 | 0 | 0 | 0 | 0 | 0
LFG | 0 | 0 | 0 | 0 | 0 | 0
Nuc | 0 | 614.5 | 614.5 | 2102.7 | 28678.4 | 48384.39
PS | 0 | 0 | 0 | 0 | 0 | 0
PV | 0 | 0 | 0 | 0 | 1139 | 1251.42
PeakG | 6161.39 | 8464.07 | 23889.95 | 54543.3 | 58898.31 | 64859.84
PeakO | 4439.44 | 6106.32 | 16066.64 | 19447.7 | 19447.7 | 20115.5
ST | 0 | 0 | 0 | 0 | 0 | 0
STOG | 67620.99 | 85724.04 | 107029.18 | 108895.32 | 108904.59 | 109243.51
STWD | 96.92 | 503 | 503 | 503 | 503 | 503
WT | 126.2 | 126.2 | 126.2 | 126.2 | 428.6 | 916.29
IGCC | 0 | 0 | 0 | 0 | 0 | 0
DemandResponse | 0 | 0 | 0 | 0 | 0 | 0
IGCC-CCS | 0 | 0 | 0 | 0 | 0 | 0
WT_off | 0 | 0 | 0 | 0 | 468 | 468
PseudoUnit | 0 | 0 | 0 | 0 | 0 | 0
FixedInterchange | 0 | 0 | 0 | 0 | 0 | 0
Cumulative Retirements of Capacity by Reporting Type: EI_US
ReportingType | 2015 | 2020 | 2025 | 2030 | 2035 | 2040
BM | 0 | 0 | 0 | 0 | 0 | 192
CC | 3717.17 | 6833.65 | 12812.38 | 25411.05 | 27286.64 | 41973.37
CSP | 0 | 0 | 0 | 0 | 0 | 0
CT | 0 | 0 | 0 | 699.83 | 4212.29 | 4512.29
Coal | 134400.75 | 225070.08 | 262006.92 | 262077.77 | 262077.77 | 262077.77
Geo | 0 | 0 | 0 | 0 | 0 | 0
H | 0 | 0 | 0 | 0 | 0 | 0
LFG | 0 | 0 | 0 | 0 | 0 | 0
Nuc | 0 | 614.5 | 614.5 | 2102.7 | 27648.4 | 45814.39
PS | 0 | 0 | 0 | 0 | 0 | 0
PV | 0 | 0 | 0 | 0 | 57.74 | 170.16
PeakG | 1392.73 | 2101.02 | 13277.45 | 39260.23 | 41340.87 | 46038.97
PeakO | 3488.44 | 5140.32 | 14644.64 | 18025.7 | 18025.7 | 18693.5
ST | 0 | 0 | 0 | 0 | 0 | 0
STOG | 45375.35 | 51795.5 | 65594.18 | 67460.32 | 67469.59 | 67808.51
STWD | 96.92 | 503 | 503 | 503 | 503 | 503
WT | 0 | 0 | 0 | 0 | 0 | 0
IGCC | 0 | 0 | 0 | 0 | 0 | 0
DemandResponse | 0 | 0 | 0 | 0 | 0 | 0
IGCC-CCS | 0 | 0 | 0 | 0 | 0 | 0
WT_off | 0 | 0 | 0 | 0 | 468 | 468
PseudoUnit | 0 | 0 | 0 | 0 | 0 | 0
FixedInterchange | 0 | 0 | 0 | 0 | 0 | 0
Cumulative Retirements of Capacity by Reporting Type: EI_Canada
ReportingType | 2015 | 2020 | 2025 | 2030 | 2035 | 2040
BM | 0 | 0 | 0 | 0 | 0 | 0
CC | 5943 | 5943 | 6674 | 6674 | 6674 | 6939.05
CSP | 0 | 0 | 0 | 0 | 0 | 0
CT | 0 | 0 | 0 | 0 | 368 | 368
Coal | 7159.52 | 8161.9 | 8161.9 | 8161.9 | 8161.9 | 8161.9
Geo | 0 | 0 | 0 | 0 | 0 | 0
H | 0 | 0 | 0 | 0 | 0 | 0
LFG | 0 | 0 | 0 | 0 | 0 | 0
Nuc | 0 | 0 | 0 | 0 | 1030 | 2570
PS | 0 | 0 | 0 | 0 | 0 | 0
PV | 0 | 0 | 0 | 0 | 1067.26 | 1067.26
PeakG | 584 | 584 | 1143 | 1143 | 1143 | 1143
PeakO | 175 | 175 | 179 | 179 | 179 | 179
ST | 0 | 0 | 0 | 0 | 0 | 0
STOG | 2126 | 2252 | 2252 | 2252 | 2252 | 2252
STWD | 0 | 0 | 0 | 0 | 0 | 0
WT | 0 | 0 | 0 | 0 | 302.4 | 302.4
IGCC | 0 | 0 | 0 | 0 | 0 | 0
DemandResponse | 0 | 0 | 0 | 0 | 0 | 0
IGCC-CCS | 0 | 0 | 0 | 0 | 0 | 0
WT_off | 0 | 0 | 0 | 0 | 0 | 0
PseudoUnit | 0 | 0 | 0 | 0 | 0 | 0
FixedInterchange | 0 | 0 | 0 | 0 | 0 | 0
Cumulative Retirements of Capacity by Reporting Type: EI
ReportingType | 2015 | 2020 | 2025 | 2030 | 2035 | 2040
BM | 0 | 0 | 0 | 0 | 0 | 192
CC | 9660.17 | 12776.65 | 19486.38 | 32085.05 | 33960.64 | 48912.41
CSP | 0 | 0 | 0 | 0 | 0 | 0
CT | 0 | 0 | 0 | 699.83 | 4580.29 | 4880.29
Coal | 141560.27 | 233231.98 | 270168.82 | 270239.67 | 270239.67 | 270239.67
Geo | 0 | 0 | 0 | 0 | 0 | 0
H | 0 | 0 | 0 | 0 | 0 | 0
LFG | 0 | 0 | 0 | 0 | 0 | 0
Nuc | 0 | 614.5 | 614.5 | 2102.7 | 28678.4 | 48384.39
PS | 0 | 0 | 0 | 0 | 0 | 0
PV | 0 | 0 | 0 | 0 | 1125 | 1237.42
PeakG | 1976.73 | 2685.02 | 14420.45 | 40403.23 | 42483.87 | 47181.97
PeakO | 3663.44 | 5315.32 | 14823.64 | 18204.7 | 18204.7 | 18872.5
ST | 0 | 0 | 0 | 0 | 0 | 0
STOG | 47501.35 | 54047.5 | 67846.18 | 69712.32 | 69721.59 | 70060.51
STWD | 96.92 | 503 | 503 | 503 | 503 | 503
WT | 0 | 0 | 0 | 0 | 302.4 | 302.4
IGCC | 0 | 0 | 0 | 0 | 0 | 0
DemandResponse | 0 | 0 | 0 | 0 | 0 | 0
IGCC-CCS | 0 | 0 | 0 | 0 | 0 | 0
WT_off | 0 | 0 | 0 | 0 | 468 | 468
PseudoUnit | 0 | 0 | 0 | 0 | 0 | 0
FixedInterchange | 0 | 0 | 0 | 0 | 0 | 0
Cumulative Retirements of Capacity by Reporting Type: Outside_EI
ReportingType | 2015 | 2020 | 2025 | 2030 | 2035 | 2040
BM | 0 | 0 | 0 | 0 | 0 | 0
CC | 5352.82 | 5352.82 | 6316.05 | 21117.92 | 26138.28 | 36572.09
CSP | 475 | 475 | 475 | 475 | 475 | 475
CT | 0 | 0 | 0 | 0 | 1702.1 | 1702.1
Coal | 24309.26 | 34398.67 | 49317.94 | 54983 | 54983 | 54983
Geo | 4.8 | 4.8 | 4.8 | 4.8 | 4.8 | 4.8
H | 0 | 0 | 0 | 0 | 0 | 0
LFG | 0 | 0 | 0 | 0 | 0 | 0
Nuc | 0 | 0 | 0 | 0 | 0 | 0
PS | 0 | 0 | 0 | 0 | 0 | 0
PV | 0 | 0 | 0 | 0 | 14 | 14
PeakG | 4184.66 | 5779.06 | 9469.51 | 14140.07 | 16414.44 | 17677.87
PeakO | 776 | 791 | 1243 | 1243 | 1243 | 1243
ST | 0 | 0 | 0 | 0 | 0 | 0
STOG | 20119.64 | 31676.54 | 39183 | 39183 | 39183 | 39183
STWD | 0 | 0 | 0 | 0 | 0 | 0
WT | 126.2 | 126.2 | 126.2 | 126.2 | 126.2 | 613.89
IGCC | 0 | 0 | 0 | 0 | 0 | 0
DemandResponse | 0 | 0 | 0 | 0 | 0 | 0
IGCC-CCS | 0 | 0 | 0 | 0 | 0 | 0
WT_off | 0 | 0 | 0 | 0 | 0 | 0
PseudoUnit | 0 | 0 | 0 | 0 | 0 | 0
FixedInterchange | 0 | 0 | 0 | 0 | 0 | 0
#5 | Total Installed ACTIVE Capacity (MW)
Total Installed Capacity by Reporting Type: Entergy
ReportingType | 2015 | 2020 | 2025 | 2030 | 2035 | 2040
BM | 0 | 0 | 0 | 0 | 0 | 0
CC | 14216.55 | 16619.13 | 16410.13 | 16410.13 | 16410.13 | 16410.13
CSP | 0 | 0 | 0 | 0 | 0 | 0
CT | 0 | 0 | 0 | 0 | 0 | 0
Coal | 7778.79 | 2165.79 | 720 | 720 | 720 | 720
Geo | 0 | 0 | 0 | 0 | 0 | 0
H | 744 | 744 | 744 | 744 | 744 | 744
LFG | 8 | 8 | 115.4 | 115.4 | 115.4 | 115.4
Nuc | 5422 | 5422 | 5422 | 5422 | 4580 | 3606.76
PS | 59 | 59 | 59 | 59 | 59 | 59
PV | 0.29 | 58.37 | 84.95 | 84.95 | 84.65 | 84.65
PeakG | 2787 | 2787 | 2188.98 | 1103.28 | 959.31 | 959.31
PeakO | 174 | 174 | 0 | 0 | 0 | 0
ST | 0 | 0 | 0 | 0 | 0 | 0
STOG | 2229.26 | 2229.26 | 0 | 0 | 0 | 0
STWD | 206 | 206 | 206 | 206 | 206 | 206
WT | 107 | 107 | 107 | 207 | 207 | 207
IGCC | 0 | 0 | 0 | 0 | 0 | 0
DemandResponse | 301.55 | 3513.74 | 6909.7 | 7094.75 | 7284.77 | 7479.87
IGCC-CCS | 0 | 0 | 0 | 0 | 0 | 0
WT_off | 0 | 0 | 0 | 0 | 0 | 0
PseudoUnit | 0 | 0 | 0 | 0 | 0 | 0
FixedInterchange | 0 | 0 | 0 | 0 | 0 | 0
Total Installed Capacity by Reporting Type: FRCC
ReportingType | 2015 | 2020 | 2025 | 2030 | 2035 | 2040
BM | 0 | 0 | 0 | 0 | 0 | 0
CC | 32418.57 | 32418.57 | 32418.57 | 22861.89 | 22167.38 | 19216.74
CSP | 0 | 0 | 0 | 0 | 0 | 0
CT | 2480 | 2480 | 2480 | 2480 | 0 | 0
Coal | 2356 | 626 | 0 | 0 | 0 | 0
Geo | 0 | 0 | 0 | 0 | 0 | 0
H | 55 | 55 | 55 | 55 | 55 | 55
LFG | 486 | 486 | 684 | 684 | 684 | 684
Nuc | 4131.33 | 4131.33 | 5394.31 | 21203.08 | 22371.8 | 25211.84
PS | 0 | 0 | 0 | 0 | 0 | 0
PV | 51 | 51 | 51 | 51 | 51 | 51
PeakG | 8431 | 7722.71 | 4292.31 | 0 | 0 | 0
PeakO | 1639.88 | 0 | 0 | 0 | 0 | 0
ST | 0 | 0 | 0 | 0 | 0 | 0
STOG | 0 | 0 | 0 | 0 | 0 | 0
STWD | 195 | 195 | 195 | 195 | 195 | 195
WT | 0 | 0 | 0 | 0 | 0 | 0
IGCC | 0 | 0 | 0 | 0 | 0 | 0
DemandResponse | 2734.45 | 8753.57 | 15718.02 | 16717 | 17779.48 | 18909.49
IGCC-CCS | 0 | 0 | 0 | 0 | 0 | 0
WT_off | 0 | 0 | 0 | 0 | 0 | 0
PseudoUnit | 0 | 0 | 0 | 0 | 0 | 0
FixedInterchange | 0 | 0 | 0 | 0 | 0 | 0
Total Installed Capacity by Reporting Type: MAPP_US
ReportingType | 2015 | 2020 | 2025 | 2030 | 2035 | 2040
BM | 0 | 0 | 0 | 0 | 0 | 0
CC | 289 | 289 | 289 | 289 | 289 | 289
CSP | 0 | 0 | 0 | 0 | 0 | 0
CT | 308.3 | 308.3 | 308.3 | 300 | 111.4 | 111.4
Coal | 2160.76 | 667.56 | 0 | 0 | 0 | 0
Geo | 44 | 44 | 44 | 44 | 44 | 44
H | 2186 | 2186 | 2186 | 2186 | 2186 | 2186
LFG | 2 | 2 | 2 | 73.67 | 73.67 | 73.67
Nuc | 0.1 | 0.1 | 0.1 | 0.1 | 0.1 | 0.1
PS | 0 | 0 | 0 | 0 | 0 | 0
PV | 0 | 0 | 0 | 0 | 0 | 0
PeakG | 709 | 709 | 709 | 709 | 709 | 652.71
PeakO | 153.38 | 153.38 | 153.38 | 54.19 | 54.19 | 0
ST | 0 | 0 | 0 | 0 | 0 | 0
STOG | 0 | 0 | 0 | 0 | 0 | 0
STWD | 0 | 0 | 0 | 0 | 0 | 0
WT | 1689.3 | 8958.86 | 9864.63 | 9864.63 | 9864.63 | 9864.63
IGCC | 0 | 0 | 0 | 0 | 0 | 0
DemandResponse | 59 | 474.48 | 925.75 | 962.42 | 1000.54 | 1040.18
IGCC-CCS | 0 | 0 | 0 | 0 | 0 | 0
WT_off | 0 | 0 | 0 | 0 | 0 | 0
PseudoUnit | 0 | 0 | 0 | 0 | 0 | 0
FixedInterchange | 0 | 0 | 0 | 0 | 0 | 0
Total Installed Capacity by Reporting Type: MISO_IN
ReportingType | 2015 | 2020 | 2025 | 2030 | 2035 | 2040
BM | 0 | 0 | 0 | 0 | 0 | 0
CC | 3493.98 | 9614.57 | 9614.57 | 9614.57 | 9614.57 | 9614.57
CSP | 0 | 0 | 0 | 0 | 0 | 0
CT | 0 | 0 | 0 | 0 | 0 | 0
Coal | 8564 | 6288 | 0 | 0 | 0 | 0
Geo | 0 | 0 | 0 | 0 | 0 | 0
H | 75 | 75 | 75 | 75 | 75 | 75
LFG | 37 | 37 | 117.13 | 117.13 | 117.13 | 117.13
Nuc | 0.1 | 0.1 | 0.1 | 0.1 | 0.1 | 0.1
PS | 0 | 0 | 0 | 0 | 0 | 0
PV | 0 | 217.17 | 335.74 | 335.74 | 335.74 | 313.7
PeakG | 3053 | 3053 | 3053 | 2815 | 2815 | 2815
PeakO | 361 | 361 | 361 | 0 | 0 | 0
ST | 0 | 0 | 0 | 0 | 0 | 0
STOG | 279 | 279 | 0 | 0 | 0 | 0
STWD | 0 | 0 | 0 | 0 | 0 | 0
WT | 535 | 683.19 | 2399.59 | 11367.65 | 11367.65 | 11367.65
IGCC | 618 | 618 | 618 | 618 | 618 | 618
DemandResponse | 1068.55 | 2491.35 | 4026.63 | 4150.95 | 4279.1 | 4411.22
IGCC-CCS | 0 | 0 | 0 | 0 | 0 | 0
WT_off | 0 | 0 | 0 | 0 | 0 | 0
PseudoUnit | 0 | 0 | 0 | 0 | 0 | 0
FixedInterchange | 0 | 0 | 0 | 0 | 0 | 0
Total Installed Capacity by Reporting Type: MISO_MI
ReportingType | 2015 | 2020 | 2025 | 2030 | 2035 | 2040
BM | 0 | 0 | 0 | 0 | 0 | 0
CC | 6695.24 | 9510.23 | 9510.23 | 8864.38 | 8864.38 | 8864.38
CSP | 0 | 0 | 0 | 0 | 0 | 0
CT | 0 | 0 | 0 | 0 | 0 | 0
Coal | 4452 | 0 | 0 | 0 | 0 | 0
Geo | 0 | 0 | 0 | 0 | 0 | 0
H | 141 | 141 | 141 | 141 | 141 | 141
LFG | 163 | 163 | 323.25 | 323.25 | 323.25 | 323.25
Nuc | 1889 | 1889 | 1889 | 1889 | 1111 | 1111
PS | 1872 | 1872 | 1872 | 1872 | 1872 | 1872
PV | 0 | 0 | 0 | 0 | 0 | 0
PeakG | 3562 | 3562 | 3562 | 2802.04 | 2802.04 | 2119.3
PeakO | 534 | 534 | 154.64 | 0 | 0 | 0
ST | 0 | 0 | 0 | 0 | 0 | 0
STOG | 2852 | 2852 | 0 | 0 | 0 | 0
STWD | 163 | 163 | 163 | 163 | 163 | 163
WT | 2161 | 2376.2 | 3469.19 | 9188.15 | 9188.15 | 9188.15
IGCC | 0 | 0 | 0 | 0 | 0 | 0
DemandResponse | 1838.88 | 2774.21 | 3879.94 | 4035.64 | 4197.59 | 4366.03
IGCC-CCS | 0 | 0 | 0 | 0 | 0 | 0
WT_off | 0 | 0 | 0 | 0 | 0 | 0
PseudoUnit | 0 | 0 | 0 | 0 | 0 | 0
FixedInterchange | 0 | 0 | 0 | 0 | 0 | 0
Total Installed Capacity by Reporting Type: MISO_MO-IL
ReportingType | 2015 | 2020 | 2025 | 2030 | 2035 | 2040
BM | 0 | 0 | 0 | 0 | 0 | 0
CC | 2620.21 | 5589.28 | 5589.28 | 5589.28 | 5589.28 | 5589.28
CSP | 0 | 0 | 0 | 0 | 0 | 0
CT | 0 | 0 | 0 | 0 | 0 | 0
Coal | 11269.75 | 4013 | 1790 | 1790 | 1790 | 1790
Geo | 0 | 0 | 0 | 0 | 0 | 0
H | 352 | 352 | 632 | 632 | 632 | 632
LFG | 18 | 18 | 169.23 | 241.33 | 241.33 | 241.33
Nuc | 2233 | 2233 | 2233 | 2233 | 2233 | 2233
PS | 440 | 440 | 440 | 440 | 440 | 440
PV | 0 | 0 | 0 | 0 | 0 | 0
PeakG | 4595 | 4595 | 4595 | 4378 | 4378 | 4378
PeakO | 766 | 766 | 157.97 | 0 | 0 | 0
ST | 0 | 0 | 0 | 0 | 0 | 0
STOG | 592 | 592 | 0 | 0 | 0 | 0
STWD | 0 | 0 | 0 | 0 | 0 | 0
WT | 678 | 852 | 6278 | 13807.77 | 13807.77 | 13807.77
IGCC | 0 | 0 | 0 | 0 | 0 | 0
DemandResponse | 301.14 | 2265.33 | 4412.54 | 4596.44 | 4788.01 | 4987.57
IGCC-CCS | 0 | 0 | 0 | 0 | 0 | 0
WT_off | 0 | 0 | 0 | 0 | 0 | 0
PseudoUnit | 0 | 0 | 0 | 0 | 0 | 0
FixedInterchange | 0 | 0 | 0 | 0 | 0 | 0
Total Installed Capacity by Reporting Type: MISO_W
ReportingType | 2015 | 2020 | 2025 | 2030 | 2035 | 2040
BM | 0 | 0 | 0 | 0 | 0 | 0
CC | 4410.21 | 6536.47 | 6525.47 | 6474.47 | 6474.47 | 6474.47
CSP | 0 | 0 | 0 | 0 | 0 | 0
CT | 0 | 0 | 0 | 0 | 0 | 0
Coal | 9858.4 | 4581.94 | 800 | 800 | 800 | 800
Geo | 0 | 0 | 0 | 0 | 0 | 0
H | 497 | 497 | 497 | 497 | 497 | 497
LFG | 205 | 205 | 205 | 276.67 | 276.67 | 276.67
Nuc | 2361.33 | 2361.33 | 2361.33 | 2361.33 | 0.1 | 0.1
PS | 0 | 0 | 0 | 0 | 0 | 0
PV | 0 | 0 | 0 | 0 | 0 | 0
PeakG | 4522 | 4522 | 4522 | 4018 | 4018 | 4018
PeakO | 2154 | 2154 | 393.1 | 0 | 0 | 0
ST | 0 | 0 | 0 | 0 | 0 | 0
STOG | 172 | 172 | 0 | 0 | 0 | 0
STWD | 313 | 313 | 313 | 313 | 313 | 313
WT | 8358.5 | 8358.5 | 73070.17 | 73070.17 | 74136.94 | 74136.94
IGCC | 0 | 0 | 0 | 0 | 0 | 0
DemandResponse | 2622.87 | 4071.01 | 5782.77 | 6011.85 | 6250 | 6497.58
IGCC-CCS | 0 | 0 | 0 | 0 | 0 | 0
WT_off | 0 | 0 | 0 | 0 | 0 | 0
PseudoUnit | 0 | 0 | 0 | 0 | 0 | 0
FixedInterchange | 0 | 0 | 0 | 0 | 0 | 0
Total Installed Capacity by Reporting Type: MISO_WUMS
ReportingType | 2015 | 2020 | 2025 | 2030 | 2035 | 2040
BM | 0 | 0 | 0 | 0 | 0 | 0
CC | 6450.7 | 6450.7 | 6450.7 | 6450.7 | 6450.7 | 6450.7
CSP | 0 | 0 | 0 | 0 | 0 | 0
CT | 0 | 0 | 0 | 0 | 0 | 0
Coal | 3969.1 | 2100.1 | 615 | 615 | 615 | 615
Geo | 0 | 0 | 0 | 0 | 0 | 0
H | 336 | 337 | 337 | 337 | 337 | 337
LFG | 71 | 71 | 294.33 | 294.33 | 294.33 | 294.33
Nuc | 1817 | 1817 | 1817 | 1817 | 0.1 | 0.1
PS | 0 | 0 | 0 | 0 | 0 | 0
PV | 0 | 0 | 0 | 0 | 0 | 0
PeakG | 3230 | 3230 | 3230 | 2933.17 | 2933.17 | 1276.02
PeakO | 490 | 490 | 149.71 | 0 | 0 | 0
ST | 0 | 0 | 0 | 0 | 0 | 0
STOG | 300.5 | 300.5 | 0 | 0 | 0 | 0
STWD | 105 | 105 | 105 | 105 | 105 | 105
WT | 1528.9 | 1553.56 | 2119.15 | 3611.35 | 3611.35 | 3611.35
IGCC | 0 | 0 | 0 | 0 | 0 | 0
DemandResponse | 193.34 | 939.76 | 1743.58 | 1801.88 | 1862.13 | 1924.4
IGCC-CCS | 0 | 0 | 0 | 0 | 0 | 0
WT_off | 0 | 0 | 0 | 0 | 0 | 0
PseudoUnit | 0 | 0 | 0 | 0 | 0 | 0
FixedInterchange | 0 | 0 | 0 | 0 | 0 | 0
Total Installed Capacity by Reporting Type: Nebraska
ReportingType | 2015 | 2020 | 2025 | 2030 | 2035 | 2040
BM | 0 | 0 | 0 | 0 | 0 | 0
CC | 358 | 358 | 358 | 358 | 358 | 358
CSP | 0 | 0 | 0 | 0 | 0 | 0
CT | 0 | 0 | 0 | 0 | 0 | 0
Coal | 4110.1 | 914.3 | 914.3 | 914.3 | 914.3 | 914.3
Geo | 0 | 0 | 0 | 0 | 0 | 0
H | 167 | 167 | 167 | 167 | 167 | 167
LFG | 6 | 6 | 6 | 77.67 | 77.67 | 77.67
Nuc | 1252 | 1252 | 1252 | 1252 | 0.2 | 0.2
PS | 0 | 0 | 0 | 0 | 0 | 0
PV | 0 | 0 | 0 | 0 | 0 | 0
PeakG | 1305 | 1305 | 1305 | 1305 | 1305 | 1305
PeakO | 326 | 326 | 326 | 326 | 326 | 254.41
ST | 0 | 0 | 0 | 0 | 0 | 0
STOG | 0 | 0 | 0 | 0 | 0 | 0
STWD | 0 | 0 | 0 | 0 | 0 | 0
WT | 344 | 15246.3 | 15721.68 | 15721.68 | 17986.28 | 17986.28
IGCC | 0 | 0 | 0 | 0 | 0 | 0
DemandResponse | 624.42 | 1125.84 | 1687.11 | 1753.95 | 1823.43 | 1895.66
IGCC-CCS | 0 | 0 | 0 | 0 | 0 | 0
WT_off | 0 | 0 | 0 | 0 | 0 | 0
PseudoUnit | 0 | 0 | 0 | 0 | 0 | 0
FixedInterchange | 0 | 0 | 0 | 0 | 0 | 0
Total Installed Capacity by Reporting Type: NEISO
ReportingType | 2015 | 2020 | 2025 | 2030 | 2035 | 2040
BM | 252.2 | 252.2 | 252.2 | 252.2 | 252.2 | 252.2
CC | 10238.53 | 7874.47 | 4699.12 | 3224.17 | 3224.17 | 3224.17
CSP | 0 | 0 | 0 | 0 | 0 | 0
CT | 334 | 334 | 334 | 324.5 | 0 | 0
Coal | 320 | 0 | 0 | 0 | 0 | 0
Geo | 0 | 0 | 0 | 0 | 0 | 0
H | 3257.7 | 3257.7 | 3257.7 | 3257.7 | 3257.7 | 3260.7
LFG | 581.26 | 581.26 | 581.26 | 651 | 651 | 651
Nuc | 4645 | 4645 | 4645 | 4645 | 3356 | 2479.08
PS | 1674 | 1674 | 1674 | 1674 | 1674 | 1674
PV | 2 | 265.62 | 265.62 | 265.62 | 265.62 | 227.2
PeakG | 1200 | 1200 | 1200 | 0 | 0 | 0
PeakO | 0 | 0 | 0 | 0 | 0 | 0
ST | 0 | 0 | 0 | 0 | 0 | 0
STOG | 0 | 0 | 0 | 0 | 0 | 0
STWD | 599.08 | 193 | 193 | 193 | 193 | 193
WT | 434.2 | 2219.12 | 3222.7 | 5483 | 5483 | 5483
IGCC | 0 | 0 | 0 | 0 | 0 | 0
DemandResponse | 3092.4 | 4629.65 | 6244.93 | 6284.97 | 6321.45 | 6358.14
IGCC-CCS | 0 | 0 | 0 | 0 | 0 | 0
WT_off | 468 | 468 | 468 | 468 | 0 | 0
PseudoUnit | 0 | 0 | 0 | 0 | 0 | 0
FixedInterchange | 0 | 0 | 0 | 0 | 0 | 0
Total Installed Capacity by Reporting Type: NonRTO_Midwest
ReportingType | 2015 | 2020 | 2025 | 2030 | 2035 | 2040
BM | 0 | 0 | 0 | 0 | 0 | 0
CC | 1161.12 | 5512.38 | 5512.38 | 5512.38 | 5512.38 | 5512.38
CSP | 0 | 0 | 0 | 0 | 0 | 0
CT | 0 | 0 | 0 | 0 | 0 | 0
Coal | 7785.9 | 2626.53 | 264.44 | 193.59 | 193.59 | 193.59
Geo | 0 | 0 | 0 | 0 | 0 | 0
H | 143 | 143 | 889 | 889 | 889 | 889
LFG | 14 | 14 | 174.25 | 174.25 | 174.25 | 174.25
Nuc | 0.1 | 0.1 | 0.1 | 0.1 | 558.77 | 1427.8
PS | 0 | 0 | 0 | 0 | 0 | 0
PV | 0 | 0 | 0 | 0 | 0 | 0
PeakG | 3353 | 3353 | 3353 | 3040.28 | 2105.79 | 867.43
PeakO | 12 | 0 | 0 | 0 | 0 | 0
ST | 0 | 0 | 0 | 0 | 0 | 0
STOG | 0 | 0 | 0 | 0 | 0 | 0
STWD | 0 | 0 | 0 | 0 | 0 | 0
WT | 66 | 66 | 66 | 66 | 66 | 66
IGCC | 0 | 0 | 0 | 0 | 0 | 0
DemandResponse | 193.98 | 1268.97 | 2399.43 | 2458.79 | 2519.62 | 2581.96
IGCC-CCS | 0 | 0 | 0 | 0 | 0 | 0
WT_off | 0 | 0 | 0 | 0 | 0 | 0
PseudoUnit | 0 | 0 | 0 | 0 | 0 | 0
FixedInterchange | 0 | 0 | 0 | 0 | 0 | 0
Total Installed Capacity by Reporting Type: NYISO_A-F
ReportingType | 2015 | 2020 | 2025 | 2030 | 2035 | 2040
BM | 0 | 0 | 0 | 0 | 0 | 0
CC | 3789.81 | 3037.38 | 639 | 639 | 639 | 639
CSP | 0 | 0 | 0 | 0 | 0 | 0
CT | 0 | 0 | 0 | 0 | 0 | 0
Coal | 0 | 0 | 0 | 0 | 0 | 0
Geo | 0 | 0 | 0 | 0 | 0 | 0
H | 4395 | 4395 | 4395 | 4395 | 4395 | 4395
LFG | 172.4 | 172.4 | 172.4 | 240.33 | 240.33 | 240.33
Nuc | 3365 | 3365 | 3365 | 2743.8 | 2163.3 | 1311.1
PS | 1412 | 1412 | 1412 | 1412 | 1412 | 1412
PV | 0 | 0 | 0 | 0 | 0 | 0
PeakG | 221 | 221 | 0 | 0 | 0 | 0
PeakO | 0 | 0 | 0 | 0 | 0 | 0
ST | 0 | 0 | 0 | 0 | 0 | 0
STOG | 0 | 0 | 0 | 0 | 0 | 0
STWD | 0 | 0 | 0 | 0 | 0 | 0
WT | 3759.3 | 5186.12 | 5186.12 | 7393.59 | 7393.59 | 7393.59
IGCC | 0 | 0 | 0 | 0 | 0 | 0
DemandResponse | 907.2 | 1476.81 | 2084.23 | 2137.92 | 2193 | 2249.49
IGCC-CCS | 0 | 0 | 0 | 0 | 0 | 0
WT_off | 0 | 0 | 0 | 0 | 0 | 0
PseudoUnit | 0 | 0 | 0 | 0 | 0 | 0
FixedInterchange | 0 | 0 | 0 | 0 | 0 | 0
Total Installed Capacity by Reporting Type: NYISO_G-I
ReportingType | 2015 | 2020 | 2025 | 2030 | 2035 | 2040
BM | 0 | 0 | 0 | 0 | 0 | 0
CC | 1157 | 1157 | 1157 | 1157 | 1576.32 | 2691.56
CSP | 0 | 0 | 0 | 0 | 0 | 0
CT | 0 | 0 | 0 | 0 | 0 | 0
Coal | 0 | 0 | 0 | 0 | 0 | 0
Geo | 0 | 0 | 0 | 0 | 0 | 0
H | 32 | 32 | 32 | 32 | 32 | 32
LFG | 64 | 64 | 103.94 | 138.33 | 138.33 | 138.33
Nuc | 2045 | 2045 | 2045 | 2045 | 1025.4 | 0.4
PS | 0 | 0 | 0 | 0 | 0 | 0
PV | 0 | 0 | 0 | 0 | 0 | 0
PeakG | 65 | 65 | 65 | 65 | 65 | 65
PeakO | 87 | 87 | 0 | 0 | 0 | 0
ST | 0 | 0 | 0 | 0 | 0 | 0
STOG | 0 | 0 | 0 | 0 | 0 | 0
STWD | 0 | 0 | 0 | 0 | 0 | 0
WT | 0 | 60 | 60 | 291.72 | 360 | 360
IGCC | 0 | 0 | 0 | 0 | 0 | 0
DemandResponse | 339.56 | 551.65 | 791.8 | 826.03 | 861.74 | 898.99
IGCC-CCS | 0 | 0 | 0 | 0 | 0 | 0
WT_off | 0 | 0 | 0 | 0 | 0 | 0
PseudoUnit | 0 | 0 | 0 | 0 | 0 | 0
FixedInterchange | 0 | 0 | 0 | 0 | 0 | 0
Total Installed Capacity by Reporting Type: NYISO_J-K
ReportingType | 2015 | 2020 | 2025 | 2030 | 2035 | 2040
BM | 0 | 0 | 0 | 0 | 0 | 0
CC | 4833.4 | 4833.4 | 4833.4 | 4833.4 | 4833.4 | 4833.4
CSP | 0 | 0 | 0 | 0 | 0 | 0
CT | 0 | 0 | 0 | 0 | 0 | 0
Coal | 0 | 0 | 0 | 0 | 0 | 0
Geo | 0 | 0 | 0 | 0 | 0 | 0
H | 0 | 0 | 0 | 0 | 0 | 0
LFG | 124 | 124 | 124 | 198.33 | 198.33 | 198.33
Nuc | 0.1 | 0.1 | 0.1 | 0.1 | 0.1 | 0.1
PS | 0 | 0 | 0 | 0 | 0 | 0
PV | 32 | 32 | 32 | 32 | 0 | 0
PeakG | 2778 | 2778 | 2778 | 2778 | 2778 | 2778
PeakO | 2169 | 2169 | 1670.86 | 1357.11 | 1357.11 | 1218.15
ST | 0 | 0 | 0 | 0 | 0 | 0
STOG | 2896.45 | 2013.79 | 1367.49 | 1367.49 | 1367.49 | 1367.49
STWD | 0 | 0 | 0 | 0 | 0 | 0
WT | 0 | 0 | 0 | 0 | 0 | 0
IGCC | 0 | 0 | 0 | 0 | 0 | 0
DemandResponse | 1319.07 | 2179.58 | 3133.08 | 3273.39 | 3419.97 | 3573.13
IGCC-CCS | 0 | 0 | 0 | 0 | 0 | 0
WT_off | 0 | 0 | 0 | 0 | 0 | 0
PseudoUnit | 0 | 0 | 0 | 0 | 0 | 0
FixedInterchange | 0 | 0 | 0 | 0 | 0 | 0
Total Installed Capacity by Reporting Type: PJM_E
ReportingType | 2015 | 2020 | 2025 | 2030 | 2035 | 2040
BM | 30 | 30 | 30 | 30 | 30 | 30
CC | 12283.3 | 12283.3 | 12283.3 | 11760.3 | 11142 | 11142
CSP | 0 | 0 | 0 | 0 | 0 | 0
CT | 26.2 | 26.2 | 26.2 | 0 | 0 | 0
Coal | 595 | 27 | 27 | 27 | 27 | 27
Geo | 0 | 0 | 0 | 0 | 0 | 0
H | 269.99 | 269.99 | 269.99 | 269.99 | 269.99 | 269.99
LFG | 471.1 | 604 | 604 | 604 | 604 | 604
Nuc | 8510 | 7895.5 | 7895.5 | 7895.5 | 5671.5 | 4497.5
PS | 400 | 400 | 400 | 400 | 400 | 400
PV | 47.45 | 47.45 | 47.45 | 47.45 | 22 | 22
PeakG | 3877.5 | 3877.5 | 3877.5 | 3372.28 | 3372.28 | 3365.31
PeakO | 2749.3 | 2749.3 | 731.62 | 0 | 0 | 0
ST | 0 | 0 | 0 | 0 | 0 | 0
STOG | 2615.5 | 0 | 0 | 0 | 0 | 0
STWD | 0 | 0 | 0 | 0 | 0 | 0
WT | 1160 | 1160 | 1160 | 1160 | 1160 | 1160
IGCC | 0 | 0 | 0 | 0 | 0 | 0
DemandResponse | 1256.73 | 3300.66 | 5661.07 | 5853.27 | 6052 | 6257.48
IGCC-CCS | 0 | 0 | 0 | 0 | 0 | 0
WT_off | 0 | 0 | 1100 | 1100 | 1100 | 1100
PseudoUnit | 0 | 0 | 0 | 0 | 0 | 0
FixedInterchange | 0 | 0 | 0 | 0 | 0 | 0
Total Installed Capacity by Reporting Type: PJM_ROM
ReportingType | 2015 | 2020 | 2025 | 2030 | 2035 | 2040
BM | 18 | 18 | 18 | 18 | 18 | 18
CC | 5664.5 | 5664.5 | 5664.5 | 5664.5 | 10556.95 | 14766.24
CSP | 0 | 0 | 0 | 0 | 0 | 0
CT | 16 | 16 | 16 | 16 | 0 | 0
Coal | 1787.5 | 553.5 | 32.5 | 32.5 | 32.5 | 32.5
Geo | 0 | 0 | 0 | 0 | 0 | 0
H | 1392 | 1392 | 2070 | 2070 | 2070 | 2070
LFG | 356.9 | 622 | 622 | 622 | 622 | 622
Nuc | 5036 | 5036 | 5036 | 5036 | 3304 | 2405
PS | 1513 | 1513 | 1513 | 1513 | 1513 | 1513
PV | 4 | 1303.89 | 2003.89 | 2085.24 | 2085.24 | 2033.27
PeakG | 1719 | 1719 | 1719 | 1719 | 1719 | 1386
PeakO | 1566 | 1566 | 383.33 | 0 | 0 | 0
ST | 0 | 0 | 0 | 0 | 0 | 0
STOG | 3529 | 910.35 | 0 | 0 | 0 | 0
STWD | 70 | 70 | 70 | 70 | 70 | 70
WT | 1210.8 | 1961 | 1961 | 1961 | 1961 | 1961
IGCC | 0 | 0 | 0 | 0 | 0 | 0
DemandResponse | 2307.31 | 4581.88 | 7084.03 | 7324.54 | 7573.22 | 7830.35
IGCC-CCS | 0 | 0 | 0 | 0 | 0 | 0
WT_off | 0 | 0 | 0 | 0 | 0 | 0
PseudoUnit | 0 | 0 | 0 | 0 | 0 | 0
FixedInterchange | 0 | 0 | 0 | 0 | 0 | 0
Total Installed Capacity by Reporting Type: PJM_ROR
ReportingType | 2015 | 2020 | 2025 | 2030 | 2035 | 2040
BM | 385 | 385 | 385 | 385 | 385 | 193
CC | 32419.09 | 32419.09 | 32419.09 | 32419.09 | 32394.39 | 32394.39
CSP | 0 | 0 | 0 | 0 | 0 | 0
CT | 29 | 29 | 29 | 29 | 0 | 0
Coal | 28512.93 | 12130.97 | 2164 | 2164 | 2164 | 2164
Geo | 0 | 0 | 0 | 0 | 0 | 0
H | 1837.4 | 2340.4 | 2340.4 | 2340.4 | 2340.4 | 2340.4
LFG | 539.4 | 1053.11 | 1053.11 | 1053.11 | 1053.11 | 1053.11
Nuc | 20038 | 20038 | 20038 | 19171 | 14896 | 10012.84
PS | 3081 | 3081 | 3081 | 3081 | 3081 | 3081
PV | 24 | 24 | 24 | 24 | 24 | 24
PeakG | 19311 | 19311 | 19311 | 18782.54 | 18782.54 | 18058.94
PeakO | 1742 | 1742 | 636.75 | 0 | 0 | 0
ST | 0 | 0 | 0 | 0 | 0 | 0
STOG | 2087 | 1875.67 | 0 | 0 | 0 | 0
STWD | 194 | 194 | 194 | 194 | 194 | 194
WT | 10922.7 | 11114.4 | 14509.24 | 14509.24 | 14509.24 | 14509.24
IGCC | 0 | 0 | 0 | 0 | 0 | 0
DemandResponse | 3324.65 | 10283.72 | 18015.66 | 18571.88 | 19145.28 | 19736.38
IGCC-CCS | 0 | 0 | 0 | 0 | 0 | 0
WT_off | 0 | 0 | 0 | 0 | 0 | 0
PseudoUnit | 0 | 0 | 0 | 0 | 0 | 0
FixedInterchange | 0 | 0 | 0 | 0 | 0 | 0
Total Installed Capacity by Reporting Type: SOCO
ReportingType | 2015 | 2020 | 2025 | 2030 | 2035 | 2040
BM | 55 | 55 | 55 | 55 | 55 | 55
CC | 26176.82 | 27088.21 | 27088.21 | 26741.03 | 26522.93 | 19900.73
CSP | 0 | 0 | 0 | 0 | 0 | 0
CT | 0 | 0 | 0 | 0 | 0 | 0
Coal | 6850 | 0 | 0 | 0 | 0 | 0
Geo | 0 | 0 | 0 | 0 | 0 | 0
H | 4194 | 4194 | 4194 | 4194 | 4194 | 4194
LFG | 37 | 37 | 144.4 | 144.4 | 144.4 | 144.4
Nuc | 5841 | 8041 | 8041 | 14468.55 | 16061.81 | 21370.29
PS | 1675 | 1675 | 1675 | 1675 | 1675 | 1675
PV | 0 | 0 | 0 | 0 | 0 | 0
PeakG | 9857.93 | 9857.93 | 8261.55 | 0 | 0 | 0
PeakO | 0 | 0 | 0 | 0 | 0 | 0
ST | 0 | 0 | 0 | 0 | 0 | 0
STOG | 0 | 0 | 0 | 0 | 0 | 0
STWD | 668 | 668 | 668 | 668 | 668 | 668
WT | 0 | 0 | 0 | 0 | 0 | 0
IGCC | 0 | 0 | 0 | 0 | 0 | 0
DemandResponse | 2570.49 | 8503.26 | 14981.06 | 15597.7 | 16239.72 | 16908.17
IGCC-CCS | 0 | 0 | 0 | 0 | 0 | 0
WT_off | 0 | 0 | 0 | 0 | 0 | 0
PseudoUnit | 0 | 0 | 0 | 0 | 0 | 0
FixedInterchange | 0 | 0 | 0 | 0 | 0 | 0
Total Installed Capacity by Reporting Type: SPP_N
ReportingType | 2015 | 2020 | 2025 | 2030 | 2035 | 2040
BM | 0 | 0 | 0 | 0 | 0 | 0
CC | 1386 | 1386 | 1386 | 1386 | 1386 | 1386
CSP | 0 | 0 | 0 | 0 | 0 | 0
CT | 0 | 0 | 0 | 0 | 0 | 0
Coal | 8013.54 | 2718.52 | 465.04 | 465.04 | 465.04 | 465.04
Geo | 0 | 0 | 0 | 0 | 0 | 0
H | 21 | 21 | 21 | 21 | 21 | 21
LFG | 7 | 7 | 7 | 102 | 102 | 102
Nuc | 1160 | 1160 | 1160 | 1160 | 1160 | 1160
PS | 0 | 0 | 0 | 0 | 0 | 0
PV | 0 | 0 | 0 | 0 | 0 | 0
PeakG | 4397 | 4397 | 4397 | 4397 | 4397 | 4397
PeakO | 1199 | 1199 | 1199 | 1199 | 1199 | 811.94
ST | 0 | 0 | 0 | 0 | 0 | 0
STOG | 876.93 | 876.93 | 0 | 0 | 0 | 0
STWD | 0 | 0 | 0 | 0 | 0 | 0
WT | 1227 | 37695.53 | 41387.13 | 42910.01 | 42910.01 | 42910.01
IGCC | 0 | 0 | 0 | 0 | 0 | 0
DemandResponse | 446.68 | 1974.34 | 3637.93 | 3806.49 | 3982.87 | 4167.42
IGCC-CCS | 0 | 0 | 0 | 0 | 0 | 0
WT_off | 0 | 0 | 0 | 0 | 0 | 0
PseudoUnit | 0 | 0 | 0 | 0 | 0 | 0
FixedInterchange | 0 | 0 | 0 | 0 | 0 | 0
Total Installed Capacity by Reporting Type: SPP_S
ReportingType | 2015 | 2020 | 2025 | 2030 | 2035 | 2040
BM | 0 | 0 | 0 | 0 | 0 | 0
CC | 10917 | 10917 | 10917 | 10917 | 10917 | 10690
CSP | 0 | 0 | 0 | 0 | 0 | 0
CT | 412.99 | 712.99 | 712.99 | 712.99 | 300 | 0
Coal | 12695.55 | 2762 | 988 | 988 | 988 | 988
Geo | 0 | 0 | 0 | 0 | 0 | 0
H | 2108 | 2108 | 2108 | 2108 | 2108 | 2108
LFG | 19 | 19 | 19 | 114 | 114 | 114
Nuc | 0.1 | 0.1 | 0.1 | 0.1 | 0.1 | 0.1
PS | 446 | 446 | 446 | 446 | 446 | 446
PV | 0 | 0 | 0 | 0 | 0 | 0
PeakG | 3443 | 3443 | 3443 | 3443 | 3443 | 3443
PeakO | 122 | 122 | 122 | 122 | 122 | 106
ST | 0 | 0 | 0 | 0 | 0 | 0
STOG | 5279 | 5279 | 2214.34 | 348.19 | 338.92 | 0
STWD | 84 | 84 | 84 | 84 | 84 | 84
WT | 2727 | 41578.96 | 43393.94 | 43393.94 | 43393.94 | 43393.94
IGCC | 0 | 0 | 0 | 0 | 0 | 0
DemandResponse | 61.11 | 3634.16 | 7441.84 | 7683.04 | 7932.07 | 8189.16
IGCC-CCS | 0 | 0 | 0 | 0 | 0 | 0
WT_off | 0 | 0 | 0 | 0 | 0 | 0
PseudoUnit | 0 | 0 | 0 | 0 | 0 | 0
FixedInterchange | 0 | 0 | 0 | 0 | 0 | 0
Total Installed Capacity by Reporting Type: TVA
ReportingType | 2015 | 2020 | 2025 | 2030 | 2035 | 2040
BM | 0 | 0 | 0 | 0 | 0 | 0
CC | 9144.34 | 10957.44 | 10957.44 | 10957.44 | 10637.44 | 7445.62
CSP | 0 | 0 | 0 | 0 | 0 | 0
CT | 0 | 0 | 0 | 0 | 0 | 0
Coal | 6380.59 | 1915.94 | 0 | 0 | 0 | 0
Geo | 0 | 0 | 0 | 0 | 0 | 0
H | 5111 | 5111 | 5111 | 5138 | 5138 | 5138
LFG | 13 | 13 | 120.4 | 120.4 | 120.4 | 120.4
Nuc | 8394.89 | 8394.89 | 8394.89 | 8394.89 | 8484.51 | 10462.1
PS | 1743 | 1743 | 1743 | 1743 | 1743 | 1743
PV | 0 | 0 | 0 | 0 | 0 | 0
PeakG | 5805.84 | 5805.84 | 2283.85 | 1002.18 | 0 | 0
PeakO | 83 | 83 | 0 | 0 | 0 | 0
ST | 0 | 0 | 0 | 0 | 0 | 0
STOG | 0 | 0 | 0 | 0 | 0 | 0
STWD | 5 | 5 | 5 | 5 | 5 | 5
WT | 29 | 29 | 29 | 29 | 29 | 29
IGCC | 0 | 0 | 0 | 0 | 0 | 0
DemandResponse | 1805 | 5910.76 | 10233.53 | 10486.72 | 10746.17 | 11012.05
IGCC-CCS | 0 | 0 | 0 | 0 | 0 | 0
WT_off | 0 | 0 | 0 | 0 | 0 | 0
PseudoUnit | 0 | 0 | 0 | 0 | 0 | 0
FixedInterchange | 0 | 0 | 0 | 0 | 0 | 0
Total Installed Capacity by Reporting Type: TVA_Transmission
ReportingType | 2015 | 2020 | 2025 | 2030 | 2035 | 2040
BM | 0 | 0 | 0 | 0 | 0 | 0
CC | 0 | 0 | 0 | 0 | 0 | 0
CSP | 0 | 0 | 0 | 0 | 0 | 0
CT | 0 | 0 | 0 | 0 | 0 | 0
Coal | 0 | 0 | 0 | 0 | 0 | 0
Geo | 0 | 0 | 0 | 0 | 0 | 0
H | 0 | 0 | 0 | 0 | 0 | 0
LFG | 0 | 0 | 0 | 0 | 0 | 0
Nuc | 0 | 0 | 0 | 0 | 0 | 0
PS | 0 | 0 | 0 | 0 | 0 | 0
PV | 0 | 0 | 0 | 0 | 0 | 0
PeakG | 0 | 0 | 0 | 0 | 0 | 0
PeakO | 0 | 0 | 0 | 0 | 0 | 0
ST | 0 | 0 | 0 | 0 | 0 | 0
STOG | 0 | 0 | 0 | 0 | 0 | 0
STWD | 0 | 0 | 0 | 0 | 0 | 0
WT | 0 | 0 | 0 | 0 | 0 | 0
IGCC | 0 | 0 | 0 | 0 | 0 | 0
DemandResponse | 0 | 0 | 0 | 0 | 0 | 0
IGCC-CCS | 0 | 0 | 0 | 0 | 0 | 0
WT_off | 0 | 0 | 0 | 0 | 0 | 0
PseudoUnit | 0 | 0 | 0 | 0 | 0 | 0
FixedInterchange | 0 | 0 | 0 | 0 | 0 | 0
Total Installed Capacity by Reporting Type: VACAR
ReportingType | 2015 | 2020 | 2025 | 2030 | 2035 | 2040
BM | 0.92 | 10.22 | 443.1 | 443.1 | 443.1 | 443.1
CC | 14811.23 | 14811.23 | 14626.23 | 14626.23 | 14626.23 | 12931.17
CSP | 0 | 0 | 0 | 0 | 0 | 0
CT | 717.2 | 717.2 | 717.2 | 61.37 | 0 | 0
Coal | 9751.52 | 2450.95 | 825 | 825 | 825 | 825
Geo | 0 | 0 | 0 | 0 | 0 | 0
H | 2122 | 2122 | 2122 | 2122 | 2122 | 2122
LFG | 63.34 | 170.4 | 170.4 | 170.4 | 170.4 | 170.4
Nuc | 11430 | 13760 | 13760 | 19487.93 | 19998.83 | 23102.36
PS | 2616 | 2616 | 2616 | 2616 | 2616 | 2616
PV | 16 | 135.15 | 135.15 | 135.15 | 135.15 | 135.15
PeakG | 8308 | 8308 | 6499.37 | 0 | 0 | 0
PeakO | 1268 | 1268 | 0 | 0 | 0 | 0
ST | 0 | 0 | 0 | 0 | 0 | 0
STOG | 92 | 0 | 0 | 0 | 0 | 0
STWD | 281 | 281 | 281 | 281 | 281 | 281
WT | 0.9 | 3500 | 3500 | 3500 | 3500 | 3500
IGCC | 0 | 0 | 0 | 0 | 0 | 0
DemandResponse | 2339.28 | 8044.92 | 14413.67 | 15118.93 | 15858.71 | 16634.69
IGCC-CCS | 0 | 0 | 0 | 0 | 0 | 0
WT_off | 1 | 1 | 1 | 1 | 1 | 1
PseudoUnit | 0 | 0 | 0 | 0 | 0 | 0
FixedInterchange | 0 | 0 | 0 | 0 | 0 | 0
Total Installed Capacity by Reporting Type: IESO
ReportingType | 2015 | 2020 | 2025 | 2030 | 2035 | 2040
BM | 326.33 | 326.33 | 326.33 | 326.33 | 326.33 | 326.33
CC | 1263 | 1263 | 1263 | 1263 | 1263 | 1263
CSP | 0 | 0 | 0 | 0 | 0 | 0
CT | 368 | 368 | 368 | 368 | 0 | 0
Coal | 0 | 0 | 0 | 0 | 0 | 0
Geo | 0 | 0 | 0 | 0 | 0 | 0
H | 8693.3 | 8693.3 | 8693.3 | 8693.3 | 8943.3 | 8943.3
LFG | 117.5 | 117.5 | 117.5 | 118 | 118 | 118
Nuc | 13018 | 13018 | 13018 | 13018 | 11988 | 10448
PS | 123 | 123 | 123 | 123 | 123 | 123
PV | 1097.26 | 1097.26 | 1097.26 | 1097.26 | 30 | 30
PeakG | 0 | 0 | 0 | 0 | 0 | 0
PeakO | 0 | 0 | 0 | 0 | 0 | 0
ST | 0 | 0 | 0 | 0 | 0 | 0
STOG | 0 | 0 | 0 | 0 | 0 | 0
STWD | 139 | 139 | 139 | 139 | 139 | 139
WT | 3385.9 | 3385.9 | 3385.9 | 3385.9 | 3385.9 | 3385.9
IGCC | 0 | 0 | 0 | 0 | 0 | 0
DemandResponse | 1958.79 | 2997.9 | 4266.86 | 4413.92 | 4566.04 | 4723.42
IGCC-CCS | 0 | 0 | 0 | 0 | 0 | 0
WT_off | 0 | 0 | 0 | 0 | 0 | 0
PseudoUnit | 0 | 0 | 0 | 0 | 0 | 0
FixedInterchange | 0 | 0 | 0 | 0 | 0 | 0
Total Installed Capacity by Reporting Type: MAPP_CA
ReportingType | 2015 | 2020 | 2025 | 2030 | 2035 | 2040
BM | 0 | 0 | 0 | 0 | 0 | 0
CC | 996.05 | 996.05 | 265.05 | 265.05 | 265.05 | 0
CSP | 0 | 0 | 0 | 0 | 0 | 0
CT | 0 | 0 | 0 | 0 | 0 | 0
Coal | 1002.38 | 0 | 0 | 0 | 0 | 0
Geo | 0 | 0 | 0 | 0 | 0 | 0
H | 6475.4 | 7170.4 | 8665.4 | 9889.18 | 10416.94 | 10416.94
LFG | 0 | 0 | 0 | 0 | 0 | 0
Nuc | 0.1 | 0.1 | 0.1 | 0.1 | 0.1 | 0.1
PS | 0 | 0 | 0 | 0 | 0 | 0
PV | 0 | 0 | 0 | 0 | 0 | 0
PeakG | 559 | 559 | 0 | 0 | 0 | 0
PeakO | 4 | 4 | 0 | 0 | 0 | 0
ST | 0 | 0 | 0 | 0 | 0 | 0
STOG | 126 | 0 | 0 | 0 | 0 | 0
STWD | 0 | 0 | 0 | 0 | 0 | 0
WT | 577.4 | 577.4 | 577.4 | 577.4 | 275 | 275
IGCC | 0 | 0 | 0 | 0 | 0 | 0
DemandResponse | 89.5 | 733.23 | 1430.58 | 1487.25 | 1546.17 | 1607.42
IGCC-CCS | 0 | 0 | 0 | 0 | 0 | 0
WT_off | 0 | 0 | 0 | 0 | 0 | 0
PseudoUnit | 0 | 0 | 0 | 0 | 0 | 0
FixedInterchange | 0 | 0 | 0 | 0 | 0 | 0
Total Installed Capacity by Reporting Type: AZ_NM_SNV_Coal
ReportingType | 2015 | 2020 | 2025 | 2030 | 2035 | 2040
BM | 0 | 0 | 0 | 0 | 0 | 0
CC | 0 | 0 | 0 | 0 | 0 | 0
CSP | 0 | 0 | 0 | 0 | 0 | 0
CT | 0 | 0 | 0 | 0 | 0 | 0
Coal | 9115 | 5071.3 | 0 | 0 | 0 | 0
Geo | 0 | 0 | 0 | 0 | 0 | 0
H | 0 | 0 | 0 | 0 | 0 | 0
LFG | 0 | 0 | 0 | 0 | 0 | 0
Nuc | 0 | 0 | 0 | 0 | 0 | 0
PS | 0 | 0 | 0 | 0 | 0 | 0
PV | 0 | 0 | 0 | 0 | 0 | 0
PeakG | 0 | 0 | 0 | 0 | 0 | 0
PeakO | 15 | 0 | 0 | 0 | 0 | 0
ST | 0 | 0 | 0 | 0 | 0 | 0
STOG | 0 | 0 | 0 | 0 | 0 | 0
STWD | 0 | 0 | 0 | 0 | 0 | 0
WT | 0 | 0 | 0 | 0 | 0 | 0
IGCC | 0 | 0 | 0 | 0 | 0 | 0
DemandResponse | 0 | 0 | 0 | 0 | 0 | 0
IGCC-CCS | 0 | 0 | 0 | 0 | 0 | 0
WT_off | 0 | 0 | 0 | 0 | 0 | 0
PseudoUnit | 0 | 0 | 0 | 0 | 0 | 0
FixedInterchange | 0 | 0 | 0 | 0 | 0 | 0
Total Installed Capacity by Reporting Type: AZ_NM_SNV_Gas
ReportingType | 2015 | 2020 | 2025 | 2030 | 2035 | 2040
BM | 0 | 0 | 0 | 0 | 0 | 0
CC | 13480.67 | 13480.67 | 13480.67 | 9652.2 | 5812.25 | 5600.12
CSP | 0 | 0 | 0 | 0 | 0 | 0
CT | 736 | 736 | 736 | 736 | 0 | 0
Coal | 0 | 0 | 0 | 0 | 0 | 0
Geo | 0 | 0 | 0 | 0 | 0 | 0
H | 0 | 0 | 0 | 0 | 0 | 0
LFG | 0 | 0 | 0 | 0 | 0 | 0
Nuc | 0 | 0 | 0 | 0 | 0 | 0
PS | 0 | 0 | 0 | 0 | 0 | 0
PV | 0 | 0 | 0 | 0 | 0 | 0
PeakG | 3660 | 2597.68 | 0 | 0 | 0 | 0
PeakO | 0 | 0 | 0 | 0 | 0 | 0
ST | 0 | 0 | 0 | 0 | 0 | 0
STOG | 0 | 0 | 0 | 0 | 0 | 0
STWD | 0 | 0 | 0 | 0 | 0 | 0
WT | 0 | 0 | 0 | 0 | 0 | 0
IGCC | 0 | 0 | 0 | 0 | 0 | 0
DemandResponse | 334.55 | 4978.39 | 10255.53 | 10954.94 | 11682.53 | 12468.15
IGCC-CCS | 0 | 0 | 0 | 0 | 0 | 0
WT_off | 0 | 0 | 0 | 0 | 0 | 0
PseudoUnit | 0 | 0 | 0 | 0 | 0 | 0
FixedInterchange | 0 | 0 | 0 | 0 | 0 | 0
Total Installed Capacity by Reporting Type: AZ_NM_SNV_NucRenew
ReportingType | 2015 | 2020 | 2025 | 2030 | 2035 | 2040
BM | 0 | 0 | 0 | 0 | 0 | 0
CC | 0 | 0 | 0 | 0 | 0 | 0
CSP | 0 | 0 | 0 | 0 | 0 | 0
CT | 0 | 0 | 0 | 0 | 0 | 0
Coal | 0 | 0 | 0 | 0 | 0 | 0
Geo | 0 | 0 | 1450 | 1450 | 1450 | 1450
H | 3131 | 3131 | 3131 | 3131 | 3131 | 3131
LFG | 7 | 7 | 67.67 | 67.67 | 67.67 | 67.67
Nuc | 3875 | 3875 | 3875 | 7374.31 | 11414.92 | 11599.11
PS | 216 | 216 | 216 | 216 | 216 | 216
PV | 148.7 | 148.7 | 148.7 | 148.7 | 148.7 | 148.7
PeakG | 0 | 0 | 0 | 0 | 0 | 0
PeakO | 0 | 0 | 0 | 0 | 0 | 0
ST | 280 | 663.47 | 864.53 | 878.17 | 878.17 | 878.17
STOG | 0 | 0 | 0 | 0 | 0 | 0
STWD | 26 | 26 | 26 | 26 | 26 | 26
WT | 525.1 | 11303.31 | 11303.31 | 11481.78 | 11657.56 | 11845.93
IGCC | 0 | 0 | 0 | 0 | 0 | 0
DemandResponse | 0 | 0 | 0 | 0 | 0 | 0
IGCC-CCS | 0 | 0 | 0 | 0 | 0 | 0
WT_off | 0 | 0 | 0 | 0 | 0 | 0
PseudoUnit | 0 | 0 | 0 | 0 | 0 | 0
FixedInterchange | 0 | 0 | 0 | 0 | 0 | 0
Total Installed Capacity by Reporting Type: ERCOT
ReportingType | 2015 | 2020 | 2025 | 2030 | 2035 | 2040
BM | 145 | 145 | 145 | 145 | 145 | 145
CC | 45897.9 | 45897.9 | 45781.14 | 45756.91 | 45340.9 | 40950.9
CSP | 0 | 0 | 0 | 0 | 0 | 0
CT | 250 | 250 | 250 | 250 | 0 | 0
Coal | 4837 | 3365 | 2020 | 2020 | 2020 | 2020
Geo | 0 | 0 | 0 | 0 | 0 | 0
H | 565 | 565 | 565 | 565 | 565 | 565
LFG | 75 | 75 | 429 | 429 | 429 | 429
Nuc | 5091 | 5091 | 5091 | 5246.51 | 5755.42 | 9855.1
PS | 0 | 0 | 0 | 0 | 0 | 0
PV | 15 | 15 | 15 | 15 | 1 | 1
PeakG | 4768 | 4768 | 4768 | 3243.3 | 2191 | 1311.17
PeakO | 51 | 51 | 0 | 0 | 0 | 0
ST | 0 | 0 | 0 | 0 | 0 | 0
STOG | 12552.29 | 7015.53 | 0 | 0 | 0 | 0
STWD | 0 | 0 | 0 | 0 | 0 | 0
WT | 9280.1 | 13888.07 | 27178.94 | 27178.94 | 27178.94 | 26691.25
IGCC | 0 | 0 | 0 | 0 | 0 | 0
DemandResponse | 740.81 | 9024.12 | 17912.11 | 18461.03 | 19072.37 | 19700.55
IGCC-CCS | 0 | 0 | 0 | 0 | 0 | 0
WT_off | 0 | 0 | 0 | 0 | 0 | 0
PseudoUnit | 0 | 0 | 0 | 0 | 0 | 0
FixedInterchange | 0 | 0 | 0 | 0 | 0 | 0
Total Installed Capacity by Reporting Type: NP15
ReportingType | 2015 | 2020 | 2025 | 2030 | 2035 | 2040
BM | 0 | 0 | 0 | 0 | 0 | 0
CC | 7404 | 7404 | 6987 | 5224 | 5224 | 1393.82
CSP | 0 | 0 | 0 | 0 | 0 | 0
CT | 212.6 | 212.6 | 212.6 | 212.6 | 0 | 0
Coal | 191.9 | 0 | 0 | 0 | 0 | 0
Geo | 1123 | 1723 | 1723 | 1723 | 1723 | 1723
H | 8825 | 8825 | 8825 | 8825 | 8825 | 8825
LFG | 85 | 463.43 | 650 | 650 | 650 | 650
Nuc | 2300 | 2300 | 2300 | 2300 | 3368.81 | 7166.14
PS | 2257 | 2257 | 2257 | 2257 | 2257 | 2257
PV | 59.5 | 59.5 | 59.5 | 59.5 | 59.5 | 59.5
PeakG | 3265 | 3265 | 2735.04 | 1222.07 | 0 | 0
PeakO | 350 | 350 | 0 | 0 | 0 | 0
ST | 29 | 29 | 29 | 29 | 29 | 29
STOG | 2568.68 | 0 | 0 | 0 | 0 | 0
STWD | 442 | 442 | 442 | 442 | 442 | 442
WT | 1193.2 | 2059.29 | 3888.96 | 4492 | 4492 | 4492
IGCC | 0 | 0 | 0 | 0 | 0 | 0
DemandResponse | 1828.06 | 3441.02 | 5303.88 | 5605.76 | 5897.26 | 6198.05
IGCC-CCS | 0 | 0 | 0 | 0 | 0 | 0
WT_off | 0 | 0 | 0 | 0 | 0 | 0
PseudoUnit | 0 | 0 | 0 | 0 | 0 | 0
FixedInterchange | 0 | 0 | 0 | 0 | 0 | 0
Total Installed Capacity by Reporting Type: NWPP_Coal
ReportingType | 2015 | 2020 | 2025 | 2030 | 2035 | 2040
BM | 0 | 0 | 0 | 0 | 0 | 0
CC | 0 | 0 | 0 | 0 | 0 | 0
CSP | 0 | 0 | 0 | 0 | 0 | 0
CT | 0 | 0 | 0 | 0 | 0 | 0
Coal | 6874.39 | 4908.8 | 226.8 | 226.8 | 226.8 | 226.8
Geo | 0 | 0 | 0 | 0 | 0 | 0
H | 0 | 0 | 0 | 0 | 0 | 0
LFG | 0 | 0 | 0 | 0 | 0 | 0
Nuc | 0 | 0 | 0 | 0 | 0 | 0
PS | 0 | 0 | 0 | 0 | 0 | 0
PV | 0 | 0 | 0 | 0 | 0 | 0
PeakG | 0 | 0 | 0 | 0 | 0 | 0
PeakO | 0 | 0 | 0 | 0 | 0 | 0
ST | 0 | 0 | 0 | 0 | 0 | 0
STOG | 0 | 0 | 0 | 0 | 0 | 0
STWD | 0 | 0 | 0 | 0 | 0 | 0
WT | 0 | 0 | 0 | 0 | 0 | 0
IGCC | 0 | 0 | 0 | 0 | 0 | 0
DemandResponse | 0 | 0 | 0 | 0 | 0 | 0
IGCC-CCS | 0 | 0 | 0 | 0 | 0 | 0
WT_off | 0 | 0 | 0 | 0 | 0 | 0
PseudoUnit | 0 | 0 | 0 | 0 | 0 | 0
FixedInterchange | 0 | 0 | 0 | 0 | 0 | 0
Total Installed Capacity by Reporting Type: NWPP_Gas
ReportingType | 2015 | 2020 | 2025 | 2030 | 2035 | 2040
BM | 0 | 0 | 0 | 0 | 0 | 0
CC | 6627 | 7946.57 | 7946.57 | 2011.66 | 1619.57 | 1319.57
CSP | 0 | 0 | 0 | 0 | 0 | 0
CT | 150 | 150 | 150 | 150 | 0 | 0
Coal | 0 | 0 | 0 | 0 | 0 | 0
Geo | 0 | 0 | 0 | 0 | 0 | 0
H | 0 | 0 | 0 | 0 | 0 | 0
LFG | 0 | 0 | 0 | 0 | 0 | 0
Nuc | 0 | 0 | 0 | 0 | 0 | 0
PS | 0 | 0 | 0 | 0 | 0 | 0
PV | 0 | 0 | 0 | 0 | 0 | 0
PeakG | 0 | 0 | 0 | 0 | 0 | 0
PeakO | 0 | 0 | 0 | 0 | 0 | 0
ST | 0 | 0 | 0 | 0 | 0 | 0
STOG | 0 | 0 | 0 | 0 | 0 | 0
STWD | 0 | 0 | 0 | 0 | 0 | 0
WT | 0 | 0 | 0 | 0 | 0 | 0
IGCC | 0 | 0 | 0 | 0 | 0 | 0
DemandResponse | 0.01 | 3079.15 | 6423.28 | 6754.06 | 7085.45 | 7424.53
IGCC-CCS | 0 | 0 | 0 | 0 | 0 | 0
WT_off | 0 | 0 | 0 | 0 | 0 | 0
PseudoUnit | 0 | 0 | 0 | 0 | 0 | 0
FixedInterchange | 0 | 0 | 0 | 0 | 0 | 0
Total Installed Capacity by Reporting Type: NWPP_NucRenew
ReportingType | 2015 | 2020 | 2025 | 2030 | 2035 | 2040
BM | 32.55 | 32.55 | 32.55 | 32.55 | 32.55 | 32.55
CC | 0 | 0 | 0 | 0 | 0 | 0
CSP | 0 | 0 | 0 | 0 | 0 | 0
CT | 0 | 0 | 0 | 0 | 0 | 0
Coal | 0 | 0 | 0 | 0 | 0 | 0
Geo | 404.2 | 429.2 | 838.2 | 838.2 | 838.2 | 838.2
H | 33736 | 33736 | 33736 | 33736 | 33736 | 33736
LFG | 128.5 | 128.5 | 373 | 373 | 373 | 373
Nuc | 1131 | 1131 | 1131 | 8288.08 | 8288.08 | 8573.65
PS | 258 | 258 | 258 | 258 | 258 | 258
PV | 3 | 3 | 3 | 3 | 3 | 3
PeakG | 0 | 0 | 0 | 0 | 0 | 0
PeakO | 0 | 0 | 0 | 0 | 0 | 0
ST | 0 | 0 | 0 | 0 | 0 | 0
STOG | 0 | 0 | 0 | 0 | 0 | 0
STWD | 561 | 561 | 561 | 561 | 561 | 561
WT | 6865.3 | 6865.3 | 6865.3 | 6865.3 | 6865.3 | 6865.3
IGCC | 0 | 0 | 0 | 0 | 0 | 0
DemandResponse | 0 | 0 | 0 | 0 | 0 | 0
IGCC-CCS | 0 | 0 | 0 | 0 | 0 | 0
WT_off | 0 | 0 | 0 | 0 | 0 | 0
PseudoUnit | 0 | 0 | 0 | 0 | 0 | 0
FixedInterchange | 0 | 0 | 0 | 0 | 0 | 0
Total Installed Capacity by Reporting Type: RMPA
ReportingType | 2015 | 2020 | 2025 | 2030 | 2035 | 2040
BM | 0 | 0 | 0 | 0 | 0 | 0
CC | 1870.51 | 2857.23 | 2857.23 | 2857.23 | 2857.23 | 2857.23
CSP | 0 | 0 | 0 | 0 | 0 | 0
CT | 152 | 152 | 152 | 152 | 0 | 0
Coal | 7138.01 | 4806.3 | 1167.3 | 1167.3 | 1167.3 | 1167.3
Geo | 0 | 0 | 2570 | 2570 | 2570 | 2570
H | 982 | 982 | 982 | 982 | 982 | 982
LFG | 7.4 | 7.4 | 36.33 | 36.33 | 36.33 | 36.33
Nuc | 0.1 | 0.1 | 141.71 | 1772.67 | 1911.7 | 2272.46
PS | 563 | 563 | 563 | 563 | 563 | 563
PV | 21 | 21 | 21 | 21 | 21 | 21
PeakG | 2800.45 | 2800.45 | 2800.45 | 1167.56 | 1167.56 | 783.96
PeakO | 0 | 0 | 0 | 0 | 0 | 0
ST | 3 | 343.85 | 348.45 | 353.13 | 353.13 | 353.13
STOG | 0 | 0 | 0 | 0 | 0 | 0
STWD | 0 | 0 | 0 | 0 | 0 | 0
WT | 2113.4 | 5689.73 | 5762.19 | 5836.16 | 5915.23 | 5995.51
IGCC | 0 | 0 | 0 | 0 | 0 | 0
DemandResponse | 486.05 | 1538.39 | 2754.45 | 2933.81 | 3124.47 | 3327.63
IGCC-CCS | 0 | 0 | 0 | 0 | 0 | 0
WT_off | 0 | 0 | 0 | 0 | 0 | 0
PseudoUnit | 0 | 0 | 0 | 0 | 0 | 0
FixedInterchange | 0 | 0 | 0 | 0 | 0 | 0
Total Installed Capacity by Reporting Type: SP15
ReportingType | 2015 | 2020 | 2025 | 2030 | 2035 | 2040
BM | 6 | 6 | 6 | 6 | 6 | 6
CC | 13962.08 | 13962.08 | 13532.61 | 12688.35 | 12316.04 | 11517.72
CSP | 0 | 0 | 0 | 0 | 0 | 0
CT | 0 | 0 | 0 | 0 | 0 | 0
Coal | 185.7 | 101.2 | 0 | 0 | 0 | 0
Geo | 963 | 2413 | 2413 | 2413 | 2413 | 2413
H | 1163 | 1163 | 1163 | 1163 | 1163 | 1163
LFG | 223.2 | 779 | 779 | 779 | 779 | 779
Nuc | 2250 | 2250 | 2250 | 2250 | 2250 | 2250
PS | 1440 | 1440 | 1440 | 1440 | 1440 | 1440
PV | 126.8 | 126.8 | 126.8 | 126.8 | 126.8 | 126.8
PeakG | 4309 | 4309 | 4309 | 4309 | 4309 | 4309
PeakO | 51 | 51 | 0 | 0 | 0 | 0
ST | 448 | 448 | 448 | 448 | 448 | 448
STOG | 3942.39 | 490.94 | 0 | 0 | 0 | 0
STWD | 119 | 119 | 119 | 119 | 119 | 119
WT | 2207.8 | 2207.8 | 2207.8 | 16372.8 | 16372.8 | 16372.8
IGCC | 0 | 0 | 0 | 0 | 0 | 0
DemandResponse | 2613.15 | 5006.23 | 7716.44 | 8155.64 | 8579.73 | 9017.33
IGCC-CCS | 0 | 0 | 0 | 0 | 0 | 0
WT_off | 0 | 0 | 0 | 0 | 0 | 0
PseudoUnit | 0 | 0 | 0 | 0 | 0 | 0
FixedInterchange | 0 | 0 | 0 | 0 | 0 | 0
Total Installed Capacity by Reporting Type: ALB
ReportingType | 2015 | 2020 | 2025 | 2030 | 2035 | 2040
BM | 0 | 0 | 0 | 0 | 0 | 0
CC | 2342.31 | 2342.31 | 2342.31 | 140.31 | 140.31 | 0
CSP | 0 | 0 | 0 | 0 | 0 | 0
CT | 201.5 | 201.5 | 201.5 | 201.5 | 0 | 0
Coal | 6240.83 | 6240.83 | 6160.05 | 495 | 495 | 495
Geo | 0 | 0 | 0 | 0 | 0 | 0
H | 912 | 912 | 912 | 912 | 912 | 912
LFG | 10 | 10 | 10 | 10 | 10 | 10
Nuc | 0.1 | 0.1 | 0.1 | 8188.5 | 8604.66 | 8873.16
PS | 0 | 0 | 0 | 0 | 0 | 0
PV | 0 | 0 | 0 | 0 | 0 | 0
PeakG | 1094.88 | 562.81 | 0 | 0 | 0 | 0
PeakO | 0 | 0 | 0 | 0 | 0 | 0
ST | 0 | 0 | 0 | 0 | 0 | 0
STOG | 0 | 0 | 0 | 0 | 0 | 0
STWD | 174 | 174 | 174 | 174 | 174 | 174
WT | 672 | 672 | 672 | 672 | 672 | 672
IGCC | 0 | 0 | 0 | 0 | 0 | 0
DemandResponse | 105.16 | 859.19 | 1729.13 | 1854.22 | 1988.37 | 2132.22
IGCC-CCS | 0 | 0 | 0 | 0 | 0 | 0
WT_off | 0 | 0 | 0 | 0 | 0 | 0
PseudoUnit | 0 | 0 | 0 | 0 | 0 | 0
FixedInterchange | 0 | 0 | 0 | 0 | 0 | 0
Total Installed Capacity by Reporting Type: BC
ReportingType | 2015 | 2020 | 2025 | 2030 | 2035 | 2040
BM | 0 | 0 | 0 | 0 | 0 | 0
CC | 967.87 | 967.87 | 967.87 | 762.87 | 762.87 | 0
CSP | 0 | 0 | 0 | 0 | 0 | 0
CT | 0 | 0 | 0 | 0 | 0 | 0
Coal | 0 | 0 | 0 | 0 | 0 | 0
Geo | 0 | 0 | 0 | 0 | 0 | 0
H | 12161 | 12161 | 12161 | 12161 | 12161 | 12161
LFG | 24 | 24 | 24 | 24 | 24 | 24
Nuc | 0.1 | 0.1 | 0.1 | 0.1 | 344.5 | 344.5
PS | 0 | 0 | 0 | 0 | 0 | 0
PV | 0 | 0 | 0 | 0 | 0 | 0
PeakG | 0 | 0 | 0 | 0 | 0 | 0
PeakO | 0 | 0 | 0 | 0 | 0 | 0
ST | 0 | 0 | 0 | 0 | 0 | 0
STOG | 0 | 0 | 0 | 0 | 0 | 0
STWD | 510 | 510 | 510 | 510 | 510 | 510
WT | 246 | 246 | 246 | 246 | 246 | 246
IGCC | 0 | 0 | 0 | 0 | 0 | 0
DemandResponse | 0.01 | 854.9 | 1793.56 | 1881.42 | 1973.6 | 2070.28
IGCC-CCS | 0 | 0 | 0 | 0 | 0 | 0
WT_off | 0 | 0 | 0 | 0 | 0 | 0
PseudoUnit | 0 | 0 | 0 | 0 | 0 | 0
FixedInterchange | 0 | 0 | 0 | 0 | 0 | 0
Total Installed Capacity by Reporting Type: HQ_IESO
ReportingType | 2015 | 2020 | 2025 | 2030 | 2035 | 2040
BM | 0 | 0 | 0 | 0 | 0 | 0
CC | 0 | 0 | 0 | 0 | 0 | 0
CSP | 0 | 0 | 0 | 0 | 0 | 0
CT | 0 | 0 | 0 | 0 | 0 | 0
Coal | 0 | 0 | 0 | 0 | 0 | 0
Geo | 0 | 0 | 0 | 0 | 0 | 0
H | 0 | 0 | 0 | 0 | 0 | 0
LFG | 0 | 0 | 0 | 0 | 0 | 0
Nuc | 0.1 | 0.1 | 0.1 | 0.1 | 0.1 | 0.1
PS | 0 | 0 | 0 | 0 | 0 | 0
PV | 0 | 0 | 0 | 0 | 0 | 0
PeakG | 0 | 0 | 0 | 0 | 0 | 0
PeakO | 0 | 0 | 0 | 0 | 0 | 0
ST | 0 | 0 | 0 | 0 | 0 | 0
STOG | 0 | 0 | 0 | 0 | 0 | 0
STWD | 0 | 0 | 0 | 0 | 0 | 0
WT | 0 | 0 | 0 | 0 | 0 | 0
IGCC | 0 | 0 | 0 | 0 | 0 | 0
DemandResponse | 0 | 0 | 0 | 0 | 0 | 0
IGCC-CCS | 0 | 0 | 0 | 0 | 0 | 0
WT_off | 0 | 0 | 0 | 0 | 0 | 0
PseudoUnit | 0 | 0 | 0 | 1393.67 | 1848 | 1848
FixedInterchange | 3000 | 3000 | 3000 | 3000 | 3000 | 3000
Total Installed Capacity by Reporting Type: HQ_NEISO
ReportingType | 2015 | 2020 | 2025 | 2030 | 2035 | 2040
BM | 0 | 0 | 0 | 0 | 0 | 0
CC | 0 | 0 | 0 | 0 | 0 | 0
CSP | 0 | 0 | 0 | 0 | 0 | 0
CT | 0 | 0 | 0 | 0 | 0 | 0
Coal | 0 | 0 | 0 | 0 | 0 | 0
Geo | 0 | 0 | 0 | 0 | 0 | 0
H | 0 | 0 | 0 | 0 | 0 | 0
LFG | 0 | 0 | 0 | 0 | 0 | 0
Nuc | 0.1 | 0.1 | 0.1 | 0.1 | 0.1 | 0.1
PS | 0 | 0 | 0 | 0 | 0 | 0
PV | 0 | 0 | 0 | 0 | 0 | 0
PeakG | 0 | 0 | 0 | 0 | 0 | 0
PeakO | 0 | 0 | 0 | 0 | 0 | 0
ST | 0 | 0 | 0 | 0 | 0 | 0
STOG | 0 | 0 | 0 | 0 | 0 | 0
STWD | 0 | 0 | 0 | 0 | 0 | 0
WT | 0 | 0 | 0 | 0 | 0 | 0
IGCC | 0 | 0 | 0 | 0 | 0 | 0
DemandResponse | 0 | 0 | 0 | 0 | 0 | 0
IGCC-CCS | 0 | 0 | 0 | 0 | 0 | 0
WT_off | 0 | 0 | 0 | 0 | 0 | 0
PseudoUnit | 0 | 0 | 0 | 586.66 | 1111.9 | 1111.9
FixedInterchange | 2920 | 2920 | 2920 | 2920 | 2920 | 2920
Total Installed Capacity by Reporting Type: HQ_NY
ReportingType | 2015 | 2020 | 2025 | 2030 | 2035 | 2040
BM | 0 | 0 | 0 | 0 | 0 | 0
CC | 0 | 0 | 0 | 0 | 0 | 0
CSP | 0 | 0 | 0 | 0 | 0 | 0
CT | 0 | 0 | 0 | 0 | 0 | 0
Coal | 0 | 0 | 0 | 0 | 0 | 0
Geo | 0 | 0 | 0 | 0 | 0 | 0
H | 0 | 0 | 0 | 0 | 0 | 0
LFG | 0 | 0 | 0 | 0 | 0 | 0
Nuc | 0.1 | 0.1 | 0.1 | 0.1 | 0.1 | 0.1
PS | 0 | 0 | 0 | 0 | 0 | 0
PV | 0 | 0 | 0 | 0 | 0 | 0
PeakG | 0 | 0 | 0 | 0 | 0 | 0
PeakO | 0 | 0 | 0 | 0 | 0 | 0
ST | 0 | 0 | 0 | 0 | 0 | 0
STOG | 0 | 0 | 0 | 0 | 0 | 0
STWD | 0 | 0 | 0 | 0 | 0 | 0
WT | 0 | 0 | 0 | 0 | 0 | 0
IGCC | 0 | 0 | 0 | 0 | 0 | 0
DemandResponse | 0 | 0 | 0 | 0 | 0 | 0
IGCC-CCS | 0 | 0 | 0 | 0 | 0 | 0
WT_off | 0 | 0 | 0 | 0 | 0 | 0
PseudoUnit | 0 | 0 | 1865.61 | 2333.05 | 2333.05 | 2333.05
FixedInterchange | 1500 | 1500 | 1500 | 1500 | 1500 | 1500
Total Installed Capacity by Reporting Type: MARITIMES
ReportingType | 2015 | 2020 | 2025 | 2030 | 2035 | 2040
BM | 0 | 0 | 0 | 0 | 0 | 0
CC | 0 | 0 | 0 | 0 | 0 | 0
CSP | 0 | 0 | 0 | 0 | 0 | 0
CT | 0 | 0 | 0 | 0 | 0 | 0
Coal | 0 | 0 | 0 | 0 | 0 | 0
Geo | 0 | 0 | 0 | 0 | 0 | 0
H | 0 | 0 | 0 | 0 | 0 | 0
LFG | 0 | 0 | 0 | 0 | 0 | 0
Nuc | 0.1 | 0.1 | 0.1 | 0.1 | 0.1 | 0.1
PS | 0 | 0 | 0 | 0 | 0 | 0
PV | 0 | 0 | 0 | 0 | 0 | 0
PeakG | 0 | 0 | 0 | 0 | 0 | 0
PeakO | 0 | 0 | 0 | 0 | 0 | 0
ST | 0 | 0 | 0 | 0 | 0 | 0
STOG | 0 | 0 | 0 | 0 | 0 | 0
STWD | 0 | 0 | 0 | 0 | 0 | 0
WT | 0 | 0 | 0 | 0 | 0 | 0
IGCC | 0 | 0 | 0 | 0 | 0 | 0
DemandResponse | 0 | 0 | 0 | 0 | 0 | 0
IGCC-CCS | 0 | 0 | 0 | 0 | 0 | 0
WT_off | 0 | 0 | 0 | 0 | 0 | 0
PseudoUnit | 0 | 0 | 0 | 407.55 | 500 | 500
FixedInterchange | 1400 | 1400 | 1400 | 1400 | 1400 | 1400
Total Installed Capacity by Reporting Type: All
ReportingType | 2015 | 2020 | 2025 | 2030 | 2035 | 2040
BM | 1251 | 1260.31 | 1693.18 | 1693.18 | 1693.18 | 1501.18
CC | 299745.97 | 322445.01 | 314772.05 | 287371.52 | 285787.32 | 265726.28
CSP | 0 | 0 | 0 | 0 | 0 | 0
CT | 6393.79 | 6693.79 | 6693.79 | 5993.96 | 411.4 | 111.4
Coal | 172796.66 | 71035.54 | 19179.43 | 13443.53 | 13443.53 | 13443.53
Geo | 2534.2 | 4609.2 | 9038.2 | 9038.2 | 9038.2 | 9038.2
H | 106079.79 | 107278.79 | 110477.79 | 111728.57 | 112506.33 | 112509.33
LFG | 4136 | 6089 | 8299 | 9023 | 9023 | 9023
Nuc | 117236.86 | 121152.36 | 122556.94 | 169664.27 | 160903.31 | 171774.5
PS | 21788 | 21788 | 21788 | 21788 | 21788 | 21788
PV | 1648 | 3605.91 | 4451.05 | 4532.4 | 3393.4 | 3280.98
PeakG | 116986.61 | 114683.93 | 99258.05 | 68604.7 | 64249.69 | 58288.16
PeakO | 18066.56 | 16399.68 | 6439.36 | 3058.3 | 3058.3 | 2390.5
ST | 760 | 1484.32 | 1689.97 | 1708.31 | 1708.31 | 1708.31
STOG | 42990.01 | 24886.96 | 3581.82 | 1715.68 | 1706.41 | 1367.49
STWD | 4854.08 | 4448 | 4448 | 4448 | 4448 | 4448
WT | 64004.8 | 189600.54 | 289592.35 | 334644.18 | 337996.28 | 337777.24
IGCC | 618 | 618 | 618 | 618 | 618 | 618
DemandResponse | 37863.74 | 115262.18 | 200794.08 | 209050.63 | 217626.86 | 226578.99
IGCC-CCS | 0 | 0 | 0 | 0 | 0 | 0
WT_off | 469 | 469 | 1569 | 1569 | 1101 | 1101
PseudoUnit | 0 | 0 | 1865.61 | 4720.92 | 5792.95 | 5792.95
FixedInterchange | 8820 | 8820 | 8820 | 8820 | 8820 | 8820
Total Installed Capacity by Reporting Type: EI_US
ReportingType | 2015 | 2020 | 2025 | 2030 | 2035 | 2040
BM | 741.12 | 750.42 | 1183.3 | 1183.3 | 1183.3 | 991.3
CC | 204934.6 | 225327.35 | 219348.62 | 206749.95 | 210186.12 | 200823.94
CSP | 0 | 0 | 0 | 0 | 0 | 0
CT | 4323.69 | 4623.69 | 4623.69 | 3923.87 | 411.4 | 111.4
Coal | 137211.44 | 46542.11 | 9605.28 | 9534.43 | 9534.43 | 9534.43
Geo | 44 | 44 | 44 | 44 | 44 | 44
H | 29436.09 | 29940.09 | 31644.09 | 31671.09 | 31671.09 | 31674.09
LFG | 3458.4 | 4477.17 | 5812.5 | 6536 | 6536 | 6536
Nuc | 89571.36 | 93486.86 | 94749.83 | 121225.89 | 106977.03 | 110392.18
PS | 16931 | 16931 | 16931 | 16931 | 16931 | 16931
PV | 176.74 | 2134.66 | 2979.8 | 3061.14 | 3003.4 | 2890.98
PeakG | 96530.27 | 95821.98 | 84645.55 | 58662.77 | 56582.13 | 51884.03
PeakO | 17595.56 | 15943.68 | 6439.36 | 3058.3 | 3058.3 | 2390.5
ST | 0 | 0 | 0 | 0 | 0 | 0
STOG | 23800.65 | 17380.5 | 3581.82 | 1715.68 | 1706.41 | 1367.49
STWD | 2883.08 | 2477 | 2477 | 2477 | 2477 | 2477
WT | 36938.6 | 142705.74 | 227504.55 | 257535.89 | 260935.54 | 260935.54
IGCC | 618 | 618 | 618 | 618 | 618 | 618
DemandResponse | 29707.66 | 82749.66 | 141208.28 | 146548.57 | 152110.89 | 157909.4
IGCC-CCS | 0 | 0 | 0 | 0 | 0 | 0
WT_off | 469 | 469 | 1569 | 1569 | 1101 | 1101
PseudoUnit | 0 | 0 | 1865.61 | 3327.26 | 3944.95 | 3944.95
FixedInterchange | 5820 | 5820 | 5820 | 5820 | 5820 | 5820
Total Installed Capacity by Reporting Type: EI_Canada
ReportingType | 2015 | 2020 | 2025 | 2030 | 2035 | 2040
BM | 326.33 | 326.33 | 326.33 | 326.33 | 326.33 | 326.33
CC | 2259.05 | 2259.05 | 1528.05 | 1528.05 | 1528.05 | 1263
CSP | 0 | 0 | 0 | 0 | 0 | 0
CT | 368 | 368 | 368 | 368 | 0 | 0
Coal | 1002.38 | 0 | 0 | 0 | 0 | 0
Geo | 0 | 0 | 0 | 0 | 0 | 0
H | 15168.7 | 15863.7 | 17358.7 | 18582.48 | 19360.24 | 19360.24
LFG | 117.5 | 117.5 | 117.5 | 118 | 118 | 118
Nuc | 13018.2 | 13018.2 | 13018.2 | 13018.2 | 11988.2 | 10448.2
PS | 123 | 123 | 123 | 123 | 123 | 123
PV | 1097.26 | 1097.26 | 1097.26 | 1097.26 | 30 | 30
PeakG | 559 | 559 | 0 | 0 | 0 | 0
PeakO | 4 | 4 | 0 | 0 | 0 | 0
ST | 0 | 0 | 0 | 0 | 0 | 0
STOG | 126 | 0 | 0 | 0 | 0 | 0
STWD | 139 | 139 | 139 | 139 | 139 | 139
WT | 3963.3 | 3963.3 | 3963.3 | 3963.3 | 3660.9 | 3660.9
IGCC | 0 | 0 | 0 | 0 | 0 | 0
DemandResponse | 2048.29 | 3731.13 | 5697.44 | 5901.17 | 6112.21 | 6330.83
IGCC-CCS | 0 | 0 | 0 | 0 | 0 | 0
WT_off | 0 | 0 | 0 | 0 | 0 | 0
PseudoUnit | 0 | 0 | 0 | 1393.67 | 1848 | 1848
FixedInterchange | 3000 | 3000 | 3000 | 3000 | 3000 | 3000
Total Installed Capacity by Reporting Type: EI
ReportingType | 2015 | 2020 | 2025 | 2030 | 2035 | 2040
BM | 1067.45 | 1076.76 | 1509.63 | 1509.63 | 1509.63 | 1317.63
CC | 207193.64 | 227586.4 | 220876.67 | 208278 | 211714.17 | 202086.94
CSP | 0 | 0 | 0 | 0 | 0 | 0
CT | 4691.69 | 4991.69 | 4991.69 | 4291.87 | 411.4 | 111.4
Coal | 138213.82 | 46542.11 | 9605.28 | 9534.43 | 9534.43 | 9534.43
Geo | 44 | 44 | 44 | 44 | 44 | 44
H | 44604.79 | 45803.79 | 49002.79 | 50253.57 | 51031.33 | 51034.33
LFG | 3575.9 | 4594.67 | 5930 | 6654 | 6654 | 6654
Nuc | 102589.56 | 106505.06 | 107768.03 | 134244.09 | 118965.23 | 120840.38
PS | 17054 | 17054 | 17054 | 17054 | 17054 | 17054
PV | 1274 | 3231.91 | 4077.05 | 4158.4 | 3033.4 | 2920.98
PeakG | 97089.27 | 96380.98 | 84645.55 | 58662.77 | 56582.13 | 51884.03
PeakO | 17599.56 | 15947.68 | 6439.36 | 3058.3 | 3058.3 | 2390.5
ST | 0 | 0 | 0 | 0 | 0 | 0
STOG | 23926.65 | 17380.5 | 3581.82 | 1715.68 | 1706.41 | 1367.49
STWD | 3022.08 | 2616 | 2616 | 2616 | 2616 | 2616
WT | 40901.9 | 146669.04 | 231467.85 | 261499.19 | 264596.44 | 264596.44
IGCC | 618 | 618 | 618 | 618 | 618 | 618
DemandResponse | 31755.95 | 86480.79 | 146905.72 | 152449.74 | 158223.1 | 164240.23
IGCC-CCS | 0 | 0 | 0 | 0 | 0 | 0
WT_off | 469 | 469 | 1569 | 1569 | 1101 | 1101
PseudoUnit | 0 | 0 | 1865.61 | 4720.92 | 5792.95 | 5792.95
FixedInterchange | 8820 | 8820 | 8820 | 8820 | 8820 | 8820
Total Installed Capacity by Reporting Type: Outside_EI
ReportingType | 2015 | 2020 | 2025 | 2030 | 2035 | 2040
BM | 183.55 | 183.55 | 183.55 | 183.55 | 183.55 | 183.55
CC | 92552.33 | 94858.61 | 93895.38 | 79093.52 | 74073.15 | 63639.35
CSP | 0 | 0 | 0 | 0 | 0 | 0
CT | 1702.1 | 1702.1 | 1702.1 | 1702.1 | 0 | 0
Coal | 34582.83 | 24493.43 | 9574.15 | 3909.1 | 3909.1 | 3909.1
Geo | 2490.2 | 4565.2 | 8994.2 | 8994.2 | 8994.2 | 8994.2
H | 61475 | 61475 | 61475 | 61475 | 61475 | 61475
LFG | 560.1 | 1494.33 | 2369 | 2369 | 2369 | 2369
Nuc | 14647.3 | 14647.3 | 14788.91 | 35420.18 | 41938.09 | 50934.12
PS | 4734 | 4734 | 4734 | 4734 | 4734 | 4734
PV | 374 | 374 | 374 | 374 | 360 | 360
PeakG | 19897.34 | 18302.94 | 14612.49 | 9941.93 | 7667.56 | 6404.13
PeakO | 467 | 452 | 0 | 0 | 0 | 0
ST | 760 | 1484.32 | 1689.97 | 1708.31 | 1708.31 | 1708.31
STOG | 19063.36 | 7506.46 | 0 | 0 | 0 | 0
STWD | 1832 | 1832 | 1832 | 1832 | 1832 | 1832
WT | 23102.9 | 42931.5 | 58124.5 | 73144.99 | 73399.84 | 73180.8
IGCC | 0 | 0 | 0 | 0 | 0 | 0
DemandResponse | 6107.8 | 28781.39 | 53888.36 | 56600.89 | 59403.76 | 62338.76
IGCC-CCS | 0 | 0 | 0 | 0 | 0 | 0
WT_off | 0 | 0 | 0 | 0 | 0 | 0
PseudoUnit | 0 | 0 | 0 | 0 | 0 | 0
FixedInterchange | 0 | 0 | 0 | 0 | 0 | 0
#6 | Retrofit Capacity (MW)
Retrofit Capacity by Reporting Type: Entergy
ReportingType | 2015 | 2020 | 2025 | 2030 | 2035 | 2040
FGD | 0 | 1445.79 | 0 | 0 | 0 | 0
SNCR | 0 | 0 | 0 | 0 | 0 | 0
SCR | 0 | 0 | 0 | 0 | 0 | 0
ACI90 | 0 | 0 | 0 | 0 | 0 | 0
RPJ90 | 0 | 1445.79 | 0 | 0 | 0 | 0
PCSEQ | 0 | 0 | 0 | 0 | 0 | 0
Retrofit Capacity by Reporting Type: FRCC
ReportingType | 2015 | 2020 | 2025 | 2030 | 2035 | 2040
FGD | 0 | 0 | 0 | 0 | 0 | 0
SNCR | 0 | 0 | 0 | 0 | 0 | 0
SCR | 1898 | 0 | 0 | 0 | 0 | 0
ACI90 | 0 | 0 | 0 | 0 | 0 | 0
RPJ90 | 0 | 626 | 0 | 0 | 0 | 0
PCSEQ | 0 | 0 | 0 | 0 | 0 | 0
Retrofit Capacity by Reporting Type: MAPP_US
ReportingType | 2015 | 2020 | 2025 | 2030 | 2035 | 2040
FGD | 221 | 0 | 0 | 0 | 0 | 0
SNCR | 0 | 0 | 0 | 0 | 0 | 0
SCR | 0 | 0 | 0 | 0 | 0 | 0
ACI90 | 0 | 0 | 0 | 0 | 0 | 0
RPJ90 | 0 | 667.56 | 0 | 0 | 0 | 0
PCSEQ | 0 | 0 | 0 | 0 | 0 | 0
Retrofit Capacity by Reporting Type: MISO_IN
ReportingType | 2015 | 2020 | 2025 | 2030 | 2035 | 2040
FGD | 0 | 0 | 0 | 0 | 0 | 0
SNCR | 0 | 0 | 0 | 0 | 0 | 0
SCR | 0 | 0 | 0 | 0 | 0 | 0
ACI90 | 0 | 0 | 0 | 0 | 0 | 0
RPJ90 | 0 | 6018 | 0 | 0 | 0 | 0
PCSEQ | 0 | 0 | 0 | 0 | 0 | 0
Retrofit Capacity by Reporting Type: MISO_MI
ReportingType | 2015 | 2020 | 2025 | 2030 | 2035 | 2040
FGD | 0 | 0 | 0 | 0 | 0 | 0
SNCR | 0 | 0 | 0 | 0 | 0 | 0
SCR | 355 | 0 | 0 | 0 | 0 | 0
ACI90 | 0 | 0 | 0 | 0 | 0 | 0
RPJ90 | 0 | 0 | 0 | 0 | 0 | 0
PCSEQ | 0 | 0 | 0 | 0 | 0 | 0
Retrofit Capacity by Reporting Type: MISO_MO-IL
ReportingType | 2015 | 2020 | 2025 | 2030 | 2035 | 2040
FGD | 0 | 0 | 0 | 0 | 0 | 0
SNCR | 0 | 0 | 0 | 0 | 0 | 0
SCR | 400 | 200 | 0 | 0 | 0 | 0
ACI90 | 0 | 0 | 0 | 0 | 0 | 0
RPJ90 | 2275 | 2023 | 0 | 0 | 0 | 0
PCSEQ | 0 | 0 | 0 | 0 | 0 | 0
Retrofit Capacity by Reporting Type: MISO_W
ReportingType | 2015 | 2020 | 2025 | 2030 | 2035 | 2040
FGD | 0 | 16.94 | 0 | 0 | 0 | 0
SNCR | 0 | 0 | 0 | 0 | 0 | 0
SCR | 612.63 | 0 | 0 | 0 | 0 | 0
ACI90 | 0 | 0 | 0 | 0 | 0 | 0
RPJ90 | 2301.83 | 4581.94 | 800 | 800 | 800 | 800
PCSEQ | 0 | 0 | 480.96 | 480.96 | 512.43 | 512.43
Retrofit Capacity by Reporting Type: MISO_WUMS
ReportingType | 2015 | 2020 | 2025 | 2030 | 2035 | 2040
FGD | 1135 | 333.1 | 0 | 0 | 0 | 0
SNCR | 0 | 0 | 0 | 0 | 0 | 0
SCR | 2778.6 | 615 | 0 | 0 | 0 | 0
ACI90 | 0 | 0 | 0 | 0 | 0 | 0
RPJ90 | 1740.2 | 870.1 | 0 | 0 | 0 | 0
PCSEQ | 0 | 0 | 0 | 0 | 0 | 0
Retrofit Capacity by Reporting Type: Nebraska
ReportingType | 2015 | 2020 | 2025 | 2030 | 2035 | 2040
FGD | 0 | 0 | 0 | 0 | 0 | 0
SNCR | 0 | 0 | 0 | 0 | 0 | 0
SCR | 0 | 0 | 0 | 0 | 0 | 0
ACI90 | 0 | 0 | 0 | 0 | 0 | 0
RPJ90 | 1364.4 | 682.2 | 682.2 | 682.2 | 682.2 | 682.2
PCSEQ | 0 | 245.8 | 283.96 | 283.96 | 283.96 | 283.96
Retrofit Capacity by Reporting Type: NEISO
ReportingType | 2015 | 2020 | 2025 | 2030 | 2035 | 2040
FGD | 320 | 0 | 0 | 0 | 0 | 0
SNCR | 0 | 0 | 0 | 0 | 0 | 0
SCR | 0 | 0 | 0 | 0 | 0 | 0
ACI90 | 0 | 0 | 0 | 0 | 0 | 0
RPJ90 | 870.93 | 0 | 0 | 0 | 0 | 0
PCSEQ | 0 | 0 | 0 | 0 | 0 | 0
Retrofit Capacity by Reporting Type: NonRTO_Midwest
ReportingType | 2015 | 2020 | 2025 | 2030 | 2035 | 2040
FGD | 1403 | 0 | 0 | 0 | 0 | 0
SNCR | 0 | 0 | 0 | 0 | 0 | 0
SCR | 1463.8 | 731.9 | 242.15 | 193.59 | 193.59 | 193.59
ACI90 | 0 | 0 | 0 | 0 | 0 | 0
RPJ90 | 0 | 1894.63 | 22.29 | 0 | 0 | 0
PCSEQ | 0 | 0 | 121.98 | 121.98 | 121.98 | 121.98
Retrofit Capacity by Reporting Type: NYISO_A-F
ReportingType | 2015 | 2020 | 2025 | 2030 | 2035 | 2040
FGD | 0 | 0 | 0 | 0 | 0 | 0
SNCR | 0 | 0 | 0 | 0 | 0 | 0
SCR | 0 | 0 | 0 | 0 | 0 | 0
ACI90 | 0 | 0 | 0 | 0 | 0 | 0
RPJ90 | 486.3 | 0 | 0 | 0 | 0 | 0
PCSEQ | 0 | 0 | 0 | 0 | 0 | 0
Retrofit Capacity by Reporting Type: NYISO_G-I
ReportingType | 2015 | 2020 | 2025 | 2030 | 2035 | 2040
FGD | 0 | 0 | 0 | 0 | 0 | 0
SNCR | 0 | 0 | 0 | 0 | 0 | 0
SCR | 0 | 0 | 0 | 0 | 0 | 0
ACI90 | 0 | 0 | 0 | 0 | 0 | 0
RPJ90 | 0 | 0 | 0 | 0 | 0 | 0
PCSEQ | 0 | 0 | 0 | 0 | 0 | 0
Retrofit Capacity by Reporting Type: NYISO_J-K
ReportingType | 2015 | 2020 | 2025 | 2030 | 2035 | 2040
FGD | 0 | 0 | 0 | 0 | 0 | 0
SNCR | 0 | 0 | 0 | 0 | 0 | 0
SCR | 0 | 0 | 0 | 0 | 0 | 0
ACI90 | 0 | 0 | 0 | 0 | 0 | 0
RPJ90 | 0 | 0 | 0 | 0 | 0 | 0
PCSEQ | 0 | 0 | 0 | 0 | 0 | 0
Retrofit Capacity by Reporting Type: PJM_E
ReportingType | 2015 | 2020 | 2025 | 2030 | 2035 | 2040
FGD | 0 | 0 | 0 | 0 | 0 | 0
SNCR | 0 | 0 | 0 | 0 | 0 | 0
SCR | 568 | 0 | 0 | 0 | 0 | 0
ACI90 | 0 | 0 | 0 | 0 | 0 | 0
RPJ90 | 1784 | 0 | 0 | 0 | 0 | 0
PCSEQ | 0 | 0 | 0 | 0 | 0 | 0
Retrofit Capacity by Reporting Type: PJM_ROM
ReportingType | 2015 | 2020 | 2025 | 2030 | 2035 | 2040
FGD | 0 | 0 | 0 | 0 | 0 | 0
SNCR | 0 | 0 | 0 | 0 | 0 | 0
SCR | 341 | 0 | 0 | 0 | 0 | 0
ACI90 | 0 | 0 | 0 | 0 | 0 | 0
RPJ90 | 1286 | 521 | 0 | 0 | 0 | 0
PCSEQ | 0 | 0 | 0 | 0 | 0 | 0
Retrofit Capacity by Reporting Type: PJM_ROR
ReportingType | 2015 | 2020 | 2025 | 2030 | 2035 | 2040
FGD | 0 | 0 | 0 | 0 | 0 | 0
SNCR | 0 | 0 | 0 | 0 | 0 | 0
SCR | 1200 | 0 | 0 | 0 | 0 | 0
ACI90 | 0 | 0 | 0 | 0 | 0 | 0
RPJ90 | 0 | 9966.97 | 0 | 0 | 0 | 0
PCSEQ | 0 | 0 | 0 | 0 | 0 | 0
Retrofit Capacity by Reporting Type: SOCO
ReportingType | 2015 | 2020 | 2025 | 2030 | 2035 | 2040
FGD | 4088.7 | 0 | 0 | 0 | 0 | 0
SNCR | 0 | 0 | 0 | 0 | 0 | 0
SCR | 3404.7 | 0 | 0 | 0 | 0 | 0
ACI90 | 0 | 0 | 0 | 0 | 0 | 0
RPJ90 | 6809.4 | 0 | 0 | 0 | 0 | 0
PCSEQ | 0 | 0 | 0 | 0 | 0 | 0
Retrofit Capacity by Reporting Type: SPP_N
ReportingType | 2015 | 2020 | 2025 | 2030 | 2035 | 2040
FGD | 0 | 0 | 0 | 0 | 0 | 0
SNCR | 0 | 0 | 0 | 0 | 0 | 0
SCR | 0 | 0 | 0 | 0 | 0 | 0
ACI90 | 0 | 0 | 0 | 0 | 0 | 0
RPJ90 | 1302 | 1690.49 | 0 | 0 | 0 | 0
PCSEQ | 0 | 0 | 0 | 0 | 0 | 0
Retrofit Capacity by Reporting Type: SPP_S
ReportingType | 2015 | 2020 | 2025 | 2030 | 2035 | 2040
FGD | 0 | 1774 | 0 | 0 | 0 | 0
SNCR | 0 | 0 | 0 | 0 | 0 | 0
SCR | 0 | 0 | 0 | 0 | 0 | 0
ACI90 | 0 | 0 | 0 | 0 | 0 | 0
RPJ90 | 0 | 1774 | 0 | 0 | 0 | 0
PCSEQ | 0 | 0 | 0 | 0 | 0 | 0
Retrofit Capacity by Reporting Type: TVA
ReportingType | 2015 | 2020 | 2025 | 2030 | 2035 | 2040
FGD | 0 | 0 | 0 | 0 | 0 | 0
SNCR | 0 | 0 | 0 | 0 | 0 | 0
SCR | 0 | 0 | 0 | 0 | 0 | 0
ACI90 | 0 | 0 | 0 | 0 | 0 | 0
RPJ90 | 0 | 1915.94 | 0 | 0 | 0 | 0
PCSEQ | 0 | 0 | 0 | 0 | 0 | 0
Retrofit Capacity by Reporting Type: TVA_Transmission
ReportingType | 2015 | 2020 | 2025 | 2030 | 2035 | 2040
FGD | 0 | 0 | 0 | 0 | 0 | 0
SNCR | 0 | 0 | 0 | 0 | 0 | 0
SCR | 0 | 0 | 0 | 0 | 0 | 0
ACI90 | 0 | 0 | 0 | 0 | 0 | 0
RPJ90 | 0 | 0 | 0 | 0 | 0 | 0
PCSEQ | 0 | 0 | 0 | 0 | 0 | 0
Retrofit Capacity by Reporting Type: VACAR
ReportingType | 2015 | 2020 | 2025 | 2030 | 2035 | 2040
FGD | 0 | 0 | 0 | 0 | 0 | 0
SNCR | 0 | 0 | 0 | 0 | 0 | 0
SCR | 0 | 0 | 0 | 0 | 0 | 0
ACI90 | 0 | 0 | 0 | 0 | 0 | 0
RPJ90 | 0 | 855.95 | 0 | 0 | 0 | 0
PCSEQ | 0 | 0 | 0 | 0 | 0 | 0
Retrofit Capacity by Reporting Type: IESO
ReportingType | 2015 | 2020 | 2025 | 2030 | 2035 | 2040
FGD | 0 | 0 | 0 | 0 | 0 | 0
SNCR | 0 | 0 | 0 | 0 | 0 | 0
SCR | 0 | 0 | 0 | 0 | 0 | 0
ACI90 | 0 | 0 | 0 | 0 | 0 | 0
RPJ90 | 0 | 0 | 0 | 0 | 0 | 0
PCSEQ | 0 | 0 | 0 | 0 | 0 | 0
Retrofit Capacity by Reporting Type: MAPP_CA
ReportingType | 2015 | 2020 | 2025 | 2030 | 2035 | 2040
FGD | 0 | 0 | 0 | 0 | 0 | 0
SNCR | 0 | 0 | 0 | 0 | 0 | 0
SCR | 0 | 0 | 0 | 0 | 0 | 0
ACI90 | 0 | 0 | 0 | 0 | 0 | 0
RPJ90 | 0 | 0 | 0 | 0 | 0 | 0
PCSEQ | 0 | 0 | 0 | 0 | 0 | 0
Retrofit Capacity by Reporting Type: AZ_NM_SNV_Coal
ReportingType | 2015 | 2020 | 2025 | 2030 | 2035 | 2040
FGD | 384 | 0 | 0 | 0 | 0 | 0
SNCR | 0 | 0 | 0 | 0 | 0 | 0
SCR | 800 | 0 | 0 | 0 | 0 | 0
ACI90 | 0 | 0 | 0 | 0 | 0 | 0
RPJ90 | 3286 | 5071.3 | 0 | 0 | 0 | 0
PCSEQ | 0 | 0 | 0 | 0 | 0 | 0
Retrofit Capacity by Reporting Type: AZ_NM_SNV_Gas
ReportingType | 2015 | 2020 | 2025 | 2030 | 2035 | 2040
FGD | 0 | 0 | 0 | 0 | 0 | 0
SNCR | 0 | 0 | 0 | 0 | 0 | 0
SCR | 0 | 0 | 0 | 0 | 0 | 0
ACI90 | 0 | 0 | 0 | 0 | 0 | 0
RPJ90 | 0 | 0 | 0 | 0 | 0 | 0
PCSEQ | 0 | 0 | 0 | 0 | 0 | 0
Retrofit Capacity by Reporting Type: AZ_NM_SNV_NucRenew
ReportingType | 2015 | 2020 | 2025 | 2030 | 2035 | 2040
FGD | 0 | 0 | 0 | 0 | 0 | 0
SNCR | 0 | 0 | 0 | 0 | 0 | 0
SCR | 0 | 0 | 0 | 0 | 0 | 0
ACI90 | 0 | 0 | 0 | 0 | 0 | 0
RPJ90 | 0 | 0 | 0 | 0 | 0 | 0
PCSEQ | 0 | 0 | 0 | 0 | 0 | 0
Retrofit Capacity by Reporting Type: ERCOT
ReportingType | 2015 | 2020 | 2025 | 2030 | 2035 | 2040
FGD | 0 | 0 | 0 | 0 | 0 | 0
SNCR | 0 | 0 | 0 | 0 | 0 | 0
SCR | 3515 | 785 | 0 | 0 | 0 | 0
ACI90 | 0 | 0 | 0 | 0 | 0 | 0
RPJ90 | 6558 | 1345 | 0 | 0 | 0 | 0
PCSEQ | 0 | 0 | 0 | 0 | 0 | 0
Retrofit Capacity by Reporting Type: NP15
ReportingType | 2015 | 2020 | 2025 | 2030 | 2035 | 2040
FGD | 0 | 0 | 0 | 0 | 0 | 0
SNCR | 0 | 0 | 0 | 0 | 0 | 0
SCR | 0 | 0 | 0 | 0 | 0 | 0
ACI90 | 0 | 0 | 0 | 0 | 0 | 0
RPJ90 | 0 | 0 | 0 | 0 | 0 | 0
PCSEQ | 0 | 0 | 0 | 0 | 0 | 0
Retrofit Capacity by Reporting Type: NWPP_Coal
ReportingType | 2015 | 2020 | 2025 | 2030 | 2035 | 2040
FGD | 0 | 0 | 0 | 0 | 0 | 0
SNCR | 0 | 0 | 0 | 0 | 0 | 0
SCR | 0 | 0 | 0 | 0 | 0 | 0
ACI90 | 0 | 0 | 0 | 0 | 0 | 0
RPJ90 | 453.6 | 4908.8 | 226.8 | 226.8 | 226.8 | 226.8
PCSEQ | 0 | 0 | 226.8 | 226.8 | 226.8 | 226.8
Retrofit Capacity by Reporting Type: NWPP_Gas
ReportingType | 2015 | 2020 | 2025 | 2030 | 2035 | 2040
FGD | 0 | 0 | 0 | 0 | 0 | 0
SNCR | 0 | 0 | 0 | 0 | 0 | 0
SCR | 0 | 0 | 0 | 0 | 0 | 0
ACI90 | 0 | 0 | 0 | 0 | 0 | 0
RPJ90 | 0 | 0 | 0 | 0 | 0 | 0
PCSEQ | 0 | 0 | 0 | 0 | 0 | 0
Retrofit Capacity by Reporting Type: NWPP_NucRenew
ReportingType | 2015 | 2020 | 2025 | 2030 | 2035 | 2040
FGD | 0 | 0 | 0 | 0 | 0 | 0
SNCR | 0 | 0 | 0 | 0 | 0 | 0
SCR | 0 | 0 | 0 | 0 | 0 | 0
ACI90 | 0 | 0 | 0 | 0 | 0 | 0
RPJ90 | 0 | 0 | 0 | 0 | 0 | 0
PCSEQ | 0 | 0 | 0 | 0 | 0 | 0
Retrofit Capacity by Reporting Type: RMPA
ReportingType | 2015 | 2020 | 2025 | 2030 | 2035 | 2040
FGD | 0 | 505 | 0 | 0 | 0 | 0
SNCR | 0 | 0 | 0 | 0 | 0 | 0
SCR | 1554.6 | 777.3 | 777.3 | 777.3 | 777.3 | 777.3
ACI90 | 0 | 0 | 0 | 0 | 0 | 0
RPJ90 | 2874.6 | 4416.3 | 777.3 | 777.3 | 777.3 | 777.3
PCSEQ | 0 | 0 | 637.09 | 637.09 | 637.09 | 637.09
Retrofit Capacity by Reporting Type: SP15
ReportingType | 2015 | 2020 | 2025 | 2030 | 2035 | 2040
FGD | 0 | 0 | 0 | 0 | 0 | 0
SNCR | 0 | 0 | 0 | 0 | 0 | 0
SCR | 0 | 0 | 0 | 0 | 0 | 0
ACI90 | 0 | 0 | 0 | 0 | 0 | 0
RPJ90 | 0 | 101.2 | 0 | 0 | 0 | 0
PCSEQ | 0 | 0 | 0 | 0 | 0 | 0
Retrofit Capacity by Reporting Type: ALB
ReportingType | 2015 | 2020 | 2025 | 2030 | 2035 | 2040
FGD | 0 | 0 | 0 | 0 | 0 | 0
SNCR | 0 | 0 | 0 | 0 | 0 | 0
SCR | 0 | 0 | 0 | 0 | 0 | 0
ACI90 | 0 | 0 | 0 | 0 | 0 | 0
RPJ90 | 0 | 0 | 0 | 0 | 0 | 0
PCSEQ | 0 | 0 | 0 | 0 | 0 | 0
Retrofit Capacity by Reporting Type: BC
ReportingType | 2015 | 2020 | 2025 | 2030 | 2035 | 2040
FGD | 0 | 0 | 0 | 0 | 0 | 0
SNCR | 0 | 0 | 0 | 0 | 0 | 0
SCR | 0 | 0 | 0 | 0 | 0 | 0
ACI90 | 0 | 0 | 0 | 0 | 0 | 0
RPJ90 | 0 | 0 | 0 | 0 | 0 | 0
PCSEQ | 0 | 0 | 0 | 0 | 0 | 0
Retrofit Capacity by Reporting Type: HQ_IESO
ReportingType | 2015 | 2020 | 2025 | 2030 | 2035 | 2040
FGD | 0 | 0 | 0 | 0 | 0 | 0
SNCR | 0 | 0 | 0 | 0 | 0 | 0
SCR | 0 | 0 | 0 | 0 | 0 | 0
ACI90 | 0 | 0 | 0 | 0 | 0 | 0
RPJ90 | 0 | 0 | 0 | 0 | 0 | 0
PCSEQ | 0 | 0 | 0 | 0 | 0 | 0
Retrofit Capacity by Reporting Type: HQ_NEISO
ReportingType | 2015 | 2020 | 2025 | 2030 | 2035 | 2040
FGD | 0 | 0 | 0 | 0 | 0 | 0
SNCR | 0 | 0 | 0 | 0 | 0 | 0
SCR | 0 | 0 | 0 | 0 | 0 | 0
ACI90 | 0 | 0 | 0 | 0 | 0 | 0
RPJ90 | 0 | 0 | 0 | 0 | 0 | 0
PCSEQ | 0 | 0 | 0 | 0 | 0 | 0
Retrofit Capacity by Reporting Type: HQ_NY
ReportingType | 2015 | 2020 | 2025 | 2030 | 2035 | 2040
FGD | 0 | 0 | 0 | 0 | 0 | 0
SNCR | 0 | 0 | 0 | 0 | 0 | 0
SCR | 0 | 0 | 0 | 0 | 0 | 0
ACI90 | 0 | 0 | 0 | 0 | 0 | 0
RPJ90 | 0 | 0 | 0 | 0 | 0 | 0
PCSEQ | 0 | 0 | 0 | 0 | 0 | 0
Retrofit Capacity by Reporting Type: MARITIMES
ReportingType | 2015 | 2020 | 2025 | 2030 | 2035 | 2040
FGD | 0 | 0 | 0 | 0 | 0 | 0
SNCR | 0 | 0 | 0 | 0 | 0 | 0
SCR | 0 | 0 | 0 | 0 | 0 | 0
ACI90 | 0 | 0 | 0 | 0 | 0 | 0
RPJ90 | 0 | 0 | 0 | 0 | 0 | 0
PCSEQ | 0 | 0 | 0 | 0 | 0 | 0
Retrofit Capacity by Reporting Type: All
ReportingType | 2015 | 2020 | 2025 | 2030 | 2035 | 2040
FGD | 7551.7 | 4074.83 | 0 | 0 | 0 | 0
SNCR | 0 | 0 | 0 | 0 | 0 | 0
SCR | 18891.33 | 3109.2 | 1019.45 | 970.89 | 970.89 | 970.89
ACI90 | 0 | 0 | 0 | 0 | 0 | 0
RPJ90 | 33392.25 | 51376.17 | 2508.59 | 2486.3 | 2486.3 | 2486.3
PCSEQ | 0 | 245.8 | 1750.78 | 1750.78 | 1782.26 | 1782.26
Retrofit Capacity by Reporting Type: EI_US
ReportingType | 2015 | 2020 | 2025 | 2030 | 2035 | 2040
FGD | 7167.7 | 3569.83 | 0 | 0 | 0 | 0
SNCR | 0 | 0 | 0 | 0 | 0 | 0
SCR | 13021.73 | 1546.9 | 242.15 | 193.59 | 193.59 | 193.59
ACI90 | 0 | 0 | 0 | 0 | 0 | 0
RPJ90 | 20220.06 | 35533.58 | 1504.49 | 1482.2 | 1482.2 | 1482.2
PCSEQ | 0 | 245.8 | 886.89 | 886.89 | 918.37 | 918.37
Retrofit Capacity by Reporting Type: EI_Canada
ReportingType | 2015 | 2020 | 2025 | 2030 | 2035 | 2040
FGD | 0 | 0 | 0 | 0 | 0 | 0
SNCR | 0 | 0 | 0 | 0 | 0 | 0
SCR | 0 | 0 | 0 | 0 | 0 | 0
ACI90 | 0 | 0 | 0 | 0 | 0 | 0
RPJ90 | 0 | 0 | 0 | 0 | 0 | 0
PCSEQ | 0 | 0 | 0 | 0 | 0 | 0
Retrofit Capacity by Reporting Type: EI
ReportingType | 2015 | 2020 | 2025 | 2030 | 2035 | 2040
FGD | 7167.7 | 3569.83 | 0 | 0 | 0 | 0
SNCR | 0 | 0 | 0 | 0 | 0 | 0
SCR | 13021.73 | 1546.9 | 242.15 | 193.59 | 193.59 | 193.59
ACI90 | 0 | 0 | 0 | 0 | 0 | 0
RPJ90 | 20220.06 | 35533.58 | 1504.49 | 1482.2 | 1482.2 | 1482.2
PCSEQ | 0 | 245.8 | 886.89 | 886.89 | 918.37 | 918.37
Retrofit Capacity by Reporting Type: Outside_EI
ReportingType | 2015 | 2020 | 2025 | 2030 | 2035 | 2040
FGD | 384 | 505 | 0 | 0 | 0 | 0
SNCR | 0 | 0 | 0 | 0 | 0 | 0
SCR | 5869.6 | 1562.3 | 777.3 | 777.3 | 777.3 | 777.3
ACI90 | 0 | 0 | 0 | 0 | 0 | 0
RPJ90 | 13172.2 | 15842.6 | 1004.1 | 1004.1 | 1004.1 | 1004.1
PCSEQ | 0 | 0 | 863.89 | 863.89 | 863.89 | 863.89
#7 | Reserve Margin (MW)
Reserve Margin Data: ALB
| 2015 | 2020 | 2025 | 2030 | 2035 | 2040
a. Peak Demand | 9504.39 | 9692.49 | 9884.31 | 10079.93 | 10279.42 | 10482.86
b. Peak Demand + Reserve Margin | 11215.18 | 11437.14 | 11663.49 | 11894.32 | 12129.72 | 12369.77
c. DR MW | 105.16 | 859.19 | 1729.13 | 1854.22 | 1988.37 | 2132.22
d. Capacity Credit | 11215.18 | 11437.14 | 11663.49 | 12109.93 | 12458.74 | 12730.79
Reserve Margin Data: BC
| 2015 | 2020 | 2025 | 2030 | 2035 | 2040
a. Peak Demand | 11620.49 | 11592.37 | 11564.31 | 11536.32 | 11508.4 | 11480.55
b. Peak Demand + Reserve Margin | 13712.18 | 13678.99 | 13645.88 | 13612.86 | 13579.91 | 13547.05
c. DR MW | 0.01 | 854.9 | 1793.56 | 1881.42 | 1973.6 | 2070.28
d. Capacity Credit | 13712.18 | 14567.06 | 15505.72 | 15388.59 | 15825.17 | 15158.99
Reserve Margin Data: ENT
| 2015 | 2020 | 2025 | 2030 | 2035 | 2040
a. Peak Demand | 29773.94 | 29775.57 | 28786.61 | 28009.74 | 27311.45 | 26628.88
b. Peak Demand + Reserve Margin | 33942.3 | 33944.14 | 32816.74 | 31931.1 | 31135.06 | 30356.92
c. DR MW | 301.55 | 3513.74 | 6909.7 | 7094.75 | 7284.77 | 7479.87
d. Capacity Credit | 33942.3 | 33944.14 | 32816.74 | 31931.1 | 31135.06 | 30356.92
Reserve Margin Data: ERCOT
| 2015 | 2020 | 2025 | 2030 | 2035 | 2040
a. Peak Demand | 67389.08 | 68890.64 | 67808.6 | 66454.97 | 65281.06 | 64116.15
b. Peak Demand + Reserve Margin | 75812.71 | 77501.97 | 76284.67 | 74761.84 | 73441.19 | 72130.67
c. DR MW | 740.81 | 9024.12 | 17912.11 | 18461.03 | 19072.37 | 19700.55
d. Capacity Credit | 75812.71 | 77501.97 | 79411.85 | 78567.36 | 77965.09 | 77379.23
Reserve Margin Data: FRCC
| 2015 | 2020 | 2025 | 2030 | 2035 | 2040
a. Peak Demand | 47364.25 | 49037.48 | 49566.58 | 50129.62 | 50701.64 | 51280.2
b. Peak Demand + Reserve Margin | 54942.54 | 56883.48 | 57497.23 | 58150.35 | 58813.91 | 59485.03
c. DR MW | 2734.45 | 8753.57 | 15718.02 | 16717 | 17779.48 | 18909.49
d. Capacity Credit | 54942.54 | 56883.48 | 61252.5 | 64211.27 | 63267.96 | 64287.37
Reserve Margin Data: IESO
| 2015 | 2020 | 2025 | 2030 | 2035 | 2040
a. Peak Demand | 22355.95 | 21033.53 | 20692.08 | 20356.18 | 20025.72 | 19700.64
b. Peak Demand + Reserve Margin | 26156.46 | 24609.23 | 24209.74 | 23816.73 | 23430.1 | 23049.74
c. DR MW | 1958.79 | 2997.9 | 4266.86 | 4413.92 | 4566.04 | 4723.42
d. Capacity Credit | 26708.65 | 27747.76 | 29016.72 | 29164.28 | 27848.23 | 26465.6
Reserve Margin Data: MAPP_CA
| 2015 | 2020 | 2025 | 2030 | 2035 | 2040
a. Peak Demand | 8317.8 | 8505.61 | 8409.18 | 8313.83 | 8219.57 | 8126.37
b. Peak Demand + Reserve Margin | 9315.94 | 9526.29 | 9418.28 | 9311.49 | 9205.91 | 9101.54
c. DR MW | 89.5 | 733.23 | 1430.58 | 1487.25 | 1546.17 | 1607.42
d. Capacity Credit | 9315.94 | 9526.29 | 10424.64 | 11705.1 | 12258.5 | 12054.7
Reserve Margin Data: MAPP_US
| 2015 | 2020 | 2025 | 2030 | 2035 | 2040
a. Peak Demand | 5403.76 | 5418.99 | 5348.44 | 5279.91 | 5217.19 | 5155.05
b. Peak Demand + Reserve Margin | 6160.29 | 6177.65 | 6097.23 | 6019.1 | 5947.59 | 5876.75
c. DR MW | 59 | 474.48 | 925.75 | 962.42 | 1000.54 | 1040.18
d. Capacity Credit | 6160.29 | 6177.65 | 6097.23 | 6098.07 | 5947.59 | 5876.75
Reserve Margin Data: NEISO
| 2015 | 2020 | 2025 | 2030 | 2035 | 2040
a. Peak Demand | 26477.39 | 25443.48 | 24228.36 | 23158.18 | 22111.85 | 21110.05
b. Peak Demand + Reserve Margin | 30713.77 | 29514.44 | 28104.9 | 26863.49 | 25649.74 | 24487.65
c. DR MW | 3092.4 | 4629.65 | 6244.93 | 6284.97 | 6321.45 | 6358.14
d. Capacity Credit | 30713.77 | 29514.44 | 28104.9 | 26863.49 | 25763.76 | 24915
Reserve Margin Data: NonRTO_Midwest
| 2015 | 2020 | 2025 | 2030 | 2035 | 2040
a. Peak Demand | 11090.83 | 11340.24 | 11030.13 | 10745.75 | 10469.44 | 10200.15
b. Peak Demand + Reserve Margin | 12643.54 | 12927.88 | 12574.35 | 12250.15 | 11935.16 | 11628.17
c. DR MW | 193.98 | 1268.97 | 2399.43 | 2458.79 | 2519.62 | 2581.96
d. Capacity Credit | 12643.54 | 12927.88 | 12574.35 | 12250.15 | 11935.16 | 11628.17
Reserve Margin Data: NYISO_J-K
| 2015 | 2020 | 2025 | 2030 | 2035 | 2040
a. Peak Demand | 15010.21 | 15230.77 | 15126.67 | 15018.93 | 14909.62 | 14799.63
b. Peak Demand + Reserve Margin | 13809.39 | 14012.31 | 13916.54 | 13817.42 | 13716.85 | 13615.66
c. DR MW | 1319.07 | 2179.58 | 3133.08 | 3273.39 | 3419.97 | 3573.13
d. Capacity Credit | 14129.62 | 14107.47 | 13916.54 | 13817.42 | 13954.4 | 13968.6
Reserve Margin Data: PJM_E
| 2015 | 2020 | 2025 | 2030 | 2035 | 2040
a. Peak Demand | 29204.23 | 26014.15 | 25527.86 | 25080.6 | 24637.86 | 24200.84
b. Peak Demand + Reserve Margin | 28561.73 | 25441.84 | 24966.25 | 24528.82 | 24095.83 | 23668.42
c. DR MW | 1256.73 | 3300.66 | 5661.07 | 5853.27 | 6052 | 6257.48
d. Capacity Credit | 33249.65 | 31628.49 | 32301.22 | 30707.38 | 28056.17 | 27080.69
Reserve Margin Data: RMPA
| 2015 | 2020 | 2025 | 2030 | 2035 | 2040
a. Peak Demand | 12564.68 | 12865.09 | 13028.61 | 13195.21 | 13361.48 | 13530.22
b. Peak Demand + Reserve Margin | 14323.74 | 14666.2 | 14852.61 | 15042.54 | 15232.08 | 15424.45
c. DR MW | 486.05 | 1538.39 | 2754.45 | 2933.81 | 3124.47 | 3327.63
d. Capacity Credit | 14323.74 | 14666.2 | 14852.61 | 15042.54 | 15232.08 | 15424.45
Reserve Margin Data: SOCO
| 2015 | 2020 | 2025 | 2030 | 2035 | 2040
a. Peak Demand | 50736.3 | 52736.32 | 51988.21 | 51444.98 | 50923.33 | 50406.73
b. Peak Demand + Reserve Margin | 57839.39 | 60119.41 | 59266.56 | 58647.27 | 58052.59 | 57463.68
c. DR MW | 2570.49 | 8503.26 | 14981.06 | 15597.7 | 16239.72 | 16908.17
d. Capacity Credit | 57839.39 | 60119.41 | 65108.22 | 63543.67 | 65560.87 | 64915.6
Reserve Margin Data: TVA
| 2015 | 2020 | 2025 | 2030 | 2035 | 2040
a. Peak Demand | 33468.83 | 34733.36 | 33784.86 | 32914.01 | 32067.83 | 31243.17
b. Peak Demand + Reserve Margin | 38489.15 | 39943.36 | 38852.59 | 37851.11 | 36878.01 | 35929.65
c. DR MW | 1805 | 5910.76 | 10233.53 | 10486.72 | 10746.17 | 11012.05
d. Capacity Credit | 38489.15 | 39943.36 | 38852.59 | 37851.11 | 36878.01 | 35929.65
Reserve Margin Data: VACAR
| 2015 | 2020 | 2025 | 2030 | 2035 | 2040
a. Peak Demand | 47198 | 48355.94 | 48143.46 | 48009.73 | 47885.92 | 47762.38
b. Peak Demand + Reserve Margin | 53805.72 | 55125.77 | 54883.54 | 54731.1 | 54589.95 | 54449.12
c. DR MW | 2339.28 | 8044.92 | 14413.67 | 15118.93 | 15858.71 | 16634.69
d. Capacity Credit | 53805.72 | 55125.77 | 57039.81 | 56317.81 | 57507.11 | 59691.56
Reserve Margin Data: AZ_NM_SNV
| 2015 | 2020 | 2025 | 2030 | 2035 | 2040
a. Peak Demand | 26224.52 | 27488.85 | 27883.57 | 28321.89 | 28716.72 | 29139.68
b. Peak Demand + Reserve Margin | 30341.78 | 31804.6 | 32261.29 | 32768.43 | 33225.24 | 33714.61
c. DR MW | 334.55 | 4978.39 | 10255.53 | 10954.94 | 11682.53 | 12468.15
d. Capacity Credit | 30341.78 | 31804.6 | 32605.52 | 33006.64 | 33225.24 | 34011.19
Reserve Margin Data: CA
| 2015 | 2020 | 2025 | 2030 | 2035 | 2040
a. Peak Demand | 59504.87 | 60091.58 | 59621.4 | 59889.72 | 59870.35 | 59790.78
b. Peak Demand + Reserve Margin | 69382.68 | 70066.79 | 69518.55 | 69831.42 | 69808.83 | 69716.05
c. DR MW | 4441.2 | 8447.25 | 13020.32 | 13761.4 | 14476.98 | 15215.38
d. Capacity Credit | 69382.68 | 70066.79 | 69518.55 | 69831.42 | 69808.83 | 69716.05
Reserve Margin Data: MISO
| 2015 | 2020 | 2025 | 2030 | 2035 | 2040
a. Peak Demand | 94499.72 | 94149.96 | 92514.17 | 90849.76 | 89532.1 | 88223.29
b. Peak Demand + Reserve Margin | 110942.67 | 110532.06 | 108611.63 | 106657.62 | 105110.68 | 103574.14
c. DR MW | 6024.78 | 12541.66 | 19845.46 | 20596.76 | 21376.83 | 22186.8
d. Capacity Credit | 110942.67 | 110532.06 | 108611.63 | 109133.99 | 105110.68 | 103574.14
Reserve Margin Data: NWPP
| 2015 | 2020 | 2025 | 2030 | 2035 | 2040
a. Peak Demand | 38318.64 | 37847.72 | 37362.27 | 37322.95 | 37185.68 | 37002.64
b. Peak Demand + Reserve Margin | 45216 | 44660.31 | 44087.48 | 44041.08 | 43879.1 | 43663.11
c. DR MW | 0.01 | 3079.15 | 6423.28 | 6754.06 | 7085.45 | 7424.53
d. Capacity Credit | 49133.4 | 51617.52 | 52654.75 | 54207.7 | 53997 | 54321.66
Reserve Margin Data: NYISO
| 2015 | 2020 | 2025 | 2030 | 2035 | 2040
a. Peak Demand | 29137.84 | 29335.39 | 28891.35 | 28491.23 | 28093.8 | 27700.76
b. Peak Demand + Reserve Margin | 33945.58 | 34175.73 | 33658.42 | 33192.29 | 32729.27 | 32271.39
c. DR MW | 2565.83 | 4208.04 | 6009.12 | 6237.34 | 6474.71 | 6721.61
d. Capacity Credit | 33945.58 | 34175.73 | 33658.42 | 33868.17 | 32925.4 | 32271.39
Reserve Margin Data: NYISO_G-I_J-K
| 2015 | 2020 | 2025 | 2030 | 2035 | 2040
a. Peak Demand | 18862.3 | 19071.7 | 18923.82 | 18782.4 | 18639.15 | 18495.19
b. Peak Demand + Reserve Margin | 17919.18 | 18118.12 | 17977.63 | 17843.28 | 17707.19 | 17570.43
c. DR MW | 1658.63 | 2731.23 | 3924.89 | 4099.42 | 4281.71 | 4472.12
d. Capacity Credit | 17919.18 | 18118.12 | 18120.28 | 18124.54 | 17707.19 | 17848.89
Reserve Margin Data: PJM
| 2015 | 2020 | 2025 | 2030 | 2035 | 2040
a. Peak Demand | 150313.18 | 140738.81 | 137854.36 | 135089.2 | 132475.69 | 129904.73
b. Peak Demand + Reserve Margin | 173311.09 | 162271.84 | 158946.08 | 155757.85 | 152744.47 | 149780.15
c. DR MW | 6888.69 | 18166.26 | 30760.76 | 31749.7 | 32770.51 | 33824.21
d. Capacity Credit | 173311.09 | 162271.84 | 158946.08 | 155757.85 | 152744.47 | 149780.15
Reserve Margin Data: SPP
| 2015 | 2020 | 2025 | 2030 | 2035 | 2040
a. Peak Demand | 54478.98 | 55308.09 | 54396.59 | 53604.83 | 52865.84 | 52138.12
b. Peak Demand + Reserve Margin | 61888.12 | 62829.99 | 61794.53 | 60895.08 | 60055.59 | 59228.9
c. DR MW | 1132.21 | 6734.34 | 12766.88 | 13243.48 | 13738.36 | 14252.24
d. Capacity Credit | 61888.12 | 62829.99 | 61794.53 | 60895.08 | 60055.59 | 59228.9

## Transmission
$/MW
[8 empty] | Transfer |  | $/MWh | $/MWh | Wheel+ | $/MWh
Year | Line | From | To | EI Internal/External | Season | Block | Duration | Limit | MW flow | From price | To price | Friction | Shadow Price
2015 | ENT_2_MISO_MO-IL | ENT | MISO_MO-IL | Internal | Shoulder | B11 | 25 | 2260 | 0 | 84.03 | 76.03 | 8 | 0
2015 | ENT_2_MISO_MO-IL | ENT | MISO_MO-IL | Internal | Shoulder | B12 | 200 | 2260 | 0 | 59.84 | 61.06 | 8 | 0
2015 | ENT_2_MISO_MO-IL | ENT | MISO_MO-IL | Internal | Shoulder | B13 | 600 | 2260 | 0 | 59.4 | 56.97 | 8 | 0
2015 | ENT_2_MISO_MO-IL | ENT | MISO_MO-IL | Internal | Shoulder | B14 | 900 | 2260 | 0 | 59.4 | 55.73 | 8 | 0
2015 | ENT_2_MISO_MO-IL | ENT | MISO_MO-IL | Internal | Shoulder | B15 | 1203 | 2260 | 0 | 57.43 | 54.03 | 8 | 0
2015 | ENT_2_MISO_MO-IL | ENT | MISO_MO-IL | Internal | Summer | B1 | 10 | 2260 | 0 | 91.28 | 91.28 | 8 | 0
2015 | ENT_2_MISO_MO-IL | ENT | MISO_MO-IL | Internal | Summer | B2 | 25 | 2260 | 0 | 89.77 | 88.64 | 8 | 0
2015 | ENT_2_MISO_MO-IL | ENT | MISO_MO-IL | Internal | Summer | B3 | 75 | 2260 | 0 | 89.77 | 88.53 | 8 | 0
2015 | ENT_2_MISO_MO-IL | ENT | MISO_MO-IL | Internal | Summer | B4 | 100 | 2260 | 0 | 86.1 | 86.63 | 8 | 0
2015 | ENT_2_MISO_MO-IL | ENT | MISO_MO-IL | Internal | Summer | B5 | 200 | 2260 | 0 | 82.13 | 74.13 | 8 | 0
2015 | ENT_2_MISO_MO-IL | ENT | MISO_MO-IL | Internal | Summer | B6 | 300 | 2260 | 0 | 68.38 | 60.99 | 8 | 0
2015 | ENT_2_MISO_MO-IL | ENT | MISO_MO-IL | Internal | Summer | B7 | 400 | 2260 | 0 | 58.62 | 54.35 | 8 | 0
2015 | ENT_2_MISO_MO-IL | ENT | MISO_MO-IL | Internal | Summer | B8 | 500 | 2260 | 0 | 58.62 | 53.54 | 8 | 0
2015 | ENT_2_MISO_MO-IL | ENT | MISO_MO-IL | Internal | Summer | B9 | 800 | 2260 | 0 | 58.19 | 52.87 | 8 | 0
2015 | ENT_2_MISO_MO-IL | ENT | MISO_MO-IL | Internal | Summer | B10 | 1262 | 2260 | 0 | 56.26 | 51.42 | 8 | 0
2015 | ENT_2_MISO_MO-IL | ENT | MISO_MO-IL | Internal | Winter | B16 | 25 | 2260 | 0 | 74.89 | 74.89 | 8 | 0
2015 | ENT_2_MISO_MO-IL | ENT | MISO_MO-IL | Internal | Winter | B17 | 100 | 2260 | 0 | 61.82 | 65.67 | 8 | 0
2015 | ENT_2_MISO_MO-IL | ENT | MISO_MO-IL | Internal | Winter | B18 | 400 | 2260 | 0 | 61.82 | 58.59 | 8 | 0
2015 | ENT_2_MISO_MO-IL | ENT | MISO_MO-IL | Internal | Winter | B19 | 700 | 2260 | 0 | 59.76 | 57.82 | 8 | 0
2015 | ENT_2_MISO_MO-IL | ENT | MISO_MO-IL | Internal | Winter | B20 | 935 | 2260 | 0 | 59.76 | 52.78 | 8 | 0
2015 | ENT_2_SOCO | ENT | SOCO | Internal | Shoulder | B11 | 25 | 2000 | 0 | 84.03 | 89.03 | 8 | 0
2015 | ENT_2_SOCO | ENT | SOCO | Internal | Shoulder | B12 | 200 | 2000 | 0 | 59.84 | 61.81 | 8 | 0
2015 | ENT_2_SOCO | ENT | SOCO | Internal | Shoulder | B13 | 600 | 2000 | 0 | 59.4 | 59.66 | 8 | 0
2015 | ENT_2_SOCO | ENT | SOCO | Internal | Shoulder | B14 | 900 | 2000 | 0 | 59.4 | 59.66 | 8 | 0
2015 | ENT_2_SOCO | ENT | SOCO | Internal | Shoulder | B15 | 1203 | 2000 | 0 | 57.43 | 59.66 | 8 | 0
2015 | ENT_2_SOCO | ENT | SOCO | Internal | Summer | B1 | 10 | 2000 | 14.43 | 91.28 | 99.28 | 8 | 0
2015 | ENT_2_SOCO | ENT | SOCO | Internal | Summer | B2 | 25 | 2000 | 664.41 | 89.77 | 97.77 | 8 | 0
2015 | ENT_2_SOCO | ENT | SOCO | Internal | Summer | B3 | 75 | 2000 | 1918.89 | 89.77 | 97.77 | 8 | 0
2015 | ENT_2_SOCO | ENT | SOCO | Internal | Summer | B4 | 100 | 2000 | 2000 | 86.1 | 97.77 | 8 | 3.67
2015 | ENT_2_SOCO | ENT | SOCO | Internal | Summer | B5 | 200 | 2000 | 1484.3 | 82.13 | 90.13 | 8 | 0
2015 | ENT_2_SOCO | ENT | SOCO | Internal | Summer | B6 | 300 | 2000 | 1417.75 | 68.38 | 76.38 | 8 | 0
2015 | ENT_2_SOCO | ENT | SOCO | Internal | Summer | B7 | 400 | 2000 | 2000 | 58.62 | 67.24 | 8 | 0.62
2015 | ENT_2_SOCO | ENT | SOCO | Internal | Summer | B8 | 500 | 2000 | 442.91 | 58.62 | 66.62 | 8 | 0
2015 | ENT_2_SOCO | ENT | SOCO | Internal | Summer | B9 | 800 | 2000 | 0 | 58.19 | 59.14 | 8 | 0
2015 | ENT_2_SOCO | ENT | SOCO | Internal | Summer | B10 | 1262 | 2000 | 0 | 56.26 | 58.49 | 8 | 0
2015 | ENT_2_SOCO | ENT | SOCO | Internal | Winter | B16 | 25 | 2000 | 2000 | 74.89 | 83.1 | 8 | 0.2
2015 | ENT_2_SOCO | ENT | SOCO | Internal | Winter | B17 | 100 | 2000 | 0 | 61.82 | 65.38 | 8 | 0
2015 | ENT_2_SOCO | ENT | SOCO | Internal | Winter | B18 | 400 | 2000 | 0 | 61.82 | 62.04 | 8 | 0
2015 | ENT_2_SOCO | ENT | SOCO | Internal | Winter | B19 | 700 | 2000 | 0 | 59.76 | 62.04 | 8 | 0
2015 | ENT_2_SOCO | ENT | SOCO | Internal | Winter | B20 | 935 | 2000 | 0 | 59.76 | 62.04 | 8 | 0
2015 | ENT_2_TVA_Transmission | ENT | TVA_Transmission | Internal | Shoulder | B11 | 25 | 2100 | 0 | 84.03 | 80.03 | 8 | 0
2015 | ENT_2_TVA_Transmission | ENT | TVA_Transmission | Internal | Shoulder | B12 | 200 | 2100 | 0 | 59.84 | 64.17 | 8 | 0
2015 | ENT_2_TVA_Transmission | ENT | TVA_Transmission | Internal | Shoulder | B13 | 600 | 2100 | 0 | 59.4 | 62.03 | 8 | 0
2015 | ENT_2_TVA_Transmission | ENT | TVA_Transmission | Internal | Shoulder | B14 | 900 | 2100 | 0 | 59.4 | 61.3 | 8 | 0
2015 | ENT_2_TVA_Transmission | ENT | TVA_Transmission | Internal | Shoulder | B15 | 1203 | 2100 | 0 | 57.43 | 59.74 | 8 | 0
2015 | ENT_2_TVA_Transmission | ENT | TVA_Transmission | Internal | Summer | B1 | 10 | 2100 | 402.68 | 91.28 | 99.28 | 8 | 0
2015 | ENT_2_TVA_Transmission | ENT | TVA_Transmission | Internal | Summer | B2 | 25 | 2100 | 0 | 89.77 | 96.16 | 8 | 0
2015 | ENT_2_TVA_Transmission | ENT | TVA_Transmission | Internal | Summer | B3 | 75 | 2100 | 0 | 89.77 | 95.41 | 8 | 0
2015 | ENT_2_TVA_Transmission | ENT | TVA_Transmission | Internal | Summer | B4 | 100 | 2100 | 0 | 86.1 | 90.64 | 8 | 0
2015 | ENT_2_TVA_Transmission | ENT | TVA_Transmission | Internal | Summer | B5 | 200 | 2100 | 0 | 82.13 | 81.13 | 8 | 0
2015 | ENT_2_TVA_Transmission | ENT | TVA_Transmission | Internal | Summer | B6 | 300 | 2100 | 0 | 68.38 | 67.98 | 8 | 0
2015 | ENT_2_TVA_Transmission | ENT | TVA_Transmission | Internal | Summer | B7 | 400 | 2100 | 0 | 58.62 | 60.24 | 8 | 0
2015 | ENT_2_TVA_Transmission | ENT | TVA_Transmission | Internal | Summer | B8 | 500 | 2100 | 0 | 58.62 | 59.63 | 8 | 0
2015 | ENT_2_TVA_Transmission | ENT | TVA_Transmission | Internal | Summer | B9 | 800 | 2100 | 0 | 58.19 | 58.61 | 8 | 0
2015 | ENT_2_TVA_Transmission | ENT | TVA_Transmission | Internal | Summer | B10 | 1262 | 2100 | 0 | 56.26 | 56.62 | 8 | 0
2015 | ENT_2_TVA_Transmission | ENT | TVA_Transmission | Internal | Winter | B16 | 25 | 2100 | 894.94 | 74.89 | 82.89 | 8 | 0
2015 | ENT_2_TVA_Transmission | ENT | TVA_Transmission | Internal | Winter | B17 | 100 | 2100 | 0 | 61.82 | 67.82 | 8 | 0
2015 | ENT_2_TVA_Transmission | ENT | TVA_Transmission | Internal | Winter | B18 | 400 | 2100 | 0 | 61.82 | 63.55 | 8 | 0
2015 | ENT_2_TVA_Transmission | ENT | TVA_Transmission | Internal | Winter | B19 | 700 | 2100 | 0 | 59.76 | 62.64 | 8 | 0
2015 | ENT_2_TVA_Transmission | ENT | TVA_Transmission | Internal | Winter | B20 | 935 | 2100 | 0 | 59.76 | 60.78 | 8 | 0
2015 | FRCC_2_SOCO | FRCC | SOCO | Internal | Shoulder | B11 | 25 | 900 | 0 | 99.03 | 89.03 | 8 | 0
2015 | FRCC_2_SOCO | FRCC | SOCO | Internal | Shoulder | B12 | 200 | 900 | 0 | 66.84 | 61.81 | 8 | 0
2015 | FRCC_2_SOCO | FRCC | SOCO | Internal | Shoulder | B13 | 600 | 900 | 0 | 65.31 | 59.66 | 8 | 0
2015 | FRCC_2_SOCO | FRCC | SOCO | Internal | Shoulder | B14 | 900 | 900 | 0 | 64.06 | 59.66 | 8 | 0
2015 | FRCC_2_SOCO | FRCC | SOCO | Internal | Shoulder | B15 | 1203 | 900 | 0 | 64.06 | 59.66 | 8 | 0
2015 | FRCC_2_SOCO | FRCC | SOCO | Internal | Summer | B1 | 10 | 900 | 0 | 103.77 | 99.28 | 8 | 0
2015 | FRCC_2_SOCO | FRCC | SOCO | Internal | Summer | B2 | 25 | 900 | 0 | 103.77 | 97.77 | 8 | 0
2015 | FRCC_2_SOCO | FRCC | SOCO | Internal | Summer | B3 | 75 | 900 | 0 | 103.77 | 97.77 | 8 | 0
2015 | FRCC_2_SOCO | FRCC | SOCO | Internal | Summer | B4 | 100 | 900 | 0 | 103.77 | 97.77 | 8 | 0
2015 | FRCC_2_SOCO | FRCC | SOCO | Internal | Summer | B5 | 200 | 900 | 0 | 100.13 | 90.13 | 8 | 0
2015 | FRCC_2_SOCO | FRCC | SOCO | Internal | Summer | B6 | 300 | 900 | 0 | 86.38 | 76.38 | 8 | 0
2015 | FRCC_2_SOCO | FRCC | SOCO | Internal | Summer | B7 | 400 | 900 | 0 | 72.43 | 67.24 | 8 | 0
2015 | FRCC_2_SOCO | FRCC | SOCO | Internal | Summer | B8 | 500 | 900 | 0 | 66.14 | 66.62 | 8 | 0
2015 | FRCC_2_SOCO | FRCC | SOCO | Internal | Summer | B9 | 800 | 900 | 0 | 63.4 | 59.14 | 8 | 0
2015 | FRCC_2_SOCO | FRCC | SOCO | Internal | Summer | B10 | 1262 | 900 | 0 | 63.4 | 58.49 | 8 | 0
2015 | FRCC_2_SOCO | FRCC | SOCO | Internal | Winter | B16 | 25 | 900 | 0 | 92.7 | 83.1 | 8 | 0
2015 | FRCC_2_SOCO | FRCC | SOCO | Internal | Winter | B17 | 100 | 900 | 0 | 68.96 | 65.38 | 8 | 0
2015 | FRCC_2_SOCO | FRCC | SOCO | Internal | Winter | B18 | 400 | 900 | 0 | 66.09 | 62.04 | 8 | 0
2015 | FRCC_2_SOCO | FRCC | SOCO | Internal | Winter | B19 | 700 | 900 | 0 | 66.09 | 62.04 | 8 | 0
2015 | FRCC_2_SOCO | FRCC | SOCO | Internal | Winter | B20 | 935 | 900 | 0 | 66.09 | 62.04 | 8 | 0
2015 | HQ_NEISO_2_NEISO | HQ_NEISO | NEISO | Internal | Shoulder | B11 | 25 | 99999 | 2920 | 55.75 | 55.76 | 0.01 | 0
2015 | HQ_NEISO_2_NEISO | HQ_NEISO | NEISO | Internal | Shoulder | B12 | 200 | 99999 | 2920 | 55.75 | 55.76 | 0.01 | 0
2015 | HQ_NEISO_2_NEISO | HQ_NEISO | NEISO | Internal | Shoulder | B13 | 600 | 99999 | 2920 | 55.75 | 55.76 | 0.01 | 0
2015 | HQ_NEISO_2_NEISO | HQ_NEISO | NEISO | Internal | Shoulder | B14 | 900 | 99999 | 2920 | 55.75 | 55.76 | 0.01 | 0
2015 | HQ_NEISO_2_NEISO | HQ_NEISO | NEISO | Internal | Shoulder | B15 | 1203 | 99999 | 1143.24 | 55.75 | 55.76 | 0.01 | 0
2015 | HQ_NEISO_2_NEISO | HQ_NEISO | NEISO | Internal | Summer | B1 | 10 | 99999 | 2920.1 | 97.93 | 97.95 | 0.01 | 0
2015 | HQ_NEISO_2_NEISO | HQ_NEISO | NEISO | Internal | Summer | B2 | 25 | 99999 | 2920 | 82.4 | 82.41 | 0.01 | 0
2015 | HQ_NEISO_2_NEISO | HQ_NEISO | NEISO | Internal | Summer | B3 | 75 | 99999 | 2920 | 76.45 | 76.46 | 0.01 | 0
2015 | HQ_NEISO_2_NEISO | HQ_NEISO | NEISO | Internal | Summer | B4 | 100 | 99999 | 2920 | 70.45 | 70.46 | 0.01 | 0
2015 | HQ_NEISO_2_NEISO | HQ_NEISO | NEISO | Internal | Summer | B5 | 200 | 99999 | 2920 | 53.05 | 53.06 | 0.01 | 0
2015 | HQ_NEISO_2_NEISO | HQ_NEISO | NEISO | Internal | Summer | B6 | 300 | 99999 | 2920 | 53.05 | 53.06 | 0.01 | 0
2015 | HQ_NEISO_2_NEISO | HQ_NEISO | NEISO | Internal | Summer | B7 | 400 | 99999 | 2920 | 53.05 | 53.06 | 0.01 | 0
2015 | HQ_NEISO_2_NEISO | HQ_NEISO | NEISO | Internal | Summer | B8 | 500 | 99999 | 2920 | 53.05 | 53.06 | 0.01 | 0
2015 | HQ_NEISO_2_NEISO | HQ_NEISO | NEISO | Internal | Summer | B9 | 800 | 99999 | 2920 | 53.05 | 53.06 | 0.01 | 0
2015 | HQ_NEISO_2_NEISO | HQ_NEISO | NEISO | Internal | Summer | B10 | 1262 | 99999 | 795.94 | 53.05 | 53.06 | 0.01 | 0
2015 | HQ_NEISO_2_NEISO | HQ_NEISO | NEISO | Internal | Winter | B16 | 25 | 99999 | 2920 | 64.14 | 64.15 | 0.01 | 0
2015 | HQ_NEISO_2_NEISO | HQ_NEISO | NEISO | Internal | Winter | B17 | 100 | 99999 | 2920 | 64.14 | 64.15 | 0.01 | 0
2015 | HQ_NEISO_2_NEISO | HQ_NEISO | NEISO | Internal | Winter | B18 | 400 | 99999 | 2920 | 64.14 | 64.15 | 0.01 | 0
2015 | HQ_NEISO_2_NEISO | HQ_NEISO | NEISO | Internal | Winter | B19 | 700 | 99999 | 2920 | 64.14 | 64.15 | 0.01 | 0
2015 | HQ_NEISO_2_NEISO | HQ_NEISO | NEISO | Internal | Winter | B20 | 935 | 99999 | 1233.58 | 64.14 | 64.15 | 0.01 | 0
2015 | HQ_NY_2_NYISO_A-F | HQ_NY | NYISO_A-F | Internal | Shoulder | B11 | 25 | 99999 | 1000 | 60.45 | 60.47 | 0.01 | 0
2015 | HQ_NY_2_NYISO_A-F | HQ_NY | NYISO_A-F | Internal | Shoulder | B12 | 200 | 99999 | 1000 | 58.74 | 58.75 | 0.01 | 0
2015 | HQ_NY_2_NYISO_A-F | HQ_NY | NYISO_A-F | Internal | Shoulder | B13 | 600 | 99999 | 1000 | 57.74 | 57.76 | 0.01 | 0
2015 | HQ_NY_2_NYISO_A-F | HQ_NY | NYISO_A-F | Internal | Shoulder | B14 | 900 | 99999 | 1000 | 56.81 | 56.82 | 0.01 | 0
2015 | HQ_NY_2_NYISO_A-F | HQ_NY | NYISO_A-F | Internal | Shoulder | B15 | 1203 | 99999 | 188.69 | 56.81 | 56.82 | 0.01 | 0
2015 | HQ_NY_2_NYISO_A-F | HQ_NY | NYISO_A-F | Internal | Summer | B1 | 10 | 99999 | 1000.1 | 91.66 | 91.67 | 0.01 | 0
2015 | HQ_NY_2_NYISO_A-F | HQ_NY | NYISO_A-F | Internal | Summer | B2 | 25 | 99999 | 1000.1 | 85.38 | 85.39 | 0.01 | 0
2015 | HQ_NY_2_NYISO_A-F | HQ_NY | NYISO_A-F | Internal | Summer | B3 | 75 | 99999 | 1000 | 79.45 | 79.46 | 0.01 | 0
2015 | HQ_NY_2_NYISO_A-F | HQ_NY | NYISO_A-F | Internal | Summer | B4 | 100 | 99999 | 1000 | 75.93 | 75.94 | 0.01 | 0
2015 | HQ_NY_2_NYISO_A-F | HQ_NY | NYISO_A-F | Internal | Summer | B5 | 200 | 99999 | 1000 | 67.13 | 67.14 | 0.01 | 0
2015 | HQ_NY_2_NYISO_A-F | HQ_NY | NYISO_A-F | Internal | Summer | B6 | 300 | 99999 | 1000 | 57.76 | 57.78 | 0.01 | 0
2015 | HQ_NY_2_NYISO_A-F | HQ_NY | NYISO_A-F | Internal | Summer | B7 | 400 | 99999 | 1000 | 56.03 | 56.04 | 0.01 | 0
2015 | HQ_NY_2_NYISO_A-F | HQ_NY | NYISO_A-F | Internal | Summer | B8 | 500 | 99999 | 1000 | 55.16 | 55.18 | 0.01 | 0
2015 | HQ_NY_2_NYISO_A-F | HQ_NY | NYISO_A-F | Internal | Summer | B9 | 800 | 99999 | 1000 | 55.16 | 55.18 | 0.01 | 0
2015 | HQ_NY_2_NYISO_A-F | HQ_NY | NYISO_A-F | Internal | Summer | B10 | 1262 | 99999 | 30.11 | 55.16 | 55.18 | 0.01 | 0
2015 | HQ_NY_2_NYISO_A-F | HQ_NY | NYISO_A-F | Internal | Winter | B16 | 25 | 99999 | 1000 | 67.56 | 67.57 | 0.01 | 0
2015 | HQ_NY_2_NYISO_A-F | HQ_NY | NYISO_A-F | Internal | Winter | B17 | 100 | 99999 | 1000 | 61.51 | 61.53 | 0.01 | 0
2015 | HQ_NY_2_NYISO_A-F | HQ_NY | NYISO_A-F | Internal | Winter | B18 | 400 | 99999 | 1000 | 61.51 | 61.53 | 0.01 | 0
2015 | HQ_NY_2_NYISO_A-F | HQ_NY | NYISO_A-F | Internal | Winter | B19 | 700 | 99999 | 1000 | 61.51 | 61.53 | 0.01 | 0
2015 | HQ_NY_2_NYISO_A-F | HQ_NY | NYISO_A-F | Internal | Winter | B20 | 935 | 99999 | 229.95 | 61.51 | 61.53 | 0.01 | 0
2015 | HQ_IESO_2_IESO | HQ_IESO | IESO | Internal | Shoulder | B11 | 25 | 99999 | 400 | 53.45 | 53.47 | 0.01 | 0
2015 | HQ_IESO_2_IESO | HQ_IESO | IESO | Internal | Shoulder | B12 | 200 | 99999 | 400 | 51.74 | 51.75 | 0.01 | 0
2015 | HQ_IESO_2_IESO | HQ_IESO | IESO | Internal | Shoulder | B13 | 600 | 99999 | 400 | 49.93 | 49.94 | 0.01 | 0
2015 | HQ_IESO_2_IESO | HQ_IESO | IESO | Internal | Shoulder | B14 | 900 | 99999 | 400 | 48.72 | 48.73 | 0.01 | 0
2015 | HQ_IESO_2_IESO | HQ_IESO | IESO | Internal | Shoulder | B15 | 1203 | 99999 | 75.48 | 48.72 | 48.73 | 0.01 | 0
2015 | HQ_IESO_2_IESO | HQ_IESO | IESO | Internal | Summer | B1 | 10 | 99999 | 400.1 | 84.66 | 84.67 | 0.01 | 0
2015 | HQ_IESO_2_IESO | HQ_IESO | IESO | Internal | Summer | B2 | 25 | 99999 | 400.1 | 84.66 | 84.67 | 0.01 | 0
2015 | HQ_IESO_2_IESO | HQ_IESO | IESO | Internal | Summer | B3 | 75 | 99999 | 400 | 80.39 | 80.4 | 0.01 | 0
2015 | HQ_IESO_2_IESO | HQ_IESO | IESO | Internal | Summer | B4 | 100 | 99999 | 400 | 75.63 | 75.64 | 0.01 | 0
2015 | HQ_IESO_2_IESO | HQ_IESO | IESO | Internal | Summer | B5 | 200 | 99999 | 400 | 60.13 | 60.14 | 0.01 | 0
2015 | HQ_IESO_2_IESO | HQ_IESO | IESO | Internal | Summer | B6 | 300 | 99999 | 400 | 50.76 | 50.78 | 0.01 | 0
2015 | HQ_IESO_2_IESO | HQ_IESO | IESO | Internal | Summer | B7 | 400 | 99999 | 400 | 47.34 | 47.35 | 0.01 | 0
2015 | HQ_IESO_2_IESO | HQ_IESO | IESO | Internal | Summer | B8 | 500 | 99999 | 400 | 46.52 | 46.53 | 0.01 | 0
2015 | HQ_IESO_2_IESO | HQ_IESO | IESO | Internal | Summer | B9 | 800 | 99999 | 400 | 45.93 | 45.94 | 0.01 | 0
2015 | HQ_IESO_2_IESO | HQ_IESO | IESO | Internal | Summer | B10 | 1262 | 99999 | 12.04 | 45.93 | 45.94 | 0.01 | 0
2015 | HQ_IESO_2_IESO | HQ_IESO | IESO | Internal | Winter | B16 | 25 | 99999 | 400 | 60.56 | 60.57 | 0.01 | 0
2015 | HQ_IESO_2_IESO | HQ_IESO | IESO | Internal | Winter | B17 | 100 | 99999 | 400 | 54.51 | 54.53 | 0.01 | 0
2015 | HQ_IESO_2_IESO | HQ_IESO | IESO | Internal | Winter | B18 | 400 | 99999 | 400 | 51.59 | 51.6 | 0.01 | 0
2015 | HQ_IESO_2_IESO | HQ_IESO | IESO | Internal | Winter | B19 | 700 | 99999 | 400 | 50.82 | 50.83 | 0.01 | 0
2015 | HQ_IESO_2_IESO | HQ_IESO | IESO | Internal | Winter | B20 | 935 | 99999 | 91.98 | 50.82 | 50.83 | 0.01 | 0
2015 | IESO_2_MAPP_CA | IESO | MAPP_CA | Internal | Shoulder | B11 | 25 | 269 | 269 | 53.47 | 70.97 | 7 | 10.51
2015 | IESO_2_MAPP_CA | IESO | MAPP_CA | Internal | Shoulder | B12 | 200 | 269 | 269 | 51.75 | 61.04 | 7 | 2.29
2015 | IESO_2_MAPP_CA | IESO | MAPP_CA | Internal | Shoulder | B13 | 600 | 269 | 89.74 | 49.94 | 56.94 | 7 | 0
2015 | IESO_2_MAPP_CA | IESO | MAPP_CA | Internal | Shoulder | B14 | 900 | 269 | 96.45 | 48.73 | 55.73 | 7 | 0
2015 | IESO_2_MAPP_CA | IESO | MAPP_CA | Internal | Shoulder | B15 | 1203 | 269 | 106.68 | 48.73 | 55.73 | 7 | 0
2015 | IESO_2_MAPP_CA | IESO | MAPP_CA | Internal | Summer | B1 | 10 | 269 | 0 | 84.67 | 76.67 | 7 | 0
2015 | IESO_2_MAPP_CA | IESO | MAPP_CA | Internal | Summer | B2 | 25 | 269 | 0 | 84.67 | 76.67 | 7 | 0
2015 | IESO_2_MAPP_CA | IESO | MAPP_CA | Internal | Summer | B3 | 75 | 269 | 0 | 80.4 | 76.56 | 7 | 0
2015 | IESO_2_MAPP_CA | IESO | MAPP_CA | Internal | Summer | B4 | 100 | 269 | 0 | 75.64 | 75.73 | 7 | 0
2015 | IESO_2_MAPP_CA | IESO | MAPP_CA | Internal | Summer | B5 | 200 | 269 | 269 | 60.14 | 70.97 | 7 | 3.84
2015 | IESO_2_MAPP_CA | IESO | MAPP_CA | Internal | Summer | B6 | 300 | 269 | 269 | 50.78 | 60.98 | 7 | 3.2
2015 | IESO_2_MAPP_CA | IESO | MAPP_CA | Internal | Summer | B7 | 400 | 269 | 0 | 47.35 | 54.32 | 7 | 0
2015 | IESO_2_MAPP_CA | IESO | MAPP_CA | Internal | Summer | B8 | 500 | 269 | 0 | 46.53 | 53.52 | 7 | 0
2015 | IESO_2_MAPP_CA | IESO | MAPP_CA | Internal | Summer | B9 | 800 | 269 | 0 | 45.94 | 52.87 | 7 | 0
2015 | IESO_2_MAPP_CA | IESO | MAPP_CA | Internal | Summer | B10 | 1262 | 269 | 0 | 45.94 | 52.87 | 7 | 0
2015 | IESO_2_MAPP_CA | IESO | MAPP_CA | Internal | Winter | B16 | 25 | 269 | 269 | 60.57 | 74.88 | 7 | 7.31
2015 | IESO_2_MAPP_CA | IESO | MAPP_CA | Internal | Winter | B17 | 100 | 269 | 269 | 54.53 | 65.66 | 7 | 4.13
2015 | IESO_2_MAPP_CA | IESO | MAPP_CA | Internal | Winter | B18 | 400 | 269 | 0 | 51.6 | 58.59 | 7 | 0
2015 | IESO_2_MAPP_CA | IESO | MAPP_CA | Internal | Winter | B19 | 700 | 269 | 269 | 50.83 | 58.59 | 7 | 0.76
2015 | IESO_2_MAPP_CA | IESO | MAPP_CA | Internal | Winter | B20 | 935 | 269 | 269 | 50.83 | 58.59 | 7 | 0.76
2015 | IESO_2_MISO_MI | IESO | MISO_MI | Internal | Shoulder | B11 | 25 | 3125 | 3125 | 53.47 | 72.6 | 7 | 12.13
2015 | IESO_2_MISO_MI | IESO | MISO_MI | Internal | Shoulder | B12 | 200 | 3125 | 3125 | 51.75 | 61.06 | 7 | 2.32
2015 | IESO_2_MISO_MI | IESO | MISO_MI | Internal | Shoulder | B13 | 600 | 3125 | 3125 | 49.94 | 56.97 | 7 | 0.02
2015 | IESO_2_MISO_MI | IESO | MISO_MI | Internal | Shoulder | B14 | 900 | 3125 | 2157.94 | 48.73 | 55.73 | 7 | 0
2015 | IESO_2_MISO_MI | IESO | MISO_MI | Internal | Shoulder | B15 | 1203 | 3125 | 0 | 48.73 | 54.05 | 7 | 0
2015 | IESO_2_MISO_MI | IESO | MISO_MI | Internal | Summer | B1 | 10 | 3125 | 1262.5 | 84.67 | 91.67 | 7 | 0
2015 | IESO_2_MISO_MI | IESO | MISO_MI | Internal | Summer | B2 | 25 | 3125 | 1865.91 | 84.67 | 91.67 | 7 | 0
2015 | IESO_2_MISO_MI | IESO | MISO_MI | Internal | Summer | B3 | 75 | 3125 | 2542.51 | 80.4 | 87.4 | 7 | 0
2015 | IESO_2_MISO_MI | IESO | MISO_MI | Internal | Summer | B4 | 100 | 3125 | 3013 | 75.64 | 82.64 | 7 | 0
2015 | IESO_2_MISO_MI | IESO | MISO_MI | Internal | Summer | B5 | 200 | 3125 | 3125 | 60.14 | 73.11 | 7 | 5.98
2015 | IESO_2_MISO_MI | IESO | MISO_MI | Internal | Summer | B6 | 300 | 3125 | 3125 | 50.78 | 60.99 | 7 | 3.22
2015 | IESO_2_MISO_MI | IESO | MISO_MI | Internal | Summer | B7 | 400 | 3125 | 2539.37 | 47.35 | 54.35 | 7 | 0
2015 | IESO_2_MISO_MI | IESO | MISO_MI | Internal | Summer | B8 | 500 | 3125 | 3125 | 46.53 | 53.54 | 7 | 0.01
2015 | IESO_2_MISO_MI | IESO | MISO_MI | Internal | Summer | B9 | 800 | 3125 | 2725.6 | 45.94 | 52.94 | 7 | 0
2015 | IESO_2_MISO_MI | IESO | MISO_MI | Internal | Summer | B10 | 1262 | 3125 | 344.95 | 45.94 | 52.94 | 7 | 0
2015 | IESO_2_MISO_MI | IESO | MISO_MI | Internal | Winter | B16 | 25 | 3125 | 3125 | 60.57 | 73.27 | 7 | 5.7
2015 | IESO_2_MISO_MI | IESO | MISO_MI | Internal | Winter | B17 | 100 | 3125 | 3125 | 54.53 | 65.67 | 7 | 4.14
2015 | IESO_2_MISO_MI | IESO | MISO_MI | Internal | Winter | B18 | 400 | 3125 | 2967.32 | 51.6 | 58.6 | 7 | 0
2015 | IESO_2_MISO_MI | IESO | MISO_MI | Internal | Winter | B19 | 700 | 3125 | 1299.12 | 50.83 | 57.83 | 7 | 0
2015 | IESO_2_MISO_MI | IESO | MISO_MI | Internal | Winter | B20 | 935 | 3125 | 0 | 50.83 | 53.18 | 7 | 0
2015 | IESO_2_MISO_W | IESO | MISO_W | Internal | Shoulder | B11 | 25 | 195 | 195 | 53.47 | 76.02 | 7 | 15.55
2015 | IESO_2_MISO_W | IESO | MISO_W | Internal | Shoulder | B12 | 200 | 195 | 195 | 51.75 | 61.05 | 7 | 2.3
2015 | IESO_2_MISO_W | IESO | MISO_W | Internal | Shoulder | B13 | 600 | 195 | 195 | 49.94 | 56.96 | 7 | 0.01
2015 | IESO_2_MISO_W | IESO | MISO_W | Internal | Shoulder | B14 | 900 | 195 | 0 | 48.73 | 55.72 | 7 | 0
2015 | IESO_2_MISO_W | IESO | MISO_W | Internal | Shoulder | B15 | 1203 | 195 | 0 | 48.73 | 54.01 | 7 | 0
2015 | IESO_2_MISO_W | IESO | MISO_W | Internal | Summer | B1 | 10 | 195 | 0 | 84.67 | 91.28 | 7 | 0
2015 | IESO_2_MISO_W | IESO | MISO_W | Internal | Summer | B2 | 25 | 195 | 0 | 84.67 | 88.63 | 7 | 0
2015 | IESO_2_MISO_W | IESO | MISO_W | Internal | Summer | B3 | 75 | 195 | 195 | 80.4 | 88.52 | 7 | 1.12
2015 | IESO_2_MISO_W | IESO | MISO_W | Internal | Summer | B4 | 100 | 195 | 195 | 75.64 | 86.62 | 7 | 3.98
2015 | IESO_2_MISO_W | IESO | MISO_W | Internal | Summer | B5 | 200 | 195 | 195 | 60.14 | 74.11 | 7 | 6.98
2015 | IESO_2_MISO_W | IESO | MISO_W | Internal | Summer | B6 | 300 | 195 | 195 | 50.78 | 60.99 | 7 | 3.22
2015 | IESO_2_MISO_W | IESO | MISO_W | Internal | Summer | B7 | 400 | 195 | 0 | 47.35 | 54.34 | 7 | 0
2015 | IESO_2_MISO_W | IESO | MISO_W | Internal | Summer | B8 | 500 | 195 | 136.88 | 46.53 | 53.53 | 7 | 0
2015 | IESO_2_MISO_W | IESO | MISO_W | Internal | Summer | B9 | 800 | 195 | 0 | 45.94 | 52.85 | 7 | 0
2015 | IESO_2_MISO_W | IESO | MISO_W | Internal | Summer | B10 | 1262 | 195 | 0 | 45.94 | 51.4 | 7 | 0
2015 | IESO_2_MISO_W | IESO | MISO_W | Internal | Winter | B16 | 25 | 195 | 195 | 60.57 | 74.89 | 7 | 7.32
2015 | IESO_2_MISO_W | IESO | MISO_W | Internal | Winter | B17 | 100 | 195 | 195 | 54.53 | 65.67 | 7 | 4.14
2015 | IESO_2_MISO_W | IESO | MISO_W | Internal | Winter | B18 | 400 | 195 | 151.68 | 51.6 | 58.6 | 7 | 0
2015 | IESO_2_MISO_W | IESO | MISO_W | Internal | Winter | B19 | 700 | 195 | 133.25 | 50.83 | 57.83 | 7 | 0
2015 | IESO_2_MISO_W | IESO | MISO_W | Internal | Winter | B20 | 935 | 195 | 0 | 50.83 | 52.78 | 7 | 0
2015 | IESO_2_NYISO_A-F | IESO | NYISO_A-F | Internal | Shoulder | B11 | 25 | 2224 | 1719.7 | 53.47 | 60.47 | 7 | 0
2015 | IESO_2_NYISO_A-F | IESO | NYISO_A-F | Internal | Shoulder | B12 | 200 | 2224 | 1540.36 | 51.75 | 58.75 | 7 | 0
2015 | IESO_2_NYISO_A-F | IESO | NYISO_A-F | Internal | Shoulder | B13 | 600 | 2224 | 2224 | 49.94 | 57.76 | 7 | 0.81
2015 | IESO_2_NYISO_A-F | IESO | NYISO_A-F | Internal | Shoulder | B14 | 900 | 2224 | 2224 | 48.73 | 56.82 | 7 | 1.09
2015 | IESO_2_NYISO_A-F | IESO | NYISO_A-F | Internal | Shoulder | B15 | 1203 | 2224 | 2224 | 48.73 | 56.82 | 7 | 1.09
2015 | IESO_2_NYISO_A-F | IESO | NYISO_A-F | Internal | Summer | B1 | 10 | 2224 | 166.2 | 84.67 | 91.67 | 7 | 0
2015 | IESO_2_NYISO_A-F | IESO | NYISO_A-F | Internal | Summer | B2 | 25 | 2224 | 0 | 84.67 | 85.39 | 7 | 0
2015 | IESO_2_NYISO_A-F | IESO | NYISO_A-F | Internal | Summer | B3 | 75 | 2224 | 0 | 80.4 | 79.46 | 7 | 0
2015 | IESO_2_NYISO_A-F | IESO | NYISO_A-F | Internal | Summer | B4 | 100 | 2224 | 0 | 75.64 | 75.94 | 7 | 0
2015 | IESO_2_NYISO_A-F | IESO | NYISO_A-F | Internal | Summer | B5 | 200 | 2224 | 6.76 | 60.14 | 67.14 | 7 | 0
2015 | IESO_2_NYISO_A-F | IESO | NYISO_A-F | Internal | Summer | B6 | 300 | 2224 | 489.32 | 50.78 | 57.78 | 7 | 0
2015 | IESO_2_NYISO_A-F | IESO | NYISO_A-F | Internal | Summer | B7 | 400 | 2224 | 2224 | 47.35 | 56.04 | 7 | 1.69
2015 | IESO_2_NYISO_A-F | IESO | NYISO_A-F | Internal | Summer | B8 | 500 | 2224 | 2224 | 46.53 | 55.18 | 7 | 1.65
2015 | IESO_2_NYISO_A-F | IESO | NYISO_A-F | Internal | Summer | B9 | 800 | 2224 | 2224 | 45.94 | 55.18 | 7 | 2.24
2015 | IESO_2_NYISO_A-F | IESO | NYISO_A-F | Internal | Summer | B10 | 1262 | 2224 | 2224 | 45.94 | 55.18 | 7 | 2.24
2015 | IESO_2_NYISO_A-F | IESO | NYISO_A-F | Internal | Winter | B16 | 25 | 2224 | 684.66 | 60.57 | 67.57 | 7 | 0
2015 | IESO_2_NYISO_A-F | IESO | NYISO_A-F | Internal | Winter | B17 | 100 | 2224 | 1125.81 | 54.53 | 61.53 | 7 | 0
2015 | IESO_2_NYISO_A-F | IESO | NYISO_A-F | Internal | Winter | B18 | 400 | 2224 | 2224 | 51.6 | 61.53 | 7 | 2.92
2015 | IESO_2_NYISO_A-F | IESO | NYISO_A-F | Internal | Winter | B19 | 700 | 2224 | 2224 | 50.83 | 61.53 | 7 | 3.7
2015 | IESO_2_NYISO_A-F | IESO | NYISO_A-F | Internal | Winter | B20 | 935 | 2224 | 2224 | 50.83 | 61.53 | 7 | 3.7
2015 | MAPP_CA_2_IESO | MAPP_CA | IESO | Internal | Shoulder | B11 | 25 | 337 | 0 | 70.97 | 53.47 | 8 | 0
2015 | MAPP_CA_2_IESO | MAPP_CA | IESO | Internal | Shoulder | B12 | 200 | 337 | 0 | 61.04 | 51.75 | 8 | 0
2015 | MAPP_CA_2_IESO | MAPP_CA | IESO | Internal | Shoulder | B13 | 600 | 337 | 0 | 56.94 | 49.94 | 8 | 0
2015 | MAPP_CA_2_IESO | MAPP_CA | IESO | Internal | Shoulder | B14 | 900 | 337 | 0 | 55.73 | 48.73 | 8 | 0
2015 | MAPP_CA_2_IESO | MAPP_CA | IESO | Internal | Shoulder | B15 | 1203 | 337 | 0 | 55.73 | 48.73 | 8 | 0
2015 | MAPP_CA_2_IESO | MAPP_CA | IESO | Internal | Summer | B1 | 10 | 337 | 130.32 | 76.67 | 84.67 | 8 | 0
2015 | MAPP_CA_2_IESO | MAPP_CA | IESO | Internal | Summer | B2 | 25 | 337 | 83.55 | 76.67 | 84.67 | 8 | 0
2015 | MAPP_CA_2_IESO | MAPP_CA | IESO | Internal | Summer | B3 | 75 | 337 | 0 | 76.56 | 80.4 | 8 | 0
2015 | MAPP_CA_2_IESO | MAPP_CA | IESO | Internal | Summer | B4 | 100 | 337 | 0 | 75.73 | 75.64 | 8 | 0
2015 | MAPP_CA_2_IESO | MAPP_CA | IESO | Internal | Summer | B5 | 200 | 337 | 0 | 70.97 | 60.14 | 8 | 0
2015 | MAPP_CA_2_IESO | MAPP_CA | IESO | Internal | Summer | B6 | 300 | 337 | 0 | 60.98 | 50.78 | 8 | 0
2015 | MAPP_CA_2_IESO | MAPP_CA | IESO | Internal | Summer | B7 | 400 | 337 | 0 | 54.32 | 47.35 | 8 | 0
2015 | MAPP_CA_2_IESO | MAPP_CA | IESO | Internal | Summer | B8 | 500 | 337 | 0 | 53.52 | 46.53 | 8 | 0
2015 | MAPP_CA_2_IESO | MAPP_CA | IESO | Internal | Summer | B9 | 800 | 337 | 0 | 52.87 | 45.94 | 8 | 0
2015 | MAPP_CA_2_IESO | MAPP_CA | IESO | Internal | Summer | B10 | 1262 | 337 | 0 | 52.87 | 45.94 | 8 | 0
2015 | MAPP_CA_2_IESO | MAPP_CA | IESO | Internal | Winter | B16 | 25 | 337 | 0 | 74.88 | 60.57 | 8 | 0
2015 | MAPP_CA_2_IESO | MAPP_CA | IESO | Internal | Winter | B17 | 100 | 337 | 0 | 65.66 | 54.53 | 8 | 0
2015 | MAPP_CA_2_IESO | MAPP_CA | IESO | Internal | Winter | B18 | 400 | 337 | 0 | 58.59 | 51.6 | 8 | 0
2015 | MAPP_CA_2_IESO | MAPP_CA | IESO | Internal | Winter | B19 | 700 | 337 | 0 | 58.59 | 50.83 | 8 | 0
2015 | MAPP_CA_2_IESO | MAPP_CA | IESO | Internal | Winter | B20 | 935 | 337 | 0 | 58.59 | 50.83 | 8 | 0
2015 | MAPP_CA_2_MAPP_US | MAPP_CA | MAPP_US | Internal | Shoulder | B11 | 25 | 372 | 0 | 70.97 | 69.02 | 7 | 0
2015 | MAPP_CA_2_MAPP_US | MAPP_CA | MAPP_US | Internal | Shoulder | B12 | 200 | 372 | 0 | 61.04 | 54.05 | 7 | 0
2015 | MAPP_CA_2_MAPP_US | MAPP_CA | MAPP_US | Internal | Shoulder | B13 | 600 | 372 | 0 | 56.94 | 54.05 | 7 | 0
2015 | MAPP_CA_2_MAPP_US | MAPP_CA | MAPP_US | Internal | Shoulder | B14 | 900 | 372 | 0 | 55.73 | 54.05 | 7 | 0
2015 | MAPP_CA_2_MAPP_US | MAPP_CA | MAPP_US | Internal | Shoulder | B15 | 1203 | 372 | 0 | 55.73 | 54.05 | 7 | 0
2015 | MAPP_CA_2_MAPP_US | MAPP_CA | MAPP_US | Internal | Summer | B1 | 10 | 372 | 372 | 76.67 | 84.28 | 7 | 0.61
2015 | MAPP_CA_2_MAPP_US | MAPP_CA | MAPP_US | Internal | Summer | B2 | 25 | 372 | 306.87 | 76.67 | 83.67 | 7 | 0
2015 | MAPP_CA_2_MAPP_US | MAPP_CA | MAPP_US | Internal | Summer | B3 | 75 | 372 | 313.83 | 76.56 | 83.56 | 7 | 0
2015 | MAPP_CA_2_MAPP_US | MAPP_CA | MAPP_US | Internal | Summer | B4 | 100 | 372 | 0 | 75.73 | 79.62 | 7 | 0
2015 | MAPP_CA_2_MAPP_US | MAPP_CA | MAPP_US | Internal | Summer | B5 | 200 | 372 | 0 | 70.97 | 67.12 | 7 | 0
2015 | MAPP_CA_2_MAPP_US | MAPP_CA | MAPP_US | Internal | Summer | B6 | 300 | 372 | 0 | 60.98 | 53.99 | 7 | 0
2015 | MAPP_CA_2_MAPP_US | MAPP_CA | MAPP_US | Internal | Summer | B7 | 400 | 372 | 0 | 54.32 | 52.46 | 7 | 0
2015 | MAPP_CA_2_MAPP_US | MAPP_CA | MAPP_US | Internal | Summer | B8 | 500 | 372 | 0 | 53.52 | 51.2 | 7 | 0
2015 | MAPP_CA_2_MAPP_US | MAPP_CA | MAPP_US | Internal | Summer | B9 | 800 | 372 | 0 | 52.87 | 51.2 | 7 | 0
2015 | MAPP_CA_2_MAPP_US | MAPP_CA | MAPP_US | Internal | Summer | B10 | 1262 | 372 | 0 | 52.87 | 51.2 | 7 | 0
2015 | MAPP_CA_2_MAPP_US | MAPP_CA | MAPP_US | Internal | Winter | B16 | 25 | 372 | 0 | 74.88 | 67.89 | 7 | 0
2015 | MAPP_CA_2_MAPP_US | MAPP_CA | MAPP_US | Internal | Winter | B17 | 100 | 372 | 0 | 65.66 | 58.67 | 7 | 0
2015 | MAPP_CA_2_MAPP_US | MAPP_CA | MAPP_US | Internal | Winter | B18 | 400 | 372 | 0 | 58.59 | 55.65 | 7 | 0
2015 | MAPP_CA_2_MAPP_US | MAPP_CA | MAPP_US | Internal | Winter | B19 | 700 | 372 | 0 | 58.59 | 55.65 | 7 | 0
2015 | MAPP_CA_2_MAPP_US | MAPP_CA | MAPP_US | Internal | Winter | B20 | 935 | 372 | 0 | 58.59 | 55.65 | 7 | 0
2015 | MAPP_CA_2_MISO_W | MAPP_CA | MISO_W | Internal | Shoulder | B11 | 25 | 1970 | 1970 | 70.97 | 76.02 | 0.01 | 5.03
2015 | MAPP_CA_2_MISO_W | MAPP_CA | MISO_W | Internal | Shoulder | B12 | 200 | 1970 | 1253.32 | 61.04 | 61.05 | 0.01 | 0
2015 | MAPP_CA_2_MISO_W | MAPP_CA | MISO_W | Internal | Shoulder | B13 | 600 | 1970 | 1163.52 | 56.94 | 56.96 | 0.01 | 0
2015 | MAPP_CA_2_MISO_W | MAPP_CA | MISO_W | Internal | Shoulder | B14 | 900 | 1970 | 0 | 55.73 | 55.72 | 0.01 | 0
2015 | MAPP_CA_2_MISO_W | MAPP_CA | MISO_W | Internal | Shoulder | B15 | 1203 | 1970 | 0 | 55.73 | 54.01 | 0.01 | 0
2015 | MAPP_CA_2_MISO_W | MAPP_CA | MISO_W | Internal | Summer | B1 | 10 | 1970 | 1970 | 76.67 | 91.28 | 0.01 | 14.6
2015 | MAPP_CA_2_MISO_W | MAPP_CA | MISO_W | Internal | Summer | B2 | 25 | 1970 | 1970 | 76.67 | 88.63 | 0.01 | 11.95
2015 | MAPP_CA_2_MISO_W | MAPP_CA | MISO_W | Internal | Summer | B3 | 75 | 1970 | 1970 | 76.56 | 88.52 | 0.01 | 11.95
2015 | MAPP_CA_2_MISO_W | MAPP_CA | MISO_W | Internal | Summer | B4 | 100 | 1970 | 1970 | 75.73 | 86.62 | 0.01 | 10.87
2015 | MAPP_CA_2_MISO_W | MAPP_CA | MISO_W | Internal | Summer | B5 | 200 | 1970 | 1970 | 70.97 | 74.11 | 0.01 | 3.13
2015 | MAPP_CA_2_MISO_W | MAPP_CA | MISO_W | Internal | Summer | B6 | 300 | 1970 | 1362.98 | 60.98 | 60.99 | 0.01 | 0
2015 | MAPP_CA_2_MISO_W | MAPP_CA | MISO_W | Internal | Summer | B7 | 400 | 1970 | 1222.19 | 54.32 | 54.34 | 0.01 | 0
2015 | MAPP_CA_2_MISO_W | MAPP_CA | MISO_W | Internal | Summer | B8 | 500 | 1970 | 1407.95 | 53.52 | 53.53 | 0.01 | 0
2015 | MAPP_CA_2_MISO_W | MAPP_CA | MISO_W | Internal | Summer | B9 | 800 | 1970 | 0 | 52.87 | 52.85 | 0.01 | 0
2015 | MAPP_CA_2_MISO_W | MAPP_CA | MISO_W | Internal | Summer | B10 | 1262 | 1970 | 0 | 52.87 | 51.4 | 0.01 | 0
2015 | MAPP_CA_2_MISO_W | MAPP_CA | MISO_W | Internal | Winter | B16 | 25 | 1970 | 1489.44 | 74.88 | 74.89 | 0.01 | 0
2015 | MAPP_CA_2_MISO_W | MAPP_CA | MISO_W | Internal | Winter | B17 | 100 | 1970 | 443.31 | 65.66 | 65.67 | 0.01 | 0
2015 | MAPP_CA_2_MISO_W | MAPP_CA | MISO_W | Internal | Winter | B18 | 400 | 1970 | 243.51 | 58.59 | 58.6 | 0.01 | 0
2015 | MAPP_CA_2_MISO_W | MAPP_CA | MISO_W | Internal | Winter | B19 | 700 | 1970 | 0 | 58.59 | 57.83 | 0.01 | 0
2015 | MAPP_CA_2_MISO_W | MAPP_CA | MISO_W | Internal | Winter | B20 | 935 | 1970 | 0 | 58.59 | 52.78 | 0.01 | 0
2015 | MAPP_US_2_MAPP_CA | MAPP_US | MAPP_CA | Internal | Shoulder | B11 | 25 | 165 | 0 | 69.02 | 70.97 | 7 | 0
2015 | MAPP_US_2_MAPP_CA | MAPP_US | MAPP_CA | Internal | Shoulder | B12 | 200 | 165 | 0 | 54.05 | 61.04 | 7 | 0
2015 | MAPP_US_2_MAPP_CA | MAPP_US | MAPP_CA | Internal | Shoulder | B13 | 600 | 165 | 0 | 54.05 | 56.94 | 7 | 0
2015 | MAPP_US_2_MAPP_CA | MAPP_US | MAPP_CA | Internal | Shoulder | B14 | 900 | 165 | 0 | 54.05 | 55.73 | 7 | 0
2015 | MAPP_US_2_MAPP_CA | MAPP_US | MAPP_CA | Internal | Shoulder | B15 | 1203 | 165 | 0 | 54.05 | 55.73 | 7 | 0
2015 | MAPP_US_2_MAPP_CA | MAPP_US | MAPP_CA | Internal | Summer | B1 | 10 | 165 | 0 | 84.28 | 76.67 | 7 | 0
2015 | MAPP_US_2_MAPP_CA | MAPP_US | MAPP_CA | Internal | Summer | B2 | 25 | 165 | 0 | 83.67 | 76.67 | 7 | 0
2015 | MAPP_US_2_MAPP_CA | MAPP_US | MAPP_CA | Internal | Summer | B3 | 75 | 165 | 0 | 83.56 | 76.56 | 7 | 0
2015 | MAPP_US_2_MAPP_CA | MAPP_US | MAPP_CA | Internal | Summer | B4 | 100 | 165 | 0 | 79.62 | 75.73 | 7 | 0
2015 | MAPP_US_2_MAPP_CA | MAPP_US | MAPP_CA | Internal | Summer | B5 | 200 | 165 | 0 | 67.12 | 70.97 | 7 | 0
2015 | MAPP_US_2_MAPP_CA | MAPP_US | MAPP_CA | Internal | Summer | B6 | 300 | 165 | 0 | 53.99 | 60.98 | 7 | 0
2015 | MAPP_US_2_MAPP_CA | MAPP_US | MAPP_CA | Internal | Summer | B7 | 400 | 165 | 0 | 52.46 | 54.32 | 7 | 0
2015 | MAPP_US_2_MAPP_CA | MAPP_US | MAPP_CA | Internal | Summer | B8 | 500 | 165 | 0 | 51.2 | 53.52 | 7 | 0
2015 | MAPP_US_2_MAPP_CA | MAPP_US | MAPP_CA | Internal | Summer | B9 | 800 | 165 | 0 | 51.2 | 52.87 | 7 | 0
2015 | MAPP_US_2_MAPP_CA | MAPP_US | MAPP_CA | Internal | Summer | B10 | 1262 | 165 | 0 | 51.2 | 52.87 | 7 | 0
2015 | MAPP_US_2_MAPP_CA | MAPP_US | MAPP_CA | Internal | Winter | B16 | 25 | 165 | 0 | 67.89 | 74.88 | 7 | 0
2015 | MAPP_US_2_MAPP_CA | MAPP_US | MAPP_CA | Internal | Winter | B17 | 100 | 165 | 0 | 58.67 | 65.66 | 7 | 0
2015 | MAPP_US_2_MAPP_CA | MAPP_US | MAPP_CA | Internal | Winter | B18 | 400 | 165 | 0 | 55.65 | 58.59 | 7 | 0
2015 | MAPP_US_2_MAPP_CA | MAPP_US | MAPP_CA | Internal | Winter | B19 | 700 | 165 | 0 | 55.65 | 58.59 | 7 | 0
2015 | MAPP_US_2_MAPP_CA | MAPP_US | MAPP_CA | Internal | Winter | B20 | 935 | 165 | 0 | 55.65 | 58.59 | 7 | 0
2015 | MAPP_US_2_MISO_W | MAPP_US | MISO_W | Internal | Shoulder | B11 | 25 | 2635 | 259.62 | 69.02 | 76.02 | 7 | 0
2015 | MAPP_US_2_MISO_W | MAPP_US | MISO_W | Internal | Shoulder | B12 | 200 | 2635 | 401.86 | 54.05 | 61.05 | 7 | 0
2015 | MAPP_US_2_MISO_W | MAPP_US | MISO_W | Internal | Shoulder | B13 | 600 | 2635 | 0 | 54.05 | 56.96 | 7 | 0
2015 | MAPP_US_2_MISO_W | MAPP_US | MISO_W | Internal | Shoulder | B14 | 900 | 2635 | 0 | 54.05 | 55.72 | 7 | 0
2015 | MAPP_US_2_MISO_W | MAPP_US | MISO_W | Internal | Shoulder | B15 | 1203 | 2635 | 0 | 54.05 | 54.01 | 7 | 0
2015 | MAPP_US_2_MISO_W | MAPP_US | MISO_W | Internal | Summer | B1 | 10 | 2635 | 968.88 | 84.28 | 91.28 | 7 | 0
2015 | MAPP_US_2_MISO_W | MAPP_US | MISO_W | Internal | Summer | B2 | 25 | 2635 | 0 | 83.67 | 88.63 | 7 | 0
2015 | MAPP_US_2_MISO_W | MAPP_US | MISO_W | Internal | Summer | B3 | 75 | 2635 | 0 | 83.56 | 88.52 | 7 | 0
2015 | MAPP_US_2_MISO_W | MAPP_US | MISO_W | Internal | Summer | B4 | 100 | 2635 | 59.25 | 79.62 | 86.62 | 7 | 0
2015 | MAPP_US_2_MISO_W | MAPP_US | MISO_W | Internal | Summer | B5 | 200 | 2635 | 0 | 67.12 | 74.11 | 7 | 0
2015 | MAPP_US_2_MISO_W | MAPP_US | MISO_W | Internal | Summer | B6 | 300 | 2635 | 211.31 | 53.99 | 60.99 | 7 | 0
2015 | MAPP_US_2_MISO_W | MAPP_US | MISO_W | Internal | Summer | B7 | 400 | 2635 | 0 | 52.46 | 54.34 | 7 | 0
2015 | MAPP_US_2_MISO_W | MAPP_US | MISO_W | Internal | Summer | B8 | 500 | 2635 | 0 | 51.2 | 53.53 | 7 | 0
2015 | MAPP_US_2_MISO_W | MAPP_US | MISO_W | Internal | Summer | B9 | 800 | 2635 | 0 | 51.2 | 52.85 | 7 | 0
2015 | MAPP_US_2_MISO_W | MAPP_US | MISO_W | Internal | Summer | B10 | 1262 | 2635 | 0 | 51.2 | 51.4 | 7 | 0
2015 | MAPP_US_2_MISO_W | MAPP_US | MISO_W | Internal | Winter | B16 | 25 | 2635 | 1319.3 | 67.89 | 74.89 | 7 | 0
2015 | MAPP_US_2_MISO_W | MAPP_US | MISO_W | Internal | Winter | B17 | 100 | 2635 | 1081.35 | 58.67 | 65.67 | 7 | 0
2015 | MAPP_US_2_MISO_W | MAPP_US | MISO_W | Internal | Winter | B18 | 400 | 2635 | 0 | 55.65 | 58.6 | 7 | 0
2015 | MAPP_US_2_MISO_W | MAPP_US | MISO_W | Internal | Winter | B19 | 700 | 2635 | 0 | 55.65 | 57.83 | 7 | 0
2015 | MAPP_US_2_MISO_W | MAPP_US | MISO_W | Internal | Winter | B20 | 935 | 2635 | 0 | 55.65 | 52.78 | 7 | 0
2015 | MAPP_US_2_NE | MAPP_US | NE | Internal | Shoulder | B11 | 25 | 2000 | 935.61 | 69.02 | 76.02 | 7 | 0
2015 | MAPP_US_2_NE | MAPP_US | NE | Internal | Shoulder | B12 | 200 | 2000 | 0 | 54.05 | 59.97 | 7 | 0
2015 | MAPP_US_2_NE | MAPP_US | NE | Internal | Shoulder | B13 | 600 | 2000 | 0 | 54.05 | 57.51 | 7 | 0
2015 | MAPP_US_2_NE | MAPP_US | NE | Internal | Shoulder | B14 | 900 | 2000 | 0 | 54.05 | 57.31 | 7 | 0
2015 | MAPP_US_2_NE | MAPP_US | NE | Internal | Shoulder | B15 | 1203 | 2000 | 0 | 54.05 | 57.31 | 7 | 0
2015 | MAPP_US_2_NE | MAPP_US | NE | Internal | Summer | B1 | 10 | 2000 | 435.96 | 84.28 | 91.28 | 7 | 0
2015 | MAPP_US_2_NE | MAPP_US | NE | Internal | Summer | B2 | 25 | 2000 | 1371.19 | 83.67 | 90.67 | 7 | 0
2015 | MAPP_US_2_NE | MAPP_US | NE | Internal | Summer | B3 | 75 | 2000 | 1347.22 | 83.56 | 90.56 | 7 | 0
2015 | MAPP_US_2_NE | MAPP_US | NE | Internal | Summer | B4 | 100 | 2000 | 998.32 | 79.62 | 86.62 | 7 | 0
2015 | MAPP_US_2_NE | MAPP_US | NE | Internal | Summer | B5 | 200 | 2000 | 978.37 | 67.12 | 74.12 | 7 | 0
2015 | MAPP_US_2_NE | MAPP_US | NE | Internal | Summer | B6 | 300 | 2000 | 844.97 | 53.99 | 60.99 | 7 | 0
2015 | MAPP_US_2_NE | MAPP_US | NE | Internal | Summer | B7 | 400 | 2000 | 451.44 | 52.46 | 59.46 | 7 | 0
2015 | MAPP_US_2_NE | MAPP_US | NE | Internal | Summer | B8 | 500 | 2000 | 0 | 51.2 | 58.03 | 7 | 0
2015 | MAPP_US_2_NE | MAPP_US | NE | Internal | Summer | B9 | 800 | 2000 | 0 | 51.2 | 56.04 | 7 | 0
2015 | MAPP_US_2_NE | MAPP_US | NE | Internal | Summer | B10 | 1262 | 2000 | 0 | 51.2 | 53.73 | 7 | 0
2015 | MAPP_US_2_NE | MAPP_US | NE | Internal | Winter | B16 | 25 | 2000 | 0 | 67.89 | 69.89 | 7 | 0
2015 | MAPP_US_2_NE | MAPP_US | NE | Internal | Winter | B17 | 100 | 2000 | 0 | 58.67 | 60.67 | 7 | 0
2015 | MAPP_US_2_NE | MAPP_US | NE | Internal | Winter | B18 | 400 | 2000 | 0 | 55.65 | 59.76 | 7 | 0
2015 | MAPP_US_2_NE | MAPP_US | NE | Internal | Winter | B19 | 700 | 2000 | 0 | 55.65 | 59.65 | 7 | 0
2015 | MAPP_US_2_NE | MAPP_US | NE | Internal | Winter | B20 | 935 | 2000 | 0 | 55.65 | 54.7 | 7 | 0
2015 | MARITIMES_2_NEISO | MARITIMES | NEISO | Internal | Shoulder | B11 | 25 | 99999 | 1400 | 55.75 | 55.76 | 0.01 | 0
2015 | MARITIMES_2_NEISO | MARITIMES | NEISO | Internal | Shoulder | B12 | 200 | 99999 | 1400 | 55.75 | 55.76 | 0.01 | 0
2015 | MARITIMES_2_NEISO | MARITIMES | NEISO | Internal | Shoulder | B13 | 600 | 99999 | 1400 | 55.75 | 55.76 | 0.01 | 0
2015 | MARITIMES_2_NEISO | MARITIMES | NEISO | Internal | Shoulder | B14 | 900 | 99999 | 1400 | 55.75 | 55.76 | 0.01 | 0
2015 | MARITIMES_2_NEISO | MARITIMES | NEISO | Internal | Shoulder | B15 | 1203 | 99999 | 426.43 | 55.75 | 55.76 | 0.01 | 0
2015 | MARITIMES_2_NEISO | MARITIMES | NEISO | Internal | Summer | B1 | 10 | 99999 | 1400.1 | 97.93 | 97.95 | 0.01 | 0
2015 | MARITIMES_2_NEISO | MARITIMES | NEISO | Internal | Summer | B2 | 25 | 99999 | 1400 | 82.4 | 82.41 | 0.01 | 0
2015 | MARITIMES_2_NEISO | MARITIMES | NEISO | Internal | Summer | B3 | 75 | 99999 | 1400 | 76.45 | 76.46 | 0.01 | 0
2015 | MARITIMES_2_NEISO | MARITIMES | NEISO | Internal | Summer | B4 | 100 | 99999 | 1400 | 70.45 | 70.46 | 0.01 | 0
2015 | MARITIMES_2_NEISO | MARITIMES | NEISO | Internal | Summer | B5 | 200 | 99999 | 1400 | 53.05 | 53.06 | 0.01 | 0
2015 | MARITIMES_2_NEISO | MARITIMES | NEISO | Internal | Summer | B6 | 300 | 99999 | 1400 | 53.05 | 53.06 | 0.01 | 0
2015 | MARITIMES_2_NEISO | MARITIMES | NEISO | Internal | Summer | B7 | 400 | 99999 | 1400 | 53.05 | 53.06 | 0.01 | 0
2015 | MARITIMES_2_NEISO | MARITIMES | NEISO | Internal | Summer | B8 | 500 | 99999 | 1400 | 53.05 | 53.06 | 0.01 | 0
2015 | MARITIMES_2_NEISO | MARITIMES | NEISO | Internal | Summer | B9 | 800 | 99999 | 1400 | 53.05 | 53.06 | 0.01 | 0
2015 | MARITIMES_2_NEISO | MARITIMES | NEISO | Internal | Summer | B10 | 1262 | 99999 | 236.13 | 53.05 | 53.06 | 0.01 | 0
2015 | MARITIMES_2_NEISO | MARITIMES | NEISO | Internal | Winter | B16 | 25 | 99999 | 1400 | 64.14 | 64.15 | 0.01 | 0
2015 | MARITIMES_2_NEISO | MARITIMES | NEISO | Internal | Winter | B17 | 100 | 99999 | 1400 | 64.14 | 64.15 | 0.01 | 0
2015 | MARITIMES_2_NEISO | MARITIMES | NEISO | Internal | Winter | B18 | 400 | 99999 | 1400 | 64.14 | 64.15 | 0.01 | 0
2015 | MARITIMES_2_NEISO | MARITIMES | NEISO | Internal | Winter | B19 | 700 | 99999 | 1400 | 64.14 | 64.15 | 0.01 | 0
2015 | MARITIMES_2_NEISO | MARITIMES | NEISO | Internal | Winter | B20 | 935 | 99999 | 475.94 | 64.14 | 64.15 | 0.01 | 0
2015 | MISO_IN_2_MISO_MI | MISO_IN | MISO_MI | Internal | Shoulder | B11 | 25 | 5490 | 0 | 76.04 | 72.6 | 0.01 | 0
2015 | MISO_IN_2_MISO_MI | MISO_IN | MISO_MI | Internal | Shoulder | B12 | 200 | 5490 | 0 | 61.08 | 61.06 | 0.01 | 0
2015 | MISO_IN_2_MISO_MI | MISO_IN | MISO_MI | Internal | Shoulder | B13 | 600 | 5490 | 0 | 56.98 | 56.97 | 0.01 | 0
2015 | MISO_IN_2_MISO_MI | MISO_IN | MISO_MI | Internal | Shoulder | B14 | 900 | 5490 | 0 | 55.74 | 55.73 | 0.01 | 0
2015 | MISO_IN_2_MISO_MI | MISO_IN | MISO_MI | Internal | Shoulder | B15 | 1203 | 5490 | 178.86 | 54.04 | 54.05 | 0.01 | 0
2015 | MISO_IN_2_MISO_MI | MISO_IN | MISO_MI | Internal | Summer | B1 | 10 | 5490 | 0 | 93.27 | 91.67 | 0.01 | 0
2015 | MISO_IN_2_MISO_MI | MISO_IN | MISO_MI | Internal | Summer | B2 | 25 | 5490 | 0 | 91.68 | 91.67 | 0.01 | 0
2015 | MISO_IN_2_MISO_MI | MISO_IN | MISO_MI | Internal | Summer | B3 | 75 | 5490 | 0 | 88.55 | 87.4 | 0.01 | 0
2015 | MISO_IN_2_MISO_MI | MISO_IN | MISO_MI | Internal | Summer | B4 | 100 | 5490 | 0 | 86.64 | 82.64 | 0.01 | 0
2015 | MISO_IN_2_MISO_MI | MISO_IN | MISO_MI | Internal | Summer | B5 | 200 | 5490 | 0 | 74.14 | 73.11 | 0.01 | 0
2015 | MISO_IN_2_MISO_MI | MISO_IN | MISO_MI | Internal | Summer | B6 | 300 | 5490 | 0 | 61 | 60.99 | 0.01 | 0
2015 | MISO_IN_2_MISO_MI | MISO_IN | MISO_MI | Internal | Summer | B7 | 400 | 5490 | 0 | 54.36 | 54.35 | 0.01 | 0
2015 | MISO_IN_2_MISO_MI | MISO_IN | MISO_MI | Internal | Summer | B8 | 500 | 5490 | 0 | 53.55 | 53.54 | 0.01 | 0
2015 | MISO_IN_2_MISO_MI | MISO_IN | MISO_MI | Internal | Summer | B9 | 800 | 5490 | 1000.05 | 52.93 | 52.94 | 0.01 | 0
2015 | MISO_IN_2_MISO_MI | MISO_IN | MISO_MI | Internal | Summer | B10 | 1262 | 5490 | 2385 | 52.93 | 52.94 | 0.01 | 0
2015 | MISO_IN_2_MISO_MI | MISO_IN | MISO_MI | Internal | Winter | B16 | 25 | 5490 | 0 | 74.91 | 73.27 | 0.01 | 0
2015 | MISO_IN_2_MISO_MI | MISO_IN | MISO_MI | Internal | Winter | B17 | 100 | 5490 | 0 | 65.68 | 65.67 | 0.01 | 0
2015 | MISO_IN_2_MISO_MI | MISO_IN | MISO_MI | Internal | Winter | B18 | 400 | 5490 | 0 | 58.6 | 58.6 | 0.01 | 0
2015 | MISO_IN_2_MISO_MI | MISO_IN | MISO_MI | Internal | Winter | B19 | 700 | 5490 | 0 | 57.83 | 57.83 | 0.01 | 0
2015 | MISO_IN_2_MISO_MI | MISO_IN | MISO_MI | Internal | Winter | B20 | 935 | 5490 | 1381.81 | 53.16 | 53.18 | 0.01 | 0
2015 | MISO_IN_2_MISO_MO-IL | MISO_IN | MISO_MO-IL | Internal | Shoulder | B11 | 25 | 5000 | 0 | 76.04 | 76.03 | 0.01 | 0
2015 | MISO_IN_2_MISO_MO-IL | MISO_IN | MISO_MO-IL | Internal | Shoulder | B12 | 200 | 5000 | 0 | 61.08 | 61.06 | 0.01 | 0
2015 | MISO_IN_2_MISO_MO-IL | MISO_IN | MISO_MO-IL | Internal | Shoulder | B13 | 600 | 5000 | 0 | 56.98 | 56.97 | 0.01 | 0
2015 | MISO_IN_2_MISO_MO-IL | MISO_IN | MISO_MO-IL | Internal | Shoulder | B14 | 900 | 5000 | 0 | 55.74 | 55.73 | 0.01 | 0
2015 | MISO_IN_2_MISO_MO-IL | MISO_IN | MISO_MO-IL | Internal | Shoulder | B15 | 1203 | 5000 | 0 | 54.04 | 54.03 | 0.01 | 0
2015 | MISO_IN_2_MISO_MO-IL | MISO_IN | MISO_MO-IL | Internal | Summer | B1 | 10 | 5000 | 0 | 93.27 | 91.28 | 0.01 | 0
2015 | MISO_IN_2_MISO_MO-IL | MISO_IN | MISO_MO-IL | Internal | Summer | B2 | 25 | 5000 | 0 | 91.68 | 88.64 | 0.01 | 0
2015 | MISO_IN_2_MISO_MO-IL | MISO_IN | MISO_MO-IL | Internal | Summer | B3 | 75 | 5000 | 0 | 88.55 | 88.53 | 0.01 | 0
2015 | MISO_IN_2_MISO_MO-IL | MISO_IN | MISO_MO-IL | Internal | Summer | B4 | 100 | 5000 | 0 | 86.64 | 86.63 | 0.01 | 0
2015 | MISO_IN_2_MISO_MO-IL | MISO_IN | MISO_MO-IL | Internal | Summer | B5 | 200 | 5000 | 0 | 74.14 | 74.13 | 0.01 | 0
2015 | MISO_IN_2_MISO_MO-IL | MISO_IN | MISO_MO-IL | Internal | Summer | B6 | 300 | 5000 | 0 | 61 | 60.99 | 0.01 | 0
2015 | MISO_IN_2_MISO_MO-IL | MISO_IN | MISO_MO-IL | Internal | Summer | B7 | 400 | 5000 | 0 | 54.36 | 54.35 | 0.01 | 0
2015 | MISO_IN_2_MISO_MO-IL | MISO_IN | MISO_MO-IL | Internal | Summer | B8 | 500 | 5000 | 0 | 53.55 | 53.54 | 0.01 | 0
2015 | MISO_IN_2_MISO_MO-IL | MISO_IN | MISO_MO-IL | Internal | Summer | B9 | 800 | 5000 | 0 | 52.93 | 52.87 | 0.01 | 0
2015 | MISO_IN_2_MISO_MO-IL | MISO_IN | MISO_MO-IL | Internal | Summer | B10 | 1262 | 5000 | 0 | 52.93 | 51.42 | 0.01 | 0
2015 | MISO_IN_2_MISO_MO-IL | MISO_IN | MISO_MO-IL | Internal | Winter | B16 | 25 | 5000 | 0 | 74.91 | 74.89 | 0.01 | 0
2015 | MISO_IN_2_MISO_MO-IL | MISO_IN | MISO_MO-IL | Internal | Winter | B17 | 100 | 5000 | 0 | 65.68 | 65.67 | 0.01 | 0
2015 | MISO_IN_2_MISO_MO-IL | MISO_IN | MISO_MO-IL | Internal | Winter | B18 | 400 | 5000 | 0 | 58.6 | 58.59 | 0.01 | 0
2015 | MISO_IN_2_MISO_MO-IL | MISO_IN | MISO_MO-IL | Internal | Winter | B19 | 700 | 5000 | 0 | 57.83 | 57.82 | 0.01 | 0
2015 | MISO_IN_2_MISO_MO-IL | MISO_IN | MISO_MO-IL | Internal | Winter | B20 | 935 | 5000 | 0 | 53.16 | 52.78 | 0.01 | 0
2015 | MISO_IN_2_NonRTO_Midwest | MISO_IN | NonRTO_Midwest | Internal | Shoulder | B11 | 25 | 4800 | 1311.43 | 76.04 | 84.04 | 8 | 0
2015 | MISO_IN_2_NonRTO_Midwest | MISO_IN | NonRTO_Midwest | Internal | Shoulder | B12 | 200 | 4800 | 901.92 | 61.08 | 69.08 | 8 | 0
2015 | MISO_IN_2_NonRTO_Midwest | MISO_IN | NonRTO_Midwest | Internal | Shoulder | B13 | 600 | 4800 | 371.31 | 56.98 | 64.98 | 8 | 0
2015 | MISO_IN_2_NonRTO_Midwest | MISO_IN | NonRTO_Midwest | Internal | Shoulder | B14 | 900 | 4800 | 0 | 55.74 | 56.87 | 8 | 0
2015 | MISO_IN_2_NonRTO_Midwest | MISO_IN | NonRTO_Midwest | Internal | Shoulder | B15 | 1203 | 4800 | 0 | 54.04 | 55.63 | 8 | 0
2015 | MISO_IN_2_NonRTO_Midwest | MISO_IN | NonRTO_Midwest | Internal | Summer | B1 | 10 | 4800 | 0 | 93.27 | 96.16 | 8 | 0
2015 | MISO_IN_2_NonRTO_Midwest | MISO_IN | NonRTO_Midwest | Internal | Summer | B2 | 25 | 4800 | 0 | 91.68 | 96.16 | 8 | 0
2015 | MISO_IN_2_NonRTO_Midwest | MISO_IN | NonRTO_Midwest | Internal | Summer | B3 | 75 | 4800 | 0 | 88.55 | 96.16 | 8 | 0
2015 | MISO_IN_2_NonRTO_Midwest | MISO_IN | NonRTO_Midwest | Internal | Summer | B4 | 100 | 4800 | 799.87 | 86.64 | 94.64 | 8 | 0
2015 | MISO_IN_2_NonRTO_Midwest | MISO_IN | NonRTO_Midwest | Internal | Summer | B5 | 200 | 4800 | 496.64 | 74.14 | 82.14 | 8 | 0
2015 | MISO_IN_2_NonRTO_Midwest | MISO_IN | NonRTO_Midwest | Internal | Summer | B6 | 300 | 4800 | 26.91 | 61 | 69 | 8 | 0
2015 | MISO_IN_2_NonRTO_Midwest | MISO_IN | NonRTO_Midwest | Internal | Summer | B7 | 400 | 4800 | 0 | 54.36 | 56.67 | 8 | 0
2015 | MISO_IN_2_NonRTO_Midwest | MISO_IN | NonRTO_Midwest | Internal | Summer | B8 | 500 | 4800 | 0 | 53.55 | 56.59 | 8 | 0
2015 | MISO_IN_2_NonRTO_Midwest | MISO_IN | NonRTO_Midwest | Internal | Summer | B9 | 800 | 4800 | 0 | 52.93 | 55.46 | 8 | 0
2015 | MISO_IN_2_NonRTO_Midwest | MISO_IN | NonRTO_Midwest | Internal | Summer | B10 | 1262 | 4800 | 0 | 52.93 | 54.9 | 8 | 0
2015 | MISO_IN_2_NonRTO_Midwest | MISO_IN | NonRTO_Midwest | Internal | Winter | B16 | 25 | 4800 | 1851.86 | 74.91 | 82.91 | 8 | 0
2015 | MISO_IN_2_NonRTO_Midwest | MISO_IN | NonRTO_Midwest | Internal | Winter | B17 | 100 | 4800 | 776.56 | 65.68 | 73.68 | 8 | 0
2015 | MISO_IN_2_NonRTO_Midwest | MISO_IN | NonRTO_Midwest | Internal | Winter | B18 | 400 | 4800 | 50.17 | 58.6 | 66.6 | 8 | 0
2015 | MISO_IN_2_NonRTO_Midwest | MISO_IN | NonRTO_Midwest | Internal | Winter | B19 | 700 | 4800 | 0 | 57.83 | 56.67 | 8 | 0
2015 | MISO_IN_2_NonRTO_Midwest | MISO_IN | NonRTO_Midwest | Internal | Winter | B20 | 935 | 4800 | 0 | 53.16 | 55.48 | 8 | 0
2015 | MISO_IN_2_PJM_ROR | MISO_IN | PJM_ROR | Internal | Shoulder | B11 | 25 | 992 | 0 | 76.04 | 74.03 | 2 | 0
2015 | MISO_IN_2_PJM_ROR | MISO_IN | PJM_ROR | Internal | Shoulder | B12 | 200 | 992 | 0 | 61.08 | 63.04 | 2 | 0
2015 | MISO_IN_2_PJM_ROR | MISO_IN | PJM_ROR | Internal | Shoulder | B13 | 600 | 992 | 0 | 56.98 | 58.94 | 2 | 0
2015 | MISO_IN_2_PJM_ROR | MISO_IN | PJM_ROR | Internal | Shoulder | B14 | 900 | 992 | 0 | 55.74 | 57.72 | 2 | 0
2015 | MISO_IN_2_PJM_ROR | MISO_IN | PJM_ROR | Internal | Shoulder | B15 | 1203 | 992 | 0 | 54.04 | 53.74 | 2 | 0
2015 | MISO_IN_2_PJM_ROR | MISO_IN | PJM_ROR | Internal | Summer | B1 | 10 | 992 | 0 | 93.27 | 93.28 | 2 | 0
2015 | MISO_IN_2_PJM_ROR | MISO_IN | PJM_ROR | Internal | Summer | B2 | 25 | 992 | 0 | 91.68 | 90.16 | 2 | 0
2015 | MISO_IN_2_PJM_ROR | MISO_IN | PJM_ROR | Internal | Summer | B3 | 75 | 992 | 0 | 88.55 | 89.41 | 2 | 0
2015 | MISO_IN_2_PJM_ROR | MISO_IN | PJM_ROR | Internal | Summer | B4 | 100 | 992 | 0 | 86.64 | 84.64 | 2 | 0
2015 | MISO_IN_2_PJM_ROR | MISO_IN | PJM_ROR | Internal | Summer | B5 | 200 | 992 | 0 | 74.14 | 75.13 | 2 | 0
2015 | MISO_IN_2_PJM_ROR | MISO_IN | PJM_ROR | Internal | Summer | B6 | 300 | 992 | 0 | 61 | 62.99 | 2 | 0
2015 | MISO_IN_2_PJM_ROR | MISO_IN | PJM_ROR | Internal | Summer | B7 | 400 | 992 | 0 | 54.36 | 56.34 | 2 | 0
2015 | MISO_IN_2_PJM_ROR | MISO_IN | PJM_ROR | Internal | Summer | B8 | 500 | 992 | 0 | 53.55 | 55.53 | 2 | 0
2015 | MISO_IN_2_PJM_ROR | MISO_IN | PJM_ROR | Internal | Summer | B9 | 800 | 992 | 0 | 52.93 | 53.6 | 2 | 0
2015 | MISO_IN_2_PJM_ROR | MISO_IN | PJM_ROR | Internal | Summer | B10 | 1262 | 992 | 0 | 52.93 | 52.05 | 2 | 0
2015 | MISO_IN_2_PJM_ROR | MISO_IN | PJM_ROR | Internal | Winter | B16 | 25 | 992 | 0 | 74.91 | 76.89 | 2 | 0
2015 | MISO_IN_2_PJM_ROR | MISO_IN | PJM_ROR | Internal | Winter | B17 | 100 | 992 | 0 | 65.68 | 67.67 | 2 | 0
2015 | MISO_IN_2_PJM_ROR | MISO_IN | PJM_ROR | Internal | Winter | B18 | 400 | 992 | 18.07 | 58.6 | 60.6 | 2 | 0
2015 | MISO_IN_2_PJM_ROR | MISO_IN | PJM_ROR | Internal | Winter | B19 | 700 | 992 | 420.03 | 57.83 | 59.83 | 2 | 0
2015 | MISO_IN_2_PJM_ROR | MISO_IN | PJM_ROR | Internal | Winter | B20 | 935 | 992 | 0 | 53.16 | 54.78 | 2 | 0
2015 | MISO_MI_2_MISO_IN | MISO_MI | MISO_IN | Internal | Shoulder | B11 | 25 | 2535 | 2535 | 72.6 | 76.04 | 0.01 | 3.43
2015 | MISO_MI_2_MISO_IN | MISO_MI | MISO_IN | Internal | Shoulder | B12 | 200 | 2535 | 1343.28 | 61.06 | 61.08 | 0.01 | 0
2015 | MISO_MI_2_MISO_IN | MISO_MI | MISO_IN | Internal | Shoulder | B13 | 600 | 2535 | 836.69 | 56.97 | 56.98 | 0.01 | 0
2015 | MISO_MI_2_MISO_IN | MISO_MI | MISO_IN | Internal | Shoulder | B14 | 900 | 2535 | 609.96 | 55.73 | 55.74 | 0.01 | 0
2015 | MISO_MI_2_MISO_IN | MISO_MI | MISO_IN | Internal | Shoulder | B15 | 1203 | 2535 | 0 | 54.05 | 54.04 | 0.01 | 0
2015 | MISO_MI_2_MISO_IN | MISO_MI | MISO_IN | Internal | Summer | B1 | 10 | 2535 | 2535 | 91.67 | 93.27 | 0.01 | 1.59
2015 | MISO_MI_2_MISO_IN | MISO_MI | MISO_IN | Internal | Summer | B2 | 25 | 2535 | 2518.26 | 91.67 | 91.68 | 0.01 | 0
2015 | MISO_MI_2_MISO_IN | MISO_MI | MISO_IN | Internal | Summer | B3 | 75 | 2535 | 2535 | 87.4 | 88.55 | 0.01 | 1.13
2015 | MISO_MI_2_MISO_IN | MISO_MI | MISO_IN | Internal | Summer | B4 | 100 | 2535 | 2535 | 82.64 | 86.64 | 0.01 | 3.99
2015 | MISO_MI_2_MISO_IN | MISO_MI | MISO_IN | Internal | Summer | B5 | 200 | 2535 | 2535 | 73.11 | 74.14 | 0.01 | 1.01
2015 | MISO_MI_2_MISO_IN | MISO_MI | MISO_IN | Internal | Summer | B6 | 300 | 2535 | 923.39 | 60.99 | 61 | 0.01 | 0
2015 | MISO_MI_2_MISO_IN | MISO_MI | MISO_IN | Internal | Summer | B7 | 400 | 2535 | 163.11 | 54.35 | 54.36 | 0.01 | 0
2015 | MISO_MI_2_MISO_IN | MISO_MI | MISO_IN | Internal | Summer | B8 | 500 | 2535 | 664.51 | 53.54 | 53.55 | 0.01 | 0
2015 | MISO_MI_2_MISO_IN | MISO_MI | MISO_IN | Internal | Summer | B9 | 800 | 2535 | 0 | 52.94 | 52.93 | 0.01 | 0
2015 | MISO_MI_2_MISO_IN | MISO_MI | MISO_IN | Internal | Summer | B10 | 1262 | 2535 | 0 | 52.94 | 52.93 | 0.01 | 0
2015 | MISO_MI_2_MISO_IN | MISO_MI | MISO_IN | Internal | Winter | B16 | 25 | 2535 | 2535 | 73.27 | 74.91 | 0.01 | 1.62
2015 | MISO_MI_2_MISO_IN | MISO_MI | MISO_IN | Internal | Winter | B17 | 100 | 2535 | 954.38 | 65.67 | 65.68 | 0.01 | 0
2015 | MISO_MI_2_MISO_IN | MISO_MI | MISO_IN | Internal | Winter | B18 | 400 | 2535 | 0 | 58.6 | 58.6 | 0.01 | 0
2015 | MISO_MI_2_MISO_IN | MISO_MI | MISO_IN | Internal | Winter | B19 | 700 | 2535 | 0 | 57.83 | 57.83 | 0.01 | 0
2015 | MISO_MI_2_MISO_IN | MISO_MI | MISO_IN | Internal | Winter | B20 | 935 | 2535 | 0 | 53.18 | 53.16 | 0.01 | 0
2015 | MISO_MI_2_MISO_WUMS | MISO_MI | MISO_WUMS | Internal | Shoulder | B11 | 25 | 312 | 0 | 72.6 | 72.03 | 0.01 | 0
2015 | MISO_MI_2_MISO_WUMS | MISO_MI | MISO_WUMS | Internal | Shoulder | B12 | 200 | 312 | 0 | 61.06 | 61.04 | 0.01 | 0
2015 | MISO_MI_2_MISO_WUMS | MISO_MI | MISO_WUMS | Internal | Shoulder | B13 | 600 | 312 | 0 | 56.97 | 56.94 | 0.01 | 0
2015 | MISO_MI_2_MISO_WUMS | MISO_MI | MISO_WUMS | Internal | Shoulder | B14 | 900 | 312 | 0 | 55.73 | 55.72 | 0.01 | 0
2015 | MISO_MI_2_MISO_WUMS | MISO_MI | MISO_WUMS | Internal | Shoulder | B15 | 1203 | 312 | 0 | 54.05 | 54 | 0.01 | 0
2015 | MISO_MI_2_MISO_WUMS | MISO_MI | MISO_WUMS | Internal | Summer | B1 | 10 | 312 | 0 | 91.67 | 91.28 | 0.01 | 0
2015 | MISO_MI_2_MISO_WUMS | MISO_MI | MISO_WUMS | Internal | Summer | B2 | 25 | 312 | 0 | 91.67 | 88.62 | 0.01 | 0
2015 | MISO_MI_2_MISO_WUMS | MISO_MI | MISO_WUMS | Internal | Summer | B3 | 75 | 312 | 175.3 | 87.4 | 87.41 | 0.01 | 0
2015 | MISO_MI_2_MISO_WUMS | MISO_MI | MISO_WUMS | Internal | Summer | B4 | 100 | 312 | 0 | 82.64 | 82.64 | 0.01 | 0
2015 | MISO_MI_2_MISO_WUMS | MISO_MI | MISO_WUMS | Internal | Summer | B5 | 200 | 312 | 60.99 | 73.11 | 73.13 | 0.01 | 0
2015 | MISO_MI_2_MISO_WUMS | MISO_MI | MISO_WUMS | Internal | Summer | B6 | 300 | 312 | 0 | 60.99 | 60.98 | 0.01 | 0
2015 | MISO_MI_2_MISO_WUMS | MISO_MI | MISO_WUMS | Internal | Summer | B7 | 400 | 312 | 0 | 54.35 | 54.34 | 0.01 | 0
2015 | MISO_MI_2_MISO_WUMS | MISO_MI | MISO_WUMS | Internal | Summer | B8 | 500 | 312 | 0 | 53.54 | 53.53 | 0.01 | 0
2015 | MISO_MI_2_MISO_WUMS | MISO_MI | MISO_WUMS | Internal | Summer | B9 | 800 | 312 | 0 | 52.94 | 52.84 | 0.01 | 0
2015 | MISO_MI_2_MISO_WUMS | MISO_MI | MISO_WUMS | Internal | Summer | B10 | 1262 | 312 | 0 | 52.94 | 51.42 | 0.01 | 0
2015 | MISO_MI_2_MISO_WUMS | MISO_MI | MISO_WUMS | Internal | Winter | B16 | 25 | 312 | 312 | 73.27 | 74.88 | 0.01 | 1.6
2015 | MISO_MI_2_MISO_WUMS | MISO_MI | MISO_WUMS | Internal | Winter | B17 | 100 | 312 | 0 | 65.67 | 65.66 | 0.01 | 0
2015 | MISO_MI_2_MISO_WUMS | MISO_MI | MISO_WUMS | Internal | Winter | B18 | 400 | 312 | 0 | 58.6 | 58.6 | 0.01 | 0
2015 | MISO_MI_2_MISO_WUMS | MISO_MI | MISO_WUMS | Internal | Winter | B19 | 700 | 312 | 0 | 57.83 | 57.83 | 0.01 | 0
2015 | MISO_MI_2_MISO_WUMS | MISO_MI | MISO_WUMS | Internal | Winter | B20 | 935 | 312 | 0 | 53.18 | 52.79 | 0.01 | 0
2015 | MISO_MI_2_PJM_ROR | MISO_MI | PJM_ROR | Internal | Shoulder | B11 | 25 | 1424 | 0 | 72.6 | 74.03 | 2 | 0
2015 | MISO_MI_2_PJM_ROR | MISO_MI | PJM_ROR | Internal | Shoulder | B12 | 200 | 1424 | 0 | 61.06 | 63.04 | 2 | 0
2015 | MISO_MI_2_PJM_ROR | MISO_MI | PJM_ROR | Internal | Shoulder | B13 | 600 | 1424 | 0 | 56.97 | 58.94 | 2 | 0
2015 | MISO_MI_2_PJM_ROR | MISO_MI | PJM_ROR | Internal | Shoulder | B14 | 900 | 1424 | 0 | 55.73 | 57.72 | 2 | 0
2015 | MISO_MI_2_PJM_ROR | MISO_MI | PJM_ROR | Internal | Shoulder | B15 | 1203 | 1424 | 0 | 54.05 | 53.74 | 2 | 0
2015 | MISO_MI_2_PJM_ROR | MISO_MI | PJM_ROR | Internal | Summer | B1 | 10 | 1424 | 0 | 91.67 | 93.28 | 2 | 0
2015 | MISO_MI_2_PJM_ROR | MISO_MI | PJM_ROR | Internal | Summer | B2 | 25 | 1424 | 0 | 91.67 | 90.16 | 2 | 0
2015 | MISO_MI_2_PJM_ROR | MISO_MI | PJM_ROR | Internal | Summer | B3 | 75 | 1424 | 1424 | 87.4 | 89.41 | 2 | 0.01
2015 | MISO_MI_2_PJM_ROR | MISO_MI | PJM_ROR | Internal | Summer | B4 | 100 | 1424 | 553.92 | 82.64 | 84.64 | 2 | 0
2015 | MISO_MI_2_PJM_ROR | MISO_MI | PJM_ROR | Internal | Summer | B5 | 200 | 1424 | 1424 | 73.11 | 75.13 | 2 | 0.01
2015 | MISO_MI_2_PJM_ROR | MISO_MI | PJM_ROR | Internal | Summer | B6 | 300 | 1424 | 554.48 | 60.99 | 62.99 | 2 | 0
2015 | MISO_MI_2_PJM_ROR | MISO_MI | PJM_ROR | Internal | Summer | B7 | 400 | 1424 | 0 | 54.35 | 56.34 | 2 | 0
2015 | MISO_MI_2_PJM_ROR | MISO_MI | PJM_ROR | Internal | Summer | B8 | 500 | 1424 | 0 | 53.54 | 55.53 | 2 | 0
2015 | MISO_MI_2_PJM_ROR | MISO_MI | PJM_ROR | Internal | Summer | B9 | 800 | 1424 | 0 | 52.94 | 53.6 | 2 | 0
2015 | MISO_MI_2_PJM_ROR | MISO_MI | PJM_ROR | Internal | Summer | B10 | 1262 | 1424 | 0 | 52.94 | 52.05 | 2 | 0
2015 | MISO_MI_2_PJM_ROR | MISO_MI | PJM_ROR | Internal | Winter | B16 | 25 | 1424 | 1424 | 73.27 | 76.89 | 2 | 1.62
2015 | MISO_MI_2_PJM_ROR | MISO_MI | PJM_ROR | Internal | Winter | B17 | 100 | 1424 | 1038.34 | 65.67 | 67.67 | 2 | 0
2015 | MISO_MI_2_PJM_ROR | MISO_MI | PJM_ROR | Internal | Winter | B18 | 400 | 1424 | 1320.73 | 58.6 | 60.6 | 2 | 0
2015 | MISO_MI_2_PJM_ROR | MISO_MI | PJM_ROR | Internal | Winter | B19 | 700 | 1424 | 445.74 | 57.83 | 59.83 | 2 | 0
2015 | MISO_MI_2_PJM_ROR | MISO_MI | PJM_ROR | Internal | Winter | B20 | 935 | 1424 | 0 | 53.18 | 54.78 | 2 | 0
2015 | MISO_MO-IL_2_ENT | MISO_MO-IL | ENT | Internal | Shoulder | B11 | 25 | 2540 | 55.66 | 76.03 | 84.03 | 8 | 0
2015 | MISO_MO-IL_2_ENT | MISO_MO-IL | ENT | Internal | Shoulder | B12 | 200 | 2540 | 0 | 61.06 | 59.84 | 8 | 0
2015 | MISO_MO-IL_2_ENT | MISO_MO-IL | ENT | Internal | Shoulder | B13 | 600 | 2540 | 0 | 56.97 | 59.4 | 8 | 0
2015 | MISO_MO-IL_2_ENT | MISO_MO-IL | ENT | Internal | Shoulder | B14 | 900 | 2540 | 0 | 55.73 | 59.4 | 8 | 0
2015 | MISO_MO-IL_2_ENT | MISO_MO-IL | ENT | Internal | Shoulder | B15 | 1203 | 2540 | 0 | 54.03 | 57.43 | 8 | 0
2015 | MISO_MO-IL_2_ENT | MISO_MO-IL | ENT | Internal | Summer | B1 | 10 | 2540 | 0 | 91.28 | 91.28 | 8 | 0
2015 | MISO_MO-IL_2_ENT | MISO_MO-IL | ENT | Internal | Summer | B2 | 25 | 2540 | 0 | 88.64 | 89.77 | 8 | 0
2015 | MISO_MO-IL_2_ENT | MISO_MO-IL | ENT | Internal | Summer | B3 | 75 | 2540 | 0 | 88.53 | 89.77 | 8 | 0
2015 | MISO_MO-IL_2_ENT | MISO_MO-IL | ENT | Internal | Summer | B4 | 100 | 2540 | 0 | 86.63 | 86.1 | 8 | 0
2015 | MISO_MO-IL_2_ENT | MISO_MO-IL | ENT | Internal | Summer | B5 | 200 | 2540 | 1375.85 | 74.13 | 82.13 | 8 | 0
2015 | MISO_MO-IL_2_ENT | MISO_MO-IL | ENT | Internal | Summer | B6 | 300 | 2540 | 0 | 60.99 | 68.38 | 8 | 0
2015 | MISO_MO-IL_2_ENT | MISO_MO-IL | ENT | Internal | Summer | B7 | 400 | 2540 | 0 | 54.35 | 58.62 | 8 | 0
2015 | MISO_MO-IL_2_ENT | MISO_MO-IL | ENT | Internal | Summer | B8 | 500 | 2540 | 0 | 53.54 | 58.62 | 8 | 0
2015 | MISO_MO-IL_2_ENT | MISO_MO-IL | ENT | Internal | Summer | B9 | 800 | 2540 | 0 | 52.87 | 58.19 | 8 | 0
2015 | MISO_MO-IL_2_ENT | MISO_MO-IL | ENT | Internal | Summer | B10 | 1262 | 2540 | 0 | 51.42 | 56.26 | 8 | 0
2015 | MISO_MO-IL_2_ENT | MISO_MO-IL | ENT | Internal | Winter | B16 | 25 | 2540 | 0 | 74.89 | 74.89 | 8 | 0
2015 | MISO_MO-IL_2_ENT | MISO_MO-IL | ENT | Internal | Winter | B17 | 100 | 2540 | 0 | 65.67 | 61.82 | 8 | 0
2015 | MISO_MO-IL_2_ENT | MISO_MO-IL | ENT | Internal | Winter | B18 | 400 | 2540 | 0 | 58.59 | 61.82 | 8 | 0
2015 | MISO_MO-IL_2_ENT | MISO_MO-IL | ENT | Internal | Winter | B19 | 700 | 2540 | 0 | 57.82 | 59.76 | 8 | 0
2015 | MISO_MO-IL_2_ENT | MISO_MO-IL | ENT | Internal | Winter | B20 | 935 | 2540 | 0 | 52.78 | 59.76 | 8 | 0
2015 | MISO_MO-IL_2_MISO_IN | MISO_MO-IL | MISO_IN | Internal | Shoulder | B11 | 25 | 2100 | 768.89 | 76.03 | 76.04 | 0.01 | 0
2015 | MISO_MO-IL_2_MISO_IN | MISO_MO-IL | MISO_IN | Internal | Shoulder | B12 | 200 | 2100 | 1801.28 | 61.06 | 61.08 | 0.01 | 0
2015 | MISO_MO-IL_2_MISO_IN | MISO_MO-IL | MISO_IN | Internal | Shoulder | B13 | 600 | 2100 | 1758.23 | 56.97 | 56.98 | 0.01 | 0
2015 | MISO_MO-IL_2_MISO_IN | MISO_MO-IL | MISO_IN | Internal | Shoulder | B14 | 900 | 2100 | 921.92 | 55.73 | 55.74 | 0.01 | 0
2015 | MISO_MO-IL_2_MISO_IN | MISO_MO-IL | MISO_IN | Internal | Shoulder | B15 | 1203 | 2100 | 1442.5 | 54.03 | 54.04 | 0.01 | 0
2015 | MISO_MO-IL_2_MISO_IN | MISO_MO-IL | MISO_IN | Internal | Summer | B1 | 10 | 2100 | 2100 | 91.28 | 93.27 | 0.01 | 1.98
2015 | MISO_MO-IL_2_MISO_IN | MISO_MO-IL | MISO_IN | Internal | Summer | B2 | 25 | 2100 | 2100 | 88.64 | 91.68 | 0.01 | 3.03
2015 | MISO_MO-IL_2_MISO_IN | MISO_MO-IL | MISO_IN | Internal | Summer | B3 | 75 | 2100 | 1251.04 | 88.53 | 88.55 | 0.01 | 0
2015 | MISO_MO-IL_2_MISO_IN | MISO_MO-IL | MISO_IN | Internal | Summer | B4 | 100 | 2100 | 1310.38 | 86.63 | 86.64 | 0.01 | 0
2015 | MISO_MO-IL_2_MISO_IN | MISO_MO-IL | MISO_IN | Internal | Summer | B5 | 200 | 2100 | 721.58 | 74.13 | 74.14 | 0.01 | 0
2015 | MISO_MO-IL_2_MISO_IN | MISO_MO-IL | MISO_IN | Internal | Summer | B6 | 300 | 2100 | 977.04 | 60.99 | 61 | 0.01 | 0
2015 | MISO_MO-IL_2_MISO_IN | MISO_MO-IL | MISO_IN | Internal | Summer | B7 | 400 | 2100 | 1186.38 | 54.35 | 54.36 | 0.01 | 0
2015 | MISO_MO-IL_2_MISO_IN | MISO_MO-IL | MISO_IN | Internal | Summer | B8 | 500 | 2100 | 1110.27 | 53.54 | 53.55 | 0.01 | 0
2015 | MISO_MO-IL_2_MISO_IN | MISO_MO-IL | MISO_IN | Internal | Summer | B9 | 800 | 2100 | 2100 | 52.87 | 52.93 | 0.01 | 0.05
2015 | MISO_MO-IL_2_MISO_IN | MISO_MO-IL | MISO_IN | Internal | Summer | B10 | 1262 | 2100 | 2100 | 51.42 | 52.93 | 0.01 | 1.5
2015 | MISO_MO-IL_2_MISO_IN | MISO_MO-IL | MISO_IN | Internal | Winter | B16 | 25 | 2100 | 1862.03 | 74.89 | 74.91 | 0.01 | 0
2015 | MISO_MO-IL_2_MISO_IN | MISO_MO-IL | MISO_IN | Internal | Winter | B17 | 100 | 2100 | 1601.79 | 65.67 | 65.68 | 0.01 | 0
2015 | MISO_MO-IL_2_MISO_IN | MISO_MO-IL | MISO_IN | Internal | Winter | B18 | 400 | 2100 | 1641.27 | 58.59 | 58.6 | 0.01 | 0
2015 | MISO_MO-IL_2_MISO_IN | MISO_MO-IL | MISO_IN | Internal | Winter | B19 | 700 | 2100 | 1202.21 | 57.82 | 57.83 | 0.01 | 0
2015 | MISO_MO-IL_2_MISO_IN | MISO_MO-IL | MISO_IN | Internal | Winter | B20 | 935 | 2100 | 2100 | 52.78 | 53.16 | 0.01 | 0.37
2015 | MISO_MO-IL_2_MISO_W | MISO_MO-IL | MISO_W | Internal | Shoulder | B11 | 25 | 1208 | 0 | 76.03 | 76.02 | 0.01 | 0
2015 | MISO_MO-IL_2_MISO_W | MISO_MO-IL | MISO_W | Internal | Shoulder | B12 | 200 | 1208 | 0 | 61.06 | 61.05 | 0.01 | 0
2015 | MISO_MO-IL_2_MISO_W | MISO_MO-IL | MISO_W | Internal | Shoulder | B13 | 600 | 1208 | 0 | 56.97 | 56.96 | 0.01 | 0
2015 | MISO_MO-IL_2_MISO_W | MISO_MO-IL | MISO_W | Internal | Shoulder | B14 | 900 | 1208 | 0 | 55.73 | 55.72 | 0.01 | 0
2015 | MISO_MO-IL_2_MISO_W | MISO_MO-IL | MISO_W | Internal | Shoulder | B15 | 1203 | 1208 | 0 | 54.03 | 54.01 | 0.01 | 0
2015 | MISO_MO-IL_2_MISO_W | MISO_MO-IL | MISO_W | Internal | Summer | B1 | 10 | 1208 | 0 | 91.28 | 91.28 | 0.01 | 0
2015 | MISO_MO-IL_2_MISO_W | MISO_MO-IL | MISO_W | Internal | Summer | B2 | 25 | 1208 | 0 | 88.64 | 88.63 | 0.01 | 0
2015 | MISO_MO-IL_2_MISO_W | MISO_MO-IL | MISO_W | Internal | Summer | B3 | 75 | 1208 | 0 | 88.53 | 88.52 | 0.01 | 0
2015 | MISO_MO-IL_2_MISO_W | MISO_MO-IL | MISO_W | Internal | Summer | B4 | 100 | 1208 | 0 | 86.63 | 86.62 | 0.01 | 0
2015 | MISO_MO-IL_2_MISO_W | MISO_MO-IL | MISO_W | Internal | Summer | B5 | 200 | 1208 | 0 | 74.13 | 74.11 | 0.01 | 0
2015 | MISO_MO-IL_2_MISO_W | MISO_MO-IL | MISO_W | Internal | Summer | B6 | 300 | 1208 | 0 | 60.99 | 60.99 | 0.01 | 0
2015 | MISO_MO-IL_2_MISO_W | MISO_MO-IL | MISO_W | Internal | Summer | B7 | 400 | 1208 | 0 | 54.35 | 54.34 | 0.01 | 0
2015 | MISO_MO-IL_2_MISO_W | MISO_MO-IL | MISO_W | Internal | Summer | B8 | 500 | 1208 | 0 | 53.54 | 53.53 | 0.01 | 0
2015 | MISO_MO-IL_2_MISO_W | MISO_MO-IL | MISO_W | Internal | Summer | B9 | 800 | 1208 | 0 | 52.87 | 52.85 | 0.01 | 0
2015 | MISO_MO-IL_2_MISO_W | MISO_MO-IL | MISO_W | Internal | Summer | B10 | 1262 | 1208 | 0 | 51.42 | 51.4 | 0.01 | 0
2015 | MISO_MO-IL_2_MISO_W | MISO_MO-IL | MISO_W | Internal | Winter | B16 | 25 | 1208 | 0 | 74.89 | 74.89 | 0.01 | 0
2015 | MISO_MO-IL_2_MISO_W | MISO_MO-IL | MISO_W | Internal | Winter | B17 | 100 | 1208 | 0 | 65.67 | 65.67 | 0.01 | 0
2015 | MISO_MO-IL_2_MISO_W | MISO_MO-IL | MISO_W | Internal | Winter | B18 | 400 | 1208 | 20.05 | 58.59 | 58.6 | 0.01 | 0
2015 | MISO_MO-IL_2_MISO_W | MISO_MO-IL | MISO_W | Internal | Winter | B19 | 700 | 1208 | 1119.05 | 57.82 | 57.83 | 0.01 | 0
2015 | MISO_MO-IL_2_MISO_W | MISO_MO-IL | MISO_W | Internal | Winter | B20 | 935 | 1208 | 0 | 52.78 | 52.78 | 0.01 | 0
2015 | MISO_MO-IL_2_PJM_ROR | MISO_MO-IL | PJM_ROR | Internal | Shoulder | B11 | 25 | 1212 | 0 | 76.03 | 74.03 | 2 | 0
2015 | MISO_MO-IL_2_PJM_ROR | MISO_MO-IL | PJM_ROR | Internal | Shoulder | B12 | 200 | 1212 | 0 | 61.06 | 63.04 | 2 | 0
2015 | MISO_MO-IL_2_PJM_ROR | MISO_MO-IL | PJM_ROR | Internal | Shoulder | B13 | 600 | 1212 | 0 | 56.97 | 58.94 | 2 | 0
2015 | MISO_MO-IL_2_PJM_ROR | MISO_MO-IL | PJM_ROR | Internal | Shoulder | B14 | 900 | 1212 | 0 | 55.73 | 57.72 | 2 | 0
2015 | MISO_MO-IL_2_PJM_ROR | MISO_MO-IL | PJM_ROR | Internal | Shoulder | B15 | 1203 | 1212 | 0 | 54.03 | 53.74 | 2 | 0
2015 | MISO_MO-IL_2_PJM_ROR | MISO_MO-IL | PJM_ROR | Internal | Summer | B1 | 10 | 1212 | 55.13 | 91.28 | 93.28 | 2 | 0
2015 | MISO_MO-IL_2_PJM_ROR | MISO_MO-IL | PJM_ROR | Internal | Summer | B2 | 25 | 1212 | 0 | 88.64 | 90.16 | 2 | 0
2015 | MISO_MO-IL_2_PJM_ROR | MISO_MO-IL | PJM_ROR | Internal | Summer | B3 | 75 | 1212 | 0 | 88.53 | 89.41 | 2 | 0
2015 | MISO_MO-IL_2_PJM_ROR | MISO_MO-IL | PJM_ROR | Internal | Summer | B4 | 100 | 1212 | 0 | 86.63 | 84.64 | 2 | 0
2015 | MISO_MO-IL_2_PJM_ROR | MISO_MO-IL | PJM_ROR | Internal | Summer | B5 | 200 | 1212 | 0 | 74.13 | 75.13 | 2 | 0
2015 | MISO_MO-IL_2_PJM_ROR | MISO_MO-IL | PJM_ROR | Internal | Summer | B6 | 300 | 1212 | 549.81 | 60.99 | 62.99 | 2 | 0
2015 | MISO_MO-IL_2_PJM_ROR | MISO_MO-IL | PJM_ROR | Internal | Summer | B7 | 400 | 1212 | 0 | 54.35 | 56.34 | 2 | 0
2015 | MISO_MO-IL_2_PJM_ROR | MISO_MO-IL | PJM_ROR | Internal | Summer | B8 | 500 | 1212 | 0 | 53.54 | 55.53 | 2 | 0
2015 | MISO_MO-IL_2_PJM_ROR | MISO_MO-IL | PJM_ROR | Internal | Summer | B9 | 800 | 1212 | 0 | 52.87 | 53.6 | 2 | 0
2015 | MISO_MO-IL_2_PJM_ROR | MISO_MO-IL | PJM_ROR | Internal | Summer | B10 | 1262 | 1212 | 0 | 51.42 | 52.05 | 2 | 0
2015 | MISO_MO-IL_2_PJM_ROR | MISO_MO-IL | PJM_ROR | Internal | Winter | B16 | 25 | 1212 | 45.38 | 74.89 | 76.89 | 2 | 0
2015 | MISO_MO-IL_2_PJM_ROR | MISO_MO-IL | PJM_ROR | Internal | Winter | B17 | 100 | 1212 | 1000.14 | 65.67 | 67.67 | 2 | 0
2015 | MISO_MO-IL_2_PJM_ROR | MISO_MO-IL | PJM_ROR | Internal | Winter | B18 | 400 | 1212 | 1212 | 58.59 | 60.6 | 2 | 0.01
2015 | MISO_MO-IL_2_PJM_ROR | MISO_MO-IL | PJM_ROR | Internal | Winter | B19 | 700 | 1212 | 1212 | 57.82 | 59.83 | 2 | 0.01
2015 | MISO_MO-IL_2_PJM_ROR | MISO_MO-IL | PJM_ROR | Internal | Winter | B20 | 935 | 1212 | 192.91 | 52.78 | 54.78 | 2 | 0
2015 | MISO_MO-IL_2_TVA_Transmission | MISO_MO-IL | TVA_Transmission | Internal | Shoulder | B11 | 25 | 4000 | 0 | 76.03 | 80.03 | 8 | 0
2015 | MISO_MO-IL_2_TVA_Transmission | MISO_MO-IL | TVA_Transmission | Internal | Shoulder | B12 | 200 | 4000 | 0 | 61.06 | 64.17 | 8 | 0
2015 | MISO_MO-IL_2_TVA_Transmission | MISO_MO-IL | TVA_Transmission | Internal | Shoulder | B13 | 600 | 4000 | 0 | 56.97 | 62.03 | 8 | 0
2015 | MISO_MO-IL_2_TVA_Transmission | MISO_MO-IL | TVA_Transmission | Internal | Shoulder | B14 | 900 | 4000 | 0 | 55.73 | 61.3 | 8 | 0
2015 | MISO_MO-IL_2_TVA_Transmission | MISO_MO-IL | TVA_Transmission | Internal | Shoulder | B15 | 1203 | 4000 | 0 | 54.03 | 59.74 | 8 | 0
2015 | MISO_MO-IL_2_TVA_Transmission | MISO_MO-IL | TVA_Transmission | Internal | Summer | B1 | 10 | 4000 | 270.96 | 91.28 | 99.28 | 8 | 0
2015 | MISO_MO-IL_2_TVA_Transmission | MISO_MO-IL | TVA_Transmission | Internal | Summer | B2 | 25 | 4000 | 0 | 88.64 | 96.16 | 8 | 0
2015 | MISO_MO-IL_2_TVA_Transmission | MISO_MO-IL | TVA_Transmission | Internal | Summer | B3 | 75 | 4000 | 0 | 88.53 | 95.41 | 8 | 0
2015 | MISO_MO-IL_2_TVA_Transmission | MISO_MO-IL | TVA_Transmission | Internal | Summer | B4 | 100 | 4000 | 0 | 86.63 | 90.64 | 8 | 0
2015 | MISO_MO-IL_2_TVA_Transmission | MISO_MO-IL | TVA_Transmission | Internal | Summer | B5 | 200 | 4000 | 0 | 74.13 | 81.13 | 8 | 0
2015 | MISO_MO-IL_2_TVA_Transmission | MISO_MO-IL | TVA_Transmission | Internal | Summer | B6 | 300 | 4000 | 0 | 60.99 | 67.98 | 8 | 0
2015 | MISO_MO-IL_2_TVA_Transmission | MISO_MO-IL | TVA_Transmission | Internal | Summer | B7 | 400 | 4000 | 0 | 54.35 | 60.24 | 8 | 0
2015 | MISO_MO-IL_2_TVA_Transmission | MISO_MO-IL | TVA_Transmission | Internal | Summer | B8 | 500 | 4000 | 0 | 53.54 | 59.63 | 8 | 0
2015 | MISO_MO-IL_2_TVA_Transmission | MISO_MO-IL | TVA_Transmission | Internal | Summer | B9 | 800 | 4000 | 0 | 52.87 | 58.61 | 8 | 0
2015 | MISO_MO-IL_2_TVA_Transmission | MISO_MO-IL | TVA_Transmission | Internal | Summer | B10 | 1262 | 4000 | 0 | 51.42 | 56.62 | 8 | 0
2015 | MISO_MO-IL_2_TVA_Transmission | MISO_MO-IL | TVA_Transmission | Internal | Winter | B16 | 25 | 4000 | 97.89 | 74.89 | 82.89 | 8 | 0
2015 | MISO_MO-IL_2_TVA_Transmission | MISO_MO-IL | TVA_Transmission | Internal | Winter | B17 | 100 | 4000 | 0 | 65.67 | 67.82 | 8 | 0
2015 | MISO_MO-IL_2_TVA_Transmission | MISO_MO-IL | TVA_Transmission | Internal | Winter | B18 | 400 | 4000 | 0 | 58.59 | 63.55 | 8 | 0
2015 | MISO_MO-IL_2_TVA_Transmission | MISO_MO-IL | TVA_Transmission | Internal | Winter | B19 | 700 | 4000 | 0 | 57.82 | 62.64 | 8 | 0
2015 | MISO_MO-IL_2_TVA_Transmission | MISO_MO-IL | TVA_Transmission | Internal | Winter | B20 | 935 | 4000 | 163.45 | 52.78 | 60.78 | 8 | 0
2015 | MISO_W_2_IESO | MISO_W | IESO | Internal | Shoulder | B11 | 25 | 145 | 0 | 76.02 | 53.47 | 8 | 0
2015 | MISO_W_2_IESO | MISO_W | IESO | Internal | Shoulder | B12 | 200 | 145 | 0 | 61.05 | 51.75 | 8 | 0
2015 | MISO_W_2_IESO | MISO_W | IESO | Internal | Shoulder | B13 | 600 | 145 | 0 | 56.96 | 49.94 | 8 | 0
2015 | MISO_W_2_IESO | MISO_W | IESO | Internal | Shoulder | B14 | 900 | 145 | 0 | 55.72 | 48.73 | 8 | 0
2015 | MISO_W_2_IESO | MISO_W | IESO | Internal | Shoulder | B15 | 1203 | 145 | 0 | 54.01 | 48.73 | 8 | 0
2015 | MISO_W_2_IESO | MISO_W | IESO | Internal | Summer | B1 | 10 | 145 | 0 | 91.28 | 84.67 | 8 | 0
2015 | MISO_W_2_IESO | MISO_W | IESO | Internal | Summer | B2 | 25 | 145 | 0 | 88.63 | 84.67 | 8 | 0
2015 | MISO_W_2_IESO | MISO_W | IESO | Internal | Summer | B3 | 75 | 145 | 0 | 88.52 | 80.4 | 8 | 0
2015 | MISO_W_2_IESO | MISO_W | IESO | Internal | Summer | B4 | 100 | 145 | 0 | 86.62 | 75.64 | 8 | 0
2015 | MISO_W_2_IESO | MISO_W | IESO | Internal | Summer | B5 | 200 | 145 | 0 | 74.11 | 60.14 | 8 | 0
2015 | MISO_W_2_IESO | MISO_W | IESO | Internal | Summer | B6 | 300 | 145 | 0 | 60.99 | 50.78 | 8 | 0
2015 | MISO_W_2_IESO | MISO_W | IESO | Internal | Summer | B7 | 400 | 145 | 0 | 54.34 | 47.35 | 8 | 0
2015 | MISO_W_2_IESO | MISO_W | IESO | Internal | Summer | B8 | 500 | 145 | 0 | 53.53 | 46.53 | 8 | 0
2015 | MISO_W_2_IESO | MISO_W | IESO | Internal | Summer | B9 | 800 | 145 | 0 | 52.85 | 45.94 | 8 | 0
2015 | MISO_W_2_IESO | MISO_W | IESO | Internal | Summer | B10 | 1262 | 145 | 0 | 51.4 | 45.94 | 8 | 0
2015 | MISO_W_2_IESO | MISO_W | IESO | Internal | Winter | B16 | 25 | 145 | 0 | 74.89 | 60.57 | 8 | 0
2015 | MISO_W_2_IESO | MISO_W | IESO | Internal | Winter | B17 | 100 | 145 | 0 | 65.67 | 54.53 | 8 | 0
2015 | MISO_W_2_IESO | MISO_W | IESO | Internal | Winter | B18 | 400 | 145 | 0 | 58.6 | 51.6 | 8 | 0
2015 | MISO_W_2_IESO | MISO_W | IESO | Internal | Winter | B19 | 700 | 145 | 0 | 57.83 | 50.83 | 8 | 0
2015 | MISO_W_2_IESO | MISO_W | IESO | Internal | Winter | B20 | 935 | 145 | 0 | 52.78 | 50.83 | 8 | 0
2015 | MISO_W_2_MAPP_CA | MISO_W | MAPP_CA | Internal | Shoulder | B11 | 25 | 700 | 0 | 76.02 | 70.97 | 0.01 | 0
2015 | MISO_W_2_MAPP_CA | MISO_W | MAPP_CA | Internal | Shoulder | B12 | 200 | 700 | 0 | 61.05 | 61.04 | 0.01 | 0
2015 | MISO_W_2_MAPP_CA | MISO_W | MAPP_CA | Internal | Shoulder | B13 | 600 | 700 | 0 | 56.96 | 56.94 | 0.01 | 0
2015 | MISO_W_2_MAPP_CA | MISO_W | MAPP_CA | Internal | Shoulder | B14 | 900 | 700 | 74.32 | 55.72 | 55.73 | 0.01 | 0
2015 | MISO_W_2_MAPP_CA | MISO_W | MAPP_CA | Internal | Shoulder | B15 | 1203 | 700 | 700 | 54.01 | 55.73 | 0.01 | 1.7
2015 | MISO_W_2_MAPP_CA | MISO_W | MAPP_CA | Internal | Summer | B1 | 10 | 700 | 0 | 91.28 | 76.67 | 0.01 | 0
2015 | MISO_W_2_MAPP_CA | MISO_W | MAPP_CA | Internal | Summer | B2 | 25 | 700 | 0 | 88.63 | 76.67 | 0.01 | 0
2015 | MISO_W_2_MAPP_CA | MISO_W | MAPP_CA | Internal | Summer | B3 | 75 | 700 | 0 | 88.52 | 76.56 | 0.01 | 0
2015 | MISO_W_2_MAPP_CA | MISO_W | MAPP_CA | Internal | Summer | B4 | 100 | 700 | 0 | 86.62 | 75.73 | 0.01 | 0
2015 | MISO_W_2_MAPP_CA | MISO_W | MAPP_CA | Internal | Summer | B5 | 200 | 700 | 0 | 74.11 | 70.97 | 0.01 | 0
2015 | MISO_W_2_MAPP_CA | MISO_W | MAPP_CA | Internal | Summer | B6 | 300 | 700 | 0 | 60.99 | 60.98 | 0.01 | 0
2015 | MISO_W_2_MAPP_CA | MISO_W | MAPP_CA | Internal | Summer | B7 | 400 | 700 | 0 | 54.34 | 54.32 | 0.01 | 0
2015 | MISO_W_2_MAPP_CA | MISO_W | MAPP_CA | Internal | Summer | B8 | 500 | 700 | 0 | 53.53 | 53.52 | 0.01 | 0
2015 | MISO_W_2_MAPP_CA | MISO_W | MAPP_CA | Internal | Summer | B9 | 800 | 700 | 184.87 | 52.85 | 52.87 | 0.01 | 0
2015 | MISO_W_2_MAPP_CA | MISO_W | MAPP_CA | Internal | Summer | B10 | 1262 | 700 | 700 | 51.4 | 52.87 | 0.01 | 1.45
2015 | MISO_W_2_MAPP_CA | MISO_W | MAPP_CA | Internal | Winter | B16 | 25 | 700 | 0 | 74.89 | 74.88 | 0.01 | 0
2015 | MISO_W_2_MAPP_CA | MISO_W | MAPP_CA | Internal | Winter | B17 | 100 | 700 | 0 | 65.67 | 65.66 | 0.01 | 0
2015 | MISO_W_2_MAPP_CA | MISO_W | MAPP_CA | Internal | Winter | B18 | 400 | 700 | 0 | 58.6 | 58.59 | 0.01 | 0
2015 | MISO_W_2_MAPP_CA | MISO_W | MAPP_CA | Internal | Winter | B19 | 700 | 700 | 700 | 57.83 | 58.59 | 0.01 | 0.75
2015 | MISO_W_2_MAPP_CA | MISO_W | MAPP_CA | Internal | Winter | B20 | 935 | 700 | 700 | 52.78 | 58.59 | 0.01 | 5.8
2015 | MISO_W_2_MISO_MO-IL | MISO_W | MISO_MO-IL | Internal | Shoulder | B11 | 25 | 4048 | 1313.82 | 76.02 | 76.03 | 0.01 | 0
2015 | MISO_W_2_MISO_MO-IL | MISO_W | MISO_MO-IL | Internal | Shoulder | B12 | 200 | 4048 | 1297.94 | 61.05 | 61.06 | 0.01 | 0
2015 | MISO_W_2_MISO_MO-IL | MISO_W | MISO_MO-IL | Internal | Shoulder | B13 | 600 | 4048 | 1541.9 | 56.96 | 56.97 | 0.01 | 0
2015 | MISO_W_2_MISO_MO-IL | MISO_W | MISO_MO-IL | Internal | Shoulder | B14 | 900 | 4048 | 138.17 | 55.72 | 55.73 | 0.01 | 0
2015 | MISO_W_2_MISO_MO-IL | MISO_W | MISO_MO-IL | Internal | Shoulder | B15 | 1203 | 4048 | 263.25 | 54.01 | 54.03 | 0.01 | 0
2015 | MISO_W_2_MISO_MO-IL | MISO_W | MISO_MO-IL | Internal | Summer | B1 | 10 | 4048 | 0 | 91.28 | 91.28 | 0.01 | 0
2015 | MISO_W_2_MISO_MO-IL | MISO_W | MISO_MO-IL | Internal | Summer | B2 | 25 | 4048 | 934.61 | 88.63 | 88.64 | 0.01 | 0
2015 | MISO_W_2_MISO_MO-IL | MISO_W | MISO_MO-IL | Internal | Summer | B3 | 75 | 4048 | 1606.96 | 88.52 | 88.53 | 0.01 | 0
2015 | MISO_W_2_MISO_MO-IL | MISO_W | MISO_MO-IL | Internal | Summer | B4 | 100 | 4048 | 749.63 | 86.62 | 86.63 | 0.01 | 0
2015 | MISO_W_2_MISO_MO-IL | MISO_W | MISO_MO-IL | Internal | Summer | B5 | 200 | 4048 | 1115.7 | 74.11 | 74.13 | 0.01 | 0
2015 | MISO_W_2_MISO_MO-IL | MISO_W | MISO_MO-IL | Internal | Summer | B6 | 300 | 4048 | 0 | 60.99 | 60.99 | 0.01 | 0
2015 | MISO_W_2_MISO_MO-IL | MISO_W | MISO_MO-IL | Internal | Summer | B7 | 400 | 4048 | 452.29 | 54.34 | 54.35 | 0.01 | 0
2015 | MISO_W_2_MISO_MO-IL | MISO_W | MISO_MO-IL | Internal | Summer | B8 | 500 | 4048 | 44.75 | 53.53 | 53.54 | 0.01 | 0
2015 | MISO_W_2_MISO_MO-IL | MISO_W | MISO_MO-IL | Internal | Summer | B9 | 800 | 4048 | 535.93 | 52.85 | 52.87 | 0.01 | 0
2015 | MISO_W_2_MISO_MO-IL | MISO_W | MISO_MO-IL | Internal | Summer | B10 | 1262 | 4048 | 877.78 | 51.4 | 51.42 | 0.01 | 0
2015 | MISO_W_2_MISO_MO-IL | MISO_W | MISO_MO-IL | Internal | Winter | B16 | 25 | 4048 | 0 | 74.89 | 74.89 | 0.01 | 0
2015 | MISO_W_2_MISO_MO-IL | MISO_W | MISO_MO-IL | Internal | Winter | B17 | 100 | 4048 | 0 | 65.67 | 65.67 | 0.01 | 0
2015 | MISO_W_2_MISO_MO-IL | MISO_W | MISO_MO-IL | Internal | Winter | B18 | 400 | 4048 | 0 | 58.6 | 58.59 | 0.01 | 0
2015 | MISO_W_2_MISO_MO-IL | MISO_W | MISO_MO-IL | Internal | Winter | B19 | 700 | 4048 | 0 | 57.83 | 57.82 | 0.01 | 0
2015 | MISO_W_2_MISO_MO-IL | MISO_W | MISO_MO-IL | Internal | Winter | B20 | 935 | 4048 | 0 | 52.78 | 52.78 | 0.01 | 0
2015 | MISO_W_2_MISO_WUMS | MISO_W | MISO_WUMS | Internal | Shoulder | B11 | 25 | 1747 | 0 | 76.02 | 72.03 | 0.01 | 0
2015 | MISO_W_2_MISO_WUMS | MISO_W | MISO_WUMS | Internal | Shoulder | B12 | 200 | 1747 | 0 | 61.05 | 61.04 | 0.01 | 0
2015 | MISO_W_2_MISO_WUMS | MISO_W | MISO_WUMS | Internal | Shoulder | B13 | 600 | 1747 | 0 | 56.96 | 56.94 | 0.01 | 0
2015 | MISO_W_2_MISO_WUMS | MISO_W | MISO_WUMS | Internal | Shoulder | B14 | 900 | 1747 | 0 | 55.72 | 55.72 | 0.01 | 0
2015 | MISO_W_2_MISO_WUMS | MISO_W | MISO_WUMS | Internal | Shoulder | B15 | 1203 | 1747 | 0 | 54.01 | 54 | 0.01 | 0
2015 | MISO_W_2_MISO_WUMS | MISO_W | MISO_WUMS | Internal | Summer | B1 | 10 | 1747 | 0 | 91.28 | 91.28 | 0.01 | 0
2015 | MISO_W_2_MISO_WUMS | MISO_W | MISO_WUMS | Internal | Summer | B2 | 25 | 1747 | 0 | 88.63 | 88.62 | 0.01 | 0
2015 | MISO_W_2_MISO_WUMS | MISO_W | MISO_WUMS | Internal | Summer | B3 | 75 | 1747 | 0 | 88.52 | 87.41 | 0.01 | 0
2015 | MISO_W_2_MISO_WUMS | MISO_W | MISO_WUMS | Internal | Summer | B4 | 100 | 1747 | 0 | 86.62 | 82.64 | 0.01 | 0
2015 | MISO_W_2_MISO_WUMS | MISO_W | MISO_WUMS | Internal | Summer | B5 | 200 | 1747 | 0 | 74.11 | 73.13 | 0.01 | 0
2015 | MISO_W_2_MISO_WUMS | MISO_W | MISO_WUMS | Internal | Summer | B6 | 300 | 1747 | 0 | 60.99 | 60.98 | 0.01 | 0
2015 | MISO_W_2_MISO_WUMS | MISO_W | MISO_WUMS | Internal | Summer | B7 | 400 | 1747 | 0 | 54.34 | 54.34 | 0.01 | 0
2015 | MISO_W_2_MISO_WUMS | MISO_W | MISO_WUMS | Internal | Summer | B8 | 500 | 1747 | 0 | 53.53 | 53.53 | 0.01 | 0
2015 | MISO_W_2_MISO_WUMS | MISO_W | MISO_WUMS | Internal | Summer | B9 | 800 | 1747 | 0 | 52.85 | 52.84 | 0.01 | 0
2015 | MISO_W_2_MISO_WUMS | MISO_W | MISO_WUMS | Internal | Summer | B10 | 1262 | 1747 | 639.53 | 51.4 | 51.42 | 0.01 | 0
2015 | MISO_W_2_MISO_WUMS | MISO_W | MISO_WUMS | Internal | Winter | B16 | 25 | 1747 | 0 | 74.89 | 74.88 | 0.01 | 0
2015 | MISO_W_2_MISO_WUMS | MISO_W | MISO_WUMS | Internal | Winter | B17 | 100 | 1747 | 0 | 65.67 | 65.66 | 0.01 | 0
2015 | MISO_W_2_MISO_WUMS | MISO_W | MISO_WUMS | Internal | Winter | B18 | 400 | 1747 | 0 | 58.6 | 58.6 | 0.01 | 0
2015 | MISO_W_2_MISO_WUMS | MISO_W | MISO_WUMS | Internal | Winter | B19 | 700 | 1747 | 0 | 57.83 | 57.83 | 0.01 | 0
2015 | MISO_W_2_MISO_WUMS | MISO_W | MISO_WUMS | Internal | Winter | B20 | 935 | 1747 | 1219.51 | 52.78 | 52.79 | 0.01 | 0
2015 | MISO_W_2_PJM_ROR | MISO_W | PJM_ROR | Internal | Shoulder | B11 | 25 | 19839 | 0 | 76.02 | 74.03 | 2 | 0
2015 | MISO_W_2_PJM_ROR | MISO_W | PJM_ROR | Internal | Shoulder | B12 | 200 | 19839 | 0 | 61.05 | 63.04 | 2 | 0
2015 | MISO_W_2_PJM_ROR | MISO_W | PJM_ROR | Internal | Shoulder | B13 | 600 | 19839 | 0 | 56.96 | 58.94 | 2 | 0
2015 | MISO_W_2_PJM_ROR | MISO_W | PJM_ROR | Internal | Shoulder | B14 | 900 | 19839 | 709.68 | 55.72 | 57.72 | 2 | 0
2015 | MISO_W_2_PJM_ROR | MISO_W | PJM_ROR | Internal | Shoulder | B15 | 1203 | 19839 | 0 | 54.01 | 53.74 | 2 | 0
2015 | MISO_W_2_PJM_ROR | MISO_W | PJM_ROR | Internal | Summer | B1 | 10 | 19839 | 2739.19 | 91.28 | 93.28 | 2 | 0
2015 | MISO_W_2_PJM_ROR | MISO_W | PJM_ROR | Internal | Summer | B2 | 25 | 19839 | 0 | 88.63 | 90.16 | 2 | 0
2015 | MISO_W_2_PJM_ROR | MISO_W | PJM_ROR | Internal | Summer | B3 | 75 | 19839 | 0 | 88.52 | 89.41 | 2 | 0
2015 | MISO_W_2_PJM_ROR | MISO_W | PJM_ROR | Internal | Summer | B4 | 100 | 19839 | 0 | 86.62 | 84.64 | 2 | 0
2015 | MISO_W_2_PJM_ROR | MISO_W | PJM_ROR | Internal | Summer | B5 | 200 | 19839 | 0 | 74.11 | 75.13 | 2 | 0
2015 | MISO_W_2_PJM_ROR | MISO_W | PJM_ROR | Internal | Summer | B6 | 300 | 19839 | 232.56 | 60.99 | 62.99 | 2 | 0
2015 | MISO_W_2_PJM_ROR | MISO_W | PJM_ROR | Internal | Summer | B7 | 400 | 19839 | 713.48 | 54.34 | 56.34 | 2 | 0
2015 | MISO_W_2_PJM_ROR | MISO_W | PJM_ROR | Internal | Summer | B8 | 500 | 19839 | 711.06 | 53.53 | 55.53 | 2 | 0
2015 | MISO_W_2_PJM_ROR | MISO_W | PJM_ROR | Internal | Summer | B9 | 800 | 19839 | 0 | 52.85 | 53.6 | 2 | 0
2015 | MISO_W_2_PJM_ROR | MISO_W | PJM_ROR | Internal | Summer | B10 | 1262 | 19839 | 0 | 51.4 | 52.05 | 2 | 0
2015 | MISO_W_2_PJM_ROR | MISO_W | PJM_ROR | Internal | Winter | B16 | 25 | 19839 | 5130.11 | 74.89 | 76.89 | 2 | 0
2015 | MISO_W_2_PJM_ROR | MISO_W | PJM_ROR | Internal | Winter | B17 | 100 | 19839 | 4797.71 | 65.67 | 67.67 | 2 | 0
2015 | MISO_W_2_PJM_ROR | MISO_W | PJM_ROR | Internal | Winter | B18 | 400 | 19839 | 1418.6 | 58.6 | 60.6 | 2 | 0
2015 | MISO_W_2_PJM_ROR | MISO_W | PJM_ROR | Internal | Winter | B19 | 700 | 19839 | 92.27 | 57.83 | 59.83 | 2 | 0
2015 | MISO_W_2_PJM_ROR | MISO_W | PJM_ROR | Internal | Winter | B20 | 935 | 19839 | 133.4 | 52.78 | 54.78 | 2 | 0
2015 | MISO_W_2_SPP_N | MISO_W | SPP_N | Internal | Shoulder | B11 | 25 | 3450 | 351.36 | 76.02 | 83.02 | 7 | 0
2015 | MISO_W_2_SPP_N | MISO_W | SPP_N | Internal | Shoulder | B12 | 200 | 3450 | 0 | 61.05 | 59.99 | 7 | 0
2015 | MISO_W_2_SPP_N | MISO_W | SPP_N | Internal | Shoulder | B13 | 600 | 3450 | 0 | 56.96 | 57.52 | 7 | 0
2015 | MISO_W_2_SPP_N | MISO_W | SPP_N | Internal | Shoulder | B14 | 900 | 3450 | 0 | 55.72 | 57.32 | 7 | 0
2015 | MISO_W_2_SPP_N | MISO_W | SPP_N | Internal | Shoulder | B15 | 1203 | 3450 | 0 | 54.01 | 57.32 | 7 | 0
2015 | MISO_W_2_SPP_N | MISO_W | SPP_N | Internal | Summer | B1 | 10 | 3450 | 0 | 91.28 | 92.49 | 7 | 0
2015 | MISO_W_2_SPP_N | MISO_W | SPP_N | Internal | Summer | B2 | 25 | 3450 | 0 | 88.63 | 92.49 | 7 | 0
2015 | MISO_W_2_SPP_N | MISO_W | SPP_N | Internal | Summer | B3 | 75 | 3450 | 0 | 88.52 | 92.49 | 7 | 0
2015 | MISO_W_2_SPP_N | MISO_W | SPP_N | Internal | Summer | B4 | 100 | 3450 | 0 | 86.62 | 86.63 | 7 | 0
2015 | MISO_W_2_SPP_N | MISO_W | SPP_N | Internal | Summer | B5 | 200 | 3450 | 72.15 | 74.11 | 81.11 | 7 | 0
2015 | MISO_W_2_SPP_N | MISO_W | SPP_N | Internal | Summer | B6 | 300 | 3450 | 690.98 | 60.99 | 67.99 | 7 | 0
2015 | MISO_W_2_SPP_N | MISO_W | SPP_N | Internal | Summer | B7 | 400 | 3450 | 0 | 54.34 | 59.47 | 7 | 0
2015 | MISO_W_2_SPP_N | MISO_W | SPP_N | Internal | Summer | B8 | 500 | 3450 | 0 | 53.53 | 58.05 | 7 | 0
2015 | MISO_W_2_SPP_N | MISO_W | SPP_N | Internal | Summer | B9 | 800 | 3450 | 0 | 52.85 | 56.05 | 7 | 0
2015 | MISO_W_2_SPP_N | MISO_W | SPP_N | Internal | Summer | B10 | 1262 | 3450 | 0 | 51.4 | 55.92 | 7 | 0
2015 | MISO_W_2_SPP_N | MISO_W | SPP_N | Internal | Winter | B16 | 25 | 3450 | 0 | 74.89 | 69.91 | 7 | 0
2015 | MISO_W_2_SPP_N | MISO_W | SPP_N | Internal | Winter | B17 | 100 | 3450 | 0 | 65.67 | 60.67 | 7 | 0
2015 | MISO_W_2_SPP_N | MISO_W | SPP_N | Internal | Winter | B18 | 400 | 3450 | 0 | 58.6 | 59.77 | 7 | 0
2015 | MISO_W_2_SPP_N | MISO_W | SPP_N | Internal | Winter | B19 | 700 | 3450 | 0 | 57.83 | 59.66 | 7 | 0
2015 | MISO_W_2_SPP_N | MISO_W | SPP_N | Internal | Winter | B20 | 935 | 3450 | 0 | 52.78 | 56.03 | 7 | 0
2015 | MISO_WUMS_2_MISO_MI | MISO_WUMS | MISO_MI | Internal | Shoulder | B11 | 25 | 294 | 294 | 72.03 | 72.6 | 0.01 | 0.56
2015 | MISO_WUMS_2_MISO_MI | MISO_WUMS | MISO_MI | Internal | Shoulder | B12 | 200 | 294 | 294 | 61.04 | 61.06 | 0.01 | 0.01
2015 | MISO_WUMS_2_MISO_MI | MISO_WUMS | MISO_MI | Internal | Shoulder | B13 | 600 | 294 | 294 | 56.94 | 56.97 | 0.01 | 0.01
2015 | MISO_WUMS_2_MISO_MI | MISO_WUMS | MISO_MI | Internal | Shoulder | B14 | 900 | 294 | 200.96 | 55.72 | 55.73 | 0.01 | 0
2015 | MISO_WUMS_2_MISO_MI | MISO_WUMS | MISO_MI | Internal | Shoulder | B15 | 1203 | 294 | 294 | 54 | 54.05 | 0.01 | 0.04
2015 | MISO_WUMS_2_MISO_MI | MISO_WUMS | MISO_MI | Internal | Summer | B1 | 10 | 294 | 294 | 91.28 | 91.67 | 0.01 | 0.38
2015 | MISO_WUMS_2_MISO_MI | MISO_WUMS | MISO_MI | Internal | Summer | B2 | 25 | 294 | 294 | 88.62 | 91.67 | 0.01 | 3.04
2015 | MISO_WUMS_2_MISO_MI | MISO_WUMS | MISO_MI | Internal | Summer | B3 | 75 | 294 | 0 | 87.41 | 87.4 | 0.01 | 0
2015 | MISO_WUMS_2_MISO_MI | MISO_WUMS | MISO_MI | Internal | Summer | B4 | 100 | 294 | 0 | 82.64 | 82.64 | 0.01 | 0
2015 | MISO_WUMS_2_MISO_MI | MISO_WUMS | MISO_MI | Internal | Summer | B5 | 200 | 294 | 0 | 73.13 | 73.11 | 0.01 | 0
2015 | MISO_WUMS_2_MISO_MI | MISO_WUMS | MISO_MI | Internal | Summer | B6 | 300 | 294 | 81.78 | 60.98 | 60.99 | 0.01 | 0
2015 | MISO_WUMS_2_MISO_MI | MISO_WUMS | MISO_MI | Internal | Summer | B7 | 400 | 294 | 188.81 | 54.34 | 54.35 | 0.01 | 0
2015 | MISO_WUMS_2_MISO_MI | MISO_WUMS | MISO_MI | Internal | Summer | B8 | 500 | 294 | 40.68 | 53.53 | 53.54 | 0.01 | 0
2015 | MISO_WUMS_2_MISO_MI | MISO_WUMS | MISO_MI | Internal | Summer | B9 | 800 | 294 | 294 | 52.84 | 52.94 | 0.01 | 0.08
2015 | MISO_WUMS_2_MISO_MI | MISO_WUMS | MISO_MI | Internal | Summer | B10 | 1262 | 294 | 294 | 51.42 | 52.94 | 0.01 | 1.51
2015 | MISO_WUMS_2_MISO_MI | MISO_WUMS | MISO_MI | Internal | Winter | B16 | 25 | 294 | 0 | 74.88 | 73.27 | 0.01 | 0
2015 | MISO_WUMS_2_MISO_MI | MISO_WUMS | MISO_MI | Internal | Winter | B17 | 100 | 294 | 104.98 | 65.66 | 65.67 | 0.01 | 0
2015 | MISO_WUMS_2_MISO_MI | MISO_WUMS | MISO_MI | Internal | Winter | B18 | 400 | 294 | 0 | 58.6 | 58.6 | 0.01 | 0
2015 | MISO_WUMS_2_MISO_MI | MISO_WUMS | MISO_MI | Internal | Winter | B19 | 700 | 294 | 0 | 57.83 | 57.83 | 0.01 | 0
2015 | MISO_WUMS_2_MISO_MI | MISO_WUMS | MISO_MI | Internal | Winter | B20 | 935 | 294 | 294 | 52.79 | 53.18 | 0.01 | 0.37
2015 | MISO_WUMS_2_MISO_W | MISO_WUMS | MISO_W | Internal | Shoulder | B11 | 25 | 1255 | 1255 | 72.03 | 76.02 | 0.01 | 3.98
2015 | MISO_WUMS_2_MISO_W | MISO_WUMS | MISO_W | Internal | Shoulder | B12 | 200 | 1255 | 195.96 | 61.04 | 61.05 | 0.01 | 0
2015 | MISO_WUMS_2_MISO_W | MISO_WUMS | MISO_W | Internal | Shoulder | B13 | 600 | 1255 | 381.33 | 56.94 | 56.96 | 0.01 | 0
2015 | MISO_WUMS_2_MISO_W | MISO_WUMS | MISO_W | Internal | Shoulder | B14 | 900 | 1255 | 0 | 55.72 | 55.72 | 0.01 | 0
2015 | MISO_WUMS_2_MISO_W | MISO_WUMS | MISO_W | Internal | Shoulder | B15 | 1203 | 1255 | 783.44 | 54 | 54.01 | 0.01 | 0
2015 | MISO_WUMS_2_MISO_W | MISO_WUMS | MISO_W | Internal | Summer | B1 | 10 | 1255 | 0 | 91.28 | 91.28 | 0.01 | 0
2015 | MISO_WUMS_2_MISO_W | MISO_WUMS | MISO_W | Internal | Summer | B2 | 25 | 1255 | 510.65 | 88.62 | 88.63 | 0.01 | 0
2015 | MISO_WUMS_2_MISO_W | MISO_WUMS | MISO_W | Internal | Summer | B3 | 75 | 1255 | 1255 | 87.41 | 88.52 | 0.01 | 1.1
2015 | MISO_WUMS_2_MISO_W | MISO_WUMS | MISO_W | Internal | Summer | B4 | 100 | 1255 | 1255 | 82.64 | 86.62 | 0.01 | 3.96
2015 | MISO_WUMS_2_MISO_W | MISO_WUMS | MISO_W | Internal | Summer | B5 | 200 | 1255 | 1255 | 73.13 | 74.11 | 0.01 | 0.98
2015 | MISO_WUMS_2_MISO_W | MISO_WUMS | MISO_W | Internal | Summer | B6 | 300 | 1255 | 224.81 | 60.98 | 60.99 | 0.01 | 0
2015 | MISO_WUMS_2_MISO_W | MISO_WUMS | MISO_W | Internal | Summer | B7 | 400 | 1255 | 0 | 54.34 | 54.34 | 0.01 | 0
2015 | MISO_WUMS_2_MISO_W | MISO_WUMS | MISO_W | Internal | Summer | B8 | 500 | 1255 | 0 | 53.53 | 53.53 | 0.01 | 0
2015 | MISO_WUMS_2_MISO_W | MISO_WUMS | MISO_W | Internal | Summer | B9 | 800 | 1255 | 539.06 | 52.84 | 52.85 | 0.01 | 0
2015 | MISO_WUMS_2_MISO_W | MISO_WUMS | MISO_W | Internal | Summer | B10 | 1262 | 1255 | 0 | 51.42 | 51.4 | 0.01 | 0
2015 | MISO_WUMS_2_MISO_W | MISO_WUMS | MISO_W | Internal | Winter | B16 | 25 | 1255 | 526.69 | 74.88 | 74.89 | 0.01 | 0
2015 | MISO_WUMS_2_MISO_W | MISO_WUMS | MISO_W | Internal | Winter | B17 | 100 | 1255 | 299.4 | 65.66 | 65.67 | 0.01 | 0
2015 | MISO_WUMS_2_MISO_W | MISO_WUMS | MISO_W | Internal | Winter | B18 | 400 | 1255 | 0 | 58.6 | 58.6 | 0.01 | 0
2015 | MISO_WUMS_2_MISO_W | MISO_WUMS | MISO_W | Internal | Winter | B19 | 700 | 1255 | 0 | 57.83 | 57.83 | 0.01 | 0
2015 | MISO_WUMS_2_MISO_W | MISO_WUMS | MISO_W | Internal | Winter | B20 | 935 | 1255 | 0 | 52.79 | 52.78 | 0.01 | 0
2015 | MISO_WUMS_2_PJM_ROR | MISO_WUMS | PJM_ROR | Internal | Shoulder | B11 | 25 | 1600 | 883.42 | 72.03 | 74.03 | 2 | 0
2015 | MISO_WUMS_2_PJM_ROR | MISO_WUMS | PJM_ROR | Internal | Shoulder | B12 | 200 | 1600 | 1213.51 | 61.04 | 63.04 | 2 | 0
2015 | MISO_WUMS_2_PJM_ROR | MISO_WUMS | PJM_ROR | Internal | Shoulder | B13 | 600 | 1600 | 773.48 | 56.94 | 58.94 | 2 | 0
2015 | MISO_WUMS_2_PJM_ROR | MISO_WUMS | PJM_ROR | Internal | Shoulder | B14 | 900 | 1600 | 1508.43 | 55.72 | 57.72 | 2 | 0
2015 | MISO_WUMS_2_PJM_ROR | MISO_WUMS | PJM_ROR | Internal | Shoulder | B15 | 1203 | 1600 | 0 | 54 | 53.74 | 2 | 0
2015 | MISO_WUMS_2_PJM_ROR | MISO_WUMS | PJM_ROR | Internal | Summer | B1 | 10 | 1600 | 449.61 | 91.28 | 93.28 | 2 | 0
2015 | MISO_WUMS_2_PJM_ROR | MISO_WUMS | PJM_ROR | Internal | Summer | B2 | 25 | 1600 | 0 | 88.62 | 90.16 | 2 | 0
2015 | MISO_WUMS_2_PJM_ROR | MISO_WUMS | PJM_ROR | Internal | Summer | B3 | 75 | 1600 | 285.08 | 87.41 | 89.41 | 2 | 0
2015 | MISO_WUMS_2_PJM_ROR | MISO_WUMS | PJM_ROR | Internal | Summer | B4 | 100 | 1600 | 824.06 | 82.64 | 84.64 | 2 | 0
2015 | MISO_WUMS_2_PJM_ROR | MISO_WUMS | PJM_ROR | Internal | Summer | B5 | 200 | 1600 | 1419.57 | 73.13 | 75.13 | 2 | 0
2015 | MISO_WUMS_2_PJM_ROR | MISO_WUMS | PJM_ROR | Internal | Summer | B6 | 300 | 1600 | 1600 | 60.98 | 62.99 | 2 | 0.01
2015 | MISO_WUMS_2_PJM_ROR | MISO_WUMS | PJM_ROR | Internal | Summer | B7 | 400 | 1600 | 434.38 | 54.34 | 56.34 | 2 | 0
2015 | MISO_WUMS_2_PJM_ROR | MISO_WUMS | PJM_ROR | Internal | Summer | B8 | 500 | 1600 | 634.45 | 53.53 | 55.53 | 2 | 0
2015 | MISO_WUMS_2_PJM_ROR | MISO_WUMS | PJM_ROR | Internal | Summer | B9 | 800 | 1600 | 0 | 52.84 | 53.6 | 2 | 0
2015 | MISO_WUMS_2_PJM_ROR | MISO_WUMS | PJM_ROR | Internal | Summer | B10 | 1262 | 1600 | 0 | 51.42 | 52.05 | 2 | 0
2015 | MISO_WUMS_2_PJM_ROR | MISO_WUMS | PJM_ROR | Internal | Winter | B16 | 25 | 1600 | 1600 | 74.88 | 76.89 | 2 | 0.01
2015 | MISO_WUMS_2_PJM_ROR | MISO_WUMS | PJM_ROR | Internal | Winter | B17 | 100 | 1600 | 1600 | 65.66 | 67.67 | 2 | 0.01
2015 | MISO_WUMS_2_PJM_ROR | MISO_WUMS | PJM_ROR | Internal | Winter | B18 | 400 | 1600 | 474.27 | 58.6 | 60.6 | 2 | 0
2015 | MISO_WUMS_2_PJM_ROR | MISO_WUMS | PJM_ROR | Internal | Winter | B19 | 700 | 1600 | 763.17 | 57.83 | 59.83 | 2 | 0
2015 | MISO_WUMS_2_PJM_ROR | MISO_WUMS | PJM_ROR | Internal | Winter | B20 | 935 | 1600 | 0 | 52.79 | 54.78 | 2 | 0
2015 | NE_2_MAPP_US | NE | MAPP_US | Internal | Shoulder | B11 | 25 | 1600 | 0 | 76.02 | 69.02 | 5 | 0
2015 | NE_2_MAPP_US | NE | MAPP_US | Internal | Shoulder | B12 | 200 | 1600 | 0 | 59.97 | 54.05 | 5 | 0
2015 | NE_2_MAPP_US | NE | MAPP_US | Internal | Shoulder | B13 | 600 | 1600 | 0 | 57.51 | 54.05 | 5 | 0
2015 | NE_2_MAPP_US | NE | MAPP_US | Internal | Shoulder | B14 | 900 | 1600 | 0 | 57.31 | 54.05 | 5 | 0
2015 | NE_2_MAPP_US | NE | MAPP_US | Internal | Shoulder | B15 | 1203 | 1600 | 0 | 57.31 | 54.05 | 5 | 0
2015 | NE_2_MAPP_US | NE | MAPP_US | Internal | Summer | B1 | 10 | 1600 | 0 | 91.28 | 84.28 | 5 | 0
2015 | NE_2_MAPP_US | NE | MAPP_US | Internal | Summer | B2 | 25 | 1600 | 0 | 90.67 | 83.67 | 5 | 0
2015 | NE_2_MAPP_US | NE | MAPP_US | Internal | Summer | B3 | 75 | 1600 | 0 | 90.56 | 83.56 | 5 | 0
2015 | NE_2_MAPP_US | NE | MAPP_US | Internal | Summer | B4 | 100 | 1600 | 0 | 86.62 | 79.62 | 5 | 0
2015 | NE_2_MAPP_US | NE | MAPP_US | Internal | Summer | B5 | 200 | 1600 | 0 | 74.12 | 67.12 | 5 | 0
2015 | NE_2_MAPP_US | NE | MAPP_US | Internal | Summer | B6 | 300 | 1600 | 0 | 60.99 | 53.99 | 5 | 0
2015 | NE_2_MAPP_US | NE | MAPP_US | Internal | Summer | B7 | 400 | 1600 | 0 | 59.46 | 52.46 | 5 | 0
2015 | NE_2_MAPP_US | NE | MAPP_US | Internal | Summer | B8 | 500 | 1600 | 0 | 58.03 | 51.2 | 5 | 0
2015 | NE_2_MAPP_US | NE | MAPP_US | Internal | Summer | B9 | 800 | 1600 | 0 | 56.04 | 51.2 | 5 | 0
2015 | NE_2_MAPP_US | NE | MAPP_US | Internal | Summer | B10 | 1262 | 1600 | 0 | 53.73 | 51.2 | 5 | 0
2015 | NE_2_MAPP_US | NE | MAPP_US | Internal | Winter | B16 | 25 | 1600 | 0 | 69.89 | 67.89 | 5 | 0
2015 | NE_2_MAPP_US | NE | MAPP_US | Internal | Winter | B17 | 100 | 1600 | 0 | 60.67 | 58.67 | 5 | 0
2015 | NE_2_MAPP_US | NE | MAPP_US | Internal | Winter | B18 | 400 | 1600 | 0 | 59.76 | 55.65 | 5 | 0
2015 | NE_2_MAPP_US | NE | MAPP_US | Internal | Winter | B19 | 700 | 1600 | 0 | 59.65 | 55.65 | 5 | 0
2015 | NE_2_MAPP_US | NE | MAPP_US | Internal | Winter | B20 | 935 | 1600 | 0 | 54.7 | 55.65 | 5 | 0
2015 | NE_2_MISO_W | NE | MISO_W | Internal | Shoulder | B11 | 25 | 3614 | 0 | 76.02 | 76.02 | 5 | 0
2015 | NE_2_MISO_W | NE | MISO_W | Internal | Shoulder | B12 | 200 | 3614 | 0 | 59.97 | 61.05 | 5 | 0
2015 | NE_2_MISO_W | NE | MISO_W | Internal | Shoulder | B13 | 600 | 3614 | 0 | 57.51 | 56.96 | 5 | 0
2015 | NE_2_MISO_W | NE | MISO_W | Internal | Shoulder | B14 | 900 | 3614 | 0 | 57.31 | 55.72 | 5 | 0
2015 | NE_2_MISO_W | NE | MISO_W | Internal | Shoulder | B15 | 1203 | 3614 | 0 | 57.31 | 54.01 | 5 | 0
2015 | NE_2_MISO_W | NE | MISO_W | Internal | Summer | B1 | 10 | 3614 | 0 | 91.28 | 91.28 | 5 | 0
2015 | NE_2_MISO_W | NE | MISO_W | Internal | Summer | B2 | 25 | 3614 | 0 | 90.67 | 88.63 | 5 | 0
2015 | NE_2_MISO_W | NE | MISO_W | Internal | Summer | B3 | 75 | 3614 | 0 | 90.56 | 88.52 | 5 | 0
2015 | NE_2_MISO_W | NE | MISO_W | Internal | Summer | B4 | 100 | 3614 | 0 | 86.62 | 86.62 | 5 | 0
2015 | NE_2_MISO_W | NE | MISO_W | Internal | Summer | B5 | 200 | 3614 | 0 | 74.12 | 74.11 | 5 | 0
2015 | NE_2_MISO_W | NE | MISO_W | Internal | Summer | B6 | 300 | 3614 | 0 | 60.99 | 60.99 | 5 | 0
2015 | NE_2_MISO_W | NE | MISO_W | Internal | Summer | B7 | 400 | 3614 | 0 | 59.46 | 54.34 | 5 | 0
2015 | NE_2_MISO_W | NE | MISO_W | Internal | Summer | B8 | 500 | 3614 | 0 | 58.03 | 53.53 | 5 | 0
2015 | NE_2_MISO_W | NE | MISO_W | Internal | Summer | B9 | 800 | 3614 | 0 | 56.04 | 52.85 | 5 | 0
2015 | NE_2_MISO_W | NE | MISO_W | Internal | Summer | B10 | 1262 | 3614 | 0 | 53.73 | 51.4 | 5 | 0
2015 | NE_2_MISO_W | NE | MISO_W | Internal | Winter | B16 | 25 | 3614 | 968.91 | 69.89 | 74.89 | 5 | 0
2015 | NE_2_MISO_W | NE | MISO_W | Internal | Winter | B17 | 100 | 3614 | 1322.01 | 60.67 | 65.67 | 5 | 0
2015 | NE_2_MISO_W | NE | MISO_W | Internal | Winter | B18 | 400 | 3614 | 0 | 59.76 | 58.6 | 5 | 0
2015 | NE_2_MISO_W | NE | MISO_W | Internal | Winter | B19 | 700 | 3614 | 0 | 59.65 | 57.83 | 5 | 0
2015 | NE_2_MISO_W | NE | MISO_W | Internal | Winter | B20 | 935 | 3614 | 0 | 54.7 | 52.78 | 5 | 0
2015 | NE_2_SPP_N | NE | SPP_N | Internal | Shoulder | B11 | 25 | 1854 | 1854 | 76.02 | 83.02 | 0.01 | 6.99
2015 | NE_2_SPP_N | NE | SPP_N | Internal | Shoulder | B12 | 200 | 1854 | 664.67 | 59.97 | 59.99 | 0.01 | 0
2015 | NE_2_SPP_N | NE | SPP_N | Internal | Shoulder | B13 | 600 | 1854 | 797.19 | 57.51 | 57.52 | 0.01 | 0
2015 | NE_2_SPP_N | NE | SPP_N | Internal | Shoulder | B14 | 900 | 1854 | 998.71 | 57.31 | 57.32 | 0.01 | 0
2015 | NE_2_SPP_N | NE | SPP_N | Internal | Shoulder | B15 | 1203 | 1854 | 1367.34 | 57.31 | 57.32 | 0.01 | 0
2015 | NE_2_SPP_N | NE | SPP_N | Internal | Summer | B1 | 10 | 1854 | 1854 | 91.28 | 92.49 | 0.01 | 1.2
2015 | NE_2_SPP_N | NE | SPP_N | Internal | Summer | B2 | 25 | 1854 | 1854 | 90.67 | 92.49 | 0.01 | 1.81
2015 | NE_2_SPP_N | NE | SPP_N | Internal | Summer | B3 | 75 | 1854 | 1854 | 90.56 | 92.49 | 0.01 | 1.92
2015 | NE_2_SPP_N | NE | SPP_N | Internal | Summer | B4 | 100 | 1854 | 1649.17 | 86.62 | 86.63 | 0.01 | 0
2015 | NE_2_SPP_N | NE | SPP_N | Internal | Summer | B5 | 200 | 1854 | 1854 | 74.12 | 81.11 | 0.01 | 6.98
2015 | NE_2_SPP_N | NE | SPP_N | Internal | Summer | B6 | 300 | 1854 | 1854 | 60.99 | 67.99 | 0.01 | 6.99
2015 | NE_2_SPP_N | NE | SPP_N | Internal | Summer | B7 | 400 | 1854 | 1677.58 | 59.46 | 59.47 | 0.01 | 0
2015 | NE_2_SPP_N | NE | SPP_N | Internal | Summer | B8 | 500 | 1854 | 1259.96 | 58.03 | 58.05 | 0.01 | 0
2015 | NE_2_SPP_N | NE | SPP_N | Internal | Summer | B9 | 800 | 1854 | 1490.19 | 56.04 | 56.05 | 0.01 | 0
2015 | NE_2_SPP_N | NE | SPP_N | Internal | Summer | B10 | 1262 | 1854 | 1854 | 53.73 | 55.92 | 0.01 | 2.18
2015 | NE_2_SPP_N | NE | SPP_N | Internal | Winter | B16 | 25 | 1854 | 353.65 | 69.89 | 69.91 | 0.01 | 0
2015 | NE_2_SPP_N | NE | SPP_N | Internal | Winter | B17 | 100 | 1854 | 0 | 60.67 | 60.67 | 0.01 | 0
2015 | NE_2_SPP_N | NE | SPP_N | Internal | Winter | B18 | 400 | 1854 | 1407.2 | 59.76 | 59.77 | 0.01 | 0
2015 | NE_2_SPP_N | NE | SPP_N | Internal | Winter | B19 | 700 | 1854 | 1424.23 | 59.65 | 59.66 | 0.01 | 0
2015 | NE_2_SPP_N | NE | SPP_N | Internal | Winter | B20 | 935 | 1854 | 1854 | 54.7 | 56.03 | 0.01 | 1.32
2015 | NEISO_2_NYISO_A-F | NEISO | NYISO_A-F | Internal | Shoulder | B11 | 25 | 600 | 600 | 55.76 | 60.47 | 3 | 1.71
2015 | NEISO_2_NYISO_A-F | NEISO | NYISO_A-F | Internal | Shoulder | B12 | 200 | 600 | 0 | 55.76 | 58.75 | 3 | 0
2015 | NEISO_2_NYISO_A-F | NEISO | NYISO_A-F | Internal | Shoulder | B13 | 600 | 600 | 0 | 55.76 | 57.76 | 3 | 0
2015 | NEISO_2_NYISO_A-F | NEISO | NYISO_A-F | Internal | Shoulder | B14 | 900 | 600 | 0 | 55.76 | 56.82 | 3 | 0
2015 | NEISO_2_NYISO_A-F | NEISO | NYISO_A-F | Internal | Shoulder | B15 | 1203 | 600 | 0 | 55.76 | 56.82 | 3 | 0
2015 | NEISO_2_NYISO_A-F | NEISO | NYISO_A-F | Internal | Summer | B1 | 10 | 600 | 0 | 97.95 | 91.67 | 3 | 0
2015 | NEISO_2_NYISO_A-F | NEISO | NYISO_A-F | Internal | Summer | B2 | 25 | 600 | 0 | 82.41 | 85.39 | 3 | 0
2015 | NEISO_2_NYISO_A-F | NEISO | NYISO_A-F | Internal | Summer | B3 | 75 | 600 | 403.75 | 76.46 | 79.46 | 3 | 0
2015 | NEISO_2_NYISO_A-F | NEISO | NYISO_A-F | Internal | Summer | B4 | 100 | 600 | 600 | 70.46 | 75.94 | 3 | 2.48
2015 | NEISO_2_NYISO_A-F | NEISO | NYISO_A-F | Internal | Summer | B5 | 200 | 600 | 600 | 53.06 | 67.14 | 3 | 11.07
2015 | NEISO_2_NYISO_A-F | NEISO | NYISO_A-F | Internal | Summer | B6 | 300 | 600 | 600 | 53.06 | 57.78 | 3 | 1.71
2015 | NEISO_2_NYISO_A-F | NEISO | NYISO_A-F | Internal | Summer | B7 | 400 | 600 | 0 | 53.06 | 56.04 | 3 | 0
2015 | NEISO_2_NYISO_A-F | NEISO | NYISO_A-F | Internal | Summer | B8 | 500 | 600 | 0 | 53.06 | 55.18 | 3 | 0
2015 | NEISO_2_NYISO_A-F | NEISO | NYISO_A-F | Internal | Summer | B9 | 800 | 600 | 0 | 53.06 | 55.18 | 3 | 0
2015 | NEISO_2_NYISO_A-F | NEISO | NYISO_A-F | Internal | Summer | B10 | 1262 | 600 | 0 | 53.06 | 55.18 | 3 | 0
2015 | NEISO_2_NYISO_A-F | NEISO | NYISO_A-F | Internal | Winter | B16 | 25 | 600 | 600 | 64.15 | 67.57 | 3 | 0.42
2015 | NEISO_2_NYISO_A-F | NEISO | NYISO_A-F | Internal | Winter | B17 | 100 | 600 | 0 | 64.15 | 61.53 | 3 | 0
2015 | NEISO_2_NYISO_A-F | NEISO | NYISO_A-F | Internal | Winter | B18 | 400 | 600 | 0 | 64.15 | 61.53 | 3 | 0
2015 | NEISO_2_NYISO_A-F | NEISO | NYISO_A-F | Internal | Winter | B19 | 700 | 600 | 0 | 64.15 | 61.53 | 3 | 0
2015 | NEISO_2_NYISO_A-F | NEISO | NYISO_A-F | Internal | Winter | B20 | 935 | 600 | 0 | 64.15 | 61.53 | 3 | 0
2015 | NEISO_2_NYISO_G-I | NEISO | NYISO_G-I | Internal | Shoulder | B11 | 25 | 600 | 600 | 55.76 | 60.48 | 3 | 1.72
2015 | NEISO_2_NYISO_G-I | NEISO | NYISO_G-I | Internal | Shoulder | B12 | 200 | 600 | 315.11 | 55.76 | 58.76 | 3 | 0
2015 | NEISO_2_NYISO_G-I | NEISO | NYISO_G-I | Internal | Shoulder | B13 | 600 | 600 | 0 | 55.76 | 57.77 | 3 | 0
2015 | NEISO_2_NYISO_G-I | NEISO | NYISO_G-I | Internal | Shoulder | B14 | 900 | 600 | 0 | 55.76 | 56.83 | 3 | 0
2015 | NEISO_2_NYISO_G-I | NEISO | NYISO_G-I | Internal | Shoulder | B15 | 1203 | 600 | 0 | 55.76 | 56.83 | 3 | 0
2015 | NEISO_2_NYISO_G-I | NEISO | NYISO_G-I | Internal | Summer | B1 | 10 | 600 | 0 | 97.95 | 100.93 | 3 | 0
2015 | NEISO_2_NYISO_G-I | NEISO | NYISO_G-I | Internal | Summer | B2 | 25 | 600 | 0 | 82.41 | 85.4 | 3 | 0
2015 | NEISO_2_NYISO_G-I | NEISO | NYISO_G-I | Internal | Summer | B3 | 75 | 600 | 600 | 76.46 | 79.47 | 3 | 0.01
2015 | NEISO_2_NYISO_G-I | NEISO | NYISO_G-I | Internal | Summer | B4 | 100 | 600 | 600 | 70.46 | 76.66 | 3 | 3.2
2015 | NEISO_2_NYISO_G-I | NEISO | NYISO_G-I | Internal | Summer | B5 | 200 | 600 | 600 | 53.06 | 67.15 | 3 | 11.08
2015 | NEISO_2_NYISO_G-I | NEISO | NYISO_G-I | Internal | Summer | B6 | 300 | 600 | 600 | 53.06 | 57.79 | 3 | 1.72
2015 | NEISO_2_NYISO_G-I | NEISO | NYISO_G-I | Internal | Summer | B7 | 400 | 600 | 0 | 53.06 | 56.05 | 3 | 0
2015 | NEISO_2_NYISO_G-I | NEISO | NYISO_G-I | Internal | Summer | B8 | 500 | 600 | 0 | 53.06 | 55.19 | 3 | 0
2015 | NEISO_2_NYISO_G-I | NEISO | NYISO_G-I | Internal | Summer | B9 | 800 | 600 | 0 | 53.06 | 55.19 | 3 | 0
2015 | NEISO_2_NYISO_G-I | NEISO | NYISO_G-I | Internal | Summer | B10 | 1262 | 600 | 0 | 53.06 | 55.19 | 3 | 0
2015 | NEISO_2_NYISO_G-I | NEISO | NYISO_G-I | Internal | Winter | B16 | 25 | 600 | 600 | 64.15 | 68.89 | 3 | 1.74
2015 | NEISO_2_NYISO_G-I | NEISO | NYISO_G-I | Internal | Winter | B17 | 100 | 600 | 0 | 64.15 | 66.99 | 3 | 0
2015 | NEISO_2_NYISO_G-I | NEISO | NYISO_G-I | Internal | Winter | B18 | 400 | 600 | 0 | 64.15 | 66.99 | 3 | 0
2015 | NEISO_2_NYISO_G-I | NEISO | NYISO_G-I | Internal | Winter | B19 | 700 | 600 | 0 | 64.15 | 64.77 | 3 | 0
2015 | NEISO_2_NYISO_G-I | NEISO | NYISO_G-I | Internal | Winter | B20 | 935 | 600 | 0 | 64.15 | 61.54 | 3 | 0
2015 | NEISO_2_NYISO_J-K | NEISO | NYISO_J-K | Internal | Shoulder | B11 | 25 | 1038 | 1038 | 55.76 | 60.49 | 3 | 1.73
2015 | NEISO_2_NYISO_J-K | NEISO | NYISO_J-K | Internal | Shoulder | B12 | 200 | 1038 | 1038 | 55.76 | 58.77 | 3 | 0.01
2015 | NEISO_2_NYISO_J-K | NEISO | NYISO_J-K | Internal | Shoulder | B13 | 600 | 1038 | 0 | 55.76 | 57.78 | 3 | 0
2015 | NEISO_2_NYISO_J-K | NEISO | NYISO_J-K | Internal | Shoulder | B14 | 900 | 1038 | 0 | 55.76 | 56.84 | 3 | 0
2015 | NEISO_2_NYISO_J-K | NEISO | NYISO_J-K | Internal | Shoulder | B15 | 1203 | 1038 | 0 | 55.76 | 56.84 | 3 | 0
2015 | NEISO_2_NYISO_J-K | NEISO | NYISO_J-K | Internal | Summer | B1 | 10 | 1038 | 840.45 | 97.95 | 100.95 | 3 | 0
2015 | NEISO_2_NYISO_J-K | NEISO | NYISO_J-K | Internal | Summer | B2 | 25 | 1038 | 680.99 | 82.41 | 85.41 | 3 | 0
2015 | NEISO_2_NYISO_J-K | NEISO | NYISO_J-K | Internal | Summer | B3 | 75 | 1038 | 1038 | 76.46 | 79.48 | 3 | 0.02
2015 | NEISO_2_NYISO_J-K | NEISO | NYISO_J-K | Internal | Summer | B4 | 100 | 1038 | 1038 | 70.46 | 76.67 | 3 | 3.21
2015 | NEISO_2_NYISO_J-K | NEISO | NYISO_J-K | Internal | Summer | B5 | 200 | 1038 | 1038 | 53.06 | 67.16 | 3 | 11.1
2015 | NEISO_2_NYISO_J-K | NEISO | NYISO_J-K | Internal | Summer | B6 | 300 | 1038 | 1038 | 53.06 | 57.8 | 3 | 1.74
2015 | NEISO_2_NYISO_J-K | NEISO | NYISO_J-K | Internal | Summer | B7 | 400 | 1038 | 1019.15 | 53.06 | 56.06 | 3 | 0
2015 | NEISO_2_NYISO_J-K | NEISO | NYISO_J-K | Internal | Summer | B8 | 500 | 1038 | 0 | 53.06 | 55.2 | 3 | 0
2015 | NEISO_2_NYISO_J-K | NEISO | NYISO_J-K | Internal | Summer | B9 | 800 | 1038 | 0 | 53.06 | 55.2 | 3 | 0
2015 | NEISO_2_NYISO_J-K | NEISO | NYISO_J-K | Internal | Summer | B10 | 1262 | 1038 | 0 | 53.06 | 55.2 | 3 | 0
2015 | NEISO_2_NYISO_J-K | NEISO | NYISO_J-K | Internal | Winter | B16 | 25 | 1038 | 1038 | 64.15 | 68.91 | 3 | 1.75
2015 | NEISO_2_NYISO_J-K | NEISO | NYISO_J-K | Internal | Winter | B17 | 100 | 1038 | 0 | 64.15 | 67 | 3 | 0
2015 | NEISO_2_NYISO_J-K | NEISO | NYISO_J-K | Internal | Winter | B18 | 400 | 1038 | 0 | 64.15 | 67 | 3 | 0
2015 | NEISO_2_NYISO_J-K | NEISO | NYISO_J-K | Internal | Winter | B19 | 700 | 1038 | 0 | 64.15 | 67 | 3 | 0
2015 | NEISO_2_NYISO_J-K | NEISO | NYISO_J-K | Internal | Winter | B20 | 935 | 1038 | 0 | 64.15 | 61.55 | 3 | 0
2015 | NonRTO_Midwest_2_TVA_Transmission | NonRTO_Midwest | TVA_Transmission | Internal | Shoulder | B11 | 25 | 2400 | 0 | 84.04 | 80.03 | 8 | 0
2015 | NonRTO_Midwest_2_TVA_Transmission | NonRTO_Midwest | TVA_Transmission | Internal | Shoulder | B12 | 200 | 2400 | 0 | 69.08 | 64.17 | 8 | 0
2015 | NonRTO_Midwest_2_TVA_Transmission | NonRTO_Midwest | TVA_Transmission | Internal | Shoulder | B13 | 600 | 2400 | 0 | 64.98 | 62.03 | 8 | 0
2015 | NonRTO_Midwest_2_TVA_Transmission | NonRTO_Midwest | TVA_Transmission | Internal | Shoulder | B14 | 900 | 2400 | 0 | 56.87 | 61.3 | 8 | 0
2015 | NonRTO_Midwest_2_TVA_Transmission | NonRTO_Midwest | TVA_Transmission | Internal | Shoulder | B15 | 1203 | 2400 | 0 | 55.63 | 59.74 | 8 | 0
2015 | NonRTO_Midwest_2_TVA_Transmission | NonRTO_Midwest | TVA_Transmission | Internal | Summer | B1 | 10 | 2400 | 0 | 96.16 | 99.28 | 8 | 0
2015 | NonRTO_Midwest_2_TVA_Transmission | NonRTO_Midwest | TVA_Transmission | Internal | Summer | B2 | 25 | 2400 | 0 | 96.16 | 96.16 | 8 | 0
2015 | NonRTO_Midwest_2_TVA_Transmission | NonRTO_Midwest | TVA_Transmission | Internal | Summer | B3 | 75 | 2400 | 0 | 96.16 | 95.41 | 8 | 0
2015 | NonRTO_Midwest_2_TVA_Transmission | NonRTO_Midwest | TVA_Transmission | Internal | Summer | B4 | 100 | 2400 | 0 | 94.64 | 90.64 | 8 | 0
2015 | NonRTO_Midwest_2_TVA_Transmission | NonRTO_Midwest | TVA_Transmission | Internal | Summer | B5 | 200 | 2400 | 0 | 82.14 | 81.13 | 8 | 0
2015 | NonRTO_Midwest_2_TVA_Transmission | NonRTO_Midwest | TVA_Transmission | Internal | Summer | B6 | 300 | 2400 | 0 | 69 | 67.98 | 8 | 0
2015 | NonRTO_Midwest_2_TVA_Transmission | NonRTO_Midwest | TVA_Transmission | Internal | Summer | B7 | 400 | 2400 | 0 | 56.67 | 60.24 | 8 | 0
2015 | NonRTO_Midwest_2_TVA_Transmission | NonRTO_Midwest | TVA_Transmission | Internal | Summer | B8 | 500 | 2400 | 0 | 56.59 | 59.63 | 8 | 0
2015 | NonRTO_Midwest_2_TVA_Transmission | NonRTO_Midwest | TVA_Transmission | Internal | Summer | B9 | 800 | 2400 | 0 | 55.46 | 58.61 | 8 | 0
2015 | NonRTO_Midwest_2_TVA_Transmission | NonRTO_Midwest | TVA_Transmission | Internal | Summer | B10 | 1262 | 2400 | 0 | 54.9 | 56.62 | 8 | 0
2015 | NonRTO_Midwest_2_TVA_Transmission | NonRTO_Midwest | TVA_Transmission | Internal | Winter | B16 | 25 | 2400 | 0 | 82.91 | 82.89 | 8 | 0
2015 | NonRTO_Midwest_2_TVA_Transmission | NonRTO_Midwest | TVA_Transmission | Internal | Winter | B17 | 100 | 2400 | 0 | 73.68 | 67.82 | 8 | 0
2015 | NonRTO_Midwest_2_TVA_Transmission | NonRTO_Midwest | TVA_Transmission | Internal | Winter | B18 | 400 | 2400 | 0 | 66.6 | 63.55 | 8 | 0
2015 | NonRTO_Midwest_2_TVA_Transmission | NonRTO_Midwest | TVA_Transmission | Internal | Winter | B19 | 700 | 2400 | 0 | 56.67 | 62.64 | 8 | 0
2015 | NonRTO_Midwest_2_TVA_Transmission | NonRTO_Midwest | TVA_Transmission | Internal | Winter | B20 | 935 | 2400 | 0 | 55.48 | 60.78 | 8 | 0
2015 | NYISO_A-F_2_NEISO | NYISO_A-F | NEISO | Internal | Shoulder | B11 | 25 | 600 | 0 | 60.47 | 55.76 | 3 | 0
2015 | NYISO_A-F_2_NEISO | NYISO_A-F | NEISO | Internal | Shoulder | B12 | 200 | 600 | 0 | 58.75 | 55.76 | 3 | 0
2015 | NYISO_A-F_2_NEISO | NYISO_A-F | NEISO | Internal | Shoulder | B13 | 600 | 600 | 0 | 57.76 | 55.76 | 3 | 0
2015 | NYISO_A-F_2_NEISO | NYISO_A-F | NEISO | Internal | Shoulder | B14 | 900 | 600 | 0 | 56.82 | 55.76 | 3 | 0
2015 | NYISO_A-F_2_NEISO | NYISO_A-F | NEISO | Internal | Shoulder | B15 | 1203 | 600 | 0 | 56.82 | 55.76 | 3 | 0
2015 | NYISO_A-F_2_NEISO | NYISO_A-F | NEISO | Internal | Summer | B1 | 10 | 600 | 600 | 91.67 | 97.95 | 3 | 3.28
2015 | NYISO_A-F_2_NEISO | NYISO_A-F | NEISO | Internal | Summer | B2 | 25 | 600 | 0 | 85.39 | 82.41 | 3 | 0
2015 | NYISO_A-F_2_NEISO | NYISO_A-F | NEISO | Internal | Summer | B3 | 75 | 600 | 0 | 79.46 | 76.46 | 3 | 0
2015 | NYISO_A-F_2_NEISO | NYISO_A-F | NEISO | Internal | Summer | B4 | 100 | 600 | 0 | 75.94 | 70.46 | 3 | 0
2015 | NYISO_A-F_2_NEISO | NYISO_A-F | NEISO | Internal | Summer | B5 | 200 | 600 | 0 | 67.14 | 53.06 | 3 | 0
2015 | NYISO_A-F_2_NEISO | NYISO_A-F | NEISO | Internal | Summer | B6 | 300 | 600 | 0 | 57.78 | 53.06 | 3 | 0
2015 | NYISO_A-F_2_NEISO | NYISO_A-F | NEISO | Internal | Summer | B7 | 400 | 600 | 0 | 56.04 | 53.06 | 3 | 0
2015 | NYISO_A-F_2_NEISO | NYISO_A-F | NEISO | Internal | Summer | B8 | 500 | 600 | 0 | 55.18 | 53.06 | 3 | 0
2015 | NYISO_A-F_2_NEISO | NYISO_A-F | NEISO | Internal | Summer | B9 | 800 | 600 | 0 | 55.18 | 53.06 | 3 | 0
2015 | NYISO_A-F_2_NEISO | NYISO_A-F | NEISO | Internal | Summer | B10 | 1262 | 600 | 0 | 55.18 | 53.06 | 3 | 0
2015 | NYISO_A-F_2_NEISO | NYISO_A-F | NEISO | Internal | Winter | B16 | 25 | 600 | 0 | 67.57 | 64.15 | 3 | 0
2015 | NYISO_A-F_2_NEISO | NYISO_A-F | NEISO | Internal | Winter | B17 | 100 | 600 | 0 | 61.53 | 64.15 | 3 | 0
2015 | NYISO_A-F_2_NEISO | NYISO_A-F | NEISO | Internal | Winter | B18 | 400 | 600 | 0 | 61.53 | 64.15 | 3 | 0
2015 | NYISO_A-F_2_NEISO | NYISO_A-F | NEISO | Internal | Winter | B19 | 700 | 600 | 0 | 61.53 | 64.15 | 3 | 0
2015 | NYISO_A-F_2_NEISO | NYISO_A-F | NEISO | Internal | Winter | B20 | 935 | 600 | 0 | 61.53 | 64.15 | 3 | 0
2015 | NYISO_A-F_2_NYISO_G-I | NYISO_A-F | NYISO_G-I | Internal | Shoulder | B11 | 25 | 5266 | 4785.64 | 60.47 | 60.48 | 0.01 | 0
2015 | NYISO_A-F_2_NYISO_G-I | NYISO_A-F | NYISO_G-I | Internal | Shoulder | B12 | 200 | 5266 | 3438.65 | 58.75 | 58.76 | 0.01 | 0
2015 | NYISO_A-F_2_NYISO_G-I | NYISO_A-F | NYISO_G-I | Internal | Shoulder | B13 | 600 | 5266 | 4538.38 | 57.76 | 57.77 | 0.01 | 0
2015 | NYISO_A-F_2_NYISO_G-I | NYISO_A-F | NYISO_G-I | Internal | Shoulder | B14 | 900 | 5266 | 4608.19 | 56.82 | 56.83 | 0.01 | 0
2015 | NYISO_A-F_2_NYISO_G-I | NYISO_A-F | NYISO_G-I | Internal | Shoulder | B15 | 1203 | 5266 | 3156.94 | 56.82 | 56.83 | 0.01 | 0
2015 | NYISO_A-F_2_NYISO_G-I | NYISO_A-F | NYISO_G-I | Internal | Summer | B1 | 10 | 5266 | 5266 | 91.67 | 100.93 | 0.01 | 9.25
2015 | NYISO_A-F_2_NYISO_G-I | NYISO_A-F | NYISO_G-I | Internal | Summer | B2 | 25 | 5266 | 5199.36 | 85.39 | 85.4 | 0.01 | 0
2015 | NYISO_A-F_2_NYISO_G-I | NYISO_A-F | NYISO_G-I | Internal | Summer | B3 | 75 | 5266 | 4767.51 | 79.46 | 79.47 | 0.01 | 0
2015 | NYISO_A-F_2_NYISO_G-I | NYISO_A-F | NYISO_G-I | Internal | Summer | B4 | 100 | 5266 | 5266 | 75.94 | 76.66 | 0.01 | 0.71
2015 | NYISO_A-F_2_NYISO_G-I | NYISO_A-F | NYISO_G-I | Internal | Summer | B5 | 200 | 5266 | 4874.09 | 67.14 | 67.15 | 0.01 | 0
2015 | NYISO_A-F_2_NYISO_G-I | NYISO_A-F | NYISO_G-I | Internal | Summer | B6 | 300 | 5266 | 3778.39 | 57.78 | 57.79 | 0.01 | 0
2015 | NYISO_A-F_2_NYISO_G-I | NYISO_A-F | NYISO_G-I | Internal | Summer | B7 | 400 | 5266 | 4637.37 | 56.04 | 56.05 | 0.01 | 0
2015 | NYISO_A-F_2_NYISO_G-I | NYISO_A-F | NYISO_G-I | Internal | Summer | B8 | 500 | 5266 | 4914.57 | 55.18 | 55.19 | 0.01 | 0
2015 | NYISO_A-F_2_NYISO_G-I | NYISO_A-F | NYISO_G-I | Internal | Summer | B9 | 800 | 5266 | 4628.09 | 55.18 | 55.19 | 0.01 | 0
2015 | NYISO_A-F_2_NYISO_G-I | NYISO_A-F | NYISO_G-I | Internal | Summer | B10 | 1262 | 5266 | 2688.91 | 55.18 | 55.19 | 0.01 | 0
2015 | NYISO_A-F_2_NYISO_G-I | NYISO_A-F | NYISO_G-I | Internal | Winter | B16 | 25 | 5266 | 5266 | 67.57 | 68.89 | 0.01 | 1.31
2015 | NYISO_A-F_2_NYISO_G-I | NYISO_A-F | NYISO_G-I | Internal | Winter | B17 | 100 | 5266 | 5266 | 61.53 | 66.99 | 0.01 | 5.45
2015 | NYISO_A-F_2_NYISO_G-I | NYISO_A-F | NYISO_G-I | Internal | Winter | B18 | 400 | 5266 | 5266 | 61.53 | 66.99 | 0.01 | 5.45
2015 | NYISO_A-F_2_NYISO_G-I | NYISO_A-F | NYISO_G-I | Internal | Winter | B19 | 700 | 5266 | 5266 | 61.53 | 64.77 | 0.01 | 3.23
2015 | NYISO_A-F_2_NYISO_G-I | NYISO_A-F | NYISO_G-I | Internal | Winter | B20 | 935 | 5266 | 4948.51 | 61.53 | 61.54 | 0.01 | 0
2015 | NYISO_A-F_2_PJM_ROM | NYISO_A-F | PJM_ROM | Internal | Shoulder | B11 | 25 | 1000 | 1000 | 60.47 | 74.04 | 8 | 5.57
2015 | NYISO_A-F_2_PJM_ROM | NYISO_A-F | PJM_ROM | Internal | Shoulder | B12 | 200 | 1000 | 0 | 58.75 | 63.05 | 8 | 0
2015 | NYISO_A-F_2_PJM_ROM | NYISO_A-F | PJM_ROM | Internal | Shoulder | B13 | 600 | 1000 | 0 | 57.76 | 58.96 | 8 | 0
2015 | NYISO_A-F_2_PJM_ROM | NYISO_A-F | PJM_ROM | Internal | Shoulder | B14 | 900 | 1000 | 0 | 56.82 | 58.86 | 8 | 0
2015 | NYISO_A-F_2_PJM_ROM | NYISO_A-F | PJM_ROM | Internal | Shoulder | B15 | 1203 | 1000 | 0 | 56.82 | 53.75 | 8 | 0
2015 | NYISO_A-F_2_PJM_ROM | NYISO_A-F | PJM_ROM | Internal | Summer | B1 | 10 | 1000 | 0 | 91.67 | 94.92 | 8 | 0
2015 | NYISO_A-F_2_PJM_ROM | NYISO_A-F | PJM_ROM | Internal | Summer | B2 | 25 | 1000 | 0 | 85.39 | 90.18 | 8 | 0
2015 | NYISO_A-F_2_PJM_ROM | NYISO_A-F | PJM_ROM | Internal | Summer | B3 | 75 | 1000 | 1000 | 79.46 | 89.42 | 8 | 1.96
2015 | NYISO_A-F_2_PJM_ROM | NYISO_A-F | PJM_ROM | Internal | Summer | B4 | 100 | 1000 | 1000 | 75.94 | 84.65 | 8 | 0.71
2015 | NYISO_A-F_2_PJM_ROM | NYISO_A-F | PJM_ROM | Internal | Summer | B5 | 200 | 1000 | 178.25 | 67.14 | 75.14 | 8 | 0
2015 | NYISO_A-F_2_PJM_ROM | NYISO_A-F | PJM_ROM | Internal | Summer | B6 | 300 | 1000 | 0 | 57.78 | 63 | 8 | 0
2015 | NYISO_A-F_2_PJM_ROM | NYISO_A-F | PJM_ROM | Internal | Summer | B7 | 400 | 1000 | 0 | 56.04 | 58.79 | 8 | 0
2015 | NYISO_A-F_2_PJM_ROM | NYISO_A-F | PJM_ROM | Internal | Summer | B8 | 500 | 1000 | 0 | 55.18 | 56.86 | 8 | 0
2015 | NYISO_A-F_2_PJM_ROM | NYISO_A-F | PJM_ROM | Internal | Summer | B9 | 800 | 1000 | 0 | 55.18 | 56.6 | 8 | 0
2015 | NYISO_A-F_2_PJM_ROM | NYISO_A-F | PJM_ROM | Internal | Summer | B10 | 1262 | 1000 | 0 | 55.18 | 52.06 | 8 | 0
2015 | NYISO_A-F_2_PJM_ROM | NYISO_A-F | PJM_ROM | Internal | Winter | B16 | 25 | 1000 | 1000 | 67.57 | 76.91 | 8 | 1.33
2015 | NYISO_A-F_2_PJM_ROM | NYISO_A-F | PJM_ROM | Internal | Winter | B17 | 100 | 1000 | 0 | 61.53 | 68.45 | 8 | 0
2015 | NYISO_A-F_2_PJM_ROM | NYISO_A-F | PJM_ROM | Internal | Winter | B18 | 400 | 1000 | 0 | 61.53 | 64.07 | 8 | 0
2015 | NYISO_A-F_2_PJM_ROM | NYISO_A-F | PJM_ROM | Internal | Winter | B19 | 700 | 1000 | 0 | 61.53 | 64.07 | 8 | 0
2015 | NYISO_A-F_2_PJM_ROM | NYISO_A-F | PJM_ROM | Internal | Winter | B20 | 935 | 1000 | 0 | 61.53 | 55.9 | 8 | 0
2015 | NYISO_G-I_2_NEISO | NYISO_G-I | NEISO | Internal | Shoulder | B11 | 25 | 600 | 0 | 60.48 | 55.76 | 3 | 0
2015 | NYISO_G-I_2_NEISO | NYISO_G-I | NEISO | Internal | Shoulder | B12 | 200 | 600 | 0 | 58.76 | 55.76 | 3 | 0
2015 | NYISO_G-I_2_NEISO | NYISO_G-I | NEISO | Internal | Shoulder | B13 | 600 | 600 | 0 | 57.77 | 55.76 | 3 | 0
2015 | NYISO_G-I_2_NEISO | NYISO_G-I | NEISO | Internal | Shoulder | B14 | 900 | 600 | 0 | 56.83 | 55.76 | 3 | 0
2015 | NYISO_G-I_2_NEISO | NYISO_G-I | NEISO | Internal | Shoulder | B15 | 1203 | 600 | 0 | 56.83 | 55.76 | 3 | 0
2015 | NYISO_G-I_2_NEISO | NYISO_G-I | NEISO | Internal | Summer | B1 | 10 | 600 | 0 | 100.93 | 97.95 | 3 | 0
2015 | NYISO_G-I_2_NEISO | NYISO_G-I | NEISO | Internal | Summer | B2 | 25 | 600 | 0 | 85.4 | 82.41 | 3 | 0
2015 | NYISO_G-I_2_NEISO | NYISO_G-I | NEISO | Internal | Summer | B3 | 75 | 600 | 0 | 79.47 | 76.46 | 3 | 0
2015 | NYISO_G-I_2_NEISO | NYISO_G-I | NEISO | Internal | Summer | B4 | 100 | 600 | 0 | 76.66 | 70.46 | 3 | 0
2015 | NYISO_G-I_2_NEISO | NYISO_G-I | NEISO | Internal | Summer | B5 | 200 | 600 | 0 | 67.15 | 53.06 | 3 | 0
2015 | NYISO_G-I_2_NEISO | NYISO_G-I | NEISO | Internal | Summer | B6 | 300 | 600 | 0 | 57.79 | 53.06 | 3 | 0
2015 | NYISO_G-I_2_NEISO | NYISO_G-I | NEISO | Internal | Summer | B7 | 400 | 600 | 0 | 56.05 | 53.06 | 3 | 0
2015 | NYISO_G-I_2_NEISO | NYISO_G-I | NEISO | Internal | Summer | B8 | 500 | 600 | 0 | 55.19 | 53.06 | 3 | 0
2015 | NYISO_G-I_2_NEISO | NYISO_G-I | NEISO | Internal | Summer | B9 | 800 | 600 | 0 | 55.19 | 53.06 | 3 | 0
2015 | NYISO_G-I_2_NEISO | NYISO_G-I | NEISO | Internal | Summer | B10 | 1262 | 600 | 0 | 55.19 | 53.06 | 3 | 0
2015 | NYISO_G-I_2_NEISO | NYISO_G-I | NEISO | Internal | Winter | B16 | 25 | 600 | 0 | 68.89 | 64.15 | 3 | 0
2015 | NYISO_G-I_2_NEISO | NYISO_G-I | NEISO | Internal | Winter | B17 | 100 | 600 | 0 | 66.99 | 64.15 | 3 | 0
2015 | NYISO_G-I_2_NEISO | NYISO_G-I | NEISO | Internal | Winter | B18 | 400 | 600 | 0 | 66.99 | 64.15 | 3 | 0
2015 | NYISO_G-I_2_NEISO | NYISO_G-I | NEISO | Internal | Winter | B19 | 700 | 600 | 0 | 64.77 | 64.15 | 3 | 0
2015 | NYISO_G-I_2_NEISO | NYISO_G-I | NEISO | Internal | Winter | B20 | 935 | 600 | 0 | 61.54 | 64.15 | 3 | 0
2015 | NYISO_G-I_2_NYISO_J-K | NYISO_G-I | NYISO_J-K | Internal | Shoulder | B11 | 25 | 6130 | 4010.82 | 60.48 | 60.49 | 0.01 | 0
2015 | NYISO_G-I_2_NYISO_J-K | NYISO_G-I | NYISO_J-K | Internal | Shoulder | B12 | 200 | 6130 | 3945.11 | 58.76 | 58.77 | 0.01 | 0
2015 | NYISO_G-I_2_NYISO_J-K | NYISO_G-I | NYISO_J-K | Internal | Shoulder | B13 | 600 | 6130 | 4717.51 | 57.77 | 57.78 | 0.01 | 0
2015 | NYISO_G-I_2_NYISO_J-K | NYISO_G-I | NYISO_J-K | Internal | Shoulder | B14 | 900 | 6130 | 4225 | 56.83 | 56.84 | 0.01 | 0
2015 | NYISO_G-I_2_NYISO_J-K | NYISO_G-I | NYISO_J-K | Internal | Shoulder | B15 | 1203 | 6130 | 3180.5 | 56.83 | 56.84 | 0.01 | 0
2015 | NYISO_G-I_2_NYISO_J-K | NYISO_G-I | NYISO_J-K | Internal | Summer | B1 | 10 | 6130 | 4681.47 | 100.93 | 100.95 | 0.01 | 0
2015 | NYISO_G-I_2_NYISO_J-K | NYISO_G-I | NYISO_J-K | Internal | Summer | B2 | 25 | 6130 | 4732.67 | 85.4 | 85.41 | 0.01 | 0
2015 | NYISO_G-I_2_NYISO_J-K | NYISO_G-I | NYISO_J-K | Internal | Summer | B3 | 75 | 6130 | 3791.32 | 79.47 | 79.48 | 0.01 | 0
2015 | NYISO_G-I_2_NYISO_J-K | NYISO_G-I | NYISO_J-K | Internal | Summer | B4 | 100 | 6130 | 6007.48 | 76.66 | 76.67 | 0.01 | 0
2015 | NYISO_G-I_2_NYISO_J-K | NYISO_G-I | NYISO_J-K | Internal | Summer | B5 | 200 | 6130 | 5687.76 | 67.15 | 67.16 | 0.01 | 0
2015 | NYISO_G-I_2_NYISO_J-K | NYISO_G-I | NYISO_J-K | Internal | Summer | B6 | 300 | 6130 | 4863.55 | 57.79 | 57.8 | 0.01 | 0
2015 | NYISO_G-I_2_NYISO_J-K | NYISO_G-I | NYISO_J-K | Internal | Summer | B7 | 400 | 6130 | 5311.03 | 56.05 | 56.06 | 0.01 | 0
2015 | NYISO_G-I_2_NYISO_J-K | NYISO_G-I | NYISO_J-K | Internal | Summer | B8 | 500 | 6130 | 5681.49 | 55.19 | 55.2 | 0.01 | 0
2015 | NYISO_G-I_2_NYISO_J-K | NYISO_G-I | NYISO_J-K | Internal | Summer | B9 | 800 | 6130 | 4852.25 | 55.19 | 55.2 | 0.01 | 0
2015 | NYISO_G-I_2_NYISO_J-K | NYISO_G-I | NYISO_J-K | Internal | Summer | B10 | 1262 | 6130 | 3174.1 | 55.19 | 55.2 | 0.01 | 0
2015 | NYISO_G-I_2_NYISO_J-K | NYISO_G-I | NYISO_J-K | Internal | Winter | B16 | 25 | 6130 | 5211.05 | 68.89 | 68.91 | 0.01 | 0
2015 | NYISO_G-I_2_NYISO_J-K | NYISO_G-I | NYISO_J-K | Internal | Winter | B17 | 100 | 6130 | 6027.8 | 66.99 | 67 | 0.01 | 0
2015 | NYISO_G-I_2_NYISO_J-K | NYISO_G-I | NYISO_J-K | Internal | Winter | B18 | 400 | 6130 | 6098.21 | 66.99 | 67 | 0.01 | 0
2015 | NYISO_G-I_2_NYISO_J-K | NYISO_G-I | NYISO_J-K | Internal | Winter | B19 | 700 | 6130 | 6130 | 64.77 | 67 | 0.01 | 2.22
2015 | NYISO_G-I_2_NYISO_J-K | NYISO_G-I | NYISO_J-K | Internal | Winter | B20 | 935 | 6130 | 5267.79 | 61.54 | 61.55 | 0.01 | 0
2015 | NYISO_G-I_2_PJM_E | NYISO_G-I | PJM_E | Internal | Shoulder | B11 | 25 | 1500 | 1500 | 60.48 | 74.03 | 8 | 5.55
2015 | NYISO_G-I_2_PJM_E | NYISO_G-I | PJM_E | Internal | Shoulder | B12 | 200 | 1500 | 0 | 58.76 | 63.04 | 8 | 0
2015 | NYISO_G-I_2_PJM_E | NYISO_G-I | PJM_E | Internal | Shoulder | B13 | 600 | 1500 | 0 | 57.77 | 58.97 | 8 | 0
2015 | NYISO_G-I_2_PJM_E | NYISO_G-I | PJM_E | Internal | Shoulder | B14 | 900 | 1500 | 0 | 56.83 | 58.85 | 8 | 0
2015 | NYISO_G-I_2_PJM_E | NYISO_G-I | PJM_E | Internal | Shoulder | B15 | 1203 | 1500 | 0 | 56.83 | 53.76 | 8 | 0
2015 | NYISO_G-I_2_PJM_E | NYISO_G-I | PJM_E | Internal | Summer | B1 | 10 | 1500 | 0 | 100.93 | 94.93 | 8 | 0
2015 | NYISO_G-I_2_PJM_E | NYISO_G-I | PJM_E | Internal | Summer | B2 | 25 | 1500 | 0 | 85.4 | 90.19 | 8 | 0
2015 | NYISO_G-I_2_PJM_E | NYISO_G-I | PJM_E | Internal | Summer | B3 | 75 | 1500 | 1500 | 79.47 | 89.41 | 8 | 1.94
2015 | NYISO_G-I_2_PJM_E | NYISO_G-I | PJM_E | Internal | Summer | B4 | 100 | 1500 | 42.11 | 76.66 | 84.66 | 8 | 0
2015 | NYISO_G-I_2_PJM_E | NYISO_G-I | PJM_E | Internal | Summer | B5 | 200 | 1500 | 101 | 67.15 | 75.15 | 8 | 0
2015 | NYISO_G-I_2_PJM_E | NYISO_G-I | PJM_E | Internal | Summer | B6 | 300 | 1500 | 0 | 57.79 | 63.02 | 8 | 0
2015 | NYISO_G-I_2_PJM_E | NYISO_G-I | PJM_E | Internal | Summer | B7 | 400 | 1500 | 0 | 56.05 | 58.8 | 8 | 0
2015 | NYISO_G-I_2_PJM_E | NYISO_G-I | PJM_E | Internal | Summer | B8 | 500 | 1500 | 0 | 55.19 | 56.84 | 8 | 0
2015 | NYISO_G-I_2_PJM_E | NYISO_G-I | PJM_E | Internal | Summer | B9 | 800 | 1500 | 0 | 55.19 | 56.59 | 8 | 0
2015 | NYISO_G-I_2_PJM_E | NYISO_G-I | PJM_E | Internal | Summer | B10 | 1262 | 1500 | 0 | 55.19 | 52.05 | 8 | 0
2015 | NYISO_G-I_2_PJM_E | NYISO_G-I | PJM_E | Internal | Winter | B16 | 25 | 1500 | 1288.84 | 68.89 | 76.89 | 8 | 0
2015 | NYISO_G-I_2_PJM_E | NYISO_G-I | PJM_E | Internal | Winter | B17 | 100 | 1500 | 0 | 66.99 | 68.46 | 8 | 0
2015 | NYISO_G-I_2_PJM_E | NYISO_G-I | PJM_E | Internal | Winter | B18 | 400 | 1500 | 0 | 66.99 | 64.08 | 8 | 0
2015 | NYISO_G-I_2_PJM_E | NYISO_G-I | PJM_E | Internal | Winter | B19 | 700 | 1500 | 0 | 64.77 | 64.08 | 8 | 0
2015 | NYISO_G-I_2_PJM_E | NYISO_G-I | PJM_E | Internal | Winter | B20 | 935 | 1500 | 0 | 61.54 | 55.91 | 8 | 0
2015 | NYISO_J-K_2_NEISO | NYISO_J-K | NEISO | Internal | Shoulder | B11 | 25 | 608 | 0 | 60.49 | 55.76 | 3 | 0
2015 | NYISO_J-K_2_NEISO | NYISO_J-K | NEISO | Internal | Shoulder | B12 | 200 | 608 | 0 | 58.77 | 55.76 | 3 | 0
2015 | NYISO_J-K_2_NEISO | NYISO_J-K | NEISO | Internal | Shoulder | B13 | 600 | 608 | 0 | 57.78 | 55.76 | 3 | 0
2015 | NYISO_J-K_2_NEISO | NYISO_J-K | NEISO | Internal | Shoulder | B14 | 900 | 608 | 0 | 56.84 | 55.76 | 3 | 0
2015 | NYISO_J-K_2_NEISO | NYISO_J-K | NEISO | Internal | Shoulder | B15 | 1203 | 608 | 0 | 56.84 | 55.76 | 3 | 0
2015 | NYISO_J-K_2_NEISO | NYISO_J-K | NEISO | Internal | Summer | B1 | 10 | 608 | 0 | 100.95 | 97.95 | 3 | 0
2015 | NYISO_J-K_2_NEISO | NYISO_J-K | NEISO | Internal | Summer | B2 | 25 | 608 | 0 | 85.41 | 82.41 | 3 | 0
2015 | NYISO_J-K_2_NEISO | NYISO_J-K | NEISO | Internal | Summer | B3 | 75 | 608 | 0 | 79.48 | 76.46 | 3 | 0
2015 | NYISO_J-K_2_NEISO | NYISO_J-K | NEISO | Internal | Summer | B4 | 100 | 608 | 0 | 76.67 | 70.46 | 3 | 0
2015 | NYISO_J-K_2_NEISO | NYISO_J-K | NEISO | Internal | Summer | B5 | 200 | 608 | 0 | 67.16 | 53.06 | 3 | 0
2015 | NYISO_J-K_2_NEISO | NYISO_J-K | NEISO | Internal | Summer | B6 | 300 | 608 | 0 | 57.8 | 53.06 | 3 | 0
2015 | NYISO_J-K_2_NEISO | NYISO_J-K | NEISO | Internal | Summer | B7 | 400 | 608 | 0 | 56.06 | 53.06 | 3 | 0
2015 | NYISO_J-K_2_NEISO | NYISO_J-K | NEISO | Internal | Summer | B8 | 500 | 608 | 0 | 55.2 | 53.06 | 3 | 0
2015 | NYISO_J-K_2_NEISO | NYISO_J-K | NEISO | Internal | Summer | B9 | 800 | 608 | 0 | 55.2 | 53.06 | 3 | 0
2015 | NYISO_J-K_2_NEISO | NYISO_J-K | NEISO | Internal | Summer | B10 | 1262 | 608 | 0 | 55.2 | 53.06 | 3 | 0
2015 | NYISO_J-K_2_NEISO | NYISO_J-K | NEISO | Internal | Winter | B16 | 25 | 608 | 0 | 68.91 | 64.15 | 3 | 0
2015 | NYISO_J-K_2_NEISO | NYISO_J-K | NEISO | Internal | Winter | B17 | 100 | 608 | 0 | 67 | 64.15 | 3 | 0
2015 | NYISO_J-K_2_NEISO | NYISO_J-K | NEISO | Internal | Winter | B18 | 400 | 608 | 0 | 67 | 64.15 | 3 | 0
2015 | NYISO_J-K_2_NEISO | NYISO_J-K | NEISO | Internal | Winter | B19 | 700 | 608 | 0 | 67 | 64.15 | 3 | 0
2015 | NYISO_J-K_2_NEISO | NYISO_J-K | NEISO | Internal | Winter | B20 | 935 | 608 | 0 | 61.55 | 64.15 | 3 | 0
2015 | NYISO_J-K_2_PJM_E | NYISO_J-K | PJM_E | Internal | Shoulder | B11 | 25 | 330 | 330 | 60.49 | 74.03 | 8 | 5.54
2015 | NYISO_J-K_2_PJM_E | NYISO_J-K | PJM_E | Internal | Shoulder | B12 | 200 | 330 | 0 | 58.77 | 63.04 | 8 | 0
2015 | NYISO_J-K_2_PJM_E | NYISO_J-K | PJM_E | Internal | Shoulder | B13 | 600 | 330 | 0 | 57.78 | 58.97 | 8 | 0
2015 | NYISO_J-K_2_PJM_E | NYISO_J-K | PJM_E | Internal | Shoulder | B14 | 900 | 330 | 0 | 56.84 | 58.85 | 8 | 0
2015 | NYISO_J-K_2_PJM_E | NYISO_J-K | PJM_E | Internal | Shoulder | B15 | 1203 | 330 | 0 | 56.84 | 53.76 | 8 | 0
2015 | NYISO_J-K_2_PJM_E | NYISO_J-K | PJM_E | Internal | Summer | B1 | 10 | 330 | 0 | 100.95 | 94.93 | 8 | 0
2015 | NYISO_J-K_2_PJM_E | NYISO_J-K | PJM_E | Internal | Summer | B2 | 25 | 330 | 0 | 85.41 | 90.19 | 8 | 0
2015 | NYISO_J-K_2_PJM_E | NYISO_J-K | PJM_E | Internal | Summer | B3 | 75 | 330 | 330 | 79.48 | 89.41 | 8 | 1.93
2015 | NYISO_J-K_2_PJM_E | NYISO_J-K | PJM_E | Internal | Summer | B4 | 100 | 330 | 0 | 76.67 | 84.66 | 8 | 0
2015 | NYISO_J-K_2_PJM_E | NYISO_J-K | PJM_E | Internal | Summer | B5 | 200 | 330 | 0 | 67.16 | 75.15 | 8 | 0
2015 | NYISO_J-K_2_PJM_E | NYISO_J-K | PJM_E | Internal | Summer | B6 | 300 | 330 | 0 | 57.8 | 63.02 | 8 | 0
2015 | NYISO_J-K_2_PJM_E | NYISO_J-K | PJM_E | Internal | Summer | B7 | 400 | 330 | 0 | 56.06 | 58.8 | 8 | 0
2015 | NYISO_J-K_2_PJM_E | NYISO_J-K | PJM_E | Internal | Summer | B8 | 500 | 330 | 0 | 55.2 | 56.84 | 8 | 0
2015 | NYISO_J-K_2_PJM_E | NYISO_J-K | PJM_E | Internal | Summer | B9 | 800 | 330 | 0 | 55.2 | 56.59 | 8 | 0
2015 | NYISO_J-K_2_PJM_E | NYISO_J-K | PJM_E | Internal | Summer | B10 | 1262 | 330 | 0 | 55.2 | 52.05 | 8 | 0
2015 | NYISO_J-K_2_PJM_E | NYISO_J-K | PJM_E | Internal | Winter | B16 | 25 | 330 | 0 | 68.91 | 76.89 | 8 | 0
2015 | NYISO_J-K_2_PJM_E | NYISO_J-K | PJM_E | Internal | Winter | B17 | 100 | 330 | 0 | 67 | 68.46 | 8 | 0
2015 | NYISO_J-K_2_PJM_E | NYISO_J-K | PJM_E | Internal | Winter | B18 | 400 | 330 | 0 | 67 | 64.08 | 8 | 0
2015 | NYISO_J-K_2_PJM_E | NYISO_J-K | PJM_E | Internal | Winter | B19 | 700 | 330 | 0 | 67 | 64.08 | 8 | 0
2015 | NYISO_J-K_2_PJM_E | NYISO_J-K | PJM_E | Internal | Winter | B20 | 935 | 330 | 0 | 61.55 | 55.91 | 8 | 0
2015 | PJM_E_2_NYISO_G-I | PJM_E | NYISO_G-I | Internal | Shoulder | B11 | 25 | 500 | 0 | 74.03 | 60.48 | 6 | 0
2015 | PJM_E_2_NYISO_G-I | PJM_E | NYISO_G-I | Internal | Shoulder | B12 | 200 | 500 | 0 | 63.04 | 58.76 | 6 | 0
2015 | PJM_E_2_NYISO_G-I | PJM_E | NYISO_G-I | Internal | Shoulder | B13 | 600 | 500 | 0 | 58.97 | 57.77 | 6 | 0
2015 | PJM_E_2_NYISO_G-I | PJM_E | NYISO_G-I | Internal | Shoulder | B14 | 900 | 500 | 0 | 58.85 | 56.83 | 6 | 0
2015 | PJM_E_2_NYISO_G-I | PJM_E | NYISO_G-I | Internal | Shoulder | B15 | 1203 | 500 | 0 | 53.76 | 56.83 | 6 | 0
2015 | PJM_E_2_NYISO_G-I | PJM_E | NYISO_G-I | Internal | Summer | B1 | 10 | 500 | 40.18 | 94.93 | 100.93 | 6 | 0
2015 | PJM_E_2_NYISO_G-I | PJM_E | NYISO_G-I | Internal | Summer | B2 | 25 | 500 | 0 | 90.19 | 85.4 | 6 | 0
2015 | PJM_E_2_NYISO_G-I | PJM_E | NYISO_G-I | Internal | Summer | B3 | 75 | 500 | 0 | 89.41 | 79.47 | 6 | 0
2015 | PJM_E_2_NYISO_G-I | PJM_E | NYISO_G-I | Internal | Summer | B4 | 100 | 500 | 0 | 84.66 | 76.66 | 6 | 0
2015 | PJM_E_2_NYISO_G-I | PJM_E | NYISO_G-I | Internal | Summer | B5 | 200 | 500 | 0 | 75.15 | 67.15 | 6 | 0
2015 | PJM_E_2_NYISO_G-I | PJM_E | NYISO_G-I | Internal | Summer | B6 | 300 | 500 | 0 | 63.02 | 57.79 | 6 | 0
2015 | PJM_E_2_NYISO_G-I | PJM_E | NYISO_G-I | Internal | Summer | B7 | 400 | 500 | 0 | 58.8 | 56.05 | 6 | 0
2015 | PJM_E_2_NYISO_G-I | PJM_E | NYISO_G-I | Internal | Summer | B8 | 500 | 500 | 0 | 56.84 | 55.19 | 6 | 0
2015 | PJM_E_2_NYISO_G-I | PJM_E | NYISO_G-I | Internal | Summer | B9 | 800 | 500 | 0 | 56.59 | 55.19 | 6 | 0
2015 | PJM_E_2_NYISO_G-I | PJM_E | NYISO_G-I | Internal | Summer | B10 | 1262 | 500 | 0 | 52.05 | 55.19 | 6 | 0
2015 | PJM_E_2_NYISO_G-I | PJM_E | NYISO_G-I | Internal | Winter | B16 | 25 | 500 | 0 | 76.89 | 68.89 | 6 | 0
2015 | PJM_E_2_NYISO_G-I | PJM_E | NYISO_G-I | Internal | Winter | B17 | 100 | 500 | 0 | 68.46 | 66.99 | 6 | 0
2015 | PJM_E_2_NYISO_G-I | PJM_E | NYISO_G-I | Internal | Winter | B18 | 400 | 500 | 0 | 64.08 | 66.99 | 6 | 0
2015 | PJM_E_2_NYISO_G-I | PJM_E | NYISO_G-I | Internal | Winter | B19 | 700 | 500 | 0 | 64.08 | 64.77 | 6 | 0
2015 | PJM_E_2_NYISO_G-I | PJM_E | NYISO_G-I | Internal | Winter | B20 | 935 | 500 | 0 | 55.91 | 61.54 | 6 | 0
2015 | PJM_E_2_NYISO_J-K | PJM_E | NYISO_J-K | Internal | Shoulder | B11 | 25 | 330 | 0 | 74.03 | 60.49 | 6 | 0
2015 | PJM_E_2_NYISO_J-K | PJM_E | NYISO_J-K | Internal | Shoulder | B12 | 200 | 330 | 0 | 63.04 | 58.77 | 6 | 0
2015 | PJM_E_2_NYISO_J-K | PJM_E | NYISO_J-K | Internal | Shoulder | B13 | 600 | 330 | 0 | 58.97 | 57.78 | 6 | 0
2015 | PJM_E_2_NYISO_J-K | PJM_E | NYISO_J-K | Internal | Shoulder | B14 | 900 | 330 | 0 | 58.85 | 56.84 | 6 | 0
2015 | PJM_E_2_NYISO_J-K | PJM_E | NYISO_J-K | Internal | Shoulder | B15 | 1203 | 330 | 0 | 53.76 | 56.84 | 6 | 0
2015 | PJM_E_2_NYISO_J-K | PJM_E | NYISO_J-K | Internal | Summer | B1 | 10 | 330 | 330 | 94.93 | 100.95 | 6 | 0.01
2015 | PJM_E_2_NYISO_J-K | PJM_E | NYISO_J-K | Internal | Summer | B2 | 25 | 330 | 0 | 90.19 | 85.41 | 6 | 0
2015 | PJM_E_2_NYISO_J-K | PJM_E | NYISO_J-K | Internal | Summer | B3 | 75 | 330 | 0 | 89.41 | 79.48 | 6 | 0
2015 | PJM_E_2_NYISO_J-K | PJM_E | NYISO_J-K | Internal | Summer | B4 | 100 | 330 | 0 | 84.66 | 76.67 | 6 | 0
2015 | PJM_E_2_NYISO_J-K | PJM_E | NYISO_J-K | Internal | Summer | B5 | 200 | 330 | 0 | 75.15 | 67.16 | 6 | 0
2015 | PJM_E_2_NYISO_J-K | PJM_E | NYISO_J-K | Internal | Summer | B6 | 300 | 330 | 0 | 63.02 | 57.8 | 6 | 0
2015 | PJM_E_2_NYISO_J-K | PJM_E | NYISO_J-K | Internal | Summer | B7 | 400 | 330 | 0 | 58.8 | 56.06 | 6 | 0
2015 | PJM_E_2_NYISO_J-K | PJM_E | NYISO_J-K | Internal | Summer | B8 | 500 | 330 | 0 | 56.84 | 55.2 | 6 | 0
2015 | PJM_E_2_NYISO_J-K | PJM_E | NYISO_J-K | Internal | Summer | B9 | 800 | 330 | 0 | 56.59 | 55.2 | 6 | 0
2015 | PJM_E_2_NYISO_J-K | PJM_E | NYISO_J-K | Internal | Summer | B10 | 1262 | 330 | 0 | 52.05 | 55.2 | 6 | 0
2015 | PJM_E_2_NYISO_J-K | PJM_E | NYISO_J-K | Internal | Winter | B16 | 25 | 330 | 0 | 76.89 | 68.91 | 6 | 0
2015 | PJM_E_2_NYISO_J-K | PJM_E | NYISO_J-K | Internal | Winter | B17 | 100 | 330 | 0 | 68.46 | 67 | 6 | 0
2015 | PJM_E_2_NYISO_J-K | PJM_E | NYISO_J-K | Internal | Winter | B18 | 400 | 330 | 0 | 64.08 | 67 | 6 | 0
2015 | PJM_E_2_NYISO_J-K | PJM_E | NYISO_J-K | Internal | Winter | B19 | 700 | 330 | 0 | 64.08 | 67 | 6 | 0
2015 | PJM_E_2_NYISO_J-K | PJM_E | NYISO_J-K | Internal | Winter | B20 | 935 | 330 | 0 | 55.91 | 61.55 | 6 | 0
2015 | PJM_E_2_PJM_ROM | PJM_E | PJM_ROM | Internal | Shoulder | B11 | 25 | 8000 | 4350.47 | 74.03 | 74.04 | 0.01 | 0
2015 | PJM_E_2_PJM_ROM | PJM_E | PJM_ROM | Internal | Shoulder | B12 | 200 | 8000 | 2489.5 | 63.04 | 63.05 | 0.01 | 0
2015 | PJM_E_2_PJM_ROM | PJM_E | PJM_ROM | Internal | Shoulder | B13 | 600 | 8000 | 0 | 58.97 | 58.96 | 0.01 | 0
2015 | PJM_E_2_PJM_ROM | PJM_E | PJM_ROM | Internal | Shoulder | B14 | 900 | 8000 | 67.32 | 58.85 | 58.86 | 0.01 | 0
2015 | PJM_E_2_PJM_ROM | PJM_E | PJM_ROM | Internal | Shoulder | B15 | 1203 | 8000 | 0 | 53.76 | 53.75 | 0.01 | 0
2015 | PJM_E_2_PJM_ROM | PJM_E | PJM_ROM | Internal | Summer | B1 | 10 | 8000 | 0 | 94.93 | 94.92 | 0.01 | 0
2015 | PJM_E_2_PJM_ROM | PJM_E | PJM_ROM | Internal | Summer | B2 | 25 | 8000 | 0 | 90.19 | 90.18 | 0.01 | 0
2015 | PJM_E_2_PJM_ROM | PJM_E | PJM_ROM | Internal | Summer | B3 | 75 | 8000 | 1257.09 | 89.41 | 89.42 | 0.01 | 0
2015 | PJM_E_2_PJM_ROM | PJM_E | PJM_ROM | Internal | Summer | B4 | 100 | 8000 | 0 | 84.66 | 84.65 | 0.01 | 0
2015 | PJM_E_2_PJM_ROM | PJM_E | PJM_ROM | Internal | Summer | B5 | 200 | 8000 | 0 | 75.15 | 75.14 | 0.01 | 0
2015 | PJM_E_2_PJM_ROM | PJM_E | PJM_ROM | Internal | Summer | B6 | 300 | 8000 | 0 | 63.02 | 63 | 0.01 | 0
2015 | PJM_E_2_PJM_ROM | PJM_E | PJM_ROM | Internal | Summer | B7 | 400 | 8000 | 0 | 58.8 | 58.79 | 0.01 | 0
2015 | PJM_E_2_PJM_ROM | PJM_E | PJM_ROM | Internal | Summer | B8 | 500 | 8000 | 7.89 | 56.84 | 56.86 | 0.01 | 0
2015 | PJM_E_2_PJM_ROM | PJM_E | PJM_ROM | Internal | Summer | B9 | 800 | 8000 | 5.06 | 56.59 | 56.6 | 0.01 | 0
2015 | PJM_E_2_PJM_ROM | PJM_E | PJM_ROM | Internal | Summer | B10 | 1262 | 8000 | 486.76 | 52.05 | 52.06 | 0.01 | 0
2015 | PJM_E_2_PJM_ROM | PJM_E | PJM_ROM | Internal | Winter | B16 | 25 | 8000 | 826.94 | 76.89 | 76.91 | 0.01 | 0
2015 | PJM_E_2_PJM_ROM | PJM_E | PJM_ROM | Internal | Winter | B17 | 100 | 8000 | 0 | 68.46 | 68.45 | 0.01 | 0
2015 | PJM_E_2_PJM_ROM | PJM_E | PJM_ROM | Internal | Winter | B18 | 400 | 8000 | 0 | 64.08 | 64.07 | 0.01 | 0
2015 | PJM_E_2_PJM_ROM | PJM_E | PJM_ROM | Internal | Winter | B19 | 700 | 8000 | 0 | 64.08 | 64.07 | 0.01 | 0
2015 | PJM_E_2_PJM_ROM | PJM_E | PJM_ROM | Internal | Winter | B20 | 935 | 8000 | 0 | 55.91 | 55.9 | 0.01 | 0
2015 | PJM_ROR_2_MISO_IN | PJM_ROR | MISO_IN | Internal | Shoulder | B11 | 25 | 909 | 909 | 74.03 | 76.04 | 2 | 0.01
2015 | PJM_ROR_2_MISO_IN | PJM_ROR | MISO_IN | Internal | Shoulder | B12 | 200 | 909 | 0 | 63.04 | 61.08 | 2 | 0
2015 | PJM_ROR_2_MISO_IN | PJM_ROR | MISO_IN | Internal | Shoulder | B13 | 600 | 909 | 0 | 58.94 | 56.98 | 2 | 0
2015 | PJM_ROR_2_MISO_IN | PJM_ROR | MISO_IN | Internal | Shoulder | B14 | 900 | 909 | 0 | 57.72 | 55.74 | 2 | 0
2015 | PJM_ROR_2_MISO_IN | PJM_ROR | MISO_IN | Internal | Shoulder | B15 | 1203 | 909 | 0 | 53.74 | 54.04 | 2 | 0
2015 | PJM_ROR_2_MISO_IN | PJM_ROR | MISO_IN | Internal | Summer | B1 | 10 | 909 | 0 | 93.28 | 93.27 | 2 | 0
2015 | PJM_ROR_2_MISO_IN | PJM_ROR | MISO_IN | Internal | Summer | B2 | 25 | 909 | 0 | 90.16 | 91.68 | 2 | 0
2015 | PJM_ROR_2_MISO_IN | PJM_ROR | MISO_IN | Internal | Summer | B3 | 75 | 909 | 0 | 89.41 | 88.55 | 2 | 0
2015 | PJM_ROR_2_MISO_IN | PJM_ROR | MISO_IN | Internal | Summer | B4 | 100 | 909 | 228.77 | 84.64 | 86.64 | 2 | 0
2015 | PJM_ROR_2_MISO_IN | PJM_ROR | MISO_IN | Internal | Summer | B5 | 200 | 909 | 0 | 75.13 | 74.14 | 2 | 0
2015 | PJM_ROR_2_MISO_IN | PJM_ROR | MISO_IN | Internal | Summer | B6 | 300 | 909 | 0 | 62.99 | 61 | 2 | 0
2015 | PJM_ROR_2_MISO_IN | PJM_ROR | MISO_IN | Internal | Summer | B7 | 400 | 909 | 0 | 56.34 | 54.36 | 2 | 0
2015 | PJM_ROR_2_MISO_IN | PJM_ROR | MISO_IN | Internal | Summer | B8 | 500 | 909 | 0 | 55.53 | 53.55 | 2 | 0
2015 | PJM_ROR_2_MISO_IN | PJM_ROR | MISO_IN | Internal | Summer | B9 | 800 | 909 | 0 | 53.6 | 52.93 | 2 | 0
2015 | PJM_ROR_2_MISO_IN | PJM_ROR | MISO_IN | Internal | Summer | B10 | 1262 | 909 | 0 | 52.05 | 52.93 | 2 | 0
2015 | PJM_ROR_2_MISO_IN | PJM_ROR | MISO_IN | Internal | Winter | B16 | 25 | 909 | 0 | 76.89 | 74.91 | 2 | 0
2015 | PJM_ROR_2_MISO_IN | PJM_ROR | MISO_IN | Internal | Winter | B17 | 100 | 909 | 0 | 67.67 | 65.68 | 2 | 0
2015 | PJM_ROR_2_MISO_IN | PJM_ROR | MISO_IN | Internal | Winter | B18 | 400 | 909 | 0 | 60.6 | 58.6 | 2 | 0
2015 | PJM_ROR_2_MISO_IN | PJM_ROR | MISO_IN | Internal | Winter | B19 | 700 | 909 | 0 | 59.83 | 57.83 | 2 | 0
2015 | PJM_ROR_2_MISO_IN | PJM_ROR | MISO_IN | Internal | Winter | B20 | 935 | 909 | 0 | 54.78 | 53.16 | 2 | 0
2015 | PJM_ROR_2_MISO_MI | PJM_ROR | MISO_MI | Internal | Shoulder | B11 | 25 | 1305 | 0 | 74.03 | 72.6 | 2 | 0
2015 | PJM_ROR_2_MISO_MI | PJM_ROR | MISO_MI | Internal | Shoulder | B12 | 200 | 1305 | 0 | 63.04 | 61.06 | 2 | 0
2015 | PJM_ROR_2_MISO_MI | PJM_ROR | MISO_MI | Internal | Shoulder | B13 | 600 | 1305 | 0 | 58.94 | 56.97 | 2 | 0
2015 | PJM_ROR_2_MISO_MI | PJM_ROR | MISO_MI | Internal | Shoulder | B14 | 900 | 1305 | 0 | 57.72 | 55.73 | 2 | 0
2015 | PJM_ROR_2_MISO_MI | PJM_ROR | MISO_MI | Internal | Shoulder | B15 | 1203 | 1305 | 0 | 53.74 | 54.05 | 2 | 0
2015 | PJM_ROR_2_MISO_MI | PJM_ROR | MISO_MI | Internal | Summer | B1 | 10 | 1305 | 0 | 93.28 | 91.67 | 2 | 0
2015 | PJM_ROR_2_MISO_MI | PJM_ROR | MISO_MI | Internal | Summer | B2 | 25 | 1305 | 0 | 90.16 | 91.67 | 2 | 0
2015 | PJM_ROR_2_MISO_MI | PJM_ROR | MISO_MI | Internal | Summer | B3 | 75 | 1305 | 0 | 89.41 | 87.4 | 2 | 0
2015 | PJM_ROR_2_MISO_MI | PJM_ROR | MISO_MI | Internal | Summer | B4 | 100 | 1305 | 0 | 84.64 | 82.64 | 2 | 0
2015 | PJM_ROR_2_MISO_MI | PJM_ROR | MISO_MI | Internal | Summer | B5 | 200 | 1305 | 0 | 75.13 | 73.11 | 2 | 0
2015 | PJM_ROR_2_MISO_MI | PJM_ROR | MISO_MI | Internal | Summer | B6 | 300 | 1305 | 0 | 62.99 | 60.99 | 2 | 0
2015 | PJM_ROR_2_MISO_MI | PJM_ROR | MISO_MI | Internal | Summer | B7 | 400 | 1305 | 0 | 56.34 | 54.35 | 2 | 0
2015 | PJM_ROR_2_MISO_MI | PJM_ROR | MISO_MI | Internal | Summer | B8 | 500 | 1305 | 0 | 55.53 | 53.54 | 2 | 0
2015 | PJM_ROR_2_MISO_MI | PJM_ROR | MISO_MI | Internal | Summer | B9 | 800 | 1305 | 0 | 53.6 | 52.94 | 2 | 0
2015 | PJM_ROR_2_MISO_MI | PJM_ROR | MISO_MI | Internal | Summer | B10 | 1262 | 1305 | 0 | 52.05 | 52.94 | 2 | 0
2015 | PJM_ROR_2_MISO_MI | PJM_ROR | MISO_MI | Internal | Winter | B16 | 25 | 1305 | 0 | 76.89 | 73.27 | 2 | 0
2015 | PJM_ROR_2_MISO_MI | PJM_ROR | MISO_MI | Internal | Winter | B17 | 100 | 1305 | 0 | 67.67 | 65.67 | 2 | 0
2015 | PJM_ROR_2_MISO_MI | PJM_ROR | MISO_MI | Internal | Winter | B18 | 400 | 1305 | 0 | 60.6 | 58.6 | 2 | 0
2015 | PJM_ROR_2_MISO_MI | PJM_ROR | MISO_MI | Internal | Winter | B19 | 700 | 1305 | 0 | 59.83 | 57.83 | 2 | 0
2015 | PJM_ROR_2_MISO_MI | PJM_ROR | MISO_MI | Internal | Winter | B20 | 935 | 1305 | 0 | 54.78 | 53.18 | 2 | 0
2015 | PJM_ROR_2_MISO_MO-IL | PJM_ROR | MISO_MO-IL | Internal | Shoulder | B11 | 25 | 1111 | 855.1 | 74.03 | 76.03 | 2 | 0
2015 | PJM_ROR_2_MISO_MO-IL | PJM_ROR | MISO_MO-IL | Internal | Shoulder | B12 | 200 | 1111 | 0 | 63.04 | 61.06 | 2 | 0
2015 | PJM_ROR_2_MISO_MO-IL | PJM_ROR | MISO_MO-IL | Internal | Shoulder | B13 | 600 | 1111 | 0 | 58.94 | 56.97 | 2 | 0
2015 | PJM_ROR_2_MISO_MO-IL | PJM_ROR | MISO_MO-IL | Internal | Shoulder | B14 | 900 | 1111 | 0 | 57.72 | 55.73 | 2 | 0
2015 | PJM_ROR_2_MISO_MO-IL | PJM_ROR | MISO_MO-IL | Internal | Shoulder | B15 | 1203 | 1111 | 0 | 53.74 | 54.03 | 2 | 0
2015 | PJM_ROR_2_MISO_MO-IL | PJM_ROR | MISO_MO-IL | Internal | Summer | B1 | 10 | 1111 | 0 | 93.28 | 91.28 | 2 | 0
2015 | PJM_ROR_2_MISO_MO-IL | PJM_ROR | MISO_MO-IL | Internal | Summer | B2 | 25 | 1111 | 0 | 90.16 | 88.64 | 2 | 0
2015 | PJM_ROR_2_MISO_MO-IL | PJM_ROR | MISO_MO-IL | Internal | Summer | B3 | 75 | 1111 | 0 | 89.41 | 88.53 | 2 | 0
2015 | PJM_ROR_2_MISO_MO-IL | PJM_ROR | MISO_MO-IL | Internal | Summer | B4 | 100 | 1111 | 0 | 84.64 | 86.63 | 2 | 0
2015 | PJM_ROR_2_MISO_MO-IL | PJM_ROR | MISO_MO-IL | Internal | Summer | B5 | 200 | 1111 | 0 | 75.13 | 74.13 | 2 | 0
2015 | PJM_ROR_2_MISO_MO-IL | PJM_ROR | MISO_MO-IL | Internal | Summer | B6 | 300 | 1111 | 0 | 62.99 | 60.99 | 2 | 0
2015 | PJM_ROR_2_MISO_MO-IL | PJM_ROR | MISO_MO-IL | Internal | Summer | B7 | 400 | 1111 | 0 | 56.34 | 54.35 | 2 | 0
2015 | PJM_ROR_2_MISO_MO-IL | PJM_ROR | MISO_MO-IL | Internal | Summer | B8 | 500 | 1111 | 0 | 55.53 | 53.54 | 2 | 0
2015 | PJM_ROR_2_MISO_MO-IL | PJM_ROR | MISO_MO-IL | Internal | Summer | B9 | 800 | 1111 | 0 | 53.6 | 52.87 | 2 | 0
2015 | PJM_ROR_2_MISO_MO-IL | PJM_ROR | MISO_MO-IL | Internal | Summer | B10 | 1262 | 1111 | 0 | 52.05 | 51.42 | 2 | 0
2015 | PJM_ROR_2_MISO_MO-IL | PJM_ROR | MISO_MO-IL | Internal | Winter | B16 | 25 | 1111 | 0 | 76.89 | 74.89 | 2 | 0
2015 | PJM_ROR_2_MISO_MO-IL | PJM_ROR | MISO_MO-IL | Internal | Winter | B17 | 100 | 1111 | 0 | 67.67 | 65.67 | 2 | 0
2015 | PJM_ROR_2_MISO_MO-IL | PJM_ROR | MISO_MO-IL | Internal | Winter | B18 | 400 | 1111 | 0 | 60.6 | 58.59 | 2 | 0
2015 | PJM_ROR_2_MISO_MO-IL | PJM_ROR | MISO_MO-IL | Internal | Winter | B19 | 700 | 1111 | 0 | 59.83 | 57.82 | 2 | 0
2015 | PJM_ROR_2_MISO_MO-IL | PJM_ROR | MISO_MO-IL | Internal | Winter | B20 | 935 | 1111 | 0 | 54.78 | 52.78 | 2 | 0
2015 | PJM_ROR_2_MISO_WUMS | PJM_ROR | MISO_WUMS | Internal | Shoulder | B11 | 25 | 1467 | 0 | 74.03 | 72.03 | 2 | 0
2015 | PJM_ROR_2_MISO_WUMS | PJM_ROR | MISO_WUMS | Internal | Shoulder | B12 | 200 | 1467 | 0 | 63.04 | 61.04 | 2 | 0
2015 | PJM_ROR_2_MISO_WUMS | PJM_ROR | MISO_WUMS | Internal | Shoulder | B13 | 600 | 1467 | 0 | 58.94 | 56.94 | 2 | 0
2015 | PJM_ROR_2_MISO_WUMS | PJM_ROR | MISO_WUMS | Internal | Shoulder | B14 | 900 | 1467 | 0 | 57.72 | 55.72 | 2 | 0
2015 | PJM_ROR_2_MISO_WUMS | PJM_ROR | MISO_WUMS | Internal | Shoulder | B15 | 1203 | 1467 | 0 | 53.74 | 54 | 2 | 0
2015 | PJM_ROR_2_MISO_WUMS | PJM_ROR | MISO_WUMS | Internal | Summer | B1 | 10 | 1467 | 0 | 93.28 | 91.28 | 2 | 0
2015 | PJM_ROR_2_MISO_WUMS | PJM_ROR | MISO_WUMS | Internal | Summer | B2 | 25 | 1467 | 0 | 90.16 | 88.62 | 2 | 0
2015 | PJM_ROR_2_MISO_WUMS | PJM_ROR | MISO_WUMS | Internal | Summer | B3 | 75 | 1467 | 0 | 89.41 | 87.41 | 2 | 0
2015 | PJM_ROR_2_MISO_WUMS | PJM_ROR | MISO_WUMS | Internal | Summer | B4 | 100 | 1467 | 0 | 84.64 | 82.64 | 2 | 0
2015 | PJM_ROR_2_MISO_WUMS | PJM_ROR | MISO_WUMS | Internal | Summer | B5 | 200 | 1467 | 0 | 75.13 | 73.13 | 2 | 0
2015 | PJM_ROR_2_MISO_WUMS | PJM_ROR | MISO_WUMS | Internal | Summer | B6 | 300 | 1467 | 0 | 62.99 | 60.98 | 2 | 0
2015 | PJM_ROR_2_MISO_WUMS | PJM_ROR | MISO_WUMS | Internal | Summer | B7 | 400 | 1467 | 0 | 56.34 | 54.34 | 2 | 0
2015 | PJM_ROR_2_MISO_WUMS | PJM_ROR | MISO_WUMS | Internal | Summer | B8 | 500 | 1467 | 0 | 55.53 | 53.53 | 2 | 0
2015 | PJM_ROR_2_MISO_WUMS | PJM_ROR | MISO_WUMS | Internal | Summer | B9 | 800 | 1467 | 0 | 53.6 | 52.84 | 2 | 0
2015 | PJM_ROR_2_MISO_WUMS | PJM_ROR | MISO_WUMS | Internal | Summer | B10 | 1262 | 1467 | 0 | 52.05 | 51.42 | 2 | 0
2015 | PJM_ROR_2_MISO_WUMS | PJM_ROR | MISO_WUMS | Internal | Winter | B16 | 25 | 1467 | 0 | 76.89 | 74.88 | 2 | 0
2015 | PJM_ROR_2_MISO_WUMS | PJM_ROR | MISO_WUMS | Internal | Winter | B17 | 100 | 1467 | 0 | 67.67 | 65.66 | 2 | 0
2015 | PJM_ROR_2_MISO_WUMS | PJM_ROR | MISO_WUMS | Internal | Winter | B18 | 400 | 1467 | 0 | 60.6 | 58.6 | 2 | 0
2015 | PJM_ROR_2_MISO_WUMS | PJM_ROR | MISO_WUMS | Internal | Winter | B19 | 700 | 1467 | 0 | 59.83 | 57.83 | 2 | 0
2015 | PJM_ROR_2_MISO_WUMS | PJM_ROR | MISO_WUMS | Internal | Winter | B20 | 935 | 1467 | 0 | 54.78 | 52.79 | 2 | 0
2015 | PJM_ROR_2_PJM_ROM | PJM_ROR | PJM_ROM | Internal | Shoulder | B11 | 25 | 8000 | 956.14 | 74.03 | 74.04 | 0.01 | 0
2015 | PJM_ROR_2_PJM_ROM | PJM_ROR | PJM_ROM | Internal | Shoulder | B12 | 200 | 8000 | 4685.26 | 63.04 | 63.05 | 0.01 | 0
2015 | PJM_ROR_2_PJM_ROM | PJM_ROR | PJM_ROM | Internal | Shoulder | B13 | 600 | 8000 | 7039.91 | 58.94 | 58.96 | 0.01 | 0
2015 | PJM_ROR_2_PJM_ROM | PJM_ROR | PJM_ROM | Internal | Shoulder | B14 | 900 | 8000 | 8000 | 57.72 | 58.86 | 0.01 | 1.13
2015 | PJM_ROR_2_PJM_ROM | PJM_ROR | PJM_ROM | Internal | Shoulder | B15 | 1203 | 8000 | 6201.99 | 53.74 | 53.75 | 0.01 | 0
2015 | PJM_ROR_2_PJM_ROM | PJM_ROR | PJM_ROM | Internal | Summer | B1 | 10 | 8000 | 8000 | 93.28 | 94.92 | 0.01 | 1.63
2015 | PJM_ROR_2_PJM_ROM | PJM_ROR | PJM_ROM | Internal | Summer | B2 | 25 | 8000 | 7584.84 | 90.16 | 90.18 | 0.01 | 0
2015 | PJM_ROR_2_PJM_ROM | PJM_ROR | PJM_ROM | Internal | Summer | B3 | 75 | 8000 | 1940.49 | 89.41 | 89.42 | 0.01 | 0
2015 | PJM_ROR_2_PJM_ROM | PJM_ROR | PJM_ROM | Internal | Summer | B4 | 100 | 8000 | 3082.76 | 84.64 | 84.65 | 0.01 | 0
2015 | PJM_ROR_2_PJM_ROM | PJM_ROR | PJM_ROM | Internal | Summer | B5 | 200 | 8000 | 5981.18 | 75.13 | 75.14 | 0.01 | 0
2015 | PJM_ROR_2_PJM_ROM | PJM_ROR | PJM_ROM | Internal | Summer | B6 | 300 | 8000 | 6647.96 | 62.99 | 63 | 0.01 | 0
2015 | PJM_ROR_2_PJM_ROM | PJM_ROR | PJM_ROM | Internal | Summer | B7 | 400 | 8000 | 8000 | 56.34 | 58.79 | 0.01 | 2.44
2015 | PJM_ROR_2_PJM_ROM | PJM_ROR | PJM_ROM | Internal | Summer | B8 | 500 | 8000 | 8000 | 55.53 | 56.86 | 0.01 | 1.32
2015 | PJM_ROR_2_PJM_ROM | PJM_ROR | PJM_ROM | Internal | Summer | B9 | 800 | 8000 | 8000 | 53.6 | 56.6 | 0.01 | 2.99
2015 | PJM_ROR_2_PJM_ROM | PJM_ROR | PJM_ROM | Internal | Summer | B10 | 1262 | 8000 | 6573.67 | 52.05 | 52.06 | 0.01 | 0
2015 | PJM_ROR_2_PJM_ROM | PJM_ROR | PJM_ROM | Internal | Winter | B16 | 25 | 8000 | 5276.29 | 76.89 | 76.91 | 0.01 | 0
2015 | PJM_ROR_2_PJM_ROM | PJM_ROR | PJM_ROM | Internal | Winter | B17 | 100 | 8000 | 8000 | 67.67 | 68.45 | 0.01 | 0.77
2015 | PJM_ROR_2_PJM_ROM | PJM_ROR | PJM_ROM | Internal | Winter | B18 | 400 | 8000 | 8000 | 60.6 | 64.07 | 0.01 | 3.45
2015 | PJM_ROR_2_PJM_ROM | PJM_ROR | PJM_ROM | Internal | Winter | B19 | 700 | 8000 | 8000 | 59.83 | 64.07 | 0.01 | 4.23
2015 | PJM_ROR_2_PJM_ROM | PJM_ROR | PJM_ROM | Internal | Winter | B20 | 935 | 8000 | 8000 | 54.78 | 55.9 | 0.01 | 1.11
2015 | PJM_ROR_2_TVA_Transmission | PJM_ROR | TVA_Transmission | Internal | Shoulder | B11 | 25 | 2500 | 574.33 | 74.03 | 80.03 | 6 | 0
2015 | PJM_ROR_2_TVA_Transmission | PJM_ROR | TVA_Transmission | Internal | Shoulder | B12 | 200 | 2500 | 0 | 63.04 | 64.17 | 6 | 0
2015 | PJM_ROR_2_TVA_Transmission | PJM_ROR | TVA_Transmission | Internal | Shoulder | B13 | 600 | 2500 | 0 | 58.94 | 62.03 | 6 | 0
2015 | PJM_ROR_2_TVA_Transmission | PJM_ROR | TVA_Transmission | Internal | Shoulder | B14 | 900 | 2500 | 0 | 57.72 | 61.3 | 6 | 0
2015 | PJM_ROR_2_TVA_Transmission | PJM_ROR | TVA_Transmission | Internal | Shoulder | B15 | 1203 | 2500 | 45.3 | 53.74 | 59.74 | 6 | 0
2015 | PJM_ROR_2_TVA_Transmission | PJM_ROR | TVA_Transmission | Internal | Summer | B1 | 10 | 2500 | 2425.76 | 93.28 | 99.28 | 6 | 0
2015 | PJM_ROR_2_TVA_Transmission | PJM_ROR | TVA_Transmission | Internal | Summer | B2 | 25 | 2500 | 2433.44 | 90.16 | 96.16 | 6 | 0
2015 | PJM_ROR_2_TVA_Transmission | PJM_ROR | TVA_Transmission | Internal | Summer | B3 | 75 | 2500 | 1163.12 | 89.41 | 95.41 | 6 | 0
2015 | PJM_ROR_2_TVA_Transmission | PJM_ROR | TVA_Transmission | Internal | Summer | B4 | 100 | 2500 | 587.45 | 84.64 | 90.64 | 6 | 0
2015 | PJM_ROR_2_TVA_Transmission | PJM_ROR | TVA_Transmission | Internal | Summer | B5 | 200 | 2500 | 254.71 | 75.13 | 81.13 | 6 | 0
2015 | PJM_ROR_2_TVA_Transmission | PJM_ROR | TVA_Transmission | Internal | Summer | B6 | 300 | 2500 | 0 | 62.99 | 67.98 | 6 | 0
2015 | PJM_ROR_2_TVA_Transmission | PJM_ROR | TVA_Transmission | Internal | Summer | B7 | 400 | 2500 | 0 | 56.34 | 60.24 | 6 | 0
2015 | PJM_ROR_2_TVA_Transmission | PJM_ROR | TVA_Transmission | Internal | Summer | B8 | 500 | 2500 | 0 | 55.53 | 59.63 | 6 | 0
2015 | PJM_ROR_2_TVA_Transmission | PJM_ROR | TVA_Transmission | Internal | Summer | B9 | 800 | 2500 | 0 | 53.6 | 58.61 | 6 | 0
2015 | PJM_ROR_2_TVA_Transmission | PJM_ROR | TVA_Transmission | Internal | Summer | B10 | 1262 | 2500 | 0 | 52.05 | 56.62 | 6 | 0
2015 | PJM_ROR_2_TVA_Transmission | PJM_ROR | TVA_Transmission | Internal | Winter | B16 | 25 | 2500 | 2408.56 | 76.89 | 82.89 | 6 | 0
2015 | PJM_ROR_2_TVA_Transmission | PJM_ROR | TVA_Transmission | Internal | Winter | B17 | 100 | 2500 | 0 | 67.67 | 67.82 | 6 | 0
2015 | PJM_ROR_2_TVA_Transmission | PJM_ROR | TVA_Transmission | Internal | Winter | B18 | 400 | 2500 | 0 | 60.6 | 63.55 | 6 | 0
2015 | PJM_ROR_2_TVA_Transmission | PJM_ROR | TVA_Transmission | Internal | Winter | B19 | 700 | 2500 | 0 | 59.83 | 62.64 | 6 | 0
2015 | PJM_ROR_2_TVA_Transmission | PJM_ROR | TVA_Transmission | Internal | Winter | B20 | 935 | 2500 | 1244.03 | 54.78 | 60.78 | 6 | 0
2015 | PJM_ROR_2_VACAR | PJM_ROR | VACAR | Internal | Shoulder | B11 | 25 | 3000 | 3000 | 74.03 | 82.03 | 6 | 2
2015 | PJM_ROR_2_VACAR | PJM_ROR | VACAR | Internal | Shoulder | B12 | 200 | 3000 | 0 | 63.04 | 66.49 | 6 | 0
2015 | PJM_ROR_2_VACAR | PJM_ROR | VACAR | Internal | Shoulder | B13 | 600 | 3000 | 98.7 | 58.94 | 64.94 | 6 | 0
2015 | PJM_ROR_2_VACAR | PJM_ROR | VACAR | Internal | Shoulder | B14 | 900 | 3000 | 476.33 | 57.72 | 63.72 | 6 | 0
2015 | PJM_ROR_2_VACAR | PJM_ROR | VACAR | Internal | Shoulder | B15 | 1203 | 3000 | 1330.46 | 53.74 | 59.74 | 6 | 0
2015 | PJM_ROR_2_VACAR | PJM_ROR | VACAR | Internal | Summer | B1 | 10 | 3000 | 3000 | 93.28 | 100.61 | 6 | 1.34
2015 | PJM_ROR_2_VACAR | PJM_ROR | VACAR | Internal | Summer | B2 | 25 | 3000 | 3000 | 90.16 | 100.61 | 6 | 4.45
2015 | PJM_ROR_2_VACAR | PJM_ROR | VACAR | Internal | Summer | B3 | 75 | 3000 | 3000 | 89.41 | 100.61 | 6 | 5.2
2015 | PJM_ROR_2_VACAR | PJM_ROR | VACAR | Internal | Summer | B4 | 100 | 3000 | 3000 | 84.64 | 90.77 | 6 | 0.13
2015 | PJM_ROR_2_VACAR | PJM_ROR | VACAR | Internal | Summer | B5 | 200 | 3000 | 3000 | 75.13 | 83.13 | 6 | 2
2015 | PJM_ROR_2_VACAR | PJM_ROR | VACAR | Internal | Summer | B6 | 300 | 3000 | 3000 | 62.99 | 69.38 | 6 | 0.39
2015 | PJM_ROR_2_VACAR | PJM_ROR | VACAR | Internal | Summer | B7 | 400 | 3000 | 3000 | 56.34 | 64.65 | 6 | 2.31
2015 | PJM_ROR_2_VACAR | PJM_ROR | VACAR | Internal | Summer | B8 | 500 | 3000 | 3000 | 55.53 | 61.58 | 6 | 0.05
2015 | PJM_ROR_2_VACAR | PJM_ROR | VACAR | Internal | Summer | B9 | 800 | 3000 | 3000 | 53.6 | 59.74 | 6 | 0.15
2015 | PJM_ROR_2_VACAR | PJM_ROR | VACAR | Internal | Summer | B10 | 1262 | 3000 | 1125.41 | 52.05 | 58.05 | 6 | 0
2015 | PJM_ROR_2_VACAR | PJM_ROR | VACAR | Internal | Winter | B16 | 25 | 3000 | 3000 | 76.89 | 91.89 | 6 | 9
2015 | PJM_ROR_2_VACAR | PJM_ROR | VACAR | Internal | Winter | B17 | 100 | 3000 | 1904.78 | 67.67 | 73.67 | 6 | 0
2015 | PJM_ROR_2_VACAR | PJM_ROR | VACAR | Internal | Winter | B18 | 400 | 3000 | 1646.26 | 60.6 | 66.6 | 6 | 0
2015 | PJM_ROR_2_VACAR | PJM_ROR | VACAR | Internal | Winter | B19 | 700 | 3000 | 1336.33 | 59.83 | 65.83 | 6 | 0
2015 | PJM_ROR_2_VACAR | PJM_ROR | VACAR | Internal | Winter | B20 | 935 | 3000 | 1868.43 | 54.78 | 60.78 | 6 | 0
2015 | PJM_ROM_2_PJM_E | PJM_ROM | PJM_E | Internal | Shoulder | B11 | 25 | 8000 | 0 | 74.04 | 74.03 | 0.01 | 0
2015 | PJM_ROM_2_PJM_E | PJM_ROM | PJM_E | Internal | Shoulder | B12 | 200 | 8000 | 0 | 63.05 | 63.04 | 0.01 | 0
2015 | PJM_ROM_2_PJM_E | PJM_ROM | PJM_E | Internal | Shoulder | B13 | 600 | 8000 | 187.54 | 58.96 | 58.97 | 0.01 | 0
2015 | PJM_ROM_2_PJM_E | PJM_ROM | PJM_E | Internal | Shoulder | B14 | 900 | 8000 | 0 | 58.86 | 58.85 | 0.01 | 0
2015 | PJM_ROM_2_PJM_E | PJM_ROM | PJM_E | Internal | Shoulder | B15 | 1203 | 8000 | 109.25 | 53.75 | 53.76 | 0.01 | 0
2015 | PJM_ROM_2_PJM_E | PJM_ROM | PJM_E | Internal | Summer | B1 | 10 | 8000 | 2409.41 | 94.92 | 94.93 | 0.01 | 0
2015 | PJM_ROM_2_PJM_E | PJM_ROM | PJM_E | Internal | Summer | B2 | 25 | 8000 | 1857.02 | 90.18 | 90.19 | 0.01 | 0
2015 | PJM_ROM_2_PJM_E | PJM_ROM | PJM_E | Internal | Summer | B3 | 75 | 8000 | 0 | 89.42 | 89.41 | 0.01 | 0
2015 | PJM_ROM_2_PJM_E | PJM_ROM | PJM_E | Internal | Summer | B4 | 100 | 8000 | 1026.99 | 84.65 | 84.66 | 0.01 | 0
2015 | PJM_ROM_2_PJM_E | PJM_ROM | PJM_E | Internal | Summer | B5 | 200 | 8000 | 425.26 | 75.14 | 75.15 | 0.01 | 0
2015 | PJM_ROM_2_PJM_E | PJM_ROM | PJM_E | Internal | Summer | B6 | 300 | 8000 | 129.8 | 63 | 63.02 | 0.01 | 0
2015 | PJM_ROM_2_PJM_E | PJM_ROM | PJM_E | Internal | Summer | B7 | 400 | 8000 | 945.1 | 58.79 | 58.8 | 0.01 | 0
2015 | PJM_ROM_2_PJM_E | PJM_ROM | PJM_E | Internal | Summer | B8 | 500 | 8000 | 0 | 56.86 | 56.84 | 0.01 | 0
2015 | PJM_ROM_2_PJM_E | PJM_ROM | PJM_E | Internal | Summer | B9 | 800 | 8000 | 0 | 56.6 | 56.59 | 0.01 | 0
2015 | PJM_ROM_2_PJM_E | PJM_ROM | PJM_E | Internal | Summer | B10 | 1262 | 8000 | 0 | 52.06 | 52.05 | 0.01 | 0
2015 | PJM_ROM_2_PJM_E | PJM_ROM | PJM_E | Internal | Winter | B16 | 25 | 8000 | 0 | 76.91 | 76.89 | 0.01 | 0
2015 | PJM_ROM_2_PJM_E | PJM_ROM | PJM_E | Internal | Winter | B17 | 100 | 8000 | 449.59 | 68.45 | 68.46 | 0.01 | 0
2015 | PJM_ROM_2_PJM_E | PJM_ROM | PJM_E | Internal | Winter | B18 | 400 | 8000 | 1586.51 | 64.07 | 64.08 | 0.01 | 0
2015 | PJM_ROM_2_PJM_E | PJM_ROM | PJM_E | Internal | Winter | B19 | 700 | 8000 | 2152.54 | 64.07 | 64.08 | 0.01 | 0
2015 | PJM_ROM_2_PJM_E | PJM_ROM | PJM_E | Internal | Winter | B20 | 935 | 8000 | 1333.56 | 55.9 | 55.91 | 0.01 | 0
2015 | PJM_ROM_2_PJM_ROR | PJM_ROM | PJM_ROR | Internal | Shoulder | B11 | 25 | 8000 | 0 | 74.04 | 74.03 | 0.01 | 0
2015 | PJM_ROM_2_PJM_ROR | PJM_ROM | PJM_ROR | Internal | Shoulder | B12 | 200 | 8000 | 0 | 63.05 | 63.04 | 0.01 | 0
2015 | PJM_ROM_2_PJM_ROR | PJM_ROM | PJM_ROR | Internal | Shoulder | B13 | 600 | 8000 | 0 | 58.96 | 58.94 | 0.01 | 0
2015 | PJM_ROM_2_PJM_ROR | PJM_ROM | PJM_ROR | Internal | Shoulder | B14 | 900 | 8000 | 0 | 58.86 | 57.72 | 0.01 | 0
2015 | PJM_ROM_2_PJM_ROR | PJM_ROM | PJM_ROR | Internal | Shoulder | B15 | 1203 | 8000 | 0 | 53.75 | 53.74 | 0.01 | 0
2015 | PJM_ROM_2_PJM_ROR | PJM_ROM | PJM_ROR | Internal | Summer | B1 | 10 | 8000 | 0 | 94.92 | 93.28 | 0.01 | 0
2015 | PJM_ROM_2_PJM_ROR | PJM_ROM | PJM_ROR | Internal | Summer | B2 | 25 | 8000 | 0 | 90.18 | 90.16 | 0.01 | 0
2015 | PJM_ROM_2_PJM_ROR | PJM_ROM | PJM_ROR | Internal | Summer | B3 | 75 | 8000 | 0 | 89.42 | 89.41 | 0.01 | 0
2015 | PJM_ROM_2_PJM_ROR | PJM_ROM | PJM_ROR | Internal | Summer | B4 | 100 | 8000 | 0 | 84.65 | 84.64 | 0.01 | 0
2015 | PJM_ROM_2_PJM_ROR | PJM_ROM | PJM_ROR | Internal | Summer | B5 | 200 | 8000 | 0 | 75.14 | 75.13 | 0.01 | 0
2015 | PJM_ROM_2_PJM_ROR | PJM_ROM | PJM_ROR | Internal | Summer | B6 | 300 | 8000 | 0 | 63 | 62.99 | 0.01 | 0
2015 | PJM_ROM_2_PJM_ROR | PJM_ROM | PJM_ROR | Internal | Summer | B7 | 400 | 8000 | 0 | 58.79 | 56.34 | 0.01 | 0
2015 | PJM_ROM_2_PJM_ROR | PJM_ROM | PJM_ROR | Internal | Summer | B8 | 500 | 8000 | 0 | 56.86 | 55.53 | 0.01 | 0
2015 | PJM_ROM_2_PJM_ROR | PJM_ROM | PJM_ROR | Internal | Summer | B9 | 800 | 8000 | 0 | 56.6 | 53.6 | 0.01 | 0
2015 | PJM_ROM_2_PJM_ROR | PJM_ROM | PJM_ROR | Internal | Summer | B10 | 1262 | 8000 | 0 | 52.06 | 52.05 | 0.01 | 0
2015 | PJM_ROM_2_PJM_ROR | PJM_ROM | PJM_ROR | Internal | Winter | B16 | 25 | 8000 | 0 | 76.91 | 76.89 | 0.01 | 0
2015 | PJM_ROM_2_PJM_ROR | PJM_ROM | PJM_ROR | Internal | Winter | B17 | 100 | 8000 | 0 | 68.45 | 67.67 | 0.01 | 0
2015 | PJM_ROM_2_PJM_ROR | PJM_ROM | PJM_ROR | Internal | Winter | B18 | 400 | 8000 | 0 | 64.07 | 60.6 | 0.01 | 0
2015 | PJM_ROM_2_PJM_ROR | PJM_ROM | PJM_ROR | Internal | Winter | B19 | 700 | 8000 | 0 | 64.07 | 59.83 | 0.01 | 0
2015 | PJM_ROM_2_PJM_ROR | PJM_ROM | PJM_ROR | Internal | Winter | B20 | 935 | 8000 | 0 | 55.9 | 54.78 | 0.01 | 0
2015 | SOCO_2_ENT | SOCO | ENT | Internal | Shoulder | B11 | 25 | 2400 | 0 | 89.03 | 84.03 | 10 | 0
2015 | SOCO_2_ENT | SOCO | ENT | Internal | Shoulder | B12 | 200 | 2400 | 0 | 61.81 | 59.84 | 10 | 0
2015 | SOCO_2_ENT | SOCO | ENT | Internal | Shoulder | B13 | 600 | 2400 | 0 | 59.66 | 59.4 | 10 | 0
2015 | SOCO_2_ENT | SOCO | ENT | Internal | Shoulder | B14 | 900 | 2400 | 0 | 59.66 | 59.4 | 10 | 0
2015 | SOCO_2_ENT | SOCO | ENT | Internal | Shoulder | B15 | 1203 | 2400 | 0 | 59.66 | 57.43 | 10 | 0
2015 | SOCO_2_ENT | SOCO | ENT | Internal | Summer | B1 | 10 | 2400 | 0 | 99.28 | 91.28 | 10 | 0
2015 | SOCO_2_ENT | SOCO | ENT | Internal | Summer | B2 | 25 | 2400 | 0 | 97.77 | 89.77 | 10 | 0
2015 | SOCO_2_ENT | SOCO | ENT | Internal | Summer | B3 | 75 | 2400 | 0 | 97.77 | 89.77 | 10 | 0
2015 | SOCO_2_ENT | SOCO | ENT | Internal | Summer | B4 | 100 | 2400 | 0 | 97.77 | 86.1 | 10 | 0
2015 | SOCO_2_ENT | SOCO | ENT | Internal | Summer | B5 | 200 | 2400 | 0 | 90.13 | 82.13 | 10 | 0
2015 | SOCO_2_ENT | SOCO | ENT | Internal | Summer | B6 | 300 | 2400 | 0 | 76.38 | 68.38 | 10 | 0
2015 | SOCO_2_ENT | SOCO | ENT | Internal | Summer | B7 | 400 | 2400 | 0 | 67.24 | 58.62 | 10 | 0
2015 | SOCO_2_ENT | SOCO | ENT | Internal | Summer | B8 | 500 | 2400 | 0 | 66.62 | 58.62 | 10 | 0
2015 | SOCO_2_ENT | SOCO | ENT | Internal | Summer | B9 | 800 | 2400 | 0 | 59.14 | 58.19 | 10 | 0
2015 | SOCO_2_ENT | SOCO | ENT | Internal | Summer | B10 | 1262 | 2400 | 0 | 58.49 | 56.26 | 10 | 0
2015 | SOCO_2_ENT | SOCO | ENT | Internal | Winter | B16 | 25 | 2400 | 0 | 83.1 | 74.89 | 10 | 0
2015 | SOCO_2_ENT | SOCO | ENT | Internal | Winter | B17 | 100 | 2400 | 0 | 65.38 | 61.82 | 10 | 0
2015 | SOCO_2_ENT | SOCO | ENT | Internal | Winter | B18 | 400 | 2400 | 0 | 62.04 | 61.82 | 10 | 0
2015 | SOCO_2_ENT | SOCO | ENT | Internal | Winter | B19 | 700 | 2400 | 0 | 62.04 | 59.76 | 10 | 0
2015 | SOCO_2_ENT | SOCO | ENT | Internal | Winter | B20 | 935 | 2400 | 0 | 62.04 | 59.76 | 10 | 0
2015 | SOCO_2_FRCC | SOCO | FRCC | Internal | Shoulder | B11 | 25 | 3700 | 3558.65 | 89.03 | 99.03 | 10 | 0
2015 | SOCO_2_FRCC | SOCO | FRCC | Internal | Shoulder | B12 | 200 | 3700 | 0 | 61.81 | 66.84 | 10 | 0
2015 | SOCO_2_FRCC | SOCO | FRCC | Internal | Shoulder | B13 | 600 | 3700 | 0 | 59.66 | 65.31 | 10 | 0
2015 | SOCO_2_FRCC | SOCO | FRCC | Internal | Shoulder | B14 | 900 | 3700 | 0 | 59.66 | 64.06 | 10 | 0
2015 | SOCO_2_FRCC | SOCO | FRCC | Internal | Shoulder | B15 | 1203 | 3700 | 0 | 59.66 | 64.06 | 10 | 0
2015 | SOCO_2_FRCC | SOCO | FRCC | Internal | Summer | B1 | 10 | 3700 | 0 | 99.28 | 103.77 | 10 | 0
2015 | SOCO_2_FRCC | SOCO | FRCC | Internal | Summer | B2 | 25 | 3700 | 0 | 97.77 | 103.77 | 10 | 0
2015 | SOCO_2_FRCC | SOCO | FRCC | Internal | Summer | B3 | 75 | 3700 | 0 | 97.77 | 103.77 | 10 | 0
2015 | SOCO_2_FRCC | SOCO | FRCC | Internal | Summer | B4 | 100 | 3700 | 0 | 97.77 | 103.77 | 10 | 0
2015 | SOCO_2_FRCC | SOCO | FRCC | Internal | Summer | B5 | 200 | 3700 | 2477.71 | 90.13 | 100.13 | 10 | 0
2015 | SOCO_2_FRCC | SOCO | FRCC | Internal | Summer | B6 | 300 | 3700 | 619.56 | 76.38 | 86.38 | 10 | 0
2015 | SOCO_2_FRCC | SOCO | FRCC | Internal | Summer | B7 | 400 | 3700 | 0 | 67.24 | 72.43 | 10 | 0
2015 | SOCO_2_FRCC | SOCO | FRCC | Internal | Summer | B8 | 500 | 3700 | 0 | 66.62 | 66.14 | 10 | 0
2015 | SOCO_2_FRCC | SOCO | FRCC | Internal | Summer | B9 | 800 | 3700 | 0 | 59.14 | 63.4 | 10 | 0
2015 | SOCO_2_FRCC | SOCO | FRCC | Internal | Summer | B10 | 1262 | 3700 | 0 | 58.49 | 63.4 | 10 | 0
2015 | SOCO_2_FRCC | SOCO | FRCC | Internal | Winter | B16 | 25 | 3700 | 0 | 83.1 | 92.7 | 10 | 0
2015 | SOCO_2_FRCC | SOCO | FRCC | Internal | Winter | B17 | 100 | 3700 | 0 | 65.38 | 68.96 | 10 | 0
2015 | SOCO_2_FRCC | SOCO | FRCC | Internal | Winter | B18 | 400 | 3700 | 0 | 62.04 | 66.09 | 10 | 0
2015 | SOCO_2_FRCC | SOCO | FRCC | Internal | Winter | B19 | 700 | 3700 | 0 | 62.04 | 66.09 | 10 | 0
2015 | SOCO_2_FRCC | SOCO | FRCC | Internal | Winter | B20 | 935 | 3700 | 0 | 62.04 | 66.09 | 10 | 0
2015 | SOCO_2_TVA_Transmission | SOCO | TVA_Transmission | Internal | Shoulder | B11 | 25 | 2600 | 0 | 89.03 | 80.03 | 10 | 0
2015 | SOCO_2_TVA_Transmission | SOCO | TVA_Transmission | Internal | Shoulder | B12 | 200 | 2600 | 0 | 61.81 | 64.17 | 10 | 0
2015 | SOCO_2_TVA_Transmission | SOCO | TVA_Transmission | Internal | Shoulder | B13 | 600 | 2600 | 0 | 59.66 | 62.03 | 10 | 0
2015 | SOCO_2_TVA_Transmission | SOCO | TVA_Transmission | Internal | Shoulder | B14 | 900 | 2600 | 0 | 59.66 | 61.3 | 10 | 0
2015 | SOCO_2_TVA_Transmission | SOCO | TVA_Transmission | Internal | Shoulder | B15 | 1203 | 2600 | 0 | 59.66 | 59.74 | 10 | 0
2015 | SOCO_2_TVA_Transmission | SOCO | TVA_Transmission | Internal | Summer | B1 | 10 | 2600 | 0 | 99.28 | 99.28 | 10 | 0
2015 | SOCO_2_TVA_Transmission | SOCO | TVA_Transmission | Internal | Summer | B2 | 25 | 2600 | 0 | 97.77 | 96.16 | 10 | 0
2015 | SOCO_2_TVA_Transmission | SOCO | TVA_Transmission | Internal | Summer | B3 | 75 | 2600 | 0 | 97.77 | 95.41 | 10 | 0
2015 | SOCO_2_TVA_Transmission | SOCO | TVA_Transmission | Internal | Summer | B4 | 100 | 2600 | 0 | 97.77 | 90.64 | 10 | 0
2015 | SOCO_2_TVA_Transmission | SOCO | TVA_Transmission | Internal | Summer | B5 | 200 | 2600 | 0 | 90.13 | 81.13 | 10 | 0
2015 | SOCO_2_TVA_Transmission | SOCO | TVA_Transmission | Internal | Summer | B6 | 300 | 2600 | 0 | 76.38 | 67.98 | 10 | 0
2015 | SOCO_2_TVA_Transmission | SOCO | TVA_Transmission | Internal | Summer | B7 | 400 | 2600 | 0 | 67.24 | 60.24 | 10 | 0
2015 | SOCO_2_TVA_Transmission | SOCO | TVA_Transmission | Internal | Summer | B8 | 500 | 2600 | 0 | 66.62 | 59.63 | 10 | 0
2015 | SOCO_2_TVA_Transmission | SOCO | TVA_Transmission | Internal | Summer | B9 | 800 | 2600 | 0 | 59.14 | 58.61 | 10 | 0
2015 | SOCO_2_TVA_Transmission | SOCO | TVA_Transmission | Internal | Summer | B10 | 1262 | 2600 | 0 | 58.49 | 56.62 | 10 | 0
2015 | SOCO_2_TVA_Transmission | SOCO | TVA_Transmission | Internal | Winter | B16 | 25 | 2600 | 0 | 83.1 | 82.89 | 10 | 0
2015 | SOCO_2_TVA_Transmission | SOCO | TVA_Transmission | Internal | Winter | B17 | 100 | 2600 | 0 | 65.38 | 67.82 | 10 | 0
2015 | SOCO_2_TVA_Transmission | SOCO | TVA_Transmission | Internal | Winter | B18 | 400 | 2600 | 0 | 62.04 | 63.55 | 10 | 0
2015 | SOCO_2_TVA_Transmission | SOCO | TVA_Transmission | Internal | Winter | B19 | 700 | 2600 | 0 | 62.04 | 62.64 | 10 | 0
2015 | SOCO_2_TVA_Transmission | SOCO | TVA_Transmission | Internal | Winter | B20 | 935 | 2600 | 0 | 62.04 | 60.78 | 10 | 0
2015 | SOCO_2_VACAR | SOCO | VACAR | Internal | Shoulder | B11 | 25 | 2000 | 0 | 89.03 | 82.03 | 10 | 0
2015 | SOCO_2_VACAR | SOCO | VACAR | Internal | Shoulder | B12 | 200 | 2000 | 0 | 61.81 | 66.49 | 10 | 0
2015 | SOCO_2_VACAR | SOCO | VACAR | Internal | Shoulder | B13 | 600 | 2000 | 0 | 59.66 | 64.94 | 10 | 0
2015 | SOCO_2_VACAR | SOCO | VACAR | Internal | Shoulder | B14 | 900 | 2000 | 0 | 59.66 | 63.72 | 10 | 0
2015 | SOCO_2_VACAR | SOCO | VACAR | Internal | Shoulder | B15 | 1203 | 2000 | 0 | 59.66 | 59.74 | 10 | 0
2015 | SOCO_2_VACAR | SOCO | VACAR | Internal | Summer | B1 | 10 | 2000 | 0 | 99.28 | 100.61 | 10 | 0
2015 | SOCO_2_VACAR | SOCO | VACAR | Internal | Summer | B2 | 25 | 2000 | 0 | 97.77 | 100.61 | 10 | 0
2015 | SOCO_2_VACAR | SOCO | VACAR | Internal | Summer | B3 | 75 | 2000 | 0 | 97.77 | 100.61 | 10 | 0
2015 | SOCO_2_VACAR | SOCO | VACAR | Internal | Summer | B4 | 100 | 2000 | 0 | 97.77 | 90.77 | 10 | 0
2015 | SOCO_2_VACAR | SOCO | VACAR | Internal | Summer | B5 | 200 | 2000 | 0 | 90.13 | 83.13 | 10 | 0
2015 | SOCO_2_VACAR | SOCO | VACAR | Internal | Summer | B6 | 300 | 2000 | 0 | 76.38 | 69.38 | 10 | 0
2015 | SOCO_2_VACAR | SOCO | VACAR | Internal | Summer | B7 | 400 | 2000 | 0 | 67.24 | 64.65 | 10 | 0
2015 | SOCO_2_VACAR | SOCO | VACAR | Internal | Summer | B8 | 500 | 2000 | 0 | 66.62 | 61.58 | 10 | 0
2015 | SOCO_2_VACAR | SOCO | VACAR | Internal | Summer | B9 | 800 | 2000 | 0 | 59.14 | 59.74 | 10 | 0
2015 | SOCO_2_VACAR | SOCO | VACAR | Internal | Summer | B10 | 1262 | 2000 | 0 | 58.49 | 58.05 | 10 | 0
2015 | SOCO_2_VACAR | SOCO | VACAR | Internal | Winter | B16 | 25 | 2000 | 0 | 83.1 | 91.89 | 10 | 0
2015 | SOCO_2_VACAR | SOCO | VACAR | Internal | Winter | B17 | 100 | 2000 | 0 | 65.38 | 73.67 | 10 | 0
2015 | SOCO_2_VACAR | SOCO | VACAR | Internal | Winter | B18 | 400 | 2000 | 0 | 62.04 | 66.6 | 10 | 0
2015 | SOCO_2_VACAR | SOCO | VACAR | Internal | Winter | B19 | 700 | 2000 | 0 | 62.04 | 65.83 | 10 | 0
2015 | SOCO_2_VACAR | SOCO | VACAR | Internal | Winter | B20 | 935 | 2000 | 0 | 62.04 | 60.78 | 10 | 0
2015 | SPP_N_2_ENT | SPP_N | ENT | Internal | Shoulder | B11 | 25 | 7346 | 0 | 83.02 | 84.03 | 5 | 0
2015 | SPP_N_2_ENT | SPP_N | ENT | Internal | Shoulder | B12 | 200 | 7346 | 0 | 59.99 | 59.84 | 5 | 0
2015 | SPP_N_2_ENT | SPP_N | ENT | Internal | Shoulder | B13 | 600 | 7346 | 0 | 57.52 | 59.4 | 5 | 0
2015 | SPP_N_2_ENT | SPP_N | ENT | Internal | Shoulder | B14 | 900 | 7346 | 0 | 57.32 | 59.4 | 5 | 0
2015 | SPP_N_2_ENT | SPP_N | ENT | Internal | Shoulder | B15 | 1203 | 7346 | 0 | 57.32 | 57.43 | 5 | 0
2015 | SPP_N_2_ENT | SPP_N | ENT | Internal | Summer | B1 | 10 | 7346 | 0 | 92.49 | 91.28 | 5 | 0
2015 | SPP_N_2_ENT | SPP_N | ENT | Internal | Summer | B2 | 25 | 7346 | 0 | 92.49 | 89.77 | 5 | 0
2015 | SPP_N_2_ENT | SPP_N | ENT | Internal | Summer | B3 | 75 | 7346 | 0 | 92.49 | 89.77 | 5 | 0
2015 | SPP_N_2_ENT | SPP_N | ENT | Internal | Summer | B4 | 100 | 7346 | 0 | 86.63 | 86.1 | 5 | 0
2015 | SPP_N_2_ENT | SPP_N | ENT | Internal | Summer | B5 | 200 | 7346 | 0 | 81.11 | 82.13 | 5 | 0
2015 | SPP_N_2_ENT | SPP_N | ENT | Internal | Summer | B6 | 300 | 7346 | 0 | 67.99 | 68.38 | 5 | 0
2015 | SPP_N_2_ENT | SPP_N | ENT | Internal | Summer | B7 | 400 | 7346 | 0 | 59.47 | 58.62 | 5 | 0
2015 | SPP_N_2_ENT | SPP_N | ENT | Internal | Summer | B8 | 500 | 7346 | 0 | 58.05 | 58.62 | 5 | 0
2015 | SPP_N_2_ENT | SPP_N | ENT | Internal | Summer | B9 | 800 | 7346 | 0 | 56.05 | 58.19 | 5 | 0
2015 | SPP_N_2_ENT | SPP_N | ENT | Internal | Summer | B10 | 1262 | 7346 | 0 | 55.92 | 56.26 | 5 | 0
2015 | SPP_N_2_ENT | SPP_N | ENT | Internal | Winter | B16 | 25 | 7346 | 0 | 69.91 | 74.89 | 5 | 0
2015 | SPP_N_2_ENT | SPP_N | ENT | Internal | Winter | B17 | 100 | 7346 | 0 | 60.67 | 61.82 | 5 | 0
2015 | SPP_N_2_ENT | SPP_N | ENT | Internal | Winter | B18 | 400 | 7346 | 0 | 59.77 | 61.82 | 5 | 0
2015 | SPP_N_2_ENT | SPP_N | ENT | Internal | Winter | B19 | 700 | 7346 | 0 | 59.66 | 59.76 | 5 | 0
2015 | SPP_N_2_ENT | SPP_N | ENT | Internal | Winter | B20 | 935 | 7346 | 0 | 56.03 | 59.76 | 5 | 0
2015 | SPP_N_2_MISO_MO-IL | SPP_N | MISO_MO-IL | Internal | Shoulder | B11 | 25 | 3954 | 0 | 83.02 | 76.03 | 5 | 0
2015 | SPP_N_2_MISO_MO-IL | SPP_N | MISO_MO-IL | Internal | Shoulder | B12 | 200 | 3954 | 0 | 59.99 | 61.06 | 5 | 0
2015 | SPP_N_2_MISO_MO-IL | SPP_N | MISO_MO-IL | Internal | Shoulder | B13 | 600 | 3954 | 0 | 57.52 | 56.97 | 5 | 0
2015 | SPP_N_2_MISO_MO-IL | SPP_N | MISO_MO-IL | Internal | Shoulder | B14 | 900 | 3954 | 0 | 57.32 | 55.73 | 5 | 0
2015 | SPP_N_2_MISO_MO-IL | SPP_N | MISO_MO-IL | Internal | Shoulder | B15 | 1203 | 3954 | 0 | 57.32 | 54.03 | 5 | 0
2015 | SPP_N_2_MISO_MO-IL | SPP_N | MISO_MO-IL | Internal | Summer | B1 | 10 | 3954 | 0 | 92.49 | 91.28 | 5 | 0
2015 | SPP_N_2_MISO_MO-IL | SPP_N | MISO_MO-IL | Internal | Summer | B2 | 25 | 3954 | 0 | 92.49 | 88.64 | 5 | 0
2015 | SPP_N_2_MISO_MO-IL | SPP_N | MISO_MO-IL | Internal | Summer | B3 | 75 | 3954 | 0 | 92.49 | 88.53 | 5 | 0
2015 | SPP_N_2_MISO_MO-IL | SPP_N | MISO_MO-IL | Internal | Summer | B4 | 100 | 3954 | 0 | 86.63 | 86.63 | 5 | 0
2015 | SPP_N_2_MISO_MO-IL | SPP_N | MISO_MO-IL | Internal | Summer | B5 | 200 | 3954 | 0 | 81.11 | 74.13 | 5 | 0
2015 | SPP_N_2_MISO_MO-IL | SPP_N | MISO_MO-IL | Internal | Summer | B6 | 300 | 3954 | 0 | 67.99 | 60.99 | 5 | 0
2015 | SPP_N_2_MISO_MO-IL | SPP_N | MISO_MO-IL | Internal | Summer | B7 | 400 | 3954 | 0 | 59.47 | 54.35 | 5 | 0
2015 | SPP_N_2_MISO_MO-IL | SPP_N | MISO_MO-IL | Internal | Summer | B8 | 500 | 3954 | 0 | 58.05 | 53.54 | 5 | 0
2015 | SPP_N_2_MISO_MO-IL | SPP_N | MISO_MO-IL | Internal | Summer | B9 | 800 | 3954 | 0 | 56.05 | 52.87 | 5 | 0
2015 | SPP_N_2_MISO_MO-IL | SPP_N | MISO_MO-IL | Internal | Summer | B10 | 1262 | 3954 | 0 | 55.92 | 51.42 | 5 | 0
2015 | SPP_N_2_MISO_MO-IL | SPP_N | MISO_MO-IL | Internal | Winter | B16 | 25 | 3954 | 0 | 69.91 | 74.89 | 5 | 0
2015 | SPP_N_2_MISO_MO-IL | SPP_N | MISO_MO-IL | Internal | Winter | B17 | 100 | 3954 | 57.76 | 60.67 | 65.67 | 5 | 0
2015 | SPP_N_2_MISO_MO-IL | SPP_N | MISO_MO-IL | Internal | Winter | B18 | 400 | 3954 | 0 | 59.77 | 58.59 | 5 | 0
2015 | SPP_N_2_MISO_MO-IL | SPP_N | MISO_MO-IL | Internal | Winter | B19 | 700 | 3954 | 0 | 59.66 | 57.82 | 5 | 0
2015 | SPP_N_2_MISO_MO-IL | SPP_N | MISO_MO-IL | Internal | Winter | B20 | 935 | 3954 | 0 | 56.03 | 52.78 | 5 | 0
2015 | SPP_N_2_MISO_W | SPP_N | MISO_W | Internal | Shoulder | B11 | 25 | 1000 | 0 | 83.02 | 76.02 | 5 | 0
2015 | SPP_N_2_MISO_W | SPP_N | MISO_W | Internal | Shoulder | B12 | 200 | 1000 | 0 | 59.99 | 61.05 | 5 | 0
2015 | SPP_N_2_MISO_W | SPP_N | MISO_W | Internal | Shoulder | B13 | 600 | 1000 | 0 | 57.52 | 56.96 | 5 | 0
2015 | SPP_N_2_MISO_W | SPP_N | MISO_W | Internal | Shoulder | B14 | 900 | 1000 | 0 | 57.32 | 55.72 | 5 | 0
2015 | SPP_N_2_MISO_W | SPP_N | MISO_W | Internal | Shoulder | B15 | 1203 | 1000 | 0 | 57.32 | 54.01 | 5 | 0
2015 | SPP_N_2_MISO_W | SPP_N | MISO_W | Internal | Summer | B1 | 10 | 1000 | 0 | 92.49 | 91.28 | 5 | 0
2015 | SPP_N_2_MISO_W | SPP_N | MISO_W | Internal | Summer | B2 | 25 | 1000 | 0 | 92.49 | 88.63 | 5 | 0
2015 | SPP_N_2_MISO_W | SPP_N | MISO_W | Internal | Summer | B3 | 75 | 1000 | 0 | 92.49 | 88.52 | 5 | 0
2015 | SPP_N_2_MISO_W | SPP_N | MISO_W | Internal | Summer | B4 | 100 | 1000 | 0 | 86.63 | 86.62 | 5 | 0
2015 | SPP_N_2_MISO_W | SPP_N | MISO_W | Internal | Summer | B5 | 200 | 1000 | 0 | 81.11 | 74.11 | 5 | 0
2015 | SPP_N_2_MISO_W | SPP_N | MISO_W | Internal | Summer | B6 | 300 | 1000 | 0 | 67.99 | 60.99 | 5 | 0
2015 | SPP_N_2_MISO_W | SPP_N | MISO_W | Internal | Summer | B7 | 400 | 1000 | 0 | 59.47 | 54.34 | 5 | 0
2015 | SPP_N_2_MISO_W | SPP_N | MISO_W | Internal | Summer | B8 | 500 | 1000 | 0 | 58.05 | 53.53 | 5 | 0
2015 | SPP_N_2_MISO_W | SPP_N | MISO_W | Internal | Summer | B9 | 800 | 1000 | 0 | 56.05 | 52.85 | 5 | 0
2015 | SPP_N_2_MISO_W | SPP_N | MISO_W | Internal | Summer | B10 | 1262 | 1000 | 0 | 55.92 | 51.4 | 5 | 0
2015 | SPP_N_2_MISO_W | SPP_N | MISO_W | Internal | Winter | B16 | 25 | 1000 | 0 | 69.91 | 74.89 | 5 | 0
2015 | SPP_N_2_MISO_W | SPP_N | MISO_W | Internal | Winter | B17 | 100 | 1000 | 73.1 | 60.67 | 65.67 | 5 | 0
2015 | SPP_N_2_MISO_W | SPP_N | MISO_W | Internal | Winter | B18 | 400 | 1000 | 0 | 59.77 | 58.6 | 5 | 0
2015 | SPP_N_2_MISO_W | SPP_N | MISO_W | Internal | Winter | B19 | 700 | 1000 | 0 | 59.66 | 57.83 | 5 | 0
2015 | SPP_N_2_MISO_W | SPP_N | MISO_W | Internal | Winter | B20 | 935 | 1000 | 0 | 56.03 | 52.78 | 5 | 0
2015 | SPP_N_2_NE | SPP_N | NE | Internal | Shoulder | B11 | 25 | 384 | 0 | 83.02 | 76.02 | 0.01 | 0
2015 | SPP_N_2_NE | SPP_N | NE | Internal | Shoulder | B12 | 200 | 384 | 0 | 59.99 | 59.97 | 0.01 | 0
2015 | SPP_N_2_NE | SPP_N | NE | Internal | Shoulder | B13 | 600 | 384 | 0 | 57.52 | 57.51 | 0.01 | 0
2015 | SPP_N_2_NE | SPP_N | NE | Internal | Shoulder | B14 | 900 | 384 | 0 | 57.32 | 57.31 | 0.01 | 0
2015 | SPP_N_2_NE | SPP_N | NE | Internal | Shoulder | B15 | 1203 | 384 | 0 | 57.32 | 57.31 | 0.01 | 0
2015 | SPP_N_2_NE | SPP_N | NE | Internal | Summer | B1 | 10 | 384 | 0 | 92.49 | 91.28 | 0.01 | 0
2015 | SPP_N_2_NE | SPP_N | NE | Internal | Summer | B2 | 25 | 384 | 0 | 92.49 | 90.67 | 0.01 | 0
2015 | SPP_N_2_NE | SPP_N | NE | Internal | Summer | B3 | 75 | 384 | 0 | 92.49 | 90.56 | 0.01 | 0
2015 | SPP_N_2_NE | SPP_N | NE | Internal | Summer | B4 | 100 | 384 | 0 | 86.63 | 86.62 | 0.01 | 0
2015 | SPP_N_2_NE | SPP_N | NE | Internal | Summer | B5 | 200 | 384 | 0 | 81.11 | 74.12 | 0.01 | 0
2015 | SPP_N_2_NE | SPP_N | NE | Internal | Summer | B6 | 300 | 384 | 0 | 67.99 | 60.99 | 0.01 | 0
2015 | SPP_N_2_NE | SPP_N | NE | Internal | Summer | B7 | 400 | 384 | 0 | 59.47 | 59.46 | 0.01 | 0
2015 | SPP_N_2_NE | SPP_N | NE | Internal | Summer | B8 | 500 | 384 | 0 | 58.05 | 58.03 | 0.01 | 0
2015 | SPP_N_2_NE | SPP_N | NE | Internal | Summer | B9 | 800 | 384 | 0 | 56.05 | 56.04 | 0.01 | 0
2015 | SPP_N_2_NE | SPP_N | NE | Internal | Summer | B10 | 1262 | 384 | 0 | 55.92 | 53.73 | 0.01 | 0
2015 | SPP_N_2_NE | SPP_N | NE | Internal | Winter | B16 | 25 | 384 | 0 | 69.91 | 69.89 | 0.01 | 0
2015 | SPP_N_2_NE | SPP_N | NE | Internal | Winter | B17 | 100 | 384 | 0 | 60.67 | 60.67 | 0.01 | 0
2015 | SPP_N_2_NE | SPP_N | NE | Internal | Winter | B18 | 400 | 384 | 0 | 59.77 | 59.76 | 0.01 | 0
2015 | SPP_N_2_NE | SPP_N | NE | Internal | Winter | B19 | 700 | 384 | 0 | 59.66 | 59.65 | 0.01 | 0
2015 | SPP_N_2_NE | SPP_N | NE | Internal | Winter | B20 | 935 | 384 | 0 | 56.03 | 54.7 | 0.01 | 0
2015 | SPP_N_2_SPP_S | SPP_N | SPP_S | Internal | Shoulder | B11 | 25 | 4000 | 0 | 83.02 | 82.96 | 0.01 | 0
2015 | SPP_N_2_SPP_S | SPP_N | SPP_S | Internal | Shoulder | B12 | 200 | 4000 | 0 | 59.99 | 59.97 | 0.01 | 0
2015 | SPP_N_2_SPP_S | SPP_N | SPP_S | Internal | Shoulder | B13 | 600 | 4000 | 0 | 57.52 | 57.51 | 0.01 | 0
2015 | SPP_N_2_SPP_S | SPP_N | SPP_S | Internal | Shoulder | B14 | 900 | 4000 | 0 | 57.32 | 57.33 | 0.01 | 0
2015 | SPP_N_2_SPP_S | SPP_N | SPP_S | Internal | Shoulder | B15 | 1203 | 4000 | 1636.2 | 57.32 | 57.33 | 0.01 | 0
2015 | SPP_N_2_SPP_S | SPP_N | SPP_S | Internal | Summer | B1 | 10 | 4000 | 0 | 92.49 | 90.34 | 0.01 | 0
2015 | SPP_N_2_SPP_S | SPP_N | SPP_S | Internal | Summer | B2 | 25 | 4000 | 0 | 92.49 | 90.34 | 0.01 | 0
2015 | SPP_N_2_SPP_S | SPP_N | SPP_S | Internal | Summer | B3 | 75 | 4000 | 0 | 92.49 | 84.77 | 0.01 | 0
2015 | SPP_N_2_SPP_S | SPP_N | SPP_S | Internal | Summer | B4 | 100 | 4000 | 0 | 86.63 | 81.1 | 0.01 | 0
2015 | SPP_N_2_SPP_S | SPP_N | SPP_S | Internal | Summer | B5 | 200 | 4000 | 0 | 81.11 | 81.1 | 0.01 | 0
2015 | SPP_N_2_SPP_S | SPP_N | SPP_S | Internal | Summer | B6 | 300 | 4000 | 800.43 | 67.99 | 68 | 0.01 | 0
2015 | SPP_N_2_SPP_S | SPP_N | SPP_S | Internal | Summer | B7 | 400 | 4000 | 672.65 | 59.47 | 59.48 | 0.01 | 0
2015 | SPP_N_2_SPP_S | SPP_N | SPP_S | Internal | Summer | B8 | 500 | 4000 | 1292.99 | 58.05 | 58.06 | 0.01 | 0
2015 | SPP_N_2_SPP_S | SPP_N | SPP_S | Internal | Summer | B9 | 800 | 4000 | 1450.11 | 56.05 | 56.06 | 0.01 | 0
2015 | SPP_N_2_SPP_S | SPP_N | SPP_S | Internal | Summer | B10 | 1262 | 4000 | 3475.67 | 55.92 | 55.94 | 0.01 | 0
2015 | SPP_N_2_SPP_S | SPP_N | SPP_S | Internal | Winter | B16 | 25 | 4000 | 0 | 69.91 | 69.89 | 0.01 | 0
2015 | SPP_N_2_SPP_S | SPP_N | SPP_S | Internal | Winter | B17 | 100 | 4000 | 123.97 | 60.67 | 60.68 | 0.01 | 0
2015 | SPP_N_2_SPP_S | SPP_N | SPP_S | Internal | Winter | B18 | 400 | 4000 | 1520.4 | 59.77 | 59.79 | 0.01 | 0
2015 | SPP_N_2_SPP_S | SPP_N | SPP_S | Internal | Winter | B19 | 700 | 4000 | 2006.23 | 59.66 | 59.67 | 0.01 | 0
2015 | SPP_N_2_SPP_S | SPP_N | SPP_S | Internal | Winter | B20 | 935 | 4000 | 3665.59 | 56.03 | 56.04 | 0.01 | 0
2015 | SPP_S_2_ENT | SPP_S | ENT | Internal | Shoulder | B11 | 25 | 4280 | 0 | 82.96 | 84.03 | 5 | 0
2015 | SPP_S_2_ENT | SPP_S | ENT | Internal | Shoulder | B12 | 200 | 4280 | 0 | 59.97 | 59.84 | 5 | 0
2015 | SPP_S_2_ENT | SPP_S | ENT | Internal | Shoulder | B13 | 600 | 4280 | 0 | 57.51 | 59.4 | 5 | 0
2015 | SPP_S_2_ENT | SPP_S | ENT | Internal | Shoulder | B14 | 900 | 4280 | 0 | 57.33 | 59.4 | 5 | 0
2015 | SPP_S_2_ENT | SPP_S | ENT | Internal | Shoulder | B15 | 1203 | 4280 | 0 | 57.33 | 57.43 | 5 | 0
2015 | SPP_S_2_ENT | SPP_S | ENT | Internal | Summer | B1 | 10 | 4280 | 0 | 90.34 | 91.28 | 5 | 0
2015 | SPP_S_2_ENT | SPP_S | ENT | Internal | Summer | B2 | 25 | 4280 | 0 | 90.34 | 89.77 | 5 | 0
2015 | SPP_S_2_ENT | SPP_S | ENT | Internal | Summer | B3 | 75 | 4280 | 312.64 | 84.77 | 89.77 | 5 | 0
2015 | SPP_S_2_ENT | SPP_S | ENT | Internal | Summer | B4 | 100 | 4280 | 760.46 | 81.1 | 86.1 | 5 | 0
2015 | SPP_S_2_ENT | SPP_S | ENT | Internal | Summer | B5 | 200 | 4280 | 0 | 81.1 | 82.13 | 5 | 0
2015 | SPP_S_2_ENT | SPP_S | ENT | Internal | Summer | B6 | 300 | 4280 | 0 | 68 | 68.38 | 5 | 0
2015 | SPP_S_2_ENT | SPP_S | ENT | Internal | Summer | B7 | 400 | 4280 | 0 | 59.48 | 58.62 | 5 | 0
2015 | SPP_S_2_ENT | SPP_S | ENT | Internal | Summer | B8 | 500 | 4280 | 0 | 58.06 | 58.62 | 5 | 0
2015 | SPP_S_2_ENT | SPP_S | ENT | Internal | Summer | B9 | 800 | 4280 | 0 | 56.06 | 58.19 | 5 | 0
2015 | SPP_S_2_ENT | SPP_S | ENT | Internal | Summer | B10 | 1262 | 4280 | 0 | 55.94 | 56.26 | 5 | 0
2015 | SPP_S_2_ENT | SPP_S | ENT | Internal | Winter | B16 | 25 | 4280 | 1292.03 | 69.89 | 74.89 | 5 | 0
2015 | SPP_S_2_ENT | SPP_S | ENT | Internal | Winter | B17 | 100 | 4280 | 0 | 60.68 | 61.82 | 5 | 0
2015 | SPP_S_2_ENT | SPP_S | ENT | Internal | Winter | B18 | 400 | 4280 | 0 | 59.79 | 61.82 | 5 | 0
2015 | SPP_S_2_ENT | SPP_S | ENT | Internal | Winter | B19 | 700 | 4280 | 0 | 59.67 | 59.76 | 5 | 0
2015 | SPP_S_2_ENT | SPP_S | ENT | Internal | Winter | B20 | 935 | 4280 | 0 | 56.04 | 59.76 | 5 | 0
2015 | SPP_S_2_SPP_N | SPP_S | SPP_N | Internal | Shoulder | B11 | 25 | 640 | 640 | 82.96 | 83.02 | 0.01 | 0.05
2015 | SPP_S_2_SPP_N | SPP_S | SPP_N | Internal | Shoulder | B12 | 200 | 640 | 188.67 | 59.97 | 59.99 | 0.01 | 0
2015 | SPP_S_2_SPP_N | SPP_S | SPP_N | Internal | Shoulder | B13 | 600 | 640 | 121.07 | 57.51 | 57.52 | 0.01 | 0
2015 | SPP_S_2_SPP_N | SPP_S | SPP_N | Internal | Shoulder | B14 | 900 | 640 | 0 | 57.33 | 57.32 | 0.01 | 0
2015 | SPP_S_2_SPP_N | SPP_S | SPP_N | Internal | Shoulder | B15 | 1203 | 640 | 0 | 57.33 | 57.32 | 0.01 | 0
2015 | SPP_S_2_SPP_N | SPP_S | SPP_N | Internal | Summer | B1 | 10 | 640 | 640 | 90.34 | 92.49 | 0.01 | 2.14
2015 | SPP_S_2_SPP_N | SPP_S | SPP_N | Internal | Summer | B2 | 25 | 640 | 640 | 90.34 | 92.49 | 0.01 | 2.15
2015 | SPP_S_2_SPP_N | SPP_S | SPP_N | Internal | Summer | B3 | 75 | 640 | 640 | 84.77 | 92.49 | 0.01 | 7.71
2015 | SPP_S_2_SPP_N | SPP_S | SPP_N | Internal | Summer | B4 | 100 | 640 | 640 | 81.1 | 86.63 | 0.01 | 5.51
2015 | SPP_S_2_SPP_N | SPP_S | SPP_N | Internal | Summer | B5 | 200 | 640 | 607.3 | 81.1 | 81.11 | 0.01 | 0
2015 | SPP_S_2_SPP_N | SPP_S | SPP_N | Internal | Summer | B6 | 300 | 640 | 0 | 68 | 67.99 | 0.01 | 0
2015 | SPP_S_2_SPP_N | SPP_S | SPP_N | Internal | Summer | B7 | 400 | 640 | 0 | 59.48 | 59.47 | 0.01 | 0
2015 | SPP_S_2_SPP_N | SPP_S | SPP_N | Internal | Summer | B8 | 500 | 640 | 0 | 58.06 | 58.05 | 0.01 | 0
2015 | SPP_S_2_SPP_N | SPP_S | SPP_N | Internal | Summer | B9 | 800 | 640 | 0 | 56.06 | 56.05 | 0.01 | 0
2015 | SPP_S_2_SPP_N | SPP_S | SPP_N | Internal | Summer | B10 | 1262 | 640 | 0 | 55.94 | 55.92 | 0.01 | 0
2015 | SPP_S_2_SPP_N | SPP_S | SPP_N | Internal | Winter | B16 | 25 | 640 | 69.85 | 69.89 | 69.91 | 0.01 | 0
2015 | SPP_S_2_SPP_N | SPP_S | SPP_N | Internal | Winter | B17 | 100 | 640 | 0 | 60.68 | 60.67 | 0.01 | 0
2015 | SPP_S_2_SPP_N | SPP_S | SPP_N | Internal | Winter | B18 | 400 | 640 | 0 | 59.79 | 59.77 | 0.01 | 0
2015 | SPP_S_2_SPP_N | SPP_S | SPP_N | Internal | Winter | B19 | 700 | 640 | 0 | 59.67 | 59.66 | 0.01 | 0
2015 | SPP_S_2_SPP_N | SPP_S | SPP_N | Internal | Winter | B20 | 935 | 640 | 0 | 56.04 | 56.03 | 0.01 | 0
2015 | TVA_2_NonRTO_Midwest | TVA | NonRTO_Midwest | Internal | Shoulder | B11 | 25 | 100 | 0 | 80.04 | 84.04 | 9 | 0
2015 | TVA_2_NonRTO_Midwest | TVA | NonRTO_Midwest | Internal | Shoulder | B12 | 200 | 100 | 0 | 61.7 | 69.08 | 9 | 0
2015 | TVA_2_NonRTO_Midwest | TVA | NonRTO_Midwest | Internal | Shoulder | B13 | 600 | 100 | 0 | 60.18 | 64.98 | 9 | 0
2015 | TVA_2_NonRTO_Midwest | TVA | NonRTO_Midwest | Internal | Shoulder | B14 | 900 | 100 | 0 | 60.18 | 56.87 | 9 | 0
2015 | TVA_2_NonRTO_Midwest | TVA | NonRTO_Midwest | Internal | Shoulder | B15 | 1203 | 100 | 0 | 59.75 | 55.63 | 9 | 0
2015 | TVA_2_NonRTO_Midwest | TVA | NonRTO_Midwest | Internal | Summer | B1 | 10 | 100 | 0 | 99.29 | 96.16 | 9 | 0
2015 | TVA_2_NonRTO_Midwest | TVA | NonRTO_Midwest | Internal | Summer | B2 | 25 | 100 | 0 | 96.18 | 96.16 | 9 | 0
2015 | TVA_2_NonRTO_Midwest | TVA | NonRTO_Midwest | Internal | Summer | B3 | 75 | 100 | 0 | 95.42 | 96.16 | 9 | 0
2015 | TVA_2_NonRTO_Midwest | TVA | NonRTO_Midwest | Internal | Summer | B4 | 100 | 100 | 0 | 90.65 | 94.64 | 9 | 0
2015 | TVA_2_NonRTO_Midwest | TVA | NonRTO_Midwest | Internal | Summer | B5 | 200 | 100 | 0 | 76.26 | 82.14 | 9 | 0
2015 | TVA_2_NonRTO_Midwest | TVA | NonRTO_Midwest | Internal | Summer | B6 | 300 | 100 | 0 | 60.38 | 69 | 9 | 0
2015 | TVA_2_NonRTO_Midwest | TVA | NonRTO_Midwest | Internal | Summer | B7 | 400 | 100 | 0 | 57.96 | 56.67 | 9 | 0
2015 | TVA_2_NonRTO_Midwest | TVA | NonRTO_Midwest | Internal | Summer | B8 | 500 | 100 | 0 | 57.88 | 56.59 | 9 | 0
2015 | TVA_2_NonRTO_Midwest | TVA | NonRTO_Midwest | Internal | Summer | B9 | 800 | 100 | 0 | 57.88 | 55.46 | 9 | 0
2015 | TVA_2_NonRTO_Midwest | TVA | NonRTO_Midwest | Internal | Summer | B10 | 1262 | 100 | 0 | 55.41 | 54.9 | 9 | 0
2015 | TVA_2_NonRTO_Midwest | TVA | NonRTO_Midwest | Internal | Winter | B16 | 25 | 100 | 0 | 82.91 | 82.91 | 9 | 0
2015 | TVA_2_NonRTO_Midwest | TVA | NonRTO_Midwest | Internal | Winter | B17 | 100 | 100 | 100 | 64.24 | 73.68 | 9 | 0.44
2015 | TVA_2_NonRTO_Midwest | TVA | NonRTO_Midwest | Internal | Winter | B18 | 400 | 100 | 0 | 61.58 | 66.6 | 9 | 0
2015 | TVA_2_NonRTO_Midwest | TVA | NonRTO_Midwest | Internal | Winter | B19 | 700 | 100 | 0 | 61.58 | 56.67 | 9 | 0
2015 | TVA_2_NonRTO_Midwest | TVA | NonRTO_Midwest | Internal | Winter | B20 | 935 | 100 | 0 | 60.79 | 55.48 | 9 | 0
2015 | TVA_2_SOCO | TVA | SOCO | Internal | Shoulder | B11 | 25 | 500 | 0 | 80.04 | 89.03 | 9 | 0
2015 | TVA_2_SOCO | TVA | SOCO | Internal | Shoulder | B12 | 200 | 500 | 0 | 61.7 | 61.81 | 9 | 0
2015 | TVA_2_SOCO | TVA | SOCO | Internal | Shoulder | B13 | 600 | 500 | 0 | 60.18 | 59.66 | 9 | 0
2015 | TVA_2_SOCO | TVA | SOCO | Internal | Shoulder | B14 | 900 | 500 | 0 | 60.18 | 59.66 | 9 | 0
2015 | TVA_2_SOCO | TVA | SOCO | Internal | Shoulder | B15 | 1203 | 500 | 0 | 59.75 | 59.66 | 9 | 0
2015 | TVA_2_SOCO | TVA | SOCO | Internal | Summer | B1 | 10 | 500 | 0 | 99.29 | 99.28 | 9 | 0
2015 | TVA_2_SOCO | TVA | SOCO | Internal | Summer | B2 | 25 | 500 | 0 | 96.18 | 97.77 | 9 | 0
2015 | TVA_2_SOCO | TVA | SOCO | Internal | Summer | B3 | 75 | 500 | 0 | 95.42 | 97.77 | 9 | 0
2015 | TVA_2_SOCO | TVA | SOCO | Internal | Summer | B4 | 100 | 500 | 0 | 90.65 | 97.77 | 9 | 0
2015 | TVA_2_SOCO | TVA | SOCO | Internal | Summer | B5 | 200 | 500 | 500 | 76.26 | 90.13 | 9 | 4.87
2015 | TVA_2_SOCO | TVA | SOCO | Internal | Summer | B6 | 300 | 500 | 500 | 60.38 | 76.38 | 9 | 7
2015 | TVA_2_SOCO | TVA | SOCO | Internal | Summer | B7 | 400 | 500 | 500 | 57.96 | 67.24 | 9 | 0.28
2015 | TVA_2_SOCO | TVA | SOCO | Internal | Summer | B8 | 500 | 500 | 0 | 57.88 | 66.62 | 9 | 0
2015 | TVA_2_SOCO | TVA | SOCO | Internal | Summer | B9 | 800 | 500 | 0 | 57.88 | 59.14 | 9 | 0
2015 | TVA_2_SOCO | TVA | SOCO | Internal | Summer | B10 | 1262 | 500 | 0 | 55.41 | 58.49 | 9 | 0
2015 | TVA_2_SOCO | TVA | SOCO | Internal | Winter | B16 | 25 | 500 | 0 | 82.91 | 83.1 | 9 | 0
2015 | TVA_2_SOCO | TVA | SOCO | Internal | Winter | B17 | 100 | 500 | 0 | 64.24 | 65.38 | 9 | 0
2015 | TVA_2_SOCO | TVA | SOCO | Internal | Winter | B18 | 400 | 500 | 0 | 61.58 | 62.04 | 9 | 0
2015 | TVA_2_SOCO | TVA | SOCO | Internal | Winter | B19 | 700 | 500 | 0 | 61.58 | 62.04 | 9 | 0
2015 | TVA_2_SOCO | TVA | SOCO | Internal | Winter | B20 | 935 | 500 | 0 | 60.79 | 62.04 | 9 | 0
2015 | TVA_2_VACAR | TVA | VACAR | Internal | Shoulder | B11 | 25 | 150 | 0 | 80.04 | 82.03 | 9 | 0
2015 | TVA_2_VACAR | TVA | VACAR | Internal | Shoulder | B12 | 200 | 150 | 0 | 61.7 | 66.49 | 9 | 0
2015 | TVA_2_VACAR | TVA | VACAR | Internal | Shoulder | B13 | 600 | 150 | 0 | 60.18 | 64.94 | 9 | 0
2015 | TVA_2_VACAR | TVA | VACAR | Internal | Shoulder | B14 | 900 | 150 | 0 | 60.18 | 63.72 | 9 | 0
2015 | TVA_2_VACAR | TVA | VACAR | Internal | Shoulder | B15 | 1203 | 150 | 0 | 59.75 | 59.74 | 9 | 0
2015 | TVA_2_VACAR | TVA | VACAR | Internal | Summer | B1 | 10 | 150 | 0 | 99.29 | 100.61 | 9 | 0
2015 | TVA_2_VACAR | TVA | VACAR | Internal | Summer | B2 | 25 | 150 | 0 | 96.18 | 100.61 | 9 | 0
2015 | TVA_2_VACAR | TVA | VACAR | Internal | Summer | B3 | 75 | 150 | 0 | 95.42 | 100.61 | 9 | 0
2015 | TVA_2_VACAR | TVA | VACAR | Internal | Summer | B4 | 100 | 150 | 0 | 90.65 | 90.77 | 9 | 0
2015 | TVA_2_VACAR | TVA | VACAR | Internal | Summer | B5 | 200 | 150 | 0 | 76.26 | 83.13 | 9 | 0
2015 | TVA_2_VACAR | TVA | VACAR | Internal | Summer | B6 | 300 | 150 | 99.74 | 60.38 | 69.38 | 9 | 0
2015 | TVA_2_VACAR | TVA | VACAR | Internal | Summer | B7 | 400 | 150 | 0 | 57.96 | 64.65 | 9 | 0
2015 | TVA_2_VACAR | TVA | VACAR | Internal | Summer | B8 | 500 | 150 | 0 | 57.88 | 61.58 | 9 | 0
2015 | TVA_2_VACAR | TVA | VACAR | Internal | Summer | B9 | 800 | 150 | 0 | 57.88 | 59.74 | 9 | 0
2015 | TVA_2_VACAR | TVA | VACAR | Internal | Summer | B10 | 1262 | 150 | 0 | 55.41 | 58.05 | 9 | 0
2015 | TVA_2_VACAR | TVA | VACAR | Internal | Winter | B16 | 25 | 150 | 0 | 82.91 | 91.89 | 9 | 0
2015 | TVA_2_VACAR | TVA | VACAR | Internal | Winter | B17 | 100 | 150 | 150 | 64.24 | 73.67 | 9 | 0.42
2015 | TVA_2_VACAR | TVA | VACAR | Internal | Winter | B18 | 400 | 150 | 0 | 61.58 | 66.6 | 9 | 0
2015 | TVA_2_VACAR | TVA | VACAR | Internal | Winter | B19 | 700 | 150 | 0 | 61.58 | 65.83 | 9 | 0
2015 | TVA_2_VACAR | TVA | VACAR | Internal | Winter | B20 | 935 | 150 | 0 | 60.79 | 60.78 | 9 | 0
2015 | TVA_Transmission_2_NonRTO_Midwest | TVA_Transmission | NonRTO_Midwest | Internal | Shoulder | B11 | 25 | 700 | 0 | 80.03 | 84.04 | 9 | 0
2015 | TVA_Transmission_2_NonRTO_Midwest | TVA_Transmission | NonRTO_Midwest | Internal | Shoulder | B12 | 200 | 700 | 0 | 64.17 | 69.08 | 9 | 0
2015 | TVA_Transmission_2_NonRTO_Midwest | TVA_Transmission | NonRTO_Midwest | Internal | Shoulder | B13 | 600 | 700 | 0 | 62.03 | 64.98 | 9 | 0
2015 | TVA_Transmission_2_NonRTO_Midwest | TVA_Transmission | NonRTO_Midwest | Internal | Shoulder | B14 | 900 | 700 | 0 | 61.3 | 56.87 | 9 | 0
2015 | TVA_Transmission_2_NonRTO_Midwest | TVA_Transmission | NonRTO_Midwest | Internal | Shoulder | B15 | 1203 | 700 | 0 | 59.74 | 55.63 | 9 | 0
2015 | TVA_Transmission_2_NonRTO_Midwest | TVA_Transmission | NonRTO_Midwest | Internal | Summer | B1 | 10 | 700 | 0 | 99.28 | 96.16 | 9 | 0
2015 | TVA_Transmission_2_NonRTO_Midwest | TVA_Transmission | NonRTO_Midwest | Internal | Summer | B2 | 25 | 700 | 0 | 96.16 | 96.16 | 9 | 0
2015 | TVA_Transmission_2_NonRTO_Midwest | TVA_Transmission | NonRTO_Midwest | Internal | Summer | B3 | 75 | 700 | 0 | 95.41 | 96.16 | 9 | 0
2015 | TVA_Transmission_2_NonRTO_Midwest | TVA_Transmission | NonRTO_Midwest | Internal | Summer | B4 | 100 | 700 | 0 | 90.64 | 94.64 | 9 | 0
2015 | TVA_Transmission_2_NonRTO_Midwest | TVA_Transmission | NonRTO_Midwest | Internal | Summer | B5 | 200 | 700 | 0 | 81.13 | 82.14 | 9 | 0
2015 | TVA_Transmission_2_NonRTO_Midwest | TVA_Transmission | NonRTO_Midwest | Internal | Summer | B6 | 300 | 700 | 0 | 67.98 | 69 | 9 | 0
2015 | TVA_Transmission_2_NonRTO_Midwest | TVA_Transmission | NonRTO_Midwest | Internal | Summer | B7 | 400 | 700 | 0 | 60.24 | 56.67 | 9 | 0
2015 | TVA_Transmission_2_NonRTO_Midwest | TVA_Transmission | NonRTO_Midwest | Internal | Summer | B8 | 500 | 700 | 0 | 59.63 | 56.59 | 9 | 0
2015 | TVA_Transmission_2_NonRTO_Midwest | TVA_Transmission | NonRTO_Midwest | Internal | Summer | B9 | 800 | 700 | 0 | 58.61 | 55.46 | 9 | 0
2015 | TVA_Transmission_2_NonRTO_Midwest | TVA_Transmission | NonRTO_Midwest | Internal | Summer | B10 | 1262 | 700 | 0 | 56.62 | 54.9 | 9 | 0
2015 | TVA_Transmission_2_NonRTO_Midwest | TVA_Transmission | NonRTO_Midwest | Internal | Winter | B16 | 25 | 700 | 0 | 82.89 | 82.91 | 9 | 0
2015 | TVA_Transmission_2_NonRTO_Midwest | TVA_Transmission | NonRTO_Midwest | Internal | Winter | B17 | 100 | 700 | 0 | 67.82 | 73.68 | 9 | 0
2015 | TVA_Transmission_2_NonRTO_Midwest | TVA_Transmission | NonRTO_Midwest | Internal | Winter | B18 | 400 | 700 | 0 | 63.55 | 66.6 | 9 | 0
2015 | TVA_Transmission_2_NonRTO_Midwest | TVA_Transmission | NonRTO_Midwest | Internal | Winter | B19 | 700 | 700 | 0 | 62.64 | 56.67 | 9 | 0
2015 | TVA_Transmission_2_NonRTO_Midwest | TVA_Transmission | NonRTO_Midwest | Internal | Winter | B20 | 935 | 700 | 0 | 60.78 | 55.48 | 9 | 0
2015 | TVA_Transmission_2_SOCO | TVA_Transmission | SOCO | Internal | Shoulder | B11 | 25 | 3200 | 55.62 | 80.03 | 89.03 | 9 | 0
2015 | TVA_Transmission_2_SOCO | TVA_Transmission | SOCO | Internal | Shoulder | B12 | 200 | 3200 | 0 | 64.17 | 61.81 | 9 | 0
2015 | TVA_Transmission_2_SOCO | TVA_Transmission | SOCO | Internal | Shoulder | B13 | 600 | 3200 | 0 | 62.03 | 59.66 | 9 | 0
2015 | TVA_Transmission_2_SOCO | TVA_Transmission | SOCO | Internal | Shoulder | B14 | 900 | 3200 | 0 | 61.3 | 59.66 | 9 | 0
2015 | TVA_Transmission_2_SOCO | TVA_Transmission | SOCO | Internal | Shoulder | B15 | 1203 | 3200 | 0 | 59.74 | 59.66 | 9 | 0
2015 | TVA_Transmission_2_SOCO | TVA_Transmission | SOCO | Internal | Summer | B1 | 10 | 3200 | 0 | 99.28 | 99.28 | 9 | 0
2015 | TVA_Transmission_2_SOCO | TVA_Transmission | SOCO | Internal | Summer | B2 | 25 | 3200 | 0 | 96.16 | 97.77 | 9 | 0
2015 | TVA_Transmission_2_SOCO | TVA_Transmission | SOCO | Internal | Summer | B3 | 75 | 3200 | 0 | 95.41 | 97.77 | 9 | 0
2015 | TVA_Transmission_2_SOCO | TVA_Transmission | SOCO | Internal | Summer | B4 | 100 | 3200 | 0 | 90.64 | 97.77 | 9 | 0
2015 | TVA_Transmission_2_SOCO | TVA_Transmission | SOCO | Internal | Summer | B5 | 200 | 3200 | 254.71 | 81.13 | 90.13 | 9 | 0
2015 | TVA_Transmission_2_SOCO | TVA_Transmission | SOCO | Internal | Summer | B6 | 300 | 3200 | 0 | 67.98 | 76.38 | 9 | 0
2015 | TVA_Transmission_2_SOCO | TVA_Transmission | SOCO | Internal | Summer | B7 | 400 | 3200 | 0 | 60.24 | 67.24 | 9 | 0
2015 | TVA_Transmission_2_SOCO | TVA_Transmission | SOCO | Internal | Summer | B8 | 500 | 3200 | 0 | 59.63 | 66.62 | 9 | 0
2015 | TVA_Transmission_2_SOCO | TVA_Transmission | SOCO | Internal | Summer | B9 | 800 | 3200 | 0 | 58.61 | 59.14 | 9 | 0
2015 | TVA_Transmission_2_SOCO | TVA_Transmission | SOCO | Internal | Summer | B10 | 1262 | 3200 | 0 | 56.62 | 58.49 | 9 | 0
2015 | TVA_Transmission_2_SOCO | TVA_Transmission | SOCO | Internal | Winter | B16 | 25 | 3200 | 0 | 82.89 | 83.1 | 9 | 0
2015 | TVA_Transmission_2_SOCO | TVA_Transmission | SOCO | Internal | Winter | B17 | 100 | 3200 | 0 | 67.82 | 65.38 | 9 | 0
2015 | TVA_Transmission_2_SOCO | TVA_Transmission | SOCO | Internal | Winter | B18 | 400 | 3200 | 0 | 63.55 | 62.04 | 9 | 0
2015 | TVA_Transmission_2_SOCO | TVA_Transmission | SOCO | Internal | Winter | B19 | 700 | 3200 | 0 | 62.64 | 62.04 | 9 | 0
2015 | TVA_Transmission_2_SOCO | TVA_Transmission | SOCO | Internal | Winter | B20 | 935 | 3200 | 0 | 60.78 | 62.04 | 9 | 0
2015 | TVA_Transmission_2_TVA | TVA_Transmission | TVA | Internal | Shoulder | B11 | 25 | 99999 | 518.71 | 80.03 | 80.04 | 0.01 | 0
2015 | TVA_Transmission_2_TVA | TVA_Transmission | TVA | Internal | Shoulder | B12 | 200 | 99999 | 0 | 64.17 | 61.7 | 0.01 | 0
2015 | TVA_Transmission_2_TVA | TVA_Transmission | TVA | Internal | Shoulder | B13 | 600 | 99999 | 0 | 62.03 | 60.18 | 0.01 | 0
2015 | TVA_Transmission_2_TVA | TVA_Transmission | TVA | Internal | Shoulder | B14 | 900 | 99999 | 0 | 61.3 | 60.18 | 0.01 | 0
2015 | TVA_Transmission_2_TVA | TVA_Transmission | TVA | Internal | Shoulder | B15 | 1203 | 99999 | 45.3 | 59.74 | 59.75 | 0.01 | 0
2015 | TVA_Transmission_2_TVA | TVA_Transmission | TVA | Internal | Summer | B1 | 10 | 99999 | 3099.41 | 99.28 | 99.29 | 0.01 | 0
2015 | TVA_Transmission_2_TVA | TVA_Transmission | TVA | Internal | Summer | B2 | 25 | 99999 | 2433.44 | 96.16 | 96.18 | 0.01 | 0
2015 | TVA_Transmission_2_TVA | TVA_Transmission | TVA | Internal | Summer | B3 | 75 | 99999 | 1163.12 | 95.41 | 95.42 | 0.01 | 0
2015 | TVA_Transmission_2_TVA | TVA_Transmission | TVA | Internal | Summer | B4 | 100 | 99999 | 587.45 | 90.64 | 90.65 | 0.01 | 0
2015 | TVA_Transmission_2_TVA | TVA_Transmission | TVA | Internal | Summer | B5 | 200 | 99999 | 0 | 81.13 | 76.26 | 0.01 | 0
2015 | TVA_Transmission_2_TVA | TVA_Transmission | TVA | Internal | Summer | B6 | 300 | 99999 | 0 | 67.98 | 60.38 | 0.01 | 0
2015 | TVA_Transmission_2_TVA | TVA_Transmission | TVA | Internal | Summer | B7 | 400 | 99999 | 0 | 60.24 | 57.96 | 0.01 | 0
2015 | TVA_Transmission_2_TVA | TVA_Transmission | TVA | Internal | Summer | B8 | 500 | 99999 | 0 | 59.63 | 57.88 | 0.01 | 0
2015 | TVA_Transmission_2_TVA | TVA_Transmission | TVA | Internal | Summer | B9 | 800 | 99999 | 0 | 58.61 | 57.88 | 0.01 | 0
2015 | TVA_Transmission_2_TVA | TVA_Transmission | TVA | Internal | Summer | B10 | 1262 | 99999 | 0 | 56.62 | 55.41 | 0.01 | 0
2015 | TVA_Transmission_2_TVA | TVA_Transmission | TVA | Internal | Winter | B16 | 25 | 99999 | 2646.13 | 82.89 | 82.91 | 0.01 | 0
2015 | TVA_Transmission_2_TVA | TVA_Transmission | TVA | Internal | Winter | B17 | 100 | 99999 | 0 | 67.82 | 64.24 | 0.01 | 0
2015 | TVA_Transmission_2_TVA | TVA_Transmission | TVA | Internal | Winter | B18 | 400 | 99999 | 0 | 63.55 | 61.58 | 0.01 | 0
2015 | TVA_Transmission_2_TVA | TVA_Transmission | TVA | Internal | Winter | B19 | 700 | 99999 | 0 | 62.64 | 61.58 | 0.01 | 0
2015 | TVA_Transmission_2_TVA | TVA_Transmission | TVA | Internal | Winter | B20 | 935 | 99999 | 1407.48 | 60.78 | 60.79 | 0.01 | 0
2015 | TVA_Transmission_2_VACAR | TVA_Transmission | VACAR | Internal | Shoulder | B11 | 25 | 900 | 0 | 80.03 | 82.03 | 9 | 0
2015 | TVA_Transmission_2_VACAR | TVA_Transmission | VACAR | Internal | Shoulder | B12 | 200 | 900 | 0 | 64.17 | 66.49 | 9 | 0
2015 | TVA_Transmission_2_VACAR | TVA_Transmission | VACAR | Internal | Shoulder | B13 | 600 | 900 | 0 | 62.03 | 64.94 | 9 | 0
2015 | TVA_Transmission_2_VACAR | TVA_Transmission | VACAR | Internal | Shoulder | B14 | 900 | 900 | 0 | 61.3 | 63.72 | 9 | 0
2015 | TVA_Transmission_2_VACAR | TVA_Transmission | VACAR | Internal | Shoulder | B15 | 1203 | 900 | 0 | 59.74 | 59.74 | 9 | 0
2015 | TVA_Transmission_2_VACAR | TVA_Transmission | VACAR | Internal | Summer | B1 | 10 | 900 | 0 | 99.28 | 100.61 | 9 | 0
2015 | TVA_Transmission_2_VACAR | TVA_Transmission | VACAR | Internal | Summer | B2 | 25 | 900 | 0 | 96.16 | 100.61 | 9 | 0
2015 | TVA_Transmission_2_VACAR | TVA_Transmission | VACAR | Internal | Summer | B3 | 75 | 900 | 0 | 95.41 | 100.61 | 9 | 0
2015 | TVA_Transmission_2_VACAR | TVA_Transmission | VACAR | Internal | Summer | B4 | 100 | 900 | 0 | 90.64 | 90.77 | 9 | 0
2015 | TVA_Transmission_2_VACAR | TVA_Transmission | VACAR | Internal | Summer | B5 | 200 | 900 | 0 | 81.13 | 83.13 | 9 | 0
2015 | TVA_Transmission_2_VACAR | TVA_Transmission | VACAR | Internal | Summer | B6 | 300 | 900 | 0 | 67.98 | 69.38 | 9 | 0
2015 | TVA_Transmission_2_VACAR | TVA_Transmission | VACAR | Internal | Summer | B7 | 400 | 900 | 0 | 60.24 | 64.65 | 9 | 0
2015 | TVA_Transmission_2_VACAR | TVA_Transmission | VACAR | Internal | Summer | B8 | 500 | 900 | 0 | 59.63 | 61.58 | 9 | 0
2015 | TVA_Transmission_2_VACAR | TVA_Transmission | VACAR | Internal | Summer | B9 | 800 | 900 | 0 | 58.61 | 59.74 | 9 | 0
2015 | TVA_Transmission_2_VACAR | TVA_Transmission | VACAR | Internal | Summer | B10 | 1262 | 900 | 0 | 56.62 | 58.05 | 9 | 0
2015 | TVA_Transmission_2_VACAR | TVA_Transmission | VACAR | Internal | Winter | B16 | 25 | 900 | 755.27 | 82.89 | 91.89 | 9 | 0
2015 | TVA_Transmission_2_VACAR | TVA_Transmission | VACAR | Internal | Winter | B17 | 100 | 900 | 0 | 67.82 | 73.67 | 9 | 0
2015 | TVA_Transmission_2_VACAR | TVA_Transmission | VACAR | Internal | Winter | B18 | 400 | 900 | 0 | 63.55 | 66.6 | 9 | 0
2015 | TVA_Transmission_2_VACAR | TVA_Transmission | VACAR | Internal | Winter | B19 | 700 | 900 | 0 | 62.64 | 65.83 | 9 | 0
2015 | TVA_Transmission_2_VACAR | TVA_Transmission | VACAR | Internal | Winter | B20 | 935 | 900 | 0 | 60.78 | 60.78 | 9 | 0
2015 | VACAR_2_PJM_ROR | VACAR | PJM_ROR | Internal | Shoulder | B11 | 25 | 2000 | 0 | 82.03 | 74.03 | 7 | 0
2015 | VACAR_2_PJM_ROR | VACAR | PJM_ROR | Internal | Shoulder | B12 | 200 | 2000 | 0 | 66.49 | 63.04 | 7 | 0
2015 | VACAR_2_PJM_ROR | VACAR | PJM_ROR | Internal | Shoulder | B13 | 600 | 2000 | 0 | 64.94 | 58.94 | 7 | 0
2015 | VACAR_2_PJM_ROR | VACAR | PJM_ROR | Internal | Shoulder | B14 | 900 | 2000 | 0 | 63.72 | 57.72 | 7 | 0
2015 | VACAR_2_PJM_ROR | VACAR | PJM_ROR | Internal | Shoulder | B15 | 1203 | 2000 | 0 | 59.74 | 53.74 | 7 | 0
2015 | VACAR_2_PJM_ROR | VACAR | PJM_ROR | Internal | Summer | B1 | 10 | 2000 | 0 | 100.61 | 93.28 | 7 | 0
2015 | VACAR_2_PJM_ROR | VACAR | PJM_ROR | Internal | Summer | B2 | 25 | 2000 | 0 | 100.61 | 90.16 | 7 | 0
2015 | VACAR_2_PJM_ROR | VACAR | PJM_ROR | Internal | Summer | B3 | 75 | 2000 | 0 | 100.61 | 89.41 | 7 | 0
2015 | VACAR_2_PJM_ROR | VACAR | PJM_ROR | Internal | Summer | B4 | 100 | 2000 | 0 | 90.77 | 84.64 | 7 | 0
2015 | VACAR_2_PJM_ROR | VACAR | PJM_ROR | Internal | Summer | B5 | 200 | 2000 | 0 | 83.13 | 75.13 | 7 | 0
2015 | VACAR_2_PJM_ROR | VACAR | PJM_ROR | Internal | Summer | B6 | 300 | 2000 | 0 | 69.38 | 62.99 | 7 | 0
2015 | VACAR_2_PJM_ROR | VACAR | PJM_ROR | Internal | Summer | B7 | 400 | 2000 | 0 | 64.65 | 56.34 | 7 | 0
2015 | VACAR_2_PJM_ROR | VACAR | PJM_ROR | Internal | Summer | B8 | 500 | 2000 | 0 | 61.58 | 55.53 | 7 | 0
2015 | VACAR_2_PJM_ROR | VACAR | PJM_ROR | Internal | Summer | B9 | 800 | 2000 | 0 | 59.74 | 53.6 | 7 | 0
2015 | VACAR_2_PJM_ROR | VACAR | PJM_ROR | Internal | Summer | B10 | 1262 | 2000 | 0 | 58.05 | 52.05 | 7 | 0
2015 | VACAR_2_PJM_ROR | VACAR | PJM_ROR | Internal | Winter | B16 | 25 | 2000 | 0 | 91.89 | 76.89 | 7 | 0
2015 | VACAR_2_PJM_ROR | VACAR | PJM_ROR | Internal | Winter | B17 | 100 | 2000 | 0 | 73.67 | 67.67 | 7 | 0
2015 | VACAR_2_PJM_ROR | VACAR | PJM_ROR | Internal | Winter | B18 | 400 | 2000 | 0 | 66.6 | 60.6 | 7 | 0
2015 | VACAR_2_PJM_ROR | VACAR | PJM_ROR | Internal | Winter | B19 | 700 | 2000 | 0 | 65.83 | 59.83 | 7 | 0
2015 | VACAR_2_PJM_ROR | VACAR | PJM_ROR | Internal | Winter | B20 | 935 | 2000 | 0 | 60.78 | 54.78 | 7 | 0
2015 | VACAR_2_SOCO | VACAR | SOCO | Internal | Shoulder | B11 | 25 | 3000 | 2611.41 | 82.03 | 89.03 | 7 | 0
2015 | VACAR_2_SOCO | VACAR | SOCO | Internal | Shoulder | B12 | 200 | 3000 | 0 | 66.49 | 61.81 | 7 | 0
2015 | VACAR_2_SOCO | VACAR | SOCO | Internal | Shoulder | B13 | 600 | 3000 | 0 | 64.94 | 59.66 | 7 | 0
2015 | VACAR_2_SOCO | VACAR | SOCO | Internal | Shoulder | B14 | 900 | 3000 | 0 | 63.72 | 59.66 | 7 | 0
2015 | VACAR_2_SOCO | VACAR | SOCO | Internal | Shoulder | B15 | 1203 | 3000 | 0 | 59.74 | 59.66 | 7 | 0
2015 | VACAR_2_SOCO | VACAR | SOCO | Internal | Summer | B1 | 10 | 3000 | 0 | 100.61 | 99.28 | 7 | 0
2015 | VACAR_2_SOCO | VACAR | SOCO | Internal | Summer | B2 | 25 | 3000 | 0 | 100.61 | 97.77 | 7 | 0
2015 | VACAR_2_SOCO | VACAR | SOCO | Internal | Summer | B3 | 75 | 3000 | 0 | 100.61 | 97.77 | 7 | 0
2015 | VACAR_2_SOCO | VACAR | SOCO | Internal | Summer | B4 | 100 | 3000 | 586.17 | 90.77 | 97.77 | 7 | 0
2015 | VACAR_2_SOCO | VACAR | SOCO | Internal | Summer | B5 | 200 | 3000 | 2041.49 | 83.13 | 90.13 | 7 | 0
2015 | VACAR_2_SOCO | VACAR | SOCO | Internal | Summer | B6 | 300 | 3000 | 367.11 | 69.38 | 76.38 | 7 | 0
2015 | VACAR_2_SOCO | VACAR | SOCO | Internal | Summer | B7 | 400 | 3000 | 0 | 64.65 | 67.24 | 7 | 0
2015 | VACAR_2_SOCO | VACAR | SOCO | Internal | Summer | B8 | 500 | 3000 | 0 | 61.58 | 66.62 | 7 | 0
2015 | VACAR_2_SOCO | VACAR | SOCO | Internal | Summer | B9 | 800 | 3000 | 0 | 59.74 | 59.14 | 7 | 0
2015 | VACAR_2_SOCO | VACAR | SOCO | Internal | Summer | B10 | 1262 | 3000 | 0 | 58.05 | 58.49 | 7 | 0
2015 | VACAR_2_SOCO | VACAR | SOCO | Internal | Winter | B16 | 25 | 3000 | 0 | 91.89 | 83.1 | 7 | 0
2015 | VACAR_2_SOCO | VACAR | SOCO | Internal | Winter | B17 | 100 | 3000 | 0 | 73.67 | 65.38 | 7 | 0
2015 | VACAR_2_SOCO | VACAR | SOCO | Internal | Winter | B18 | 400 | 3000 | 0 | 66.6 | 62.04 | 7 | 0
2015 | VACAR_2_SOCO | VACAR | SOCO | Internal | Winter | B19 | 700 | 3000 | 0 | 65.83 | 62.04 | 7 | 0
2015 | VACAR_2_SOCO | VACAR | SOCO | Internal | Winter | B20 | 935 | 3000 | 0 | 60.78 | 62.04 | 7 | 0
2015 | VACAR_2_TVA_Transmission | VACAR | TVA_Transmission | Internal | Shoulder | B11 | 25 | 900 | 0 | 82.03 | 80.03 | 7 | 0
2015 | VACAR_2_TVA_Transmission | VACAR | TVA_Transmission | Internal | Shoulder | B12 | 200 | 900 | 0 | 66.49 | 64.17 | 7 | 0
2015 | VACAR_2_TVA_Transmission | VACAR | TVA_Transmission | Internal | Shoulder | B13 | 600 | 900 | 0 | 64.94 | 62.03 | 7 | 0
2015 | VACAR_2_TVA_Transmission | VACAR | TVA_Transmission | Internal | Shoulder | B14 | 900 | 900 | 0 | 63.72 | 61.3 | 7 | 0
2015 | VACAR_2_TVA_Transmission | VACAR | TVA_Transmission | Internal | Shoulder | B15 | 1203 | 900 | 0 | 59.74 | 59.74 | 7 | 0
2015 | VACAR_2_TVA_Transmission | VACAR | TVA_Transmission | Internal | Summer | B1 | 10 | 900 | 0 | 100.61 | 99.28 | 7 | 0
2015 | VACAR_2_TVA_Transmission | VACAR | TVA_Transmission | Internal | Summer | B2 | 25 | 900 | 0 | 100.61 | 96.16 | 7 | 0
2015 | VACAR_2_TVA_Transmission | VACAR | TVA_Transmission | Internal | Summer | B3 | 75 | 900 | 0 | 100.61 | 95.41 | 7 | 0
2015 | VACAR_2_TVA_Transmission | VACAR | TVA_Transmission | Internal | Summer | B4 | 100 | 900 | 0 | 90.77 | 90.64 | 7 | 0
2015 | VACAR_2_TVA_Transmission | VACAR | TVA_Transmission | Internal | Summer | B5 | 200 | 900 | 0 | 83.13 | 81.13 | 7 | 0
2015 | VACAR_2_TVA_Transmission | VACAR | TVA_Transmission | Internal | Summer | B6 | 300 | 900 | 0 | 69.38 | 67.98 | 7 | 0
2015 | VACAR_2_TVA_Transmission | VACAR | TVA_Transmission | Internal | Summer | B7 | 400 | 900 | 0 | 64.65 | 60.24 | 7 | 0
2015 | VACAR_2_TVA_Transmission | VACAR | TVA_Transmission | Internal | Summer | B8 | 500 | 900 | 0 | 61.58 | 59.63 | 7 | 0
2015 | VACAR_2_TVA_Transmission | VACAR | TVA_Transmission | Internal | Summer | B9 | 800 | 900 | 0 | 59.74 | 58.61 | 7 | 0
2015 | VACAR_2_TVA_Transmission | VACAR | TVA_Transmission | Internal | Summer | B10 | 1262 | 900 | 0 | 58.05 | 56.62 | 7 | 0
2015 | VACAR_2_TVA_Transmission | VACAR | TVA_Transmission | Internal | Winter | B16 | 25 | 900 | 0 | 91.89 | 82.89 | 7 | 0
2015 | VACAR_2_TVA_Transmission | VACAR | TVA_Transmission | Internal | Winter | B17 | 100 | 900 | 0 | 73.67 | 67.82 | 7 | 0
2015 | VACAR_2_TVA_Transmission | VACAR | TVA_Transmission | Internal | Winter | B18 | 400 | 900 | 0 | 66.6 | 63.55 | 7 | 0
2015 | VACAR_2_TVA_Transmission | VACAR | TVA_Transmission | Internal | Winter | B19 | 700 | 900 | 0 | 65.83 | 62.64 | 7 | 0
2015 | VACAR_2_TVA_Transmission | VACAR | TVA_Transmission | Internal | Winter | B20 | 935 | 900 | 0 | 60.78 | 60.78 | 7 | 0
2020 | ENT_2_MISO_MO-IL | ENT | MISO_MO-IL | Internal | Shoulder | B11 | 25 | 2260 | 40.41 | 75.57 | 83.57 | 8 | 0
2020 | ENT_2_MISO_MO-IL | ENT | MISO_MO-IL | Internal | Shoulder | B12 | 200 | 2260 | 0 | 68.19 | 70.43 | 8 | 0
2020 | ENT_2_MISO_MO-IL | ENT | MISO_MO-IL | Internal | Shoulder | B13 | 600 | 2260 | 0 | 66.5 | 66.5 | 8 | 0
2020 | ENT_2_MISO_MO-IL | ENT | MISO_MO-IL | Internal | Shoulder | B14 | 900 | 2260 | 0 | 63.62 | 63.62 | 8 | 0
2020 | ENT_2_MISO_MO-IL | ENT | MISO_MO-IL | Internal | Shoulder | B15 | 1203 | 2260 | 0 | 59.3 | 60.37 | 8 | 0
2020 | ENT_2_MISO_MO-IL | ENT | MISO_MO-IL | Internal | Summer | B1 | 10 | 2260 | 2260 | 94.73 | 105.43 | 8 | 2.7
2020 | ENT_2_MISO_MO-IL | ENT | MISO_MO-IL | Internal | Summer | B2 | 25 | 2260 | 0 | 104.9 | 104.9 | 8 | 0
2020 | ENT_2_MISO_MO-IL | ENT | MISO_MO-IL | Internal | Summer | B3 | 75 | 2260 | 0 | 103.46 | 102.06 | 8 | 0
2020 | ENT_2_MISO_MO-IL | ENT | MISO_MO-IL | Internal | Summer | B4 | 100 | 2260 | 0 | 99.05 | 99.05 | 8 | 0
2020 | ENT_2_MISO_MO-IL | ENT | MISO_MO-IL | Internal | Summer | B5 | 200 | 2260 | 0 | 97.77 | 97.78 | 8 | 0
2020 | ENT_2_MISO_MO-IL | ENT | MISO_MO-IL | Internal | Summer | B6 | 300 | 2260 | 0 | 82.87 | 82.87 | 8 | 0
2020 | ENT_2_MISO_MO-IL | ENT | MISO_MO-IL | Internal | Summer | B7 | 400 | 2260 | 0 | 70.39 | 70.39 | 8 | 0
2020 | ENT_2_MISO_MO-IL | ENT | MISO_MO-IL | Internal | Summer | B8 | 500 | 2260 | 0 | 66.82 | 63.19 | 8 | 0
2020 | ENT_2_MISO_MO-IL | ENT | MISO_MO-IL | Internal | Summer | B9 | 800 | 2260 | 0 | 66.33 | 61.15 | 8 | 0
2020 | ENT_2_MISO_MO-IL | ENT | MISO_MO-IL | Internal | Summer | B10 | 1262 | 2260 | 0 | 63.75 | 60.23 | 8 | 0
2020 | ENT_2_MISO_MO-IL | ENT | MISO_MO-IL | Internal | Winter | B16 | 25 | 2260 | 2260 | 73.03 | 87.32 | 8 | 6.29
2020 | ENT_2_MISO_MO-IL | ENT | MISO_MO-IL | Internal | Winter | B17 | 100 | 2260 | 0 | 70.4 | 77.44 | 8 | 0
2020 | ENT_2_MISO_MO-IL | ENT | MISO_MO-IL | Internal | Winter | B18 | 400 | 2260 | 0 | 68.4 | 68.4 | 8 | 0
2020 | ENT_2_MISO_MO-IL | ENT | MISO_MO-IL | Internal | Winter | B19 | 700 | 2260 | 0 | 67.07 | 67.06 | 8 | 0
2020 | ENT_2_MISO_MO-IL | ENT | MISO_MO-IL | Internal | Winter | B20 | 935 | 2260 | 0 | 61.71 | 61.75 | 8 | 0
2020 | ENT_2_SOCO | ENT | SOCO | Internal | Shoulder | B11 | 25 | 2000 | 2000 | 75.57 | 106.92 | 8 | 23.35
2020 | ENT_2_SOCO | ENT | SOCO | Internal | Shoulder | B12 | 200 | 2000 | 643.68 | 68.19 | 76.19 | 8 | 0
2020 | ENT_2_SOCO | ENT | SOCO | Internal | Shoulder | B13 | 600 | 2000 | 0 | 66.5 | 69.75 | 8 | 0
2020 | ENT_2_SOCO | ENT | SOCO | Internal | Shoulder | B14 | 900 | 2000 | 0 | 63.62 | 69.75 | 8 | 0
2020 | ENT_2_SOCO | ENT | SOCO | Internal | Shoulder | B15 | 1203 | 2000 | 1038.08 | 59.3 | 67.3 | 8 | 0
2020 | ENT_2_SOCO | ENT | SOCO | Internal | Summer | B1 | 10 | 2000 | 2000 | 94.73 | 125.43 | 8 | 22.7
2020 | ENT_2_SOCO | ENT | SOCO | Internal | Summer | B2 | 25 | 2000 | 1521.88 | 104.9 | 112.9 | 8 | 0
2020 | ENT_2_SOCO | ENT | SOCO | Internal | Summer | B3 | 75 | 2000 | 2000 | 103.46 | 112 | 8 | 0.54
2020 | ENT_2_SOCO | ENT | SOCO | Internal | Summer | B4 | 100 | 2000 | 2000 | 99.05 | 112 | 8 | 4.95
2020 | ENT_2_SOCO | ENT | SOCO | Internal | Summer | B5 | 200 | 2000 | 2000 | 97.77 | 109.79 | 8 | 4.03
2020 | ENT_2_SOCO | ENT | SOCO | Internal | Summer | B6 | 300 | 2000 | 2000 | 82.87 | 103.72 | 8 | 12.85
2020 | ENT_2_SOCO | ENT | SOCO | Internal | Summer | B7 | 400 | 2000 | 2000 | 70.39 | 93.61 | 8 | 15.22
2020 | ENT_2_SOCO | ENT | SOCO | Internal | Summer | B8 | 500 | 2000 | 2000 | 66.82 | 80.19 | 8 | 5.37
2020 | ENT_2_SOCO | ENT | SOCO | Internal | Summer | B9 | 800 | 2000 | 0 | 66.33 | 68.43 | 8 | 0
2020 | ENT_2_SOCO | ENT | SOCO | Internal | Summer | B10 | 1262 | 2000 | 0 | 63.75 | 66.03 | 8 | 0
2020 | ENT_2_SOCO | ENT | SOCO | Internal | Winter | B16 | 25 | 2000 | 2000 | 73.03 | 112.52 | 8 | 31.49
2020 | ENT_2_SOCO | ENT | SOCO | Internal | Winter | B17 | 100 | 2000 | 2000 | 70.4 | 85.95 | 8 | 7.56
2020 | ENT_2_SOCO | ENT | SOCO | Internal | Winter | B18 | 400 | 2000 | 0 | 68.4 | 71.8 | 8 | 0
2020 | ENT_2_SOCO | ENT | SOCO | Internal | Winter | B19 | 700 | 2000 | 0 | 67.07 | 71.8 | 8 | 0
2020 | ENT_2_SOCO | ENT | SOCO | Internal | Winter | B20 | 935 | 2000 | 2000 | 61.71 | 69.91 | 8 | 0.2
2020 | ENT_2_TVA_Transmission | ENT | TVA_Transmission | Internal | Shoulder | B11 | 25 | 2100 | 2100 | 75.57 | 91.57 | 8 | 8
2020 | ENT_2_TVA_Transmission | ENT | TVA_Transmission | Internal | Shoulder | B12 | 200 | 2100 | 0 | 68.19 | 75.52 | 8 | 0
2020 | ENT_2_TVA_Transmission | ENT | TVA_Transmission | Internal | Shoulder | B13 | 600 | 2100 | 0 | 66.5 | 71.45 | 8 | 0
2020 | ENT_2_TVA_Transmission | ENT | TVA_Transmission | Internal | Shoulder | B14 | 900 | 2100 | 0 | 63.62 | 70.33 | 8 | 0
2020 | ENT_2_TVA_Transmission | ENT | TVA_Transmission | Internal | Shoulder | B15 | 1203 | 2100 | 2100 | 59.3 | 67.99 | 8 | 0.68
2020 | ENT_2_TVA_Transmission | ENT | TVA_Transmission | Internal | Summer | B1 | 10 | 2100 | 2100 | 94.73 | 116.42 | 8 | 13.69
2020 | ENT_2_TVA_Transmission | ENT | TVA_Transmission | Internal | Summer | B2 | 25 | 2100 | 1719.47 | 104.9 | 112.9 | 8 | 0
2020 | ENT_2_TVA_Transmission | ENT | TVA_Transmission | Internal | Summer | B3 | 75 | 2100 | 0 | 103.46 | 110.06 | 8 | 0
2020 | ENT_2_TVA_Transmission | ENT | TVA_Transmission | Internal | Summer | B4 | 100 | 2100 | 710 | 99.05 | 107.05 | 8 | 0
2020 | ENT_2_TVA_Transmission | ENT | TVA_Transmission | Internal | Summer | B5 | 200 | 2100 | 1263.38 | 97.77 | 105.77 | 8 | 0
2020 | ENT_2_TVA_Transmission | ENT | TVA_Transmission | Internal | Summer | B6 | 300 | 2100 | 218.52 | 82.87 | 90.87 | 8 | 0
2020 | ENT_2_TVA_Transmission | ENT | TVA_Transmission | Internal | Summer | B7 | 400 | 2100 | 98.15 | 70.39 | 78.39 | 8 | 0
2020 | ENT_2_TVA_Transmission | ENT | TVA_Transmission | Internal | Summer | B8 | 500 | 2100 | 0 | 66.82 | 71.19 | 8 | 0
2020 | ENT_2_TVA_Transmission | ENT | TVA_Transmission | Internal | Summer | B9 | 800 | 2100 | 0 | 66.33 | 68.59 | 8 | 0
2020 | ENT_2_TVA_Transmission | ENT | TVA_Transmission | Internal | Summer | B10 | 1262 | 2100 | 0 | 63.75 | 65.99 | 8 | 0
2020 | ENT_2_TVA_Transmission | ENT | TVA_Transmission | Internal | Winter | B16 | 25 | 2100 | 2100 | 73.03 | 95.32 | 8 | 14.29
2020 | ENT_2_TVA_Transmission | ENT | TVA_Transmission | Internal | Winter | B17 | 100 | 2100 | 1064.77 | 70.4 | 78.4 | 8 | 0
2020 | ENT_2_TVA_Transmission | ENT | TVA_Transmission | Internal | Winter | B18 | 400 | 2100 | 0 | 68.4 | 73.81 | 8 | 0
2020 | ENT_2_TVA_Transmission | ENT | TVA_Transmission | Internal | Winter | B19 | 700 | 2100 | 0 | 67.07 | 73.26 | 8 | 0
2020 | ENT_2_TVA_Transmission | ENT | TVA_Transmission | Internal | Winter | B20 | 935 | 2100 | 769.98 | 61.71 | 69.71 | 8 | 0
2020 | FRCC_2_SOCO | FRCC | SOCO | Internal | Shoulder | B11 | 25 | 900 | 0 | 116.92 | 106.92 | 8 | 0
2020 | FRCC_2_SOCO | FRCC | SOCO | Internal | Shoulder | B12 | 200 | 900 | 0 | 86 | 76.19 | 8 | 0
2020 | FRCC_2_SOCO | FRCC | SOCO | Internal | Shoulder | B13 | 600 | 900 | 0 | 75.38 | 69.75 | 8 | 0
2020 | FRCC_2_SOCO | FRCC | SOCO | Internal | Shoulder | B14 | 900 | 900 | 0 | 72.23 | 69.75 | 8 | 0
2020 | FRCC_2_SOCO | FRCC | SOCO | Internal | Shoulder | B15 | 1203 | 900 | 0 | 72.23 | 67.3 | 8 | 0
2020 | FRCC_2_SOCO | FRCC | SOCO | Internal | Summer | B1 | 10 | 900 | 0 | 135.43 | 125.43 | 8 | 0
2020 | FRCC_2_SOCO | FRCC | SOCO | Internal | Summer | B2 | 25 | 900 | 0 | 116.44 | 112.9 | 8 | 0
2020 | FRCC_2_SOCO | FRCC | SOCO | Internal | Summer | B3 | 75 | 900 | 0 | 116.44 | 112 | 8 | 0
2020 | FRCC_2_SOCO | FRCC | SOCO | Internal | Summer | B4 | 100 | 900 | 0 | 116.44 | 112 | 8 | 0
2020 | FRCC_2_SOCO | FRCC | SOCO | Internal | Summer | B5 | 200 | 900 | 0 | 116.44 | 109.79 | 8 | 0
2020 | FRCC_2_SOCO | FRCC | SOCO | Internal | Summer | B6 | 300 | 900 | 0 | 113.72 | 103.72 | 8 | 0
2020 | FRCC_2_SOCO | FRCC | SOCO | Internal | Summer | B7 | 400 | 900 | 0 | 103.61 | 93.61 | 8 | 0
2020 | FRCC_2_SOCO | FRCC | SOCO | Internal | Summer | B8 | 500 | 900 | 0 | 76.17 | 80.19 | 8 | 0
2020 | FRCC_2_SOCO | FRCC | SOCO | Internal | Summer | B9 | 800 | 900 | 0 | 74.61 | 68.43 | 8 | 0
2020 | FRCC_2_SOCO | FRCC | SOCO | Internal | Summer | B10 | 1262 | 900 | 0 | 71.5 | 66.03 | 8 | 0
2020 | FRCC_2_SOCO | FRCC | SOCO | Internal | Winter | B16 | 25 | 900 | 0 | 121.08 | 112.52 | 8 | 0
2020 | FRCC_2_SOCO | FRCC | SOCO | Internal | Winter | B17 | 100 | 900 | 0 | 88.67 | 85.95 | 8 | 0
2020 | FRCC_2_SOCO | FRCC | SOCO | Internal | Winter | B18 | 400 | 900 | 0 | 77.71 | 71.8 | 8 | 0
2020 | FRCC_2_SOCO | FRCC | SOCO | Internal | Winter | B19 | 700 | 900 | 0 | 74.46 | 71.8 | 8 | 0
2020 | FRCC_2_SOCO | FRCC | SOCO | Internal | Winter | B20 | 935 | 900 | 0 | 74.46 | 69.91 | 8 | 0
2020 | HQ_NEISO_2_NEISO | HQ_NEISO | NEISO | Internal | Shoulder | B11 | 25 | 99999 | 2920 | 61.43 | 61.44 | 0.01 | 0
2020 | HQ_NEISO_2_NEISO | HQ_NEISO | NEISO | Internal | Shoulder | B12 | 200 | 99999 | 2920 | 61.43 | 61.44 | 0.01 | 0
2020 | HQ_NEISO_2_NEISO | HQ_NEISO | NEISO | Internal | Shoulder | B13 | 600 | 99999 | 2920 | 61.43 | 61.44 | 0.01 | 0
2020 | HQ_NEISO_2_NEISO | HQ_NEISO | NEISO | Internal | Shoulder | B14 | 900 | 99999 | 2920 | 61.43 | 61.44 | 0.01 | 0
2020 | HQ_NEISO_2_NEISO | HQ_NEISO | NEISO | Internal | Shoulder | B15 | 1203 | 99999 | 1143.24 | 61.43 | 61.44 | 0.01 | 0
2020 | HQ_NEISO_2_NEISO | HQ_NEISO | NEISO | Internal | Summer | B1 | 10 | 99999 | 2920.1 | 345.26 | 345.27 | 0.01 | 0
2020 | HQ_NEISO_2_NEISO | HQ_NEISO | NEISO | Internal | Summer | B2 | 25 | 99999 | 2920.1 | 126.68 | 126.7 | 0.01 | 0
2020 | HQ_NEISO_2_NEISO | HQ_NEISO | NEISO | Internal | Summer | B3 | 75 | 99999 | 2920.1 | 90 | 90.02 | 0.01 | 0
2020 | HQ_NEISO_2_NEISO | HQ_NEISO | NEISO | Internal | Summer | B4 | 100 | 99999 | 2920 | 80.44 | 80.45 | 0.01 | 0
2020 | HQ_NEISO_2_NEISO | HQ_NEISO | NEISO | Internal | Summer | B5 | 200 | 99999 | 2920 | 65.85 | 65.86 | 0.01 | 0
2020 | HQ_NEISO_2_NEISO | HQ_NEISO | NEISO | Internal | Summer | B6 | 300 | 99999 | 2920 | 58.54 | 58.56 | 0.01 | 0
2020 | HQ_NEISO_2_NEISO | HQ_NEISO | NEISO | Internal | Summer | B7 | 400 | 99999 | 2920 | 58.54 | 58.56 | 0.01 | 0
2020 | HQ_NEISO_2_NEISO | HQ_NEISO | NEISO | Internal | Summer | B8 | 500 | 99999 | 2920 | 58.54 | 58.56 | 0.01 | 0
2020 | HQ_NEISO_2_NEISO | HQ_NEISO | NEISO | Internal | Summer | B9 | 800 | 99999 | 2920 | 58.54 | 58.56 | 0.01 | 0
2020 | HQ_NEISO_2_NEISO | HQ_NEISO | NEISO | Internal | Summer | B10 | 1262 | 99999 | 795.94 | 58.54 | 58.56 | 0.01 | 0
2020 | HQ_NEISO_2_NEISO | HQ_NEISO | NEISO | Internal | Winter | B16 | 25 | 99999 | 2920 | 70.35 | 70.37 | 0.01 | 0
2020 | HQ_NEISO_2_NEISO | HQ_NEISO | NEISO | Internal | Winter | B17 | 100 | 99999 | 2920 | 69.33 | 69.34 | 0.01 | 0
2020 | HQ_NEISO_2_NEISO | HQ_NEISO | NEISO | Internal | Winter | B18 | 400 | 99999 | 2920 | 69.03 | 69.05 | 0.01 | 0
2020 | HQ_NEISO_2_NEISO | HQ_NEISO | NEISO | Internal | Winter | B19 | 700 | 99999 | 2920 | 69.03 | 69.05 | 0.01 | 0
2020 | HQ_NEISO_2_NEISO | HQ_NEISO | NEISO | Internal | Winter | B20 | 935 | 99999 | 1233.58 | 69.03 | 69.05 | 0.01 | 0
2020 | HQ_NY_2_NYISO_A-F | HQ_NY | NYISO_A-F | Internal | Shoulder | B11 | 25 | 99999 | 1000 | 64.43 | 64.44 | 0.01 | 0
2020 | HQ_NY_2_NYISO_A-F | HQ_NY | NYISO_A-F | Internal | Shoulder | B12 | 200 | 99999 | 1000 | 64.41 | 64.43 | 0.01 | 0
2020 | HQ_NY_2_NYISO_A-F | HQ_NY | NYISO_A-F | Internal | Shoulder | B13 | 600 | 99999 | 1000 | 62.54 | 62.55 | 0.01 | 0
2020 | HQ_NY_2_NYISO_A-F | HQ_NY | NYISO_A-F | Internal | Shoulder | B14 | 900 | 99999 | 1000 | 61.57 | 61.59 | 0.01 | 0
2020 | HQ_NY_2_NYISO_A-F | HQ_NY | NYISO_A-F | Internal | Shoulder | B15 | 1203 | 99999 | 188.69 | 61.57 | 61.59 | 0.01 | 0
2020 | HQ_NY_2_NYISO_A-F | HQ_NY | NYISO_A-F | Internal | Summer | B1 | 10 | 99999 | 1000.1 | 105.39 | 105.4 | 0.01 | 0
2020 | HQ_NY_2_NYISO_A-F | HQ_NY | NYISO_A-F | Internal | Summer | B2 | 25 | 99999 | 1000.1 | 104.86 | 104.88 | 0.01 | 0
2020 | HQ_NY_2_NYISO_A-F | HQ_NY | NYISO_A-F | Internal | Summer | B3 | 75 | 99999 | 1000.1 | 92.99 | 93 | 0.01 | 0
2020 | HQ_NY_2_NYISO_A-F | HQ_NY | NYISO_A-F | Internal | Summer | B4 | 100 | 99999 | 1000 | 82.3 | 82.32 | 0.01 | 0
2020 | HQ_NY_2_NYISO_A-F | HQ_NY | NYISO_A-F | Internal | Summer | B5 | 200 | 99999 | 1000 | 68.85 | 68.86 | 0.01 | 0
2020 | HQ_NY_2_NYISO_A-F | HQ_NY | NYISO_A-F | Internal | Summer | B6 | 300 | 99999 | 1000 | 62.68 | 62.69 | 0.01 | 0
2020 | HQ_NY_2_NYISO_A-F | HQ_NY | NYISO_A-F | Internal | Summer | B7 | 400 | 99999 | 1000 | 62.68 | 62.69 | 0.01 | 0
2020 | HQ_NY_2_NYISO_A-F | HQ_NY | NYISO_A-F | Internal | Summer | B8 | 500 | 99999 | 1000 | 59.94 | 59.96 | 0.01 | 0
2020 | HQ_NY_2_NYISO_A-F | HQ_NY | NYISO_A-F | Internal | Summer | B9 | 800 | 99999 | 1000 | 59.94 | 59.96 | 0.01 | 0
2020 | HQ_NY_2_NYISO_A-F | HQ_NY | NYISO_A-F | Internal | Summer | B10 | 1262 | 99999 | 30.11 | 59.94 | 59.96 | 0.01 | 0
2020 | HQ_NY_2_NYISO_A-F | HQ_NY | NYISO_A-F | Internal | Winter | B16 | 25 | 99999 | 1000 | 69.5 | 69.51 | 0.01 | 0
2020 | HQ_NY_2_NYISO_A-F | HQ_NY | NYISO_A-F | Internal | Winter | B17 | 100 | 99999 | 1000 | 66.33 | 66.34 | 0.01 | 0
2020 | HQ_NY_2_NYISO_A-F | HQ_NY | NYISO_A-F | Internal | Winter | B18 | 400 | 99999 | 1000 | 66.03 | 66.05 | 0.01 | 0
2020 | HQ_NY_2_NYISO_A-F | HQ_NY | NYISO_A-F | Internal | Winter | B19 | 700 | 99999 | 1000 | 66.03 | 66.05 | 0.01 | 0
2020 | HQ_NY_2_NYISO_A-F | HQ_NY | NYISO_A-F | Internal | Winter | B20 | 935 | 99999 | 229.95 | 66.03 | 66.05 | 0.01 | 0
2020 | HQ_IESO_2_IESO | HQ_IESO | IESO | Internal | Shoulder | B11 | 25 | 99999 | 400 | 57.43 | 57.44 | 0.01 | 0
2020 | HQ_IESO_2_IESO | HQ_IESO | IESO | Internal | Shoulder | B12 | 200 | 99999 | 400 | 57.41 | 57.43 | 0.01 | 0
2020 | HQ_IESO_2_IESO | HQ_IESO | IESO | Internal | Shoulder | B13 | 600 | 99999 | 400 | 54.57 | 54.59 | 0.01 | 0
2020 | HQ_IESO_2_IESO | HQ_IESO | IESO | Internal | Shoulder | B14 | 900 | 99999 | 400 | 54.57 | 54.59 | 0.01 | 0
2020 | HQ_IESO_2_IESO | HQ_IESO | IESO | Internal | Shoulder | B15 | 1203 | 99999 | 75.48 | 54.57 | 54.59 | 0.01 | 0
2020 | HQ_IESO_2_IESO | HQ_IESO | IESO | Internal | Summer | B1 | 10 | 99999 | 400.1 | 98.39 | 98.4 | 0.01 | 0
2020 | HQ_IESO_2_IESO | HQ_IESO | IESO | Internal | Summer | B2 | 25 | 99999 | 400.1 | 97.86 | 97.88 | 0.01 | 0
2020 | HQ_IESO_2_IESO | HQ_IESO | IESO | Internal | Summer | B3 | 75 | 99999 | 400.1 | 85.99 | 86 | 0.01 | 0
2020 | HQ_IESO_2_IESO | HQ_IESO | IESO | Internal | Summer | B4 | 100 | 99999 | 400 | 75.3 | 75.32 | 0.01 | 0
2020 | HQ_IESO_2_IESO | HQ_IESO | IESO | Internal | Summer | B5 | 200 | 99999 | 400 | 61.85 | 61.86 | 0.01 | 0
2020 | HQ_IESO_2_IESO | HQ_IESO | IESO | Internal | Summer | B6 | 300 | 99999 | 400 | 52.55 | 52.56 | 0.01 | 0
2020 | HQ_IESO_2_IESO | HQ_IESO | IESO | Internal | Summer | B7 | 400 | 99999 | 400 | 52.55 | 52.56 | 0.01 | 0
2020 | HQ_IESO_2_IESO | HQ_IESO | IESO | Internal | Summer | B8 | 500 | 99999 | 400 | 52.55 | 52.56 | 0.01 | 0
2020 | HQ_IESO_2_IESO | HQ_IESO | IESO | Internal | Summer | B9 | 800 | 99999 | 400 | 52.55 | 52.56 | 0.01 | 0
2020 | HQ_IESO_2_IESO | HQ_IESO | IESO | Internal | Summer | B10 | 1262 | 99999 | 12.04 | 52.55 | 52.56 | 0.01 | 0
2020 | HQ_IESO_2_IESO | HQ_IESO | IESO | Internal | Winter | B16 | 25 | 99999 | 400 | 62.5 | 62.51 | 0.01 | 0
2020 | HQ_IESO_2_IESO | HQ_IESO | IESO | Internal | Winter | B17 | 100 | 99999 | 400 | 59.33 | 59.34 | 0.01 | 0
2020 | HQ_IESO_2_IESO | HQ_IESO | IESO | Internal | Winter | B18 | 400 | 99999 | 400 | 57.67 | 57.69 | 0.01 | 0
2020 | HQ_IESO_2_IESO | HQ_IESO | IESO | Internal | Winter | B19 | 700 | 99999 | 400 | 57.67 | 57.69 | 0.01 | 0
2020 | HQ_IESO_2_IESO | HQ_IESO | IESO | Internal | Winter | B20 | 935 | 99999 | 91.98 | 55.17 | 55.18 | 0.01 | 0
2020 | IESO_2_MAPP_CA | IESO | MAPP_CA | Internal | Shoulder | B11 | 25 | 269 | 269 | 57.44 | 75.52 | 7 | 11.08
2020 | IESO_2_MAPP_CA | IESO | MAPP_CA | Internal | Shoulder | B12 | 200 | 269 | 269 | 57.43 | 70.43 | 7 | 6
2020 | IESO_2_MAPP_CA | IESO | MAPP_CA | Internal | Shoulder | B13 | 600 | 269 | 269 | 54.59 | 66.49 | 7 | 4.9
2020 | IESO_2_MAPP_CA | IESO | MAPP_CA | Internal | Shoulder | B14 | 900 | 269 | 269 | 54.59 | 63.61 | 7 | 2.02
2020 | IESO_2_MAPP_CA | IESO | MAPP_CA | Internal | Shoulder | B15 | 1203 | 269 | 269 | 54.59 | 63.61 | 7 | 2.02
2020 | IESO_2_MAPP_CA | IESO | MAPP_CA | Internal | Summer | B1 | 10 | 269 | 0 | 98.4 | 94.42 | 7 | 0
2020 | IESO_2_MAPP_CA | IESO | MAPP_CA | Internal | Summer | B2 | 25 | 269 | 68.39 | 97.88 | 104.88 | 7 | 0
2020 | IESO_2_MAPP_CA | IESO | MAPP_CA | Internal | Summer | B3 | 75 | 269 | 144.34 | 86 | 93 | 7 | 0
2020 | IESO_2_MAPP_CA | IESO | MAPP_CA | Internal | Summer | B4 | 100 | 269 | 269 | 75.32 | 89.86 | 7 | 7.55
2020 | IESO_2_MAPP_CA | IESO | MAPP_CA | Internal | Summer | B5 | 200 | 269 | 269 | 61.86 | 89.86 | 7 | 21
2020 | IESO_2_MAPP_CA | IESO | MAPP_CA | Internal | Summer | B6 | 300 | 269 | 269 | 52.56 | 82.85 | 7 | 23.28
2020 | IESO_2_MAPP_CA | IESO | MAPP_CA | Internal | Summer | B7 | 400 | 269 | 269 | 52.56 | 70.37 | 7 | 10.81
2020 | IESO_2_MAPP_CA | IESO | MAPP_CA | Internal | Summer | B8 | 500 | 269 | 269 | 52.56 | 61.14 | 7 | 1.58
2020 | IESO_2_MAPP_CA | IESO | MAPP_CA | Internal | Summer | B9 | 800 | 269 | 269 | 52.56 | 61.14 | 7 | 1.58
2020 | IESO_2_MAPP_CA | IESO | MAPP_CA | Internal | Summer | B10 | 1262 | 269 | 269 | 52.56 | 61.14 | 7 | 1.58
2020 | IESO_2_MAPP_CA | IESO | MAPP_CA | Internal | Winter | B16 | 25 | 269 | 269 | 62.51 | 87.31 | 7 | 17.8
2020 | IESO_2_MAPP_CA | IESO | MAPP_CA | Internal | Winter | B17 | 100 | 269 | 269 | 59.34 | 77.44 | 7 | 11.1
2020 | IESO_2_MAPP_CA | IESO | MAPP_CA | Internal | Winter | B18 | 400 | 269 | 269 | 57.69 | 68.71 | 7 | 4.02
2020 | IESO_2_MAPP_CA | IESO | MAPP_CA | Internal | Winter | B19 | 700 | 269 | 269 | 57.69 | 67.06 | 7 | 2.38
2020 | IESO_2_MAPP_CA | IESO | MAPP_CA | Internal | Winter | B20 | 935 | 269 | 269 | 55.18 | 67.06 | 7 | 4.88
2020 | IESO_2_MISO_MI | IESO | MISO_MI | Internal | Shoulder | B11 | 25 | 3125 | 3125 | 57.44 | 83.56 | 7 | 19.12
2020 | IESO_2_MISO_MI | IESO | MISO_MI | Internal | Shoulder | B12 | 200 | 3125 | 3125 | 57.43 | 70.45 | 7 | 6.02
2020 | IESO_2_MISO_MI | IESO | MISO_MI | Internal | Shoulder | B13 | 600 | 3125 | 3125 | 54.59 | 66.5 | 7 | 4.91
2020 | IESO_2_MISO_MI | IESO | MISO_MI | Internal | Shoulder | B14 | 900 | 3125 | 3125 | 54.59 | 63.62 | 7 | 2.04
2020 | IESO_2_MISO_MI | IESO | MISO_MI | Internal | Shoulder | B15 | 1203 | 3125 | 0 | 54.59 | 60.64 | 7 | 0
2020 | IESO_2_MISO_MI | IESO | MISO_MI | Internal | Summer | B1 | 10 | 3125 | 2479.56 | 98.4 | 105.4 | 7 | 0
2020 | IESO_2_MISO_MI | IESO | MISO_MI | Internal | Summer | B2 | 25 | 3125 | 2225.23 | 97.88 | 104.88 | 7 | 0
2020 | IESO_2_MISO_MI | IESO | MISO_MI | Internal | Summer | B3 | 75 | 3125 | 3125 | 86 | 99.75 | 7 | 6.75
2020 | IESO_2_MISO_MI | IESO | MISO_MI | Internal | Summer | B4 | 100 | 3125 | 3125 | 75.32 | 99.03 | 7 | 16.71
2020 | IESO_2_MISO_MI | IESO | MISO_MI | Internal | Summer | B5 | 200 | 3125 | 3125 | 61.86 | 97.75 | 7 | 28.89
2020 | IESO_2_MISO_MI | IESO | MISO_MI | Internal | Summer | B6 | 300 | 3125 | 3125 | 52.56 | 82.85 | 7 | 23.28
2020 | IESO_2_MISO_MI | IESO | MISO_MI | Internal | Summer | B7 | 400 | 3125 | 3125 | 52.56 | 70.38 | 7 | 10.82
2020 | IESO_2_MISO_MI | IESO | MISO_MI | Internal | Summer | B8 | 500 | 3125 | 3125 | 52.56 | 63.19 | 7 | 3.62
2020 | IESO_2_MISO_MI | IESO | MISO_MI | Internal | Summer | B9 | 800 | 3125 | 3125 | 52.56 | 61.13 | 7 | 1.57
2020 | IESO_2_MISO_MI | IESO | MISO_MI | Internal | Summer | B10 | 1262 | 3125 | 3125 | 52.56 | 60.23 | 7 | 0.67
2020 | IESO_2_MISO_MI | IESO | MISO_MI | Internal | Winter | B16 | 25 | 3125 | 3125 | 62.51 | 87.31 | 7 | 17.8
2020 | IESO_2_MISO_MI | IESO | MISO_MI | Internal | Winter | B17 | 100 | 3125 | 3125 | 59.34 | 77.46 | 7 | 11.11
2020 | IESO_2_MISO_MI | IESO | MISO_MI | Internal | Winter | B18 | 400 | 3125 | 3125 | 57.69 | 68.42 | 7 | 3.73
2020 | IESO_2_MISO_MI | IESO | MISO_MI | Internal | Winter | B19 | 700 | 3125 | 3125 | 57.69 | 67.06 | 7 | 2.38
2020 | IESO_2_MISO_MI | IESO | MISO_MI | Internal | Winter | B20 | 935 | 3125 | 0 | 55.18 | 61.77 | 7 | 0
2020 | IESO_2_MISO_W | IESO | MISO_W | Internal | Shoulder | B11 | 25 | 195 | 195 | 57.44 | 83.56 | 7 | 19.12
2020 | IESO_2_MISO_W | IESO | MISO_W | Internal | Shoulder | B12 | 200 | 195 | 195 | 57.43 | 70.44 | 7 | 6.01
2020 | IESO_2_MISO_W | IESO | MISO_W | Internal | Shoulder | B13 | 600 | 195 | 195 | 54.59 | 66.5 | 7 | 4.91
2020 | IESO_2_MISO_W | IESO | MISO_W | Internal | Shoulder | B14 | 900 | 195 | 195 | 54.59 | 63.62 | 7 | 2.04
2020 | IESO_2_MISO_W | IESO | MISO_W | Internal | Shoulder | B15 | 1203 | 195 | 0 | 54.59 | 60.37 | 7 | 0
2020 | IESO_2_MISO_W | IESO | MISO_W | Internal | Summer | B1 | 10 | 195 | 195 | 98.4 | 108.42 | 7 | 3.01
2020 | IESO_2_MISO_W | IESO | MISO_W | Internal | Summer | B2 | 25 | 195 | 195 | 97.88 | 104.9 | 7 | 0.02
2020 | IESO_2_MISO_W | IESO | MISO_W | Internal | Summer | B3 | 75 | 195 | 195 | 86 | 102.07 | 7 | 9.07
2020 | IESO_2_MISO_W | IESO | MISO_W | Internal | Summer | B4 | 100 | 195 | 195 | 75.32 | 99.05 | 7 | 16.74
2020 | IESO_2_MISO_W | IESO | MISO_W | Internal | Summer | B5 | 200 | 195 | 195 | 61.86 | 97.77 | 7 | 28.9
2020 | IESO_2_MISO_W | IESO | MISO_W | Internal | Summer | B6 | 300 | 195 | 195 | 52.56 | 82.86 | 7 | 23.3
2020 | IESO_2_MISO_W | IESO | MISO_W | Internal | Summer | B7 | 400 | 195 | 195 | 52.56 | 70.38 | 7 | 10.82
2020 | IESO_2_MISO_W | IESO | MISO_W | Internal | Summer | B8 | 500 | 195 | 195 | 52.56 | 63.19 | 7 | 3.62
2020 | IESO_2_MISO_W | IESO | MISO_W | Internal | Summer | B9 | 800 | 195 | 195 | 52.56 | 61.15 | 7 | 1.59
2020 | IESO_2_MISO_W | IESO | MISO_W | Internal | Summer | B10 | 1262 | 195 | 195 | 52.56 | 60.24 | 7 | 0.68
2020 | IESO_2_MISO_W | IESO | MISO_W | Internal | Winter | B16 | 25 | 195 | 195 | 62.51 | 87.32 | 7 | 17.81
2020 | IESO_2_MISO_W | IESO | MISO_W | Internal | Winter | B17 | 100 | 195 | 195 | 59.34 | 77.46 | 7 | 11.11
2020 | IESO_2_MISO_W | IESO | MISO_W | Internal | Winter | B18 | 400 | 195 | 195 | 57.69 | 68.72 | 7 | 4.04
2020 | IESO_2_MISO_W | IESO | MISO_W | Internal | Winter | B19 | 700 | 195 | 195 | 57.69 | 67.07 | 7 | 2.39
2020 | IESO_2_MISO_W | IESO | MISO_W | Internal | Winter | B20 | 935 | 195 | 54.18 | 55.18 | 62.18 | 7 | 0
2020 | IESO_2_NYISO_A-F | IESO | NYISO_A-F | Internal | Shoulder | B11 | 25 | 2224 | 2019.04 | 57.44 | 64.44 | 7 | 0
2020 | IESO_2_NYISO_A-F | IESO | NYISO_A-F | Internal | Shoulder | B12 | 200 | 2224 | 1869.29 | 57.43 | 64.43 | 7 | 0
2020 | IESO_2_NYISO_A-F | IESO | NYISO_A-F | Internal | Shoulder | B13 | 600 | 2224 | 2224 | 54.59 | 62.55 | 7 | 0.96
2020 | IESO_2_NYISO_A-F | IESO | NYISO_A-F | Internal | Shoulder | B14 | 900 | 2224 | 1529.51 | 54.59 | 61.59 | 7 | 0
2020 | IESO_2_NYISO_A-F | IESO | NYISO_A-F | Internal | Shoulder | B15 | 1203 | 2224 | 1878.78 | 54.59 | 61.59 | 7 | 0
2020 | IESO_2_NYISO_A-F | IESO | NYISO_A-F | Internal | Summer | B1 | 10 | 2224 | 1026.62 | 98.4 | 105.4 | 7 | 0
2020 | IESO_2_NYISO_A-F | IESO | NYISO_A-F | Internal | Summer | B2 | 25 | 2224 | 1657.18 | 97.88 | 104.88 | 7 | 0
2020 | IESO_2_NYISO_A-F | IESO | NYISO_A-F | Internal | Summer | B3 | 75 | 2224 | 929.37 | 86 | 93 | 7 | 0
2020 | IESO_2_NYISO_A-F | IESO | NYISO_A-F | Internal | Summer | B4 | 100 | 2224 | 1584.63 | 75.32 | 82.32 | 7 | 0
2020 | IESO_2_NYISO_A-F | IESO | NYISO_A-F | Internal | Summer | B5 | 200 | 2224 | 1948.83 | 61.86 | 68.86 | 7 | 0
2020 | IESO_2_NYISO_A-F | IESO | NYISO_A-F | Internal | Summer | B6 | 300 | 2224 | 2224 | 52.56 | 62.69 | 7 | 3.13
2020 | IESO_2_NYISO_A-F | IESO | NYISO_A-F | Internal | Summer | B7 | 400 | 2224 | 2224 | 52.56 | 62.69 | 7 | 3.13
2020 | IESO_2_NYISO_A-F | IESO | NYISO_A-F | Internal | Summer | B8 | 500 | 2224 | 2224 | 52.56 | 59.96 | 7 | 0.39
2020 | IESO_2_NYISO_A-F | IESO | NYISO_A-F | Internal | Summer | B9 | 800 | 2224 | 2224 | 52.56 | 59.96 | 7 | 0.39
2020 | IESO_2_NYISO_A-F | IESO | NYISO_A-F | Internal | Summer | B10 | 1262 | 2224 | 2224 | 52.56 | 59.96 | 7 | 0.39
2020 | IESO_2_NYISO_A-F | IESO | NYISO_A-F | Internal | Winter | B16 | 25 | 2224 | 1615.81 | 62.51 | 69.51 | 7 | 0
2020 | IESO_2_NYISO_A-F | IESO | NYISO_A-F | Internal | Winter | B17 | 100 | 2224 | 2044 | 59.34 | 66.34 | 7 | 0
2020 | IESO_2_NYISO_A-F | IESO | NYISO_A-F | Internal | Winter | B18 | 400 | 2224 | 2224 | 57.69 | 66.05 | 7 | 1.36
2020 | IESO_2_NYISO_A-F | IESO | NYISO_A-F | Internal | Winter | B19 | 700 | 2224 | 2224 | 57.69 | 66.05 | 7 | 1.36
2020 | IESO_2_NYISO_A-F | IESO | NYISO_A-F | Internal | Winter | B20 | 935 | 2224 | 2224 | 55.18 | 66.05 | 7 | 3.86
2020 | MAPP_CA_2_IESO | MAPP_CA | IESO | Internal | Shoulder | B11 | 25 | 337 | 0 | 75.52 | 57.44 | 8 | 0
2020 | MAPP_CA_2_IESO | MAPP_CA | IESO | Internal | Shoulder | B12 | 200 | 337 | 0 | 70.43 | 57.43 | 8 | 0
2020 | MAPP_CA_2_IESO | MAPP_CA | IESO | Internal | Shoulder | B13 | 600 | 337 | 0 | 66.49 | 54.59 | 8 | 0
2020 | MAPP_CA_2_IESO | MAPP_CA | IESO | Internal | Shoulder | B14 | 900 | 337 | 0 | 63.61 | 54.59 | 8 | 0
2020 | MAPP_CA_2_IESO | MAPP_CA | IESO | Internal | Shoulder | B15 | 1203 | 337 | 0 | 63.61 | 54.59 | 8 | 0
2020 | MAPP_CA_2_IESO | MAPP_CA | IESO | Internal | Summer | B1 | 10 | 337 | 0 | 94.42 | 98.4 | 8 | 0
2020 | MAPP_CA_2_IESO | MAPP_CA | IESO | Internal | Summer | B2 | 25 | 337 | 0 | 104.88 | 97.88 | 8 | 0
2020 | MAPP_CA_2_IESO | MAPP_CA | IESO | Internal | Summer | B3 | 75 | 337 | 0 | 93 | 86 | 8 | 0
2020 | MAPP_CA_2_IESO | MAPP_CA | IESO | Internal | Summer | B4 | 100 | 337 | 0 | 89.86 | 75.32 | 8 | 0
2020 | MAPP_CA_2_IESO | MAPP_CA | IESO | Internal | Summer | B5 | 200 | 337 | 0 | 89.86 | 61.86 | 8 | 0
2020 | MAPP_CA_2_IESO | MAPP_CA | IESO | Internal | Summer | B6 | 300 | 337 | 0 | 82.85 | 52.56 | 8 | 0
2020 | MAPP_CA_2_IESO | MAPP_CA | IESO | Internal | Summer | B7 | 400 | 337 | 0 | 70.37 | 52.56 | 8 | 0
2020 | MAPP_CA_2_IESO | MAPP_CA | IESO | Internal | Summer | B8 | 500 | 337 | 0 | 61.14 | 52.56 | 8 | 0
2020 | MAPP_CA_2_IESO | MAPP_CA | IESO | Internal | Summer | B9 | 800 | 337 | 0 | 61.14 | 52.56 | 8 | 0
2020 | MAPP_CA_2_IESO | MAPP_CA | IESO | Internal | Summer | B10 | 1262 | 337 | 0 | 61.14 | 52.56 | 8 | 0
2020 | MAPP_CA_2_IESO | MAPP_CA | IESO | Internal | Winter | B16 | 25 | 337 | 0 | 87.31 | 62.51 | 8 | 0
2020 | MAPP_CA_2_IESO | MAPP_CA | IESO | Internal | Winter | B17 | 100 | 337 | 0 | 77.44 | 59.34 | 8 | 0
2020 | MAPP_CA_2_IESO | MAPP_CA | IESO | Internal | Winter | B18 | 400 | 337 | 0 | 68.71 | 57.69 | 8 | 0
2020 | MAPP_CA_2_IESO | MAPP_CA | IESO | Internal | Winter | B19 | 700 | 337 | 0 | 67.06 | 57.69 | 8 | 0
2020 | MAPP_CA_2_IESO | MAPP_CA | IESO | Internal | Winter | B20 | 935 | 337 | 0 | 67.06 | 55.18 | 8 | 0
2020 | MAPP_CA_2_MAPP_US | MAPP_CA | MAPP_US | Internal | Shoulder | B11 | 25 | 372 | 0 | 75.52 | 76.56 | 7 | 0
2020 | MAPP_CA_2_MAPP_US | MAPP_CA | MAPP_US | Internal | Shoulder | B12 | 200 | 372 | 0 | 70.43 | 63.44 | 7 | 0
2020 | MAPP_CA_2_MAPP_US | MAPP_CA | MAPP_US | Internal | Shoulder | B13 | 600 | 372 | 0 | 66.49 | 59.5 | 7 | 0
2020 | MAPP_CA_2_MAPP_US | MAPP_CA | MAPP_US | Internal | Shoulder | B14 | 900 | 372 | 0 | 63.61 | 56.62 | 7 | 0
2020 | MAPP_CA_2_MAPP_US | MAPP_CA | MAPP_US | Internal | Shoulder | B15 | 1203 | 372 | 0 | 63.61 | 53.37 | 7 | 0
2020 | MAPP_CA_2_MAPP_US | MAPP_CA | MAPP_US | Internal | Summer | B1 | 10 | 372 | 27.62 | 94.42 | 101.42 | 7 | 0
2020 | MAPP_CA_2_MAPP_US | MAPP_CA | MAPP_US | Internal | Summer | B2 | 25 | 372 | 0 | 104.88 | 97.9 | 7 | 0
2020 | MAPP_CA_2_MAPP_US | MAPP_CA | MAPP_US | Internal | Summer | B3 | 75 | 372 | 0 | 93 | 95.07 | 7 | 0
2020 | MAPP_CA_2_MAPP_US | MAPP_CA | MAPP_US | Internal | Summer | B4 | 100 | 372 | 0 | 89.86 | 92.05 | 7 | 0
2020 | MAPP_CA_2_MAPP_US | MAPP_CA | MAPP_US | Internal | Summer | B5 | 200 | 372 | 0 | 89.86 | 90.77 | 7 | 0
2020 | MAPP_CA_2_MAPP_US | MAPP_CA | MAPP_US | Internal | Summer | B6 | 300 | 372 | 0 | 82.85 | 75.86 | 7 | 0
2020 | MAPP_CA_2_MAPP_US | MAPP_CA | MAPP_US | Internal | Summer | B7 | 400 | 372 | 0 | 70.37 | 63.38 | 7 | 0
2020 | MAPP_CA_2_MAPP_US | MAPP_CA | MAPP_US | Internal | Summer | B8 | 500 | 372 | 0 | 61.14 | 56.19 | 7 | 0
2020 | MAPP_CA_2_MAPP_US | MAPP_CA | MAPP_US | Internal | Summer | B9 | 800 | 372 | 0 | 61.14 | 54.15 | 7 | 0
2020 | MAPP_CA_2_MAPP_US | MAPP_CA | MAPP_US | Internal | Summer | B10 | 1262 | 372 | 0 | 61.14 | 53.24 | 7 | 0
2020 | MAPP_CA_2_MAPP_US | MAPP_CA | MAPP_US | Internal | Winter | B16 | 25 | 372 | 0 | 87.31 | 60.07 | 7 | 0
2020 | MAPP_CA_2_MAPP_US | MAPP_CA | MAPP_US | Internal | Winter | B17 | 100 | 372 | 0 | 77.44 | 65.58 | 7 | 0
2020 | MAPP_CA_2_MAPP_US | MAPP_CA | MAPP_US | Internal | Winter | B18 | 400 | 372 | 0 | 68.71 | 61.72 | 7 | 0
2020 | MAPP_CA_2_MAPP_US | MAPP_CA | MAPP_US | Internal | Winter | B19 | 700 | 372 | 0 | 67.06 | 60.07 | 7 | 0
2020 | MAPP_CA_2_MAPP_US | MAPP_CA | MAPP_US | Internal | Winter | B20 | 935 | 372 | 0 | 67.06 | 55.18 | 7 | 0
2020 | MAPP_CA_2_MISO_W | MAPP_CA | MISO_W | Internal | Shoulder | B11 | 25 | 1970 | 1970 | 75.52 | 83.56 | 0.01 | 8.03
2020 | MAPP_CA_2_MISO_W | MAPP_CA | MISO_W | Internal | Shoulder | B12 | 200 | 1970 | 1559.82 | 70.43 | 70.44 | 0.01 | 0
2020 | MAPP_CA_2_MISO_W | MAPP_CA | MISO_W | Internal | Shoulder | B13 | 600 | 1970 | 1637.3 | 66.49 | 66.5 | 0.01 | 0
2020 | MAPP_CA_2_MISO_W | MAPP_CA | MISO_W | Internal | Shoulder | B14 | 900 | 1970 | 1080.63 | 63.61 | 63.62 | 0.01 | 0
2020 | MAPP_CA_2_MISO_W | MAPP_CA | MISO_W | Internal | Shoulder | B15 | 1203 | 1970 | 0 | 63.61 | 60.37 | 0.01 | 0
2020 | MAPP_CA_2_MISO_W | MAPP_CA | MISO_W | Internal | Summer | B1 | 10 | 1970 | 1970 | 94.42 | 108.42 | 0.01 | 13.99
2020 | MAPP_CA_2_MISO_W | MAPP_CA | MISO_W | Internal | Summer | B2 | 25 | 1970 | 1970 | 104.88 | 104.9 | 0.01 | 0.01
2020 | MAPP_CA_2_MISO_W | MAPP_CA | MISO_W | Internal | Summer | B3 | 75 | 1970 | 1970 | 93 | 102.07 | 0.01 | 9.06
2020 | MAPP_CA_2_MISO_W | MAPP_CA | MISO_W | Internal | Summer | B4 | 100 | 1970 | 1970 | 89.86 | 99.05 | 0.01 | 9.18
2020 | MAPP_CA_2_MISO_W | MAPP_CA | MISO_W | Internal | Summer | B5 | 200 | 1970 | 1970 | 89.86 | 97.77 | 0.01 | 7.89
2020 | MAPP_CA_2_MISO_W | MAPP_CA | MISO_W | Internal | Summer | B6 | 300 | 1970 | 1829.45 | 82.85 | 82.86 | 0.01 | 0
2020 | MAPP_CA_2_MISO_W | MAPP_CA | MISO_W | Internal | Summer | B7 | 400 | 1970 | 1927.05 | 70.37 | 70.38 | 0.01 | 0
2020 | MAPP_CA_2_MISO_W | MAPP_CA | MISO_W | Internal | Summer | B8 | 500 | 1970 | 1970 | 61.14 | 63.19 | 0.01 | 2.03
2020 | MAPP_CA_2_MISO_W | MAPP_CA | MISO_W | Internal | Summer | B9 | 800 | 1970 | 1624.31 | 61.14 | 61.15 | 0.01 | 0
2020 | MAPP_CA_2_MISO_W | MAPP_CA | MISO_W | Internal | Summer | B10 | 1262 | 1970 | 0 | 61.14 | 60.24 | 0.01 | 0
2020 | MAPP_CA_2_MISO_W | MAPP_CA | MISO_W | Internal | Winter | B16 | 25 | 1970 | 1243.9 | 87.31 | 87.32 | 0.01 | 0
2020 | MAPP_CA_2_MISO_W | MAPP_CA | MISO_W | Internal | Winter | B17 | 100 | 1970 | 1096.04 | 77.44 | 77.46 | 0.01 | 0
2020 | MAPP_CA_2_MISO_W | MAPP_CA | MISO_W | Internal | Winter | B18 | 400 | 1970 | 1021.98 | 68.71 | 68.72 | 0.01 | 0
2020 | MAPP_CA_2_MISO_W | MAPP_CA | MISO_W | Internal | Winter | B19 | 700 | 1970 | 483.43 | 67.06 | 67.07 | 0.01 | 0
2020 | MAPP_CA_2_MISO_W | MAPP_CA | MISO_W | Internal | Winter | B20 | 935 | 1970 | 0 | 67.06 | 62.18 | 0.01 | 0
2020 | MAPP_US_2_MAPP_CA | MAPP_US | MAPP_CA | Internal | Shoulder | B11 | 25 | 165 | 0 | 76.56 | 75.52 | 7 | 0
2020 | MAPP_US_2_MAPP_CA | MAPP_US | MAPP_CA | Internal | Shoulder | B12 | 200 | 165 | 0 | 63.44 | 70.43 | 7 | 0
2020 | MAPP_US_2_MAPP_CA | MAPP_US | MAPP_CA | Internal | Shoulder | B13 | 600 | 165 | 0 | 59.5 | 66.49 | 7 | 0
2020 | MAPP_US_2_MAPP_CA | MAPP_US | MAPP_CA | Internal | Shoulder | B14 | 900 | 165 | 0 | 56.62 | 63.61 | 7 | 0
2020 | MAPP_US_2_MAPP_CA | MAPP_US | MAPP_CA | Internal | Shoulder | B15 | 1203 | 165 | 165 | 53.37 | 63.61 | 7 | 3.24
2020 | MAPP_US_2_MAPP_CA | MAPP_US | MAPP_CA | Internal | Summer | B1 | 10 | 165 | 0 | 101.42 | 94.42 | 7 | 0
2020 | MAPP_US_2_MAPP_CA | MAPP_US | MAPP_CA | Internal | Summer | B2 | 25 | 165 | 0 | 97.9 | 104.88 | 7 | 0
2020 | MAPP_US_2_MAPP_CA | MAPP_US | MAPP_CA | Internal | Summer | B3 | 75 | 165 | 0 | 95.07 | 93 | 7 | 0
2020 | MAPP_US_2_MAPP_CA | MAPP_US | MAPP_CA | Internal | Summer | B4 | 100 | 165 | 0 | 92.05 | 89.86 | 7 | 0
2020 | MAPP_US_2_MAPP_CA | MAPP_US | MAPP_CA | Internal | Summer | B5 | 200 | 165 | 0 | 90.77 | 89.86 | 7 | 0
2020 | MAPP_US_2_MAPP_CA | MAPP_US | MAPP_CA | Internal | Summer | B6 | 300 | 165 | 0 | 75.86 | 82.85 | 7 | 0
2020 | MAPP_US_2_MAPP_CA | MAPP_US | MAPP_CA | Internal | Summer | B7 | 400 | 165 | 0 | 63.38 | 70.37 | 7 | 0
2020 | MAPP_US_2_MAPP_CA | MAPP_US | MAPP_CA | Internal | Summer | B8 | 500 | 165 | 0 | 56.19 | 61.14 | 7 | 0
2020 | MAPP_US_2_MAPP_CA | MAPP_US | MAPP_CA | Internal | Summer | B9 | 800 | 165 | 0 | 54.15 | 61.14 | 7 | 0
2020 | MAPP_US_2_MAPP_CA | MAPP_US | MAPP_CA | Internal | Summer | B10 | 1262 | 165 | 165 | 53.24 | 61.14 | 7 | 0.9
2020 | MAPP_US_2_MAPP_CA | MAPP_US | MAPP_CA | Internal | Winter | B16 | 25 | 165 | 165 | 60.07 | 87.31 | 7 | 20.23
2020 | MAPP_US_2_MAPP_CA | MAPP_US | MAPP_CA | Internal | Winter | B17 | 100 | 165 | 165 | 65.58 | 77.44 | 7 | 4.87
2020 | MAPP_US_2_MAPP_CA | MAPP_US | MAPP_CA | Internal | Winter | B18 | 400 | 165 | 0 | 61.72 | 68.71 | 7 | 0
2020 | MAPP_US_2_MAPP_CA | MAPP_US | MAPP_CA | Internal | Winter | B19 | 700 | 165 | 0 | 60.07 | 67.06 | 7 | 0
2020 | MAPP_US_2_MAPP_CA | MAPP_US | MAPP_CA | Internal | Winter | B20 | 935 | 165 | 165 | 55.18 | 67.06 | 7 | 4.88
2020 | MAPP_US_2_MISO_W | MAPP_US | MISO_W | Internal | Shoulder | B11 | 25 | 2635 | 2460.69 | 76.56 | 83.56 | 7 | 0
2020 | MAPP_US_2_MISO_W | MAPP_US | MISO_W | Internal | Shoulder | B12 | 200 | 2635 | 2004.02 | 63.44 | 70.44 | 7 | 0
2020 | MAPP_US_2_MISO_W | MAPP_US | MISO_W | Internal | Shoulder | B13 | 600 | 2635 | 2037.79 | 59.5 | 66.5 | 7 | 0
2020 | MAPP_US_2_MISO_W | MAPP_US | MISO_W | Internal | Shoulder | B14 | 900 | 2635 | 992.84 | 56.62 | 63.62 | 7 | 0
2020 | MAPP_US_2_MISO_W | MAPP_US | MISO_W | Internal | Shoulder | B15 | 1203 | 2635 | 2155.63 | 53.37 | 60.37 | 7 | 0
2020 | MAPP_US_2_MISO_W | MAPP_US | MISO_W | Internal | Summer | B1 | 10 | 2635 | 1528.9 | 101.42 | 108.42 | 7 | 0
2020 | MAPP_US_2_MISO_W | MAPP_US | MISO_W | Internal | Summer | B2 | 25 | 2635 | 1786.35 | 97.9 | 104.9 | 7 | 0
2020 | MAPP_US_2_MISO_W | MAPP_US | MISO_W | Internal | Summer | B3 | 75 | 2635 | 1482.83 | 95.07 | 102.07 | 7 | 0
2020 | MAPP_US_2_MISO_W | MAPP_US | MISO_W | Internal | Summer | B4 | 100 | 2635 | 1778.71 | 92.05 | 99.05 | 7 | 0
2020 | MAPP_US_2_MISO_W | MAPP_US | MISO_W | Internal | Summer | B5 | 200 | 2635 | 1690.52 | 90.77 | 97.77 | 7 | 0
2020 | MAPP_US_2_MISO_W | MAPP_US | MISO_W | Internal | Summer | B6 | 300 | 2635 | 1563.9 | 75.86 | 82.86 | 7 | 0
2020 | MAPP_US_2_MISO_W | MAPP_US | MISO_W | Internal | Summer | B7 | 400 | 2635 | 1739.47 | 63.38 | 70.38 | 7 | 0
2020 | MAPP_US_2_MISO_W | MAPP_US | MISO_W | Internal | Summer | B8 | 500 | 2635 | 1830.68 | 56.19 | 63.19 | 7 | 0
2020 | MAPP_US_2_MISO_W | MAPP_US | MISO_W | Internal | Summer | B9 | 800 | 2635 | 1171.29 | 54.15 | 61.15 | 7 | 0
2020 | MAPP_US_2_MISO_W | MAPP_US | MISO_W | Internal | Summer | B10 | 1262 | 2635 | 1087.92 | 53.24 | 60.24 | 7 | 0
2020 | MAPP_US_2_MISO_W | MAPP_US | MISO_W | Internal | Winter | B16 | 25 | 2635 | 2635 | 60.07 | 87.32 | 7 | 20.25
2020 | MAPP_US_2_MISO_W | MAPP_US | MISO_W | Internal | Winter | B17 | 100 | 2635 | 2635 | 65.58 | 77.46 | 7 | 4.88
2020 | MAPP_US_2_MISO_W | MAPP_US | MISO_W | Internal | Winter | B18 | 400 | 2635 | 2307.12 | 61.72 | 68.72 | 7 | 0
2020 | MAPP_US_2_MISO_W | MAPP_US | MISO_W | Internal | Winter | B19 | 700 | 2635 | 772.32 | 60.07 | 67.07 | 7 | 0
2020 | MAPP_US_2_MISO_W | MAPP_US | MISO_W | Internal | Winter | B20 | 935 | 2635 | 1088.32 | 55.18 | 62.18 | 7 | 0
2020 | MAPP_US_2_NE | MAPP_US | NE | Internal | Shoulder | B11 | 25 | 2000 | 0 | 76.56 | 78.56 | 7 | 0
2020 | MAPP_US_2_NE | MAPP_US | NE | Internal | Shoulder | B12 | 200 | 2000 | 0 | 63.44 | 63.21 | 7 | 0
2020 | MAPP_US_2_NE | MAPP_US | NE | Internal | Shoulder | B13 | 600 | 2000 | 0 | 59.5 | 61.49 | 7 | 0
2020 | MAPP_US_2_NE | MAPP_US | NE | Internal | Shoulder | B14 | 900 | 2000 | 0 | 56.62 | 58.61 | 7 | 0
2020 | MAPP_US_2_NE | MAPP_US | NE | Internal | Shoulder | B15 | 1203 | 2000 | 0 | 53.37 | 48.37 | 7 | 0
2020 | MAPP_US_2_NE | MAPP_US | NE | Internal | Summer | B1 | 10 | 2000 | 0 | 101.42 | 103.42 | 7 | 0
2020 | MAPP_US_2_NE | MAPP_US | NE | Internal | Summer | B2 | 25 | 2000 | 0 | 97.9 | 99.9 | 7 | 0
2020 | MAPP_US_2_NE | MAPP_US | NE | Internal | Summer | B3 | 75 | 2000 | 0 | 95.07 | 98.44 | 7 | 0
2020 | MAPP_US_2_NE | MAPP_US | NE | Internal | Summer | B4 | 100 | 2000 | 0 | 92.05 | 94.05 | 7 | 0
2020 | MAPP_US_2_NE | MAPP_US | NE | Internal | Summer | B5 | 200 | 2000 | 0 | 90.77 | 92.77 | 7 | 0
2020 | MAPP_US_2_NE | MAPP_US | NE | Internal | Summer | B6 | 300 | 2000 | 0 | 75.86 | 77.86 | 7 | 0
2020 | MAPP_US_2_NE | MAPP_US | NE | Internal | Summer | B7 | 400 | 2000 | 0 | 63.38 | 65.38 | 7 | 0
2020 | MAPP_US_2_NE | MAPP_US | NE | Internal | Summer | B8 | 500 | 2000 | 0 | 56.19 | 58.19 | 7 | 0
2020 | MAPP_US_2_NE | MAPP_US | NE | Internal | Summer | B9 | 800 | 2000 | 0 | 54.15 | 56.15 | 7 | 0
2020 | MAPP_US_2_NE | MAPP_US | NE | Internal | Summer | B10 | 1262 | 2000 | 0 | 53.24 | 55.24 | 7 | 0
2020 | MAPP_US_2_NE | MAPP_US | NE | Internal | Winter | B16 | 25 | 2000 | 0 | 60.07 | 55.07 | 7 | 0
2020 | MAPP_US_2_NE | MAPP_US | NE | Internal | Winter | B17 | 100 | 2000 | 0 | 65.58 | 60.59 | 7 | 0
2020 | MAPP_US_2_NE | MAPP_US | NE | Internal | Winter | B18 | 400 | 2000 | 0 | 61.72 | 62.24 | 7 | 0
2020 | MAPP_US_2_NE | MAPP_US | NE | Internal | Winter | B19 | 700 | 2000 | 0 | 60.07 | 62.05 | 7 | 0
2020 | MAPP_US_2_NE | MAPP_US | NE | Internal | Winter | B20 | 935 | 2000 | 0 | 55.18 | 56.64 | 7 | 0
2020 | MARITIMES_2_NEISO | MARITIMES | NEISO | Internal | Shoulder | B11 | 25 | 99999 | 1400 | 61.43 | 61.44 | 0.01 | 0
2020 | MARITIMES_2_NEISO | MARITIMES | NEISO | Internal | Shoulder | B12 | 200 | 99999 | 1400 | 61.43 | 61.44 | 0.01 | 0
2020 | MARITIMES_2_NEISO | MARITIMES | NEISO | Internal | Shoulder | B13 | 600 | 99999 | 1400 | 61.43 | 61.44 | 0.01 | 0
2020 | MARITIMES_2_NEISO | MARITIMES | NEISO | Internal | Shoulder | B14 | 900 | 99999 | 1400 | 61.43 | 61.44 | 0.01 | 0
2020 | MARITIMES_2_NEISO | MARITIMES | NEISO | Internal | Shoulder | B15 | 1203 | 99999 | 426.43 | 61.43 | 61.44 | 0.01 | 0
2020 | MARITIMES_2_NEISO | MARITIMES | NEISO | Internal | Summer | B1 | 10 | 99999 | 1400.1 | 345.26 | 345.27 | 0.01 | 0
2020 | MARITIMES_2_NEISO | MARITIMES | NEISO | Internal | Summer | B2 | 25 | 99999 | 1400.1 | 126.68 | 126.7 | 0.01 | 0
2020 | MARITIMES_2_NEISO | MARITIMES | NEISO | Internal | Summer | B3 | 75 | 99999 | 1400.1 | 90 | 90.02 | 0.01 | 0
2020 | MARITIMES_2_NEISO | MARITIMES | NEISO | Internal | Summer | B4 | 100 | 99999 | 1400 | 80.44 | 80.45 | 0.01 | 0
2020 | MARITIMES_2_NEISO | MARITIMES | NEISO | Internal | Summer | B5 | 200 | 99999 | 1400 | 65.85 | 65.86 | 0.01 | 0
2020 | MARITIMES_2_NEISO | MARITIMES | NEISO | Internal | Summer | B6 | 300 | 99999 | 1400 | 58.54 | 58.56 | 0.01 | 0
2020 | MARITIMES_2_NEISO | MARITIMES | NEISO | Internal | Summer | B7 | 400 | 99999 | 1400 | 58.54 | 58.56 | 0.01 | 0
2020 | MARITIMES_2_NEISO | MARITIMES | NEISO | Internal | Summer | B8 | 500 | 99999 | 1400 | 58.54 | 58.56 | 0.01 | 0
2020 | MARITIMES_2_NEISO | MARITIMES | NEISO | Internal | Summer | B9 | 800 | 99999 | 1400 | 58.54 | 58.56 | 0.01 | 0
2020 | MARITIMES_2_NEISO | MARITIMES | NEISO | Internal | Summer | B10 | 1262 | 99999 | 236.13 | 58.54 | 58.56 | 0.01 | 0
2020 | MARITIMES_2_NEISO | MARITIMES | NEISO | Internal | Winter | B16 | 25 | 99999 | 1400 | 70.35 | 70.37 | 0.01 | 0
2020 | MARITIMES_2_NEISO | MARITIMES | NEISO | Internal | Winter | B17 | 100 | 99999 | 1400 | 69.33 | 69.34 | 0.01 | 0
2020 | MARITIMES_2_NEISO | MARITIMES | NEISO | Internal | Winter | B18 | 400 | 99999 | 1400 | 69.03 | 69.05 | 0.01 | 0
2020 | MARITIMES_2_NEISO | MARITIMES | NEISO | Internal | Winter | B19 | 700 | 99999 | 1400 | 69.03 | 69.05 | 0.01 | 0
2020 | MARITIMES_2_NEISO | MARITIMES | NEISO | Internal | Winter | B20 | 935 | 99999 | 475.94 | 69.03 | 69.05 | 0.01 | 0
2020 | MISO_IN_2_MISO_MI | MISO_IN | MISO_MI | Internal | Shoulder | B11 | 25 | 5490 | 0 | 83.57 | 83.56 | 0.01 | 0
2020 | MISO_IN_2_MISO_MI | MISO_IN | MISO_MI | Internal | Shoulder | B12 | 200 | 5490 | 181.18 | 70.44 | 70.45 | 0.01 | 0
2020 | MISO_IN_2_MISO_MI | MISO_IN | MISO_MI | Internal | Shoulder | B13 | 600 | 5490 | 0 | 66.5 | 66.5 | 0.01 | 0
2020 | MISO_IN_2_MISO_MI | MISO_IN | MISO_MI | Internal | Shoulder | B14 | 900 | 5490 | 0 | 63.62 | 63.62 | 0.01 | 0
2020 | MISO_IN_2_MISO_MI | MISO_IN | MISO_MI | Internal | Shoulder | B15 | 1203 | 5490 | 2240.69 | 60.63 | 60.64 | 0.01 | 0
2020 | MISO_IN_2_MISO_MI | MISO_IN | MISO_MI | Internal | Summer | B1 | 10 | 5490 | 0 | 105.41 | 105.4 | 0.01 | 0
2020 | MISO_IN_2_MISO_MI | MISO_IN | MISO_MI | Internal | Summer | B2 | 25 | 5490 | 0 | 104.89 | 104.88 | 0.01 | 0
2020 | MISO_IN_2_MISO_MI | MISO_IN | MISO_MI | Internal | Summer | B3 | 75 | 5490 | 0 | 102.05 | 99.75 | 0.01 | 0
2020 | MISO_IN_2_MISO_MI | MISO_IN | MISO_MI | Internal | Summer | B4 | 100 | 5490 | 0 | 99.04 | 99.03 | 0.01 | 0
2020 | MISO_IN_2_MISO_MI | MISO_IN | MISO_MI | Internal | Summer | B5 | 200 | 5490 | 0 | 97.77 | 97.75 | 0.01 | 0
2020 | MISO_IN_2_MISO_MI | MISO_IN | MISO_MI | Internal | Summer | B6 | 300 | 5490 | 0 | 82.86 | 82.85 | 0.01 | 0
2020 | MISO_IN_2_MISO_MI | MISO_IN | MISO_MI | Internal | Summer | B7 | 400 | 5490 | 0 | 70.38 | 70.38 | 0.01 | 0
2020 | MISO_IN_2_MISO_MI | MISO_IN | MISO_MI | Internal | Summer | B8 | 500 | 5490 | 32.8 | 63.17 | 63.19 | 0.01 | 0
2020 | MISO_IN_2_MISO_MI | MISO_IN | MISO_MI | Internal | Summer | B9 | 800 | 5490 | 0 | 61.14 | 61.13 | 0.01 | 0
2020 | MISO_IN_2_MISO_MI | MISO_IN | MISO_MI | Internal | Summer | B10 | 1262 | 5490 | 363.62 | 60.22 | 60.23 | 0.01 | 0
2020 | MISO_IN_2_MISO_MI | MISO_IN | MISO_MI | Internal | Winter | B16 | 25 | 5490 | 0 | 87.32 | 87.31 | 0.01 | 0
2020 | MISO_IN_2_MISO_MI | MISO_IN | MISO_MI | Internal | Winter | B17 | 100 | 5490 | 0 | 77.46 | 77.46 | 0.01 | 0
2020 | MISO_IN_2_MISO_MI | MISO_IN | MISO_MI | Internal | Winter | B18 | 400 | 5490 | 357.08 | 68.41 | 68.42 | 0.01 | 0
2020 | MISO_IN_2_MISO_MI | MISO_IN | MISO_MI | Internal | Winter | B19 | 700 | 5490 | 41.88 | 67.05 | 67.06 | 0.01 | 0
2020 | MISO_IN_2_MISO_MI | MISO_IN | MISO_MI | Internal | Winter | B20 | 935 | 5490 | 2915.42 | 61.76 | 61.77 | 0.01 | 0
2020 | MISO_IN_2_MISO_MO-IL | MISO_IN | MISO_MO-IL | Internal | Shoulder | B11 | 25 | 5000 | 0 | 83.57 | 83.57 | 0.01 | 0
2020 | MISO_IN_2_MISO_MO-IL | MISO_IN | MISO_MO-IL | Internal | Shoulder | B12 | 200 | 5000 | 0 | 70.44 | 70.43 | 0.01 | 0
2020 | MISO_IN_2_MISO_MO-IL | MISO_IN | MISO_MO-IL | Internal | Shoulder | B13 | 600 | 5000 | 0 | 66.5 | 66.5 | 0.01 | 0
2020 | MISO_IN_2_MISO_MO-IL | MISO_IN | MISO_MO-IL | Internal | Shoulder | B14 | 900 | 5000 | 0 | 63.62 | 63.62 | 0.01 | 0
2020 | MISO_IN_2_MISO_MO-IL | MISO_IN | MISO_MO-IL | Internal | Shoulder | B15 | 1203 | 5000 | 0 | 60.63 | 60.37 | 0.01 | 0
2020 | MISO_IN_2_MISO_MO-IL | MISO_IN | MISO_MO-IL | Internal | Summer | B1 | 10 | 5000 | 1594.26 | 105.41 | 105.43 | 0.01 | 0
2020 | MISO_IN_2_MISO_MO-IL | MISO_IN | MISO_MO-IL | Internal | Summer | B2 | 25 | 5000 | 569.26 | 104.89 | 104.9 | 0.01 | 0
2020 | MISO_IN_2_MISO_MO-IL | MISO_IN | MISO_MO-IL | Internal | Summer | B3 | 75 | 5000 | 2448.31 | 102.05 | 102.06 | 0.01 | 0
2020 | MISO_IN_2_MISO_MO-IL | MISO_IN | MISO_MO-IL | Internal | Summer | B4 | 100 | 5000 | 548.23 | 99.04 | 99.05 | 0.01 | 0
2020 | MISO_IN_2_MISO_MO-IL | MISO_IN | MISO_MO-IL | Internal | Summer | B5 | 200 | 5000 | 43.91 | 97.77 | 97.78 | 0.01 | 0
2020 | MISO_IN_2_MISO_MO-IL | MISO_IN | MISO_MO-IL | Internal | Summer | B6 | 300 | 5000 | 2125.94 | 82.86 | 82.87 | 0.01 | 0
2020 | MISO_IN_2_MISO_MO-IL | MISO_IN | MISO_MO-IL | Internal | Summer | B7 | 400 | 5000 | 2191.14 | 70.38 | 70.39 | 0.01 | 0
2020 | MISO_IN_2_MISO_MO-IL | MISO_IN | MISO_MO-IL | Internal | Summer | B8 | 500 | 5000 | 1875.98 | 63.17 | 63.19 | 0.01 | 0
2020 | MISO_IN_2_MISO_MO-IL | MISO_IN | MISO_MO-IL | Internal | Summer | B9 | 800 | 5000 | 2338 | 61.14 | 61.15 | 0.01 | 0
2020 | MISO_IN_2_MISO_MO-IL | MISO_IN | MISO_MO-IL | Internal | Summer | B10 | 1262 | 5000 | 1363.75 | 60.22 | 60.23 | 0.01 | 0
2020 | MISO_IN_2_MISO_MO-IL | MISO_IN | MISO_MO-IL | Internal | Winter | B16 | 25 | 5000 | 0 | 87.32 | 87.32 | 0.01 | 0
2020 | MISO_IN_2_MISO_MO-IL | MISO_IN | MISO_MO-IL | Internal | Winter | B17 | 100 | 5000 | 0 | 77.46 | 77.44 | 0.01 | 0
2020 | MISO_IN_2_MISO_MO-IL | MISO_IN | MISO_MO-IL | Internal | Winter | B18 | 400 | 5000 | 0 | 68.41 | 68.4 | 0.01 | 0
2020 | MISO_IN_2_MISO_MO-IL | MISO_IN | MISO_MO-IL | Internal | Winter | B19 | 700 | 5000 | 1391.61 | 67.05 | 67.06 | 0.01 | 0
2020 | MISO_IN_2_MISO_MO-IL | MISO_IN | MISO_MO-IL | Internal | Winter | B20 | 935 | 5000 | 0 | 61.76 | 61.75 | 0.01 | 0
2020 | MISO_IN_2_NonRTO_Midwest | MISO_IN | NonRTO_Midwest | Internal | Shoulder | B11 | 25 | 4800 | 1364.89 | 83.57 | 91.57 | 8 | 0
2020 | MISO_IN_2_NonRTO_Midwest | MISO_IN | NonRTO_Midwest | Internal | Shoulder | B12 | 200 | 4800 | 946 | 70.44 | 78.44 | 8 | 0
2020 | MISO_IN_2_NonRTO_Midwest | MISO_IN | NonRTO_Midwest | Internal | Shoulder | B13 | 600 | 4800 | 403.13 | 66.5 | 74.5 | 8 | 0
2020 | MISO_IN_2_NonRTO_Midwest | MISO_IN | NonRTO_Midwest | Internal | Shoulder | B14 | 900 | 4800 | 11.53 | 63.62 | 71.62 | 8 | 0
2020 | MISO_IN_2_NonRTO_Midwest | MISO_IN | NonRTO_Midwest | Internal | Shoulder | B15 | 1203 | 4800 | 0 | 60.63 | 63.46 | 8 | 0
2020 | MISO_IN_2_NonRTO_Midwest | MISO_IN | NonRTO_Midwest | Internal | Summer | B1 | 10 | 4800 | 0 | 105.41 | 108.42 | 8 | 0
2020 | MISO_IN_2_NonRTO_Midwest | MISO_IN | NonRTO_Midwest | Internal | Summer | B2 | 25 | 4800 | 0 | 104.89 | 108.34 | 8 | 0
2020 | MISO_IN_2_NonRTO_Midwest | MISO_IN | NonRTO_Midwest | Internal | Summer | B3 | 75 | 4800 | 0 | 102.05 | 108.34 | 8 | 0
2020 | MISO_IN_2_NonRTO_Midwest | MISO_IN | NonRTO_Midwest | Internal | Summer | B4 | 100 | 4800 | 1684.64 | 99.04 | 107.04 | 8 | 0
2020 | MISO_IN_2_NonRTO_Midwest | MISO_IN | NonRTO_Midwest | Internal | Summer | B5 | 200 | 4800 | 1379.95 | 97.77 | 105.77 | 8 | 0
2020 | MISO_IN_2_NonRTO_Midwest | MISO_IN | NonRTO_Midwest | Internal | Summer | B6 | 300 | 4800 | 906.96 | 82.86 | 90.86 | 8 | 0
2020 | MISO_IN_2_NonRTO_Midwest | MISO_IN | NonRTO_Midwest | Internal | Summer | B7 | 400 | 4800 | 236.25 | 70.38 | 78.38 | 8 | 0
2020 | MISO_IN_2_NonRTO_Midwest | MISO_IN | NonRTO_Midwest | Internal | Summer | B8 | 500 | 4800 | 0 | 63.17 | 65.39 | 8 | 0
2020 | MISO_IN_2_NonRTO_Midwest | MISO_IN | NonRTO_Midwest | Internal | Summer | B9 | 800 | 4800 | 0 | 61.14 | 65.23 | 8 | 0
2020 | MISO_IN_2_NonRTO_Midwest | MISO_IN | NonRTO_Midwest | Internal | Summer | B10 | 1262 | 4800 | 0 | 60.22 | 61.53 | 8 | 0
2020 | MISO_IN_2_NonRTO_Midwest | MISO_IN | NonRTO_Midwest | Internal | Winter | B16 | 25 | 4800 | 3343.25 | 87.32 | 95.32 | 8 | 0
2020 | MISO_IN_2_NonRTO_Midwest | MISO_IN | NonRTO_Midwest | Internal | Winter | B17 | 100 | 4800 | 2348.14 | 77.46 | 85.46 | 8 | 0
2020 | MISO_IN_2_NonRTO_Midwest | MISO_IN | NonRTO_Midwest | Internal | Winter | B18 | 400 | 4800 | 1504.31 | 68.41 | 76.41 | 8 | 0
2020 | MISO_IN_2_NonRTO_Midwest | MISO_IN | NonRTO_Midwest | Internal | Winter | B19 | 700 | 4800 | 848.26 | 67.05 | 75.05 | 8 | 0
2020 | MISO_IN_2_NonRTO_Midwest | MISO_IN | NonRTO_Midwest | Internal | Winter | B20 | 935 | 4800 | 0 | 61.76 | 65.39 | 8 | 0
2020 | MISO_IN_2_PJM_ROR | MISO_IN | PJM_ROR | Internal | Shoulder | B11 | 25 | 992 | 0 | 83.57 | 85.56 | 2 | 0
2020 | MISO_IN_2_PJM_ROR | MISO_IN | PJM_ROR | Internal | Shoulder | B12 | 200 | 992 | 44.36 | 70.44 | 72.44 | 2 | 0
2020 | MISO_IN_2_PJM_ROR | MISO_IN | PJM_ROR | Internal | Shoulder | B13 | 600 | 992 | 379.53 | 66.5 | 68.5 | 2 | 0
2020 | MISO_IN_2_PJM_ROR | MISO_IN | PJM_ROR | Internal | Shoulder | B14 | 900 | 992 | 874.94 | 63.62 | 65.62 | 2 | 0
2020 | MISO_IN_2_PJM_ROR | MISO_IN | PJM_ROR | Internal | Shoulder | B15 | 1203 | 992 | 0 | 60.63 | 62.37 | 2 | 0
2020 | MISO_IN_2_PJM_ROR | MISO_IN | PJM_ROR | Internal | Summer | B1 | 10 | 992 | 992 | 105.41 | 110.42 | 2 | 3
2020 | MISO_IN_2_PJM_ROR | MISO_IN | PJM_ROR | Internal | Summer | B2 | 25 | 992 | 992 | 104.89 | 106.9 | 2 | 0.01
2020 | MISO_IN_2_PJM_ROR | MISO_IN | PJM_ROR | Internal | Summer | B3 | 75 | 992 | 0 | 102.05 | 101.03 | 2 | 0
2020 | MISO_IN_2_PJM_ROR | MISO_IN | PJM_ROR | Internal | Summer | B4 | 100 | 992 | 0 | 99.04 | 101.03 | 2 | 0
2020 | MISO_IN_2_PJM_ROR | MISO_IN | PJM_ROR | Internal | Summer | B5 | 200 | 992 | 653.06 | 97.77 | 99.77 | 2 | 0
2020 | MISO_IN_2_PJM_ROR | MISO_IN | PJM_ROR | Internal | Summer | B6 | 300 | 992 | 717.59 | 82.86 | 84.86 | 2 | 0
2020 | MISO_IN_2_PJM_ROR | MISO_IN | PJM_ROR | Internal | Summer | B7 | 400 | 992 | 489.81 | 70.38 | 72.38 | 2 | 0
2020 | MISO_IN_2_PJM_ROR | MISO_IN | PJM_ROR | Internal | Summer | B8 | 500 | 992 | 992 | 63.17 | 65.19 | 2 | 0.01
2020 | MISO_IN_2_PJM_ROR | MISO_IN | PJM_ROR | Internal | Summer | B9 | 800 | 992 | 0 | 61.14 | 62.79 | 2 | 0
2020 | MISO_IN_2_PJM_ROR | MISO_IN | PJM_ROR | Internal | Summer | B10 | 1262 | 992 | 0 | 60.22 | 60.47 | 2 | 0
2020 | MISO_IN_2_PJM_ROR | MISO_IN | PJM_ROR | Internal | Winter | B16 | 25 | 992 | 657.87 | 87.32 | 89.32 | 2 | 0
2020 | MISO_IN_2_PJM_ROR | MISO_IN | PJM_ROR | Internal | Winter | B17 | 100 | 992 | 691.2 | 77.46 | 79.46 | 2 | 0
2020 | MISO_IN_2_PJM_ROR | MISO_IN | PJM_ROR | Internal | Winter | B18 | 400 | 992 | 992 | 68.41 | 70.72 | 2 | 0.31
2020 | MISO_IN_2_PJM_ROR | MISO_IN | PJM_ROR | Internal | Winter | B19 | 700 | 992 | 992 | 67.05 | 69.07 | 2 | 0.02
2020 | MISO_IN_2_PJM_ROR | MISO_IN | PJM_ROR | Internal | Winter | B20 | 935 | 992 | 992 | 61.76 | 64.18 | 2 | 0.42
2020 | MISO_MI_2_MISO_IN | MISO_MI | MISO_IN | Internal | Shoulder | B11 | 25 | 2535 | 1490.42 | 83.56 | 83.57 | 0.01 | 0
2020 | MISO_MI_2_MISO_IN | MISO_MI | MISO_IN | Internal | Shoulder | B12 | 200 | 2535 | 0 | 70.45 | 70.44 | 0.01 | 0
2020 | MISO_MI_2_MISO_IN | MISO_MI | MISO_IN | Internal | Shoulder | B13 | 600 | 2535 | 0 | 66.5 | 66.5 | 0.01 | 0
2020 | MISO_MI_2_MISO_IN | MISO_MI | MISO_IN | Internal | Shoulder | B14 | 900 | 2535 | 0 | 63.62 | 63.62 | 0.01 | 0
2020 | MISO_MI_2_MISO_IN | MISO_MI | MISO_IN | Internal | Shoulder | B15 | 1203 | 2535 | 0 | 60.64 | 60.63 | 0.01 | 0
2020 | MISO_MI_2_MISO_IN | MISO_MI | MISO_IN | Internal | Summer | B1 | 10 | 2535 | 1653.11 | 105.4 | 105.41 | 0.01 | 0
2020 | MISO_MI_2_MISO_IN | MISO_MI | MISO_IN | Internal | Summer | B2 | 25 | 2535 | 2486.49 | 104.88 | 104.89 | 0.01 | 0
2020 | MISO_MI_2_MISO_IN | MISO_MI | MISO_IN | Internal | Summer | B3 | 75 | 2535 | 2535 | 99.75 | 102.05 | 0.01 | 2.29
2020 | MISO_MI_2_MISO_IN | MISO_MI | MISO_IN | Internal | Summer | B4 | 100 | 2535 | 1546.94 | 99.03 | 99.04 | 0.01 | 0
2020 | MISO_MI_2_MISO_IN | MISO_MI | MISO_IN | Internal | Summer | B5 | 200 | 2535 | 1129.37 | 97.75 | 97.77 | 0.01 | 0
2020 | MISO_MI_2_MISO_IN | MISO_MI | MISO_IN | Internal | Summer | B6 | 300 | 2535 | 1905.98 | 82.85 | 82.86 | 0.01 | 0
2020 | MISO_MI_2_MISO_IN | MISO_MI | MISO_IN | Internal | Summer | B7 | 400 | 2535 | 0 | 70.38 | 70.38 | 0.01 | 0
2020 | MISO_MI_2_MISO_IN | MISO_MI | MISO_IN | Internal | Summer | B8 | 500 | 2535 | 0 | 63.19 | 63.17 | 0.01 | 0
2020 | MISO_MI_2_MISO_IN | MISO_MI | MISO_IN | Internal | Summer | B9 | 800 | 2535 | 1162.11 | 61.13 | 61.14 | 0.01 | 0
2020 | MISO_MI_2_MISO_IN | MISO_MI | MISO_IN | Internal | Summer | B10 | 1262 | 2535 | 0 | 60.23 | 60.22 | 0.01 | 0
2020 | MISO_MI_2_MISO_IN | MISO_MI | MISO_IN | Internal | Winter | B16 | 25 | 2535 | 2508 | 87.31 | 87.32 | 0.01 | 0
2020 | MISO_MI_2_MISO_IN | MISO_MI | MISO_IN | Internal | Winter | B17 | 100 | 2535 | 0 | 77.46 | 77.46 | 0.01 | 0
2020 | MISO_MI_2_MISO_IN | MISO_MI | MISO_IN | Internal | Winter | B18 | 400 | 2535 | 0 | 68.42 | 68.41 | 0.01 | 0
2020 | MISO_MI_2_MISO_IN | MISO_MI | MISO_IN | Internal | Winter | B19 | 700 | 2535 | 0 | 67.06 | 67.05 | 0.01 | 0
2020 | MISO_MI_2_MISO_IN | MISO_MI | MISO_IN | Internal | Winter | B20 | 935 | 2535 | 0 | 61.77 | 61.76 | 0.01 | 0
2020 | MISO_MI_2_MISO_WUMS | MISO_MI | MISO_WUMS | Internal | Shoulder | B11 | 25 | 312 | 54.49 | 83.56 | 83.57 | 0.01 | 0
2020 | MISO_MI_2_MISO_WUMS | MISO_MI | MISO_WUMS | Internal | Shoulder | B12 | 200 | 312 | 0 | 70.45 | 70.45 | 0.01 | 0
2020 | MISO_MI_2_MISO_WUMS | MISO_MI | MISO_WUMS | Internal | Shoulder | B13 | 600 | 312 | 72.29 | 66.5 | 66.51 | 0.01 | 0
2020 | MISO_MI_2_MISO_WUMS | MISO_MI | MISO_WUMS | Internal | Shoulder | B14 | 900 | 312 | 62.27 | 63.62 | 63.63 | 0.01 | 0
2020 | MISO_MI_2_MISO_WUMS | MISO_MI | MISO_WUMS | Internal | Shoulder | B15 | 1203 | 312 | 0 | 60.64 | 60.38 | 0.01 | 0
2020 | MISO_MI_2_MISO_WUMS | MISO_MI | MISO_WUMS | Internal | Summer | B1 | 10 | 312 | 312 | 105.4 | 108.4 | 0.01 | 2.99
2020 | MISO_MI_2_MISO_WUMS | MISO_MI | MISO_WUMS | Internal | Summer | B2 | 25 | 312 | 312 | 104.88 | 104.9 | 0.01 | 0.01
2020 | MISO_MI_2_MISO_WUMS | MISO_MI | MISO_WUMS | Internal | Summer | B3 | 75 | 312 | 312 | 99.75 | 102.08 | 0.01 | 2.32
2020 | MISO_MI_2_MISO_WUMS | MISO_MI | MISO_WUMS | Internal | Summer | B4 | 100 | 312 | 69.47 | 99.03 | 99.04 | 0.01 | 0
2020 | MISO_MI_2_MISO_WUMS | MISO_MI | MISO_WUMS | Internal | Summer | B5 | 200 | 312 | 139.55 | 97.75 | 97.77 | 0.01 | 0
2020 | MISO_MI_2_MISO_WUMS | MISO_MI | MISO_WUMS | Internal | Summer | B6 | 300 | 312 | 102.11 | 82.85 | 82.86 | 0.01 | 0
2020 | MISO_MI_2_MISO_WUMS | MISO_MI | MISO_WUMS | Internal | Summer | B7 | 400 | 312 | 0 | 70.38 | 70.38 | 0.01 | 0
2020 | MISO_MI_2_MISO_WUMS | MISO_MI | MISO_WUMS | Internal | Summer | B8 | 500 | 312 | 0.14 | 63.19 | 63.2 | 0.01 | 0
2020 | MISO_MI_2_MISO_WUMS | MISO_MI | MISO_WUMS | Internal | Summer | B9 | 800 | 312 | 105.84 | 61.13 | 61.14 | 0.01 | 0
2020 | MISO_MI_2_MISO_WUMS | MISO_MI | MISO_WUMS | Internal | Summer | B10 | 1262 | 312 | 312 | 60.23 | 60.25 | 0.01 | 0.01
2020 | MISO_MI_2_MISO_WUMS | MISO_MI | MISO_WUMS | Internal | Winter | B16 | 25 | 312 | 0 | 87.31 | 87.31 | 0.01 | 0
2020 | MISO_MI_2_MISO_WUMS | MISO_MI | MISO_WUMS | Internal | Winter | B17 | 100 | 312 | 0 | 77.46 | 77.44 | 0.01 | 0
2020 | MISO_MI_2_MISO_WUMS | MISO_MI | MISO_WUMS | Internal | Winter | B18 | 400 | 312 | 312 | 68.42 | 68.72 | 0.01 | 0.29
2020 | MISO_MI_2_MISO_WUMS | MISO_MI | MISO_WUMS | Internal | Winter | B19 | 700 | 312 | 265.84 | 67.06 | 67.07 | 0.01 | 0
2020 | MISO_MI_2_MISO_WUMS | MISO_MI | MISO_WUMS | Internal | Winter | B20 | 935 | 312 | 312 | 61.77 | 62.2 | 0.01 | 0.41
2020 | MISO_MI_2_PJM_ROR | MISO_MI | PJM_ROR | Internal | Shoulder | B11 | 25 | 1424 | 1300.11 | 83.56 | 85.56 | 2 | 0
2020 | MISO_MI_2_PJM_ROR | MISO_MI | PJM_ROR | Internal | Shoulder | B12 | 200 | 1424 | 0 | 70.45 | 72.44 | 2 | 0
2020 | MISO_MI_2_PJM_ROR | MISO_MI | PJM_ROR | Internal | Shoulder | B13 | 600 | 1424 | 79.01 | 66.5 | 68.5 | 2 | 0
2020 | MISO_MI_2_PJM_ROR | MISO_MI | PJM_ROR | Internal | Shoulder | B14 | 900 | 1424 | 75.12 | 63.62 | 65.62 | 2 | 0
2020 | MISO_MI_2_PJM_ROR | MISO_MI | PJM_ROR | Internal | Shoulder | B15 | 1203 | 1424 | 0 | 60.64 | 62.37 | 2 | 0
2020 | MISO_MI_2_PJM_ROR | MISO_MI | PJM_ROR | Internal | Summer | B1 | 10 | 1424 | 1424 | 105.4 | 110.42 | 2 | 3.01
2020 | MISO_MI_2_PJM_ROR | MISO_MI | PJM_ROR | Internal | Summer | B2 | 25 | 1424 | 1424 | 104.88 | 106.9 | 2 | 0.02
2020 | MISO_MI_2_PJM_ROR | MISO_MI | PJM_ROR | Internal | Summer | B3 | 75 | 1424 | 0 | 99.75 | 101.03 | 2 | 0
2020 | MISO_MI_2_PJM_ROR | MISO_MI | PJM_ROR | Internal | Summer | B4 | 100 | 1424 | 267.21 | 99.03 | 101.03 | 2 | 0
2020 | MISO_MI_2_PJM_ROR | MISO_MI | PJM_ROR | Internal | Summer | B5 | 200 | 1424 | 1424 | 97.75 | 99.77 | 2 | 0.01
2020 | MISO_MI_2_PJM_ROR | MISO_MI | PJM_ROR | Internal | Summer | B6 | 300 | 1424 | 1424 | 82.85 | 84.86 | 2 | 0.01
2020 | MISO_MI_2_PJM_ROR | MISO_MI | PJM_ROR | Internal | Summer | B7 | 400 | 1424 | 880.63 | 70.38 | 72.38 | 2 | 0
2020 | MISO_MI_2_PJM_ROR | MISO_MI | PJM_ROR | Internal | Summer | B8 | 500 | 1424 | 489.94 | 63.19 | 65.19 | 2 | 0
2020 | MISO_MI_2_PJM_ROR | MISO_MI | PJM_ROR | Internal | Summer | B9 | 800 | 1424 | 0 | 61.13 | 62.79 | 2 | 0
2020 | MISO_MI_2_PJM_ROR | MISO_MI | PJM_ROR | Internal | Summer | B10 | 1262 | 1424 | 0 | 60.23 | 60.47 | 2 | 0
2020 | MISO_MI_2_PJM_ROR | MISO_MI | PJM_ROR | Internal | Winter | B16 | 25 | 1424 | 1424 | 87.31 | 89.32 | 2 | 0.01
2020 | MISO_MI_2_PJM_ROR | MISO_MI | PJM_ROR | Internal | Winter | B17 | 100 | 1424 | 1339.2 | 77.46 | 79.46 | 2 | 0
2020 | MISO_MI_2_PJM_ROR | MISO_MI | PJM_ROR | Internal | Winter | B18 | 400 | 1424 | 1424 | 68.42 | 70.72 | 2 | 0.3
2020 | MISO_MI_2_PJM_ROR | MISO_MI | PJM_ROR | Internal | Winter | B19 | 700 | 1424 | 1424 | 67.06 | 69.07 | 2 | 0.01
2020 | MISO_MI_2_PJM_ROR | MISO_MI | PJM_ROR | Internal | Winter | B20 | 935 | 1424 | 1424 | 61.77 | 64.18 | 2 | 0.41
2020 | MISO_MO-IL_2_ENT | MISO_MO-IL | ENT | Internal | Shoulder | B11 | 25 | 2540 | 0 | 83.57 | 75.57 | 8 | 0
2020 | MISO_MO-IL_2_ENT | MISO_MO-IL | ENT | Internal | Shoulder | B12 | 200 | 2540 | 0 | 70.43 | 68.19 | 8 | 0
2020 | MISO_MO-IL_2_ENT | MISO_MO-IL | ENT | Internal | Shoulder | B13 | 600 | 2540 | 0 | 66.5 | 66.5 | 8 | 0
2020 | MISO_MO-IL_2_ENT | MISO_MO-IL | ENT | Internal | Shoulder | B14 | 900 | 2540 | 0 | 63.62 | 63.62 | 8 | 0
2020 | MISO_MO-IL_2_ENT | MISO_MO-IL | ENT | Internal | Shoulder | B15 | 1203 | 2540 | 0 | 60.37 | 59.3 | 8 | 0
2020 | MISO_MO-IL_2_ENT | MISO_MO-IL | ENT | Internal | Summer | B1 | 10 | 2540 | 0 | 105.43 | 94.73 | 8 | 0
2020 | MISO_MO-IL_2_ENT | MISO_MO-IL | ENT | Internal | Summer | B2 | 25 | 2540 | 0 | 104.9 | 104.9 | 8 | 0
2020 | MISO_MO-IL_2_ENT | MISO_MO-IL | ENT | Internal | Summer | B3 | 75 | 2540 | 0 | 102.06 | 103.46 | 8 | 0
2020 | MISO_MO-IL_2_ENT | MISO_MO-IL | ENT | Internal | Summer | B4 | 100 | 2540 | 0 | 99.05 | 99.05 | 8 | 0
2020 | MISO_MO-IL_2_ENT | MISO_MO-IL | ENT | Internal | Summer | B5 | 200 | 2540 | 0 | 97.78 | 97.77 | 8 | 0
2020 | MISO_MO-IL_2_ENT | MISO_MO-IL | ENT | Internal | Summer | B6 | 300 | 2540 | 0 | 82.87 | 82.87 | 8 | 0
2020 | MISO_MO-IL_2_ENT | MISO_MO-IL | ENT | Internal | Summer | B7 | 400 | 2540 | 0 | 70.39 | 70.39 | 8 | 0
2020 | MISO_MO-IL_2_ENT | MISO_MO-IL | ENT | Internal | Summer | B8 | 500 | 2540 | 0 | 63.19 | 66.82 | 8 | 0
2020 | MISO_MO-IL_2_ENT | MISO_MO-IL | ENT | Internal | Summer | B9 | 800 | 2540 | 0 | 61.15 | 66.33 | 8 | 0
2020 | MISO_MO-IL_2_ENT | MISO_MO-IL | ENT | Internal | Summer | B10 | 1262 | 2540 | 0 | 60.23 | 63.75 | 8 | 0
2020 | MISO_MO-IL_2_ENT | MISO_MO-IL | ENT | Internal | Winter | B16 | 25 | 2540 | 0 | 87.32 | 73.03 | 8 | 0
2020 | MISO_MO-IL_2_ENT | MISO_MO-IL | ENT | Internal | Winter | B17 | 100 | 2540 | 0 | 77.44 | 70.4 | 8 | 0
2020 | MISO_MO-IL_2_ENT | MISO_MO-IL | ENT | Internal | Winter | B18 | 400 | 2540 | 0 | 68.4 | 68.4 | 8 | 0
2020 | MISO_MO-IL_2_ENT | MISO_MO-IL | ENT | Internal | Winter | B19 | 700 | 2540 | 0 | 67.06 | 67.07 | 8 | 0
2020 | MISO_MO-IL_2_ENT | MISO_MO-IL | ENT | Internal | Winter | B20 | 935 | 2540 | 0 | 61.75 | 61.71 | 8 | 0
2020 | MISO_MO-IL_2_MISO_IN | MISO_MO-IL | MISO_IN | Internal | Shoulder | B11 | 25 | 2100 | 0 | 83.57 | 83.57 | 0.01 | 0
2020 | MISO_MO-IL_2_MISO_IN | MISO_MO-IL | MISO_IN | Internal | Shoulder | B12 | 200 | 2100 | 645.8 | 70.43 | 70.44 | 0.01 | 0
2020 | MISO_MO-IL_2_MISO_IN | MISO_MO-IL | MISO_IN | Internal | Shoulder | B13 | 600 | 2100 | 0 | 66.5 | 66.5 | 0.01 | 0
2020 | MISO_MO-IL_2_MISO_IN | MISO_MO-IL | MISO_IN | Internal | Shoulder | B14 | 900 | 2100 | 0 | 63.62 | 63.62 | 0.01 | 0
2020 | MISO_MO-IL_2_MISO_IN | MISO_MO-IL | MISO_IN | Internal | Shoulder | B15 | 1203 | 2100 | 2100 | 60.37 | 60.63 | 0.01 | 0.25
2020 | MISO_MO-IL_2_MISO_IN | MISO_MO-IL | MISO_IN | Internal | Summer | B1 | 10 | 2100 | 0 | 105.43 | 105.41 | 0.01 | 0
2020 | MISO_MO-IL_2_MISO_IN | MISO_MO-IL | MISO_IN | Internal | Summer | B2 | 25 | 2100 | 0 | 104.9 | 104.89 | 0.01 | 0
2020 | MISO_MO-IL_2_MISO_IN | MISO_MO-IL | MISO_IN | Internal | Summer | B3 | 75 | 2100 | 0 | 102.06 | 102.05 | 0.01 | 0
2020 | MISO_MO-IL_2_MISO_IN | MISO_MO-IL | MISO_IN | Internal | Summer | B4 | 100 | 2100 | 0 | 99.05 | 99.04 | 0.01 | 0
2020 | MISO_MO-IL_2_MISO_IN | MISO_MO-IL | MISO_IN | Internal | Summer | B5 | 200 | 2100 | 0 | 97.78 | 97.77 | 0.01 | 0
2020 | MISO_MO-IL_2_MISO_IN | MISO_MO-IL | MISO_IN | Internal | Summer | B6 | 300 | 2100 | 0 | 82.87 | 82.86 | 0.01 | 0
2020 | MISO_MO-IL_2_MISO_IN | MISO_MO-IL | MISO_IN | Internal | Summer | B7 | 400 | 2100 | 0 | 70.39 | 70.38 | 0.01 | 0
2020 | MISO_MO-IL_2_MISO_IN | MISO_MO-IL | MISO_IN | Internal | Summer | B8 | 500 | 2100 | 0 | 63.19 | 63.17 | 0.01 | 0
2020 | MISO_MO-IL_2_MISO_IN | MISO_MO-IL | MISO_IN | Internal | Summer | B9 | 800 | 2100 | 0 | 61.15 | 61.14 | 0.01 | 0
2020 | MISO_MO-IL_2_MISO_IN | MISO_MO-IL | MISO_IN | Internal | Summer | B10 | 1262 | 2100 | 0 | 60.23 | 60.22 | 0.01 | 0
2020 | MISO_MO-IL_2_MISO_IN | MISO_MO-IL | MISO_IN | Internal | Winter | B16 | 25 | 2100 | 0 | 87.32 | 87.32 | 0.01 | 0
2020 | MISO_MO-IL_2_MISO_IN | MISO_MO-IL | MISO_IN | Internal | Winter | B17 | 100 | 2100 | 786.21 | 77.44 | 77.46 | 0.01 | 0
2020 | MISO_MO-IL_2_MISO_IN | MISO_MO-IL | MISO_IN | Internal | Winter | B18 | 400 | 2100 | 373.04 | 68.4 | 68.41 | 0.01 | 0
2020 | MISO_MO-IL_2_MISO_IN | MISO_MO-IL | MISO_IN | Internal | Winter | B19 | 700 | 2100 | 0 | 67.06 | 67.05 | 0.01 | 0
2020 | MISO_MO-IL_2_MISO_IN | MISO_MO-IL | MISO_IN | Internal | Winter | B20 | 935 | 2100 | 985.83 | 61.75 | 61.76 | 0.01 | 0
2020 | MISO_MO-IL_2_MISO_W | MISO_MO-IL | MISO_W | Internal | Shoulder | B11 | 25 | 1208 | 0 | 83.57 | 83.56 | 0.01 | 0
2020 | MISO_MO-IL_2_MISO_W | MISO_MO-IL | MISO_W | Internal | Shoulder | B12 | 200 | 1208 | 42.9 | 70.43 | 70.44 | 0.01 | 0
2020 | MISO_MO-IL_2_MISO_W | MISO_MO-IL | MISO_W | Internal | Shoulder | B13 | 600 | 1208 | 0 | 66.5 | 66.5 | 0.01 | 0
2020 | MISO_MO-IL_2_MISO_W | MISO_MO-IL | MISO_W | Internal | Shoulder | B14 | 900 | 1208 | 0 | 63.62 | 63.62 | 0.01 | 0
2020 | MISO_MO-IL_2_MISO_W | MISO_MO-IL | MISO_W | Internal | Shoulder | B15 | 1203 | 1208 | 0 | 60.37 | 60.37 | 0.01 | 0
2020 | MISO_MO-IL_2_MISO_W | MISO_MO-IL | MISO_W | Internal | Summer | B1 | 10 | 1208 | 1208 | 105.43 | 108.42 | 0.01 | 2.98
2020 | MISO_MO-IL_2_MISO_W | MISO_MO-IL | MISO_W | Internal | Summer | B2 | 25 | 1208 | 0 | 104.9 | 104.9 | 0.01 | 0
2020 | MISO_MO-IL_2_MISO_W | MISO_MO-IL | MISO_W | Internal | Summer | B3 | 75 | 1208 | 854.28 | 102.06 | 102.07 | 0.01 | 0
2020 | MISO_MO-IL_2_MISO_W | MISO_MO-IL | MISO_W | Internal | Summer | B4 | 100 | 1208 | 0 | 99.05 | 99.05 | 0.01 | 0
2020 | MISO_MO-IL_2_MISO_W | MISO_MO-IL | MISO_W | Internal | Summer | B5 | 200 | 1208 | 0 | 97.78 | 97.77 | 0.01 | 0
2020 | MISO_MO-IL_2_MISO_W | MISO_MO-IL | MISO_W | Internal | Summer | B6 | 300 | 1208 | 0 | 82.87 | 82.86 | 0.01 | 0
2020 | MISO_MO-IL_2_MISO_W | MISO_MO-IL | MISO_W | Internal | Summer | B7 | 400 | 1208 | 0 | 70.39 | 70.38 | 0.01 | 0
2020 | MISO_MO-IL_2_MISO_W | MISO_MO-IL | MISO_W | Internal | Summer | B8 | 500 | 1208 | 0 | 63.19 | 63.19 | 0.01 | 0
2020 | MISO_MO-IL_2_MISO_W | MISO_MO-IL | MISO_W | Internal | Summer | B9 | 800 | 1208 | 0 | 61.15 | 61.15 | 0.01 | 0
2020 | MISO_MO-IL_2_MISO_W | MISO_MO-IL | MISO_W | Internal | Summer | B10 | 1262 | 1208 | 196.05 | 60.23 | 60.24 | 0.01 | 0
2020 | MISO_MO-IL_2_MISO_W | MISO_MO-IL | MISO_W | Internal | Winter | B16 | 25 | 1208 | 0 | 87.32 | 87.32 | 0.01 | 0
2020 | MISO_MO-IL_2_MISO_W | MISO_MO-IL | MISO_W | Internal | Winter | B17 | 100 | 1208 | 828.03 | 77.44 | 77.46 | 0.01 | 0
2020 | MISO_MO-IL_2_MISO_W | MISO_MO-IL | MISO_W | Internal | Winter | B18 | 400 | 1208 | 1208 | 68.4 | 68.72 | 0.01 | 0.31
2020 | MISO_MO-IL_2_MISO_W | MISO_MO-IL | MISO_W | Internal | Winter | B19 | 700 | 1208 | 135.07 | 67.06 | 67.07 | 0.01 | 0
2020 | MISO_MO-IL_2_MISO_W | MISO_MO-IL | MISO_W | Internal | Winter | B20 | 935 | 1208 | 1208 | 61.75 | 62.18 | 0.01 | 0.42
2020 | MISO_MO-IL_2_PJM_ROR | MISO_MO-IL | PJM_ROR | Internal | Shoulder | B11 | 25 | 1212 | 0 | 83.57 | 85.56 | 2 | 0
2020 | MISO_MO-IL_2_PJM_ROR | MISO_MO-IL | PJM_ROR | Internal | Shoulder | B12 | 200 | 1212 | 1212 | 70.43 | 72.44 | 2 | 0.01
2020 | MISO_MO-IL_2_PJM_ROR | MISO_MO-IL | PJM_ROR | Internal | Shoulder | B13 | 600 | 1212 | 551.6 | 66.5 | 68.5 | 2 | 0
2020 | MISO_MO-IL_2_PJM_ROR | MISO_MO-IL | PJM_ROR | Internal | Shoulder | B14 | 900 | 1212 | 875.57 | 63.62 | 65.62 | 2 | 0
2020 | MISO_MO-IL_2_PJM_ROR | MISO_MO-IL | PJM_ROR | Internal | Shoulder | B15 | 1203 | 1212 | 34.4 | 60.37 | 62.37 | 2 | 0
2020 | MISO_MO-IL_2_PJM_ROR | MISO_MO-IL | PJM_ROR | Internal | Summer | B1 | 10 | 1212 | 1212 | 105.43 | 110.42 | 2 | 2.99
2020 | MISO_MO-IL_2_PJM_ROR | MISO_MO-IL | PJM_ROR | Internal | Summer | B2 | 25 | 1212 | 505.85 | 104.9 | 106.9 | 2 | 0
2020 | MISO_MO-IL_2_PJM_ROR | MISO_MO-IL | PJM_ROR | Internal | Summer | B3 | 75 | 1212 | 0 | 102.06 | 101.03 | 2 | 0
2020 | MISO_MO-IL_2_PJM_ROR | MISO_MO-IL | PJM_ROR | Internal | Summer | B4 | 100 | 1212 | 0 | 99.05 | 101.03 | 2 | 0
2020 | MISO_MO-IL_2_PJM_ROR | MISO_MO-IL | PJM_ROR | Internal | Summer | B5 | 200 | 1212 | 0 | 97.78 | 99.77 | 2 | 0
2020 | MISO_MO-IL_2_PJM_ROR | MISO_MO-IL | PJM_ROR | Internal | Summer | B6 | 300 | 1212 | 0 | 82.87 | 84.86 | 2 | 0
2020 | MISO_MO-IL_2_PJM_ROR | MISO_MO-IL | PJM_ROR | Internal | Summer | B7 | 400 | 1212 | 0 | 70.39 | 72.38 | 2 | 0
2020 | MISO_MO-IL_2_PJM_ROR | MISO_MO-IL | PJM_ROR | Internal | Summer | B8 | 500 | 1212 | 28.44 | 63.19 | 65.19 | 2 | 0
2020 | MISO_MO-IL_2_PJM_ROR | MISO_MO-IL | PJM_ROR | Internal | Summer | B9 | 800 | 1212 | 0 | 61.15 | 62.79 | 2 | 0
2020 | MISO_MO-IL_2_PJM_ROR | MISO_MO-IL | PJM_ROR | Internal | Summer | B10 | 1262 | 1212 | 0 | 60.23 | 60.47 | 2 | 0
2020 | MISO_MO-IL_2_PJM_ROR | MISO_MO-IL | PJM_ROR | Internal | Winter | B16 | 25 | 1212 | 956.62 | 87.32 | 89.32 | 2 | 0
2020 | MISO_MO-IL_2_PJM_ROR | MISO_MO-IL | PJM_ROR | Internal | Winter | B17 | 100 | 1212 | 1212 | 77.44 | 79.46 | 2 | 0.01
2020 | MISO_MO-IL_2_PJM_ROR | MISO_MO-IL | PJM_ROR | Internal | Winter | B18 | 400 | 1212 | 1212 | 68.4 | 70.72 | 2 | 0.33
2020 | MISO_MO-IL_2_PJM_ROR | MISO_MO-IL | PJM_ROR | Internal | Winter | B19 | 700 | 1212 | 1212 | 67.06 | 69.07 | 2 | 0.01
2020 | MISO_MO-IL_2_PJM_ROR | MISO_MO-IL | PJM_ROR | Internal | Winter | B20 | 935 | 1212 | 1212 | 61.75 | 64.18 | 2 | 0.43
2020 | MISO_MO-IL_2_TVA_Transmission | MISO_MO-IL | TVA_Transmission | Internal | Shoulder | B11 | 25 | 4000 | 1121.86 | 83.57 | 91.57 | 8 | 0
2020 | MISO_MO-IL_2_TVA_Transmission | MISO_MO-IL | TVA_Transmission | Internal | Shoulder | B12 | 200 | 4000 | 0 | 70.43 | 75.52 | 8 | 0
2020 | MISO_MO-IL_2_TVA_Transmission | MISO_MO-IL | TVA_Transmission | Internal | Shoulder | B13 | 600 | 4000 | 0 | 66.5 | 71.45 | 8 | 0
2020 | MISO_MO-IL_2_TVA_Transmission | MISO_MO-IL | TVA_Transmission | Internal | Shoulder | B14 | 900 | 4000 | 0 | 63.62 | 70.33 | 8 | 0
2020 | MISO_MO-IL_2_TVA_Transmission | MISO_MO-IL | TVA_Transmission | Internal | Shoulder | B15 | 1203 | 4000 | 0 | 60.37 | 67.99 | 8 | 0
2020 | MISO_MO-IL_2_TVA_Transmission | MISO_MO-IL | TVA_Transmission | Internal | Summer | B1 | 10 | 4000 | 4000 | 105.43 | 116.42 | 8 | 2.99
2020 | MISO_MO-IL_2_TVA_Transmission | MISO_MO-IL | TVA_Transmission | Internal | Summer | B2 | 25 | 4000 | 2483.38 | 104.9 | 112.9 | 8 | 0
2020 | MISO_MO-IL_2_TVA_Transmission | MISO_MO-IL | TVA_Transmission | Internal | Summer | B3 | 75 | 4000 | 1509.68 | 102.06 | 110.06 | 8 | 0
2020 | MISO_MO-IL_2_TVA_Transmission | MISO_MO-IL | TVA_Transmission | Internal | Summer | B4 | 100 | 4000 | 98.87 | 99.05 | 107.05 | 8 | 0
2020 | MISO_MO-IL_2_TVA_Transmission | MISO_MO-IL | TVA_Transmission | Internal | Summer | B5 | 200 | 4000 | 0 | 97.78 | 105.77 | 8 | 0
2020 | MISO_MO-IL_2_TVA_Transmission | MISO_MO-IL | TVA_Transmission | Internal | Summer | B6 | 300 | 4000 | 849.58 | 82.87 | 90.87 | 8 | 0
2020 | MISO_MO-IL_2_TVA_Transmission | MISO_MO-IL | TVA_Transmission | Internal | Summer | B7 | 400 | 4000 | 1501.85 | 70.39 | 78.39 | 8 | 0
2020 | MISO_MO-IL_2_TVA_Transmission | MISO_MO-IL | TVA_Transmission | Internal | Summer | B8 | 500 | 4000 | 32.26 | 63.19 | 71.19 | 8 | 0
2020 | MISO_MO-IL_2_TVA_Transmission | MISO_MO-IL | TVA_Transmission | Internal | Summer | B9 | 800 | 4000 | 0 | 61.15 | 68.59 | 8 | 0
2020 | MISO_MO-IL_2_TVA_Transmission | MISO_MO-IL | TVA_Transmission | Internal | Summer | B10 | 1262 | 4000 | 0 | 60.23 | 65.99 | 8 | 0
2020 | MISO_MO-IL_2_TVA_Transmission | MISO_MO-IL | TVA_Transmission | Internal | Winter | B16 | 25 | 4000 | 3605.77 | 87.32 | 95.32 | 8 | 0
2020 | MISO_MO-IL_2_TVA_Transmission | MISO_MO-IL | TVA_Transmission | Internal | Winter | B17 | 100 | 4000 | 0 | 77.44 | 78.4 | 8 | 0
2020 | MISO_MO-IL_2_TVA_Transmission | MISO_MO-IL | TVA_Transmission | Internal | Winter | B18 | 400 | 4000 | 0 | 68.4 | 73.81 | 8 | 0
2020 | MISO_MO-IL_2_TVA_Transmission | MISO_MO-IL | TVA_Transmission | Internal | Winter | B19 | 700 | 4000 | 0 | 67.06 | 73.26 | 8 | 0
2020 | MISO_MO-IL_2_TVA_Transmission | MISO_MO-IL | TVA_Transmission | Internal | Winter | B20 | 935 | 4000 | 0 | 61.75 | 69.71 | 8 | 0
2020 | MISO_W_2_IESO | MISO_W | IESO | Internal | Shoulder | B11 | 25 | 145 | 0 | 83.56 | 57.44 | 8 | 0
2020 | MISO_W_2_IESO | MISO_W | IESO | Internal | Shoulder | B12 | 200 | 145 | 0 | 70.44 | 57.43 | 8 | 0
2020 | MISO_W_2_IESO | MISO_W | IESO | Internal | Shoulder | B13 | 600 | 145 | 0 | 66.5 | 54.59 | 8 | 0
2020 | MISO_W_2_IESO | MISO_W | IESO | Internal | Shoulder | B14 | 900 | 145 | 0 | 63.62 | 54.59 | 8 | 0
2020 | MISO_W_2_IESO | MISO_W | IESO | Internal | Shoulder | B15 | 1203 | 145 | 0 | 60.37 | 54.59 | 8 | 0
2020 | MISO_W_2_IESO | MISO_W | IESO | Internal | Summer | B1 | 10 | 145 | 0 | 108.42 | 98.4 | 8 | 0
2020 | MISO_W_2_IESO | MISO_W | IESO | Internal | Summer | B2 | 25 | 145 | 0 | 104.9 | 97.88 | 8 | 0
2020 | MISO_W_2_IESO | MISO_W | IESO | Internal | Summer | B3 | 75 | 145 | 0 | 102.07 | 86 | 8 | 0
2020 | MISO_W_2_IESO | MISO_W | IESO | Internal | Summer | B4 | 100 | 145 | 0 | 99.05 | 75.32 | 8 | 0
2020 | MISO_W_2_IESO | MISO_W | IESO | Internal | Summer | B5 | 200 | 145 | 0 | 97.77 | 61.86 | 8 | 0
2020 | MISO_W_2_IESO | MISO_W | IESO | Internal | Summer | B6 | 300 | 145 | 0 | 82.86 | 52.56 | 8 | 0
2020 | MISO_W_2_IESO | MISO_W | IESO | Internal | Summer | B7 | 400 | 145 | 0 | 70.38 | 52.56 | 8 | 0
2020 | MISO_W_2_IESO | MISO_W | IESO | Internal | Summer | B8 | 500 | 145 | 0 | 63.19 | 52.56 | 8 | 0
2020 | MISO_W_2_IESO | MISO_W | IESO | Internal | Summer | B9 | 800 | 145 | 0 | 61.15 | 52.56 | 8 | 0
2020 | MISO_W_2_IESO | MISO_W | IESO | Internal | Summer | B10 | 1262 | 145 | 0 | 60.24 | 52.56 | 8 | 0
2020 | MISO_W_2_IESO | MISO_W | IESO | Internal | Winter | B16 | 25 | 145 | 0 | 87.32 | 62.51 | 8 | 0
2020 | MISO_W_2_IESO | MISO_W | IESO | Internal | Winter | B17 | 100 | 145 | 0 | 77.46 | 59.34 | 8 | 0
2020 | MISO_W_2_IESO | MISO_W | IESO | Internal | Winter | B18 | 400 | 145 | 0 | 68.72 | 57.69 | 8 | 0
2020 | MISO_W_2_IESO | MISO_W | IESO | Internal | Winter | B19 | 700 | 145 | 0 | 67.07 | 57.69 | 8 | 0
2020 | MISO_W_2_IESO | MISO_W | IESO | Internal | Winter | B20 | 935 | 145 | 0 | 62.18 | 55.18 | 8 | 0
2020 | MISO_W_2_MAPP_CA | MISO_W | MAPP_CA | Internal | Shoulder | B11 | 25 | 700 | 0 | 83.56 | 75.52 | 0.01 | 0
2020 | MISO_W_2_MAPP_CA | MISO_W | MAPP_CA | Internal | Shoulder | B12 | 200 | 700 | 0 | 70.44 | 70.43 | 0.01 | 0
2020 | MISO_W_2_MAPP_CA | MISO_W | MAPP_CA | Internal | Shoulder | B13 | 600 | 700 | 0 | 66.5 | 66.49 | 0.01 | 0
2020 | MISO_W_2_MAPP_CA | MISO_W | MAPP_CA | Internal | Shoulder | B14 | 900 | 700 | 0 | 63.62 | 63.61 | 0.01 | 0
2020 | MISO_W_2_MAPP_CA | MISO_W | MAPP_CA | Internal | Shoulder | B15 | 1203 | 700 | 700 | 60.37 | 63.61 | 0.01 | 3.23
2020 | MISO_W_2_MAPP_CA | MISO_W | MAPP_CA | Internal | Summer | B1 | 10 | 700 | 0 | 108.42 | 94.42 | 0.01 | 0
2020 | MISO_W_2_MAPP_CA | MISO_W | MAPP_CA | Internal | Summer | B2 | 25 | 700 | 0 | 104.9 | 104.88 | 0.01 | 0
2020 | MISO_W_2_MAPP_CA | MISO_W | MAPP_CA | Internal | Summer | B3 | 75 | 700 | 0 | 102.07 | 93 | 0.01 | 0
2020 | MISO_W_2_MAPP_CA | MISO_W | MAPP_CA | Internal | Summer | B4 | 100 | 700 | 0 | 99.05 | 89.86 | 0.01 | 0
2020 | MISO_W_2_MAPP_CA | MISO_W | MAPP_CA | Internal | Summer | B5 | 200 | 700 | 0 | 97.77 | 89.86 | 0.01 | 0
2020 | MISO_W_2_MAPP_CA | MISO_W | MAPP_CA | Internal | Summer | B6 | 300 | 700 | 0 | 82.86 | 82.85 | 0.01 | 0
2020 | MISO_W_2_MAPP_CA | MISO_W | MAPP_CA | Internal | Summer | B7 | 400 | 700 | 0 | 70.38 | 70.37 | 0.01 | 0
2020 | MISO_W_2_MAPP_CA | MISO_W | MAPP_CA | Internal | Summer | B8 | 500 | 700 | 0 | 63.19 | 61.14 | 0.01 | 0
2020 | MISO_W_2_MAPP_CA | MISO_W | MAPP_CA | Internal | Summer | B9 | 800 | 700 | 0 | 61.15 | 61.14 | 0.01 | 0
2020 | MISO_W_2_MAPP_CA | MISO_W | MAPP_CA | Internal | Summer | B10 | 1262 | 700 | 700 | 60.24 | 61.14 | 0.01 | 0.89
2020 | MISO_W_2_MAPP_CA | MISO_W | MAPP_CA | Internal | Winter | B16 | 25 | 700 | 0 | 87.32 | 87.31 | 0.01 | 0
2020 | MISO_W_2_MAPP_CA | MISO_W | MAPP_CA | Internal | Winter | B17 | 100 | 700 | 0 | 77.46 | 77.44 | 0.01 | 0
2020 | MISO_W_2_MAPP_CA | MISO_W | MAPP_CA | Internal | Winter | B18 | 400 | 700 | 0 | 68.72 | 68.71 | 0.01 | 0
2020 | MISO_W_2_MAPP_CA | MISO_W | MAPP_CA | Internal | Winter | B19 | 700 | 700 | 0 | 67.07 | 67.06 | 0.01 | 0
2020 | MISO_W_2_MAPP_CA | MISO_W | MAPP_CA | Internal | Winter | B20 | 935 | 700 | 700 | 62.18 | 67.06 | 0.01 | 4.87
2020 | MISO_W_2_MISO_MO-IL | MISO_W | MISO_MO-IL | Internal | Shoulder | B11 | 25 | 4048 | 989.66 | 83.56 | 83.57 | 0.01 | 0
2020 | MISO_W_2_MISO_MO-IL | MISO_W | MISO_MO-IL | Internal | Shoulder | B12 | 200 | 4048 | 0 | 70.44 | 70.43 | 0.01 | 0
2020 | MISO_W_2_MISO_MO-IL | MISO_W | MISO_MO-IL | Internal | Shoulder | B13 | 600 | 4048 | 0 | 66.5 | 66.5 | 0.01 | 0
2020 | MISO_W_2_MISO_MO-IL | MISO_W | MISO_MO-IL | Internal | Shoulder | B14 | 900 | 4048 | 0 | 63.62 | 63.62 | 0.01 | 0
2020 | MISO_W_2_MISO_MO-IL | MISO_W | MISO_MO-IL | Internal | Shoulder | B15 | 1203 | 4048 | 0 | 60.37 | 60.37 | 0.01 | 0
2020 | MISO_W_2_MISO_MO-IL | MISO_W | MISO_MO-IL | Internal | Summer | B1 | 10 | 4048 | 0 | 108.42 | 105.43 | 0.01 | 0
2020 | MISO_W_2_MISO_MO-IL | MISO_W | MISO_MO-IL | Internal | Summer | B2 | 25 | 4048 | 0 | 104.9 | 104.9 | 0.01 | 0
2020 | MISO_W_2_MISO_MO-IL | MISO_W | MISO_MO-IL | Internal | Summer | B3 | 75 | 4048 | 0 | 102.07 | 102.06 | 0.01 | 0
2020 | MISO_W_2_MISO_MO-IL | MISO_W | MISO_MO-IL | Internal | Summer | B4 | 100 | 4048 | 0 | 99.05 | 99.05 | 0.01 | 0
2020 | MISO_W_2_MISO_MO-IL | MISO_W | MISO_MO-IL | Internal | Summer | B5 | 200 | 4048 | 36.11 | 97.77 | 97.78 | 0.01 | 0
2020 | MISO_W_2_MISO_MO-IL | MISO_W | MISO_MO-IL | Internal | Summer | B6 | 300 | 4048 | 249.72 | 82.86 | 82.87 | 0.01 | 0
2020 | MISO_W_2_MISO_MO-IL | MISO_W | MISO_MO-IL | Internal | Summer | B7 | 400 | 4048 | 725.47 | 70.38 | 70.39 | 0.01 | 0
2020 | MISO_W_2_MISO_MO-IL | MISO_W | MISO_MO-IL | Internal | Summer | B8 | 500 | 4048 | 0 | 63.19 | 63.19 | 0.01 | 0
2020 | MISO_W_2_MISO_MO-IL | MISO_W | MISO_MO-IL | Internal | Summer | B9 | 800 | 4048 | 0 | 61.15 | 61.15 | 0.01 | 0
2020 | MISO_W_2_MISO_MO-IL | MISO_W | MISO_MO-IL | Internal | Summer | B10 | 1262 | 4048 | 0 | 60.24 | 60.23 | 0.01 | 0
2020 | MISO_W_2_MISO_MO-IL | MISO_W | MISO_MO-IL | Internal | Winter | B16 | 25 | 4048 | 0 | 87.32 | 87.32 | 0.01 | 0
2020 | MISO_W_2_MISO_MO-IL | MISO_W | MISO_MO-IL | Internal | Winter | B17 | 100 | 4048 | 0 | 77.46 | 77.44 | 0.01 | 0
2020 | MISO_W_2_MISO_MO-IL | MISO_W | MISO_MO-IL | Internal | Winter | B18 | 400 | 4048 | 0 | 68.72 | 68.4 | 0.01 | 0
2020 | MISO_W_2_MISO_MO-IL | MISO_W | MISO_MO-IL | Internal | Winter | B19 | 700 | 4048 | 0 | 67.07 | 67.06 | 0.01 | 0
2020 | MISO_W_2_MISO_MO-IL | MISO_W | MISO_MO-IL | Internal | Winter | B20 | 935 | 4048 | 0 | 62.18 | 61.75 | 0.01 | 0
2020 | MISO_W_2_MISO_WUMS | MISO_W | MISO_WUMS | Internal | Shoulder | B11 | 25 | 1747 | 44.97 | 83.56 | 83.57 | 0.01 | 0
2020 | MISO_W_2_MISO_WUMS | MISO_W | MISO_WUMS | Internal | Shoulder | B12 | 200 | 1747 | 580.98 | 70.44 | 70.45 | 0.01 | 0
2020 | MISO_W_2_MISO_WUMS | MISO_W | MISO_WUMS | Internal | Shoulder | B13 | 600 | 1747 | 1258.47 | 66.5 | 66.51 | 0.01 | 0
2020 | MISO_W_2_MISO_WUMS | MISO_W | MISO_WUMS | Internal | Shoulder | B14 | 900 | 1747 | 794.76 | 63.62 | 63.63 | 0.01 | 0
2020 | MISO_W_2_MISO_WUMS | MISO_W | MISO_WUMS | Internal | Shoulder | B15 | 1203 | 1747 | 1692.77 | 60.37 | 60.38 | 0.01 | 0
2020 | MISO_W_2_MISO_WUMS | MISO_W | MISO_WUMS | Internal | Summer | B1 | 10 | 1747 | 0 | 108.42 | 108.4 | 0.01 | 0
2020 | MISO_W_2_MISO_WUMS | MISO_W | MISO_WUMS | Internal | Summer | B2 | 25 | 1747 | 0 | 104.9 | 104.9 | 0.01 | 0
2020 | MISO_W_2_MISO_WUMS | MISO_W | MISO_WUMS | Internal | Summer | B3 | 75 | 1747 | 57.02 | 102.07 | 102.08 | 0.01 | 0
2020 | MISO_W_2_MISO_WUMS | MISO_W | MISO_WUMS | Internal | Summer | B4 | 100 | 1747 | 0 | 99.05 | 99.04 | 0.01 | 0
2020 | MISO_W_2_MISO_WUMS | MISO_W | MISO_WUMS | Internal | Summer | B5 | 200 | 1747 | 0 | 97.77 | 97.77 | 0.01 | 0
2020 | MISO_W_2_MISO_WUMS | MISO_W | MISO_WUMS | Internal | Summer | B6 | 300 | 1747 | 0 | 82.86 | 82.86 | 0.01 | 0
2020 | MISO_W_2_MISO_WUMS | MISO_W | MISO_WUMS | Internal | Summer | B7 | 400 | 1747 | 0 | 70.38 | 70.38 | 0.01 | 0
2020 | MISO_W_2_MISO_WUMS | MISO_W | MISO_WUMS | Internal | Summer | B8 | 500 | 1747 | 0.16 | 63.19 | 63.2 | 0.01 | 0
2020 | MISO_W_2_MISO_WUMS | MISO_W | MISO_WUMS | Internal | Summer | B9 | 800 | 1747 | 0 | 61.15 | 61.14 | 0.01 | 0
2020 | MISO_W_2_MISO_WUMS | MISO_W | MISO_WUMS | Internal | Summer | B10 | 1262 | 1747 | 317.97 | 60.24 | 60.25 | 0.01 | 0
2020 | MISO_W_2_MISO_WUMS | MISO_W | MISO_WUMS | Internal | Winter | B16 | 25 | 1747 | 0 | 87.32 | 87.31 | 0.01 | 0
2020 | MISO_W_2_MISO_WUMS | MISO_W | MISO_WUMS | Internal | Winter | B17 | 100 | 1747 | 0 | 77.46 | 77.44 | 0.01 | 0
2020 | MISO_W_2_MISO_WUMS | MISO_W | MISO_WUMS | Internal | Winter | B18 | 400 | 1747 | 0 | 68.72 | 68.72 | 0.01 | 0
2020 | MISO_W_2_MISO_WUMS | MISO_W | MISO_WUMS | Internal | Winter | B19 | 700 | 1747 | 0 | 67.07 | 67.07 | 0.01 | 0
2020 | MISO_W_2_MISO_WUMS | MISO_W | MISO_WUMS | Internal | Winter | B20 | 935 | 1747 | 252.82 | 62.18 | 62.2 | 0.01 | 0
2020 | MISO_W_2_PJM_ROR | MISO_W | PJM_ROR | Internal | Shoulder | B11 | 25 | 19839 | 4321.98 | 83.56 | 85.56 | 2 | 0
2020 | MISO_W_2_PJM_ROR | MISO_W | PJM_ROR | Internal | Shoulder | B12 | 200 | 19839 | 5706.04 | 70.44 | 72.44 | 2 | 0
2020 | MISO_W_2_PJM_ROR | MISO_W | PJM_ROR | Internal | Shoulder | B13 | 600 | 19839 | 5204.5 | 66.5 | 68.5 | 2 | 0
2020 | MISO_W_2_PJM_ROR | MISO_W | PJM_ROR | Internal | Shoulder | B14 | 900 | 19839 | 2425.62 | 63.62 | 65.62 | 2 | 0
2020 | MISO_W_2_PJM_ROR | MISO_W | PJM_ROR | Internal | Shoulder | B15 | 1203 | 19839 | 1213.13 | 60.37 | 62.37 | 2 | 0
2020 | MISO_W_2_PJM_ROR | MISO_W | PJM_ROR | Internal | Summer | B1 | 10 | 19839 | 4904.47 | 108.42 | 110.42 | 2 | 0
2020 | MISO_W_2_PJM_ROR | MISO_W | PJM_ROR | Internal | Summer | B2 | 25 | 19839 | 4434.3 | 104.9 | 106.9 | 2 | 0
2020 | MISO_W_2_PJM_ROR | MISO_W | PJM_ROR | Internal | Summer | B3 | 75 | 19839 | 0 | 102.07 | 101.03 | 2 | 0
2020 | MISO_W_2_PJM_ROR | MISO_W | PJM_ROR | Internal | Summer | B4 | 100 | 19839 | 0 | 99.05 | 101.03 | 2 | 0
2020 | MISO_W_2_PJM_ROR | MISO_W | PJM_ROR | Internal | Summer | B5 | 200 | 19839 | 447.07 | 97.77 | 99.77 | 2 | 0
2020 | MISO_W_2_PJM_ROR | MISO_W | PJM_ROR | Internal | Summer | B6 | 300 | 19839 | 1056.45 | 82.86 | 84.86 | 2 | 0
2020 | MISO_W_2_PJM_ROR | MISO_W | PJM_ROR | Internal | Summer | B7 | 400 | 19839 | 1193.45 | 70.38 | 72.38 | 2 | 0
2020 | MISO_W_2_PJM_ROR | MISO_W | PJM_ROR | Internal | Summer | B8 | 500 | 19839 | 3801.52 | 63.19 | 65.19 | 2 | 0
2020 | MISO_W_2_PJM_ROR | MISO_W | PJM_ROR | Internal | Summer | B9 | 800 | 19839 | 0 | 61.15 | 62.79 | 2 | 0
2020 | MISO_W_2_PJM_ROR | MISO_W | PJM_ROR | Internal | Summer | B10 | 1262 | 19839 | 0 | 60.24 | 60.47 | 2 | 0
2020 | MISO_W_2_PJM_ROR | MISO_W | PJM_ROR | Internal | Winter | B16 | 25 | 19839 | 6437.34 | 87.32 | 89.32 | 2 | 0
2020 | MISO_W_2_PJM_ROR | MISO_W | PJM_ROR | Internal | Winter | B17 | 100 | 19839 | 7995.91 | 77.46 | 79.46 | 2 | 0
2020 | MISO_W_2_PJM_ROR | MISO_W | PJM_ROR | Internal | Winter | B18 | 400 | 19839 | 6947.06 | 68.72 | 70.72 | 2 | 0
2020 | MISO_W_2_PJM_ROR | MISO_W | PJM_ROR | Internal | Winter | B19 | 700 | 19839 | 3491.95 | 67.07 | 69.07 | 2 | 0
2020 | MISO_W_2_PJM_ROR | MISO_W | PJM_ROR | Internal | Winter | B20 | 935 | 19839 | 3291.65 | 62.18 | 64.18 | 2 | 0
2020 | MISO_W_2_SPP_N | MISO_W | SPP_N | Internal | Shoulder | B11 | 25 | 3450 | 0 | 83.56 | 70.57 | 7 | 0
2020 | MISO_W_2_SPP_N | MISO_W | SPP_N | Internal | Shoulder | B12 | 200 | 3450 | 0 | 70.44 | 63.19 | 7 | 0
2020 | MISO_W_2_SPP_N | MISO_W | SPP_N | Internal | Shoulder | B13 | 600 | 3450 | 0 | 66.5 | 61.5 | 7 | 0
2020 | MISO_W_2_SPP_N | MISO_W | SPP_N | Internal | Shoulder | B14 | 900 | 3450 | 0 | 63.62 | 58.62 | 7 | 0
2020 | MISO_W_2_SPP_N | MISO_W | SPP_N | Internal | Shoulder | B15 | 1203 | 3450 | 0 | 60.37 | 48.38 | 7 | 0
2020 | MISO_W_2_SPP_N | MISO_W | SPP_N | Internal | Summer | B1 | 10 | 3450 | 0 | 108.42 | 89.73 | 7 | 0
2020 | MISO_W_2_SPP_N | MISO_W | SPP_N | Internal | Summer | B2 | 25 | 3450 | 0 | 104.9 | 99.9 | 7 | 0
2020 | MISO_W_2_SPP_N | MISO_W | SPP_N | Internal | Summer | B3 | 75 | 3450 | 0 | 102.07 | 98.46 | 7 | 0
2020 | MISO_W_2_SPP_N | MISO_W | SPP_N | Internal | Summer | B4 | 100 | 3450 | 0 | 99.05 | 94.05 | 7 | 0
2020 | MISO_W_2_SPP_N | MISO_W | SPP_N | Internal | Summer | B5 | 200 | 3450 | 0 | 97.77 | 92.78 | 7 | 0
2020 | MISO_W_2_SPP_N | MISO_W | SPP_N | Internal | Summer | B6 | 300 | 3450 | 0 | 82.86 | 77.87 | 7 | 0
2020 | MISO_W_2_SPP_N | MISO_W | SPP_N | Internal | Summer | B7 | 400 | 3450 | 0 | 70.38 | 65.39 | 7 | 0
2020 | MISO_W_2_SPP_N | MISO_W | SPP_N | Internal | Summer | B8 | 500 | 3450 | 0 | 63.19 | 61.82 | 7 | 0
2020 | MISO_W_2_SPP_N | MISO_W | SPP_N | Internal | Summer | B9 | 800 | 3450 | 0 | 61.15 | 61.33 | 7 | 0
2020 | MISO_W_2_SPP_N | MISO_W | SPP_N | Internal | Summer | B10 | 1262 | 3450 | 0 | 60.24 | 58.73 | 7 | 0
2020 | MISO_W_2_SPP_N | MISO_W | SPP_N | Internal | Winter | B16 | 25 | 3450 | 0 | 87.32 | 68.03 | 7 | 0
2020 | MISO_W_2_SPP_N | MISO_W | SPP_N | Internal | Winter | B17 | 100 | 3450 | 0 | 77.46 | 65.4 | 7 | 0
2020 | MISO_W_2_SPP_N | MISO_W | SPP_N | Internal | Winter | B18 | 400 | 3450 | 0 | 68.72 | 63.4 | 7 | 0
2020 | MISO_W_2_SPP_N | MISO_W | SPP_N | Internal | Winter | B19 | 700 | 3450 | 0 | 67.07 | 62.06 | 7 | 0
2020 | MISO_W_2_SPP_N | MISO_W | SPP_N | Internal | Winter | B20 | 935 | 3450 | 0 | 62.18 | 56.69 | 7 | 0
2020 | MISO_WUMS_2_MISO_MI | MISO_WUMS | MISO_MI | Internal | Shoulder | B11 | 25 | 294 | 0 | 83.57 | 83.56 | 0.01 | 0
2020 | MISO_WUMS_2_MISO_MI | MISO_WUMS | MISO_MI | Internal | Shoulder | B12 | 200 | 294 | 0 | 70.45 | 70.45 | 0.01 | 0
2020 | MISO_WUMS_2_MISO_MI | MISO_WUMS | MISO_MI | Internal | Shoulder | B13 | 600 | 294 | 0 | 66.51 | 66.5 | 0.01 | 0
2020 | MISO_WUMS_2_MISO_MI | MISO_WUMS | MISO_MI | Internal | Shoulder | B14 | 900 | 294 | 0 | 63.63 | 63.62 | 0.01 | 0
2020 | MISO_WUMS_2_MISO_MI | MISO_WUMS | MISO_MI | Internal | Shoulder | B15 | 1203 | 294 | 294 | 60.38 | 60.64 | 0.01 | 0.25
2020 | MISO_WUMS_2_MISO_MI | MISO_WUMS | MISO_MI | Internal | Summer | B1 | 10 | 294 | 0 | 108.4 | 105.4 | 0.01 | 0
2020 | MISO_WUMS_2_MISO_MI | MISO_WUMS | MISO_MI | Internal | Summer | B2 | 25 | 294 | 0 | 104.9 | 104.88 | 0.01 | 0
2020 | MISO_WUMS_2_MISO_MI | MISO_WUMS | MISO_MI | Internal | Summer | B3 | 75 | 294 | 0 | 102.08 | 99.75 | 0.01 | 0
2020 | MISO_WUMS_2_MISO_MI | MISO_WUMS | MISO_MI | Internal | Summer | B4 | 100 | 294 | 0 | 99.04 | 99.03 | 0.01 | 0
2020 | MISO_WUMS_2_MISO_MI | MISO_WUMS | MISO_MI | Internal | Summer | B5 | 200 | 294 | 0 | 97.77 | 97.75 | 0.01 | 0
2020 | MISO_WUMS_2_MISO_MI | MISO_WUMS | MISO_MI | Internal | Summer | B6 | 300 | 294 | 0 | 82.86 | 82.85 | 0.01 | 0
2020 | MISO_WUMS_2_MISO_MI | MISO_WUMS | MISO_MI | Internal | Summer | B7 | 400 | 294 | 0 | 70.38 | 70.38 | 0.01 | 0
2020 | MISO_WUMS_2_MISO_MI | MISO_WUMS | MISO_MI | Internal | Summer | B8 | 500 | 294 | 0 | 63.2 | 63.19 | 0.01 | 0
2020 | MISO_WUMS_2_MISO_MI | MISO_WUMS | MISO_MI | Internal | Summer | B9 | 800 | 294 | 0 | 61.14 | 61.13 | 0.01 | 0
2020 | MISO_WUMS_2_MISO_MI | MISO_WUMS | MISO_MI | Internal | Summer | B10 | 1262 | 294 | 0 | 60.25 | 60.23 | 0.01 | 0
2020 | MISO_WUMS_2_MISO_MI | MISO_WUMS | MISO_MI | Internal | Winter | B16 | 25 | 294 | 0 | 87.31 | 87.31 | 0.01 | 0
2020 | MISO_WUMS_2_MISO_MI | MISO_WUMS | MISO_MI | Internal | Winter | B17 | 100 | 294 | 57.35 | 77.44 | 77.46 | 0.01 | 0
2020 | MISO_WUMS_2_MISO_MI | MISO_WUMS | MISO_MI | Internal | Winter | B18 | 400 | 294 | 0 | 68.72 | 68.42 | 0.01 | 0
2020 | MISO_WUMS_2_MISO_MI | MISO_WUMS | MISO_MI | Internal | Winter | B19 | 700 | 294 | 0 | 67.07 | 67.06 | 0.01 | 0
2020 | MISO_WUMS_2_MISO_MI | MISO_WUMS | MISO_MI | Internal | Winter | B20 | 935 | 294 | 0 | 62.2 | 61.77 | 0.01 | 0
2020 | MISO_WUMS_2_MISO_W | MISO_WUMS | MISO_W | Internal | Shoulder | B11 | 25 | 1255 | 0 | 83.57 | 83.56 | 0.01 | 0
2020 | MISO_WUMS_2_MISO_W | MISO_WUMS | MISO_W | Internal | Shoulder | B12 | 200 | 1255 | 0 | 70.45 | 70.44 | 0.01 | 0
2020 | MISO_WUMS_2_MISO_W | MISO_WUMS | MISO_W | Internal | Shoulder | B13 | 600 | 1255 | 0 | 66.51 | 66.5 | 0.01 | 0
2020 | MISO_WUMS_2_MISO_W | MISO_WUMS | MISO_W | Internal | Shoulder | B14 | 900 | 1255 | 0 | 63.63 | 63.62 | 0.01 | 0
2020 | MISO_WUMS_2_MISO_W | MISO_WUMS | MISO_W | Internal | Shoulder | B15 | 1203 | 1255 | 0 | 60.38 | 60.37 | 0.01 | 0
2020 | MISO_WUMS_2_MISO_W | MISO_WUMS | MISO_W | Internal | Summer | B1 | 10 | 1255 | 421.29 | 108.4 | 108.42 | 0.01 | 0
2020 | MISO_WUMS_2_MISO_W | MISO_WUMS | MISO_W | Internal | Summer | B2 | 25 | 1255 | 0 | 104.9 | 104.9 | 0.01 | 0
2020 | MISO_WUMS_2_MISO_W | MISO_WUMS | MISO_W | Internal | Summer | B3 | 75 | 1255 | 0 | 102.08 | 102.07 | 0.01 | 0
2020 | MISO_WUMS_2_MISO_W | MISO_WUMS | MISO_W | Internal | Summer | B4 | 100 | 1255 | 417.43 | 99.04 | 99.05 | 0.01 | 0
2020 | MISO_WUMS_2_MISO_W | MISO_WUMS | MISO_W | Internal | Summer | B5 | 200 | 1255 | 0 | 97.77 | 97.77 | 0.01 | 0
2020 | MISO_WUMS_2_MISO_W | MISO_WUMS | MISO_W | Internal | Summer | B6 | 300 | 1255 | 0 | 82.86 | 82.86 | 0.01 | 0
2020 | MISO_WUMS_2_MISO_W | MISO_WUMS | MISO_W | Internal | Summer | B7 | 400 | 1255 | 0 | 70.38 | 70.38 | 0.01 | 0
2020 | MISO_WUMS_2_MISO_W | MISO_WUMS | MISO_W | Internal | Summer | B8 | 500 | 1255 | 0 | 63.2 | 63.19 | 0.01 | 0
2020 | MISO_WUMS_2_MISO_W | MISO_WUMS | MISO_W | Internal | Summer | B9 | 800 | 1255 | 526.79 | 61.14 | 61.15 | 0.01 | 0
2020 | MISO_WUMS_2_MISO_W | MISO_WUMS | MISO_W | Internal | Summer | B10 | 1262 | 1255 | 0 | 60.25 | 60.24 | 0.01 | 0
2020 | MISO_WUMS_2_MISO_W | MISO_WUMS | MISO_W | Internal | Winter | B16 | 25 | 1255 | 223.27 | 87.31 | 87.32 | 0.01 | 0
2020 | MISO_WUMS_2_MISO_W | MISO_WUMS | MISO_W | Internal | Winter | B17 | 100 | 1255 | 353.79 | 77.44 | 77.46 | 0.01 | 0
2020 | MISO_WUMS_2_MISO_W | MISO_WUMS | MISO_W | Internal | Winter | B18 | 400 | 1255 | 0 | 68.72 | 68.72 | 0.01 | 0
2020 | MISO_WUMS_2_MISO_W | MISO_WUMS | MISO_W | Internal | Winter | B19 | 700 | 1255 | 0 | 67.07 | 67.07 | 0.01 | 0
2020 | MISO_WUMS_2_MISO_W | MISO_WUMS | MISO_W | Internal | Winter | B20 | 935 | 1255 | 0 | 62.2 | 62.18 | 0.01 | 0
2020 | MISO_WUMS_2_PJM_ROR | MISO_WUMS | PJM_ROR | Internal | Shoulder | B11 | 25 | 1600 | 0 | 83.57 | 85.56 | 2 | 0
2020 | MISO_WUMS_2_PJM_ROR | MISO_WUMS | PJM_ROR | Internal | Shoulder | B12 | 200 | 1600 | 0 | 70.45 | 72.44 | 2 | 0
2020 | MISO_WUMS_2_PJM_ROR | MISO_WUMS | PJM_ROR | Internal | Shoulder | B13 | 600 | 1600 | 0 | 66.51 | 68.5 | 2 | 0
2020 | MISO_WUMS_2_PJM_ROR | MISO_WUMS | PJM_ROR | Internal | Shoulder | B14 | 900 | 1600 | 0 | 63.63 | 65.62 | 2 | 0
2020 | MISO_WUMS_2_PJM_ROR | MISO_WUMS | PJM_ROR | Internal | Shoulder | B15 | 1203 | 1600 | 0 | 60.38 | 62.37 | 2 | 0
2020 | MISO_WUMS_2_PJM_ROR | MISO_WUMS | PJM_ROR | Internal | Summer | B1 | 10 | 1600 | 1600 | 108.4 | 110.42 | 2 | 0.01
2020 | MISO_WUMS_2_PJM_ROR | MISO_WUMS | PJM_ROR | Internal | Summer | B2 | 25 | 1600 | 1411.51 | 104.9 | 106.9 | 2 | 0
2020 | MISO_WUMS_2_PJM_ROR | MISO_WUMS | PJM_ROR | Internal | Summer | B3 | 75 | 1600 | 0 | 102.08 | 101.03 | 2 | 0
2020 | MISO_WUMS_2_PJM_ROR | MISO_WUMS | PJM_ROR | Internal | Summer | B4 | 100 | 1600 | 0 | 99.04 | 101.03 | 2 | 0
2020 | MISO_WUMS_2_PJM_ROR | MISO_WUMS | PJM_ROR | Internal | Summer | B5 | 200 | 1600 | 1024.43 | 97.77 | 99.77 | 2 | 0
2020 | MISO_WUMS_2_PJM_ROR | MISO_WUMS | PJM_ROR | Internal | Summer | B6 | 300 | 1600 | 1484.45 | 82.86 | 84.86 | 2 | 0
2020 | MISO_WUMS_2_PJM_ROR | MISO_WUMS | PJM_ROR | Internal | Summer | B7 | 400 | 1600 | 858.45 | 70.38 | 72.38 | 2 | 0
2020 | MISO_WUMS_2_PJM_ROR | MISO_WUMS | PJM_ROR | Internal | Summer | B8 | 500 | 1600 | 0 | 63.2 | 65.19 | 2 | 0
2020 | MISO_WUMS_2_PJM_ROR | MISO_WUMS | PJM_ROR | Internal | Summer | B9 | 800 | 1600 | 0 | 61.14 | 62.79 | 2 | 0
2020 | MISO_WUMS_2_PJM_ROR | MISO_WUMS | PJM_ROR | Internal | Summer | B10 | 1262 | 1600 | 0 | 60.25 | 60.47 | 2 | 0
2020 | MISO_WUMS_2_PJM_ROR | MISO_WUMS | PJM_ROR | Internal | Winter | B16 | 25 | 1600 | 1600 | 87.31 | 89.32 | 2 | 0.01
2020 | MISO_WUMS_2_PJM_ROR | MISO_WUMS | PJM_ROR | Internal | Winter | B17 | 100 | 1600 | 1600 | 77.44 | 79.46 | 2 | 0.01
2020 | MISO_WUMS_2_PJM_ROR | MISO_WUMS | PJM_ROR | Internal | Winter | B18 | 400 | 1600 | 997.87 | 68.72 | 70.72 | 2 | 0
2020 | MISO_WUMS_2_PJM_ROR | MISO_WUMS | PJM_ROR | Internal | Winter | B19 | 700 | 1600 | 1242.57 | 67.07 | 69.07 | 2 | 0
2020 | MISO_WUMS_2_PJM_ROR | MISO_WUMS | PJM_ROR | Internal | Winter | B20 | 935 | 1600 | 0 | 62.2 | 64.18 | 2 | 0
2020 | NE_2_MAPP_US | NE | MAPP_US | Internal | Shoulder | B11 | 25 | 1600 | 0 | 78.56 | 76.56 | 5 | 0
2020 | NE_2_MAPP_US | NE | MAPP_US | Internal | Shoulder | B12 | 200 | 1600 | 0 | 63.21 | 63.44 | 5 | 0
2020 | NE_2_MAPP_US | NE | MAPP_US | Internal | Shoulder | B13 | 600 | 1600 | 0 | 61.49 | 59.5 | 5 | 0
2020 | NE_2_MAPP_US | NE | MAPP_US | Internal | Shoulder | B14 | 900 | 1600 | 0 | 58.61 | 56.62 | 5 | 0
2020 | NE_2_MAPP_US | NE | MAPP_US | Internal | Shoulder | B15 | 1203 | 1600 | 1078.22 | 48.37 | 53.37 | 5 | 0
2020 | NE_2_MAPP_US | NE | MAPP_US | Internal | Summer | B1 | 10 | 1600 | 0 | 103.42 | 101.42 | 5 | 0
2020 | NE_2_MAPP_US | NE | MAPP_US | Internal | Summer | B2 | 25 | 1600 | 0 | 99.9 | 97.9 | 5 | 0
2020 | NE_2_MAPP_US | NE | MAPP_US | Internal | Summer | B3 | 75 | 1600 | 0 | 98.44 | 95.07 | 5 | 0
2020 | NE_2_MAPP_US | NE | MAPP_US | Internal | Summer | B4 | 100 | 1600 | 0 | 94.05 | 92.05 | 5 | 0
2020 | NE_2_MAPP_US | NE | MAPP_US | Internal | Summer | B5 | 200 | 1600 | 0 | 92.77 | 90.77 | 5 | 0
2020 | NE_2_MAPP_US | NE | MAPP_US | Internal | Summer | B6 | 300 | 1600 | 0 | 77.86 | 75.86 | 5 | 0
2020 | NE_2_MAPP_US | NE | MAPP_US | Internal | Summer | B7 | 400 | 1600 | 0 | 65.38 | 63.38 | 5 | 0
2020 | NE_2_MAPP_US | NE | MAPP_US | Internal | Summer | B8 | 500 | 1600 | 0 | 58.19 | 56.19 | 5 | 0
2020 | NE_2_MAPP_US | NE | MAPP_US | Internal | Summer | B9 | 800 | 1600 | 0 | 56.15 | 54.15 | 5 | 0
2020 | NE_2_MAPP_US | NE | MAPP_US | Internal | Summer | B10 | 1262 | 1600 | 0 | 55.24 | 53.24 | 5 | 0
2020 | NE_2_MAPP_US | NE | MAPP_US | Internal | Winter | B16 | 25 | 1600 | 731.28 | 55.07 | 60.07 | 5 | 0
2020 | NE_2_MAPP_US | NE | MAPP_US | Internal | Winter | B17 | 100 | 1600 | 0 | 60.59 | 65.58 | 5 | 0
2020 | NE_2_MAPP_US | NE | MAPP_US | Internal | Winter | B18 | 400 | 1600 | 0 | 62.24 | 61.72 | 5 | 0
2020 | NE_2_MAPP_US | NE | MAPP_US | Internal | Winter | B19 | 700 | 1600 | 0 | 62.05 | 60.07 | 5 | 0
2020 | NE_2_MAPP_US | NE | MAPP_US | Internal | Winter | B20 | 935 | 1600 | 0 | 56.64 | 55.18 | 5 | 0
2020 | NE_2_MISO_W | NE | MISO_W | Internal | Shoulder | B11 | 25 | 3614 | 2942.65 | 78.56 | 83.56 | 5 | 0
2020 | NE_2_MISO_W | NE | MISO_W | Internal | Shoulder | B12 | 200 | 3614 | 3614 | 63.21 | 70.44 | 5 | 2.23
2020 | NE_2_MISO_W | NE | MISO_W | Internal | Shoulder | B13 | 600 | 3614 | 3614 | 61.49 | 66.5 | 5 | 0.01
2020 | NE_2_MISO_W | NE | MISO_W | Internal | Shoulder | B14 | 900 | 3614 | 3614 | 58.61 | 63.62 | 5 | 0.01
2020 | NE_2_MISO_W | NE | MISO_W | Internal | Shoulder | B15 | 1203 | 3614 | 3614 | 48.37 | 60.37 | 5 | 7
2020 | NE_2_MISO_W | NE | MISO_W | Internal | Summer | B1 | 10 | 3614 | 1459.48 | 103.42 | 108.42 | 5 | 0
2020 | NE_2_MISO_W | NE | MISO_W | Internal | Summer | B2 | 25 | 3614 | 2709.92 | 99.9 | 104.9 | 5 | 0
2020 | NE_2_MISO_W | NE | MISO_W | Internal | Summer | B3 | 75 | 3614 | 0 | 98.44 | 102.07 | 5 | 0
2020 | NE_2_MISO_W | NE | MISO_W | Internal | Summer | B4 | 100 | 3614 | 1058.84 | 94.05 | 99.05 | 5 | 0
2020 | NE_2_MISO_W | NE | MISO_W | Internal | Summer | B5 | 200 | 3614 | 1351.32 | 92.77 | 97.77 | 5 | 0
2020 | NE_2_MISO_W | NE | MISO_W | Internal | Summer | B6 | 300 | 3614 | 1236.9 | 77.86 | 82.86 | 5 | 0
2020 | NE_2_MISO_W | NE | MISO_W | Internal | Summer | B7 | 400 | 3614 | 475.66 | 65.38 | 70.38 | 5 | 0
2020 | NE_2_MISO_W | NE | MISO_W | Internal | Summer | B8 | 500 | 3614 | 746.03 | 58.19 | 63.19 | 5 | 0
2020 | NE_2_MISO_W | NE | MISO_W | Internal | Summer | B9 | 800 | 3614 | 835.23 | 56.15 | 61.15 | 5 | 0
2020 | NE_2_MISO_W | NE | MISO_W | Internal | Summer | B10 | 1262 | 3614 | 2010.3 | 55.24 | 60.24 | 5 | 0
2020 | NE_2_MISO_W | NE | MISO_W | Internal | Winter | B16 | 25 | 3614 | 3614 | 55.07 | 87.32 | 5 | 27.25
2020 | NE_2_MISO_W | NE | MISO_W | Internal | Winter | B17 | 100 | 3614 | 3614 | 60.59 | 77.46 | 5 | 11.87
2020 | NE_2_MISO_W | NE | MISO_W | Internal | Winter | B18 | 400 | 3614 | 3614 | 62.24 | 68.72 | 5 | 1.48
2020 | NE_2_MISO_W | NE | MISO_W | Internal | Winter | B19 | 700 | 3614 | 3614 | 62.05 | 67.07 | 5 | 0.02
2020 | NE_2_MISO_W | NE | MISO_W | Internal | Winter | B20 | 935 | 3614 | 3614 | 56.64 | 62.18 | 5 | 0.54
2020 | NE_2_SPP_N | NE | SPP_N | Internal | Shoulder | B11 | 25 | 1854 | 0 | 78.56 | 70.57 | 0.01 | 0
2020 | NE_2_SPP_N | NE | SPP_N | Internal | Shoulder | B12 | 200 | 1854 | 0 | 63.21 | 63.19 | 0.01 | 0
2020 | NE_2_SPP_N | NE | SPP_N | Internal | Shoulder | B13 | 600 | 1854 | 462.05 | 61.49 | 61.5 | 0.01 | 0
2020 | NE_2_SPP_N | NE | SPP_N | Internal | Shoulder | B14 | 900 | 1854 | 514.78 | 58.61 | 58.62 | 0.01 | 0
2020 | NE_2_SPP_N | NE | SPP_N | Internal | Shoulder | B15 | 1203 | 1854 | 99.84 | 48.37 | 48.38 | 0.01 | 0
2020 | NE_2_SPP_N | NE | SPP_N | Internal | Summer | B1 | 10 | 1854 | 0 | 103.42 | 89.73 | 0.01 | 0
2020 | NE_2_SPP_N | NE | SPP_N | Internal | Summer | B2 | 25 | 1854 | 0 | 99.9 | 99.9 | 0.01 | 0
2020 | NE_2_SPP_N | NE | SPP_N | Internal | Summer | B3 | 75 | 1854 | 1511.54 | 98.44 | 98.46 | 0.01 | 0
2020 | NE_2_SPP_N | NE | SPP_N | Internal | Summer | B4 | 100 | 1854 | 0 | 94.05 | 94.05 | 0.01 | 0
2020 | NE_2_SPP_N | NE | SPP_N | Internal | Summer | B5 | 200 | 1854 | 32.88 | 92.77 | 92.78 | 0.01 | 0
2020 | NE_2_SPP_N | NE | SPP_N | Internal | Summer | B6 | 300 | 1854 | 513.79 | 77.86 | 77.87 | 0.01 | 0
2020 | NE_2_SPP_N | NE | SPP_N | Internal | Summer | B7 | 400 | 1854 | 1711.61 | 65.38 | 65.39 | 0.01 | 0
2020 | NE_2_SPP_N | NE | SPP_N | Internal | Summer | B8 | 500 | 1854 | 1854 | 58.19 | 61.82 | 0.01 | 3.62
2020 | NE_2_SPP_N | NE | SPP_N | Internal | Summer | B9 | 800 | 1854 | 1854 | 56.15 | 61.33 | 0.01 | 5.16
2020 | NE_2_SPP_N | NE | SPP_N | Internal | Summer | B10 | 1262 | 1854 | 1854 | 55.24 | 58.73 | 0.01 | 3.48
2020 | NE_2_SPP_N | NE | SPP_N | Internal | Winter | B16 | 25 | 1854 | 1854 | 55.07 | 68.03 | 0.01 | 12.94
2020 | NE_2_SPP_N | NE | SPP_N | Internal | Winter | B17 | 100 | 1854 | 1854 | 60.59 | 65.4 | 0.01 | 4.8
2020 | NE_2_SPP_N | NE | SPP_N | Internal | Winter | B18 | 400 | 1854 | 1854 | 62.24 | 63.4 | 0.01 | 1.14
2020 | NE_2_SPP_N | NE | SPP_N | Internal | Winter | B19 | 700 | 1854 | 1445.05 | 62.05 | 62.06 | 0.01 | 0
2020 | NE_2_SPP_N | NE | SPP_N | Internal | Winter | B20 | 935 | 1854 | 1854 | 56.64 | 56.69 | 0.01 | 0.04
2020 | NEISO_2_NYISO_A-F | NEISO | NYISO_A-F | Internal | Shoulder | B11 | 25 | 600 | 112.61 | 61.44 | 64.44 | 3 | 0
2020 | NEISO_2_NYISO_A-F | NEISO | NYISO_A-F | Internal | Shoulder | B12 | 200 | 600 | 0 | 61.44 | 64.43 | 3 | 0
2020 | NEISO_2_NYISO_A-F | NEISO | NYISO_A-F | Internal | Shoulder | B13 | 600 | 600 | 0 | 61.44 | 62.55 | 3 | 0
2020 | NEISO_2_NYISO_A-F | NEISO | NYISO_A-F | Internal | Shoulder | B14 | 900 | 600 | 0 | 61.44 | 61.59 | 3 | 0
2020 | NEISO_2_NYISO_A-F | NEISO | NYISO_A-F | Internal | Shoulder | B15 | 1203 | 600 | 0 | 61.44 | 61.59 | 3 | 0
2020 | NEISO_2_NYISO_A-F | NEISO | NYISO_A-F | Internal | Summer | B1 | 10 | 600 | 0 | 345.27 | 105.4 | 3 | 0
2020 | NEISO_2_NYISO_A-F | NEISO | NYISO_A-F | Internal | Summer | B2 | 25 | 600 | 0 | 126.7 | 104.88 | 3 | 0
2020 | NEISO_2_NYISO_A-F | NEISO | NYISO_A-F | Internal | Summer | B3 | 75 | 600 | 0 | 90.02 | 93 | 3 | 0
2020 | NEISO_2_NYISO_A-F | NEISO | NYISO_A-F | Internal | Summer | B4 | 100 | 600 | 0 | 80.45 | 82.32 | 3 | 0
2020 | NEISO_2_NYISO_A-F | NEISO | NYISO_A-F | Internal | Summer | B5 | 200 | 600 | 502.53 | 65.86 | 68.86 | 3 | 0
2020 | NEISO_2_NYISO_A-F | NEISO | NYISO_A-F | Internal | Summer | B6 | 300 | 600 | 600 | 58.56 | 62.69 | 3 | 1.14
2020 | NEISO_2_NYISO_A-F | NEISO | NYISO_A-F | Internal | Summer | B7 | 400 | 600 | 600 | 58.56 | 62.69 | 3 | 1.14
2020 | NEISO_2_NYISO_A-F | NEISO | NYISO_A-F | Internal | Summer | B8 | 500 | 600 | 0 | 58.56 | 59.96 | 3 | 0
2020 | NEISO_2_NYISO_A-F | NEISO | NYISO_A-F | Internal | Summer | B9 | 800 | 600 | 0 | 58.56 | 59.96 | 3 | 0
2020 | NEISO_2_NYISO_A-F | NEISO | NYISO_A-F | Internal | Summer | B10 | 1262 | 600 | 0 | 58.56 | 59.96 | 3 | 0
2020 | NEISO_2_NYISO_A-F | NEISO | NYISO_A-F | Internal | Winter | B16 | 25 | 600 | 0 | 70.37 | 69.51 | 3 | 0
2020 | NEISO_2_NYISO_A-F | NEISO | NYISO_A-F | Internal | Winter | B17 | 100 | 600 | 0 | 69.34 | 66.34 | 3 | 0
2020 | NEISO_2_NYISO_A-F | NEISO | NYISO_A-F | Internal | Winter | B18 | 400 | 600 | 0 | 69.05 | 66.05 | 3 | 0
2020 | NEISO_2_NYISO_A-F | NEISO | NYISO_A-F | Internal | Winter | B19 | 700 | 600 | 0 | 69.05 | 66.05 | 3 | 0
2020 | NEISO_2_NYISO_A-F | NEISO | NYISO_A-F | Internal | Winter | B20 | 935 | 600 | 0 | 69.05 | 66.05 | 3 | 0
2020 | NEISO_2_NYISO_G-I | NEISO | NYISO_G-I | Internal | Shoulder | B11 | 25 | 600 | 600 | 61.44 | 65.57 | 3 | 1.13
2020 | NEISO_2_NYISO_G-I | NEISO | NYISO_G-I | Internal | Shoulder | B12 | 200 | 600 | 461.86 | 61.44 | 64.44 | 3 | 0
2020 | NEISO_2_NYISO_G-I | NEISO | NYISO_G-I | Internal | Shoulder | B13 | 600 | 600 | 0 | 61.44 | 62.56 | 3 | 0
2020 | NEISO_2_NYISO_G-I | NEISO | NYISO_G-I | Internal | Shoulder | B14 | 900 | 600 | 0 | 61.44 | 61.6 | 3 | 0
2020 | NEISO_2_NYISO_G-I | NEISO | NYISO_G-I | Internal | Shoulder | B15 | 1203 | 600 | 0 | 61.44 | 61.6 | 3 | 0
2020 | NEISO_2_NYISO_G-I | NEISO | NYISO_G-I | Internal | Summer | B1 | 10 | 600 | 0 | 345.27 | 342.27 | 3 | 0
2020 | NEISO_2_NYISO_G-I | NEISO | NYISO_G-I | Internal | Summer | B2 | 25 | 600 | 0 | 126.7 | 129.68 | 3 | 0
2020 | NEISO_2_NYISO_G-I | NEISO | NYISO_G-I | Internal | Summer | B3 | 75 | 600 | 588.22 | 90.02 | 93.02 | 3 | 0
2020 | NEISO_2_NYISO_G-I | NEISO | NYISO_G-I | Internal | Summer | B4 | 100 | 600 | 600 | 80.45 | 85.95 | 3 | 2.5
2020 | NEISO_2_NYISO_G-I | NEISO | NYISO_G-I | Internal | Summer | B5 | 200 | 600 | 600 | 65.86 | 83.43 | 3 | 14.57
2020 | NEISO_2_NYISO_G-I | NEISO | NYISO_G-I | Internal | Summer | B6 | 300 | 600 | 600 | 58.56 | 76.83 | 3 | 15.28
2020 | NEISO_2_NYISO_G-I | NEISO | NYISO_G-I | Internal | Summer | B7 | 400 | 600 | 600 | 58.56 | 62.71 | 3 | 1.15
2020 | NEISO_2_NYISO_G-I | NEISO | NYISO_G-I | Internal | Summer | B8 | 500 | 600 | 0 | 58.56 | 59.97 | 3 | 0
2020 | NEISO_2_NYISO_G-I | NEISO | NYISO_G-I | Internal | Summer | B9 | 800 | 600 | 0 | 58.56 | 59.97 | 3 | 0
2020 | NEISO_2_NYISO_G-I | NEISO | NYISO_G-I | Internal | Summer | B10 | 1262 | 600 | 0 | 58.56 | 59.97 | 3 | 0
2020 | NEISO_2_NYISO_G-I | NEISO | NYISO_G-I | Internal | Winter | B16 | 25 | 600 | 600 | 70.37 | 76.7 | 3 | 3.33
2020 | NEISO_2_NYISO_G-I | NEISO | NYISO_G-I | Internal | Winter | B17 | 100 | 600 | 0 | 69.34 | 72.33 | 3 | 0
2020 | NEISO_2_NYISO_G-I | NEISO | NYISO_G-I | Internal | Winter | B18 | 400 | 600 | 0 | 69.05 | 72.03 | 3 | 0
2020 | NEISO_2_NYISO_G-I | NEISO | NYISO_G-I | Internal | Winter | B19 | 700 | 600 | 0 | 69.05 | 69.72 | 3 | 0
2020 | NEISO_2_NYISO_G-I | NEISO | NYISO_G-I | Internal | Winter | B20 | 935 | 600 | 0 | 69.05 | 66.06 | 3 | 0
2020 | NEISO_2_NYISO_J-K | NEISO | NYISO_J-K | Internal | Shoulder | B11 | 25 | 1038 | 1038 | 61.44 | 65.58 | 3 | 1.14
2020 | NEISO_2_NYISO_J-K | NEISO | NYISO_J-K | Internal | Shoulder | B12 | 200 | 1038 | 1038 | 61.44 | 64.45 | 3 | 0.01
2020 | NEISO_2_NYISO_J-K | NEISO | NYISO_J-K | Internal | Shoulder | B13 | 600 | 1038 | 0 | 61.44 | 62.57 | 3 | 0
2020 | NEISO_2_NYISO_J-K | NEISO | NYISO_J-K | Internal | Shoulder | B14 | 900 | 1038 | 0 | 61.44 | 61.61 | 3 | 0
2020 | NEISO_2_NYISO_J-K | NEISO | NYISO_J-K | Internal | Shoulder | B15 | 1203 | 1038 | 0 | 61.44 | 61.61 | 3 | 0
2020 | NEISO_2_NYISO_J-K | NEISO | NYISO_J-K | Internal | Summer | B1 | 10 | 1038 | 0 | 345.27 | 342.29 | 3 | 0
2020 | NEISO_2_NYISO_J-K | NEISO | NYISO_J-K | Internal | Summer | B2 | 25 | 1038 | 548.23 | 126.7 | 129.7 | 3 | 0
2020 | NEISO_2_NYISO_J-K | NEISO | NYISO_J-K | Internal | Summer | B3 | 75 | 1038 | 1038 | 90.02 | 93.03 | 3 | 0.01
2020 | NEISO_2_NYISO_J-K | NEISO | NYISO_J-K | Internal | Summer | B4 | 100 | 1038 | 1038 | 80.45 | 85.96 | 3 | 2.52
2020 | NEISO_2_NYISO_J-K | NEISO | NYISO_J-K | Internal | Summer | B5 | 200 | 1038 | 1038 | 65.86 | 83.44 | 3 | 14.58
2020 | NEISO_2_NYISO_J-K | NEISO | NYISO_J-K | Internal | Summer | B6 | 300 | 1038 | 1038 | 58.56 | 76.85 | 3 | 15.29
2020 | NEISO_2_NYISO_J-K | NEISO | NYISO_J-K | Internal | Summer | B7 | 400 | 1038 | 1038 | 58.56 | 62.72 | 3 | 1.16
2020 | NEISO_2_NYISO_J-K | NEISO | NYISO_J-K | Internal | Summer | B8 | 500 | 1038 | 0 | 58.56 | 59.98 | 3 | 0
2020 | NEISO_2_NYISO_J-K | NEISO | NYISO_J-K | Internal | Summer | B9 | 800 | 1038 | 0 | 58.56 | 59.98 | 3 | 0
2020 | NEISO_2_NYISO_J-K | NEISO | NYISO_J-K | Internal | Summer | B10 | 1262 | 1038 | 0 | 58.56 | 59.98 | 3 | 0
2020 | NEISO_2_NYISO_J-K | NEISO | NYISO_J-K | Internal | Winter | B16 | 25 | 1038 | 1038 | 70.37 | 76.71 | 3 | 3.35
2020 | NEISO_2_NYISO_J-K | NEISO | NYISO_J-K | Internal | Winter | B17 | 100 | 1038 | 48.77 | 69.34 | 72.34 | 3 | 0
2020 | NEISO_2_NYISO_J-K | NEISO | NYISO_J-K | Internal | Winter | B18 | 400 | 1038 | 347.31 | 69.05 | 72.05 | 3 | 0
2020 | NEISO_2_NYISO_J-K | NEISO | NYISO_J-K | Internal | Winter | B19 | 700 | 1038 | 370.79 | 69.05 | 72.05 | 3 | 0
2020 | NEISO_2_NYISO_J-K | NEISO | NYISO_J-K | Internal | Winter | B20 | 935 | 1038 | 0 | 69.05 | 66.07 | 3 | 0
2020 | NonRTO_Midwest_2_TVA_Transmission | NonRTO_Midwest | TVA_Transmission | Internal | Shoulder | B11 | 25 | 2400 | 0 | 91.57 | 91.57 | 8 | 0
2020 | NonRTO_Midwest_2_TVA_Transmission | NonRTO_Midwest | TVA_Transmission | Internal | Shoulder | B12 | 200 | 2400 | 0 | 78.44 | 75.52 | 8 | 0
2020 | NonRTO_Midwest_2_TVA_Transmission | NonRTO_Midwest | TVA_Transmission | Internal | Shoulder | B13 | 600 | 2400 | 0 | 74.5 | 71.45 | 8 | 0
2020 | NonRTO_Midwest_2_TVA_Transmission | NonRTO_Midwest | TVA_Transmission | Internal | Shoulder | B14 | 900 | 2400 | 0 | 71.62 | 70.33 | 8 | 0
2020 | NonRTO_Midwest_2_TVA_Transmission | NonRTO_Midwest | TVA_Transmission | Internal | Shoulder | B15 | 1203 | 2400 | 0 | 63.46 | 67.99 | 8 | 0
2020 | NonRTO_Midwest_2_TVA_Transmission | NonRTO_Midwest | TVA_Transmission | Internal | Summer | B1 | 10 | 2400 | 224.46 | 108.42 | 116.42 | 8 | 0
2020 | NonRTO_Midwest_2_TVA_Transmission | NonRTO_Midwest | TVA_Transmission | Internal | Summer | B2 | 25 | 2400 | 0 | 108.34 | 112.9 | 8 | 0
2020 | NonRTO_Midwest_2_TVA_Transmission | NonRTO_Midwest | TVA_Transmission | Internal | Summer | B3 | 75 | 2400 | 0 | 108.34 | 110.06 | 8 | 0
2020 | NonRTO_Midwest_2_TVA_Transmission | NonRTO_Midwest | TVA_Transmission | Internal | Summer | B4 | 100 | 2400 | 0 | 107.04 | 107.05 | 8 | 0
2020 | NonRTO_Midwest_2_TVA_Transmission | NonRTO_Midwest | TVA_Transmission | Internal | Summer | B5 | 200 | 2400 | 0 | 105.77 | 105.77 | 8 | 0
2020 | NonRTO_Midwest_2_TVA_Transmission | NonRTO_Midwest | TVA_Transmission | Internal | Summer | B6 | 300 | 2400 | 0 | 90.86 | 90.87 | 8 | 0
2020 | NonRTO_Midwest_2_TVA_Transmission | NonRTO_Midwest | TVA_Transmission | Internal | Summer | B7 | 400 | 2400 | 0 | 78.38 | 78.39 | 8 | 0
2020 | NonRTO_Midwest_2_TVA_Transmission | NonRTO_Midwest | TVA_Transmission | Internal | Summer | B8 | 500 | 2400 | 0 | 65.39 | 71.19 | 8 | 0
2020 | NonRTO_Midwest_2_TVA_Transmission | NonRTO_Midwest | TVA_Transmission | Internal | Summer | B9 | 800 | 2400 | 0 | 65.23 | 68.59 | 8 | 0
2020 | NonRTO_Midwest_2_TVA_Transmission | NonRTO_Midwest | TVA_Transmission | Internal | Summer | B10 | 1262 | 2400 | 0 | 61.53 | 65.99 | 8 | 0
2020 | NonRTO_Midwest_2_TVA_Transmission | NonRTO_Midwest | TVA_Transmission | Internal | Winter | B16 | 25 | 2400 | 0 | 95.32 | 95.32 | 8 | 0
2020 | NonRTO_Midwest_2_TVA_Transmission | NonRTO_Midwest | TVA_Transmission | Internal | Winter | B17 | 100 | 2400 | 0 | 85.46 | 78.4 | 8 | 0
2020 | NonRTO_Midwest_2_TVA_Transmission | NonRTO_Midwest | TVA_Transmission | Internal | Winter | B18 | 400 | 2400 | 0 | 76.41 | 73.81 | 8 | 0
2020 | NonRTO_Midwest_2_TVA_Transmission | NonRTO_Midwest | TVA_Transmission | Internal | Winter | B19 | 700 | 2400 | 0 | 75.05 | 73.26 | 8 | 0
2020 | NonRTO_Midwest_2_TVA_Transmission | NonRTO_Midwest | TVA_Transmission | Internal | Winter | B20 | 935 | 2400 | 0 | 65.39 | 69.71 | 8 | 0
2020 | NYISO_A-F_2_NEISO | NYISO_A-F | NEISO | Internal | Shoulder | B11 | 25 | 600 | 0 | 64.44 | 61.44 | 3 | 0
2020 | NYISO_A-F_2_NEISO | NYISO_A-F | NEISO | Internal | Shoulder | B12 | 200 | 600 | 0 | 64.43 | 61.44 | 3 | 0
2020 | NYISO_A-F_2_NEISO | NYISO_A-F | NEISO | Internal | Shoulder | B13 | 600 | 600 | 0 | 62.55 | 61.44 | 3 | 0
2020 | NYISO_A-F_2_NEISO | NYISO_A-F | NEISO | Internal | Shoulder | B14 | 900 | 600 | 0 | 61.59 | 61.44 | 3 | 0
2020 | NYISO_A-F_2_NEISO | NYISO_A-F | NEISO | Internal | Shoulder | B15 | 1203 | 600 | 0 | 61.59 | 61.44 | 3 | 0
2020 | NYISO_A-F_2_NEISO | NYISO_A-F | NEISO | Internal | Summer | B1 | 10 | 600 | 600 | 105.4 | 345.27 | 3 | 236.87
2020 | NYISO_A-F_2_NEISO | NYISO_A-F | NEISO | Internal | Summer | B2 | 25 | 600 | 600 | 104.88 | 126.7 | 3 | 18.82
2020 | NYISO_A-F_2_NEISO | NYISO_A-F | NEISO | Internal | Summer | B3 | 75 | 600 | 0 | 93 | 90.02 | 3 | 0
2020 | NYISO_A-F_2_NEISO | NYISO_A-F | NEISO | Internal | Summer | B4 | 100 | 600 | 0 | 82.32 | 80.45 | 3 | 0
2020 | NYISO_A-F_2_NEISO | NYISO_A-F | NEISO | Internal | Summer | B5 | 200 | 600 | 0 | 68.86 | 65.86 | 3 | 0
2020 | NYISO_A-F_2_NEISO | NYISO_A-F | NEISO | Internal | Summer | B6 | 300 | 600 | 0 | 62.69 | 58.56 | 3 | 0
2020 | NYISO_A-F_2_NEISO | NYISO_A-F | NEISO | Internal | Summer | B7 | 400 | 600 | 0 | 62.69 | 58.56 | 3 | 0
2020 | NYISO_A-F_2_NEISO | NYISO_A-F | NEISO | Internal | Summer | B8 | 500 | 600 | 0 | 59.96 | 58.56 | 3 | 0
2020 | NYISO_A-F_2_NEISO | NYISO_A-F | NEISO | Internal | Summer | B9 | 800 | 600 | 0 | 59.96 | 58.56 | 3 | 0
2020 | NYISO_A-F_2_NEISO | NYISO_A-F | NEISO | Internal | Summer | B10 | 1262 | 600 | 0 | 59.96 | 58.56 | 3 | 0
2020 | NYISO_A-F_2_NEISO | NYISO_A-F | NEISO | Internal | Winter | B16 | 25 | 600 | 0 | 69.51 | 70.37 | 3 | 0
2020 | NYISO_A-F_2_NEISO | NYISO_A-F | NEISO | Internal | Winter | B17 | 100 | 600 | 274.35 | 66.34 | 69.34 | 3 | 0
2020 | NYISO_A-F_2_NEISO | NYISO_A-F | NEISO | Internal | Winter | B18 | 400 | 600 | 306.29 | 66.05 | 69.05 | 3 | 0
2020 | NYISO_A-F_2_NEISO | NYISO_A-F | NEISO | Internal | Winter | B19 | 700 | 600 | 275.09 | 66.05 | 69.05 | 3 | 0
2020 | NYISO_A-F_2_NEISO | NYISO_A-F | NEISO | Internal | Winter | B20 | 935 | 600 | 232.45 | 66.05 | 69.05 | 3 | 0
2020 | NYISO_A-F_2_NYISO_G-I | NYISO_A-F | NYISO_G-I | Internal | Shoulder | B11 | 25 | 5266 | 5266 | 64.44 | 65.57 | 0.01 | 1.12
2020 | NYISO_A-F_2_NYISO_G-I | NYISO_A-F | NYISO_G-I | Internal | Shoulder | B12 | 200 | 5266 | 4601.3 | 64.43 | 64.44 | 0.01 | 0
2020 | NYISO_A-F_2_NYISO_G-I | NYISO_A-F | NYISO_G-I | Internal | Shoulder | B13 | 600 | 5266 | 5004.66 | 62.55 | 62.56 | 0.01 | 0
2020 | NYISO_A-F_2_NYISO_G-I | NYISO_A-F | NYISO_G-I | Internal | Shoulder | B14 | 900 | 5266 | 4671.34 | 61.59 | 61.6 | 0.01 | 0
2020 | NYISO_A-F_2_NYISO_G-I | NYISO_A-F | NYISO_G-I | Internal | Shoulder | B15 | 1203 | 5266 | 3075.39 | 61.59 | 61.6 | 0.01 | 0
2020 | NYISO_A-F_2_NYISO_G-I | NYISO_A-F | NYISO_G-I | Internal | Summer | B1 | 10 | 5266 | 5266 | 105.4 | 342.27 | 0.01 | 236.86
2020 | NYISO_A-F_2_NYISO_G-I | NYISO_A-F | NYISO_G-I | Internal | Summer | B2 | 25 | 5266 | 5266 | 104.88 | 129.68 | 0.01 | 24.8
2020 | NYISO_A-F_2_NYISO_G-I | NYISO_A-F | NYISO_G-I | Internal | Summer | B3 | 75 | 5266 | 5180.78 | 93 | 93.02 | 0.01 | 0
2020 | NYISO_A-F_2_NYISO_G-I | NYISO_A-F | NYISO_G-I | Internal | Summer | B4 | 100 | 5266 | 5266 | 82.32 | 85.95 | 0.01 | 3.62
2020 | NYISO_A-F_2_NYISO_G-I | NYISO_A-F | NYISO_G-I | Internal | Summer | B5 | 200 | 5266 | 5266 | 68.86 | 83.43 | 0.01 | 14.55
2020 | NYISO_A-F_2_NYISO_G-I | NYISO_A-F | NYISO_G-I | Internal | Summer | B6 | 300 | 5266 | 5266 | 62.69 | 76.83 | 0.01 | 14.13
2020 | NYISO_A-F_2_NYISO_G-I | NYISO_A-F | NYISO_G-I | Internal | Summer | B7 | 400 | 5266 | 4736.82 | 62.69 | 62.71 | 0.01 | 0
2020 | NYISO_A-F_2_NYISO_G-I | NYISO_A-F | NYISO_G-I | Internal | Summer | B8 | 500 | 5266 | 5236.11 | 59.96 | 59.97 | 0.01 | 0
2020 | NYISO_A-F_2_NYISO_G-I | NYISO_A-F | NYISO_G-I | Internal | Summer | B9 | 800 | 5266 | 5136.39 | 59.96 | 59.97 | 0.01 | 0
2020 | NYISO_A-F_2_NYISO_G-I | NYISO_A-F | NYISO_G-I | Internal | Summer | B10 | 1262 | 5266 | 2991.51 | 59.96 | 59.97 | 0.01 | 0
2020 | NYISO_A-F_2_NYISO_G-I | NYISO_A-F | NYISO_G-I | Internal | Winter | B16 | 25 | 5266 | 5266 | 69.51 | 76.7 | 0.01 | 7.18
2020 | NYISO_A-F_2_NYISO_G-I | NYISO_A-F | NYISO_G-I | Internal | Winter | B17 | 100 | 5266 | 5266 | 66.34 | 72.33 | 0.01 | 5.98
2020 | NYISO_A-F_2_NYISO_G-I | NYISO_A-F | NYISO_G-I | Internal | Winter | B18 | 400 | 5266 | 5266 | 66.05 | 72.03 | 0.01 | 5.98
2020 | NYISO_A-F_2_NYISO_G-I | NYISO_A-F | NYISO_G-I | Internal | Winter | B19 | 700 | 5266 | 5266 | 66.05 | 69.72 | 0.01 | 3.66
2020 | NYISO_A-F_2_NYISO_G-I | NYISO_A-F | NYISO_G-I | Internal | Winter | B20 | 935 | 5266 | 5105.49 | 66.05 | 66.06 | 0.01 | 0
2020 | NYISO_A-F_2_PJM_ROM | NYISO_A-F | PJM_ROM | Internal | Shoulder | B11 | 25 | 1000 | 1000 | 64.44 | 85.55 | 8 | 13.11
2020 | NYISO_A-F_2_PJM_ROM | NYISO_A-F | PJM_ROM | Internal | Shoulder | B12 | 200 | 1000 | 1000 | 64.43 | 72.45 | 8 | 0.02
2020 | NYISO_A-F_2_PJM_ROM | NYISO_A-F | PJM_ROM | Internal | Shoulder | B13 | 600 | 1000 | 0 | 62.55 | 68.51 | 8 | 0
2020 | NYISO_A-F_2_PJM_ROM | NYISO_A-F | PJM_ROM | Internal | Shoulder | B14 | 900 | 1000 | 0 | 61.59 | 65.63 | 8 | 0
2020 | NYISO_A-F_2_PJM_ROM | NYISO_A-F | PJM_ROM | Internal | Shoulder | B15 | 1203 | 1000 | 0 | 61.59 | 62.38 | 8 | 0
2020 | NYISO_A-F_2_PJM_ROM | NYISO_A-F | PJM_ROM | Internal | Summer | B1 | 10 | 1000 | 1000 | 105.4 | 178.02 | 8 | 64.61
2020 | NYISO_A-F_2_PJM_ROM | NYISO_A-F | PJM_ROM | Internal | Summer | B2 | 25 | 1000 | 1000 | 104.88 | 123.68 | 8 | 10.81
2020 | NYISO_A-F_2_PJM_ROM | NYISO_A-F | PJM_ROM | Internal | Summer | B3 | 75 | 1000 | 1000 | 93 | 101.04 | 8 | 0.04
2020 | NYISO_A-F_2_PJM_ROM | NYISO_A-F | PJM_ROM | Internal | Summer | B4 | 100 | 1000 | 1000 | 82.32 | 101.04 | 8 | 10.72
2020 | NYISO_A-F_2_PJM_ROM | NYISO_A-F | PJM_ROM | Internal | Summer | B5 | 200 | 1000 | 1000 | 68.86 | 99.75 | 8 | 22.89
2020 | NYISO_A-F_2_PJM_ROM | NYISO_A-F | PJM_ROM | Internal | Summer | B6 | 300 | 1000 | 1000 | 62.69 | 84.85 | 8 | 14.15
2020 | NYISO_A-F_2_PJM_ROM | NYISO_A-F | PJM_ROM | Internal | Summer | B7 | 400 | 1000 | 1000 | 62.69 | 72.37 | 8 | 1.68
2020 | NYISO_A-F_2_PJM_ROM | NYISO_A-F | PJM_ROM | Internal | Summer | B8 | 500 | 1000 | 0 | 59.96 | 65.2 | 8 | 0
2020 | NYISO_A-F_2_PJM_ROM | NYISO_A-F | PJM_ROM | Internal | Summer | B9 | 800 | 1000 | 0 | 59.96 | 62.8 | 8 | 0
2020 | NYISO_A-F_2_PJM_ROM | NYISO_A-F | PJM_ROM | Internal | Summer | B10 | 1262 | 1000 | 0 | 59.96 | 60.48 | 8 | 0
2020 | NYISO_A-F_2_PJM_ROM | NYISO_A-F | PJM_ROM | Internal | Winter | B16 | 25 | 1000 | 1000 | 69.51 | 89.33 | 8 | 11.82
2020 | NYISO_A-F_2_PJM_ROM | NYISO_A-F | PJM_ROM | Internal | Winter | B17 | 100 | 1000 | 1000 | 66.34 | 79.47 | 8 | 5.13
2020 | NYISO_A-F_2_PJM_ROM | NYISO_A-F | PJM_ROM | Internal | Winter | B18 | 400 | 1000 | 0 | 66.05 | 70.73 | 8 | 0
2020 | NYISO_A-F_2_PJM_ROM | NYISO_A-F | PJM_ROM | Internal | Winter | B19 | 700 | 1000 | 0 | 66.05 | 69.49 | 8 | 0
2020 | NYISO_A-F_2_PJM_ROM | NYISO_A-F | PJM_ROM | Internal | Winter | B20 | 935 | 1000 | 0 | 66.05 | 64.2 | 8 | 0
2020 | NYISO_G-I_2_NEISO | NYISO_G-I | NEISO | Internal | Shoulder | B11 | 25 | 600 | 0 | 65.57 | 61.44 | 3 | 0
2020 | NYISO_G-I_2_NEISO | NYISO_G-I | NEISO | Internal | Shoulder | B12 | 200 | 600 | 0 | 64.44 | 61.44 | 3 | 0
2020 | NYISO_G-I_2_NEISO | NYISO_G-I | NEISO | Internal | Shoulder | B13 | 600 | 600 | 0 | 62.56 | 61.44 | 3 | 0
2020 | NYISO_G-I_2_NEISO | NYISO_G-I | NEISO | Internal | Shoulder | B14 | 900 | 600 | 0 | 61.6 | 61.44 | 3 | 0
2020 | NYISO_G-I_2_NEISO | NYISO_G-I | NEISO | Internal | Shoulder | B15 | 1203 | 600 | 0 | 61.6 | 61.44 | 3 | 0
2020 | NYISO_G-I_2_NEISO | NYISO_G-I | NEISO | Internal | Summer | B1 | 10 | 600 | 216.44 | 342.27 | 345.27 | 3 | 0
2020 | NYISO_G-I_2_NEISO | NYISO_G-I | NEISO | Internal | Summer | B2 | 25 | 600 | 0 | 129.68 | 126.7 | 3 | 0
2020 | NYISO_G-I_2_NEISO | NYISO_G-I | NEISO | Internal | Summer | B3 | 75 | 600 | 0 | 93.02 | 90.02 | 3 | 0
2020 | NYISO_G-I_2_NEISO | NYISO_G-I | NEISO | Internal | Summer | B4 | 100 | 600 | 0 | 85.95 | 80.45 | 3 | 0
2020 | NYISO_G-I_2_NEISO | NYISO_G-I | NEISO | Internal | Summer | B5 | 200 | 600 | 0 | 83.43 | 65.86 | 3 | 0
2020 | NYISO_G-I_2_NEISO | NYISO_G-I | NEISO | Internal | Summer | B6 | 300 | 600 | 0 | 76.83 | 58.56 | 3 | 0
2020 | NYISO_G-I_2_NEISO | NYISO_G-I | NEISO | Internal | Summer | B7 | 400 | 600 | 0 | 62.71 | 58.56 | 3 | 0
2020 | NYISO_G-I_2_NEISO | NYISO_G-I | NEISO | Internal | Summer | B8 | 500 | 600 | 0 | 59.97 | 58.56 | 3 | 0
2020 | NYISO_G-I_2_NEISO | NYISO_G-I | NEISO | Internal | Summer | B9 | 800 | 600 | 0 | 59.97 | 58.56 | 3 | 0
2020 | NYISO_G-I_2_NEISO | NYISO_G-I | NEISO | Internal | Summer | B10 | 1262 | 600 | 0 | 59.97 | 58.56 | 3 | 0
2020 | NYISO_G-I_2_NEISO | NYISO_G-I | NEISO | Internal | Winter | B16 | 25 | 600 | 0 | 76.7 | 70.37 | 3 | 0
2020 | NYISO_G-I_2_NEISO | NYISO_G-I | NEISO | Internal | Winter | B17 | 100 | 600 | 0 | 72.33 | 69.34 | 3 | 0
2020 | NYISO_G-I_2_NEISO | NYISO_G-I | NEISO | Internal | Winter | B18 | 400 | 600 | 0 | 72.03 | 69.05 | 3 | 0
2020 | NYISO_G-I_2_NEISO | NYISO_G-I | NEISO | Internal | Winter | B19 | 700 | 600 | 0 | 69.72 | 69.05 | 3 | 0
2020 | NYISO_G-I_2_NEISO | NYISO_G-I | NEISO | Internal | Winter | B20 | 935 | 600 | 0 | 66.06 | 69.05 | 3 | 0
2020 | NYISO_G-I_2_NYISO_J-K | NYISO_G-I | NYISO_J-K | Internal | Shoulder | B11 | 25 | 6130 | 4497.45 | 65.57 | 65.58 | 0.01 | 0
2020 | NYISO_G-I_2_NYISO_J-K | NYISO_G-I | NYISO_J-K | Internal | Shoulder | B12 | 200 | 6130 | 4162.19 | 64.44 | 64.45 | 0.01 | 0
2020 | NYISO_G-I_2_NYISO_J-K | NYISO_G-I | NYISO_J-K | Internal | Shoulder | B13 | 600 | 6130 | 4927.2 | 62.56 | 62.57 | 0.01 | 0
2020 | NYISO_G-I_2_NYISO_J-K | NYISO_G-I | NYISO_J-K | Internal | Shoulder | B14 | 900 | 6130 | 4289.66 | 61.6 | 61.61 | 0.01 | 0
2020 | NYISO_G-I_2_NYISO_J-K | NYISO_G-I | NYISO_J-K | Internal | Shoulder | B15 | 1203 | 6130 | 3103.74 | 61.6 | 61.61 | 0.01 | 0
2020 | NYISO_G-I_2_NYISO_J-K | NYISO_G-I | NYISO_J-K | Internal | Summer | B1 | 10 | 6130 | 5023.12 | 342.27 | 342.29 | 0.01 | 0
2020 | NYISO_G-I_2_NYISO_J-K | NYISO_G-I | NYISO_J-K | Internal | Summer | B2 | 25 | 6130 | 4824.23 | 129.68 | 129.7 | 0.01 | 0
2020 | NYISO_G-I_2_NYISO_J-K | NYISO_G-I | NYISO_J-K | Internal | Summer | B3 | 75 | 6130 | 4210.93 | 93.02 | 93.03 | 0.01 | 0
2020 | NYISO_G-I_2_NYISO_J-K | NYISO_G-I | NYISO_J-K | Internal | Summer | B4 | 100 | 6130 | 4559.15 | 85.95 | 85.96 | 0.01 | 0
2020 | NYISO_G-I_2_NYISO_J-K | NYISO_G-I | NYISO_J-K | Internal | Summer | B5 | 200 | 6130 | 4688.74 | 83.43 | 83.44 | 0.01 | 0
2020 | NYISO_G-I_2_NYISO_J-K | NYISO_G-I | NYISO_J-K | Internal | Summer | B6 | 300 | 6130 | 5088.51 | 76.83 | 76.85 | 0.01 | 0
2020 | NYISO_G-I_2_NYISO_J-K | NYISO_G-I | NYISO_J-K | Internal | Summer | B7 | 400 | 6130 | 4504.88 | 62.71 | 62.72 | 0.01 | 0
2020 | NYISO_G-I_2_NYISO_J-K | NYISO_G-I | NYISO_J-K | Internal | Summer | B8 | 500 | 6130 | 5929.4 | 59.97 | 59.98 | 0.01 | 0
2020 | NYISO_G-I_2_NYISO_J-K | NYISO_G-I | NYISO_J-K | Internal | Summer | B9 | 800 | 6130 | 5096.38 | 59.97 | 59.98 | 0.01 | 0
2020 | NYISO_G-I_2_NYISO_J-K | NYISO_G-I | NYISO_J-K | Internal | Summer | B10 | 1262 | 6130 | 3373.94 | 59.97 | 59.98 | 0.01 | 0
2020 | NYISO_G-I_2_NYISO_J-K | NYISO_G-I | NYISO_J-K | Internal | Winter | B16 | 25 | 6130 | 5035.37 | 76.7 | 76.71 | 0.01 | 0
2020 | NYISO_G-I_2_NYISO_J-K | NYISO_G-I | NYISO_J-K | Internal | Winter | B17 | 100 | 6130 | 6038.88 | 72.33 | 72.34 | 0.01 | 0
2020 | NYISO_G-I_2_NYISO_J-K | NYISO_G-I | NYISO_J-K | Internal | Winter | B18 | 400 | 6130 | 6103.49 | 72.03 | 72.05 | 0.01 | 0
2020 | NYISO_G-I_2_NYISO_J-K | NYISO_G-I | NYISO_J-K | Internal | Winter | B19 | 700 | 6130 | 6130 | 69.72 | 72.05 | 0.01 | 2.32
2020 | NYISO_G-I_2_NYISO_J-K | NYISO_G-I | NYISO_J-K | Internal | Winter | B20 | 935 | 6130 | 5432.21 | 66.06 | 66.07 | 0.01 | 0
2020 | NYISO_G-I_2_PJM_E | NYISO_G-I | PJM_E | Internal | Shoulder | B11 | 25 | 1500 | 1500 | 65.57 | 85.53 | 8 | 11.97
2020 | NYISO_G-I_2_PJM_E | NYISO_G-I | PJM_E | Internal | Shoulder | B12 | 200 | 1500 | 1092.12 | 64.44 | 72.44 | 8 | 0
2020 | NYISO_G-I_2_PJM_E | NYISO_G-I | PJM_E | Internal | Shoulder | B13 | 600 | 1500 | 0 | 62.56 | 68.5 | 8 | 0
2020 | NYISO_G-I_2_PJM_E | NYISO_G-I | PJM_E | Internal | Shoulder | B14 | 900 | 1500 | 0 | 61.6 | 65.62 | 8 | 0
2020 | NYISO_G-I_2_PJM_E | NYISO_G-I | PJM_E | Internal | Shoulder | B15 | 1203 | 1500 | 0 | 61.6 | 62.37 | 8 | 0
2020 | NYISO_G-I_2_PJM_E | NYISO_G-I | PJM_E | Internal | Summer | B1 | 10 | 1500 | 0 | 342.27 | 178.03 | 8 | 0
2020 | NYISO_G-I_2_PJM_E | NYISO_G-I | PJM_E | Internal | Summer | B2 | 25 | 1500 | 0 | 129.68 | 123.7 | 8 | 0
2020 | NYISO_G-I_2_PJM_E | NYISO_G-I | PJM_E | Internal | Summer | B3 | 75 | 1500 | 1500 | 93.02 | 101.03 | 8 | 0.01
2020 | NYISO_G-I_2_PJM_E | NYISO_G-I | PJM_E | Internal | Summer | B4 | 100 | 1500 | 1500 | 85.95 | 101.03 | 8 | 7.07
2020 | NYISO_G-I_2_PJM_E | NYISO_G-I | PJM_E | Internal | Summer | B5 | 200 | 1500 | 1500 | 83.43 | 99.74 | 8 | 8.31
2020 | NYISO_G-I_2_PJM_E | NYISO_G-I | PJM_E | Internal | Summer | B6 | 300 | 1500 | 1284.83 | 76.83 | 84.83 | 8 | 0
2020 | NYISO_G-I_2_PJM_E | NYISO_G-I | PJM_E | Internal | Summer | B7 | 400 | 1500 | 1500 | 62.71 | 72.36 | 8 | 1.65
2020 | NYISO_G-I_2_PJM_E | NYISO_G-I | PJM_E | Internal | Summer | B8 | 500 | 1500 | 0 | 59.97 | 65.19 | 8 | 0
2020 | NYISO_G-I_2_PJM_E | NYISO_G-I | PJM_E | Internal | Summer | B9 | 800 | 1500 | 0 | 59.97 | 62.79 | 8 | 0
2020 | NYISO_G-I_2_PJM_E | NYISO_G-I | PJM_E | Internal | Summer | B10 | 1262 | 1500 | 0 | 59.97 | 60.47 | 8 | 0
2020 | NYISO_G-I_2_PJM_E | NYISO_G-I | PJM_E | Internal | Winter | B16 | 25 | 1500 | 1500 | 76.7 | 89.32 | 8 | 4.62
2020 | NYISO_G-I_2_PJM_E | NYISO_G-I | PJM_E | Internal | Winter | B17 | 100 | 1500 | 0 | 72.33 | 79.46 | 8 | 0
2020 | NYISO_G-I_2_PJM_E | NYISO_G-I | PJM_E | Internal | Winter | B18 | 400 | 1500 | 0 | 72.03 | 70.72 | 8 | 0
2020 | NYISO_G-I_2_PJM_E | NYISO_G-I | PJM_E | Internal | Winter | B19 | 700 | 1500 | 0 | 69.72 | 69.5 | 8 | 0
2020 | NYISO_G-I_2_PJM_E | NYISO_G-I | PJM_E | Internal | Winter | B20 | 935 | 1500 | 0 | 66.06 | 64.18 | 8 | 0
2020 | NYISO_J-K_2_NEISO | NYISO_J-K | NEISO | Internal | Shoulder | B11 | 25 | 608 | 0 | 65.58 | 61.44 | 3 | 0
2020 | NYISO_J-K_2_NEISO | NYISO_J-K | NEISO | Internal | Shoulder | B12 | 200 | 608 | 0 | 64.45 | 61.44 | 3 | 0
2020 | NYISO_J-K_2_NEISO | NYISO_J-K | NEISO | Internal | Shoulder | B13 | 600 | 608 | 0 | 62.57 | 61.44 | 3 | 0
2020 | NYISO_J-K_2_NEISO | NYISO_J-K | NEISO | Internal | Shoulder | B14 | 900 | 608 | 0 | 61.61 | 61.44 | 3 | 0
2020 | NYISO_J-K_2_NEISO | NYISO_J-K | NEISO | Internal | Shoulder | B15 | 1203 | 608 | 0 | 61.61 | 61.44 | 3 | 0
2020 | NYISO_J-K_2_NEISO | NYISO_J-K | NEISO | Internal | Summer | B1 | 10 | 608 | 0 | 342.29 | 345.27 | 3 | 0
2020 | NYISO_J-K_2_NEISO | NYISO_J-K | NEISO | Internal | Summer | B2 | 25 | 608 | 0 | 129.7 | 126.7 | 3 | 0
2020 | NYISO_J-K_2_NEISO | NYISO_J-K | NEISO | Internal | Summer | B3 | 75 | 608 | 0 | 93.03 | 90.02 | 3 | 0
2020 | NYISO_J-K_2_NEISO | NYISO_J-K | NEISO | Internal | Summer | B4 | 100 | 608 | 0 | 85.96 | 80.45 | 3 | 0
2020 | NYISO_J-K_2_NEISO | NYISO_J-K | NEISO | Internal | Summer | B5 | 200 | 608 | 0 | 83.44 | 65.86 | 3 | 0
2020 | NYISO_J-K_2_NEISO | NYISO_J-K | NEISO | Internal | Summer | B6 | 300 | 608 | 0 | 76.85 | 58.56 | 3 | 0
2020 | NYISO_J-K_2_NEISO | NYISO_J-K | NEISO | Internal | Summer | B7 | 400 | 608 | 0 | 62.72 | 58.56 | 3 | 0
2020 | NYISO_J-K_2_NEISO | NYISO_J-K | NEISO | Internal | Summer | B8 | 500 | 608 | 0 | 59.98 | 58.56 | 3 | 0
2020 | NYISO_J-K_2_NEISO | NYISO_J-K | NEISO | Internal | Summer | B9 | 800 | 608 | 0 | 59.98 | 58.56 | 3 | 0
2020 | NYISO_J-K_2_NEISO | NYISO_J-K | NEISO | Internal | Summer | B10 | 1262 | 608 | 0 | 59.98 | 58.56 | 3 | 0
2020 | NYISO_J-K_2_NEISO | NYISO_J-K | NEISO | Internal | Winter | B16 | 25 | 608 | 0 | 76.71 | 70.37 | 3 | 0
2020 | NYISO_J-K_2_NEISO | NYISO_J-K | NEISO | Internal | Winter | B17 | 100 | 608 | 0 | 72.34 | 69.34 | 3 | 0
2020 | NYISO_J-K_2_NEISO | NYISO_J-K | NEISO | Internal | Winter | B18 | 400 | 608 | 0 | 72.05 | 69.05 | 3 | 0
2020 | NYISO_J-K_2_NEISO | NYISO_J-K | NEISO | Internal | Winter | B19 | 700 | 608 | 0 | 72.05 | 69.05 | 3 | 0
2020 | NYISO_J-K_2_NEISO | NYISO_J-K | NEISO | Internal | Winter | B20 | 935 | 608 | 0 | 66.07 | 69.05 | 3 | 0
2020 | NYISO_J-K_2_PJM_E | NYISO_J-K | PJM_E | Internal | Shoulder | B11 | 25 | 330 | 330 | 65.58 | 85.53 | 8 | 11.96
2020 | NYISO_J-K_2_PJM_E | NYISO_J-K | PJM_E | Internal | Shoulder | B12 | 200 | 330 | 0 | 64.45 | 72.44 | 8 | 0
2020 | NYISO_J-K_2_PJM_E | NYISO_J-K | PJM_E | Internal | Shoulder | B13 | 600 | 330 | 0 | 62.57 | 68.5 | 8 | 0
2020 | NYISO_J-K_2_PJM_E | NYISO_J-K | PJM_E | Internal | Shoulder | B14 | 900 | 330 | 0 | 61.61 | 65.62 | 8 | 0
2020 | NYISO_J-K_2_PJM_E | NYISO_J-K | PJM_E | Internal | Shoulder | B15 | 1203 | 330 | 0 | 61.61 | 62.37 | 8 | 0
2020 | NYISO_J-K_2_PJM_E | NYISO_J-K | PJM_E | Internal | Summer | B1 | 10 | 330 | 0 | 342.29 | 178.03 | 8 | 0
2020 | NYISO_J-K_2_PJM_E | NYISO_J-K | PJM_E | Internal | Summer | B2 | 25 | 330 | 0 | 129.7 | 123.7 | 8 | 0
2020 | NYISO_J-K_2_PJM_E | NYISO_J-K | PJM_E | Internal | Summer | B3 | 75 | 330 | 127.57 | 93.03 | 101.03 | 8 | 0
2020 | NYISO_J-K_2_PJM_E | NYISO_J-K | PJM_E | Internal | Summer | B4 | 100 | 330 | 330 | 85.96 | 101.03 | 8 | 7.06
2020 | NYISO_J-K_2_PJM_E | NYISO_J-K | PJM_E | Internal | Summer | B5 | 200 | 330 | 330 | 83.44 | 99.74 | 8 | 8.3
2020 | NYISO_J-K_2_PJM_E | NYISO_J-K | PJM_E | Internal | Summer | B6 | 300 | 330 | 0 | 76.85 | 84.83 | 8 | 0
2020 | NYISO_J-K_2_PJM_E | NYISO_J-K | PJM_E | Internal | Summer | B7 | 400 | 330 | 330 | 62.72 | 72.36 | 8 | 1.64
2020 | NYISO_J-K_2_PJM_E | NYISO_J-K | PJM_E | Internal | Summer | B8 | 500 | 330 | 0 | 59.98 | 65.19 | 8 | 0
2020 | NYISO_J-K_2_PJM_E | NYISO_J-K | PJM_E | Internal | Summer | B9 | 800 | 330 | 0 | 59.98 | 62.79 | 8 | 0
2020 | NYISO_J-K_2_PJM_E | NYISO_J-K | PJM_E | Internal | Summer | B10 | 1262 | 330 | 0 | 59.98 | 60.47 | 8 | 0
2020 | NYISO_J-K_2_PJM_E | NYISO_J-K | PJM_E | Internal | Winter | B16 | 25 | 330 | 330 | 76.71 | 89.32 | 8 | 4.61
2020 | NYISO_J-K_2_PJM_E | NYISO_J-K | PJM_E | Internal | Winter | B17 | 100 | 330 | 0 | 72.34 | 79.46 | 8 | 0
2020 | NYISO_J-K_2_PJM_E | NYISO_J-K | PJM_E | Internal | Winter | B18 | 400 | 330 | 0 | 72.05 | 70.72 | 8 | 0
2020 | NYISO_J-K_2_PJM_E | NYISO_J-K | PJM_E | Internal | Winter | B19 | 700 | 330 | 0 | 72.05 | 69.5 | 8 | 0
2020 | NYISO_J-K_2_PJM_E | NYISO_J-K | PJM_E | Internal | Winter | B20 | 935 | 330 | 0 | 66.07 | 64.18 | 8 | 0
2020 | PJM_E_2_NYISO_G-I | PJM_E | NYISO_G-I | Internal | Shoulder | B11 | 25 | 500 | 0 | 85.53 | 65.57 | 6 | 0
2020 | PJM_E_2_NYISO_G-I | PJM_E | NYISO_G-I | Internal | Shoulder | B12 | 200 | 500 | 0 | 72.44 | 64.44 | 6 | 0
2020 | PJM_E_2_NYISO_G-I | PJM_E | NYISO_G-I | Internal | Shoulder | B13 | 600 | 500 | 0 | 68.5 | 62.56 | 6 | 0
2020 | PJM_E_2_NYISO_G-I | PJM_E | NYISO_G-I | Internal | Shoulder | B14 | 900 | 500 | 0 | 65.62 | 61.6 | 6 | 0
2020 | PJM_E_2_NYISO_G-I | PJM_E | NYISO_G-I | Internal | Shoulder | B15 | 1203 | 500 | 0 | 62.37 | 61.6 | 6 | 0
2020 | PJM_E_2_NYISO_G-I | PJM_E | NYISO_G-I | Internal | Summer | B1 | 10 | 500 | 500 | 178.03 | 342.27 | 6 | 158.25
2020 | PJM_E_2_NYISO_G-I | PJM_E | NYISO_G-I | Internal | Summer | B2 | 25 | 500 | 0 | 123.7 | 129.68 | 6 | 0
2020 | PJM_E_2_NYISO_G-I | PJM_E | NYISO_G-I | Internal | Summer | B3 | 75 | 500 | 0 | 101.03 | 93.02 | 6 | 0
2020 | PJM_E_2_NYISO_G-I | PJM_E | NYISO_G-I | Internal | Summer | B4 | 100 | 500 | 0 | 101.03 | 85.95 | 6 | 0
2020 | PJM_E_2_NYISO_G-I | PJM_E | NYISO_G-I | Internal | Summer | B5 | 200 | 500 | 0 | 99.74 | 83.43 | 6 | 0
2020 | PJM_E_2_NYISO_G-I | PJM_E | NYISO_G-I | Internal | Summer | B6 | 300 | 500 | 0 | 84.83 | 76.83 | 6 | 0
2020 | PJM_E_2_NYISO_G-I | PJM_E | NYISO_G-I | Internal | Summer | B7 | 400 | 500 | 0 | 72.36 | 62.71 | 6 | 0
2020 | PJM_E_2_NYISO_G-I | PJM_E | NYISO_G-I | Internal | Summer | B8 | 500 | 500 | 0 | 65.19 | 59.97 | 6 | 0
2020 | PJM_E_2_NYISO_G-I | PJM_E | NYISO_G-I | Internal | Summer | B9 | 800 | 500 | 0 | 62.79 | 59.97 | 6 | 0
2020 | PJM_E_2_NYISO_G-I | PJM_E | NYISO_G-I | Internal | Summer | B10 | 1262 | 500 | 0 | 60.47 | 59.97 | 6 | 0
2020 | PJM_E_2_NYISO_G-I | PJM_E | NYISO_G-I | Internal | Winter | B16 | 25 | 500 | 0 | 89.32 | 76.7 | 6 | 0
2020 | PJM_E_2_NYISO_G-I | PJM_E | NYISO_G-I | Internal | Winter | B17 | 100 | 500 | 0 | 79.46 | 72.33 | 6 | 0
2020 | PJM_E_2_NYISO_G-I | PJM_E | NYISO_G-I | Internal | Winter | B18 | 400 | 500 | 0 | 70.72 | 72.03 | 6 | 0
2020 | PJM_E_2_NYISO_G-I | PJM_E | NYISO_G-I | Internal | Winter | B19 | 700 | 500 | 0 | 69.5 | 69.72 | 6 | 0
2020 | PJM_E_2_NYISO_G-I | PJM_E | NYISO_G-I | Internal | Winter | B20 | 935 | 500 | 0 | 64.18 | 66.06 | 6 | 0
2020 | PJM_E_2_NYISO_J-K | PJM_E | NYISO_J-K | Internal | Shoulder | B11 | 25 | 330 | 0 | 85.53 | 65.58 | 6 | 0
2020 | PJM_E_2_NYISO_J-K | PJM_E | NYISO_J-K | Internal | Shoulder | B12 | 200 | 330 | 0 | 72.44 | 64.45 | 6 | 0
2020 | PJM_E_2_NYISO_J-K | PJM_E | NYISO_J-K | Internal | Shoulder | B13 | 600 | 330 | 0 | 68.5 | 62.57 | 6 | 0
2020 | PJM_E_2_NYISO_J-K | PJM_E | NYISO_J-K | Internal | Shoulder | B14 | 900 | 330 | 0 | 65.62 | 61.61 | 6 | 0
2020 | PJM_E_2_NYISO_J-K | PJM_E | NYISO_J-K | Internal | Shoulder | B15 | 1203 | 330 | 0 | 62.37 | 61.61 | 6 | 0
2020 | PJM_E_2_NYISO_J-K | PJM_E | NYISO_J-K | Internal | Summer | B1 | 10 | 330 | 330 | 178.03 | 342.29 | 6 | 158.26
2020 | PJM_E_2_NYISO_J-K | PJM_E | NYISO_J-K | Internal | Summer | B2 | 25 | 330 | 217.08 | 123.7 | 129.7 | 6 | 0
2020 | PJM_E_2_NYISO_J-K | PJM_E | NYISO_J-K | Internal | Summer | B3 | 75 | 330 | 0 | 101.03 | 93.03 | 6 | 0
2020 | PJM_E_2_NYISO_J-K | PJM_E | NYISO_J-K | Internal | Summer | B4 | 100 | 330 | 0 | 101.03 | 85.96 | 6 | 0
2020 | PJM_E_2_NYISO_J-K | PJM_E | NYISO_J-K | Internal | Summer | B5 | 200 | 330 | 0 | 99.74 | 83.44 | 6 | 0
2020 | PJM_E_2_NYISO_J-K | PJM_E | NYISO_J-K | Internal | Summer | B6 | 300 | 330 | 0 | 84.83 | 76.85 | 6 | 0
2020 | PJM_E_2_NYISO_J-K | PJM_E | NYISO_J-K | Internal | Summer | B7 | 400 | 330 | 0 | 72.36 | 62.72 | 6 | 0
2020 | PJM_E_2_NYISO_J-K | PJM_E | NYISO_J-K | Internal | Summer | B8 | 500 | 330 | 0 | 65.19 | 59.98 | 6 | 0
2020 | PJM_E_2_NYISO_J-K | PJM_E | NYISO_J-K | Internal | Summer | B9 | 800 | 330 | 0 | 62.79 | 59.98 | 6 | 0
2020 | PJM_E_2_NYISO_J-K | PJM_E | NYISO_J-K | Internal | Summer | B10 | 1262 | 330 | 0 | 60.47 | 59.98 | 6 | 0
2020 | PJM_E_2_NYISO_J-K | PJM_E | NYISO_J-K | Internal | Winter | B16 | 25 | 330 | 0 | 89.32 | 76.71 | 6 | 0
2020 | PJM_E_2_NYISO_J-K | PJM_E | NYISO_J-K | Internal | Winter | B17 | 100 | 330 | 0 | 79.46 | 72.34 | 6 | 0
2020 | PJM_E_2_NYISO_J-K | PJM_E | NYISO_J-K | Internal | Winter | B18 | 400 | 330 | 0 | 70.72 | 72.05 | 6 | 0
2020 | PJM_E_2_NYISO_J-K | PJM_E | NYISO_J-K | Internal | Winter | B19 | 700 | 330 | 0 | 69.5 | 72.05 | 6 | 0
2020 | PJM_E_2_NYISO_J-K | PJM_E | NYISO_J-K | Internal | Winter | B20 | 935 | 330 | 0 | 64.18 | 66.07 | 6 | 0
2020 | PJM_E_2_PJM_ROM | PJM_E | PJM_ROM | Internal | Shoulder | B11 | 25 | 8000 | 5690.73 | 85.53 | 85.55 | 0.01 | 0
2020 | PJM_E_2_PJM_ROM | PJM_E | PJM_ROM | Internal | Shoulder | B12 | 200 | 8000 | 4853.38 | 72.44 | 72.45 | 0.01 | 0
2020 | PJM_E_2_PJM_ROM | PJM_E | PJM_ROM | Internal | Shoulder | B13 | 600 | 8000 | 3260.6 | 68.5 | 68.51 | 0.01 | 0
2020 | PJM_E_2_PJM_ROM | PJM_E | PJM_ROM | Internal | Shoulder | B14 | 900 | 8000 | 2545.08 | 65.62 | 65.63 | 0.01 | 0
2020 | PJM_E_2_PJM_ROM | PJM_E | PJM_ROM | Internal | Shoulder | B15 | 1203 | 8000 | 719.49 | 62.37 | 62.38 | 0.01 | 0
2020 | PJM_E_2_PJM_ROM | PJM_E | PJM_ROM | Internal | Summer | B1 | 10 | 8000 | 0 | 178.03 | 178.02 | 0.01 | 0
2020 | PJM_E_2_PJM_ROM | PJM_E | PJM_ROM | Internal | Summer | B2 | 25 | 8000 | 0 | 123.7 | 123.68 | 0.01 | 0
2020 | PJM_E_2_PJM_ROM | PJM_E | PJM_ROM | Internal | Summer | B3 | 75 | 8000 | 2444.65 | 101.03 | 101.04 | 0.01 | 0
2020 | PJM_E_2_PJM_ROM | PJM_E | PJM_ROM | Internal | Summer | B4 | 100 | 8000 | 4404.58 | 101.03 | 101.04 | 0.01 | 0
2020 | PJM_E_2_PJM_ROM | PJM_E | PJM_ROM | Internal | Summer | B5 | 200 | 8000 | 5340.45 | 99.74 | 99.75 | 0.01 | 0
2020 | PJM_E_2_PJM_ROM | PJM_E | PJM_ROM | Internal | Summer | B6 | 300 | 8000 | 4106.01 | 84.83 | 84.85 | 0.01 | 0
2020 | PJM_E_2_PJM_ROM | PJM_E | PJM_ROM | Internal | Summer | B7 | 400 | 8000 | 5129.04 | 72.36 | 72.37 | 0.01 | 0
2020 | PJM_E_2_PJM_ROM | PJM_E | PJM_ROM | Internal | Summer | B8 | 500 | 8000 | 1861.4 | 65.19 | 65.2 | 0.01 | 0
2020 | PJM_E_2_PJM_ROM | PJM_E | PJM_ROM | Internal | Summer | B9 | 800 | 8000 | 2598.31 | 62.79 | 62.8 | 0.01 | 0
2020 | PJM_E_2_PJM_ROM | PJM_E | PJM_ROM | Internal | Summer | B10 | 1262 | 8000 | 1193.7 | 60.47 | 60.48 | 0.01 | 0
2020 | PJM_E_2_PJM_ROM | PJM_E | PJM_ROM | Internal | Winter | B16 | 25 | 8000 | 2934.86 | 89.32 | 89.33 | 0.01 | 0
2020 | PJM_E_2_PJM_ROM | PJM_E | PJM_ROM | Internal | Winter | B17 | 100 | 8000 | 1379.27 | 79.46 | 79.47 | 0.01 | 0
2020 | PJM_E_2_PJM_ROM | PJM_E | PJM_ROM | Internal | Winter | B18 | 400 | 8000 | 78.58 | 70.72 | 70.73 | 0.01 | 0
2020 | PJM_E_2_PJM_ROM | PJM_E | PJM_ROM | Internal | Winter | B19 | 700 | 8000 | 0 | 69.5 | 69.49 | 0.01 | 0
2020 | PJM_E_2_PJM_ROM | PJM_E | PJM_ROM | Internal | Winter | B20 | 935 | 8000 | 495.62 | 64.18 | 64.2 | 0.01 | 0
2020 | PJM_ROR_2_MISO_IN | PJM_ROR | MISO_IN | Internal | Shoulder | B11 | 25 | 909 | 0 | 85.56 | 83.57 | 2 | 0
2020 | PJM_ROR_2_MISO_IN | PJM_ROR | MISO_IN | Internal | Shoulder | B12 | 200 | 909 | 0 | 72.44 | 70.44 | 2 | 0
2020 | PJM_ROR_2_MISO_IN | PJM_ROR | MISO_IN | Internal | Shoulder | B13 | 600 | 909 | 0 | 68.5 | 66.5 | 2 | 0
2020 | PJM_ROR_2_MISO_IN | PJM_ROR | MISO_IN | Internal | Shoulder | B14 | 900 | 909 | 0 | 65.62 | 63.62 | 2 | 0
2020 | PJM_ROR_2_MISO_IN | PJM_ROR | MISO_IN | Internal | Shoulder | B15 | 1203 | 909 | 0 | 62.37 | 60.63 | 2 | 0
2020 | PJM_ROR_2_MISO_IN | PJM_ROR | MISO_IN | Internal | Summer | B1 | 10 | 909 | 0 | 110.42 | 105.41 | 2 | 0
2020 | PJM_ROR_2_MISO_IN | PJM_ROR | MISO_IN | Internal | Summer | B2 | 25 | 909 | 0 | 106.9 | 104.89 | 2 | 0
2020 | PJM_ROR_2_MISO_IN | PJM_ROR | MISO_IN | Internal | Summer | B3 | 75 | 909 | 0 | 101.03 | 102.05 | 2 | 0
2020 | PJM_ROR_2_MISO_IN | PJM_ROR | MISO_IN | Internal | Summer | B4 | 100 | 909 | 0 | 101.03 | 99.04 | 2 | 0
2020 | PJM_ROR_2_MISO_IN | PJM_ROR | MISO_IN | Internal | Summer | B5 | 200 | 909 | 0 | 99.77 | 97.77 | 2 | 0
2020 | PJM_ROR_2_MISO_IN | PJM_ROR | MISO_IN | Internal | Summer | B6 | 300 | 909 | 0 | 84.86 | 82.86 | 2 | 0
2020 | PJM_ROR_2_MISO_IN | PJM_ROR | MISO_IN | Internal | Summer | B7 | 400 | 909 | 0 | 72.38 | 70.38 | 2 | 0
2020 | PJM_ROR_2_MISO_IN | PJM_ROR | MISO_IN | Internal | Summer | B8 | 500 | 909 | 0 | 65.19 | 63.17 | 2 | 0
2020 | PJM_ROR_2_MISO_IN | PJM_ROR | MISO_IN | Internal | Summer | B9 | 800 | 909 | 0 | 62.79 | 61.14 | 2 | 0
2020 | PJM_ROR_2_MISO_IN | PJM_ROR | MISO_IN | Internal | Summer | B10 | 1262 | 909 | 0 | 60.47 | 60.22 | 2 | 0
2020 | PJM_ROR_2_MISO_IN | PJM_ROR | MISO_IN | Internal | Winter | B16 | 25 | 909 | 0 | 89.32 | 87.32 | 2 | 0
2020 | PJM_ROR_2_MISO_IN | PJM_ROR | MISO_IN | Internal | Winter | B17 | 100 | 909 | 0 | 79.46 | 77.46 | 2 | 0
2020 | PJM_ROR_2_MISO_IN | PJM_ROR | MISO_IN | Internal | Winter | B18 | 400 | 909 | 0 | 70.72 | 68.41 | 2 | 0
2020 | PJM_ROR_2_MISO_IN | PJM_ROR | MISO_IN | Internal | Winter | B19 | 700 | 909 | 0 | 69.07 | 67.05 | 2 | 0
2020 | PJM_ROR_2_MISO_IN | PJM_ROR | MISO_IN | Internal | Winter | B20 | 935 | 909 | 0 | 64.18 | 61.76 | 2 | 0
2020 | PJM_ROR_2_MISO_MI | PJM_ROR | MISO_MI | Internal | Shoulder | B11 | 25 | 1305 | 0 | 85.56 | 83.56 | 2 | 0
2020 | PJM_ROR_2_MISO_MI | PJM_ROR | MISO_MI | Internal | Shoulder | B12 | 200 | 1305 | 0 | 72.44 | 70.45 | 2 | 0
2020 | PJM_ROR_2_MISO_MI | PJM_ROR | MISO_MI | Internal | Shoulder | B13 | 600 | 1305 | 0 | 68.5 | 66.5 | 2 | 0
2020 | PJM_ROR_2_MISO_MI | PJM_ROR | MISO_MI | Internal | Shoulder | B14 | 900 | 1305 | 0 | 65.62 | 63.62 | 2 | 0
2020 | PJM_ROR_2_MISO_MI | PJM_ROR | MISO_MI | Internal | Shoulder | B15 | 1203 | 1305 | 0 | 62.37 | 60.64 | 2 | 0
2020 | PJM_ROR_2_MISO_MI | PJM_ROR | MISO_MI | Internal | Summer | B1 | 10 | 1305 | 0 | 110.42 | 105.4 | 2 | 0
2020 | PJM_ROR_2_MISO_MI | PJM_ROR | MISO_MI | Internal | Summer | B2 | 25 | 1305 | 0 | 106.9 | 104.88 | 2 | 0
2020 | PJM_ROR_2_MISO_MI | PJM_ROR | MISO_MI | Internal | Summer | B3 | 75 | 1305 | 0 | 101.03 | 99.75 | 2 | 0
2020 | PJM_ROR_2_MISO_MI | PJM_ROR | MISO_MI | Internal | Summer | B4 | 100 | 1305 | 0 | 101.03 | 99.03 | 2 | 0
2020 | PJM_ROR_2_MISO_MI | PJM_ROR | MISO_MI | Internal | Summer | B5 | 200 | 1305 | 0 | 99.77 | 97.75 | 2 | 0
2020 | PJM_ROR_2_MISO_MI | PJM_ROR | MISO_MI | Internal | Summer | B6 | 300 | 1305 | 0 | 84.86 | 82.85 | 2 | 0
2020 | PJM_ROR_2_MISO_MI | PJM_ROR | MISO_MI | Internal | Summer | B7 | 400 | 1305 | 0 | 72.38 | 70.38 | 2 | 0
2020 | PJM_ROR_2_MISO_MI | PJM_ROR | MISO_MI | Internal | Summer | B8 | 500 | 1305 | 0 | 65.19 | 63.19 | 2 | 0
2020 | PJM_ROR_2_MISO_MI | PJM_ROR | MISO_MI | Internal | Summer | B9 | 800 | 1305 | 0 | 62.79 | 61.13 | 2 | 0
2020 | PJM_ROR_2_MISO_MI | PJM_ROR | MISO_MI | Internal | Summer | B10 | 1262 | 1305 | 0 | 60.47 | 60.23 | 2 | 0
2020 | PJM_ROR_2_MISO_MI | PJM_ROR | MISO_MI | Internal | Winter | B16 | 25 | 1305 | 0 | 89.32 | 87.31 | 2 | 0
2020 | PJM_ROR_2_MISO_MI | PJM_ROR | MISO_MI | Internal | Winter | B17 | 100 | 1305 | 0 | 79.46 | 77.46 | 2 | 0
2020 | PJM_ROR_2_MISO_MI | PJM_ROR | MISO_MI | Internal | Winter | B18 | 400 | 1305 | 0 | 70.72 | 68.42 | 2 | 0
2020 | PJM_ROR_2_MISO_MI | PJM_ROR | MISO_MI | Internal | Winter | B19 | 700 | 1305 | 0 | 69.07 | 67.06 | 2 | 0
2020 | PJM_ROR_2_MISO_MI | PJM_ROR | MISO_MI | Internal | Winter | B20 | 935 | 1305 | 0 | 64.18 | 61.77 | 2 | 0
2020 | PJM_ROR_2_MISO_MO-IL | PJM_ROR | MISO_MO-IL | Internal | Shoulder | B11 | 25 | 1111 | 0 | 85.56 | 83.57 | 2 | 0
2020 | PJM_ROR_2_MISO_MO-IL | PJM_ROR | MISO_MO-IL | Internal | Shoulder | B12 | 200 | 1111 | 0 | 72.44 | 70.43 | 2 | 0
2020 | PJM_ROR_2_MISO_MO-IL | PJM_ROR | MISO_MO-IL | Internal | Shoulder | B13 | 600 | 1111 | 0 | 68.5 | 66.5 | 2 | 0
2020 | PJM_ROR_2_MISO_MO-IL | PJM_ROR | MISO_MO-IL | Internal | Shoulder | B14 | 900 | 1111 | 0 | 65.62 | 63.62 | 2 | 0
2020 | PJM_ROR_2_MISO_MO-IL | PJM_ROR | MISO_MO-IL | Internal | Shoulder | B15 | 1203 | 1111 | 0 | 62.37 | 60.37 | 2 | 0
2020 | PJM_ROR_2_MISO_MO-IL | PJM_ROR | MISO_MO-IL | Internal | Summer | B1 | 10 | 1111 | 0 | 110.42 | 105.43 | 2 | 0
2020 | PJM_ROR_2_MISO_MO-IL | PJM_ROR | MISO_MO-IL | Internal | Summer | B2 | 25 | 1111 | 0 | 106.9 | 104.9 | 2 | 0
2020 | PJM_ROR_2_MISO_MO-IL | PJM_ROR | MISO_MO-IL | Internal | Summer | B3 | 75 | 1111 | 0 | 101.03 | 102.06 | 2 | 0
2020 | PJM_ROR_2_MISO_MO-IL | PJM_ROR | MISO_MO-IL | Internal | Summer | B4 | 100 | 1111 | 0 | 101.03 | 99.05 | 2 | 0
2020 | PJM_ROR_2_MISO_MO-IL | PJM_ROR | MISO_MO-IL | Internal | Summer | B5 | 200 | 1111 | 0 | 99.77 | 97.78 | 2 | 0
2020 | PJM_ROR_2_MISO_MO-IL | PJM_ROR | MISO_MO-IL | Internal | Summer | B6 | 300 | 1111 | 0 | 84.86 | 82.87 | 2 | 0
2020 | PJM_ROR_2_MISO_MO-IL | PJM_ROR | MISO_MO-IL | Internal | Summer | B7 | 400 | 1111 | 0 | 72.38 | 70.39 | 2 | 0
2020 | PJM_ROR_2_MISO_MO-IL | PJM_ROR | MISO_MO-IL | Internal | Summer | B8 | 500 | 1111 | 0 | 65.19 | 63.19 | 2 | 0
2020 | PJM_ROR_2_MISO_MO-IL | PJM_ROR | MISO_MO-IL | Internal | Summer | B9 | 800 | 1111 | 0 | 62.79 | 61.15 | 2 | 0
2020 | PJM_ROR_2_MISO_MO-IL | PJM_ROR | MISO_MO-IL | Internal | Summer | B10 | 1262 | 1111 | 0 | 60.47 | 60.23 | 2 | 0
2020 | PJM_ROR_2_MISO_MO-IL | PJM_ROR | MISO_MO-IL | Internal | Winter | B16 | 25 | 1111 | 0 | 89.32 | 87.32 | 2 | 0
2020 | PJM_ROR_2_MISO_MO-IL | PJM_ROR | MISO_MO-IL | Internal | Winter | B17 | 100 | 1111 | 0 | 79.46 | 77.44 | 2 | 0
2020 | PJM_ROR_2_MISO_MO-IL | PJM_ROR | MISO_MO-IL | Internal | Winter | B18 | 400 | 1111 | 0 | 70.72 | 68.4 | 2 | 0
2020 | PJM_ROR_2_MISO_MO-IL | PJM_ROR | MISO_MO-IL | Internal | Winter | B19 | 700 | 1111 | 0 | 69.07 | 67.06 | 2 | 0
2020 | PJM_ROR_2_MISO_MO-IL | PJM_ROR | MISO_MO-IL | Internal | Winter | B20 | 935 | 1111 | 0 | 64.18 | 61.75 | 2 | 0
2020 | PJM_ROR_2_MISO_WUMS | PJM_ROR | MISO_WUMS | Internal | Shoulder | B11 | 25 | 1467 | 0 | 85.56 | 83.57 | 2 | 0
2020 | PJM_ROR_2_MISO_WUMS | PJM_ROR | MISO_WUMS | Internal | Shoulder | B12 | 200 | 1467 | 0 | 72.44 | 70.45 | 2 | 0
2020 | PJM_ROR_2_MISO_WUMS | PJM_ROR | MISO_WUMS | Internal | Shoulder | B13 | 600 | 1467 | 0 | 68.5 | 66.51 | 2 | 0
2020 | PJM_ROR_2_MISO_WUMS | PJM_ROR | MISO_WUMS | Internal | Shoulder | B14 | 900 | 1467 | 0 | 65.62 | 63.63 | 2 | 0
2020 | PJM_ROR_2_MISO_WUMS | PJM_ROR | MISO_WUMS | Internal | Shoulder | B15 | 1203 | 1467 | 0 | 62.37 | 60.38 | 2 | 0
2020 | PJM_ROR_2_MISO_WUMS | PJM_ROR | MISO_WUMS | Internal | Summer | B1 | 10 | 1467 | 0 | 110.42 | 108.4 | 2 | 0
2020 | PJM_ROR_2_MISO_WUMS | PJM_ROR | MISO_WUMS | Internal | Summer | B2 | 25 | 1467 | 0 | 106.9 | 104.9 | 2 | 0
2020 | PJM_ROR_2_MISO_WUMS | PJM_ROR | MISO_WUMS | Internal | Summer | B3 | 75 | 1467 | 0 | 101.03 | 102.08 | 2 | 0
2020 | PJM_ROR_2_MISO_WUMS | PJM_ROR | MISO_WUMS | Internal | Summer | B4 | 100 | 1467 | 0 | 101.03 | 99.04 | 2 | 0
2020 | PJM_ROR_2_MISO_WUMS | PJM_ROR | MISO_WUMS | Internal | Summer | B5 | 200 | 1467 | 0 | 99.77 | 97.77 | 2 | 0
2020 | PJM_ROR_2_MISO_WUMS | PJM_ROR | MISO_WUMS | Internal | Summer | B6 | 300 | 1467 | 0 | 84.86 | 82.86 | 2 | 0
2020 | PJM_ROR_2_MISO_WUMS | PJM_ROR | MISO_WUMS | Internal | Summer | B7 | 400 | 1467 | 0 | 72.38 | 70.38 | 2 | 0
2020 | PJM_ROR_2_MISO_WUMS | PJM_ROR | MISO_WUMS | Internal | Summer | B8 | 500 | 1467 | 0 | 65.19 | 63.2 | 2 | 0
2020 | PJM_ROR_2_MISO_WUMS | PJM_ROR | MISO_WUMS | Internal | Summer | B9 | 800 | 1467 | 0 | 62.79 | 61.14 | 2 | 0
2020 | PJM_ROR_2_MISO_WUMS | PJM_ROR | MISO_WUMS | Internal | Summer | B10 | 1262 | 1467 | 0 | 60.47 | 60.25 | 2 | 0
2020 | PJM_ROR_2_MISO_WUMS | PJM_ROR | MISO_WUMS | Internal | Winter | B16 | 25 | 1467 | 0 | 89.32 | 87.31 | 2 | 0
2020 | PJM_ROR_2_MISO_WUMS | PJM_ROR | MISO_WUMS | Internal | Winter | B17 | 100 | 1467 | 0 | 79.46 | 77.44 | 2 | 0
2020 | PJM_ROR_2_MISO_WUMS | PJM_ROR | MISO_WUMS | Internal | Winter | B18 | 400 | 1467 | 0 | 70.72 | 68.72 | 2 | 0
2020 | PJM_ROR_2_MISO_WUMS | PJM_ROR | MISO_WUMS | Internal | Winter | B19 | 700 | 1467 | 0 | 69.07 | 67.07 | 2 | 0
2020 | PJM_ROR_2_MISO_WUMS | PJM_ROR | MISO_WUMS | Internal | Winter | B20 | 935 | 1467 | 0 | 64.18 | 62.2 | 2 | 0
2020 | PJM_ROR_2_PJM_ROM | PJM_ROR | PJM_ROM | Internal | Shoulder | B11 | 25 | 8000 | 0 | 85.56 | 85.55 | 0.01 | 0
2020 | PJM_ROR_2_PJM_ROM | PJM_ROR | PJM_ROM | Internal | Shoulder | B12 | 200 | 8000 | 319.09 | 72.44 | 72.45 | 0.01 | 0
2020 | PJM_ROR_2_PJM_ROM | PJM_ROR | PJM_ROM | Internal | Shoulder | B13 | 600 | 8000 | 2889.7 | 68.5 | 68.51 | 0.01 | 0
2020 | PJM_ROR_2_PJM_ROM | PJM_ROR | PJM_ROM | Internal | Shoulder | B14 | 900 | 8000 | 3772.87 | 65.62 | 65.63 | 0.01 | 0
2020 | PJM_ROR_2_PJM_ROM | PJM_ROR | PJM_ROM | Internal | Shoulder | B15 | 1203 | 8000 | 5703.96 | 62.37 | 62.38 | 0.01 | 0
2020 | PJM_ROR_2_PJM_ROM | PJM_ROR | PJM_ROM | Internal | Summer | B1 | 10 | 8000 | 8000 | 110.42 | 178.02 | 0.01 | 67.59
2020 | PJM_ROR_2_PJM_ROM | PJM_ROR | PJM_ROM | Internal | Summer | B2 | 25 | 8000 | 8000 | 106.9 | 123.68 | 0.01 | 16.77
2020 | PJM_ROR_2_PJM_ROM | PJM_ROR | PJM_ROM | Internal | Summer | B3 | 75 | 8000 | 3428.53 | 101.03 | 101.04 | 0.01 | 0
2020 | PJM_ROR_2_PJM_ROM | PJM_ROR | PJM_ROM | Internal | Summer | B4 | 100 | 8000 | 385.53 | 101.03 | 101.04 | 0.01 | 0
2020 | PJM_ROR_2_PJM_ROM | PJM_ROR | PJM_ROM | Internal | Summer | B5 | 200 | 8000 | 0 | 99.77 | 99.75 | 0.01 | 0
2020 | PJM_ROR_2_PJM_ROM | PJM_ROR | PJM_ROM | Internal | Summer | B6 | 300 | 8000 | 0 | 84.86 | 84.85 | 0.01 | 0
2020 | PJM_ROR_2_PJM_ROM | PJM_ROR | PJM_ROM | Internal | Summer | B7 | 400 | 8000 | 0 | 72.38 | 72.37 | 0.01 | 0
2020 | PJM_ROR_2_PJM_ROM | PJM_ROR | PJM_ROM | Internal | Summer | B8 | 500 | 8000 | 5277.76 | 65.19 | 65.2 | 0.01 | 0
2020 | PJM_ROR_2_PJM_ROM | PJM_ROR | PJM_ROM | Internal | Summer | B9 | 800 | 8000 | 3273.22 | 62.79 | 62.8 | 0.01 | 0
2020 | PJM_ROR_2_PJM_ROM | PJM_ROR | PJM_ROM | Internal | Summer | B10 | 1262 | 8000 | 5447.23 | 60.47 | 60.48 | 0.01 | 0
2020 | PJM_ROR_2_PJM_ROM | PJM_ROR | PJM_ROM | Internal | Winter | B16 | 25 | 8000 | 2526.9 | 89.32 | 89.33 | 0.01 | 0
2020 | PJM_ROR_2_PJM_ROM | PJM_ROR | PJM_ROM | Internal | Winter | B17 | 100 | 8000 | 4747.21 | 79.46 | 79.47 | 0.01 | 0
2020 | PJM_ROR_2_PJM_ROM | PJM_ROR | PJM_ROM | Internal | Winter | B18 | 400 | 8000 | 7262.76 | 70.72 | 70.73 | 0.01 | 0
2020 | PJM_ROR_2_PJM_ROM | PJM_ROR | PJM_ROM | Internal | Winter | B19 | 700 | 8000 | 8000 | 69.07 | 69.49 | 0.01 | 0.4
2020 | PJM_ROR_2_PJM_ROM | PJM_ROR | PJM_ROM | Internal | Winter | B20 | 935 | 8000 | 6472.04 | 64.18 | 64.2 | 0.01 | 0
2020 | PJM_ROR_2_TVA_Transmission | PJM_ROR | TVA_Transmission | Internal | Shoulder | B11 | 25 | 2500 | 2500 | 85.56 | 91.57 | 6 | 0.01
2020 | PJM_ROR_2_TVA_Transmission | PJM_ROR | TVA_Transmission | Internal | Shoulder | B12 | 200 | 2500 | 0 | 72.44 | 75.52 | 6 | 0
2020 | PJM_ROR_2_TVA_Transmission | PJM_ROR | TVA_Transmission | Internal | Shoulder | B13 | 600 | 2500 | 0 | 68.5 | 71.45 | 6 | 0
2020 | PJM_ROR_2_TVA_Transmission | PJM_ROR | TVA_Transmission | Internal | Shoulder | B14 | 900 | 2500 | 0 | 65.62 | 70.33 | 6 | 0
2020 | PJM_ROR_2_TVA_Transmission | PJM_ROR | TVA_Transmission | Internal | Shoulder | B15 | 1203 | 2500 | 0 | 62.37 | 67.99 | 6 | 0
2020 | PJM_ROR_2_TVA_Transmission | PJM_ROR | TVA_Transmission | Internal | Summer | B1 | 10 | 2500 | 537.61 | 110.42 | 116.42 | 6 | 0
2020 | PJM_ROR_2_TVA_Transmission | PJM_ROR | TVA_Transmission | Internal | Summer | B2 | 25 | 2500 | 1814.16 | 106.9 | 112.9 | 6 | 0
2020 | PJM_ROR_2_TVA_Transmission | PJM_ROR | TVA_Transmission | Internal | Summer | B3 | 75 | 2500 | 2500 | 101.03 | 110.06 | 6 | 3.03
2020 | PJM_ROR_2_TVA_Transmission | PJM_ROR | TVA_Transmission | Internal | Summer | B4 | 100 | 2500 | 2500 | 101.03 | 107.05 | 6 | 0.02
2020 | PJM_ROR_2_TVA_Transmission | PJM_ROR | TVA_Transmission | Internal | Summer | B5 | 200 | 2500 | 438.53 | 99.77 | 105.77 | 6 | 0
2020 | PJM_ROR_2_TVA_Transmission | PJM_ROR | TVA_Transmission | Internal | Summer | B6 | 300 | 2500 | 2500 | 84.86 | 90.87 | 6 | 0.01
2020 | PJM_ROR_2_TVA_Transmission | PJM_ROR | TVA_Transmission | Internal | Summer | B7 | 400 | 2500 | 2500 | 72.38 | 78.39 | 6 | 0.01
2020 | PJM_ROR_2_TVA_Transmission | PJM_ROR | TVA_Transmission | Internal | Summer | B8 | 500 | 2500 | 265.9 | 65.19 | 71.19 | 6 | 0
2020 | PJM_ROR_2_TVA_Transmission | PJM_ROR | TVA_Transmission | Internal | Summer | B9 | 800 | 2500 | 0 | 62.79 | 68.59 | 6 | 0
2020 | PJM_ROR_2_TVA_Transmission | PJM_ROR | TVA_Transmission | Internal | Summer | B10 | 1262 | 2500 | 0 | 60.47 | 65.99 | 6 | 0
2020 | PJM_ROR_2_TVA_Transmission | PJM_ROR | TVA_Transmission | Internal | Winter | B16 | 25 | 2500 | 942.45 | 89.32 | 95.32 | 6 | 0
2020 | PJM_ROR_2_TVA_Transmission | PJM_ROR | TVA_Transmission | Internal | Winter | B17 | 100 | 2500 | 0 | 79.46 | 78.4 | 6 | 0
2020 | PJM_ROR_2_TVA_Transmission | PJM_ROR | TVA_Transmission | Internal | Winter | B18 | 400 | 2500 | 0 | 70.72 | 73.81 | 6 | 0
2020 | PJM_ROR_2_TVA_Transmission | PJM_ROR | TVA_Transmission | Internal | Winter | B19 | 700 | 2500 | 0 | 69.07 | 73.26 | 6 | 0
2020 | PJM_ROR_2_TVA_Transmission | PJM_ROR | TVA_Transmission | Internal | Winter | B20 | 935 | 2500 | 0 | 64.18 | 69.71 | 6 | 0
2020 | PJM_ROR_2_VACAR | PJM_ROR | VACAR | Internal | Shoulder | B11 | 25 | 3000 | 3000 | 85.56 | 99.92 | 6 | 8.36
2020 | PJM_ROR_2_VACAR | PJM_ROR | VACAR | Internal | Shoulder | B12 | 200 | 3000 | 2754.64 | 72.44 | 78.44 | 6 | 0
2020 | PJM_ROR_2_VACAR | PJM_ROR | VACAR | Internal | Shoulder | B13 | 600 | 3000 | 2142.08 | 68.5 | 74.5 | 6 | 0
2020 | PJM_ROR_2_VACAR | PJM_ROR | VACAR | Internal | Shoulder | B14 | 900 | 3000 | 1787.26 | 65.62 | 71.62 | 6 | 0
2020 | PJM_ROR_2_VACAR | PJM_ROR | VACAR | Internal | Shoulder | B15 | 1203 | 3000 | 0 | 62.37 | 67.16 | 6 | 0
2020 | PJM_ROR_2_VACAR | PJM_ROR | VACAR | Internal | Summer | B1 | 10 | 3000 | 3000 | 110.42 | 135.43 | 6 | 19.01
2020 | PJM_ROR_2_VACAR | PJM_ROR | VACAR | Internal | Summer | B2 | 25 | 3000 | 3000 | 106.9 | 121.9 | 6 | 9
2020 | PJM_ROR_2_VACAR | PJM_ROR | VACAR | Internal | Summer | B3 | 75 | 3000 | 3000 | 101.03 | 112.67 | 6 | 5.65
2020 | PJM_ROR_2_VACAR | PJM_ROR | VACAR | Internal | Summer | B4 | 100 | 3000 | 3000 | 101.03 | 112.67 | 6 | 5.65
2020 | PJM_ROR_2_VACAR | PJM_ROR | VACAR | Internal | Summer | B5 | 200 | 3000 | 3000 | 99.77 | 112.67 | 6 | 6.91
2020 | PJM_ROR_2_VACAR | PJM_ROR | VACAR | Internal | Summer | B6 | 300 | 3000 | 3000 | 84.86 | 99.87 | 6 | 9.01
2020 | PJM_ROR_2_VACAR | PJM_ROR | VACAR | Internal | Summer | B7 | 400 | 3000 | 3000 | 72.38 | 90.16 | 6 | 11.77
2020 | PJM_ROR_2_VACAR | PJM_ROR | VACAR | Internal | Summer | B8 | 500 | 3000 | 3000 | 65.19 | 73.19 | 6 | 2
2020 | PJM_ROR_2_VACAR | PJM_ROR | VACAR | Internal | Summer | B9 | 800 | 3000 | 1514.98 | 62.79 | 68.79 | 6 | 0
2020 | PJM_ROR_2_VACAR | PJM_ROR | VACAR | Internal | Summer | B10 | 1262 | 3000 | 0 | 60.47 | 65.84 | 6 | 0
2020 | PJM_ROR_2_VACAR | PJM_ROR | VACAR | Internal | Winter | B16 | 25 | 3000 | 3000 | 89.32 | 122.52 | 6 | 27.2
2020 | PJM_ROR_2_VACAR | PJM_ROR | VACAR | Internal | Winter | B17 | 100 | 3000 | 3000 | 79.46 | 95.95 | 6 | 10.5
2020 | PJM_ROR_2_VACAR | PJM_ROR | VACAR | Internal | Winter | B18 | 400 | 3000 | 2250.7 | 70.72 | 76.72 | 6 | 0
2020 | PJM_ROR_2_VACAR | PJM_ROR | VACAR | Internal | Winter | B19 | 700 | 3000 | 1601.08 | 69.07 | 75.07 | 6 | 0
2020 | PJM_ROR_2_VACAR | PJM_ROR | VACAR | Internal | Winter | B20 | 935 | 3000 | 786.32 | 64.18 | 70.18 | 6 | 0
2020 | PJM_ROM_2_PJM_E | PJM_ROM | PJM_E | Internal | Shoulder | B11 | 25 | 8000 | 0 | 85.55 | 85.53 | 0.01 | 0
2020 | PJM_ROM_2_PJM_E | PJM_ROM | PJM_E | Internal | Shoulder | B12 | 200 | 8000 | 0 | 72.45 | 72.44 | 0.01 | 0
2020 | PJM_ROM_2_PJM_E | PJM_ROM | PJM_E | Internal | Shoulder | B13 | 600 | 8000 | 0 | 68.51 | 68.5 | 0.01 | 0
2020 | PJM_ROM_2_PJM_E | PJM_ROM | PJM_E | Internal | Shoulder | B14 | 900 | 8000 | 0 | 65.63 | 65.62 | 0.01 | 0
2020 | PJM_ROM_2_PJM_E | PJM_ROM | PJM_E | Internal | Shoulder | B15 | 1203 | 8000 | 0 | 62.38 | 62.37 | 0.01 | 0
2020 | PJM_ROM_2_PJM_E | PJM_ROM | PJM_E | Internal | Summer | B1 | 10 | 8000 | 1846.74 | 178.02 | 178.03 | 0.01 | 0
2020 | PJM_ROM_2_PJM_E | PJM_ROM | PJM_E | Internal | Summer | B2 | 25 | 8000 | 2006.69 | 123.68 | 123.7 | 0.01 | 0
2020 | PJM_ROM_2_PJM_E | PJM_ROM | PJM_E | Internal | Summer | B3 | 75 | 8000 | 0 | 101.04 | 101.03 | 0.01 | 0
2020 | PJM_ROM_2_PJM_E | PJM_ROM | PJM_E | Internal | Summer | B4 | 100 | 8000 | 0 | 101.04 | 101.03 | 0.01 | 0
2020 | PJM_ROM_2_PJM_E | PJM_ROM | PJM_E | Internal | Summer | B5 | 200 | 8000 | 0 | 99.75 | 99.74 | 0.01 | 0
2020 | PJM_ROM_2_PJM_E | PJM_ROM | PJM_E | Internal | Summer | B6 | 300 | 8000 | 0 | 84.85 | 84.83 | 0.01 | 0
2020 | PJM_ROM_2_PJM_E | PJM_ROM | PJM_E | Internal | Summer | B7 | 400 | 8000 | 0 | 72.37 | 72.36 | 0.01 | 0
2020 | PJM_ROM_2_PJM_E | PJM_ROM | PJM_E | Internal | Summer | B8 | 500 | 8000 | 0 | 65.2 | 65.19 | 0.01 | 0
2020 | PJM_ROM_2_PJM_E | PJM_ROM | PJM_E | Internal | Summer | B9 | 800 | 8000 | 0 | 62.8 | 62.79 | 0.01 | 0
2020 | PJM_ROM_2_PJM_E | PJM_ROM | PJM_E | Internal | Summer | B10 | 1262 | 8000 | 0 | 60.48 | 60.47 | 0.01 | 0
2020 | PJM_ROM_2_PJM_E | PJM_ROM | PJM_E | Internal | Winter | B16 | 25 | 8000 | 0 | 89.33 | 89.32 | 0.01 | 0
2020 | PJM_ROM_2_PJM_E | PJM_ROM | PJM_E | Internal | Winter | B17 | 100 | 8000 | 0 | 79.47 | 79.46 | 0.01 | 0
2020 | PJM_ROM_2_PJM_E | PJM_ROM | PJM_E | Internal | Winter | B18 | 400 | 8000 | 0 | 70.73 | 70.72 | 0.01 | 0
2020 | PJM_ROM_2_PJM_E | PJM_ROM | PJM_E | Internal | Winter | B19 | 700 | 8000 | 1160.22 | 69.49 | 69.5 | 0.01 | 0
2020 | PJM_ROM_2_PJM_E | PJM_ROM | PJM_E | Internal | Winter | B20 | 935 | 8000 | 0 | 64.2 | 64.18 | 0.01 | 0
2020 | PJM_ROM_2_PJM_ROR | PJM_ROM | PJM_ROR | Internal | Shoulder | B11 | 25 | 8000 | 452.52 | 85.55 | 85.56 | 0.01 | 0
2020 | PJM_ROM_2_PJM_ROR | PJM_ROM | PJM_ROR | Internal | Shoulder | B12 | 200 | 8000 | 0 | 72.45 | 72.44 | 0.01 | 0
2020 | PJM_ROM_2_PJM_ROR | PJM_ROM | PJM_ROR | Internal | Shoulder | B13 | 600 | 8000 | 0 | 68.51 | 68.5 | 0.01 | 0
2020 | PJM_ROM_2_PJM_ROR | PJM_ROM | PJM_ROR | Internal | Shoulder | B14 | 900 | 8000 | 0 | 65.63 | 65.62 | 0.01 | 0
2020 | PJM_ROM_2_PJM_ROR | PJM_ROM | PJM_ROR | Internal | Shoulder | B15 | 1203 | 8000 | 0 | 62.38 | 62.37 | 0.01 | 0
2020 | PJM_ROM_2_PJM_ROR | PJM_ROM | PJM_ROR | Internal | Summer | B1 | 10 | 8000 | 0 | 178.02 | 110.42 | 0.01 | 0
2020 | PJM_ROM_2_PJM_ROR | PJM_ROM | PJM_ROR | Internal | Summer | B2 | 25 | 8000 | 0 | 123.68 | 106.9 | 0.01 | 0
2020 | PJM_ROM_2_PJM_ROR | PJM_ROM | PJM_ROR | Internal | Summer | B3 | 75 | 8000 | 0 | 101.04 | 101.03 | 0.01 | 0
2020 | PJM_ROM_2_PJM_ROR | PJM_ROM | PJM_ROR | Internal | Summer | B4 | 100 | 8000 | 0 | 101.04 | 101.03 | 0.01 | 0
2020 | PJM_ROM_2_PJM_ROR | PJM_ROM | PJM_ROR | Internal | Summer | B5 | 200 | 8000 | 1158.14 | 99.75 | 99.77 | 0.01 | 0
2020 | PJM_ROM_2_PJM_ROR | PJM_ROM | PJM_ROR | Internal | Summer | B6 | 300 | 8000 | 74.3 | 84.85 | 84.86 | 0.01 | 0
2020 | PJM_ROM_2_PJM_ROR | PJM_ROM | PJM_ROR | Internal | Summer | B7 | 400 | 8000 | 369.29 | 72.37 | 72.38 | 0.01 | 0
2020 | PJM_ROM_2_PJM_ROR | PJM_ROM | PJM_ROR | Internal | Summer | B8 | 500 | 8000 | 0 | 65.2 | 65.19 | 0.01 | 0
2020 | PJM_ROM_2_PJM_ROR | PJM_ROM | PJM_ROR | Internal | Summer | B9 | 800 | 8000 | 0 | 62.8 | 62.79 | 0.01 | 0
2020 | PJM_ROM_2_PJM_ROR | PJM_ROM | PJM_ROR | Internal | Summer | B10 | 1262 | 8000 | 0 | 60.48 | 60.47 | 0.01 | 0
2020 | PJM_ROM_2_PJM_ROR | PJM_ROM | PJM_ROR | Internal | Winter | B16 | 25 | 8000 | 0 | 89.33 | 89.32 | 0.01 | 0
2020 | PJM_ROM_2_PJM_ROR | PJM_ROM | PJM_ROR | Internal | Winter | B17 | 100 | 8000 | 0 | 79.47 | 79.46 | 0.01 | 0
2020 | PJM_ROM_2_PJM_ROR | PJM_ROM | PJM_ROR | Internal | Winter | B18 | 400 | 8000 | 0 | 70.73 | 70.72 | 0.01 | 0
2020 | PJM_ROM_2_PJM_ROR | PJM_ROM | PJM_ROR | Internal | Winter | B19 | 700 | 8000 | 0 | 69.49 | 69.07 | 0.01 | 0
2020 | PJM_ROM_2_PJM_ROR | PJM_ROM | PJM_ROR | Internal | Winter | B20 | 935 | 8000 | 0 | 64.2 | 64.18 | 0.01 | 0
2020 | SOCO_2_ENT | SOCO | ENT | Internal | Shoulder | B11 | 25 | 2400 | 0 | 106.92 | 75.57 | 10 | 0
2020 | SOCO_2_ENT | SOCO | ENT | Internal | Shoulder | B12 | 200 | 2400 | 0 | 76.19 | 68.19 | 10 | 0
2020 | SOCO_2_ENT | SOCO | ENT | Internal | Shoulder | B13 | 600 | 2400 | 0 | 69.75 | 66.5 | 10 | 0
2020 | SOCO_2_ENT | SOCO | ENT | Internal | Shoulder | B14 | 900 | 2400 | 0 | 69.75 | 63.62 | 10 | 0
2020 | SOCO_2_ENT | SOCO | ENT | Internal | Shoulder | B15 | 1203 | 2400 | 0 | 67.3 | 59.3 | 10 | 0
2020 | SOCO_2_ENT | SOCO | ENT | Internal | Summer | B1 | 10 | 2400 | 0 | 125.43 | 94.73 | 10 | 0
2020 | SOCO_2_ENT | SOCO | ENT | Internal | Summer | B2 | 25 | 2400 | 0 | 112.9 | 104.9 | 10 | 0
2020 | SOCO_2_ENT | SOCO | ENT | Internal | Summer | B3 | 75 | 2400 | 0 | 112 | 103.46 | 10 | 0
2020 | SOCO_2_ENT | SOCO | ENT | Internal | Summer | B4 | 100 | 2400 | 0 | 112 | 99.05 | 10 | 0
2020 | SOCO_2_ENT | SOCO | ENT | Internal | Summer | B5 | 200 | 2400 | 0 | 109.79 | 97.77 | 10 | 0
2020 | SOCO_2_ENT | SOCO | ENT | Internal | Summer | B6 | 300 | 2400 | 0 | 103.72 | 82.87 | 10 | 0
2020 | SOCO_2_ENT | SOCO | ENT | Internal | Summer | B7 | 400 | 2400 | 0 | 93.61 | 70.39 | 10 | 0
2020 | SOCO_2_ENT | SOCO | ENT | Internal | Summer | B8 | 500 | 2400 | 0 | 80.19 | 66.82 | 10 | 0
2020 | SOCO_2_ENT | SOCO | ENT | Internal | Summer | B9 | 800 | 2400 | 0 | 68.43 | 66.33 | 10 | 0
2020 | SOCO_2_ENT | SOCO | ENT | Internal | Summer | B10 | 1262 | 2400 | 0 | 66.03 | 63.75 | 10 | 0
2020 | SOCO_2_ENT | SOCO | ENT | Internal | Winter | B16 | 25 | 2400 | 0 | 112.52 | 73.03 | 10 | 0
2020 | SOCO_2_ENT | SOCO | ENT | Internal | Winter | B17 | 100 | 2400 | 0 | 85.95 | 70.4 | 10 | 0
2020 | SOCO_2_ENT | SOCO | ENT | Internal | Winter | B18 | 400 | 2400 | 0 | 71.8 | 68.4 | 10 | 0
2020 | SOCO_2_ENT | SOCO | ENT | Internal | Winter | B19 | 700 | 2400 | 0 | 71.8 | 67.07 | 10 | 0
2020 | SOCO_2_ENT | SOCO | ENT | Internal | Winter | B20 | 935 | 2400 | 0 | 69.91 | 61.71 | 10 | 0
2020 | SOCO_2_FRCC | SOCO | FRCC | Internal | Shoulder | B11 | 25 | 3700 | 3293.07 | 106.92 | 116.92 | 10 | 0
2020 | SOCO_2_FRCC | SOCO | FRCC | Internal | Shoulder | B12 | 200 | 3700 | 0 | 76.19 | 86 | 10 | 0
2020 | SOCO_2_FRCC | SOCO | FRCC | Internal | Shoulder | B13 | 600 | 3700 | 0 | 69.75 | 75.38 | 10 | 0
2020 | SOCO_2_FRCC | SOCO | FRCC | Internal | Shoulder | B14 | 900 | 3700 | 0 | 69.75 | 72.23 | 10 | 0
2020 | SOCO_2_FRCC | SOCO | FRCC | Internal | Shoulder | B15 | 1203 | 3700 | 0 | 67.3 | 72.23 | 10 | 0
2020 | SOCO_2_FRCC | SOCO | FRCC | Internal | Summer | B1 | 10 | 3700 | 2445.01 | 125.43 | 135.43 | 10 | 0
2020 | SOCO_2_FRCC | SOCO | FRCC | Internal | Summer | B2 | 25 | 3700 | 0 | 112.9 | 116.44 | 10 | 0
2020 | SOCO_2_FRCC | SOCO | FRCC | Internal | Summer | B3 | 75 | 3700 | 0 | 112 | 116.44 | 10 | 0
2020 | SOCO_2_FRCC | SOCO | FRCC | Internal | Summer | B4 | 100 | 3700 | 0 | 112 | 116.44 | 10 | 0
2020 | SOCO_2_FRCC | SOCO | FRCC | Internal | Summer | B5 | 200 | 3700 | 0 | 109.79 | 116.44 | 10 | 0
2020 | SOCO_2_FRCC | SOCO | FRCC | Internal | Summer | B6 | 300 | 3700 | 1332.42 | 103.72 | 113.72 | 10 | 0
2020 | SOCO_2_FRCC | SOCO | FRCC | Internal | Summer | B7 | 400 | 3700 | 1351.13 | 93.61 | 103.61 | 10 | 0
2020 | SOCO_2_FRCC | SOCO | FRCC | Internal | Summer | B8 | 500 | 3700 | 0 | 80.19 | 76.17 | 10 | 0
2020 | SOCO_2_FRCC | SOCO | FRCC | Internal | Summer | B9 | 800 | 3700 | 0 | 68.43 | 74.61 | 10 | 0
2020 | SOCO_2_FRCC | SOCO | FRCC | Internal | Summer | B10 | 1262 | 3700 | 0 | 66.03 | 71.5 | 10 | 0
2020 | SOCO_2_FRCC | SOCO | FRCC | Internal | Winter | B16 | 25 | 3700 | 0 | 112.52 | 121.08 | 10 | 0
2020 | SOCO_2_FRCC | SOCO | FRCC | Internal | Winter | B17 | 100 | 3700 | 0 | 85.95 | 88.67 | 10 | 0
2020 | SOCO_2_FRCC | SOCO | FRCC | Internal | Winter | B18 | 400 | 3700 | 0 | 71.8 | 77.71 | 10 | 0
2020 | SOCO_2_FRCC | SOCO | FRCC | Internal | Winter | B19 | 700 | 3700 | 0 | 71.8 | 74.46 | 10 | 0
2020 | SOCO_2_FRCC | SOCO | FRCC | Internal | Winter | B20 | 935 | 3700 | 0 | 69.91 | 74.46 | 10 | 0
2020 | SOCO_2_TVA_Transmission | SOCO | TVA_Transmission | Internal | Shoulder | B11 | 25 | 2600 | 0 | 106.92 | 91.57 | 10 | 0
2020 | SOCO_2_TVA_Transmission | SOCO | TVA_Transmission | Internal | Shoulder | B12 | 200 | 2600 | 0 | 76.19 | 75.52 | 10 | 0
2020 | SOCO_2_TVA_Transmission | SOCO | TVA_Transmission | Internal | Shoulder | B13 | 600 | 2600 | 0 | 69.75 | 71.45 | 10 | 0
2020 | SOCO_2_TVA_Transmission | SOCO | TVA_Transmission | Internal | Shoulder | B14 | 900 | 2600 | 0 | 69.75 | 70.33 | 10 | 0
2020 | SOCO_2_TVA_Transmission | SOCO | TVA_Transmission | Internal | Shoulder | B15 | 1203 | 2600 | 0 | 67.3 | 67.99 | 10 | 0
2020 | SOCO_2_TVA_Transmission | SOCO | TVA_Transmission | Internal | Summer | B1 | 10 | 2600 | 0 | 125.43 | 116.42 | 10 | 0
2020 | SOCO_2_TVA_Transmission | SOCO | TVA_Transmission | Internal | Summer | B2 | 25 | 2600 | 0 | 112.9 | 112.9 | 10 | 0
2020 | SOCO_2_TVA_Transmission | SOCO | TVA_Transmission | Internal | Summer | B3 | 75 | 2600 | 0 | 112 | 110.06 | 10 | 0
2020 | SOCO_2_TVA_Transmission | SOCO | TVA_Transmission | Internal | Summer | B4 | 100 | 2600 | 0 | 112 | 107.05 | 10 | 0
2020 | SOCO_2_TVA_Transmission | SOCO | TVA_Transmission | Internal | Summer | B5 | 200 | 2600 | 0 | 109.79 | 105.77 | 10 | 0
2020 | SOCO_2_TVA_Transmission | SOCO | TVA_Transmission | Internal | Summer | B6 | 300 | 2600 | 0 | 103.72 | 90.87 | 10 | 0
2020 | SOCO_2_TVA_Transmission | SOCO | TVA_Transmission | Internal | Summer | B7 | 400 | 2600 | 0 | 93.61 | 78.39 | 10 | 0
2020 | SOCO_2_TVA_Transmission | SOCO | TVA_Transmission | Internal | Summer | B8 | 500 | 2600 | 0 | 80.19 | 71.19 | 10 | 0
2020 | SOCO_2_TVA_Transmission | SOCO | TVA_Transmission | Internal | Summer | B9 | 800 | 2600 | 0 | 68.43 | 68.59 | 10 | 0
2020 | SOCO_2_TVA_Transmission | SOCO | TVA_Transmission | Internal | Summer | B10 | 1262 | 2600 | 0 | 66.03 | 65.99 | 10 | 0
2020 | SOCO_2_TVA_Transmission | SOCO | TVA_Transmission | Internal | Winter | B16 | 25 | 2600 | 0 | 112.52 | 95.32 | 10 | 0
2020 | SOCO_2_TVA_Transmission | SOCO | TVA_Transmission | Internal | Winter | B17 | 100 | 2600 | 0 | 85.95 | 78.4 | 10 | 0
2020 | SOCO_2_TVA_Transmission | SOCO | TVA_Transmission | Internal | Winter | B18 | 400 | 2600 | 0 | 71.8 | 73.81 | 10 | 0
2020 | SOCO_2_TVA_Transmission | SOCO | TVA_Transmission | Internal | Winter | B19 | 700 | 2600 | 0 | 71.8 | 73.26 | 10 | 0
2020 | SOCO_2_TVA_Transmission | SOCO | TVA_Transmission | Internal | Winter | B20 | 935 | 2600 | 0 | 69.91 | 69.71 | 10 | 0
2020 | SOCO_2_VACAR | SOCO | VACAR | Internal | Shoulder | B11 | 25 | 2000 | 0 | 106.92 | 99.92 | 10 | 0
2020 | SOCO_2_VACAR | SOCO | VACAR | Internal | Shoulder | B12 | 200 | 2000 | 0 | 76.19 | 78.44 | 10 | 0
2020 | SOCO_2_VACAR | SOCO | VACAR | Internal | Shoulder | B13 | 600 | 2000 | 0 | 69.75 | 74.5 | 10 | 0
2020 | SOCO_2_VACAR | SOCO | VACAR | Internal | Shoulder | B14 | 900 | 2000 | 0 | 69.75 | 71.62 | 10 | 0
2020 | SOCO_2_VACAR | SOCO | VACAR | Internal | Shoulder | B15 | 1203 | 2000 | 0 | 67.3 | 67.16 | 10 | 0
2020 | SOCO_2_VACAR | SOCO | VACAR | Internal | Summer | B1 | 10 | 2000 | 434.06 | 125.43 | 135.43 | 10 | 0
2020 | SOCO_2_VACAR | SOCO | VACAR | Internal | Summer | B2 | 25 | 2000 | 0 | 112.9 | 121.9 | 10 | 0
2020 | SOCO_2_VACAR | SOCO | VACAR | Internal | Summer | B3 | 75 | 2000 | 0 | 112 | 112.67 | 10 | 0
2020 | SOCO_2_VACAR | SOCO | VACAR | Internal | Summer | B4 | 100 | 2000 | 0 | 112 | 112.67 | 10 | 0
2020 | SOCO_2_VACAR | SOCO | VACAR | Internal | Summer | B5 | 200 | 2000 | 0 | 109.79 | 112.67 | 10 | 0
2020 | SOCO_2_VACAR | SOCO | VACAR | Internal | Summer | B6 | 300 | 2000 | 0 | 103.72 | 99.87 | 10 | 0
2020 | SOCO_2_VACAR | SOCO | VACAR | Internal | Summer | B7 | 400 | 2000 | 0 | 93.61 | 90.16 | 10 | 0
2020 | SOCO_2_VACAR | SOCO | VACAR | Internal | Summer | B8 | 500 | 2000 | 0 | 80.19 | 73.19 | 10 | 0
2020 | SOCO_2_VACAR | SOCO | VACAR | Internal | Summer | B9 | 800 | 2000 | 0 | 68.43 | 68.79 | 10 | 0
2020 | SOCO_2_VACAR | SOCO | VACAR | Internal | Summer | B10 | 1262 | 2000 | 0 | 66.03 | 65.84 | 10 | 0
2020 | SOCO_2_VACAR | SOCO | VACAR | Internal | Winter | B16 | 25 | 2000 | 1948.01 | 112.52 | 122.52 | 10 | 0
2020 | SOCO_2_VACAR | SOCO | VACAR | Internal | Winter | B17 | 100 | 2000 | 489.54 | 85.95 | 95.95 | 10 | 0
2020 | SOCO_2_VACAR | SOCO | VACAR | Internal | Winter | B18 | 400 | 2000 | 0 | 71.8 | 76.72 | 10 | 0
2020 | SOCO_2_VACAR | SOCO | VACAR | Internal | Winter | B19 | 700 | 2000 | 0 | 71.8 | 75.07 | 10 | 0
2020 | SOCO_2_VACAR | SOCO | VACAR | Internal | Winter | B20 | 935 | 2000 | 0 | 69.91 | 70.18 | 10 | 0
2020 | SPP_N_2_ENT | SPP_N | ENT | Internal | Shoulder | B11 | 25 | 7346 | 2722.09 | 70.57 | 75.57 | 5 | 0
2020 | SPP_N_2_ENT | SPP_N | ENT | Internal | Shoulder | B12 | 200 | 7346 | 1769.28 | 63.19 | 68.19 | 5 | 0
2020 | SPP_N_2_ENT | SPP_N | ENT | Internal | Shoulder | B13 | 600 | 7346 | 4511.64 | 61.5 | 66.5 | 5 | 0
2020 | SPP_N_2_ENT | SPP_N | ENT | Internal | Shoulder | B14 | 900 | 7346 | 6917.77 | 58.62 | 63.62 | 5 | 0
2020 | SPP_N_2_ENT | SPP_N | ENT | Internal | Shoulder | B15 | 1203 | 7346 | 7346 | 48.38 | 59.3 | 5 | 5.92
2020 | SPP_N_2_ENT | SPP_N | ENT | Internal | Summer | B1 | 10 | 7346 | 6560.71 | 89.73 | 94.73 | 5 | 0
2020 | SPP_N_2_ENT | SPP_N | ENT | Internal | Summer | B2 | 25 | 7346 | 1268.09 | 99.9 | 104.9 | 5 | 0
2020 | SPP_N_2_ENT | SPP_N | ENT | Internal | Summer | B3 | 75 | 7346 | 2180.39 | 98.46 | 103.46 | 5 | 0
2020 | SPP_N_2_ENT | SPP_N | ENT | Internal | Summer | B4 | 100 | 7346 | 116.22 | 94.05 | 99.05 | 5 | 0
2020 | SPP_N_2_ENT | SPP_N | ENT | Internal | Summer | B5 | 200 | 7346 | 0 | 92.78 | 97.77 | 5 | 0
2020 | SPP_N_2_ENT | SPP_N | ENT | Internal | Summer | B6 | 300 | 7346 | 3581.83 | 77.87 | 82.87 | 5 | 0
2020 | SPP_N_2_ENT | SPP_N | ENT | Internal | Summer | B7 | 400 | 7346 | 4217.78 | 65.39 | 70.39 | 5 | 0
2020 | SPP_N_2_ENT | SPP_N | ENT | Internal | Summer | B8 | 500 | 7346 | 2766.23 | 61.82 | 66.82 | 5 | 0
2020 | SPP_N_2_ENT | SPP_N | ENT | Internal | Summer | B9 | 800 | 7346 | 3799.41 | 61.33 | 66.33 | 5 | 0
2020 | SPP_N_2_ENT | SPP_N | ENT | Internal | Summer | B10 | 1262 | 7346 | 7346 | 58.73 | 63.75 | 5 | 0.01
2020 | SPP_N_2_ENT | SPP_N | ENT | Internal | Winter | B16 | 25 | 7346 | 6211.04 | 68.03 | 73.03 | 5 | 0
2020 | SPP_N_2_ENT | SPP_N | ENT | Internal | Winter | B17 | 100 | 7346 | 6597.95 | 65.4 | 70.4 | 5 | 0
2020 | SPP_N_2_ENT | SPP_N | ENT | Internal | Winter | B18 | 400 | 7346 | 4589.91 | 63.4 | 68.4 | 5 | 0
2020 | SPP_N_2_ENT | SPP_N | ENT | Internal | Winter | B19 | 700 | 7346 | 7346 | 62.06 | 67.07 | 5 | 0.01
2020 | SPP_N_2_ENT | SPP_N | ENT | Internal | Winter | B20 | 935 | 7346 | 7346 | 56.69 | 61.71 | 5 | 0.01
2020 | SPP_N_2_MISO_MO-IL | SPP_N | MISO_MO-IL | Internal | Shoulder | B11 | 25 | 3954 | 3954 | 70.57 | 83.57 | 5 | 8
2020 | SPP_N_2_MISO_MO-IL | SPP_N | MISO_MO-IL | Internal | Shoulder | B12 | 200 | 3954 | 3954 | 63.19 | 70.43 | 5 | 2.23
2020 | SPP_N_2_MISO_MO-IL | SPP_N | MISO_MO-IL | Internal | Shoulder | B13 | 600 | 3954 | 2903.42 | 61.5 | 66.5 | 5 | 0
2020 | SPP_N_2_MISO_MO-IL | SPP_N | MISO_MO-IL | Internal | Shoulder | B14 | 900 | 3954 | 2662.97 | 58.62 | 63.62 | 5 | 0
2020 | SPP_N_2_MISO_MO-IL | SPP_N | MISO_MO-IL | Internal | Shoulder | B15 | 1203 | 3954 | 3954 | 48.38 | 60.37 | 5 | 6.99
2020 | SPP_N_2_MISO_MO-IL | SPP_N | MISO_MO-IL | Internal | Summer | B1 | 10 | 3954 | 3954 | 89.73 | 105.43 | 5 | 10.7
2020 | SPP_N_2_MISO_MO-IL | SPP_N | MISO_MO-IL | Internal | Summer | B2 | 25 | 3954 | 3250.18 | 99.9 | 104.9 | 5 | 0
2020 | SPP_N_2_MISO_MO-IL | SPP_N | MISO_MO-IL | Internal | Summer | B3 | 75 | 3954 | 0 | 98.46 | 102.06 | 5 | 0
2020 | SPP_N_2_MISO_MO-IL | SPP_N | MISO_MO-IL | Internal | Summer | B4 | 100 | 3954 | 2839.76 | 94.05 | 99.05 | 5 | 0
2020 | SPP_N_2_MISO_MO-IL | SPP_N | MISO_MO-IL | Internal | Summer | B5 | 200 | 3954 | 2786.14 | 92.78 | 97.78 | 5 | 0
2020 | SPP_N_2_MISO_MO-IL | SPP_N | MISO_MO-IL | Internal | Summer | B6 | 300 | 3954 | 350.98 | 77.87 | 82.87 | 5 | 0
2020 | SPP_N_2_MISO_MO-IL | SPP_N | MISO_MO-IL | Internal | Summer | B7 | 400 | 3954 | 101.7 | 65.39 | 70.39 | 5 | 0
2020 | SPP_N_2_MISO_MO-IL | SPP_N | MISO_MO-IL | Internal | Summer | B8 | 500 | 3954 | 0 | 61.82 | 63.19 | 5 | 0
2020 | SPP_N_2_MISO_MO-IL | SPP_N | MISO_MO-IL | Internal | Summer | B9 | 800 | 3954 | 0 | 61.33 | 61.15 | 5 | 0
2020 | SPP_N_2_MISO_MO-IL | SPP_N | MISO_MO-IL | Internal | Summer | B10 | 1262 | 3954 | 0 | 58.73 | 60.23 | 5 | 0
2020 | SPP_N_2_MISO_MO-IL | SPP_N | MISO_MO-IL | Internal | Winter | B16 | 25 | 3954 | 3954 | 68.03 | 87.32 | 5 | 14.29
2020 | SPP_N_2_MISO_MO-IL | SPP_N | MISO_MO-IL | Internal | Winter | B17 | 100 | 3954 | 3954 | 65.4 | 77.44 | 5 | 7.05
2020 | SPP_N_2_MISO_MO-IL | SPP_N | MISO_MO-IL | Internal | Winter | B18 | 400 | 3954 | 3592.23 | 63.4 | 68.4 | 5 | 0
2020 | SPP_N_2_MISO_MO-IL | SPP_N | MISO_MO-IL | Internal | Winter | B19 | 700 | 3954 | 1049.99 | 62.06 | 67.06 | 5 | 0
2020 | SPP_N_2_MISO_MO-IL | SPP_N | MISO_MO-IL | Internal | Winter | B20 | 935 | 3954 | 3954 | 56.69 | 61.75 | 5 | 0.05
2020 | SPP_N_2_MISO_W | SPP_N | MISO_W | Internal | Shoulder | B11 | 25 | 1000 | 1000 | 70.57 | 83.56 | 5 | 7.99
2020 | SPP_N_2_MISO_W | SPP_N | MISO_W | Internal | Shoulder | B12 | 200 | 1000 | 1000 | 63.19 | 70.44 | 5 | 2.24
2020 | SPP_N_2_MISO_W | SPP_N | MISO_W | Internal | Shoulder | B13 | 600 | 1000 | 571.73 | 61.5 | 66.5 | 5 | 0
2020 | SPP_N_2_MISO_W | SPP_N | MISO_W | Internal | Shoulder | B14 | 900 | 1000 | 762.99 | 58.62 | 63.62 | 5 | 0
2020 | SPP_N_2_MISO_W | SPP_N | MISO_W | Internal | Shoulder | B15 | 1203 | 1000 | 1000 | 48.38 | 60.37 | 5 | 6.99
2020 | SPP_N_2_MISO_W | SPP_N | MISO_W | Internal | Summer | B1 | 10 | 1000 | 1000 | 89.73 | 108.42 | 5 | 13.69
2020 | SPP_N_2_MISO_W | SPP_N | MISO_W | Internal | Summer | B2 | 25 | 1000 | 586.87 | 99.9 | 104.9 | 5 | 0
2020 | SPP_N_2_MISO_W | SPP_N | MISO_W | Internal | Summer | B3 | 75 | 1000 | 0 | 98.46 | 102.07 | 5 | 0
2020 | SPP_N_2_MISO_W | SPP_N | MISO_W | Internal | Summer | B4 | 100 | 1000 | 96.37 | 94.05 | 99.05 | 5 | 0
2020 | SPP_N_2_MISO_W | SPP_N | MISO_W | Internal | Summer | B5 | 200 | 1000 | 0 | 92.78 | 97.77 | 5 | 0
2020 | SPP_N_2_MISO_W | SPP_N | MISO_W | Internal | Summer | B6 | 300 | 1000 | 0 | 77.87 | 82.86 | 5 | 0
2020 | SPP_N_2_MISO_W | SPP_N | MISO_W | Internal | Summer | B7 | 400 | 1000 | 0 | 65.39 | 70.38 | 5 | 0
2020 | SPP_N_2_MISO_W | SPP_N | MISO_W | Internal | Summer | B8 | 500 | 1000 | 0 | 61.82 | 63.19 | 5 | 0
2020 | SPP_N_2_MISO_W | SPP_N | MISO_W | Internal | Summer | B9 | 800 | 1000 | 0 | 61.33 | 61.15 | 5 | 0
2020 | SPP_N_2_MISO_W | SPP_N | MISO_W | Internal | Summer | B10 | 1262 | 1000 | 0 | 58.73 | 60.24 | 5 | 0
2020 | SPP_N_2_MISO_W | SPP_N | MISO_W | Internal | Winter | B16 | 25 | 1000 | 1000 | 68.03 | 87.32 | 5 | 14.29
2020 | SPP_N_2_MISO_W | SPP_N | MISO_W | Internal | Winter | B17 | 100 | 1000 | 1000 | 65.4 | 77.46 | 5 | 7.06
2020 | SPP_N_2_MISO_W | SPP_N | MISO_W | Internal | Winter | B18 | 400 | 1000 | 1000 | 63.4 | 68.72 | 5 | 0.33
2020 | SPP_N_2_MISO_W | SPP_N | MISO_W | Internal | Winter | B19 | 700 | 1000 | 1000 | 62.06 | 67.07 | 5 | 0.01
2020 | SPP_N_2_MISO_W | SPP_N | MISO_W | Internal | Winter | B20 | 935 | 1000 | 1000 | 56.69 | 62.18 | 5 | 0.49
2020 | SPP_N_2_NE | SPP_N | NE | Internal | Shoulder | B11 | 25 | 384 | 384 | 70.57 | 78.56 | 0.01 | 7.98
2020 | SPP_N_2_NE | SPP_N | NE | Internal | Shoulder | B12 | 200 | 384 | 269.36 | 63.19 | 63.21 | 0.01 | 0
2020 | SPP_N_2_NE | SPP_N | NE | Internal | Shoulder | B13 | 600 | 384 | 0 | 61.5 | 61.49 | 0.01 | 0
2020 | SPP_N_2_NE | SPP_N | NE | Internal | Shoulder | B14 | 900 | 384 | 0 | 58.62 | 58.61 | 0.01 | 0
2020 | SPP_N_2_NE | SPP_N | NE | Internal | Shoulder | B15 | 1203 | 384 | 0 | 48.38 | 48.37 | 0.01 | 0
2020 | SPP_N_2_NE | SPP_N | NE | Internal | Summer | B1 | 10 | 384 | 384 | 89.73 | 103.42 | 0.01 | 13.68
2020 | SPP_N_2_NE | SPP_N | NE | Internal | Summer | B2 | 25 | 384 | 0 | 99.9 | 99.9 | 0.01 | 0
2020 | SPP_N_2_NE | SPP_N | NE | Internal | Summer | B3 | 75 | 384 | 0 | 98.46 | 98.44 | 0.01 | 0
2020 | SPP_N_2_NE | SPP_N | NE | Internal | Summer | B4 | 100 | 384 | 0 | 94.05 | 94.05 | 0.01 | 0
2020 | SPP_N_2_NE | SPP_N | NE | Internal | Summer | B5 | 200 | 384 | 0 | 92.78 | 92.77 | 0.01 | 0
2020 | SPP_N_2_NE | SPP_N | NE | Internal | Summer | B6 | 300 | 384 | 0 | 77.87 | 77.86 | 0.01 | 0
2020 | SPP_N_2_NE | SPP_N | NE | Internal | Summer | B7 | 400 | 384 | 0 | 65.39 | 65.38 | 0.01 | 0
2020 | SPP_N_2_NE | SPP_N | NE | Internal | Summer | B8 | 500 | 384 | 0 | 61.82 | 58.19 | 0.01 | 0
2020 | SPP_N_2_NE | SPP_N | NE | Internal | Summer | B9 | 800 | 384 | 0 | 61.33 | 56.15 | 0.01 | 0
2020 | SPP_N_2_NE | SPP_N | NE | Internal | Summer | B10 | 1262 | 384 | 0 | 58.73 | 55.24 | 0.01 | 0
2020 | SPP_N_2_NE | SPP_N | NE | Internal | Winter | B16 | 25 | 384 | 0 | 68.03 | 55.07 | 0.01 | 0
2020 | SPP_N_2_NE | SPP_N | NE | Internal | Winter | B17 | 100 | 384 | 0 | 65.4 | 60.59 | 0.01 | 0
2020 | SPP_N_2_NE | SPP_N | NE | Internal | Winter | B18 | 400 | 384 | 0 | 63.4 | 62.24 | 0.01 | 0
2020 | SPP_N_2_NE | SPP_N | NE | Internal | Winter | B19 | 700 | 384 | 0 | 62.06 | 62.05 | 0.01 | 0
2020 | SPP_N_2_NE | SPP_N | NE | Internal | Winter | B20 | 935 | 384 | 0 | 56.69 | 56.64 | 0.01 | 0
2020 | SPP_N_2_SPP_S | SPP_N | SPP_S | Internal | Shoulder | B11 | 25 | 4000 | 0 | 70.57 | 70.56 | 0.01 | 0
2020 | SPP_N_2_SPP_S | SPP_N | SPP_S | Internal | Shoulder | B12 | 200 | 4000 | 0 | 63.19 | 63.19 | 0.01 | 0
2020 | SPP_N_2_SPP_S | SPP_N | SPP_S | Internal | Shoulder | B13 | 600 | 4000 | 0 | 61.5 | 61.5 | 0.01 | 0
2020 | SPP_N_2_SPP_S | SPP_N | SPP_S | Internal | Shoulder | B14 | 900 | 4000 | 0 | 58.62 | 58.62 | 0.01 | 0
2020 | SPP_N_2_SPP_S | SPP_N | SPP_S | Internal | Shoulder | B15 | 1203 | 4000 | 0 | 48.38 | 45.43 | 0.01 | 0
2020 | SPP_N_2_SPP_S | SPP_N | SPP_S | Internal | Summer | B1 | 10 | 4000 | 0 | 89.73 | 64.02 | 0.01 | 0
2020 | SPP_N_2_SPP_S | SPP_N | SPP_S | Internal | Summer | B2 | 25 | 4000 | 0 | 99.9 | 92.77 | 0.01 | 0
2020 | SPP_N_2_SPP_S | SPP_N | SPP_S | Internal | Summer | B3 | 75 | 4000 | 0 | 98.46 | 98.46 | 0.01 | 0
2020 | SPP_N_2_SPP_S | SPP_N | SPP_S | Internal | Summer | B4 | 100 | 4000 | 0 | 94.05 | 92.77 | 0.01 | 0
2020 | SPP_N_2_SPP_S | SPP_N | SPP_S | Internal | Summer | B5 | 200 | 4000 | 0 | 92.78 | 92.77 | 0.01 | 0
2020 | SPP_N_2_SPP_S | SPP_N | SPP_S | Internal | Summer | B6 | 300 | 4000 | 0 | 77.87 | 77.87 | 0.01 | 0
2020 | SPP_N_2_SPP_S | SPP_N | SPP_S | Internal | Summer | B7 | 400 | 4000 | 1329.96 | 65.39 | 65.41 | 0.01 | 0
2020 | SPP_N_2_SPP_S | SPP_N | SPP_S | Internal | Summer | B8 | 500 | 4000 | 4000 | 61.82 | 63.87 | 0.01 | 2.04
2020 | SPP_N_2_SPP_S | SPP_N | SPP_S | Internal | Summer | B9 | 800 | 4000 | 4000 | 61.33 | 63.84 | 0.01 | 2.5
2020 | SPP_N_2_SPP_S | SPP_N | SPP_S | Internal | Summer | B10 | 1262 | 4000 | 3268.55 | 58.73 | 58.75 | 0.01 | 0
2020 | SPP_N_2_SPP_S | SPP_N | SPP_S | Internal | Winter | B16 | 25 | 4000 | 0 | 68.03 | 68.03 | 0.01 | 0
2020 | SPP_N_2_SPP_S | SPP_N | SPP_S | Internal | Winter | B17 | 100 | 4000 | 0 | 65.4 | 65.4 | 0.01 | 0
2020 | SPP_N_2_SPP_S | SPP_N | SPP_S | Internal | Winter | B18 | 400 | 4000 | 0 | 63.4 | 63.4 | 0.01 | 0
2020 | SPP_N_2_SPP_S | SPP_N | SPP_S | Internal | Winter | B19 | 700 | 4000 | 672.36 | 62.06 | 62.07 | 0.01 | 0
2020 | SPP_N_2_SPP_S | SPP_N | SPP_S | Internal | Winter | B20 | 935 | 4000 | 602.71 | 56.69 | 56.71 | 0.01 | 0
2020 | SPP_S_2_ENT | SPP_S | ENT | Internal | Shoulder | B11 | 25 | 4280 | 4280 | 70.56 | 75.57 | 5 | 0.01
2020 | SPP_S_2_ENT | SPP_S | ENT | Internal | Shoulder | B12 | 200 | 4280 | 348.02 | 63.19 | 68.19 | 5 | 0
2020 | SPP_S_2_ENT | SPP_S | ENT | Internal | Shoulder | B13 | 600 | 4280 | 380.63 | 61.5 | 66.5 | 5 | 0
2020 | SPP_S_2_ENT | SPP_S | ENT | Internal | Shoulder | B14 | 900 | 4280 | 3405.77 | 58.62 | 63.62 | 5 | 0
2020 | SPP_S_2_ENT | SPP_S | ENT | Internal | Shoulder | B15 | 1203 | 4280 | 4280 | 45.43 | 59.3 | 5 | 8.87
2020 | SPP_S_2_ENT | SPP_S | ENT | Internal | Summer | B1 | 10 | 4280 | 4280 | 64.02 | 94.73 | 5 | 25.71
2020 | SPP_S_2_ENT | SPP_S | ENT | Internal | Summer | B2 | 25 | 4280 | 4280 | 92.77 | 104.9 | 5 | 7.13
2020 | SPP_S_2_ENT | SPP_S | ENT | Internal | Summer | B3 | 75 | 4280 | 1284.36 | 98.46 | 103.46 | 5 | 0
2020 | SPP_S_2_ENT | SPP_S | ENT | Internal | Summer | B4 | 100 | 4280 | 4280 | 92.77 | 99.05 | 5 | 1.29
2020 | SPP_S_2_ENT | SPP_S | ENT | Internal | Summer | B5 | 200 | 4280 | 3989.31 | 92.77 | 97.77 | 5 | 0
2020 | SPP_S_2_ENT | SPP_S | ENT | Internal | Summer | B6 | 300 | 4280 | 282.42 | 77.87 | 82.87 | 5 | 0
2020 | SPP_S_2_ENT | SPP_S | ENT | Internal | Summer | B7 | 400 | 4280 | 0 | 65.41 | 70.39 | 5 | 0
2020 | SPP_S_2_ENT | SPP_S | ENT | Internal | Summer | B8 | 500 | 4280 | 0 | 63.87 | 66.82 | 5 | 0
2020 | SPP_S_2_ENT | SPP_S | ENT | Internal | Summer | B9 | 800 | 4280 | 0 | 63.84 | 66.33 | 5 | 0
2020 | SPP_S_2_ENT | SPP_S | ENT | Internal | Summer | B10 | 1262 | 4280 | 1192.29 | 58.75 | 63.75 | 5 | 0
2020 | SPP_S_2_ENT | SPP_S | ENT | Internal | Winter | B16 | 25 | 4280 | 2875.59 | 68.03 | 73.03 | 5 | 0
2020 | SPP_S_2_ENT | SPP_S | ENT | Internal | Winter | B17 | 100 | 4280 | 1821.35 | 65.4 | 70.4 | 5 | 0
2020 | SPP_S_2_ENT | SPP_S | ENT | Internal | Winter | B18 | 400 | 4280 | 686.81 | 63.4 | 68.4 | 5 | 0
2020 | SPP_S_2_ENT | SPP_S | ENT | Internal | Winter | B19 | 700 | 4280 | 1473.12 | 62.07 | 67.07 | 5 | 0
2020 | SPP_S_2_ENT | SPP_S | ENT | Internal | Winter | B20 | 935 | 4280 | 2754.32 | 56.71 | 61.71 | 5 | 0
2020 | SPP_S_2_SPP_N | SPP_S | SPP_N | Internal | Shoulder | B11 | 25 | 640 | 598.23 | 70.56 | 70.57 | 0.01 | 0
2020 | SPP_S_2_SPP_N | SPP_S | SPP_N | Internal | Shoulder | B12 | 200 | 640 | 0 | 63.19 | 63.19 | 0.01 | 0
2020 | SPP_S_2_SPP_N | SPP_S | SPP_N | Internal | Shoulder | B13 | 600 | 640 | 0 | 61.5 | 61.5 | 0.01 | 0
2020 | SPP_S_2_SPP_N | SPP_S | SPP_N | Internal | Shoulder | B14 | 900 | 640 | 0 | 58.62 | 58.62 | 0.01 | 0
2020 | SPP_S_2_SPP_N | SPP_S | SPP_N | Internal | Shoulder | B15 | 1203 | 640 | 640 | 45.43 | 48.38 | 0.01 | 2.94
2020 | SPP_S_2_SPP_N | SPP_S | SPP_N | Internal | Summer | B1 | 10 | 640 | 640 | 64.02 | 89.73 | 0.01 | 25.7
2020 | SPP_S_2_SPP_N | SPP_S | SPP_N | Internal | Summer | B2 | 25 | 640 | 640 | 92.77 | 99.9 | 0.01 | 7.12
2020 | SPP_S_2_SPP_N | SPP_S | SPP_N | Internal | Summer | B3 | 75 | 640 | 0 | 98.46 | 98.46 | 0.01 | 0
2020 | SPP_S_2_SPP_N | SPP_S | SPP_N | Internal | Summer | B4 | 100 | 640 | 640 | 92.77 | 94.05 | 0.01 | 1.27
2020 | SPP_S_2_SPP_N | SPP_S | SPP_N | Internal | Summer | B5 | 200 | 640 | 49.47 | 92.77 | 92.78 | 0.01 | 0
2020 | SPP_S_2_SPP_N | SPP_S | SPP_N | Internal | Summer | B6 | 300 | 640 | 0 | 77.87 | 77.87 | 0.01 | 0
2020 | SPP_S_2_SPP_N | SPP_S | SPP_N | Internal | Summer | B7 | 400 | 640 | 0 | 65.41 | 65.39 | 0.01 | 0
2020 | SPP_S_2_SPP_N | SPP_S | SPP_N | Internal | Summer | B8 | 500 | 640 | 0 | 63.87 | 61.82 | 0.01 | 0
2020 | SPP_S_2_SPP_N | SPP_S | SPP_N | Internal | Summer | B9 | 800 | 640 | 0 | 63.84 | 61.33 | 0.01 | 0
2020 | SPP_S_2_SPP_N | SPP_S | SPP_N | Internal | Summer | B10 | 1262 | 640 | 0 | 58.75 | 58.73 | 0.01 | 0
2020 | SPP_S_2_SPP_N | SPP_S | SPP_N | Internal | Winter | B16 | 25 | 640 | 0 | 68.03 | 68.03 | 0.01 | 0
2020 | SPP_S_2_SPP_N | SPP_S | SPP_N | Internal | Winter | B17 | 100 | 640 | 0 | 65.4 | 65.4 | 0.01 | 0
2020 | SPP_S_2_SPP_N | SPP_S | SPP_N | Internal | Winter | B18 | 400 | 640 | 0 | 63.4 | 63.4 | 0.01 | 0
2020 | SPP_S_2_SPP_N | SPP_S | SPP_N | Internal | Winter | B19 | 700 | 640 | 0 | 62.07 | 62.06 | 0.01 | 0
2020 | SPP_S_2_SPP_N | SPP_S | SPP_N | Internal | Winter | B20 | 935 | 640 | 0 | 56.71 | 56.69 | 0.01 | 0
2020 | TVA_2_NonRTO_Midwest | TVA | NonRTO_Midwest | Internal | Shoulder | B11 | 25 | 100 | 0 | 91.58 | 91.57 | 9 | 0
2020 | TVA_2_NonRTO_Midwest | TVA | NonRTO_Midwest | Internal | Shoulder | B12 | 200 | 100 | 0 | 74.92 | 78.44 | 9 | 0
2020 | TVA_2_NonRTO_Midwest | TVA | NonRTO_Midwest | Internal | Shoulder | B13 | 600 | 100 | 0 | 69.85 | 74.5 | 9 | 0
2020 | TVA_2_NonRTO_Midwest | TVA | NonRTO_Midwest | Internal | Shoulder | B14 | 900 | 100 | 0 | 69.85 | 71.62 | 9 | 0
2020 | TVA_2_NonRTO_Midwest | TVA | NonRTO_Midwest | Internal | Shoulder | B15 | 1203 | 100 | 0 | 68 | 63.46 | 9 | 0
2020 | TVA_2_NonRTO_Midwest | TVA | NonRTO_Midwest | Internal | Summer | B1 | 10 | 100 | 0 | 116.43 | 108.42 | 9 | 0
2020 | TVA_2_NonRTO_Midwest | TVA | NonRTO_Midwest | Internal | Summer | B2 | 25 | 100 | 0 | 112.91 | 108.34 | 9 | 0
2020 | TVA_2_NonRTO_Midwest | TVA | NonRTO_Midwest | Internal | Summer | B3 | 75 | 100 | 0 | 110.07 | 108.34 | 9 | 0
2020 | TVA_2_NonRTO_Midwest | TVA | NonRTO_Midwest | Internal | Summer | B4 | 100 | 100 | 0 | 107.06 | 107.04 | 9 | 0
2020 | TVA_2_NonRTO_Midwest | TVA | NonRTO_Midwest | Internal | Summer | B5 | 200 | 100 | 0 | 105.78 | 105.77 | 9 | 0
2020 | TVA_2_NonRTO_Midwest | TVA | NonRTO_Midwest | Internal | Summer | B6 | 300 | 100 | 0 | 90.87 | 90.86 | 9 | 0
2020 | TVA_2_NonRTO_Midwest | TVA | NonRTO_Midwest | Internal | Summer | B7 | 400 | 100 | 100 | 68.46 | 78.38 | 9 | 0.92
2020 | TVA_2_NonRTO_Midwest | TVA | NonRTO_Midwest | Internal | Summer | B8 | 500 | 100 | 0 | 68.46 | 65.39 | 9 | 0
2020 | TVA_2_NonRTO_Midwest | TVA | NonRTO_Midwest | Internal | Summer | B9 | 800 | 100 | 0 | 68.46 | 65.23 | 9 | 0
2020 | TVA_2_NonRTO_Midwest | TVA | NonRTO_Midwest | Internal | Summer | B10 | 1262 | 100 | 0 | 65.62 | 61.53 | 9 | 0
2020 | TVA_2_NonRTO_Midwest | TVA | NonRTO_Midwest | Internal | Winter | B16 | 25 | 100 | 0 | 95.33 | 95.32 | 9 | 0
2020 | TVA_2_NonRTO_Midwest | TVA | NonRTO_Midwest | Internal | Winter | B17 | 100 | 100 | 0 | 78.41 | 85.46 | 9 | 0
2020 | TVA_2_NonRTO_Midwest | TVA | NonRTO_Midwest | Internal | Winter | B18 | 400 | 100 | 0 | 72.54 | 76.41 | 9 | 0
2020 | TVA_2_NonRTO_Midwest | TVA | NonRTO_Midwest | Internal | Winter | B19 | 700 | 100 | 0 | 72.54 | 75.05 | 9 | 0
2020 | TVA_2_NonRTO_Midwest | TVA | NonRTO_Midwest | Internal | Winter | B20 | 935 | 100 | 0 | 69.72 | 65.39 | 9 | 0
2020 | TVA_2_SOCO | TVA | SOCO | Internal | Shoulder | B11 | 25 | 500 | 500 | 91.58 | 106.92 | 9 | 6.34
2020 | TVA_2_SOCO | TVA | SOCO | Internal | Shoulder | B12 | 200 | 500 | 0 | 74.92 | 76.19 | 9 | 0
2020 | TVA_2_SOCO | TVA | SOCO | Internal | Shoulder | B13 | 600 | 500 | 0 | 69.85 | 69.75 | 9 | 0
2020 | TVA_2_SOCO | TVA | SOCO | Internal | Shoulder | B14 | 900 | 500 | 0 | 69.85 | 69.75 | 9 | 0
2020 | TVA_2_SOCO | TVA | SOCO | Internal | Shoulder | B15 | 1203 | 500 | 0 | 68 | 67.3 | 9 | 0
2020 | TVA_2_SOCO | TVA | SOCO | Internal | Summer | B1 | 10 | 500 | 343.53 | 116.43 | 125.43 | 9 | 0
2020 | TVA_2_SOCO | TVA | SOCO | Internal | Summer | B2 | 25 | 500 | 0 | 112.91 | 112.9 | 9 | 0
2020 | TVA_2_SOCO | TVA | SOCO | Internal | Summer | B3 | 75 | 500 | 0 | 110.07 | 112 | 9 | 0
2020 | TVA_2_SOCO | TVA | SOCO | Internal | Summer | B4 | 100 | 500 | 0 | 107.06 | 112 | 9 | 0
2020 | TVA_2_SOCO | TVA | SOCO | Internal | Summer | B5 | 200 | 500 | 0 | 105.78 | 109.79 | 9 | 0
2020 | TVA_2_SOCO | TVA | SOCO | Internal | Summer | B6 | 300 | 500 | 500 | 90.87 | 103.72 | 9 | 3.85
2020 | TVA_2_SOCO | TVA | SOCO | Internal | Summer | B7 | 400 | 500 | 500 | 68.46 | 93.61 | 9 | 16.15
2020 | TVA_2_SOCO | TVA | SOCO | Internal | Summer | B8 | 500 | 500 | 500 | 68.46 | 80.19 | 9 | 2.72
2020 | TVA_2_SOCO | TVA | SOCO | Internal | Summer | B9 | 800 | 500 | 0 | 68.46 | 68.43 | 9 | 0
2020 | TVA_2_SOCO | TVA | SOCO | Internal | Summer | B10 | 1262 | 500 | 0 | 65.62 | 66.03 | 9 | 0
2020 | TVA_2_SOCO | TVA | SOCO | Internal | Winter | B16 | 25 | 500 | 500 | 95.33 | 112.52 | 9 | 8.19
2020 | TVA_2_SOCO | TVA | SOCO | Internal | Winter | B17 | 100 | 500 | 0 | 78.41 | 85.95 | 9 | 0
2020 | TVA_2_SOCO | TVA | SOCO | Internal | Winter | B18 | 400 | 500 | 0 | 72.54 | 71.8 | 9 | 0
2020 | TVA_2_SOCO | TVA | SOCO | Internal | Winter | B19 | 700 | 500 | 0 | 72.54 | 71.8 | 9 | 0
2020 | TVA_2_SOCO | TVA | SOCO | Internal | Winter | B20 | 935 | 500 | 0 | 69.72 | 69.91 | 9 | 0
2020 | TVA_2_VACAR | TVA | VACAR | Internal | Shoulder | B11 | 25 | 150 | 0 | 91.58 | 99.92 | 9 | 0
2020 | TVA_2_VACAR | TVA | VACAR | Internal | Shoulder | B12 | 200 | 150 | 0 | 74.92 | 78.44 | 9 | 0
2020 | TVA_2_VACAR | TVA | VACAR | Internal | Shoulder | B13 | 600 | 150 | 0 | 69.85 | 74.5 | 9 | 0
2020 | TVA_2_VACAR | TVA | VACAR | Internal | Shoulder | B14 | 900 | 150 | 0 | 69.85 | 71.62 | 9 | 0
2020 | TVA_2_VACAR | TVA | VACAR | Internal | Shoulder | B15 | 1203 | 150 | 0 | 68 | 67.16 | 9 | 0
2020 | TVA_2_VACAR | TVA | VACAR | Internal | Summer | B1 | 10 | 150 | 150 | 116.43 | 135.43 | 9 | 10
2020 | TVA_2_VACAR | TVA | VACAR | Internal | Summer | B2 | 25 | 150 | 0 | 112.91 | 121.9 | 9 | 0
2020 | TVA_2_VACAR | TVA | VACAR | Internal | Summer | B3 | 75 | 150 | 0 | 110.07 | 112.67 | 9 | 0
2020 | TVA_2_VACAR | TVA | VACAR | Internal | Summer | B4 | 100 | 150 | 0 | 107.06 | 112.67 | 9 | 0
2020 | TVA_2_VACAR | TVA | VACAR | Internal | Summer | B5 | 200 | 150 | 0 | 105.78 | 112.67 | 9 | 0
2020 | TVA_2_VACAR | TVA | VACAR | Internal | Summer | B6 | 300 | 150 | 71.6 | 90.87 | 99.87 | 9 | 0
2020 | TVA_2_VACAR | TVA | VACAR | Internal | Summer | B7 | 400 | 150 | 150 | 68.46 | 90.16 | 9 | 12.69
2020 | TVA_2_VACAR | TVA | VACAR | Internal | Summer | B8 | 500 | 150 | 0 | 68.46 | 73.19 | 9 | 0
2020 | TVA_2_VACAR | TVA | VACAR | Internal | Summer | B9 | 800 | 150 | 0 | 68.46 | 68.79 | 9 | 0
2020 | TVA_2_VACAR | TVA | VACAR | Internal | Summer | B10 | 1262 | 150 | 0 | 65.62 | 65.84 | 9 | 0
2020 | TVA_2_VACAR | TVA | VACAR | Internal | Winter | B16 | 25 | 150 | 150 | 95.33 | 122.52 | 9 | 18.19
2020 | TVA_2_VACAR | TVA | VACAR | Internal | Winter | B17 | 100 | 150 | 150 | 78.41 | 95.95 | 9 | 8.55
2020 | TVA_2_VACAR | TVA | VACAR | Internal | Winter | B18 | 400 | 150 | 0 | 72.54 | 76.72 | 9 | 0
2020 | TVA_2_VACAR | TVA | VACAR | Internal | Winter | B19 | 700 | 150 | 0 | 72.54 | 75.07 | 9 | 0
2020 | TVA_2_VACAR | TVA | VACAR | Internal | Winter | B20 | 935 | 150 | 0 | 69.72 | 70.18 | 9 | 0
2020 | TVA_Transmission_2_NonRTO_Midwest | TVA_Transmission | NonRTO_Midwest | Internal | Shoulder | B11 | 25 | 700 | 0 | 91.57 | 91.57 | 9 | 0
2020 | TVA_Transmission_2_NonRTO_Midwest | TVA_Transmission | NonRTO_Midwest | Internal | Shoulder | B12 | 200 | 700 | 0 | 75.52 | 78.44 | 9 | 0
2020 | TVA_Transmission_2_NonRTO_Midwest | TVA_Transmission | NonRTO_Midwest | Internal | Shoulder | B13 | 600 | 700 | 0 | 71.45 | 74.5 | 9 | 0
2020 | TVA_Transmission_2_NonRTO_Midwest | TVA_Transmission | NonRTO_Midwest | Internal | Shoulder | B14 | 900 | 700 | 0 | 70.33 | 71.62 | 9 | 0
2020 | TVA_Transmission_2_NonRTO_Midwest | TVA_Transmission | NonRTO_Midwest | Internal | Shoulder | B15 | 1203 | 700 | 0 | 67.99 | 63.46 | 9 | 0
2020 | TVA_Transmission_2_NonRTO_Midwest | TVA_Transmission | NonRTO_Midwest | Internal | Summer | B1 | 10 | 700 | 0 | 116.42 | 108.42 | 9 | 0
2020 | TVA_Transmission_2_NonRTO_Midwest | TVA_Transmission | NonRTO_Midwest | Internal | Summer | B2 | 25 | 700 | 0 | 112.9 | 108.34 | 9 | 0
2020 | TVA_Transmission_2_NonRTO_Midwest | TVA_Transmission | NonRTO_Midwest | Internal | Summer | B3 | 75 | 700 | 0 | 110.06 | 108.34 | 9 | 0
2020 | TVA_Transmission_2_NonRTO_Midwest | TVA_Transmission | NonRTO_Midwest | Internal | Summer | B4 | 100 | 700 | 0 | 107.05 | 107.04 | 9 | 0
2020 | TVA_Transmission_2_NonRTO_Midwest | TVA_Transmission | NonRTO_Midwest | Internal | Summer | B5 | 200 | 700 | 0 | 105.77 | 105.77 | 9 | 0
2020 | TVA_Transmission_2_NonRTO_Midwest | TVA_Transmission | NonRTO_Midwest | Internal | Summer | B6 | 300 | 700 | 0 | 90.87 | 90.86 | 9 | 0
2020 | TVA_Transmission_2_NonRTO_Midwest | TVA_Transmission | NonRTO_Midwest | Internal | Summer | B7 | 400 | 700 | 0 | 78.39 | 78.38 | 9 | 0
2020 | TVA_Transmission_2_NonRTO_Midwest | TVA_Transmission | NonRTO_Midwest | Internal | Summer | B8 | 500 | 700 | 0 | 71.19 | 65.39 | 9 | 0
2020 | TVA_Transmission_2_NonRTO_Midwest | TVA_Transmission | NonRTO_Midwest | Internal | Summer | B9 | 800 | 700 | 0 | 68.59 | 65.23 | 9 | 0
2020 | TVA_Transmission_2_NonRTO_Midwest | TVA_Transmission | NonRTO_Midwest | Internal | Summer | B10 | 1262 | 700 | 0 | 65.99 | 61.53 | 9 | 0
2020 | TVA_Transmission_2_NonRTO_Midwest | TVA_Transmission | NonRTO_Midwest | Internal | Winter | B16 | 25 | 700 | 0 | 95.32 | 95.32 | 9 | 0
2020 | TVA_Transmission_2_NonRTO_Midwest | TVA_Transmission | NonRTO_Midwest | Internal | Winter | B17 | 100 | 700 | 0 | 78.4 | 85.46 | 9 | 0
2020 | TVA_Transmission_2_NonRTO_Midwest | TVA_Transmission | NonRTO_Midwest | Internal | Winter | B18 | 400 | 700 | 0 | 73.81 | 76.41 | 9 | 0
2020 | TVA_Transmission_2_NonRTO_Midwest | TVA_Transmission | NonRTO_Midwest | Internal | Winter | B19 | 700 | 700 | 0 | 73.26 | 75.05 | 9 | 0
2020 | TVA_Transmission_2_NonRTO_Midwest | TVA_Transmission | NonRTO_Midwest | Internal | Winter | B20 | 935 | 700 | 0 | 69.71 | 65.39 | 9 | 0
2020 | TVA_Transmission_2_SOCO | TVA_Transmission | SOCO | Internal | Shoulder | B11 | 25 | 3200 | 3200 | 91.57 | 106.92 | 9 | 6.35
2020 | TVA_Transmission_2_SOCO | TVA_Transmission | SOCO | Internal | Shoulder | B12 | 200 | 3200 | 0 | 75.52 | 76.19 | 9 | 0
2020 | TVA_Transmission_2_SOCO | TVA_Transmission | SOCO | Internal | Shoulder | B13 | 600 | 3200 | 0 | 71.45 | 69.75 | 9 | 0
2020 | TVA_Transmission_2_SOCO | TVA_Transmission | SOCO | Internal | Shoulder | B14 | 900 | 3200 | 0 | 70.33 | 69.75 | 9 | 0
2020 | TVA_Transmission_2_SOCO | TVA_Transmission | SOCO | Internal | Shoulder | B15 | 1203 | 3200 | 0 | 67.99 | 67.3 | 9 | 0
2020 | TVA_Transmission_2_SOCO | TVA_Transmission | SOCO | Internal | Summer | B1 | 10 | 3200 | 3200 | 116.42 | 125.43 | 9 | 0.01
2020 | TVA_Transmission_2_SOCO | TVA_Transmission | SOCO | Internal | Summer | B2 | 25 | 3200 | 0 | 112.9 | 112.9 | 9 | 0
2020 | TVA_Transmission_2_SOCO | TVA_Transmission | SOCO | Internal | Summer | B3 | 75 | 3200 | 0 | 110.06 | 112 | 9 | 0
2020 | TVA_Transmission_2_SOCO | TVA_Transmission | SOCO | Internal | Summer | B4 | 100 | 3200 | 0 | 107.05 | 112 | 9 | 0
2020 | TVA_Transmission_2_SOCO | TVA_Transmission | SOCO | Internal | Summer | B5 | 200 | 3200 | 0 | 105.77 | 109.79 | 9 | 0
2020 | TVA_Transmission_2_SOCO | TVA_Transmission | SOCO | Internal | Summer | B6 | 300 | 3200 | 3200 | 90.87 | 103.72 | 9 | 3.85
2020 | TVA_Transmission_2_SOCO | TVA_Transmission | SOCO | Internal | Summer | B7 | 400 | 3200 | 3200 | 78.39 | 93.61 | 9 | 6.22
2020 | TVA_Transmission_2_SOCO | TVA_Transmission | SOCO | Internal | Summer | B8 | 500 | 3200 | 298.16 | 71.19 | 80.19 | 9 | 0
2020 | TVA_Transmission_2_SOCO | TVA_Transmission | SOCO | Internal | Summer | B9 | 800 | 3200 | 0 | 68.59 | 68.43 | 9 | 0
2020 | TVA_Transmission_2_SOCO | TVA_Transmission | SOCO | Internal | Summer | B10 | 1262 | 3200 | 0 | 65.99 | 66.03 | 9 | 0
2020 | TVA_Transmission_2_SOCO | TVA_Transmission | SOCO | Internal | Winter | B16 | 25 | 3200 | 3200 | 95.32 | 112.52 | 9 | 8.2
2020 | TVA_Transmission_2_SOCO | TVA_Transmission | SOCO | Internal | Winter | B17 | 100 | 3200 | 0 | 78.4 | 85.95 | 9 | 0
2020 | TVA_Transmission_2_SOCO | TVA_Transmission | SOCO | Internal | Winter | B18 | 400 | 3200 | 0 | 73.81 | 71.8 | 9 | 0
2020 | TVA_Transmission_2_SOCO | TVA_Transmission | SOCO | Internal | Winter | B19 | 700 | 3200 | 0 | 73.26 | 71.8 | 9 | 0
2020 | TVA_Transmission_2_SOCO | TVA_Transmission | SOCO | Internal | Winter | B20 | 935 | 3200 | 0 | 69.71 | 69.91 | 9 | 0
2020 | TVA_Transmission_2_TVA | TVA_Transmission | TVA | Internal | Shoulder | B11 | 25 | 99999 | 2521.86 | 91.57 | 91.58 | 0.01 | 0
2020 | TVA_Transmission_2_TVA | TVA_Transmission | TVA | Internal | Shoulder | B12 | 200 | 99999 | 0 | 75.52 | 74.92 | 0.01 | 0
2020 | TVA_Transmission_2_TVA | TVA_Transmission | TVA | Internal | Shoulder | B13 | 600 | 99999 | 0 | 71.45 | 69.85 | 0.01 | 0
2020 | TVA_Transmission_2_TVA | TVA_Transmission | TVA | Internal | Shoulder | B14 | 900 | 99999 | 0 | 70.33 | 69.85 | 0.01 | 0
2020 | TVA_Transmission_2_TVA | TVA_Transmission | TVA | Internal | Shoulder | B15 | 1203 | 99999 | 2100 | 67.99 | 68 | 0.01 | 0
2020 | TVA_Transmission_2_TVA | TVA_Transmission | TVA | Internal | Summer | B1 | 10 | 99999 | 2762.07 | 116.42 | 116.43 | 0.01 | 0
2020 | TVA_Transmission_2_TVA | TVA_Transmission | TVA | Internal | Summer | B2 | 25 | 99999 | 5526.36 | 112.9 | 112.91 | 0.01 | 0
2020 | TVA_Transmission_2_TVA | TVA_Transmission | TVA | Internal | Summer | B3 | 75 | 99999 | 4009.68 | 110.06 | 110.07 | 0.01 | 0
2020 | TVA_Transmission_2_TVA | TVA_Transmission | TVA | Internal | Summer | B4 | 100 | 99999 | 3308.87 | 107.05 | 107.06 | 0.01 | 0
2020 | TVA_Transmission_2_TVA | TVA_Transmission | TVA | Internal | Summer | B5 | 200 | 99999 | 1701.92 | 105.77 | 105.78 | 0.01 | 0
2020 | TVA_Transmission_2_TVA | TVA_Transmission | TVA | Internal | Summer | B6 | 300 | 99999 | 0 | 90.87 | 90.87 | 0.01 | 0
2020 | TVA_Transmission_2_TVA | TVA_Transmission | TVA | Internal | Summer | B7 | 400 | 99999 | 0 | 78.39 | 68.46 | 0.01 | 0
2020 | TVA_Transmission_2_TVA | TVA_Transmission | TVA | Internal | Summer | B8 | 500 | 99999 | 0 | 71.19 | 68.46 | 0.01 | 0
2020 | TVA_Transmission_2_TVA | TVA_Transmission | TVA | Internal | Summer | B9 | 800 | 99999 | 0 | 68.59 | 68.46 | 0.01 | 0
2020 | TVA_Transmission_2_TVA | TVA_Transmission | TVA | Internal | Summer | B10 | 1262 | 99999 | 0 | 65.99 | 65.62 | 0.01 | 0
2020 | TVA_Transmission_2_TVA | TVA_Transmission | TVA | Internal | Winter | B16 | 25 | 99999 | 2548.22 | 95.32 | 95.33 | 0.01 | 0
2020 | TVA_Transmission_2_TVA | TVA_Transmission | TVA | Internal | Winter | B17 | 100 | 99999 | 164.77 | 78.4 | 78.41 | 0.01 | 0
2020 | TVA_Transmission_2_TVA | TVA_Transmission | TVA | Internal | Winter | B18 | 400 | 99999 | 0 | 73.81 | 72.54 | 0.01 | 0
2020 | TVA_Transmission_2_TVA | TVA_Transmission | TVA | Internal | Winter | B19 | 700 | 99999 | 0 | 73.26 | 72.54 | 0.01 | 0
2020 | TVA_Transmission_2_TVA | TVA_Transmission | TVA | Internal | Winter | B20 | 935 | 99999 | 769.98 | 69.71 | 69.72 | 0.01 | 0
2020 | TVA_Transmission_2_VACAR | TVA_Transmission | VACAR | Internal | Shoulder | B11 | 25 | 900 | 0 | 91.57 | 99.92 | 9 | 0
2020 | TVA_Transmission_2_VACAR | TVA_Transmission | VACAR | Internal | Shoulder | B12 | 200 | 900 | 0 | 75.52 | 78.44 | 9 | 0
2020 | TVA_Transmission_2_VACAR | TVA_Transmission | VACAR | Internal | Shoulder | B13 | 600 | 900 | 0 | 71.45 | 74.5 | 9 | 0
2020 | TVA_Transmission_2_VACAR | TVA_Transmission | VACAR | Internal | Shoulder | B14 | 900 | 900 | 0 | 70.33 | 71.62 | 9 | 0
2020 | TVA_Transmission_2_VACAR | TVA_Transmission | VACAR | Internal | Shoulder | B15 | 1203 | 900 | 0 | 67.99 | 67.16 | 9 | 0
2020 | TVA_Transmission_2_VACAR | TVA_Transmission | VACAR | Internal | Summer | B1 | 10 | 900 | 900 | 116.42 | 135.43 | 9 | 10.01
2020 | TVA_Transmission_2_VACAR | TVA_Transmission | VACAR | Internal | Summer | B2 | 25 | 900 | 490.65 | 112.9 | 121.9 | 9 | 0
2020 | TVA_Transmission_2_VACAR | TVA_Transmission | VACAR | Internal | Summer | B3 | 75 | 900 | 0 | 110.06 | 112.67 | 9 | 0
2020 | TVA_Transmission_2_VACAR | TVA_Transmission | VACAR | Internal | Summer | B4 | 100 | 900 | 0 | 107.05 | 112.67 | 9 | 0
2020 | TVA_Transmission_2_VACAR | TVA_Transmission | VACAR | Internal | Summer | B5 | 200 | 900 | 0 | 105.77 | 112.67 | 9 | 0
2020 | TVA_Transmission_2_VACAR | TVA_Transmission | VACAR | Internal | Summer | B6 | 300 | 900 | 368.1 | 90.87 | 99.87 | 9 | 0
2020 | TVA_Transmission_2_VACAR | TVA_Transmission | VACAR | Internal | Summer | B7 | 400 | 900 | 900 | 78.39 | 90.16 | 9 | 2.76
2020 | TVA_Transmission_2_VACAR | TVA_Transmission | VACAR | Internal | Summer | B8 | 500 | 900 | 0 | 71.19 | 73.19 | 9 | 0
2020 | TVA_Transmission_2_VACAR | TVA_Transmission | VACAR | Internal | Summer | B9 | 800 | 900 | 0 | 68.59 | 68.79 | 9 | 0
2020 | TVA_Transmission_2_VACAR | TVA_Transmission | VACAR | Internal | Summer | B10 | 1262 | 900 | 0 | 65.99 | 65.84 | 9 | 0
2020 | TVA_Transmission_2_VACAR | TVA_Transmission | VACAR | Internal | Winter | B16 | 25 | 900 | 900 | 95.32 | 122.52 | 9 | 18.2
2020 | TVA_Transmission_2_VACAR | TVA_Transmission | VACAR | Internal | Winter | B17 | 100 | 900 | 900 | 78.4 | 95.95 | 9 | 8.56
2020 | TVA_Transmission_2_VACAR | TVA_Transmission | VACAR | Internal | Winter | B18 | 400 | 900 | 0 | 73.81 | 76.72 | 9 | 0
2020 | TVA_Transmission_2_VACAR | TVA_Transmission | VACAR | Internal | Winter | B19 | 700 | 900 | 0 | 73.26 | 75.07 | 9 | 0
2020 | TVA_Transmission_2_VACAR | TVA_Transmission | VACAR | Internal | Winter | B20 | 935 | 900 | 0 | 69.71 | 70.18 | 9 | 0
2020 | VACAR_2_PJM_ROR | VACAR | PJM_ROR | Internal | Shoulder | B11 | 25 | 2000 | 0 | 99.92 | 85.56 | 7 | 0
2020 | VACAR_2_PJM_ROR | VACAR | PJM_ROR | Internal | Shoulder | B12 | 200 | 2000 | 0 | 78.44 | 72.44 | 7 | 0
2020 | VACAR_2_PJM_ROR | VACAR | PJM_ROR | Internal | Shoulder | B13 | 600 | 2000 | 0 | 74.5 | 68.5 | 7 | 0
2020 | VACAR_2_PJM_ROR | VACAR | PJM_ROR | Internal | Shoulder | B14 | 900 | 2000 | 0 | 71.62 | 65.62 | 7 | 0
2020 | VACAR_2_PJM_ROR | VACAR | PJM_ROR | Internal | Shoulder | B15 | 1203 | 2000 | 0 | 67.16 | 62.37 | 7 | 0
2020 | VACAR_2_PJM_ROR | VACAR | PJM_ROR | Internal | Summer | B1 | 10 | 2000 | 0 | 135.43 | 110.42 | 7 | 0
2020 | VACAR_2_PJM_ROR | VACAR | PJM_ROR | Internal | Summer | B2 | 25 | 2000 | 0 | 121.9 | 106.9 | 7 | 0
2020 | VACAR_2_PJM_ROR | VACAR | PJM_ROR | Internal | Summer | B3 | 75 | 2000 | 0 | 112.67 | 101.03 | 7 | 0
2020 | VACAR_2_PJM_ROR | VACAR | PJM_ROR | Internal | Summer | B4 | 100 | 2000 | 0 | 112.67 | 101.03 | 7 | 0
2020 | VACAR_2_PJM_ROR | VACAR | PJM_ROR | Internal | Summer | B5 | 200 | 2000 | 0 | 112.67 | 99.77 | 7 | 0
2020 | VACAR_2_PJM_ROR | VACAR | PJM_ROR | Internal | Summer | B6 | 300 | 2000 | 0 | 99.87 | 84.86 | 7 | 0
2020 | VACAR_2_PJM_ROR | VACAR | PJM_ROR | Internal | Summer | B7 | 400 | 2000 | 0 | 90.16 | 72.38 | 7 | 0
2020 | VACAR_2_PJM_ROR | VACAR | PJM_ROR | Internal | Summer | B8 | 500 | 2000 | 0 | 73.19 | 65.19 | 7 | 0
2020 | VACAR_2_PJM_ROR | VACAR | PJM_ROR | Internal | Summer | B9 | 800 | 2000 | 0 | 68.79 | 62.79 | 7 | 0
2020 | VACAR_2_PJM_ROR | VACAR | PJM_ROR | Internal | Summer | B10 | 1262 | 2000 | 0 | 65.84 | 60.47 | 7 | 0
2020 | VACAR_2_PJM_ROR | VACAR | PJM_ROR | Internal | Winter | B16 | 25 | 2000 | 0 | 122.52 | 89.32 | 7 | 0
2020 | VACAR_2_PJM_ROR | VACAR | PJM_ROR | Internal | Winter | B17 | 100 | 2000 | 0 | 95.95 | 79.46 | 7 | 0
2020 | VACAR_2_PJM_ROR | VACAR | PJM_ROR | Internal | Winter | B18 | 400 | 2000 | 0 | 76.72 | 70.72 | 7 | 0
2020 | VACAR_2_PJM_ROR | VACAR | PJM_ROR | Internal | Winter | B19 | 700 | 2000 | 0 | 75.07 | 69.07 | 7 | 0
2020 | VACAR_2_PJM_ROR | VACAR | PJM_ROR | Internal | Winter | B20 | 935 | 2000 | 0 | 70.18 | 64.18 | 7 | 0
2020 | VACAR_2_SOCO | VACAR | SOCO | Internal | Shoulder | B11 | 25 | 3000 | 1131.13 | 99.92 | 106.92 | 7 | 0
2020 | VACAR_2_SOCO | VACAR | SOCO | Internal | Shoulder | B12 | 200 | 3000 | 0 | 78.44 | 76.19 | 7 | 0
2020 | VACAR_2_SOCO | VACAR | SOCO | Internal | Shoulder | B13 | 600 | 3000 | 0 | 74.5 | 69.75 | 7 | 0
2020 | VACAR_2_SOCO | VACAR | SOCO | Internal | Shoulder | B14 | 900 | 3000 | 0 | 71.62 | 69.75 | 7 | 0
2020 | VACAR_2_SOCO | VACAR | SOCO | Internal | Shoulder | B15 | 1203 | 3000 | 0 | 67.16 | 67.3 | 7 | 0
2020 | VACAR_2_SOCO | VACAR | SOCO | Internal | Summer | B1 | 10 | 3000 | 0 | 135.43 | 125.43 | 7 | 0
2020 | VACAR_2_SOCO | VACAR | SOCO | Internal | Summer | B2 | 25 | 3000 | 0 | 121.9 | 112.9 | 7 | 0
2020 | VACAR_2_SOCO | VACAR | SOCO | Internal | Summer | B3 | 75 | 3000 | 0 | 112.67 | 112 | 7 | 0
2020 | VACAR_2_SOCO | VACAR | SOCO | Internal | Summer | B4 | 100 | 3000 | 0 | 112.67 | 112 | 7 | 0
2020 | VACAR_2_SOCO | VACAR | SOCO | Internal | Summer | B5 | 200 | 3000 | 0 | 112.67 | 109.79 | 7 | 0
2020 | VACAR_2_SOCO | VACAR | SOCO | Internal | Summer | B6 | 300 | 3000 | 0 | 99.87 | 103.72 | 7 | 0
2020 | VACAR_2_SOCO | VACAR | SOCO | Internal | Summer | B7 | 400 | 3000 | 0 | 90.16 | 93.61 | 7 | 0
2020 | VACAR_2_SOCO | VACAR | SOCO | Internal | Summer | B8 | 500 | 3000 | 647.48 | 73.19 | 80.19 | 7 | 0
2020 | VACAR_2_SOCO | VACAR | SOCO | Internal | Summer | B9 | 800 | 3000 | 0 | 68.79 | 68.43 | 7 | 0
2020 | VACAR_2_SOCO | VACAR | SOCO | Internal | Summer | B10 | 1262 | 3000 | 0 | 65.84 | 66.03 | 7 | 0
2020 | VACAR_2_SOCO | VACAR | SOCO | Internal | Winter | B16 | 25 | 3000 | 0 | 122.52 | 112.52 | 7 | 0
2020 | VACAR_2_SOCO | VACAR | SOCO | Internal | Winter | B17 | 100 | 3000 | 0 | 95.95 | 85.95 | 7 | 0
2020 | VACAR_2_SOCO | VACAR | SOCO | Internal | Winter | B18 | 400 | 3000 | 0 | 76.72 | 71.8 | 7 | 0
2020 | VACAR_2_SOCO | VACAR | SOCO | Internal | Winter | B19 | 700 | 3000 | 0 | 75.07 | 71.8 | 7 | 0
2020 | VACAR_2_SOCO | VACAR | SOCO | Internal | Winter | B20 | 935 | 3000 | 0 | 70.18 | 69.91 | 7 | 0
2020 | VACAR_2_TVA_Transmission | VACAR | TVA_Transmission | Internal | Shoulder | B11 | 25 | 900 | 0 | 99.92 | 91.57 | 7 | 0
2020 | VACAR_2_TVA_Transmission | VACAR | TVA_Transmission | Internal | Shoulder | B12 | 200 | 900 | 0 | 78.44 | 75.52 | 7 | 0
2020 | VACAR_2_TVA_Transmission | VACAR | TVA_Transmission | Internal | Shoulder | B13 | 600 | 900 | 0 | 74.5 | 71.45 | 7 | 0
2020 | VACAR_2_TVA_Transmission | VACAR | TVA_Transmission | Internal | Shoulder | B14 | 900 | 900 | 0 | 71.62 | 70.33 | 7 | 0
2020 | VACAR_2_TVA_Transmission | VACAR | TVA_Transmission | Internal | Shoulder | B15 | 1203 | 900 | 0 | 67.16 | 67.99 | 7 | 0
2020 | VACAR_2_TVA_Transmission | VACAR | TVA_Transmission | Internal | Summer | B1 | 10 | 900 | 0 | 135.43 | 116.42 | 7 | 0
2020 | VACAR_2_TVA_Transmission | VACAR | TVA_Transmission | Internal | Summer | B2 | 25 | 900 | 0 | 121.9 | 112.9 | 7 | 0
2020 | VACAR_2_TVA_Transmission | VACAR | TVA_Transmission | Internal | Summer | B3 | 75 | 900 | 0 | 112.67 | 110.06 | 7 | 0
2020 | VACAR_2_TVA_Transmission | VACAR | TVA_Transmission | Internal | Summer | B4 | 100 | 900 | 0 | 112.67 | 107.05 | 7 | 0
2020 | VACAR_2_TVA_Transmission | VACAR | TVA_Transmission | Internal | Summer | B5 | 200 | 900 | 0 | 112.67 | 105.77 | 7 | 0
2020 | VACAR_2_TVA_Transmission | VACAR | TVA_Transmission | Internal | Summer | B6 | 300 | 900 | 0 | 99.87 | 90.87 | 7 | 0
2020 | VACAR_2_TVA_Transmission | VACAR | TVA_Transmission | Internal | Summer | B7 | 400 | 900 | 0 | 90.16 | 78.39 | 7 | 0
2020 | VACAR_2_TVA_Transmission | VACAR | TVA_Transmission | Internal | Summer | B8 | 500 | 900 | 0 | 73.19 | 71.19 | 7 | 0
2020 | VACAR_2_TVA_Transmission | VACAR | TVA_Transmission | Internal | Summer | B9 | 800 | 900 | 0 | 68.79 | 68.59 | 7 | 0
2020 | VACAR_2_TVA_Transmission | VACAR | TVA_Transmission | Internal | Summer | B10 | 1262 | 900 | 0 | 65.84 | 65.99 | 7 | 0
2020 | VACAR_2_TVA_Transmission | VACAR | TVA_Transmission | Internal | Winter | B16 | 25 | 900 | 0 | 122.52 | 95.32 | 7 | 0
2020 | VACAR_2_TVA_Transmission | VACAR | TVA_Transmission | Internal | Winter | B17 | 100 | 900 | 0 | 95.95 | 78.4 | 7 | 0
2020 | VACAR_2_TVA_Transmission | VACAR | TVA_Transmission | Internal | Winter | B18 | 400 | 900 | 0 | 76.72 | 73.81 | 7 | 0
2020 | VACAR_2_TVA_Transmission | VACAR | TVA_Transmission | Internal | Winter | B19 | 700 | 900 | 0 | 75.07 | 73.26 | 7 | 0
2020 | VACAR_2_TVA_Transmission | VACAR | TVA_Transmission | Internal | Winter | B20 | 935 | 900 | 0 | 70.18 | 69.71 | 7 | 0
2025 | ENT_2_MISO_MO-IL | ENT | MISO_MO-IL | Internal | Shoulder | B11 | 25 | 2260 | 0 | 79.1 | 79.11 | 8 | 0
2025 | ENT_2_MISO_MO-IL | ENT | MISO_MO-IL | Internal | Shoulder | B12 | 200 | 2260 | 0 | 70.67 | 70.65 | 8 | 0
2025 | ENT_2_MISO_MO-IL | ENT | MISO_MO-IL | Internal | Shoulder | B13 | 600 | 2260 | 0 | 70.67 | 70.65 | 8 | 0
2025 | ENT_2_MISO_MO-IL | ENT | MISO_MO-IL | Internal | Shoulder | B14 | 900 | 2260 | 0 | 65 | 65 | 8 | 0
2025 | ENT_2_MISO_MO-IL | ENT | MISO_MO-IL | Internal | Shoulder | B15 | 1203 | 2260 | 0 | 61.51 | 59.18 | 8 | 0
2025 | ENT_2_MISO_MO-IL | ENT | MISO_MO-IL | Internal | Summer | B1 | 10 | 2260 | 2260 | 117.65 | 149.01 | 8 | 23.35
2025 | ENT_2_MISO_MO-IL | ENT | MISO_MO-IL | Internal | Summer | B2 | 25 | 2260 | 0 | 118.28 | 118.28 | 8 | 0
2025 | ENT_2_MISO_MO-IL | ENT | MISO_MO-IL | Internal | Summer | B3 | 75 | 2260 | 0 | 119.74 | 114.81 | 8 | 0
2025 | ENT_2_MISO_MO-IL | ENT | MISO_MO-IL | Internal | Summer | B4 | 100 | 2260 | 0 | 113.27 | 109.49 | 8 | 0
2025 | ENT_2_MISO_MO-IL | ENT | MISO_MO-IL | Internal | Summer | B5 | 200 | 2260 | 0 | 109.49 | 109.49 | 8 | 0
2025 | ENT_2_MISO_MO-IL | ENT | MISO_MO-IL | Internal | Summer | B6 | 300 | 2260 | 0 | 101.02 | 101.02 | 8 | 0
2025 | ENT_2_MISO_MO-IL | ENT | MISO_MO-IL | Internal | Summer | B7 | 400 | 2260 | 0 | 77.28 | 77 | 8 | 0
2025 | ENT_2_MISO_MO-IL | ENT | MISO_MO-IL | Internal | Summer | B8 | 500 | 2260 | 0 | 73.91 | 69.94 | 8 | 0
2025 | ENT_2_MISO_MO-IL | ENT | MISO_MO-IL | Internal | Summer | B9 | 800 | 2260 | 0 | 71.61 | 66.34 | 8 | 0
2025 | ENT_2_MISO_MO-IL | ENT | MISO_MO-IL | Internal | Summer | B10 | 1262 | 2260 | 0 | 63.19 | 58.47 | 8 | 0
2025 | ENT_2_MISO_MO-IL | ENT | MISO_MO-IL | Internal | Winter | B16 | 25 | 2260 | 0 | 76.08 | 81.92 | 8 | 0
2025 | ENT_2_MISO_MO-IL | ENT | MISO_MO-IL | Internal | Winter | B17 | 100 | 2260 | 0 | 73.53 | 73.52 | 8 | 0
2025 | ENT_2_MISO_MO-IL | ENT | MISO_MO-IL | Internal | Winter | B18 | 400 | 2260 | 0 | 73.53 | 72.07 | 8 | 0
2025 | ENT_2_MISO_MO-IL | ENT | MISO_MO-IL | Internal | Winter | B19 | 700 | 2260 | 0 | 69 | 68.98 | 8 | 0
2025 | ENT_2_MISO_MO-IL | ENT | MISO_MO-IL | Internal | Winter | B20 | 935 | 2260 | 0 | 63.95 | 60.66 | 8 | 0
2025 | ENT_2_SOCO | ENT | SOCO | Internal | Shoulder | B11 | 25 | 2000 | 2000 | 79.1 | 113.22 | 8 | 26.12
2025 | ENT_2_SOCO | ENT | SOCO | Internal | Shoulder | B12 | 200 | 2000 | 568.08 | 70.67 | 78.67 | 8 | 0
2025 | ENT_2_SOCO | ENT | SOCO | Internal | Shoulder | B13 | 600 | 2000 | 0 | 70.67 | 73 | 8 | 0
2025 | ENT_2_SOCO | ENT | SOCO | Internal | Shoulder | B14 | 900 | 2000 | 898.71 | 65 | 73 | 8 | 0
2025 | ENT_2_SOCO | ENT | SOCO | Internal | Shoulder | B15 | 1203 | 2000 | 2000 | 61.51 | 72.59 | 8 | 3.08
2025 | ENT_2_SOCO | ENT | SOCO | Internal | Summer | B1 | 10 | 2000 | 2000 | 117.65 | 741.19 | 8 | 615.53
2025 | ENT_2_SOCO | ENT | SOCO | Internal | Summer | B2 | 25 | 2000 | 2000 | 118.28 | 578.98 | 8 | 452.69
2025 | ENT_2_SOCO | ENT | SOCO | Internal | Summer | B3 | 75 | 2000 | 1926.75 | 119.74 | 127.74 | 8 | 0
2025 | ENT_2_SOCO | ENT | SOCO | Internal | Summer | B4 | 100 | 2000 | 60.75 | 113.27 | 121.27 | 8 | 0
2025 | ENT_2_SOCO | ENT | SOCO | Internal | Summer | B5 | 200 | 2000 | 2000 | 109.49 | 118.02 | 8 | 0.53
2025 | ENT_2_SOCO | ENT | SOCO | Internal | Summer | B6 | 300 | 2000 | 2000 | 101.02 | 118.02 | 8 | 9
2025 | ENT_2_SOCO | ENT | SOCO | Internal | Summer | B7 | 400 | 2000 | 2000 | 77.28 | 94.15 | 8 | 8.87
2025 | ENT_2_SOCO | ENT | SOCO | Internal | Summer | B8 | 500 | 2000 | 2000 | 73.91 | 82.94 | 8 | 1.03
2025 | ENT_2_SOCO | ENT | SOCO | Internal | Summer | B9 | 800 | 2000 | 0 | 71.61 | 73.79 | 8 | 0
2025 | ENT_2_SOCO | ENT | SOCO | Internal | Summer | B10 | 1262 | 2000 | 1421.33 | 63.19 | 71.19 | 8 | 0
2025 | ENT_2_SOCO | ENT | SOCO | Internal | Winter | B16 | 25 | 2000 | 2000 | 76.08 | 116.9 | 8 | 32.82
2025 | ENT_2_SOCO | ENT | SOCO | Internal | Winter | B17 | 100 | 2000 | 2000 | 73.53 | 86.12 | 8 | 4.58
2025 | ENT_2_SOCO | ENT | SOCO | Internal | Winter | B18 | 400 | 2000 | 0 | 73.53 | 75.48 | 8 | 0
2025 | ENT_2_SOCO | ENT | SOCO | Internal | Winter | B19 | 700 | 2000 | 0 | 69 | 75.48 | 8 | 0
2025 | ENT_2_SOCO | ENT | SOCO | Internal | Winter | B20 | 935 | 2000 | 2000 | 63.95 | 75.48 | 8 | 3.53
2025 | ENT_2_TVA_Transmission | ENT | TVA_Transmission | Internal | Shoulder | B11 | 25 | 2100 | 2100 | 79.1 | 87.11 | 8 | 0.01
2025 | ENT_2_TVA_Transmission | ENT | TVA_Transmission | Internal | Shoulder | B12 | 200 | 2100 | 0 | 70.67 | 78.65 | 8 | 0
2025 | ENT_2_TVA_Transmission | ENT | TVA_Transmission | Internal | Shoulder | B13 | 600 | 2100 | 0 | 70.67 | 75.45 | 8 | 0
2025 | ENT_2_TVA_Transmission | ENT | TVA_Transmission | Internal | Shoulder | B14 | 900 | 2100 | 564.61 | 65 | 73 | 8 | 0
2025 | ENT_2_TVA_Transmission | ENT | TVA_Transmission | Internal | Shoulder | B15 | 1203 | 2100 | 0 | 61.51 | 67.18 | 8 | 0
2025 | ENT_2_TVA_Transmission | ENT | TVA_Transmission | Internal | Summer | B1 | 10 | 2100 | 2100 | 117.65 | 547.58 | 8 | 421.93
2025 | ENT_2_TVA_Transmission | ENT | TVA_Transmission | Internal | Summer | B2 | 25 | 2100 | 2100 | 118.28 | 134.3 | 8 | 8.01
2025 | ENT_2_TVA_Transmission | ENT | TVA_Transmission | Internal | Summer | B3 | 75 | 2100 | 0 | 119.74 | 122.81 | 8 | 0
2025 | ENT_2_TVA_Transmission | ENT | TVA_Transmission | Internal | Summer | B4 | 100 | 2100 | 0 | 113.27 | 117.49 | 8 | 0
2025 | ENT_2_TVA_Transmission | ENT | TVA_Transmission | Internal | Summer | B5 | 200 | 2100 | 65.19 | 109.49 | 117.49 | 8 | 0
2025 | ENT_2_TVA_Transmission | ENT | TVA_Transmission | Internal | Summer | B6 | 300 | 2100 | 207.33 | 101.02 | 109.02 | 8 | 0
2025 | ENT_2_TVA_Transmission | ENT | TVA_Transmission | Internal | Summer | B7 | 400 | 2100 | 0 | 77.28 | 85 | 8 | 0
2025 | ENT_2_TVA_Transmission | ENT | TVA_Transmission | Internal | Summer | B8 | 500 | 2100 | 0 | 73.91 | 73.94 | 8 | 0
2025 | ENT_2_TVA_Transmission | ENT | TVA_Transmission | Internal | Summer | B9 | 800 | 2100 | 0 | 71.61 | 72.41 | 8 | 0
2025 | ENT_2_TVA_Transmission | ENT | TVA_Transmission | Internal | Summer | B10 | 1262 | 2100 | 0 | 63.19 | 66.47 | 8 | 0
2025 | ENT_2_TVA_Transmission | ENT | TVA_Transmission | Internal | Winter | B16 | 25 | 2100 | 2100 | 76.08 | 93.92 | 8 | 9.84
2025 | ENT_2_TVA_Transmission | ENT | TVA_Transmission | Internal | Winter | B17 | 100 | 2100 | 0 | 73.53 | 81.52 | 8 | 0
2025 | ENT_2_TVA_Transmission | ENT | TVA_Transmission | Internal | Winter | B18 | 400 | 2100 | 0 | 73.53 | 78.55 | 8 | 0
2025 | ENT_2_TVA_Transmission | ENT | TVA_Transmission | Internal | Winter | B19 | 700 | 2100 | 0 | 69 | 76.98 | 8 | 0
2025 | ENT_2_TVA_Transmission | ENT | TVA_Transmission | Internal | Winter | B20 | 935 | 2100 | 0 | 63.95 | 68.66 | 8 | 0
2025 | FRCC_2_SOCO | FRCC | SOCO | Internal | Shoulder | B11 | 25 | 900 | 0 | 123.22 | 113.22 | 8 | 0
2025 | FRCC_2_SOCO | FRCC | SOCO | Internal | Shoulder | B12 | 200 | 900 | 0 | 87.11 | 78.67 | 8 | 0
2025 | FRCC_2_SOCO | FRCC | SOCO | Internal | Shoulder | B13 | 600 | 900 | 0 | 81.22 | 73 | 8 | 0
2025 | FRCC_2_SOCO | FRCC | SOCO | Internal | Shoulder | B14 | 900 | 900 | 0 | 77.82 | 73 | 8 | 0
2025 | FRCC_2_SOCO | FRCC | SOCO | Internal | Shoulder | B15 | 1203 | 900 | 0 | 77.82 | 72.59 | 8 | 0
2025 | FRCC_2_SOCO | FRCC | SOCO | Internal | Summer | B1 | 10 | 900 | 0 | 751.19 | 741.19 | 8 | 0
2025 | FRCC_2_SOCO | FRCC | SOCO | Internal | Summer | B2 | 25 | 900 | 0 | 588.98 | 578.98 | 8 | 0
2025 | FRCC_2_SOCO | FRCC | SOCO | Internal | Summer | B3 | 75 | 900 | 0 | 137.74 | 127.74 | 8 | 0
2025 | FRCC_2_SOCO | FRCC | SOCO | Internal | Summer | B4 | 100 | 900 | 0 | 125.07 | 121.27 | 8 | 0
2025 | FRCC_2_SOCO | FRCC | SOCO | Internal | Summer | B5 | 200 | 900 | 0 | 125.07 | 118.02 | 8 | 0
2025 | FRCC_2_SOCO | FRCC | SOCO | Internal | Summer | B6 | 300 | 900 | 0 | 125.07 | 118.02 | 8 | 0
2025 | FRCC_2_SOCO | FRCC | SOCO | Internal | Summer | B7 | 400 | 900 | 0 | 104.15 | 94.15 | 8 | 0
2025 | FRCC_2_SOCO | FRCC | SOCO | Internal | Summer | B8 | 500 | 900 | 0 | 80.38 | 82.94 | 8 | 0
2025 | FRCC_2_SOCO | FRCC | SOCO | Internal | Summer | B9 | 800 | 900 | 0 | 78.11 | 73.79 | 8 | 0
2025 | FRCC_2_SOCO | FRCC | SOCO | Internal | Summer | B10 | 1262 | 900 | 0 | 77.01 | 71.19 | 8 | 0
2025 | FRCC_2_SOCO | FRCC | SOCO | Internal | Winter | B16 | 25 | 900 | 0 | 126.9 | 116.9 | 8 | 0
2025 | FRCC_2_SOCO | FRCC | SOCO | Internal | Winter | B17 | 100 | 900 | 0 | 83.78 | 86.12 | 8 | 0
2025 | FRCC_2_SOCO | FRCC | SOCO | Internal | Winter | B18 | 400 | 900 | 0 | 83.78 | 75.48 | 8 | 0
2025 | FRCC_2_SOCO | FRCC | SOCO | Internal | Winter | B19 | 700 | 900 | 0 | 80.28 | 75.48 | 8 | 0
2025 | FRCC_2_SOCO | FRCC | SOCO | Internal | Winter | B20 | 935 | 900 | 0 | 80.28 | 75.48 | 8 | 0
2025 | HQ_NEISO_2_NEISO | HQ_NEISO | NEISO | Internal | Shoulder | B11 | 25 | 99999 | 2920 | 65.73 | 65.74 | 0.01 | 0
2025 | HQ_NEISO_2_NEISO | HQ_NEISO | NEISO | Internal | Shoulder | B12 | 200 | 99999 | 2920 | 63.16 | 63.17 | 0.01 | 0
2025 | HQ_NEISO_2_NEISO | HQ_NEISO | NEISO | Internal | Shoulder | B13 | 600 | 99999 | 2920 | 63.16 | 63.17 | 0.01 | 0
2025 | HQ_NEISO_2_NEISO | HQ_NEISO | NEISO | Internal | Shoulder | B14 | 900 | 99999 | 2920 | 63.16 | 63.17 | 0.01 | 0
2025 | HQ_NEISO_2_NEISO | HQ_NEISO | NEISO | Internal | Shoulder | B15 | 1203 | 99999 | 1143.24 | 63.16 | 63.17 | 0.01 | 0
2025 | HQ_NEISO_2_NEISO | HQ_NEISO | NEISO | Internal | Summer | B1 | 10 | 99999 | 2920.1 | 751.18 | 751.19 | 0.01 | 0
2025 | HQ_NEISO_2_NEISO | HQ_NEISO | NEISO | Internal | Summer | B2 | 25 | 99999 | 2920.1 | 445.41 | 445.42 | 0.01 | 0
2025 | HQ_NEISO_2_NEISO | HQ_NEISO | NEISO | Internal | Summer | B3 | 75 | 99999 | 2920.1 | 101.82 | 101.83 | 0.01 | 0
2025 | HQ_NEISO_2_NEISO | HQ_NEISO | NEISO | Internal | Summer | B4 | 100 | 99999 | 2920 | 85.79 | 85.8 | 0.01 | 0
2025 | HQ_NEISO_2_NEISO | HQ_NEISO | NEISO | Internal | Summer | B5 | 200 | 99999 | 2920 | 85.79 | 85.8 | 0.01 | 0
2025 | HQ_NEISO_2_NEISO | HQ_NEISO | NEISO | Internal | Summer | B6 | 300 | 99999 | 2920 | 62.56 | 62.57 | 0.01 | 0
2025 | HQ_NEISO_2_NEISO | HQ_NEISO | NEISO | Internal | Summer | B7 | 400 | 99999 | 2920 | 62.56 | 62.57 | 0.01 | 0
2025 | HQ_NEISO_2_NEISO | HQ_NEISO | NEISO | Internal | Summer | B8 | 500 | 99999 | 2920 | 62.56 | 62.57 | 0.01 | 0
2025 | HQ_NEISO_2_NEISO | HQ_NEISO | NEISO | Internal | Summer | B9 | 800 | 99999 | 2920 | 62.56 | 62.57 | 0.01 | 0
2025 | HQ_NEISO_2_NEISO | HQ_NEISO | NEISO | Internal | Summer | B10 | 1262 | 99999 | 795.94 | 62.56 | 62.57 | 0.01 | 0
2025 | HQ_NEISO_2_NEISO | HQ_NEISO | NEISO | Internal | Winter | B16 | 25 | 99999 | 2920 | 75.52 | 75.54 | 0.01 | 0
2025 | HQ_NEISO_2_NEISO | HQ_NEISO | NEISO | Internal | Winter | B17 | 100 | 99999 | 2920 | 74.63 | 74.64 | 0.01 | 0
2025 | HQ_NEISO_2_NEISO | HQ_NEISO | NEISO | Internal | Winter | B18 | 400 | 99999 | 2920 | 72.02 | 72.03 | 0.01 | 0
2025 | HQ_NEISO_2_NEISO | HQ_NEISO | NEISO | Internal | Winter | B19 | 700 | 99999 | 2920 | 72.02 | 72.03 | 0.01 | 0
2025 | HQ_NEISO_2_NEISO | HQ_NEISO | NEISO | Internal | Winter | B20 | 935 | 99999 | 1233.58 | 70.42 | 70.43 | 0.01 | 0
2025 | HQ_NY_2_NYISO_A-F | HQ_NY | NYISO_A-F | Internal | Shoulder | B11 | 25 | 99999 | 2352.4 | 65.84 | 65.85 | 0.01 | 0
2025 | HQ_NY_2_NYISO_A-F | HQ_NY | NYISO_A-F | Internal | Shoulder | B12 | 200 | 99999 | 2378.83 | 65.84 | 65.85 | 0.01 | 0
2025 | HQ_NY_2_NYISO_A-F | HQ_NY | NYISO_A-F | Internal | Shoulder | B13 | 600 | 99999 | 2329.7 | 62.02 | 62.03 | 0.01 | 0
2025 | HQ_NY_2_NYISO_A-F | HQ_NY | NYISO_A-F | Internal | Shoulder | B14 | 900 | 99999 | 2248.57 | 62.02 | 62.03 | 0.01 | 0
2025 | HQ_NY_2_NYISO_A-F | HQ_NY | NYISO_A-F | Internal | Shoulder | B15 | 1203 | 99999 | 1228.97 | 62.02 | 62.03 | 0.01 | 0
2025 | HQ_NY_2_NYISO_A-F | HQ_NY | NYISO_A-F | Internal | Summer | B1 | 10 | 99999 | 2865.71 | 148.98 | 148.99 | 0.01 | 0
2025 | HQ_NY_2_NYISO_A-F | HQ_NY | NYISO_A-F | Internal | Summer | B2 | 25 | 99999 | 2796.03 | 114.3 | 114.31 | 0.01 | 0
2025 | HQ_NY_2_NYISO_A-F | HQ_NY | NYISO_A-F | Internal | Summer | B3 | 75 | 99999 | 2691.54 | 98.82 | 98.83 | 0.01 | 0
2025 | HQ_NY_2_NYISO_A-F | HQ_NY | NYISO_A-F | Internal | Summer | B4 | 100 | 99999 | 2579.26 | 82.79 | 82.8 | 0.01 | 0
2025 | HQ_NY_2_NYISO_A-F | HQ_NY | NYISO_A-F | Internal | Summer | B5 | 200 | 99999 | 2511.51 | 81.79 | 81.8 | 0.01 | 0
2025 | HQ_NY_2_NYISO_A-F | HQ_NY | NYISO_A-F | Internal | Summer | B6 | 300 | 99999 | 2443.88 | 65.05 | 65.06 | 0.01 | 0
2025 | HQ_NY_2_NYISO_A-F | HQ_NY | NYISO_A-F | Internal | Summer | B7 | 400 | 99999 | 2366.19 | 59.56 | 59.57 | 0.01 | 0
2025 | HQ_NY_2_NYISO_A-F | HQ_NY | NYISO_A-F | Internal | Summer | B8 | 500 | 99999 | 2313.58 | 59.56 | 59.57 | 0.01 | 0
2025 | HQ_NY_2_NYISO_A-F | HQ_NY | NYISO_A-F | Internal | Summer | B9 | 800 | 99999 | 2242.28 | 59.56 | 59.57 | 0.01 | 0
2025 | HQ_NY_2_NYISO_A-F | HQ_NY | NYISO_A-F | Internal | Summer | B10 | 1262 | 99999 | 1079.48 | 59.56 | 59.57 | 0.01 | 0
2025 | HQ_NY_2_NYISO_A-F | HQ_NY | NYISO_A-F | Internal | Winter | B16 | 25 | 99999 | 2536.43 | 67.81 | 67.82 | 0.01 | 0
2025 | HQ_NY_2_NYISO_A-F | HQ_NY | NYISO_A-F | Internal | Winter | B17 | 100 | 99999 | 2493.32 | 66.05 | 66.06 | 0.01 | 0
2025 | HQ_NY_2_NYISO_A-F | HQ_NY | NYISO_A-F | Internal | Winter | B18 | 400 | 99999 | 2443.76 | 66.05 | 66.06 | 0.01 | 0
2025 | HQ_NY_2_NYISO_A-F | HQ_NY | NYISO_A-F | Internal | Winter | B19 | 700 | 99999 | 2357.47 | 66.05 | 66.06 | 0.01 | 0
2025 | HQ_NY_2_NYISO_A-F | HQ_NY | NYISO_A-F | Internal | Winter | B20 | 935 | 99999 | 1373.96 | 66.05 | 66.06 | 0.01 | 0
2025 | HQ_IESO_2_IESO | HQ_IESO | IESO | Internal | Shoulder | B11 | 25 | 99999 | 400 | 58.84 | 58.85 | 0.01 | 0
2025 | HQ_IESO_2_IESO | HQ_IESO | IESO | Internal | Shoulder | B12 | 200 | 99999 | 400 | 58.84 | 58.85 | 0.01 | 0
2025 | HQ_IESO_2_IESO | HQ_IESO | IESO | Internal | Shoulder | B13 | 600 | 99999 | 400 | 55.02 | 55.03 | 0.01 | 0
2025 | HQ_IESO_2_IESO | HQ_IESO | IESO | Internal | Shoulder | B14 | 900 | 99999 | 400 | 55.02 | 55.03 | 0.01 | 0
2025 | HQ_IESO_2_IESO | HQ_IESO | IESO | Internal | Shoulder | B15 | 1203 | 99999 | 75.48 | 55.02 | 55.03 | 0.01 | 0
2025 | HQ_IESO_2_IESO | HQ_IESO | IESO | Internal | Summer | B1 | 10 | 99999 | 400.1 | 141.98 | 141.99 | 0.01 | 0
2025 | HQ_IESO_2_IESO | HQ_IESO | IESO | Internal | Summer | B2 | 25 | 99999 | 400.1 | 107.3 | 107.31 | 0.01 | 0
2025 | HQ_IESO_2_IESO | HQ_IESO | IESO | Internal | Summer | B3 | 75 | 99999 | 400.1 | 91.82 | 91.83 | 0.01 | 0
2025 | HQ_IESO_2_IESO | HQ_IESO | IESO | Internal | Summer | B4 | 100 | 99999 | 400 | 75.79 | 75.8 | 0.01 | 0
2025 | HQ_IESO_2_IESO | HQ_IESO | IESO | Internal | Summer | B5 | 200 | 99999 | 400 | 70.06 | 70.07 | 0.01 | 0
2025 | HQ_IESO_2_IESO | HQ_IESO | IESO | Internal | Summer | B6 | 300 | 99999 | 400 | 58.05 | 58.06 | 0.01 | 0
2025 | HQ_IESO_2_IESO | HQ_IESO | IESO | Internal | Summer | B7 | 400 | 99999 | 400 | 51.99 | 52 | 0.01 | 0
2025 | HQ_IESO_2_IESO | HQ_IESO | IESO | Internal | Summer | B8 | 500 | 99999 | 400 | 51.65 | 51.66 | 0.01 | 0
2025 | HQ_IESO_2_IESO | HQ_IESO | IESO | Internal | Summer | B9 | 800 | 99999 | 400 | 51.65 | 51.66 | 0.01 | 0
2025 | HQ_IESO_2_IESO | HQ_IESO | IESO | Internal | Summer | B10 | 1262 | 99999 | 12.04 | 51.65 | 51.66 | 0.01 | 0
2025 | HQ_IESO_2_IESO | HQ_IESO | IESO | Internal | Winter | B16 | 25 | 99999 | 400 | 60.81 | 60.82 | 0.01 | 0
2025 | HQ_IESO_2_IESO | HQ_IESO | IESO | Internal | Winter | B17 | 100 | 99999 | 400 | 59.05 | 59.06 | 0.01 | 0
2025 | HQ_IESO_2_IESO | HQ_IESO | IESO | Internal | Winter | B18 | 400 | 99999 | 400 | 59.05 | 59.06 | 0.01 | 0
2025 | HQ_IESO_2_IESO | HQ_IESO | IESO | Internal | Winter | B19 | 700 | 99999 | 400 | 59.05 | 59.06 | 0.01 | 0
2025 | HQ_IESO_2_IESO | HQ_IESO | IESO | Internal | Winter | B20 | 935 | 99999 | 91.98 | 59.05 | 59.06 | 0.01 | 0
2025 | IESO_2_MAPP_CA | IESO | MAPP_CA | Internal | Shoulder | B11 | 25 | 269 | 0 | 58.85 | 65.1 | 7 | 0
2025 | IESO_2_MAPP_CA | IESO | MAPP_CA | Internal | Shoulder | B12 | 200 | 269 | 104.76 | 58.85 | 65.85 | 7 | 0
2025 | IESO_2_MAPP_CA | IESO | MAPP_CA | Internal | Shoulder | B13 | 600 | 269 | 58.28 | 55.03 | 62.03 | 7 | 0
2025 | IESO_2_MAPP_CA | IESO | MAPP_CA | Internal | Shoulder | B14 | 900 | 269 | 0 | 55.03 | 60.86 | 7 | 0
2025 | IESO_2_MAPP_CA | IESO | MAPP_CA | Internal | Shoulder | B15 | 1203 | 269 | 0 | 55.03 | 60.86 | 7 | 0
2025 | IESO_2_MAPP_CA | IESO | MAPP_CA | Internal | Summer | B1 | 10 | 269 | 0 | 141.99 | 133.99 | 7 | 0
2025 | IESO_2_MAPP_CA | IESO | MAPP_CA | Internal | Summer | B2 | 25 | 269 | 0 | 107.31 | 99.31 | 7 | 0
2025 | IESO_2_MAPP_CA | IESO | MAPP_CA | Internal | Summer | B3 | 75 | 269 | 0 | 91.83 | 96.82 | 7 | 0
2025 | IESO_2_MAPP_CA | IESO | MAPP_CA | Internal | Summer | B4 | 100 | 269 | 119.91 | 75.8 | 82.8 | 7 | 0
2025 | IESO_2_MAPP_CA | IESO | MAPP_CA | Internal | Summer | B5 | 200 | 269 | 142.26 | 70.07 | 77.07 | 7 | 0
2025 | IESO_2_MAPP_CA | IESO | MAPP_CA | Internal | Summer | B6 | 300 | 269 | 149.65 | 58.06 | 65.06 | 7 | 0
2025 | IESO_2_MAPP_CA | IESO | MAPP_CA | Internal | Summer | B7 | 400 | 269 | 67.12 | 52 | 59 | 7 | 0
2025 | IESO_2_MAPP_CA | IESO | MAPP_CA | Internal | Summer | B8 | 500 | 269 | 117.67 | 51.66 | 58.66 | 7 | 0
2025 | IESO_2_MAPP_CA | IESO | MAPP_CA | Internal | Summer | B9 | 800 | 269 | 110.69 | 51.66 | 58.66 | 7 | 0
2025 | IESO_2_MAPP_CA | IESO | MAPP_CA | Internal | Summer | B10 | 1262 | 269 | 94.69 | 51.66 | 58.66 | 7 | 0
2025 | IESO_2_MAPP_CA | IESO | MAPP_CA | Internal | Winter | B16 | 25 | 269 | 0 | 60.82 | 66.06 | 7 | 0
2025 | IESO_2_MAPP_CA | IESO | MAPP_CA | Internal | Winter | B17 | 100 | 269 | 64.81 | 59.06 | 66.06 | 7 | 0
2025 | IESO_2_MAPP_CA | IESO | MAPP_CA | Internal | Winter | B18 | 400 | 269 | 269 | 59.06 | 68.01 | 7 | 1.94
2025 | IESO_2_MAPP_CA | IESO | MAPP_CA | Internal | Winter | B19 | 700 | 269 | 269 | 59.06 | 68.01 | 7 | 1.94
2025 | IESO_2_MAPP_CA | IESO | MAPP_CA | Internal | Winter | B20 | 935 | 269 | 145.34 | 59.06 | 66.06 | 7 | 0
2025 | IESO_2_MISO_MI | IESO | MISO_MI | Internal | Shoulder | B11 | 25 | 3125 | 3125 | 58.85 | 83.1 | 7 | 17.25
2025 | IESO_2_MISO_MI | IESO | MISO_MI | Internal | Shoulder | B12 | 200 | 3125 | 3125 | 58.85 | 74.65 | 7 | 8.81
2025 | IESO_2_MISO_MI | IESO | MISO_MI | Internal | Shoulder | B13 | 600 | 3125 | 3125 | 55.03 | 71.64 | 7 | 9.61
2025 | IESO_2_MISO_MI | IESO | MISO_MI | Internal | Shoulder | B14 | 900 | 3125 | 3125 | 55.03 | 69.57 | 7 | 7.54
2025 | IESO_2_MISO_MI | IESO | MISO_MI | Internal | Shoulder | B15 | 1203 | 3125 | 135.26 | 55.03 | 62.03 | 7 | 0
2025 | IESO_2_MISO_MI | IESO | MISO_MI | Internal | Summer | B1 | 10 | 3125 | 3109.31 | 141.99 | 148.99 | 7 | 0
2025 | IESO_2_MISO_MI | IESO | MISO_MI | Internal | Summer | B2 | 25 | 3125 | 2315.77 | 107.31 | 114.31 | 7 | 0
2025 | IESO_2_MISO_MI | IESO | MISO_MI | Internal | Summer | B3 | 75 | 3125 | 3125 | 91.83 | 113.3 | 7 | 14.47
2025 | IESO_2_MISO_MI | IESO | MISO_MI | Internal | Summer | B4 | 100 | 3125 | 3125 | 75.8 | 107.26 | 7 | 24.45
2025 | IESO_2_MISO_MI | IESO | MISO_MI | Internal | Summer | B5 | 200 | 3125 | 3125 | 70.07 | 107.23 | 7 | 30.16
2025 | IESO_2_MISO_MI | IESO | MISO_MI | Internal | Summer | B6 | 300 | 3125 | 3125 | 58.06 | 101.01 | 7 | 35.95
2025 | IESO_2_MISO_MI | IESO | MISO_MI | Internal | Summer | B7 | 400 | 3125 | 3125 | 52 | 77 | 7 | 18
2025 | IESO_2_MISO_MI | IESO | MISO_MI | Internal | Summer | B8 | 500 | 3125 | 3125 | 51.66 | 69.94 | 7 | 11.28
2025 | IESO_2_MISO_MI | IESO | MISO_MI | Internal | Summer | B9 | 800 | 3125 | 3125 | 51.66 | 66.34 | 7 | 7.68
2025 | IESO_2_MISO_MI | IESO | MISO_MI | Internal | Summer | B10 | 1262 | 3125 | 1117.17 | 51.66 | 58.66 | 7 | 0
2025 | IESO_2_MISO_MI | IESO | MISO_MI | Internal | Winter | B16 | 25 | 3125 | 3125 | 60.82 | 85.96 | 7 | 18.14
2025 | IESO_2_MISO_MI | IESO | MISO_MI | Internal | Winter | B17 | 100 | 3125 | 3125 | 59.06 | 78.91 | 7 | 12.84
2025 | IESO_2_MISO_MI | IESO | MISO_MI | Internal | Winter | B18 | 400 | 3125 | 3125 | 59.06 | 74.93 | 7 | 8.86
2025 | IESO_2_MISO_MI | IESO | MISO_MI | Internal | Winter | B19 | 700 | 3125 | 3125 | 59.06 | 70.81 | 7 | 4.75
2025 | IESO_2_MISO_MI | IESO | MISO_MI | Internal | Winter | B20 | 935 | 3125 | 0 | 59.06 | 64.64 | 7 | 0
2025 | IESO_2_MISO_W | IESO | MISO_W | Internal | Shoulder | B11 | 25 | 195 | 195 | 58.85 | 79.1 | 7 | 13.25
2025 | IESO_2_MISO_W | IESO | MISO_W | Internal | Shoulder | B12 | 200 | 195 | 195 | 58.85 | 70.64 | 7 | 4.79
2025 | IESO_2_MISO_W | IESO | MISO_W | Internal | Shoulder | B13 | 600 | 195 | 195 | 55.03 | 67.64 | 7 | 5.61
2025 | IESO_2_MISO_W | IESO | MISO_W | Internal | Shoulder | B14 | 900 | 195 | 0 | 55.03 | 60.87 | 7 | 0
2025 | IESO_2_MISO_W | IESO | MISO_W | Internal | Shoulder | B15 | 1203 | 195 | 0 | 55.03 | 30.22 | 7 | 0
2025 | IESO_2_MISO_W | IESO | MISO_W | Internal | Summer | B1 | 10 | 195 | 179.81 | 141.99 | 148.99 | 7 | 0
2025 | IESO_2_MISO_W | IESO | MISO_W | Internal | Summer | B2 | 25 | 195 | 0 | 107.31 | 114.3 | 7 | 0
2025 | IESO_2_MISO_W | IESO | MISO_W | Internal | Summer | B3 | 75 | 195 | 195 | 91.83 | 110.82 | 7 | 11.99
2025 | IESO_2_MISO_W | IESO | MISO_W | Internal | Summer | B4 | 100 | 195 | 195 | 75.8 | 107.23 | 7 | 24.43
2025 | IESO_2_MISO_W | IESO | MISO_W | Internal | Summer | B5 | 200 | 195 | 195 | 70.07 | 107.23 | 7 | 30.16
2025 | IESO_2_MISO_W | IESO | MISO_W | Internal | Summer | B6 | 300 | 195 | 195 | 58.06 | 101.01 | 7 | 35.95
2025 | IESO_2_MISO_W | IESO | MISO_W | Internal | Summer | B7 | 400 | 195 | 195 | 52 | 73 | 7 | 14
2025 | IESO_2_MISO_W | IESO | MISO_W | Internal | Summer | B8 | 500 | 195 | 195 | 51.66 | 65.94 | 7 | 7.28
2025 | IESO_2_MISO_W | IESO | MISO_W | Internal | Summer | B9 | 800 | 195 | 195 | 51.66 | 64.41 | 7 | 5.75
2025 | IESO_2_MISO_W | IESO | MISO_W | Internal | Summer | B10 | 1262 | 195 | 0 | 51.66 | 55.9 | 7 | 0
2025 | IESO_2_MISO_W | IESO | MISO_W | Internal | Winter | B16 | 25 | 195 | 0 | 60.82 | 16.68 | 7 | 0
2025 | IESO_2_MISO_W | IESO | MISO_W | Internal | Winter | B17 | 100 | 195 | 0 | 59.06 | 61.52 | 7 | 0
2025 | IESO_2_MISO_W | IESO | MISO_W | Internal | Winter | B18 | 400 | 195 | 195 | 59.06 | 68.02 | 7 | 1.95
2025 | IESO_2_MISO_W | IESO | MISO_W | Internal | Winter | B19 | 700 | 195 | 195 | 59.06 | 68.02 | 7 | 1.95
2025 | IESO_2_MISO_W | IESO | MISO_W | Internal | Winter | B20 | 935 | 195 | 0 | 59.06 | 60.64 | 7 | 0
2025 | IESO_2_NYISO_A-F | IESO | NYISO_A-F | Internal | Shoulder | B11 | 25 | 2224 | 1992.95 | 58.85 | 65.85 | 7 | 0
2025 | IESO_2_NYISO_A-F | IESO | NYISO_A-F | Internal | Shoulder | B12 | 200 | 2224 | 1365.34 | 58.85 | 65.85 | 7 | 0
2025 | IESO_2_NYISO_A-F | IESO | NYISO_A-F | Internal | Shoulder | B13 | 600 | 2224 | 1275.72 | 55.03 | 62.03 | 7 | 0
2025 | IESO_2_NYISO_A-F | IESO | NYISO_A-F | Internal | Shoulder | B14 | 900 | 2224 | 1123.79 | 55.03 | 62.03 | 7 | 0
2025 | IESO_2_NYISO_A-F | IESO | NYISO_A-F | Internal | Shoulder | B15 | 1203 | 2224 | 1666.61 | 55.03 | 62.03 | 7 | 0
2025 | IESO_2_NYISO_A-F | IESO | NYISO_A-F | Internal | Summer | B1 | 10 | 2224 | 700.36 | 141.99 | 148.99 | 7 | 0
2025 | IESO_2_NYISO_A-F | IESO | NYISO_A-F | Internal | Summer | B2 | 25 | 2224 | 2033.4 | 107.31 | 114.31 | 7 | 0
2025 | IESO_2_NYISO_A-F | IESO | NYISO_A-F | Internal | Summer | B3 | 75 | 2224 | 1546.9 | 91.83 | 98.83 | 7 | 0
2025 | IESO_2_NYISO_A-F | IESO | NYISO_A-F | Internal | Summer | B4 | 100 | 2224 | 1892.38 | 75.8 | 82.8 | 7 | 0
2025 | IESO_2_NYISO_A-F | IESO | NYISO_A-F | Internal | Summer | B5 | 200 | 2224 | 2224 | 70.07 | 81.8 | 7 | 4.73
2025 | IESO_2_NYISO_A-F | IESO | NYISO_A-F | Internal | Summer | B6 | 300 | 2224 | 2182.07 | 58.06 | 65.06 | 7 | 0
2025 | IESO_2_NYISO_A-F | IESO | NYISO_A-F | Internal | Summer | B7 | 400 | 2224 | 2224 | 52 | 59.57 | 7 | 0.57
2025 | IESO_2_NYISO_A-F | IESO | NYISO_A-F | Internal | Summer | B8 | 500 | 2224 | 2224 | 51.66 | 59.57 | 7 | 0.91
2025 | IESO_2_NYISO_A-F | IESO | NYISO_A-F | Internal | Summer | B9 | 800 | 2224 | 2224 | 51.66 | 59.57 | 7 | 0.91
2025 | IESO_2_NYISO_A-F | IESO | NYISO_A-F | Internal | Summer | B10 | 1262 | 2224 | 2224 | 51.66 | 59.57 | 7 | 0.91
2025 | IESO_2_NYISO_A-F | IESO | NYISO_A-F | Internal | Winter | B16 | 25 | 2224 | 1767.46 | 60.82 | 67.82 | 7 | 0
2025 | IESO_2_NYISO_A-F | IESO | NYISO_A-F | Internal | Winter | B17 | 100 | 2224 | 1747.8 | 59.06 | 66.06 | 7 | 0
2025 | IESO_2_NYISO_A-F | IESO | NYISO_A-F | Internal | Winter | B18 | 400 | 2224 | 1649.54 | 59.06 | 66.06 | 7 | 0
2025 | IESO_2_NYISO_A-F | IESO | NYISO_A-F | Internal | Winter | B19 | 700 | 2224 | 1379.6 | 59.06 | 66.06 | 7 | 0
2025 | IESO_2_NYISO_A-F | IESO | NYISO_A-F | Internal | Winter | B20 | 935 | 2224 | 1949.17 | 59.06 | 66.06 | 7 | 0
2025 | MAPP_CA_2_IESO | MAPP_CA | IESO | Internal | Shoulder | B11 | 25 | 337 | 0 | 65.1 | 58.85 | 8 | 0
2025 | MAPP_CA_2_IESO | MAPP_CA | IESO | Internal | Shoulder | B12 | 200 | 337 | 0 | 65.85 | 58.85 | 8 | 0
2025 | MAPP_CA_2_IESO | MAPP_CA | IESO | Internal | Shoulder | B13 | 600 | 337 | 0 | 62.03 | 55.03 | 8 | 0
2025 | MAPP_CA_2_IESO | MAPP_CA | IESO | Internal | Shoulder | B14 | 900 | 337 | 0 | 60.86 | 55.03 | 8 | 0
2025 | MAPP_CA_2_IESO | MAPP_CA | IESO | Internal | Shoulder | B15 | 1203 | 337 | 0 | 60.86 | 55.03 | 8 | 0
2025 | MAPP_CA_2_IESO | MAPP_CA | IESO | Internal | Summer | B1 | 10 | 337 | 80.07 | 133.99 | 141.99 | 8 | 0
2025 | MAPP_CA_2_IESO | MAPP_CA | IESO | Internal | Summer | B2 | 25 | 337 | 9.95 | 99.31 | 107.31 | 8 | 0
2025 | MAPP_CA_2_IESO | MAPP_CA | IESO | Internal | Summer | B3 | 75 | 337 | 0 | 96.82 | 91.83 | 8 | 0
2025 | MAPP_CA_2_IESO | MAPP_CA | IESO | Internal | Summer | B4 | 100 | 337 | 0 | 82.8 | 75.8 | 8 | 0
2025 | MAPP_CA_2_IESO | MAPP_CA | IESO | Internal | Summer | B5 | 200 | 337 | 0 | 77.07 | 70.07 | 8 | 0
2025 | MAPP_CA_2_IESO | MAPP_CA | IESO | Internal | Summer | B6 | 300 | 337 | 0 | 65.06 | 58.06 | 8 | 0
2025 | MAPP_CA_2_IESO | MAPP_CA | IESO | Internal | Summer | B7 | 400 | 337 | 0 | 59 | 52 | 8 | 0
2025 | MAPP_CA_2_IESO | MAPP_CA | IESO | Internal | Summer | B8 | 500 | 337 | 0 | 58.66 | 51.66 | 8 | 0
2025 | MAPP_CA_2_IESO | MAPP_CA | IESO | Internal | Summer | B9 | 800 | 337 | 0 | 58.66 | 51.66 | 8 | 0
2025 | MAPP_CA_2_IESO | MAPP_CA | IESO | Internal | Summer | B10 | 1262 | 337 | 0 | 58.66 | 51.66 | 8 | 0
2025 | MAPP_CA_2_IESO | MAPP_CA | IESO | Internal | Winter | B16 | 25 | 337 | 0 | 66.06 | 60.82 | 8 | 0
2025 | MAPP_CA_2_IESO | MAPP_CA | IESO | Internal | Winter | B17 | 100 | 337 | 0 | 66.06 | 59.06 | 8 | 0
2025 | MAPP_CA_2_IESO | MAPP_CA | IESO | Internal | Winter | B18 | 400 | 337 | 0 | 68.01 | 59.06 | 8 | 0
2025 | MAPP_CA_2_IESO | MAPP_CA | IESO | Internal | Winter | B19 | 700 | 337 | 0 | 68.01 | 59.06 | 8 | 0
2025 | MAPP_CA_2_IESO | MAPP_CA | IESO | Internal | Winter | B20 | 935 | 337 | 0 | 66.06 | 59.06 | 8 | 0
2025 | MAPP_CA_2_MAPP_US | MAPP_CA | MAPP_US | Internal | Shoulder | B11 | 25 | 372 | 345.94 | 65.1 | 72.1 | 7 | 0
2025 | MAPP_CA_2_MAPP_US | MAPP_CA | MAPP_US | Internal | Shoulder | B12 | 200 | 372 | 0 | 65.85 | 63.64 | 7 | 0
2025 | MAPP_CA_2_MAPP_US | MAPP_CA | MAPP_US | Internal | Shoulder | B13 | 600 | 372 | 0 | 62.03 | 60.64 | 7 | 0
2025 | MAPP_CA_2_MAPP_US | MAPP_CA | MAPP_US | Internal | Shoulder | B14 | 900 | 372 | 0 | 60.86 | 53.87 | 7 | 0
2025 | MAPP_CA_2_MAPP_US | MAPP_CA | MAPP_US | Internal | Shoulder | B15 | 1203 | 372 | 0 | 60.86 | 16.68 | 7 | 0
2025 | MAPP_CA_2_MAPP_US | MAPP_CA | MAPP_US | Internal | Summer | B1 | 10 | 372 | 372 | 133.99 | 141.99 | 7 | 1
2025 | MAPP_CA_2_MAPP_US | MAPP_CA | MAPP_US | Internal | Summer | B2 | 25 | 372 | 372 | 99.31 | 107.3 | 7 | 0.99
2025 | MAPP_CA_2_MAPP_US | MAPP_CA | MAPP_US | Internal | Summer | B3 | 75 | 372 | 270.37 | 96.82 | 103.82 | 7 | 0
2025 | MAPP_CA_2_MAPP_US | MAPP_CA | MAPP_US | Internal | Summer | B4 | 100 | 372 | 372 | 82.8 | 100.23 | 7 | 10.43
2025 | MAPP_CA_2_MAPP_US | MAPP_CA | MAPP_US | Internal | Summer | B5 | 200 | 372 | 372 | 77.07 | 100.23 | 7 | 16.16
2025 | MAPP_CA_2_MAPP_US | MAPP_CA | MAPP_US | Internal | Summer | B6 | 300 | 372 | 372 | 65.06 | 94.01 | 7 | 21.95
2025 | MAPP_CA_2_MAPP_US | MAPP_CA | MAPP_US | Internal | Summer | B7 | 400 | 372 | 327.24 | 59 | 66 | 7 | 0
2025 | MAPP_CA_2_MAPP_US | MAPP_CA | MAPP_US | Internal | Summer | B8 | 500 | 372 | 0 | 58.66 | 58.94 | 7 | 0
2025 | MAPP_CA_2_MAPP_US | MAPP_CA | MAPP_US | Internal | Summer | B9 | 800 | 372 | 0 | 58.66 | 57.41 | 7 | 0
2025 | MAPP_CA_2_MAPP_US | MAPP_CA | MAPP_US | Internal | Summer | B10 | 1262 | 372 | 0 | 58.66 | 48.9 | 7 | 0
2025 | MAPP_CA_2_MAPP_US | MAPP_CA | MAPP_US | Internal | Winter | B16 | 25 | 372 | 0 | 66.06 | 9.68 | 7 | 0
2025 | MAPP_CA_2_MAPP_US | MAPP_CA | MAPP_US | Internal | Winter | B17 | 100 | 372 | 0 | 66.06 | 54.52 | 7 | 0
2025 | MAPP_CA_2_MAPP_US | MAPP_CA | MAPP_US | Internal | Winter | B18 | 400 | 372 | 0 | 68.01 | 61.02 | 7 | 0
2025 | MAPP_CA_2_MAPP_US | MAPP_CA | MAPP_US | Internal | Winter | B19 | 700 | 372 | 0 | 68.01 | 61.02 | 7 | 0
2025 | MAPP_CA_2_MAPP_US | MAPP_CA | MAPP_US | Internal | Winter | B20 | 935 | 372 | 0 | 66.06 | 53.64 | 7 | 0
2025 | MAPP_CA_2_MISO_W | MAPP_CA | MISO_W | Internal | Shoulder | B11 | 25 | 1970 | 1970 | 65.1 | 79.1 | 0.01 | 13.99
2025 | MAPP_CA_2_MISO_W | MAPP_CA | MISO_W | Internal | Shoulder | B12 | 200 | 1970 | 1970 | 65.85 | 70.64 | 0.01 | 4.78
2025 | MAPP_CA_2_MISO_W | MAPP_CA | MISO_W | Internal | Shoulder | B13 | 600 | 1970 | 1970 | 62.03 | 67.64 | 0.01 | 5.6
2025 | MAPP_CA_2_MISO_W | MAPP_CA | MISO_W | Internal | Shoulder | B14 | 900 | 1970 | 1335.14 | 60.86 | 60.87 | 0.01 | 0
2025 | MAPP_CA_2_MISO_W | MAPP_CA | MISO_W | Internal | Shoulder | B15 | 1203 | 1970 | 0 | 60.86 | 30.22 | 0.01 | 0
2025 | MAPP_CA_2_MISO_W | MAPP_CA | MISO_W | Internal | Summer | B1 | 10 | 1970 | 1970 | 133.99 | 148.99 | 0.01 | 14.99
2025 | MAPP_CA_2_MISO_W | MAPP_CA | MISO_W | Internal | Summer | B2 | 25 | 1970 | 1970 | 99.31 | 114.3 | 0.01 | 14.98
2025 | MAPP_CA_2_MISO_W | MAPP_CA | MISO_W | Internal | Summer | B3 | 75 | 1970 | 1970 | 96.82 | 110.82 | 0.01 | 13.99
2025 | MAPP_CA_2_MISO_W | MAPP_CA | MISO_W | Internal | Summer | B4 | 100 | 1970 | 1970 | 82.8 | 107.23 | 0.01 | 24.42
2025 | MAPP_CA_2_MISO_W | MAPP_CA | MISO_W | Internal | Summer | B5 | 200 | 1970 | 1970 | 77.07 | 107.23 | 0.01 | 30.15
2025 | MAPP_CA_2_MISO_W | MAPP_CA | MISO_W | Internal | Summer | B6 | 300 | 1970 | 1970 | 65.06 | 101.01 | 0.01 | 35.94
2025 | MAPP_CA_2_MISO_W | MAPP_CA | MISO_W | Internal | Summer | B7 | 400 | 1970 | 1970 | 59 | 73 | 0.01 | 13.99
2025 | MAPP_CA_2_MISO_W | MAPP_CA | MISO_W | Internal | Summer | B8 | 500 | 1970 | 1970 | 58.66 | 65.94 | 0.01 | 7.27
2025 | MAPP_CA_2_MISO_W | MAPP_CA | MISO_W | Internal | Summer | B9 | 800 | 1970 | 1970 | 58.66 | 64.41 | 0.01 | 5.74
2025 | MAPP_CA_2_MISO_W | MAPP_CA | MISO_W | Internal | Summer | B10 | 1262 | 1970 | 0 | 58.66 | 55.9 | 0.01 | 0
2025 | MAPP_CA_2_MISO_W | MAPP_CA | MISO_W | Internal | Winter | B16 | 25 | 1970 | 0 | 66.06 | 16.68 | 0.01 | 0
2025 | MAPP_CA_2_MISO_W | MAPP_CA | MISO_W | Internal | Winter | B17 | 100 | 1970 | 0 | 66.06 | 61.52 | 0.01 | 0
2025 | MAPP_CA_2_MISO_W | MAPP_CA | MISO_W | Internal | Winter | B18 | 400 | 1970 | 1608.12 | 68.01 | 68.02 | 0.01 | 0
2025 | MAPP_CA_2_MISO_W | MAPP_CA | MISO_W | Internal | Winter | B19 | 700 | 1970 | 1688.76 | 68.01 | 68.02 | 0.01 | 0
2025 | MAPP_CA_2_MISO_W | MAPP_CA | MISO_W | Internal | Winter | B20 | 935 | 1970 | 0 | 66.06 | 60.64 | 0.01 | 0
2025 | MAPP_US_2_MAPP_CA | MAPP_US | MAPP_CA | Internal | Shoulder | B11 | 25 | 165 | 0 | 72.1 | 65.1 | 7 | 0
2025 | MAPP_US_2_MAPP_CA | MAPP_US | MAPP_CA | Internal | Shoulder | B12 | 200 | 165 | 0 | 63.64 | 65.85 | 7 | 0
2025 | MAPP_US_2_MAPP_CA | MAPP_US | MAPP_CA | Internal | Shoulder | B13 | 600 | 165 | 0 | 60.64 | 62.03 | 7 | 0
2025 | MAPP_US_2_MAPP_CA | MAPP_US | MAPP_CA | Internal | Shoulder | B14 | 900 | 165 | 0 | 53.87 | 60.86 | 7 | 0
2025 | MAPP_US_2_MAPP_CA | MAPP_US | MAPP_CA | Internal | Shoulder | B15 | 1203 | 165 | 165 | 16.68 | 60.86 | 7 | 37.19
2025 | MAPP_US_2_MAPP_CA | MAPP_US | MAPP_CA | Internal | Summer | B1 | 10 | 165 | 0 | 141.99 | 133.99 | 7 | 0
2025 | MAPP_US_2_MAPP_CA | MAPP_US | MAPP_CA | Internal | Summer | B2 | 25 | 165 | 0 | 107.3 | 99.31 | 7 | 0
2025 | MAPP_US_2_MAPP_CA | MAPP_US | MAPP_CA | Internal | Summer | B3 | 75 | 165 | 0 | 103.82 | 96.82 | 7 | 0
2025 | MAPP_US_2_MAPP_CA | MAPP_US | MAPP_CA | Internal | Summer | B4 | 100 | 165 | 0 | 100.23 | 82.8 | 7 | 0
2025 | MAPP_US_2_MAPP_CA | MAPP_US | MAPP_CA | Internal | Summer | B5 | 200 | 165 | 0 | 100.23 | 77.07 | 7 | 0
2025 | MAPP_US_2_MAPP_CA | MAPP_US | MAPP_CA | Internal | Summer | B6 | 300 | 165 | 0 | 94.01 | 65.06 | 7 | 0
2025 | MAPP_US_2_MAPP_CA | MAPP_US | MAPP_CA | Internal | Summer | B7 | 400 | 165 | 0 | 66 | 59 | 7 | 0
2025 | MAPP_US_2_MAPP_CA | MAPP_US | MAPP_CA | Internal | Summer | B8 | 500 | 165 | 0 | 58.94 | 58.66 | 7 | 0
2025 | MAPP_US_2_MAPP_CA | MAPP_US | MAPP_CA | Internal | Summer | B9 | 800 | 165 | 0 | 57.41 | 58.66 | 7 | 0
2025 | MAPP_US_2_MAPP_CA | MAPP_US | MAPP_CA | Internal | Summer | B10 | 1262 | 165 | 165 | 48.9 | 58.66 | 7 | 2.77
2025 | MAPP_US_2_MAPP_CA | MAPP_US | MAPP_CA | Internal | Winter | B16 | 25 | 165 | 165 | 9.68 | 66.06 | 7 | 49.39
2025 | MAPP_US_2_MAPP_CA | MAPP_US | MAPP_CA | Internal | Winter | B17 | 100 | 165 | 165 | 54.52 | 66.06 | 7 | 4.54
2025 | MAPP_US_2_MAPP_CA | MAPP_US | MAPP_CA | Internal | Winter | B18 | 400 | 165 | 0 | 61.02 | 68.01 | 7 | 0
2025 | MAPP_US_2_MAPP_CA | MAPP_US | MAPP_CA | Internal | Winter | B19 | 700 | 165 | 0 | 61.02 | 68.01 | 7 | 0
2025 | MAPP_US_2_MAPP_CA | MAPP_US | MAPP_CA | Internal | Winter | B20 | 935 | 165 | 165 | 53.64 | 66.06 | 7 | 5.42
2025 | MAPP_US_2_MISO_W | MAPP_US | MISO_W | Internal | Shoulder | B11 | 25 | 2635 | 2518.77 | 72.1 | 79.1 | 7 | 0
2025 | MAPP_US_2_MISO_W | MAPP_US | MISO_W | Internal | Shoulder | B12 | 200 | 2635 | 2156.78 | 63.64 | 70.64 | 7 | 0
2025 | MAPP_US_2_MISO_W | MAPP_US | MISO_W | Internal | Shoulder | B13 | 600 | 2635 | 2408.04 | 60.64 | 67.64 | 7 | 0
2025 | MAPP_US_2_MISO_W | MAPP_US | MISO_W | Internal | Shoulder | B14 | 900 | 2635 | 1361.61 | 53.87 | 60.87 | 7 | 0
2025 | MAPP_US_2_MISO_W | MAPP_US | MISO_W | Internal | Shoulder | B15 | 1203 | 2635 | 2635 | 16.68 | 30.22 | 7 | 6.54
2025 | MAPP_US_2_MISO_W | MAPP_US | MISO_W | Internal | Summer | B1 | 10 | 2635 | 1478.4 | 141.99 | 148.99 | 7 | 0
2025 | MAPP_US_2_MISO_W | MAPP_US | MISO_W | Internal | Summer | B2 | 25 | 2635 | 1960.07 | 107.3 | 114.3 | 7 | 0
2025 | MAPP_US_2_MISO_W | MAPP_US | MISO_W | Internal | Summer | B3 | 75 | 2635 | 1441.55 | 103.82 | 110.82 | 7 | 0
2025 | MAPP_US_2_MISO_W | MAPP_US | MISO_W | Internal | Summer | B4 | 100 | 2635 | 1026.09 | 100.23 | 107.23 | 7 | 0
2025 | MAPP_US_2_MISO_W | MAPP_US | MISO_W | Internal | Summer | B5 | 200 | 2635 | 1528.14 | 100.23 | 107.23 | 7 | 0
2025 | MAPP_US_2_MISO_W | MAPP_US | MISO_W | Internal | Summer | B6 | 300 | 2635 | 1398.97 | 94.01 | 101.01 | 7 | 0
2025 | MAPP_US_2_MISO_W | MAPP_US | MISO_W | Internal | Summer | B7 | 400 | 2635 | 1884.69 | 66 | 73 | 7 | 0
2025 | MAPP_US_2_MISO_W | MAPP_US | MISO_W | Internal | Summer | B8 | 500 | 2635 | 2137.38 | 58.94 | 65.94 | 7 | 0
2025 | MAPP_US_2_MISO_W | MAPP_US | MISO_W | Internal | Summer | B9 | 800 | 2635 | 1544.57 | 57.41 | 64.41 | 7 | 0
2025 | MAPP_US_2_MISO_W | MAPP_US | MISO_W | Internal | Summer | B10 | 1262 | 2635 | 1483.84 | 48.9 | 55.9 | 7 | 0
2025 | MAPP_US_2_MISO_W | MAPP_US | MISO_W | Internal | Winter | B16 | 25 | 2635 | 1957.04 | 9.68 | 16.68 | 7 | 0
2025 | MAPP_US_2_MISO_W | MAPP_US | MISO_W | Internal | Winter | B17 | 100 | 2635 | 1276.41 | 54.52 | 61.52 | 7 | 0
2025 | MAPP_US_2_MISO_W | MAPP_US | MISO_W | Internal | Winter | B18 | 400 | 2635 | 1375.04 | 61.02 | 68.02 | 7 | 0
2025 | MAPP_US_2_MISO_W | MAPP_US | MISO_W | Internal | Winter | B19 | 700 | 2635 | 2187.81 | 61.02 | 68.02 | 7 | 0
2025 | MAPP_US_2_MISO_W | MAPP_US | MISO_W | Internal | Winter | B20 | 935 | 2635 | 1708.73 | 53.64 | 60.64 | 7 | 0
2025 | MAPP_US_2_NE | MAPP_US | NE | Internal | Shoulder | B11 | 25 | 2000 | 0 | 72.1 | 74.1 | 7 | 0
2025 | MAPP_US_2_NE | MAPP_US | NE | Internal | Shoulder | B12 | 200 | 2000 | 0 | 63.64 | 65.64 | 7 | 0
2025 | MAPP_US_2_NE | MAPP_US | NE | Internal | Shoulder | B13 | 600 | 2000 | 0 | 60.64 | 62.64 | 7 | 0
2025 | MAPP_US_2_NE | MAPP_US | NE | Internal | Shoulder | B14 | 900 | 2000 | 0 | 53.87 | 50.63 | 7 | 0
2025 | MAPP_US_2_NE | MAPP_US | NE | Internal | Shoulder | B15 | 1203 | 2000 | 0 | 16.68 | 11.68 | 7 | 0
2025 | MAPP_US_2_NE | MAPP_US | NE | Internal | Summer | B1 | 10 | 2000 | 0 | 141.99 | 143.99 | 7 | 0
2025 | MAPP_US_2_NE | MAPP_US | NE | Internal | Summer | B2 | 25 | 2000 | 0 | 107.3 | 109.3 | 7 | 0
2025 | MAPP_US_2_NE | MAPP_US | NE | Internal | Summer | B3 | 75 | 2000 | 0 | 103.82 | 106.97 | 7 | 0
2025 | MAPP_US_2_NE | MAPP_US | NE | Internal | Summer | B4 | 100 | 2000 | 619.46 | 100.23 | 107.23 | 7 | 0
2025 | MAPP_US_2_NE | MAPP_US | NE | Internal | Summer | B5 | 200 | 2000 | 0 | 100.23 | 104.48 | 7 | 0
2025 | MAPP_US_2_NE | MAPP_US | NE | Internal | Summer | B6 | 300 | 2000 | 0 | 94.01 | 96.01 | 7 | 0
2025 | MAPP_US_2_NE | MAPP_US | NE | Internal | Summer | B7 | 400 | 2000 | 0 | 66 | 68 | 7 | 0
2025 | MAPP_US_2_NE | MAPP_US | NE | Internal | Summer | B8 | 500 | 2000 | 0 | 58.94 | 60.94 | 7 | 0
2025 | MAPP_US_2_NE | MAPP_US | NE | Internal | Summer | B9 | 800 | 2000 | 0 | 57.41 | 59.41 | 7 | 0
2025 | MAPP_US_2_NE | MAPP_US | NE | Internal | Summer | B10 | 1262 | 2000 | 0 | 48.9 | 50.9 | 7 | 0
2025 | MAPP_US_2_NE | MAPP_US | NE | Internal | Winter | B16 | 25 | 2000 | 0 | 9.68 | 11.68 | 7 | 0
2025 | MAPP_US_2_NE | MAPP_US | NE | Internal | Winter | B17 | 100 | 2000 | 0 | 54.52 | 49.52 | 7 | 0
2025 | MAPP_US_2_NE | MAPP_US | NE | Internal | Winter | B18 | 400 | 2000 | 0 | 61.02 | 63.02 | 7 | 0
2025 | MAPP_US_2_NE | MAPP_US | NE | Internal | Winter | B19 | 700 | 2000 | 0 | 61.02 | 63.02 | 7 | 0
2025 | MAPP_US_2_NE | MAPP_US | NE | Internal | Winter | B20 | 935 | 2000 | 0 | 53.64 | 48.64 | 7 | 0
2025 | MARITIMES_2_NEISO | MARITIMES | NEISO | Internal | Shoulder | B11 | 25 | 99999 | 1400 | 65.73 | 65.74 | 0.01 | 0
2025 | MARITIMES_2_NEISO | MARITIMES | NEISO | Internal | Shoulder | B12 | 200 | 99999 | 1400 | 63.16 | 63.17 | 0.01 | 0
2025 | MARITIMES_2_NEISO | MARITIMES | NEISO | Internal | Shoulder | B13 | 600 | 99999 | 1400 | 63.16 | 63.17 | 0.01 | 0
2025 | MARITIMES_2_NEISO | MARITIMES | NEISO | Internal | Shoulder | B14 | 900 | 99999 | 1400 | 63.16 | 63.17 | 0.01 | 0
2025 | MARITIMES_2_NEISO | MARITIMES | NEISO | Internal | Shoulder | B15 | 1203 | 99999 | 426.43 | 63.16 | 63.17 | 0.01 | 0
2025 | MARITIMES_2_NEISO | MARITIMES | NEISO | Internal | Summer | B1 | 10 | 99999 | 1400.1 | 751.18 | 751.19 | 0.01 | 0
2025 | MARITIMES_2_NEISO | MARITIMES | NEISO | Internal | Summer | B2 | 25 | 99999 | 1400.1 | 445.41 | 445.42 | 0.01 | 0
2025 | MARITIMES_2_NEISO | MARITIMES | NEISO | Internal | Summer | B3 | 75 | 99999 | 1400.1 | 101.82 | 101.83 | 0.01 | 0
2025 | MARITIMES_2_NEISO | MARITIMES | NEISO | Internal | Summer | B4 | 100 | 99999 | 1400 | 85.79 | 85.8 | 0.01 | 0
2025 | MARITIMES_2_NEISO | MARITIMES | NEISO | Internal | Summer | B5 | 200 | 99999 | 1400 | 85.79 | 85.8 | 0.01 | 0
2025 | MARITIMES_2_NEISO | MARITIMES | NEISO | Internal | Summer | B6 | 300 | 99999 | 1400 | 62.56 | 62.57 | 0.01 | 0
2025 | MARITIMES_2_NEISO | MARITIMES | NEISO | Internal | Summer | B7 | 400 | 99999 | 1400 | 62.56 | 62.57 | 0.01 | 0
2025 | MARITIMES_2_NEISO | MARITIMES | NEISO | Internal | Summer | B8 | 500 | 99999 | 1400 | 62.56 | 62.57 | 0.01 | 0
2025 | MARITIMES_2_NEISO | MARITIMES | NEISO | Internal | Summer | B9 | 800 | 99999 | 1400 | 62.56 | 62.57 | 0.01 | 0
2025 | MARITIMES_2_NEISO | MARITIMES | NEISO | Internal | Summer | B10 | 1262 | 99999 | 236.13 | 62.56 | 62.57 | 0.01 | 0
2025 | MARITIMES_2_NEISO | MARITIMES | NEISO | Internal | Winter | B16 | 25 | 99999 | 1400 | 75.52 | 75.54 | 0.01 | 0
2025 | MARITIMES_2_NEISO | MARITIMES | NEISO | Internal | Winter | B17 | 100 | 99999 | 1400 | 74.63 | 74.64 | 0.01 | 0
2025 | MARITIMES_2_NEISO | MARITIMES | NEISO | Internal | Winter | B18 | 400 | 99999 | 1400 | 72.02 | 72.03 | 0.01 | 0
2025 | MARITIMES_2_NEISO | MARITIMES | NEISO | Internal | Winter | B19 | 700 | 99999 | 1400 | 72.02 | 72.03 | 0.01 | 0
2025 | MARITIMES_2_NEISO | MARITIMES | NEISO | Internal | Winter | B20 | 935 | 99999 | 475.94 | 70.42 | 70.43 | 0.01 | 0
2025 | MISO_IN_2_MISO_MI | MISO_IN | MISO_MI | Internal | Shoulder | B11 | 25 | 5490 | 0 | 88.11 | 83.1 | 0.01 | 0
2025 | MISO_IN_2_MISO_MI | MISO_IN | MISO_MI | Internal | Shoulder | B12 | 200 | 5490 | 0 | 74.67 | 74.65 | 0.01 | 0
2025 | MISO_IN_2_MISO_MI | MISO_IN | MISO_MI | Internal | Shoulder | B13 | 600 | 5490 | 0 | 71.66 | 71.64 | 0.01 | 0
2025 | MISO_IN_2_MISO_MI | MISO_IN | MISO_MI | Internal | Shoulder | B14 | 900 | 5490 | 0 | 69.58 | 69.57 | 0.01 | 0
2025 | MISO_IN_2_MISO_MI | MISO_IN | MISO_MI | Internal | Shoulder | B15 | 1203 | 5490 | 313.56 | 62.02 | 62.03 | 0.01 | 0
2025 | MISO_IN_2_MISO_MI | MISO_IN | MISO_MI | Internal | Summer | B1 | 10 | 5490 | 0 | 531.58 | 148.99 | 0.01 | 0
2025 | MISO_IN_2_MISO_MI | MISO_IN | MISO_MI | Internal | Summer | B2 | 25 | 5490 | 0 | 118.3 | 114.31 | 0.01 | 0
2025 | MISO_IN_2_MISO_MI | MISO_IN | MISO_MI | Internal | Summer | B3 | 75 | 5490 | 0 | 114.82 | 113.3 | 0.01 | 0
2025 | MISO_IN_2_MISO_MI | MISO_IN | MISO_MI | Internal | Summer | B4 | 100 | 5490 | 0 | 111.23 | 107.26 | 0.01 | 0
2025 | MISO_IN_2_MISO_MI | MISO_IN | MISO_MI | Internal | Summer | B5 | 200 | 5490 | 0 | 109.5 | 107.23 | 0.01 | 0
2025 | MISO_IN_2_MISO_MI | MISO_IN | MISO_MI | Internal | Summer | B6 | 300 | 5490 | 0 | 108.38 | 101.01 | 0.01 | 0
2025 | MISO_IN_2_MISO_MI | MISO_IN | MISO_MI | Internal | Summer | B7 | 400 | 5490 | 0 | 77.01 | 77 | 0.01 | 0
2025 | MISO_IN_2_MISO_MI | MISO_IN | MISO_MI | Internal | Summer | B8 | 500 | 5490 | 0 | 69.95 | 69.94 | 0.01 | 0
2025 | MISO_IN_2_MISO_MI | MISO_IN | MISO_MI | Internal | Summer | B9 | 800 | 5490 | 0 | 66.36 | 66.34 | 0.01 | 0
2025 | MISO_IN_2_MISO_MI | MISO_IN | MISO_MI | Internal | Summer | B10 | 1262 | 5490 | 1424.35 | 58.65 | 58.66 | 0.01 | 0
2025 | MISO_IN_2_MISO_MI | MISO_IN | MISO_MI | Internal | Winter | B16 | 25 | 5490 | 0 | 115.69 | 85.96 | 0.01 | 0
2025 | MISO_IN_2_MISO_MI | MISO_IN | MISO_MI | Internal | Winter | B17 | 100 | 5490 | 0 | 82.52 | 78.91 | 0.01 | 0
2025 | MISO_IN_2_MISO_MI | MISO_IN | MISO_MI | Internal | Winter | B18 | 400 | 5490 | 0 | 74.94 | 74.93 | 0.01 | 0
2025 | MISO_IN_2_MISO_MI | MISO_IN | MISO_MI | Internal | Winter | B19 | 700 | 5490 | 0 | 70.82 | 70.81 | 0.01 | 0
2025 | MISO_IN_2_MISO_MI | MISO_IN | MISO_MI | Internal | Winter | B20 | 935 | 5490 | 0 | 64.64 | 64.64 | 0.01 | 0
2025 | MISO_IN_2_MISO_MO-IL | MISO_IN | MISO_MO-IL | Internal | Shoulder | B11 | 25 | 5000 | 0 | 88.11 | 79.11 | 0.01 | 0
2025 | MISO_IN_2_MISO_MO-IL | MISO_IN | MISO_MO-IL | Internal | Shoulder | B12 | 200 | 5000 | 0 | 74.67 | 70.65 | 0.01 | 0
2025 | MISO_IN_2_MISO_MO-IL | MISO_IN | MISO_MO-IL | Internal | Shoulder | B13 | 600 | 5000 | 0 | 71.66 | 70.65 | 0.01 | 0
2025 | MISO_IN_2_MISO_MO-IL | MISO_IN | MISO_MO-IL | Internal | Shoulder | B14 | 900 | 5000 | 0 | 69.58 | 65 | 0.01 | 0
2025 | MISO_IN_2_MISO_MO-IL | MISO_IN | MISO_MO-IL | Internal | Shoulder | B15 | 1203 | 5000 | 0 | 62.02 | 59.18 | 0.01 | 0
2025 | MISO_IN_2_MISO_MO-IL | MISO_IN | MISO_MO-IL | Internal | Summer | B1 | 10 | 5000 | 0 | 531.58 | 149.01 | 0.01 | 0
2025 | MISO_IN_2_MISO_MO-IL | MISO_IN | MISO_MO-IL | Internal | Summer | B2 | 25 | 5000 | 0 | 118.3 | 118.28 | 0.01 | 0
2025 | MISO_IN_2_MISO_MO-IL | MISO_IN | MISO_MO-IL | Internal | Summer | B3 | 75 | 5000 | 0 | 114.82 | 114.81 | 0.01 | 0
2025 | MISO_IN_2_MISO_MO-IL | MISO_IN | MISO_MO-IL | Internal | Summer | B4 | 100 | 5000 | 0 | 111.23 | 109.49 | 0.01 | 0
2025 | MISO_IN_2_MISO_MO-IL | MISO_IN | MISO_MO-IL | Internal | Summer | B5 | 200 | 5000 | 0 | 109.5 | 109.49 | 0.01 | 0
2025 | MISO_IN_2_MISO_MO-IL | MISO_IN | MISO_MO-IL | Internal | Summer | B6 | 300 | 5000 | 0 | 108.38 | 101.02 | 0.01 | 0
2025 | MISO_IN_2_MISO_MO-IL | MISO_IN | MISO_MO-IL | Internal | Summer | B7 | 400 | 5000 | 0 | 77.01 | 77 | 0.01 | 0
2025 | MISO_IN_2_MISO_MO-IL | MISO_IN | MISO_MO-IL | Internal | Summer | B8 | 500 | 5000 | 0 | 69.95 | 69.94 | 0.01 | 0
2025 | MISO_IN_2_MISO_MO-IL | MISO_IN | MISO_MO-IL | Internal | Summer | B9 | 800 | 5000 | 0 | 66.36 | 66.34 | 0.01 | 0
2025 | MISO_IN_2_MISO_MO-IL | MISO_IN | MISO_MO-IL | Internal | Summer | B10 | 1262 | 5000 | 0 | 58.65 | 58.47 | 0.01 | 0
2025 | MISO_IN_2_MISO_MO-IL | MISO_IN | MISO_MO-IL | Internal | Winter | B16 | 25 | 5000 | 0 | 115.69 | 81.92 | 0.01 | 0
2025 | MISO_IN_2_MISO_MO-IL | MISO_IN | MISO_MO-IL | Internal | Winter | B17 | 100 | 5000 | 0 | 82.52 | 73.52 | 0.01 | 0
2025 | MISO_IN_2_MISO_MO-IL | MISO_IN | MISO_MO-IL | Internal | Winter | B18 | 400 | 5000 | 0 | 74.94 | 72.07 | 0.01 | 0
2025 | MISO_IN_2_MISO_MO-IL | MISO_IN | MISO_MO-IL | Internal | Winter | B19 | 700 | 5000 | 0 | 70.82 | 68.98 | 0.01 | 0
2025 | MISO_IN_2_MISO_MO-IL | MISO_IN | MISO_MO-IL | Internal | Winter | B20 | 935 | 5000 | 0 | 64.64 | 60.66 | 0.01 | 0
2025 | MISO_IN_2_NonRTO_Midwest | MISO_IN | NonRTO_Midwest | Internal | Shoulder | B11 | 25 | 4800 | 2108.74 | 88.11 | 96.11 | 8 | 0
2025 | MISO_IN_2_NonRTO_Midwest | MISO_IN | NonRTO_Midwest | Internal | Shoulder | B12 | 200 | 4800 | 1670.96 | 74.67 | 82.67 | 8 | 0
2025 | MISO_IN_2_NonRTO_Midwest | MISO_IN | NonRTO_Midwest | Internal | Shoulder | B13 | 600 | 4800 | 1153.64 | 71.66 | 79.66 | 8 | 0
2025 | MISO_IN_2_NonRTO_Midwest | MISO_IN | NonRTO_Midwest | Internal | Shoulder | B14 | 900 | 4800 | 819.62 | 69.58 | 77.58 | 8 | 0
2025 | MISO_IN_2_NonRTO_Midwest | MISO_IN | NonRTO_Midwest | Internal | Shoulder | B15 | 1203 | 4800 | 34.65 | 62.02 | 70.02 | 8 | 0
2025 | MISO_IN_2_NonRTO_Midwest | MISO_IN | NonRTO_Midwest | Internal | Summer | B1 | 10 | 4800 | 2489.08 | 531.58 | 539.58 | 8 | 0
2025 | MISO_IN_2_NonRTO_Midwest | MISO_IN | NonRTO_Midwest | Internal | Summer | B2 | 25 | 4800 | 1635.55 | 118.3 | 126.3 | 8 | 0
2025 | MISO_IN_2_NonRTO_Midwest | MISO_IN | NonRTO_Midwest | Internal | Summer | B3 | 75 | 4800 | 728.41 | 114.82 | 122.82 | 8 | 0
2025 | MISO_IN_2_NonRTO_Midwest | MISO_IN | NonRTO_Midwest | Internal | Summer | B4 | 100 | 4800 | 324.29 | 111.23 | 119.23 | 8 | 0
2025 | MISO_IN_2_NonRTO_Midwest | MISO_IN | NonRTO_Midwest | Internal | Summer | B5 | 200 | 4800 | 17.65 | 109.5 | 117.5 | 8 | 0
2025 | MISO_IN_2_NonRTO_Midwest | MISO_IN | NonRTO_Midwest | Internal | Summer | B6 | 300 | 4800 | 2279.96 | 108.38 | 116.38 | 8 | 0
2025 | MISO_IN_2_NonRTO_Midwest | MISO_IN | NonRTO_Midwest | Internal | Summer | B7 | 400 | 4800 | 1962.89 | 77.01 | 85.01 | 8 | 0
2025 | MISO_IN_2_NonRTO_Midwest | MISO_IN | NonRTO_Midwest | Internal | Summer | B8 | 500 | 4800 | 1493.33 | 69.95 | 77.95 | 8 | 0
2025 | MISO_IN_2_NonRTO_Midwest | MISO_IN | NonRTO_Midwest | Internal | Summer | B9 | 800 | 4800 | 1062.21 | 66.36 | 74.36 | 8 | 0
2025 | MISO_IN_2_NonRTO_Midwest | MISO_IN | NonRTO_Midwest | Internal | Summer | B10 | 1262 | 4800 | 2.61 | 58.65 | 66.65 | 8 | 0
2025 | MISO_IN_2_NonRTO_Midwest | MISO_IN | NonRTO_Midwest | Internal | Winter | B16 | 25 | 4800 | 2723.2 | 115.69 | 123.69 | 8 | 0
2025 | MISO_IN_2_NonRTO_Midwest | MISO_IN | NonRTO_Midwest | Internal | Winter | B17 | 100 | 4800 | 3156.71 | 82.52 | 90.52 | 8 | 0
2025 | MISO_IN_2_NonRTO_Midwest | MISO_IN | NonRTO_Midwest | Internal | Winter | B18 | 400 | 4800 | 3017.94 | 74.94 | 82.94 | 8 | 0
2025 | MISO_IN_2_NonRTO_Midwest | MISO_IN | NonRTO_Midwest | Internal | Winter | B19 | 700 | 4800 | 2487.9 | 70.82 | 78.82 | 8 | 0
2025 | MISO_IN_2_NonRTO_Midwest | MISO_IN | NonRTO_Midwest | Internal | Winter | B20 | 935 | 4800 | 1762.92 | 64.64 | 72.64 | 8 | 0
2025 | MISO_IN_2_PJM_ROR | MISO_IN | PJM_ROR | Internal | Shoulder | B11 | 25 | 992 | 0 | 88.11 | 81.1 | 2 | 0
2025 | MISO_IN_2_PJM_ROR | MISO_IN | PJM_ROR | Internal | Shoulder | B12 | 200 | 992 | 0 | 74.67 | 72.65 | 2 | 0
2025 | MISO_IN_2_PJM_ROR | MISO_IN | PJM_ROR | Internal | Shoulder | B13 | 600 | 992 | 0 | 71.66 | 69.64 | 2 | 0
2025 | MISO_IN_2_PJM_ROR | MISO_IN | PJM_ROR | Internal | Shoulder | B14 | 900 | 992 | 0 | 69.58 | 67.71 | 2 | 0
2025 | MISO_IN_2_PJM_ROR | MISO_IN | PJM_ROR | Internal | Shoulder | B15 | 1203 | 992 | 0 | 62.02 | 60.02 | 2 | 0
2025 | MISO_IN_2_PJM_ROR | MISO_IN | PJM_ROR | Internal | Summer | B1 | 10 | 992 | 0 | 531.58 | 150.99 | 2 | 0
2025 | MISO_IN_2_PJM_ROR | MISO_IN | PJM_ROR | Internal | Summer | B2 | 25 | 992 | 0 | 118.3 | 116.3 | 2 | 0
2025 | MISO_IN_2_PJM_ROR | MISO_IN | PJM_ROR | Internal | Summer | B3 | 75 | 992 | 0 | 114.82 | 112.82 | 2 | 0
2025 | MISO_IN_2_PJM_ROR | MISO_IN | PJM_ROR | Internal | Summer | B4 | 100 | 992 | 0 | 111.23 | 109.23 | 2 | 0
2025 | MISO_IN_2_PJM_ROR | MISO_IN | PJM_ROR | Internal | Summer | B5 | 200 | 992 | 0 | 109.5 | 109.23 | 2 | 0
2025 | MISO_IN_2_PJM_ROR | MISO_IN | PJM_ROR | Internal | Summer | B6 | 300 | 992 | 0 | 108.38 | 103.01 | 2 | 0
2025 | MISO_IN_2_PJM_ROR | MISO_IN | PJM_ROR | Internal | Summer | B7 | 400 | 992 | 0 | 77.01 | 75 | 2 | 0
2025 | MISO_IN_2_PJM_ROR | MISO_IN | PJM_ROR | Internal | Summer | B8 | 500 | 992 | 0 | 69.95 | 67.94 | 2 | 0
2025 | MISO_IN_2_PJM_ROR | MISO_IN | PJM_ROR | Internal | Summer | B9 | 800 | 992 | 0 | 66.36 | 66.41 | 2 | 0
2025 | MISO_IN_2_PJM_ROR | MISO_IN | PJM_ROR | Internal | Summer | B10 | 1262 | 992 | 0 | 58.65 | 57.9 | 2 | 0
2025 | MISO_IN_2_PJM_ROR | MISO_IN | PJM_ROR | Internal | Winter | B16 | 25 | 992 | 0 | 115.69 | 85.9 | 2 | 0
2025 | MISO_IN_2_PJM_ROR | MISO_IN | PJM_ROR | Internal | Winter | B17 | 100 | 992 | 0 | 82.52 | 76.91 | 2 | 0
2025 | MISO_IN_2_PJM_ROR | MISO_IN | PJM_ROR | Internal | Winter | B18 | 400 | 992 | 0 | 74.94 | 72.94 | 2 | 0
2025 | MISO_IN_2_PJM_ROR | MISO_IN | PJM_ROR | Internal | Winter | B19 | 700 | 992 | 0 | 70.82 | 70.98 | 2 | 0
2025 | MISO_IN_2_PJM_ROR | MISO_IN | PJM_ROR | Internal | Winter | B20 | 935 | 992 | 0 | 64.64 | 62.64 | 2 | 0
2025 | MISO_MI_2_MISO_IN | MISO_MI | MISO_IN | Internal | Shoulder | B11 | 25 | 2535 | 2535 | 83.1 | 88.11 | 0.01 | 5
2025 | MISO_MI_2_MISO_IN | MISO_MI | MISO_IN | Internal | Shoulder | B12 | 200 | 2535 | 1562.63 | 74.65 | 74.67 | 0.01 | 0
2025 | MISO_MI_2_MISO_IN | MISO_MI | MISO_IN | Internal | Shoulder | B13 | 600 | 2535 | 1320.94 | 71.64 | 71.66 | 0.01 | 0
2025 | MISO_MI_2_MISO_IN | MISO_MI | MISO_IN | Internal | Shoulder | B14 | 900 | 2535 | 1197.73 | 69.57 | 69.58 | 0.01 | 0
2025 | MISO_MI_2_MISO_IN | MISO_MI | MISO_IN | Internal | Shoulder | B15 | 1203 | 2535 | 0 | 62.03 | 62.02 | 0.01 | 0
2025 | MISO_MI_2_MISO_IN | MISO_MI | MISO_IN | Internal | Summer | B1 | 10 | 2535 | 2535 | 148.99 | 531.58 | 0.01 | 382.57
2025 | MISO_MI_2_MISO_IN | MISO_MI | MISO_IN | Internal | Summer | B2 | 25 | 2535 | 2535 | 114.31 | 118.3 | 0.01 | 3.98
2025 | MISO_MI_2_MISO_IN | MISO_MI | MISO_IN | Internal | Summer | B3 | 75 | 2535 | 2535 | 113.3 | 114.82 | 0.01 | 1.51
2025 | MISO_MI_2_MISO_IN | MISO_MI | MISO_IN | Internal | Summer | B4 | 100 | 2535 | 2535 | 107.26 | 111.23 | 0.01 | 3.96
2025 | MISO_MI_2_MISO_IN | MISO_MI | MISO_IN | Internal | Summer | B5 | 200 | 2535 | 2535 | 107.23 | 109.5 | 0.01 | 2.26
2025 | MISO_MI_2_MISO_IN | MISO_MI | MISO_IN | Internal | Summer | B6 | 300 | 2535 | 2535 | 101.01 | 108.38 | 0.01 | 7.36
2025 | MISO_MI_2_MISO_IN | MISO_MI | MISO_IN | Internal | Summer | B7 | 400 | 2535 | 2167.78 | 77 | 77.01 | 0.01 | 0
2025 | MISO_MI_2_MISO_IN | MISO_MI | MISO_IN | Internal | Summer | B8 | 500 | 2535 | 1286.07 | 69.94 | 69.95 | 0.01 | 0
2025 | MISO_MI_2_MISO_IN | MISO_MI | MISO_IN | Internal | Summer | B9 | 800 | 2535 | 449.61 | 66.34 | 66.36 | 0.01 | 0
2025 | MISO_MI_2_MISO_IN | MISO_MI | MISO_IN | Internal | Summer | B10 | 1262 | 2535 | 0 | 58.66 | 58.65 | 0.01 | 0
2025 | MISO_MI_2_MISO_IN | MISO_MI | MISO_IN | Internal | Winter | B16 | 25 | 2535 | 2535 | 85.96 | 115.69 | 0.01 | 29.72
2025 | MISO_MI_2_MISO_IN | MISO_MI | MISO_IN | Internal | Winter | B17 | 100 | 2535 | 2535 | 78.91 | 82.52 | 0.01 | 3.6
2025 | MISO_MI_2_MISO_IN | MISO_MI | MISO_IN | Internal | Winter | B18 | 400 | 2535 | 2387.18 | 74.93 | 74.94 | 0.01 | 0
2025 | MISO_MI_2_MISO_IN | MISO_MI | MISO_IN | Internal | Winter | B19 | 700 | 2535 | 2059.22 | 70.81 | 70.82 | 0.01 | 0
2025 | MISO_MI_2_MISO_IN | MISO_MI | MISO_IN | Internal | Winter | B20 | 935 | 2535 | 0 | 64.64 | 64.64 | 0.01 | 0
2025 | MISO_MI_2_MISO_WUMS | MISO_MI | MISO_WUMS | Internal | Shoulder | B11 | 25 | 312 | 0 | 83.1 | 79.11 | 0.01 | 0
2025 | MISO_MI_2_MISO_WUMS | MISO_MI | MISO_WUMS | Internal | Shoulder | B12 | 200 | 312 | 0 | 74.65 | 70.65 | 0.01 | 0
2025 | MISO_MI_2_MISO_WUMS | MISO_MI | MISO_WUMS | Internal | Shoulder | B13 | 600 | 312 | 0 | 71.64 | 67.66 | 0.01 | 0
2025 | MISO_MI_2_MISO_WUMS | MISO_MI | MISO_WUMS | Internal | Shoulder | B14 | 900 | 312 | 0 | 69.57 | 67.38 | 0.01 | 0
2025 | MISO_MI_2_MISO_WUMS | MISO_MI | MISO_WUMS | Internal | Shoulder | B15 | 1203 | 312 | 0 | 62.03 | 58.71 | 0.01 | 0
2025 | MISO_MI_2_MISO_WUMS | MISO_MI | MISO_WUMS | Internal | Summer | B1 | 10 | 312 | 0 | 148.99 | 148.99 | 0.01 | 0
2025 | MISO_MI_2_MISO_WUMS | MISO_MI | MISO_WUMS | Internal | Summer | B2 | 25 | 312 | 0 | 114.31 | 114.3 | 0.01 | 0
2025 | MISO_MI_2_MISO_WUMS | MISO_MI | MISO_WUMS | Internal | Summer | B3 | 75 | 312 | 0 | 113.3 | 110.83 | 0.01 | 0
2025 | MISO_MI_2_MISO_WUMS | MISO_MI | MISO_WUMS | Internal | Summer | B4 | 100 | 312 | 0 | 107.26 | 107.24 | 0.01 | 0
2025 | MISO_MI_2_MISO_WUMS | MISO_MI | MISO_WUMS | Internal | Summer | B5 | 200 | 312 | 0 | 107.23 | 107.23 | 0.01 | 0
2025 | MISO_MI_2_MISO_WUMS | MISO_MI | MISO_WUMS | Internal | Summer | B6 | 300 | 312 | 0 | 101.01 | 101.01 | 0.01 | 0
2025 | MISO_MI_2_MISO_WUMS | MISO_MI | MISO_WUMS | Internal | Summer | B7 | 400 | 312 | 0 | 77 | 73 | 0.01 | 0
2025 | MISO_MI_2_MISO_WUMS | MISO_MI | MISO_WUMS | Internal | Summer | B8 | 500 | 312 | 0 | 69.94 | 65.94 | 0.01 | 0
2025 | MISO_MI_2_MISO_WUMS | MISO_MI | MISO_WUMS | Internal | Summer | B9 | 800 | 312 | 0 | 66.34 | 64.43 | 0.01 | 0
2025 | MISO_MI_2_MISO_WUMS | MISO_MI | MISO_WUMS | Internal | Summer | B10 | 1262 | 312 | 0 | 58.66 | 57.49 | 0.01 | 0
2025 | MISO_MI_2_MISO_WUMS | MISO_MI | MISO_WUMS | Internal | Winter | B16 | 25 | 312 | 0 | 85.96 | 83.9 | 0.01 | 0
2025 | MISO_MI_2_MISO_WUMS | MISO_MI | MISO_WUMS | Internal | Winter | B17 | 100 | 312 | 0 | 78.91 | 74.91 | 0.01 | 0
2025 | MISO_MI_2_MISO_WUMS | MISO_MI | MISO_WUMS | Internal | Winter | B18 | 400 | 312 | 0 | 74.93 | 70.15 | 0.01 | 0
2025 | MISO_MI_2_MISO_WUMS | MISO_MI | MISO_WUMS | Internal | Winter | B19 | 700 | 312 | 0 | 70.81 | 70.01 | 0.01 | 0
2025 | MISO_MI_2_MISO_WUMS | MISO_MI | MISO_WUMS | Internal | Winter | B20 | 935 | 312 | 0 | 64.64 | 61.07 | 0.01 | 0
2025 | MISO_MI_2_PJM_ROR | MISO_MI | PJM_ROR | Internal | Shoulder | B11 | 25 | 1424 | 0 | 83.1 | 81.1 | 2 | 0
2025 | MISO_MI_2_PJM_ROR | MISO_MI | PJM_ROR | Internal | Shoulder | B12 | 200 | 1424 | 0 | 74.65 | 72.65 | 2 | 0
2025 | MISO_MI_2_PJM_ROR | MISO_MI | PJM_ROR | Internal | Shoulder | B13 | 600 | 1424 | 0 | 71.64 | 69.64 | 2 | 0
2025 | MISO_MI_2_PJM_ROR | MISO_MI | PJM_ROR | Internal | Shoulder | B14 | 900 | 1424 | 0 | 69.57 | 67.71 | 2 | 0
2025 | MISO_MI_2_PJM_ROR | MISO_MI | PJM_ROR | Internal | Shoulder | B15 | 1203 | 1424 | 0 | 62.03 | 60.02 | 2 | 0
2025 | MISO_MI_2_PJM_ROR | MISO_MI | PJM_ROR | Internal | Summer | B1 | 10 | 1424 | 157.56 | 148.99 | 150.99 | 2 | 0
2025 | MISO_MI_2_PJM_ROR | MISO_MI | PJM_ROR | Internal | Summer | B2 | 25 | 1424 | 0 | 114.31 | 116.3 | 2 | 0
2025 | MISO_MI_2_PJM_ROR | MISO_MI | PJM_ROR | Internal | Summer | B3 | 75 | 1424 | 0 | 113.3 | 112.82 | 2 | 0
2025 | MISO_MI_2_PJM_ROR | MISO_MI | PJM_ROR | Internal | Summer | B4 | 100 | 1424 | 0 | 107.26 | 109.23 | 2 | 0
2025 | MISO_MI_2_PJM_ROR | MISO_MI | PJM_ROR | Internal | Summer | B5 | 200 | 1424 | 663.55 | 107.23 | 109.23 | 2 | 0
2025 | MISO_MI_2_PJM_ROR | MISO_MI | PJM_ROR | Internal | Summer | B6 | 300 | 1424 | 1394.63 | 101.01 | 103.01 | 2 | 0
2025 | MISO_MI_2_PJM_ROR | MISO_MI | PJM_ROR | Internal | Summer | B7 | 400 | 1424 | 0 | 77 | 75 | 2 | 0
2025 | MISO_MI_2_PJM_ROR | MISO_MI | PJM_ROR | Internal | Summer | B8 | 500 | 1424 | 0 | 69.94 | 67.94 | 2 | 0
2025 | MISO_MI_2_PJM_ROR | MISO_MI | PJM_ROR | Internal | Summer | B9 | 800 | 1424 | 0 | 66.34 | 66.41 | 2 | 0
2025 | MISO_MI_2_PJM_ROR | MISO_MI | PJM_ROR | Internal | Summer | B10 | 1262 | 1424 | 0 | 58.66 | 57.9 | 2 | 0
2025 | MISO_MI_2_PJM_ROR | MISO_MI | PJM_ROR | Internal | Winter | B16 | 25 | 1424 | 0 | 85.96 | 85.9 | 2 | 0
2025 | MISO_MI_2_PJM_ROR | MISO_MI | PJM_ROR | Internal | Winter | B17 | 100 | 1424 | 0 | 78.91 | 76.91 | 2 | 0
2025 | MISO_MI_2_PJM_ROR | MISO_MI | PJM_ROR | Internal | Winter | B18 | 400 | 1424 | 0 | 74.93 | 72.94 | 2 | 0
2025 | MISO_MI_2_PJM_ROR | MISO_MI | PJM_ROR | Internal | Winter | B19 | 700 | 1424 | 0 | 70.81 | 70.98 | 2 | 0
2025 | MISO_MI_2_PJM_ROR | MISO_MI | PJM_ROR | Internal | Winter | B20 | 935 | 1424 | 0 | 64.64 | 62.64 | 2 | 0
2025 | MISO_MO-IL_2_ENT | MISO_MO-IL | ENT | Internal | Shoulder | B11 | 25 | 2540 | 0 | 79.11 | 79.1 | 8 | 0
2025 | MISO_MO-IL_2_ENT | MISO_MO-IL | ENT | Internal | Shoulder | B12 | 200 | 2540 | 0 | 70.65 | 70.67 | 8 | 0
2025 | MISO_MO-IL_2_ENT | MISO_MO-IL | ENT | Internal | Shoulder | B13 | 600 | 2540 | 0 | 70.65 | 70.67 | 8 | 0
2025 | MISO_MO-IL_2_ENT | MISO_MO-IL | ENT | Internal | Shoulder | B14 | 900 | 2540 | 0 | 65 | 65 | 8 | 0
2025 | MISO_MO-IL_2_ENT | MISO_MO-IL | ENT | Internal | Shoulder | B15 | 1203 | 2540 | 0 | 59.18 | 61.51 | 8 | 0
2025 | MISO_MO-IL_2_ENT | MISO_MO-IL | ENT | Internal | Summer | B1 | 10 | 2540 | 0 | 149.01 | 117.65 | 8 | 0
2025 | MISO_MO-IL_2_ENT | MISO_MO-IL | ENT | Internal | Summer | B2 | 25 | 2540 | 0 | 118.28 | 118.28 | 8 | 0
2025 | MISO_MO-IL_2_ENT | MISO_MO-IL | ENT | Internal | Summer | B3 | 75 | 2540 | 0 | 114.81 | 119.74 | 8 | 0
2025 | MISO_MO-IL_2_ENT | MISO_MO-IL | ENT | Internal | Summer | B4 | 100 | 2540 | 0 | 109.49 | 113.27 | 8 | 0
2025 | MISO_MO-IL_2_ENT | MISO_MO-IL | ENT | Internal | Summer | B5 | 200 | 2540 | 0 | 109.49 | 109.49 | 8 | 0
2025 | MISO_MO-IL_2_ENT | MISO_MO-IL | ENT | Internal | Summer | B6 | 300 | 2540 | 0 | 101.02 | 101.02 | 8 | 0
2025 | MISO_MO-IL_2_ENT | MISO_MO-IL | ENT | Internal | Summer | B7 | 400 | 2540 | 0 | 77 | 77.28 | 8 | 0
2025 | MISO_MO-IL_2_ENT | MISO_MO-IL | ENT | Internal | Summer | B8 | 500 | 2540 | 0 | 69.94 | 73.91 | 8 | 0
2025 | MISO_MO-IL_2_ENT | MISO_MO-IL | ENT | Internal | Summer | B9 | 800 | 2540 | 0 | 66.34 | 71.61 | 8 | 0
2025 | MISO_MO-IL_2_ENT | MISO_MO-IL | ENT | Internal | Summer | B10 | 1262 | 2540 | 0 | 58.47 | 63.19 | 8 | 0
2025 | MISO_MO-IL_2_ENT | MISO_MO-IL | ENT | Internal | Winter | B16 | 25 | 2540 | 0 | 81.92 | 76.08 | 8 | 0
2025 | MISO_MO-IL_2_ENT | MISO_MO-IL | ENT | Internal | Winter | B17 | 100 | 2540 | 0 | 73.52 | 73.53 | 8 | 0
2025 | MISO_MO-IL_2_ENT | MISO_MO-IL | ENT | Internal | Winter | B18 | 400 | 2540 | 0 | 72.07 | 73.53 | 8 | 0
2025 | MISO_MO-IL_2_ENT | MISO_MO-IL | ENT | Internal | Winter | B19 | 700 | 2540 | 0 | 68.98 | 69 | 8 | 0
2025 | MISO_MO-IL_2_ENT | MISO_MO-IL | ENT | Internal | Winter | B20 | 935 | 2540 | 0 | 60.66 | 63.95 | 8 | 0
2025 | MISO_MO-IL_2_MISO_IN | MISO_MO-IL | MISO_IN | Internal | Shoulder | B11 | 25 | 2100 | 2100 | 79.11 | 88.11 | 0.01 | 8.99
2025 | MISO_MO-IL_2_MISO_IN | MISO_MO-IL | MISO_IN | Internal | Shoulder | B12 | 200 | 2100 | 2100 | 70.65 | 74.67 | 0.01 | 4
2025 | MISO_MO-IL_2_MISO_IN | MISO_MO-IL | MISO_IN | Internal | Shoulder | B13 | 600 | 2100 | 2100 | 70.65 | 71.66 | 0.01 | 0.99
2025 | MISO_MO-IL_2_MISO_IN | MISO_MO-IL | MISO_IN | Internal | Shoulder | B14 | 900 | 2100 | 2100 | 65 | 69.58 | 0.01 | 4.56
2025 | MISO_MO-IL_2_MISO_IN | MISO_MO-IL | MISO_IN | Internal | Shoulder | B15 | 1203 | 2100 | 2100 | 59.18 | 62.02 | 0.01 | 2.82
2025 | MISO_MO-IL_2_MISO_IN | MISO_MO-IL | MISO_IN | Internal | Summer | B1 | 10 | 2100 | 2100 | 149.01 | 531.58 | 0.01 | 382.56
2025 | MISO_MO-IL_2_MISO_IN | MISO_MO-IL | MISO_IN | Internal | Summer | B2 | 25 | 2100 | 1788.02 | 118.28 | 118.3 | 0.01 | 0
2025 | MISO_MO-IL_2_MISO_IN | MISO_MO-IL | MISO_IN | Internal | Summer | B3 | 75 | 2100 | 573.6 | 114.81 | 114.82 | 0.01 | 0
2025 | MISO_MO-IL_2_MISO_IN | MISO_MO-IL | MISO_IN | Internal | Summer | B4 | 100 | 2100 | 2100 | 109.49 | 111.23 | 0.01 | 1.73
2025 | MISO_MO-IL_2_MISO_IN | MISO_MO-IL | MISO_IN | Internal | Summer | B5 | 200 | 2100 | 1643.32 | 109.49 | 109.5 | 0.01 | 0
2025 | MISO_MO-IL_2_MISO_IN | MISO_MO-IL | MISO_IN | Internal | Summer | B6 | 300 | 2100 | 2100 | 101.02 | 108.38 | 0.01 | 7.34
2025 | MISO_MO-IL_2_MISO_IN | MISO_MO-IL | MISO_IN | Internal | Summer | B7 | 400 | 2100 | 1115.84 | 77 | 77.01 | 0.01 | 0
2025 | MISO_MO-IL_2_MISO_IN | MISO_MO-IL | MISO_IN | Internal | Summer | B8 | 500 | 2100 | 1352.92 | 69.94 | 69.95 | 0.01 | 0
2025 | MISO_MO-IL_2_MISO_IN | MISO_MO-IL | MISO_IN | Internal | Summer | B9 | 800 | 2100 | 1699.08 | 66.34 | 66.36 | 0.01 | 0
2025 | MISO_MO-IL_2_MISO_IN | MISO_MO-IL | MISO_IN | Internal | Summer | B10 | 1262 | 2100 | 2100 | 58.47 | 58.65 | 0.01 | 0.16
2025 | MISO_MO-IL_2_MISO_IN | MISO_MO-IL | MISO_IN | Internal | Winter | B16 | 25 | 2100 | 2100 | 81.92 | 115.69 | 0.01 | 33.76
2025 | MISO_MO-IL_2_MISO_IN | MISO_MO-IL | MISO_IN | Internal | Winter | B17 | 100 | 2100 | 2100 | 73.52 | 82.52 | 0.01 | 8.99
2025 | MISO_MO-IL_2_MISO_IN | MISO_MO-IL | MISO_IN | Internal | Winter | B18 | 400 | 2100 | 2100 | 72.07 | 74.94 | 0.01 | 2.86
2025 | MISO_MO-IL_2_MISO_IN | MISO_MO-IL | MISO_IN | Internal | Winter | B19 | 700 | 2100 | 2100 | 68.98 | 70.82 | 0.01 | 1.83
2025 | MISO_MO-IL_2_MISO_IN | MISO_MO-IL | MISO_IN | Internal | Winter | B20 | 935 | 2100 | 2100 | 60.66 | 64.64 | 0.01 | 3.98
2025 | MISO_MO-IL_2_MISO_W | MISO_MO-IL | MISO_W | Internal | Shoulder | B11 | 25 | 1208 | 0 | 79.11 | 79.1 | 0.01 | 0
2025 | MISO_MO-IL_2_MISO_W | MISO_MO-IL | MISO_W | Internal | Shoulder | B12 | 200 | 1208 | 0 | 70.65 | 70.64 | 0.01 | 0
2025 | MISO_MO-IL_2_MISO_W | MISO_MO-IL | MISO_W | Internal | Shoulder | B13 | 600 | 1208 | 0 | 70.65 | 67.64 | 0.01 | 0
2025 | MISO_MO-IL_2_MISO_W | MISO_MO-IL | MISO_W | Internal | Shoulder | B14 | 900 | 1208 | 0 | 65 | 60.87 | 0.01 | 0
2025 | MISO_MO-IL_2_MISO_W | MISO_MO-IL | MISO_W | Internal | Shoulder | B15 | 1203 | 1208 | 0 | 59.18 | 30.22 | 0.01 | 0
2025 | MISO_MO-IL_2_MISO_W | MISO_MO-IL | MISO_W | Internal | Summer | B1 | 10 | 1208 | 0 | 149.01 | 148.99 | 0.01 | 0
2025 | MISO_MO-IL_2_MISO_W | MISO_MO-IL | MISO_W | Internal | Summer | B2 | 25 | 1208 | 0 | 118.28 | 114.3 | 0.01 | 0
2025 | MISO_MO-IL_2_MISO_W | MISO_MO-IL | MISO_W | Internal | Summer | B3 | 75 | 1208 | 0 | 114.81 | 110.82 | 0.01 | 0
2025 | MISO_MO-IL_2_MISO_W | MISO_MO-IL | MISO_W | Internal | Summer | B4 | 100 | 1208 | 0 | 109.49 | 107.23 | 0.01 | 0
2025 | MISO_MO-IL_2_MISO_W | MISO_MO-IL | MISO_W | Internal | Summer | B5 | 200 | 1208 | 0 | 109.49 | 107.23 | 0.01 | 0
2025 | MISO_MO-IL_2_MISO_W | MISO_MO-IL | MISO_W | Internal | Summer | B6 | 300 | 1208 | 0 | 101.02 | 101.01 | 0.01 | 0
2025 | MISO_MO-IL_2_MISO_W | MISO_MO-IL | MISO_W | Internal | Summer | B7 | 400 | 1208 | 0 | 77 | 73 | 0.01 | 0
2025 | MISO_MO-IL_2_MISO_W | MISO_MO-IL | MISO_W | Internal | Summer | B8 | 500 | 1208 | 0 | 69.94 | 65.94 | 0.01 | 0
2025 | MISO_MO-IL_2_MISO_W | MISO_MO-IL | MISO_W | Internal | Summer | B9 | 800 | 1208 | 0 | 66.34 | 64.41 | 0.01 | 0
2025 | MISO_MO-IL_2_MISO_W | MISO_MO-IL | MISO_W | Internal | Summer | B10 | 1262 | 1208 | 0 | 58.47 | 55.9 | 0.01 | 0
2025 | MISO_MO-IL_2_MISO_W | MISO_MO-IL | MISO_W | Internal | Winter | B16 | 25 | 1208 | 0 | 81.92 | 16.68 | 0.01 | 0
2025 | MISO_MO-IL_2_MISO_W | MISO_MO-IL | MISO_W | Internal | Winter | B17 | 100 | 1208 | 0 | 73.52 | 61.52 | 0.01 | 0
2025 | MISO_MO-IL_2_MISO_W | MISO_MO-IL | MISO_W | Internal | Winter | B18 | 400 | 1208 | 0 | 72.07 | 68.02 | 0.01 | 0
2025 | MISO_MO-IL_2_MISO_W | MISO_MO-IL | MISO_W | Internal | Winter | B19 | 700 | 1208 | 0 | 68.98 | 68.02 | 0.01 | 0
2025 | MISO_MO-IL_2_MISO_W | MISO_MO-IL | MISO_W | Internal | Winter | B20 | 935 | 1208 | 0 | 60.66 | 60.64 | 0.01 | 0
2025 | MISO_MO-IL_2_PJM_ROR | MISO_MO-IL | PJM_ROR | Internal | Shoulder | B11 | 25 | 1212 | 0 | 79.11 | 81.1 | 2 | 0
2025 | MISO_MO-IL_2_PJM_ROR | MISO_MO-IL | PJM_ROR | Internal | Shoulder | B12 | 200 | 1212 | 3.53 | 70.65 | 72.65 | 2 | 0
2025 | MISO_MO-IL_2_PJM_ROR | MISO_MO-IL | PJM_ROR | Internal | Shoulder | B13 | 600 | 1212 | 0 | 70.65 | 69.64 | 2 | 0
2025 | MISO_MO-IL_2_PJM_ROR | MISO_MO-IL | PJM_ROR | Internal | Shoulder | B14 | 900 | 1212 | 1212 | 65 | 67.71 | 2 | 0.71
2025 | MISO_MO-IL_2_PJM_ROR | MISO_MO-IL | PJM_ROR | Internal | Shoulder | B15 | 1203 | 1212 | 0 | 59.18 | 60.02 | 2 | 0
2025 | MISO_MO-IL_2_PJM_ROR | MISO_MO-IL | PJM_ROR | Internal | Summer | B1 | 10 | 1212 | 0 | 149.01 | 150.99 | 2 | 0
2025 | MISO_MO-IL_2_PJM_ROR | MISO_MO-IL | PJM_ROR | Internal | Summer | B2 | 25 | 1212 | 0 | 118.28 | 116.3 | 2 | 0
2025 | MISO_MO-IL_2_PJM_ROR | MISO_MO-IL | PJM_ROR | Internal | Summer | B3 | 75 | 1212 | 0 | 114.81 | 112.82 | 2 | 0
2025 | MISO_MO-IL_2_PJM_ROR | MISO_MO-IL | PJM_ROR | Internal | Summer | B4 | 100 | 1212 | 0 | 109.49 | 109.23 | 2 | 0
2025 | MISO_MO-IL_2_PJM_ROR | MISO_MO-IL | PJM_ROR | Internal | Summer | B5 | 200 | 1212 | 0 | 109.49 | 109.23 | 2 | 0
2025 | MISO_MO-IL_2_PJM_ROR | MISO_MO-IL | PJM_ROR | Internal | Summer | B6 | 300 | 1212 | 0 | 101.02 | 103.01 | 2 | 0
2025 | MISO_MO-IL_2_PJM_ROR | MISO_MO-IL | PJM_ROR | Internal | Summer | B7 | 400 | 1212 | 0 | 77 | 75 | 2 | 0
2025 | MISO_MO-IL_2_PJM_ROR | MISO_MO-IL | PJM_ROR | Internal | Summer | B8 | 500 | 1212 | 0 | 69.94 | 67.94 | 2 | 0
2025 | MISO_MO-IL_2_PJM_ROR | MISO_MO-IL | PJM_ROR | Internal | Summer | B9 | 800 | 1212 | 0 | 66.34 | 66.41 | 2 | 0
2025 | MISO_MO-IL_2_PJM_ROR | MISO_MO-IL | PJM_ROR | Internal | Summer | B10 | 1262 | 1212 | 0 | 58.47 | 57.9 | 2 | 0
2025 | MISO_MO-IL_2_PJM_ROR | MISO_MO-IL | PJM_ROR | Internal | Winter | B16 | 25 | 1212 | 1212 | 81.92 | 85.9 | 2 | 1.98
2025 | MISO_MO-IL_2_PJM_ROR | MISO_MO-IL | PJM_ROR | Internal | Winter | B17 | 100 | 1212 | 1212 | 73.52 | 76.91 | 2 | 1.39
2025 | MISO_MO-IL_2_PJM_ROR | MISO_MO-IL | PJM_ROR | Internal | Winter | B18 | 400 | 1212 | 0 | 72.07 | 72.94 | 2 | 0
2025 | MISO_MO-IL_2_PJM_ROR | MISO_MO-IL | PJM_ROR | Internal | Winter | B19 | 700 | 1212 | 1113.55 | 68.98 | 70.98 | 2 | 0
2025 | MISO_MO-IL_2_PJM_ROR | MISO_MO-IL | PJM_ROR | Internal | Winter | B20 | 935 | 1212 | 0 | 60.66 | 62.64 | 2 | 0
2025 | MISO_MO-IL_2_TVA_Transmission | MISO_MO-IL | TVA_Transmission | Internal | Shoulder | B11 | 25 | 4000 | 2534.54 | 79.11 | 87.11 | 8 | 0
2025 | MISO_MO-IL_2_TVA_Transmission | MISO_MO-IL | TVA_Transmission | Internal | Shoulder | B12 | 200 | 4000 | 3.45 | 70.65 | 78.65 | 8 | 0
2025 | MISO_MO-IL_2_TVA_Transmission | MISO_MO-IL | TVA_Transmission | Internal | Shoulder | B13 | 600 | 4000 | 0 | 70.65 | 75.45 | 8 | 0
2025 | MISO_MO-IL_2_TVA_Transmission | MISO_MO-IL | TVA_Transmission | Internal | Shoulder | B14 | 900 | 4000 | 2676.48 | 65 | 73 | 8 | 0
2025 | MISO_MO-IL_2_TVA_Transmission | MISO_MO-IL | TVA_Transmission | Internal | Shoulder | B15 | 1203 | 4000 | 1723.65 | 59.18 | 67.18 | 8 | 0
2025 | MISO_MO-IL_2_TVA_Transmission | MISO_MO-IL | TVA_Transmission | Internal | Summer | B1 | 10 | 4000 | 4000 | 149.01 | 547.58 | 8 | 390.57
2025 | MISO_MO-IL_2_TVA_Transmission | MISO_MO-IL | TVA_Transmission | Internal | Summer | B2 | 25 | 4000 | 4000 | 118.28 | 134.3 | 8 | 8.01
2025 | MISO_MO-IL_2_TVA_Transmission | MISO_MO-IL | TVA_Transmission | Internal | Summer | B3 | 75 | 4000 | 2945.08 | 114.81 | 122.81 | 8 | 0
2025 | MISO_MO-IL_2_TVA_Transmission | MISO_MO-IL | TVA_Transmission | Internal | Summer | B4 | 100 | 4000 | 1705.27 | 109.49 | 117.49 | 8 | 0
2025 | MISO_MO-IL_2_TVA_Transmission | MISO_MO-IL | TVA_Transmission | Internal | Summer | B5 | 200 | 4000 | 74.07 | 109.49 | 117.49 | 8 | 0
2025 | MISO_MO-IL_2_TVA_Transmission | MISO_MO-IL | TVA_Transmission | Internal | Summer | B6 | 300 | 4000 | 218.05 | 101.02 | 109.02 | 8 | 0
2025 | MISO_MO-IL_2_TVA_Transmission | MISO_MO-IL | TVA_Transmission | Internal | Summer | B7 | 400 | 4000 | 1885.43 | 77 | 85 | 8 | 0
2025 | MISO_MO-IL_2_TVA_Transmission | MISO_MO-IL | TVA_Transmission | Internal | Summer | B8 | 500 | 4000 | 0 | 69.94 | 73.94 | 8 | 0
2025 | MISO_MO-IL_2_TVA_Transmission | MISO_MO-IL | TVA_Transmission | Internal | Summer | B9 | 800 | 4000 | 0 | 66.34 | 72.41 | 8 | 0
2025 | MISO_MO-IL_2_TVA_Transmission | MISO_MO-IL | TVA_Transmission | Internal | Summer | B10 | 1262 | 4000 | 237.97 | 58.47 | 66.47 | 8 | 0
2025 | MISO_MO-IL_2_TVA_Transmission | MISO_MO-IL | TVA_Transmission | Internal | Winter | B16 | 25 | 4000 | 4000 | 81.92 | 93.92 | 8 | 4
2025 | MISO_MO-IL_2_TVA_Transmission | MISO_MO-IL | TVA_Transmission | Internal | Winter | B17 | 100 | 4000 | 3304.85 | 73.52 | 81.52 | 8 | 0
2025 | MISO_MO-IL_2_TVA_Transmission | MISO_MO-IL | TVA_Transmission | Internal | Winter | B18 | 400 | 4000 | 0 | 72.07 | 78.55 | 8 | 0
2025 | MISO_MO-IL_2_TVA_Transmission | MISO_MO-IL | TVA_Transmission | Internal | Winter | B19 | 700 | 4000 | 1432.91 | 68.98 | 76.98 | 8 | 0
2025 | MISO_MO-IL_2_TVA_Transmission | MISO_MO-IL | TVA_Transmission | Internal | Winter | B20 | 935 | 4000 | 1657.48 | 60.66 | 68.66 | 8 | 0
2025 | MISO_W_2_IESO | MISO_W | IESO | Internal | Shoulder | B11 | 25 | 145 | 0 | 79.1 | 58.85 | 8 | 0
2025 | MISO_W_2_IESO | MISO_W | IESO | Internal | Shoulder | B12 | 200 | 145 | 0 | 70.64 | 58.85 | 8 | 0
2025 | MISO_W_2_IESO | MISO_W | IESO | Internal | Shoulder | B13 | 600 | 145 | 0 | 67.64 | 55.03 | 8 | 0
2025 | MISO_W_2_IESO | MISO_W | IESO | Internal | Shoulder | B14 | 900 | 145 | 0 | 60.87 | 55.03 | 8 | 0
2025 | MISO_W_2_IESO | MISO_W | IESO | Internal | Shoulder | B15 | 1203 | 145 | 145 | 30.22 | 55.03 | 8 | 16.82
2025 | MISO_W_2_IESO | MISO_W | IESO | Internal | Summer | B1 | 10 | 145 | 0 | 148.99 | 141.99 | 8 | 0
2025 | MISO_W_2_IESO | MISO_W | IESO | Internal | Summer | B2 | 25 | 145 | 0 | 114.3 | 107.31 | 8 | 0
2025 | MISO_W_2_IESO | MISO_W | IESO | Internal | Summer | B3 | 75 | 145 | 0 | 110.82 | 91.83 | 8 | 0
2025 | MISO_W_2_IESO | MISO_W | IESO | Internal | Summer | B4 | 100 | 145 | 0 | 107.23 | 75.8 | 8 | 0
2025 | MISO_W_2_IESO | MISO_W | IESO | Internal | Summer | B5 | 200 | 145 | 0 | 107.23 | 70.07 | 8 | 0
2025 | MISO_W_2_IESO | MISO_W | IESO | Internal | Summer | B6 | 300 | 145 | 0 | 101.01 | 58.06 | 8 | 0
2025 | MISO_W_2_IESO | MISO_W | IESO | Internal | Summer | B7 | 400 | 145 | 0 | 73 | 52 | 8 | 0
2025 | MISO_W_2_IESO | MISO_W | IESO | Internal | Summer | B8 | 500 | 145 | 0 | 65.94 | 51.66 | 8 | 0
2025 | MISO_W_2_IESO | MISO_W | IESO | Internal | Summer | B9 | 800 | 145 | 0 | 64.41 | 51.66 | 8 | 0
2025 | MISO_W_2_IESO | MISO_W | IESO | Internal | Summer | B10 | 1262 | 145 | 0 | 55.9 | 51.66 | 8 | 0
2025 | MISO_W_2_IESO | MISO_W | IESO | Internal | Winter | B16 | 25 | 145 | 145 | 16.68 | 60.82 | 8 | 36.14
2025 | MISO_W_2_IESO | MISO_W | IESO | Internal | Winter | B17 | 100 | 145 | 0 | 61.52 | 59.06 | 8 | 0
2025 | MISO_W_2_IESO | MISO_W | IESO | Internal | Winter | B18 | 400 | 145 | 0 | 68.02 | 59.06 | 8 | 0
2025 | MISO_W_2_IESO | MISO_W | IESO | Internal | Winter | B19 | 700 | 145 | 0 | 68.02 | 59.06 | 8 | 0
2025 | MISO_W_2_IESO | MISO_W | IESO | Internal | Winter | B20 | 935 | 145 | 0 | 60.64 | 59.06 | 8 | 0
2025 | MISO_W_2_MAPP_CA | MISO_W | MAPP_CA | Internal | Shoulder | B11 | 25 | 700 | 0 | 79.1 | 65.1 | 0.01 | 0
2025 | MISO_W_2_MAPP_CA | MISO_W | MAPP_CA | Internal | Shoulder | B12 | 200 | 700 | 0 | 70.64 | 65.85 | 0.01 | 0
2025 | MISO_W_2_MAPP_CA | MISO_W | MAPP_CA | Internal | Shoulder | B13 | 600 | 700 | 0 | 67.64 | 62.03 | 0.01 | 0
2025 | MISO_W_2_MAPP_CA | MISO_W | MAPP_CA | Internal | Shoulder | B14 | 900 | 700 | 0 | 60.87 | 60.86 | 0.01 | 0
2025 | MISO_W_2_MAPP_CA | MISO_W | MAPP_CA | Internal | Shoulder | B15 | 1203 | 700 | 700 | 30.22 | 60.86 | 0.01 | 30.63
2025 | MISO_W_2_MAPP_CA | MISO_W | MAPP_CA | Internal | Summer | B1 | 10 | 700 | 0 | 148.99 | 133.99 | 0.01 | 0
2025 | MISO_W_2_MAPP_CA | MISO_W | MAPP_CA | Internal | Summer | B2 | 25 | 700 | 0 | 114.3 | 99.31 | 0.01 | 0
2025 | MISO_W_2_MAPP_CA | MISO_W | MAPP_CA | Internal | Summer | B3 | 75 | 700 | 0 | 110.82 | 96.82 | 0.01 | 0
2025 | MISO_W_2_MAPP_CA | MISO_W | MAPP_CA | Internal | Summer | B4 | 100 | 700 | 0 | 107.23 | 82.8 | 0.01 | 0
2025 | MISO_W_2_MAPP_CA | MISO_W | MAPP_CA | Internal | Summer | B5 | 200 | 700 | 0 | 107.23 | 77.07 | 0.01 | 0
2025 | MISO_W_2_MAPP_CA | MISO_W | MAPP_CA | Internal | Summer | B6 | 300 | 700 | 0 | 101.01 | 65.06 | 0.01 | 0
2025 | MISO_W_2_MAPP_CA | MISO_W | MAPP_CA | Internal | Summer | B7 | 400 | 700 | 0 | 73 | 59 | 0.01 | 0
2025 | MISO_W_2_MAPP_CA | MISO_W | MAPP_CA | Internal | Summer | B8 | 500 | 700 | 0 | 65.94 | 58.66 | 0.01 | 0
2025 | MISO_W_2_MAPP_CA | MISO_W | MAPP_CA | Internal | Summer | B9 | 800 | 700 | 0 | 64.41 | 58.66 | 0.01 | 0
2025 | MISO_W_2_MAPP_CA | MISO_W | MAPP_CA | Internal | Summer | B10 | 1262 | 700 | 700 | 55.9 | 58.66 | 0.01 | 2.75
2025 | MISO_W_2_MAPP_CA | MISO_W | MAPP_CA | Internal | Winter | B16 | 25 | 700 | 700 | 16.68 | 66.06 | 0.01 | 49.38
2025 | MISO_W_2_MAPP_CA | MISO_W | MAPP_CA | Internal | Winter | B17 | 100 | 700 | 700 | 61.52 | 66.06 | 0.01 | 4.53
2025 | MISO_W_2_MAPP_CA | MISO_W | MAPP_CA | Internal | Winter | B18 | 400 | 700 | 0 | 68.02 | 68.01 | 0.01 | 0
2025 | MISO_W_2_MAPP_CA | MISO_W | MAPP_CA | Internal | Winter | B19 | 700 | 700 | 0 | 68.02 | 68.01 | 0.01 | 0
2025 | MISO_W_2_MAPP_CA | MISO_W | MAPP_CA | Internal | Winter | B20 | 935 | 700 | 700 | 60.64 | 66.06 | 0.01 | 5.41
2025 | MISO_W_2_MISO_MO-IL | MISO_W | MISO_MO-IL | Internal | Shoulder | B11 | 25 | 4048 | 3102.08 | 79.1 | 79.11 | 0.01 | 0
2025 | MISO_W_2_MISO_MO-IL | MISO_W | MISO_MO-IL | Internal | Shoulder | B12 | 200 | 4048 | 4044.19 | 70.64 | 70.65 | 0.01 | 0
2025 | MISO_W_2_MISO_MO-IL | MISO_W | MISO_MO-IL | Internal | Shoulder | B13 | 600 | 4048 | 4048 | 67.64 | 70.65 | 0.01 | 3
2025 | MISO_W_2_MISO_MO-IL | MISO_W | MISO_MO-IL | Internal | Shoulder | B14 | 900 | 4048 | 4048 | 60.87 | 65 | 0.01 | 4.12
2025 | MISO_W_2_MISO_MO-IL | MISO_W | MISO_MO-IL | Internal | Shoulder | B15 | 1203 | 4048 | 4048 | 30.22 | 59.18 | 0.01 | 28.96
2025 | MISO_W_2_MISO_MO-IL | MISO_W | MISO_MO-IL | Internal | Summer | B1 | 10 | 4048 | 1186.59 | 148.99 | 149.01 | 0.01 | 0
2025 | MISO_W_2_MISO_MO-IL | MISO_W | MISO_MO-IL | Internal | Summer | B2 | 25 | 4048 | 4048 | 114.3 | 118.28 | 0.01 | 3.98
2025 | MISO_W_2_MISO_MO-IL | MISO_W | MISO_MO-IL | Internal | Summer | B3 | 75 | 4048 | 4048 | 110.82 | 114.81 | 0.01 | 3.98
2025 | MISO_W_2_MISO_MO-IL | MISO_W | MISO_MO-IL | Internal | Summer | B4 | 100 | 4048 | 4048 | 107.23 | 109.49 | 0.01 | 2.25
2025 | MISO_W_2_MISO_MO-IL | MISO_W | MISO_MO-IL | Internal | Summer | B5 | 200 | 4048 | 4048 | 107.23 | 109.49 | 0.01 | 2.25
2025 | MISO_W_2_MISO_MO-IL | MISO_W | MISO_MO-IL | Internal | Summer | B6 | 300 | 4048 | 3542.5 | 101.01 | 101.02 | 0.01 | 0
2025 | MISO_W_2_MISO_MO-IL | MISO_W | MISO_MO-IL | Internal | Summer | B7 | 400 | 4048 | 4048 | 73 | 77 | 0.01 | 3.99
2025 | MISO_W_2_MISO_MO-IL | MISO_W | MISO_MO-IL | Internal | Summer | B8 | 500 | 4048 | 4048 | 65.94 | 69.94 | 0.01 | 3.99
2025 | MISO_W_2_MISO_MO-IL | MISO_W | MISO_MO-IL | Internal | Summer | B9 | 800 | 4048 | 4048 | 64.41 | 66.34 | 0.01 | 1.92
2025 | MISO_W_2_MISO_MO-IL | MISO_W | MISO_MO-IL | Internal | Summer | B10 | 1262 | 4048 | 4048 | 55.9 | 58.47 | 0.01 | 2.57
2025 | MISO_W_2_MISO_MO-IL | MISO_W | MISO_MO-IL | Internal | Winter | B16 | 25 | 4048 | 4048 | 16.68 | 81.92 | 0.01 | 65.23
2025 | MISO_W_2_MISO_MO-IL | MISO_W | MISO_MO-IL | Internal | Winter | B17 | 100 | 4048 | 4048 | 61.52 | 73.52 | 0.01 | 11.99
2025 | MISO_W_2_MISO_MO-IL | MISO_W | MISO_MO-IL | Internal | Winter | B18 | 400 | 4048 | 4048 | 68.02 | 72.07 | 0.01 | 4.04
2025 | MISO_W_2_MISO_MO-IL | MISO_W | MISO_MO-IL | Internal | Winter | B19 | 700 | 4048 | 4048 | 68.02 | 68.98 | 0.01 | 0.95
2025 | MISO_W_2_MISO_MO-IL | MISO_W | MISO_MO-IL | Internal | Winter | B20 | 935 | 4048 | 3937.88 | 60.64 | 60.66 | 0.01 | 0
2025 | MISO_W_2_MISO_WUMS | MISO_W | MISO_WUMS | Internal | Shoulder | B11 | 25 | 1747 | 517.92 | 79.1 | 79.11 | 0.01 | 0
2025 | MISO_W_2_MISO_WUMS | MISO_W | MISO_WUMS | Internal | Shoulder | B12 | 200 | 1747 | 628.03 | 70.64 | 70.65 | 0.01 | 0
2025 | MISO_W_2_MISO_WUMS | MISO_W | MISO_WUMS | Internal | Shoulder | B13 | 600 | 1747 | 286.38 | 67.64 | 67.66 | 0.01 | 0
2025 | MISO_W_2_MISO_WUMS | MISO_W | MISO_WUMS | Internal | Shoulder | B14 | 900 | 1747 | 1747 | 60.87 | 67.38 | 0.01 | 6.49
2025 | MISO_W_2_MISO_WUMS | MISO_W | MISO_WUMS | Internal | Shoulder | B15 | 1203 | 1747 | 1747 | 30.22 | 58.71 | 0.01 | 28.49
2025 | MISO_W_2_MISO_WUMS | MISO_W | MISO_WUMS | Internal | Summer | B1 | 10 | 1747 | 0 | 148.99 | 148.99 | 0.01 | 0
2025 | MISO_W_2_MISO_WUMS | MISO_W | MISO_WUMS | Internal | Summer | B2 | 25 | 1747 | 0 | 114.3 | 114.3 | 0.01 | 0
2025 | MISO_W_2_MISO_WUMS | MISO_W | MISO_WUMS | Internal | Summer | B3 | 75 | 1747 | 1253.6 | 110.82 | 110.83 | 0.01 | 0
2025 | MISO_W_2_MISO_WUMS | MISO_W | MISO_WUMS | Internal | Summer | B4 | 100 | 1747 | 409.71 | 107.23 | 107.24 | 0.01 | 0
2025 | MISO_W_2_MISO_WUMS | MISO_W | MISO_WUMS | Internal | Summer | B5 | 200 | 1747 | 0 | 107.23 | 107.23 | 0.01 | 0
2025 | MISO_W_2_MISO_WUMS | MISO_W | MISO_WUMS | Internal | Summer | B6 | 300 | 1747 | 0 | 101.01 | 101.01 | 0.01 | 0
2025 | MISO_W_2_MISO_WUMS | MISO_W | MISO_WUMS | Internal | Summer | B7 | 400 | 1747 | 0 | 73 | 73 | 0.01 | 0
2025 | MISO_W_2_MISO_WUMS | MISO_W | MISO_WUMS | Internal | Summer | B8 | 500 | 1747 | 0 | 65.94 | 65.94 | 0.01 | 0
2025 | MISO_W_2_MISO_WUMS | MISO_W | MISO_WUMS | Internal | Summer | B9 | 800 | 1747 | 1514.17 | 64.41 | 64.43 | 0.01 | 0
2025 | MISO_W_2_MISO_WUMS | MISO_W | MISO_WUMS | Internal | Summer | B10 | 1262 | 1747 | 1747 | 55.9 | 57.49 | 0.01 | 1.59
2025 | MISO_W_2_MISO_WUMS | MISO_W | MISO_WUMS | Internal | Winter | B16 | 25 | 1747 | 1747 | 16.68 | 83.9 | 0.01 | 67.21
2025 | MISO_W_2_MISO_WUMS | MISO_W | MISO_WUMS | Internal | Winter | B17 | 100 | 1747 | 1747 | 61.52 | 74.91 | 0.01 | 13.37
2025 | MISO_W_2_MISO_WUMS | MISO_W | MISO_WUMS | Internal | Winter | B18 | 400 | 1747 | 1747 | 68.02 | 70.15 | 0.01 | 2.12
2025 | MISO_W_2_MISO_WUMS | MISO_W | MISO_WUMS | Internal | Winter | B19 | 700 | 1747 | 1747 | 68.02 | 70.01 | 0.01 | 1.98
2025 | MISO_W_2_MISO_WUMS | MISO_W | MISO_WUMS | Internal | Winter | B20 | 935 | 1747 | 1747 | 60.64 | 61.07 | 0.01 | 0.41
2025 | MISO_W_2_PJM_ROR | MISO_W | PJM_ROR | Internal | Shoulder | B11 | 25 | 19839 | 16368.9 | 79.1 | 81.1 | 2 | 0
2025 | MISO_W_2_PJM_ROR | MISO_W | PJM_ROR | Internal | Shoulder | B12 | 200 | 19839 | 19839 | 70.64 | 72.65 | 2 | 0.01
2025 | MISO_W_2_PJM_ROR | MISO_W | PJM_ROR | Internal | Shoulder | B13 | 600 | 19839 | 19661.36 | 67.64 | 69.64 | 2 | 0
2025 | MISO_W_2_PJM_ROR | MISO_W | PJM_ROR | Internal | Shoulder | B14 | 900 | 19839 | 19839 | 60.87 | 67.71 | 2 | 4.84
2025 | MISO_W_2_PJM_ROR | MISO_W | PJM_ROR | Internal | Shoulder | B15 | 1203 | 19839 | 19839 | 30.22 | 60.02 | 2 | 27.8
2025 | MISO_W_2_PJM_ROR | MISO_W | PJM_ROR | Internal | Summer | B1 | 10 | 19839 | 18687.85 | 148.99 | 150.99 | 2 | 0
2025 | MISO_W_2_PJM_ROR | MISO_W | PJM_ROR | Internal | Summer | B2 | 25 | 19839 | 17396.42 | 114.3 | 116.3 | 2 | 0
2025 | MISO_W_2_PJM_ROR | MISO_W | PJM_ROR | Internal | Summer | B3 | 75 | 19839 | 7931.74 | 110.82 | 112.82 | 2 | 0
2025 | MISO_W_2_PJM_ROR | MISO_W | PJM_ROR | Internal | Summer | B4 | 100 | 19839 | 7276.42 | 107.23 | 109.23 | 2 | 0
2025 | MISO_W_2_PJM_ROR | MISO_W | PJM_ROR | Internal | Summer | B5 | 200 | 19839 | 7675.74 | 107.23 | 109.23 | 2 | 0
2025 | MISO_W_2_PJM_ROR | MISO_W | PJM_ROR | Internal | Summer | B6 | 300 | 19839 | 9036.12 | 101.01 | 103.01 | 2 | 0
2025 | MISO_W_2_PJM_ROR | MISO_W | PJM_ROR | Internal | Summer | B7 | 400 | 19839 | 13516.51 | 73 | 75 | 2 | 0
2025 | MISO_W_2_PJM_ROR | MISO_W | PJM_ROR | Internal | Summer | B8 | 500 | 19839 | 17193.67 | 65.94 | 67.94 | 2 | 0
2025 | MISO_W_2_PJM_ROR | MISO_W | PJM_ROR | Internal | Summer | B9 | 800 | 19839 | 15532.45 | 64.41 | 66.41 | 2 | 0
2025 | MISO_W_2_PJM_ROR | MISO_W | PJM_ROR | Internal | Summer | B10 | 1262 | 19839 | 15240.28 | 55.9 | 57.9 | 2 | 0
2025 | MISO_W_2_PJM_ROR | MISO_W | PJM_ROR | Internal | Winter | B16 | 25 | 19839 | 19839 | 16.68 | 85.9 | 2 | 67.23
2025 | MISO_W_2_PJM_ROR | MISO_W | PJM_ROR | Internal | Winter | B17 | 100 | 19839 | 19839 | 61.52 | 76.91 | 2 | 13.39
2025 | MISO_W_2_PJM_ROR | MISO_W | PJM_ROR | Internal | Winter | B18 | 400 | 19839 | 19839 | 68.02 | 72.94 | 2 | 2.92
2025 | MISO_W_2_PJM_ROR | MISO_W | PJM_ROR | Internal | Winter | B19 | 700 | 19839 | 19839 | 68.02 | 70.98 | 2 | 0.97
2025 | MISO_W_2_PJM_ROR | MISO_W | PJM_ROR | Internal | Winter | B20 | 935 | 19839 | 19661.42 | 60.64 | 62.64 | 2 | 0
2025 | MISO_W_2_SPP_N | MISO_W | SPP_N | Internal | Shoulder | B11 | 25 | 3450 | 0 | 79.1 | 74.1 | 7 | 0
2025 | MISO_W_2_SPP_N | MISO_W | SPP_N | Internal | Shoulder | B12 | 200 | 3450 | 0 | 70.64 | 65.65 | 7 | 0
2025 | MISO_W_2_SPP_N | MISO_W | SPP_N | Internal | Shoulder | B13 | 600 | 3450 | 0 | 67.64 | 65.65 | 7 | 0
2025 | MISO_W_2_SPP_N | MISO_W | SPP_N | Internal | Shoulder | B14 | 900 | 3450 | 0 | 60.87 | 50.64 | 7 | 0
2025 | MISO_W_2_SPP_N | MISO_W | SPP_N | Internal | Shoulder | B15 | 1203 | 3450 | 0 | 30.22 | 0.02 | 7 | 0
2025 | MISO_W_2_SPP_N | MISO_W | SPP_N | Internal | Summer | B1 | 10 | 3450 | 0 | 148.99 | 112.65 | 7 | 0
2025 | MISO_W_2_SPP_N | MISO_W | SPP_N | Internal | Summer | B2 | 25 | 3450 | 0 | 114.3 | 113.28 | 7 | 0
2025 | MISO_W_2_SPP_N | MISO_W | SPP_N | Internal | Summer | B3 | 75 | 3450 | 0 | 110.82 | 114.74 | 7 | 0
2025 | MISO_W_2_SPP_N | MISO_W | SPP_N | Internal | Summer | B4 | 100 | 3450 | 0 | 107.23 | 108.27 | 7 | 0
2025 | MISO_W_2_SPP_N | MISO_W | SPP_N | Internal | Summer | B5 | 200 | 3450 | 0 | 107.23 | 104.49 | 7 | 0
2025 | MISO_W_2_SPP_N | MISO_W | SPP_N | Internal | Summer | B6 | 300 | 3450 | 0 | 101.01 | 96.02 | 7 | 0
2025 | MISO_W_2_SPP_N | MISO_W | SPP_N | Internal | Summer | B7 | 400 | 3450 | 0 | 73 | 72.28 | 7 | 0
2025 | MISO_W_2_SPP_N | MISO_W | SPP_N | Internal | Summer | B8 | 500 | 3450 | 0 | 65.94 | 68.91 | 7 | 0
2025 | MISO_W_2_SPP_N | MISO_W | SPP_N | Internal | Summer | B9 | 800 | 3450 | 0 | 64.41 | 66.61 | 7 | 0
2025 | MISO_W_2_SPP_N | MISO_W | SPP_N | Internal | Summer | B10 | 1262 | 3450 | 0 | 55.9 | 58.18 | 7 | 0
2025 | MISO_W_2_SPP_N | MISO_W | SPP_N | Internal | Winter | B16 | 25 | 3450 | 3450 | 16.68 | 71.07 | 7 | 47.4
2025 | MISO_W_2_SPP_N | MISO_W | SPP_N | Internal | Winter | B17 | 100 | 3450 | 1045.74 | 61.52 | 68.52 | 7 | 0
2025 | MISO_W_2_SPP_N | MISO_W | SPP_N | Internal | Winter | B18 | 400 | 3450 | 0 | 68.02 | 68.52 | 7 | 0
2025 | MISO_W_2_SPP_N | MISO_W | SPP_N | Internal | Winter | B19 | 700 | 3450 | 0 | 68.02 | 63.98 | 7 | 0
2025 | MISO_W_2_SPP_N | MISO_W | SPP_N | Internal | Winter | B20 | 935 | 3450 | 0 | 60.64 | 48.66 | 7 | 0
2025 | MISO_WUMS_2_MISO_MI | MISO_WUMS | MISO_MI | Internal | Shoulder | B11 | 25 | 294 | 294 | 79.11 | 83.1 | 0.01 | 3.98
2025 | MISO_WUMS_2_MISO_MI | MISO_WUMS | MISO_MI | Internal | Shoulder | B12 | 200 | 294 | 294 | 70.65 | 74.65 | 0.01 | 3.99
2025 | MISO_WUMS_2_MISO_MI | MISO_WUMS | MISO_MI | Internal | Shoulder | B13 | 600 | 294 | 294 | 67.66 | 71.64 | 0.01 | 3.98
2025 | MISO_WUMS_2_MISO_MI | MISO_WUMS | MISO_MI | Internal | Shoulder | B14 | 900 | 294 | 294 | 67.38 | 69.57 | 0.01 | 2.18
2025 | MISO_WUMS_2_MISO_MI | MISO_WUMS | MISO_MI | Internal | Shoulder | B15 | 1203 | 294 | 294 | 58.71 | 62.03 | 0.01 | 3.31
2025 | MISO_WUMS_2_MISO_MI | MISO_WUMS | MISO_MI | Internal | Summer | B1 | 10 | 294 | 0 | 148.99 | 148.99 | 0.01 | 0
2025 | MISO_WUMS_2_MISO_MI | MISO_WUMS | MISO_MI | Internal | Summer | B2 | 25 | 294 | 9.66 | 114.3 | 114.31 | 0.01 | 0
2025 | MISO_WUMS_2_MISO_MI | MISO_WUMS | MISO_MI | Internal | Summer | B3 | 75 | 294 | 294 | 110.83 | 113.3 | 0.01 | 2.46
2025 | MISO_WUMS_2_MISO_MI | MISO_WUMS | MISO_MI | Internal | Summer | B4 | 100 | 294 | 136.96 | 107.24 | 107.26 | 0.01 | 0
2025 | MISO_WUMS_2_MISO_MI | MISO_WUMS | MISO_MI | Internal | Summer | B5 | 200 | 294 | 0 | 107.23 | 107.23 | 0.01 | 0
2025 | MISO_WUMS_2_MISO_MI | MISO_WUMS | MISO_MI | Internal | Summer | B6 | 300 | 294 | 0 | 101.01 | 101.01 | 0.01 | 0
2025 | MISO_WUMS_2_MISO_MI | MISO_WUMS | MISO_MI | Internal | Summer | B7 | 400 | 294 | 294 | 73 | 77 | 0.01 | 3.99
2025 | MISO_WUMS_2_MISO_MI | MISO_WUMS | MISO_MI | Internal | Summer | B8 | 500 | 294 | 294 | 65.94 | 69.94 | 0.01 | 3.99
2025 | MISO_WUMS_2_MISO_MI | MISO_WUMS | MISO_MI | Internal | Summer | B9 | 800 | 294 | 294 | 64.43 | 66.34 | 0.01 | 1.91
2025 | MISO_WUMS_2_MISO_MI | MISO_WUMS | MISO_MI | Internal | Summer | B10 | 1262 | 294 | 294 | 57.49 | 58.66 | 0.01 | 1.16
2025 | MISO_WUMS_2_MISO_MI | MISO_WUMS | MISO_MI | Internal | Winter | B16 | 25 | 294 | 294 | 83.9 | 85.96 | 0.01 | 2.04
2025 | MISO_WUMS_2_MISO_MI | MISO_WUMS | MISO_MI | Internal | Winter | B17 | 100 | 294 | 294 | 74.91 | 78.91 | 0.01 | 3.99
2025 | MISO_WUMS_2_MISO_MI | MISO_WUMS | MISO_MI | Internal | Winter | B18 | 400 | 294 | 294 | 70.15 | 74.93 | 0.01 | 4.76
2025 | MISO_WUMS_2_MISO_MI | MISO_WUMS | MISO_MI | Internal | Winter | B19 | 700 | 294 | 294 | 70.01 | 70.81 | 0.01 | 0.79
2025 | MISO_WUMS_2_MISO_MI | MISO_WUMS | MISO_MI | Internal | Winter | B20 | 935 | 294 | 294 | 61.07 | 64.64 | 0.01 | 3.57
2025 | MISO_WUMS_2_MISO_W | MISO_WUMS | MISO_W | Internal | Shoulder | B11 | 25 | 1255 | 0 | 79.11 | 79.1 | 0.01 | 0
2025 | MISO_WUMS_2_MISO_W | MISO_WUMS | MISO_W | Internal | Shoulder | B12 | 200 | 1255 | 0 | 70.65 | 70.64 | 0.01 | 0
2025 | MISO_WUMS_2_MISO_W | MISO_WUMS | MISO_W | Internal | Shoulder | B13 | 600 | 1255 | 0 | 67.66 | 67.64 | 0.01 | 0
2025 | MISO_WUMS_2_MISO_W | MISO_WUMS | MISO_W | Internal | Shoulder | B14 | 900 | 1255 | 0 | 67.38 | 60.87 | 0.01 | 0
2025 | MISO_WUMS_2_MISO_W | MISO_WUMS | MISO_W | Internal | Shoulder | B15 | 1203 | 1255 | 0 | 58.71 | 30.22 | 0.01 | 0
2025 | MISO_WUMS_2_MISO_W | MISO_WUMS | MISO_W | Internal | Summer | B1 | 10 | 1255 | 0 | 148.99 | 148.99 | 0.01 | 0
2025 | MISO_WUMS_2_MISO_W | MISO_WUMS | MISO_W | Internal | Summer | B2 | 25 | 1255 | 0 | 114.3 | 114.3 | 0.01 | 0
2025 | MISO_WUMS_2_MISO_W | MISO_WUMS | MISO_W | Internal | Summer | B3 | 75 | 1255 | 0 | 110.83 | 110.82 | 0.01 | 0
2025 | MISO_WUMS_2_MISO_W | MISO_WUMS | MISO_W | Internal | Summer | B4 | 100 | 1255 | 0 | 107.24 | 107.23 | 0.01 | 0
2025 | MISO_WUMS_2_MISO_W | MISO_WUMS | MISO_W | Internal | Summer | B5 | 200 | 1255 | 0 | 107.23 | 107.23 | 0.01 | 0
2025 | MISO_WUMS_2_MISO_W | MISO_WUMS | MISO_W | Internal | Summer | B6 | 300 | 1255 | 0 | 101.01 | 101.01 | 0.01 | 0
2025 | MISO_WUMS_2_MISO_W | MISO_WUMS | MISO_W | Internal | Summer | B7 | 400 | 1255 | 0 | 73 | 73 | 0.01 | 0
2025 | MISO_WUMS_2_MISO_W | MISO_WUMS | MISO_W | Internal | Summer | B8 | 500 | 1255 | 0 | 65.94 | 65.94 | 0.01 | 0
2025 | MISO_WUMS_2_MISO_W | MISO_WUMS | MISO_W | Internal | Summer | B9 | 800 | 1255 | 0 | 64.43 | 64.41 | 0.01 | 0
2025 | MISO_WUMS_2_MISO_W | MISO_WUMS | MISO_W | Internal | Summer | B10 | 1262 | 1255 | 0 | 57.49 | 55.9 | 0.01 | 0
2025 | MISO_WUMS_2_MISO_W | MISO_WUMS | MISO_W | Internal | Winter | B16 | 25 | 1255 | 0 | 83.9 | 16.68 | 0.01 | 0
2025 | MISO_WUMS_2_MISO_W | MISO_WUMS | MISO_W | Internal | Winter | B17 | 100 | 1255 | 0 | 74.91 | 61.52 | 0.01 | 0
2025 | MISO_WUMS_2_MISO_W | MISO_WUMS | MISO_W | Internal | Winter | B18 | 400 | 1255 | 0 | 70.15 | 68.02 | 0.01 | 0
2025 | MISO_WUMS_2_MISO_W | MISO_WUMS | MISO_W | Internal | Winter | B19 | 700 | 1255 | 0 | 70.01 | 68.02 | 0.01 | 0
2025 | MISO_WUMS_2_MISO_W | MISO_WUMS | MISO_W | Internal | Winter | B20 | 935 | 1255 | 0 | 61.07 | 60.64 | 0.01 | 0
2025 | MISO_WUMS_2_PJM_ROR | MISO_WUMS | PJM_ROR | Internal | Shoulder | B11 | 25 | 1600 | 0 | 79.11 | 81.1 | 2 | 0
2025 | MISO_WUMS_2_PJM_ROR | MISO_WUMS | PJM_ROR | Internal | Shoulder | B12 | 200 | 1600 | 139.77 | 70.65 | 72.65 | 2 | 0
2025 | MISO_WUMS_2_PJM_ROR | MISO_WUMS | PJM_ROR | Internal | Shoulder | B13 | 600 | 1600 | 0 | 67.66 | 69.64 | 2 | 0
2025 | MISO_WUMS_2_PJM_ROR | MISO_WUMS | PJM_ROR | Internal | Shoulder | B14 | 900 | 1600 | 0 | 67.38 | 67.71 | 2 | 0
2025 | MISO_WUMS_2_PJM_ROR | MISO_WUMS | PJM_ROR | Internal | Shoulder | B15 | 1203 | 1600 | 0 | 58.71 | 60.02 | 2 | 0
2025 | MISO_WUMS_2_PJM_ROR | MISO_WUMS | PJM_ROR | Internal | Summer | B1 | 10 | 1600 | 1544.44 | 148.99 | 150.99 | 2 | 0
2025 | MISO_WUMS_2_PJM_ROR | MISO_WUMS | PJM_ROR | Internal | Summer | B2 | 25 | 1600 | 1271.9 | 114.3 | 116.3 | 2 | 0
2025 | MISO_WUMS_2_PJM_ROR | MISO_WUMS | PJM_ROR | Internal | Summer | B3 | 75 | 1600 | 0 | 110.83 | 112.82 | 2 | 0
2025 | MISO_WUMS_2_PJM_ROR | MISO_WUMS | PJM_ROR | Internal | Summer | B4 | 100 | 1600 | 0 | 107.24 | 109.23 | 2 | 0
2025 | MISO_WUMS_2_PJM_ROR | MISO_WUMS | PJM_ROR | Internal | Summer | B5 | 200 | 1600 | 254.95 | 107.23 | 109.23 | 2 | 0
2025 | MISO_WUMS_2_PJM_ROR | MISO_WUMS | PJM_ROR | Internal | Summer | B6 | 300 | 1600 | 749.76 | 101.01 | 103.01 | 2 | 0
2025 | MISO_WUMS_2_PJM_ROR | MISO_WUMS | PJM_ROR | Internal | Summer | B7 | 400 | 1600 | 248.16 | 73 | 75 | 2 | 0
2025 | MISO_WUMS_2_PJM_ROR | MISO_WUMS | PJM_ROR | Internal | Summer | B8 | 500 | 1600 | 320.76 | 65.94 | 67.94 | 2 | 0
2025 | MISO_WUMS_2_PJM_ROR | MISO_WUMS | PJM_ROR | Internal | Summer | B9 | 800 | 1600 | 0 | 64.43 | 66.41 | 2 | 0
2025 | MISO_WUMS_2_PJM_ROR | MISO_WUMS | PJM_ROR | Internal | Summer | B10 | 1262 | 1600 | 0 | 57.49 | 57.9 | 2 | 0
2025 | MISO_WUMS_2_PJM_ROR | MISO_WUMS | PJM_ROR | Internal | Winter | B16 | 25 | 1600 | 1398.26 | 83.9 | 85.9 | 2 | 0
2025 | MISO_WUMS_2_PJM_ROR | MISO_WUMS | PJM_ROR | Internal | Winter | B17 | 100 | 1600 | 1398.01 | 74.91 | 76.91 | 2 | 0
2025 | MISO_WUMS_2_PJM_ROR | MISO_WUMS | PJM_ROR | Internal | Winter | B18 | 400 | 1600 | 1600 | 70.15 | 72.94 | 2 | 0.79
2025 | MISO_WUMS_2_PJM_ROR | MISO_WUMS | PJM_ROR | Internal | Winter | B19 | 700 | 1600 | 0 | 70.01 | 70.98 | 2 | 0
2025 | MISO_WUMS_2_PJM_ROR | MISO_WUMS | PJM_ROR | Internal | Winter | B20 | 935 | 1600 | 0 | 61.07 | 62.64 | 2 | 0
2025 | NE_2_MAPP_US | NE | MAPP_US | Internal | Shoulder | B11 | 25 | 1600 | 0 | 74.1 | 72.1 | 5 | 0
2025 | NE_2_MAPP_US | NE | MAPP_US | Internal | Shoulder | B12 | 200 | 1600 | 0 | 65.64 | 63.64 | 5 | 0
2025 | NE_2_MAPP_US | NE | MAPP_US | Internal | Shoulder | B13 | 600 | 1600 | 0 | 62.64 | 60.64 | 5 | 0
2025 | NE_2_MAPP_US | NE | MAPP_US | Internal | Shoulder | B14 | 900 | 1600 | 0 | 50.63 | 53.87 | 5 | 0
2025 | NE_2_MAPP_US | NE | MAPP_US | Internal | Shoulder | B15 | 1203 | 1600 | 1121.24 | 11.68 | 16.68 | 5 | 0
2025 | NE_2_MAPP_US | NE | MAPP_US | Internal | Summer | B1 | 10 | 1600 | 0 | 143.99 | 141.99 | 5 | 0
2025 | NE_2_MAPP_US | NE | MAPP_US | Internal | Summer | B2 | 25 | 1600 | 0 | 109.3 | 107.3 | 5 | 0
2025 | NE_2_MAPP_US | NE | MAPP_US | Internal | Summer | B3 | 75 | 1600 | 0 | 106.97 | 103.82 | 5 | 0
2025 | NE_2_MAPP_US | NE | MAPP_US | Internal | Summer | B4 | 100 | 1600 | 0 | 107.23 | 100.23 | 5 | 0
2025 | NE_2_MAPP_US | NE | MAPP_US | Internal | Summer | B5 | 200 | 1600 | 0 | 104.48 | 100.23 | 5 | 0
2025 | NE_2_MAPP_US | NE | MAPP_US | Internal | Summer | B6 | 300 | 1600 | 0 | 96.01 | 94.01 | 5 | 0
2025 | NE_2_MAPP_US | NE | MAPP_US | Internal | Summer | B7 | 400 | 1600 | 0 | 68 | 66 | 5 | 0
2025 | NE_2_MAPP_US | NE | MAPP_US | Internal | Summer | B8 | 500 | 1600 | 0 | 60.94 | 58.94 | 5 | 0
2025 | NE_2_MAPP_US | NE | MAPP_US | Internal | Summer | B9 | 800 | 1600 | 0 | 59.41 | 57.41 | 5 | 0
2025 | NE_2_MAPP_US | NE | MAPP_US | Internal | Summer | B10 | 1262 | 1600 | 0 | 50.9 | 48.9 | 5 | 0
2025 | NE_2_MAPP_US | NE | MAPP_US | Internal | Winter | B16 | 25 | 1600 | 0 | 11.68 | 9.68 | 5 | 0
2025 | NE_2_MAPP_US | NE | MAPP_US | Internal | Winter | B17 | 100 | 1600 | 2.44 | 49.52 | 54.52 | 5 | 0
2025 | NE_2_MAPP_US | NE | MAPP_US | Internal | Winter | B18 | 400 | 1600 | 0 | 63.02 | 61.02 | 5 | 0
2025 | NE_2_MAPP_US | NE | MAPP_US | Internal | Winter | B19 | 700 | 1600 | 0 | 63.02 | 61.02 | 5 | 0
2025 | NE_2_MAPP_US | NE | MAPP_US | Internal | Winter | B20 | 935 | 1600 | 362.01 | 48.64 | 53.64 | 5 | 0
2025 | NE_2_MISO_W | NE | MISO_W | Internal | Shoulder | B11 | 25 | 3614 | 2233.71 | 74.1 | 79.1 | 5 | 0
2025 | NE_2_MISO_W | NE | MISO_W | Internal | Shoulder | B12 | 200 | 3614 | 1630.33 | 65.64 | 70.64 | 5 | 0
2025 | NE_2_MISO_W | NE | MISO_W | Internal | Shoulder | B13 | 600 | 3614 | 2375.66 | 62.64 | 67.64 | 5 | 0
2025 | NE_2_MISO_W | NE | MISO_W | Internal | Shoulder | B14 | 900 | 3614 | 3614 | 50.63 | 60.87 | 5 | 5.24
2025 | NE_2_MISO_W | NE | MISO_W | Internal | Shoulder | B15 | 1203 | 3614 | 3614 | 11.68 | 30.22 | 5 | 13.54
2025 | NE_2_MISO_W | NE | MISO_W | Internal | Summer | B1 | 10 | 3614 | 3071.19 | 143.99 | 148.99 | 5 | 0
2025 | NE_2_MISO_W | NE | MISO_W | Internal | Summer | B2 | 25 | 3614 | 1090.69 | 109.3 | 114.3 | 5 | 0
2025 | NE_2_MISO_W | NE | MISO_W | Internal | Summer | B3 | 75 | 3614 | 0 | 106.97 | 110.82 | 5 | 0
2025 | NE_2_MISO_W | NE | MISO_W | Internal | Summer | B4 | 100 | 3614 | 0 | 107.23 | 107.23 | 5 | 0
2025 | NE_2_MISO_W | NE | MISO_W | Internal | Summer | B5 | 200 | 3614 | 0 | 104.48 | 107.23 | 5 | 0
2025 | NE_2_MISO_W | NE | MISO_W | Internal | Summer | B6 | 300 | 3614 | 430.98 | 96.01 | 101.01 | 5 | 0
2025 | NE_2_MISO_W | NE | MISO_W | Internal | Summer | B7 | 400 | 3614 | 39.85 | 68 | 73 | 5 | 0
2025 | NE_2_MISO_W | NE | MISO_W | Internal | Summer | B8 | 500 | 3614 | 974.1 | 60.94 | 65.94 | 5 | 0
2025 | NE_2_MISO_W | NE | MISO_W | Internal | Summer | B9 | 800 | 3614 | 832.41 | 59.41 | 64.41 | 5 | 0
2025 | NE_2_MISO_W | NE | MISO_W | Internal | Summer | B10 | 1262 | 3614 | 2020.08 | 50.9 | 55.9 | 5 | 0
2025 | NE_2_MISO_W | NE | MISO_W | Internal | Winter | B16 | 25 | 3614 | 3426.61 | 11.68 | 16.68 | 5 | 0
2025 | NE_2_MISO_W | NE | MISO_W | Internal | Winter | B17 | 100 | 3614 | 3614 | 49.52 | 61.52 | 5 | 7
2025 | NE_2_MISO_W | NE | MISO_W | Internal | Winter | B18 | 400 | 3614 | 3302.06 | 63.02 | 68.02 | 5 | 0
2025 | NE_2_MISO_W | NE | MISO_W | Internal | Winter | B19 | 700 | 3614 | 3175.69 | 63.02 | 68.02 | 5 | 0
2025 | NE_2_MISO_W | NE | MISO_W | Internal | Winter | B20 | 935 | 3614 | 3614 | 48.64 | 60.64 | 5 | 7
2025 | NE_2_SPP_N | NE | SPP_N | Internal | Shoulder | B11 | 25 | 1854 | 0 | 74.1 | 74.1 | 0.01 | 0
2025 | NE_2_SPP_N | NE | SPP_N | Internal | Shoulder | B12 | 200 | 1854 | 1850.29 | 65.64 | 65.65 | 0.01 | 0
2025 | NE_2_SPP_N | NE | SPP_N | Internal | Shoulder | B13 | 600 | 1854 | 1854 | 62.64 | 65.65 | 0.01 | 3
2025 | NE_2_SPP_N | NE | SPP_N | Internal | Shoulder | B14 | 900 | 1854 | 604.98 | 50.63 | 50.64 | 0.01 | 0
2025 | NE_2_SPP_N | NE | SPP_N | Internal | Shoulder | B15 | 1203 | 1854 | 0 | 11.68 | 0.02 | 0.01 | 0
2025 | NE_2_SPP_N | NE | SPP_N | Internal | Summer | B1 | 10 | 1854 | 0 | 143.99 | 112.65 | 0.01 | 0
2025 | NE_2_SPP_N | NE | SPP_N | Internal | Summer | B2 | 25 | 1854 | 1854 | 109.3 | 113.28 | 0.01 | 3.98
2025 | NE_2_SPP_N | NE | SPP_N | Internal | Summer | B3 | 75 | 1854 | 1854 | 106.97 | 114.74 | 0.01 | 7.76
2025 | NE_2_SPP_N | NE | SPP_N | Internal | Summer | B4 | 100 | 1854 | 1854 | 107.23 | 108.27 | 0.01 | 1.03
2025 | NE_2_SPP_N | NE | SPP_N | Internal | Summer | B5 | 200 | 1854 | 1304.03 | 104.48 | 104.49 | 0.01 | 0
2025 | NE_2_SPP_N | NE | SPP_N | Internal | Summer | B6 | 300 | 1854 | 1190.53 | 96.01 | 96.02 | 0.01 | 0
2025 | NE_2_SPP_N | NE | SPP_N | Internal | Summer | B7 | 400 | 1854 | 1854 | 68 | 72.28 | 0.01 | 4.27
2025 | NE_2_SPP_N | NE | SPP_N | Internal | Summer | B8 | 500 | 1854 | 1854 | 60.94 | 68.91 | 0.01 | 7.96
2025 | NE_2_SPP_N | NE | SPP_N | Internal | Summer | B9 | 800 | 1854 | 1854 | 59.41 | 66.61 | 0.01 | 7.18
2025 | NE_2_SPP_N | NE | SPP_N | Internal | Summer | B10 | 1262 | 1854 | 1854 | 50.9 | 58.18 | 0.01 | 7.28
2025 | NE_2_SPP_N | NE | SPP_N | Internal | Winter | B16 | 25 | 1854 | 1854 | 11.68 | 71.07 | 0.01 | 59.39
2025 | NE_2_SPP_N | NE | SPP_N | Internal | Winter | B17 | 100 | 1854 | 1854 | 49.52 | 68.52 | 0.01 | 18.99
2025 | NE_2_SPP_N | NE | SPP_N | Internal | Winter | B18 | 400 | 1854 | 1854 | 63.02 | 68.52 | 0.01 | 5.49
2025 | NE_2_SPP_N | NE | SPP_N | Internal | Winter | B19 | 700 | 1854 | 1854 | 63.02 | 63.98 | 0.01 | 0.95
2025 | NE_2_SPP_N | NE | SPP_N | Internal | Winter | B20 | 935 | 1854 | 1380.96 | 48.64 | 48.66 | 0.01 | 0
2025 | NEISO_2_NYISO_A-F | NEISO | NYISO_A-F | Internal | Shoulder | B11 | 25 | 600 | 0 | 65.74 | 65.85 | 3 | 0
2025 | NEISO_2_NYISO_A-F | NEISO | NYISO_A-F | Internal | Shoulder | B12 | 200 | 600 | 0 | 63.17 | 65.85 | 3 | 0
2025 | NEISO_2_NYISO_A-F | NEISO | NYISO_A-F | Internal | Shoulder | B13 | 600 | 600 | 0 | 63.17 | 62.03 | 3 | 0
2025 | NEISO_2_NYISO_A-F | NEISO | NYISO_A-F | Internal | Shoulder | B14 | 900 | 600 | 0 | 63.17 | 62.03 | 3 | 0
2025 | NEISO_2_NYISO_A-F | NEISO | NYISO_A-F | Internal | Shoulder | B15 | 1203 | 600 | 0 | 63.17 | 62.03 | 3 | 0
2025 | NEISO_2_NYISO_A-F | NEISO | NYISO_A-F | Internal | Summer | B1 | 10 | 600 | 0 | 751.19 | 148.99 | 3 | 0
2025 | NEISO_2_NYISO_A-F | NEISO | NYISO_A-F | Internal | Summer | B2 | 25 | 600 | 0 | 445.42 | 114.31 | 3 | 0
2025 | NEISO_2_NYISO_A-F | NEISO | NYISO_A-F | Internal | Summer | B3 | 75 | 600 | 0 | 101.83 | 98.83 | 3 | 0
2025 | NEISO_2_NYISO_A-F | NEISO | NYISO_A-F | Internal | Summer | B4 | 100 | 600 | 0 | 85.8 | 82.8 | 3 | 0
2025 | NEISO_2_NYISO_A-F | NEISO | NYISO_A-F | Internal | Summer | B5 | 200 | 600 | 0 | 85.8 | 81.8 | 3 | 0
2025 | NEISO_2_NYISO_A-F | NEISO | NYISO_A-F | Internal | Summer | B6 | 300 | 600 | 0 | 62.57 | 65.06 | 3 | 0
2025 | NEISO_2_NYISO_A-F | NEISO | NYISO_A-F | Internal | Summer | B7 | 400 | 600 | 0 | 62.57 | 59.57 | 3 | 0
2025 | NEISO_2_NYISO_A-F | NEISO | NYISO_A-F | Internal | Summer | B8 | 500 | 600 | 0 | 62.57 | 59.57 | 3 | 0
2025 | NEISO_2_NYISO_A-F | NEISO | NYISO_A-F | Internal | Summer | B9 | 800 | 600 | 0 | 62.57 | 59.57 | 3 | 0
2025 | NEISO_2_NYISO_A-F | NEISO | NYISO_A-F | Internal | Summer | B10 | 1262 | 600 | 0 | 62.57 | 59.57 | 3 | 0
2025 | NEISO_2_NYISO_A-F | NEISO | NYISO_A-F | Internal | Winter | B16 | 25 | 600 | 0 | 75.54 | 67.82 | 3 | 0
2025 | NEISO_2_NYISO_A-F | NEISO | NYISO_A-F | Internal | Winter | B17 | 100 | 600 | 0 | 74.64 | 66.06 | 3 | 0
2025 | NEISO_2_NYISO_A-F | NEISO | NYISO_A-F | Internal | Winter | B18 | 400 | 600 | 0 | 72.03 | 66.06 | 3 | 0
2025 | NEISO_2_NYISO_A-F | NEISO | NYISO_A-F | Internal | Winter | B19 | 700 | 600 | 0 | 72.03 | 66.06 | 3 | 0
2025 | NEISO_2_NYISO_A-F | NEISO | NYISO_A-F | Internal | Winter | B20 | 935 | 600 | 0 | 70.43 | 66.06 | 3 | 0
2025 | NEISO_2_NYISO_G-I | NEISO | NYISO_G-I | Internal | Shoulder | B11 | 25 | 600 | 600 | 65.74 | 70.43 | 3 | 1.69
2025 | NEISO_2_NYISO_G-I | NEISO | NYISO_G-I | Internal | Shoulder | B12 | 200 | 600 | 0 | 63.17 | 66.16 | 3 | 0
2025 | NEISO_2_NYISO_G-I | NEISO | NYISO_G-I | Internal | Shoulder | B13 | 600 | 600 | 0 | 63.17 | 66.16 | 3 | 0
2025 | NEISO_2_NYISO_G-I | NEISO | NYISO_G-I | Internal | Shoulder | B14 | 900 | 600 | 0 | 63.17 | 66.16 | 3 | 0
2025 | NEISO_2_NYISO_G-I | NEISO | NYISO_G-I | Internal | Shoulder | B15 | 1203 | 600 | 0 | 63.17 | 62.04 | 3 | 0
2025 | NEISO_2_NYISO_G-I | NEISO | NYISO_G-I | Internal | Summer | B1 | 10 | 600 | 0 | 751.19 | 748.18 | 3 | 0
2025 | NEISO_2_NYISO_G-I | NEISO | NYISO_G-I | Internal | Summer | B2 | 25 | 600 | 0 | 445.42 | 442.42 | 3 | 0
2025 | NEISO_2_NYISO_G-I | NEISO | NYISO_G-I | Internal | Summer | B3 | 75 | 600 | 0 | 101.83 | 104.82 | 3 | 0
2025 | NEISO_2_NYISO_G-I | NEISO | NYISO_G-I | Internal | Summer | B4 | 100 | 600 | 600 | 85.8 | 91.83 | 3 | 3.03
2025 | NEISO_2_NYISO_G-I | NEISO | NYISO_G-I | Internal | Summer | B5 | 200 | 600 | 600 | 85.8 | 91.83 | 3 | 3.03
2025 | NEISO_2_NYISO_G-I | NEISO | NYISO_G-I | Internal | Summer | B6 | 300 | 600 | 600 | 62.57 | 89.57 | 3 | 24
2025 | NEISO_2_NYISO_G-I | NEISO | NYISO_G-I | Internal | Summer | B7 | 400 | 600 | 600 | 62.57 | 66.97 | 3 | 1.39
2025 | NEISO_2_NYISO_G-I | NEISO | NYISO_G-I | Internal | Summer | B8 | 500 | 600 | 0 | 62.57 | 64.4 | 3 | 0
2025 | NEISO_2_NYISO_G-I | NEISO | NYISO_G-I | Internal | Summer | B9 | 800 | 600 | 0 | 62.57 | 62.91 | 3 | 0
2025 | NEISO_2_NYISO_G-I | NEISO | NYISO_G-I | Internal | Summer | B10 | 1262 | 600 | 0 | 62.57 | 59.58 | 3 | 0
2025 | NEISO_2_NYISO_G-I | NEISO | NYISO_G-I | Internal | Winter | B16 | 25 | 600 | 0 | 75.54 | 78.52 | 3 | 0
2025 | NEISO_2_NYISO_G-I | NEISO | NYISO_G-I | Internal | Winter | B17 | 100 | 600 | 0 | 74.64 | 77.63 | 3 | 0
2025 | NEISO_2_NYISO_G-I | NEISO | NYISO_G-I | Internal | Winter | B18 | 400 | 600 | 243.87 | 72.03 | 75.03 | 3 | 0
2025 | NEISO_2_NYISO_G-I | NEISO | NYISO_G-I | Internal | Winter | B19 | 700 | 600 | 425.84 | 72.03 | 75.03 | 3 | 0
2025 | NEISO_2_NYISO_G-I | NEISO | NYISO_G-I | Internal | Winter | B20 | 935 | 600 | 0 | 70.43 | 67.43 | 3 | 0
2025 | NEISO_2_NYISO_J-K | NEISO | NYISO_J-K | Internal | Shoulder | B11 | 25 | 1038 | 1038 | 65.74 | 70.44 | 3 | 1.7
2025 | NEISO_2_NYISO_J-K | NEISO | NYISO_J-K | Internal | Shoulder | B12 | 200 | 1038 | 514.3 | 63.17 | 66.17 | 3 | 0
2025 | NEISO_2_NYISO_J-K | NEISO | NYISO_J-K | Internal | Shoulder | B13 | 600 | 1038 | 498.24 | 63.17 | 66.17 | 3 | 0
2025 | NEISO_2_NYISO_J-K | NEISO | NYISO_J-K | Internal | Shoulder | B14 | 900 | 1038 | 522.32 | 63.17 | 66.17 | 3 | 0
2025 | NEISO_2_NYISO_J-K | NEISO | NYISO_J-K | Internal | Shoulder | B15 | 1203 | 1038 | 0 | 63.17 | 62.06 | 3 | 0
2025 | NEISO_2_NYISO_J-K | NEISO | NYISO_J-K | Internal | Summer | B1 | 10 | 1038 | 0 | 751.19 | 748.19 | 3 | 0
2025 | NEISO_2_NYISO_J-K | NEISO | NYISO_J-K | Internal | Summer | B2 | 25 | 1038 | 0 | 445.42 | 442.43 | 3 | 0
2025 | NEISO_2_NYISO_J-K | NEISO | NYISO_J-K | Internal | Summer | B3 | 75 | 1038 | 1003.3 | 101.83 | 104.83 | 3 | 0
2025 | NEISO_2_NYISO_J-K | NEISO | NYISO_J-K | Internal | Summer | B4 | 100 | 1038 | 1038 | 85.8 | 91.85 | 3 | 3.04
2025 | NEISO_2_NYISO_J-K | NEISO | NYISO_J-K | Internal | Summer | B5 | 200 | 1038 | 1038 | 85.8 | 91.85 | 3 | 3.04
2025 | NEISO_2_NYISO_J-K | NEISO | NYISO_J-K | Internal | Summer | B6 | 300 | 1038 | 1038 | 62.57 | 89.58 | 3 | 24.01
2025 | NEISO_2_NYISO_J-K | NEISO | NYISO_J-K | Internal | Summer | B7 | 400 | 1038 | 1038 | 62.57 | 66.98 | 3 | 1.41
2025 | NEISO_2_NYISO_J-K | NEISO | NYISO_J-K | Internal | Summer | B8 | 500 | 1038 | 0 | 62.57 | 64.41 | 3 | 0
2025 | NEISO_2_NYISO_J-K | NEISO | NYISO_J-K | Internal | Summer | B9 | 800 | 1038 | 0 | 62.57 | 62.92 | 3 | 0
2025 | NEISO_2_NYISO_J-K | NEISO | NYISO_J-K | Internal | Summer | B10 | 1262 | 1038 | 0 | 62.57 | 59.6 | 3 | 0
2025 | NEISO_2_NYISO_J-K | NEISO | NYISO_J-K | Internal | Winter | B16 | 25 | 1038 | 390.11 | 75.54 | 78.54 | 3 | 0
2025 | NEISO_2_NYISO_J-K | NEISO | NYISO_J-K | Internal | Winter | B17 | 100 | 1038 | 1035.07 | 74.64 | 77.64 | 3 | 0
2025 | NEISO_2_NYISO_J-K | NEISO | NYISO_J-K | Internal | Winter | B18 | 400 | 1038 | 1038 | 72.03 | 77.64 | 3 | 2.61
2025 | NEISO_2_NYISO_J-K | NEISO | NYISO_J-K | Internal | Winter | B19 | 700 | 1038 | 1038 | 72.03 | 75.04 | 3 | 0.01
2025 | NEISO_2_NYISO_J-K | NEISO | NYISO_J-K | Internal | Winter | B20 | 935 | 1038 | 0 | 70.43 | 67.44 | 3 | 0
2025 | NonRTO_Midwest_2_TVA_Transmission | NonRTO_Midwest | TVA_Transmission | Internal | Shoulder | B11 | 25 | 2400 | 0 | 96.11 | 87.11 | 8 | 0
2025 | NonRTO_Midwest_2_TVA_Transmission | NonRTO_Midwest | TVA_Transmission | Internal | Shoulder | B12 | 200 | 2400 | 0 | 82.67 | 78.65 | 8 | 0
2025 | NonRTO_Midwest_2_TVA_Transmission | NonRTO_Midwest | TVA_Transmission | Internal | Shoulder | B13 | 600 | 2400 | 0 | 79.66 | 75.45 | 8 | 0
2025 | NonRTO_Midwest_2_TVA_Transmission | NonRTO_Midwest | TVA_Transmission | Internal | Shoulder | B14 | 900 | 2400 | 0 | 77.58 | 73 | 8 | 0
2025 | NonRTO_Midwest_2_TVA_Transmission | NonRTO_Midwest | TVA_Transmission | Internal | Shoulder | B15 | 1203 | 2400 | 0 | 70.02 | 67.18 | 8 | 0
2025 | NonRTO_Midwest_2_TVA_Transmission | NonRTO_Midwest | TVA_Transmission | Internal | Summer | B1 | 10 | 2400 | 1174.74 | 539.58 | 547.58 | 8 | 0
2025 | NonRTO_Midwest_2_TVA_Transmission | NonRTO_Midwest | TVA_Transmission | Internal | Summer | B2 | 25 | 2400 | 422.01 | 126.3 | 134.3 | 8 | 0
2025 | NonRTO_Midwest_2_TVA_Transmission | NonRTO_Midwest | TVA_Transmission | Internal | Summer | B3 | 75 | 2400 | 0 | 122.82 | 122.81 | 8 | 0
2025 | NonRTO_Midwest_2_TVA_Transmission | NonRTO_Midwest | TVA_Transmission | Internal | Summer | B4 | 100 | 2400 | 0 | 119.23 | 117.49 | 8 | 0
2025 | NonRTO_Midwest_2_TVA_Transmission | NonRTO_Midwest | TVA_Transmission | Internal | Summer | B5 | 200 | 2400 | 0 | 117.5 | 117.49 | 8 | 0
2025 | NonRTO_Midwest_2_TVA_Transmission | NonRTO_Midwest | TVA_Transmission | Internal | Summer | B6 | 300 | 2400 | 0 | 116.38 | 109.02 | 8 | 0
2025 | NonRTO_Midwest_2_TVA_Transmission | NonRTO_Midwest | TVA_Transmission | Internal | Summer | B7 | 400 | 2400 | 0 | 85.01 | 85 | 8 | 0
2025 | NonRTO_Midwest_2_TVA_Transmission | NonRTO_Midwest | TVA_Transmission | Internal | Summer | B8 | 500 | 2400 | 0 | 77.95 | 73.94 | 8 | 0
2025 | NonRTO_Midwest_2_TVA_Transmission | NonRTO_Midwest | TVA_Transmission | Internal | Summer | B9 | 800 | 2400 | 0 | 74.36 | 72.41 | 8 | 0
2025 | NonRTO_Midwest_2_TVA_Transmission | NonRTO_Midwest | TVA_Transmission | Internal | Summer | B10 | 1262 | 2400 | 0 | 66.65 | 66.47 | 8 | 0
2025 | NonRTO_Midwest_2_TVA_Transmission | NonRTO_Midwest | TVA_Transmission | Internal | Winter | B16 | 25 | 2400 | 0 | 123.69 | 93.92 | 8 | 0
2025 | NonRTO_Midwest_2_TVA_Transmission | NonRTO_Midwest | TVA_Transmission | Internal | Winter | B17 | 100 | 2400 | 0 | 90.52 | 81.52 | 8 | 0
2025 | NonRTO_Midwest_2_TVA_Transmission | NonRTO_Midwest | TVA_Transmission | Internal | Winter | B18 | 400 | 2400 | 0 | 82.94 | 78.55 | 8 | 0
2025 | NonRTO_Midwest_2_TVA_Transmission | NonRTO_Midwest | TVA_Transmission | Internal | Winter | B19 | 700 | 2400 | 0 | 78.82 | 76.98 | 8 | 0
2025 | NonRTO_Midwest_2_TVA_Transmission | NonRTO_Midwest | TVA_Transmission | Internal | Winter | B20 | 935 | 2400 | 0 | 72.64 | 68.66 | 8 | 0
2025 | NYISO_A-F_2_NEISO | NYISO_A-F | NEISO | Internal | Shoulder | B11 | 25 | 600 | 0 | 65.85 | 65.74 | 3 | 0
2025 | NYISO_A-F_2_NEISO | NYISO_A-F | NEISO | Internal | Shoulder | B12 | 200 | 600 | 0 | 65.85 | 63.17 | 3 | 0
2025 | NYISO_A-F_2_NEISO | NYISO_A-F | NEISO | Internal | Shoulder | B13 | 600 | 600 | 0 | 62.03 | 63.17 | 3 | 0
2025 | NYISO_A-F_2_NEISO | NYISO_A-F | NEISO | Internal | Shoulder | B14 | 900 | 600 | 0 | 62.03 | 63.17 | 3 | 0
2025 | NYISO_A-F_2_NEISO | NYISO_A-F | NEISO | Internal | Shoulder | B15 | 1203 | 600 | 0 | 62.03 | 63.17 | 3 | 0
2025 | NYISO_A-F_2_NEISO | NYISO_A-F | NEISO | Internal | Summer | B1 | 10 | 600 | 600 | 148.99 | 751.19 | 3 | 599.19
2025 | NYISO_A-F_2_NEISO | NYISO_A-F | NEISO | Internal | Summer | B2 | 25 | 600 | 600 | 114.31 | 445.42 | 3 | 328.12
2025 | NYISO_A-F_2_NEISO | NYISO_A-F | NEISO | Internal | Summer | B3 | 75 | 600 | 38.08 | 98.83 | 101.83 | 3 | 0
2025 | NYISO_A-F_2_NEISO | NYISO_A-F | NEISO | Internal | Summer | B4 | 100 | 600 | 566.47 | 82.8 | 85.8 | 3 | 0
2025 | NYISO_A-F_2_NEISO | NYISO_A-F | NEISO | Internal | Summer | B5 | 200 | 600 | 600 | 81.8 | 85.8 | 3 | 1
2025 | NYISO_A-F_2_NEISO | NYISO_A-F | NEISO | Internal | Summer | B6 | 300 | 600 | 0 | 65.06 | 62.57 | 3 | 0
2025 | NYISO_A-F_2_NEISO | NYISO_A-F | NEISO | Internal | Summer | B7 | 400 | 600 | 44.33 | 59.57 | 62.57 | 3 | 0
2025 | NYISO_A-F_2_NEISO | NYISO_A-F | NEISO | Internal | Summer | B8 | 500 | 600 | 50.83 | 59.57 | 62.57 | 3 | 0
2025 | NYISO_A-F_2_NEISO | NYISO_A-F | NEISO | Internal | Summer | B9 | 800 | 600 | 29.25 | 59.57 | 62.57 | 3 | 0
2025 | NYISO_A-F_2_NEISO | NYISO_A-F | NEISO | Internal | Summer | B10 | 1262 | 600 | 24.62 | 59.57 | 62.57 | 3 | 0
2025 | NYISO_A-F_2_NEISO | NYISO_A-F | NEISO | Internal | Winter | B16 | 25 | 600 | 600 | 67.82 | 75.54 | 3 | 4.72
2025 | NYISO_A-F_2_NEISO | NYISO_A-F | NEISO | Internal | Winter | B17 | 100 | 600 | 600 | 66.06 | 74.64 | 3 | 5.57
2025 | NYISO_A-F_2_NEISO | NYISO_A-F | NEISO | Internal | Winter | B18 | 400 | 600 | 600 | 66.06 | 72.03 | 3 | 2.97
2025 | NYISO_A-F_2_NEISO | NYISO_A-F | NEISO | Internal | Winter | B19 | 700 | 600 | 600 | 66.06 | 72.03 | 3 | 2.97
2025 | NYISO_A-F_2_NEISO | NYISO_A-F | NEISO | Internal | Winter | B20 | 935 | 600 | 600 | 66.06 | 70.43 | 3 | 1.36
2025 | NYISO_A-F_2_NYISO_G-I | NYISO_A-F | NYISO_G-I | Internal | Shoulder | B11 | 25 | 5266 | 5266 | 65.85 | 70.43 | 0.01 | 4.57
2025 | NYISO_A-F_2_NYISO_G-I | NYISO_A-F | NYISO_G-I | Internal | Shoulder | B12 | 200 | 5266 | 5266 | 65.85 | 66.16 | 0.01 | 0.3
2025 | NYISO_A-F_2_NYISO_G-I | NYISO_A-F | NYISO_G-I | Internal | Shoulder | B13 | 600 | 5266 | 5266 | 62.03 | 66.16 | 0.01 | 4.11
2025 | NYISO_A-F_2_NYISO_G-I | NYISO_A-F | NYISO_G-I | Internal | Shoulder | B14 | 900 | 5266 | 5266 | 62.03 | 66.16 | 0.01 | 4.11
2025 | NYISO_A-F_2_NYISO_G-I | NYISO_A-F | NYISO_G-I | Internal | Shoulder | B15 | 1203 | 5266 | 4569.9 | 62.03 | 62.04 | 0.01 | 0
2025 | NYISO_A-F_2_NYISO_G-I | NYISO_A-F | NYISO_G-I | Internal | Summer | B1 | 10 | 5266 | 5266 | 148.99 | 748.18 | 0.01 | 599.17
2025 | NYISO_A-F_2_NYISO_G-I | NYISO_A-F | NYISO_G-I | Internal | Summer | B2 | 25 | 5266 | 5266 | 114.31 | 442.42 | 0.01 | 328.1
2025 | NYISO_A-F_2_NYISO_G-I | NYISO_A-F | NYISO_G-I | Internal | Summer | B3 | 75 | 5266 | 5266 | 98.83 | 104.82 | 0.01 | 5.98
2025 | NYISO_A-F_2_NYISO_G-I | NYISO_A-F | NYISO_G-I | Internal | Summer | B4 | 100 | 5266 | 5266 | 82.8 | 91.83 | 0.01 | 9.02
2025 | NYISO_A-F_2_NYISO_G-I | NYISO_A-F | NYISO_G-I | Internal | Summer | B5 | 200 | 5266 | 5266 | 81.8 | 91.83 | 0.01 | 10.02
2025 | NYISO_A-F_2_NYISO_G-I | NYISO_A-F | NYISO_G-I | Internal | Summer | B6 | 300 | 5266 | 5266 | 65.06 | 89.57 | 0.01 | 24.5
2025 | NYISO_A-F_2_NYISO_G-I | NYISO_A-F | NYISO_G-I | Internal | Summer | B7 | 400 | 5266 | 5266 | 59.57 | 66.97 | 0.01 | 7.38
2025 | NYISO_A-F_2_NYISO_G-I | NYISO_A-F | NYISO_G-I | Internal | Summer | B8 | 500 | 5266 | 5266 | 59.57 | 64.4 | 0.01 | 4.82
2025 | NYISO_A-F_2_NYISO_G-I | NYISO_A-F | NYISO_G-I | Internal | Summer | B9 | 800 | 5266 | 5266 | 59.57 | 62.91 | 0.01 | 3.33
2025 | NYISO_A-F_2_NYISO_G-I | NYISO_A-F | NYISO_G-I | Internal | Summer | B10 | 1262 | 5266 | 4973.86 | 59.57 | 59.58 | 0.01 | 0
2025 | NYISO_A-F_2_NYISO_G-I | NYISO_A-F | NYISO_G-I | Internal | Winter | B16 | 25 | 5266 | 5266 | 67.82 | 78.52 | 0.01 | 10.69
2025 | NYISO_A-F_2_NYISO_G-I | NYISO_A-F | NYISO_G-I | Internal | Winter | B17 | 100 | 5266 | 5266 | 66.06 | 77.63 | 0.01 | 11.55
2025 | NYISO_A-F_2_NYISO_G-I | NYISO_A-F | NYISO_G-I | Internal | Winter | B18 | 400 | 5266 | 5266 | 66.06 | 75.03 | 0.01 | 8.95
2025 | NYISO_A-F_2_NYISO_G-I | NYISO_A-F | NYISO_G-I | Internal | Winter | B19 | 700 | 5266 | 5266 | 66.06 | 75.03 | 0.01 | 8.95
2025 | NYISO_A-F_2_NYISO_G-I | NYISO_A-F | NYISO_G-I | Internal | Winter | B20 | 935 | 5266 | 5266 | 66.06 | 67.43 | 0.01 | 1.35
2025 | NYISO_A-F_2_PJM_ROM | NYISO_A-F | PJM_ROM | Internal | Shoulder | B11 | 25 | 1000 | 1000 | 65.85 | 81.09 | 8 | 7.24
2025 | NYISO_A-F_2_PJM_ROM | NYISO_A-F | PJM_ROM | Internal | Shoulder | B12 | 200 | 1000 | 0 | 65.85 | 72.67 | 8 | 0
2025 | NYISO_A-F_2_PJM_ROM | NYISO_A-F | PJM_ROM | Internal | Shoulder | B13 | 600 | 1000 | 0 | 62.03 | 69.66 | 8 | 0
2025 | NYISO_A-F_2_PJM_ROM | NYISO_A-F | PJM_ROM | Internal | Shoulder | B14 | 900 | 1000 | 0 | 62.03 | 68.93 | 8 | 0
2025 | NYISO_A-F_2_PJM_ROM | NYISO_A-F | PJM_ROM | Internal | Shoulder | B15 | 1203 | 1000 | 0 | 62.03 | 60.03 | 8 | 0
2025 | NYISO_A-F_2_PJM_ROM | NYISO_A-F | PJM_ROM | Internal | Summer | B1 | 10 | 1000 | 376.2 | 148.99 | 156.99 | 8 | 0
2025 | NYISO_A-F_2_PJM_ROM | NYISO_A-F | PJM_ROM | Internal | Summer | B2 | 25 | 1000 | 1000 | 114.31 | 141.83 | 8 | 19.53
2025 | NYISO_A-F_2_PJM_ROM | NYISO_A-F | PJM_ROM | Internal | Summer | B3 | 75 | 1000 | 1000 | 98.83 | 112.83 | 8 | 6
2025 | NYISO_A-F_2_PJM_ROM | NYISO_A-F | PJM_ROM | Internal | Summer | B4 | 100 | 1000 | 1000 | 82.8 | 109.24 | 8 | 18.44
2025 | NYISO_A-F_2_PJM_ROM | NYISO_A-F | PJM_ROM | Internal | Summer | B5 | 200 | 1000 | 1000 | 81.8 | 109.22 | 8 | 19.42
2025 | NYISO_A-F_2_PJM_ROM | NYISO_A-F | PJM_ROM | Internal | Summer | B6 | 300 | 1000 | 1000 | 65.06 | 103 | 8 | 29.94
2025 | NYISO_A-F_2_PJM_ROM | NYISO_A-F | PJM_ROM | Internal | Summer | B7 | 400 | 1000 | 1000 | 59.57 | 74.99 | 8 | 7.42
2025 | NYISO_A-F_2_PJM_ROM | NYISO_A-F | PJM_ROM | Internal | Summer | B8 | 500 | 1000 | 1000 | 59.57 | 67.95 | 8 | 0.38
2025 | NYISO_A-F_2_PJM_ROM | NYISO_A-F | PJM_ROM | Internal | Summer | B9 | 800 | 1000 | 0 | 59.57 | 66.43 | 8 | 0
2025 | NYISO_A-F_2_PJM_ROM | NYISO_A-F | PJM_ROM | Internal | Summer | B10 | 1262 | 1000 | 0 | 59.57 | 57.91 | 8 | 0
2025 | NYISO_A-F_2_PJM_ROM | NYISO_A-F | PJM_ROM | Internal | Winter | B16 | 25 | 1000 | 1000 | 67.82 | 85.91 | 8 | 10.09
2025 | NYISO_A-F_2_PJM_ROM | NYISO_A-F | PJM_ROM | Internal | Winter | B17 | 100 | 1000 | 1000 | 66.06 | 76.92 | 8 | 2.85
2025 | NYISO_A-F_2_PJM_ROM | NYISO_A-F | PJM_ROM | Internal | Winter | B18 | 400 | 1000 | 1000 | 66.06 | 74.35 | 8 | 0.28
2025 | NYISO_A-F_2_PJM_ROM | NYISO_A-F | PJM_ROM | Internal | Winter | B19 | 700 | 1000 | 1000 | 66.06 | 74.16 | 8 | 0.1
2025 | NYISO_A-F_2_PJM_ROM | NYISO_A-F | PJM_ROM | Internal | Winter | B20 | 935 | 1000 | 0 | 66.06 | 64.64 | 8 | 0
2025 | NYISO_G-I_2_NEISO | NYISO_G-I | NEISO | Internal | Shoulder | B11 | 25 | 600 | 0 | 70.43 | 65.74 | 3 | 0
2025 | NYISO_G-I_2_NEISO | NYISO_G-I | NEISO | Internal | Shoulder | B12 | 200 | 600 | 0 | 66.16 | 63.17 | 3 | 0
2025 | NYISO_G-I_2_NEISO | NYISO_G-I | NEISO | Internal | Shoulder | B13 | 600 | 600 | 0 | 66.16 | 63.17 | 3 | 0
2025 | NYISO_G-I_2_NEISO | NYISO_G-I | NEISO | Internal | Shoulder | B14 | 900 | 600 | 0 | 66.16 | 63.17 | 3 | 0
2025 | NYISO_G-I_2_NEISO | NYISO_G-I | NEISO | Internal | Shoulder | B15 | 1203 | 600 | 0 | 62.04 | 63.17 | 3 | 0
2025 | NYISO_G-I_2_NEISO | NYISO_G-I | NEISO | Internal | Summer | B1 | 10 | 600 | 600 | 748.18 | 751.19 | 3 | 0.01
2025 | NYISO_G-I_2_NEISO | NYISO_G-I | NEISO | Internal | Summer | B2 | 25 | 600 | 549.88 | 442.42 | 445.42 | 3 | 0
2025 | NYISO_G-I_2_NEISO | NYISO_G-I | NEISO | Internal | Summer | B3 | 75 | 600 | 0 | 104.82 | 101.83 | 3 | 0
2025 | NYISO_G-I_2_NEISO | NYISO_G-I | NEISO | Internal | Summer | B4 | 100 | 600 | 0 | 91.83 | 85.8 | 3 | 0
2025 | NYISO_G-I_2_NEISO | NYISO_G-I | NEISO | Internal | Summer | B5 | 200 | 600 | 0 | 91.83 | 85.8 | 3 | 0
2025 | NYISO_G-I_2_NEISO | NYISO_G-I | NEISO | Internal | Summer | B6 | 300 | 600 | 0 | 89.57 | 62.57 | 3 | 0
2025 | NYISO_G-I_2_NEISO | NYISO_G-I | NEISO | Internal | Summer | B7 | 400 | 600 | 0 | 66.97 | 62.57 | 3 | 0
2025 | NYISO_G-I_2_NEISO | NYISO_G-I | NEISO | Internal | Summer | B8 | 500 | 600 | 0 | 64.4 | 62.57 | 3 | 0
2025 | NYISO_G-I_2_NEISO | NYISO_G-I | NEISO | Internal | Summer | B9 | 800 | 600 | 0 | 62.91 | 62.57 | 3 | 0
2025 | NYISO_G-I_2_NEISO | NYISO_G-I | NEISO | Internal | Summer | B10 | 1262 | 600 | 0 | 59.58 | 62.57 | 3 | 0
2025 | NYISO_G-I_2_NEISO | NYISO_G-I | NEISO | Internal | Winter | B16 | 25 | 600 | 0 | 78.52 | 75.54 | 3 | 0
2025 | NYISO_G-I_2_NEISO | NYISO_G-I | NEISO | Internal | Winter | B17 | 100 | 600 | 0 | 77.63 | 74.64 | 3 | 0
2025 | NYISO_G-I_2_NEISO | NYISO_G-I | NEISO | Internal | Winter | B18 | 400 | 600 | 0 | 75.03 | 72.03 | 3 | 0
2025 | NYISO_G-I_2_NEISO | NYISO_G-I | NEISO | Internal | Winter | B19 | 700 | 600 | 0 | 75.03 | 72.03 | 3 | 0
2025 | NYISO_G-I_2_NEISO | NYISO_G-I | NEISO | Internal | Winter | B20 | 935 | 600 | 13.42 | 67.43 | 70.43 | 3 | 0
2025 | NYISO_G-I_2_NYISO_J-K | NYISO_G-I | NYISO_J-K | Internal | Shoulder | B11 | 25 | 6130 | 4552.71 | 70.43 | 70.44 | 0.01 | 0
2025 | NYISO_G-I_2_NYISO_J-K | NYISO_G-I | NYISO_J-K | Internal | Shoulder | B12 | 200 | 6130 | 4674.14 | 66.16 | 66.17 | 0.01 | 0
2025 | NYISO_G-I_2_NYISO_J-K | NYISO_G-I | NYISO_J-K | Internal | Shoulder | B13 | 600 | 6130 | 4791 | 66.16 | 66.17 | 0.01 | 0
2025 | NYISO_G-I_2_NYISO_J-K | NYISO_G-I | NYISO_J-K | Internal | Shoulder | B14 | 900 | 6130 | 4936.94 | 66.16 | 66.17 | 0.01 | 0
2025 | NYISO_G-I_2_NYISO_J-K | NYISO_G-I | NYISO_J-K | Internal | Shoulder | B15 | 1203 | 6130 | 4647.62 | 62.04 | 62.06 | 0.01 | 0
2025 | NYISO_G-I_2_NYISO_J-K | NYISO_G-I | NYISO_J-K | Internal | Summer | B1 | 10 | 6130 | 4711.46 | 748.18 | 748.19 | 0.01 | 0
2025 | NYISO_G-I_2_NYISO_J-K | NYISO_G-I | NYISO_J-K | Internal | Summer | B2 | 25 | 6130 | 4909.91 | 442.42 | 442.43 | 0.01 | 0
2025 | NYISO_G-I_2_NYISO_J-K | NYISO_G-I | NYISO_J-K | Internal | Summer | B3 | 75 | 6130 | 4631.18 | 104.82 | 104.83 | 0.01 | 0
2025 | NYISO_G-I_2_NYISO_J-K | NYISO_G-I | NYISO_J-K | Internal | Summer | B4 | 100 | 6130 | 4625.64 | 91.83 | 91.85 | 0.01 | 0
2025 | NYISO_G-I_2_NYISO_J-K | NYISO_G-I | NYISO_J-K | Internal | Summer | B5 | 200 | 6130 | 4754.21 | 91.83 | 91.85 | 0.01 | 0
2025 | NYISO_G-I_2_NYISO_J-K | NYISO_G-I | NYISO_J-K | Internal | Summer | B6 | 300 | 6130 | 4937.36 | 89.57 | 89.58 | 0.01 | 0
2025 | NYISO_G-I_2_NYISO_J-K | NYISO_G-I | NYISO_J-K | Internal | Summer | B7 | 400 | 6130 | 5096.63 | 66.97 | 66.98 | 0.01 | 0
2025 | NYISO_G-I_2_NYISO_J-K | NYISO_G-I | NYISO_J-K | Internal | Summer | B8 | 500 | 6130 | 5864.75 | 64.4 | 64.41 | 0.01 | 0
2025 | NYISO_G-I_2_NYISO_J-K | NYISO_G-I | NYISO_J-K | Internal | Summer | B9 | 800 | 6130 | 5269.08 | 62.91 | 62.92 | 0.01 | 0
2025 | NYISO_G-I_2_NYISO_J-K | NYISO_G-I | NYISO_J-K | Internal | Summer | B10 | 1262 | 6130 | 5403.71 | 59.58 | 59.6 | 0.01 | 0
2025 | NYISO_G-I_2_NYISO_J-K | NYISO_G-I | NYISO_J-K | Internal | Winter | B16 | 25 | 6130 | 5980.35 | 78.52 | 78.54 | 0.01 | 0
2025 | NYISO_G-I_2_NYISO_J-K | NYISO_G-I | NYISO_J-K | Internal | Winter | B17 | 100 | 6130 | 6100.73 | 77.63 | 77.64 | 0.01 | 0
2025 | NYISO_G-I_2_NYISO_J-K | NYISO_G-I | NYISO_J-K | Internal | Winter | B18 | 400 | 6130 | 6130 | 75.03 | 77.64 | 0.01 | 2.6
2025 | NYISO_G-I_2_NYISO_J-K | NYISO_G-I | NYISO_J-K | Internal | Winter | B19 | 700 | 6130 | 5960.77 | 75.03 | 75.04 | 0.01 | 0
2025 | NYISO_G-I_2_NYISO_J-K | NYISO_G-I | NYISO_J-K | Internal | Winter | B20 | 935 | 6130 | 5636.21 | 67.43 | 67.44 | 0.01 | 0
2025 | NYISO_G-I_2_PJM_E | NYISO_G-I | PJM_E | Internal | Shoulder | B11 | 25 | 1500 | 1500 | 70.43 | 81.08 | 8 | 2.65
2025 | NYISO_G-I_2_PJM_E | NYISO_G-I | PJM_E | Internal | Shoulder | B12 | 200 | 1500 | 0 | 66.16 | 72.65 | 8 | 0
2025 | NYISO_G-I_2_PJM_E | NYISO_G-I | PJM_E | Internal | Shoulder | B13 | 600 | 1500 | 0 | 66.16 | 69.64 | 8 | 0
2025 | NYISO_G-I_2_PJM_E | NYISO_G-I | PJM_E | Internal | Shoulder | B14 | 900 | 1500 | 0 | 66.16 | 68.91 | 8 | 0
2025 | NYISO_G-I_2_PJM_E | NYISO_G-I | PJM_E | Internal | Shoulder | B15 | 1203 | 1500 | 0 | 62.04 | 60.02 | 8 | 0
2025 | NYISO_G-I_2_PJM_E | NYISO_G-I | PJM_E | Internal | Summer | B1 | 10 | 1500 | 0 | 748.18 | 157.01 | 8 | 0
2025 | NYISO_G-I_2_PJM_E | NYISO_G-I | PJM_E | Internal | Summer | B2 | 25 | 1500 | 0 | 442.42 | 141.84 | 8 | 0
2025 | NYISO_G-I_2_PJM_E | NYISO_G-I | PJM_E | Internal | Summer | B3 | 75 | 1500 | 646.26 | 104.82 | 112.82 | 8 | 0
2025 | NYISO_G-I_2_PJM_E | NYISO_G-I | PJM_E | Internal | Summer | B4 | 100 | 1500 | 1500 | 91.83 | 109.23 | 8 | 9.4
2025 | NYISO_G-I_2_PJM_E | NYISO_G-I | PJM_E | Internal | Summer | B5 | 200 | 1500 | 1500 | 91.83 | 109.21 | 8 | 9.37
2025 | NYISO_G-I_2_PJM_E | NYISO_G-I | PJM_E | Internal | Summer | B6 | 300 | 1500 | 1500 | 89.57 | 102.99 | 8 | 5.42
2025 | NYISO_G-I_2_PJM_E | NYISO_G-I | PJM_E | Internal | Summer | B7 | 400 | 1500 | 1500 | 66.97 | 74.98 | 8 | 0.01
2025 | NYISO_G-I_2_PJM_E | NYISO_G-I | PJM_E | Internal | Summer | B8 | 500 | 1500 | 0 | 64.4 | 67.94 | 8 | 0
2025 | NYISO_G-I_2_PJM_E | NYISO_G-I | PJM_E | Internal | Summer | B9 | 800 | 1500 | 0 | 62.91 | 66.41 | 8 | 0
2025 | NYISO_G-I_2_PJM_E | NYISO_G-I | PJM_E | Internal | Summer | B10 | 1262 | 1500 | 0 | 59.58 | 57.9 | 8 | 0
2025 | NYISO_G-I_2_PJM_E | NYISO_G-I | PJM_E | Internal | Winter | B16 | 25 | 1500 | 0 | 78.52 | 85.9 | 8 | 0
2025 | NYISO_G-I_2_PJM_E | NYISO_G-I | PJM_E | Internal | Winter | B17 | 100 | 1500 | 0 | 77.63 | 76.91 | 8 | 0
2025 | NYISO_G-I_2_PJM_E | NYISO_G-I | PJM_E | Internal | Winter | B18 | 400 | 1500 | 0 | 75.03 | 74.36 | 8 | 0
2025 | NYISO_G-I_2_PJM_E | NYISO_G-I | PJM_E | Internal | Winter | B19 | 700 | 1500 | 0 | 75.03 | 74.18 | 8 | 0
2025 | NYISO_G-I_2_PJM_E | NYISO_G-I | PJM_E | Internal | Winter | B20 | 935 | 1500 | 0 | 67.43 | 64.66 | 8 | 0
2025 | NYISO_J-K_2_NEISO | NYISO_J-K | NEISO | Internal | Shoulder | B11 | 25 | 608 | 0 | 70.44 | 65.74 | 3 | 0
2025 | NYISO_J-K_2_NEISO | NYISO_J-K | NEISO | Internal | Shoulder | B12 | 200 | 608 | 0 | 66.17 | 63.17 | 3 | 0
2025 | NYISO_J-K_2_NEISO | NYISO_J-K | NEISO | Internal | Shoulder | B13 | 600 | 608 | 0 | 66.17 | 63.17 | 3 | 0
2025 | NYISO_J-K_2_NEISO | NYISO_J-K | NEISO | Internal | Shoulder | B14 | 900 | 608 | 0 | 66.17 | 63.17 | 3 | 0
2025 | NYISO_J-K_2_NEISO | NYISO_J-K | NEISO | Internal | Shoulder | B15 | 1203 | 608 | 0 | 62.06 | 63.17 | 3 | 0
2025 | NYISO_J-K_2_NEISO | NYISO_J-K | NEISO | Internal | Summer | B1 | 10 | 608 | 423.78 | 748.19 | 751.19 | 3 | 0
2025 | NYISO_J-K_2_NEISO | NYISO_J-K | NEISO | Internal | Summer | B2 | 25 | 608 | 0 | 442.43 | 445.42 | 3 | 0
2025 | NYISO_J-K_2_NEISO | NYISO_J-K | NEISO | Internal | Summer | B3 | 75 | 608 | 0 | 104.83 | 101.83 | 3 | 0
2025 | NYISO_J-K_2_NEISO | NYISO_J-K | NEISO | Internal | Summer | B4 | 100 | 608 | 0 | 91.85 | 85.8 | 3 | 0
2025 | NYISO_J-K_2_NEISO | NYISO_J-K | NEISO | Internal | Summer | B5 | 200 | 608 | 0 | 91.85 | 85.8 | 3 | 0
2025 | NYISO_J-K_2_NEISO | NYISO_J-K | NEISO | Internal | Summer | B6 | 300 | 608 | 0 | 89.58 | 62.57 | 3 | 0
2025 | NYISO_J-K_2_NEISO | NYISO_J-K | NEISO | Internal | Summer | B7 | 400 | 608 | 0 | 66.98 | 62.57 | 3 | 0
2025 | NYISO_J-K_2_NEISO | NYISO_J-K | NEISO | Internal | Summer | B8 | 500 | 608 | 0 | 64.41 | 62.57 | 3 | 0
2025 | NYISO_J-K_2_NEISO | NYISO_J-K | NEISO | Internal | Summer | B9 | 800 | 608 | 0 | 62.92 | 62.57 | 3 | 0
2025 | NYISO_J-K_2_NEISO | NYISO_J-K | NEISO | Internal | Summer | B10 | 1262 | 608 | 0 | 59.6 | 62.57 | 3 | 0
2025 | NYISO_J-K_2_NEISO | NYISO_J-K | NEISO | Internal | Winter | B16 | 25 | 608 | 0 | 78.54 | 75.54 | 3 | 0
2025 | NYISO_J-K_2_NEISO | NYISO_J-K | NEISO | Internal | Winter | B17 | 100 | 608 | 0 | 77.64 | 74.64 | 3 | 0
2025 | NYISO_J-K_2_NEISO | NYISO_J-K | NEISO | Internal | Winter | B18 | 400 | 608 | 0 | 77.64 | 72.03 | 3 | 0
2025 | NYISO_J-K_2_NEISO | NYISO_J-K | NEISO | Internal | Winter | B19 | 700 | 608 | 0 | 75.04 | 72.03 | 3 | 0
2025 | NYISO_J-K_2_NEISO | NYISO_J-K | NEISO | Internal | Winter | B20 | 935 | 608 | 0 | 67.44 | 70.43 | 3 | 0
2025 | NYISO_J-K_2_PJM_E | NYISO_J-K | PJM_E | Internal | Shoulder | B11 | 25 | 330 | 330 | 70.44 | 81.08 | 8 | 2.64
2025 | NYISO_J-K_2_PJM_E | NYISO_J-K | PJM_E | Internal | Shoulder | B12 | 200 | 330 | 0 | 66.17 | 72.65 | 8 | 0
2025 | NYISO_J-K_2_PJM_E | NYISO_J-K | PJM_E | Internal | Shoulder | B13 | 600 | 330 | 0 | 66.17 | 69.64 | 8 | 0
2025 | NYISO_J-K_2_PJM_E | NYISO_J-K | PJM_E | Internal | Shoulder | B14 | 900 | 330 | 0 | 66.17 | 68.91 | 8 | 0
2025 | NYISO_J-K_2_PJM_E | NYISO_J-K | PJM_E | Internal | Shoulder | B15 | 1203 | 330 | 0 | 62.06 | 60.02 | 8 | 0
2025 | NYISO_J-K_2_PJM_E | NYISO_J-K | PJM_E | Internal | Summer | B1 | 10 | 330 | 0 | 748.19 | 157.01 | 8 | 0
2025 | NYISO_J-K_2_PJM_E | NYISO_J-K | PJM_E | Internal | Summer | B2 | 25 | 330 | 0 | 442.43 | 141.84 | 8 | 0
2025 | NYISO_J-K_2_PJM_E | NYISO_J-K | PJM_E | Internal | Summer | B3 | 75 | 330 | 0 | 104.83 | 112.82 | 8 | 0
2025 | NYISO_J-K_2_PJM_E | NYISO_J-K | PJM_E | Internal | Summer | B4 | 100 | 330 | 330 | 91.85 | 109.23 | 8 | 9.39
2025 | NYISO_J-K_2_PJM_E | NYISO_J-K | PJM_E | Internal | Summer | B5 | 200 | 330 | 330 | 91.85 | 109.21 | 8 | 9.36
2025 | NYISO_J-K_2_PJM_E | NYISO_J-K | PJM_E | Internal | Summer | B6 | 300 | 330 | 330 | 89.58 | 102.99 | 8 | 5.41
2025 | NYISO_J-K_2_PJM_E | NYISO_J-K | PJM_E | Internal | Summer | B7 | 400 | 330 | 141.93 | 66.98 | 74.98 | 8 | 0
2025 | NYISO_J-K_2_PJM_E | NYISO_J-K | PJM_E | Internal | Summer | B8 | 500 | 330 | 0 | 64.41 | 67.94 | 8 | 0
2025 | NYISO_J-K_2_PJM_E | NYISO_J-K | PJM_E | Internal | Summer | B9 | 800 | 330 | 0 | 62.92 | 66.41 | 8 | 0
2025 | NYISO_J-K_2_PJM_E | NYISO_J-K | PJM_E | Internal | Summer | B10 | 1262 | 330 | 0 | 59.6 | 57.9 | 8 | 0
2025 | NYISO_J-K_2_PJM_E | NYISO_J-K | PJM_E | Internal | Winter | B16 | 25 | 330 | 0 | 78.54 | 85.9 | 8 | 0
2025 | NYISO_J-K_2_PJM_E | NYISO_J-K | PJM_E | Internal | Winter | B17 | 100 | 330 | 0 | 77.64 | 76.91 | 8 | 0
2025 | NYISO_J-K_2_PJM_E | NYISO_J-K | PJM_E | Internal | Winter | B18 | 400 | 330 | 0 | 77.64 | 74.36 | 8 | 0
2025 | NYISO_J-K_2_PJM_E | NYISO_J-K | PJM_E | Internal | Winter | B19 | 700 | 330 | 0 | 75.04 | 74.18 | 8 | 0
2025 | NYISO_J-K_2_PJM_E | NYISO_J-K | PJM_E | Internal | Winter | B20 | 935 | 330 | 0 | 67.44 | 64.66 | 8 | 0
2025 | PJM_E_2_NYISO_G-I | PJM_E | NYISO_G-I | Internal | Shoulder | B11 | 25 | 500 | 0 | 81.08 | 70.43 | 6 | 0
2025 | PJM_E_2_NYISO_G-I | PJM_E | NYISO_G-I | Internal | Shoulder | B12 | 200 | 500 | 0 | 72.65 | 66.16 | 6 | 0
2025 | PJM_E_2_NYISO_G-I | PJM_E | NYISO_G-I | Internal | Shoulder | B13 | 600 | 500 | 0 | 69.64 | 66.16 | 6 | 0
2025 | PJM_E_2_NYISO_G-I | PJM_E | NYISO_G-I | Internal | Shoulder | B14 | 900 | 500 | 0 | 68.91 | 66.16 | 6 | 0
2025 | PJM_E_2_NYISO_G-I | PJM_E | NYISO_G-I | Internal | Shoulder | B15 | 1203 | 500 | 0 | 60.02 | 62.04 | 6 | 0
2025 | PJM_E_2_NYISO_G-I | PJM_E | NYISO_G-I | Internal | Summer | B1 | 10 | 500 | 500 | 157.01 | 748.18 | 6 | 585.17
2025 | PJM_E_2_NYISO_G-I | PJM_E | NYISO_G-I | Internal | Summer | B2 | 25 | 500 | 500 | 141.84 | 442.42 | 6 | 294.58
2025 | PJM_E_2_NYISO_G-I | PJM_E | NYISO_G-I | Internal | Summer | B3 | 75 | 500 | 0 | 112.82 | 104.82 | 6 | 0
2025 | PJM_E_2_NYISO_G-I | PJM_E | NYISO_G-I | Internal | Summer | B4 | 100 | 500 | 0 | 109.23 | 91.83 | 6 | 0
2025 | PJM_E_2_NYISO_G-I | PJM_E | NYISO_G-I | Internal | Summer | B5 | 200 | 500 | 0 | 109.21 | 91.83 | 6 | 0
2025 | PJM_E_2_NYISO_G-I | PJM_E | NYISO_G-I | Internal | Summer | B6 | 300 | 500 | 0 | 102.99 | 89.57 | 6 | 0
2025 | PJM_E_2_NYISO_G-I | PJM_E | NYISO_G-I | Internal | Summer | B7 | 400 | 500 | 0 | 74.98 | 66.97 | 6 | 0
2025 | PJM_E_2_NYISO_G-I | PJM_E | NYISO_G-I | Internal | Summer | B8 | 500 | 500 | 0 | 67.94 | 64.4 | 6 | 0
2025 | PJM_E_2_NYISO_G-I | PJM_E | NYISO_G-I | Internal | Summer | B9 | 800 | 500 | 0 | 66.41 | 62.91 | 6 | 0
2025 | PJM_E_2_NYISO_G-I | PJM_E | NYISO_G-I | Internal | Summer | B10 | 1262 | 500 | 0 | 57.9 | 59.58 | 6 | 0
2025 | PJM_E_2_NYISO_G-I | PJM_E | NYISO_G-I | Internal | Winter | B16 | 25 | 500 | 0 | 85.9 | 78.52 | 6 | 0
2025 | PJM_E_2_NYISO_G-I | PJM_E | NYISO_G-I | Internal | Winter | B17 | 100 | 500 | 0 | 76.91 | 77.63 | 6 | 0
2025 | PJM_E_2_NYISO_G-I | PJM_E | NYISO_G-I | Internal | Winter | B18 | 400 | 500 | 0 | 74.36 | 75.03 | 6 | 0
2025 | PJM_E_2_NYISO_G-I | PJM_E | NYISO_G-I | Internal | Winter | B19 | 700 | 500 | 0 | 74.18 | 75.03 | 6 | 0
2025 | PJM_E_2_NYISO_G-I | PJM_E | NYISO_G-I | Internal | Winter | B20 | 935 | 500 | 0 | 64.66 | 67.43 | 6 | 0
2025 | PJM_E_2_NYISO_J-K | PJM_E | NYISO_J-K | Internal | Shoulder | B11 | 25 | 330 | 0 | 81.08 | 70.44 | 6 | 0
2025 | PJM_E_2_NYISO_J-K | PJM_E | NYISO_J-K | Internal | Shoulder | B12 | 200 | 330 | 0 | 72.65 | 66.17 | 6 | 0
2025 | PJM_E_2_NYISO_J-K | PJM_E | NYISO_J-K | Internal | Shoulder | B13 | 600 | 330 | 0 | 69.64 | 66.17 | 6 | 0
2025 | PJM_E_2_NYISO_J-K | PJM_E | NYISO_J-K | Internal | Shoulder | B14 | 900 | 330 | 0 | 68.91 | 66.17 | 6 | 0
2025 | PJM_E_2_NYISO_J-K | PJM_E | NYISO_J-K | Internal | Shoulder | B15 | 1203 | 330 | 0 | 60.02 | 62.06 | 6 | 0
2025 | PJM_E_2_NYISO_J-K | PJM_E | NYISO_J-K | Internal | Summer | B1 | 10 | 330 | 330 | 157.01 | 748.19 | 6 | 585.18
2025 | PJM_E_2_NYISO_J-K | PJM_E | NYISO_J-K | Internal | Summer | B2 | 25 | 330 | 330 | 141.84 | 442.43 | 6 | 294.59
2025 | PJM_E_2_NYISO_J-K | PJM_E | NYISO_J-K | Internal | Summer | B3 | 75 | 330 | 0 | 112.82 | 104.83 | 6 | 0
2025 | PJM_E_2_NYISO_J-K | PJM_E | NYISO_J-K | Internal | Summer | B4 | 100 | 330 | 0 | 109.23 | 91.85 | 6 | 0
2025 | PJM_E_2_NYISO_J-K | PJM_E | NYISO_J-K | Internal | Summer | B5 | 200 | 330 | 0 | 109.21 | 91.85 | 6 | 0
2025 | PJM_E_2_NYISO_J-K | PJM_E | NYISO_J-K | Internal | Summer | B6 | 300 | 330 | 0 | 102.99 | 89.58 | 6 | 0
2025 | PJM_E_2_NYISO_J-K | PJM_E | NYISO_J-K | Internal | Summer | B7 | 400 | 330 | 0 | 74.98 | 66.98 | 6 | 0
2025 | PJM_E_2_NYISO_J-K | PJM_E | NYISO_J-K | Internal | Summer | B8 | 500 | 330 | 0 | 67.94 | 64.41 | 6 | 0
2025 | PJM_E_2_NYISO_J-K | PJM_E | NYISO_J-K | Internal | Summer | B9 | 800 | 330 | 0 | 66.41 | 62.92 | 6 | 0
2025 | PJM_E_2_NYISO_J-K | PJM_E | NYISO_J-K | Internal | Summer | B10 | 1262 | 330 | 0 | 57.9 | 59.6 | 6 | 0
2025 | PJM_E_2_NYISO_J-K | PJM_E | NYISO_J-K | Internal | Winter | B16 | 25 | 330 | 0 | 85.9 | 78.54 | 6 | 0
2025 | PJM_E_2_NYISO_J-K | PJM_E | NYISO_J-K | Internal | Winter | B17 | 100 | 330 | 0 | 76.91 | 77.64 | 6 | 0
2025 | PJM_E_2_NYISO_J-K | PJM_E | NYISO_J-K | Internal | Winter | B18 | 400 | 330 | 0 | 74.36 | 77.64 | 6 | 0
2025 | PJM_E_2_NYISO_J-K | PJM_E | NYISO_J-K | Internal | Winter | B19 | 700 | 330 | 0 | 74.18 | 75.04 | 6 | 0
2025 | PJM_E_2_NYISO_J-K | PJM_E | NYISO_J-K | Internal | Winter | B20 | 935 | 330 | 0 | 64.66 | 67.44 | 6 | 0
2025 | PJM_E_2_PJM_ROM | PJM_E | PJM_ROM | Internal | Shoulder | B11 | 25 | 8000 | 5273.05 | 81.08 | 81.09 | 0.01 | 0
2025 | PJM_E_2_PJM_ROM | PJM_E | PJM_ROM | Internal | Shoulder | B12 | 200 | 8000 | 1623.91 | 72.65 | 72.67 | 0.01 | 0
2025 | PJM_E_2_PJM_ROM | PJM_E | PJM_ROM | Internal | Shoulder | B13 | 600 | 8000 | 1732.09 | 69.64 | 69.66 | 0.01 | 0
2025 | PJM_E_2_PJM_ROM | PJM_E | PJM_ROM | Internal | Shoulder | B14 | 900 | 8000 | 67.15 | 68.91 | 68.93 | 0.01 | 0
2025 | PJM_E_2_PJM_ROM | PJM_E | PJM_ROM | Internal | Shoulder | B15 | 1203 | 8000 | 786.45 | 60.02 | 60.03 | 0.01 | 0
2025 | PJM_E_2_PJM_ROM | PJM_E | PJM_ROM | Internal | Summer | B1 | 10 | 8000 | 0 | 157.01 | 156.99 | 0.01 | 0
2025 | PJM_E_2_PJM_ROM | PJM_E | PJM_ROM | Internal | Summer | B2 | 25 | 8000 | 0 | 141.84 | 141.83 | 0.01 | 0
2025 | PJM_E_2_PJM_ROM | PJM_E | PJM_ROM | Internal | Summer | B3 | 75 | 8000 | 2331.29 | 112.82 | 112.83 | 0.01 | 0
2025 | PJM_E_2_PJM_ROM | PJM_E | PJM_ROM | Internal | Summer | B4 | 100 | 8000 | 5253.94 | 109.23 | 109.24 | 0.01 | 0
2025 | PJM_E_2_PJM_ROM | PJM_E | PJM_ROM | Internal | Summer | B5 | 200 | 8000 | 6185.28 | 109.21 | 109.22 | 0.01 | 0
2025 | PJM_E_2_PJM_ROM | PJM_E | PJM_ROM | Internal | Summer | B6 | 300 | 8000 | 5469.05 | 102.99 | 103 | 0.01 | 0
2025 | PJM_E_2_PJM_ROM | PJM_E | PJM_ROM | Internal | Summer | B7 | 400 | 8000 | 5680.38 | 74.98 | 74.99 | 0.01 | 0
2025 | PJM_E_2_PJM_ROM | PJM_E | PJM_ROM | Internal | Summer | B8 | 500 | 8000 | 2500.6 | 67.94 | 67.95 | 0.01 | 0
2025 | PJM_E_2_PJM_ROM | PJM_E | PJM_ROM | Internal | Summer | B9 | 800 | 8000 | 1865.82 | 66.41 | 66.43 | 0.01 | 0
2025 | PJM_E_2_PJM_ROM | PJM_E | PJM_ROM | Internal | Summer | B10 | 1262 | 8000 | 1536.72 | 57.9 | 57.91 | 0.01 | 0
2025 | PJM_E_2_PJM_ROM | PJM_E | PJM_ROM | Internal | Winter | B16 | 25 | 8000 | 2218.2 | 85.9 | 85.91 | 0.01 | 0
2025 | PJM_E_2_PJM_ROM | PJM_E | PJM_ROM | Internal | Winter | B17 | 100 | 8000 | 221.28 | 76.91 | 76.92 | 0.01 | 0
2025 | PJM_E_2_PJM_ROM | PJM_E | PJM_ROM | Internal | Winter | B18 | 400 | 8000 | 0 | 74.36 | 74.35 | 0.01 | 0
2025 | PJM_E_2_PJM_ROM | PJM_E | PJM_ROM | Internal | Winter | B19 | 700 | 8000 | 0 | 74.18 | 74.16 | 0.01 | 0
2025 | PJM_E_2_PJM_ROM | PJM_E | PJM_ROM | Internal | Winter | B20 | 935 | 8000 | 0 | 64.66 | 64.64 | 0.01 | 0
2025 | PJM_ROR_2_MISO_IN | PJM_ROR | MISO_IN | Internal | Shoulder | B11 | 25 | 909 | 909 | 81.1 | 88.11 | 2 | 5.01
2025 | PJM_ROR_2_MISO_IN | PJM_ROR | MISO_IN | Internal | Shoulder | B12 | 200 | 909 | 909 | 72.65 | 74.67 | 2 | 0.01
2025 | PJM_ROR_2_MISO_IN | PJM_ROR | MISO_IN | Internal | Shoulder | B13 | 600 | 909 | 909 | 69.64 | 71.66 | 2 | 0.01
2025 | PJM_ROR_2_MISO_IN | PJM_ROR | MISO_IN | Internal | Shoulder | B14 | 900 | 909 | 0 | 67.71 | 69.58 | 2 | 0
2025 | PJM_ROR_2_MISO_IN | PJM_ROR | MISO_IN | Internal | Shoulder | B15 | 1203 | 909 | 425.46 | 60.02 | 62.02 | 2 | 0
2025 | PJM_ROR_2_MISO_IN | PJM_ROR | MISO_IN | Internal | Summer | B1 | 10 | 909 | 909 | 150.99 | 531.58 | 2 | 378.58
2025 | PJM_ROR_2_MISO_IN | PJM_ROR | MISO_IN | Internal | Summer | B2 | 25 | 909 | 844.59 | 116.3 | 118.3 | 2 | 0
2025 | PJM_ROR_2_MISO_IN | PJM_ROR | MISO_IN | Internal | Summer | B3 | 75 | 909 | 381.8 | 112.82 | 114.82 | 2 | 0
2025 | PJM_ROR_2_MISO_IN | PJM_ROR | MISO_IN | Internal | Summer | B4 | 100 | 909 | 379.09 | 109.23 | 111.23 | 2 | 0
2025 | PJM_ROR_2_MISO_IN | PJM_ROR | MISO_IN | Internal | Summer | B5 | 200 | 909 | 0 | 109.23 | 109.5 | 2 | 0
2025 | PJM_ROR_2_MISO_IN | PJM_ROR | MISO_IN | Internal | Summer | B6 | 300 | 909 | 909 | 103.01 | 108.38 | 2 | 3.37
2025 | PJM_ROR_2_MISO_IN | PJM_ROR | MISO_IN | Internal | Summer | B7 | 400 | 909 | 909 | 75 | 77.01 | 2 | 0.01
2025 | PJM_ROR_2_MISO_IN | PJM_ROR | MISO_IN | Internal | Summer | B8 | 500 | 909 | 909 | 67.94 | 69.95 | 2 | 0.01
2025 | PJM_ROR_2_MISO_IN | PJM_ROR | MISO_IN | Internal | Summer | B9 | 800 | 909 | 0 | 66.41 | 66.36 | 2 | 0
2025 | PJM_ROR_2_MISO_IN | PJM_ROR | MISO_IN | Internal | Summer | B10 | 1262 | 909 | 0 | 57.9 | 58.65 | 2 | 0
2025 | PJM_ROR_2_MISO_IN | PJM_ROR | MISO_IN | Internal | Winter | B16 | 25 | 909 | 909 | 85.9 | 115.69 | 2 | 27.79
2025 | PJM_ROR_2_MISO_IN | PJM_ROR | MISO_IN | Internal | Winter | B17 | 100 | 909 | 909 | 76.91 | 82.52 | 2 | 3.61
2025 | PJM_ROR_2_MISO_IN | PJM_ROR | MISO_IN | Internal | Winter | B18 | 400 | 909 | 214.13 | 72.94 | 74.94 | 2 | 0
2025 | PJM_ROR_2_MISO_IN | PJM_ROR | MISO_IN | Internal | Winter | B19 | 700 | 909 | 0 | 70.98 | 70.82 | 2 | 0
2025 | PJM_ROR_2_MISO_IN | PJM_ROR | MISO_IN | Internal | Winter | B20 | 935 | 909 | 577.55 | 62.64 | 64.64 | 2 | 0
2025 | PJM_ROR_2_MISO_MI | PJM_ROR | MISO_MI | Internal | Shoulder | B11 | 25 | 1305 | 1135.2 | 81.1 | 83.1 | 2 | 0
2025 | PJM_ROR_2_MISO_MI | PJM_ROR | MISO_MI | Internal | Shoulder | B12 | 200 | 1305 | 692.38 | 72.65 | 74.65 | 2 | 0
2025 | PJM_ROR_2_MISO_MI | PJM_ROR | MISO_MI | Internal | Shoulder | B13 | 600 | 1305 | 952.14 | 69.64 | 71.64 | 2 | 0
2025 | PJM_ROR_2_MISO_MI | PJM_ROR | MISO_MI | Internal | Shoulder | B14 | 900 | 1305 | 0 | 67.71 | 69.57 | 2 | 0
2025 | PJM_ROR_2_MISO_MI | PJM_ROR | MISO_MI | Internal | Shoulder | B15 | 1203 | 1305 | 1305 | 60.02 | 62.03 | 2 | 0.01
2025 | PJM_ROR_2_MISO_MI | PJM_ROR | MISO_MI | Internal | Summer | B1 | 10 | 1305 | 0 | 150.99 | 148.99 | 2 | 0
2025 | PJM_ROR_2_MISO_MI | PJM_ROR | MISO_MI | Internal | Summer | B2 | 25 | 1305 | 0 | 116.3 | 114.31 | 2 | 0
2025 | PJM_ROR_2_MISO_MI | PJM_ROR | MISO_MI | Internal | Summer | B3 | 75 | 1305 | 0 | 112.82 | 113.3 | 2 | 0
2025 | PJM_ROR_2_MISO_MI | PJM_ROR | MISO_MI | Internal | Summer | B4 | 100 | 1305 | 0 | 109.23 | 107.26 | 2 | 0
2025 | PJM_ROR_2_MISO_MI | PJM_ROR | MISO_MI | Internal | Summer | B5 | 200 | 1305 | 0 | 109.23 | 107.23 | 2 | 0
2025 | PJM_ROR_2_MISO_MI | PJM_ROR | MISO_MI | Internal | Summer | B6 | 300 | 1305 | 0 | 103.01 | 101.01 | 2 | 0
2025 | PJM_ROR_2_MISO_MI | PJM_ROR | MISO_MI | Internal | Summer | B7 | 400 | 1305 | 651.23 | 75 | 77 | 2 | 0
2025 | PJM_ROR_2_MISO_MI | PJM_ROR | MISO_MI | Internal | Summer | B8 | 500 | 1305 | 201.24 | 67.94 | 69.94 | 2 | 0
2025 | PJM_ROR_2_MISO_MI | PJM_ROR | MISO_MI | Internal | Summer | B9 | 800 | 1305 | 0 | 66.41 | 66.34 | 2 | 0
2025 | PJM_ROR_2_MISO_MI | PJM_ROR | MISO_MI | Internal | Summer | B10 | 1262 | 1305 | 0 | 57.9 | 58.66 | 2 | 0
2025 | PJM_ROR_2_MISO_MI | PJM_ROR | MISO_MI | Internal | Winter | B16 | 25 | 1305 | 0 | 85.9 | 85.96 | 2 | 0
2025 | PJM_ROR_2_MISO_MI | PJM_ROR | MISO_MI | Internal | Winter | B17 | 100 | 1305 | 762.24 | 76.91 | 78.91 | 2 | 0
2025 | PJM_ROR_2_MISO_MI | PJM_ROR | MISO_MI | Internal | Winter | B18 | 400 | 1305 | 0 | 72.94 | 74.93 | 2 | 0
2025 | PJM_ROR_2_MISO_MI | PJM_ROR | MISO_MI | Internal | Winter | B19 | 700 | 1305 | 0 | 70.98 | 70.81 | 2 | 0
2025 | PJM_ROR_2_MISO_MI | PJM_ROR | MISO_MI | Internal | Winter | B20 | 935 | 1305 | 294.4 | 62.64 | 64.64 | 2 | 0
2025 | PJM_ROR_2_MISO_MO-IL | PJM_ROR | MISO_MO-IL | Internal | Shoulder | B11 | 25 | 1111 | 0 | 81.1 | 79.11 | 2 | 0
2025 | PJM_ROR_2_MISO_MO-IL | PJM_ROR | MISO_MO-IL | Internal | Shoulder | B12 | 200 | 1111 | 0 | 72.65 | 70.65 | 2 | 0
2025 | PJM_ROR_2_MISO_MO-IL | PJM_ROR | MISO_MO-IL | Internal | Shoulder | B13 | 600 | 1111 | 0 | 69.64 | 70.65 | 2 | 0
2025 | PJM_ROR_2_MISO_MO-IL | PJM_ROR | MISO_MO-IL | Internal | Shoulder | B14 | 900 | 1111 | 0 | 67.71 | 65 | 2 | 0
2025 | PJM_ROR_2_MISO_MO-IL | PJM_ROR | MISO_MO-IL | Internal | Shoulder | B15 | 1203 | 1111 | 0 | 60.02 | 59.18 | 2 | 0
2025 | PJM_ROR_2_MISO_MO-IL | PJM_ROR | MISO_MO-IL | Internal | Summer | B1 | 10 | 1111 | 0 | 150.99 | 149.01 | 2 | 0
2025 | PJM_ROR_2_MISO_MO-IL | PJM_ROR | MISO_MO-IL | Internal | Summer | B2 | 25 | 1111 | 0 | 116.3 | 118.28 | 2 | 0
2025 | PJM_ROR_2_MISO_MO-IL | PJM_ROR | MISO_MO-IL | Internal | Summer | B3 | 75 | 1111 | 0 | 112.82 | 114.81 | 2 | 0
2025 | PJM_ROR_2_MISO_MO-IL | PJM_ROR | MISO_MO-IL | Internal | Summer | B4 | 100 | 1111 | 0 | 109.23 | 109.49 | 2 | 0
2025 | PJM_ROR_2_MISO_MO-IL | PJM_ROR | MISO_MO-IL | Internal | Summer | B5 | 200 | 1111 | 0 | 109.23 | 109.49 | 2 | 0
2025 | PJM_ROR_2_MISO_MO-IL | PJM_ROR | MISO_MO-IL | Internal | Summer | B6 | 300 | 1111 | 0 | 103.01 | 101.02 | 2 | 0
2025 | PJM_ROR_2_MISO_MO-IL | PJM_ROR | MISO_MO-IL | Internal | Summer | B7 | 400 | 1111 | 817.64 | 75 | 77 | 2 | 0
2025 | PJM_ROR_2_MISO_MO-IL | PJM_ROR | MISO_MO-IL | Internal | Summer | B8 | 500 | 1111 | 160.62 | 67.94 | 69.94 | 2 | 0
2025 | PJM_ROR_2_MISO_MO-IL | PJM_ROR | MISO_MO-IL | Internal | Summer | B9 | 800 | 1111 | 0 | 66.41 | 66.34 | 2 | 0
2025 | PJM_ROR_2_MISO_MO-IL | PJM_ROR | MISO_MO-IL | Internal | Summer | B10 | 1262 | 1111 | 0 | 57.9 | 58.47 | 2 | 0
2025 | PJM_ROR_2_MISO_MO-IL | PJM_ROR | MISO_MO-IL | Internal | Winter | B16 | 25 | 1111 | 0 | 85.9 | 81.92 | 2 | 0
2025 | PJM_ROR_2_MISO_MO-IL | PJM_ROR | MISO_MO-IL | Internal | Winter | B17 | 100 | 1111 | 0 | 76.91 | 73.52 | 2 | 0
2025 | PJM_ROR_2_MISO_MO-IL | PJM_ROR | MISO_MO-IL | Internal | Winter | B18 | 400 | 1111 | 0 | 72.94 | 72.07 | 2 | 0
2025 | PJM_ROR_2_MISO_MO-IL | PJM_ROR | MISO_MO-IL | Internal | Winter | B19 | 700 | 1111 | 0 | 70.98 | 68.98 | 2 | 0
2025 | PJM_ROR_2_MISO_MO-IL | PJM_ROR | MISO_MO-IL | Internal | Winter | B20 | 935 | 1111 | 0 | 62.64 | 60.66 | 2 | 0
2025 | PJM_ROR_2_MISO_WUMS | PJM_ROR | MISO_WUMS | Internal | Shoulder | B11 | 25 | 1467 | 0 | 81.1 | 79.11 | 2 | 0
2025 | PJM_ROR_2_MISO_WUMS | PJM_ROR | MISO_WUMS | Internal | Shoulder | B12 | 200 | 1467 | 0 | 72.65 | 70.65 | 2 | 0
2025 | PJM_ROR_2_MISO_WUMS | PJM_ROR | MISO_WUMS | Internal | Shoulder | B13 | 600 | 1467 | 0 | 69.64 | 67.66 | 2 | 0
2025 | PJM_ROR_2_MISO_WUMS | PJM_ROR | MISO_WUMS | Internal | Shoulder | B14 | 900 | 1467 | 0 | 67.71 | 67.38 | 2 | 0
2025 | PJM_ROR_2_MISO_WUMS | PJM_ROR | MISO_WUMS | Internal | Shoulder | B15 | 1203 | 1467 | 0 | 60.02 | 58.71 | 2 | 0
2025 | PJM_ROR_2_MISO_WUMS | PJM_ROR | MISO_WUMS | Internal | Summer | B1 | 10 | 1467 | 0 | 150.99 | 148.99 | 2 | 0
2025 | PJM_ROR_2_MISO_WUMS | PJM_ROR | MISO_WUMS | Internal | Summer | B2 | 25 | 1467 | 0 | 116.3 | 114.3 | 2 | 0
2025 | PJM_ROR_2_MISO_WUMS | PJM_ROR | MISO_WUMS | Internal | Summer | B3 | 75 | 1467 | 0 | 112.82 | 110.83 | 2 | 0
2025 | PJM_ROR_2_MISO_WUMS | PJM_ROR | MISO_WUMS | Internal | Summer | B4 | 100 | 1467 | 0 | 109.23 | 107.24 | 2 | 0
2025 | PJM_ROR_2_MISO_WUMS | PJM_ROR | MISO_WUMS | Internal | Summer | B5 | 200 | 1467 | 0 | 109.23 | 107.23 | 2 | 0
2025 | PJM_ROR_2_MISO_WUMS | PJM_ROR | MISO_WUMS | Internal | Summer | B6 | 300 | 1467 | 0 | 103.01 | 101.01 | 2 | 0
2025 | PJM_ROR_2_MISO_WUMS | PJM_ROR | MISO_WUMS | Internal | Summer | B7 | 400 | 1467 | 0 | 75 | 73 | 2 | 0
2025 | PJM_ROR_2_MISO_WUMS | PJM_ROR | MISO_WUMS | Internal | Summer | B8 | 500 | 1467 | 0 | 67.94 | 65.94 | 2 | 0
2025 | PJM_ROR_2_MISO_WUMS | PJM_ROR | MISO_WUMS | Internal | Summer | B9 | 800 | 1467 | 0 | 66.41 | 64.43 | 2 | 0
2025 | PJM_ROR_2_MISO_WUMS | PJM_ROR | MISO_WUMS | Internal | Summer | B10 | 1262 | 1467 | 0 | 57.9 | 57.49 | 2 | 0
2025 | PJM_ROR_2_MISO_WUMS | PJM_ROR | MISO_WUMS | Internal | Winter | B16 | 25 | 1467 | 0 | 85.9 | 83.9 | 2 | 0
2025 | PJM_ROR_2_MISO_WUMS | PJM_ROR | MISO_WUMS | Internal | Winter | B17 | 100 | 1467 | 0 | 76.91 | 74.91 | 2 | 0
2025 | PJM_ROR_2_MISO_WUMS | PJM_ROR | MISO_WUMS | Internal | Winter | B18 | 400 | 1467 | 0 | 72.94 | 70.15 | 2 | 0
2025 | PJM_ROR_2_MISO_WUMS | PJM_ROR | MISO_WUMS | Internal | Winter | B19 | 700 | 1467 | 0 | 70.98 | 70.01 | 2 | 0
2025 | PJM_ROR_2_MISO_WUMS | PJM_ROR | MISO_WUMS | Internal | Winter | B20 | 935 | 1467 | 0 | 62.64 | 61.07 | 2 | 0
2025 | PJM_ROR_2_PJM_ROM | PJM_ROR | PJM_ROM | Internal | Shoulder | B11 | 25 | 8000 | 0 | 81.1 | 81.09 | 0.01 | 0
2025 | PJM_ROR_2_PJM_ROM | PJM_ROR | PJM_ROM | Internal | Shoulder | B12 | 200 | 8000 | 5061.04 | 72.65 | 72.67 | 0.01 | 0
2025 | PJM_ROR_2_PJM_ROM | PJM_ROR | PJM_ROM | Internal | Shoulder | B13 | 600 | 8000 | 4079.69 | 69.64 | 69.66 | 0.01 | 0
2025 | PJM_ROR_2_PJM_ROM | PJM_ROR | PJM_ROM | Internal | Shoulder | B14 | 900 | 8000 | 8000 | 67.71 | 68.93 | 0.01 | 1.2
2025 | PJM_ROR_2_PJM_ROM | PJM_ROR | PJM_ROM | Internal | Shoulder | B15 | 1203 | 8000 | 6565.91 | 60.02 | 60.03 | 0.01 | 0
2025 | PJM_ROR_2_PJM_ROM | PJM_ROR | PJM_ROM | Internal | Summer | B1 | 10 | 8000 | 8000 | 150.99 | 156.99 | 0.01 | 5.99
2025 | PJM_ROR_2_PJM_ROM | PJM_ROR | PJM_ROM | Internal | Summer | B2 | 25 | 8000 | 8000 | 116.3 | 141.83 | 0.01 | 25.53
2025 | PJM_ROR_2_PJM_ROM | PJM_ROR | PJM_ROM | Internal | Summer | B3 | 75 | 8000 | 2642.11 | 112.82 | 112.83 | 0.01 | 0
2025 | PJM_ROR_2_PJM_ROM | PJM_ROR | PJM_ROM | Internal | Summer | B4 | 100 | 8000 | 33.12 | 109.23 | 109.24 | 0.01 | 0
2025 | PJM_ROR_2_PJM_ROM | PJM_ROR | PJM_ROM | Internal | Summer | B5 | 200 | 8000 | 0 | 109.23 | 109.22 | 0.01 | 0
2025 | PJM_ROR_2_PJM_ROM | PJM_ROR | PJM_ROM | Internal | Summer | B6 | 300 | 8000 | 0 | 103.01 | 103 | 0.01 | 0
2025 | PJM_ROR_2_PJM_ROM | PJM_ROR | PJM_ROM | Internal | Summer | B7 | 400 | 8000 | 0 | 75 | 74.99 | 0.01 | 0
2025 | PJM_ROR_2_PJM_ROM | PJM_ROR | PJM_ROM | Internal | Summer | B8 | 500 | 8000 | 2878.46 | 67.94 | 67.95 | 0.01 | 0
2025 | PJM_ROR_2_PJM_ROM | PJM_ROR | PJM_ROM | Internal | Summer | B9 | 800 | 8000 | 5637.16 | 66.41 | 66.43 | 0.01 | 0
2025 | PJM_ROR_2_PJM_ROM | PJM_ROR | PJM_ROM | Internal | Summer | B10 | 1262 | 8000 | 5916.63 | 57.9 | 57.91 | 0.01 | 0
2025 | PJM_ROR_2_PJM_ROM | PJM_ROR | PJM_ROM | Internal | Winter | B16 | 25 | 8000 | 4331.26 | 85.9 | 85.91 | 0.01 | 0
2025 | PJM_ROR_2_PJM_ROM | PJM_ROR | PJM_ROM | Internal | Winter | B17 | 100 | 8000 | 6764.17 | 76.91 | 76.92 | 0.01 | 0
2025 | PJM_ROR_2_PJM_ROM | PJM_ROR | PJM_ROM | Internal | Winter | B18 | 400 | 8000 | 8000 | 72.94 | 74.35 | 0.01 | 1.4
2025 | PJM_ROR_2_PJM_ROM | PJM_ROR | PJM_ROM | Internal | Winter | B19 | 700 | 8000 | 8000 | 70.98 | 74.16 | 0.01 | 3.17
2025 | PJM_ROR_2_PJM_ROM | PJM_ROR | PJM_ROM | Internal | Winter | B20 | 935 | 8000 | 8000 | 62.64 | 64.64 | 0.01 | 1.99
2025 | PJM_ROR_2_TVA_Transmission | PJM_ROR | TVA_Transmission | Internal | Shoulder | B11 | 25 | 2500 | 2500 | 81.1 | 87.11 | 6 | 0.01
2025 | PJM_ROR_2_TVA_Transmission | PJM_ROR | TVA_Transmission | Internal | Shoulder | B12 | 200 | 2500 | 754.19 | 72.65 | 78.65 | 6 | 0
2025 | PJM_ROR_2_TVA_Transmission | PJM_ROR | TVA_Transmission | Internal | Shoulder | B13 | 600 | 2500 | 0 | 69.64 | 75.45 | 6 | 0
2025 | PJM_ROR_2_TVA_Transmission | PJM_ROR | TVA_Transmission | Internal | Shoulder | B14 | 900 | 2500 | 0 | 67.71 | 73 | 6 | 0
2025 | PJM_ROR_2_TVA_Transmission | PJM_ROR | TVA_Transmission | Internal | Shoulder | B15 | 1203 | 2500 | 2500 | 60.02 | 67.18 | 6 | 1.16
2025 | PJM_ROR_2_TVA_Transmission | PJM_ROR | TVA_Transmission | Internal | Summer | B1 | 10 | 2500 | 2500 | 150.99 | 547.58 | 6 | 390.58
2025 | PJM_ROR_2_TVA_Transmission | PJM_ROR | TVA_Transmission | Internal | Summer | B2 | 25 | 2500 | 2500 | 116.3 | 134.3 | 6 | 12
2025 | PJM_ROR_2_TVA_Transmission | PJM_ROR | TVA_Transmission | Internal | Summer | B3 | 75 | 2500 | 2500 | 112.82 | 122.81 | 6 | 3.99
2025 | PJM_ROR_2_TVA_Transmission | PJM_ROR | TVA_Transmission | Internal | Summer | B4 | 100 | 2500 | 2500 | 109.23 | 117.49 | 6 | 2.26
2025 | PJM_ROR_2_TVA_Transmission | PJM_ROR | TVA_Transmission | Internal | Summer | B5 | 200 | 2500 | 2500 | 109.23 | 117.49 | 6 | 2.26
2025 | PJM_ROR_2_TVA_Transmission | PJM_ROR | TVA_Transmission | Internal | Summer | B6 | 300 | 2500 | 2500 | 103.01 | 109.02 | 6 | 0.01
2025 | PJM_ROR_2_TVA_Transmission | PJM_ROR | TVA_Transmission | Internal | Summer | B7 | 400 | 2500 | 2500 | 75 | 85 | 6 | 4
2025 | PJM_ROR_2_TVA_Transmission | PJM_ROR | TVA_Transmission | Internal | Summer | B8 | 500 | 2500 | 710.53 | 67.94 | 73.94 | 6 | 0
2025 | PJM_ROR_2_TVA_Transmission | PJM_ROR | TVA_Transmission | Internal | Summer | B9 | 800 | 2500 | 2063.19 | 66.41 | 72.41 | 6 | 0
2025 | PJM_ROR_2_TVA_Transmission | PJM_ROR | TVA_Transmission | Internal | Summer | B10 | 1262 | 2500 | 2500 | 57.9 | 66.47 | 6 | 2.58
2025 | PJM_ROR_2_TVA_Transmission | PJM_ROR | TVA_Transmission | Internal | Winter | B16 | 25 | 2500 | 2500 | 85.9 | 93.92 | 6 | 2.02
2025 | PJM_ROR_2_TVA_Transmission | PJM_ROR | TVA_Transmission | Internal | Winter | B17 | 100 | 2500 | 0 | 76.91 | 81.52 | 6 | 0
2025 | PJM_ROR_2_TVA_Transmission | PJM_ROR | TVA_Transmission | Internal | Winter | B18 | 400 | 2500 | 0 | 72.94 | 78.55 | 6 | 0
2025 | PJM_ROR_2_TVA_Transmission | PJM_ROR | TVA_Transmission | Internal | Winter | B19 | 700 | 2500 | 103.08 | 70.98 | 76.98 | 6 | 0
2025 | PJM_ROR_2_TVA_Transmission | PJM_ROR | TVA_Transmission | Internal | Winter | B20 | 935 | 2500 | 2500 | 62.64 | 68.66 | 6 | 0.01
2025 | PJM_ROR_2_VACAR | PJM_ROR | VACAR | Internal | Shoulder | B11 | 25 | 3000 | 3000 | 81.1 | 106.22 | 6 | 19.12
2025 | PJM_ROR_2_VACAR | PJM_ROR | VACAR | Internal | Shoulder | B12 | 200 | 3000 | 3000 | 72.65 | 87.65 | 6 | 9
2025 | PJM_ROR_2_VACAR | PJM_ROR | VACAR | Internal | Shoulder | B13 | 600 | 3000 | 3000 | 69.64 | 79.36 | 6 | 3.72
2025 | PJM_ROR_2_VACAR | PJM_ROR | VACAR | Internal | Shoulder | B14 | 900 | 3000 | 3000 | 67.71 | 76.23 | 6 | 2.52
2025 | PJM_ROR_2_VACAR | PJM_ROR | VACAR | Internal | Shoulder | B15 | 1203 | 3000 | 3000 | 60.02 | 66.25 | 6 | 0.22
2025 | PJM_ROR_2_VACAR | PJM_ROR | VACAR | Internal | Summer | B1 | 10 | 3000 | 3000 | 150.99 | 751.19 | 6 | 594.19
2025 | PJM_ROR_2_VACAR | PJM_ROR | VACAR | Internal | Summer | B2 | 25 | 3000 | 3000 | 116.3 | 588.98 | 6 | 466.68
2025 | PJM_ROR_2_VACAR | PJM_ROR | VACAR | Internal | Summer | B3 | 75 | 3000 | 3000 | 112.82 | 131.81 | 6 | 12.99
2025 | PJM_ROR_2_VACAR | PJM_ROR | VACAR | Internal | Summer | B4 | 100 | 3000 | 3000 | 109.23 | 121.03 | 6 | 5.79
2025 | PJM_ROR_2_VACAR | PJM_ROR | VACAR | Internal | Summer | B5 | 200 | 3000 | 3000 | 109.23 | 121.03 | 6 | 5.79
2025 | PJM_ROR_2_VACAR | PJM_ROR | VACAR | Internal | Summer | B6 | 300 | 3000 | 3000 | 103.01 | 118.02 | 6 | 9.01
2025 | PJM_ROR_2_VACAR | PJM_ROR | VACAR | Internal | Summer | B7 | 400 | 3000 | 3000 | 75 | 94 | 6 | 13
2025 | PJM_ROR_2_VACAR | PJM_ROR | VACAR | Internal | Summer | B8 | 500 | 3000 | 3000 | 67.94 | 80.97 | 6 | 7.03
2025 | PJM_ROR_2_VACAR | PJM_ROR | VACAR | Internal | Summer | B9 | 800 | 3000 | 3000 | 66.41 | 74.1 | 6 | 1.69
2025 | PJM_ROR_2_VACAR | PJM_ROR | VACAR | Internal | Summer | B10 | 1262 | 3000 | 3000 | 57.9 | 64.43 | 6 | 0.54
2025 | PJM_ROR_2_VACAR | PJM_ROR | VACAR | Internal | Winter | B16 | 25 | 3000 | 3000 | 85.9 | 131.88 | 6 | 39.98
2025 | PJM_ROR_2_VACAR | PJM_ROR | VACAR | Internal | Winter | B17 | 100 | 3000 | 3000 | 76.91 | 96.12 | 6 | 13.21
2025 | PJM_ROR_2_VACAR | PJM_ROR | VACAR | Internal | Winter | B18 | 400 | 3000 | 3000 | 72.94 | 82.11 | 6 | 3.17
2025 | PJM_ROR_2_VACAR | PJM_ROR | VACAR | Internal | Winter | B19 | 700 | 3000 | 3000 | 70.98 | 81.01 | 6 | 4.02
2025 | PJM_ROR_2_VACAR | PJM_ROR | VACAR | Internal | Winter | B20 | 935 | 3000 | 3000 | 62.64 | 70.31 | 6 | 1.66
2025 | PJM_ROM_2_PJM_E | PJM_ROM | PJM_E | Internal | Shoulder | B11 | 25 | 8000 | 0 | 81.09 | 81.08 | 0.01 | 0
2025 | PJM_ROM_2_PJM_E | PJM_ROM | PJM_E | Internal | Shoulder | B12 | 200 | 8000 | 0 | 72.67 | 72.65 | 0.01 | 0
2025 | PJM_ROM_2_PJM_E | PJM_ROM | PJM_E | Internal | Shoulder | B13 | 600 | 8000 | 0 | 69.66 | 69.64 | 0.01 | 0
2025 | PJM_ROM_2_PJM_E | PJM_ROM | PJM_E | Internal | Shoulder | B14 | 900 | 8000 | 0 | 68.93 | 68.91 | 0.01 | 0
2025 | PJM_ROM_2_PJM_E | PJM_ROM | PJM_E | Internal | Shoulder | B15 | 1203 | 8000 | 0 | 60.03 | 60.02 | 0.01 | 0
2025 | PJM_ROM_2_PJM_E | PJM_ROM | PJM_E | Internal | Summer | B1 | 10 | 8000 | 756.91 | 156.99 | 157.01 | 0.01 | 0
2025 | PJM_ROM_2_PJM_E | PJM_ROM | PJM_E | Internal | Summer | B2 | 25 | 8000 | 1631.74 | 141.83 | 141.84 | 0.01 | 0
2025 | PJM_ROM_2_PJM_E | PJM_ROM | PJM_E | Internal | Summer | B3 | 75 | 8000 | 0 | 112.83 | 112.82 | 0.01 | 0
2025 | PJM_ROM_2_PJM_E | PJM_ROM | PJM_E | Internal | Summer | B4 | 100 | 8000 | 0 | 109.24 | 109.23 | 0.01 | 0
2025 | PJM_ROM_2_PJM_E | PJM_ROM | PJM_E | Internal | Summer | B5 | 200 | 8000 | 0 | 109.22 | 109.21 | 0.01 | 0
2025 | PJM_ROM_2_PJM_E | PJM_ROM | PJM_E | Internal | Summer | B6 | 300 | 8000 | 0 | 103 | 102.99 | 0.01 | 0
2025 | PJM_ROM_2_PJM_E | PJM_ROM | PJM_E | Internal | Summer | B7 | 400 | 8000 | 0 | 74.99 | 74.98 | 0.01 | 0
2025 | PJM_ROM_2_PJM_E | PJM_ROM | PJM_E | Internal | Summer | B8 | 500 | 8000 | 0 | 67.95 | 67.94 | 0.01 | 0
2025 | PJM_ROM_2_PJM_E | PJM_ROM | PJM_E | Internal | Summer | B9 | 800 | 8000 | 0 | 66.43 | 66.41 | 0.01 | 0
2025 | PJM_ROM_2_PJM_E | PJM_ROM | PJM_E | Internal | Summer | B10 | 1262 | 8000 | 0 | 57.91 | 57.9 | 0.01 | 0
2025 | PJM_ROM_2_PJM_E | PJM_ROM | PJM_E | Internal | Winter | B16 | 25 | 8000 | 0 | 85.91 | 85.9 | 0.01 | 0
2025 | PJM_ROM_2_PJM_E | PJM_ROM | PJM_E | Internal | Winter | B17 | 100 | 8000 | 0 | 76.92 | 76.91 | 0.01 | 0
2025 | PJM_ROM_2_PJM_E | PJM_ROM | PJM_E | Internal | Winter | B18 | 400 | 8000 | 1981.68 | 74.35 | 74.36 | 0.01 | 0
2025 | PJM_ROM_2_PJM_E | PJM_ROM | PJM_E | Internal | Winter | B19 | 700 | 8000 | 849.49 | 74.16 | 74.18 | 0.01 | 0
2025 | PJM_ROM_2_PJM_E | PJM_ROM | PJM_E | Internal | Winter | B20 | 935 | 8000 | 1456.97 | 64.64 | 64.66 | 0.01 | 0
2025 | PJM_ROM_2_PJM_ROR | PJM_ROM | PJM_ROR | Internal | Shoulder | B11 | 25 | 8000 | 312.52 | 81.09 | 81.1 | 0.01 | 0
2025 | PJM_ROM_2_PJM_ROR | PJM_ROM | PJM_ROR | Internal | Shoulder | B12 | 200 | 8000 | 0 | 72.67 | 72.65 | 0.01 | 0
2025 | PJM_ROM_2_PJM_ROR | PJM_ROM | PJM_ROR | Internal | Shoulder | B13 | 600 | 8000 | 0 | 69.66 | 69.64 | 0.01 | 0
2025 | PJM_ROM_2_PJM_ROR | PJM_ROM | PJM_ROR | Internal | Shoulder | B14 | 900 | 8000 | 0 | 68.93 | 67.71 | 0.01 | 0
2025 | PJM_ROM_2_PJM_ROR | PJM_ROM | PJM_ROR | Internal | Shoulder | B15 | 1203 | 8000 | 0 | 60.03 | 60.02 | 0.01 | 0
2025 | PJM_ROM_2_PJM_ROR | PJM_ROM | PJM_ROR | Internal | Summer | B1 | 10 | 8000 | 0 | 156.99 | 150.99 | 0.01 | 0
2025 | PJM_ROM_2_PJM_ROR | PJM_ROM | PJM_ROR | Internal | Summer | B2 | 25 | 8000 | 0 | 141.83 | 116.3 | 0.01 | 0
2025 | PJM_ROM_2_PJM_ROR | PJM_ROM | PJM_ROR | Internal | Summer | B3 | 75 | 8000 | 0 | 112.83 | 112.82 | 0.01 | 0
2025 | PJM_ROM_2_PJM_ROR | PJM_ROM | PJM_ROR | Internal | Summer | B4 | 100 | 8000 | 0 | 109.24 | 109.23 | 0.01 | 0
2025 | PJM_ROM_2_PJM_ROR | PJM_ROM | PJM_ROR | Internal | Summer | B5 | 200 | 8000 | 1502.33 | 109.22 | 109.23 | 0.01 | 0
2025 | PJM_ROM_2_PJM_ROR | PJM_ROM | PJM_ROR | Internal | Summer | B6 | 300 | 8000 | 1772.04 | 103 | 103.01 | 0.01 | 0
2025 | PJM_ROM_2_PJM_ROR | PJM_ROM | PJM_ROR | Internal | Summer | B7 | 400 | 8000 | 1001.66 | 74.99 | 75 | 0.01 | 0
2025 | PJM_ROM_2_PJM_ROR | PJM_ROM | PJM_ROR | Internal | Summer | B8 | 500 | 8000 | 0 | 67.95 | 67.94 | 0.01 | 0
2025 | PJM_ROM_2_PJM_ROR | PJM_ROM | PJM_ROR | Internal | Summer | B9 | 800 | 8000 | 0 | 66.43 | 66.41 | 0.01 | 0
2025 | PJM_ROM_2_PJM_ROR | PJM_ROM | PJM_ROR | Internal | Summer | B10 | 1262 | 8000 | 0 | 57.91 | 57.9 | 0.01 | 0
2025 | PJM_ROM_2_PJM_ROR | PJM_ROM | PJM_ROR | Internal | Winter | B16 | 25 | 8000 | 0 | 85.91 | 85.9 | 0.01 | 0
2025 | PJM_ROM_2_PJM_ROR | PJM_ROM | PJM_ROR | Internal | Winter | B17 | 100 | 8000 | 0 | 76.92 | 76.91 | 0.01 | 0
2025 | PJM_ROM_2_PJM_ROR | PJM_ROM | PJM_ROR | Internal | Winter | B18 | 400 | 8000 | 0 | 74.35 | 72.94 | 0.01 | 0
2025 | PJM_ROM_2_PJM_ROR | PJM_ROM | PJM_ROR | Internal | Winter | B19 | 700 | 8000 | 0 | 74.16 | 70.98 | 0.01 | 0
2025 | PJM_ROM_2_PJM_ROR | PJM_ROM | PJM_ROR | Internal | Winter | B20 | 935 | 8000 | 0 | 64.64 | 62.64 | 0.01 | 0
2025 | SOCO_2_ENT | SOCO | ENT | Internal | Shoulder | B11 | 25 | 2400 | 0 | 113.22 | 79.1 | 10 | 0
2025 | SOCO_2_ENT | SOCO | ENT | Internal | Shoulder | B12 | 200 | 2400 | 0 | 78.67 | 70.67 | 10 | 0
2025 | SOCO_2_ENT | SOCO | ENT | Internal | Shoulder | B13 | 600 | 2400 | 0 | 73 | 70.67 | 10 | 0
2025 | SOCO_2_ENT | SOCO | ENT | Internal | Shoulder | B14 | 900 | 2400 | 0 | 73 | 65 | 10 | 0
2025 | SOCO_2_ENT | SOCO | ENT | Internal | Shoulder | B15 | 1203 | 2400 | 0 | 72.59 | 61.51 | 10 | 0
2025 | SOCO_2_ENT | SOCO | ENT | Internal | Summer | B1 | 10 | 2400 | 0 | 741.19 | 117.65 | 10 | 0
2025 | SOCO_2_ENT | SOCO | ENT | Internal | Summer | B2 | 25 | 2400 | 0 | 578.98 | 118.28 | 10 | 0
2025 | SOCO_2_ENT | SOCO | ENT | Internal | Summer | B3 | 75 | 2400 | 0 | 127.74 | 119.74 | 10 | 0
2025 | SOCO_2_ENT | SOCO | ENT | Internal | Summer | B4 | 100 | 2400 | 0 | 121.27 | 113.27 | 10 | 0
2025 | SOCO_2_ENT | SOCO | ENT | Internal | Summer | B5 | 200 | 2400 | 0 | 118.02 | 109.49 | 10 | 0
2025 | SOCO_2_ENT | SOCO | ENT | Internal | Summer | B6 | 300 | 2400 | 0 | 118.02 | 101.02 | 10 | 0
2025 | SOCO_2_ENT | SOCO | ENT | Internal | Summer | B7 | 400 | 2400 | 0 | 94.15 | 77.28 | 10 | 0
2025 | SOCO_2_ENT | SOCO | ENT | Internal | Summer | B8 | 500 | 2400 | 0 | 82.94 | 73.91 | 10 | 0
2025 | SOCO_2_ENT | SOCO | ENT | Internal | Summer | B9 | 800 | 2400 | 0 | 73.79 | 71.61 | 10 | 0
2025 | SOCO_2_ENT | SOCO | ENT | Internal | Summer | B10 | 1262 | 2400 | 0 | 71.19 | 63.19 | 10 | 0
2025 | SOCO_2_ENT | SOCO | ENT | Internal | Winter | B16 | 25 | 2400 | 0 | 116.9 | 76.08 | 10 | 0
2025 | SOCO_2_ENT | SOCO | ENT | Internal | Winter | B17 | 100 | 2400 | 0 | 86.12 | 73.53 | 10 | 0
2025 | SOCO_2_ENT | SOCO | ENT | Internal | Winter | B18 | 400 | 2400 | 0 | 75.48 | 73.53 | 10 | 0
2025 | SOCO_2_ENT | SOCO | ENT | Internal | Winter | B19 | 700 | 2400 | 0 | 75.48 | 69 | 10 | 0
2025 | SOCO_2_ENT | SOCO | ENT | Internal | Winter | B20 | 935 | 2400 | 0 | 75.48 | 63.95 | 10 | 0
2025 | SOCO_2_FRCC | SOCO | FRCC | Internal | Shoulder | B11 | 25 | 3700 | 3609.24 | 113.22 | 123.22 | 10 | 0
2025 | SOCO_2_FRCC | SOCO | FRCC | Internal | Shoulder | B12 | 200 | 3700 | 0 | 78.67 | 87.11 | 10 | 0
2025 | SOCO_2_FRCC | SOCO | FRCC | Internal | Shoulder | B13 | 600 | 3700 | 0 | 73 | 81.22 | 10 | 0
2025 | SOCO_2_FRCC | SOCO | FRCC | Internal | Shoulder | B14 | 900 | 3700 | 0 | 73 | 77.82 | 10 | 0
2025 | SOCO_2_FRCC | SOCO | FRCC | Internal | Shoulder | B15 | 1203 | 3700 | 0 | 72.59 | 77.82 | 10 | 0
2025 | SOCO_2_FRCC | SOCO | FRCC | Internal | Summer | B1 | 10 | 3700 | 1015.25 | 741.19 | 751.19 | 10 | 0
2025 | SOCO_2_FRCC | SOCO | FRCC | Internal | Summer | B2 | 25 | 3700 | 1966.74 | 578.98 | 588.98 | 10 | 0
2025 | SOCO_2_FRCC | SOCO | FRCC | Internal | Summer | B3 | 75 | 3700 | 521.35 | 127.74 | 137.74 | 10 | 0
2025 | SOCO_2_FRCC | SOCO | FRCC | Internal | Summer | B4 | 100 | 3700 | 0 | 121.27 | 125.07 | 10 | 0
2025 | SOCO_2_FRCC | SOCO | FRCC | Internal | Summer | B5 | 200 | 3700 | 0 | 118.02 | 125.07 | 10 | 0
2025 | SOCO_2_FRCC | SOCO | FRCC | Internal | Summer | B6 | 300 | 3700 | 0 | 118.02 | 125.07 | 10 | 0
2025 | SOCO_2_FRCC | SOCO | FRCC | Internal | Summer | B7 | 400 | 3700 | 932.4 | 94.15 | 104.15 | 10 | 0
2025 | SOCO_2_FRCC | SOCO | FRCC | Internal | Summer | B8 | 500 | 3700 | 0 | 82.94 | 80.38 | 10 | 0
2025 | SOCO_2_FRCC | SOCO | FRCC | Internal | Summer | B9 | 800 | 3700 | 0 | 73.79 | 78.11 | 10 | 0
2025 | SOCO_2_FRCC | SOCO | FRCC | Internal | Summer | B10 | 1262 | 3700 | 0 | 71.19 | 77.01 | 10 | 0
2025 | SOCO_2_FRCC | SOCO | FRCC | Internal | Winter | B16 | 25 | 3700 | 1308.11 | 116.9 | 126.9 | 10 | 0
2025 | SOCO_2_FRCC | SOCO | FRCC | Internal | Winter | B17 | 100 | 3700 | 0 | 86.12 | 83.78 | 10 | 0
2025 | SOCO_2_FRCC | SOCO | FRCC | Internal | Winter | B18 | 400 | 3700 | 0 | 75.48 | 83.78 | 10 | 0
2025 | SOCO_2_FRCC | SOCO | FRCC | Internal | Winter | B19 | 700 | 3700 | 0 | 75.48 | 80.28 | 10 | 0
2025 | SOCO_2_FRCC | SOCO | FRCC | Internal | Winter | B20 | 935 | 3700 | 0 | 75.48 | 80.28 | 10 | 0
2025 | SOCO_2_TVA_Transmission | SOCO | TVA_Transmission | Internal | Shoulder | B11 | 25 | 2600 | 0 | 113.22 | 87.11 | 10 | 0
2025 | SOCO_2_TVA_Transmission | SOCO | TVA_Transmission | Internal | Shoulder | B12 | 200 | 2600 | 0 | 78.67 | 78.65 | 10 | 0
2025 | SOCO_2_TVA_Transmission | SOCO | TVA_Transmission | Internal | Shoulder | B13 | 600 | 2600 | 0 | 73 | 75.45 | 10 | 0
2025 | SOCO_2_TVA_Transmission | SOCO | TVA_Transmission | Internal | Shoulder | B14 | 900 | 2600 | 0 | 73 | 73 | 10 | 0
2025 | SOCO_2_TVA_Transmission | SOCO | TVA_Transmission | Internal | Shoulder | B15 | 1203 | 2600 | 0 | 72.59 | 67.18 | 10 | 0
2025 | SOCO_2_TVA_Transmission | SOCO | TVA_Transmission | Internal | Summer | B1 | 10 | 2600 | 0 | 741.19 | 547.58 | 10 | 0
2025 | SOCO_2_TVA_Transmission | SOCO | TVA_Transmission | Internal | Summer | B2 | 25 | 2600 | 0 | 578.98 | 134.3 | 10 | 0
2025 | SOCO_2_TVA_Transmission | SOCO | TVA_Transmission | Internal | Summer | B3 | 75 | 2600 | 0 | 127.74 | 122.81 | 10 | 0
2025 | SOCO_2_TVA_Transmission | SOCO | TVA_Transmission | Internal | Summer | B4 | 100 | 2600 | 0 | 121.27 | 117.49 | 10 | 0
2025 | SOCO_2_TVA_Transmission | SOCO | TVA_Transmission | Internal | Summer | B5 | 200 | 2600 | 0 | 118.02 | 117.49 | 10 | 0
2025 | SOCO_2_TVA_Transmission | SOCO | TVA_Transmission | Internal | Summer | B6 | 300 | 2600 | 0 | 118.02 | 109.02 | 10 | 0
2025 | SOCO_2_TVA_Transmission | SOCO | TVA_Transmission | Internal | Summer | B7 | 400 | 2600 | 0 | 94.15 | 85 | 10 | 0
2025 | SOCO_2_TVA_Transmission | SOCO | TVA_Transmission | Internal | Summer | B8 | 500 | 2600 | 0 | 82.94 | 73.94 | 10 | 0
2025 | SOCO_2_TVA_Transmission | SOCO | TVA_Transmission | Internal | Summer | B9 | 800 | 2600 | 0 | 73.79 | 72.41 | 10 | 0
2025 | SOCO_2_TVA_Transmission | SOCO | TVA_Transmission | Internal | Summer | B10 | 1262 | 2600 | 0 | 71.19 | 66.47 | 10 | 0
2025 | SOCO_2_TVA_Transmission | SOCO | TVA_Transmission | Internal | Winter | B16 | 25 | 2600 | 0 | 116.9 | 93.92 | 10 | 0
2025 | SOCO_2_TVA_Transmission | SOCO | TVA_Transmission | Internal | Winter | B17 | 100 | 2600 | 0 | 86.12 | 81.52 | 10 | 0
2025 | SOCO_2_TVA_Transmission | SOCO | TVA_Transmission | Internal | Winter | B18 | 400 | 2600 | 0 | 75.48 | 78.55 | 10 | 0
2025 | SOCO_2_TVA_Transmission | SOCO | TVA_Transmission | Internal | Winter | B19 | 700 | 2600 | 0 | 75.48 | 76.98 | 10 | 0
2025 | SOCO_2_TVA_Transmission | SOCO | TVA_Transmission | Internal | Winter | B20 | 935 | 2600 | 0 | 75.48 | 68.66 | 10 | 0
2025 | SOCO_2_VACAR | SOCO | VACAR | Internal | Shoulder | B11 | 25 | 2000 | 0 | 113.22 | 106.22 | 10 | 0
2025 | SOCO_2_VACAR | SOCO | VACAR | Internal | Shoulder | B12 | 200 | 2000 | 0 | 78.67 | 87.65 | 10 | 0
2025 | SOCO_2_VACAR | SOCO | VACAR | Internal | Shoulder | B13 | 600 | 2000 | 0 | 73 | 79.36 | 10 | 0
2025 | SOCO_2_VACAR | SOCO | VACAR | Internal | Shoulder | B14 | 900 | 2000 | 0 | 73 | 76.23 | 10 | 0
2025 | SOCO_2_VACAR | SOCO | VACAR | Internal | Shoulder | B15 | 1203 | 2000 | 0 | 72.59 | 66.25 | 10 | 0
2025 | SOCO_2_VACAR | SOCO | VACAR | Internal | Summer | B1 | 10 | 2000 | 1338.45 | 741.19 | 751.19 | 10 | 0
2025 | SOCO_2_VACAR | SOCO | VACAR | Internal | Summer | B2 | 25 | 2000 | 1518.28 | 578.98 | 588.98 | 10 | 0
2025 | SOCO_2_VACAR | SOCO | VACAR | Internal | Summer | B3 | 75 | 2000 | 0 | 127.74 | 131.81 | 10 | 0
2025 | SOCO_2_VACAR | SOCO | VACAR | Internal | Summer | B4 | 100 | 2000 | 0 | 121.27 | 121.03 | 10 | 0
2025 | SOCO_2_VACAR | SOCO | VACAR | Internal | Summer | B5 | 200 | 2000 | 0 | 118.02 | 121.03 | 10 | 0
2025 | SOCO_2_VACAR | SOCO | VACAR | Internal | Summer | B6 | 300 | 2000 | 0 | 118.02 | 118.02 | 10 | 0
2025 | SOCO_2_VACAR | SOCO | VACAR | Internal | Summer | B7 | 400 | 2000 | 0 | 94.15 | 94 | 10 | 0
2025 | SOCO_2_VACAR | SOCO | VACAR | Internal | Summer | B8 | 500 | 2000 | 0 | 82.94 | 80.97 | 10 | 0
2025 | SOCO_2_VACAR | SOCO | VACAR | Internal | Summer | B9 | 800 | 2000 | 0 | 73.79 | 74.1 | 10 | 0
2025 | SOCO_2_VACAR | SOCO | VACAR | Internal | Summer | B10 | 1262 | 2000 | 0 | 71.19 | 64.43 | 10 | 0
2025 | SOCO_2_VACAR | SOCO | VACAR | Internal | Winter | B16 | 25 | 2000 | 2000 | 116.9 | 131.88 | 10 | 4.97
2025 | SOCO_2_VACAR | SOCO | VACAR | Internal | Winter | B17 | 100 | 2000 | 1803.35 | 86.12 | 96.12 | 10 | 0
2025 | SOCO_2_VACAR | SOCO | VACAR | Internal | Winter | B18 | 400 | 2000 | 0 | 75.48 | 82.11 | 10 | 0
2025 | SOCO_2_VACAR | SOCO | VACAR | Internal | Winter | B19 | 700 | 2000 | 0 | 75.48 | 81.01 | 10 | 0
2025 | SOCO_2_VACAR | SOCO | VACAR | Internal | Winter | B20 | 935 | 2000 | 0 | 75.48 | 70.31 | 10 | 0
2025 | SPP_N_2_ENT | SPP_N | ENT | Internal | Shoulder | B11 | 25 | 7346 | 2890.01 | 74.1 | 79.1 | 5 | 0
2025 | SPP_N_2_ENT | SPP_N | ENT | Internal | Shoulder | B12 | 200 | 7346 | 7346 | 65.65 | 70.67 | 5 | 0.01
2025 | SPP_N_2_ENT | SPP_N | ENT | Internal | Shoulder | B13 | 600 | 7346 | 7346 | 65.65 | 70.67 | 5 | 0.01
2025 | SPP_N_2_ENT | SPP_N | ENT | Internal | Shoulder | B14 | 900 | 7346 | 7346 | 50.64 | 65 | 5 | 9.36
2025 | SPP_N_2_ENT | SPP_N | ENT | Internal | Shoulder | B15 | 1203 | 7346 | 7346 | 0.02 | 61.51 | 5 | 56.49
2025 | SPP_N_2_ENT | SPP_N | ENT | Internal | Summer | B1 | 10 | 7346 | 6752.06 | 112.65 | 117.65 | 5 | 0
2025 | SPP_N_2_ENT | SPP_N | ENT | Internal | Summer | B2 | 25 | 7346 | 3460.09 | 113.28 | 118.28 | 5 | 0
2025 | SPP_N_2_ENT | SPP_N | ENT | Internal | Summer | B3 | 75 | 7346 | 2387.87 | 114.74 | 119.74 | 5 | 0
2025 | SPP_N_2_ENT | SPP_N | ENT | Internal | Summer | B4 | 100 | 7346 | 3377.86 | 108.27 | 113.27 | 5 | 0
2025 | SPP_N_2_ENT | SPP_N | ENT | Internal | Summer | B5 | 200 | 7346 | 2597.36 | 104.49 | 109.49 | 5 | 0
2025 | SPP_N_2_ENT | SPP_N | ENT | Internal | Summer | B6 | 300 | 7346 | 2371.1 | 96.02 | 101.02 | 5 | 0
2025 | SPP_N_2_ENT | SPP_N | ENT | Internal | Summer | B7 | 400 | 7346 | 3963.39 | 72.28 | 77.28 | 5 | 0
2025 | SPP_N_2_ENT | SPP_N | ENT | Internal | Summer | B8 | 500 | 7346 | 2543.5 | 68.91 | 73.91 | 5 | 0
2025 | SPP_N_2_ENT | SPP_N | ENT | Internal | Summer | B9 | 800 | 7346 | 3285.23 | 66.61 | 71.61 | 5 | 0
2025 | SPP_N_2_ENT | SPP_N | ENT | Internal | Summer | B10 | 1262 | 7346 | 7346 | 58.18 | 63.19 | 5 | 0.01
2025 | SPP_N_2_ENT | SPP_N | ENT | Internal | Winter | B16 | 25 | 7346 | 7346 | 71.07 | 76.08 | 5 | 0.01
2025 | SPP_N_2_ENT | SPP_N | ENT | Internal | Winter | B17 | 100 | 7346 | 7346 | 68.52 | 73.53 | 5 | 0.01
2025 | SPP_N_2_ENT | SPP_N | ENT | Internal | Winter | B18 | 400 | 7346 | 7346 | 68.52 | 73.53 | 5 | 0.01
2025 | SPP_N_2_ENT | SPP_N | ENT | Internal | Winter | B19 | 700 | 7346 | 7346 | 63.98 | 69 | 5 | 0.01
2025 | SPP_N_2_ENT | SPP_N | ENT | Internal | Winter | B20 | 935 | 7346 | 7346 | 48.66 | 63.95 | 5 | 10.29
2025 | SPP_N_2_MISO_MO-IL | SPP_N | MISO_MO-IL | Internal | Shoulder | B11 | 25 | 3954 | 3954 | 74.1 | 79.11 | 5 | 0.01
2025 | SPP_N_2_MISO_MO-IL | SPP_N | MISO_MO-IL | Internal | Shoulder | B12 | 200 | 3954 | 457.4 | 65.65 | 70.65 | 5 | 0
2025 | SPP_N_2_MISO_MO-IL | SPP_N | MISO_MO-IL | Internal | Shoulder | B13 | 600 | 3954 | 37.91 | 65.65 | 70.65 | 5 | 0
2025 | SPP_N_2_MISO_MO-IL | SPP_N | MISO_MO-IL | Internal | Shoulder | B14 | 900 | 3954 | 3954 | 50.64 | 65 | 5 | 9.36
2025 | SPP_N_2_MISO_MO-IL | SPP_N | MISO_MO-IL | Internal | Shoulder | B15 | 1203 | 3954 | 3954 | 0.02 | 59.18 | 5 | 54.16
2025 | SPP_N_2_MISO_MO-IL | SPP_N | MISO_MO-IL | Internal | Summer | B1 | 10 | 3954 | 3954 | 112.65 | 149.01 | 5 | 31.35
2025 | SPP_N_2_MISO_MO-IL | SPP_N | MISO_MO-IL | Internal | Summer | B2 | 25 | 3954 | 2949.42 | 113.28 | 118.28 | 5 | 0
2025 | SPP_N_2_MISO_MO-IL | SPP_N | MISO_MO-IL | Internal | Summer | B3 | 75 | 3954 | 0 | 114.74 | 114.81 | 5 | 0
2025 | SPP_N_2_MISO_MO-IL | SPP_N | MISO_MO-IL | Internal | Summer | B4 | 100 | 3954 | 0 | 108.27 | 109.49 | 5 | 0
2025 | SPP_N_2_MISO_MO-IL | SPP_N | MISO_MO-IL | Internal | Summer | B5 | 200 | 3954 | 481.76 | 104.49 | 109.49 | 5 | 0
2025 | SPP_N_2_MISO_MO-IL | SPP_N | MISO_MO-IL | Internal | Summer | B6 | 300 | 3954 | 1057.42 | 96.02 | 101.02 | 5 | 0
2025 | SPP_N_2_MISO_MO-IL | SPP_N | MISO_MO-IL | Internal | Summer | B7 | 400 | 3954 | 0 | 72.28 | 77 | 5 | 0
2025 | SPP_N_2_MISO_MO-IL | SPP_N | MISO_MO-IL | Internal | Summer | B8 | 500 | 3954 | 0 | 68.91 | 69.94 | 5 | 0
2025 | SPP_N_2_MISO_MO-IL | SPP_N | MISO_MO-IL | Internal | Summer | B9 | 800 | 3954 | 0 | 66.61 | 66.34 | 5 | 0
2025 | SPP_N_2_MISO_MO-IL | SPP_N | MISO_MO-IL | Internal | Summer | B10 | 1262 | 3954 | 0 | 58.18 | 58.47 | 5 | 0
2025 | SPP_N_2_MISO_MO-IL | SPP_N | MISO_MO-IL | Internal | Winter | B16 | 25 | 3954 | 3954 | 71.07 | 81.92 | 5 | 5.85
2025 | SPP_N_2_MISO_MO-IL | SPP_N | MISO_MO-IL | Internal | Winter | B17 | 100 | 3954 | 3444.17 | 68.52 | 73.52 | 5 | 0
2025 | SPP_N_2_MISO_MO-IL | SPP_N | MISO_MO-IL | Internal | Winter | B18 | 400 | 3954 | 0 | 68.52 | 72.07 | 5 | 0
2025 | SPP_N_2_MISO_MO-IL | SPP_N | MISO_MO-IL | Internal | Winter | B19 | 700 | 3954 | 2522.62 | 63.98 | 68.98 | 5 | 0
2025 | SPP_N_2_MISO_MO-IL | SPP_N | MISO_MO-IL | Internal | Winter | B20 | 935 | 3954 | 3954 | 48.66 | 60.66 | 5 | 7
2025 | SPP_N_2_MISO_W | SPP_N | MISO_W | Internal | Shoulder | B11 | 25 | 1000 | 690.51 | 74.1 | 79.1 | 5 | 0
2025 | SPP_N_2_MISO_W | SPP_N | MISO_W | Internal | Shoulder | B12 | 200 | 1000 | 0 | 65.65 | 70.64 | 5 | 0
2025 | SPP_N_2_MISO_W | SPP_N | MISO_W | Internal | Shoulder | B13 | 600 | 1000 | 0 | 65.65 | 67.64 | 5 | 0
2025 | SPP_N_2_MISO_W | SPP_N | MISO_W | Internal | Shoulder | B14 | 900 | 1000 | 1000 | 50.64 | 60.87 | 5 | 5.23
2025 | SPP_N_2_MISO_W | SPP_N | MISO_W | Internal | Shoulder | B15 | 1203 | 1000 | 1000 | 0.02 | 30.22 | 5 | 25.19
2025 | SPP_N_2_MISO_W | SPP_N | MISO_W | Internal | Summer | B1 | 10 | 1000 | 1000 | 112.65 | 148.99 | 5 | 31.34
2025 | SPP_N_2_MISO_W | SPP_N | MISO_W | Internal | Summer | B2 | 25 | 1000 | 0 | 113.28 | 114.3 | 5 | 0
2025 | SPP_N_2_MISO_W | SPP_N | MISO_W | Internal | Summer | B3 | 75 | 1000 | 0 | 114.74 | 110.82 | 5 | 0
2025 | SPP_N_2_MISO_W | SPP_N | MISO_W | Internal | Summer | B4 | 100 | 1000 | 0 | 108.27 | 107.23 | 5 | 0
2025 | SPP_N_2_MISO_W | SPP_N | MISO_W | Internal | Summer | B5 | 200 | 1000 | 0 | 104.49 | 107.23 | 5 | 0
2025 | SPP_N_2_MISO_W | SPP_N | MISO_W | Internal | Summer | B6 | 300 | 1000 | 0 | 96.02 | 101.01 | 5 | 0
2025 | SPP_N_2_MISO_W | SPP_N | MISO_W | Internal | Summer | B7 | 400 | 1000 | 0 | 72.28 | 73 | 5 | 0
2025 | SPP_N_2_MISO_W | SPP_N | MISO_W | Internal | Summer | B8 | 500 | 1000 | 0 | 68.91 | 65.94 | 5 | 0
2025 | SPP_N_2_MISO_W | SPP_N | MISO_W | Internal | Summer | B9 | 800 | 1000 | 0 | 66.61 | 64.41 | 5 | 0
2025 | SPP_N_2_MISO_W | SPP_N | MISO_W | Internal | Summer | B10 | 1262 | 1000 | 0 | 58.18 | 55.9 | 5 | 0
2025 | SPP_N_2_MISO_W | SPP_N | MISO_W | Internal | Winter | B16 | 25 | 1000 | 0 | 71.07 | 16.68 | 5 | 0
2025 | SPP_N_2_MISO_W | SPP_N | MISO_W | Internal | Winter | B17 | 100 | 1000 | 0 | 68.52 | 61.52 | 5 | 0
2025 | SPP_N_2_MISO_W | SPP_N | MISO_W | Internal | Winter | B18 | 400 | 1000 | 0 | 68.52 | 68.02 | 5 | 0
2025 | SPP_N_2_MISO_W | SPP_N | MISO_W | Internal | Winter | B19 | 700 | 1000 | 0 | 63.98 | 68.02 | 5 | 0
2025 | SPP_N_2_MISO_W | SPP_N | MISO_W | Internal | Winter | B20 | 935 | 1000 | 1000 | 48.66 | 60.64 | 5 | 6.99
2025 | SPP_N_2_NE | SPP_N | NE | Internal | Shoulder | B11 | 25 | 384 | 0 | 74.1 | 74.1 | 0.01 | 0
2025 | SPP_N_2_NE | SPP_N | NE | Internal | Shoulder | B12 | 200 | 384 | 0 | 65.65 | 65.64 | 0.01 | 0
2025 | SPP_N_2_NE | SPP_N | NE | Internal | Shoulder | B13 | 600 | 384 | 0 | 65.65 | 62.64 | 0.01 | 0
2025 | SPP_N_2_NE | SPP_N | NE | Internal | Shoulder | B14 | 900 | 384 | 0 | 50.64 | 50.63 | 0.01 | 0
2025 | SPP_N_2_NE | SPP_N | NE | Internal | Shoulder | B15 | 1203 | 384 | 384 | 0.02 | 11.68 | 0.01 | 11.64
2025 | SPP_N_2_NE | SPP_N | NE | Internal | Summer | B1 | 10 | 384 | 384 | 112.65 | 143.99 | 0.01 | 31.33
2025 | SPP_N_2_NE | SPP_N | NE | Internal | Summer | B2 | 25 | 384 | 0 | 113.28 | 109.3 | 0.01 | 0
2025 | SPP_N_2_NE | SPP_N | NE | Internal | Summer | B3 | 75 | 384 | 0 | 114.74 | 106.97 | 0.01 | 0
2025 | SPP_N_2_NE | SPP_N | NE | Internal | Summer | B4 | 100 | 384 | 0 | 108.27 | 107.23 | 0.01 | 0
2025 | SPP_N_2_NE | SPP_N | NE | Internal | Summer | B5 | 200 | 384 | 0 | 104.49 | 104.48 | 0.01 | 0
2025 | SPP_N_2_NE | SPP_N | NE | Internal | Summer | B6 | 300 | 384 | 0 | 96.02 | 96.01 | 0.01 | 0
2025 | SPP_N_2_NE | SPP_N | NE | Internal | Summer | B7 | 400 | 384 | 0 | 72.28 | 68 | 0.01 | 0
2025 | SPP_N_2_NE | SPP_N | NE | Internal | Summer | B8 | 500 | 384 | 0 | 68.91 | 60.94 | 0.01 | 0
2025 | SPP_N_2_NE | SPP_N | NE | Internal | Summer | B9 | 800 | 384 | 0 | 66.61 | 59.41 | 0.01 | 0
2025 | SPP_N_2_NE | SPP_N | NE | Internal | Summer | B10 | 1262 | 384 | 0 | 58.18 | 50.9 | 0.01 | 0
2025 | SPP_N_2_NE | SPP_N | NE | Internal | Winter | B16 | 25 | 384 | 0 | 71.07 | 11.68 | 0.01 | 0
2025 | SPP_N_2_NE | SPP_N | NE | Internal | Winter | B17 | 100 | 384 | 0 | 68.52 | 49.52 | 0.01 | 0
2025 | SPP_N_2_NE | SPP_N | NE | Internal | Winter | B18 | 400 | 384 | 0 | 68.52 | 63.02 | 0.01 | 0
2025 | SPP_N_2_NE | SPP_N | NE | Internal | Winter | B19 | 700 | 384 | 0 | 63.98 | 63.02 | 0.01 | 0
2025 | SPP_N_2_NE | SPP_N | NE | Internal | Winter | B20 | 935 | 384 | 0 | 48.66 | 48.64 | 0.01 | 0
2025 | SPP_N_2_SPP_S | SPP_N | SPP_S | Internal | Shoulder | B11 | 25 | 4000 | 0 | 74.1 | 73.92 | 0.01 | 0
2025 | SPP_N_2_SPP_S | SPP_N | SPP_S | Internal | Shoulder | B12 | 200 | 4000 | 1282.68 | 65.65 | 65.67 | 0.01 | 0
2025 | SPP_N_2_SPP_S | SPP_N | SPP_S | Internal | Shoulder | B13 | 600 | 4000 | 2235.35 | 65.65 | 65.67 | 0.01 | 0
2025 | SPP_N_2_SPP_S | SPP_N | SPP_S | Internal | Shoulder | B14 | 900 | 4000 | 0 | 50.64 | 50.63 | 0.01 | 0
2025 | SPP_N_2_SPP_S | SPP_N | SPP_S | Internal | Shoulder | B15 | 1203 | 4000 | 0 | 0.02 | 0.01 | 0.01 | 0
2025 | SPP_N_2_SPP_S | SPP_N | SPP_S | Internal | Summer | B1 | 10 | 4000 | 0 | 112.65 | 69.08 | 0.01 | 0
2025 | SPP_N_2_SPP_S | SPP_N | SPP_S | Internal | Summer | B2 | 25 | 4000 | 0 | 113.28 | 112.35 | 0.01 | 0
2025 | SPP_N_2_SPP_S | SPP_N | SPP_S | Internal | Summer | B3 | 75 | 4000 | 0 | 114.74 | 114.74 | 0.01 | 0
2025 | SPP_N_2_SPP_S | SPP_N | SPP_S | Internal | Summer | B4 | 100 | 4000 | 0 | 108.27 | 108.27 | 0.01 | 0
2025 | SPP_N_2_SPP_S | SPP_N | SPP_S | Internal | Summer | B5 | 200 | 4000 | 0 | 104.49 | 104.49 | 0.01 | 0
2025 | SPP_N_2_SPP_S | SPP_N | SPP_S | Internal | Summer | B6 | 300 | 4000 | 0 | 96.02 | 96.02 | 0.01 | 0
2025 | SPP_N_2_SPP_S | SPP_N | SPP_S | Internal | Summer | B7 | 400 | 4000 | 1370.31 | 72.28 | 72.29 | 0.01 | 0
2025 | SPP_N_2_SPP_S | SPP_N | SPP_S | Internal | Summer | B8 | 500 | 4000 | 3836.6 | 68.91 | 68.93 | 0.01 | 0
2025 | SPP_N_2_SPP_S | SPP_N | SPP_S | Internal | Summer | B9 | 800 | 4000 | 4000 | 66.61 | 68.93 | 0.01 | 2.3
2025 | SPP_N_2_SPP_S | SPP_N | SPP_S | Internal | Summer | B10 | 1262 | 4000 | 3659.29 | 58.18 | 58.19 | 0.01 | 0
2025 | SPP_N_2_SPP_S | SPP_N | SPP_S | Internal | Winter | B16 | 25 | 4000 | 2852.21 | 71.07 | 71.08 | 0.01 | 0
2025 | SPP_N_2_SPP_S | SPP_N | SPP_S | Internal | Winter | B17 | 100 | 4000 | 1568.06 | 68.52 | 68.53 | 0.01 | 0
2025 | SPP_N_2_SPP_S | SPP_N | SPP_S | Internal | Winter | B18 | 400 | 4000 | 1554.49 | 68.52 | 68.53 | 0.01 | 0
2025 | SPP_N_2_SPP_S | SPP_N | SPP_S | Internal | Winter | B19 | 700 | 4000 | 398.1 | 63.98 | 64 | 0.01 | 0
2025 | SPP_N_2_SPP_S | SPP_N | SPP_S | Internal | Winter | B20 | 935 | 4000 | 1169.56 | 48.66 | 48.67 | 0.01 | 0
2025 | SPP_S_2_ENT | SPP_S | ENT | Internal | Shoulder | B11 | 25 | 4280 | 4280 | 73.92 | 79.1 | 5 | 0.18
2025 | SPP_S_2_ENT | SPP_S | ENT | Internal | Shoulder | B12 | 200 | 4280 | 1811.27 | 65.67 | 70.67 | 5 | 0
2025 | SPP_S_2_ENT | SPP_S | ENT | Internal | Shoulder | B13 | 600 | 4280 | 3547.55 | 65.67 | 70.67 | 5 | 0
2025 | SPP_S_2_ENT | SPP_S | ENT | Internal | Shoulder | B14 | 900 | 4280 | 4280 | 50.63 | 65 | 5 | 9.37
2025 | SPP_S_2_ENT | SPP_S | ENT | Internal | Shoulder | B15 | 1203 | 4280 | 4280 | 0.01 | 61.51 | 5 | 56.5
2025 | SPP_S_2_ENT | SPP_S | ENT | Internal | Summer | B1 | 10 | 4280 | 4280 | 69.08 | 117.65 | 5 | 43.57
2025 | SPP_S_2_ENT | SPP_S | ENT | Internal | Summer | B2 | 25 | 4280 | 4280 | 112.35 | 118.28 | 5 | 0.93
2025 | SPP_S_2_ENT | SPP_S | ENT | Internal | Summer | B3 | 75 | 4280 | 1423.36 | 114.74 | 119.74 | 5 | 0
2025 | SPP_S_2_ENT | SPP_S | ENT | Internal | Summer | B4 | 100 | 4280 | 1033.43 | 108.27 | 113.27 | 5 | 0
2025 | SPP_S_2_ENT | SPP_S | ENT | Internal | Summer | B5 | 200 | 4280 | 2880.7 | 104.49 | 109.49 | 5 | 0
2025 | SPP_S_2_ENT | SPP_S | ENT | Internal | Summer | B6 | 300 | 4280 | 1877.12 | 96.02 | 101.02 | 5 | 0
2025 | SPP_S_2_ENT | SPP_S | ENT | Internal | Summer | B7 | 400 | 4280 | 0 | 72.29 | 77.28 | 5 | 0
2025 | SPP_S_2_ENT | SPP_S | ENT | Internal | Summer | B8 | 500 | 4280 | 0 | 68.93 | 73.91 | 5 | 0
2025 | SPP_S_2_ENT | SPP_S | ENT | Internal | Summer | B9 | 800 | 4280 | 0 | 68.93 | 71.61 | 5 | 0
2025 | SPP_S_2_ENT | SPP_S | ENT | Internal | Summer | B10 | 1262 | 4280 | 2627.43 | 58.19 | 63.19 | 5 | 0
2025 | SPP_S_2_ENT | SPP_S | ENT | Internal | Winter | B16 | 25 | 4280 | 3450.46 | 71.08 | 76.08 | 5 | 0
2025 | SPP_S_2_ENT | SPP_S | ENT | Internal | Winter | B17 | 100 | 4280 | 3200.31 | 68.53 | 73.53 | 5 | 0
2025 | SPP_S_2_ENT | SPP_S | ENT | Internal | Winter | B18 | 400 | 4280 | 2451.36 | 68.53 | 73.53 | 5 | 0
2025 | SPP_S_2_ENT | SPP_S | ENT | Internal | Winter | B19 | 700 | 4280 | 1462.39 | 64 | 69 | 5 | 0
2025 | SPP_S_2_ENT | SPP_S | ENT | Internal | Winter | B20 | 935 | 4280 | 4280 | 48.67 | 63.95 | 5 | 10.28
2025 | SPP_S_2_SPP_N | SPP_S | SPP_N | Internal | Shoulder | B11 | 25 | 640 | 640 | 73.92 | 74.1 | 0.01 | 0.17
2025 | SPP_S_2_SPP_N | SPP_S | SPP_N | Internal | Shoulder | B12 | 200 | 640 | 0 | 65.67 | 65.65 | 0.01 | 0
2025 | SPP_S_2_SPP_N | SPP_S | SPP_N | Internal | Shoulder | B13 | 600 | 640 | 0 | 65.67 | 65.65 | 0.01 | 0
2025 | SPP_S_2_SPP_N | SPP_S | SPP_N | Internal | Shoulder | B14 | 900 | 640 | 492.61 | 50.63 | 50.64 | 0.01 | 0
2025 | SPP_S_2_SPP_N | SPP_S | SPP_N | Internal | Shoulder | B15 | 1203 | 640 | 205.37 | 0.01 | 0.02 | 0.01 | 0
2025 | SPP_S_2_SPP_N | SPP_S | SPP_N | Internal | Summer | B1 | 10 | 640 | 640 | 69.08 | 112.65 | 0.01 | 43.56
2025 | SPP_S_2_SPP_N | SPP_S | SPP_N | Internal | Summer | B2 | 25 | 640 | 640 | 112.35 | 113.28 | 0.01 | 0.92
2025 | SPP_S_2_SPP_N | SPP_S | SPP_N | Internal | Summer | B3 | 75 | 640 | 0 | 114.74 | 114.74 | 0.01 | 0
2025 | SPP_S_2_SPP_N | SPP_S | SPP_N | Internal | Summer | B4 | 100 | 640 | 0 | 108.27 | 108.27 | 0.01 | 0
2025 | SPP_S_2_SPP_N | SPP_S | SPP_N | Internal | Summer | B5 | 200 | 640 | 0 | 104.49 | 104.49 | 0.01 | 0
2025 | SPP_S_2_SPP_N | SPP_S | SPP_N | Internal | Summer | B6 | 300 | 640 | 0 | 96.02 | 96.02 | 0.01 | 0
2025 | SPP_S_2_SPP_N | SPP_S | SPP_N | Internal | Summer | B7 | 400 | 640 | 0 | 72.29 | 72.28 | 0.01 | 0
2025 | SPP_S_2_SPP_N | SPP_S | SPP_N | Internal | Summer | B8 | 500 | 640 | 0 | 68.93 | 68.91 | 0.01 | 0
2025 | SPP_S_2_SPP_N | SPP_S | SPP_N | Internal | Summer | B9 | 800 | 640 | 0 | 68.93 | 66.61 | 0.01 | 0
2025 | SPP_S_2_SPP_N | SPP_S | SPP_N | Internal | Summer | B10 | 1262 | 640 | 0 | 58.19 | 58.18 | 0.01 | 0
2025 | SPP_S_2_SPP_N | SPP_S | SPP_N | Internal | Winter | B16 | 25 | 640 | 0 | 71.08 | 71.07 | 0.01 | 0
2025 | SPP_S_2_SPP_N | SPP_S | SPP_N | Internal | Winter | B17 | 100 | 640 | 0 | 68.53 | 68.52 | 0.01 | 0
2025 | SPP_S_2_SPP_N | SPP_S | SPP_N | Internal | Winter | B18 | 400 | 640 | 0 | 68.53 | 68.52 | 0.01 | 0
2025 | SPP_S_2_SPP_N | SPP_S | SPP_N | Internal | Winter | B19 | 700 | 640 | 0 | 64 | 63.98 | 0.01 | 0
2025 | SPP_S_2_SPP_N | SPP_S | SPP_N | Internal | Winter | B20 | 935 | 640 | 0 | 48.67 | 48.66 | 0.01 | 0
2025 | TVA_2_NonRTO_Midwest | TVA | NonRTO_Midwest | Internal | Shoulder | B11 | 25 | 100 | 0 | 87.13 | 96.11 | 9 | 0
2025 | TVA_2_NonRTO_Midwest | TVA | NonRTO_Midwest | Internal | Shoulder | B12 | 200 | 100 | 0 | 78.67 | 82.67 | 9 | 0
2025 | TVA_2_NonRTO_Midwest | TVA | NonRTO_Midwest | Internal | Shoulder | B13 | 600 | 100 | 0 | 75.28 | 79.66 | 9 | 0
2025 | TVA_2_NonRTO_Midwest | TVA | NonRTO_Midwest | Internal | Shoulder | B14 | 900 | 100 | 0 | 73.02 | 77.58 | 9 | 0
2025 | TVA_2_NonRTO_Midwest | TVA | NonRTO_Midwest | Internal | Shoulder | B15 | 1203 | 100 | 0 | 67.2 | 70.02 | 9 | 0
2025 | TVA_2_NonRTO_Midwest | TVA | NonRTO_Midwest | Internal | Summer | B1 | 10 | 100 | 0 | 547.59 | 539.58 | 9 | 0
2025 | TVA_2_NonRTO_Midwest | TVA | NonRTO_Midwest | Internal | Summer | B2 | 25 | 100 | 0 | 134.31 | 126.3 | 9 | 0
2025 | TVA_2_NonRTO_Midwest | TVA | NonRTO_Midwest | Internal | Summer | B3 | 75 | 100 | 0 | 122.82 | 122.82 | 9 | 0
2025 | TVA_2_NonRTO_Midwest | TVA | NonRTO_Midwest | Internal | Summer | B4 | 100 | 100 | 0 | 117.5 | 119.23 | 9 | 0
2025 | TVA_2_NonRTO_Midwest | TVA | NonRTO_Midwest | Internal | Summer | B5 | 200 | 100 | 0 | 117.5 | 117.5 | 9 | 0
2025 | TVA_2_NonRTO_Midwest | TVA | NonRTO_Midwest | Internal | Summer | B6 | 300 | 100 | 0 | 109.04 | 116.38 | 9 | 0
2025 | TVA_2_NonRTO_Midwest | TVA | NonRTO_Midwest | Internal | Summer | B7 | 400 | 100 | 0 | 85.01 | 85.01 | 9 | 0
2025 | TVA_2_NonRTO_Midwest | TVA | NonRTO_Midwest | Internal | Summer | B8 | 500 | 100 | 0 | 73.94 | 77.95 | 9 | 0
2025 | TVA_2_NonRTO_Midwest | TVA | NonRTO_Midwest | Internal | Summer | B9 | 800 | 100 | 0 | 72.43 | 74.36 | 9 | 0
2025 | TVA_2_NonRTO_Midwest | TVA | NonRTO_Midwest | Internal | Summer | B10 | 1262 | 100 | 0 | 66.49 | 66.65 | 9 | 0
2025 | TVA_2_NonRTO_Midwest | TVA | NonRTO_Midwest | Internal | Winter | B16 | 25 | 100 | 100 | 93.93 | 123.69 | 9 | 20.76
2025 | TVA_2_NonRTO_Midwest | TVA | NonRTO_Midwest | Internal | Winter | B17 | 100 | 100 | 0 | 81.53 | 90.52 | 9 | 0
2025 | TVA_2_NonRTO_Midwest | TVA | NonRTO_Midwest | Internal | Winter | B18 | 400 | 100 | 0 | 78.28 | 82.94 | 9 | 0
2025 | TVA_2_NonRTO_Midwest | TVA | NonRTO_Midwest | Internal | Winter | B19 | 700 | 100 | 0 | 77 | 78.82 | 9 | 0
2025 | TVA_2_NonRTO_Midwest | TVA | NonRTO_Midwest | Internal | Winter | B20 | 935 | 100 | 0 | 68.67 | 72.64 | 9 | 0
2025 | TVA_2_SOCO | TVA | SOCO | Internal | Shoulder | B11 | 25 | 500 | 500 | 87.13 | 113.22 | 9 | 17.09
2025 | TVA_2_SOCO | TVA | SOCO | Internal | Shoulder | B12 | 200 | 500 | 0 | 78.67 | 78.67 | 9 | 0
2025 | TVA_2_SOCO | TVA | SOCO | Internal | Shoulder | B13 | 600 | 500 | 0 | 75.28 | 73 | 9 | 0
2025 | TVA_2_SOCO | TVA | SOCO | Internal | Shoulder | B14 | 900 | 500 | 0 | 73.02 | 73 | 9 | 0
2025 | TVA_2_SOCO | TVA | SOCO | Internal | Shoulder | B15 | 1203 | 500 | 0 | 67.2 | 72.59 | 9 | 0
2025 | TVA_2_SOCO | TVA | SOCO | Internal | Summer | B1 | 10 | 500 | 500 | 547.59 | 741.19 | 9 | 184.6
2025 | TVA_2_SOCO | TVA | SOCO | Internal | Summer | B2 | 25 | 500 | 500 | 134.31 | 578.98 | 9 | 435.67
2025 | TVA_2_SOCO | TVA | SOCO | Internal | Summer | B3 | 75 | 500 | 0 | 122.82 | 127.74 | 9 | 0
2025 | TVA_2_SOCO | TVA | SOCO | Internal | Summer | B4 | 100 | 500 | 0 | 117.5 | 121.27 | 9 | 0
2025 | TVA_2_SOCO | TVA | SOCO | Internal | Summer | B5 | 200 | 500 | 0 | 117.5 | 118.02 | 9 | 0
2025 | TVA_2_SOCO | TVA | SOCO | Internal | Summer | B6 | 300 | 500 | 0 | 109.04 | 118.02 | 9 | 0
2025 | TVA_2_SOCO | TVA | SOCO | Internal | Summer | B7 | 400 | 500 | 500 | 85.01 | 94.15 | 9 | 0.14
2025 | TVA_2_SOCO | TVA | SOCO | Internal | Summer | B8 | 500 | 500 | 95.28 | 73.94 | 82.94 | 9 | 0
2025 | TVA_2_SOCO | TVA | SOCO | Internal | Summer | B9 | 800 | 500 | 0 | 72.43 | 73.79 | 9 | 0
2025 | TVA_2_SOCO | TVA | SOCO | Internal | Summer | B10 | 1262 | 500 | 0 | 66.49 | 71.19 | 9 | 0
2025 | TVA_2_SOCO | TVA | SOCO | Internal | Winter | B16 | 25 | 500 | 500 | 93.93 | 116.9 | 9 | 13.97
2025 | TVA_2_SOCO | TVA | SOCO | Internal | Winter | B17 | 100 | 500 | 0 | 81.53 | 86.12 | 9 | 0
2025 | TVA_2_SOCO | TVA | SOCO | Internal | Winter | B18 | 400 | 500 | 0 | 78.28 | 75.48 | 9 | 0
2025 | TVA_2_SOCO | TVA | SOCO | Internal | Winter | B19 | 700 | 500 | 0 | 77 | 75.48 | 9 | 0
2025 | TVA_2_SOCO | TVA | SOCO | Internal | Winter | B20 | 935 | 500 | 0 | 68.67 | 75.48 | 9 | 0
2025 | TVA_2_VACAR | TVA | VACAR | Internal | Shoulder | B11 | 25 | 150 | 150 | 87.13 | 106.22 | 9 | 10.09
2025 | TVA_2_VACAR | TVA | VACAR | Internal | Shoulder | B12 | 200 | 150 | 0 | 78.67 | 87.65 | 9 | 0
2025 | TVA_2_VACAR | TVA | VACAR | Internal | Shoulder | B13 | 600 | 150 | 0 | 75.28 | 79.36 | 9 | 0
2025 | TVA_2_VACAR | TVA | VACAR | Internal | Shoulder | B14 | 900 | 150 | 0 | 73.02 | 76.23 | 9 | 0
2025 | TVA_2_VACAR | TVA | VACAR | Internal | Shoulder | B15 | 1203 | 150 | 0 | 67.2 | 66.25 | 9 | 0
2025 | TVA_2_VACAR | TVA | VACAR | Internal | Summer | B1 | 10 | 150 | 150 | 547.59 | 751.19 | 9 | 194.6
2025 | TVA_2_VACAR | TVA | VACAR | Internal | Summer | B2 | 25 | 150 | 150 | 134.31 | 588.98 | 9 | 445.67
2025 | TVA_2_VACAR | TVA | VACAR | Internal | Summer | B3 | 75 | 150 | 0 | 122.82 | 131.81 | 9 | 0
2025 | TVA_2_VACAR | TVA | VACAR | Internal | Summer | B4 | 100 | 150 | 0 | 117.5 | 121.03 | 9 | 0
2025 | TVA_2_VACAR | TVA | VACAR | Internal | Summer | B5 | 200 | 150 | 0 | 117.5 | 121.03 | 9 | 0
2025 | TVA_2_VACAR | TVA | VACAR | Internal | Summer | B6 | 300 | 150 | 0 | 109.04 | 118.02 | 9 | 0
2025 | TVA_2_VACAR | TVA | VACAR | Internal | Summer | B7 | 400 | 150 | 0 | 85.01 | 94 | 9 | 0
2025 | TVA_2_VACAR | TVA | VACAR | Internal | Summer | B8 | 500 | 150 | 0 | 73.94 | 80.97 | 9 | 0
2025 | TVA_2_VACAR | TVA | VACAR | Internal | Summer | B9 | 800 | 150 | 0 | 72.43 | 74.1 | 9 | 0
2025 | TVA_2_VACAR | TVA | VACAR | Internal | Summer | B10 | 1262 | 150 | 0 | 66.49 | 64.43 | 9 | 0
2025 | TVA_2_VACAR | TVA | VACAR | Internal | Winter | B16 | 25 | 150 | 150 | 93.93 | 131.88 | 9 | 28.94
2025 | TVA_2_VACAR | TVA | VACAR | Internal | Winter | B17 | 100 | 150 | 150 | 81.53 | 96.12 | 9 | 5.58
2025 | TVA_2_VACAR | TVA | VACAR | Internal | Winter | B18 | 400 | 150 | 0 | 78.28 | 82.11 | 9 | 0
2025 | TVA_2_VACAR | TVA | VACAR | Internal | Winter | B19 | 700 | 150 | 0 | 77 | 81.01 | 9 | 0
2025 | TVA_2_VACAR | TVA | VACAR | Internal | Winter | B20 | 935 | 150 | 0 | 68.67 | 70.31 | 9 | 0
2025 | TVA_Transmission_2_NonRTO_Midwest | TVA_Transmission | NonRTO_Midwest | Internal | Shoulder | B11 | 25 | 700 | 138.36 | 87.11 | 96.11 | 9 | 0
2025 | TVA_Transmission_2_NonRTO_Midwest | TVA_Transmission | NonRTO_Midwest | Internal | Shoulder | B12 | 200 | 700 | 0 | 78.65 | 82.67 | 9 | 0
2025 | TVA_Transmission_2_NonRTO_Midwest | TVA_Transmission | NonRTO_Midwest | Internal | Shoulder | B13 | 600 | 700 | 0 | 75.45 | 79.66 | 9 | 0
2025 | TVA_Transmission_2_NonRTO_Midwest | TVA_Transmission | NonRTO_Midwest | Internal | Shoulder | B14 | 900 | 700 | 0 | 73 | 77.58 | 9 | 0
2025 | TVA_Transmission_2_NonRTO_Midwest | TVA_Transmission | NonRTO_Midwest | Internal | Shoulder | B15 | 1203 | 700 | 0 | 67.18 | 70.02 | 9 | 0
2025 | TVA_Transmission_2_NonRTO_Midwest | TVA_Transmission | NonRTO_Midwest | Internal | Summer | B1 | 10 | 700 | 0 | 547.58 | 539.58 | 9 | 0
2025 | TVA_Transmission_2_NonRTO_Midwest | TVA_Transmission | NonRTO_Midwest | Internal | Summer | B2 | 25 | 700 | 0 | 134.3 | 126.3 | 9 | 0
2025 | TVA_Transmission_2_NonRTO_Midwest | TVA_Transmission | NonRTO_Midwest | Internal | Summer | B3 | 75 | 700 | 0 | 122.81 | 122.82 | 9 | 0
2025 | TVA_Transmission_2_NonRTO_Midwest | TVA_Transmission | NonRTO_Midwest | Internal | Summer | B4 | 100 | 700 | 0 | 117.49 | 119.23 | 9 | 0
2025 | TVA_Transmission_2_NonRTO_Midwest | TVA_Transmission | NonRTO_Midwest | Internal | Summer | B5 | 200 | 700 | 0 | 117.49 | 117.5 | 9 | 0
2025 | TVA_Transmission_2_NonRTO_Midwest | TVA_Transmission | NonRTO_Midwest | Internal | Summer | B6 | 300 | 700 | 0 | 109.02 | 116.38 | 9 | 0
2025 | TVA_Transmission_2_NonRTO_Midwest | TVA_Transmission | NonRTO_Midwest | Internal | Summer | B7 | 400 | 700 | 0 | 85 | 85.01 | 9 | 0
2025 | TVA_Transmission_2_NonRTO_Midwest | TVA_Transmission | NonRTO_Midwest | Internal | Summer | B8 | 500 | 700 | 0 | 73.94 | 77.95 | 9 | 0
2025 | TVA_Transmission_2_NonRTO_Midwest | TVA_Transmission | NonRTO_Midwest | Internal | Summer | B9 | 800 | 700 | 0 | 72.41 | 74.36 | 9 | 0
2025 | TVA_Transmission_2_NonRTO_Midwest | TVA_Transmission | NonRTO_Midwest | Internal | Summer | B10 | 1262 | 700 | 0 | 66.47 | 66.65 | 9 | 0
2025 | TVA_Transmission_2_NonRTO_Midwest | TVA_Transmission | NonRTO_Midwest | Internal | Winter | B16 | 25 | 700 | 700 | 93.92 | 123.69 | 9 | 20.77
2025 | TVA_Transmission_2_NonRTO_Midwest | TVA_Transmission | NonRTO_Midwest | Internal | Winter | B17 | 100 | 700 | 683.44 | 81.52 | 90.52 | 9 | 0
2025 | TVA_Transmission_2_NonRTO_Midwest | TVA_Transmission | NonRTO_Midwest | Internal | Winter | B18 | 400 | 700 | 0 | 78.55 | 82.94 | 9 | 0
2025 | TVA_Transmission_2_NonRTO_Midwest | TVA_Transmission | NonRTO_Midwest | Internal | Winter | B19 | 700 | 700 | 0 | 76.98 | 78.82 | 9 | 0
2025 | TVA_Transmission_2_NonRTO_Midwest | TVA_Transmission | NonRTO_Midwest | Internal | Winter | B20 | 935 | 700 | 0 | 68.66 | 72.64 | 9 | 0
2025 | TVA_Transmission_2_SOCO | TVA_Transmission | SOCO | Internal | Shoulder | B11 | 25 | 3200 | 3200 | 87.11 | 113.22 | 9 | 17.1
2025 | TVA_Transmission_2_SOCO | TVA_Transmission | SOCO | Internal | Shoulder | B12 | 200 | 3200 | 0 | 78.65 | 78.67 | 9 | 0
2025 | TVA_Transmission_2_SOCO | TVA_Transmission | SOCO | Internal | Shoulder | B13 | 600 | 3200 | 0 | 75.45 | 73 | 9 | 0
2025 | TVA_Transmission_2_SOCO | TVA_Transmission | SOCO | Internal | Shoulder | B14 | 900 | 3200 | 0 | 73 | 73 | 9 | 0
2025 | TVA_Transmission_2_SOCO | TVA_Transmission | SOCO | Internal | Shoulder | B15 | 1203 | 3200 | 0 | 67.18 | 72.59 | 9 | 0
2025 | TVA_Transmission_2_SOCO | TVA_Transmission | SOCO | Internal | Summer | B1 | 10 | 3200 | 3200 | 547.58 | 741.19 | 9 | 184.61
2025 | TVA_Transmission_2_SOCO | TVA_Transmission | SOCO | Internal | Summer | B2 | 25 | 3200 | 3200 | 134.3 | 578.98 | 9 | 435.68
2025 | TVA_Transmission_2_SOCO | TVA_Transmission | SOCO | Internal | Summer | B3 | 75 | 3200 | 0 | 122.81 | 127.74 | 9 | 0
2025 | TVA_Transmission_2_SOCO | TVA_Transmission | SOCO | Internal | Summer | B4 | 100 | 3200 | 0 | 117.49 | 121.27 | 9 | 0
2025 | TVA_Transmission_2_SOCO | TVA_Transmission | SOCO | Internal | Summer | B5 | 200 | 3200 | 0 | 117.49 | 118.02 | 9 | 0
2025 | TVA_Transmission_2_SOCO | TVA_Transmission | SOCO | Internal | Summer | B6 | 300 | 3200 | 1636.68 | 109.02 | 118.02 | 9 | 0
2025 | TVA_Transmission_2_SOCO | TVA_Transmission | SOCO | Internal | Summer | B7 | 400 | 3200 | 3200 | 85 | 94.15 | 9 | 0.15
2025 | TVA_Transmission_2_SOCO | TVA_Transmission | SOCO | Internal | Summer | B8 | 500 | 3200 | 710.53 | 73.94 | 82.94 | 9 | 0
2025 | TVA_Transmission_2_SOCO | TVA_Transmission | SOCO | Internal | Summer | B9 | 800 | 3200 | 0 | 72.41 | 73.79 | 9 | 0
2025 | TVA_Transmission_2_SOCO | TVA_Transmission | SOCO | Internal | Summer | B10 | 1262 | 3200 | 0 | 66.47 | 71.19 | 9 | 0
2025 | TVA_Transmission_2_SOCO | TVA_Transmission | SOCO | Internal | Winter | B16 | 25 | 3200 | 3200 | 93.92 | 116.9 | 9 | 13.98
2025 | TVA_Transmission_2_SOCO | TVA_Transmission | SOCO | Internal | Winter | B17 | 100 | 3200 | 0 | 81.52 | 86.12 | 9 | 0
2025 | TVA_Transmission_2_SOCO | TVA_Transmission | SOCO | Internal | Winter | B18 | 400 | 3200 | 0 | 78.55 | 75.48 | 9 | 0
2025 | TVA_Transmission_2_SOCO | TVA_Transmission | SOCO | Internal | Winter | B19 | 700 | 3200 | 0 | 76.98 | 75.48 | 9 | 0
2025 | TVA_Transmission_2_SOCO | TVA_Transmission | SOCO | Internal | Winter | B20 | 935 | 3200 | 0 | 68.66 | 75.48 | 9 | 0
2025 | TVA_Transmission_2_TVA | TVA_Transmission | TVA | Internal | Shoulder | B11 | 25 | 99999 | 2896.18 | 87.11 | 87.13 | 0.01 | 0
2025 | TVA_Transmission_2_TVA | TVA_Transmission | TVA | Internal | Shoulder | B12 | 200 | 99999 | 275.76 | 78.65 | 78.67 | 0.01 | 0
2025 | TVA_Transmission_2_TVA | TVA_Transmission | TVA | Internal | Shoulder | B13 | 600 | 99999 | 0 | 75.45 | 75.28 | 0.01 | 0
2025 | TVA_Transmission_2_TVA | TVA_Transmission | TVA | Internal | Shoulder | B14 | 900 | 99999 | 3241.08 | 73 | 73.02 | 0.01 | 0
2025 | TVA_Transmission_2_TVA | TVA_Transmission | TVA | Internal | Shoulder | B15 | 1203 | 99999 | 4223.65 | 67.18 | 67.2 | 0.01 | 0
2025 | TVA_Transmission_2_TVA | TVA_Transmission | TVA | Internal | Summer | B1 | 10 | 99999 | 5674.74 | 547.58 | 547.59 | 0.01 | 0
2025 | TVA_Transmission_2_TVA | TVA_Transmission | TVA | Internal | Summer | B2 | 25 | 99999 | 4922.01 | 134.3 | 134.31 | 0.01 | 0
2025 | TVA_Transmission_2_TVA | TVA_Transmission | TVA | Internal | Summer | B3 | 75 | 99999 | 4888.24 | 122.81 | 122.82 | 0.01 | 0
2025 | TVA_Transmission_2_TVA | TVA_Transmission | TVA | Internal | Summer | B4 | 100 | 99999 | 4205.27 | 117.49 | 117.5 | 0.01 | 0
2025 | TVA_Transmission_2_TVA | TVA_Transmission | TVA | Internal | Summer | B5 | 200 | 99999 | 2639.27 | 117.49 | 117.5 | 0.01 | 0
2025 | TVA_Transmission_2_TVA | TVA_Transmission | TVA | Internal | Summer | B6 | 300 | 99999 | 423.68 | 109.02 | 109.04 | 0.01 | 0
2025 | TVA_Transmission_2_TVA | TVA_Transmission | TVA | Internal | Summer | B7 | 400 | 99999 | 374.35 | 85 | 85.01 | 0.01 | 0
2025 | TVA_Transmission_2_TVA | TVA_Transmission | TVA | Internal | Summer | B8 | 500 | 99999 | 0 | 73.94 | 73.94 | 0.01 | 0
2025 | TVA_Transmission_2_TVA | TVA_Transmission | TVA | Internal | Summer | B9 | 800 | 99999 | 2063.19 | 72.41 | 72.43 | 0.01 | 0
2025 | TVA_Transmission_2_TVA | TVA_Transmission | TVA | Internal | Summer | B10 | 1262 | 99999 | 2737.97 | 66.47 | 66.49 | 0.01 | 0
2025 | TVA_Transmission_2_TVA | TVA_Transmission | TVA | Internal | Winter | B16 | 25 | 99999 | 3800 | 93.92 | 93.93 | 0.01 | 0
2025 | TVA_Transmission_2_TVA | TVA_Transmission | TVA | Internal | Winter | B17 | 100 | 99999 | 1721.41 | 81.52 | 81.53 | 0.01 | 0
2025 | TVA_Transmission_2_TVA | TVA_Transmission | TVA | Internal | Winter | B18 | 400 | 99999 | 0 | 78.55 | 78.28 | 0.01 | 0
2025 | TVA_Transmission_2_TVA | TVA_Transmission | TVA | Internal | Winter | B19 | 700 | 99999 | 1535.99 | 76.98 | 77 | 0.01 | 0
2025 | TVA_Transmission_2_TVA | TVA_Transmission | TVA | Internal | Winter | B20 | 935 | 99999 | 4157.48 | 68.66 | 68.67 | 0.01 | 0
2025 | TVA_Transmission_2_VACAR | TVA_Transmission | VACAR | Internal | Shoulder | B11 | 25 | 900 | 900 | 87.11 | 106.22 | 9 | 10.1
2025 | TVA_Transmission_2_VACAR | TVA_Transmission | VACAR | Internal | Shoulder | B12 | 200 | 900 | 481.88 | 78.65 | 87.65 | 9 | 0
2025 | TVA_Transmission_2_VACAR | TVA_Transmission | VACAR | Internal | Shoulder | B13 | 600 | 900 | 0 | 75.45 | 79.36 | 9 | 0
2025 | TVA_Transmission_2_VACAR | TVA_Transmission | VACAR | Internal | Shoulder | B14 | 900 | 900 | 0 | 73 | 76.23 | 9 | 0
2025 | TVA_Transmission_2_VACAR | TVA_Transmission | VACAR | Internal | Shoulder | B15 | 1203 | 900 | 0 | 67.18 | 66.25 | 9 | 0
2025 | TVA_Transmission_2_VACAR | TVA_Transmission | VACAR | Internal | Summer | B1 | 10 | 900 | 900 | 547.58 | 751.19 | 9 | 194.61
2025 | TVA_Transmission_2_VACAR | TVA_Transmission | VACAR | Internal | Summer | B2 | 25 | 900 | 900 | 134.3 | 588.98 | 9 | 445.68
2025 | TVA_Transmission_2_VACAR | TVA_Transmission | VACAR | Internal | Summer | B3 | 75 | 900 | 556.85 | 122.81 | 131.81 | 9 | 0
2025 | TVA_Transmission_2_VACAR | TVA_Transmission | VACAR | Internal | Summer | B4 | 100 | 900 | 0 | 117.49 | 121.03 | 9 | 0
2025 | TVA_Transmission_2_VACAR | TVA_Transmission | VACAR | Internal | Summer | B5 | 200 | 900 | 0 | 117.49 | 121.03 | 9 | 0
2025 | TVA_Transmission_2_VACAR | TVA_Transmission | VACAR | Internal | Summer | B6 | 300 | 900 | 865.02 | 109.02 | 118.02 | 9 | 0
2025 | TVA_Transmission_2_VACAR | TVA_Transmission | VACAR | Internal | Summer | B7 | 400 | 900 | 811.08 | 85 | 94 | 9 | 0
2025 | TVA_Transmission_2_VACAR | TVA_Transmission | VACAR | Internal | Summer | B8 | 500 | 900 | 0 | 73.94 | 80.97 | 9 | 0
2025 | TVA_Transmission_2_VACAR | TVA_Transmission | VACAR | Internal | Summer | B9 | 800 | 900 | 0 | 72.41 | 74.1 | 9 | 0
2025 | TVA_Transmission_2_VACAR | TVA_Transmission | VACAR | Internal | Summer | B10 | 1262 | 900 | 0 | 66.47 | 64.43 | 9 | 0
2025 | TVA_Transmission_2_VACAR | TVA_Transmission | VACAR | Internal | Winter | B16 | 25 | 900 | 900 | 93.92 | 131.88 | 9 | 28.96
2025 | TVA_Transmission_2_VACAR | TVA_Transmission | VACAR | Internal | Winter | B17 | 100 | 900 | 900 | 81.52 | 96.12 | 9 | 5.59
2025 | TVA_Transmission_2_VACAR | TVA_Transmission | VACAR | Internal | Winter | B18 | 400 | 900 | 0 | 78.55 | 82.11 | 9 | 0
2025 | TVA_Transmission_2_VACAR | TVA_Transmission | VACAR | Internal | Winter | B19 | 700 | 900 | 0 | 76.98 | 81.01 | 9 | 0
2025 | TVA_Transmission_2_VACAR | TVA_Transmission | VACAR | Internal | Winter | B20 | 935 | 900 | 0 | 68.66 | 70.31 | 9 | 0
2025 | VACAR_2_PJM_ROR | VACAR | PJM_ROR | Internal | Shoulder | B11 | 25 | 2000 | 0 | 106.22 | 81.1 | 7 | 0
2025 | VACAR_2_PJM_ROR | VACAR | PJM_ROR | Internal | Shoulder | B12 | 200 | 2000 | 0 | 87.65 | 72.65 | 7 | 0
2025 | VACAR_2_PJM_ROR | VACAR | PJM_ROR | Internal | Shoulder | B13 | 600 | 2000 | 0 | 79.36 | 69.64 | 7 | 0
2025 | VACAR_2_PJM_ROR | VACAR | PJM_ROR | Internal | Shoulder | B14 | 900 | 2000 | 0 | 76.23 | 67.71 | 7 | 0
2025 | VACAR_2_PJM_ROR | VACAR | PJM_ROR | Internal | Shoulder | B15 | 1203 | 2000 | 0 | 66.25 | 60.02 | 7 | 0
2025 | VACAR_2_PJM_ROR | VACAR | PJM_ROR | Internal | Summer | B1 | 10 | 2000 | 0 | 751.19 | 150.99 | 7 | 0
2025 | VACAR_2_PJM_ROR | VACAR | PJM_ROR | Internal | Summer | B2 | 25 | 2000 | 0 | 588.98 | 116.3 | 7 | 0
2025 | VACAR_2_PJM_ROR | VACAR | PJM_ROR | Internal | Summer | B3 | 75 | 2000 | 0 | 131.81 | 112.82 | 7 | 0
2025 | VACAR_2_PJM_ROR | VACAR | PJM_ROR | Internal | Summer | B4 | 100 | 2000 | 0 | 121.03 | 109.23 | 7 | 0
2025 | VACAR_2_PJM_ROR | VACAR | PJM_ROR | Internal | Summer | B5 | 200 | 2000 | 0 | 121.03 | 109.23 | 7 | 0
2025 | VACAR_2_PJM_ROR | VACAR | PJM_ROR | Internal | Summer | B6 | 300 | 2000 | 0 | 118.02 | 103.01 | 7 | 0
2025 | VACAR_2_PJM_ROR | VACAR | PJM_ROR | Internal | Summer | B7 | 400 | 2000 | 0 | 94 | 75 | 7 | 0
2025 | VACAR_2_PJM_ROR | VACAR | PJM_ROR | Internal | Summer | B8 | 500 | 2000 | 0 | 80.97 | 67.94 | 7 | 0
2025 | VACAR_2_PJM_ROR | VACAR | PJM_ROR | Internal | Summer | B9 | 800 | 2000 | 0 | 74.1 | 66.41 | 7 | 0
2025 | VACAR_2_PJM_ROR | VACAR | PJM_ROR | Internal | Summer | B10 | 1262 | 2000 | 0 | 64.43 | 57.9 | 7 | 0
2025 | VACAR_2_PJM_ROR | VACAR | PJM_ROR | Internal | Winter | B16 | 25 | 2000 | 0 | 131.88 | 85.9 | 7 | 0
2025 | VACAR_2_PJM_ROR | VACAR | PJM_ROR | Internal | Winter | B17 | 100 | 2000 | 0 | 96.12 | 76.91 | 7 | 0
2025 | VACAR_2_PJM_ROR | VACAR | PJM_ROR | Internal | Winter | B18 | 400 | 2000 | 0 | 82.11 | 72.94 | 7 | 0
2025 | VACAR_2_PJM_ROR | VACAR | PJM_ROR | Internal | Winter | B19 | 700 | 2000 | 0 | 81.01 | 70.98 | 7 | 0
2025 | VACAR_2_PJM_ROR | VACAR | PJM_ROR | Internal | Winter | B20 | 935 | 2000 | 0 | 70.31 | 62.64 | 7 | 0
2025 | VACAR_2_SOCO | VACAR | SOCO | Internal | Shoulder | B11 | 25 | 3000 | 1321.31 | 106.22 | 113.22 | 7 | 0
2025 | VACAR_2_SOCO | VACAR | SOCO | Internal | Shoulder | B12 | 200 | 3000 | 0 | 87.65 | 78.67 | 7 | 0
2025 | VACAR_2_SOCO | VACAR | SOCO | Internal | Shoulder | B13 | 600 | 3000 | 0 | 79.36 | 73 | 7 | 0
2025 | VACAR_2_SOCO | VACAR | SOCO | Internal | Shoulder | B14 | 900 | 3000 | 0 | 76.23 | 73 | 7 | 0
2025 | VACAR_2_SOCO | VACAR | SOCO | Internal | Shoulder | B15 | 1203 | 3000 | 0 | 66.25 | 72.59 | 7 | 0
2025 | VACAR_2_SOCO | VACAR | SOCO | Internal | Summer | B1 | 10 | 3000 | 0 | 751.19 | 741.19 | 7 | 0
2025 | VACAR_2_SOCO | VACAR | SOCO | Internal | Summer | B2 | 25 | 3000 | 0 | 588.98 | 578.98 | 7 | 0
2025 | VACAR_2_SOCO | VACAR | SOCO | Internal | Summer | B3 | 75 | 3000 | 0 | 131.81 | 127.74 | 7 | 0
2025 | VACAR_2_SOCO | VACAR | SOCO | Internal | Summer | B4 | 100 | 3000 | 0 | 121.03 | 121.27 | 7 | 0
2025 | VACAR_2_SOCO | VACAR | SOCO | Internal | Summer | B5 | 200 | 3000 | 0 | 121.03 | 118.02 | 7 | 0
2025 | VACAR_2_SOCO | VACAR | SOCO | Internal | Summer | B6 | 300 | 3000 | 0 | 118.02 | 118.02 | 7 | 0
2025 | VACAR_2_SOCO | VACAR | SOCO | Internal | Summer | B7 | 400 | 3000 | 0 | 94 | 94.15 | 7 | 0
2025 | VACAR_2_SOCO | VACAR | SOCO | Internal | Summer | B8 | 500 | 3000 | 0 | 80.97 | 82.94 | 7 | 0
2025 | VACAR_2_SOCO | VACAR | SOCO | Internal | Summer | B9 | 800 | 3000 | 0 | 74.1 | 73.79 | 7 | 0
2025 | VACAR_2_SOCO | VACAR | SOCO | Internal | Summer | B10 | 1262 | 3000 | 0 | 64.43 | 71.19 | 7 | 0
2025 | VACAR_2_SOCO | VACAR | SOCO | Internal | Winter | B16 | 25 | 3000 | 0 | 131.88 | 116.9 | 7 | 0
2025 | VACAR_2_SOCO | VACAR | SOCO | Internal | Winter | B17 | 100 | 3000 | 0 | 96.12 | 86.12 | 7 | 0
2025 | VACAR_2_SOCO | VACAR | SOCO | Internal | Winter | B18 | 400 | 3000 | 0 | 82.11 | 75.48 | 7 | 0
2025 | VACAR_2_SOCO | VACAR | SOCO | Internal | Winter | B19 | 700 | 3000 | 0 | 81.01 | 75.48 | 7 | 0
2025 | VACAR_2_SOCO | VACAR | SOCO | Internal | Winter | B20 | 935 | 3000 | 0 | 70.31 | 75.48 | 7 | 0
2025 | VACAR_2_TVA_Transmission | VACAR | TVA_Transmission | Internal | Shoulder | B11 | 25 | 900 | 0 | 106.22 | 87.11 | 7 | 0
2025 | VACAR_2_TVA_Transmission | VACAR | TVA_Transmission | Internal | Shoulder | B12 | 200 | 900 | 0 | 87.65 | 78.65 | 7 | 0
2025 | VACAR_2_TVA_Transmission | VACAR | TVA_Transmission | Internal | Shoulder | B13 | 600 | 900 | 0 | 79.36 | 75.45 | 7 | 0
2025 | VACAR_2_TVA_Transmission | VACAR | TVA_Transmission | Internal | Shoulder | B14 | 900 | 900 | 0 | 76.23 | 73 | 7 | 0
2025 | VACAR_2_TVA_Transmission | VACAR | TVA_Transmission | Internal | Shoulder | B15 | 1203 | 900 | 0 | 66.25 | 67.18 | 7 | 0
2025 | VACAR_2_TVA_Transmission | VACAR | TVA_Transmission | Internal | Summer | B1 | 10 | 900 | 0 | 751.19 | 547.58 | 7 | 0
2025 | VACAR_2_TVA_Transmission | VACAR | TVA_Transmission | Internal | Summer | B2 | 25 | 900 | 0 | 588.98 | 134.3 | 7 | 0
2025 | VACAR_2_TVA_Transmission | VACAR | TVA_Transmission | Internal | Summer | B3 | 75 | 900 | 0 | 131.81 | 122.81 | 7 | 0
2025 | VACAR_2_TVA_Transmission | VACAR | TVA_Transmission | Internal | Summer | B4 | 100 | 900 | 0 | 121.03 | 117.49 | 7 | 0
2025 | VACAR_2_TVA_Transmission | VACAR | TVA_Transmission | Internal | Summer | B5 | 200 | 900 | 0 | 121.03 | 117.49 | 7 | 0
2025 | VACAR_2_TVA_Transmission | VACAR | TVA_Transmission | Internal | Summer | B6 | 300 | 900 | 0 | 118.02 | 109.02 | 7 | 0
2025 | VACAR_2_TVA_Transmission | VACAR | TVA_Transmission | Internal | Summer | B7 | 400 | 900 | 0 | 94 | 85 | 7 | 0
2025 | VACAR_2_TVA_Transmission | VACAR | TVA_Transmission | Internal | Summer | B8 | 500 | 900 | 0 | 80.97 | 73.94 | 7 | 0
2025 | VACAR_2_TVA_Transmission | VACAR | TVA_Transmission | Internal | Summer | B9 | 800 | 900 | 0 | 74.1 | 72.41 | 7 | 0
2025 | VACAR_2_TVA_Transmission | VACAR | TVA_Transmission | Internal | Summer | B10 | 1262 | 900 | 0 | 64.43 | 66.47 | 7 | 0
2025 | VACAR_2_TVA_Transmission | VACAR | TVA_Transmission | Internal | Winter | B16 | 25 | 900 | 0 | 131.88 | 93.92 | 7 | 0
2025 | VACAR_2_TVA_Transmission | VACAR | TVA_Transmission | Internal | Winter | B17 | 100 | 900 | 0 | 96.12 | 81.52 | 7 | 0
2025 | VACAR_2_TVA_Transmission | VACAR | TVA_Transmission | Internal | Winter | B18 | 400 | 900 | 0 | 82.11 | 78.55 | 7 | 0
2025 | VACAR_2_TVA_Transmission | VACAR | TVA_Transmission | Internal | Winter | B19 | 700 | 900 | 0 | 81.01 | 76.98 | 7 | 0
2025 | VACAR_2_TVA_Transmission | VACAR | TVA_Transmission | Internal | Winter | B20 | 935 | 900 | 0 | 70.31 | 68.66 | 7 | 0
2030 | ENT_2_MISO_MO-IL | ENT | MISO_MO-IL | Internal | Shoulder | B11 | 25 | 2260 | 0 | 94.17 | 91.72 | 8 | 0
2030 | ENT_2_MISO_MO-IL | ENT | MISO_MO-IL | Internal | Shoulder | B12 | 200 | 2260 | 0 | 90.32 | 87.27 | 8 | 0
2030 | ENT_2_MISO_MO-IL | ENT | MISO_MO-IL | Internal | Shoulder | B13 | 600 | 2260 | 0 | 84.33 | 83.71 | 8 | 0
2030 | ENT_2_MISO_MO-IL | ENT | MISO_MO-IL | Internal | Shoulder | B14 | 900 | 2260 | 0 | 78.23 | 76.79 | 8 | 0
2030 | ENT_2_MISO_MO-IL | ENT | MISO_MO-IL | Internal | Shoulder | B15 | 1203 | 2260 | 0 | 71.94 | 71.57 | 8 | 0
2030 | ENT_2_MISO_MO-IL | ENT | MISO_MO-IL | Internal | Summer | B1 | 10 | 2260 | 1517.26 | 137.82 | 145.82 | 8 | 0
2030 | ENT_2_MISO_MO-IL | ENT | MISO_MO-IL | Internal | Summer | B2 | 25 | 2260 | 0 | 148.93 | 146.47 | 8 | 0
2030 | ENT_2_MISO_MO-IL | ENT | MISO_MO-IL | Internal | Summer | B3 | 75 | 2260 | 0 | 151.56 | 143.56 | 8 | 0
2030 | ENT_2_MISO_MO-IL | ENT | MISO_MO-IL | Internal | Summer | B4 | 100 | 2260 | 0 | 148.47 | 140.47 | 8 | 0
2030 | ENT_2_MISO_MO-IL | ENT | MISO_MO-IL | Internal | Summer | B5 | 200 | 2260 | 0 | 138.27 | 138.27 | 8 | 0
2030 | ENT_2_MISO_MO-IL | ENT | MISO_MO-IL | Internal | Summer | B6 | 300 | 2260 | 0 | 99.52 | 99.52 | 8 | 0
2030 | ENT_2_MISO_MO-IL | ENT | MISO_MO-IL | Internal | Summer | B7 | 400 | 2260 | 0 | 93.63 | 88.21 | 8 | 0
2030 | ENT_2_MISO_MO-IL | ENT | MISO_MO-IL | Internal | Summer | B8 | 500 | 2260 | 0 | 91.82 | 83.82 | 8 | 0
2030 | ENT_2_MISO_MO-IL | ENT | MISO_MO-IL | Internal | Summer | B9 | 800 | 2260 | 0 | 88.72 | 80.72 | 8 | 0
2030 | ENT_2_MISO_MO-IL | ENT | MISO_MO-IL | Internal | Summer | B10 | 1262 | 2260 | 0 | 76.74 | 74.55 | 8 | 0
2030 | ENT_2_MISO_MO-IL | ENT | MISO_MO-IL | Internal | Winter | B16 | 25 | 2260 | 0 | 93.48 | 85.48 | 8 | 0
2030 | ENT_2_MISO_MO-IL | ENT | MISO_MO-IL | Internal | Winter | B17 | 100 | 2260 | 0 | 87.49 | 86.75 | 8 | 0
2030 | ENT_2_MISO_MO-IL | ENT | MISO_MO-IL | Internal | Winter | B18 | 400 | 2260 | 0 | 88.01 | 88 | 8 | 0
2030 | ENT_2_MISO_MO-IL | ENT | MISO_MO-IL | Internal | Winter | B19 | 700 | 2260 | 0 | 80.91 | 80.3 | 8 | 0
2030 | ENT_2_MISO_MO-IL | ENT | MISO_MO-IL | Internal | Winter | B20 | 935 | 2260 | 0 | 74.09 | 74.09 | 8 | 0
2030 | ENT_2_SOCO | ENT | SOCO | Internal | Shoulder | B11 | 25 | 2000 | 0 | 94.17 | 100.44 | 8 | 0
2030 | ENT_2_SOCO | ENT | SOCO | Internal | Shoulder | B12 | 200 | 2000 | 0 | 90.32 | 92.33 | 8 | 0
2030 | ENT_2_SOCO | ENT | SOCO | Internal | Shoulder | B13 | 600 | 2000 | 1183.31 | 84.33 | 92.33 | 8 | 0
2030 | ENT_2_SOCO | ENT | SOCO | Internal | Shoulder | B14 | 900 | 2000 | 2000 | 78.23 | 92.11 | 8 | 5.88
2030 | ENT_2_SOCO | ENT | SOCO | Internal | Shoulder | B15 | 1203 | 2000 | 1695.58 | 71.94 | 79.94 | 8 | 0
2030 | ENT_2_SOCO | ENT | SOCO | Internal | Summer | B1 | 10 | 2000 | 2000 | 137.82 | 741.19 | 8 | 595.37
2030 | ENT_2_SOCO | ENT | SOCO | Internal | Summer | B2 | 25 | 2000 | 2000 | 148.93 | 673.39 | 8 | 516.46
2030 | ENT_2_SOCO | ENT | SOCO | Internal | Summer | B3 | 75 | 2000 | 2000 | 151.56 | 160.56 | 8 | 1
2030 | ENT_2_SOCO | ENT | SOCO | Internal | Summer | B4 | 100 | 2000 | 898.24 | 148.47 | 156.47 | 8 | 0
2030 | ENT_2_SOCO | ENT | SOCO | Internal | Summer | B5 | 200 | 2000 | 0 | 138.27 | 136.17 | 8 | 0
2030 | ENT_2_SOCO | ENT | SOCO | Internal | Summer | B6 | 300 | 2000 | 0 | 99.52 | 97.51 | 8 | 0
2030 | ENT_2_SOCO | ENT | SOCO | Internal | Summer | B7 | 400 | 2000 | 0 | 93.63 | 94.16 | 8 | 0
2030 | ENT_2_SOCO | ENT | SOCO | Internal | Summer | B8 | 500 | 2000 | 0 | 91.82 | 90.83 | 8 | 0
2030 | ENT_2_SOCO | ENT | SOCO | Internal | Summer | B9 | 800 | 2000 | 0 | 88.72 | 90.83 | 8 | 0
2030 | ENT_2_SOCO | ENT | SOCO | Internal | Summer | B10 | 1262 | 2000 | 296.62 | 76.74 | 84.74 | 8 | 0
2030 | ENT_2_SOCO | ENT | SOCO | Internal | Winter | B16 | 25 | 2000 | 75.39 | 93.48 | 101.48 | 8 | 0
2030 | ENT_2_SOCO | ENT | SOCO | Internal | Winter | B17 | 100 | 2000 | 571.2 | 87.49 | 95.49 | 8 | 0
2030 | ENT_2_SOCO | ENT | SOCO | Internal | Winter | B18 | 400 | 2000 | 0 | 88.01 | 95.49 | 8 | 0
2030 | ENT_2_SOCO | ENT | SOCO | Internal | Winter | B19 | 700 | 2000 | 2000 | 80.91 | 95.3 | 8 | 6.39
2030 | ENT_2_SOCO | ENT | SOCO | Internal | Winter | B20 | 935 | 2000 | 2000 | 74.09 | 82.63 | 8 | 0.54
2030 | ENT_2_TVA_Transmission | ENT | TVA_Transmission | Internal | Shoulder | B11 | 25 | 2100 | 0 | 94.17 | 99.71 | 8 | 0
2030 | ENT_2_TVA_Transmission | ENT | TVA_Transmission | Internal | Shoulder | B12 | 200 | 2100 | 0 | 90.32 | 95.26 | 8 | 0
2030 | ENT_2_TVA_Transmission | ENT | TVA_Transmission | Internal | Shoulder | B13 | 600 | 2100 | 0 | 84.33 | 91.71 | 8 | 0
2030 | ENT_2_TVA_Transmission | ENT | TVA_Transmission | Internal | Shoulder | B14 | 900 | 2100 | 0 | 78.23 | 84.79 | 8 | 0
2030 | ENT_2_TVA_Transmission | ENT | TVA_Transmission | Internal | Shoulder | B15 | 1203 | 2100 | 0 | 71.94 | 79.57 | 8 | 0
2030 | ENT_2_TVA_Transmission | ENT | TVA_Transmission | Internal | Summer | B1 | 10 | 2100 | 2100 | 137.82 | 162.48 | 8 | 16.66
2030 | ENT_2_TVA_Transmission | ENT | TVA_Transmission | Internal | Summer | B2 | 25 | 2100 | 2100 | 148.93 | 162.48 | 8 | 5.55
2030 | ENT_2_TVA_Transmission | ENT | TVA_Transmission | Internal | Summer | B3 | 75 | 2100 | 0 | 151.56 | 151.56 | 8 | 0
2030 | ENT_2_TVA_Transmission | ENT | TVA_Transmission | Internal | Summer | B4 | 100 | 2100 | 0 | 148.47 | 148.47 | 8 | 0
2030 | ENT_2_TVA_Transmission | ENT | TVA_Transmission | Internal | Summer | B5 | 200 | 2100 | 0 | 138.27 | 146.17 | 8 | 0
2030 | ENT_2_TVA_Transmission | ENT | TVA_Transmission | Internal | Summer | B6 | 300 | 2100 | 0 | 99.52 | 107.51 | 8 | 0
2030 | ENT_2_TVA_Transmission | ENT | TVA_Transmission | Internal | Summer | B7 | 400 | 2100 | 0 | 93.63 | 94.92 | 8 | 0
2030 | ENT_2_TVA_Transmission | ENT | TVA_Transmission | Internal | Summer | B8 | 500 | 2100 | 0 | 91.82 | 91.74 | 8 | 0
2030 | ENT_2_TVA_Transmission | ENT | TVA_Transmission | Internal | Summer | B9 | 800 | 2100 | 0 | 88.72 | 88.72 | 8 | 0
2030 | ENT_2_TVA_Transmission | ENT | TVA_Transmission | Internal | Summer | B10 | 1262 | 2100 | 0 | 76.74 | 80.33 | 8 | 0
2030 | ENT_2_TVA_Transmission | ENT | TVA_Transmission | Internal | Winter | B16 | 25 | 2100 | 1264.44 | 93.48 | 101.48 | 8 | 0
2030 | ENT_2_TVA_Transmission | ENT | TVA_Transmission | Internal | Winter | B17 | 100 | 2100 | 0 | 87.49 | 94.75 | 8 | 0
2030 | ENT_2_TVA_Transmission | ENT | TVA_Transmission | Internal | Winter | B18 | 400 | 2100 | 0 | 88.01 | 96 | 8 | 0
2030 | ENT_2_TVA_Transmission | ENT | TVA_Transmission | Internal | Winter | B19 | 700 | 2100 | 0 | 80.91 | 88.3 | 8 | 0
2030 | ENT_2_TVA_Transmission | ENT | TVA_Transmission | Internal | Winter | B20 | 935 | 2100 | 175.58 | 74.09 | 82.09 | 8 | 0
2030 | FRCC_2_SOCO | FRCC | SOCO | Internal | Shoulder | B11 | 25 | 900 | 0 | 97.57 | 100.44 | 8 | 0
2030 | FRCC_2_SOCO | FRCC | SOCO | Internal | Shoulder | B12 | 200 | 900 | 0 | 97.57 | 92.33 | 8 | 0
2030 | FRCC_2_SOCO | FRCC | SOCO | Internal | Shoulder | B13 | 600 | 900 | 0 | 97.57 | 92.33 | 8 | 0
2030 | FRCC_2_SOCO | FRCC | SOCO | Internal | Shoulder | B14 | 900 | 900 | 0 | 92.29 | 92.11 | 8 | 0
2030 | FRCC_2_SOCO | FRCC | SOCO | Internal | Shoulder | B15 | 1203 | 900 | 0 | 84.39 | 79.94 | 8 | 0
2030 | FRCC_2_SOCO | FRCC | SOCO | Internal | Summer | B1 | 10 | 900 | 0 | 751.19 | 741.19 | 8 | 0
2030 | FRCC_2_SOCO | FRCC | SOCO | Internal | Summer | B2 | 25 | 900 | 0 | 683.39 | 673.39 | 8 | 0
2030 | FRCC_2_SOCO | FRCC | SOCO | Internal | Summer | B3 | 75 | 900 | 900 | 151.51 | 160.56 | 8 | 1.05
2030 | FRCC_2_SOCO | FRCC | SOCO | Internal | Summer | B4 | 100 | 900 | 0 | 151.51 | 156.47 | 8 | 0
2030 | FRCC_2_SOCO | FRCC | SOCO | Internal | Summer | B5 | 200 | 900 | 900 | 103.96 | 136.17 | 8 | 24.21
2030 | FRCC_2_SOCO | FRCC | SOCO | Internal | Summer | B6 | 300 | 900 | 0 | 96.66 | 97.51 | 8 | 0
2030 | FRCC_2_SOCO | FRCC | SOCO | Internal | Summer | B7 | 400 | 900 | 0 | 96.66 | 94.16 | 8 | 0
2030 | FRCC_2_SOCO | FRCC | SOCO | Internal | Summer | B8 | 500 | 900 | 0 | 96.66 | 90.83 | 8 | 0
2030 | FRCC_2_SOCO | FRCC | SOCO | Internal | Summer | B9 | 800 | 900 | 0 | 96.66 | 90.83 | 8 | 0
2030 | FRCC_2_SOCO | FRCC | SOCO | Internal | Summer | B10 | 1262 | 900 | 0 | 83.61 | 84.74 | 8 | 0
2030 | FRCC_2_SOCO | FRCC | SOCO | Internal | Winter | B16 | 25 | 900 | 0 | 100.23 | 101.48 | 8 | 0
2030 | FRCC_2_SOCO | FRCC | SOCO | Internal | Winter | B17 | 100 | 900 | 0 | 100.23 | 95.49 | 8 | 0
2030 | FRCC_2_SOCO | FRCC | SOCO | Internal | Winter | B18 | 400 | 900 | 0 | 100.23 | 95.49 | 8 | 0
2030 | FRCC_2_SOCO | FRCC | SOCO | Internal | Winter | B19 | 700 | 900 | 0 | 88.44 | 95.3 | 8 | 0
2030 | FRCC_2_SOCO | FRCC | SOCO | Internal | Winter | B20 | 935 | 900 | 0 | 86.65 | 82.63 | 8 | 0
2030 | HQ_NEISO_2_NEISO | HQ_NEISO | NEISO | Internal | Shoulder | B11 | 25 | 99999 | 3296.23 | 72.35 | 72.36 | 0.01 | 0
2030 | HQ_NEISO_2_NEISO | HQ_NEISO | NEISO | Internal | Shoulder | B12 | 200 | 99999 | 3292.46 | 73.07 | 73.08 | 0.01 | 0
2030 | HQ_NEISO_2_NEISO | HQ_NEISO | NEISO | Internal | Shoulder | B13 | 600 | 99999 | 3277.61 | 72.35 | 72.36 | 0.01 | 0
2030 | HQ_NEISO_2_NEISO | HQ_NEISO | NEISO | Internal | Shoulder | B14 | 900 | 99999 | 3251.62 | 72.35 | 72.36 | 0.01 | 0
2030 | HQ_NEISO_2_NEISO | HQ_NEISO | NEISO | Internal | Shoulder | B15 | 1203 | 99999 | 1403.31 | 72.35 | 72.36 | 0.01 | 0
2030 | HQ_NEISO_2_NEISO | HQ_NEISO | NEISO | Internal | Summer | B1 | 10 | 99999 | 3506.75 | 540.48 | 540.49 | 0.01 | 0
2030 | HQ_NEISO_2_NEISO | HQ_NEISO | NEISO | Internal | Summer | B2 | 25 | 99999 | 3481.81 | 355.83 | 355.84 | 0.01 | 0
2030 | HQ_NEISO_2_NEISO | HQ_NEISO | NEISO | Internal | Summer | B3 | 75 | 99999 | 3432.11 | 130.56 | 130.57 | 0.01 | 0
2030 | HQ_NEISO_2_NEISO | HQ_NEISO | NEISO | Internal | Summer | B4 | 100 | 99999 | 3389.38 | 95.92 | 95.94 | 0.01 | 0
2030 | HQ_NEISO_2_NEISO | HQ_NEISO | NEISO | Internal | Summer | B5 | 200 | 99999 | 3366.05 | 80.84 | 80.85 | 0.01 | 0
2030 | HQ_NEISO_2_NEISO | HQ_NEISO | NEISO | Internal | Summer | B6 | 300 | 99999 | 3339.84 | 77.41 | 77.43 | 0.01 | 0
2030 | HQ_NEISO_2_NEISO | HQ_NEISO | NEISO | Internal | Summer | B7 | 400 | 99999 | 3309.81 | 70.16 | 70.17 | 0.01 | 0
2030 | HQ_NEISO_2_NEISO | HQ_NEISO | NEISO | Internal | Summer | B8 | 500 | 99999 | 3286.19 | 70.16 | 70.17 | 0.01 | 0
2030 | HQ_NEISO_2_NEISO | HQ_NEISO | NEISO | Internal | Summer | B9 | 800 | 99999 | 3257.27 | 70.16 | 70.17 | 0.01 | 0
2030 | HQ_NEISO_2_NEISO | HQ_NEISO | NEISO | Internal | Summer | B10 | 1262 | 99999 | 1064.54 | 70.16 | 70.17 | 0.01 | 0
2030 | HQ_NEISO_2_NEISO | HQ_NEISO | NEISO | Internal | Winter | B16 | 25 | 99999 | 3348.53 | 73.48 | 73.5 | 0.01 | 0
2030 | HQ_NEISO_2_NEISO | HQ_NEISO | NEISO | Internal | Winter | B17 | 100 | 99999 | 3327.54 | 72.39 | 72.4 | 0.01 | 0
2030 | HQ_NEISO_2_NEISO | HQ_NEISO | NEISO | Internal | Winter | B18 | 400 | 99999 | 3311.48 | 72.39 | 72.4 | 0.01 | 0
2030 | HQ_NEISO_2_NEISO | HQ_NEISO | NEISO | Internal | Winter | B19 | 700 | 99999 | 3281.55 | 72.39 | 72.4 | 0.01 | 0
2030 | HQ_NEISO_2_NEISO | HQ_NEISO | NEISO | Internal | Winter | B20 | 935 | 99999 | 1523.98 | 72.39 | 72.4 | 0.01 | 0
2030 | HQ_NY_2_NYISO_A-F | HQ_NY | NYISO_A-F | Internal | Shoulder | B11 | 25 | 99999 | 2691.25 | 69.35 | 69.36 | 0.01 | 0
2030 | HQ_NY_2_NYISO_A-F | HQ_NY | NYISO_A-F | Internal | Shoulder | B12 | 200 | 99999 | 2724.3 | 69.88 | 69.89 | 0.01 | 0
2030 | HQ_NY_2_NYISO_A-F | HQ_NY | NYISO_A-F | Internal | Shoulder | B13 | 600 | 99999 | 2662.86 | 69.35 | 69.36 | 0.01 | 0
2030 | HQ_NY_2_NYISO_A-F | HQ_NY | NYISO_A-F | Internal | Shoulder | B14 | 900 | 99999 | 2561.4 | 69.35 | 69.36 | 0.01 | 0
2030 | HQ_NY_2_NYISO_A-F | HQ_NY | NYISO_A-F | Internal | Shoulder | B15 | 1203 | 99999 | 1489.61 | 69.35 | 69.36 | 0.01 | 0
2030 | HQ_NY_2_NYISO_A-F | HQ_NY | NYISO_A-F | Internal | Summer | B1 | 10 | 99999 | 3333.15 | 92.9 | 92.91 | 0.01 | 0
2030 | HQ_NY_2_NYISO_A-F | HQ_NY | NYISO_A-F | Internal | Summer | B2 | 25 | 99999 | 3246 | 99.89 | 99.9 | 0.01 | 0
2030 | HQ_NY_2_NYISO_A-F | HQ_NY | NYISO_A-F | Internal | Summer | B3 | 75 | 99999 | 3115.34 | 99.89 | 99.9 | 0.01 | 0
2030 | HQ_NY_2_NYISO_A-F | HQ_NY | NYISO_A-F | Internal | Summer | B4 | 100 | 99999 | 2975.05 | 98.92 | 98.94 | 0.01 | 0
2030 | HQ_NY_2_NYISO_A-F | HQ_NY | NYISO_A-F | Internal | Summer | B5 | 200 | 99999 | 2890.23 | 77.84 | 77.85 | 0.01 | 0
2030 | HQ_NY_2_NYISO_A-F | HQ_NY | NYISO_A-F | Internal | Summer | B6 | 300 | 99999 | 2805.65 | 74.41 | 74.43 | 0.01 | 0
2030 | HQ_NY_2_NYISO_A-F | HQ_NY | NYISO_A-F | Internal | Summer | B7 | 400 | 99999 | 2708.49 | 73.16 | 73.17 | 0.01 | 0
2030 | HQ_NY_2_NYISO_A-F | HQ_NY | NYISO_A-F | Internal | Summer | B8 | 500 | 99999 | 2642.7 | 73.14 | 73.15 | 0.01 | 0
2030 | HQ_NY_2_NYISO_A-F | HQ_NY | NYISO_A-F | Internal | Summer | B9 | 800 | 99999 | 2553.54 | 73.14 | 73.15 | 0.01 | 0
2030 | HQ_NY_2_NYISO_A-F | HQ_NY | NYISO_A-F | Internal | Summer | B10 | 1262 | 99999 | 1342.41 | 73.14 | 73.15 | 0.01 | 0
2030 | HQ_NY_2_NYISO_A-F | HQ_NY | NYISO_A-F | Internal | Winter | B16 | 25 | 99999 | 2921.38 | 69.39 | 69.4 | 0.01 | 0
2030 | HQ_NY_2_NYISO_A-F | HQ_NY | NYISO_A-F | Internal | Winter | B17 | 100 | 99999 | 2867.47 | 69.39 | 69.4 | 0.01 | 0
2030 | HQ_NY_2_NYISO_A-F | HQ_NY | NYISO_A-F | Internal | Winter | B18 | 400 | 99999 | 2805.5 | 69.39 | 69.4 | 0.01 | 0
2030 | HQ_NY_2_NYISO_A-F | HQ_NY | NYISO_A-F | Internal | Winter | B19 | 700 | 99999 | 2697.59 | 69.39 | 69.4 | 0.01 | 0
2030 | HQ_NY_2_NYISO_A-F | HQ_NY | NYISO_A-F | Internal | Winter | B20 | 935 | 99999 | 1660.59 | 69.39 | 69.4 | 0.01 | 0
2030 | HQ_IESO_2_IESO | HQ_IESO | IESO | Internal | Shoulder | B11 | 25 | 99999 | 1466.17 | 62.35 | 62.36 | 0.01 | 0
2030 | HQ_IESO_2_IESO | HQ_IESO | IESO | Internal | Shoulder | B12 | 200 | 99999 | 1494.85 | 62.35 | 62.36 | 0.01 | 0
2030 | HQ_IESO_2_IESO | HQ_IESO | IESO | Internal | Shoulder | B13 | 600 | 99999 | 1460.56 | 62.35 | 62.36 | 0.01 | 0
2030 | HQ_IESO_2_IESO | HQ_IESO | IESO | Internal | Shoulder | B14 | 900 | 99999 | 1397.9 | 62.35 | 62.36 | 0.01 | 0
2030 | HQ_IESO_2_IESO | HQ_IESO | IESO | Internal | Shoulder | B15 | 1203 | 99999 | 917.14 | 62.35 | 62.36 | 0.01 | 0
2030 | HQ_IESO_2_IESO | HQ_IESO | IESO | Internal | Summer | B1 | 10 | 99999 | 1793.67 | 85.9 | 85.91 | 0.01 | 0
2030 | HQ_IESO_2_IESO | HQ_IESO | IESO | Internal | Summer | B2 | 25 | 99999 | 1733.43 | 85.9 | 85.91 | 0.01 | 0
2030 | HQ_IESO_2_IESO | HQ_IESO | IESO | Internal | Summer | B3 | 75 | 99999 | 1647.28 | 85.9 | 85.91 | 0.01 | 0
2030 | HQ_IESO_2_IESO | HQ_IESO | IESO | Internal | Summer | B4 | 100 | 99999 | 1591.87 | 80.31 | 80.32 | 0.01 | 0
2030 | HQ_IESO_2_IESO | HQ_IESO | IESO | Internal | Summer | B5 | 200 | 99999 | 1550.19 | 61.08 | 61.1 | 0.01 | 0
2030 | HQ_IESO_2_IESO | HQ_IESO | IESO | Internal | Summer | B6 | 300 | 99999 | 1516.2 | 61.08 | 61.1 | 0.01 | 0
2030 | HQ_IESO_2_IESO | HQ_IESO | IESO | Internal | Summer | B7 | 400 | 99999 | 1473.32 | 61.08 | 61.1 | 0.01 | 0
2030 | HQ_IESO_2_IESO | HQ_IESO | IESO | Internal | Summer | B8 | 500 | 99999 | 1426.29 | 61.08 | 61.1 | 0.01 | 0
2030 | HQ_IESO_2_IESO | HQ_IESO | IESO | Internal | Summer | B9 | 800 | 99999 | 1375.09 | 61.08 | 61.1 | 0.01 | 0
2030 | HQ_IESO_2_IESO | HQ_IESO | IESO | Internal | Summer | B10 | 1262 | 99999 | 853.96 | 61.08 | 61.1 | 0.01 | 0
2030 | HQ_IESO_2_IESO | HQ_IESO | IESO | Internal | Winter | B16 | 25 | 99999 | 1630.58 | 62.39 | 62.4 | 0.01 | 0
2030 | HQ_IESO_2_IESO | HQ_IESO | IESO | Internal | Winter | B17 | 100 | 99999 | 1596.85 | 62.39 | 62.4 | 0.01 | 0
2030 | HQ_IESO_2_IESO | HQ_IESO | IESO | Internal | Winter | B18 | 400 | 99999 | 1558 | 62.39 | 62.4 | 0.01 | 0
2030 | HQ_IESO_2_IESO | HQ_IESO | IESO | Internal | Winter | B19 | 700 | 99999 | 1488.73 | 62.39 | 62.4 | 0.01 | 0
2030 | HQ_IESO_2_IESO | HQ_IESO | IESO | Internal | Winter | B20 | 935 | 99999 | 1007.87 | 62.39 | 62.4 | 0.01 | 0
2030 | IESO_2_MAPP_CA | IESO | MAPP_CA | Internal | Shoulder | B11 | 25 | 269 | 0 | 62.36 | 30.67 | 7 | 0
2030 | IESO_2_MAPP_CA | IESO | MAPP_CA | Internal | Shoulder | B12 | 200 | 269 | 0 | 62.36 | 54.36 | 7 | 0
2030 | IESO_2_MAPP_CA | IESO | MAPP_CA | Internal | Shoulder | B13 | 600 | 269 | 0 | 62.36 | 54.36 | 7 | 0
2030 | IESO_2_MAPP_CA | IESO | MAPP_CA | Internal | Shoulder | B14 | 900 | 269 | 0 | 62.36 | 30.67 | 7 | 0
2030 | IESO_2_MAPP_CA | IESO | MAPP_CA | Internal | Shoulder | B15 | 1203 | 269 | 0 | 62.36 | 30.67 | 7 | 0
2030 | IESO_2_MAPP_CA | IESO | MAPP_CA | Internal | Summer | B1 | 10 | 269 | 0 | 85.91 | 72.32 | 7 | 0
2030 | IESO_2_MAPP_CA | IESO | MAPP_CA | Internal | Summer | B2 | 25 | 269 | 0 | 85.91 | 72.32 | 7 | 0
2030 | IESO_2_MAPP_CA | IESO | MAPP_CA | Internal | Summer | B3 | 75 | 269 | 0 | 85.91 | 72.32 | 7 | 0
2030 | IESO_2_MAPP_CA | IESO | MAPP_CA | Internal | Summer | B4 | 100 | 269 | 0 | 80.32 | 72.32 | 7 | 0
2030 | IESO_2_MAPP_CA | IESO | MAPP_CA | Internal | Summer | B5 | 200 | 269 | 269 | 61.1 | 72.32 | 7 | 4.22
2030 | IESO_2_MAPP_CA | IESO | MAPP_CA | Internal | Summer | B6 | 300 | 269 | 269 | 61.1 | 72.32 | 7 | 4.22
2030 | IESO_2_MAPP_CA | IESO | MAPP_CA | Internal | Summer | B7 | 400 | 269 | 269 | 61.1 | 72.32 | 7 | 4.22
2030 | IESO_2_MAPP_CA | IESO | MAPP_CA | Internal | Summer | B8 | 500 | 269 | 269 | 61.1 | 72.32 | 7 | 4.22
2030 | IESO_2_MAPP_CA | IESO | MAPP_CA | Internal | Summer | B9 | 800 | 269 | 269 | 61.1 | 72.32 | 7 | 4.22
2030 | IESO_2_MAPP_CA | IESO | MAPP_CA | Internal | Summer | B10 | 1262 | 269 | 269 | 61.1 | 72.32 | 7 | 4.22
2030 | IESO_2_MAPP_CA | IESO | MAPP_CA | Internal | Winter | B16 | 25 | 269 | 0 | 62.4 | 54.29 | 7 | 0
2030 | IESO_2_MAPP_CA | IESO | MAPP_CA | Internal | Winter | B17 | 100 | 269 | 0 | 62.4 | 54.29 | 7 | 0
2030 | IESO_2_MAPP_CA | IESO | MAPP_CA | Internal | Winter | B18 | 400 | 269 | 0 | 62.4 | 66.29 | 7 | 0
2030 | IESO_2_MAPP_CA | IESO | MAPP_CA | Internal | Winter | B19 | 700 | 269 | 0 | 62.4 | 66.29 | 7 | 0
2030 | IESO_2_MAPP_CA | IESO | MAPP_CA | Internal | Winter | B20 | 935 | 269 | 0 | 62.4 | 54.29 | 7 | 0
2030 | IESO_2_MISO_MI | IESO | MISO_MI | Internal | Shoulder | B11 | 25 | 3125 | 3125 | 62.36 | 91.72 | 7 | 22.36
2030 | IESO_2_MISO_MI | IESO | MISO_MI | Internal | Shoulder | B12 | 200 | 3125 | 3125 | 62.36 | 87.27 | 7 | 17.91
2030 | IESO_2_MISO_MI | IESO | MISO_MI | Internal | Shoulder | B13 | 600 | 3125 | 3125 | 62.36 | 85.5 | 7 | 16.13
2030 | IESO_2_MISO_MI | IESO | MISO_MI | Internal | Shoulder | B14 | 900 | 3125 | 3125 | 62.36 | 76.79 | 7 | 7.43
2030 | IESO_2_MISO_MI | IESO | MISO_MI | Internal | Shoulder | B15 | 1203 | 3125 | 3125 | 62.36 | 75.65 | 7 | 6.29
2030 | IESO_2_MISO_MI | IESO | MISO_MI | Internal | Summer | B1 | 10 | 3125 | 3125 | 85.91 | 145.82 | 7 | 52.91
2030 | IESO_2_MISO_MI | IESO | MISO_MI | Internal | Summer | B2 | 25 | 3125 | 3125 | 85.91 | 145.82 | 7 | 52.91
2030 | IESO_2_MISO_MI | IESO | MISO_MI | Internal | Summer | B3 | 75 | 3125 | 3125 | 85.91 | 143.56 | 7 | 50.65
2030 | IESO_2_MISO_MI | IESO | MISO_MI | Internal | Summer | B4 | 100 | 3125 | 3125 | 80.32 | 138.31 | 7 | 50.99
2030 | IESO_2_MISO_MI | IESO | MISO_MI | Internal | Summer | B5 | 200 | 3125 | 3125 | 61.1 | 138.17 | 7 | 70.07
2030 | IESO_2_MISO_MI | IESO | MISO_MI | Internal | Summer | B6 | 300 | 3125 | 3125 | 61.1 | 101.8 | 7 | 33.71
2030 | IESO_2_MISO_MI | IESO | MISO_MI | Internal | Summer | B7 | 400 | 3125 | 3125 | 61.1 | 88.21 | 7 | 20.12
2030 | IESO_2_MISO_MI | IESO | MISO_MI | Internal | Summer | B8 | 500 | 3125 | 3125 | 61.1 | 83.82 | 7 | 15.72
2030 | IESO_2_MISO_MI | IESO | MISO_MI | Internal | Summer | B9 | 800 | 3125 | 3125 | 61.1 | 80.7 | 7 | 12.61
2030 | IESO_2_MISO_MI | IESO | MISO_MI | Internal | Summer | B10 | 1262 | 3125 | 3125 | 61.1 | 74.57 | 7 | 6.48
2030 | IESO_2_MISO_MI | IESO | MISO_MI | Internal | Winter | B16 | 25 | 3125 | 3125 | 62.4 | 90.4 | 7 | 21
2030 | IESO_2_MISO_MI | IESO | MISO_MI | Internal | Winter | B17 | 100 | 3125 | 3125 | 62.4 | 91.45 | 7 | 22.05
2030 | IESO_2_MISO_MI | IESO | MISO_MI | Internal | Winter | B18 | 400 | 3125 | 3125 | 62.4 | 89.1 | 7 | 19.71
2030 | IESO_2_MISO_MI | IESO | MISO_MI | Internal | Winter | B19 | 700 | 3125 | 3125 | 62.4 | 80.29 | 7 | 10.89
2030 | IESO_2_MISO_MI | IESO | MISO_MI | Internal | Winter | B20 | 935 | 3125 | 3125 | 62.4 | 77.8 | 7 | 8.4
2030 | IESO_2_MISO_W | IESO | MISO_W | Internal | Shoulder | B11 | 25 | 195 | 195 | 62.36 | 91.71 | 7 | 22.35
2030 | IESO_2_MISO_W | IESO | MISO_W | Internal | Shoulder | B12 | 200 | 195 | 195 | 62.36 | 87.26 | 7 | 17.89
2030 | IESO_2_MISO_W | IESO | MISO_W | Internal | Shoulder | B13 | 600 | 195 | 195 | 62.36 | 83.7 | 7 | 14.34
2030 | IESO_2_MISO_W | IESO | MISO_W | Internal | Shoulder | B14 | 900 | 195 | 0 | 62.36 | 39 | 7 | 0
2030 | IESO_2_MISO_W | IESO | MISO_W | Internal | Shoulder | B15 | 1203 | 195 | 0 | 62.36 | 12.02 | 7 | 0
2030 | IESO_2_MISO_W | IESO | MISO_W | Internal | Summer | B1 | 10 | 195 | 195 | 85.91 | 145.82 | 7 | 52.91
2030 | IESO_2_MISO_W | IESO | MISO_W | Internal | Summer | B2 | 25 | 195 | 195 | 85.91 | 144.22 | 7 | 51.31
2030 | IESO_2_MISO_W | IESO | MISO_W | Internal | Summer | B3 | 75 | 195 | 195 | 85.91 | 139.57 | 7 | 46.66
2030 | IESO_2_MISO_W | IESO | MISO_W | Internal | Summer | B4 | 100 | 195 | 195 | 80.32 | 138.31 | 7 | 50.99
2030 | IESO_2_MISO_W | IESO | MISO_W | Internal | Summer | B5 | 200 | 195 | 195 | 61.1 | 138.17 | 7 | 70.07
2030 | IESO_2_MISO_W | IESO | MISO_W | Internal | Summer | B6 | 300 | 195 | 195 | 61.1 | 99.51 | 7 | 31.41
2030 | IESO_2_MISO_W | IESO | MISO_W | Internal | Summer | B7 | 400 | 195 | 195 | 61.1 | 88.2 | 7 | 20.1
2030 | IESO_2_MISO_W | IESO | MISO_W | Internal | Summer | B8 | 500 | 195 | 195 | 61.1 | 83.74 | 7 | 15.64
2030 | IESO_2_MISO_W | IESO | MISO_W | Internal | Summer | B9 | 800 | 195 | 195 | 61.1 | 80.7 | 7 | 12.61
2030 | IESO_2_MISO_W | IESO | MISO_W | Internal | Summer | B10 | 1262 | 195 | 195 | 61.1 | 72.33 | 7 | 4.23
2030 | IESO_2_MISO_W | IESO | MISO_W | Internal | Winter | B16 | 25 | 195 | 0 | 62.4 | 11.54 | 7 | 0
2030 | IESO_2_MISO_W | IESO | MISO_W | Internal | Winter | B17 | 100 | 195 | 0 | 62.4 | 54.31 | 7 | 0
2030 | IESO_2_MISO_W | IESO | MISO_W | Internal | Winter | B18 | 400 | 195 | 195 | 62.4 | 80.29 | 7 | 10.89
2030 | IESO_2_MISO_W | IESO | MISO_W | Internal | Winter | B19 | 700 | 195 | 195 | 62.4 | 80.29 | 7 | 10.89
2030 | IESO_2_MISO_W | IESO | MISO_W | Internal | Winter | B20 | 935 | 195 | 0 | 62.4 | 23.86 | 7 | 0
2030 | IESO_2_NYISO_A-F | IESO | NYISO_A-F | Internal | Shoulder | B11 | 25 | 2224 | 1982.13 | 62.36 | 69.36 | 7 | 0
2030 | IESO_2_NYISO_A-F | IESO | NYISO_A-F | Internal | Shoulder | B12 | 200 | 2224 | 2224 | 62.36 | 69.89 | 7 | 0.53
2030 | IESO_2_NYISO_A-F | IESO | NYISO_A-F | Internal | Shoulder | B13 | 600 | 2224 | 1944.2 | 62.36 | 69.36 | 7 | 0
2030 | IESO_2_NYISO_A-F | IESO | NYISO_A-F | Internal | Shoulder | B14 | 900 | 2224 | 1858.77 | 62.36 | 69.36 | 7 | 0
2030 | IESO_2_NYISO_A-F | IESO | NYISO_A-F | Internal | Shoulder | B15 | 1203 | 2224 | 1797.44 | 62.36 | 69.36 | 7 | 0
2030 | IESO_2_NYISO_A-F | IESO | NYISO_A-F | Internal | Summer | B1 | 10 | 2224 | 1454.36 | 85.91 | 92.91 | 7 | 0
2030 | IESO_2_NYISO_A-F | IESO | NYISO_A-F | Internal | Summer | B2 | 25 | 2224 | 2224 | 85.91 | 99.9 | 7 | 7
2030 | IESO_2_NYISO_A-F | IESO | NYISO_A-F | Internal | Summer | B3 | 75 | 2224 | 2224 | 85.91 | 99.9 | 7 | 7
2030 | IESO_2_NYISO_A-F | IESO | NYISO_A-F | Internal | Summer | B4 | 100 | 2224 | 2224 | 80.32 | 98.94 | 7 | 11.62
2030 | IESO_2_NYISO_A-F | IESO | NYISO_A-F | Internal | Summer | B5 | 200 | 2224 | 2224 | 61.1 | 77.85 | 7 | 9.75
2030 | IESO_2_NYISO_A-F | IESO | NYISO_A-F | Internal | Summer | B6 | 300 | 2224 | 2224 | 61.1 | 74.43 | 7 | 6.33
2030 | IESO_2_NYISO_A-F | IESO | NYISO_A-F | Internal | Summer | B7 | 400 | 2224 | 2224 | 61.1 | 73.17 | 7 | 5.08
2030 | IESO_2_NYISO_A-F | IESO | NYISO_A-F | Internal | Summer | B8 | 500 | 2224 | 2224 | 61.1 | 73.15 | 7 | 5.05
2030 | IESO_2_NYISO_A-F | IESO | NYISO_A-F | Internal | Summer | B9 | 800 | 2224 | 2224 | 61.1 | 73.15 | 7 | 5.05
2030 | IESO_2_NYISO_A-F | IESO | NYISO_A-F | Internal | Summer | B10 | 1262 | 2224 | 2224 | 61.1 | 73.15 | 7 | 5.05
2030 | IESO_2_NYISO_A-F | IESO | NYISO_A-F | Internal | Winter | B16 | 25 | 2224 | 2177.79 | 62.4 | 69.4 | 7 | 0
2030 | IESO_2_NYISO_A-F | IESO | NYISO_A-F | Internal | Winter | B17 | 100 | 2224 | 2043.39 | 62.4 | 69.4 | 7 | 0
2030 | IESO_2_NYISO_A-F | IESO | NYISO_A-F | Internal | Winter | B18 | 400 | 2224 | 1987.15 | 62.4 | 69.4 | 7 | 0
2030 | IESO_2_NYISO_A-F | IESO | NYISO_A-F | Internal | Winter | B19 | 700 | 2224 | 2054.55 | 62.4 | 69.4 | 7 | 0
2030 | IESO_2_NYISO_A-F | IESO | NYISO_A-F | Internal | Winter | B20 | 935 | 2224 | 2104.4 | 62.4 | 69.4 | 7 | 0
2030 | MAPP_CA_2_IESO | MAPP_CA | IESO | Internal | Shoulder | B11 | 25 | 337 | 337 | 30.67 | 62.36 | 8 | 23.69
2030 | MAPP_CA_2_IESO | MAPP_CA | IESO | Internal | Shoulder | B12 | 200 | 337 | 289.01 | 54.36 | 62.36 | 8 | 0
2030 | MAPP_CA_2_IESO | MAPP_CA | IESO | Internal | Shoulder | B13 | 600 | 337 | 309.93 | 54.36 | 62.36 | 8 | 0
2030 | MAPP_CA_2_IESO | MAPP_CA | IESO | Internal | Shoulder | B14 | 900 | 337 | 337 | 30.67 | 62.36 | 8 | 23.69
2030 | MAPP_CA_2_IESO | MAPP_CA | IESO | Internal | Shoulder | B15 | 1203 | 337 | 337 | 30.67 | 62.36 | 8 | 23.69
2030 | MAPP_CA_2_IESO | MAPP_CA | IESO | Internal | Summer | B1 | 10 | 337 | 337 | 72.32 | 85.91 | 8 | 5.59
2030 | MAPP_CA_2_IESO | MAPP_CA | IESO | Internal | Summer | B2 | 25 | 337 | 337 | 72.32 | 85.91 | 8 | 5.59
2030 | MAPP_CA_2_IESO | MAPP_CA | IESO | Internal | Summer | B3 | 75 | 337 | 337 | 72.32 | 85.91 | 8 | 5.59
2030 | MAPP_CA_2_IESO | MAPP_CA | IESO | Internal | Summer | B4 | 100 | 337 | 148.76 | 72.32 | 80.32 | 8 | 0
2030 | MAPP_CA_2_IESO | MAPP_CA | IESO | Internal | Summer | B5 | 200 | 337 | 0 | 72.32 | 61.1 | 8 | 0
2030 | MAPP_CA_2_IESO | MAPP_CA | IESO | Internal | Summer | B6 | 300 | 337 | 0 | 72.32 | 61.1 | 8 | 0
2030 | MAPP_CA_2_IESO | MAPP_CA | IESO | Internal | Summer | B7 | 400 | 337 | 0 | 72.32 | 61.1 | 8 | 0
2030 | MAPP_CA_2_IESO | MAPP_CA | IESO | Internal | Summer | B8 | 500 | 337 | 0 | 72.32 | 61.1 | 8 | 0
2030 | MAPP_CA_2_IESO | MAPP_CA | IESO | Internal | Summer | B9 | 800 | 337 | 0 | 72.32 | 61.1 | 8 | 0
2030 | MAPP_CA_2_IESO | MAPP_CA | IESO | Internal | Summer | B10 | 1262 | 337 | 0 | 72.32 | 61.1 | 8 | 0
2030 | MAPP_CA_2_IESO | MAPP_CA | IESO | Internal | Winter | B16 | 25 | 337 | 337 | 54.29 | 62.4 | 8 | 0.1
2030 | MAPP_CA_2_IESO | MAPP_CA | IESO | Internal | Winter | B17 | 100 | 337 | 337 | 54.29 | 62.4 | 8 | 0.1
2030 | MAPP_CA_2_IESO | MAPP_CA | IESO | Internal | Winter | B18 | 400 | 337 | 0 | 66.29 | 62.4 | 8 | 0
2030 | MAPP_CA_2_IESO | MAPP_CA | IESO | Internal | Winter | B19 | 700 | 337 | 0 | 66.29 | 62.4 | 8 | 0
2030 | MAPP_CA_2_IESO | MAPP_CA | IESO | Internal | Winter | B20 | 935 | 337 | 337 | 54.29 | 62.4 | 8 | 0.1
2030 | MAPP_CA_2_MAPP_US | MAPP_CA | MAPP_US | Internal | Shoulder | B11 | 25 | 372 | 372 | 30.67 | 84.71 | 7 | 47.04
2030 | MAPP_CA_2_MAPP_US | MAPP_CA | MAPP_US | Internal | Shoulder | B12 | 200 | 372 | 372 | 54.36 | 79.84 | 7 | 18.48
2030 | MAPP_CA_2_MAPP_US | MAPP_CA | MAPP_US | Internal | Shoulder | B13 | 600 | 372 | 372 | 54.36 | 71.7 | 7 | 10.34
2030 | MAPP_CA_2_MAPP_US | MAPP_CA | MAPP_US | Internal | Shoulder | B14 | 900 | 372 | 0 | 30.67 | 32 | 7 | 0
2030 | MAPP_CA_2_MAPP_US | MAPP_CA | MAPP_US | Internal | Shoulder | B15 | 1203 | 372 | 0 | 30.67 | 5.02 | 7 | 0
2030 | MAPP_CA_2_MAPP_US | MAPP_CA | MAPP_US | Internal | Summer | B1 | 10 | 372 | 372 | 72.32 | 138.82 | 7 | 59.5
2030 | MAPP_CA_2_MAPP_US | MAPP_CA | MAPP_US | Internal | Summer | B2 | 25 | 372 | 372 | 72.32 | 137.22 | 7 | 57.9
2030 | MAPP_CA_2_MAPP_US | MAPP_CA | MAPP_US | Internal | Summer | B3 | 75 | 372 | 372 | 72.32 | 132.57 | 7 | 53.25
2030 | MAPP_CA_2_MAPP_US | MAPP_CA | MAPP_US | Internal | Summer | B4 | 100 | 372 | 372 | 72.32 | 131.31 | 7 | 51.99
2030 | MAPP_CA_2_MAPP_US | MAPP_CA | MAPP_US | Internal | Summer | B5 | 200 | 372 | 372 | 72.32 | 131.17 | 7 | 51.85
2030 | MAPP_CA_2_MAPP_US | MAPP_CA | MAPP_US | Internal | Summer | B6 | 300 | 372 | 372 | 72.32 | 92.51 | 7 | 13.19
2030 | MAPP_CA_2_MAPP_US | MAPP_CA | MAPP_US | Internal | Summer | B7 | 400 | 372 | 372 | 72.32 | 81.2 | 7 | 1.88
2030 | MAPP_CA_2_MAPP_US | MAPP_CA | MAPP_US | Internal | Summer | B8 | 500 | 372 | 0 | 72.32 | 76.74 | 7 | 0
2030 | MAPP_CA_2_MAPP_US | MAPP_CA | MAPP_US | Internal | Summer | B9 | 800 | 372 | 0 | 72.32 | 73.7 | 7 | 0
2030 | MAPP_CA_2_MAPP_US | MAPP_CA | MAPP_US | Internal | Summer | B10 | 1262 | 372 | 0 | 72.32 | 65.33 | 7 | 0
2030 | MAPP_CA_2_MAPP_US | MAPP_CA | MAPP_US | Internal | Winter | B16 | 25 | 372 | 0 | 54.29 | 4.54 | 7 | 0
2030 | MAPP_CA_2_MAPP_US | MAPP_CA | MAPP_US | Internal | Winter | B17 | 100 | 372 | 0 | 54.29 | 47.31 | 7 | 0
2030 | MAPP_CA_2_MAPP_US | MAPP_CA | MAPP_US | Internal | Winter | B18 | 400 | 372 | 124.27 | 66.29 | 73.29 | 7 | 0
2030 | MAPP_CA_2_MAPP_US | MAPP_CA | MAPP_US | Internal | Winter | B19 | 700 | 372 | 148.28 | 66.29 | 73.29 | 7 | 0
2030 | MAPP_CA_2_MAPP_US | MAPP_CA | MAPP_US | Internal | Winter | B20 | 935 | 372 | 0 | 54.29 | 16.86 | 7 | 0
2030 | MAPP_CA_2_MISO_W | MAPP_CA | MISO_W | Internal | Shoulder | B11 | 25 | 1970 | 1970 | 30.67 | 91.71 | 0.01 | 61.03
2030 | MAPP_CA_2_MISO_W | MAPP_CA | MISO_W | Internal | Shoulder | B12 | 200 | 1970 | 1970 | 54.36 | 87.26 | 0.01 | 32.88
2030 | MAPP_CA_2_MISO_W | MAPP_CA | MISO_W | Internal | Shoulder | B13 | 600 | 1970 | 1970 | 54.36 | 83.7 | 0.01 | 29.32
2030 | MAPP_CA_2_MISO_W | MAPP_CA | MISO_W | Internal | Shoulder | B14 | 900 | 1970 | 1970 | 30.67 | 39 | 0.01 | 8.31
2030 | MAPP_CA_2_MISO_W | MAPP_CA | MISO_W | Internal | Shoulder | B15 | 1203 | 1970 | 0 | 30.67 | 12.02 | 0.01 | 0
2030 | MAPP_CA_2_MISO_W | MAPP_CA | MISO_W | Internal | Summer | B1 | 10 | 1970 | 1970 | 72.32 | 145.82 | 0.01 | 73.49
2030 | MAPP_CA_2_MISO_W | MAPP_CA | MISO_W | Internal | Summer | B2 | 25 | 1970 | 1970 | 72.32 | 144.22 | 0.01 | 71.89
2030 | MAPP_CA_2_MISO_W | MAPP_CA | MISO_W | Internal | Summer | B3 | 75 | 1970 | 1970 | 72.32 | 139.57 | 0.01 | 67.24
2030 | MAPP_CA_2_MISO_W | MAPP_CA | MISO_W | Internal | Summer | B4 | 100 | 1970 | 1970 | 72.32 | 138.31 | 0.01 | 65.98
2030 | MAPP_CA_2_MISO_W | MAPP_CA | MISO_W | Internal | Summer | B5 | 200 | 1970 | 1970 | 72.32 | 138.17 | 0.01 | 65.84
2030 | MAPP_CA_2_MISO_W | MAPP_CA | MISO_W | Internal | Summer | B6 | 300 | 1970 | 1970 | 72.32 | 99.51 | 0.01 | 27.18
2030 | MAPP_CA_2_MISO_W | MAPP_CA | MISO_W | Internal | Summer | B7 | 400 | 1970 | 1970 | 72.32 | 88.2 | 0.01 | 15.87
2030 | MAPP_CA_2_MISO_W | MAPP_CA | MISO_W | Internal | Summer | B8 | 500 | 1970 | 1970 | 72.32 | 83.74 | 0.01 | 11.41
2030 | MAPP_CA_2_MISO_W | MAPP_CA | MISO_W | Internal | Summer | B9 | 800 | 1970 | 1970 | 72.32 | 80.7 | 0.01 | 8.37
2030 | MAPP_CA_2_MISO_W | MAPP_CA | MISO_W | Internal | Summer | B10 | 1262 | 1970 | 1540.67 | 72.32 | 72.33 | 0.01 | 0
2030 | MAPP_CA_2_MISO_W | MAPP_CA | MISO_W | Internal | Winter | B16 | 25 | 1970 | 0 | 54.29 | 11.54 | 0.01 | 0
2030 | MAPP_CA_2_MISO_W | MAPP_CA | MISO_W | Internal | Winter | B17 | 100 | 1970 | 285.65 | 54.29 | 54.31 | 0.01 | 0
2030 | MAPP_CA_2_MISO_W | MAPP_CA | MISO_W | Internal | Winter | B18 | 400 | 1970 | 1970 | 66.29 | 80.29 | 0.01 | 13.99
2030 | MAPP_CA_2_MISO_W | MAPP_CA | MISO_W | Internal | Winter | B19 | 700 | 1970 | 1970 | 66.29 | 80.29 | 0.01 | 13.99
2030 | MAPP_CA_2_MISO_W | MAPP_CA | MISO_W | Internal | Winter | B20 | 935 | 1970 | 0 | 54.29 | 23.86 | 0.01 | 0
2030 | MAPP_US_2_MAPP_CA | MAPP_US | MAPP_CA | Internal | Shoulder | B11 | 25 | 165 | 0 | 84.71 | 30.67 | 7 | 0
2030 | MAPP_US_2_MAPP_CA | MAPP_US | MAPP_CA | Internal | Shoulder | B12 | 200 | 165 | 0 | 79.84 | 54.36 | 7 | 0
2030 | MAPP_US_2_MAPP_CA | MAPP_US | MAPP_CA | Internal | Shoulder | B13 | 600 | 165 | 0 | 71.7 | 54.36 | 7 | 0
2030 | MAPP_US_2_MAPP_CA | MAPP_US | MAPP_CA | Internal | Shoulder | B14 | 900 | 165 | 0 | 32 | 30.67 | 7 | 0
2030 | MAPP_US_2_MAPP_CA | MAPP_US | MAPP_CA | Internal | Shoulder | B15 | 1203 | 165 | 165 | 5.02 | 30.67 | 7 | 18.65
2030 | MAPP_US_2_MAPP_CA | MAPP_US | MAPP_CA | Internal | Summer | B1 | 10 | 165 | 0 | 138.82 | 72.32 | 7 | 0
2030 | MAPP_US_2_MAPP_CA | MAPP_US | MAPP_CA | Internal | Summer | B2 | 25 | 165 | 0 | 137.22 | 72.32 | 7 | 0
2030 | MAPP_US_2_MAPP_CA | MAPP_US | MAPP_CA | Internal | Summer | B3 | 75 | 165 | 0 | 132.57 | 72.32 | 7 | 0
2030 | MAPP_US_2_MAPP_CA | MAPP_US | MAPP_CA | Internal | Summer | B4 | 100 | 165 | 0 | 131.31 | 72.32 | 7 | 0
2030 | MAPP_US_2_MAPP_CA | MAPP_US | MAPP_CA | Internal | Summer | B5 | 200 | 165 | 0 | 131.17 | 72.32 | 7 | 0
2030 | MAPP_US_2_MAPP_CA | MAPP_US | MAPP_CA | Internal | Summer | B6 | 300 | 165 | 0 | 92.51 | 72.32 | 7 | 0
2030 | MAPP_US_2_MAPP_CA | MAPP_US | MAPP_CA | Internal | Summer | B7 | 400 | 165 | 0 | 81.2 | 72.32 | 7 | 0
2030 | MAPP_US_2_MAPP_CA | MAPP_US | MAPP_CA | Internal | Summer | B8 | 500 | 165 | 0 | 76.74 | 72.32 | 7 | 0
2030 | MAPP_US_2_MAPP_CA | MAPP_US | MAPP_CA | Internal | Summer | B9 | 800 | 165 | 0 | 73.7 | 72.32 | 7 | 0
2030 | MAPP_US_2_MAPP_CA | MAPP_US | MAPP_CA | Internal | Summer | B10 | 1262 | 165 | 0 | 65.33 | 72.32 | 7 | 0
2030 | MAPP_US_2_MAPP_CA | MAPP_US | MAPP_CA | Internal | Winter | B16 | 25 | 165 | 165 | 4.54 | 54.29 | 7 | 42.75
2030 | MAPP_US_2_MAPP_CA | MAPP_US | MAPP_CA | Internal | Winter | B17 | 100 | 165 | 0 | 47.31 | 54.29 | 7 | 0
2030 | MAPP_US_2_MAPP_CA | MAPP_US | MAPP_CA | Internal | Winter | B18 | 400 | 165 | 0 | 73.29 | 66.29 | 7 | 0
2030 | MAPP_US_2_MAPP_CA | MAPP_US | MAPP_CA | Internal | Winter | B19 | 700 | 165 | 0 | 73.29 | 66.29 | 7 | 0
2030 | MAPP_US_2_MAPP_CA | MAPP_US | MAPP_CA | Internal | Winter | B20 | 935 | 165 | 165 | 16.86 | 54.29 | 7 | 30.44
2030 | MAPP_US_2_MISO_W | MAPP_US | MISO_W | Internal | Shoulder | B11 | 25 | 2635 | 2377.94 | 84.71 | 91.71 | 7 | 0
2030 | MAPP_US_2_MISO_W | MAPP_US | MISO_W | Internal | Shoulder | B12 | 200 | 2635 | 2635 | 79.84 | 87.26 | 7 | 0.42
2030 | MAPP_US_2_MISO_W | MAPP_US | MISO_W | Internal | Shoulder | B13 | 600 | 2635 | 2635 | 71.7 | 83.7 | 7 | 5
2030 | MAPP_US_2_MISO_W | MAPP_US | MISO_W | Internal | Shoulder | B14 | 900 | 2635 | 2513.71 | 32 | 39 | 7 | 0
2030 | MAPP_US_2_MISO_W | MAPP_US | MISO_W | Internal | Shoulder | B15 | 1203 | 2635 | 2405.09 | 5.02 | 12.02 | 7 | 0
2030 | MAPP_US_2_MISO_W | MAPP_US | MISO_W | Internal | Summer | B1 | 10 | 2635 | 1439.96 | 138.82 | 145.82 | 7 | 0
2030 | MAPP_US_2_MISO_W | MAPP_US | MISO_W | Internal | Summer | B2 | 25 | 2635 | 2103.28 | 137.22 | 144.22 | 7 | 0
2030 | MAPP_US_2_MISO_W | MAPP_US | MISO_W | Internal | Summer | B3 | 75 | 2635 | 1615.21 | 132.57 | 139.57 | 7 | 0
2030 | MAPP_US_2_MISO_W | MAPP_US | MISO_W | Internal | Summer | B4 | 100 | 2635 | 1475.52 | 131.31 | 138.31 | 7 | 0
2030 | MAPP_US_2_MISO_W | MAPP_US | MISO_W | Internal | Summer | B5 | 200 | 2635 | 2063.76 | 131.17 | 138.17 | 7 | 0
2030 | MAPP_US_2_MISO_W | MAPP_US | MISO_W | Internal | Summer | B6 | 300 | 2635 | 1706.23 | 92.51 | 99.51 | 7 | 0
2030 | MAPP_US_2_MISO_W | MAPP_US | MISO_W | Internal | Summer | B7 | 400 | 2635 | 2040.9 | 81.2 | 88.2 | 7 | 0
2030 | MAPP_US_2_MISO_W | MAPP_US | MISO_W | Internal | Summer | B8 | 500 | 2635 | 2245.61 | 76.74 | 83.74 | 7 | 0
2030 | MAPP_US_2_MISO_W | MAPP_US | MISO_W | Internal | Summer | B9 | 800 | 2635 | 1649.86 | 73.7 | 80.7 | 7 | 0
2030 | MAPP_US_2_MISO_W | MAPP_US | MISO_W | Internal | Summer | B10 | 1262 | 2635 | 1749.66 | 65.33 | 72.33 | 7 | 0
2030 | MAPP_US_2_MISO_W | MAPP_US | MISO_W | Internal | Winter | B16 | 25 | 2635 | 2075.31 | 4.54 | 11.54 | 7 | 0
2030 | MAPP_US_2_MISO_W | MAPP_US | MISO_W | Internal | Winter | B17 | 100 | 2635 | 1681.45 | 47.31 | 54.31 | 7 | 0
2030 | MAPP_US_2_MISO_W | MAPP_US | MISO_W | Internal | Winter | B18 | 400 | 2635 | 2508.7 | 73.29 | 80.29 | 7 | 0
2030 | MAPP_US_2_MISO_W | MAPP_US | MISO_W | Internal | Winter | B19 | 700 | 2635 | 1942.49 | 73.29 | 80.29 | 7 | 0
2030 | MAPP_US_2_MISO_W | MAPP_US | MISO_W | Internal | Winter | B20 | 935 | 2635 | 1891.49 | 16.86 | 23.86 | 7 | 0
2030 | MAPP_US_2_NE | MAPP_US | NE | Internal | Shoulder | B11 | 25 | 2000 | 0 | 84.71 | 86.71 | 7 | 0
2030 | MAPP_US_2_NE | MAPP_US | NE | Internal | Shoulder | B12 | 200 | 2000 | 0 | 79.84 | 82.26 | 7 | 0
2030 | MAPP_US_2_NE | MAPP_US | NE | Internal | Shoulder | B13 | 600 | 2000 | 245.08 | 71.7 | 78.7 | 7 | 0
2030 | MAPP_US_2_NE | MAPP_US | NE | Internal | Shoulder | B14 | 900 | 2000 | 0 | 32 | 27 | 7 | 0
2030 | MAPP_US_2_NE | MAPP_US | NE | Internal | Shoulder | B15 | 1203 | 2000 | 0 | 5.02 | 0.02 | 7 | 0
2030 | MAPP_US_2_NE | MAPP_US | NE | Internal | Summer | B1 | 10 | 2000 | 0 | 138.82 | 140.82 | 7 | 0
2030 | MAPP_US_2_NE | MAPP_US | NE | Internal | Summer | B2 | 25 | 2000 | 0 | 137.22 | 139.22 | 7 | 0
2030 | MAPP_US_2_NE | MAPP_US | NE | Internal | Summer | B3 | 75 | 2000 | 48.97 | 132.57 | 139.57 | 7 | 0
2030 | MAPP_US_2_NE | MAPP_US | NE | Internal | Summer | B4 | 100 | 2000 | 707.67 | 131.31 | 138.31 | 7 | 0
2030 | MAPP_US_2_NE | MAPP_US | NE | Internal | Summer | B5 | 200 | 2000 | 0 | 131.17 | 133.26 | 7 | 0
2030 | MAPP_US_2_NE | MAPP_US | NE | Internal | Summer | B6 | 300 | 2000 | 0 | 92.51 | 94.51 | 7 | 0
2030 | MAPP_US_2_NE | MAPP_US | NE | Internal | Summer | B7 | 400 | 2000 | 0 | 81.2 | 83.2 | 7 | 0
2030 | MAPP_US_2_NE | MAPP_US | NE | Internal | Summer | B8 | 500 | 2000 | 0 | 76.74 | 78.74 | 7 | 0
2030 | MAPP_US_2_NE | MAPP_US | NE | Internal | Summer | B9 | 800 | 2000 | 0 | 73.7 | 75.7 | 7 | 0
2030 | MAPP_US_2_NE | MAPP_US | NE | Internal | Summer | B10 | 1262 | 2000 | 0 | 65.33 | 67.33 | 7 | 0
2030 | MAPP_US_2_NE | MAPP_US | NE | Internal | Winter | B16 | 25 | 2000 | 0 | 4.54 | 6.54 | 7 | 0
2030 | MAPP_US_2_NE | MAPP_US | NE | Internal | Winter | B17 | 100 | 2000 | 0 | 47.31 | 42.31 | 7 | 0
2030 | MAPP_US_2_NE | MAPP_US | NE | Internal | Winter | B18 | 400 | 2000 | 0 | 73.29 | 75.29 | 7 | 0
2030 | MAPP_US_2_NE | MAPP_US | NE | Internal | Winter | B19 | 700 | 2000 | 0 | 73.29 | 75.29 | 7 | 0
2030 | MAPP_US_2_NE | MAPP_US | NE | Internal | Winter | B20 | 935 | 2000 | 0 | 16.86 | 11.86 | 7 | 0
2030 | MARITIMES_2_NEISO | MARITIMES | NEISO | Internal | Shoulder | B11 | 25 | 99999 | 1661.37 | 72.35 | 72.36 | 0.01 | 0
2030 | MARITIMES_2_NEISO | MARITIMES | NEISO | Internal | Shoulder | B12 | 200 | 99999 | 1658.75 | 73.07 | 73.08 | 0.01 | 0
2030 | MARITIMES_2_NEISO | MARITIMES | NEISO | Internal | Shoulder | B13 | 600 | 99999 | 1648.43 | 72.35 | 72.36 | 0.01 | 0
2030 | MARITIMES_2_NEISO | MARITIMES | NEISO | Internal | Shoulder | B14 | 900 | 99999 | 1630.38 | 72.35 | 72.36 | 0.01 | 0
2030 | MARITIMES_2_NEISO | MARITIMES | NEISO | Internal | Shoulder | B15 | 1203 | 99999 | 607.1 | 72.35 | 72.36 | 0.01 | 0
2030 | MARITIMES_2_NEISO | MARITIMES | NEISO | Internal | Summer | B1 | 10 | 99999 | 1807.65 | 540.48 | 540.49 | 0.01 | 0
2030 | MARITIMES_2_NEISO | MARITIMES | NEISO | Internal | Summer | B2 | 25 | 99999 | 1790.32 | 355.83 | 355.84 | 0.01 | 0
2030 | MARITIMES_2_NEISO | MARITIMES | NEISO | Internal | Summer | B3 | 75 | 99999 | 1755.79 | 130.56 | 130.57 | 0.01 | 0
2030 | MARITIMES_2_NEISO | MARITIMES | NEISO | Internal | Summer | B4 | 100 | 99999 | 1726.11 | 95.92 | 95.94 | 0.01 | 0
2030 | MARITIMES_2_NEISO | MARITIMES | NEISO | Internal | Summer | B5 | 200 | 99999 | 1709.87 | 80.84 | 80.85 | 0.01 | 0
2030 | MARITIMES_2_NEISO | MARITIMES | NEISO | Internal | Summer | B6 | 300 | 99999 | 1691.66 | 77.41 | 77.43 | 0.01 | 0
2030 | MARITIMES_2_NEISO | MARITIMES | NEISO | Internal | Summer | B7 | 400 | 99999 | 1670.8 | 70.16 | 70.17 | 0.01 | 0
2030 | MARITIMES_2_NEISO | MARITIMES | NEISO | Internal | Summer | B8 | 500 | 99999 | 1654.39 | 70.16 | 70.17 | 0.01 | 0
2030 | MARITIMES_2_NEISO | MARITIMES | NEISO | Internal | Summer | B9 | 800 | 99999 | 1634.3 | 70.16 | 70.17 | 0.01 | 0
2030 | MARITIMES_2_NEISO | MARITIMES | NEISO | Internal | Summer | B10 | 1262 | 99999 | 422.73 | 70.16 | 70.17 | 0.01 | 0
2030 | MARITIMES_2_NEISO | MARITIMES | NEISO | Internal | Winter | B16 | 25 | 99999 | 1697.7 | 73.48 | 73.5 | 0.01 | 0
2030 | MARITIMES_2_NEISO | MARITIMES | NEISO | Internal | Winter | B17 | 100 | 99999 | 1683.12 | 72.39 | 72.4 | 0.01 | 0
2030 | MARITIMES_2_NEISO | MARITIMES | NEISO | Internal | Winter | B18 | 400 | 99999 | 1671.96 | 72.39 | 72.4 | 0.01 | 0
2030 | MARITIMES_2_NEISO | MARITIMES | NEISO | Internal | Winter | B19 | 700 | 99999 | 1651.17 | 72.39 | 72.4 | 0.01 | 0
2030 | MARITIMES_2_NEISO | MARITIMES | NEISO | Internal | Winter | B20 | 935 | 99999 | 677.67 | 72.39 | 72.4 | 0.01 | 0
2030 | MISO_IN_2_MISO_MI | MISO_IN | MISO_MI | Internal | Shoulder | B11 | 25 | 5490 | 0 | 91.74 | 91.72 | 0.01 | 0
2030 | MISO_IN_2_MISO_MI | MISO_IN | MISO_MI | Internal | Shoulder | B12 | 200 | 5490 | 0 | 87.28 | 87.27 | 0.01 | 0
2030 | MISO_IN_2_MISO_MI | MISO_IN | MISO_MI | Internal | Shoulder | B13 | 600 | 5490 | 0 | 85.51 | 85.5 | 0.01 | 0
2030 | MISO_IN_2_MISO_MI | MISO_IN | MISO_MI | Internal | Shoulder | B14 | 900 | 5490 | 0 | 76.8 | 76.79 | 0.01 | 0
2030 | MISO_IN_2_MISO_MI | MISO_IN | MISO_MI | Internal | Shoulder | B15 | 1203 | 5490 | 0 | 75.91 | 75.65 | 0.01 | 0
2030 | MISO_IN_2_MISO_MI | MISO_IN | MISO_MI | Internal | Summer | B1 | 10 | 5490 | 0 | 146.48 | 145.82 | 0.01 | 0
2030 | MISO_IN_2_MISO_MI | MISO_IN | MISO_MI | Internal | Summer | B2 | 25 | 5490 | 0 | 146.48 | 145.82 | 0.01 | 0
2030 | MISO_IN_2_MISO_MI | MISO_IN | MISO_MI | Internal | Summer | B3 | 75 | 5490 | 0 | 143.57 | 143.56 | 0.01 | 0
2030 | MISO_IN_2_MISO_MI | MISO_IN | MISO_MI | Internal | Summer | B4 | 100 | 5490 | 0 | 140.48 | 138.31 | 0.01 | 0
2030 | MISO_IN_2_MISO_MI | MISO_IN | MISO_MI | Internal | Summer | B5 | 200 | 5490 | 0 | 139.2 | 138.17 | 0.01 | 0
2030 | MISO_IN_2_MISO_MI | MISO_IN | MISO_MI | Internal | Summer | B6 | 300 | 5490 | 0 | 101.82 | 101.8 | 0.01 | 0
2030 | MISO_IN_2_MISO_MI | MISO_IN | MISO_MI | Internal | Summer | B7 | 400 | 5490 | 0 | 88.22 | 88.21 | 0.01 | 0
2030 | MISO_IN_2_MISO_MI | MISO_IN | MISO_MI | Internal | Summer | B8 | 500 | 5490 | 0 | 83.83 | 83.82 | 0.01 | 0
2030 | MISO_IN_2_MISO_MI | MISO_IN | MISO_MI | Internal | Summer | B9 | 800 | 5490 | 0 | 80.71 | 80.7 | 0.01 | 0
2030 | MISO_IN_2_MISO_MI | MISO_IN | MISO_MI | Internal | Summer | B10 | 1262 | 5490 | 2393.29 | 74.56 | 74.57 | 0.01 | 0
2030 | MISO_IN_2_MISO_MI | MISO_IN | MISO_MI | Internal | Winter | B16 | 25 | 5490 | 0 | 90.7 | 90.4 | 0.01 | 0
2030 | MISO_IN_2_MISO_MI | MISO_IN | MISO_MI | Internal | Winter | B17 | 100 | 5490 | 0 | 91.46 | 91.45 | 0.01 | 0
2030 | MISO_IN_2_MISO_MI | MISO_IN | MISO_MI | Internal | Winter | B18 | 400 | 5490 | 0 | 89.12 | 89.1 | 0.01 | 0
2030 | MISO_IN_2_MISO_MI | MISO_IN | MISO_MI | Internal | Winter | B19 | 700 | 5490 | 0 | 80.3 | 80.29 | 0.01 | 0
2030 | MISO_IN_2_MISO_MI | MISO_IN | MISO_MI | Internal | Winter | B20 | 935 | 5490 | 0 | 78.55 | 77.8 | 0.01 | 0
2030 | MISO_IN_2_MISO_MO-IL | MISO_IN | MISO_MO-IL | Internal | Shoulder | B11 | 25 | 5000 | 0 | 91.74 | 91.72 | 0.01 | 0
2030 | MISO_IN_2_MISO_MO-IL | MISO_IN | MISO_MO-IL | Internal | Shoulder | B12 | 200 | 5000 | 0 | 87.28 | 87.27 | 0.01 | 0
2030 | MISO_IN_2_MISO_MO-IL | MISO_IN | MISO_MO-IL | Internal | Shoulder | B13 | 600 | 5000 | 0 | 85.51 | 83.71 | 0.01 | 0
2030 | MISO_IN_2_MISO_MO-IL | MISO_IN | MISO_MO-IL | Internal | Shoulder | B14 | 900 | 5000 | 0 | 76.8 | 76.79 | 0.01 | 0
2030 | MISO_IN_2_MISO_MO-IL | MISO_IN | MISO_MO-IL | Internal | Shoulder | B15 | 1203 | 5000 | 0 | 75.91 | 71.57 | 0.01 | 0
2030 | MISO_IN_2_MISO_MO-IL | MISO_IN | MISO_MO-IL | Internal | Summer | B1 | 10 | 5000 | 0 | 146.48 | 145.82 | 0.01 | 0
2030 | MISO_IN_2_MISO_MO-IL | MISO_IN | MISO_MO-IL | Internal | Summer | B2 | 25 | 5000 | 0 | 146.48 | 146.47 | 0.01 | 0
2030 | MISO_IN_2_MISO_MO-IL | MISO_IN | MISO_MO-IL | Internal | Summer | B3 | 75 | 5000 | 0 | 143.57 | 143.56 | 0.01 | 0
2030 | MISO_IN_2_MISO_MO-IL | MISO_IN | MISO_MO-IL | Internal | Summer | B4 | 100 | 5000 | 0 | 140.48 | 140.47 | 0.01 | 0
2030 | MISO_IN_2_MISO_MO-IL | MISO_IN | MISO_MO-IL | Internal | Summer | B5 | 200 | 5000 | 0 | 139.2 | 138.27 | 0.01 | 0
2030 | MISO_IN_2_MISO_MO-IL | MISO_IN | MISO_MO-IL | Internal | Summer | B6 | 300 | 5000 | 0 | 101.82 | 99.52 | 0.01 | 0
2030 | MISO_IN_2_MISO_MO-IL | MISO_IN | MISO_MO-IL | Internal | Summer | B7 | 400 | 5000 | 0 | 88.22 | 88.21 | 0.01 | 0
2030 | MISO_IN_2_MISO_MO-IL | MISO_IN | MISO_MO-IL | Internal | Summer | B8 | 500 | 5000 | 0 | 83.83 | 83.82 | 0.01 | 0
2030 | MISO_IN_2_MISO_MO-IL | MISO_IN | MISO_MO-IL | Internal | Summer | B9 | 800 | 5000 | 203.94 | 80.71 | 80.72 | 0.01 | 0
2030 | MISO_IN_2_MISO_MO-IL | MISO_IN | MISO_MO-IL | Internal | Summer | B10 | 1262 | 5000 | 0 | 74.56 | 74.55 | 0.01 | 0
2030 | MISO_IN_2_MISO_MO-IL | MISO_IN | MISO_MO-IL | Internal | Winter | B16 | 25 | 5000 | 0 | 90.7 | 85.48 | 0.01 | 0
2030 | MISO_IN_2_MISO_MO-IL | MISO_IN | MISO_MO-IL | Internal | Winter | B17 | 100 | 5000 | 0 | 91.46 | 86.75 | 0.01 | 0
2030 | MISO_IN_2_MISO_MO-IL | MISO_IN | MISO_MO-IL | Internal | Winter | B18 | 400 | 5000 | 0 | 89.12 | 88 | 0.01 | 0
2030 | MISO_IN_2_MISO_MO-IL | MISO_IN | MISO_MO-IL | Internal | Winter | B19 | 700 | 5000 | 0 | 80.3 | 80.3 | 0.01 | 0
2030 | MISO_IN_2_MISO_MO-IL | MISO_IN | MISO_MO-IL | Internal | Winter | B20 | 935 | 5000 | 0 | 78.55 | 74.09 | 0.01 | 0
2030 | MISO_IN_2_NonRTO_Midwest | MISO_IN | NonRTO_Midwest | Internal | Shoulder | B11 | 25 | 4800 | 2201.67 | 91.74 | 99.74 | 8 | 0
2030 | MISO_IN_2_NonRTO_Midwest | MISO_IN | NonRTO_Midwest | Internal | Shoulder | B12 | 200 | 4800 | 1635.72 | 87.28 | 95.28 | 8 | 0
2030 | MISO_IN_2_NonRTO_Midwest | MISO_IN | NonRTO_Midwest | Internal | Shoulder | B13 | 600 | 4800 | 1116.07 | 85.51 | 93.51 | 8 | 0
2030 | MISO_IN_2_NonRTO_Midwest | MISO_IN | NonRTO_Midwest | Internal | Shoulder | B14 | 900 | 4800 | 732.79 | 76.8 | 84.8 | 8 | 0
2030 | MISO_IN_2_NonRTO_Midwest | MISO_IN | NonRTO_Midwest | Internal | Shoulder | B15 | 1203 | 4800 | 0 | 75.91 | 83.66 | 8 | 0
2030 | MISO_IN_2_NonRTO_Midwest | MISO_IN | NonRTO_Midwest | Internal | Summer | B1 | 10 | 4800 | 2916.79 | 146.48 | 154.48 | 8 | 0
2030 | MISO_IN_2_NonRTO_Midwest | MISO_IN | NonRTO_Midwest | Internal | Summer | B2 | 25 | 4800 | 1995.48 | 146.48 | 154.48 | 8 | 0
2030 | MISO_IN_2_NonRTO_Midwest | MISO_IN | NonRTO_Midwest | Internal | Summer | B3 | 75 | 4800 | 743.19 | 143.57 | 151.57 | 8 | 0
2030 | MISO_IN_2_NonRTO_Midwest | MISO_IN | NonRTO_Midwest | Internal | Summer | B4 | 100 | 4800 | 349.11 | 140.48 | 148.48 | 8 | 0
2030 | MISO_IN_2_NonRTO_Midwest | MISO_IN | NonRTO_Midwest | Internal | Summer | B5 | 200 | 4800 | 2414.23 | 139.2 | 147.2 | 8 | 0
2030 | MISO_IN_2_NonRTO_Midwest | MISO_IN | NonRTO_Midwest | Internal | Summer | B6 | 300 | 4800 | 2383.55 | 101.82 | 109.82 | 8 | 0
2030 | MISO_IN_2_NonRTO_Midwest | MISO_IN | NonRTO_Midwest | Internal | Summer | B7 | 400 | 4800 | 1825.07 | 88.22 | 96.22 | 8 | 0
2030 | MISO_IN_2_NonRTO_Midwest | MISO_IN | NonRTO_Midwest | Internal | Summer | B8 | 500 | 4800 | 1347.43 | 83.83 | 91.83 | 8 | 0
2030 | MISO_IN_2_NonRTO_Midwest | MISO_IN | NonRTO_Midwest | Internal | Summer | B9 | 800 | 4800 | 797.42 | 80.71 | 88.71 | 8 | 0
2030 | MISO_IN_2_NonRTO_Midwest | MISO_IN | NonRTO_Midwest | Internal | Summer | B10 | 1262 | 4800 | 0 | 74.56 | 77.99 | 8 | 0
2030 | MISO_IN_2_NonRTO_Midwest | MISO_IN | NonRTO_Midwest | Internal | Winter | B16 | 25 | 4800 | 4524.82 | 90.7 | 98.7 | 8 | 0
2030 | MISO_IN_2_NonRTO_Midwest | MISO_IN | NonRTO_Midwest | Internal | Winter | B17 | 100 | 4800 | 3528.82 | 91.46 | 99.46 | 8 | 0
2030 | MISO_IN_2_NonRTO_Midwest | MISO_IN | NonRTO_Midwest | Internal | Winter | B18 | 400 | 4800 | 2727.41 | 89.12 | 97.12 | 8 | 0
2030 | MISO_IN_2_NonRTO_Midwest | MISO_IN | NonRTO_Midwest | Internal | Winter | B19 | 700 | 4800 | 2115.61 | 80.3 | 88.3 | 8 | 0
2030 | MISO_IN_2_NonRTO_Midwest | MISO_IN | NonRTO_Midwest | Internal | Winter | B20 | 935 | 4800 | 1447.24 | 78.55 | 86.55 | 8 | 0
2030 | MISO_IN_2_PJM_ROR | MISO_IN | PJM_ROR | Internal | Shoulder | B11 | 25 | 992 | 0 | 91.74 | 93.71 | 2 | 0
2030 | MISO_IN_2_PJM_ROR | MISO_IN | PJM_ROR | Internal | Shoulder | B12 | 200 | 992 | 0 | 87.28 | 89.26 | 2 | 0
2030 | MISO_IN_2_PJM_ROR | MISO_IN | PJM_ROR | Internal | Shoulder | B13 | 600 | 992 | 0 | 85.51 | 87.5 | 2 | 0
2030 | MISO_IN_2_PJM_ROR | MISO_IN | PJM_ROR | Internal | Shoulder | B14 | 900 | 992 | 0 | 76.8 | 78.79 | 2 | 0
2030 | MISO_IN_2_PJM_ROR | MISO_IN | PJM_ROR | Internal | Shoulder | B15 | 1203 | 992 | 0 | 75.91 | 75.83 | 2 | 0
2030 | MISO_IN_2_PJM_ROR | MISO_IN | PJM_ROR | Internal | Summer | B1 | 10 | 992 | 0 | 146.48 | 147.82 | 2 | 0
2030 | MISO_IN_2_PJM_ROR | MISO_IN | PJM_ROR | Internal | Summer | B2 | 25 | 992 | 0 | 146.48 | 146.22 | 2 | 0
2030 | MISO_IN_2_PJM_ROR | MISO_IN | PJM_ROR | Internal | Summer | B3 | 75 | 992 | 0 | 143.57 | 141.57 | 2 | 0
2030 | MISO_IN_2_PJM_ROR | MISO_IN | PJM_ROR | Internal | Summer | B4 | 100 | 992 | 0 | 140.48 | 140.31 | 2 | 0
2030 | MISO_IN_2_PJM_ROR | MISO_IN | PJM_ROR | Internal | Summer | B5 | 200 | 992 | 0 | 139.2 | 140.17 | 2 | 0
2030 | MISO_IN_2_PJM_ROR | MISO_IN | PJM_ROR | Internal | Summer | B6 | 300 | 992 | 0 | 101.82 | 101.51 | 2 | 0
2030 | MISO_IN_2_PJM_ROR | MISO_IN | PJM_ROR | Internal | Summer | B7 | 400 | 992 | 0 | 88.22 | 90.2 | 2 | 0
2030 | MISO_IN_2_PJM_ROR | MISO_IN | PJM_ROR | Internal | Summer | B8 | 500 | 992 | 0 | 83.83 | 85.74 | 2 | 0
2030 | MISO_IN_2_PJM_ROR | MISO_IN | PJM_ROR | Internal | Summer | B9 | 800 | 992 | 0 | 80.71 | 82.7 | 2 | 0
2030 | MISO_IN_2_PJM_ROR | MISO_IN | PJM_ROR | Internal | Summer | B10 | 1262 | 992 | 0 | 74.56 | 74.33 | 2 | 0
2030 | MISO_IN_2_PJM_ROR | MISO_IN | PJM_ROR | Internal | Winter | B16 | 25 | 992 | 992 | 90.7 | 100.44 | 2 | 7.74
2030 | MISO_IN_2_PJM_ROR | MISO_IN | PJM_ROR | Internal | Winter | B17 | 100 | 992 | 992 | 91.46 | 95.36 | 2 | 1.89
2030 | MISO_IN_2_PJM_ROR | MISO_IN | PJM_ROR | Internal | Winter | B18 | 400 | 992 | 924.06 | 89.12 | 91.12 | 2 | 0
2030 | MISO_IN_2_PJM_ROR | MISO_IN | PJM_ROR | Internal | Winter | B19 | 700 | 992 | 691.67 | 80.3 | 82.3 | 2 | 0
2030 | MISO_IN_2_PJM_ROR | MISO_IN | PJM_ROR | Internal | Winter | B20 | 935 | 992 | 0 | 78.55 | 78.9 | 2 | 0
2030 | MISO_MI_2_MISO_IN | MISO_MI | MISO_IN | Internal | Shoulder | B11 | 25 | 2535 | 1305.18 | 91.72 | 91.74 | 0.01 | 0
2030 | MISO_MI_2_MISO_IN | MISO_MI | MISO_IN | Internal | Shoulder | B12 | 200 | 2535 | 940.9 | 87.27 | 87.28 | 0.01 | 0
2030 | MISO_MI_2_MISO_IN | MISO_MI | MISO_IN | Internal | Shoulder | B13 | 600 | 2535 | 245.13 | 85.5 | 85.51 | 0.01 | 0
2030 | MISO_MI_2_MISO_IN | MISO_MI | MISO_IN | Internal | Shoulder | B14 | 900 | 2535 | 254.86 | 76.79 | 76.8 | 0.01 | 0
2030 | MISO_MI_2_MISO_IN | MISO_MI | MISO_IN | Internal | Shoulder | B15 | 1203 | 2535 | 2535 | 75.65 | 75.91 | 0.01 | 0.25
2030 | MISO_MI_2_MISO_IN | MISO_MI | MISO_IN | Internal | Summer | B1 | 10 | 2535 | 2535 | 145.82 | 146.48 | 0.01 | 0.65
2030 | MISO_MI_2_MISO_IN | MISO_MI | MISO_IN | Internal | Summer | B2 | 25 | 2535 | 2535 | 145.82 | 146.48 | 0.01 | 0.65
2030 | MISO_MI_2_MISO_IN | MISO_MI | MISO_IN | Internal | Summer | B3 | 75 | 2535 | 2469.4 | 143.56 | 143.57 | 0.01 | 0
2030 | MISO_MI_2_MISO_IN | MISO_MI | MISO_IN | Internal | Summer | B4 | 100 | 2535 | 2535 | 138.31 | 140.48 | 0.01 | 2.16
2030 | MISO_MI_2_MISO_IN | MISO_MI | MISO_IN | Internal | Summer | B5 | 200 | 2535 | 2535 | 138.17 | 139.2 | 0.01 | 1.02
2030 | MISO_MI_2_MISO_IN | MISO_MI | MISO_IN | Internal | Summer | B6 | 300 | 2535 | 2091.46 | 101.8 | 101.82 | 0.01 | 0
2030 | MISO_MI_2_MISO_IN | MISO_MI | MISO_IN | Internal | Summer | B7 | 400 | 2535 | 1642.41 | 88.21 | 88.22 | 0.01 | 0
2030 | MISO_MI_2_MISO_IN | MISO_MI | MISO_IN | Internal | Summer | B8 | 500 | 2535 | 893.1 | 83.82 | 83.83 | 0.01 | 0
2030 | MISO_MI_2_MISO_IN | MISO_MI | MISO_IN | Internal | Summer | B9 | 800 | 2535 | 793.54 | 80.7 | 80.71 | 0.01 | 0
2030 | MISO_MI_2_MISO_IN | MISO_MI | MISO_IN | Internal | Summer | B10 | 1262 | 2535 | 0 | 74.57 | 74.56 | 0.01 | 0
2030 | MISO_MI_2_MISO_IN | MISO_MI | MISO_IN | Internal | Winter | B16 | 25 | 2535 | 2535 | 90.4 | 90.7 | 0.01 | 0.29
2030 | MISO_MI_2_MISO_IN | MISO_MI | MISO_IN | Internal | Winter | B17 | 100 | 2535 | 2169.04 | 91.45 | 91.46 | 0.01 | 0
2030 | MISO_MI_2_MISO_IN | MISO_MI | MISO_IN | Internal | Winter | B18 | 400 | 2535 | 1007.41 | 89.1 | 89.12 | 0.01 | 0
2030 | MISO_MI_2_MISO_IN | MISO_MI | MISO_IN | Internal | Winter | B19 | 700 | 2535 | 1607.61 | 80.29 | 80.3 | 0.01 | 0
2030 | MISO_MI_2_MISO_IN | MISO_MI | MISO_IN | Internal | Winter | B20 | 935 | 2535 | 2535 | 77.8 | 78.55 | 0.01 | 0.73
2030 | MISO_MI_2_MISO_WUMS | MISO_MI | MISO_WUMS | Internal | Shoulder | B11 | 25 | 312 | 0 | 91.72 | 91.71 | 0.01 | 0
2030 | MISO_MI_2_MISO_WUMS | MISO_MI | MISO_WUMS | Internal | Shoulder | B12 | 200 | 312 | 50.71 | 87.27 | 87.28 | 0.01 | 0
2030 | MISO_MI_2_MISO_WUMS | MISO_MI | MISO_WUMS | Internal | Shoulder | B13 | 600 | 312 | 0 | 85.5 | 85.5 | 0.01 | 0
2030 | MISO_MI_2_MISO_WUMS | MISO_MI | MISO_WUMS | Internal | Shoulder | B14 | 900 | 312 | 0 | 76.79 | 76.79 | 0.01 | 0
2030 | MISO_MI_2_MISO_WUMS | MISO_MI | MISO_WUMS | Internal | Shoulder | B15 | 1203 | 312 | 242.18 | 75.65 | 75.66 | 0.01 | 0
2030 | MISO_MI_2_MISO_WUMS | MISO_MI | MISO_WUMS | Internal | Summer | B1 | 10 | 312 | 114.82 | 145.82 | 145.83 | 0.01 | 0
2030 | MISO_MI_2_MISO_WUMS | MISO_MI | MISO_WUMS | Internal | Summer | B2 | 25 | 312 | 0 | 145.82 | 144.23 | 0.01 | 0
2030 | MISO_MI_2_MISO_WUMS | MISO_MI | MISO_WUMS | Internal | Summer | B3 | 75 | 312 | 0 | 143.56 | 139.58 | 0.01 | 0
2030 | MISO_MI_2_MISO_WUMS | MISO_MI | MISO_WUMS | Internal | Summer | B4 | 100 | 312 | 52.79 | 138.31 | 138.32 | 0.01 | 0
2030 | MISO_MI_2_MISO_WUMS | MISO_MI | MISO_WUMS | Internal | Summer | B5 | 200 | 312 | 0 | 138.17 | 138.17 | 0.01 | 0
2030 | MISO_MI_2_MISO_WUMS | MISO_MI | MISO_WUMS | Internal | Summer | B6 | 300 | 312 | 0 | 101.8 | 99.51 | 0.01 | 0
2030 | MISO_MI_2_MISO_WUMS | MISO_MI | MISO_WUMS | Internal | Summer | B7 | 400 | 312 | 0 | 88.21 | 88.2 | 0.01 | 0
2030 | MISO_MI_2_MISO_WUMS | MISO_MI | MISO_WUMS | Internal | Summer | B8 | 500 | 312 | 0 | 83.82 | 83.75 | 0.01 | 0
2030 | MISO_MI_2_MISO_WUMS | MISO_MI | MISO_WUMS | Internal | Summer | B9 | 800 | 312 | 113.84 | 80.7 | 80.71 | 0.01 | 0
2030 | MISO_MI_2_MISO_WUMS | MISO_MI | MISO_WUMS | Internal | Summer | B10 | 1262 | 312 | 0 | 74.57 | 74.3 | 0.01 | 0
2030 | MISO_MI_2_MISO_WUMS | MISO_MI | MISO_WUMS | Internal | Winter | B16 | 25 | 312 | 0 | 90.4 | 90.39 | 0.01 | 0
2030 | MISO_MI_2_MISO_WUMS | MISO_MI | MISO_WUMS | Internal | Winter | B17 | 100 | 312 | 0 | 91.45 | 90.39 | 0.01 | 0
2030 | MISO_MI_2_MISO_WUMS | MISO_MI | MISO_WUMS | Internal | Winter | B18 | 400 | 312 | 154.36 | 89.1 | 89.12 | 0.01 | 0
2030 | MISO_MI_2_MISO_WUMS | MISO_MI | MISO_WUMS | Internal | Winter | B19 | 700 | 312 | 175.07 | 80.29 | 80.3 | 0.01 | 0
2030 | MISO_MI_2_MISO_WUMS | MISO_MI | MISO_WUMS | Internal | Winter | B20 | 935 | 312 | 312 | 77.8 | 78.29 | 0.01 | 0.47
2030 | MISO_MI_2_PJM_ROR | MISO_MI | PJM_ROR | Internal | Shoulder | B11 | 25 | 1424 | 0 | 91.72 | 93.71 | 2 | 0
2030 | MISO_MI_2_PJM_ROR | MISO_MI | PJM_ROR | Internal | Shoulder | B12 | 200 | 1424 | 0 | 87.27 | 89.26 | 2 | 0
2030 | MISO_MI_2_PJM_ROR | MISO_MI | PJM_ROR | Internal | Shoulder | B13 | 600 | 1424 | 42.25 | 85.5 | 87.5 | 2 | 0
2030 | MISO_MI_2_PJM_ROR | MISO_MI | PJM_ROR | Internal | Shoulder | B14 | 900 | 1424 | 811.36 | 76.79 | 78.79 | 2 | 0
2030 | MISO_MI_2_PJM_ROR | MISO_MI | PJM_ROR | Internal | Shoulder | B15 | 1203 | 1424 | 0 | 75.65 | 75.83 | 2 | 0
2030 | MISO_MI_2_PJM_ROR | MISO_MI | PJM_ROR | Internal | Summer | B1 | 10 | 1424 | 329.33 | 145.82 | 147.82 | 2 | 0
2030 | MISO_MI_2_PJM_ROR | MISO_MI | PJM_ROR | Internal | Summer | B2 | 25 | 1424 | 0 | 145.82 | 146.22 | 2 | 0
2030 | MISO_MI_2_PJM_ROR | MISO_MI | PJM_ROR | Internal | Summer | B3 | 75 | 1424 | 0 | 143.56 | 141.57 | 2 | 0
2030 | MISO_MI_2_PJM_ROR | MISO_MI | PJM_ROR | Internal | Summer | B4 | 100 | 1424 | 397.89 | 138.31 | 140.31 | 2 | 0
2030 | MISO_MI_2_PJM_ROR | MISO_MI | PJM_ROR | Internal | Summer | B5 | 200 | 1424 | 1242.51 | 138.17 | 140.17 | 2 | 0
2030 | MISO_MI_2_PJM_ROR | MISO_MI | PJM_ROR | Internal | Summer | B6 | 300 | 1424 | 0 | 101.8 | 101.51 | 2 | 0
2030 | MISO_MI_2_PJM_ROR | MISO_MI | PJM_ROR | Internal | Summer | B7 | 400 | 1424 | 0 | 88.21 | 90.2 | 2 | 0
2030 | MISO_MI_2_PJM_ROR | MISO_MI | PJM_ROR | Internal | Summer | B8 | 500 | 1424 | 0 | 83.82 | 85.74 | 2 | 0
2030 | MISO_MI_2_PJM_ROR | MISO_MI | PJM_ROR | Internal | Summer | B9 | 800 | 1424 | 660.94 | 80.7 | 82.7 | 2 | 0
2030 | MISO_MI_2_PJM_ROR | MISO_MI | PJM_ROR | Internal | Summer | B10 | 1262 | 1424 | 0 | 74.57 | 74.33 | 2 | 0
2030 | MISO_MI_2_PJM_ROR | MISO_MI | PJM_ROR | Internal | Winter | B16 | 25 | 1424 | 1424 | 90.4 | 100.44 | 2 | 8.04
2030 | MISO_MI_2_PJM_ROR | MISO_MI | PJM_ROR | Internal | Winter | B17 | 100 | 1424 | 1424 | 91.45 | 95.36 | 2 | 1.91
2030 | MISO_MI_2_PJM_ROR | MISO_MI | PJM_ROR | Internal | Winter | B18 | 400 | 1424 | 1424 | 89.1 | 91.12 | 2 | 0.01
2030 | MISO_MI_2_PJM_ROR | MISO_MI | PJM_ROR | Internal | Winter | B19 | 700 | 1424 | 1424 | 80.29 | 82.3 | 2 | 0.01
2030 | MISO_MI_2_PJM_ROR | MISO_MI | PJM_ROR | Internal | Winter | B20 | 935 | 1424 | 0 | 77.8 | 78.9 | 2 | 0
2030 | MISO_MO-IL_2_ENT | MISO_MO-IL | ENT | Internal | Shoulder | B11 | 25 | 2540 | 0 | 91.72 | 94.17 | 8 | 0
2030 | MISO_MO-IL_2_ENT | MISO_MO-IL | ENT | Internal | Shoulder | B12 | 200 | 2540 | 0 | 87.27 | 90.32 | 8 | 0
2030 | MISO_MO-IL_2_ENT | MISO_MO-IL | ENT | Internal | Shoulder | B13 | 600 | 2540 | 0 | 83.71 | 84.33 | 8 | 0
2030 | MISO_MO-IL_2_ENT | MISO_MO-IL | ENT | Internal | Shoulder | B14 | 900 | 2540 | 0 | 76.79 | 78.23 | 8 | 0
2030 | MISO_MO-IL_2_ENT | MISO_MO-IL | ENT | Internal | Shoulder | B15 | 1203 | 2540 | 0 | 71.57 | 71.94 | 8 | 0
2030 | MISO_MO-IL_2_ENT | MISO_MO-IL | ENT | Internal | Summer | B1 | 10 | 2540 | 0 | 145.82 | 137.82 | 8 | 0
2030 | MISO_MO-IL_2_ENT | MISO_MO-IL | ENT | Internal | Summer | B2 | 25 | 2540 | 0 | 146.47 | 148.93 | 8 | 0
2030 | MISO_MO-IL_2_ENT | MISO_MO-IL | ENT | Internal | Summer | B3 | 75 | 2540 | 1781.23 | 143.56 | 151.56 | 8 | 0
2030 | MISO_MO-IL_2_ENT | MISO_MO-IL | ENT | Internal | Summer | B4 | 100 | 2540 | 27.96 | 140.47 | 148.47 | 8 | 0
2030 | MISO_MO-IL_2_ENT | MISO_MO-IL | ENT | Internal | Summer | B5 | 200 | 2540 | 0 | 138.27 | 138.27 | 8 | 0
2030 | MISO_MO-IL_2_ENT | MISO_MO-IL | ENT | Internal | Summer | B6 | 300 | 2540 | 0 | 99.52 | 99.52 | 8 | 0
2030 | MISO_MO-IL_2_ENT | MISO_MO-IL | ENT | Internal | Summer | B7 | 400 | 2540 | 0 | 88.21 | 93.63 | 8 | 0
2030 | MISO_MO-IL_2_ENT | MISO_MO-IL | ENT | Internal | Summer | B8 | 500 | 2540 | 927.46 | 83.82 | 91.82 | 8 | 0
2030 | MISO_MO-IL_2_ENT | MISO_MO-IL | ENT | Internal | Summer | B9 | 800 | 2540 | 2505.2 | 80.72 | 88.72 | 8 | 0
2030 | MISO_MO-IL_2_ENT | MISO_MO-IL | ENT | Internal | Summer | B10 | 1262 | 2540 | 0 | 74.55 | 76.74 | 8 | 0
2030 | MISO_MO-IL_2_ENT | MISO_MO-IL | ENT | Internal | Winter | B16 | 25 | 2540 | 745.88 | 85.48 | 93.48 | 8 | 0
2030 | MISO_MO-IL_2_ENT | MISO_MO-IL | ENT | Internal | Winter | B17 | 100 | 2540 | 0 | 86.75 | 87.49 | 8 | 0
2030 | MISO_MO-IL_2_ENT | MISO_MO-IL | ENT | Internal | Winter | B18 | 400 | 2540 | 0 | 88 | 88.01 | 8 | 0
2030 | MISO_MO-IL_2_ENT | MISO_MO-IL | ENT | Internal | Winter | B19 | 700 | 2540 | 0 | 80.3 | 80.91 | 8 | 0
2030 | MISO_MO-IL_2_ENT | MISO_MO-IL | ENT | Internal | Winter | B20 | 935 | 2540 | 0 | 74.09 | 74.09 | 8 | 0
2030 | MISO_MO-IL_2_MISO_IN | MISO_MO-IL | MISO_IN | Internal | Shoulder | B11 | 25 | 2100 | 1317.81 | 91.72 | 91.74 | 0.01 | 0
2030 | MISO_MO-IL_2_MISO_IN | MISO_MO-IL | MISO_IN | Internal | Shoulder | B12 | 200 | 2100 | 2016.21 | 87.27 | 87.28 | 0.01 | 0
2030 | MISO_MO-IL_2_MISO_IN | MISO_MO-IL | MISO_IN | Internal | Shoulder | B13 | 600 | 2100 | 2100 | 83.71 | 85.51 | 0.01 | 1.79
2030 | MISO_MO-IL_2_MISO_IN | MISO_MO-IL | MISO_IN | Internal | Shoulder | B14 | 900 | 2100 | 932.37 | 76.79 | 76.8 | 0.01 | 0
2030 | MISO_MO-IL_2_MISO_IN | MISO_MO-IL | MISO_IN | Internal | Shoulder | B15 | 1203 | 2100 | 2100 | 71.57 | 75.91 | 0.01 | 4.32
2030 | MISO_MO-IL_2_MISO_IN | MISO_MO-IL | MISO_IN | Internal | Summer | B1 | 10 | 2100 | 2100 | 145.82 | 146.48 | 0.01 | 0.65
2030 | MISO_MO-IL_2_MISO_IN | MISO_MO-IL | MISO_IN | Internal | Summer | B2 | 25 | 2100 | 1179.77 | 146.47 | 146.48 | 0.01 | 0
2030 | MISO_MO-IL_2_MISO_IN | MISO_MO-IL | MISO_IN | Internal | Summer | B3 | 75 | 2100 | 560.23 | 143.56 | 143.57 | 0.01 | 0
2030 | MISO_MO-IL_2_MISO_IN | MISO_MO-IL | MISO_IN | Internal | Summer | B4 | 100 | 2100 | 643.87 | 140.47 | 140.48 | 0.01 | 0
2030 | MISO_MO-IL_2_MISO_IN | MISO_MO-IL | MISO_IN | Internal | Summer | B5 | 200 | 2100 | 2100 | 138.27 | 139.2 | 0.01 | 0.92
2030 | MISO_MO-IL_2_MISO_IN | MISO_MO-IL | MISO_IN | Internal | Summer | B6 | 300 | 2100 | 2100 | 99.52 | 101.82 | 0.01 | 2.28
2030 | MISO_MO-IL_2_MISO_IN | MISO_MO-IL | MISO_IN | Internal | Summer | B7 | 400 | 2100 | 1374.62 | 88.21 | 88.22 | 0.01 | 0
2030 | MISO_MO-IL_2_MISO_IN | MISO_MO-IL | MISO_IN | Internal | Summer | B8 | 500 | 2100 | 1450.1 | 83.82 | 83.83 | 0.01 | 0
2030 | MISO_MO-IL_2_MISO_IN | MISO_MO-IL | MISO_IN | Internal | Summer | B9 | 800 | 2100 | 0 | 80.72 | 80.71 | 0.01 | 0
2030 | MISO_MO-IL_2_MISO_IN | MISO_MO-IL | MISO_IN | Internal | Summer | B10 | 1262 | 2100 | 1522.5 | 74.55 | 74.56 | 0.01 | 0
2030 | MISO_MO-IL_2_MISO_IN | MISO_MO-IL | MISO_IN | Internal | Winter | B16 | 25 | 2100 | 2100 | 85.48 | 90.7 | 0.01 | 5.21
2030 | MISO_MO-IL_2_MISO_IN | MISO_MO-IL | MISO_IN | Internal | Winter | B17 | 100 | 2100 | 2100 | 86.75 | 91.46 | 0.01 | 4.71
2030 | MISO_MO-IL_2_MISO_IN | MISO_MO-IL | MISO_IN | Internal | Winter | B18 | 400 | 2100 | 2100 | 88 | 89.12 | 0.01 | 1.1
2030 | MISO_MO-IL_2_MISO_IN | MISO_MO-IL | MISO_IN | Internal | Winter | B19 | 700 | 2100 | 0 | 80.3 | 80.3 | 0.01 | 0
2030 | MISO_MO-IL_2_MISO_IN | MISO_MO-IL | MISO_IN | Internal | Winter | B20 | 935 | 2100 | 2100 | 74.09 | 78.55 | 0.01 | 4.45
2030 | MISO_MO-IL_2_MISO_W | MISO_MO-IL | MISO_W | Internal | Shoulder | B11 | 25 | 1208 | 0 | 91.72 | 91.71 | 0.01 | 0
2030 | MISO_MO-IL_2_MISO_W | MISO_MO-IL | MISO_W | Internal | Shoulder | B12 | 200 | 1208 | 0 | 87.27 | 87.26 | 0.01 | 0
2030 | MISO_MO-IL_2_MISO_W | MISO_MO-IL | MISO_W | Internal | Shoulder | B13 | 600 | 1208 | 0 | 83.71 | 83.7 | 0.01 | 0
2030 | MISO_MO-IL_2_MISO_W | MISO_MO-IL | MISO_W | Internal | Shoulder | B14 | 900 | 1208 | 0 | 76.79 | 39 | 0.01 | 0
2030 | MISO_MO-IL_2_MISO_W | MISO_MO-IL | MISO_W | Internal | Shoulder | B15 | 1203 | 1208 | 0 | 71.57 | 12.02 | 0.01 | 0
2030 | MISO_MO-IL_2_MISO_W | MISO_MO-IL | MISO_W | Internal | Summer | B1 | 10 | 1208 | 0 | 145.82 | 145.82 | 0.01 | 0
2030 | MISO_MO-IL_2_MISO_W | MISO_MO-IL | MISO_W | Internal | Summer | B2 | 25 | 1208 | 0 | 146.47 | 144.22 | 0.01 | 0
2030 | MISO_MO-IL_2_MISO_W | MISO_MO-IL | MISO_W | Internal | Summer | B3 | 75 | 1208 | 0 | 143.56 | 139.57 | 0.01 | 0
2030 | MISO_MO-IL_2_MISO_W | MISO_MO-IL | MISO_W | Internal | Summer | B4 | 100 | 1208 | 0 | 140.47 | 138.31 | 0.01 | 0
2030 | MISO_MO-IL_2_MISO_W | MISO_MO-IL | MISO_W | Internal | Summer | B5 | 200 | 1208 | 0 | 138.27 | 138.17 | 0.01 | 0
2030 | MISO_MO-IL_2_MISO_W | MISO_MO-IL | MISO_W | Internal | Summer | B6 | 300 | 1208 | 0 | 99.52 | 99.51 | 0.01 | 0
2030 | MISO_MO-IL_2_MISO_W | MISO_MO-IL | MISO_W | Internal | Summer | B7 | 400 | 1208 | 0 | 88.21 | 88.2 | 0.01 | 0
2030 | MISO_MO-IL_2_MISO_W | MISO_MO-IL | MISO_W | Internal | Summer | B8 | 500 | 1208 | 0 | 83.82 | 83.74 | 0.01 | 0
2030 | MISO_MO-IL_2_MISO_W | MISO_MO-IL | MISO_W | Internal | Summer | B9 | 800 | 1208 | 0 | 80.72 | 80.7 | 0.01 | 0
2030 | MISO_MO-IL_2_MISO_W | MISO_MO-IL | MISO_W | Internal | Summer | B10 | 1262 | 1208 | 0 | 74.55 | 72.33 | 0.01 | 0
2030 | MISO_MO-IL_2_MISO_W | MISO_MO-IL | MISO_W | Internal | Winter | B16 | 25 | 1208 | 0 | 85.48 | 11.54 | 0.01 | 0
2030 | MISO_MO-IL_2_MISO_W | MISO_MO-IL | MISO_W | Internal | Winter | B17 | 100 | 1208 | 0 | 86.75 | 54.31 | 0.01 | 0
2030 | MISO_MO-IL_2_MISO_W | MISO_MO-IL | MISO_W | Internal | Winter | B18 | 400 | 1208 | 0 | 88 | 80.29 | 0.01 | 0
2030 | MISO_MO-IL_2_MISO_W | MISO_MO-IL | MISO_W | Internal | Winter | B19 | 700 | 1208 | 0 | 80.3 | 80.29 | 0.01 | 0
2030 | MISO_MO-IL_2_MISO_W | MISO_MO-IL | MISO_W | Internal | Winter | B20 | 935 | 1208 | 0 | 74.09 | 23.86 | 0.01 | 0
2030 | MISO_MO-IL_2_PJM_ROR | MISO_MO-IL | PJM_ROR | Internal | Shoulder | B11 | 25 | 1212 | 0 | 91.72 | 93.71 | 2 | 0
2030 | MISO_MO-IL_2_PJM_ROR | MISO_MO-IL | PJM_ROR | Internal | Shoulder | B12 | 200 | 1212 | 0 | 87.27 | 89.26 | 2 | 0
2030 | MISO_MO-IL_2_PJM_ROR | MISO_MO-IL | PJM_ROR | Internal | Shoulder | B13 | 600 | 1212 | 1212 | 83.71 | 87.5 | 2 | 1.79
2030 | MISO_MO-IL_2_PJM_ROR | MISO_MO-IL | PJM_ROR | Internal | Shoulder | B14 | 900 | 1212 | 1007.11 | 76.79 | 78.79 | 2 | 0
2030 | MISO_MO-IL_2_PJM_ROR | MISO_MO-IL | PJM_ROR | Internal | Shoulder | B15 | 1203 | 1212 | 1212 | 71.57 | 75.83 | 2 | 2.25
2030 | MISO_MO-IL_2_PJM_ROR | MISO_MO-IL | PJM_ROR | Internal | Summer | B1 | 10 | 1212 | 1095.42 | 145.82 | 147.82 | 2 | 0
2030 | MISO_MO-IL_2_PJM_ROR | MISO_MO-IL | PJM_ROR | Internal | Summer | B2 | 25 | 1212 | 0 | 146.47 | 146.22 | 2 | 0
2030 | MISO_MO-IL_2_PJM_ROR | MISO_MO-IL | PJM_ROR | Internal | Summer | B3 | 75 | 1212 | 0 | 143.56 | 141.57 | 2 | 0
2030 | MISO_MO-IL_2_PJM_ROR | MISO_MO-IL | PJM_ROR | Internal | Summer | B4 | 100 | 1212 | 0 | 140.47 | 140.31 | 2 | 0
2030 | MISO_MO-IL_2_PJM_ROR | MISO_MO-IL | PJM_ROR | Internal | Summer | B5 | 200 | 1212 | 0 | 138.27 | 140.17 | 2 | 0
2030 | MISO_MO-IL_2_PJM_ROR | MISO_MO-IL | PJM_ROR | Internal | Summer | B6 | 300 | 1212 | 0 | 99.52 | 101.51 | 2 | 0
2030 | MISO_MO-IL_2_PJM_ROR | MISO_MO-IL | PJM_ROR | Internal | Summer | B7 | 400 | 1212 | 0 | 88.21 | 90.2 | 2 | 0
2030 | MISO_MO-IL_2_PJM_ROR | MISO_MO-IL | PJM_ROR | Internal | Summer | B8 | 500 | 1212 | 0 | 83.82 | 85.74 | 2 | 0
2030 | MISO_MO-IL_2_PJM_ROR | MISO_MO-IL | PJM_ROR | Internal | Summer | B9 | 800 | 1212 | 0 | 80.72 | 82.7 | 2 | 0
2030 | MISO_MO-IL_2_PJM_ROR | MISO_MO-IL | PJM_ROR | Internal | Summer | B10 | 1262 | 1212 | 0 | 74.55 | 74.33 | 2 | 0
2030 | MISO_MO-IL_2_PJM_ROR | MISO_MO-IL | PJM_ROR | Internal | Winter | B16 | 25 | 1212 | 1212 | 85.48 | 100.44 | 2 | 12.96
2030 | MISO_MO-IL_2_PJM_ROR | MISO_MO-IL | PJM_ROR | Internal | Winter | B17 | 100 | 1212 | 1212 | 86.75 | 95.36 | 2 | 6.61
2030 | MISO_MO-IL_2_PJM_ROR | MISO_MO-IL | PJM_ROR | Internal | Winter | B18 | 400 | 1212 | 1212 | 88 | 91.12 | 2 | 1.11
2030 | MISO_MO-IL_2_PJM_ROR | MISO_MO-IL | PJM_ROR | Internal | Winter | B19 | 700 | 1212 | 900.87 | 80.3 | 82.3 | 2 | 0
2030 | MISO_MO-IL_2_PJM_ROR | MISO_MO-IL | PJM_ROR | Internal | Winter | B20 | 935 | 1212 | 1212 | 74.09 | 78.9 | 2 | 2.82
2030 | MISO_MO-IL_2_TVA_Transmission | MISO_MO-IL | TVA_Transmission | Internal | Shoulder | B11 | 25 | 4000 | 0 | 91.72 | 99.71 | 8 | 0
2030 | MISO_MO-IL_2_TVA_Transmission | MISO_MO-IL | TVA_Transmission | Internal | Shoulder | B12 | 200 | 4000 | 0 | 87.27 | 95.26 | 8 | 0
2030 | MISO_MO-IL_2_TVA_Transmission | MISO_MO-IL | TVA_Transmission | Internal | Shoulder | B13 | 600 | 4000 | 950 | 83.71 | 91.71 | 8 | 0
2030 | MISO_MO-IL_2_TVA_Transmission | MISO_MO-IL | TVA_Transmission | Internal | Shoulder | B14 | 900 | 4000 | 3049.83 | 76.79 | 84.79 | 8 | 0
2030 | MISO_MO-IL_2_TVA_Transmission | MISO_MO-IL | TVA_Transmission | Internal | Shoulder | B15 | 1203 | 4000 | 3437.38 | 71.57 | 79.57 | 8 | 0
2030 | MISO_MO-IL_2_TVA_Transmission | MISO_MO-IL | TVA_Transmission | Internal | Summer | B1 | 10 | 4000 | 4000 | 145.82 | 162.48 | 8 | 8.66
2030 | MISO_MO-IL_2_TVA_Transmission | MISO_MO-IL | TVA_Transmission | Internal | Summer | B2 | 25 | 4000 | 4000 | 146.47 | 162.48 | 8 | 8.01
2030 | MISO_MO-IL_2_TVA_Transmission | MISO_MO-IL | TVA_Transmission | Internal | Summer | B3 | 75 | 4000 | 2979.72 | 143.56 | 151.56 | 8 | 0
2030 | MISO_MO-IL_2_TVA_Transmission | MISO_MO-IL | TVA_Transmission | Internal | Summer | B4 | 100 | 4000 | 941.97 | 140.47 | 148.47 | 8 | 0
2030 | MISO_MO-IL_2_TVA_Transmission | MISO_MO-IL | TVA_Transmission | Internal | Summer | B5 | 200 | 4000 | 0 | 138.27 | 146.17 | 8 | 0
2030 | MISO_MO-IL_2_TVA_Transmission | MISO_MO-IL | TVA_Transmission | Internal | Summer | B6 | 300 | 4000 | 0 | 99.52 | 107.51 | 8 | 0
2030 | MISO_MO-IL_2_TVA_Transmission | MISO_MO-IL | TVA_Transmission | Internal | Summer | B7 | 400 | 4000 | 0 | 88.21 | 94.92 | 8 | 0
2030 | MISO_MO-IL_2_TVA_Transmission | MISO_MO-IL | TVA_Transmission | Internal | Summer | B8 | 500 | 4000 | 0 | 83.82 | 91.74 | 8 | 0
2030 | MISO_MO-IL_2_TVA_Transmission | MISO_MO-IL | TVA_Transmission | Internal | Summer | B9 | 800 | 4000 | 1375.6 | 80.72 | 88.72 | 8 | 0
2030 | MISO_MO-IL_2_TVA_Transmission | MISO_MO-IL | TVA_Transmission | Internal | Summer | B10 | 1262 | 4000 | 0 | 74.55 | 80.33 | 8 | 0
2030 | MISO_MO-IL_2_TVA_Transmission | MISO_MO-IL | TVA_Transmission | Internal | Winter | B16 | 25 | 4000 | 4000 | 85.48 | 101.48 | 8 | 8
2030 | MISO_MO-IL_2_TVA_Transmission | MISO_MO-IL | TVA_Transmission | Internal | Winter | B17 | 100 | 4000 | 3910.54 | 86.75 | 94.75 | 8 | 0
2030 | MISO_MO-IL_2_TVA_Transmission | MISO_MO-IL | TVA_Transmission | Internal | Winter | B18 | 400 | 4000 | 796.29 | 88 | 96 | 8 | 0
2030 | MISO_MO-IL_2_TVA_Transmission | MISO_MO-IL | TVA_Transmission | Internal | Winter | B19 | 700 | 4000 | 2886.23 | 80.3 | 88.3 | 8 | 0
2030 | MISO_MO-IL_2_TVA_Transmission | MISO_MO-IL | TVA_Transmission | Internal | Winter | B20 | 935 | 4000 | 3952.94 | 74.09 | 82.09 | 8 | 0
2030 | MISO_W_2_IESO | MISO_W | IESO | Internal | Shoulder | B11 | 25 | 145 | 0 | 91.71 | 62.36 | 8 | 0
2030 | MISO_W_2_IESO | MISO_W | IESO | Internal | Shoulder | B12 | 200 | 145 | 0 | 87.26 | 62.36 | 8 | 0
2030 | MISO_W_2_IESO | MISO_W | IESO | Internal | Shoulder | B13 | 600 | 145 | 0 | 83.7 | 62.36 | 8 | 0
2030 | MISO_W_2_IESO | MISO_W | IESO | Internal | Shoulder | B14 | 900 | 145 | 145 | 39 | 62.36 | 8 | 15.36
2030 | MISO_W_2_IESO | MISO_W | IESO | Internal | Shoulder | B15 | 1203 | 145 | 145 | 12.02 | 62.36 | 8 | 42.34
2030 | MISO_W_2_IESO | MISO_W | IESO | Internal | Summer | B1 | 10 | 145 | 0 | 145.82 | 85.91 | 8 | 0
2030 | MISO_W_2_IESO | MISO_W | IESO | Internal | Summer | B2 | 25 | 145 | 0 | 144.22 | 85.91 | 8 | 0
2030 | MISO_W_2_IESO | MISO_W | IESO | Internal | Summer | B3 | 75 | 145 | 0 | 139.57 | 85.91 | 8 | 0
2030 | MISO_W_2_IESO | MISO_W | IESO | Internal | Summer | B4 | 100 | 145 | 0 | 138.31 | 80.32 | 8 | 0
2030 | MISO_W_2_IESO | MISO_W | IESO | Internal | Summer | B5 | 200 | 145 | 0 | 138.17 | 61.1 | 8 | 0
2030 | MISO_W_2_IESO | MISO_W | IESO | Internal | Summer | B6 | 300 | 145 | 0 | 99.51 | 61.1 | 8 | 0
2030 | MISO_W_2_IESO | MISO_W | IESO | Internal | Summer | B7 | 400 | 145 | 0 | 88.2 | 61.1 | 8 | 0
2030 | MISO_W_2_IESO | MISO_W | IESO | Internal | Summer | B8 | 500 | 145 | 0 | 83.74 | 61.1 | 8 | 0
2030 | MISO_W_2_IESO | MISO_W | IESO | Internal | Summer | B9 | 800 | 145 | 0 | 80.7 | 61.1 | 8 | 0
2030 | MISO_W_2_IESO | MISO_W | IESO | Internal | Summer | B10 | 1262 | 145 | 0 | 72.33 | 61.1 | 8 | 0
2030 | MISO_W_2_IESO | MISO_W | IESO | Internal | Winter | B16 | 25 | 145 | 145 | 11.54 | 62.4 | 8 | 42.86
2030 | MISO_W_2_IESO | MISO_W | IESO | Internal | Winter | B17 | 100 | 145 | 145 | 54.31 | 62.4 | 8 | 0.09
2030 | MISO_W_2_IESO | MISO_W | IESO | Internal | Winter | B18 | 400 | 145 | 0 | 80.29 | 62.4 | 8 | 0
2030 | MISO_W_2_IESO | MISO_W | IESO | Internal | Winter | B19 | 700 | 145 | 0 | 80.29 | 62.4 | 8 | 0
2030 | MISO_W_2_IESO | MISO_W | IESO | Internal | Winter | B20 | 935 | 145 | 145 | 23.86 | 62.4 | 8 | 30.54
2030 | MISO_W_2_MAPP_CA | MISO_W | MAPP_CA | Internal | Shoulder | B11 | 25 | 700 | 0 | 91.71 | 30.67 | 0.01 | 0
2030 | MISO_W_2_MAPP_CA | MISO_W | MAPP_CA | Internal | Shoulder | B12 | 200 | 700 | 0 | 87.26 | 54.36 | 0.01 | 0
2030 | MISO_W_2_MAPP_CA | MISO_W | MAPP_CA | Internal | Shoulder | B13 | 600 | 700 | 0 | 83.7 | 54.36 | 0.01 | 0
2030 | MISO_W_2_MAPP_CA | MISO_W | MAPP_CA | Internal | Shoulder | B14 | 900 | 700 | 0 | 39 | 30.67 | 0.01 | 0
2030 | MISO_W_2_MAPP_CA | MISO_W | MAPP_CA | Internal | Shoulder | B15 | 1203 | 700 | 700 | 12.02 | 30.67 | 0.01 | 18.64
2030 | MISO_W_2_MAPP_CA | MISO_W | MAPP_CA | Internal | Summer | B1 | 10 | 700 | 0 | 145.82 | 72.32 | 0.01 | 0
2030 | MISO_W_2_MAPP_CA | MISO_W | MAPP_CA | Internal | Summer | B2 | 25 | 700 | 0 | 144.22 | 72.32 | 0.01 | 0
2030 | MISO_W_2_MAPP_CA | MISO_W | MAPP_CA | Internal | Summer | B3 | 75 | 700 | 0 | 139.57 | 72.32 | 0.01 | 0
2030 | MISO_W_2_MAPP_CA | MISO_W | MAPP_CA | Internal | Summer | B4 | 100 | 700 | 0 | 138.31 | 72.32 | 0.01 | 0
2030 | MISO_W_2_MAPP_CA | MISO_W | MAPP_CA | Internal | Summer | B5 | 200 | 700 | 0 | 138.17 | 72.32 | 0.01 | 0
2030 | MISO_W_2_MAPP_CA | MISO_W | MAPP_CA | Internal | Summer | B6 | 300 | 700 | 0 | 99.51 | 72.32 | 0.01 | 0
2030 | MISO_W_2_MAPP_CA | MISO_W | MAPP_CA | Internal | Summer | B7 | 400 | 700 | 0 | 88.2 | 72.32 | 0.01 | 0
2030 | MISO_W_2_MAPP_CA | MISO_W | MAPP_CA | Internal | Summer | B8 | 500 | 700 | 0 | 83.74 | 72.32 | 0.01 | 0
2030 | MISO_W_2_MAPP_CA | MISO_W | MAPP_CA | Internal | Summer | B9 | 800 | 700 | 0 | 80.7 | 72.32 | 0.01 | 0
2030 | MISO_W_2_MAPP_CA | MISO_W | MAPP_CA | Internal | Summer | B10 | 1262 | 700 | 0 | 72.33 | 72.32 | 0.01 | 0
2030 | MISO_W_2_MAPP_CA | MISO_W | MAPP_CA | Internal | Winter | B16 | 25 | 700 | 700 | 11.54 | 54.29 | 0.01 | 42.74
2030 | MISO_W_2_MAPP_CA | MISO_W | MAPP_CA | Internal | Winter | B17 | 100 | 700 | 0 | 54.31 | 54.29 | 0.01 | 0
2030 | MISO_W_2_MAPP_CA | MISO_W | MAPP_CA | Internal | Winter | B18 | 400 | 700 | 0 | 80.29 | 66.29 | 0.01 | 0
2030 | MISO_W_2_MAPP_CA | MISO_W | MAPP_CA | Internal | Winter | B19 | 700 | 700 | 0 | 80.29 | 66.29 | 0.01 | 0
2030 | MISO_W_2_MAPP_CA | MISO_W | MAPP_CA | Internal | Winter | B20 | 935 | 700 | 700 | 23.86 | 54.29 | 0.01 | 30.43
2030 | MISO_W_2_MISO_MO-IL | MISO_W | MISO_MO-IL | Internal | Shoulder | B11 | 25 | 4048 | 923.27 | 91.71 | 91.72 | 0.01 | 0
2030 | MISO_W_2_MISO_MO-IL | MISO_W | MISO_MO-IL | Internal | Shoulder | B12 | 200 | 4048 | 1571.16 | 87.26 | 87.27 | 0.01 | 0
2030 | MISO_W_2_MISO_MO-IL | MISO_W | MISO_MO-IL | Internal | Shoulder | B13 | 600 | 4048 | 3715.58 | 83.7 | 83.71 | 0.01 | 0
2030 | MISO_W_2_MISO_MO-IL | MISO_W | MISO_MO-IL | Internal | Shoulder | B14 | 900 | 4048 | 4048 | 39 | 76.79 | 0.01 | 37.78
2030 | MISO_W_2_MISO_MO-IL | MISO_W | MISO_MO-IL | Internal | Shoulder | B15 | 1203 | 4048 | 4048 | 12.02 | 71.57 | 0.01 | 59.54
2030 | MISO_W_2_MISO_MO-IL | MISO_W | MISO_MO-IL | Internal | Summer | B1 | 10 | 4048 | 0 | 145.82 | 145.82 | 0.01 | 0
2030 | MISO_W_2_MISO_MO-IL | MISO_W | MISO_MO-IL | Internal | Summer | B2 | 25 | 4048 | 4048 | 144.22 | 146.47 | 0.01 | 2.24
2030 | MISO_W_2_MISO_MO-IL | MISO_W | MISO_MO-IL | Internal | Summer | B3 | 75 | 4048 | 4048 | 139.57 | 143.56 | 0.01 | 3.98
2030 | MISO_W_2_MISO_MO-IL | MISO_W | MISO_MO-IL | Internal | Summer | B4 | 100 | 4048 | 4048 | 138.31 | 140.47 | 0.01 | 2.15
2030 | MISO_W_2_MISO_MO-IL | MISO_W | MISO_MO-IL | Internal | Summer | B5 | 200 | 4048 | 4048 | 138.17 | 138.27 | 0.01 | 0.09
2030 | MISO_W_2_MISO_MO-IL | MISO_W | MISO_MO-IL | Internal | Summer | B6 | 300 | 4048 | 3900.84 | 99.51 | 99.52 | 0.01 | 0
2030 | MISO_W_2_MISO_MO-IL | MISO_W | MISO_MO-IL | Internal | Summer | B7 | 400 | 4048 | 3606.06 | 88.2 | 88.21 | 0.01 | 0
2030 | MISO_W_2_MISO_MO-IL | MISO_W | MISO_MO-IL | Internal | Summer | B8 | 500 | 4048 | 4048 | 83.74 | 83.82 | 0.01 | 0.07
2030 | MISO_W_2_MISO_MO-IL | MISO_W | MISO_MO-IL | Internal | Summer | B9 | 800 | 4048 | 4048 | 80.7 | 80.72 | 0.01 | 0.01
2030 | MISO_W_2_MISO_MO-IL | MISO_W | MISO_MO-IL | Internal | Summer | B10 | 1262 | 4048 | 4048 | 72.33 | 74.55 | 0.01 | 2.21
2030 | MISO_W_2_MISO_MO-IL | MISO_W | MISO_MO-IL | Internal | Winter | B16 | 25 | 4048 | 4048 | 11.54 | 85.48 | 0.01 | 73.93
2030 | MISO_W_2_MISO_MO-IL | MISO_W | MISO_MO-IL | Internal | Winter | B17 | 100 | 4048 | 4048 | 54.31 | 86.75 | 0.01 | 32.43
2030 | MISO_W_2_MISO_MO-IL | MISO_W | MISO_MO-IL | Internal | Winter | B18 | 400 | 4048 | 4048 | 80.29 | 88 | 0.01 | 7.7
2030 | MISO_W_2_MISO_MO-IL | MISO_W | MISO_MO-IL | Internal | Winter | B19 | 700 | 4048 | 2647.72 | 80.29 | 80.3 | 0.01 | 0
2030 | MISO_W_2_MISO_MO-IL | MISO_W | MISO_MO-IL | Internal | Winter | B20 | 935 | 4048 | 4048 | 23.86 | 74.09 | 0.01 | 50.22
2030 | MISO_W_2_MISO_WUMS | MISO_W | MISO_WUMS | Internal | Shoulder | B11 | 25 | 1747 | 0 | 91.71 | 91.71 | 0.01 | 0
2030 | MISO_W_2_MISO_WUMS | MISO_W | MISO_WUMS | Internal | Shoulder | B12 | 200 | 1747 | 1747 | 87.26 | 87.28 | 0.01 | 0.01
2030 | MISO_W_2_MISO_WUMS | MISO_W | MISO_WUMS | Internal | Shoulder | B13 | 600 | 1747 | 1747 | 83.7 | 85.5 | 0.01 | 1.79
2030 | MISO_W_2_MISO_WUMS | MISO_W | MISO_WUMS | Internal | Shoulder | B14 | 900 | 1747 | 1747 | 39 | 76.79 | 0.01 | 37.78
2030 | MISO_W_2_MISO_WUMS | MISO_W | MISO_WUMS | Internal | Shoulder | B15 | 1203 | 1747 | 1747 | 12.02 | 75.66 | 0.01 | 63.63
2030 | MISO_W_2_MISO_WUMS | MISO_W | MISO_WUMS | Internal | Summer | B1 | 10 | 1747 | 572.91 | 145.82 | 145.83 | 0.01 | 0
2030 | MISO_W_2_MISO_WUMS | MISO_W | MISO_WUMS | Internal | Summer | B2 | 25 | 1747 | 1271.85 | 144.22 | 144.23 | 0.01 | 0
2030 | MISO_W_2_MISO_WUMS | MISO_W | MISO_WUMS | Internal | Summer | B3 | 75 | 1747 | 1053.54 | 139.57 | 139.58 | 0.01 | 0
2030 | MISO_W_2_MISO_WUMS | MISO_W | MISO_WUMS | Internal | Summer | B4 | 100 | 1747 | 77.57 | 138.31 | 138.32 | 0.01 | 0
2030 | MISO_W_2_MISO_WUMS | MISO_W | MISO_WUMS | Internal | Summer | B5 | 200 | 1747 | 0 | 138.17 | 138.17 | 0.01 | 0
2030 | MISO_W_2_MISO_WUMS | MISO_W | MISO_WUMS | Internal | Summer | B6 | 300 | 1747 | 0 | 99.51 | 99.51 | 0.01 | 0
2030 | MISO_W_2_MISO_WUMS | MISO_W | MISO_WUMS | Internal | Summer | B7 | 400 | 1747 | 0 | 88.2 | 88.2 | 0.01 | 0
2030 | MISO_W_2_MISO_WUMS | MISO_W | MISO_WUMS | Internal | Summer | B8 | 500 | 1747 | 1157.73 | 83.74 | 83.75 | 0.01 | 0
2030 | MISO_W_2_MISO_WUMS | MISO_W | MISO_WUMS | Internal | Summer | B9 | 800 | 1747 | 324.02 | 80.7 | 80.71 | 0.01 | 0
2030 | MISO_W_2_MISO_WUMS | MISO_W | MISO_WUMS | Internal | Summer | B10 | 1262 | 1747 | 1747 | 72.33 | 74.3 | 0.01 | 1.96
2030 | MISO_W_2_MISO_WUMS | MISO_W | MISO_WUMS | Internal | Winter | B16 | 25 | 1747 | 1747 | 11.54 | 90.39 | 0.01 | 78.84
2030 | MISO_W_2_MISO_WUMS | MISO_W | MISO_WUMS | Internal | Winter | B17 | 100 | 1747 | 1747 | 54.31 | 90.39 | 0.01 | 36.07
2030 | MISO_W_2_MISO_WUMS | MISO_W | MISO_WUMS | Internal | Winter | B18 | 400 | 1747 | 1747 | 80.29 | 89.12 | 0.01 | 8.82
2030 | MISO_W_2_MISO_WUMS | MISO_W | MISO_WUMS | Internal | Winter | B19 | 700 | 1747 | 1206.44 | 80.29 | 80.3 | 0.01 | 0
2030 | MISO_W_2_MISO_WUMS | MISO_W | MISO_WUMS | Internal | Winter | B20 | 935 | 1747 | 1747 | 23.86 | 78.29 | 0.01 | 54.42
2030 | MISO_W_2_PJM_ROR | MISO_W | PJM_ROR | Internal | Shoulder | B11 | 25 | 19839 | 16491.37 | 91.71 | 93.71 | 2 | 0
2030 | MISO_W_2_PJM_ROR | MISO_W | PJM_ROR | Internal | Shoulder | B12 | 200 | 19839 | 19807.36 | 87.26 | 89.26 | 2 | 0
2030 | MISO_W_2_PJM_ROR | MISO_W | PJM_ROR | Internal | Shoulder | B13 | 600 | 19839 | 19839 | 83.7 | 87.5 | 2 | 1.8
2030 | MISO_W_2_PJM_ROR | MISO_W | PJM_ROR | Internal | Shoulder | B14 | 900 | 19839 | 19839 | 39 | 78.79 | 2 | 37.79
2030 | MISO_W_2_PJM_ROR | MISO_W | PJM_ROR | Internal | Shoulder | B15 | 1203 | 19839 | 19839 | 12.02 | 75.83 | 2 | 61.8
2030 | MISO_W_2_PJM_ROR | MISO_W | PJM_ROR | Internal | Summer | B1 | 10 | 19839 | 17761.86 | 145.82 | 147.82 | 2 | 0
2030 | MISO_W_2_PJM_ROR | MISO_W | PJM_ROR | Internal | Summer | B2 | 25 | 19839 | 16619.47 | 144.22 | 146.22 | 2 | 0
2030 | MISO_W_2_PJM_ROR | MISO_W | PJM_ROR | Internal | Summer | B3 | 75 | 19839 | 6366.91 | 139.57 | 141.57 | 2 | 0
2030 | MISO_W_2_PJM_ROR | MISO_W | PJM_ROR | Internal | Summer | B4 | 100 | 19839 | 8282.18 | 138.31 | 140.31 | 2 | 0
2030 | MISO_W_2_PJM_ROR | MISO_W | PJM_ROR | Internal | Summer | B5 | 200 | 19839 | 8424.8 | 138.17 | 140.17 | 2 | 0
2030 | MISO_W_2_PJM_ROR | MISO_W | PJM_ROR | Internal | Summer | B6 | 300 | 19839 | 8886.48 | 99.51 | 101.51 | 2 | 0
2030 | MISO_W_2_PJM_ROR | MISO_W | PJM_ROR | Internal | Summer | B7 | 400 | 19839 | 13780.45 | 88.2 | 90.2 | 2 | 0
2030 | MISO_W_2_PJM_ROR | MISO_W | PJM_ROR | Internal | Summer | B8 | 500 | 19839 | 16769.69 | 83.74 | 85.74 | 2 | 0
2030 | MISO_W_2_PJM_ROR | MISO_W | PJM_ROR | Internal | Summer | B9 | 800 | 19839 | 17631.46 | 80.7 | 82.7 | 2 | 0
2030 | MISO_W_2_PJM_ROR | MISO_W | PJM_ROR | Internal | Summer | B10 | 1262 | 19839 | 18297.96 | 72.33 | 74.33 | 2 | 0
2030 | MISO_W_2_PJM_ROR | MISO_W | PJM_ROR | Internal | Winter | B16 | 25 | 19839 | 19839 | 11.54 | 100.44 | 2 | 86.9
2030 | MISO_W_2_PJM_ROR | MISO_W | PJM_ROR | Internal | Winter | B17 | 100 | 19839 | 19839 | 54.31 | 95.36 | 2 | 39.05
2030 | MISO_W_2_PJM_ROR | MISO_W | PJM_ROR | Internal | Winter | B18 | 400 | 19839 | 19839 | 80.29 | 91.12 | 2 | 8.83
2030 | MISO_W_2_PJM_ROR | MISO_W | PJM_ROR | Internal | Winter | B19 | 700 | 19839 | 19839 | 80.29 | 82.3 | 2 | 0.01
2030 | MISO_W_2_PJM_ROR | MISO_W | PJM_ROR | Internal | Winter | B20 | 935 | 19839 | 19839 | 23.86 | 78.9 | 2 | 53.05
2030 | MISO_W_2_SPP_N | MISO_W | SPP_N | Internal | Shoulder | B11 | 25 | 3450 | 0 | 91.71 | 89.17 | 7 | 0
2030 | MISO_W_2_SPP_N | MISO_W | SPP_N | Internal | Shoulder | B12 | 200 | 3450 | 0 | 87.26 | 85.31 | 7 | 0
2030 | MISO_W_2_SPP_N | MISO_W | SPP_N | Internal | Shoulder | B13 | 600 | 3450 | 0 | 83.7 | 79.32 | 7 | 0
2030 | MISO_W_2_SPP_N | MISO_W | SPP_N | Internal | Shoulder | B14 | 900 | 3450 | 0 | 39 | 26.99 | 7 | 0
2030 | MISO_W_2_SPP_N | MISO_W | SPP_N | Internal | Shoulder | B15 | 1203 | 3450 | 0 | 12.02 | 0.01 | 7 | 0
2030 | MISO_W_2_SPP_N | MISO_W | SPP_N | Internal | Summer | B1 | 10 | 3450 | 0 | 145.82 | 92.01 | 7 | 0
2030 | MISO_W_2_SPP_N | MISO_W | SPP_N | Internal | Summer | B2 | 25 | 3450 | 0 | 144.22 | 143.93 | 7 | 0
2030 | MISO_W_2_SPP_N | MISO_W | SPP_N | Internal | Summer | B3 | 75 | 3450 | 0 | 139.57 | 146.56 | 7 | 0
2030 | MISO_W_2_SPP_N | MISO_W | SPP_N | Internal | Summer | B4 | 100 | 3450 | 0 | 138.31 | 143.47 | 7 | 0
2030 | MISO_W_2_SPP_N | MISO_W | SPP_N | Internal | Summer | B5 | 200 | 3450 | 0 | 138.17 | 133.27 | 7 | 0
2030 | MISO_W_2_SPP_N | MISO_W | SPP_N | Internal | Summer | B6 | 300 | 3450 | 0 | 99.51 | 94.52 | 7 | 0
2030 | MISO_W_2_SPP_N | MISO_W | SPP_N | Internal | Summer | B7 | 400 | 3450 | 0 | 88.2 | 88.63 | 7 | 0
2030 | MISO_W_2_SPP_N | MISO_W | SPP_N | Internal | Summer | B8 | 500 | 3450 | 0 | 83.74 | 86.82 | 7 | 0
2030 | MISO_W_2_SPP_N | MISO_W | SPP_N | Internal | Summer | B9 | 800 | 3450 | 0 | 80.7 | 83.72 | 7 | 0
2030 | MISO_W_2_SPP_N | MISO_W | SPP_N | Internal | Summer | B10 | 1262 | 3450 | 0 | 72.33 | 69.55 | 7 | 0
2030 | MISO_W_2_SPP_N | MISO_W | SPP_N | Internal | Winter | B16 | 25 | 3450 | 3450 | 11.54 | 54.69 | 7 | 36.15
2030 | MISO_W_2_SPP_N | MISO_W | SPP_N | Internal | Winter | B17 | 100 | 3450 | 2589.08 | 54.31 | 61.31 | 7 | 0
2030 | MISO_W_2_SPP_N | MISO_W | SPP_N | Internal | Winter | B18 | 400 | 3450 | 0 | 80.29 | 83 | 7 | 0
2030 | MISO_W_2_SPP_N | MISO_W | SPP_N | Internal | Winter | B19 | 700 | 3450 | 0 | 80.29 | 75.3 | 7 | 0
2030 | MISO_W_2_SPP_N | MISO_W | SPP_N | Internal | Winter | B20 | 935 | 3450 | 0 | 23.86 | 11.87 | 7 | 0
2030 | MISO_WUMS_2_MISO_MI | MISO_WUMS | MISO_MI | Internal | Shoulder | B11 | 25 | 294 | 121.98 | 91.71 | 91.72 | 0.01 | 0
2030 | MISO_WUMS_2_MISO_MI | MISO_WUMS | MISO_MI | Internal | Shoulder | B12 | 200 | 294 | 0 | 87.28 | 87.27 | 0.01 | 0
2030 | MISO_WUMS_2_MISO_MI | MISO_WUMS | MISO_MI | Internal | Shoulder | B13 | 600 | 294 | 0 | 85.5 | 85.5 | 0.01 | 0
2030 | MISO_WUMS_2_MISO_MI | MISO_WUMS | MISO_MI | Internal | Shoulder | B14 | 900 | 294 | 0 | 76.79 | 76.79 | 0.01 | 0
2030 | MISO_WUMS_2_MISO_MI | MISO_WUMS | MISO_MI | Internal | Shoulder | B15 | 1203 | 294 | 0 | 75.66 | 75.65 | 0.01 | 0
2030 | MISO_WUMS_2_MISO_MI | MISO_WUMS | MISO_MI | Internal | Summer | B1 | 10 | 294 | 0 | 145.83 | 145.82 | 0.01 | 0
2030 | MISO_WUMS_2_MISO_MI | MISO_WUMS | MISO_MI | Internal | Summer | B2 | 25 | 294 | 294 | 144.23 | 145.82 | 0.01 | 1.57
2030 | MISO_WUMS_2_MISO_MI | MISO_WUMS | MISO_MI | Internal | Summer | B3 | 75 | 294 | 294 | 139.58 | 143.56 | 0.01 | 3.96
2030 | MISO_WUMS_2_MISO_MI | MISO_WUMS | MISO_MI | Internal | Summer | B4 | 100 | 294 | 0 | 138.32 | 138.31 | 0.01 | 0
2030 | MISO_WUMS_2_MISO_MI | MISO_WUMS | MISO_MI | Internal | Summer | B5 | 200 | 294 | 0 | 138.17 | 138.17 | 0.01 | 0
2030 | MISO_WUMS_2_MISO_MI | MISO_WUMS | MISO_MI | Internal | Summer | B6 | 300 | 294 | 294 | 99.51 | 101.8 | 0.01 | 2.28
2030 | MISO_WUMS_2_MISO_MI | MISO_WUMS | MISO_MI | Internal | Summer | B7 | 400 | 294 | 177.94 | 88.2 | 88.21 | 0.01 | 0
2030 | MISO_WUMS_2_MISO_MI | MISO_WUMS | MISO_MI | Internal | Summer | B8 | 500 | 294 | 294 | 83.75 | 83.82 | 0.01 | 0.06
2030 | MISO_WUMS_2_MISO_MI | MISO_WUMS | MISO_MI | Internal | Summer | B9 | 800 | 294 | 0 | 80.71 | 80.7 | 0.01 | 0
2030 | MISO_WUMS_2_MISO_MI | MISO_WUMS | MISO_MI | Internal | Summer | B10 | 1262 | 294 | 294 | 74.3 | 74.57 | 0.01 | 0.26
2030 | MISO_WUMS_2_MISO_MI | MISO_WUMS | MISO_MI | Internal | Winter | B16 | 25 | 294 | 200.18 | 90.39 | 90.4 | 0.01 | 0
2030 | MISO_WUMS_2_MISO_MI | MISO_WUMS | MISO_MI | Internal | Winter | B17 | 100 | 294 | 294 | 90.39 | 91.45 | 0.01 | 1.05
2030 | MISO_WUMS_2_MISO_MI | MISO_WUMS | MISO_MI | Internal | Winter | B18 | 400 | 294 | 0 | 89.12 | 89.1 | 0.01 | 0
2030 | MISO_WUMS_2_MISO_MI | MISO_WUMS | MISO_MI | Internal | Winter | B19 | 700 | 294 | 0 | 80.3 | 80.29 | 0.01 | 0
2030 | MISO_WUMS_2_MISO_MI | MISO_WUMS | MISO_MI | Internal | Winter | B20 | 935 | 294 | 0 | 78.29 | 77.8 | 0.01 | 0
2030 | MISO_WUMS_2_MISO_W | MISO_WUMS | MISO_W | Internal | Shoulder | B11 | 25 | 1255 | 0 | 91.71 | 91.71 | 0.01 | 0
2030 | MISO_WUMS_2_MISO_W | MISO_WUMS | MISO_W | Internal | Shoulder | B12 | 200 | 1255 | 0 | 87.28 | 87.26 | 0.01 | 0
2030 | MISO_WUMS_2_MISO_W | MISO_WUMS | MISO_W | Internal | Shoulder | B13 | 600 | 1255 | 0 | 85.5 | 83.7 | 0.01 | 0
2030 | MISO_WUMS_2_MISO_W | MISO_WUMS | MISO_W | Internal | Shoulder | B14 | 900 | 1255 | 0 | 76.79 | 39 | 0.01 | 0
2030 | MISO_WUMS_2_MISO_W | MISO_WUMS | MISO_W | Internal | Shoulder | B15 | 1203 | 1255 | 0 | 75.66 | 12.02 | 0.01 | 0
2030 | MISO_WUMS_2_MISO_W | MISO_WUMS | MISO_W | Internal | Summer | B1 | 10 | 1255 | 0 | 145.83 | 145.82 | 0.01 | 0
2030 | MISO_WUMS_2_MISO_W | MISO_WUMS | MISO_W | Internal | Summer | B2 | 25 | 1255 | 0 | 144.23 | 144.22 | 0.01 | 0
2030 | MISO_WUMS_2_MISO_W | MISO_WUMS | MISO_W | Internal | Summer | B3 | 75 | 1255 | 0 | 139.58 | 139.57 | 0.01 | 0
2030 | MISO_WUMS_2_MISO_W | MISO_WUMS | MISO_W | Internal | Summer | B4 | 100 | 1255 | 0 | 138.32 | 138.31 | 0.01 | 0
2030 | MISO_WUMS_2_MISO_W | MISO_WUMS | MISO_W | Internal | Summer | B5 | 200 | 1255 | 0 | 138.17 | 138.17 | 0.01 | 0
2030 | MISO_WUMS_2_MISO_W | MISO_WUMS | MISO_W | Internal | Summer | B6 | 300 | 1255 | 0 | 99.51 | 99.51 | 0.01 | 0
2030 | MISO_WUMS_2_MISO_W | MISO_WUMS | MISO_W | Internal | Summer | B7 | 400 | 1255 | 0 | 88.2 | 88.2 | 0.01 | 0
2030 | MISO_WUMS_2_MISO_W | MISO_WUMS | MISO_W | Internal | Summer | B8 | 500 | 1255 | 0 | 83.75 | 83.74 | 0.01 | 0
2030 | MISO_WUMS_2_MISO_W | MISO_WUMS | MISO_W | Internal | Summer | B9 | 800 | 1255 | 0 | 80.71 | 80.7 | 0.01 | 0
2030 | MISO_WUMS_2_MISO_W | MISO_WUMS | MISO_W | Internal | Summer | B10 | 1262 | 1255 | 0 | 74.3 | 72.33 | 0.01 | 0
2030 | MISO_WUMS_2_MISO_W | MISO_WUMS | MISO_W | Internal | Winter | B16 | 25 | 1255 | 0 | 90.39 | 11.54 | 0.01 | 0
2030 | MISO_WUMS_2_MISO_W | MISO_WUMS | MISO_W | Internal | Winter | B17 | 100 | 1255 | 0 | 90.39 | 54.31 | 0.01 | 0
2030 | MISO_WUMS_2_MISO_W | MISO_WUMS | MISO_W | Internal | Winter | B18 | 400 | 1255 | 0 | 89.12 | 80.29 | 0.01 | 0
2030 | MISO_WUMS_2_MISO_W | MISO_WUMS | MISO_W | Internal | Winter | B19 | 700 | 1255 | 0 | 80.3 | 80.29 | 0.01 | 0
2030 | MISO_WUMS_2_MISO_W | MISO_WUMS | MISO_W | Internal | Winter | B20 | 935 | 1255 | 0 | 78.29 | 23.86 | 0.01 | 0
2030 | MISO_WUMS_2_PJM_ROR | MISO_WUMS | PJM_ROR | Internal | Shoulder | B11 | 25 | 1600 | 369.19 | 91.71 | 93.71 | 2 | 0
2030 | MISO_WUMS_2_PJM_ROR | MISO_WUMS | PJM_ROR | Internal | Shoulder | B12 | 200 | 1600 | 0 | 87.28 | 89.26 | 2 | 0
2030 | MISO_WUMS_2_PJM_ROR | MISO_WUMS | PJM_ROR | Internal | Shoulder | B13 | 600 | 1600 | 117.12 | 85.5 | 87.5 | 2 | 0
2030 | MISO_WUMS_2_PJM_ROR | MISO_WUMS | PJM_ROR | Internal | Shoulder | B14 | 900 | 1600 | 630.73 | 76.79 | 78.79 | 2 | 0
2030 | MISO_WUMS_2_PJM_ROR | MISO_WUMS | PJM_ROR | Internal | Shoulder | B15 | 1203 | 1600 | 0 | 75.66 | 75.83 | 2 | 0
2030 | MISO_WUMS_2_PJM_ROR | MISO_WUMS | PJM_ROR | Internal | Summer | B1 | 10 | 1600 | 0 | 145.83 | 147.82 | 2 | 0
2030 | MISO_WUMS_2_PJM_ROR | MISO_WUMS | PJM_ROR | Internal | Summer | B2 | 25 | 1600 | 0 | 144.23 | 146.22 | 2 | 0
2030 | MISO_WUMS_2_PJM_ROR | MISO_WUMS | PJM_ROR | Internal | Summer | B3 | 75 | 1600 | 0 | 139.58 | 141.57 | 2 | 0
2030 | MISO_WUMS_2_PJM_ROR | MISO_WUMS | PJM_ROR | Internal | Summer | B4 | 100 | 1600 | 0 | 138.32 | 140.31 | 2 | 0
2030 | MISO_WUMS_2_PJM_ROR | MISO_WUMS | PJM_ROR | Internal | Summer | B5 | 200 | 1600 | 388.25 | 138.17 | 140.17 | 2 | 0
2030 | MISO_WUMS_2_PJM_ROR | MISO_WUMS | PJM_ROR | Internal | Summer | B6 | 300 | 1600 | 595.83 | 99.51 | 101.51 | 2 | 0
2030 | MISO_WUMS_2_PJM_ROR | MISO_WUMS | PJM_ROR | Internal | Summer | B7 | 400 | 1600 | 941.97 | 88.2 | 90.2 | 2 | 0
2030 | MISO_WUMS_2_PJM_ROR | MISO_WUMS | PJM_ROR | Internal | Summer | B8 | 500 | 1600 | 0 | 83.75 | 85.74 | 2 | 0
2030 | MISO_WUMS_2_PJM_ROR | MISO_WUMS | PJM_ROR | Internal | Summer | B9 | 800 | 1600 | 0 | 80.71 | 82.7 | 2 | 0
2030 | MISO_WUMS_2_PJM_ROR | MISO_WUMS | PJM_ROR | Internal | Summer | B10 | 1262 | 1600 | 0 | 74.3 | 74.33 | 2 | 0
2030 | MISO_WUMS_2_PJM_ROR | MISO_WUMS | PJM_ROR | Internal | Winter | B16 | 25 | 1600 | 1600 | 90.39 | 100.44 | 2 | 8.05
2030 | MISO_WUMS_2_PJM_ROR | MISO_WUMS | PJM_ROR | Internal | Winter | B17 | 100 | 1600 | 1600 | 90.39 | 95.36 | 2 | 2.97
2030 | MISO_WUMS_2_PJM_ROR | MISO_WUMS | PJM_ROR | Internal | Winter | B18 | 400 | 1600 | 1527.4 | 89.12 | 91.12 | 2 | 0
2030 | MISO_WUMS_2_PJM_ROR | MISO_WUMS | PJM_ROR | Internal | Winter | B19 | 700 | 1600 | 1140.92 | 80.3 | 82.3 | 2 | 0
2030 | MISO_WUMS_2_PJM_ROR | MISO_WUMS | PJM_ROR | Internal | Winter | B20 | 935 | 1600 | 0 | 78.29 | 78.9 | 2 | 0
2030 | NE_2_MAPP_US | NE | MAPP_US | Internal | Shoulder | B11 | 25 | 1600 | 0 | 86.71 | 84.71 | 5 | 0
2030 | NE_2_MAPP_US | NE | MAPP_US | Internal | Shoulder | B12 | 200 | 1600 | 0 | 82.26 | 79.84 | 5 | 0
2030 | NE_2_MAPP_US | NE | MAPP_US | Internal | Shoulder | B13 | 600 | 1600 | 0 | 78.7 | 71.7 | 5 | 0
2030 | NE_2_MAPP_US | NE | MAPP_US | Internal | Shoulder | B14 | 900 | 1600 | 1053.54 | 27 | 32 | 5 | 0
2030 | NE_2_MAPP_US | NE | MAPP_US | Internal | Shoulder | B15 | 1203 | 1600 | 797.08 | 0.02 | 5.02 | 5 | 0
2030 | NE_2_MAPP_US | NE | MAPP_US | Internal | Summer | B1 | 10 | 1600 | 0 | 140.82 | 138.82 | 5 | 0
2030 | NE_2_MAPP_US | NE | MAPP_US | Internal | Summer | B2 | 25 | 1600 | 0 | 139.22 | 137.22 | 5 | 0
2030 | NE_2_MAPP_US | NE | MAPP_US | Internal | Summer | B3 | 75 | 1600 | 0 | 139.57 | 132.57 | 5 | 0
2030 | NE_2_MAPP_US | NE | MAPP_US | Internal | Summer | B4 | 100 | 1600 | 0 | 138.31 | 131.31 | 5 | 0
2030 | NE_2_MAPP_US | NE | MAPP_US | Internal | Summer | B5 | 200 | 1600 | 0 | 133.26 | 131.17 | 5 | 0
2030 | NE_2_MAPP_US | NE | MAPP_US | Internal | Summer | B6 | 300 | 1600 | 0 | 94.51 | 92.51 | 5 | 0
2030 | NE_2_MAPP_US | NE | MAPP_US | Internal | Summer | B7 | 400 | 1600 | 0 | 83.2 | 81.2 | 5 | 0
2030 | NE_2_MAPP_US | NE | MAPP_US | Internal | Summer | B8 | 500 | 1600 | 0 | 78.74 | 76.74 | 5 | 0
2030 | NE_2_MAPP_US | NE | MAPP_US | Internal | Summer | B9 | 800 | 1600 | 0 | 75.7 | 73.7 | 5 | 0
2030 | NE_2_MAPP_US | NE | MAPP_US | Internal | Summer | B10 | 1262 | 1600 | 0 | 67.33 | 65.33 | 5 | 0
2030 | NE_2_MAPP_US | NE | MAPP_US | Internal | Winter | B16 | 25 | 1600 | 0 | 6.54 | 4.54 | 5 | 0
2030 | NE_2_MAPP_US | NE | MAPP_US | Internal | Winter | B17 | 100 | 1600 | 123.47 | 42.31 | 47.31 | 5 | 0
2030 | NE_2_MAPP_US | NE | MAPP_US | Internal | Winter | B18 | 400 | 1600 | 0 | 75.29 | 73.29 | 5 | 0
2030 | NE_2_MAPP_US | NE | MAPP_US | Internal | Winter | B19 | 700 | 1600 | 0 | 75.29 | 73.29 | 5 | 0
2030 | NE_2_MAPP_US | NE | MAPP_US | Internal | Winter | B20 | 935 | 1600 | 436.66 | 11.86 | 16.86 | 5 | 0
2030 | NE_2_MISO_W | NE | MISO_W | Internal | Shoulder | B11 | 25 | 3614 | 114.69 | 86.71 | 91.71 | 5 | 0
2030 | NE_2_MISO_W | NE | MISO_W | Internal | Shoulder | B12 | 200 | 3614 | 1735.36 | 82.26 | 87.26 | 5 | 0
2030 | NE_2_MISO_W | NE | MISO_W | Internal | Shoulder | B13 | 600 | 3614 | 2728.12 | 78.7 | 83.7 | 5 | 0
2030 | NE_2_MISO_W | NE | MISO_W | Internal | Shoulder | B14 | 900 | 3614 | 3614 | 27 | 39 | 5 | 7
2030 | NE_2_MISO_W | NE | MISO_W | Internal | Shoulder | B15 | 1203 | 3614 | 3614 | 0.02 | 12.02 | 5 | 7
2030 | NE_2_MISO_W | NE | MISO_W | Internal | Summer | B1 | 10 | 3614 | 1778.62 | 140.82 | 145.82 | 5 | 0
2030 | NE_2_MISO_W | NE | MISO_W | Internal | Summer | B2 | 25 | 3614 | 1004.48 | 139.22 | 144.22 | 5 | 0
2030 | NE_2_MISO_W | NE | MISO_W | Internal | Summer | B3 | 75 | 3614 | 0 | 139.57 | 139.57 | 5 | 0
2030 | NE_2_MISO_W | NE | MISO_W | Internal | Summer | B4 | 100 | 3614 | 0 | 138.31 | 138.31 | 5 | 0
2030 | NE_2_MISO_W | NE | MISO_W | Internal | Summer | B5 | 200 | 3614 | 0 | 133.26 | 138.17 | 5 | 0
2030 | NE_2_MISO_W | NE | MISO_W | Internal | Summer | B6 | 300 | 3614 | 133.53 | 94.51 | 99.51 | 5 | 0
2030 | NE_2_MISO_W | NE | MISO_W | Internal | Summer | B7 | 400 | 3614 | 168.84 | 83.2 | 88.2 | 5 | 0
2030 | NE_2_MISO_W | NE | MISO_W | Internal | Summer | B8 | 500 | 3614 | 1099.1 | 78.74 | 83.74 | 5 | 0
2030 | NE_2_MISO_W | NE | MISO_W | Internal | Summer | B9 | 800 | 3614 | 952.93 | 75.7 | 80.7 | 5 | 0
2030 | NE_2_MISO_W | NE | MISO_W | Internal | Summer | B10 | 1262 | 3614 | 2134.26 | 67.33 | 72.33 | 5 | 0
2030 | NE_2_MISO_W | NE | MISO_W | Internal | Winter | B16 | 25 | 3614 | 3377.18 | 6.54 | 11.54 | 5 | 0
2030 | NE_2_MISO_W | NE | MISO_W | Internal | Winter | B17 | 100 | 3614 | 3614 | 42.31 | 54.31 | 5 | 7
2030 | NE_2_MISO_W | NE | MISO_W | Internal | Winter | B18 | 400 | 3614 | 3510.7 | 75.29 | 80.29 | 5 | 0
2030 | NE_2_MISO_W | NE | MISO_W | Internal | Winter | B19 | 700 | 3614 | 3397.88 | 75.29 | 80.29 | 5 | 0
2030 | NE_2_MISO_W | NE | MISO_W | Internal | Winter | B20 | 935 | 3614 | 3614 | 11.86 | 23.86 | 5 | 7
2030 | NE_2_SPP_N | NE | SPP_N | Internal | Shoulder | B11 | 25 | 1854 | 1854 | 86.71 | 89.17 | 0.01 | 2.45
2030 | NE_2_SPP_N | NE | SPP_N | Internal | Shoulder | B12 | 200 | 1854 | 1854 | 82.26 | 85.31 | 0.01 | 3.04
2030 | NE_2_SPP_N | NE | SPP_N | Internal | Shoulder | B13 | 600 | 1854 | 1854 | 78.7 | 79.32 | 0.01 | 0.61
2030 | NE_2_SPP_N | NE | SPP_N | Internal | Shoulder | B14 | 900 | 1854 | 0 | 27 | 26.99 | 0.01 | 0
2030 | NE_2_SPP_N | NE | SPP_N | Internal | Shoulder | B15 | 1203 | 1854 | 0 | 0.02 | 0.01 | 0.01 | 0
2030 | NE_2_SPP_N | NE | SPP_N | Internal | Summer | B1 | 10 | 1854 | 0 | 140.82 | 92.01 | 0.01 | 0
2030 | NE_2_SPP_N | NE | SPP_N | Internal | Summer | B2 | 25 | 1854 | 1854 | 139.22 | 143.93 | 0.01 | 4.7
2030 | NE_2_SPP_N | NE | SPP_N | Internal | Summer | B3 | 75 | 1854 | 1854 | 139.57 | 146.56 | 0.01 | 6.98
2030 | NE_2_SPP_N | NE | SPP_N | Internal | Summer | B4 | 100 | 1854 | 1854 | 138.31 | 143.47 | 0.01 | 5.15
2030 | NE_2_SPP_N | NE | SPP_N | Internal | Summer | B5 | 200 | 1854 | 1702.9 | 133.26 | 133.27 | 0.01 | 0
2030 | NE_2_SPP_N | NE | SPP_N | Internal | Summer | B6 | 300 | 1854 | 1080.52 | 94.51 | 94.52 | 0.01 | 0
2030 | NE_2_SPP_N | NE | SPP_N | Internal | Summer | B7 | 400 | 1854 | 1854 | 83.2 | 88.63 | 0.01 | 5.42
2030 | NE_2_SPP_N | NE | SPP_N | Internal | Summer | B8 | 500 | 1854 | 1854 | 78.74 | 86.82 | 0.01 | 8.07
2030 | NE_2_SPP_N | NE | SPP_N | Internal | Summer | B9 | 800 | 1854 | 1854 | 75.7 | 83.72 | 0.01 | 8.01
2030 | NE_2_SPP_N | NE | SPP_N | Internal | Summer | B10 | 1262 | 1854 | 1854 | 67.33 | 69.55 | 0.01 | 2.21
2030 | NE_2_SPP_N | NE | SPP_N | Internal | Winter | B16 | 25 | 1854 | 1854 | 6.54 | 54.69 | 0.01 | 48.14
2030 | NE_2_SPP_N | NE | SPP_N | Internal | Winter | B17 | 100 | 1854 | 1854 | 42.31 | 61.31 | 0.01 | 18.99
2030 | NE_2_SPP_N | NE | SPP_N | Internal | Winter | B18 | 400 | 1854 | 1854 | 75.29 | 83 | 0.01 | 7.7
2030 | NE_2_SPP_N | NE | SPP_N | Internal | Winter | B19 | 700 | 1854 | 1699.21 | 75.29 | 75.3 | 0.01 | 0
2030 | NE_2_SPP_N | NE | SPP_N | Internal | Winter | B20 | 935 | 1854 | 244.67 | 11.86 | 11.87 | 0.01 | 0
2030 | NEISO_2_NYISO_A-F | NEISO | NYISO_A-F | Internal | Shoulder | B11 | 25 | 600 | 0 | 72.36 | 69.36 | 3 | 0
2030 | NEISO_2_NYISO_A-F | NEISO | NYISO_A-F | Internal | Shoulder | B12 | 200 | 600 | 0 | 73.08 | 69.89 | 3 | 0
2030 | NEISO_2_NYISO_A-F | NEISO | NYISO_A-F | Internal | Shoulder | B13 | 600 | 600 | 0 | 72.36 | 69.36 | 3 | 0
2030 | NEISO_2_NYISO_A-F | NEISO | NYISO_A-F | Internal | Shoulder | B14 | 900 | 600 | 0 | 72.36 | 69.36 | 3 | 0
2030 | NEISO_2_NYISO_A-F | NEISO | NYISO_A-F | Internal | Shoulder | B15 | 1203 | 600 | 0 | 72.36 | 69.36 | 3 | 0
2030 | NEISO_2_NYISO_A-F | NEISO | NYISO_A-F | Internal | Summer | B1 | 10 | 600 | 0 | 540.49 | 92.91 | 3 | 0
2030 | NEISO_2_NYISO_A-F | NEISO | NYISO_A-F | Internal | Summer | B2 | 25 | 600 | 0 | 355.84 | 99.9 | 3 | 0
2030 | NEISO_2_NYISO_A-F | NEISO | NYISO_A-F | Internal | Summer | B3 | 75 | 600 | 0 | 130.57 | 99.9 | 3 | 0
2030 | NEISO_2_NYISO_A-F | NEISO | NYISO_A-F | Internal | Summer | B4 | 100 | 600 | 46.22 | 95.94 | 98.94 | 3 | 0
2030 | NEISO_2_NYISO_A-F | NEISO | NYISO_A-F | Internal | Summer | B5 | 200 | 600 | 0 | 80.85 | 77.85 | 3 | 0
2030 | NEISO_2_NYISO_A-F | NEISO | NYISO_A-F | Internal | Summer | B6 | 300 | 600 | 0 | 77.43 | 74.43 | 3 | 0
2030 | NEISO_2_NYISO_A-F | NEISO | NYISO_A-F | Internal | Summer | B7 | 400 | 600 | 75.21 | 70.17 | 73.17 | 3 | 0
2030 | NEISO_2_NYISO_A-F | NEISO | NYISO_A-F | Internal | Summer | B8 | 500 | 600 | 0 | 70.17 | 73.15 | 3 | 0
2030 | NEISO_2_NYISO_A-F | NEISO | NYISO_A-F | Internal | Summer | B9 | 800 | 600 | 0 | 70.17 | 73.15 | 3 | 0
2030 | NEISO_2_NYISO_A-F | NEISO | NYISO_A-F | Internal | Summer | B10 | 1262 | 600 | 0 | 70.17 | 73.15 | 3 | 0
2030 | NEISO_2_NYISO_A-F | NEISO | NYISO_A-F | Internal | Winter | B16 | 25 | 600 | 0 | 73.5 | 69.4 | 3 | 0
2030 | NEISO_2_NYISO_A-F | NEISO | NYISO_A-F | Internal | Winter | B17 | 100 | 600 | 0 | 72.4 | 69.4 | 3 | 0
2030 | NEISO_2_NYISO_A-F | NEISO | NYISO_A-F | Internal | Winter | B18 | 400 | 600 | 0 | 72.4 | 69.4 | 3 | 0
2030 | NEISO_2_NYISO_A-F | NEISO | NYISO_A-F | Internal | Winter | B19 | 700 | 600 | 0 | 72.4 | 69.4 | 3 | 0
2030 | NEISO_2_NYISO_A-F | NEISO | NYISO_A-F | Internal | Winter | B20 | 935 | 600 | 0 | 72.4 | 69.4 | 3 | 0
2030 | NEISO_2_NYISO_G-I | NEISO | NYISO_G-I | Internal | Shoulder | B11 | 25 | 600 | 600 | 72.36 | 85.71 | 3 | 10.35
2030 | NEISO_2_NYISO_G-I | NEISO | NYISO_G-I | Internal | Shoulder | B12 | 200 | 600 | 600 | 73.08 | 84.85 | 3 | 8.77
2030 | NEISO_2_NYISO_G-I | NEISO | NYISO_G-I | Internal | Shoulder | B13 | 600 | 600 | 600 | 72.36 | 84.85 | 3 | 9.49
2030 | NEISO_2_NYISO_G-I | NEISO | NYISO_G-I | Internal | Shoulder | B14 | 900 | 600 | 49.15 | 72.36 | 75.36 | 3 | 0
2030 | NEISO_2_NYISO_G-I | NEISO | NYISO_G-I | Internal | Shoulder | B15 | 1203 | 600 | 0 | 72.36 | 73.57 | 3 | 0
2030 | NEISO_2_NYISO_G-I | NEISO | NYISO_G-I | Internal | Summer | B1 | 10 | 600 | 0 | 540.49 | 537.49 | 3 | 0
2030 | NEISO_2_NYISO_G-I | NEISO | NYISO_G-I | Internal | Summer | B2 | 25 | 600 | 0 | 355.84 | 352.84 | 3 | 0
2030 | NEISO_2_NYISO_G-I | NEISO | NYISO_G-I | Internal | Summer | B3 | 75 | 600 | 443.73 | 130.57 | 133.57 | 3 | 0
2030 | NEISO_2_NYISO_G-I | NEISO | NYISO_G-I | Internal | Summer | B4 | 100 | 600 | 600 | 95.94 | 117.22 | 3 | 18.28
2030 | NEISO_2_NYISO_G-I | NEISO | NYISO_G-I | Internal | Summer | B5 | 200 | 600 | 600 | 80.85 | 116.06 | 3 | 32.22
2030 | NEISO_2_NYISO_G-I | NEISO | NYISO_G-I | Internal | Summer | B6 | 300 | 600 | 600 | 77.43 | 93.47 | 3 | 13.05
2030 | NEISO_2_NYISO_G-I | NEISO | NYISO_G-I | Internal | Summer | B7 | 400 | 600 | 600 | 70.17 | 82.2 | 3 | 9.03
2030 | NEISO_2_NYISO_G-I | NEISO | NYISO_G-I | Internal | Summer | B8 | 500 | 600 | 600 | 70.17 | 81.31 | 3 | 8.14
2030 | NEISO_2_NYISO_G-I | NEISO | NYISO_G-I | Internal | Summer | B9 | 800 | 600 | 600 | 70.17 | 74.7 | 3 | 1.53
2030 | NEISO_2_NYISO_G-I | NEISO | NYISO_G-I | Internal | Summer | B10 | 1262 | 600 | 0 | 70.17 | 73.16 | 3 | 0
2030 | NEISO_2_NYISO_G-I | NEISO | NYISO_G-I | Internal | Winter | B16 | 25 | 600 | 600 | 73.5 | 94.37 | 3 | 17.87
2030 | NEISO_2_NYISO_G-I | NEISO | NYISO_G-I | Internal | Winter | B17 | 100 | 600 | 600 | 72.4 | 94.37 | 3 | 18.97
2030 | NEISO_2_NYISO_G-I | NEISO | NYISO_G-I | Internal | Winter | B18 | 400 | 600 | 600 | 72.4 | 94.37 | 3 | 18.97
2030 | NEISO_2_NYISO_G-I | NEISO | NYISO_G-I | Internal | Winter | B19 | 700 | 600 | 600 | 72.4 | 84.07 | 3 | 8.67
2030 | NEISO_2_NYISO_G-I | NEISO | NYISO_G-I | Internal | Winter | B20 | 935 | 600 | 0 | 72.4 | 75.39 | 3 | 0
2030 | NEISO_2_NYISO_J-K | NEISO | NYISO_J-K | Internal | Shoulder | B11 | 25 | 1038 | 1038 | 72.36 | 85.72 | 3 | 10.36
2030 | NEISO_2_NYISO_J-K | NEISO | NYISO_J-K | Internal | Shoulder | B12 | 200 | 1038 | 1038 | 73.08 | 84.86 | 3 | 8.78
2030 | NEISO_2_NYISO_J-K | NEISO | NYISO_J-K | Internal | Shoulder | B13 | 600 | 1038 | 1038 | 72.36 | 84.86 | 3 | 9.5
2030 | NEISO_2_NYISO_J-K | NEISO | NYISO_J-K | Internal | Shoulder | B14 | 900 | 1038 | 1038 | 72.36 | 75.37 | 3 | 0.01
2030 | NEISO_2_NYISO_J-K | NEISO | NYISO_J-K | Internal | Shoulder | B15 | 1203 | 1038 | 0 | 72.36 | 73.58 | 3 | 0
2030 | NEISO_2_NYISO_J-K | NEISO | NYISO_J-K | Internal | Summer | B1 | 10 | 1038 | 0 | 540.49 | 537.5 | 3 | 0
2030 | NEISO_2_NYISO_J-K | NEISO | NYISO_J-K | Internal | Summer | B2 | 25 | 1038 | 0 | 355.84 | 352.85 | 3 | 0
2030 | NEISO_2_NYISO_J-K | NEISO | NYISO_J-K | Internal | Summer | B3 | 75 | 1038 | 1038 | 130.57 | 133.58 | 3 | 0.01
2030 | NEISO_2_NYISO_J-K | NEISO | NYISO_J-K | Internal | Summer | B4 | 100 | 1038 | 1038 | 95.94 | 117.23 | 3 | 18.29
2030 | NEISO_2_NYISO_J-K | NEISO | NYISO_J-K | Internal | Summer | B5 | 200 | 1038 | 1038 | 80.85 | 116.08 | 3 | 32.23
2030 | NEISO_2_NYISO_J-K | NEISO | NYISO_J-K | Internal | Summer | B6 | 300 | 1038 | 1038 | 77.43 | 93.48 | 3 | 13.06
2030 | NEISO_2_NYISO_J-K | NEISO | NYISO_J-K | Internal | Summer | B7 | 400 | 1038 | 1038 | 70.17 | 82.21 | 3 | 9.04
2030 | NEISO_2_NYISO_J-K | NEISO | NYISO_J-K | Internal | Summer | B8 | 500 | 1038 | 1038 | 70.17 | 81.32 | 3 | 8.15
2030 | NEISO_2_NYISO_J-K | NEISO | NYISO_J-K | Internal | Summer | B9 | 800 | 1038 | 1038 | 70.17 | 74.71 | 3 | 1.54
2030 | NEISO_2_NYISO_J-K | NEISO | NYISO_J-K | Internal | Summer | B10 | 1262 | 1038 | 417.46 | 70.17 | 73.17 | 3 | 0
2030 | NEISO_2_NYISO_J-K | NEISO | NYISO_J-K | Internal | Winter | B16 | 25 | 1038 | 1038 | 73.5 | 97.2 | 3 | 20.71
2030 | NEISO_2_NYISO_J-K | NEISO | NYISO_J-K | Internal | Winter | B17 | 100 | 1038 | 1038 | 72.4 | 97.2 | 3 | 21.8
2030 | NEISO_2_NYISO_J-K | NEISO | NYISO_J-K | Internal | Winter | B18 | 400 | 1038 | 1038 | 72.4 | 97.2 | 3 | 21.8
2030 | NEISO_2_NYISO_J-K | NEISO | NYISO_J-K | Internal | Winter | B19 | 700 | 1038 | 1038 | 72.4 | 84.08 | 3 | 8.68
2030 | NEISO_2_NYISO_J-K | NEISO | NYISO_J-K | Internal | Winter | B20 | 935 | 1038 | 271.29 | 72.4 | 75.4 | 3 | 0
2030 | NonRTO_Midwest_2_TVA_Transmission | NonRTO_Midwest | TVA_Transmission | Internal | Shoulder | B11 | 25 | 2400 | 0 | 99.74 | 99.71 | 8 | 0
2030 | NonRTO_Midwest_2_TVA_Transmission | NonRTO_Midwest | TVA_Transmission | Internal | Shoulder | B12 | 200 | 2400 | 0 | 95.28 | 95.26 | 8 | 0
2030 | NonRTO_Midwest_2_TVA_Transmission | NonRTO_Midwest | TVA_Transmission | Internal | Shoulder | B13 | 600 | 2400 | 0 | 93.51 | 91.71 | 8 | 0
2030 | NonRTO_Midwest_2_TVA_Transmission | NonRTO_Midwest | TVA_Transmission | Internal | Shoulder | B14 | 900 | 2400 | 0 | 84.8 | 84.79 | 8 | 0
2030 | NonRTO_Midwest_2_TVA_Transmission | NonRTO_Midwest | TVA_Transmission | Internal | Shoulder | B15 | 1203 | 2400 | 0 | 83.66 | 79.57 | 8 | 0
2030 | NonRTO_Midwest_2_TVA_Transmission | NonRTO_Midwest | TVA_Transmission | Internal | Summer | B1 | 10 | 2400 | 1513.42 | 154.48 | 162.48 | 8 | 0
2030 | NonRTO_Midwest_2_TVA_Transmission | NonRTO_Midwest | TVA_Transmission | Internal | Summer | B2 | 25 | 2400 | 779.28 | 154.48 | 162.48 | 8 | 0
2030 | NonRTO_Midwest_2_TVA_Transmission | NonRTO_Midwest | TVA_Transmission | Internal | Summer | B3 | 75 | 2400 | 0 | 151.57 | 151.56 | 8 | 0
2030 | NonRTO_Midwest_2_TVA_Transmission | NonRTO_Midwest | TVA_Transmission | Internal | Summer | B4 | 100 | 2400 | 0 | 148.48 | 148.47 | 8 | 0
2030 | NonRTO_Midwest_2_TVA_Transmission | NonRTO_Midwest | TVA_Transmission | Internal | Summer | B5 | 200 | 2400 | 0 | 147.2 | 146.17 | 8 | 0
2030 | NonRTO_Midwest_2_TVA_Transmission | NonRTO_Midwest | TVA_Transmission | Internal | Summer | B6 | 300 | 2400 | 0 | 109.82 | 107.51 | 8 | 0
2030 | NonRTO_Midwest_2_TVA_Transmission | NonRTO_Midwest | TVA_Transmission | Internal | Summer | B7 | 400 | 2400 | 0 | 96.22 | 94.92 | 8 | 0
2030 | NonRTO_Midwest_2_TVA_Transmission | NonRTO_Midwest | TVA_Transmission | Internal | Summer | B8 | 500 | 2400 | 0 | 91.83 | 91.74 | 8 | 0
2030 | NonRTO_Midwest_2_TVA_Transmission | NonRTO_Midwest | TVA_Transmission | Internal | Summer | B9 | 800 | 2400 | 0 | 88.71 | 88.72 | 8 | 0
2030 | NonRTO_Midwest_2_TVA_Transmission | NonRTO_Midwest | TVA_Transmission | Internal | Summer | B10 | 1262 | 2400 | 0 | 77.99 | 80.33 | 8 | 0
2030 | NonRTO_Midwest_2_TVA_Transmission | NonRTO_Midwest | TVA_Transmission | Internal | Winter | B16 | 25 | 2400 | 0 | 98.7 | 101.48 | 8 | 0
2030 | NonRTO_Midwest_2_TVA_Transmission | NonRTO_Midwest | TVA_Transmission | Internal | Winter | B17 | 100 | 2400 | 0 | 99.46 | 94.75 | 8 | 0
2030 | NonRTO_Midwest_2_TVA_Transmission | NonRTO_Midwest | TVA_Transmission | Internal | Winter | B18 | 400 | 2400 | 0 | 97.12 | 96 | 8 | 0
2030 | NonRTO_Midwest_2_TVA_Transmission | NonRTO_Midwest | TVA_Transmission | Internal | Winter | B19 | 700 | 2400 | 0 | 88.3 | 88.3 | 8 | 0
2030 | NonRTO_Midwest_2_TVA_Transmission | NonRTO_Midwest | TVA_Transmission | Internal | Winter | B20 | 935 | 2400 | 0 | 86.55 | 82.09 | 8 | 0
2030 | NYISO_A-F_2_NEISO | NYISO_A-F | NEISO | Internal | Shoulder | B11 | 25 | 600 | 541.95 | 69.36 | 72.36 | 3 | 0
2030 | NYISO_A-F_2_NEISO | NYISO_A-F | NEISO | Internal | Shoulder | B12 | 200 | 600 | 600 | 69.89 | 73.08 | 3 | 0.19
2030 | NYISO_A-F_2_NEISO | NYISO_A-F | NEISO | Internal | Shoulder | B13 | 600 | 600 | 463.82 | 69.36 | 72.36 | 3 | 0
2030 | NYISO_A-F_2_NEISO | NYISO_A-F | NEISO | Internal | Shoulder | B14 | 900 | 600 | 337.27 | 69.36 | 72.36 | 3 | 0
2030 | NYISO_A-F_2_NEISO | NYISO_A-F | NEISO | Internal | Shoulder | B15 | 1203 | 600 | 304.67 | 69.36 | 72.36 | 3 | 0
2030 | NYISO_A-F_2_NEISO | NYISO_A-F | NEISO | Internal | Summer | B1 | 10 | 600 | 600 | 92.91 | 540.49 | 3 | 444.58
2030 | NYISO_A-F_2_NEISO | NYISO_A-F | NEISO | Internal | Summer | B2 | 25 | 600 | 600 | 99.9 | 355.84 | 3 | 252.94
2030 | NYISO_A-F_2_NEISO | NYISO_A-F | NEISO | Internal | Summer | B3 | 75 | 600 | 600 | 99.9 | 130.57 | 3 | 27.66
2030 | NYISO_A-F_2_NEISO | NYISO_A-F | NEISO | Internal | Summer | B4 | 100 | 600 | 0 | 98.94 | 95.94 | 3 | 0
2030 | NYISO_A-F_2_NEISO | NYISO_A-F | NEISO | Internal | Summer | B5 | 200 | 600 | 208.31 | 77.85 | 80.85 | 3 | 0
2030 | NYISO_A-F_2_NEISO | NYISO_A-F | NEISO | Internal | Summer | B6 | 300 | 600 | 53.05 | 74.43 | 77.43 | 3 | 0
2030 | NYISO_A-F_2_NEISO | NYISO_A-F | NEISO | Internal | Summer | B7 | 400 | 600 | 0 | 73.17 | 70.17 | 3 | 0
2030 | NYISO_A-F_2_NEISO | NYISO_A-F | NEISO | Internal | Summer | B8 | 500 | 600 | 0 | 73.15 | 70.17 | 3 | 0
2030 | NYISO_A-F_2_NEISO | NYISO_A-F | NEISO | Internal | Summer | B9 | 800 | 600 | 0 | 73.15 | 70.17 | 3 | 0
2030 | NYISO_A-F_2_NEISO | NYISO_A-F | NEISO | Internal | Summer | B10 | 1262 | 600 | 0 | 73.15 | 70.17 | 3 | 0
2030 | NYISO_A-F_2_NEISO | NYISO_A-F | NEISO | Internal | Winter | B16 | 25 | 600 | 600 | 69.4 | 73.5 | 3 | 1.1
2030 | NYISO_A-F_2_NEISO | NYISO_A-F | NEISO | Internal | Winter | B17 | 100 | 600 | 401.52 | 69.4 | 72.4 | 3 | 0
2030 | NYISO_A-F_2_NEISO | NYISO_A-F | NEISO | Internal | Winter | B18 | 400 | 600 | 76.55 | 69.4 | 72.4 | 3 | 0
2030 | NYISO_A-F_2_NEISO | NYISO_A-F | NEISO | Internal | Winter | B19 | 700 | 600 | 40.78 | 69.4 | 72.4 | 3 | 0
2030 | NYISO_A-F_2_NEISO | NYISO_A-F | NEISO | Internal | Winter | B20 | 935 | 600 | 26 | 69.4 | 72.4 | 3 | 0
2030 | NYISO_A-F_2_NYISO_G-I | NYISO_A-F | NYISO_G-I | Internal | Shoulder | B11 | 25 | 5266 | 5266 | 69.36 | 85.71 | 0.01 | 16.34
2030 | NYISO_A-F_2_NYISO_G-I | NYISO_A-F | NYISO_G-I | Internal | Shoulder | B12 | 200 | 5266 | 5266 | 69.89 | 84.85 | 0.01 | 14.94
2030 | NYISO_A-F_2_NYISO_G-I | NYISO_A-F | NYISO_G-I | Internal | Shoulder | B13 | 600 | 5266 | 5266 | 69.36 | 84.85 | 0.01 | 15.47
2030 | NYISO_A-F_2_NYISO_G-I | NYISO_A-F | NYISO_G-I | Internal | Shoulder | B14 | 900 | 5266 | 5266 | 69.36 | 75.36 | 0.01 | 5.99
2030 | NYISO_A-F_2_NYISO_G-I | NYISO_A-F | NYISO_G-I | Internal | Shoulder | B15 | 1203 | 5266 | 5266 | 69.36 | 73.57 | 0.01 | 4.2
2030 | NYISO_A-F_2_NYISO_G-I | NYISO_A-F | NYISO_G-I | Internal | Summer | B1 | 10 | 5266 | 5266 | 92.91 | 537.49 | 0.01 | 444.57
2030 | NYISO_A-F_2_NYISO_G-I | NYISO_A-F | NYISO_G-I | Internal | Summer | B2 | 25 | 5266 | 5266 | 99.9 | 352.84 | 0.01 | 252.92
2030 | NYISO_A-F_2_NYISO_G-I | NYISO_A-F | NYISO_G-I | Internal | Summer | B3 | 75 | 5266 | 5266 | 99.9 | 133.57 | 0.01 | 33.65
2030 | NYISO_A-F_2_NYISO_G-I | NYISO_A-F | NYISO_G-I | Internal | Summer | B4 | 100 | 5266 | 5266 | 98.94 | 117.22 | 0.01 | 18.27
2030 | NYISO_A-F_2_NYISO_G-I | NYISO_A-F | NYISO_G-I | Internal | Summer | B5 | 200 | 5266 | 5266 | 77.85 | 116.06 | 0.01 | 38.2
2030 | NYISO_A-F_2_NYISO_G-I | NYISO_A-F | NYISO_G-I | Internal | Summer | B6 | 300 | 5266 | 5266 | 74.43 | 93.47 | 0.01 | 19.03
2030 | NYISO_A-F_2_NYISO_G-I | NYISO_A-F | NYISO_G-I | Internal | Summer | B7 | 400 | 5266 | 5266 | 73.17 | 82.2 | 0.01 | 9.02
2030 | NYISO_A-F_2_NYISO_G-I | NYISO_A-F | NYISO_G-I | Internal | Summer | B8 | 500 | 5266 | 5266 | 73.15 | 81.31 | 0.01 | 8.15
2030 | NYISO_A-F_2_NYISO_G-I | NYISO_A-F | NYISO_G-I | Internal | Summer | B9 | 800 | 5266 | 5266 | 73.15 | 74.7 | 0.01 | 1.54
2030 | NYISO_A-F_2_NYISO_G-I | NYISO_A-F | NYISO_G-I | Internal | Summer | B10 | 1262 | 5266 | 4334.83 | 73.15 | 73.16 | 0.01 | 0
2030 | NYISO_A-F_2_NYISO_G-I | NYISO_A-F | NYISO_G-I | Internal | Winter | B16 | 25 | 5266 | 5266 | 69.4 | 94.37 | 0.01 | 24.96
2030 | NYISO_A-F_2_NYISO_G-I | NYISO_A-F | NYISO_G-I | Internal | Winter | B17 | 100 | 5266 | 5266 | 69.4 | 94.37 | 0.01 | 24.96
2030 | NYISO_A-F_2_NYISO_G-I | NYISO_A-F | NYISO_G-I | Internal | Winter | B18 | 400 | 5266 | 5266 | 69.4 | 94.37 | 0.01 | 24.96
2030 | NYISO_A-F_2_NYISO_G-I | NYISO_A-F | NYISO_G-I | Internal | Winter | B19 | 700 | 5266 | 5266 | 69.4 | 84.07 | 0.01 | 14.66
2030 | NYISO_A-F_2_NYISO_G-I | NYISO_A-F | NYISO_G-I | Internal | Winter | B20 | 935 | 5266 | 5266 | 69.4 | 75.39 | 0.01 | 5.98
2030 | NYISO_A-F_2_PJM_ROM | NYISO_A-F | PJM_ROM | Internal | Shoulder | B11 | 25 | 1000 | 1000 | 69.36 | 93.72 | 8 | 16.36
2030 | NYISO_A-F_2_PJM_ROM | NYISO_A-F | PJM_ROM | Internal | Shoulder | B12 | 200 | 1000 | 1000 | 69.89 | 89.27 | 8 | 11.37
2030 | NYISO_A-F_2_PJM_ROM | NYISO_A-F | PJM_ROM | Internal | Shoulder | B13 | 600 | 1000 | 1000 | 69.36 | 87.64 | 8 | 10.28
2030 | NYISO_A-F_2_PJM_ROM | NYISO_A-F | PJM_ROM | Internal | Shoulder | B14 | 900 | 1000 | 1000 | 69.36 | 78.8 | 8 | 1.44
2030 | NYISO_A-F_2_PJM_ROM | NYISO_A-F | PJM_ROM | Internal | Shoulder | B15 | 1203 | 1000 | 0 | 69.36 | 75.95 | 8 | 0
2030 | NYISO_A-F_2_PJM_ROM | NYISO_A-F | PJM_ROM | Internal | Summer | B1 | 10 | 1000 | 1000 | 92.91 | 194.1 | 8 | 93.19
2030 | NYISO_A-F_2_PJM_ROM | NYISO_A-F | PJM_ROM | Internal | Summer | B2 | 25 | 1000 | 1000 | 99.9 | 146.23 | 8 | 38.33
2030 | NYISO_A-F_2_PJM_ROM | NYISO_A-F | PJM_ROM | Internal | Summer | B3 | 75 | 1000 | 1000 | 99.9 | 141.58 | 8 | 33.68
2030 | NYISO_A-F_2_PJM_ROM | NYISO_A-F | PJM_ROM | Internal | Summer | B4 | 100 | 1000 | 1000 | 98.94 | 140.3 | 8 | 33.36
2030 | NYISO_A-F_2_PJM_ROM | NYISO_A-F | PJM_ROM | Internal | Summer | B5 | 200 | 1000 | 1000 | 77.85 | 140.15 | 8 | 54.3
2030 | NYISO_A-F_2_PJM_ROM | NYISO_A-F | PJM_ROM | Internal | Summer | B6 | 300 | 1000 | 1000 | 74.43 | 101.5 | 8 | 19.07
2030 | NYISO_A-F_2_PJM_ROM | NYISO_A-F | PJM_ROM | Internal | Summer | B7 | 400 | 1000 | 1000 | 73.17 | 90.21 | 8 | 9.04
2030 | NYISO_A-F_2_PJM_ROM | NYISO_A-F | PJM_ROM | Internal | Summer | B8 | 500 | 1000 | 1000 | 73.15 | 85.75 | 8 | 4.6
2030 | NYISO_A-F_2_PJM_ROM | NYISO_A-F | PJM_ROM | Internal | Summer | B9 | 800 | 1000 | 1000 | 73.15 | 82.71 | 8 | 1.57
2030 | NYISO_A-F_2_PJM_ROM | NYISO_A-F | PJM_ROM | Internal | Summer | B10 | 1262 | 1000 | 0 | 73.15 | 74.34 | 8 | 0
2030 | NYISO_A-F_2_PJM_ROM | NYISO_A-F | PJM_ROM | Internal | Winter | B16 | 25 | 1000 | 1000 | 69.4 | 100.45 | 8 | 23.05
2030 | NYISO_A-F_2_PJM_ROM | NYISO_A-F | PJM_ROM | Internal | Winter | B17 | 100 | 1000 | 1000 | 69.4 | 95.37 | 8 | 17.97
2030 | NYISO_A-F_2_PJM_ROM | NYISO_A-F | PJM_ROM | Internal | Winter | B18 | 400 | 1000 | 1000 | 69.4 | 93.46 | 8 | 16.06
2030 | NYISO_A-F_2_PJM_ROM | NYISO_A-F | PJM_ROM | Internal | Winter | B19 | 700 | 1000 | 1000 | 69.4 | 82.31 | 8 | 4.91
2030 | NYISO_A-F_2_PJM_ROM | NYISO_A-F | PJM_ROM | Internal | Winter | B20 | 935 | 1000 | 1000 | 69.4 | 78.91 | 8 | 1.52
2030 | NYISO_G-I_2_NEISO | NYISO_G-I | NEISO | Internal | Shoulder | B11 | 25 | 600 | 0 | 85.71 | 72.36 | 3 | 0
2030 | NYISO_G-I_2_NEISO | NYISO_G-I | NEISO | Internal | Shoulder | B12 | 200 | 600 | 0 | 84.85 | 73.08 | 3 | 0
2030 | NYISO_G-I_2_NEISO | NYISO_G-I | NEISO | Internal | Shoulder | B13 | 600 | 600 | 0 | 84.85 | 72.36 | 3 | 0
2030 | NYISO_G-I_2_NEISO | NYISO_G-I | NEISO | Internal | Shoulder | B14 | 900 | 600 | 0 | 75.36 | 72.36 | 3 | 0
2030 | NYISO_G-I_2_NEISO | NYISO_G-I | NEISO | Internal | Shoulder | B15 | 1203 | 600 | 0 | 73.57 | 72.36 | 3 | 0
2030 | NYISO_G-I_2_NEISO | NYISO_G-I | NEISO | Internal | Summer | B1 | 10 | 600 | 542.92 | 537.49 | 540.49 | 3 | 0
2030 | NYISO_G-I_2_NEISO | NYISO_G-I | NEISO | Internal | Summer | B2 | 25 | 600 | 421.35 | 352.84 | 355.84 | 3 | 0
2030 | NYISO_G-I_2_NEISO | NYISO_G-I | NEISO | Internal | Summer | B3 | 75 | 600 | 0 | 133.57 | 130.57 | 3 | 0
2030 | NYISO_G-I_2_NEISO | NYISO_G-I | NEISO | Internal | Summer | B4 | 100 | 600 | 0 | 117.22 | 95.94 | 3 | 0
2030 | NYISO_G-I_2_NEISO | NYISO_G-I | NEISO | Internal | Summer | B5 | 200 | 600 | 0 | 116.06 | 80.85 | 3 | 0
2030 | NYISO_G-I_2_NEISO | NYISO_G-I | NEISO | Internal | Summer | B6 | 300 | 600 | 0 | 93.47 | 77.43 | 3 | 0
2030 | NYISO_G-I_2_NEISO | NYISO_G-I | NEISO | Internal | Summer | B7 | 400 | 600 | 0 | 82.2 | 70.17 | 3 | 0
2030 | NYISO_G-I_2_NEISO | NYISO_G-I | NEISO | Internal | Summer | B8 | 500 | 600 | 0 | 81.31 | 70.17 | 3 | 0
2030 | NYISO_G-I_2_NEISO | NYISO_G-I | NEISO | Internal | Summer | B9 | 800 | 600 | 0 | 74.7 | 70.17 | 3 | 0
2030 | NYISO_G-I_2_NEISO | NYISO_G-I | NEISO | Internal | Summer | B10 | 1262 | 600 | 0 | 73.16 | 70.17 | 3 | 0
2030 | NYISO_G-I_2_NEISO | NYISO_G-I | NEISO | Internal | Winter | B16 | 25 | 600 | 0 | 94.37 | 73.5 | 3 | 0
2030 | NYISO_G-I_2_NEISO | NYISO_G-I | NEISO | Internal | Winter | B17 | 100 | 600 | 0 | 94.37 | 72.4 | 3 | 0
2030 | NYISO_G-I_2_NEISO | NYISO_G-I | NEISO | Internal | Winter | B18 | 400 | 600 | 0 | 94.37 | 72.4 | 3 | 0
2030 | NYISO_G-I_2_NEISO | NYISO_G-I | NEISO | Internal | Winter | B19 | 700 | 600 | 0 | 84.07 | 72.4 | 3 | 0
2030 | NYISO_G-I_2_NEISO | NYISO_G-I | NEISO | Internal | Winter | B20 | 935 | 600 | 0 | 75.39 | 72.4 | 3 | 0
2030 | NYISO_G-I_2_NYISO_J-K | NYISO_G-I | NYISO_J-K | Internal | Shoulder | B11 | 25 | 6130 | 4675.34 | 85.71 | 85.72 | 0.01 | 0
2030 | NYISO_G-I_2_NYISO_J-K | NYISO_G-I | NYISO_J-K | Internal | Shoulder | B12 | 200 | 6130 | 5392.46 | 84.85 | 84.86 | 0.01 | 0
2030 | NYISO_G-I_2_NYISO_J-K | NYISO_G-I | NYISO_J-K | Internal | Shoulder | B13 | 600 | 6130 | 5503.76 | 84.85 | 84.86 | 0.01 | 0
2030 | NYISO_G-I_2_NYISO_J-K | NYISO_G-I | NYISO_J-K | Internal | Shoulder | B14 | 900 | 6130 | 5097.7 | 75.36 | 75.37 | 0.01 | 0
2030 | NYISO_G-I_2_NYISO_J-K | NYISO_G-I | NYISO_J-K | Internal | Shoulder | B15 | 1203 | 6130 | 5447.47 | 73.57 | 73.58 | 0.01 | 0
2030 | NYISO_G-I_2_NYISO_J-K | NYISO_G-I | NYISO_J-K | Internal | Summer | B1 | 10 | 6130 | 4929.48 | 537.49 | 537.5 | 0.01 | 0
2030 | NYISO_G-I_2_NYISO_J-K | NYISO_G-I | NYISO_J-K | Internal | Summer | B2 | 25 | 6130 | 5177.3 | 352.84 | 352.85 | 0.01 | 0
2030 | NYISO_G-I_2_NYISO_J-K | NYISO_G-I | NYISO_J-K | Internal | Summer | B3 | 75 | 6130 | 4429.47 | 133.57 | 133.58 | 0.01 | 0
2030 | NYISO_G-I_2_NYISO_J-K | NYISO_G-I | NYISO_J-K | Internal | Summer | B4 | 100 | 6130 | 4738.62 | 117.22 | 117.23 | 0.01 | 0
2030 | NYISO_G-I_2_NYISO_J-K | NYISO_G-I | NYISO_J-K | Internal | Summer | B5 | 200 | 6130 | 4870.82 | 116.06 | 116.08 | 0.01 | 0
2030 | NYISO_G-I_2_NYISO_J-K | NYISO_G-I | NYISO_J-K | Internal | Summer | B6 | 300 | 6130 | 5054.85 | 93.47 | 93.48 | 0.01 | 0
2030 | NYISO_G-I_2_NYISO_J-K | NYISO_G-I | NYISO_J-K | Internal | Summer | B7 | 400 | 6130 | 5317.08 | 82.2 | 82.21 | 0.01 | 0
2030 | NYISO_G-I_2_NYISO_J-K | NYISO_G-I | NYISO_J-K | Internal | Summer | B8 | 500 | 6130 | 5773.06 | 81.31 | 81.32 | 0.01 | 0
2030 | NYISO_G-I_2_NYISO_J-K | NYISO_G-I | NYISO_J-K | Internal | Summer | B9 | 800 | 6130 | 5940.6 | 74.7 | 74.71 | 0.01 | 0
2030 | NYISO_G-I_2_NYISO_J-K | NYISO_G-I | NYISO_J-K | Internal | Summer | B10 | 1262 | 6130 | 4860.76 | 73.16 | 73.17 | 0.01 | 0
2030 | NYISO_G-I_2_NYISO_J-K | NYISO_G-I | NYISO_J-K | Internal | Winter | B16 | 25 | 6130 | 6130 | 94.37 | 97.2 | 0.01 | 2.83
2030 | NYISO_G-I_2_NYISO_J-K | NYISO_G-I | NYISO_J-K | Internal | Winter | B17 | 100 | 6130 | 6130 | 94.37 | 97.2 | 0.01 | 2.83
2030 | NYISO_G-I_2_NYISO_J-K | NYISO_G-I | NYISO_J-K | Internal | Winter | B18 | 400 | 6130 | 6130 | 94.37 | 97.2 | 0.01 | 2.83
2030 | NYISO_G-I_2_NYISO_J-K | NYISO_G-I | NYISO_J-K | Internal | Winter | B19 | 700 | 6130 | 5988.85 | 84.07 | 84.08 | 0.01 | 0
2030 | NYISO_G-I_2_NYISO_J-K | NYISO_G-I | NYISO_J-K | Internal | Winter | B20 | 935 | 6130 | 5780.91 | 75.39 | 75.4 | 0.01 | 0
2030 | NYISO_G-I_2_PJM_E | NYISO_G-I | PJM_E | Internal | Shoulder | B11 | 25 | 1500 | 679.32 | 85.71 | 93.71 | 8 | 0
2030 | NYISO_G-I_2_PJM_E | NYISO_G-I | PJM_E | Internal | Shoulder | B12 | 200 | 1500 | 0 | 84.85 | 89.26 | 8 | 0
2030 | NYISO_G-I_2_PJM_E | NYISO_G-I | PJM_E | Internal | Shoulder | B13 | 600 | 1500 | 0 | 84.85 | 87.66 | 8 | 0
2030 | NYISO_G-I_2_PJM_E | NYISO_G-I | PJM_E | Internal | Shoulder | B14 | 900 | 1500 | 0 | 75.36 | 78.81 | 8 | 0
2030 | NYISO_G-I_2_PJM_E | NYISO_G-I | PJM_E | Internal | Shoulder | B15 | 1203 | 1500 | 0 | 73.57 | 75.96 | 8 | 0
2030 | NYISO_G-I_2_PJM_E | NYISO_G-I | PJM_E | Internal | Summer | B1 | 10 | 1500 | 0 | 537.49 | 194.11 | 8 | 0
2030 | NYISO_G-I_2_PJM_E | NYISO_G-I | PJM_E | Internal | Summer | B2 | 25 | 1500 | 0 | 352.84 | 146.24 | 8 | 0
2030 | NYISO_G-I_2_PJM_E | NYISO_G-I | PJM_E | Internal | Summer | B3 | 75 | 1500 | 1420.58 | 133.57 | 141.57 | 8 | 0
2030 | NYISO_G-I_2_PJM_E | NYISO_G-I | PJM_E | Internal | Summer | B4 | 100 | 1500 | 1500 | 117.22 | 140.28 | 8 | 15.07
2030 | NYISO_G-I_2_PJM_E | NYISO_G-I | PJM_E | Internal | Summer | B5 | 200 | 1500 | 1500 | 116.06 | 140.14 | 8 | 16.08
2030 | NYISO_G-I_2_PJM_E | NYISO_G-I | PJM_E | Internal | Summer | B6 | 300 | 1500 | 1500 | 93.47 | 101.48 | 8 | 0.01
2030 | NYISO_G-I_2_PJM_E | NYISO_G-I | PJM_E | Internal | Summer | B7 | 400 | 1500 | 313.12 | 82.2 | 90.2 | 8 | 0
2030 | NYISO_G-I_2_PJM_E | NYISO_G-I | PJM_E | Internal | Summer | B8 | 500 | 1500 | 0 | 81.31 | 85.74 | 8 | 0
2030 | NYISO_G-I_2_PJM_E | NYISO_G-I | PJM_E | Internal | Summer | B9 | 800 | 1500 | 34.9 | 74.7 | 82.7 | 8 | 0
2030 | NYISO_G-I_2_PJM_E | NYISO_G-I | PJM_E | Internal | Summer | B10 | 1262 | 1500 | 0 | 73.16 | 74.33 | 8 | 0
2030 | NYISO_G-I_2_PJM_E | NYISO_G-I | PJM_E | Internal | Winter | B16 | 25 | 1500 | 0 | 94.37 | 100.44 | 8 | 0
2030 | NYISO_G-I_2_PJM_E | NYISO_G-I | PJM_E | Internal | Winter | B17 | 100 | 1500 | 0 | 94.37 | 95.36 | 8 | 0
2030 | NYISO_G-I_2_PJM_E | NYISO_G-I | PJM_E | Internal | Winter | B18 | 400 | 1500 | 0 | 94.37 | 93.47 | 8 | 0
2030 | NYISO_G-I_2_PJM_E | NYISO_G-I | PJM_E | Internal | Winter | B19 | 700 | 1500 | 0 | 84.07 | 82.32 | 8 | 0
2030 | NYISO_G-I_2_PJM_E | NYISO_G-I | PJM_E | Internal | Winter | B20 | 935 | 1500 | 0 | 75.39 | 78.93 | 8 | 0
2030 | NYISO_J-K_2_NEISO | NYISO_J-K | NEISO | Internal | Shoulder | B11 | 25 | 608 | 0 | 85.72 | 72.36 | 3 | 0
2030 | NYISO_J-K_2_NEISO | NYISO_J-K | NEISO | Internal | Shoulder | B12 | 200 | 608 | 0 | 84.86 | 73.08 | 3 | 0
2030 | NYISO_J-K_2_NEISO | NYISO_J-K | NEISO | Internal | Shoulder | B13 | 600 | 608 | 0 | 84.86 | 72.36 | 3 | 0
2030 | NYISO_J-K_2_NEISO | NYISO_J-K | NEISO | Internal | Shoulder | B14 | 900 | 608 | 0 | 75.37 | 72.36 | 3 | 0
2030 | NYISO_J-K_2_NEISO | NYISO_J-K | NEISO | Internal | Shoulder | B15 | 1203 | 608 | 0 | 73.58 | 72.36 | 3 | 0
2030 | NYISO_J-K_2_NEISO | NYISO_J-K | NEISO | Internal | Summer | B1 | 10 | 608 | 0 | 537.5 | 540.49 | 3 | 0
2030 | NYISO_J-K_2_NEISO | NYISO_J-K | NEISO | Internal | Summer | B2 | 25 | 608 | 0 | 352.85 | 355.84 | 3 | 0
2030 | NYISO_J-K_2_NEISO | NYISO_J-K | NEISO | Internal | Summer | B3 | 75 | 608 | 0 | 133.58 | 130.57 | 3 | 0
2030 | NYISO_J-K_2_NEISO | NYISO_J-K | NEISO | Internal | Summer | B4 | 100 | 608 | 0 | 117.23 | 95.94 | 3 | 0
2030 | NYISO_J-K_2_NEISO | NYISO_J-K | NEISO | Internal | Summer | B5 | 200 | 608 | 0 | 116.08 | 80.85 | 3 | 0
2030 | NYISO_J-K_2_NEISO | NYISO_J-K | NEISO | Internal | Summer | B6 | 300 | 608 | 0 | 93.48 | 77.43 | 3 | 0
2030 | NYISO_J-K_2_NEISO | NYISO_J-K | NEISO | Internal | Summer | B7 | 400 | 608 | 0 | 82.21 | 70.17 | 3 | 0
2030 | NYISO_J-K_2_NEISO | NYISO_J-K | NEISO | Internal | Summer | B8 | 500 | 608 | 0 | 81.32 | 70.17 | 3 | 0
2030 | NYISO_J-K_2_NEISO | NYISO_J-K | NEISO | Internal | Summer | B9 | 800 | 608 | 0 | 74.71 | 70.17 | 3 | 0
2030 | NYISO_J-K_2_NEISO | NYISO_J-K | NEISO | Internal | Summer | B10 | 1262 | 608 | 0 | 73.17 | 70.17 | 3 | 0
2030 | NYISO_J-K_2_NEISO | NYISO_J-K | NEISO | Internal | Winter | B16 | 25 | 608 | 0 | 97.2 | 73.5 | 3 | 0
2030 | NYISO_J-K_2_NEISO | NYISO_J-K | NEISO | Internal | Winter | B17 | 100 | 608 | 0 | 97.2 | 72.4 | 3 | 0
2030 | NYISO_J-K_2_NEISO | NYISO_J-K | NEISO | Internal | Winter | B18 | 400 | 608 | 0 | 97.2 | 72.4 | 3 | 0
2030 | NYISO_J-K_2_NEISO | NYISO_J-K | NEISO | Internal | Winter | B19 | 700 | 608 | 0 | 84.08 | 72.4 | 3 | 0
2030 | NYISO_J-K_2_NEISO | NYISO_J-K | NEISO | Internal | Winter | B20 | 935 | 608 | 0 | 75.4 | 72.4 | 3 | 0
2030 | NYISO_J-K_2_PJM_E | NYISO_J-K | PJM_E | Internal | Shoulder | B11 | 25 | 330 | 0 | 85.72 | 93.71 | 8 | 0
2030 | NYISO_J-K_2_PJM_E | NYISO_J-K | PJM_E | Internal | Shoulder | B12 | 200 | 330 | 0 | 84.86 | 89.26 | 8 | 0
2030 | NYISO_J-K_2_PJM_E | NYISO_J-K | PJM_E | Internal | Shoulder | B13 | 600 | 330 | 0 | 84.86 | 87.66 | 8 | 0
2030 | NYISO_J-K_2_PJM_E | NYISO_J-K | PJM_E | Internal | Shoulder | B14 | 900 | 330 | 0 | 75.37 | 78.81 | 8 | 0
2030 | NYISO_J-K_2_PJM_E | NYISO_J-K | PJM_E | Internal | Shoulder | B15 | 1203 | 330 | 0 | 73.58 | 75.96 | 8 | 0
2030 | NYISO_J-K_2_PJM_E | NYISO_J-K | PJM_E | Internal | Summer | B1 | 10 | 330 | 0 | 537.5 | 194.11 | 8 | 0
2030 | NYISO_J-K_2_PJM_E | NYISO_J-K | PJM_E | Internal | Summer | B2 | 25 | 330 | 0 | 352.85 | 146.24 | 8 | 0
2030 | NYISO_J-K_2_PJM_E | NYISO_J-K | PJM_E | Internal | Summer | B3 | 75 | 330 | 0 | 133.58 | 141.57 | 8 | 0
2030 | NYISO_J-K_2_PJM_E | NYISO_J-K | PJM_E | Internal | Summer | B4 | 100 | 330 | 330 | 117.23 | 140.28 | 8 | 15.06
2030 | NYISO_J-K_2_PJM_E | NYISO_J-K | PJM_E | Internal | Summer | B5 | 200 | 330 | 330 | 116.08 | 140.14 | 8 | 16.07
2030 | NYISO_J-K_2_PJM_E | NYISO_J-K | PJM_E | Internal | Summer | B6 | 300 | 330 | 192.78 | 93.48 | 101.48 | 8 | 0
2030 | NYISO_J-K_2_PJM_E | NYISO_J-K | PJM_E | Internal | Summer | B7 | 400 | 330 | 0 | 82.21 | 90.2 | 8 | 0
2030 | NYISO_J-K_2_PJM_E | NYISO_J-K | PJM_E | Internal | Summer | B8 | 500 | 330 | 0 | 81.32 | 85.74 | 8 | 0
2030 | NYISO_J-K_2_PJM_E | NYISO_J-K | PJM_E | Internal | Summer | B9 | 800 | 330 | 0 | 74.71 | 82.7 | 8 | 0
2030 | NYISO_J-K_2_PJM_E | NYISO_J-K | PJM_E | Internal | Summer | B10 | 1262 | 330 | 0 | 73.17 | 74.33 | 8 | 0
2030 | NYISO_J-K_2_PJM_E | NYISO_J-K | PJM_E | Internal | Winter | B16 | 25 | 330 | 0 | 97.2 | 100.44 | 8 | 0
2030 | NYISO_J-K_2_PJM_E | NYISO_J-K | PJM_E | Internal | Winter | B17 | 100 | 330 | 0 | 97.2 | 95.36 | 8 | 0
2030 | NYISO_J-K_2_PJM_E | NYISO_J-K | PJM_E | Internal | Winter | B18 | 400 | 330 | 0 | 97.2 | 93.47 | 8 | 0
2030 | NYISO_J-K_2_PJM_E | NYISO_J-K | PJM_E | Internal | Winter | B19 | 700 | 330 | 0 | 84.08 | 82.32 | 8 | 0
2030 | NYISO_J-K_2_PJM_E | NYISO_J-K | PJM_E | Internal | Winter | B20 | 935 | 330 | 0 | 75.4 | 78.93 | 8 | 0
2030 | PJM_E_2_NYISO_G-I | PJM_E | NYISO_G-I | Internal | Shoulder | B11 | 25 | 500 | 0 | 93.71 | 85.71 | 6 | 0
2030 | PJM_E_2_NYISO_G-I | PJM_E | NYISO_G-I | Internal | Shoulder | B12 | 200 | 500 | 0 | 89.26 | 84.85 | 6 | 0
2030 | PJM_E_2_NYISO_G-I | PJM_E | NYISO_G-I | Internal | Shoulder | B13 | 600 | 500 | 0 | 87.66 | 84.85 | 6 | 0
2030 | PJM_E_2_NYISO_G-I | PJM_E | NYISO_G-I | Internal | Shoulder | B14 | 900 | 500 | 0 | 78.81 | 75.36 | 6 | 0
2030 | PJM_E_2_NYISO_G-I | PJM_E | NYISO_G-I | Internal | Shoulder | B15 | 1203 | 500 | 0 | 75.96 | 73.57 | 6 | 0
2030 | PJM_E_2_NYISO_G-I | PJM_E | NYISO_G-I | Internal | Summer | B1 | 10 | 500 | 500 | 194.11 | 537.49 | 6 | 337.38
2030 | PJM_E_2_NYISO_G-I | PJM_E | NYISO_G-I | Internal | Summer | B2 | 25 | 500 | 500 | 146.24 | 352.84 | 6 | 200.6
2030 | PJM_E_2_NYISO_G-I | PJM_E | NYISO_G-I | Internal | Summer | B3 | 75 | 500 | 0 | 141.57 | 133.57 | 6 | 0
2030 | PJM_E_2_NYISO_G-I | PJM_E | NYISO_G-I | Internal | Summer | B4 | 100 | 500 | 0 | 140.28 | 117.22 | 6 | 0
2030 | PJM_E_2_NYISO_G-I | PJM_E | NYISO_G-I | Internal | Summer | B5 | 200 | 500 | 0 | 140.14 | 116.06 | 6 | 0
2030 | PJM_E_2_NYISO_G-I | PJM_E | NYISO_G-I | Internal | Summer | B6 | 300 | 500 | 0 | 101.48 | 93.47 | 6 | 0
2030 | PJM_E_2_NYISO_G-I | PJM_E | NYISO_G-I | Internal | Summer | B7 | 400 | 500 | 0 | 90.2 | 82.2 | 6 | 0
2030 | PJM_E_2_NYISO_G-I | PJM_E | NYISO_G-I | Internal | Summer | B8 | 500 | 500 | 0 | 85.74 | 81.31 | 6 | 0
2030 | PJM_E_2_NYISO_G-I | PJM_E | NYISO_G-I | Internal | Summer | B9 | 800 | 500 | 0 | 82.7 | 74.7 | 6 | 0
2030 | PJM_E_2_NYISO_G-I | PJM_E | NYISO_G-I | Internal | Summer | B10 | 1262 | 500 | 0 | 74.33 | 73.16 | 6 | 0
2030 | PJM_E_2_NYISO_G-I | PJM_E | NYISO_G-I | Internal | Winter | B16 | 25 | 500 | 0 | 100.44 | 94.37 | 6 | 0
2030 | PJM_E_2_NYISO_G-I | PJM_E | NYISO_G-I | Internal | Winter | B17 | 100 | 500 | 0 | 95.36 | 94.37 | 6 | 0
2030 | PJM_E_2_NYISO_G-I | PJM_E | NYISO_G-I | Internal | Winter | B18 | 400 | 500 | 0 | 93.47 | 94.37 | 6 | 0
2030 | PJM_E_2_NYISO_G-I | PJM_E | NYISO_G-I | Internal | Winter | B19 | 700 | 500 | 0 | 82.32 | 84.07 | 6 | 0
2030 | PJM_E_2_NYISO_G-I | PJM_E | NYISO_G-I | Internal | Winter | B20 | 935 | 500 | 0 | 78.93 | 75.39 | 6 | 0
2030 | PJM_E_2_NYISO_J-K | PJM_E | NYISO_J-K | Internal | Shoulder | B11 | 25 | 330 | 0 | 93.71 | 85.72 | 6 | 0
2030 | PJM_E_2_NYISO_J-K | PJM_E | NYISO_J-K | Internal | Shoulder | B12 | 200 | 330 | 0 | 89.26 | 84.86 | 6 | 0
2030 | PJM_E_2_NYISO_J-K | PJM_E | NYISO_J-K | Internal | Shoulder | B13 | 600 | 330 | 0 | 87.66 | 84.86 | 6 | 0
2030 | PJM_E_2_NYISO_J-K | PJM_E | NYISO_J-K | Internal | Shoulder | B14 | 900 | 330 | 0 | 78.81 | 75.37 | 6 | 0
2030 | PJM_E_2_NYISO_J-K | PJM_E | NYISO_J-K | Internal | Shoulder | B15 | 1203 | 330 | 0 | 75.96 | 73.58 | 6 | 0
2030 | PJM_E_2_NYISO_J-K | PJM_E | NYISO_J-K | Internal | Summer | B1 | 10 | 330 | 330 | 194.11 | 537.5 | 6 | 337.39
2030 | PJM_E_2_NYISO_J-K | PJM_E | NYISO_J-K | Internal | Summer | B2 | 25 | 330 | 330 | 146.24 | 352.85 | 6 | 200.61
2030 | PJM_E_2_NYISO_J-K | PJM_E | NYISO_J-K | Internal | Summer | B3 | 75 | 330 | 0 | 141.57 | 133.58 | 6 | 0
2030 | PJM_E_2_NYISO_J-K | PJM_E | NYISO_J-K | Internal | Summer | B4 | 100 | 330 | 0 | 140.28 | 117.23 | 6 | 0
2030 | PJM_E_2_NYISO_J-K | PJM_E | NYISO_J-K | Internal | Summer | B5 | 200 | 330 | 0 | 140.14 | 116.08 | 6 | 0
2030 | PJM_E_2_NYISO_J-K | PJM_E | NYISO_J-K | Internal | Summer | B6 | 300 | 330 | 0 | 101.48 | 93.48 | 6 | 0
2030 | PJM_E_2_NYISO_J-K | PJM_E | NYISO_J-K | Internal | Summer | B7 | 400 | 330 | 0 | 90.2 | 82.21 | 6 | 0
2030 | PJM_E_2_NYISO_J-K | PJM_E | NYISO_J-K | Internal | Summer | B8 | 500 | 330 | 0 | 85.74 | 81.32 | 6 | 0
2030 | PJM_E_2_NYISO_J-K | PJM_E | NYISO_J-K | Internal | Summer | B9 | 800 | 330 | 0 | 82.7 | 74.71 | 6 | 0
2030 | PJM_E_2_NYISO_J-K | PJM_E | NYISO_J-K | Internal | Summer | B10 | 1262 | 330 | 0 | 74.33 | 73.17 | 6 | 0
2030 | PJM_E_2_NYISO_J-K | PJM_E | NYISO_J-K | Internal | Winter | B16 | 25 | 330 | 0 | 100.44 | 97.2 | 6 | 0
2030 | PJM_E_2_NYISO_J-K | PJM_E | NYISO_J-K | Internal | Winter | B17 | 100 | 330 | 0 | 95.36 | 97.2 | 6 | 0
2030 | PJM_E_2_NYISO_J-K | PJM_E | NYISO_J-K | Internal | Winter | B18 | 400 | 330 | 0 | 93.47 | 97.2 | 6 | 0
2030 | PJM_E_2_NYISO_J-K | PJM_E | NYISO_J-K | Internal | Winter | B19 | 700 | 330 | 0 | 82.32 | 84.08 | 6 | 0
2030 | PJM_E_2_NYISO_J-K | PJM_E | NYISO_J-K | Internal | Winter | B20 | 935 | 330 | 0 | 78.93 | 75.4 | 6 | 0
2030 | PJM_E_2_PJM_ROM | PJM_E | PJM_ROM | Internal | Shoulder | B11 | 25 | 8000 | 2855.57 | 93.71 | 93.72 | 0.01 | 0
2030 | PJM_E_2_PJM_ROM | PJM_E | PJM_ROM | Internal | Shoulder | B12 | 200 | 8000 | 1747.94 | 89.26 | 89.27 | 0.01 | 0
2030 | PJM_E_2_PJM_ROM | PJM_E | PJM_ROM | Internal | Shoulder | B13 | 600 | 8000 | 0 | 87.66 | 87.64 | 0.01 | 0
2030 | PJM_E_2_PJM_ROM | PJM_E | PJM_ROM | Internal | Shoulder | B14 | 900 | 8000 | 0 | 78.81 | 78.8 | 0.01 | 0
2030 | PJM_E_2_PJM_ROM | PJM_E | PJM_ROM | Internal | Shoulder | B15 | 1203 | 8000 | 0 | 75.96 | 75.95 | 0.01 | 0
2030 | PJM_E_2_PJM_ROM | PJM_E | PJM_ROM | Internal | Summer | B1 | 10 | 8000 | 0 | 194.11 | 194.1 | 0.01 | 0
2030 | PJM_E_2_PJM_ROM | PJM_E | PJM_ROM | Internal | Summer | B2 | 25 | 8000 | 0 | 146.24 | 146.23 | 0.01 | 0
2030 | PJM_E_2_PJM_ROM | PJM_E | PJM_ROM | Internal | Summer | B3 | 75 | 8000 | 2941.6 | 141.57 | 141.58 | 0.01 | 0
2030 | PJM_E_2_PJM_ROM | PJM_E | PJM_ROM | Internal | Summer | B4 | 100 | 8000 | 5060.85 | 140.28 | 140.3 | 0.01 | 0
2030 | PJM_E_2_PJM_ROM | PJM_E | PJM_ROM | Internal | Summer | B5 | 200 | 8000 | 5976.91 | 140.14 | 140.15 | 0.01 | 0
2030 | PJM_E_2_PJM_ROM | PJM_E | PJM_ROM | Internal | Summer | B6 | 300 | 8000 | 4670.71 | 101.48 | 101.5 | 0.01 | 0
2030 | PJM_E_2_PJM_ROM | PJM_E | PJM_ROM | Internal | Summer | B7 | 400 | 8000 | 1802.92 | 90.2 | 90.21 | 0.01 | 0
2030 | PJM_E_2_PJM_ROM | PJM_E | PJM_ROM | Internal | Summer | B8 | 500 | 8000 | 2174.01 | 85.74 | 85.75 | 0.01 | 0
2030 | PJM_E_2_PJM_ROM | PJM_E | PJM_ROM | Internal | Summer | B9 | 800 | 8000 | 112.48 | 82.7 | 82.71 | 0.01 | 0
2030 | PJM_E_2_PJM_ROM | PJM_E | PJM_ROM | Internal | Summer | B10 | 1262 | 8000 | 1939.23 | 74.33 | 74.34 | 0.01 | 0
2030 | PJM_E_2_PJM_ROM | PJM_E | PJM_ROM | Internal | Winter | B16 | 25 | 8000 | 142.25 | 100.44 | 100.45 | 0.01 | 0
2030 | PJM_E_2_PJM_ROM | PJM_E | PJM_ROM | Internal | Winter | B17 | 100 | 8000 | 636.86 | 95.36 | 95.37 | 0.01 | 0
2030 | PJM_E_2_PJM_ROM | PJM_E | PJM_ROM | Internal | Winter | B18 | 400 | 8000 | 0 | 93.47 | 93.46 | 0.01 | 0
2030 | PJM_E_2_PJM_ROM | PJM_E | PJM_ROM | Internal | Winter | B19 | 700 | 8000 | 0 | 82.32 | 82.31 | 0.01 | 0
2030 | PJM_E_2_PJM_ROM | PJM_E | PJM_ROM | Internal | Winter | B20 | 935 | 8000 | 0 | 78.93 | 78.91 | 0.01 | 0
2030 | PJM_ROR_2_MISO_IN | PJM_ROR | MISO_IN | Internal | Shoulder | B11 | 25 | 909 | 0 | 93.71 | 91.74 | 2 | 0
2030 | PJM_ROR_2_MISO_IN | PJM_ROR | MISO_IN | Internal | Shoulder | B12 | 200 | 909 | 0 | 89.26 | 87.28 | 2 | 0
2030 | PJM_ROR_2_MISO_IN | PJM_ROR | MISO_IN | Internal | Shoulder | B13 | 600 | 909 | 0 | 87.5 | 85.51 | 2 | 0
2030 | PJM_ROR_2_MISO_IN | PJM_ROR | MISO_IN | Internal | Shoulder | B14 | 900 | 909 | 0 | 78.79 | 76.8 | 2 | 0
2030 | PJM_ROR_2_MISO_IN | PJM_ROR | MISO_IN | Internal | Shoulder | B15 | 1203 | 909 | 0 | 75.83 | 75.91 | 2 | 0
2030 | PJM_ROR_2_MISO_IN | PJM_ROR | MISO_IN | Internal | Summer | B1 | 10 | 909 | 0 | 147.82 | 146.48 | 2 | 0
2030 | PJM_ROR_2_MISO_IN | PJM_ROR | MISO_IN | Internal | Summer | B2 | 25 | 909 | 0 | 146.22 | 146.48 | 2 | 0
2030 | PJM_ROR_2_MISO_IN | PJM_ROR | MISO_IN | Internal | Summer | B3 | 75 | 909 | 643.01 | 141.57 | 143.57 | 2 | 0
2030 | PJM_ROR_2_MISO_IN | PJM_ROR | MISO_IN | Internal | Summer | B4 | 100 | 909 | 0 | 140.31 | 140.48 | 2 | 0
2030 | PJM_ROR_2_MISO_IN | PJM_ROR | MISO_IN | Internal | Summer | B5 | 200 | 909 | 0 | 140.17 | 139.2 | 2 | 0
2030 | PJM_ROR_2_MISO_IN | PJM_ROR | MISO_IN | Internal | Summer | B6 | 300 | 909 | 0 | 101.51 | 101.82 | 2 | 0
2030 | PJM_ROR_2_MISO_IN | PJM_ROR | MISO_IN | Internal | Summer | B7 | 400 | 909 | 0 | 90.2 | 88.22 | 2 | 0
2030 | PJM_ROR_2_MISO_IN | PJM_ROR | MISO_IN | Internal | Summer | B8 | 500 | 909 | 0 | 85.74 | 83.83 | 2 | 0
2030 | PJM_ROR_2_MISO_IN | PJM_ROR | MISO_IN | Internal | Summer | B9 | 800 | 909 | 0 | 82.7 | 80.71 | 2 | 0
2030 | PJM_ROR_2_MISO_IN | PJM_ROR | MISO_IN | Internal | Summer | B10 | 1262 | 909 | 0 | 74.33 | 74.56 | 2 | 0
2030 | PJM_ROR_2_MISO_IN | PJM_ROR | MISO_IN | Internal | Winter | B16 | 25 | 909 | 0 | 100.44 | 90.7 | 2 | 0
2030 | PJM_ROR_2_MISO_IN | PJM_ROR | MISO_IN | Internal | Winter | B17 | 100 | 909 | 0 | 95.36 | 91.46 | 2 | 0
2030 | PJM_ROR_2_MISO_IN | PJM_ROR | MISO_IN | Internal | Winter | B18 | 400 | 909 | 0 | 91.12 | 89.12 | 2 | 0
2030 | PJM_ROR_2_MISO_IN | PJM_ROR | MISO_IN | Internal | Winter | B19 | 700 | 909 | 0 | 82.3 | 80.3 | 2 | 0
2030 | PJM_ROR_2_MISO_IN | PJM_ROR | MISO_IN | Internal | Winter | B20 | 935 | 909 | 0 | 78.9 | 78.55 | 2 | 0
2030 | PJM_ROR_2_MISO_MI | PJM_ROR | MISO_MI | Internal | Shoulder | B11 | 25 | 1305 | 0 | 93.71 | 91.72 | 2 | 0
2030 | PJM_ROR_2_MISO_MI | PJM_ROR | MISO_MI | Internal | Shoulder | B12 | 200 | 1305 | 0 | 89.26 | 87.27 | 2 | 0
2030 | PJM_ROR_2_MISO_MI | PJM_ROR | MISO_MI | Internal | Shoulder | B13 | 600 | 1305 | 0 | 87.5 | 85.5 | 2 | 0
2030 | PJM_ROR_2_MISO_MI | PJM_ROR | MISO_MI | Internal | Shoulder | B14 | 900 | 1305 | 0 | 78.79 | 76.79 | 2 | 0
2030 | PJM_ROR_2_MISO_MI | PJM_ROR | MISO_MI | Internal | Shoulder | B15 | 1203 | 1305 | 0 | 75.83 | 75.65 | 2 | 0
2030 | PJM_ROR_2_MISO_MI | PJM_ROR | MISO_MI | Internal | Summer | B1 | 10 | 1305 | 0 | 147.82 | 145.82 | 2 | 0
2030 | PJM_ROR_2_MISO_MI | PJM_ROR | MISO_MI | Internal | Summer | B2 | 25 | 1305 | 0 | 146.22 | 145.82 | 2 | 0
2030 | PJM_ROR_2_MISO_MI | PJM_ROR | MISO_MI | Internal | Summer | B3 | 75 | 1305 | 0 | 141.57 | 143.56 | 2 | 0
2030 | PJM_ROR_2_MISO_MI | PJM_ROR | MISO_MI | Internal | Summer | B4 | 100 | 1305 | 0 | 140.31 | 138.31 | 2 | 0
2030 | PJM_ROR_2_MISO_MI | PJM_ROR | MISO_MI | Internal | Summer | B5 | 200 | 1305 | 0 | 140.17 | 138.17 | 2 | 0
2030 | PJM_ROR_2_MISO_MI | PJM_ROR | MISO_MI | Internal | Summer | B6 | 300 | 1305 | 0 | 101.51 | 101.8 | 2 | 0
2030 | PJM_ROR_2_MISO_MI | PJM_ROR | MISO_MI | Internal | Summer | B7 | 400 | 1305 | 0 | 90.2 | 88.21 | 2 | 0
2030 | PJM_ROR_2_MISO_MI | PJM_ROR | MISO_MI | Internal | Summer | B8 | 500 | 1305 | 0 | 85.74 | 83.82 | 2 | 0
2030 | PJM_ROR_2_MISO_MI | PJM_ROR | MISO_MI | Internal | Summer | B9 | 800 | 1305 | 0 | 82.7 | 80.7 | 2 | 0
2030 | PJM_ROR_2_MISO_MI | PJM_ROR | MISO_MI | Internal | Summer | B10 | 1262 | 1305 | 0 | 74.33 | 74.57 | 2 | 0
2030 | PJM_ROR_2_MISO_MI | PJM_ROR | MISO_MI | Internal | Winter | B16 | 25 | 1305 | 0 | 100.44 | 90.4 | 2 | 0
2030 | PJM_ROR_2_MISO_MI | PJM_ROR | MISO_MI | Internal | Winter | B17 | 100 | 1305 | 0 | 95.36 | 91.45 | 2 | 0
2030 | PJM_ROR_2_MISO_MI | PJM_ROR | MISO_MI | Internal | Winter | B18 | 400 | 1305 | 0 | 91.12 | 89.1 | 2 | 0
2030 | PJM_ROR_2_MISO_MI | PJM_ROR | MISO_MI | Internal | Winter | B19 | 700 | 1305 | 0 | 82.3 | 80.29 | 2 | 0
2030 | PJM_ROR_2_MISO_MI | PJM_ROR | MISO_MI | Internal | Winter | B20 | 935 | 1305 | 0 | 78.9 | 77.8 | 2 | 0
2030 | PJM_ROR_2_MISO_MO-IL | PJM_ROR | MISO_MO-IL | Internal | Shoulder | B11 | 25 | 1111 | 0 | 93.71 | 91.72 | 2 | 0
2030 | PJM_ROR_2_MISO_MO-IL | PJM_ROR | MISO_MO-IL | Internal | Shoulder | B12 | 200 | 1111 | 0 | 89.26 | 87.27 | 2 | 0
2030 | PJM_ROR_2_MISO_MO-IL | PJM_ROR | MISO_MO-IL | Internal | Shoulder | B13 | 600 | 1111 | 0 | 87.5 | 83.71 | 2 | 0
2030 | PJM_ROR_2_MISO_MO-IL | PJM_ROR | MISO_MO-IL | Internal | Shoulder | B14 | 900 | 1111 | 0 | 78.79 | 76.79 | 2 | 0
2030 | PJM_ROR_2_MISO_MO-IL | PJM_ROR | MISO_MO-IL | Internal | Shoulder | B15 | 1203 | 1111 | 0 | 75.83 | 71.57 | 2 | 0
2030 | PJM_ROR_2_MISO_MO-IL | PJM_ROR | MISO_MO-IL | Internal | Summer | B1 | 10 | 1111 | 0 | 147.82 | 145.82 | 2 | 0
2030 | PJM_ROR_2_MISO_MO-IL | PJM_ROR | MISO_MO-IL | Internal | Summer | B2 | 25 | 1111 | 0 | 146.22 | 146.47 | 2 | 0
2030 | PJM_ROR_2_MISO_MO-IL | PJM_ROR | MISO_MO-IL | Internal | Summer | B3 | 75 | 1111 | 0 | 141.57 | 143.56 | 2 | 0
2030 | PJM_ROR_2_MISO_MO-IL | PJM_ROR | MISO_MO-IL | Internal | Summer | B4 | 100 | 1111 | 0 | 140.31 | 140.47 | 2 | 0
2030 | PJM_ROR_2_MISO_MO-IL | PJM_ROR | MISO_MO-IL | Internal | Summer | B5 | 200 | 1111 | 0 | 140.17 | 138.27 | 2 | 0
2030 | PJM_ROR_2_MISO_MO-IL | PJM_ROR | MISO_MO-IL | Internal | Summer | B6 | 300 | 1111 | 0 | 101.51 | 99.52 | 2 | 0
2030 | PJM_ROR_2_MISO_MO-IL | PJM_ROR | MISO_MO-IL | Internal | Summer | B7 | 400 | 1111 | 0 | 90.2 | 88.21 | 2 | 0
2030 | PJM_ROR_2_MISO_MO-IL | PJM_ROR | MISO_MO-IL | Internal | Summer | B8 | 500 | 1111 | 0 | 85.74 | 83.82 | 2 | 0
2030 | PJM_ROR_2_MISO_MO-IL | PJM_ROR | MISO_MO-IL | Internal | Summer | B9 | 800 | 1111 | 0 | 82.7 | 80.72 | 2 | 0
2030 | PJM_ROR_2_MISO_MO-IL | PJM_ROR | MISO_MO-IL | Internal | Summer | B10 | 1262 | 1111 | 0 | 74.33 | 74.55 | 2 | 0
2030 | PJM_ROR_2_MISO_MO-IL | PJM_ROR | MISO_MO-IL | Internal | Winter | B16 | 25 | 1111 | 0 | 100.44 | 85.48 | 2 | 0
2030 | PJM_ROR_2_MISO_MO-IL | PJM_ROR | MISO_MO-IL | Internal | Winter | B17 | 100 | 1111 | 0 | 95.36 | 86.75 | 2 | 0
2030 | PJM_ROR_2_MISO_MO-IL | PJM_ROR | MISO_MO-IL | Internal | Winter | B18 | 400 | 1111 | 0 | 91.12 | 88 | 2 | 0
2030 | PJM_ROR_2_MISO_MO-IL | PJM_ROR | MISO_MO-IL | Internal | Winter | B19 | 700 | 1111 | 0 | 82.3 | 80.3 | 2 | 0
2030 | PJM_ROR_2_MISO_MO-IL | PJM_ROR | MISO_MO-IL | Internal | Winter | B20 | 935 | 1111 | 0 | 78.9 | 74.09 | 2 | 0
2030 | PJM_ROR_2_MISO_WUMS | PJM_ROR | MISO_WUMS | Internal | Shoulder | B11 | 25 | 1467 | 0 | 93.71 | 91.71 | 2 | 0
2030 | PJM_ROR_2_MISO_WUMS | PJM_ROR | MISO_WUMS | Internal | Shoulder | B12 | 200 | 1467 | 0 | 89.26 | 87.28 | 2 | 0
2030 | PJM_ROR_2_MISO_WUMS | PJM_ROR | MISO_WUMS | Internal | Shoulder | B13 | 600 | 1467 | 0 | 87.5 | 85.5 | 2 | 0
2030 | PJM_ROR_2_MISO_WUMS | PJM_ROR | MISO_WUMS | Internal | Shoulder | B14 | 900 | 1467 | 0 | 78.79 | 76.79 | 2 | 0
2030 | PJM_ROR_2_MISO_WUMS | PJM_ROR | MISO_WUMS | Internal | Shoulder | B15 | 1203 | 1467 | 0 | 75.83 | 75.66 | 2 | 0
2030 | PJM_ROR_2_MISO_WUMS | PJM_ROR | MISO_WUMS | Internal | Summer | B1 | 10 | 1467 | 0 | 147.82 | 145.83 | 2 | 0
2030 | PJM_ROR_2_MISO_WUMS | PJM_ROR | MISO_WUMS | Internal | Summer | B2 | 25 | 1467 | 0 | 146.22 | 144.23 | 2 | 0
2030 | PJM_ROR_2_MISO_WUMS | PJM_ROR | MISO_WUMS | Internal | Summer | B3 | 75 | 1467 | 0 | 141.57 | 139.58 | 2 | 0
2030 | PJM_ROR_2_MISO_WUMS | PJM_ROR | MISO_WUMS | Internal | Summer | B4 | 100 | 1467 | 0 | 140.31 | 138.32 | 2 | 0
2030 | PJM_ROR_2_MISO_WUMS | PJM_ROR | MISO_WUMS | Internal | Summer | B5 | 200 | 1467 | 0 | 140.17 | 138.17 | 2 | 0
2030 | PJM_ROR_2_MISO_WUMS | PJM_ROR | MISO_WUMS | Internal | Summer | B6 | 300 | 1467 | 0 | 101.51 | 99.51 | 2 | 0
2030 | PJM_ROR_2_MISO_WUMS | PJM_ROR | MISO_WUMS | Internal | Summer | B7 | 400 | 1467 | 0 | 90.2 | 88.2 | 2 | 0
2030 | PJM_ROR_2_MISO_WUMS | PJM_ROR | MISO_WUMS | Internal | Summer | B8 | 500 | 1467 | 0 | 85.74 | 83.75 | 2 | 0
2030 | PJM_ROR_2_MISO_WUMS | PJM_ROR | MISO_WUMS | Internal | Summer | B9 | 800 | 1467 | 0 | 82.7 | 80.71 | 2 | 0
2030 | PJM_ROR_2_MISO_WUMS | PJM_ROR | MISO_WUMS | Internal | Summer | B10 | 1262 | 1467 | 0 | 74.33 | 74.3 | 2 | 0
2030 | PJM_ROR_2_MISO_WUMS | PJM_ROR | MISO_WUMS | Internal | Winter | B16 | 25 | 1467 | 0 | 100.44 | 90.39 | 2 | 0
2030 | PJM_ROR_2_MISO_WUMS | PJM_ROR | MISO_WUMS | Internal | Winter | B17 | 100 | 1467 | 0 | 95.36 | 90.39 | 2 | 0
2030 | PJM_ROR_2_MISO_WUMS | PJM_ROR | MISO_WUMS | Internal | Winter | B18 | 400 | 1467 | 0 | 91.12 | 89.12 | 2 | 0
2030 | PJM_ROR_2_MISO_WUMS | PJM_ROR | MISO_WUMS | Internal | Winter | B19 | 700 | 1467 | 0 | 82.3 | 80.3 | 2 | 0
2030 | PJM_ROR_2_MISO_WUMS | PJM_ROR | MISO_WUMS | Internal | Winter | B20 | 935 | 1467 | 0 | 78.9 | 78.29 | 2 | 0
2030 | PJM_ROR_2_PJM_ROM | PJM_ROR | PJM_ROM | Internal | Shoulder | B11 | 25 | 8000 | 3412.69 | 93.71 | 93.72 | 0.01 | 0
2030 | PJM_ROR_2_PJM_ROM | PJM_ROR | PJM_ROM | Internal | Shoulder | B12 | 200 | 8000 | 4152.67 | 89.26 | 89.27 | 0.01 | 0
2030 | PJM_ROR_2_PJM_ROM | PJM_ROR | PJM_ROM | Internal | Shoulder | B13 | 600 | 8000 | 8000 | 87.5 | 87.64 | 0.01 | 0.14
2030 | PJM_ROR_2_PJM_ROM | PJM_ROR | PJM_ROM | Internal | Shoulder | B14 | 900 | 8000 | 7337.23 | 78.79 | 78.8 | 0.01 | 0
2030 | PJM_ROR_2_PJM_ROM | PJM_ROR | PJM_ROM | Internal | Shoulder | B15 | 1203 | 8000 | 8000 | 75.83 | 75.95 | 0.01 | 0.11
2030 | PJM_ROR_2_PJM_ROM | PJM_ROR | PJM_ROM | Internal | Summer | B1 | 10 | 8000 | 8000 | 147.82 | 194.1 | 0.01 | 46.27
2030 | PJM_ROR_2_PJM_ROM | PJM_ROR | PJM_ROM | Internal | Summer | B2 | 25 | 8000 | 7738.71 | 146.22 | 146.23 | 0.01 | 0
2030 | PJM_ROR_2_PJM_ROM | PJM_ROR | PJM_ROM | Internal | Summer | B3 | 75 | 8000 | 1641.59 | 141.57 | 141.58 | 0.01 | 0
2030 | PJM_ROR_2_PJM_ROM | PJM_ROR | PJM_ROM | Internal | Summer | B4 | 100 | 8000 | 0 | 140.31 | 140.3 | 0.01 | 0
2030 | PJM_ROR_2_PJM_ROM | PJM_ROR | PJM_ROM | Internal | Summer | B5 | 200 | 8000 | 0 | 140.17 | 140.15 | 0.01 | 0
2030 | PJM_ROR_2_PJM_ROM | PJM_ROR | PJM_ROM | Internal | Summer | B6 | 300 | 8000 | 0 | 101.51 | 101.5 | 0.01 | 0
2030 | PJM_ROR_2_PJM_ROM | PJM_ROR | PJM_ROM | Internal | Summer | B7 | 400 | 8000 | 3621.66 | 90.2 | 90.21 | 0.01 | 0
2030 | PJM_ROR_2_PJM_ROM | PJM_ROR | PJM_ROM | Internal | Summer | B8 | 500 | 8000 | 2869.45 | 85.74 | 85.75 | 0.01 | 0
2030 | PJM_ROR_2_PJM_ROM | PJM_ROR | PJM_ROM | Internal | Summer | B9 | 800 | 8000 | 6074.97 | 82.7 | 82.71 | 0.01 | 0
2030 | PJM_ROR_2_PJM_ROM | PJM_ROR | PJM_ROM | Internal | Summer | B10 | 1262 | 8000 | 3667.18 | 74.33 | 74.34 | 0.01 | 0
2030 | PJM_ROR_2_PJM_ROM | PJM_ROR | PJM_ROM | Internal | Winter | B16 | 25 | 8000 | 6601.49 | 100.44 | 100.45 | 0.01 | 0
2030 | PJM_ROR_2_PJM_ROM | PJM_ROR | PJM_ROM | Internal | Winter | B17 | 100 | 8000 | 5277.13 | 95.36 | 95.37 | 0.01 | 0
2030 | PJM_ROR_2_PJM_ROM | PJM_ROR | PJM_ROM | Internal | Winter | B18 | 400 | 8000 | 8000 | 91.12 | 93.46 | 0.01 | 2.33
2030 | PJM_ROR_2_PJM_ROM | PJM_ROR | PJM_ROM | Internal | Winter | B19 | 700 | 8000 | 7451.89 | 82.3 | 82.31 | 0.01 | 0
2030 | PJM_ROR_2_PJM_ROM | PJM_ROR | PJM_ROM | Internal | Winter | B20 | 935 | 8000 | 7163.47 | 78.9 | 78.91 | 0.01 | 0
2030 | PJM_ROR_2_TVA_Transmission | PJM_ROR | TVA_Transmission | Internal | Shoulder | B11 | 25 | 2500 | 1217.68 | 93.71 | 99.71 | 6 | 0
2030 | PJM_ROR_2_TVA_Transmission | PJM_ROR | TVA_Transmission | Internal | Shoulder | B12 | 200 | 2500 | 1473.21 | 89.26 | 95.26 | 6 | 0
2030 | PJM_ROR_2_TVA_Transmission | PJM_ROR | TVA_Transmission | Internal | Shoulder | B13 | 600 | 2500 | 0 | 87.5 | 91.71 | 6 | 0
2030 | PJM_ROR_2_TVA_Transmission | PJM_ROR | TVA_Transmission | Internal | Shoulder | B14 | 900 | 2500 | 920.49 | 78.79 | 84.79 | 6 | 0
2030 | PJM_ROR_2_TVA_Transmission | PJM_ROR | TVA_Transmission | Internal | Shoulder | B15 | 1203 | 2500 | 0 | 75.83 | 79.57 | 6 | 0
2030 | PJM_ROR_2_TVA_Transmission | PJM_ROR | TVA_Transmission | Internal | Summer | B1 | 10 | 2500 | 2500 | 147.82 | 162.48 | 6 | 8.66
2030 | PJM_ROR_2_TVA_Transmission | PJM_ROR | TVA_Transmission | Internal | Summer | B2 | 25 | 2500 | 2500 | 146.22 | 162.48 | 6 | 10.26
2030 | PJM_ROR_2_TVA_Transmission | PJM_ROR | TVA_Transmission | Internal | Summer | B3 | 75 | 2500 | 2500 | 141.57 | 151.56 | 6 | 3.99
2030 | PJM_ROR_2_TVA_Transmission | PJM_ROR | TVA_Transmission | Internal | Summer | B4 | 100 | 2500 | 2500 | 140.31 | 148.47 | 6 | 2.16
2030 | PJM_ROR_2_TVA_Transmission | PJM_ROR | TVA_Transmission | Internal | Summer | B5 | 200 | 2500 | 1442.94 | 140.17 | 146.17 | 6 | 0
2030 | PJM_ROR_2_TVA_Transmission | PJM_ROR | TVA_Transmission | Internal | Summer | B6 | 300 | 2500 | 1112.31 | 101.51 | 107.51 | 6 | 0
2030 | PJM_ROR_2_TVA_Transmission | PJM_ROR | TVA_Transmission | Internal | Summer | B7 | 400 | 2500 | 0 | 90.2 | 94.92 | 6 | 0
2030 | PJM_ROR_2_TVA_Transmission | PJM_ROR | TVA_Transmission | Internal | Summer | B8 | 500 | 2500 | 1529.49 | 85.74 | 91.74 | 6 | 0
2030 | PJM_ROR_2_TVA_Transmission | PJM_ROR | TVA_Transmission | Internal | Summer | B9 | 800 | 2500 | 2500 | 82.7 | 88.72 | 6 | 0.02
2030 | PJM_ROR_2_TVA_Transmission | PJM_ROR | TVA_Transmission | Internal | Summer | B10 | 1262 | 2500 | 1769.35 | 74.33 | 80.33 | 6 | 0
2030 | PJM_ROR_2_TVA_Transmission | PJM_ROR | TVA_Transmission | Internal | Winter | B16 | 25 | 2500 | 0 | 100.44 | 101.48 | 6 | 0
2030 | PJM_ROR_2_TVA_Transmission | PJM_ROR | TVA_Transmission | Internal | Winter | B17 | 100 | 2500 | 0 | 95.36 | 94.75 | 6 | 0
2030 | PJM_ROR_2_TVA_Transmission | PJM_ROR | TVA_Transmission | Internal | Winter | B18 | 400 | 2500 | 0 | 91.12 | 96 | 6 | 0
2030 | PJM_ROR_2_TVA_Transmission | PJM_ROR | TVA_Transmission | Internal | Winter | B19 | 700 | 2500 | 924.39 | 82.3 | 88.3 | 6 | 0
2030 | PJM_ROR_2_TVA_Transmission | PJM_ROR | TVA_Transmission | Internal | Winter | B20 | 935 | 2500 | 0 | 78.9 | 82.09 | 6 | 0
2030 | PJM_ROR_2_VACAR | PJM_ROR | VACAR | Internal | Shoulder | B11 | 25 | 3000 | 2103.93 | 93.71 | 99.71 | 6 | 0
2030 | PJM_ROR_2_VACAR | PJM_ROR | VACAR | Internal | Shoulder | B12 | 200 | 3000 | 1880.47 | 89.26 | 95.26 | 6 | 0
2030 | PJM_ROR_2_VACAR | PJM_ROR | VACAR | Internal | Shoulder | B13 | 600 | 3000 | 0 | 87.5 | 91.84 | 6 | 0
2030 | PJM_ROR_2_VACAR | PJM_ROR | VACAR | Internal | Shoulder | B14 | 900 | 3000 | 2412.01 | 78.79 | 84.79 | 6 | 0
2030 | PJM_ROR_2_VACAR | PJM_ROR | VACAR | Internal | Shoulder | B15 | 1203 | 3000 | 3000 | 75.83 | 82.78 | 6 | 0.96
2030 | PJM_ROR_2_VACAR | PJM_ROR | VACAR | Internal | Summer | B1 | 10 | 3000 | 3000 | 147.82 | 751.19 | 6 | 597.37
2030 | PJM_ROR_2_VACAR | PJM_ROR | VACAR | Internal | Summer | B2 | 25 | 3000 | 3000 | 146.22 | 751.19 | 6 | 598.97
2030 | PJM_ROR_2_VACAR | PJM_ROR | VACAR | Internal | Summer | B3 | 75 | 3000 | 3000 | 141.57 | 170.56 | 6 | 22.99
2030 | PJM_ROR_2_VACAR | PJM_ROR | VACAR | Internal | Summer | B4 | 100 | 3000 | 3000 | 140.31 | 149.47 | 6 | 3.16
2030 | PJM_ROR_2_VACAR | PJM_ROR | VACAR | Internal | Summer | B5 | 200 | 3000 | 1182.84 | 140.17 | 146.17 | 6 | 0
2030 | PJM_ROR_2_VACAR | PJM_ROR | VACAR | Internal | Summer | B6 | 300 | 3000 | 1676.52 | 101.51 | 107.51 | 6 | 0
2030 | PJM_ROR_2_VACAR | PJM_ROR | VACAR | Internal | Summer | B7 | 400 | 3000 | 1560.41 | 90.2 | 96.2 | 6 | 0
2030 | PJM_ROR_2_VACAR | PJM_ROR | VACAR | Internal | Summer | B8 | 500 | 3000 | 926.64 | 85.74 | 91.74 | 6 | 0
2030 | PJM_ROR_2_VACAR | PJM_ROR | VACAR | Internal | Summer | B9 | 800 | 3000 | 0 | 82.7 | 83.83 | 6 | 0
2030 | PJM_ROR_2_VACAR | PJM_ROR | VACAR | Internal | Summer | B10 | 1262 | 3000 | 3000 | 74.33 | 80.82 | 6 | 0.49
2030 | PJM_ROR_2_VACAR | PJM_ROR | VACAR | Internal | Winter | B16 | 25 | 3000 | 3000 | 100.44 | 111.48 | 6 | 5.04
2030 | PJM_ROR_2_VACAR | PJM_ROR | VACAR | Internal | Winter | B17 | 100 | 3000 | 2784.61 | 95.36 | 101.36 | 6 | 0
2030 | PJM_ROR_2_VACAR | PJM_ROR | VACAR | Internal | Winter | B18 | 400 | 3000 | 729.93 | 91.12 | 97.12 | 6 | 0
2030 | PJM_ROR_2_VACAR | PJM_ROR | VACAR | Internal | Winter | B19 | 700 | 3000 | 401.87 | 82.3 | 88.3 | 6 | 0
2030 | PJM_ROR_2_VACAR | PJM_ROR | VACAR | Internal | Winter | B20 | 935 | 3000 | 3000 | 78.9 | 87.17 | 6 | 2.27
2030 | PJM_ROM_2_PJM_E | PJM_ROM | PJM_E | Internal | Shoulder | B11 | 25 | 8000 | 0 | 93.72 | 93.71 | 0.01 | 0
2030 | PJM_ROM_2_PJM_E | PJM_ROM | PJM_E | Internal | Shoulder | B12 | 200 | 8000 | 0 | 89.27 | 89.26 | 0.01 | 0
2030 | PJM_ROM_2_PJM_E | PJM_ROM | PJM_E | Internal | Shoulder | B13 | 600 | 8000 | 1053.41 | 87.64 | 87.66 | 0.01 | 0
2030 | PJM_ROM_2_PJM_E | PJM_ROM | PJM_E | Internal | Shoulder | B14 | 900 | 8000 | 547.27 | 78.8 | 78.81 | 0.01 | 0
2030 | PJM_ROM_2_PJM_E | PJM_ROM | PJM_E | Internal | Shoulder | B15 | 1203 | 8000 | 878.16 | 75.95 | 75.96 | 0.01 | 0
2030 | PJM_ROM_2_PJM_E | PJM_ROM | PJM_E | Internal | Summer | B1 | 10 | 8000 | 1834.68 | 194.1 | 194.11 | 0.01 | 0
2030 | PJM_ROM_2_PJM_E | PJM_ROM | PJM_E | Internal | Summer | B2 | 25 | 8000 | 1727.5 | 146.23 | 146.24 | 0.01 | 0
2030 | PJM_ROM_2_PJM_E | PJM_ROM | PJM_E | Internal | Summer | B3 | 75 | 8000 | 0 | 141.58 | 141.57 | 0.01 | 0
2030 | PJM_ROM_2_PJM_E | PJM_ROM | PJM_E | Internal | Summer | B4 | 100 | 8000 | 0 | 140.3 | 140.28 | 0.01 | 0
2030 | PJM_ROM_2_PJM_E | PJM_ROM | PJM_E | Internal | Summer | B5 | 200 | 8000 | 0 | 140.15 | 140.14 | 0.01 | 0
2030 | PJM_ROM_2_PJM_E | PJM_ROM | PJM_E | Internal | Summer | B6 | 300 | 8000 | 0 | 101.5 | 101.48 | 0.01 | 0
2030 | PJM_ROM_2_PJM_E | PJM_ROM | PJM_E | Internal | Summer | B7 | 400 | 8000 | 0 | 90.21 | 90.2 | 0.01 | 0
2030 | PJM_ROM_2_PJM_E | PJM_ROM | PJM_E | Internal | Summer | B8 | 500 | 8000 | 0 | 85.75 | 85.74 | 0.01 | 0
2030 | PJM_ROM_2_PJM_E | PJM_ROM | PJM_E | Internal | Summer | B9 | 800 | 8000 | 0 | 82.71 | 82.7 | 0.01 | 0
2030 | PJM_ROM_2_PJM_E | PJM_ROM | PJM_E | Internal | Summer | B10 | 1262 | 8000 | 0 | 74.34 | 74.33 | 0.01 | 0
2030 | PJM_ROM_2_PJM_E | PJM_ROM | PJM_E | Internal | Winter | B16 | 25 | 8000 | 0 | 100.45 | 100.44 | 0.01 | 0
2030 | PJM_ROM_2_PJM_E | PJM_ROM | PJM_E | Internal | Winter | B17 | 100 | 8000 | 0 | 95.37 | 95.36 | 0.01 | 0
2030 | PJM_ROM_2_PJM_E | PJM_ROM | PJM_E | Internal | Winter | B18 | 400 | 8000 | 1733.38 | 93.46 | 93.47 | 0.01 | 0
2030 | PJM_ROM_2_PJM_E | PJM_ROM | PJM_E | Internal | Winter | B19 | 700 | 8000 | 619.08 | 82.31 | 82.32 | 0.01 | 0
2030 | PJM_ROM_2_PJM_E | PJM_ROM | PJM_E | Internal | Winter | B20 | 935 | 8000 | 1262.25 | 78.91 | 78.93 | 0.01 | 0
2030 | PJM_ROM_2_PJM_ROR | PJM_ROM | PJM_ROR | Internal | Shoulder | B11 | 25 | 8000 | 0 | 93.72 | 93.71 | 0.01 | 0
2030 | PJM_ROM_2_PJM_ROR | PJM_ROM | PJM_ROR | Internal | Shoulder | B12 | 200 | 8000 | 0 | 89.27 | 89.26 | 0.01 | 0
2030 | PJM_ROM_2_PJM_ROR | PJM_ROM | PJM_ROR | Internal | Shoulder | B13 | 600 | 8000 | 0 | 87.64 | 87.5 | 0.01 | 0
2030 | PJM_ROM_2_PJM_ROR | PJM_ROM | PJM_ROR | Internal | Shoulder | B14 | 900 | 8000 | 0 | 78.8 | 78.79 | 0.01 | 0
2030 | PJM_ROM_2_PJM_ROR | PJM_ROM | PJM_ROR | Internal | Shoulder | B15 | 1203 | 8000 | 0 | 75.95 | 75.83 | 0.01 | 0
2030 | PJM_ROM_2_PJM_ROR | PJM_ROM | PJM_ROR | Internal | Summer | B1 | 10 | 8000 | 0 | 194.1 | 147.82 | 0.01 | 0
2030 | PJM_ROM_2_PJM_ROR | PJM_ROM | PJM_ROR | Internal | Summer | B2 | 25 | 8000 | 0 | 146.23 | 146.22 | 0.01 | 0
2030 | PJM_ROM_2_PJM_ROR | PJM_ROM | PJM_ROR | Internal | Summer | B3 | 75 | 8000 | 0 | 141.58 | 141.57 | 0.01 | 0
2030 | PJM_ROM_2_PJM_ROR | PJM_ROM | PJM_ROR | Internal | Summer | B4 | 100 | 8000 | 1530.9 | 140.3 | 140.31 | 0.01 | 0
2030 | PJM_ROM_2_PJM_ROR | PJM_ROM | PJM_ROR | Internal | Summer | B5 | 200 | 8000 | 2144.66 | 140.15 | 140.17 | 0.01 | 0
2030 | PJM_ROM_2_PJM_ROR | PJM_ROM | PJM_ROR | Internal | Summer | B6 | 300 | 8000 | 1315.04 | 101.5 | 101.51 | 0.01 | 0
2030 | PJM_ROM_2_PJM_ROR | PJM_ROM | PJM_ROR | Internal | Summer | B7 | 400 | 8000 | 0 | 90.21 | 90.2 | 0.01 | 0
2030 | PJM_ROM_2_PJM_ROR | PJM_ROM | PJM_ROR | Internal | Summer | B8 | 500 | 8000 | 0 | 85.75 | 85.74 | 0.01 | 0
2030 | PJM_ROM_2_PJM_ROR | PJM_ROM | PJM_ROR | Internal | Summer | B9 | 800 | 8000 | 0 | 82.71 | 82.7 | 0.01 | 0
2030 | PJM_ROM_2_PJM_ROR | PJM_ROM | PJM_ROR | Internal | Summer | B10 | 1262 | 8000 | 0 | 74.34 | 74.33 | 0.01 | 0
2030 | PJM_ROM_2_PJM_ROR | PJM_ROM | PJM_ROR | Internal | Winter | B16 | 25 | 8000 | 0 | 100.45 | 100.44 | 0.01 | 0
2030 | PJM_ROM_2_PJM_ROR | PJM_ROM | PJM_ROR | Internal | Winter | B17 | 100 | 8000 | 0 | 95.37 | 95.36 | 0.01 | 0
2030 | PJM_ROM_2_PJM_ROR | PJM_ROM | PJM_ROR | Internal | Winter | B18 | 400 | 8000 | 0 | 93.46 | 91.12 | 0.01 | 0
2030 | PJM_ROM_2_PJM_ROR | PJM_ROM | PJM_ROR | Internal | Winter | B19 | 700 | 8000 | 0 | 82.31 | 82.3 | 0.01 | 0
2030 | PJM_ROM_2_PJM_ROR | PJM_ROM | PJM_ROR | Internal | Winter | B20 | 935 | 8000 | 0 | 78.91 | 78.9 | 0.01 | 0
2030 | SOCO_2_ENT | SOCO | ENT | Internal | Shoulder | B11 | 25 | 2400 | 0 | 100.44 | 94.17 | 10 | 0
2030 | SOCO_2_ENT | SOCO | ENT | Internal | Shoulder | B12 | 200 | 2400 | 0 | 92.33 | 90.32 | 10 | 0
2030 | SOCO_2_ENT | SOCO | ENT | Internal | Shoulder | B13 | 600 | 2400 | 0 | 92.33 | 84.33 | 10 | 0
2030 | SOCO_2_ENT | SOCO | ENT | Internal | Shoulder | B14 | 900 | 2400 | 0 | 92.11 | 78.23 | 10 | 0
2030 | SOCO_2_ENT | SOCO | ENT | Internal | Shoulder | B15 | 1203 | 2400 | 0 | 79.94 | 71.94 | 10 | 0
2030 | SOCO_2_ENT | SOCO | ENT | Internal | Summer | B1 | 10 | 2400 | 0 | 741.19 | 137.82 | 10 | 0
2030 | SOCO_2_ENT | SOCO | ENT | Internal | Summer | B2 | 25 | 2400 | 0 | 673.39 | 148.93 | 10 | 0
2030 | SOCO_2_ENT | SOCO | ENT | Internal | Summer | B3 | 75 | 2400 | 0 | 160.56 | 151.56 | 10 | 0
2030 | SOCO_2_ENT | SOCO | ENT | Internal | Summer | B4 | 100 | 2400 | 0 | 156.47 | 148.47 | 10 | 0
2030 | SOCO_2_ENT | SOCO | ENT | Internal | Summer | B5 | 200 | 2400 | 0 | 136.17 | 138.27 | 10 | 0
2030 | SOCO_2_ENT | SOCO | ENT | Internal | Summer | B6 | 300 | 2400 | 0 | 97.51 | 99.52 | 10 | 0
2030 | SOCO_2_ENT | SOCO | ENT | Internal | Summer | B7 | 400 | 2400 | 0 | 94.16 | 93.63 | 10 | 0
2030 | SOCO_2_ENT | SOCO | ENT | Internal | Summer | B8 | 500 | 2400 | 0 | 90.83 | 91.82 | 10 | 0
2030 | SOCO_2_ENT | SOCO | ENT | Internal | Summer | B9 | 800 | 2400 | 0 | 90.83 | 88.72 | 10 | 0
2030 | SOCO_2_ENT | SOCO | ENT | Internal | Summer | B10 | 1262 | 2400 | 0 | 84.74 | 76.74 | 10 | 0
2030 | SOCO_2_ENT | SOCO | ENT | Internal | Winter | B16 | 25 | 2400 | 0 | 101.48 | 93.48 | 10 | 0
2030 | SOCO_2_ENT | SOCO | ENT | Internal | Winter | B17 | 100 | 2400 | 0 | 95.49 | 87.49 | 10 | 0
2030 | SOCO_2_ENT | SOCO | ENT | Internal | Winter | B18 | 400 | 2400 | 0 | 95.49 | 88.01 | 10 | 0
2030 | SOCO_2_ENT | SOCO | ENT | Internal | Winter | B19 | 700 | 2400 | 0 | 95.3 | 80.91 | 10 | 0
2030 | SOCO_2_ENT | SOCO | ENT | Internal | Winter | B20 | 935 | 2400 | 0 | 82.63 | 74.09 | 10 | 0
2030 | SOCO_2_FRCC | SOCO | FRCC | Internal | Shoulder | B11 | 25 | 3700 | 0 | 100.44 | 97.57 | 10 | 0
2030 | SOCO_2_FRCC | SOCO | FRCC | Internal | Shoulder | B12 | 200 | 3700 | 0 | 92.33 | 97.57 | 10 | 0
2030 | SOCO_2_FRCC | SOCO | FRCC | Internal | Shoulder | B13 | 600 | 3700 | 0 | 92.33 | 97.57 | 10 | 0
2030 | SOCO_2_FRCC | SOCO | FRCC | Internal | Shoulder | B14 | 900 | 3700 | 0 | 92.11 | 92.29 | 10 | 0
2030 | SOCO_2_FRCC | SOCO | FRCC | Internal | Shoulder | B15 | 1203 | 3700 | 0 | 79.94 | 84.39 | 10 | 0
2030 | SOCO_2_FRCC | SOCO | FRCC | Internal | Summer | B1 | 10 | 3700 | 393.22 | 741.19 | 751.19 | 10 | 0
2030 | SOCO_2_FRCC | SOCO | FRCC | Internal | Summer | B2 | 25 | 3700 | 89.72 | 673.39 | 683.39 | 10 | 0
2030 | SOCO_2_FRCC | SOCO | FRCC | Internal | Summer | B3 | 75 | 3700 | 0 | 160.56 | 151.51 | 10 | 0
2030 | SOCO_2_FRCC | SOCO | FRCC | Internal | Summer | B4 | 100 | 3700 | 0 | 156.47 | 151.51 | 10 | 0
2030 | SOCO_2_FRCC | SOCO | FRCC | Internal | Summer | B5 | 200 | 3700 | 0 | 136.17 | 103.96 | 10 | 0
2030 | SOCO_2_FRCC | SOCO | FRCC | Internal | Summer | B6 | 300 | 3700 | 0 | 97.51 | 96.66 | 10 | 0
2030 | SOCO_2_FRCC | SOCO | FRCC | Internal | Summer | B7 | 400 | 3700 | 0 | 94.16 | 96.66 | 10 | 0
2030 | SOCO_2_FRCC | SOCO | FRCC | Internal | Summer | B8 | 500 | 3700 | 0 | 90.83 | 96.66 | 10 | 0
2030 | SOCO_2_FRCC | SOCO | FRCC | Internal | Summer | B9 | 800 | 3700 | 0 | 90.83 | 96.66 | 10 | 0
2030 | SOCO_2_FRCC | SOCO | FRCC | Internal | Summer | B10 | 1262 | 3700 | 0 | 84.74 | 83.61 | 10 | 0
2030 | SOCO_2_FRCC | SOCO | FRCC | Internal | Winter | B16 | 25 | 3700 | 0 | 101.48 | 100.23 | 10 | 0
2030 | SOCO_2_FRCC | SOCO | FRCC | Internal | Winter | B17 | 100 | 3700 | 0 | 95.49 | 100.23 | 10 | 0
2030 | SOCO_2_FRCC | SOCO | FRCC | Internal | Winter | B18 | 400 | 3700 | 0 | 95.49 | 100.23 | 10 | 0
2030 | SOCO_2_FRCC | SOCO | FRCC | Internal | Winter | B19 | 700 | 3700 | 0 | 95.3 | 88.44 | 10 | 0
2030 | SOCO_2_FRCC | SOCO | FRCC | Internal | Winter | B20 | 935 | 3700 | 0 | 82.63 | 86.65 | 10 | 0
2030 | SOCO_2_TVA_Transmission | SOCO | TVA_Transmission | Internal | Shoulder | B11 | 25 | 2600 | 0 | 100.44 | 99.71 | 10 | 0
2030 | SOCO_2_TVA_Transmission | SOCO | TVA_Transmission | Internal | Shoulder | B12 | 200 | 2600 | 0 | 92.33 | 95.26 | 10 | 0
2030 | SOCO_2_TVA_Transmission | SOCO | TVA_Transmission | Internal | Shoulder | B13 | 600 | 2600 | 0 | 92.33 | 91.71 | 10 | 0
2030 | SOCO_2_TVA_Transmission | SOCO | TVA_Transmission | Internal | Shoulder | B14 | 900 | 2600 | 0 | 92.11 | 84.79 | 10 | 0
2030 | SOCO_2_TVA_Transmission | SOCO | TVA_Transmission | Internal | Shoulder | B15 | 1203 | 2600 | 0 | 79.94 | 79.57 | 10 | 0
2030 | SOCO_2_TVA_Transmission | SOCO | TVA_Transmission | Internal | Summer | B1 | 10 | 2600 | 0 | 741.19 | 162.48 | 10 | 0
2030 | SOCO_2_TVA_Transmission | SOCO | TVA_Transmission | Internal | Summer | B2 | 25 | 2600 | 0 | 673.39 | 162.48 | 10 | 0
2030 | SOCO_2_TVA_Transmission | SOCO | TVA_Transmission | Internal | Summer | B3 | 75 | 2600 | 0 | 160.56 | 151.56 | 10 | 0
2030 | SOCO_2_TVA_Transmission | SOCO | TVA_Transmission | Internal | Summer | B4 | 100 | 2600 | 0 | 156.47 | 148.47 | 10 | 0
2030 | SOCO_2_TVA_Transmission | SOCO | TVA_Transmission | Internal | Summer | B5 | 200 | 2600 | 473.07 | 136.17 | 146.17 | 10 | 0
2030 | SOCO_2_TVA_Transmission | SOCO | TVA_Transmission | Internal | Summer | B6 | 300 | 2600 | 387.69 | 97.51 | 107.51 | 10 | 0
2030 | SOCO_2_TVA_Transmission | SOCO | TVA_Transmission | Internal | Summer | B7 | 400 | 2600 | 0 | 94.16 | 94.92 | 10 | 0
2030 | SOCO_2_TVA_Transmission | SOCO | TVA_Transmission | Internal | Summer | B8 | 500 | 2600 | 0 | 90.83 | 91.74 | 10 | 0
2030 | SOCO_2_TVA_Transmission | SOCO | TVA_Transmission | Internal | Summer | B9 | 800 | 2600 | 0 | 90.83 | 88.72 | 10 | 0
2030 | SOCO_2_TVA_Transmission | SOCO | TVA_Transmission | Internal | Summer | B10 | 1262 | 2600 | 0 | 84.74 | 80.33 | 10 | 0
2030 | SOCO_2_TVA_Transmission | SOCO | TVA_Transmission | Internal | Winter | B16 | 25 | 2600 | 0 | 101.48 | 101.48 | 10 | 0
2030 | SOCO_2_TVA_Transmission | SOCO | TVA_Transmission | Internal | Winter | B17 | 100 | 2600 | 0 | 95.49 | 94.75 | 10 | 0
2030 | SOCO_2_TVA_Transmission | SOCO | TVA_Transmission | Internal | Winter | B18 | 400 | 2600 | 0 | 95.49 | 96 | 10 | 0
2030 | SOCO_2_TVA_Transmission | SOCO | TVA_Transmission | Internal | Winter | B19 | 700 | 2600 | 0 | 95.3 | 88.3 | 10 | 0
2030 | SOCO_2_TVA_Transmission | SOCO | TVA_Transmission | Internal | Winter | B20 | 935 | 2600 | 0 | 82.63 | 82.09 | 10 | 0
2030 | SOCO_2_VACAR | SOCO | VACAR | Internal | Shoulder | B11 | 25 | 2000 | 0 | 100.44 | 99.71 | 10 | 0
2030 | SOCO_2_VACAR | SOCO | VACAR | Internal | Shoulder | B12 | 200 | 2000 | 0 | 92.33 | 95.26 | 10 | 0
2030 | SOCO_2_VACAR | SOCO | VACAR | Internal | Shoulder | B13 | 600 | 2000 | 0 | 92.33 | 91.84 | 10 | 0
2030 | SOCO_2_VACAR | SOCO | VACAR | Internal | Shoulder | B14 | 900 | 2000 | 0 | 92.11 | 84.79 | 10 | 0
2030 | SOCO_2_VACAR | SOCO | VACAR | Internal | Shoulder | B15 | 1203 | 2000 | 0 | 79.94 | 82.78 | 10 | 0
2030 | SOCO_2_VACAR | SOCO | VACAR | Internal | Summer | B1 | 10 | 2000 | 576.35 | 741.19 | 751.19 | 10 | 0
2030 | SOCO_2_VACAR | SOCO | VACAR | Internal | Summer | B2 | 25 | 2000 | 2000 | 673.39 | 751.19 | 10 | 67.8
2030 | SOCO_2_VACAR | SOCO | VACAR | Internal | Summer | B3 | 75 | 2000 | 413.42 | 160.56 | 170.56 | 10 | 0
2030 | SOCO_2_VACAR | SOCO | VACAR | Internal | Summer | B4 | 100 | 2000 | 0 | 156.47 | 149.47 | 10 | 0
2030 | SOCO_2_VACAR | SOCO | VACAR | Internal | Summer | B5 | 200 | 2000 | 628.4 | 136.17 | 146.17 | 10 | 0
2030 | SOCO_2_VACAR | SOCO | VACAR | Internal | Summer | B6 | 300 | 2000 | 618.73 | 97.51 | 107.51 | 10 | 0
2030 | SOCO_2_VACAR | SOCO | VACAR | Internal | Summer | B7 | 400 | 2000 | 0 | 94.16 | 96.2 | 10 | 0
2030 | SOCO_2_VACAR | SOCO | VACAR | Internal | Summer | B8 | 500 | 2000 | 0 | 90.83 | 91.74 | 10 | 0
2030 | SOCO_2_VACAR | SOCO | VACAR | Internal | Summer | B9 | 800 | 2000 | 0 | 90.83 | 83.83 | 10 | 0
2030 | SOCO_2_VACAR | SOCO | VACAR | Internal | Summer | B10 | 1262 | 2000 | 0 | 84.74 | 80.82 | 10 | 0
2030 | SOCO_2_VACAR | SOCO | VACAR | Internal | Winter | B16 | 25 | 2000 | 1962.56 | 101.48 | 111.48 | 10 | 0
2030 | SOCO_2_VACAR | SOCO | VACAR | Internal | Winter | B17 | 100 | 2000 | 0 | 95.49 | 101.36 | 10 | 0
2030 | SOCO_2_VACAR | SOCO | VACAR | Internal | Winter | B18 | 400 | 2000 | 0 | 95.49 | 97.12 | 10 | 0
2030 | SOCO_2_VACAR | SOCO | VACAR | Internal | Winter | B19 | 700 | 2000 | 0 | 95.3 | 88.3 | 10 | 0
2030 | SOCO_2_VACAR | SOCO | VACAR | Internal | Winter | B20 | 935 | 2000 | 0 | 82.63 | 87.17 | 10 | 0
2030 | SPP_N_2_ENT | SPP_N | ENT | Internal | Shoulder | B11 | 25 | 7346 | 4173.68 | 89.17 | 94.17 | 5 | 0
2030 | SPP_N_2_ENT | SPP_N | ENT | Internal | Shoulder | B12 | 200 | 7346 | 7346 | 85.31 | 90.32 | 5 | 0.01
2030 | SPP_N_2_ENT | SPP_N | ENT | Internal | Shoulder | B13 | 600 | 7346 | 7346 | 79.32 | 84.33 | 5 | 0.01
2030 | SPP_N_2_ENT | SPP_N | ENT | Internal | Shoulder | B14 | 900 | 7346 | 7346 | 26.99 | 78.23 | 5 | 46.24
2030 | SPP_N_2_ENT | SPP_N | ENT | Internal | Shoulder | B15 | 1203 | 7346 | 7346 | 0.01 | 71.94 | 5 | 66.93
2030 | SPP_N_2_ENT | SPP_N | ENT | Internal | Summer | B1 | 10 | 7346 | 7346 | 92.01 | 137.82 | 5 | 40.81
2030 | SPP_N_2_ENT | SPP_N | ENT | Internal | Summer | B2 | 25 | 7346 | 6097.43 | 143.93 | 148.93 | 5 | 0
2030 | SPP_N_2_ENT | SPP_N | ENT | Internal | Summer | B3 | 75 | 7346 | 2406.05 | 146.56 | 151.56 | 5 | 0
2030 | SPP_N_2_ENT | SPP_N | ENT | Internal | Summer | B4 | 100 | 7346 | 3562.13 | 143.47 | 148.47 | 5 | 0
2030 | SPP_N_2_ENT | SPP_N | ENT | Internal | Summer | B5 | 200 | 7346 | 2622 | 133.27 | 138.27 | 5 | 0
2030 | SPP_N_2_ENT | SPP_N | ENT | Internal | Summer | B6 | 300 | 7346 | 2153.18 | 94.52 | 99.52 | 5 | 0
2030 | SPP_N_2_ENT | SPP_N | ENT | Internal | Summer | B7 | 400 | 7346 | 1161.86 | 88.63 | 93.63 | 5 | 0
2030 | SPP_N_2_ENT | SPP_N | ENT | Internal | Summer | B8 | 500 | 7346 | 3040.06 | 86.82 | 91.82 | 5 | 0
2030 | SPP_N_2_ENT | SPP_N | ENT | Internal | Summer | B9 | 800 | 7346 | 4112.19 | 83.72 | 88.72 | 5 | 0
2030 | SPP_N_2_ENT | SPP_N | ENT | Internal | Summer | B10 | 1262 | 7346 | 7346 | 69.55 | 76.74 | 5 | 2.19
2030 | SPP_N_2_ENT | SPP_N | ENT | Internal | Winter | B16 | 25 | 7346 | 7346 | 54.69 | 93.48 | 5 | 33.79
2030 | SPP_N_2_ENT | SPP_N | ENT | Internal | Winter | B17 | 100 | 7346 | 7346 | 61.31 | 87.49 | 5 | 21.19
2030 | SPP_N_2_ENT | SPP_N | ENT | Internal | Winter | B18 | 400 | 7346 | 7346 | 83 | 88.01 | 5 | 0.01
2030 | SPP_N_2_ENT | SPP_N | ENT | Internal | Winter | B19 | 700 | 7346 | 7346 | 75.3 | 80.91 | 5 | 0.61
2030 | SPP_N_2_ENT | SPP_N | ENT | Internal | Winter | B20 | 935 | 7346 | 7346 | 11.87 | 74.09 | 5 | 57.22
2030 | SPP_N_2_MISO_MO-IL | SPP_N | MISO_MO-IL | Internal | Shoulder | B11 | 25 | 3954 | 0 | 89.17 | 91.72 | 5 | 0
2030 | SPP_N_2_MISO_MO-IL | SPP_N | MISO_MO-IL | Internal | Shoulder | B12 | 200 | 3954 | 0 | 85.31 | 87.27 | 5 | 0
2030 | SPP_N_2_MISO_MO-IL | SPP_N | MISO_MO-IL | Internal | Shoulder | B13 | 600 | 3954 | 0 | 79.32 | 83.71 | 5 | 0
2030 | SPP_N_2_MISO_MO-IL | SPP_N | MISO_MO-IL | Internal | Shoulder | B14 | 900 | 3954 | 3954 | 26.99 | 76.79 | 5 | 44.8
2030 | SPP_N_2_MISO_MO-IL | SPP_N | MISO_MO-IL | Internal | Shoulder | B15 | 1203 | 3954 | 3954 | 0.01 | 71.57 | 5 | 66.56
2030 | SPP_N_2_MISO_MO-IL | SPP_N | MISO_MO-IL | Internal | Summer | B1 | 10 | 3954 | 3954 | 92.01 | 145.82 | 5 | 48.81
2030 | SPP_N_2_MISO_MO-IL | SPP_N | MISO_MO-IL | Internal | Summer | B2 | 25 | 3954 | 0 | 143.93 | 146.47 | 5 | 0
2030 | SPP_N_2_MISO_MO-IL | SPP_N | MISO_MO-IL | Internal | Summer | B3 | 75 | 3954 | 0 | 146.56 | 143.56 | 5 | 0
2030 | SPP_N_2_MISO_MO-IL | SPP_N | MISO_MO-IL | Internal | Summer | B4 | 100 | 3954 | 0 | 143.47 | 140.47 | 5 | 0
2030 | SPP_N_2_MISO_MO-IL | SPP_N | MISO_MO-IL | Internal | Summer | B5 | 200 | 3954 | 1231.74 | 133.27 | 138.27 | 5 | 0
2030 | SPP_N_2_MISO_MO-IL | SPP_N | MISO_MO-IL | Internal | Summer | B6 | 300 | 3954 | 941.76 | 94.52 | 99.52 | 5 | 0
2030 | SPP_N_2_MISO_MO-IL | SPP_N | MISO_MO-IL | Internal | Summer | B7 | 400 | 3954 | 0 | 88.63 | 88.21 | 5 | 0
2030 | SPP_N_2_MISO_MO-IL | SPP_N | MISO_MO-IL | Internal | Summer | B8 | 500 | 3954 | 0 | 86.82 | 83.82 | 5 | 0
2030 | SPP_N_2_MISO_MO-IL | SPP_N | MISO_MO-IL | Internal | Summer | B9 | 800 | 3954 | 0 | 83.72 | 80.72 | 5 | 0
2030 | SPP_N_2_MISO_MO-IL | SPP_N | MISO_MO-IL | Internal | Summer | B10 | 1262 | 3954 | 365.45 | 69.55 | 74.55 | 5 | 0
2030 | SPP_N_2_MISO_MO-IL | SPP_N | MISO_MO-IL | Internal | Winter | B16 | 25 | 3954 | 3954 | 54.69 | 85.48 | 5 | 25.79
2030 | SPP_N_2_MISO_MO-IL | SPP_N | MISO_MO-IL | Internal | Winter | B17 | 100 | 3954 | 3954 | 61.31 | 86.75 | 5 | 20.44
2030 | SPP_N_2_MISO_MO-IL | SPP_N | MISO_MO-IL | Internal | Winter | B18 | 400 | 3954 | 447.42 | 83 | 88 | 5 | 0
2030 | SPP_N_2_MISO_MO-IL | SPP_N | MISO_MO-IL | Internal | Winter | B19 | 700 | 3954 | 942.98 | 75.3 | 80.3 | 5 | 0
2030 | SPP_N_2_MISO_MO-IL | SPP_N | MISO_MO-IL | Internal | Winter | B20 | 935 | 3954 | 3954 | 11.87 | 74.09 | 5 | 57.22
2030 | SPP_N_2_MISO_W | SPP_N | MISO_W | Internal | Shoulder | B11 | 25 | 1000 | 0 | 89.17 | 91.71 | 5 | 0
2030 | SPP_N_2_MISO_W | SPP_N | MISO_W | Internal | Shoulder | B12 | 200 | 1000 | 0 | 85.31 | 87.26 | 5 | 0
2030 | SPP_N_2_MISO_W | SPP_N | MISO_W | Internal | Shoulder | B13 | 600 | 1000 | 0 | 79.32 | 83.7 | 5 | 0
2030 | SPP_N_2_MISO_W | SPP_N | MISO_W | Internal | Shoulder | B14 | 900 | 1000 | 1000 | 26.99 | 39 | 5 | 7.01
2030 | SPP_N_2_MISO_W | SPP_N | MISO_W | Internal | Shoulder | B15 | 1203 | 1000 | 1000 | 0.01 | 12.02 | 5 | 7.01
2030 | SPP_N_2_MISO_W | SPP_N | MISO_W | Internal | Summer | B1 | 10 | 1000 | 1000 | 92.01 | 145.82 | 5 | 48.81
2030 | SPP_N_2_MISO_W | SPP_N | MISO_W | Internal | Summer | B2 | 25 | 1000 | 0 | 143.93 | 144.22 | 5 | 0
2030 | SPP_N_2_MISO_W | SPP_N | MISO_W | Internal | Summer | B3 | 75 | 1000 | 0 | 146.56 | 139.57 | 5 | 0
2030 | SPP_N_2_MISO_W | SPP_N | MISO_W | Internal | Summer | B4 | 100 | 1000 | 0 | 143.47 | 138.31 | 5 | 0
2030 | SPP_N_2_MISO_W | SPP_N | MISO_W | Internal | Summer | B5 | 200 | 1000 | 0 | 133.27 | 138.17 | 5 | 0
2030 | SPP_N_2_MISO_W | SPP_N | MISO_W | Internal | Summer | B6 | 300 | 1000 | 0 | 94.52 | 99.51 | 5 | 0
2030 | SPP_N_2_MISO_W | SPP_N | MISO_W | Internal | Summer | B7 | 400 | 1000 | 0 | 88.63 | 88.2 | 5 | 0
2030 | SPP_N_2_MISO_W | SPP_N | MISO_W | Internal | Summer | B8 | 500 | 1000 | 0 | 86.82 | 83.74 | 5 | 0
2030 | SPP_N_2_MISO_W | SPP_N | MISO_W | Internal | Summer | B9 | 800 | 1000 | 0 | 83.72 | 80.7 | 5 | 0
2030 | SPP_N_2_MISO_W | SPP_N | MISO_W | Internal | Summer | B10 | 1262 | 1000 | 0 | 69.55 | 72.33 | 5 | 0
2030 | SPP_N_2_MISO_W | SPP_N | MISO_W | Internal | Winter | B16 | 25 | 1000 | 0 | 54.69 | 11.54 | 5 | 0
2030 | SPP_N_2_MISO_W | SPP_N | MISO_W | Internal | Winter | B17 | 100 | 1000 | 0 | 61.31 | 54.31 | 5 | 0
2030 | SPP_N_2_MISO_W | SPP_N | MISO_W | Internal | Winter | B18 | 400 | 1000 | 0 | 83 | 80.29 | 5 | 0
2030 | SPP_N_2_MISO_W | SPP_N | MISO_W | Internal | Winter | B19 | 700 | 1000 | 0 | 75.3 | 80.29 | 5 | 0
2030 | SPP_N_2_MISO_W | SPP_N | MISO_W | Internal | Winter | B20 | 935 | 1000 | 1000 | 11.87 | 23.86 | 5 | 6.99
2030 | SPP_N_2_NE | SPP_N | NE | Internal | Shoulder | B11 | 25 | 384 | 0 | 89.17 | 86.71 | 0.01 | 0
2030 | SPP_N_2_NE | SPP_N | NE | Internal | Shoulder | B12 | 200 | 384 | 0 | 85.31 | 82.26 | 0.01 | 0
2030 | SPP_N_2_NE | SPP_N | NE | Internal | Shoulder | B13 | 600 | 384 | 0 | 79.32 | 78.7 | 0.01 | 0
2030 | SPP_N_2_NE | SPP_N | NE | Internal | Shoulder | B14 | 900 | 384 | 343.84 | 26.99 | 27 | 0.01 | 0
2030 | SPP_N_2_NE | SPP_N | NE | Internal | Shoulder | B15 | 1203 | 384 | 232.34 | 0.01 | 0.02 | 0.01 | 0
2030 | SPP_N_2_NE | SPP_N | NE | Internal | Summer | B1 | 10 | 384 | 384 | 92.01 | 140.82 | 0.01 | 48.8
2030 | SPP_N_2_NE | SPP_N | NE | Internal | Summer | B2 | 25 | 384 | 0 | 143.93 | 139.22 | 0.01 | 0
2030 | SPP_N_2_NE | SPP_N | NE | Internal | Summer | B3 | 75 | 384 | 0 | 146.56 | 139.57 | 0.01 | 0
2030 | SPP_N_2_NE | SPP_N | NE | Internal | Summer | B4 | 100 | 384 | 0 | 143.47 | 138.31 | 0.01 | 0
2030 | SPP_N_2_NE | SPP_N | NE | Internal | Summer | B5 | 200 | 384 | 0 | 133.27 | 133.26 | 0.01 | 0
2030 | SPP_N_2_NE | SPP_N | NE | Internal | Summer | B6 | 300 | 384 | 0 | 94.52 | 94.51 | 0.01 | 0
2030 | SPP_N_2_NE | SPP_N | NE | Internal | Summer | B7 | 400 | 384 | 0 | 88.63 | 83.2 | 0.01 | 0
2030 | SPP_N_2_NE | SPP_N | NE | Internal | Summer | B8 | 500 | 384 | 0 | 86.82 | 78.74 | 0.01 | 0
2030 | SPP_N_2_NE | SPP_N | NE | Internal | Summer | B9 | 800 | 384 | 0 | 83.72 | 75.7 | 0.01 | 0
2030 | SPP_N_2_NE | SPP_N | NE | Internal | Summer | B10 | 1262 | 384 | 0 | 69.55 | 67.33 | 0.01 | 0
2030 | SPP_N_2_NE | SPP_N | NE | Internal | Winter | B16 | 25 | 384 | 0 | 54.69 | 6.54 | 0.01 | 0
2030 | SPP_N_2_NE | SPP_N | NE | Internal | Winter | B17 | 100 | 384 | 0 | 61.31 | 42.31 | 0.01 | 0
2030 | SPP_N_2_NE | SPP_N | NE | Internal | Winter | B18 | 400 | 384 | 0 | 83 | 75.29 | 0.01 | 0
2030 | SPP_N_2_NE | SPP_N | NE | Internal | Winter | B19 | 700 | 384 | 0 | 75.3 | 75.29 | 0.01 | 0
2030 | SPP_N_2_NE | SPP_N | NE | Internal | Winter | B20 | 935 | 384 | 0 | 11.87 | 11.86 | 0.01 | 0
2030 | SPP_N_2_SPP_S | SPP_N | SPP_S | Internal | Shoulder | B11 | 25 | 4000 | 4000 | 89.17 | 90.12 | 0.01 | 0.94
2030 | SPP_N_2_SPP_S | SPP_N | SPP_S | Internal | Shoulder | B12 | 200 | 4000 | 2653.96 | 85.31 | 85.32 | 0.01 | 0
2030 | SPP_N_2_SPP_S | SPP_N | SPP_S | Internal | Shoulder | B13 | 600 | 4000 | 2970.82 | 79.32 | 79.33 | 0.01 | 0
2030 | SPP_N_2_SPP_S | SPP_N | SPP_S | Internal | Shoulder | B14 | 900 | 4000 | 0 | 26.99 | 0.01 | 0.01 | 0
2030 | SPP_N_2_SPP_S | SPP_N | SPP_S | Internal | Shoulder | B15 | 1203 | 4000 | 0 | 0.01 | 0.01 | 0.01 | 0
2030 | SPP_N_2_SPP_S | SPP_N | SPP_S | Internal | Summer | B1 | 10 | 4000 | 0 | 92.01 | 88.64 | 0.01 | 0
2030 | SPP_N_2_SPP_S | SPP_N | SPP_S | Internal | Summer | B2 | 25 | 4000 | 0 | 143.93 | 143.93 | 0.01 | 0
2030 | SPP_N_2_SPP_S | SPP_N | SPP_S | Internal | Summer | B3 | 75 | 4000 | 591.41 | 146.56 | 146.57 | 0.01 | 0
2030 | SPP_N_2_SPP_S | SPP_N | SPP_S | Internal | Summer | B4 | 100 | 4000 | 0 | 143.47 | 143.47 | 0.01 | 0
2030 | SPP_N_2_SPP_S | SPP_N | SPP_S | Internal | Summer | B5 | 200 | 4000 | 0 | 133.27 | 133.27 | 0.01 | 0
2030 | SPP_N_2_SPP_S | SPP_N | SPP_S | Internal | Summer | B6 | 300 | 4000 | 578.71 | 94.52 | 94.53 | 0.01 | 0
2030 | SPP_N_2_SPP_S | SPP_N | SPP_S | Internal | Summer | B7 | 400 | 4000 | 3490.2 | 88.63 | 88.64 | 0.01 | 0
2030 | SPP_N_2_SPP_S | SPP_N | SPP_S | Internal | Summer | B8 | 500 | 4000 | 4000 | 86.82 | 88.44 | 0.01 | 1.6
2030 | SPP_N_2_SPP_S | SPP_N | SPP_S | Internal | Summer | B9 | 800 | 4000 | 3811.22 | 83.72 | 83.74 | 0.01 | 0
2030 | SPP_N_2_SPP_S | SPP_N | SPP_S | Internal | Summer | B10 | 1262 | 4000 | 4000 | 69.55 | 71.74 | 0.01 | 2.18
2030 | SPP_N_2_SPP_S | SPP_N | SPP_S | Internal | Winter | B16 | 25 | 4000 | 3678.21 | 54.69 | 54.7 | 0.01 | 0
2030 | SPP_N_2_SPP_S | SPP_N | SPP_S | Internal | Winter | B17 | 100 | 4000 | 3389.99 | 61.31 | 61.32 | 0.01 | 0
2030 | SPP_N_2_SPP_S | SPP_N | SPP_S | Internal | Winter | B18 | 400 | 4000 | 2016.46 | 83 | 83.01 | 0.01 | 0
2030 | SPP_N_2_SPP_S | SPP_N | SPP_S | Internal | Winter | B19 | 700 | 4000 | 2553.61 | 75.3 | 75.31 | 0.01 | 0
2030 | SPP_N_2_SPP_S | SPP_N | SPP_S | Internal | Winter | B20 | 935 | 4000 | 845.84 | 11.87 | 11.88 | 0.01 | 0
2030 | SPP_S_2_ENT | SPP_S | ENT | Internal | Shoulder | B11 | 25 | 4280 | 0 | 90.12 | 94.17 | 5 | 0
2030 | SPP_S_2_ENT | SPP_S | ENT | Internal | Shoulder | B12 | 200 | 4280 | 3660.56 | 85.32 | 90.32 | 5 | 0
2030 | SPP_S_2_ENT | SPP_S | ENT | Internal | Shoulder | B13 | 600 | 4280 | 3938.88 | 79.33 | 84.33 | 5 | 0
2030 | SPP_S_2_ENT | SPP_S | ENT | Internal | Shoulder | B14 | 900 | 4280 | 4280 | 0.01 | 78.23 | 5 | 73.21
2030 | SPP_S_2_ENT | SPP_S | ENT | Internal | Shoulder | B15 | 1203 | 4280 | 4280 | 0.01 | 71.94 | 5 | 66.93
2030 | SPP_S_2_ENT | SPP_S | ENT | Internal | Summer | B1 | 10 | 4280 | 4280 | 88.64 | 137.82 | 5 | 44.18
2030 | SPP_S_2_ENT | SPP_S | ENT | Internal | Summer | B2 | 25 | 4280 | 3081.71 | 143.93 | 148.93 | 5 | 0
2030 | SPP_S_2_ENT | SPP_S | ENT | Internal | Summer | B3 | 75 | 4280 | 0 | 146.57 | 151.56 | 5 | 0
2030 | SPP_S_2_ENT | SPP_S | ENT | Internal | Summer | B4 | 100 | 4280 | 1661.72 | 143.47 | 148.47 | 5 | 0
2030 | SPP_S_2_ENT | SPP_S | ENT | Internal | Summer | B5 | 200 | 4280 | 815.96 | 133.27 | 138.27 | 5 | 0
2030 | SPP_S_2_ENT | SPP_S | ENT | Internal | Summer | B6 | 300 | 4280 | 0 | 94.53 | 99.52 | 5 | 0
2030 | SPP_S_2_ENT | SPP_S | ENT | Internal | Summer | B7 | 400 | 4280 | 0 | 88.64 | 93.63 | 5 | 0
2030 | SPP_S_2_ENT | SPP_S | ENT | Internal | Summer | B8 | 500 | 4280 | 0 | 88.44 | 91.82 | 5 | 0
2030 | SPP_S_2_ENT | SPP_S | ENT | Internal | Summer | B9 | 800 | 4280 | 0 | 83.74 | 88.72 | 5 | 0
2030 | SPP_S_2_ENT | SPP_S | ENT | Internal | Summer | B10 | 1262 | 4280 | 3565.03 | 71.74 | 76.74 | 5 | 0
2030 | SPP_S_2_ENT | SPP_S | ENT | Internal | Winter | B16 | 25 | 4280 | 4280 | 54.7 | 93.48 | 5 | 33.78
2030 | SPP_S_2_ENT | SPP_S | ENT | Internal | Winter | B17 | 100 | 4280 | 4280 | 61.32 | 87.49 | 5 | 21.18
2030 | SPP_S_2_ENT | SPP_S | ENT | Internal | Winter | B18 | 400 | 4280 | 2598.9 | 83.01 | 88.01 | 5 | 0
2030 | SPP_S_2_ENT | SPP_S | ENT | Internal | Winter | B19 | 700 | 4280 | 4280 | 75.31 | 80.91 | 5 | 0.6
2030 | SPP_S_2_ENT | SPP_S | ENT | Internal | Winter | B20 | 935 | 4280 | 4280 | 11.88 | 74.09 | 5 | 57.21
2030 | SPP_S_2_SPP_N | SPP_S | SPP_N | Internal | Shoulder | B11 | 25 | 640 | 0 | 90.12 | 89.17 | 0.01 | 0
2030 | SPP_S_2_SPP_N | SPP_S | SPP_N | Internal | Shoulder | B12 | 200 | 640 | 0 | 85.32 | 85.31 | 0.01 | 0
2030 | SPP_S_2_SPP_N | SPP_S | SPP_N | Internal | Shoulder | B13 | 600 | 640 | 0 | 79.33 | 79.32 | 0.01 | 0
2030 | SPP_S_2_SPP_N | SPP_S | SPP_N | Internal | Shoulder | B14 | 900 | 640 | 640 | 0.01 | 26.99 | 0.01 | 26.96
2030 | SPP_S_2_SPP_N | SPP_S | SPP_N | Internal | Shoulder | B15 | 1203 | 640 | 0 | 0.01 | 0.01 | 0.01 | 0
2030 | SPP_S_2_SPP_N | SPP_S | SPP_N | Internal | Summer | B1 | 10 | 640 | 640 | 88.64 | 92.01 | 0.01 | 3.35
2030 | SPP_S_2_SPP_N | SPP_S | SPP_N | Internal | Summer | B2 | 25 | 640 | 0 | 143.93 | 143.93 | 0.01 | 0
2030 | SPP_S_2_SPP_N | SPP_S | SPP_N | Internal | Summer | B3 | 75 | 640 | 0 | 146.57 | 146.56 | 0.01 | 0
2030 | SPP_S_2_SPP_N | SPP_S | SPP_N | Internal | Summer | B4 | 100 | 640 | 0 | 143.47 | 143.47 | 0.01 | 0
2030 | SPP_S_2_SPP_N | SPP_S | SPP_N | Internal | Summer | B5 | 200 | 640 | 0 | 133.27 | 133.27 | 0.01 | 0
2030 | SPP_S_2_SPP_N | SPP_S | SPP_N | Internal | Summer | B6 | 300 | 640 | 0 | 94.53 | 94.52 | 0.01 | 0
2030 | SPP_S_2_SPP_N | SPP_S | SPP_N | Internal | Summer | B7 | 400 | 640 | 0 | 88.64 | 88.63 | 0.01 | 0
2030 | SPP_S_2_SPP_N | SPP_S | SPP_N | Internal | Summer | B8 | 500 | 640 | 0 | 88.44 | 86.82 | 0.01 | 0
2030 | SPP_S_2_SPP_N | SPP_S | SPP_N | Internal | Summer | B9 | 800 | 640 | 0 | 83.74 | 83.72 | 0.01 | 0
2030 | SPP_S_2_SPP_N | SPP_S | SPP_N | Internal | Summer | B10 | 1262 | 640 | 0 | 71.74 | 69.55 | 0.01 | 0
2030 | SPP_S_2_SPP_N | SPP_S | SPP_N | Internal | Winter | B16 | 25 | 640 | 0 | 54.7 | 54.69 | 0.01 | 0
2030 | SPP_S_2_SPP_N | SPP_S | SPP_N | Internal | Winter | B17 | 100 | 640 | 0 | 61.32 | 61.31 | 0.01 | 0
2030 | SPP_S_2_SPP_N | SPP_S | SPP_N | Internal | Winter | B18 | 400 | 640 | 0 | 83.01 | 83 | 0.01 | 0
2030 | SPP_S_2_SPP_N | SPP_S | SPP_N | Internal | Winter | B19 | 700 | 640 | 0 | 75.31 | 75.3 | 0.01 | 0
2030 | SPP_S_2_SPP_N | SPP_S | SPP_N | Internal | Winter | B20 | 935 | 640 | 0 | 11.88 | 11.87 | 0.01 | 0
2030 | TVA_2_NonRTO_Midwest | TVA | NonRTO_Midwest | Internal | Shoulder | B11 | 25 | 100 | 0 | 99.72 | 99.74 | 9 | 0
2030 | TVA_2_NonRTO_Midwest | TVA | NonRTO_Midwest | Internal | Shoulder | B12 | 200 | 100 | 0 | 95.27 | 95.28 | 9 | 0
2030 | TVA_2_NonRTO_Midwest | TVA | NonRTO_Midwest | Internal | Shoulder | B13 | 600 | 100 | 0 | 91.72 | 93.51 | 9 | 0
2030 | TVA_2_NonRTO_Midwest | TVA | NonRTO_Midwest | Internal | Shoulder | B14 | 900 | 100 | 0 | 84.8 | 84.8 | 9 | 0
2030 | TVA_2_NonRTO_Midwest | TVA | NonRTO_Midwest | Internal | Shoulder | B15 | 1203 | 100 | 0 | 79.58 | 83.66 | 9 | 0
2030 | TVA_2_NonRTO_Midwest | TVA | NonRTO_Midwest | Internal | Summer | B1 | 10 | 100 | 0 | 162.49 | 154.48 | 9 | 0
2030 | TVA_2_NonRTO_Midwest | TVA | NonRTO_Midwest | Internal | Summer | B2 | 25 | 100 | 0 | 162.49 | 154.48 | 9 | 0
2030 | TVA_2_NonRTO_Midwest | TVA | NonRTO_Midwest | Internal | Summer | B3 | 75 | 100 | 0 | 151.57 | 151.57 | 9 | 0
2030 | TVA_2_NonRTO_Midwest | TVA | NonRTO_Midwest | Internal | Summer | B4 | 100 | 100 | 0 | 148.48 | 148.48 | 9 | 0
2030 | TVA_2_NonRTO_Midwest | TVA | NonRTO_Midwest | Internal | Summer | B5 | 200 | 100 | 0 | 146.18 | 147.2 | 9 | 0
2030 | TVA_2_NonRTO_Midwest | TVA | NonRTO_Midwest | Internal | Summer | B6 | 300 | 100 | 0 | 107.52 | 109.82 | 9 | 0
2030 | TVA_2_NonRTO_Midwest | TVA | NonRTO_Midwest | Internal | Summer | B7 | 400 | 100 | 0 | 94.25 | 96.22 | 9 | 0
2030 | TVA_2_NonRTO_Midwest | TVA | NonRTO_Midwest | Internal | Summer | B8 | 500 | 100 | 0 | 91.75 | 91.83 | 9 | 0
2030 | TVA_2_NonRTO_Midwest | TVA | NonRTO_Midwest | Internal | Summer | B9 | 800 | 100 | 0 | 88.74 | 88.71 | 9 | 0
2030 | TVA_2_NonRTO_Midwest | TVA | NonRTO_Midwest | Internal | Summer | B10 | 1262 | 100 | 0 | 80.34 | 77.99 | 9 | 0
2030 | TVA_2_NonRTO_Midwest | TVA | NonRTO_Midwest | Internal | Winter | B16 | 25 | 100 | 0 | 101.49 | 98.7 | 9 | 0
2030 | TVA_2_NonRTO_Midwest | TVA | NonRTO_Midwest | Internal | Winter | B17 | 100 | 100 | 0 | 94.76 | 99.46 | 9 | 0
2030 | TVA_2_NonRTO_Midwest | TVA | NonRTO_Midwest | Internal | Winter | B18 | 400 | 100 | 0 | 96.01 | 97.12 | 9 | 0
2030 | TVA_2_NonRTO_Midwest | TVA | NonRTO_Midwest | Internal | Winter | B19 | 700 | 100 | 0 | 88.31 | 88.3 | 9 | 0
2030 | TVA_2_NonRTO_Midwest | TVA | NonRTO_Midwest | Internal | Winter | B20 | 935 | 100 | 0 | 82.1 | 86.55 | 9 | 0
2030 | TVA_2_SOCO | TVA | SOCO | Internal | Shoulder | B11 | 25 | 500 | 0 | 99.72 | 100.44 | 9 | 0
2030 | TVA_2_SOCO | TVA | SOCO | Internal | Shoulder | B12 | 200 | 500 | 0 | 95.27 | 92.33 | 9 | 0
2030 | TVA_2_SOCO | TVA | SOCO | Internal | Shoulder | B13 | 600 | 500 | 0 | 91.72 | 92.33 | 9 | 0
2030 | TVA_2_SOCO | TVA | SOCO | Internal | Shoulder | B14 | 900 | 500 | 0 | 84.8 | 92.11 | 9 | 0
2030 | TVA_2_SOCO | TVA | SOCO | Internal | Shoulder | B15 | 1203 | 500 | 0 | 79.58 | 79.94 | 9 | 0
2030 | TVA_2_SOCO | TVA | SOCO | Internal | Summer | B1 | 10 | 500 | 500 | 162.49 | 741.19 | 9 | 569.7
2030 | TVA_2_SOCO | TVA | SOCO | Internal | Summer | B2 | 25 | 500 | 500 | 162.49 | 673.39 | 9 | 501.9
2030 | TVA_2_SOCO | TVA | SOCO | Internal | Summer | B3 | 75 | 500 | 0 | 151.57 | 160.56 | 9 | 0
2030 | TVA_2_SOCO | TVA | SOCO | Internal | Summer | B4 | 100 | 500 | 0 | 148.48 | 156.47 | 9 | 0
2030 | TVA_2_SOCO | TVA | SOCO | Internal | Summer | B5 | 200 | 500 | 0 | 146.18 | 136.17 | 9 | 0
2030 | TVA_2_SOCO | TVA | SOCO | Internal | Summer | B6 | 300 | 500 | 0 | 107.52 | 97.51 | 9 | 0
2030 | TVA_2_SOCO | TVA | SOCO | Internal | Summer | B7 | 400 | 500 | 0 | 94.25 | 94.16 | 9 | 0
2030 | TVA_2_SOCO | TVA | SOCO | Internal | Summer | B8 | 500 | 500 | 0 | 91.75 | 90.83 | 9 | 0
2030 | TVA_2_SOCO | TVA | SOCO | Internal | Summer | B9 | 800 | 500 | 0 | 88.74 | 90.83 | 9 | 0
2030 | TVA_2_SOCO | TVA | SOCO | Internal | Summer | B10 | 1262 | 500 | 0 | 80.34 | 84.74 | 9 | 0
2030 | TVA_2_SOCO | TVA | SOCO | Internal | Winter | B16 | 25 | 500 | 0 | 101.49 | 101.48 | 9 | 0
2030 | TVA_2_SOCO | TVA | SOCO | Internal | Winter | B17 | 100 | 500 | 0 | 94.76 | 95.49 | 9 | 0
2030 | TVA_2_SOCO | TVA | SOCO | Internal | Winter | B18 | 400 | 500 | 0 | 96.01 | 95.49 | 9 | 0
2030 | TVA_2_SOCO | TVA | SOCO | Internal | Winter | B19 | 700 | 500 | 0 | 88.31 | 95.3 | 9 | 0
2030 | TVA_2_SOCO | TVA | SOCO | Internal | Winter | B20 | 935 | 500 | 0 | 82.1 | 82.63 | 9 | 0
2030 | TVA_2_VACAR | TVA | VACAR | Internal | Shoulder | B11 | 25 | 150 | 0 | 99.72 | 99.71 | 9 | 0
2030 | TVA_2_VACAR | TVA | VACAR | Internal | Shoulder | B12 | 200 | 150 | 0 | 95.27 | 95.26 | 9 | 0
2030 | TVA_2_VACAR | TVA | VACAR | Internal | Shoulder | B13 | 600 | 150 | 0 | 91.72 | 91.84 | 9 | 0
2030 | TVA_2_VACAR | TVA | VACAR | Internal | Shoulder | B14 | 900 | 150 | 0 | 84.8 | 84.79 | 9 | 0
2030 | TVA_2_VACAR | TVA | VACAR | Internal | Shoulder | B15 | 1203 | 150 | 0 | 79.58 | 82.78 | 9 | 0
2030 | TVA_2_VACAR | TVA | VACAR | Internal | Summer | B1 | 10 | 150 | 150 | 162.49 | 751.19 | 9 | 579.7
2030 | TVA_2_VACAR | TVA | VACAR | Internal | Summer | B2 | 25 | 150 | 150 | 162.49 | 751.19 | 9 | 579.7
2030 | TVA_2_VACAR | TVA | VACAR | Internal | Summer | B3 | 75 | 150 | 150 | 151.57 | 170.56 | 9 | 9.99
2030 | TVA_2_VACAR | TVA | VACAR | Internal | Summer | B4 | 100 | 150 | 0 | 148.48 | 149.47 | 9 | 0
2030 | TVA_2_VACAR | TVA | VACAR | Internal | Summer | B5 | 200 | 150 | 0 | 146.18 | 146.17 | 9 | 0
2030 | TVA_2_VACAR | TVA | VACAR | Internal | Summer | B6 | 300 | 150 | 0 | 107.52 | 107.51 | 9 | 0
2030 | TVA_2_VACAR | TVA | VACAR | Internal | Summer | B7 | 400 | 150 | 0 | 94.25 | 96.2 | 9 | 0
2030 | TVA_2_VACAR | TVA | VACAR | Internal | Summer | B8 | 500 | 150 | 0 | 91.75 | 91.74 | 9 | 0
2030 | TVA_2_VACAR | TVA | VACAR | Internal | Summer | B9 | 800 | 150 | 0 | 88.74 | 83.83 | 9 | 0
2030 | TVA_2_VACAR | TVA | VACAR | Internal | Summer | B10 | 1262 | 150 | 0 | 80.34 | 80.82 | 9 | 0
2030 | TVA_2_VACAR | TVA | VACAR | Internal | Winter | B16 | 25 | 150 | 150 | 101.49 | 111.48 | 9 | 0.99
2030 | TVA_2_VACAR | TVA | VACAR | Internal | Winter | B17 | 100 | 150 | 0 | 94.76 | 101.36 | 9 | 0
2030 | TVA_2_VACAR | TVA | VACAR | Internal | Winter | B18 | 400 | 150 | 0 | 96.01 | 97.12 | 9 | 0
2030 | TVA_2_VACAR | TVA | VACAR | Internal | Winter | B19 | 700 | 150 | 0 | 88.31 | 88.3 | 9 | 0
2030 | TVA_2_VACAR | TVA | VACAR | Internal | Winter | B20 | 935 | 150 | 0 | 82.1 | 87.17 | 9 | 0
2030 | TVA_Transmission_2_NonRTO_Midwest | TVA_Transmission | NonRTO_Midwest | Internal | Shoulder | B11 | 25 | 700 | 0 | 99.71 | 99.74 | 9 | 0
2030 | TVA_Transmission_2_NonRTO_Midwest | TVA_Transmission | NonRTO_Midwest | Internal | Shoulder | B12 | 200 | 700 | 0 | 95.26 | 95.28 | 9 | 0
2030 | TVA_Transmission_2_NonRTO_Midwest | TVA_Transmission | NonRTO_Midwest | Internal | Shoulder | B13 | 600 | 700 | 0 | 91.71 | 93.51 | 9 | 0
2030 | TVA_Transmission_2_NonRTO_Midwest | TVA_Transmission | NonRTO_Midwest | Internal | Shoulder | B14 | 900 | 700 | 0 | 84.79 | 84.8 | 9 | 0
2030 | TVA_Transmission_2_NonRTO_Midwest | TVA_Transmission | NonRTO_Midwest | Internal | Shoulder | B15 | 1203 | 700 | 0 | 79.57 | 83.66 | 9 | 0
2030 | TVA_Transmission_2_NonRTO_Midwest | TVA_Transmission | NonRTO_Midwest | Internal | Summer | B1 | 10 | 700 | 0 | 162.48 | 154.48 | 9 | 0
2030 | TVA_Transmission_2_NonRTO_Midwest | TVA_Transmission | NonRTO_Midwest | Internal | Summer | B2 | 25 | 700 | 0 | 162.48 | 154.48 | 9 | 0
2030 | TVA_Transmission_2_NonRTO_Midwest | TVA_Transmission | NonRTO_Midwest | Internal | Summer | B3 | 75 | 700 | 0 | 151.56 | 151.57 | 9 | 0
2030 | TVA_Transmission_2_NonRTO_Midwest | TVA_Transmission | NonRTO_Midwest | Internal | Summer | B4 | 100 | 700 | 0 | 148.47 | 148.48 | 9 | 0
2030 | TVA_Transmission_2_NonRTO_Midwest | TVA_Transmission | NonRTO_Midwest | Internal | Summer | B5 | 200 | 700 | 0 | 146.17 | 147.2 | 9 | 0
2030 | TVA_Transmission_2_NonRTO_Midwest | TVA_Transmission | NonRTO_Midwest | Internal | Summer | B6 | 300 | 700 | 0 | 107.51 | 109.82 | 9 | 0
2030 | TVA_Transmission_2_NonRTO_Midwest | TVA_Transmission | NonRTO_Midwest | Internal | Summer | B7 | 400 | 700 | 0 | 94.92 | 96.22 | 9 | 0
2030 | TVA_Transmission_2_NonRTO_Midwest | TVA_Transmission | NonRTO_Midwest | Internal | Summer | B8 | 500 | 700 | 0 | 91.74 | 91.83 | 9 | 0
2030 | TVA_Transmission_2_NonRTO_Midwest | TVA_Transmission | NonRTO_Midwest | Internal | Summer | B9 | 800 | 700 | 0 | 88.72 | 88.71 | 9 | 0
2030 | TVA_Transmission_2_NonRTO_Midwest | TVA_Transmission | NonRTO_Midwest | Internal | Summer | B10 | 1262 | 700 | 0 | 80.33 | 77.99 | 9 | 0
2030 | TVA_Transmission_2_NonRTO_Midwest | TVA_Transmission | NonRTO_Midwest | Internal | Winter | B16 | 25 | 700 | 0 | 101.48 | 98.7 | 9 | 0
2030 | TVA_Transmission_2_NonRTO_Midwest | TVA_Transmission | NonRTO_Midwest | Internal | Winter | B17 | 100 | 700 | 0 | 94.75 | 99.46 | 9 | 0
2030 | TVA_Transmission_2_NonRTO_Midwest | TVA_Transmission | NonRTO_Midwest | Internal | Winter | B18 | 400 | 700 | 0 | 96 | 97.12 | 9 | 0
2030 | TVA_Transmission_2_NonRTO_Midwest | TVA_Transmission | NonRTO_Midwest | Internal | Winter | B19 | 700 | 700 | 0 | 88.3 | 88.3 | 9 | 0
2030 | TVA_Transmission_2_NonRTO_Midwest | TVA_Transmission | NonRTO_Midwest | Internal | Winter | B20 | 935 | 700 | 0 | 82.09 | 86.55 | 9 | 0
2030 | TVA_Transmission_2_SOCO | TVA_Transmission | SOCO | Internal | Shoulder | B11 | 25 | 3200 | 0 | 99.71 | 100.44 | 9 | 0
2030 | TVA_Transmission_2_SOCO | TVA_Transmission | SOCO | Internal | Shoulder | B12 | 200 | 3200 | 0 | 95.26 | 92.33 | 9 | 0
2030 | TVA_Transmission_2_SOCO | TVA_Transmission | SOCO | Internal | Shoulder | B13 | 600 | 3200 | 0 | 91.71 | 92.33 | 9 | 0
2030 | TVA_Transmission_2_SOCO | TVA_Transmission | SOCO | Internal | Shoulder | B14 | 900 | 3200 | 0 | 84.79 | 92.11 | 9 | 0
2030 | TVA_Transmission_2_SOCO | TVA_Transmission | SOCO | Internal | Shoulder | B15 | 1203 | 3200 | 0 | 79.57 | 79.94 | 9 | 0
2030 | TVA_Transmission_2_SOCO | TVA_Transmission | SOCO | Internal | Summer | B1 | 10 | 3200 | 3200 | 162.48 | 741.19 | 9 | 569.71
2030 | TVA_Transmission_2_SOCO | TVA_Transmission | SOCO | Internal | Summer | B2 | 25 | 3200 | 3200 | 162.48 | 673.39 | 9 | 501.91
2030 | TVA_Transmission_2_SOCO | TVA_Transmission | SOCO | Internal | Summer | B3 | 75 | 3200 | 322.09 | 151.56 | 160.56 | 9 | 0
2030 | TVA_Transmission_2_SOCO | TVA_Transmission | SOCO | Internal | Summer | B4 | 100 | 3200 | 0 | 148.47 | 156.47 | 9 | 0
2030 | TVA_Transmission_2_SOCO | TVA_Transmission | SOCO | Internal | Summer | B5 | 200 | 3200 | 0 | 146.17 | 136.17 | 9 | 0
2030 | TVA_Transmission_2_SOCO | TVA_Transmission | SOCO | Internal | Summer | B6 | 300 | 3200 | 0 | 107.51 | 97.51 | 9 | 0
2030 | TVA_Transmission_2_SOCO | TVA_Transmission | SOCO | Internal | Summer | B7 | 400 | 3200 | 0 | 94.92 | 94.16 | 9 | 0
2030 | TVA_Transmission_2_SOCO | TVA_Transmission | SOCO | Internal | Summer | B8 | 500 | 3200 | 0 | 91.74 | 90.83 | 9 | 0
2030 | TVA_Transmission_2_SOCO | TVA_Transmission | SOCO | Internal | Summer | B9 | 800 | 3200 | 0 | 88.72 | 90.83 | 9 | 0
2030 | TVA_Transmission_2_SOCO | TVA_Transmission | SOCO | Internal | Summer | B10 | 1262 | 3200 | 0 | 80.33 | 84.74 | 9 | 0
2030 | TVA_Transmission_2_SOCO | TVA_Transmission | SOCO | Internal | Winter | B16 | 25 | 3200 | 0 | 101.48 | 101.48 | 9 | 0
2030 | TVA_Transmission_2_SOCO | TVA_Transmission | SOCO | Internal | Winter | B17 | 100 | 3200 | 0 | 94.75 | 95.49 | 9 | 0
2030 | TVA_Transmission_2_SOCO | TVA_Transmission | SOCO | Internal | Winter | B18 | 400 | 3200 | 0 | 96 | 95.49 | 9 | 0
2030 | TVA_Transmission_2_SOCO | TVA_Transmission | SOCO | Internal | Winter | B19 | 700 | 3200 | 0 | 88.3 | 95.3 | 9 | 0
2030 | TVA_Transmission_2_SOCO | TVA_Transmission | SOCO | Internal | Winter | B20 | 935 | 3200 | 0 | 82.09 | 82.63 | 9 | 0
2030 | TVA_Transmission_2_TVA | TVA_Transmission | TVA | Internal | Shoulder | B11 | 25 | 99999 | 1217.68 | 99.71 | 99.72 | 0.01 | 0
2030 | TVA_Transmission_2_TVA | TVA_Transmission | TVA | Internal | Shoulder | B12 | 200 | 99999 | 1473.21 | 95.26 | 95.27 | 0.01 | 0
2030 | TVA_Transmission_2_TVA | TVA_Transmission | TVA | Internal | Shoulder | B13 | 600 | 99999 | 950 | 91.71 | 91.72 | 0.01 | 0
2030 | TVA_Transmission_2_TVA | TVA_Transmission | TVA | Internal | Shoulder | B14 | 900 | 99999 | 3970.32 | 84.79 | 84.8 | 0.01 | 0
2030 | TVA_Transmission_2_TVA | TVA_Transmission | TVA | Internal | Shoulder | B15 | 1203 | 99999 | 3437.38 | 79.57 | 79.58 | 0.01 | 0
2030 | TVA_Transmission_2_TVA | TVA_Transmission | TVA | Internal | Summer | B1 | 10 | 99999 | 6013.42 | 162.48 | 162.49 | 0.01 | 0
2030 | TVA_Transmission_2_TVA | TVA_Transmission | TVA | Internal | Summer | B2 | 25 | 99999 | 5279.28 | 162.48 | 162.49 | 0.01 | 0
2030 | TVA_Transmission_2_TVA | TVA_Transmission | TVA | Internal | Summer | B3 | 75 | 99999 | 4257.63 | 151.56 | 151.57 | 0.01 | 0
2030 | TVA_Transmission_2_TVA | TVA_Transmission | TVA | Internal | Summer | B4 | 100 | 99999 | 3441.97 | 148.47 | 148.48 | 0.01 | 0
2030 | TVA_Transmission_2_TVA | TVA_Transmission | TVA | Internal | Summer | B5 | 200 | 99999 | 1916.01 | 146.17 | 146.18 | 0.01 | 0
2030 | TVA_Transmission_2_TVA | TVA_Transmission | TVA | Internal | Summer | B6 | 300 | 99999 | 1500.01 | 107.51 | 107.52 | 0.01 | 0
2030 | TVA_Transmission_2_TVA | TVA_Transmission | TVA | Internal | Summer | B7 | 400 | 99999 | 0 | 94.92 | 94.25 | 0.01 | 0
2030 | TVA_Transmission_2_TVA | TVA_Transmission | TVA | Internal | Summer | B8 | 500 | 99999 | 1529.49 | 91.74 | 91.75 | 0.01 | 0
2030 | TVA_Transmission_2_TVA | TVA_Transmission | TVA | Internal | Summer | B9 | 800 | 99999 | 3875.6 | 88.72 | 88.74 | 0.01 | 0
2030 | TVA_Transmission_2_TVA | TVA_Transmission | TVA | Internal | Summer | B10 | 1262 | 99999 | 1769.35 | 80.33 | 80.34 | 0.01 | 0
2030 | TVA_Transmission_2_TVA | TVA_Transmission | TVA | Internal | Winter | B16 | 25 | 99999 | 4364.44 | 101.48 | 101.49 | 0.01 | 0
2030 | TVA_Transmission_2_TVA | TVA_Transmission | TVA | Internal | Winter | B17 | 100 | 99999 | 3910.54 | 94.75 | 94.76 | 0.01 | 0
2030 | TVA_Transmission_2_TVA | TVA_Transmission | TVA | Internal | Winter | B18 | 400 | 99999 | 796.29 | 96 | 96.01 | 0.01 | 0
2030 | TVA_Transmission_2_TVA | TVA_Transmission | TVA | Internal | Winter | B19 | 700 | 99999 | 3810.62 | 88.3 | 88.31 | 0.01 | 0
2030 | TVA_Transmission_2_TVA | TVA_Transmission | TVA | Internal | Winter | B20 | 935 | 99999 | 4128.52 | 82.09 | 82.1 | 0.01 | 0
2030 | TVA_Transmission_2_VACAR | TVA_Transmission | VACAR | Internal | Shoulder | B11 | 25 | 900 | 0 | 99.71 | 99.71 | 9 | 0
2030 | TVA_Transmission_2_VACAR | TVA_Transmission | VACAR | Internal | Shoulder | B12 | 200 | 900 | 0 | 95.26 | 95.26 | 9 | 0
2030 | TVA_Transmission_2_VACAR | TVA_Transmission | VACAR | Internal | Shoulder | B13 | 600 | 900 | 0 | 91.71 | 91.84 | 9 | 0
2030 | TVA_Transmission_2_VACAR | TVA_Transmission | VACAR | Internal | Shoulder | B14 | 900 | 900 | 0 | 84.79 | 84.79 | 9 | 0
2030 | TVA_Transmission_2_VACAR | TVA_Transmission | VACAR | Internal | Shoulder | B15 | 1203 | 900 | 0 | 79.57 | 82.78 | 9 | 0
2030 | TVA_Transmission_2_VACAR | TVA_Transmission | VACAR | Internal | Summer | B1 | 10 | 900 | 900 | 162.48 | 751.19 | 9 | 579.71
2030 | TVA_Transmission_2_VACAR | TVA_Transmission | VACAR | Internal | Summer | B2 | 25 | 900 | 900 | 162.48 | 751.19 | 9 | 579.71
2030 | TVA_Transmission_2_VACAR | TVA_Transmission | VACAR | Internal | Summer | B3 | 75 | 900 | 900 | 151.56 | 170.56 | 9 | 10
2030 | TVA_Transmission_2_VACAR | TVA_Transmission | VACAR | Internal | Summer | B4 | 100 | 900 | 0 | 148.47 | 149.47 | 9 | 0
2030 | TVA_Transmission_2_VACAR | TVA_Transmission | VACAR | Internal | Summer | B5 | 200 | 900 | 0 | 146.17 | 146.17 | 9 | 0
2030 | TVA_Transmission_2_VACAR | TVA_Transmission | VACAR | Internal | Summer | B6 | 300 | 900 | 0 | 107.51 | 107.51 | 9 | 0
2030 | TVA_Transmission_2_VACAR | TVA_Transmission | VACAR | Internal | Summer | B7 | 400 | 900 | 0 | 94.92 | 96.2 | 9 | 0
2030 | TVA_Transmission_2_VACAR | TVA_Transmission | VACAR | Internal | Summer | B8 | 500 | 900 | 0 | 91.74 | 91.74 | 9 | 0
2030 | TVA_Transmission_2_VACAR | TVA_Transmission | VACAR | Internal | Summer | B9 | 800 | 900 | 0 | 88.72 | 83.83 | 9 | 0
2030 | TVA_Transmission_2_VACAR | TVA_Transmission | VACAR | Internal | Summer | B10 | 1262 | 900 | 0 | 80.33 | 80.82 | 9 | 0
2030 | TVA_Transmission_2_VACAR | TVA_Transmission | VACAR | Internal | Winter | B16 | 25 | 900 | 900 | 101.48 | 111.48 | 9 | 1
2030 | TVA_Transmission_2_VACAR | TVA_Transmission | VACAR | Internal | Winter | B17 | 100 | 900 | 0 | 94.75 | 101.36 | 9 | 0
2030 | TVA_Transmission_2_VACAR | TVA_Transmission | VACAR | Internal | Winter | B18 | 400 | 900 | 0 | 96 | 97.12 | 9 | 0
2030 | TVA_Transmission_2_VACAR | TVA_Transmission | VACAR | Internal | Winter | B19 | 700 | 900 | 0 | 88.3 | 88.3 | 9 | 0
2030 | TVA_Transmission_2_VACAR | TVA_Transmission | VACAR | Internal | Winter | B20 | 935 | 900 | 0 | 82.09 | 87.17 | 9 | 0
2030 | VACAR_2_PJM_ROR | VACAR | PJM_ROR | Internal | Shoulder | B11 | 25 | 2000 | 0 | 99.71 | 93.71 | 7 | 0
2030 | VACAR_2_PJM_ROR | VACAR | PJM_ROR | Internal | Shoulder | B12 | 200 | 2000 | 0 | 95.26 | 89.26 | 7 | 0
2030 | VACAR_2_PJM_ROR | VACAR | PJM_ROR | Internal | Shoulder | B13 | 600 | 2000 | 0 | 91.84 | 87.5 | 7 | 0
2030 | VACAR_2_PJM_ROR | VACAR | PJM_ROR | Internal | Shoulder | B14 | 900 | 2000 | 0 | 84.79 | 78.79 | 7 | 0
2030 | VACAR_2_PJM_ROR | VACAR | PJM_ROR | Internal | Shoulder | B15 | 1203 | 2000 | 0 | 82.78 | 75.83 | 7 | 0
2030 | VACAR_2_PJM_ROR | VACAR | PJM_ROR | Internal | Summer | B1 | 10 | 2000 | 0 | 751.19 | 147.82 | 7 | 0
2030 | VACAR_2_PJM_ROR | VACAR | PJM_ROR | Internal | Summer | B2 | 25 | 2000 | 0 | 751.19 | 146.22 | 7 | 0
2030 | VACAR_2_PJM_ROR | VACAR | PJM_ROR | Internal | Summer | B3 | 75 | 2000 | 0 | 170.56 | 141.57 | 7 | 0
2030 | VACAR_2_PJM_ROR | VACAR | PJM_ROR | Internal | Summer | B4 | 100 | 2000 | 0 | 149.47 | 140.31 | 7 | 0
2030 | VACAR_2_PJM_ROR | VACAR | PJM_ROR | Internal | Summer | B5 | 200 | 2000 | 0 | 146.17 | 140.17 | 7 | 0
2030 | VACAR_2_PJM_ROR | VACAR | PJM_ROR | Internal | Summer | B6 | 300 | 2000 | 0 | 107.51 | 101.51 | 7 | 0
2030 | VACAR_2_PJM_ROR | VACAR | PJM_ROR | Internal | Summer | B7 | 400 | 2000 | 0 | 96.2 | 90.2 | 7 | 0
2030 | VACAR_2_PJM_ROR | VACAR | PJM_ROR | Internal | Summer | B8 | 500 | 2000 | 0 | 91.74 | 85.74 | 7 | 0
2030 | VACAR_2_PJM_ROR | VACAR | PJM_ROR | Internal | Summer | B9 | 800 | 2000 | 0 | 83.83 | 82.7 | 7 | 0
2030 | VACAR_2_PJM_ROR | VACAR | PJM_ROR | Internal | Summer | B10 | 1262 | 2000 | 0 | 80.82 | 74.33 | 7 | 0
2030 | VACAR_2_PJM_ROR | VACAR | PJM_ROR | Internal | Winter | B16 | 25 | 2000 | 0 | 111.48 | 100.44 | 7 | 0
2030 | VACAR_2_PJM_ROR | VACAR | PJM_ROR | Internal | Winter | B17 | 100 | 2000 | 0 | 101.36 | 95.36 | 7 | 0
2030 | VACAR_2_PJM_ROR | VACAR | PJM_ROR | Internal | Winter | B18 | 400 | 2000 | 0 | 97.12 | 91.12 | 7 | 0
2030 | VACAR_2_PJM_ROR | VACAR | PJM_ROR | Internal | Winter | B19 | 700 | 2000 | 0 | 88.3 | 82.3 | 7 | 0
2030 | VACAR_2_PJM_ROR | VACAR | PJM_ROR | Internal | Winter | B20 | 935 | 2000 | 0 | 87.17 | 78.9 | 7 | 0
2030 | VACAR_2_SOCO | VACAR | SOCO | Internal | Shoulder | B11 | 25 | 3000 | 0 | 99.71 | 100.44 | 7 | 0
2030 | VACAR_2_SOCO | VACAR | SOCO | Internal | Shoulder | B12 | 200 | 3000 | 0 | 95.26 | 92.33 | 7 | 0
2030 | VACAR_2_SOCO | VACAR | SOCO | Internal | Shoulder | B13 | 600 | 3000 | 0 | 91.84 | 92.33 | 7 | 0
2030 | VACAR_2_SOCO | VACAR | SOCO | Internal | Shoulder | B14 | 900 | 3000 | 3000 | 84.79 | 92.11 | 7 | 0.32
2030 | VACAR_2_SOCO | VACAR | SOCO | Internal | Shoulder | B15 | 1203 | 3000 | 0 | 82.78 | 79.94 | 7 | 0
2030 | VACAR_2_SOCO | VACAR | SOCO | Internal | Summer | B1 | 10 | 3000 | 0 | 751.19 | 741.19 | 7 | 0
2030 | VACAR_2_SOCO | VACAR | SOCO | Internal | Summer | B2 | 25 | 3000 | 0 | 751.19 | 673.39 | 7 | 0
2030 | VACAR_2_SOCO | VACAR | SOCO | Internal | Summer | B3 | 75 | 3000 | 0 | 170.56 | 160.56 | 7 | 0
2030 | VACAR_2_SOCO | VACAR | SOCO | Internal | Summer | B4 | 100 | 3000 | 579.05 | 149.47 | 156.47 | 7 | 0
2030 | VACAR_2_SOCO | VACAR | SOCO | Internal | Summer | B5 | 200 | 3000 | 0 | 146.17 | 136.17 | 7 | 0
2030 | VACAR_2_SOCO | VACAR | SOCO | Internal | Summer | B6 | 300 | 3000 | 0 | 107.51 | 97.51 | 7 | 0
2030 | VACAR_2_SOCO | VACAR | SOCO | Internal | Summer | B7 | 400 | 3000 | 0 | 96.2 | 94.16 | 7 | 0
2030 | VACAR_2_SOCO | VACAR | SOCO | Internal | Summer | B8 | 500 | 3000 | 0 | 91.74 | 90.83 | 7 | 0
2030 | VACAR_2_SOCO | VACAR | SOCO | Internal | Summer | B9 | 800 | 3000 | 2382.21 | 83.83 | 90.83 | 7 | 0
2030 | VACAR_2_SOCO | VACAR | SOCO | Internal | Summer | B10 | 1262 | 3000 | 0 | 80.82 | 84.74 | 7 | 0
2030 | VACAR_2_SOCO | VACAR | SOCO | Internal | Winter | B16 | 25 | 3000 | 0 | 111.48 | 101.48 | 7 | 0
2030 | VACAR_2_SOCO | VACAR | SOCO | Internal | Winter | B17 | 100 | 3000 | 0 | 101.36 | 95.49 | 7 | 0
2030 | VACAR_2_SOCO | VACAR | SOCO | Internal | Winter | B18 | 400 | 3000 | 0 | 97.12 | 95.49 | 7 | 0
2030 | VACAR_2_SOCO | VACAR | SOCO | Internal | Winter | B19 | 700 | 3000 | 967.13 | 88.3 | 95.3 | 7 | 0
2030 | VACAR_2_SOCO | VACAR | SOCO | Internal | Winter | B20 | 935 | 3000 | 0 | 87.17 | 82.63 | 7 | 0
2030 | VACAR_2_TVA_Transmission | VACAR | TVA_Transmission | Internal | Shoulder | B11 | 25 | 900 | 0 | 99.71 | 99.71 | 7 | 0
2030 | VACAR_2_TVA_Transmission | VACAR | TVA_Transmission | Internal | Shoulder | B12 | 200 | 900 | 0 | 95.26 | 95.26 | 7 | 0
2030 | VACAR_2_TVA_Transmission | VACAR | TVA_Transmission | Internal | Shoulder | B13 | 600 | 900 | 0 | 91.84 | 91.71 | 7 | 0
2030 | VACAR_2_TVA_Transmission | VACAR | TVA_Transmission | Internal | Shoulder | B14 | 900 | 900 | 0 | 84.79 | 84.79 | 7 | 0
2030 | VACAR_2_TVA_Transmission | VACAR | TVA_Transmission | Internal | Shoulder | B15 | 1203 | 900 | 0 | 82.78 | 79.57 | 7 | 0
2030 | VACAR_2_TVA_Transmission | VACAR | TVA_Transmission | Internal | Summer | B1 | 10 | 900 | 0 | 751.19 | 162.48 | 7 | 0
2030 | VACAR_2_TVA_Transmission | VACAR | TVA_Transmission | Internal | Summer | B2 | 25 | 900 | 0 | 751.19 | 162.48 | 7 | 0
2030 | VACAR_2_TVA_Transmission | VACAR | TVA_Transmission | Internal | Summer | B3 | 75 | 900 | 0 | 170.56 | 151.56 | 7 | 0
2030 | VACAR_2_TVA_Transmission | VACAR | TVA_Transmission | Internal | Summer | B4 | 100 | 900 | 0 | 149.47 | 148.47 | 7 | 0
2030 | VACAR_2_TVA_Transmission | VACAR | TVA_Transmission | Internal | Summer | B5 | 200 | 900 | 0 | 146.17 | 146.17 | 7 | 0
2030 | VACAR_2_TVA_Transmission | VACAR | TVA_Transmission | Internal | Summer | B6 | 300 | 900 | 0 | 107.51 | 107.51 | 7 | 0
2030 | VACAR_2_TVA_Transmission | VACAR | TVA_Transmission | Internal | Summer | B7 | 400 | 900 | 0 | 96.2 | 94.92 | 7 | 0
2030 | VACAR_2_TVA_Transmission | VACAR | TVA_Transmission | Internal | Summer | B8 | 500 | 900 | 0 | 91.74 | 91.74 | 7 | 0
2030 | VACAR_2_TVA_Transmission | VACAR | TVA_Transmission | Internal | Summer | B9 | 800 | 900 | 0 | 83.83 | 88.72 | 7 | 0
2030 | VACAR_2_TVA_Transmission | VACAR | TVA_Transmission | Internal | Summer | B10 | 1262 | 900 | 0 | 80.82 | 80.33 | 7 | 0
2030 | VACAR_2_TVA_Transmission | VACAR | TVA_Transmission | Internal | Winter | B16 | 25 | 900 | 0 | 111.48 | 101.48 | 7 | 0
2030 | VACAR_2_TVA_Transmission | VACAR | TVA_Transmission | Internal | Winter | B17 | 100 | 900 | 0 | 101.36 | 94.75 | 7 | 0
2030 | VACAR_2_TVA_Transmission | VACAR | TVA_Transmission | Internal | Winter | B18 | 400 | 900 | 0 | 97.12 | 96 | 7 | 0
2030 | VACAR_2_TVA_Transmission | VACAR | TVA_Transmission | Internal | Winter | B19 | 700 | 900 | 0 | 88.3 | 88.3 | 7 | 0
2030 | VACAR_2_TVA_Transmission | VACAR | TVA_Transmission | Internal | Winter | B20 | 935 | 900 | 0 | 87.17 | 82.09 | 7 | 0
2035 | ENT_2_MISO_MO-IL | ENT | MISO_MO-IL | Internal | Shoulder | B11 | 25 | 2260 | 0 | 94.89 | 92.38 | 8 | 0
2035 | ENT_2_MISO_MO-IL | ENT | MISO_MO-IL | Internal | Shoulder | B12 | 200 | 2260 | 0 | 90.72 | 87.95 | 8 | 0
2035 | ENT_2_MISO_MO-IL | ENT | MISO_MO-IL | Internal | Shoulder | B13 | 600 | 2260 | 0 | 85.21 | 84.37 | 8 | 0
2035 | ENT_2_MISO_MO-IL | ENT | MISO_MO-IL | Internal | Shoulder | B14 | 900 | 2260 | 0 | 78.81 | 77.72 | 8 | 0
2035 | ENT_2_MISO_MO-IL | ENT | MISO_MO-IL | Internal | Shoulder | B15 | 1203 | 2260 | 0 | 72.68 | 72.01 | 8 | 0
2035 | ENT_2_MISO_MO-IL | ENT | MISO_MO-IL | Internal | Summer | B1 | 10 | 2260 | 1364.94 | 143.71 | 151.71 | 8 | 0
2035 | ENT_2_MISO_MO-IL | ENT | MISO_MO-IL | Internal | Summer | B2 | 25 | 2260 | 0 | 148.93 | 146.98 | 8 | 0
2035 | ENT_2_MISO_MO-IL | ENT | MISO_MO-IL | Internal | Summer | B3 | 75 | 2260 | 0 | 152.82 | 145.35 | 8 | 0
2035 | ENT_2_MISO_MO-IL | ENT | MISO_MO-IL | Internal | Summer | B4 | 100 | 2260 | 0 | 148.66 | 140.66 | 8 | 0
2035 | ENT_2_MISO_MO-IL | ENT | MISO_MO-IL | Internal | Summer | B5 | 200 | 2260 | 0 | 138.27 | 138.27 | 8 | 0
2035 | ENT_2_MISO_MO-IL | ENT | MISO_MO-IL | Internal | Summer | B6 | 300 | 2260 | 0 | 102.16 | 102.16 | 8 | 0
2035 | ENT_2_MISO_MO-IL | ENT | MISO_MO-IL | Internal | Summer | B7 | 400 | 2260 | 0 | 94.14 | 88.89 | 8 | 0
2035 | ENT_2_MISO_MO-IL | ENT | MISO_MO-IL | Internal | Summer | B8 | 500 | 2260 | 0 | 93.03 | 85.03 | 8 | 0
2035 | ENT_2_MISO_MO-IL | ENT | MISO_MO-IL | Internal | Summer | B9 | 800 | 2260 | 0 | 89.23 | 80.84 | 8 | 0
2035 | ENT_2_MISO_MO-IL | ENT | MISO_MO-IL | Internal | Summer | B10 | 1262 | 2260 | 0 | 74.82 | 74.81 | 8 | 0
2035 | ENT_2_MISO_MO-IL | ENT | MISO_MO-IL | Internal | Winter | B16 | 25 | 2260 | 0 | 91.89 | 83.89 | 8 | 0
2035 | ENT_2_MISO_MO-IL | ENT | MISO_MO-IL | Internal | Winter | B17 | 100 | 2260 | 0 | 88.69 | 87.69 | 8 | 0
2035 | ENT_2_MISO_MO-IL | ENT | MISO_MO-IL | Internal | Winter | B18 | 400 | 2260 | 0 | 88.69 | 88.03 | 8 | 0
2035 | ENT_2_MISO_MO-IL | ENT | MISO_MO-IL | Internal | Winter | B19 | 700 | 2260 | 0 | 81.91 | 81.9 | 8 | 0
2035 | ENT_2_MISO_MO-IL | ENT | MISO_MO-IL | Internal | Winter | B20 | 935 | 2260 | 0 | 75.64 | 68.58 | 8 | 0
2035 | ENT_2_SOCO | ENT | SOCO | Internal | Shoulder | B11 | 25 | 2000 | 0 | 94.89 | 93.21 | 8 | 0
2035 | ENT_2_SOCO | ENT | SOCO | Internal | Shoulder | B12 | 200 | 2000 | 0 | 90.72 | 93.21 | 8 | 0
2035 | ENT_2_SOCO | ENT | SOCO | Internal | Shoulder | B13 | 600 | 2000 | 1327.75 | 85.21 | 93.21 | 8 | 0
2035 | ENT_2_SOCO | ENT | SOCO | Internal | Shoulder | B14 | 900 | 2000 | 2000 | 78.81 | 90.01 | 8 | 3.19
2035 | ENT_2_SOCO | ENT | SOCO | Internal | Shoulder | B15 | 1203 | 2000 | 1435.26 | 72.68 | 80.68 | 8 | 0
2035 | ENT_2_SOCO | ENT | SOCO | Internal | Summer | B1 | 10 | 2000 | 2000 | 143.71 | 741.19 | 8 | 589.48
2035 | ENT_2_SOCO | ENT | SOCO | Internal | Summer | B2 | 25 | 2000 | 2000 | 148.93 | 741.19 | 8 | 584.26
2035 | ENT_2_SOCO | ENT | SOCO | Internal | Summer | B3 | 75 | 2000 | 1952.08 | 152.82 | 160.82 | 8 | 0
2035 | ENT_2_SOCO | ENT | SOCO | Internal | Summer | B4 | 100 | 2000 | 0 | 148.66 | 145.66 | 8 | 0
2035 | ENT_2_SOCO | ENT | SOCO | Internal | Summer | B5 | 200 | 2000 | 0 | 138.27 | 128.27 | 8 | 0
2035 | ENT_2_SOCO | ENT | SOCO | Internal | Summer | B6 | 300 | 2000 | 0 | 102.16 | 95.8 | 8 | 0
2035 | ENT_2_SOCO | ENT | SOCO | Internal | Summer | B7 | 400 | 2000 | 0 | 94.14 | 91.65 | 8 | 0
2035 | ENT_2_SOCO | ENT | SOCO | Internal | Summer | B8 | 500 | 2000 | 0 | 93.03 | 91.65 | 8 | 0
2035 | ENT_2_SOCO | ENT | SOCO | Internal | Summer | B9 | 800 | 2000 | 0 | 89.23 | 91.65 | 8 | 0
2035 | ENT_2_SOCO | ENT | SOCO | Internal | Summer | B10 | 1262 | 2000 | 0 | 74.82 | 79.35 | 8 | 0
2035 | ENT_2_SOCO | ENT | SOCO | Internal | Winter | B16 | 25 | 2000 | 0 | 91.89 | 98.89 | 8 | 0
2035 | ENT_2_SOCO | ENT | SOCO | Internal | Winter | B17 | 100 | 2000 | 528.62 | 88.69 | 96.69 | 8 | 0
2035 | ENT_2_SOCO | ENT | SOCO | Internal | Winter | B18 | 400 | 2000 | 505.7 | 88.69 | 96.69 | 8 | 0
2035 | ENT_2_SOCO | ENT | SOCO | Internal | Winter | B19 | 700 | 2000 | 2000 | 81.91 | 93.51 | 8 | 3.6
2035 | ENT_2_SOCO | ENT | SOCO | Internal | Winter | B20 | 935 | 2000 | 1737.26 | 75.64 | 83.64 | 8 | 0
2035 | ENT_2_TVA_Transmission | ENT | TVA_Transmission | Internal | Shoulder | B11 | 25 | 2100 | 0 | 94.89 | 100.37 | 8 | 0
2035 | ENT_2_TVA_Transmission | ENT | TVA_Transmission | Internal | Shoulder | B12 | 200 | 2100 | 0 | 90.72 | 95.95 | 8 | 0
2035 | ENT_2_TVA_Transmission | ENT | TVA_Transmission | Internal | Shoulder | B13 | 600 | 2100 | 0 | 85.21 | 92.37 | 8 | 0
2035 | ENT_2_TVA_Transmission | ENT | TVA_Transmission | Internal | Shoulder | B14 | 900 | 2100 | 0 | 78.81 | 85.72 | 8 | 0
2035 | ENT_2_TVA_Transmission | ENT | TVA_Transmission | Internal | Shoulder | B15 | 1203 | 2100 | 0 | 72.68 | 80.01 | 8 | 0
2035 | ENT_2_TVA_Transmission | ENT | TVA_Transmission | Internal | Summer | B1 | 10 | 2100 | 2100 | 143.71 | 167.72 | 8 | 16.01
2035 | ENT_2_TVA_Transmission | ENT | TVA_Transmission | Internal | Summer | B2 | 25 | 2100 | 2100 | 148.93 | 162.99 | 8 | 6.06
2035 | ENT_2_TVA_Transmission | ENT | TVA_Transmission | Internal | Summer | B3 | 75 | 2100 | 0 | 152.82 | 153.35 | 8 | 0
2035 | ENT_2_TVA_Transmission | ENT | TVA_Transmission | Internal | Summer | B4 | 100 | 2100 | 0 | 148.66 | 148.66 | 8 | 0
2035 | ENT_2_TVA_Transmission | ENT | TVA_Transmission | Internal | Summer | B5 | 200 | 2100 | 0 | 138.27 | 138.27 | 8 | 0
2035 | ENT_2_TVA_Transmission | ENT | TVA_Transmission | Internal | Summer | B6 | 300 | 2100 | 0 | 102.16 | 105.8 | 8 | 0
2035 | ENT_2_TVA_Transmission | ENT | TVA_Transmission | Internal | Summer | B7 | 400 | 2100 | 0 | 94.14 | 95.57 | 8 | 0
2035 | ENT_2_TVA_Transmission | ENT | TVA_Transmission | Internal | Summer | B8 | 500 | 2100 | 0 | 93.03 | 93.02 | 8 | 0
2035 | ENT_2_TVA_Transmission | ENT | TVA_Transmission | Internal | Summer | B9 | 800 | 2100 | 0 | 89.23 | 88.84 | 8 | 0
2035 | ENT_2_TVA_Transmission | ENT | TVA_Transmission | Internal | Summer | B10 | 1262 | 2100 | 0 | 74.82 | 80.58 | 8 | 0
2035 | ENT_2_TVA_Transmission | ENT | TVA_Transmission | Internal | Winter | B16 | 25 | 2100 | 358.35 | 91.89 | 99.89 | 8 | 0
2035 | ENT_2_TVA_Transmission | ENT | TVA_Transmission | Internal | Winter | B17 | 100 | 2100 | 0 | 88.69 | 95.69 | 8 | 0
2035 | ENT_2_TVA_Transmission | ENT | TVA_Transmission | Internal | Winter | B18 | 400 | 2100 | 0 | 88.69 | 96.03 | 8 | 0
2035 | ENT_2_TVA_Transmission | ENT | TVA_Transmission | Internal | Winter | B19 | 700 | 2100 | 0 | 81.91 | 89.9 | 8 | 0
2035 | ENT_2_TVA_Transmission | ENT | TVA_Transmission | Internal | Winter | B20 | 935 | 2100 | 0 | 75.64 | 82.79 | 8 | 0
2035 | FRCC_2_SOCO | FRCC | SOCO | Internal | Shoulder | B11 | 25 | 900 | 0 | 98.41 | 93.21 | 8 | 0
2035 | FRCC_2_SOCO | FRCC | SOCO | Internal | Shoulder | B12 | 200 | 900 | 0 | 98.41 | 93.21 | 8 | 0
2035 | FRCC_2_SOCO | FRCC | SOCO | Internal | Shoulder | B13 | 600 | 900 | 0 | 98.41 | 93.21 | 8 | 0
2035 | FRCC_2_SOCO | FRCC | SOCO | Internal | Shoulder | B14 | 900 | 900 | 0 | 85.11 | 90.01 | 8 | 0
2035 | FRCC_2_SOCO | FRCC | SOCO | Internal | Shoulder | B15 | 1203 | 900 | 0 | 85.11 | 80.68 | 8 | 0
2035 | FRCC_2_SOCO | FRCC | SOCO | Internal | Summer | B1 | 10 | 900 | 0 | 751.19 | 741.19 | 8 | 0
2035 | FRCC_2_SOCO | FRCC | SOCO | Internal | Summer | B2 | 25 | 900 | 0 | 751.19 | 741.19 | 8 | 0
2035 | FRCC_2_SOCO | FRCC | SOCO | Internal | Summer | B3 | 75 | 900 | 0 | 170.82 | 160.82 | 8 | 0
2035 | FRCC_2_SOCO | FRCC | SOCO | Internal | Summer | B4 | 100 | 900 | 0 | 155.66 | 145.66 | 8 | 0
2035 | FRCC_2_SOCO | FRCC | SOCO | Internal | Summer | B5 | 200 | 900 | 900 | 115.8 | 128.27 | 8 | 4.47
2035 | FRCC_2_SOCO | FRCC | SOCO | Internal | Summer | B6 | 300 | 900 | 0 | 97.35 | 95.8 | 8 | 0
2035 | FRCC_2_SOCO | FRCC | SOCO | Internal | Summer | B7 | 400 | 900 | 0 | 97.35 | 91.65 | 8 | 0
2035 | FRCC_2_SOCO | FRCC | SOCO | Internal | Summer | B8 | 500 | 900 | 0 | 97.35 | 91.65 | 8 | 0
2035 | FRCC_2_SOCO | FRCC | SOCO | Internal | Summer | B9 | 800 | 900 | 0 | 86.03 | 91.65 | 8 | 0
2035 | FRCC_2_SOCO | FRCC | SOCO | Internal | Summer | B10 | 1262 | 900 | 0 | 84.21 | 79.35 | 8 | 0
2035 | FRCC_2_SOCO | FRCC | SOCO | Internal | Winter | B16 | 25 | 900 | 0 | 101.33 | 98.89 | 8 | 0
2035 | FRCC_2_SOCO | FRCC | SOCO | Internal | Winter | B17 | 100 | 900 | 0 | 101.33 | 96.69 | 8 | 0
2035 | FRCC_2_SOCO | FRCC | SOCO | Internal | Winter | B18 | 400 | 900 | 0 | 90.15 | 96.69 | 8 | 0
2035 | FRCC_2_SOCO | FRCC | SOCO | Internal | Winter | B19 | 700 | 900 | 0 | 87.59 | 93.51 | 8 | 0
2035 | FRCC_2_SOCO | FRCC | SOCO | Internal | Winter | B20 | 935 | 900 | 0 | 87.59 | 83.64 | 8 | 0
2035 | HQ_NEISO_2_NEISO | HQ_NEISO | NEISO | Internal | Shoulder | B11 | 25 | 99999 | 3633.08 | 70.88 | 70.9 | 0.01 | 0
2035 | HQ_NEISO_2_NEISO | HQ_NEISO | NEISO | Internal | Shoulder | B12 | 200 | 99999 | 3625.93 | 70.88 | 70.9 | 0.01 | 0
2035 | HQ_NEISO_2_NEISO | HQ_NEISO | NEISO | Internal | Shoulder | B13 | 600 | 99999 | 3597.78 | 70.88 | 70.9 | 0.01 | 0
2035 | HQ_NEISO_2_NEISO | HQ_NEISO | NEISO | Internal | Shoulder | B14 | 900 | 99999 | 3548.53 | 70.88 | 70.9 | 0.01 | 0
2035 | HQ_NEISO_2_NEISO | HQ_NEISO | NEISO | Internal | Shoulder | B15 | 1203 | 99999 | 1636.15 | 70.88 | 70.9 | 0.01 | 0
2035 | HQ_NEISO_2_NEISO | HQ_NEISO | NEISO | Internal | Summer | B1 | 10 | 99999 | 4031.99 | 751.18 | 751.19 | 0.01 | 0
2035 | HQ_NEISO_2_NEISO | HQ_NEISO | NEISO | Internal | Summer | B2 | 25 | 99999 | 3984.73 | 546.97 | 546.99 | 0.01 | 0
2035 | HQ_NEISO_2_NEISO | HQ_NEISO | NEISO | Internal | Summer | B3 | 75 | 99999 | 3890.52 | 136.35 | 136.36 | 0.01 | 0
2035 | HQ_NEISO_2_NEISO | HQ_NEISO | NEISO | Internal | Summer | B4 | 100 | 99999 | 3809.54 | 98.18 | 98.19 | 0.01 | 0
2035 | HQ_NEISO_2_NEISO | HQ_NEISO | NEISO | Internal | Summer | B5 | 200 | 99999 | 3765.5 | 98.18 | 98.19 | 0.01 | 0
2035 | HQ_NEISO_2_NEISO | HQ_NEISO | NEISO | Internal | Summer | B6 | 300 | 99999 | 3715.73 | 78.06 | 78.07 | 0.01 | 0
2035 | HQ_NEISO_2_NEISO | HQ_NEISO | NEISO | Internal | Summer | B7 | 400 | 99999 | 3658.8 | 73.48 | 73.5 | 0.01 | 0
2035 | HQ_NEISO_2_NEISO | HQ_NEISO | NEISO | Internal | Summer | B8 | 500 | 99999 | 3614.05 | 73.48 | 73.5 | 0.01 | 0
2035 | HQ_NEISO_2_NEISO | HQ_NEISO | NEISO | Internal | Summer | B9 | 800 | 99999 | 3559.23 | 73.48 | 73.5 | 0.01 | 0
2035 | HQ_NEISO_2_NEISO | HQ_NEISO | NEISO | Internal | Summer | B10 | 1262 | 99999 | 1305.03 | 71.85 | 71.86 | 0.01 | 0
2035 | HQ_NEISO_2_NEISO | HQ_NEISO | NEISO | Internal | Winter | B16 | 25 | 99999 | 3732.2 | 77.73 | 77.75 | 0.01 | 0
2035 | HQ_NEISO_2_NEISO | HQ_NEISO | NEISO | Internal | Winter | B17 | 100 | 99999 | 3692.42 | 77.73 | 77.75 | 0.01 | 0
2035 | HQ_NEISO_2_NEISO | HQ_NEISO | NEISO | Internal | Winter | B18 | 400 | 99999 | 3661.97 | 77.73 | 77.75 | 0.01 | 0
2035 | HQ_NEISO_2_NEISO | HQ_NEISO | NEISO | Internal | Winter | B19 | 700 | 99999 | 3605.25 | 77.73 | 77.75 | 0.01 | 0
2035 | HQ_NEISO_2_NEISO | HQ_NEISO | NEISO | Internal | Winter | B20 | 935 | 99999 | 1783.97 | 77.73 | 77.75 | 0.01 | 0
2035 | HQ_NY_2_NYISO_A-F | HQ_NY | NYISO_A-F | Internal | Shoulder | B11 | 25 | 99999 | 2691.25 | 73.6 | 73.61 | 0.01 | 0
2035 | HQ_NY_2_NYISO_A-F | HQ_NY | NYISO_A-F | Internal | Shoulder | B12 | 200 | 99999 | 2724.3 | 73.6 | 73.61 | 0.01 | 0
2035 | HQ_NY_2_NYISO_A-F | HQ_NY | NYISO_A-F | Internal | Shoulder | B13 | 600 | 99999 | 2662.86 | 73.6 | 73.61 | 0.01 | 0
2035 | HQ_NY_2_NYISO_A-F | HQ_NY | NYISO_A-F | Internal | Shoulder | B14 | 900 | 99999 | 2561.4 | 73.6 | 73.61 | 0.01 | 0
2035 | HQ_NY_2_NYISO_A-F | HQ_NY | NYISO_A-F | Internal | Shoulder | B15 | 1203 | 99999 | 1489.61 | 73.6 | 73.61 | 0.01 | 0
2035 | HQ_NY_2_NYISO_A-F | HQ_NY | NYISO_A-F | Internal | Summer | B1 | 10 | 99999 | 3333.15 | 95.22 | 95.23 | 0.01 | 0
2035 | HQ_NY_2_NYISO_A-F | HQ_NY | NYISO_A-F | Internal | Summer | B2 | 25 | 99999 | 3246 | 102.15 | 102.16 | 0.01 | 0
2035 | HQ_NY_2_NYISO_A-F | HQ_NY | NYISO_A-F | Internal | Summer | B3 | 75 | 99999 | 3115.34 | 102.15 | 102.16 | 0.01 | 0
2035 | HQ_NY_2_NYISO_A-F | HQ_NY | NYISO_A-F | Internal | Summer | B4 | 100 | 99999 | 2975.05 | 101.18 | 101.19 | 0.01 | 0
2035 | HQ_NY_2_NYISO_A-F | HQ_NY | NYISO_A-F | Internal | Summer | B5 | 200 | 99999 | 2890.32 | 101.18 | 101.19 | 0.01 | 0
2035 | HQ_NY_2_NYISO_A-F | HQ_NY | NYISO_A-F | Internal | Summer | B6 | 300 | 99999 | 2805.65 | 75.06 | 75.07 | 0.01 | 0
2035 | HQ_NY_2_NYISO_A-F | HQ_NY | NYISO_A-F | Internal | Summer | B7 | 400 | 99999 | 2708.49 | 74.83 | 74.84 | 0.01 | 0
2035 | HQ_NY_2_NYISO_A-F | HQ_NY | NYISO_A-F | Internal | Summer | B8 | 500 | 99999 | 2642.7 | 74.83 | 74.84 | 0.01 | 0
2035 | HQ_NY_2_NYISO_A-F | HQ_NY | NYISO_A-F | Internal | Summer | B9 | 800 | 99999 | 2553.54 | 74.83 | 74.84 | 0.01 | 0
2035 | HQ_NY_2_NYISO_A-F | HQ_NY | NYISO_A-F | Internal | Summer | B10 | 1262 | 99999 | 1342.41 | 74.83 | 74.84 | 0.01 | 0
2035 | HQ_NY_2_NYISO_A-F | HQ_NY | NYISO_A-F | Internal | Winter | B16 | 25 | 99999 | 2921.38 | 74.73 | 74.75 | 0.01 | 0
2035 | HQ_NY_2_NYISO_A-F | HQ_NY | NYISO_A-F | Internal | Winter | B17 | 100 | 99999 | 2867.47 | 74.73 | 74.75 | 0.01 | 0
2035 | HQ_NY_2_NYISO_A-F | HQ_NY | NYISO_A-F | Internal | Winter | B18 | 400 | 99999 | 2805.5 | 74.73 | 74.75 | 0.01 | 0
2035 | HQ_NY_2_NYISO_A-F | HQ_NY | NYISO_A-F | Internal | Winter | B19 | 700 | 99999 | 2697.59 | 74.73 | 74.75 | 0.01 | 0
2035 | HQ_NY_2_NYISO_A-F | HQ_NY | NYISO_A-F | Internal | Winter | B20 | 935 | 99999 | 1660.59 | 74.73 | 74.75 | 0.01 | 0
2035 | HQ_IESO_2_IESO | HQ_IESO | IESO | Internal | Shoulder | B11 | 25 | 99999 | 1813.74 | 66.6 | 66.61 | 0.01 | 0
2035 | HQ_IESO_2_IESO | HQ_IESO | IESO | Internal | Shoulder | B12 | 200 | 99999 | 1851.76 | 66.6 | 66.61 | 0.01 | 0
2035 | HQ_IESO_2_IESO | HQ_IESO | IESO | Internal | Shoulder | B13 | 600 | 99999 | 1806.3 | 66.6 | 66.61 | 0.01 | 0
2035 | HQ_IESO_2_IESO | HQ_IESO | IESO | Internal | Shoulder | B14 | 900 | 99999 | 1723.21 | 66.6 | 66.61 | 0.01 | 0
2035 | HQ_IESO_2_IESO | HQ_IESO | IESO | Internal | Shoulder | B15 | 1203 | 99999 | 1191.51 | 66.6 | 66.61 | 0.01 | 0
2035 | HQ_IESO_2_IESO | HQ_IESO | IESO | Internal | Summer | B1 | 10 | 99999 | 2248 | 88.22 | 88.23 | 0.01 | 0
2035 | HQ_IESO_2_IESO | HQ_IESO | IESO | Internal | Summer | B2 | 25 | 99999 | 2168.12 | 89.71 | 89.72 | 0.01 | 0
2035 | HQ_IESO_2_IESO | HQ_IESO | IESO | Internal | Summer | B3 | 75 | 99999 | 2053.88 | 88.22 | 88.23 | 0.01 | 0
2035 | HQ_IESO_2_IESO | HQ_IESO | IESO | Internal | Summer | B4 | 100 | 99999 | 1980.41 | 80.5 | 80.51 | 0.01 | 0
2035 | HQ_IESO_2_IESO | HQ_IESO | IESO | Internal | Summer | B5 | 200 | 99999 | 1925.15 | 65.5 | 65.51 | 0.01 | 0
2035 | HQ_IESO_2_IESO | HQ_IESO | IESO | Internal | Summer | B6 | 300 | 99999 | 1880.07 | 65.5 | 65.51 | 0.01 | 0
2035 | HQ_IESO_2_IESO | HQ_IESO | IESO | Internal | Summer | B7 | 400 | 99999 | 1823.21 | 65.5 | 65.51 | 0.01 | 0
2035 | HQ_IESO_2_IESO | HQ_IESO | IESO | Internal | Summer | B8 | 500 | 99999 | 1760.86 | 65.5 | 65.51 | 0.01 | 0
2035 | HQ_IESO_2_IESO | HQ_IESO | IESO | Internal | Summer | B9 | 800 | 99999 | 1692.97 | 65.5 | 65.51 | 0.01 | 0
2035 | HQ_IESO_2_IESO | HQ_IESO | IESO | Internal | Summer | B10 | 1262 | 99999 | 1128.42 | 65.5 | 65.51 | 0.01 | 0
2035 | HQ_IESO_2_IESO | HQ_IESO | IESO | Internal | Winter | B16 | 25 | 99999 | 2031.74 | 67.73 | 67.75 | 0.01 | 0
2035 | HQ_IESO_2_IESO | HQ_IESO | IESO | Internal | Winter | B17 | 100 | 99999 | 1987.01 | 67.73 | 67.75 | 0.01 | 0
2035 | HQ_IESO_2_IESO | HQ_IESO | IESO | Internal | Winter | B18 | 400 | 99999 | 1935.5 | 67.73 | 67.75 | 0.01 | 0
2035 | HQ_IESO_2_IESO | HQ_IESO | IESO | Internal | Winter | B19 | 700 | 99999 | 1843.66 | 67.73 | 67.75 | 0.01 | 0
2035 | HQ_IESO_2_IESO | HQ_IESO | IESO | Internal | Winter | B20 | 935 | 99999 | 1306.45 | 67.73 | 67.75 | 0.01 | 0
2035 | IESO_2_MAPP_CA | IESO | MAPP_CA | Internal | Shoulder | B11 | 25 | 269 | 0 | 66.61 | 58.61 | 7 | 0
2035 | IESO_2_MAPP_CA | IESO | MAPP_CA | Internal | Shoulder | B12 | 200 | 269 | 0 | 66.61 | 58.61 | 7 | 0
2035 | IESO_2_MAPP_CA | IESO | MAPP_CA | Internal | Shoulder | B13 | 600 | 269 | 0 | 66.61 | 58.61 | 7 | 0
2035 | IESO_2_MAPP_CA | IESO | MAPP_CA | Internal | Shoulder | B14 | 900 | 269 | 0 | 66.61 | 58.61 | 7 | 0
2035 | IESO_2_MAPP_CA | IESO | MAPP_CA | Internal | Shoulder | B15 | 1203 | 269 | 0 | 66.61 | 58.61 | 7 | 0
2035 | IESO_2_MAPP_CA | IESO | MAPP_CA | Internal | Summer | B1 | 10 | 269 | 0 | 88.23 | 72.51 | 7 | 0
2035 | IESO_2_MAPP_CA | IESO | MAPP_CA | Internal | Summer | B2 | 25 | 269 | 0 | 89.72 | 72.51 | 7 | 0
2035 | IESO_2_MAPP_CA | IESO | MAPP_CA | Internal | Summer | B3 | 75 | 269 | 0 | 88.23 | 72.51 | 7 | 0
2035 | IESO_2_MAPP_CA | IESO | MAPP_CA | Internal | Summer | B4 | 100 | 269 | 0 | 80.51 | 72.51 | 7 | 0
2035 | IESO_2_MAPP_CA | IESO | MAPP_CA | Internal | Summer | B5 | 200 | 269 | 50.9 | 65.51 | 72.51 | 7 | 0
2035 | IESO_2_MAPP_CA | IESO | MAPP_CA | Internal | Summer | B6 | 300 | 269 | 60.92 | 65.51 | 72.51 | 7 | 0
2035 | IESO_2_MAPP_CA | IESO | MAPP_CA | Internal | Summer | B7 | 400 | 269 | 55.29 | 65.51 | 72.51 | 7 | 0
2035 | IESO_2_MAPP_CA | IESO | MAPP_CA | Internal | Summer | B8 | 500 | 269 | 48.54 | 65.51 | 72.51 | 7 | 0
2035 | IESO_2_MAPP_CA | IESO | MAPP_CA | Internal | Summer | B9 | 800 | 269 | 35.6 | 65.51 | 72.51 | 7 | 0
2035 | IESO_2_MAPP_CA | IESO | MAPP_CA | Internal | Summer | B10 | 1262 | 269 | 25.85 | 65.51 | 72.51 | 7 | 0
2035 | IESO_2_MAPP_CA | IESO | MAPP_CA | Internal | Winter | B16 | 25 | 269 | 0 | 67.75 | 67.89 | 7 | 0
2035 | IESO_2_MAPP_CA | IESO | MAPP_CA | Internal | Winter | B17 | 100 | 269 | 0 | 67.75 | 67.89 | 7 | 0
2035 | IESO_2_MAPP_CA | IESO | MAPP_CA | Internal | Winter | B18 | 400 | 269 | 0 | 67.75 | 67.89 | 7 | 0
2035 | IESO_2_MAPP_CA | IESO | MAPP_CA | Internal | Winter | B19 | 700 | 269 | 0 | 67.75 | 67.89 | 7 | 0
2035 | IESO_2_MAPP_CA | IESO | MAPP_CA | Internal | Winter | B20 | 935 | 269 | 0 | 67.75 | 67.89 | 7 | 0
2035 | IESO_2_MISO_MI | IESO | MISO_MI | Internal | Shoulder | B11 | 25 | 3125 | 3125 | 66.61 | 92.38 | 7 | 18.77
2035 | IESO_2_MISO_MI | IESO | MISO_MI | Internal | Shoulder | B12 | 200 | 3125 | 3125 | 66.61 | 87.95 | 7 | 14.34
2035 | IESO_2_MISO_MI | IESO | MISO_MI | Internal | Shoulder | B13 | 600 | 3125 | 3125 | 66.61 | 84.4 | 7 | 10.79
2035 | IESO_2_MISO_MI | IESO | MISO_MI | Internal | Shoulder | B14 | 900 | 3125 | 3125 | 66.61 | 78.57 | 7 | 4.96
2035 | IESO_2_MISO_MI | IESO | MISO_MI | Internal | Shoulder | B15 | 1203 | 3125 | 3125 | 66.61 | 76.22 | 7 | 2.61
2035 | IESO_2_MISO_MI | IESO | MISO_MI | Internal | Summer | B1 | 10 | 3125 | 3125 | 88.23 | 150.77 | 7 | 55.55
2035 | IESO_2_MISO_MI | IESO | MISO_MI | Internal | Summer | B2 | 25 | 3125 | 3125 | 89.72 | 146.87 | 7 | 50.15
2035 | IESO_2_MISO_MI | IESO | MISO_MI | Internal | Summer | B3 | 75 | 3125 | 3125 | 88.23 | 146.6 | 7 | 51.38
2035 | IESO_2_MISO_MI | IESO | MISO_MI | Internal | Summer | B4 | 100 | 3125 | 3125 | 80.51 | 140.66 | 7 | 53.15
2035 | IESO_2_MISO_MI | IESO | MISO_MI | Internal | Summer | B5 | 200 | 3125 | 3125 | 65.51 | 138.26 | 7 | 65.75
2035 | IESO_2_MISO_MI | IESO | MISO_MI | Internal | Summer | B6 | 300 | 3125 | 3125 | 65.51 | 102.16 | 7 | 29.65
2035 | IESO_2_MISO_MI | IESO | MISO_MI | Internal | Summer | B7 | 400 | 3125 | 3125 | 65.51 | 88.89 | 7 | 16.38
2035 | IESO_2_MISO_MI | IESO | MISO_MI | Internal | Summer | B8 | 500 | 3125 | 3125 | 65.51 | 85.06 | 7 | 12.55
2035 | IESO_2_MISO_MI | IESO | MISO_MI | Internal | Summer | B9 | 800 | 3125 | 3125 | 65.51 | 80.83 | 7 | 8.32
2035 | IESO_2_MISO_MI | IESO | MISO_MI | Internal | Summer | B10 | 1262 | 3125 | 3125 | 65.51 | 74.84 | 7 | 2.33
2035 | IESO_2_MISO_MI | IESO | MISO_MI | Internal | Winter | B16 | 25 | 3125 | 3125 | 67.75 | 91.44 | 7 | 16.7
2035 | IESO_2_MISO_MI | IESO | MISO_MI | Internal | Winter | B17 | 100 | 3125 | 3125 | 67.75 | 92.26 | 7 | 17.51
2035 | IESO_2_MISO_MI | IESO | MISO_MI | Internal | Winter | B18 | 400 | 3125 | 3125 | 67.75 | 88.53 | 7 | 13.78
2035 | IESO_2_MISO_MI | IESO | MISO_MI | Internal | Winter | B19 | 700 | 3125 | 3125 | 67.75 | 81.89 | 7 | 7.14
2035 | IESO_2_MISO_MI | IESO | MISO_MI | Internal | Winter | B20 | 935 | 3125 | 3125 | 67.75 | 78.63 | 7 | 3.88
2035 | IESO_2_MISO_W | IESO | MISO_W | Internal | Shoulder | B11 | 25 | 195 | 195 | 66.61 | 92.37 | 7 | 18.76
2035 | IESO_2_MISO_W | IESO | MISO_W | Internal | Shoulder | B12 | 200 | 195 | 195 | 66.61 | 87.94 | 7 | 14.33
2035 | IESO_2_MISO_W | IESO | MISO_W | Internal | Shoulder | B13 | 600 | 195 | 195 | 66.61 | 84.36 | 7 | 10.75
2035 | IESO_2_MISO_W | IESO | MISO_W | Internal | Shoulder | B14 | 900 | 195 | 195 | 66.61 | 76.61 | 7 | 3
2035 | IESO_2_MISO_W | IESO | MISO_W | Internal | Shoulder | B15 | 1203 | 195 | 0 | 66.61 | 58.62 | 7 | 0
2035 | IESO_2_MISO_W | IESO | MISO_W | Internal | Summer | B1 | 10 | 195 | 195 | 88.23 | 151.72 | 7 | 56.49
2035 | IESO_2_MISO_W | IESO | MISO_W | Internal | Summer | B2 | 25 | 195 | 195 | 89.72 | 146.88 | 7 | 50.16
2035 | IESO_2_MISO_W | IESO | MISO_W | Internal | Summer | B3 | 75 | 195 | 195 | 88.23 | 145.33 | 7 | 50.11
2035 | IESO_2_MISO_W | IESO | MISO_W | Internal | Summer | B4 | 100 | 195 | 195 | 80.51 | 138.78 | 7 | 51.27
2035 | IESO_2_MISO_W | IESO | MISO_W | Internal | Summer | B5 | 200 | 195 | 195 | 65.51 | 138.26 | 7 | 65.75
2035 | IESO_2_MISO_W | IESO | MISO_W | Internal | Summer | B6 | 300 | 195 | 195 | 65.51 | 102.14 | 7 | 29.63
2035 | IESO_2_MISO_W | IESO | MISO_W | Internal | Summer | B7 | 400 | 195 | 195 | 65.51 | 88.88 | 7 | 16.37
2035 | IESO_2_MISO_W | IESO | MISO_W | Internal | Summer | B8 | 500 | 195 | 195 | 65.51 | 85.02 | 7 | 12.51
2035 | IESO_2_MISO_W | IESO | MISO_W | Internal | Summer | B9 | 800 | 195 | 195 | 65.51 | 80.83 | 7 | 8.32
2035 | IESO_2_MISO_W | IESO | MISO_W | Internal | Summer | B10 | 1262 | 195 | 195 | 65.51 | 72.58 | 7 | 0.07
2035 | IESO_2_MISO_W | IESO | MISO_W | Internal | Winter | B16 | 25 | 195 | 0 | 67.75 | 48.89 | 7 | 0
2035 | IESO_2_MISO_W | IESO | MISO_W | Internal | Winter | B17 | 100 | 195 | 0 | 67.75 | 67.9 | 7 | 0
2035 | IESO_2_MISO_W | IESO | MISO_W | Internal | Winter | B18 | 400 | 195 | 195 | 67.75 | 82.49 | 7 | 7.75
2035 | IESO_2_MISO_W | IESO | MISO_W | Internal | Winter | B19 | 700 | 195 | 195 | 67.75 | 81.89 | 7 | 7.14
2035 | IESO_2_MISO_W | IESO | MISO_W | Internal | Winter | B20 | 935 | 195 | 0 | 67.75 | 67.9 | 7 | 0
2035 | IESO_2_NYISO_A-F | IESO | NYISO_A-F | Internal | Shoulder | B11 | 25 | 2224 | 1917.85 | 66.61 | 73.61 | 7 | 0
2035 | IESO_2_NYISO_A-F | IESO | NYISO_A-F | Internal | Shoulder | B12 | 200 | 2224 | 2101.8 | 66.61 | 73.61 | 7 | 0
2035 | IESO_2_NYISO_A-F | IESO | NYISO_A-F | Internal | Shoulder | B13 | 600 | 2224 | 1916.28 | 66.61 | 73.61 | 7 | 0
2035 | IESO_2_NYISO_A-F | IESO | NYISO_A-F | Internal | Shoulder | B14 | 900 | 2224 | 1473.66 | 66.61 | 73.61 | 7 | 0
2035 | IESO_2_NYISO_A-F | IESO | NYISO_A-F | Internal | Shoulder | B15 | 1203 | 2224 | 1477.23 | 66.61 | 73.61 | 7 | 0
2035 | IESO_2_NYISO_A-F | IESO | NYISO_A-F | Internal | Summer | B1 | 10 | 2224 | 1773.54 | 88.23 | 95.23 | 7 | 0
2035 | IESO_2_NYISO_A-F | IESO | NYISO_A-F | Internal | Summer | B2 | 25 | 2224 | 2224 | 89.72 | 102.16 | 7 | 5.44
2035 | IESO_2_NYISO_A-F | IESO | NYISO_A-F | Internal | Summer | B3 | 75 | 2224 | 2224 | 88.23 | 102.16 | 7 | 6.93
2035 | IESO_2_NYISO_A-F | IESO | NYISO_A-F | Internal | Summer | B4 | 100 | 2224 | 2224 | 80.51 | 101.19 | 7 | 13.68
2035 | IESO_2_NYISO_A-F | IESO | NYISO_A-F | Internal | Summer | B5 | 200 | 2224 | 2224 | 65.51 | 101.19 | 7 | 28.68
2035 | IESO_2_NYISO_A-F | IESO | NYISO_A-F | Internal | Summer | B6 | 300 | 2224 | 2224 | 65.51 | 75.07 | 7 | 2.56
2035 | IESO_2_NYISO_A-F | IESO | NYISO_A-F | Internal | Summer | B7 | 400 | 2224 | 2224 | 65.51 | 74.84 | 7 | 2.33
2035 | IESO_2_NYISO_A-F | IESO | NYISO_A-F | Internal | Summer | B8 | 500 | 2224 | 2224 | 65.51 | 74.84 | 7 | 2.33
2035 | IESO_2_NYISO_A-F | IESO | NYISO_A-F | Internal | Summer | B9 | 800 | 2224 | 2224 | 65.51 | 74.84 | 7 | 2.33
2035 | IESO_2_NYISO_A-F | IESO | NYISO_A-F | Internal | Summer | B10 | 1262 | 2224 | 2224 | 65.51 | 74.84 | 7 | 2.33
2035 | IESO_2_NYISO_A-F | IESO | NYISO_A-F | Internal | Winter | B16 | 25 | 2224 | 1987.98 | 67.75 | 74.75 | 7 | 0
2035 | IESO_2_NYISO_A-F | IESO | NYISO_A-F | Internal | Winter | B17 | 100 | 2224 | 1839.59 | 67.75 | 74.75 | 7 | 0
2035 | IESO_2_NYISO_A-F | IESO | NYISO_A-F | Internal | Winter | B18 | 400 | 2224 | 1728.45 | 67.75 | 74.75 | 7 | 0
2035 | IESO_2_NYISO_A-F | IESO | NYISO_A-F | Internal | Winter | B19 | 700 | 2224 | 1620.74 | 67.75 | 74.75 | 7 | 0
2035 | IESO_2_NYISO_A-F | IESO | NYISO_A-F | Internal | Winter | B20 | 935 | 2224 | 1494.43 | 67.75 | 74.75 | 7 | 0
2035 | MAPP_CA_2_IESO | MAPP_CA | IESO | Internal | Shoulder | B11 | 25 | 337 | 225.73 | 58.61 | 66.61 | 8 | 0
2035 | MAPP_CA_2_IESO | MAPP_CA | IESO | Internal | Shoulder | B12 | 200 | 337 | 312.87 | 58.61 | 66.61 | 8 | 0
2035 | MAPP_CA_2_IESO | MAPP_CA | IESO | Internal | Shoulder | B13 | 600 | 337 | 328.83 | 58.61 | 66.61 | 8 | 0
2035 | MAPP_CA_2_IESO | MAPP_CA | IESO | Internal | Shoulder | B14 | 900 | 337 | 331.51 | 58.61 | 66.61 | 8 | 0
2035 | MAPP_CA_2_IESO | MAPP_CA | IESO | Internal | Shoulder | B15 | 1203 | 337 | 332.85 | 58.61 | 66.61 | 8 | 0
2035 | MAPP_CA_2_IESO | MAPP_CA | IESO | Internal | Summer | B1 | 10 | 337 | 337 | 72.51 | 88.23 | 8 | 7.72
2035 | MAPP_CA_2_IESO | MAPP_CA | IESO | Internal | Summer | B2 | 25 | 337 | 337 | 72.51 | 89.72 | 8 | 9.21
2035 | MAPP_CA_2_IESO | MAPP_CA | IESO | Internal | Summer | B3 | 75 | 337 | 337 | 72.51 | 88.23 | 8 | 7.72
2035 | MAPP_CA_2_IESO | MAPP_CA | IESO | Internal | Summer | B4 | 100 | 337 | 216.65 | 72.51 | 80.51 | 8 | 0
2035 | MAPP_CA_2_IESO | MAPP_CA | IESO | Internal | Summer | B5 | 200 | 337 | 0 | 72.51 | 65.51 | 8 | 0
2035 | MAPP_CA_2_IESO | MAPP_CA | IESO | Internal | Summer | B6 | 300 | 337 | 0 | 72.51 | 65.51 | 8 | 0
2035 | MAPP_CA_2_IESO | MAPP_CA | IESO | Internal | Summer | B7 | 400 | 337 | 0 | 72.51 | 65.51 | 8 | 0
2035 | MAPP_CA_2_IESO | MAPP_CA | IESO | Internal | Summer | B8 | 500 | 337 | 0 | 72.51 | 65.51 | 8 | 0
2035 | MAPP_CA_2_IESO | MAPP_CA | IESO | Internal | Summer | B9 | 800 | 337 | 0 | 72.51 | 65.51 | 8 | 0
2035 | MAPP_CA_2_IESO | MAPP_CA | IESO | Internal | Summer | B10 | 1262 | 337 | 0 | 72.51 | 65.51 | 8 | 0
2035 | MAPP_CA_2_IESO | MAPP_CA | IESO | Internal | Winter | B16 | 25 | 337 | 0 | 67.89 | 67.75 | 8 | 0
2035 | MAPP_CA_2_IESO | MAPP_CA | IESO | Internal | Winter | B17 | 100 | 337 | 0 | 67.89 | 67.75 | 8 | 0
2035 | MAPP_CA_2_IESO | MAPP_CA | IESO | Internal | Winter | B18 | 400 | 337 | 0 | 67.89 | 67.75 | 8 | 0
2035 | MAPP_CA_2_IESO | MAPP_CA | IESO | Internal | Winter | B19 | 700 | 337 | 0 | 67.89 | 67.75 | 8 | 0
2035 | MAPP_CA_2_IESO | MAPP_CA | IESO | Internal | Winter | B20 | 935 | 337 | 0 | 67.89 | 67.75 | 8 | 0
2035 | MAPP_CA_2_MAPP_US | MAPP_CA | MAPP_US | Internal | Shoulder | B11 | 25 | 372 | 372 | 58.61 | 85.37 | 7 | 19.76
2035 | MAPP_CA_2_MAPP_US | MAPP_CA | MAPP_US | Internal | Shoulder | B12 | 200 | 372 | 372 | 58.61 | 75.94 | 7 | 10.33
2035 | MAPP_CA_2_MAPP_US | MAPP_CA | MAPP_US | Internal | Shoulder | B13 | 600 | 372 | 372 | 58.61 | 72.36 | 7 | 6.75
2035 | MAPP_CA_2_MAPP_US | MAPP_CA | MAPP_US | Internal | Shoulder | B14 | 900 | 372 | 0 | 58.61 | 51.61 | 7 | 0
2035 | MAPP_CA_2_MAPP_US | MAPP_CA | MAPP_US | Internal | Shoulder | B15 | 1203 | 372 | 0 | 58.61 | 5.01 | 7 | 0
2035 | MAPP_CA_2_MAPP_US | MAPP_CA | MAPP_US | Internal | Summer | B1 | 10 | 372 | 372 | 72.51 | 144.72 | 7 | 65.21
2035 | MAPP_CA_2_MAPP_US | MAPP_CA | MAPP_US | Internal | Summer | B2 | 25 | 372 | 372 | 72.51 | 139.88 | 7 | 60.37
2035 | MAPP_CA_2_MAPP_US | MAPP_CA | MAPP_US | Internal | Summer | B3 | 75 | 372 | 372 | 72.51 | 138.33 | 7 | 58.82
2035 | MAPP_CA_2_MAPP_US | MAPP_CA | MAPP_US | Internal | Summer | B4 | 100 | 372 | 372 | 72.51 | 131.78 | 7 | 52.27
2035 | MAPP_CA_2_MAPP_US | MAPP_CA | MAPP_US | Internal | Summer | B5 | 200 | 372 | 372 | 72.51 | 131.26 | 7 | 51.75
2035 | MAPP_CA_2_MAPP_US | MAPP_CA | MAPP_US | Internal | Summer | B6 | 300 | 372 | 372 | 72.51 | 95.14 | 7 | 15.63
2035 | MAPP_CA_2_MAPP_US | MAPP_CA | MAPP_US | Internal | Summer | B7 | 400 | 372 | 372 | 72.51 | 81.88 | 7 | 2.37
2035 | MAPP_CA_2_MAPP_US | MAPP_CA | MAPP_US | Internal | Summer | B8 | 500 | 372 | 0 | 72.51 | 78.02 | 7 | 0
2035 | MAPP_CA_2_MAPP_US | MAPP_CA | MAPP_US | Internal | Summer | B9 | 800 | 372 | 0 | 72.51 | 73.83 | 7 | 0
2035 | MAPP_CA_2_MAPP_US | MAPP_CA | MAPP_US | Internal | Summer | B10 | 1262 | 372 | 0 | 72.51 | 65.58 | 7 | 0
2035 | MAPP_CA_2_MAPP_US | MAPP_CA | MAPP_US | Internal | Winter | B16 | 25 | 372 | 0 | 67.89 | 5.01 | 7 | 0
2035 | MAPP_CA_2_MAPP_US | MAPP_CA | MAPP_US | Internal | Winter | B17 | 100 | 372 | 0 | 67.89 | 60.9 | 7 | 0
2035 | MAPP_CA_2_MAPP_US | MAPP_CA | MAPP_US | Internal | Winter | B18 | 400 | 372 | 297.57 | 67.89 | 74.89 | 7 | 0
2035 | MAPP_CA_2_MAPP_US | MAPP_CA | MAPP_US | Internal | Winter | B19 | 700 | 372 | 321.58 | 67.89 | 74.89 | 7 | 0
2035 | MAPP_CA_2_MAPP_US | MAPP_CA | MAPP_US | Internal | Winter | B20 | 935 | 372 | 0 | 67.89 | 16.51 | 7 | 0
2035 | MAPP_CA_2_MISO_W | MAPP_CA | MISO_W | Internal | Shoulder | B11 | 25 | 1970 | 1970 | 58.61 | 92.37 | 0.01 | 33.75
2035 | MAPP_CA_2_MISO_W | MAPP_CA | MISO_W | Internal | Shoulder | B12 | 200 | 1970 | 1970 | 58.61 | 87.94 | 0.01 | 29.32
2035 | MAPP_CA_2_MISO_W | MAPP_CA | MISO_W | Internal | Shoulder | B13 | 600 | 1970 | 1970 | 58.61 | 84.36 | 0.01 | 25.74
2035 | MAPP_CA_2_MISO_W | MAPP_CA | MISO_W | Internal | Shoulder | B14 | 900 | 1970 | 1970 | 58.61 | 76.61 | 0.01 | 17.99
2035 | MAPP_CA_2_MISO_W | MAPP_CA | MISO_W | Internal | Shoulder | B15 | 1203 | 1970 | 66.78 | 58.61 | 58.62 | 0.01 | 0
2035 | MAPP_CA_2_MISO_W | MAPP_CA | MISO_W | Internal | Summer | B1 | 10 | 1970 | 1970 | 72.51 | 151.72 | 0.01 | 79.2
2035 | MAPP_CA_2_MISO_W | MAPP_CA | MISO_W | Internal | Summer | B2 | 25 | 1970 | 1970 | 72.51 | 146.88 | 0.01 | 74.36
2035 | MAPP_CA_2_MISO_W | MAPP_CA | MISO_W | Internal | Summer | B3 | 75 | 1970 | 1970 | 72.51 | 145.33 | 0.01 | 72.81
2035 | MAPP_CA_2_MISO_W | MAPP_CA | MISO_W | Internal | Summer | B4 | 100 | 1970 | 1970 | 72.51 | 138.78 | 0.01 | 66.26
2035 | MAPP_CA_2_MISO_W | MAPP_CA | MISO_W | Internal | Summer | B5 | 200 | 1970 | 1970 | 72.51 | 138.26 | 0.01 | 65.74
2035 | MAPP_CA_2_MISO_W | MAPP_CA | MISO_W | Internal | Summer | B6 | 300 | 1970 | 1970 | 72.51 | 102.14 | 0.01 | 29.62
2035 | MAPP_CA_2_MISO_W | MAPP_CA | MISO_W | Internal | Summer | B7 | 400 | 1970 | 1970 | 72.51 | 88.88 | 0.01 | 16.35
2035 | MAPP_CA_2_MISO_W | MAPP_CA | MISO_W | Internal | Summer | B8 | 500 | 1970 | 1970 | 72.51 | 85.02 | 0.01 | 12.5
2035 | MAPP_CA_2_MISO_W | MAPP_CA | MISO_W | Internal | Summer | B9 | 800 | 1970 | 1970 | 72.51 | 80.83 | 0.01 | 8.31
2035 | MAPP_CA_2_MISO_W | MAPP_CA | MISO_W | Internal | Summer | B10 | 1262 | 1970 | 1970 | 72.51 | 72.58 | 0.01 | 0.06
2035 | MAPP_CA_2_MISO_W | MAPP_CA | MISO_W | Internal | Winter | B16 | 25 | 1970 | 0 | 67.89 | 48.89 | 0.01 | 0
2035 | MAPP_CA_2_MISO_W | MAPP_CA | MISO_W | Internal | Winter | B17 | 100 | 1970 | 1575.14 | 67.89 | 67.9 | 0.01 | 0
2035 | MAPP_CA_2_MISO_W | MAPP_CA | MISO_W | Internal | Winter | B18 | 400 | 1970 | 1970 | 67.89 | 82.49 | 0.01 | 14.59
2035 | MAPP_CA_2_MISO_W | MAPP_CA | MISO_W | Internal | Winter | B19 | 700 | 1970 | 1970 | 67.89 | 81.89 | 0.01 | 13.99
2035 | MAPP_CA_2_MISO_W | MAPP_CA | MISO_W | Internal | Winter | B20 | 935 | 1970 | 87.14 | 67.89 | 67.9 | 0.01 | 0
2035 | MAPP_US_2_MAPP_CA | MAPP_US | MAPP_CA | Internal | Shoulder | B11 | 25 | 165 | 0 | 85.37 | 58.61 | 7 | 0
2035 | MAPP_US_2_MAPP_CA | MAPP_US | MAPP_CA | Internal | Shoulder | B12 | 200 | 165 | 0 | 75.94 | 58.61 | 7 | 0
2035 | MAPP_US_2_MAPP_CA | MAPP_US | MAPP_CA | Internal | Shoulder | B13 | 600 | 165 | 0 | 72.36 | 58.61 | 7 | 0
2035 | MAPP_US_2_MAPP_CA | MAPP_US | MAPP_CA | Internal | Shoulder | B14 | 900 | 165 | 54.02 | 51.61 | 58.61 | 7 | 0
2035 | MAPP_US_2_MAPP_CA | MAPP_US | MAPP_CA | Internal | Shoulder | B15 | 1203 | 165 | 165 | 5.01 | 58.61 | 7 | 46.6
2035 | MAPP_US_2_MAPP_CA | MAPP_US | MAPP_CA | Internal | Summer | B1 | 10 | 165 | 0 | 144.72 | 72.51 | 7 | 0
2035 | MAPP_US_2_MAPP_CA | MAPP_US | MAPP_CA | Internal | Summer | B2 | 25 | 165 | 0 | 139.88 | 72.51 | 7 | 0
2035 | MAPP_US_2_MAPP_CA | MAPP_US | MAPP_CA | Internal | Summer | B3 | 75 | 165 | 0 | 138.33 | 72.51 | 7 | 0
2035 | MAPP_US_2_MAPP_CA | MAPP_US | MAPP_CA | Internal | Summer | B4 | 100 | 165 | 0 | 131.78 | 72.51 | 7 | 0
2035 | MAPP_US_2_MAPP_CA | MAPP_US | MAPP_CA | Internal | Summer | B5 | 200 | 165 | 0 | 131.26 | 72.51 | 7 | 0
2035 | MAPP_US_2_MAPP_CA | MAPP_US | MAPP_CA | Internal | Summer | B6 | 300 | 165 | 0 | 95.14 | 72.51 | 7 | 0
2035 | MAPP_US_2_MAPP_CA | MAPP_US | MAPP_CA | Internal | Summer | B7 | 400 | 165 | 0 | 81.88 | 72.51 | 7 | 0
2035 | MAPP_US_2_MAPP_CA | MAPP_US | MAPP_CA | Internal | Summer | B8 | 500 | 165 | 0 | 78.02 | 72.51 | 7 | 0
2035 | MAPP_US_2_MAPP_CA | MAPP_US | MAPP_CA | Internal | Summer | B9 | 800 | 165 | 0 | 73.83 | 72.51 | 7 | 0
2035 | MAPP_US_2_MAPP_CA | MAPP_US | MAPP_CA | Internal | Summer | B10 | 1262 | 165 | 0 | 65.58 | 72.51 | 7 | 0
2035 | MAPP_US_2_MAPP_CA | MAPP_US | MAPP_CA | Internal | Winter | B16 | 25 | 165 | 165 | 5.01 | 67.89 | 7 | 55.88
2035 | MAPP_US_2_MAPP_CA | MAPP_US | MAPP_CA | Internal | Winter | B17 | 100 | 165 | 0 | 60.9 | 67.89 | 7 | 0
2035 | MAPP_US_2_MAPP_CA | MAPP_US | MAPP_CA | Internal | Winter | B18 | 400 | 165 | 0 | 74.89 | 67.89 | 7 | 0
2035 | MAPP_US_2_MAPP_CA | MAPP_US | MAPP_CA | Internal | Winter | B19 | 700 | 165 | 0 | 74.89 | 67.89 | 7 | 0
2035 | MAPP_US_2_MAPP_CA | MAPP_US | MAPP_CA | Internal | Winter | B20 | 935 | 165 | 165 | 16.51 | 67.89 | 7 | 44.38
2035 | MAPP_US_2_MISO_W | MAPP_US | MISO_W | Internal | Shoulder | B11 | 25 | 2635 | 2344.65 | 85.37 | 92.37 | 7 | 0
2035 | MAPP_US_2_MISO_W | MAPP_US | MISO_W | Internal | Shoulder | B12 | 200 | 2635 | 2635 | 75.94 | 87.94 | 7 | 5
2035 | MAPP_US_2_MISO_W | MAPP_US | MISO_W | Internal | Shoulder | B13 | 600 | 2635 | 2635 | 72.36 | 84.36 | 7 | 5
2035 | MAPP_US_2_MISO_W | MAPP_US | MISO_W | Internal | Shoulder | B14 | 900 | 2635 | 2635 | 51.61 | 76.61 | 7 | 18
2035 | MAPP_US_2_MISO_W | MAPP_US | MISO_W | Internal | Shoulder | B15 | 1203 | 2635 | 2635 | 5.01 | 58.62 | 7 | 46.61
2035 | MAPP_US_2_MISO_W | MAPP_US | MISO_W | Internal | Summer | B1 | 10 | 2635 | 1462.4 | 144.72 | 151.72 | 7 | 0
2035 | MAPP_US_2_MISO_W | MAPP_US | MISO_W | Internal | Summer | B2 | 25 | 2635 | 2316.78 | 139.88 | 146.88 | 7 | 0
2035 | MAPP_US_2_MISO_W | MAPP_US | MISO_W | Internal | Summer | B3 | 75 | 2635 | 1596.52 | 138.33 | 145.33 | 7 | 0
2035 | MAPP_US_2_MISO_W | MAPP_US | MISO_W | Internal | Summer | B4 | 100 | 2635 | 915.82 | 131.78 | 138.78 | 7 | 0
2035 | MAPP_US_2_MISO_W | MAPP_US | MISO_W | Internal | Summer | B5 | 200 | 2635 | 2309.54 | 131.26 | 138.26 | 7 | 0
2035 | MAPP_US_2_MISO_W | MAPP_US | MISO_W | Internal | Summer | B6 | 300 | 2635 | 1749.43 | 95.14 | 102.14 | 7 | 0
2035 | MAPP_US_2_MISO_W | MAPP_US | MISO_W | Internal | Summer | B7 | 400 | 2635 | 1772.41 | 81.88 | 88.88 | 7 | 0
2035 | MAPP_US_2_MISO_W | MAPP_US | MISO_W | Internal | Summer | B8 | 500 | 2635 | 2283.27 | 78.02 | 85.02 | 7 | 0
2035 | MAPP_US_2_MISO_W | MAPP_US | MISO_W | Internal | Summer | B9 | 800 | 2635 | 1684.62 | 73.83 | 80.83 | 7 | 0
2035 | MAPP_US_2_MISO_W | MAPP_US | MISO_W | Internal | Summer | B10 | 1262 | 2635 | 1779.99 | 65.58 | 72.58 | 7 | 0
2035 | MAPP_US_2_MISO_W | MAPP_US | MISO_W | Internal | Winter | B16 | 25 | 2635 | 2635 | 5.01 | 48.89 | 7 | 36.88
2035 | MAPP_US_2_MISO_W | MAPP_US | MISO_W | Internal | Winter | B17 | 100 | 2635 | 1764.58 | 60.9 | 67.9 | 7 | 0
2035 | MAPP_US_2_MISO_W | MAPP_US | MISO_W | Internal | Winter | B18 | 400 | 2635 | 2635 | 74.89 | 82.49 | 7 | 0.6
2035 | MAPP_US_2_MISO_W | MAPP_US | MISO_W | Internal | Winter | B19 | 700 | 2635 | 2214.78 | 74.89 | 81.89 | 7 | 0
2035 | MAPP_US_2_MISO_W | MAPP_US | MISO_W | Internal | Winter | B20 | 935 | 2635 | 2635 | 16.51 | 67.9 | 7 | 44.39
2035 | MAPP_US_2_NE | MAPP_US | NE | Internal | Shoulder | B11 | 25 | 2000 | 0 | 85.37 | 88.37 | 7 | 0
2035 | MAPP_US_2_NE | MAPP_US | NE | Internal | Shoulder | B12 | 200 | 2000 | 35.18 | 75.94 | 82.94 | 7 | 0
2035 | MAPP_US_2_NE | MAPP_US | NE | Internal | Shoulder | B13 | 600 | 2000 | 285.22 | 72.36 | 79.36 | 7 | 0
2035 | MAPP_US_2_NE | MAPP_US | NE | Internal | Shoulder | B14 | 900 | 2000 | 0 | 51.61 | 46.61 | 7 | 0
2035 | MAPP_US_2_NE | MAPP_US | NE | Internal | Shoulder | B15 | 1203 | 2000 | 0 | 5.01 | 0.01 | 7 | 0
2035 | MAPP_US_2_NE | MAPP_US | NE | Internal | Summer | B1 | 10 | 2000 | 0 | 144.72 | 146.72 | 7 | 0
2035 | MAPP_US_2_NE | MAPP_US | NE | Internal | Summer | B2 | 25 | 2000 | 0 | 139.88 | 141.88 | 7 | 0
2035 | MAPP_US_2_NE | MAPP_US | NE | Internal | Summer | B3 | 75 | 2000 | 317.94 | 138.33 | 145.33 | 7 | 0
2035 | MAPP_US_2_NE | MAPP_US | NE | Internal | Summer | B4 | 100 | 2000 | 1315.15 | 131.78 | 138.78 | 7 | 0
2035 | MAPP_US_2_NE | MAPP_US | NE | Internal | Summer | B5 | 200 | 2000 | 0 | 131.26 | 133.26 | 7 | 0
2035 | MAPP_US_2_NE | MAPP_US | NE | Internal | Summer | B6 | 300 | 2000 | 0 | 95.14 | 97.14 | 7 | 0
2035 | MAPP_US_2_NE | MAPP_US | NE | Internal | Summer | B7 | 400 | 2000 | 309.34 | 81.88 | 88.88 | 7 | 0
2035 | MAPP_US_2_NE | MAPP_US | NE | Internal | Summer | B8 | 500 | 2000 | 0 | 78.02 | 80.02 | 7 | 0
2035 | MAPP_US_2_NE | MAPP_US | NE | Internal | Summer | B9 | 800 | 2000 | 0 | 73.83 | 75.83 | 7 | 0
2035 | MAPP_US_2_NE | MAPP_US | NE | Internal | Summer | B10 | 1262 | 2000 | 0 | 65.58 | 67.58 | 7 | 0
2035 | MAPP_US_2_NE | MAPP_US | NE | Internal | Winter | B16 | 25 | 2000 | 0 | 5.01 | 0.01 | 7 | 0
2035 | MAPP_US_2_NE | MAPP_US | NE | Internal | Winter | B17 | 100 | 2000 | 0 | 60.9 | 55.9 | 7 | 0
2035 | MAPP_US_2_NE | MAPP_US | NE | Internal | Winter | B18 | 400 | 2000 | 0 | 74.89 | 77.49 | 7 | 0
2035 | MAPP_US_2_NE | MAPP_US | NE | Internal | Winter | B19 | 700 | 2000 | 0 | 74.89 | 76.89 | 7 | 0
2035 | MAPP_US_2_NE | MAPP_US | NE | Internal | Winter | B20 | 935 | 2000 | 0 | 16.51 | 11.51 | 7 | 0
2035 | MARITIMES_2_NEISO | MARITIMES | NEISO | Internal | Shoulder | B11 | 25 | 99999 | 1720.66 | 70.88 | 70.9 | 0.01 | 0
2035 | MARITIMES_2_NEISO | MARITIMES | NEISO | Internal | Shoulder | B12 | 200 | 99999 | 1717.44 | 70.88 | 70.9 | 0.01 | 0
2035 | MARITIMES_2_NEISO | MARITIMES | NEISO | Internal | Shoulder | B13 | 600 | 99999 | 1704.78 | 70.88 | 70.9 | 0.01 | 0
2035 | MARITIMES_2_NEISO | MARITIMES | NEISO | Internal | Shoulder | B14 | 900 | 99999 | 1682.64 | 70.88 | 70.9 | 0.01 | 0
2035 | MARITIMES_2_NEISO | MARITIMES | NEISO | Internal | Shoulder | B15 | 1203 | 99999 | 648.08 | 70.88 | 70.9 | 0.01 | 0
2035 | MARITIMES_2_NEISO | MARITIMES | NEISO | Internal | Summer | B1 | 10 | 99999 | 1900.1 | 751.18 | 751.19 | 0.01 | 0
2035 | MARITIMES_2_NEISO | MARITIMES | NEISO | Internal | Summer | B2 | 25 | 99999 | 1878.84 | 546.97 | 546.99 | 0.01 | 0
2035 | MARITIMES_2_NEISO | MARITIMES | NEISO | Internal | Summer | B3 | 75 | 99999 | 1836.48 | 136.35 | 136.36 | 0.01 | 0
2035 | MARITIMES_2_NEISO | MARITIMES | NEISO | Internal | Summer | B4 | 100 | 99999 | 1800.07 | 98.18 | 98.19 | 0.01 | 0
2035 | MARITIMES_2_NEISO | MARITIMES | NEISO | Internal | Summer | B5 | 200 | 99999 | 1780.26 | 98.18 | 98.19 | 0.01 | 0
2035 | MARITIMES_2_NEISO | MARITIMES | NEISO | Internal | Summer | B6 | 300 | 99999 | 1757.82 | 78.06 | 78.07 | 0.01 | 0
2035 | MARITIMES_2_NEISO | MARITIMES | NEISO | Internal | Summer | B7 | 400 | 99999 | 1732.23 | 73.48 | 73.5 | 0.01 | 0
2035 | MARITIMES_2_NEISO | MARITIMES | NEISO | Internal | Summer | B8 | 500 | 99999 | 1712.1 | 73.48 | 73.5 | 0.01 | 0
2035 | MARITIMES_2_NEISO | MARITIMES | NEISO | Internal | Summer | B9 | 800 | 99999 | 1687.45 | 73.48 | 73.5 | 0.01 | 0
2035 | MARITIMES_2_NEISO | MARITIMES | NEISO | Internal | Summer | B10 | 1262 | 99999 | 465.06 | 71.85 | 71.86 | 0.01 | 0
2035 | MARITIMES_2_NEISO | MARITIMES | NEISO | Internal | Winter | B16 | 25 | 99999 | 1765.23 | 77.73 | 77.75 | 0.01 | 0
2035 | MARITIMES_2_NEISO | MARITIMES | NEISO | Internal | Winter | B17 | 100 | 99999 | 1747.34 | 77.73 | 77.75 | 0.01 | 0
2035 | MARITIMES_2_NEISO | MARITIMES | NEISO | Internal | Winter | B18 | 400 | 99999 | 1733.65 | 77.73 | 77.75 | 0.01 | 0
2035 | MARITIMES_2_NEISO | MARITIMES | NEISO | Internal | Winter | B19 | 700 | 99999 | 1708.15 | 77.73 | 77.75 | 0.01 | 0
2035 | MARITIMES_2_NEISO | MARITIMES | NEISO | Internal | Winter | B20 | 935 | 99999 | 723.43 | 77.73 | 77.75 | 0.01 | 0
2035 | MISO_IN_2_MISO_MI | MISO_IN | MISO_MI | Internal | Shoulder | B11 | 25 | 5490 | 0 | 92.4 | 92.38 | 0.01 | 0
2035 | MISO_IN_2_MISO_MI | MISO_IN | MISO_MI | Internal | Shoulder | B12 | 200 | 5490 | 0 | 87.96 | 87.95 | 0.01 | 0
2035 | MISO_IN_2_MISO_MI | MISO_IN | MISO_MI | Internal | Shoulder | B13 | 600 | 5490 | 474.47 | 84.38 | 84.4 | 0.01 | 0
2035 | MISO_IN_2_MISO_MI | MISO_IN | MISO_MI | Internal | Shoulder | B14 | 900 | 5490 | 807.25 | 78.56 | 78.57 | 0.01 | 0
2035 | MISO_IN_2_MISO_MI | MISO_IN | MISO_MI | Internal | Shoulder | B15 | 1203 | 5490 | 0 | 76.27 | 76.22 | 0.01 | 0
2035 | MISO_IN_2_MISO_MI | MISO_IN | MISO_MI | Internal | Summer | B1 | 10 | 5490 | 0 | 151.72 | 150.77 | 0.01 | 0
2035 | MISO_IN_2_MISO_MI | MISO_IN | MISO_MI | Internal | Summer | B2 | 25 | 5490 | 0 | 146.99 | 146.87 | 0.01 | 0
2035 | MISO_IN_2_MISO_MI | MISO_IN | MISO_MI | Internal | Summer | B3 | 75 | 5490 | 0 | 146.61 | 146.6 | 0.01 | 0
2035 | MISO_IN_2_MISO_MI | MISO_IN | MISO_MI | Internal | Summer | B4 | 100 | 5490 | 0 | 140.67 | 140.66 | 0.01 | 0
2035 | MISO_IN_2_MISO_MI | MISO_IN | MISO_MI | Internal | Summer | B5 | 200 | 5490 | 0 | 138.28 | 138.26 | 0.01 | 0
2035 | MISO_IN_2_MISO_MI | MISO_IN | MISO_MI | Internal | Summer | B6 | 300 | 5490 | 0 | 102.17 | 102.16 | 0.01 | 0
2035 | MISO_IN_2_MISO_MI | MISO_IN | MISO_MI | Internal | Summer | B7 | 400 | 5490 | 0 | 88.9 | 88.89 | 0.01 | 0
2035 | MISO_IN_2_MISO_MI | MISO_IN | MISO_MI | Internal | Summer | B8 | 500 | 5490 | 340.75 | 85.05 | 85.06 | 0.01 | 0
2035 | MISO_IN_2_MISO_MI | MISO_IN | MISO_MI | Internal | Summer | B9 | 800 | 5490 | 0 | 80.83 | 80.83 | 0.01 | 0
2035 | MISO_IN_2_MISO_MI | MISO_IN | MISO_MI | Internal | Summer | B10 | 1262 | 5490 | 3137.93 | 74.82 | 74.84 | 0.01 | 0
2035 | MISO_IN_2_MISO_MI | MISO_IN | MISO_MI | Internal | Winter | B16 | 25 | 5490 | 0 | 91.45 | 91.44 | 0.01 | 0
2035 | MISO_IN_2_MISO_MI | MISO_IN | MISO_MI | Internal | Winter | B17 | 100 | 5490 | 0 | 92.27 | 92.26 | 0.01 | 0
2035 | MISO_IN_2_MISO_MI | MISO_IN | MISO_MI | Internal | Winter | B18 | 400 | 5490 | 0 | 88.54 | 88.53 | 0.01 | 0
2035 | MISO_IN_2_MISO_MI | MISO_IN | MISO_MI | Internal | Winter | B19 | 700 | 5490 | 0 | 81.9 | 81.89 | 0.01 | 0
2035 | MISO_IN_2_MISO_MI | MISO_IN | MISO_MI | Internal | Winter | B20 | 935 | 5490 | 0 | 78.64 | 78.63 | 0.01 | 0
2035 | MISO_IN_2_MISO_MO-IL | MISO_IN | MISO_MO-IL | Internal | Shoulder | B11 | 25 | 5000 | 0 | 92.4 | 92.38 | 0.01 | 0
2035 | MISO_IN_2_MISO_MO-IL | MISO_IN | MISO_MO-IL | Internal | Shoulder | B12 | 200 | 5000 | 0 | 87.96 | 87.95 | 0.01 | 0
2035 | MISO_IN_2_MISO_MO-IL | MISO_IN | MISO_MO-IL | Internal | Shoulder | B13 | 600 | 5000 | 0 | 84.38 | 84.37 | 0.01 | 0
2035 | MISO_IN_2_MISO_MO-IL | MISO_IN | MISO_MO-IL | Internal | Shoulder | B14 | 900 | 5000 | 0 | 78.56 | 77.72 | 0.01 | 0
2035 | MISO_IN_2_MISO_MO-IL | MISO_IN | MISO_MO-IL | Internal | Shoulder | B15 | 1203 | 5000 | 0 | 76.27 | 72.01 | 0.01 | 0
2035 | MISO_IN_2_MISO_MO-IL | MISO_IN | MISO_MO-IL | Internal | Summer | B1 | 10 | 5000 | 0 | 151.72 | 151.71 | 0.01 | 0
2035 | MISO_IN_2_MISO_MO-IL | MISO_IN | MISO_MO-IL | Internal | Summer | B2 | 25 | 5000 | 0 | 146.99 | 146.98 | 0.01 | 0
2035 | MISO_IN_2_MISO_MO-IL | MISO_IN | MISO_MO-IL | Internal | Summer | B3 | 75 | 5000 | 0 | 146.61 | 145.35 | 0.01 | 0
2035 | MISO_IN_2_MISO_MO-IL | MISO_IN | MISO_MO-IL | Internal | Summer | B4 | 100 | 5000 | 0 | 140.67 | 140.66 | 0.01 | 0
2035 | MISO_IN_2_MISO_MO-IL | MISO_IN | MISO_MO-IL | Internal | Summer | B5 | 200 | 5000 | 0 | 138.28 | 138.27 | 0.01 | 0
2035 | MISO_IN_2_MISO_MO-IL | MISO_IN | MISO_MO-IL | Internal | Summer | B6 | 300 | 5000 | 0 | 102.17 | 102.16 | 0.01 | 0
2035 | MISO_IN_2_MISO_MO-IL | MISO_IN | MISO_MO-IL | Internal | Summer | B7 | 400 | 5000 | 0 | 88.9 | 88.89 | 0.01 | 0
2035 | MISO_IN_2_MISO_MO-IL | MISO_IN | MISO_MO-IL | Internal | Summer | B8 | 500 | 5000 | 0 | 85.05 | 85.03 | 0.01 | 0
2035 | MISO_IN_2_MISO_MO-IL | MISO_IN | MISO_MO-IL | Internal | Summer | B9 | 800 | 5000 | 203.88 | 80.83 | 80.84 | 0.01 | 0
2035 | MISO_IN_2_MISO_MO-IL | MISO_IN | MISO_MO-IL | Internal | Summer | B10 | 1262 | 5000 | 0 | 74.82 | 74.81 | 0.01 | 0
2035 | MISO_IN_2_MISO_MO-IL | MISO_IN | MISO_MO-IL | Internal | Winter | B16 | 25 | 5000 | 0 | 91.45 | 83.89 | 0.01 | 0
2035 | MISO_IN_2_MISO_MO-IL | MISO_IN | MISO_MO-IL | Internal | Winter | B17 | 100 | 5000 | 0 | 92.27 | 87.69 | 0.01 | 0
2035 | MISO_IN_2_MISO_MO-IL | MISO_IN | MISO_MO-IL | Internal | Winter | B18 | 400 | 5000 | 0 | 88.54 | 88.03 | 0.01 | 0
2035 | MISO_IN_2_MISO_MO-IL | MISO_IN | MISO_MO-IL | Internal | Winter | B19 | 700 | 5000 | 0 | 81.9 | 81.9 | 0.01 | 0
2035 | MISO_IN_2_MISO_MO-IL | MISO_IN | MISO_MO-IL | Internal | Winter | B20 | 935 | 5000 | 0 | 78.64 | 68.58 | 0.01 | 0
2035 | MISO_IN_2_NonRTO_Midwest | MISO_IN | NonRTO_Midwest | Internal | Shoulder | B11 | 25 | 4800 | 2144.54 | 92.4 | 100.4 | 8 | 0
2035 | MISO_IN_2_NonRTO_Midwest | MISO_IN | NonRTO_Midwest | Internal | Shoulder | B12 | 200 | 4800 | 1588.6 | 87.96 | 95.96 | 8 | 0
2035 | MISO_IN_2_NonRTO_Midwest | MISO_IN | NonRTO_Midwest | Internal | Shoulder | B13 | 600 | 4800 | 1082.05 | 84.38 | 92.38 | 8 | 0
2035 | MISO_IN_2_NonRTO_Midwest | MISO_IN | NonRTO_Midwest | Internal | Shoulder | B14 | 900 | 4800 | 710.58 | 78.56 | 86.56 | 8 | 0
2035 | MISO_IN_2_NonRTO_Midwest | MISO_IN | NonRTO_Midwest | Internal | Shoulder | B15 | 1203 | 4800 | 0 | 76.27 | 80.27 | 8 | 0
2035 | MISO_IN_2_NonRTO_Midwest | MISO_IN | NonRTO_Midwest | Internal | Summer | B1 | 10 | 4800 | 3302.55 | 151.72 | 159.72 | 8 | 0
2035 | MISO_IN_2_NonRTO_Midwest | MISO_IN | NonRTO_Midwest | Internal | Summer | B2 | 25 | 4800 | 2404.24 | 146.99 | 154.99 | 8 | 0
2035 | MISO_IN_2_NonRTO_Midwest | MISO_IN | NonRTO_Midwest | Internal | Summer | B3 | 75 | 4800 | 819 | 146.61 | 154.61 | 8 | 0
2035 | MISO_IN_2_NonRTO_Midwest | MISO_IN | NonRTO_Midwest | Internal | Summer | B4 | 100 | 4800 | 434.7 | 140.67 | 148.67 | 8 | 0
2035 | MISO_IN_2_NonRTO_Midwest | MISO_IN | NonRTO_Midwest | Internal | Summer | B5 | 200 | 4800 | 2073.94 | 138.28 | 146.28 | 8 | 0
2035 | MISO_IN_2_NonRTO_Midwest | MISO_IN | NonRTO_Midwest | Internal | Summer | B6 | 300 | 4800 | 1630.99 | 102.17 | 110.17 | 8 | 0
2035 | MISO_IN_2_NonRTO_Midwest | MISO_IN | NonRTO_Midwest | Internal | Summer | B7 | 400 | 4800 | 1086.32 | 88.9 | 96.9 | 8 | 0
2035 | MISO_IN_2_NonRTO_Midwest | MISO_IN | NonRTO_Midwest | Internal | Summer | B8 | 500 | 4800 | 621.23 | 85.05 | 93.05 | 8 | 0
2035 | MISO_IN_2_NonRTO_Midwest | MISO_IN | NonRTO_Midwest | Internal | Summer | B9 | 800 | 4800 | 88.83 | 80.83 | 88.83 | 8 | 0
2035 | MISO_IN_2_NonRTO_Midwest | MISO_IN | NonRTO_Midwest | Internal | Summer | B10 | 1262 | 4800 | 0 | 74.82 | 78.45 | 8 | 0
2035 | MISO_IN_2_NonRTO_Midwest | MISO_IN | NonRTO_Midwest | Internal | Winter | B16 | 25 | 4800 | 2992.89 | 91.45 | 99.45 | 8 | 0
2035 | MISO_IN_2_NonRTO_Midwest | MISO_IN | NonRTO_Midwest | Internal | Winter | B17 | 100 | 4800 | 2021.05 | 92.27 | 100.27 | 8 | 0
2035 | MISO_IN_2_NonRTO_Midwest | MISO_IN | NonRTO_Midwest | Internal | Winter | B18 | 400 | 4800 | 1240 | 88.54 | 96.54 | 8 | 0
2035 | MISO_IN_2_NonRTO_Midwest | MISO_IN | NonRTO_Midwest | Internal | Winter | B19 | 700 | 4800 | 646.45 | 81.9 | 89.9 | 8 | 0
2035 | MISO_IN_2_NonRTO_Midwest | MISO_IN | NonRTO_Midwest | Internal | Winter | B20 | 935 | 4800 | 0 | 78.64 | 84.18 | 8 | 0
2035 | MISO_IN_2_PJM_ROR | MISO_IN | PJM_ROR | Internal | Shoulder | B11 | 25 | 992 | 0 | 92.4 | 94.37 | 2 | 0
2035 | MISO_IN_2_PJM_ROR | MISO_IN | PJM_ROR | Internal | Shoulder | B12 | 200 | 992 | 0 | 87.96 | 89.95 | 2 | 0
2035 | MISO_IN_2_PJM_ROR | MISO_IN | PJM_ROR | Internal | Shoulder | B13 | 600 | 992 | 0 | 84.38 | 86.37 | 2 | 0
2035 | MISO_IN_2_PJM_ROR | MISO_IN | PJM_ROR | Internal | Shoulder | B14 | 900 | 992 | 992 | 78.56 | 80.57 | 2 | 0.01
2035 | MISO_IN_2_PJM_ROR | MISO_IN | PJM_ROR | Internal | Shoulder | B15 | 1203 | 992 | 0 | 76.27 | 76.21 | 2 | 0
2035 | MISO_IN_2_PJM_ROR | MISO_IN | PJM_ROR | Internal | Summer | B1 | 10 | 992 | 713.65 | 151.72 | 153.72 | 2 | 0
2035 | MISO_IN_2_PJM_ROR | MISO_IN | PJM_ROR | Internal | Summer | B2 | 25 | 992 | 0 | 146.99 | 148.88 | 2 | 0
2035 | MISO_IN_2_PJM_ROR | MISO_IN | PJM_ROR | Internal | Summer | B3 | 75 | 992 | 0 | 146.61 | 147.33 | 2 | 0
2035 | MISO_IN_2_PJM_ROR | MISO_IN | PJM_ROR | Internal | Summer | B4 | 100 | 992 | 0 | 140.67 | 140.78 | 2 | 0
2035 | MISO_IN_2_PJM_ROR | MISO_IN | PJM_ROR | Internal | Summer | B5 | 200 | 992 | 0 | 138.28 | 140.26 | 2 | 0
2035 | MISO_IN_2_PJM_ROR | MISO_IN | PJM_ROR | Internal | Summer | B6 | 300 | 992 | 0 | 102.17 | 104.14 | 2 | 0
2035 | MISO_IN_2_PJM_ROR | MISO_IN | PJM_ROR | Internal | Summer | B7 | 400 | 992 | 0 | 88.9 | 90.88 | 2 | 0
2035 | MISO_IN_2_PJM_ROR | MISO_IN | PJM_ROR | Internal | Summer | B8 | 500 | 992 | 0 | 85.05 | 87.02 | 2 | 0
2035 | MISO_IN_2_PJM_ROR | MISO_IN | PJM_ROR | Internal | Summer | B9 | 800 | 992 | 130.9 | 80.83 | 82.83 | 2 | 0
2035 | MISO_IN_2_PJM_ROR | MISO_IN | PJM_ROR | Internal | Summer | B10 | 1262 | 992 | 0 | 74.82 | 74.58 | 2 | 0
2035 | MISO_IN_2_PJM_ROR | MISO_IN | PJM_ROR | Internal | Winter | B16 | 25 | 992 | 992 | 91.45 | 98.23 | 2 | 4.77
2035 | MISO_IN_2_PJM_ROR | MISO_IN | PJM_ROR | Internal | Winter | B17 | 100 | 992 | 992 | 92.27 | 94.66 | 2 | 0.39
2035 | MISO_IN_2_PJM_ROR | MISO_IN | PJM_ROR | Internal | Winter | B18 | 400 | 992 | 992 | 88.54 | 91.87 | 2 | 1.33
2035 | MISO_IN_2_PJM_ROR | MISO_IN | PJM_ROR | Internal | Winter | B19 | 700 | 992 | 737.23 | 81.9 | 83.9 | 2 | 0
2035 | MISO_IN_2_PJM_ROR | MISO_IN | PJM_ROR | Internal | Winter | B20 | 935 | 992 | 0 | 78.64 | 79.72 | 2 | 0
2035 | MISO_MI_2_MISO_IN | MISO_MI | MISO_IN | Internal | Shoulder | B11 | 25 | 2535 | 737.38 | 92.38 | 92.4 | 0.01 | 0
2035 | MISO_MI_2_MISO_IN | MISO_MI | MISO_IN | Internal | Shoulder | B12 | 200 | 2535 | 503.24 | 87.95 | 87.96 | 0.01 | 0
2035 | MISO_MI_2_MISO_IN | MISO_MI | MISO_IN | Internal | Shoulder | B13 | 600 | 2535 | 0 | 84.4 | 84.38 | 0.01 | 0
2035 | MISO_MI_2_MISO_IN | MISO_MI | MISO_IN | Internal | Shoulder | B14 | 900 | 2535 | 0 | 78.57 | 78.56 | 0.01 | 0
2035 | MISO_MI_2_MISO_IN | MISO_MI | MISO_IN | Internal | Shoulder | B15 | 1203 | 2535 | 2535 | 76.22 | 76.27 | 0.01 | 0.04
2035 | MISO_MI_2_MISO_IN | MISO_MI | MISO_IN | Internal | Summer | B1 | 10 | 2535 | 2535 | 150.77 | 151.72 | 0.01 | 0.93
2035 | MISO_MI_2_MISO_IN | MISO_MI | MISO_IN | Internal | Summer | B2 | 25 | 2535 | 2535 | 146.87 | 146.99 | 0.01 | 0.11
2035 | MISO_MI_2_MISO_IN | MISO_MI | MISO_IN | Internal | Summer | B3 | 75 | 2535 | 1331.61 | 146.6 | 146.61 | 0.01 | 0
2035 | MISO_MI_2_MISO_IN | MISO_MI | MISO_IN | Internal | Summer | B4 | 100 | 2535 | 2490.47 | 140.66 | 140.67 | 0.01 | 0
2035 | MISO_MI_2_MISO_IN | MISO_MI | MISO_IN | Internal | Summer | B5 | 200 | 2535 | 2535 | 138.26 | 138.28 | 0.01 | 0.01
2035 | MISO_MI_2_MISO_IN | MISO_MI | MISO_IN | Internal | Summer | B6 | 300 | 2535 | 1477.06 | 102.16 | 102.17 | 0.01 | 0
2035 | MISO_MI_2_MISO_IN | MISO_MI | MISO_IN | Internal | Summer | B7 | 400 | 2535 | 844.81 | 88.89 | 88.9 | 0.01 | 0
2035 | MISO_MI_2_MISO_IN | MISO_MI | MISO_IN | Internal | Summer | B8 | 500 | 2535 | 0 | 85.06 | 85.05 | 0.01 | 0
2035 | MISO_MI_2_MISO_IN | MISO_MI | MISO_IN | Internal | Summer | B9 | 800 | 2535 | 0 | 80.83 | 80.83 | 0.01 | 0
2035 | MISO_MI_2_MISO_IN | MISO_MI | MISO_IN | Internal | Summer | B10 | 1262 | 2535 | 0 | 74.84 | 74.82 | 0.01 | 0
2035 | MISO_MI_2_MISO_IN | MISO_MI | MISO_IN | Internal | Winter | B16 | 25 | 2535 | 1912.9 | 91.44 | 91.45 | 0.01 | 0
2035 | MISO_MI_2_MISO_IN | MISO_MI | MISO_IN | Internal | Winter | B17 | 100 | 2535 | 1446.63 | 92.26 | 92.27 | 0.01 | 0
2035 | MISO_MI_2_MISO_IN | MISO_MI | MISO_IN | Internal | Winter | B18 | 400 | 2535 | 224.94 | 88.53 | 88.54 | 0.01 | 0
2035 | MISO_MI_2_MISO_IN | MISO_MI | MISO_IN | Internal | Winter | B19 | 700 | 2535 | 836.01 | 81.89 | 81.9 | 0.01 | 0
2035 | MISO_MI_2_MISO_IN | MISO_MI | MISO_IN | Internal | Winter | B20 | 935 | 2535 | 2327.28 | 78.63 | 78.64 | 0.01 | 0
2035 | MISO_MI_2_MISO_WUMS | MISO_MI | MISO_WUMS | Internal | Shoulder | B11 | 25 | 312 | 0 | 92.38 | 92.38 | 0.01 | 0
2035 | MISO_MI_2_MISO_WUMS | MISO_MI | MISO_WUMS | Internal | Shoulder | B12 | 200 | 312 | 0 | 87.95 | 87.95 | 0.01 | 0
2035 | MISO_MI_2_MISO_WUMS | MISO_MI | MISO_WUMS | Internal | Shoulder | B13 | 600 | 312 | 312 | 84.4 | 87.95 | 0.01 | 3.54
2035 | MISO_MI_2_MISO_WUMS | MISO_MI | MISO_WUMS | Internal | Shoulder | B14 | 900 | 312 | 312 | 78.57 | 80.15 | 0.01 | 1.57
2035 | MISO_MI_2_MISO_WUMS | MISO_MI | MISO_WUMS | Internal | Shoulder | B15 | 1203 | 312 | 0 | 76.22 | 76.21 | 0.01 | 0
2035 | MISO_MI_2_MISO_WUMS | MISO_MI | MISO_WUMS | Internal | Summer | B1 | 10 | 312 | 312 | 150.77 | 151.72 | 0.01 | 0.93
2035 | MISO_MI_2_MISO_WUMS | MISO_MI | MISO_WUMS | Internal | Summer | B2 | 25 | 312 | 262.23 | 146.87 | 146.88 | 0.01 | 0
2035 | MISO_MI_2_MISO_WUMS | MISO_MI | MISO_WUMS | Internal | Summer | B3 | 75 | 312 | 312 | 146.6 | 146.88 | 0.01 | 0.27
2035 | MISO_MI_2_MISO_WUMS | MISO_MI | MISO_WUMS | Internal | Summer | B4 | 100 | 312 | 0 | 140.66 | 140.64 | 0.01 | 0
2035 | MISO_MI_2_MISO_WUMS | MISO_MI | MISO_WUMS | Internal | Summer | B5 | 200 | 312 | 150.23 | 138.26 | 138.27 | 0.01 | 0
2035 | MISO_MI_2_MISO_WUMS | MISO_MI | MISO_WUMS | Internal | Summer | B6 | 300 | 312 | 0 | 102.16 | 102.16 | 0.01 | 0
2035 | MISO_MI_2_MISO_WUMS | MISO_MI | MISO_WUMS | Internal | Summer | B7 | 400 | 312 | 0 | 88.89 | 88.89 | 0.01 | 0
2035 | MISO_MI_2_MISO_WUMS | MISO_MI | MISO_WUMS | Internal | Summer | B8 | 500 | 312 | 312 | 85.06 | 86.11 | 0.01 | 1.04
2035 | MISO_MI_2_MISO_WUMS | MISO_MI | MISO_WUMS | Internal | Summer | B9 | 800 | 312 | 283.97 | 80.83 | 80.84 | 0.01 | 0
2035 | MISO_MI_2_MISO_WUMS | MISO_MI | MISO_WUMS | Internal | Summer | B10 | 1262 | 312 | 0 | 74.84 | 74.64 | 0.01 | 0
2035 | MISO_MI_2_MISO_WUMS | MISO_MI | MISO_WUMS | Internal | Winter | B16 | 25 | 312 | 0 | 91.44 | 91.43 | 0.01 | 0
2035 | MISO_MI_2_MISO_WUMS | MISO_MI | MISO_WUMS | Internal | Winter | B17 | 100 | 312 | 0 | 92.26 | 92.25 | 0.01 | 0
2035 | MISO_MI_2_MISO_WUMS | MISO_MI | MISO_WUMS | Internal | Winter | B18 | 400 | 312 | 312 | 88.53 | 91.43 | 0.01 | 2.89
2035 | MISO_MI_2_MISO_WUMS | MISO_MI | MISO_WUMS | Internal | Winter | B19 | 700 | 312 | 312 | 81.89 | 83.91 | 0.01 | 2.01
2035 | MISO_MI_2_MISO_WUMS | MISO_MI | MISO_WUMS | Internal | Winter | B20 | 935 | 312 | 312 | 78.63 | 79.17 | 0.01 | 0.53
2035 | MISO_MI_2_PJM_ROR | MISO_MI | PJM_ROR | Internal | Shoulder | B11 | 25 | 1424 | 0 | 92.38 | 94.37 | 2 | 0
2035 | MISO_MI_2_PJM_ROR | MISO_MI | PJM_ROR | Internal | Shoulder | B12 | 200 | 1424 | 118.86 | 87.95 | 89.95 | 2 | 0
2035 | MISO_MI_2_PJM_ROR | MISO_MI | PJM_ROR | Internal | Shoulder | B13 | 600 | 1424 | 0 | 84.4 | 86.37 | 2 | 0
2035 | MISO_MI_2_PJM_ROR | MISO_MI | PJM_ROR | Internal | Shoulder | B14 | 900 | 1424 | 1102.29 | 78.57 | 80.57 | 2 | 0
2035 | MISO_MI_2_PJM_ROR | MISO_MI | PJM_ROR | Internal | Shoulder | B15 | 1203 | 1424 | 0 | 76.22 | 76.21 | 2 | 0
2035 | MISO_MI_2_PJM_ROR | MISO_MI | PJM_ROR | Internal | Summer | B1 | 10 | 1424 | 1424 | 150.77 | 153.72 | 2 | 0.95
2035 | MISO_MI_2_PJM_ROR | MISO_MI | PJM_ROR | Internal | Summer | B2 | 25 | 1424 | 1424 | 146.87 | 148.88 | 2 | 0.01
2035 | MISO_MI_2_PJM_ROR | MISO_MI | PJM_ROR | Internal | Summer | B3 | 75 | 1424 | 0 | 146.6 | 147.33 | 2 | 0
2035 | MISO_MI_2_PJM_ROR | MISO_MI | PJM_ROR | Internal | Summer | B4 | 100 | 1424 | 0 | 140.66 | 140.78 | 2 | 0
2035 | MISO_MI_2_PJM_ROR | MISO_MI | PJM_ROR | Internal | Summer | B5 | 200 | 1424 | 489.27 | 138.26 | 140.26 | 2 | 0
2035 | MISO_MI_2_PJM_ROR | MISO_MI | PJM_ROR | Internal | Summer | B6 | 300 | 1424 | 0 | 102.16 | 104.14 | 2 | 0
2035 | MISO_MI_2_PJM_ROR | MISO_MI | PJM_ROR | Internal | Summer | B7 | 400 | 1424 | 0 | 88.89 | 90.88 | 2 | 0
2035 | MISO_MI_2_PJM_ROR | MISO_MI | PJM_ROR | Internal | Summer | B8 | 500 | 1424 | 0 | 85.06 | 87.02 | 2 | 0
2035 | MISO_MI_2_PJM_ROR | MISO_MI | PJM_ROR | Internal | Summer | B9 | 800 | 1424 | 647.93 | 80.83 | 82.83 | 2 | 0
2035 | MISO_MI_2_PJM_ROR | MISO_MI | PJM_ROR | Internal | Summer | B10 | 1262 | 1424 | 0 | 74.84 | 74.58 | 2 | 0
2035 | MISO_MI_2_PJM_ROR | MISO_MI | PJM_ROR | Internal | Winter | B16 | 25 | 1424 | 1424 | 91.44 | 98.23 | 2 | 4.78
2035 | MISO_MI_2_PJM_ROR | MISO_MI | PJM_ROR | Internal | Winter | B17 | 100 | 1424 | 1424 | 92.26 | 94.66 | 2 | 0.4
2035 | MISO_MI_2_PJM_ROR | MISO_MI | PJM_ROR | Internal | Winter | B18 | 400 | 1424 | 1424 | 88.53 | 91.87 | 2 | 1.34
2035 | MISO_MI_2_PJM_ROR | MISO_MI | PJM_ROR | Internal | Winter | B19 | 700 | 1424 | 1424 | 81.89 | 83.9 | 2 | 0.01
2035 | MISO_MI_2_PJM_ROR | MISO_MI | PJM_ROR | Internal | Winter | B20 | 935 | 1424 | 0 | 78.63 | 79.72 | 2 | 0
2035 | MISO_MO-IL_2_ENT | MISO_MO-IL | ENT | Internal | Shoulder | B11 | 25 | 2540 | 0 | 92.38 | 94.89 | 8 | 0
2035 | MISO_MO-IL_2_ENT | MISO_MO-IL | ENT | Internal | Shoulder | B12 | 200 | 2540 | 0 | 87.95 | 90.72 | 8 | 0
2035 | MISO_MO-IL_2_ENT | MISO_MO-IL | ENT | Internal | Shoulder | B13 | 600 | 2540 | 0 | 84.37 | 85.21 | 8 | 0
2035 | MISO_MO-IL_2_ENT | MISO_MO-IL | ENT | Internal | Shoulder | B14 | 900 | 2540 | 0 | 77.72 | 78.81 | 8 | 0
2035 | MISO_MO-IL_2_ENT | MISO_MO-IL | ENT | Internal | Shoulder | B15 | 1203 | 2540 | 0 | 72.01 | 72.68 | 8 | 0
2035 | MISO_MO-IL_2_ENT | MISO_MO-IL | ENT | Internal | Summer | B1 | 10 | 2540 | 0 | 151.71 | 143.71 | 8 | 0
2035 | MISO_MO-IL_2_ENT | MISO_MO-IL | ENT | Internal | Summer | B2 | 25 | 2540 | 0 | 146.98 | 148.93 | 8 | 0
2035 | MISO_MO-IL_2_ENT | MISO_MO-IL | ENT | Internal | Summer | B3 | 75 | 2540 | 0 | 145.35 | 152.82 | 8 | 0
2035 | MISO_MO-IL_2_ENT | MISO_MO-IL | ENT | Internal | Summer | B4 | 100 | 2540 | 862.76 | 140.66 | 148.66 | 8 | 0
2035 | MISO_MO-IL_2_ENT | MISO_MO-IL | ENT | Internal | Summer | B5 | 200 | 2540 | 0 | 138.27 | 138.27 | 8 | 0
2035 | MISO_MO-IL_2_ENT | MISO_MO-IL | ENT | Internal | Summer | B6 | 300 | 2540 | 0 | 102.16 | 102.16 | 8 | 0
2035 | MISO_MO-IL_2_ENT | MISO_MO-IL | ENT | Internal | Summer | B7 | 400 | 2540 | 0 | 88.89 | 94.14 | 8 | 0
2035 | MISO_MO-IL_2_ENT | MISO_MO-IL | ENT | Internal | Summer | B8 | 500 | 2540 | 497.1 | 85.03 | 93.03 | 8 | 0
2035 | MISO_MO-IL_2_ENT | MISO_MO-IL | ENT | Internal | Summer | B9 | 800 | 2540 | 2540 | 80.84 | 89.23 | 8 | 0.39
2035 | MISO_MO-IL_2_ENT | MISO_MO-IL | ENT | Internal | Summer | B10 | 1262 | 2540 | 0 | 74.81 | 74.82 | 8 | 0
2035 | MISO_MO-IL_2_ENT | MISO_MO-IL | ENT | Internal | Winter | B16 | 25 | 2540 | 829.03 | 83.89 | 91.89 | 8 | 0
2035 | MISO_MO-IL_2_ENT | MISO_MO-IL | ENT | Internal | Winter | B17 | 100 | 2540 | 0 | 87.69 | 88.69 | 8 | 0
2035 | MISO_MO-IL_2_ENT | MISO_MO-IL | ENT | Internal | Winter | B18 | 400 | 2540 | 0 | 88.03 | 88.69 | 8 | 0
2035 | MISO_MO-IL_2_ENT | MISO_MO-IL | ENT | Internal | Winter | B19 | 700 | 2540 | 0 | 81.9 | 81.91 | 8 | 0
2035 | MISO_MO-IL_2_ENT | MISO_MO-IL | ENT | Internal | Winter | B20 | 935 | 2540 | 0 | 68.58 | 75.64 | 8 | 0
2035 | MISO_MO-IL_2_MISO_IN | MISO_MO-IL | MISO_IN | Internal | Shoulder | B11 | 25 | 2100 | 809.74 | 92.38 | 92.4 | 0.01 | 0
2035 | MISO_MO-IL_2_MISO_IN | MISO_MO-IL | MISO_IN | Internal | Shoulder | B12 | 200 | 2100 | 1520.98 | 87.95 | 87.96 | 0.01 | 0
2035 | MISO_MO-IL_2_MISO_IN | MISO_MO-IL | MISO_IN | Internal | Shoulder | B13 | 600 | 2100 | 1908.33 | 84.37 | 84.38 | 0.01 | 0
2035 | MISO_MO-IL_2_MISO_IN | MISO_MO-IL | MISO_IN | Internal | Shoulder | B14 | 900 | 2100 | 2100 | 77.72 | 78.56 | 0.01 | 0.82
2035 | MISO_MO-IL_2_MISO_IN | MISO_MO-IL | MISO_IN | Internal | Shoulder | B15 | 1203 | 2100 | 2100 | 72.01 | 76.27 | 0.01 | 4.25
2035 | MISO_MO-IL_2_MISO_IN | MISO_MO-IL | MISO_IN | Internal | Summer | B1 | 10 | 2100 | 1135.99 | 151.71 | 151.72 | 0.01 | 0
2035 | MISO_MO-IL_2_MISO_IN | MISO_MO-IL | MISO_IN | Internal | Summer | B2 | 25 | 2100 | 1342.86 | 146.98 | 146.99 | 0.01 | 0
2035 | MISO_MO-IL_2_MISO_IN | MISO_MO-IL | MISO_IN | Internal | Summer | B3 | 75 | 2100 | 2100 | 145.35 | 146.61 | 0.01 | 1.26
2035 | MISO_MO-IL_2_MISO_IN | MISO_MO-IL | MISO_IN | Internal | Summer | B4 | 100 | 2100 | 472.63 | 140.66 | 140.67 | 0.01 | 0
2035 | MISO_MO-IL_2_MISO_IN | MISO_MO-IL | MISO_IN | Internal | Summer | B5 | 200 | 2100 | 1467.97 | 138.27 | 138.28 | 0.01 | 0
2035 | MISO_MO-IL_2_MISO_IN | MISO_MO-IL | MISO_IN | Internal | Summer | B6 | 300 | 2100 | 1687.01 | 102.16 | 102.17 | 0.01 | 0
2035 | MISO_MO-IL_2_MISO_IN | MISO_MO-IL | MISO_IN | Internal | Summer | B7 | 400 | 2100 | 1178.93 | 88.89 | 88.9 | 0.01 | 0
2035 | MISO_MO-IL_2_MISO_IN | MISO_MO-IL | MISO_IN | Internal | Summer | B8 | 500 | 2100 | 1722.4 | 85.03 | 85.05 | 0.01 | 0
2035 | MISO_MO-IL_2_MISO_IN | MISO_MO-IL | MISO_IN | Internal | Summer | B9 | 800 | 2100 | 0 | 80.84 | 80.83 | 0.01 | 0
2035 | MISO_MO-IL_2_MISO_IN | MISO_MO-IL | MISO_IN | Internal | Summer | B10 | 1262 | 2100 | 1547.79 | 74.81 | 74.82 | 0.01 | 0
2035 | MISO_MO-IL_2_MISO_IN | MISO_MO-IL | MISO_IN | Internal | Winter | B16 | 25 | 2100 | 2100 | 83.89 | 91.45 | 0.01 | 7.55
2035 | MISO_MO-IL_2_MISO_IN | MISO_MO-IL | MISO_IN | Internal | Winter | B17 | 100 | 2100 | 2100 | 87.69 | 92.27 | 0.01 | 4.57
2035 | MISO_MO-IL_2_MISO_IN | MISO_MO-IL | MISO_IN | Internal | Winter | B18 | 400 | 2100 | 2100 | 88.03 | 88.54 | 0.01 | 0.5
2035 | MISO_MO-IL_2_MISO_IN | MISO_MO-IL | MISO_IN | Internal | Winter | B19 | 700 | 2100 | 0 | 81.9 | 81.9 | 0.01 | 0
2035 | MISO_MO-IL_2_MISO_IN | MISO_MO-IL | MISO_IN | Internal | Winter | B20 | 935 | 2100 | 2100 | 68.58 | 78.64 | 0.01 | 10.04
2035 | MISO_MO-IL_2_MISO_W | MISO_MO-IL | MISO_W | Internal | Shoulder | B11 | 25 | 1208 | 0 | 92.38 | 92.37 | 0.01 | 0
2035 | MISO_MO-IL_2_MISO_W | MISO_MO-IL | MISO_W | Internal | Shoulder | B12 | 200 | 1208 | 0 | 87.95 | 87.94 | 0.01 | 0
2035 | MISO_MO-IL_2_MISO_W | MISO_MO-IL | MISO_W | Internal | Shoulder | B13 | 600 | 1208 | 0 | 84.37 | 84.36 | 0.01 | 0
2035 | MISO_MO-IL_2_MISO_W | MISO_MO-IL | MISO_W | Internal | Shoulder | B14 | 900 | 1208 | 0 | 77.72 | 76.61 | 0.01 | 0
2035 | MISO_MO-IL_2_MISO_W | MISO_MO-IL | MISO_W | Internal | Shoulder | B15 | 1203 | 1208 | 0 | 72.01 | 58.62 | 0.01 | 0
2035 | MISO_MO-IL_2_MISO_W | MISO_MO-IL | MISO_W | Internal | Summer | B1 | 10 | 1208 | 864.04 | 151.71 | 151.72 | 0.01 | 0
2035 | MISO_MO-IL_2_MISO_W | MISO_MO-IL | MISO_W | Internal | Summer | B2 | 25 | 1208 | 0 | 146.98 | 146.88 | 0.01 | 0
2035 | MISO_MO-IL_2_MISO_W | MISO_MO-IL | MISO_W | Internal | Summer | B3 | 75 | 1208 | 0 | 145.35 | 145.33 | 0.01 | 0
2035 | MISO_MO-IL_2_MISO_W | MISO_MO-IL | MISO_W | Internal | Summer | B4 | 100 | 1208 | 0 | 140.66 | 138.78 | 0.01 | 0
2035 | MISO_MO-IL_2_MISO_W | MISO_MO-IL | MISO_W | Internal | Summer | B5 | 200 | 1208 | 0 | 138.27 | 138.26 | 0.01 | 0
2035 | MISO_MO-IL_2_MISO_W | MISO_MO-IL | MISO_W | Internal | Summer | B6 | 300 | 1208 | 0 | 102.16 | 102.14 | 0.01 | 0
2035 | MISO_MO-IL_2_MISO_W | MISO_MO-IL | MISO_W | Internal | Summer | B7 | 400 | 1208 | 0 | 88.89 | 88.88 | 0.01 | 0
2035 | MISO_MO-IL_2_MISO_W | MISO_MO-IL | MISO_W | Internal | Summer | B8 | 500 | 1208 | 0 | 85.03 | 85.02 | 0.01 | 0
2035 | MISO_MO-IL_2_MISO_W | MISO_MO-IL | MISO_W | Internal | Summer | B9 | 800 | 1208 | 0 | 80.84 | 80.83 | 0.01 | 0
2035 | MISO_MO-IL_2_MISO_W | MISO_MO-IL | MISO_W | Internal | Summer | B10 | 1262 | 1208 | 0 | 74.81 | 72.58 | 0.01 | 0
2035 | MISO_MO-IL_2_MISO_W | MISO_MO-IL | MISO_W | Internal | Winter | B16 | 25 | 1208 | 0 | 83.89 | 48.89 | 0.01 | 0
2035 | MISO_MO-IL_2_MISO_W | MISO_MO-IL | MISO_W | Internal | Winter | B17 | 100 | 1208 | 0 | 87.69 | 67.9 | 0.01 | 0
2035 | MISO_MO-IL_2_MISO_W | MISO_MO-IL | MISO_W | Internal | Winter | B18 | 400 | 1208 | 0 | 88.03 | 82.49 | 0.01 | 0
2035 | MISO_MO-IL_2_MISO_W | MISO_MO-IL | MISO_W | Internal | Winter | B19 | 700 | 1208 | 0 | 81.9 | 81.89 | 0.01 | 0
2035 | MISO_MO-IL_2_MISO_W | MISO_MO-IL | MISO_W | Internal | Winter | B20 | 935 | 1208 | 0 | 68.58 | 67.9 | 0.01 | 0
2035 | MISO_MO-IL_2_PJM_ROR | MISO_MO-IL | PJM_ROR | Internal | Shoulder | B11 | 25 | 1212 | 0 | 92.38 | 94.37 | 2 | 0
2035 | MISO_MO-IL_2_PJM_ROR | MISO_MO-IL | PJM_ROR | Internal | Shoulder | B12 | 200 | 1212 | 183.73 | 87.95 | 89.95 | 2 | 0
2035 | MISO_MO-IL_2_PJM_ROR | MISO_MO-IL | PJM_ROR | Internal | Shoulder | B13 | 600 | 1212 | 688.82 | 84.37 | 86.37 | 2 | 0
2035 | MISO_MO-IL_2_PJM_ROR | MISO_MO-IL | PJM_ROR | Internal | Shoulder | B14 | 900 | 1212 | 1212 | 77.72 | 80.57 | 2 | 0.85
2035 | MISO_MO-IL_2_PJM_ROR | MISO_MO-IL | PJM_ROR | Internal | Shoulder | B15 | 1203 | 1212 | 1212 | 72.01 | 76.21 | 2 | 2.2
2035 | MISO_MO-IL_2_PJM_ROR | MISO_MO-IL | PJM_ROR | Internal | Summer | B1 | 10 | 1212 | 1212 | 151.71 | 153.72 | 2 | 0.01
2035 | MISO_MO-IL_2_PJM_ROR | MISO_MO-IL | PJM_ROR | Internal | Summer | B2 | 25 | 1212 | 0 | 146.98 | 148.88 | 2 | 0
2035 | MISO_MO-IL_2_PJM_ROR | MISO_MO-IL | PJM_ROR | Internal | Summer | B3 | 75 | 1212 | 0 | 145.35 | 147.33 | 2 | 0
2035 | MISO_MO-IL_2_PJM_ROR | MISO_MO-IL | PJM_ROR | Internal | Summer | B4 | 100 | 1212 | 0 | 140.66 | 140.78 | 2 | 0
2035 | MISO_MO-IL_2_PJM_ROR | MISO_MO-IL | PJM_ROR | Internal | Summer | B5 | 200 | 1212 | 0 | 138.27 | 140.26 | 2 | 0
2035 | MISO_MO-IL_2_PJM_ROR | MISO_MO-IL | PJM_ROR | Internal | Summer | B6 | 300 | 1212 | 0 | 102.16 | 104.14 | 2 | 0
2035 | MISO_MO-IL_2_PJM_ROR | MISO_MO-IL | PJM_ROR | Internal | Summer | B7 | 400 | 1212 | 0 | 88.89 | 90.88 | 2 | 0
2035 | MISO_MO-IL_2_PJM_ROR | MISO_MO-IL | PJM_ROR | Internal | Summer | B8 | 500 | 1212 | 0 | 85.03 | 87.02 | 2 | 0
2035 | MISO_MO-IL_2_PJM_ROR | MISO_MO-IL | PJM_ROR | Internal | Summer | B9 | 800 | 1212 | 0 | 80.84 | 82.83 | 2 | 0
2035 | MISO_MO-IL_2_PJM_ROR | MISO_MO-IL | PJM_ROR | Internal | Summer | B10 | 1262 | 1212 | 0 | 74.81 | 74.58 | 2 | 0
2035 | MISO_MO-IL_2_PJM_ROR | MISO_MO-IL | PJM_ROR | Internal | Winter | B16 | 25 | 1212 | 1212 | 83.89 | 98.23 | 2 | 12.34
2035 | MISO_MO-IL_2_PJM_ROR | MISO_MO-IL | PJM_ROR | Internal | Winter | B17 | 100 | 1212 | 1212 | 87.69 | 94.66 | 2 | 4.97
2035 | MISO_MO-IL_2_PJM_ROR | MISO_MO-IL | PJM_ROR | Internal | Winter | B18 | 400 | 1212 | 1212 | 88.03 | 91.87 | 2 | 1.84
2035 | MISO_MO-IL_2_PJM_ROR | MISO_MO-IL | PJM_ROR | Internal | Winter | B19 | 700 | 1212 | 652.4 | 81.9 | 83.9 | 2 | 0
2035 | MISO_MO-IL_2_PJM_ROR | MISO_MO-IL | PJM_ROR | Internal | Winter | B20 | 935 | 1212 | 1212 | 68.58 | 79.72 | 2 | 9.13
2035 | MISO_MO-IL_2_TVA_Transmission | MISO_MO-IL | TVA_Transmission | Internal | Shoulder | B11 | 25 | 4000 | 0 | 92.38 | 100.37 | 8 | 0
2035 | MISO_MO-IL_2_TVA_Transmission | MISO_MO-IL | TVA_Transmission | Internal | Shoulder | B12 | 200 | 4000 | 177.97 | 87.95 | 95.95 | 8 | 0
2035 | MISO_MO-IL_2_TVA_Transmission | MISO_MO-IL | TVA_Transmission | Internal | Shoulder | B13 | 600 | 4000 | 914.32 | 84.37 | 92.37 | 8 | 0
2035 | MISO_MO-IL_2_TVA_Transmission | MISO_MO-IL | TVA_Transmission | Internal | Shoulder | B14 | 900 | 4000 | 3855.31 | 77.72 | 85.72 | 8 | 0
2035 | MISO_MO-IL_2_TVA_Transmission | MISO_MO-IL | TVA_Transmission | Internal | Shoulder | B15 | 1203 | 4000 | 3550.94 | 72.01 | 80.01 | 8 | 0
2035 | MISO_MO-IL_2_TVA_Transmission | MISO_MO-IL | TVA_Transmission | Internal | Summer | B1 | 10 | 4000 | 4000 | 151.71 | 167.72 | 8 | 8.01
2035 | MISO_MO-IL_2_TVA_Transmission | MISO_MO-IL | TVA_Transmission | Internal | Summer | B2 | 25 | 4000 | 4000 | 146.98 | 162.99 | 8 | 8.01
2035 | MISO_MO-IL_2_TVA_Transmission | MISO_MO-IL | TVA_Transmission | Internal | Summer | B3 | 75 | 4000 | 1982.38 | 145.35 | 153.35 | 8 | 0
2035 | MISO_MO-IL_2_TVA_Transmission | MISO_MO-IL | TVA_Transmission | Internal | Summer | B4 | 100 | 4000 | 421.34 | 140.66 | 148.66 | 8 | 0
2035 | MISO_MO-IL_2_TVA_Transmission | MISO_MO-IL | TVA_Transmission | Internal | Summer | B5 | 200 | 4000 | 0 | 138.27 | 138.27 | 8 | 0
2035 | MISO_MO-IL_2_TVA_Transmission | MISO_MO-IL | TVA_Transmission | Internal | Summer | B6 | 300 | 4000 | 0 | 102.16 | 105.8 | 8 | 0
2035 | MISO_MO-IL_2_TVA_Transmission | MISO_MO-IL | TVA_Transmission | Internal | Summer | B7 | 400 | 4000 | 0 | 88.89 | 95.57 | 8 | 0
2035 | MISO_MO-IL_2_TVA_Transmission | MISO_MO-IL | TVA_Transmission | Internal | Summer | B8 | 500 | 4000 | 0 | 85.03 | 93.02 | 8 | 0
2035 | MISO_MO-IL_2_TVA_Transmission | MISO_MO-IL | TVA_Transmission | Internal | Summer | B9 | 800 | 4000 | 820.7 | 80.84 | 88.84 | 8 | 0
2035 | MISO_MO-IL_2_TVA_Transmission | MISO_MO-IL | TVA_Transmission | Internal | Summer | B10 | 1262 | 4000 | 0 | 74.81 | 80.58 | 8 | 0
2035 | MISO_MO-IL_2_TVA_Transmission | MISO_MO-IL | TVA_Transmission | Internal | Winter | B16 | 25 | 4000 | 4000 | 83.89 | 99.89 | 8 | 8
2035 | MISO_MO-IL_2_TVA_Transmission | MISO_MO-IL | TVA_Transmission | Internal | Winter | B17 | 100 | 4000 | 3983.65 | 87.69 | 95.69 | 8 | 0
2035 | MISO_MO-IL_2_TVA_Transmission | MISO_MO-IL | TVA_Transmission | Internal | Winter | B18 | 400 | 4000 | 415.68 | 88.03 | 96.03 | 8 | 0
2035 | MISO_MO-IL_2_TVA_Transmission | MISO_MO-IL | TVA_Transmission | Internal | Winter | B19 | 700 | 4000 | 1334.97 | 81.9 | 89.9 | 8 | 0
2035 | MISO_MO-IL_2_TVA_Transmission | MISO_MO-IL | TVA_Transmission | Internal | Winter | B20 | 935 | 4000 | 4000 | 68.58 | 82.79 | 8 | 6.21
2035 | MISO_W_2_IESO | MISO_W | IESO | Internal | Shoulder | B11 | 25 | 145 | 0 | 92.37 | 66.61 | 8 | 0
2035 | MISO_W_2_IESO | MISO_W | IESO | Internal | Shoulder | B12 | 200 | 145 | 0 | 87.94 | 66.61 | 8 | 0
2035 | MISO_W_2_IESO | MISO_W | IESO | Internal | Shoulder | B13 | 600 | 145 | 0 | 84.36 | 66.61 | 8 | 0
2035 | MISO_W_2_IESO | MISO_W | IESO | Internal | Shoulder | B14 | 900 | 145 | 0 | 76.61 | 66.61 | 8 | 0
2035 | MISO_W_2_IESO | MISO_W | IESO | Internal | Shoulder | B15 | 1203 | 145 | 0 | 58.62 | 66.61 | 8 | 0
2035 | MISO_W_2_IESO | MISO_W | IESO | Internal | Summer | B1 | 10 | 145 | 0 | 151.72 | 88.23 | 8 | 0
2035 | MISO_W_2_IESO | MISO_W | IESO | Internal | Summer | B2 | 25 | 145 | 0 | 146.88 | 89.72 | 8 | 0
2035 | MISO_W_2_IESO | MISO_W | IESO | Internal | Summer | B3 | 75 | 145 | 0 | 145.33 | 88.23 | 8 | 0
2035 | MISO_W_2_IESO | MISO_W | IESO | Internal | Summer | B4 | 100 | 145 | 0 | 138.78 | 80.51 | 8 | 0
2035 | MISO_W_2_IESO | MISO_W | IESO | Internal | Summer | B5 | 200 | 145 | 0 | 138.26 | 65.51 | 8 | 0
2035 | MISO_W_2_IESO | MISO_W | IESO | Internal | Summer | B6 | 300 | 145 | 0 | 102.14 | 65.51 | 8 | 0
2035 | MISO_W_2_IESO | MISO_W | IESO | Internal | Summer | B7 | 400 | 145 | 0 | 88.88 | 65.51 | 8 | 0
2035 | MISO_W_2_IESO | MISO_W | IESO | Internal | Summer | B8 | 500 | 145 | 0 | 85.02 | 65.51 | 8 | 0
2035 | MISO_W_2_IESO | MISO_W | IESO | Internal | Summer | B9 | 800 | 145 | 0 | 80.83 | 65.51 | 8 | 0
2035 | MISO_W_2_IESO | MISO_W | IESO | Internal | Summer | B10 | 1262 | 145 | 0 | 72.58 | 65.51 | 8 | 0
2035 | MISO_W_2_IESO | MISO_W | IESO | Internal | Winter | B16 | 25 | 145 | 145 | 48.89 | 67.75 | 8 | 10.85
2035 | MISO_W_2_IESO | MISO_W | IESO | Internal | Winter | B17 | 100 | 145 | 0 | 67.9 | 67.75 | 8 | 0
2035 | MISO_W_2_IESO | MISO_W | IESO | Internal | Winter | B18 | 400 | 145 | 0 | 82.49 | 67.75 | 8 | 0
2035 | MISO_W_2_IESO | MISO_W | IESO | Internal | Winter | B19 | 700 | 145 | 0 | 81.89 | 67.75 | 8 | 0
2035 | MISO_W_2_IESO | MISO_W | IESO | Internal | Winter | B20 | 935 | 145 | 0 | 67.9 | 67.75 | 8 | 0
2035 | MISO_W_2_MAPP_CA | MISO_W | MAPP_CA | Internal | Shoulder | B11 | 25 | 700 | 0 | 92.37 | 58.61 | 0.01 | 0
2035 | MISO_W_2_MAPP_CA | MISO_W | MAPP_CA | Internal | Shoulder | B12 | 200 | 700 | 0 | 87.94 | 58.61 | 0.01 | 0
2035 | MISO_W_2_MAPP_CA | MISO_W | MAPP_CA | Internal | Shoulder | B13 | 600 | 700 | 0 | 84.36 | 58.61 | 0.01 | 0
2035 | MISO_W_2_MAPP_CA | MISO_W | MAPP_CA | Internal | Shoulder | B14 | 900 | 700 | 0 | 76.61 | 58.61 | 0.01 | 0
2035 | MISO_W_2_MAPP_CA | MISO_W | MAPP_CA | Internal | Shoulder | B15 | 1203 | 700 | 0 | 58.62 | 58.61 | 0.01 | 0
2035 | MISO_W_2_MAPP_CA | MISO_W | MAPP_CA | Internal | Summer | B1 | 10 | 700 | 0 | 151.72 | 72.51 | 0.01 | 0
2035 | MISO_W_2_MAPP_CA | MISO_W | MAPP_CA | Internal | Summer | B2 | 25 | 700 | 0 | 146.88 | 72.51 | 0.01 | 0
2035 | MISO_W_2_MAPP_CA | MISO_W | MAPP_CA | Internal | Summer | B3 | 75 | 700 | 0 | 145.33 | 72.51 | 0.01 | 0
2035 | MISO_W_2_MAPP_CA | MISO_W | MAPP_CA | Internal | Summer | B4 | 100 | 700 | 0 | 138.78 | 72.51 | 0.01 | 0
2035 | MISO_W_2_MAPP_CA | MISO_W | MAPP_CA | Internal | Summer | B5 | 200 | 700 | 0 | 138.26 | 72.51 | 0.01 | 0
2035 | MISO_W_2_MAPP_CA | MISO_W | MAPP_CA | Internal | Summer | B6 | 300 | 700 | 0 | 102.14 | 72.51 | 0.01 | 0
2035 | MISO_W_2_MAPP_CA | MISO_W | MAPP_CA | Internal | Summer | B7 | 400 | 700 | 0 | 88.88 | 72.51 | 0.01 | 0
2035 | MISO_W_2_MAPP_CA | MISO_W | MAPP_CA | Internal | Summer | B8 | 500 | 700 | 0 | 85.02 | 72.51 | 0.01 | 0
2035 | MISO_W_2_MAPP_CA | MISO_W | MAPP_CA | Internal | Summer | B9 | 800 | 700 | 0 | 80.83 | 72.51 | 0.01 | 0
2035 | MISO_W_2_MAPP_CA | MISO_W | MAPP_CA | Internal | Summer | B10 | 1262 | 700 | 0 | 72.58 | 72.51 | 0.01 | 0
2035 | MISO_W_2_MAPP_CA | MISO_W | MAPP_CA | Internal | Winter | B16 | 25 | 700 | 700 | 48.89 | 67.89 | 0.01 | 18.99
2035 | MISO_W_2_MAPP_CA | MISO_W | MAPP_CA | Internal | Winter | B17 | 100 | 700 | 0 | 67.9 | 67.89 | 0.01 | 0
2035 | MISO_W_2_MAPP_CA | MISO_W | MAPP_CA | Internal | Winter | B18 | 400 | 700 | 0 | 82.49 | 67.89 | 0.01 | 0
2035 | MISO_W_2_MAPP_CA | MISO_W | MAPP_CA | Internal | Winter | B19 | 700 | 700 | 0 | 81.89 | 67.89 | 0.01 | 0
2035 | MISO_W_2_MAPP_CA | MISO_W | MAPP_CA | Internal | Winter | B20 | 935 | 700 | 0 | 67.9 | 67.89 | 0.01 | 0
2035 | MISO_W_2_MISO_MO-IL | MISO_W | MISO_MO-IL | Internal | Shoulder | B11 | 25 | 4048 | 254.27 | 92.37 | 92.38 | 0.01 | 0
2035 | MISO_W_2_MISO_MO-IL | MISO_W | MISO_MO-IL | Internal | Shoulder | B12 | 200 | 4048 | 1298.4 | 87.94 | 87.95 | 0.01 | 0
2035 | MISO_W_2_MISO_MO-IL | MISO_W | MISO_MO-IL | Internal | Shoulder | B13 | 600 | 4048 | 2740.88 | 84.36 | 84.37 | 0.01 | 0
2035 | MISO_W_2_MISO_MO-IL | MISO_W | MISO_MO-IL | Internal | Shoulder | B14 | 900 | 4048 | 4048 | 76.61 | 77.72 | 0.01 | 1.1
2035 | MISO_W_2_MISO_MO-IL | MISO_W | MISO_MO-IL | Internal | Shoulder | B15 | 1203 | 4048 | 4048 | 58.62 | 72.01 | 0.01 | 13.38
2035 | MISO_W_2_MISO_MO-IL | MISO_W | MISO_MO-IL | Internal | Summer | B1 | 10 | 4048 | 0 | 151.72 | 151.71 | 0.01 | 0
2035 | MISO_W_2_MISO_MO-IL | MISO_W | MISO_MO-IL | Internal | Summer | B2 | 25 | 4048 | 4048 | 146.88 | 146.98 | 0.01 | 0.09
2035 | MISO_W_2_MISO_MO-IL | MISO_W | MISO_MO-IL | Internal | Summer | B3 | 75 | 4048 | 2657.58 | 145.33 | 145.35 | 0.01 | 0
2035 | MISO_W_2_MISO_MO-IL | MISO_W | MISO_MO-IL | Internal | Summer | B4 | 100 | 4048 | 4048 | 138.78 | 140.66 | 0.01 | 1.87
2035 | MISO_W_2_MISO_MO-IL | MISO_W | MISO_MO-IL | Internal | Summer | B5 | 200 | 4048 | 2615.43 | 138.26 | 138.27 | 0.01 | 0
2035 | MISO_W_2_MISO_MO-IL | MISO_W | MISO_MO-IL | Internal | Summer | B6 | 300 | 4048 | 2116.07 | 102.14 | 102.16 | 0.01 | 0
2035 | MISO_W_2_MISO_MO-IL | MISO_W | MISO_MO-IL | Internal | Summer | B7 | 400 | 4048 | 3287.48 | 88.88 | 88.89 | 0.01 | 0
2035 | MISO_W_2_MISO_MO-IL | MISO_W | MISO_MO-IL | Internal | Summer | B8 | 500 | 4048 | 3776.02 | 85.02 | 85.03 | 0.01 | 0
2035 | MISO_W_2_MISO_MO-IL | MISO_W | MISO_MO-IL | Internal | Summer | B9 | 800 | 4048 | 3426.49 | 80.83 | 80.84 | 0.01 | 0
2035 | MISO_W_2_MISO_MO-IL | MISO_W | MISO_MO-IL | Internal | Summer | B10 | 1262 | 4048 | 4048 | 72.58 | 74.81 | 0.01 | 2.22
2035 | MISO_W_2_MISO_MO-IL | MISO_W | MISO_MO-IL | Internal | Winter | B16 | 25 | 4048 | 4048 | 48.89 | 83.89 | 0.01 | 34.99
2035 | MISO_W_2_MISO_MO-IL | MISO_W | MISO_MO-IL | Internal | Winter | B17 | 100 | 4048 | 4048 | 67.9 | 87.69 | 0.01 | 19.78
2035 | MISO_W_2_MISO_MO-IL | MISO_W | MISO_MO-IL | Internal | Winter | B18 | 400 | 4048 | 4048 | 82.49 | 88.03 | 0.01 | 5.53
2035 | MISO_W_2_MISO_MO-IL | MISO_W | MISO_MO-IL | Internal | Winter | B19 | 700 | 4048 | 430.71 | 81.89 | 81.9 | 0.01 | 0
2035 | MISO_W_2_MISO_MO-IL | MISO_W | MISO_MO-IL | Internal | Winter | B20 | 935 | 4048 | 4048 | 67.9 | 68.58 | 0.01 | 0.67
2035 | MISO_W_2_MISO_WUMS | MISO_W | MISO_WUMS | Internal | Shoulder | B11 | 25 | 1747 | 913.24 | 92.37 | 92.38 | 0.01 | 0
2035 | MISO_W_2_MISO_WUMS | MISO_W | MISO_WUMS | Internal | Shoulder | B12 | 200 | 1747 | 1112.1 | 87.94 | 87.95 | 0.01 | 0
2035 | MISO_W_2_MISO_WUMS | MISO_W | MISO_WUMS | Internal | Shoulder | B13 | 600 | 1747 | 1747 | 84.36 | 87.95 | 0.01 | 3.58
2035 | MISO_W_2_MISO_WUMS | MISO_W | MISO_WUMS | Internal | Shoulder | B14 | 900 | 1747 | 1747 | 76.61 | 80.15 | 0.01 | 3.53
2035 | MISO_W_2_MISO_WUMS | MISO_W | MISO_WUMS | Internal | Shoulder | B15 | 1203 | 1747 | 1747 | 58.62 | 76.21 | 0.01 | 17.58
2035 | MISO_W_2_MISO_WUMS | MISO_W | MISO_WUMS | Internal | Summer | B1 | 10 | 1747 | 0 | 151.72 | 151.72 | 0.01 | 0
2035 | MISO_W_2_MISO_WUMS | MISO_W | MISO_WUMS | Internal | Summer | B2 | 25 | 1747 | 0 | 146.88 | 146.88 | 0.01 | 0
2035 | MISO_W_2_MISO_WUMS | MISO_W | MISO_WUMS | Internal | Summer | B3 | 75 | 1747 | 1747 | 145.33 | 146.88 | 0.01 | 1.54
2035 | MISO_W_2_MISO_WUMS | MISO_W | MISO_WUMS | Internal | Summer | B4 | 100 | 1747 | 1747 | 138.78 | 140.64 | 0.01 | 1.85
2035 | MISO_W_2_MISO_WUMS | MISO_W | MISO_WUMS | Internal | Summer | B5 | 200 | 1747 | 987.87 | 138.26 | 138.27 | 0.01 | 0
2035 | MISO_W_2_MISO_WUMS | MISO_W | MISO_WUMS | Internal | Summer | B6 | 300 | 1747 | 644.53 | 102.14 | 102.16 | 0.01 | 0
2035 | MISO_W_2_MISO_WUMS | MISO_W | MISO_WUMS | Internal | Summer | B7 | 400 | 1747 | 327.71 | 88.88 | 88.89 | 0.01 | 0
2035 | MISO_W_2_MISO_WUMS | MISO_W | MISO_WUMS | Internal | Summer | B8 | 500 | 1747 | 1747 | 85.02 | 86.11 | 0.01 | 1.07
2035 | MISO_W_2_MISO_WUMS | MISO_W | MISO_WUMS | Internal | Summer | B9 | 800 | 1747 | 1713.3 | 80.83 | 80.84 | 0.01 | 0
2035 | MISO_W_2_MISO_WUMS | MISO_W | MISO_WUMS | Internal | Summer | B10 | 1262 | 1747 | 1747 | 72.58 | 74.64 | 0.01 | 2.05
2035 | MISO_W_2_MISO_WUMS | MISO_W | MISO_WUMS | Internal | Winter | B16 | 25 | 1747 | 1747 | 48.89 | 91.43 | 0.01 | 42.53
2035 | MISO_W_2_MISO_WUMS | MISO_W | MISO_WUMS | Internal | Winter | B17 | 100 | 1747 | 1747 | 67.9 | 92.25 | 0.01 | 24.33
2035 | MISO_W_2_MISO_WUMS | MISO_W | MISO_WUMS | Internal | Winter | B18 | 400 | 1747 | 1747 | 82.49 | 91.43 | 0.01 | 8.93
2035 | MISO_W_2_MISO_WUMS | MISO_W | MISO_WUMS | Internal | Winter | B19 | 700 | 1747 | 1747 | 81.89 | 83.91 | 0.01 | 2.01
2035 | MISO_W_2_MISO_WUMS | MISO_W | MISO_WUMS | Internal | Winter | B20 | 935 | 1747 | 1747 | 67.9 | 79.17 | 0.01 | 11.26
2035 | MISO_W_2_PJM_ROR | MISO_W | PJM_ROR | Internal | Shoulder | B11 | 25 | 19839 | 14881.51 | 92.37 | 94.37 | 2 | 0
2035 | MISO_W_2_PJM_ROR | MISO_W | PJM_ROR | Internal | Shoulder | B12 | 200 | 19839 | 19839 | 87.94 | 89.95 | 2 | 0.01
2035 | MISO_W_2_PJM_ROR | MISO_W | PJM_ROR | Internal | Shoulder | B13 | 600 | 19839 | 19839 | 84.36 | 86.37 | 2 | 0.01
2035 | MISO_W_2_PJM_ROR | MISO_W | PJM_ROR | Internal | Shoulder | B14 | 900 | 19839 | 19839 | 76.61 | 80.57 | 2 | 1.96
2035 | MISO_W_2_PJM_ROR | MISO_W | PJM_ROR | Internal | Shoulder | B15 | 1203 | 19839 | 19839 | 58.62 | 76.21 | 2 | 15.59
2035 | MISO_W_2_PJM_ROR | MISO_W | PJM_ROR | Internal | Summer | B1 | 10 | 19839 | 16885.63 | 151.72 | 153.72 | 2 | 0
2035 | MISO_W_2_PJM_ROR | MISO_W | PJM_ROR | Internal | Summer | B2 | 25 | 19839 | 16409.03 | 146.88 | 148.88 | 2 | 0
2035 | MISO_W_2_PJM_ROR | MISO_W | PJM_ROR | Internal | Summer | B3 | 75 | 19839 | 8128.47 | 145.33 | 147.33 | 2 | 0
2035 | MISO_W_2_PJM_ROR | MISO_W | PJM_ROR | Internal | Summer | B4 | 100 | 19839 | 4363.35 | 138.78 | 140.78 | 2 | 0
2035 | MISO_W_2_PJM_ROR | MISO_W | PJM_ROR | Internal | Summer | B5 | 200 | 19839 | 7964.5 | 138.26 | 140.26 | 2 | 0
2035 | MISO_W_2_PJM_ROR | MISO_W | PJM_ROR | Internal | Summer | B6 | 300 | 19839 | 8712.66 | 102.14 | 104.14 | 2 | 0
2035 | MISO_W_2_PJM_ROR | MISO_W | PJM_ROR | Internal | Summer | B7 | 400 | 19839 | 10665.56 | 88.88 | 90.88 | 2 | 0
2035 | MISO_W_2_PJM_ROR | MISO_W | PJM_ROR | Internal | Summer | B8 | 500 | 19839 | 14486.8 | 85.02 | 87.02 | 2 | 0
2035 | MISO_W_2_PJM_ROR | MISO_W | PJM_ROR | Internal | Summer | B9 | 800 | 19839 | 14781.97 | 80.83 | 82.83 | 2 | 0
2035 | MISO_W_2_PJM_ROR | MISO_W | PJM_ROR | Internal | Summer | B10 | 1262 | 19839 | 16753.13 | 72.58 | 74.58 | 2 | 0
2035 | MISO_W_2_PJM_ROR | MISO_W | PJM_ROR | Internal | Winter | B16 | 25 | 19839 | 19839 | 48.89 | 98.23 | 2 | 47.33
2035 | MISO_W_2_PJM_ROR | MISO_W | PJM_ROR | Internal | Winter | B17 | 100 | 19839 | 19839 | 67.9 | 94.66 | 2 | 24.76
2035 | MISO_W_2_PJM_ROR | MISO_W | PJM_ROR | Internal | Winter | B18 | 400 | 19839 | 19839 | 82.49 | 91.87 | 2 | 7.38
2035 | MISO_W_2_PJM_ROR | MISO_W | PJM_ROR | Internal | Winter | B19 | 700 | 19839 | 19839 | 81.89 | 83.9 | 2 | 0.01
2035 | MISO_W_2_PJM_ROR | MISO_W | PJM_ROR | Internal | Winter | B20 | 935 | 19839 | 19839 | 67.9 | 79.72 | 2 | 9.81
2035 | MISO_W_2_SPP_N | MISO_W | SPP_N | Internal | Shoulder | B11 | 25 | 3450 | 0 | 92.37 | 89.89 | 7 | 0
2035 | MISO_W_2_SPP_N | MISO_W | SPP_N | Internal | Shoulder | B12 | 200 | 3450 | 0 | 87.94 | 85.71 | 7 | 0
2035 | MISO_W_2_SPP_N | MISO_W | SPP_N | Internal | Shoulder | B13 | 600 | 3450 | 0 | 84.36 | 79.37 | 7 | 0
2035 | MISO_W_2_SPP_N | MISO_W | SPP_N | Internal | Shoulder | B14 | 900 | 3450 | 0 | 76.61 | 21.63 | 7 | 0
2035 | MISO_W_2_SPP_N | MISO_W | SPP_N | Internal | Shoulder | B15 | 1203 | 3450 | 0 | 58.62 | 0.01 | 7 | 0
2035 | MISO_W_2_SPP_N | MISO_W | SPP_N | Internal | Summer | B1 | 10 | 3450 | 0 | 151.72 | 92.83 | 7 | 0
2035 | MISO_W_2_SPP_N | MISO_W | SPP_N | Internal | Summer | B2 | 25 | 3450 | 0 | 146.88 | 143.93 | 7 | 0
2035 | MISO_W_2_SPP_N | MISO_W | SPP_N | Internal | Summer | B3 | 75 | 3450 | 0 | 145.33 | 147.82 | 7 | 0
2035 | MISO_W_2_SPP_N | MISO_W | SPP_N | Internal | Summer | B4 | 100 | 3450 | 0 | 138.78 | 143.66 | 7 | 0
2035 | MISO_W_2_SPP_N | MISO_W | SPP_N | Internal | Summer | B5 | 200 | 3450 | 0 | 138.26 | 133.27 | 7 | 0
2035 | MISO_W_2_SPP_N | MISO_W | SPP_N | Internal | Summer | B6 | 300 | 3450 | 0 | 102.14 | 97.16 | 7 | 0
2035 | MISO_W_2_SPP_N | MISO_W | SPP_N | Internal | Summer | B7 | 400 | 3450 | 0 | 88.88 | 89.14 | 7 | 0
2035 | MISO_W_2_SPP_N | MISO_W | SPP_N | Internal | Summer | B8 | 500 | 3450 | 0 | 85.02 | 88.03 | 7 | 0
2035 | MISO_W_2_SPP_N | MISO_W | SPP_N | Internal | Summer | B9 | 800 | 3450 | 0 | 80.83 | 84.23 | 7 | 0
2035 | MISO_W_2_SPP_N | MISO_W | SPP_N | Internal | Summer | B10 | 1262 | 3450 | 0 | 72.58 | 69.81 | 7 | 0
2035 | MISO_W_2_SPP_N | MISO_W | SPP_N | Internal | Winter | B16 | 25 | 3450 | 3160.93 | 48.89 | 55.89 | 7 | 0
2035 | MISO_W_2_SPP_N | MISO_W | SPP_N | Internal | Winter | B17 | 100 | 3450 | 2176.7 | 67.9 | 74.9 | 7 | 0
2035 | MISO_W_2_SPP_N | MISO_W | SPP_N | Internal | Winter | B18 | 400 | 3450 | 0 | 82.49 | 83.68 | 7 | 0
2035 | MISO_W_2_SPP_N | MISO_W | SPP_N | Internal | Winter | B19 | 700 | 3450 | 0 | 81.89 | 76.9 | 7 | 0
2035 | MISO_W_2_SPP_N | MISO_W | SPP_N | Internal | Winter | B20 | 935 | 3450 | 0 | 67.9 | 11.52 | 7 | 0
2035 | MISO_WUMS_2_MISO_MI | MISO_WUMS | MISO_MI | Internal | Shoulder | B11 | 25 | 294 | 0 | 92.38 | 92.38 | 0.01 | 0
2035 | MISO_WUMS_2_MISO_MI | MISO_WUMS | MISO_MI | Internal | Shoulder | B12 | 200 | 294 | 0 | 87.95 | 87.95 | 0.01 | 0
2035 | MISO_WUMS_2_MISO_MI | MISO_WUMS | MISO_MI | Internal | Shoulder | B13 | 600 | 294 | 0 | 87.95 | 84.4 | 0.01 | 0
2035 | MISO_WUMS_2_MISO_MI | MISO_WUMS | MISO_MI | Internal | Shoulder | B14 | 900 | 294 | 0 | 80.15 | 78.57 | 0.01 | 0
2035 | MISO_WUMS_2_MISO_MI | MISO_WUMS | MISO_MI | Internal | Shoulder | B15 | 1203 | 294 | 235.11 | 76.21 | 76.22 | 0.01 | 0
2035 | MISO_WUMS_2_MISO_MI | MISO_WUMS | MISO_MI | Internal | Summer | B1 | 10 | 294 | 0 | 151.72 | 150.77 | 0.01 | 0
2035 | MISO_WUMS_2_MISO_MI | MISO_WUMS | MISO_MI | Internal | Summer | B2 | 25 | 294 | 0 | 146.88 | 146.87 | 0.01 | 0
2035 | MISO_WUMS_2_MISO_MI | MISO_WUMS | MISO_MI | Internal | Summer | B3 | 75 | 294 | 0 | 146.88 | 146.6 | 0.01 | 0
2035 | MISO_WUMS_2_MISO_MI | MISO_WUMS | MISO_MI | Internal | Summer | B4 | 100 | 294 | 99.21 | 140.64 | 140.66 | 0.01 | 0
2035 | MISO_WUMS_2_MISO_MI | MISO_WUMS | MISO_MI | Internal | Summer | B5 | 200 | 294 | 0 | 138.27 | 138.26 | 0.01 | 0
2035 | MISO_WUMS_2_MISO_MI | MISO_WUMS | MISO_MI | Internal | Summer | B6 | 300 | 294 | 0 | 102.16 | 102.16 | 0.01 | 0
2035 | MISO_WUMS_2_MISO_MI | MISO_WUMS | MISO_MI | Internal | Summer | B7 | 400 | 294 | 0 | 88.89 | 88.89 | 0.01 | 0
2035 | MISO_WUMS_2_MISO_MI | MISO_WUMS | MISO_MI | Internal | Summer | B8 | 500 | 294 | 0 | 86.11 | 85.06 | 0.01 | 0
2035 | MISO_WUMS_2_MISO_MI | MISO_WUMS | MISO_MI | Internal | Summer | B9 | 800 | 294 | 0 | 80.84 | 80.83 | 0.01 | 0
2035 | MISO_WUMS_2_MISO_MI | MISO_WUMS | MISO_MI | Internal | Summer | B10 | 1262 | 294 | 294 | 74.64 | 74.84 | 0.01 | 0.18
2035 | MISO_WUMS_2_MISO_MI | MISO_WUMS | MISO_MI | Internal | Winter | B16 | 25 | 294 | 184.26 | 91.43 | 91.44 | 0.01 | 0
2035 | MISO_WUMS_2_MISO_MI | MISO_WUMS | MISO_MI | Internal | Winter | B17 | 100 | 294 | 189.97 | 92.25 | 92.26 | 0.01 | 0
2035 | MISO_WUMS_2_MISO_MI | MISO_WUMS | MISO_MI | Internal | Winter | B18 | 400 | 294 | 0 | 91.43 | 88.53 | 0.01 | 0
2035 | MISO_WUMS_2_MISO_MI | MISO_WUMS | MISO_MI | Internal | Winter | B19 | 700 | 294 | 0 | 83.91 | 81.89 | 0.01 | 0
2035 | MISO_WUMS_2_MISO_MI | MISO_WUMS | MISO_MI | Internal | Winter | B20 | 935 | 294 | 0 | 79.17 | 78.63 | 0.01 | 0
2035 | MISO_WUMS_2_MISO_W | MISO_WUMS | MISO_W | Internal | Shoulder | B11 | 25 | 1255 | 0 | 92.38 | 92.37 | 0.01 | 0
2035 | MISO_WUMS_2_MISO_W | MISO_WUMS | MISO_W | Internal | Shoulder | B12 | 200 | 1255 | 0 | 87.95 | 87.94 | 0.01 | 0
2035 | MISO_WUMS_2_MISO_W | MISO_WUMS | MISO_W | Internal | Shoulder | B13 | 600 | 1255 | 0 | 87.95 | 84.36 | 0.01 | 0
2035 | MISO_WUMS_2_MISO_W | MISO_WUMS | MISO_W | Internal | Shoulder | B14 | 900 | 1255 | 0 | 80.15 | 76.61 | 0.01 | 0
2035 | MISO_WUMS_2_MISO_W | MISO_WUMS | MISO_W | Internal | Shoulder | B15 | 1203 | 1255 | 0 | 76.21 | 58.62 | 0.01 | 0
2035 | MISO_WUMS_2_MISO_W | MISO_WUMS | MISO_W | Internal | Summer | B1 | 10 | 1255 | 0 | 151.72 | 151.72 | 0.01 | 0
2035 | MISO_WUMS_2_MISO_W | MISO_WUMS | MISO_W | Internal | Summer | B2 | 25 | 1255 | 0 | 146.88 | 146.88 | 0.01 | 0
2035 | MISO_WUMS_2_MISO_W | MISO_WUMS | MISO_W | Internal | Summer | B3 | 75 | 1255 | 0 | 146.88 | 145.33 | 0.01 | 0
2035 | MISO_WUMS_2_MISO_W | MISO_WUMS | MISO_W | Internal | Summer | B4 | 100 | 1255 | 0 | 140.64 | 138.78 | 0.01 | 0
2035 | MISO_WUMS_2_MISO_W | MISO_WUMS | MISO_W | Internal | Summer | B5 | 200 | 1255 | 0 | 138.27 | 138.26 | 0.01 | 0
2035 | MISO_WUMS_2_MISO_W | MISO_WUMS | MISO_W | Internal | Summer | B6 | 300 | 1255 | 0 | 102.16 | 102.14 | 0.01 | 0
2035 | MISO_WUMS_2_MISO_W | MISO_WUMS | MISO_W | Internal | Summer | B7 | 400 | 1255 | 0 | 88.89 | 88.88 | 0.01 | 0
2035 | MISO_WUMS_2_MISO_W | MISO_WUMS | MISO_W | Internal | Summer | B8 | 500 | 1255 | 0 | 86.11 | 85.02 | 0.01 | 0
2035 | MISO_WUMS_2_MISO_W | MISO_WUMS | MISO_W | Internal | Summer | B9 | 800 | 1255 | 0 | 80.84 | 80.83 | 0.01 | 0
2035 | MISO_WUMS_2_MISO_W | MISO_WUMS | MISO_W | Internal | Summer | B10 | 1262 | 1255 | 0 | 74.64 | 72.58 | 0.01 | 0
2035 | MISO_WUMS_2_MISO_W | MISO_WUMS | MISO_W | Internal | Winter | B16 | 25 | 1255 | 0 | 91.43 | 48.89 | 0.01 | 0
2035 | MISO_WUMS_2_MISO_W | MISO_WUMS | MISO_W | Internal | Winter | B17 | 100 | 1255 | 0 | 92.25 | 67.9 | 0.01 | 0
2035 | MISO_WUMS_2_MISO_W | MISO_WUMS | MISO_W | Internal | Winter | B18 | 400 | 1255 | 0 | 91.43 | 82.49 | 0.01 | 0
2035 | MISO_WUMS_2_MISO_W | MISO_WUMS | MISO_W | Internal | Winter | B19 | 700 | 1255 | 0 | 83.91 | 81.89 | 0.01 | 0
2035 | MISO_WUMS_2_MISO_W | MISO_WUMS | MISO_W | Internal | Winter | B20 | 935 | 1255 | 0 | 79.17 | 67.9 | 0.01 | 0
2035 | MISO_WUMS_2_PJM_ROR | MISO_WUMS | PJM_ROR | Internal | Shoulder | B11 | 25 | 1600 | 0 | 92.38 | 94.37 | 2 | 0
2035 | MISO_WUMS_2_PJM_ROR | MISO_WUMS | PJM_ROR | Internal | Shoulder | B12 | 200 | 1600 | 158.35 | 87.95 | 89.95 | 2 | 0
2035 | MISO_WUMS_2_PJM_ROR | MISO_WUMS | PJM_ROR | Internal | Shoulder | B13 | 600 | 1600 | 0 | 87.95 | 86.37 | 2 | 0
2035 | MISO_WUMS_2_PJM_ROR | MISO_WUMS | PJM_ROR | Internal | Shoulder | B14 | 900 | 1600 | 0 | 80.15 | 80.57 | 2 | 0
2035 | MISO_WUMS_2_PJM_ROR | MISO_WUMS | PJM_ROR | Internal | Shoulder | B15 | 1203 | 1600 | 0 | 76.21 | 76.21 | 2 | 0
2035 | MISO_WUMS_2_PJM_ROR | MISO_WUMS | PJM_ROR | Internal | Summer | B1 | 10 | 1600 | 1298.07 | 151.72 | 153.72 | 2 | 0
2035 | MISO_WUMS_2_PJM_ROR | MISO_WUMS | PJM_ROR | Internal | Summer | B2 | 25 | 1600 | 324.06 | 146.88 | 148.88 | 2 | 0
2035 | MISO_WUMS_2_PJM_ROR | MISO_WUMS | PJM_ROR | Internal | Summer | B3 | 75 | 1600 | 0 | 146.88 | 147.33 | 2 | 0
2035 | MISO_WUMS_2_PJM_ROR | MISO_WUMS | PJM_ROR | Internal | Summer | B4 | 100 | 1600 | 0 | 140.64 | 140.78 | 2 | 0
2035 | MISO_WUMS_2_PJM_ROR | MISO_WUMS | PJM_ROR | Internal | Summer | B5 | 200 | 1600 | 0 | 138.27 | 140.26 | 2 | 0
2035 | MISO_WUMS_2_PJM_ROR | MISO_WUMS | PJM_ROR | Internal | Summer | B6 | 300 | 1600 | 0 | 102.16 | 104.14 | 2 | 0
2035 | MISO_WUMS_2_PJM_ROR | MISO_WUMS | PJM_ROR | Internal | Summer | B7 | 400 | 1600 | 0 | 88.89 | 90.88 | 2 | 0
2035 | MISO_WUMS_2_PJM_ROR | MISO_WUMS | PJM_ROR | Internal | Summer | B8 | 500 | 1600 | 0 | 86.11 | 87.02 | 2 | 0
2035 | MISO_WUMS_2_PJM_ROR | MISO_WUMS | PJM_ROR | Internal | Summer | B9 | 800 | 1600 | 0 | 80.84 | 82.83 | 2 | 0
2035 | MISO_WUMS_2_PJM_ROR | MISO_WUMS | PJM_ROR | Internal | Summer | B10 | 1262 | 1600 | 0 | 74.64 | 74.58 | 2 | 0
2035 | MISO_WUMS_2_PJM_ROR | MISO_WUMS | PJM_ROR | Internal | Winter | B16 | 25 | 1600 | 1600 | 91.43 | 98.23 | 2 | 4.8
2035 | MISO_WUMS_2_PJM_ROR | MISO_WUMS | PJM_ROR | Internal | Winter | B17 | 100 | 1600 | 1600 | 92.25 | 94.66 | 2 | 0.42
2035 | MISO_WUMS_2_PJM_ROR | MISO_WUMS | PJM_ROR | Internal | Winter | B18 | 400 | 1600 | 0 | 91.43 | 91.87 | 2 | 0
2035 | MISO_WUMS_2_PJM_ROR | MISO_WUMS | PJM_ROR | Internal | Winter | B19 | 700 | 1600 | 0 | 83.91 | 83.9 | 2 | 0
2035 | MISO_WUMS_2_PJM_ROR | MISO_WUMS | PJM_ROR | Internal | Winter | B20 | 935 | 1600 | 0 | 79.17 | 79.72 | 2 | 0
2035 | NE_2_MAPP_US | NE | MAPP_US | Internal | Shoulder | B11 | 25 | 1600 | 0 | 88.37 | 85.37 | 5 | 0
2035 | NE_2_MAPP_US | NE | MAPP_US | Internal | Shoulder | B12 | 200 | 1600 | 0 | 82.94 | 75.94 | 5 | 0
2035 | NE_2_MAPP_US | NE | MAPP_US | Internal | Shoulder | B13 | 600 | 1600 | 0 | 79.36 | 72.36 | 5 | 0
2035 | NE_2_MAPP_US | NE | MAPP_US | Internal | Shoulder | B14 | 900 | 1600 | 1190.15 | 46.61 | 51.61 | 5 | 0
2035 | NE_2_MAPP_US | NE | MAPP_US | Internal | Shoulder | B15 | 1203 | 1600 | 992.56 | 0.01 | 5.01 | 5 | 0
2035 | NE_2_MAPP_US | NE | MAPP_US | Internal | Summer | B1 | 10 | 1600 | 0 | 146.72 | 144.72 | 5 | 0
2035 | NE_2_MAPP_US | NE | MAPP_US | Internal | Summer | B2 | 25 | 1600 | 0 | 141.88 | 139.88 | 5 | 0
2035 | NE_2_MAPP_US | NE | MAPP_US | Internal | Summer | B3 | 75 | 1600 | 0 | 145.33 | 138.33 | 5 | 0
2035 | NE_2_MAPP_US | NE | MAPP_US | Internal | Summer | B4 | 100 | 1600 | 0 | 138.78 | 131.78 | 5 | 0
2035 | NE_2_MAPP_US | NE | MAPP_US | Internal | Summer | B5 | 200 | 1600 | 0 | 133.26 | 131.26 | 5 | 0
2035 | NE_2_MAPP_US | NE | MAPP_US | Internal | Summer | B6 | 300 | 1600 | 0 | 97.14 | 95.14 | 5 | 0
2035 | NE_2_MAPP_US | NE | MAPP_US | Internal | Summer | B7 | 400 | 1600 | 0 | 88.88 | 81.88 | 5 | 0
2035 | NE_2_MAPP_US | NE | MAPP_US | Internal | Summer | B8 | 500 | 1600 | 0 | 80.02 | 78.02 | 5 | 0
2035 | NE_2_MAPP_US | NE | MAPP_US | Internal | Summer | B9 | 800 | 1600 | 0 | 75.83 | 73.83 | 5 | 0
2035 | NE_2_MAPP_US | NE | MAPP_US | Internal | Summer | B10 | 1262 | 1600 | 0 | 67.58 | 65.58 | 5 | 0
2035 | NE_2_MAPP_US | NE | MAPP_US | Internal | Winter | B16 | 25 | 1600 | 512.1 | 0.01 | 5.01 | 5 | 0
2035 | NE_2_MAPP_US | NE | MAPP_US | Internal | Winter | B17 | 100 | 1600 | 158.31 | 55.9 | 60.9 | 5 | 0
2035 | NE_2_MAPP_US | NE | MAPP_US | Internal | Winter | B18 | 400 | 1600 | 0 | 77.49 | 74.89 | 5 | 0
2035 | NE_2_MAPP_US | NE | MAPP_US | Internal | Winter | B19 | 700 | 1600 | 0 | 76.89 | 74.89 | 5 | 0
2035 | NE_2_MAPP_US | NE | MAPP_US | Internal | Winter | B20 | 935 | 1600 | 1142.64 | 11.51 | 16.51 | 5 | 0
2035 | NE_2_MISO_W | NE | MISO_W | Internal | Shoulder | B11 | 25 | 3614 | 0 | 88.37 | 92.37 | 5 | 0
2035 | NE_2_MISO_W | NE | MISO_W | Internal | Shoulder | B12 | 200 | 3614 | 1999.44 | 82.94 | 87.94 | 5 | 0
2035 | NE_2_MISO_W | NE | MISO_W | Internal | Shoulder | B13 | 600 | 3614 | 2887.99 | 79.36 | 84.36 | 5 | 0
2035 | NE_2_MISO_W | NE | MISO_W | Internal | Shoulder | B14 | 900 | 3614 | 3614 | 46.61 | 76.61 | 5 | 25
2035 | NE_2_MISO_W | NE | MISO_W | Internal | Shoulder | B15 | 1203 | 3614 | 3614 | 0.01 | 58.62 | 5 | 53.61
2035 | NE_2_MISO_W | NE | MISO_W | Internal | Summer | B1 | 10 | 3614 | 1108.08 | 146.72 | 151.72 | 5 | 0
2035 | NE_2_MISO_W | NE | MISO_W | Internal | Summer | B2 | 25 | 3614 | 894.57 | 141.88 | 146.88 | 5 | 0
2035 | NE_2_MISO_W | NE | MISO_W | Internal | Summer | B3 | 75 | 3614 | 0 | 145.33 | 145.33 | 5 | 0
2035 | NE_2_MISO_W | NE | MISO_W | Internal | Summer | B4 | 100 | 3614 | 0 | 138.78 | 138.78 | 5 | 0
2035 | NE_2_MISO_W | NE | MISO_W | Internal | Summer | B5 | 200 | 3614 | 570.9 | 133.26 | 138.26 | 5 | 0
2035 | NE_2_MISO_W | NE | MISO_W | Internal | Summer | B6 | 300 | 3614 | 523.01 | 97.14 | 102.14 | 5 | 0
2035 | NE_2_MISO_W | NE | MISO_W | Internal | Summer | B7 | 400 | 3614 | 0 | 88.88 | 88.88 | 5 | 0
2035 | NE_2_MISO_W | NE | MISO_W | Internal | Summer | B8 | 500 | 3614 | 752.88 | 80.02 | 85.02 | 5 | 0
2035 | NE_2_MISO_W | NE | MISO_W | Internal | Summer | B9 | 800 | 3614 | 579.63 | 75.83 | 80.83 | 5 | 0
2035 | NE_2_MISO_W | NE | MISO_W | Internal | Summer | B10 | 1262 | 3614 | 1845.27 | 67.58 | 72.58 | 5 | 0
2035 | NE_2_MISO_W | NE | MISO_W | Internal | Winter | B16 | 25 | 3614 | 3614 | 0.01 | 48.89 | 5 | 43.88
2035 | NE_2_MISO_W | NE | MISO_W | Internal | Winter | B17 | 100 | 3614 | 3614 | 55.9 | 67.9 | 5 | 7
2035 | NE_2_MISO_W | NE | MISO_W | Internal | Winter | B18 | 400 | 3614 | 3598.04 | 77.49 | 82.49 | 5 | 0
2035 | NE_2_MISO_W | NE | MISO_W | Internal | Winter | B19 | 700 | 3614 | 3329.91 | 76.89 | 81.89 | 5 | 0
2035 | NE_2_MISO_W | NE | MISO_W | Internal | Winter | B20 | 935 | 3614 | 3614 | 11.51 | 67.9 | 5 | 51.39
2035 | NE_2_SPP_N | NE | SPP_N | Internal | Shoulder | B11 | 25 | 1854 | 1854 | 88.37 | 89.89 | 0.01 | 1.5
2035 | NE_2_SPP_N | NE | SPP_N | Internal | Shoulder | B12 | 200 | 1854 | 1854 | 82.94 | 85.71 | 0.01 | 2.76
2035 | NE_2_SPP_N | NE | SPP_N | Internal | Shoulder | B13 | 600 | 1854 | 1788.08 | 79.36 | 79.37 | 0.01 | 0
2035 | NE_2_SPP_N | NE | SPP_N | Internal | Shoulder | B14 | 900 | 1854 | 0 | 46.61 | 21.63 | 0.01 | 0
2035 | NE_2_SPP_N | NE | SPP_N | Internal | Shoulder | B15 | 1203 | 1854 | 0 | 0.01 | 0.01 | 0.01 | 0
2035 | NE_2_SPP_N | NE | SPP_N | Internal | Summer | B1 | 10 | 1854 | 0 | 146.72 | 92.83 | 0.01 | 0
2035 | NE_2_SPP_N | NE | SPP_N | Internal | Summer | B2 | 25 | 1854 | 1854 | 141.88 | 143.93 | 0.01 | 2.03
2035 | NE_2_SPP_N | NE | SPP_N | Internal | Summer | B3 | 75 | 1854 | 1854 | 145.33 | 147.82 | 0.01 | 2.47
2035 | NE_2_SPP_N | NE | SPP_N | Internal | Summer | B4 | 100 | 1854 | 1854 | 138.78 | 143.66 | 0.01 | 4.87
2035 | NE_2_SPP_N | NE | SPP_N | Internal | Summer | B5 | 200 | 1854 | 624.89 | 133.26 | 133.27 | 0.01 | 0
2035 | NE_2_SPP_N | NE | SPP_N | Internal | Summer | B6 | 300 | 1854 | 483.98 | 97.14 | 97.16 | 0.01 | 0
2035 | NE_2_SPP_N | NE | SPP_N | Internal | Summer | B7 | 400 | 1854 | 1854 | 88.88 | 89.14 | 0.01 | 0.25
2035 | NE_2_SPP_N | NE | SPP_N | Internal | Summer | B8 | 500 | 1854 | 1854 | 80.02 | 88.03 | 0.01 | 8
2035 | NE_2_SPP_N | NE | SPP_N | Internal | Summer | B9 | 800 | 1854 | 1854 | 75.83 | 84.23 | 0.01 | 8.39
2035 | NE_2_SPP_N | NE | SPP_N | Internal | Summer | B10 | 1262 | 1854 | 1854 | 67.58 | 69.81 | 0.01 | 2.22
2035 | NE_2_SPP_N | NE | SPP_N | Internal | Winter | B16 | 25 | 1854 | 1854 | 0.01 | 55.89 | 0.01 | 55.87
2035 | NE_2_SPP_N | NE | SPP_N | Internal | Winter | B17 | 100 | 1854 | 1854 | 55.9 | 74.9 | 0.01 | 18.99
2035 | NE_2_SPP_N | NE | SPP_N | Internal | Winter | B18 | 400 | 1854 | 1854 | 77.49 | 83.68 | 0.01 | 6.17
2035 | NE_2_SPP_N | NE | SPP_N | Internal | Winter | B19 | 700 | 1854 | 1522.6 | 76.89 | 76.9 | 0.01 | 0
2035 | NE_2_SPP_N | NE | SPP_N | Internal | Winter | B20 | 935 | 1854 | 627.61 | 11.51 | 11.52 | 0.01 | 0
2035 | NEISO_2_NYISO_A-F | NEISO | NYISO_A-F | Internal | Shoulder | B11 | 25 | 600 | 0 | 70.9 | 73.61 | 3 | 0
2035 | NEISO_2_NYISO_A-F | NEISO | NYISO_A-F | Internal | Shoulder | B12 | 200 | 600 | 0 | 70.9 | 73.61 | 3 | 0
2035 | NEISO_2_NYISO_A-F | NEISO | NYISO_A-F | Internal | Shoulder | B13 | 600 | 600 | 0 | 70.9 | 73.61 | 3 | 0
2035 | NEISO_2_NYISO_A-F | NEISO | NYISO_A-F | Internal | Shoulder | B14 | 900 | 600 | 0 | 70.9 | 73.61 | 3 | 0
2035 | NEISO_2_NYISO_A-F | NEISO | NYISO_A-F | Internal | Shoulder | B15 | 1203 | 600 | 0 | 70.9 | 73.61 | 3 | 0
2035 | NEISO_2_NYISO_A-F | NEISO | NYISO_A-F | Internal | Summer | B1 | 10 | 600 | 0 | 751.19 | 95.23 | 3 | 0
2035 | NEISO_2_NYISO_A-F | NEISO | NYISO_A-F | Internal | Summer | B2 | 25 | 600 | 0 | 546.99 | 102.16 | 3 | 0
2035 | NEISO_2_NYISO_A-F | NEISO | NYISO_A-F | Internal | Summer | B3 | 75 | 600 | 0 | 136.36 | 102.16 | 3 | 0
2035 | NEISO_2_NYISO_A-F | NEISO | NYISO_A-F | Internal | Summer | B4 | 100 | 600 | 400.59 | 98.19 | 101.19 | 3 | 0
2035 | NEISO_2_NYISO_A-F | NEISO | NYISO_A-F | Internal | Summer | B5 | 200 | 600 | 154.29 | 98.19 | 101.19 | 3 | 0
2035 | NEISO_2_NYISO_A-F | NEISO | NYISO_A-F | Internal | Summer | B6 | 300 | 600 | 0 | 78.07 | 75.07 | 3 | 0
2035 | NEISO_2_NYISO_A-F | NEISO | NYISO_A-F | Internal | Summer | B7 | 400 | 600 | 0 | 73.5 | 74.84 | 3 | 0
2035 | NEISO_2_NYISO_A-F | NEISO | NYISO_A-F | Internal | Summer | B8 | 500 | 600 | 0 | 73.5 | 74.84 | 3 | 0
2035 | NEISO_2_NYISO_A-F | NEISO | NYISO_A-F | Internal | Summer | B9 | 800 | 600 | 0 | 73.5 | 74.84 | 3 | 0
2035 | NEISO_2_NYISO_A-F | NEISO | NYISO_A-F | Internal | Summer | B10 | 1262 | 600 | 0 | 71.86 | 74.84 | 3 | 0
2035 | NEISO_2_NYISO_A-F | NEISO | NYISO_A-F | Internal | Winter | B16 | 25 | 600 | 0 | 77.75 | 74.75 | 3 | 0
2035 | NEISO_2_NYISO_A-F | NEISO | NYISO_A-F | Internal | Winter | B17 | 100 | 600 | 0 | 77.75 | 74.75 | 3 | 0
2035 | NEISO_2_NYISO_A-F | NEISO | NYISO_A-F | Internal | Winter | B18 | 400 | 600 | 0 | 77.75 | 74.75 | 3 | 0
2035 | NEISO_2_NYISO_A-F | NEISO | NYISO_A-F | Internal | Winter | B19 | 700 | 600 | 0 | 77.75 | 74.75 | 3 | 0
2035 | NEISO_2_NYISO_A-F | NEISO | NYISO_A-F | Internal | Winter | B20 | 935 | 600 | 0 | 77.75 | 74.75 | 3 | 0
2035 | NEISO_2_NYISO_G-I | NEISO | NYISO_G-I | Internal | Shoulder | B11 | 25 | 600 | 600 | 70.9 | 86.35 | 3 | 12.45
2035 | NEISO_2_NYISO_G-I | NEISO | NYISO_G-I | Internal | Shoulder | B12 | 200 | 600 | 600 | 70.9 | 82.46 | 3 | 8.56
2035 | NEISO_2_NYISO_G-I | NEISO | NYISO_G-I | Internal | Shoulder | B13 | 600 | 600 | 600 | 70.9 | 82.46 | 3 | 8.56
2035 | NEISO_2_NYISO_G-I | NEISO | NYISO_G-I | Internal | Shoulder | B14 | 900 | 600 | 600 | 70.9 | 74.16 | 3 | 0.26
2035 | NEISO_2_NYISO_G-I | NEISO | NYISO_G-I | Internal | Shoulder | B15 | 1203 | 600 | 0 | 70.9 | 73.62 | 3 | 0
2035 | NEISO_2_NYISO_G-I | NEISO | NYISO_G-I | Internal | Summer | B1 | 10 | 600 | 0 | 751.19 | 748.18 | 3 | 0
2035 | NEISO_2_NYISO_G-I | NEISO | NYISO_G-I | Internal | Summer | B2 | 25 | 600 | 0 | 546.99 | 543.99 | 3 | 0
2035 | NEISO_2_NYISO_G-I | NEISO | NYISO_G-I | Internal | Summer | B3 | 75 | 600 | 162.84 | 136.36 | 139.36 | 3 | 0
2035 | NEISO_2_NYISO_G-I | NEISO | NYISO_G-I | Internal | Summer | B4 | 100 | 600 | 600 | 98.19 | 113.6 | 3 | 12.41
2035 | NEISO_2_NYISO_G-I | NEISO | NYISO_G-I | Internal | Summer | B5 | 200 | 600 | 600 | 98.19 | 113.6 | 3 | 12.41
2035 | NEISO_2_NYISO_G-I | NEISO | NYISO_G-I | Internal | Summer | B6 | 300 | 600 | 600 | 78.07 | 96.12 | 3 | 15.05
2035 | NEISO_2_NYISO_G-I | NEISO | NYISO_G-I | Internal | Summer | B7 | 400 | 600 | 600 | 73.5 | 82.85 | 3 | 6.36
2035 | NEISO_2_NYISO_G-I | NEISO | NYISO_G-I | Internal | Summer | B8 | 500 | 600 | 600 | 73.5 | 79.02 | 3 | 2.53
2035 | NEISO_2_NYISO_G-I | NEISO | NYISO_G-I | Internal | Summer | B9 | 800 | 600 | 600 | 73.5 | 78.69 | 3 | 2.19
2035 | NEISO_2_NYISO_G-I | NEISO | NYISO_G-I | Internal | Summer | B10 | 1262 | 600 | 0 | 71.86 | 74.85 | 3 | 0
2035 | NEISO_2_NYISO_G-I | NEISO | NYISO_G-I | Internal | Winter | B16 | 25 | 600 | 600 | 77.75 | 94.58 | 3 | 13.83
2035 | NEISO_2_NYISO_G-I | NEISO | NYISO_G-I | Internal | Winter | B17 | 100 | 600 | 600 | 77.75 | 92.51 | 3 | 11.77
2035 | NEISO_2_NYISO_G-I | NEISO | NYISO_G-I | Internal | Winter | B18 | 400 | 600 | 600 | 77.75 | 92.51 | 3 | 11.77
2035 | NEISO_2_NYISO_G-I | NEISO | NYISO_G-I | Internal | Winter | B19 | 700 | 600 | 600 | 77.75 | 89.91 | 3 | 9.17
2035 | NEISO_2_NYISO_G-I | NEISO | NYISO_G-I | Internal | Winter | B20 | 935 | 600 | 0 | 77.75 | 80.73 | 3 | 0
2035 | NEISO_2_NYISO_J-K | NEISO | NYISO_J-K | Internal | Shoulder | B11 | 25 | 1038 | 1038 | 70.9 | 86.36 | 3 | 12.46
2035 | NEISO_2_NYISO_J-K | NEISO | NYISO_J-K | Internal | Shoulder | B12 | 200 | 1038 | 1038 | 70.9 | 82.47 | 3 | 8.58
2035 | NEISO_2_NYISO_J-K | NEISO | NYISO_J-K | Internal | Shoulder | B13 | 600 | 1038 | 1038 | 70.9 | 82.47 | 3 | 8.58
2035 | NEISO_2_NYISO_J-K | NEISO | NYISO_J-K | Internal | Shoulder | B14 | 900 | 1038 | 1038 | 70.9 | 74.17 | 3 | 0.27
2035 | NEISO_2_NYISO_J-K | NEISO | NYISO_J-K | Internal | Shoulder | B15 | 1203 | 1038 | 0 | 70.9 | 73.63 | 3 | 0
2035 | NEISO_2_NYISO_J-K | NEISO | NYISO_J-K | Internal | Summer | B1 | 10 | 1038 | 0 | 751.19 | 748.19 | 3 | 0
2035 | NEISO_2_NYISO_J-K | NEISO | NYISO_J-K | Internal | Summer | B2 | 25 | 1038 | 0 | 546.99 | 544 | 3 | 0
2035 | NEISO_2_NYISO_J-K | NEISO | NYISO_J-K | Internal | Summer | B3 | 75 | 1038 | 1038 | 136.36 | 139.37 | 3 | 0.01
2035 | NEISO_2_NYISO_J-K | NEISO | NYISO_J-K | Internal | Summer | B4 | 100 | 1038 | 1038 | 98.19 | 113.61 | 3 | 12.42
2035 | NEISO_2_NYISO_J-K | NEISO | NYISO_J-K | Internal | Summer | B5 | 200 | 1038 | 1038 | 98.19 | 113.61 | 3 | 12.42
2035 | NEISO_2_NYISO_J-K | NEISO | NYISO_J-K | Internal | Summer | B6 | 300 | 1038 | 1038 | 78.07 | 96.13 | 3 | 15.06
2035 | NEISO_2_NYISO_J-K | NEISO | NYISO_J-K | Internal | Summer | B7 | 400 | 1038 | 1038 | 73.5 | 82.86 | 3 | 6.37
2035 | NEISO_2_NYISO_J-K | NEISO | NYISO_J-K | Internal | Summer | B8 | 500 | 1038 | 1038 | 73.5 | 79.03 | 3 | 2.54
2035 | NEISO_2_NYISO_J-K | NEISO | NYISO_J-K | Internal | Summer | B9 | 800 | 1038 | 1038 | 73.5 | 78.7 | 3 | 2.2
2035 | NEISO_2_NYISO_J-K | NEISO | NYISO_J-K | Internal | Summer | B10 | 1262 | 1038 | 183.63 | 71.86 | 74.86 | 3 | 0
2035 | NEISO_2_NYISO_J-K | NEISO | NYISO_J-K | Internal | Winter | B16 | 25 | 1038 | 1038 | 77.75 | 95.57 | 3 | 14.82
2035 | NEISO_2_NYISO_J-K | NEISO | NYISO_J-K | Internal | Winter | B17 | 100 | 1038 | 1038 | 77.75 | 92.52 | 3 | 11.78
2035 | NEISO_2_NYISO_J-K | NEISO | NYISO_J-K | Internal | Winter | B18 | 400 | 1038 | 1038 | 77.75 | 92.52 | 3 | 11.78
2035 | NEISO_2_NYISO_J-K | NEISO | NYISO_J-K | Internal | Winter | B19 | 700 | 1038 | 1038 | 77.75 | 89.93 | 3 | 9.18
2035 | NEISO_2_NYISO_J-K | NEISO | NYISO_J-K | Internal | Winter | B20 | 935 | 1038 | 778.86 | 77.75 | 80.75 | 3 | 0
2035 | NonRTO_Midwest_2_TVA_Transmission | NonRTO_Midwest | TVA_Transmission | Internal | Shoulder | B11 | 25 | 2400 | 0 | 100.4 | 100.37 | 8 | 0
2035 | NonRTO_Midwest_2_TVA_Transmission | NonRTO_Midwest | TVA_Transmission | Internal | Shoulder | B12 | 200 | 2400 | 0 | 95.96 | 95.95 | 8 | 0
2035 | NonRTO_Midwest_2_TVA_Transmission | NonRTO_Midwest | TVA_Transmission | Internal | Shoulder | B13 | 600 | 2400 | 0 | 92.38 | 92.37 | 8 | 0
2035 | NonRTO_Midwest_2_TVA_Transmission | NonRTO_Midwest | TVA_Transmission | Internal | Shoulder | B14 | 900 | 2400 | 0 | 86.56 | 85.72 | 8 | 0
2035 | NonRTO_Midwest_2_TVA_Transmission | NonRTO_Midwest | TVA_Transmission | Internal | Shoulder | B15 | 1203 | 2400 | 0 | 80.27 | 80.01 | 8 | 0
2035 | NonRTO_Midwest_2_TVA_Transmission | NonRTO_Midwest | TVA_Transmission | Internal | Summer | B1 | 10 | 2400 | 1839.48 | 159.72 | 167.72 | 8 | 0
2035 | NonRTO_Midwest_2_TVA_Transmission | NonRTO_Midwest | TVA_Transmission | Internal | Summer | B2 | 25 | 2400 | 1124.03 | 154.99 | 162.99 | 8 | 0
2035 | NonRTO_Midwest_2_TVA_Transmission | NonRTO_Midwest | TVA_Transmission | Internal | Summer | B3 | 75 | 2400 | 0 | 154.61 | 153.35 | 8 | 0
2035 | NonRTO_Midwest_2_TVA_Transmission | NonRTO_Midwest | TVA_Transmission | Internal | Summer | B4 | 100 | 2400 | 0 | 148.67 | 148.66 | 8 | 0
2035 | NonRTO_Midwest_2_TVA_Transmission | NonRTO_Midwest | TVA_Transmission | Internal | Summer | B5 | 200 | 2400 | 0 | 146.28 | 138.27 | 8 | 0
2035 | NonRTO_Midwest_2_TVA_Transmission | NonRTO_Midwest | TVA_Transmission | Internal | Summer | B6 | 300 | 2400 | 0 | 110.17 | 105.8 | 8 | 0
2035 | NonRTO_Midwest_2_TVA_Transmission | NonRTO_Midwest | TVA_Transmission | Internal | Summer | B7 | 400 | 2400 | 0 | 96.9 | 95.57 | 8 | 0
2035 | NonRTO_Midwest_2_TVA_Transmission | NonRTO_Midwest | TVA_Transmission | Internal | Summer | B8 | 500 | 2400 | 0 | 93.05 | 93.02 | 8 | 0
2035 | NonRTO_Midwest_2_TVA_Transmission | NonRTO_Midwest | TVA_Transmission | Internal | Summer | B9 | 800 | 2400 | 0 | 88.83 | 88.84 | 8 | 0
2035 | NonRTO_Midwest_2_TVA_Transmission | NonRTO_Midwest | TVA_Transmission | Internal | Summer | B10 | 1262 | 2400 | 0 | 78.45 | 80.58 | 8 | 0
2035 | NonRTO_Midwest_2_TVA_Transmission | NonRTO_Midwest | TVA_Transmission | Internal | Winter | B16 | 25 | 2400 | 0 | 99.45 | 99.89 | 8 | 0
2035 | NonRTO_Midwest_2_TVA_Transmission | NonRTO_Midwest | TVA_Transmission | Internal | Winter | B17 | 100 | 2400 | 0 | 100.27 | 95.69 | 8 | 0
2035 | NonRTO_Midwest_2_TVA_Transmission | NonRTO_Midwest | TVA_Transmission | Internal | Winter | B18 | 400 | 2400 | 0 | 96.54 | 96.03 | 8 | 0
2035 | NonRTO_Midwest_2_TVA_Transmission | NonRTO_Midwest | TVA_Transmission | Internal | Winter | B19 | 700 | 2400 | 0 | 89.9 | 89.9 | 8 | 0
2035 | NonRTO_Midwest_2_TVA_Transmission | NonRTO_Midwest | TVA_Transmission | Internal | Winter | B20 | 935 | 2400 | 0 | 84.18 | 82.79 | 8 | 0
2035 | NYISO_A-F_2_NEISO | NYISO_A-F | NEISO | Internal | Shoulder | B11 | 25 | 600 | 0 | 73.61 | 70.9 | 3 | 0
2035 | NYISO_A-F_2_NEISO | NYISO_A-F | NEISO | Internal | Shoulder | B12 | 200 | 600 | 0 | 73.61 | 70.9 | 3 | 0
2035 | NYISO_A-F_2_NEISO | NYISO_A-F | NEISO | Internal | Shoulder | B13 | 600 | 600 | 0 | 73.61 | 70.9 | 3 | 0
2035 | NYISO_A-F_2_NEISO | NYISO_A-F | NEISO | Internal | Shoulder | B14 | 900 | 600 | 0 | 73.61 | 70.9 | 3 | 0
2035 | NYISO_A-F_2_NEISO | NYISO_A-F | NEISO | Internal | Shoulder | B15 | 1203 | 600 | 0 | 73.61 | 70.9 | 3 | 0
2035 | NYISO_A-F_2_NEISO | NYISO_A-F | NEISO | Internal | Summer | B1 | 10 | 600 | 600 | 95.23 | 751.19 | 3 | 652.96
2035 | NYISO_A-F_2_NEISO | NYISO_A-F | NEISO | Internal | Summer | B2 | 25 | 600 | 600 | 102.16 | 546.99 | 3 | 441.83
2035 | NYISO_A-F_2_NEISO | NYISO_A-F | NEISO | Internal | Summer | B3 | 75 | 600 | 600 | 102.16 | 136.36 | 3 | 31.2
2035 | NYISO_A-F_2_NEISO | NYISO_A-F | NEISO | Internal | Summer | B4 | 100 | 600 | 0 | 101.19 | 98.19 | 3 | 0
2035 | NYISO_A-F_2_NEISO | NYISO_A-F | NEISO | Internal | Summer | B5 | 200 | 600 | 0 | 101.19 | 98.19 | 3 | 0
2035 | NYISO_A-F_2_NEISO | NYISO_A-F | NEISO | Internal | Summer | B6 | 300 | 600 | 87.77 | 75.07 | 78.07 | 3 | 0
2035 | NYISO_A-F_2_NEISO | NYISO_A-F | NEISO | Internal | Summer | B7 | 400 | 600 | 0 | 74.84 | 73.5 | 3 | 0
2035 | NYISO_A-F_2_NEISO | NYISO_A-F | NEISO | Internal | Summer | B8 | 500 | 600 | 0 | 74.84 | 73.5 | 3 | 0
2035 | NYISO_A-F_2_NEISO | NYISO_A-F | NEISO | Internal | Summer | B9 | 800 | 600 | 0 | 74.84 | 73.5 | 3 | 0
2035 | NYISO_A-F_2_NEISO | NYISO_A-F | NEISO | Internal | Summer | B10 | 1262 | 600 | 0 | 74.84 | 71.86 | 3 | 0
2035 | NYISO_A-F_2_NEISO | NYISO_A-F | NEISO | Internal | Winter | B16 | 25 | 600 | 584.56 | 74.75 | 77.75 | 3 | 0
2035 | NYISO_A-F_2_NEISO | NYISO_A-F | NEISO | Internal | Winter | B17 | 100 | 600 | 401.67 | 74.75 | 77.75 | 3 | 0
2035 | NYISO_A-F_2_NEISO | NYISO_A-F | NEISO | Internal | Winter | B18 | 400 | 600 | 344.9 | 74.75 | 77.75 | 3 | 0
2035 | NYISO_A-F_2_NEISO | NYISO_A-F | NEISO | Internal | Winter | B19 | 700 | 600 | 358.01 | 74.75 | 77.75 | 3 | 0
2035 | NYISO_A-F_2_NEISO | NYISO_A-F | NEISO | Internal | Winter | B20 | 935 | 600 | 358.09 | 74.75 | 77.75 | 3 | 0
2035 | NYISO_A-F_2_NYISO_G-I | NYISO_A-F | NYISO_G-I | Internal | Shoulder | B11 | 25 | 5266 | 5266 | 73.61 | 86.35 | 0.01 | 12.73
2035 | NYISO_A-F_2_NYISO_G-I | NYISO_A-F | NYISO_G-I | Internal | Shoulder | B12 | 200 | 5266 | 5266 | 73.61 | 82.46 | 0.01 | 8.84
2035 | NYISO_A-F_2_NYISO_G-I | NYISO_A-F | NYISO_G-I | Internal | Shoulder | B13 | 600 | 5266 | 5266 | 73.61 | 82.46 | 0.01 | 8.84
2035 | NYISO_A-F_2_NYISO_G-I | NYISO_A-F | NYISO_G-I | Internal | Shoulder | B14 | 900 | 5266 | 5266 | 73.61 | 74.16 | 0.01 | 0.54
2035 | NYISO_A-F_2_NYISO_G-I | NYISO_A-F | NYISO_G-I | Internal | Shoulder | B15 | 1203 | 5266 | 4925.75 | 73.61 | 73.62 | 0.01 | 0
2035 | NYISO_A-F_2_NYISO_G-I | NYISO_A-F | NYISO_G-I | Internal | Summer | B1 | 10 | 5266 | 5266 | 95.23 | 748.18 | 0.01 | 652.94
2035 | NYISO_A-F_2_NYISO_G-I | NYISO_A-F | NYISO_G-I | Internal | Summer | B2 | 25 | 5266 | 5266 | 102.16 | 543.99 | 0.01 | 441.81
2035 | NYISO_A-F_2_NYISO_G-I | NYISO_A-F | NYISO_G-I | Internal | Summer | B3 | 75 | 5266 | 5266 | 102.16 | 139.36 | 0.01 | 37.19
2035 | NYISO_A-F_2_NYISO_G-I | NYISO_A-F | NYISO_G-I | Internal | Summer | B4 | 100 | 5266 | 5266 | 101.19 | 113.6 | 0.01 | 12.39
2035 | NYISO_A-F_2_NYISO_G-I | NYISO_A-F | NYISO_G-I | Internal | Summer | B5 | 200 | 5266 | 5266 | 101.19 | 113.6 | 0.01 | 12.39
2035 | NYISO_A-F_2_NYISO_G-I | NYISO_A-F | NYISO_G-I | Internal | Summer | B6 | 300 | 5266 | 5266 | 75.07 | 96.12 | 0.01 | 21.04
2035 | NYISO_A-F_2_NYISO_G-I | NYISO_A-F | NYISO_G-I | Internal | Summer | B7 | 400 | 5266 | 5266 | 74.84 | 82.85 | 0.01 | 8
2035 | NYISO_A-F_2_NYISO_G-I | NYISO_A-F | NYISO_G-I | Internal | Summer | B8 | 500 | 5266 | 5266 | 74.84 | 79.02 | 0.01 | 4.17
2035 | NYISO_A-F_2_NYISO_G-I | NYISO_A-F | NYISO_G-I | Internal | Summer | B9 | 800 | 5266 | 5266 | 74.84 | 78.69 | 0.01 | 3.83
2035 | NYISO_A-F_2_NYISO_G-I | NYISO_A-F | NYISO_G-I | Internal | Summer | B10 | 1262 | 5266 | 5090.34 | 74.84 | 74.85 | 0.01 | 0
2035 | NYISO_A-F_2_NYISO_G-I | NYISO_A-F | NYISO_G-I | Internal | Winter | B16 | 25 | 5266 | 5266 | 74.75 | 94.58 | 0.01 | 19.82
2035 | NYISO_A-F_2_NYISO_G-I | NYISO_A-F | NYISO_G-I | Internal | Winter | B17 | 100 | 5266 | 5266 | 74.75 | 92.51 | 0.01 | 17.75
2035 | NYISO_A-F_2_NYISO_G-I | NYISO_A-F | NYISO_G-I | Internal | Winter | B18 | 400 | 5266 | 5266 | 74.75 | 92.51 | 0.01 | 17.75
2035 | NYISO_A-F_2_NYISO_G-I | NYISO_A-F | NYISO_G-I | Internal | Winter | B19 | 700 | 5266 | 5266 | 74.75 | 89.91 | 0.01 | 15.16
2035 | NYISO_A-F_2_NYISO_G-I | NYISO_A-F | NYISO_G-I | Internal | Winter | B20 | 935 | 5266 | 5266 | 74.75 | 80.73 | 0.01 | 5.98
2035 | NYISO_A-F_2_PJM_ROM | NYISO_A-F | PJM_ROM | Internal | Shoulder | B11 | 25 | 1000 | 1000 | 73.61 | 94.36 | 8 | 12.75
2035 | NYISO_A-F_2_PJM_ROM | NYISO_A-F | PJM_ROM | Internal | Shoulder | B12 | 200 | 1000 | 1000 | 73.61 | 89.96 | 8 | 8.35
2035 | NYISO_A-F_2_PJM_ROM | NYISO_A-F | PJM_ROM | Internal | Shoulder | B13 | 600 | 1000 | 1000 | 73.61 | 86.38 | 8 | 4.77
2035 | NYISO_A-F_2_PJM_ROM | NYISO_A-F | PJM_ROM | Internal | Shoulder | B14 | 900 | 1000 | 0 | 73.61 | 80.58 | 8 | 0
2035 | NYISO_A-F_2_PJM_ROM | NYISO_A-F | PJM_ROM | Internal | Shoulder | B15 | 1203 | 1000 | 0 | 73.61 | 76.23 | 8 | 0
2035 | NYISO_A-F_2_PJM_ROM | NYISO_A-F | PJM_ROM | Internal | Summer | B1 | 10 | 1000 | 1000 | 95.23 | 153.73 | 8 | 50.5
2035 | NYISO_A-F_2_PJM_ROM | NYISO_A-F | PJM_ROM | Internal | Summer | B2 | 25 | 1000 | 1000 | 102.16 | 148.89 | 8 | 38.73
2035 | NYISO_A-F_2_PJM_ROM | NYISO_A-F | PJM_ROM | Internal | Summer | B3 | 75 | 1000 | 1000 | 102.16 | 147.35 | 8 | 37.19
2035 | NYISO_A-F_2_PJM_ROM | NYISO_A-F | PJM_ROM | Internal | Summer | B4 | 100 | 1000 | 1000 | 101.19 | 140.77 | 8 | 31.57
2035 | NYISO_A-F_2_PJM_ROM | NYISO_A-F | PJM_ROM | Internal | Summer | B5 | 200 | 1000 | 1000 | 101.19 | 140.25 | 8 | 31.05
2035 | NYISO_A-F_2_PJM_ROM | NYISO_A-F | PJM_ROM | Internal | Summer | B6 | 300 | 1000 | 1000 | 75.07 | 104.13 | 8 | 21.06
2035 | NYISO_A-F_2_PJM_ROM | NYISO_A-F | PJM_ROM | Internal | Summer | B7 | 400 | 1000 | 1000 | 74.84 | 90.86 | 8 | 8.02
2035 | NYISO_A-F_2_PJM_ROM | NYISO_A-F | PJM_ROM | Internal | Summer | B8 | 500 | 1000 | 1000 | 74.84 | 87.03 | 8 | 4.2
2035 | NYISO_A-F_2_PJM_ROM | NYISO_A-F | PJM_ROM | Internal | Summer | B9 | 800 | 1000 | 446.18 | 74.84 | 82.84 | 8 | 0
2035 | NYISO_A-F_2_PJM_ROM | NYISO_A-F | PJM_ROM | Internal | Summer | B10 | 1262 | 1000 | 0 | 74.84 | 74.59 | 8 | 0
2035 | NYISO_A-F_2_PJM_ROM | NYISO_A-F | PJM_ROM | Internal | Winter | B16 | 25 | 1000 | 1000 | 74.75 | 98.24 | 8 | 15.49
2035 | NYISO_A-F_2_PJM_ROM | NYISO_A-F | PJM_ROM | Internal | Winter | B17 | 100 | 1000 | 1000 | 74.75 | 94.67 | 8 | 11.93
2035 | NYISO_A-F_2_PJM_ROM | NYISO_A-F | PJM_ROM | Internal | Winter | B18 | 400 | 1000 | 1000 | 74.75 | 91.88 | 8 | 9.14
2035 | NYISO_A-F_2_PJM_ROM | NYISO_A-F | PJM_ROM | Internal | Winter | B19 | 700 | 1000 | 1000 | 74.75 | 83.91 | 8 | 1.17
2035 | NYISO_A-F_2_PJM_ROM | NYISO_A-F | PJM_ROM | Internal | Winter | B20 | 935 | 1000 | 0 | 74.75 | 79.73 | 8 | 0
2035 | NYISO_G-I_2_NEISO | NYISO_G-I | NEISO | Internal | Shoulder | B11 | 25 | 600 | 0 | 86.35 | 70.9 | 3 | 0
2035 | NYISO_G-I_2_NEISO | NYISO_G-I | NEISO | Internal | Shoulder | B12 | 200 | 600 | 0 | 82.46 | 70.9 | 3 | 0
2035 | NYISO_G-I_2_NEISO | NYISO_G-I | NEISO | Internal | Shoulder | B13 | 600 | 600 | 0 | 82.46 | 70.9 | 3 | 0
2035 | NYISO_G-I_2_NEISO | NYISO_G-I | NEISO | Internal | Shoulder | B14 | 900 | 600 | 0 | 74.16 | 70.9 | 3 | 0
2035 | NYISO_G-I_2_NEISO | NYISO_G-I | NEISO | Internal | Shoulder | B15 | 1203 | 600 | 0 | 73.62 | 70.9 | 3 | 0
2035 | NYISO_G-I_2_NEISO | NYISO_G-I | NEISO | Internal | Summer | B1 | 10 | 600 | 600 | 748.18 | 751.19 | 3 | 0.01
2035 | NYISO_G-I_2_NEISO | NYISO_G-I | NEISO | Internal | Summer | B2 | 25 | 600 | 581.3 | 543.99 | 546.99 | 3 | 0
2035 | NYISO_G-I_2_NEISO | NYISO_G-I | NEISO | Internal | Summer | B3 | 75 | 600 | 0 | 139.36 | 136.36 | 3 | 0
2035 | NYISO_G-I_2_NEISO | NYISO_G-I | NEISO | Internal | Summer | B4 | 100 | 600 | 0 | 113.6 | 98.19 | 3 | 0
2035 | NYISO_G-I_2_NEISO | NYISO_G-I | NEISO | Internal | Summer | B5 | 200 | 600 | 0 | 113.6 | 98.19 | 3 | 0
2035 | NYISO_G-I_2_NEISO | NYISO_G-I | NEISO | Internal | Summer | B6 | 300 | 600 | 0 | 96.12 | 78.07 | 3 | 0
2035 | NYISO_G-I_2_NEISO | NYISO_G-I | NEISO | Internal | Summer | B7 | 400 | 600 | 0 | 82.85 | 73.5 | 3 | 0
2035 | NYISO_G-I_2_NEISO | NYISO_G-I | NEISO | Internal | Summer | B8 | 500 | 600 | 0 | 79.02 | 73.5 | 3 | 0
2035 | NYISO_G-I_2_NEISO | NYISO_G-I | NEISO | Internal | Summer | B9 | 800 | 600 | 0 | 78.69 | 73.5 | 3 | 0
2035 | NYISO_G-I_2_NEISO | NYISO_G-I | NEISO | Internal | Summer | B10 | 1262 | 600 | 0 | 74.85 | 71.86 | 3 | 0
2035 | NYISO_G-I_2_NEISO | NYISO_G-I | NEISO | Internal | Winter | B16 | 25 | 600 | 0 | 94.58 | 77.75 | 3 | 0
2035 | NYISO_G-I_2_NEISO | NYISO_G-I | NEISO | Internal | Winter | B17 | 100 | 600 | 0 | 92.51 | 77.75 | 3 | 0
2035 | NYISO_G-I_2_NEISO | NYISO_G-I | NEISO | Internal | Winter | B18 | 400 | 600 | 0 | 92.51 | 77.75 | 3 | 0
2035 | NYISO_G-I_2_NEISO | NYISO_G-I | NEISO | Internal | Winter | B19 | 700 | 600 | 0 | 89.91 | 77.75 | 3 | 0
2035 | NYISO_G-I_2_NEISO | NYISO_G-I | NEISO | Internal | Winter | B20 | 935 | 600 | 0 | 80.73 | 77.75 | 3 | 0
2035 | NYISO_G-I_2_NYISO_J-K | NYISO_G-I | NYISO_J-K | Internal | Shoulder | B11 | 25 | 6130 | 4813.56 | 86.35 | 86.36 | 0.01 | 0
2035 | NYISO_G-I_2_NYISO_J-K | NYISO_G-I | NYISO_J-K | Internal | Shoulder | B12 | 200 | 6130 | 4993.9 | 82.46 | 82.47 | 0.01 | 0
2035 | NYISO_G-I_2_NYISO_J-K | NYISO_G-I | NYISO_J-K | Internal | Shoulder | B13 | 600 | 6130 | 5102.91 | 82.46 | 82.47 | 0.01 | 0
2035 | NYISO_G-I_2_NYISO_J-K | NYISO_G-I | NYISO_J-K | Internal | Shoulder | B14 | 900 | 6130 | 5246.55 | 74.16 | 74.17 | 0.01 | 0
2035 | NYISO_G-I_2_NYISO_J-K | NYISO_G-I | NYISO_J-K | Internal | Shoulder | B15 | 1203 | 6130 | 4700.66 | 73.62 | 73.63 | 0.01 | 0
2035 | NYISO_G-I_2_NYISO_J-K | NYISO_G-I | NYISO_J-K | Internal | Summer | B1 | 10 | 6130 | 4339.15 | 748.18 | 748.19 | 0.01 | 0
2035 | NYISO_G-I_2_NYISO_J-K | NYISO_G-I | NYISO_J-K | Internal | Summer | B2 | 25 | 6130 | 4476.74 | 543.99 | 544 | 0.01 | 0
2035 | NYISO_G-I_2_NYISO_J-K | NYISO_G-I | NYISO_J-K | Internal | Summer | B3 | 75 | 6130 | 4346.24 | 139.36 | 139.37 | 0.01 | 0
2035 | NYISO_G-I_2_NYISO_J-K | NYISO_G-I | NYISO_J-K | Internal | Summer | B4 | 100 | 6130 | 4186.87 | 113.6 | 113.61 | 0.01 | 0
2035 | NYISO_G-I_2_NYISO_J-K | NYISO_G-I | NYISO_J-K | Internal | Summer | B5 | 200 | 6130 | 4319.44 | 113.6 | 113.61 | 0.01 | 0
2035 | NYISO_G-I_2_NYISO_J-K | NYISO_G-I | NYISO_J-K | Internal | Summer | B6 | 300 | 6130 | 4794.02 | 96.12 | 96.13 | 0.01 | 0
2035 | NYISO_G-I_2_NYISO_J-K | NYISO_G-I | NYISO_J-K | Internal | Summer | B7 | 400 | 6130 | 5254.83 | 82.85 | 82.86 | 0.01 | 0
2035 | NYISO_G-I_2_NYISO_J-K | NYISO_G-I | NYISO_J-K | Internal | Summer | B8 | 500 | 6130 | 4626.76 | 79.02 | 79.03 | 0.01 | 0
2035 | NYISO_G-I_2_NYISO_J-K | NYISO_G-I | NYISO_J-K | Internal | Summer | B9 | 800 | 6130 | 5417.25 | 78.69 | 78.7 | 0.01 | 0
2035 | NYISO_G-I_2_NYISO_J-K | NYISO_G-I | NYISO_J-K | Internal | Summer | B10 | 1262 | 6130 | 5052.6 | 74.85 | 74.86 | 0.01 | 0
2035 | NYISO_G-I_2_NYISO_J-K | NYISO_G-I | NYISO_J-K | Internal | Winter | B16 | 25 | 6130 | 6130 | 94.58 | 95.57 | 0.01 | 0.98
2035 | NYISO_G-I_2_NYISO_J-K | NYISO_G-I | NYISO_J-K | Internal | Winter | B17 | 100 | 6130 | 5991.47 | 92.51 | 92.52 | 0.01 | 0
2035 | NYISO_G-I_2_NYISO_J-K | NYISO_G-I | NYISO_J-K | Internal | Winter | B18 | 400 | 6130 | 5912.85 | 92.51 | 92.52 | 0.01 | 0
2035 | NYISO_G-I_2_NYISO_J-K | NYISO_G-I | NYISO_J-K | Internal | Winter | B19 | 700 | 6130 | 5437.55 | 89.91 | 89.93 | 0.01 | 0
2035 | NYISO_G-I_2_NYISO_J-K | NYISO_G-I | NYISO_J-K | Internal | Winter | B20 | 935 | 6130 | 5227.93 | 80.73 | 80.75 | 0.01 | 0
2035 | NYISO_G-I_2_PJM_E | NYISO_G-I | PJM_E | Internal | Shoulder | B11 | 25 | 1500 | 1032.22 | 86.35 | 94.35 | 8 | 0
2035 | NYISO_G-I_2_PJM_E | NYISO_G-I | PJM_E | Internal | Shoulder | B12 | 200 | 1500 | 0 | 82.46 | 89.98 | 8 | 0
2035 | NYISO_G-I_2_PJM_E | NYISO_G-I | PJM_E | Internal | Shoulder | B13 | 600 | 1500 | 0 | 82.46 | 86.37 | 8 | 0
2035 | NYISO_G-I_2_PJM_E | NYISO_G-I | PJM_E | Internal | Shoulder | B14 | 900 | 1500 | 0 | 74.16 | 80.59 | 8 | 0
2035 | NYISO_G-I_2_PJM_E | NYISO_G-I | PJM_E | Internal | Shoulder | B15 | 1203 | 1500 | 0 | 73.62 | 76.21 | 8 | 0
2035 | NYISO_G-I_2_PJM_E | NYISO_G-I | PJM_E | Internal | Summer | B1 | 10 | 1500 | 0 | 748.18 | 153.74 | 8 | 0
2035 | NYISO_G-I_2_PJM_E | NYISO_G-I | PJM_E | Internal | Summer | B2 | 25 | 1500 | 0 | 543.99 | 148.9 | 8 | 0
2035 | NYISO_G-I_2_PJM_E | NYISO_G-I | PJM_E | Internal | Summer | B3 | 75 | 1500 | 677.24 | 139.36 | 147.36 | 8 | 0
2035 | NYISO_G-I_2_PJM_E | NYISO_G-I | PJM_E | Internal | Summer | B4 | 100 | 1500 | 1500 | 113.6 | 140.75 | 8 | 19.16
2035 | NYISO_G-I_2_PJM_E | NYISO_G-I | PJM_E | Internal | Summer | B5 | 200 | 1500 | 1500 | 113.6 | 140.23 | 8 | 18.64
2035 | NYISO_G-I_2_PJM_E | NYISO_G-I | PJM_E | Internal | Summer | B6 | 300 | 1500 | 1208.69 | 96.12 | 104.12 | 8 | 0
2035 | NYISO_G-I_2_PJM_E | NYISO_G-I | PJM_E | Internal | Summer | B7 | 400 | 1500 | 886.3 | 82.85 | 90.85 | 8 | 0
2035 | NYISO_G-I_2_PJM_E | NYISO_G-I | PJM_E | Internal | Summer | B8 | 500 | 1500 | 587.52 | 79.02 | 87.02 | 8 | 0
2035 | NYISO_G-I_2_PJM_E | NYISO_G-I | PJM_E | Internal | Summer | B9 | 800 | 1500 | 0 | 78.69 | 82.83 | 8 | 0
2035 | NYISO_G-I_2_PJM_E | NYISO_G-I | PJM_E | Internal | Summer | B10 | 1262 | 1500 | 0 | 74.85 | 74.61 | 8 | 0
2035 | NYISO_G-I_2_PJM_E | NYISO_G-I | PJM_E | Internal | Winter | B16 | 25 | 1500 | 0 | 94.58 | 98.25 | 8 | 0
2035 | NYISO_G-I_2_PJM_E | NYISO_G-I | PJM_E | Internal | Winter | B17 | 100 | 1500 | 0 | 92.51 | 94.69 | 8 | 0
2035 | NYISO_G-I_2_PJM_E | NYISO_G-I | PJM_E | Internal | Winter | B18 | 400 | 1500 | 0 | 92.51 | 91.89 | 8 | 0
2035 | NYISO_G-I_2_PJM_E | NYISO_G-I | PJM_E | Internal | Winter | B19 | 700 | 1500 | 0 | 89.91 | 83.93 | 8 | 0
2035 | NYISO_G-I_2_PJM_E | NYISO_G-I | PJM_E | Internal | Winter | B20 | 935 | 1500 | 0 | 80.73 | 79.74 | 8 | 0
2035 | NYISO_J-K_2_NEISO | NYISO_J-K | NEISO | Internal | Shoulder | B11 | 25 | 608 | 0 | 86.36 | 70.9 | 3 | 0
2035 | NYISO_J-K_2_NEISO | NYISO_J-K | NEISO | Internal | Shoulder | B12 | 200 | 608 | 0 | 82.47 | 70.9 | 3 | 0
2035 | NYISO_J-K_2_NEISO | NYISO_J-K | NEISO | Internal | Shoulder | B13 | 600 | 608 | 0 | 82.47 | 70.9 | 3 | 0
2035 | NYISO_J-K_2_NEISO | NYISO_J-K | NEISO | Internal | Shoulder | B14 | 900 | 608 | 0 | 74.17 | 70.9 | 3 | 0
2035 | NYISO_J-K_2_NEISO | NYISO_J-K | NEISO | Internal | Shoulder | B15 | 1203 | 608 | 0 | 73.63 | 70.9 | 3 | 0
2035 | NYISO_J-K_2_NEISO | NYISO_J-K | NEISO | Internal | Summer | B1 | 10 | 608 | 43 | 748.19 | 751.19 | 3 | 0
2035 | NYISO_J-K_2_NEISO | NYISO_J-K | NEISO | Internal | Summer | B2 | 25 | 608 | 0 | 544 | 546.99 | 3 | 0
2035 | NYISO_J-K_2_NEISO | NYISO_J-K | NEISO | Internal | Summer | B3 | 75 | 608 | 0 | 139.37 | 136.36 | 3 | 0
2035 | NYISO_J-K_2_NEISO | NYISO_J-K | NEISO | Internal | Summer | B4 | 100 | 608 | 0 | 113.61 | 98.19 | 3 | 0
2035 | NYISO_J-K_2_NEISO | NYISO_J-K | NEISO | Internal | Summer | B5 | 200 | 608 | 0 | 113.61 | 98.19 | 3 | 0
2035 | NYISO_J-K_2_NEISO | NYISO_J-K | NEISO | Internal | Summer | B6 | 300 | 608 | 0 | 96.13 | 78.07 | 3 | 0
2035 | NYISO_J-K_2_NEISO | NYISO_J-K | NEISO | Internal | Summer | B7 | 400 | 608 | 0 | 82.86 | 73.5 | 3 | 0
2035 | NYISO_J-K_2_NEISO | NYISO_J-K | NEISO | Internal | Summer | B8 | 500 | 608 | 0 | 79.03 | 73.5 | 3 | 0
2035 | NYISO_J-K_2_NEISO | NYISO_J-K | NEISO | Internal | Summer | B9 | 800 | 608 | 0 | 78.7 | 73.5 | 3 | 0
2035 | NYISO_J-K_2_NEISO | NYISO_J-K | NEISO | Internal | Summer | B10 | 1262 | 608 | 0 | 74.86 | 71.86 | 3 | 0
2035 | NYISO_J-K_2_NEISO | NYISO_J-K | NEISO | Internal | Winter | B16 | 25 | 608 | 0 | 95.57 | 77.75 | 3 | 0
2035 | NYISO_J-K_2_NEISO | NYISO_J-K | NEISO | Internal | Winter | B17 | 100 | 608 | 0 | 92.52 | 77.75 | 3 | 0
2035 | NYISO_J-K_2_NEISO | NYISO_J-K | NEISO | Internal | Winter | B18 | 400 | 608 | 0 | 92.52 | 77.75 | 3 | 0
2035 | NYISO_J-K_2_NEISO | NYISO_J-K | NEISO | Internal | Winter | B19 | 700 | 608 | 0 | 89.93 | 77.75 | 3 | 0
2035 | NYISO_J-K_2_NEISO | NYISO_J-K | NEISO | Internal | Winter | B20 | 935 | 608 | 0 | 80.75 | 77.75 | 3 | 0
2035 | NYISO_J-K_2_PJM_E | NYISO_J-K | PJM_E | Internal | Shoulder | B11 | 25 | 330 | 0 | 86.36 | 94.35 | 8 | 0
2035 | NYISO_J-K_2_PJM_E | NYISO_J-K | PJM_E | Internal | Shoulder | B12 | 200 | 330 | 0 | 82.47 | 89.98 | 8 | 0
2035 | NYISO_J-K_2_PJM_E | NYISO_J-K | PJM_E | Internal | Shoulder | B13 | 600 | 330 | 0 | 82.47 | 86.37 | 8 | 0
2035 | NYISO_J-K_2_PJM_E | NYISO_J-K | PJM_E | Internal | Shoulder | B14 | 900 | 330 | 0 | 74.17 | 80.59 | 8 | 0
2035 | NYISO_J-K_2_PJM_E | NYISO_J-K | PJM_E | Internal | Shoulder | B15 | 1203 | 330 | 0 | 73.63 | 76.21 | 8 | 0
2035 | NYISO_J-K_2_PJM_E | NYISO_J-K | PJM_E | Internal | Summer | B1 | 10 | 330 | 0 | 748.19 | 153.74 | 8 | 0
2035 | NYISO_J-K_2_PJM_E | NYISO_J-K | PJM_E | Internal | Summer | B2 | 25 | 330 | 0 | 544 | 148.9 | 8 | 0
2035 | NYISO_J-K_2_PJM_E | NYISO_J-K | PJM_E | Internal | Summer | B3 | 75 | 330 | 0 | 139.37 | 147.36 | 8 | 0
2035 | NYISO_J-K_2_PJM_E | NYISO_J-K | PJM_E | Internal | Summer | B4 | 100 | 330 | 330 | 113.61 | 140.75 | 8 | 19.14
2035 | NYISO_J-K_2_PJM_E | NYISO_J-K | PJM_E | Internal | Summer | B5 | 200 | 330 | 330 | 113.61 | 140.23 | 8 | 18.62
2035 | NYISO_J-K_2_PJM_E | NYISO_J-K | PJM_E | Internal | Summer | B6 | 300 | 330 | 0 | 96.13 | 104.12 | 8 | 0
2035 | NYISO_J-K_2_PJM_E | NYISO_J-K | PJM_E | Internal | Summer | B7 | 400 | 330 | 0 | 82.86 | 90.85 | 8 | 0
2035 | NYISO_J-K_2_PJM_E | NYISO_J-K | PJM_E | Internal | Summer | B8 | 500 | 330 | 0 | 79.03 | 87.02 | 8 | 0
2035 | NYISO_J-K_2_PJM_E | NYISO_J-K | PJM_E | Internal | Summer | B9 | 800 | 330 | 0 | 78.7 | 82.83 | 8 | 0
2035 | NYISO_J-K_2_PJM_E | NYISO_J-K | PJM_E | Internal | Summer | B10 | 1262 | 330 | 0 | 74.86 | 74.61 | 8 | 0
2035 | NYISO_J-K_2_PJM_E | NYISO_J-K | PJM_E | Internal | Winter | B16 | 25 | 330 | 0 | 95.57 | 98.25 | 8 | 0
2035 | NYISO_J-K_2_PJM_E | NYISO_J-K | PJM_E | Internal | Winter | B17 | 100 | 330 | 0 | 92.52 | 94.69 | 8 | 0
2035 | NYISO_J-K_2_PJM_E | NYISO_J-K | PJM_E | Internal | Winter | B18 | 400 | 330 | 0 | 92.52 | 91.89 | 8 | 0
2035 | NYISO_J-K_2_PJM_E | NYISO_J-K | PJM_E | Internal | Winter | B19 | 700 | 330 | 0 | 89.93 | 83.93 | 8 | 0
2035 | NYISO_J-K_2_PJM_E | NYISO_J-K | PJM_E | Internal | Winter | B20 | 935 | 330 | 0 | 80.75 | 79.74 | 8 | 0
2035 | PJM_E_2_NYISO_G-I | PJM_E | NYISO_G-I | Internal | Shoulder | B11 | 25 | 500 | 0 | 94.35 | 86.35 | 6 | 0
2035 | PJM_E_2_NYISO_G-I | PJM_E | NYISO_G-I | Internal | Shoulder | B12 | 200 | 500 | 0 | 89.98 | 82.46 | 6 | 0
2035 | PJM_E_2_NYISO_G-I | PJM_E | NYISO_G-I | Internal | Shoulder | B13 | 600 | 500 | 0 | 86.37 | 82.46 | 6 | 0
2035 | PJM_E_2_NYISO_G-I | PJM_E | NYISO_G-I | Internal | Shoulder | B14 | 900 | 500 | 0 | 80.59 | 74.16 | 6 | 0
2035 | PJM_E_2_NYISO_G-I | PJM_E | NYISO_G-I | Internal | Shoulder | B15 | 1203 | 500 | 0 | 76.21 | 73.62 | 6 | 0
2035 | PJM_E_2_NYISO_G-I | PJM_E | NYISO_G-I | Internal | Summer | B1 | 10 | 500 | 500 | 153.74 | 748.18 | 6 | 588.43
2035 | PJM_E_2_NYISO_G-I | PJM_E | NYISO_G-I | Internal | Summer | B2 | 25 | 500 | 500 | 148.9 | 543.99 | 6 | 389.08
2035 | PJM_E_2_NYISO_G-I | PJM_E | NYISO_G-I | Internal | Summer | B3 | 75 | 500 | 0 | 147.36 | 139.36 | 6 | 0
2035 | PJM_E_2_NYISO_G-I | PJM_E | NYISO_G-I | Internal | Summer | B4 | 100 | 500 | 0 | 140.75 | 113.6 | 6 | 0
2035 | PJM_E_2_NYISO_G-I | PJM_E | NYISO_G-I | Internal | Summer | B5 | 200 | 500 | 0 | 140.23 | 113.6 | 6 | 0
2035 | PJM_E_2_NYISO_G-I | PJM_E | NYISO_G-I | Internal | Summer | B6 | 300 | 500 | 0 | 104.12 | 96.12 | 6 | 0
2035 | PJM_E_2_NYISO_G-I | PJM_E | NYISO_G-I | Internal | Summer | B7 | 400 | 500 | 0 | 90.85 | 82.85 | 6 | 0
2035 | PJM_E_2_NYISO_G-I | PJM_E | NYISO_G-I | Internal | Summer | B8 | 500 | 500 | 0 | 87.02 | 79.02 | 6 | 0
2035 | PJM_E_2_NYISO_G-I | PJM_E | NYISO_G-I | Internal | Summer | B9 | 800 | 500 | 0 | 82.83 | 78.69 | 6 | 0
2035 | PJM_E_2_NYISO_G-I | PJM_E | NYISO_G-I | Internal | Summer | B10 | 1262 | 500 | 0 | 74.61 | 74.85 | 6 | 0
2035 | PJM_E_2_NYISO_G-I | PJM_E | NYISO_G-I | Internal | Winter | B16 | 25 | 500 | 0 | 98.25 | 94.58 | 6 | 0
2035 | PJM_E_2_NYISO_G-I | PJM_E | NYISO_G-I | Internal | Winter | B17 | 100 | 500 | 0 | 94.69 | 92.51 | 6 | 0
2035 | PJM_E_2_NYISO_G-I | PJM_E | NYISO_G-I | Internal | Winter | B18 | 400 | 500 | 0 | 91.89 | 92.51 | 6 | 0
2035 | PJM_E_2_NYISO_G-I | PJM_E | NYISO_G-I | Internal | Winter | B19 | 700 | 500 | 0 | 83.93 | 89.91 | 6 | 0
2035 | PJM_E_2_NYISO_G-I | PJM_E | NYISO_G-I | Internal | Winter | B20 | 935 | 500 | 0 | 79.74 | 80.73 | 6 | 0
2035 | PJM_E_2_NYISO_J-K | PJM_E | NYISO_J-K | Internal | Shoulder | B11 | 25 | 330 | 0 | 94.35 | 86.36 | 6 | 0
2035 | PJM_E_2_NYISO_J-K | PJM_E | NYISO_J-K | Internal | Shoulder | B12 | 200 | 330 | 0 | 89.98 | 82.47 | 6 | 0
2035 | PJM_E_2_NYISO_J-K | PJM_E | NYISO_J-K | Internal | Shoulder | B13 | 600 | 330 | 0 | 86.37 | 82.47 | 6 | 0
2035 | PJM_E_2_NYISO_J-K | PJM_E | NYISO_J-K | Internal | Shoulder | B14 | 900 | 330 | 0 | 80.59 | 74.17 | 6 | 0
2035 | PJM_E_2_NYISO_J-K | PJM_E | NYISO_J-K | Internal | Shoulder | B15 | 1203 | 330 | 0 | 76.21 | 73.63 | 6 | 0
2035 | PJM_E_2_NYISO_J-K | PJM_E | NYISO_J-K | Internal | Summer | B1 | 10 | 330 | 330 | 153.74 | 748.19 | 6 | 588.45
2035 | PJM_E_2_NYISO_J-K | PJM_E | NYISO_J-K | Internal | Summer | B2 | 25 | 330 | 330 | 148.9 | 544 | 6 | 389.09
2035 | PJM_E_2_NYISO_J-K | PJM_E | NYISO_J-K | Internal | Summer | B3 | 75 | 330 | 0 | 147.36 | 139.37 | 6 | 0
2035 | PJM_E_2_NYISO_J-K | PJM_E | NYISO_J-K | Internal | Summer | B4 | 100 | 330 | 0 | 140.75 | 113.61 | 6 | 0
2035 | PJM_E_2_NYISO_J-K | PJM_E | NYISO_J-K | Internal | Summer | B5 | 200 | 330 | 0 | 140.23 | 113.61 | 6 | 0
2035 | PJM_E_2_NYISO_J-K | PJM_E | NYISO_J-K | Internal | Summer | B6 | 300 | 330 | 0 | 104.12 | 96.13 | 6 | 0
2035 | PJM_E_2_NYISO_J-K | PJM_E | NYISO_J-K | Internal | Summer | B7 | 400 | 330 | 0 | 90.85 | 82.86 | 6 | 0
2035 | PJM_E_2_NYISO_J-K | PJM_E | NYISO_J-K | Internal | Summer | B8 | 500 | 330 | 0 | 87.02 | 79.03 | 6 | 0
2035 | PJM_E_2_NYISO_J-K | PJM_E | NYISO_J-K | Internal | Summer | B9 | 800 | 330 | 0 | 82.83 | 78.7 | 6 | 0
2035 | PJM_E_2_NYISO_J-K | PJM_E | NYISO_J-K | Internal | Summer | B10 | 1262 | 330 | 0 | 74.61 | 74.86 | 6 | 0
2035 | PJM_E_2_NYISO_J-K | PJM_E | NYISO_J-K | Internal | Winter | B16 | 25 | 330 | 0 | 98.25 | 95.57 | 6 | 0
2035 | PJM_E_2_NYISO_J-K | PJM_E | NYISO_J-K | Internal | Winter | B17 | 100 | 330 | 0 | 94.69 | 92.52 | 6 | 0
2035 | PJM_E_2_NYISO_J-K | PJM_E | NYISO_J-K | Internal | Winter | B18 | 400 | 330 | 0 | 91.89 | 92.52 | 6 | 0
2035 | PJM_E_2_NYISO_J-K | PJM_E | NYISO_J-K | Internal | Winter | B19 | 700 | 330 | 61.71 | 83.93 | 89.93 | 6 | 0
2035 | PJM_E_2_NYISO_J-K | PJM_E | NYISO_J-K | Internal | Winter | B20 | 935 | 330 | 0 | 79.74 | 80.75 | 6 | 0
2035 | PJM_E_2_PJM_ROM | PJM_E | PJM_ROM | Internal | Shoulder | B11 | 25 | 8000 | 3353.74 | 94.35 | 94.36 | 0.01 | 0
2035 | PJM_E_2_PJM_ROM | PJM_E | PJM_ROM | Internal | Shoulder | B12 | 200 | 8000 | 0 | 89.98 | 89.96 | 0.01 | 0
2035 | PJM_E_2_PJM_ROM | PJM_E | PJM_ROM | Internal | Shoulder | B13 | 600 | 8000 | 555.6 | 86.37 | 86.38 | 0.01 | 0
2035 | PJM_E_2_PJM_ROM | PJM_E | PJM_ROM | Internal | Shoulder | B14 | 900 | 8000 | 0 | 80.59 | 80.58 | 0.01 | 0
2035 | PJM_E_2_PJM_ROM | PJM_E | PJM_ROM | Internal | Shoulder | B15 | 1203 | 8000 | 101.33 | 76.21 | 76.23 | 0.01 | 0
2035 | PJM_E_2_PJM_ROM | PJM_E | PJM_ROM | Internal | Summer | B1 | 10 | 8000 | 0 | 153.74 | 153.73 | 0.01 | 0
2035 | PJM_E_2_PJM_ROM | PJM_E | PJM_ROM | Internal | Summer | B2 | 25 | 8000 | 0 | 148.9 | 148.89 | 0.01 | 0
2035 | PJM_E_2_PJM_ROM | PJM_E | PJM_ROM | Internal | Summer | B3 | 75 | 8000 | 0 | 147.36 | 147.35 | 0.01 | 0
2035 | PJM_E_2_PJM_ROM | PJM_E | PJM_ROM | Internal | Summer | B4 | 100 | 8000 | 2664.15 | 140.75 | 140.77 | 0.01 | 0
2035 | PJM_E_2_PJM_ROM | PJM_E | PJM_ROM | Internal | Summer | B5 | 200 | 8000 | 3565.2 | 140.23 | 140.25 | 0.01 | 0
2035 | PJM_E_2_PJM_ROM | PJM_E | PJM_ROM | Internal | Summer | B6 | 300 | 8000 | 2199.57 | 104.12 | 104.13 | 0.01 | 0
2035 | PJM_E_2_PJM_ROM | PJM_E | PJM_ROM | Internal | Summer | B7 | 400 | 8000 | 2734.37 | 90.85 | 90.86 | 0.01 | 0
2035 | PJM_E_2_PJM_ROM | PJM_E | PJM_ROM | Internal | Summer | B8 | 500 | 8000 | 852.48 | 87.02 | 87.03 | 0.01 | 0
2035 | PJM_E_2_PJM_ROM | PJM_E | PJM_ROM | Internal | Summer | B9 | 800 | 8000 | 1560.85 | 82.83 | 82.84 | 0.01 | 0
2035 | PJM_E_2_PJM_ROM | PJM_E | PJM_ROM | Internal | Summer | B10 | 1262 | 8000 | 0 | 74.61 | 74.59 | 0.01 | 0
2035 | PJM_E_2_PJM_ROM | PJM_E | PJM_ROM | Internal | Winter | B16 | 25 | 8000 | 0 | 98.25 | 98.24 | 0.01 | 0
2035 | PJM_E_2_PJM_ROM | PJM_E | PJM_ROM | Internal | Winter | B17 | 100 | 8000 | 0 | 94.69 | 94.67 | 0.01 | 0
2035 | PJM_E_2_PJM_ROM | PJM_E | PJM_ROM | Internal | Winter | B18 | 400 | 8000 | 0 | 91.89 | 91.88 | 0.01 | 0
2035 | PJM_E_2_PJM_ROM | PJM_E | PJM_ROM | Internal | Winter | B19 | 700 | 8000 | 0 | 83.93 | 83.91 | 0.01 | 0
2035 | PJM_E_2_PJM_ROM | PJM_E | PJM_ROM | Internal | Winter | B20 | 935 | 8000 | 0 | 79.74 | 79.73 | 0.01 | 0
2035 | PJM_ROR_2_MISO_IN | PJM_ROR | MISO_IN | Internal | Shoulder | B11 | 25 | 909 | 0 | 94.37 | 92.4 | 2 | 0
2035 | PJM_ROR_2_MISO_IN | PJM_ROR | MISO_IN | Internal | Shoulder | B12 | 200 | 909 | 0 | 89.95 | 87.96 | 2 | 0
2035 | PJM_ROR_2_MISO_IN | PJM_ROR | MISO_IN | Internal | Shoulder | B13 | 600 | 909 | 0 | 86.37 | 84.38 | 2 | 0
2035 | PJM_ROR_2_MISO_IN | PJM_ROR | MISO_IN | Internal | Shoulder | B14 | 900 | 909 | 0 | 80.57 | 78.56 | 2 | 0
2035 | PJM_ROR_2_MISO_IN | PJM_ROR | MISO_IN | Internal | Shoulder | B15 | 1203 | 909 | 0 | 76.21 | 76.27 | 2 | 0
2035 | PJM_ROR_2_MISO_IN | PJM_ROR | MISO_IN | Internal | Summer | B1 | 10 | 909 | 0 | 153.72 | 151.72 | 2 | 0
2035 | PJM_ROR_2_MISO_IN | PJM_ROR | MISO_IN | Internal | Summer | B2 | 25 | 909 | 0 | 148.88 | 146.99 | 2 | 0
2035 | PJM_ROR_2_MISO_IN | PJM_ROR | MISO_IN | Internal | Summer | B3 | 75 | 909 | 0 | 147.33 | 146.61 | 2 | 0
2035 | PJM_ROR_2_MISO_IN | PJM_ROR | MISO_IN | Internal | Summer | B4 | 100 | 909 | 0 | 140.78 | 140.67 | 2 | 0
2035 | PJM_ROR_2_MISO_IN | PJM_ROR | MISO_IN | Internal | Summer | B5 | 200 | 909 | 0 | 140.26 | 138.28 | 2 | 0
2035 | PJM_ROR_2_MISO_IN | PJM_ROR | MISO_IN | Internal | Summer | B6 | 300 | 909 | 0 | 104.14 | 102.17 | 2 | 0
2035 | PJM_ROR_2_MISO_IN | PJM_ROR | MISO_IN | Internal | Summer | B7 | 400 | 909 | 0 | 90.88 | 88.9 | 2 | 0
2035 | PJM_ROR_2_MISO_IN | PJM_ROR | MISO_IN | Internal | Summer | B8 | 500 | 909 | 0 | 87.02 | 85.05 | 2 | 0
2035 | PJM_ROR_2_MISO_IN | PJM_ROR | MISO_IN | Internal | Summer | B9 | 800 | 909 | 0 | 82.83 | 80.83 | 2 | 0
2035 | PJM_ROR_2_MISO_IN | PJM_ROR | MISO_IN | Internal | Summer | B10 | 1262 | 909 | 0 | 74.58 | 74.82 | 2 | 0
2035 | PJM_ROR_2_MISO_IN | PJM_ROR | MISO_IN | Internal | Winter | B16 | 25 | 909 | 0 | 98.23 | 91.45 | 2 | 0
2035 | PJM_ROR_2_MISO_IN | PJM_ROR | MISO_IN | Internal | Winter | B17 | 100 | 909 | 0 | 94.66 | 92.27 | 2 | 0
2035 | PJM_ROR_2_MISO_IN | PJM_ROR | MISO_IN | Internal | Winter | B18 | 400 | 909 | 0 | 91.87 | 88.54 | 2 | 0
2035 | PJM_ROR_2_MISO_IN | PJM_ROR | MISO_IN | Internal | Winter | B19 | 700 | 909 | 0 | 83.9 | 81.9 | 2 | 0
2035 | PJM_ROR_2_MISO_IN | PJM_ROR | MISO_IN | Internal | Winter | B20 | 935 | 909 | 0 | 79.72 | 78.64 | 2 | 0
2035 | PJM_ROR_2_MISO_MI | PJM_ROR | MISO_MI | Internal | Shoulder | B11 | 25 | 1305 | 0 | 94.37 | 92.38 | 2 | 0
2035 | PJM_ROR_2_MISO_MI | PJM_ROR | MISO_MI | Internal | Shoulder | B12 | 200 | 1305 | 0 | 89.95 | 87.95 | 2 | 0
2035 | PJM_ROR_2_MISO_MI | PJM_ROR | MISO_MI | Internal | Shoulder | B13 | 600 | 1305 | 0 | 86.37 | 84.4 | 2 | 0
2035 | PJM_ROR_2_MISO_MI | PJM_ROR | MISO_MI | Internal | Shoulder | B14 | 900 | 1305 | 0 | 80.57 | 78.57 | 2 | 0
2035 | PJM_ROR_2_MISO_MI | PJM_ROR | MISO_MI | Internal | Shoulder | B15 | 1203 | 1305 | 0 | 76.21 | 76.22 | 2 | 0
2035 | PJM_ROR_2_MISO_MI | PJM_ROR | MISO_MI | Internal | Summer | B1 | 10 | 1305 | 0 | 153.72 | 150.77 | 2 | 0
2035 | PJM_ROR_2_MISO_MI | PJM_ROR | MISO_MI | Internal | Summer | B2 | 25 | 1305 | 0 | 148.88 | 146.87 | 2 | 0
2035 | PJM_ROR_2_MISO_MI | PJM_ROR | MISO_MI | Internal | Summer | B3 | 75 | 1305 | 0 | 147.33 | 146.6 | 2 | 0
2035 | PJM_ROR_2_MISO_MI | PJM_ROR | MISO_MI | Internal | Summer | B4 | 100 | 1305 | 0 | 140.78 | 140.66 | 2 | 0
2035 | PJM_ROR_2_MISO_MI | PJM_ROR | MISO_MI | Internal | Summer | B5 | 200 | 1305 | 0 | 140.26 | 138.26 | 2 | 0
2035 | PJM_ROR_2_MISO_MI | PJM_ROR | MISO_MI | Internal | Summer | B6 | 300 | 1305 | 0 | 104.14 | 102.16 | 2 | 0
2035 | PJM_ROR_2_MISO_MI | PJM_ROR | MISO_MI | Internal | Summer | B7 | 400 | 1305 | 0 | 90.88 | 88.89 | 2 | 0
2035 | PJM_ROR_2_MISO_MI | PJM_ROR | MISO_MI | Internal | Summer | B8 | 500 | 1305 | 0 | 87.02 | 85.06 | 2 | 0
2035 | PJM_ROR_2_MISO_MI | PJM_ROR | MISO_MI | Internal | Summer | B9 | 800 | 1305 | 0 | 82.83 | 80.83 | 2 | 0
2035 | PJM_ROR_2_MISO_MI | PJM_ROR | MISO_MI | Internal | Summer | B10 | 1262 | 1305 | 0 | 74.58 | 74.84 | 2 | 0
2035 | PJM_ROR_2_MISO_MI | PJM_ROR | MISO_MI | Internal | Winter | B16 | 25 | 1305 | 0 | 98.23 | 91.44 | 2 | 0
2035 | PJM_ROR_2_MISO_MI | PJM_ROR | MISO_MI | Internal | Winter | B17 | 100 | 1305 | 0 | 94.66 | 92.26 | 2 | 0
2035 | PJM_ROR_2_MISO_MI | PJM_ROR | MISO_MI | Internal | Winter | B18 | 400 | 1305 | 0 | 91.87 | 88.53 | 2 | 0
2035 | PJM_ROR_2_MISO_MI | PJM_ROR | MISO_MI | Internal | Winter | B19 | 700 | 1305 | 0 | 83.9 | 81.89 | 2 | 0
2035 | PJM_ROR_2_MISO_MI | PJM_ROR | MISO_MI | Internal | Winter | B20 | 935 | 1305 | 0 | 79.72 | 78.63 | 2 | 0
2035 | PJM_ROR_2_MISO_MO-IL | PJM_ROR | MISO_MO-IL | Internal | Shoulder | B11 | 25 | 1111 | 0 | 94.37 | 92.38 | 2 | 0
2035 | PJM_ROR_2_MISO_MO-IL | PJM_ROR | MISO_MO-IL | Internal | Shoulder | B12 | 200 | 1111 | 0 | 89.95 | 87.95 | 2 | 0
2035 | PJM_ROR_2_MISO_MO-IL | PJM_ROR | MISO_MO-IL | Internal | Shoulder | B13 | 600 | 1111 | 0 | 86.37 | 84.37 | 2 | 0
2035 | PJM_ROR_2_MISO_MO-IL | PJM_ROR | MISO_MO-IL | Internal | Shoulder | B14 | 900 | 1111 | 0 | 80.57 | 77.72 | 2 | 0
2035 | PJM_ROR_2_MISO_MO-IL | PJM_ROR | MISO_MO-IL | Internal | Shoulder | B15 | 1203 | 1111 | 0 | 76.21 | 72.01 | 2 | 0
2035 | PJM_ROR_2_MISO_MO-IL | PJM_ROR | MISO_MO-IL | Internal | Summer | B1 | 10 | 1111 | 0 | 153.72 | 151.71 | 2 | 0
2035 | PJM_ROR_2_MISO_MO-IL | PJM_ROR | MISO_MO-IL | Internal | Summer | B2 | 25 | 1111 | 0 | 148.88 | 146.98 | 2 | 0
2035 | PJM_ROR_2_MISO_MO-IL | PJM_ROR | MISO_MO-IL | Internal | Summer | B3 | 75 | 1111 | 0 | 147.33 | 145.35 | 2 | 0
2035 | PJM_ROR_2_MISO_MO-IL | PJM_ROR | MISO_MO-IL | Internal | Summer | B4 | 100 | 1111 | 0 | 140.78 | 140.66 | 2 | 0
2035 | PJM_ROR_2_MISO_MO-IL | PJM_ROR | MISO_MO-IL | Internal | Summer | B5 | 200 | 1111 | 0 | 140.26 | 138.27 | 2 | 0
2035 | PJM_ROR_2_MISO_MO-IL | PJM_ROR | MISO_MO-IL | Internal | Summer | B6 | 300 | 1111 | 0 | 104.14 | 102.16 | 2 | 0
2035 | PJM_ROR_2_MISO_MO-IL | PJM_ROR | MISO_MO-IL | Internal | Summer | B7 | 400 | 1111 | 0 | 90.88 | 88.89 | 2 | 0
2035 | PJM_ROR_2_MISO_MO-IL | PJM_ROR | MISO_MO-IL | Internal | Summer | B8 | 500 | 1111 | 0 | 87.02 | 85.03 | 2 | 0
2035 | PJM_ROR_2_MISO_MO-IL | PJM_ROR | MISO_MO-IL | Internal | Summer | B9 | 800 | 1111 | 0 | 82.83 | 80.84 | 2 | 0
2035 | PJM_ROR_2_MISO_MO-IL | PJM_ROR | MISO_MO-IL | Internal | Summer | B10 | 1262 | 1111 | 0 | 74.58 | 74.81 | 2 | 0
2035 | PJM_ROR_2_MISO_MO-IL | PJM_ROR | MISO_MO-IL | Internal | Winter | B16 | 25 | 1111 | 0 | 98.23 | 83.89 | 2 | 0
2035 | PJM_ROR_2_MISO_MO-IL | PJM_ROR | MISO_MO-IL | Internal | Winter | B17 | 100 | 1111 | 0 | 94.66 | 87.69 | 2 | 0
2035 | PJM_ROR_2_MISO_MO-IL | PJM_ROR | MISO_MO-IL | Internal | Winter | B18 | 400 | 1111 | 0 | 91.87 | 88.03 | 2 | 0
2035 | PJM_ROR_2_MISO_MO-IL | PJM_ROR | MISO_MO-IL | Internal | Winter | B19 | 700 | 1111 | 0 | 83.9 | 81.9 | 2 | 0
2035 | PJM_ROR_2_MISO_MO-IL | PJM_ROR | MISO_MO-IL | Internal | Winter | B20 | 935 | 1111 | 0 | 79.72 | 68.58 | 2 | 0
2035 | PJM_ROR_2_MISO_WUMS | PJM_ROR | MISO_WUMS | Internal | Shoulder | B11 | 25 | 1467 | 0 | 94.37 | 92.38 | 2 | 0
2035 | PJM_ROR_2_MISO_WUMS | PJM_ROR | MISO_WUMS | Internal | Shoulder | B12 | 200 | 1467 | 0 | 89.95 | 87.95 | 2 | 0
2035 | PJM_ROR_2_MISO_WUMS | PJM_ROR | MISO_WUMS | Internal | Shoulder | B13 | 600 | 1467 | 0 | 86.37 | 87.95 | 2 | 0
2035 | PJM_ROR_2_MISO_WUMS | PJM_ROR | MISO_WUMS | Internal | Shoulder | B14 | 900 | 1467 | 0 | 80.57 | 80.15 | 2 | 0
2035 | PJM_ROR_2_MISO_WUMS | PJM_ROR | MISO_WUMS | Internal | Shoulder | B15 | 1203 | 1467 | 0 | 76.21 | 76.21 | 2 | 0
2035 | PJM_ROR_2_MISO_WUMS | PJM_ROR | MISO_WUMS | Internal | Summer | B1 | 10 | 1467 | 0 | 153.72 | 151.72 | 2 | 0
2035 | PJM_ROR_2_MISO_WUMS | PJM_ROR | MISO_WUMS | Internal | Summer | B2 | 25 | 1467 | 0 | 148.88 | 146.88 | 2 | 0
2035 | PJM_ROR_2_MISO_WUMS | PJM_ROR | MISO_WUMS | Internal | Summer | B3 | 75 | 1467 | 0 | 147.33 | 146.88 | 2 | 0
2035 | PJM_ROR_2_MISO_WUMS | PJM_ROR | MISO_WUMS | Internal | Summer | B4 | 100 | 1467 | 0 | 140.78 | 140.64 | 2 | 0
2035 | PJM_ROR_2_MISO_WUMS | PJM_ROR | MISO_WUMS | Internal | Summer | B5 | 200 | 1467 | 0 | 140.26 | 138.27 | 2 | 0
2035 | PJM_ROR_2_MISO_WUMS | PJM_ROR | MISO_WUMS | Internal | Summer | B6 | 300 | 1467 | 0 | 104.14 | 102.16 | 2 | 0
2035 | PJM_ROR_2_MISO_WUMS | PJM_ROR | MISO_WUMS | Internal | Summer | B7 | 400 | 1467 | 0 | 90.88 | 88.89 | 2 | 0
2035 | PJM_ROR_2_MISO_WUMS | PJM_ROR | MISO_WUMS | Internal | Summer | B8 | 500 | 1467 | 0 | 87.02 | 86.11 | 2 | 0
2035 | PJM_ROR_2_MISO_WUMS | PJM_ROR | MISO_WUMS | Internal | Summer | B9 | 800 | 1467 | 0 | 82.83 | 80.84 | 2 | 0
2035 | PJM_ROR_2_MISO_WUMS | PJM_ROR | MISO_WUMS | Internal | Summer | B10 | 1262 | 1467 | 0 | 74.58 | 74.64 | 2 | 0
2035 | PJM_ROR_2_MISO_WUMS | PJM_ROR | MISO_WUMS | Internal | Winter | B16 | 25 | 1467 | 0 | 98.23 | 91.43 | 2 | 0
2035 | PJM_ROR_2_MISO_WUMS | PJM_ROR | MISO_WUMS | Internal | Winter | B17 | 100 | 1467 | 0 | 94.66 | 92.25 | 2 | 0
2035 | PJM_ROR_2_MISO_WUMS | PJM_ROR | MISO_WUMS | Internal | Winter | B18 | 400 | 1467 | 0 | 91.87 | 91.43 | 2 | 0
2035 | PJM_ROR_2_MISO_WUMS | PJM_ROR | MISO_WUMS | Internal | Winter | B19 | 700 | 1467 | 0 | 83.9 | 83.91 | 2 | 0
2035 | PJM_ROR_2_MISO_WUMS | PJM_ROR | MISO_WUMS | Internal | Winter | B20 | 935 | 1467 | 0 | 79.72 | 79.17 | 2 | 0
2035 | PJM_ROR_2_PJM_ROM | PJM_ROR | PJM_ROM | Internal | Shoulder | B11 | 25 | 8000 | 0 | 94.37 | 94.36 | 0.01 | 0
2035 | PJM_ROR_2_PJM_ROM | PJM_ROR | PJM_ROM | Internal | Shoulder | B12 | 200 | 8000 | 1858.9 | 89.95 | 89.96 | 0.01 | 0
2035 | PJM_ROR_2_PJM_ROM | PJM_ROR | PJM_ROM | Internal | Shoulder | B13 | 600 | 8000 | 344.24 | 86.37 | 86.38 | 0.01 | 0
2035 | PJM_ROR_2_PJM_ROM | PJM_ROR | PJM_ROM | Internal | Shoulder | B14 | 900 | 8000 | 6160.14 | 80.57 | 80.58 | 0.01 | 0
2035 | PJM_ROR_2_PJM_ROM | PJM_ROR | PJM_ROM | Internal | Shoulder | B15 | 1203 | 8000 | 1890.46 | 76.21 | 76.23 | 0.01 | 0
2035 | PJM_ROR_2_PJM_ROM | PJM_ROR | PJM_ROM | Internal | Summer | B1 | 10 | 8000 | 7882.75 | 153.72 | 153.73 | 0.01 | 0
2035 | PJM_ROR_2_PJM_ROM | PJM_ROR | PJM_ROM | Internal | Summer | B2 | 25 | 8000 | 6748.37 | 148.88 | 148.89 | 0.01 | 0
2035 | PJM_ROR_2_PJM_ROM | PJM_ROR | PJM_ROM | Internal | Summer | B3 | 75 | 8000 | 1403.05 | 147.33 | 147.35 | 0.01 | 0
2035 | PJM_ROR_2_PJM_ROM | PJM_ROR | PJM_ROM | Internal | Summer | B4 | 100 | 8000 | 0 | 140.78 | 140.77 | 0.01 | 0
2035 | PJM_ROR_2_PJM_ROM | PJM_ROR | PJM_ROM | Internal | Summer | B5 | 200 | 8000 | 0 | 140.26 | 140.25 | 0.01 | 0
2035 | PJM_ROR_2_PJM_ROM | PJM_ROR | PJM_ROM | Internal | Summer | B6 | 300 | 8000 | 0 | 104.14 | 104.13 | 0.01 | 0
2035 | PJM_ROR_2_PJM_ROM | PJM_ROR | PJM_ROM | Internal | Summer | B7 | 400 | 8000 | 0 | 90.88 | 90.86 | 0.01 | 0
2035 | PJM_ROR_2_PJM_ROM | PJM_ROR | PJM_ROM | Internal | Summer | B8 | 500 | 8000 | 967.97 | 87.02 | 87.03 | 0.01 | 0
2035 | PJM_ROR_2_PJM_ROM | PJM_ROR | PJM_ROM | Internal | Summer | B9 | 800 | 8000 | 307.91 | 82.83 | 82.84 | 0.01 | 0
2035 | PJM_ROR_2_PJM_ROM | PJM_ROR | PJM_ROM | Internal | Summer | B10 | 1262 | 8000 | 2482.68 | 74.58 | 74.59 | 0.01 | 0
2035 | PJM_ROR_2_PJM_ROM | PJM_ROR | PJM_ROM | Internal | Winter | B16 | 25 | 8000 | 7281.26 | 98.23 | 98.24 | 0.01 | 0
2035 | PJM_ROR_2_PJM_ROM | PJM_ROR | PJM_ROM | Internal | Winter | B17 | 100 | 8000 | 6537.76 | 94.66 | 94.67 | 0.01 | 0
2035 | PJM_ROR_2_PJM_ROM | PJM_ROR | PJM_ROM | Internal | Winter | B18 | 400 | 8000 | 6738.26 | 91.87 | 91.88 | 0.01 | 0
2035 | PJM_ROR_2_PJM_ROM | PJM_ROR | PJM_ROM | Internal | Winter | B19 | 700 | 8000 | 7567.64 | 83.9 | 83.91 | 0.01 | 0
2035 | PJM_ROR_2_PJM_ROM | PJM_ROR | PJM_ROM | Internal | Winter | B20 | 935 | 8000 | 4513.3 | 79.72 | 79.73 | 0.01 | 0
2035 | PJM_ROR_2_TVA_Transmission | PJM_ROR | TVA_Transmission | Internal | Shoulder | B11 | 25 | 2500 | 869.17 | 94.37 | 100.37 | 6 | 0
2035 | PJM_ROR_2_TVA_Transmission | PJM_ROR | TVA_Transmission | Internal | Shoulder | B12 | 200 | 2500 | 995.59 | 89.95 | 95.95 | 6 | 0
2035 | PJM_ROR_2_TVA_Transmission | PJM_ROR | TVA_Transmission | Internal | Shoulder | B13 | 600 | 2500 | 901.9 | 86.37 | 92.37 | 6 | 0
2035 | PJM_ROR_2_TVA_Transmission | PJM_ROR | TVA_Transmission | Internal | Shoulder | B14 | 900 | 2500 | 0 | 80.57 | 85.72 | 6 | 0
2035 | PJM_ROR_2_TVA_Transmission | PJM_ROR | TVA_Transmission | Internal | Shoulder | B15 | 1203 | 2500 | 0 | 76.21 | 80.01 | 6 | 0
2035 | PJM_ROR_2_TVA_Transmission | PJM_ROR | TVA_Transmission | Internal | Summer | B1 | 10 | 2500 | 2500 | 153.72 | 167.72 | 6 | 8
2035 | PJM_ROR_2_TVA_Transmission | PJM_ROR | TVA_Transmission | Internal | Summer | B2 | 25 | 2500 | 2500 | 148.88 | 162.99 | 6 | 8.11
2035 | PJM_ROR_2_TVA_Transmission | PJM_ROR | TVA_Transmission | Internal | Summer | B3 | 75 | 2500 | 2500 | 147.33 | 153.35 | 6 | 0.01
2035 | PJM_ROR_2_TVA_Transmission | PJM_ROR | TVA_Transmission | Internal | Summer | B4 | 100 | 2500 | 2500 | 140.78 | 148.66 | 6 | 1.88
2035 | PJM_ROR_2_TVA_Transmission | PJM_ROR | TVA_Transmission | Internal | Summer | B5 | 200 | 2500 | 0 | 140.26 | 138.27 | 6 | 0
2035 | PJM_ROR_2_TVA_Transmission | PJM_ROR | TVA_Transmission | Internal | Summer | B6 | 300 | 2500 | 0 | 104.14 | 105.8 | 6 | 0
2035 | PJM_ROR_2_TVA_Transmission | PJM_ROR | TVA_Transmission | Internal | Summer | B7 | 400 | 2500 | 0 | 90.88 | 95.57 | 6 | 0
2035 | PJM_ROR_2_TVA_Transmission | PJM_ROR | TVA_Transmission | Internal | Summer | B8 | 500 | 2500 | 1213.1 | 87.02 | 93.02 | 6 | 0
2035 | PJM_ROR_2_TVA_Transmission | PJM_ROR | TVA_Transmission | Internal | Summer | B9 | 800 | 2500 | 2500 | 82.83 | 88.84 | 6 | 0.01
2035 | PJM_ROR_2_TVA_Transmission | PJM_ROR | TVA_Transmission | Internal | Summer | B10 | 1262 | 2500 | 1287.79 | 74.58 | 80.58 | 6 | 0
2035 | PJM_ROR_2_TVA_Transmission | PJM_ROR | TVA_Transmission | Internal | Winter | B16 | 25 | 2500 | 0 | 98.23 | 99.89 | 6 | 0
2035 | PJM_ROR_2_TVA_Transmission | PJM_ROR | TVA_Transmission | Internal | Winter | B17 | 100 | 2500 | 0 | 94.66 | 95.69 | 6 | 0
2035 | PJM_ROR_2_TVA_Transmission | PJM_ROR | TVA_Transmission | Internal | Winter | B18 | 400 | 2500 | 0 | 91.87 | 96.03 | 6 | 0
2035 | PJM_ROR_2_TVA_Transmission | PJM_ROR | TVA_Transmission | Internal | Winter | B19 | 700 | 2500 | 1352.56 | 83.9 | 89.9 | 6 | 0
2035 | PJM_ROR_2_TVA_Transmission | PJM_ROR | TVA_Transmission | Internal | Winter | B20 | 935 | 2500 | 0 | 79.72 | 82.79 | 6 | 0
2035 | PJM_ROR_2_VACAR | PJM_ROR | VACAR | Internal | Shoulder | B11 | 25 | 3000 | 1760.63 | 94.37 | 100.37 | 6 | 0
2035 | PJM_ROR_2_VACAR | PJM_ROR | VACAR | Internal | Shoulder | B12 | 200 | 3000 | 0 | 89.95 | 95.34 | 6 | 0
2035 | PJM_ROR_2_VACAR | PJM_ROR | VACAR | Internal | Shoulder | B13 | 600 | 3000 | 0 | 86.37 | 86.21 | 6 | 0
2035 | PJM_ROR_2_VACAR | PJM_ROR | VACAR | Internal | Shoulder | B14 | 900 | 3000 | 0 | 80.57 | 83.01 | 6 | 0
2035 | PJM_ROR_2_VACAR | PJM_ROR | VACAR | Internal | Shoulder | B15 | 1203 | 3000 | 3000 | 76.21 | 82.5 | 6 | 0.28
2035 | PJM_ROR_2_VACAR | PJM_ROR | VACAR | Internal | Summer | B1 | 10 | 3000 | 3000 | 153.72 | 751.19 | 6 | 591.47
2035 | PJM_ROR_2_VACAR | PJM_ROR | VACAR | Internal | Summer | B2 | 25 | 3000 | 3000 | 148.88 | 751.19 | 6 | 596.31
2035 | PJM_ROR_2_VACAR | PJM_ROR | VACAR | Internal | Summer | B3 | 75 | 3000 | 3000 | 147.33 | 162.36 | 6 | 9.02
2035 | PJM_ROR_2_VACAR | PJM_ROR | VACAR | Internal | Summer | B4 | 100 | 3000 | 2670.35 | 140.78 | 146.78 | 6 | 0
2035 | PJM_ROR_2_VACAR | PJM_ROR | VACAR | Internal | Summer | B5 | 200 | 3000 | 0 | 140.26 | 138.27 | 6 | 0
2035 | PJM_ROR_2_VACAR | PJM_ROR | VACAR | Internal | Summer | B6 | 300 | 3000 | 0 | 104.14 | 105.8 | 6 | 0
2035 | PJM_ROR_2_VACAR | PJM_ROR | VACAR | Internal | Summer | B7 | 400 | 3000 | 975.08 | 90.88 | 96.88 | 6 | 0
2035 | PJM_ROR_2_VACAR | PJM_ROR | VACAR | Internal | Summer | B8 | 500 | 3000 | 0 | 87.02 | 92.85 | 6 | 0
2035 | PJM_ROR_2_VACAR | PJM_ROR | VACAR | Internal | Summer | B9 | 800 | 3000 | 0 | 82.83 | 84.65 | 6 | 0
2035 | PJM_ROR_2_VACAR | PJM_ROR | VACAR | Internal | Summer | B10 | 1262 | 3000 | 0 | 74.58 | 80.38 | 6 | 0
2035 | PJM_ROR_2_VACAR | PJM_ROR | VACAR | Internal | Winter | B16 | 25 | 3000 | 3000 | 98.23 | 108.89 | 6 | 4.66
2035 | PJM_ROR_2_VACAR | PJM_ROR | VACAR | Internal | Winter | B17 | 100 | 3000 | 3000 | 94.66 | 101.02 | 6 | 0.36
2035 | PJM_ROR_2_VACAR | PJM_ROR | VACAR | Internal | Winter | B18 | 400 | 3000 | 0 | 91.87 | 93.07 | 6 | 0
2035 | PJM_ROR_2_VACAR | PJM_ROR | VACAR | Internal | Winter | B19 | 700 | 3000 | 0 | 83.9 | 87.33 | 6 | 0
2035 | PJM_ROR_2_VACAR | PJM_ROR | VACAR | Internal | Winter | B20 | 935 | 3000 | 3000 | 79.72 | 87.33 | 6 | 1.61
2035 | PJM_ROM_2_PJM_E | PJM_ROM | PJM_E | Internal | Shoulder | B11 | 25 | 8000 | 0 | 94.36 | 94.35 | 0.01 | 0
2035 | PJM_ROM_2_PJM_E | PJM_ROM | PJM_E | Internal | Shoulder | B12 | 200 | 8000 | 112.17 | 89.96 | 89.98 | 0.01 | 0
2035 | PJM_ROM_2_PJM_E | PJM_ROM | PJM_E | Internal | Shoulder | B13 | 600 | 8000 | 0 | 86.38 | 86.37 | 0.01 | 0
2035 | PJM_ROM_2_PJM_E | PJM_ROM | PJM_E | Internal | Shoulder | B14 | 900 | 8000 | 1967.1 | 80.58 | 80.59 | 0.01 | 0
2035 | PJM_ROM_2_PJM_E | PJM_ROM | PJM_E | Internal | Shoulder | B15 | 1203 | 8000 | 0 | 76.23 | 76.21 | 0.01 | 0
2035 | PJM_ROM_2_PJM_E | PJM_ROM | PJM_E | Internal | Summer | B1 | 10 | 8000 | 4736.53 | 153.73 | 153.74 | 0.01 | 0
2035 | PJM_ROM_2_PJM_E | PJM_ROM | PJM_E | Internal | Summer | B2 | 25 | 8000 | 4054.09 | 148.89 | 148.9 | 0.01 | 0
2035 | PJM_ROM_2_PJM_E | PJM_ROM | PJM_E | Internal | Summer | B3 | 75 | 8000 | 143.79 | 147.35 | 147.36 | 0.01 | 0
2035 | PJM_ROM_2_PJM_E | PJM_ROM | PJM_E | Internal | Summer | B4 | 100 | 8000 | 0 | 140.77 | 140.75 | 0.01 | 0
2035 | PJM_ROM_2_PJM_E | PJM_ROM | PJM_E | Internal | Summer | B5 | 200 | 8000 | 0 | 140.25 | 140.23 | 0.01 | 0
2035 | PJM_ROM_2_PJM_E | PJM_ROM | PJM_E | Internal | Summer | B6 | 300 | 8000 | 0 | 104.13 | 104.12 | 0.01 | 0
2035 | PJM_ROM_2_PJM_E | PJM_ROM | PJM_E | Internal | Summer | B7 | 400 | 8000 | 0 | 90.86 | 90.85 | 0.01 | 0
2035 | PJM_ROM_2_PJM_E | PJM_ROM | PJM_E | Internal | Summer | B8 | 500 | 8000 | 0 | 87.03 | 87.02 | 0.01 | 0
2035 | PJM_ROM_2_PJM_E | PJM_ROM | PJM_E | Internal | Summer | B9 | 800 | 8000 | 0 | 82.84 | 82.83 | 0.01 | 0
2035 | PJM_ROM_2_PJM_E | PJM_ROM | PJM_E | Internal | Summer | B10 | 1262 | 8000 | 33.05 | 74.59 | 74.61 | 0.01 | 0
2035 | PJM_ROM_2_PJM_E | PJM_ROM | PJM_E | Internal | Winter | B16 | 25 | 8000 | 1756.59 | 98.24 | 98.25 | 0.01 | 0
2035 | PJM_ROM_2_PJM_E | PJM_ROM | PJM_E | Internal | Winter | B17 | 100 | 8000 | 1827.85 | 94.67 | 94.69 | 0.01 | 0
2035 | PJM_ROM_2_PJM_E | PJM_ROM | PJM_E | Internal | Winter | B18 | 400 | 8000 | 3068.75 | 91.88 | 91.89 | 0.01 | 0
2035 | PJM_ROM_2_PJM_E | PJM_ROM | PJM_E | Internal | Winter | B19 | 700 | 8000 | 2609.62 | 83.91 | 83.93 | 0.01 | 0
2035 | PJM_ROM_2_PJM_E | PJM_ROM | PJM_E | Internal | Winter | B20 | 935 | 8000 | 559.42 | 79.73 | 79.74 | 0.01 | 0
2035 | PJM_ROM_2_PJM_ROR | PJM_ROM | PJM_ROR | Internal | Shoulder | B11 | 25 | 8000 | 2343.94 | 94.36 | 94.37 | 0.01 | 0
2035 | PJM_ROM_2_PJM_ROR | PJM_ROM | PJM_ROR | Internal | Shoulder | B12 | 200 | 8000 | 0 | 89.96 | 89.95 | 0.01 | 0
2035 | PJM_ROM_2_PJM_ROR | PJM_ROM | PJM_ROR | Internal | Shoulder | B13 | 600 | 8000 | 0 | 86.38 | 86.37 | 0.01 | 0
2035 | PJM_ROM_2_PJM_ROR | PJM_ROM | PJM_ROR | Internal | Shoulder | B14 | 900 | 8000 | 0 | 80.58 | 80.57 | 0.01 | 0
2035 | PJM_ROM_2_PJM_ROR | PJM_ROM | PJM_ROR | Internal | Shoulder | B15 | 1203 | 8000 | 0 | 76.23 | 76.21 | 0.01 | 0
2035 | PJM_ROM_2_PJM_ROR | PJM_ROM | PJM_ROR | Internal | Summer | B1 | 10 | 8000 | 0 | 153.73 | 153.72 | 0.01 | 0
2035 | PJM_ROM_2_PJM_ROR | PJM_ROM | PJM_ROR | Internal | Summer | B2 | 25 | 8000 | 0 | 148.89 | 148.88 | 0.01 | 0
2035 | PJM_ROM_2_PJM_ROR | PJM_ROM | PJM_ROR | Internal | Summer | B3 | 75 | 8000 | 0 | 147.35 | 147.33 | 0.01 | 0
2035 | PJM_ROM_2_PJM_ROR | PJM_ROM | PJM_ROR | Internal | Summer | B4 | 100 | 8000 | 2408.01 | 140.77 | 140.78 | 0.01 | 0
2035 | PJM_ROM_2_PJM_ROR | PJM_ROM | PJM_ROR | Internal | Summer | B5 | 200 | 8000 | 3893.98 | 140.25 | 140.26 | 0.01 | 0
2035 | PJM_ROM_2_PJM_ROR | PJM_ROM | PJM_ROR | Internal | Summer | B6 | 300 | 8000 | 2111.42 | 104.13 | 104.14 | 0.01 | 0
2035 | PJM_ROM_2_PJM_ROR | PJM_ROM | PJM_ROR | Internal | Summer | B7 | 400 | 8000 | 1650.16 | 90.86 | 90.88 | 0.01 | 0
2035 | PJM_ROM_2_PJM_ROR | PJM_ROM | PJM_ROR | Internal | Summer | B8 | 500 | 8000 | 0 | 87.03 | 87.02 | 0.01 | 0
2035 | PJM_ROM_2_PJM_ROR | PJM_ROM | PJM_ROR | Internal | Summer | B9 | 800 | 8000 | 0 | 82.84 | 82.83 | 0.01 | 0
2035 | PJM_ROM_2_PJM_ROR | PJM_ROM | PJM_ROR | Internal | Summer | B10 | 1262 | 8000 | 0 | 74.59 | 74.58 | 0.01 | 0
2035 | PJM_ROM_2_PJM_ROR | PJM_ROM | PJM_ROR | Internal | Winter | B16 | 25 | 8000 | 0 | 98.24 | 98.23 | 0.01 | 0
2035 | PJM_ROM_2_PJM_ROR | PJM_ROM | PJM_ROR | Internal | Winter | B17 | 100 | 8000 | 0 | 94.67 | 94.66 | 0.01 | 0
2035 | PJM_ROM_2_PJM_ROR | PJM_ROM | PJM_ROR | Internal | Winter | B18 | 400 | 8000 | 0 | 91.88 | 91.87 | 0.01 | 0
2035 | PJM_ROM_2_PJM_ROR | PJM_ROM | PJM_ROR | Internal | Winter | B19 | 700 | 8000 | 0 | 83.91 | 83.9 | 0.01 | 0
2035 | PJM_ROM_2_PJM_ROR | PJM_ROM | PJM_ROR | Internal | Winter | B20 | 935 | 8000 | 0 | 79.73 | 79.72 | 0.01 | 0
2035 | SOCO_2_ENT | SOCO | ENT | Internal | Shoulder | B11 | 25 | 2400 | 0 | 93.21 | 94.89 | 10 | 0
2035 | SOCO_2_ENT | SOCO | ENT | Internal | Shoulder | B12 | 200 | 2400 | 0 | 93.21 | 90.72 | 10 | 0
2035 | SOCO_2_ENT | SOCO | ENT | Internal | Shoulder | B13 | 600 | 2400 | 0 | 93.21 | 85.21 | 10 | 0
2035 | SOCO_2_ENT | SOCO | ENT | Internal | Shoulder | B14 | 900 | 2400 | 0 | 90.01 | 78.81 | 10 | 0
2035 | SOCO_2_ENT | SOCO | ENT | Internal | Shoulder | B15 | 1203 | 2400 | 0 | 80.68 | 72.68 | 10 | 0
2035 | SOCO_2_ENT | SOCO | ENT | Internal | Summer | B1 | 10 | 2400 | 0 | 741.19 | 143.71 | 10 | 0
2035 | SOCO_2_ENT | SOCO | ENT | Internal | Summer | B2 | 25 | 2400 | 0 | 741.19 | 148.93 | 10 | 0
2035 | SOCO_2_ENT | SOCO | ENT | Internal | Summer | B3 | 75 | 2400 | 0 | 160.82 | 152.82 | 10 | 0
2035 | SOCO_2_ENT | SOCO | ENT | Internal | Summer | B4 | 100 | 2400 | 0 | 145.66 | 148.66 | 10 | 0
2035 | SOCO_2_ENT | SOCO | ENT | Internal | Summer | B5 | 200 | 2400 | 248.16 | 128.27 | 138.27 | 10 | 0
2035 | SOCO_2_ENT | SOCO | ENT | Internal | Summer | B6 | 300 | 2400 | 0 | 95.8 | 102.16 | 10 | 0
2035 | SOCO_2_ENT | SOCO | ENT | Internal | Summer | B7 | 400 | 2400 | 0 | 91.65 | 94.14 | 10 | 0
2035 | SOCO_2_ENT | SOCO | ENT | Internal | Summer | B8 | 500 | 2400 | 0 | 91.65 | 93.03 | 10 | 0
2035 | SOCO_2_ENT | SOCO | ENT | Internal | Summer | B9 | 800 | 2400 | 0 | 91.65 | 89.23 | 10 | 0
2035 | SOCO_2_ENT | SOCO | ENT | Internal | Summer | B10 | 1262 | 2400 | 0 | 79.35 | 74.82 | 10 | 0
2035 | SOCO_2_ENT | SOCO | ENT | Internal | Winter | B16 | 25 | 2400 | 0 | 98.89 | 91.89 | 10 | 0
2035 | SOCO_2_ENT | SOCO | ENT | Internal | Winter | B17 | 100 | 2400 | 0 | 96.69 | 88.69 | 10 | 0
2035 | SOCO_2_ENT | SOCO | ENT | Internal | Winter | B18 | 400 | 2400 | 0 | 96.69 | 88.69 | 10 | 0
2035 | SOCO_2_ENT | SOCO | ENT | Internal | Winter | B19 | 700 | 2400 | 0 | 93.51 | 81.91 | 10 | 0
2035 | SOCO_2_ENT | SOCO | ENT | Internal | Winter | B20 | 935 | 2400 | 0 | 83.64 | 75.64 | 10 | 0
2035 | SOCO_2_FRCC | SOCO | FRCC | Internal | Shoulder | B11 | 25 | 3700 | 0 | 93.21 | 98.41 | 10 | 0
2035 | SOCO_2_FRCC | SOCO | FRCC | Internal | Shoulder | B12 | 200 | 3700 | 0 | 93.21 | 98.41 | 10 | 0
2035 | SOCO_2_FRCC | SOCO | FRCC | Internal | Shoulder | B13 | 600 | 3700 | 0 | 93.21 | 98.41 | 10 | 0
2035 | SOCO_2_FRCC | SOCO | FRCC | Internal | Shoulder | B14 | 900 | 3700 | 0 | 90.01 | 85.11 | 10 | 0
2035 | SOCO_2_FRCC | SOCO | FRCC | Internal | Shoulder | B15 | 1203 | 3700 | 0 | 80.68 | 85.11 | 10 | 0
2035 | SOCO_2_FRCC | SOCO | FRCC | Internal | Summer | B1 | 10 | 3700 | 1725.18 | 741.19 | 751.19 | 10 | 0
2035 | SOCO_2_FRCC | SOCO | FRCC | Internal | Summer | B2 | 25 | 3700 | 2250.14 | 741.19 | 751.19 | 10 | 0
2035 | SOCO_2_FRCC | SOCO | FRCC | Internal | Summer | B3 | 75 | 3700 | 965.83 | 160.82 | 170.82 | 10 | 0
2035 | SOCO_2_FRCC | SOCO | FRCC | Internal | Summer | B4 | 100 | 3700 | 332 | 145.66 | 155.66 | 10 | 0
2035 | SOCO_2_FRCC | SOCO | FRCC | Internal | Summer | B5 | 200 | 3700 | 0 | 128.27 | 115.8 | 10 | 0
2035 | SOCO_2_FRCC | SOCO | FRCC | Internal | Summer | B6 | 300 | 3700 | 0 | 95.8 | 97.35 | 10 | 0
2035 | SOCO_2_FRCC | SOCO | FRCC | Internal | Summer | B7 | 400 | 3700 | 0 | 91.65 | 97.35 | 10 | 0
2035 | SOCO_2_FRCC | SOCO | FRCC | Internal | Summer | B8 | 500 | 3700 | 0 | 91.65 | 97.35 | 10 | 0
2035 | SOCO_2_FRCC | SOCO | FRCC | Internal | Summer | B9 | 800 | 3700 | 0 | 91.65 | 86.03 | 10 | 0
2035 | SOCO_2_FRCC | SOCO | FRCC | Internal | Summer | B10 | 1262 | 3700 | 0 | 79.35 | 84.21 | 10 | 0
2035 | SOCO_2_FRCC | SOCO | FRCC | Internal | Winter | B16 | 25 | 3700 | 0 | 98.89 | 101.33 | 10 | 0
2035 | SOCO_2_FRCC | SOCO | FRCC | Internal | Winter | B17 | 100 | 3700 | 0 | 96.69 | 101.33 | 10 | 0
2035 | SOCO_2_FRCC | SOCO | FRCC | Internal | Winter | B18 | 400 | 3700 | 0 | 96.69 | 90.15 | 10 | 0
2035 | SOCO_2_FRCC | SOCO | FRCC | Internal | Winter | B19 | 700 | 3700 | 0 | 93.51 | 87.59 | 10 | 0
2035 | SOCO_2_FRCC | SOCO | FRCC | Internal | Winter | B20 | 935 | 3700 | 0 | 83.64 | 87.59 | 10 | 0
2035 | SOCO_2_TVA_Transmission | SOCO | TVA_Transmission | Internal | Shoulder | B11 | 25 | 2600 | 0 | 93.21 | 100.37 | 10 | 0
2035 | SOCO_2_TVA_Transmission | SOCO | TVA_Transmission | Internal | Shoulder | B12 | 200 | 2600 | 0 | 93.21 | 95.95 | 10 | 0
2035 | SOCO_2_TVA_Transmission | SOCO | TVA_Transmission | Internal | Shoulder | B13 | 600 | 2600 | 0 | 93.21 | 92.37 | 10 | 0
2035 | SOCO_2_TVA_Transmission | SOCO | TVA_Transmission | Internal | Shoulder | B14 | 900 | 2600 | 0 | 90.01 | 85.72 | 10 | 0
2035 | SOCO_2_TVA_Transmission | SOCO | TVA_Transmission | Internal | Shoulder | B15 | 1203 | 2600 | 0 | 80.68 | 80.01 | 10 | 0
2035 | SOCO_2_TVA_Transmission | SOCO | TVA_Transmission | Internal | Summer | B1 | 10 | 2600 | 0 | 741.19 | 167.72 | 10 | 0
2035 | SOCO_2_TVA_Transmission | SOCO | TVA_Transmission | Internal | Summer | B2 | 25 | 2600 | 0 | 741.19 | 162.99 | 10 | 0
2035 | SOCO_2_TVA_Transmission | SOCO | TVA_Transmission | Internal | Summer | B3 | 75 | 2600 | 0 | 160.82 | 153.35 | 10 | 0
2035 | SOCO_2_TVA_Transmission | SOCO | TVA_Transmission | Internal | Summer | B4 | 100 | 2600 | 0 | 145.66 | 148.66 | 10 | 0
2035 | SOCO_2_TVA_Transmission | SOCO | TVA_Transmission | Internal | Summer | B5 | 200 | 2600 | 1434.27 | 128.27 | 138.27 | 10 | 0
2035 | SOCO_2_TVA_Transmission | SOCO | TVA_Transmission | Internal | Summer | B6 | 300 | 2600 | 1073.28 | 95.8 | 105.8 | 10 | 0
2035 | SOCO_2_TVA_Transmission | SOCO | TVA_Transmission | Internal | Summer | B7 | 400 | 2600 | 0 | 91.65 | 95.57 | 10 | 0
2035 | SOCO_2_TVA_Transmission | SOCO | TVA_Transmission | Internal | Summer | B8 | 500 | 2600 | 0 | 91.65 | 93.02 | 10 | 0
2035 | SOCO_2_TVA_Transmission | SOCO | TVA_Transmission | Internal | Summer | B9 | 800 | 2600 | 0 | 91.65 | 88.84 | 10 | 0
2035 | SOCO_2_TVA_Transmission | SOCO | TVA_Transmission | Internal | Summer | B10 | 1262 | 2600 | 0 | 79.35 | 80.58 | 10 | 0
2035 | SOCO_2_TVA_Transmission | SOCO | TVA_Transmission | Internal | Winter | B16 | 25 | 2600 | 0 | 98.89 | 99.89 | 10 | 0
2035 | SOCO_2_TVA_Transmission | SOCO | TVA_Transmission | Internal | Winter | B17 | 100 | 2600 | 0 | 96.69 | 95.69 | 10 | 0
2035 | SOCO_2_TVA_Transmission | SOCO | TVA_Transmission | Internal | Winter | B18 | 400 | 2600 | 0 | 96.69 | 96.03 | 10 | 0
2035 | SOCO_2_TVA_Transmission | SOCO | TVA_Transmission | Internal | Winter | B19 | 700 | 2600 | 0 | 93.51 | 89.9 | 10 | 0
2035 | SOCO_2_TVA_Transmission | SOCO | TVA_Transmission | Internal | Winter | B20 | 935 | 2600 | 0 | 83.64 | 82.79 | 10 | 0
2035 | SOCO_2_VACAR | SOCO | VACAR | Internal | Shoulder | B11 | 25 | 2000 | 0 | 93.21 | 100.37 | 10 | 0
2035 | SOCO_2_VACAR | SOCO | VACAR | Internal | Shoulder | B12 | 200 | 2000 | 0 | 93.21 | 95.34 | 10 | 0
2035 | SOCO_2_VACAR | SOCO | VACAR | Internal | Shoulder | B13 | 600 | 2000 | 0 | 93.21 | 86.21 | 10 | 0
2035 | SOCO_2_VACAR | SOCO | VACAR | Internal | Shoulder | B14 | 900 | 2000 | 0 | 90.01 | 83.01 | 10 | 0
2035 | SOCO_2_VACAR | SOCO | VACAR | Internal | Shoulder | B15 | 1203 | 2000 | 0 | 80.68 | 82.5 | 10 | 0
2035 | SOCO_2_VACAR | SOCO | VACAR | Internal | Summer | B1 | 10 | 2000 | 1085.78 | 741.19 | 751.19 | 10 | 0
2035 | SOCO_2_VACAR | SOCO | VACAR | Internal | Summer | B2 | 25 | 2000 | 1669.91 | 741.19 | 751.19 | 10 | 0
2035 | SOCO_2_VACAR | SOCO | VACAR | Internal | Summer | B3 | 75 | 2000 | 0 | 160.82 | 162.36 | 10 | 0
2035 | SOCO_2_VACAR | SOCO | VACAR | Internal | Summer | B4 | 100 | 2000 | 0 | 145.66 | 146.78 | 10 | 0
2035 | SOCO_2_VACAR | SOCO | VACAR | Internal | Summer | B5 | 200 | 2000 | 1211.77 | 128.27 | 138.27 | 10 | 0
2035 | SOCO_2_VACAR | SOCO | VACAR | Internal | Summer | B6 | 300 | 2000 | 1701.4 | 95.8 | 105.8 | 10 | 0
2035 | SOCO_2_VACAR | SOCO | VACAR | Internal | Summer | B7 | 400 | 2000 | 0 | 91.65 | 96.88 | 10 | 0
2035 | SOCO_2_VACAR | SOCO | VACAR | Internal | Summer | B8 | 500 | 2000 | 0 | 91.65 | 92.85 | 10 | 0
2035 | SOCO_2_VACAR | SOCO | VACAR | Internal | Summer | B9 | 800 | 2000 | 0 | 91.65 | 84.65 | 10 | 0
2035 | SOCO_2_VACAR | SOCO | VACAR | Internal | Summer | B10 | 1262 | 2000 | 0 | 79.35 | 80.38 | 10 | 0
2035 | SOCO_2_VACAR | SOCO | VACAR | Internal | Winter | B16 | 25 | 2000 | 1846.32 | 98.89 | 108.89 | 10 | 0
2035 | SOCO_2_VACAR | SOCO | VACAR | Internal | Winter | B17 | 100 | 2000 | 0 | 96.69 | 101.02 | 10 | 0
2035 | SOCO_2_VACAR | SOCO | VACAR | Internal | Winter | B18 | 400 | 2000 | 0 | 96.69 | 93.07 | 10 | 0
2035 | SOCO_2_VACAR | SOCO | VACAR | Internal | Winter | B19 | 700 | 2000 | 0 | 93.51 | 87.33 | 10 | 0
2035 | SOCO_2_VACAR | SOCO | VACAR | Internal | Winter | B20 | 935 | 2000 | 0 | 83.64 | 87.33 | 10 | 0
2035 | SPP_N_2_ENT | SPP_N | ENT | Internal | Shoulder | B11 | 25 | 7346 | 5100.96 | 89.89 | 94.89 | 5 | 0
2035 | SPP_N_2_ENT | SPP_N | ENT | Internal | Shoulder | B12 | 200 | 7346 | 7346 | 85.71 | 90.72 | 5 | 0.01
2035 | SPP_N_2_ENT | SPP_N | ENT | Internal | Shoulder | B13 | 600 | 7346 | 7346 | 79.37 | 85.21 | 5 | 0.84
2035 | SPP_N_2_ENT | SPP_N | ENT | Internal | Shoulder | B14 | 900 | 7346 | 7346 | 21.63 | 78.81 | 5 | 52.18
2035 | SPP_N_2_ENT | SPP_N | ENT | Internal | Shoulder | B15 | 1203 | 7346 | 7346 | 0.01 | 72.68 | 5 | 67.67
2035 | SPP_N_2_ENT | SPP_N | ENT | Internal | Summer | B1 | 10 | 7346 | 7346 | 92.83 | 143.71 | 5 | 45.88
2035 | SPP_N_2_ENT | SPP_N | ENT | Internal | Summer | B2 | 25 | 7346 | 6174.3 | 143.93 | 148.93 | 5 | 0
2035 | SPP_N_2_ENT | SPP_N | ENT | Internal | Summer | B3 | 75 | 7346 | 4461.31 | 147.82 | 152.82 | 5 | 0
2035 | SPP_N_2_ENT | SPP_N | ENT | Internal | Summer | B4 | 100 | 7346 | 3632.45 | 143.66 | 148.66 | 5 | 0
2035 | SPP_N_2_ENT | SPP_N | ENT | Internal | Summer | B5 | 200 | 7346 | 1212.94 | 133.27 | 138.27 | 5 | 0
2035 | SPP_N_2_ENT | SPP_N | ENT | Internal | Summer | B6 | 300 | 7346 | 1395.43 | 97.16 | 102.16 | 5 | 0
2035 | SPP_N_2_ENT | SPP_N | ENT | Internal | Summer | B7 | 400 | 7346 | 1429.57 | 89.14 | 94.14 | 5 | 0
2035 | SPP_N_2_ENT | SPP_N | ENT | Internal | Summer | B8 | 500 | 7346 | 3091.98 | 88.03 | 93.03 | 5 | 0
2035 | SPP_N_2_ENT | SPP_N | ENT | Internal | Summer | B9 | 800 | 7346 | 4530.15 | 84.23 | 89.23 | 5 | 0
2035 | SPP_N_2_ENT | SPP_N | ENT | Internal | Summer | B10 | 1262 | 7346 | 7346 | 69.81 | 74.82 | 5 | 0.01
2035 | SPP_N_2_ENT | SPP_N | ENT | Internal | Winter | B16 | 25 | 7346 | 7346 | 55.89 | 91.89 | 5 | 31
2035 | SPP_N_2_ENT | SPP_N | ENT | Internal | Winter | B17 | 100 | 7346 | 7346 | 74.9 | 88.69 | 5 | 8.79
2035 | SPP_N_2_ENT | SPP_N | ENT | Internal | Winter | B18 | 400 | 7346 | 7346 | 83.68 | 88.69 | 5 | 0.01
2035 | SPP_N_2_ENT | SPP_N | ENT | Internal | Winter | B19 | 700 | 7346 | 7346 | 76.9 | 81.91 | 5 | 0.01
2035 | SPP_N_2_ENT | SPP_N | ENT | Internal | Winter | B20 | 935 | 7346 | 7346 | 11.52 | 75.64 | 5 | 59.12
2035 | SPP_N_2_MISO_MO-IL | SPP_N | MISO_MO-IL | Internal | Shoulder | B11 | 25 | 3954 | 0 | 89.89 | 92.38 | 5 | 0
2035 | SPP_N_2_MISO_MO-IL | SPP_N | MISO_MO-IL | Internal | Shoulder | B12 | 200 | 3954 | 0 | 85.71 | 87.95 | 5 | 0
2035 | SPP_N_2_MISO_MO-IL | SPP_N | MISO_MO-IL | Internal | Shoulder | B13 | 600 | 3954 | 91.03 | 79.37 | 84.37 | 5 | 0
2035 | SPP_N_2_MISO_MO-IL | SPP_N | MISO_MO-IL | Internal | Shoulder | B14 | 900 | 3954 | 3954 | 21.63 | 77.72 | 5 | 51.09
2035 | SPP_N_2_MISO_MO-IL | SPP_N | MISO_MO-IL | Internal | Shoulder | B15 | 1203 | 3954 | 3954 | 0.01 | 72.01 | 5 | 67
2035 | SPP_N_2_MISO_MO-IL | SPP_N | MISO_MO-IL | Internal | Summer | B1 | 10 | 3954 | 3954 | 92.83 | 151.71 | 5 | 53.88
2035 | SPP_N_2_MISO_MO-IL | SPP_N | MISO_MO-IL | Internal | Summer | B2 | 25 | 3954 | 0 | 143.93 | 146.98 | 5 | 0
2035 | SPP_N_2_MISO_MO-IL | SPP_N | MISO_MO-IL | Internal | Summer | B3 | 75 | 3954 | 0 | 147.82 | 145.35 | 5 | 0
2035 | SPP_N_2_MISO_MO-IL | SPP_N | MISO_MO-IL | Internal | Summer | B4 | 100 | 3954 | 0 | 143.66 | 140.66 | 5 | 0
2035 | SPP_N_2_MISO_MO-IL | SPP_N | MISO_MO-IL | Internal | Summer | B5 | 200 | 3954 | 1629.84 | 133.27 | 138.27 | 5 | 0
2035 | SPP_N_2_MISO_MO-IL | SPP_N | MISO_MO-IL | Internal | Summer | B6 | 300 | 3954 | 1743.38 | 97.16 | 102.16 | 5 | 0
2035 | SPP_N_2_MISO_MO-IL | SPP_N | MISO_MO-IL | Internal | Summer | B7 | 400 | 3954 | 0 | 89.14 | 88.89 | 5 | 0
2035 | SPP_N_2_MISO_MO-IL | SPP_N | MISO_MO-IL | Internal | Summer | B8 | 500 | 3954 | 0 | 88.03 | 85.03 | 5 | 0
2035 | SPP_N_2_MISO_MO-IL | SPP_N | MISO_MO-IL | Internal | Summer | B9 | 800 | 3954 | 0 | 84.23 | 80.84 | 5 | 0
2035 | SPP_N_2_MISO_MO-IL | SPP_N | MISO_MO-IL | Internal | Summer | B10 | 1262 | 3954 | 444.22 | 69.81 | 74.81 | 5 | 0
2035 | SPP_N_2_MISO_MO-IL | SPP_N | MISO_MO-IL | Internal | Winter | B16 | 25 | 3954 | 3954 | 55.89 | 83.89 | 5 | 23
2035 | SPP_N_2_MISO_MO-IL | SPP_N | MISO_MO-IL | Internal | Winter | B17 | 100 | 3954 | 3954 | 74.9 | 87.69 | 5 | 7.79
2035 | SPP_N_2_MISO_MO-IL | SPP_N | MISO_MO-IL | Internal | Winter | B18 | 400 | 3954 | 0 | 83.68 | 88.03 | 5 | 0
2035 | SPP_N_2_MISO_MO-IL | SPP_N | MISO_MO-IL | Internal | Winter | B19 | 700 | 3954 | 1300.85 | 76.9 | 81.9 | 5 | 0
2035 | SPP_N_2_MISO_MO-IL | SPP_N | MISO_MO-IL | Internal | Winter | B20 | 935 | 3954 | 3954 | 11.52 | 68.58 | 5 | 52.06
2035 | SPP_N_2_MISO_W | SPP_N | MISO_W | Internal | Shoulder | B11 | 25 | 1000 | 0 | 89.89 | 92.37 | 5 | 0
2035 | SPP_N_2_MISO_W | SPP_N | MISO_W | Internal | Shoulder | B12 | 200 | 1000 | 0 | 85.71 | 87.94 | 5 | 0
2035 | SPP_N_2_MISO_W | SPP_N | MISO_W | Internal | Shoulder | B13 | 600 | 1000 | 0 | 79.37 | 84.36 | 5 | 0
2035 | SPP_N_2_MISO_W | SPP_N | MISO_W | Internal | Shoulder | B14 | 900 | 1000 | 1000 | 21.63 | 76.61 | 5 | 49.98
2035 | SPP_N_2_MISO_W | SPP_N | MISO_W | Internal | Shoulder | B15 | 1203 | 1000 | 1000 | 0.01 | 58.62 | 5 | 53.61
2035 | SPP_N_2_MISO_W | SPP_N | MISO_W | Internal | Summer | B1 | 10 | 1000 | 1000 | 92.83 | 151.72 | 5 | 53.89
2035 | SPP_N_2_MISO_W | SPP_N | MISO_W | Internal | Summer | B2 | 25 | 1000 | 0 | 143.93 | 146.88 | 5 | 0
2035 | SPP_N_2_MISO_W | SPP_N | MISO_W | Internal | Summer | B3 | 75 | 1000 | 0 | 147.82 | 145.33 | 5 | 0
2035 | SPP_N_2_MISO_W | SPP_N | MISO_W | Internal | Summer | B4 | 100 | 1000 | 0 | 143.66 | 138.78 | 5 | 0
2035 | SPP_N_2_MISO_W | SPP_N | MISO_W | Internal | Summer | B5 | 200 | 1000 | 0 | 133.27 | 138.26 | 5 | 0
2035 | SPP_N_2_MISO_W | SPP_N | MISO_W | Internal | Summer | B6 | 300 | 1000 | 0 | 97.16 | 102.14 | 5 | 0
2035 | SPP_N_2_MISO_W | SPP_N | MISO_W | Internal | Summer | B7 | 400 | 1000 | 0 | 89.14 | 88.88 | 5 | 0
2035 | SPP_N_2_MISO_W | SPP_N | MISO_W | Internal | Summer | B8 | 500 | 1000 | 0 | 88.03 | 85.02 | 5 | 0
2035 | SPP_N_2_MISO_W | SPP_N | MISO_W | Internal | Summer | B9 | 800 | 1000 | 0 | 84.23 | 80.83 | 5 | 0
2035 | SPP_N_2_MISO_W | SPP_N | MISO_W | Internal | Summer | B10 | 1262 | 1000 | 0 | 69.81 | 72.58 | 5 | 0
2035 | SPP_N_2_MISO_W | SPP_N | MISO_W | Internal | Winter | B16 | 25 | 1000 | 0 | 55.89 | 48.89 | 5 | 0
2035 | SPP_N_2_MISO_W | SPP_N | MISO_W | Internal | Winter | B17 | 100 | 1000 | 0 | 74.9 | 67.9 | 5 | 0
2035 | SPP_N_2_MISO_W | SPP_N | MISO_W | Internal | Winter | B18 | 400 | 1000 | 0 | 83.68 | 82.49 | 5 | 0
2035 | SPP_N_2_MISO_W | SPP_N | MISO_W | Internal | Winter | B19 | 700 | 1000 | 0 | 76.9 | 81.89 | 5 | 0
2035 | SPP_N_2_MISO_W | SPP_N | MISO_W | Internal | Winter | B20 | 935 | 1000 | 1000 | 11.52 | 67.9 | 5 | 51.38
2035 | SPP_N_2_NE | SPP_N | NE | Internal | Shoulder | B11 | 25 | 384 | 0 | 89.89 | 88.37 | 0.01 | 0
2035 | SPP_N_2_NE | SPP_N | NE | Internal | Shoulder | B12 | 200 | 384 | 0 | 85.71 | 82.94 | 0.01 | 0
2035 | SPP_N_2_NE | SPP_N | NE | Internal | Shoulder | B13 | 600 | 384 | 0 | 79.37 | 79.36 | 0.01 | 0
2035 | SPP_N_2_NE | SPP_N | NE | Internal | Shoulder | B14 | 900 | 384 | 384 | 21.63 | 46.61 | 0.01 | 24.97
2035 | SPP_N_2_NE | SPP_N | NE | Internal | Shoulder | B15 | 1203 | 384 | 0 | 0.01 | 0.01 | 0.01 | 0
2035 | SPP_N_2_NE | SPP_N | NE | Internal | Summer | B1 | 10 | 384 | 384 | 92.83 | 146.72 | 0.01 | 53.88
2035 | SPP_N_2_NE | SPP_N | NE | Internal | Summer | B2 | 25 | 384 | 0 | 143.93 | 141.88 | 0.01 | 0
2035 | SPP_N_2_NE | SPP_N | NE | Internal | Summer | B3 | 75 | 384 | 0 | 147.82 | 145.33 | 0.01 | 0
2035 | SPP_N_2_NE | SPP_N | NE | Internal | Summer | B4 | 100 | 384 | 0 | 143.66 | 138.78 | 0.01 | 0
2035 | SPP_N_2_NE | SPP_N | NE | Internal | Summer | B5 | 200 | 384 | 0 | 133.27 | 133.26 | 0.01 | 0
2035 | SPP_N_2_NE | SPP_N | NE | Internal | Summer | B6 | 300 | 384 | 0 | 97.16 | 97.14 | 0.01 | 0
2035 | SPP_N_2_NE | SPP_N | NE | Internal | Summer | B7 | 400 | 384 | 0 | 89.14 | 88.88 | 0.01 | 0
2035 | SPP_N_2_NE | SPP_N | NE | Internal | Summer | B8 | 500 | 384 | 0 | 88.03 | 80.02 | 0.01 | 0
2035 | SPP_N_2_NE | SPP_N | NE | Internal | Summer | B9 | 800 | 384 | 0 | 84.23 | 75.83 | 0.01 | 0
2035 | SPP_N_2_NE | SPP_N | NE | Internal | Summer | B10 | 1262 | 384 | 0 | 69.81 | 67.58 | 0.01 | 0
2035 | SPP_N_2_NE | SPP_N | NE | Internal | Winter | B16 | 25 | 384 | 0 | 55.89 | 0.01 | 0.01 | 0
2035 | SPP_N_2_NE | SPP_N | NE | Internal | Winter | B17 | 100 | 384 | 0 | 74.9 | 55.9 | 0.01 | 0
2035 | SPP_N_2_NE | SPP_N | NE | Internal | Winter | B18 | 400 | 384 | 0 | 83.68 | 77.49 | 0.01 | 0
2035 | SPP_N_2_NE | SPP_N | NE | Internal | Winter | B19 | 700 | 384 | 0 | 76.9 | 76.89 | 0.01 | 0
2035 | SPP_N_2_NE | SPP_N | NE | Internal | Winter | B20 | 935 | 384 | 0 | 11.52 | 11.51 | 0.01 | 0
2035 | SPP_N_2_SPP_S | SPP_N | SPP_S | Internal | Shoulder | B11 | 25 | 4000 | 3129.35 | 89.89 | 89.9 | 0.01 | 0
2035 | SPP_N_2_SPP_S | SPP_N | SPP_S | Internal | Shoulder | B12 | 200 | 4000 | 2699.44 | 85.71 | 85.72 | 0.01 | 0
2035 | SPP_N_2_SPP_S | SPP_N | SPP_S | Internal | Shoulder | B13 | 600 | 4000 | 2980.73 | 79.37 | 79.38 | 0.01 | 0
2035 | SPP_N_2_SPP_S | SPP_N | SPP_S | Internal | Shoulder | B14 | 900 | 4000 | 0 | 21.63 | 0.01 | 0.01 | 0
2035 | SPP_N_2_SPP_S | SPP_N | SPP_S | Internal | Shoulder | B15 | 1203 | 4000 | 0 | 0.01 | 0.01 | 0.01 | 0
2035 | SPP_N_2_SPP_S | SPP_N | SPP_S | Internal | Summer | B1 | 10 | 4000 | 0 | 92.83 | 89.15 | 0.01 | 0
2035 | SPP_N_2_SPP_S | SPP_N | SPP_S | Internal | Summer | B2 | 25 | 4000 | 0 | 143.93 | 143.93 | 0.01 | 0
2035 | SPP_N_2_SPP_S | SPP_N | SPP_S | Internal | Summer | B3 | 75 | 4000 | 448.98 | 147.82 | 147.83 | 0.01 | 0
2035 | SPP_N_2_SPP_S | SPP_N | SPP_S | Internal | Summer | B4 | 100 | 4000 | 0 | 143.66 | 143.66 | 0.01 | 0
2035 | SPP_N_2_SPP_S | SPP_N | SPP_S | Internal | Summer | B5 | 200 | 4000 | 0 | 133.27 | 133.27 | 0.01 | 0
2035 | SPP_N_2_SPP_S | SPP_N | SPP_S | Internal | Summer | B6 | 300 | 4000 | 0 | 97.16 | 97.16 | 0.01 | 0
2035 | SPP_N_2_SPP_S | SPP_N | SPP_S | Internal | Summer | B7 | 400 | 4000 | 3279.94 | 89.14 | 89.15 | 0.01 | 0
2035 | SPP_N_2_SPP_S | SPP_N | SPP_S | Internal | Summer | B8 | 500 | 4000 | 4000 | 88.03 | 88.95 | 0.01 | 0.9
2035 | SPP_N_2_SPP_S | SPP_N | SPP_S | Internal | Summer | B9 | 800 | 4000 | 3438.68 | 84.23 | 84.24 | 0.01 | 0
2035 | SPP_N_2_SPP_S | SPP_N | SPP_S | Internal | Summer | B10 | 1262 | 4000 | 3958.53 | 69.81 | 69.82 | 0.01 | 0
2035 | SPP_N_2_SPP_S | SPP_N | SPP_S | Internal | Winter | B16 | 25 | 4000 | 3444.32 | 55.89 | 55.9 | 0.01 | 0
2035 | SPP_N_2_SPP_S | SPP_N | SPP_S | Internal | Winter | B17 | 100 | 4000 | 3025.71 | 74.9 | 74.91 | 0.01 | 0
2035 | SPP_N_2_SPP_S | SPP_N | SPP_S | Internal | Winter | B18 | 400 | 4000 | 2509.6 | 83.68 | 83.69 | 0.01 | 0
2035 | SPP_N_2_SPP_S | SPP_N | SPP_S | Internal | Winter | B19 | 700 | 4000 | 2062.11 | 76.9 | 76.91 | 0.01 | 0
2035 | SPP_N_2_SPP_S | SPP_N | SPP_S | Internal | Winter | B20 | 935 | 4000 | 548.27 | 11.52 | 11.53 | 0.01 | 0
2035 | SPP_S_2_ENT | SPP_S | ENT | Internal | Shoulder | B11 | 25 | 4280 | 0 | 89.9 | 94.89 | 5 | 0
2035 | SPP_S_2_ENT | SPP_S | ENT | Internal | Shoulder | B12 | 200 | 4280 | 3967.48 | 85.72 | 90.72 | 5 | 0
2035 | SPP_S_2_ENT | SPP_S | ENT | Internal | Shoulder | B13 | 600 | 4280 | 4280 | 79.38 | 85.21 | 5 | 0.82
2035 | SPP_S_2_ENT | SPP_S | ENT | Internal | Shoulder | B14 | 900 | 4280 | 4280 | 0.01 | 78.81 | 5 | 73.8
2035 | SPP_S_2_ENT | SPP_S | ENT | Internal | Shoulder | B15 | 1203 | 4280 | 4280 | 0.01 | 72.68 | 5 | 67.67
2035 | SPP_S_2_ENT | SPP_S | ENT | Internal | Summer | B1 | 10 | 4280 | 4280 | 89.15 | 143.71 | 5 | 49.55
2035 | SPP_S_2_ENT | SPP_S | ENT | Internal | Summer | B2 | 25 | 4280 | 3241.53 | 143.93 | 148.93 | 5 | 0
2035 | SPP_S_2_ENT | SPP_S | ENT | Internal | Summer | B3 | 75 | 4280 | 0 | 147.83 | 152.82 | 5 | 0
2035 | SPP_S_2_ENT | SPP_S | ENT | Internal | Summer | B4 | 100 | 4280 | 49.7 | 143.66 | 148.66 | 5 | 0
2035 | SPP_S_2_ENT | SPP_S | ENT | Internal | Summer | B5 | 200 | 4280 | 2189.75 | 133.27 | 138.27 | 5 | 0
2035 | SPP_S_2_ENT | SPP_S | ENT | Internal | Summer | B6 | 300 | 4280 | 943.07 | 97.16 | 102.16 | 5 | 0
2035 | SPP_S_2_ENT | SPP_S | ENT | Internal | Summer | B7 | 400 | 4280 | 0 | 89.15 | 94.14 | 5 | 0
2035 | SPP_S_2_ENT | SPP_S | ENT | Internal | Summer | B8 | 500 | 4280 | 0 | 88.95 | 93.03 | 5 | 0
2035 | SPP_S_2_ENT | SPP_S | ENT | Internal | Summer | B9 | 800 | 4280 | 0 | 84.24 | 89.23 | 5 | 0
2035 | SPP_S_2_ENT | SPP_S | ENT | Internal | Summer | B10 | 1262 | 4280 | 3699.13 | 69.82 | 74.82 | 5 | 0
2035 | SPP_S_2_ENT | SPP_S | ENT | Internal | Winter | B16 | 25 | 4280 | 4280 | 55.9 | 91.89 | 5 | 30.99
2035 | SPP_S_2_ENT | SPP_S | ENT | Internal | Winter | B17 | 100 | 4280 | 4280 | 74.91 | 88.69 | 5 | 8.78
2035 | SPP_S_2_ENT | SPP_S | ENT | Internal | Winter | B18 | 400 | 4280 | 3438.46 | 83.69 | 88.69 | 5 | 0
2035 | SPP_S_2_ENT | SPP_S | ENT | Internal | Winter | B19 | 700 | 4280 | 4121.87 | 76.91 | 81.91 | 5 | 0
2035 | SPP_S_2_ENT | SPP_S | ENT | Internal | Winter | B20 | 935 | 4280 | 4280 | 11.53 | 75.64 | 5 | 59.11
2035 | SPP_S_2_SPP_N | SPP_S | SPP_N | Internal | Shoulder | B11 | 25 | 640 | 0 | 89.9 | 89.89 | 0.01 | 0
2035 | SPP_S_2_SPP_N | SPP_S | SPP_N | Internal | Shoulder | B12 | 200 | 640 | 0 | 85.72 | 85.71 | 0.01 | 0
2035 | SPP_S_2_SPP_N | SPP_S | SPP_N | Internal | Shoulder | B13 | 600 | 640 | 0 | 79.38 | 79.37 | 0.01 | 0
2035 | SPP_S_2_SPP_N | SPP_S | SPP_N | Internal | Shoulder | B14 | 900 | 640 | 640 | 0.01 | 21.63 | 0.01 | 21.61
2035 | SPP_S_2_SPP_N | SPP_S | SPP_N | Internal | Shoulder | B15 | 1203 | 640 | 0 | 0.01 | 0.01 | 0.01 | 0
2035 | SPP_S_2_SPP_N | SPP_S | SPP_N | Internal | Summer | B1 | 10 | 640 | 640 | 89.15 | 92.83 | 0.01 | 3.66
2035 | SPP_S_2_SPP_N | SPP_S | SPP_N | Internal | Summer | B2 | 25 | 640 | 0 | 143.93 | 143.93 | 0.01 | 0
2035 | SPP_S_2_SPP_N | SPP_S | SPP_N | Internal | Summer | B3 | 75 | 640 | 0 | 147.83 | 147.82 | 0.01 | 0
2035 | SPP_S_2_SPP_N | SPP_S | SPP_N | Internal | Summer | B4 | 100 | 640 | 0 | 143.66 | 143.66 | 0.01 | 0
2035 | SPP_S_2_SPP_N | SPP_S | SPP_N | Internal | Summer | B5 | 200 | 640 | 0 | 133.27 | 133.27 | 0.01 | 0
2035 | SPP_S_2_SPP_N | SPP_S | SPP_N | Internal | Summer | B6 | 300 | 640 | 0 | 97.16 | 97.16 | 0.01 | 0
2035 | SPP_S_2_SPP_N | SPP_S | SPP_N | Internal | Summer | B7 | 400 | 640 | 0 | 89.15 | 89.14 | 0.01 | 0
2035 | SPP_S_2_SPP_N | SPP_S | SPP_N | Internal | Summer | B8 | 500 | 640 | 0 | 88.95 | 88.03 | 0.01 | 0
2035 | SPP_S_2_SPP_N | SPP_S | SPP_N | Internal | Summer | B9 | 800 | 640 | 0 | 84.24 | 84.23 | 0.01 | 0
2035 | SPP_S_2_SPP_N | SPP_S | SPP_N | Internal | Summer | B10 | 1262 | 640 | 0 | 69.82 | 69.81 | 0.01 | 0
2035 | SPP_S_2_SPP_N | SPP_S | SPP_N | Internal | Winter | B16 | 25 | 640 | 0 | 55.9 | 55.89 | 0.01 | 0
2035 | SPP_S_2_SPP_N | SPP_S | SPP_N | Internal | Winter | B17 | 100 | 640 | 0 | 74.91 | 74.9 | 0.01 | 0
2035 | SPP_S_2_SPP_N | SPP_S | SPP_N | Internal | Winter | B18 | 400 | 640 | 0 | 83.69 | 83.68 | 0.01 | 0
2035 | SPP_S_2_SPP_N | SPP_S | SPP_N | Internal | Winter | B19 | 700 | 640 | 0 | 76.91 | 76.9 | 0.01 | 0
2035 | SPP_S_2_SPP_N | SPP_S | SPP_N | Internal | Winter | B20 | 935 | 640 | 0 | 11.53 | 11.52 | 0.01 | 0
2035 | TVA_2_NonRTO_Midwest | TVA | NonRTO_Midwest | Internal | Shoulder | B11 | 25 | 100 | 0 | 100.38 | 100.4 | 9 | 0
2035 | TVA_2_NonRTO_Midwest | TVA | NonRTO_Midwest | Internal | Shoulder | B12 | 200 | 100 | 0 | 95.96 | 95.96 | 9 | 0
2035 | TVA_2_NonRTO_Midwest | TVA | NonRTO_Midwest | Internal | Shoulder | B13 | 600 | 100 | 0 | 92.38 | 92.38 | 9 | 0
2035 | TVA_2_NonRTO_Midwest | TVA | NonRTO_Midwest | Internal | Shoulder | B14 | 900 | 100 | 0 | 85.73 | 86.56 | 9 | 0
2035 | TVA_2_NonRTO_Midwest | TVA | NonRTO_Midwest | Internal | Shoulder | B15 | 1203 | 100 | 0 | 80.02 | 80.27 | 9 | 0
2035 | TVA_2_NonRTO_Midwest | TVA | NonRTO_Midwest | Internal | Summer | B1 | 10 | 100 | 0 | 167.73 | 159.72 | 9 | 0
2035 | TVA_2_NonRTO_Midwest | TVA | NonRTO_Midwest | Internal | Summer | B2 | 25 | 100 | 0 | 163 | 154.99 | 9 | 0
2035 | TVA_2_NonRTO_Midwest | TVA | NonRTO_Midwest | Internal | Summer | B3 | 75 | 100 | 0 | 153.36 | 154.61 | 9 | 0
2035 | TVA_2_NonRTO_Midwest | TVA | NonRTO_Midwest | Internal | Summer | B4 | 100 | 100 | 0 | 148.67 | 148.67 | 9 | 0
2035 | TVA_2_NonRTO_Midwest | TVA | NonRTO_Midwest | Internal | Summer | B5 | 200 | 100 | 0 | 138.28 | 146.28 | 9 | 0
2035 | TVA_2_NonRTO_Midwest | TVA | NonRTO_Midwest | Internal | Summer | B6 | 300 | 100 | 0 | 105.81 | 110.17 | 9 | 0
2035 | TVA_2_NonRTO_Midwest | TVA | NonRTO_Midwest | Internal | Summer | B7 | 400 | 100 | 0 | 94.93 | 96.9 | 9 | 0
2035 | TVA_2_NonRTO_Midwest | TVA | NonRTO_Midwest | Internal | Summer | B8 | 500 | 100 | 0 | 93.03 | 93.05 | 9 | 0
2035 | TVA_2_NonRTO_Midwest | TVA | NonRTO_Midwest | Internal | Summer | B9 | 800 | 100 | 0 | 88.85 | 88.83 | 9 | 0
2035 | TVA_2_NonRTO_Midwest | TVA | NonRTO_Midwest | Internal | Summer | B10 | 1262 | 100 | 0 | 80.59 | 78.45 | 9 | 0
2035 | TVA_2_NonRTO_Midwest | TVA | NonRTO_Midwest | Internal | Winter | B16 | 25 | 100 | 0 | 99.9 | 99.45 | 9 | 0
2035 | TVA_2_NonRTO_Midwest | TVA | NonRTO_Midwest | Internal | Winter | B17 | 100 | 100 | 0 | 95.7 | 100.27 | 9 | 0
2035 | TVA_2_NonRTO_Midwest | TVA | NonRTO_Midwest | Internal | Winter | B18 | 400 | 100 | 0 | 96.04 | 96.54 | 9 | 0
2035 | TVA_2_NonRTO_Midwest | TVA | NonRTO_Midwest | Internal | Winter | B19 | 700 | 100 | 0 | 89.91 | 89.9 | 9 | 0
2035 | TVA_2_NonRTO_Midwest | TVA | NonRTO_Midwest | Internal | Winter | B20 | 935 | 100 | 0 | 82.8 | 84.18 | 9 | 0
2035 | TVA_2_SOCO | TVA | SOCO | Internal | Shoulder | B11 | 25 | 500 | 0 | 100.38 | 93.21 | 9 | 0
2035 | TVA_2_SOCO | TVA | SOCO | Internal | Shoulder | B12 | 200 | 500 | 0 | 95.96 | 93.21 | 9 | 0
2035 | TVA_2_SOCO | TVA | SOCO | Internal | Shoulder | B13 | 600 | 500 | 0 | 92.38 | 93.21 | 9 | 0
2035 | TVA_2_SOCO | TVA | SOCO | Internal | Shoulder | B14 | 900 | 500 | 0 | 85.73 | 90.01 | 9 | 0
2035 | TVA_2_SOCO | TVA | SOCO | Internal | Shoulder | B15 | 1203 | 500 | 0 | 80.02 | 80.68 | 9 | 0
2035 | TVA_2_SOCO | TVA | SOCO | Internal | Summer | B1 | 10 | 500 | 500 | 167.73 | 741.19 | 9 | 564.46
2035 | TVA_2_SOCO | TVA | SOCO | Internal | Summer | B2 | 25 | 500 | 500 | 163 | 741.19 | 9 | 569.18
2035 | TVA_2_SOCO | TVA | SOCO | Internal | Summer | B3 | 75 | 500 | 0 | 153.36 | 160.82 | 9 | 0
2035 | TVA_2_SOCO | TVA | SOCO | Internal | Summer | B4 | 100 | 500 | 0 | 148.67 | 145.66 | 9 | 0
2035 | TVA_2_SOCO | TVA | SOCO | Internal | Summer | B5 | 200 | 500 | 0 | 138.28 | 128.27 | 9 | 0
2035 | TVA_2_SOCO | TVA | SOCO | Internal | Summer | B6 | 300 | 500 | 0 | 105.81 | 95.8 | 9 | 0
2035 | TVA_2_SOCO | TVA | SOCO | Internal | Summer | B7 | 400 | 500 | 0 | 94.93 | 91.65 | 9 | 0
2035 | TVA_2_SOCO | TVA | SOCO | Internal | Summer | B8 | 500 | 500 | 0 | 93.03 | 91.65 | 9 | 0
2035 | TVA_2_SOCO | TVA | SOCO | Internal | Summer | B9 | 800 | 500 | 0 | 88.85 | 91.65 | 9 | 0
2035 | TVA_2_SOCO | TVA | SOCO | Internal | Summer | B10 | 1262 | 500 | 0 | 80.59 | 79.35 | 9 | 0
2035 | TVA_2_SOCO | TVA | SOCO | Internal | Winter | B16 | 25 | 500 | 0 | 99.9 | 98.89 | 9 | 0
2035 | TVA_2_SOCO | TVA | SOCO | Internal | Winter | B17 | 100 | 500 | 0 | 95.7 | 96.69 | 9 | 0
2035 | TVA_2_SOCO | TVA | SOCO | Internal | Winter | B18 | 400 | 500 | 0 | 96.04 | 96.69 | 9 | 0
2035 | TVA_2_SOCO | TVA | SOCO | Internal | Winter | B19 | 700 | 500 | 0 | 89.91 | 93.51 | 9 | 0
2035 | TVA_2_SOCO | TVA | SOCO | Internal | Winter | B20 | 935 | 500 | 0 | 82.8 | 83.64 | 9 | 0
2035 | TVA_2_VACAR | TVA | VACAR | Internal | Shoulder | B11 | 25 | 150 | 0 | 100.38 | 100.37 | 9 | 0
2035 | TVA_2_VACAR | TVA | VACAR | Internal | Shoulder | B12 | 200 | 150 | 0 | 95.96 | 95.34 | 9 | 0
2035 | TVA_2_VACAR | TVA | VACAR | Internal | Shoulder | B13 | 600 | 150 | 0 | 92.38 | 86.21 | 9 | 0
2035 | TVA_2_VACAR | TVA | VACAR | Internal | Shoulder | B14 | 900 | 150 | 0 | 85.73 | 83.01 | 9 | 0
2035 | TVA_2_VACAR | TVA | VACAR | Internal | Shoulder | B15 | 1203 | 150 | 0 | 80.02 | 82.5 | 9 | 0
2035 | TVA_2_VACAR | TVA | VACAR | Internal | Summer | B1 | 10 | 150 | 150 | 167.73 | 751.19 | 9 | 574.46
2035 | TVA_2_VACAR | TVA | VACAR | Internal | Summer | B2 | 25 | 150 | 150 | 163 | 751.19 | 9 | 579.18
2035 | TVA_2_VACAR | TVA | VACAR | Internal | Summer | B3 | 75 | 150 | 12.32 | 153.36 | 162.36 | 9 | 0
2035 | TVA_2_VACAR | TVA | VACAR | Internal | Summer | B4 | 100 | 150 | 0 | 148.67 | 146.78 | 9 | 0
2035 | TVA_2_VACAR | TVA | VACAR | Internal | Summer | B5 | 200 | 150 | 0 | 138.28 | 138.27 | 9 | 0
2035 | TVA_2_VACAR | TVA | VACAR | Internal | Summer | B6 | 300 | 150 | 0 | 105.81 | 105.8 | 9 | 0
2035 | TVA_2_VACAR | TVA | VACAR | Internal | Summer | B7 | 400 | 150 | 0 | 94.93 | 96.88 | 9 | 0
2035 | TVA_2_VACAR | TVA | VACAR | Internal | Summer | B8 | 500 | 150 | 0 | 93.03 | 92.85 | 9 | 0
2035 | TVA_2_VACAR | TVA | VACAR | Internal | Summer | B9 | 800 | 150 | 0 | 88.85 | 84.65 | 9 | 0
2035 | TVA_2_VACAR | TVA | VACAR | Internal | Summer | B10 | 1262 | 150 | 0 | 80.59 | 80.38 | 9 | 0
2035 | TVA_2_VACAR | TVA | VACAR | Internal | Winter | B16 | 25 | 150 | 0 | 99.9 | 108.89 | 9 | 0
2035 | TVA_2_VACAR | TVA | VACAR | Internal | Winter | B17 | 100 | 150 | 0 | 95.7 | 101.02 | 9 | 0
2035 | TVA_2_VACAR | TVA | VACAR | Internal | Winter | B18 | 400 | 150 | 0 | 96.04 | 93.07 | 9 | 0
2035 | TVA_2_VACAR | TVA | VACAR | Internal | Winter | B19 | 700 | 150 | 0 | 89.91 | 87.33 | 9 | 0
2035 | TVA_2_VACAR | TVA | VACAR | Internal | Winter | B20 | 935 | 150 | 0 | 82.8 | 87.33 | 9 | 0
2035 | TVA_Transmission_2_NonRTO_Midwest | TVA_Transmission | NonRTO_Midwest | Internal | Shoulder | B11 | 25 | 700 | 0 | 100.37 | 100.4 | 9 | 0
2035 | TVA_Transmission_2_NonRTO_Midwest | TVA_Transmission | NonRTO_Midwest | Internal | Shoulder | B12 | 200 | 700 | 0 | 95.95 | 95.96 | 9 | 0
2035 | TVA_Transmission_2_NonRTO_Midwest | TVA_Transmission | NonRTO_Midwest | Internal | Shoulder | B13 | 600 | 700 | 0 | 92.37 | 92.38 | 9 | 0
2035 | TVA_Transmission_2_NonRTO_Midwest | TVA_Transmission | NonRTO_Midwest | Internal | Shoulder | B14 | 900 | 700 | 0 | 85.72 | 86.56 | 9 | 0
2035 | TVA_Transmission_2_NonRTO_Midwest | TVA_Transmission | NonRTO_Midwest | Internal | Shoulder | B15 | 1203 | 700 | 0 | 80.01 | 80.27 | 9 | 0
2035 | TVA_Transmission_2_NonRTO_Midwest | TVA_Transmission | NonRTO_Midwest | Internal | Summer | B1 | 10 | 700 | 0 | 167.72 | 159.72 | 9 | 0
2035 | TVA_Transmission_2_NonRTO_Midwest | TVA_Transmission | NonRTO_Midwest | Internal | Summer | B2 | 25 | 700 | 0 | 162.99 | 154.99 | 9 | 0
2035 | TVA_Transmission_2_NonRTO_Midwest | TVA_Transmission | NonRTO_Midwest | Internal | Summer | B3 | 75 | 700 | 0 | 153.35 | 154.61 | 9 | 0
2035 | TVA_Transmission_2_NonRTO_Midwest | TVA_Transmission | NonRTO_Midwest | Internal | Summer | B4 | 100 | 700 | 0 | 148.66 | 148.67 | 9 | 0
2035 | TVA_Transmission_2_NonRTO_Midwest | TVA_Transmission | NonRTO_Midwest | Internal | Summer | B5 | 200 | 700 | 0 | 138.27 | 146.28 | 9 | 0
2035 | TVA_Transmission_2_NonRTO_Midwest | TVA_Transmission | NonRTO_Midwest | Internal | Summer | B6 | 300 | 700 | 0 | 105.8 | 110.17 | 9 | 0
2035 | TVA_Transmission_2_NonRTO_Midwest | TVA_Transmission | NonRTO_Midwest | Internal | Summer | B7 | 400 | 700 | 0 | 95.57 | 96.9 | 9 | 0
2035 | TVA_Transmission_2_NonRTO_Midwest | TVA_Transmission | NonRTO_Midwest | Internal | Summer | B8 | 500 | 700 | 0 | 93.02 | 93.05 | 9 | 0
2035 | TVA_Transmission_2_NonRTO_Midwest | TVA_Transmission | NonRTO_Midwest | Internal | Summer | B9 | 800 | 700 | 0 | 88.84 | 88.83 | 9 | 0
2035 | TVA_Transmission_2_NonRTO_Midwest | TVA_Transmission | NonRTO_Midwest | Internal | Summer | B10 | 1262 | 700 | 0 | 80.58 | 78.45 | 9 | 0
2035 | TVA_Transmission_2_NonRTO_Midwest | TVA_Transmission | NonRTO_Midwest | Internal | Winter | B16 | 25 | 700 | 0 | 99.89 | 99.45 | 9 | 0
2035 | TVA_Transmission_2_NonRTO_Midwest | TVA_Transmission | NonRTO_Midwest | Internal | Winter | B17 | 100 | 700 | 0 | 95.69 | 100.27 | 9 | 0
2035 | TVA_Transmission_2_NonRTO_Midwest | TVA_Transmission | NonRTO_Midwest | Internal | Winter | B18 | 400 | 700 | 0 | 96.03 | 96.54 | 9 | 0
2035 | TVA_Transmission_2_NonRTO_Midwest | TVA_Transmission | NonRTO_Midwest | Internal | Winter | B19 | 700 | 700 | 0 | 89.9 | 89.9 | 9 | 0
2035 | TVA_Transmission_2_NonRTO_Midwest | TVA_Transmission | NonRTO_Midwest | Internal | Winter | B20 | 935 | 700 | 0 | 82.79 | 84.18 | 9 | 0
2035 | TVA_Transmission_2_SOCO | TVA_Transmission | SOCO | Internal | Shoulder | B11 | 25 | 3200 | 0 | 100.37 | 93.21 | 9 | 0
2035 | TVA_Transmission_2_SOCO | TVA_Transmission | SOCO | Internal | Shoulder | B12 | 200 | 3200 | 0 | 95.95 | 93.21 | 9 | 0
2035 | TVA_Transmission_2_SOCO | TVA_Transmission | SOCO | Internal | Shoulder | B13 | 600 | 3200 | 0 | 92.37 | 93.21 | 9 | 0
2035 | TVA_Transmission_2_SOCO | TVA_Transmission | SOCO | Internal | Shoulder | B14 | 900 | 3200 | 0 | 85.72 | 90.01 | 9 | 0
2035 | TVA_Transmission_2_SOCO | TVA_Transmission | SOCO | Internal | Shoulder | B15 | 1203 | 3200 | 0 | 80.01 | 80.68 | 9 | 0
2035 | TVA_Transmission_2_SOCO | TVA_Transmission | SOCO | Internal | Summer | B1 | 10 | 3200 | 3200 | 167.72 | 741.19 | 9 | 564.47
2035 | TVA_Transmission_2_SOCO | TVA_Transmission | SOCO | Internal | Summer | B2 | 25 | 3200 | 3200 | 162.99 | 741.19 | 9 | 569.2
2035 | TVA_Transmission_2_SOCO | TVA_Transmission | SOCO | Internal | Summer | B3 | 75 | 3200 | 0 | 153.35 | 160.82 | 9 | 0
2035 | TVA_Transmission_2_SOCO | TVA_Transmission | SOCO | Internal | Summer | B4 | 100 | 3200 | 0 | 148.66 | 145.66 | 9 | 0
2035 | TVA_Transmission_2_SOCO | TVA_Transmission | SOCO | Internal | Summer | B5 | 200 | 3200 | 0 | 138.27 | 128.27 | 9 | 0
2035 | TVA_Transmission_2_SOCO | TVA_Transmission | SOCO | Internal | Summer | B6 | 300 | 3200 | 0 | 105.8 | 95.8 | 9 | 0
2035 | TVA_Transmission_2_SOCO | TVA_Transmission | SOCO | Internal | Summer | B7 | 400 | 3200 | 0 | 95.57 | 91.65 | 9 | 0
2035 | TVA_Transmission_2_SOCO | TVA_Transmission | SOCO | Internal | Summer | B8 | 500 | 3200 | 0 | 93.02 | 91.65 | 9 | 0
2035 | TVA_Transmission_2_SOCO | TVA_Transmission | SOCO | Internal | Summer | B9 | 800 | 3200 | 0 | 88.84 | 91.65 | 9 | 0
2035 | TVA_Transmission_2_SOCO | TVA_Transmission | SOCO | Internal | Summer | B10 | 1262 | 3200 | 0 | 80.58 | 79.35 | 9 | 0
2035 | TVA_Transmission_2_SOCO | TVA_Transmission | SOCO | Internal | Winter | B16 | 25 | 3200 | 0 | 99.89 | 98.89 | 9 | 0
2035 | TVA_Transmission_2_SOCO | TVA_Transmission | SOCO | Internal | Winter | B17 | 100 | 3200 | 0 | 95.69 | 96.69 | 9 | 0
2035 | TVA_Transmission_2_SOCO | TVA_Transmission | SOCO | Internal | Winter | B18 | 400 | 3200 | 0 | 96.03 | 96.69 | 9 | 0
2035 | TVA_Transmission_2_SOCO | TVA_Transmission | SOCO | Internal | Winter | B19 | 700 | 3200 | 0 | 89.9 | 93.51 | 9 | 0
2035 | TVA_Transmission_2_SOCO | TVA_Transmission | SOCO | Internal | Winter | B20 | 935 | 3200 | 0 | 82.79 | 83.64 | 9 | 0
2035 | TVA_Transmission_2_TVA | TVA_Transmission | TVA | Internal | Shoulder | B11 | 25 | 99999 | 869.17 | 100.37 | 100.38 | 0.01 | 0
2035 | TVA_Transmission_2_TVA | TVA_Transmission | TVA | Internal | Shoulder | B12 | 200 | 99999 | 1173.56 | 95.95 | 95.96 | 0.01 | 0
2035 | TVA_Transmission_2_TVA | TVA_Transmission | TVA | Internal | Shoulder | B13 | 600 | 99999 | 1816.22 | 92.37 | 92.38 | 0.01 | 0
2035 | TVA_Transmission_2_TVA | TVA_Transmission | TVA | Internal | Shoulder | B14 | 900 | 99999 | 3855.31 | 85.72 | 85.73 | 0.01 | 0
2035 | TVA_Transmission_2_TVA | TVA_Transmission | TVA | Internal | Shoulder | B15 | 1203 | 99999 | 3550.94 | 80.01 | 80.02 | 0.01 | 0
2035 | TVA_Transmission_2_TVA | TVA_Transmission | TVA | Internal | Summer | B1 | 10 | 99999 | 6339.48 | 167.72 | 167.73 | 0.01 | 0
2035 | TVA_Transmission_2_TVA | TVA_Transmission | TVA | Internal | Summer | B2 | 25 | 99999 | 5624.03 | 162.99 | 163 | 0.01 | 0
2035 | TVA_Transmission_2_TVA | TVA_Transmission | TVA | Internal | Summer | B3 | 75 | 99999 | 3582.38 | 153.35 | 153.36 | 0.01 | 0
2035 | TVA_Transmission_2_TVA | TVA_Transmission | TVA | Internal | Summer | B4 | 100 | 99999 | 2921.34 | 148.66 | 148.67 | 0.01 | 0
2035 | TVA_Transmission_2_TVA | TVA_Transmission | TVA | Internal | Summer | B5 | 200 | 99999 | 1434.27 | 138.27 | 138.28 | 0.01 | 0
2035 | TVA_Transmission_2_TVA | TVA_Transmission | TVA | Internal | Summer | B6 | 300 | 99999 | 1073.28 | 105.8 | 105.81 | 0.01 | 0
2035 | TVA_Transmission_2_TVA | TVA_Transmission | TVA | Internal | Summer | B7 | 400 | 99999 | 0 | 95.57 | 94.93 | 0.01 | 0
2035 | TVA_Transmission_2_TVA | TVA_Transmission | TVA | Internal | Summer | B8 | 500 | 99999 | 1213.1 | 93.02 | 93.03 | 0.01 | 0
2035 | TVA_Transmission_2_TVA | TVA_Transmission | TVA | Internal | Summer | B9 | 800 | 99999 | 3320.7 | 88.84 | 88.85 | 0.01 | 0
2035 | TVA_Transmission_2_TVA | TVA_Transmission | TVA | Internal | Summer | B10 | 1262 | 99999 | 1287.79 | 80.58 | 80.59 | 0.01 | 0
2035 | TVA_Transmission_2_TVA | TVA_Transmission | TVA | Internal | Winter | B16 | 25 | 99999 | 3944.6 | 99.89 | 99.9 | 0.01 | 0
2035 | TVA_Transmission_2_TVA | TVA_Transmission | TVA | Internal | Winter | B17 | 100 | 99999 | 3983.65 | 95.69 | 95.7 | 0.01 | 0
2035 | TVA_Transmission_2_TVA | TVA_Transmission | TVA | Internal | Winter | B18 | 400 | 99999 | 415.68 | 96.03 | 96.04 | 0.01 | 0
2035 | TVA_Transmission_2_TVA | TVA_Transmission | TVA | Internal | Winter | B19 | 700 | 99999 | 2687.53 | 89.9 | 89.91 | 0.01 | 0
2035 | TVA_Transmission_2_TVA | TVA_Transmission | TVA | Internal | Winter | B20 | 935 | 99999 | 4000 | 82.79 | 82.8 | 0.01 | 0
2035 | TVA_Transmission_2_VACAR | TVA_Transmission | VACAR | Internal | Shoulder | B11 | 25 | 900 | 0 | 100.37 | 100.37 | 9 | 0
2035 | TVA_Transmission_2_VACAR | TVA_Transmission | VACAR | Internal | Shoulder | B12 | 200 | 900 | 0 | 95.95 | 95.34 | 9 | 0
2035 | TVA_Transmission_2_VACAR | TVA_Transmission | VACAR | Internal | Shoulder | B13 | 600 | 900 | 0 | 92.37 | 86.21 | 9 | 0
2035 | TVA_Transmission_2_VACAR | TVA_Transmission | VACAR | Internal | Shoulder | B14 | 900 | 900 | 0 | 85.72 | 83.01 | 9 | 0
2035 | TVA_Transmission_2_VACAR | TVA_Transmission | VACAR | Internal | Shoulder | B15 | 1203 | 900 | 0 | 80.01 | 82.5 | 9 | 0
2035 | TVA_Transmission_2_VACAR | TVA_Transmission | VACAR | Internal | Summer | B1 | 10 | 900 | 900 | 167.72 | 751.19 | 9 | 574.47
2035 | TVA_Transmission_2_VACAR | TVA_Transmission | VACAR | Internal | Summer | B2 | 25 | 900 | 900 | 162.99 | 751.19 | 9 | 579.2
2035 | TVA_Transmission_2_VACAR | TVA_Transmission | VACAR | Internal | Summer | B3 | 75 | 900 | 900 | 153.35 | 162.36 | 9 | 0.01
2035 | TVA_Transmission_2_VACAR | TVA_Transmission | VACAR | Internal | Summer | B4 | 100 | 900 | 0 | 148.66 | 146.78 | 9 | 0
2035 | TVA_Transmission_2_VACAR | TVA_Transmission | VACAR | Internal | Summer | B5 | 200 | 900 | 0 | 138.27 | 138.27 | 9 | 0
2035 | TVA_Transmission_2_VACAR | TVA_Transmission | VACAR | Internal | Summer | B6 | 300 | 900 | 0 | 105.8 | 105.8 | 9 | 0
2035 | TVA_Transmission_2_VACAR | TVA_Transmission | VACAR | Internal | Summer | B7 | 400 | 900 | 0 | 95.57 | 96.88 | 9 | 0
2035 | TVA_Transmission_2_VACAR | TVA_Transmission | VACAR | Internal | Summer | B8 | 500 | 900 | 0 | 93.02 | 92.85 | 9 | 0
2035 | TVA_Transmission_2_VACAR | TVA_Transmission | VACAR | Internal | Summer | B9 | 800 | 900 | 0 | 88.84 | 84.65 | 9 | 0
2035 | TVA_Transmission_2_VACAR | TVA_Transmission | VACAR | Internal | Summer | B10 | 1262 | 900 | 0 | 80.58 | 80.38 | 9 | 0
2035 | TVA_Transmission_2_VACAR | TVA_Transmission | VACAR | Internal | Winter | B16 | 25 | 900 | 413.75 | 99.89 | 108.89 | 9 | 0
2035 | TVA_Transmission_2_VACAR | TVA_Transmission | VACAR | Internal | Winter | B17 | 100 | 900 | 0 | 95.69 | 101.02 | 9 | 0
2035 | TVA_Transmission_2_VACAR | TVA_Transmission | VACAR | Internal | Winter | B18 | 400 | 900 | 0 | 96.03 | 93.07 | 9 | 0
2035 | TVA_Transmission_2_VACAR | TVA_Transmission | VACAR | Internal | Winter | B19 | 700 | 900 | 0 | 89.9 | 87.33 | 9 | 0
2035 | TVA_Transmission_2_VACAR | TVA_Transmission | VACAR | Internal | Winter | B20 | 935 | 900 | 0 | 82.79 | 87.33 | 9 | 0
2035 | VACAR_2_PJM_ROR | VACAR | PJM_ROR | Internal | Shoulder | B11 | 25 | 2000 | 0 | 100.37 | 94.37 | 7 | 0
2035 | VACAR_2_PJM_ROR | VACAR | PJM_ROR | Internal | Shoulder | B12 | 200 | 2000 | 0 | 95.34 | 89.95 | 7 | 0
2035 | VACAR_2_PJM_ROR | VACAR | PJM_ROR | Internal | Shoulder | B13 | 600 | 2000 | 0 | 86.21 | 86.37 | 7 | 0
2035 | VACAR_2_PJM_ROR | VACAR | PJM_ROR | Internal | Shoulder | B14 | 900 | 2000 | 0 | 83.01 | 80.57 | 7 | 0
2035 | VACAR_2_PJM_ROR | VACAR | PJM_ROR | Internal | Shoulder | B15 | 1203 | 2000 | 0 | 82.5 | 76.21 | 7 | 0
2035 | VACAR_2_PJM_ROR | VACAR | PJM_ROR | Internal | Summer | B1 | 10 | 2000 | 0 | 751.19 | 153.72 | 7 | 0
2035 | VACAR_2_PJM_ROR | VACAR | PJM_ROR | Internal | Summer | B2 | 25 | 2000 | 0 | 751.19 | 148.88 | 7 | 0
2035 | VACAR_2_PJM_ROR | VACAR | PJM_ROR | Internal | Summer | B3 | 75 | 2000 | 0 | 162.36 | 147.33 | 7 | 0
2035 | VACAR_2_PJM_ROR | VACAR | PJM_ROR | Internal | Summer | B4 | 100 | 2000 | 0 | 146.78 | 140.78 | 7 | 0
2035 | VACAR_2_PJM_ROR | VACAR | PJM_ROR | Internal | Summer | B5 | 200 | 2000 | 0 | 138.27 | 140.26 | 7 | 0
2035 | VACAR_2_PJM_ROR | VACAR | PJM_ROR | Internal | Summer | B6 | 300 | 2000 | 0 | 105.8 | 104.14 | 7 | 0
2035 | VACAR_2_PJM_ROR | VACAR | PJM_ROR | Internal | Summer | B7 | 400 | 2000 | 0 | 96.88 | 90.88 | 7 | 0
2035 | VACAR_2_PJM_ROR | VACAR | PJM_ROR | Internal | Summer | B8 | 500 | 2000 | 0 | 92.85 | 87.02 | 7 | 0
2035 | VACAR_2_PJM_ROR | VACAR | PJM_ROR | Internal | Summer | B9 | 800 | 2000 | 0 | 84.65 | 82.83 | 7 | 0
2035 | VACAR_2_PJM_ROR | VACAR | PJM_ROR | Internal | Summer | B10 | 1262 | 2000 | 0 | 80.38 | 74.58 | 7 | 0
2035 | VACAR_2_PJM_ROR | VACAR | PJM_ROR | Internal | Winter | B16 | 25 | 2000 | 0 | 108.89 | 98.23 | 7 | 0
2035 | VACAR_2_PJM_ROR | VACAR | PJM_ROR | Internal | Winter | B17 | 100 | 2000 | 0 | 101.02 | 94.66 | 7 | 0
2035 | VACAR_2_PJM_ROR | VACAR | PJM_ROR | Internal | Winter | B18 | 400 | 2000 | 0 | 93.07 | 91.87 | 7 | 0
2035 | VACAR_2_PJM_ROR | VACAR | PJM_ROR | Internal | Winter | B19 | 700 | 2000 | 0 | 87.33 | 83.9 | 7 | 0
2035 | VACAR_2_PJM_ROR | VACAR | PJM_ROR | Internal | Winter | B20 | 935 | 2000 | 0 | 87.33 | 79.72 | 7 | 0
2035 | VACAR_2_SOCO | VACAR | SOCO | Internal | Shoulder | B11 | 25 | 3000 | 0 | 100.37 | 93.21 | 7 | 0
2035 | VACAR_2_SOCO | VACAR | SOCO | Internal | Shoulder | B12 | 200 | 3000 | 0 | 95.34 | 93.21 | 7 | 0
2035 | VACAR_2_SOCO | VACAR | SOCO | Internal | Shoulder | B13 | 600 | 3000 | 333.39 | 86.21 | 93.21 | 7 | 0
2035 | VACAR_2_SOCO | VACAR | SOCO | Internal | Shoulder | B14 | 900 | 3000 | 917.02 | 83.01 | 90.01 | 7 | 0
2035 | VACAR_2_SOCO | VACAR | SOCO | Internal | Shoulder | B15 | 1203 | 3000 | 0 | 82.5 | 80.68 | 7 | 0
2035 | VACAR_2_SOCO | VACAR | SOCO | Internal | Summer | B1 | 10 | 3000 | 0 | 751.19 | 741.19 | 7 | 0
2035 | VACAR_2_SOCO | VACAR | SOCO | Internal | Summer | B2 | 25 | 3000 | 0 | 751.19 | 741.19 | 7 | 0
2035 | VACAR_2_SOCO | VACAR | SOCO | Internal | Summer | B3 | 75 | 3000 | 0 | 162.36 | 160.82 | 7 | 0
2035 | VACAR_2_SOCO | VACAR | SOCO | Internal | Summer | B4 | 100 | 3000 | 0 | 146.78 | 145.66 | 7 | 0
2035 | VACAR_2_SOCO | VACAR | SOCO | Internal | Summer | B5 | 200 | 3000 | 0 | 138.27 | 128.27 | 7 | 0
2035 | VACAR_2_SOCO | VACAR | SOCO | Internal | Summer | B6 | 300 | 3000 | 0 | 105.8 | 95.8 | 7 | 0
2035 | VACAR_2_SOCO | VACAR | SOCO | Internal | Summer | B7 | 400 | 3000 | 0 | 96.88 | 91.65 | 7 | 0
2035 | VACAR_2_SOCO | VACAR | SOCO | Internal | Summer | B8 | 500 | 3000 | 0 | 92.85 | 91.65 | 7 | 0
2035 | VACAR_2_SOCO | VACAR | SOCO | Internal | Summer | B9 | 800 | 3000 | 2952.68 | 84.65 | 91.65 | 7 | 0
2035 | VACAR_2_SOCO | VACAR | SOCO | Internal | Summer | B10 | 1262 | 3000 | 0 | 80.38 | 79.35 | 7 | 0
2035 | VACAR_2_SOCO | VACAR | SOCO | Internal | Winter | B16 | 25 | 3000 | 0 | 108.89 | 98.89 | 7 | 0
2035 | VACAR_2_SOCO | VACAR | SOCO | Internal | Winter | B17 | 100 | 3000 | 0 | 101.02 | 96.69 | 7 | 0
2035 | VACAR_2_SOCO | VACAR | SOCO | Internal | Winter | B18 | 400 | 3000 | 0 | 93.07 | 96.69 | 7 | 0
2035 | VACAR_2_SOCO | VACAR | SOCO | Internal | Winter | B19 | 700 | 3000 | 0 | 87.33 | 93.51 | 7 | 0
2035 | VACAR_2_SOCO | VACAR | SOCO | Internal | Winter | B20 | 935 | 3000 | 0 | 87.33 | 83.64 | 7 | 0
2035 | VACAR_2_TVA_Transmission | VACAR | TVA_Transmission | Internal | Shoulder | B11 | 25 | 900 | 0 | 100.37 | 100.37 | 7 | 0
2035 | VACAR_2_TVA_Transmission | VACAR | TVA_Transmission | Internal | Shoulder | B12 | 200 | 900 | 0 | 95.34 | 95.95 | 7 | 0
2035 | VACAR_2_TVA_Transmission | VACAR | TVA_Transmission | Internal | Shoulder | B13 | 600 | 900 | 0 | 86.21 | 92.37 | 7 | 0
2035 | VACAR_2_TVA_Transmission | VACAR | TVA_Transmission | Internal | Shoulder | B14 | 900 | 900 | 0 | 83.01 | 85.72 | 7 | 0
2035 | VACAR_2_TVA_Transmission | VACAR | TVA_Transmission | Internal | Shoulder | B15 | 1203 | 900 | 0 | 82.5 | 80.01 | 7 | 0
2035 | VACAR_2_TVA_Transmission | VACAR | TVA_Transmission | Internal | Summer | B1 | 10 | 900 | 0 | 751.19 | 167.72 | 7 | 0
2035 | VACAR_2_TVA_Transmission | VACAR | TVA_Transmission | Internal | Summer | B2 | 25 | 900 | 0 | 751.19 | 162.99 | 7 | 0
2035 | VACAR_2_TVA_Transmission | VACAR | TVA_Transmission | Internal | Summer | B3 | 75 | 900 | 0 | 162.36 | 153.35 | 7 | 0
2035 | VACAR_2_TVA_Transmission | VACAR | TVA_Transmission | Internal | Summer | B4 | 100 | 900 | 0 | 146.78 | 148.66 | 7 | 0
2035 | VACAR_2_TVA_Transmission | VACAR | TVA_Transmission | Internal | Summer | B5 | 200 | 900 | 0 | 138.27 | 138.27 | 7 | 0
2035 | VACAR_2_TVA_Transmission | VACAR | TVA_Transmission | Internal | Summer | B6 | 300 | 900 | 0 | 105.8 | 105.8 | 7 | 0
2035 | VACAR_2_TVA_Transmission | VACAR | TVA_Transmission | Internal | Summer | B7 | 400 | 900 | 0 | 96.88 | 95.57 | 7 | 0
2035 | VACAR_2_TVA_Transmission | VACAR | TVA_Transmission | Internal | Summer | B8 | 500 | 900 | 0 | 92.85 | 93.02 | 7 | 0
2035 | VACAR_2_TVA_Transmission | VACAR | TVA_Transmission | Internal | Summer | B9 | 800 | 900 | 0 | 84.65 | 88.84 | 7 | 0
2035 | VACAR_2_TVA_Transmission | VACAR | TVA_Transmission | Internal | Summer | B10 | 1262 | 900 | 0 | 80.38 | 80.58 | 7 | 0
2035 | VACAR_2_TVA_Transmission | VACAR | TVA_Transmission | Internal | Winter | B16 | 25 | 900 | 0 | 108.89 | 99.89 | 7 | 0
2035 | VACAR_2_TVA_Transmission | VACAR | TVA_Transmission | Internal | Winter | B17 | 100 | 900 | 0 | 101.02 | 95.69 | 7 | 0
2035 | VACAR_2_TVA_Transmission | VACAR | TVA_Transmission | Internal | Winter | B18 | 400 | 900 | 0 | 93.07 | 96.03 | 7 | 0
2035 | VACAR_2_TVA_Transmission | VACAR | TVA_Transmission | Internal | Winter | B19 | 700 | 900 | 0 | 87.33 | 89.9 | 7 | 0
2035 | VACAR_2_TVA_Transmission | VACAR | TVA_Transmission | Internal | Winter | B20 | 935 | 900 | 0 | 87.33 | 82.79 | 7 | 0
2040 | ENT_2_MISO_MO-IL | ENT | MISO_MO-IL | Internal | Shoulder | B11 | 25 | 2260 | 0 | 99.05 | 94.48 | 8 | 0
2040 | ENT_2_MISO_MO-IL | ENT | MISO_MO-IL | Internal | Shoulder | B12 | 200 | 2260 | 0 | 94.72 | 89.7 | 8 | 0
2040 | ENT_2_MISO_MO-IL | ENT | MISO_MO-IL | Internal | Shoulder | B13 | 600 | 2260 | 0 | 82.68 | 82.67 | 8 | 0
2040 | ENT_2_MISO_MO-IL | ENT | MISO_MO-IL | Internal | Shoulder | B14 | 900 | 2260 | 0 | 82.21 | 78.17 | 8 | 0
2040 | ENT_2_MISO_MO-IL | ENT | MISO_MO-IL | Internal | Shoulder | B15 | 1203 | 2260 | 0 | 76.3 | 75.37 | 8 | 0
2040 | ENT_2_MISO_MO-IL | ENT | MISO_MO-IL | Internal | Summer | B1 | 10 | 2260 | 2260 | 156.66 | 187.84 | 8 | 23.19
2040 | ENT_2_MISO_MO-IL | ENT | MISO_MO-IL | Internal | Summer | B2 | 25 | 2260 | 0 | 156.02 | 156.02 | 8 | 0
2040 | ENT_2_MISO_MO-IL | ENT | MISO_MO-IL | Internal | Summer | B3 | 75 | 2260 | 0 | 159.21 | 151.59 | 8 | 0
2040 | ENT_2_MISO_MO-IL | ENT | MISO_MO-IL | Internal | Summer | B4 | 100 | 2260 | 0 | 151.46 | 144.47 | 8 | 0
2040 | ENT_2_MISO_MO-IL | ENT | MISO_MO-IL | Internal | Summer | B5 | 200 | 2260 | 0 | 138.26 | 138.26 | 8 | 0
2040 | ENT_2_MISO_MO-IL | ENT | MISO_MO-IL | Internal | Summer | B6 | 300 | 2260 | 0 | 105.64 | 105.64 | 8 | 0
2040 | ENT_2_MISO_MO-IL | ENT | MISO_MO-IL | Internal | Summer | B7 | 400 | 2260 | 0 | 97.98 | 92.3 | 8 | 0
2040 | ENT_2_MISO_MO-IL | ENT | MISO_MO-IL | Internal | Summer | B8 | 500 | 2260 | 0 | 96.31 | 88.31 | 8 | 0
2040 | ENT_2_MISO_MO-IL | ENT | MISO_MO-IL | Internal | Summer | B9 | 800 | 2260 | 0 | 93.06 | 81.55 | 8 | 0
2040 | ENT_2_MISO_MO-IL | ENT | MISO_MO-IL | Internal | Summer | B10 | 1262 | 2260 | 0 | 80.49 | 77.98 | 8 | 0
2040 | ENT_2_MISO_MO-IL | ENT | MISO_MO-IL | Internal | Winter | B16 | 25 | 2260 | 0 | 93.28 | 85.28 | 8 | 0
2040 | ENT_2_MISO_MO-IL | ENT | MISO_MO-IL | Internal | Winter | B17 | 100 | 2260 | 0 | 93.28 | 85.28 | 8 | 0
2040 | ENT_2_MISO_MO-IL | ENT | MISO_MO-IL | Internal | Winter | B18 | 400 | 2260 | 0 | 86.06 | 86.05 | 8 | 0
2040 | ENT_2_MISO_MO-IL | ENT | MISO_MO-IL | Internal | Winter | B19 | 700 | 2260 | 0 | 85.75 | 84.54 | 8 | 0
2040 | ENT_2_MISO_MO-IL | ENT | MISO_MO-IL | Internal | Winter | B20 | 935 | 2260 | 0 | 79.55 | 71.55 | 8 | 0
2040 | ENT_2_SOCO | ENT | SOCO | Internal | Shoulder | B11 | 25 | 2000 | 0 | 99.05 | 97.46 | 8 | 0
2040 | ENT_2_SOCO | ENT | SOCO | Internal | Shoulder | B12 | 200 | 2000 | 0 | 94.72 | 97.46 | 8 | 0
2040 | ENT_2_SOCO | ENT | SOCO | Internal | Shoulder | B13 | 600 | 2000 | 0 | 82.68 | 86.99 | 8 | 0
2040 | ENT_2_SOCO | ENT | SOCO | Internal | Shoulder | B14 | 900 | 2000 | 0 | 82.21 | 86.99 | 8 | 0
2040 | ENT_2_SOCO | ENT | SOCO | Internal | Shoulder | B15 | 1203 | 2000 | 1070.79 | 76.3 | 84.3 | 8 | 0
2040 | ENT_2_SOCO | ENT | SOCO | Internal | Summer | B1 | 10 | 2000 | 2000 | 156.66 | 741.19 | 8 | 576.53
2040 | ENT_2_SOCO | ENT | SOCO | Internal | Summer | B2 | 25 | 2000 | 2000 | 156.02 | 669.93 | 8 | 505.9
2040 | ENT_2_SOCO | ENT | SOCO | Internal | Summer | B3 | 75 | 2000 | 2000 | 159.21 | 168.59 | 8 | 1.38
2040 | ENT_2_SOCO | ENT | SOCO | Internal | Summer | B4 | 100 | 2000 | 290.18 | 151.46 | 159.46 | 8 | 0
2040 | ENT_2_SOCO | ENT | SOCO | Internal | Summer | B5 | 200 | 2000 | 0 | 138.26 | 130.25 | 8 | 0
2040 | ENT_2_SOCO | ENT | SOCO | Internal | Summer | B6 | 300 | 2000 | 0 | 105.64 | 95.83 | 8 | 0
2040 | ENT_2_SOCO | ENT | SOCO | Internal | Summer | B7 | 400 | 2000 | 0 | 97.98 | 95.83 | 8 | 0
2040 | ENT_2_SOCO | ENT | SOCO | Internal | Summer | B8 | 500 | 2000 | 0 | 96.31 | 95.83 | 8 | 0
2040 | ENT_2_SOCO | ENT | SOCO | Internal | Summer | B9 | 800 | 2000 | 0 | 93.06 | 86.23 | 8 | 0
2040 | ENT_2_SOCO | ENT | SOCO | Internal | Summer | B10 | 1262 | 2000 | 0 | 80.49 | 82.92 | 8 | 0
2040 | ENT_2_SOCO | ENT | SOCO | Internal | Winter | B16 | 25 | 2000 | 36.83 | 93.28 | 101.28 | 8 | 0
2040 | ENT_2_SOCO | ENT | SOCO | Internal | Winter | B17 | 100 | 2000 | 875.89 | 93.28 | 101.28 | 8 | 0
2040 | ENT_2_SOCO | ENT | SOCO | Internal | Winter | B18 | 400 | 2000 | 0 | 86.06 | 87.55 | 8 | 0
2040 | ENT_2_SOCO | ENT | SOCO | Internal | Winter | B19 | 700 | 2000 | 0 | 85.75 | 87.55 | 8 | 0
2040 | ENT_2_SOCO | ENT | SOCO | Internal | Winter | B20 | 935 | 2000 | 1296.71 | 79.55 | 87.55 | 8 | 0
2040 | ENT_2_TVA_Transmission | ENT | TVA_Transmission | Internal | Shoulder | B11 | 25 | 2100 | 0 | 99.05 | 102.48 | 8 | 0
2040 | ENT_2_TVA_Transmission | ENT | TVA_Transmission | Internal | Shoulder | B12 | 200 | 2100 | 0 | 94.72 | 97.7 | 8 | 0
2040 | ENT_2_TVA_Transmission | ENT | TVA_Transmission | Internal | Shoulder | B13 | 600 | 2100 | 0 | 82.68 | 87.58 | 8 | 0
2040 | ENT_2_TVA_Transmission | ENT | TVA_Transmission | Internal | Shoulder | B14 | 900 | 2100 | 0 | 82.21 | 86.17 | 8 | 0
2040 | ENT_2_TVA_Transmission | ENT | TVA_Transmission | Internal | Shoulder | B15 | 1203 | 2100 | 0 | 76.3 | 83.37 | 8 | 0
2040 | ENT_2_TVA_Transmission | ENT | TVA_Transmission | Internal | Summer | B1 | 10 | 2100 | 2100 | 156.66 | 203.86 | 8 | 39.2
2040 | ENT_2_TVA_Transmission | ENT | TVA_Transmission | Internal | Summer | B2 | 25 | 2100 | 2100 | 156.02 | 172.04 | 8 | 8.01
2040 | ENT_2_TVA_Transmission | ENT | TVA_Transmission | Internal | Summer | B3 | 75 | 2100 | 0 | 159.21 | 159.59 | 8 | 0
2040 | ENT_2_TVA_Transmission | ENT | TVA_Transmission | Internal | Summer | B4 | 100 | 2100 | 0 | 151.46 | 152.47 | 8 | 0
2040 | ENT_2_TVA_Transmission | ENT | TVA_Transmission | Internal | Summer | B5 | 200 | 2100 | 0 | 138.26 | 140.25 | 8 | 0
2040 | ENT_2_TVA_Transmission | ENT | TVA_Transmission | Internal | Summer | B6 | 300 | 2100 | 0 | 105.64 | 105.83 | 8 | 0
2040 | ENT_2_TVA_Transmission | ENT | TVA_Transmission | Internal | Summer | B7 | 400 | 2100 | 0 | 97.98 | 97.02 | 8 | 0
2040 | ENT_2_TVA_Transmission | ENT | TVA_Transmission | Internal | Summer | B8 | 500 | 2100 | 0 | 96.31 | 94.81 | 8 | 0
2040 | ENT_2_TVA_Transmission | ENT | TVA_Transmission | Internal | Summer | B9 | 800 | 2100 | 0 | 93.06 | 89.53 | 8 | 0
2040 | ENT_2_TVA_Transmission | ENT | TVA_Transmission | Internal | Summer | B10 | 1262 | 2100 | 0 | 80.49 | 82.73 | 8 | 0
2040 | ENT_2_TVA_Transmission | ENT | TVA_Transmission | Internal | Winter | B16 | 25 | 2100 | 0 | 93.28 | 99.88 | 8 | 0
2040 | ENT_2_TVA_Transmission | ENT | TVA_Transmission | Internal | Winter | B17 | 100 | 2100 | 0 | 93.28 | 93.28 | 8 | 0
2040 | ENT_2_TVA_Transmission | ENT | TVA_Transmission | Internal | Winter | B18 | 400 | 2100 | 0 | 86.06 | 91.65 | 8 | 0
2040 | ENT_2_TVA_Transmission | ENT | TVA_Transmission | Internal | Winter | B19 | 700 | 2100 | 0 | 85.75 | 91.13 | 8 | 0
2040 | ENT_2_TVA_Transmission | ENT | TVA_Transmission | Internal | Winter | B20 | 935 | 2100 | 0 | 79.55 | 86.36 | 8 | 0
2040 | FRCC_2_SOCO | FRCC | SOCO | Internal | Shoulder | B11 | 25 | 900 | 0 | 102.45 | 97.46 | 8 | 0
2040 | FRCC_2_SOCO | FRCC | SOCO | Internal | Shoulder | B12 | 200 | 900 | 0 | 102.45 | 97.46 | 8 | 0
2040 | FRCC_2_SOCO | FRCC | SOCO | Internal | Shoulder | B13 | 600 | 900 | 0 | 88.54 | 86.99 | 8 | 0
2040 | FRCC_2_SOCO | FRCC | SOCO | Internal | Shoulder | B14 | 900 | 900 | 0 | 88.54 | 86.99 | 8 | 0
2040 | FRCC_2_SOCO | FRCC | SOCO | Internal | Shoulder | B15 | 1203 | 900 | 0 | 88.54 | 84.3 | 8 | 0
2040 | FRCC_2_SOCO | FRCC | SOCO | Internal | Summer | B1 | 10 | 900 | 0 | 751.19 | 741.19 | 8 | 0
2040 | FRCC_2_SOCO | FRCC | SOCO | Internal | Summer | B2 | 25 | 900 | 0 | 679.93 | 669.93 | 8 | 0
2040 | FRCC_2_SOCO | FRCC | SOCO | Internal | Summer | B3 | 75 | 900 | 0 | 178.59 | 168.59 | 8 | 0
2040 | FRCC_2_SOCO | FRCC | SOCO | Internal | Summer | B4 | 100 | 900 | 0 | 169.46 | 159.46 | 8 | 0
2040 | FRCC_2_SOCO | FRCC | SOCO | Internal | Summer | B5 | 200 | 900 | 393.2 | 122.25 | 130.25 | 8 | 0
2040 | FRCC_2_SOCO | FRCC | SOCO | Internal | Summer | B6 | 300 | 900 | 0 | 101.2 | 95.83 | 8 | 0
2040 | FRCC_2_SOCO | FRCC | SOCO | Internal | Summer | B7 | 400 | 900 | 0 | 101.2 | 95.83 | 8 | 0
2040 | FRCC_2_SOCO | FRCC | SOCO | Internal | Summer | B8 | 500 | 900 | 0 | 101.2 | 95.83 | 8 | 0
2040 | FRCC_2_SOCO | FRCC | SOCO | Internal | Summer | B9 | 800 | 900 | 0 | 87.48 | 86.23 | 8 | 0
2040 | FRCC_2_SOCO | FRCC | SOCO | Internal | Summer | B10 | 1262 | 900 | 0 | 75.86 | 82.92 | 8 | 0
2040 | FRCC_2_SOCO | FRCC | SOCO | Internal | Winter | B16 | 25 | 900 | 0 | 105.61 | 101.28 | 8 | 0
2040 | FRCC_2_SOCO | FRCC | SOCO | Internal | Winter | B17 | 100 | 900 | 0 | 105.61 | 101.28 | 8 | 0
2040 | FRCC_2_SOCO | FRCC | SOCO | Internal | Winter | B18 | 400 | 900 | 0 | 91.23 | 87.55 | 8 | 0
2040 | FRCC_2_SOCO | FRCC | SOCO | Internal | Winter | B19 | 700 | 900 | 0 | 91.23 | 87.55 | 8 | 0
2040 | FRCC_2_SOCO | FRCC | SOCO | Internal | Winter | B20 | 935 | 900 | 0 | 85.56 | 87.55 | 8 | 0
2040 | HQ_NEISO_2_NEISO | HQ_NEISO | NEISO | Internal | Shoulder | B11 | 25 | 99999 | 3633.08 | 76.46 | 76.47 | 0.01 | 0
2040 | HQ_NEISO_2_NEISO | HQ_NEISO | NEISO | Internal | Shoulder | B12 | 200 | 99999 | 3625.93 | 76.46 | 76.47 | 0.01 | 0
2040 | HQ_NEISO_2_NEISO | HQ_NEISO | NEISO | Internal | Shoulder | B13 | 600 | 99999 | 3597.78 | 76.46 | 76.47 | 0.01 | 0
2040 | HQ_NEISO_2_NEISO | HQ_NEISO | NEISO | Internal | Shoulder | B14 | 900 | 99999 | 3548.53 | 76.46 | 76.47 | 0.01 | 0
2040 | HQ_NEISO_2_NEISO | HQ_NEISO | NEISO | Internal | Shoulder | B15 | 1203 | 99999 | 1636.15 | 76.46 | 76.47 | 0.01 | 0
2040 | HQ_NEISO_2_NEISO | HQ_NEISO | NEISO | Internal | Summer | B1 | 10 | 99999 | 4031.99 | 554.32 | 554.33 | 0.01 | 0
2040 | HQ_NEISO_2_NEISO | HQ_NEISO | NEISO | Internal | Summer | B2 | 25 | 99999 | 3984.73 | 525.23 | 525.24 | 0.01 | 0
2040 | HQ_NEISO_2_NEISO | HQ_NEISO | NEISO | Internal | Summer | B3 | 75 | 99999 | 3890.52 | 142.56 | 142.58 | 0.01 | 0
2040 | HQ_NEISO_2_NEISO | HQ_NEISO | NEISO | Internal | Summer | B4 | 100 | 99999 | 3809.54 | 104.98 | 104.99 | 0.01 | 0
2040 | HQ_NEISO_2_NEISO | HQ_NEISO | NEISO | Internal | Summer | B5 | 200 | 99999 | 3765.5 | 104.01 | 104.02 | 0.01 | 0
2040 | HQ_NEISO_2_NEISO | HQ_NEISO | NEISO | Internal | Summer | B6 | 300 | 99999 | 3715.73 | 78.42 | 78.43 | 0.01 | 0
2040 | HQ_NEISO_2_NEISO | HQ_NEISO | NEISO | Internal | Summer | B7 | 400 | 99999 | 3658.8 | 78.42 | 78.43 | 0.01 | 0
2040 | HQ_NEISO_2_NEISO | HQ_NEISO | NEISO | Internal | Summer | B8 | 500 | 99999 | 3614.05 | 78.42 | 78.43 | 0.01 | 0
2040 | HQ_NEISO_2_NEISO | HQ_NEISO | NEISO | Internal | Summer | B9 | 800 | 99999 | 3559.23 | 76.22 | 76.24 | 0.01 | 0
2040 | HQ_NEISO_2_NEISO | HQ_NEISO | NEISO | Internal | Summer | B10 | 1262 | 99999 | 1305.03 | 76.22 | 76.24 | 0.01 | 0
2040 | HQ_NEISO_2_NEISO | HQ_NEISO | NEISO | Internal | Winter | B16 | 25 | 99999 | 3732.2 | 81.52 | 81.53 | 0.01 | 0
2040 | HQ_NEISO_2_NEISO | HQ_NEISO | NEISO | Internal | Winter | B17 | 100 | 99999 | 3692.42 | 81.52 | 81.53 | 0.01 | 0
2040 | HQ_NEISO_2_NEISO | HQ_NEISO | NEISO | Internal | Winter | B18 | 400 | 99999 | 3661.97 | 81.52 | 81.53 | 0.01 | 0
2040 | HQ_NEISO_2_NEISO | HQ_NEISO | NEISO | Internal | Winter | B19 | 700 | 99999 | 3605.25 | 81.52 | 81.53 | 0.01 | 0
2040 | HQ_NEISO_2_NEISO | HQ_NEISO | NEISO | Internal | Winter | B20 | 935 | 99999 | 1783.97 | 81.52 | 81.53 | 0.01 | 0
2040 | HQ_NY_2_NYISO_A-F | HQ_NY | NYISO_A-F | Internal | Shoulder | B11 | 25 | 99999 | 2691.25 | 79.46 | 79.47 | 0.01 | 0
2040 | HQ_NY_2_NYISO_A-F | HQ_NY | NYISO_A-F | Internal | Shoulder | B12 | 200 | 99999 | 2724.3 | 83.66 | 83.67 | 0.01 | 0
2040 | HQ_NY_2_NYISO_A-F | HQ_NY | NYISO_A-F | Internal | Shoulder | B13 | 600 | 99999 | 2662.86 | 79.46 | 79.47 | 0.01 | 0
2040 | HQ_NY_2_NYISO_A-F | HQ_NY | NYISO_A-F | Internal | Shoulder | B14 | 900 | 99999 | 2561.4 | 79.46 | 79.47 | 0.01 | 0
2040 | HQ_NY_2_NYISO_A-F | HQ_NY | NYISO_A-F | Internal | Shoulder | B15 | 1203 | 99999 | 1489.61 | 79.46 | 79.47 | 0.01 | 0
2040 | HQ_NY_2_NYISO_A-F | HQ_NY | NYISO_A-F | Internal | Summer | B1 | 10 | 99999 | 3333.15 | 107.98 | 107.99 | 0.01 | 0
2040 | HQ_NY_2_NYISO_A-F | HQ_NY | NYISO_A-F | Internal | Summer | B2 | 25 | 99999 | 3246 | 107.98 | 107.99 | 0.01 | 0
2040 | HQ_NY_2_NYISO_A-F | HQ_NY | NYISO_A-F | Internal | Summer | B3 | 75 | 99999 | 3115.34 | 139.56 | 139.58 | 0.01 | 0
2040 | HQ_NY_2_NYISO_A-F | HQ_NY | NYISO_A-F | Internal | Summer | B4 | 100 | 99999 | 2975.05 | 107.98 | 107.99 | 0.01 | 0
2040 | HQ_NY_2_NYISO_A-F | HQ_NY | NYISO_A-F | Internal | Summer | B5 | 200 | 99999 | 2890.32 | 107.98 | 107.99 | 0.01 | 0
2040 | HQ_NY_2_NYISO_A-F | HQ_NY | NYISO_A-F | Internal | Summer | B6 | 300 | 99999 | 2805.65 | 81.42 | 81.43 | 0.01 | 0
2040 | HQ_NY_2_NYISO_A-F | HQ_NY | NYISO_A-F | Internal | Summer | B7 | 400 | 99999 | 2708.49 | 81.42 | 81.43 | 0.01 | 0
2040 | HQ_NY_2_NYISO_A-F | HQ_NY | NYISO_A-F | Internal | Summer | B8 | 500 | 99999 | 2642.7 | 81.42 | 81.43 | 0.01 | 0
2040 | HQ_NY_2_NYISO_A-F | HQ_NY | NYISO_A-F | Internal | Summer | B9 | 800 | 99999 | 2553.54 | 79.2 | 79.21 | 0.01 | 0
2040 | HQ_NY_2_NYISO_A-F | HQ_NY | NYISO_A-F | Internal | Summer | B10 | 1262 | 99999 | 1342.41 | 79.2 | 79.21 | 0.01 | 0
2040 | HQ_NY_2_NYISO_A-F | HQ_NY | NYISO_A-F | Internal | Winter | B16 | 25 | 99999 | 2921.38 | 82.29 | 82.3 | 0.01 | 0
2040 | HQ_NY_2_NYISO_A-F | HQ_NY | NYISO_A-F | Internal | Winter | B17 | 100 | 99999 | 2867.47 | 82.29 | 82.3 | 0.01 | 0
2040 | HQ_NY_2_NYISO_A-F | HQ_NY | NYISO_A-F | Internal | Winter | B18 | 400 | 99999 | 2805.5 | 82.29 | 82.3 | 0.01 | 0
2040 | HQ_NY_2_NYISO_A-F | HQ_NY | NYISO_A-F | Internal | Winter | B19 | 700 | 99999 | 2697.59 | 82.29 | 82.3 | 0.01 | 0
2040 | HQ_NY_2_NYISO_A-F | HQ_NY | NYISO_A-F | Internal | Winter | B20 | 935 | 99999 | 1660.59 | 82.29 | 82.3 | 0.01 | 0
2040 | HQ_IESO_2_IESO | HQ_IESO | IESO | Internal | Shoulder | B11 | 25 | 99999 | 1813.74 | 72.46 | 72.47 | 0.01 | 0
2040 | HQ_IESO_2_IESO | HQ_IESO | IESO | Internal | Shoulder | B12 | 200 | 99999 | 1851.76 | 76.66 | 76.67 | 0.01 | 0
2040 | HQ_IESO_2_IESO | HQ_IESO | IESO | Internal | Shoulder | B13 | 600 | 99999 | 1806.3 | 72.46 | 72.47 | 0.01 | 0
2040 | HQ_IESO_2_IESO | HQ_IESO | IESO | Internal | Shoulder | B14 | 900 | 99999 | 1723.21 | 72.46 | 72.47 | 0.01 | 0
2040 | HQ_IESO_2_IESO | HQ_IESO | IESO | Internal | Shoulder | B15 | 1203 | 99999 | 1191.51 | 72.46 | 72.47 | 0.01 | 0
2040 | HQ_IESO_2_IESO | HQ_IESO | IESO | Internal | Summer | B1 | 10 | 99999 | 2248.1 | 100.98 | 100.99 | 0.01 | 0
2040 | HQ_IESO_2_IESO | HQ_IESO | IESO | Internal | Summer | B2 | 25 | 99999 | 2168.22 | 97.03 | 97.04 | 0.01 | 0
2040 | HQ_IESO_2_IESO | HQ_IESO | IESO | Internal | Summer | B3 | 75 | 99999 | 2053.88 | 90.9 | 90.91 | 0.01 | 0
2040 | HQ_IESO_2_IESO | HQ_IESO | IESO | Internal | Summer | B4 | 100 | 99999 | 1980.41 | 89.86 | 89.87 | 0.01 | 0
2040 | HQ_IESO_2_IESO | HQ_IESO | IESO | Internal | Summer | B5 | 200 | 99999 | 1925.15 | 81.61 | 81.62 | 0.01 | 0
2040 | HQ_IESO_2_IESO | HQ_IESO | IESO | Internal | Summer | B6 | 300 | 99999 | 1880.07 | 70.99 | 71 | 0.01 | 0
2040 | HQ_IESO_2_IESO | HQ_IESO | IESO | Internal | Summer | B7 | 400 | 99999 | 1823.21 | 70.99 | 71 | 0.01 | 0
2040 | HQ_IESO_2_IESO | HQ_IESO | IESO | Internal | Summer | B8 | 500 | 99999 | 1760.86 | 70.99 | 71 | 0.01 | 0
2040 | HQ_IESO_2_IESO | HQ_IESO | IESO | Internal | Summer | B9 | 800 | 99999 | 1692.97 | 70.99 | 71 | 0.01 | 0
2040 | HQ_IESO_2_IESO | HQ_IESO | IESO | Internal | Summer | B10 | 1262 | 99999 | 1128.42 | 70.99 | 71 | 0.01 | 0
2040 | HQ_IESO_2_IESO | HQ_IESO | IESO | Internal | Winter | B16 | 25 | 99999 | 2031.74 | 75.29 | 75.3 | 0.01 | 0
2040 | HQ_IESO_2_IESO | HQ_IESO | IESO | Internal | Winter | B17 | 100 | 99999 | 1987.01 | 75.29 | 75.3 | 0.01 | 0
2040 | HQ_IESO_2_IESO | HQ_IESO | IESO | Internal | Winter | B18 | 400 | 99999 | 1935.5 | 75.29 | 75.3 | 0.01 | 0
2040 | HQ_IESO_2_IESO | HQ_IESO | IESO | Internal | Winter | B19 | 700 | 99999 | 1843.66 | 75.29 | 75.3 | 0.01 | 0
2040 | HQ_IESO_2_IESO | HQ_IESO | IESO | Internal | Winter | B20 | 935 | 99999 | 1306.45 | 75.29 | 75.3 | 0.01 | 0
2040 | IESO_2_MAPP_CA | IESO | MAPP_CA | Internal | Shoulder | B11 | 25 | 269 | 0 | 72.47 | 12.01 | 7 | 0
2040 | IESO_2_MAPP_CA | IESO | MAPP_CA | Internal | Shoulder | B12 | 200 | 269 | 0 | 76.67 | 12.01 | 7 | 0
2040 | IESO_2_MAPP_CA | IESO | MAPP_CA | Internal | Shoulder | B13 | 600 | 269 | 0 | 72.47 | 12.01 | 7 | 0
2040 | IESO_2_MAPP_CA | IESO | MAPP_CA | Internal | Shoulder | B14 | 900 | 269 | 0 | 72.47 | 12.01 | 7 | 0
2040 | IESO_2_MAPP_CA | IESO | MAPP_CA | Internal | Shoulder | B15 | 1203 | 269 | 0 | 72.47 | 12.01 | 7 | 0
2040 | IESO_2_MAPP_CA | IESO | MAPP_CA | Internal | Summer | B1 | 10 | 269 | 0 | 100.99 | 73.62 | 7 | 0
2040 | IESO_2_MAPP_CA | IESO | MAPP_CA | Internal | Summer | B2 | 25 | 269 | 0 | 97.04 | 73.62 | 7 | 0
2040 | IESO_2_MAPP_CA | IESO | MAPP_CA | Internal | Summer | B3 | 75 | 269 | 0 | 90.91 | 73.62 | 7 | 0
2040 | IESO_2_MAPP_CA | IESO | MAPP_CA | Internal | Summer | B4 | 100 | 269 | 0 | 89.87 | 73.62 | 7 | 0
2040 | IESO_2_MAPP_CA | IESO | MAPP_CA | Internal | Summer | B5 | 200 | 269 | 0 | 81.62 | 73.62 | 7 | 0
2040 | IESO_2_MAPP_CA | IESO | MAPP_CA | Internal | Summer | B6 | 300 | 269 | 0 | 71 | 73.62 | 7 | 0
2040 | IESO_2_MAPP_CA | IESO | MAPP_CA | Internal | Summer | B7 | 400 | 269 | 0 | 71 | 73.62 | 7 | 0
2040 | IESO_2_MAPP_CA | IESO | MAPP_CA | Internal | Summer | B8 | 500 | 269 | 0 | 71 | 73.62 | 7 | 0
2040 | IESO_2_MAPP_CA | IESO | MAPP_CA | Internal | Summer | B9 | 800 | 269 | 0 | 71 | 73.62 | 7 | 0
2040 | IESO_2_MAPP_CA | IESO | MAPP_CA | Internal | Summer | B10 | 1262 | 269 | 0 | 71 | 73.62 | 7 | 0
2040 | IESO_2_MAPP_CA | IESO | MAPP_CA | Internal | Winter | B16 | 25 | 269 | 0 | 75.3 | 67.3 | 7 | 0
2040 | IESO_2_MAPP_CA | IESO | MAPP_CA | Internal | Winter | B17 | 100 | 269 | 0 | 75.3 | 67.3 | 7 | 0
2040 | IESO_2_MAPP_CA | IESO | MAPP_CA | Internal | Winter | B18 | 400 | 269 | 0 | 75.3 | 67.3 | 7 | 0
2040 | IESO_2_MAPP_CA | IESO | MAPP_CA | Internal | Winter | B19 | 700 | 269 | 0 | 75.3 | 67.3 | 7 | 0
2040 | IESO_2_MAPP_CA | IESO | MAPP_CA | Internal | Winter | B20 | 935 | 269 | 0 | 75.3 | 67.3 | 7 | 0
2040 | IESO_2_MISO_MI | IESO | MISO_MI | Internal | Shoulder | B11 | 25 | 3125 | 3125 | 72.47 | 94.48 | 7 | 15.01
2040 | IESO_2_MISO_MI | IESO | MISO_MI | Internal | Shoulder | B12 | 200 | 3125 | 3125 | 76.67 | 89.73 | 7 | 6.06
2040 | IESO_2_MISO_MI | IESO | MISO_MI | Internal | Shoulder | B13 | 600 | 3125 | 3125 | 72.47 | 84.46 | 7 | 4.99
2040 | IESO_2_MISO_MI | IESO | MISO_MI | Internal | Shoulder | B14 | 900 | 3125 | 3125 | 72.47 | 79.53 | 7 | 0.05
2040 | IESO_2_MISO_MI | IESO | MISO_MI | Internal | Shoulder | B15 | 1203 | 3125 | 2249.75 | 72.47 | 79.47 | 7 | 0
2040 | IESO_2_MISO_MI | IESO | MISO_MI | Internal | Summer | B1 | 10 | 3125 | 3125 | 100.99 | 187.84 | 7 | 79.85
2040 | IESO_2_MISO_MI | IESO | MISO_MI | Internal | Summer | B2 | 25 | 3125 | 3125 | 97.04 | 156.01 | 7 | 51.97
2040 | IESO_2_MISO_MI | IESO | MISO_MI | Internal | Summer | B3 | 75 | 3125 | 3125 | 90.91 | 151.59 | 7 | 53.68
2040 | IESO_2_MISO_MI | IESO | MISO_MI | Internal | Summer | B4 | 100 | 3125 | 3125 | 89.87 | 144.46 | 7 | 47.59
2040 | IESO_2_MISO_MI | IESO | MISO_MI | Internal | Summer | B5 | 200 | 3125 | 3125 | 81.62 | 138.25 | 7 | 49.63
2040 | IESO_2_MISO_MI | IESO | MISO_MI | Internal | Summer | B6 | 300 | 3125 | 3125 | 71 | 105.64 | 7 | 27.64
2040 | IESO_2_MISO_MI | IESO | MISO_MI | Internal | Summer | B7 | 400 | 3125 | 3125 | 71 | 92.29 | 7 | 14.29
2040 | IESO_2_MISO_MI | IESO | MISO_MI | Internal | Summer | B8 | 500 | 3125 | 3125 | 71 | 88.33 | 7 | 10.33
2040 | IESO_2_MISO_MI | IESO | MISO_MI | Internal | Summer | B9 | 800 | 3125 | 3125 | 71 | 81.53 | 7 | 3.53
2040 | IESO_2_MISO_MI | IESO | MISO_MI | Internal | Summer | B10 | 1262 | 3125 | 2303.85 | 71 | 78 | 7 | 0
2040 | IESO_2_MISO_MI | IESO | MISO_MI | Internal | Winter | B16 | 25 | 3125 | 3125 | 75.3 | 95.75 | 7 | 13.45
2040 | IESO_2_MISO_MI | IESO | MISO_MI | Internal | Winter | B17 | 100 | 3125 | 3125 | 75.3 | 95.44 | 7 | 13.14
2040 | IESO_2_MISO_MI | IESO | MISO_MI | Internal | Winter | B18 | 400 | 3125 | 3125 | 75.3 | 86.05 | 7 | 3.74
2040 | IESO_2_MISO_MI | IESO | MISO_MI | Internal | Winter | B19 | 700 | 3125 | 3125 | 75.3 | 84.52 | 7 | 2.22
2040 | IESO_2_MISO_MI | IESO | MISO_MI | Internal | Winter | B20 | 935 | 3125 | 2351.71 | 75.3 | 82.3 | 7 | 0
2040 | IESO_2_MISO_W | IESO | MISO_W | Internal | Shoulder | B11 | 25 | 195 | 195 | 72.47 | 94.48 | 7 | 15.01
2040 | IESO_2_MISO_W | IESO | MISO_W | Internal | Shoulder | B12 | 200 | 195 | 195 | 76.67 | 89.69 | 7 | 6.02
2040 | IESO_2_MISO_W | IESO | MISO_W | Internal | Shoulder | B13 | 600 | 195 | 195 | 72.47 | 82.65 | 7 | 3.18
2040 | IESO_2_MISO_W | IESO | MISO_W | Internal | Shoulder | B14 | 900 | 195 | 0 | 72.47 | 78.16 | 7 | 0
2040 | IESO_2_MISO_W | IESO | MISO_W | Internal | Shoulder | B15 | 1203 | 195 | 0 | 72.47 | 12.02 | 7 | 0
2040 | IESO_2_MISO_W | IESO | MISO_W | Internal | Summer | B1 | 10 | 195 | 195 | 100.99 | 188.44 | 7 | 80.45
2040 | IESO_2_MISO_W | IESO | MISO_W | Internal | Summer | B2 | 25 | 195 | 195 | 97.04 | 156.01 | 7 | 51.97
2040 | IESO_2_MISO_W | IESO | MISO_W | Internal | Summer | B3 | 75 | 195 | 195 | 90.91 | 151.58 | 7 | 53.67
2040 | IESO_2_MISO_W | IESO | MISO_W | Internal | Summer | B4 | 100 | 195 | 195 | 89.87 | 144.46 | 7 | 47.59
2040 | IESO_2_MISO_W | IESO | MISO_W | Internal | Summer | B5 | 200 | 195 | 195 | 81.62 | 138.25 | 7 | 49.63
2040 | IESO_2_MISO_W | IESO | MISO_W | Internal | Summer | B6 | 300 | 195 | 195 | 71 | 105.63 | 7 | 27.63
2040 | IESO_2_MISO_W | IESO | MISO_W | Internal | Summer | B7 | 400 | 195 | 195 | 71 | 92.29 | 7 | 14.29
2040 | IESO_2_MISO_W | IESO | MISO_W | Internal | Summer | B8 | 500 | 195 | 195 | 71 | 87.62 | 7 | 9.62
2040 | IESO_2_MISO_W | IESO | MISO_W | Internal | Summer | B9 | 800 | 195 | 195 | 71 | 81.53 | 7 | 3.53
2040 | IESO_2_MISO_W | IESO | MISO_W | Internal | Summer | B10 | 1262 | 195 | 0 | 71 | 75.63 | 7 | 0
2040 | IESO_2_MISO_W | IESO | MISO_W | Internal | Winter | B16 | 25 | 195 | 0 | 75.3 | 7.17 | 7 | 0
2040 | IESO_2_MISO_W | IESO | MISO_W | Internal | Winter | B17 | 100 | 195 | 0 | 75.3 | 67.31 | 7 | 0
2040 | IESO_2_MISO_W | IESO | MISO_W | Internal | Winter | B18 | 400 | 195 | 195 | 75.3 | 86.03 | 7 | 3.73
2040 | IESO_2_MISO_W | IESO | MISO_W | Internal | Winter | B19 | 700 | 195 | 195 | 75.3 | 84.53 | 7 | 2.23
2040 | IESO_2_MISO_W | IESO | MISO_W | Internal | Winter | B20 | 935 | 195 | 0 | 75.3 | 67.3 | 7 | 0
2040 | IESO_2_NYISO_A-F | IESO | NYISO_A-F | Internal | Shoulder | B11 | 25 | 2224 | 1403.9 | 72.47 | 79.47 | 7 | 0
2040 | IESO_2_NYISO_A-F | IESO | NYISO_A-F | Internal | Shoulder | B12 | 200 | 2224 | 1396.63 | 76.67 | 83.67 | 7 | 0
2040 | IESO_2_NYISO_A-F | IESO | NYISO_A-F | Internal | Shoulder | B13 | 600 | 2224 | 377.9 | 72.47 | 79.47 | 7 | 0
2040 | IESO_2_NYISO_A-F | IESO | NYISO_A-F | Internal | Shoulder | B14 | 900 | 2224 | 53.83 | 72.47 | 79.47 | 7 | 0
2040 | IESO_2_NYISO_A-F | IESO | NYISO_A-F | Internal | Shoulder | B15 | 1203 | 2224 | 40.1 | 72.47 | 79.47 | 7 | 0
2040 | IESO_2_NYISO_A-F | IESO | NYISO_A-F | Internal | Summer | B1 | 10 | 2224 | 1966.12 | 100.99 | 107.99 | 7 | 0
2040 | IESO_2_NYISO_A-F | IESO | NYISO_A-F | Internal | Summer | B2 | 25 | 2224 | 2224 | 97.04 | 107.99 | 7 | 3.95
2040 | IESO_2_NYISO_A-F | IESO | NYISO_A-F | Internal | Summer | B3 | 75 | 2224 | 2224 | 90.91 | 139.58 | 7 | 41.67
2040 | IESO_2_NYISO_A-F | IESO | NYISO_A-F | Internal | Summer | B4 | 100 | 2224 | 2224 | 89.87 | 107.99 | 7 | 11.12
2040 | IESO_2_NYISO_A-F | IESO | NYISO_A-F | Internal | Summer | B5 | 200 | 2224 | 2224 | 81.62 | 107.99 | 7 | 19.37
2040 | IESO_2_NYISO_A-F | IESO | NYISO_A-F | Internal | Summer | B6 | 300 | 2224 | 2224 | 71 | 81.43 | 7 | 3.43
2040 | IESO_2_NYISO_A-F | IESO | NYISO_A-F | Internal | Summer | B7 | 400 | 2224 | 2224 | 71 | 81.43 | 7 | 3.43
2040 | IESO_2_NYISO_A-F | IESO | NYISO_A-F | Internal | Summer | B8 | 500 | 2224 | 2224 | 71 | 81.43 | 7 | 3.43
2040 | IESO_2_NYISO_A-F | IESO | NYISO_A-F | Internal | Summer | B9 | 800 | 2224 | 2224 | 71 | 79.21 | 7 | 1.21
2040 | IESO_2_NYISO_A-F | IESO | NYISO_A-F | Internal | Summer | B10 | 1262 | 2224 | 2224 | 71 | 79.21 | 7 | 1.21
2040 | IESO_2_NYISO_A-F | IESO | NYISO_A-F | Internal | Winter | B16 | 25 | 2224 | 1580.47 | 75.3 | 82.3 | 7 | 0
2040 | IESO_2_NYISO_A-F | IESO | NYISO_A-F | Internal | Winter | B17 | 100 | 2224 | 1544.98 | 75.3 | 82.3 | 7 | 0
2040 | IESO_2_NYISO_A-F | IESO | NYISO_A-F | Internal | Winter | B18 | 400 | 2224 | 1374.42 | 75.3 | 82.3 | 7 | 0
2040 | IESO_2_NYISO_A-F | IESO | NYISO_A-F | Internal | Winter | B19 | 700 | 2224 | 754.28 | 75.3 | 82.3 | 7 | 0
2040 | IESO_2_NYISO_A-F | IESO | NYISO_A-F | Internal | Winter | B20 | 935 | 2224 | 885.68 | 75.3 | 82.3 | 7 | 0
2040 | MAPP_CA_2_IESO | MAPP_CA | IESO | Internal | Shoulder | B11 | 25 | 337 | 337 | 12.01 | 72.47 | 8 | 52.46
2040 | MAPP_CA_2_IESO | MAPP_CA | IESO | Internal | Shoulder | B12 | 200 | 337 | 337 | 12.01 | 76.67 | 8 | 56.66
2040 | MAPP_CA_2_IESO | MAPP_CA | IESO | Internal | Shoulder | B13 | 600 | 337 | 337 | 12.01 | 72.47 | 8 | 52.46
2040 | MAPP_CA_2_IESO | MAPP_CA | IESO | Internal | Shoulder | B14 | 900 | 337 | 337 | 12.01 | 72.47 | 8 | 52.46
2040 | MAPP_CA_2_IESO | MAPP_CA | IESO | Internal | Shoulder | B15 | 1203 | 337 | 337 | 12.01 | 72.47 | 8 | 52.46
2040 | MAPP_CA_2_IESO | MAPP_CA | IESO | Internal | Summer | B1 | 10 | 337 | 337 | 73.62 | 100.99 | 8 | 19.37
2040 | MAPP_CA_2_IESO | MAPP_CA | IESO | Internal | Summer | B2 | 25 | 337 | 337 | 73.62 | 97.04 | 8 | 15.42
2040 | MAPP_CA_2_IESO | MAPP_CA | IESO | Internal | Summer | B3 | 75 | 337 | 337 | 73.62 | 90.91 | 8 | 9.29
2040 | MAPP_CA_2_IESO | MAPP_CA | IESO | Internal | Summer | B4 | 100 | 337 | 337 | 73.62 | 89.87 | 8 | 8.25
2040 | MAPP_CA_2_IESO | MAPP_CA | IESO | Internal | Summer | B5 | 200 | 337 | 75.12 | 73.62 | 81.62 | 8 | 0
2040 | MAPP_CA_2_IESO | MAPP_CA | IESO | Internal | Summer | B6 | 300 | 337 | 0 | 73.62 | 71 | 8 | 0
2040 | MAPP_CA_2_IESO | MAPP_CA | IESO | Internal | Summer | B7 | 400 | 337 | 0 | 73.62 | 71 | 8 | 0
2040 | MAPP_CA_2_IESO | MAPP_CA | IESO | Internal | Summer | B8 | 500 | 337 | 0 | 73.62 | 71 | 8 | 0
2040 | MAPP_CA_2_IESO | MAPP_CA | IESO | Internal | Summer | B9 | 800 | 337 | 0 | 73.62 | 71 | 8 | 0
2040 | MAPP_CA_2_IESO | MAPP_CA | IESO | Internal | Summer | B10 | 1262 | 337 | 0 | 73.62 | 71 | 8 | 0
2040 | MAPP_CA_2_IESO | MAPP_CA | IESO | Internal | Winter | B16 | 25 | 337 | 198.92 | 67.3 | 75.3 | 8 | 0
2040 | MAPP_CA_2_IESO | MAPP_CA | IESO | Internal | Winter | B17 | 100 | 337 | 186.4 | 67.3 | 75.3 | 8 | 0
2040 | MAPP_CA_2_IESO | MAPP_CA | IESO | Internal | Winter | B18 | 400 | 337 | 84.38 | 67.3 | 75.3 | 8 | 0
2040 | MAPP_CA_2_IESO | MAPP_CA | IESO | Internal | Winter | B19 | 700 | 337 | 84.09 | 67.3 | 75.3 | 8 | 0
2040 | MAPP_CA_2_IESO | MAPP_CA | IESO | Internal | Winter | B20 | 935 | 337 | 175.27 | 67.3 | 75.3 | 8 | 0
2040 | MAPP_CA_2_MAPP_US | MAPP_CA | MAPP_US | Internal | Shoulder | B11 | 25 | 372 | 372 | 12.01 | 87.48 | 7 | 68.47
2040 | MAPP_CA_2_MAPP_US | MAPP_CA | MAPP_US | Internal | Shoulder | B12 | 200 | 372 | 372 | 12.01 | 77.69 | 7 | 58.68
2040 | MAPP_CA_2_MAPP_US | MAPP_CA | MAPP_US | Internal | Shoulder | B13 | 600 | 372 | 372 | 12.01 | 70.65 | 7 | 51.64
2040 | MAPP_CA_2_MAPP_US | MAPP_CA | MAPP_US | Internal | Shoulder | B14 | 900 | 372 | 0 | 12.01 | 16.53 | 7 | 0
2040 | MAPP_CA_2_MAPP_US | MAPP_CA | MAPP_US | Internal | Shoulder | B15 | 1203 | 372 | 0 | 12.01 | 5.01 | 7 | 0
2040 | MAPP_CA_2_MAPP_US | MAPP_CA | MAPP_US | Internal | Summer | B1 | 10 | 372 | 372 | 73.62 | 181.44 | 7 | 100.82
2040 | MAPP_CA_2_MAPP_US | MAPP_CA | MAPP_US | Internal | Summer | B2 | 25 | 372 | 372 | 73.62 | 149.01 | 7 | 68.39
2040 | MAPP_CA_2_MAPP_US | MAPP_CA | MAPP_US | Internal | Summer | B3 | 75 | 372 | 372 | 73.62 | 144.58 | 7 | 63.95
2040 | MAPP_CA_2_MAPP_US | MAPP_CA | MAPP_US | Internal | Summer | B4 | 100 | 372 | 372 | 73.62 | 137.46 | 7 | 56.83
2040 | MAPP_CA_2_MAPP_US | MAPP_CA | MAPP_US | Internal | Summer | B5 | 200 | 372 | 372 | 73.62 | 131.25 | 7 | 50.63
2040 | MAPP_CA_2_MAPP_US | MAPP_CA | MAPP_US | Internal | Summer | B6 | 300 | 372 | 372 | 73.62 | 98.63 | 7 | 18.01
2040 | MAPP_CA_2_MAPP_US | MAPP_CA | MAPP_US | Internal | Summer | B7 | 400 | 372 | 372 | 73.62 | 85.29 | 7 | 4.67
2040 | MAPP_CA_2_MAPP_US | MAPP_CA | MAPP_US | Internal | Summer | B8 | 500 | 372 | 132.37 | 73.62 | 80.62 | 7 | 0
2040 | MAPP_CA_2_MAPP_US | MAPP_CA | MAPP_US | Internal | Summer | B9 | 800 | 372 | 0 | 73.62 | 74.53 | 7 | 0
2040 | MAPP_CA_2_MAPP_US | MAPP_CA | MAPP_US | Internal | Summer | B10 | 1262 | 372 | 0 | 73.62 | 68.63 | 7 | 0
2040 | MAPP_CA_2_MAPP_US | MAPP_CA | MAPP_US | Internal | Winter | B16 | 25 | 372 | 0 | 67.3 | 0.17 | 7 | 0
2040 | MAPP_CA_2_MAPP_US | MAPP_CA | MAPP_US | Internal | Winter | B17 | 100 | 372 | 0 | 67.3 | 60.31 | 7 | 0
2040 | MAPP_CA_2_MAPP_US | MAPP_CA | MAPP_US | Internal | Winter | B18 | 400 | 372 | 372 | 67.3 | 77.53 | 7 | 3.23
2040 | MAPP_CA_2_MAPP_US | MAPP_CA | MAPP_US | Internal | Winter | B19 | 700 | 372 | 372 | 67.3 | 77.53 | 7 | 3.23
2040 | MAPP_CA_2_MAPP_US | MAPP_CA | MAPP_US | Internal | Winter | B20 | 935 | 372 | 0 | 67.3 | 14.52 | 7 | 0
2040 | MAPP_CA_2_MISO_W | MAPP_CA | MISO_W | Internal | Shoulder | B11 | 25 | 1970 | 1970 | 12.01 | 94.48 | 0.01 | 82.46
2040 | MAPP_CA_2_MISO_W | MAPP_CA | MISO_W | Internal | Shoulder | B12 | 200 | 1970 | 1970 | 12.01 | 89.69 | 0.01 | 77.67
2040 | MAPP_CA_2_MISO_W | MAPP_CA | MISO_W | Internal | Shoulder | B13 | 600 | 1970 | 1970 | 12.01 | 82.65 | 0.01 | 70.63
2040 | MAPP_CA_2_MISO_W | MAPP_CA | MISO_W | Internal | Shoulder | B14 | 900 | 1970 | 1970 | 12.01 | 78.16 | 0.01 | 66.14
2040 | MAPP_CA_2_MISO_W | MAPP_CA | MISO_W | Internal | Shoulder | B15 | 1203 | 1970 | 61.19 | 12.01 | 12.02 | 0.01 | 0
2040 | MAPP_CA_2_MISO_W | MAPP_CA | MISO_W | Internal | Summer | B1 | 10 | 1970 | 1970 | 73.62 | 188.44 | 0.01 | 114.81
2040 | MAPP_CA_2_MISO_W | MAPP_CA | MISO_W | Internal | Summer | B2 | 25 | 1970 | 1970 | 73.62 | 156.01 | 0.01 | 82.38
2040 | MAPP_CA_2_MISO_W | MAPP_CA | MISO_W | Internal | Summer | B3 | 75 | 1970 | 1970 | 73.62 | 151.58 | 0.01 | 77.94
2040 | MAPP_CA_2_MISO_W | MAPP_CA | MISO_W | Internal | Summer | B4 | 100 | 1970 | 1970 | 73.62 | 144.46 | 0.01 | 70.82
2040 | MAPP_CA_2_MISO_W | MAPP_CA | MISO_W | Internal | Summer | B5 | 200 | 1970 | 1970 | 73.62 | 138.25 | 0.01 | 64.61
2040 | MAPP_CA_2_MISO_W | MAPP_CA | MISO_W | Internal | Summer | B6 | 300 | 1970 | 1970 | 73.62 | 105.63 | 0.01 | 32
2040 | MAPP_CA_2_MISO_W | MAPP_CA | MISO_W | Internal | Summer | B7 | 400 | 1970 | 1970 | 73.62 | 92.29 | 0.01 | 18.66
2040 | MAPP_CA_2_MISO_W | MAPP_CA | MISO_W | Internal | Summer | B8 | 500 | 1970 | 1970 | 73.62 | 87.62 | 0.01 | 13.99
2040 | MAPP_CA_2_MISO_W | MAPP_CA | MISO_W | Internal | Summer | B9 | 800 | 1970 | 1970 | 73.62 | 81.53 | 0.01 | 7.9
2040 | MAPP_CA_2_MISO_W | MAPP_CA | MISO_W | Internal | Summer | B10 | 1262 | 1970 | 1970 | 73.62 | 75.63 | 0.01 | 2
2040 | MAPP_CA_2_MISO_W | MAPP_CA | MISO_W | Internal | Winter | B16 | 25 | 1970 | 0 | 67.3 | 7.17 | 0.01 | 0
2040 | MAPP_CA_2_MISO_W | MAPP_CA | MISO_W | Internal | Winter | B17 | 100 | 1970 | 514.87 | 67.3 | 67.31 | 0.01 | 0
2040 | MAPP_CA_2_MISO_W | MAPP_CA | MISO_W | Internal | Winter | B18 | 400 | 1970 | 1970 | 67.3 | 86.03 | 0.01 | 18.72
2040 | MAPP_CA_2_MISO_W | MAPP_CA | MISO_W | Internal | Winter | B19 | 700 | 1970 | 1970 | 67.3 | 84.53 | 0.01 | 17.22
2040 | MAPP_CA_2_MISO_W | MAPP_CA | MISO_W | Internal | Winter | B20 | 935 | 1970 | 0 | 67.3 | 67.3 | 0.01 | 0
2040 | MAPP_US_2_MAPP_CA | MAPP_US | MAPP_CA | Internal | Shoulder | B11 | 25 | 165 | 0 | 87.48 | 12.01 | 7 | 0
2040 | MAPP_US_2_MAPP_CA | MAPP_US | MAPP_CA | Internal | Shoulder | B12 | 200 | 165 | 0 | 77.69 | 12.01 | 7 | 0
2040 | MAPP_US_2_MAPP_CA | MAPP_US | MAPP_CA | Internal | Shoulder | B13 | 600 | 165 | 0 | 70.65 | 12.01 | 7 | 0
2040 | MAPP_US_2_MAPP_CA | MAPP_US | MAPP_CA | Internal | Shoulder | B14 | 900 | 165 | 0 | 16.53 | 12.01 | 7 | 0
2040 | MAPP_US_2_MAPP_CA | MAPP_US | MAPP_CA | Internal | Shoulder | B15 | 1203 | 165 | 62.37 | 5.01 | 12.01 | 7 | 0
2040 | MAPP_US_2_MAPP_CA | MAPP_US | MAPP_CA | Internal | Summer | B1 | 10 | 165 | 0 | 181.44 | 73.62 | 7 | 0
2040 | MAPP_US_2_MAPP_CA | MAPP_US | MAPP_CA | Internal | Summer | B2 | 25 | 165 | 0 | 149.01 | 73.62 | 7 | 0
2040 | MAPP_US_2_MAPP_CA | MAPP_US | MAPP_CA | Internal | Summer | B3 | 75 | 165 | 0 | 144.58 | 73.62 | 7 | 0
2040 | MAPP_US_2_MAPP_CA | MAPP_US | MAPP_CA | Internal | Summer | B4 | 100 | 165 | 0 | 137.46 | 73.62 | 7 | 0
2040 | MAPP_US_2_MAPP_CA | MAPP_US | MAPP_CA | Internal | Summer | B5 | 200 | 165 | 0 | 131.25 | 73.62 | 7 | 0
2040 | MAPP_US_2_MAPP_CA | MAPP_US | MAPP_CA | Internal | Summer | B6 | 300 | 165 | 0 | 98.63 | 73.62 | 7 | 0
2040 | MAPP_US_2_MAPP_CA | MAPP_US | MAPP_CA | Internal | Summer | B7 | 400 | 165 | 0 | 85.29 | 73.62 | 7 | 0
2040 | MAPP_US_2_MAPP_CA | MAPP_US | MAPP_CA | Internal | Summer | B8 | 500 | 165 | 0 | 80.62 | 73.62 | 7 | 0
2040 | MAPP_US_2_MAPP_CA | MAPP_US | MAPP_CA | Internal | Summer | B9 | 800 | 165 | 0 | 74.53 | 73.62 | 7 | 0
2040 | MAPP_US_2_MAPP_CA | MAPP_US | MAPP_CA | Internal | Summer | B10 | 1262 | 165 | 0 | 68.63 | 73.62 | 7 | 0
2040 | MAPP_US_2_MAPP_CA | MAPP_US | MAPP_CA | Internal | Winter | B16 | 25 | 165 | 165 | 0.17 | 67.3 | 7 | 60.13
2040 | MAPP_US_2_MAPP_CA | MAPP_US | MAPP_CA | Internal | Winter | B17 | 100 | 165 | 0 | 60.31 | 67.3 | 7 | 0
2040 | MAPP_US_2_MAPP_CA | MAPP_US | MAPP_CA | Internal | Winter | B18 | 400 | 165 | 0 | 77.53 | 67.3 | 7 | 0
2040 | MAPP_US_2_MAPP_CA | MAPP_US | MAPP_CA | Internal | Winter | B19 | 700 | 165 | 0 | 77.53 | 67.3 | 7 | 0
2040 | MAPP_US_2_MAPP_CA | MAPP_US | MAPP_CA | Internal | Winter | B20 | 935 | 165 | 165 | 14.52 | 67.3 | 7 | 45.78
2040 | MAPP_US_2_MISO_W | MAPP_US | MISO_W | Internal | Shoulder | B11 | 25 | 2635 | 2453.64 | 87.48 | 94.48 | 7 | 0
2040 | MAPP_US_2_MISO_W | MAPP_US | MISO_W | Internal | Shoulder | B12 | 200 | 2635 | 2635 | 77.69 | 89.69 | 7 | 5
2040 | MAPP_US_2_MISO_W | MAPP_US | MISO_W | Internal | Shoulder | B13 | 600 | 2635 | 2635 | 70.65 | 82.65 | 7 | 5
2040 | MAPP_US_2_MISO_W | MAPP_US | MISO_W | Internal | Shoulder | B14 | 900 | 2635 | 2635 | 16.53 | 78.16 | 7 | 54.63
2040 | MAPP_US_2_MISO_W | MAPP_US | MISO_W | Internal | Shoulder | B15 | 1203 | 2635 | 2635 | 5.01 | 12.02 | 7 | 0.01
2040 | MAPP_US_2_MISO_W | MAPP_US | MISO_W | Internal | Summer | B1 | 10 | 2635 | 1493.75 | 181.44 | 188.44 | 7 | 0
2040 | MAPP_US_2_MISO_W | MAPP_US | MISO_W | Internal | Summer | B2 | 25 | 2635 | 2349.62 | 149.01 | 156.01 | 7 | 0
2040 | MAPP_US_2_MISO_W | MAPP_US | MISO_W | Internal | Summer | B3 | 75 | 2635 | 1876.84 | 144.58 | 151.58 | 7 | 0
2040 | MAPP_US_2_MISO_W | MAPP_US | MISO_W | Internal | Summer | B4 | 100 | 2635 | 1207.34 | 137.46 | 144.46 | 7 | 0
2040 | MAPP_US_2_MISO_W | MAPP_US | MISO_W | Internal | Summer | B5 | 200 | 2635 | 1725.7 | 131.25 | 138.25 | 7 | 0
2040 | MAPP_US_2_MISO_W | MAPP_US | MISO_W | Internal | Summer | B6 | 300 | 2635 | 1792.19 | 98.63 | 105.63 | 7 | 0
2040 | MAPP_US_2_MISO_W | MAPP_US | MISO_W | Internal | Summer | B7 | 400 | 2635 | 1866.09 | 85.29 | 92.29 | 7 | 0
2040 | MAPP_US_2_MISO_W | MAPP_US | MISO_W | Internal | Summer | B8 | 500 | 2635 | 2452.92 | 80.62 | 87.62 | 7 | 0
2040 | MAPP_US_2_MISO_W | MAPP_US | MISO_W | Internal | Summer | B9 | 800 | 2635 | 1719.03 | 74.53 | 81.53 | 7 | 0
2040 | MAPP_US_2_MISO_W | MAPP_US | MISO_W | Internal | Summer | B10 | 1262 | 2635 | 1810.03 | 68.63 | 75.63 | 7 | 0
2040 | MAPP_US_2_MISO_W | MAPP_US | MISO_W | Internal | Winter | B16 | 25 | 2635 | 2158.22 | 0.17 | 7.17 | 7 | 0
2040 | MAPP_US_2_MISO_W | MAPP_US | MISO_W | Internal | Winter | B17 | 100 | 2635 | 1857.87 | 60.31 | 67.31 | 7 | 0
2040 | MAPP_US_2_MISO_W | MAPP_US | MISO_W | Internal | Winter | B18 | 400 | 2635 | 2635 | 77.53 | 86.03 | 7 | 1.5
2040 | MAPP_US_2_MISO_W | MAPP_US | MISO_W | Internal | Winter | B19 | 700 | 2635 | 2379.14 | 77.53 | 84.53 | 7 | 0
2040 | MAPP_US_2_MISO_W | MAPP_US | MISO_W | Internal | Winter | B20 | 935 | 2635 | 2635 | 14.52 | 67.3 | 7 | 45.78
2040 | MAPP_US_2_NE | MAPP_US | NE | Internal | Shoulder | B11 | 25 | 2000 | 0 | 87.48 | 89.48 | 7 | 0
2040 | MAPP_US_2_NE | MAPP_US | NE | Internal | Shoulder | B12 | 200 | 2000 | 218.26 | 77.69 | 84.69 | 7 | 0
2040 | MAPP_US_2_NE | MAPP_US | NE | Internal | Shoulder | B13 | 600 | 2000 | 324.97 | 70.65 | 77.65 | 7 | 0
2040 | MAPP_US_2_NE | MAPP_US | NE | Internal | Shoulder | B14 | 900 | 2000 | 0 | 16.53 | 11.53 | 7 | 0
2040 | MAPP_US_2_NE | MAPP_US | NE | Internal | Shoulder | B15 | 1203 | 2000 | 0 | 5.01 | 0.01 | 7 | 0
2040 | MAPP_US_2_NE | MAPP_US | NE | Internal | Summer | B1 | 10 | 2000 | 0 | 181.44 | 183.44 | 7 | 0
2040 | MAPP_US_2_NE | MAPP_US | NE | Internal | Summer | B2 | 25 | 2000 | 0 | 149.01 | 151.01 | 7 | 0
2040 | MAPP_US_2_NE | MAPP_US | NE | Internal | Summer | B3 | 75 | 2000 | 256.77 | 144.58 | 151.58 | 7 | 0
2040 | MAPP_US_2_NE | MAPP_US | NE | Internal | Summer | B4 | 100 | 2000 | 1031.57 | 137.46 | 144.46 | 7 | 0
2040 | MAPP_US_2_NE | MAPP_US | NE | Internal | Summer | B5 | 200 | 2000 | 0 | 131.25 | 133.25 | 7 | 0
2040 | MAPP_US_2_NE | MAPP_US | NE | Internal | Summer | B6 | 300 | 2000 | 0 | 98.63 | 100.63 | 7 | 0
2040 | MAPP_US_2_NE | MAPP_US | NE | Internal | Summer | B7 | 400 | 2000 | 256.09 | 85.29 | 92.29 | 7 | 0
2040 | MAPP_US_2_NE | MAPP_US | NE | Internal | Summer | B8 | 500 | 2000 | 0 | 80.62 | 82.62 | 7 | 0
2040 | MAPP_US_2_NE | MAPP_US | NE | Internal | Summer | B9 | 800 | 2000 | 0 | 74.53 | 76.53 | 7 | 0
2040 | MAPP_US_2_NE | MAPP_US | NE | Internal | Summer | B10 | 1262 | 2000 | 0 | 68.63 | 70.63 | 7 | 0
2040 | MAPP_US_2_NE | MAPP_US | NE | Internal | Winter | B16 | 25 | 2000 | 0 | 0.17 | 0.01 | 7 | 0
2040 | MAPP_US_2_NE | MAPP_US | NE | Internal | Winter | B17 | 100 | 2000 | 0 | 60.31 | 55.31 | 7 | 0
2040 | MAPP_US_2_NE | MAPP_US | NE | Internal | Winter | B18 | 400 | 2000 | 0 | 77.53 | 79.53 | 7 | 0
2040 | MAPP_US_2_NE | MAPP_US | NE | Internal | Winter | B19 | 700 | 2000 | 0 | 77.53 | 79.53 | 7 | 0
2040 | MAPP_US_2_NE | MAPP_US | NE | Internal | Winter | B20 | 935 | 2000 | 0 | 14.52 | 9.52 | 7 | 0
2040 | MARITIMES_2_NEISO | MARITIMES | NEISO | Internal | Shoulder | B11 | 25 | 99999 | 1720.66 | 76.46 | 76.47 | 0.01 | 0
2040 | MARITIMES_2_NEISO | MARITIMES | NEISO | Internal | Shoulder | B12 | 200 | 99999 | 1717.44 | 76.46 | 76.47 | 0.01 | 0
2040 | MARITIMES_2_NEISO | MARITIMES | NEISO | Internal | Shoulder | B13 | 600 | 99999 | 1704.78 | 76.46 | 76.47 | 0.01 | 0
2040 | MARITIMES_2_NEISO | MARITIMES | NEISO | Internal | Shoulder | B14 | 900 | 99999 | 1682.64 | 76.46 | 76.47 | 0.01 | 0
2040 | MARITIMES_2_NEISO | MARITIMES | NEISO | Internal | Shoulder | B15 | 1203 | 99999 | 648.08 | 76.46 | 76.47 | 0.01 | 0
2040 | MARITIMES_2_NEISO | MARITIMES | NEISO | Internal | Summer | B1 | 10 | 99999 | 1900.1 | 554.32 | 554.33 | 0.01 | 0
2040 | MARITIMES_2_NEISO | MARITIMES | NEISO | Internal | Summer | B2 | 25 | 99999 | 1878.84 | 525.23 | 525.24 | 0.01 | 0
2040 | MARITIMES_2_NEISO | MARITIMES | NEISO | Internal | Summer | B3 | 75 | 99999 | 1836.48 | 142.56 | 142.58 | 0.01 | 0
2040 | MARITIMES_2_NEISO | MARITIMES | NEISO | Internal | Summer | B4 | 100 | 99999 | 1800.07 | 104.98 | 104.99 | 0.01 | 0
2040 | MARITIMES_2_NEISO | MARITIMES | NEISO | Internal | Summer | B5 | 200 | 99999 | 1780.26 | 104.01 | 104.02 | 0.01 | 0
2040 | MARITIMES_2_NEISO | MARITIMES | NEISO | Internal | Summer | B6 | 300 | 99999 | 1757.82 | 78.42 | 78.43 | 0.01 | 0
2040 | MARITIMES_2_NEISO | MARITIMES | NEISO | Internal | Summer | B7 | 400 | 99999 | 1732.23 | 78.42 | 78.43 | 0.01 | 0
2040 | MARITIMES_2_NEISO | MARITIMES | NEISO | Internal | Summer | B8 | 500 | 99999 | 1712.1 | 78.42 | 78.43 | 0.01 | 0
2040 | MARITIMES_2_NEISO | MARITIMES | NEISO | Internal | Summer | B9 | 800 | 99999 | 1687.45 | 76.22 | 76.24 | 0.01 | 0
2040 | MARITIMES_2_NEISO | MARITIMES | NEISO | Internal | Summer | B10 | 1262 | 99999 | 465.06 | 76.22 | 76.24 | 0.01 | 0
2040 | MARITIMES_2_NEISO | MARITIMES | NEISO | Internal | Winter | B16 | 25 | 99999 | 1765.23 | 81.52 | 81.53 | 0.01 | 0
2040 | MARITIMES_2_NEISO | MARITIMES | NEISO | Internal | Winter | B17 | 100 | 99999 | 1747.34 | 81.52 | 81.53 | 0.01 | 0
2040 | MARITIMES_2_NEISO | MARITIMES | NEISO | Internal | Winter | B18 | 400 | 99999 | 1733.65 | 81.52 | 81.53 | 0.01 | 0
2040 | MARITIMES_2_NEISO | MARITIMES | NEISO | Internal | Winter | B19 | 700 | 99999 | 1708.15 | 81.52 | 81.53 | 0.01 | 0
2040 | MARITIMES_2_NEISO | MARITIMES | NEISO | Internal | Winter | B20 | 935 | 99999 | 723.43 | 81.52 | 81.53 | 0.01 | 0
2040 | MISO_IN_2_MISO_MI | MISO_IN | MISO_MI | Internal | Shoulder | B11 | 25 | 5490 | 0 | 94.48 | 94.48 | 0.01 | 0
2040 | MISO_IN_2_MISO_MI | MISO_IN | MISO_MI | Internal | Shoulder | B12 | 200 | 5490 | 742.28 | 89.72 | 89.73 | 0.01 | 0
2040 | MISO_IN_2_MISO_MI | MISO_IN | MISO_MI | Internal | Shoulder | B13 | 600 | 5490 | 1408.16 | 84.45 | 84.46 | 0.01 | 0
2040 | MISO_IN_2_MISO_MI | MISO_IN | MISO_MI | Internal | Shoulder | B14 | 900 | 5490 | 2157.07 | 79.51 | 79.53 | 0.01 | 0
2040 | MISO_IN_2_MISO_MI | MISO_IN | MISO_MI | Internal | Shoulder | B15 | 1203 | 5490 | 2504.95 | 79.46 | 79.47 | 0.01 | 0
2040 | MISO_IN_2_MISO_MI | MISO_IN | MISO_MI | Internal | Summer | B1 | 10 | 5490 | 0 | 187.86 | 187.84 | 0.01 | 0
2040 | MISO_IN_2_MISO_MI | MISO_IN | MISO_MI | Internal | Summer | B2 | 25 | 5490 | 0 | 156.04 | 156.01 | 0.01 | 0
2040 | MISO_IN_2_MISO_MI | MISO_IN | MISO_MI | Internal | Summer | B3 | 75 | 5490 | 0 | 151.6 | 151.59 | 0.01 | 0
2040 | MISO_IN_2_MISO_MI | MISO_IN | MISO_MI | Internal | Summer | B4 | 100 | 5490 | 0 | 144.48 | 144.46 | 0.01 | 0
2040 | MISO_IN_2_MISO_MI | MISO_IN | MISO_MI | Internal | Summer | B5 | 200 | 5490 | 0 | 138.27 | 138.25 | 0.01 | 0
2040 | MISO_IN_2_MISO_MI | MISO_IN | MISO_MI | Internal | Summer | B6 | 300 | 5490 | 0 | 105.66 | 105.64 | 0.01 | 0
2040 | MISO_IN_2_MISO_MI | MISO_IN | MISO_MI | Internal | Summer | B7 | 400 | 5490 | 0 | 92.3 | 92.29 | 0.01 | 0
2040 | MISO_IN_2_MISO_MI | MISO_IN | MISO_MI | Internal | Summer | B8 | 500 | 5490 | 217.11 | 88.32 | 88.33 | 0.01 | 0
2040 | MISO_IN_2_MISO_MI | MISO_IN | MISO_MI | Internal | Summer | B9 | 800 | 5490 | 0 | 81.53 | 81.53 | 0.01 | 0
2040 | MISO_IN_2_MISO_MI | MISO_IN | MISO_MI | Internal | Summer | B10 | 1262 | 5490 | 3747.51 | 77.99 | 78 | 0.01 | 0
2040 | MISO_IN_2_MISO_MI | MISO_IN | MISO_MI | Internal | Winter | B16 | 25 | 5490 | 0 | 95.77 | 95.75 | 0.01 | 0
2040 | MISO_IN_2_MISO_MI | MISO_IN | MISO_MI | Internal | Winter | B17 | 100 | 5490 | 0 | 95.45 | 95.44 | 0.01 | 0
2040 | MISO_IN_2_MISO_MI | MISO_IN | MISO_MI | Internal | Winter | B18 | 400 | 5490 | 0 | 86.06 | 86.05 | 0.01 | 0
2040 | MISO_IN_2_MISO_MI | MISO_IN | MISO_MI | Internal | Winter | B19 | 700 | 5490 | 0 | 84.53 | 84.52 | 0.01 | 0
2040 | MISO_IN_2_MISO_MI | MISO_IN | MISO_MI | Internal | Winter | B20 | 935 | 5490 | 0 | 82.31 | 82.3 | 0.01 | 0
2040 | MISO_IN_2_MISO_MO-IL | MISO_IN | MISO_MO-IL | Internal | Shoulder | B11 | 25 | 5000 | 0 | 94.48 | 94.48 | 0.01 | 0
2040 | MISO_IN_2_MISO_MO-IL | MISO_IN | MISO_MO-IL | Internal | Shoulder | B12 | 200 | 5000 | 0 | 89.72 | 89.7 | 0.01 | 0
2040 | MISO_IN_2_MISO_MO-IL | MISO_IN | MISO_MO-IL | Internal | Shoulder | B13 | 600 | 5000 | 0 | 84.45 | 82.67 | 0.01 | 0
2040 | MISO_IN_2_MISO_MO-IL | MISO_IN | MISO_MO-IL | Internal | Shoulder | B14 | 900 | 5000 | 0 | 79.51 | 78.17 | 0.01 | 0
2040 | MISO_IN_2_MISO_MO-IL | MISO_IN | MISO_MO-IL | Internal | Shoulder | B15 | 1203 | 5000 | 0 | 79.46 | 75.37 | 0.01 | 0
2040 | MISO_IN_2_MISO_MO-IL | MISO_IN | MISO_MO-IL | Internal | Summer | B1 | 10 | 5000 | 0 | 187.86 | 187.84 | 0.01 | 0
2040 | MISO_IN_2_MISO_MO-IL | MISO_IN | MISO_MO-IL | Internal | Summer | B2 | 25 | 5000 | 0 | 156.04 | 156.02 | 0.01 | 0
2040 | MISO_IN_2_MISO_MO-IL | MISO_IN | MISO_MO-IL | Internal | Summer | B3 | 75 | 5000 | 0 | 151.6 | 151.59 | 0.01 | 0
2040 | MISO_IN_2_MISO_MO-IL | MISO_IN | MISO_MO-IL | Internal | Summer | B4 | 100 | 5000 | 0 | 144.48 | 144.47 | 0.01 | 0
2040 | MISO_IN_2_MISO_MO-IL | MISO_IN | MISO_MO-IL | Internal | Summer | B5 | 200 | 5000 | 0 | 138.27 | 138.26 | 0.01 | 0
2040 | MISO_IN_2_MISO_MO-IL | MISO_IN | MISO_MO-IL | Internal | Summer | B6 | 300 | 5000 | 0 | 105.66 | 105.64 | 0.01 | 0
2040 | MISO_IN_2_MISO_MO-IL | MISO_IN | MISO_MO-IL | Internal | Summer | B7 | 400 | 5000 | 0 | 92.3 | 92.3 | 0.01 | 0
2040 | MISO_IN_2_MISO_MO-IL | MISO_IN | MISO_MO-IL | Internal | Summer | B8 | 500 | 5000 | 0 | 88.32 | 88.31 | 0.01 | 0
2040 | MISO_IN_2_MISO_MO-IL | MISO_IN | MISO_MO-IL | Internal | Summer | B9 | 800 | 5000 | 372.22 | 81.53 | 81.55 | 0.01 | 0
2040 | MISO_IN_2_MISO_MO-IL | MISO_IN | MISO_MO-IL | Internal | Summer | B10 | 1262 | 5000 | 0 | 77.99 | 77.98 | 0.01 | 0
2040 | MISO_IN_2_MISO_MO-IL | MISO_IN | MISO_MO-IL | Internal | Winter | B16 | 25 | 5000 | 0 | 95.77 | 85.28 | 0.01 | 0
2040 | MISO_IN_2_MISO_MO-IL | MISO_IN | MISO_MO-IL | Internal | Winter | B17 | 100 | 5000 | 0 | 95.45 | 85.28 | 0.01 | 0
2040 | MISO_IN_2_MISO_MO-IL | MISO_IN | MISO_MO-IL | Internal | Winter | B18 | 400 | 5000 | 0 | 86.06 | 86.05 | 0.01 | 0
2040 | MISO_IN_2_MISO_MO-IL | MISO_IN | MISO_MO-IL | Internal | Winter | B19 | 700 | 5000 | 149.43 | 84.53 | 84.54 | 0.01 | 0
2040 | MISO_IN_2_MISO_MO-IL | MISO_IN | MISO_MO-IL | Internal | Winter | B20 | 935 | 5000 | 0 | 82.31 | 71.55 | 0.01 | 0
2040 | MISO_IN_2_NonRTO_Midwest | MISO_IN | NonRTO_Midwest | Internal | Shoulder | B11 | 25 | 4800 | 1039.88 | 94.48 | 102.48 | 8 | 0
2040 | MISO_IN_2_NonRTO_Midwest | MISO_IN | NonRTO_Midwest | Internal | Shoulder | B12 | 200 | 4800 | 493.7 | 89.72 | 97.72 | 8 | 0
2040 | MISO_IN_2_NonRTO_Midwest | MISO_IN | NonRTO_Midwest | Internal | Shoulder | B13 | 600 | 4800 | 0 | 84.45 | 90.81 | 8 | 0
2040 | MISO_IN_2_NonRTO_Midwest | MISO_IN | NonRTO_Midwest | Internal | Shoulder | B14 | 900 | 4800 | 0 | 79.51 | 83.24 | 8 | 0
2040 | MISO_IN_2_NonRTO_Midwest | MISO_IN | NonRTO_Midwest | Internal | Shoulder | B15 | 1203 | 4800 | 0 | 79.46 | 83.24 | 8 | 0
2040 | MISO_IN_2_NonRTO_Midwest | MISO_IN | NonRTO_Midwest | Internal | Summer | B1 | 10 | 4800 | 3644.52 | 187.86 | 195.86 | 8 | 0
2040 | MISO_IN_2_NonRTO_Midwest | MISO_IN | NonRTO_Midwest | Internal | Summer | B2 | 25 | 4800 | 2768.64 | 156.04 | 164.04 | 8 | 0
2040 | MISO_IN_2_NonRTO_Midwest | MISO_IN | NonRTO_Midwest | Internal | Summer | B3 | 75 | 4800 | 879.26 | 151.6 | 159.6 | 8 | 0
2040 | MISO_IN_2_NonRTO_Midwest | MISO_IN | NonRTO_Midwest | Internal | Summer | B4 | 100 | 4800 | 1299.93 | 144.48 | 152.48 | 8 | 0
2040 | MISO_IN_2_NonRTO_Midwest | MISO_IN | NonRTO_Midwest | Internal | Summer | B5 | 200 | 4800 | 1015.31 | 138.27 | 146.27 | 8 | 0
2040 | MISO_IN_2_NonRTO_Midwest | MISO_IN | NonRTO_Midwest | Internal | Summer | B6 | 300 | 4800 | 583.52 | 105.66 | 113.66 | 8 | 0
2040 | MISO_IN_2_NonRTO_Midwest | MISO_IN | NonRTO_Midwest | Internal | Summer | B7 | 400 | 4800 | 52.29 | 92.3 | 100.3 | 8 | 0
2040 | MISO_IN_2_NonRTO_Midwest | MISO_IN | NonRTO_Midwest | Internal | Summer | B8 | 500 | 4800 | 0 | 88.32 | 86.81 | 8 | 0
2040 | MISO_IN_2_NonRTO_Midwest | MISO_IN | NonRTO_Midwest | Internal | Summer | B9 | 800 | 4800 | 0 | 81.53 | 81.67 | 8 | 0
2040 | MISO_IN_2_NonRTO_Midwest | MISO_IN | NonRTO_Midwest | Internal | Summer | B10 | 1262 | 4800 | 0 | 77.99 | 81.67 | 8 | 0
2040 | MISO_IN_2_NonRTO_Midwest | MISO_IN | NonRTO_Midwest | Internal | Winter | B16 | 25 | 4800 | 2285.27 | 95.77 | 103.77 | 8 | 0
2040 | MISO_IN_2_NonRTO_Midwest | MISO_IN | NonRTO_Midwest | Internal | Winter | B17 | 100 | 4800 | 536.98 | 95.45 | 103.45 | 8 | 0
2040 | MISO_IN_2_NonRTO_Midwest | MISO_IN | NonRTO_Midwest | Internal | Winter | B18 | 400 | 4800 | 575.76 | 86.06 | 94.06 | 8 | 0
2040 | MISO_IN_2_NonRTO_Midwest | MISO_IN | NonRTO_Midwest | Internal | Winter | B19 | 700 | 4800 | 0 | 84.53 | 88.55 | 8 | 0
2040 | MISO_IN_2_NonRTO_Midwest | MISO_IN | NonRTO_Midwest | Internal | Winter | B20 | 935 | 4800 | 0 | 82.31 | 87.11 | 8 | 0
2040 | MISO_IN_2_PJM_ROR | MISO_IN | PJM_ROR | Internal | Shoulder | B11 | 25 | 992 | 230.77 | 94.48 | 96.48 | 2 | 0
2040 | MISO_IN_2_PJM_ROR | MISO_IN | PJM_ROR | Internal | Shoulder | B12 | 200 | 992 | 0 | 89.72 | 91.7 | 2 | 0
2040 | MISO_IN_2_PJM_ROR | MISO_IN | PJM_ROR | Internal | Shoulder | B13 | 600 | 992 | 992 | 84.45 | 86.46 | 2 | 0.01
2040 | MISO_IN_2_PJM_ROR | MISO_IN | PJM_ROR | Internal | Shoulder | B14 | 900 | 992 | 992 | 79.51 | 83.88 | 2 | 2.36
2040 | MISO_IN_2_PJM_ROR | MISO_IN | PJM_ROR | Internal | Shoulder | B15 | 1203 | 992 | 0 | 79.46 | 79.4 | 2 | 0
2040 | MISO_IN_2_PJM_ROR | MISO_IN | PJM_ROR | Internal | Summer | B1 | 10 | 992 | 992 | 187.86 | 190.44 | 2 | 0.59
2040 | MISO_IN_2_PJM_ROR | MISO_IN | PJM_ROR | Internal | Summer | B2 | 25 | 992 | 0 | 156.04 | 158.01 | 2 | 0
2040 | MISO_IN_2_PJM_ROR | MISO_IN | PJM_ROR | Internal | Summer | B3 | 75 | 992 | 0 | 151.6 | 153.58 | 2 | 0
2040 | MISO_IN_2_PJM_ROR | MISO_IN | PJM_ROR | Internal | Summer | B4 | 100 | 992 | 0 | 144.48 | 146.46 | 2 | 0
2040 | MISO_IN_2_PJM_ROR | MISO_IN | PJM_ROR | Internal | Summer | B5 | 200 | 992 | 0 | 138.27 | 140.25 | 2 | 0
2040 | MISO_IN_2_PJM_ROR | MISO_IN | PJM_ROR | Internal | Summer | B6 | 300 | 992 | 0 | 105.66 | 107.63 | 2 | 0
2040 | MISO_IN_2_PJM_ROR | MISO_IN | PJM_ROR | Internal | Summer | B7 | 400 | 992 | 0 | 92.3 | 94.29 | 2 | 0
2040 | MISO_IN_2_PJM_ROR | MISO_IN | PJM_ROR | Internal | Summer | B8 | 500 | 992 | 0 | 88.32 | 89.62 | 2 | 0
2040 | MISO_IN_2_PJM_ROR | MISO_IN | PJM_ROR | Internal | Summer | B9 | 800 | 992 | 256.03 | 81.53 | 83.53 | 2 | 0
2040 | MISO_IN_2_PJM_ROR | MISO_IN | PJM_ROR | Internal | Summer | B10 | 1262 | 992 | 0 | 77.99 | 77.63 | 2 | 0
2040 | MISO_IN_2_PJM_ROR | MISO_IN | PJM_ROR | Internal | Winter | B16 | 25 | 992 | 992 | 95.77 | 101.38 | 2 | 3.62
2040 | MISO_IN_2_PJM_ROR | MISO_IN | PJM_ROR | Internal | Winter | B17 | 100 | 992 | 698.64 | 95.45 | 97.45 | 2 | 0
2040 | MISO_IN_2_PJM_ROR | MISO_IN | PJM_ROR | Internal | Winter | B18 | 400 | 992 | 992 | 86.06 | 93.03 | 2 | 4.97
2040 | MISO_IN_2_PJM_ROR | MISO_IN | PJM_ROR | Internal | Winter | B19 | 700 | 992 | 992 | 84.53 | 88.82 | 2 | 2.29
2040 | MISO_IN_2_PJM_ROR | MISO_IN | PJM_ROR | Internal | Winter | B20 | 935 | 992 | 0 | 82.31 | 83.36 | 2 | 0
2040 | MISO_MI_2_MISO_IN | MISO_MI | MISO_IN | Internal | Shoulder | B11 | 25 | 2535 | 0 | 94.48 | 94.48 | 0.01 | 0
2040 | MISO_MI_2_MISO_IN | MISO_MI | MISO_IN | Internal | Shoulder | B12 | 200 | 2535 | 0 | 89.73 | 89.72 | 0.01 | 0
2040 | MISO_MI_2_MISO_IN | MISO_MI | MISO_IN | Internal | Shoulder | B13 | 600 | 2535 | 0 | 84.46 | 84.45 | 0.01 | 0
2040 | MISO_MI_2_MISO_IN | MISO_MI | MISO_IN | Internal | Shoulder | B14 | 900 | 2535 | 0 | 79.53 | 79.51 | 0.01 | 0
2040 | MISO_MI_2_MISO_IN | MISO_MI | MISO_IN | Internal | Shoulder | B15 | 1203 | 2535 | 0 | 79.47 | 79.46 | 0.01 | 0
2040 | MISO_MI_2_MISO_IN | MISO_MI | MISO_IN | Internal | Summer | B1 | 10 | 2535 | 2111.31 | 187.84 | 187.86 | 0.01 | 0
2040 | MISO_MI_2_MISO_IN | MISO_MI | MISO_IN | Internal | Summer | B2 | 25 | 2535 | 2535 | 156.01 | 156.04 | 0.01 | 0.01
2040 | MISO_MI_2_MISO_IN | MISO_MI | MISO_IN | Internal | Summer | B3 | 75 | 2535 | 1500.46 | 151.59 | 151.6 | 0.01 | 0
2040 | MISO_MI_2_MISO_IN | MISO_MI | MISO_IN | Internal | Summer | B4 | 100 | 2535 | 2535 | 144.46 | 144.48 | 0.01 | 0.01
2040 | MISO_MI_2_MISO_IN | MISO_MI | MISO_IN | Internal | Summer | B5 | 200 | 2535 | 2535 | 138.25 | 138.27 | 0.01 | 0.01
2040 | MISO_MI_2_MISO_IN | MISO_MI | MISO_IN | Internal | Summer | B6 | 300 | 2535 | 1262.91 | 105.64 | 105.66 | 0.01 | 0
2040 | MISO_MI_2_MISO_IN | MISO_MI | MISO_IN | Internal | Summer | B7 | 400 | 2535 | 746.97 | 92.29 | 92.3 | 0.01 | 0
2040 | MISO_MI_2_MISO_IN | MISO_MI | MISO_IN | Internal | Summer | B8 | 500 | 2535 | 0 | 88.33 | 88.32 | 0.01 | 0
2040 | MISO_MI_2_MISO_IN | MISO_MI | MISO_IN | Internal | Summer | B9 | 800 | 2535 | 0 | 81.53 | 81.53 | 0.01 | 0
2040 | MISO_MI_2_MISO_IN | MISO_MI | MISO_IN | Internal | Summer | B10 | 1262 | 2535 | 0 | 78 | 77.99 | 0.01 | 0
2040 | MISO_MI_2_MISO_IN | MISO_MI | MISO_IN | Internal | Winter | B16 | 25 | 2535 | 1157.14 | 95.75 | 95.77 | 0.01 | 0
2040 | MISO_MI_2_MISO_IN | MISO_MI | MISO_IN | Internal | Winter | B17 | 100 | 2535 | 709.05 | 95.44 | 95.45 | 0.01 | 0
2040 | MISO_MI_2_MISO_IN | MISO_MI | MISO_IN | Internal | Winter | B18 | 400 | 2535 | 351.57 | 86.05 | 86.06 | 0.01 | 0
2040 | MISO_MI_2_MISO_IN | MISO_MI | MISO_IN | Internal | Winter | B19 | 700 | 2535 | 952.91 | 84.52 | 84.53 | 0.01 | 0
2040 | MISO_MI_2_MISO_IN | MISO_MI | MISO_IN | Internal | Winter | B20 | 935 | 2535 | 2131.4 | 82.3 | 82.31 | 0.01 | 0
2040 | MISO_MI_2_MISO_WUMS | MISO_MI | MISO_WUMS | Internal | Shoulder | B11 | 25 | 312 | 112.3 | 94.48 | 94.49 | 0.01 | 0
2040 | MISO_MI_2_MISO_WUMS | MISO_MI | MISO_WUMS | Internal | Shoulder | B12 | 200 | 312 | 312 | 89.73 | 91.92 | 0.01 | 2.18
2040 | MISO_MI_2_MISO_WUMS | MISO_MI | MISO_WUMS | Internal | Shoulder | B13 | 600 | 312 | 312 | 84.46 | 88.46 | 0.01 | 3.99
2040 | MISO_MI_2_MISO_WUMS | MISO_MI | MISO_WUMS | Internal | Shoulder | B14 | 900 | 312 | 312 | 79.53 | 81.88 | 0.01 | 2.34
2040 | MISO_MI_2_MISO_WUMS | MISO_MI | MISO_WUMS | Internal | Shoulder | B15 | 1203 | 312 | 312 | 79.47 | 79.59 | 0.01 | 0.1
2040 | MISO_MI_2_MISO_WUMS | MISO_MI | MISO_WUMS | Internal | Summer | B1 | 10 | 312 | 312 | 187.84 | 188.44 | 0.01 | 0.59
2040 | MISO_MI_2_MISO_WUMS | MISO_MI | MISO_WUMS | Internal | Summer | B2 | 25 | 312 | 140.82 | 156.01 | 156.02 | 0.01 | 0
2040 | MISO_MI_2_MISO_WUMS | MISO_MI | MISO_WUMS | Internal | Summer | B3 | 75 | 312 | 260.65 | 151.59 | 151.6 | 0.01 | 0
2040 | MISO_MI_2_MISO_WUMS | MISO_MI | MISO_WUMS | Internal | Summer | B4 | 100 | 312 | 6.17 | 144.46 | 144.47 | 0.01 | 0
2040 | MISO_MI_2_MISO_WUMS | MISO_MI | MISO_WUMS | Internal | Summer | B5 | 200 | 312 | 148.47 | 138.25 | 138.26 | 0.01 | 0
2040 | MISO_MI_2_MISO_WUMS | MISO_MI | MISO_WUMS | Internal | Summer | B6 | 300 | 312 | 0 | 105.64 | 105.64 | 0.01 | 0
2040 | MISO_MI_2_MISO_WUMS | MISO_MI | MISO_WUMS | Internal | Summer | B7 | 400 | 312 | 40.05 | 92.29 | 92.3 | 0.01 | 0
2040 | MISO_MI_2_MISO_WUMS | MISO_MI | MISO_WUMS | Internal | Summer | B8 | 500 | 312 | 312 | 88.33 | 89.8 | 0.01 | 1.46
2040 | MISO_MI_2_MISO_WUMS | MISO_MI | MISO_WUMS | Internal | Summer | B9 | 800 | 312 | 218.91 | 81.53 | 81.55 | 0.01 | 0
2040 | MISO_MI_2_MISO_WUMS | MISO_MI | MISO_WUMS | Internal | Summer | B10 | 1262 | 312 | 0 | 78 | 77.78 | 0.01 | 0
2040 | MISO_MI_2_MISO_WUMS | MISO_MI | MISO_WUMS | Internal | Winter | B16 | 25 | 312 | 312 | 95.75 | 95.84 | 0.01 | 0.08
2040 | MISO_MI_2_MISO_WUMS | MISO_MI | MISO_WUMS | Internal | Winter | B17 | 100 | 312 | 276.03 | 95.44 | 95.45 | 0.01 | 0
2040 | MISO_MI_2_MISO_WUMS | MISO_MI | MISO_WUMS | Internal | Winter | B18 | 400 | 312 | 312 | 86.05 | 91.03 | 0.01 | 4.97
2040 | MISO_MI_2_MISO_WUMS | MISO_MI | MISO_WUMS | Internal | Winter | B19 | 700 | 312 | 312 | 84.52 | 86.82 | 0.01 | 2.29
2040 | MISO_MI_2_MISO_WUMS | MISO_MI | MISO_WUMS | Internal | Winter | B20 | 935 | 312 | 312 | 82.3 | 82.92 | 0.01 | 0.61
2040 | MISO_MI_2_PJM_ROR | MISO_MI | PJM_ROR | Internal | Shoulder | B11 | 25 | 1424 | 1046.71 | 94.48 | 96.48 | 2 | 0
2040 | MISO_MI_2_PJM_ROR | MISO_MI | PJM_ROR | Internal | Shoulder | B12 | 200 | 1424 | 0 | 89.73 | 91.7 | 2 | 0
2040 | MISO_MI_2_PJM_ROR | MISO_MI | PJM_ROR | Internal | Shoulder | B13 | 600 | 1424 | 1052.89 | 84.46 | 86.46 | 2 | 0
2040 | MISO_MI_2_PJM_ROR | MISO_MI | PJM_ROR | Internal | Shoulder | B14 | 900 | 1424 | 1424 | 79.53 | 83.88 | 2 | 2.35
2040 | MISO_MI_2_PJM_ROR | MISO_MI | PJM_ROR | Internal | Shoulder | B15 | 1203 | 1424 | 0 | 79.47 | 79.4 | 2 | 0
2040 | MISO_MI_2_PJM_ROR | MISO_MI | PJM_ROR | Internal | Summer | B1 | 10 | 1424 | 1424 | 187.84 | 190.44 | 2 | 0.6
2040 | MISO_MI_2_PJM_ROR | MISO_MI | PJM_ROR | Internal | Summer | B2 | 25 | 1424 | 1106.24 | 156.01 | 158.01 | 2 | 0
2040 | MISO_MI_2_PJM_ROR | MISO_MI | PJM_ROR | Internal | Summer | B3 | 75 | 1424 | 0 | 151.59 | 153.58 | 2 | 0
2040 | MISO_MI_2_PJM_ROR | MISO_MI | PJM_ROR | Internal | Summer | B4 | 100 | 1424 | 6.79 | 144.46 | 146.46 | 2 | 0
2040 | MISO_MI_2_PJM_ROR | MISO_MI | PJM_ROR | Internal | Summer | B5 | 200 | 1424 | 639.23 | 138.25 | 140.25 | 2 | 0
2040 | MISO_MI_2_PJM_ROR | MISO_MI | PJM_ROR | Internal | Summer | B6 | 300 | 1424 | 0 | 105.64 | 107.63 | 2 | 0
2040 | MISO_MI_2_PJM_ROR | MISO_MI | PJM_ROR | Internal | Summer | B7 | 400 | 1424 | 189.53 | 92.29 | 94.29 | 2 | 0
2040 | MISO_MI_2_PJM_ROR | MISO_MI | PJM_ROR | Internal | Summer | B8 | 500 | 1424 | 0 | 88.33 | 89.62 | 2 | 0
2040 | MISO_MI_2_PJM_ROR | MISO_MI | PJM_ROR | Internal | Summer | B9 | 800 | 1424 | 828.14 | 81.53 | 83.53 | 2 | 0
2040 | MISO_MI_2_PJM_ROR | MISO_MI | PJM_ROR | Internal | Summer | B10 | 1262 | 1424 | 0 | 78 | 77.63 | 2 | 0
2040 | MISO_MI_2_PJM_ROR | MISO_MI | PJM_ROR | Internal | Winter | B16 | 25 | 1424 | 1424 | 95.75 | 101.38 | 2 | 3.63
2040 | MISO_MI_2_PJM_ROR | MISO_MI | PJM_ROR | Internal | Winter | B17 | 100 | 1424 | 1424 | 95.44 | 97.45 | 2 | 0.01
2040 | MISO_MI_2_PJM_ROR | MISO_MI | PJM_ROR | Internal | Winter | B18 | 400 | 1424 | 1424 | 86.05 | 93.03 | 2 | 4.98
2040 | MISO_MI_2_PJM_ROR | MISO_MI | PJM_ROR | Internal | Winter | B19 | 700 | 1424 | 1424 | 84.52 | 88.82 | 2 | 2.3
2040 | MISO_MI_2_PJM_ROR | MISO_MI | PJM_ROR | Internal | Winter | B20 | 935 | 1424 | 0 | 82.3 | 83.36 | 2 | 0
2040 | MISO_MO-IL_2_ENT | MISO_MO-IL | ENT | Internal | Shoulder | B11 | 25 | 2540 | 0 | 94.48 | 99.05 | 8 | 0
2040 | MISO_MO-IL_2_ENT | MISO_MO-IL | ENT | Internal | Shoulder | B12 | 200 | 2540 | 0 | 89.7 | 94.72 | 8 | 0
2040 | MISO_MO-IL_2_ENT | MISO_MO-IL | ENT | Internal | Shoulder | B13 | 600 | 2540 | 0 | 82.67 | 82.68 | 8 | 0
2040 | MISO_MO-IL_2_ENT | MISO_MO-IL | ENT | Internal | Shoulder | B14 | 900 | 2540 | 0 | 78.17 | 82.21 | 8 | 0
2040 | MISO_MO-IL_2_ENT | MISO_MO-IL | ENT | Internal | Shoulder | B15 | 1203 | 2540 | 0 | 75.37 | 76.3 | 8 | 0
2040 | MISO_MO-IL_2_ENT | MISO_MO-IL | ENT | Internal | Summer | B1 | 10 | 2540 | 0 | 187.84 | 156.66 | 8 | 0
2040 | MISO_MO-IL_2_ENT | MISO_MO-IL | ENT | Internal | Summer | B2 | 25 | 2540 | 0 | 156.02 | 156.02 | 8 | 0
2040 | MISO_MO-IL_2_ENT | MISO_MO-IL | ENT | Internal | Summer | B3 | 75 | 2540 | 0 | 151.59 | 159.21 | 8 | 0
2040 | MISO_MO-IL_2_ENT | MISO_MO-IL | ENT | Internal | Summer | B4 | 100 | 2540 | 0 | 144.47 | 151.46 | 8 | 0
2040 | MISO_MO-IL_2_ENT | MISO_MO-IL | ENT | Internal | Summer | B5 | 200 | 2540 | 0 | 138.26 | 138.26 | 8 | 0
2040 | MISO_MO-IL_2_ENT | MISO_MO-IL | ENT | Internal | Summer | B6 | 300 | 2540 | 0 | 105.64 | 105.64 | 8 | 0
2040 | MISO_MO-IL_2_ENT | MISO_MO-IL | ENT | Internal | Summer | B7 | 400 | 2540 | 0 | 92.3 | 97.98 | 8 | 0
2040 | MISO_MO-IL_2_ENT | MISO_MO-IL | ENT | Internal | Summer | B8 | 500 | 2540 | 1850.63 | 88.31 | 96.31 | 8 | 0
2040 | MISO_MO-IL_2_ENT | MISO_MO-IL | ENT | Internal | Summer | B9 | 800 | 2540 | 2540 | 81.55 | 93.06 | 8 | 3.51
2040 | MISO_MO-IL_2_ENT | MISO_MO-IL | ENT | Internal | Summer | B10 | 1262 | 2540 | 0 | 77.98 | 80.49 | 8 | 0
2040 | MISO_MO-IL_2_ENT | MISO_MO-IL | ENT | Internal | Winter | B16 | 25 | 2540 | 997.85 | 85.28 | 93.28 | 8 | 0
2040 | MISO_MO-IL_2_ENT | MISO_MO-IL | ENT | Internal | Winter | B17 | 100 | 2540 | 685.53 | 85.28 | 93.28 | 8 | 0
2040 | MISO_MO-IL_2_ENT | MISO_MO-IL | ENT | Internal | Winter | B18 | 400 | 2540 | 0 | 86.05 | 86.06 | 8 | 0
2040 | MISO_MO-IL_2_ENT | MISO_MO-IL | ENT | Internal | Winter | B19 | 700 | 2540 | 0 | 84.54 | 85.75 | 8 | 0
2040 | MISO_MO-IL_2_ENT | MISO_MO-IL | ENT | Internal | Winter | B20 | 935 | 2540 | 133.07 | 71.55 | 79.55 | 8 | 0
2040 | MISO_MO-IL_2_MISO_IN | MISO_MO-IL | MISO_IN | Internal | Shoulder | B11 | 25 | 2100 | 0 | 94.48 | 94.48 | 0.01 | 0
2040 | MISO_MO-IL_2_MISO_IN | MISO_MO-IL | MISO_IN | Internal | Shoulder | B12 | 200 | 2100 | 1011.29 | 89.7 | 89.72 | 0.01 | 0
2040 | MISO_MO-IL_2_MISO_IN | MISO_MO-IL | MISO_IN | Internal | Shoulder | B13 | 600 | 2100 | 2100 | 82.67 | 84.45 | 0.01 | 1.77
2040 | MISO_MO-IL_2_MISO_IN | MISO_MO-IL | MISO_IN | Internal | Shoulder | B14 | 900 | 2100 | 2100 | 78.17 | 79.51 | 0.01 | 1.33
2040 | MISO_MO-IL_2_MISO_IN | MISO_MO-IL | MISO_IN | Internal | Shoulder | B15 | 1203 | 2100 | 2100 | 75.37 | 79.46 | 0.01 | 4.07
2040 | MISO_MO-IL_2_MISO_IN | MISO_MO-IL | MISO_IN | Internal | Summer | B1 | 10 | 2100 | 1854.45 | 187.84 | 187.86 | 0.01 | 0
2040 | MISO_MO-IL_2_MISO_IN | MISO_MO-IL | MISO_IN | Internal | Summer | B2 | 25 | 2100 | 413.24 | 156.02 | 156.04 | 0.01 | 0
2040 | MISO_MO-IL_2_MISO_IN | MISO_MO-IL | MISO_IN | Internal | Summer | B3 | 75 | 2100 | 1687.71 | 151.59 | 151.6 | 0.01 | 0
2040 | MISO_MO-IL_2_MISO_IN | MISO_MO-IL | MISO_IN | Internal | Summer | B4 | 100 | 2100 | 1004.78 | 144.47 | 144.48 | 0.01 | 0
2040 | MISO_MO-IL_2_MISO_IN | MISO_MO-IL | MISO_IN | Internal | Summer | B5 | 200 | 2100 | 546.94 | 138.26 | 138.27 | 0.01 | 0
2040 | MISO_MO-IL_2_MISO_IN | MISO_MO-IL | MISO_IN | Internal | Summer | B6 | 300 | 2100 | 591.17 | 105.64 | 105.66 | 0.01 | 0
2040 | MISO_MO-IL_2_MISO_IN | MISO_MO-IL | MISO_IN | Internal | Summer | B7 | 400 | 2100 | 0 | 92.3 | 92.3 | 0.01 | 0
2040 | MISO_MO-IL_2_MISO_IN | MISO_MO-IL | MISO_IN | Internal | Summer | B8 | 500 | 2100 | 753.72 | 88.31 | 88.32 | 0.01 | 0
2040 | MISO_MO-IL_2_MISO_IN | MISO_MO-IL | MISO_IN | Internal | Summer | B9 | 800 | 2100 | 0 | 81.55 | 81.53 | 0.01 | 0
2040 | MISO_MO-IL_2_MISO_IN | MISO_MO-IL | MISO_IN | Internal | Summer | B10 | 1262 | 2100 | 1768.08 | 77.98 | 77.99 | 0.01 | 0
2040 | MISO_MO-IL_2_MISO_IN | MISO_MO-IL | MISO_IN | Internal | Winter | B16 | 25 | 2100 | 2100 | 85.28 | 95.77 | 0.01 | 10.47
2040 | MISO_MO-IL_2_MISO_IN | MISO_MO-IL | MISO_IN | Internal | Winter | B17 | 100 | 2100 | 2100 | 85.28 | 95.45 | 0.01 | 10.16
2040 | MISO_MO-IL_2_MISO_IN | MISO_MO-IL | MISO_IN | Internal | Winter | B18 | 400 | 2100 | 1653.57 | 86.05 | 86.06 | 0.01 | 0
2040 | MISO_MO-IL_2_MISO_IN | MISO_MO-IL | MISO_IN | Internal | Winter | B19 | 700 | 2100 | 0 | 84.54 | 84.53 | 0.01 | 0
2040 | MISO_MO-IL_2_MISO_IN | MISO_MO-IL | MISO_IN | Internal | Winter | B20 | 935 | 2100 | 2100 | 71.55 | 82.31 | 0.01 | 10.75
2040 | MISO_MO-IL_2_MISO_W | MISO_MO-IL | MISO_W | Internal | Shoulder | B11 | 25 | 1208 | 0 | 94.48 | 94.48 | 0.01 | 0
2040 | MISO_MO-IL_2_MISO_W | MISO_MO-IL | MISO_W | Internal | Shoulder | B12 | 200 | 1208 | 0 | 89.7 | 89.69 | 0.01 | 0
2040 | MISO_MO-IL_2_MISO_W | MISO_MO-IL | MISO_W | Internal | Shoulder | B13 | 600 | 1208 | 0 | 82.67 | 82.65 | 0.01 | 0
2040 | MISO_MO-IL_2_MISO_W | MISO_MO-IL | MISO_W | Internal | Shoulder | B14 | 900 | 1208 | 0 | 78.17 | 78.16 | 0.01 | 0
2040 | MISO_MO-IL_2_MISO_W | MISO_MO-IL | MISO_W | Internal | Shoulder | B15 | 1203 | 1208 | 0 | 75.37 | 12.02 | 0.01 | 0
2040 | MISO_MO-IL_2_MISO_W | MISO_MO-IL | MISO_W | Internal | Summer | B1 | 10 | 1208 | 1208 | 187.84 | 188.44 | 0.01 | 0.59
2040 | MISO_MO-IL_2_MISO_W | MISO_MO-IL | MISO_W | Internal | Summer | B2 | 25 | 1208 | 0 | 156.02 | 156.01 | 0.01 | 0
2040 | MISO_MO-IL_2_MISO_W | MISO_MO-IL | MISO_W | Internal | Summer | B3 | 75 | 1208 | 0 | 151.59 | 151.58 | 0.01 | 0
2040 | MISO_MO-IL_2_MISO_W | MISO_MO-IL | MISO_W | Internal | Summer | B4 | 100 | 1208 | 0 | 144.47 | 144.46 | 0.01 | 0
2040 | MISO_MO-IL_2_MISO_W | MISO_MO-IL | MISO_W | Internal | Summer | B5 | 200 | 1208 | 0 | 138.26 | 138.25 | 0.01 | 0
2040 | MISO_MO-IL_2_MISO_W | MISO_MO-IL | MISO_W | Internal | Summer | B6 | 300 | 1208 | 0 | 105.64 | 105.63 | 0.01 | 0
2040 | MISO_MO-IL_2_MISO_W | MISO_MO-IL | MISO_W | Internal | Summer | B7 | 400 | 1208 | 0 | 92.3 | 92.29 | 0.01 | 0
2040 | MISO_MO-IL_2_MISO_W | MISO_MO-IL | MISO_W | Internal | Summer | B8 | 500 | 1208 | 0 | 88.31 | 87.62 | 0.01 | 0
2040 | MISO_MO-IL_2_MISO_W | MISO_MO-IL | MISO_W | Internal | Summer | B9 | 800 | 1208 | 0 | 81.55 | 81.53 | 0.01 | 0
2040 | MISO_MO-IL_2_MISO_W | MISO_MO-IL | MISO_W | Internal | Summer | B10 | 1262 | 1208 | 0 | 77.98 | 75.63 | 0.01 | 0
2040 | MISO_MO-IL_2_MISO_W | MISO_MO-IL | MISO_W | Internal | Winter | B16 | 25 | 1208 | 0 | 85.28 | 7.17 | 0.01 | 0
2040 | MISO_MO-IL_2_MISO_W | MISO_MO-IL | MISO_W | Internal | Winter | B17 | 100 | 1208 | 0 | 85.28 | 67.31 | 0.01 | 0
2040 | MISO_MO-IL_2_MISO_W | MISO_MO-IL | MISO_W | Internal | Winter | B18 | 400 | 1208 | 0 | 86.05 | 86.03 | 0.01 | 0
2040 | MISO_MO-IL_2_MISO_W | MISO_MO-IL | MISO_W | Internal | Winter | B19 | 700 | 1208 | 0 | 84.54 | 84.53 | 0.01 | 0
2040 | MISO_MO-IL_2_MISO_W | MISO_MO-IL | MISO_W | Internal | Winter | B20 | 935 | 1208 | 0 | 71.55 | 67.3 | 0.01 | 0
2040 | MISO_MO-IL_2_PJM_ROR | MISO_MO-IL | PJM_ROR | Internal | Shoulder | B11 | 25 | 1212 | 271.88 | 94.48 | 96.48 | 2 | 0
2040 | MISO_MO-IL_2_PJM_ROR | MISO_MO-IL | PJM_ROR | Internal | Shoulder | B12 | 200 | 1212 | 617.44 | 89.7 | 91.7 | 2 | 0
2040 | MISO_MO-IL_2_PJM_ROR | MISO_MO-IL | PJM_ROR | Internal | Shoulder | B13 | 600 | 1212 | 1212 | 82.67 | 86.46 | 2 | 1.8
2040 | MISO_MO-IL_2_PJM_ROR | MISO_MO-IL | PJM_ROR | Internal | Shoulder | B14 | 900 | 1212 | 1212 | 78.17 | 83.88 | 2 | 3.7
2040 | MISO_MO-IL_2_PJM_ROR | MISO_MO-IL | PJM_ROR | Internal | Shoulder | B15 | 1203 | 1212 | 1212 | 75.37 | 79.4 | 2 | 2.03
2040 | MISO_MO-IL_2_PJM_ROR | MISO_MO-IL | PJM_ROR | Internal | Summer | B1 | 10 | 1212 | 1212 | 187.84 | 190.44 | 2 | 0.6
2040 | MISO_MO-IL_2_PJM_ROR | MISO_MO-IL | PJM_ROR | Internal | Summer | B2 | 25 | 1212 | 0 | 156.02 | 158.01 | 2 | 0
2040 | MISO_MO-IL_2_PJM_ROR | MISO_MO-IL | PJM_ROR | Internal | Summer | B3 | 75 | 1212 | 0 | 151.59 | 153.58 | 2 | 0
2040 | MISO_MO-IL_2_PJM_ROR | MISO_MO-IL | PJM_ROR | Internal | Summer | B4 | 100 | 1212 | 0 | 144.47 | 146.46 | 2 | 0
2040 | MISO_MO-IL_2_PJM_ROR | MISO_MO-IL | PJM_ROR | Internal | Summer | B5 | 200 | 1212 | 0 | 138.26 | 140.25 | 2 | 0
2040 | MISO_MO-IL_2_PJM_ROR | MISO_MO-IL | PJM_ROR | Internal | Summer | B6 | 300 | 1212 | 0 | 105.64 | 107.63 | 2 | 0
2040 | MISO_MO-IL_2_PJM_ROR | MISO_MO-IL | PJM_ROR | Internal | Summer | B7 | 400 | 1212 | 0 | 92.3 | 94.29 | 2 | 0
2040 | MISO_MO-IL_2_PJM_ROR | MISO_MO-IL | PJM_ROR | Internal | Summer | B8 | 500 | 1212 | 0 | 88.31 | 89.62 | 2 | 0
2040 | MISO_MO-IL_2_PJM_ROR | MISO_MO-IL | PJM_ROR | Internal | Summer | B9 | 800 | 1212 | 0 | 81.55 | 83.53 | 2 | 0
2040 | MISO_MO-IL_2_PJM_ROR | MISO_MO-IL | PJM_ROR | Internal | Summer | B10 | 1262 | 1212 | 0 | 77.98 | 77.63 | 2 | 0
2040 | MISO_MO-IL_2_PJM_ROR | MISO_MO-IL | PJM_ROR | Internal | Winter | B16 | 25 | 1212 | 1212 | 85.28 | 101.38 | 2 | 14.1
2040 | MISO_MO-IL_2_PJM_ROR | MISO_MO-IL | PJM_ROR | Internal | Winter | B17 | 100 | 1212 | 1212 | 85.28 | 97.45 | 2 | 10.17
2040 | MISO_MO-IL_2_PJM_ROR | MISO_MO-IL | PJM_ROR | Internal | Winter | B18 | 400 | 1212 | 1212 | 86.05 | 93.03 | 2 | 4.98
2040 | MISO_MO-IL_2_PJM_ROR | MISO_MO-IL | PJM_ROR | Internal | Winter | B19 | 700 | 1212 | 1212 | 84.54 | 88.82 | 2 | 2.28
2040 | MISO_MO-IL_2_PJM_ROR | MISO_MO-IL | PJM_ROR | Internal | Winter | B20 | 935 | 1212 | 1212 | 71.55 | 83.36 | 2 | 9.81
2040 | MISO_MO-IL_2_TVA_Transmission | MISO_MO-IL | TVA_Transmission | Internal | Shoulder | B11 | 25 | 4000 | 379.26 | 94.48 | 102.48 | 8 | 0
2040 | MISO_MO-IL_2_TVA_Transmission | MISO_MO-IL | TVA_Transmission | Internal | Shoulder | B12 | 200 | 4000 | 7.57 | 89.7 | 97.7 | 8 | 0
2040 | MISO_MO-IL_2_TVA_Transmission | MISO_MO-IL | TVA_Transmission | Internal | Shoulder | B13 | 600 | 4000 | 0 | 82.67 | 87.58 | 8 | 0
2040 | MISO_MO-IL_2_TVA_Transmission | MISO_MO-IL | TVA_Transmission | Internal | Shoulder | B14 | 900 | 4000 | 1862.57 | 78.17 | 86.17 | 8 | 0
2040 | MISO_MO-IL_2_TVA_Transmission | MISO_MO-IL | TVA_Transmission | Internal | Shoulder | B15 | 1203 | 4000 | 3599.69 | 75.37 | 83.37 | 8 | 0
2040 | MISO_MO-IL_2_TVA_Transmission | MISO_MO-IL | TVA_Transmission | Internal | Summer | B1 | 10 | 4000 | 4000 | 187.84 | 203.86 | 8 | 8.01
2040 | MISO_MO-IL_2_TVA_Transmission | MISO_MO-IL | TVA_Transmission | Internal | Summer | B2 | 25 | 4000 | 4000 | 156.02 | 172.04 | 8 | 8.01
2040 | MISO_MO-IL_2_TVA_Transmission | MISO_MO-IL | TVA_Transmission | Internal | Summer | B3 | 75 | 4000 | 1890.22 | 151.59 | 159.59 | 8 | 0
2040 | MISO_MO-IL_2_TVA_Transmission | MISO_MO-IL | TVA_Transmission | Internal | Summer | B4 | 100 | 4000 | 789.23 | 144.47 | 152.47 | 8 | 0
2040 | MISO_MO-IL_2_TVA_Transmission | MISO_MO-IL | TVA_Transmission | Internal | Summer | B5 | 200 | 4000 | 0 | 138.26 | 140.25 | 8 | 0
2040 | MISO_MO-IL_2_TVA_Transmission | MISO_MO-IL | TVA_Transmission | Internal | Summer | B6 | 300 | 4000 | 0 | 105.64 | 105.83 | 8 | 0
2040 | MISO_MO-IL_2_TVA_Transmission | MISO_MO-IL | TVA_Transmission | Internal | Summer | B7 | 400 | 4000 | 0 | 92.3 | 97.02 | 8 | 0
2040 | MISO_MO-IL_2_TVA_Transmission | MISO_MO-IL | TVA_Transmission | Internal | Summer | B8 | 500 | 4000 | 0 | 88.31 | 94.81 | 8 | 0
2040 | MISO_MO-IL_2_TVA_Transmission | MISO_MO-IL | TVA_Transmission | Internal | Summer | B9 | 800 | 4000 | 0 | 81.55 | 89.53 | 8 | 0
2040 | MISO_MO-IL_2_TVA_Transmission | MISO_MO-IL | TVA_Transmission | Internal | Summer | B10 | 1262 | 4000 | 0 | 77.98 | 82.73 | 8 | 0
2040 | MISO_MO-IL_2_TVA_Transmission | MISO_MO-IL | TVA_Transmission | Internal | Winter | B16 | 25 | 4000 | 4000 | 85.28 | 99.88 | 8 | 6.6
2040 | MISO_MO-IL_2_TVA_Transmission | MISO_MO-IL | TVA_Transmission | Internal | Winter | B17 | 100 | 4000 | 3456.98 | 85.28 | 93.28 | 8 | 0
2040 | MISO_MO-IL_2_TVA_Transmission | MISO_MO-IL | TVA_Transmission | Internal | Winter | B18 | 400 | 4000 | 0 | 86.05 | 91.65 | 8 | 0
2040 | MISO_MO-IL_2_TVA_Transmission | MISO_MO-IL | TVA_Transmission | Internal | Winter | B19 | 700 | 4000 | 0 | 84.54 | 91.13 | 8 | 0
2040 | MISO_MO-IL_2_TVA_Transmission | MISO_MO-IL | TVA_Transmission | Internal | Winter | B20 | 935 | 4000 | 4000 | 71.55 | 86.36 | 8 | 6.81
2040 | MISO_W_2_IESO | MISO_W | IESO | Internal | Shoulder | B11 | 25 | 145 | 0 | 94.48 | 72.47 | 8 | 0
2040 | MISO_W_2_IESO | MISO_W | IESO | Internal | Shoulder | B12 | 200 | 145 | 0 | 89.69 | 76.67 | 8 | 0
2040 | MISO_W_2_IESO | MISO_W | IESO | Internal | Shoulder | B13 | 600 | 145 | 0 | 82.65 | 72.47 | 8 | 0
2040 | MISO_W_2_IESO | MISO_W | IESO | Internal | Shoulder | B14 | 900 | 145 | 0 | 78.16 | 72.47 | 8 | 0
2040 | MISO_W_2_IESO | MISO_W | IESO | Internal | Shoulder | B15 | 1203 | 145 | 145 | 12.02 | 72.47 | 8 | 52.45
2040 | MISO_W_2_IESO | MISO_W | IESO | Internal | Summer | B1 | 10 | 145 | 0 | 188.44 | 100.99 | 8 | 0
2040 | MISO_W_2_IESO | MISO_W | IESO | Internal | Summer | B2 | 25 | 145 | 0 | 156.01 | 97.04 | 8 | 0
2040 | MISO_W_2_IESO | MISO_W | IESO | Internal | Summer | B3 | 75 | 145 | 0 | 151.58 | 90.91 | 8 | 0
2040 | MISO_W_2_IESO | MISO_W | IESO | Internal | Summer | B4 | 100 | 145 | 0 | 144.46 | 89.87 | 8 | 0
2040 | MISO_W_2_IESO | MISO_W | IESO | Internal | Summer | B5 | 200 | 145 | 0 | 138.25 | 81.62 | 8 | 0
2040 | MISO_W_2_IESO | MISO_W | IESO | Internal | Summer | B6 | 300 | 145 | 0 | 105.63 | 71 | 8 | 0
2040 | MISO_W_2_IESO | MISO_W | IESO | Internal | Summer | B7 | 400 | 145 | 0 | 92.29 | 71 | 8 | 0
2040 | MISO_W_2_IESO | MISO_W | IESO | Internal | Summer | B8 | 500 | 145 | 0 | 87.62 | 71 | 8 | 0
2040 | MISO_W_2_IESO | MISO_W | IESO | Internal | Summer | B9 | 800 | 145 | 0 | 81.53 | 71 | 8 | 0
2040 | MISO_W_2_IESO | MISO_W | IESO | Internal | Summer | B10 | 1262 | 145 | 0 | 75.63 | 71 | 8 | 0
2040 | MISO_W_2_IESO | MISO_W | IESO | Internal | Winter | B16 | 25 | 145 | 145 | 7.17 | 75.3 | 8 | 60.13
2040 | MISO_W_2_IESO | MISO_W | IESO | Internal | Winter | B17 | 100 | 145 | 0 | 67.31 | 75.3 | 8 | 0
2040 | MISO_W_2_IESO | MISO_W | IESO | Internal | Winter | B18 | 400 | 145 | 0 | 86.03 | 75.3 | 8 | 0
2040 | MISO_W_2_IESO | MISO_W | IESO | Internal | Winter | B19 | 700 | 145 | 0 | 84.53 | 75.3 | 8 | 0
2040 | MISO_W_2_IESO | MISO_W | IESO | Internal | Winter | B20 | 935 | 145 | 72.56 | 67.3 | 75.3 | 8 | 0
2040 | MISO_W_2_MAPP_CA | MISO_W | MAPP_CA | Internal | Shoulder | B11 | 25 | 700 | 0 | 94.48 | 12.01 | 0.01 | 0
2040 | MISO_W_2_MAPP_CA | MISO_W | MAPP_CA | Internal | Shoulder | B12 | 200 | 700 | 0 | 89.69 | 12.01 | 0.01 | 0
2040 | MISO_W_2_MAPP_CA | MISO_W | MAPP_CA | Internal | Shoulder | B13 | 600 | 700 | 0 | 82.65 | 12.01 | 0.01 | 0
2040 | MISO_W_2_MAPP_CA | MISO_W | MAPP_CA | Internal | Shoulder | B14 | 900 | 700 | 0 | 78.16 | 12.01 | 0.01 | 0
2040 | MISO_W_2_MAPP_CA | MISO_W | MAPP_CA | Internal | Shoulder | B15 | 1203 | 700 | 0 | 12.02 | 12.01 | 0.01 | 0
2040 | MISO_W_2_MAPP_CA | MISO_W | MAPP_CA | Internal | Summer | B1 | 10 | 700 | 0 | 188.44 | 73.62 | 0.01 | 0
2040 | MISO_W_2_MAPP_CA | MISO_W | MAPP_CA | Internal | Summer | B2 | 25 | 700 | 0 | 156.01 | 73.62 | 0.01 | 0
2040 | MISO_W_2_MAPP_CA | MISO_W | MAPP_CA | Internal | Summer | B3 | 75 | 700 | 0 | 151.58 | 73.62 | 0.01 | 0
2040 | MISO_W_2_MAPP_CA | MISO_W | MAPP_CA | Internal | Summer | B4 | 100 | 700 | 0 | 144.46 | 73.62 | 0.01 | 0
2040 | MISO_W_2_MAPP_CA | MISO_W | MAPP_CA | Internal | Summer | B5 | 200 | 700 | 0 | 138.25 | 73.62 | 0.01 | 0
2040 | MISO_W_2_MAPP_CA | MISO_W | MAPP_CA | Internal | Summer | B6 | 300 | 700 | 0 | 105.63 | 73.62 | 0.01 | 0
2040 | MISO_W_2_MAPP_CA | MISO_W | MAPP_CA | Internal | Summer | B7 | 400 | 700 | 0 | 92.29 | 73.62 | 0.01 | 0
2040 | MISO_W_2_MAPP_CA | MISO_W | MAPP_CA | Internal | Summer | B8 | 500 | 700 | 0 | 87.62 | 73.62 | 0.01 | 0
2040 | MISO_W_2_MAPP_CA | MISO_W | MAPP_CA | Internal | Summer | B9 | 800 | 700 | 0 | 81.53 | 73.62 | 0.01 | 0
2040 | MISO_W_2_MAPP_CA | MISO_W | MAPP_CA | Internal | Summer | B10 | 1262 | 700 | 0 | 75.63 | 73.62 | 0.01 | 0
2040 | MISO_W_2_MAPP_CA | MISO_W | MAPP_CA | Internal | Winter | B16 | 25 | 700 | 700 | 7.17 | 67.3 | 0.01 | 60.12
2040 | MISO_W_2_MAPP_CA | MISO_W | MAPP_CA | Internal | Winter | B17 | 100 | 700 | 0 | 67.31 | 67.3 | 0.01 | 0
2040 | MISO_W_2_MAPP_CA | MISO_W | MAPP_CA | Internal | Winter | B18 | 400 | 700 | 0 | 86.03 | 67.3 | 0.01 | 0
2040 | MISO_W_2_MAPP_CA | MISO_W | MAPP_CA | Internal | Winter | B19 | 700 | 700 | 0 | 84.53 | 67.3 | 0.01 | 0
2040 | MISO_W_2_MAPP_CA | MISO_W | MAPP_CA | Internal | Winter | B20 | 935 | 700 | 0 | 67.3 | 67.3 | 0.01 | 0
2040 | MISO_W_2_MISO_MO-IL | MISO_W | MISO_MO-IL | Internal | Shoulder | B11 | 25 | 4048 | 0 | 94.48 | 94.48 | 0.01 | 0
2040 | MISO_W_2_MISO_MO-IL | MISO_W | MISO_MO-IL | Internal | Shoulder | B12 | 200 | 4048 | 977.85 | 89.69 | 89.7 | 0.01 | 0
2040 | MISO_W_2_MISO_MO-IL | MISO_W | MISO_MO-IL | Internal | Shoulder | B13 | 600 | 4048 | 1422.89 | 82.65 | 82.67 | 0.01 | 0
2040 | MISO_W_2_MISO_MO-IL | MISO_W | MISO_MO-IL | Internal | Shoulder | B14 | 900 | 4048 | 4044.65 | 78.16 | 78.17 | 0.01 | 0
2040 | MISO_W_2_MISO_MO-IL | MISO_W | MISO_MO-IL | Internal | Shoulder | B15 | 1203 | 4048 | 4048 | 12.02 | 75.37 | 0.01 | 63.34
2040 | MISO_W_2_MISO_MO-IL | MISO_W | MISO_MO-IL | Internal | Summer | B1 | 10 | 4048 | 0 | 188.44 | 187.84 | 0.01 | 0
2040 | MISO_W_2_MISO_MO-IL | MISO_W | MISO_MO-IL | Internal | Summer | B2 | 25 | 4048 | 2693.19 | 156.01 | 156.02 | 0.01 | 0
2040 | MISO_W_2_MISO_MO-IL | MISO_W | MISO_MO-IL | Internal | Summer | B3 | 75 | 4048 | 2002.92 | 151.58 | 151.59 | 0.01 | 0
2040 | MISO_W_2_MISO_MO-IL | MISO_W | MISO_MO-IL | Internal | Summer | B4 | 100 | 4048 | 3943.69 | 144.46 | 144.47 | 0.01 | 0
2040 | MISO_W_2_MISO_MO-IL | MISO_W | MISO_MO-IL | Internal | Summer | B5 | 200 | 4048 | 2073.68 | 138.25 | 138.26 | 0.01 | 0
2040 | MISO_W_2_MISO_MO-IL | MISO_W | MISO_MO-IL | Internal | Summer | B6 | 300 | 4048 | 1727.58 | 105.63 | 105.64 | 0.01 | 0
2040 | MISO_W_2_MISO_MO-IL | MISO_W | MISO_MO-IL | Internal | Summer | B7 | 400 | 4048 | 1986.82 | 92.29 | 92.3 | 0.01 | 0
2040 | MISO_W_2_MISO_MO-IL | MISO_W | MISO_MO-IL | Internal | Summer | B8 | 500 | 4048 | 4048 | 87.62 | 88.31 | 0.01 | 0.67
2040 | MISO_W_2_MISO_MO-IL | MISO_W | MISO_MO-IL | Internal | Summer | B9 | 800 | 4048 | 2336.93 | 81.53 | 81.55 | 0.01 | 0
2040 | MISO_W_2_MISO_MO-IL | MISO_W | MISO_MO-IL | Internal | Summer | B10 | 1262 | 4048 | 4048 | 75.63 | 77.98 | 0.01 | 2.33
2040 | MISO_W_2_MISO_MO-IL | MISO_W | MISO_MO-IL | Internal | Winter | B16 | 25 | 4048 | 4048 | 7.17 | 85.28 | 0.01 | 78.1
2040 | MISO_W_2_MISO_MO-IL | MISO_W | MISO_MO-IL | Internal | Winter | B17 | 100 | 4048 | 4048 | 67.31 | 85.28 | 0.01 | 17.96
2040 | MISO_W_2_MISO_MO-IL | MISO_W | MISO_MO-IL | Internal | Winter | B18 | 400 | 4048 | 3009.53 | 86.03 | 86.05 | 0.01 | 0
2040 | MISO_W_2_MISO_MO-IL | MISO_W | MISO_MO-IL | Internal | Winter | B19 | 700 | 4048 | 979.22 | 84.53 | 84.54 | 0.01 | 0
2040 | MISO_W_2_MISO_MO-IL | MISO_W | MISO_MO-IL | Internal | Winter | B20 | 935 | 4048 | 4048 | 67.3 | 71.55 | 0.01 | 4.24
2040 | MISO_W_2_MISO_WUMS | MISO_W | MISO_WUMS | Internal | Shoulder | B11 | 25 | 1747 | 177.42 | 94.48 | 94.49 | 0.01 | 0
2040 | MISO_W_2_MISO_WUMS | MISO_W | MISO_WUMS | Internal | Shoulder | B12 | 200 | 1747 | 1747 | 89.69 | 91.92 | 0.01 | 2.21
2040 | MISO_W_2_MISO_WUMS | MISO_W | MISO_WUMS | Internal | Shoulder | B13 | 600 | 1747 | 1747 | 82.65 | 88.46 | 0.01 | 5.8
2040 | MISO_W_2_MISO_WUMS | MISO_W | MISO_WUMS | Internal | Shoulder | B14 | 900 | 1747 | 1747 | 78.16 | 81.88 | 0.01 | 3.7
2040 | MISO_W_2_MISO_WUMS | MISO_W | MISO_WUMS | Internal | Shoulder | B15 | 1203 | 1747 | 1747 | 12.02 | 79.59 | 0.01 | 67.55
2040 | MISO_W_2_MISO_WUMS | MISO_W | MISO_WUMS | Internal | Summer | B1 | 10 | 1747 | 0 | 188.44 | 188.44 | 0.01 | 0
2040 | MISO_W_2_MISO_WUMS | MISO_W | MISO_WUMS | Internal | Summer | B2 | 25 | 1747 | 295.42 | 156.01 | 156.02 | 0.01 | 0
2040 | MISO_W_2_MISO_WUMS | MISO_W | MISO_WUMS | Internal | Summer | B3 | 75 | 1747 | 1747 | 151.58 | 151.6 | 0.01 | 0.01
2040 | MISO_W_2_MISO_WUMS | MISO_W | MISO_WUMS | Internal | Summer | B4 | 100 | 1747 | 1397.47 | 144.46 | 144.47 | 0.01 | 0
2040 | MISO_W_2_MISO_WUMS | MISO_W | MISO_WUMS | Internal | Summer | B5 | 200 | 1747 | 754.25 | 138.25 | 138.26 | 0.01 | 0
2040 | MISO_W_2_MISO_WUMS | MISO_W | MISO_WUMS | Internal | Summer | B6 | 300 | 1747 | 417.02 | 105.63 | 105.64 | 0.01 | 0
2040 | MISO_W_2_MISO_WUMS | MISO_W | MISO_WUMS | Internal | Summer | B7 | 400 | 1747 | 67.78 | 92.29 | 92.3 | 0.01 | 0
2040 | MISO_W_2_MISO_WUMS | MISO_W | MISO_WUMS | Internal | Summer | B8 | 500 | 1747 | 1747 | 87.62 | 89.8 | 0.01 | 2.16
2040 | MISO_W_2_MISO_WUMS | MISO_W | MISO_WUMS | Internal | Summer | B9 | 800 | 1747 | 1575.46 | 81.53 | 81.55 | 0.01 | 0
2040 | MISO_W_2_MISO_WUMS | MISO_W | MISO_WUMS | Internal | Summer | B10 | 1262 | 1747 | 1747 | 75.63 | 77.78 | 0.01 | 2.14
2040 | MISO_W_2_MISO_WUMS | MISO_W | MISO_WUMS | Internal | Winter | B16 | 25 | 1747 | 1747 | 7.17 | 95.84 | 0.01 | 88.66
2040 | MISO_W_2_MISO_WUMS | MISO_W | MISO_WUMS | Internal | Winter | B17 | 100 | 1747 | 1747 | 67.31 | 95.45 | 0.01 | 28.12
2040 | MISO_W_2_MISO_WUMS | MISO_W | MISO_WUMS | Internal | Winter | B18 | 400 | 1747 | 1747 | 86.03 | 91.03 | 0.01 | 4.98
2040 | MISO_W_2_MISO_WUMS | MISO_W | MISO_WUMS | Internal | Winter | B19 | 700 | 1747 | 1747 | 84.53 | 86.82 | 0.01 | 2.28
2040 | MISO_W_2_MISO_WUMS | MISO_W | MISO_WUMS | Internal | Winter | B20 | 935 | 1747 | 1747 | 67.3 | 82.92 | 0.01 | 15.61
2040 | MISO_W_2_PJM_ROR | MISO_W | PJM_ROR | Internal | Shoulder | B11 | 25 | 19839 | 13411.03 | 94.48 | 96.48 | 2 | 0
2040 | MISO_W_2_PJM_ROR | MISO_W | PJM_ROR | Internal | Shoulder | B12 | 200 | 19839 | 19839 | 89.69 | 91.7 | 2 | 0.01
2040 | MISO_W_2_PJM_ROR | MISO_W | PJM_ROR | Internal | Shoulder | B13 | 600 | 19839 | 19839 | 82.65 | 86.46 | 2 | 1.81
2040 | MISO_W_2_PJM_ROR | MISO_W | PJM_ROR | Internal | Shoulder | B14 | 900 | 19839 | 19839 | 78.16 | 83.88 | 2 | 3.72
2040 | MISO_W_2_PJM_ROR | MISO_W | PJM_ROR | Internal | Shoulder | B15 | 1203 | 19839 | 19839 | 12.02 | 79.4 | 2 | 65.38
2040 | MISO_W_2_PJM_ROR | MISO_W | PJM_ROR | Internal | Summer | B1 | 10 | 19839 | 18586.08 | 188.44 | 190.44 | 2 | 0
2040 | MISO_W_2_PJM_ROR | MISO_W | PJM_ROR | Internal | Summer | B2 | 25 | 19839 | 18071.66 | 156.01 | 158.01 | 2 | 0
2040 | MISO_W_2_PJM_ROR | MISO_W | PJM_ROR | Internal | Summer | B3 | 75 | 19839 | 9297.65 | 151.58 | 153.58 | 2 | 0
2040 | MISO_W_2_PJM_ROR | MISO_W | PJM_ROR | Internal | Summer | B4 | 100 | 19839 | 5354.47 | 144.46 | 146.46 | 2 | 0
2040 | MISO_W_2_PJM_ROR | MISO_W | PJM_ROR | Internal | Summer | B5 | 200 | 19839 | 8496.48 | 138.25 | 140.25 | 2 | 0
2040 | MISO_W_2_PJM_ROR | MISO_W | PJM_ROR | Internal | Summer | B6 | 300 | 19839 | 9567.64 | 105.63 | 107.63 | 2 | 0
2040 | MISO_W_2_PJM_ROR | MISO_W | PJM_ROR | Internal | Summer | B7 | 400 | 19839 | 11786.77 | 92.29 | 94.29 | 2 | 0
2040 | MISO_W_2_PJM_ROR | MISO_W | PJM_ROR | Internal | Summer | B8 | 500 | 19839 | 14627.54 | 87.62 | 89.62 | 2 | 0
2040 | MISO_W_2_PJM_ROR | MISO_W | PJM_ROR | Internal | Summer | B9 | 800 | 19839 | 16266.8 | 81.53 | 83.53 | 2 | 0
2040 | MISO_W_2_PJM_ROR | MISO_W | PJM_ROR | Internal | Summer | B10 | 1262 | 19839 | 16778.89 | 75.63 | 77.63 | 2 | 0
2040 | MISO_W_2_PJM_ROR | MISO_W | PJM_ROR | Internal | Winter | B16 | 25 | 19839 | 19839 | 7.17 | 101.38 | 2 | 92.21
2040 | MISO_W_2_PJM_ROR | MISO_W | PJM_ROR | Internal | Winter | B17 | 100 | 19839 | 19839 | 67.31 | 97.45 | 2 | 28.14
2040 | MISO_W_2_PJM_ROR | MISO_W | PJM_ROR | Internal | Winter | B18 | 400 | 19839 | 19839 | 86.03 | 93.03 | 2 | 4.99
2040 | MISO_W_2_PJM_ROR | MISO_W | PJM_ROR | Internal | Winter | B19 | 700 | 19839 | 19839 | 84.53 | 88.82 | 2 | 2.29
2040 | MISO_W_2_PJM_ROR | MISO_W | PJM_ROR | Internal | Winter | B20 | 935 | 19839 | 19839 | 67.3 | 83.36 | 2 | 14.06
2040 | MISO_W_2_SPP_N | MISO_W | SPP_N | Internal | Shoulder | B11 | 25 | 3450 | 0 | 94.48 | 94.05 | 7 | 0
2040 | MISO_W_2_SPP_N | MISO_W | SPP_N | Internal | Shoulder | B12 | 200 | 3450 | 0 | 89.69 | 89.71 | 7 | 0
2040 | MISO_W_2_SPP_N | MISO_W | SPP_N | Internal | Shoulder | B13 | 600 | 3450 | 0 | 82.65 | 77.67 | 7 | 0
2040 | MISO_W_2_SPP_N | MISO_W | SPP_N | Internal | Shoulder | B14 | 900 | 3450 | 0 | 78.16 | 11.52 | 7 | 0
2040 | MISO_W_2_SPP_N | MISO_W | SPP_N | Internal | Shoulder | B15 | 1203 | 3450 | 0 | 12.02 | 0.01 | 7 | 0
2040 | MISO_W_2_SPP_N | MISO_W | SPP_N | Internal | Summer | B1 | 10 | 3450 | 0 | 188.44 | 96.97 | 7 | 0
2040 | MISO_W_2_SPP_N | MISO_W | SPP_N | Internal | Summer | B2 | 25 | 3450 | 0 | 156.01 | 151.02 | 7 | 0
2040 | MISO_W_2_SPP_N | MISO_W | SPP_N | Internal | Summer | B3 | 75 | 3450 | 0 | 151.58 | 154.21 | 7 | 0
2040 | MISO_W_2_SPP_N | MISO_W | SPP_N | Internal | Summer | B4 | 100 | 3450 | 0 | 144.46 | 146.46 | 7 | 0
2040 | MISO_W_2_SPP_N | MISO_W | SPP_N | Internal | Summer | B5 | 200 | 3450 | 0 | 138.25 | 133.26 | 7 | 0
2040 | MISO_W_2_SPP_N | MISO_W | SPP_N | Internal | Summer | B6 | 300 | 3450 | 0 | 105.63 | 100.64 | 7 | 0
2040 | MISO_W_2_SPP_N | MISO_W | SPP_N | Internal | Summer | B7 | 400 | 3450 | 0 | 92.29 | 92.98 | 7 | 0
2040 | MISO_W_2_SPP_N | MISO_W | SPP_N | Internal | Summer | B8 | 500 | 3450 | 0 | 87.62 | 91.31 | 7 | 0
2040 | MISO_W_2_SPP_N | MISO_W | SPP_N | Internal | Summer | B9 | 800 | 3450 | 0 | 81.53 | 88.06 | 7 | 0
2040 | MISO_W_2_SPP_N | MISO_W | SPP_N | Internal | Summer | B10 | 1262 | 3450 | 0 | 75.63 | 72.98 | 7 | 0
2040 | MISO_W_2_SPP_N | MISO_W | SPP_N | Internal | Winter | B16 | 25 | 3450 | 2903.7 | 7.17 | 14.17 | 7 | 0
2040 | MISO_W_2_SPP_N | MISO_W | SPP_N | Internal | Winter | B17 | 100 | 3450 | 1770.64 | 67.31 | 74.31 | 7 | 0
2040 | MISO_W_2_SPP_N | MISO_W | SPP_N | Internal | Winter | B18 | 400 | 3450 | 0 | 86.03 | 81.05 | 7 | 0
2040 | MISO_W_2_SPP_N | MISO_W | SPP_N | Internal | Winter | B19 | 700 | 3450 | 0 | 84.53 | 79.54 | 7 | 0
2040 | MISO_W_2_SPP_N | MISO_W | SPP_N | Internal | Winter | B20 | 935 | 3450 | 0 | 67.3 | 9.54 | 7 | 0
2040 | MISO_WUMS_2_MISO_MI | MISO_WUMS | MISO_MI | Internal | Shoulder | B11 | 25 | 294 | 0 | 94.49 | 94.48 | 0.01 | 0
2040 | MISO_WUMS_2_MISO_MI | MISO_WUMS | MISO_MI | Internal | Shoulder | B12 | 200 | 294 | 0 | 91.92 | 89.73 | 0.01 | 0
2040 | MISO_WUMS_2_MISO_MI | MISO_WUMS | MISO_MI | Internal | Shoulder | B13 | 600 | 294 | 0 | 88.46 | 84.46 | 0.01 | 0
2040 | MISO_WUMS_2_MISO_MI | MISO_WUMS | MISO_MI | Internal | Shoulder | B14 | 900 | 294 | 0 | 81.88 | 79.53 | 0.01 | 0
2040 | MISO_WUMS_2_MISO_MI | MISO_WUMS | MISO_MI | Internal | Shoulder | B15 | 1203 | 294 | 0 | 79.59 | 79.47 | 0.01 | 0
2040 | MISO_WUMS_2_MISO_MI | MISO_WUMS | MISO_MI | Internal | Summer | B1 | 10 | 294 | 0 | 188.44 | 187.84 | 0.01 | 0
2040 | MISO_WUMS_2_MISO_MI | MISO_WUMS | MISO_MI | Internal | Summer | B2 | 25 | 294 | 0 | 156.02 | 156.01 | 0.01 | 0
2040 | MISO_WUMS_2_MISO_MI | MISO_WUMS | MISO_MI | Internal | Summer | B3 | 75 | 294 | 0 | 151.6 | 151.59 | 0.01 | 0
2040 | MISO_WUMS_2_MISO_MI | MISO_WUMS | MISO_MI | Internal | Summer | B4 | 100 | 294 | 0 | 144.47 | 144.46 | 0.01 | 0
2040 | MISO_WUMS_2_MISO_MI | MISO_WUMS | MISO_MI | Internal | Summer | B5 | 200 | 294 | 0 | 138.26 | 138.25 | 0.01 | 0
2040 | MISO_WUMS_2_MISO_MI | MISO_WUMS | MISO_MI | Internal | Summer | B6 | 300 | 294 | 0 | 105.64 | 105.64 | 0.01 | 0
2040 | MISO_WUMS_2_MISO_MI | MISO_WUMS | MISO_MI | Internal | Summer | B7 | 400 | 294 | 0 | 92.3 | 92.29 | 0.01 | 0
2040 | MISO_WUMS_2_MISO_MI | MISO_WUMS | MISO_MI | Internal | Summer | B8 | 500 | 294 | 0 | 89.8 | 88.33 | 0.01 | 0
2040 | MISO_WUMS_2_MISO_MI | MISO_WUMS | MISO_MI | Internal | Summer | B9 | 800 | 294 | 0 | 81.55 | 81.53 | 0.01 | 0
2040 | MISO_WUMS_2_MISO_MI | MISO_WUMS | MISO_MI | Internal | Summer | B10 | 1262 | 294 | 294 | 77.78 | 78 | 0.01 | 0.21
2040 | MISO_WUMS_2_MISO_MI | MISO_WUMS | MISO_MI | Internal | Winter | B16 | 25 | 294 | 0 | 95.84 | 95.75 | 0.01 | 0
2040 | MISO_WUMS_2_MISO_MI | MISO_WUMS | MISO_MI | Internal | Winter | B17 | 100 | 294 | 0 | 95.45 | 95.44 | 0.01 | 0
2040 | MISO_WUMS_2_MISO_MI | MISO_WUMS | MISO_MI | Internal | Winter | B18 | 400 | 294 | 0 | 91.03 | 86.05 | 0.01 | 0
2040 | MISO_WUMS_2_MISO_MI | MISO_WUMS | MISO_MI | Internal | Winter | B19 | 700 | 294 | 0 | 86.82 | 84.52 | 0.01 | 0
2040 | MISO_WUMS_2_MISO_MI | MISO_WUMS | MISO_MI | Internal | Winter | B20 | 935 | 294 | 0 | 82.92 | 82.3 | 0.01 | 0
2040 | MISO_WUMS_2_MISO_W | MISO_WUMS | MISO_W | Internal | Shoulder | B11 | 25 | 1255 | 0 | 94.49 | 94.48 | 0.01 | 0
2040 | MISO_WUMS_2_MISO_W | MISO_WUMS | MISO_W | Internal | Shoulder | B12 | 200 | 1255 | 0 | 91.92 | 89.69 | 0.01 | 0
2040 | MISO_WUMS_2_MISO_W | MISO_WUMS | MISO_W | Internal | Shoulder | B13 | 600 | 1255 | 0 | 88.46 | 82.65 | 0.01 | 0
2040 | MISO_WUMS_2_MISO_W | MISO_WUMS | MISO_W | Internal | Shoulder | B14 | 900 | 1255 | 0 | 81.88 | 78.16 | 0.01 | 0
2040 | MISO_WUMS_2_MISO_W | MISO_WUMS | MISO_W | Internal | Shoulder | B15 | 1203 | 1255 | 0 | 79.59 | 12.02 | 0.01 | 0
2040 | MISO_WUMS_2_MISO_W | MISO_WUMS | MISO_W | Internal | Summer | B1 | 10 | 1255 | 0 | 188.44 | 188.44 | 0.01 | 0
2040 | MISO_WUMS_2_MISO_W | MISO_WUMS | MISO_W | Internal | Summer | B2 | 25 | 1255 | 0 | 156.02 | 156.01 | 0.01 | 0
2040 | MISO_WUMS_2_MISO_W | MISO_WUMS | MISO_W | Internal | Summer | B3 | 75 | 1255 | 0 | 151.6 | 151.58 | 0.01 | 0
2040 | MISO_WUMS_2_MISO_W | MISO_WUMS | MISO_W | Internal | Summer | B4 | 100 | 1255 | 0 | 144.47 | 144.46 | 0.01 | 0
2040 | MISO_WUMS_2_MISO_W | MISO_WUMS | MISO_W | Internal | Summer | B5 | 200 | 1255 | 0 | 138.26 | 138.25 | 0.01 | 0
2040 | MISO_WUMS_2_MISO_W | MISO_WUMS | MISO_W | Internal | Summer | B6 | 300 | 1255 | 0 | 105.64 | 105.63 | 0.01 | 0
2040 | MISO_WUMS_2_MISO_W | MISO_WUMS | MISO_W | Internal | Summer | B7 | 400 | 1255 | 0 | 92.3 | 92.29 | 0.01 | 0
2040 | MISO_WUMS_2_MISO_W | MISO_WUMS | MISO_W | Internal | Summer | B8 | 500 | 1255 | 0 | 89.8 | 87.62 | 0.01 | 0
2040 | MISO_WUMS_2_MISO_W | MISO_WUMS | MISO_W | Internal | Summer | B9 | 800 | 1255 | 0 | 81.55 | 81.53 | 0.01 | 0
2040 | MISO_WUMS_2_MISO_W | MISO_WUMS | MISO_W | Internal | Summer | B10 | 1262 | 1255 | 0 | 77.78 | 75.63 | 0.01 | 0
2040 | MISO_WUMS_2_MISO_W | MISO_WUMS | MISO_W | Internal | Winter | B16 | 25 | 1255 | 0 | 95.84 | 7.17 | 0.01 | 0
2040 | MISO_WUMS_2_MISO_W | MISO_WUMS | MISO_W | Internal | Winter | B17 | 100 | 1255 | 0 | 95.45 | 67.31 | 0.01 | 0
2040 | MISO_WUMS_2_MISO_W | MISO_WUMS | MISO_W | Internal | Winter | B18 | 400 | 1255 | 0 | 91.03 | 86.03 | 0.01 | 0
2040 | MISO_WUMS_2_MISO_W | MISO_WUMS | MISO_W | Internal | Winter | B19 | 700 | 1255 | 0 | 86.82 | 84.53 | 0.01 | 0
2040 | MISO_WUMS_2_MISO_W | MISO_WUMS | MISO_W | Internal | Winter | B20 | 935 | 1255 | 0 | 82.92 | 67.3 | 0.01 | 0
2040 | MISO_WUMS_2_PJM_ROR | MISO_WUMS | PJM_ROR | Internal | Shoulder | B11 | 25 | 1600 | 0 | 94.49 | 96.48 | 2 | 0
2040 | MISO_WUMS_2_PJM_ROR | MISO_WUMS | PJM_ROR | Internal | Shoulder | B12 | 200 | 1600 | 0 | 91.92 | 91.7 | 2 | 0
2040 | MISO_WUMS_2_PJM_ROR | MISO_WUMS | PJM_ROR | Internal | Shoulder | B13 | 600 | 1600 | 0 | 88.46 | 86.46 | 2 | 0
2040 | MISO_WUMS_2_PJM_ROR | MISO_WUMS | PJM_ROR | Internal | Shoulder | B14 | 900 | 1600 | 127.99 | 81.88 | 83.88 | 2 | 0
2040 | MISO_WUMS_2_PJM_ROR | MISO_WUMS | PJM_ROR | Internal | Shoulder | B15 | 1203 | 1600 | 0 | 79.59 | 79.4 | 2 | 0
2040 | MISO_WUMS_2_PJM_ROR | MISO_WUMS | PJM_ROR | Internal | Summer | B1 | 10 | 1600 | 176.57 | 188.44 | 190.44 | 2 | 0
2040 | MISO_WUMS_2_PJM_ROR | MISO_WUMS | PJM_ROR | Internal | Summer | B2 | 25 | 1600 | 0 | 156.02 | 158.01 | 2 | 0
2040 | MISO_WUMS_2_PJM_ROR | MISO_WUMS | PJM_ROR | Internal | Summer | B3 | 75 | 1600 | 0 | 151.6 | 153.58 | 2 | 0
2040 | MISO_WUMS_2_PJM_ROR | MISO_WUMS | PJM_ROR | Internal | Summer | B4 | 100 | 1600 | 0 | 144.47 | 146.46 | 2 | 0
2040 | MISO_WUMS_2_PJM_ROR | MISO_WUMS | PJM_ROR | Internal | Summer | B5 | 200 | 1600 | 0 | 138.26 | 140.25 | 2 | 0
2040 | MISO_WUMS_2_PJM_ROR | MISO_WUMS | PJM_ROR | Internal | Summer | B6 | 300 | 1600 | 0 | 105.64 | 107.63 | 2 | 0
2040 | MISO_WUMS_2_PJM_ROR | MISO_WUMS | PJM_ROR | Internal | Summer | B7 | 400 | 1600 | 0 | 92.3 | 94.29 | 2 | 0
2040 | MISO_WUMS_2_PJM_ROR | MISO_WUMS | PJM_ROR | Internal | Summer | B8 | 500 | 1600 | 0 | 89.8 | 89.62 | 2 | 0
2040 | MISO_WUMS_2_PJM_ROR | MISO_WUMS | PJM_ROR | Internal | Summer | B9 | 800 | 1600 | 0 | 81.55 | 83.53 | 2 | 0
2040 | MISO_WUMS_2_PJM_ROR | MISO_WUMS | PJM_ROR | Internal | Summer | B10 | 1262 | 1600 | 0 | 77.78 | 77.63 | 2 | 0
2040 | MISO_WUMS_2_PJM_ROR | MISO_WUMS | PJM_ROR | Internal | Winter | B16 | 25 | 1600 | 1600 | 95.84 | 101.38 | 2 | 3.54
2040 | MISO_WUMS_2_PJM_ROR | MISO_WUMS | PJM_ROR | Internal | Winter | B17 | 100 | 1600 | 41 | 95.45 | 97.45 | 2 | 0
2040 | MISO_WUMS_2_PJM_ROR | MISO_WUMS | PJM_ROR | Internal | Winter | B18 | 400 | 1600 | 188.72 | 91.03 | 93.03 | 2 | 0
2040 | MISO_WUMS_2_PJM_ROR | MISO_WUMS | PJM_ROR | Internal | Winter | B19 | 700 | 1600 | 303.68 | 86.82 | 88.82 | 2 | 0
2040 | MISO_WUMS_2_PJM_ROR | MISO_WUMS | PJM_ROR | Internal | Winter | B20 | 935 | 1600 | 0 | 82.92 | 83.36 | 2 | 0
2040 | NE_2_MAPP_US | NE | MAPP_US | Internal | Shoulder | B11 | 25 | 1600 | 0 | 89.48 | 87.48 | 5 | 0
2040 | NE_2_MAPP_US | NE | MAPP_US | Internal | Shoulder | B12 | 200 | 1600 | 0 | 84.69 | 77.69 | 5 | 0
2040 | NE_2_MAPP_US | NE | MAPP_US | Internal | Shoulder | B13 | 600 | 1600 | 0 | 77.65 | 70.65 | 5 | 0
2040 | NE_2_MAPP_US | NE | MAPP_US | Internal | Shoulder | B14 | 900 | 1600 | 1097.82 | 11.53 | 16.53 | 5 | 0
2040 | NE_2_MAPP_US | NE | MAPP_US | Internal | Shoulder | B15 | 1203 | 1600 | 855.83 | 0.01 | 5.01 | 5 | 0
2040 | NE_2_MAPP_US | NE | MAPP_US | Internal | Summer | B1 | 10 | 1600 | 0 | 183.44 | 181.44 | 5 | 0
2040 | NE_2_MAPP_US | NE | MAPP_US | Internal | Summer | B2 | 25 | 1600 | 0 | 151.01 | 149.01 | 5 | 0
2040 | NE_2_MAPP_US | NE | MAPP_US | Internal | Summer | B3 | 75 | 1600 | 0 | 151.58 | 144.58 | 5 | 0
2040 | NE_2_MAPP_US | NE | MAPP_US | Internal | Summer | B4 | 100 | 1600 | 0 | 144.46 | 137.46 | 5 | 0
2040 | NE_2_MAPP_US | NE | MAPP_US | Internal | Summer | B5 | 200 | 1600 | 0 | 133.25 | 131.25 | 5 | 0
2040 | NE_2_MAPP_US | NE | MAPP_US | Internal | Summer | B6 | 300 | 1600 | 0 | 100.63 | 98.63 | 5 | 0
2040 | NE_2_MAPP_US | NE | MAPP_US | Internal | Summer | B7 | 400 | 1600 | 0 | 92.29 | 85.29 | 5 | 0
2040 | NE_2_MAPP_US | NE | MAPP_US | Internal | Summer | B8 | 500 | 1600 | 0 | 82.62 | 80.62 | 5 | 0
2040 | NE_2_MAPP_US | NE | MAPP_US | Internal | Summer | B9 | 800 | 1600 | 0 | 76.53 | 74.53 | 5 | 0
2040 | NE_2_MAPP_US | NE | MAPP_US | Internal | Summer | B10 | 1262 | 1600 | 0 | 70.63 | 68.63 | 5 | 0
2040 | NE_2_MAPP_US | NE | MAPP_US | Internal | Winter | B16 | 25 | 1600 | 0 | 0.01 | 0.17 | 5 | 0
2040 | NE_2_MAPP_US | NE | MAPP_US | Internal | Winter | B17 | 100 | 1600 | 203.79 | 55.31 | 60.31 | 5 | 0
2040 | NE_2_MAPP_US | NE | MAPP_US | Internal | Winter | B18 | 400 | 1600 | 0 | 79.53 | 77.53 | 5 | 0
2040 | NE_2_MAPP_US | NE | MAPP_US | Internal | Winter | B19 | 700 | 1600 | 0 | 79.53 | 77.53 | 5 | 0
2040 | NE_2_MAPP_US | NE | MAPP_US | Internal | Winter | B20 | 935 | 1600 | 1105.48 | 9.52 | 14.52 | 5 | 0
2040 | NE_2_MISO_W | NE | MISO_W | Internal | Shoulder | B11 | 25 | 3614 | 81.61 | 89.48 | 94.48 | 5 | 0
2040 | NE_2_MISO_W | NE | MISO_W | Internal | Shoulder | B12 | 200 | 3614 | 2272.12 | 84.69 | 89.69 | 5 | 0
2040 | NE_2_MISO_W | NE | MISO_W | Internal | Shoulder | B13 | 600 | 3614 | 3189.77 | 77.65 | 82.65 | 5 | 0
2040 | NE_2_MISO_W | NE | MISO_W | Internal | Shoulder | B14 | 900 | 3614 | 3614 | 11.53 | 78.16 | 5 | 61.63
2040 | NE_2_MISO_W | NE | MISO_W | Internal | Shoulder | B15 | 1203 | 3614 | 3614 | 0.01 | 12.02 | 5 | 7.01
2040 | NE_2_MISO_W | NE | MISO_W | Internal | Summer | B1 | 10 | 3614 | 2173.65 | 183.44 | 188.44 | 5 | 0
2040 | NE_2_MISO_W | NE | MISO_W | Internal | Summer | B2 | 25 | 3614 | 1200.92 | 151.01 | 156.01 | 5 | 0
2040 | NE_2_MISO_W | NE | MISO_W | Internal | Summer | B3 | 75 | 3614 | 0 | 151.58 | 151.58 | 5 | 0
2040 | NE_2_MISO_W | NE | MISO_W | Internal | Summer | B4 | 100 | 3614 | 0 | 144.46 | 144.46 | 5 | 0
2040 | NE_2_MISO_W | NE | MISO_W | Internal | Summer | B5 | 200 | 3614 | 676.1 | 133.25 | 138.25 | 5 | 0
2040 | NE_2_MISO_W | NE | MISO_W | Internal | Summer | B6 | 300 | 3614 | 498.21 | 100.63 | 105.63 | 5 | 0
2040 | NE_2_MISO_W | NE | MISO_W | Internal | Summer | B7 | 400 | 3614 | 0 | 92.29 | 92.29 | 5 | 0
2040 | NE_2_MISO_W | NE | MISO_W | Internal | Summer | B8 | 500 | 3614 | 802.24 | 82.62 | 87.62 | 5 | 0
2040 | NE_2_MISO_W | NE | MISO_W | Internal | Summer | B9 | 800 | 3614 | 624.61 | 76.53 | 81.53 | 5 | 0
2040 | NE_2_MISO_W | NE | MISO_W | Internal | Summer | B10 | 1262 | 3614 | 1884.06 | 70.63 | 75.63 | 5 | 0
2040 | NE_2_MISO_W | NE | MISO_W | Internal | Winter | B16 | 25 | 3614 | 3614 | 0.01 | 7.17 | 5 | 2.16
2040 | NE_2_MISO_W | NE | MISO_W | Internal | Winter | B17 | 100 | 3614 | 3614 | 55.31 | 67.31 | 5 | 7
2040 | NE_2_MISO_W | NE | MISO_W | Internal | Winter | B18 | 400 | 3614 | 3614 | 79.53 | 86.03 | 5 | 1.5
2040 | NE_2_MISO_W | NE | MISO_W | Internal | Winter | B19 | 700 | 3614 | 3318.91 | 79.53 | 84.53 | 5 | 0
2040 | NE_2_MISO_W | NE | MISO_W | Internal | Winter | B20 | 935 | 3614 | 3614 | 9.52 | 67.3 | 5 | 52.78
2040 | NE_2_SPP_N | NE | SPP_N | Internal | Shoulder | B11 | 25 | 1854 | 1854 | 89.48 | 94.05 | 0.01 | 4.56
2040 | NE_2_SPP_N | NE | SPP_N | Internal | Shoulder | B12 | 200 | 1854 | 1854 | 84.69 | 89.71 | 0.01 | 5.01
2040 | NE_2_SPP_N | NE | SPP_N | Internal | Shoulder | B13 | 600 | 1854 | 1568.66 | 77.65 | 77.67 | 0.01 | 0
2040 | NE_2_SPP_N | NE | SPP_N | Internal | Shoulder | B14 | 900 | 1854 | 0 | 11.53 | 11.52 | 0.01 | 0
2040 | NE_2_SPP_N | NE | SPP_N | Internal | Shoulder | B15 | 1203 | 1854 | 0 | 0.01 | 0.01 | 0.01 | 0
2040 | NE_2_SPP_N | NE | SPP_N | Internal | Summer | B1 | 10 | 1854 | 0 | 183.44 | 96.97 | 0.01 | 0
2040 | NE_2_SPP_N | NE | SPP_N | Internal | Summer | B2 | 25 | 1854 | 1609.35 | 151.01 | 151.02 | 0.01 | 0
2040 | NE_2_SPP_N | NE | SPP_N | Internal | Summer | B3 | 75 | 1854 | 1854 | 151.58 | 154.21 | 0.01 | 2.62
2040 | NE_2_SPP_N | NE | SPP_N | Internal | Summer | B4 | 100 | 1854 | 1854 | 144.46 | 146.46 | 0.01 | 1.99
2040 | NE_2_SPP_N | NE | SPP_N | Internal | Summer | B5 | 200 | 1854 | 577.55 | 133.25 | 133.26 | 0.01 | 0
2040 | NE_2_SPP_N | NE | SPP_N | Internal | Summer | B6 | 300 | 1854 | 464.23 | 100.63 | 100.64 | 0.01 | 0
2040 | NE_2_SPP_N | NE | SPP_N | Internal | Summer | B7 | 400 | 1854 | 1854 | 92.29 | 92.98 | 0.01 | 0.68
2040 | NE_2_SPP_N | NE | SPP_N | Internal | Summer | B8 | 500 | 1854 | 1854 | 82.62 | 91.31 | 0.01 | 8.67
2040 | NE_2_SPP_N | NE | SPP_N | Internal | Summer | B9 | 800 | 1854 | 1854 | 76.53 | 88.06 | 0.01 | 11.51
2040 | NE_2_SPP_N | NE | SPP_N | Internal | Summer | B10 | 1262 | 1854 | 1854 | 70.63 | 72.98 | 0.01 | 2.33
2040 | NE_2_SPP_N | NE | SPP_N | Internal | Winter | B16 | 25 | 1854 | 1854 | 0.01 | 14.17 | 0.01 | 14.15
2040 | NE_2_SPP_N | NE | SPP_N | Internal | Winter | B17 | 100 | 1854 | 1854 | 55.31 | 74.31 | 0.01 | 18.99
2040 | NE_2_SPP_N | NE | SPP_N | Internal | Winter | B18 | 400 | 1854 | 1854 | 79.53 | 81.05 | 0.01 | 1.5
2040 | NE_2_SPP_N | NE | SPP_N | Internal | Winter | B19 | 700 | 1854 | 1592.46 | 79.53 | 79.54 | 0.01 | 0
2040 | NE_2_SPP_N | NE | SPP_N | Internal | Winter | B20 | 935 | 1854 | 702.8 | 9.52 | 9.54 | 0.01 | 0
2040 | NEISO_2_NYISO_A-F | NEISO | NYISO_A-F | Internal | Shoulder | B11 | 25 | 600 | 564.49 | 76.47 | 79.47 | 3 | 0
2040 | NEISO_2_NYISO_A-F | NEISO | NYISO_A-F | Internal | Shoulder | B12 | 200 | 600 | 600 | 76.47 | 83.67 | 3 | 4.19
2040 | NEISO_2_NYISO_A-F | NEISO | NYISO_A-F | Internal | Shoulder | B13 | 600 | 600 | 565.44 | 76.47 | 79.47 | 3 | 0
2040 | NEISO_2_NYISO_A-F | NEISO | NYISO_A-F | Internal | Shoulder | B14 | 900 | 600 | 483.52 | 76.47 | 79.47 | 3 | 0
2040 | NEISO_2_NYISO_A-F | NEISO | NYISO_A-F | Internal | Shoulder | B15 | 1203 | 600 | 424.37 | 76.47 | 79.47 | 3 | 0
2040 | NEISO_2_NYISO_A-F | NEISO | NYISO_A-F | Internal | Summer | B1 | 10 | 600 | 0 | 554.33 | 107.99 | 3 | 0
2040 | NEISO_2_NYISO_A-F | NEISO | NYISO_A-F | Internal | Summer | B2 | 25 | 600 | 0 | 525.24 | 107.99 | 3 | 0
2040 | NEISO_2_NYISO_A-F | NEISO | NYISO_A-F | Internal | Summer | B3 | 75 | 600 | 0 | 142.58 | 139.58 | 3 | 0
2040 | NEISO_2_NYISO_A-F | NEISO | NYISO_A-F | Internal | Summer | B4 | 100 | 600 | 444.91 | 104.99 | 107.99 | 3 | 0
2040 | NEISO_2_NYISO_A-F | NEISO | NYISO_A-F | Internal | Summer | B5 | 200 | 600 | 600 | 104.02 | 107.99 | 3 | 0.97
2040 | NEISO_2_NYISO_A-F | NEISO | NYISO_A-F | Internal | Summer | B6 | 300 | 600 | 549.86 | 78.43 | 81.43 | 3 | 0
2040 | NEISO_2_NYISO_A-F | NEISO | NYISO_A-F | Internal | Summer | B7 | 400 | 600 | 502.36 | 78.43 | 81.43 | 3 | 0
2040 | NEISO_2_NYISO_A-F | NEISO | NYISO_A-F | Internal | Summer | B8 | 500 | 600 | 97.58 | 78.43 | 81.43 | 3 | 0
2040 | NEISO_2_NYISO_A-F | NEISO | NYISO_A-F | Internal | Summer | B9 | 800 | 600 | 0 | 76.24 | 79.21 | 3 | 0
2040 | NEISO_2_NYISO_A-F | NEISO | NYISO_A-F | Internal | Summer | B10 | 1262 | 600 | 0 | 76.24 | 79.21 | 3 | 0
2040 | NEISO_2_NYISO_A-F | NEISO | NYISO_A-F | Internal | Winter | B16 | 25 | 600 | 0 | 81.53 | 82.3 | 3 | 0
2040 | NEISO_2_NYISO_A-F | NEISO | NYISO_A-F | Internal | Winter | B17 | 100 | 600 | 0 | 81.53 | 82.3 | 3 | 0
2040 | NEISO_2_NYISO_A-F | NEISO | NYISO_A-F | Internal | Winter | B18 | 400 | 600 | 0 | 81.53 | 82.3 | 3 | 0
2040 | NEISO_2_NYISO_A-F | NEISO | NYISO_A-F | Internal | Winter | B19 | 700 | 600 | 0 | 81.53 | 82.3 | 3 | 0
2040 | NEISO_2_NYISO_A-F | NEISO | NYISO_A-F | Internal | Winter | B20 | 935 | 600 | 0 | 81.53 | 82.3 | 3 | 0
2040 | NEISO_2_NYISO_G-I | NEISO | NYISO_G-I | Internal | Shoulder | B11 | 25 | 600 | 600 | 76.47 | 88.46 | 3 | 8.99
2040 | NEISO_2_NYISO_G-I | NEISO | NYISO_G-I | Internal | Shoulder | B12 | 200 | 600 | 600 | 76.47 | 83.68 | 3 | 4.21
2040 | NEISO_2_NYISO_G-I | NEISO | NYISO_G-I | Internal | Shoulder | B13 | 600 | 600 | 600 | 76.47 | 83.24 | 3 | 3.77
2040 | NEISO_2_NYISO_G-I | NEISO | NYISO_G-I | Internal | Shoulder | B14 | 900 | 600 | 600 | 76.47 | 79.49 | 3 | 0.01
2040 | NEISO_2_NYISO_G-I | NEISO | NYISO_G-I | Internal | Shoulder | B15 | 1203 | 600 | 600 | 76.47 | 79.49 | 3 | 0.01
2040 | NEISO_2_NYISO_G-I | NEISO | NYISO_G-I | Internal | Summer | B1 | 10 | 600 | 0 | 554.33 | 551.33 | 3 | 0
2040 | NEISO_2_NYISO_G-I | NEISO | NYISO_G-I | Internal | Summer | B2 | 25 | 600 | 0 | 525.24 | 522.24 | 3 | 0
2040 | NEISO_2_NYISO_G-I | NEISO | NYISO_G-I | Internal | Summer | B3 | 75 | 600 | 15.1 | 142.58 | 145.58 | 3 | 0
2040 | NEISO_2_NYISO_G-I | NEISO | NYISO_G-I | Internal | Summer | B4 | 100 | 600 | 600 | 104.99 | 114.34 | 3 | 6.35
2040 | NEISO_2_NYISO_G-I | NEISO | NYISO_G-I | Internal | Summer | B5 | 200 | 600 | 600 | 104.02 | 114.34 | 3 | 7.32
2040 | NEISO_2_NYISO_G-I | NEISO | NYISO_G-I | Internal | Summer | B6 | 300 | 600 | 600 | 78.43 | 99.61 | 3 | 18.17
2040 | NEISO_2_NYISO_G-I | NEISO | NYISO_G-I | Internal | Summer | B7 | 400 | 600 | 600 | 78.43 | 84.37 | 3 | 2.94
2040 | NEISO_2_NYISO_G-I | NEISO | NYISO_G-I | Internal | Summer | B8 | 500 | 600 | 600 | 78.43 | 81.59 | 3 | 0.15
2040 | NEISO_2_NYISO_G-I | NEISO | NYISO_G-I | Internal | Summer | B9 | 800 | 600 | 0 | 76.24 | 79.22 | 3 | 0
2040 | NEISO_2_NYISO_G-I | NEISO | NYISO_G-I | Internal | Summer | B10 | 1262 | 600 | 0 | 76.24 | 79.22 | 3 | 0
2040 | NEISO_2_NYISO_G-I | NEISO | NYISO_G-I | Internal | Winter | B16 | 25 | 600 | 600 | 81.53 | 96.99 | 3 | 12.45
2040 | NEISO_2_NYISO_G-I | NEISO | NYISO_G-I | Internal | Winter | B17 | 100 | 600 | 600 | 81.53 | 93.93 | 3 | 9.4
2040 | NEISO_2_NYISO_G-I | NEISO | NYISO_G-I | Internal | Winter | B18 | 400 | 600 | 600 | 81.53 | 93.93 | 3 | 9.4
2040 | NEISO_2_NYISO_G-I | NEISO | NYISO_G-I | Internal | Winter | B19 | 700 | 600 | 600 | 81.53 | 93.93 | 3 | 9.4
2040 | NEISO_2_NYISO_G-I | NEISO | NYISO_G-I | Internal | Winter | B20 | 935 | 600 | 0 | 81.53 | 84.1 | 3 | 0
2040 | NEISO_2_NYISO_J-K | NEISO | NYISO_J-K | Internal | Shoulder | B11 | 25 | 1038 | 1038 | 76.47 | 88.47 | 3 | 9
2040 | NEISO_2_NYISO_J-K | NEISO | NYISO_J-K | Internal | Shoulder | B12 | 200 | 1038 | 1038 | 76.47 | 83.69 | 3 | 4.22
2040 | NEISO_2_NYISO_J-K | NEISO | NYISO_J-K | Internal | Shoulder | B13 | 600 | 1038 | 1038 | 76.47 | 83.25 | 3 | 3.78
2040 | NEISO_2_NYISO_J-K | NEISO | NYISO_J-K | Internal | Shoulder | B14 | 900 | 1038 | 1038 | 76.47 | 79.5 | 3 | 0.02
2040 | NEISO_2_NYISO_J-K | NEISO | NYISO_J-K | Internal | Shoulder | B15 | 1203 | 1038 | 1038 | 76.47 | 79.5 | 3 | 0.02
2040 | NEISO_2_NYISO_J-K | NEISO | NYISO_J-K | Internal | Summer | B1 | 10 | 1038 | 0 | 554.33 | 551.34 | 3 | 0
2040 | NEISO_2_NYISO_J-K | NEISO | NYISO_J-K | Internal | Summer | B2 | 25 | 1038 | 0 | 525.24 | 522.25 | 3 | 0
2040 | NEISO_2_NYISO_J-K | NEISO | NYISO_J-K | Internal | Summer | B3 | 75 | 1038 | 1038 | 142.58 | 145.59 | 3 | 0.01
2040 | NEISO_2_NYISO_J-K | NEISO | NYISO_J-K | Internal | Summer | B4 | 100 | 1038 | 1038 | 104.99 | 114.35 | 3 | 6.36
2040 | NEISO_2_NYISO_J-K | NEISO | NYISO_J-K | Internal | Summer | B5 | 200 | 1038 | 1038 | 104.02 | 114.35 | 3 | 7.33
2040 | NEISO_2_NYISO_J-K | NEISO | NYISO_J-K | Internal | Summer | B6 | 300 | 1038 | 1038 | 78.43 | 99.62 | 3 | 18.18
2040 | NEISO_2_NYISO_J-K | NEISO | NYISO_J-K | Internal | Summer | B7 | 400 | 1038 | 1038 | 78.43 | 84.38 | 3 | 2.95
2040 | NEISO_2_NYISO_J-K | NEISO | NYISO_J-K | Internal | Summer | B8 | 500 | 1038 | 1038 | 78.43 | 81.6 | 3 | 0.16
2040 | NEISO_2_NYISO_J-K | NEISO | NYISO_J-K | Internal | Summer | B9 | 800 | 1038 | 873.99 | 76.24 | 79.24 | 3 | 0
2040 | NEISO_2_NYISO_J-K | NEISO | NYISO_J-K | Internal | Summer | B10 | 1262 | 1038 | 358.85 | 76.24 | 79.24 | 3 | 0
2040 | NEISO_2_NYISO_J-K | NEISO | NYISO_J-K | Internal | Winter | B16 | 25 | 1038 | 1038 | 81.53 | 97.24 | 3 | 12.7
2040 | NEISO_2_NYISO_J-K | NEISO | NYISO_J-K | Internal | Winter | B17 | 100 | 1038 | 1038 | 81.53 | 97.24 | 3 | 12.7
2040 | NEISO_2_NYISO_J-K | NEISO | NYISO_J-K | Internal | Winter | B18 | 400 | 1038 | 1038 | 81.53 | 93.94 | 3 | 9.41
2040 | NEISO_2_NYISO_J-K | NEISO | NYISO_J-K | Internal | Winter | B19 | 700 | 1038 | 1038 | 81.53 | 93.94 | 3 | 9.41
2040 | NEISO_2_NYISO_J-K | NEISO | NYISO_J-K | Internal | Winter | B20 | 935 | 1038 | 0 | 81.53 | 84.11 | 3 | 0
2040 | NonRTO_Midwest_2_TVA_Transmission | NonRTO_Midwest | TVA_Transmission | Internal | Shoulder | B11 | 25 | 2400 | 0 | 102.48 | 102.48 | 8 | 0
2040 | NonRTO_Midwest_2_TVA_Transmission | NonRTO_Midwest | TVA_Transmission | Internal | Shoulder | B12 | 200 | 2400 | 0 | 97.72 | 97.7 | 8 | 0
2040 | NonRTO_Midwest_2_TVA_Transmission | NonRTO_Midwest | TVA_Transmission | Internal | Shoulder | B13 | 600 | 2400 | 0 | 90.81 | 87.58 | 8 | 0
2040 | NonRTO_Midwest_2_TVA_Transmission | NonRTO_Midwest | TVA_Transmission | Internal | Shoulder | B14 | 900 | 2400 | 0 | 83.24 | 86.17 | 8 | 0
2040 | NonRTO_Midwest_2_TVA_Transmission | NonRTO_Midwest | TVA_Transmission | Internal | Shoulder | B15 | 1203 | 2400 | 0 | 83.24 | 83.37 | 8 | 0
2040 | NonRTO_Midwest_2_TVA_Transmission | NonRTO_Midwest | TVA_Transmission | Internal | Summer | B1 | 10 | 2400 | 2136.9 | 195.86 | 203.86 | 8 | 0
2040 | NonRTO_Midwest_2_TVA_Transmission | NonRTO_Midwest | TVA_Transmission | Internal | Summer | B2 | 25 | 2400 | 1439.67 | 164.04 | 172.04 | 8 | 0
2040 | NonRTO_Midwest_2_TVA_Transmission | NonRTO_Midwest | TVA_Transmission | Internal | Summer | B3 | 75 | 2400 | 0 | 159.6 | 159.59 | 8 | 0
2040 | NonRTO_Midwest_2_TVA_Transmission | NonRTO_Midwest | TVA_Transmission | Internal | Summer | B4 | 100 | 2400 | 0 | 152.48 | 152.47 | 8 | 0
2040 | NonRTO_Midwest_2_TVA_Transmission | NonRTO_Midwest | TVA_Transmission | Internal | Summer | B5 | 200 | 2400 | 0 | 146.27 | 140.25 | 8 | 0
2040 | NonRTO_Midwest_2_TVA_Transmission | NonRTO_Midwest | TVA_Transmission | Internal | Summer | B6 | 300 | 2400 | 0 | 113.66 | 105.83 | 8 | 0
2040 | NonRTO_Midwest_2_TVA_Transmission | NonRTO_Midwest | TVA_Transmission | Internal | Summer | B7 | 400 | 2400 | 0 | 100.3 | 97.02 | 8 | 0
2040 | NonRTO_Midwest_2_TVA_Transmission | NonRTO_Midwest | TVA_Transmission | Internal | Summer | B8 | 500 | 2400 | 400.47 | 86.81 | 94.81 | 8 | 0
2040 | NonRTO_Midwest_2_TVA_Transmission | NonRTO_Midwest | TVA_Transmission | Internal | Summer | B9 | 800 | 2400 | 0 | 81.67 | 89.53 | 8 | 0
2040 | NonRTO_Midwest_2_TVA_Transmission | NonRTO_Midwest | TVA_Transmission | Internal | Summer | B10 | 1262 | 2400 | 0 | 81.67 | 82.73 | 8 | 0
2040 | NonRTO_Midwest_2_TVA_Transmission | NonRTO_Midwest | TVA_Transmission | Internal | Winter | B16 | 25 | 2400 | 0 | 103.77 | 99.88 | 8 | 0
2040 | NonRTO_Midwest_2_TVA_Transmission | NonRTO_Midwest | TVA_Transmission | Internal | Winter | B17 | 100 | 2400 | 0 | 103.45 | 93.28 | 8 | 0
2040 | NonRTO_Midwest_2_TVA_Transmission | NonRTO_Midwest | TVA_Transmission | Internal | Winter | B18 | 400 | 2400 | 0 | 94.06 | 91.65 | 8 | 0
2040 | NonRTO_Midwest_2_TVA_Transmission | NonRTO_Midwest | TVA_Transmission | Internal | Winter | B19 | 700 | 2400 | 0 | 88.55 | 91.13 | 8 | 0
2040 | NonRTO_Midwest_2_TVA_Transmission | NonRTO_Midwest | TVA_Transmission | Internal | Winter | B20 | 935 | 2400 | 0 | 87.11 | 86.36 | 8 | 0
2040 | NYISO_A-F_2_NEISO | NYISO_A-F | NEISO | Internal | Shoulder | B11 | 25 | 600 | 0 | 79.47 | 76.47 | 3 | 0
2040 | NYISO_A-F_2_NEISO | NYISO_A-F | NEISO | Internal | Shoulder | B12 | 200 | 600 | 0 | 83.67 | 76.47 | 3 | 0
2040 | NYISO_A-F_2_NEISO | NYISO_A-F | NEISO | Internal | Shoulder | B13 | 600 | 600 | 0 | 79.47 | 76.47 | 3 | 0
2040 | NYISO_A-F_2_NEISO | NYISO_A-F | NEISO | Internal | Shoulder | B14 | 900 | 600 | 0 | 79.47 | 76.47 | 3 | 0
2040 | NYISO_A-F_2_NEISO | NYISO_A-F | NEISO | Internal | Shoulder | B15 | 1203 | 600 | 0 | 79.47 | 76.47 | 3 | 0
2040 | NYISO_A-F_2_NEISO | NYISO_A-F | NEISO | Internal | Summer | B1 | 10 | 600 | 600 | 107.99 | 554.33 | 3 | 443.34
2040 | NYISO_A-F_2_NEISO | NYISO_A-F | NEISO | Internal | Summer | B2 | 25 | 600 | 600 | 107.99 | 525.24 | 3 | 414.25
2040 | NYISO_A-F_2_NEISO | NYISO_A-F | NEISO | Internal | Summer | B3 | 75 | 600 | 386.69 | 139.58 | 142.58 | 3 | 0
2040 | NYISO_A-F_2_NEISO | NYISO_A-F | NEISO | Internal | Summer | B4 | 100 | 600 | 0 | 107.99 | 104.99 | 3 | 0
2040 | NYISO_A-F_2_NEISO | NYISO_A-F | NEISO | Internal | Summer | B5 | 200 | 600 | 0 | 107.99 | 104.02 | 3 | 0
2040 | NYISO_A-F_2_NEISO | NYISO_A-F | NEISO | Internal | Summer | B6 | 300 | 600 | 0 | 81.43 | 78.43 | 3 | 0
2040 | NYISO_A-F_2_NEISO | NYISO_A-F | NEISO | Internal | Summer | B7 | 400 | 600 | 0 | 81.43 | 78.43 | 3 | 0
2040 | NYISO_A-F_2_NEISO | NYISO_A-F | NEISO | Internal | Summer | B8 | 500 | 600 | 0 | 81.43 | 78.43 | 3 | 0
2040 | NYISO_A-F_2_NEISO | NYISO_A-F | NEISO | Internal | Summer | B9 | 800 | 600 | 0 | 79.21 | 76.24 | 3 | 0
2040 | NYISO_A-F_2_NEISO | NYISO_A-F | NEISO | Internal | Summer | B10 | 1262 | 600 | 0 | 79.21 | 76.24 | 3 | 0
2040 | NYISO_A-F_2_NEISO | NYISO_A-F | NEISO | Internal | Winter | B16 | 25 | 600 | 0 | 82.3 | 81.53 | 3 | 0
2040 | NYISO_A-F_2_NEISO | NYISO_A-F | NEISO | Internal | Winter | B17 | 100 | 600 | 0 | 82.3 | 81.53 | 3 | 0
2040 | NYISO_A-F_2_NEISO | NYISO_A-F | NEISO | Internal | Winter | B18 | 400 | 600 | 0 | 82.3 | 81.53 | 3 | 0
2040 | NYISO_A-F_2_NEISO | NYISO_A-F | NEISO | Internal | Winter | B19 | 700 | 600 | 0 | 82.3 | 81.53 | 3 | 0
2040 | NYISO_A-F_2_NEISO | NYISO_A-F | NEISO | Internal | Winter | B20 | 935 | 600 | 0 | 82.3 | 81.53 | 3 | 0
2040 | NYISO_A-F_2_NYISO_G-I | NYISO_A-F | NYISO_G-I | Internal | Shoulder | B11 | 25 | 5266 | 5266 | 79.47 | 88.46 | 0.01 | 8.97
2040 | NYISO_A-F_2_NYISO_G-I | NYISO_A-F | NYISO_G-I | Internal | Shoulder | B12 | 200 | 5266 | 4892.25 | 83.67 | 83.68 | 0.01 | 0
2040 | NYISO_A-F_2_NYISO_G-I | NYISO_A-F | NYISO_G-I | Internal | Shoulder | B13 | 600 | 5266 | 5266 | 79.47 | 83.24 | 0.01 | 3.75
2040 | NYISO_A-F_2_NYISO_G-I | NYISO_A-F | NYISO_G-I | Internal | Shoulder | B14 | 900 | 5266 | 4912.95 | 79.47 | 79.49 | 0.01 | 0
2040 | NYISO_A-F_2_NYISO_G-I | NYISO_A-F | NYISO_G-I | Internal | Shoulder | B15 | 1203 | 5266 | 2948.05 | 79.47 | 79.49 | 0.01 | 0
2040 | NYISO_A-F_2_NYISO_G-I | NYISO_A-F | NYISO_G-I | Internal | Summer | B1 | 10 | 5266 | 5266 | 107.99 | 551.33 | 0.01 | 443.33
2040 | NYISO_A-F_2_NYISO_G-I | NYISO_A-F | NYISO_G-I | Internal | Summer | B2 | 25 | 5266 | 5266 | 107.99 | 522.24 | 0.01 | 414.24
2040 | NYISO_A-F_2_NYISO_G-I | NYISO_A-F | NYISO_G-I | Internal | Summer | B3 | 75 | 5266 | 5266 | 139.58 | 145.58 | 0.01 | 5.99
2040 | NYISO_A-F_2_NYISO_G-I | NYISO_A-F | NYISO_G-I | Internal | Summer | B4 | 100 | 5266 | 5266 | 107.99 | 114.34 | 0.01 | 6.34
2040 | NYISO_A-F_2_NYISO_G-I | NYISO_A-F | NYISO_G-I | Internal | Summer | B5 | 200 | 5266 | 5266 | 107.99 | 114.34 | 0.01 | 6.34
2040 | NYISO_A-F_2_NYISO_G-I | NYISO_A-F | NYISO_G-I | Internal | Summer | B6 | 300 | 5266 | 5266 | 81.43 | 99.61 | 0.01 | 18.16
2040 | NYISO_A-F_2_NYISO_G-I | NYISO_A-F | NYISO_G-I | Internal | Summer | B7 | 400 | 5266 | 5266 | 81.43 | 84.37 | 0.01 | 2.93
2040 | NYISO_A-F_2_NYISO_G-I | NYISO_A-F | NYISO_G-I | Internal | Summer | B8 | 500 | 5266 | 5266 | 81.43 | 81.59 | 0.01 | 0.14
2040 | NYISO_A-F_2_NYISO_G-I | NYISO_A-F | NYISO_G-I | Internal | Summer | B9 | 800 | 5266 | 4768.98 | 79.21 | 79.22 | 0.01 | 0
2040 | NYISO_A-F_2_NYISO_G-I | NYISO_A-F | NYISO_G-I | Internal | Summer | B10 | 1262 | 5266 | 4166.54 | 79.21 | 79.22 | 0.01 | 0
2040 | NYISO_A-F_2_NYISO_G-I | NYISO_A-F | NYISO_G-I | Internal | Winter | B16 | 25 | 5266 | 5266 | 82.3 | 96.99 | 0.01 | 14.67
2040 | NYISO_A-F_2_NYISO_G-I | NYISO_A-F | NYISO_G-I | Internal | Winter | B17 | 100 | 5266 | 5266 | 82.3 | 93.93 | 0.01 | 11.62
2040 | NYISO_A-F_2_NYISO_G-I | NYISO_A-F | NYISO_G-I | Internal | Winter | B18 | 400 | 5266 | 5266 | 82.3 | 93.93 | 0.01 | 11.62
2040 | NYISO_A-F_2_NYISO_G-I | NYISO_A-F | NYISO_G-I | Internal | Winter | B19 | 700 | 5266 | 5266 | 82.3 | 93.93 | 0.01 | 11.62
2040 | NYISO_A-F_2_NYISO_G-I | NYISO_A-F | NYISO_G-I | Internal | Winter | B20 | 935 | 5266 | 5266 | 82.3 | 84.1 | 0.01 | 1.78
2040 | NYISO_A-F_2_PJM_ROM | NYISO_A-F | PJM_ROM | Internal | Shoulder | B11 | 25 | 1000 | 1000 | 79.47 | 96.47 | 8 | 9
2040 | NYISO_A-F_2_PJM_ROM | NYISO_A-F | PJM_ROM | Internal | Shoulder | B12 | 200 | 1000 | 1000 | 83.67 | 91.69 | 8 | 0.02
2040 | NYISO_A-F_2_PJM_ROM | NYISO_A-F | PJM_ROM | Internal | Shoulder | B13 | 600 | 1000 | 0 | 79.47 | 86.47 | 8 | 0
2040 | NYISO_A-F_2_PJM_ROM | NYISO_A-F | PJM_ROM | Internal | Shoulder | B14 | 900 | 1000 | 0 | 79.47 | 83.89 | 8 | 0
2040 | NYISO_A-F_2_PJM_ROM | NYISO_A-F | PJM_ROM | Internal | Shoulder | B15 | 1203 | 1000 | 0 | 79.47 | 79.39 | 8 | 0
2040 | NYISO_A-F_2_PJM_ROM | NYISO_A-F | PJM_ROM | Internal | Summer | B1 | 10 | 1000 | 1000 | 107.99 | 190.46 | 8 | 74.46
2040 | NYISO_A-F_2_PJM_ROM | NYISO_A-F | PJM_ROM | Internal | Summer | B2 | 25 | 1000 | 1000 | 107.99 | 158.02 | 8 | 42.03
2040 | NYISO_A-F_2_PJM_ROM | NYISO_A-F | PJM_ROM | Internal | Summer | B3 | 75 | 1000 | 1000 | 139.58 | 153.56 | 8 | 5.99
2040 | NYISO_A-F_2_PJM_ROM | NYISO_A-F | PJM_ROM | Internal | Summer | B4 | 100 | 1000 | 1000 | 107.99 | 146.44 | 8 | 30.45
2040 | NYISO_A-F_2_PJM_ROM | NYISO_A-F | PJM_ROM | Internal | Summer | B5 | 200 | 1000 | 1000 | 107.99 | 140.24 | 8 | 24.24
2040 | NYISO_A-F_2_PJM_ROM | NYISO_A-F | PJM_ROM | Internal | Summer | B6 | 300 | 1000 | 1000 | 81.43 | 107.62 | 8 | 18.18
2040 | NYISO_A-F_2_PJM_ROM | NYISO_A-F | PJM_ROM | Internal | Summer | B7 | 400 | 1000 | 1000 | 81.43 | 94.28 | 8 | 4.84
2040 | NYISO_A-F_2_PJM_ROM | NYISO_A-F | PJM_ROM | Internal | Summer | B8 | 500 | 1000 | 1000 | 81.43 | 89.61 | 8 | 0.18
2040 | NYISO_A-F_2_PJM_ROM | NYISO_A-F | PJM_ROM | Internal | Summer | B9 | 800 | 1000 | 0 | 79.21 | 83.52 | 8 | 0
2040 | NYISO_A-F_2_PJM_ROM | NYISO_A-F | PJM_ROM | Internal | Summer | B10 | 1262 | 1000 | 0 | 79.21 | 77.64 | 8 | 0
2040 | NYISO_A-F_2_PJM_ROM | NYISO_A-F | PJM_ROM | Internal | Winter | B16 | 25 | 1000 | 1000 | 82.3 | 101.4 | 8 | 11.09
2040 | NYISO_A-F_2_PJM_ROM | NYISO_A-F | PJM_ROM | Internal | Winter | B17 | 100 | 1000 | 1000 | 82.3 | 97.46 | 8 | 7.16
2040 | NYISO_A-F_2_PJM_ROM | NYISO_A-F | PJM_ROM | Internal | Winter | B18 | 400 | 1000 | 1000 | 82.3 | 93.04 | 8 | 2.74
2040 | NYISO_A-F_2_PJM_ROM | NYISO_A-F | PJM_ROM | Internal | Winter | B19 | 700 | 1000 | 0 | 82.3 | 88.83 | 8 | 0
2040 | NYISO_A-F_2_PJM_ROM | NYISO_A-F | PJM_ROM | Internal | Winter | B20 | 935 | 1000 | 0 | 82.3 | 83.37 | 8 | 0
2040 | NYISO_G-I_2_NEISO | NYISO_G-I | NEISO | Internal | Shoulder | B11 | 25 | 600 | 0 | 88.46 | 76.47 | 3 | 0
2040 | NYISO_G-I_2_NEISO | NYISO_G-I | NEISO | Internal | Shoulder | B12 | 200 | 600 | 0 | 83.68 | 76.47 | 3 | 0
2040 | NYISO_G-I_2_NEISO | NYISO_G-I | NEISO | Internal | Shoulder | B13 | 600 | 600 | 0 | 83.24 | 76.47 | 3 | 0
2040 | NYISO_G-I_2_NEISO | NYISO_G-I | NEISO | Internal | Shoulder | B14 | 900 | 600 | 0 | 79.49 | 76.47 | 3 | 0
2040 | NYISO_G-I_2_NEISO | NYISO_G-I | NEISO | Internal | Shoulder | B15 | 1203 | 600 | 0 | 79.49 | 76.47 | 3 | 0
2040 | NYISO_G-I_2_NEISO | NYISO_G-I | NEISO | Internal | Summer | B1 | 10 | 600 | 484.18 | 551.33 | 554.33 | 3 | 0
2040 | NYISO_G-I_2_NEISO | NYISO_G-I | NEISO | Internal | Summer | B2 | 25 | 600 | 419.33 | 522.24 | 525.24 | 3 | 0
2040 | NYISO_G-I_2_NEISO | NYISO_G-I | NEISO | Internal | Summer | B3 | 75 | 600 | 0 | 145.58 | 142.58 | 3 | 0
2040 | NYISO_G-I_2_NEISO | NYISO_G-I | NEISO | Internal | Summer | B4 | 100 | 600 | 0 | 114.34 | 104.99 | 3 | 0
2040 | NYISO_G-I_2_NEISO | NYISO_G-I | NEISO | Internal | Summer | B5 | 200 | 600 | 0 | 114.34 | 104.02 | 3 | 0
2040 | NYISO_G-I_2_NEISO | NYISO_G-I | NEISO | Internal | Summer | B6 | 300 | 600 | 0 | 99.61 | 78.43 | 3 | 0
2040 | NYISO_G-I_2_NEISO | NYISO_G-I | NEISO | Internal | Summer | B7 | 400 | 600 | 0 | 84.37 | 78.43 | 3 | 0
2040 | NYISO_G-I_2_NEISO | NYISO_G-I | NEISO | Internal | Summer | B8 | 500 | 600 | 0 | 81.59 | 78.43 | 3 | 0
2040 | NYISO_G-I_2_NEISO | NYISO_G-I | NEISO | Internal | Summer | B9 | 800 | 600 | 0 | 79.22 | 76.24 | 3 | 0
2040 | NYISO_G-I_2_NEISO | NYISO_G-I | NEISO | Internal | Summer | B10 | 1262 | 600 | 0 | 79.22 | 76.24 | 3 | 0
2040 | NYISO_G-I_2_NEISO | NYISO_G-I | NEISO | Internal | Winter | B16 | 25 | 600 | 0 | 96.99 | 81.53 | 3 | 0
2040 | NYISO_G-I_2_NEISO | NYISO_G-I | NEISO | Internal | Winter | B17 | 100 | 600 | 0 | 93.93 | 81.53 | 3 | 0
2040 | NYISO_G-I_2_NEISO | NYISO_G-I | NEISO | Internal | Winter | B18 | 400 | 600 | 0 | 93.93 | 81.53 | 3 | 0
2040 | NYISO_G-I_2_NEISO | NYISO_G-I | NEISO | Internal | Winter | B19 | 700 | 600 | 0 | 93.93 | 81.53 | 3 | 0
2040 | NYISO_G-I_2_NEISO | NYISO_G-I | NEISO | Internal | Winter | B20 | 935 | 600 | 0 | 84.1 | 81.53 | 3 | 0
2040 | NYISO_G-I_2_NYISO_J-K | NYISO_G-I | NYISO_J-K | Internal | Shoulder | B11 | 25 | 6130 | 4536.48 | 88.46 | 88.47 | 0.01 | 0
2040 | NYISO_G-I_2_NYISO_J-K | NYISO_G-I | NYISO_J-K | Internal | Shoulder | B12 | 200 | 6130 | 3849.87 | 83.68 | 83.69 | 0.01 | 0
2040 | NYISO_G-I_2_NYISO_J-K | NYISO_G-I | NYISO_J-K | Internal | Shoulder | B13 | 600 | 6130 | 5190.59 | 83.24 | 83.25 | 0.01 | 0
2040 | NYISO_G-I_2_NYISO_J-K | NYISO_G-I | NYISO_J-K | Internal | Shoulder | B14 | 900 | 6130 | 4980.04 | 79.49 | 79.5 | 0.01 | 0
2040 | NYISO_G-I_2_NYISO_J-K | NYISO_G-I | NYISO_J-K | Internal | Shoulder | B15 | 1203 | 6130 | 3406.32 | 79.49 | 79.5 | 0.01 | 0
2040 | NYISO_G-I_2_NYISO_J-K | NYISO_G-I | NYISO_J-K | Internal | Summer | B1 | 10 | 6130 | 4541.16 | 551.33 | 551.34 | 0.01 | 0
2040 | NYISO_G-I_2_NYISO_J-K | NYISO_G-I | NYISO_J-K | Internal | Summer | B2 | 25 | 6130 | 4723.69 | 522.24 | 522.25 | 0.01 | 0
2040 | NYISO_G-I_2_NYISO_J-K | NYISO_G-I | NYISO_J-K | Internal | Summer | B3 | 75 | 6130 | 4251.24 | 145.58 | 145.59 | 0.01 | 0
2040 | NYISO_G-I_2_NYISO_J-K | NYISO_G-I | NYISO_J-K | Internal | Summer | B4 | 100 | 6130 | 4266.9 | 114.34 | 114.35 | 0.01 | 0
2040 | NYISO_G-I_2_NYISO_J-K | NYISO_G-I | NYISO_J-K | Internal | Summer | B5 | 200 | 6130 | 4398.48 | 114.34 | 114.35 | 0.01 | 0
2040 | NYISO_G-I_2_NYISO_J-K | NYISO_G-I | NYISO_J-K | Internal | Summer | B6 | 300 | 6130 | 4714.12 | 99.61 | 99.62 | 0.01 | 0
2040 | NYISO_G-I_2_NYISO_J-K | NYISO_G-I | NYISO_J-K | Internal | Summer | B7 | 400 | 6130 | 4717.35 | 84.37 | 84.38 | 0.01 | 0
2040 | NYISO_G-I_2_NYISO_J-K | NYISO_G-I | NYISO_J-K | Internal | Summer | B8 | 500 | 6130 | 4857.96 | 81.59 | 81.6 | 0.01 | 0
2040 | NYISO_G-I_2_NYISO_J-K | NYISO_G-I | NYISO_J-K | Internal | Summer | B9 | 800 | 6130 | 4393.8 | 79.22 | 79.24 | 0.01 | 0
2040 | NYISO_G-I_2_NYISO_J-K | NYISO_G-I | NYISO_J-K | Internal | Summer | B10 | 1262 | 6130 | 4199.05 | 79.22 | 79.24 | 0.01 | 0
2040 | NYISO_G-I_2_NYISO_J-K | NYISO_G-I | NYISO_J-K | Internal | Winter | B16 | 25 | 6130 | 6130 | 96.99 | 97.24 | 0.01 | 0.24
2040 | NYISO_G-I_2_NYISO_J-K | NYISO_G-I | NYISO_J-K | Internal | Winter | B17 | 100 | 6130 | 6130 | 93.93 | 97.24 | 0.01 | 3.29
2040 | NYISO_G-I_2_NYISO_J-K | NYISO_G-I | NYISO_J-K | Internal | Winter | B18 | 400 | 6130 | 6129.07 | 93.93 | 93.94 | 0.01 | 0
2040 | NYISO_G-I_2_NYISO_J-K | NYISO_G-I | NYISO_J-K | Internal | Winter | B19 | 700 | 6130 | 5718.05 | 93.93 | 93.94 | 0.01 | 0
2040 | NYISO_G-I_2_NYISO_J-K | NYISO_G-I | NYISO_J-K | Internal | Winter | B20 | 935 | 6130 | 5298.61 | 84.1 | 84.11 | 0.01 | 0
2040 | NYISO_G-I_2_PJM_E | NYISO_G-I | PJM_E | Internal | Shoulder | B11 | 25 | 1500 | 1454.8 | 88.46 | 96.46 | 8 | 0
2040 | NYISO_G-I_2_PJM_E | NYISO_G-I | PJM_E | Internal | Shoulder | B12 | 200 | 1500 | 858.87 | 83.68 | 91.68 | 8 | 0
2040 | NYISO_G-I_2_PJM_E | NYISO_G-I | PJM_E | Internal | Shoulder | B13 | 600 | 1500 | 0 | 83.24 | 86.48 | 8 | 0
2040 | NYISO_G-I_2_PJM_E | NYISO_G-I | PJM_E | Internal | Shoulder | B14 | 900 | 1500 | 0 | 79.49 | 83.9 | 8 | 0
2040 | NYISO_G-I_2_PJM_E | NYISO_G-I | PJM_E | Internal | Shoulder | B15 | 1203 | 1500 | 0 | 79.49 | 79.4 | 8 | 0
2040 | NYISO_G-I_2_PJM_E | NYISO_G-I | PJM_E | Internal | Summer | B1 | 10 | 1500 | 0 | 551.33 | 190.47 | 8 | 0
2040 | NYISO_G-I_2_PJM_E | NYISO_G-I | PJM_E | Internal | Summer | B2 | 25 | 1500 | 0 | 522.24 | 158.04 | 8 | 0
2040 | NYISO_G-I_2_PJM_E | NYISO_G-I | PJM_E | Internal | Summer | B3 | 75 | 1500 | 706.5 | 145.58 | 153.58 | 8 | 0
2040 | NYISO_G-I_2_PJM_E | NYISO_G-I | PJM_E | Internal | Summer | B4 | 100 | 1500 | 1500 | 114.34 | 146.43 | 8 | 24.09
2040 | NYISO_G-I_2_PJM_E | NYISO_G-I | PJM_E | Internal | Summer | B5 | 200 | 1500 | 1500 | 114.34 | 140.22 | 8 | 17.88
2040 | NYISO_G-I_2_PJM_E | NYISO_G-I | PJM_E | Internal | Summer | B6 | 300 | 1500 | 1366.22 | 99.61 | 107.61 | 8 | 0
2040 | NYISO_G-I_2_PJM_E | NYISO_G-I | PJM_E | Internal | Summer | B7 | 400 | 1500 | 1500 | 84.37 | 94.27 | 8 | 1.89
2040 | NYISO_G-I_2_PJM_E | NYISO_G-I | PJM_E | Internal | Summer | B8 | 500 | 1500 | 1500 | 81.59 | 89.6 | 8 | 0.01
2040 | NYISO_G-I_2_PJM_E | NYISO_G-I | PJM_E | Internal | Summer | B9 | 800 | 1500 | 0 | 79.22 | 83.51 | 8 | 0
2040 | NYISO_G-I_2_PJM_E | NYISO_G-I | PJM_E | Internal | Summer | B10 | 1262 | 1500 | 0 | 79.22 | 77.66 | 8 | 0
2040 | NYISO_G-I_2_PJM_E | NYISO_G-I | PJM_E | Internal | Winter | B16 | 25 | 1500 | 0 | 96.99 | 101.41 | 8 | 0
2040 | NYISO_G-I_2_PJM_E | NYISO_G-I | PJM_E | Internal | Winter | B17 | 100 | 1500 | 0 | 93.93 | 97.47 | 8 | 0
2040 | NYISO_G-I_2_PJM_E | NYISO_G-I | PJM_E | Internal | Winter | B18 | 400 | 1500 | 0 | 93.93 | 93.05 | 8 | 0
2040 | NYISO_G-I_2_PJM_E | NYISO_G-I | PJM_E | Internal | Winter | B19 | 700 | 1500 | 0 | 93.93 | 88.84 | 8 | 0
2040 | NYISO_G-I_2_PJM_E | NYISO_G-I | PJM_E | Internal | Winter | B20 | 935 | 1500 | 0 | 84.1 | 83.38 | 8 | 0
2040 | NYISO_J-K_2_NEISO | NYISO_J-K | NEISO | Internal | Shoulder | B11 | 25 | 608 | 0 | 88.47 | 76.47 | 3 | 0
2040 | NYISO_J-K_2_NEISO | NYISO_J-K | NEISO | Internal | Shoulder | B12 | 200 | 608 | 0 | 83.69 | 76.47 | 3 | 0
2040 | NYISO_J-K_2_NEISO | NYISO_J-K | NEISO | Internal | Shoulder | B13 | 600 | 608 | 0 | 83.25 | 76.47 | 3 | 0
2040 | NYISO_J-K_2_NEISO | NYISO_J-K | NEISO | Internal | Shoulder | B14 | 900 | 608 | 0 | 79.5 | 76.47 | 3 | 0
2040 | NYISO_J-K_2_NEISO | NYISO_J-K | NEISO | Internal | Shoulder | B15 | 1203 | 608 | 0 | 79.5 | 76.47 | 3 | 0
2040 | NYISO_J-K_2_NEISO | NYISO_J-K | NEISO | Internal | Summer | B1 | 10 | 608 | 0 | 551.34 | 554.33 | 3 | 0
2040 | NYISO_J-K_2_NEISO | NYISO_J-K | NEISO | Internal | Summer | B2 | 25 | 608 | 0 | 522.25 | 525.24 | 3 | 0
2040 | NYISO_J-K_2_NEISO | NYISO_J-K | NEISO | Internal | Summer | B3 | 75 | 608 | 0 | 145.59 | 142.58 | 3 | 0
2040 | NYISO_J-K_2_NEISO | NYISO_J-K | NEISO | Internal | Summer | B4 | 100 | 608 | 0 | 114.35 | 104.99 | 3 | 0
2040 | NYISO_J-K_2_NEISO | NYISO_J-K | NEISO | Internal | Summer | B5 | 200 | 608 | 0 | 114.35 | 104.02 | 3 | 0
2040 | NYISO_J-K_2_NEISO | NYISO_J-K | NEISO | Internal | Summer | B6 | 300 | 608 | 0 | 99.62 | 78.43 | 3 | 0
2040 | NYISO_J-K_2_NEISO | NYISO_J-K | NEISO | Internal | Summer | B7 | 400 | 608 | 0 | 84.38 | 78.43 | 3 | 0
2040 | NYISO_J-K_2_NEISO | NYISO_J-K | NEISO | Internal | Summer | B8 | 500 | 608 | 0 | 81.6 | 78.43 | 3 | 0
2040 | NYISO_J-K_2_NEISO | NYISO_J-K | NEISO | Internal | Summer | B9 | 800 | 608 | 0 | 79.24 | 76.24 | 3 | 0
2040 | NYISO_J-K_2_NEISO | NYISO_J-K | NEISO | Internal | Summer | B10 | 1262 | 608 | 0 | 79.24 | 76.24 | 3 | 0
2040 | NYISO_J-K_2_NEISO | NYISO_J-K | NEISO | Internal | Winter | B16 | 25 | 608 | 0 | 97.24 | 81.53 | 3 | 0
2040 | NYISO_J-K_2_NEISO | NYISO_J-K | NEISO | Internal | Winter | B17 | 100 | 608 | 0 | 97.24 | 81.53 | 3 | 0
2040 | NYISO_J-K_2_NEISO | NYISO_J-K | NEISO | Internal | Winter | B18 | 400 | 608 | 0 | 93.94 | 81.53 | 3 | 0
2040 | NYISO_J-K_2_NEISO | NYISO_J-K | NEISO | Internal | Winter | B19 | 700 | 608 | 0 | 93.94 | 81.53 | 3 | 0
2040 | NYISO_J-K_2_NEISO | NYISO_J-K | NEISO | Internal | Winter | B20 | 935 | 608 | 0 | 84.11 | 81.53 | 3 | 0
2040 | NYISO_J-K_2_PJM_E | NYISO_J-K | PJM_E | Internal | Shoulder | B11 | 25 | 330 | 0 | 88.47 | 96.46 | 8 | 0
2040 | NYISO_J-K_2_PJM_E | NYISO_J-K | PJM_E | Internal | Shoulder | B12 | 200 | 330 | 0 | 83.69 | 91.68 | 8 | 0
2040 | NYISO_J-K_2_PJM_E | NYISO_J-K | PJM_E | Internal | Shoulder | B13 | 600 | 330 | 0 | 83.25 | 86.48 | 8 | 0
2040 | NYISO_J-K_2_PJM_E | NYISO_J-K | PJM_E | Internal | Shoulder | B14 | 900 | 330 | 0 | 79.5 | 83.9 | 8 | 0
2040 | NYISO_J-K_2_PJM_E | NYISO_J-K | PJM_E | Internal | Shoulder | B15 | 1203 | 330 | 0 | 79.5 | 79.4 | 8 | 0
2040 | NYISO_J-K_2_PJM_E | NYISO_J-K | PJM_E | Internal | Summer | B1 | 10 | 330 | 0 | 551.34 | 190.47 | 8 | 0
2040 | NYISO_J-K_2_PJM_E | NYISO_J-K | PJM_E | Internal | Summer | B2 | 25 | 330 | 0 | 522.25 | 158.04 | 8 | 0
2040 | NYISO_J-K_2_PJM_E | NYISO_J-K | PJM_E | Internal | Summer | B3 | 75 | 330 | 0 | 145.59 | 153.58 | 8 | 0
2040 | NYISO_J-K_2_PJM_E | NYISO_J-K | PJM_E | Internal | Summer | B4 | 100 | 330 | 330 | 114.35 | 146.43 | 8 | 24.08
2040 | NYISO_J-K_2_PJM_E | NYISO_J-K | PJM_E | Internal | Summer | B5 | 200 | 330 | 330 | 114.35 | 140.22 | 8 | 17.87
2040 | NYISO_J-K_2_PJM_E | NYISO_J-K | PJM_E | Internal | Summer | B6 | 300 | 330 | 0 | 99.62 | 107.61 | 8 | 0
2040 | NYISO_J-K_2_PJM_E | NYISO_J-K | PJM_E | Internal | Summer | B7 | 400 | 330 | 330 | 84.38 | 94.27 | 8 | 1.88
2040 | NYISO_J-K_2_PJM_E | NYISO_J-K | PJM_E | Internal | Summer | B8 | 500 | 330 | 301.31 | 81.6 | 89.6 | 8 | 0
2040 | NYISO_J-K_2_PJM_E | NYISO_J-K | PJM_E | Internal | Summer | B9 | 800 | 330 | 0 | 79.24 | 83.51 | 8 | 0
2040 | NYISO_J-K_2_PJM_E | NYISO_J-K | PJM_E | Internal | Summer | B10 | 1262 | 330 | 0 | 79.24 | 77.66 | 8 | 0
2040 | NYISO_J-K_2_PJM_E | NYISO_J-K | PJM_E | Internal | Winter | B16 | 25 | 330 | 0 | 97.24 | 101.41 | 8 | 0
2040 | NYISO_J-K_2_PJM_E | NYISO_J-K | PJM_E | Internal | Winter | B17 | 100 | 330 | 0 | 97.24 | 97.47 | 8 | 0
2040 | NYISO_J-K_2_PJM_E | NYISO_J-K | PJM_E | Internal | Winter | B18 | 400 | 330 | 0 | 93.94 | 93.05 | 8 | 0
2040 | NYISO_J-K_2_PJM_E | NYISO_J-K | PJM_E | Internal | Winter | B19 | 700 | 330 | 0 | 93.94 | 88.84 | 8 | 0
2040 | NYISO_J-K_2_PJM_E | NYISO_J-K | PJM_E | Internal | Winter | B20 | 935 | 330 | 0 | 84.11 | 83.38 | 8 | 0
2040 | PJM_E_2_NYISO_G-I | PJM_E | NYISO_G-I | Internal | Shoulder | B11 | 25 | 500 | 0 | 96.46 | 88.46 | 6 | 0
2040 | PJM_E_2_NYISO_G-I | PJM_E | NYISO_G-I | Internal | Shoulder | B12 | 200 | 500 | 0 | 91.68 | 83.68 | 6 | 0
2040 | PJM_E_2_NYISO_G-I | PJM_E | NYISO_G-I | Internal | Shoulder | B13 | 600 | 500 | 0 | 86.48 | 83.24 | 6 | 0
2040 | PJM_E_2_NYISO_G-I | PJM_E | NYISO_G-I | Internal | Shoulder | B14 | 900 | 500 | 0 | 83.9 | 79.49 | 6 | 0
2040 | PJM_E_2_NYISO_G-I | PJM_E | NYISO_G-I | Internal | Shoulder | B15 | 1203 | 500 | 0 | 79.4 | 79.49 | 6 | 0
2040 | PJM_E_2_NYISO_G-I | PJM_E | NYISO_G-I | Internal | Summer | B1 | 10 | 500 | 500 | 190.47 | 551.33 | 6 | 354.86
2040 | PJM_E_2_NYISO_G-I | PJM_E | NYISO_G-I | Internal | Summer | B2 | 25 | 500 | 500 | 158.04 | 522.24 | 6 | 358.2
2040 | PJM_E_2_NYISO_G-I | PJM_E | NYISO_G-I | Internal | Summer | B3 | 75 | 500 | 0 | 153.58 | 145.58 | 6 | 0
2040 | PJM_E_2_NYISO_G-I | PJM_E | NYISO_G-I | Internal | Summer | B4 | 100 | 500 | 0 | 146.43 | 114.34 | 6 | 0
2040 | PJM_E_2_NYISO_G-I | PJM_E | NYISO_G-I | Internal | Summer | B5 | 200 | 500 | 0 | 140.22 | 114.34 | 6 | 0
2040 | PJM_E_2_NYISO_G-I | PJM_E | NYISO_G-I | Internal | Summer | B6 | 300 | 500 | 0 | 107.61 | 99.61 | 6 | 0
2040 | PJM_E_2_NYISO_G-I | PJM_E | NYISO_G-I | Internal | Summer | B7 | 400 | 500 | 0 | 94.27 | 84.37 | 6 | 0
2040 | PJM_E_2_NYISO_G-I | PJM_E | NYISO_G-I | Internal | Summer | B8 | 500 | 500 | 0 | 89.6 | 81.59 | 6 | 0
2040 | PJM_E_2_NYISO_G-I | PJM_E | NYISO_G-I | Internal | Summer | B9 | 800 | 500 | 0 | 83.51 | 79.22 | 6 | 0
2040 | PJM_E_2_NYISO_G-I | PJM_E | NYISO_G-I | Internal | Summer | B10 | 1262 | 500 | 0 | 77.66 | 79.22 | 6 | 0
2040 | PJM_E_2_NYISO_G-I | PJM_E | NYISO_G-I | Internal | Winter | B16 | 25 | 500 | 0 | 101.41 | 96.99 | 6 | 0
2040 | PJM_E_2_NYISO_G-I | PJM_E | NYISO_G-I | Internal | Winter | B17 | 100 | 500 | 0 | 97.47 | 93.93 | 6 | 0
2040 | PJM_E_2_NYISO_G-I | PJM_E | NYISO_G-I | Internal | Winter | B18 | 400 | 500 | 0 | 93.05 | 93.93 | 6 | 0
2040 | PJM_E_2_NYISO_G-I | PJM_E | NYISO_G-I | Internal | Winter | B19 | 700 | 500 | 0 | 88.84 | 93.93 | 6 | 0
2040 | PJM_E_2_NYISO_G-I | PJM_E | NYISO_G-I | Internal | Winter | B20 | 935 | 500 | 0 | 83.38 | 84.1 | 6 | 0
2040 | PJM_E_2_NYISO_J-K | PJM_E | NYISO_J-K | Internal | Shoulder | B11 | 25 | 330 | 0 | 96.46 | 88.47 | 6 | 0
2040 | PJM_E_2_NYISO_J-K | PJM_E | NYISO_J-K | Internal | Shoulder | B12 | 200 | 330 | 0 | 91.68 | 83.69 | 6 | 0
2040 | PJM_E_2_NYISO_J-K | PJM_E | NYISO_J-K | Internal | Shoulder | B13 | 600 | 330 | 0 | 86.48 | 83.25 | 6 | 0
2040 | PJM_E_2_NYISO_J-K | PJM_E | NYISO_J-K | Internal | Shoulder | B14 | 900 | 330 | 0 | 83.9 | 79.5 | 6 | 0
2040 | PJM_E_2_NYISO_J-K | PJM_E | NYISO_J-K | Internal | Shoulder | B15 | 1203 | 330 | 0 | 79.4 | 79.5 | 6 | 0
2040 | PJM_E_2_NYISO_J-K | PJM_E | NYISO_J-K | Internal | Summer | B1 | 10 | 330 | 330 | 190.47 | 551.34 | 6 | 354.88
2040 | PJM_E_2_NYISO_J-K | PJM_E | NYISO_J-K | Internal | Summer | B2 | 25 | 330 | 330 | 158.04 | 522.25 | 6 | 358.22
2040 | PJM_E_2_NYISO_J-K | PJM_E | NYISO_J-K | Internal | Summer | B3 | 75 | 330 | 0 | 153.58 | 145.59 | 6 | 0
2040 | PJM_E_2_NYISO_J-K | PJM_E | NYISO_J-K | Internal | Summer | B4 | 100 | 330 | 0 | 146.43 | 114.35 | 6 | 0
2040 | PJM_E_2_NYISO_J-K | PJM_E | NYISO_J-K | Internal | Summer | B5 | 200 | 330 | 0 | 140.22 | 114.35 | 6 | 0
2040 | PJM_E_2_NYISO_J-K | PJM_E | NYISO_J-K | Internal | Summer | B6 | 300 | 330 | 0 | 107.61 | 99.62 | 6 | 0
2040 | PJM_E_2_NYISO_J-K | PJM_E | NYISO_J-K | Internal | Summer | B7 | 400 | 330 | 0 | 94.27 | 84.38 | 6 | 0
2040 | PJM_E_2_NYISO_J-K | PJM_E | NYISO_J-K | Internal | Summer | B8 | 500 | 330 | 0 | 89.6 | 81.6 | 6 | 0
2040 | PJM_E_2_NYISO_J-K | PJM_E | NYISO_J-K | Internal | Summer | B9 | 800 | 330 | 0 | 83.51 | 79.24 | 6 | 0
2040 | PJM_E_2_NYISO_J-K | PJM_E | NYISO_J-K | Internal | Summer | B10 | 1262 | 330 | 0 | 77.66 | 79.24 | 6 | 0
2040 | PJM_E_2_NYISO_J-K | PJM_E | NYISO_J-K | Internal | Winter | B16 | 25 | 330 | 0 | 101.41 | 97.24 | 6 | 0
2040 | PJM_E_2_NYISO_J-K | PJM_E | NYISO_J-K | Internal | Winter | B17 | 100 | 330 | 0 | 97.47 | 97.24 | 6 | 0
2040 | PJM_E_2_NYISO_J-K | PJM_E | NYISO_J-K | Internal | Winter | B18 | 400 | 330 | 0 | 93.05 | 93.94 | 6 | 0
2040 | PJM_E_2_NYISO_J-K | PJM_E | NYISO_J-K | Internal | Winter | B19 | 700 | 330 | 0 | 88.84 | 93.94 | 6 | 0
2040 | PJM_E_2_NYISO_J-K | PJM_E | NYISO_J-K | Internal | Winter | B20 | 935 | 330 | 0 | 83.38 | 84.11 | 6 | 0
2040 | PJM_E_2_PJM_ROM | PJM_E | PJM_ROM | Internal | Shoulder | B11 | 25 | 8000 | 3160.72 | 96.46 | 96.47 | 0.01 | 0
2040 | PJM_E_2_PJM_ROM | PJM_E | PJM_ROM | Internal | Shoulder | B12 | 200 | 8000 | 119.77 | 91.68 | 91.69 | 0.01 | 0
2040 | PJM_E_2_PJM_ROM | PJM_E | PJM_ROM | Internal | Shoulder | B13 | 600 | 8000 | 0 | 86.48 | 86.47 | 0.01 | 0
2040 | PJM_E_2_PJM_ROM | PJM_E | PJM_ROM | Internal | Shoulder | B14 | 900 | 8000 | 0 | 83.9 | 83.89 | 0.01 | 0
2040 | PJM_E_2_PJM_ROM | PJM_E | PJM_ROM | Internal | Shoulder | B15 | 1203 | 8000 | 0 | 79.4 | 79.39 | 0.01 | 0
2040 | PJM_E_2_PJM_ROM | PJM_E | PJM_ROM | Internal | Summer | B1 | 10 | 8000 | 0 | 190.47 | 190.46 | 0.01 | 0
2040 | PJM_E_2_PJM_ROM | PJM_E | PJM_ROM | Internal | Summer | B2 | 25 | 8000 | 0 | 158.04 | 158.02 | 0.01 | 0
2040 | PJM_E_2_PJM_ROM | PJM_E | PJM_ROM | Internal | Summer | B3 | 75 | 8000 | 0 | 153.58 | 153.56 | 0.01 | 0
2040 | PJM_E_2_PJM_ROM | PJM_E | PJM_ROM | Internal | Summer | B4 | 100 | 8000 | 1894.39 | 146.43 | 146.44 | 0.01 | 0
2040 | PJM_E_2_PJM_ROM | PJM_E | PJM_ROM | Internal | Summer | B5 | 200 | 8000 | 2754.63 | 140.22 | 140.24 | 0.01 | 0
2040 | PJM_E_2_PJM_ROM | PJM_E | PJM_ROM | Internal | Summer | B6 | 300 | 8000 | 1520.9 | 107.61 | 107.62 | 0.01 | 0
2040 | PJM_E_2_PJM_ROM | PJM_E | PJM_ROM | Internal | Summer | B7 | 400 | 8000 | 2812.94 | 94.27 | 94.28 | 0.01 | 0
2040 | PJM_E_2_PJM_ROM | PJM_E | PJM_ROM | Internal | Summer | B8 | 500 | 8000 | 4004.54 | 89.6 | 89.61 | 0.01 | 0
2040 | PJM_E_2_PJM_ROM | PJM_E | PJM_ROM | Internal | Summer | B9 | 800 | 8000 | 651.23 | 83.51 | 83.52 | 0.01 | 0
2040 | PJM_E_2_PJM_ROM | PJM_E | PJM_ROM | Internal | Summer | B10 | 1262 | 8000 | 0 | 77.66 | 77.64 | 0.01 | 0
2040 | PJM_E_2_PJM_ROM | PJM_E | PJM_ROM | Internal | Winter | B16 | 25 | 8000 | 0 | 101.41 | 101.4 | 0.01 | 0
2040 | PJM_E_2_PJM_ROM | PJM_E | PJM_ROM | Internal | Winter | B17 | 100 | 8000 | 0 | 97.47 | 97.46 | 0.01 | 0
2040 | PJM_E_2_PJM_ROM | PJM_E | PJM_ROM | Internal | Winter | B18 | 400 | 8000 | 0 | 93.05 | 93.04 | 0.01 | 0
2040 | PJM_E_2_PJM_ROM | PJM_E | PJM_ROM | Internal | Winter | B19 | 700 | 8000 | 0 | 88.84 | 88.83 | 0.01 | 0
2040 | PJM_E_2_PJM_ROM | PJM_E | PJM_ROM | Internal | Winter | B20 | 935 | 8000 | 0 | 83.38 | 83.37 | 0.01 | 0
2040 | PJM_ROR_2_MISO_IN | PJM_ROR | MISO_IN | Internal | Shoulder | B11 | 25 | 909 | 0 | 96.48 | 94.48 | 2 | 0
2040 | PJM_ROR_2_MISO_IN | PJM_ROR | MISO_IN | Internal | Shoulder | B12 | 200 | 909 | 0 | 91.7 | 89.72 | 2 | 0
2040 | PJM_ROR_2_MISO_IN | PJM_ROR | MISO_IN | Internal | Shoulder | B13 | 600 | 909 | 0 | 86.46 | 84.45 | 2 | 0
2040 | PJM_ROR_2_MISO_IN | PJM_ROR | MISO_IN | Internal | Shoulder | B14 | 900 | 909 | 0 | 83.88 | 79.51 | 2 | 0
2040 | PJM_ROR_2_MISO_IN | PJM_ROR | MISO_IN | Internal | Shoulder | B15 | 1203 | 909 | 0 | 79.4 | 79.46 | 2 | 0
2040 | PJM_ROR_2_MISO_IN | PJM_ROR | MISO_IN | Internal | Summer | B1 | 10 | 909 | 0 | 190.44 | 187.86 | 2 | 0
2040 | PJM_ROR_2_MISO_IN | PJM_ROR | MISO_IN | Internal | Summer | B2 | 25 | 909 | 0 | 158.01 | 156.04 | 2 | 0
2040 | PJM_ROR_2_MISO_IN | PJM_ROR | MISO_IN | Internal | Summer | B3 | 75 | 909 | 0 | 153.58 | 151.6 | 2 | 0
2040 | PJM_ROR_2_MISO_IN | PJM_ROR | MISO_IN | Internal | Summer | B4 | 100 | 909 | 0 | 146.46 | 144.48 | 2 | 0
2040 | PJM_ROR_2_MISO_IN | PJM_ROR | MISO_IN | Internal | Summer | B5 | 200 | 909 | 0 | 140.25 | 138.27 | 2 | 0
2040 | PJM_ROR_2_MISO_IN | PJM_ROR | MISO_IN | Internal | Summer | B6 | 300 | 909 | 0 | 107.63 | 105.66 | 2 | 0
2040 | PJM_ROR_2_MISO_IN | PJM_ROR | MISO_IN | Internal | Summer | B7 | 400 | 909 | 0 | 94.29 | 92.3 | 2 | 0
2040 | PJM_ROR_2_MISO_IN | PJM_ROR | MISO_IN | Internal | Summer | B8 | 500 | 909 | 0 | 89.62 | 88.32 | 2 | 0
2040 | PJM_ROR_2_MISO_IN | PJM_ROR | MISO_IN | Internal | Summer | B9 | 800 | 909 | 0 | 83.53 | 81.53 | 2 | 0
2040 | PJM_ROR_2_MISO_IN | PJM_ROR | MISO_IN | Internal | Summer | B10 | 1262 | 909 | 0 | 77.63 | 77.99 | 2 | 0
2040 | PJM_ROR_2_MISO_IN | PJM_ROR | MISO_IN | Internal | Winter | B16 | 25 | 909 | 0 | 101.38 | 95.77 | 2 | 0
2040 | PJM_ROR_2_MISO_IN | PJM_ROR | MISO_IN | Internal | Winter | B17 | 100 | 909 | 0 | 97.45 | 95.45 | 2 | 0
2040 | PJM_ROR_2_MISO_IN | PJM_ROR | MISO_IN | Internal | Winter | B18 | 400 | 909 | 0 | 93.03 | 86.06 | 2 | 0
2040 | PJM_ROR_2_MISO_IN | PJM_ROR | MISO_IN | Internal | Winter | B19 | 700 | 909 | 0 | 88.82 | 84.53 | 2 | 0
2040 | PJM_ROR_2_MISO_IN | PJM_ROR | MISO_IN | Internal | Winter | B20 | 935 | 909 | 0 | 83.36 | 82.31 | 2 | 0
2040 | PJM_ROR_2_MISO_MI | PJM_ROR | MISO_MI | Internal | Shoulder | B11 | 25 | 1305 | 0 | 96.48 | 94.48 | 2 | 0
2040 | PJM_ROR_2_MISO_MI | PJM_ROR | MISO_MI | Internal | Shoulder | B12 | 200 | 1305 | 0 | 91.7 | 89.73 | 2 | 0
2040 | PJM_ROR_2_MISO_MI | PJM_ROR | MISO_MI | Internal | Shoulder | B13 | 600 | 1305 | 0 | 86.46 | 84.46 | 2 | 0
2040 | PJM_ROR_2_MISO_MI | PJM_ROR | MISO_MI | Internal | Shoulder | B14 | 900 | 1305 | 0 | 83.88 | 79.53 | 2 | 0
2040 | PJM_ROR_2_MISO_MI | PJM_ROR | MISO_MI | Internal | Shoulder | B15 | 1203 | 1305 | 0 | 79.4 | 79.47 | 2 | 0
2040 | PJM_ROR_2_MISO_MI | PJM_ROR | MISO_MI | Internal | Summer | B1 | 10 | 1305 | 0 | 190.44 | 187.84 | 2 | 0
2040 | PJM_ROR_2_MISO_MI | PJM_ROR | MISO_MI | Internal | Summer | B2 | 25 | 1305 | 0 | 158.01 | 156.01 | 2 | 0
2040 | PJM_ROR_2_MISO_MI | PJM_ROR | MISO_MI | Internal | Summer | B3 | 75 | 1305 | 0 | 153.58 | 151.59 | 2 | 0
2040 | PJM_ROR_2_MISO_MI | PJM_ROR | MISO_MI | Internal | Summer | B4 | 100 | 1305 | 0 | 146.46 | 144.46 | 2 | 0
2040 | PJM_ROR_2_MISO_MI | PJM_ROR | MISO_MI | Internal | Summer | B5 | 200 | 1305 | 0 | 140.25 | 138.25 | 2 | 0
2040 | PJM_ROR_2_MISO_MI | PJM_ROR | MISO_MI | Internal | Summer | B6 | 300 | 1305 | 0 | 107.63 | 105.64 | 2 | 0
2040 | PJM_ROR_2_MISO_MI | PJM_ROR | MISO_MI | Internal | Summer | B7 | 400 | 1305 | 0 | 94.29 | 92.29 | 2 | 0
2040 | PJM_ROR_2_MISO_MI | PJM_ROR | MISO_MI | Internal | Summer | B8 | 500 | 1305 | 0 | 89.62 | 88.33 | 2 | 0
2040 | PJM_ROR_2_MISO_MI | PJM_ROR | MISO_MI | Internal | Summer | B9 | 800 | 1305 | 0 | 83.53 | 81.53 | 2 | 0
2040 | PJM_ROR_2_MISO_MI | PJM_ROR | MISO_MI | Internal | Summer | B10 | 1262 | 1305 | 0 | 77.63 | 78 | 2 | 0
2040 | PJM_ROR_2_MISO_MI | PJM_ROR | MISO_MI | Internal | Winter | B16 | 25 | 1305 | 0 | 101.38 | 95.75 | 2 | 0
2040 | PJM_ROR_2_MISO_MI | PJM_ROR | MISO_MI | Internal | Winter | B17 | 100 | 1305 | 0 | 97.45 | 95.44 | 2 | 0
2040 | PJM_ROR_2_MISO_MI | PJM_ROR | MISO_MI | Internal | Winter | B18 | 400 | 1305 | 0 | 93.03 | 86.05 | 2 | 0
2040 | PJM_ROR_2_MISO_MI | PJM_ROR | MISO_MI | Internal | Winter | B19 | 700 | 1305 | 0 | 88.82 | 84.52 | 2 | 0
2040 | PJM_ROR_2_MISO_MI | PJM_ROR | MISO_MI | Internal | Winter | B20 | 935 | 1305 | 0 | 83.36 | 82.3 | 2 | 0
2040 | PJM_ROR_2_MISO_MO-IL | PJM_ROR | MISO_MO-IL | Internal | Shoulder | B11 | 25 | 1111 | 0 | 96.48 | 94.48 | 2 | 0
2040 | PJM_ROR_2_MISO_MO-IL | PJM_ROR | MISO_MO-IL | Internal | Shoulder | B12 | 200 | 1111 | 0 | 91.7 | 89.7 | 2 | 0
2040 | PJM_ROR_2_MISO_MO-IL | PJM_ROR | MISO_MO-IL | Internal | Shoulder | B13 | 600 | 1111 | 0 | 86.46 | 82.67 | 2 | 0
2040 | PJM_ROR_2_MISO_MO-IL | PJM_ROR | MISO_MO-IL | Internal | Shoulder | B14 | 900 | 1111 | 0 | 83.88 | 78.17 | 2 | 0
2040 | PJM_ROR_2_MISO_MO-IL | PJM_ROR | MISO_MO-IL | Internal | Shoulder | B15 | 1203 | 1111 | 0 | 79.4 | 75.37 | 2 | 0
2040 | PJM_ROR_2_MISO_MO-IL | PJM_ROR | MISO_MO-IL | Internal | Summer | B1 | 10 | 1111 | 0 | 190.44 | 187.84 | 2 | 0
2040 | PJM_ROR_2_MISO_MO-IL | PJM_ROR | MISO_MO-IL | Internal | Summer | B2 | 25 | 1111 | 0 | 158.01 | 156.02 | 2 | 0
2040 | PJM_ROR_2_MISO_MO-IL | PJM_ROR | MISO_MO-IL | Internal | Summer | B3 | 75 | 1111 | 0 | 153.58 | 151.59 | 2 | 0
2040 | PJM_ROR_2_MISO_MO-IL | PJM_ROR | MISO_MO-IL | Internal | Summer | B4 | 100 | 1111 | 0 | 146.46 | 144.47 | 2 | 0
2040 | PJM_ROR_2_MISO_MO-IL | PJM_ROR | MISO_MO-IL | Internal | Summer | B5 | 200 | 1111 | 0 | 140.25 | 138.26 | 2 | 0
2040 | PJM_ROR_2_MISO_MO-IL | PJM_ROR | MISO_MO-IL | Internal | Summer | B6 | 300 | 1111 | 0 | 107.63 | 105.64 | 2 | 0
2040 | PJM_ROR_2_MISO_MO-IL | PJM_ROR | MISO_MO-IL | Internal | Summer | B7 | 400 | 1111 | 0 | 94.29 | 92.3 | 2 | 0
2040 | PJM_ROR_2_MISO_MO-IL | PJM_ROR | MISO_MO-IL | Internal | Summer | B8 | 500 | 1111 | 0 | 89.62 | 88.31 | 2 | 0
2040 | PJM_ROR_2_MISO_MO-IL | PJM_ROR | MISO_MO-IL | Internal | Summer | B9 | 800 | 1111 | 0 | 83.53 | 81.55 | 2 | 0
2040 | PJM_ROR_2_MISO_MO-IL | PJM_ROR | MISO_MO-IL | Internal | Summer | B10 | 1262 | 1111 | 0 | 77.63 | 77.98 | 2 | 0
2040 | PJM_ROR_2_MISO_MO-IL | PJM_ROR | MISO_MO-IL | Internal | Winter | B16 | 25 | 1111 | 0 | 101.38 | 85.28 | 2 | 0
2040 | PJM_ROR_2_MISO_MO-IL | PJM_ROR | MISO_MO-IL | Internal | Winter | B17 | 100 | 1111 | 0 | 97.45 | 85.28 | 2 | 0
2040 | PJM_ROR_2_MISO_MO-IL | PJM_ROR | MISO_MO-IL | Internal | Winter | B18 | 400 | 1111 | 0 | 93.03 | 86.05 | 2 | 0
2040 | PJM_ROR_2_MISO_MO-IL | PJM_ROR | MISO_MO-IL | Internal | Winter | B19 | 700 | 1111 | 0 | 88.82 | 84.54 | 2 | 0
2040 | PJM_ROR_2_MISO_MO-IL | PJM_ROR | MISO_MO-IL | Internal | Winter | B20 | 935 | 1111 | 0 | 83.36 | 71.55 | 2 | 0
2040 | PJM_ROR_2_MISO_WUMS | PJM_ROR | MISO_WUMS | Internal | Shoulder | B11 | 25 | 1467 | 0 | 96.48 | 94.49 | 2 | 0
2040 | PJM_ROR_2_MISO_WUMS | PJM_ROR | MISO_WUMS | Internal | Shoulder | B12 | 200 | 1467 | 0 | 91.7 | 91.92 | 2 | 0
2040 | PJM_ROR_2_MISO_WUMS | PJM_ROR | MISO_WUMS | Internal | Shoulder | B13 | 600 | 1467 | 301.42 | 86.46 | 88.46 | 2 | 0
2040 | PJM_ROR_2_MISO_WUMS | PJM_ROR | MISO_WUMS | Internal | Shoulder | B14 | 900 | 1467 | 0 | 83.88 | 81.88 | 2 | 0
2040 | PJM_ROR_2_MISO_WUMS | PJM_ROR | MISO_WUMS | Internal | Shoulder | B15 | 1203 | 1467 | 0 | 79.4 | 79.59 | 2 | 0
2040 | PJM_ROR_2_MISO_WUMS | PJM_ROR | MISO_WUMS | Internal | Summer | B1 | 10 | 1467 | 0 | 190.44 | 188.44 | 2 | 0
2040 | PJM_ROR_2_MISO_WUMS | PJM_ROR | MISO_WUMS | Internal | Summer | B2 | 25 | 1467 | 0 | 158.01 | 156.02 | 2 | 0
2040 | PJM_ROR_2_MISO_WUMS | PJM_ROR | MISO_WUMS | Internal | Summer | B3 | 75 | 1467 | 0 | 153.58 | 151.6 | 2 | 0
2040 | PJM_ROR_2_MISO_WUMS | PJM_ROR | MISO_WUMS | Internal | Summer | B4 | 100 | 1467 | 0 | 146.46 | 144.47 | 2 | 0
2040 | PJM_ROR_2_MISO_WUMS | PJM_ROR | MISO_WUMS | Internal | Summer | B5 | 200 | 1467 | 0 | 140.25 | 138.26 | 2 | 0
2040 | PJM_ROR_2_MISO_WUMS | PJM_ROR | MISO_WUMS | Internal | Summer | B6 | 300 | 1467 | 0 | 107.63 | 105.64 | 2 | 0
2040 | PJM_ROR_2_MISO_WUMS | PJM_ROR | MISO_WUMS | Internal | Summer | B7 | 400 | 1467 | 0 | 94.29 | 92.3 | 2 | 0
2040 | PJM_ROR_2_MISO_WUMS | PJM_ROR | MISO_WUMS | Internal | Summer | B8 | 500 | 1467 | 0 | 89.62 | 89.8 | 2 | 0
2040 | PJM_ROR_2_MISO_WUMS | PJM_ROR | MISO_WUMS | Internal | Summer | B9 | 800 | 1467 | 0 | 83.53 | 81.55 | 2 | 0
2040 | PJM_ROR_2_MISO_WUMS | PJM_ROR | MISO_WUMS | Internal | Summer | B10 | 1262 | 1467 | 0 | 77.63 | 77.78 | 2 | 0
2040 | PJM_ROR_2_MISO_WUMS | PJM_ROR | MISO_WUMS | Internal | Winter | B16 | 25 | 1467 | 0 | 101.38 | 95.84 | 2 | 0
2040 | PJM_ROR_2_MISO_WUMS | PJM_ROR | MISO_WUMS | Internal | Winter | B17 | 100 | 1467 | 0 | 97.45 | 95.45 | 2 | 0
2040 | PJM_ROR_2_MISO_WUMS | PJM_ROR | MISO_WUMS | Internal | Winter | B18 | 400 | 1467 | 0 | 93.03 | 91.03 | 2 | 0
2040 | PJM_ROR_2_MISO_WUMS | PJM_ROR | MISO_WUMS | Internal | Winter | B19 | 700 | 1467 | 0 | 88.82 | 86.82 | 2 | 0
2040 | PJM_ROR_2_MISO_WUMS | PJM_ROR | MISO_WUMS | Internal | Winter | B20 | 935 | 1467 | 0 | 83.36 | 82.92 | 2 | 0
2040 | PJM_ROR_2_PJM_ROM | PJM_ROR | PJM_ROM | Internal | Shoulder | B11 | 25 | 8000 | 0 | 96.48 | 96.47 | 0.01 | 0
2040 | PJM_ROR_2_PJM_ROM | PJM_ROR | PJM_ROM | Internal | Shoulder | B12 | 200 | 8000 | 0 | 91.7 | 91.69 | 0.01 | 0
2040 | PJM_ROR_2_PJM_ROM | PJM_ROR | PJM_ROM | Internal | Shoulder | B13 | 600 | 8000 | 225.78 | 86.46 | 86.47 | 0.01 | 0
2040 | PJM_ROR_2_PJM_ROM | PJM_ROR | PJM_ROM | Internal | Shoulder | B14 | 900 | 8000 | 3249.42 | 83.88 | 83.89 | 0.01 | 0
2040 | PJM_ROR_2_PJM_ROM | PJM_ROR | PJM_ROM | Internal | Shoulder | B15 | 1203 | 8000 | 0 | 79.4 | 79.39 | 0.01 | 0
2040 | PJM_ROR_2_PJM_ROM | PJM_ROR | PJM_ROM | Internal | Summer | B1 | 10 | 8000 | 5035.86 | 190.44 | 190.46 | 0.01 | 0
2040 | PJM_ROR_2_PJM_ROM | PJM_ROR | PJM_ROM | Internal | Summer | B2 | 25 | 8000 | 4002.26 | 158.01 | 158.02 | 0.01 | 0
2040 | PJM_ROR_2_PJM_ROM | PJM_ROR | PJM_ROM | Internal | Summer | B3 | 75 | 8000 | 0 | 153.58 | 153.56 | 0.01 | 0
2040 | PJM_ROR_2_PJM_ROM | PJM_ROR | PJM_ROM | Internal | Summer | B4 | 100 | 8000 | 0 | 146.46 | 146.44 | 0.01 | 0
2040 | PJM_ROR_2_PJM_ROM | PJM_ROR | PJM_ROM | Internal | Summer | B5 | 200 | 8000 | 0 | 140.25 | 140.24 | 0.01 | 0
2040 | PJM_ROR_2_PJM_ROM | PJM_ROR | PJM_ROM | Internal | Summer | B6 | 300 | 8000 | 0 | 107.63 | 107.62 | 0.01 | 0
2040 | PJM_ROR_2_PJM_ROM | PJM_ROR | PJM_ROM | Internal | Summer | B7 | 400 | 8000 | 0 | 94.29 | 94.28 | 0.01 | 0
2040 | PJM_ROR_2_PJM_ROM | PJM_ROR | PJM_ROM | Internal | Summer | B8 | 500 | 8000 | 0 | 89.62 | 89.61 | 0.01 | 0
2040 | PJM_ROR_2_PJM_ROM | PJM_ROR | PJM_ROM | Internal | Summer | B9 | 800 | 8000 | 0 | 83.53 | 83.52 | 0.01 | 0
2040 | PJM_ROR_2_PJM_ROM | PJM_ROR | PJM_ROM | Internal | Summer | B10 | 1262 | 8000 | 129.98 | 77.63 | 77.64 | 0.01 | 0
2040 | PJM_ROR_2_PJM_ROM | PJM_ROR | PJM_ROM | Internal | Winter | B16 | 25 | 8000 | 3993.48 | 101.38 | 101.4 | 0.01 | 0
2040 | PJM_ROR_2_PJM_ROM | PJM_ROR | PJM_ROM | Internal | Winter | B17 | 100 | 8000 | 5165.52 | 97.45 | 97.46 | 0.01 | 0
2040 | PJM_ROR_2_PJM_ROM | PJM_ROR | PJM_ROM | Internal | Winter | B18 | 400 | 8000 | 4177.86 | 93.03 | 93.04 | 0.01 | 0
2040 | PJM_ROR_2_PJM_ROM | PJM_ROR | PJM_ROM | Internal | Winter | B19 | 700 | 8000 | 7203.36 | 88.82 | 88.83 | 0.01 | 0
2040 | PJM_ROR_2_PJM_ROM | PJM_ROR | PJM_ROM | Internal | Winter | B20 | 935 | 8000 | 3286.56 | 83.36 | 83.37 | 0.01 | 0
2040 | PJM_ROR_2_TVA_Transmission | PJM_ROR | TVA_Transmission | Internal | Shoulder | B11 | 25 | 2500 | 1466.4 | 96.48 | 102.48 | 6 | 0
2040 | PJM_ROR_2_TVA_Transmission | PJM_ROR | TVA_Transmission | Internal | Shoulder | B12 | 200 | 2500 | 6.91 | 91.7 | 97.7 | 6 | 0
2040 | PJM_ROR_2_TVA_Transmission | PJM_ROR | TVA_Transmission | Internal | Shoulder | B13 | 600 | 2500 | 0 | 86.46 | 87.58 | 6 | 0
2040 | PJM_ROR_2_TVA_Transmission | PJM_ROR | TVA_Transmission | Internal | Shoulder | B14 | 900 | 2500 | 0 | 83.88 | 86.17 | 6 | 0
2040 | PJM_ROR_2_TVA_Transmission | PJM_ROR | TVA_Transmission | Internal | Shoulder | B15 | 1203 | 2500 | 0 | 79.4 | 83.37 | 6 | 0
2040 | PJM_ROR_2_TVA_Transmission | PJM_ROR | TVA_Transmission | Internal | Summer | B1 | 10 | 2500 | 2500 | 190.44 | 203.86 | 6 | 7.41
2040 | PJM_ROR_2_TVA_Transmission | PJM_ROR | TVA_Transmission | Internal | Summer | B2 | 25 | 2500 | 2500 | 158.01 | 172.04 | 6 | 8.02
2040 | PJM_ROR_2_TVA_Transmission | PJM_ROR | TVA_Transmission | Internal | Summer | B3 | 75 | 2500 | 2500 | 153.58 | 159.59 | 6 | 0.01
2040 | PJM_ROR_2_TVA_Transmission | PJM_ROR | TVA_Transmission | Internal | Summer | B4 | 100 | 2500 | 2500 | 146.46 | 152.47 | 6 | 0.01
2040 | PJM_ROR_2_TVA_Transmission | PJM_ROR | TVA_Transmission | Internal | Summer | B5 | 200 | 2500 | 0 | 140.25 | 140.25 | 6 | 0
2040 | PJM_ROR_2_TVA_Transmission | PJM_ROR | TVA_Transmission | Internal | Summer | B6 | 300 | 2500 | 0 | 107.63 | 105.83 | 6 | 0
2040 | PJM_ROR_2_TVA_Transmission | PJM_ROR | TVA_Transmission | Internal | Summer | B7 | 400 | 2500 | 0 | 94.29 | 97.02 | 6 | 0
2040 | PJM_ROR_2_TVA_Transmission | PJM_ROR | TVA_Transmission | Internal | Summer | B8 | 500 | 2500 | 0 | 89.62 | 94.81 | 6 | 0
2040 | PJM_ROR_2_TVA_Transmission | PJM_ROR | TVA_Transmission | Internal | Summer | B9 | 800 | 2500 | 791.31 | 83.53 | 89.53 | 6 | 0
2040 | PJM_ROR_2_TVA_Transmission | PJM_ROR | TVA_Transmission | Internal | Summer | B10 | 1262 | 2500 | 0 | 77.63 | 82.73 | 6 | 0
2040 | PJM_ROR_2_TVA_Transmission | PJM_ROR | TVA_Transmission | Internal | Winter | B16 | 25 | 2500 | 0 | 101.38 | 99.88 | 6 | 0
2040 | PJM_ROR_2_TVA_Transmission | PJM_ROR | TVA_Transmission | Internal | Winter | B17 | 100 | 2500 | 0 | 97.45 | 93.28 | 6 | 0
2040 | PJM_ROR_2_TVA_Transmission | PJM_ROR | TVA_Transmission | Internal | Winter | B18 | 400 | 2500 | 0 | 93.03 | 91.65 | 6 | 0
2040 | PJM_ROR_2_TVA_Transmission | PJM_ROR | TVA_Transmission | Internal | Winter | B19 | 700 | 2500 | 0 | 88.82 | 91.13 | 6 | 0
2040 | PJM_ROR_2_TVA_Transmission | PJM_ROR | TVA_Transmission | Internal | Winter | B20 | 935 | 2500 | 0 | 83.36 | 86.36 | 6 | 0
2040 | PJM_ROR_2_VACAR | PJM_ROR | VACAR | Internal | Shoulder | B11 | 25 | 3000 | 216.27 | 96.48 | 102.48 | 6 | 0
2040 | PJM_ROR_2_VACAR | PJM_ROR | VACAR | Internal | Shoulder | B12 | 200 | 3000 | 0 | 91.7 | 94 | 6 | 0
2040 | PJM_ROR_2_VACAR | PJM_ROR | VACAR | Internal | Shoulder | B13 | 600 | 3000 | 0 | 86.46 | 84.79 | 6 | 0
2040 | PJM_ROR_2_VACAR | PJM_ROR | VACAR | Internal | Shoulder | B14 | 900 | 3000 | 0 | 83.88 | 84.79 | 6 | 0
2040 | PJM_ROR_2_VACAR | PJM_ROR | VACAR | Internal | Shoulder | B15 | 1203 | 3000 | 0 | 79.4 | 84.79 | 6 | 0
2040 | PJM_ROR_2_VACAR | PJM_ROR | VACAR | Internal | Summer | B1 | 10 | 3000 | 3000 | 190.44 | 751.19 | 6 | 554.74
2040 | PJM_ROR_2_VACAR | PJM_ROR | VACAR | Internal | Summer | B2 | 25 | 3000 | 3000 | 158.01 | 679.93 | 6 | 515.91
2040 | PJM_ROR_2_VACAR | PJM_ROR | VACAR | Internal | Summer | B3 | 75 | 3000 | 3000 | 153.58 | 161.59 | 6 | 2.01
2040 | PJM_ROR_2_VACAR | PJM_ROR | VACAR | Internal | Summer | B4 | 100 | 3000 | 1199.06 | 146.46 | 152.46 | 6 | 0
2040 | PJM_ROR_2_VACAR | PJM_ROR | VACAR | Internal | Summer | B5 | 200 | 3000 | 0 | 140.25 | 133.25 | 6 | 0
2040 | PJM_ROR_2_VACAR | PJM_ROR | VACAR | Internal | Summer | B6 | 300 | 3000 | 0 | 107.63 | 105.83 | 6 | 0
2040 | PJM_ROR_2_VACAR | PJM_ROR | VACAR | Internal | Summer | B7 | 400 | 3000 | 0 | 94.29 | 95.39 | 6 | 0
2040 | PJM_ROR_2_VACAR | PJM_ROR | VACAR | Internal | Summer | B8 | 500 | 3000 | 0 | 89.62 | 88.83 | 6 | 0
2040 | PJM_ROR_2_VACAR | PJM_ROR | VACAR | Internal | Summer | B9 | 800 | 3000 | 0 | 83.53 | 82.53 | 6 | 0
2040 | PJM_ROR_2_VACAR | PJM_ROR | VACAR | Internal | Summer | B10 | 1262 | 3000 | 0 | 77.63 | 82.53 | 6 | 0
2040 | PJM_ROR_2_VACAR | PJM_ROR | VACAR | Internal | Winter | B16 | 25 | 3000 | 3000 | 101.38 | 108.88 | 6 | 1.5
2040 | PJM_ROR_2_VACAR | PJM_ROR | VACAR | Internal | Winter | B17 | 100 | 3000 | 0 | 97.45 | 102.29 | 6 | 0
2040 | PJM_ROR_2_VACAR | PJM_ROR | VACAR | Internal | Winter | B18 | 400 | 3000 | 0 | 93.03 | 90.13 | 6 | 0
2040 | PJM_ROR_2_VACAR | PJM_ROR | VACAR | Internal | Winter | B19 | 700 | 3000 | 0 | 88.82 | 90.13 | 6 | 0
2040 | PJM_ROR_2_VACAR | PJM_ROR | VACAR | Internal | Winter | B20 | 935 | 3000 | 0 | 83.36 | 87.78 | 6 | 0
2040 | PJM_ROM_2_PJM_E | PJM_ROM | PJM_E | Internal | Shoulder | B11 | 25 | 8000 | 0 | 96.47 | 96.46 | 0.01 | 0
2040 | PJM_ROM_2_PJM_E | PJM_ROM | PJM_E | Internal | Shoulder | B12 | 200 | 8000 | 0 | 91.69 | 91.68 | 0.01 | 0
2040 | PJM_ROM_2_PJM_E | PJM_ROM | PJM_E | Internal | Shoulder | B13 | 600 | 8000 | 81.57 | 86.47 | 86.48 | 0.01 | 0
2040 | PJM_ROM_2_PJM_E | PJM_ROM | PJM_E | Internal | Shoulder | B14 | 900 | 8000 | 2619.57 | 83.89 | 83.9 | 0.01 | 0
2040 | PJM_ROM_2_PJM_E | PJM_ROM | PJM_E | Internal | Shoulder | B15 | 1203 | 8000 | 586.29 | 79.39 | 79.4 | 0.01 | 0
2040 | PJM_ROM_2_PJM_E | PJM_ROM | PJM_E | Internal | Summer | B1 | 10 | 8000 | 5370 | 190.46 | 190.47 | 0.01 | 0
2040 | PJM_ROM_2_PJM_E | PJM_ROM | PJM_E | Internal | Summer | B2 | 25 | 8000 | 4780.95 | 158.02 | 158.04 | 0.01 | 0
2040 | PJM_ROM_2_PJM_E | PJM_ROM | PJM_E | Internal | Summer | B3 | 75 | 8000 | 882.21 | 153.56 | 153.58 | 0.01 | 0
2040 | PJM_ROM_2_PJM_E | PJM_ROM | PJM_E | Internal | Summer | B4 | 100 | 8000 | 0 | 146.44 | 146.43 | 0.01 | 0
2040 | PJM_ROM_2_PJM_E | PJM_ROM | PJM_E | Internal | Summer | B5 | 200 | 8000 | 0 | 140.24 | 140.22 | 0.01 | 0
2040 | PJM_ROM_2_PJM_E | PJM_ROM | PJM_E | Internal | Summer | B6 | 300 | 8000 | 0 | 107.62 | 107.61 | 0.01 | 0
2040 | PJM_ROM_2_PJM_E | PJM_ROM | PJM_E | Internal | Summer | B7 | 400 | 8000 | 0 | 94.28 | 94.27 | 0.01 | 0
2040 | PJM_ROM_2_PJM_E | PJM_ROM | PJM_E | Internal | Summer | B8 | 500 | 8000 | 0 | 89.61 | 89.6 | 0.01 | 0
2040 | PJM_ROM_2_PJM_E | PJM_ROM | PJM_E | Internal | Summer | B9 | 800 | 8000 | 0 | 83.52 | 83.51 | 0.01 | 0
2040 | PJM_ROM_2_PJM_E | PJM_ROM | PJM_E | Internal | Summer | B10 | 1262 | 8000 | 982.4 | 77.64 | 77.66 | 0.01 | 0
2040 | PJM_ROM_2_PJM_E | PJM_ROM | PJM_E | Internal | Winter | B16 | 25 | 8000 | 1514.17 | 101.4 | 101.41 | 0.01 | 0
2040 | PJM_ROM_2_PJM_E | PJM_ROM | PJM_E | Internal | Winter | B17 | 100 | 8000 | 2708.66 | 97.46 | 97.47 | 0.01 | 0
2040 | PJM_ROM_2_PJM_E | PJM_ROM | PJM_E | Internal | Winter | B18 | 400 | 8000 | 2742.4 | 93.04 | 93.05 | 0.01 | 0
2040 | PJM_ROM_2_PJM_E | PJM_ROM | PJM_E | Internal | Winter | B19 | 700 | 8000 | 3457.89 | 88.83 | 88.84 | 0.01 | 0
2040 | PJM_ROM_2_PJM_E | PJM_ROM | PJM_E | Internal | Winter | B20 | 935 | 8000 | 1503.92 | 83.37 | 83.38 | 0.01 | 0
2040 | PJM_ROM_2_PJM_ROR | PJM_ROM | PJM_ROR | Internal | Shoulder | B11 | 25 | 8000 | 5750.29 | 96.47 | 96.48 | 0.01 | 0
2040 | PJM_ROM_2_PJM_ROR | PJM_ROM | PJM_ROR | Internal | Shoulder | B12 | 200 | 8000 | 1967.47 | 91.69 | 91.7 | 0.01 | 0
2040 | PJM_ROM_2_PJM_ROR | PJM_ROM | PJM_ROR | Internal | Shoulder | B13 | 600 | 8000 | 0 | 86.47 | 86.46 | 0.01 | 0
2040 | PJM_ROM_2_PJM_ROR | PJM_ROM | PJM_ROR | Internal | Shoulder | B14 | 900 | 8000 | 0 | 83.89 | 83.88 | 0.01 | 0
2040 | PJM_ROM_2_PJM_ROR | PJM_ROM | PJM_ROR | Internal | Shoulder | B15 | 1203 | 8000 | 942.84 | 79.39 | 79.4 | 0.01 | 0
2040 | PJM_ROM_2_PJM_ROR | PJM_ROM | PJM_ROR | Internal | Summer | B1 | 10 | 8000 | 0 | 190.46 | 190.44 | 0.01 | 0
2040 | PJM_ROM_2_PJM_ROR | PJM_ROM | PJM_ROR | Internal | Summer | B2 | 25 | 8000 | 0 | 158.02 | 158.01 | 0.01 | 0
2040 | PJM_ROM_2_PJM_ROR | PJM_ROM | PJM_ROR | Internal | Summer | B3 | 75 | 8000 | 1307.56 | 153.56 | 153.58 | 0.01 | 0
2040 | PJM_ROM_2_PJM_ROR | PJM_ROM | PJM_ROR | Internal | Summer | B4 | 100 | 8000 | 5100.15 | 146.44 | 146.46 | 0.01 | 0
2040 | PJM_ROM_2_PJM_ROR | PJM_ROM | PJM_ROR | Internal | Summer | B5 | 200 | 8000 | 6504.63 | 140.24 | 140.25 | 0.01 | 0
2040 | PJM_ROM_2_PJM_ROR | PJM_ROM | PJM_ROR | Internal | Summer | B6 | 300 | 8000 | 4838.46 | 107.62 | 107.63 | 0.01 | 0
2040 | PJM_ROM_2_PJM_ROR | PJM_ROM | PJM_ROR | Internal | Summer | B7 | 400 | 8000 | 5112.16 | 94.28 | 94.29 | 0.01 | 0
2040 | PJM_ROM_2_PJM_ROR | PJM_ROM | PJM_ROR | Internal | Summer | B8 | 500 | 8000 | 5550.02 | 89.61 | 89.62 | 0.01 | 0
2040 | PJM_ROM_2_PJM_ROR | PJM_ROM | PJM_ROR | Internal | Summer | B9 | 800 | 8000 | 13.57 | 83.52 | 83.53 | 0.01 | 0
2040 | PJM_ROM_2_PJM_ROR | PJM_ROM | PJM_ROR | Internal | Summer | B10 | 1262 | 8000 | 0 | 77.64 | 77.63 | 0.01 | 0
2040 | PJM_ROM_2_PJM_ROR | PJM_ROM | PJM_ROR | Internal | Winter | B16 | 25 | 8000 | 0 | 101.4 | 101.38 | 0.01 | 0
2040 | PJM_ROM_2_PJM_ROR | PJM_ROM | PJM_ROR | Internal | Winter | B17 | 100 | 8000 | 0 | 97.46 | 97.45 | 0.01 | 0
2040 | PJM_ROM_2_PJM_ROR | PJM_ROM | PJM_ROR | Internal | Winter | B18 | 400 | 8000 | 0 | 93.04 | 93.03 | 0.01 | 0
2040 | PJM_ROM_2_PJM_ROR | PJM_ROM | PJM_ROR | Internal | Winter | B19 | 700 | 8000 | 0 | 88.83 | 88.82 | 0.01 | 0
2040 | PJM_ROM_2_PJM_ROR | PJM_ROM | PJM_ROR | Internal | Winter | B20 | 935 | 8000 | 0 | 83.37 | 83.36 | 0.01 | 0
2040 | SOCO_2_ENT | SOCO | ENT | Internal | Shoulder | B11 | 25 | 2400 | 0 | 97.46 | 99.05 | 10 | 0
2040 | SOCO_2_ENT | SOCO | ENT | Internal | Shoulder | B12 | 200 | 2400 | 0 | 97.46 | 94.72 | 10 | 0
2040 | SOCO_2_ENT | SOCO | ENT | Internal | Shoulder | B13 | 600 | 2400 | 0 | 86.99 | 82.68 | 10 | 0
2040 | SOCO_2_ENT | SOCO | ENT | Internal | Shoulder | B14 | 900 | 2400 | 0 | 86.99 | 82.21 | 10 | 0
2040 | SOCO_2_ENT | SOCO | ENT | Internal | Shoulder | B15 | 1203 | 2400 | 0 | 84.3 | 76.3 | 10 | 0
2040 | SOCO_2_ENT | SOCO | ENT | Internal | Summer | B1 | 10 | 2400 | 0 | 741.19 | 156.66 | 10 | 0
2040 | SOCO_2_ENT | SOCO | ENT | Internal | Summer | B2 | 25 | 2400 | 0 | 669.93 | 156.02 | 10 | 0
2040 | SOCO_2_ENT | SOCO | ENT | Internal | Summer | B3 | 75 | 2400 | 0 | 168.59 | 159.21 | 10 | 0
2040 | SOCO_2_ENT | SOCO | ENT | Internal | Summer | B4 | 100 | 2400 | 0 | 159.46 | 151.46 | 10 | 0
2040 | SOCO_2_ENT | SOCO | ENT | Internal | Summer | B5 | 200 | 2400 | 0 | 130.25 | 138.26 | 10 | 0
2040 | SOCO_2_ENT | SOCO | ENT | Internal | Summer | B6 | 300 | 2400 | 0 | 95.83 | 105.64 | 10 | 0
2040 | SOCO_2_ENT | SOCO | ENT | Internal | Summer | B7 | 400 | 2400 | 0 | 95.83 | 97.98 | 10 | 0
2040 | SOCO_2_ENT | SOCO | ENT | Internal | Summer | B8 | 500 | 2400 | 0 | 95.83 | 96.31 | 10 | 0
2040 | SOCO_2_ENT | SOCO | ENT | Internal | Summer | B9 | 800 | 2400 | 0 | 86.23 | 93.06 | 10 | 0
2040 | SOCO_2_ENT | SOCO | ENT | Internal | Summer | B10 | 1262 | 2400 | 0 | 82.92 | 80.49 | 10 | 0
2040 | SOCO_2_ENT | SOCO | ENT | Internal | Winter | B16 | 25 | 2400 | 0 | 101.28 | 93.28 | 10 | 0
2040 | SOCO_2_ENT | SOCO | ENT | Internal | Winter | B17 | 100 | 2400 | 0 | 101.28 | 93.28 | 10 | 0
2040 | SOCO_2_ENT | SOCO | ENT | Internal | Winter | B18 | 400 | 2400 | 0 | 87.55 | 86.06 | 10 | 0
2040 | SOCO_2_ENT | SOCO | ENT | Internal | Winter | B19 | 700 | 2400 | 0 | 87.55 | 85.75 | 10 | 0
2040 | SOCO_2_ENT | SOCO | ENT | Internal | Winter | B20 | 935 | 2400 | 0 | 87.55 | 79.55 | 10 | 0
2040 | SOCO_2_FRCC | SOCO | FRCC | Internal | Shoulder | B11 | 25 | 3700 | 0 | 97.46 | 102.45 | 10 | 0
2040 | SOCO_2_FRCC | SOCO | FRCC | Internal | Shoulder | B12 | 200 | 3700 | 0 | 97.46 | 102.45 | 10 | 0
2040 | SOCO_2_FRCC | SOCO | FRCC | Internal | Shoulder | B13 | 600 | 3700 | 0 | 86.99 | 88.54 | 10 | 0
2040 | SOCO_2_FRCC | SOCO | FRCC | Internal | Shoulder | B14 | 900 | 3700 | 0 | 86.99 | 88.54 | 10 | 0
2040 | SOCO_2_FRCC | SOCO | FRCC | Internal | Shoulder | B15 | 1203 | 3700 | 0 | 84.3 | 88.54 | 10 | 0
2040 | SOCO_2_FRCC | SOCO | FRCC | Internal | Summer | B1 | 10 | 3700 | 1700.33 | 741.19 | 751.19 | 10 | 0
2040 | SOCO_2_FRCC | SOCO | FRCC | Internal | Summer | B2 | 25 | 3700 | 2990.31 | 669.93 | 679.93 | 10 | 0
2040 | SOCO_2_FRCC | SOCO | FRCC | Internal | Summer | B3 | 75 | 3700 | 1494.44 | 168.59 | 178.59 | 10 | 0
2040 | SOCO_2_FRCC | SOCO | FRCC | Internal | Summer | B4 | 100 | 3700 | 852.88 | 159.46 | 169.46 | 10 | 0
2040 | SOCO_2_FRCC | SOCO | FRCC | Internal | Summer | B5 | 200 | 3700 | 0 | 130.25 | 122.25 | 10 | 0
2040 | SOCO_2_FRCC | SOCO | FRCC | Internal | Summer | B6 | 300 | 3700 | 0 | 95.83 | 101.2 | 10 | 0
2040 | SOCO_2_FRCC | SOCO | FRCC | Internal | Summer | B7 | 400 | 3700 | 0 | 95.83 | 101.2 | 10 | 0
2040 | SOCO_2_FRCC | SOCO | FRCC | Internal | Summer | B8 | 500 | 3700 | 0 | 95.83 | 101.2 | 10 | 0
2040 | SOCO_2_FRCC | SOCO | FRCC | Internal | Summer | B9 | 800 | 3700 | 0 | 86.23 | 87.48 | 10 | 0
2040 | SOCO_2_FRCC | SOCO | FRCC | Internal | Summer | B10 | 1262 | 3700 | 0 | 82.92 | 75.86 | 10 | 0
2040 | SOCO_2_FRCC | SOCO | FRCC | Internal | Winter | B16 | 25 | 3700 | 0 | 101.28 | 105.61 | 10 | 0
2040 | SOCO_2_FRCC | SOCO | FRCC | Internal | Winter | B17 | 100 | 3700 | 0 | 101.28 | 105.61 | 10 | 0
2040 | SOCO_2_FRCC | SOCO | FRCC | Internal | Winter | B18 | 400 | 3700 | 0 | 87.55 | 91.23 | 10 | 0
2040 | SOCO_2_FRCC | SOCO | FRCC | Internal | Winter | B19 | 700 | 3700 | 0 | 87.55 | 91.23 | 10 | 0
2040 | SOCO_2_FRCC | SOCO | FRCC | Internal | Winter | B20 | 935 | 3700 | 0 | 87.55 | 85.56 | 10 | 0
2040 | SOCO_2_TVA_Transmission | SOCO | TVA_Transmission | Internal | Shoulder | B11 | 25 | 2600 | 0 | 97.46 | 102.48 | 10 | 0
2040 | SOCO_2_TVA_Transmission | SOCO | TVA_Transmission | Internal | Shoulder | B12 | 200 | 2600 | 0 | 97.46 | 97.7 | 10 | 0
2040 | SOCO_2_TVA_Transmission | SOCO | TVA_Transmission | Internal | Shoulder | B13 | 600 | 2600 | 0 | 86.99 | 87.58 | 10 | 0
2040 | SOCO_2_TVA_Transmission | SOCO | TVA_Transmission | Internal | Shoulder | B14 | 900 | 2600 | 0 | 86.99 | 86.17 | 10 | 0
2040 | SOCO_2_TVA_Transmission | SOCO | TVA_Transmission | Internal | Shoulder | B15 | 1203 | 2600 | 0 | 84.3 | 83.37 | 10 | 0
2040 | SOCO_2_TVA_Transmission | SOCO | TVA_Transmission | Internal | Summer | B1 | 10 | 2600 | 0 | 741.19 | 203.86 | 10 | 0
2040 | SOCO_2_TVA_Transmission | SOCO | TVA_Transmission | Internal | Summer | B2 | 25 | 2600 | 0 | 669.93 | 172.04 | 10 | 0
2040 | SOCO_2_TVA_Transmission | SOCO | TVA_Transmission | Internal | Summer | B3 | 75 | 2600 | 0 | 168.59 | 159.59 | 10 | 0
2040 | SOCO_2_TVA_Transmission | SOCO | TVA_Transmission | Internal | Summer | B4 | 100 | 2600 | 0 | 159.46 | 152.47 | 10 | 0
2040 | SOCO_2_TVA_Transmission | SOCO | TVA_Transmission | Internal | Summer | B5 | 200 | 2600 | 1757.09 | 130.25 | 140.25 | 10 | 0
2040 | SOCO_2_TVA_Transmission | SOCO | TVA_Transmission | Internal | Summer | B6 | 300 | 2600 | 1532.68 | 95.83 | 105.83 | 10 | 0
2040 | SOCO_2_TVA_Transmission | SOCO | TVA_Transmission | Internal | Summer | B7 | 400 | 2600 | 0 | 95.83 | 97.02 | 10 | 0
2040 | SOCO_2_TVA_Transmission | SOCO | TVA_Transmission | Internal | Summer | B8 | 500 | 2600 | 0 | 95.83 | 94.81 | 10 | 0
2040 | SOCO_2_TVA_Transmission | SOCO | TVA_Transmission | Internal | Summer | B9 | 800 | 2600 | 0 | 86.23 | 89.53 | 10 | 0
2040 | SOCO_2_TVA_Transmission | SOCO | TVA_Transmission | Internal | Summer | B10 | 1262 | 2600 | 0 | 82.92 | 82.73 | 10 | 0
2040 | SOCO_2_TVA_Transmission | SOCO | TVA_Transmission | Internal | Winter | B16 | 25 | 2600 | 0 | 101.28 | 99.88 | 10 | 0
2040 | SOCO_2_TVA_Transmission | SOCO | TVA_Transmission | Internal | Winter | B17 | 100 | 2600 | 0 | 101.28 | 93.28 | 10 | 0
2040 | SOCO_2_TVA_Transmission | SOCO | TVA_Transmission | Internal | Winter | B18 | 400 | 2600 | 0 | 87.55 | 91.65 | 10 | 0
2040 | SOCO_2_TVA_Transmission | SOCO | TVA_Transmission | Internal | Winter | B19 | 700 | 2600 | 0 | 87.55 | 91.13 | 10 | 0
2040 | SOCO_2_TVA_Transmission | SOCO | TVA_Transmission | Internal | Winter | B20 | 935 | 2600 | 0 | 87.55 | 86.36 | 10 | 0
2040 | SOCO_2_VACAR | SOCO | VACAR | Internal | Shoulder | B11 | 25 | 2000 | 0 | 97.46 | 102.48 | 10 | 0
2040 | SOCO_2_VACAR | SOCO | VACAR | Internal | Shoulder | B12 | 200 | 2000 | 0 | 97.46 | 94 | 10 | 0
2040 | SOCO_2_VACAR | SOCO | VACAR | Internal | Shoulder | B13 | 600 | 2000 | 0 | 86.99 | 84.79 | 10 | 0
2040 | SOCO_2_VACAR | SOCO | VACAR | Internal | Shoulder | B14 | 900 | 2000 | 0 | 86.99 | 84.79 | 10 | 0
2040 | SOCO_2_VACAR | SOCO | VACAR | Internal | Shoulder | B15 | 1203 | 2000 | 0 | 84.3 | 84.79 | 10 | 0
2040 | SOCO_2_VACAR | SOCO | VACAR | Internal | Summer | B1 | 10 | 2000 | 528.49 | 741.19 | 751.19 | 10 | 0
2040 | SOCO_2_VACAR | SOCO | VACAR | Internal | Summer | B2 | 25 | 2000 | 336.66 | 669.93 | 679.93 | 10 | 0
2040 | SOCO_2_VACAR | SOCO | VACAR | Internal | Summer | B3 | 75 | 2000 | 0 | 168.59 | 161.59 | 10 | 0
2040 | SOCO_2_VACAR | SOCO | VACAR | Internal | Summer | B4 | 100 | 2000 | 0 | 159.46 | 152.46 | 10 | 0
2040 | SOCO_2_VACAR | SOCO | VACAR | Internal | Summer | B5 | 200 | 2000 | 0 | 130.25 | 133.25 | 10 | 0
2040 | SOCO_2_VACAR | SOCO | VACAR | Internal | Summer | B6 | 300 | 2000 | 190.8 | 95.83 | 105.83 | 10 | 0
2040 | SOCO_2_VACAR | SOCO | VACAR | Internal | Summer | B7 | 400 | 2000 | 0 | 95.83 | 95.39 | 10 | 0
2040 | SOCO_2_VACAR | SOCO | VACAR | Internal | Summer | B8 | 500 | 2000 | 0 | 95.83 | 88.83 | 10 | 0
2040 | SOCO_2_VACAR | SOCO | VACAR | Internal | Summer | B9 | 800 | 2000 | 0 | 86.23 | 82.53 | 10 | 0
2040 | SOCO_2_VACAR | SOCO | VACAR | Internal | Summer | B10 | 1262 | 2000 | 0 | 82.92 | 82.53 | 10 | 0
2040 | SOCO_2_VACAR | SOCO | VACAR | Internal | Winter | B16 | 25 | 2000 | 0 | 101.28 | 108.88 | 10 | 0
2040 | SOCO_2_VACAR | SOCO | VACAR | Internal | Winter | B17 | 100 | 2000 | 0 | 101.28 | 102.29 | 10 | 0
2040 | SOCO_2_VACAR | SOCO | VACAR | Internal | Winter | B18 | 400 | 2000 | 0 | 87.55 | 90.13 | 10 | 0
2040 | SOCO_2_VACAR | SOCO | VACAR | Internal | Winter | B19 | 700 | 2000 | 0 | 87.55 | 90.13 | 10 | 0
2040 | SOCO_2_VACAR | SOCO | VACAR | Internal | Winter | B20 | 935 | 2000 | 0 | 87.55 | 87.78 | 10 | 0
2040 | SPP_N_2_ENT | SPP_N | ENT | Internal | Shoulder | B11 | 25 | 7346 | 5672.66 | 94.05 | 99.05 | 5 | 0
2040 | SPP_N_2_ENT | SPP_N | ENT | Internal | Shoulder | B12 | 200 | 7346 | 7346 | 89.71 | 94.72 | 5 | 0.01
2040 | SPP_N_2_ENT | SPP_N | ENT | Internal | Shoulder | B13 | 600 | 7346 | 7346 | 77.67 | 82.68 | 5 | 0.01
2040 | SPP_N_2_ENT | SPP_N | ENT | Internal | Shoulder | B14 | 900 | 7346 | 7346 | 11.52 | 82.21 | 5 | 65.69
2040 | SPP_N_2_ENT | SPP_N | ENT | Internal | Shoulder | B15 | 1203 | 7346 | 7346 | 0.01 | 76.3 | 5 | 71.29
2040 | SPP_N_2_ENT | SPP_N | ENT | Internal | Summer | B1 | 10 | 7346 | 7346 | 96.97 | 156.66 | 5 | 54.69
2040 | SPP_N_2_ENT | SPP_N | ENT | Internal | Summer | B2 | 25 | 7346 | 6191.03 | 151.02 | 156.02 | 5 | 0
2040 | SPP_N_2_ENT | SPP_N | ENT | Internal | Summer | B3 | 75 | 7346 | 4618.46 | 154.21 | 159.21 | 5 | 0
2040 | SPP_N_2_ENT | SPP_N | ENT | Internal | Summer | B4 | 100 | 7346 | 4150.9 | 146.46 | 151.46 | 5 | 0
2040 | SPP_N_2_ENT | SPP_N | ENT | Internal | Summer | B5 | 200 | 7346 | 1127.66 | 133.26 | 138.26 | 5 | 0
2040 | SPP_N_2_ENT | SPP_N | ENT | Internal | Summer | B6 | 300 | 7346 | 1833.39 | 100.64 | 105.64 | 5 | 0
2040 | SPP_N_2_ENT | SPP_N | ENT | Internal | Summer | B7 | 400 | 7346 | 1836.57 | 92.98 | 97.98 | 5 | 0
2040 | SPP_N_2_ENT | SPP_N | ENT | Internal | Summer | B8 | 500 | 7346 | 3143.66 | 91.31 | 96.31 | 5 | 0
2040 | SPP_N_2_ENT | SPP_N | ENT | Internal | Summer | B9 | 800 | 7346 | 5227.25 | 88.06 | 93.06 | 5 | 0
2040 | SPP_N_2_ENT | SPP_N | ENT | Internal | Summer | B10 | 1262 | 7346 | 7346 | 72.98 | 80.49 | 5 | 2.52
2040 | SPP_N_2_ENT | SPP_N | ENT | Internal | Winter | B16 | 25 | 7346 | 7346 | 14.17 | 93.28 | 5 | 74.11
2040 | SPP_N_2_ENT | SPP_N | ENT | Internal | Winter | B17 | 100 | 7346 | 7346 | 74.31 | 93.28 | 5 | 13.97
2040 | SPP_N_2_ENT | SPP_N | ENT | Internal | Winter | B18 | 400 | 7346 | 7346 | 81.05 | 86.06 | 5 | 0.01
2040 | SPP_N_2_ENT | SPP_N | ENT | Internal | Winter | B19 | 700 | 7346 | 7346 | 79.54 | 85.75 | 5 | 1.21
2040 | SPP_N_2_ENT | SPP_N | ENT | Internal | Winter | B20 | 935 | 7346 | 7346 | 9.54 | 79.55 | 5 | 65.01
2040 | SPP_N_2_MISO_MO-IL | SPP_N | MISO_MO-IL | Internal | Shoulder | B11 | 25 | 3954 | 0 | 94.05 | 94.48 | 5 | 0
2040 | SPP_N_2_MISO_MO-IL | SPP_N | MISO_MO-IL | Internal | Shoulder | B12 | 200 | 3954 | 0 | 89.71 | 89.7 | 5 | 0
2040 | SPP_N_2_MISO_MO-IL | SPP_N | MISO_MO-IL | Internal | Shoulder | B13 | 600 | 3954 | 1141.41 | 77.67 | 82.67 | 5 | 0
2040 | SPP_N_2_MISO_MO-IL | SPP_N | MISO_MO-IL | Internal | Shoulder | B14 | 900 | 3954 | 3954 | 11.52 | 78.17 | 5 | 61.65
2040 | SPP_N_2_MISO_MO-IL | SPP_N | MISO_MO-IL | Internal | Shoulder | B15 | 1203 | 3954 | 3954 | 0.01 | 75.37 | 5 | 70.36
2040 | SPP_N_2_MISO_MO-IL | SPP_N | MISO_MO-IL | Internal | Summer | B1 | 10 | 3954 | 3954 | 96.97 | 187.84 | 5 | 85.88
2040 | SPP_N_2_MISO_MO-IL | SPP_N | MISO_MO-IL | Internal | Summer | B2 | 25 | 3954 | 263.61 | 151.02 | 156.02 | 5 | 0
2040 | SPP_N_2_MISO_MO-IL | SPP_N | MISO_MO-IL | Internal | Summer | B3 | 75 | 3954 | 0 | 154.21 | 151.59 | 5 | 0
2040 | SPP_N_2_MISO_MO-IL | SPP_N | MISO_MO-IL | Internal | Summer | B4 | 100 | 3954 | 0 | 146.46 | 144.47 | 5 | 0
2040 | SPP_N_2_MISO_MO-IL | SPP_N | MISO_MO-IL | Internal | Summer | B5 | 200 | 3954 | 1734.49 | 133.26 | 138.26 | 5 | 0
2040 | SPP_N_2_MISO_MO-IL | SPP_N | MISO_MO-IL | Internal | Summer | B6 | 300 | 3954 | 1347.06 | 100.64 | 105.64 | 5 | 0
2040 | SPP_N_2_MISO_MO-IL | SPP_N | MISO_MO-IL | Internal | Summer | B7 | 400 | 3954 | 0 | 92.98 | 92.3 | 5 | 0
2040 | SPP_N_2_MISO_MO-IL | SPP_N | MISO_MO-IL | Internal | Summer | B8 | 500 | 3954 | 0 | 91.31 | 88.31 | 5 | 0
2040 | SPP_N_2_MISO_MO-IL | SPP_N | MISO_MO-IL | Internal | Summer | B9 | 800 | 3954 | 0 | 88.06 | 81.55 | 5 | 0
2040 | SPP_N_2_MISO_MO-IL | SPP_N | MISO_MO-IL | Internal | Summer | B10 | 1262 | 3954 | 439.87 | 72.98 | 77.98 | 5 | 0
2040 | SPP_N_2_MISO_MO-IL | SPP_N | MISO_MO-IL | Internal | Winter | B16 | 25 | 3954 | 3954 | 14.17 | 85.28 | 5 | 66.11
2040 | SPP_N_2_MISO_MO-IL | SPP_N | MISO_MO-IL | Internal | Winter | B17 | 100 | 3954 | 3954 | 74.31 | 85.28 | 5 | 5.97
2040 | SPP_N_2_MISO_MO-IL | SPP_N | MISO_MO-IL | Internal | Winter | B18 | 400 | 3954 | 23.72 | 81.05 | 86.05 | 5 | 0
2040 | SPP_N_2_MISO_MO-IL | SPP_N | MISO_MO-IL | Internal | Winter | B19 | 700 | 3954 | 1583.93 | 79.54 | 84.54 | 5 | 0
2040 | SPP_N_2_MISO_MO-IL | SPP_N | MISO_MO-IL | Internal | Winter | B20 | 935 | 3954 | 3954 | 9.54 | 71.55 | 5 | 57.01
2040 | SPP_N_2_MISO_W | SPP_N | MISO_W | Internal | Shoulder | B11 | 25 | 1000 | 0 | 94.05 | 94.48 | 5 | 0
2040 | SPP_N_2_MISO_W | SPP_N | MISO_W | Internal | Shoulder | B12 | 200 | 1000 | 0 | 89.71 | 89.69 | 5 | 0
2040 | SPP_N_2_MISO_W | SPP_N | MISO_W | Internal | Shoulder | B13 | 600 | 1000 | 0 | 77.67 | 82.65 | 5 | 0
2040 | SPP_N_2_MISO_W | SPP_N | MISO_W | Internal | Shoulder | B14 | 900 | 1000 | 1000 | 11.52 | 78.16 | 5 | 61.64
2040 | SPP_N_2_MISO_W | SPP_N | MISO_W | Internal | Shoulder | B15 | 1203 | 1000 | 1000 | 0.01 | 12.02 | 5 | 7.01
2040 | SPP_N_2_MISO_W | SPP_N | MISO_W | Internal | Summer | B1 | 10 | 1000 | 1000 | 96.97 | 188.44 | 5 | 86.48
2040 | SPP_N_2_MISO_W | SPP_N | MISO_W | Internal | Summer | B2 | 25 | 1000 | 0 | 151.02 | 156.01 | 5 | 0
2040 | SPP_N_2_MISO_W | SPP_N | MISO_W | Internal | Summer | B3 | 75 | 1000 | 0 | 154.21 | 151.58 | 5 | 0
2040 | SPP_N_2_MISO_W | SPP_N | MISO_W | Internal | Summer | B4 | 100 | 1000 | 0 | 146.46 | 144.46 | 5 | 0
2040 | SPP_N_2_MISO_W | SPP_N | MISO_W | Internal | Summer | B5 | 200 | 1000 | 0 | 133.26 | 138.25 | 5 | 0
2040 | SPP_N_2_MISO_W | SPP_N | MISO_W | Internal | Summer | B6 | 300 | 1000 | 0 | 100.64 | 105.63 | 5 | 0
2040 | SPP_N_2_MISO_W | SPP_N | MISO_W | Internal | Summer | B7 | 400 | 1000 | 0 | 92.98 | 92.29 | 5 | 0
2040 | SPP_N_2_MISO_W | SPP_N | MISO_W | Internal | Summer | B8 | 500 | 1000 | 0 | 91.31 | 87.62 | 5 | 0
2040 | SPP_N_2_MISO_W | SPP_N | MISO_W | Internal | Summer | B9 | 800 | 1000 | 0 | 88.06 | 81.53 | 5 | 0
2040 | SPP_N_2_MISO_W | SPP_N | MISO_W | Internal | Summer | B10 | 1262 | 1000 | 0 | 72.98 | 75.63 | 5 | 0
2040 | SPP_N_2_MISO_W | SPP_N | MISO_W | Internal | Winter | B16 | 25 | 1000 | 0 | 14.17 | 7.17 | 5 | 0
2040 | SPP_N_2_MISO_W | SPP_N | MISO_W | Internal | Winter | B17 | 100 | 1000 | 0 | 74.31 | 67.31 | 5 | 0
2040 | SPP_N_2_MISO_W | SPP_N | MISO_W | Internal | Winter | B18 | 400 | 1000 | 0 | 81.05 | 86.03 | 5 | 0
2040 | SPP_N_2_MISO_W | SPP_N | MISO_W | Internal | Winter | B19 | 700 | 1000 | 0 | 79.54 | 84.53 | 5 | 0
2040 | SPP_N_2_MISO_W | SPP_N | MISO_W | Internal | Winter | B20 | 935 | 1000 | 1000 | 9.54 | 67.3 | 5 | 52.77
2040 | SPP_N_2_NE | SPP_N | NE | Internal | Shoulder | B11 | 25 | 384 | 0 | 94.05 | 89.48 | 0.01 | 0
2040 | SPP_N_2_NE | SPP_N | NE | Internal | Shoulder | B12 | 200 | 384 | 0 | 89.71 | 84.69 | 0.01 | 0
2040 | SPP_N_2_NE | SPP_N | NE | Internal | Shoulder | B13 | 600 | 384 | 0 | 77.67 | 77.65 | 0.01 | 0
2040 | SPP_N_2_NE | SPP_N | NE | Internal | Shoulder | B14 | 900 | 384 | 251.81 | 11.52 | 11.53 | 0.01 | 0
2040 | SPP_N_2_NE | SPP_N | NE | Internal | Shoulder | B15 | 1203 | 384 | 0 | 0.01 | 0.01 | 0.01 | 0
2040 | SPP_N_2_NE | SPP_N | NE | Internal | Summer | B1 | 10 | 384 | 384 | 96.97 | 183.44 | 0.01 | 86.46
2040 | SPP_N_2_NE | SPP_N | NE | Internal | Summer | B2 | 25 | 384 | 0 | 151.02 | 151.01 | 0.01 | 0
2040 | SPP_N_2_NE | SPP_N | NE | Internal | Summer | B3 | 75 | 384 | 0 | 154.21 | 151.58 | 0.01 | 0
2040 | SPP_N_2_NE | SPP_N | NE | Internal | Summer | B4 | 100 | 384 | 0 | 146.46 | 144.46 | 0.01 | 0
2040 | SPP_N_2_NE | SPP_N | NE | Internal | Summer | B5 | 200 | 384 | 0 | 133.26 | 133.25 | 0.01 | 0
2040 | SPP_N_2_NE | SPP_N | NE | Internal | Summer | B6 | 300 | 384 | 0 | 100.64 | 100.63 | 0.01 | 0
2040 | SPP_N_2_NE | SPP_N | NE | Internal | Summer | B7 | 400 | 384 | 0 | 92.98 | 92.29 | 0.01 | 0
2040 | SPP_N_2_NE | SPP_N | NE | Internal | Summer | B8 | 500 | 384 | 0 | 91.31 | 82.62 | 0.01 | 0
2040 | SPP_N_2_NE | SPP_N | NE | Internal | Summer | B9 | 800 | 384 | 0 | 88.06 | 76.53 | 0.01 | 0
2040 | SPP_N_2_NE | SPP_N | NE | Internal | Summer | B10 | 1262 | 384 | 0 | 72.98 | 70.63 | 0.01 | 0
2040 | SPP_N_2_NE | SPP_N | NE | Internal | Winter | B16 | 25 | 384 | 0 | 14.17 | 0.01 | 0.01 | 0
2040 | SPP_N_2_NE | SPP_N | NE | Internal | Winter | B17 | 100 | 384 | 0 | 74.31 | 55.31 | 0.01 | 0
2040 | SPP_N_2_NE | SPP_N | NE | Internal | Winter | B18 | 400 | 384 | 0 | 81.05 | 79.53 | 0.01 | 0
2040 | SPP_N_2_NE | SPP_N | NE | Internal | Winter | B19 | 700 | 384 | 0 | 79.54 | 79.53 | 0.01 | 0
2040 | SPP_N_2_NE | SPP_N | NE | Internal | Winter | B20 | 935 | 384 | 0 | 9.54 | 9.52 | 0.01 | 0
2040 | SPP_N_2_SPP_S | SPP_N | SPP_S | Internal | Shoulder | B11 | 25 | 4000 | 2699.19 | 94.05 | 94.07 | 0.01 | 0
2040 | SPP_N_2_SPP_S | SPP_N | SPP_S | Internal | Shoulder | B12 | 200 | 4000 | 2744.7 | 89.71 | 89.72 | 0.01 | 0
2040 | SPP_N_2_SPP_S | SPP_N | SPP_S | Internal | Shoulder | B13 | 600 | 4000 | 1629.6 | 77.67 | 77.68 | 0.01 | 0
2040 | SPP_N_2_SPP_S | SPP_N | SPP_S | Internal | Shoulder | B14 | 900 | 4000 | 0 | 11.52 | 0.01 | 0.01 | 0
2040 | SPP_N_2_SPP_S | SPP_N | SPP_S | Internal | Shoulder | B15 | 1203 | 4000 | 0 | 0.01 | 0.01 | 0.01 | 0
2040 | SPP_N_2_SPP_S | SPP_N | SPP_S | Internal | Summer | B1 | 10 | 4000 | 0 | 96.97 | 92.99 | 0.01 | 0
2040 | SPP_N_2_SPP_S | SPP_N | SPP_S | Internal | Summer | B2 | 25 | 4000 | 0 | 151.02 | 151.02 | 0.01 | 0
2040 | SPP_N_2_SPP_S | SPP_N | SPP_S | Internal | Summer | B3 | 75 | 4000 | 0 | 154.21 | 154.21 | 0.01 | 0
2040 | SPP_N_2_SPP_S | SPP_N | SPP_S | Internal | Summer | B4 | 100 | 4000 | 0 | 146.46 | 146.46 | 0.01 | 0
2040 | SPP_N_2_SPP_S | SPP_N | SPP_S | Internal | Summer | B5 | 200 | 4000 | 0 | 133.26 | 133.26 | 0.01 | 0
2040 | SPP_N_2_SPP_S | SPP_N | SPP_S | Internal | Summer | B6 | 300 | 4000 | 0 | 100.64 | 100.64 | 0.01 | 0
2040 | SPP_N_2_SPP_S | SPP_N | SPP_S | Internal | Summer | B7 | 400 | 4000 | 2930.11 | 92.98 | 92.99 | 0.01 | 0
2040 | SPP_N_2_SPP_S | SPP_N | SPP_S | Internal | Summer | B8 | 500 | 4000 | 4000 | 91.31 | 92.78 | 0.01 | 1.46
2040 | SPP_N_2_SPP_S | SPP_N | SPP_S | Internal | Summer | B9 | 800 | 4000 | 2996.79 | 88.06 | 88.07 | 0.01 | 0
2040 | SPP_N_2_SPP_S | SPP_N | SPP_S | Internal | Summer | B10 | 1262 | 4000 | 4000 | 72.98 | 75.49 | 0.01 | 2.5
2040 | SPP_N_2_SPP_S | SPP_N | SPP_S | Internal | Winter | B16 | 25 | 4000 | 3242 | 14.17 | 14.18 | 0.01 | 0
2040 | SPP_N_2_SPP_S | SPP_N | SPP_S | Internal | Winter | B17 | 100 | 4000 | 2667.52 | 74.31 | 74.33 | 0.01 | 0
2040 | SPP_N_2_SPP_S | SPP_N | SPP_S | Internal | Winter | B18 | 400 | 4000 | 2321.37 | 81.05 | 81.06 | 0.01 | 0
2040 | SPP_N_2_SPP_S | SPP_N | SPP_S | Internal | Winter | B19 | 700 | 4000 | 1891.66 | 79.54 | 79.55 | 0.01 | 0
2040 | SPP_N_2_SPP_S | SPP_N | SPP_S | Internal | Winter | B20 | 935 | 4000 | 255.58 | 9.54 | 9.55 | 0.01 | 0
2040 | SPP_S_2_ENT | SPP_S | ENT | Internal | Shoulder | B11 | 25 | 4280 | 0 | 94.07 | 99.05 | 5 | 0
2040 | SPP_S_2_ENT | SPP_S | ENT | Internal | Shoulder | B12 | 200 | 4280 | 4236.56 | 89.72 | 94.72 | 5 | 0
2040 | SPP_S_2_ENT | SPP_S | ENT | Internal | Shoulder | B13 | 600 | 4280 | 3254.58 | 77.68 | 82.68 | 5 | 0
2040 | SPP_S_2_ENT | SPP_S | ENT | Internal | Shoulder | B14 | 900 | 4280 | 4280 | 0.01 | 82.21 | 5 | 77.19
2040 | SPP_S_2_ENT | SPP_S | ENT | Internal | Shoulder | B15 | 1203 | 4280 | 4280 | 0.01 | 76.3 | 5 | 71.29
2040 | SPP_S_2_ENT | SPP_S | ENT | Internal | Summer | B1 | 10 | 4280 | 4280 | 92.99 | 156.66 | 5 | 58.66
2040 | SPP_S_2_ENT | SPP_S | ENT | Internal | Summer | B2 | 25 | 4280 | 3303.62 | 151.02 | 156.02 | 5 | 0
2040 | SPP_S_2_ENT | SPP_S | ENT | Internal | Summer | B3 | 75 | 4280 | 221.82 | 154.21 | 159.21 | 5 | 0
2040 | SPP_S_2_ENT | SPP_S | ENT | Internal | Summer | B4 | 100 | 4280 | 322.24 | 146.46 | 151.46 | 5 | 0
2040 | SPP_S_2_ENT | SPP_S | ENT | Internal | Summer | B5 | 200 | 4280 | 2876.66 | 133.26 | 138.26 | 5 | 0
2040 | SPP_S_2_ENT | SPP_S | ENT | Internal | Summer | B6 | 300 | 4280 | 948.28 | 100.64 | 105.64 | 5 | 0
2040 | SPP_S_2_ENT | SPP_S | ENT | Internal | Summer | B7 | 400 | 4280 | 0 | 92.99 | 97.98 | 5 | 0
2040 | SPP_S_2_ENT | SPP_S | ENT | Internal | Summer | B8 | 500 | 4280 | 0 | 92.78 | 96.31 | 5 | 0
2040 | SPP_S_2_ENT | SPP_S | ENT | Internal | Summer | B9 | 800 | 4280 | 0 | 88.07 | 93.06 | 5 | 0
2040 | SPP_S_2_ENT | SPP_S | ENT | Internal | Summer | B10 | 1262 | 4280 | 4228.34 | 75.49 | 80.49 | 5 | 0
2040 | SPP_S_2_ENT | SPP_S | ENT | Internal | Winter | B16 | 25 | 4280 | 4280 | 14.18 | 93.28 | 5 | 74.1
2040 | SPP_S_2_ENT | SPP_S | ENT | Internal | Winter | B17 | 100 | 4280 | 4280 | 74.33 | 93.28 | 5 | 13.96
2040 | SPP_S_2_ENT | SPP_S | ENT | Internal | Winter | B18 | 400 | 4280 | 3590.88 | 81.06 | 86.06 | 5 | 0
2040 | SPP_S_2_ENT | SPP_S | ENT | Internal | Winter | B19 | 700 | 4280 | 4280 | 79.55 | 85.75 | 5 | 1.2
2040 | SPP_S_2_ENT | SPP_S | ENT | Internal | Winter | B20 | 935 | 4280 | 4280 | 9.55 | 79.55 | 5 | 65
2040 | SPP_S_2_SPP_N | SPP_S | SPP_N | Internal | Shoulder | B11 | 25 | 640 | 0 | 94.07 | 94.05 | 0.01 | 0
2040 | SPP_S_2_SPP_N | SPP_S | SPP_N | Internal | Shoulder | B12 | 200 | 640 | 0 | 89.72 | 89.71 | 0.01 | 0
2040 | SPP_S_2_SPP_N | SPP_S | SPP_N | Internal | Shoulder | B13 | 600 | 640 | 0 | 77.68 | 77.67 | 0.01 | 0
2040 | SPP_S_2_SPP_N | SPP_S | SPP_N | Internal | Shoulder | B14 | 900 | 640 | 640 | 0.01 | 11.52 | 0.01 | 11.5
2040 | SPP_S_2_SPP_N | SPP_S | SPP_N | Internal | Shoulder | B15 | 1203 | 640 | 0 | 0.01 | 0.01 | 0.01 | 0
2040 | SPP_S_2_SPP_N | SPP_S | SPP_N | Internal | Summer | B1 | 10 | 640 | 640 | 92.99 | 96.97 | 0.01 | 3.96
2040 | SPP_S_2_SPP_N | SPP_S | SPP_N | Internal | Summer | B2 | 25 | 640 | 0 | 151.02 | 151.02 | 0.01 | 0
2040 | SPP_S_2_SPP_N | SPP_S | SPP_N | Internal | Summer | B3 | 75 | 640 | 0 | 154.21 | 154.21 | 0.01 | 0
2040 | SPP_S_2_SPP_N | SPP_S | SPP_N | Internal | Summer | B4 | 100 | 640 | 0 | 146.46 | 146.46 | 0.01 | 0
2040 | SPP_S_2_SPP_N | SPP_S | SPP_N | Internal | Summer | B5 | 200 | 640 | 0 | 133.26 | 133.26 | 0.01 | 0
2040 | SPP_S_2_SPP_N | SPP_S | SPP_N | Internal | Summer | B6 | 300 | 640 | 0 | 100.64 | 100.64 | 0.01 | 0
2040 | SPP_S_2_SPP_N | SPP_S | SPP_N | Internal | Summer | B7 | 400 | 640 | 0 | 92.99 | 92.98 | 0.01 | 0
2040 | SPP_S_2_SPP_N | SPP_S | SPP_N | Internal | Summer | B8 | 500 | 640 | 0 | 92.78 | 91.31 | 0.01 | 0
2040 | SPP_S_2_SPP_N | SPP_S | SPP_N | Internal | Summer | B9 | 800 | 640 | 0 | 88.07 | 88.06 | 0.01 | 0
2040 | SPP_S_2_SPP_N | SPP_S | SPP_N | Internal | Summer | B10 | 1262 | 640 | 0 | 75.49 | 72.98 | 0.01 | 0
2040 | SPP_S_2_SPP_N | SPP_S | SPP_N | Internal | Winter | B16 | 25 | 640 | 0 | 14.18 | 14.17 | 0.01 | 0
2040 | SPP_S_2_SPP_N | SPP_S | SPP_N | Internal | Winter | B17 | 100 | 640 | 0 | 74.33 | 74.31 | 0.01 | 0
2040 | SPP_S_2_SPP_N | SPP_S | SPP_N | Internal | Winter | B18 | 400 | 640 | 0 | 81.06 | 81.05 | 0.01 | 0
2040 | SPP_S_2_SPP_N | SPP_S | SPP_N | Internal | Winter | B19 | 700 | 640 | 0 | 79.55 | 79.54 | 0.01 | 0
2040 | SPP_S_2_SPP_N | SPP_S | SPP_N | Internal | Winter | B20 | 935 | 640 | 0 | 9.55 | 9.54 | 0.01 | 0
2040 | TVA_2_NonRTO_Midwest | TVA | NonRTO_Midwest | Internal | Shoulder | B11 | 25 | 100 | 0 | 102.49 | 102.48 | 9 | 0
2040 | TVA_2_NonRTO_Midwest | TVA | NonRTO_Midwest | Internal | Shoulder | B12 | 200 | 100 | 0 | 97.72 | 97.72 | 9 | 0
2040 | TVA_2_NonRTO_Midwest | TVA | NonRTO_Midwest | Internal | Shoulder | B13 | 600 | 100 | 0 | 86.18 | 90.81 | 9 | 0
2040 | TVA_2_NonRTO_Midwest | TVA | NonRTO_Midwest | Internal | Shoulder | B14 | 900 | 100 | 0 | 86.18 | 83.24 | 9 | 0
2040 | TVA_2_NonRTO_Midwest | TVA | NonRTO_Midwest | Internal | Shoulder | B15 | 1203 | 100 | 0 | 83.39 | 83.24 | 9 | 0
2040 | TVA_2_NonRTO_Midwest | TVA | NonRTO_Midwest | Internal | Summer | B1 | 10 | 100 | 0 | 203.87 | 195.86 | 9 | 0
2040 | TVA_2_NonRTO_Midwest | TVA | NonRTO_Midwest | Internal | Summer | B2 | 25 | 100 | 0 | 172.05 | 164.04 | 9 | 0
2040 | TVA_2_NonRTO_Midwest | TVA | NonRTO_Midwest | Internal | Summer | B3 | 75 | 100 | 0 | 159.6 | 159.6 | 9 | 0
2040 | TVA_2_NonRTO_Midwest | TVA | NonRTO_Midwest | Internal | Summer | B4 | 100 | 100 | 0 | 152.48 | 152.48 | 9 | 0
2040 | TVA_2_NonRTO_Midwest | TVA | NonRTO_Midwest | Internal | Summer | B5 | 200 | 100 | 0 | 140.26 | 146.27 | 9 | 0
2040 | TVA_2_NonRTO_Midwest | TVA | NonRTO_Midwest | Internal | Summer | B6 | 300 | 100 | 0 | 105.85 | 113.66 | 9 | 0
2040 | TVA_2_NonRTO_Midwest | TVA | NonRTO_Midwest | Internal | Summer | B7 | 400 | 100 | 0 | 94.83 | 100.3 | 9 | 0
2040 | TVA_2_NonRTO_Midwest | TVA | NonRTO_Midwest | Internal | Summer | B8 | 500 | 100 | 0 | 94.83 | 86.81 | 9 | 0
2040 | TVA_2_NonRTO_Midwest | TVA | NonRTO_Midwest | Internal | Summer | B9 | 800 | 100 | 0 | 89.55 | 81.67 | 9 | 0
2040 | TVA_2_NonRTO_Midwest | TVA | NonRTO_Midwest | Internal | Summer | B10 | 1262 | 100 | 0 | 82.06 | 81.67 | 9 | 0
2040 | TVA_2_NonRTO_Midwest | TVA | NonRTO_Midwest | Internal | Winter | B16 | 25 | 100 | 0 | 99.9 | 103.77 | 9 | 0
2040 | TVA_2_NonRTO_Midwest | TVA | NonRTO_Midwest | Internal | Winter | B17 | 100 | 100 | 100 | 93.29 | 103.45 | 9 | 1.16
2040 | TVA_2_NonRTO_Midwest | TVA | NonRTO_Midwest | Internal | Winter | B18 | 400 | 100 | 0 | 90.49 | 94.06 | 9 | 0
2040 | TVA_2_NonRTO_Midwest | TVA | NonRTO_Midwest | Internal | Winter | B19 | 700 | 100 | 0 | 90.49 | 88.55 | 9 | 0
2040 | TVA_2_NonRTO_Midwest | TVA | NonRTO_Midwest | Internal | Winter | B20 | 935 | 100 | 0 | 86.37 | 87.11 | 9 | 0
2040 | TVA_2_SOCO | TVA | SOCO | Internal | Shoulder | B11 | 25 | 500 | 0 | 102.49 | 97.46 | 9 | 0
2040 | TVA_2_SOCO | TVA | SOCO | Internal | Shoulder | B12 | 200 | 500 | 0 | 97.72 | 97.46 | 9 | 0
2040 | TVA_2_SOCO | TVA | SOCO | Internal | Shoulder | B13 | 600 | 500 | 0 | 86.18 | 86.99 | 9 | 0
2040 | TVA_2_SOCO | TVA | SOCO | Internal | Shoulder | B14 | 900 | 500 | 0 | 86.18 | 86.99 | 9 | 0
2040 | TVA_2_SOCO | TVA | SOCO | Internal | Shoulder | B15 | 1203 | 500 | 0 | 83.39 | 84.3 | 9 | 0
2040 | TVA_2_SOCO | TVA | SOCO | Internal | Summer | B1 | 10 | 500 | 500 | 203.87 | 741.19 | 9 | 528.32
2040 | TVA_2_SOCO | TVA | SOCO | Internal | Summer | B2 | 25 | 500 | 500 | 172.05 | 669.93 | 9 | 488.88
2040 | TVA_2_SOCO | TVA | SOCO | Internal | Summer | B3 | 75 | 500 | 0 | 159.6 | 168.59 | 9 | 0
2040 | TVA_2_SOCO | TVA | SOCO | Internal | Summer | B4 | 100 | 500 | 0 | 152.48 | 159.46 | 9 | 0
2040 | TVA_2_SOCO | TVA | SOCO | Internal | Summer | B5 | 200 | 500 | 0 | 140.26 | 130.25 | 9 | 0
2040 | TVA_2_SOCO | TVA | SOCO | Internal | Summer | B6 | 300 | 500 | 0 | 105.85 | 95.83 | 9 | 0
2040 | TVA_2_SOCO | TVA | SOCO | Internal | Summer | B7 | 400 | 500 | 0 | 94.83 | 95.83 | 9 | 0
2040 | TVA_2_SOCO | TVA | SOCO | Internal | Summer | B8 | 500 | 500 | 0 | 94.83 | 95.83 | 9 | 0
2040 | TVA_2_SOCO | TVA | SOCO | Internal | Summer | B9 | 800 | 500 | 0 | 89.55 | 86.23 | 9 | 0
2040 | TVA_2_SOCO | TVA | SOCO | Internal | Summer | B10 | 1262 | 500 | 0 | 82.06 | 82.92 | 9 | 0
2040 | TVA_2_SOCO | TVA | SOCO | Internal | Winter | B16 | 25 | 500 | 0 | 99.9 | 101.28 | 9 | 0
2040 | TVA_2_SOCO | TVA | SOCO | Internal | Winter | B17 | 100 | 500 | 0 | 93.29 | 101.28 | 9 | 0
2040 | TVA_2_SOCO | TVA | SOCO | Internal | Winter | B18 | 400 | 500 | 0 | 90.49 | 87.55 | 9 | 0
2040 | TVA_2_SOCO | TVA | SOCO | Internal | Winter | B19 | 700 | 500 | 0 | 90.49 | 87.55 | 9 | 0
2040 | TVA_2_SOCO | TVA | SOCO | Internal | Winter | B20 | 935 | 500 | 0 | 86.37 | 87.55 | 9 | 0
2040 | TVA_2_VACAR | TVA | VACAR | Internal | Shoulder | B11 | 25 | 150 | 0 | 102.49 | 102.48 | 9 | 0
2040 | TVA_2_VACAR | TVA | VACAR | Internal | Shoulder | B12 | 200 | 150 | 0 | 97.72 | 94 | 9 | 0
2040 | TVA_2_VACAR | TVA | VACAR | Internal | Shoulder | B13 | 600 | 150 | 0 | 86.18 | 84.79 | 9 | 0
2040 | TVA_2_VACAR | TVA | VACAR | Internal | Shoulder | B14 | 900 | 150 | 0 | 86.18 | 84.79 | 9 | 0
2040 | TVA_2_VACAR | TVA | VACAR | Internal | Shoulder | B15 | 1203 | 150 | 0 | 83.39 | 84.79 | 9 | 0
2040 | TVA_2_VACAR | TVA | VACAR | Internal | Summer | B1 | 10 | 150 | 150 | 203.87 | 751.19 | 9 | 538.32
2040 | TVA_2_VACAR | TVA | VACAR | Internal | Summer | B2 | 25 | 150 | 150 | 172.05 | 679.93 | 9 | 498.88
2040 | TVA_2_VACAR | TVA | VACAR | Internal | Summer | B3 | 75 | 150 | 0 | 159.6 | 161.59 | 9 | 0
2040 | TVA_2_VACAR | TVA | VACAR | Internal | Summer | B4 | 100 | 150 | 0 | 152.48 | 152.46 | 9 | 0
2040 | TVA_2_VACAR | TVA | VACAR | Internal | Summer | B5 | 200 | 150 | 0 | 140.26 | 133.25 | 9 | 0
2040 | TVA_2_VACAR | TVA | VACAR | Internal | Summer | B6 | 300 | 150 | 0 | 105.85 | 105.83 | 9 | 0
2040 | TVA_2_VACAR | TVA | VACAR | Internal | Summer | B7 | 400 | 150 | 0 | 94.83 | 95.39 | 9 | 0
2040 | TVA_2_VACAR | TVA | VACAR | Internal | Summer | B8 | 500 | 150 | 0 | 94.83 | 88.83 | 9 | 0
2040 | TVA_2_VACAR | TVA | VACAR | Internal | Summer | B9 | 800 | 150 | 0 | 89.55 | 82.53 | 9 | 0
2040 | TVA_2_VACAR | TVA | VACAR | Internal | Summer | B10 | 1262 | 150 | 0 | 82.06 | 82.53 | 9 | 0
2040 | TVA_2_VACAR | TVA | VACAR | Internal | Winter | B16 | 25 | 150 | 0 | 99.9 | 108.88 | 9 | 0
2040 | TVA_2_VACAR | TVA | VACAR | Internal | Winter | B17 | 100 | 150 | 149.72 | 93.29 | 102.29 | 9 | 0
2040 | TVA_2_VACAR | TVA | VACAR | Internal | Winter | B18 | 400 | 150 | 0 | 90.49 | 90.13 | 9 | 0
2040 | TVA_2_VACAR | TVA | VACAR | Internal | Winter | B19 | 700 | 150 | 0 | 90.49 | 90.13 | 9 | 0
2040 | TVA_2_VACAR | TVA | VACAR | Internal | Winter | B20 | 935 | 150 | 0 | 86.37 | 87.78 | 9 | 0
2040 | TVA_Transmission_2_NonRTO_Midwest | TVA_Transmission | NonRTO_Midwest | Internal | Shoulder | B11 | 25 | 700 | 0 | 102.48 | 102.48 | 9 | 0
2040 | TVA_Transmission_2_NonRTO_Midwest | TVA_Transmission | NonRTO_Midwest | Internal | Shoulder | B12 | 200 | 700 | 0 | 97.7 | 97.72 | 9 | 0
2040 | TVA_Transmission_2_NonRTO_Midwest | TVA_Transmission | NonRTO_Midwest | Internal | Shoulder | B13 | 600 | 700 | 0 | 87.58 | 90.81 | 9 | 0
2040 | TVA_Transmission_2_NonRTO_Midwest | TVA_Transmission | NonRTO_Midwest | Internal | Shoulder | B14 | 900 | 700 | 0 | 86.17 | 83.24 | 9 | 0
2040 | TVA_Transmission_2_NonRTO_Midwest | TVA_Transmission | NonRTO_Midwest | Internal | Shoulder | B15 | 1203 | 700 | 0 | 83.37 | 83.24 | 9 | 0
2040 | TVA_Transmission_2_NonRTO_Midwest | TVA_Transmission | NonRTO_Midwest | Internal | Summer | B1 | 10 | 700 | 0 | 203.86 | 195.86 | 9 | 0
2040 | TVA_Transmission_2_NonRTO_Midwest | TVA_Transmission | NonRTO_Midwest | Internal | Summer | B2 | 25 | 700 | 0 | 172.04 | 164.04 | 9 | 0
2040 | TVA_Transmission_2_NonRTO_Midwest | TVA_Transmission | NonRTO_Midwest | Internal | Summer | B3 | 75 | 700 | 0 | 159.59 | 159.6 | 9 | 0
2040 | TVA_Transmission_2_NonRTO_Midwest | TVA_Transmission | NonRTO_Midwest | Internal | Summer | B4 | 100 | 700 | 0 | 152.47 | 152.48 | 9 | 0
2040 | TVA_Transmission_2_NonRTO_Midwest | TVA_Transmission | NonRTO_Midwest | Internal | Summer | B5 | 200 | 700 | 0 | 140.25 | 146.27 | 9 | 0
2040 | TVA_Transmission_2_NonRTO_Midwest | TVA_Transmission | NonRTO_Midwest | Internal | Summer | B6 | 300 | 700 | 0 | 105.83 | 113.66 | 9 | 0
2040 | TVA_Transmission_2_NonRTO_Midwest | TVA_Transmission | NonRTO_Midwest | Internal | Summer | B7 | 400 | 700 | 0 | 97.02 | 100.3 | 9 | 0
2040 | TVA_Transmission_2_NonRTO_Midwest | TVA_Transmission | NonRTO_Midwest | Internal | Summer | B8 | 500 | 700 | 0 | 94.81 | 86.81 | 9 | 0
2040 | TVA_Transmission_2_NonRTO_Midwest | TVA_Transmission | NonRTO_Midwest | Internal | Summer | B9 | 800 | 700 | 0 | 89.53 | 81.67 | 9 | 0
2040 | TVA_Transmission_2_NonRTO_Midwest | TVA_Transmission | NonRTO_Midwest | Internal | Summer | B10 | 1262 | 700 | 0 | 82.73 | 81.67 | 9 | 0
2040 | TVA_Transmission_2_NonRTO_Midwest | TVA_Transmission | NonRTO_Midwest | Internal | Winter | B16 | 25 | 700 | 0 | 99.88 | 103.77 | 9 | 0
2040 | TVA_Transmission_2_NonRTO_Midwest | TVA_Transmission | NonRTO_Midwest | Internal | Winter | B17 | 100 | 700 | 700 | 93.28 | 103.45 | 9 | 1.17
2040 | TVA_Transmission_2_NonRTO_Midwest | TVA_Transmission | NonRTO_Midwest | Internal | Winter | B18 | 400 | 700 | 0 | 91.65 | 94.06 | 9 | 0
2040 | TVA_Transmission_2_NonRTO_Midwest | TVA_Transmission | NonRTO_Midwest | Internal | Winter | B19 | 700 | 700 | 0 | 91.13 | 88.55 | 9 | 0
2040 | TVA_Transmission_2_NonRTO_Midwest | TVA_Transmission | NonRTO_Midwest | Internal | Winter | B20 | 935 | 700 | 0 | 86.36 | 87.11 | 9 | 0
2040 | TVA_Transmission_2_SOCO | TVA_Transmission | SOCO | Internal | Shoulder | B11 | 25 | 3200 | 0 | 102.48 | 97.46 | 9 | 0
2040 | TVA_Transmission_2_SOCO | TVA_Transmission | SOCO | Internal | Shoulder | B12 | 200 | 3200 | 0 | 97.7 | 97.46 | 9 | 0
2040 | TVA_Transmission_2_SOCO | TVA_Transmission | SOCO | Internal | Shoulder | B13 | 600 | 3200 | 0 | 87.58 | 86.99 | 9 | 0
2040 | TVA_Transmission_2_SOCO | TVA_Transmission | SOCO | Internal | Shoulder | B14 | 900 | 3200 | 0 | 86.17 | 86.99 | 9 | 0
2040 | TVA_Transmission_2_SOCO | TVA_Transmission | SOCO | Internal | Shoulder | B15 | 1203 | 3200 | 0 | 83.37 | 84.3 | 9 | 0
2040 | TVA_Transmission_2_SOCO | TVA_Transmission | SOCO | Internal | Summer | B1 | 10 | 3200 | 3200 | 203.86 | 741.19 | 9 | 528.33
2040 | TVA_Transmission_2_SOCO | TVA_Transmission | SOCO | Internal | Summer | B2 | 25 | 3200 | 3200 | 172.04 | 669.93 | 9 | 488.89
2040 | TVA_Transmission_2_SOCO | TVA_Transmission | SOCO | Internal | Summer | B3 | 75 | 3200 | 468.78 | 159.59 | 168.59 | 9 | 0
2040 | TVA_Transmission_2_SOCO | TVA_Transmission | SOCO | Internal | Summer | B4 | 100 | 3200 | 0 | 152.47 | 159.46 | 9 | 0
2040 | TVA_Transmission_2_SOCO | TVA_Transmission | SOCO | Internal | Summer | B5 | 200 | 3200 | 0 | 140.25 | 130.25 | 9 | 0
2040 | TVA_Transmission_2_SOCO | TVA_Transmission | SOCO | Internal | Summer | B6 | 300 | 3200 | 0 | 105.83 | 95.83 | 9 | 0
2040 | TVA_Transmission_2_SOCO | TVA_Transmission | SOCO | Internal | Summer | B7 | 400 | 3200 | 0 | 97.02 | 95.83 | 9 | 0
2040 | TVA_Transmission_2_SOCO | TVA_Transmission | SOCO | Internal | Summer | B8 | 500 | 3200 | 0 | 94.81 | 95.83 | 9 | 0
2040 | TVA_Transmission_2_SOCO | TVA_Transmission | SOCO | Internal | Summer | B9 | 800 | 3200 | 0 | 89.53 | 86.23 | 9 | 0
2040 | TVA_Transmission_2_SOCO | TVA_Transmission | SOCO | Internal | Summer | B10 | 1262 | 3200 | 0 | 82.73 | 82.92 | 9 | 0
2040 | TVA_Transmission_2_SOCO | TVA_Transmission | SOCO | Internal | Winter | B16 | 25 | 3200 | 0 | 99.88 | 101.28 | 9 | 0
2040 | TVA_Transmission_2_SOCO | TVA_Transmission | SOCO | Internal | Winter | B17 | 100 | 3200 | 0 | 93.28 | 101.28 | 9 | 0
2040 | TVA_Transmission_2_SOCO | TVA_Transmission | SOCO | Internal | Winter | B18 | 400 | 3200 | 0 | 91.65 | 87.55 | 9 | 0
2040 | TVA_Transmission_2_SOCO | TVA_Transmission | SOCO | Internal | Winter | B19 | 700 | 3200 | 0 | 91.13 | 87.55 | 9 | 0
2040 | TVA_Transmission_2_SOCO | TVA_Transmission | SOCO | Internal | Winter | B20 | 935 | 3200 | 0 | 86.36 | 87.55 | 9 | 0
2040 | TVA_Transmission_2_TVA | TVA_Transmission | TVA | Internal | Shoulder | B11 | 25 | 99999 | 1845.66 | 102.48 | 102.49 | 0.01 | 0
2040 | TVA_Transmission_2_TVA | TVA_Transmission | TVA | Internal | Shoulder | B12 | 200 | 99999 | 14.48 | 97.7 | 97.72 | 0.01 | 0
2040 | TVA_Transmission_2_TVA | TVA_Transmission | TVA | Internal | Shoulder | B13 | 600 | 99999 | 0 | 87.58 | 86.18 | 0.01 | 0
2040 | TVA_Transmission_2_TVA | TVA_Transmission | TVA | Internal | Shoulder | B14 | 900 | 99999 | 1862.57 | 86.17 | 86.18 | 0.01 | 0
2040 | TVA_Transmission_2_TVA | TVA_Transmission | TVA | Internal | Shoulder | B15 | 1203 | 99999 | 3599.69 | 83.37 | 83.39 | 0.01 | 0
2040 | TVA_Transmission_2_TVA | TVA_Transmission | TVA | Internal | Summer | B1 | 10 | 99999 | 6636.9 | 203.86 | 203.87 | 0.01 | 0
2040 | TVA_Transmission_2_TVA | TVA_Transmission | TVA | Internal | Summer | B2 | 25 | 99999 | 5939.67 | 172.04 | 172.05 | 0.01 | 0
2040 | TVA_Transmission_2_TVA | TVA_Transmission | TVA | Internal | Summer | B3 | 75 | 99999 | 3921.43 | 159.59 | 159.6 | 0.01 | 0
2040 | TVA_Transmission_2_TVA | TVA_Transmission | TVA | Internal | Summer | B4 | 100 | 99999 | 3289.23 | 152.47 | 152.48 | 0.01 | 0
2040 | TVA_Transmission_2_TVA | TVA_Transmission | TVA | Internal | Summer | B5 | 200 | 99999 | 1840.07 | 140.25 | 140.26 | 0.01 | 0
2040 | TVA_Transmission_2_TVA | TVA_Transmission | TVA | Internal | Summer | B6 | 300 | 99999 | 1532.68 | 105.83 | 105.85 | 0.01 | 0
2040 | TVA_Transmission_2_TVA | TVA_Transmission | TVA | Internal | Summer | B7 | 400 | 99999 | 0 | 97.02 | 94.83 | 0.01 | 0
2040 | TVA_Transmission_2_TVA | TVA_Transmission | TVA | Internal | Summer | B8 | 500 | 99999 | 400.47 | 94.81 | 94.83 | 0.01 | 0
2040 | TVA_Transmission_2_TVA | TVA_Transmission | TVA | Internal | Summer | B9 | 800 | 99999 | 950.89 | 89.53 | 89.55 | 0.01 | 0
2040 | TVA_Transmission_2_TVA | TVA_Transmission | TVA | Internal | Summer | B10 | 1262 | 99999 | 0 | 82.73 | 82.06 | 0.01 | 0
2040 | TVA_Transmission_2_TVA | TVA_Transmission | TVA | Internal | Winter | B16 | 25 | 99999 | 3781.23 | 99.88 | 99.9 | 0.01 | 0
2040 | TVA_Transmission_2_TVA | TVA_Transmission | TVA | Internal | Winter | B17 | 100 | 99999 | 1856.98 | 93.28 | 93.29 | 0.01 | 0
2040 | TVA_Transmission_2_TVA | TVA_Transmission | TVA | Internal | Winter | B18 | 400 | 99999 | 0 | 91.65 | 90.49 | 0.01 | 0
2040 | TVA_Transmission_2_TVA | TVA_Transmission | TVA | Internal | Winter | B19 | 700 | 99999 | 0 | 91.13 | 90.49 | 0.01 | 0
2040 | TVA_Transmission_2_TVA | TVA_Transmission | TVA | Internal | Winter | B20 | 935 | 99999 | 4000 | 86.36 | 86.37 | 0.01 | 0
2040 | TVA_Transmission_2_VACAR | TVA_Transmission | VACAR | Internal | Shoulder | B11 | 25 | 900 | 0 | 102.48 | 102.48 | 9 | 0
2040 | TVA_Transmission_2_VACAR | TVA_Transmission | VACAR | Internal | Shoulder | B12 | 200 | 900 | 0 | 97.7 | 94 | 9 | 0
2040 | TVA_Transmission_2_VACAR | TVA_Transmission | VACAR | Internal | Shoulder | B13 | 600 | 900 | 0 | 87.58 | 84.79 | 9 | 0
2040 | TVA_Transmission_2_VACAR | TVA_Transmission | VACAR | Internal | Shoulder | B14 | 900 | 900 | 0 | 86.17 | 84.79 | 9 | 0
2040 | TVA_Transmission_2_VACAR | TVA_Transmission | VACAR | Internal | Shoulder | B15 | 1203 | 900 | 0 | 83.37 | 84.79 | 9 | 0
2040 | TVA_Transmission_2_VACAR | TVA_Transmission | VACAR | Internal | Summer | B1 | 10 | 900 | 900 | 203.86 | 751.19 | 9 | 538.33
2040 | TVA_Transmission_2_VACAR | TVA_Transmission | VACAR | Internal | Summer | B2 | 25 | 900 | 900 | 172.04 | 679.93 | 9 | 498.89
2040 | TVA_Transmission_2_VACAR | TVA_Transmission | VACAR | Internal | Summer | B3 | 75 | 900 | 0 | 159.59 | 161.59 | 9 | 0
2040 | TVA_Transmission_2_VACAR | TVA_Transmission | VACAR | Internal | Summer | B4 | 100 | 900 | 0 | 152.47 | 152.46 | 9 | 0
2040 | TVA_Transmission_2_VACAR | TVA_Transmission | VACAR | Internal | Summer | B5 | 200 | 900 | 0 | 140.25 | 133.25 | 9 | 0
2040 | TVA_Transmission_2_VACAR | TVA_Transmission | VACAR | Internal | Summer | B6 | 300 | 900 | 0 | 105.83 | 105.83 | 9 | 0
2040 | TVA_Transmission_2_VACAR | TVA_Transmission | VACAR | Internal | Summer | B7 | 400 | 900 | 0 | 97.02 | 95.39 | 9 | 0
2040 | TVA_Transmission_2_VACAR | TVA_Transmission | VACAR | Internal | Summer | B8 | 500 | 900 | 0 | 94.81 | 88.83 | 9 | 0
2040 | TVA_Transmission_2_VACAR | TVA_Transmission | VACAR | Internal | Summer | B9 | 800 | 900 | 0 | 89.53 | 82.53 | 9 | 0
2040 | TVA_Transmission_2_VACAR | TVA_Transmission | VACAR | Internal | Summer | B10 | 1262 | 900 | 0 | 82.73 | 82.53 | 9 | 0
2040 | TVA_Transmission_2_VACAR | TVA_Transmission | VACAR | Internal | Winter | B16 | 25 | 900 | 218.77 | 99.88 | 108.88 | 9 | 0
2040 | TVA_Transmission_2_VACAR | TVA_Transmission | VACAR | Internal | Winter | B17 | 100 | 900 | 900 | 93.28 | 102.29 | 9 | 0.01
2040 | TVA_Transmission_2_VACAR | TVA_Transmission | VACAR | Internal | Winter | B18 | 400 | 900 | 0 | 91.65 | 90.13 | 9 | 0
2040 | TVA_Transmission_2_VACAR | TVA_Transmission | VACAR | Internal | Winter | B19 | 700 | 900 | 0 | 91.13 | 90.13 | 9 | 0
2040 | TVA_Transmission_2_VACAR | TVA_Transmission | VACAR | Internal | Winter | B20 | 935 | 900 | 0 | 86.36 | 87.78 | 9 | 0
2040 | VACAR_2_PJM_ROR | VACAR | PJM_ROR | Internal | Shoulder | B11 | 25 | 2000 | 0 | 102.48 | 96.48 | 7 | 0
2040 | VACAR_2_PJM_ROR | VACAR | PJM_ROR | Internal | Shoulder | B12 | 200 | 2000 | 0 | 94 | 91.7 | 7 | 0
2040 | VACAR_2_PJM_ROR | VACAR | PJM_ROR | Internal | Shoulder | B13 | 600 | 2000 | 0 | 84.79 | 86.46 | 7 | 0
2040 | VACAR_2_PJM_ROR | VACAR | PJM_ROR | Internal | Shoulder | B14 | 900 | 2000 | 0 | 84.79 | 83.88 | 7 | 0
2040 | VACAR_2_PJM_ROR | VACAR | PJM_ROR | Internal | Shoulder | B15 | 1203 | 2000 | 0 | 84.79 | 79.4 | 7 | 0
2040 | VACAR_2_PJM_ROR | VACAR | PJM_ROR | Internal | Summer | B1 | 10 | 2000 | 0 | 751.19 | 190.44 | 7 | 0
2040 | VACAR_2_PJM_ROR | VACAR | PJM_ROR | Internal | Summer | B2 | 25 | 2000 | 0 | 679.93 | 158.01 | 7 | 0
2040 | VACAR_2_PJM_ROR | VACAR | PJM_ROR | Internal | Summer | B3 | 75 | 2000 | 0 | 161.59 | 153.58 | 7 | 0
2040 | VACAR_2_PJM_ROR | VACAR | PJM_ROR | Internal | Summer | B4 | 100 | 2000 | 0 | 152.46 | 146.46 | 7 | 0
2040 | VACAR_2_PJM_ROR | VACAR | PJM_ROR | Internal | Summer | B5 | 200 | 2000 | 221.47 | 133.25 | 140.25 | 7 | 0
2040 | VACAR_2_PJM_ROR | VACAR | PJM_ROR | Internal | Summer | B6 | 300 | 2000 | 0 | 105.83 | 107.63 | 7 | 0
2040 | VACAR_2_PJM_ROR | VACAR | PJM_ROR | Internal | Summer | B7 | 400 | 2000 | 0 | 95.39 | 94.29 | 7 | 0
2040 | VACAR_2_PJM_ROR | VACAR | PJM_ROR | Internal | Summer | B8 | 500 | 2000 | 0 | 88.83 | 89.62 | 7 | 0
2040 | VACAR_2_PJM_ROR | VACAR | PJM_ROR | Internal | Summer | B9 | 800 | 2000 | 0 | 82.53 | 83.53 | 7 | 0
2040 | VACAR_2_PJM_ROR | VACAR | PJM_ROR | Internal | Summer | B10 | 1262 | 2000 | 0 | 82.53 | 77.63 | 7 | 0
2040 | VACAR_2_PJM_ROR | VACAR | PJM_ROR | Internal | Winter | B16 | 25 | 2000 | 0 | 108.88 | 101.38 | 7 | 0
2040 | VACAR_2_PJM_ROR | VACAR | PJM_ROR | Internal | Winter | B17 | 100 | 2000 | 0 | 102.29 | 97.45 | 7 | 0
2040 | VACAR_2_PJM_ROR | VACAR | PJM_ROR | Internal | Winter | B18 | 400 | 2000 | 0 | 90.13 | 93.03 | 7 | 0
2040 | VACAR_2_PJM_ROR | VACAR | PJM_ROR | Internal | Winter | B19 | 700 | 2000 | 0 | 90.13 | 88.82 | 7 | 0
2040 | VACAR_2_PJM_ROR | VACAR | PJM_ROR | Internal | Winter | B20 | 935 | 2000 | 0 | 87.78 | 83.36 | 7 | 0
2040 | VACAR_2_SOCO | VACAR | SOCO | Internal | Shoulder | B11 | 25 | 3000 | 0 | 102.48 | 97.46 | 7 | 0
2040 | VACAR_2_SOCO | VACAR | SOCO | Internal | Shoulder | B12 | 200 | 3000 | 0 | 94 | 97.46 | 7 | 0
2040 | VACAR_2_SOCO | VACAR | SOCO | Internal | Shoulder | B13 | 600 | 3000 | 0 | 84.79 | 86.99 | 7 | 0
2040 | VACAR_2_SOCO | VACAR | SOCO | Internal | Shoulder | B14 | 900 | 3000 | 0 | 84.79 | 86.99 | 7 | 0
2040 | VACAR_2_SOCO | VACAR | SOCO | Internal | Shoulder | B15 | 1203 | 3000 | 0 | 84.79 | 84.3 | 7 | 0
2040 | VACAR_2_SOCO | VACAR | SOCO | Internal | Summer | B1 | 10 | 3000 | 0 | 751.19 | 741.19 | 7 | 0
2040 | VACAR_2_SOCO | VACAR | SOCO | Internal | Summer | B2 | 25 | 3000 | 0 | 679.93 | 669.93 | 7 | 0
2040 | VACAR_2_SOCO | VACAR | SOCO | Internal | Summer | B3 | 75 | 3000 | 612.82 | 161.59 | 168.59 | 7 | 0
2040 | VACAR_2_SOCO | VACAR | SOCO | Internal | Summer | B4 | 100 | 3000 | 844.63 | 152.46 | 159.46 | 7 | 0
2040 | VACAR_2_SOCO | VACAR | SOCO | Internal | Summer | B5 | 200 | 3000 | 0 | 133.25 | 130.25 | 7 | 0
2040 | VACAR_2_SOCO | VACAR | SOCO | Internal | Summer | B6 | 300 | 3000 | 0 | 105.83 | 95.83 | 7 | 0
2040 | VACAR_2_SOCO | VACAR | SOCO | Internal | Summer | B7 | 400 | 3000 | 0 | 95.39 | 95.83 | 7 | 0
2040 | VACAR_2_SOCO | VACAR | SOCO | Internal | Summer | B8 | 500 | 3000 | 2196.76 | 88.83 | 95.83 | 7 | 0
2040 | VACAR_2_SOCO | VACAR | SOCO | Internal | Summer | B9 | 800 | 3000 | 0 | 82.53 | 86.23 | 7 | 0
2040 | VACAR_2_SOCO | VACAR | SOCO | Internal | Summer | B10 | 1262 | 3000 | 0 | 82.53 | 82.92 | 7 | 0
2040 | VACAR_2_SOCO | VACAR | SOCO | Internal | Winter | B16 | 25 | 3000 | 0 | 108.88 | 101.28 | 7 | 0
2040 | VACAR_2_SOCO | VACAR | SOCO | Internal | Winter | B17 | 100 | 3000 | 0 | 102.29 | 101.28 | 7 | 0
2040 | VACAR_2_SOCO | VACAR | SOCO | Internal | Winter | B18 | 400 | 3000 | 0 | 90.13 | 87.55 | 7 | 0
2040 | VACAR_2_SOCO | VACAR | SOCO | Internal | Winter | B19 | 700 | 3000 | 0 | 90.13 | 87.55 | 7 | 0
2040 | VACAR_2_SOCO | VACAR | SOCO | Internal | Winter | B20 | 935 | 3000 | 0 | 87.78 | 87.55 | 7 | 0
2040 | VACAR_2_TVA_Transmission | VACAR | TVA_Transmission | Internal | Shoulder | B11 | 25 | 900 | 0 | 102.48 | 102.48 | 7 | 0
2040 | VACAR_2_TVA_Transmission | VACAR | TVA_Transmission | Internal | Shoulder | B12 | 200 | 900 | 0 | 94 | 97.7 | 7 | 0
2040 | VACAR_2_TVA_Transmission | VACAR | TVA_Transmission | Internal | Shoulder | B13 | 600 | 900 | 0 | 84.79 | 87.58 | 7 | 0
2040 | VACAR_2_TVA_Transmission | VACAR | TVA_Transmission | Internal | Shoulder | B14 | 900 | 900 | 0 | 84.79 | 86.17 | 7 | 0
2040 | VACAR_2_TVA_Transmission | VACAR | TVA_Transmission | Internal | Shoulder | B15 | 1203 | 900 | 0 | 84.79 | 83.37 | 7 | 0
2040 | VACAR_2_TVA_Transmission | VACAR | TVA_Transmission | Internal | Summer | B1 | 10 | 900 | 0 | 751.19 | 203.86 | 7 | 0
2040 | VACAR_2_TVA_Transmission | VACAR | TVA_Transmission | Internal | Summer | B2 | 25 | 900 | 0 | 679.93 | 172.04 | 7 | 0
2040 | VACAR_2_TVA_Transmission | VACAR | TVA_Transmission | Internal | Summer | B3 | 75 | 900 | 0 | 161.59 | 159.59 | 7 | 0
2040 | VACAR_2_TVA_Transmission | VACAR | TVA_Transmission | Internal | Summer | B4 | 100 | 900 | 0 | 152.46 | 152.47 | 7 | 0
2040 | VACAR_2_TVA_Transmission | VACAR | TVA_Transmission | Internal | Summer | B5 | 200 | 900 | 82.98 | 133.25 | 140.25 | 7 | 0
2040 | VACAR_2_TVA_Transmission | VACAR | TVA_Transmission | Internal | Summer | B6 | 300 | 900 | 0 | 105.83 | 105.83 | 7 | 0
2040 | VACAR_2_TVA_Transmission | VACAR | TVA_Transmission | Internal | Summer | B7 | 400 | 900 | 0 | 95.39 | 97.02 | 7 | 0
2040 | VACAR_2_TVA_Transmission | VACAR | TVA_Transmission | Internal | Summer | B8 | 500 | 900 | 0 | 88.83 | 94.81 | 7 | 0
2040 | VACAR_2_TVA_Transmission | VACAR | TVA_Transmission | Internal | Summer | B9 | 800 | 900 | 159.58 | 82.53 | 89.53 | 7 | 0
2040 | VACAR_2_TVA_Transmission | VACAR | TVA_Transmission | Internal | Summer | B10 | 1262 | 900 | 0 | 82.53 | 82.73 | 7 | 0
2040 | VACAR_2_TVA_Transmission | VACAR | TVA_Transmission | Internal | Winter | B16 | 25 | 900 | 0 | 108.88 | 99.88 | 7 | 0
2040 | VACAR_2_TVA_Transmission | VACAR | TVA_Transmission | Internal | Winter | B17 | 100 | 900 | 0 | 102.29 | 93.28 | 7 | 0
2040 | VACAR_2_TVA_Transmission | VACAR | TVA_Transmission | Internal | Winter | B18 | 400 | 900 | 0 | 90.13 | 91.65 | 7 | 0
2040 | VACAR_2_TVA_Transmission | VACAR | TVA_Transmission | Internal | Winter | B19 | 700 | 900 | 0 | 90.13 | 91.13 | 7 | 0
2040 | VACAR_2_TVA_Transmission | VACAR | TVA_Transmission | Internal | Winter | B20 | 935 | 900 | 0 | 87.78 | 86.36 | 7 | 0
2015 | AZ_NM_SNV_Coal_2_SPP_S | AZ_NM_SNV_Coal | SPP_S | External | Shoulder | B11 | 25 | 400 | 400 | 57.66 | 82.96 | 8.17 | 17.14
2015 | AZ_NM_SNV_Coal_2_SPP_S | AZ_NM_SNV_Coal | SPP_S | External | Shoulder | B12 | 200 | 400 | 0 | 57.66 | 59.97 | 8.17 | 0
2015 | AZ_NM_SNV_Coal_2_SPP_S | AZ_NM_SNV_Coal | SPP_S | External | Shoulder | B13 | 600 | 400 | 0 | 57.66 | 57.51 | 8.17 | 0
2015 | AZ_NM_SNV_Coal_2_SPP_S | AZ_NM_SNV_Coal | SPP_S | External | Shoulder | B14 | 900 | 400 | 0 | 57.66 | 57.33 | 8.17 | 0
2015 | AZ_NM_SNV_Coal_2_SPP_S | AZ_NM_SNV_Coal | SPP_S | External | Shoulder | B15 | 1203 | 400 | 0 | 57.66 | 57.33 | 8.17 | 0
2015 | AZ_NM_SNV_Coal_2_SPP_S | AZ_NM_SNV_Coal | SPP_S | External | Summer | B1 | 10 | 400 | 0 | 84.88 | 90.34 | 8.17 | 0
2015 | AZ_NM_SNV_Coal_2_SPP_S | AZ_NM_SNV_Coal | SPP_S | External | Summer | B2 | 25 | 400 | 400 | 75.53 | 90.34 | 8.17 | 6.64
2015 | AZ_NM_SNV_Coal_2_SPP_S | AZ_NM_SNV_Coal | SPP_S | External | Summer | B3 | 75 | 400 | 400 | 75.53 | 84.77 | 8.17 | 1.07
2015 | AZ_NM_SNV_Coal_2_SPP_S | AZ_NM_SNV_Coal | SPP_S | External | Summer | B4 | 100 | 400 | 400 | 66.1 | 81.1 | 8.17 | 6.84
2015 | AZ_NM_SNV_Coal_2_SPP_S | AZ_NM_SNV_Coal | SPP_S | External | Summer | B5 | 200 | 400 | 400 | 57.96 | 81.1 | 8.17 | 14.98
2015 | AZ_NM_SNV_Coal_2_SPP_S | AZ_NM_SNV_Coal | SPP_S | External | Summer | B6 | 300 | 400 | 400 | 57.95 | 68 | 8.17 | 1.89
2015 | AZ_NM_SNV_Coal_2_SPP_S | AZ_NM_SNV_Coal | SPP_S | External | Summer | B7 | 400 | 400 | 0 | 56.55 | 59.48 | 8.17 | 0
2015 | AZ_NM_SNV_Coal_2_SPP_S | AZ_NM_SNV_Coal | SPP_S | External | Summer | B8 | 500 | 400 | 0 | 56.55 | 58.06 | 8.17 | 0
2015 | AZ_NM_SNV_Coal_2_SPP_S | AZ_NM_SNV_Coal | SPP_S | External | Summer | B9 | 800 | 400 | 0 | 56.25 | 56.06 | 8.17 | 0
2015 | AZ_NM_SNV_Coal_2_SPP_S | AZ_NM_SNV_Coal | SPP_S | External | Summer | B10 | 1262 | 400 | 0 | 56.25 | 55.94 | 8.17 | 0
2015 | AZ_NM_SNV_Coal_2_SPP_S | AZ_NM_SNV_Coal | SPP_S | External | Winter | B16 | 25 | 400 | 400 | 60.3 | 69.89 | 8.17 | 1.43
2015 | AZ_NM_SNV_Coal_2_SPP_S | AZ_NM_SNV_Coal | SPP_S | External | Winter | B17 | 100 | 400 | 0 | 60.3 | 60.68 | 8.17 | 0
2015 | AZ_NM_SNV_Coal_2_SPP_S | AZ_NM_SNV_Coal | SPP_S | External | Winter | B18 | 400 | 400 | 0 | 60.3 | 59.79 | 8.17 | 0
2015 | AZ_NM_SNV_Coal_2_SPP_S | AZ_NM_SNV_Coal | SPP_S | External | Winter | B19 | 700 | 400 | 0 | 60.3 | 59.67 | 8.17 | 0
2015 | AZ_NM_SNV_Coal_2_SPP_S | AZ_NM_SNV_Coal | SPP_S | External | Winter | B20 | 935 | 400 | 0 | 60.3 | 56.04 | 8.17 | 0
2015 | ERCOT_2_SPP_S | ERCOT | SPP_S | External | Shoulder | B11 | 25 | 800 | 0 | 83.9 | 82.96 | 8 | 0
2015 | ERCOT_2_SPP_S | ERCOT | SPP_S | External | Shoulder | B12 | 200 | 800 | 0 | 57.18 | 59.97 | 8 | 0
2015 | ERCOT_2_SPP_S | ERCOT | SPP_S | External | Shoulder | B13 | 600 | 800 | 0 | 57.18 | 57.51 | 8 | 0
2015 | ERCOT_2_SPP_S | ERCOT | SPP_S | External | Shoulder | B14 | 900 | 800 | 0 | 57.18 | 57.33 | 8 | 0
2015 | ERCOT_2_SPP_S | ERCOT | SPP_S | External | Shoulder | B15 | 1203 | 800 | 0 | 57.18 | 57.33 | 8 | 0
2015 | ERCOT_2_SPP_S | ERCOT | SPP_S | External | Summer | B1 | 10 | 800 | 181.41 | 82.34 | 90.34 | 8 | 0
2015 | ERCOT_2_SPP_S | ERCOT | SPP_S | External | Summer | B2 | 25 | 800 | 0 | 82.34 | 90.34 | 8 | 0
2015 | ERCOT_2_SPP_S | ERCOT | SPP_S | External | Summer | B3 | 75 | 800 | 0 | 82.34 | 84.77 | 8 | 0
2015 | ERCOT_2_SPP_S | ERCOT | SPP_S | External | Summer | B4 | 100 | 800 | 0 | 82.34 | 81.1 | 8 | 0
2015 | ERCOT_2_SPP_S | ERCOT | SPP_S | External | Summer | B5 | 200 | 800 | 0 | 82.34 | 81.1 | 8 | 0
2015 | ERCOT_2_SPP_S | ERCOT | SPP_S | External | Summer | B6 | 300 | 800 | 0 | 64.56 | 68 | 8 | 0
2015 | ERCOT_2_SPP_S | ERCOT | SPP_S | External | Summer | B7 | 400 | 800 | 0 | 61.26 | 59.48 | 8 | 0
2015 | ERCOT_2_SPP_S | ERCOT | SPP_S | External | Summer | B8 | 500 | 800 | 0 | 56.13 | 58.06 | 8 | 0
2015 | ERCOT_2_SPP_S | ERCOT | SPP_S | External | Summer | B9 | 800 | 800 | 0 | 56.13 | 56.06 | 8 | 0
2015 | ERCOT_2_SPP_S | ERCOT | SPP_S | External | Summer | B10 | 1262 | 800 | 0 | 56.13 | 55.94 | 8 | 0
2015 | ERCOT_2_SPP_S | ERCOT | SPP_S | External | Winter | B16 | 25 | 800 | 800 | 59.38 | 69.89 | 8 | 2.51
2015 | ERCOT_2_SPP_S | ERCOT | SPP_S | External | Winter | B17 | 100 | 800 | 0 | 59.38 | 60.68 | 8 | 0
2015 | ERCOT_2_SPP_S | ERCOT | SPP_S | External | Winter | B18 | 400 | 800 | 0 | 59.38 | 59.79 | 8 | 0
2015 | ERCOT_2_SPP_S | ERCOT | SPP_S | External | Winter | B19 | 700 | 800 | 0 | 59.38 | 59.67 | 8 | 0
2015 | ERCOT_2_SPP_S | ERCOT | SPP_S | External | Winter | B20 | 935 | 800 | 0 | 59.15 | 56.04 | 8 | 0
2015 | MAPP_US_2_RMPA | MAPP_US | RMPA | External | Shoulder | B11 | 25 | 200 | 0 | 69.02 | 65.82 | 8 | 0
2015 | MAPP_US_2_RMPA | MAPP_US | RMPA | External | Shoulder | B12 | 200 | 200 | 0 | 54.05 | 60.73 | 8 | 0
2015 | MAPP_US_2_RMPA | MAPP_US | RMPA | External | Shoulder | B13 | 600 | 200 | 0 | 54.05 | 60.73 | 8 | 0
2015 | MAPP_US_2_RMPA | MAPP_US | RMPA | External | Shoulder | B14 | 900 | 200 | 0 | 54.05 | 60.73 | 8 | 0
2015 | MAPP_US_2_RMPA | MAPP_US | RMPA | External | Shoulder | B15 | 1203 | 200 | 0 | 54.05 | 60.73 | 8 | 0
2015 | MAPP_US_2_RMPA | MAPP_US | RMPA | External | Summer | B1 | 10 | 200 | 0 | 84.28 | 90.06 | 8 | 0
2015 | MAPP_US_2_RMPA | MAPP_US | RMPA | External | Summer | B2 | 25 | 200 | 0 | 83.67 | 83.69 | 8 | 0
2015 | MAPP_US_2_RMPA | MAPP_US | RMPA | External | Summer | B3 | 75 | 200 | 0 | 83.56 | 84.49 | 8 | 0
2015 | MAPP_US_2_RMPA | MAPP_US | RMPA | External | Summer | B4 | 100 | 200 | 0 | 79.62 | 78.62 | 8 | 0
2015 | MAPP_US_2_RMPA | MAPP_US | RMPA | External | Summer | B5 | 200 | 200 | 0 | 67.12 | 66.12 | 8 | 0
2015 | MAPP_US_2_RMPA | MAPP_US | RMPA | External | Summer | B6 | 300 | 200 | 0 | 53.99 | 59.99 | 8 | 0
2015 | MAPP_US_2_RMPA | MAPP_US | RMPA | External | Summer | B7 | 400 | 200 | 0 | 52.46 | 59.2 | 8 | 0
2015 | MAPP_US_2_RMPA | MAPP_US | RMPA | External | Summer | B8 | 500 | 200 | 0 | 51.2 | 59.2 | 8 | 0
2015 | MAPP_US_2_RMPA | MAPP_US | RMPA | External | Summer | B9 | 800 | 200 | 0 | 51.2 | 59.2 | 8 | 0
2015 | MAPP_US_2_RMPA | MAPP_US | RMPA | External | Summer | B10 | 1262 | 200 | 0 | 51.2 | 58.73 | 8 | 0
2015 | MAPP_US_2_RMPA | MAPP_US | RMPA | External | Winter | B16 | 25 | 200 | 0 | 67.89 | 69.29 | 8 | 0
2015 | MAPP_US_2_RMPA | MAPP_US | RMPA | External | Winter | B17 | 100 | 200 | 0 | 58.67 | 63.65 | 8 | 0
2015 | MAPP_US_2_RMPA | MAPP_US | RMPA | External | Winter | B18 | 400 | 200 | 140.73 | 55.65 | 63.65 | 8 | 0
2015 | MAPP_US_2_RMPA | MAPP_US | RMPA | External | Winter | B19 | 700 | 200 | 152.28 | 55.65 | 63.65 | 8 | 0
2015 | MAPP_US_2_RMPA | MAPP_US | RMPA | External | Winter | B20 | 935 | 200 | 0 | 55.65 | 56.87 | 8 | 0
2015 | NE_2_RMPA | NE | RMPA | External | Shoulder | B11 | 25 | 310 | 0 | 76.02 | 65.82 | 5 | 0
2015 | NE_2_RMPA | NE | RMPA | External | Shoulder | B12 | 200 | 310 | 0 | 59.97 | 60.73 | 5 | 0
2015 | NE_2_RMPA | NE | RMPA | External | Shoulder | B13 | 600 | 310 | 0 | 57.51 | 60.73 | 5 | 0
2015 | NE_2_RMPA | NE | RMPA | External | Shoulder | B14 | 900 | 310 | 0 | 57.31 | 60.73 | 5 | 0
2015 | NE_2_RMPA | NE | RMPA | External | Shoulder | B15 | 1203 | 310 | 0 | 57.31 | 60.73 | 5 | 0
2015 | NE_2_RMPA | NE | RMPA | External | Summer | B1 | 10 | 310 | 0 | 91.28 | 90.06 | 5 | 0
2015 | NE_2_RMPA | NE | RMPA | External | Summer | B2 | 25 | 310 | 0 | 90.67 | 83.69 | 5 | 0
2015 | NE_2_RMPA | NE | RMPA | External | Summer | B3 | 75 | 310 | 0 | 90.56 | 84.49 | 5 | 0
2015 | NE_2_RMPA | NE | RMPA | External | Summer | B4 | 100 | 310 | 0 | 86.62 | 78.62 | 5 | 0
2015 | NE_2_RMPA | NE | RMPA | External | Summer | B5 | 200 | 310 | 0 | 74.12 | 66.12 | 5 | 0
2015 | NE_2_RMPA | NE | RMPA | External | Summer | B6 | 300 | 310 | 0 | 60.99 | 59.99 | 5 | 0
2015 | NE_2_RMPA | NE | RMPA | External | Summer | B7 | 400 | 310 | 0 | 59.46 | 59.2 | 5 | 0
2015 | NE_2_RMPA | NE | RMPA | External | Summer | B8 | 500 | 310 | 0 | 58.03 | 59.2 | 5 | 0
2015 | NE_2_RMPA | NE | RMPA | External | Summer | B9 | 800 | 310 | 0 | 56.04 | 59.2 | 5 | 0
2015 | NE_2_RMPA | NE | RMPA | External | Summer | B10 | 1262 | 310 | 202.99 | 53.73 | 58.73 | 5 | 0
2015 | NE_2_RMPA | NE | RMPA | External | Winter | B16 | 25 | 310 | 0 | 69.89 | 69.29 | 5 | 0
2015 | NE_2_RMPA | NE | RMPA | External | Winter | B17 | 100 | 310 | 0 | 60.67 | 63.65 | 5 | 0
2015 | NE_2_RMPA | NE | RMPA | External | Winter | B18 | 400 | 310 | 0 | 59.76 | 63.65 | 5 | 0
2015 | NE_2_RMPA | NE | RMPA | External | Winter | B19 | 700 | 310 | 0 | 59.65 | 63.65 | 5 | 0
2015 | NE_2_RMPA | NE | RMPA | External | Winter | B20 | 935 | 310 | 0 | 54.7 | 56.87 | 5 | 0
2015 | NWPP_Coal_2_MAPP_US | NWPP_Coal | MAPP_US | External | Shoulder | B11 | 25 | 150 | 150 | 57.98 | 69.02 | 8 | 3.03
2015 | NWPP_Coal_2_MAPP_US | NWPP_Coal | MAPP_US | External | Shoulder | B12 | 200 | 150 | 0 | 57.98 | 54.05 | 8 | 0
2015 | NWPP_Coal_2_MAPP_US | NWPP_Coal | MAPP_US | External | Shoulder | B13 | 600 | 150 | 0 | 57.98 | 54.05 | 8 | 0
2015 | NWPP_Coal_2_MAPP_US | NWPP_Coal | MAPP_US | External | Shoulder | B14 | 900 | 150 | 0 | 57.98 | 54.05 | 8 | 0
2015 | NWPP_Coal_2_MAPP_US | NWPP_Coal | MAPP_US | External | Shoulder | B15 | 1203 | 150 | 0 | 57.98 | 54.05 | 8 | 0
2015 | NWPP_Coal_2_MAPP_US | NWPP_Coal | MAPP_US | External | Summer | B1 | 10 | 150 | 150 | 63.25 | 84.28 | 8 | 13.03
2015 | NWPP_Coal_2_MAPP_US | NWPP_Coal | MAPP_US | External | Summer | B2 | 25 | 150 | 150 | 63.25 | 83.67 | 8 | 12.42
2015 | NWPP_Coal_2_MAPP_US | NWPP_Coal | MAPP_US | External | Summer | B3 | 75 | 150 | 150 | 57.93 | 83.56 | 8 | 17.63
2015 | NWPP_Coal_2_MAPP_US | NWPP_Coal | MAPP_US | External | Summer | B4 | 100 | 150 | 150 | 57.93 | 79.62 | 8 | 13.68
2015 | NWPP_Coal_2_MAPP_US | NWPP_Coal | MAPP_US | External | Summer | B5 | 200 | 150 | 150 | 57.93 | 67.12 | 8 | 1.19
2015 | NWPP_Coal_2_MAPP_US | NWPP_Coal | MAPP_US | External | Summer | B6 | 300 | 150 | 0 | 57.93 | 53.99 | 8 | 0
2015 | NWPP_Coal_2_MAPP_US | NWPP_Coal | MAPP_US | External | Summer | B7 | 400 | 150 | 0 | 57.93 | 52.46 | 8 | 0
2015 | NWPP_Coal_2_MAPP_US | NWPP_Coal | MAPP_US | External | Summer | B8 | 500 | 150 | 0 | 57.93 | 51.2 | 8 | 0
2015 | NWPP_Coal_2_MAPP_US | NWPP_Coal | MAPP_US | External | Summer | B9 | 800 | 150 | 0 | 57.93 | 51.2 | 8 | 0
2015 | NWPP_Coal_2_MAPP_US | NWPP_Coal | MAPP_US | External | Summer | B10 | 1262 | 150 | 0 | 57.93 | 51.2 | 8 | 0
2015 | NWPP_Coal_2_MAPP_US | NWPP_Coal | MAPP_US | External | Winter | B16 | 25 | 150 | 0 | 61.13 | 67.89 | 8 | 0
2015 | NWPP_Coal_2_MAPP_US | NWPP_Coal | MAPP_US | External | Winter | B17 | 100 | 150 | 0 | 61.13 | 58.67 | 8 | 0
2015 | NWPP_Coal_2_MAPP_US | NWPP_Coal | MAPP_US | External | Winter | B18 | 400 | 150 | 0 | 61.13 | 55.65 | 8 | 0
2015 | NWPP_Coal_2_MAPP_US | NWPP_Coal | MAPP_US | External | Winter | B19 | 700 | 150 | 0 | 61.13 | 55.65 | 8 | 0
2015 | NWPP_Coal_2_MAPP_US | NWPP_Coal | MAPP_US | External | Winter | B20 | 935 | 150 | 0 | 61.13 | 55.65 | 8 | 0
2015 | RMPA_2_MAPP_US | RMPA | MAPP_US | External | Shoulder | B11 | 25 | 200 | 0 | 65.82 | 69.02 | 8 | 0
2015 | RMPA_2_MAPP_US | RMPA | MAPP_US | External | Shoulder | B12 | 200 | 200 | 0 | 60.73 | 54.05 | 8 | 0
2015 | RMPA_2_MAPP_US | RMPA | MAPP_US | External | Shoulder | B13 | 600 | 200 | 0 | 60.73 | 54.05 | 8 | 0
2015 | RMPA_2_MAPP_US | RMPA | MAPP_US | External | Shoulder | B14 | 900 | 200 | 0 | 60.73 | 54.05 | 8 | 0
2015 | RMPA_2_MAPP_US | RMPA | MAPP_US | External | Shoulder | B15 | 1203 | 200 | 0 | 60.73 | 54.05 | 8 | 0
2015 | RMPA_2_MAPP_US | RMPA | MAPP_US | External | Summer | B1 | 10 | 200 | 0 | 90.06 | 84.28 | 8 | 0
2015 | RMPA_2_MAPP_US | RMPA | MAPP_US | External | Summer | B2 | 25 | 200 | 0 | 83.69 | 83.67 | 8 | 0
2015 | RMPA_2_MAPP_US | RMPA | MAPP_US | External | Summer | B3 | 75 | 200 | 0 | 84.49 | 83.56 | 8 | 0
2015 | RMPA_2_MAPP_US | RMPA | MAPP_US | External | Summer | B4 | 100 | 200 | 0 | 78.62 | 79.62 | 8 | 0
2015 | RMPA_2_MAPP_US | RMPA | MAPP_US | External | Summer | B5 | 200 | 200 | 0 | 66.12 | 67.12 | 8 | 0
2015 | RMPA_2_MAPP_US | RMPA | MAPP_US | External | Summer | B6 | 300 | 200 | 0 | 59.99 | 53.99 | 8 | 0
2015 | RMPA_2_MAPP_US | RMPA | MAPP_US | External | Summer | B7 | 400 | 200 | 0 | 59.2 | 52.46 | 8 | 0
2015 | RMPA_2_MAPP_US | RMPA | MAPP_US | External | Summer | B8 | 500 | 200 | 0 | 59.2 | 51.2 | 8 | 0
2015 | RMPA_2_MAPP_US | RMPA | MAPP_US | External | Summer | B9 | 800 | 200 | 0 | 59.2 | 51.2 | 8 | 0
2015 | RMPA_2_MAPP_US | RMPA | MAPP_US | External | Summer | B10 | 1262 | 200 | 0 | 58.73 | 51.2 | 8 | 0
2015 | RMPA_2_MAPP_US | RMPA | MAPP_US | External | Winter | B16 | 25 | 200 | 0 | 69.29 | 67.89 | 8 | 0
2015 | RMPA_2_MAPP_US | RMPA | MAPP_US | External | Winter | B17 | 100 | 200 | 0 | 63.65 | 58.67 | 8 | 0
2015 | RMPA_2_MAPP_US | RMPA | MAPP_US | External | Winter | B18 | 400 | 200 | 0 | 63.65 | 55.65 | 8 | 0
2015 | RMPA_2_MAPP_US | RMPA | MAPP_US | External | Winter | B19 | 700 | 200 | 0 | 63.65 | 55.65 | 8 | 0
2015 | RMPA_2_MAPP_US | RMPA | MAPP_US | External | Winter | B20 | 935 | 200 | 0 | 56.87 | 55.65 | 8 | 0
2015 | RMPA_2_NE | RMPA | NE | External | Shoulder | B11 | 25 | 310 | 310 | 65.82 | 76.02 | 8 | 2.2
2015 | RMPA_2_NE | RMPA | NE | External | Shoulder | B12 | 200 | 310 | 0 | 60.73 | 59.97 | 8 | 0
2015 | RMPA_2_NE | RMPA | NE | External | Shoulder | B13 | 600 | 310 | 0 | 60.73 | 57.51 | 8 | 0
2015 | RMPA_2_NE | RMPA | NE | External | Shoulder | B14 | 900 | 310 | 0 | 60.73 | 57.31 | 8 | 0
2015 | RMPA_2_NE | RMPA | NE | External | Shoulder | B15 | 1203 | 310 | 0 | 60.73 | 57.31 | 8 | 0
2015 | RMPA_2_NE | RMPA | NE | External | Summer | B1 | 10 | 310 | 0 | 90.06 | 91.28 | 8 | 0
2015 | RMPA_2_NE | RMPA | NE | External | Summer | B2 | 25 | 310 | 0 | 83.69 | 90.67 | 8 | 0
2015 | RMPA_2_NE | RMPA | NE | External | Summer | B3 | 75 | 310 | 0 | 84.49 | 90.56 | 8 | 0
2015 | RMPA_2_NE | RMPA | NE | External | Summer | B4 | 100 | 310 | 32.24 | 78.62 | 86.62 | 8 | 0
2015 | RMPA_2_NE | RMPA | NE | External | Summer | B5 | 200 | 310 | 82.36 | 66.12 | 74.12 | 8 | 0
2015 | RMPA_2_NE | RMPA | NE | External | Summer | B6 | 300 | 310 | 0 | 59.99 | 60.99 | 8 | 0
2015 | RMPA_2_NE | RMPA | NE | External | Summer | B7 | 400 | 310 | 0 | 59.2 | 59.46 | 8 | 0
2015 | RMPA_2_NE | RMPA | NE | External | Summer | B8 | 500 | 310 | 0 | 59.2 | 58.03 | 8 | 0
2015 | RMPA_2_NE | RMPA | NE | External | Summer | B9 | 800 | 310 | 0 | 59.2 | 56.04 | 8 | 0
2015 | RMPA_2_NE | RMPA | NE | External | Summer | B10 | 1262 | 310 | 0 | 58.73 | 53.73 | 8 | 0
2015 | RMPA_2_NE | RMPA | NE | External | Winter | B16 | 25 | 310 | 0 | 69.29 | 69.89 | 8 | 0
2015 | RMPA_2_NE | RMPA | NE | External | Winter | B17 | 100 | 310 | 0 | 63.65 | 60.67 | 8 | 0
2015 | RMPA_2_NE | RMPA | NE | External | Winter | B18 | 400 | 310 | 0 | 63.65 | 59.76 | 8 | 0
2015 | RMPA_2_NE | RMPA | NE | External | Winter | B19 | 700 | 310 | 0 | 63.65 | 59.65 | 8 | 0
2015 | RMPA_2_NE | RMPA | NE | External | Winter | B20 | 935 | 310 | 0 | 56.87 | 54.7 | 8 | 0
2015 | RMPA_2_SPP_N | RMPA | SPP_N | External | Shoulder | B11 | 25 | 210 | 210 | 65.82 | 83.02 | 8 | 9.2
2015 | RMPA_2_SPP_N | RMPA | SPP_N | External | Shoulder | B12 | 200 | 210 | 0 | 60.73 | 59.99 | 8 | 0
2015 | RMPA_2_SPP_N | RMPA | SPP_N | External | Shoulder | B13 | 600 | 210 | 0 | 60.73 | 57.52 | 8 | 0
2015 | RMPA_2_SPP_N | RMPA | SPP_N | External | Shoulder | B14 | 900 | 210 | 0 | 60.73 | 57.32 | 8 | 0
2015 | RMPA_2_SPP_N | RMPA | SPP_N | External | Shoulder | B15 | 1203 | 210 | 0 | 60.73 | 57.32 | 8 | 0
2015 | RMPA_2_SPP_N | RMPA | SPP_N | External | Summer | B1 | 10 | 210 | 0 | 90.06 | 92.49 | 8 | 0
2015 | RMPA_2_SPP_N | RMPA | SPP_N | External | Summer | B2 | 25 | 210 | 210 | 83.69 | 92.49 | 8 | 0.8
2015 | RMPA_2_SPP_N | RMPA | SPP_N | External | Summer | B3 | 75 | 210 | 202.55 | 84.49 | 92.49 | 8 | 0
2015 | RMPA_2_SPP_N | RMPA | SPP_N | External | Summer | B4 | 100 | 210 | 210 | 78.62 | 86.63 | 8 | 0.01
2015 | RMPA_2_SPP_N | RMPA | SPP_N | External | Summer | B5 | 200 | 210 | 210 | 66.12 | 81.11 | 8 | 6.99
2015 | RMPA_2_SPP_N | RMPA | SPP_N | External | Summer | B6 | 300 | 210 | 47.16 | 59.99 | 67.99 | 8 | 0
2015 | RMPA_2_SPP_N | RMPA | SPP_N | External | Summer | B7 | 400 | 210 | 0 | 59.2 | 59.47 | 8 | 0
2015 | RMPA_2_SPP_N | RMPA | SPP_N | External | Summer | B8 | 500 | 210 | 0 | 59.2 | 58.05 | 8 | 0
2015 | RMPA_2_SPP_N | RMPA | SPP_N | External | Summer | B9 | 800 | 210 | 0 | 59.2 | 56.05 | 8 | 0
2015 | RMPA_2_SPP_N | RMPA | SPP_N | External | Summer | B10 | 1262 | 210 | 0 | 58.73 | 55.92 | 8 | 0
2015 | RMPA_2_SPP_N | RMPA | SPP_N | External | Winter | B16 | 25 | 210 | 0 | 69.29 | 69.91 | 8 | 0
2015 | RMPA_2_SPP_N | RMPA | SPP_N | External | Winter | B17 | 100 | 210 | 0 | 63.65 | 60.67 | 8 | 0
2015 | RMPA_2_SPP_N | RMPA | SPP_N | External | Winter | B18 | 400 | 210 | 0 | 63.65 | 59.77 | 8 | 0
2015 | RMPA_2_SPP_N | RMPA | SPP_N | External | Winter | B19 | 700 | 210 | 0 | 63.65 | 59.66 | 8 | 0
2015 | RMPA_2_SPP_N | RMPA | SPP_N | External | Winter | B20 | 935 | 210 | 0 | 56.87 | 56.03 | 8 | 0
2015 | SPP_N_2_RMPA | SPP_N | RMPA | External | Shoulder | B11 | 25 | 210 | 0 | 83.02 | 65.82 | 5 | 0
2015 | SPP_N_2_RMPA | SPP_N | RMPA | External | Shoulder | B12 | 200 | 210 | 0 | 59.99 | 60.73 | 5 | 0
2015 | SPP_N_2_RMPA | SPP_N | RMPA | External | Shoulder | B13 | 600 | 210 | 0 | 57.52 | 60.73 | 5 | 0
2015 | SPP_N_2_RMPA | SPP_N | RMPA | External | Shoulder | B14 | 900 | 210 | 0 | 57.32 | 60.73 | 5 | 0
2015 | SPP_N_2_RMPA | SPP_N | RMPA | External | Shoulder | B15 | 1203 | 210 | 0 | 57.32 | 60.73 | 5 | 0
2015 | SPP_N_2_RMPA | SPP_N | RMPA | External | Summer | B1 | 10 | 210 | 0 | 92.49 | 90.06 | 5 | 0
2015 | SPP_N_2_RMPA | SPP_N | RMPA | External | Summer | B2 | 25 | 210 | 0 | 92.49 | 83.69 | 5 | 0
2015 | SPP_N_2_RMPA | SPP_N | RMPA | External | Summer | B3 | 75 | 210 | 0 | 92.49 | 84.49 | 5 | 0
2015 | SPP_N_2_RMPA | SPP_N | RMPA | External | Summer | B4 | 100 | 210 | 0 | 86.63 | 78.62 | 5 | 0
2015 | SPP_N_2_RMPA | SPP_N | RMPA | External | Summer | B5 | 200 | 210 | 0 | 81.11 | 66.12 | 5 | 0
2015 | SPP_N_2_RMPA | SPP_N | RMPA | External | Summer | B6 | 300 | 210 | 0 | 67.99 | 59.99 | 5 | 0
2015 | SPP_N_2_RMPA | SPP_N | RMPA | External | Summer | B7 | 400 | 210 | 0 | 59.47 | 59.2 | 5 | 0
2015 | SPP_N_2_RMPA | SPP_N | RMPA | External | Summer | B8 | 500 | 210 | 0 | 58.05 | 59.2 | 5 | 0
2015 | SPP_N_2_RMPA | SPP_N | RMPA | External | Summer | B9 | 800 | 210 | 0 | 56.05 | 59.2 | 5 | 0
2015 | SPP_N_2_RMPA | SPP_N | RMPA | External | Summer | B10 | 1262 | 210 | 0 | 55.92 | 58.73 | 5 | 0
2015 | SPP_N_2_RMPA | SPP_N | RMPA | External | Winter | B16 | 25 | 210 | 0 | 69.91 | 69.29 | 5 | 0
2015 | SPP_N_2_RMPA | SPP_N | RMPA | External | Winter | B17 | 100 | 210 | 0 | 60.67 | 63.65 | 5 | 0
2015 | SPP_N_2_RMPA | SPP_N | RMPA | External | Winter | B18 | 400 | 210 | 0 | 59.77 | 63.65 | 5 | 0
2015 | SPP_N_2_RMPA | SPP_N | RMPA | External | Winter | B19 | 700 | 210 | 0 | 59.66 | 63.65 | 5 | 0
2015 | SPP_N_2_RMPA | SPP_N | RMPA | External | Winter | B20 | 935 | 210 | 0 | 56.03 | 56.87 | 5 | 0
2015 | SPP_S_2_ERCOT | SPP_S | ERCOT | External | Shoulder | B11 | 25 | 800 | 0 | 82.96 | 83.9 | 5 | 0
2015 | SPP_S_2_ERCOT | SPP_S | ERCOT | External | Shoulder | B12 | 200 | 800 | 0 | 59.97 | 57.18 | 5 | 0
2015 | SPP_S_2_ERCOT | SPP_S | ERCOT | External | Shoulder | B13 | 600 | 800 | 0 | 57.51 | 57.18 | 5 | 0
2015 | SPP_S_2_ERCOT | SPP_S | ERCOT | External | Shoulder | B14 | 900 | 800 | 0 | 57.33 | 57.18 | 5 | 0
2015 | SPP_S_2_ERCOT | SPP_S | ERCOT | External | Shoulder | B15 | 1203 | 800 | 0 | 57.33 | 57.18 | 5 | 0
2015 | SPP_S_2_ERCOT | SPP_S | ERCOT | External | Summer | B1 | 10 | 800 | 0 | 90.34 | 82.34 | 5 | 0
2015 | SPP_S_2_ERCOT | SPP_S | ERCOT | External | Summer | B2 | 25 | 800 | 0 | 90.34 | 82.34 | 5 | 0
2015 | SPP_S_2_ERCOT | SPP_S | ERCOT | External | Summer | B3 | 75 | 800 | 0 | 84.77 | 82.34 | 5 | 0
2015 | SPP_S_2_ERCOT | SPP_S | ERCOT | External | Summer | B4 | 100 | 800 | 0 | 81.1 | 82.34 | 5 | 0
2015 | SPP_S_2_ERCOT | SPP_S | ERCOT | External | Summer | B5 | 200 | 800 | 0 | 81.1 | 82.34 | 5 | 0
2015 | SPP_S_2_ERCOT | SPP_S | ERCOT | External | Summer | B6 | 300 | 800 | 0 | 68 | 64.56 | 5 | 0
2015 | SPP_S_2_ERCOT | SPP_S | ERCOT | External | Summer | B7 | 400 | 800 | 0 | 59.48 | 61.26 | 5 | 0
2015 | SPP_S_2_ERCOT | SPP_S | ERCOT | External | Summer | B8 | 500 | 800 | 0 | 58.06 | 56.13 | 5 | 0
2015 | SPP_S_2_ERCOT | SPP_S | ERCOT | External | Summer | B9 | 800 | 800 | 0 | 56.06 | 56.13 | 5 | 0
2015 | SPP_S_2_ERCOT | SPP_S | ERCOT | External | Summer | B10 | 1262 | 800 | 0 | 55.94 | 56.13 | 5 | 0
2015 | SPP_S_2_ERCOT | SPP_S | ERCOT | External | Winter | B16 | 25 | 800 | 0 | 69.89 | 59.38 | 5 | 0
2015 | SPP_S_2_ERCOT | SPP_S | ERCOT | External | Winter | B17 | 100 | 800 | 0 | 60.68 | 59.38 | 5 | 0
2015 | SPP_S_2_ERCOT | SPP_S | ERCOT | External | Winter | B18 | 400 | 800 | 0 | 59.79 | 59.38 | 5 | 0
2015 | SPP_S_2_ERCOT | SPP_S | ERCOT | External | Winter | B19 | 700 | 800 | 0 | 59.67 | 59.38 | 5 | 0
2015 | SPP_S_2_ERCOT | SPP_S | ERCOT | External | Winter | B20 | 935 | 800 | 0 | 56.04 | 59.15 | 5 | 0
2020 | AZ_NM_SNV_Coal_2_SPP_S | AZ_NM_SNV_Coal | SPP_S | External | Shoulder | B11 | 25 | 400 | 0 | 66.77 | 70.56 | 8.17 | 0
2020 | AZ_NM_SNV_Coal_2_SPP_S | AZ_NM_SNV_Coal | SPP_S | External | Shoulder | B12 | 200 | 400 | 0 | 66.77 | 63.19 | 8.17 | 0
2020 | AZ_NM_SNV_Coal_2_SPP_S | AZ_NM_SNV_Coal | SPP_S | External | Shoulder | B13 | 600 | 400 | 0 | 66.77 | 61.5 | 8.17 | 0
2020 | AZ_NM_SNV_Coal_2_SPP_S | AZ_NM_SNV_Coal | SPP_S | External | Shoulder | B14 | 900 | 400 | 0 | 66.77 | 58.62 | 8.17 | 0
2020 | AZ_NM_SNV_Coal_2_SPP_S | AZ_NM_SNV_Coal | SPP_S | External | Shoulder | B15 | 1203 | 400 | 0 | 66.77 | 45.43 | 8.17 | 0
2020 | AZ_NM_SNV_Coal_2_SPP_S | AZ_NM_SNV_Coal | SPP_S | External | Summer | B1 | 10 | 400 | 0 | 105.98 | 64.02 | 8.17 | 0
2020 | AZ_NM_SNV_Coal_2_SPP_S | AZ_NM_SNV_Coal | SPP_S | External | Summer | B2 | 25 | 400 | 0 | 104.18 | 92.77 | 8.17 | 0
2020 | AZ_NM_SNV_Coal_2_SPP_S | AZ_NM_SNV_Coal | SPP_S | External | Summer | B3 | 75 | 400 | 0 | 95.28 | 98.46 | 8.17 | 0
2020 | AZ_NM_SNV_Coal_2_SPP_S | AZ_NM_SNV_Coal | SPP_S | External | Summer | B4 | 100 | 400 | 400 | 80.61 | 92.77 | 8.17 | 3.99
2020 | AZ_NM_SNV_Coal_2_SPP_S | AZ_NM_SNV_Coal | SPP_S | External | Summer | B5 | 200 | 400 | 400 | 80.61 | 92.77 | 8.17 | 3.99
2020 | AZ_NM_SNV_Coal_2_SPP_S | AZ_NM_SNV_Coal | SPP_S | External | Summer | B6 | 300 | 400 | 74.23 | 69.71 | 77.87 | 8.17 | 0
2020 | AZ_NM_SNV_Coal_2_SPP_S | AZ_NM_SNV_Coal | SPP_S | External | Summer | B7 | 400 | 400 | 0 | 65.18 | 65.41 | 8.17 | 0
2020 | AZ_NM_SNV_Coal_2_SPP_S | AZ_NM_SNV_Coal | SPP_S | External | Summer | B8 | 500 | 400 | 0 | 65.18 | 63.87 | 8.17 | 0
2020 | AZ_NM_SNV_Coal_2_SPP_S | AZ_NM_SNV_Coal | SPP_S | External | Summer | B9 | 800 | 400 | 0 | 65.15 | 63.84 | 8.17 | 0
2020 | AZ_NM_SNV_Coal_2_SPP_S | AZ_NM_SNV_Coal | SPP_S | External | Summer | B10 | 1262 | 400 | 0 | 65.15 | 58.75 | 8.17 | 0
2020 | AZ_NM_SNV_Coal_2_SPP_S | AZ_NM_SNV_Coal | SPP_S | External | Winter | B16 | 25 | 400 | 0 | 69.8 | 68.03 | 8.17 | 0
2020 | AZ_NM_SNV_Coal_2_SPP_S | AZ_NM_SNV_Coal | SPP_S | External | Winter | B17 | 100 | 400 | 0 | 69.8 | 65.4 | 8.17 | 0
2020 | AZ_NM_SNV_Coal_2_SPP_S | AZ_NM_SNV_Coal | SPP_S | External | Winter | B18 | 400 | 400 | 0 | 69.8 | 63.4 | 8.17 | 0
2020 | AZ_NM_SNV_Coal_2_SPP_S | AZ_NM_SNV_Coal | SPP_S | External | Winter | B19 | 700 | 400 | 0 | 69.8 | 62.07 | 8.17 | 0
2020 | AZ_NM_SNV_Coal_2_SPP_S | AZ_NM_SNV_Coal | SPP_S | External | Winter | B20 | 935 | 400 | 0 | 69.8 | 56.71 | 8.17 | 0
2020 | ERCOT_2_SPP_S | ERCOT | SPP_S | External | Shoulder | B11 | 25 | 800 | 0 | 95.83 | 70.56 | 8 | 0
2020 | ERCOT_2_SPP_S | ERCOT | SPP_S | External | Shoulder | B12 | 200 | 800 | 0 | 67.68 | 63.19 | 8 | 0
2020 | ERCOT_2_SPP_S | ERCOT | SPP_S | External | Shoulder | B13 | 600 | 800 | 0 | 65.2 | 61.5 | 8 | 0
2020 | ERCOT_2_SPP_S | ERCOT | SPP_S | External | Shoulder | B14 | 900 | 800 | 0 | 65.2 | 58.62 | 8 | 0
2020 | ERCOT_2_SPP_S | ERCOT | SPP_S | External | Shoulder | B15 | 1203 | 800 | 0 | 65.2 | 45.43 | 8 | 0
2020 | ERCOT_2_SPP_S | ERCOT | SPP_S | External | Summer | B1 | 10 | 800 | 0 | 751.19 | 64.02 | 8 | 0
2020 | ERCOT_2_SPP_S | ERCOT | SPP_S | External | Summer | B2 | 25 | 800 | 0 | 108.12 | 92.77 | 8 | 0
2020 | ERCOT_2_SPP_S | ERCOT | SPP_S | External | Summer | B3 | 75 | 800 | 0 | 108.12 | 98.46 | 8 | 0
2020 | ERCOT_2_SPP_S | ERCOT | SPP_S | External | Summer | B4 | 100 | 800 | 0 | 97.77 | 92.77 | 8 | 0
2020 | ERCOT_2_SPP_S | ERCOT | SPP_S | External | Summer | B5 | 200 | 800 | 0 | 94.13 | 92.77 | 8 | 0
2020 | ERCOT_2_SPP_S | ERCOT | SPP_S | External | Summer | B6 | 300 | 800 | 0 | 82.91 | 77.87 | 8 | 0
2020 | ERCOT_2_SPP_S | ERCOT | SPP_S | External | Summer | B7 | 400 | 800 | 0 | 69.94 | 65.41 | 8 | 0
2020 | ERCOT_2_SPP_S | ERCOT | SPP_S | External | Summer | B8 | 500 | 800 | 0 | 64.06 | 63.87 | 8 | 0
2020 | ERCOT_2_SPP_S | ERCOT | SPP_S | External | Summer | B9 | 800 | 800 | 0 | 64.06 | 63.84 | 8 | 0
2020 | ERCOT_2_SPP_S | ERCOT | SPP_S | External | Summer | B10 | 1262 | 800 | 0 | 64.06 | 58.75 | 8 | 0
2020 | ERCOT_2_SPP_S | ERCOT | SPP_S | External | Winter | B16 | 25 | 800 | 0 | 73.03 | 68.03 | 8 | 0
2020 | ERCOT_2_SPP_S | ERCOT | SPP_S | External | Winter | B17 | 100 | 800 | 0 | 67.67 | 65.4 | 8 | 0
2020 | ERCOT_2_SPP_S | ERCOT | SPP_S | External | Winter | B18 | 400 | 800 | 0 | 67.67 | 63.4 | 8 | 0
2020 | ERCOT_2_SPP_S | ERCOT | SPP_S | External | Winter | B19 | 700 | 800 | 0 | 67.67 | 62.07 | 8 | 0
2020 | ERCOT_2_SPP_S | ERCOT | SPP_S | External | Winter | B20 | 935 | 800 | 0 | 67.67 | 56.71 | 8 | 0
2020 | MAPP_US_2_RMPA | MAPP_US | RMPA | External | Shoulder | B11 | 25 | 200 | 0 | 76.56 | 70.27 | 8 | 0
2020 | MAPP_US_2_RMPA | MAPP_US | RMPA | External | Shoulder | B12 | 200 | 200 | 0 | 63.44 | 70.27 | 8 | 0
2020 | MAPP_US_2_RMPA | MAPP_US | RMPA | External | Shoulder | B13 | 600 | 200 | 200 | 59.5 | 70.27 | 8 | 2.77
2020 | MAPP_US_2_RMPA | MAPP_US | RMPA | External | Shoulder | B14 | 900 | 200 | 200 | 56.62 | 70.27 | 8 | 5.65
2020 | MAPP_US_2_RMPA | MAPP_US | RMPA | External | Shoulder | B15 | 1203 | 200 | 200 | 53.37 | 64.29 | 8 | 2.92
2020 | MAPP_US_2_RMPA | MAPP_US | RMPA | External | Summer | B1 | 10 | 200 | 0 | 101.42 | 103.44 | 8 | 0
2020 | MAPP_US_2_RMPA | MAPP_US | RMPA | External | Summer | B2 | 25 | 200 | 0 | 97.9 | 103.44 | 8 | 0
2020 | MAPP_US_2_RMPA | MAPP_US | RMPA | External | Summer | B3 | 75 | 200 | 200 | 95.07 | 103.44 | 8 | 0.37
2020 | MAPP_US_2_RMPA | MAPP_US | RMPA | External | Summer | B4 | 100 | 200 | 0 | 92.05 | 88.77 | 8 | 0
2020 | MAPP_US_2_RMPA | MAPP_US | RMPA | External | Summer | B5 | 200 | 200 | 0 | 90.77 | 88.08 | 8 | 0
2020 | MAPP_US_2_RMPA | MAPP_US | RMPA | External | Summer | B6 | 300 | 200 | 0 | 75.86 | 77.87 | 8 | 0
2020 | MAPP_US_2_RMPA | MAPP_US | RMPA | External | Summer | B7 | 400 | 200 | 0 | 63.38 | 70.38 | 8 | 0
2020 | MAPP_US_2_RMPA | MAPP_US | RMPA | External | Summer | B8 | 500 | 200 | 200 | 56.19 | 68.5 | 8 | 4.31
2020 | MAPP_US_2_RMPA | MAPP_US | RMPA | External | Summer | B9 | 800 | 200 | 200 | 54.15 | 66.33 | 8 | 4.18
2020 | MAPP_US_2_RMPA | MAPP_US | RMPA | External | Summer | B10 | 1262 | 200 | 200 | 53.24 | 64.28 | 8 | 3.03
2020 | MAPP_US_2_RMPA | MAPP_US | RMPA | External | Winter | B16 | 25 | 200 | 200 | 60.07 | 77.97 | 8 | 9.9
2020 | MAPP_US_2_RMPA | MAPP_US | RMPA | External | Winter | B17 | 100 | 200 | 200 | 65.58 | 73.61 | 8 | 0.03
2020 | MAPP_US_2_RMPA | MAPP_US | RMPA | External | Winter | B18 | 400 | 200 | 200 | 61.72 | 72.3 | 8 | 2.58
2020 | MAPP_US_2_RMPA | MAPP_US | RMPA | External | Winter | B19 | 700 | 200 | 200 | 60.07 | 72.3 | 8 | 4.23
2020 | MAPP_US_2_RMPA | MAPP_US | RMPA | External | Winter | B20 | 935 | 200 | 0 | 55.18 | 61.64 | 8 | 0
2020 | NE_2_RMPA | NE | RMPA | External | Shoulder | B11 | 25 | 310 | 0 | 78.56 | 70.27 | 5 | 0
2020 | NE_2_RMPA | NE | RMPA | External | Shoulder | B12 | 200 | 310 | 310 | 63.21 | 70.27 | 5 | 2.06
2020 | NE_2_RMPA | NE | RMPA | External | Shoulder | B13 | 600 | 310 | 310 | 61.49 | 70.27 | 5 | 3.78
2020 | NE_2_RMPA | NE | RMPA | External | Shoulder | B14 | 900 | 310 | 310 | 58.61 | 70.27 | 5 | 6.66
2020 | NE_2_RMPA | NE | RMPA | External | Shoulder | B15 | 1203 | 310 | 310 | 48.37 | 64.29 | 5 | 10.92
2020 | NE_2_RMPA | NE | RMPA | External | Summer | B1 | 10 | 310 | 0 | 103.42 | 103.44 | 5 | 0
2020 | NE_2_RMPA | NE | RMPA | External | Summer | B2 | 25 | 310 | 0 | 99.9 | 103.44 | 5 | 0
2020 | NE_2_RMPA | NE | RMPA | External | Summer | B3 | 75 | 310 | 179.29 | 98.44 | 103.44 | 5 | 0
2020 | NE_2_RMPA | NE | RMPA | External | Summer | B4 | 100 | 310 | 0 | 94.05 | 88.77 | 5 | 0
2020 | NE_2_RMPA | NE | RMPA | External | Summer | B5 | 200 | 310 | 0 | 92.77 | 88.08 | 5 | 0
2020 | NE_2_RMPA | NE | RMPA | External | Summer | B6 | 300 | 310 | 0 | 77.86 | 77.87 | 5 | 0
2020 | NE_2_RMPA | NE | RMPA | External | Summer | B7 | 400 | 310 | 42.92 | 65.38 | 70.38 | 5 | 0
2020 | NE_2_RMPA | NE | RMPA | External | Summer | B8 | 500 | 310 | 310 | 58.19 | 68.5 | 5 | 5.31
2020 | NE_2_RMPA | NE | RMPA | External | Summer | B9 | 800 | 310 | 310 | 56.15 | 66.33 | 5 | 5.18
2020 | NE_2_RMPA | NE | RMPA | External | Summer | B10 | 1262 | 310 | 310 | 55.24 | 64.28 | 5 | 4.03
2020 | NE_2_RMPA | NE | RMPA | External | Winter | B16 | 25 | 310 | 310 | 55.07 | 77.97 | 5 | 17.9
2020 | NE_2_RMPA | NE | RMPA | External | Winter | B17 | 100 | 310 | 310 | 60.59 | 73.61 | 5 | 8.02
2020 | NE_2_RMPA | NE | RMPA | External | Winter | B18 | 400 | 310 | 310 | 62.24 | 72.3 | 5 | 5.06
2020 | NE_2_RMPA | NE | RMPA | External | Winter | B19 | 700 | 310 | 310 | 62.05 | 72.3 | 5 | 5.25
2020 | NE_2_RMPA | NE | RMPA | External | Winter | B20 | 935 | 310 | 147.18 | 56.64 | 61.64 | 5 | 0
2020 | NWPP_Coal_2_MAPP_US | NWPP_Coal | MAPP_US | External | Shoulder | B11 | 25 | 150 | 0 | 72.45 | 76.56 | 8 | 0
2020 | NWPP_Coal_2_MAPP_US | NWPP_Coal | MAPP_US | External | Shoulder | B12 | 200 | 150 | 0 | 72.45 | 63.44 | 8 | 0
2020 | NWPP_Coal_2_MAPP_US | NWPP_Coal | MAPP_US | External | Shoulder | B13 | 600 | 150 | 0 | 72.45 | 59.5 | 8 | 0
2020 | NWPP_Coal_2_MAPP_US | NWPP_Coal | MAPP_US | External | Shoulder | B14 | 900 | 150 | 0 | 72.45 | 56.62 | 8 | 0
2020 | NWPP_Coal_2_MAPP_US | NWPP_Coal | MAPP_US | External | Shoulder | B15 | 1203 | 150 | 0 | 72.45 | 53.37 | 8 | 0
2020 | NWPP_Coal_2_MAPP_US | NWPP_Coal | MAPP_US | External | Summer | B1 | 10 | 150 | 150 | 73.82 | 101.42 | 8 | 19.59
2020 | NWPP_Coal_2_MAPP_US | NWPP_Coal | MAPP_US | External | Summer | B2 | 25 | 150 | 150 | 73.82 | 97.9 | 8 | 16.08
2020 | NWPP_Coal_2_MAPP_US | NWPP_Coal | MAPP_US | External | Summer | B3 | 75 | 150 | 150 | 72.44 | 95.07 | 8 | 14.63
2020 | NWPP_Coal_2_MAPP_US | NWPP_Coal | MAPP_US | External | Summer | B4 | 100 | 150 | 150 | 72.44 | 92.05 | 8 | 11.61
2020 | NWPP_Coal_2_MAPP_US | NWPP_Coal | MAPP_US | External | Summer | B5 | 200 | 150 | 150 | 72.44 | 90.77 | 8 | 10.32
2020 | NWPP_Coal_2_MAPP_US | NWPP_Coal | MAPP_US | External | Summer | B6 | 300 | 150 | 0 | 72.44 | 75.86 | 8 | 0
2020 | NWPP_Coal_2_MAPP_US | NWPP_Coal | MAPP_US | External | Summer | B7 | 400 | 150 | 0 | 72.44 | 63.38 | 8 | 0
2020 | NWPP_Coal_2_MAPP_US | NWPP_Coal | MAPP_US | External | Summer | B8 | 500 | 150 | 0 | 72.44 | 56.19 | 8 | 0
2020 | NWPP_Coal_2_MAPP_US | NWPP_Coal | MAPP_US | External | Summer | B9 | 800 | 150 | 0 | 72.44 | 54.15 | 8 | 0
2020 | NWPP_Coal_2_MAPP_US | NWPP_Coal | MAPP_US | External | Summer | B10 | 1262 | 150 | 0 | 72.44 | 53.24 | 8 | 0
2020 | NWPP_Coal_2_MAPP_US | NWPP_Coal | MAPP_US | External | Winter | B16 | 25 | 150 | 0 | 76.13 | 60.07 | 8 | 0
2020 | NWPP_Coal_2_MAPP_US | NWPP_Coal | MAPP_US | External | Winter | B17 | 100 | 150 | 0 | 76.13 | 65.58 | 8 | 0
2020 | NWPP_Coal_2_MAPP_US | NWPP_Coal | MAPP_US | External | Winter | B18 | 400 | 150 | 0 | 76.13 | 61.72 | 8 | 0
2020 | NWPP_Coal_2_MAPP_US | NWPP_Coal | MAPP_US | External | Winter | B19 | 700 | 150 | 0 | 76.13 | 60.07 | 8 | 0
2020 | NWPP_Coal_2_MAPP_US | NWPP_Coal | MAPP_US | External | Winter | B20 | 935 | 150 | 0 | 76.13 | 55.18 | 8 | 0
2020 | RMPA_2_MAPP_US | RMPA | MAPP_US | External | Shoulder | B11 | 25 | 200 | 0 | 70.27 | 76.56 | 8 | 0
2020 | RMPA_2_MAPP_US | RMPA | MAPP_US | External | Shoulder | B12 | 200 | 200 | 0 | 70.27 | 63.44 | 8 | 0
2020 | RMPA_2_MAPP_US | RMPA | MAPP_US | External | Shoulder | B13 | 600 | 200 | 0 | 70.27 | 59.5 | 8 | 0
2020 | RMPA_2_MAPP_US | RMPA | MAPP_US | External | Shoulder | B14 | 900 | 200 | 0 | 70.27 | 56.62 | 8 | 0
2020 | RMPA_2_MAPP_US | RMPA | MAPP_US | External | Shoulder | B15 | 1203 | 200 | 0 | 64.29 | 53.37 | 8 | 0
2020 | RMPA_2_MAPP_US | RMPA | MAPP_US | External | Summer | B1 | 10 | 200 | 0 | 103.44 | 101.42 | 8 | 0
2020 | RMPA_2_MAPP_US | RMPA | MAPP_US | External | Summer | B2 | 25 | 200 | 0 | 103.44 | 97.9 | 8 | 0
2020 | RMPA_2_MAPP_US | RMPA | MAPP_US | External | Summer | B3 | 75 | 200 | 0 | 103.44 | 95.07 | 8 | 0
2020 | RMPA_2_MAPP_US | RMPA | MAPP_US | External | Summer | B4 | 100 | 200 | 0 | 88.77 | 92.05 | 8 | 0
2020 | RMPA_2_MAPP_US | RMPA | MAPP_US | External | Summer | B5 | 200 | 200 | 0 | 88.08 | 90.77 | 8 | 0
2020 | RMPA_2_MAPP_US | RMPA | MAPP_US | External | Summer | B6 | 300 | 200 | 0 | 77.87 | 75.86 | 8 | 0
2020 | RMPA_2_MAPP_US | RMPA | MAPP_US | External | Summer | B7 | 400 | 200 | 0 | 70.38 | 63.38 | 8 | 0
2020 | RMPA_2_MAPP_US | RMPA | MAPP_US | External | Summer | B8 | 500 | 200 | 0 | 68.5 | 56.19 | 8 | 0
2020 | RMPA_2_MAPP_US | RMPA | MAPP_US | External | Summer | B9 | 800 | 200 | 0 | 66.33 | 54.15 | 8 | 0
2020 | RMPA_2_MAPP_US | RMPA | MAPP_US | External | Summer | B10 | 1262 | 200 | 0 | 64.28 | 53.24 | 8 | 0
2020 | RMPA_2_MAPP_US | RMPA | MAPP_US | External | Winter | B16 | 25 | 200 | 0 | 77.97 | 60.07 | 8 | 0
2020 | RMPA_2_MAPP_US | RMPA | MAPP_US | External | Winter | B17 | 100 | 200 | 0 | 73.61 | 65.58 | 8 | 0
2020 | RMPA_2_MAPP_US | RMPA | MAPP_US | External | Winter | B18 | 400 | 200 | 0 | 72.3 | 61.72 | 8 | 0
2020 | RMPA_2_MAPP_US | RMPA | MAPP_US | External | Winter | B19 | 700 | 200 | 0 | 72.3 | 60.07 | 8 | 0
2020 | RMPA_2_MAPP_US | RMPA | MAPP_US | External | Winter | B20 | 935 | 200 | 0 | 61.64 | 55.18 | 8 | 0
2020 | RMPA_2_NE | RMPA | NE | External | Shoulder | B11 | 25 | 310 | 310 | 70.27 | 78.56 | 8 | 0.29
2020 | RMPA_2_NE | RMPA | NE | External | Shoulder | B12 | 200 | 310 | 0 | 70.27 | 63.21 | 8 | 0
2020 | RMPA_2_NE | RMPA | NE | External | Shoulder | B13 | 600 | 310 | 0 | 70.27 | 61.49 | 8 | 0
2020 | RMPA_2_NE | RMPA | NE | External | Shoulder | B14 | 900 | 310 | 0 | 70.27 | 58.61 | 8 | 0
2020 | RMPA_2_NE | RMPA | NE | External | Shoulder | B15 | 1203 | 310 | 0 | 64.29 | 48.37 | 8 | 0
2020 | RMPA_2_NE | RMPA | NE | External | Summer | B1 | 10 | 310 | 0 | 103.44 | 103.42 | 8 | 0
2020 | RMPA_2_NE | RMPA | NE | External | Summer | B2 | 25 | 310 | 0 | 103.44 | 99.9 | 8 | 0
2020 | RMPA_2_NE | RMPA | NE | External | Summer | B3 | 75 | 310 | 0 | 103.44 | 98.44 | 8 | 0
2020 | RMPA_2_NE | RMPA | NE | External | Summer | B4 | 100 | 310 | 0 | 88.77 | 94.05 | 8 | 0
2020 | RMPA_2_NE | RMPA | NE | External | Summer | B5 | 200 | 310 | 0 | 88.08 | 92.77 | 8 | 0
2020 | RMPA_2_NE | RMPA | NE | External | Summer | B6 | 300 | 310 | 0 | 77.87 | 77.86 | 8 | 0
2020 | RMPA_2_NE | RMPA | NE | External | Summer | B7 | 400 | 310 | 0 | 70.38 | 65.38 | 8 | 0
2020 | RMPA_2_NE | RMPA | NE | External | Summer | B8 | 500 | 310 | 0 | 68.5 | 58.19 | 8 | 0
2020 | RMPA_2_NE | RMPA | NE | External | Summer | B9 | 800 | 310 | 0 | 66.33 | 56.15 | 8 | 0
2020 | RMPA_2_NE | RMPA | NE | External | Summer | B10 | 1262 | 310 | 0 | 64.28 | 55.24 | 8 | 0
2020 | RMPA_2_NE | RMPA | NE | External | Winter | B16 | 25 | 310 | 0 | 77.97 | 55.07 | 8 | 0
2020 | RMPA_2_NE | RMPA | NE | External | Winter | B17 | 100 | 310 | 0 | 73.61 | 60.59 | 8 | 0
2020 | RMPA_2_NE | RMPA | NE | External | Winter | B18 | 400 | 310 | 0 | 72.3 | 62.24 | 8 | 0
2020 | RMPA_2_NE | RMPA | NE | External | Winter | B19 | 700 | 310 | 0 | 72.3 | 62.05 | 8 | 0
2020 | RMPA_2_NE | RMPA | NE | External | Winter | B20 | 935 | 310 | 0 | 61.64 | 56.64 | 8 | 0
2020 | RMPA_2_SPP_N | RMPA | SPP_N | External | Shoulder | B11 | 25 | 210 | 0 | 70.27 | 70.57 | 8 | 0
2020 | RMPA_2_SPP_N | RMPA | SPP_N | External | Shoulder | B12 | 200 | 210 | 0 | 70.27 | 63.19 | 8 | 0
2020 | RMPA_2_SPP_N | RMPA | SPP_N | External | Shoulder | B13 | 600 | 210 | 0 | 70.27 | 61.5 | 8 | 0
2020 | RMPA_2_SPP_N | RMPA | SPP_N | External | Shoulder | B14 | 900 | 210 | 0 | 70.27 | 58.62 | 8 | 0
2020 | RMPA_2_SPP_N | RMPA | SPP_N | External | Shoulder | B15 | 1203 | 210 | 0 | 64.29 | 48.38 | 8 | 0
2020 | RMPA_2_SPP_N | RMPA | SPP_N | External | Summer | B1 | 10 | 210 | 0 | 103.44 | 89.73 | 8 | 0
2020 | RMPA_2_SPP_N | RMPA | SPP_N | External | Summer | B2 | 25 | 210 | 0 | 103.44 | 99.9 | 8 | 0
2020 | RMPA_2_SPP_N | RMPA | SPP_N | External | Summer | B3 | 75 | 210 | 0 | 103.44 | 98.46 | 8 | 0
2020 | RMPA_2_SPP_N | RMPA | SPP_N | External | Summer | B4 | 100 | 210 | 0 | 88.77 | 94.05 | 8 | 0
2020 | RMPA_2_SPP_N | RMPA | SPP_N | External | Summer | B5 | 200 | 210 | 0 | 88.08 | 92.78 | 8 | 0
2020 | RMPA_2_SPP_N | RMPA | SPP_N | External | Summer | B6 | 300 | 210 | 0 | 77.87 | 77.87 | 8 | 0
2020 | RMPA_2_SPP_N | RMPA | SPP_N | External | Summer | B7 | 400 | 210 | 0 | 70.38 | 65.39 | 8 | 0
2020 | RMPA_2_SPP_N | RMPA | SPP_N | External | Summer | B8 | 500 | 210 | 0 | 68.5 | 61.82 | 8 | 0
2020 | RMPA_2_SPP_N | RMPA | SPP_N | External | Summer | B9 | 800 | 210 | 0 | 66.33 | 61.33 | 8 | 0
2020 | RMPA_2_SPP_N | RMPA | SPP_N | External | Summer | B10 | 1262 | 210 | 0 | 64.28 | 58.73 | 8 | 0
2020 | RMPA_2_SPP_N | RMPA | SPP_N | External | Winter | B16 | 25 | 210 | 0 | 77.97 | 68.03 | 8 | 0
2020 | RMPA_2_SPP_N | RMPA | SPP_N | External | Winter | B17 | 100 | 210 | 0 | 73.61 | 65.4 | 8 | 0
2020 | RMPA_2_SPP_N | RMPA | SPP_N | External | Winter | B18 | 400 | 210 | 0 | 72.3 | 63.4 | 8 | 0
2020 | RMPA_2_SPP_N | RMPA | SPP_N | External | Winter | B19 | 700 | 210 | 0 | 72.3 | 62.06 | 8 | 0
2020 | RMPA_2_SPP_N | RMPA | SPP_N | External | Winter | B20 | 935 | 210 | 0 | 61.64 | 56.69 | 8 | 0
2020 | SPP_N_2_RMPA | SPP_N | RMPA | External | Shoulder | B11 | 25 | 210 | 0 | 70.57 | 70.27 | 5 | 0
2020 | SPP_N_2_RMPA | SPP_N | RMPA | External | Shoulder | B12 | 200 | 210 | 210 | 63.19 | 70.27 | 5 | 2.08
2020 | SPP_N_2_RMPA | SPP_N | RMPA | External | Shoulder | B13 | 600 | 210 | 210 | 61.5 | 70.27 | 5 | 3.77
2020 | SPP_N_2_RMPA | SPP_N | RMPA | External | Shoulder | B14 | 900 | 210 | 210 | 58.62 | 70.27 | 5 | 6.65
2020 | SPP_N_2_RMPA | SPP_N | RMPA | External | Shoulder | B15 | 1203 | 210 | 210 | 48.38 | 64.29 | 5 | 10.91
2020 | SPP_N_2_RMPA | SPP_N | RMPA | External | Summer | B1 | 10 | 210 | 210 | 89.73 | 103.44 | 5 | 8.72
2020 | SPP_N_2_RMPA | SPP_N | RMPA | External | Summer | B2 | 25 | 210 | 0 | 99.9 | 103.44 | 5 | 0
2020 | SPP_N_2_RMPA | SPP_N | RMPA | External | Summer | B3 | 75 | 210 | 0 | 98.46 | 103.44 | 5 | 0
2020 | SPP_N_2_RMPA | SPP_N | RMPA | External | Summer | B4 | 100 | 210 | 0 | 94.05 | 88.77 | 5 | 0
2020 | SPP_N_2_RMPA | SPP_N | RMPA | External | Summer | B5 | 200 | 210 | 0 | 92.78 | 88.08 | 5 | 0
2020 | SPP_N_2_RMPA | SPP_N | RMPA | External | Summer | B6 | 300 | 210 | 0 | 77.87 | 77.87 | 5 | 0
2020 | SPP_N_2_RMPA | SPP_N | RMPA | External | Summer | B7 | 400 | 210 | 0 | 65.39 | 70.38 | 5 | 0
2020 | SPP_N_2_RMPA | SPP_N | RMPA | External | Summer | B8 | 500 | 210 | 210 | 61.82 | 68.5 | 5 | 1.68
2020 | SPP_N_2_RMPA | SPP_N | RMPA | External | Summer | B9 | 800 | 210 | 125.45 | 61.33 | 66.33 | 5 | 0
2020 | SPP_N_2_RMPA | SPP_N | RMPA | External | Summer | B10 | 1262 | 210 | 210 | 58.73 | 64.28 | 5 | 0.54
2020 | SPP_N_2_RMPA | SPP_N | RMPA | External | Winter | B16 | 25 | 210 | 210 | 68.03 | 77.97 | 5 | 4.94
2020 | SPP_N_2_RMPA | SPP_N | RMPA | External | Winter | B17 | 100 | 210 | 210 | 65.4 | 73.61 | 5 | 3.22
2020 | SPP_N_2_RMPA | SPP_N | RMPA | External | Winter | B18 | 400 | 210 | 210 | 63.4 | 72.3 | 5 | 3.91
2020 | SPP_N_2_RMPA | SPP_N | RMPA | External | Winter | B19 | 700 | 210 | 210 | 62.06 | 72.3 | 5 | 5.24
2020 | SPP_N_2_RMPA | SPP_N | RMPA | External | Winter | B20 | 935 | 210 | 0 | 56.69 | 61.64 | 5 | 0
2020 | SPP_S_2_ERCOT | SPP_S | ERCOT | External | Shoulder | B11 | 25 | 800 | 800 | 70.56 | 95.83 | 5 | 20.27
2020 | SPP_S_2_ERCOT | SPP_S | ERCOT | External | Shoulder | B12 | 200 | 800 | 0 | 63.19 | 67.68 | 5 | 0
2020 | SPP_S_2_ERCOT | SPP_S | ERCOT | External | Shoulder | B13 | 600 | 800 | 0 | 61.5 | 65.2 | 5 | 0
2020 | SPP_S_2_ERCOT | SPP_S | ERCOT | External | Shoulder | B14 | 900 | 800 | 800 | 58.62 | 65.2 | 5 | 1.58
2020 | SPP_S_2_ERCOT | SPP_S | ERCOT | External | Shoulder | B15 | 1203 | 800 | 800 | 45.43 | 65.2 | 5 | 14.77
2020 | SPP_S_2_ERCOT | SPP_S | ERCOT | External | Summer | B1 | 10 | 800 | 800 | 64.02 | 751.19 | 5 | 682.17
2020 | SPP_S_2_ERCOT | SPP_S | ERCOT | External | Summer | B2 | 25 | 800 | 800 | 92.77 | 108.12 | 5 | 10.36
2020 | SPP_S_2_ERCOT | SPP_S | ERCOT | External | Summer | B3 | 75 | 800 | 800 | 98.46 | 108.12 | 5 | 4.67
2020 | SPP_S_2_ERCOT | SPP_S | ERCOT | External | Summer | B4 | 100 | 800 | 25.52 | 92.77 | 97.77 | 5 | 0
2020 | SPP_S_2_ERCOT | SPP_S | ERCOT | External | Summer | B5 | 200 | 800 | 0 | 92.77 | 94.13 | 5 | 0
2020 | SPP_S_2_ERCOT | SPP_S | ERCOT | External | Summer | B6 | 300 | 800 | 800 | 77.87 | 82.91 | 5 | 0.04
2020 | SPP_S_2_ERCOT | SPP_S | ERCOT | External | Summer | B7 | 400 | 800 | 0 | 65.41 | 69.94 | 5 | 0
2020 | SPP_S_2_ERCOT | SPP_S | ERCOT | External | Summer | B8 | 500 | 800 | 0 | 63.87 | 64.06 | 5 | 0
2020 | SPP_S_2_ERCOT | SPP_S | ERCOT | External | Summer | B9 | 800 | 800 | 0 | 63.84 | 64.06 | 5 | 0
2020 | SPP_S_2_ERCOT | SPP_S | ERCOT | External | Summer | B10 | 1262 | 800 | 800 | 58.75 | 64.06 | 5 | 0.31
2020 | SPP_S_2_ERCOT | SPP_S | ERCOT | External | Winter | B16 | 25 | 800 | 598.76 | 68.03 | 73.03 | 5 | 0
2020 | SPP_S_2_ERCOT | SPP_S | ERCOT | External | Winter | B17 | 100 | 800 | 0 | 65.4 | 67.67 | 5 | 0
2020 | SPP_S_2_ERCOT | SPP_S | ERCOT | External | Winter | B18 | 400 | 800 | 0 | 63.4 | 67.67 | 5 | 0
2020 | SPP_S_2_ERCOT | SPP_S | ERCOT | External | Winter | B19 | 700 | 800 | 800 | 62.07 | 67.67 | 5 | 0.59
2020 | SPP_S_2_ERCOT | SPP_S | ERCOT | External | Winter | B20 | 935 | 800 | 800 | 56.71 | 67.67 | 5 | 5.96
2025 | AZ_NM_SNV_Coal_2_SPP_S | AZ_NM_SNV_Coal | SPP_S | External | Shoulder | B11 | 25 | 400 | 0 | 73.14 | 73.92 | 8.17 | 0
2025 | AZ_NM_SNV_Coal_2_SPP_S | AZ_NM_SNV_Coal | SPP_S | External | Shoulder | B12 | 200 | 400 | 0 | 72.47 | 65.67 | 8.17 | 0
2025 | AZ_NM_SNV_Coal_2_SPP_S | AZ_NM_SNV_Coal | SPP_S | External | Shoulder | B13 | 600 | 400 | 0 | 72.47 | 65.67 | 8.17 | 0
2025 | AZ_NM_SNV_Coal_2_SPP_S | AZ_NM_SNV_Coal | SPP_S | External | Shoulder | B14 | 900 | 400 | 0 | 72.47 | 50.63 | 8.17 | 0
2025 | AZ_NM_SNV_Coal_2_SPP_S | AZ_NM_SNV_Coal | SPP_S | External | Shoulder | B15 | 1203 | 400 | 0 | 72.47 | 0.01 | 8.17 | 0
2025 | AZ_NM_SNV_Coal_2_SPP_S | AZ_NM_SNV_Coal | SPP_S | External | Summer | B1 | 10 | 400 | 0 | 751.2 | 69.08 | 8.17 | 0
2025 | AZ_NM_SNV_Coal_2_SPP_S | AZ_NM_SNV_Coal | SPP_S | External | Summer | B2 | 25 | 400 | 0 | 142.15 | 112.35 | 8.17 | 0
2025 | AZ_NM_SNV_Coal_2_SPP_S | AZ_NM_SNV_Coal | SPP_S | External | Summer | B3 | 75 | 400 | 0 | 131.55 | 114.74 | 8.17 | 0
2025 | AZ_NM_SNV_Coal_2_SPP_S | AZ_NM_SNV_Coal | SPP_S | External | Summer | B4 | 100 | 400 | 0 | 120.14 | 108.27 | 8.17 | 0
2025 | AZ_NM_SNV_Coal_2_SPP_S | AZ_NM_SNV_Coal | SPP_S | External | Summer | B5 | 200 | 400 | 0 | 101.31 | 104.49 | 8.17 | 0
2025 | AZ_NM_SNV_Coal_2_SPP_S | AZ_NM_SNV_Coal | SPP_S | External | Summer | B6 | 300 | 400 | 0 | 95.14 | 96.02 | 8.17 | 0
2025 | AZ_NM_SNV_Coal_2_SPP_S | AZ_NM_SNV_Coal | SPP_S | External | Summer | B7 | 400 | 400 | 0 | 86.99 | 72.29 | 8.17 | 0
2025 | AZ_NM_SNV_Coal_2_SPP_S | AZ_NM_SNV_Coal | SPP_S | External | Summer | B8 | 500 | 400 | 0 | 86.98 | 68.93 | 8.17 | 0
2025 | AZ_NM_SNV_Coal_2_SPP_S | AZ_NM_SNV_Coal | SPP_S | External | Summer | B9 | 800 | 400 | 0 | 80.85 | 68.93 | 8.17 | 0
2025 | AZ_NM_SNV_Coal_2_SPP_S | AZ_NM_SNV_Coal | SPP_S | External | Summer | B10 | 1262 | 400 | 0 | 70.66 | 58.19 | 8.17 | 0
2025 | AZ_NM_SNV_Coal_2_SPP_S | AZ_NM_SNV_Coal | SPP_S | External | Winter | B16 | 25 | 400 | 0 | 76.32 | 71.08 | 8.17 | 0
2025 | AZ_NM_SNV_Coal_2_SPP_S | AZ_NM_SNV_Coal | SPP_S | External | Winter | B17 | 100 | 400 | 0 | 75.83 | 68.53 | 8.17 | 0
2025 | AZ_NM_SNV_Coal_2_SPP_S | AZ_NM_SNV_Coal | SPP_S | External | Winter | B18 | 400 | 400 | 0 | 75.83 | 68.53 | 8.17 | 0
2025 | AZ_NM_SNV_Coal_2_SPP_S | AZ_NM_SNV_Coal | SPP_S | External | Winter | B19 | 700 | 400 | 0 | 75.83 | 64 | 8.17 | 0
2025 | AZ_NM_SNV_Coal_2_SPP_S | AZ_NM_SNV_Coal | SPP_S | External | Winter | B20 | 935 | 400 | 0 | 75.83 | 48.67 | 8.17 | 0
2025 | ERCOT_2_SPP_S | ERCOT | SPP_S | External | Shoulder | B11 | 25 | 800 | 0 | 78.92 | 73.92 | 8 | 0
2025 | ERCOT_2_SPP_S | ERCOT | SPP_S | External | Shoulder | B12 | 200 | 800 | 0 | 70.39 | 65.67 | 8 | 0
2025 | ERCOT_2_SPP_S | ERCOT | SPP_S | External | Shoulder | B13 | 600 | 800 | 0 | 70.39 | 65.67 | 8 | 0
2025 | ERCOT_2_SPP_S | ERCOT | SPP_S | External | Shoulder | B14 | 900 | 800 | 0 | 70.39 | 50.63 | 8 | 0
2025 | ERCOT_2_SPP_S | ERCOT | SPP_S | External | Shoulder | B15 | 1203 | 800 | 0 | 61.28 | 0.01 | 8 | 0
2025 | ERCOT_2_SPP_S | ERCOT | SPP_S | External | Summer | B1 | 10 | 800 | 0 | 751.19 | 69.08 | 8 | 0
2025 | ERCOT_2_SPP_S | ERCOT | SPP_S | External | Summer | B2 | 25 | 800 | 0 | 751.19 | 112.35 | 8 | 0
2025 | ERCOT_2_SPP_S | ERCOT | SPP_S | External | Summer | B3 | 75 | 800 | 0 | 218.58 | 114.74 | 8 | 0
2025 | ERCOT_2_SPP_S | ERCOT | SPP_S | External | Summer | B4 | 100 | 800 | 0 | 116.34 | 108.27 | 8 | 0
2025 | ERCOT_2_SPP_S | ERCOT | SPP_S | External | Summer | B5 | 200 | 800 | 0 | 109.49 | 104.49 | 8 | 0
2025 | ERCOT_2_SPP_S | ERCOT | SPP_S | External | Summer | B6 | 300 | 800 | 800 | 81.97 | 96.02 | 8 | 6.05
2025 | ERCOT_2_SPP_S | ERCOT | SPP_S | External | Summer | B7 | 400 | 800 | 0 | 75.5 | 72.29 | 8 | 0
2025 | ERCOT_2_SPP_S | ERCOT | SPP_S | External | Summer | B8 | 500 | 800 | 0 | 69.14 | 68.93 | 8 | 0
2025 | ERCOT_2_SPP_S | ERCOT | SPP_S | External | Summer | B9 | 800 | 800 | 0 | 69.14 | 68.93 | 8 | 0
2025 | ERCOT_2_SPP_S | ERCOT | SPP_S | External | Summer | B10 | 1262 | 800 | 0 | 69.14 | 58.19 | 8 | 0
2025 | ERCOT_2_SPP_S | ERCOT | SPP_S | External | Winter | B16 | 25 | 800 | 0 | 76.83 | 71.08 | 8 | 0
2025 | ERCOT_2_SPP_S | ERCOT | SPP_S | External | Winter | B17 | 100 | 800 | 0 | 73.11 | 68.53 | 8 | 0
2025 | ERCOT_2_SPP_S | ERCOT | SPP_S | External | Winter | B18 | 400 | 800 | 0 | 73.11 | 68.53 | 8 | 0
2025 | ERCOT_2_SPP_S | ERCOT | SPP_S | External | Winter | B19 | 700 | 800 | 0 | 73.11 | 64 | 8 | 0
2025 | ERCOT_2_SPP_S | ERCOT | SPP_S | External | Winter | B20 | 935 | 800 | 0 | 63.59 | 48.67 | 8 | 0
2025 | MAPP_US_2_RMPA | MAPP_US | RMPA | External | Shoulder | B11 | 25 | 200 | 0 | 72.1 | 76.42 | 8 | 0
2025 | MAPP_US_2_RMPA | MAPP_US | RMPA | External | Shoulder | B12 | 200 | 200 | 200 | 63.64 | 76.42 | 8 | 4.78
2025 | MAPP_US_2_RMPA | MAPP_US | RMPA | External | Shoulder | B13 | 600 | 200 | 200 | 60.64 | 76.42 | 8 | 7.78
2025 | MAPP_US_2_RMPA | MAPP_US | RMPA | External | Shoulder | B14 | 900 | 200 | 200 | 53.87 | 76.42 | 8 | 14.55
2025 | MAPP_US_2_RMPA | MAPP_US | RMPA | External | Shoulder | B15 | 1203 | 200 | 200 | 16.68 | 76.42 | 8 | 51.75
2025 | MAPP_US_2_RMPA | MAPP_US | RMPA | External | Summer | B1 | 10 | 200 | 0 | 141.99 | 135.99 | 8 | 0
2025 | MAPP_US_2_RMPA | MAPP_US | RMPA | External | Summer | B2 | 25 | 200 | 0 | 107.3 | 111.97 | 8 | 0
2025 | MAPP_US_2_RMPA | MAPP_US | RMPA | External | Summer | B3 | 75 | 200 | 200 | 103.82 | 111.97 | 8 | 0.15
2025 | MAPP_US_2_RMPA | MAPP_US | RMPA | External | Summer | B4 | 100 | 200 | 200 | 100.23 | 111.97 | 8 | 3.74
2025 | MAPP_US_2_RMPA | MAPP_US | RMPA | External | Summer | B5 | 200 | 200 | 200 | 100.23 | 109.48 | 8 | 1.25
2025 | MAPP_US_2_RMPA | MAPP_US | RMPA | External | Summer | B6 | 300 | 200 | 200 | 94.01 | 103.31 | 8 | 1.3
2025 | MAPP_US_2_RMPA | MAPP_US | RMPA | External | Summer | B7 | 400 | 200 | 200 | 66 | 95.14 | 8 | 21.14
2025 | MAPP_US_2_RMPA | MAPP_US | RMPA | External | Summer | B8 | 500 | 200 | 200 | 58.94 | 78.81 | 8 | 11.87
2025 | MAPP_US_2_RMPA | MAPP_US | RMPA | External | Summer | B9 | 800 | 200 | 200 | 57.41 | 77.22 | 8 | 11.8
2025 | MAPP_US_2_RMPA | MAPP_US | RMPA | External | Summer | B10 | 1262 | 200 | 200 | 48.9 | 77.22 | 8 | 20.32
2025 | MAPP_US_2_RMPA | MAPP_US | RMPA | External | Winter | B16 | 25 | 200 | 200 | 9.68 | 92.91 | 8 | 75.24
2025 | MAPP_US_2_RMPA | MAPP_US | RMPA | External | Winter | B17 | 100 | 200 | 200 | 54.52 | 80.16 | 8 | 17.64
2025 | MAPP_US_2_RMPA | MAPP_US | RMPA | External | Winter | B18 | 400 | 200 | 200 | 61.02 | 80.16 | 8 | 11.14
2025 | MAPP_US_2_RMPA | MAPP_US | RMPA | External | Winter | B19 | 700 | 200 | 200 | 61.02 | 80.16 | 8 | 11.14
2025 | MAPP_US_2_RMPA | MAPP_US | RMPA | External | Winter | B20 | 935 | 200 | 200 | 53.64 | 76.58 | 8 | 14.94
2025 | NE_2_RMPA | NE | RMPA | External | Shoulder | B11 | 25 | 310 | 0 | 74.1 | 76.42 | 5 | 0
2025 | NE_2_RMPA | NE | RMPA | External | Shoulder | B12 | 200 | 310 | 310 | 65.64 | 76.42 | 5 | 5.78
2025 | NE_2_RMPA | NE | RMPA | External | Shoulder | B13 | 600 | 310 | 310 | 62.64 | 76.42 | 5 | 8.78
2025 | NE_2_RMPA | NE | RMPA | External | Shoulder | B14 | 900 | 310 | 310 | 50.63 | 76.42 | 5 | 20.79
2025 | NE_2_RMPA | NE | RMPA | External | Shoulder | B15 | 1203 | 310 | 310 | 11.68 | 76.42 | 5 | 59.75
2025 | NE_2_RMPA | NE | RMPA | External | Summer | B1 | 10 | 310 | 0 | 143.99 | 135.99 | 5 | 0
2025 | NE_2_RMPA | NE | RMPA | External | Summer | B2 | 25 | 310 | 0 | 109.3 | 111.97 | 5 | 0
2025 | NE_2_RMPA | NE | RMPA | External | Summer | B3 | 75 | 310 | 37.78 | 106.97 | 111.97 | 5 | 0
2025 | NE_2_RMPA | NE | RMPA | External | Summer | B4 | 100 | 310 | 0 | 107.23 | 111.97 | 5 | 0
2025 | NE_2_RMPA | NE | RMPA | External | Summer | B5 | 200 | 310 | 258.67 | 104.48 | 109.48 | 5 | 0
2025 | NE_2_RMPA | NE | RMPA | External | Summer | B6 | 300 | 310 | 310 | 96.01 | 103.31 | 5 | 2.3
2025 | NE_2_RMPA | NE | RMPA | External | Summer | B7 | 400 | 310 | 310 | 68 | 95.14 | 5 | 22.14
2025 | NE_2_RMPA | NE | RMPA | External | Summer | B8 | 500 | 310 | 310 | 60.94 | 78.81 | 5 | 12.87
2025 | NE_2_RMPA | NE | RMPA | External | Summer | B9 | 800 | 310 | 310 | 59.41 | 77.22 | 5 | 12.8
2025 | NE_2_RMPA | NE | RMPA | External | Summer | B10 | 1262 | 310 | 310 | 50.9 | 77.22 | 5 | 21.32
2025 | NE_2_RMPA | NE | RMPA | External | Winter | B16 | 25 | 310 | 310 | 11.68 | 92.91 | 5 | 76.24
2025 | NE_2_RMPA | NE | RMPA | External | Winter | B17 | 100 | 310 | 310 | 49.52 | 80.16 | 5 | 25.64
2025 | NE_2_RMPA | NE | RMPA | External | Winter | B18 | 400 | 310 | 310 | 63.02 | 80.16 | 5 | 12.14
2025 | NE_2_RMPA | NE | RMPA | External | Winter | B19 | 700 | 310 | 310 | 63.02 | 80.16 | 5 | 12.14
2025 | NE_2_RMPA | NE | RMPA | External | Winter | B20 | 935 | 310 | 310 | 48.64 | 76.58 | 5 | 22.94
2025 | NWPP_Coal_2_MAPP_US | NWPP_Coal | MAPP_US | External | Shoulder | B11 | 25 | 150 | 0 | 80.63 | 72.1 | 8 | 0
2025 | NWPP_Coal_2_MAPP_US | NWPP_Coal | MAPP_US | External | Shoulder | B12 | 200 | 150 | 0 | 80.63 | 63.64 | 8 | 0
2025 | NWPP_Coal_2_MAPP_US | NWPP_Coal | MAPP_US | External | Shoulder | B13 | 600 | 150 | 0 | 80.63 | 60.64 | 8 | 0
2025 | NWPP_Coal_2_MAPP_US | NWPP_Coal | MAPP_US | External | Shoulder | B14 | 900 | 150 | 0 | 80.63 | 53.87 | 8 | 0
2025 | NWPP_Coal_2_MAPP_US | NWPP_Coal | MAPP_US | External | Shoulder | B15 | 1203 | 150 | 0 | 80.63 | 16.68 | 8 | 0
2025 | NWPP_Coal_2_MAPP_US | NWPP_Coal | MAPP_US | External | Summer | B1 | 10 | 150 | 150 | 106.04 | 141.99 | 8 | 27.95
2025 | NWPP_Coal_2_MAPP_US | NWPP_Coal | MAPP_US | External | Summer | B2 | 25 | 150 | 68.33 | 99.3 | 107.3 | 8 | 0
2025 | NWPP_Coal_2_MAPP_US | NWPP_Coal | MAPP_US | External | Summer | B3 | 75 | 150 | 150 | 86.98 | 103.82 | 8 | 8.84
2025 | NWPP_Coal_2_MAPP_US | NWPP_Coal | MAPP_US | External | Summer | B4 | 100 | 150 | 150 | 86.98 | 100.23 | 8 | 5.25
2025 | NWPP_Coal_2_MAPP_US | NWPP_Coal | MAPP_US | External | Summer | B5 | 200 | 150 | 150 | 86.98 | 100.23 | 8 | 5.25
2025 | NWPP_Coal_2_MAPP_US | NWPP_Coal | MAPP_US | External | Summer | B6 | 300 | 150 | 0 | 86.98 | 94.01 | 8 | 0
2025 | NWPP_Coal_2_MAPP_US | NWPP_Coal | MAPP_US | External | Summer | B7 | 400 | 150 | 0 | 86.98 | 66 | 8 | 0
2025 | NWPP_Coal_2_MAPP_US | NWPP_Coal | MAPP_US | External | Summer | B8 | 500 | 150 | 0 | 86.98 | 58.94 | 8 | 0
2025 | NWPP_Coal_2_MAPP_US | NWPP_Coal | MAPP_US | External | Summer | B9 | 800 | 150 | 0 | 86.98 | 57.41 | 8 | 0
2025 | NWPP_Coal_2_MAPP_US | NWPP_Coal | MAPP_US | External | Summer | B10 | 1262 | 150 | 0 | 86.98 | 48.9 | 8 | 0
2025 | NWPP_Coal_2_MAPP_US | NWPP_Coal | MAPP_US | External | Winter | B16 | 25 | 150 | 0 | 84.75 | 9.68 | 8 | 0
2025 | NWPP_Coal_2_MAPP_US | NWPP_Coal | MAPP_US | External | Winter | B17 | 100 | 150 | 0 | 84.75 | 54.52 | 8 | 0
2025 | NWPP_Coal_2_MAPP_US | NWPP_Coal | MAPP_US | External | Winter | B18 | 400 | 150 | 0 | 84.75 | 61.02 | 8 | 0
2025 | NWPP_Coal_2_MAPP_US | NWPP_Coal | MAPP_US | External | Winter | B19 | 700 | 150 | 0 | 84.75 | 61.02 | 8 | 0
2025 | NWPP_Coal_2_MAPP_US | NWPP_Coal | MAPP_US | External | Winter | B20 | 935 | 150 | 0 | 84.75 | 53.64 | 8 | 0
2025 | RMPA_2_MAPP_US | RMPA | MAPP_US | External | Shoulder | B11 | 25 | 200 | 0 | 76.42 | 72.1 | 8 | 0
2025 | RMPA_2_MAPP_US | RMPA | MAPP_US | External | Shoulder | B12 | 200 | 200 | 0 | 76.42 | 63.64 | 8 | 0
2025 | RMPA_2_MAPP_US | RMPA | MAPP_US | External | Shoulder | B13 | 600 | 200 | 0 | 76.42 | 60.64 | 8 | 0
2025 | RMPA_2_MAPP_US | RMPA | MAPP_US | External | Shoulder | B14 | 900 | 200 | 0 | 76.42 | 53.87 | 8 | 0
2025 | RMPA_2_MAPP_US | RMPA | MAPP_US | External | Shoulder | B15 | 1203 | 200 | 0 | 76.42 | 16.68 | 8 | 0
2025 | RMPA_2_MAPP_US | RMPA | MAPP_US | External | Summer | B1 | 10 | 200 | 0 | 135.99 | 141.99 | 8 | 0
2025 | RMPA_2_MAPP_US | RMPA | MAPP_US | External | Summer | B2 | 25 | 200 | 0 | 111.97 | 107.3 | 8 | 0
2025 | RMPA_2_MAPP_US | RMPA | MAPP_US | External | Summer | B3 | 75 | 200 | 0 | 111.97 | 103.82 | 8 | 0
2025 | RMPA_2_MAPP_US | RMPA | MAPP_US | External | Summer | B4 | 100 | 200 | 0 | 111.97 | 100.23 | 8 | 0
2025 | RMPA_2_MAPP_US | RMPA | MAPP_US | External | Summer | B5 | 200 | 200 | 0 | 109.48 | 100.23 | 8 | 0
2025 | RMPA_2_MAPP_US | RMPA | MAPP_US | External | Summer | B6 | 300 | 200 | 0 | 103.31 | 94.01 | 8 | 0
2025 | RMPA_2_MAPP_US | RMPA | MAPP_US | External | Summer | B7 | 400 | 200 | 0 | 95.14 | 66 | 8 | 0
2025 | RMPA_2_MAPP_US | RMPA | MAPP_US | External | Summer | B8 | 500 | 200 | 0 | 78.81 | 58.94 | 8 | 0
2025 | RMPA_2_MAPP_US | RMPA | MAPP_US | External | Summer | B9 | 800 | 200 | 0 | 77.22 | 57.41 | 8 | 0
2025 | RMPA_2_MAPP_US | RMPA | MAPP_US | External | Summer | B10 | 1262 | 200 | 0 | 77.22 | 48.9 | 8 | 0
2025 | RMPA_2_MAPP_US | RMPA | MAPP_US | External | Winter | B16 | 25 | 200 | 0 | 92.91 | 9.68 | 8 | 0
2025 | RMPA_2_MAPP_US | RMPA | MAPP_US | External | Winter | B17 | 100 | 200 | 0 | 80.16 | 54.52 | 8 | 0
2025 | RMPA_2_MAPP_US | RMPA | MAPP_US | External | Winter | B18 | 400 | 200 | 0 | 80.16 | 61.02 | 8 | 0
2025 | RMPA_2_MAPP_US | RMPA | MAPP_US | External | Winter | B19 | 700 | 200 | 0 | 80.16 | 61.02 | 8 | 0
2025 | RMPA_2_MAPP_US | RMPA | MAPP_US | External | Winter | B20 | 935 | 200 | 0 | 76.58 | 53.64 | 8 | 0
2025 | RMPA_2_NE | RMPA | NE | External | Shoulder | B11 | 25 | 310 | 0 | 76.42 | 74.1 | 8 | 0
2025 | RMPA_2_NE | RMPA | NE | External | Shoulder | B12 | 200 | 310 | 0 | 76.42 | 65.64 | 8 | 0
2025 | RMPA_2_NE | RMPA | NE | External | Shoulder | B13 | 600 | 310 | 0 | 76.42 | 62.64 | 8 | 0
2025 | RMPA_2_NE | RMPA | NE | External | Shoulder | B14 | 900 | 310 | 0 | 76.42 | 50.63 | 8 | 0
2025 | RMPA_2_NE | RMPA | NE | External | Shoulder | B15 | 1203 | 310 | 0 | 76.42 | 11.68 | 8 | 0
2025 | RMPA_2_NE | RMPA | NE | External | Summer | B1 | 10 | 310 | 250.46 | 135.99 | 143.99 | 8 | 0
2025 | RMPA_2_NE | RMPA | NE | External | Summer | B2 | 25 | 310 | 0 | 111.97 | 109.3 | 8 | 0
2025 | RMPA_2_NE | RMPA | NE | External | Summer | B3 | 75 | 310 | 0 | 111.97 | 106.97 | 8 | 0
2025 | RMPA_2_NE | RMPA | NE | External | Summer | B4 | 100 | 310 | 0 | 111.97 | 107.23 | 8 | 0
2025 | RMPA_2_NE | RMPA | NE | External | Summer | B5 | 200 | 310 | 0 | 109.48 | 104.48 | 8 | 0
2025 | RMPA_2_NE | RMPA | NE | External | Summer | B6 | 300 | 310 | 0 | 103.31 | 96.01 | 8 | 0
2025 | RMPA_2_NE | RMPA | NE | External | Summer | B7 | 400 | 310 | 0 | 95.14 | 68 | 8 | 0
2025 | RMPA_2_NE | RMPA | NE | External | Summer | B8 | 500 | 310 | 0 | 78.81 | 60.94 | 8 | 0
2025 | RMPA_2_NE | RMPA | NE | External | Summer | B9 | 800 | 310 | 0 | 77.22 | 59.41 | 8 | 0
2025 | RMPA_2_NE | RMPA | NE | External | Summer | B10 | 1262 | 310 | 0 | 77.22 | 50.9 | 8 | 0
2025 | RMPA_2_NE | RMPA | NE | External | Winter | B16 | 25 | 310 | 0 | 92.91 | 11.68 | 8 | 0
2025 | RMPA_2_NE | RMPA | NE | External | Winter | B17 | 100 | 310 | 0 | 80.16 | 49.52 | 8 | 0
2025 | RMPA_2_NE | RMPA | NE | External | Winter | B18 | 400 | 310 | 0 | 80.16 | 63.02 | 8 | 0
2025 | RMPA_2_NE | RMPA | NE | External | Winter | B19 | 700 | 310 | 0 | 80.16 | 63.02 | 8 | 0
2025 | RMPA_2_NE | RMPA | NE | External | Winter | B20 | 935 | 310 | 0 | 76.58 | 48.64 | 8 | 0
2025 | RMPA_2_SPP_N | RMPA | SPP_N | External | Shoulder | B11 | 25 | 210 | 0 | 76.42 | 74.1 | 8 | 0
2025 | RMPA_2_SPP_N | RMPA | SPP_N | External | Shoulder | B12 | 200 | 210 | 0 | 76.42 | 65.65 | 8 | 0
2025 | RMPA_2_SPP_N | RMPA | SPP_N | External | Shoulder | B13 | 600 | 210 | 0 | 76.42 | 65.65 | 8 | 0
2025 | RMPA_2_SPP_N | RMPA | SPP_N | External | Shoulder | B14 | 900 | 210 | 0 | 76.42 | 50.64 | 8 | 0
2025 | RMPA_2_SPP_N | RMPA | SPP_N | External | Shoulder | B15 | 1203 | 210 | 0 | 76.42 | 0.02 | 8 | 0
2025 | RMPA_2_SPP_N | RMPA | SPP_N | External | Summer | B1 | 10 | 210 | 0 | 135.99 | 112.65 | 8 | 0
2025 | RMPA_2_SPP_N | RMPA | SPP_N | External | Summer | B2 | 25 | 210 | 0 | 111.97 | 113.28 | 8 | 0
2025 | RMPA_2_SPP_N | RMPA | SPP_N | External | Summer | B3 | 75 | 210 | 0 | 111.97 | 114.74 | 8 | 0
2025 | RMPA_2_SPP_N | RMPA | SPP_N | External | Summer | B4 | 100 | 210 | 0 | 111.97 | 108.27 | 8 | 0
2025 | RMPA_2_SPP_N | RMPA | SPP_N | External | Summer | B5 | 200 | 210 | 0 | 109.48 | 104.49 | 8 | 0
2025 | RMPA_2_SPP_N | RMPA | SPP_N | External | Summer | B6 | 300 | 210 | 0 | 103.31 | 96.02 | 8 | 0
2025 | RMPA_2_SPP_N | RMPA | SPP_N | External | Summer | B7 | 400 | 210 | 0 | 95.14 | 72.28 | 8 | 0
2025 | RMPA_2_SPP_N | RMPA | SPP_N | External | Summer | B8 | 500 | 210 | 0 | 78.81 | 68.91 | 8 | 0
2025 | RMPA_2_SPP_N | RMPA | SPP_N | External | Summer | B9 | 800 | 210 | 0 | 77.22 | 66.61 | 8 | 0
2025 | RMPA_2_SPP_N | RMPA | SPP_N | External | Summer | B10 | 1262 | 210 | 0 | 77.22 | 58.18 | 8 | 0
2025 | RMPA_2_SPP_N | RMPA | SPP_N | External | Winter | B16 | 25 | 210 | 0 | 92.91 | 71.07 | 8 | 0
2025 | RMPA_2_SPP_N | RMPA | SPP_N | External | Winter | B17 | 100 | 210 | 0 | 80.16 | 68.52 | 8 | 0
2025 | RMPA_2_SPP_N | RMPA | SPP_N | External | Winter | B18 | 400 | 210 | 0 | 80.16 | 68.52 | 8 | 0
2025 | RMPA_2_SPP_N | RMPA | SPP_N | External | Winter | B19 | 700 | 210 | 0 | 80.16 | 63.98 | 8 | 0
2025 | RMPA_2_SPP_N | RMPA | SPP_N | External | Winter | B20 | 935 | 210 | 0 | 76.58 | 48.66 | 8 | 0
2025 | SPP_N_2_RMPA | SPP_N | RMPA | External | Shoulder | B11 | 25 | 210 | 0 | 74.1 | 76.42 | 5 | 0
2025 | SPP_N_2_RMPA | SPP_N | RMPA | External | Shoulder | B12 | 200 | 210 | 210 | 65.65 | 76.42 | 5 | 5.77
2025 | SPP_N_2_RMPA | SPP_N | RMPA | External | Shoulder | B13 | 600 | 210 | 210 | 65.65 | 76.42 | 5 | 5.77
2025 | SPP_N_2_RMPA | SPP_N | RMPA | External | Shoulder | B14 | 900 | 210 | 210 | 50.64 | 76.42 | 5 | 20.78
2025 | SPP_N_2_RMPA | SPP_N | RMPA | External | Shoulder | B15 | 1203 | 210 | 210 | 0.02 | 76.42 | 5 | 71.4
2025 | SPP_N_2_RMPA | SPP_N | RMPA | External | Summer | B1 | 10 | 210 | 210 | 112.65 | 135.99 | 5 | 18.34
2025 | SPP_N_2_RMPA | SPP_N | RMPA | External | Summer | B2 | 25 | 210 | 0 | 113.28 | 111.97 | 5 | 0
2025 | SPP_N_2_RMPA | SPP_N | RMPA | External | Summer | B3 | 75 | 210 | 0 | 114.74 | 111.97 | 5 | 0
2025 | SPP_N_2_RMPA | SPP_N | RMPA | External | Summer | B4 | 100 | 210 | 0 | 108.27 | 111.97 | 5 | 0
2025 | SPP_N_2_RMPA | SPP_N | RMPA | External | Summer | B5 | 200 | 210 | 0 | 104.49 | 109.48 | 5 | 0
2025 | SPP_N_2_RMPA | SPP_N | RMPA | External | Summer | B6 | 300 | 210 | 210 | 96.02 | 103.31 | 5 | 2.29
2025 | SPP_N_2_RMPA | SPP_N | RMPA | External | Summer | B7 | 400 | 210 | 210 | 72.28 | 95.14 | 5 | 17.86
2025 | SPP_N_2_RMPA | SPP_N | RMPA | External | Summer | B8 | 500 | 210 | 210 | 68.91 | 78.81 | 5 | 4.9
2025 | SPP_N_2_RMPA | SPP_N | RMPA | External | Summer | B9 | 800 | 210 | 210 | 66.61 | 77.22 | 5 | 5.61
2025 | SPP_N_2_RMPA | SPP_N | RMPA | External | Summer | B10 | 1262 | 210 | 210 | 58.18 | 77.22 | 5 | 14.03
2025 | SPP_N_2_RMPA | SPP_N | RMPA | External | Winter | B16 | 25 | 210 | 210 | 71.07 | 92.91 | 5 | 16.84
2025 | SPP_N_2_RMPA | SPP_N | RMPA | External | Winter | B17 | 100 | 210 | 210 | 68.52 | 80.16 | 5 | 6.64
2025 | SPP_N_2_RMPA | SPP_N | RMPA | External | Winter | B18 | 400 | 210 | 210 | 68.52 | 80.16 | 5 | 6.64
2025 | SPP_N_2_RMPA | SPP_N | RMPA | External | Winter | B19 | 700 | 210 | 210 | 63.98 | 80.16 | 5 | 11.18
2025 | SPP_N_2_RMPA | SPP_N | RMPA | External | Winter | B20 | 935 | 210 | 210 | 48.66 | 76.58 | 5 | 22.93
2025 | SPP_S_2_ERCOT | SPP_S | ERCOT | External | Shoulder | B11 | 25 | 800 | 17.32 | 73.92 | 78.92 | 5 | 0
2025 | SPP_S_2_ERCOT | SPP_S | ERCOT | External | Shoulder | B12 | 200 | 800 | 0 | 65.67 | 70.39 | 5 | 0
2025 | SPP_S_2_ERCOT | SPP_S | ERCOT | External | Shoulder | B13 | 600 | 800 | 0 | 65.67 | 70.39 | 5 | 0
2025 | SPP_S_2_ERCOT | SPP_S | ERCOT | External | Shoulder | B14 | 900 | 800 | 800 | 50.63 | 70.39 | 5 | 14.76
2025 | SPP_S_2_ERCOT | SPP_S | ERCOT | External | Shoulder | B15 | 1203 | 800 | 800 | 0.01 | 61.28 | 5 | 56.27
2025 | SPP_S_2_ERCOT | SPP_S | ERCOT | External | Summer | B1 | 10 | 800 | 800 | 69.08 | 751.19 | 5 | 677.1
2025 | SPP_S_2_ERCOT | SPP_S | ERCOT | External | Summer | B2 | 25 | 800 | 800 | 112.35 | 751.19 | 5 | 633.83
2025 | SPP_S_2_ERCOT | SPP_S | ERCOT | External | Summer | B3 | 75 | 800 | 800 | 114.74 | 218.58 | 5 | 98.84
2025 | SPP_S_2_ERCOT | SPP_S | ERCOT | External | Summer | B4 | 100 | 800 | 800 | 108.27 | 116.34 | 5 | 3.07
2025 | SPP_S_2_ERCOT | SPP_S | ERCOT | External | Summer | B5 | 200 | 800 | 383.82 | 104.49 | 109.49 | 5 | 0
2025 | SPP_S_2_ERCOT | SPP_S | ERCOT | External | Summer | B6 | 300 | 800 | 0 | 96.02 | 81.97 | 5 | 0
2025 | SPP_S_2_ERCOT | SPP_S | ERCOT | External | Summer | B7 | 400 | 800 | 0 | 72.29 | 75.5 | 5 | 0
2025 | SPP_S_2_ERCOT | SPP_S | ERCOT | External | Summer | B8 | 500 | 800 | 0 | 68.93 | 69.14 | 5 | 0
2025 | SPP_S_2_ERCOT | SPP_S | ERCOT | External | Summer | B9 | 800 | 800 | 0 | 68.93 | 69.14 | 5 | 0
2025 | SPP_S_2_ERCOT | SPP_S | ERCOT | External | Summer | B10 | 1262 | 800 | 800 | 58.19 | 69.14 | 5 | 5.94
2025 | SPP_S_2_ERCOT | SPP_S | ERCOT | External | Winter | B16 | 25 | 800 | 800 | 71.08 | 76.83 | 5 | 0.75
2025 | SPP_S_2_ERCOT | SPP_S | ERCOT | External | Winter | B17 | 100 | 800 | 0 | 68.53 | 73.11 | 5 | 0
2025 | SPP_S_2_ERCOT | SPP_S | ERCOT | External | Winter | B18 | 400 | 800 | 0 | 68.53 | 73.11 | 5 | 0
2025 | SPP_S_2_ERCOT | SPP_S | ERCOT | External | Winter | B19 | 700 | 800 | 800 | 64 | 73.11 | 5 | 4.11
2025 | SPP_S_2_ERCOT | SPP_S | ERCOT | External | Winter | B20 | 935 | 800 | 800 | 48.67 | 63.59 | 5 | 9.92
2030 | AZ_NM_SNV_Coal_2_SPP_S | AZ_NM_SNV_Coal | SPP_S | External | Shoulder | B11 | 25 | 400 | 0 | 92.65 | 90.12 | 8.17 | 0
2030 | AZ_NM_SNV_Coal_2_SPP_S | AZ_NM_SNV_Coal | SPP_S | External | Shoulder | B12 | 200 | 400 | 0 | 92.65 | 85.32 | 8.17 | 0
2030 | AZ_NM_SNV_Coal_2_SPP_S | AZ_NM_SNV_Coal | SPP_S | External | Shoulder | B13 | 600 | 400 | 0 | 92.65 | 79.33 | 8.17 | 0
2030 | AZ_NM_SNV_Coal_2_SPP_S | AZ_NM_SNV_Coal | SPP_S | External | Shoulder | B14 | 900 | 400 | 0 | 92.65 | 0.01 | 8.17 | 0
2030 | AZ_NM_SNV_Coal_2_SPP_S | AZ_NM_SNV_Coal | SPP_S | External | Shoulder | B15 | 1203 | 400 | 0 | 88.88 | 0.01 | 8.17 | 0
2030 | AZ_NM_SNV_Coal_2_SPP_S | AZ_NM_SNV_Coal | SPP_S | External | Summer | B1 | 10 | 400 | 0 | 526.16 | 88.64 | 8.17 | 0
2030 | AZ_NM_SNV_Coal_2_SPP_S | AZ_NM_SNV_Coal | SPP_S | External | Summer | B2 | 25 | 400 | 0 | 164.21 | 143.93 | 8.17 | 0
2030 | AZ_NM_SNV_Coal_2_SPP_S | AZ_NM_SNV_Coal | SPP_S | External | Summer | B3 | 75 | 400 | 0 | 164.21 | 146.57 | 8.17 | 0
2030 | AZ_NM_SNV_Coal_2_SPP_S | AZ_NM_SNV_Coal | SPP_S | External | Summer | B4 | 100 | 400 | 316.6 | 135.3 | 143.47 | 8.17 | 0
2030 | AZ_NM_SNV_Coal_2_SPP_S | AZ_NM_SNV_Coal | SPP_S | External | Summer | B5 | 200 | 400 | 400 | 112.11 | 133.27 | 8.17 | 13
2030 | AZ_NM_SNV_Coal_2_SPP_S | AZ_NM_SNV_Coal | SPP_S | External | Summer | B6 | 300 | 400 | 0 | 103.93 | 94.53 | 8.17 | 0
2030 | AZ_NM_SNV_Coal_2_SPP_S | AZ_NM_SNV_Coal | SPP_S | External | Summer | B7 | 400 | 400 | 0 | 101.76 | 88.64 | 8.17 | 0
2030 | AZ_NM_SNV_Coal_2_SPP_S | AZ_NM_SNV_Coal | SPP_S | External | Summer | B8 | 500 | 400 | 0 | 95.78 | 88.44 | 8.17 | 0
2030 | AZ_NM_SNV_Coal_2_SPP_S | AZ_NM_SNV_Coal | SPP_S | External | Summer | B9 | 800 | 400 | 0 | 93.4 | 83.74 | 8.17 | 0
2030 | AZ_NM_SNV_Coal_2_SPP_S | AZ_NM_SNV_Coal | SPP_S | External | Summer | B10 | 1262 | 400 | 0 | 90.68 | 71.74 | 8.17 | 0
2030 | AZ_NM_SNV_Coal_2_SPP_S | AZ_NM_SNV_Coal | SPP_S | External | Winter | B16 | 25 | 400 | 0 | 96.4 | 54.7 | 8.17 | 0
2030 | AZ_NM_SNV_Coal_2_SPP_S | AZ_NM_SNV_Coal | SPP_S | External | Winter | B17 | 100 | 400 | 0 | 96.4 | 61.32 | 8.17 | 0
2030 | AZ_NM_SNV_Coal_2_SPP_S | AZ_NM_SNV_Coal | SPP_S | External | Winter | B18 | 400 | 400 | 0 | 91.21 | 83.01 | 8.17 | 0
2030 | AZ_NM_SNV_Coal_2_SPP_S | AZ_NM_SNV_Coal | SPP_S | External | Winter | B19 | 700 | 400 | 0 | 91.21 | 75.31 | 8.17 | 0
2030 | AZ_NM_SNV_Coal_2_SPP_S | AZ_NM_SNV_Coal | SPP_S | External | Winter | B20 | 935 | 400 | 0 | 90.27 | 11.88 | 8.17 | 0
2030 | ERCOT_2_SPP_S | ERCOT | SPP_S | External | Shoulder | B11 | 25 | 800 | 0 | 98.38 | 90.12 | 8 | 0
2030 | ERCOT_2_SPP_S | ERCOT | SPP_S | External | Shoulder | B12 | 200 | 800 | 0 | 90.02 | 85.32 | 8 | 0
2030 | ERCOT_2_SPP_S | ERCOT | SPP_S | External | Shoulder | B13 | 600 | 800 | 0 | 90.02 | 79.33 | 8 | 0
2030 | ERCOT_2_SPP_S | ERCOT | SPP_S | External | Shoulder | B14 | 900 | 800 | 0 | 90.02 | 0.01 | 8 | 0
2030 | ERCOT_2_SPP_S | ERCOT | SPP_S | External | Shoulder | B15 | 1203 | 800 | 0 | 77.97 | 0.01 | 8 | 0
2030 | ERCOT_2_SPP_S | ERCOT | SPP_S | External | Summer | B1 | 10 | 800 | 0 | 751.19 | 88.64 | 8 | 0
2030 | ERCOT_2_SPP_S | ERCOT | SPP_S | External | Summer | B2 | 25 | 800 | 0 | 751.19 | 143.93 | 8 | 0
2030 | ERCOT_2_SPP_S | ERCOT | SPP_S | External | Summer | B3 | 75 | 800 | 0 | 215.16 | 146.57 | 8 | 0
2030 | ERCOT_2_SPP_S | ERCOT | SPP_S | External | Summer | B4 | 100 | 800 | 0 | 148.47 | 143.47 | 8 | 0
2030 | ERCOT_2_SPP_S | ERCOT | SPP_S | External | Summer | B5 | 200 | 800 | 0 | 146.92 | 133.27 | 8 | 0
2030 | ERCOT_2_SPP_S | ERCOT | SPP_S | External | Summer | B6 | 300 | 800 | 0 | 96.87 | 94.53 | 8 | 0
2030 | ERCOT_2_SPP_S | ERCOT | SPP_S | External | Summer | B7 | 400 | 800 | 0 | 88.64 | 88.64 | 8 | 0
2030 | ERCOT_2_SPP_S | ERCOT | SPP_S | External | Summer | B8 | 500 | 800 | 0 | 88.64 | 88.44 | 8 | 0
2030 | ERCOT_2_SPP_S | ERCOT | SPP_S | External | Summer | B9 | 800 | 800 | 0 | 88.64 | 83.74 | 8 | 0
2030 | ERCOT_2_SPP_S | ERCOT | SPP_S | External | Summer | B10 | 1262 | 800 | 0 | 88.64 | 71.74 | 8 | 0
2030 | ERCOT_2_SPP_S | ERCOT | SPP_S | External | Winter | B16 | 25 | 800 | 0 | 99.15 | 54.7 | 8 | 0
2030 | ERCOT_2_SPP_S | ERCOT | SPP_S | External | Winter | B17 | 100 | 800 | 0 | 92.99 | 61.32 | 8 | 0
2030 | ERCOT_2_SPP_S | ERCOT | SPP_S | External | Winter | B18 | 400 | 800 | 0 | 92.99 | 83.01 | 8 | 0
2030 | ERCOT_2_SPP_S | ERCOT | SPP_S | External | Winter | B19 | 700 | 800 | 0 | 92.99 | 75.31 | 8 | 0
2030 | ERCOT_2_SPP_S | ERCOT | SPP_S | External | Winter | B20 | 935 | 800 | 0 | 80.53 | 11.88 | 8 | 0
2030 | MAPP_US_2_RMPA | MAPP_US | RMPA | External | Shoulder | B11 | 25 | 200 | 0 | 84.71 | 91.71 | 8 | 0
2030 | MAPP_US_2_RMPA | MAPP_US | RMPA | External | Shoulder | B12 | 200 | 200 | 194.43 | 79.84 | 87.84 | 8 | 0
2030 | MAPP_US_2_RMPA | MAPP_US | RMPA | External | Shoulder | B13 | 600 | 200 | 200 | 71.7 | 87.84 | 8 | 8.14
2030 | MAPP_US_2_RMPA | MAPP_US | RMPA | External | Shoulder | B14 | 900 | 200 | 200 | 32 | 87.84 | 8 | 47.84
2030 | MAPP_US_2_RMPA | MAPP_US | RMPA | External | Shoulder | B15 | 1203 | 200 | 200 | 5.02 | 85.56 | 8 | 72.54
2030 | MAPP_US_2_RMPA | MAPP_US | RMPA | External | Summer | B1 | 10 | 200 | 0 | 138.82 | 144.17 | 8 | 0
2030 | MAPP_US_2_RMPA | MAPP_US | RMPA | External | Summer | B2 | 25 | 200 | 0 | 137.22 | 142.46 | 8 | 0
2030 | MAPP_US_2_RMPA | MAPP_US | RMPA | External | Summer | B3 | 75 | 200 | 200 | 132.57 | 142.46 | 8 | 1.9
2030 | MAPP_US_2_RMPA | MAPP_US | RMPA | External | Summer | B4 | 100 | 200 | 0 | 131.31 | 138.84 | 8 | 0
2030 | MAPP_US_2_RMPA | MAPP_US | RMPA | External | Summer | B5 | 200 | 200 | 0 | 131.17 | 125.26 | 8 | 0
2030 | MAPP_US_2_RMPA | MAPP_US | RMPA | External | Summer | B6 | 300 | 200 | 0 | 92.51 | 99.51 | 8 | 0
2030 | MAPP_US_2_RMPA | MAPP_US | RMPA | External | Summer | B7 | 400 | 200 | 200 | 81.2 | 95.62 | 8 | 6.42
2030 | MAPP_US_2_RMPA | MAPP_US | RMPA | External | Summer | B8 | 500 | 200 | 200 | 76.74 | 95.62 | 8 | 10.88
2030 | MAPP_US_2_RMPA | MAPP_US | RMPA | External | Summer | B9 | 800 | 200 | 200 | 73.7 | 95.62 | 8 | 13.92
2030 | MAPP_US_2_RMPA | MAPP_US | RMPA | External | Summer | B10 | 1262 | 200 | 200 | 65.33 | 95.62 | 8 | 22.29
2030 | MAPP_US_2_RMPA | MAPP_US | RMPA | External | Winter | B16 | 25 | 200 | 200 | 4.54 | 101.96 | 8 | 89.42
2030 | MAPP_US_2_RMPA | MAPP_US | RMPA | External | Winter | B17 | 100 | 200 | 200 | 47.31 | 101.96 | 8 | 46.65
2030 | MAPP_US_2_RMPA | MAPP_US | RMPA | External | Winter | B18 | 400 | 200 | 200 | 73.29 | 87.84 | 8 | 6.55
2030 | MAPP_US_2_RMPA | MAPP_US | RMPA | External | Winter | B19 | 700 | 200 | 200 | 73.29 | 87.84 | 8 | 6.55
2030 | MAPP_US_2_RMPA | MAPP_US | RMPA | External | Winter | B20 | 935 | 200 | 200 | 16.86 | 83.86 | 8 | 59.01
2030 | NE_2_RMPA | NE | RMPA | External | Shoulder | B11 | 25 | 310 | 154.08 | 86.71 | 91.71 | 5 | 0
2030 | NE_2_RMPA | NE | RMPA | External | Shoulder | B12 | 200 | 310 | 310 | 82.26 | 87.84 | 5 | 0.58
2030 | NE_2_RMPA | NE | RMPA | External | Shoulder | B13 | 600 | 310 | 310 | 78.7 | 87.84 | 5 | 4.14
2030 | NE_2_RMPA | NE | RMPA | External | Shoulder | B14 | 900 | 310 | 310 | 27 | 87.84 | 5 | 55.84
2030 | NE_2_RMPA | NE | RMPA | External | Shoulder | B15 | 1203 | 310 | 310 | 0.02 | 85.56 | 5 | 80.54
2030 | NE_2_RMPA | NE | RMPA | External | Summer | B1 | 10 | 310 | 0 | 140.82 | 144.17 | 5 | 0
2030 | NE_2_RMPA | NE | RMPA | External | Summer | B2 | 25 | 310 | 0 | 139.22 | 142.46 | 5 | 0
2030 | NE_2_RMPA | NE | RMPA | External | Summer | B3 | 75 | 310 | 0 | 139.57 | 142.46 | 5 | 0
2030 | NE_2_RMPA | NE | RMPA | External | Summer | B4 | 100 | 310 | 0 | 138.31 | 138.84 | 5 | 0
2030 | NE_2_RMPA | NE | RMPA | External | Summer | B5 | 200 | 310 | 0 | 133.26 | 125.26 | 5 | 0
2030 | NE_2_RMPA | NE | RMPA | External | Summer | B6 | 300 | 310 | 288.75 | 94.51 | 99.51 | 5 | 0
2030 | NE_2_RMPA | NE | RMPA | External | Summer | B7 | 400 | 310 | 310 | 83.2 | 95.62 | 5 | 7.42
2030 | NE_2_RMPA | NE | RMPA | External | Summer | B8 | 500 | 310 | 310 | 78.74 | 95.62 | 5 | 11.88
2030 | NE_2_RMPA | NE | RMPA | External | Summer | B9 | 800 | 310 | 310 | 75.7 | 95.62 | 5 | 14.92
2030 | NE_2_RMPA | NE | RMPA | External | Summer | B10 | 1262 | 310 | 310 | 67.33 | 95.62 | 5 | 23.29
2030 | NE_2_RMPA | NE | RMPA | External | Winter | B16 | 25 | 310 | 310 | 6.54 | 101.96 | 5 | 90.42
2030 | NE_2_RMPA | NE | RMPA | External | Winter | B17 | 100 | 310 | 310 | 42.31 | 101.96 | 5 | 54.65
2030 | NE_2_RMPA | NE | RMPA | External | Winter | B18 | 400 | 310 | 310 | 75.29 | 87.84 | 5 | 7.55
2030 | NE_2_RMPA | NE | RMPA | External | Winter | B19 | 700 | 310 | 310 | 75.29 | 87.84 | 5 | 7.55
2030 | NE_2_RMPA | NE | RMPA | External | Winter | B20 | 935 | 310 | 310 | 11.86 | 83.86 | 5 | 67.01
2030 | NWPP_Coal_2_MAPP_US | NWPP_Coal | MAPP_US | External | Shoulder | B11 | 25 | 150 | 0 | 96 | 84.71 | 8 | 0
2030 | NWPP_Coal_2_MAPP_US | NWPP_Coal | MAPP_US | External | Shoulder | B12 | 200 | 150 | 0 | 96 | 79.84 | 8 | 0
2030 | NWPP_Coal_2_MAPP_US | NWPP_Coal | MAPP_US | External | Shoulder | B13 | 600 | 150 | 0 | 96 | 71.7 | 8 | 0
2030 | NWPP_Coal_2_MAPP_US | NWPP_Coal | MAPP_US | External | Shoulder | B14 | 900 | 150 | 0 | 96 | 32 | 8 | 0
2030 | NWPP_Coal_2_MAPP_US | NWPP_Coal | MAPP_US | External | Shoulder | B15 | 1203 | 150 | 0 | 96 | 5.02 | 8 | 0
2030 | NWPP_Coal_2_MAPP_US | NWPP_Coal | MAPP_US | External | Summer | B1 | 10 | 150 | 0 | 136.01 | 138.82 | 8 | 0
2030 | NWPP_Coal_2_MAPP_US | NWPP_Coal | MAPP_US | External | Summer | B2 | 25 | 150 | 150 | 100.5 | 137.22 | 8 | 28.72
2030 | NWPP_Coal_2_MAPP_US | NWPP_Coal | MAPP_US | External | Summer | B3 | 75 | 150 | 150 | 100.5 | 132.57 | 8 | 24.07
2030 | NWPP_Coal_2_MAPP_US | NWPP_Coal | MAPP_US | External | Summer | B4 | 100 | 150 | 150 | 95.77 | 131.31 | 8 | 27.54
2030 | NWPP_Coal_2_MAPP_US | NWPP_Coal | MAPP_US | External | Summer | B5 | 200 | 150 | 150 | 95.77 | 131.17 | 8 | 27.4
2030 | NWPP_Coal_2_MAPP_US | NWPP_Coal | MAPP_US | External | Summer | B6 | 300 | 150 | 0 | 95.77 | 92.51 | 8 | 0
2030 | NWPP_Coal_2_MAPP_US | NWPP_Coal | MAPP_US | External | Summer | B7 | 400 | 150 | 0 | 95.77 | 81.2 | 8 | 0
2030 | NWPP_Coal_2_MAPP_US | NWPP_Coal | MAPP_US | External | Summer | B8 | 500 | 150 | 0 | 95.77 | 76.74 | 8 | 0
2030 | NWPP_Coal_2_MAPP_US | NWPP_Coal | MAPP_US | External | Summer | B9 | 800 | 150 | 0 | 95.77 | 73.7 | 8 | 0
2030 | NWPP_Coal_2_MAPP_US | NWPP_Coal | MAPP_US | External | Summer | B10 | 1262 | 150 | 0 | 95.77 | 65.33 | 8 | 0
2030 | NWPP_Coal_2_MAPP_US | NWPP_Coal | MAPP_US | External | Winter | B16 | 25 | 150 | 0 | 96 | 4.54 | 8 | 0
2030 | NWPP_Coal_2_MAPP_US | NWPP_Coal | MAPP_US | External | Winter | B17 | 100 | 150 | 0 | 96 | 47.31 | 8 | 0
2030 | NWPP_Coal_2_MAPP_US | NWPP_Coal | MAPP_US | External | Winter | B18 | 400 | 150 | 0 | 96 | 73.29 | 8 | 0
2030 | NWPP_Coal_2_MAPP_US | NWPP_Coal | MAPP_US | External | Winter | B19 | 700 | 150 | 0 | 96 | 73.29 | 8 | 0
2030 | NWPP_Coal_2_MAPP_US | NWPP_Coal | MAPP_US | External | Winter | B20 | 935 | 150 | 0 | 96 | 16.86 | 8 | 0
2030 | RMPA_2_MAPP_US | RMPA | MAPP_US | External | Shoulder | B11 | 25 | 200 | 0 | 91.71 | 84.71 | 8 | 0
2030 | RMPA_2_MAPP_US | RMPA | MAPP_US | External | Shoulder | B12 | 200 | 200 | 0 | 87.84 | 79.84 | 8 | 0
2030 | RMPA_2_MAPP_US | RMPA | MAPP_US | External | Shoulder | B13 | 600 | 200 | 0 | 87.84 | 71.7 | 8 | 0
2030 | RMPA_2_MAPP_US | RMPA | MAPP_US | External | Shoulder | B14 | 900 | 200 | 0 | 87.84 | 32 | 8 | 0
2030 | RMPA_2_MAPP_US | RMPA | MAPP_US | External | Shoulder | B15 | 1203 | 200 | 0 | 85.56 | 5.02 | 8 | 0
2030 | RMPA_2_MAPP_US | RMPA | MAPP_US | External | Summer | B1 | 10 | 200 | 0 | 144.17 | 138.82 | 8 | 0
2030 | RMPA_2_MAPP_US | RMPA | MAPP_US | External | Summer | B2 | 25 | 200 | 0 | 142.46 | 137.22 | 8 | 0
2030 | RMPA_2_MAPP_US | RMPA | MAPP_US | External | Summer | B3 | 75 | 200 | 0 | 142.46 | 132.57 | 8 | 0
2030 | RMPA_2_MAPP_US | RMPA | MAPP_US | External | Summer | B4 | 100 | 200 | 0 | 138.84 | 131.31 | 8 | 0
2030 | RMPA_2_MAPP_US | RMPA | MAPP_US | External | Summer | B5 | 200 | 200 | 0 | 125.26 | 131.17 | 8 | 0
2030 | RMPA_2_MAPP_US | RMPA | MAPP_US | External | Summer | B6 | 300 | 200 | 0 | 99.51 | 92.51 | 8 | 0
2030 | RMPA_2_MAPP_US | RMPA | MAPP_US | External | Summer | B7 | 400 | 200 | 0 | 95.62 | 81.2 | 8 | 0
2030 | RMPA_2_MAPP_US | RMPA | MAPP_US | External | Summer | B8 | 500 | 200 | 0 | 95.62 | 76.74 | 8 | 0
2030 | RMPA_2_MAPP_US | RMPA | MAPP_US | External | Summer | B9 | 800 | 200 | 0 | 95.62 | 73.7 | 8 | 0
2030 | RMPA_2_MAPP_US | RMPA | MAPP_US | External | Summer | B10 | 1262 | 200 | 0 | 95.62 | 65.33 | 8 | 0
2030 | RMPA_2_MAPP_US | RMPA | MAPP_US | External | Winter | B16 | 25 | 200 | 0 | 101.96 | 4.54 | 8 | 0
2030 | RMPA_2_MAPP_US | RMPA | MAPP_US | External | Winter | B17 | 100 | 200 | 0 | 101.96 | 47.31 | 8 | 0
2030 | RMPA_2_MAPP_US | RMPA | MAPP_US | External | Winter | B18 | 400 | 200 | 0 | 87.84 | 73.29 | 8 | 0
2030 | RMPA_2_MAPP_US | RMPA | MAPP_US | External | Winter | B19 | 700 | 200 | 0 | 87.84 | 73.29 | 8 | 0
2030 | RMPA_2_MAPP_US | RMPA | MAPP_US | External | Winter | B20 | 935 | 200 | 0 | 83.86 | 16.86 | 8 | 0
2030 | RMPA_2_NE | RMPA | NE | External | Shoulder | B11 | 25 | 310 | 0 | 91.71 | 86.71 | 8 | 0
2030 | RMPA_2_NE | RMPA | NE | External | Shoulder | B12 | 200 | 310 | 0 | 87.84 | 82.26 | 8 | 0
2030 | RMPA_2_NE | RMPA | NE | External | Shoulder | B13 | 600 | 310 | 0 | 87.84 | 78.7 | 8 | 0
2030 | RMPA_2_NE | RMPA | NE | External | Shoulder | B14 | 900 | 310 | 0 | 87.84 | 27 | 8 | 0
2030 | RMPA_2_NE | RMPA | NE | External | Shoulder | B15 | 1203 | 310 | 0 | 85.56 | 0.02 | 8 | 0
2030 | RMPA_2_NE | RMPA | NE | External | Summer | B1 | 10 | 310 | 0 | 144.17 | 140.82 | 8 | 0
2030 | RMPA_2_NE | RMPA | NE | External | Summer | B2 | 25 | 310 | 0 | 142.46 | 139.22 | 8 | 0
2030 | RMPA_2_NE | RMPA | NE | External | Summer | B3 | 75 | 310 | 0 | 142.46 | 139.57 | 8 | 0
2030 | RMPA_2_NE | RMPA | NE | External | Summer | B4 | 100 | 310 | 0 | 138.84 | 138.31 | 8 | 0
2030 | RMPA_2_NE | RMPA | NE | External | Summer | B5 | 200 | 310 | 230.36 | 125.26 | 133.26 | 8 | 0
2030 | RMPA_2_NE | RMPA | NE | External | Summer | B6 | 300 | 310 | 0 | 99.51 | 94.51 | 8 | 0
2030 | RMPA_2_NE | RMPA | NE | External | Summer | B7 | 400 | 310 | 0 | 95.62 | 83.2 | 8 | 0
2030 | RMPA_2_NE | RMPA | NE | External | Summer | B8 | 500 | 310 | 0 | 95.62 | 78.74 | 8 | 0
2030 | RMPA_2_NE | RMPA | NE | External | Summer | B9 | 800 | 310 | 0 | 95.62 | 75.7 | 8 | 0
2030 | RMPA_2_NE | RMPA | NE | External | Summer | B10 | 1262 | 310 | 0 | 95.62 | 67.33 | 8 | 0
2030 | RMPA_2_NE | RMPA | NE | External | Winter | B16 | 25 | 310 | 0 | 101.96 | 6.54 | 8 | 0
2030 | RMPA_2_NE | RMPA | NE | External | Winter | B17 | 100 | 310 | 0 | 101.96 | 42.31 | 8 | 0
2030 | RMPA_2_NE | RMPA | NE | External | Winter | B18 | 400 | 310 | 0 | 87.84 | 75.29 | 8 | 0
2030 | RMPA_2_NE | RMPA | NE | External | Winter | B19 | 700 | 310 | 0 | 87.84 | 75.29 | 8 | 0
2030 | RMPA_2_NE | RMPA | NE | External | Winter | B20 | 935 | 310 | 0 | 83.86 | 11.86 | 8 | 0
2030 | RMPA_2_SPP_N | RMPA | SPP_N | External | Shoulder | B11 | 25 | 210 | 0 | 91.71 | 89.17 | 8 | 0
2030 | RMPA_2_SPP_N | RMPA | SPP_N | External | Shoulder | B12 | 200 | 210 | 0 | 87.84 | 85.31 | 8 | 0
2030 | RMPA_2_SPP_N | RMPA | SPP_N | External | Shoulder | B13 | 600 | 210 | 0 | 87.84 | 79.32 | 8 | 0
2030 | RMPA_2_SPP_N | RMPA | SPP_N | External | Shoulder | B14 | 900 | 210 | 0 | 87.84 | 26.99 | 8 | 0
2030 | RMPA_2_SPP_N | RMPA | SPP_N | External | Shoulder | B15 | 1203 | 210 | 0 | 85.56 | 0.01 | 8 | 0
2030 | RMPA_2_SPP_N | RMPA | SPP_N | External | Summer | B1 | 10 | 210 | 0 | 144.17 | 92.01 | 8 | 0
2030 | RMPA_2_SPP_N | RMPA | SPP_N | External | Summer | B2 | 25 | 210 | 0 | 142.46 | 143.93 | 8 | 0
2030 | RMPA_2_SPP_N | RMPA | SPP_N | External | Summer | B3 | 75 | 210 | 0 | 142.46 | 146.56 | 8 | 0
2030 | RMPA_2_SPP_N | RMPA | SPP_N | External | Summer | B4 | 100 | 210 | 0 | 138.84 | 143.47 | 8 | 0
2030 | RMPA_2_SPP_N | RMPA | SPP_N | External | Summer | B5 | 200 | 210 | 210 | 125.26 | 133.27 | 8 | 0.01
2030 | RMPA_2_SPP_N | RMPA | SPP_N | External | Summer | B6 | 300 | 210 | 0 | 99.51 | 94.52 | 8 | 0
2030 | RMPA_2_SPP_N | RMPA | SPP_N | External | Summer | B7 | 400 | 210 | 0 | 95.62 | 88.63 | 8 | 0
2030 | RMPA_2_SPP_N | RMPA | SPP_N | External | Summer | B8 | 500 | 210 | 0 | 95.62 | 86.82 | 8 | 0
2030 | RMPA_2_SPP_N | RMPA | SPP_N | External | Summer | B9 | 800 | 210 | 0 | 95.62 | 83.72 | 8 | 0
2030 | RMPA_2_SPP_N | RMPA | SPP_N | External | Summer | B10 | 1262 | 210 | 0 | 95.62 | 69.55 | 8 | 0
2030 | RMPA_2_SPP_N | RMPA | SPP_N | External | Winter | B16 | 25 | 210 | 0 | 101.96 | 54.69 | 8 | 0
2030 | RMPA_2_SPP_N | RMPA | SPP_N | External | Winter | B17 | 100 | 210 | 0 | 101.96 | 61.31 | 8 | 0
2030 | RMPA_2_SPP_N | RMPA | SPP_N | External | Winter | B18 | 400 | 210 | 0 | 87.84 | 83 | 8 | 0
2030 | RMPA_2_SPP_N | RMPA | SPP_N | External | Winter | B19 | 700 | 210 | 0 | 87.84 | 75.3 | 8 | 0
2030 | RMPA_2_SPP_N | RMPA | SPP_N | External | Winter | B20 | 935 | 210 | 0 | 83.86 | 11.87 | 8 | 0
2030 | SPP_N_2_RMPA | SPP_N | RMPA | External | Shoulder | B11 | 25 | 210 | 0 | 89.17 | 91.71 | 5 | 0
2030 | SPP_N_2_RMPA | SPP_N | RMPA | External | Shoulder | B12 | 200 | 210 | 0 | 85.31 | 87.84 | 5 | 0
2030 | SPP_N_2_RMPA | SPP_N | RMPA | External | Shoulder | B13 | 600 | 210 | 210 | 79.32 | 87.84 | 5 | 3.52
2030 | SPP_N_2_RMPA | SPP_N | RMPA | External | Shoulder | B14 | 900 | 210 | 210 | 26.99 | 87.84 | 5 | 55.85
2030 | SPP_N_2_RMPA | SPP_N | RMPA | External | Shoulder | B15 | 1203 | 210 | 210 | 0.01 | 85.56 | 5 | 80.55
2030 | SPP_N_2_RMPA | SPP_N | RMPA | External | Summer | B1 | 10 | 210 | 210 | 92.01 | 144.17 | 5 | 47.17
2030 | SPP_N_2_RMPA | SPP_N | RMPA | External | Summer | B2 | 25 | 210 | 0 | 143.93 | 142.46 | 5 | 0
2030 | SPP_N_2_RMPA | SPP_N | RMPA | External | Summer | B3 | 75 | 210 | 0 | 146.56 | 142.46 | 5 | 0
2030 | SPP_N_2_RMPA | SPP_N | RMPA | External | Summer | B4 | 100 | 210 | 0 | 143.47 | 138.84 | 5 | 0
2030 | SPP_N_2_RMPA | SPP_N | RMPA | External | Summer | B5 | 200 | 210 | 0 | 133.27 | 125.26 | 5 | 0
2030 | SPP_N_2_RMPA | SPP_N | RMPA | External | Summer | B6 | 300 | 210 | 0 | 94.52 | 99.51 | 5 | 0
2030 | SPP_N_2_RMPA | SPP_N | RMPA | External | Summer | B7 | 400 | 210 | 210 | 88.63 | 95.62 | 5 | 1.99
2030 | SPP_N_2_RMPA | SPP_N | RMPA | External | Summer | B8 | 500 | 210 | 210 | 86.82 | 95.62 | 5 | 3.8
2030 | SPP_N_2_RMPA | SPP_N | RMPA | External | Summer | B9 | 800 | 210 | 210 | 83.72 | 95.62 | 5 | 6.9
2030 | SPP_N_2_RMPA | SPP_N | RMPA | External | Summer | B10 | 1262 | 210 | 210 | 69.55 | 95.62 | 5 | 21.07
2030 | SPP_N_2_RMPA | SPP_N | RMPA | External | Winter | B16 | 25 | 210 | 210 | 54.69 | 101.96 | 5 | 42.27
2030 | SPP_N_2_RMPA | SPP_N | RMPA | External | Winter | B17 | 100 | 210 | 210 | 61.31 | 101.96 | 5 | 35.65
2030 | SPP_N_2_RMPA | SPP_N | RMPA | External | Winter | B18 | 400 | 210 | 0 | 83 | 87.84 | 5 | 0
2030 | SPP_N_2_RMPA | SPP_N | RMPA | External | Winter | B19 | 700 | 210 | 210 | 75.3 | 87.84 | 5 | 7.54
2030 | SPP_N_2_RMPA | SPP_N | RMPA | External | Winter | B20 | 935 | 210 | 210 | 11.87 | 83.86 | 5 | 67
2030 | SPP_S_2_ERCOT | SPP_S | ERCOT | External | Shoulder | B11 | 25 | 800 | 800 | 90.12 | 98.38 | 5 | 3.26
2030 | SPP_S_2_ERCOT | SPP_S | ERCOT | External | Shoulder | B12 | 200 | 800 | 0 | 85.32 | 90.02 | 5 | 0
2030 | SPP_S_2_ERCOT | SPP_S | ERCOT | External | Shoulder | B13 | 600 | 800 | 800 | 79.33 | 90.02 | 5 | 5.69
2030 | SPP_S_2_ERCOT | SPP_S | ERCOT | External | Shoulder | B14 | 900 | 800 | 800 | 0.01 | 90.02 | 5 | 85.01
2030 | SPP_S_2_ERCOT | SPP_S | ERCOT | External | Shoulder | B15 | 1203 | 800 | 800 | 0.01 | 77.97 | 5 | 72.96
2030 | SPP_S_2_ERCOT | SPP_S | ERCOT | External | Summer | B1 | 10 | 800 | 800 | 88.64 | 751.19 | 5 | 657.55
2030 | SPP_S_2_ERCOT | SPP_S | ERCOT | External | Summer | B2 | 25 | 800 | 800 | 143.93 | 751.19 | 5 | 602.26
2030 | SPP_S_2_ERCOT | SPP_S | ERCOT | External | Summer | B3 | 75 | 800 | 800 | 146.57 | 215.16 | 5 | 63.59
2030 | SPP_S_2_ERCOT | SPP_S | ERCOT | External | Summer | B4 | 100 | 800 | 439.43 | 143.47 | 148.47 | 5 | 0
2030 | SPP_S_2_ERCOT | SPP_S | ERCOT | External | Summer | B5 | 200 | 800 | 800 | 133.27 | 146.92 | 5 | 8.65
2030 | SPP_S_2_ERCOT | SPP_S | ERCOT | External | Summer | B6 | 300 | 800 | 0 | 94.53 | 96.87 | 5 | 0
2030 | SPP_S_2_ERCOT | SPP_S | ERCOT | External | Summer | B7 | 400 | 800 | 0 | 88.64 | 88.64 | 5 | 0
2030 | SPP_S_2_ERCOT | SPP_S | ERCOT | External | Summer | B8 | 500 | 800 | 0 | 88.44 | 88.64 | 5 | 0
2030 | SPP_S_2_ERCOT | SPP_S | ERCOT | External | Summer | B9 | 800 | 800 | 0 | 83.74 | 88.64 | 5 | 0
2030 | SPP_S_2_ERCOT | SPP_S | ERCOT | External | Summer | B10 | 1262 | 800 | 800 | 71.74 | 88.64 | 5 | 11.91
2030 | SPP_S_2_ERCOT | SPP_S | ERCOT | External | Winter | B16 | 25 | 800 | 800 | 54.7 | 99.15 | 5 | 39.45
2030 | SPP_S_2_ERCOT | SPP_S | ERCOT | External | Winter | B17 | 100 | 800 | 800 | 61.32 | 92.99 | 5 | 26.67
2030 | SPP_S_2_ERCOT | SPP_S | ERCOT | External | Winter | B18 | 400 | 800 | 800 | 83.01 | 92.99 | 5 | 4.98
2030 | SPP_S_2_ERCOT | SPP_S | ERCOT | External | Winter | B19 | 700 | 800 | 800 | 75.31 | 92.99 | 5 | 12.68
2030 | SPP_S_2_ERCOT | SPP_S | ERCOT | External | Winter | B20 | 935 | 800 | 800 | 11.88 | 80.53 | 5 | 63.65
2035 | AZ_NM_SNV_Coal_2_SPP_S | AZ_NM_SNV_Coal | SPP_S | External | Shoulder | B11 | 25 | 400 | 0 | 88.06 | 89.9 | 8.17 | 0
2035 | AZ_NM_SNV_Coal_2_SPP_S | AZ_NM_SNV_Coal | SPP_S | External | Shoulder | B12 | 200 | 400 | 0 | 87.98 | 85.72 | 8.17 | 0
2035 | AZ_NM_SNV_Coal_2_SPP_S | AZ_NM_SNV_Coal | SPP_S | External | Shoulder | B13 | 600 | 400 | 0 | 87.98 | 79.38 | 8.17 | 0
2035 | AZ_NM_SNV_Coal_2_SPP_S | AZ_NM_SNV_Coal | SPP_S | External | Shoulder | B14 | 900 | 400 | 0 | 87.98 | 0.01 | 8.17 | 0
2035 | AZ_NM_SNV_Coal_2_SPP_S | AZ_NM_SNV_Coal | SPP_S | External | Shoulder | B15 | 1203 | 400 | 0 | 86.37 | 0.01 | 8.17 | 0
2035 | AZ_NM_SNV_Coal_2_SPP_S | AZ_NM_SNV_Coal | SPP_S | External | Summer | B1 | 10 | 400 | 0 | 751.2 | 89.15 | 8.17 | 0
2035 | AZ_NM_SNV_Coal_2_SPP_S | AZ_NM_SNV_Coal | SPP_S | External | Summer | B2 | 25 | 400 | 0 | 165.48 | 143.93 | 8.17 | 0
2035 | AZ_NM_SNV_Coal_2_SPP_S | AZ_NM_SNV_Coal | SPP_S | External | Summer | B3 | 75 | 400 | 0 | 165.48 | 147.83 | 8.17 | 0
2035 | AZ_NM_SNV_Coal_2_SPP_S | AZ_NM_SNV_Coal | SPP_S | External | Summer | B4 | 100 | 400 | 0 | 136.35 | 143.66 | 8.17 | 0
2035 | AZ_NM_SNV_Coal_2_SPP_S | AZ_NM_SNV_Coal | SPP_S | External | Summer | B5 | 200 | 400 | 400 | 112.77 | 133.27 | 8.17 | 12.34
2035 | AZ_NM_SNV_Coal_2_SPP_S | AZ_NM_SNV_Coal | SPP_S | External | Summer | B6 | 300 | 400 | 0 | 104.59 | 97.16 | 8.17 | 0
2035 | AZ_NM_SNV_Coal_2_SPP_S | AZ_NM_SNV_Coal | SPP_S | External | Summer | B7 | 400 | 400 | 0 | 94.26 | 89.15 | 8.17 | 0
2035 | AZ_NM_SNV_Coal_2_SPP_S | AZ_NM_SNV_Coal | SPP_S | External | Summer | B8 | 500 | 400 | 0 | 94.26 | 88.95 | 8.17 | 0
2035 | AZ_NM_SNV_Coal_2_SPP_S | AZ_NM_SNV_Coal | SPP_S | External | Summer | B9 | 800 | 400 | 0 | 90.96 | 84.24 | 8.17 | 0
2035 | AZ_NM_SNV_Coal_2_SPP_S | AZ_NM_SNV_Coal | SPP_S | External | Summer | B10 | 1262 | 400 | 0 | 90.28 | 69.82 | 8.17 | 0
2035 | AZ_NM_SNV_Coal_2_SPP_S | AZ_NM_SNV_Coal | SPP_S | External | Winter | B16 | 25 | 400 | 0 | 91.88 | 55.9 | 8.17 | 0
2035 | AZ_NM_SNV_Coal_2_SPP_S | AZ_NM_SNV_Coal | SPP_S | External | Winter | B17 | 100 | 400 | 0 | 91.88 | 74.91 | 8.17 | 0
2035 | AZ_NM_SNV_Coal_2_SPP_S | AZ_NM_SNV_Coal | SPP_S | External | Winter | B18 | 400 | 400 | 0 | 91.61 | 83.69 | 8.17 | 0
2035 | AZ_NM_SNV_Coal_2_SPP_S | AZ_NM_SNV_Coal | SPP_S | External | Winter | B19 | 700 | 400 | 0 | 91.61 | 76.91 | 8.17 | 0
2035 | AZ_NM_SNV_Coal_2_SPP_S | AZ_NM_SNV_Coal | SPP_S | External | Winter | B20 | 935 | 400 | 0 | 84.27 | 11.53 | 8.17 | 0
2035 | ERCOT_2_SPP_S | ERCOT | SPP_S | External | Shoulder | B11 | 25 | 800 | 0 | 91.84 | 89.9 | 8 | 0
2035 | ERCOT_2_SPP_S | ERCOT | SPP_S | External | Shoulder | B12 | 200 | 800 | 0 | 90.72 | 85.72 | 8 | 0
2035 | ERCOT_2_SPP_S | ERCOT | SPP_S | External | Shoulder | B13 | 600 | 800 | 0 | 90.72 | 79.38 | 8 | 0
2035 | ERCOT_2_SPP_S | ERCOT | SPP_S | External | Shoulder | B14 | 900 | 800 | 0 | 90.72 | 0.01 | 8 | 0
2035 | ERCOT_2_SPP_S | ERCOT | SPP_S | External | Shoulder | B15 | 1203 | 800 | 0 | 78.57 | 0.01 | 8 | 0
2035 | ERCOT_2_SPP_S | ERCOT | SPP_S | External | Summer | B1 | 10 | 800 | 0 | 751.19 | 89.15 | 8 | 0
2035 | ERCOT_2_SPP_S | ERCOT | SPP_S | External | Summer | B2 | 25 | 800 | 0 | 751.19 | 143.93 | 8 | 0
2035 | ERCOT_2_SPP_S | ERCOT | SPP_S | External | Summer | B3 | 75 | 800 | 0 | 217.15 | 147.83 | 8 | 0
2035 | ERCOT_2_SPP_S | ERCOT | SPP_S | External | Summer | B4 | 100 | 800 | 0 | 148.74 | 143.66 | 8 | 0
2035 | ERCOT_2_SPP_S | ERCOT | SPP_S | External | Summer | B5 | 200 | 800 | 78.73 | 125.27 | 133.27 | 8 | 0
2035 | ERCOT_2_SPP_S | ERCOT | SPP_S | External | Summer | B6 | 300 | 800 | 0 | 97.44 | 97.16 | 8 | 0
2035 | ERCOT_2_SPP_S | ERCOT | SPP_S | External | Summer | B7 | 400 | 800 | 0 | 89.16 | 89.15 | 8 | 0
2035 | ERCOT_2_SPP_S | ERCOT | SPP_S | External | Summer | B8 | 500 | 800 | 0 | 89.16 | 88.95 | 8 | 0
2035 | ERCOT_2_SPP_S | ERCOT | SPP_S | External | Summer | B9 | 800 | 800 | 0 | 89.16 | 84.24 | 8 | 0
2035 | ERCOT_2_SPP_S | ERCOT | SPP_S | External | Summer | B10 | 1262 | 800 | 0 | 82.01 | 69.82 | 8 | 0
2035 | ERCOT_2_SPP_S | ERCOT | SPP_S | External | Winter | B16 | 25 | 800 | 0 | 93.99 | 55.9 | 8 | 0
2035 | ERCOT_2_SPP_S | ERCOT | SPP_S | External | Winter | B17 | 100 | 800 | 0 | 93.99 | 74.91 | 8 | 0
2035 | ERCOT_2_SPP_S | ERCOT | SPP_S | External | Winter | B18 | 400 | 800 | 0 | 93.99 | 83.69 | 8 | 0
2035 | ERCOT_2_SPP_S | ERCOT | SPP_S | External | Winter | B19 | 700 | 800 | 0 | 93.99 | 76.91 | 8 | 0
2035 | ERCOT_2_SPP_S | ERCOT | SPP_S | External | Winter | B20 | 935 | 800 | 0 | 81.35 | 11.53 | 8 | 0
2035 | MAPP_US_2_RMPA | MAPP_US | RMPA | External | Shoulder | B11 | 25 | 200 | 71.33 | 85.37 | 93.37 | 8 | 0
2035 | MAPP_US_2_RMPA | MAPP_US | RMPA | External | Shoulder | B12 | 200 | 200 | 200 | 75.94 | 87.94 | 8 | 4
2035 | MAPP_US_2_RMPA | MAPP_US | RMPA | External | Shoulder | B13 | 600 | 200 | 200 | 72.36 | 84.37 | 8 | 4.01
2035 | MAPP_US_2_RMPA | MAPP_US | RMPA | External | Shoulder | B14 | 900 | 200 | 200 | 51.61 | 84.37 | 8 | 24.76
2035 | MAPP_US_2_RMPA | MAPP_US | RMPA | External | Shoulder | B15 | 1203 | 200 | 200 | 5.01 | 81.17 | 8 | 68.16
2035 | MAPP_US_2_RMPA | MAPP_US | RMPA | External | Summer | B1 | 10 | 200 | 0 | 144.72 | 151.72 | 8 | 0
2035 | MAPP_US_2_RMPA | MAPP_US | RMPA | External | Summer | B2 | 25 | 200 | 0 | 139.88 | 143.24 | 8 | 0
2035 | MAPP_US_2_RMPA | MAPP_US | RMPA | External | Summer | B3 | 75 | 200 | 0 | 138.33 | 143.24 | 8 | 0
2035 | MAPP_US_2_RMPA | MAPP_US | RMPA | External | Summer | B4 | 100 | 200 | 0 | 131.78 | 138.84 | 8 | 0
2035 | MAPP_US_2_RMPA | MAPP_US | RMPA | External | Summer | B5 | 200 | 200 | 0 | 131.26 | 123.19 | 8 | 0
2035 | MAPP_US_2_RMPA | MAPP_US | RMPA | External | Summer | B6 | 300 | 200 | 0 | 95.14 | 102.14 | 8 | 0
2035 | MAPP_US_2_RMPA | MAPP_US | RMPA | External | Summer | B7 | 400 | 200 | 200 | 81.88 | 96.16 | 8 | 6.28
2035 | MAPP_US_2_RMPA | MAPP_US | RMPA | External | Summer | B8 | 500 | 200 | 200 | 78.02 | 96.16 | 8 | 10.14
2035 | MAPP_US_2_RMPA | MAPP_US | RMPA | External | Summer | B9 | 800 | 200 | 200 | 73.83 | 90.62 | 8 | 8.79
2035 | MAPP_US_2_RMPA | MAPP_US | RMPA | External | Summer | B10 | 1262 | 200 | 200 | 65.58 | 90.62 | 8 | 17.03
2035 | MAPP_US_2_RMPA | MAPP_US | RMPA | External | Winter | B16 | 25 | 200 | 200 | 5.01 | 103.26 | 8 | 90.25
2035 | MAPP_US_2_RMPA | MAPP_US | RMPA | External | Winter | B17 | 100 | 200 | 200 | 60.9 | 100.7 | 8 | 31.8
2035 | MAPP_US_2_RMPA | MAPP_US | RMPA | External | Winter | B18 | 400 | 200 | 200 | 74.89 | 84.92 | 8 | 2.03
2035 | MAPP_US_2_RMPA | MAPP_US | RMPA | External | Winter | B19 | 700 | 200 | 200 | 74.89 | 84.92 | 8 | 2.03
2035 | MAPP_US_2_RMPA | MAPP_US | RMPA | External | Winter | B20 | 935 | 200 | 200 | 16.51 | 79.19 | 8 | 54.68
2035 | NE_2_RMPA | NE | RMPA | External | Shoulder | B11 | 25 | 310 | 33.61 | 88.37 | 93.37 | 5 | 0
2035 | NE_2_RMPA | NE | RMPA | External | Shoulder | B12 | 200 | 310 | 45.66 | 82.94 | 87.94 | 5 | 0
2035 | NE_2_RMPA | NE | RMPA | External | Shoulder | B13 | 600 | 310 | 310 | 79.36 | 84.37 | 5 | 0.01
2035 | NE_2_RMPA | NE | RMPA | External | Shoulder | B14 | 900 | 310 | 310 | 46.61 | 84.37 | 5 | 32.76
2035 | NE_2_RMPA | NE | RMPA | External | Shoulder | B15 | 1203 | 310 | 310 | 0.01 | 81.17 | 5 | 76.16
2035 | NE_2_RMPA | NE | RMPA | External | Summer | B1 | 10 | 310 | 87.21 | 146.72 | 151.72 | 5 | 0
2035 | NE_2_RMPA | NE | RMPA | External | Summer | B2 | 25 | 310 | 0 | 141.88 | 143.24 | 5 | 0
2035 | NE_2_RMPA | NE | RMPA | External | Summer | B3 | 75 | 310 | 0 | 145.33 | 143.24 | 5 | 0
2035 | NE_2_RMPA | NE | RMPA | External | Summer | B4 | 100 | 310 | 0 | 138.78 | 138.84 | 5 | 0
2035 | NE_2_RMPA | NE | RMPA | External | Summer | B5 | 200 | 310 | 0 | 133.26 | 123.19 | 5 | 0
2035 | NE_2_RMPA | NE | RMPA | External | Summer | B6 | 300 | 310 | 265.5 | 97.14 | 102.14 | 5 | 0
2035 | NE_2_RMPA | NE | RMPA | External | Summer | B7 | 400 | 310 | 310 | 88.88 | 96.16 | 5 | 2.28
2035 | NE_2_RMPA | NE | RMPA | External | Summer | B8 | 500 | 310 | 310 | 80.02 | 96.16 | 5 | 11.14
2035 | NE_2_RMPA | NE | RMPA | External | Summer | B9 | 800 | 310 | 310 | 75.83 | 90.62 | 5 | 9.79
2035 | NE_2_RMPA | NE | RMPA | External | Summer | B10 | 1262 | 310 | 310 | 67.58 | 90.62 | 5 | 18.03
2035 | NE_2_RMPA | NE | RMPA | External | Winter | B16 | 25 | 310 | 310 | 0.01 | 103.26 | 5 | 98.25
2035 | NE_2_RMPA | NE | RMPA | External | Winter | B17 | 100 | 310 | 310 | 55.9 | 100.7 | 5 | 39.8
2035 | NE_2_RMPA | NE | RMPA | External | Winter | B18 | 400 | 310 | 310 | 77.49 | 84.92 | 5 | 2.43
2035 | NE_2_RMPA | NE | RMPA | External | Winter | B19 | 700 | 310 | 310 | 76.89 | 84.92 | 5 | 3.03
2035 | NE_2_RMPA | NE | RMPA | External | Winter | B20 | 935 | 310 | 310 | 11.51 | 79.19 | 5 | 62.68
2035 | NWPP_Coal_2_MAPP_US | NWPP_Coal | MAPP_US | External | Shoulder | B11 | 25 | 150 | 0 | 92.54 | 85.37 | 8 | 0
2035 | NWPP_Coal_2_MAPP_US | NWPP_Coal | MAPP_US | External | Shoulder | B12 | 200 | 150 | 0 | 92.54 | 75.94 | 8 | 0
2035 | NWPP_Coal_2_MAPP_US | NWPP_Coal | MAPP_US | External | Shoulder | B13 | 600 | 150 | 0 | 92.54 | 72.36 | 8 | 0
2035 | NWPP_Coal_2_MAPP_US | NWPP_Coal | MAPP_US | External | Shoulder | B14 | 900 | 150 | 0 | 92.54 | 51.61 | 8 | 0
2035 | NWPP_Coal_2_MAPP_US | NWPP_Coal | MAPP_US | External | Shoulder | B15 | 1203 | 150 | 0 | 92.54 | 5.01 | 8 | 0
2035 | NWPP_Coal_2_MAPP_US | NWPP_Coal | MAPP_US | External | Summer | B1 | 10 | 150 | 150 | 130.94 | 144.72 | 8 | 5.78
2035 | NWPP_Coal_2_MAPP_US | NWPP_Coal | MAPP_US | External | Summer | B2 | 25 | 150 | 150 | 101.4 | 139.88 | 8 | 30.48
2035 | NWPP_Coal_2_MAPP_US | NWPP_Coal | MAPP_US | External | Summer | B3 | 75 | 150 | 150 | 96.42 | 138.33 | 8 | 33.91
2035 | NWPP_Coal_2_MAPP_US | NWPP_Coal | MAPP_US | External | Summer | B4 | 100 | 150 | 150 | 96.42 | 131.78 | 8 | 27.35
2035 | NWPP_Coal_2_MAPP_US | NWPP_Coal | MAPP_US | External | Summer | B5 | 200 | 150 | 150 | 96.42 | 131.26 | 8 | 26.83
2035 | NWPP_Coal_2_MAPP_US | NWPP_Coal | MAPP_US | External | Summer | B6 | 300 | 150 | 0 | 96.42 | 95.14 | 8 | 0
2035 | NWPP_Coal_2_MAPP_US | NWPP_Coal | MAPP_US | External | Summer | B7 | 400 | 150 | 0 | 96.42 | 81.88 | 8 | 0
2035 | NWPP_Coal_2_MAPP_US | NWPP_Coal | MAPP_US | External | Summer | B8 | 500 | 150 | 0 | 96.42 | 78.02 | 8 | 0
2035 | NWPP_Coal_2_MAPP_US | NWPP_Coal | MAPP_US | External | Summer | B9 | 800 | 150 | 0 | 96.42 | 73.83 | 8 | 0
2035 | NWPP_Coal_2_MAPP_US | NWPP_Coal | MAPP_US | External | Summer | B10 | 1262 | 150 | 0 | 96.42 | 65.58 | 8 | 0
2035 | NWPP_Coal_2_MAPP_US | NWPP_Coal | MAPP_US | External | Winter | B16 | 25 | 150 | 0 | 92.54 | 5.01 | 8 | 0
2035 | NWPP_Coal_2_MAPP_US | NWPP_Coal | MAPP_US | External | Winter | B17 | 100 | 150 | 0 | 92.54 | 60.9 | 8 | 0
2035 | NWPP_Coal_2_MAPP_US | NWPP_Coal | MAPP_US | External | Winter | B18 | 400 | 150 | 0 | 92.54 | 74.89 | 8 | 0
2035 | NWPP_Coal_2_MAPP_US | NWPP_Coal | MAPP_US | External | Winter | B19 | 700 | 150 | 0 | 92.54 | 74.89 | 8 | 0
2035 | NWPP_Coal_2_MAPP_US | NWPP_Coal | MAPP_US | External | Winter | B20 | 935 | 150 | 0 | 92.54 | 16.51 | 8 | 0
2035 | RMPA_2_MAPP_US | RMPA | MAPP_US | External | Shoulder | B11 | 25 | 200 | 0 | 93.37 | 85.37 | 8 | 0
2035 | RMPA_2_MAPP_US | RMPA | MAPP_US | External | Shoulder | B12 | 200 | 200 | 0 | 87.94 | 75.94 | 8 | 0
2035 | RMPA_2_MAPP_US | RMPA | MAPP_US | External | Shoulder | B13 | 600 | 200 | 0 | 84.37 | 72.36 | 8 | 0
2035 | RMPA_2_MAPP_US | RMPA | MAPP_US | External | Shoulder | B14 | 900 | 200 | 0 | 84.37 | 51.61 | 8 | 0
2035 | RMPA_2_MAPP_US | RMPA | MAPP_US | External | Shoulder | B15 | 1203 | 200 | 0 | 81.17 | 5.01 | 8 | 0
2035 | RMPA_2_MAPP_US | RMPA | MAPP_US | External | Summer | B1 | 10 | 200 | 0 | 151.72 | 144.72 | 8 | 0
2035 | RMPA_2_MAPP_US | RMPA | MAPP_US | External | Summer | B2 | 25 | 200 | 0 | 143.24 | 139.88 | 8 | 0
2035 | RMPA_2_MAPP_US | RMPA | MAPP_US | External | Summer | B3 | 75 | 200 | 0 | 143.24 | 138.33 | 8 | 0
2035 | RMPA_2_MAPP_US | RMPA | MAPP_US | External | Summer | B4 | 100 | 200 | 0 | 138.84 | 131.78 | 8 | 0
2035 | RMPA_2_MAPP_US | RMPA | MAPP_US | External | Summer | B5 | 200 | 200 | 200 | 123.19 | 131.26 | 8 | 0.06
2035 | RMPA_2_MAPP_US | RMPA | MAPP_US | External | Summer | B6 | 300 | 200 | 0 | 102.14 | 95.14 | 8 | 0
2035 | RMPA_2_MAPP_US | RMPA | MAPP_US | External | Summer | B7 | 400 | 200 | 0 | 96.16 | 81.88 | 8 | 0
2035 | RMPA_2_MAPP_US | RMPA | MAPP_US | External | Summer | B8 | 500 | 200 | 0 | 96.16 | 78.02 | 8 | 0
2035 | RMPA_2_MAPP_US | RMPA | MAPP_US | External | Summer | B9 | 800 | 200 | 0 | 90.62 | 73.83 | 8 | 0
2035 | RMPA_2_MAPP_US | RMPA | MAPP_US | External | Summer | B10 | 1262 | 200 | 0 | 90.62 | 65.58 | 8 | 0
2035 | RMPA_2_MAPP_US | RMPA | MAPP_US | External | Winter | B16 | 25 | 200 | 0 | 103.26 | 5.01 | 8 | 0
2035 | RMPA_2_MAPP_US | RMPA | MAPP_US | External | Winter | B17 | 100 | 200 | 0 | 100.7 | 60.9 | 8 | 0
2035 | RMPA_2_MAPP_US | RMPA | MAPP_US | External | Winter | B18 | 400 | 200 | 0 | 84.92 | 74.89 | 8 | 0
2035 | RMPA_2_MAPP_US | RMPA | MAPP_US | External | Winter | B19 | 700 | 200 | 0 | 84.92 | 74.89 | 8 | 0
2035 | RMPA_2_MAPP_US | RMPA | MAPP_US | External | Winter | B20 | 935 | 200 | 0 | 79.19 | 16.51 | 8 | 0
2035 | RMPA_2_NE | RMPA | NE | External | Shoulder | B11 | 25 | 310 | 0 | 93.37 | 88.37 | 8 | 0
2035 | RMPA_2_NE | RMPA | NE | External | Shoulder | B12 | 200 | 310 | 0 | 87.94 | 82.94 | 8 | 0
2035 | RMPA_2_NE | RMPA | NE | External | Shoulder | B13 | 600 | 310 | 0 | 84.37 | 79.36 | 8 | 0
2035 | RMPA_2_NE | RMPA | NE | External | Shoulder | B14 | 900 | 310 | 0 | 84.37 | 46.61 | 8 | 0
2035 | RMPA_2_NE | RMPA | NE | External | Shoulder | B15 | 1203 | 310 | 0 | 81.17 | 0.01 | 8 | 0
2035 | RMPA_2_NE | RMPA | NE | External | Summer | B1 | 10 | 310 | 0 | 151.72 | 146.72 | 8 | 0
2035 | RMPA_2_NE | RMPA | NE | External | Summer | B2 | 25 | 310 | 0 | 143.24 | 141.88 | 8 | 0
2035 | RMPA_2_NE | RMPA | NE | External | Summer | B3 | 75 | 310 | 0 | 143.24 | 145.33 | 8 | 0
2035 | RMPA_2_NE | RMPA | NE | External | Summer | B4 | 100 | 310 | 0 | 138.84 | 138.78 | 8 | 0
2035 | RMPA_2_NE | RMPA | NE | External | Summer | B5 | 200 | 310 | 310 | 123.19 | 133.26 | 8 | 2.06
2035 | RMPA_2_NE | RMPA | NE | External | Summer | B6 | 300 | 310 | 0 | 102.14 | 97.14 | 8 | 0
2035 | RMPA_2_NE | RMPA | NE | External | Summer | B7 | 400 | 310 | 0 | 96.16 | 88.88 | 8 | 0
2035 | RMPA_2_NE | RMPA | NE | External | Summer | B8 | 500 | 310 | 0 | 96.16 | 80.02 | 8 | 0
2035 | RMPA_2_NE | RMPA | NE | External | Summer | B9 | 800 | 310 | 0 | 90.62 | 75.83 | 8 | 0
2035 | RMPA_2_NE | RMPA | NE | External | Summer | B10 | 1262 | 310 | 0 | 90.62 | 67.58 | 8 | 0
2035 | RMPA_2_NE | RMPA | NE | External | Winter | B16 | 25 | 310 | 0 | 103.26 | 0.01 | 8 | 0
2035 | RMPA_2_NE | RMPA | NE | External | Winter | B17 | 100 | 310 | 0 | 100.7 | 55.9 | 8 | 0
2035 | RMPA_2_NE | RMPA | NE | External | Winter | B18 | 400 | 310 | 0 | 84.92 | 77.49 | 8 | 0
2035 | RMPA_2_NE | RMPA | NE | External | Winter | B19 | 700 | 310 | 0 | 84.92 | 76.89 | 8 | 0
2035 | RMPA_2_NE | RMPA | NE | External | Winter | B20 | 935 | 310 | 0 | 79.19 | 11.51 | 8 | 0
2035 | RMPA_2_SPP_N | RMPA | SPP_N | External | Shoulder | B11 | 25 | 210 | 0 | 93.37 | 89.89 | 8 | 0
2035 | RMPA_2_SPP_N | RMPA | SPP_N | External | Shoulder | B12 | 200 | 210 | 0 | 87.94 | 85.71 | 8 | 0
2035 | RMPA_2_SPP_N | RMPA | SPP_N | External | Shoulder | B13 | 600 | 210 | 0 | 84.37 | 79.37 | 8 | 0
2035 | RMPA_2_SPP_N | RMPA | SPP_N | External | Shoulder | B14 | 900 | 210 | 0 | 84.37 | 21.63 | 8 | 0
2035 | RMPA_2_SPP_N | RMPA | SPP_N | External | Shoulder | B15 | 1203 | 210 | 0 | 81.17 | 0.01 | 8 | 0
2035 | RMPA_2_SPP_N | RMPA | SPP_N | External | Summer | B1 | 10 | 210 | 0 | 151.72 | 92.83 | 8 | 0
2035 | RMPA_2_SPP_N | RMPA | SPP_N | External | Summer | B2 | 25 | 210 | 0 | 143.24 | 143.93 | 8 | 0
2035 | RMPA_2_SPP_N | RMPA | SPP_N | External | Summer | B3 | 75 | 210 | 0 | 143.24 | 147.82 | 8 | 0
2035 | RMPA_2_SPP_N | RMPA | SPP_N | External | Summer | B4 | 100 | 210 | 0 | 138.84 | 143.66 | 8 | 0
2035 | RMPA_2_SPP_N | RMPA | SPP_N | External | Summer | B5 | 200 | 210 | 210 | 123.19 | 133.27 | 8 | 2.08
2035 | RMPA_2_SPP_N | RMPA | SPP_N | External | Summer | B6 | 300 | 210 | 0 | 102.14 | 97.16 | 8 | 0
2035 | RMPA_2_SPP_N | RMPA | SPP_N | External | Summer | B7 | 400 | 210 | 0 | 96.16 | 89.14 | 8 | 0
2035 | RMPA_2_SPP_N | RMPA | SPP_N | External | Summer | B8 | 500 | 210 | 0 | 96.16 | 88.03 | 8 | 0
2035 | RMPA_2_SPP_N | RMPA | SPP_N | External | Summer | B9 | 800 | 210 | 0 | 90.62 | 84.23 | 8 | 0
2035 | RMPA_2_SPP_N | RMPA | SPP_N | External | Summer | B10 | 1262 | 210 | 0 | 90.62 | 69.81 | 8 | 0
2035 | RMPA_2_SPP_N | RMPA | SPP_N | External | Winter | B16 | 25 | 210 | 0 | 103.26 | 55.89 | 8 | 0
2035 | RMPA_2_SPP_N | RMPA | SPP_N | External | Winter | B17 | 100 | 210 | 0 | 100.7 | 74.9 | 8 | 0
2035 | RMPA_2_SPP_N | RMPA | SPP_N | External | Winter | B18 | 400 | 210 | 0 | 84.92 | 83.68 | 8 | 0
2035 | RMPA_2_SPP_N | RMPA | SPP_N | External | Winter | B19 | 700 | 210 | 0 | 84.92 | 76.9 | 8 | 0
2035 | RMPA_2_SPP_N | RMPA | SPP_N | External | Winter | B20 | 935 | 210 | 0 | 79.19 | 11.52 | 8 | 0
2035 | SPP_N_2_RMPA | SPP_N | RMPA | External | Shoulder | B11 | 25 | 210 | 0 | 89.89 | 93.37 | 5 | 0
2035 | SPP_N_2_RMPA | SPP_N | RMPA | External | Shoulder | B12 | 200 | 210 | 0 | 85.71 | 87.94 | 5 | 0
2035 | SPP_N_2_RMPA | SPP_N | RMPA | External | Shoulder | B13 | 600 | 210 | 86 | 79.37 | 84.37 | 5 | 0
2035 | SPP_N_2_RMPA | SPP_N | RMPA | External | Shoulder | B14 | 900 | 210 | 210 | 21.63 | 84.37 | 5 | 57.74
2035 | SPP_N_2_RMPA | SPP_N | RMPA | External | Shoulder | B15 | 1203 | 210 | 210 | 0.01 | 81.17 | 5 | 76.16
2035 | SPP_N_2_RMPA | SPP_N | RMPA | External | Summer | B1 | 10 | 210 | 210 | 92.83 | 151.72 | 5 | 53.89
2035 | SPP_N_2_RMPA | SPP_N | RMPA | External | Summer | B2 | 25 | 210 | 0 | 143.93 | 143.24 | 5 | 0
2035 | SPP_N_2_RMPA | SPP_N | RMPA | External | Summer | B3 | 75 | 210 | 0 | 147.82 | 143.24 | 5 | 0
2035 | SPP_N_2_RMPA | SPP_N | RMPA | External | Summer | B4 | 100 | 210 | 0 | 143.66 | 138.84 | 5 | 0
2035 | SPP_N_2_RMPA | SPP_N | RMPA | External | Summer | B5 | 200 | 210 | 0 | 133.27 | 123.19 | 5 | 0
2035 | SPP_N_2_RMPA | SPP_N | RMPA | External | Summer | B6 | 300 | 210 | 0 | 97.16 | 102.14 | 5 | 0
2035 | SPP_N_2_RMPA | SPP_N | RMPA | External | Summer | B7 | 400 | 210 | 210 | 89.14 | 96.16 | 5 | 2.02
2035 | SPP_N_2_RMPA | SPP_N | RMPA | External | Summer | B8 | 500 | 210 | 210 | 88.03 | 96.16 | 5 | 3.12
2035 | SPP_N_2_RMPA | SPP_N | RMPA | External | Summer | B9 | 800 | 210 | 210 | 84.23 | 90.62 | 5 | 1.38
2035 | SPP_N_2_RMPA | SPP_N | RMPA | External | Summer | B10 | 1262 | 210 | 210 | 69.81 | 90.62 | 5 | 15.8
2035 | SPP_N_2_RMPA | SPP_N | RMPA | External | Winter | B16 | 25 | 210 | 210 | 55.89 | 103.26 | 5 | 42.37
2035 | SPP_N_2_RMPA | SPP_N | RMPA | External | Winter | B17 | 100 | 210 | 210 | 74.9 | 100.7 | 5 | 20.8
2035 | SPP_N_2_RMPA | SPP_N | RMPA | External | Winter | B18 | 400 | 210 | 0 | 83.68 | 84.92 | 5 | 0
2035 | SPP_N_2_RMPA | SPP_N | RMPA | External | Winter | B19 | 700 | 210 | 210 | 76.9 | 84.92 | 5 | 3.02
2035 | SPP_N_2_RMPA | SPP_N | RMPA | External | Winter | B20 | 935 | 210 | 210 | 11.52 | 79.19 | 5 | 62.67
2035 | SPP_S_2_ERCOT | SPP_S | ERCOT | External | Shoulder | B11 | 25 | 800 | 0 | 89.9 | 91.84 | 5 | 0
2035 | SPP_S_2_ERCOT | SPP_S | ERCOT | External | Shoulder | B12 | 200 | 800 | 91.5 | 85.72 | 90.72 | 5 | 0
2035 | SPP_S_2_ERCOT | SPP_S | ERCOT | External | Shoulder | B13 | 600 | 800 | 800 | 79.38 | 90.72 | 5 | 6.34
2035 | SPP_S_2_ERCOT | SPP_S | ERCOT | External | Shoulder | B14 | 900 | 800 | 800 | 0.01 | 90.72 | 5 | 85.71
2035 | SPP_S_2_ERCOT | SPP_S | ERCOT | External | Shoulder | B15 | 1203 | 800 | 800 | 0.01 | 78.57 | 5 | 73.56
2035 | SPP_S_2_ERCOT | SPP_S | ERCOT | External | Summer | B1 | 10 | 800 | 800 | 89.15 | 751.19 | 5 | 657.03
2035 | SPP_S_2_ERCOT | SPP_S | ERCOT | External | Summer | B2 | 25 | 800 | 800 | 143.93 | 751.19 | 5 | 602.26
2035 | SPP_S_2_ERCOT | SPP_S | ERCOT | External | Summer | B3 | 75 | 800 | 800 | 147.83 | 217.15 | 5 | 64.32
2035 | SPP_S_2_ERCOT | SPP_S | ERCOT | External | Summer | B4 | 100 | 800 | 800 | 143.66 | 148.74 | 5 | 0.09
2035 | SPP_S_2_ERCOT | SPP_S | ERCOT | External | Summer | B5 | 200 | 800 | 0 | 133.27 | 125.27 | 5 | 0
2035 | SPP_S_2_ERCOT | SPP_S | ERCOT | External | Summer | B6 | 300 | 800 | 0 | 97.16 | 97.44 | 5 | 0
2035 | SPP_S_2_ERCOT | SPP_S | ERCOT | External | Summer | B7 | 400 | 800 | 0 | 89.15 | 89.16 | 5 | 0
2035 | SPP_S_2_ERCOT | SPP_S | ERCOT | External | Summer | B8 | 500 | 800 | 0 | 88.95 | 89.16 | 5 | 0
2035 | SPP_S_2_ERCOT | SPP_S | ERCOT | External | Summer | B9 | 800 | 800 | 0 | 84.24 | 89.16 | 5 | 0
2035 | SPP_S_2_ERCOT | SPP_S | ERCOT | External | Summer | B10 | 1262 | 800 | 800 | 69.82 | 82.01 | 5 | 7.18
2035 | SPP_S_2_ERCOT | SPP_S | ERCOT | External | Winter | B16 | 25 | 800 | 800 | 55.9 | 93.99 | 5 | 33.09
2035 | SPP_S_2_ERCOT | SPP_S | ERCOT | External | Winter | B17 | 100 | 800 | 800 | 74.91 | 93.99 | 5 | 14.08
2035 | SPP_S_2_ERCOT | SPP_S | ERCOT | External | Winter | B18 | 400 | 800 | 800 | 83.69 | 93.99 | 5 | 5.3
2035 | SPP_S_2_ERCOT | SPP_S | ERCOT | External | Winter | B19 | 700 | 800 | 800 | 76.91 | 93.99 | 5 | 12.08
2035 | SPP_S_2_ERCOT | SPP_S | ERCOT | External | Winter | B20 | 935 | 800 | 800 | 11.53 | 81.35 | 5 | 64.82
2040 | AZ_NM_SNV_Coal_2_SPP_S | AZ_NM_SNV_Coal | SPP_S | External | Shoulder | B11 | 25 | 400 | 0 | 92.06 | 94.07 | 8.17 | 0
2040 | AZ_NM_SNV_Coal_2_SPP_S | AZ_NM_SNV_Coal | SPP_S | External | Shoulder | B12 | 200 | 400 | 0 | 90.99 | 89.72 | 8.17 | 0
2040 | AZ_NM_SNV_Coal_2_SPP_S | AZ_NM_SNV_Coal | SPP_S | External | Shoulder | B13 | 600 | 400 | 0 | 90.08 | 77.68 | 8.17 | 0
2040 | AZ_NM_SNV_Coal_2_SPP_S | AZ_NM_SNV_Coal | SPP_S | External | Shoulder | B14 | 900 | 400 | 0 | 90.08 | 0.01 | 8.17 | 0
2040 | AZ_NM_SNV_Coal_2_SPP_S | AZ_NM_SNV_Coal | SPP_S | External | Shoulder | B15 | 1203 | 400 | 0 | 78.49 | 0.01 | 8.17 | 0
2040 | AZ_NM_SNV_Coal_2_SPP_S | AZ_NM_SNV_Coal | SPP_S | External | Summer | B1 | 10 | 400 | 0 | 751.2 | 92.99 | 8.17 | 0
2040 | AZ_NM_SNV_Coal_2_SPP_S | AZ_NM_SNV_Coal | SPP_S | External | Summer | B2 | 25 | 400 | 0 | 220.64 | 151.02 | 8.17 | 0
2040 | AZ_NM_SNV_Coal_2_SPP_S | AZ_NM_SNV_Coal | SPP_S | External | Summer | B3 | 75 | 400 | 0 | 171.81 | 154.21 | 8.17 | 0
2040 | AZ_NM_SNV_Coal_2_SPP_S | AZ_NM_SNV_Coal | SPP_S | External | Summer | B4 | 100 | 400 | 0 | 153.62 | 146.46 | 8.17 | 0
2040 | AZ_NM_SNV_Coal_2_SPP_S | AZ_NM_SNV_Coal | SPP_S | External | Summer | B5 | 200 | 400 | 400 | 117.05 | 133.26 | 8.17 | 8.05
2040 | AZ_NM_SNV_Coal_2_SPP_S | AZ_NM_SNV_Coal | SPP_S | External | Summer | B6 | 300 | 400 | 0 | 108.77 | 100.64 | 8.17 | 0
2040 | AZ_NM_SNV_Coal_2_SPP_S | AZ_NM_SNV_Coal | SPP_S | External | Summer | B7 | 400 | 400 | 0 | 107.23 | 92.99 | 8.17 | 0
2040 | AZ_NM_SNV_Coal_2_SPP_S | AZ_NM_SNV_Coal | SPP_S | External | Summer | B8 | 500 | 400 | 0 | 99.07 | 92.78 | 8.17 | 0
2040 | AZ_NM_SNV_Coal_2_SPP_S | AZ_NM_SNV_Coal | SPP_S | External | Summer | B9 | 800 | 400 | 0 | 94.43 | 88.07 | 8.17 | 0
2040 | AZ_NM_SNV_Coal_2_SPP_S | AZ_NM_SNV_Coal | SPP_S | External | Summer | B10 | 1262 | 400 | 0 | 93.32 | 75.49 | 8.17 | 0
2040 | AZ_NM_SNV_Coal_2_SPP_S | AZ_NM_SNV_Coal | SPP_S | External | Winter | B16 | 25 | 400 | 0 | 90.99 | 14.18 | 8.17 | 0
2040 | AZ_NM_SNV_Coal_2_SPP_S | AZ_NM_SNV_Coal | SPP_S | External | Winter | B17 | 100 | 400 | 0 | 90.98 | 74.33 | 8.17 | 0
2040 | AZ_NM_SNV_Coal_2_SPP_S | AZ_NM_SNV_Coal | SPP_S | External | Winter | B18 | 400 | 400 | 0 | 87.65 | 81.06 | 8.17 | 0
2040 | AZ_NM_SNV_Coal_2_SPP_S | AZ_NM_SNV_Coal | SPP_S | External | Winter | B19 | 700 | 400 | 0 | 87.65 | 79.55 | 8.17 | 0
2040 | AZ_NM_SNV_Coal_2_SPP_S | AZ_NM_SNV_Coal | SPP_S | External | Winter | B20 | 935 | 400 | 0 | 82.18 | 9.55 | 8.17 | 0
2040 | ERCOT_2_SPP_S | ERCOT | SPP_S | External | Shoulder | B11 | 25 | 800 | 0 | 94.72 | 94.07 | 8 | 0
2040 | ERCOT_2_SPP_S | ERCOT | SPP_S | External | Shoulder | B12 | 200 | 800 | 0 | 94.72 | 89.72 | 8 | 0
2040 | ERCOT_2_SPP_S | ERCOT | SPP_S | External | Shoulder | B13 | 600 | 800 | 0 | 94.72 | 77.68 | 8 | 0
2040 | ERCOT_2_SPP_S | ERCOT | SPP_S | External | Shoulder | B14 | 900 | 800 | 0 | 81.97 | 0.01 | 8 | 0
2040 | ERCOT_2_SPP_S | ERCOT | SPP_S | External | Shoulder | B15 | 1203 | 800 | 0 | 81.97 | 0.01 | 8 | 0
2040 | ERCOT_2_SPP_S | ERCOT | SPP_S | External | Summer | B1 | 10 | 800 | 0 | 751.19 | 92.99 | 8 | 0
2040 | ERCOT_2_SPP_S | ERCOT | SPP_S | External | Summer | B2 | 25 | 800 | 0 | 751.19 | 151.02 | 8 | 0
2040 | ERCOT_2_SPP_S | ERCOT | SPP_S | External | Summer | B3 | 75 | 800 | 0 | 226.22 | 154.21 | 8 | 0
2040 | ERCOT_2_SPP_S | ERCOT | SPP_S | External | Summer | B4 | 100 | 800 | 0 | 150.56 | 146.46 | 8 | 0
2040 | ERCOT_2_SPP_S | ERCOT | SPP_S | External | Summer | B5 | 200 | 800 | 800 | 105.37 | 133.26 | 8 | 19.89
2040 | ERCOT_2_SPP_S | ERCOT | SPP_S | External | Summer | B6 | 300 | 800 | 0 | 92.99 | 100.64 | 8 | 0
2040 | ERCOT_2_SPP_S | ERCOT | SPP_S | External | Summer | B7 | 400 | 800 | 0 | 92.99 | 92.99 | 8 | 0
2040 | ERCOT_2_SPP_S | ERCOT | SPP_S | External | Summer | B8 | 500 | 800 | 0 | 92.99 | 92.78 | 8 | 0
2040 | ERCOT_2_SPP_S | ERCOT | SPP_S | External | Summer | B9 | 800 | 800 | 0 | 92.99 | 88.07 | 8 | 0
2040 | ERCOT_2_SPP_S | ERCOT | SPP_S | External | Summer | B10 | 1262 | 800 | 0 | 80.49 | 75.49 | 8 | 0
2040 | ERCOT_2_SPP_S | ERCOT | SPP_S | External | Winter | B16 | 25 | 800 | 0 | 98.33 | 14.18 | 8 | 0
2040 | ERCOT_2_SPP_S | ERCOT | SPP_S | External | Winter | B17 | 100 | 800 | 0 | 98.33 | 74.33 | 8 | 0
2040 | ERCOT_2_SPP_S | ERCOT | SPP_S | External | Winter | B18 | 400 | 800 | 0 | 98.33 | 81.06 | 8 | 0
2040 | ERCOT_2_SPP_S | ERCOT | SPP_S | External | Winter | B19 | 700 | 800 | 0 | 86.16 | 79.55 | 8 | 0
2040 | ERCOT_2_SPP_S | ERCOT | SPP_S | External | Winter | B20 | 935 | 800 | 0 | 85.04 | 9.55 | 8 | 0
2040 | MAPP_US_2_RMPA | MAPP_US | RMPA | External | Shoulder | B11 | 25 | 200 | 0 | 87.48 | 86.05 | 8 | 0
2040 | MAPP_US_2_RMPA | MAPP_US | RMPA | External | Shoulder | B12 | 200 | 200 | 57.27 | 77.69 | 85.69 | 8 | 0
2040 | MAPP_US_2_RMPA | MAPP_US | RMPA | External | Shoulder | B13 | 600 | 200 | 200 | 70.65 | 84.01 | 8 | 5.36
2040 | MAPP_US_2_RMPA | MAPP_US | RMPA | External | Shoulder | B14 | 900 | 200 | 200 | 16.53 | 84.01 | 8 | 59.48
2040 | MAPP_US_2_RMPA | MAPP_US | RMPA | External | Shoulder | B15 | 1203 | 200 | 200 | 5.01 | 82.81 | 8 | 69.8
2040 | MAPP_US_2_RMPA | MAPP_US | RMPA | External | Summer | B1 | 10 | 200 | 0 | 181.44 | 188.44 | 8 | 0
2040 | MAPP_US_2_RMPA | MAPP_US | RMPA | External | Summer | B2 | 25 | 200 | 0 | 149.01 | 148.79 | 8 | 0
2040 | MAPP_US_2_RMPA | MAPP_US | RMPA | External | Summer | B3 | 75 | 200 | 0 | 144.58 | 148.79 | 8 | 0
2040 | MAPP_US_2_RMPA | MAPP_US | RMPA | External | Summer | B4 | 100 | 200 | 39.37 | 137.46 | 145.46 | 8 | 0
2040 | MAPP_US_2_RMPA | MAPP_US | RMPA | External | Summer | B5 | 200 | 200 | 0 | 131.25 | 123.57 | 8 | 0
2040 | MAPP_US_2_RMPA | MAPP_US | RMPA | External | Summer | B6 | 300 | 200 | 0 | 98.63 | 105.63 | 8 | 0
2040 | MAPP_US_2_RMPA | MAPP_US | RMPA | External | Summer | B7 | 400 | 200 | 200 | 85.29 | 100.02 | 8 | 6.73
2040 | MAPP_US_2_RMPA | MAPP_US | RMPA | External | Summer | B8 | 500 | 200 | 200 | 80.62 | 100.02 | 8 | 11.39
2040 | MAPP_US_2_RMPA | MAPP_US | RMPA | External | Summer | B9 | 800 | 200 | 200 | 74.53 | 90.9 | 8 | 8.36
2040 | MAPP_US_2_RMPA | MAPP_US | RMPA | External | Summer | B10 | 1262 | 200 | 200 | 68.63 | 90.9 | 8 | 14.27
2040 | MAPP_US_2_RMPA | MAPP_US | RMPA | External | Winter | B16 | 25 | 200 | 200 | 0.17 | 103.09 | 8 | 94.91
2040 | MAPP_US_2_RMPA | MAPP_US | RMPA | External | Winter | B17 | 100 | 200 | 200 | 60.31 | 99.14 | 8 | 30.83
2040 | MAPP_US_2_RMPA | MAPP_US | RMPA | External | Winter | B18 | 400 | 200 | 200 | 77.53 | 88.7 | 8 | 3.17
2040 | MAPP_US_2_RMPA | MAPP_US | RMPA | External | Winter | B19 | 700 | 200 | 200 | 77.53 | 88.7 | 8 | 3.17
2040 | MAPP_US_2_RMPA | MAPP_US | RMPA | External | Winter | B20 | 935 | 200 | 200 | 14.52 | 75.53 | 8 | 53.01
2040 | NE_2_RMPA | NE | RMPA | External | Shoulder | B11 | 25 | 310 | 0 | 89.48 | 86.05 | 5 | 0
2040 | NE_2_RMPA | NE | RMPA | External | Shoulder | B12 | 200 | 310 | 0 | 84.69 | 85.69 | 5 | 0
2040 | NE_2_RMPA | NE | RMPA | External | Shoulder | B13 | 600 | 310 | 310 | 77.65 | 84.01 | 5 | 1.36
2040 | NE_2_RMPA | NE | RMPA | External | Shoulder | B14 | 900 | 310 | 310 | 11.53 | 84.01 | 5 | 67.48
2040 | NE_2_RMPA | NE | RMPA | External | Shoulder | B15 | 1203 | 310 | 310 | 0.01 | 82.81 | 5 | 77.8
2040 | NE_2_RMPA | NE | RMPA | External | Summer | B1 | 10 | 310 | 262.13 | 183.44 | 188.44 | 5 | 0
2040 | NE_2_RMPA | NE | RMPA | External | Summer | B2 | 25 | 310 | 0 | 151.01 | 148.79 | 5 | 0
2040 | NE_2_RMPA | NE | RMPA | External | Summer | B3 | 75 | 310 | 0 | 151.58 | 148.79 | 5 | 0
2040 | NE_2_RMPA | NE | RMPA | External | Summer | B4 | 100 | 310 | 0 | 144.46 | 145.46 | 5 | 0
2040 | NE_2_RMPA | NE | RMPA | External | Summer | B5 | 200 | 310 | 0 | 133.25 | 123.57 | 5 | 0
2040 | NE_2_RMPA | NE | RMPA | External | Summer | B6 | 300 | 310 | 29.39 | 100.63 | 105.63 | 5 | 0
2040 | NE_2_RMPA | NE | RMPA | External | Summer | B7 | 400 | 310 | 310 | 92.29 | 100.02 | 5 | 2.73
2040 | NE_2_RMPA | NE | RMPA | External | Summer | B8 | 500 | 310 | 310 | 82.62 | 100.02 | 5 | 12.39
2040 | NE_2_RMPA | NE | RMPA | External | Summer | B9 | 800 | 310 | 310 | 76.53 | 90.9 | 5 | 9.36
2040 | NE_2_RMPA | NE | RMPA | External | Summer | B10 | 1262 | 310 | 310 | 70.63 | 90.9 | 5 | 15.27
2040 | NE_2_RMPA | NE | RMPA | External | Winter | B16 | 25 | 310 | 310 | 0.01 | 103.09 | 5 | 98.07
2040 | NE_2_RMPA | NE | RMPA | External | Winter | B17 | 100 | 310 | 310 | 55.31 | 99.14 | 5 | 38.83
2040 | NE_2_RMPA | NE | RMPA | External | Winter | B18 | 400 | 310 | 310 | 79.53 | 88.7 | 5 | 4.17
2040 | NE_2_RMPA | NE | RMPA | External | Winter | B19 | 700 | 310 | 310 | 79.53 | 88.7 | 5 | 4.17
2040 | NE_2_RMPA | NE | RMPA | External | Winter | B20 | 935 | 310 | 310 | 9.52 | 75.53 | 5 | 61.01
2040 | NWPP_Coal_2_MAPP_US | NWPP_Coal | MAPP_US | External | Shoulder | B11 | 25 | 150 | 0 | 90.98 | 87.48 | 8 | 0
2040 | NWPP_Coal_2_MAPP_US | NWPP_Coal | MAPP_US | External | Shoulder | B12 | 200 | 150 | 0 | 90.98 | 77.69 | 8 | 0
2040 | NWPP_Coal_2_MAPP_US | NWPP_Coal | MAPP_US | External | Shoulder | B13 | 600 | 150 | 0 | 90.98 | 70.65 | 8 | 0
2040 | NWPP_Coal_2_MAPP_US | NWPP_Coal | MAPP_US | External | Shoulder | B14 | 900 | 150 | 0 | 90.98 | 16.53 | 8 | 0
2040 | NWPP_Coal_2_MAPP_US | NWPP_Coal | MAPP_US | External | Shoulder | B15 | 1203 | 150 | 0 | 90.98 | 5.01 | 8 | 0
2040 | NWPP_Coal_2_MAPP_US | NWPP_Coal | MAPP_US | External | Summer | B1 | 10 | 150 | 150 | 125.22 | 181.44 | 8 | 48.23
2040 | NWPP_Coal_2_MAPP_US | NWPP_Coal | MAPP_US | External | Summer | B2 | 25 | 150 | 150 | 101.4 | 149.01 | 8 | 39.61
2040 | NWPP_Coal_2_MAPP_US | NWPP_Coal | MAPP_US | External | Summer | B3 | 75 | 150 | 150 | 99.06 | 144.58 | 8 | 37.51
2040 | NWPP_Coal_2_MAPP_US | NWPP_Coal | MAPP_US | External | Summer | B4 | 100 | 150 | 150 | 99.06 | 137.46 | 8 | 30.39
2040 | NWPP_Coal_2_MAPP_US | NWPP_Coal | MAPP_US | External | Summer | B5 | 200 | 150 | 150 | 99.06 | 131.25 | 8 | 24.18
2040 | NWPP_Coal_2_MAPP_US | NWPP_Coal | MAPP_US | External | Summer | B6 | 300 | 150 | 0 | 99.06 | 98.63 | 8 | 0
2040 | NWPP_Coal_2_MAPP_US | NWPP_Coal | MAPP_US | External | Summer | B7 | 400 | 150 | 0 | 99.06 | 85.29 | 8 | 0
2040 | NWPP_Coal_2_MAPP_US | NWPP_Coal | MAPP_US | External | Summer | B8 | 500 | 150 | 0 | 99.06 | 80.62 | 8 | 0
2040 | NWPP_Coal_2_MAPP_US | NWPP_Coal | MAPP_US | External | Summer | B9 | 800 | 150 | 0 | 99.06 | 74.53 | 8 | 0
2040 | NWPP_Coal_2_MAPP_US | NWPP_Coal | MAPP_US | External | Summer | B10 | 1262 | 150 | 0 | 99.06 | 68.63 | 8 | 0
2040 | NWPP_Coal_2_MAPP_US | NWPP_Coal | MAPP_US | External | Winter | B16 | 25 | 150 | 0 | 90.98 | 0.17 | 8 | 0
2040 | NWPP_Coal_2_MAPP_US | NWPP_Coal | MAPP_US | External | Winter | B17 | 100 | 150 | 0 | 90.98 | 60.31 | 8 | 0
2040 | NWPP_Coal_2_MAPP_US | NWPP_Coal | MAPP_US | External | Winter | B18 | 400 | 150 | 0 | 90.98 | 77.53 | 8 | 0
2040 | NWPP_Coal_2_MAPP_US | NWPP_Coal | MAPP_US | External | Winter | B19 | 700 | 150 | 0 | 90.98 | 77.53 | 8 | 0
2040 | NWPP_Coal_2_MAPP_US | NWPP_Coal | MAPP_US | External | Winter | B20 | 935 | 150 | 0 | 90.98 | 14.52 | 8 | 0
2040 | RMPA_2_MAPP_US | RMPA | MAPP_US | External | Shoulder | B11 | 25 | 200 | 0 | 86.05 | 87.48 | 8 | 0
2040 | RMPA_2_MAPP_US | RMPA | MAPP_US | External | Shoulder | B12 | 200 | 200 | 0 | 85.69 | 77.69 | 8 | 0
2040 | RMPA_2_MAPP_US | RMPA | MAPP_US | External | Shoulder | B13 | 600 | 200 | 0 | 84.01 | 70.65 | 8 | 0
2040 | RMPA_2_MAPP_US | RMPA | MAPP_US | External | Shoulder | B14 | 900 | 200 | 0 | 84.01 | 16.53 | 8 | 0
2040 | RMPA_2_MAPP_US | RMPA | MAPP_US | External | Shoulder | B15 | 1203 | 200 | 0 | 82.81 | 5.01 | 8 | 0
2040 | RMPA_2_MAPP_US | RMPA | MAPP_US | External | Summer | B1 | 10 | 200 | 0 | 188.44 | 181.44 | 8 | 0
2040 | RMPA_2_MAPP_US | RMPA | MAPP_US | External | Summer | B2 | 25 | 200 | 0 | 148.79 | 149.01 | 8 | 0
2040 | RMPA_2_MAPP_US | RMPA | MAPP_US | External | Summer | B3 | 75 | 200 | 0 | 148.79 | 144.58 | 8 | 0
2040 | RMPA_2_MAPP_US | RMPA | MAPP_US | External | Summer | B4 | 100 | 200 | 0 | 145.46 | 137.46 | 8 | 0
2040 | RMPA_2_MAPP_US | RMPA | MAPP_US | External | Summer | B5 | 200 | 200 | 0 | 123.57 | 131.25 | 8 | 0
2040 | RMPA_2_MAPP_US | RMPA | MAPP_US | External | Summer | B6 | 300 | 200 | 0 | 105.63 | 98.63 | 8 | 0
2040 | RMPA_2_MAPP_US | RMPA | MAPP_US | External | Summer | B7 | 400 | 200 | 0 | 100.02 | 85.29 | 8 | 0
2040 | RMPA_2_MAPP_US | RMPA | MAPP_US | External | Summer | B8 | 500 | 200 | 0 | 100.02 | 80.62 | 8 | 0
2040 | RMPA_2_MAPP_US | RMPA | MAPP_US | External | Summer | B9 | 800 | 200 | 0 | 90.9 | 74.53 | 8 | 0
2040 | RMPA_2_MAPP_US | RMPA | MAPP_US | External | Summer | B10 | 1262 | 200 | 0 | 90.9 | 68.63 | 8 | 0
2040 | RMPA_2_MAPP_US | RMPA | MAPP_US | External | Winter | B16 | 25 | 200 | 0 | 103.09 | 0.17 | 8 | 0
2040 | RMPA_2_MAPP_US | RMPA | MAPP_US | External | Winter | B17 | 100 | 200 | 0 | 99.14 | 60.31 | 8 | 0
2040 | RMPA_2_MAPP_US | RMPA | MAPP_US | External | Winter | B18 | 400 | 200 | 0 | 88.7 | 77.53 | 8 | 0
2040 | RMPA_2_MAPP_US | RMPA | MAPP_US | External | Winter | B19 | 700 | 200 | 0 | 88.7 | 77.53 | 8 | 0
2040 | RMPA_2_MAPP_US | RMPA | MAPP_US | External | Winter | B20 | 935 | 200 | 0 | 75.53 | 14.52 | 8 | 0
2040 | RMPA_2_NE | RMPA | NE | External | Shoulder | B11 | 25 | 310 | 0 | 86.05 | 89.48 | 8 | 0
2040 | RMPA_2_NE | RMPA | NE | External | Shoulder | B12 | 200 | 310 | 0 | 85.69 | 84.69 | 8 | 0
2040 | RMPA_2_NE | RMPA | NE | External | Shoulder | B13 | 600 | 310 | 0 | 84.01 | 77.65 | 8 | 0
2040 | RMPA_2_NE | RMPA | NE | External | Shoulder | B14 | 900 | 310 | 0 | 84.01 | 11.53 | 8 | 0
2040 | RMPA_2_NE | RMPA | NE | External | Shoulder | B15 | 1203 | 310 | 0 | 82.81 | 0.01 | 8 | 0
2040 | RMPA_2_NE | RMPA | NE | External | Summer | B1 | 10 | 310 | 0 | 188.44 | 183.44 | 8 | 0
2040 | RMPA_2_NE | RMPA | NE | External | Summer | B2 | 25 | 310 | 0 | 148.79 | 151.01 | 8 | 0
2040 | RMPA_2_NE | RMPA | NE | External | Summer | B3 | 75 | 310 | 0 | 148.79 | 151.58 | 8 | 0
2040 | RMPA_2_NE | RMPA | NE | External | Summer | B4 | 100 | 310 | 0 | 145.46 | 144.46 | 8 | 0
2040 | RMPA_2_NE | RMPA | NE | External | Summer | B5 | 200 | 310 | 310 | 123.57 | 133.25 | 8 | 1.68
2040 | RMPA_2_NE | RMPA | NE | External | Summer | B6 | 300 | 310 | 0 | 105.63 | 100.63 | 8 | 0
2040 | RMPA_2_NE | RMPA | NE | External | Summer | B7 | 400 | 310 | 0 | 100.02 | 92.29 | 8 | 0
2040 | RMPA_2_NE | RMPA | NE | External | Summer | B8 | 500 | 310 | 0 | 100.02 | 82.62 | 8 | 0
2040 | RMPA_2_NE | RMPA | NE | External | Summer | B9 | 800 | 310 | 0 | 90.9 | 76.53 | 8 | 0
2040 | RMPA_2_NE | RMPA | NE | External | Summer | B10 | 1262 | 310 | 0 | 90.9 | 70.63 | 8 | 0
2040 | RMPA_2_NE | RMPA | NE | External | Winter | B16 | 25 | 310 | 0 | 103.09 | 0.01 | 8 | 0
2040 | RMPA_2_NE | RMPA | NE | External | Winter | B17 | 100 | 310 | 0 | 99.14 | 55.31 | 8 | 0
2040 | RMPA_2_NE | RMPA | NE | External | Winter | B18 | 400 | 310 | 0 | 88.7 | 79.53 | 8 | 0
2040 | RMPA_2_NE | RMPA | NE | External | Winter | B19 | 700 | 310 | 0 | 88.7 | 79.53 | 8 | 0
2040 | RMPA_2_NE | RMPA | NE | External | Winter | B20 | 935 | 310 | 0 | 75.53 | 9.52 | 8 | 0
2040 | RMPA_2_SPP_N | RMPA | SPP_N | External | Shoulder | B11 | 25 | 210 | 85.18 | 86.05 | 94.05 | 8 | 0
2040 | RMPA_2_SPP_N | RMPA | SPP_N | External | Shoulder | B12 | 200 | 210 | 0 | 85.69 | 89.71 | 8 | 0
2040 | RMPA_2_SPP_N | RMPA | SPP_N | External | Shoulder | B13 | 600 | 210 | 0 | 84.01 | 77.67 | 8 | 0
2040 | RMPA_2_SPP_N | RMPA | SPP_N | External | Shoulder | B14 | 900 | 210 | 0 | 84.01 | 11.52 | 8 | 0
2040 | RMPA_2_SPP_N | RMPA | SPP_N | External | Shoulder | B15 | 1203 | 210 | 0 | 82.81 | 0.01 | 8 | 0
2040 | RMPA_2_SPP_N | RMPA | SPP_N | External | Summer | B1 | 10 | 210 | 0 | 188.44 | 96.97 | 8 | 0
2040 | RMPA_2_SPP_N | RMPA | SPP_N | External | Summer | B2 | 25 | 210 | 0 | 148.79 | 151.02 | 8 | 0
2040 | RMPA_2_SPP_N | RMPA | SPP_N | External | Summer | B3 | 75 | 210 | 0 | 148.79 | 154.21 | 8 | 0
2040 | RMPA_2_SPP_N | RMPA | SPP_N | External | Summer | B4 | 100 | 210 | 0 | 145.46 | 146.46 | 8 | 0
2040 | RMPA_2_SPP_N | RMPA | SPP_N | External | Summer | B5 | 200 | 210 | 210 | 123.57 | 133.26 | 8 | 1.69
2040 | RMPA_2_SPP_N | RMPA | SPP_N | External | Summer | B6 | 300 | 210 | 0 | 105.63 | 100.64 | 8 | 0
2040 | RMPA_2_SPP_N | RMPA | SPP_N | External | Summer | B7 | 400 | 210 | 0 | 100.02 | 92.98 | 8 | 0
2040 | RMPA_2_SPP_N | RMPA | SPP_N | External | Summer | B8 | 500 | 210 | 0 | 100.02 | 91.31 | 8 | 0
2040 | RMPA_2_SPP_N | RMPA | SPP_N | External | Summer | B9 | 800 | 210 | 0 | 90.9 | 88.06 | 8 | 0
2040 | RMPA_2_SPP_N | RMPA | SPP_N | External | Summer | B10 | 1262 | 210 | 0 | 90.9 | 72.98 | 8 | 0
2040 | RMPA_2_SPP_N | RMPA | SPP_N | External | Winter | B16 | 25 | 210 | 0 | 103.09 | 14.17 | 8 | 0
2040 | RMPA_2_SPP_N | RMPA | SPP_N | External | Winter | B17 | 100 | 210 | 0 | 99.14 | 74.31 | 8 | 0
2040 | RMPA_2_SPP_N | RMPA | SPP_N | External | Winter | B18 | 400 | 210 | 0 | 88.7 | 81.05 | 8 | 0
2040 | RMPA_2_SPP_N | RMPA | SPP_N | External | Winter | B19 | 700 | 210 | 0 | 88.7 | 79.54 | 8 | 0
2040 | RMPA_2_SPP_N | RMPA | SPP_N | External | Winter | B20 | 935 | 210 | 0 | 75.53 | 9.54 | 8 | 0
2040 | SPP_N_2_RMPA | SPP_N | RMPA | External | Shoulder | B11 | 25 | 210 | 0 | 94.05 | 86.05 | 5 | 0
2040 | SPP_N_2_RMPA | SPP_N | RMPA | External | Shoulder | B12 | 200 | 210 | 0 | 89.71 | 85.69 | 5 | 0
2040 | SPP_N_2_RMPA | SPP_N | RMPA | External | Shoulder | B13 | 600 | 210 | 210 | 77.67 | 84.01 | 5 | 1.35
2040 | SPP_N_2_RMPA | SPP_N | RMPA | External | Shoulder | B14 | 900 | 210 | 210 | 11.52 | 84.01 | 5 | 67.49
2040 | SPP_N_2_RMPA | SPP_N | RMPA | External | Shoulder | B15 | 1203 | 210 | 210 | 0.01 | 82.81 | 5 | 77.8
2040 | SPP_N_2_RMPA | SPP_N | RMPA | External | Summer | B1 | 10 | 210 | 210 | 96.97 | 188.44 | 5 | 86.48
2040 | SPP_N_2_RMPA | SPP_N | RMPA | External | Summer | B2 | 25 | 210 | 0 | 151.02 | 148.79 | 5 | 0
2040 | SPP_N_2_RMPA | SPP_N | RMPA | External | Summer | B3 | 75 | 210 | 0 | 154.21 | 148.79 | 5 | 0
2040 | SPP_N_2_RMPA | SPP_N | RMPA | External | Summer | B4 | 100 | 210 | 0 | 146.46 | 145.46 | 5 | 0
2040 | SPP_N_2_RMPA | SPP_N | RMPA | External | Summer | B5 | 200 | 210 | 0 | 133.26 | 123.57 | 5 | 0
2040 | SPP_N_2_RMPA | SPP_N | RMPA | External | Summer | B6 | 300 | 210 | 0 | 100.64 | 105.63 | 5 | 0
2040 | SPP_N_2_RMPA | SPP_N | RMPA | External | Summer | B7 | 400 | 210 | 210 | 92.98 | 100.02 | 5 | 2.04
2040 | SPP_N_2_RMPA | SPP_N | RMPA | External | Summer | B8 | 500 | 210 | 210 | 91.31 | 100.02 | 5 | 3.71
2040 | SPP_N_2_RMPA | SPP_N | RMPA | External | Summer | B9 | 800 | 210 | 0 | 88.06 | 90.9 | 5 | 0
2040 | SPP_N_2_RMPA | SPP_N | RMPA | External | Summer | B10 | 1262 | 210 | 210 | 72.98 | 90.9 | 5 | 12.92
2040 | SPP_N_2_RMPA | SPP_N | RMPA | External | Winter | B16 | 25 | 210 | 210 | 14.17 | 103.09 | 5 | 83.91
2040 | SPP_N_2_RMPA | SPP_N | RMPA | External | Winter | B17 | 100 | 210 | 210 | 74.31 | 99.14 | 5 | 19.83
2040 | SPP_N_2_RMPA | SPP_N | RMPA | External | Winter | B18 | 400 | 210 | 210 | 81.05 | 88.7 | 5 | 2.66
2040 | SPP_N_2_RMPA | SPP_N | RMPA | External | Winter | B19 | 700 | 210 | 210 | 79.54 | 88.7 | 5 | 4.16
2040 | SPP_N_2_RMPA | SPP_N | RMPA | External | Winter | B20 | 935 | 210 | 210 | 9.54 | 75.53 | 5 | 61
2040 | SPP_S_2_ERCOT | SPP_S | ERCOT | External | Shoulder | B11 | 25 | 800 | 0 | 94.07 | 94.72 | 5 | 0
2040 | SPP_S_2_ERCOT | SPP_S | ERCOT | External | Shoulder | B12 | 200 | 800 | 290.33 | 89.72 | 94.72 | 5 | 0
2040 | SPP_S_2_ERCOT | SPP_S | ERCOT | External | Shoulder | B13 | 600 | 800 | 800 | 77.68 | 94.72 | 5 | 12.04
2040 | SPP_S_2_ERCOT | SPP_S | ERCOT | External | Shoulder | B14 | 900 | 800 | 800 | 0.01 | 81.97 | 5 | 76.96
2040 | SPP_S_2_ERCOT | SPP_S | ERCOT | External | Shoulder | B15 | 1203 | 800 | 800 | 0.01 | 81.97 | 5 | 76.96
2040 | SPP_S_2_ERCOT | SPP_S | ERCOT | External | Summer | B1 | 10 | 800 | 800 | 92.99 | 751.19 | 5 | 653.19
2040 | SPP_S_2_ERCOT | SPP_S | ERCOT | External | Summer | B2 | 25 | 800 | 800 | 151.02 | 751.19 | 5 | 595.16
2040 | SPP_S_2_ERCOT | SPP_S | ERCOT | External | Summer | B3 | 75 | 800 | 800 | 154.21 | 226.22 | 5 | 67.02
2040 | SPP_S_2_ERCOT | SPP_S | ERCOT | External | Summer | B4 | 100 | 800 | 0 | 146.46 | 150.56 | 5 | 0
2040 | SPP_S_2_ERCOT | SPP_S | ERCOT | External | Summer | B5 | 200 | 800 | 0 | 133.26 | 105.37 | 5 | 0
2040 | SPP_S_2_ERCOT | SPP_S | ERCOT | External | Summer | B6 | 300 | 800 | 0 | 100.64 | 92.99 | 5 | 0
2040 | SPP_S_2_ERCOT | SPP_S | ERCOT | External | Summer | B7 | 400 | 800 | 0 | 92.99 | 92.99 | 5 | 0
2040 | SPP_S_2_ERCOT | SPP_S | ERCOT | External | Summer | B8 | 500 | 800 | 0 | 92.78 | 92.99 | 5 | 0
2040 | SPP_S_2_ERCOT | SPP_S | ERCOT | External | Summer | B9 | 800 | 800 | 0 | 88.07 | 92.99 | 5 | 0
2040 | SPP_S_2_ERCOT | SPP_S | ERCOT | External | Summer | B10 | 1262 | 800 | 765.32 | 75.49 | 80.49 | 5 | 0
2040 | SPP_S_2_ERCOT | SPP_S | ERCOT | External | Winter | B16 | 25 | 800 | 800 | 14.18 | 98.33 | 5 | 79.15
2040 | SPP_S_2_ERCOT | SPP_S | ERCOT | External | Winter | B17 | 100 | 800 | 800 | 74.33 | 98.33 | 5 | 19.01
2040 | SPP_S_2_ERCOT | SPP_S | ERCOT | External | Winter | B18 | 400 | 800 | 800 | 81.06 | 98.33 | 5 | 12.27
2040 | SPP_S_2_ERCOT | SPP_S | ERCOT | External | Winter | B19 | 700 | 800 | 800 | 79.55 | 86.16 | 5 | 1.6
2040 | SPP_S_2_ERCOT | SPP_S | ERCOT | External | Winter | B20 | 935 | 800 | 800 | 9.55 | 85.04 | 5 | 70.49