## Title
Future 6 Sensitivity 9: National RPS State/Regional Implementation, Force in More Offshore Wind
"The results presented herein use modeling assumptions developed by EIPC, EIPC stakeholders and CRA for purposes of EIPC capacity expansion modeling. As such, these results do not necessarily reflect the opinions or views of CRA or any individual EIPC stakeholder."

## Build Summary
EI New Build Summary
EI New Builds by Type
|  | Additions |  |  | Retirements
| 2010 | 2015 | 2020 | 2030 | 2015 | 2020 | 2030 | Total
Coal | 271.9155 | 8.4766 | 0 | 0 | 68.5179 | 28.9062 | 4.9267 | 178.0412
Nuclear | 99.849 | 2.7406 | 4.53 | 0 | 0 | 0.6145 | 1.4882 | 105.0169
CC | 132.682 | 25.4718 | 3.1387 | 1.6957 | 5.1275 | 0.00025 | 0.78352 | 157.0769
CT | 120.329 | 6.9076 | 4.3638 | 8.2906 | 2.3431 | 0 | 4.3598 | 133.188
Steam Oil/Gas | 74.547 | 0 | 0 | 0 | 35.9875 | 0 | 1.2494 | 37.3101
Hydro | 44.6048 | 0 | 1.5389 | 5.3741 | 0 | 0 | 0 | 51.5178
On-Shore Wind | 18.707 | 22.1949 | 36.3847 | 77.1538 | 0 | 0 | 0 | 154.4404
Off-Shore Wind | 0 | 0.469 | 4.104 | 46.4873 | 0 | 0 | 0 | 51.0603
Other Renewable | 3.613 | 2.3483 | 15.8124 | 14.2448 | 0 | 0 | 0 | 36.0185
New HQ/Maritimes | 0 | 0 | 0 | 0 | 0 | 0 | 0 | 0
Other | 17.054 | 0 | 0 | 0 | 0 | 0 | 0 | 17.054
Total w/o DR | 783.3012 | 68.6088 | 69.8725 | 153.2462 | 111.9761 | 29.5209 | 12.8077 | 920.724
DR | 33.1 | -1.344 | 16.8375 | 22.1146 | 0 | 0 | 0 | 70.7081
Total w/DR | 816.4013 | 67.2648 | 86.71 | 175.3609 | 111.9761 | 29.5209 | 12.8077 | 991.4321
EI New Builds by Region
| EI Cumulative New Builds |  |  |  | EI Cumulative New CCs |  |  |  | EI Cumulative New On-Shore Wind |  |  |  | EI Cumulative Coal Retirements
| 2015 | 2020 | 2030 |  |  | 2015 | 2020 | 2030 |  | 2015 | 2020 | 2030 |  | 2015 | 2020 | 2030
ENT | 890.29 | 955.33 | 2287.05 |  | ENT | 0 | 0 | 1185.45 | ENT | 0 | 0 | 0 | ENT | 892.9 | 892.9 | 892.9
FRCC | 4226.23 | 7381.55 | 9061.83 |  | FRCC | 1516.9 | 3614.38 | 4124.59 | FRCC | 0 | 0 | 0 | FRCC | 466 | 1335 | 1335
IESO | 5144.99 | 5144.99 | 5144.99 |  | IESO | 1263 | 1263 | 1263 | IESO | 2105.9 | 2105.9 | 2105.9 | IESO | 6416 | 6416 | 6416
MAPP_CA | 337.4 | 667.3 | 4987.4 |  | MAPP_CA | 0 | 0 | 0 | MAPP_CA | 302.4 | 302.4 | 302.4 | MAPP_CA | 110.01 | 110.01 | 1745.9
MAPP_US | 729.6 | 2181.05 | 6814.77 |  | MAPP_US | 0 | 0 | 0 | MAPP_US | 421.3 | 1872.75 | 6434.8 | MAPP_US | 612.6 | 1186.5 | 1186.5
MISO_IN | 618 | 853.95 | 1081.28 |  | MISO_IN | 0 | 0 | 0 | MISO_IN | 0 | 0 | 0 | MISO_IN | 1360.9 | 1360.9 | 1360.9
MISO_MI | 2000 | 2000 | 2710.72 |  | MISO_MI | 0 | 0 | 0 | MISO_MI | 2000 | 2000 | 2300.47 | MISO_MI | 2114.39 | 3513 | 3513
MISO_MO-IL | 2090 | 2090 | 2593.33 |  | MISO_MO-IL | 0 | 0 | 0 | MISO_MO-IL | 300 | 300 | 300 | MISO_MO-IL | 1024.7 | 2319.7 | 2319.7
MISO_W | 2894.83 | 2894.83 | 17878.25 |  | MISO_W | 0 | 0 | 0 | MISO_W | 2800.5 | 2800.5 | 17712.25 | MISO_W | 2315.97 | 2928.56 | 2928.56
MISO_WUMS | 1818.9 | 6082.58 | 14084.89 |  | MISO_WUMS | 0 | 345.86 | 345.86 | MISO_WUMS | 968.9 | 968.9 | 968.9 | MISO_WUMS | 2975.1 | 3295.5 | 3295.5
NE | 435 | 2578.02 | 2649.69 |  | NE | 0 | 0 | 0 | NE | 202.9 | 2345.92 | 2345.92 | NE | 0 | 0 | 0
NEISO | 3384.16 | 4865.52 | 9277.26 |  | NEISO | 2049.5 | 2049.5 | 2049.5 | NEISO | 231.2 | 231.2 | 231.2 | NEISO | 2250.13 | 2570.13 | 2570.13
NonRTO_Midwest | 0 | 388.4 | 1294.65 |  | NonRTO_Midwest | 0 | 388.4 | 388.4 | NonRTO_Midwest | 0 | 0 | 0 | NonRTO_Midwest | 1789.65 | 1789.65 | 1789.65
NYISO_A-F | 3289.7 | 3807.5 | 3875.43 |  | NYISO_A-F | 639 | 639 | 639 | NYISO_A-F | 2476.3 | 2994.1 | 2994.1 | NYISO_A-F | 2251.9 | 2251.9 | 2251.9
NYISO_G-I | 0 | 0 | 74.33 |  | NYISO_G-I | 0 | 0 | 0 | NYISO_G-I | 0 | 0 | 0 | NYISO_G-I | 368.2 | 368.2 | 368.2
NYISO_J-K | 1207.4 | 2154.4 | 6293.36 |  | NYISO_J-K | 1175.4 | 1175.4 | 1175.4 | NYISO_J-K | 0 | 0 | 0 | NYISO_J-K | 0 | 0 | 0
PJM_E | 5940.05 | 7256.95 | 15545.88 |  | PJM_E | 4634.3 | 4634.3 | 4634.3 | PJM_E | 1150 | 1150 | 1170 | PJM_E | 3285 | 3853 | 3853
PJM_ROM | 2243.7 | 9208.32 | 13821.34 |  | PJM_ROM | 1678.5 | 1678.5 | 1678.5 | PJM_ROM | 479.8 | 5091.76 | 7040 | PJM_ROM | 9289.5 | 10523.5 | 10523.5
PJM_ROR | 14076.1 | 28349.05 | 62339.55 |  | PJM_ROR | 3077 | 3197 | 3197 | PJM_ROR | 8325.7 | 21066.94 | 53327.44 | PJM_ROR | 12835.92 | 24984.19 | 24984.19
SOCO | 5151.9 | 9009.06 | 14246.54 |  | SOCO | 5026.9 | 5213.9 | 5213.9 | SOCO | 0 | 100 | 100 | SOCO | 10536.12 | 11493 | 11493
SPP_N | 465.04 | 1928.51 | 11431.32 |  | SPP_N | 0 | 0 | 0 | SPP_N | 0 | 1316.51 | 10724.32 | SPP_N | 0 | 374.9 | 713.21
SPP_S | 1830.99 | 12033.68 | 25871.68 |  | SPP_S | 0 | 0 | 0 | SPP_S | 430 | 10332.69 | 24075.69 | SPP_S | 1058 | 1058 | 1586
TVA | 3115.89 | 6450.81 | 9808.83 |  | TVA | 1418 | 1418 | 1418 | TVA | 0 | 100 | 100 | TVA | 3610.95 | 5836.57 | 6020.87
VACAR | 6718.66 | 20199.52 | 48553.14 |  | VACAR | 2993.3 | 2993.3 | 2993.3 | VACAR | 0 | 3500 | 3500 | VACAR | 2954 | 8963.04 | 11203.28
| 68608.83 | 138481.32 | 291727.51 |  |  | 25471.8 | 28610.54 | 30306.2 |  | 22194.9 | 58579.57 | 135733.39 |  | 68517.94 | 97424.15 | 102350.89

## Generation
#1 | Total Generation (GWh)
Total Generation by Reporting Type: Entergy
ReportingType | 2015 | 2020 | 2025 | 2030 | 2035 | 2040
BM | 0 | 0 | 0 | 0 | 0 | 0
CC | 65234.96 | 77601 | 69683.59 | 60164.39 | 62192.28 | 55559
CSP | 0 | 0 | 0 | 0 | 0 | 0
CT | 0 | 0 | 0 | 0 | 0 | 0
Coal | 60874.02 | 53932.81 | 57411.86 | 59532.97 | 60276.3 | 72892.3
Geo | 0 | 0 | 0 | 0 | 0 | 0
H | 153 | 153 | 153 | 153 | 153 | 153
LFG | 63.07 | 63.07 | 63.07 | 909.81 | 909.81 | 909.81
Nuc | 42234.08 | 42234.08 | 42234.08 | 42234.08 | 35675.42 | 27909.39
PS | 25.66 | 25.66 | 25.66 | 24.19 | 43.36 | 43.36
PV | 0.55 | 125.9 | 194.25 | 200.81 | 208.17 | 213.2
PeakG | 0 | 0 | 30 | 27.93 | 32.05 | 15.32
PeakO | 0 | 0 | 0 | 0 | 0 | 0
ST | 0 | 0 | 0 | 0 | 0 | 0
STOG | 1412.45 | 1552.96 | 1197.9 | 1049.02 | 1149.09 | 1149.09
STWD | 1443.65 | 117.49 | 80.65 | 76.01 | 136.27 | 136.27
WT | 315.27 | 315.27 | 315.27 | 315.27 | 315.27 | 315.27
IGCC | 0 | 0 | 0 | 0 | 0 | 0
DemandResponse | 0 | 0 | 0 | 0 | 0 | 0
IGCC-CCS | 0 | 0 | 0 | 0 | 0 | 0
WT_off | 0 | 0 | 0 | 0 | 0 | 0
PseudoUnit | 0 | 0 | 0 | 0 | 0 | 0
FixedInterchange | 0 | 0 | 0 | 0 | 0 | 0
Total Generation by Reporting Type: FRCC
ReportingType | 2015 | 2020 | 2025 | 2030 | 2035 | 2040
BM | 0 | 6419.7 | 14946.59 | 14946.59 | 14946.59 | 14946.59
CC | 146962.25 | 152032.24 | 151921.92 | 151893.56 | 200498.83 | 222079.85
CSP | 0 | 0 | 0 | 0 | 0 | 0
CT | 961.39 | 963.63 | 949.79 | 513.56 | 949.79 | 892.35
Coal | 58036.98 | 56335.61 | 57591.44 | 59107.3 | 60270.36 | 60270.36
Geo | 0 | 0 | 0 | 0 | 0 | 0
H | 27.85 | 27.85 | 93.24 | 93.24 | 93.24 | 93.24
LFG | 3831.62 | 5392.66 | 5392.66 | 5392.66 | 5392.66 | 5392.66
Nuc | 32180.57 | 32180.57 | 32180.57 | 32180.57 | 19598.11 | 6535.31
PS | 0 | 0 | 0 | 0 | 0 | 0
PV | 134.03 | 134.03 | 134.03 | 134.03 | 134.03 | 134.03
PeakG | 402.2 | 584.47 | 938.51 | 699.81 | 523.12 | 455.53
PeakO | 0 | 0 | 0 | 0 | 0 | 0
ST | 0 | 0 | 0 | 0 | 0 | 0
STOG | 3859.8 | 3463.9 | 2979.57 | 2297.88 | 1907.26 | 1739.74
STWD | 1366.56 | 1366.56 | 1366.56 | 1366.56 | 1366.56 | 1366.56
WT | 0 | 0 | 0 | 0 | 0 | 0
IGCC | 0 | 0 | 0 | 0 | 0 | 0
DemandResponse | 0 | 0 | 0 | 0 | 0 | 0
IGCC-CCS | 0 | 0 | 0 | 0 | 0 | 0
WT_off | 0 | 0 | 0 | 0 | 0 | 0
PseudoUnit | 0 | 0 | 0 | 0 | 0 | 0
FixedInterchange | 0 | 0 | 0 | 0 | 0 | 0
Total Generation by Reporting Type: MAPP_US
ReportingType | 2015 | 2020 | 2025 | 2030 | 2035 | 2040
BM | 0 | 0 | 0 | 0 | 0 | 0
CC | 261.18 | 310.06 | 255.31 | 117.88 | 199.46 | 199.46
CSP | 0 | 0 | 0 | 0 | 0 | 0
CT | 0 | 0 | 0 | 0 | 0 | 0
Coal | 21992.45 | 17658.88 | 17658.88 | 17658.88 | 17658.88 | 17658.88
Geo | 354.6 | 354.6 | 354.6 | 354.6 | 354.6 | 354.6
H | 10150.02 | 10150.02 | 10150.02 | 10150.02 | 10150.02 | 10150.02
LFG | 15.77 | 15.77 | 15.77 | 580.79 | 580.79 | 580.79
Nuc | 0 | 0 | 0 | 0 | 0 | 0
PS | 0 | 0 | 0 | 0 | 0 | 0
PV | 0 | 0 | 0 | 0 | 0 | 0
PeakG | 25.29 | 90.12 | 90.12 | 24.61 | 175.95 | 68.21
PeakO | 0 | 0 | 0 | 0 | 0 | 0
ST | 0 | 0 | 0 | 0 | 0 | 0
STOG | 0 | 0 | 0 | 0 | 0 | 0
STWD | 0 | 0 | 0 | 0 | 0 | 0
WT | 5908.78 | 10985.64 | 10985.64 | 26942.64 | 37445.27 | 44297.6
IGCC | 0 | 0 | 0 | 0 | 0 | 0
DemandResponse | 0 | 0 | 0 | 0 | 0 | 0
IGCC-CCS | 0 | 0 | 0 | 0 | 0 | 0
WT_off | 0 | 0 | 0 | 0 | 0 | 0
PseudoUnit | 0 | 0 | 0 | 0 | 0 | 0
FixedInterchange | 0 | 0 | 0 | 0 | 0 | 0
Total Generation by Reporting Type: MISO_IN
ReportingType | 2015 | 2020 | 2025 | 2030 | 2035 | 2040
BM | 0 | 0 | 0 | 0 | 0 | 0
CC | 4340.02 | 7122.36 | 5725.86 | 3984.11 | 26018 | 33346.86
CSP | 0 | 0 | 0 | 0 | 0 | 0
CT | 0 | 0 | 0 | 0 | 0 | 0
Coal | 87504.24 | 91142.57 | 91974.31 | 90834.64 | 95162.44 | 97865
Geo | 0 | 0 | 0 | 0 | 0 | 0
H | 417.2 | 417.2 | 417.2 | 417.2 | 417.2 | 417.2
LFG | 291.71 | 291.71 | 923.41 | 923.41 | 923.41 | 923.41
Nuc | 0 | 0 | 0 | 0 | 0 | 0
PS | 0 | 0 | 0 | 0 | 0 | 0
PV | 0 | 392.72 | 637.73 | 637.73 | 657.09 | 679.52
PeakG | 16.96 | 2.27 | 25.77 | 21.53 | 90.35 | 90.35
PeakO | 0 | 0 | 0 | 0 | 0 | 0
ST | 0 | 0 | 0 | 0 | 0 | 0
STOG | 54.68 | 106.75 | 54.68 | 54.68 | 106.75 | 106.75
STWD | 0 | 0 | 0 | 0 | 0 | 0
WT | 1553.06 | 1553.06 | 1553.06 | 1553.06 | 1553.06 | 1553.06
IGCC | 4427.31 | 4427.31 | 4427.31 | 4427.31 | 4427.31 | 4427.31
DemandResponse | 0 | 0 | 0 | 0 | 0 | 0
IGCC-CCS | 0 | 0 | 0 | 0 | 0 | 0
WT_off | 0 | 0 | 0 | 0 | 0 | 0
PseudoUnit | 0 | 0 | 0 | 0 | 0 | 0
FixedInterchange | 0 | 0 | 0 | 0 | 0 | 0
Total Generation by Reporting Type: MISO_MI
ReportingType | 2015 | 2020 | 2025 | 2030 | 2035 | 2040
BM | 0 | 0 | 0 | 0 | 0 | 0
CC | 10804.76 | 14249.29 | 11415.12 | 6791.13 | 9125.23 | 7100.1
CSP | 0 | 0 | 0 | 0 | 0 | 0
CT | 0 | 0 | 0 | 0 | 0 | 0
Coal | 59232.05 | 49390.83 | 49713.47 | 47963.17 | 52848.17 | 53729.7
Geo | 0 | 0 | 0 | 0 | 0 | 0
H | 410 | 410 | 410 | 410 | 410 | 410
LFG | 1285.09 | 1285.09 | 2548.5 | 2548.5 | 2548.5 | 2548.5
Nuc | 14714.16 | 14714.16 | 14714.16 | 14714.16 | 8654.01 | 8654.01
PS | 814.32 | 835.65 | 774.47 | 821.88 | 1410 | 1383.51
PV | 0 | 0 | 0 | 0 | 0 | 0
PeakG | 25.65 | 26.89 | 21.78 | 14.54 | 60.02 | 45.41
PeakO | 0 | 0 | 0 | 0 | 0 | 0
ST | 0 | 0 | 0 | 0 | 0 | 0
STOG | 415.67 | 665.96 | 540.49 | 437.85 | 749.47 | 1010.31
STWD | 203.21 | 511.48 | 1142.3 | 770.48 | 1142.3 | 957.17
WT | 5161.16 | 5161.16 | 5968.58 | 5968.58 | 6075.29 | 6690.89
IGCC | 0 | 0 | 0 | 0 | 0 | 0
DemandResponse | 0 | 0 | 0 | 0 | 0 | 0
IGCC-CCS | 0 | 0 | 0 | 0 | 0 | 0
WT_off | 0 | 0 | 0 | 785.54 | 785.54 | 785.54
PseudoUnit | 0 | 0 | 0 | 0 | 0 | 0
FixedInterchange | 0 | 0 | 0 | 0 | 0 | 0
Total Generation by Reporting Type: MISO_MO-IL
ReportingType | 2015 | 2020 | 2025 | 2030 | 2035 | 2040
BM | 0 | 0 | 0 | 0 | 0 | 0
CC | 2772.6 | 4746.49 | 3096.58 | 1429.21 | 1832.35 | 1758.56
CSP | 0 | 0 | 0 | 0 | 0 | 0
CT | 0 | 0 | 0 | 0 | 0 | 0
Coal | 102744.55 | 85302.66 | 88530.96 | 85774.85 | 97699.2 | 96252.42
Geo | 0 | 0 | 0 | 0 | 0 | 0
H | 1317.1 | 1317.1 | 2690.42 | 2690.42 | 2690.42 | 2690.42
LFG | 141.91 | 141.91 | 1902.67 | 1902.67 | 1902.67 | 1902.67
Nuc | 17393.71 | 17393.71 | 17393.71 | 17393.71 | 17393.71 | 17393.71
PS | 334.4 | 202.4 | 191.4 | 191.4 | 323.95 | 359.18
PV | 0 | 0 | 0 | 0 | 0 | 0
PeakG | 140.51 | 267.93 | 396.88 | 384.9 | 441.61 | 639.31
PeakO | 0 | 0 | 0 | 0 | 0 | 0
ST | 0 | 0 | 0 | 0 | 0 | 0
STOG | 57.9 | 110.53 | 110.53 | 110.53 | 57.9 | 18.42
STWD | 0 | 0 | 0 | 0 | 0 | 0
WT | 2075.16 | 2075.16 | 2075.16 | 2075.16 | 2075.16 | 2369.54
IGCC | 0 | 0 | 0 | 0 | 0 | 0
DemandResponse | 0 | 0 | 0 | 0 | 0 | 0
IGCC-CCS | 0 | 0 | 0 | 0 | 0 | 0
WT_off | 0 | 0 | 0 | 0 | 0 | 0
PseudoUnit | 0 | 0 | 0 | 0 | 0 | 0
FixedInterchange | 0 | 0 | 0 | 0 | 0 | 0
Total Generation by Reporting Type: MISO_W
ReportingType | 2015 | 2020 | 2025 | 2030 | 2035 | 2040
BM | 0 | 0 | 0 | 0 | 0 | 0
CC | 9673.99 | 9730.41 | 6513.74 | 2404.47 | 4452.27 | 3748.92
CSP | 0 | 0 | 0 | 0 | 0 | 0
CT | 0 | 0 | 0 | 0 | 0 | 0
Coal | 85359.24 | 80656.28 | 80630.06 | 78940.57 | 81732.91 | 100458.85
Geo | 0 | 0 | 0 | 0 | 0 | 0
H | 1643.73 | 1643.73 | 1643.73 | 1643.73 | 1643.73 | 1643.73
LFG | 1616.22 | 1616.22 | 2181.24 | 2181.24 | 2181.24 | 2181.24
Nuc | 18393.35 | 18393.35 | 18393.35 | 18393.35 | 0.78 | 0.78
PS | 0 | 0 | 0 | 0 | 0 | 0
PV | 0 | 0 | 0 | 0 | 0 | 0
PeakG | 314.23 | 135.83 | 89.98 | 93.12 | 503.12 | 207.34
PeakO | 0 | 0 | 0 | 0 | 0 | 0
ST | 0 | 0 | 0 | 0 | 0 | 0
STOG | 27.24 | 3.07 | 1.95 | 1.95 | 2.63 | 0.18
STWD | 0 | 2193.5 | 587.4 | 1056.14 | 812.92 | 1048.31
WT | 27590.66 | 27590.66 | 43662.73 | 76813.01 | 76813.01 | 76813.01
IGCC | 0 | 0 | 0 | 0 | 0 | 0
DemandResponse | 0 | 0 | 0 | 0 | 0 | 0
IGCC-CCS | 0 | 0 | 0 | 0 | 0 | 0
WT_off | 0 | 0 | 0 | 0 | 0 | 0
PseudoUnit | 0 | 0 | 0 | 0 | 0 | 0
FixedInterchange | 0 | 0 | 0 | 0 | 0 | 0
Total Generation by Reporting Type: MISO_WUMS
ReportingType | 2015 | 2020 | 2025 | 2030 | 2035 | 2040
BM | 0 | 0 | 0 | 0 | 0 | 0
CC | 12308.72 | 18664.9 | 14571.02 | 9502.48 | 33615.06 | 27342.87
CSP | 0 | 0 | 0 | 0 | 0 | 0
CT | 0 | 409.81 | 696.37 | 441.43 | 1087.29 | 1453.79
Coal | 26615.18 | 29066.42 | 29667.51 | 28408.54 | 35139.65 | 35968.3
Geo | 0 | 0 | 0 | 0 | 0 | 0
H | 1018.41 | 1023.31 | 1023.31 | 1023.31 | 1023.31 | 1023.31
LFG | 559.76 | 559.76 | 2320.52 | 2320.52 | 2320.52 | 2320.52
Nuc | 14153.33 | 14153.33 | 14153.33 | 14153.33 | 0.78 | 0.78
PS | 0 | 0 | 0 | 0 | 0 | 0
PV | 0 | 0 | 0 | 0 | 0 | 0
PeakG | 48.23 | 23.63 | 0.87 | 0 | 0 | 0
PeakO | 0 | 0 | 0 | 0 | 0 | 0
ST | 0 | 0 | 0 | 0 | 0 | 0
STOG | 2.33 | 0 | 0 | 0 | 0 | 0
STWD | 0 | 80.48 | 93.1 | 41.11 | 94.85 | 130.9
WT | 4109.61 | 4109.61 | 4109.61 | 4109.61 | 4109.61 | 4109.61
IGCC | 0 | 0 | 0 | 0 | 0 | 0
DemandResponse | 0 | 0 | 0 | 0 | 0 | 0
IGCC-CCS | 0 | 0 | 0 | 0 | 0 | 0
WT_off | 0 | 0 | 0 | 0 | 0 | 0
PseudoUnit | 0 | 0 | 0 | 0 | 0 | 0
FixedInterchange | 0 | 0 | 0 | 0 | 0 | 0
Total Generation by Reporting Type: Nebraska
ReportingType | 2015 | 2020 | 2025 | 2030 | 2035 | 2040
BM | 0 | 0 | 0 | 0 | 0 | 0
CC | 1054.51 | 454.72 | 387.49 | 247.08 | 381.54 | 285.38
CSP | 0 | 0 | 0 | 0 | 0 | 0
CT | 0 | 0 | 0 | 0 | 0 | 0
Coal | 30719.51 | 30424.37 | 30424.37 | 30161.83 | 30424.37 | 41694.3
Geo | 0 | 0 | 0 | 0 | 0 | 0
H | 591 | 591 | 591 | 591 | 591 | 591
LFG | 47.3 | 47.3 | 47.3 | 612.32 | 612.32 | 612.32
Nuc | 9752.32 | 9752.32 | 9752.32 | 9752.32 | 1.56 | 1.56
PS | 0 | 0 | 0 | 0 | 0 | 0
PV | 0 | 0 | 0 | 0 | 0 | 0
PeakG | 61.19 | 195.25 | 186.25 | 114.71 | 2.5 | 0
PeakO | 0 | 0 | 0 | 0 | 0 | 0
ST | 0 | 0 | 0 | 0 | 0 | 0
STOG | 52.91 | 52.91 | 93.99 | 52.91 | 103.31 | 0
STWD | 0 | 0 | 0 | 0 | 0 | 0
WT | 1223.92 | 8828.66 | 8828.66 | 8828.66 | 8828.66 | 8828.66
IGCC | 0 | 0 | 0 | 0 | 0 | 0
DemandResponse | 0 | 0 | 0 | 0 | 0 | 0
IGCC-CCS | 0 | 0 | 0 | 0 | 0 | 0
WT_off | 0 | 0 | 0 | 0 | 0 | 0
PseudoUnit | 0 | 0 | 0 | 0 | 0 | 0
FixedInterchange | 0 | 0 | 0 | 0 | 0 | 0
Total Generation by Reporting Type: NEISO
ReportingType | 2015 | 2020 | 2025 | 2030 | 2035 | 2040
BM | 1882.96 | 1882.96 | 595.02 | 0 | 0 | 25.58
CC | 45369.44 | 39226.16 | 35072.11 | 28384.05 | 49943.95 | 58595.66
CSP | 0 | 0 | 0 | 0 | 0 | 0
CT | 3.12 | 10.92 | 3.12 | 0 | 10.61 | 44.69
Coal | 32.27 | 0 | 0 | 0 | 0 | 0
Geo | 0 | 0 | 0 | 0 | 0 | 0
H | 12289.94 | 12289.94 | 12289.94 | 12289.94 | 12289.94 | 12303.66
LFG | 4582.65 | 4582.65 | 5132.48 | 5132.48 | 5132.48 | 5132.48
Nuc | 36181.73 | 36181.73 | 36181.73 | 36181.73 | 26141.23 | 19310.53
PS | 87.46 | 184.14 | 176.58 | 100.56 | 198.37 | 242.46
PV | 5.26 | 571.78 | 571.78 | 571.78 | 571.78 | 574.47
PeakG | 32.3 | 38.51 | 35.48 | 29.82 | 58.01 | 72.87
PeakO | 0 | 0 | 0 | 0 | 0 | 0
ST | 0 | 0 | 0 | 0 | 0 | 0
STOG | 0 | 0 | 0 | 0 | 0 | 0
STWD | 4274.88 | 4274.88 | 4105.43 | 0 | 0 | 1150.61
WT | 1283.3 | 1283.3 | 1283.3 | 1283.3 | 1283.3 | 1283.3
IGCC | 0 | 0 | 0 | 0 | 0 | 0
DemandResponse | 0 | 0 | 0 | 0 | 0 | 0
IGCC-CCS | 0 | 0 | 0 | 0 | 0 | 0
WT_off | 1870.13 | 6497.5 | 13438.55 | 23848.13 | 21978 | 17350.63
PseudoUnit | 0 | 0 | 0 | 0 | 0 | 0
FixedInterchange | 0 | 0 | 0 | 0 | 0 | 0
Total Generation by Reporting Type: NonRTO_Midwest
ReportingType | 2015 | 2020 | 2025 | 2030 | 2035 | 2040
BM | 0 | 0 | 0 | 0 | 0 | 0
CC | 0 | 1532.26 | 1532.26 | 1351.72 | 948.83 | 1815.98
CSP | 0 | 0 | 0 | 0 | 0 | 0
CT | 0 | 0 | 0 | 0 | 0 | 0
Coal | 57647.3 | 59056.39 | 59613.44 | 59860.06 | 60826.87 | 61957.54
Geo | 0 | 0 | 0 | 0 | 0 | 0
H | 457.8 | 457.8 | 3593.25 | 3593.25 | 3593.25 | 3593.25
LFG | 110.38 | 110.38 | 1373.79 | 1373.79 | 1373.79 | 1373.79
Nuc | 0 | 0 | 0 | 0 | 0 | 0.04
PS | 0 | 0 | 0 | 0 | 0 | 0
PV | 0 | 0 | 0 | 0 | 0 | 0
PeakG | 164.05 | 284.44 | 412.69 | 339.16 | 450.65 | 439.59
PeakO | 0 | 0 | 0 | 0 | 0 | 0
ST | 0 | 0 | 0 | 0 | 0 | 0
STOG | 0 | 0 | 0 | 0 | 0 | 0
STWD | 0 | 0 | 0 | 0 | 0 | 0
WT | 151.43 | 151.43 | 151.43 | 151.43 | 151.43 | 151.43
IGCC | 0 | 0 | 0 | 0 | 0 | 0
DemandResponse | 0 | 0 | 0 | 0 | 0 | 0
IGCC-CCS | 0 | 0 | 0 | 0 | 0 | 0
WT_off | 0 | 0 | 0 | 0 | 0 | 0
PseudoUnit | 0 | 0 | 0 | 0 | 0 | 0
FixedInterchange | 0 | 0 | 0 | 0 | 0 | 0
Total Generation by Reporting Type: NYISO_A-F
ReportingType | 2015 | 2020 | 2025 | 2030 | 2035 | 2040
BM | 0 | 0 | 0 | 0 | 0 | 0
CC | 8425.45 | 9031.85 | 10909.16 | 10173.61 | 14935.04 | 14504.42
CSP | 0 | 0 | 0 | 0 | 0 | 0
CT | 0 | 0 | 0 | 0 | 0 | 0
Coal | 0 | 0 | 0 | 0 | 0 | 0
Geo | 0 | 0 | 0 | 0 | 0 | 0
H | 27149.99 | 27149.99 | 27149.98 | 27149.98 | 27149.98 | 27149.98
LFG | 1359.2 | 1359.2 | 1359.2 | 1894.79 | 1894.79 | 1894.79
Nuc | 26211.3 | 26211.3 | 26211.3 | 21372.53 | 16850.79 | 10212.67
PS | 49.42 | 109 | 64.15 | 96.2 | 155.32 | 438.02
PV | 0 | 0 | 0 | 0 | 0 | 0
PeakG | 0 | 0 | 0.77 | 0 | 6.58 | 20.68
PeakO | 0 | 0 | 0 | 0 | 0 | 0
ST | 0 | 0 | 0 | 0 | 0 | 0
STOG | 0 | 0 | 0 | 0 | 0 | 0
STWD | 0 | 0 | 0 | 0 | 0 | 0
WT | 10101.82 | 11376.88 | 11376.88 | 11376.88 | 6874.8 | 5599.75
IGCC | 0 | 0 | 0 | 0 | 0 | 0
DemandResponse | 0 | 0 | 0 | 0 | 0 | 0
IGCC-CCS | 0 | 0 | 0 | 0 | 0 | 0
WT_off | 0 | 0 | 0 | 0 | 0 | 0
PseudoUnit | 0 | 0 | 0 | 0 | 0 | 0
FixedInterchange | 0 | 0 | 0 | 0 | 0 | 0
Total Generation by Reporting Type: NYISO_G-I
ReportingType | 2015 | 2020 | 2025 | 2030 | 2035 | 2040
BM | 0 | 0 | 0 | 0 | 0 | 0
CC | 5937.1 | 6789 | 7698.43 | 6136.44 | 22351.77 | 51228.97
CSP | 0 | 0 | 0 | 0 | 0 | 0
CT | 0 | 0 | 0 | 0 | 0 | 0
Coal | 0 | 0 | 0 | 0 | 0 | 0
Geo | 0 | 0 | 0 | 0 | 0 | 0
H | 266.56 | 266.56 | 266.56 | 266.56 | 266.56 | 266.56
LFG | 504.58 | 504.58 | 504.58 | 1090.62 | 1090.62 | 1090.62
Nuc | 15929.31 | 15929.31 | 15929.31 | 15929.31 | 7987.24 | 3.12
PS | 0 | 0 | 0 | 0 | 0 | 0
PV | 0 | 0 | 0 | 0 | 0 | 0
PeakG | 0.03 | 0.03 | 0.03 | 0 | 0.03 | 0.11
PeakO | 0 | 0 | 0 | 0 | 0 | 0
ST | 0 | 0 | 0 | 0 | 0 | 0
STOG | 0 | 0 | 0 | 0 | 0 | 0
STWD | 0 | 0 | 0 | 0 | 0 | 0
WT | 0 | 0 | 0 | 0 | 0 | 95.74
IGCC | 0 | 0 | 0 | 0 | 0 | 0
DemandResponse | 0 | 0 | 0 | 0 | 0 | 0
IGCC-CCS | 0 | 0 | 0 | 0 | 0 | 0
WT_off | 0 | 0 | 0 | 0 | 0 | 0
PseudoUnit | 0 | 0 | 0 | 0 | 0 | 0
FixedInterchange | 0 | 0 | 0 | 0 | 0 | 0
Total Generation by Reporting Type: NYISO_J-K
ReportingType | 2015 | 2020 | 2025 | 2030 | 2035 | 2040
BM | 0 | 0 | 0 | 0 | 0 | 0
CC | 24728.01 | 28529.74 | 27846.77 | 26137.12 | 30012.94 | 28669.85
CSP | 0 | 0 | 0 | 0 | 0 | 0
CT | 0 | 0 | 0 | 0 | 145.28 | 224
Coal | 0 | 0 | 0 | 0 | 0 | 0
Geo | 0 | 0 | 0 | 0 | 0 | 0
H | 0 | 0 | 0 | 0 | 0 | 0
LFG | 977.62 | 977.62 | 977.62 | 1563.66 | 1563.66 | 1563.66
Nuc | 0 | 0 | 0 | 0 | 0 | 0
PS | 0 | 0 | 0 | 0 | 0 | 0
PV | 53.26 | 53.26 | 53.26 | 53.26 | 0 | 0
PeakG | 54.38 | 165.1 | 133.48 | 84.06 | 278.23 | 277.61
PeakO | 0 | 0 | 0 | 0 | 0 | 0
ST | 0 | 0 | 0 | 0 | 0 | 0
STOG | 932.02 | 1164.36 | 1188.58 | 857.31 | 1673.64 | 1779
STWD | 0 | 0 | 0 | 0 | 0 | 0
WT | 0 | 0 | 0 | 0 | 0 | 0
IGCC | 0 | 0 | 0 | 0 | 0 | 0
DemandResponse | 0 | 0 | 0 | 0 | 0 | 0
IGCC-CCS | 0 | 0 | 0 | 0 | 0 | 0
WT_off | 0 | 3379.67 | 8450.97 | 16059.69 | 16059.69 | 12680.02
PseudoUnit | 0 | 0 | 0 | 0 | 0 | 0
FixedInterchange | 0 | 0 | 0 | 0 | 0 | 0
Total Generation by Reporting Type: PJM_E
ReportingType | 2015 | 2020 | 2025 | 2030 | 2035 | 2040
BM | 223.98 | 223.98 | 223.98 | 223.98 | 223.98 | 223.98
CC | 27182.55 | 40672.53 | 29457.25 | 21060.6 | 45368.94 | 49728.49
CSP | 0 | 0 | 0 | 0 | 0 | 0
CT | 0 | 0.86 | 0.24 | 0.86 | 10.03 | 2.69
Coal | 391.08 | 129.58 | 129.58 | 127.5 | 207.62 | 207.62
Geo | 0 | 0 | 0 | 0 | 0 | 0
H | 1839.27 | 1839.27 | 1839.27 | 1839.27 | 1839.27 | 1839.27
LFG | 3714.15 | 4761.94 | 4761.94 | 4761.94 | 4761.94 | 4761.94
Nuc | 66287.73 | 61501.14 | 61501.14 | 61501.14 | 44177.54 | 35032.79
PS | 164 | 304 | 285.89 | 164 | 294 | 284
PV | 102.4 | 102.4 | 102.4 | 102.4 | 102.4 | 102.4
PeakG | 22.93 | 80.25 | 252.23 | 180.47 | 940.13 | 276.54
PeakO | 0 | 0 | 0 | 0 | 0 | 0
ST | 0 | 0 | 0 | 0 | 0 | 0
STOG | 256.35 | 433.26 | 433.26 | 226.95 | 845.89 | 473.23
STWD | 0 | 0 | 0 | 0 | 0 | 0
WT | 2143.36 | 2143.36 | 2183.19 | 2183.19 | 2183.19 | 5325.17
IGCC | 0 | 0 | 0 | 0 | 0 | 0
DemandResponse | 0 | 0 | 0 | 0 | 0 | 0
IGCC-CCS | 0 | 0 | 0 | 0 | 0 | 0
WT_off | 0 | 4295.26 | 21413.41 | 34292.87 | 34292.87 | 34826.4
PseudoUnit | 0 | 0 | 0 | 0 | 0 | 0
FixedInterchange | 0 | 0 | 0 | 0 | 0 | 0
Total Generation by Reporting Type: PJM_ROM
ReportingType | 2015 | 2020 | 2025 | 2030 | 2035 | 2040
BM | 134.39 | 134.39 | 134.39 | 11597.94 | 14670.84 | 14670.84
CC | 16915.8 | 21955.62 | 17169.26 | 13197.9 | 24389.09 | 103834.46
CSP | 0 | 0 | 0 | 0 | 0 | 0
CT | 0.15 | 0.52 | 1.64 | 0.52 | 6.13 | 1.64
Coal | 48103.87 | 40453.29 | 40371.94 | 33650.86 | 44500.33 | 44500.33
Geo | 0 | 0 | 0 | 0 | 0 | 0
H | 3645.46 | 6490.47 | 6490.47 | 6490.47 | 6490.47 | 6490.47
LFG | 2813.8 | 4903.85 | 4903.85 | 4903.85 | 4903.85 | 4903.85
Nuc | 39227.38 | 39227.38 | 39227.38 | 39227.38 | 25736.15 | 18733.49
PS | 620.33 | 1149.88 | 1112.06 | 620.33 | 1143.83 | 1074.23
PV | 10.51 | 2480.06 | 4036.96 | 4458.73 | 4625.61 | 4825.22
PeakG | 0 | 48.51 | 10.13 | 0 | 291.06 | 152.46
PeakO | 0 | 0 | 0 | 0 | 0 | 0
ST | 0 | 0 | 0 | 0 | 0 | 0
STOG | 691.59 | 1350.24 | 1350.24 | 846.85 | 2152.63 | 1941.63
STWD | 490.56 | 490.56 | 490.56 | 490.56 | 490.56 | 490.56
WT | 3032.09 | 13096.46 | 17226.14 | 17226.14 | 17226.14 | 17226.14
IGCC | 0 | 0 | 0 | 0 | 0 | 0
DemandResponse | 0 | 0 | 0 | 0 | 0 | 0
IGCC-CCS | 0 | 0 | 0 | 0 | 0 | 0
WT_off | 0 | 0 | 0 | 0 | 0 | 0
PseudoUnit | 0 | 0 | 0 | 0 | 0 | 0
FixedInterchange | 0 | 0 | 0 | 0 | 0 | 0
Total Generation by Reporting Type: PJM_ROR
ReportingType | 2015 | 2020 | 2025 | 2030 | 2035 | 2040
BM | 2254.3 | 2874.47 | 2874.47 | 2874.47 | 8452.66 | 13869.3
CC | 62718.35 | 61646.8 | 44747.13 | 26834.59 | 42939.52 | 38371.4
CSP | 0 | 0 | 0 | 0 | 0 | 0
CT | 5.69 | 5.69 | 5.69 | 0.95 | 840.07 | 1631.23
Coal | 356839.42 | 268379.16 | 268482.08 | 265956.17 | 270039.45 | 271390.1
Geo | 0 | 0 | 0 | 0 | 0 | 0
H | 4602.26 | 6925.78 | 6925.78 | 6925.78 | 6925.78 | 6925.78
LFG | 4252.63 | 8302.71 | 8302.71 | 8302.71 | 8302.71 | 8302.71
Nuc | 156083.84 | 156083.84 | 156083.84 | 149330.43 | 116030.78 | 77993.94
PS | 1639.92 | 2435.6 | 2290.77 | 2260.93 | 2649.66 | 2330.22
PV | 63.07 | 63.07 | 63.07 | 63.07 | 63.07 | 63.07
PeakG | 1229.19 | 1349.04 | 970.83 | 455.45 | 1037.28 | 1026.77
PeakO | 0 | 0 | 0 | 0 | 0 | 0
ST | 0 | 0 | 0 | 0 | 0 | 0
STOG | 798.51 | 816.22 | 798.51 | 798.51 | 798.51 | 798.51
STWD | 1359.55 | 1359.55 | 1359.55 | 1359.55 | 1359.55 | 1359.55
WT | 28147.97 | 58258.42 | 99030.71 | 134288.99 | 134931.36 | 134931.36
IGCC | 0 | 0 | 0 | 0 | 0 | 0
DemandResponse | 0 | 0 | 0 | 0 | 0 | 0
IGCC-CCS | 0 | 0 | 0 | 0 | 0 | 0
WT_off | 0 | 1321.85 | 3302.96 | 7111.23 | 7111.23 | 7111.23
PseudoUnit | 0 | 0 | 0 | 0 | 0 | 0
FixedInterchange | 0 | 0 | 0 | 0 | 0 | 0
Total Generation by Reporting Type: SOCO
ReportingType | 2015 | 2020 | 2025 | 2030 | 2035 | 2040
BM | 410.64 | 9838.6 | 44509.51 | 48942.4 | 48942.4 | 48942.4
CC | 117015.99 | 111071.56 | 84604.64 | 71126.54 | 68538.48 | 69599.51
CSP | 0 | 0 | 0 | 0 | 0 | 0
CT | 0 | 0 | 0 | 0 | 0 | 0
Coal | 90190.05 | 89314.72 | 94932.13 | 97436.83 | 103396.65 | 153044.23
Geo | 0 | 0 | 0 | 0 | 0 | 0
H | 10893.11 | 10893.11 | 10893.11 | 10893.11 | 10893.11 | 12917.99
LFG | 291.71 | 1138.45 | 1138.45 | 1138.45 | 1138.45 | 1138.45
Nuc | 45497.84 | 62634.5 | 62634.5 | 62634.5 | 62634.5 | 42031.17
PS | 1037.8 | 1273 | 981.37 | 686.75 | 1266.09 | 1244.21
PV | 0 | 0 | 0 | 0 | 0 | 0
PeakG | 631.32 | 992.9 | 720.2 | 415.73 | 772.99 | 847.01
PeakO | 0 | 0 | 0 | 0 | 0 | 0
ST | 0 | 0 | 0 | 0 | 0 | 0
STOG | 0 | 0 | 0 | 0 | 0 | 0
STWD | 4681.34 | 4681.34 | 4681.34 | 4681.34 | 4681.34 | 4681.34
WT | 0 | 209.15 | 209.15 | 209.15 | 209.15 | 209.15
IGCC | 0 | 0 | 0 | 0 | 0 | 0
DemandResponse | 0 | 0 | 0 | 0 | 0 | 0
IGCC-CCS | 0 | 0 | 0 | 0 | 0 | 0
WT_off | 0 | 0 | 0 | 0 | 0 | 0
PseudoUnit | 0 | 0 | 0 | 0 | 0 | 0
FixedInterchange | 0 | 0 | 0 | 0 | 0 | 0
Total Generation by Reporting Type: SPP_N
ReportingType | 2015 | 2020 | 2025 | 2030 | 2035 | 2040
BM | 0 | 0 | 0 | 0 | 0 | 0
CC | 6969.04 | 3335.59 | 1874.34 | 1244.28 | 1700.88 | 1494.03
CSP | 0 | 0 | 0 | 0 | 0 | 0
CT | 0 | 28.83 | 28.83 | 27.45 | 1143.17 | 924.48
Coal | 61836.51 | 58884.82 | 56578.5 | 56286.37 | 56595.78 | 56595.78
Geo | 0 | 0 | 0 | 0 | 0 | 0
H | 60 | 60 | 60 | 60 | 60 | 60
LFG | 55.19 | 55.19 | 55.19 | 804.17 | 804.17 | 804.17
Nuc | 9035.69 | 9035.69 | 9035.69 | 9035.69 | 9035.69 | 9035.69
PS | 0 | 0 | 0 | 0 | 0 | 0
PV | 0 | 0 | 0 | 0 | 0 | 0
PeakG | 0 | 89.99 | 113.47 | 7.16 | 0 | 0
PeakO | 0 | 0 | 0 | 0 | 0 | 0
ST | 0 | 0 | 0 | 0 | 0 | 0
STOG | 329.09 | 642.37 | 642.37 | 552.72 | 635.9 | 635.9
STWD | 0 | 0 | 0 | 0 | 0 | 0
WT | 4213.48 | 8734.33 | 20030.5 | 41040.48 | 41190.28 | 41190.28
IGCC | 0 | 0 | 0 | 0 | 0 | 0
DemandResponse | 0 | 0 | 0 | 0 | 0 | 0
IGCC-CCS | 0 | 0 | 0 | 0 | 0 | 0
WT_off | 0 | 0 | 0 | 0 | 0 | 0
PseudoUnit | 0 | 0 | 0 | 0 | 0 | 0
FixedInterchange | 0 | 0 | 0 | 0 | 0 | 0
Total Generation by Reporting Type: SPP_S
ReportingType | 2015 | 2020 | 2025 | 2030 | 2035 | 2040
BM | 0 | 0 | 0 | 0 | 0 | 0
CC | 45642.71 | 37946.77 | 22123.35 | 12455.04 | 19316.75 | 16427.83
CSP | 0 | 0 | 0 | 0 | 0 | 0
CT | 0 | 0 | 0 | 0 | 0 | 0
Coal | 90505.24 | 80552.2 | 77459.5 | 70267.06 | 82629.6 | 81023.42
Geo | 0 | 0 | 0 | 0 | 0 | 0
H | 10050.79 | 10050.79 | 10050.79 | 10050.79 | 10050.79 | 10050.79
LFG | 149.8 | 149.8 | 149.8 | 898.78 | 898.78 | 898.78
Nuc | 0 | 0 | 0 | 0 | 0 | 0
PS | 327.81 | 327.81 | 327.81 | 322.57 | 325.17 | 667.44
PV | 0 | 0 | 0 | 0 | 0 | 0
PeakG | 0 | 0 | 0 | 0 | 0 | 0
PeakO | 0 | 0 | 0 | 0 | 0 | 0
ST | 0 | 0 | 0 | 0 | 0 | 0
STOG | 2766.86 | 2086.3 | 1622.97 | 835.21 | 1974.83 | 1823.95
STWD | 588.67 | 55.57 | 32.89 | 30.24 | 54.81 | 54.81
WT | 9404.55 | 43555.77 | 71830.6 | 90950.97 | 96498.88 | 99910.4
IGCC | 0 | 0 | 0 | 0 | 0 | 0
DemandResponse | 0 | 0 | 0 | 0 | 0 | 0
IGCC-CCS | 0 | 0 | 0 | 0 | 0 | 0
WT_off | 0 | 0 | 0 | 0 | 0 | 0
PseudoUnit | 0 | 0 | 0 | 0 | 0 | 0
FixedInterchange | 0 | 0 | 0 | 0 | 0 | 0
Total Generation by Reporting Type: TVA
ReportingType | 2015 | 2020 | 2025 | 2030 | 2035 | 2040
BM | 0 | 23148.91 | 25512.18 | 48220.39 | 52722.28 | 52722.28
CC | 18825.61 | 9521.09 | 10342.83 | 5008.87 | 8207.85 | 10041.16
CSP | 0 | 0 | 0 | 0 | 0 | 0
CT | 0 | 0 | 0 | 0 | 0 | 123.12
Coal | 85536.01 | 65857.82 | 65648.78 | 63215.31 | 67321.83 | 69376.96
Geo | 0 | 0 | 0 | 0 | 0 | 0
H | 17444.8 | 17545.57 | 17545.57 | 17545.57 | 17545.57 | 17545.57
LFG | 102.49 | 949.23 | 949.23 | 949.23 | 949.23 | 949.23
Nuc | 65391.09 | 65391.09 | 65391.09 | 65391.09 | 45821.54 | 35861.5
PS | 758.2 | 667.8 | 714.63 | 621.8 | 1237.53 | 923.95
PV | 0 | 0 | 0 | 0 | 0 | 0
PeakG | 0 | 0 | 0 | 0 | 19.94 | 0
PeakO | 0 | 0 | 0 | 0 | 0 | 0
ST | 0 | 0 | 0 | 0 | 0 | 0
STOG | 0 | 0 | 0 | 0 | 0 | 0
STWD | 35.04 | 35.04 | 35.04 | 35.04 | 35.04 | 35.04
WT | 73.94 | 283.09 | 283.09 | 283.09 | 283.09 | 283.09
IGCC | 0 | 0 | 0 | 0 | 0 | 0
DemandResponse | 0 | 0 | 0 | 0 | 0 | 0
IGCC-CCS | 0 | 0 | 0 | 0 | 0 | 0
WT_off | 0 | 0 | 0 | 0 | 0 | 0
PseudoUnit | 0 | 0 | 0 | 0 | 0 | 0
FixedInterchange | 0 | 0 | 0 | 0 | 0 | 0
Total Generation by Reporting Type: TVA_Transmission
ReportingType | 2015 | 2020 | 2025 | 2030 | 2035 | 2040
BM | 0 | 0 | 0 | 0 | 0 | 0
CC | 0 | 0 | 0 | 0 | 0 | 0
CSP | 0 | 0 | 0 | 0 | 0 | 0
CT | 0 | 0 | 0 | 0 | 0 | 0
Coal | 0 | 0 | 0 | 0 | 0 | 0
Geo | 0 | 0 | 0 | 0 | 0 | 0
H | 0 | 0 | 0 | 0 | 0 | 0
LFG | 0 | 0 | 0 | 0 | 0 | 0
Nuc | 0 | 0 | 0 | 0 | 0 | 0
PS | 0 | 0 | 0 | 0 | 0 | 0
PV | 0 | 0 | 0 | 0 | 0 | 0
PeakG | 0 | 0 | 0 | 0 | 0 | 0
PeakO | 0 | 0 | 0 | 0 | 0 | 0
ST | 0 | 0 | 0 | 0 | 0 | 0
STOG | 0 | 0 | 0 | 0 | 0 | 0
STWD | 0 | 0 | 0 | 0 | 0 | 0
WT | 0 | 0 | 0 | 0 | 0 | 0
IGCC | 0 | 0 | 0 | 0 | 0 | 0
DemandResponse | 0 | 0 | 0 | 0 | 0 | 0
IGCC-CCS | 0 | 0 | 0 | 0 | 0 | 0
WT_off | 0 | 0 | 0 | 0 | 0 | 0
PseudoUnit | 0 | 0 | 0 | 0 | 0 | 0
FixedInterchange | 0 | 0 | 0 | 0 | 0 | 0
Total Generation by Reporting Type: VACAR
ReportingType | 2015 | 2020 | 2025 | 2030 | 2035 | 2040
BM | 6.84 | 52160.85 | 52160.85 | 52160.85 | 52160.85 | 52160.85
CC | 33246.14 | 23957.37 | 15505.79 | 5329.36 | 8641.17 | 14354.56
CSP | 0 | 0 | 0 | 0 | 0 | 0
CT | 413.91 | 428.71 | 299.64 | 68.8 | 339.98 | 583.41
Coal | 96265.17 | 65897.73 | 51960.48 | 28109.32 | 54406.7 | 65706
Geo | 0 | 0 | 0 | 0 | 0 | 0
H | 4325 | 4325 | 4325 | 4325 | 4446.45 | 4446.45
LFG | 499.37 | 1343.43 | 1343.43 | 1343.43 | 1343.43 | 1343.43
Nuc | 89032.75 | 107182.03 | 107182.03 | 107182.03 | 81882.09 | 67409.4
PS | 1049.16 | 1316.49 | 1203.36 | 1199.85 | 2083.46 | 2225.73
PV | 42.05 | 308.79 | 321.36 | 328.64 | 350.9 | 369.21
PeakG | 121.24 | 187.99 | 184.58 | 30.2 | 131.61 | 179.37
PeakO | 0 | 0 | 0 | 0 | 0 | 0
ST | 0 | 0 | 0 | 0 | 0 | 0
STOG | 0 | 0 | 0 | 0 | 0 | 0
STWD | 1969.25 | 1969.25 | 1969.25 | 1969.25 | 1969.25 | 1969.25
WT | 0 | 7866.99 | 7866.99 | 7866.99 | 7866.99 | 7866.99
IGCC | 0 | 0 | 0 | 0 | 0 | 0
DemandResponse | 0 | 0 | 0 | 0 | 0 | 0
IGCC-CCS | 0 | 0 | 0 | 0 | 0 | 0
WT_off | 3.46 | 1455.13 | 40441.83 | 99420.15 | 109343.09 | 123982.71
PseudoUnit | 0 | 0 | 0 | 0 | 0 | 0
FixedInterchange | 0 | 0 | 0 | 0 | 0 | 0
Total Generation by Reporting Type: IESO
ReportingType | 2015 | 2020 | 2025 | 2030 | 2035 | 2040
BM | 0 | 0 | 0 | 0 | 0 | 0
CC | 1314.94 | 846.43 | 1248.18 | 802.04 | 7345.77 | 22104.44
CSP | 0 | 0 | 0 | 0 | 0 | 0
CT | 0 | 0 | 0 | 0 | 4.01 | 42.21
Coal | 0 | 0 | 0 | 0 | 0 | 0
Geo | 0 | 0 | 0 | 0 | 0 | 0
H | 46189.03 | 46189.03 | 46189.03 | 46189.03 | 46189.03 | 47737.94
LFG | 926.37 | 926.37 | 926.37 | 926.37 | 930.31 | 930.31
Nuc | 101402.31 | 101402.31 | 101402.31 | 101402.31 | 93379.23 | 81383.57
PS | 13.53 | 4.3 | 13.53 | 25.83 | 13.53 | 50.43
PV | 78.84 | 78.84 | 78.84 | 78.84 | 78.84 | 78.84
PeakG | 0 | 0 | 0 | 0 | 0 | 0.66
PeakO | 0 | 0 | 0 | 0 | 0 | 0
ST | 0 | 0 | 0 | 0 | 0 | 0
STOG | 0 | 0 | 0 | 0 | 0 | 0
STWD | 0 | 0 | 0 | 0 | 0 | 0
WT | 8479.75 | 8479.75 | 8479.75 | 8479.75 | 3205.67 | 3205.67
IGCC | 0 | 0 | 0 | 0 | 0 | 0
DemandResponse | 0 | 0 | 0 | 0 | 0 | 0
IGCC-CCS | 0 | 0 | 0 | 0 | 0 | 0
WT_off | 0 | 0 | 0 | 0 | 0 | 0
PseudoUnit | 0 | 0 | 0 | 0 | 0 | 0
FixedInterchange | 0 | 0 | 0 | 0 | 0 | 0
Total Generation by Reporting Type: MAPP_CA
ReportingType | 2015 | 2020 | 2025 | 2030 | 2035 | 2040
BM | 0 | 0 | 0 | 0 | 0 | 0
CC | 3508.1 | 3508.1 | 547.71 | 0 | 0 | 46.43
CSP | 0 | 0 | 0 | 0 | 0 | 0
CT | 0 | 0 | 0 | 0 | 0 | 0
Coal | 606.88 | 1135.76 | 0 | 0 | 0 | 0
Geo | 0 | 0 | 0 | 0 | 0 | 0
H | 41520.42 | 43455.47 | 54366.11 | 68795.52 | 68795.52 | 68795.52
LFG | 0 | 0 | 0 | 0 | 0 | 0
Nuc | 0 | 0 | 0 | 0 | 0 | 0
PS | 0 | 0 | 0 | 0 | 0 | 0
PV | 0 | 0 | 0 | 0 | 0 | 0
PeakG | 0 | 0 | 0 | 0 | 0 | 0
PeakO | 0 | 0 | 0 | 0 | 0 | 0
ST | 0 | 0 | 0 | 0 | 0 | 0
STOG | 0 | 0 | 0 | 0 | 0 | 0
STWD | 0 | 0 | 0 | 0 | 0 | 0
WT | 1446.06 | 1446.06 | 1446.06 | 1446.06 | 1446.06 | 1446.06
IGCC | 0 | 0 | 0 | 0 | 0 | 0
DemandResponse | 0 | 0 | 0 | 0 | 0 | 0
IGCC-CCS | 0 | 0 | 0 | 0 | 0 | 0
WT_off | 0 | 0 | 0 | 0 | 0 | 0
PseudoUnit | 0 | 0 | 0 | 0 | 0 | 0
FixedInterchange | 0 | 0 | 0 | 0 | 0 | 0
Total Generation by Reporting Type: AZ_NM_SNV_Coal
ReportingType | 2015 | 2020 | 2025 | 2030 | 2035 | 2040
BM | 0 | 0 | 0 | 0 | 0 | 0
CC | 0 | 0 | 0 | 0 | 0 | 0
CSP | 0 | 0 | 0 | 0 | 0 | 0
CT | 0 | 0 | 0 | 0 | 0 | 0
Coal | 77016.08 | 77472.95 | 77472.95 | 77472.95 | 77472.95 | 140493.3
Geo | 0 | 0 | 0 | 0 | 0 | 0
H | 0 | 0 | 0 | 0 | 0 | 0
LFG | 0 | 0 | 0 | 0 | 0 | 0
Nuc | 0 | 0 | 0 | 0 | 0 | 0
PS | 0 | 0 | 0 | 0 | 0 | 0
PV | 0 | 0 | 0 | 0 | 0 | 0
PeakG | 0 | 0 | 0 | 0 | 0 | 0
PeakO | 0 | 0 | 0 | 0 | 0 | 0
ST | 0 | 0 | 0 | 0 | 0 | 0
STOG | 0 | 0 | 0 | 0 | 0 | 0
STWD | 0 | 0 | 0 | 0 | 0 | 0
WT | 0 | 0 | 0 | 0 | 0 | 0
IGCC | 0 | 0 | 0 | 0 | 0 | 0
DemandResponse | 0 | 0 | 0 | 0 | 0 | 0
IGCC-CCS | 0 | 0 | 0 | 0 | 0 | 0
WT_off | 0 | 0 | 0 | 0 | 0 | 0
PseudoUnit | 0 | 0 | 0 | 0 | 0 | 0
FixedInterchange | 0 | 0 | 0 | 0 | 0 | 0
Total Generation by Reporting Type: AZ_NM_SNV_Gas
ReportingType | 2015 | 2020 | 2025 | 2030 | 2035 | 2040
BM | 0 | 0 | 0 | 0 | 0 | 0
CC | 104791.96 | 126206.95 | 125638.91 | 155056.32 | 170043.26 | 159827.6
CSP | 0 | 0 | 0 | 0 | 0 | 0
CT | 0 | 0 | 144.37 | 144.37 | 0 | 0
Coal | 0 | 0 | 0 | 0 | 0 | 0
Geo | 0 | 0 | 0 | 0 | 0 | 0
H | 0 | 0 | 0 | 0 | 0 | 0
LFG | 0 | 0 | 0 | 0 | 0 | 0
Nuc | 0 | 0 | 0 | 0 | 0 | 0
PS | 0 | 0 | 0 | 0 | 0 | 0
PV | 0 | 0 | 0 | 0 | 0 | 0
PeakG | 0 | 0 | 186.73 | 340.03 | 387.97 | 0
PeakO | 0 | 0 | 0 | 0 | 0 | 0
ST | 0 | 0 | 0 | 0 | 0 | 0
STOG | 0 | 0 | 0 | 0 | 0 | 0
STWD | 0 | 0 | 0 | 0 | 0 | 0
WT | 0 | 0 | 0 | 0 | 0 | 0
IGCC | 0 | 0 | 0 | 0 | 0 | 0
DemandResponse | 0 | 0 | 0 | 0 | 0 | 0
IGCC-CCS | 0 | 0 | 0 | 0 | 0 | 0
WT_off | 0 | 0 | 0 | 0 | 0 | 0
PseudoUnit | 0 | 0 | 0 | 0 | 0 | 0
FixedInterchange | 0 | 0 | 0 | 0 | 0 | 0
Total Generation by Reporting Type: AZ_NM_SNV_NucRenew
ReportingType | 2015 | 2020 | 2025 | 2030 | 2035 | 2040
BM | 0 | 0 | 0 | 0 | 0 | 0
CC | 0 | 0 | 0 | 0 | 0 | 0
CSP | 0 | 0 | 0 | 0 | 0 | 0
CT | 0 | 0 | 0 | 0 | 0 | 0
Coal | 0 | 0 | 0 | 0 | 0 | 0
Geo | 0 | 0 | 12066.9 | 12066.9 | 12066.9 | 12066.9
H | 8952 | 8952 | 8952 | 8952 | 8952 | 8952
LFG | 55.19 | 55.19 | 533.48 | 533.48 | 533.48 | 533.48
Nuc | 30183.89 | 30183.89 | 30183.89 | 30183.89 | 30183.89 | 30183.89
PS | 45.36 | 45.36 | 45.36 | 88.56 | 88.56 | 88.56
PV | 365.63 | 365.63 | 365.63 | 365.63 | 365.63 | 365.63
PeakG | 0 | 0 | 0 | 0 | 0 | 0
PeakO | 0 | 0 | 0 | 0 | 0 | 0
ST | 981.12 | 2520.82 | 3490.17 | 3926.91 | 3926.91 | 3926.91
STOG | 0 | 0 | 0 | 0 | 0 | 0
STWD | 182.21 | 182.21 | 182.21 | 182.21 | 182.21 | 182.21
WT | 1407.73 | 1407.73 | 2285.53 | 3937.43 | 3937.43 | 3937.43
IGCC | 0 | 0 | 0 | 0 | 0 | 0
DemandResponse | 0 | 0 | 0 | 0 | 0 | 0
IGCC-CCS | 0 | 0 | 0 | 0 | 0 | 0
WT_off | 0 | 0 | 0 | 0 | 0 | 0
PseudoUnit | 0 | 0 | 0 | 0 | 0 | 0
FixedInterchange | 0 | 0 | 0 | 0 | 0 | 0
Total Generation by Reporting Type: ERCOT
ReportingType | 2015 | 2020 | 2025 | 2030 | 2035 | 2040
BM | 0 | 154.07 | 98.27 | 13781.59 | 14260.45 | 15129.27
CC | 143651.61 | 128367.79 | 105642.41 | 87514.16 | 92914.72 | 103589.15
CSP | 0 | 0 | 0 | 0 | 0 | 0
CT | 0 | 0 | 0 | 0 | 0 | 0
Coal | 119452.66 | 125442.84 | 134486.95 | 134481.11 | 136562.12 | 137817.22
Geo | 0 | 0 | 0 | 0 | 0 | 0
H | 607.38 | 607.38 | 607.38 | 2022.97 | 2022.97 | 2022.97
LFG | 591.3 | 591.3 | 3382.24 | 3382.24 | 3382.24 | 3382.24
Nuc | 39655.79 | 39655.79 | 39655.79 | 39655.79 | 39655.79 | 39655.79
PS | 0 | 0 | 0 | 0 | 0 | 0
PV | 30.84 | 30.84 | 30.84 | 30.84 | 2.63 | 2.63
PeakG | 0 | 0 | 0 | 0 | 0 | 0
PeakO | 0 | 0 | 0 | 0 | 0 | 0
ST | 0 | 0 | 0 | 0 | 0 | 0
STOG | 5169.9 | 5460.07 | 5525.21 | 4787.93 | 4688 | 4238.16
STWD | 0 | 0 | 0 | 0 | 0 | 0
WT | 27080.39 | 51398.25 | 78832.26 | 95903.18 | 98325.67 | 102669.75
IGCC | 0 | 0 | 0 | 0 | 0 | 0
DemandResponse | 0 | 0 | 0 | 0 | 0 | 0
IGCC-CCS | 0 | 0 | 0 | 0 | 0 | 0
WT_off | 0 | 0 | 0 | 0 | 0 | 0
PseudoUnit | 0 | 0 | 0 | 0 | 0 | 0
FixedInterchange | 0 | 0 | 0 | 0 | 0 | 0
Total Generation by Reporting Type: NP15
ReportingType | 2015 | 2020 | 2025 | 2030 | 2035 | 2040
BM | 0 | 0 | 0 | 0 | 0 | 0
CC | 35582.91 | 37772.27 | 28137.27 | 22093.77 | 12285.65 | 5379.1
CSP | 0 | 0 | 0 | 0 | 0 | 0
CT | 0 | 0 | 0 | 0 | 0 | 0
Coal | 213.44 | 0 | 0 | 0 | 0 | 0
Geo | 9050.48 | 10433.73 | 14043.68 | 14043.68 | 14043.68 | 14043.68
H | 24182 | 24182 | 24182 | 24182 | 24182 | 24182
LFG | 670.14 | 670.14 | 5124.6 | 5124.6 | 5124.6 | 5124.6
Nuc | 17915.6 | 17915.6 | 17915.6 | 17915.6 | 17915.6 | 17915.6
PS | 1.12 | 10.55 | 0 | 7.5 | 218.96 | 355.31
PV | 153.52 | 153.52 | 153.52 | 153.52 | 139.28 | 139.28
PeakG | 0 | 0 | 0 | 0 | 0.02 | 11.82
PeakO | 0 | 0 | 0 | 0 | 0 | 0
ST | 99.08 | 99.08 | 99.08 | 99.08 | 99.08 | 99.08
STOG | 130.9 | 206.63 | 72.85 | 141.38 | 87.13 | 159.02
STWD | 3097.54 | 3097.54 | 3097.54 | 3097.54 | 3097.54 | 3097.54
WT | 3102.31 | 5261.21 | 26933.79 | 33193.01 | 33232.87 | 33232.87
IGCC | 0 | 0 | 0 | 0 | 0 | 0
DemandResponse | 0 | 0 | 0 | 0 | 0 | 0
IGCC-CCS | 0 | 0 | 0 | 0 | 0 | 0
WT_off | 0 | 0 | 0 | 0 | 0 | 0
PseudoUnit | 0 | 0 | 0 | 0 | 0 | 0
FixedInterchange | 0 | 0 | 0 | 0 | 0 | 0
Total Generation by Reporting Type: NWPP_Coal
ReportingType | 2015 | 2020 | 2025 | 2030 | 2035 | 2040
BM | 0 | 0 | 0 | 0 | 0 | 0
CC | 0 | 0 | 0 | 0 | 0 | 0
CSP | 0 | 0 | 0 | 0 | 0 | 0
CT | 0 | 0 | 0 | 0 | 0 | 0
Coal | 97191.1 | 97072.99 | 97072.99 | 97072.99 | 97072.99 | 97072.99
Geo | 0 | 0 | 0 | 0 | 0 | 0
H | 0 | 0 | 0 | 0 | 0 | 0
LFG | 0 | 0 | 0 | 0 | 0 | 0
Nuc | 0 | 0 | 0 | 0 | 0 | 0
PS | 0 | 0 | 0 | 0 | 0 | 0
PV | 0 | 0 | 0 | 0 | 0 | 0
PeakG | 0 | 0 | 0 | 0 | 0 | 0
PeakO | 0 | 0 | 0 | 0 | 0 | 0
ST | 0 | 0 | 0 | 0 | 0 | 0
STOG | 0 | 0 | 0 | 0 | 0 | 0
STWD | 0 | 0 | 0 | 0 | 0 | 0
WT | 0 | 0 | 0 | 0 | 0 | 0
IGCC | 0 | 0 | 0 | 0 | 0 | 0
DemandResponse | 0 | 0 | 0 | 0 | 0 | 0
IGCC-CCS | 0 | 0 | 0 | 0 | 0 | 0
WT_off | 0 | 0 | 0 | 0 | 0 | 0
PseudoUnit | 0 | 0 | 0 | 0 | 0 | 0
FixedInterchange | 0 | 0 | 0 | 0 | 0 | 0
Total Generation by Reporting Type: NWPP_Gas
ReportingType | 2015 | 2020 | 2025 | 2030 | 2035 | 2040
BM | 0 | 0 | 0 | 0 | 0 | 0
CC | 50575.36 | 50575.36 | 50575.36 | 72984.61 | 109677.07 | 115113.19
CSP | 0 | 0 | 0 | 0 | 0 | 0
CT | 0 | 0 | 0 | 0 | 0 | 0
Coal | 0 | 0 | 0 | 0 | 0 | 3276.44
Geo | 0 | 0 | 0 | 0 | 0 | 0
H | 0 | 0 | 0 | 0 | 0 | 0
LFG | 0 | 0 | 0 | 0 | 0 | 0
Nuc | 0 | 0 | 0 | 0 | 0 | 0
PS | 0 | 0 | 0 | 0 | 0 | 0
PV | 0 | 0 | 0 | 0 | 0 | 0
PeakG | 0 | 0 | 0 | 0 | 0 | 0
PeakO | 0 | 0 | 0 | 0 | 0 | 0
ST | 0 | 0 | 0 | 0 | 0 | 0
STOG | 0 | 0 | 0 | 0 | 0 | 0
STWD | 0 | 0 | 0 | 0 | 0 | 0
WT | 0 | 0 | 0 | 0 | 0 | 0
IGCC | 0 | 0 | 0 | 0 | 0 | 0
DemandResponse | 0 | 0 | 0 | 0 | 0 | 0
IGCC-CCS | 0 | 0 | 0 | 0 | 0 | 0
WT_off | 0 | 0 | 0 | 0 | 0 | 0
PseudoUnit | 0 | 0 | 0 | 0 | 0 | 0
FixedInterchange | 0 | 0 | 0 | 0 | 0 | 0
Total Generation by Reporting Type: NWPP_NucRenew
ReportingType | 2015 | 2020 | 2025 | 2030 | 2035 | 2040
BM | 0 | 0 | 0 | 0 | 0 | 0.75
CC | 0 | 0 | 0 | 0 | 0 | 0
CSP | 0 | 0 | 0 | 0 | 0 | 0
CT | 0 | 0 | 0 | 0 | 0 | 0
Coal | 0 | 0 | 0 | 0 | 0 | 0
Geo | 3280.13 | 3280.13 | 6891.88 | 6891.88 | 6891.88 | 6891.88
H | 133486 | 133486 | 133486 | 133486 | 133486 | 133486
LFG | 1013.09 | 1013.09 | 2647.18 | 2940.73 | 2940.73 | 2940.73
Nuc | 8809.8 | 8809.8 | 8809.8 | 8809.8 | 8809.8 | 8809.8
PS | 0 | 0 | 0 | 0 | 0 | 0
PV | 7.88 | 7.88 | 7.88 | 7.88 | 7.88 | 7.88
PeakG | 0 | 0 | 0 | 0 | 0 | 0
PeakO | 0 | 0 | 0 | 0 | 0 | 0
ST | 0 | 0 | 0 | 0 | 0 | 0
STOG | 0 | 0 | 0 | 0 | 0 | 0
STWD | 0 | 82.05 | 1179.29 | 2656.69 | 2656.69 | 2655.94
WT | 15874.4 | 15874.4 | 15874.4 | 15874.4 | 15874.4 | 15874.4
IGCC | 0 | 0 | 0 | 0 | 0 | 0
DemandResponse | 0 | 0 | 0 | 0 | 0 | 0
IGCC-CCS | 0 | 0 | 0 | 0 | 0 | 0
WT_off | 0 | 0 | 0 | 0 | 0 | 0
PseudoUnit | 0 | 0 | 0 | 0 | 0 | 0
FixedInterchange | 0 | 0 | 0 | 0 | 0 | 0
Total Generation by Reporting Type: RMPA
ReportingType | 2015 | 2020 | 2025 | 2030 | 2035 | 2040
BM | 0 | 0 | 0 | 0 | 0 | 0
CC | 5198.66 | 10041.03 | 3485.35 | 3273.22 | 2886.92 | 2883.65
CSP | 0 | 0 | 0 | 0 | 0 | 0
CT | 0 | 0 | 0 | 0 | 0 | 0
Coal | 55435.07 | 54077.86 | 51422.47 | 51422.47 | 61274.54 | 70560.25
Geo | 0 | 3818 | 21181.43 | 21387.54 | 21387.54 | 21387.54
H | 4353 | 4353 | 4353 | 4353 | 4353 | 4353
LFG | 58.34 | 58.34 | 58.34 | 286.45 | 286.45 | 286.45
Nuc | 0 | 0 | 0 | 0 | 0 | 0.01
PS | 50.06 | 80.16 | 134.7 | 231.31 | 230.63 | 783.19
PV | 54.93 | 54.93 | 54.93 | 54.93 | 54.93 | 54.93
PeakG | 4.02 | 24.92 | 4.39 | 83.31 | 10.62 | 28.06
PeakO | 0 | 0 | 0 | 0 | 0 | 0
ST | 9.83 | 1255.62 | 1361.35 | 1411.32 | 1411.32 | 1411.32
STOG | 0 | 0 | 0 | 0 | 0 | 0
STWD | 0 | 0 | 0 | 0 | 0 | 0
WT | 6354.34 | 6354.34 | 6354.34 | 6354.34 | 6354.34 | 6354.34
IGCC | 0 | 0 | 0 | 0 | 0 | 0
DemandResponse | 0 | 0 | 0 | 0 | 0 | 0
IGCC-CCS | 0 | 0 | 0 | 0 | 0 | 0
WT_off | 0 | 0 | 0 | 0 | 0 | 0
PseudoUnit | 0 | 0 | 0 | 0 | 0 | 0
FixedInterchange | 0 | 0 | 0 | 0 | 0 | 0
Total Generation by Reporting Type: SP15
ReportingType | 2015 | 2020 | 2025 | 2030 | 2035 | 2040
BM | 44.8 | 44.8 | 44.8 | 44.8 | 27.49 | 27.49
CC | 24343.93 | 24045.58 | 21404.43 | 18837.77 | 17021.42 | 9545.32
CSP | 0 | 0 | 0 | 0 | 0 | 0
CT | 0 | 0 | 0 | 0 | 0 | 0
Coal | 761.6 | 761.6 | 761.6 | 467.51 | 0 | 0
Geo | 7774.15 | 19841.05 | 19841.05 | 19841.05 | 19841.05 | 19841.05
H | 5920 | 5920 | 5920 | 5920 | 5920 | 5920
LFG | 1759.71 | 5870.68 | 6141.64 | 6141.64 | 6141.64 | 6141.64
Nuc | 17526.13 | 17526.13 | 17526.13 | 17526.13 | 17526.13 | 17526.13
PS | 190.86 | 249.32 | 302.4 | 388.4 | 590.4 | 590.4
PV | 331.57 | 331.57 | 331.57 | 331.57 | 323.24 | 323.24
PeakG | 0 | 0 | 0 | 0 | 4.04 | 0
PeakO | 0 | 0 | 0 | 0 | 0 | 0
ST | 1569.79 | 1569.79 | 1569.79 | 1569.79 | 1569.79 | 1569.79
STOG | 221.06 | 315.48 | 259.98 | 396.48 | 808.15 | 624
STWD | 833.95 | 833.95 | 833.95 | 833.95 | 833.95 | 833.95
WT | 5740.26 | 5740.26 | 5740.26 | 5740.26 | 5740.26 | 5740.26
IGCC | 0 | 0 | 0 | 0 | 0 | 0
DemandResponse | 0 | 0 | 0 | 0 | 0 | 0
IGCC-CCS | 0 | 0 | 0 | 0 | 0 | 0
WT_off | 0 | 0 | 0 | 0 | 0 | 0
PseudoUnit | 0 | 0 | 0 | 0 | 0 | 0
FixedInterchange | 0 | 0 | 0 | 0 | 0 | 0
Total Generation by Reporting Type: ALB
ReportingType | 2015 | 2020 | 2025 | 2030 | 2035 | 2040
BM | 0 | 0 | 0 | 0 | 0 | 0
CC | 18642.06 | 22498.87 | 28861.14 | 33548.59 | 40072.49 | 44534.07
CSP | 0 | 0 | 0 | 0 | 0 | 0
CT | 0 | 0 | 0 | 0 | 0 | 0
Coal | 46350.59 | 46350.59 | 46350.59 | 46350.59 | 46350.59 | 46350.59
Geo | 0 | 0 | 0 | 0 | 0 | 0
H | 1979.87 | 1979.87 | 1979.87 | 1979.87 | 1979.87 | 1979.87
LFG | 78.84 | 78.84 | 78.84 | 78.84 | 78.84 | 78.84
Nuc | 0 | 0 | 0 | 0 | 0 | 0
PS | 0 | 0 | 0 | 0 | 0 | 0
PV | 0 | 0 | 0 | 0 | 0 | 0
PeakG | 0 | 0 | 0 | 0 | 0 | 0
PeakO | 0 | 0 | 0 | 0 | 0 | 0
ST | 0 | 0 | 0 | 0 | 0 | 0
STOG | 0 | 0 | 0 | 0 | 0 | 0
STWD | 0 | 0 | 0 | 0 | 0 | 0
WT | 1553.84 | 1553.84 | 1553.84 | 1553.84 | 1553.84 | 1553.84
IGCC | 0 | 0 | 0 | 0 | 0 | 0
DemandResponse | 0 | 0 | 0 | 0 | 0 | 0
IGCC-CCS | 0 | 0 | 0 | 0 | 0 | 0
WT_off | 0 | 0 | 0 | 0 | 0 | 0
PseudoUnit | 0 | 0 | 0 | 0 | 0 | 0
FixedInterchange | 0 | 0 | 0 | 0 | 0 | 0
Total Generation by Reporting Type: BC
ReportingType | 2015 | 2020 | 2025 | 2030 | 2035 | 2040
BM | 0 | 0 | 0 | 0 | 0 | 0
CC | 10506.74 | 11828.8 | 15743.25 | 20871.64 | 25831.92 | 31013.46
CSP | 0 | 0 | 0 | 0 | 0 | 0
CT | 0 | 0 | 0 | 0 | 0 | 0
Coal | 0 | 0 | 0 | 0 | 0 | 0
Geo | 0 | 0 | 0 | 0 | 0 | 0
H | 54411.22 | 54411.22 | 54411.22 | 54411.22 | 54411.22 | 54411.22
LFG | 189.22 | 189.22 | 189.22 | 189.22 | 189.22 | 189.22
Nuc | 0 | 0 | 0 | 0 | 0 | 0
PS | 0 | 0 | 0 | 0 | 0 | 0
PV | 0 | 0 | 0 | 0 | 0 | 0
PeakG | 0 | 0 | 0 | 0 | 0 | 0
PeakO | 0 | 0 | 0 | 0 | 0 | 0
ST | 0 | 0 | 0 | 0 | 0 | 0
STOG | 0 | 0 | 0 | 0 | 0 | 0
STWD | 0 | 0 | 0 | 0 | 0 | 0
WT | 568.82 | 568.82 | 568.82 | 568.82 | 568.82 | 568.82
IGCC | 0 | 0 | 0 | 0 | 0 | 0
DemandResponse | 0 | 0 | 0 | 0 | 0 | 0
IGCC-CCS | 0 | 0 | 0 | 0 | 0 | 0
WT_off | 0 | 0 | 0 | 0 | 0 | 0
PseudoUnit | 0 | 0 | 0 | 0 | 0 | 0
FixedInterchange | 0 | 0 | 0 | 0 | 0 | 0
Total Generation by Reporting Type: HQ_IESO
ReportingType | 2015 | 2020 | 2025 | 2030 | 2035 | 2040
BM | 0 | 0 | 0 | 0 | 0 | 0
CC | 0 | 0 | 0 | 0 | 0 | 0
CSP | 0 | 0 | 0 | 0 | 0 | 0
CT | 0 | 0 | 0 | 0 | 0 | 0
Coal | 0 | 0 | 0 | 0 | 0 | 0
Geo | 0 | 0 | 0 | 0 | 0 | 0
H | 0 | 0 | 0 | 0 | 0 | 0
LFG | 0 | 0 | 0 | 0 | 0 | 0
Nuc | 0 | 0 | 0 | 0 | 0 | 0
PS | 0 | 0 | 0 | 0 | 0 | 0
PV | 0 | 0 | 0 | 0 | 0 | 0
PeakG | 0 | 0 | 0 | 0 | 0 | 0
PeakO | 0 | 0 | 0 | 0 | 0 | 0
ST | 0 | 0 | 0 | 0 | 0 | 0
STOG | 0 | 0 | 0 | 0 | 0 | 0
STWD | 0 | 0 | 0 | 0 | 0 | 0
WT | 0 | 0 | 0 | 0 | 0 | 0
IGCC | 0 | 0 | 0 | 0 | 0 | 0
DemandResponse | 0 | 0 | 0 | 0 | 0 | 0
IGCC-CCS | 0 | 0 | 0 | 0 | 0 | 0
WT_off | 0 | 0 | 0 | 0 | 0 | 0
PseudoUnit | 0 | 0 | 0 | 0 | 0 | 0
FixedInterchange | 2336 | 2336 | 2336 | 2336 | 2336 | 2336
Total Generation by Reporting Type: HQ_NEISO
ReportingType | 2015 | 2020 | 2025 | 2030 | 2035 | 2040
BM | 0 | 0 | 0 | 0 | 0 | 0
CC | 0 | 0 | 0 | 0 | 0 | 0
CSP | 0 | 0 | 0 | 0 | 0 | 0
CT | 0 | 0 | 0 | 0 | 0 | 0
Coal | 0 | 0 | 0 | 0 | 0 | 0
Geo | 0 | 0 | 0 | 0 | 0 | 0
H | 0 | 0 | 0 | 0 | 0 | 0
LFG | 0 | 0 | 0 | 0 | 0 | 0
Nuc | 0 | 0 | 0 | 0 | 0 | 0
PS | 0 | 0 | 0 | 0 | 0 | 0
PV | 0 | 0 | 0 | 0 | 0 | 0
PeakG | 0 | 0 | 0 | 0 | 0 | 0
PeakO | 0 | 0 | 0 | 0 | 0 | 0
ST | 0 | 0 | 0 | 0 | 0 | 0
STOG | 0 | 0 | 0 | 0 | 0 | 0
STWD | 0 | 0 | 0 | 0 | 0 | 0
WT | 0 | 0 | 0 | 0 | 0 | 0
IGCC | 0 | 0 | 0 | 0 | 0 | 0
DemandResponse | 0 | 0 | 0 | 0 | 0 | 0
IGCC-CCS | 0 | 0 | 0 | 0 | 0 | 0
WT_off | 0 | 0 | 0 | 0 | 0 | 0
PseudoUnit | 0 | 0 | 0 | 0 | 0 | 0
FixedInterchange | 19184.4 | 19184.4 | 19184.4 | 19184.4 | 19184.4 | 19184.4
Total Generation by Reporting Type: HQ_NY
ReportingType | 2015 | 2020 | 2025 | 2030 | 2035 | 2040
BM | 0 | 0 | 0 | 0 | 0 | 0
CC | 0 | 0 | 0 | 0 | 0 | 0
CSP | 0 | 0 | 0 | 0 | 0 | 0
CT | 0 | 0 | 0 | 0 | 0 | 0
Coal | 0 | 0 | 0 | 0 | 0 | 0
Geo | 0 | 0 | 0 | 0 | 0 | 0
H | 0 | 0 | 0 | 0 | 0 | 0
LFG | 0 | 0 | 0 | 0 | 0 | 0
Nuc | 0 | 0 | 0 | 0 | 0 | 0
PS | 0 | 0 | 0 | 0 | 0 | 0
PV | 0 | 0 | 0 | 0 | 0 | 0
PeakG | 0 | 0 | 0 | 0 | 0 | 0
PeakO | 0 | 0 | 0 | 0 | 0 | 0
ST | 0 | 0 | 0 | 0 | 0 | 0
STOG | 0 | 0 | 0 | 0 | 0 | 0
STWD | 0 | 0 | 0 | 0 | 0 | 0
WT | 0 | 0 | 0 | 0 | 0 | 0
IGCC | 0 | 0 | 0 | 0 | 0 | 0
DemandResponse | 0 | 0 | 0 | 0 | 0 | 0
IGCC-CCS | 0 | 0 | 0 | 0 | 0 | 0
WT_off | 0 | 0 | 0 | 0 | 0 | 0
PseudoUnit | 0 | 0 | 0 | 0 | 0 | 0
FixedInterchange | 5840 | 5840 | 5840 | 5840 | 5840 | 5840
Total Generation by Reporting Type: MARITIMES
ReportingType | 2015 | 2020 | 2025 | 2030 | 2035 | 2040
BM | 0 | 0 | 0 | 0 | 0 | 0
CC | 0 | 0 | 0 | 0 | 0 | 0
CSP | 0 | 0 | 0 | 0 | 0 | 0
CT | 0 | 0 | 0 | 0 | 0 | 0
Coal | 0 | 0 | 0 | 0 | 0 | 0
Geo | 0 | 0 | 0 | 0 | 0 | 0
H | 0 | 0 | 0 | 0 | 0 | 0
LFG | 0 | 0 | 0 | 0 | 0 | 0
Nuc | 0 | 0 | 0 | 0 | 0 | 0
PS | 0 | 0 | 0 | 0 | 0 | 0
PV | 0 | 0 | 0 | 0 | 0 | 0
PeakG | 0 | 0 | 0 | 0 | 0 | 0
PeakO | 0 | 0 | 0 | 0 | 0 | 0
ST | 0 | 0 | 0 | 0 | 0 | 0
STOG | 0 | 0 | 0 | 0 | 0 | 0
STWD | 0 | 0 | 0 | 0 | 0 | 0
WT | 0 | 0 | 0 | 0 | 0 | 0
IGCC | 0 | 0 | 0 | 0 | 0 | 0
DemandResponse | 0 | 0 | 0 | 0 | 0 | 0
IGCC-CCS | 0 | 0 | 0 | 0 | 0 | 0
WT_off | 0 | 0 | 0 | 0 | 0 | 0
PseudoUnit | 0 | 0 | 0 | 0 | 0 | 2480.72
FixedInterchange | 8760 | 8760 | 8760 | 8760 | 8760 | 8760
Total Generation by Reporting Type: All
ReportingType | 2015 | 2020 | 2025 | 2030 | 2035 | 2040
BM | 4957.91 | 96882.74 | 141100.06 | 192793.01 | 206407.56 | 212719.35
CC | 1064505.44 | 1095819.01 | 953737.95 | 879956.56 | 1153689.42 | 1304123.75
CSP | 0 | 0 | 0 | 0 | 0 | 0
CT | 1384.25 | 1848.97 | 2129.7 | 1197.96 | 4536.36 | 5923.63
Coal | 1817452.58 | 1624750.73 | 1626346.87 | 1580559.86 | 1689870.3 | 1876162.89
Geo | 20459.37 | 37727.52 | 74379.54 | 74585.65 | 74585.65 | 74585.65
H | 430354.22 | 437563.46 | 453048.27 | 468893.27 | 469014.71 | 472602.23
LFG | 32608.22 | 48005.68 | 65429.32 | 71133.39 | 71137.33 | 71137.33
Nuc | 913193.71 | 943693.07 | 943693.07 | 932100.9 | 725092.39 | 571594.69
PS | 7209.43 | 9221.15 | 8644.13 | 7852.07 | 12272.83 | 13084.2
PV | 1434.34 | 5255.21 | 7138.04 | 7573.67 | 7685.49 | 7933.56
PeakG | 3293.73 | 4588.06 | 4805.18 | 3346.52 | 6217.89 | 4855.01
PeakO | 0 | 0 | 0 | 0 | 0 | 0
ST | 2659.82 | 5445.31 | 6520.39 | 7007.1 | 7007.1 | 7007.1
STOG | 17179.24 | 18430.99 | 16873.07 | 13448.16 | 17741.07 | 16497.87
STWD | 20526.41 | 21331.45 | 21237.06 | 18646.66 | 18913.84 | 20150.02
WT | 178097.45 | 305663.03 | 457039.71 | 606517.66 | 616153.28 | 633633.86
IGCC | 4427.31 | 4427.31 | 4427.31 | 4427.31 | 4427.31 | 4427.31
DemandResponse | 0 | 0 | 0 | 0 | 0 | 0
IGCC-CCS | 0 | 0 | 0 | 0 | 0 | 0
WT_off | 1873.58 | 16949.41 | 87047.72 | 181517.6 | 189570.41 | 196736.53
PseudoUnit | 0 | 0 | 0 | 0 | 0 | 2480.72
FixedInterchange | 36120.4 | 36120.4 | 36120.4 | 36120.4 | 36120.4 | 36120.4
Total Generation by Reporting Type: EI_US
ReportingType | 2015 | 2020 | 2025 | 2030 | 2035 | 2040
BM | 4913.11 | 96683.87 | 140956.99 | 178966.62 | 192119.61 | 197561.84
CC | 666389.17 | 680127.82 | 572453.94 | 464974.43 | 675610.22 | 810087.35
CSP | 0 | 0 | 0 | 0 | 0 | 0
CT | 1384.25 | 1848.97 | 1985.32 | 1053.58 | 4532.35 | 5881.42
Coal | 1420425.17 | 1222436.14 | 1218779.31 | 1173292.24 | 1271137.1 | 1380592.1
Geo | 354.6 | 354.6 | 354.6 | 354.6 | 354.6 | 354.6
H | 108753.3 | 114027.49 | 118601.66 | 118601.66 | 118723.11 | 120761.72
LFG | 27266.03 | 38552.51 | 46347.41 | 51529.82 | 51529.82 | 51529.82
Nuc | 697700.18 | 728199.54 | 728199.54 | 716607.37 | 517621.93 | 376119.88
PS | 6908.5 | 8831.45 | 8148.14 | 7110.47 | 11130.75 | 11216.31
PV | 411.13 | 4232.01 | 6114.84 | 6550.47 | 6713.05 | 6961.12
PeakG | 3289.71 | 4563.14 | 4614.06 | 2923.19 | 5815.24 | 4814.47
PeakO | 0 | 0 | 0 | 0 | 0 | 0
ST | 0 | 0 | 0 | 0 | 0 | 0
STOG | 11657.39 | 12448.82 | 11015.04 | 8122.37 | 12157.8 | 11476.69
STWD | 16412.71 | 17135.7 | 15944.07 | 11876.28 | 12143.45 | 13380.38
WT | 106489.55 | 207578.37 | 308970.67 | 433466.58 | 445913.92 | 459050.42
IGCC | 4427.31 | 4427.31 | 4427.31 | 4427.31 | 4427.31 | 4427.31
DemandResponse | 0 | 0 | 0 | 0 | 0 | 0
IGCC-CCS | 0 | 0 | 0 | 0 | 0 | 0
WT_off | 1873.58 | 16949.41 | 87047.72 | 181517.6 | 189570.41 | 196736.53
PseudoUnit | 0 | 0 | 0 | 0 | 0 | 2480.72
FixedInterchange | 33784.4 | 33784.4 | 33784.4 | 33784.4 | 33784.4 | 33784.4
Total Generation by Reporting Type: EI_Canada
ReportingType | 2015 | 2020 | 2025 | 2030 | 2035 | 2040
BM | 0 | 0 | 0 | 0 | 0 | 0
CC | 4823.05 | 4354.53 | 1795.88 | 802.04 | 7345.77 | 22150.87
CSP | 0 | 0 | 0 | 0 | 0 | 0
CT | 0 | 0 | 0 | 0 | 4.01 | 42.21
Coal | 606.88 | 1135.76 | 0 | 0 | 0 | 0
Geo | 0 | 0 | 0 | 0 | 0 | 0
H | 87709.45 | 89644.5 | 100555.14 | 114984.55 | 114984.55 | 116533.45
LFG | 926.37 | 926.37 | 926.37 | 926.37 | 930.31 | 930.31
Nuc | 101402.31 | 101402.31 | 101402.31 | 101402.31 | 93379.23 | 81383.57
PS | 13.53 | 4.3 | 13.53 | 25.83 | 13.53 | 50.43
PV | 78.84 | 78.84 | 78.84 | 78.84 | 78.84 | 78.84
PeakG | 0 | 0 | 0 | 0 | 0 | 0.66
PeakO | 0 | 0 | 0 | 0 | 0 | 0
ST | 0 | 0 | 0 | 0 | 0 | 0
STOG | 0 | 0 | 0 | 0 | 0 | 0
STWD | 0 | 0 | 0 | 0 | 0 | 0
WT | 9925.81 | 9925.81 | 9925.81 | 9925.81 | 4651.73 | 4651.73
IGCC | 0 | 0 | 0 | 0 | 0 | 0
DemandResponse | 0 | 0 | 0 | 0 | 0 | 0
IGCC-CCS | 0 | 0 | 0 | 0 | 0 | 0
WT_off | 0 | 0 | 0 | 0 | 0 | 0
PseudoUnit | 0 | 0 | 0 | 0 | 0 | 0
FixedInterchange | 2336 | 2336 | 2336 | 2336 | 2336 | 2336
Total Generation by Reporting Type: EI
ReportingType | 2015 | 2020 | 2025 | 2030 | 2035 | 2040
BM | 4913.11 | 96683.87 | 140956.99 | 178966.62 | 192119.61 | 197561.84
CC | 671212.22 | 684482.35 | 574249.83 | 465776.47 | 682955.98 | 832238.22
CSP | 0 | 0 | 0 | 0 | 0 | 0
CT | 1384.25 | 1848.97 | 1985.32 | 1053.58 | 4536.36 | 5923.63
Coal | 1421032.05 | 1223571.9 | 1218779.31 | 1173292.24 | 1271137.1 | 1380592.1
Geo | 354.6 | 354.6 | 354.6 | 354.6 | 354.6 | 354.6
H | 196462.75 | 203671.99 | 219156.8 | 233586.21 | 233707.65 | 237295.17
LFG | 28192.4 | 39478.88 | 47273.78 | 52456.19 | 52460.14 | 52460.14
Nuc | 799102.48 | 829601.85 | 829601.85 | 818009.67 | 611001.16 | 457503.45
PS | 6922.03 | 8835.75 | 8161.67 | 7136.3 | 11144.28 | 11266.74
PV | 489.97 | 4310.85 | 6193.68 | 6629.31 | 6791.89 | 7039.96
PeakG | 3289.71 | 4563.14 | 4614.06 | 2923.19 | 5815.24 | 4815.13
PeakO | 0 | 0 | 0 | 0 | 0 | 0
ST | 0 | 0 | 0 | 0 | 0 | 0
STOG | 11657.39 | 12448.82 | 11015.04 | 8122.37 | 12157.8 | 11476.69
STWD | 16412.71 | 17135.7 | 15944.07 | 11876.28 | 12143.45 | 13380.38
WT | 116415.35 | 217504.18 | 318896.48 | 443392.39 | 450565.65 | 463702.15
IGCC | 4427.31 | 4427.31 | 4427.31 | 4427.31 | 4427.31 | 4427.31
DemandResponse | 0 | 0 | 0 | 0 | 0 | 0
IGCC-CCS | 0 | 0 | 0 | 0 | 0 | 0
WT_off | 1873.58 | 16949.41 | 87047.72 | 181517.6 | 189570.41 | 196736.53
PseudoUnit | 0 | 0 | 0 | 0 | 0 | 2480.72
FixedInterchange | 36120.4 | 36120.4 | 36120.4 | 36120.4 | 36120.4 | 36120.4
Total Generation by Reporting Type: Outside_EI
ReportingType | 2015 | 2020 | 2025 | 2030 | 2035 | 2040
BM | 44.8 | 198.87 | 143.07 | 13826.39 | 14287.95 | 15157.51
CC | 393293.23 | 411336.65 | 379488.12 | 414180.09 | 470733.44 | 471885.53
CSP | 0 | 0 | 0 | 0 | 0 | 0
CT | 0 | 0 | 144.37 | 144.37 | 0 | 0
Coal | 396420.54 | 401178.83 | 407567.56 | 407267.62 | 418733.19 | 495570.79
Geo | 20104.76 | 37372.91 | 74024.94 | 74231.05 | 74231.05 | 74231.05
H | 233891.47 | 233891.47 | 233891.47 | 235307.06 | 235307.06 | 235307.06
LFG | 4415.83 | 8526.8 | 18155.54 | 18677.2 | 18677.2 | 18677.2
Nuc | 114091.22 | 114091.22 | 114091.22 | 114091.22 | 114091.22 | 114091.24
PS | 287.4 | 385.4 | 482.46 | 715.77 | 1128.55 | 1817.46
PV | 944.36 | 944.36 | 944.36 | 944.36 | 893.6 | 893.6
PeakG | 4.02 | 24.92 | 191.11 | 423.33 | 402.65 | 39.88
PeakO | 0 | 0 | 0 | 0 | 0 | 0
ST | 2659.82 | 5445.31 | 6520.39 | 7007.1 | 7007.1 | 7007.1
STOG | 5521.85 | 5982.17 | 5858.04 | 5325.79 | 5583.28 | 5021.18
STWD | 4113.7 | 4195.75 | 5292.99 | 6770.39 | 6770.39 | 6769.64
WT | 61682.09 | 88158.86 | 138143.24 | 163125.27 | 165587.63 | 169931.71
IGCC | 0 | 0 | 0 | 0 | 0 | 0
DemandResponse | 0 | 0 | 0 | 0 | 0 | 0
IGCC-CCS | 0 | 0 | 0 | 0 | 0 | 0
WT_off | 0 | 0 | 0 | 0 | 0 | 0
PseudoUnit | 0 | 0 | 0 | 0 | 0 | 0
FixedInterchange | 0 | 0 | 0 | 0 | 0 | 0
#2 | Energy Demand (TWh)
Energy Demand by Pool & Region:
Pool/Region | 2015 | 2020 | 2025 | 2030 | 2035 | 2040
ENT | 170.26 | 175.54 | 177.34 | 183.87 | 181 | 184.46
FRCC | 249.48 | 260.95 | 271.89 | 275.57 | 309.06 | 326.18
MAPP_US | 29.17 | 31.41 | 31.86 | 35.25 | 39.47 | 41.82
MISO_IN | 101.22 | 100.9 | 101.94 | 112.66 | 117.72 | 121.41
MISO_MI | 97.66 | 100.75 | 106.38 | 110.24 | 115.31 | 119.8
MISO_MO-IL | 99.44 | 103.81 | 111.5 | 115.53 | 119.46 | 123.95
MISO_W | 139.47 | 141.73 | 151.35 | 168.59 | 175.05 | 179.33
MISO_WUMS | 69.39 | 70.31 | 73.54 | 72.62 | 81.3 | 84.31
NE | 33.62 | 35.9 | 36.09 | 41.26 | 43.68 | 44.91
NEISO | 132.39 | 133.52 | 134.39 | 132.78 | 133.46 | 134.17
NonRTO_Midwest | 59.38 | 62.44 | 68.03 | 68.12 | 68.21 | 69.49
NYISO_A-F | 59.68 | 62.57 | 62.76 | 64.05 | 64.93 | 66.72
NYISO_G-I | 18.17 | 19.03 | 19.55 | 19.94 | 20.91 | 21.92
NYISO_J-K | 68.56 | 72.99 | 75.2 | 77.47 | 82.66 | 87.24
PJM_E | 131.36 | 121.31 | 125.98 | 131.18 | 135.93 | 143.89
PJM_ROM | 147.08 | 151.77 | 157.61 | 164.06 | 170.1 | 175.07
PJM_ROR | 542.4 | 527.37 | 541.6 | 536.42 | 557.15 | 575.21
SOCO | 269.47 | 290.72 | 302.07 | 303.39 | 306.28 | 329.67
SPP_N | 81.47 | 87.77 | 92.68 | 97.82 | 104.85 | 108.36
SPP_S | 178.66 | 186.81 | 193.81 | 195.45 | 208.17 | 211.36
TVA | 186.95 | 181.85 | 185.89 | 199.35 | 191.49 | 190.12
TVA_Transmission | 0 | 0 | 0 | 0 | 0 | 0
VACAR | 249.92 | 276.43 | 289.58 | 295.84 | 315.88 | 332.36
IESO | 141.43 | 136.52 | 141.89 | 146.15 | 151.4 | 156.84
MAPP_CA | 53.64 | 56.53 | 59.08 | 61.18 | 63.73 | 66.38
AZ_NM_SNV_Coal | 133.54 | 142.62 | 153.09 | 170.69 | 176.61 | 192.29
AZ_NM_SNV_Gas | 0 | 0 | 0 | 0 | 0 | 0
AZ_NM_SNV_NucRenew | 0 | 0 | 0 | 0 | 0 | 0
ERCOT | 336.37 | 351.88 | 368.67 | 383.74 | 393.31 | 410.69
NP15 | 114.62 | 119.49 | 125.25 | 133.78 | 140.89 | 146.72
NWPP_Coal | 255.71 | 273.72 | 289.62 | 307.3 | 325.34 | 338.64
NWPP_Gas | 0 | 0 | 0 | 0 | 0 | 0
NWPP_NucRenew | 0 | 0 | 0 | 0 | 0 | 0
RMPA | 72.48 | 81.15 | 87.69 | 90.79 | 96.69 | 102.97
SP15 | 189.18 | 201.93 | 210.72 | 222.33 | 234.13 | 247.41
ALB | 69.09 | 72.79 | 78.47 | 83.82 | 90.06 | 96.76
BC | 66.88 | 68.93 | 72.69 | 75.96 | 79.83 | 83.9
HQ_IESO | 0 | 0 | 0 | 0 | 0 | 0
HQ_NEISO | 0 | 0 | 0 | 0 | 0 | 0
HQ_NY | 0 | 0 | 0 | 0 | 0 | 0
MARITIMES | 0 | 0 | 0 | 0 | 0 | 0
All | 4548.12 | 4701.43 | 4898.19 | 5077.21 | 5294.08 | 5514.33
EI_US | 3115.17 | 3195.88 | 3311.02 | 3401.48 | 3542.07 | 3671.72
EI_Canada | 195.07 | 193.04 | 200.97 | 207.33 | 215.13 | 223.22
EI | 3310.24 | 3388.92 | 3511.98 | 3608.81 | 3757.21 | 3894.94
Outside_EI | 1237.89 | 1312.5 | 1386.21 | 1468.4 | 1536.87 | 1619.39
#3 | Generation Minus Energy (TWh)
Generation Minus Energy by Pool & Region:
Pool/Region | 2015 | 2020 | 2025 | 2030 | 2035 | 2040
ENT | 1.5 | 0.58 | -5.95 | -19.18 | -19.91 | -25.16
FRCC | -1.71 | -2.05 | -3.39 | -6.94 | -3.38 | -12.27
MAPP_US | 9.54 | 8.15 | 7.65 | 20.57 | 27.1 | 31.49
MISO_IN | -2.61 | 4.56 | 3.8 | -9.8 | 11.64 | 18
MISO_MI | -4.59 | -13.5 | -19.13 | -29.01 | -31.5 | -36.49
MISO_MO-IL | 27.54 | 7.75 | 4.89 | -3.58 | 4.96 | -0.56
MISO_W | 5.15 | 0.24 | 2.36 | 12.93 | -6.91 | 6.77
MISO_WUMS | -10.57 | -2.22 | -6.9 | -12.62 | -3.91 | -11.96
NE | 9.88 | 14.45 | 14.22 | 9.1 | -2.74 | 7.1
NEISO | -24.49 | -26.5 | -25.5 | -24.96 | -15.85 | -18.08
NonRTO_Midwest | -0.85 | -0.85 | -1.36 | -1.45 | -0.86 | -0.15
NYISO_A-F | 13.62 | 12.67 | 14.31 | 8.01 | 2.94 | -6.9
NYISO_G-I | 4.47 | 4.46 | 4.85 | 3.48 | 10.79 | 30.77
NYISO_J-K | -41.82 | -38.72 | -36.55 | -32.72 | -32.93 | -42.04
PJM_E | -29.03 | -4.82 | -3.39 | -4.51 | -0.69 | -10.8
PJM_ROM | -31.39 | -19.99 | -25.08 | -31.35 | -23.48 | 43.78
PJM_ROR | 77.6 | 42.45 | 53.64 | 70.14 | 44.33 | -9.1
SOCO | 1.18 | 1.33 | 3.24 | -5.22 | -3.81 | 4.99
SPP_N | 1.03 | -6.9 | -4.27 | 11.23 | 6.32 | 2.38
SPP_S | -19.22 | -12.09 | -10.21 | -9.64 | 3.58 | -0.51
TVA | 1.22 | 1.55 | 0.54 | 1.92 | 2.65 | -2.25
TVA_Transmission | 0 | 0 | 0 | 0 | 0 | 0
VACAR | -22.94 | -8.03 | -4.81 | 13.49 | 9.09 | 10.24
IESO | 16.97 | 21.41 | 16.45 | 11.76 | -0.26 | -1.31
MAPP_CA | -6.56 | -6.98 | -2.72 | 9.06 | 6.51 | 3.91
AZ_NM_SNV_Coal | -56.52 | -65.15 | -75.62 | -93.21 | -99.14 | -51.8
AZ_NM_SNV_Gas | 104.79 | 126.21 | 125.97 | 155.54 | 170.43 | 159.83
AZ_NM_SNV_NucRenew | 42.17 | 43.71 | 58.11 | 60.24 | 60.24 | 60.24
ERCOT | -0.13 | -0.17 | -0.41 | -2.18 | -1.5 | -2.18
NP15 | -20.42 | -19.68 | -5.49 | -13.73 | -30.46 | -42.98
NWPP_Coal | -158.52 | -176.65 | -192.55 | -210.23 | -228.27 | -241.56
NWPP_Gas | 50.58 | 50.58 | 50.58 | 72.98 | 109.68 | 118.39
NWPP_NucRenew | 162.47 | 162.55 | 168.9 | 170.67 | 170.67 | 170.67
RMPA | -0.96 | -1.03 | 0.72 | -1.93 | 1.56 | 5.13
SP15 | -122.16 | -118.88 | -130.05 | -144.29 | -157.79 | -178.72
ALB | -0.49 | -0.33 | 0.35 | -0.31 | -0.03 | -2.27
BC | -1.21 | -1.93 | -1.78 | 0.08 | 1.17 | 2.28
HQ_IESO | 2.34 | 2.34 | 2.34 | 2.34 | 2.34 | 2.34
HQ_NEISO | 19.18 | 19.18 | 19.18 | 19.18 | 19.18 | 19.18
HQ_NY | 5.84 | 5.84 | 5.84 | 5.84 | 5.84 | 5.84
MARITIMES | 8.76 | 8.76 | 8.76 | 8.76 | 8.76 | 11.24
All | 9.61 | 12.29 | 11.53 | 10.47 | 16.36 | 17.45
EI_US | -2.73 | -3.7 | -3.27 | -6.32 | 11.21 | 15.5
EI_Canada | 12.75 | 16.76 | 16.07 | 23.15 | 8.59 | 4.94
EI | 10.02 | 13.07 | 12.8 | 16.83 | 19.8 | 20.44
Outside_EI | -0.41 | -0.77 | -1.27 | -6.37 | -3.44 | -2.99
#4 | Fuel Use (TBtu)
Total Fuel Consumption by Reporting Type: Entergy
ReportingType | 2015 | 2020 | 2025 | 2030 | 2035 | 2040
BM | 0 | 0 | 0 | 0 | 0 | 0
CC | 474.01 | 565.78 | 507.7 | 430.8 | 444.46 | 396.34
CSP | 0 | 0 | 0 | 0 | 0 | 0
CT | 0 | 0 | 0 | 0 | 0 | 0
Coal | 611.29 | 545.69 | 581.84 | 604.44 | 612.4 | 728.46
Geo | 0 | 0 | 0 | 0 | 0 | 0
H | 0 | 0 | 0 | 0 | 0 | 0
LFG | 0 | 0 | 0 | 11.56 | 11.56 | 11.56
Nuc | 464.87 | 464.87 | 464.87 | 464.87 | 392.68 | 307.2
PS | 0 | 0 | 0 | 0 | 0 | 0
PV | 0 | 0 | 0 | 0 | 0 | 0
PeakG | 0 | 0 | 0.35 | 0.33 | 0.38 | 0.18
PeakO | 0 | 0 | 0 | 0 | 0 | 0
ST | 0 | 0 | 0 | 0 | 0 | 0
STOG | 15.2 | 16.72 | 12.89 | 11.29 | 12.37 | 12.37
STWD | 18.94 | 1.54 | 1.06 | 1 | 1.79 | 1.79
WT | 0 | 0 | 0 | 0 | 0 | 0
IGCC | 0 | 0 | 0 | 0 | 0 | 0
DemandResponse | 0 | 0 | 0 | 0 | 0 | 0
IGCC-CCS | 0 | 0 | 0 | 0 | 0 | 0
WT_off | 0 | 0 | 0 | 0 | 0 | 0
PseudoUnit | 0 | 0 | 0 | 0 | 0 | 0
FixedInterchange | 0 | 0 | 0 | 0 | 0 | 0
Total Fuel Consumption by Reporting Type: FRCC
ReportingType | 2015 | 2020 | 2025 | 2030 | 2035 | 2040
BM | 0 | 83.46 | 194.31 | 194.31 | 194.31 | 194.31
CC | 1056.47 | 1078.85 | 1078.1 | 1074.66 | 1369.65 | 1493.25
CSP | 0 | 0 | 0 | 0 | 0 | 0
CT | 10.39 | 10.42 | 10.27 | 5.55 | 10.27 | 9.65
Coal | 614.12 | 599.08 | 612.6 | 629.14 | 642.17 | 642.17
Geo | 0 | 0 | 0 | 0 | 0 | 0
H | 0 | 0 | 0 | 0 | 0 | 0
LFG | 0 | 21.31 | 21.31 | 21.31 | 21.31 | 21.31
Nuc | 352.09 | 352.09 | 352.09 | 352.09 | 214.42 | 71.5
PS | 0 | 0 | 0 | 0 | 0 | 0
PV | 0 | 0 | 0 | 0 | 0 | 0
PeakG | 4.53 | 6.58 | 10.56 | 7.88 | 5.89 | 5.13
PeakO | 0 | 0 | 0 | 0 | 0 | 0
ST | 0 | 0 | 0 | 0 | 0 | 0
STOG | 39.85 | 35.76 | 30.76 | 23.72 | 19.69 | 17.96
STWD | 15.45 | 15.45 | 15.45 | 15.45 | 15.45 | 15.45
WT | 0 | 0 | 0 | 0 | 0 | 0
IGCC | 0 | 0 | 0 | 0 | 0 | 0
DemandResponse | 0 | 0 | 0 | 0 | 0 | 0
IGCC-CCS | 0 | 0 | 0 | 0 | 0 | 0
WT_off | 0 | 0 | 0 | 0 | 0 | 0
PseudoUnit | 0 | 0 | 0 | 0 | 0 | 0
FixedInterchange | 0 | 0 | 0 | 0 | 0 | 0
Total Fuel Consumption by Reporting Type: MAPP_US
ReportingType | 2015 | 2020 | 2025 | 2030 | 2035 | 2040
BM | 0 | 0 | 0 | 0 | 0 | 0
CC | 1.88 | 2.23 | 1.84 | 0.85 | 1.44 | 1.44
CSP | 0 | 0 | 0 | 0 | 0 | 0
CT | 0 | 0 | 0 | 0 | 0 | 0
Coal | 233.11 | 185.28 | 185.28 | 185.28 | 185.28 | 185.28
Geo | 0 | 0 | 0 | 0 | 0 | 0
H | 0 | 0 | 0 | 0 | 0 | 0
LFG | 0 | 0 | 0 | 7.71 | 7.71 | 7.71
Nuc | 0 | 0 | 0 | 0 | 0 | 0
PS | 0 | 0 | 0 | 0 | 0 | 0
PV | 0 | 0 | 0 | 0 | 0 | 0
PeakG | 0.25 | 0.9 | 0.9 | 0.24 | 1.75 | 0.68
PeakO | 0 | 0 | 0 | 0 | 0 | 0
ST | 0 | 0 | 0 | 0 | 0 | 0
STOG | 0 | 0 | 0 | 0 | 0 | 0
STWD | 0 | 0 | 0 | 0 | 0 | 0
WT | 0.01 | 0.01 | 0.01 | 0.03 | 0.04 | 0.04
IGCC | 0 | 0 | 0 | 0 | 0 | 0
DemandResponse | 0 | 0 | 0 | 0 | 0 | 0
IGCC-CCS | 0 | 0 | 0 | 0 | 0 | 0
WT_off | 0 | 0 | 0 | 0 | 0 | 0
PseudoUnit | 0 | 0 | 0 | 0 | 0 | 0
FixedInterchange | 0 | 0 | 0 | 0 | 0 | 0
Total Fuel Consumption by Reporting Type: MISO_IN
ReportingType | 2015 | 2020 | 2025 | 2030 | 2035 | 2040
BM | 0 | 0 | 0 | 0 | 0 | 0
CC | 31.52 | 51.66 | 41.53 | 28.81 | 170.99 | 217.65
CSP | 0 | 0 | 0 | 0 | 0 | 0
CT | 0 | 0 | 0 | 0 | 0 | 0
Coal | 888.26 | 933.14 | 942.55 | 930.48 | 978.33 | 1008.21
Geo | 0 | 0 | 0 | 0 | 0 | 0
H | 0 | 0 | 0 | 0 | 0 | 0
LFG | 0 | 0 | 8.62 | 8.62 | 8.62 | 8.62
Nuc | 0 | 0 | 0 | 0 | 0 | 0
PS | 0 | 0 | 0 | 0 | 0 | 0
PV | 0 | 0 | 0 | 0 | 0 | 0
PeakG | 0.2 | 0.03 | 0.31 | 0.26 | 1.07 | 1.07
PeakO | 0 | 0 | 0 | 0 | 0 | 0
ST | 0 | 0 | 0 | 0 | 0 | 0
STOG | 0.65 | 1.26 | 0.65 | 0.65 | 1.26 | 1.26
STWD | 0 | 0 | 0 | 0 | 0 | 0
WT | 0 | 0 | 0 | 0 | 0 | 0
IGCC | 40.45 | 40.45 | 40.45 | 40.45 | 40.45 | 40.45
DemandResponse | 0 | 0 | 0 | 0 | 0 | 0
IGCC-CCS | 0 | 0 | 0 | 0 | 0 | 0
WT_off | 0 | 0 | 0 | 0 | 0 | 0
PseudoUnit | 0 | 0 | 0 | 0 | 0 | 0
FixedInterchange | 0 | 0 | 0 | 0 | 0 | 0
Total Fuel Consumption by Reporting Type: MISO_MI
ReportingType | 2015 | 2020 | 2025 | 2030 | 2035 | 2040
BM | 0 | 0 | 0 | 0 | 0 | 0
CC | 80.98 | 106.83 | 85.22 | 50.57 | 68.86 | 53.57
CSP | 0 | 0 | 0 | 0 | 0 | 0
CT | 0 | 0 | 0 | 0 | 0 | 0
Coal | 595.68 | 502.19 | 505.37 | 486.74 | 538.04 | 546.86
Geo | 0 | 0 | 0 | 0 | 0 | 0
H | 0 | 0 | 0 | 0 | 0 | 0
LFG | 0 | 0 | 17.24 | 17.24 | 17.24 | 17.24
Nuc | 174.19 | 174.19 | 174.19 | 174.19 | 102.45 | 102.45
PS | 0 | 0 | 0 | 0 | 0 | 0
PV | 0 | 0 | 0 | 0 | 0 | 0
PeakG | 0.3 | 0.32 | 0.26 | 0.17 | 0.71 | 0.54
PeakO | 0 | 0 | 0 | 0 | 0 | 0
ST | 0 | 0 | 0 | 0 | 0 | 0
STOG | 4.96 | 7.94 | 6.45 | 5.22 | 8.94 | 12.05
STWD | 2.38 | 6 | 13.39 | 9.03 | 13.39 | 11.22
WT | 0.01 | 0.01 | 0.01 | 0.01 | 0.01 | 0.01
IGCC | 0 | 0 | 0 | 0 | 0 | 0
DemandResponse | 0 | 0 | 0 | 0 | 0 | 0
IGCC-CCS | 0 | 0 | 0 | 0 | 0 | 0
WT_off | 0 | 0 | 0 | 0 | 0 | 0
PseudoUnit | 0 | 0 | 0 | 0 | 0 | 0
FixedInterchange | 0 | 0 | 0 | 0 | 0 | 0
Total Fuel Consumption by Reporting Type: MISO_MO-IL
ReportingType | 2015 | 2020 | 2025 | 2030 | 2035 | 2040
BM | 0 | 0 | 0 | 0 | 0 | 0
CC | 20.17 | 34.58 | 22.5 | 10.44 | 13.39 | 12.81
CSP | 0 | 0 | 0 | 0 | 0 | 0
CT | 0 | 0 | 0 | 0 | 0 | 0
Coal | 1037.5 | 862.21 | 895.27 | 866.68 | 990.79 | 975.77
Geo | 0 | 0 | 0 | 0 | 0 | 0
H | 0 | 0 | 0 | 0 | 0 | 0
LFG | 0 | 0 | 24.03 | 24.03 | 24.03 | 24.03
Nuc | 178.81 | 178.81 | 178.81 | 178.81 | 178.81 | 178.81
PS | 0 | 0 | 0 | 0 | 0 | 0
PV | 0 | 0 | 0 | 0 | 0 | 0
PeakG | 1.58 | 3.01 | 4.46 | 4.33 | 4.97 | 7.19
PeakO | 0 | 0 | 0 | 0 | 0 | 0
ST | 0 | 0 | 0 | 0 | 0 | 0
STOG | 0.7 | 1.34 | 1.34 | 1.34 | 0.7 | 0.22
STWD | 0 | 0 | 0 | 0 | 0 | 0
WT | 0 | 0 | 0 | 0 | 0 | 0
IGCC | 0 | 0 | 0 | 0 | 0 | 0
DemandResponse | 0 | 0 | 0 | 0 | 0 | 0
IGCC-CCS | 0 | 0 | 0 | 0 | 0 | 0
WT_off | 0 | 0 | 0 | 0 | 0 | 0
PseudoUnit | 0 | 0 | 0 | 0 | 0 | 0
FixedInterchange | 0 | 0 | 0 | 0 | 0 | 0
Total Fuel Consumption by Reporting Type: MISO_W
ReportingType | 2015 | 2020 | 2025 | 2030 | 2035 | 2040
BM | 0 | 0 | 0 | 0 | 0 | 0
CC | 69.87 | 70.28 | 47.06 | 17.43 | 32.23 | 27.15
CSP | 0 | 0 | 0 | 0 | 0 | 0
CT | 0 | 0 | 0 | 0 | 0 | 0
Coal | 886.42 | 835.82 | 835.95 | 817.98 | 848.43 | 1019.93
Geo | 0 | 0 | 0 | 0 | 0 | 0
H | 0 | 0 | 0 | 0 | 0 | 0
LFG | 0 | 0 | 7.71 | 7.71 | 7.71 | 7.71
Nuc | 190.11 | 190.11 | 190.11 | 190.11 | 0.01 | 0.01
PS | 0 | 0 | 0 | 0 | 0 | 0
PV | 0 | 0 | 0 | 0 | 0 | 0
PeakG | 3.52 | 1.52 | 1 | 1.04 | 5.62 | 2.32
PeakO | 0 | 0 | 0 | 0 | 0 | 0
ST | 0 | 0 | 0 | 0 | 0 | 0
STOG | 0.34 | 0.04 | 0.02 | 0.02 | 0.03 | 0
STWD | 0 | 24.94 | 6.68 | 12.01 | 9.24 | 11.92
WT | 0.03 | 0.03 | 0.04 | 0.08 | 0.08 | 0.08
IGCC | 0 | 0 | 0 | 0 | 0 | 0
DemandResponse | 0 | 0 | 0 | 0 | 0 | 0
IGCC-CCS | 0 | 0 | 0 | 0 | 0 | 0
WT_off | 0 | 0 | 0 | 0 | 0 | 0
PseudoUnit | 0 | 0 | 0 | 0 | 0 | 0
FixedInterchange | 0 | 0 | 0 | 0 | 0 | 0
Total Fuel Consumption by Reporting Type: MISO_WUMS
ReportingType | 2015 | 2020 | 2025 | 2030 | 2035 | 2040
BM | 0 | 0 | 0 | 0 | 0 | 0
CC | 88.78 | 132.59 | 103.1 | 67.21 | 224.16 | 181.43
CSP | 0 | 0 | 0 | 0 | 0 | 0
CT | 0 | 4.43 | 7.53 | 4.77 | 11.75 | 15.72
Coal | 273.99 | 303.92 | 309.01 | 295.66 | 361.83 | 370.29
Geo | 0 | 0 | 0 | 0 | 0 | 0
H | 0 | 0 | 0 | 0 | 0 | 0
LFG | 0 | 0 | 24.03 | 24.03 | 24.03 | 24.03
Nuc | 150.68 | 150.68 | 150.68 | 150.68 | 0.01 | 0.01
PS | 0 | 0 | 0 | 0 | 0 | 0
PV | 0 | 0 | 0 | 0 | 0 | 0
PeakG | 0.57 | 0.28 | 0.01 | 0 | 0 | 0
PeakO | 0 | 0 | 0 | 0 | 0 | 0
ST | 0 | 0 | 0 | 0 | 0 | 0
STOG | 0.03 | 0 | 0 | 0 | 0 | 0
STWD | 0 | 1.06 | 1.23 | 0.54 | 1.25 | 1.73
WT | 0 | 0 | 0 | 0 | 0 | 0
IGCC | 0 | 0 | 0 | 0 | 0 | 0
DemandResponse | 0 | 0 | 0 | 0 | 0 | 0
IGCC-CCS | 0 | 0 | 0 | 0 | 0 | 0
WT_off | 0 | 0 | 0 | 0 | 0 | 0
PseudoUnit | 0 | 0 | 0 | 0 | 0 | 0
FixedInterchange | 0 | 0 | 0 | 0 | 0 | 0
Total Fuel Consumption by Reporting Type: Nebraska
ReportingType | 2015 | 2020 | 2025 | 2030 | 2035 | 2040
BM | 0 | 0 | 0 | 0 | 0 | 0
CC | 8.25 | 3.56 | 3.03 | 1.93 | 2.98 | 2.23
CSP | 0 | 0 | 0 | 0 | 0 | 0
CT | 0 | 0 | 0 | 0 | 0 | 0
Coal | 332.69 | 332.38 | 332.38 | 329.52 | 332.38 | 436.06
Geo | 0 | 0 | 0 | 0 | 0 | 0
H | 0 | 0 | 0 | 0 | 0 | 0
LFG | 0 | 0 | 0 | 7.71 | 7.71 | 7.71
Nuc | 104.28 | 104.28 | 104.28 | 104.28 | 0.02 | 0.02
PS | 0 | 0 | 0 | 0 | 0 | 0
PV | 0 | 0 | 0 | 0 | 0 | 0
PeakG | 0.71 | 2.25 | 2.15 | 1.32 | 0.03 | 0
PeakO | 0 | 0 | 0 | 0 | 0 | 0
ST | 0 | 0 | 0 | 0 | 0 | 0
STOG | 0.64 | 0.64 | 1.14 | 0.64 | 1.25 | 0
STWD | 0 | 0 | 0 | 0 | 0 | 0
WT | 0 | 0.01 | 0.01 | 0.01 | 0.01 | 0.01
IGCC | 0 | 0 | 0 | 0 | 0 | 0
DemandResponse | 0 | 0 | 0 | 0 | 0 | 0
IGCC-CCS | 0 | 0 | 0 | 0 | 0 | 0
WT_off | 0 | 0 | 0 | 0 | 0 | 0
PseudoUnit | 0 | 0 | 0 | 0 | 0 | 0
FixedInterchange | 0 | 0 | 0 | 0 | 0 | 0
Total Fuel Consumption by Reporting Type: NEISO
ReportingType | 2015 | 2020 | 2025 | 2030 | 2035 | 2040
BM | 24.48 | 24.48 | 7.74 | 0 | 0 | 0.33
CC | 314.59 | 270.38 | 240.46 | 192.32 | 347.51 | 409.83
CSP | 0 | 0 | 0 | 0 | 0 | 0
CT | 0.03 | 0.12 | 0.03 | 0 | 0.11 | 0.48
Coal | 0.36 | 0 | 0 | 0 | 0 | 0
Geo | 0 | 0 | 0 | 0 | 0 | 0
H | 0 | 0 | 0 | 0 | 0 | 0
LFG | 5.3 | 5.3 | 12.81 | 12.81 | 12.81 | 12.81
Nuc | 365.51 | 365.51 | 365.51 | 365.51 | 264.08 | 195.08
PS | 0 | 0 | 0 | 0 | 0 | 0
PV | 0 | 0 | 0 | 0 | 0 | 0
PeakG | 0.33 | 0.4 | 0.37 | 0.31 | 0.6 | 0.76
PeakO | 0 | 0 | 0 | 0 | 0 | 0
ST | 0 | 0 | 0 | 0 | 0 | 0
STOG | 0 | 0 | 0 | 0 | 0 | 0
STWD | 51.79 | 51.79 | 49.58 | 0 | 0 | 13.8
WT | 0 | 0 | 0 | 0 | 0 | 0
IGCC | 0 | 0 | 0 | 0 | 0 | 0
DemandResponse | 0 | 0 | 0 | 0 | 0 | 0
IGCC-CCS | 0 | 0 | 0 | 0 | 0 | 0
WT_off | 0 | 0.01 | 0.01 | 0.02 | 0.02 | 0.02
PseudoUnit | 0 | 0 | 0 | 0 | 0 | 0
FixedInterchange | 0 | 0 | 0 | 0 | 0 | 0
Total Fuel Consumption by Reporting Type: NonRTO_Midwest
ReportingType | 2015 | 2020 | 2025 | 2030 | 2035 | 2040
BM | 0 | 0 | 0 | 0 | 0 | 0
CC | 0 | 9.85 | 9.85 | 8.69 | 6.1 | 11.68
CSP | 0 | 0 | 0 | 0 | 0 | 0
CT | 0 | 0 | 0 | 0 | 0 | 0
Coal | 575.54 | 588.73 | 594.55 | 597.15 | 607.17 | 618.75
Geo | 0 | 0 | 0 | 0 | 0 | 0
H | 0 | 0 | 0 | 0 | 0 | 0
LFG | 0 | 0 | 17.24 | 17.24 | 17.24 | 17.24
Nuc | 0 | 0 | 0 | 0 | 0 | 0
PS | 0 | 0 | 0 | 0 | 0 | 0
PV | 0 | 0 | 0 | 0 | 0 | 0
PeakG | 1.87 | 3.24 | 4.71 | 3.87 | 5.14 | 5.01
PeakO | 0 | 0 | 0 | 0 | 0 | 0
ST | 0 | 0 | 0 | 0 | 0 | 0
STOG | 0 | 0 | 0 | 0 | 0 | 0
STWD | 0 | 0 | 0 | 0 | 0 | 0
WT | 0 | 0 | 0 | 0 | 0 | 0
IGCC | 0 | 0 | 0 | 0 | 0 | 0
DemandResponse | 0 | 0 | 0 | 0 | 0 | 0
IGCC-CCS | 0 | 0 | 0 | 0 | 0 | 0
WT_off | 0 | 0 | 0 | 0 | 0 | 0
PseudoUnit | 0 | 0 | 0 | 0 | 0 | 0
FixedInterchange | 0 | 0 | 0 | 0 | 0 | 0
Total Fuel Consumption by Reporting Type: NYISO_A-F
ReportingType | 2015 | 2020 | 2025 | 2030 | 2035 | 2040
BM | 0 | 0 | 0 | 0 | 0 | 0
CC | 57.49 | 62.37 | 76.03 | 70.71 | 106.66 | 103.45
CSP | 0 | 0 | 0 | 0 | 0 | 0
CT | 0 | 0 | 0 | 0 | 0 | 0
Coal | 0 | 0 | 0 | 0 | 0 | 0
Geo | 0 | 0 | 0 | 0 | 0 | 0
H | 0 | 0 | 0 | 0 | 0 | 0
LFG | 0.69 | 0.69 | 0.69 | 8 | 8 | 8
Nuc | 270.5 | 270.5 | 270.5 | 220.56 | 173.9 | 105.39
PS | 0 | 0 | 0 | 0 | 0 | 0
PV | 0 | 0 | 0 | 0 | 0 | 0
PeakG | 0 | 0 | 0.01 | 0 | 0.07 | 0.21
PeakO | 0 | 0 | 0 | 0 | 0 | 0
ST | 0 | 0 | 0 | 0 | 0 | 0
STOG | 0 | 0 | 0 | 0 | 0 | 0
STWD | 0 | 0 | 0 | 0 | 0 | 0
WT | 0.01 | 0.01 | 0.01 | 0.01 | 0.01 | 0.01
IGCC | 0 | 0 | 0 | 0 | 0 | 0
DemandResponse | 0 | 0 | 0 | 0 | 0 | 0
IGCC-CCS | 0 | 0 | 0 | 0 | 0 | 0
WT_off | 0 | 0 | 0 | 0 | 0 | 0
PseudoUnit | 0 | 0 | 0 | 0 | 0 | 0
FixedInterchange | 0 | 0 | 0 | 0 | 0 | 0
Total Fuel Consumption by Reporting Type: NYISO_G-I
ReportingType | 2015 | 2020 | 2025 | 2030 | 2035 | 2040
BM | 0 | 0 | 0 | 0 | 0 | 0
CC | 42.73 | 48.86 | 55.41 | 44.17 | 149.88 | 335.55
CSP | 0 | 0 | 0 | 0 | 0 | 0
CT | 0 | 0 | 0 | 0 | 0 | 0
Coal | 0 | 0 | 0 | 0 | 0 | 0
Geo | 0 | 0 | 0 | 0 | 0 | 0
H | 0 | 0 | 0 | 0 | 0 | 0
LFG | 0 | 0 | 0 | 8 | 8 | 8
Nuc | 162.83 | 162.83 | 162.83 | 162.83 | 81.65 | 0.03
PS | 0 | 0 | 0 | 0 | 0 | 0
PV | 0 | 0 | 0 | 0 | 0 | 0
PeakG | 0 | 0 | 0 | 0 | 0 | 0
PeakO | 0 | 0 | 0 | 0 | 0 | 0
ST | 0 | 0 | 0 | 0 | 0 | 0
STOG | 0 | 0 | 0 | 0 | 0 | 0
STWD | 0 | 0 | 0 | 0 | 0 | 0
WT | 0 | 0 | 0 | 0 | 0 | 0
IGCC | 0 | 0 | 0 | 0 | 0 | 0
DemandResponse | 0 | 0 | 0 | 0 | 0 | 0
IGCC-CCS | 0 | 0 | 0 | 0 | 0 | 0
WT_off | 0 | 0 | 0 | 0 | 0 | 0
PseudoUnit | 0 | 0 | 0 | 0 | 0 | 0
FixedInterchange | 0 | 0 | 0 | 0 | 0 | 0
Total Fuel Consumption by Reporting Type: NYISO_J-K
ReportingType | 2015 | 2020 | 2025 | 2030 | 2035 | 2040
BM | 0 | 0 | 0 | 0 | 0 | 0
CC | 171.95 | 201.07 | 196.53 | 183.79 | 211.78 | 201.76
CSP | 0 | 0 | 0 | 0 | 0 | 0
CT | 0 | 0 | 0 | 0 | 1.57 | 2.42
Coal | 0 | 0 | 0 | 0 | 0 | 0
Geo | 0 | 0 | 0 | 0 | 0 | 0
H | 0 | 0 | 0 | 0 | 0 | 0
LFG | 0 | 0 | 0 | 8 | 8 | 8
Nuc | 0 | 0 | 0 | 0 | 0 | 0
PS | 0 | 0 | 0 | 0 | 0 | 0
PV | 0 | 0 | 0 | 0 | 0 | 0
PeakG | 0.55 | 1.69 | 1.33 | 0.83 | 2.76 | 2.76
PeakO | 0 | 0 | 0 | 0 | 0 | 0
ST | 0 | 0 | 0 | 0 | 0 | 0
STOG | 9.66 | 12.07 | 12.32 | 8.89 | 17.35 | 18.44
STWD | 0 | 0 | 0 | 0 | 0 | 0
WT | 0 | 0 | 0 | 0 | 0 | 0
IGCC | 0 | 0 | 0 | 0 | 0 | 0
DemandResponse | 0 | 0 | 0 | 0 | 0 | 0
IGCC-CCS | 0 | 0 | 0 | 0 | 0 | 0
WT_off | 0 | 0 | 0.01 | 0.02 | 0.02 | 0.01
PseudoUnit | 0 | 0 | 0 | 0 | 0 | 0
FixedInterchange | 0 | 0 | 0 | 0 | 0 | 0
Total Fuel Consumption by Reporting Type: PJM_E
ReportingType | 2015 | 2020 | 2025 | 2030 | 2035 | 2040
BM | 2.91 | 2.91 | 2.91 | 2.91 | 2.91 | 2.91
CC | 182.84 | 279.07 | 201.46 | 142.93 | 313.06 | 345.5
CSP | 0 | 0 | 0 | 0 | 0 | 0
CT | 0 | 0.01 | 0 | 0.01 | 0.11 | 0.03
Coal | 4.13 | 1.19 | 1.19 | 1.17 | 1.91 | 1.91
Geo | 0 | 0 | 0 | 0 | 0 | 0
H | 0 | 0 | 0 | 0 | 0 | 0
LFG | 0.98 | 15.28 | 15.28 | 15.28 | 15.28 | 15.28
Nuc | 702.72 | 651.97 | 651.97 | 651.97 | 468.33 | 371.38
PS | 0 | 0 | 0 | 0 | 0 | 0
PV | 0 | 0 | 0 | 0 | 0 | 0
PeakG | 0.25 | 0.87 | 2.74 | 1.96 | 10.22 | 3.01
PeakO | 0 | 0 | 0 | 0 | 0 | 0
ST | 0 | 0 | 0 | 0 | 0 | 0
STOG | 2.88 | 4.87 | 4.87 | 2.55 | 9.5 | 5.31
STWD | 0 | 0 | 0 | 0 | 0 | 0
WT | 0 | 0 | 0 | 0 | 0 | 0.01
IGCC | 0 | 0 | 0 | 0 | 0 | 0
DemandResponse | 0 | 0 | 0 | 0 | 0 | 0
IGCC-CCS | 0 | 0 | 0 | 0 | 0 | 0
WT_off | 0 | 0 | 0.02 | 0.03 | 0.03 | 0.03
PseudoUnit | 0 | 0 | 0 | 0 | 0 | 0
FixedInterchange | 0 | 0 | 0 | 0 | 0 | 0
Total Fuel Consumption by Reporting Type: PJM_ROM
ReportingType | 2015 | 2020 | 2025 | 2030 | 2035 | 2040
BM | 1.75 | 1.75 | 1.75 | 150.77 | 190.72 | 190.72
CC | 115.03 | 150.27 | 118.23 | 90.16 | 167.71 | 679.69
CSP | 0 | 0 | 0 | 0 | 0 | 0
CT | 0 | 0.01 | 0.02 | 0.01 | 0.07 | 0.02
Coal | 464.48 | 390.16 | 389.49 | 324.63 | 429.67 | 429.67
Geo | 0 | 0 | 0 | 0 | 0 | 0
H | 0 | 0 | 0 | 0 | 0 | 0
LFG | 2.04 | 30.56 | 30.56 | 30.56 | 30.56 | 30.56
Nuc | 420.79 | 420.79 | 420.79 | 420.79 | 276.07 | 200.95
PS | 0 | 0 | 0 | 0 | 0 | 0
PV | 0 | 0 | 0 | 0 | 0 | 0
PeakG | 0 | 0.55 | 0.12 | 0 | 3.33 | 1.74
PeakO | 0 | 0 | 0 | 0 | 0 | 0
ST | 0 | 0 | 0 | 0 | 0 | 0
STOG | 7.33 | 14.3 | 14.3 | 8.97 | 22.8 | 20.57
STWD | 5.38 | 5.38 | 5.38 | 5.38 | 5.38 | 5.38
WT | 0 | 0.01 | 0.02 | 0.02 | 0.02 | 0.02
IGCC | 0 | 0 | 0 | 0 | 0 | 0
DemandResponse | 0 | 0 | 0 | 0 | 0 | 0
IGCC-CCS | 0 | 0 | 0 | 0 | 0 | 0
WT_off | 0 | 0 | 0 | 0 | 0 | 0
PseudoUnit | 0 | 0 | 0 | 0 | 0 | 0
FixedInterchange | 0 | 0 | 0 | 0 | 0 | 0
Total Fuel Consumption by Reporting Type: PJM_ROR
ReportingType | 2015 | 2020 | 2025 | 2030 | 2035 | 2040
BM | 29.31 | 37.37 | 37.37 | 37.37 | 109.88 | 180.3
CC | 442.26 | 433.86 | 311.82 | 185.34 | 296.61 | 262.42
CSP | 0 | 0 | 0 | 0 | 0 | 0
CT | 0.06 | 0.06 | 0.06 | 0.01 | 9.08 | 17.63
Coal | 3530.97 | 2626.62 | 2627.69 | 2602.08 | 2643.31 | 2657.07
Geo | 0 | 0 | 0 | 0 | 0 | 0
H | 0 | 0 | 0 | 0 | 0 | 0
LFG | 6.18 | 61.46 | 61.46 | 61.46 | 61.46 | 61.46
Nuc | 1644.81 | 1644.81 | 1644.81 | 1573.64 | 1222.73 | 821.9
PS | 0 | 0 | 0 | 0 | 0 | 0
PV | 0 | 0 | 0 | 0 | 0 | 0
PeakG | 14.01 | 15.37 | 11.06 | 5.19 | 11.82 | 11.7
PeakO | 0 | 0 | 0 | 0 | 0 | 0
ST | 0 | 0 | 0 | 0 | 0 | 0
STOG | 8.36 | 8.55 | 8.36 | 8.36 | 8.36 | 8.36
STWD | 15.91 | 15.91 | 15.91 | 15.91 | 15.91 | 15.91
WT | 0.03 | 0.06 | 0.1 | 0.13 | 0.13 | 0.13
IGCC | 0 | 0 | 0 | 0 | 0 | 0
DemandResponse | 0 | 0 | 0 | 0 | 0 | 0
IGCC-CCS | 0 | 0 | 0 | 0 | 0 | 0
WT_off | 0 | 0 | 0 | 0.01 | 0.01 | 0.01
PseudoUnit | 0 | 0 | 0 | 0 | 0 | 0
FixedInterchange | 0 | 0 | 0 | 0 | 0 | 0
Total Fuel Consumption by Reporting Type: SOCO
ReportingType | 2015 | 2020 | 2025 | 2030 | 2035 | 2040
BM | 5.34 | 127.9 | 578.62 | 636.25 | 636.25 | 636.25
CC | 814.16 | 770.26 | 579.25 | 484.53 | 468.09 | 473.85
CSP | 0 | 0 | 0 | 0 | 0 | 0
CT | 0 | 0 | 0 | 0 | 0 | 0
Coal | 921.19 | 915.64 | 972.7 | 998.34 | 1059.29 | 1516.05
Geo | 0 | 0 | 0 | 0 | 0 | 0
H | 0 | 0 | 0 | 0 | 0 | 0
LFG | 0 | 11.56 | 11.56 | 11.56 | 11.56 | 11.56
Nuc | 494.38 | 673.18 | 673.18 | 673.18 | 673.18 | 449.31
PS | 0 | 0 | 0 | 0 | 0 | 0
PV | 0 | 0 | 0 | 0 | 0 | 0
PeakG | 7.24 | 11.39 | 8.26 | 4.77 | 8.87 | 9.72
PeakO | 0 | 0 | 0 | 0 | 0 | 0
ST | 0 | 0 | 0 | 0 | 0 | 0
STOG | 0 | 0 | 0 | 0 | 0 | 0
STWD | 60.13 | 60.13 | 60.13 | 60.13 | 60.13 | 60.13
WT | 0 | 0 | 0 | 0 | 0 | 0
IGCC | 0 | 0 | 0 | 0 | 0 | 0
DemandResponse | 0 | 0 | 0 | 0 | 0 | 0
IGCC-CCS | 0 | 0 | 0 | 0 | 0 | 0
WT_off | 0 | 0 | 0 | 0 | 0 | 0
PseudoUnit | 0 | 0 | 0 | 0 | 0 | 0
FixedInterchange | 0 | 0 | 0 | 0 | 0 | 0
Total Fuel Consumption by Reporting Type: SPP_N
ReportingType | 2015 | 2020 | 2025 | 2030 | 2035 | 2040
BM | 0 | 0 | 0 | 0 | 0 | 0
CC | 51.11 | 24.52 | 13.77 | 9.13 | 12.5 | 10.99
CSP | 0 | 0 | 0 | 0 | 0 | 0
CT | 0 | 0.31 | 0.31 | 0.3 | 12.36 | 9.99
Coal | 647.03 | 615.13 | 589.85 | 586.74 | 590.04 | 590.04
Geo | 0 | 0 | 0 | 0 | 0 | 0
H | 0 | 0 | 0 | 0 | 0 | 0
LFG | 0 | 0 | 0 | 10.22 | 10.22 | 10.22
Nuc | 93.19 | 93.19 | 93.19 | 93.19 | 93.19 | 93.19
PS | 0 | 0 | 0 | 0 | 0 | 0
PV | 0 | 0 | 0 | 0 | 0 | 0
PeakG | 0 | 1.03 | 1.3 | 0.08 | 0 | 0
PeakO | 0 | 0 | 0 | 0 | 0 | 0
ST | 0 | 0 | 0 | 0 | 0 | 0
STOG | 3.77 | 7.36 | 7.36 | 6.33 | 7.28 | 7.28
STWD | 0 | 0 | 0 | 0 | 0 | 0
WT | 0 | 0.01 | 0.02 | 0.04 | 0.04 | 0.04
IGCC | 0 | 0 | 0 | 0 | 0 | 0
DemandResponse | 0 | 0 | 0 | 0 | 0 | 0
IGCC-CCS | 0 | 0 | 0 | 0 | 0 | 0
WT_off | 0 | 0 | 0 | 0 | 0 | 0
PseudoUnit | 0 | 0 | 0 | 0 | 0 | 0
FixedInterchange | 0 | 0 | 0 | 0 | 0 | 0
Total Fuel Consumption by Reporting Type: SPP_S
ReportingType | 2015 | 2020 | 2025 | 2030 | 2035 | 2040
BM | 0 | 0 | 0 | 0 | 0 | 0
CC | 331.52 | 275.9 | 161.28 | 91.2 | 141.33 | 120.27
CSP | 0 | 0 | 0 | 0 | 0 | 0
CT | 0 | 0 | 0 | 0 | 0 | 0
Coal | 916.49 | 823.63 | 790.49 | 717.43 | 845.27 | 828.68
Geo | 0 | 0 | 0 | 0 | 0 | 0
H | 0 | 0 | 0 | 0 | 0 | 0
LFG | 0 | 0 | 0 | 10.22 | 10.22 | 10.22
Nuc | 0 | 0 | 0 | 0 | 0 | 0
PS | 0 | 0 | 0 | 0 | 0 | 0
PV | 0 | 0 | 0 | 0 | 0 | 0
PeakG | 0 | 0 | 0 | 0 | 0 | 0
PeakO | 0 | 0 | 0 | 0 | 0 | 0
ST | 0 | 0 | 0 | 0 | 0 | 0
STOG | 29.33 | 22.1 | 17.18 | 8.84 | 20.9 | 19.31
STWD | 7.67 | 0.72 | 0.43 | 0.39 | 0.71 | 0.71
WT | 0.01 | 0.04 | 0.07 | 0.09 | 0.1 | 0.1
IGCC | 0 | 0 | 0 | 0 | 0 | 0
DemandResponse | 0 | 0 | 0 | 0 | 0 | 0
IGCC-CCS | 0 | 0 | 0 | 0 | 0 | 0
WT_off | 0 | 0 | 0 | 0 | 0 | 0
PseudoUnit | 0 | 0 | 0 | 0 | 0 | 0
FixedInterchange | 0 | 0 | 0 | 0 | 0 | 0
Total Fuel Consumption by Reporting Type: TVA
ReportingType | 2015 | 2020 | 2025 | 2030 | 2035 | 2040
BM | 0 | 300.94 | 331.66 | 626.87 | 685.39 | 685.39
CC | 130.26 | 64.71 | 70.17 | 35 | 55.88 | 68.85
CSP | 0 | 0 | 0 | 0 | 0 | 0
CT | 0 | 0 | 0 | 0 | 0 | 1.33
Coal | 871.64 | 674.24 | 672.17 | 646.49 | 690.46 | 709.46
Geo | 0 | 0 | 0 | 0 | 0 | 0
H | 0 | 0 | 0 | 0 | 0 | 0
LFG | 0 | 11.56 | 11.56 | 11.56 | 11.56 | 11.56
Nuc | 676.63 | 676.63 | 676.63 | 676.63 | 474.42 | 371.5
PS | 0 | 0 | 0 | 0 | 0 | 0
PV | 0 | 0 | 0 | 0 | 0 | 0
PeakG | 0 | 0 | 0 | 0 | 0.25 | 0
PeakO | 0 | 0 | 0 | 0 | 0 | 0
ST | 0 | 0 | 0 | 0 | 0 | 0
STOG | 0 | 0 | 0 | 0 | 0 | 0
STWD | 0.42 | 0.42 | 0.42 | 0.42 | 0.42 | 0.42
WT | 0 | 0 | 0 | 0 | 0 | 0
IGCC | 0 | 0 | 0 | 0 | 0 | 0
DemandResponse | 0 | 0 | 0 | 0 | 0 | 0
IGCC-CCS | 0 | 0 | 0 | 0 | 0 | 0
WT_off | 0 | 0 | 0 | 0 | 0 | 0
PseudoUnit | 0 | 0 | 0 | 0 | 0 | 0
FixedInterchange | 0 | 0 | 0 | 0 | 0 | 0
Total Fuel Consumption by Reporting Type: TVA_Transmission
ReportingType | 2015 | 2020 | 2025 | 2030 | 2035 | 2040
BM | 0 | 0 | 0 | 0 | 0 | 0
CC | 0 | 0 | 0 | 0 | 0 | 0
CSP | 0 | 0 | 0 | 0 | 0 | 0
CT | 0 | 0 | 0 | 0 | 0 | 0
Coal | 0 | 0 | 0 | 0 | 0 | 0
Geo | 0 | 0 | 0 | 0 | 0 | 0
H | 0 | 0 | 0 | 0 | 0 | 0
LFG | 0 | 0 | 0 | 0 | 0 | 0
Nuc | 0 | 0 | 0 | 0 | 0 | 0
PS | 0 | 0 | 0 | 0 | 0 | 0
PV | 0 | 0 | 0 | 0 | 0 | 0
PeakG | 0 | 0 | 0 | 0 | 0 | 0
PeakO | 0 | 0 | 0 | 0 | 0 | 0
ST | 0 | 0 | 0 | 0 | 0 | 0
STOG | 0 | 0 | 0 | 0 | 0 | 0
STWD | 0 | 0 | 0 | 0 | 0 | 0
WT | 0 | 0 | 0 | 0 | 0 | 0
IGCC | 0 | 0 | 0 | 0 | 0 | 0
DemandResponse | 0 | 0 | 0 | 0 | 0 | 0
IGCC-CCS | 0 | 0 | 0 | 0 | 0 | 0
WT_off | 0 | 0 | 0 | 0 | 0 | 0
PseudoUnit | 0 | 0 | 0 | 0 | 0 | 0
FixedInterchange | 0 | 0 | 0 | 0 | 0 | 0
Total Fuel Consumption by Reporting Type: VACAR
ReportingType | 2015 | 2020 | 2025 | 2030 | 2035 | 2040
BM | 0.09 | 678.09 | 678.09 | 678.09 | 678.09 | 678.09
CC | 224.62 | 160.78 | 103.18 | 36.15 | 58.58 | 95.78
CSP | 0 | 0 | 0 | 0 | 0 | 0
CT | 4.47 | 4.63 | 3.24 | 0.74 | 3.68 | 6.31
Coal | 958.74 | 647.66 | 507.85 | 272.15 | 532.42 | 647.86
Geo | 0 | 0 | 0 | 0 | 0 | 0
H | 0 | 0 | 0 | 0 | 0 | 0
LFG | 0.04 | 11.56 | 11.56 | 11.56 | 11.56 | 11.56
Nuc | 910.72 | 1100.09 | 1100.09 | 1100.09 | 841.29 | 693.25
PS | 0 | 0 | 0 | 0 | 0 | 0
PV | 0 | 0 | 0 | 0 | 0 | 0
PeakG | 1.37 | 2.13 | 2.09 | 0.34 | 1.49 | 2.03
PeakO | 0 | 0 | 0 | 0 | 0 | 0
ST | 0 | 0 | 0 | 0 | 0 | 0
STOG | 0 | 0 | 0 | 0 | 0 | 0
STWD | 24.47 | 24.47 | 24.47 | 24.47 | 24.47 | 24.47
WT | 0 | 0.01 | 0.01 | 0.01 | 0.01 | 0.01
IGCC | 0 | 0 | 0 | 0 | 0 | 0
DemandResponse | 0 | 0 | 0 | 0 | 0 | 0
IGCC-CCS | 0 | 0 | 0 | 0 | 0 | 0
WT_off | 0 | 0 | 0.04 | 0.1 | 0.11 | 0.12
PseudoUnit | 0 | 0 | 0 | 0 | 0 | 0
FixedInterchange | 0 | 0 | 0 | 0 | 0 | 0
Total Fuel Consumption by Reporting Type: IESO
ReportingType | 2015 | 2020 | 2025 | 2030 | 2035 | 2040
BM | 0 | 0 | 0 | 0 | 0 | 0
CC | 8.83 | 5.72 | 8.48 | 5.39 | 48.28 | 144.78
CSP | 0 | 0 | 0 | 0 | 0 | 0
CT | 0 | 0 | 0 | 0 | 0.04 | 0.46
Coal | 0 | 0 | 0 | 0 | 0 | 0
Geo | 0 | 0 | 0 | 0 | 0 | 0
H | 0 | 0 | 0 | 0 | 0 | 0
LFG | 1.56 | 1.56 | 1.56 | 1.56 | 1.61 | 1.61
Nuc | 1064.72 | 1064.72 | 1064.72 | 1064.72 | 980.48 | 854.53
PS | 0 | 0 | 0 | 0 | 0 | 0
PV | 0 | 0 | 0 | 0 | 0 | 0
PeakG | 0 | 0 | 0 | 0 | 0 | 0.01
PeakO | 0 | 0 | 0 | 0 | 0 | 0
ST | 0 | 0 | 0 | 0 | 0 | 0
STOG | 0 | 0 | 0 | 0 | 0 | 0
STWD | 0 | 0 | 0 | 0 | 0 | 0
WT | 0.01 | 0.01 | 0.01 | 0.01 | 0 | 0
IGCC | 0 | 0 | 0 | 0 | 0 | 0
DemandResponse | 0 | 0 | 0 | 0 | 0 | 0
IGCC-CCS | 0 | 0 | 0 | 0 | 0 | 0
WT_off | 0 | 0 | 0 | 0 | 0 | 0
PseudoUnit | 0 | 0 | 0 | 0 | 0 | 0
FixedInterchange | 0 | 0 | 0 | 0 | 0 | 0
Total Fuel Consumption by Reporting Type: MAPP_CA
ReportingType | 2015 | 2020 | 2025 | 2030 | 2035 | 2040
BM | 0 | 0 | 0 | 0 | 0 | 0
CC | 26.07 | 26.07 | 4.13 | 0 | 0 | 0.33
CSP | 0 | 0 | 0 | 0 | 0 | 0
CT | 0 | 0 | 0 | 0 | 0 | 0
Coal | 6.07 | 11.37 | 0 | 0 | 0 | 0
Geo | 0 | 0 | 0 | 0 | 0 | 0
H | 0 | 0 | 0.01 | 0.03 | 0.03 | 0.03
LFG | 0 | 0 | 0 | 0 | 0 | 0
Nuc | 0 | 0 | 0 | 0 | 0 | 0
PS | 0 | 0 | 0 | 0 | 0 | 0
PV | 0 | 0 | 0 | 0 | 0 | 0
PeakG | 0 | 0 | 0 | 0 | 0 | 0
PeakO | 0 | 0 | 0 | 0 | 0 | 0
ST | 0 | 0 | 0 | 0 | 0 | 0
STOG | 0 | 0 | 0 | 0 | 0 | 0
STWD | 0 | 0 | 0 | 0 | 0 | 0
WT | 0 | 0 | 0 | 0 | 0 | 0
IGCC | 0 | 0 | 0 | 0 | 0 | 0
DemandResponse | 0 | 0 | 0 | 0 | 0 | 0
IGCC-CCS | 0 | 0 | 0 | 0 | 0 | 0
WT_off | 0 | 0 | 0 | 0 | 0 | 0
PseudoUnit | 0 | 0 | 0 | 0 | 0 | 0
FixedInterchange | 0 | 0 | 0 | 0 | 0 | 0
Total Fuel Consumption by Reporting Type: AZ_NM_SNV_Coal
ReportingType | 2015 | 2020 | 2025 | 2030 | 2035 | 2040
BM | 0 | 0 | 0 | 0 | 0 | 0
CC | 0 | 0 | 0 | 0 | 0 | 0
CSP | 0 | 0 | 0 | 0 | 0 | 0
CT | 0 | 0 | 0 | 0 | 0 | 0
Coal | 770.68 | 775.36 | 775.36 | 775.36 | 775.36 | 1355.15
Geo | 0 | 0 | 0 | 0 | 0 | 0
H | 0 | 0 | 0 | 0 | 0 | 0
LFG | 0 | 0 | 0 | 0 | 0 | 0
Nuc | 0 | 0 | 0 | 0 | 0 | 0
PS | 0 | 0 | 0 | 0 | 0 | 0
PV | 0 | 0 | 0 | 0 | 0 | 0
PeakG | 0 | 0 | 0 | 0 | 0 | 0
PeakO | 0 | 0 | 0 | 0 | 0 | 0
ST | 0 | 0 | 0 | 0 | 0 | 0
STOG | 0 | 0 | 0 | 0 | 0 | 0
STWD | 0 | 0 | 0 | 0 | 0 | 0
WT | 0 | 0 | 0 | 0 | 0 | 0
IGCC | 0 | 0 | 0 | 0 | 0 | 0
DemandResponse | 0 | 0 | 0 | 0 | 0 | 0
IGCC-CCS | 0 | 0 | 0 | 0 | 0 | 0
WT_off | 0 | 0 | 0 | 0 | 0 | 0
PseudoUnit | 0 | 0 | 0 | 0 | 0 | 0
FixedInterchange | 0 | 0 | 0 | 0 | 0 | 0
Total Fuel Consumption by Reporting Type: AZ_NM_SNV_Gas
ReportingType | 2015 | 2020 | 2025 | 2030 | 2035 | 2040
BM | 0 | 0 | 0 | 0 | 0 | 0
CC | 752.54 | 903.09 | 898.73 | 1087.15 | 1183.08 | 1107.85
CSP | 0 | 0 | 0 | 0 | 0 | 0
CT | 0 | 0 | 1.56 | 1.56 | 0 | 0
Coal | 0 | 0 | 0 | 0 | 0 | 0
Geo | 0 | 0 | 0 | 0 | 0 | 0
H | 0 | 0 | 0 | 0 | 0 | 0
LFG | 0 | 0 | 0 | 0 | 0 | 0
Nuc | 0 | 0 | 0 | 0 | 0 | 0
PS | 0 | 0 | 0 | 0 | 0 | 0
PV | 0 | 0 | 0 | 0 | 0 | 0
PeakG | 0 | 0 | 2.09 | 3.81 | 4.34 | 0
PeakO | 0 | 0 | 0 | 0 | 0 | 0
ST | 0 | 0 | 0 | 0 | 0 | 0
STOG | 0 | 0 | 0 | 0 | 0 | 0
STWD | 0 | 0 | 0 | 0 | 0 | 0
WT | 0 | 0 | 0 | 0 | 0 | 0
IGCC | 0 | 0 | 0 | 0 | 0 | 0
DemandResponse | 0 | 0 | 0 | 0 | 0 | 0
IGCC-CCS | 0 | 0 | 0 | 0 | 0 | 0
WT_off | 0 | 0 | 0 | 0 | 0 | 0
PseudoUnit | 0 | 0 | 0 | 0 | 0 | 0
FixedInterchange | 0 | 0 | 0 | 0 | 0 | 0
Total Fuel Consumption by Reporting Type: AZ_NM_SNV_NucRenew
ReportingType | 2015 | 2020 | 2025 | 2030 | 2035 | 2040
BM | 0 | 0 | 0 | 0 | 0 | 0
CC | 0 | 0 | 0 | 0 | 0 | 0
CSP | 0 | 0 | 0 | 0 | 0 | 0
CT | 0 | 0 | 0 | 0 | 0 | 0
Coal | 0 | 0 | 0 | 0 | 0 | 0
Geo | 0 | 0 | 0.01 | 0.01 | 0.01 | 0.01
H | 0 | 0 | 0 | 0 | 0 | 0
LFG | 0 | 0 | 6.53 | 6.53 | 6.53 | 6.53
Nuc | 317.72 | 317.72 | 317.72 | 317.72 | 317.72 | 317.72
PS | 0 | 0 | 0 | 0 | 0 | 0
PV | 0 | 0 | 0 | 0 | 0 | 0
PeakG | 0 | 0 | 0 | 0 | 0 | 0
PeakO | 0 | 0 | 0 | 0 | 0 | 0
ST | 0 | 0 | 0 | 0 | 0 | 0
STOG | 0 | 0 | 0 | 0 | 0 | 0
STWD | 1.77 | 1.77 | 1.77 | 1.77 | 1.77 | 1.77
WT | 0 | 0 | 0 | 0 | 0 | 0
IGCC | 0 | 0 | 0 | 0 | 0 | 0
DemandResponse | 0 | 0 | 0 | 0 | 0 | 0
IGCC-CCS | 0 | 0 | 0 | 0 | 0 | 0
WT_off | 0 | 0 | 0 | 0 | 0 | 0
PseudoUnit | 0 | 0 | 0 | 0 | 0 | 0
FixedInterchange | 0 | 0 | 0 | 0 | 0 | 0
Total Fuel Consumption by Reporting Type: ERCOT
ReportingType | 2015 | 2020 | 2025 | 2030 | 2035 | 2040
BM | 0 | 2 | 1.28 | 179.16 | 185.39 | 196.68
CC | 1037.58 | 927.63 | 763.09 | 632.42 | 662.3 | 724.56
CSP | 0 | 0 | 0 | 0 | 0 | 0
CT | 0 | 0 | 0 | 0 | 0 | 0
Coal | 1228.24 | 1292.54 | 1396.31 | 1404.36 | 1429.87 | 1446.27
Geo | 0 | 0 | 0 | 0 | 0 | 0
H | 0 | 0 | 0 | 0 | 0 | 0
LFG | 0 | 0 | 38.09 | 38.09 | 38.09 | 38.09
Nuc | 422.69 | 422.69 | 422.69 | 422.69 | 422.69 | 422.69
PS | 0 | 0 | 0 | 0 | 0 | 0
PV | 0 | 0 | 0 | 0 | 0 | 0
PeakG | 0 | 0 | 0 | 0 | 0 | 0
PeakO | 0 | 0 | 0 | 0 | 0 | 0
ST | 0 | 0 | 0 | 0 | 0 | 0
STOG | 55.34 | 58.44 | 59.14 | 51.25 | 50.18 | 45.37
STWD | 0 | 0 | 0 | 0 | 0 | 0
WT | 0.03 | 0.05 | 0.08 | 0.1 | 0.1 | 0.1
IGCC | 0 | 0 | 0 | 0 | 0 | 0
DemandResponse | 0 | 0 | 0 | 0 | 0 | 0
IGCC-CCS | 0 | 0 | 0 | 0 | 0 | 0
WT_off | 0 | 0 | 0 | 0 | 0 | 0
PseudoUnit | 0 | 0 | 0 | 0 | 0 | 0
FixedInterchange | 0 | 0 | 0 | 0 | 0 | 0
Total Fuel Consumption by Reporting Type: NP15
ReportingType | 2015 | 2020 | 2025 | 2030 | 2035 | 2040
BM | 0 | 0 | 0 | 0 | 0 | 0
CC | 250.8 | 266.67 | 197.1 | 154.21 | 83.37 | 37.57
CSP | 0 | 0 | 0 | 0 | 0 | 0
CT | 0 | 0 | 0 | 0 | 0 | 0
Coal | 2.5 | 0 | 0 | 0 | 0 | 0
Geo | 0.01 | 0.01 | 0.01 | 0.01 | 0.01 | 0.01
H | 0 | 0 | 0 | 0 | 0 | 0
LFG | 0 | 0 | 60.8 | 60.8 | 60.8 | 60.8
Nuc | 187.74 | 187.74 | 187.74 | 187.74 | 187.74 | 187.74
PS | 0 | 0 | 0 | 0 | 0 | 0
PV | 0 | 0 | 0 | 0 | 0 | 0
PeakG | 0 | 0 | 0 | 0 | 0 | 0.13
PeakO | 0 | 0 | 0 | 0 | 0 | 0
ST | 0 | 0 | 0 | 0 | 0 | 0
STOG | 1.29 | 2.04 | 0.72 | 1.4 | 0.86 | 1.57
STWD | 37.44 | 37.44 | 37.44 | 37.44 | 37.44 | 37.44
WT | 0 | 0.01 | 0.03 | 0.03 | 0.03 | 0.03
IGCC | 0 | 0 | 0 | 0 | 0 | 0
DemandResponse | 0 | 0 | 0 | 0 | 0 | 0
IGCC-CCS | 0 | 0 | 0 | 0 | 0 | 0
WT_off | 0 | 0 | 0 | 0 | 0 | 0
PseudoUnit | 0 | 0 | 0 | 0 | 0 | 0
FixedInterchange | 0 | 0 | 0 | 0 | 0 | 0
Total Fuel Consumption by Reporting Type: NWPP_Coal
ReportingType | 2015 | 2020 | 2025 | 2030 | 2035 | 2040
BM | 0 | 0 | 0 | 0 | 0 | 0
CC | 0 | 0 | 0 | 0 | 0 | 0
CSP | 0 | 0 | 0 | 0 | 0 | 0
CT | 0 | 0 | 0 | 0 | 0 | 0
Coal | 1032.68 | 1032.58 | 1032.58 | 1032.58 | 1032.58 | 1032.58
Geo | 0 | 0 | 0 | 0 | 0 | 0
H | 0 | 0 | 0 | 0 | 0 | 0
LFG | 0 | 0 | 0 | 0 | 0 | 0
Nuc | 0 | 0 | 0 | 0 | 0 | 0
PS | 0 | 0 | 0 | 0 | 0 | 0
PV | 0 | 0 | 0 | 0 | 0 | 0
PeakG | 0 | 0 | 0 | 0 | 0 | 0
PeakO | 0 | 0 | 0 | 0 | 0 | 0
ST | 0 | 0 | 0 | 0 | 0 | 0
STOG | 0 | 0 | 0 | 0 | 0 | 0
STWD | 0 | 0 | 0 | 0 | 0 | 0
WT | 0 | 0 | 0 | 0 | 0 | 0
IGCC | 0 | 0 | 0 | 0 | 0 | 0
DemandResponse | 0 | 0 | 0 | 0 | 0 | 0
IGCC-CCS | 0 | 0 | 0 | 0 | 0 | 0
WT_off | 0 | 0 | 0 | 0 | 0 | 0
PseudoUnit | 0 | 0 | 0 | 0 | 0 | 0
FixedInterchange | 0 | 0 | 0 | 0 | 0 | 0
Total Fuel Consumption by Reporting Type: NWPP_Gas
ReportingType | 2015 | 2020 | 2025 | 2030 | 2035 | 2040
BM | 0 | 0 | 0 | 0 | 0 | 0
CC | 362.19 | 362.19 | 362.19 | 506.28 | 742.21 | 777.16
CSP | 0 | 0 | 0 | 0 | 0 | 0
CT | 0 | 0 | 0 | 0 | 0 | 0
Coal | 0 | 0 | 0 | 0 | 0 | 30.14
Geo | 0 | 0 | 0 | 0 | 0 | 0
H | 0 | 0 | 0 | 0 | 0 | 0
LFG | 0 | 0 | 0 | 0 | 0 | 0
Nuc | 0 | 0 | 0 | 0 | 0 | 0
PS | 0 | 0 | 0 | 0 | 0 | 0
PV | 0 | 0 | 0 | 0 | 0 | 0
PeakG | 0 | 0 | 0 | 0 | 0 | 0
PeakO | 0 | 0 | 0 | 0 | 0 | 0
ST | 0 | 0 | 0 | 0 | 0 | 0
STOG | 0 | 0 | 0 | 0 | 0 | 0
STWD | 0 | 0 | 0 | 0 | 0 | 0
WT | 0 | 0 | 0 | 0 | 0 | 0
IGCC | 0 | 0 | 0 | 0 | 0 | 0
DemandResponse | 0 | 0 | 0 | 0 | 0 | 0
IGCC-CCS | 0 | 0 | 0 | 0 | 0 | 0
WT_off | 0 | 0 | 0 | 0 | 0 | 0
PseudoUnit | 0 | 0 | 0 | 0 | 0 | 0
FixedInterchange | 0 | 0 | 0 | 0 | 0 | 0
Total Fuel Consumption by Reporting Type: NWPP_NucRenew
ReportingType | 2015 | 2020 | 2025 | 2030 | 2035 | 2040
BM | 0 | 0 | 0 | 0 | 0 | 0.01
CC | 0 | 0 | 0 | 0 | 0 | 0
CSP | 0 | 0 | 0 | 0 | 0 | 0
CT | 0 | 0 | 0 | 0 | 0 | 0
Coal | 0 | 0 | 0 | 0 | 0 | 0
Geo | 0 | 0 | 0.01 | 0.01 | 0.01 | 0.01
H | 0 | 0 | 0 | 0 | 0 | 0
LFG | 2.74 | 2.74 | 25.05 | 29.05 | 29.05 | 29.05
Nuc | 88.66 | 88.66 | 88.66 | 88.66 | 88.66 | 88.66
PS | 0 | 0 | 0 | 0 | 0 | 0
PV | 0 | 0 | 0 | 0 | 0 | 0
PeakG | 0 | 0 | 0 | 0 | 0 | 0
PeakO | 0 | 0 | 0 | 0 | 0 | 0
ST | 0 | 0 | 0 | 0 | 0 | 0
STOG | 0 | 0 | 0 | 0 | 0 | 0
STWD | 0 | 0.96 | 13.85 | 31.2 | 31.2 | 31.19
WT | 0.02 | 0.02 | 0.02 | 0.02 | 0.02 | 0.02
IGCC | 0 | 0 | 0 | 0 | 0 | 0
DemandResponse | 0 | 0 | 0 | 0 | 0 | 0
IGCC-CCS | 0 | 0 | 0 | 0 | 0 | 0
WT_off | 0 | 0 | 0 | 0 | 0 | 0
PseudoUnit | 0 | 0 | 0 | 0 | 0 | 0
FixedInterchange | 0 | 0 | 0 | 0 | 0 | 0
Total Fuel Consumption by Reporting Type: RMPA
ReportingType | 2015 | 2020 | 2025 | 2030 | 2035 | 2040
BM | 0 | 0 | 0 | 0 | 0 | 0
CC | 39.39 | 76.08 | 26.41 | 24.8 | 21.87 | 21.85
CSP | 0 | 0 | 0 | 0 | 0 | 0
CT | 0 | 0 | 0 | 0 | 0 | 0
Coal | 577.93 | 564.94 | 538.06 | 538.06 | 628.7 | 711.1
Geo | 0 | 0 | 0.02 | 0.02 | 0.02 | 0.02
H | 0 | 0 | 0 | 0 | 0 | 0
LFG | 0.15 | 0.15 | 0.15 | 3.26 | 3.26 | 3.26
Nuc | 0 | 0 | 0 | 0 | 0 | 0
PS | 0 | 0 | 0 | 0 | 0 | 0
PV | 0 | 0 | 0 | 0 | 0 | 0
PeakG | 0.04 | 0.27 | 0.05 | 0.91 | 0.12 | 0.31
PeakO | 0 | 0 | 0 | 0 | 0 | 0
ST | 0 | 0 | 0 | 0 | 0 | 0
STOG | 0 | 0 | 0 | 0 | 0 | 0
STWD | 0 | 0 | 0 | 0 | 0 | 0
WT | 0.01 | 0.01 | 0.01 | 0.01 | 0.01 | 0.01
IGCC | 0 | 0 | 0 | 0 | 0 | 0
DemandResponse | 0 | 0 | 0 | 0 | 0 | 0
IGCC-CCS | 0 | 0 | 0 | 0 | 0 | 0
WT_off | 0 | 0 | 0 | 0 | 0 | 0
PseudoUnit | 0 | 0 | 0 | 0 | 0 | 0
FixedInterchange | 0 | 0 | 0 | 0 | 0 | 0
Total Fuel Consumption by Reporting Type: SP15
ReportingType | 2015 | 2020 | 2025 | 2030 | 2035 | 2040
BM | 0.58 | 0.58 | 0.58 | 0.58 | 0.36 | 0.36
CC | 173.74 | 171.55 | 153.05 | 135.33 | 122.47 | 68.6
CSP | 0 | 0 | 0 | 0 | 0 | 0
CT | 0 | 0 | 0 | 0 | 0 | 0
Coal | 8.42 | 8.42 | 8.42 | 5.17 | 0 | 0
Geo | 0.01 | 0.02 | 0.02 | 0.02 | 0.02 | 0.02
H | 0 | 0 | 0 | 0 | 0 | 0
LFG | 0.99 | 57.1 | 60.8 | 60.8 | 60.8 | 60.8
Nuc | 173.28 | 173.28 | 173.28 | 173.28 | 173.28 | 173.28
PS | 0 | 0 | 0 | 0 | 0 | 0
PV | 0 | 0 | 0 | 0 | 0 | 0
PeakG | 0 | 0 | 0 | 0 | 0.05 | 0
PeakO | 0 | 0 | 0 | 0 | 0 | 0
ST | 0 | 0 | 0 | 0 | 0 | 0
STOG | 2.31 | 3.3 | 2.72 | 4.14 | 8.44 | 6.52
STWD | 9.59 | 9.59 | 9.59 | 9.59 | 9.59 | 9.59
WT | 0.01 | 0.01 | 0.01 | 0.01 | 0.01 | 0.01
IGCC | 0 | 0 | 0 | 0 | 0 | 0
DemandResponse | 0 | 0 | 0 | 0 | 0 | 0
IGCC-CCS | 0 | 0 | 0 | 0 | 0 | 0
WT_off | 0 | 0 | 0 | 0 | 0 | 0
PseudoUnit | 0 | 0 | 0 | 0 | 0 | 0
FixedInterchange | 0 | 0 | 0 | 0 | 0 | 0
Total Fuel Consumption by Reporting Type: ALB
ReportingType | 2015 | 2020 | 2025 | 2030 | 2035 | 2040
BM | 0 | 0 | 0 | 0 | 0 | 0
CC | 139.49 | 163.99 | 205.31 | 235.61 | 271.96 | 295.61
CSP | 0 | 0 | 0 | 0 | 0 | 0
CT | 0 | 0 | 0 | 0 | 0 | 0
Coal | 470.15 | 470.15 | 470.15 | 470.15 | 470.15 | 470.15
Geo | 0 | 0 | 0 | 0 | 0 | 0
H | 0 | 0 | 0 | 0 | 0 | 0
LFG | 0 | 0 | 0 | 0 | 0 | 0
Nuc | 0 | 0 | 0 | 0 | 0 | 0
PS | 0 | 0 | 0 | 0 | 0 | 0
PV | 0 | 0 | 0 | 0 | 0 | 0
PeakG | 0 | 0 | 0 | 0 | 0 | 0
PeakO | 0 | 0 | 0 | 0 | 0 | 0
ST | 0 | 0 | 0 | 0 | 0 | 0
STOG | 0 | 0 | 0 | 0 | 0 | 0
STWD | 0 | 0 | 0 | 0 | 0 | 0
WT | 0 | 0 | 0 | 0 | 0 | 0
IGCC | 0 | 0 | 0 | 0 | 0 | 0
DemandResponse | 0 | 0 | 0 | 0 | 0 | 0
IGCC-CCS | 0 | 0 | 0 | 0 | 0 | 0
WT_off | 0 | 0 | 0 | 0 | 0 | 0
PseudoUnit | 0 | 0 | 0 | 0 | 0 | 0
FixedInterchange | 0 | 0 | 0 | 0 | 0 | 0
Total Fuel Consumption by Reporting Type: BC
ReportingType | 2015 | 2020 | 2025 | 2030 | 2035 | 2040
BM | 0 | 0 | 0 | 0 | 0 | 0
CC | 68.76 | 77.26 | 102.43 | 135.4 | 166.42 | 199.74
CSP | 0 | 0 | 0 | 0 | 0 | 0
CT | 0 | 0 | 0 | 0 | 0 | 0
Coal | 0 | 0 | 0 | 0 | 0 | 0
Geo | 0 | 0 | 0 | 0 | 0 | 0
H | 0 | 0 | 0 | 0 | 0 | 0
LFG | 0 | 0 | 0 | 0 | 0 | 0
Nuc | 0 | 0 | 0 | 0 | 0 | 0
PS | 0 | 0 | 0 | 0 | 0 | 0
PV | 0 | 0 | 0 | 0 | 0 | 0
PeakG | 0 | 0 | 0 | 0 | 0 | 0
PeakO | 0 | 0 | 0 | 0 | 0 | 0
ST | 0 | 0 | 0 | 0 | 0 | 0
STOG | 0 | 0 | 0 | 0 | 0 | 0
STWD | 0 | 0 | 0 | 0 | 0 | 0
WT | 0 | 0 | 0 | 0 | 0 | 0
IGCC | 0 | 0 | 0 | 0 | 0 | 0
DemandResponse | 0 | 0 | 0 | 0 | 0 | 0
IGCC-CCS | 0 | 0 | 0 | 0 | 0 | 0
WT_off | 0 | 0 | 0 | 0 | 0 | 0
PseudoUnit | 0 | 0 | 0 | 0 | 0 | 0
FixedInterchange | 0 | 0 | 0 | 0 | 0 | 0
Total Fuel Consumption by Reporting Type: HQ_IESO
ReportingType | 2015 | 2020 | 2025 | 2030 | 2035 | 2040
BM | 0 | 0 | 0 | 0 | 0 | 0
CC | 0 | 0 | 0 | 0 | 0 | 0
CSP | 0 | 0 | 0 | 0 | 0 | 0
CT | 0 | 0 | 0 | 0 | 0 | 0
Coal | 0 | 0 | 0 | 0 | 0 | 0
Geo | 0 | 0 | 0 | 0 | 0 | 0
H | 0 | 0 | 0 | 0 | 0 | 0
LFG | 0 | 0 | 0 | 0 | 0 | 0
Nuc | 0 | 0 | 0 | 0 | 0 | 0
PS | 0 | 0 | 0 | 0 | 0 | 0
PV | 0 | 0 | 0 | 0 | 0 | 0
PeakG | 0 | 0 | 0 | 0 | 0 | 0
PeakO | 0 | 0 | 0 | 0 | 0 | 0
ST | 0 | 0 | 0 | 0 | 0 | 0
STOG | 0 | 0 | 0 | 0 | 0 | 0
STWD | 0 | 0 | 0 | 0 | 0 | 0
WT | 0 | 0 | 0 | 0 | 0 | 0
IGCC | 0 | 0 | 0 | 0 | 0 | 0
DemandResponse | 0 | 0 | 0 | 0 | 0 | 0
IGCC-CCS | 0 | 0 | 0 | 0 | 0 | 0
WT_off | 0 | 0 | 0 | 0 | 0 | 0
PseudoUnit | 0 | 0 | 0 | 0 | 0 | 0
FixedInterchange | 0 | 0 | 0 | 0 | 0 | 0
Total Fuel Consumption by Reporting Type: HQ_NEISO
ReportingType | 2015 | 2020 | 2025 | 2030 | 2035 | 2040
BM | 0 | 0 | 0 | 0 | 0 | 0
CC | 0 | 0 | 0 | 0 | 0 | 0
CSP | 0 | 0 | 0 | 0 | 0 | 0
CT | 0 | 0 | 0 | 0 | 0 | 0
Coal | 0 | 0 | 0 | 0 | 0 | 0
Geo | 0 | 0 | 0 | 0 | 0 | 0
H | 0 | 0 | 0 | 0 | 0 | 0
LFG | 0 | 0 | 0 | 0 | 0 | 0
Nuc | 0 | 0 | 0 | 0 | 0 | 0
PS | 0 | 0 | 0 | 0 | 0 | 0
PV | 0 | 0 | 0 | 0 | 0 | 0
PeakG | 0 | 0 | 0 | 0 | 0 | 0
PeakO | 0 | 0 | 0 | 0 | 0 | 0
ST | 0 | 0 | 0 | 0 | 0 | 0
STOG | 0 | 0 | 0 | 0 | 0 | 0
STWD | 0 | 0 | 0 | 0 | 0 | 0
WT | 0 | 0 | 0 | 0 | 0 | 0
IGCC | 0 | 0 | 0 | 0 | 0 | 0
DemandResponse | 0 | 0 | 0 | 0 | 0 | 0
IGCC-CCS | 0 | 0 | 0 | 0 | 0 | 0
WT_off | 0 | 0 | 0 | 0 | 0 | 0
PseudoUnit | 0 | 0 | 0 | 0 | 0 | 0
FixedInterchange | 0.02 | 0.02 | 0.02 | 0.02 | 0.02 | 0.02
Total Fuel Consumption by Reporting Type: HQ_NY
ReportingType | 2015 | 2020 | 2025 | 2030 | 2035 | 2040
BM | 0 | 0 | 0 | 0 | 0 | 0
CC | 0 | 0 | 0 | 0 | 0 | 0
CSP | 0 | 0 | 0 | 0 | 0 | 0
CT | 0 | 0 | 0 | 0 | 0 | 0
Coal | 0 | 0 | 0 | 0 | 0 | 0
Geo | 0 | 0 | 0 | 0 | 0 | 0
H | 0 | 0 | 0 | 0 | 0 | 0
LFG | 0 | 0 | 0 | 0 | 0 | 0
Nuc | 0 | 0 | 0 | 0 | 0 | 0
PS | 0 | 0 | 0 | 0 | 0 | 0
PV | 0 | 0 | 0 | 0 | 0 | 0
PeakG | 0 | 0 | 0 | 0 | 0 | 0
PeakO | 0 | 0 | 0 | 0 | 0 | 0
ST | 0 | 0 | 0 | 0 | 0 | 0
STOG | 0 | 0 | 0 | 0 | 0 | 0
STWD | 0 | 0 | 0 | 0 | 0 | 0
WT | 0 | 0 | 0 | 0 | 0 | 0
IGCC | 0 | 0 | 0 | 0 | 0 | 0
DemandResponse | 0 | 0 | 0 | 0 | 0 | 0
IGCC-CCS | 0 | 0 | 0 | 0 | 0 | 0
WT_off | 0 | 0 | 0 | 0 | 0 | 0
PseudoUnit | 0 | 0 | 0 | 0 | 0 | 0
FixedInterchange | 0.01 | 0.01 | 0.01 | 0.01 | 0.01 | 0.01
Total Fuel Consumption by Reporting Type: MARITIMES
ReportingType | 2015 | 2020 | 2025 | 2030 | 2035 | 2040
BM | 0 | 0 | 0 | 0 | 0 | 0
CC | 0 | 0 | 0 | 0 | 0 | 0
CSP | 0 | 0 | 0 | 0 | 0 | 0
CT | 0 | 0 | 0 | 0 | 0 | 0
Coal | 0 | 0 | 0 | 0 | 0 | 0
Geo | 0 | 0 | 0 | 0 | 0 | 0
H | 0 | 0 | 0 | 0 | 0 | 0
LFG | 0 | 0 | 0 | 0 | 0 | 0
Nuc | 0 | 0 | 0 | 0 | 0 | 0
PS | 0 | 0 | 0 | 0 | 0 | 0
PV | 0 | 0 | 0 | 0 | 0 | 0
PeakG | 0 | 0 | 0 | 0 | 0 | 0
PeakO | 0 | 0 | 0 | 0 | 0 | 0
ST | 0 | 0 | 0 | 0 | 0 | 0
STOG | 0 | 0 | 0 | 0 | 0 | 0
STWD | 0 | 0 | 0 | 0 | 0 | 0
WT | 0 | 0 | 0 | 0 | 0 | 0
IGCC | 0 | 0 | 0 | 0 | 0 | 0
DemandResponse | 0 | 0 | 0 | 0 | 0 | 0
IGCC-CCS | 0 | 0 | 0 | 0 | 0 | 0
WT_off | 0 | 0 | 0 | 0 | 0 | 0
PseudoUnit | 0 | 0 | 0 | 0 | 0 | 0
FixedInterchange | 0.01 | 0.01 | 0.01 | 0.01 | 0.01 | 0.01
Total Fuel Consumption by Reporting Type: All
ReportingType | 2015 | 2020 | 2025 | 2030 | 2035 | 2040
BM | 64.45 | 1259.48 | 1834.3 | 2506.31 | 2683.3 | 2765.35
CC | 7569.88 | 7778.5 | 6748.41 | 6173.41 | 7965.78 | 8883.54
CSP | 0 | 0 | 0 | 0 | 0 | 0
CT | 14.96 | 19.99 | 23.02 | 12.95 | 49.04 | 64.03
Coal | 18460.3 | 16538.06 | 16567.11 | 16117.8 | 17225.85 | 18957.94
Geo | 0.02 | 0.04 | 0.07 | 0.07 | 0.07 | 0.07
H | 0 | 0.01 | 0.02 | 0.04 | 0.04 | 0.04
LFG | 20.69 | 230.83 | 468.63 | 546.48 | 546.54 | 546.54
Nuc | 9611.91 | 9929.34 | 9929.34 | 9808.23 | 7627.79 | 6006.59
PS | 0 | 0 | 0 | 0 | 0 | 0
PV | 0 | 0.01 | 0.01 | 0.01 | 0.01 | 0.01
PeakG | 37.33 | 51.84 | 54.12 | 37.64 | 69.46 | 54.47
PeakO | 0 | 0 | 0 | 0 | 0 | 0
ST | 0 | 0.01 | 0.01 | 0.01 | 0.01 | 0.01
STOG | 182.64 | 196.72 | 180.22 | 143.61 | 189.93 | 176.59
STWD | 251.33 | 257.57 | 256.77 | 224.73 | 228.14 | 242.92
WT | 0.18 | 0.31 | 0.46 | 0.61 | 0.62 | 0.63
IGCC | 40.45 | 40.45 | 40.45 | 40.45 | 40.45 | 40.45
DemandResponse | 0 | 0 | 0 | 0 | 0 | 0
IGCC-CCS | 0 | 0 | 0 | 0 | 0 | 0
WT_off | 0 | 0.02 | 0.09 | 0.18 | 0.19 | 0.2
PseudoUnit | 0 | 0 | 0 | 0 | 0 | 0
FixedInterchange | 0.04 | 0.04 | 0.04 | 0.04 | 0.04 | 0.04
Total Fuel Consumption by Reporting Type: EI_US
ReportingType | 2015 | 2020 | 2025 | 2030 | 2035 | 2040
BM | 63.87 | 1256.89 | 1832.44 | 2326.57 | 2497.55 | 2568.3
CC | 4710.48 | 4798.26 | 4027.51 | 3256.82 | 4663.83 | 5505.48
CSP | 0 | 0 | 0 | 0 | 0 | 0
CT | 14.96 | 19.99 | 21.46 | 11.39 | 48.99 | 63.58
Coal | 14363.63 | 12382.71 | 12346.22 | 11892.12 | 12889.19 | 13912.55
Geo | 0 | 0 | 0 | 0 | 0 | 0
H | 0 | 0.01 | 0.01 | 0.01 | 0.01 | 0.01
LFG | 15.24 | 169.28 | 275.66 | 346.39 | 346.39 | 346.39
Nuc | 7357.09 | 7674.53 | 7674.53 | 7553.42 | 5457.23 | 3961.98
PS | 0 | 0 | 0 | 0 | 0 | 0
PV | 0 | 0 | 0.01 | 0.01 | 0.01 | 0.01
PeakG | 37.29 | 51.57 | 51.98 | 32.92 | 64.96 | 54.03
PeakO | 0 | 0 | 0 | 0 | 0 | 0
ST | 0 | 0 | 0 | 0 | 0 | 0
STOG | 123.7 | 132.94 | 117.64 | 86.82 | 130.44 | 123.14
STWD | 202.52 | 207.8 | 194.11 | 144.72 | 148.13 | 162.92
WT | 0.11 | 0.21 | 0.31 | 0.43 | 0.45 | 0.46
IGCC | 40.45 | 40.45 | 40.45 | 40.45 | 40.45 | 40.45
DemandResponse | 0 | 0 | 0 | 0 | 0 | 0
IGCC-CCS | 0 | 0 | 0 | 0 | 0 | 0
WT_off | 0 | 0.02 | 0.09 | 0.18 | 0.19 | 0.2
PseudoUnit | 0 | 0 | 0 | 0 | 0 | 0
FixedInterchange | 0.03 | 0.03 | 0.03 | 0.03 | 0.03 | 0.03
Total Fuel Consumption by Reporting Type: EI_Canada
ReportingType | 2015 | 2020 | 2025 | 2030 | 2035 | 2040
BM | 0 | 0 | 0 | 0 | 0 | 0
CC | 34.91 | 31.79 | 12.61 | 5.39 | 48.28 | 145.11
CSP | 0 | 0 | 0 | 0 | 0 | 0
CT | 0 | 0 | 0 | 0 | 0.04 | 0.46
Coal | 6.07 | 11.37 | 0 | 0 | 0 | 0
Geo | 0 | 0 | 0 | 0 | 0 | 0
H | 0 | 0 | 0.01 | 0.03 | 0.03 | 0.03
LFG | 1.56 | 1.56 | 1.56 | 1.56 | 1.61 | 1.61
Nuc | 1064.72 | 1064.72 | 1064.72 | 1064.72 | 980.48 | 854.53
PS | 0 | 0 | 0 | 0 | 0 | 0
PV | 0 | 0 | 0 | 0 | 0 | 0
PeakG | 0 | 0 | 0 | 0 | 0 | 0.01
PeakO | 0 | 0 | 0 | 0 | 0 | 0
ST | 0 | 0 | 0 | 0 | 0 | 0
STOG | 0 | 0 | 0 | 0 | 0 | 0
STWD | 0 | 0 | 0 | 0 | 0 | 0
WT | 0.01 | 0.01 | 0.01 | 0.01 | 0 | 0
IGCC | 0 | 0 | 0 | 0 | 0 | 0
DemandResponse | 0 | 0 | 0 | 0 | 0 | 0
IGCC-CCS | 0 | 0 | 0 | 0 | 0 | 0
WT_off | 0 | 0 | 0 | 0 | 0 | 0
PseudoUnit | 0 | 0 | 0 | 0 | 0 | 0
FixedInterchange | 0 | 0 | 0 | 0 | 0 | 0
Total Fuel Consumption by Reporting Type: EI
ReportingType | 2015 | 2020 | 2025 | 2030 | 2035 | 2040
BM | 63.87 | 1256.89 | 1832.44 | 2326.57 | 2497.55 | 2568.3
CC | 4745.39 | 4830.05 | 4040.12 | 3262.21 | 4712.11 | 5650.59
CSP | 0 | 0 | 0 | 0 | 0 | 0
CT | 14.96 | 19.99 | 21.46 | 11.39 | 49.04 | 64.03
Coal | 14369.7 | 12394.08 | 12346.22 | 11892.12 | 12889.19 | 13912.55
Geo | 0 | 0 | 0 | 0 | 0 | 0
H | 0 | 0.01 | 0.02 | 0.04 | 0.04 | 0.04
LFG | 16.8 | 170.84 | 277.22 | 347.95 | 348.01 | 348.01
Nuc | 8421.82 | 8739.25 | 8739.25 | 8618.15 | 6437.71 | 4816.51
PS | 0 | 0 | 0 | 0 | 0 | 0
PV | 0 | 0 | 0.01 | 0.01 | 0.01 | 0.01
PeakG | 37.29 | 51.57 | 51.98 | 32.92 | 64.96 | 54.04
PeakO | 0 | 0 | 0 | 0 | 0 | 0
ST | 0 | 0 | 0 | 0 | 0 | 0
STOG | 123.7 | 132.94 | 117.64 | 86.82 | 130.44 | 123.14
STWD | 202.52 | 207.8 | 194.11 | 144.72 | 148.13 | 162.92
WT | 0.12 | 0.22 | 0.32 | 0.44 | 0.45 | 0.46
IGCC | 40.45 | 40.45 | 40.45 | 40.45 | 40.45 | 40.45
DemandResponse | 0 | 0 | 0 | 0 | 0 | 0
IGCC-CCS | 0 | 0 | 0 | 0 | 0 | 0
WT_off | 0 | 0.02 | 0.09 | 0.18 | 0.19 | 0.2
PseudoUnit | 0 | 0 | 0 | 0 | 0 | 0
FixedInterchange | 0.04 | 0.04 | 0.04 | 0.04 | 0.04 | 0.04
Total Fuel Consumption by Reporting Type: Outside_EI
ReportingType | 2015 | 2020 | 2025 | 2030 | 2035 | 2040
BM | 0.58 | 2.59 | 1.86 | 179.74 | 185.74 | 197.05
CC | 2824.49 | 2948.45 | 2708.29 | 2911.21 | 3253.66 | 3232.94
CSP | 0 | 0 | 0 | 0 | 0 | 0
CT | 0 | 0 | 1.56 | 1.56 | 0 | 0
Coal | 4090.6 | 4143.98 | 4220.88 | 4225.68 | 4336.66 | 5045.39
Geo | 0.02 | 0.04 | 0.07 | 0.07 | 0.07 | 0.07
H | 0 | 0 | 0 | 0 | 0 | 0
LFG | 3.89 | 60 | 191.41 | 198.53 | 198.53 | 198.53
Nuc | 1190.09 | 1190.09 | 1190.09 | 1190.09 | 1190.09 | 1190.09
PS | 0 | 0 | 0 | 0 | 0 | 0
PV | 0 | 0 | 0 | 0 | 0 | 0
PeakG | 0.04 | 0.27 | 2.14 | 4.72 | 4.51 | 0.43
PeakO | 0 | 0 | 0 | 0 | 0 | 0
ST | 0 | 0.01 | 0.01 | 0.01 | 0.01 | 0.01
STOG | 58.94 | 63.78 | 62.58 | 56.79 | 59.48 | 53.45
STWD | 48.8 | 49.77 | 62.66 | 80.01 | 80.01 | 80
WT | 0.06 | 0.09 | 0.14 | 0.16 | 0.17 | 0.17
IGCC | 0 | 0 | 0 | 0 | 0 | 0
DemandResponse | 0 | 0 | 0 | 0 | 0 | 0
IGCC-CCS | 0 | 0 | 0 | 0 | 0 | 0
WT_off | 0 | 0 | 0 | 0 | 0 | 0
PseudoUnit | 0 | 0 | 0 | 0 | 0 | 0
FixedInterchange | 0 | 0 | 0 | 0 | 0 | 0
#5 | Annual Emmission Levels
SO2 Emissions (MMshortTons): Entergy
ReportingType | 2015 | 2020 | 2025 | 2030 | 2035 | 2040
BM | 0 | 0 | 0 | 0 | 0 | 0
CC | 0 | 0 | 0 | 0 | 0 | 0
CSP | 0 | 0 | 0 | 0 | 0 | 0
CT | 0 | 0 | 0 | 0 | 0 | 0
Coal | 0.38 | 0.1 | 0.14 | 0.16 | 0.25 | 0.25
Geo | 0 | 0 | 0 | 0 | 0 | 0
H | 0 | 0 | 0 | 0 | 0 | 0
LFG | 0 | 0 | 0 | 0 | 0 | 0
Nuc | 0 | 0 | 0 | 0 | 0 | 0
PS | 0 | 0 | 0 | 0 | 0 | 0
PV | 0 | 0 | 0 | 0 | 0 | 0
PeakG | 0 | 0 | 0 | 0 | 0 | 0
PeakO | 0 | 0 | 0 | 0 | 0 | 0
ST | 0 | 0 | 0 | 0 | 0 | 0
STOG | 0 | 0 | 0 | 0 | 0 | 0
STWD | 0 | 0 | 0 | 0 | 0 | 0
WT | 0 | 0 | 0 | 0 | 0 | 0
IGCC | 0 | 0 | 0 | 0 | 0 | 0
DemandResponse | 0 | 0 | 0 | 0 | 0 | 0
IGCC-CCS | 0 | 0 | 0 | 0 | 0 | 0
WT_off | 0 | 0 | 0 | 0 | 0 | 0
PseudoUnit | 0 | 0 | 0 | 0 | 0 | 0
FixedInterchange | 0 | 0 | 0 | 0 | 0 | 0
SO2 Emissions (MMshortTons): FRCC
ReportingType | 2015 | 2020 | 2025 | 2030 | 2035 | 2040
BM | 0 | 0 | 0 | 0 | 0 | 0
CC | 0 | 0 | 0 | 0 | 0 | 0
CSP | 0 | 0 | 0 | 0 | 0 | 0
CT | 0 | 0 | 0 | 0 | 0 | 0
Coal | 0.07 | 0.03 | 0.03 | 0.03 | 0.04 | 0.04
Geo | 0 | 0 | 0 | 0 | 0 | 0
H | 0 | 0 | 0 | 0 | 0 | 0
LFG | 0 | 0 | 0 | 0 | 0 | 0
Nuc | 0 | 0 | 0 | 0 | 0 | 0
PS | 0 | 0 | 0 | 0 | 0 | 0
PV | 0 | 0 | 0 | 0 | 0 | 0
PeakG | 0 | 0 | 0 | 0 | 0 | 0
PeakO | 0 | 0 | 0 | 0 | 0 | 0
ST | 0 | 0 | 0 | 0 | 0 | 0
STOG | 0 | 0 | 0 | 0 | 0 | 0
STWD | 0 | 0 | 0 | 0 | 0 | 0
WT | 0 | 0 | 0 | 0 | 0 | 0
IGCC | 0 | 0 | 0 | 0 | 0 | 0
DemandResponse | 0 | 0 | 0 | 0 | 0 | 0
IGCC-CCS | 0 | 0 | 0 | 0 | 0 | 0
WT_off | 0 | 0 | 0 | 0 | 0 | 0
PseudoUnit | 0 | 0 | 0 | 0 | 0 | 0
FixedInterchange | 0 | 0 | 0 | 0 | 0 | 0
SO2 Emissions (MMshortTons): MAPP_US
ReportingType | 2015 | 2020 | 2025 | 2030 | 2035 | 2040
BM | 0 | 0 | 0 | 0 | 0 | 0
CC | 0 | 0 | 0 | 0 | 0 | 0
CSP | 0 | 0 | 0 | 0 | 0 | 0
CT | 0 | 0 | 0 | 0 | 0 | 0
Coal | 0.04 | 0.01 | 0.01 | 0.01 | 0.01 | 0.01
Geo | 0 | 0 | 0 | 0 | 0 | 0
H | 0 | 0 | 0 | 0 | 0 | 0
LFG | 0 | 0 | 0 | 0 | 0 | 0
Nuc | 0 | 0 | 0 | 0 | 0 | 0
PS | 0 | 0 | 0 | 0 | 0 | 0
PV | 0 | 0 | 0 | 0 | 0 | 0
PeakG | 0 | 0 | 0 | 0 | 0 | 0
PeakO | 0 | 0 | 0 | 0 | 0 | 0
ST | 0 | 0 | 0 | 0 | 0 | 0
STOG | 0 | 0 | 0 | 0 | 0 | 0
STWD | 0 | 0 | 0 | 0 | 0 | 0
WT | 0 | 0 | 0 | 0 | 0 | 0
IGCC | 0 | 0 | 0 | 0 | 0 | 0
DemandResponse | 0 | 0 | 0 | 0 | 0 | 0
IGCC-CCS | 0 | 0 | 0 | 0 | 0 | 0
WT_off | 0 | 0 | 0 | 0 | 0 | 0
PseudoUnit | 0 | 0 | 0 | 0 | 0 | 0
FixedInterchange | 0 | 0 | 0 | 0 | 0 | 0
SO2 Emissions (MMshortTons): MISO_IN
ReportingType | 2015 | 2020 | 2025 | 2030 | 2035 | 2040
BM | 0 | 0 | 0 | 0 | 0 | 0
CC | 0 | 0 | 0 | 0 | 0 | 0
CSP | 0 | 0 | 0 | 0 | 0 | 0
CT | 0 | 0 | 0 | 0 | 0 | 0
Coal | 0.26 | 0.14 | 0.15 | 0.14 | 0.16 | 0.17
Geo | 0 | 0 | 0 | 0 | 0 | 0
H | 0 | 0 | 0 | 0 | 0 | 0
LFG | 0 | 0 | 0 | 0 | 0 | 0
Nuc | 0 | 0 | 0 | 0 | 0 | 0
PS | 0 | 0 | 0 | 0 | 0 | 0
PV | 0 | 0 | 0 | 0 | 0 | 0
PeakG | 0 | 0 | 0 | 0 | 0 | 0
PeakO | 0 | 0 | 0 | 0 | 0 | 0
ST | 0 | 0 | 0 | 0 | 0 | 0
STOG | 0 | 0 | 0 | 0 | 0 | 0
STWD | 0 | 0 | 0 | 0 | 0 | 0
WT | 0 | 0 | 0 | 0 | 0 | 0
IGCC | 0 | 0 | 0 | 0 | 0 | 0
DemandResponse | 0 | 0 | 0 | 0 | 0 | 0
IGCC-CCS | 0 | 0 | 0 | 0 | 0 | 0
WT_off | 0 | 0 | 0 | 0 | 0 | 0
PseudoUnit | 0 | 0 | 0 | 0 | 0 | 0
FixedInterchange | 0 | 0 | 0 | 0 | 0 | 0
SO2 Emissions (MMshortTons): MISO_MI
ReportingType | 2015 | 2020 | 2025 | 2030 | 2035 | 2040
BM | 0 | 0 | 0 | 0 | 0 | 0
CC | 0 | 0 | 0 | 0 | 0 | 0
CSP | 0 | 0 | 0 | 0 | 0 | 0
CT | 0 | 0 | 0 | 0 | 0 | 0
Coal | 0.26 | 0.03 | 0.03 | 0.03 | 0.06 | 0.06
Geo | 0 | 0 | 0 | 0 | 0 | 0
H | 0 | 0 | 0 | 0 | 0 | 0
LFG | 0 | 0 | 0 | 0 | 0 | 0
Nuc | 0 | 0 | 0 | 0 | 0 | 0
PS | 0 | 0 | 0 | 0 | 0 | 0
PV | 0 | 0 | 0 | 0 | 0 | 0
PeakG | 0 | 0 | 0 | 0 | 0 | 0
PeakO | 0 | 0 | 0 | 0 | 0 | 0
ST | 0 | 0 | 0 | 0 | 0 | 0
STOG | 0 | 0 | 0 | 0 | 0 | 0
STWD | 0 | 0 | 0 | 0 | 0 | 0
WT | 0 | 0 | 0 | 0 | 0 | 0
IGCC | 0 | 0 | 0 | 0 | 0 | 0
DemandResponse | 0 | 0 | 0 | 0 | 0 | 0
IGCC-CCS | 0 | 0 | 0 | 0 | 0 | 0
WT_off | 0 | 0 | 0 | 0 | 0 | 0
PseudoUnit | 0 | 0 | 0 | 0 | 0 | 0
FixedInterchange | 0 | 0 | 0 | 0 | 0 | 0
SO2 Emissions (MMshortTons): MISO_MO-IL
ReportingType | 2015 | 2020 | 2025 | 2030 | 2035 | 2040
BM | 0 | 0 | 0 | 0 | 0 | 0
CC | 0 | 0 | 0 | 0 | 0 | 0
CSP | 0 | 0 | 0 | 0 | 0 | 0
CT | 0 | 0 | 0 | 0 | 0 | 0
Coal | 0.48 | 0.15 | 0.2 | 0.18 | 0.28 | 0.28
Geo | 0 | 0 | 0 | 0 | 0 | 0
H | 0 | 0 | 0 | 0 | 0 | 0
LFG | 0 | 0 | 0 | 0 | 0 | 0
Nuc | 0 | 0 | 0 | 0 | 0 | 0
PS | 0 | 0 | 0 | 0 | 0 | 0
PV | 0 | 0 | 0 | 0 | 0 | 0
PeakG | 0 | 0 | 0 | 0 | 0 | 0
PeakO | 0 | 0 | 0 | 0 | 0 | 0
ST | 0 | 0 | 0 | 0 | 0 | 0
STOG | 0 | 0 | 0 | 0 | 0 | 0
STWD | 0 | 0 | 0 | 0 | 0 | 0
WT | 0 | 0 | 0 | 0 | 0 | 0
IGCC | 0 | 0 | 0 | 0 | 0 | 0
DemandResponse | 0 | 0 | 0 | 0 | 0 | 0
IGCC-CCS | 0 | 0 | 0 | 0 | 0 | 0
WT_off | 0 | 0 | 0 | 0 | 0 | 0
PseudoUnit | 0 | 0 | 0 | 0 | 0 | 0
FixedInterchange | 0 | 0 | 0 | 0 | 0 | 0
SO2 Emissions (MMshortTons): MISO_W
ReportingType | 2015 | 2020 | 2025 | 2030 | 2035 | 2040
BM | 0 | 0 | 0 | 0 | 0 | 0
CC | 0 | 0 | 0 | 0 | 0 | 0
CSP | 0 | 0 | 0 | 0 | 0 | 0
CT | 0 | 0 | 0 | 0 | 0 | 0
Coal | 0.23 | 0.06 | 0.06 | 0.05 | 0.06 | 0.06
Geo | 0 | 0 | 0 | 0 | 0 | 0
H | 0 | 0 | 0 | 0 | 0 | 0
LFG | 0 | 0 | 0 | 0 | 0 | 0
Nuc | 0 | 0 | 0 | 0 | 0 | 0
PS | 0 | 0 | 0 | 0 | 0 | 0
PV | 0 | 0 | 0 | 0 | 0 | 0
PeakG | 0 | 0 | 0 | 0 | 0 | 0
PeakO | 0 | 0 | 0 | 0 | 0 | 0
ST | 0 | 0 | 0 | 0 | 0 | 0
STOG | 0 | 0 | 0 | 0 | 0 | 0
STWD | 0 | 0 | 0 | 0 | 0 | 0
WT | 0 | 0 | 0 | 0 | 0 | 0
IGCC | 0 | 0 | 0 | 0 | 0 | 0
DemandResponse | 0 | 0 | 0 | 0 | 0 | 0
IGCC-CCS | 0 | 0 | 0 | 0 | 0 | 0
WT_off | 0 | 0 | 0 | 0 | 0 | 0
PseudoUnit | 0 | 0 | 0 | 0 | 0 | 0
FixedInterchange | 0 | 0 | 0 | 0 | 0 | 0
SO2 Emissions (MMshortTons): MISO_WUMS
ReportingType | 2015 | 2020 | 2025 | 2030 | 2035 | 2040
BM | 0 | 0 | 0 | 0 | 0 | 0
CC | 0 | 0 | 0 | 0 | 0 | 0
CSP | 0 | 0 | 0 | 0 | 0 | 0
CT | 0 | 0 | 0 | 0 | 0 | 0
Coal | 0.03 | 0.01 | 0.01 | 0.01 | 0.01 | 0.01
Geo | 0 | 0 | 0 | 0 | 0 | 0
H | 0 | 0 | 0 | 0 | 0 | 0
LFG | 0 | 0 | 0 | 0 | 0 | 0
Nuc | 0 | 0 | 0 | 0 | 0 | 0
PS | 0 | 0 | 0 | 0 | 0 | 0
PV | 0 | 0 | 0 | 0 | 0 | 0
PeakG | 0 | 0 | 0 | 0 | 0 | 0
PeakO | 0 | 0 | 0 | 0 | 0 | 0
ST | 0 | 0 | 0 | 0 | 0 | 0
STOG | 0 | 0 | 0 | 0 | 0 | 0
STWD | 0 | 0 | 0 | 0 | 0 | 0
WT | 0 | 0 | 0 | 0 | 0 | 0
IGCC | 0 | 0 | 0 | 0 | 0 | 0
DemandResponse | 0 | 0 | 0 | 0 | 0 | 0
IGCC-CCS | 0 | 0 | 0 | 0 | 0 | 0
WT_off | 0 | 0 | 0 | 0 | 0 | 0
PseudoUnit | 0 | 0 | 0 | 0 | 0 | 0
FixedInterchange | 0 | 0 | 0 | 0 | 0 | 0
SO2 Emissions (MMshortTons): Nebraska
ReportingType | 2015 | 2020 | 2025 | 2030 | 2035 | 2040
BM | 0 | 0 | 0 | 0 | 0 | 0
CC | 0 | 0 | 0 | 0 | 0 | 0
CSP | 0 | 0 | 0 | 0 | 0 | 0
CT | 0 | 0 | 0 | 0 | 0 | 0
Coal | 0.1 | 0.02 | 0.02 | 0.02 | 0.02 | 0.02
Geo | 0 | 0 | 0 | 0 | 0 | 0
H | 0 | 0 | 0 | 0 | 0 | 0
LFG | 0 | 0 | 0 | 0 | 0 | 0
Nuc | 0 | 0 | 0 | 0 | 0 | 0
PS | 0 | 0 | 0 | 0 | 0 | 0
PV | 0 | 0 | 0 | 0 | 0 | 0
PeakG | 0 | 0 | 0 | 0 | 0 | 0
PeakO | 0 | 0 | 0 | 0 | 0 | 0
ST | 0 | 0 | 0 | 0 | 0 | 0
STOG | 0 | 0 | 0 | 0 | 0 | 0
STWD | 0 | 0 | 0 | 0 | 0 | 0
WT | 0 | 0 | 0 | 0 | 0 | 0
IGCC | 0 | 0 | 0 | 0 | 0 | 0
DemandResponse | 0 | 0 | 0 | 0 | 0 | 0
IGCC-CCS | 0 | 0 | 0 | 0 | 0 | 0
WT_off | 0 | 0 | 0 | 0 | 0 | 0
PseudoUnit | 0 | 0 | 0 | 0 | 0 | 0
FixedInterchange | 0 | 0 | 0 | 0 | 0 | 0
SO2 Emissions (MMshortTons): NEISO
ReportingType | 2015 | 2020 | 2025 | 2030 | 2035 | 2040
BM | 0 | 0 | 0 | 0 | 0 | 0
CC | 0 | 0 | 0 | 0 | 0 | 0
CSP | 0 | 0 | 0 | 0 | 0 | 0
CT | 0 | 0 | 0 | 0 | 0 | 0
Coal | 0 | 0 | 0 | 0 | 0 | 0
Geo | 0 | 0 | 0 | 0 | 0 | 0
H | 0 | 0 | 0 | 0 | 0 | 0
LFG | 0 | 0 | 0 | 0 | 0 | 0
Nuc | 0 | 0 | 0 | 0 | 0 | 0
PS | 0 | 0 | 0 | 0 | 0 | 0
PV | 0 | 0 | 0 | 0 | 0 | 0
PeakG | 0 | 0 | 0 | 0 | 0 | 0
PeakO | 0 | 0 | 0 | 0 | 0 | 0
ST | 0 | 0 | 0 | 0 | 0 | 0
STOG | 0 | 0 | 0 | 0 | 0 | 0
STWD | 0 | 0 | 0 | 0 | 0 | 0
WT | 0 | 0 | 0 | 0 | 0 | 0
IGCC | 0 | 0 | 0 | 0 | 0 | 0
DemandResponse | 0 | 0 | 0 | 0 | 0 | 0
IGCC-CCS | 0 | 0 | 0 | 0 | 0 | 0
WT_off | 0 | 0 | 0 | 0 | 0 | 0
PseudoUnit | 0 | 0 | 0 | 0 | 0 | 0
FixedInterchange | 0 | 0 | 0 | 0 | 0 | 0
SO2 Emissions (MMshortTons): NonRTO_Midwest
ReportingType | 2015 | 2020 | 2025 | 2030 | 2035 | 2040
BM | 0 | 0 | 0 | 0 | 0 | 0
CC | 0 | 0 | 0 | 0 | 0 | 0
CSP | 0 | 0 | 0 | 0 | 0 | 0
CT | 0 | 0 | 0 | 0 | 0 | 0
Coal | 0.13 | 0.08 | 0.09 | 0.09 | 0.1 | 0.11
Geo | 0 | 0 | 0 | 0 | 0 | 0
H | 0 | 0 | 0 | 0 | 0 | 0
LFG | 0 | 0 | 0 | 0 | 0 | 0
Nuc | 0 | 0 | 0 | 0 | 0 | 0
PS | 0 | 0 | 0 | 0 | 0 | 0
PV | 0 | 0 | 0 | 0 | 0 | 0
PeakG | 0 | 0 | 0 | 0 | 0 | 0
PeakO | 0 | 0 | 0 | 0 | 0 | 0
ST | 0 | 0 | 0 | 0 | 0 | 0
STOG | 0 | 0 | 0 | 0 | 0 | 0
STWD | 0 | 0 | 0 | 0 | 0 | 0
WT | 0 | 0 | 0 | 0 | 0 | 0
IGCC | 0 | 0 | 0 | 0 | 0 | 0
DemandResponse | 0 | 0 | 0 | 0 | 0 | 0
IGCC-CCS | 0 | 0 | 0 | 0 | 0 | 0
WT_off | 0 | 0 | 0 | 0 | 0 | 0
PseudoUnit | 0 | 0 | 0 | 0 | 0 | 0
FixedInterchange | 0 | 0 | 0 | 0 | 0 | 0
SO2 Emissions (MMshortTons): NYISO_A-F
ReportingType | 2015 | 2020 | 2025 | 2030 | 2035 | 2040
BM | 0 | 0 | 0 | 0 | 0 | 0
CC | 0 | 0 | 0 | 0 | 0 | 0
CSP | 0 | 0 | 0 | 0 | 0 | 0
CT | 0 | 0 | 0 | 0 | 0 | 0
Coal | 0 | 0 | 0 | 0 | 0 | 0
Geo | 0 | 0 | 0 | 0 | 0 | 0
H | 0 | 0 | 0 | 0 | 0 | 0
LFG | 0 | 0 | 0 | 0 | 0 | 0
Nuc | 0 | 0 | 0 | 0 | 0 | 0
PS | 0 | 0 | 0 | 0 | 0 | 0
PV | 0 | 0 | 0 | 0 | 0 | 0
PeakG | 0 | 0 | 0 | 0 | 0 | 0
PeakO | 0 | 0 | 0 | 0 | 0 | 0
ST | 0 | 0 | 0 | 0 | 0 | 0
STOG | 0 | 0 | 0 | 0 | 0 | 0
STWD | 0 | 0 | 0 | 0 | 0 | 0
WT | 0 | 0 | 0 | 0 | 0 | 0
IGCC | 0 | 0 | 0 | 0 | 0 | 0
DemandResponse | 0 | 0 | 0 | 0 | 0 | 0
IGCC-CCS | 0 | 0 | 0 | 0 | 0 | 0
WT_off | 0 | 0 | 0 | 0 | 0 | 0
PseudoUnit | 0 | 0 | 0 | 0 | 0 | 0
FixedInterchange | 0 | 0 | 0 | 0 | 0 | 0
SO2 Emissions (MMshortTons): NYISO_G-I
ReportingType | 2015 | 2020 | 2025 | 2030 | 2035 | 2040
BM | 0 | 0 | 0 | 0 | 0 | 0
CC | 0 | 0 | 0 | 0 | 0 | 0
CSP | 0 | 0 | 0 | 0 | 0 | 0
CT | 0 | 0 | 0 | 0 | 0 | 0
Coal | 0 | 0 | 0 | 0 | 0 | 0
Geo | 0 | 0 | 0 | 0 | 0 | 0
H | 0 | 0 | 0 | 0 | 0 | 0
LFG | 0 | 0 | 0 | 0 | 0 | 0
Nuc | 0 | 0 | 0 | 0 | 0 | 0
PS | 0 | 0 | 0 | 0 | 0 | 0
PV | 0 | 0 | 0 | 0 | 0 | 0
PeakG | 0 | 0 | 0 | 0 | 0 | 0
PeakO | 0 | 0 | 0 | 0 | 0 | 0
ST | 0 | 0 | 0 | 0 | 0 | 0
STOG | 0 | 0 | 0 | 0 | 0 | 0
STWD | 0 | 0 | 0 | 0 | 0 | 0
WT | 0 | 0 | 0 | 0 | 0 | 0
IGCC | 0 | 0 | 0 | 0 | 0 | 0
DemandResponse | 0 | 0 | 0 | 0 | 0 | 0
IGCC-CCS | 0 | 0 | 0 | 0 | 0 | 0
WT_off | 0 | 0 | 0 | 0 | 0 | 0
PseudoUnit | 0 | 0 | 0 | 0 | 0 | 0
FixedInterchange | 0 | 0 | 0 | 0 | 0 | 0
SO2 Emissions (MMshortTons): NYISO_J-K
ReportingType | 2015 | 2020 | 2025 | 2030 | 2035 | 2040
BM | 0 | 0 | 0 | 0 | 0 | 0
CC | 0 | 0 | 0 | 0 | 0 | 0
CSP | 0 | 0 | 0 | 0 | 0 | 0
CT | 0 | 0 | 0 | 0 | 0 | 0
Coal | 0 | 0 | 0 | 0 | 0 | 0
Geo | 0 | 0 | 0 | 0 | 0 | 0
H | 0 | 0 | 0 | 0 | 0 | 0
LFG | 0 | 0 | 0 | 0 | 0 | 0
Nuc | 0 | 0 | 0 | 0 | 0 | 0
PS | 0 | 0 | 0 | 0 | 0 | 0
PV | 0 | 0 | 0 | 0 | 0 | 0
PeakG | 0 | 0 | 0 | 0 | 0 | 0
PeakO | 0 | 0 | 0 | 0 | 0 | 0
ST | 0 | 0 | 0 | 0 | 0 | 0
STOG | 0 | 0 | 0 | 0 | 0 | 0
STWD | 0 | 0 | 0 | 0 | 0 | 0
WT | 0 | 0 | 0 | 0 | 0 | 0
IGCC | 0 | 0 | 0 | 0 | 0 | 0
DemandResponse | 0 | 0 | 0 | 0 | 0 | 0
IGCC-CCS | 0 | 0 | 0 | 0 | 0 | 0
WT_off | 0 | 0 | 0 | 0 | 0 | 0
PseudoUnit | 0 | 0 | 0 | 0 | 0 | 0
FixedInterchange | 0 | 0 | 0 | 0 | 0 | 0
SO2 Emissions (MMshortTons): PJM_E
ReportingType | 2015 | 2020 | 2025 | 2030 | 2035 | 2040
BM | 0 | 0 | 0 | 0 | 0 | 0
CC | 0 | 0 | 0 | 0 | 0 | 0
CSP | 0 | 0 | 0 | 0 | 0 | 0
CT | 0 | 0 | 0 | 0 | 0 | 0
Coal | 0 | 0 | 0 | 0 | 0 | 0
Geo | 0 | 0 | 0 | 0 | 0 | 0
H | 0 | 0 | 0 | 0 | 0 | 0
LFG | 0 | 0 | 0 | 0 | 0 | 0
Nuc | 0 | 0 | 0 | 0 | 0 | 0
PS | 0 | 0 | 0 | 0 | 0 | 0
PV | 0 | 0 | 0 | 0 | 0 | 0
PeakG | 0 | 0 | 0 | 0 | 0 | 0
PeakO | 0 | 0 | 0 | 0 | 0 | 0
ST | 0 | 0 | 0 | 0 | 0 | 0
STOG | 0 | 0 | 0 | 0 | 0 | 0
STWD | 0 | 0 | 0 | 0 | 0 | 0
WT | 0 | 0 | 0 | 0 | 0 | 0
IGCC | 0 | 0 | 0 | 0 | 0 | 0
DemandResponse | 0 | 0 | 0 | 0 | 0 | 0
IGCC-CCS | 0 | 0 | 0 | 0 | 0 | 0
WT_off | 0 | 0 | 0 | 0 | 0 | 0
PseudoUnit | 0 | 0 | 0 | 0 | 0 | 0
FixedInterchange | 0 | 0 | 0 | 0 | 0 | 0
SO2 Emissions (MMshortTons): PJM_ROM
ReportingType | 2015 | 2020 | 2025 | 2030 | 2035 | 2040
BM | 0 | 0 | 0 | 0 | 0 | 0
CC | 0 | 0 | 0 | 0 | 0 | 0
CSP | 0 | 0 | 0 | 0 | 0 | 0
CT | 0 | 0 | 0 | 0 | 0 | 0
Coal | 0.14 | 0.04 | 0.04 | 0.04 | 0.05 | 0.05
Geo | 0 | 0 | 0 | 0 | 0 | 0
H | 0 | 0 | 0 | 0 | 0 | 0
LFG | 0 | 0 | 0 | 0 | 0 | 0
Nuc | 0 | 0 | 0 | 0 | 0 | 0
PS | 0 | 0 | 0 | 0 | 0 | 0
PV | 0 | 0 | 0 | 0 | 0 | 0
PeakG | 0 | 0 | 0 | 0 | 0 | 0
PeakO | 0 | 0 | 0 | 0 | 0 | 0
ST | 0 | 0 | 0 | 0 | 0 | 0
STOG | 0 | 0 | 0 | 0 | 0 | 0
STWD | 0 | 0 | 0 | 0 | 0 | 0
WT | 0 | 0 | 0 | 0 | 0 | 0
IGCC | 0 | 0 | 0 | 0 | 0 | 0
DemandResponse | 0 | 0 | 0 | 0 | 0 | 0
IGCC-CCS | 0 | 0 | 0 | 0 | 0 | 0
WT_off | 0 | 0 | 0 | 0 | 0 | 0
PseudoUnit | 0 | 0 | 0 | 0 | 0 | 0
FixedInterchange | 0 | 0 | 0 | 0 | 0 | 0
SO2 Emissions (MMshortTons): PJM_ROR
ReportingType | 2015 | 2020 | 2025 | 2030 | 2035 | 2040
BM | 0 | 0 | 0 | 0 | 0 | 0
CC | 0 | 0 | 0 | 0 | 0 | 0
CSP | 0 | 0 | 0 | 0 | 0 | 0
CT | 0 | 0 | 0 | 0 | 0 | 0
Coal | 1.38 | 0.23 | 0.24 | 0.25 | 0.25 | 0.25
Geo | 0 | 0 | 0 | 0 | 0 | 0
H | 0 | 0 | 0 | 0 | 0 | 0
LFG | 0 | 0 | 0 | 0 | 0 | 0
Nuc | 0 | 0 | 0 | 0 | 0 | 0
PS | 0 | 0 | 0 | 0 | 0 | 0
PV | 0 | 0 | 0 | 0 | 0 | 0
PeakG | 0 | 0 | 0 | 0 | 0 | 0
PeakO | 0 | 0 | 0 | 0 | 0 | 0
ST | 0 | 0 | 0 | 0 | 0 | 0
STOG | 0 | 0 | 0 | 0 | 0 | 0
STWD | 0 | 0 | 0 | 0 | 0 | 0
WT | 0 | 0 | 0 | 0 | 0 | 0
IGCC | 0 | 0 | 0 | 0 | 0 | 0
DemandResponse | 0 | 0 | 0 | 0 | 0 | 0
IGCC-CCS | 0 | 0 | 0 | 0 | 0 | 0
WT_off | 0 | 0 | 0 | 0 | 0 | 0
PseudoUnit | 0 | 0 | 0 | 0 | 0 | 0
FixedInterchange | 0 | 0 | 0 | 0 | 0 | 0
SO2 Emissions (MMshortTons): SOCO
ReportingType | 2015 | 2020 | 2025 | 2030 | 2035 | 2040
BM | 0 | 0 | 0 | 0 | 0 | 0
CC | 0 | 0 | 0 | 0 | 0 | 0
CSP | 0 | 0 | 0 | 0 | 0 | 0
CT | 0 | 0 | 0 | 0 | 0 | 0
Coal | 0.27 | 0.13 | 0.14 | 0.14 | 0.15 | 0.12
Geo | 0 | 0 | 0 | 0 | 0 | 0
H | 0 | 0 | 0 | 0 | 0 | 0
LFG | 0 | 0 | 0 | 0 | 0 | 0
Nuc | 0 | 0 | 0 | 0 | 0 | 0
PS | 0 | 0 | 0 | 0 | 0 | 0
PV | 0 | 0 | 0 | 0 | 0 | 0
PeakG | 0 | 0 | 0 | 0 | 0 | 0
PeakO | 0 | 0 | 0 | 0 | 0 | 0
ST | 0 | 0 | 0 | 0 | 0 | 0
STOG | 0 | 0 | 0 | 0 | 0 | 0
STWD | 0 | 0 | 0 | 0 | 0 | 0
WT | 0 | 0 | 0 | 0 | 0 | 0
IGCC | 0 | 0 | 0 | 0 | 0 | 0
DemandResponse | 0 | 0 | 0 | 0 | 0 | 0
IGCC-CCS | 0 | 0 | 0 | 0 | 0 | 0
WT_off | 0 | 0 | 0 | 0 | 0 | 0
PseudoUnit | 0 | 0 | 0 | 0 | 0 | 0
FixedInterchange | 0 | 0 | 0 | 0 | 0 | 0
SO2 Emissions (MMshortTons): SPP_N
ReportingType | 2015 | 2020 | 2025 | 2030 | 2035 | 2040
BM | 0 | 0 | 0 | 0 | 0 | 0
CC | 0 | 0 | 0 | 0 | 0 | 0
CSP | 0 | 0 | 0 | 0 | 0 | 0
CT | 0 | 0 | 0 | 0 | 0 | 0
Coal | 0.08 | 0.04 | 0.03 | 0.03 | 0.03 | 0.03
Geo | 0 | 0 | 0 | 0 | 0 | 0
H | 0 | 0 | 0 | 0 | 0 | 0
LFG | 0 | 0 | 0 | 0 | 0 | 0
Nuc | 0 | 0 | 0 | 0 | 0 | 0
PS | 0 | 0 | 0 | 0 | 0 | 0
PV | 0 | 0 | 0 | 0 | 0 | 0
PeakG | 0 | 0 | 0 | 0 | 0 | 0
PeakO | 0 | 0 | 0 | 0 | 0 | 0
ST | 0 | 0 | 0 | 0 | 0 | 0
STOG | 0 | 0 | 0 | 0 | 0 | 0
STWD | 0 | 0 | 0 | 0 | 0 | 0
WT | 0 | 0 | 0 | 0 | 0 | 0
IGCC | 0 | 0 | 0 | 0 | 0 | 0
DemandResponse | 0 | 0 | 0 | 0 | 0 | 0
IGCC-CCS | 0 | 0 | 0 | 0 | 0 | 0
WT_off | 0 | 0 | 0 | 0 | 0 | 0
PseudoUnit | 0 | 0 | 0 | 0 | 0 | 0
FixedInterchange | 0 | 0 | 0 | 0 | 0 | 0
SO2 Emissions (MMshortTons): SPP_S
ReportingType | 2015 | 2020 | 2025 | 2030 | 2035 | 2040
BM | 0 | 0 | 0 | 0 | 0 | 0
CC | 0 | 0 | 0 | 0 | 0 | 0
CSP | 0 | 0 | 0 | 0 | 0 | 0
CT | 0 | 0 | 0 | 0 | 0 | 0
Coal | 0.3 | 0.1 | 0.1 | 0.09 | 0.12 | 0.12
Geo | 0 | 0 | 0 | 0 | 0 | 0
H | 0 | 0 | 0 | 0 | 0 | 0
LFG | 0 | 0 | 0 | 0 | 0 | 0
Nuc | 0 | 0 | 0 | 0 | 0 | 0
PS | 0 | 0 | 0 | 0 | 0 | 0
PV | 0 | 0 | 0 | 0 | 0 | 0
PeakG | 0 | 0 | 0 | 0 | 0 | 0
PeakO | 0 | 0 | 0 | 0 | 0 | 0
ST | 0 | 0 | 0 | 0 | 0 | 0
STOG | 0 | 0 | 0 | 0 | 0 | 0
STWD | 0 | 0 | 0 | 0 | 0 | 0
WT | 0 | 0 | 0 | 0 | 0 | 0
IGCC | 0 | 0 | 0 | 0 | 0 | 0
DemandResponse | 0 | 0 | 0 | 0 | 0 | 0
IGCC-CCS | 0 | 0 | 0 | 0 | 0 | 0
WT_off | 0 | 0 | 0 | 0 | 0 | 0
PseudoUnit | 0 | 0 | 0 | 0 | 0 | 0
FixedInterchange | 0 | 0 | 0 | 0 | 0 | 0
SO2 Emissions (MMshortTons): TVA
ReportingType | 2015 | 2020 | 2025 | 2030 | 2035 | 2040
BM | 0 | 0 | 0 | 0 | 0 | 0
CC | 0 | 0 | 0 | 0 | 0 | 0
CSP | 0 | 0 | 0 | 0 | 0 | 0
CT | 0 | 0 | 0 | 0 | 0 | 0
Coal | 0.35 | 0.21 | 0.22 | 0.18 | 0.23 | 0.24
Geo | 0 | 0 | 0 | 0 | 0 | 0
H | 0 | 0 | 0 | 0 | 0 | 0
LFG | 0 | 0 | 0 | 0 | 0 | 0
Nuc | 0 | 0 | 0 | 0 | 0 | 0
PS | 0 | 0 | 0 | 0 | 0 | 0
PV | 0 | 0 | 0 | 0 | 0 | 0
PeakG | 0 | 0 | 0 | 0 | 0 | 0
PeakO | 0 | 0 | 0 | 0 | 0 | 0
ST | 0 | 0 | 0 | 0 | 0 | 0
STOG | 0 | 0 | 0 | 0 | 0 | 0
STWD | 0 | 0 | 0 | 0 | 0 | 0
WT | 0 | 0 | 0 | 0 | 0 | 0
IGCC | 0 | 0 | 0 | 0 | 0 | 0
DemandResponse | 0 | 0 | 0 | 0 | 0 | 0
IGCC-CCS | 0 | 0 | 0 | 0 | 0 | 0
WT_off | 0 | 0 | 0 | 0 | 0 | 0
PseudoUnit | 0 | 0 | 0 | 0 | 0 | 0
FixedInterchange | 0 | 0 | 0 | 0 | 0 | 0
SO2 Emissions (MMshortTons): TVA_Transmission
ReportingType | 2015 | 2020 | 2025 | 2030 | 2035 | 2040
BM | 0 | 0 | 0 | 0 | 0 | 0
CC | 0 | 0 | 0 | 0 | 0 | 0
CSP | 0 | 0 | 0 | 0 | 0 | 0
CT | 0 | 0 | 0 | 0 | 0 | 0
Coal | 0 | 0 | 0 | 0 | 0 | 0
Geo | 0 | 0 | 0 | 0 | 0 | 0
H | 0 | 0 | 0 | 0 | 0 | 0
LFG | 0 | 0 | 0 | 0 | 0 | 0
Nuc | 0 | 0 | 0 | 0 | 0 | 0
PS | 0 | 0 | 0 | 0 | 0 | 0
PV | 0 | 0 | 0 | 0 | 0 | 0
PeakG | 0 | 0 | 0 | 0 | 0 | 0
PeakO | 0 | 0 | 0 | 0 | 0 | 0
ST | 0 | 0 | 0 | 0 | 0 | 0
STOG | 0 | 0 | 0 | 0 | 0 | 0
STWD | 0 | 0 | 0 | 0 | 0 | 0
WT | 0 | 0 | 0 | 0 | 0 | 0
IGCC | 0 | 0 | 0 | 0 | 0 | 0
DemandResponse | 0 | 0 | 0 | 0 | 0 | 0
IGCC-CCS | 0 | 0 | 0 | 0 | 0 | 0
WT_off | 0 | 0 | 0 | 0 | 0 | 0
PseudoUnit | 0 | 0 | 0 | 0 | 0 | 0
FixedInterchange | 0 | 0 | 0 | 0 | 0 | 0
SO2 Emissions (MMshortTons): VACAR
ReportingType | 2015 | 2020 | 2025 | 2030 | 2035 | 2040
BM | 0 | 0 | 0 | 0 | 0 | 0
CC | 0 | 0 | 0 | 0 | 0 | 0
CSP | 0 | 0 | 0 | 0 | 0 | 0
CT | 0 | 0 | 0 | 0 | 0 | 0
Coal | 0.17 | 0.03 | 0.03 | 0.01 | 0.03 | 0.04
Geo | 0 | 0 | 0 | 0 | 0 | 0
H | 0 | 0 | 0 | 0 | 0 | 0
LFG | 0 | 0 | 0 | 0 | 0 | 0
Nuc | 0 | 0 | 0 | 0 | 0 | 0
PS | 0 | 0 | 0 | 0 | 0 | 0
PV | 0 | 0 | 0 | 0 | 0 | 0
PeakG | 0 | 0 | 0 | 0 | 0 | 0
PeakO | 0 | 0 | 0 | 0 | 0 | 0
ST | 0 | 0 | 0 | 0 | 0 | 0
STOG | 0 | 0 | 0 | 0 | 0 | 0
STWD | 0 | 0 | 0 | 0 | 0 | 0
WT | 0 | 0 | 0 | 0 | 0 | 0
IGCC | 0 | 0 | 0 | 0 | 0 | 0
DemandResponse | 0 | 0 | 0 | 0 | 0 | 0
IGCC-CCS | 0 | 0 | 0 | 0 | 0 | 0
WT_off | 0 | 0 | 0 | 0 | 0 | 0
PseudoUnit | 0 | 0 | 0 | 0 | 0 | 0
FixedInterchange | 0 | 0 | 0 | 0 | 0 | 0
SO2 Emissions (MMshortTons): IESO
ReportingType | 2015 | 2020 | 2025 | 2030 | 2035 | 2040
BM | 0 | 0 | 0 | 0 | 0 | 0
CC | 0 | 0 | 0 | 0 | 0 | 0
CSP | 0 | 0 | 0 | 0 | 0 | 0
CT | 0 | 0 | 0 | 0 | 0 | 0
Coal | 0 | 0 | 0 | 0 | 0 | 0
Geo | 0 | 0 | 0 | 0 | 0 | 0
H | 0 | 0 | 0 | 0 | 0 | 0
LFG | 0 | 0 | 0 | 0 | 0 | 0
Nuc | 0 | 0 | 0 | 0 | 0 | 0
PS | 0 | 0 | 0 | 0 | 0 | 0
PV | 0 | 0 | 0 | 0 | 0 | 0
PeakG | 0 | 0 | 0 | 0 | 0 | 0
PeakO | 0 | 0 | 0 | 0 | 0 | 0
ST | 0 | 0 | 0 | 0 | 0 | 0
STOG | 0 | 0 | 0 | 0 | 0 | 0
STWD | 0 | 0 | 0 | 0 | 0 | 0
WT | 0 | 0 | 0 | 0 | 0 | 0
IGCC | 0 | 0 | 0 | 0 | 0 | 0
DemandResponse | 0 | 0 | 0 | 0 | 0 | 0
IGCC-CCS | 0 | 0 | 0 | 0 | 0 | 0
WT_off | 0 | 0 | 0 | 0 | 0 | 0
PseudoUnit | 0 | 0 | 0 | 0 | 0 | 0
FixedInterchange | 0 | 0 | 0 | 0 | 0 | 0
SO2 Emissions (MMshortTons): MAPP_CA
ReportingType | 2015 | 2020 | 2025 | 2030 | 2035 | 2040
BM | 0 | 0 | 0 | 0 | 0 | 0
CC | 0 | 0 | 0 | 0 | 0 | 0
CSP | 0 | 0 | 0 | 0 | 0 | 0
CT | 0 | 0 | 0 | 0 | 0 | 0
Coal | 0.01 | 0.02 | 0 | 0 | 0 | 0
Geo | 0 | 0 | 0 | 0 | 0 | 0
H | 0 | 0 | 0 | 0 | 0 | 0
LFG | 0 | 0 | 0 | 0 | 0 | 0
Nuc | 0 | 0 | 0 | 0 | 0 | 0
PS | 0 | 0 | 0 | 0 | 0 | 0
PV | 0 | 0 | 0 | 0 | 0 | 0
PeakG | 0 | 0 | 0 | 0 | 0 | 0
PeakO | 0 | 0 | 0 | 0 | 0 | 0
ST | 0 | 0 | 0 | 0 | 0 | 0
STOG | 0 | 0 | 0 | 0 | 0 | 0
STWD | 0 | 0 | 0 | 0 | 0 | 0
WT | 0 | 0 | 0 | 0 | 0 | 0
IGCC | 0 | 0 | 0 | 0 | 0 | 0
DemandResponse | 0 | 0 | 0 | 0 | 0 | 0
IGCC-CCS | 0 | 0 | 0 | 0 | 0 | 0
WT_off | 0 | 0 | 0 | 0 | 0 | 0
PseudoUnit | 0 | 0 | 0 | 0 | 0 | 0
FixedInterchange | 0 | 0 | 0 | 0 | 0 | 0
SO2 Emissions (MMshortTons): AZ_NM_SNV_Coal
ReportingType | 2015 | 2020 | 2025 | 2030 | 2035 | 2040
BM | 0 | 0 | 0 | 0 | 0 | 0
CC | 0 | 0 | 0 | 0 | 0 | 0
CSP | 0 | 0 | 0 | 0 | 0 | 0
CT | 0 | 0 | 0 | 0 | 0 | 0
Coal | 0.03 | 0.02 | 0.02 | 0.02 | 0.02 | 0.03
Geo | 0 | 0 | 0 | 0 | 0 | 0
H | 0 | 0 | 0 | 0 | 0 | 0
LFG | 0 | 0 | 0 | 0 | 0 | 0
Nuc | 0 | 0 | 0 | 0 | 0 | 0
PS | 0 | 0 | 0 | 0 | 0 | 0
PV | 0 | 0 | 0 | 0 | 0 | 0
PeakG | 0 | 0 | 0 | 0 | 0 | 0
PeakO | 0 | 0 | 0 | 0 | 0 | 0
ST | 0 | 0 | 0 | 0 | 0 | 0
STOG | 0 | 0 | 0 | 0 | 0 | 0
STWD | 0 | 0 | 0 | 0 | 0 | 0
WT | 0 | 0 | 0 | 0 | 0 | 0
IGCC | 0 | 0 | 0 | 0 | 0 | 0
DemandResponse | 0 | 0 | 0 | 0 | 0 | 0
IGCC-CCS | 0 | 0 | 0 | 0 | 0 | 0
WT_off | 0 | 0 | 0 | 0 | 0 | 0
PseudoUnit | 0 | 0 | 0 | 0 | 0 | 0
FixedInterchange | 0 | 0 | 0 | 0 | 0 | 0
SO2 Emissions (MMshortTons): AZ_NM_SNV_Gas
ReportingType | 2015 | 2020 | 2025 | 2030 | 2035 | 2040
BM | 0 | 0 | 0 | 0 | 0 | 0
CC | 0 | 0 | 0 | 0 | 0 | 0
CSP | 0 | 0 | 0 | 0 | 0 | 0
CT | 0 | 0 | 0 | 0 | 0 | 0
Coal | 0 | 0 | 0 | 0 | 0 | 0
Geo | 0 | 0 | 0 | 0 | 0 | 0
H | 0 | 0 | 0 | 0 | 0 | 0
LFG | 0 | 0 | 0 | 0 | 0 | 0
Nuc | 0 | 0 | 0 | 0 | 0 | 0
PS | 0 | 0 | 0 | 0 | 0 | 0
PV | 0 | 0 | 0 | 0 | 0 | 0
PeakG | 0 | 0 | 0 | 0 | 0 | 0
PeakO | 0 | 0 | 0 | 0 | 0 | 0
ST | 0 | 0 | 0 | 0 | 0 | 0
STOG | 0 | 0 | 0 | 0 | 0 | 0
STWD | 0 | 0 | 0 | 0 | 0 | 0
WT | 0 | 0 | 0 | 0 | 0 | 0
IGCC | 0 | 0 | 0 | 0 | 0 | 0
DemandResponse | 0 | 0 | 0 | 0 | 0 | 0
IGCC-CCS | 0 | 0 | 0 | 0 | 0 | 0
WT_off | 0 | 0 | 0 | 0 | 0 | 0
PseudoUnit | 0 | 0 | 0 | 0 | 0 | 0
FixedInterchange | 0 | 0 | 0 | 0 | 0 | 0
SO2 Emissions (MMshortTons): AZ_NM_SNV_NucRenew
ReportingType | 2015 | 2020 | 2025 | 2030 | 2035 | 2040
BM | 0 | 0 | 0 | 0 | 0 | 0
CC | 0 | 0 | 0 | 0 | 0 | 0
CSP | 0 | 0 | 0 | 0 | 0 | 0
CT | 0 | 0 | 0 | 0 | 0 | 0
Coal | 0 | 0 | 0 | 0 | 0 | 0
Geo | 0 | 0 | 0 | 0 | 0 | 0
H | 0 | 0 | 0 | 0 | 0 | 0
LFG | 0 | 0 | 0 | 0 | 0 | 0
Nuc | 0 | 0 | 0 | 0 | 0 | 0
PS | 0 | 0 | 0 | 0 | 0 | 0
PV | 0 | 0 | 0 | 0 | 0 | 0
PeakG | 0 | 0 | 0 | 0 | 0 | 0
PeakO | 0 | 0 | 0 | 0 | 0 | 0
ST | 0 | 0 | 0 | 0 | 0 | 0
STOG | 0 | 0 | 0 | 0 | 0 | 0
STWD | 0 | 0 | 0 | 0 | 0 | 0
WT | 0 | 0 | 0 | 0 | 0 | 0
IGCC | 0 | 0 | 0 | 0 | 0 | 0
DemandResponse | 0 | 0 | 0 | 0 | 0 | 0
IGCC-CCS | 0 | 0 | 0 | 0 | 0 | 0
WT_off | 0 | 0 | 0 | 0 | 0 | 0
PseudoUnit | 0 | 0 | 0 | 0 | 0 | 0
FixedInterchange | 0 | 0 | 0 | 0 | 0 | 0
SO2 Emissions (MMshortTons): ERCOT
ReportingType | 2015 | 2020 | 2025 | 2030 | 2035 | 2040
BM | 0 | 0 | 0 | 0 | 0 | 0
CC | 0 | 0 | 0 | 0 | 0 | 0
CSP | 0 | 0 | 0 | 0 | 0 | 0
CT | 0 | 0 | 0 | 0 | 0 | 0
Coal | 0.21 | 0.07 | 0.08 | 0.08 | 0.08 | 0.08
Geo | 0 | 0 | 0 | 0 | 0 | 0
H | 0 | 0 | 0 | 0 | 0 | 0
LFG | 0 | 0 | 0 | 0 | 0 | 0
Nuc | 0 | 0 | 0 | 0 | 0 | 0
PS | 0 | 0 | 0 | 0 | 0 | 0
PV | 0 | 0 | 0 | 0 | 0 | 0
PeakG | 0 | 0 | 0 | 0 | 0 | 0
PeakO | 0 | 0 | 0 | 0 | 0 | 0
ST | 0 | 0 | 0 | 0 | 0 | 0
STOG | 0 | 0 | 0 | 0 | 0 | 0
STWD | 0 | 0 | 0 | 0 | 0 | 0
WT | 0 | 0 | 0 | 0 | 0 | 0
IGCC | 0 | 0 | 0 | 0 | 0 | 0
DemandResponse | 0 | 0 | 0 | 0 | 0 | 0
IGCC-CCS | 0 | 0 | 0 | 0 | 0 | 0
WT_off | 0 | 0 | 0 | 0 | 0 | 0
PseudoUnit | 0 | 0 | 0 | 0 | 0 | 0
FixedInterchange | 0 | 0 | 0 | 0 | 0 | 0
SO2 Emissions (MMshortTons): NP15
ReportingType | 2015 | 2020 | 2025 | 2030 | 2035 | 2040
BM | 0 | 0 | 0 | 0 | 0 | 0
CC | 0 | 0 | 0 | 0 | 0 | 0
CSP | 0 | 0 | 0 | 0 | 0 | 0
CT | 0 | 0 | 0 | 0 | 0 | 0
Coal | 0 | 0 | 0 | 0 | 0 | 0
Geo | 0 | 0 | 0 | 0 | 0 | 0
H | 0 | 0 | 0 | 0 | 0 | 0
LFG | 0 | 0 | 0 | 0 | 0 | 0
Nuc | 0 | 0 | 0 | 0 | 0 | 0
PS | 0 | 0 | 0 | 0 | 0 | 0
PV | 0 | 0 | 0 | 0 | 0 | 0
PeakG | 0 | 0 | 0 | 0 | 0 | 0
PeakO | 0 | 0 | 0 | 0 | 0 | 0
ST | 0 | 0 | 0 | 0 | 0 | 0
STOG | 0 | 0 | 0 | 0 | 0 | 0
STWD | 0 | 0 | 0 | 0 | 0 | 0
WT | 0 | 0 | 0 | 0 | 0 | 0
IGCC | 0 | 0 | 0 | 0 | 0 | 0
DemandResponse | 0 | 0 | 0 | 0 | 0 | 0
IGCC-CCS | 0 | 0 | 0 | 0 | 0 | 0
WT_off | 0 | 0 | 0 | 0 | 0 | 0
PseudoUnit | 0 | 0 | 0 | 0 | 0 | 0
FixedInterchange | 0 | 0 | 0 | 0 | 0 | 0
SO2 Emissions (MMshortTons): NWPP_Coal
ReportingType | 2015 | 2020 | 2025 | 2030 | 2035 | 2040
BM | 0 | 0 | 0 | 0 | 0 | 0
CC | 0 | 0 | 0 | 0 | 0 | 0
CSP | 0 | 0 | 0 | 0 | 0 | 0
CT | 0 | 0 | 0 | 0 | 0 | 0
Coal | 0.09 | 0.05 | 0.05 | 0.05 | 0.05 | 0.05
Geo | 0 | 0 | 0 | 0 | 0 | 0
H | 0 | 0 | 0 | 0 | 0 | 0
LFG | 0 | 0 | 0 | 0 | 0 | 0
Nuc | 0 | 0 | 0 | 0 | 0 | 0
PS | 0 | 0 | 0 | 0 | 0 | 0
PV | 0 | 0 | 0 | 0 | 0 | 0
PeakG | 0 | 0 | 0 | 0 | 0 | 0
PeakO | 0 | 0 | 0 | 0 | 0 | 0
ST | 0 | 0 | 0 | 0 | 0 | 0
STOG | 0 | 0 | 0 | 0 | 0 | 0
STWD | 0 | 0 | 0 | 0 | 0 | 0
WT | 0 | 0 | 0 | 0 | 0 | 0
IGCC | 0 | 0 | 0 | 0 | 0 | 0
DemandResponse | 0 | 0 | 0 | 0 | 0 | 0
IGCC-CCS | 0 | 0 | 0 | 0 | 0 | 0
WT_off | 0 | 0 | 0 | 0 | 0 | 0
PseudoUnit | 0 | 0 | 0 | 0 | 0 | 0
FixedInterchange | 0 | 0 | 0 | 0 | 0 | 0
SO2 Emissions (MMshortTons): NWPP_Gas
ReportingType | 2015 | 2020 | 2025 | 2030 | 2035 | 2040
BM | 0 | 0 | 0 | 0 | 0 | 0
CC | 0 | 0 | 0 | 0 | 0 | 0
CSP | 0 | 0 | 0 | 0 | 0 | 0
CT | 0 | 0 | 0 | 0 | 0 | 0
Coal | 0 | 0 | 0 | 0 | 0 | 0
Geo | 0 | 0 | 0 | 0 | 0 | 0
H | 0 | 0 | 0 | 0 | 0 | 0
LFG | 0 | 0 | 0 | 0 | 0 | 0
Nuc | 0 | 0 | 0 | 0 | 0 | 0
PS | 0 | 0 | 0 | 0 | 0 | 0
PV | 0 | 0 | 0 | 0 | 0 | 0
PeakG | 0 | 0 | 0 | 0 | 0 | 0
PeakO | 0 | 0 | 0 | 0 | 0 | 0
ST | 0 | 0 | 0 | 0 | 0 | 0
STOG | 0 | 0 | 0 | 0 | 0 | 0
STWD | 0 | 0 | 0 | 0 | 0 | 0
WT | 0 | 0 | 0 | 0 | 0 | 0
IGCC | 0 | 0 | 0 | 0 | 0 | 0
DemandResponse | 0 | 0 | 0 | 0 | 0 | 0
IGCC-CCS | 0 | 0 | 0 | 0 | 0 | 0
WT_off | 0 | 0 | 0 | 0 | 0 | 0
PseudoUnit | 0 | 0 | 0 | 0 | 0 | 0
FixedInterchange | 0 | 0 | 0 | 0 | 0 | 0
SO2 Emissions (MMshortTons): NWPP_NucRenew
ReportingType | 2015 | 2020 | 2025 | 2030 | 2035 | 2040
BM | 0 | 0 | 0 | 0 | 0 | 0
CC | 0 | 0 | 0 | 0 | 0 | 0
CSP | 0 | 0 | 0 | 0 | 0 | 0
CT | 0 | 0 | 0 | 0 | 0 | 0
Coal | 0 | 0 | 0 | 0 | 0 | 0
Geo | 0 | 0 | 0 | 0 | 0 | 0
H | 0 | 0 | 0 | 0 | 0 | 0
LFG | 0 | 0 | 0 | 0 | 0 | 0
Nuc | 0 | 0 | 0 | 0 | 0 | 0
PS | 0 | 0 | 0 | 0 | 0 | 0
PV | 0 | 0 | 0 | 0 | 0 | 0
PeakG | 0 | 0 | 0 | 0 | 0 | 0
PeakO | 0 | 0 | 0 | 0 | 0 | 0
ST | 0 | 0 | 0 | 0 | 0 | 0
STOG | 0 | 0 | 0 | 0 | 0 | 0
STWD | 0 | 0 | 0 | 0 | 0 | 0
WT | 0 | 0 | 0 | 0 | 0 | 0
IGCC | 0 | 0 | 0 | 0 | 0 | 0
DemandResponse | 0 | 0 | 0 | 0 | 0 | 0
IGCC-CCS | 0 | 0 | 0 | 0 | 0 | 0
WT_off | 0 | 0 | 0 | 0 | 0 | 0
PseudoUnit | 0 | 0 | 0 | 0 | 0 | 0
FixedInterchange | 0 | 0 | 0 | 0 | 0 | 0
SO2 Emissions (MMshortTons): RMPA
ReportingType | 2015 | 2020 | 2025 | 2030 | 2035 | 2040
BM | 0 | 0 | 0 | 0 | 0 | 0
CC | 0 | 0 | 0 | 0 | 0 | 0
CSP | 0 | 0 | 0 | 0 | 0 | 0
CT | 0 | 0 | 0 | 0 | 0 | 0
Coal | 0.06 | 0.03 | 0.03 | 0.03 | 0.03 | 0.03
Geo | 0 | 0 | 0 | 0 | 0 | 0
H | 0 | 0 | 0 | 0 | 0 | 0
LFG | 0 | 0 | 0 | 0 | 0 | 0
Nuc | 0 | 0 | 0 | 0 | 0 | 0
PS | 0 | 0 | 0 | 0 | 0 | 0
PV | 0 | 0 | 0 | 0 | 0 | 0
PeakG | 0 | 0 | 0 | 0 | 0 | 0
PeakO | 0 | 0 | 0 | 0 | 0 | 0
ST | 0 | 0 | 0 | 0 | 0 | 0
STOG | 0 | 0 | 0 | 0 | 0 | 0
STWD | 0 | 0 | 0 | 0 | 0 | 0
WT | 0 | 0 | 0 | 0 | 0 | 0
IGCC | 0 | 0 | 0 | 0 | 0 | 0
DemandResponse | 0 | 0 | 0 | 0 | 0 | 0
IGCC-CCS | 0 | 0 | 0 | 0 | 0 | 0
WT_off | 0 | 0 | 0 | 0 | 0 | 0
PseudoUnit | 0 | 0 | 0 | 0 | 0 | 0
FixedInterchange | 0 | 0 | 0 | 0 | 0 | 0
SO2 Emissions (MMshortTons): SP15
ReportingType | 2015 | 2020 | 2025 | 2030 | 2035 | 2040
BM | 0 | 0 | 0 | 0 | 0 | 0
CC | 0 | 0 | 0 | 0 | 0 | 0
CSP | 0 | 0 | 0 | 0 | 0 | 0
CT | 0 | 0 | 0 | 0 | 0 | 0
Coal | 0 | 0 | 0 | 0 | 0 | 0
Geo | 0 | 0 | 0 | 0 | 0 | 0
H | 0 | 0 | 0 | 0 | 0 | 0
LFG | 0 | 0 | 0 | 0 | 0 | 0
Nuc | 0 | 0 | 0 | 0 | 0 | 0
PS | 0 | 0 | 0 | 0 | 0 | 0
PV | 0 | 0 | 0 | 0 | 0 | 0
PeakG | 0 | 0 | 0 | 0 | 0 | 0
PeakO | 0 | 0 | 0 | 0 | 0 | 0
ST | 0 | 0 | 0 | 0 | 0 | 0
STOG | 0 | 0 | 0 | 0 | 0 | 0
STWD | 0 | 0 | 0 | 0 | 0 | 0
WT | 0 | 0 | 0 | 0 | 0 | 0
IGCC | 0 | 0 | 0 | 0 | 0 | 0
DemandResponse | 0 | 0 | 0 | 0 | 0 | 0
IGCC-CCS | 0 | 0 | 0 | 0 | 0 | 0
WT_off | 0 | 0 | 0 | 0 | 0 | 0
PseudoUnit | 0 | 0 | 0 | 0 | 0 | 0
FixedInterchange | 0 | 0 | 0 | 0 | 0 | 0
SO2 Emissions (MMshortTons): ALB
ReportingType | 2015 | 2020 | 2025 | 2030 | 2035 | 2040
BM | 0 | 0 | 0 | 0 | 0 | 0
CC | 0 | 0 | 0 | 0 | 0 | 0
CSP | 0 | 0 | 0 | 0 | 0 | 0
CT | 0 | 0 | 0 | 0 | 0 | 0
Coal | 0.16 | 0.14 | 0.14 | 0.14 | 0.14 | 0.14
Geo | 0 | 0 | 0 | 0 | 0 | 0
H | 0 | 0 | 0 | 0 | 0 | 0
LFG | 0 | 0 | 0 | 0 | 0 | 0
Nuc | 0 | 0 | 0 | 0 | 0 | 0
PS | 0 | 0 | 0 | 0 | 0 | 0
PV | 0 | 0 | 0 | 0 | 0 | 0
PeakG | 0 | 0 | 0 | 0 | 0 | 0
PeakO | 0 | 0 | 0 | 0 | 0 | 0
ST | 0 | 0 | 0 | 0 | 0 | 0
STOG | 0 | 0 | 0 | 0 | 0 | 0
STWD | 0 | 0 | 0 | 0 | 0 | 0
WT | 0 | 0 | 0 | 0 | 0 | 0
IGCC | 0 | 0 | 0 | 0 | 0 | 0
DemandResponse | 0 | 0 | 0 | 0 | 0 | 0
IGCC-CCS | 0 | 0 | 0 | 0 | 0 | 0
WT_off | 0 | 0 | 0 | 0 | 0 | 0
PseudoUnit | 0 | 0 | 0 | 0 | 0 | 0
FixedInterchange | 0 | 0 | 0 | 0 | 0 | 0
SO2 Emissions (MMshortTons): BC
ReportingType | 2015 | 2020 | 2025 | 2030 | 2035 | 2040
BM | 0 | 0 | 0 | 0 | 0 | 0
CC | 0 | 0 | 0 | 0 | 0 | 0
CSP | 0 | 0 | 0 | 0 | 0 | 0
CT | 0 | 0 | 0 | 0 | 0 | 0
Coal | 0 | 0 | 0 | 0 | 0 | 0
Geo | 0 | 0 | 0 | 0 | 0 | 0
H | 0 | 0 | 0 | 0 | 0 | 0
LFG | 0 | 0 | 0 | 0 | 0 | 0
Nuc | 0 | 0 | 0 | 0 | 0 | 0
PS | 0 | 0 | 0 | 0 | 0 | 0
PV | 0 | 0 | 0 | 0 | 0 | 0
PeakG | 0 | 0 | 0 | 0 | 0 | 0
PeakO | 0 | 0 | 0 | 0 | 0 | 0
ST | 0 | 0 | 0 | 0 | 0 | 0
STOG | 0 | 0 | 0 | 0 | 0 | 0
STWD | 0 | 0 | 0 | 0 | 0 | 0
WT | 0 | 0 | 0 | 0 | 0 | 0
IGCC | 0 | 0 | 0 | 0 | 0 | 0
DemandResponse | 0 | 0 | 0 | 0 | 0 | 0
IGCC-CCS | 0 | 0 | 0 | 0 | 0 | 0
WT_off | 0 | 0 | 0 | 0 | 0 | 0
PseudoUnit | 0 | 0 | 0 | 0 | 0 | 0
FixedInterchange | 0 | 0 | 0 | 0 | 0 | 0
SO2 Emissions (MMshortTons): HQ_IESO
ReportingType | 2015 | 2020 | 2025 | 2030 | 2035 | 2040
BM | 0 | 0 | 0 | 0 | 0 | 0
CC | 0 | 0 | 0 | 0 | 0 | 0
CSP | 0 | 0 | 0 | 0 | 0 | 0
CT | 0 | 0 | 0 | 0 | 0 | 0
Coal | 0 | 0 | 0 | 0 | 0 | 0
Geo | 0 | 0 | 0 | 0 | 0 | 0
H | 0 | 0 | 0 | 0 | 0 | 0
LFG | 0 | 0 | 0 | 0 | 0 | 0
Nuc | 0 | 0 | 0 | 0 | 0 | 0
PS | 0 | 0 | 0 | 0 | 0 | 0
PV | 0 | 0 | 0 | 0 | 0 | 0
PeakG | 0 | 0 | 0 | 0 | 0 | 0
PeakO | 0 | 0 | 0 | 0 | 0 | 0
ST | 0 | 0 | 0 | 0 | 0 | 0
STOG | 0 | 0 | 0 | 0 | 0 | 0
STWD | 0 | 0 | 0 | 0 | 0 | 0
WT | 0 | 0 | 0 | 0 | 0 | 0
IGCC | 0 | 0 | 0 | 0 | 0 | 0
DemandResponse | 0 | 0 | 0 | 0 | 0 | 0
IGCC-CCS | 0 | 0 | 0 | 0 | 0 | 0
WT_off | 0 | 0 | 0 | 0 | 0 | 0
PseudoUnit | 0 | 0 | 0 | 0 | 0 | 0
FixedInterchange | 0 | 0 | 0 | 0 | 0 | 0
SO2 Emissions (MMshortTons): HQ_NEISO
ReportingType | 2015 | 2020 | 2025 | 2030 | 2035 | 2040
BM | 0 | 0 | 0 | 0 | 0 | 0
CC | 0 | 0 | 0 | 0 | 0 | 0
CSP | 0 | 0 | 0 | 0 | 0 | 0
CT | 0 | 0 | 0 | 0 | 0 | 0
Coal | 0 | 0 | 0 | 0 | 0 | 0
Geo | 0 | 0 | 0 | 0 | 0 | 0
H | 0 | 0 | 0 | 0 | 0 | 0
LFG | 0 | 0 | 0 | 0 | 0 | 0
Nuc | 0 | 0 | 0 | 0 | 0 | 0
PS | 0 | 0 | 0 | 0 | 0 | 0
PV | 0 | 0 | 0 | 0 | 0 | 0
PeakG | 0 | 0 | 0 | 0 | 0 | 0
PeakO | 0 | 0 | 0 | 0 | 0 | 0
ST | 0 | 0 | 0 | 0 | 0 | 0
STOG | 0 | 0 | 0 | 0 | 0 | 0
STWD | 0 | 0 | 0 | 0 | 0 | 0
WT | 0 | 0 | 0 | 0 | 0 | 0
IGCC | 0 | 0 | 0 | 0 | 0 | 0
DemandResponse | 0 | 0 | 0 | 0 | 0 | 0
IGCC-CCS | 0 | 0 | 0 | 0 | 0 | 0
WT_off | 0 | 0 | 0 | 0 | 0 | 0
PseudoUnit | 0 | 0 | 0 | 0 | 0 | 0
FixedInterchange | 0 | 0 | 0 | 0 | 0 | 0
SO2 Emissions (MMshortTons): HQ_NY
ReportingType | 2015 | 2020 | 2025 | 2030 | 2035 | 2040
BM | 0 | 0 | 0 | 0 | 0 | 0
CC | 0 | 0 | 0 | 0 | 0 | 0
CSP | 0 | 0 | 0 | 0 | 0 | 0
CT | 0 | 0 | 0 | 0 | 0 | 0
Coal | 0 | 0 | 0 | 0 | 0 | 0
Geo | 0 | 0 | 0 | 0 | 0 | 0
H | 0 | 0 | 0 | 0 | 0 | 0
LFG | 0 | 0 | 0 | 0 | 0 | 0
Nuc | 0 | 0 | 0 | 0 | 0 | 0
PS | 0 | 0 | 0 | 0 | 0 | 0
PV | 0 | 0 | 0 | 0 | 0 | 0
PeakG | 0 | 0 | 0 | 0 | 0 | 0
PeakO | 0 | 0 | 0 | 0 | 0 | 0
ST | 0 | 0 | 0 | 0 | 0 | 0
STOG | 0 | 0 | 0 | 0 | 0 | 0
STWD | 0 | 0 | 0 | 0 | 0 | 0
WT | 0 | 0 | 0 | 0 | 0 | 0
IGCC | 0 | 0 | 0 | 0 | 0 | 0
DemandResponse | 0 | 0 | 0 | 0 | 0 | 0
IGCC-CCS | 0 | 0 | 0 | 0 | 0 | 0
WT_off | 0 | 0 | 0 | 0 | 0 | 0
PseudoUnit | 0 | 0 | 0 | 0 | 0 | 0
FixedInterchange | 0 | 0 | 0 | 0 | 0 | 0
SO2 Emissions (MMshortTons): MARITIMES
ReportingType | 2015 | 2020 | 2025 | 2030 | 2035 | 2040
BM | 0 | 0 | 0 | 0 | 0 | 0
CC | 0 | 0 | 0 | 0 | 0 | 0
CSP | 0 | 0 | 0 | 0 | 0 | 0
CT | 0 | 0 | 0 | 0 | 0 | 0
Coal | 0 | 0 | 0 | 0 | 0 | 0
Geo | 0 | 0 | 0 | 0 | 0 | 0
H | 0 | 0 | 0 | 0 | 0 | 0
LFG | 0 | 0 | 0 | 0 | 0 | 0
Nuc | 0 | 0 | 0 | 0 | 0 | 0
PS | 0 | 0 | 0 | 0 | 0 | 0
PV | 0 | 0 | 0 | 0 | 0 | 0
PeakG | 0 | 0 | 0 | 0 | 0 | 0
PeakO | 0 | 0 | 0 | 0 | 0 | 0
ST | 0 | 0 | 0 | 0 | 0 | 0
STOG | 0 | 0 | 0 | 0 | 0 | 0
STWD | 0 | 0 | 0 | 0 | 0 | 0
WT | 0 | 0 | 0 | 0 | 0 | 0
IGCC | 0 | 0 | 0 | 0 | 0 | 0
DemandResponse | 0 | 0 | 0 | 0 | 0 | 0
IGCC-CCS | 0 | 0 | 0 | 0 | 0 | 0
WT_off | 0 | 0 | 0 | 0 | 0 | 0
PseudoUnit | 0 | 0 | 0 | 0 | 0 | 0
FixedInterchange | 0 | 0 | 0 | 0 | 0 | 0
SO2 Emissions (MMshortTons): All
ReportingType | 2015 | 2020 | 2025 | 2030 | 2035 | 2040
BM | 0 | 0 | 0 | 0 | 0 | 0
CC | 0 | 0 | 0 | 0 | 0 | 0
CSP | 0 | 0 | 0 | 0 | 0 | 0
CT | 0 | 0 | 0 | 0 | 0 | 0
Coal | 5.22 | 1.76 | 1.87 | 1.79 | 2.19 | 2.2
Geo | 0 | 0 | 0 | 0 | 0 | 0
H | 0 | 0 | 0 | 0 | 0 | 0
LFG | 0 | 0 | 0 | 0 | 0 | 0
Nuc | 0 | 0 | 0 | 0 | 0 | 0
PS | 0 | 0 | 0 | 0 | 0 | 0
PV | 0 | 0 | 0 | 0 | 0 | 0
PeakG | 0 | 0 | 0 | 0 | 0 | 0
PeakO | 0 | 0 | 0 | 0 | 0 | 0
ST | 0 | 0 | 0 | 0 | 0 | 0
STOG | 0 | 0 | 0 | 0 | 0 | 0
STWD | 0 | 0 | 0 | 0 | 0 | 0
WT | 0 | 0 | 0 | 0 | 0 | 0
IGCC | 0 | 0 | 0 | 0 | 0 | 0
DemandResponse | 0 | 0 | 0 | 0 | 0 | 0
IGCC-CCS | 0 | 0 | 0 | 0 | 0 | 0
WT_off | 0 | 0 | 0 | 0 | 0 | 0
PseudoUnit | 0 | 0 | 0 | 0 | 0 | 0
FixedInterchange | 0 | 0 | 0 | 0 | 0 | 0
SO2 Emissions (MMshortTons): EI_US
ReportingType | 2015 | 2020 | 2025 | 2030 | 2035 | 2040
BM | 0 | 0 | 0 | 0 | 0 | 0
CC | 0 | 0 | 0 | 0 | 0 | 0
CSP | 0 | 0 | 0 | 0 | 0 | 0
CT | 0 | 0 | 0 | 0 | 0 | 0
Coal | 4.66 | 1.42 | 1.55 | 1.47 | 1.86 | 1.86
Geo | 0 | 0 | 0 | 0 | 0 | 0
H | 0 | 0 | 0 | 0 | 0 | 0
LFG | 0 | 0 | 0 | 0 | 0 | 0
Nuc | 0 | 0 | 0 | 0 | 0 | 0
PS | 0 | 0 | 0 | 0 | 0 | 0
PV | 0 | 0 | 0 | 0 | 0 | 0
PeakG | 0 | 0 | 0 | 0 | 0 | 0
PeakO | 0 | 0 | 0 | 0 | 0 | 0
ST | 0 | 0 | 0 | 0 | 0 | 0
STOG | 0 | 0 | 0 | 0 | 0 | 0
STWD | 0 | 0 | 0 | 0 | 0 | 0
WT | 0 | 0 | 0 | 0 | 0 | 0
IGCC | 0 | 0 | 0 | 0 | 0 | 0
DemandResponse | 0 | 0 | 0 | 0 | 0 | 0
IGCC-CCS | 0 | 0 | 0 | 0 | 0 | 0
WT_off | 0 | 0 | 0 | 0 | 0 | 0
PseudoUnit | 0 | 0 | 0 | 0 | 0 | 0
FixedInterchange | 0 | 0 | 0 | 0 | 0 | 0
SO2 Emissions (MMshortTons): EI_Canada
ReportingType | 2015 | 2020 | 2025 | 2030 | 2035 | 2040
BM | 0 | 0 | 0 | 0 | 0 | 0
CC | 0 | 0 | 0 | 0 | 0 | 0
CSP | 0 | 0 | 0 | 0 | 0 | 0
CT | 0 | 0 | 0 | 0 | 0 | 0
Coal | 0.01 | 0.02 | 0 | 0 | 0 | 0
Geo | 0 | 0 | 0 | 0 | 0 | 0
H | 0 | 0 | 0 | 0 | 0 | 0
LFG | 0 | 0 | 0 | 0 | 0 | 0
Nuc | 0 | 0 | 0 | 0 | 0 | 0
PS | 0 | 0 | 0 | 0 | 0 | 0
PV | 0 | 0 | 0 | 0 | 0 | 0
PeakG | 0 | 0 | 0 | 0 | 0 | 0
PeakO | 0 | 0 | 0 | 0 | 0 | 0
ST | 0 | 0 | 0 | 0 | 0 | 0
STOG | 0 | 0 | 0 | 0 | 0 | 0
STWD | 0 | 0 | 0 | 0 | 0 | 0
WT | 0 | 0 | 0 | 0 | 0 | 0
IGCC | 0 | 0 | 0 | 0 | 0 | 0
DemandResponse | 0 | 0 | 0 | 0 | 0 | 0
IGCC-CCS | 0 | 0 | 0 | 0 | 0 | 0
WT_off | 0 | 0 | 0 | 0 | 0 | 0
PseudoUnit | 0 | 0 | 0 | 0 | 0 | 0
FixedInterchange | 0 | 0 | 0 | 0 | 0 | 0
SO2 Emissions (MMshortTons): EI
ReportingType | 2015 | 2020 | 2025 | 2030 | 2035 | 2040
BM | 0 | 0 | 0 | 0 | 0 | 0
CC | 0 | 0 | 0 | 0 | 0 | 0
CSP | 0 | 0 | 0 | 0 | 0 | 0
CT | 0 | 0 | 0 | 0 | 0 | 0
Coal | 4.67 | 1.44 | 1.55 | 1.47 | 1.86 | 1.86
Geo | 0 | 0 | 0 | 0 | 0 | 0
H | 0 | 0 | 0 | 0 | 0 | 0
LFG | 0 | 0 | 0 | 0 | 0 | 0
Nuc | 0 | 0 | 0 | 0 | 0 | 0
PS | 0 | 0 | 0 | 0 | 0 | 0
PV | 0 | 0 | 0 | 0 | 0 | 0
PeakG | 0 | 0 | 0 | 0 | 0 | 0
PeakO | 0 | 0 | 0 | 0 | 0 | 0
ST | 0 | 0 | 0 | 0 | 0 | 0
STOG | 0 | 0 | 0 | 0 | 0 | 0
STWD | 0 | 0 | 0 | 0 | 0 | 0
WT | 0 | 0 | 0 | 0 | 0 | 0
IGCC | 0 | 0 | 0 | 0 | 0 | 0
DemandResponse | 0 | 0 | 0 | 0 | 0 | 0
IGCC-CCS | 0 | 0 | 0 | 0 | 0 | 0
WT_off | 0 | 0 | 0 | 0 | 0 | 0
PseudoUnit | 0 | 0 | 0 | 0 | 0 | 0
FixedInterchange | 0 | 0 | 0 | 0 | 0 | 0
SO2 Emissions (MMshortTons): Outside_EI
ReportingType | 2015 | 2020 | 2025 | 2030 | 2035 | 2040
BM | 0 | 0 | 0 | 0 | 0 | 0
CC | 0 | 0 | 0 | 0 | 0 | 0
CSP | 0 | 0 | 0 | 0 | 0 | 0
CT | 0 | 0 | 0 | 0 | 0 | 0
Coal | 0.55 | 0.31 | 0.32 | 0.32 | 0.33 | 0.33
Geo | 0 | 0 | 0 | 0 | 0 | 0
H | 0 | 0 | 0 | 0 | 0 | 0
LFG | 0 | 0 | 0 | 0 | 0 | 0
Nuc | 0 | 0 | 0 | 0 | 0 | 0
PS | 0 | 0 | 0 | 0 | 0 | 0
PV | 0 | 0 | 0 | 0 | 0 | 0
PeakG | 0 | 0 | 0 | 0 | 0 | 0
PeakO | 0 | 0 | 0 | 0 | 0 | 0
ST | 0 | 0 | 0 | 0 | 0 | 0
STOG | 0 | 0 | 0 | 0 | 0 | 0
STWD | 0 | 0 | 0 | 0 | 0 | 0
WT | 0 | 0 | 0 | 0 | 0 | 0
IGCC | 0 | 0 | 0 | 0 | 0 | 0
DemandResponse | 0 | 0 | 0 | 0 | 0 | 0
IGCC-CCS | 0 | 0 | 0 | 0 | 0 | 0
WT_off | 0 | 0 | 0 | 0 | 0 | 0
PseudoUnit | 0 | 0 | 0 | 0 | 0 | 0
FixedInterchange | 0 | 0 | 0 | 0 | 0 | 0
NOx Emissions (MMshortTons): Entergy
ReportingType | 2015 | 2020 | 2025 | 2030 | 2035 | 2040
BM | 0 | 0 | 0 | 0 | 0 | 0
CC | 0 | 0.01 | 0.01 | 0 | 0 | 0
CSP | 0 | 0 | 0 | 0 | 0 | 0
CT | 0 | 0 | 0 | 0 | 0 | 0
Coal | 0.05 | 0.05 | 0.05 | 0.05 | 0.05 | 0.06
Geo | 0 | 0 | 0 | 0 | 0 | 0
H | 0 | 0 | 0 | 0 | 0 | 0
LFG | 0 | 0 | 0 | 0 | 0 | 0
Nuc | 0 | 0 | 0 | 0 | 0 | 0
PS | 0 | 0 | 0 | 0 | 0 | 0
PV | 0 | 0 | 0 | 0 | 0 | 0
PeakG | 0 | 0 | 0 | 0 | 0 | 0
PeakO | 0 | 0 | 0 | 0 | 0 | 0
ST | 0 | 0 | 0 | 0 | 0 | 0
STOG | 0 | 0 | 0 | 0 | 0 | 0
STWD | 0 | 0 | 0 | 0 | 0 | 0
WT | 0 | 0 | 0 | 0 | 0 | 0
IGCC | 0 | 0 | 0 | 0 | 0 | 0
DemandResponse | 0 | 0 | 0 | 0 | 0 | 0
IGCC-CCS | 0 | 0 | 0 | 0 | 0 | 0
WT_off | 0 | 0 | 0 | 0 | 0 | 0
PseudoUnit | 0 | 0 | 0 | 0 | 0 | 0
FixedInterchange | 0 | 0 | 0 | 0 | 0 | 0
NOx Emissions (MMshortTons): FRCC
ReportingType | 2015 | 2020 | 2025 | 2030 | 2035 | 2040
BM | 0 | 0 | 0 | 0 | 0 | 0
CC | 0.01 | 0.01 | 0.01 | 0.01 | 0.01 | 0.01
CSP | 0 | 0 | 0 | 0 | 0 | 0
CT | 0 | 0 | 0 | 0 | 0 | 0
Coal | 0.04 | 0.03 | 0.04 | 0.04 | 0.04 | 0.04
Geo | 0 | 0 | 0 | 0 | 0 | 0
H | 0 | 0 | 0 | 0 | 0 | 0
LFG | 0 | 0 | 0 | 0 | 0 | 0
Nuc | 0 | 0 | 0 | 0 | 0 | 0
PS | 0 | 0 | 0 | 0 | 0 | 0
PV | 0 | 0 | 0 | 0 | 0 | 0
PeakG | 0 | 0 | 0 | 0 | 0 | 0
PeakO | 0 | 0 | 0 | 0 | 0 | 0
ST | 0 | 0 | 0 | 0 | 0 | 0
STOG | 0 | 0 | 0 | 0 | 0 | 0
STWD | 0 | 0 | 0 | 0 | 0 | 0
WT | 0 | 0 | 0 | 0 | 0 | 0
IGCC | 0 | 0 | 0 | 0 | 0 | 0
DemandResponse | 0 | 0 | 0 | 0 | 0 | 0
IGCC-CCS | 0 | 0 | 0 | 0 | 0 | 0
WT_off | 0 | 0 | 0 | 0 | 0 | 0
PseudoUnit | 0 | 0 | 0 | 0 | 0 | 0
FixedInterchange | 0 | 0 | 0 | 0 | 0 | 0
NOx Emissions (MMshortTons): MAPP_US
ReportingType | 2015 | 2020 | 2025 | 2030 | 2035 | 2040
BM | 0 | 0 | 0 | 0 | 0 | 0
CC | 0 | 0 | 0 | 0 | 0 | 0
CSP | 0 | 0 | 0 | 0 | 0 | 0
CT | 0 | 0 | 0 | 0 | 0 | 0
Coal | 0.05 | 0.03 | 0.03 | 0.03 | 0.03 | 0.03
Geo | 0 | 0 | 0 | 0 | 0 | 0
H | 0 | 0 | 0 | 0 | 0 | 0
LFG | 0 | 0 | 0 | 0 | 0 | 0
Nuc | 0 | 0 | 0 | 0 | 0 | 0
PS | 0 | 0 | 0 | 0 | 0 | 0
PV | 0 | 0 | 0 | 0 | 0 | 0
PeakG | 0 | 0 | 0 | 0 | 0 | 0
PeakO | 0 | 0 | 0 | 0 | 0 | 0
ST | 0 | 0 | 0 | 0 | 0 | 0
STOG | 0 | 0 | 0 | 0 | 0 | 0
STWD | 0 | 0 | 0 | 0 | 0 | 0
WT | 0 | 0 | 0 | 0 | 0 | 0
IGCC | 0 | 0 | 0 | 0 | 0 | 0
DemandResponse | 0 | 0 | 0 | 0 | 0 | 0
IGCC-CCS | 0 | 0 | 0 | 0 | 0 | 0
WT_off | 0 | 0 | 0 | 0 | 0 | 0
PseudoUnit | 0 | 0 | 0 | 0 | 0 | 0
FixedInterchange | 0 | 0 | 0 | 0 | 0 | 0
NOx Emissions (MMshortTons): MISO_IN
ReportingType | 2015 | 2020 | 2025 | 2030 | 2035 | 2040
BM | 0 | 0 | 0 | 0 | 0 | 0
CC | 0 | 0 | 0 | 0 | 0 | 0
CSP | 0 | 0 | 0 | 0 | 0 | 0
CT | 0 | 0 | 0 | 0 | 0 | 0
Coal | 0.07 | 0.07 | 0.07 | 0.07 | 0.07 | 0.08
Geo | 0 | 0 | 0 | 0 | 0 | 0
H | 0 | 0 | 0 | 0 | 0 | 0
LFG | 0 | 0 | 0 | 0 | 0 | 0
Nuc | 0 | 0 | 0 | 0 | 0 | 0
PS | 0 | 0 | 0 | 0 | 0 | 0
PV | 0 | 0 | 0 | 0 | 0 | 0
PeakG | 0 | 0 | 0 | 0 | 0 | 0
PeakO | 0 | 0 | 0 | 0 | 0 | 0
ST | 0 | 0 | 0 | 0 | 0 | 0
STOG | 0 | 0 | 0 | 0 | 0 | 0
STWD | 0 | 0 | 0 | 0 | 0 | 0
WT | 0 | 0 | 0 | 0 | 0 | 0
IGCC | 0 | 0 | 0 | 0 | 0 | 0
DemandResponse | 0 | 0 | 0 | 0 | 0 | 0
IGCC-CCS | 0 | 0 | 0 | 0 | 0 | 0
WT_off | 0 | 0 | 0 | 0 | 0 | 0
PseudoUnit | 0 | 0 | 0 | 0 | 0 | 0
FixedInterchange | 0 | 0 | 0 | 0 | 0 | 0
NOx Emissions (MMshortTons): MISO_MI
ReportingType | 2015 | 2020 | 2025 | 2030 | 2035 | 2040
BM | 0 | 0 | 0 | 0 | 0 | 0
CC | 0 | 0 | 0 | 0 | 0 | 0
CSP | 0 | 0 | 0 | 0 | 0 | 0
CT | 0 | 0 | 0 | 0 | 0 | 0
Coal | 0.06 | 0.05 | 0.05 | 0.05 | 0.06 | 0.06
Geo | 0 | 0 | 0 | 0 | 0 | 0
H | 0 | 0 | 0 | 0 | 0 | 0
LFG | 0 | 0 | 0 | 0 | 0 | 0
Nuc | 0 | 0 | 0 | 0 | 0 | 0
PS | 0 | 0 | 0 | 0 | 0 | 0
PV | 0 | 0 | 0 | 0 | 0 | 0
PeakG | 0 | 0 | 0 | 0 | 0 | 0
PeakO | 0 | 0 | 0 | 0 | 0 | 0
ST | 0 | 0 | 0 | 0 | 0 | 0
STOG | 0 | 0 | 0 | 0 | 0 | 0
STWD | 0 | 0 | 0 | 0 | 0 | 0
WT | 0 | 0 | 0 | 0 | 0 | 0
IGCC | 0 | 0 | 0 | 0 | 0 | 0
DemandResponse | 0 | 0 | 0 | 0 | 0 | 0
IGCC-CCS | 0 | 0 | 0 | 0 | 0 | 0
WT_off | 0 | 0 | 0 | 0 | 0 | 0
PseudoUnit | 0 | 0 | 0 | 0 | 0 | 0
FixedInterchange | 0 | 0 | 0 | 0 | 0 | 0
NOx Emissions (MMshortTons): MISO_MO-IL
ReportingType | 2015 | 2020 | 2025 | 2030 | 2035 | 2040
BM | 0 | 0 | 0 | 0 | 0 | 0
CC | 0 | 0 | 0 | 0 | 0 | 0
CSP | 0 | 0 | 0 | 0 | 0 | 0
CT | 0 | 0 | 0 | 0 | 0 | 0
Coal | 0.05 | 0.04 | 0.04 | 0.04 | 0.05 | 0.05
Geo | 0 | 0 | 0 | 0 | 0 | 0
H | 0 | 0 | 0 | 0 | 0 | 0
LFG | 0 | 0 | 0 | 0 | 0 | 0
Nuc | 0 | 0 | 0 | 0 | 0 | 0
PS | 0 | 0 | 0 | 0 | 0 | 0
PV | 0 | 0 | 0 | 0 | 0 | 0
PeakG | 0 | 0 | 0 | 0 | 0 | 0
PeakO | 0 | 0 | 0 | 0 | 0 | 0
ST | 0 | 0 | 0 | 0 | 0 | 0
STOG | 0 | 0 | 0 | 0 | 0 | 0
STWD | 0 | 0 | 0 | 0 | 0 | 0
WT | 0 | 0 | 0 | 0 | 0 | 0
IGCC | 0 | 0 | 0 | 0 | 0 | 0
DemandResponse | 0 | 0 | 0 | 0 | 0 | 0
IGCC-CCS | 0 | 0 | 0 | 0 | 0 | 0
WT_off | 0 | 0 | 0 | 0 | 0 | 0
PseudoUnit | 0 | 0 | 0 | 0 | 0 | 0
FixedInterchange | 0 | 0 | 0 | 0 | 0 | 0
NOx Emissions (MMshortTons): MISO_W
ReportingType | 2015 | 2020 | 2025 | 2030 | 2035 | 2040
BM | 0 | 0 | 0 | 0 | 0 | 0
CC | 0 | 0 | 0 | 0 | 0 | 0
CSP | 0 | 0 | 0 | 0 | 0 | 0
CT | 0 | 0 | 0 | 0 | 0 | 0
Coal | 0.09 | 0.09 | 0.09 | 0.09 | 0.09 | 0.1
Geo | 0 | 0 | 0 | 0 | 0 | 0
H | 0 | 0 | 0 | 0 | 0 | 0
LFG | 0 | 0 | 0 | 0 | 0 | 0
Nuc | 0 | 0 | 0 | 0 | 0 | 0
PS | 0 | 0 | 0 | 0 | 0 | 0
PV | 0 | 0 | 0 | 0 | 0 | 0
PeakG | 0 | 0 | 0 | 0 | 0 | 0
PeakO | 0 | 0 | 0 | 0 | 0 | 0
ST | 0 | 0 | 0 | 0 | 0 | 0
STOG | 0 | 0 | 0 | 0 | 0 | 0
STWD | 0 | 0 | 0 | 0 | 0 | 0
WT | 0 | 0 | 0 | 0 | 0 | 0
IGCC | 0 | 0 | 0 | 0 | 0 | 0
DemandResponse | 0 | 0 | 0 | 0 | 0 | 0
IGCC-CCS | 0 | 0 | 0 | 0 | 0 | 0
WT_off | 0 | 0 | 0 | 0 | 0 | 0
PseudoUnit | 0 | 0 | 0 | 0 | 0 | 0
FixedInterchange | 0 | 0 | 0 | 0 | 0 | 0
NOx Emissions (MMshortTons): MISO_WUMS
ReportingType | 2015 | 2020 | 2025 | 2030 | 2035 | 2040
BM | 0 | 0 | 0 | 0 | 0 | 0
CC | 0 | 0 | 0 | 0 | 0 | 0
CSP | 0 | 0 | 0 | 0 | 0 | 0
CT | 0 | 0 | 0 | 0 | 0 | 0
Coal | 0.01 | 0.01 | 0.01 | 0.01 | 0.01 | 0.01
Geo | 0 | 0 | 0 | 0 | 0 | 0
H | 0 | 0 | 0 | 0 | 0 | 0
LFG | 0 | 0 | 0 | 0 | 0 | 0
Nuc | 0 | 0 | 0 | 0 | 0 | 0
PS | 0 | 0 | 0 | 0 | 0 | 0
PV | 0 | 0 | 0 | 0 | 0 | 0
PeakG | 0 | 0 | 0 | 0 | 0 | 0
PeakO | 0 | 0 | 0 | 0 | 0 | 0
ST | 0 | 0 | 0 | 0 | 0 | 0
STOG | 0 | 0 | 0 | 0 | 0 | 0
STWD | 0 | 0 | 0 | 0 | 0 | 0
WT | 0 | 0 | 0 | 0 | 0 | 0
IGCC | 0 | 0 | 0 | 0 | 0 | 0
DemandResponse | 0 | 0 | 0 | 0 | 0 | 0
IGCC-CCS | 0 | 0 | 0 | 0 | 0 | 0
WT_off | 0 | 0 | 0 | 0 | 0 | 0
PseudoUnit | 0 | 0 | 0 | 0 | 0 | 0
FixedInterchange | 0 | 0 | 0 | 0 | 0 | 0
NOx Emissions (MMshortTons): Nebraska
ReportingType | 2015 | 2020 | 2025 | 2030 | 2035 | 2040
BM | 0 | 0 | 0 | 0 | 0 | 0
CC | 0 | 0 | 0 | 0 | 0 | 0
CSP | 0 | 0 | 0 | 0 | 0 | 0
CT | 0 | 0 | 0 | 0 | 0 | 0
Coal | 0.04 | 0.04 | 0.04 | 0.04 | 0.04 | 0.05
Geo | 0 | 0 | 0 | 0 | 0 | 0
H | 0 | 0 | 0 | 0 | 0 | 0
LFG | 0 | 0 | 0 | 0 | 0 | 0
Nuc | 0 | 0 | 0 | 0 | 0 | 0
PS | 0 | 0 | 0 | 0 | 0 | 0
PV | 0 | 0 | 0 | 0 | 0 | 0
PeakG | 0 | 0 | 0 | 0 | 0 | 0
PeakO | 0 | 0 | 0 | 0 | 0 | 0
ST | 0 | 0 | 0 | 0 | 0 | 0
STOG | 0 | 0 | 0 | 0 | 0 | 0
STWD | 0 | 0 | 0 | 0 | 0 | 0
WT | 0 | 0 | 0 | 0 | 0 | 0
IGCC | 0 | 0 | 0 | 0 | 0 | 0
DemandResponse | 0 | 0 | 0 | 0 | 0 | 0
IGCC-CCS | 0 | 0 | 0 | 0 | 0 | 0
WT_off | 0 | 0 | 0 | 0 | 0 | 0
PseudoUnit | 0 | 0 | 0 | 0 | 0 | 0
FixedInterchange | 0 | 0 | 0 | 0 | 0 | 0
NOx Emissions (MMshortTons): NEISO
ReportingType | 2015 | 2020 | 2025 | 2030 | 2035 | 2040
BM | 0 | 0 | 0 | 0 | 0 | 0
CC | 0 | 0 | 0 | 0 | 0 | 0
CSP | 0 | 0 | 0 | 0 | 0 | 0
CT | 0 | 0 | 0 | 0 | 0 | 0
Coal | 0 | 0 | 0 | 0 | 0 | 0
Geo | 0 | 0 | 0 | 0 | 0 | 0
H | 0 | 0 | 0 | 0 | 0 | 0
LFG | 0 | 0 | 0 | 0 | 0 | 0
Nuc | 0 | 0 | 0 | 0 | 0 | 0
PS | 0 | 0 | 0 | 0 | 0 | 0
PV | 0 | 0 | 0 | 0 | 0 | 0
PeakG | 0 | 0 | 0 | 0 | 0 | 0
PeakO | 0 | 0 | 0 | 0 | 0 | 0
ST | 0 | 0 | 0 | 0 | 0 | 0
STOG | 0 | 0 | 0 | 0 | 0 | 0
STWD | 0 | 0 | 0 | 0 | 0 | 0
WT | 0 | 0 | 0 | 0 | 0 | 0
IGCC | 0 | 0 | 0 | 0 | 0 | 0
DemandResponse | 0 | 0 | 0 | 0 | 0 | 0
IGCC-CCS | 0 | 0 | 0 | 0 | 0 | 0
WT_off | 0 | 0 | 0 | 0 | 0 | 0
PseudoUnit | 0 | 0 | 0 | 0 | 0 | 0
FixedInterchange | 0 | 0 | 0 | 0 | 0 | 0
NOx Emissions (MMshortTons): NonRTO_Midwest
ReportingType | 2015 | 2020 | 2025 | 2030 | 2035 | 2040
BM | 0 | 0 | 0 | 0 | 0 | 0
CC | 0 | 0 | 0 | 0 | 0 | 0
CSP | 0 | 0 | 0 | 0 | 0 | 0
CT | 0 | 0 | 0 | 0 | 0 | 0
Coal | 0.04 | 0.04 | 0.04 | 0.04 | 0.04 | 0.05
Geo | 0 | 0 | 0 | 0 | 0 | 0
H | 0 | 0 | 0 | 0 | 0 | 0
LFG | 0 | 0 | 0 | 0 | 0 | 0
Nuc | 0 | 0 | 0 | 0 | 0 | 0
PS | 0 | 0 | 0 | 0 | 0 | 0
PV | 0 | 0 | 0 | 0 | 0 | 0
PeakG | 0 | 0 | 0 | 0 | 0 | 0
PeakO | 0 | 0 | 0 | 0 | 0 | 0
ST | 0 | 0 | 0 | 0 | 0 | 0
STOG | 0 | 0 | 0 | 0 | 0 | 0
STWD | 0 | 0 | 0 | 0 | 0 | 0
WT | 0 | 0 | 0 | 0 | 0 | 0
IGCC | 0 | 0 | 0 | 0 | 0 | 0
DemandResponse | 0 | 0 | 0 | 0 | 0 | 0
IGCC-CCS | 0 | 0 | 0 | 0 | 0 | 0
WT_off | 0 | 0 | 0 | 0 | 0 | 0
PseudoUnit | 0 | 0 | 0 | 0 | 0 | 0
FixedInterchange | 0 | 0 | 0 | 0 | 0 | 0
NOx Emissions (MMshortTons): NYISO_A-F
ReportingType | 2015 | 2020 | 2025 | 2030 | 2035 | 2040
BM | 0 | 0 | 0 | 0 | 0 | 0
CC | 0 | 0 | 0 | 0 | 0 | 0
CSP | 0 | 0 | 0 | 0 | 0 | 0
CT | 0 | 0 | 0 | 0 | 0 | 0
Coal | 0 | 0 | 0 | 0 | 0 | 0
Geo | 0 | 0 | 0 | 0 | 0 | 0
H | 0 | 0 | 0 | 0 | 0 | 0
LFG | 0 | 0 | 0 | 0 | 0 | 0
Nuc | 0 | 0 | 0 | 0 | 0 | 0
PS | 0 | 0 | 0 | 0 | 0 | 0
PV | 0 | 0 | 0 | 0 | 0 | 0
PeakG | 0 | 0 | 0 | 0 | 0 | 0
PeakO | 0 | 0 | 0 | 0 | 0 | 0
ST | 0 | 0 | 0 | 0 | 0 | 0
STOG | 0 | 0 | 0 | 0 | 0 | 0
STWD | 0 | 0 | 0 | 0 | 0 | 0
WT | 0 | 0 | 0 | 0 | 0 | 0
IGCC | 0 | 0 | 0 | 0 | 0 | 0
DemandResponse | 0 | 0 | 0 | 0 | 0 | 0
IGCC-CCS | 0 | 0 | 0 | 0 | 0 | 0
WT_off | 0 | 0 | 0 | 0 | 0 | 0
PseudoUnit | 0 | 0 | 0 | 0 | 0 | 0
FixedInterchange | 0 | 0 | 0 | 0 | 0 | 0
NOx Emissions (MMshortTons): NYISO_G-I
ReportingType | 2015 | 2020 | 2025 | 2030 | 2035 | 2040
BM | 0 | 0 | 0 | 0 | 0 | 0
CC | 0 | 0 | 0 | 0 | 0 | 0
CSP | 0 | 0 | 0 | 0 | 0 | 0
CT | 0 | 0 | 0 | 0 | 0 | 0
Coal | 0 | 0 | 0 | 0 | 0 | 0
Geo | 0 | 0 | 0 | 0 | 0 | 0
H | 0 | 0 | 0 | 0 | 0 | 0
LFG | 0 | 0 | 0 | 0 | 0 | 0
Nuc | 0 | 0 | 0 | 0 | 0 | 0
PS | 0 | 0 | 0 | 0 | 0 | 0
PV | 0 | 0 | 0 | 0 | 0 | 0
PeakG | 0 | 0 | 0 | 0 | 0 | 0
PeakO | 0 | 0 | 0 | 0 | 0 | 0
ST | 0 | 0 | 0 | 0 | 0 | 0
STOG | 0 | 0 | 0 | 0 | 0 | 0
STWD | 0 | 0 | 0 | 0 | 0 | 0
WT | 0 | 0 | 0 | 0 | 0 | 0
IGCC | 0 | 0 | 0 | 0 | 0 | 0
DemandResponse | 0 | 0 | 0 | 0 | 0 | 0
IGCC-CCS | 0 | 0 | 0 | 0 | 0 | 0
WT_off | 0 | 0 | 0 | 0 | 0 | 0
PseudoUnit | 0 | 0 | 0 | 0 | 0 | 0
FixedInterchange | 0 | 0 | 0 | 0 | 0 | 0
NOx Emissions (MMshortTons): NYISO_J-K
ReportingType | 2015 | 2020 | 2025 | 2030 | 2035 | 2040
BM | 0 | 0 | 0 | 0 | 0 | 0
CC | 0 | 0 | 0 | 0 | 0 | 0
CSP | 0 | 0 | 0 | 0 | 0 | 0
CT | 0 | 0 | 0 | 0 | 0 | 0
Coal | 0 | 0 | 0 | 0 | 0 | 0
Geo | 0 | 0 | 0 | 0 | 0 | 0
H | 0 | 0 | 0 | 0 | 0 | 0
LFG | 0 | 0 | 0 | 0 | 0 | 0
Nuc | 0 | 0 | 0 | 0 | 0 | 0
PS | 0 | 0 | 0 | 0 | 0 | 0
PV | 0 | 0 | 0 | 0 | 0 | 0
PeakG | 0 | 0 | 0 | 0 | 0 | 0
PeakO | 0 | 0 | 0 | 0 | 0 | 0
ST | 0 | 0 | 0 | 0 | 0 | 0
STOG | 0 | 0 | 0 | 0 | 0 | 0
STWD | 0 | 0 | 0 | 0 | 0 | 0
WT | 0 | 0 | 0 | 0 | 0 | 0
IGCC | 0 | 0 | 0 | 0 | 0 | 0
DemandResponse | 0 | 0 | 0 | 0 | 0 | 0
IGCC-CCS | 0 | 0 | 0 | 0 | 0 | 0
WT_off | 0 | 0 | 0 | 0 | 0 | 0
PseudoUnit | 0 | 0 | 0 | 0 | 0 | 0
FixedInterchange | 0 | 0 | 0 | 0 | 0 | 0
NOx Emissions (MMshortTons): PJM_E
ReportingType | 2015 | 2020 | 2025 | 2030 | 2035 | 2040
BM | 0 | 0 | 0 | 0 | 0 | 0
CC | 0 | 0 | 0 | 0 | 0 | 0
CSP | 0 | 0 | 0 | 0 | 0 | 0
CT | 0 | 0 | 0 | 0 | 0 | 0
Coal | 0 | 0 | 0 | 0 | 0 | 0
Geo | 0 | 0 | 0 | 0 | 0 | 0
H | 0 | 0 | 0 | 0 | 0 | 0
LFG | 0 | 0 | 0 | 0 | 0 | 0
Nuc | 0 | 0 | 0 | 0 | 0 | 0
PS | 0 | 0 | 0 | 0 | 0 | 0
PV | 0 | 0 | 0 | 0 | 0 | 0
PeakG | 0 | 0 | 0 | 0 | 0 | 0
PeakO | 0 | 0 | 0 | 0 | 0 | 0
ST | 0 | 0 | 0 | 0 | 0 | 0
STOG | 0 | 0 | 0 | 0 | 0 | 0
STWD | 0 | 0 | 0 | 0 | 0 | 0
WT | 0 | 0 | 0 | 0 | 0 | 0
IGCC | 0 | 0 | 0 | 0 | 0 | 0
DemandResponse | 0 | 0 | 0 | 0 | 0 | 0
IGCC-CCS | 0 | 0 | 0 | 0 | 0 | 0
WT_off | 0 | 0 | 0 | 0 | 0 | 0
PseudoUnit | 0 | 0 | 0 | 0 | 0 | 0
FixedInterchange | 0 | 0 | 0 | 0 | 0 | 0
NOx Emissions (MMshortTons): PJM_ROM
ReportingType | 2015 | 2020 | 2025 | 2030 | 2035 | 2040
BM | 0 | 0 | 0 | 0 | 0 | 0
CC | 0 | 0 | 0 | 0 | 0 | 0.01
CSP | 0 | 0 | 0 | 0 | 0 | 0
CT | 0 | 0 | 0 | 0 | 0 | 0
Coal | 0.04 | 0.03 | 0.03 | 0.02 | 0.03 | 0.03
Geo | 0 | 0 | 0 | 0 | 0 | 0
H | 0 | 0 | 0 | 0 | 0 | 0
LFG | 0 | 0 | 0 | 0 | 0 | 0
Nuc | 0 | 0 | 0 | 0 | 0 | 0
PS | 0 | 0 | 0 | 0 | 0 | 0
PV | 0 | 0 | 0 | 0 | 0 | 0
PeakG | 0 | 0 | 0 | 0 | 0 | 0
PeakO | 0 | 0 | 0 | 0 | 0 | 0
ST | 0 | 0 | 0 | 0 | 0 | 0
STOG | 0 | 0 | 0 | 0 | 0 | 0
STWD | 0 | 0 | 0 | 0 | 0 | 0
WT | 0 | 0 | 0 | 0 | 0 | 0
IGCC | 0 | 0 | 0 | 0 | 0 | 0
DemandResponse | 0 | 0 | 0 | 0 | 0 | 0
IGCC-CCS | 0 | 0 | 0 | 0 | 0 | 0
WT_off | 0 | 0 | 0 | 0 | 0 | 0
PseudoUnit | 0 | 0 | 0 | 0 | 0 | 0
FixedInterchange | 0 | 0 | 0 | 0 | 0 | 0
NOx Emissions (MMshortTons): PJM_ROR
ReportingType | 2015 | 2020 | 2025 | 2030 | 2035 | 2040
BM | 0 | 0 | 0 | 0 | 0 | 0
CC | 0 | 0 | 0 | 0 | 0 | 0
CSP | 0 | 0 | 0 | 0 | 0 | 0
CT | 0 | 0 | 0 | 0 | 0 | 0
Coal | 0.27 | 0.17 | 0.17 | 0.16 | 0.17 | 0.17
Geo | 0 | 0 | 0 | 0 | 0 | 0
H | 0 | 0 | 0 | 0 | 0 | 0
LFG | 0 | 0 | 0 | 0 | 0 | 0
Nuc | 0 | 0 | 0 | 0 | 0 | 0
PS | 0 | 0 | 0 | 0 | 0 | 0
PV | 0 | 0 | 0 | 0 | 0 | 0
PeakG | 0 | 0 | 0 | 0 | 0 | 0
PeakO | 0 | 0 | 0 | 0 | 0 | 0
ST | 0 | 0 | 0 | 0 | 0 | 0
STOG | 0 | 0 | 0 | 0 | 0 | 0
STWD | 0 | 0 | 0 | 0 | 0 | 0
WT | 0 | 0 | 0 | 0 | 0 | 0
IGCC | 0 | 0 | 0 | 0 | 0 | 0
DemandResponse | 0 | 0 | 0 | 0 | 0 | 0
IGCC-CCS | 0 | 0 | 0 | 0 | 0 | 0
WT_off | 0 | 0 | 0 | 0 | 0 | 0
PseudoUnit | 0 | 0 | 0 | 0 | 0 | 0
FixedInterchange | 0 | 0 | 0 | 0 | 0 | 0
NOx Emissions (MMshortTons): SOCO
ReportingType | 2015 | 2020 | 2025 | 2030 | 2035 | 2040
BM | 0 | 0 | 0 | 0 | 0 | 0
CC | 0.01 | 0.01 | 0.01 | 0 | 0 | 0
CSP | 0 | 0 | 0 | 0 | 0 | 0
CT | 0 | 0 | 0 | 0 | 0 | 0
Coal | 0.06 | 0.05 | 0.05 | 0.05 | 0.05 | 0.06
Geo | 0 | 0 | 0 | 0 | 0 | 0
H | 0 | 0 | 0 | 0 | 0 | 0
LFG | 0 | 0 | 0 | 0 | 0 | 0
Nuc | 0 | 0 | 0 | 0 | 0 | 0
PS | 0 | 0 | 0 | 0 | 0 | 0
PV | 0 | 0 | 0 | 0 | 0 | 0
PeakG | 0 | 0 | 0 | 0 | 0 | 0
PeakO | 0 | 0 | 0 | 0 | 0 | 0
ST | 0 | 0 | 0 | 0 | 0 | 0
STOG | 0 | 0 | 0 | 0 | 0 | 0
STWD | 0 | 0 | 0 | 0 | 0 | 0
WT | 0 | 0 | 0 | 0 | 0 | 0
IGCC | 0 | 0 | 0 | 0 | 0 | 0
DemandResponse | 0 | 0 | 0 | 0 | 0 | 0
IGCC-CCS | 0 | 0 | 0 | 0 | 0 | 0
WT_off | 0 | 0 | 0 | 0 | 0 | 0
PseudoUnit | 0 | 0 | 0 | 0 | 0 | 0
FixedInterchange | 0 | 0 | 0 | 0 | 0 | 0
NOx Emissions (MMshortTons): SPP_N
ReportingType | 2015 | 2020 | 2025 | 2030 | 2035 | 2040
BM | 0 | 0 | 0 | 0 | 0 | 0
CC | 0 | 0 | 0 | 0 | 0 | 0
CSP | 0 | 0 | 0 | 0 | 0 | 0
CT | 0 | 0 | 0 | 0 | 0 | 0
Coal | 0.07 | 0.06 | 0.06 | 0.06 | 0.06 | 0.06
Geo | 0 | 0 | 0 | 0 | 0 | 0
H | 0 | 0 | 0 | 0 | 0 | 0
LFG | 0 | 0 | 0 | 0 | 0 | 0
Nuc | 0 | 0 | 0 | 0 | 0 | 0
PS | 0 | 0 | 0 | 0 | 0 | 0
PV | 0 | 0 | 0 | 0 | 0 | 0
PeakG | 0 | 0 | 0 | 0 | 0 | 0
PeakO | 0 | 0 | 0 | 0 | 0 | 0
ST | 0 | 0 | 0 | 0 | 0 | 0
STOG | 0 | 0 | 0 | 0 | 0 | 0
STWD | 0 | 0 | 0 | 0 | 0 | 0
WT | 0 | 0 | 0 | 0 | 0 | 0
IGCC | 0 | 0 | 0 | 0 | 0 | 0
DemandResponse | 0 | 0 | 0 | 0 | 0 | 0
IGCC-CCS | 0 | 0 | 0 | 0 | 0 | 0
WT_off | 0 | 0 | 0 | 0 | 0 | 0
PseudoUnit | 0 | 0 | 0 | 0 | 0 | 0
FixedInterchange | 0 | 0 | 0 | 0 | 0 | 0
NOx Emissions (MMshortTons): SPP_S
ReportingType | 2015 | 2020 | 2025 | 2030 | 2035 | 2040
BM | 0 | 0 | 0 | 0 | 0 | 0
CC | 0 | 0 | 0 | 0 | 0 | 0
CSP | 0 | 0 | 0 | 0 | 0 | 0
CT | 0 | 0 | 0 | 0 | 0 | 0
Coal | 0.11 | 0.1 | 0.09 | 0.08 | 0.1 | 0.09
Geo | 0 | 0 | 0 | 0 | 0 | 0
H | 0 | 0 | 0 | 0 | 0 | 0
LFG | 0 | 0 | 0 | 0 | 0 | 0
Nuc | 0 | 0 | 0 | 0 | 0 | 0
PS | 0 | 0 | 0 | 0 | 0 | 0
PV | 0 | 0 | 0 | 0 | 0 | 0
PeakG | 0 | 0 | 0 | 0 | 0 | 0
PeakO | 0 | 0 | 0 | 0 | 0 | 0
ST | 0 | 0 | 0 | 0 | 0 | 0
STOG | 0 | 0 | 0 | 0 | 0 | 0
STWD | 0 | 0 | 0 | 0 | 0 | 0
WT | 0 | 0 | 0 | 0 | 0 | 0
IGCC | 0 | 0 | 0 | 0 | 0 | 0
DemandResponse | 0 | 0 | 0 | 0 | 0 | 0
IGCC-CCS | 0 | 0 | 0 | 0 | 0 | 0
WT_off | 0 | 0 | 0 | 0 | 0 | 0
PseudoUnit | 0 | 0 | 0 | 0 | 0 | 0
FixedInterchange | 0 | 0 | 0 | 0 | 0 | 0
NOx Emissions (MMshortTons): TVA
ReportingType | 2015 | 2020 | 2025 | 2030 | 2035 | 2040
BM | 0 | 0 | 0 | 0 | 0 | 0
CC | 0 | 0 | 0 | 0 | 0 | 0
CSP | 0 | 0 | 0 | 0 | 0 | 0
CT | 0 | 0 | 0 | 0 | 0 | 0
Coal | 0.07 | 0.05 | 0.05 | 0.05 | 0.05 | 0.06
Geo | 0 | 0 | 0 | 0 | 0 | 0
H | 0 | 0 | 0 | 0 | 0 | 0
LFG | 0 | 0 | 0 | 0 | 0 | 0
Nuc | 0 | 0 | 0 | 0 | 0 | 0
PS | 0 | 0 | 0 | 0 | 0 | 0
PV | 0 | 0 | 0 | 0 | 0 | 0
PeakG | 0 | 0 | 0 | 0 | 0 | 0
PeakO | 0 | 0 | 0 | 0 | 0 | 0
ST | 0 | 0 | 0 | 0 | 0 | 0
STOG | 0 | 0 | 0 | 0 | 0 | 0
STWD | 0 | 0 | 0 | 0 | 0 | 0
WT | 0 | 0 | 0 | 0 | 0 | 0
IGCC | 0 | 0 | 0 | 0 | 0 | 0
DemandResponse | 0 | 0 | 0 | 0 | 0 | 0
IGCC-CCS | 0 | 0 | 0 | 0 | 0 | 0
WT_off | 0 | 0 | 0 | 0 | 0 | 0
PseudoUnit | 0 | 0 | 0 | 0 | 0 | 0
FixedInterchange | 0 | 0 | 0 | 0 | 0 | 0
NOx Emissions (MMshortTons): TVA_Transmission
ReportingType | 2015 | 2020 | 2025 | 2030 | 2035 | 2040
BM | 0 | 0 | 0 | 0 | 0 | 0
CC | 0 | 0 | 0 | 0 | 0 | 0
CSP | 0 | 0 | 0 | 0 | 0 | 0
CT | 0 | 0 | 0 | 0 | 0 | 0
Coal | 0 | 0 | 0 | 0 | 0 | 0
Geo | 0 | 0 | 0 | 0 | 0 | 0
H | 0 | 0 | 0 | 0 | 0 | 0
LFG | 0 | 0 | 0 | 0 | 0 | 0
Nuc | 0 | 0 | 0 | 0 | 0 | 0
PS | 0 | 0 | 0 | 0 | 0 | 0
PV | 0 | 0 | 0 | 0 | 0 | 0
PeakG | 0 | 0 | 0 | 0 | 0 | 0
PeakO | 0 | 0 | 0 | 0 | 0 | 0
ST | 0 | 0 | 0 | 0 | 0 | 0
STOG | 0 | 0 | 0 | 0 | 0 | 0
STWD | 0 | 0 | 0 | 0 | 0 | 0
WT | 0 | 0 | 0 | 0 | 0 | 0
IGCC | 0 | 0 | 0 | 0 | 0 | 0
DemandResponse | 0 | 0 | 0 | 0 | 0 | 0
IGCC-CCS | 0 | 0 | 0 | 0 | 0 | 0
WT_off | 0 | 0 | 0 | 0 | 0 | 0
PseudoUnit | 0 | 0 | 0 | 0 | 0 | 0
FixedInterchange | 0 | 0 | 0 | 0 | 0 | 0
NOx Emissions (MMshortTons): VACAR
ReportingType | 2015 | 2020 | 2025 | 2030 | 2035 | 2040
BM | 0 | 0 | 0 | 0 | 0 | 0
CC | 0 | 0 | 0 | 0 | 0 | 0
CSP | 0 | 0 | 0 | 0 | 0 | 0
CT | 0 | 0 | 0 | 0 | 0 | 0
Coal | 0.05 | 0.02 | 0.02 | 0.01 | 0.02 | 0.03
Geo | 0 | 0 | 0 | 0 | 0 | 0
H | 0 | 0 | 0 | 0 | 0 | 0
LFG | 0 | 0 | 0 | 0 | 0 | 0
Nuc | 0 | 0 | 0 | 0 | 0 | 0
PS | 0 | 0 | 0 | 0 | 0 | 0
PV | 0 | 0 | 0 | 0 | 0 | 0
PeakG | 0 | 0 | 0 | 0 | 0 | 0
PeakO | 0 | 0 | 0 | 0 | 0 | 0
ST | 0 | 0 | 0 | 0 | 0 | 0
STOG | 0 | 0 | 0 | 0 | 0 | 0
STWD | 0 | 0 | 0 | 0 | 0 | 0
WT | 0 | 0 | 0 | 0 | 0 | 0
IGCC | 0 | 0 | 0 | 0 | 0 | 0
DemandResponse | 0 | 0 | 0 | 0 | 0 | 0
IGCC-CCS | 0 | 0 | 0 | 0 | 0 | 0
WT_off | 0 | 0 | 0 | 0 | 0 | 0
PseudoUnit | 0 | 0 | 0 | 0 | 0 | 0
FixedInterchange | 0 | 0 | 0 | 0 | 0 | 0
NOx Emissions (MMshortTons): IESO
ReportingType | 2015 | 2020 | 2025 | 2030 | 2035 | 2040
BM | 0 | 0 | 0 | 0 | 0 | 0
CC | 0 | 0 | 0 | 0 | 0 | 0
CSP | 0 | 0 | 0 | 0 | 0 | 0
CT | 0 | 0 | 0 | 0 | 0 | 0
Coal | 0 | 0 | 0 | 0 | 0 | 0
Geo | 0 | 0 | 0 | 0 | 0 | 0
H | 0 | 0 | 0 | 0 | 0 | 0
LFG | 0 | 0 | 0 | 0 | 0 | 0
Nuc | 0 | 0 | 0 | 0 | 0 | 0
PS | 0 | 0 | 0 | 0 | 0 | 0
PV | 0 | 0 | 0 | 0 | 0 | 0
PeakG | 0 | 0 | 0 | 0 | 0 | 0
PeakO | 0 | 0 | 0 | 0 | 0 | 0
ST | 0 | 0 | 0 | 0 | 0 | 0
STOG | 0 | 0 | 0 | 0 | 0 | 0
STWD | 0 | 0 | 0 | 0 | 0 | 0
WT | 0 | 0 | 0 | 0 | 0 | 0
IGCC | 0 | 0 | 0 | 0 | 0 | 0
DemandResponse | 0 | 0 | 0 | 0 | 0 | 0
IGCC-CCS | 0 | 0 | 0 | 0 | 0 | 0
WT_off | 0 | 0 | 0 | 0 | 0 | 0
PseudoUnit | 0 | 0 | 0 | 0 | 0 | 0
FixedInterchange | 0 | 0 | 0 | 0 | 0 | 0
NOx Emissions (MMshortTons): MAPP_CA
ReportingType | 2015 | 2020 | 2025 | 2030 | 2035 | 2040
BM | 0 | 0 | 0 | 0 | 0 | 0
CC | 0 | 0 | 0 | 0 | 0 | 0
CSP | 0 | 0 | 0 | 0 | 0 | 0
CT | 0 | 0 | 0 | 0 | 0 | 0
Coal | 0 | 0 | 0 | 0 | 0 | 0
Geo | 0 | 0 | 0 | 0 | 0 | 0
H | 0 | 0 | 0 | 0 | 0 | 0
LFG | 0 | 0 | 0 | 0 | 0 | 0
Nuc | 0 | 0 | 0 | 0 | 0 | 0
PS | 0 | 0 | 0 | 0 | 0 | 0
PV | 0 | 0 | 0 | 0 | 0 | 0
PeakG | 0 | 0 | 0 | 0 | 0 | 0
PeakO | 0 | 0 | 0 | 0 | 0 | 0
ST | 0 | 0 | 0 | 0 | 0 | 0
STOG | 0 | 0 | 0 | 0 | 0 | 0
STWD | 0 | 0 | 0 | 0 | 0 | 0
WT | 0 | 0 | 0 | 0 | 0 | 0
IGCC | 0 | 0 | 0 | 0 | 0 | 0
DemandResponse | 0 | 0 | 0 | 0 | 0 | 0
IGCC-CCS | 0 | 0 | 0 | 0 | 0 | 0
WT_off | 0 | 0 | 0 | 0 | 0 | 0
PseudoUnit | 0 | 0 | 0 | 0 | 0 | 0
FixedInterchange | 0 | 0 | 0 | 0 | 0 | 0
NOx Emissions (MMshortTons): AZ_NM_SNV_Coal
ReportingType | 2015 | 2020 | 2025 | 2030 | 2035 | 2040
BM | 0 | 0 | 0 | 0 | 0 | 0
CC | 0 | 0 | 0 | 0 | 0 | 0
CSP | 0 | 0 | 0 | 0 | 0 | 0
CT | 0 | 0 | 0 | 0 | 0 | 0
Coal | 0.12 | 0.12 | 0.12 | 0.12 | 0.12 | 0.14
Geo | 0 | 0 | 0 | 0 | 0 | 0
H | 0 | 0 | 0 | 0 | 0 | 0
LFG | 0 | 0 | 0 | 0 | 0 | 0
Nuc | 0 | 0 | 0 | 0 | 0 | 0
PS | 0 | 0 | 0 | 0 | 0 | 0
PV | 0 | 0 | 0 | 0 | 0 | 0
PeakG | 0 | 0 | 0 | 0 | 0 | 0
PeakO | 0 | 0 | 0 | 0 | 0 | 0
ST | 0 | 0 | 0 | 0 | 0 | 0
STOG | 0 | 0 | 0 | 0 | 0 | 0
STWD | 0 | 0 | 0 | 0 | 0 | 0
WT | 0 | 0 | 0 | 0 | 0 | 0
IGCC | 0 | 0 | 0 | 0 | 0 | 0
DemandResponse | 0 | 0 | 0 | 0 | 0 | 0
IGCC-CCS | 0 | 0 | 0 | 0 | 0 | 0
WT_off | 0 | 0 | 0 | 0 | 0 | 0
PseudoUnit | 0 | 0 | 0 | 0 | 0 | 0
FixedInterchange | 0 | 0 | 0 | 0 | 0 | 0
NOx Emissions (MMshortTons): AZ_NM_SNV_Gas
ReportingType | 2015 | 2020 | 2025 | 2030 | 2035 | 2040
BM | 0 | 0 | 0 | 0 | 0 | 0
CC | 0.01 | 0.01 | 0.01 | 0.01 | 0.01 | 0.01
CSP | 0 | 0 | 0 | 0 | 0 | 0
CT | 0 | 0 | 0 | 0 | 0 | 0
Coal | 0 | 0 | 0 | 0 | 0 | 0
Geo | 0 | 0 | 0 | 0 | 0 | 0
H | 0 | 0 | 0 | 0 | 0 | 0
LFG | 0 | 0 | 0 | 0 | 0 | 0
Nuc | 0 | 0 | 0 | 0 | 0 | 0
PS | 0 | 0 | 0 | 0 | 0 | 0
PV | 0 | 0 | 0 | 0 | 0 | 0
PeakG | 0 | 0 | 0 | 0 | 0 | 0
PeakO | 0 | 0 | 0 | 0 | 0 | 0
ST | 0 | 0 | 0 | 0 | 0 | 0
STOG | 0 | 0 | 0 | 0 | 0 | 0
STWD | 0 | 0 | 0 | 0 | 0 | 0
WT | 0 | 0 | 0 | 0 | 0 | 0
IGCC | 0 | 0 | 0 | 0 | 0 | 0
DemandResponse | 0 | 0 | 0 | 0 | 0 | 0
IGCC-CCS | 0 | 0 | 0 | 0 | 0 | 0
WT_off | 0 | 0 | 0 | 0 | 0 | 0
PseudoUnit | 0 | 0 | 0 | 0 | 0 | 0
FixedInterchange | 0 | 0 | 0 | 0 | 0 | 0
NOx Emissions (MMshortTons): AZ_NM_SNV_NucRenew
ReportingType | 2015 | 2020 | 2025 | 2030 | 2035 | 2040
BM | 0 | 0 | 0 | 0 | 0 | 0
CC | 0 | 0 | 0 | 0 | 0 | 0
CSP | 0 | 0 | 0 | 0 | 0 | 0
CT | 0 | 0 | 0 | 0 | 0 | 0
Coal | 0 | 0 | 0 | 0 | 0 | 0
Geo | 0 | 0 | 0 | 0 | 0 | 0
H | 0 | 0 | 0 | 0 | 0 | 0
LFG | 0 | 0 | 0 | 0 | 0 | 0
Nuc | 0 | 0 | 0 | 0 | 0 | 0
PS | 0 | 0 | 0 | 0 | 0 | 0
PV | 0 | 0 | 0 | 0 | 0 | 0
PeakG | 0 | 0 | 0 | 0 | 0 | 0
PeakO | 0 | 0 | 0 | 0 | 0 | 0
ST | 0 | 0 | 0 | 0 | 0 | 0
STOG | 0 | 0 | 0 | 0 | 0 | 0
STWD | 0 | 0 | 0 | 0 | 0 | 0
WT | 0 | 0 | 0 | 0 | 0 | 0
IGCC | 0 | 0 | 0 | 0 | 0 | 0
DemandResponse | 0 | 0 | 0 | 0 | 0 | 0
IGCC-CCS | 0 | 0 | 0 | 0 | 0 | 0
WT_off | 0 | 0 | 0 | 0 | 0 | 0
PseudoUnit | 0 | 0 | 0 | 0 | 0 | 0
FixedInterchange | 0 | 0 | 0 | 0 | 0 | 0
NOx Emissions (MMshortTons): ERCOT
ReportingType | 2015 | 2020 | 2025 | 2030 | 2035 | 2040
BM | 0 | 0 | 0 | 0 | 0 | 0
CC | 0.01 | 0.01 | 0.01 | 0.01 | 0.01 | 0.01
CSP | 0 | 0 | 0 | 0 | 0 | 0
CT | 0 | 0 | 0 | 0 | 0 | 0
Coal | 0.07 | 0.08 | 0.09 | 0.09 | 0.09 | 0.09
Geo | 0 | 0 | 0 | 0 | 0 | 0
H | 0 | 0 | 0 | 0 | 0 | 0
LFG | 0 | 0 | 0 | 0 | 0 | 0
Nuc | 0 | 0 | 0 | 0 | 0 | 0
PS | 0 | 0 | 0 | 0 | 0 | 0
PV | 0 | 0 | 0 | 0 | 0 | 0
PeakG | 0 | 0 | 0 | 0 | 0 | 0
PeakO | 0 | 0 | 0 | 0 | 0 | 0
ST | 0 | 0 | 0 | 0 | 0 | 0
STOG | 0 | 0.01 | 0.01 | 0 | 0 | 0
STWD | 0 | 0 | 0 | 0 | 0 | 0
WT | 0 | 0 | 0 | 0 | 0 | 0
IGCC | 0 | 0 | 0 | 0 | 0 | 0
DemandResponse | 0 | 0 | 0 | 0 | 0 | 0
IGCC-CCS | 0 | 0 | 0 | 0 | 0 | 0
WT_off | 0 | 0 | 0 | 0 | 0 | 0
PseudoUnit | 0 | 0 | 0 | 0 | 0 | 0
FixedInterchange | 0 | 0 | 0 | 0 | 0 | 0
NOx Emissions (MMshortTons): NP15
ReportingType | 2015 | 2020 | 2025 | 2030 | 2035 | 2040
BM | 0 | 0 | 0 | 0 | 0 | 0
CC | 0 | 0 | 0 | 0 | 0 | 0
CSP | 0 | 0 | 0 | 0 | 0 | 0
CT | 0 | 0 | 0 | 0 | 0 | 0
Coal | 0 | 0 | 0 | 0 | 0 | 0
Geo | 0 | 0 | 0 | 0 | 0 | 0
H | 0 | 0 | 0 | 0 | 0 | 0
LFG | 0 | 0 | 0 | 0 | 0 | 0
Nuc | 0 | 0 | 0 | 0 | 0 | 0
PS | 0 | 0 | 0 | 0 | 0 | 0
PV | 0 | 0 | 0 | 0 | 0 | 0
PeakG | 0 | 0 | 0 | 0 | 0 | 0
PeakO | 0 | 0 | 0 | 0 | 0 | 0
ST | 0 | 0 | 0 | 0 | 0 | 0
STOG | 0 | 0 | 0 | 0 | 0 | 0
STWD | 0 | 0 | 0 | 0 | 0 | 0
WT | 0 | 0 | 0 | 0 | 0 | 0
IGCC | 0 | 0 | 0 | 0 | 0 | 0
DemandResponse | 0 | 0 | 0 | 0 | 0 | 0
IGCC-CCS | 0 | 0 | 0 | 0 | 0 | 0
WT_off | 0 | 0 | 0 | 0 | 0 | 0
PseudoUnit | 0 | 0 | 0 | 0 | 0 | 0
FixedInterchange | 0 | 0 | 0 | 0 | 0 | 0
NOx Emissions (MMshortTons): NWPP_Coal
ReportingType | 2015 | 2020 | 2025 | 2030 | 2035 | 2040
BM | 0 | 0 | 0 | 0 | 0 | 0
CC | 0 | 0 | 0 | 0 | 0 | 0
CSP | 0 | 0 | 0 | 0 | 0 | 0
CT | 0 | 0 | 0 | 0 | 0 | 0
Coal | 0.15 | 0.15 | 0.15 | 0.15 | 0.15 | 0.15
Geo | 0 | 0 | 0 | 0 | 0 | 0
H | 0 | 0 | 0 | 0 | 0 | 0
LFG | 0 | 0 | 0 | 0 | 0 | 0
Nuc | 0 | 0 | 0 | 0 | 0 | 0
PS | 0 | 0 | 0 | 0 | 0 | 0
PV | 0 | 0 | 0 | 0 | 0 | 0
PeakG | 0 | 0 | 0 | 0 | 0 | 0
PeakO | 0 | 0 | 0 | 0 | 0 | 0
ST | 0 | 0 | 0 | 0 | 0 | 0
STOG | 0 | 0 | 0 | 0 | 0 | 0
STWD | 0 | 0 | 0 | 0 | 0 | 0
WT | 0 | 0 | 0 | 0 | 0 | 0
IGCC | 0 | 0 | 0 | 0 | 0 | 0
DemandResponse | 0 | 0 | 0 | 0 | 0 | 0
IGCC-CCS | 0 | 0 | 0 | 0 | 0 | 0
WT_off | 0 | 0 | 0 | 0 | 0 | 0
PseudoUnit | 0 | 0 | 0 | 0 | 0 | 0
FixedInterchange | 0 | 0 | 0 | 0 | 0 | 0
NOx Emissions (MMshortTons): NWPP_Gas
ReportingType | 2015 | 2020 | 2025 | 2030 | 2035 | 2040
BM | 0 | 0 | 0 | 0 | 0 | 0
CC | 0 | 0 | 0 | 0.01 | 0.01 | 0.01
CSP | 0 | 0 | 0 | 0 | 0 | 0
CT | 0 | 0 | 0 | 0 | 0 | 0
Coal | 0 | 0 | 0 | 0 | 0 | 0
Geo | 0 | 0 | 0 | 0 | 0 | 0
H | 0 | 0 | 0 | 0 | 0 | 0
LFG | 0 | 0 | 0 | 0 | 0 | 0
Nuc | 0 | 0 | 0 | 0 | 0 | 0
PS | 0 | 0 | 0 | 0 | 0 | 0
PV | 0 | 0 | 0 | 0 | 0 | 0
PeakG | 0 | 0 | 0 | 0 | 0 | 0
PeakO | 0 | 0 | 0 | 0 | 0 | 0
ST | 0 | 0 | 0 | 0 | 0 | 0
STOG | 0 | 0 | 0 | 0 | 0 | 0
STWD | 0 | 0 | 0 | 0 | 0 | 0
WT | 0 | 0 | 0 | 0 | 0 | 0
IGCC | 0 | 0 | 0 | 0 | 0 | 0
DemandResponse | 0 | 0 | 0 | 0 | 0 | 0
IGCC-CCS | 0 | 0 | 0 | 0 | 0 | 0
WT_off | 0 | 0 | 0 | 0 | 0 | 0
PseudoUnit | 0 | 0 | 0 | 0 | 0 | 0
FixedInterchange | 0 | 0 | 0 | 0 | 0 | 0
NOx Emissions (MMshortTons): NWPP_NucRenew
ReportingType | 2015 | 2020 | 2025 | 2030 | 2035 | 2040
BM | 0 | 0 | 0 | 0 | 0 | 0
CC | 0 | 0 | 0 | 0 | 0 | 0
CSP | 0 | 0 | 0 | 0 | 0 | 0
CT | 0 | 0 | 0 | 0 | 0 | 0
Coal | 0 | 0 | 0 | 0 | 0 | 0
Geo | 0 | 0 | 0 | 0 | 0 | 0
H | 0 | 0 | 0 | 0 | 0 | 0
LFG | 0 | 0 | 0 | 0 | 0 | 0
Nuc | 0 | 0 | 0 | 0 | 0 | 0
PS | 0 | 0 | 0 | 0 | 0 | 0
PV | 0 | 0 | 0 | 0 | 0 | 0
PeakG | 0 | 0 | 0 | 0 | 0 | 0
PeakO | 0 | 0 | 0 | 0 | 0 | 0
ST | 0 | 0 | 0 | 0 | 0 | 0
STOG | 0 | 0 | 0 | 0 | 0 | 0
STWD | 0 | 0 | 0 | 0 | 0 | 0
WT | 0 | 0 | 0 | 0 | 0 | 0
IGCC | 0 | 0 | 0 | 0 | 0 | 0
DemandResponse | 0 | 0 | 0 | 0 | 0 | 0
IGCC-CCS | 0 | 0 | 0 | 0 | 0 | 0
WT_off | 0 | 0 | 0 | 0 | 0 | 0
PseudoUnit | 0 | 0 | 0 | 0 | 0 | 0
FixedInterchange | 0 | 0 | 0 | 0 | 0 | 0
NOx Emissions (MMshortTons): RMPA
ReportingType | 2015 | 2020 | 2025 | 2030 | 2035 | 2040
BM | 0 | 0 | 0 | 0 | 0 | 0
CC | 0 | 0 | 0 | 0 | 0 | 0
CSP | 0 | 0 | 0 | 0 | 0 | 0
CT | 0 | 0 | 0 | 0 | 0 | 0
Coal | 0.06 | 0.06 | 0.05 | 0.05 | 0.06 | 0.06
Geo | 0 | 0 | 0 | 0 | 0 | 0
H | 0 | 0 | 0 | 0 | 0 | 0
LFG | 0 | 0 | 0 | 0 | 0 | 0
Nuc | 0 | 0 | 0 | 0 | 0 | 0
PS | 0 | 0 | 0 | 0 | 0 | 0
PV | 0 | 0 | 0 | 0 | 0 | 0
PeakG | 0 | 0 | 0 | 0 | 0 | 0
PeakO | 0 | 0 | 0 | 0 | 0 | 0
ST | 0 | 0 | 0 | 0 | 0 | 0
STOG | 0 | 0 | 0 | 0 | 0 | 0
STWD | 0 | 0 | 0 | 0 | 0 | 0
WT | 0 | 0 | 0 | 0 | 0 | 0
IGCC | 0 | 0 | 0 | 0 | 0 | 0
DemandResponse | 0 | 0 | 0 | 0 | 0 | 0
IGCC-CCS | 0 | 0 | 0 | 0 | 0 | 0
WT_off | 0 | 0 | 0 | 0 | 0 | 0
PseudoUnit | 0 | 0 | 0 | 0 | 0 | 0
FixedInterchange | 0 | 0 | 0 | 0 | 0 | 0
NOx Emissions (MMshortTons): SP15
ReportingType | 2015 | 2020 | 2025 | 2030 | 2035 | 2040
BM | 0 | 0 | 0 | 0 | 0 | 0
CC | 0 | 0 | 0 | 0 | 0 | 0
CSP | 0 | 0 | 0 | 0 | 0 | 0
CT | 0 | 0 | 0 | 0 | 0 | 0
Coal | 0 | 0 | 0 | 0 | 0 | 0
Geo | 0 | 0 | 0 | 0 | 0 | 0
H | 0 | 0 | 0 | 0 | 0 | 0
LFG | 0 | 0 | 0 | 0 | 0 | 0
Nuc | 0 | 0 | 0 | 0 | 0 | 0
PS | 0 | 0 | 0 | 0 | 0 | 0
PV | 0 | 0 | 0 | 0 | 0 | 0
PeakG | 0 | 0 | 0 | 0 | 0 | 0
PeakO | 0 | 0 | 0 | 0 | 0 | 0
ST | 0 | 0 | 0 | 0 | 0 | 0
STOG | 0 | 0 | 0 | 0 | 0 | 0
STWD | 0 | 0 | 0 | 0 | 0 | 0
WT | 0 | 0 | 0 | 0 | 0 | 0
IGCC | 0 | 0 | 0 | 0 | 0 | 0
DemandResponse | 0 | 0 | 0 | 0 | 0 | 0
IGCC-CCS | 0 | 0 | 0 | 0 | 0 | 0
WT_off | 0 | 0 | 0 | 0 | 0 | 0
PseudoUnit | 0 | 0 | 0 | 0 | 0 | 0
FixedInterchange | 0 | 0 | 0 | 0 | 0 | 0
NOx Emissions (MMshortTons): ALB
ReportingType | 2015 | 2020 | 2025 | 2030 | 2035 | 2040
BM | 0 | 0 | 0 | 0 | 0 | 0
CC | 0 | 0 | 0 | 0 | 0 | 0
CSP | 0 | 0 | 0 | 0 | 0 | 0
CT | 0 | 0 | 0 | 0 | 0 | 0
Coal | 0.01 | 0.01 | 0.01 | 0.01 | 0.01 | 0.01
Geo | 0 | 0 | 0 | 0 | 0 | 0
H | 0 | 0 | 0 | 0 | 0 | 0
LFG | 0 | 0 | 0 | 0 | 0 | 0
Nuc | 0 | 0 | 0 | 0 | 0 | 0
PS | 0 | 0 | 0 | 0 | 0 | 0
PV | 0 | 0 | 0 | 0 | 0 | 0
PeakG | 0 | 0 | 0 | 0 | 0 | 0
PeakO | 0 | 0 | 0 | 0 | 0 | 0
ST | 0 | 0 | 0 | 0 | 0 | 0
STOG | 0 | 0 | 0 | 0 | 0 | 0
STWD | 0 | 0 | 0 | 0 | 0 | 0
WT | 0 | 0 | 0 | 0 | 0 | 0
IGCC | 0 | 0 | 0 | 0 | 0 | 0
DemandResponse | 0 | 0 | 0 | 0 | 0 | 0
IGCC-CCS | 0 | 0 | 0 | 0 | 0 | 0
WT_off | 0 | 0 | 0 | 0 | 0 | 0
PseudoUnit | 0 | 0 | 0 | 0 | 0 | 0
FixedInterchange | 0 | 0 | 0 | 0 | 0 | 0
NOx Emissions (MMshortTons): BC
ReportingType | 2015 | 2020 | 2025 | 2030 | 2035 | 2040
BM | 0 | 0 | 0 | 0 | 0 | 0
CC | 0 | 0 | 0 | 0 | 0 | 0
CSP | 0 | 0 | 0 | 0 | 0 | 0
CT | 0 | 0 | 0 | 0 | 0 | 0
Coal | 0 | 0 | 0 | 0 | 0 | 0
Geo | 0 | 0 | 0 | 0 | 0 | 0
H | 0 | 0 | 0 | 0 | 0 | 0
LFG | 0 | 0 | 0 | 0 | 0 | 0
Nuc | 0 | 0 | 0 | 0 | 0 | 0
PS | 0 | 0 | 0 | 0 | 0 | 0
PV | 0 | 0 | 0 | 0 | 0 | 0
PeakG | 0 | 0 | 0 | 0 | 0 | 0
PeakO | 0 | 0 | 0 | 0 | 0 | 0
ST | 0 | 0 | 0 | 0 | 0 | 0
STOG | 0 | 0 | 0 | 0 | 0 | 0
STWD | 0 | 0 | 0 | 0 | 0 | 0
WT | 0 | 0 | 0 | 0 | 0 | 0
IGCC | 0 | 0 | 0 | 0 | 0 | 0
DemandResponse | 0 | 0 | 0 | 0 | 0 | 0
IGCC-CCS | 0 | 0 | 0 | 0 | 0 | 0
WT_off | 0 | 0 | 0 | 0 | 0 | 0
PseudoUnit | 0 | 0 | 0 | 0 | 0 | 0
FixedInterchange | 0 | 0 | 0 | 0 | 0 | 0
NOx Emissions (MMshortTons): HQ_IESO
ReportingType | 2015 | 2020 | 2025 | 2030 | 2035 | 2040
BM | 0 | 0 | 0 | 0 | 0 | 0
CC | 0 | 0 | 0 | 0 | 0 | 0
CSP | 0 | 0 | 0 | 0 | 0 | 0
CT | 0 | 0 | 0 | 0 | 0 | 0
Coal | 0 | 0 | 0 | 0 | 0 | 0
Geo | 0 | 0 | 0 | 0 | 0 | 0
H | 0 | 0 | 0 | 0 | 0 | 0
LFG | 0 | 0 | 0 | 0 | 0 | 0
Nuc | 0 | 0 | 0 | 0 | 0 | 0
PS | 0 | 0 | 0 | 0 | 0 | 0
PV | 0 | 0 | 0 | 0 | 0 | 0
PeakG | 0 | 0 | 0 | 0 | 0 | 0
PeakO | 0 | 0 | 0 | 0 | 0 | 0
ST | 0 | 0 | 0 | 0 | 0 | 0
STOG | 0 | 0 | 0 | 0 | 0 | 0
STWD | 0 | 0 | 0 | 0 | 0 | 0
WT | 0 | 0 | 0 | 0 | 0 | 0
IGCC | 0 | 0 | 0 | 0 | 0 | 0
DemandResponse | 0 | 0 | 0 | 0 | 0 | 0
IGCC-CCS | 0 | 0 | 0 | 0 | 0 | 0
WT_off | 0 | 0 | 0 | 0 | 0 | 0
PseudoUnit | 0 | 0 | 0 | 0 | 0 | 0
FixedInterchange | 0 | 0 | 0 | 0 | 0 | 0
NOx Emissions (MMshortTons): HQ_NEISO
ReportingType | 2015 | 2020 | 2025 | 2030 | 2035 | 2040
BM | 0 | 0 | 0 | 0 | 0 | 0
CC | 0 | 0 | 0 | 0 | 0 | 0
CSP | 0 | 0 | 0 | 0 | 0 | 0
CT | 0 | 0 | 0 | 0 | 0 | 0
Coal | 0 | 0 | 0 | 0 | 0 | 0
Geo | 0 | 0 | 0 | 0 | 0 | 0
H | 0 | 0 | 0 | 0 | 0 | 0
LFG | 0 | 0 | 0 | 0 | 0 | 0
Nuc | 0 | 0 | 0 | 0 | 0 | 0
PS | 0 | 0 | 0 | 0 | 0 | 0
PV | 0 | 0 | 0 | 0 | 0 | 0
PeakG | 0 | 0 | 0 | 0 | 0 | 0
PeakO | 0 | 0 | 0 | 0 | 0 | 0
ST | 0 | 0 | 0 | 0 | 0 | 0
STOG | 0 | 0 | 0 | 0 | 0 | 0
STWD | 0 | 0 | 0 | 0 | 0 | 0
WT | 0 | 0 | 0 | 0 | 0 | 0
IGCC | 0 | 0 | 0 | 0 | 0 | 0
DemandResponse | 0 | 0 | 0 | 0 | 0 | 0
IGCC-CCS | 0 | 0 | 0 | 0 | 0 | 0
WT_off | 0 | 0 | 0 | 0 | 0 | 0
PseudoUnit | 0 | 0 | 0 | 0 | 0 | 0
FixedInterchange | 0 | 0 | 0 | 0 | 0 | 0
NOx Emissions (MMshortTons): HQ_NY
ReportingType | 2015 | 2020 | 2025 | 2030 | 2035 | 2040
BM | 0 | 0 | 0 | 0 | 0 | 0
CC | 0 | 0 | 0 | 0 | 0 | 0
CSP | 0 | 0 | 0 | 0 | 0 | 0
CT | 0 | 0 | 0 | 0 | 0 | 0
Coal | 0 | 0 | 0 | 0 | 0 | 0
Geo | 0 | 0 | 0 | 0 | 0 | 0
H | 0 | 0 | 0 | 0 | 0 | 0
LFG | 0 | 0 | 0 | 0 | 0 | 0
Nuc | 0 | 0 | 0 | 0 | 0 | 0
PS | 0 | 0 | 0 | 0 | 0 | 0
PV | 0 | 0 | 0 | 0 | 0 | 0
PeakG | 0 | 0 | 0 | 0 | 0 | 0
PeakO | 0 | 0 | 0 | 0 | 0 | 0
ST | 0 | 0 | 0 | 0 | 0 | 0
STOG | 0 | 0 | 0 | 0 | 0 | 0
STWD | 0 | 0 | 0 | 0 | 0 | 0
WT | 0 | 0 | 0 | 0 | 0 | 0
IGCC | 0 | 0 | 0 | 0 | 0 | 0
DemandResponse | 0 | 0 | 0 | 0 | 0 | 0
IGCC-CCS | 0 | 0 | 0 | 0 | 0 | 0
WT_off | 0 | 0 | 0 | 0 | 0 | 0
PseudoUnit | 0 | 0 | 0 | 0 | 0 | 0
FixedInterchange | 0 | 0 | 0 | 0 | 0 | 0
NOx Emissions (MMshortTons): MARITIMES
ReportingType | 2015 | 2020 | 2025 | 2030 | 2035 | 2040
BM | 0 | 0 | 0 | 0 | 0 | 0
CC | 0 | 0 | 0 | 0 | 0 | 0
CSP | 0 | 0 | 0 | 0 | 0 | 0
CT | 0 | 0 | 0 | 0 | 0 | 0
Coal | 0 | 0 | 0 | 0 | 0 | 0
Geo | 0 | 0 | 0 | 0 | 0 | 0
H | 0 | 0 | 0 | 0 | 0 | 0
LFG | 0 | 0 | 0 | 0 | 0 | 0
Nuc | 0 | 0 | 0 | 0 | 0 | 0
PS | 0 | 0 | 0 | 0 | 0 | 0
PV | 0 | 0 | 0 | 0 | 0 | 0
PeakG | 0 | 0 | 0 | 0 | 0 | 0
PeakO | 0 | 0 | 0 | 0 | 0 | 0
ST | 0 | 0 | 0 | 0 | 0 | 0
STOG | 0 | 0 | 0 | 0 | 0 | 0
STWD | 0 | 0 | 0 | 0 | 0 | 0
WT | 0 | 0 | 0 | 0 | 0 | 0
IGCC | 0 | 0 | 0 | 0 | 0 | 0
DemandResponse | 0 | 0 | 0 | 0 | 0 | 0
IGCC-CCS | 0 | 0 | 0 | 0 | 0 | 0
WT_off | 0 | 0 | 0 | 0 | 0 | 0
PseudoUnit | 0 | 0 | 0 | 0 | 0 | 0
FixedInterchange | 0 | 0 | 0 | 0 | 0 | 0
NOx Emissions (MMshortTons): All
ReportingType | 2015 | 2020 | 2025 | 2030 | 2035 | 2040
BM | 0 | 0 | 0 | 0 | 0 | 0
CC | 0.08 | 0.08 | 0.07 | 0.06 | 0.08 | 0.09
CSP | 0 | 0 | 0 | 0 | 0 | 0
CT | 0 | 0 | 0 | 0 | 0 | 0
Coal | 1.58 | 1.37 | 1.37 | 1.33 | 1.41 | 1.46
Geo | 0 | 0 | 0 | 0 | 0 | 0
H | 0 | 0 | 0 | 0 | 0 | 0
LFG | 0 | 0 | 0 | 0 | 0 | 0
Nuc | 0 | 0 | 0 | 0 | 0 | 0
PS | 0 | 0 | 0 | 0 | 0 | 0
PV | 0 | 0 | 0 | 0 | 0 | 0
PeakG | 0 | 0 | 0 | 0 | 0 | 0
PeakO | 0 | 0 | 0 | 0 | 0 | 0
ST | 0 | 0 | 0 | 0 | 0 | 0
STOG | 0.02 | 0.02 | 0.02 | 0.01 | 0.02 | 0.02
STWD | 0 | 0 | 0 | 0 | 0 | 0
WT | 0 | 0 | 0 | 0 | 0 | 0
IGCC | 0 | 0 | 0 | 0 | 0 | 0
DemandResponse | 0 | 0 | 0 | 0 | 0 | 0
IGCC-CCS | 0 | 0 | 0 | 0 | 0 | 0
WT_off | 0 | 0 | 0 | 0 | 0 | 0
PseudoUnit | 0 | 0 | 0 | 0 | 0 | 0
FixedInterchange | 0 | 0 | 0 | 0 | 0 | 0
NOx Emissions (MMshortTons): EI_US
ReportingType | 2015 | 2020 | 2025 | 2030 | 2035 | 2040
BM | 0 | 0 | 0 | 0 | 0 | 0
CC | 0.05 | 0.05 | 0.04 | 0.03 | 0.05 | 0.06
CSP | 0 | 0 | 0 | 0 | 0 | 0
CT | 0 | 0 | 0 | 0 | 0 | 0
Coal | 1.16 | 0.95 | 0.95 | 0.91 | 0.99 | 1.02
Geo | 0 | 0 | 0 | 0 | 0 | 0
H | 0 | 0 | 0 | 0 | 0 | 0
LFG | 0 | 0 | 0 | 0 | 0 | 0
Nuc | 0 | 0 | 0 | 0 | 0 | 0
PS | 0 | 0 | 0 | 0 | 0 | 0
PV | 0 | 0 | 0 | 0 | 0 | 0
PeakG | 0 | 0 | 0 | 0 | 0 | 0
PeakO | 0 | 0 | 0 | 0 | 0 | 0
ST | 0 | 0 | 0 | 0 | 0 | 0
STOG | 0.01 | 0.01 | 0.01 | 0.01 | 0.01 | 0.01
STWD | 0 | 0 | 0 | 0 | 0 | 0
WT | 0 | 0 | 0 | 0 | 0 | 0
IGCC | 0 | 0 | 0 | 0 | 0 | 0
DemandResponse | 0 | 0 | 0 | 0 | 0 | 0
IGCC-CCS | 0 | 0 | 0 | 0 | 0 | 0
WT_off | 0 | 0 | 0 | 0 | 0 | 0
PseudoUnit | 0 | 0 | 0 | 0 | 0 | 0
FixedInterchange | 0 | 0 | 0 | 0 | 0 | 0
NOx Emissions (MMshortTons): EI_Canada
ReportingType | 2015 | 2020 | 2025 | 2030 | 2035 | 2040
BM | 0 | 0 | 0 | 0 | 0 | 0
CC | 0 | 0 | 0 | 0 | 0 | 0
CSP | 0 | 0 | 0 | 0 | 0 | 0
CT | 0 | 0 | 0 | 0 | 0 | 0
Coal | 0 | 0 | 0 | 0 | 0 | 0
Geo | 0 | 0 | 0 | 0 | 0 | 0
H | 0 | 0 | 0 | 0 | 0 | 0
LFG | 0 | 0 | 0 | 0 | 0 | 0
Nuc | 0 | 0 | 0 | 0 | 0 | 0
PS | 0 | 0 | 0 | 0 | 0 | 0
PV | 0 | 0 | 0 | 0 | 0 | 0
PeakG | 0 | 0 | 0 | 0 | 0 | 0
PeakO | 0 | 0 | 0 | 0 | 0 | 0
ST | 0 | 0 | 0 | 0 | 0 | 0
STOG | 0 | 0 | 0 | 0 | 0 | 0
STWD | 0 | 0 | 0 | 0 | 0 | 0
WT | 0 | 0 | 0 | 0 | 0 | 0
IGCC | 0 | 0 | 0 | 0 | 0 | 0
DemandResponse | 0 | 0 | 0 | 0 | 0 | 0
IGCC-CCS | 0 | 0 | 0 | 0 | 0 | 0
WT_off | 0 | 0 | 0 | 0 | 0 | 0
PseudoUnit | 0 | 0 | 0 | 0 | 0 | 0
FixedInterchange | 0 | 0 | 0 | 0 | 0 | 0
NOx Emissions (MMshortTons): EI
ReportingType | 2015 | 2020 | 2025 | 2030 | 2035 | 2040
BM | 0 | 0 | 0 | 0 | 0 | 0
CC | 0.05 | 0.05 | 0.04 | 0.03 | 0.05 | 0.06
CSP | 0 | 0 | 0 | 0 | 0 | 0
CT | 0 | 0 | 0 | 0 | 0 | 0
Coal | 1.16 | 0.96 | 0.95 | 0.91 | 0.99 | 1.02
Geo | 0 | 0 | 0 | 0 | 0 | 0
H | 0 | 0 | 0 | 0 | 0 | 0
LFG | 0 | 0 | 0 | 0 | 0 | 0
Nuc | 0 | 0 | 0 | 0 | 0 | 0
PS | 0 | 0 | 0 | 0 | 0 | 0
PV | 0 | 0 | 0 | 0 | 0 | 0
PeakG | 0 | 0 | 0 | 0 | 0 | 0
PeakO | 0 | 0 | 0 | 0 | 0 | 0
ST | 0 | 0 | 0 | 0 | 0 | 0
STOG | 0.01 | 0.01 | 0.01 | 0.01 | 0.01 | 0.01
STWD | 0 | 0 | 0 | 0 | 0 | 0
WT | 0 | 0 | 0 | 0 | 0 | 0
IGCC | 0 | 0 | 0 | 0 | 0 | 0
DemandResponse | 0 | 0 | 0 | 0 | 0 | 0
IGCC-CCS | 0 | 0 | 0 | 0 | 0 | 0
WT_off | 0 | 0 | 0 | 0 | 0 | 0
PseudoUnit | 0 | 0 | 0 | 0 | 0 | 0
FixedInterchange | 0 | 0 | 0 | 0 | 0 | 0
NOx Emissions (MMshortTons): Outside_EI
ReportingType | 2015 | 2020 | 2025 | 2030 | 2035 | 2040
BM | 0 | 0 | 0 | 0 | 0 | 0
CC | 0.03 | 0.03 | 0.03 | 0.03 | 0.03 | 0.03
CSP | 0 | 0 | 0 | 0 | 0 | 0
CT | 0 | 0 | 0 | 0 | 0 | 0
Coal | 0.41 | 0.42 | 0.42 | 0.42 | 0.42 | 0.44
Geo | 0 | 0 | 0 | 0 | 0 | 0
H | 0 | 0 | 0 | 0 | 0 | 0
LFG | 0 | 0 | 0 | 0 | 0 | 0
Nuc | 0 | 0 | 0 | 0 | 0 | 0
PS | 0 | 0 | 0 | 0 | 0 | 0
PV | 0 | 0 | 0 | 0 | 0 | 0
PeakG | 0 | 0 | 0 | 0 | 0 | 0
PeakO | 0 | 0 | 0 | 0 | 0 | 0
ST | 0 | 0 | 0 | 0 | 0 | 0
STOG | 0.01 | 0.01 | 0.01 | 0.01 | 0.01 | 0
STWD | 0 | 0 | 0 | 0 | 0 | 0
WT | 0 | 0 | 0 | 0 | 0 | 0
IGCC | 0 | 0 | 0 | 0 | 0 | 0
DemandResponse | 0 | 0 | 0 | 0 | 0 | 0
IGCC-CCS | 0 | 0 | 0 | 0 | 0 | 0
WT_off | 0 | 0 | 0 | 0 | 0 | 0
PseudoUnit | 0 | 0 | 0 | 0 | 0 | 0
FixedInterchange | 0 | 0 | 0 | 0 | 0 | 0
CO2 Emissions (MMshortTons): Entergy
ReportingType | 2015 | 2020 | 2025 | 2030 | 2035 | 2040
BM | 0 | 0 | 0 | 0 | 0 | 0
CC | 27.66 | 33.01 | 29.62 | 25.14 | 25.93 | 23.13
CSP | 0 | 0 | 0 | 0 | 0 | 0
CT | 0 | 0 | 0 | 0 | 0 | 0
Coal | 64.46 | 57.73 | 61.44 | 63.76 | 64.26 | 76.59
Geo | 0 | 0 | 0 | 0 | 0 | 0
H | 0 | 0 | 0 | 0 | 0 | 0
LFG | 0 | 0 | 0 | 0 | 0 | 0
Nuc | 0 | 0 | 0 | 0 | 0 | 0
PS | 0 | 0 | 0 | 0 | 0 | 0
PV | 0 | 0 | 0 | 0 | 0 | 0
PeakG | 0 | 0 | 0.02 | 0.02 | 0.02 | 0.01
PeakO | 0 | 0 | 0 | 0 | 0 | 0
ST | 0 | 0 | 0 | 0 | 0 | 0
STOG | 0.89 | 0.98 | 0.75 | 0.66 | 0.72 | 0.72
STWD | 0 | 0 | 0 | 0 | 0 | 0
WT | 0 | 0 | 0 | 0 | 0 | 0
IGCC | 0 | 0 | 0 | 0 | 0 | 0
DemandResponse | 0 | 0 | 0 | 0 | 0 | 0
IGCC-CCS | 0 | 0 | 0 | 0 | 0 | 0
WT_off | 0 | 0 | 0 | 0 | 0 | 0
PseudoUnit | 0 | 0 | 0 | 0 | 0 | 0
FixedInterchange | 0 | 0 | 0 | 0 | 0 | 0
CO2 Emissions (MMshortTons): FRCC
ReportingType | 2015 | 2020 | 2025 | 2030 | 2035 | 2040
BM | 0 | 0 | 0 | 0 | 0 | 0
CC | 61.64 | 62.95 | 62.91 | 62.71 | 79.92 | 87.13
CSP | 0 | 0 | 0 | 0 | 0 | 0
CT | 0.61 | 0.61 | 0.6 | 0.32 | 0.6 | 0.56
Coal | 63.04 | 61.5 | 62.88 | 64.58 | 65.92 | 65.92
Geo | 0 | 0 | 0 | 0 | 0 | 0
H | 0 | 0 | 0 | 0 | 0 | 0
LFG | 0 | 0 | 0 | 0 | 0 | 0
Nuc | 0 | 0 | 0 | 0 | 0 | 0
PS | 0 | 0 | 0 | 0 | 0 | 0
PV | 0 | 0 | 0 | 0 | 0 | 0
PeakG | 0.26 | 0.38 | 0.62 | 0.46 | 0.34 | 0.3
PeakO | 0 | 0 | 0 | 0 | 0 | 0
ST | 0 | 0 | 0 | 0 | 0 | 0
STOG | 2.33 | 2.09 | 1.79 | 1.38 | 1.15 | 1.05
STWD | 0 | 0 | 0 | 0 | 0 | 0
WT | 0 | 0 | 0 | 0 | 0 | 0
IGCC | 0 | 0 | 0 | 0 | 0 | 0
DemandResponse | 0 | 0 | 0 | 0 | 0 | 0
IGCC-CCS | 0 | 0 | 0 | 0 | 0 | 0
WT_off | 0 | 0 | 0 | 0 | 0 | 0
PseudoUnit | 0 | 0 | 0 | 0 | 0 | 0
FixedInterchange | 0 | 0 | 0 | 0 | 0 | 0
CO2 Emissions (MMshortTons): MAPP_US
ReportingType | 2015 | 2020 | 2025 | 2030 | 2035 | 2040
BM | 0 | 0 | 0 | 0 | 0 | 0
CC | 0.11 | 0.13 | 0.11 | 0.05 | 0.08 | 0.08
CSP | 0 | 0 | 0 | 0 | 0 | 0
CT | 0 | 0 | 0 | 0 | 0 | 0
Coal | 24.97 | 19.85 | 19.85 | 19.85 | 19.85 | 19.85
Geo | 0 | 0 | 0 | 0 | 0 | 0
H | 0 | 0 | 0 | 0 | 0 | 0
LFG | 0 | 0 | 0 | 0 | 0 | 0
Nuc | 0 | 0 | 0 | 0 | 0 | 0
PS | 0 | 0 | 0 | 0 | 0 | 0
PV | 0 | 0 | 0 | 0 | 0 | 0
PeakG | 0.01 | 0.05 | 0.05 | 0.01 | 0.1 | 0.04
PeakO | 0 | 0 | 0 | 0 | 0 | 0
ST | 0 | 0 | 0 | 0 | 0 | 0
STOG | 0 | 0 | 0 | 0 | 0 | 0
STWD | 0 | 0 | 0 | 0 | 0 | 0
WT | 0 | 0 | 0 | 0 | 0 | 0
IGCC | 0 | 0 | 0 | 0 | 0 | 0
DemandResponse | 0 | 0 | 0 | 0 | 0 | 0
IGCC-CCS | 0 | 0 | 0 | 0 | 0 | 0
WT_off | 0 | 0 | 0 | 0 | 0 | 0
PseudoUnit | 0 | 0 | 0 | 0 | 0 | 0
FixedInterchange | 0 | 0 | 0 | 0 | 0 | 0
CO2 Emissions (MMshortTons): MISO_IN
ReportingType | 2015 | 2020 | 2025 | 2030 | 2035 | 2040
BM | 0 | 0 | 0 | 0 | 0 | 0
CC | 1.84 | 3.01 | 2.42 | 1.68 | 9.98 | 12.7
CSP | 0 | 0 | 0 | 0 | 0 | 0
CT | 0 | 0 | 0 | 0 | 0 | 0
Coal | 91.74 | 96.43 | 97.41 | 96.13 | 101.15 | 104.28
Geo | 0 | 0 | 0 | 0 | 0 | 0
H | 0 | 0 | 0 | 0 | 0 | 0
LFG | 0 | 0 | 0 | 0 | 0 | 0
Nuc | 0 | 0 | 0 | 0 | 0 | 0
PS | 0 | 0 | 0 | 0 | 0 | 0
PV | 0 | 0 | 0 | 0 | 0 | 0
PeakG | 0.01 | 0 | 0.02 | 0.01 | 0.06 | 0.06
PeakO | 0 | 0 | 0 | 0 | 0 | 0
ST | 0 | 0 | 0 | 0 | 0 | 0
STOG | 0.04 | 0.07 | 0.04 | 0.04 | 0.07 | 0.07
STWD | 0 | 0 | 0 | 0 | 0 | 0
WT | 0 | 0 | 0 | 0 | 0 | 0
IGCC | 4.15 | 4.15 | 4.15 | 4.15 | 4.15 | 4.15
DemandResponse | 0 | 0 | 0 | 0 | 0 | 0
IGCC-CCS | 0 | 0 | 0 | 0 | 0 | 0
WT_off | 0 | 0 | 0 | 0 | 0 | 0
PseudoUnit | 0 | 0 | 0 | 0 | 0 | 0
FixedInterchange | 0 | 0 | 0 | 0 | 0 | 0
CO2 Emissions (MMshortTons): MISO_MI
ReportingType | 2015 | 2020 | 2025 | 2030 | 2035 | 2040
BM | 0 | 0 | 0 | 0 | 0 | 0
CC | 4.72 | 6.23 | 4.97 | 2.95 | 4.02 | 3.13
CSP | 0 | 0 | 0 | 0 | 0 | 0
CT | 0 | 0 | 0 | 0 | 0 | 0
Coal | 63.35 | 53.41 | 53.75 | 51.77 | 56.4 | 57.34
Geo | 0 | 0 | 0 | 0 | 0 | 0
H | 0 | 0 | 0 | 0 | 0 | 0
LFG | 0 | 0 | 0 | 0 | 0 | 0
Nuc | 0 | 0 | 0 | 0 | 0 | 0
PS | 0 | 0 | 0 | 0 | 0 | 0
PV | 0 | 0 | 0 | 0 | 0 | 0
PeakG | 0.02 | 0.02 | 0.01 | 0.01 | 0.04 | 0.03
PeakO | 0 | 0 | 0 | 0 | 0 | 0
ST | 0 | 0 | 0 | 0 | 0 | 0
STOG | 0.29 | 0.46 | 0.38 | 0.3 | 0.52 | 0.7
STWD | 0 | 0 | 0 | 0 | 0 | 0
WT | 0 | 0 | 0 | 0 | 0 | 0
IGCC | 0 | 0 | 0 | 0 | 0 | 0
DemandResponse | 0 | 0 | 0 | 0 | 0 | 0
IGCC-CCS | 0 | 0 | 0 | 0 | 0 | 0
WT_off | 0 | 0 | 0 | 0 | 0 | 0
PseudoUnit | 0 | 0 | 0 | 0 | 0 | 0
FixedInterchange | 0 | 0 | 0 | 0 | 0 | 0
CO2 Emissions (MMshortTons): MISO_MO-IL
ReportingType | 2015 | 2020 | 2025 | 2030 | 2035 | 2040
BM | 0 | 0 | 0 | 0 | 0 | 0
CC | 1.18 | 2.02 | 1.31 | 0.61 | 0.78 | 0.75
CSP | 0 | 0 | 0 | 0 | 0 | 0
CT | 0 | 0 | 0 | 0 | 0 | 0
Coal | 109.44 | 90.67 | 93.83 | 90.86 | 103.71 | 102.14
Geo | 0 | 0 | 0 | 0 | 0 | 0
H | 0 | 0 | 0 | 0 | 0 | 0
LFG | 0 | 0 | 0 | 0 | 0 | 0
Nuc | 0 | 0 | 0 | 0 | 0 | 0
PS | 0 | 0 | 0 | 0 | 0 | 0
PV | 0 | 0 | 0 | 0 | 0 | 0
PeakG | 0.09 | 0.18 | 0.26 | 0.25 | 0.29 | 0.42
PeakO | 0 | 0 | 0 | 0 | 0 | 0
ST | 0 | 0 | 0 | 0 | 0 | 0
STOG | 0.04 | 0.08 | 0.08 | 0.08 | 0.04 | 0.01
STWD | 0 | 0 | 0 | 0 | 0 | 0
WT | 0 | 0 | 0 | 0 | 0 | 0
IGCC | 0 | 0 | 0 | 0 | 0 | 0
DemandResponse | 0 | 0 | 0 | 0 | 0 | 0
IGCC-CCS | 0 | 0 | 0 | 0 | 0 | 0
WT_off | 0 | 0 | 0 | 0 | 0 | 0
PseudoUnit | 0 | 0 | 0 | 0 | 0 | 0
FixedInterchange | 0 | 0 | 0 | 0 | 0 | 0
CO2 Emissions (MMshortTons): MISO_W
ReportingType | 2015 | 2020 | 2025 | 2030 | 2035 | 2040
BM | 0 | 0 | 0 | 0 | 0 | 0
CC | 4.08 | 4.1 | 2.75 | 1.02 | 1.88 | 1.58
CSP | 0 | 0 | 0 | 0 | 0 | 0
CT | 0 | 0 | 0 | 0 | 0 | 0
Coal | 94.39 | 89.01 | 89.03 | 87.12 | 90.36 | 108.58
Geo | 0 | 0 | 0 | 0 | 0 | 0
H | 0 | 0 | 0 | 0 | 0 | 0
LFG | 0 | 0 | 0 | 0 | 0 | 0
Nuc | 0 | 0 | 0 | 0 | 0 | 0
PS | 0 | 0 | 0 | 0 | 0 | 0
PV | 0 | 0 | 0 | 0 | 0 | 0
PeakG | 0.21 | 0.09 | 0.06 | 0.06 | 0.33 | 0.14
PeakO | 0 | 0 | 0 | 0 | 0 | 0
ST | 0 | 0 | 0 | 0 | 0 | 0
STOG | 0.02 | 0 | 0 | 0 | 0 | 0
STWD | 0 | 0 | 0 | 0 | 0 | 0
WT | 0 | 0 | 0 | 0 | 0 | 0
IGCC | 0 | 0 | 0 | 0 | 0 | 0
DemandResponse | 0 | 0 | 0 | 0 | 0 | 0
IGCC-CCS | 0 | 0 | 0 | 0 | 0 | 0
WT_off | 0 | 0 | 0 | 0 | 0 | 0
PseudoUnit | 0 | 0 | 0 | 0 | 0 | 0
FixedInterchange | 0 | 0 | 0 | 0 | 0 | 0
CO2 Emissions (MMshortTons): MISO_WUMS
ReportingType | 2015 | 2020 | 2025 | 2030 | 2035 | 2040
BM | 0 | 0 | 0 | 0 | 0 | 0
CC | 5.18 | 7.74 | 6.02 | 3.92 | 13.08 | 10.59
CSP | 0 | 0 | 0 | 0 | 0 | 0
CT | 0 | 0.26 | 0.44 | 0.28 | 0.69 | 0.92
Coal | 29.12 | 32.27 | 32.79 | 31.37 | 38.32 | 39.22
Geo | 0 | 0 | 0 | 0 | 0 | 0
H | 0 | 0 | 0 | 0 | 0 | 0
LFG | 0 | 0 | 0 | 0 | 0 | 0
Nuc | 0 | 0 | 0 | 0 | 0 | 0
PS | 0 | 0 | 0 | 0 | 0 | 0
PV | 0 | 0 | 0 | 0 | 0 | 0
PeakG | 0.03 | 0.02 | 0 | 0 | 0 | 0
PeakO | 0 | 0 | 0 | 0 | 0 | 0
ST | 0 | 0 | 0 | 0 | 0 | 0
STOG | 0 | 0 | 0 | 0 | 0 | 0
STWD | 0 | 0 | 0 | 0 | 0 | 0
WT | 0 | 0 | 0 | 0 | 0 | 0
IGCC | 0 | 0 | 0 | 0 | 0 | 0
DemandResponse | 0 | 0 | 0 | 0 | 0 | 0
IGCC-CCS | 0 | 0 | 0 | 0 | 0 | 0
WT_off | 0 | 0 | 0 | 0 | 0 | 0
PseudoUnit | 0 | 0 | 0 | 0 | 0 | 0
FixedInterchange | 0 | 0 | 0 | 0 | 0 | 0
CO2 Emissions (MMshortTons): Nebraska
ReportingType | 2015 | 2020 | 2025 | 2030 | 2035 | 2040
BM | 0 | 0 | 0 | 0 | 0 | 0
CC | 0.48 | 0.21 | 0.18 | 0.11 | 0.17 | 0.13
CSP | 0 | 0 | 0 | 0 | 0 | 0
CT | 0 | 0 | 0 | 0 | 0 | 0
Coal | 35.38 | 35.35 | 35.35 | 35.04 | 35.35 | 46.36
Geo | 0 | 0 | 0 | 0 | 0 | 0
H | 0 | 0 | 0 | 0 | 0 | 0
LFG | 0 | 0 | 0 | 0 | 0 | 0
Nuc | 0 | 0 | 0 | 0 | 0 | 0
PS | 0 | 0 | 0 | 0 | 0 | 0
PV | 0 | 0 | 0 | 0 | 0 | 0
PeakG | 0.04 | 0.13 | 0.13 | 0.08 | 0 | 0
PeakO | 0 | 0 | 0 | 0 | 0 | 0
ST | 0 | 0 | 0 | 0 | 0 | 0
STOG | 0.04 | 0.04 | 0.07 | 0.04 | 0.07 | 0
STWD | 0 | 0 | 0 | 0 | 0 | 0
WT | 0 | 0 | 0 | 0 | 0 | 0
IGCC | 0 | 0 | 0 | 0 | 0 | 0
DemandResponse | 0 | 0 | 0 | 0 | 0 | 0
IGCC-CCS | 0 | 0 | 0 | 0 | 0 | 0
WT_off | 0 | 0 | 0 | 0 | 0 | 0
PseudoUnit | 0 | 0 | 0 | 0 | 0 | 0
FixedInterchange | 0 | 0 | 0 | 0 | 0 | 0
CO2 Emissions (MMshortTons): NEISO
ReportingType | 2015 | 2020 | 2025 | 2030 | 2035 | 2040
BM | 0 | 0 | 0 | 0 | 0 | 0
CC | 18.36 | 15.78 | 14.03 | 11.22 | 20.28 | 23.91
CSP | 0 | 0 | 0 | 0 | 0 | 0
CT | 0 | 0.01 | 0 | 0 | 0.01 | 0.03
Coal | 0.04 | 0 | 0 | 0 | 0 | 0
Geo | 0 | 0 | 0 | 0 | 0 | 0
H | 0 | 0 | 0 | 0 | 0 | 0
LFG | 0 | 0 | 0 | 0 | 0 | 0
Nuc | 0 | 0 | 0 | 0 | 0 | 0
PS | 0 | 0 | 0 | 0 | 0 | 0
PV | 0 | 0 | 0 | 0 | 0 | 0
PeakG | 0.02 | 0.02 | 0.02 | 0.02 | 0.04 | 0.04
PeakO | 0 | 0 | 0 | 0 | 0 | 0
ST | 0 | 0 | 0 | 0 | 0 | 0
STOG | 0 | 0 | 0 | 0 | 0 | 0
STWD | 0 | 0 | 0 | 0 | 0 | 0
WT | 0 | 0 | 0 | 0 | 0 | 0
IGCC | 0 | 0 | 0 | 0 | 0 | 0
DemandResponse | 0 | 0 | 0 | 0 | 0 | 0
IGCC-CCS | 0 | 0 | 0 | 0 | 0 | 0
WT_off | 0 | 0 | 0 | 0 | 0 | 0
PseudoUnit | 0 | 0 | 0 | 0 | 0 | 0
FixedInterchange | 0 | 0 | 0 | 0 | 0 | 0
CO2 Emissions (MMshortTons): NonRTO_Midwest
ReportingType | 2015 | 2020 | 2025 | 2030 | 2035 | 2040
BM | 0 | 0 | 0 | 0 | 0 | 0
CC | 0 | 0.57 | 0.57 | 0.51 | 0.36 | 0.68
CSP | 0 | 0 | 0 | 0 | 0 | 0
CT | 0 | 0 | 0 | 0 | 0 | 0
Coal | 59.08 | 60.43 | 61.03 | 61.3 | 62.33 | 63.52
Geo | 0 | 0 | 0 | 0 | 0 | 0
H | 0 | 0 | 0 | 0 | 0 | 0
LFG | 0 | 0 | 0 | 0 | 0 | 0
Nuc | 0 | 0 | 0 | 0 | 0 | 0
PS | 0 | 0 | 0 | 0 | 0 | 0
PV | 0 | 0 | 0 | 0 | 0 | 0
PeakG | 0.11 | 0.19 | 0.27 | 0.23 | 0.3 | 0.29
PeakO | 0 | 0 | 0 | 0 | 0 | 0
ST | 0 | 0 | 0 | 0 | 0 | 0
STOG | 0 | 0 | 0 | 0 | 0 | 0
STWD | 0 | 0 | 0 | 0 | 0 | 0
WT | 0 | 0 | 0 | 0 | 0 | 0
IGCC | 0 | 0 | 0 | 0 | 0 | 0
DemandResponse | 0 | 0 | 0 | 0 | 0 | 0
IGCC-CCS | 0 | 0 | 0 | 0 | 0 | 0
WT_off | 0 | 0 | 0 | 0 | 0 | 0
PseudoUnit | 0 | 0 | 0 | 0 | 0 | 0
FixedInterchange | 0 | 0 | 0 | 0 | 0 | 0
CO2 Emissions (MMshortTons): NYISO_A-F
ReportingType | 2015 | 2020 | 2025 | 2030 | 2035 | 2040
BM | 0 | 0 | 0 | 0 | 0 | 0
CC | 3.35 | 3.64 | 4.44 | 4.13 | 6.22 | 6.04
CSP | 0 | 0 | 0 | 0 | 0 | 0
CT | 0 | 0 | 0 | 0 | 0 | 0
Coal | 0 | 0 | 0 | 0 | 0 | 0
Geo | 0 | 0 | 0 | 0 | 0 | 0
H | 0 | 0 | 0 | 0 | 0 | 0
LFG | 0 | 0 | 0 | 0 | 0 | 0
Nuc | 0 | 0 | 0 | 0 | 0 | 0
PS | 0 | 0 | 0 | 0 | 0 | 0
PV | 0 | 0 | 0 | 0 | 0 | 0
PeakG | 0 | 0 | 0 | 0 | 0 | 0.01
PeakO | 0 | 0 | 0 | 0 | 0 | 0
ST | 0 | 0 | 0 | 0 | 0 | 0
STOG | 0 | 0 | 0 | 0 | 0 | 0
STWD | 0 | 0 | 0 | 0 | 0 | 0
WT | 0 | 0 | 0 | 0 | 0 | 0
IGCC | 0 | 0 | 0 | 0 | 0 | 0
DemandResponse | 0 | 0 | 0 | 0 | 0 | 0
IGCC-CCS | 0 | 0 | 0 | 0 | 0 | 0
WT_off | 0 | 0 | 0 | 0 | 0 | 0
PseudoUnit | 0 | 0 | 0 | 0 | 0 | 0
FixedInterchange | 0 | 0 | 0 | 0 | 0 | 0
CO2 Emissions (MMshortTons): NYISO_G-I
ReportingType | 2015 | 2020 | 2025 | 2030 | 2035 | 2040
BM | 0 | 0 | 0 | 0 | 0 | 0
CC | 2.49 | 2.85 | 3.23 | 2.58 | 8.75 | 19.58
CSP | 0 | 0 | 0 | 0 | 0 | 0
CT | 0 | 0 | 0 | 0 | 0 | 0
Coal | 0 | 0 | 0 | 0 | 0 | 0
Geo | 0 | 0 | 0 | 0 | 0 | 0
H | 0 | 0 | 0 | 0 | 0 | 0
LFG | 0 | 0 | 0 | 0 | 0 | 0
Nuc | 0 | 0 | 0 | 0 | 0 | 0
PS | 0 | 0 | 0 | 0 | 0 | 0
PV | 0 | 0 | 0 | 0 | 0 | 0
PeakG | 0 | 0 | 0 | 0 | 0 | 0
PeakO | 0 | 0 | 0 | 0 | 0 | 0
ST | 0 | 0 | 0 | 0 | 0 | 0
STOG | 0 | 0 | 0 | 0 | 0 | 0
STWD | 0 | 0 | 0 | 0 | 0 | 0
WT | 0 | 0 | 0 | 0 | 0 | 0
IGCC | 0 | 0 | 0 | 0 | 0 | 0
DemandResponse | 0 | 0 | 0 | 0 | 0 | 0
IGCC-CCS | 0 | 0 | 0 | 0 | 0 | 0
WT_off | 0 | 0 | 0 | 0 | 0 | 0
PseudoUnit | 0 | 0 | 0 | 0 | 0 | 0
FixedInterchange | 0 | 0 | 0 | 0 | 0 | 0
CO2 Emissions (MMshortTons): NYISO_J-K
ReportingType | 2015 | 2020 | 2025 | 2030 | 2035 | 2040
BM | 0 | 0 | 0 | 0 | 0 | 0
CC | 10.03 | 11.73 | 11.47 | 10.72 | 12.36 | 11.77
CSP | 0 | 0 | 0 | 0 | 0 | 0
CT | 0 | 0 | 0 | 0 | 0.09 | 0.14
Coal | 0 | 0 | 0 | 0 | 0 | 0
Geo | 0 | 0 | 0 | 0 | 0 | 0
H | 0 | 0 | 0 | 0 | 0 | 0
LFG | 0 | 0 | 0 | 0 | 0 | 0
Nuc | 0 | 0 | 0 | 0 | 0 | 0
PS | 0 | 0 | 0 | 0 | 0 | 0
PV | 0 | 0 | 0 | 0 | 0 | 0
PeakG | 0.03 | 0.1 | 0.08 | 0.05 | 0.16 | 0.16
PeakO | 0 | 0 | 0 | 0 | 0 | 0
ST | 0 | 0 | 0 | 0 | 0 | 0
STOG | 0.56 | 0.7 | 0.72 | 0.52 | 1.01 | 1.08
STWD | 0 | 0 | 0 | 0 | 0 | 0
WT | 0 | 0 | 0 | 0 | 0 | 0
IGCC | 0 | 0 | 0 | 0 | 0 | 0
DemandResponse | 0 | 0 | 0 | 0 | 0 | 0
IGCC-CCS | 0 | 0 | 0 | 0 | 0 | 0
WT_off | 0 | 0 | 0 | 0 | 0 | 0
PseudoUnit | 0 | 0 | 0 | 0 | 0 | 0
FixedInterchange | 0 | 0 | 0 | 0 | 0 | 0
CO2 Emissions (MMshortTons): PJM_E
ReportingType | 2015 | 2020 | 2025 | 2030 | 2035 | 2040
BM | 0 | 0 | 0 | 0 | 0 | 0
CC | 10.67 | 16.28 | 11.75 | 8.34 | 18.27 | 20.16
CSP | 0 | 0 | 0 | 0 | 0 | 0
CT | 0 | 0 | 0 | 0 | 0.01 | 0
Coal | 0.42 | 0.12 | 0.12 | 0.12 | 0.2 | 0.2
Geo | 0 | 0 | 0 | 0 | 0 | 0
H | 0 | 0 | 0 | 0 | 0 | 0
LFG | 0 | 0 | 0 | 0 | 0 | 0
Nuc | 0 | 0 | 0 | 0 | 0 | 0
PS | 0 | 0 | 0 | 0 | 0 | 0
PV | 0 | 0 | 0 | 0 | 0 | 0
PeakG | 0.01 | 0.05 | 0.16 | 0.11 | 0.6 | 0.18
PeakO | 0 | 0 | 0 | 0 | 0 | 0
ST | 0 | 0 | 0 | 0 | 0 | 0
STOG | 0.17 | 0.28 | 0.28 | 0.15 | 0.55 | 0.31
STWD | 0 | 0 | 0 | 0 | 0 | 0
WT | 0 | 0 | 0 | 0 | 0 | 0
IGCC | 0 | 0 | 0 | 0 | 0 | 0
DemandResponse | 0 | 0 | 0 | 0 | 0 | 0
IGCC-CCS | 0 | 0 | 0 | 0 | 0 | 0
WT_off | 0 | 0 | 0 | 0 | 0 | 0
PseudoUnit | 0 | 0 | 0 | 0 | 0 | 0
FixedInterchange | 0 | 0 | 0 | 0 | 0 | 0
CO2 Emissions (MMshortTons): PJM_ROM
ReportingType | 2015 | 2020 | 2025 | 2030 | 2035 | 2040
BM | 0 | 0 | 0 | 0 | 0 | 0
CC | 6.71 | 8.77 | 6.9 | 5.26 | 9.79 | 39.66
CSP | 0 | 0 | 0 | 0 | 0 | 0
CT | 0 | 0 | 0 | 0 | 0 | 0
Coal | 47.68 | 40.05 | 39.98 | 33.32 | 44.11 | 44.11
Geo | 0 | 0 | 0 | 0 | 0 | 0
H | 0 | 0 | 0 | 0 | 0 | 0
LFG | 0 | 0 | 0 | 0 | 0 | 0
Nuc | 0 | 0 | 0 | 0 | 0 | 0
PS | 0 | 0 | 0 | 0 | 0 | 0
PV | 0 | 0 | 0 | 0 | 0 | 0
PeakG | 0 | 0.03 | 0.01 | 0 | 0.19 | 0.1
PeakO | 0 | 0 | 0 | 0 | 0 | 0
ST | 0 | 0 | 0 | 0 | 0 | 0
STOG | 0.43 | 0.83 | 0.83 | 0.52 | 1.33 | 1.2
STWD | 0 | 0 | 0 | 0 | 0 | 0
WT | 0 | 0 | 0 | 0 | 0 | 0
IGCC | 0 | 0 | 0 | 0 | 0 | 0
DemandResponse | 0 | 0 | 0 | 0 | 0 | 0
IGCC-CCS | 0 | 0 | 0 | 0 | 0 | 0
WT_off | 0 | 0 | 0 | 0 | 0 | 0
PseudoUnit | 0 | 0 | 0 | 0 | 0 | 0
FixedInterchange | 0 | 0 | 0 | 0 | 0 | 0
CO2 Emissions (MMshortTons): PJM_ROR
ReportingType | 2015 | 2020 | 2025 | 2030 | 2035 | 2040
BM | 0 | 0 | 0 | 0 | 0 | 0
CC | 25.81 | 25.32 | 18.19 | 10.81 | 17.31 | 15.31
CSP | 0 | 0 | 0 | 0 | 0 | 0
CT | 0 | 0 | 0 | 0 | 0.53 | 1.03
Coal | 364.32 | 270.06 | 270.17 | 267.54 | 271.77 | 273.19
Geo | 0 | 0 | 0 | 0 | 0 | 0
H | 0 | 0 | 0 | 0 | 0 | 0
LFG | 0 | 0 | 0 | 0 | 0 | 0
Nuc | 0 | 0 | 0 | 0 | 0 | 0
PS | 0 | 0 | 0 | 0 | 0 | 0
PV | 0 | 0 | 0 | 0 | 0 | 0
PeakG | 0.82 | 0.9 | 0.65 | 0.3 | 0.69 | 0.68
PeakO | 0 | 0 | 0 | 0 | 0 | 0
ST | 0 | 0 | 0 | 0 | 0 | 0
STOG | 0.49 | 0.5 | 0.49 | 0.49 | 0.49 | 0.49
STWD | 0 | 0 | 0 | 0 | 0 | 0
WT | 0 | 0 | 0 | 0 | 0 | 0
IGCC | 0 | 0 | 0 | 0 | 0 | 0
DemandResponse | 0 | 0 | 0 | 0 | 0 | 0
IGCC-CCS | 0 | 0 | 0 | 0 | 0 | 0
WT_off | 0 | 0 | 0 | 0 | 0 | 0
PseudoUnit | 0 | 0 | 0 | 0 | 0 | 0
FixedInterchange | 0 | 0 | 0 | 0 | 0 | 0
CO2 Emissions (MMshortTons): SOCO
ReportingType | 2015 | 2020 | 2025 | 2030 | 2035 | 2040
BM | 0 | 0 | 0 | 0 | 0 | 0
CC | 47.51 | 44.94 | 33.8 | 28.27 | 27.31 | 27.65
CSP | 0 | 0 | 0 | 0 | 0 | 0
CT | 0 | 0 | 0 | 0 | 0 | 0
Coal | 94.69 | 93.99 | 99.85 | 102.48 | 108.74 | 157.26
Geo | 0 | 0 | 0 | 0 | 0 | 0
H | 0 | 0 | 0 | 0 | 0 | 0
LFG | 0 | 0 | 0 | 0 | 0 | 0
Nuc | 0 | 0 | 0 | 0 | 0 | 0
PS | 0 | 0 | 0 | 0 | 0 | 0
PV | 0 | 0 | 0 | 0 | 0 | 0
PeakG | 0.42 | 0.66 | 0.48 | 0.28 | 0.52 | 0.57
PeakO | 0 | 0 | 0 | 0 | 0 | 0
ST | 0 | 0 | 0 | 0 | 0 | 0
STOG | 0 | 0 | 0 | 0 | 0 | 0
STWD | 0 | 0 | 0 | 0 | 0 | 0
WT | 0 | 0 | 0 | 0 | 0 | 0
IGCC | 0 | 0 | 0 | 0 | 0 | 0
DemandResponse | 0 | 0 | 0 | 0 | 0 | 0
IGCC-CCS | 0 | 0 | 0 | 0 | 0 | 0
WT_off | 0 | 0 | 0 | 0 | 0 | 0
PseudoUnit | 0 | 0 | 0 | 0 | 0 | 0
FixedInterchange | 0 | 0 | 0 | 0 | 0 | 0
CO2 Emissions (MMshortTons): SPP_N
ReportingType | 2015 | 2020 | 2025 | 2030 | 2035 | 2040
BM | 0 | 0 | 0 | 0 | 0 | 0
CC | 2.98 | 1.43 | 0.8 | 0.53 | 0.73 | 0.64
CSP | 0 | 0 | 0 | 0 | 0 | 0
CT | 0 | 0.02 | 0.02 | 0.02 | 0.72 | 0.58
Coal | 68.81 | 65.42 | 62.73 | 62.4 | 62.75 | 62.75
Geo | 0 | 0 | 0 | 0 | 0 | 0
H | 0 | 0 | 0 | 0 | 0 | 0
LFG | 0 | 0 | 0 | 0 | 0 | 0
Nuc | 0 | 0 | 0 | 0 | 0 | 0
PS | 0 | 0 | 0 | 0 | 0 | 0
PV | 0 | 0 | 0 | 0 | 0 | 0
PeakG | 0 | 0.06 | 0.08 | 0 | 0 | 0
PeakO | 0 | 0 | 0 | 0 | 0 | 0
ST | 0 | 0 | 0 | 0 | 0 | 0
STOG | 0.22 | 0.43 | 0.43 | 0.37 | 0.42 | 0.42
STWD | 0 | 0 | 0 | 0 | 0 | 0
WT | 0 | 0 | 0 | 0 | 0 | 0
IGCC | 0 | 0 | 0 | 0 | 0 | 0
DemandResponse | 0 | 0 | 0 | 0 | 0 | 0
IGCC-CCS | 0 | 0 | 0 | 0 | 0 | 0
WT_off | 0 | 0 | 0 | 0 | 0 | 0
PseudoUnit | 0 | 0 | 0 | 0 | 0 | 0
FixedInterchange | 0 | 0 | 0 | 0 | 0 | 0
CO2 Emissions (MMshortTons): SPP_S
ReportingType | 2015 | 2020 | 2025 | 2030 | 2035 | 2040
BM | 0 | 0 | 0 | 0 | 0 | 0
CC | 19.34 | 16.1 | 9.41 | 5.32 | 8.25 | 7.02
CSP | 0 | 0 | 0 | 0 | 0 | 0
CT | 0 | 0 | 0 | 0 | 0 | 0
Coal | 97.45 | 87.66 | 84.14 | 76.32 | 89.84 | 88.08
Geo | 0 | 0 | 0 | 0 | 0 | 0
H | 0 | 0 | 0 | 0 | 0 | 0
LFG | 0 | 0 | 0 | 0 | 0 | 0
Nuc | 0 | 0 | 0 | 0 | 0 | 0
PS | 0 | 0 | 0 | 0 | 0 | 0
PV | 0 | 0 | 0 | 0 | 0 | 0
PeakG | 0 | 0 | 0 | 0 | 0 | 0
PeakO | 0 | 0 | 0 | 0 | 0 | 0
ST | 0 | 0 | 0 | 0 | 0 | 0
STOG | 1.71 | 1.29 | 1 | 0.52 | 1.22 | 1.13
STWD | 0 | 0 | 0 | 0 | 0 | 0
WT | 0 | 0 | 0 | 0 | 0 | 0
IGCC | 0 | 0 | 0 | 0 | 0 | 0
DemandResponse | 0 | 0 | 0 | 0 | 0 | 0
IGCC-CCS | 0 | 0 | 0 | 0 | 0 | 0
WT_off | 0 | 0 | 0 | 0 | 0 | 0
PseudoUnit | 0 | 0 | 0 | 0 | 0 | 0
FixedInterchange | 0 | 0 | 0 | 0 | 0 | 0
CO2 Emissions (MMshortTons): TVA
ReportingType | 2015 | 2020 | 2025 | 2030 | 2035 | 2040
BM | 0 | 0 | 0 | 0 | 0 | 0
CC | 7.6 | 3.78 | 4.09 | 2.04 | 3.26 | 4.02
CSP | 0 | 0 | 0 | 0 | 0 | 0
CT | 0 | 0 | 0 | 0 | 0 | 0.08
Coal | 90.93 | 69.38 | 69.16 | 66.55 | 71.07 | 73.02
Geo | 0 | 0 | 0 | 0 | 0 | 0
H | 0 | 0 | 0 | 0 | 0 | 0
LFG | 0 | 0 | 0 | 0 | 0 | 0
Nuc | 0 | 0 | 0 | 0 | 0 | 0
PS | 0 | 0 | 0 | 0 | 0 | 0
PV | 0 | 0 | 0 | 0 | 0 | 0
PeakG | 0 | 0 | 0 | 0 | 0.01 | 0
PeakO | 0 | 0 | 0 | 0 | 0 | 0
ST | 0 | 0 | 0 | 0 | 0 | 0
STOG | 0 | 0 | 0 | 0 | 0 | 0
STWD | 0 | 0 | 0 | 0 | 0 | 0
WT | 0 | 0 | 0 | 0 | 0 | 0
IGCC | 0 | 0 | 0 | 0 | 0 | 0
DemandResponse | 0 | 0 | 0 | 0 | 0 | 0
IGCC-CCS | 0 | 0 | 0 | 0 | 0 | 0
WT_off | 0 | 0 | 0 | 0 | 0 | 0
PseudoUnit | 0 | 0 | 0 | 0 | 0 | 0
FixedInterchange | 0 | 0 | 0 | 0 | 0 | 0
CO2 Emissions (MMshortTons): TVA_Transmission
ReportingType | 2015 | 2020 | 2025 | 2030 | 2035 | 2040
BM | 0 | 0 | 0 | 0 | 0 | 0
CC | 0 | 0 | 0 | 0 | 0 | 0
CSP | 0 | 0 | 0 | 0 | 0 | 0
CT | 0 | 0 | 0 | 0 | 0 | 0
Coal | 0 | 0 | 0 | 0 | 0 | 0
Geo | 0 | 0 | 0 | 0 | 0 | 0
H | 0 | 0 | 0 | 0 | 0 | 0
LFG | 0 | 0 | 0 | 0 | 0 | 0
Nuc | 0 | 0 | 0 | 0 | 0 | 0
PS | 0 | 0 | 0 | 0 | 0 | 0
PV | 0 | 0 | 0 | 0 | 0 | 0
PeakG | 0 | 0 | 0 | 0 | 0 | 0
PeakO | 0 | 0 | 0 | 0 | 0 | 0
ST | 0 | 0 | 0 | 0 | 0 | 0
STOG | 0 | 0 | 0 | 0 | 0 | 0
STWD | 0 | 0 | 0 | 0 | 0 | 0
WT | 0 | 0 | 0 | 0 | 0 | 0
IGCC | 0 | 0 | 0 | 0 | 0 | 0
DemandResponse | 0 | 0 | 0 | 0 | 0 | 0
IGCC-CCS | 0 | 0 | 0 | 0 | 0 | 0
WT_off | 0 | 0 | 0 | 0 | 0 | 0
PseudoUnit | 0 | 0 | 0 | 0 | 0 | 0
FixedInterchange | 0 | 0 | 0 | 0 | 0 | 0
CO2 Emissions (MMshortTons): VACAR
ReportingType | 2015 | 2020 | 2025 | 2030 | 2035 | 2040
BM | 0 | 0 | 0 | 0 | 0 | 0
CC | 13.11 | 9.38 | 6.02 | 2.11 | 3.42 | 5.59
CSP | 0 | 0 | 0 | 0 | 0 | 0
CT | 0.26 | 0.27 | 0.19 | 0.04 | 0.21 | 0.37
Coal | 98.41 | 66.48 | 52.12 | 27.93 | 54.65 | 66.5
Geo | 0 | 0 | 0 | 0 | 0 | 0
H | 0 | 0 | 0 | 0 | 0 | 0
LFG | 0 | 0 | 0 | 0 | 0 | 0
Nuc | 0 | 0 | 0 | 0 | 0 | 0
PS | 0 | 0 | 0 | 0 | 0 | 0
PV | 0 | 0 | 0 | 0 | 0 | 0
PeakG | 0.08 | 0.12 | 0.12 | 0.02 | 0.09 | 0.12
PeakO | 0 | 0 | 0 | 0 | 0 | 0
ST | 0 | 0 | 0 | 0 | 0 | 0
STOG | 0 | 0 | 0 | 0 | 0 | 0
STWD | 0 | 0 | 0 | 0 | 0 | 0
WT | 0 | 0 | 0 | 0 | 0 | 0
IGCC | 0 | 0 | 0 | 0 | 0 | 0
DemandResponse | 0 | 0 | 0 | 0 | 0 | 0
IGCC-CCS | 0 | 0 | 0 | 0 | 0 | 0
WT_off | 0 | 0 | 0 | 0 | 0 | 0
PseudoUnit | 0 | 0 | 0 | 0 | 0 | 0
FixedInterchange | 0 | 0 | 0 | 0 | 0 | 0
CO2 Emissions (MMshortTons): IESO
ReportingType | 2015 | 2020 | 2025 | 2030 | 2035 | 2040
BM | 0 | 0 | 0 | 0 | 0 | 0
CC | 0.52 | 0.33 | 0.49 | 0.31 | 2.82 | 8.45
CSP | 0 | 0 | 0 | 0 | 0 | 0
CT | 0 | 0 | 0 | 0 | 0 | 0.03
Coal | 0 | 0 | 0 | 0 | 0 | 0
Geo | 0 | 0 | 0 | 0 | 0 | 0
H | 0 | 0 | 0 | 0 | 0 | 0
LFG | 0 | 0 | 0 | 0 | 0 | 0
Nuc | 0 | 0 | 0 | 0 | 0 | 0
PS | 0 | 0 | 0 | 0 | 0 | 0
PV | 0 | 0 | 0 | 0 | 0 | 0
PeakG | 0 | 0 | 0 | 0 | 0 | 0
PeakO | 0 | 0 | 0 | 0 | 0 | 0
ST | 0 | 0 | 0 | 0 | 0 | 0
STOG | 0 | 0 | 0 | 0 | 0 | 0
STWD | 0 | 0 | 0 | 0 | 0 | 0
WT | 0 | 0 | 0 | 0 | 0 | 0
IGCC | 0 | 0 | 0 | 0 | 0 | 0
DemandResponse | 0 | 0 | 0 | 0 | 0 | 0
IGCC-CCS | 0 | 0 | 0 | 0 | 0 | 0
WT_off | 0 | 0 | 0 | 0 | 0 | 0
PseudoUnit | 0 | 0 | 0 | 0 | 0 | 0
FixedInterchange | 0 | 0 | 0 | 0 | 0 | 0
CO2 Emissions (MMshortTons): MAPP_CA
ReportingType | 2015 | 2020 | 2025 | 2030 | 2035 | 2040
BM | 0 | 0 | 0 | 0 | 0 | 0
CC | 1.52 | 1.52 | 0.24 | 0 | 0 | 0.02
CSP | 0 | 0 | 0 | 0 | 0 | 0
CT | 0 | 0 | 0 | 0 | 0 | 0
Coal | 0.62 | 1.17 | 0 | 0 | 0 | 0
Geo | 0 | 0 | 0 | 0 | 0 | 0
H | 0 | 0 | 0 | 0 | 0 | 0
LFG | 0 | 0 | 0 | 0 | 0 | 0
Nuc | 0 | 0 | 0 | 0 | 0 | 0
PS | 0 | 0 | 0 | 0 | 0 | 0
PV | 0 | 0 | 0 | 0 | 0 | 0
PeakG | 0 | 0 | 0 | 0 | 0 | 0
PeakO | 0 | 0 | 0 | 0 | 0 | 0
ST | 0 | 0 | 0 | 0 | 0 | 0
STOG | 0 | 0 | 0 | 0 | 0 | 0
STWD | 0 | 0 | 0 | 0 | 0 | 0
WT | 0 | 0 | 0 | 0 | 0 | 0
IGCC | 0 | 0 | 0 | 0 | 0 | 0
DemandResponse | 0 | 0 | 0 | 0 | 0 | 0
IGCC-CCS | 0 | 0 | 0 | 0 | 0 | 0
WT_off | 0 | 0 | 0 | 0 | 0 | 0
PseudoUnit | 0 | 0 | 0 | 0 | 0 | 0
FixedInterchange | 0 | 0 | 0 | 0 | 0 | 0
CO2 Emissions (MMshortTons): AZ_NM_SNV_Coal
ReportingType | 2015 | 2020 | 2025 | 2030 | 2035 | 2040
BM | 0 | 0 | 0 | 0 | 0 | 0
CC | 0 | 0 | 0 | 0 | 0 | 0
CSP | 0 | 0 | 0 | 0 | 0 | 0
CT | 0 | 0 | 0 | 0 | 0 | 0
Coal | 79.82 | 80.51 | 80.51 | 80.51 | 80.51 | 142.11
Geo | 0 | 0 | 0 | 0 | 0 | 0
H | 0 | 0 | 0 | 0 | 0 | 0
LFG | 0 | 0 | 0 | 0 | 0 | 0
Nuc | 0 | 0 | 0 | 0 | 0 | 0
PS | 0 | 0 | 0 | 0 | 0 | 0
PV | 0 | 0 | 0 | 0 | 0 | 0
PeakG | 0 | 0 | 0 | 0 | 0 | 0
PeakO | 0 | 0 | 0 | 0 | 0 | 0
ST | 0 | 0 | 0 | 0 | 0 | 0
STOG | 0 | 0 | 0 | 0 | 0 | 0
STWD | 0 | 0 | 0 | 0 | 0 | 0
WT | 0 | 0 | 0 | 0 | 0 | 0
IGCC | 0 | 0 | 0 | 0 | 0 | 0
DemandResponse | 0 | 0 | 0 | 0 | 0 | 0
IGCC-CCS | 0 | 0 | 0 | 0 | 0 | 0
WT_off | 0 | 0 | 0 | 0 | 0 | 0
PseudoUnit | 0 | 0 | 0 | 0 | 0 | 0
FixedInterchange | 0 | 0 | 0 | 0 | 0 | 0
CO2 Emissions (MMshortTons): AZ_NM_SNV_Gas
ReportingType | 2015 | 2020 | 2025 | 2030 | 2035 | 2040
BM | 0 | 0 | 0 | 0 | 0 | 0
CC | 43.91 | 52.69 | 52.44 | 63.43 | 69.03 | 64.64
CSP | 0 | 0 | 0 | 0 | 0 | 0
CT | 0 | 0 | 0.09 | 0.09 | 0 | 0
Coal | 0 | 0 | 0 | 0 | 0 | 0
Geo | 0 | 0 | 0 | 0 | 0 | 0
H | 0 | 0 | 0 | 0 | 0 | 0
LFG | 0 | 0 | 0 | 0 | 0 | 0
Nuc | 0 | 0 | 0 | 0 | 0 | 0
PS | 0 | 0 | 0 | 0 | 0 | 0
PV | 0 | 0 | 0 | 0 | 0 | 0
PeakG | 0 | 0 | 0.12 | 0.22 | 0.25 | 0
PeakO | 0 | 0 | 0 | 0 | 0 | 0
ST | 0 | 0 | 0 | 0 | 0 | 0
STOG | 0 | 0 | 0 | 0 | 0 | 0
STWD | 0 | 0 | 0 | 0 | 0 | 0
WT | 0 | 0 | 0 | 0 | 0 | 0
IGCC | 0 | 0 | 0 | 0 | 0 | 0
DemandResponse | 0 | 0 | 0 | 0 | 0 | 0
IGCC-CCS | 0 | 0 | 0 | 0 | 0 | 0
WT_off | 0 | 0 | 0 | 0 | 0 | 0
PseudoUnit | 0 | 0 | 0 | 0 | 0 | 0
FixedInterchange | 0 | 0 | 0 | 0 | 0 | 0
CO2 Emissions (MMshortTons): AZ_NM_SNV_NucRenew
ReportingType | 2015 | 2020 | 2025 | 2030 | 2035 | 2040
BM | 0 | 0 | 0 | 0 | 0 | 0
CC | 0 | 0 | 0 | 0 | 0 | 0
CSP | 0 | 0 | 0 | 0 | 0 | 0
CT | 0 | 0 | 0 | 0 | 0 | 0
Coal | 0 | 0 | 0 | 0 | 0 | 0
Geo | 0 | 0 | 0 | 0 | 0 | 0
H | 0 | 0 | 0 | 0 | 0 | 0
LFG | 0 | 0 | 0 | 0 | 0 | 0
Nuc | 0 | 0 | 0 | 0 | 0 | 0
PS | 0 | 0 | 0 | 0 | 0 | 0
PV | 0 | 0 | 0 | 0 | 0 | 0
PeakG | 0 | 0 | 0 | 0 | 0 | 0
PeakO | 0 | 0 | 0 | 0 | 0 | 0
ST | 0 | 0 | 0 | 0 | 0 | 0
STOG | 0 | 0 | 0 | 0 | 0 | 0
STWD | 0 | 0 | 0 | 0 | 0 | 0
WT | 0 | 0 | 0 | 0 | 0 | 0
IGCC | 0 | 0 | 0 | 0 | 0 | 0
DemandResponse | 0 | 0 | 0 | 0 | 0 | 0
IGCC-CCS | 0 | 0 | 0 | 0 | 0 | 0
WT_off | 0 | 0 | 0 | 0 | 0 | 0
PseudoUnit | 0 | 0 | 0 | 0 | 0 | 0
FixedInterchange | 0 | 0 | 0 | 0 | 0 | 0
CO2 Emissions (MMshortTons): ERCOT
ReportingType | 2015 | 2020 | 2025 | 2030 | 2035 | 2040
BM | 0 | 0 | 0 | 0 | 0 | 0
CC | 60.54 | 54.13 | 44.53 | 36.9 | 38.64 | 42.28
CSP | 0 | 0 | 0 | 0 | 0 | 0
CT | 0 | 0 | 0 | 0 | 0 | 0
Coal | 130.95 | 137.74 | 148.82 | 149.71 | 152.44 | 154.2
Geo | 0 | 0 | 0 | 0 | 0 | 0
H | 0 | 0 | 0 | 0 | 0 | 0
LFG | 0 | 0 | 0 | 0 | 0 | 0
Nuc | 0 | 0 | 0 | 0 | 0 | 0
PS | 0 | 0 | 0 | 0 | 0 | 0
PV | 0 | 0 | 0 | 0 | 0 | 0
PeakG | 0 | 0 | 0 | 0 | 0 | 0
PeakO | 0 | 0 | 0 | 0 | 0 | 0
ST | 0 | 0 | 0 | 0 | 0 | 0
STOG | 3.23 | 3.41 | 3.45 | 2.99 | 2.93 | 2.65
STWD | 0 | 0 | 0 | 0 | 0 | 0
WT | 0 | 0 | 0 | 0 | 0 | 0
IGCC | 0 | 0 | 0 | 0 | 0 | 0
DemandResponse | 0 | 0 | 0 | 0 | 0 | 0
IGCC-CCS | 0 | 0 | 0 | 0 | 0 | 0
WT_off | 0 | 0 | 0 | 0 | 0 | 0
PseudoUnit | 0 | 0 | 0 | 0 | 0 | 0
FixedInterchange | 0 | 0 | 0 | 0 | 0 | 0
CO2 Emissions (MMshortTons): NP15
ReportingType | 2015 | 2020 | 2025 | 2030 | 2035 | 2040
BM | 0 | 0 | 0 | 0 | 0 | 0
CC | 14.63 | 15.56 | 11.5 | 9 | 4.86 | 2.19
CSP | 0 | 0 | 0 | 0 | 0 | 0
CT | 0 | 0 | 0 | 0 | 0 | 0
Coal | 0.27 | 0 | 0 | 0 | 0 | 0
Geo | 0 | 0 | 0 | 0 | 0 | 0
H | 0 | 0 | 0 | 0 | 0 | 0
LFG | 0 | 0 | 0 | 0 | 0 | 0
Nuc | 0 | 0 | 0 | 0 | 0 | 0
PS | 0 | 0 | 0 | 0 | 0 | 0
PV | 0 | 0 | 0 | 0 | 0 | 0
PeakG | 0 | 0 | 0 | 0 | 0 | 0.01
PeakO | 0 | 0 | 0 | 0 | 0 | 0
ST | 0 | 0 | 0 | 0 | 0 | 0
STOG | 0.08 | 0.12 | 0.04 | 0.08 | 0.05 | 0.09
STWD | 0 | 0 | 0 | 0 | 0 | 0
WT | 0 | 0 | 0 | 0 | 0 | 0
IGCC | 0 | 0 | 0 | 0 | 0 | 0
DemandResponse | 0 | 0 | 0 | 0 | 0 | 0
IGCC-CCS | 0 | 0 | 0 | 0 | 0 | 0
WT_off | 0 | 0 | 0 | 0 | 0 | 0
PseudoUnit | 0 | 0 | 0 | 0 | 0 | 0
FixedInterchange | 0 | 0 | 0 | 0 | 0 | 0
CO2 Emissions (MMshortTons): NWPP_Coal
ReportingType | 2015 | 2020 | 2025 | 2030 | 2035 | 2040
BM | 0 | 0 | 0 | 0 | 0 | 0
CC | 0 | 0 | 0 | 0 | 0 | 0
CSP | 0 | 0 | 0 | 0 | 0 | 0
CT | 0 | 0 | 0 | 0 | 0 | 0
Coal | 108.92 | 109.08 | 109.08 | 109.08 | 108.57 | 108.57
Geo | 0 | 0 | 0 | 0 | 0 | 0
H | 0 | 0 | 0 | 0 | 0 | 0
LFG | 0 | 0 | 0 | 0 | 0 | 0
Nuc | 0 | 0 | 0 | 0 | 0 | 0
PS | 0 | 0 | 0 | 0 | 0 | 0
PV | 0 | 0 | 0 | 0 | 0 | 0
PeakG | 0 | 0 | 0 | 0 | 0 | 0
PeakO | 0 | 0 | 0 | 0 | 0 | 0
ST | 0 | 0 | 0 | 0 | 0 | 0
STOG | 0 | 0 | 0 | 0 | 0 | 0
STWD | 0 | 0 | 0 | 0 | 0 | 0
WT | 0 | 0 | 0 | 0 | 0 | 0
IGCC | 0 | 0 | 0 | 0 | 0 | 0
DemandResponse | 0 | 0 | 0 | 0 | 0 | 0
IGCC-CCS | 0 | 0 | 0 | 0 | 0 | 0
WT_off | 0 | 0 | 0 | 0 | 0 | 0
PseudoUnit | 0 | 0 | 0 | 0 | 0 | 0
FixedInterchange | 0 | 0 | 0 | 0 | 0 | 0
CO2 Emissions (MMshortTons): NWPP_Gas
ReportingType | 2015 | 2020 | 2025 | 2030 | 2035 | 2040
BM | 0 | 0 | 0 | 0 | 0 | 0
CC | 21.13 | 21.13 | 21.13 | 29.54 | 43.31 | 45.35
CSP | 0 | 0 | 0 | 0 | 0 | 0
CT | 0 | 0 | 0 | 0 | 0 | 0
Coal | 0 | 0 | 0 | 0 | 0 | 3.2
Geo | 0 | 0 | 0 | 0 | 0 | 0
H | 0 | 0 | 0 | 0 | 0 | 0
LFG | 0 | 0 | 0 | 0 | 0 | 0
Nuc | 0 | 0 | 0 | 0 | 0 | 0
PS | 0 | 0 | 0 | 0 | 0 | 0
PV | 0 | 0 | 0 | 0 | 0 | 0
PeakG | 0 | 0 | 0 | 0 | 0 | 0
PeakO | 0 | 0 | 0 | 0 | 0 | 0
ST | 0 | 0 | 0 | 0 | 0 | 0
STOG | 0 | 0 | 0 | 0 | 0 | 0
STWD | 0 | 0 | 0 | 0 | 0 | 0
WT | 0 | 0 | 0 | 0 | 0 | 0
IGCC | 0 | 0 | 0 | 0 | 0 | 0
DemandResponse | 0 | 0 | 0 | 0 | 0 | 0
IGCC-CCS | 0 | 0 | 0 | 0 | 0 | 0
WT_off | 0 | 0 | 0 | 0 | 0 | 0
PseudoUnit | 0 | 0 | 0 | 0 | 0 | 0
FixedInterchange | 0 | 0 | 0 | 0 | 0 | 0
CO2 Emissions (MMshortTons): NWPP_NucRenew
ReportingType | 2015 | 2020 | 2025 | 2030 | 2035 | 2040
BM | 0 | 0 | 0 | 0 | 0 | 0
CC | 0 | 0 | 0 | 0 | 0 | 0
CSP | 0 | 0 | 0 | 0 | 0 | 0
CT | 0 | 0 | 0 | 0 | 0 | 0
Coal | 0 | 0 | 0 | 0 | 0 | 0
Geo | 0 | 0 | 0 | 0 | 0 | 0
H | 0 | 0 | 0 | 0 | 0 | 0
LFG | 0 | 0 | 0 | 0 | 0 | 0
Nuc | 0 | 0 | 0 | 0 | 0 | 0
PS | 0 | 0 | 0 | 0 | 0 | 0
PV | 0 | 0 | 0 | 0 | 0 | 0
PeakG | 0 | 0 | 0 | 0 | 0 | 0
PeakO | 0 | 0 | 0 | 0 | 0 | 0
ST | 0 | 0 | 0 | 0 | 0 | 0
STOG | 0 | 0 | 0 | 0 | 0 | 0
STWD | 0 | 0 | 0 | 0 | 0 | 0
WT | 0 | 0 | 0 | 0 | 0 | 0
IGCC | 0 | 0 | 0 | 0 | 0 | 0
DemandResponse | 0 | 0 | 0 | 0 | 0 | 0
IGCC-CCS | 0 | 0 | 0 | 0 | 0 | 0
WT_off | 0 | 0 | 0 | 0 | 0 | 0
PseudoUnit | 0 | 0 | 0 | 0 | 0 | 0
FixedInterchange | 0 | 0 | 0 | 0 | 0 | 0
CO2 Emissions (MMshortTons): RMPA
ReportingType | 2015 | 2020 | 2025 | 2030 | 2035 | 2040
BM | 0 | 0 | 0 | 0 | 0 | 0
CC | 2.3 | 4.44 | 1.54 | 1.45 | 1.28 | 1.27
CSP | 0 | 0 | 0 | 0 | 0 | 0
CT | 0 | 0 | 0 | 0 | 0 | 0
Coal | 61.31 | 59.93 | 57.07 | 57.07 | 66.7 | 75.53
Geo | 0 | 0 | 0 | 0 | 0 | 0
H | 0 | 0 | 0 | 0 | 0 | 0
LFG | 0 | 0 | 0 | 0 | 0 | 0
Nuc | 0 | 0 | 0 | 0 | 0 | 0
PS | 0 | 0 | 0 | 0 | 0 | 0
PV | 0 | 0 | 0 | 0 | 0 | 0
PeakG | 0 | 0.02 | 0 | 0.05 | 0.01 | 0.02
PeakO | 0 | 0 | 0 | 0 | 0 | 0
ST | 0 | 0 | 0 | 0 | 0 | 0
STOG | 0 | 0 | 0 | 0 | 0 | 0
STWD | 0 | 0 | 0 | 0 | 0 | 0
WT | 0 | 0 | 0 | 0 | 0 | 0
IGCC | 0 | 0 | 0 | 0 | 0 | 0
DemandResponse | 0 | 0 | 0 | 0 | 0 | 0
IGCC-CCS | 0 | 0 | 0 | 0 | 0 | 0
WT_off | 0 | 0 | 0 | 0 | 0 | 0
PseudoUnit | 0 | 0 | 0 | 0 | 0 | 0
FixedInterchange | 0 | 0 | 0 | 0 | 0 | 0
CO2 Emissions (MMshortTons): SP15
ReportingType | 2015 | 2020 | 2025 | 2030 | 2035 | 2040
BM | 0 | 0 | 0 | 0 | 0 | 0
CC | 10.14 | 10.01 | 8.93 | 7.9 | 7.15 | 4
CSP | 0 | 0 | 0 | 0 | 0 | 0
CT | 0 | 0 | 0 | 0 | 0 | 0
Coal | 0.9 | 0.9 | 0.9 | 0.55 | 0 | 0
Geo | 0 | 0 | 0 | 0 | 0 | 0
H | 0 | 0 | 0 | 0 | 0 | 0
LFG | 0 | 0 | 0 | 0 | 0 | 0
Nuc | 0 | 0 | 0 | 0 | 0 | 0
PS | 0 | 0 | 0 | 0 | 0 | 0
PV | 0 | 0 | 0 | 0 | 0 | 0
PeakG | 0 | 0 | 0 | 0 | 0 | 0
PeakO | 0 | 0 | 0 | 0 | 0 | 0
ST | 0 | 0 | 0 | 0 | 0 | 0
STOG | 0.13 | 0.19 | 0.16 | 0.24 | 0.49 | 0.38
STWD | 0 | 0 | 0 | 0 | 0 | 0
WT | 0 | 0 | 0 | 0 | 0 | 0
IGCC | 0 | 0 | 0 | 0 | 0 | 0
DemandResponse | 0 | 0 | 0 | 0 | 0 | 0
IGCC-CCS | 0 | 0 | 0 | 0 | 0 | 0
WT_off | 0 | 0 | 0 | 0 | 0 | 0
PseudoUnit | 0 | 0 | 0 | 0 | 0 | 0
FixedInterchange | 0 | 0 | 0 | 0 | 0 | 0
CO2 Emissions (MMshortTons): ALB
ReportingType | 2015 | 2020 | 2025 | 2030 | 2035 | 2040
BM | 0 | 0 | 0 | 0 | 0 | 0
CC | 8.14 | 9.57 | 11.98 | 13.75 | 15.87 | 17.25
CSP | 0 | 0 | 0 | 0 | 0 | 0
CT | 0 | 0 | 0 | 0 | 0 | 0
Coal | 50 | 50 | 50 | 50 | 50 | 50
Geo | 0 | 0 | 0 | 0 | 0 | 0
H | 0 | 0 | 0 | 0 | 0 | 0
LFG | 0 | 0 | 0 | 0 | 0 | 0
Nuc | 0 | 0 | 0 | 0 | 0 | 0
PS | 0 | 0 | 0 | 0 | 0 | 0
PV | 0 | 0 | 0 | 0 | 0 | 0
PeakG | 0 | 0 | 0 | 0 | 0 | 0
PeakO | 0 | 0 | 0 | 0 | 0 | 0
ST | 0 | 0 | 0 | 0 | 0 | 0
STOG | 0 | 0 | 0 | 0 | 0 | 0
STWD | 0 | 0 | 0 | 0 | 0 | 0
WT | 0 | 0 | 0 | 0 | 0 | 0
IGCC | 0 | 0 | 0 | 0 | 0 | 0
DemandResponse | 0 | 0 | 0 | 0 | 0 | 0
IGCC-CCS | 0 | 0 | 0 | 0 | 0 | 0
WT_off | 0 | 0 | 0 | 0 | 0 | 0
PseudoUnit | 0 | 0 | 0 | 0 | 0 | 0
FixedInterchange | 0 | 0 | 0 | 0 | 0 | 0
CO2 Emissions (MMshortTons): BC
ReportingType | 2015 | 2020 | 2025 | 2030 | 2035 | 2040
BM | 0 | 0 | 0 | 0 | 0 | 0
CC | 4.01 | 4.51 | 5.98 | 7.9 | 9.71 | 11.65
CSP | 0 | 0 | 0 | 0 | 0 | 0
CT | 0 | 0 | 0 | 0 | 0 | 0
Coal | 0 | 0 | 0 | 0 | 0 | 0
Geo | 0 | 0 | 0 | 0 | 0 | 0
H | 0 | 0 | 0 | 0 | 0 | 0
LFG | 0 | 0 | 0 | 0 | 0 | 0
Nuc | 0 | 0 | 0 | 0 | 0 | 0
PS | 0 | 0 | 0 | 0 | 0 | 0
PV | 0 | 0 | 0 | 0 | 0 | 0
PeakG | 0 | 0 | 0 | 0 | 0 | 0
PeakO | 0 | 0 | 0 | 0 | 0 | 0
ST | 0 | 0 | 0 | 0 | 0 | 0
STOG | 0 | 0 | 0 | 0 | 0 | 0
STWD | 0 | 0 | 0 | 0 | 0 | 0
WT | 0 | 0 | 0 | 0 | 0 | 0
IGCC | 0 | 0 | 0 | 0 | 0 | 0
DemandResponse | 0 | 0 | 0 | 0 | 0 | 0
IGCC-CCS | 0 | 0 | 0 | 0 | 0 | 0
WT_off | 0 | 0 | 0 | 0 | 0 | 0
PseudoUnit | 0 | 0 | 0 | 0 | 0 | 0
FixedInterchange | 0 | 0 | 0 | 0 | 0 | 0
CO2 Emissions (MMshortTons): HQ_IESO
ReportingType | 2015 | 2020 | 2025 | 2030 | 2035 | 2040
BM | 0 | 0 | 0 | 0 | 0 | 0
CC | 0 | 0 | 0 | 0 | 0 | 0
CSP | 0 | 0 | 0 | 0 | 0 | 0
CT | 0 | 0 | 0 | 0 | 0 | 0
Coal | 0 | 0 | 0 | 0 | 0 | 0
Geo | 0 | 0 | 0 | 0 | 0 | 0
H | 0 | 0 | 0 | 0 | 0 | 0
LFG | 0 | 0 | 0 | 0 | 0 | 0
Nuc | 0 | 0 | 0 | 0 | 0 | 0
PS | 0 | 0 | 0 | 0 | 0 | 0
PV | 0 | 0 | 0 | 0 | 0 | 0
PeakG | 0 | 0 | 0 | 0 | 0 | 0
PeakO | 0 | 0 | 0 | 0 | 0 | 0
ST | 0 | 0 | 0 | 0 | 0 | 0
STOG | 0 | 0 | 0 | 0 | 0 | 0
STWD | 0 | 0 | 0 | 0 | 0 | 0
WT | 0 | 0 | 0 | 0 | 0 | 0
IGCC | 0 | 0 | 0 | 0 | 0 | 0
DemandResponse | 0 | 0 | 0 | 0 | 0 | 0
IGCC-CCS | 0 | 0 | 0 | 0 | 0 | 0
WT_off | 0 | 0 | 0 | 0 | 0 | 0
PseudoUnit | 0 | 0 | 0 | 0 | 0 | 0
FixedInterchange | 0 | 0 | 0 | 0 | 0 | 0
CO2 Emissions (MMshortTons): HQ_NEISO
ReportingType | 2015 | 2020 | 2025 | 2030 | 2035 | 2040
BM | 0 | 0 | 0 | 0 | 0 | 0
CC | 0 | 0 | 0 | 0 | 0 | 0
CSP | 0 | 0 | 0 | 0 | 0 | 0
CT | 0 | 0 | 0 | 0 | 0 | 0
Coal | 0 | 0 | 0 | 0 | 0 | 0
Geo | 0 | 0 | 0 | 0 | 0 | 0
H | 0 | 0 | 0 | 0 | 0 | 0
LFG | 0 | 0 | 0 | 0 | 0 | 0
Nuc | 0 | 0 | 0 | 0 | 0 | 0
PS | 0 | 0 | 0 | 0 | 0 | 0
PV | 0 | 0 | 0 | 0 | 0 | 0
PeakG | 0 | 0 | 0 | 0 | 0 | 0
PeakO | 0 | 0 | 0 | 0 | 0 | 0
ST | 0 | 0 | 0 | 0 | 0 | 0
STOG | 0 | 0 | 0 | 0 | 0 | 0
STWD | 0 | 0 | 0 | 0 | 0 | 0
WT | 0 | 0 | 0 | 0 | 0 | 0
IGCC | 0 | 0 | 0 | 0 | 0 | 0
DemandResponse | 0 | 0 | 0 | 0 | 0 | 0
IGCC-CCS | 0 | 0 | 0 | 0 | 0 | 0
WT_off | 0 | 0 | 0 | 0 | 0 | 0
PseudoUnit | 0 | 0 | 0 | 0 | 0 | 0
FixedInterchange | 0 | 0 | 0 | 0 | 0 | 0
CO2 Emissions (MMshortTons): HQ_NY
ReportingType | 2015 | 2020 | 2025 | 2030 | 2035 | 2040
BM | 0 | 0 | 0 | 0 | 0 | 0
CC | 0 | 0 | 0 | 0 | 0 | 0
CSP | 0 | 0 | 0 | 0 | 0 | 0
CT | 0 | 0 | 0 | 0 | 0 | 0
Coal | 0 | 0 | 0 | 0 | 0 | 0
Geo | 0 | 0 | 0 | 0 | 0 | 0
H | 0 | 0 | 0 | 0 | 0 | 0
LFG | 0 | 0 | 0 | 0 | 0 | 0
Nuc | 0 | 0 | 0 | 0 | 0 | 0
PS | 0 | 0 | 0 | 0 | 0 | 0
PV | 0 | 0 | 0 | 0 | 0 | 0
PeakG | 0 | 0 | 0 | 0 | 0 | 0
PeakO | 0 | 0 | 0 | 0 | 0 | 0
ST | 0 | 0 | 0 | 0 | 0 | 0
STOG | 0 | 0 | 0 | 0 | 0 | 0
STWD | 0 | 0 | 0 | 0 | 0 | 0
WT | 0 | 0 | 0 | 0 | 0 | 0
IGCC | 0 | 0 | 0 | 0 | 0 | 0
DemandResponse | 0 | 0 | 0 | 0 | 0 | 0
IGCC-CCS | 0 | 0 | 0 | 0 | 0 | 0
WT_off | 0 | 0 | 0 | 0 | 0 | 0
PseudoUnit | 0 | 0 | 0 | 0 | 0 | 0
FixedInterchange | 0 | 0 | 0 | 0 | 0 | 0
CO2 Emissions (MMshortTons): MARITIMES
ReportingType | 2015 | 2020 | 2025 | 2030 | 2035 | 2040
BM | 0 | 0 | 0 | 0 | 0 | 0
CC | 0 | 0 | 0 | 0 | 0 | 0
CSP | 0 | 0 | 0 | 0 | 0 | 0
CT | 0 | 0 | 0 | 0 | 0 | 0
Coal | 0 | 0 | 0 | 0 | 0 | 0
Geo | 0 | 0 | 0 | 0 | 0 | 0
H | 0 | 0 | 0 | 0 | 0 | 0
LFG | 0 | 0 | 0 | 0 | 0 | 0
Nuc | 0 | 0 | 0 | 0 | 0 | 0
PS | 0 | 0 | 0 | 0 | 0 | 0
PV | 0 | 0 | 0 | 0 | 0 | 0
PeakG | 0 | 0 | 0 | 0 | 0 | 0
PeakO | 0 | 0 | 0 | 0 | 0 | 0
ST | 0 | 0 | 0 | 0 | 0 | 0
STOG | 0 | 0 | 0 | 0 | 0 | 0
STWD | 0 | 0 | 0 | 0 | 0 | 0
WT | 0 | 0 | 0 | 0 | 0 | 0
IGCC | 0 | 0 | 0 | 0 | 0 | 0
DemandResponse | 0 | 0 | 0 | 0 | 0 | 0
IGCC-CCS | 0 | 0 | 0 | 0 | 0 | 0
WT_off | 0 | 0 | 0 | 0 | 0 | 0
PseudoUnit | 0 | 0 | 0 | 0 | 0 | 0
FixedInterchange | 0 | 0 | 0 | 0 | 0 | 0
CO2 Emissions (MMshortTons): All
ReportingType | 2015 | 2020 | 2025 | 2030 | 2035 | 2040
BM | 0 | 0 | 0 | 0 | 0 | 0
CC | 441.7 | 453.87 | 393.76 | 360.21 | 464.8 | 518.35
CSP | 0 | 0 | 0 | 0 | 0 | 0
CT | 0.87 | 1.17 | 1.34 | 0.76 | 2.86 | 3.74
Coal | 1930.49 | 1729.1 | 1732 | 1685.35 | 1798.96 | 1982.49
Geo | 0 | 0 | 0 | 0 | 0 | 0
H | 0 | 0 | 0 | 0 | 0 | 0
LFG | 0 | 0 | 0 | 0 | 0 | 0
Nuc | 0 | 0 | 0 | 0 | 0 | 0
PS | 0 | 0 | 0 | 0 | 0 | 0
PV | 0 | 0 | 0 | 0 | 0 | 0
PeakG | 2.18 | 3.02 | 3.16 | 2.2 | 4.05 | 3.18
PeakO | 0 | 0 | 0 | 0 | 0 | 0
ST | 0 | 0 | 0 | 0 | 0 | 0
STOG | 10.66 | 11.48 | 10.52 | 8.38 | 11.08 | 10.3
STWD | 0 | 0 | 0 | 0 | 0 | 0
WT | 0 | 0 | 0 | 0 | 0 | 0
IGCC | 4.15 | 4.15 | 4.15 | 4.15 | 4.15 | 4.15
DemandResponse | 0 | 0 | 0 | 0 | 0 | 0
IGCC-CCS | 0 | 0 | 0 | 0 | 0 | 0
WT_off | 0 | 0 | 0 | 0 | 0 | 0
PseudoUnit | 0 | 0 | 0 | 0 | 0 | 0
FixedInterchange | 0 | 0 | 0 | 0 | 0 | 0
CO2 Emissions (MMshortTons): EI_US
ReportingType | 2015 | 2020 | 2025 | 2030 | 2035 | 2040
BM | 0 | 0 | 0 | 0 | 0 | 0
CC | 274.85 | 279.97 | 235 | 190.03 | 272.13 | 321.24
CSP | 0 | 0 | 0 | 0 | 0 | 0
CT | 0.87 | 1.17 | 1.25 | 0.66 | 2.86 | 3.71
Coal | 1497.72 | 1289.79 | 1285.63 | 1238.44 | 1340.75 | 1448.89
Geo | 0 | 0 | 0 | 0 | 0 | 0
H | 0 | 0 | 0 | 0 | 0 | 0
LFG | 0 | 0 | 0 | 0 | 0 | 0
Nuc | 0 | 0 | 0 | 0 | 0 | 0
PS | 0 | 0 | 0 | 0 | 0 | 0
PV | 0 | 0 | 0 | 0 | 0 | 0
PeakG | 2.18 | 3.01 | 3.03 | 1.92 | 3.79 | 3.15
PeakO | 0 | 0 | 0 | 0 | 0 | 0
ST | 0 | 0 | 0 | 0 | 0 | 0
STOG | 7.22 | 7.76 | 6.86 | 5.07 | 7.61 | 7.19
STWD | 0 | 0 | 0 | 0 | 0 | 0
WT | 0 | 0 | 0 | 0 | 0 | 0
IGCC | 4.15 | 4.15 | 4.15 | 4.15 | 4.15 | 4.15
DemandResponse | 0 | 0 | 0 | 0 | 0 | 0
IGCC-CCS | 0 | 0 | 0 | 0 | 0 | 0
WT_off | 0 | 0 | 0 | 0 | 0 | 0
PseudoUnit | 0 | 0 | 0 | 0 | 0 | 0
FixedInterchange | 0 | 0 | 0 | 0 | 0 | 0
CO2 Emissions (MMshortTons): EI_Canada
ReportingType | 2015 | 2020 | 2025 | 2030 | 2035 | 2040
BM | 0 | 0 | 0 | 0 | 0 | 0
CC | 2.04 | 1.85 | 0.74 | 0.31 | 2.82 | 8.47
CSP | 0 | 0 | 0 | 0 | 0 | 0
CT | 0 | 0 | 0 | 0 | 0 | 0.03
Coal | 0.62 | 1.17 | 0 | 0 | 0 | 0
Geo | 0 | 0 | 0 | 0 | 0 | 0
H | 0 | 0 | 0 | 0 | 0 | 0
LFG | 0 | 0 | 0 | 0 | 0 | 0
Nuc | 0 | 0 | 0 | 0 | 0 | 0
PS | 0 | 0 | 0 | 0 | 0 | 0
PV | 0 | 0 | 0 | 0 | 0 | 0
PeakG | 0 | 0 | 0 | 0 | 0 | 0
PeakO | 0 | 0 | 0 | 0 | 0 | 0
ST | 0 | 0 | 0 | 0 | 0 | 0
STOG | 0 | 0 | 0 | 0 | 0 | 0
STWD | 0 | 0 | 0 | 0 | 0 | 0
WT | 0 | 0 | 0 | 0 | 0 | 0
IGCC | 0 | 0 | 0 | 0 | 0 | 0
DemandResponse | 0 | 0 | 0 | 0 | 0 | 0
IGCC-CCS | 0 | 0 | 0 | 0 | 0 | 0
WT_off | 0 | 0 | 0 | 0 | 0 | 0
PseudoUnit | 0 | 0 | 0 | 0 | 0 | 0
FixedInterchange | 0 | 0 | 0 | 0 | 0 | 0
CO2 Emissions (MMshortTons): EI
ReportingType | 2015 | 2020 | 2025 | 2030 | 2035 | 2040
BM | 0 | 0 | 0 | 0 | 0 | 0
CC | 276.89 | 281.83 | 235.74 | 190.35 | 274.95 | 329.71
CSP | 0 | 0 | 0 | 0 | 0 | 0
CT | 0.87 | 1.17 | 1.25 | 0.66 | 2.86 | 3.74
Coal | 1498.34 | 1290.96 | 1285.63 | 1238.44 | 1340.75 | 1448.89
Geo | 0 | 0 | 0 | 0 | 0 | 0
H | 0 | 0 | 0 | 0 | 0 | 0
LFG | 0 | 0 | 0 | 0 | 0 | 0
Nuc | 0 | 0 | 0 | 0 | 0 | 0
PS | 0 | 0 | 0 | 0 | 0 | 0
PV | 0 | 0 | 0 | 0 | 0 | 0
PeakG | 2.18 | 3.01 | 3.03 | 1.92 | 3.79 | 3.15
PeakO | 0 | 0 | 0 | 0 | 0 | 0
ST | 0 | 0 | 0 | 0 | 0 | 0
STOG | 7.22 | 7.76 | 6.86 | 5.07 | 7.61 | 7.19
STWD | 0 | 0 | 0 | 0 | 0 | 0
WT | 0 | 0 | 0 | 0 | 0 | 0
IGCC | 4.15 | 4.15 | 4.15 | 4.15 | 4.15 | 4.15
DemandResponse | 0 | 0 | 0 | 0 | 0 | 0
IGCC-CCS | 0 | 0 | 0 | 0 | 0 | 0
WT_off | 0 | 0 | 0 | 0 | 0 | 0
PseudoUnit | 0 | 0 | 0 | 0 | 0 | 0
FixedInterchange | 0 | 0 | 0 | 0 | 0 | 0
CO2 Emissions (MMshortTons): Outside_EI
ReportingType | 2015 | 2020 | 2025 | 2030 | 2035 | 2040
BM | 0 | 0 | 0 | 0 | 0 | 0
CC | 164.81 | 172.04 | 158.03 | 169.87 | 189.85 | 188.64
CSP | 0 | 0 | 0 | 0 | 0 | 0
CT | 0 | 0 | 0.09 | 0.09 | 0 | 0
Coal | 432.16 | 438.14 | 446.37 | 446.91 | 458.22 | 533.6
Geo | 0 | 0 | 0 | 0 | 0 | 0
H | 0 | 0 | 0 | 0 | 0 | 0
LFG | 0 | 0 | 0 | 0 | 0 | 0
Nuc | 0 | 0 | 0 | 0 | 0 | 0
PS | 0 | 0 | 0 | 0 | 0 | 0
PV | 0 | 0 | 0 | 0 | 0 | 0
PeakG | 0 | 0.02 | 0.12 | 0.28 | 0.26 | 0.03
PeakO | 0 | 0 | 0 | 0 | 0 | 0
ST | 0 | 0 | 0 | 0 | 0 | 0
STOG | 3.44 | 3.72 | 3.65 | 3.31 | 3.47 | 3.12
STWD | 0 | 0 | 0 | 0 | 0 | 0
WT | 0 | 0 | 0 | 0 | 0 | 0
IGCC | 0 | 0 | 0 | 0 | 0 | 0
DemandResponse | 0 | 0 | 0 | 0 | 0 | 0
IGCC-CCS | 0 | 0 | 0 | 0 | 0 | 0
WT_off | 0 | 0 | 0 | 0 | 0 | 0
PseudoUnit | 0 | 0 | 0 | 0 | 0 | 0
FixedInterchange | 0 | 0 | 0 | 0 | 0 | 0
CO2 Emissions (MMmetricTons): Entergy
ReportingType | 2015 | 2020 | 2025 | 2030 | 2035 | 2040
BM | 0 | 0 | 0 | 0 | 0 | 0
CC | 25.09 | 29.95 | 26.87 | 22.8 | 23.53 | 20.98
CSP | 0 | 0 | 0 | 0 | 0 | 0
CT | 0 | 0 | 0 | 0 | 0 | 0
Coal | 58.48 | 52.37 | 55.73 | 57.84 | 58.3 | 69.49
Geo | 0 | 0 | 0 | 0 | 0 | 0
H | 0 | 0 | 0 | 0 | 0 | 0
LFG | 0 | 0 | 0 | 0 | 0 | 0
Nuc | 0 | 0 | 0 | 0 | 0 | 0
PS | 0 | 0 | 0 | 0 | 0 | 0
PV | 0 | 0 | 0 | 0 | 0 | 0
PeakG | 0 | 0 | 0.02 | 0.02 | 0.02 | 0.01
PeakO | 0 | 0 | 0 | 0 | 0 | 0
ST | 0 | 0 | 0 | 0 | 0 | 0
STOG | 0.8 | 0.88 | 0.68 | 0.6 | 0.65 | 0.65
STWD | 0 | 0 | 0 | 0 | 0 | 0
WT | 0 | 0 | 0 | 0 | 0 | 0
IGCC | 0 | 0 | 0 | 0 | 0 | 0
DemandResponse | 0 | 0 | 0 | 0 | 0 | 0
IGCC-CCS | 0 | 0 | 0 | 0 | 0 | 0
WT_off | 0 | 0 | 0 | 0 | 0 | 0
PseudoUnit | 0 | 0 | 0 | 0 | 0 | 0
FixedInterchange | 0 | 0 | 0 | 0 | 0 | 0
CO2 Emissions (MMmetricTons): FRCC
ReportingType | 2015 | 2020 | 2025 | 2030 | 2035 | 2040
BM | 0 | 0 | 0 | 0 | 0 | 0
CC | 55.92 | 57.11 | 57.07 | 56.89 | 72.5 | 79.04
CSP | 0 | 0 | 0 | 0 | 0 | 0
CT | 0.55 | 0.55 | 0.54 | 0.29 | 0.54 | 0.51
Coal | 57.19 | 55.79 | 57.05 | 58.59 | 59.8 | 59.8
Geo | 0 | 0 | 0 | 0 | 0 | 0
H | 0 | 0 | 0 | 0 | 0 | 0
LFG | 0 | 0 | 0 | 0 | 0 | 0
Nuc | 0 | 0 | 0 | 0 | 0 | 0
PS | 0 | 0 | 0 | 0 | 0 | 0
PV | 0 | 0 | 0 | 0 | 0 | 0
PeakG | 0.24 | 0.35 | 0.56 | 0.42 | 0.31 | 0.27
PeakO | 0 | 0 | 0 | 0 | 0 | 0
ST | 0 | 0 | 0 | 0 | 0 | 0
STOG | 2.11 | 1.89 | 1.63 | 1.26 | 1.04 | 0.95
STWD | 0 | 0 | 0 | 0 | 0 | 0
WT | 0 | 0 | 0 | 0 | 0 | 0
IGCC | 0 | 0 | 0 | 0 | 0 | 0
DemandResponse | 0 | 0 | 0 | 0 | 0 | 0
IGCC-CCS | 0 | 0 | 0 | 0 | 0 | 0
WT_off | 0 | 0 | 0 | 0 | 0 | 0
PseudoUnit | 0 | 0 | 0 | 0 | 0 | 0
FixedInterchange | 0 | 0 | 0 | 0 | 0 | 0
CO2 Emissions (MMmetricTons): MAPP_US
ReportingType | 2015 | 2020 | 2025 | 2030 | 2035 | 2040
BM | 0 | 0 | 0 | 0 | 0 | 0
CC | 0.1 | 0.12 | 0.1 | 0.05 | 0.08 | 0.08
CSP | 0 | 0 | 0 | 0 | 0 | 0
CT | 0 | 0 | 0 | 0 | 0 | 0
Coal | 22.65 | 18.01 | 18.01 | 18.01 | 18.01 | 18.01
Geo | 0 | 0 | 0 | 0 | 0 | 0
H | 0 | 0 | 0 | 0 | 0 | 0
LFG | 0 | 0 | 0 | 0 | 0 | 0
Nuc | 0 | 0 | 0 | 0 | 0 | 0
PS | 0 | 0 | 0 | 0 | 0 | 0
PV | 0 | 0 | 0 | 0 | 0 | 0
PeakG | 0.01 | 0.05 | 0.05 | 0.01 | 0.09 | 0.04
PeakO | 0 | 0 | 0 | 0 | 0 | 0
ST | 0 | 0 | 0 | 0 | 0 | 0
STOG | 0 | 0 | 0 | 0 | 0 | 0
STWD | 0 | 0 | 0 | 0 | 0 | 0
WT | 0 | 0 | 0 | 0 | 0 | 0
IGCC | 0 | 0 | 0 | 0 | 0 | 0
DemandResponse | 0 | 0 | 0 | 0 | 0 | 0
IGCC-CCS | 0 | 0 | 0 | 0 | 0 | 0
WT_off | 0 | 0 | 0 | 0 | 0 | 0
PseudoUnit | 0 | 0 | 0 | 0 | 0 | 0
FixedInterchange | 0 | 0 | 0 | 0 | 0 | 0
CO2 Emissions (MMmetricTons): MISO_IN
ReportingType | 2015 | 2020 | 2025 | 2030 | 2035 | 2040
BM | 0 | 0 | 0 | 0 | 0 | 0
CC | 1.67 | 2.73 | 2.2 | 1.52 | 9.05 | 11.52
CSP | 0 | 0 | 0 | 0 | 0 | 0
CT | 0 | 0 | 0 | 0 | 0 | 0
Coal | 83.23 | 87.48 | 88.37 | 87.21 | 91.76 | 94.6
Geo | 0 | 0 | 0 | 0 | 0 | 0
H | 0 | 0 | 0 | 0 | 0 | 0
LFG | 0 | 0 | 0 | 0 | 0 | 0
Nuc | 0 | 0 | 0 | 0 | 0 | 0
PS | 0 | 0 | 0 | 0 | 0 | 0
PV | 0 | 0 | 0 | 0 | 0 | 0
PeakG | 0.01 | 0 | 0.02 | 0.01 | 0.06 | 0.06
PeakO | 0 | 0 | 0 | 0 | 0 | 0
ST | 0 | 0 | 0 | 0 | 0 | 0
STOG | 0.03 | 0.07 | 0.03 | 0.03 | 0.07 | 0.07
STWD | 0 | 0 | 0 | 0 | 0 | 0
WT | 0 | 0 | 0 | 0 | 0 | 0
IGCC | 3.76 | 3.76 | 3.76 | 3.76 | 3.76 | 3.76
DemandResponse | 0 | 0 | 0 | 0 | 0 | 0
IGCC-CCS | 0 | 0 | 0 | 0 | 0 | 0
WT_off | 0 | 0 | 0 | 0 | 0 | 0
PseudoUnit | 0 | 0 | 0 | 0 | 0 | 0
FixedInterchange | 0 | 0 | 0 | 0 | 0 | 0
CO2 Emissions (MMmetricTons): MISO_MI
ReportingType | 2015 | 2020 | 2025 | 2030 | 2035 | 2040
BM | 0 | 0 | 0 | 0 | 0 | 0
CC | 4.29 | 5.65 | 4.51 | 2.68 | 3.64 | 2.84
CSP | 0 | 0 | 0 | 0 | 0 | 0
CT | 0 | 0 | 0 | 0 | 0 | 0
Coal | 57.47 | 48.45 | 48.76 | 46.96 | 51.17 | 52.02
Geo | 0 | 0 | 0 | 0 | 0 | 0
H | 0 | 0 | 0 | 0 | 0 | 0
LFG | 0 | 0 | 0 | 0 | 0 | 0
Nuc | 0 | 0 | 0 | 0 | 0 | 0
PS | 0 | 0 | 0 | 0 | 0 | 0
PV | 0 | 0 | 0 | 0 | 0 | 0
PeakG | 0.02 | 0.02 | 0.01 | 0.01 | 0.04 | 0.03
PeakO | 0 | 0 | 0 | 0 | 0 | 0
ST | 0 | 0 | 0 | 0 | 0 | 0
STOG | 0.26 | 0.42 | 0.34 | 0.28 | 0.47 | 0.64
STWD | 0 | 0 | 0 | 0 | 0 | 0
WT | 0 | 0 | 0 | 0 | 0 | 0
IGCC | 0 | 0 | 0 | 0 | 0 | 0
DemandResponse | 0 | 0 | 0 | 0 | 0 | 0
IGCC-CCS | 0 | 0 | 0 | 0 | 0 | 0
WT_off | 0 | 0 | 0 | 0 | 0 | 0
PseudoUnit | 0 | 0 | 0 | 0 | 0 | 0
FixedInterchange | 0 | 0 | 0 | 0 | 0 | 0
CO2 Emissions (MMmetricTons): MISO_MO-IL
ReportingType | 2015 | 2020 | 2025 | 2030 | 2035 | 2040
BM | 0 | 0 | 0 | 0 | 0 | 0
CC | 1.07 | 1.83 | 1.19 | 0.55 | 0.71 | 0.68
CSP | 0 | 0 | 0 | 0 | 0 | 0
CT | 0 | 0 | 0 | 0 | 0 | 0
Coal | 99.28 | 82.26 | 85.12 | 82.43 | 94.08 | 92.66
Geo | 0 | 0 | 0 | 0 | 0 | 0
H | 0 | 0 | 0 | 0 | 0 | 0
LFG | 0 | 0 | 0 | 0 | 0 | 0
Nuc | 0 | 0 | 0 | 0 | 0 | 0
PS | 0 | 0 | 0 | 0 | 0 | 0
PV | 0 | 0 | 0 | 0 | 0 | 0
PeakG | 0.08 | 0.16 | 0.24 | 0.23 | 0.26 | 0.38
PeakO | 0 | 0 | 0 | 0 | 0 | 0
ST | 0 | 0 | 0 | 0 | 0 | 0
STOG | 0.04 | 0.07 | 0.07 | 0.07 | 0.04 | 0.01
STWD | 0 | 0 | 0 | 0 | 0 | 0
WT | 0 | 0 | 0 | 0 | 0 | 0
IGCC | 0 | 0 | 0 | 0 | 0 | 0
DemandResponse | 0 | 0 | 0 | 0 | 0 | 0
IGCC-CCS | 0 | 0 | 0 | 0 | 0 | 0
WT_off | 0 | 0 | 0 | 0 | 0 | 0
PseudoUnit | 0 | 0 | 0 | 0 | 0 | 0
FixedInterchange | 0 | 0 | 0 | 0 | 0 | 0
CO2 Emissions (MMmetricTons): MISO_W
ReportingType | 2015 | 2020 | 2025 | 2030 | 2035 | 2040
BM | 0 | 0 | 0 | 0 | 0 | 0
CC | 3.7 | 3.72 | 2.49 | 0.92 | 1.71 | 1.44
CSP | 0 | 0 | 0 | 0 | 0 | 0
CT | 0 | 0 | 0 | 0 | 0 | 0
Coal | 85.63 | 80.75 | 80.77 | 79.03 | 81.97 | 98.5
Geo | 0 | 0 | 0 | 0 | 0 | 0
H | 0 | 0 | 0 | 0 | 0 | 0
LFG | 0 | 0 | 0 | 0 | 0 | 0
Nuc | 0 | 0 | 0 | 0 | 0 | 0
PS | 0 | 0 | 0 | 0 | 0 | 0
PV | 0 | 0 | 0 | 0 | 0 | 0
PeakG | 0.19 | 0.08 | 0.05 | 0.06 | 0.3 | 0.12
PeakO | 0 | 0 | 0 | 0 | 0 | 0
ST | 0 | 0 | 0 | 0 | 0 | 0
STOG | 0.02 | 0 | 0 | 0 | 0 | 0
STWD | 0 | 0 | 0 | 0 | 0 | 0
WT | 0 | 0 | 0 | 0 | 0 | 0
IGCC | 0 | 0 | 0 | 0 | 0 | 0
DemandResponse | 0 | 0 | 0 | 0 | 0 | 0
IGCC-CCS | 0 | 0 | 0 | 0 | 0 | 0
WT_off | 0 | 0 | 0 | 0 | 0 | 0
PseudoUnit | 0 | 0 | 0 | 0 | 0 | 0
FixedInterchange | 0 | 0 | 0 | 0 | 0 | 0
CO2 Emissions (MMmetricTons): MISO_WUMS
ReportingType | 2015 | 2020 | 2025 | 2030 | 2035 | 2040
BM | 0 | 0 | 0 | 0 | 0 | 0
CC | 4.7 | 7.02 | 5.46 | 3.56 | 11.87 | 9.6
CSP | 0 | 0 | 0 | 0 | 0 | 0
CT | 0 | 0.23 | 0.4 | 0.25 | 0.62 | 0.83
Coal | 26.42 | 29.27 | 29.75 | 28.46 | 34.76 | 35.58
Geo | 0 | 0 | 0 | 0 | 0 | 0
H | 0 | 0 | 0 | 0 | 0 | 0
LFG | 0 | 0 | 0 | 0 | 0 | 0
Nuc | 0 | 0 | 0 | 0 | 0 | 0
PS | 0 | 0 | 0 | 0 | 0 | 0
PV | 0 | 0 | 0 | 0 | 0 | 0
PeakG | 0.03 | 0.01 | 0 | 0 | 0 | 0
PeakO | 0 | 0 | 0 | 0 | 0 | 0
ST | 0 | 0 | 0 | 0 | 0 | 0
STOG | 0 | 0 | 0 | 0 | 0 | 0
STWD | 0 | 0 | 0 | 0 | 0 | 0
WT | 0 | 0 | 0 | 0 | 0 | 0
IGCC | 0 | 0 | 0 | 0 | 0 | 0
DemandResponse | 0 | 0 | 0 | 0 | 0 | 0
IGCC-CCS | 0 | 0 | 0 | 0 | 0 | 0
WT_off | 0 | 0 | 0 | 0 | 0 | 0
PseudoUnit | 0 | 0 | 0 | 0 | 0 | 0
FixedInterchange | 0 | 0 | 0 | 0 | 0 | 0
CO2 Emissions (MMmetricTons): Nebraska
ReportingType | 2015 | 2020 | 2025 | 2030 | 2035 | 2040
BM | 0 | 0 | 0 | 0 | 0 | 0
CC | 0.44 | 0.19 | 0.16 | 0.1 | 0.16 | 0.12
CSP | 0 | 0 | 0 | 0 | 0 | 0
CT | 0 | 0 | 0 | 0 | 0 | 0
Coal | 32.1 | 32.07 | 32.07 | 31.79 | 32.07 | 42.06
Geo | 0 | 0 | 0 | 0 | 0 | 0
H | 0 | 0 | 0 | 0 | 0 | 0
LFG | 0 | 0 | 0 | 0 | 0 | 0
Nuc | 0 | 0 | 0 | 0 | 0 | 0
PS | 0 | 0 | 0 | 0 | 0 | 0
PV | 0 | 0 | 0 | 0 | 0 | 0
PeakG | 0.04 | 0.12 | 0.11 | 0.07 | 0 | 0
PeakO | 0 | 0 | 0 | 0 | 0 | 0
ST | 0 | 0 | 0 | 0 | 0 | 0
STOG | 0.03 | 0.03 | 0.06 | 0.03 | 0.07 | 0
STWD | 0 | 0 | 0 | 0 | 0 | 0
WT | 0 | 0 | 0 | 0 | 0 | 0
IGCC | 0 | 0 | 0 | 0 | 0 | 0
DemandResponse | 0 | 0 | 0 | 0 | 0 | 0
IGCC-CCS | 0 | 0 | 0 | 0 | 0 | 0
WT_off | 0 | 0 | 0 | 0 | 0 | 0
PseudoUnit | 0 | 0 | 0 | 0 | 0 | 0
FixedInterchange | 0 | 0 | 0 | 0 | 0 | 0
CO2 Emissions (MMmetricTons): NEISO
ReportingType | 2015 | 2020 | 2025 | 2030 | 2035 | 2040
BM | 0 | 0 | 0 | 0 | 0 | 0
CC | 16.65 | 14.31 | 12.73 | 10.18 | 18.39 | 21.69
CSP | 0 | 0 | 0 | 0 | 0 | 0
CT | 0 | 0.01 | 0 | 0 | 0.01 | 0.03
Coal | 0.03 | 0 | 0 | 0 | 0 | 0
Geo | 0 | 0 | 0 | 0 | 0 | 0
H | 0 | 0 | 0 | 0 | 0 | 0
LFG | 0 | 0 | 0 | 0 | 0 | 0
Nuc | 0 | 0 | 0 | 0 | 0 | 0
PS | 0 | 0 | 0 | 0 | 0 | 0
PV | 0 | 0 | 0 | 0 | 0 | 0
PeakG | 0.02 | 0.02 | 0.02 | 0.02 | 0.03 | 0.04
PeakO | 0 | 0 | 0 | 0 | 0 | 0
ST | 0 | 0 | 0 | 0 | 0 | 0
STOG | 0 | 0 | 0 | 0 | 0 | 0
STWD | 0 | 0 | 0 | 0 | 0 | 0
WT | 0 | 0 | 0 | 0 | 0 | 0
IGCC | 0 | 0 | 0 | 0 | 0 | 0
DemandResponse | 0 | 0 | 0 | 0 | 0 | 0
IGCC-CCS | 0 | 0 | 0 | 0 | 0 | 0
WT_off | 0 | 0 | 0 | 0 | 0 | 0
PseudoUnit | 0 | 0 | 0 | 0 | 0 | 0
FixedInterchange | 0 | 0 | 0 | 0 | 0 | 0
CO2 Emissions (MMmetricTons): NonRTO_Midwest
ReportingType | 2015 | 2020 | 2025 | 2030 | 2035 | 2040
BM | 0 | 0 | 0 | 0 | 0 | 0
CC | 0 | 0.52 | 0.52 | 0.46 | 0.32 | 0.62
CSP | 0 | 0 | 0 | 0 | 0 | 0
CT | 0 | 0 | 0 | 0 | 0 | 0
Coal | 53.6 | 54.82 | 55.37 | 55.61 | 56.54 | 57.62
Geo | 0 | 0 | 0 | 0 | 0 | 0
H | 0 | 0 | 0 | 0 | 0 | 0
LFG | 0 | 0 | 0 | 0 | 0 | 0
Nuc | 0 | 0 | 0 | 0 | 0 | 0
PS | 0 | 0 | 0 | 0 | 0 | 0
PV | 0 | 0 | 0 | 0 | 0 | 0
PeakG | 0.1 | 0.17 | 0.25 | 0.2 | 0.27 | 0.27
PeakO | 0 | 0 | 0 | 0 | 0 | 0
ST | 0 | 0 | 0 | 0 | 0 | 0
STOG | 0 | 0 | 0 | 0 | 0 | 0
STWD | 0 | 0 | 0 | 0 | 0 | 0
WT | 0 | 0 | 0 | 0 | 0 | 0
IGCC | 0 | 0 | 0 | 0 | 0 | 0
DemandResponse | 0 | 0 | 0 | 0 | 0 | 0
IGCC-CCS | 0 | 0 | 0 | 0 | 0 | 0
WT_off | 0 | 0 | 0 | 0 | 0 | 0
PseudoUnit | 0 | 0 | 0 | 0 | 0 | 0
FixedInterchange | 0 | 0 | 0 | 0 | 0 | 0
CO2 Emissions (MMmetricTons): NYISO_A-F
ReportingType | 2015 | 2020 | 2025 | 2030 | 2035 | 2040
BM | 0 | 0 | 0 | 0 | 0 | 0
CC | 3.04 | 3.3 | 4.02 | 3.74 | 5.65 | 5.48
CSP | 0 | 0 | 0 | 0 | 0 | 0
CT | 0 | 0 | 0 | 0 | 0 | 0
Coal | 0 | 0 | 0 | 0 | 0 | 0
Geo | 0 | 0 | 0 | 0 | 0 | 0
H | 0 | 0 | 0 | 0 | 0 | 0
LFG | 0 | 0 | 0 | 0 | 0 | 0
Nuc | 0 | 0 | 0 | 0 | 0 | 0
PS | 0 | 0 | 0 | 0 | 0 | 0
PV | 0 | 0 | 0 | 0 | 0 | 0
PeakG | 0 | 0 | 0 | 0 | 0 | 0.01
PeakO | 0 | 0 | 0 | 0 | 0 | 0
ST | 0 | 0 | 0 | 0 | 0 | 0
STOG | 0 | 0 | 0 | 0 | 0 | 0
STWD | 0 | 0 | 0 | 0 | 0 | 0
WT | 0 | 0 | 0 | 0 | 0 | 0
IGCC | 0 | 0 | 0 | 0 | 0 | 0
DemandResponse | 0 | 0 | 0 | 0 | 0 | 0
IGCC-CCS | 0 | 0 | 0 | 0 | 0 | 0
WT_off | 0 | 0 | 0 | 0 | 0 | 0
PseudoUnit | 0 | 0 | 0 | 0 | 0 | 0
FixedInterchange | 0 | 0 | 0 | 0 | 0 | 0
CO2 Emissions (MMmetricTons): NYISO_G-I
ReportingType | 2015 | 2020 | 2025 | 2030 | 2035 | 2040
BM | 0 | 0 | 0 | 0 | 0 | 0
CC | 2.26 | 2.59 | 2.93 | 2.34 | 7.93 | 17.76
CSP | 0 | 0 | 0 | 0 | 0 | 0
CT | 0 | 0 | 0 | 0 | 0 | 0
Coal | 0 | 0 | 0 | 0 | 0 | 0
Geo | 0 | 0 | 0 | 0 | 0 | 0
H | 0 | 0 | 0 | 0 | 0 | 0
LFG | 0 | 0 | 0 | 0 | 0 | 0
Nuc | 0 | 0 | 0 | 0 | 0 | 0
PS | 0 | 0 | 0 | 0 | 0 | 0
PV | 0 | 0 | 0 | 0 | 0 | 0
PeakG | 0 | 0 | 0 | 0 | 0 | 0
PeakO | 0 | 0 | 0 | 0 | 0 | 0
ST | 0 | 0 | 0 | 0 | 0 | 0
STOG | 0 | 0 | 0 | 0 | 0 | 0
STWD | 0 | 0 | 0 | 0 | 0 | 0
WT | 0 | 0 | 0 | 0 | 0 | 0
IGCC | 0 | 0 | 0 | 0 | 0 | 0
DemandResponse | 0 | 0 | 0 | 0 | 0 | 0
IGCC-CCS | 0 | 0 | 0 | 0 | 0 | 0
WT_off | 0 | 0 | 0 | 0 | 0 | 0
PseudoUnit | 0 | 0 | 0 | 0 | 0 | 0
FixedInterchange | 0 | 0 | 0 | 0 | 0 | 0
CO2 Emissions (MMmetricTons): NYISO_J-K
ReportingType | 2015 | 2020 | 2025 | 2030 | 2035 | 2040
BM | 0 | 0 | 0 | 0 | 0 | 0
CC | 9.1 | 10.64 | 10.4 | 9.73 | 11.21 | 10.68
CSP | 0 | 0 | 0 | 0 | 0 | 0
CT | 0 | 0 | 0 | 0 | 0.08 | 0.13
Coal | 0 | 0 | 0 | 0 | 0 | 0
Geo | 0 | 0 | 0 | 0 | 0 | 0
H | 0 | 0 | 0 | 0 | 0 | 0
LFG | 0 | 0 | 0 | 0 | 0 | 0
Nuc | 0 | 0 | 0 | 0 | 0 | 0
PS | 0 | 0 | 0 | 0 | 0 | 0
PV | 0 | 0 | 0 | 0 | 0 | 0
PeakG | 0.03 | 0.09 | 0.07 | 0.04 | 0.15 | 0.15
PeakO | 0 | 0 | 0 | 0 | 0 | 0
ST | 0 | 0 | 0 | 0 | 0 | 0
STOG | 0.51 | 0.64 | 0.65 | 0.47 | 0.92 | 0.98
STWD | 0 | 0 | 0 | 0 | 0 | 0
WT | 0 | 0 | 0 | 0 | 0 | 0
IGCC | 0 | 0 | 0 | 0 | 0 | 0
DemandResponse | 0 | 0 | 0 | 0 | 0 | 0
IGCC-CCS | 0 | 0 | 0 | 0 | 0 | 0
WT_off | 0 | 0 | 0 | 0 | 0 | 0
PseudoUnit | 0 | 0 | 0 | 0 | 0 | 0
FixedInterchange | 0 | 0 | 0 | 0 | 0 | 0
CO2 Emissions (MMmetricTons): PJM_E
ReportingType | 2015 | 2020 | 2025 | 2030 | 2035 | 2040
BM | 0 | 0 | 0 | 0 | 0 | 0
CC | 9.68 | 14.77 | 10.66 | 7.57 | 16.57 | 18.29
CSP | 0 | 0 | 0 | 0 | 0 | 0
CT | 0 | 0 | 0 | 0 | 0.01 | 0
Coal | 0.38 | 0.11 | 0.11 | 0.11 | 0.18 | 0.18
Geo | 0 | 0 | 0 | 0 | 0 | 0
H | 0 | 0 | 0 | 0 | 0 | 0
LFG | 0 | 0 | 0 | 0 | 0 | 0
Nuc | 0 | 0 | 0 | 0 | 0 | 0
PS | 0 | 0 | 0 | 0 | 0 | 0
PV | 0 | 0 | 0 | 0 | 0 | 0
PeakG | 0.01 | 0.05 | 0.15 | 0.1 | 0.54 | 0.16
PeakO | 0 | 0 | 0 | 0 | 0 | 0
ST | 0 | 0 | 0 | 0 | 0 | 0
STOG | 0.15 | 0.26 | 0.26 | 0.13 | 0.5 | 0.28
STWD | 0 | 0 | 0 | 0 | 0 | 0
WT | 0 | 0 | 0 | 0 | 0 | 0
IGCC | 0 | 0 | 0 | 0 | 0 | 0
DemandResponse | 0 | 0 | 0 | 0 | 0 | 0
IGCC-CCS | 0 | 0 | 0 | 0 | 0 | 0
WT_off | 0 | 0 | 0 | 0 | 0 | 0
PseudoUnit | 0 | 0 | 0 | 0 | 0 | 0
FixedInterchange | 0 | 0 | 0 | 0 | 0 | 0
CO2 Emissions (MMmetricTons): PJM_ROM
ReportingType | 2015 | 2020 | 2025 | 2030 | 2035 | 2040
BM | 0 | 0 | 0 | 0 | 0 | 0
CC | 6.09 | 7.95 | 6.26 | 4.77 | 8.88 | 35.98
CSP | 0 | 0 | 0 | 0 | 0 | 0
CT | 0 | 0 | 0 | 0 | 0 | 0
Coal | 43.25 | 36.33 | 36.27 | 30.23 | 40.01 | 40.01
Geo | 0 | 0 | 0 | 0 | 0 | 0
H | 0 | 0 | 0 | 0 | 0 | 0
LFG | 0 | 0 | 0 | 0 | 0 | 0
Nuc | 0 | 0 | 0 | 0 | 0 | 0
PS | 0 | 0 | 0 | 0 | 0 | 0
PV | 0 | 0 | 0 | 0 | 0 | 0
PeakG | 0 | 0.03 | 0.01 | 0 | 0.18 | 0.09
PeakO | 0 | 0 | 0 | 0 | 0 | 0
ST | 0 | 0 | 0 | 0 | 0 | 0
STOG | 0.39 | 0.76 | 0.76 | 0.47 | 1.21 | 1.09
STWD | 0 | 0 | 0 | 0 | 0 | 0
WT | 0 | 0 | 0 | 0 | 0 | 0
IGCC | 0 | 0 | 0 | 0 | 0 | 0
DemandResponse | 0 | 0 | 0 | 0 | 0 | 0
IGCC-CCS | 0 | 0 | 0 | 0 | 0 | 0
WT_off | 0 | 0 | 0 | 0 | 0 | 0
PseudoUnit | 0 | 0 | 0 | 0 | 0 | 0
FixedInterchange | 0 | 0 | 0 | 0 | 0 | 0
CO2 Emissions (MMmetricTons): PJM_ROR
ReportingType | 2015 | 2020 | 2025 | 2030 | 2035 | 2040
BM | 0 | 0 | 0 | 0 | 0 | 0
CC | 23.41 | 22.97 | 16.51 | 9.81 | 15.7 | 13.89
CSP | 0 | 0 | 0 | 0 | 0 | 0
CT | 0 | 0 | 0 | 0 | 0.48 | 0.93
Coal | 330.51 | 245 | 245.1 | 242.71 | 246.55 | 247.83
Geo | 0 | 0 | 0 | 0 | 0 | 0
H | 0 | 0 | 0 | 0 | 0 | 0
LFG | 0 | 0 | 0 | 0 | 0 | 0
Nuc | 0 | 0 | 0 | 0 | 0 | 0
PS | 0 | 0 | 0 | 0 | 0 | 0
PV | 0 | 0 | 0 | 0 | 0 | 0
PeakG | 0.74 | 0.81 | 0.59 | 0.27 | 0.63 | 0.62
PeakO | 0 | 0 | 0 | 0 | 0 | 0
ST | 0 | 0 | 0 | 0 | 0 | 0
STOG | 0.44 | 0.45 | 0.44 | 0.44 | 0.44 | 0.44
STWD | 0 | 0 | 0 | 0 | 0 | 0
WT | 0 | 0 | 0 | 0 | 0 | 0
IGCC | 0 | 0 | 0 | 0 | 0 | 0
DemandResponse | 0 | 0 | 0 | 0 | 0 | 0
IGCC-CCS | 0 | 0 | 0 | 0 | 0 | 0
WT_off | 0 | 0 | 0 | 0 | 0 | 0
PseudoUnit | 0 | 0 | 0 | 0 | 0 | 0
FixedInterchange | 0 | 0 | 0 | 0 | 0 | 0
CO2 Emissions (MMmetricTons): SOCO
ReportingType | 2015 | 2020 | 2025 | 2030 | 2035 | 2040
BM | 0 | 0 | 0 | 0 | 0 | 0
CC | 43.1 | 40.77 | 30.66 | 25.65 | 24.78 | 25.08
CSP | 0 | 0 | 0 | 0 | 0 | 0
CT | 0 | 0 | 0 | 0 | 0 | 0
Coal | 85.9 | 85.27 | 90.58 | 92.97 | 98.64 | 142.67
Geo | 0 | 0 | 0 | 0 | 0 | 0
H | 0 | 0 | 0 | 0 | 0 | 0
LFG | 0 | 0 | 0 | 0 | 0 | 0
Nuc | 0 | 0 | 0 | 0 | 0 | 0
PS | 0 | 0 | 0 | 0 | 0 | 0
PV | 0 | 0 | 0 | 0 | 0 | 0
PeakG | 0.38 | 0.6 | 0.44 | 0.25 | 0.47 | 0.51
PeakO | 0 | 0 | 0 | 0 | 0 | 0
ST | 0 | 0 | 0 | 0 | 0 | 0
STOG | 0 | 0 | 0 | 0 | 0 | 0
STWD | 0 | 0 | 0 | 0 | 0 | 0
WT | 0 | 0 | 0 | 0 | 0 | 0
IGCC | 0 | 0 | 0 | 0 | 0 | 0
DemandResponse | 0 | 0 | 0 | 0 | 0 | 0
IGCC-CCS | 0 | 0 | 0 | 0 | 0 | 0
WT_off | 0 | 0 | 0 | 0 | 0 | 0
PseudoUnit | 0 | 0 | 0 | 0 | 0 | 0
FixedInterchange | 0 | 0 | 0 | 0 | 0 | 0
CO2 Emissions (MMmetricTons): SPP_N
ReportingType | 2015 | 2020 | 2025 | 2030 | 2035 | 2040
BM | 0 | 0 | 0 | 0 | 0 | 0
CC | 2.71 | 1.3 | 0.73 | 0.48 | 0.66 | 0.58
CSP | 0 | 0 | 0 | 0 | 0 | 0
CT | 0 | 0.02 | 0.02 | 0.02 | 0.65 | 0.53
Coal | 62.42 | 59.34 | 56.91 | 56.61 | 56.92 | 56.92
Geo | 0 | 0 | 0 | 0 | 0 | 0
H | 0 | 0 | 0 | 0 | 0 | 0
LFG | 0 | 0 | 0 | 0 | 0 | 0
Nuc | 0 | 0 | 0 | 0 | 0 | 0
PS | 0 | 0 | 0 | 0 | 0 | 0
PV | 0 | 0 | 0 | 0 | 0 | 0
PeakG | 0 | 0.05 | 0.07 | 0 | 0 | 0
PeakO | 0 | 0 | 0 | 0 | 0 | 0
ST | 0 | 0 | 0 | 0 | 0 | 0
STOG | 0.2 | 0.39 | 0.39 | 0.34 | 0.39 | 0.39
STWD | 0 | 0 | 0 | 0 | 0 | 0
WT | 0 | 0 | 0 | 0 | 0 | 0
IGCC | 0 | 0 | 0 | 0 | 0 | 0
DemandResponse | 0 | 0 | 0 | 0 | 0 | 0
IGCC-CCS | 0 | 0 | 0 | 0 | 0 | 0
WT_off | 0 | 0 | 0 | 0 | 0 | 0
PseudoUnit | 0 | 0 | 0 | 0 | 0 | 0
FixedInterchange | 0 | 0 | 0 | 0 | 0 | 0
CO2 Emissions (MMmetricTons): SPP_S
ReportingType | 2015 | 2020 | 2025 | 2030 | 2035 | 2040
BM | 0 | 0 | 0 | 0 | 0 | 0
CC | 17.55 | 14.6 | 8.54 | 4.83 | 7.48 | 6.37
CSP | 0 | 0 | 0 | 0 | 0 | 0
CT | 0 | 0 | 0 | 0 | 0 | 0
Coal | 88.4 | 79.52 | 76.33 | 69.24 | 81.5 | 79.9
Geo | 0 | 0 | 0 | 0 | 0 | 0
H | 0 | 0 | 0 | 0 | 0 | 0
LFG | 0 | 0 | 0 | 0 | 0 | 0
Nuc | 0 | 0 | 0 | 0 | 0 | 0
PS | 0 | 0 | 0 | 0 | 0 | 0
PV | 0 | 0 | 0 | 0 | 0 | 0
PeakG | 0 | 0 | 0 | 0 | 0 | 0
PeakO | 0 | 0 | 0 | 0 | 0 | 0
ST | 0 | 0 | 0 | 0 | 0 | 0
STOG | 1.55 | 1.17 | 0.91 | 0.47 | 1.11 | 1.02
STWD | 0 | 0 | 0 | 0 | 0 | 0
WT | 0 | 0 | 0 | 0 | 0 | 0
IGCC | 0 | 0 | 0 | 0 | 0 | 0
DemandResponse | 0 | 0 | 0 | 0 | 0 | 0
IGCC-CCS | 0 | 0 | 0 | 0 | 0 | 0
WT_off | 0 | 0 | 0 | 0 | 0 | 0
PseudoUnit | 0 | 0 | 0 | 0 | 0 | 0
FixedInterchange | 0 | 0 | 0 | 0 | 0 | 0
CO2 Emissions (MMmetricTons): TVA
ReportingType | 2015 | 2020 | 2025 | 2030 | 2035 | 2040
BM | 0 | 0 | 0 | 0 | 0 | 0
CC | 6.9 | 3.43 | 3.71 | 1.85 | 2.96 | 3.64
CSP | 0 | 0 | 0 | 0 | 0 | 0
CT | 0 | 0 | 0 | 0 | 0 | 0.07
Coal | 82.49 | 62.94 | 62.74 | 60.37 | 64.48 | 66.24
Geo | 0 | 0 | 0 | 0 | 0 | 0
H | 0 | 0 | 0 | 0 | 0 | 0
LFG | 0 | 0 | 0 | 0 | 0 | 0
Nuc | 0 | 0 | 0 | 0 | 0 | 0
PS | 0 | 0 | 0 | 0 | 0 | 0
PV | 0 | 0 | 0 | 0 | 0 | 0
PeakG | 0 | 0 | 0 | 0 | 0.01 | 0
PeakO | 0 | 0 | 0 | 0 | 0 | 0
ST | 0 | 0 | 0 | 0 | 0 | 0
STOG | 0 | 0 | 0 | 0 | 0 | 0
STWD | 0 | 0 | 0 | 0 | 0 | 0
WT | 0 | 0 | 0 | 0 | 0 | 0
IGCC | 0 | 0 | 0 | 0 | 0 | 0
DemandResponse | 0 | 0 | 0 | 0 | 0 | 0
IGCC-CCS | 0 | 0 | 0 | 0 | 0 | 0
WT_off | 0 | 0 | 0 | 0 | 0 | 0
PseudoUnit | 0 | 0 | 0 | 0 | 0 | 0
FixedInterchange | 0 | 0 | 0 | 0 | 0 | 0
CO2 Emissions (MMmetricTons): TVA_Transmission
ReportingType | 2015 | 2020 | 2025 | 2030 | 2035 | 2040
BM | 0 | 0 | 0 | 0 | 0 | 0
CC | 0 | 0 | 0 | 0 | 0 | 0
CSP | 0 | 0 | 0 | 0 | 0 | 0
CT | 0 | 0 | 0 | 0 | 0 | 0
Coal | 0 | 0 | 0 | 0 | 0 | 0
Geo | 0 | 0 | 0 | 0 | 0 | 0
H | 0 | 0 | 0 | 0 | 0 | 0
LFG | 0 | 0 | 0 | 0 | 0 | 0
Nuc | 0 | 0 | 0 | 0 | 0 | 0
PS | 0 | 0 | 0 | 0 | 0 | 0
PV | 0 | 0 | 0 | 0 | 0 | 0
PeakG | 0 | 0 | 0 | 0 | 0 | 0
PeakO | 0 | 0 | 0 | 0 | 0 | 0
ST | 0 | 0 | 0 | 0 | 0 | 0
STOG | 0 | 0 | 0 | 0 | 0 | 0
STWD | 0 | 0 | 0 | 0 | 0 | 0
WT | 0 | 0 | 0 | 0 | 0 | 0
IGCC | 0 | 0 | 0 | 0 | 0 | 0
DemandResponse | 0 | 0 | 0 | 0 | 0 | 0
IGCC-CCS | 0 | 0 | 0 | 0 | 0 | 0
WT_off | 0 | 0 | 0 | 0 | 0 | 0
PseudoUnit | 0 | 0 | 0 | 0 | 0 | 0
FixedInterchange | 0 | 0 | 0 | 0 | 0 | 0
CO2 Emissions (MMmetricTons): VACAR
ReportingType | 2015 | 2020 | 2025 | 2030 | 2035 | 2040
BM | 0 | 0 | 0 | 0 | 0 | 0
CC | 11.89 | 8.51 | 5.46 | 1.91 | 3.1 | 5.07
CSP | 0 | 0 | 0 | 0 | 0 | 0
CT | 0.24 | 0.25 | 0.17 | 0.04 | 0.19 | 0.33
Coal | 89.28 | 60.31 | 47.29 | 25.34 | 49.58 | 60.33
Geo | 0 | 0 | 0 | 0 | 0 | 0
H | 0 | 0 | 0 | 0 | 0 | 0
LFG | 0 | 0 | 0 | 0 | 0 | 0
Nuc | 0 | 0 | 0 | 0 | 0 | 0
PS | 0 | 0 | 0 | 0 | 0 | 0
PV | 0 | 0 | 0 | 0 | 0 | 0
PeakG | 0.07 | 0.11 | 0.11 | 0.02 | 0.08 | 0.11
PeakO | 0 | 0 | 0 | 0 | 0 | 0
ST | 0 | 0 | 0 | 0 | 0 | 0
STOG | 0 | 0 | 0 | 0 | 0 | 0
STWD | 0 | 0 | 0 | 0 | 0 | 0
WT | 0 | 0 | 0 | 0 | 0 | 0
IGCC | 0 | 0 | 0 | 0 | 0 | 0
DemandResponse | 0 | 0 | 0 | 0 | 0 | 0
IGCC-CCS | 0 | 0 | 0 | 0 | 0 | 0
WT_off | 0 | 0 | 0 | 0 | 0 | 0
PseudoUnit | 0 | 0 | 0 | 0 | 0 | 0
FixedInterchange | 0 | 0 | 0 | 0 | 0 | 0
CO2 Emissions (MMmetricTons): IESO
ReportingType | 2015 | 2020 | 2025 | 2030 | 2035 | 2040
BM | 0 | 0 | 0 | 0 | 0 | 0
CC | 0.47 | 0.3 | 0.45 | 0.29 | 2.56 | 7.66
CSP | 0 | 0 | 0 | 0 | 0 | 0
CT | 0 | 0 | 0 | 0 | 0 | 0.02
Coal | 0 | 0 | 0 | 0 | 0 | 0
Geo | 0 | 0 | 0 | 0 | 0 | 0
H | 0 | 0 | 0 | 0 | 0 | 0
LFG | 0 | 0 | 0 | 0 | 0 | 0
Nuc | 0 | 0 | 0 | 0 | 0 | 0
PS | 0 | 0 | 0 | 0 | 0 | 0
PV | 0 | 0 | 0 | 0 | 0 | 0
PeakG | 0 | 0 | 0 | 0 | 0 | 0
PeakO | 0 | 0 | 0 | 0 | 0 | 0
ST | 0 | 0 | 0 | 0 | 0 | 0
STOG | 0 | 0 | 0 | 0 | 0 | 0
STWD | 0 | 0 | 0 | 0 | 0 | 0
WT | 0 | 0 | 0 | 0 | 0 | 0
IGCC | 0 | 0 | 0 | 0 | 0 | 0
DemandResponse | 0 | 0 | 0 | 0 | 0 | 0
IGCC-CCS | 0 | 0 | 0 | 0 | 0 | 0
WT_off | 0 | 0 | 0 | 0 | 0 | 0
PseudoUnit | 0 | 0 | 0 | 0 | 0 | 0
FixedInterchange | 0 | 0 | 0 | 0 | 0 | 0
CO2 Emissions (MMmetricTons): MAPP_CA
ReportingType | 2015 | 2020 | 2025 | 2030 | 2035 | 2040
BM | 0 | 0 | 0 | 0 | 0 | 0
CC | 1.38 | 1.38 | 0.22 | 0 | 0 | 0.02
CSP | 0 | 0 | 0 | 0 | 0 | 0
CT | 0 | 0 | 0 | 0 | 0 | 0
Coal | 0.57 | 1.06 | 0 | 0 | 0 | 0
Geo | 0 | 0 | 0 | 0 | 0 | 0
H | 0 | 0 | 0 | 0 | 0 | 0
LFG | 0 | 0 | 0 | 0 | 0 | 0
Nuc | 0 | 0 | 0 | 0 | 0 | 0
PS | 0 | 0 | 0 | 0 | 0 | 0
PV | 0 | 0 | 0 | 0 | 0 | 0
PeakG | 0 | 0 | 0 | 0 | 0 | 0
PeakO | 0 | 0 | 0 | 0 | 0 | 0
ST | 0 | 0 | 0 | 0 | 0 | 0
STOG | 0 | 0 | 0 | 0 | 0 | 0
STWD | 0 | 0 | 0 | 0 | 0 | 0
WT | 0 | 0 | 0 | 0 | 0 | 0
IGCC | 0 | 0 | 0 | 0 | 0 | 0
DemandResponse | 0 | 0 | 0 | 0 | 0 | 0
IGCC-CCS | 0 | 0 | 0 | 0 | 0 | 0
WT_off | 0 | 0 | 0 | 0 | 0 | 0
PseudoUnit | 0 | 0 | 0 | 0 | 0 | 0
FixedInterchange | 0 | 0 | 0 | 0 | 0 | 0
CO2 Emissions (MMmetricTons): AZ_NM_SNV_Coal
ReportingType | 2015 | 2020 | 2025 | 2030 | 2035 | 2040
BM | 0 | 0 | 0 | 0 | 0 | 0
CC | 0 | 0 | 0 | 0 | 0 | 0
CSP | 0 | 0 | 0 | 0 | 0 | 0
CT | 0 | 0 | 0 | 0 | 0 | 0
Coal | 72.41 | 73.03 | 73.03 | 73.03 | 73.03 | 128.92
Geo | 0 | 0 | 0 | 0 | 0 | 0
H | 0 | 0 | 0 | 0 | 0 | 0
LFG | 0 | 0 | 0 | 0 | 0 | 0
Nuc | 0 | 0 | 0 | 0 | 0 | 0
PS | 0 | 0 | 0 | 0 | 0 | 0
PV | 0 | 0 | 0 | 0 | 0 | 0
PeakG | 0 | 0 | 0 | 0 | 0 | 0
PeakO | 0 | 0 | 0 | 0 | 0 | 0
ST | 0 | 0 | 0 | 0 | 0 | 0
STOG | 0 | 0 | 0 | 0 | 0 | 0
STWD | 0 | 0 | 0 | 0 | 0 | 0
WT | 0 | 0 | 0 | 0 | 0 | 0
IGCC | 0 | 0 | 0 | 0 | 0 | 0
DemandResponse | 0 | 0 | 0 | 0 | 0 | 0
IGCC-CCS | 0 | 0 | 0 | 0 | 0 | 0
WT_off | 0 | 0 | 0 | 0 | 0 | 0
PseudoUnit | 0 | 0 | 0 | 0 | 0 | 0
FixedInterchange | 0 | 0 | 0 | 0 | 0 | 0
CO2 Emissions (MMmetricTons): AZ_NM_SNV_Gas
ReportingType | 2015 | 2020 | 2025 | 2030 | 2035 | 2040
BM | 0 | 0 | 0 | 0 | 0 | 0
CC | 39.84 | 47.8 | 47.57 | 57.55 | 62.62 | 58.64
CSP | 0 | 0 | 0 | 0 | 0 | 0
CT | 0 | 0 | 0.08 | 0.08 | 0 | 0
Coal | 0 | 0 | 0 | 0 | 0 | 0
Geo | 0 | 0 | 0 | 0 | 0 | 0
H | 0 | 0 | 0 | 0 | 0 | 0
LFG | 0 | 0 | 0 | 0 | 0 | 0
Nuc | 0 | 0 | 0 | 0 | 0 | 0
PS | 0 | 0 | 0 | 0 | 0 | 0
PV | 0 | 0 | 0 | 0 | 0 | 0
PeakG | 0 | 0 | 0.11 | 0.2 | 0.23 | 0
PeakO | 0 | 0 | 0 | 0 | 0 | 0
ST | 0 | 0 | 0 | 0 | 0 | 0
STOG | 0 | 0 | 0 | 0 | 0 | 0
STWD | 0 | 0 | 0 | 0 | 0 | 0
WT | 0 | 0 | 0 | 0 | 0 | 0
IGCC | 0 | 0 | 0 | 0 | 0 | 0
DemandResponse | 0 | 0 | 0 | 0 | 0 | 0
IGCC-CCS | 0 | 0 | 0 | 0 | 0 | 0
WT_off | 0 | 0 | 0 | 0 | 0 | 0
PseudoUnit | 0 | 0 | 0 | 0 | 0 | 0
FixedInterchange | 0 | 0 | 0 | 0 | 0 | 0
CO2 Emissions (MMmetricTons): AZ_NM_SNV_NucRenew
ReportingType | 2015 | 2020 | 2025 | 2030 | 2035 | 2040
BM | 0 | 0 | 0 | 0 | 0 | 0
CC | 0 | 0 | 0 | 0 | 0 | 0
CSP | 0 | 0 | 0 | 0 | 0 | 0
CT | 0 | 0 | 0 | 0 | 0 | 0
Coal | 0 | 0 | 0 | 0 | 0 | 0
Geo | 0 | 0 | 0 | 0 | 0 | 0
H | 0 | 0 | 0 | 0 | 0 | 0
LFG | 0 | 0 | 0 | 0 | 0 | 0
Nuc | 0 | 0 | 0 | 0 | 0 | 0
PS | 0 | 0 | 0 | 0 | 0 | 0
PV | 0 | 0 | 0 | 0 | 0 | 0
PeakG | 0 | 0 | 0 | 0 | 0 | 0
PeakO | 0 | 0 | 0 | 0 | 0 | 0
ST | 0 | 0 | 0 | 0 | 0 | 0
STOG | 0 | 0 | 0 | 0 | 0 | 0
STWD | 0 | 0 | 0 | 0 | 0 | 0
WT | 0 | 0 | 0 | 0 | 0 | 0
IGCC | 0 | 0 | 0 | 0 | 0 | 0
DemandResponse | 0 | 0 | 0 | 0 | 0 | 0
IGCC-CCS | 0 | 0 | 0 | 0 | 0 | 0
WT_off | 0 | 0 | 0 | 0 | 0 | 0
PseudoUnit | 0 | 0 | 0 | 0 | 0 | 0
FixedInterchange | 0 | 0 | 0 | 0 | 0 | 0
CO2 Emissions (MMmetricTons): ERCOT
ReportingType | 2015 | 2020 | 2025 | 2030 | 2035 | 2040
BM | 0 | 0 | 0 | 0 | 0 | 0
CC | 54.92 | 49.1 | 40.39 | 33.48 | 35.06 | 38.35
CSP | 0 | 0 | 0 | 0 | 0 | 0
CT | 0 | 0 | 0 | 0 | 0 | 0
Coal | 118.79 | 124.96 | 135.01 | 135.82 | 138.29 | 139.89
Geo | 0 | 0 | 0 | 0 | 0 | 0
H | 0 | 0 | 0 | 0 | 0 | 0
LFG | 0 | 0 | 0 | 0 | 0 | 0
Nuc | 0 | 0 | 0 | 0 | 0 | 0
PS | 0 | 0 | 0 | 0 | 0 | 0
PV | 0 | 0 | 0 | 0 | 0 | 0
PeakG | 0 | 0 | 0 | 0 | 0 | 0
PeakO | 0 | 0 | 0 | 0 | 0 | 0
ST | 0 | 0 | 0 | 0 | 0 | 0
STOG | 2.93 | 3.09 | 3.13 | 2.71 | 2.66 | 2.4
STWD | 0 | 0 | 0 | 0 | 0 | 0
WT | 0 | 0 | 0 | 0 | 0 | 0
IGCC | 0 | 0 | 0 | 0 | 0 | 0
DemandResponse | 0 | 0 | 0 | 0 | 0 | 0
IGCC-CCS | 0 | 0 | 0 | 0 | 0 | 0
WT_off | 0 | 0 | 0 | 0 | 0 | 0
PseudoUnit | 0 | 0 | 0 | 0 | 0 | 0
FixedInterchange | 0 | 0 | 0 | 0 | 0 | 0
CO2 Emissions (MMmetricTons): NP15
ReportingType | 2015 | 2020 | 2025 | 2030 | 2035 | 2040
BM | 0 | 0 | 0 | 0 | 0 | 0
CC | 13.28 | 14.12 | 10.43 | 8.16 | 4.41 | 1.99
CSP | 0 | 0 | 0 | 0 | 0 | 0
CT | 0 | 0 | 0 | 0 | 0 | 0
Coal | 0.24 | 0 | 0 | 0 | 0 | 0
Geo | 0 | 0 | 0 | 0 | 0 | 0
H | 0 | 0 | 0 | 0 | 0 | 0
LFG | 0 | 0 | 0 | 0 | 0 | 0
Nuc | 0 | 0 | 0 | 0 | 0 | 0
PS | 0 | 0 | 0 | 0 | 0 | 0
PV | 0 | 0 | 0 | 0 | 0 | 0
PeakG | 0 | 0 | 0 | 0 | 0 | 0.01
PeakO | 0 | 0 | 0 | 0 | 0 | 0
ST | 0 | 0 | 0 | 0 | 0 | 0
STOG | 0.07 | 0.11 | 0.04 | 0.07 | 0.05 | 0.08
STWD | 0 | 0 | 0 | 0 | 0 | 0
WT | 0 | 0 | 0 | 0 | 0 | 0
IGCC | 0 | 0 | 0 | 0 | 0 | 0
DemandResponse | 0 | 0 | 0 | 0 | 0 | 0
IGCC-CCS | 0 | 0 | 0 | 0 | 0 | 0
WT_off | 0 | 0 | 0 | 0 | 0 | 0
PseudoUnit | 0 | 0 | 0 | 0 | 0 | 0
FixedInterchange | 0 | 0 | 0 | 0 | 0 | 0
CO2 Emissions (MMmetricTons): NWPP_Coal
ReportingType | 2015 | 2020 | 2025 | 2030 | 2035 | 2040
BM | 0 | 0 | 0 | 0 | 0 | 0
CC | 0 | 0 | 0 | 0 | 0 | 0
CSP | 0 | 0 | 0 | 0 | 0 | 0
CT | 0 | 0 | 0 | 0 | 0 | 0
Coal | 98.81 | 98.95 | 98.95 | 98.95 | 98.49 | 98.49
Geo | 0 | 0 | 0 | 0 | 0 | 0
H | 0 | 0 | 0 | 0 | 0 | 0
LFG | 0 | 0 | 0 | 0 | 0 | 0
Nuc | 0 | 0 | 0 | 0 | 0 | 0
PS | 0 | 0 | 0 | 0 | 0 | 0
PV | 0 | 0 | 0 | 0 | 0 | 0
PeakG | 0 | 0 | 0 | 0 | 0 | 0
PeakO | 0 | 0 | 0 | 0 | 0 | 0
ST | 0 | 0 | 0 | 0 | 0 | 0
STOG | 0 | 0 | 0 | 0 | 0 | 0
STWD | 0 | 0 | 0 | 0 | 0 | 0
WT | 0 | 0 | 0 | 0 | 0 | 0
IGCC | 0 | 0 | 0 | 0 | 0 | 0
DemandResponse | 0 | 0 | 0 | 0 | 0 | 0
IGCC-CCS | 0 | 0 | 0 | 0 | 0 | 0
WT_off | 0 | 0 | 0 | 0 | 0 | 0
PseudoUnit | 0 | 0 | 0 | 0 | 0 | 0
FixedInterchange | 0 | 0 | 0 | 0 | 0 | 0
CO2 Emissions (MMmetricTons): NWPP_Gas
ReportingType | 2015 | 2020 | 2025 | 2030 | 2035 | 2040
BM | 0 | 0 | 0 | 0 | 0 | 0
CC | 19.17 | 19.17 | 19.17 | 26.8 | 39.29 | 41.14
CSP | 0 | 0 | 0 | 0 | 0 | 0
CT | 0 | 0 | 0 | 0 | 0 | 0
Coal | 0 | 0 | 0 | 0 | 0 | 2.91
Geo | 0 | 0 | 0 | 0 | 0 | 0
H | 0 | 0 | 0 | 0 | 0 | 0
LFG | 0 | 0 | 0 | 0 | 0 | 0
Nuc | 0 | 0 | 0 | 0 | 0 | 0
PS | 0 | 0 | 0 | 0 | 0 | 0
PV | 0 | 0 | 0 | 0 | 0 | 0
PeakG | 0 | 0 | 0 | 0 | 0 | 0
PeakO | 0 | 0 | 0 | 0 | 0 | 0
ST | 0 | 0 | 0 | 0 | 0 | 0
STOG | 0 | 0 | 0 | 0 | 0 | 0
STWD | 0 | 0 | 0 | 0 | 0 | 0
WT | 0 | 0 | 0 | 0 | 0 | 0
IGCC | 0 | 0 | 0 | 0 | 0 | 0
DemandResponse | 0 | 0 | 0 | 0 | 0 | 0
IGCC-CCS | 0 | 0 | 0 | 0 | 0 | 0
WT_off | 0 | 0 | 0 | 0 | 0 | 0
PseudoUnit | 0 | 0 | 0 | 0 | 0 | 0
FixedInterchange | 0 | 0 | 0 | 0 | 0 | 0
CO2 Emissions (MMmetricTons): NWPP_NucRenew
ReportingType | 2015 | 2020 | 2025 | 2030 | 2035 | 2040
BM | 0 | 0 | 0 | 0 | 0 | 0
CC | 0 | 0 | 0 | 0 | 0 | 0
CSP | 0 | 0 | 0 | 0 | 0 | 0
CT | 0 | 0 | 0 | 0 | 0 | 0
Coal | 0 | 0 | 0 | 0 | 0 | 0
Geo | 0 | 0 | 0 | 0 | 0 | 0
H | 0 | 0 | 0 | 0 | 0 | 0
LFG | 0 | 0 | 0 | 0 | 0 | 0
Nuc | 0 | 0 | 0 | 0 | 0 | 0
PS | 0 | 0 | 0 | 0 | 0 | 0
PV | 0 | 0 | 0 | 0 | 0 | 0
PeakG | 0 | 0 | 0 | 0 | 0 | 0
PeakO | 0 | 0 | 0 | 0 | 0 | 0
ST | 0 | 0 | 0 | 0 | 0 | 0
STOG | 0 | 0 | 0 | 0 | 0 | 0
STWD | 0 | 0 | 0 | 0 | 0 | 0
WT | 0 | 0 | 0 | 0 | 0 | 0
IGCC | 0 | 0 | 0 | 0 | 0 | 0
DemandResponse | 0 | 0 | 0 | 0 | 0 | 0
IGCC-CCS | 0 | 0 | 0 | 0 | 0 | 0
WT_off | 0 | 0 | 0 | 0 | 0 | 0
PseudoUnit | 0 | 0 | 0 | 0 | 0 | 0
FixedInterchange | 0 | 0 | 0 | 0 | 0 | 0
CO2 Emissions (MMmetricTons): RMPA
ReportingType | 2015 | 2020 | 2025 | 2030 | 2035 | 2040
BM | 0 | 0 | 0 | 0 | 0 | 0
CC | 2.09 | 4.03 | 1.4 | 1.31 | 1.16 | 1.16
CSP | 0 | 0 | 0 | 0 | 0 | 0
CT | 0 | 0 | 0 | 0 | 0 | 0
Coal | 55.62 | 54.37 | 51.77 | 51.77 | 60.51 | 68.52
Geo | 0 | 0 | 0 | 0 | 0 | 0
H | 0 | 0 | 0 | 0 | 0 | 0
LFG | 0 | 0 | 0 | 0 | 0 | 0
Nuc | 0 | 0 | 0 | 0 | 0 | 0
PS | 0 | 0 | 0 | 0 | 0 | 0
PV | 0 | 0 | 0 | 0 | 0 | 0
PeakG | 0 | 0.01 | 0 | 0.05 | 0.01 | 0.02
PeakO | 0 | 0 | 0 | 0 | 0 | 0
ST | 0 | 0 | 0 | 0 | 0 | 0
STOG | 0 | 0 | 0 | 0 | 0 | 0
STWD | 0 | 0 | 0 | 0 | 0 | 0
WT | 0 | 0 | 0 | 0 | 0 | 0
IGCC | 0 | 0 | 0 | 0 | 0 | 0
DemandResponse | 0 | 0 | 0 | 0 | 0 | 0
IGCC-CCS | 0 | 0 | 0 | 0 | 0 | 0
WT_off | 0 | 0 | 0 | 0 | 0 | 0
PseudoUnit | 0 | 0 | 0 | 0 | 0 | 0
FixedInterchange | 0 | 0 | 0 | 0 | 0 | 0
CO2 Emissions (MMmetricTons): SP15
ReportingType | 2015 | 2020 | 2025 | 2030 | 2035 | 2040
BM | 0 | 0 | 0 | 0 | 0 | 0
CC | 9.2 | 9.08 | 8.1 | 7.16 | 6.48 | 3.63
CSP | 0 | 0 | 0 | 0 | 0 | 0
CT | 0 | 0 | 0 | 0 | 0 | 0
Coal | 0.81 | 0.81 | 0.81 | 0.5 | 0 | 0
Geo | 0 | 0 | 0 | 0 | 0 | 0
H | 0 | 0 | 0 | 0 | 0 | 0
LFG | 0 | 0 | 0 | 0 | 0 | 0
Nuc | 0 | 0 | 0 | 0 | 0 | 0
PS | 0 | 0 | 0 | 0 | 0 | 0
PV | 0 | 0 | 0 | 0 | 0 | 0
PeakG | 0 | 0 | 0 | 0 | 0 | 0
PeakO | 0 | 0 | 0 | 0 | 0 | 0
ST | 0 | 0 | 0 | 0 | 0 | 0
STOG | 0.12 | 0.17 | 0.14 | 0.22 | 0.45 | 0.35
STWD | 0 | 0 | 0 | 0 | 0 | 0
WT | 0 | 0 | 0 | 0 | 0 | 0
IGCC | 0 | 0 | 0 | 0 | 0 | 0
DemandResponse | 0 | 0 | 0 | 0 | 0 | 0
IGCC-CCS | 0 | 0 | 0 | 0 | 0 | 0
WT_off | 0 | 0 | 0 | 0 | 0 | 0
PseudoUnit | 0 | 0 | 0 | 0 | 0 | 0
FixedInterchange | 0 | 0 | 0 | 0 | 0 | 0
CO2 Emissions (MMmetricTons): ALB
ReportingType | 2015 | 2020 | 2025 | 2030 | 2035 | 2040
BM | 0 | 0 | 0 | 0 | 0 | 0
CC | 7.38 | 8.68 | 10.87 | 12.47 | 14.4 | 15.65
CSP | 0 | 0 | 0 | 0 | 0 | 0
CT | 0 | 0 | 0 | 0 | 0 | 0
Coal | 45.36 | 45.36 | 45.36 | 45.36 | 45.36 | 45.36
Geo | 0 | 0 | 0 | 0 | 0 | 0
H | 0 | 0 | 0 | 0 | 0 | 0
LFG | 0 | 0 | 0 | 0 | 0 | 0
Nuc | 0 | 0 | 0 | 0 | 0 | 0
PS | 0 | 0 | 0 | 0 | 0 | 0
PV | 0 | 0 | 0 | 0 | 0 | 0
PeakG | 0 | 0 | 0 | 0 | 0 | 0
PeakO | 0 | 0 | 0 | 0 | 0 | 0
ST | 0 | 0 | 0 | 0 | 0 | 0
STOG | 0 | 0 | 0 | 0 | 0 | 0
STWD | 0 | 0 | 0 | 0 | 0 | 0
WT | 0 | 0 | 0 | 0 | 0 | 0
IGCC | 0 | 0 | 0 | 0 | 0 | 0
DemandResponse | 0 | 0 | 0 | 0 | 0 | 0
IGCC-CCS | 0 | 0 | 0 | 0 | 0 | 0
WT_off | 0 | 0 | 0 | 0 | 0 | 0
PseudoUnit | 0 | 0 | 0 | 0 | 0 | 0
FixedInterchange | 0 | 0 | 0 | 0 | 0 | 0
CO2 Emissions (MMmetricTons): BC
ReportingType | 2015 | 2020 | 2025 | 2030 | 2035 | 2040
BM | 0 | 0 | 0 | 0 | 0 | 0
CC | 3.64 | 4.09 | 5.42 | 7.17 | 8.81 | 10.57
CSP | 0 | 0 | 0 | 0 | 0 | 0
CT | 0 | 0 | 0 | 0 | 0 | 0
Coal | 0 | 0 | 0 | 0 | 0 | 0
Geo | 0 | 0 | 0 | 0 | 0 | 0
H | 0 | 0 | 0 | 0 | 0 | 0
LFG | 0 | 0 | 0 | 0 | 0 | 0
Nuc | 0 | 0 | 0 | 0 | 0 | 0
PS | 0 | 0 | 0 | 0 | 0 | 0
PV | 0 | 0 | 0 | 0 | 0 | 0
PeakG | 0 | 0 | 0 | 0 | 0 | 0
PeakO | 0 | 0 | 0 | 0 | 0 | 0
ST | 0 | 0 | 0 | 0 | 0 | 0
STOG | 0 | 0 | 0 | 0 | 0 | 0
STWD | 0 | 0 | 0 | 0 | 0 | 0
WT | 0 | 0 | 0 | 0 | 0 | 0
IGCC | 0 | 0 | 0 | 0 | 0 | 0
DemandResponse | 0 | 0 | 0 | 0 | 0 | 0
IGCC-CCS | 0 | 0 | 0 | 0 | 0 | 0
WT_off | 0 | 0 | 0 | 0 | 0 | 0
PseudoUnit | 0 | 0 | 0 | 0 | 0 | 0
FixedInterchange | 0 | 0 | 0 | 0 | 0 | 0
CO2 Emissions (MMmetricTons): HQ_IESO
ReportingType | 2015 | 2020 | 2025 | 2030 | 2035 | 2040
BM | 0 | 0 | 0 | 0 | 0 | 0
CC | 0 | 0 | 0 | 0 | 0 | 0
CSP | 0 | 0 | 0 | 0 | 0 | 0
CT | 0 | 0 | 0 | 0 | 0 | 0
Coal | 0 | 0 | 0 | 0 | 0 | 0
Geo | 0 | 0 | 0 | 0 | 0 | 0
H | 0 | 0 | 0 | 0 | 0 | 0
LFG | 0 | 0 | 0 | 0 | 0 | 0
Nuc | 0 | 0 | 0 | 0 | 0 | 0
PS | 0 | 0 | 0 | 0 | 0 | 0
PV | 0 | 0 | 0 | 0 | 0 | 0
PeakG | 0 | 0 | 0 | 0 | 0 | 0
PeakO | 0 | 0 | 0 | 0 | 0 | 0
ST | 0 | 0 | 0 | 0 | 0 | 0
STOG | 0 | 0 | 0 | 0 | 0 | 0
STWD | 0 | 0 | 0 | 0 | 0 | 0
WT | 0 | 0 | 0 | 0 | 0 | 0
IGCC | 0 | 0 | 0 | 0 | 0 | 0
DemandResponse | 0 | 0 | 0 | 0 | 0 | 0
IGCC-CCS | 0 | 0 | 0 | 0 | 0 | 0
WT_off | 0 | 0 | 0 | 0 | 0 | 0
PseudoUnit | 0 | 0 | 0 | 0 | 0 | 0
FixedInterchange | 0 | 0 | 0 | 0 | 0 | 0
CO2 Emissions (MMmetricTons): HQ_NEISO
ReportingType | 2015 | 2020 | 2025 | 2030 | 2035 | 2040
BM | 0 | 0 | 0 | 0 | 0 | 0
CC | 0 | 0 | 0 | 0 | 0 | 0
CSP | 0 | 0 | 0 | 0 | 0 | 0
CT | 0 | 0 | 0 | 0 | 0 | 0
Coal | 0 | 0 | 0 | 0 | 0 | 0
Geo | 0 | 0 | 0 | 0 | 0 | 0
H | 0 | 0 | 0 | 0 | 0 | 0
LFG | 0 | 0 | 0 | 0 | 0 | 0
Nuc | 0 | 0 | 0 | 0 | 0 | 0
PS | 0 | 0 | 0 | 0 | 0 | 0
PV | 0 | 0 | 0 | 0 | 0 | 0
PeakG | 0 | 0 | 0 | 0 | 0 | 0
PeakO | 0 | 0 | 0 | 0 | 0 | 0
ST | 0 | 0 | 0 | 0 | 0 | 0
STOG | 0 | 0 | 0 | 0 | 0 | 0
STWD | 0 | 0 | 0 | 0 | 0 | 0
WT | 0 | 0 | 0 | 0 | 0 | 0
IGCC | 0 | 0 | 0 | 0 | 0 | 0
DemandResponse | 0 | 0 | 0 | 0 | 0 | 0
IGCC-CCS | 0 | 0 | 0 | 0 | 0 | 0
WT_off | 0 | 0 | 0 | 0 | 0 | 0
PseudoUnit | 0 | 0 | 0 | 0 | 0 | 0
FixedInterchange | 0 | 0 | 0 | 0 | 0 | 0
CO2 Emissions (MMmetricTons): HQ_NY
ReportingType | 2015 | 2020 | 2025 | 2030 | 2035 | 2040
BM | 0 | 0 | 0 | 0 | 0 | 0
CC | 0 | 0 | 0 | 0 | 0 | 0
CSP | 0 | 0 | 0 | 0 | 0 | 0
CT | 0 | 0 | 0 | 0 | 0 | 0
Coal | 0 | 0 | 0 | 0 | 0 | 0
Geo | 0 | 0 | 0 | 0 | 0 | 0
H | 0 | 0 | 0 | 0 | 0 | 0
LFG | 0 | 0 | 0 | 0 | 0 | 0
Nuc | 0 | 0 | 0 | 0 | 0 | 0
PS | 0 | 0 | 0 | 0 | 0 | 0
PV | 0 | 0 | 0 | 0 | 0 | 0
PeakG | 0 | 0 | 0 | 0 | 0 | 0
PeakO | 0 | 0 | 0 | 0 | 0 | 0
ST | 0 | 0 | 0 | 0 | 0 | 0
STOG | 0 | 0 | 0 | 0 | 0 | 0
STWD | 0 | 0 | 0 | 0 | 0 | 0
WT | 0 | 0 | 0 | 0 | 0 | 0
IGCC | 0 | 0 | 0 | 0 | 0 | 0
DemandResponse | 0 | 0 | 0 | 0 | 0 | 0
IGCC-CCS | 0 | 0 | 0 | 0 | 0 | 0
WT_off | 0 | 0 | 0 | 0 | 0 | 0
PseudoUnit | 0 | 0 | 0 | 0 | 0 | 0
FixedInterchange | 0 | 0 | 0 | 0 | 0 | 0
CO2 Emissions (MMmetricTons): MARITIMES
ReportingType | 2015 | 2020 | 2025 | 2030 | 2035 | 2040
BM | 0 | 0 | 0 | 0 | 0 | 0
CC | 0 | 0 | 0 | 0 | 0 | 0
CSP | 0 | 0 | 0 | 0 | 0 | 0
CT | 0 | 0 | 0 | 0 | 0 | 0
Coal | 0 | 0 | 0 | 0 | 0 | 0
Geo | 0 | 0 | 0 | 0 | 0 | 0
H | 0 | 0 | 0 | 0 | 0 | 0
LFG | 0 | 0 | 0 | 0 | 0 | 0
Nuc | 0 | 0 | 0 | 0 | 0 | 0
PS | 0 | 0 | 0 | 0 | 0 | 0
PV | 0 | 0 | 0 | 0 | 0 | 0
PeakG | 0 | 0 | 0 | 0 | 0 | 0
PeakO | 0 | 0 | 0 | 0 | 0 | 0
ST | 0 | 0 | 0 | 0 | 0 | 0
STOG | 0 | 0 | 0 | 0 | 0 | 0
STWD | 0 | 0 | 0 | 0 | 0 | 0
WT | 0 | 0 | 0 | 0 | 0 | 0
IGCC | 0 | 0 | 0 | 0 | 0 | 0
DemandResponse | 0 | 0 | 0 | 0 | 0 | 0
IGCC-CCS | 0 | 0 | 0 | 0 | 0 | 0
WT_off | 0 | 0 | 0 | 0 | 0 | 0
PseudoUnit | 0 | 0 | 0 | 0 | 0 | 0
FixedInterchange | 0 | 0 | 0 | 0 | 0 | 0
CO2 Emissions (MMmetricTons): All
ReportingType | 2015 | 2020 | 2025 | 2030 | 2035 | 2040
BM | 0 | 0 | 0 | 0 | 0 | 0
CC | 400.7 | 411.75 | 357.22 | 326.78 | 421.66 | 470.24
CSP | 0 | 0 | 0 | 0 | 0 | 0
CT | 0.79 | 1.06 | 1.22 | 0.69 | 2.6 | 3.39
Coal | 1751.33 | 1568.63 | 1571.25 | 1528.93 | 1632 | 1798.49
Geo | 0 | 0 | 0 | 0 | 0 | 0
H | 0 | 0 | 0 | 0 | 0 | 0
LFG | 0 | 0 | 0 | 0 | 0 | 0
Nuc | 0 | 0 | 0 | 0 | 0 | 0
PS | 0 | 0 | 0 | 0 | 0 | 0
PV | 0 | 0 | 0 | 0 | 0 | 0
PeakG | 1.98 | 2.74 | 2.86 | 1.99 | 3.68 | 2.88
PeakO | 0 | 0 | 0 | 0 | 0 | 0
ST | 0 | 0 | 0 | 0 | 0 | 0
STOG | 9.67 | 10.41 | 9.54 | 7.6 | 10.05 | 9.35
STWD | 0 | 0 | 0 | 0 | 0 | 0
WT | 0 | 0 | 0 | 0 | 0 | 0
IGCC | 3.76 | 3.76 | 3.76 | 3.76 | 3.76 | 3.76
DemandResponse | 0 | 0 | 0 | 0 | 0 | 0
IGCC-CCS | 0 | 0 | 0 | 0 | 0 | 0
WT_off | 0 | 0 | 0 | 0 | 0 | 0
PseudoUnit | 0 | 0 | 0 | 0 | 0 | 0
FixedInterchange | 0 | 0 | 0 | 0 | 0 | 0
CO2 Emissions (MMmetricTons): EI_US
ReportingType | 2015 | 2020 | 2025 | 2030 | 2035 | 2040
BM | 0 | 0 | 0 | 0 | 0 | 0
CC | 249.34 | 253.99 | 213.19 | 172.4 | 246.87 | 291.43
CSP | 0 | 0 | 0 | 0 | 0 | 0
CT | 0.79 | 1.06 | 1.14 | 0.6 | 2.59 | 3.37
Coal | 1358.71 | 1170.09 | 1166.31 | 1123.5 | 1216.31 | 1314.41
Geo | 0 | 0 | 0 | 0 | 0 | 0
H | 0 | 0 | 0 | 0 | 0 | 0
LFG | 0 | 0 | 0 | 0 | 0 | 0
Nuc | 0 | 0 | 0 | 0 | 0 | 0
PS | 0 | 0 | 0 | 0 | 0 | 0
PV | 0 | 0 | 0 | 0 | 0 | 0
PeakG | 1.97 | 2.73 | 2.75 | 1.74 | 3.44 | 2.86
PeakO | 0 | 0 | 0 | 0 | 0 | 0
ST | 0 | 0 | 0 | 0 | 0 | 0
STOG | 6.55 | 7.04 | 6.23 | 4.6 | 6.9 | 6.52
STWD | 0 | 0 | 0 | 0 | 0 | 0
WT | 0 | 0 | 0 | 0 | 0 | 0
IGCC | 3.76 | 3.76 | 3.76 | 3.76 | 3.76 | 3.76
DemandResponse | 0 | 0 | 0 | 0 | 0 | 0
IGCC-CCS | 0 | 0 | 0 | 0 | 0 | 0
WT_off | 0 | 0 | 0 | 0 | 0 | 0
PseudoUnit | 0 | 0 | 0 | 0 | 0 | 0
FixedInterchange | 0 | 0 | 0 | 0 | 0 | 0
CO2 Emissions (MMmetricTons): EI_Canada
ReportingType | 2015 | 2020 | 2025 | 2030 | 2035 | 2040
BM | 0 | 0 | 0 | 0 | 0 | 0
CC | 1.85 | 1.68 | 0.67 | 0.29 | 2.56 | 7.68
CSP | 0 | 0 | 0 | 0 | 0 | 0
CT | 0 | 0 | 0 | 0 | 0 | 0.02
Coal | 0.57 | 1.06 | 0 | 0 | 0 | 0
Geo | 0 | 0 | 0 | 0 | 0 | 0
H | 0 | 0 | 0 | 0 | 0 | 0
LFG | 0 | 0 | 0 | 0 | 0 | 0
Nuc | 0 | 0 | 0 | 0 | 0 | 0
PS | 0 | 0 | 0 | 0 | 0 | 0
PV | 0 | 0 | 0 | 0 | 0 | 0
PeakG | 0 | 0 | 0 | 0 | 0 | 0
PeakO | 0 | 0 | 0 | 0 | 0 | 0
ST | 0 | 0 | 0 | 0 | 0 | 0
STOG | 0 | 0 | 0 | 0 | 0 | 0
STWD | 0 | 0 | 0 | 0 | 0 | 0
WT | 0 | 0 | 0 | 0 | 0 | 0
IGCC | 0 | 0 | 0 | 0 | 0 | 0
DemandResponse | 0 | 0 | 0 | 0 | 0 | 0
IGCC-CCS | 0 | 0 | 0 | 0 | 0 | 0
WT_off | 0 | 0 | 0 | 0 | 0 | 0
PseudoUnit | 0 | 0 | 0 | 0 | 0 | 0
FixedInterchange | 0 | 0 | 0 | 0 | 0 | 0
CO2 Emissions (MMmetricTons): EI
ReportingType | 2015 | 2020 | 2025 | 2030 | 2035 | 2040
BM | 0 | 0 | 0 | 0 | 0 | 0
CC | 251.19 | 255.67 | 213.86 | 172.68 | 249.43 | 299.11
CSP | 0 | 0 | 0 | 0 | 0 | 0
CT | 0.79 | 1.06 | 1.14 | 0.6 | 2.6 | 3.39
Coal | 1359.28 | 1171.15 | 1166.31 | 1123.5 | 1216.31 | 1314.41
Geo | 0 | 0 | 0 | 0 | 0 | 0
H | 0 | 0 | 0 | 0 | 0 | 0
LFG | 0 | 0 | 0 | 0 | 0 | 0
Nuc | 0 | 0 | 0 | 0 | 0 | 0
PS | 0 | 0 | 0 | 0 | 0 | 0
PV | 0 | 0 | 0 | 0 | 0 | 0
PeakG | 1.97 | 2.73 | 2.75 | 1.74 | 3.44 | 2.86
PeakO | 0 | 0 | 0 | 0 | 0 | 0
ST | 0 | 0 | 0 | 0 | 0 | 0
STOG | 6.55 | 7.04 | 6.23 | 4.6 | 6.9 | 6.52
STWD | 0 | 0 | 0 | 0 | 0 | 0
WT | 0 | 0 | 0 | 0 | 0 | 0
IGCC | 3.76 | 3.76 | 3.76 | 3.76 | 3.76 | 3.76
DemandResponse | 0 | 0 | 0 | 0 | 0 | 0
IGCC-CCS | 0 | 0 | 0 | 0 | 0 | 0
WT_off | 0 | 0 | 0 | 0 | 0 | 0
PseudoUnit | 0 | 0 | 0 | 0 | 0 | 0
FixedInterchange | 0 | 0 | 0 | 0 | 0 | 0
CO2 Emissions (MMmetricTons): Outside_EI
ReportingType | 2015 | 2020 | 2025 | 2030 | 2035 | 2040
BM | 0 | 0 | 0 | 0 | 0 | 0
CC | 149.51 | 156.07 | 143.36 | 154.1 | 172.23 | 171.13
CSP | 0 | 0 | 0 | 0 | 0 | 0
CT | 0 | 0 | 0.08 | 0.08 | 0 | 0
Coal | 392.05 | 397.48 | 404.94 | 405.44 | 415.69 | 484.08
Geo | 0 | 0 | 0 | 0 | 0 | 0
H | 0 | 0 | 0 | 0 | 0 | 0
LFG | 0 | 0 | 0 | 0 | 0 | 0
Nuc | 0 | 0 | 0 | 0 | 0 | 0
PS | 0 | 0 | 0 | 0 | 0 | 0
PV | 0 | 0 | 0 | 0 | 0 | 0
PeakG | 0 | 0.01 | 0.11 | 0.25 | 0.24 | 0.02
PeakO | 0 | 0 | 0 | 0 | 0 | 0
ST | 0 | 0 | 0 | 0 | 0 | 0
STOG | 3.12 | 3.38 | 3.31 | 3.01 | 3.15 | 2.83
STWD | 0 | 0 | 0 | 0 | 0 | 0
WT | 0 | 0 | 0 | 0 | 0 | 0
IGCC | 0 | 0 | 0 | 0 | 0 | 0
DemandResponse | 0 | 0 | 0 | 0 | 0 | 0
IGCC-CCS | 0 | 0 | 0 | 0 | 0 | 0
WT_off | 0 | 0 | 0 | 0 | 0 | 0
PseudoUnit | 0 | 0 | 0 | 0 | 0 | 0
FixedInterchange | 0 | 0 | 0 | 0 | 0 | 0
#6 | Fuel Cost [includes coal shadow price] ($million)
Fuel Cost by Reporting Type: Entergy
ReportingType | 2015 | 2020 | 2025 | 2030 | 2035 | 2040
BM | 0 | 0 | 0 | 0 | 0 | 0
CC | 2318.51 | 2994.4 | 2834.87 | 2545.81 | 2970.9 | 2984.3
CSP | 0 | 0 | 0 | 0 | 0 | 0
CT | 0 | 0 | 0 | 0 | 0 | 0
Coal | 1413.07 | 1176.41 | 1260.67 | 1318.55 | 1421.41 | 1829.26
Geo | 0 | 0 | 0 | 0 | 0 | 0
H | 0 | 0 | 0 | 0 | 0 | 0
LFG | 0 | 0 | 0 | 0.14 | 0.14 | 0.14
Nuc | 372.97 | 380.57 | 404.36 | 412.26 | 348.24 | 272.43
PS | 0 | 0 | 0 | 0 | 0 | 0
PV | 0 | 0 | 0 | 0 | 0 | 0
PeakG | 0 | 0 | 1.92 | 1.9 | 2.45 | 1.32
PeakO | 0 | 0 | 0 | 0 | 0 | 0
ST | 0 | 0 | 0 | 0 | 0 | 0
STOG | 72.41 | 86.04 | 70.33 | 65.11 | 80.26 | 90.76
STWD | 123.64 | 10.06 | 6.91 | 6.51 | 11.67 | 11.67
WT | 0 | 0 | 0 | 0 | 0 | 0
IGCC | 0 | 0 | 0 | 0 | 0 | 0
DemandResponse | 0 | 0 | 0 | 0 | 0 | 0
IGCC-CCS | 0 | 0 | 0 | 0 | 0 | 0
WT_off | 0 | 0 | 0 | 0 | 0 | 0
PseudoUnit | 0 | 0 | 0 | 0 | 0 | 0
FixedInterchange | 0 | 0 | 0 | 0 | 0 | 0
Fuel Cost by Reporting Type: FRCC
ReportingType | 2015 | 2020 | 2025 | 2030 | 2035 | 2040
BM | 0 | 544.84 | 1268.52 | 1268.52 | 1268.52 | 1268.52
CC | 6177.37 | 6774.09 | 7170.4 | 7519.12 | 10639.12 | 12906.61
CSP | 0 | 0 | 0 | 0 | 0 | 0
CT | 59.8 | 64.27 | 67.05 | 38.14 | 78.21 | 81.7
Coal | 1828.34 | 1771.29 | 1836.33 | 1900.52 | 1953.8 | 1990.04
Geo | 0 | 0 | 0 | 0 | 0 | 0
H | 0 | 0 | 0 | 0 | 0 | 0
LFG | 0 | 0.25 | 0.25 | 0.25 | 0.25 | 0.25
Nuc | 282.48 | 288.24 | 306.26 | 312.24 | 190.15 | 63.41
PS | 0 | 0 | 0 | 0 | 0 | 0
PV | 0 | 0 | 0 | 0 | 0 | 0
PeakG | 26.03 | 40.59 | 68.99 | 54.11 | 44.86 | 43.43
PeakO | 0 | 0 | 0 | 0 | 0 | 0
ST | 0 | 0 | 0 | 0 | 0 | 0
STOG | 229.42 | 220.98 | 201.18 | 163.21 | 150.13 | 152.3
STWD | 100.84 | 100.84 | 100.84 | 100.84 | 100.84 | 100.84
WT | 0 | 0 | 0 | 0 | 0 | 0
IGCC | 0 | 0 | 0 | 0 | 0 | 0
DemandResponse | 0 | 0 | 0 | 0 | 0 | 0
IGCC-CCS | 0 | 0 | 0 | 0 | 0 | 0
WT_off | 0 | 0 | 0 | 0 | 0 | 0
PseudoUnit | 0 | 0 | 0 | 0 | 0 | 0
FixedInterchange | 0 | 0 | 0 | 0 | 0 | 0
Fuel Cost by Reporting Type: MAPP_US
ReportingType | 2015 | 2020 | 2025 | 2030 | 2035 | 2040
BM | 0 | 0 | 0 | 0 | 0 | 0
CC | 8.39 | 11.02 | 9.74 | 4.84 | 9.28 | 10.55
CSP | 0 | 0 | 0 | 0 | 0 | 0
CT | 0 | 0 | 0 | 0 | 0 | 0
Coal | 299.3 | 225.45 | 225.45 | 225.45 | 225.45 | 264.06
Geo | 0 | 0 | 0 | 0 | 0 | 0
H | 0 | 0 | 0 | 0 | 0 | 0
LFG | 0 | 0 | 0 | 0.09 | 0.09 | 0.09
Nuc | 0 | 0 | 0 | 0 | 0 | 0
PS | 0 | 0 | 0 | 0 | 0 | 0
PV | 0 | 0 | 0 | 0 | 0 | 0
PeakG | 1.11 | 4.41 | 4.74 | 1.38 | 11.28 | 4.95
PeakO | 0 | 0 | 0 | 0 | 0 | 0
ST | 0 | 0 | 0 | 0 | 0 | 0
STOG | 0 | 0 | 0 | 0 | 0 | 0
STWD | 0 | 0 | 0 | 0 | 0 | 0
WT | 0 | 0 | 0 | 0 | 0 | 0
IGCC | 0 | 0 | 0 | 0 | 0 | 0
DemandResponse | 0 | 0 | 0 | 0 | 0 | 0
IGCC-CCS | 0 | 0 | 0 | 0 | 0 | 0
WT_off | 0 | 0 | 0 | 0 | 0 | 0
PseudoUnit | 0 | 0 | 0 | 0 | 0 | 0
FixedInterchange | 0 | 0 | 0 | 0 | 0 | 0
Fuel Cost by Reporting Type: MISO_IN
ReportingType | 2015 | 2020 | 2025 | 2030 | 2035 | 2040
BM | 0 | 0 | 0 | 0 | 0 | 0
CC | 142.87 | 252.39 | 216.82 | 159.87 | 1077.8 | 1552.28
CSP | 0 | 0 | 0 | 0 | 0 | 0
CT | 0 | 0 | 0 | 0 | 0 | 0
Coal | 1809.78 | 1887.64 | 1904.04 | 1899.06 | 2104.69 | 2271.99
Geo | 0 | 0 | 0 | 0 | 0 | 0
H | 0 | 0 | 0 | 0 | 0 | 0
LFG | 0 | 0 | 0.1 | 0.1 | 0.1 | 0.1
Nuc | 0 | 0 | 0 | 0 | 0 | 0
PS | 0 | 0 | 0 | 0 | 0 | 0
PV | 0 | 0 | 0 | 0 | 0 | 0
PeakG | 0.89 | 0.13 | 1.55 | 1.38 | 6.53 | 7.41
PeakO | 0 | 0 | 0 | 0 | 0 | 0
ST | 0 | 0 | 0 | 0 | 0 | 0
STOG | 2.86 | 5.97 | 3.26 | 3.48 | 7.68 | 8.71
STWD | 0 | 0 | 0 | 0 | 0 | 0
WT | 0 | 0 | 0 | 0 | 0 | 0
IGCC | 90.38 | 91.1 | 90.95 | 92.47 | 95.28 | 100.04
DemandResponse | 0 | 0 | 0 | 0 | 0 | 0
IGCC-CCS | 0 | 0 | 0 | 0 | 0 | 0
WT_off | 0 | 0 | 0 | 0 | 0 | 0
PseudoUnit | 0 | 0 | 0 | 0 | 0 | 0
FixedInterchange | 0 | 0 | 0 | 0 | 0 | 0
Fuel Cost by Reporting Type: MISO_MI
ReportingType | 2015 | 2020 | 2025 | 2030 | 2035 | 2040
BM | 0 | 0 | 0 | 0 | 0 | 0
CC | 358.35 | 516.55 | 441.27 | 279.32 | 433.75 | 380.83
CSP | 0 | 0 | 0 | 0 | 0 | 0
CT | 0 | 0 | 0 | 0 | 0 | 0
Coal | 1453.81 | 1170.45 | 1191.94 | 1165.05 | 1370.11 | 1451.68
Geo | 0 | 0 | 0 | 0 | 0 | 0
H | 0 | 0 | 0 | 0 | 0 | 0
LFG | 0 | 0 | 0.2 | 0.2 | 0.2 | 0.2
Nuc | 139.75 | 142.6 | 151.51 | 154.47 | 90.85 | 90.85
PS | 0 | 0 | 0 | 0 | 0 | 0
PV | 0 | 0 | 0 | 0 | 0 | 0
PeakG | 1.31 | 1.5 | 1.3 | 0.93 | 4.35 | 3.74
PeakO | 0 | 0 | 0 | 0 | 0 | 0
ST | 0 | 0 | 0 | 0 | 0 | 0
STOG | 21.47 | 37.55 | 32.56 | 28.27 | 54.82 | 84.06
STWD | 15.55 | 39.15 | 87.42 | 58.97 | 87.42 | 73.26
WT | 0 | 0 | 0 | 0 | 0 | 0
IGCC | 0 | 0 | 0 | 0 | 0 | 0
DemandResponse | 0 | 0 | 0 | 0 | 0 | 0
IGCC-CCS | 0 | 0 | 0 | 0 | 0 | 0
WT_off | 0 | 0 | 0 | 0 | 0 | 0
PseudoUnit | 0 | 0 | 0 | 0 | 0 | 0
FixedInterchange | 0 | 0 | 0 | 0 | 0 | 0
Fuel Cost by Reporting Type: MISO_MO-IL
ReportingType | 2015 | 2020 | 2025 | 2030 | 2035 | 2040
BM | 0 | 0 | 0 | 0 | 0 | 0
CC | 91.38 | 170.48 | 120.49 | 58.72 | 86.57 | 93.9
CSP | 0 | 0 | 0 | 0 | 0 | 0
CT | 0 | 0 | 0 | 0 | 0 | 0
Coal | 2165.53 | 1676.17 | 1749.16 | 1704.77 | 2100.59 | 2165.59
Geo | 0 | 0 | 0 | 0 | 0 | 0
H | 0 | 0 | 0 | 0 | 0 | 0
LFG | 0 | 0 | 0.29 | 0.29 | 0.29 | 0.29
Nuc | 143.46 | 146.38 | 155.53 | 158.57 | 158.57 | 158.57
PS | 0 | 0 | 0 | 0 | 0 | 0
PV | 0 | 0 | 0 | 0 | 0 | 0
PeakG | 6.97 | 14.38 | 23 | 24 | 31.11 | 51.08
PeakO | 0 | 0 | 0 | 0 | 0 | 0
ST | 0 | 0 | 0 | 0 | 0 | 0
STOG | 3.1 | 6.4 | 6.92 | 7.44 | 4.4 | 1.59
STWD | 0 | 0 | 0 | 0 | 0 | 0
WT | 0 | 0 | 0 | 0 | 0 | 0
IGCC | 0 | 0 | 0 | 0 | 0 | 0
DemandResponse | 0 | 0 | 0 | 0 | 0 | 0
IGCC-CCS | 0 | 0 | 0 | 0 | 0 | 0
WT_off | 0 | 0 | 0 | 0 | 0 | 0
PseudoUnit | 0 | 0 | 0 | 0 | 0 | 0
FixedInterchange | 0 | 0 | 0 | 0 | 0 | 0
Fuel Cost by Reporting Type: MISO_W
ReportingType | 2015 | 2020 | 2025 | 2030 | 2035 | 2040
BM | 0 | 0 | 0 | 0 | 0 | 0
CC | 320.73 | 357.13 | 256.36 | 99.92 | 211.35 | 200.3
CSP | 0 | 0 | 0 | 0 | 0 | 0
CT | 0 | 0 | 0 | 0 | 0 | 0
Coal | 1549.64 | 1364.63 | 1383.02 | 1371.24 | 1450.12 | 1950.11
Geo | 0 | 0 | 0 | 0 | 0 | 0
H | 0 | 0 | 0 | 0 | 0 | 0
LFG | 0 | 0 | 0.09 | 0.09 | 0.09 | 0.09
Nuc | 152.53 | 155.64 | 165.37 | 168.6 | 0.01 | 0.01
PS | 0 | 0 | 0 | 0 | 0 | 0
PV | 0 | 0 | 0 | 0 | 0 | 0
PeakG | 15.69 | 7.5 | 5.32 | 5.92 | 36.2 | 16.93
PeakO | 0 | 0 | 0 | 0 | 0 | 0
ST | 0 | 0 | 0 | 0 | 0 | 0
STOG | 1.51 | 0.19 | 0.13 | 0.13 | 0.21 | 0.02
STWD | 0 | 162.84 | 43.61 | 78.4 | 60.35 | 77.82
WT | 0 | 0 | 0 | 0 | 0 | 0
IGCC | 0 | 0 | 0 | 0 | 0 | 0
DemandResponse | 0 | 0 | 0 | 0 | 0 | 0
IGCC-CCS | 0 | 0 | 0 | 0 | 0 | 0
WT_off | 0 | 0 | 0 | 0 | 0 | 0
PseudoUnit | 0 | 0 | 0 | 0 | 0 | 0
FixedInterchange | 0 | 0 | 0 | 0 | 0 | 0
Fuel Cost by Reporting Type: MISO_WUMS
ReportingType | 2015 | 2020 | 2025 | 2030 | 2035 | 2040
BM | 0 | 0 | 0 | 0 | 0 | 0
CC | 392.11 | 639.81 | 531.69 | 370.06 | 1409.29 | 1293.52
CSP | 0 | 0 | 0 | 0 | 0 | 0
CT | 0 | 20.7 | 37.57 | 25.51 | 71.16 | 108.2
Coal | 636.66 | 662.34 | 682.95 | 653.73 | 910.99 | 963.04
Geo | 0 | 0 | 0 | 0 | 0 | 0
H | 0 | 0 | 0 | 0 | 0 | 0
LFG | 0 | 0 | 0.29 | 0.29 | 0.29 | 0.29
Nuc | 120.89 | 123.35 | 131.06 | 133.62 | 0.01 | 0.01
PS | 0 | 0 | 0 | 0 | 0 | 0
PV | 0 | 0 | 0 | 0 | 0 | 0
PeakG | 2.46 | 1.32 | 0.05 | 0 | 0 | 0
PeakO | 0 | 0 | 0 | 0 | 0 | 0
ST | 0 | 0 | 0 | 0 | 0 | 0
STOG | 0.13 | 0 | 0 | 0 | 0 | 0
STWD | 0 | 6.93 | 8.01 | 3.54 | 8.16 | 11.27
WT | 0 | 0 | 0 | 0 | 0 | 0
IGCC | 0 | 0 | 0 | 0 | 0 | 0
DemandResponse | 0 | 0 | 0 | 0 | 0 | 0
IGCC-CCS | 0 | 0 | 0 | 0 | 0 | 0
WT_off | 0 | 0 | 0 | 0 | 0 | 0
PseudoUnit | 0 | 0 | 0 | 0 | 0 | 0
FixedInterchange | 0 | 0 | 0 | 0 | 0 | 0
Fuel Cost by Reporting Type: Nebraska
ReportingType | 2015 | 2020 | 2025 | 2030 | 2035 | 2040
BM | 0 | 0 | 0 | 0 | 0 | 0
CC | 37.71 | 17.72 | 16.15 | 11.06 | 19.38 | 16.49
CSP | 0 | 0 | 0 | 0 | 0 | 0
CT | 0 | 0 | 0 | 0 | 0 | 0
Coal | 458.64 | 414.52 | 414.52 | 410.69 | 436.94 | 750.37
Geo | 0 | 0 | 0 | 0 | 0 | 0
H | 0 | 0 | 0 | 0 | 0 | 0
LFG | 0 | 0 | 0 | 0.09 | 0.09 | 0.09
Nuc | 83.67 | 85.37 | 90.71 | 92.48 | 0.01 | 0.01
PS | 0 | 0 | 0 | 0 | 0 | 0
PV | 0 | 0 | 0 | 0 | 0 | 0
PeakG | 3.15 | 11.13 | 11.42 | 7.56 | 0.19 | 0
PeakO | 0 | 0 | 0 | 0 | 0 | 0
ST | 0 | 0 | 0 | 0 | 0 | 0
STOG | 2.86 | 3.17 | 6.06 | 3.67 | 8.13 | 0
STWD | 0 | 0 | 0 | 0 | 0 | 0
WT | 0 | 0 | 0 | 0 | 0 | 0
IGCC | 0 | 0 | 0 | 0 | 0 | 0
DemandResponse | 0 | 0 | 0 | 0 | 0 | 0
IGCC-CCS | 0 | 0 | 0 | 0 | 0 | 0
WT_off | 0 | 0 | 0 | 0 | 0 | 0
PseudoUnit | 0 | 0 | 0 | 0 | 0 | 0
FixedInterchange | 0 | 0 | 0 | 0 | 0 | 0
Fuel Cost by Reporting Type: NEISO
ReportingType | 2015 | 2020 | 2025 | 2030 | 2035 | 2040
BM | 159.81 | 159.81 | 50.5 | 0 | 0 | 2.17
CC | 1487.76 | 1285.93 | 1168.8 | 966.84 | 1886.51 | 2401.4
CSP | 0 | 0 | 0 | 0 | 0 | 0
CT | 0.15 | 0.52 | 0.15 | 0 | 0.57 | 2.56
Coal | 1.14 | 0 | 0 | 0 | 0 | 0
Geo | 0 | 0 | 0 | 0 | 0 | 0
H | 0 | 0 | 0 | 0 | 0 | 0
LFG | 0.06 | 0.06 | 0.15 | 0.15 | 0.15 | 0.15
Nuc | 293.25 | 299.23 | 317.93 | 324.14 | 234.19 | 173
PS | 0 | 0 | 0 | 0 | 0 | 0
PV | 0 | 0 | 0 | 0 | 0 | 0
PeakG | 1.44 | 1.76 | 1.67 | 1.43 | 2.98 | 4.02
PeakO | 0 | 0 | 0 | 0 | 0 | 0
ST | 0 | 0 | 0 | 0 | 0 | 0
STOG | 0 | 0 | 0 | 0 | 0 | 0
STWD | 338.09 | 338.09 | 323.71 | 0 | 0 | 90.12
WT | 0 | 0 | 0 | 0 | 0 | 0
IGCC | 0 | 0 | 0 | 0 | 0 | 0
DemandResponse | 0 | 0 | 0 | 0 | 0 | 0
IGCC-CCS | 0 | 0 | 0 | 0 | 0 | 0
WT_off | 0 | 0 | 0 | 0 | 0 | 0
PseudoUnit | 0 | 0 | 0 | 0 | 0 | 0
FixedInterchange | 0 | 0 | 0 | 0 | 0 | 0
Fuel Cost by Reporting Type: NonRTO_Midwest
ReportingType | 2015 | 2020 | 2025 | 2030 | 2035 | 2040
BM | 0 | 0 | 0 | 0 | 0 | 0
CC | 0 | 54.58 | 57.74 | 53.27 | 42 | 90.43
CSP | 0 | 0 | 0 | 0 | 0 | 0
CT | 0 | 0 | 0 | 0 | 0 | 0
Coal | 1293.5 | 1319.05 | 1340.33 | 1374.88 | 1436.99 | 1538.8
Geo | 0 | 0 | 0 | 0 | 0 | 0
H | 0 | 0 | 0 | 0 | 0 | 0
LFG | 0 | 0 | 0.2 | 0.2 | 0.2 | 0.2
Nuc | 0 | 0 | 0 | 0 | 0 | 0
PS | 0 | 0 | 0 | 0 | 0 | 0
PV | 0 | 0 | 0 | 0 | 0 | 0
PeakG | 9.3 | 17.31 | 26.52 | 23 | 34.31 | 37.69
PeakO | 0 | 0 | 0 | 0 | 0 | 0
ST | 0 | 0 | 0 | 0 | 0 | 0
STOG | 0 | 0 | 0 | 0 | 0 | 0
STWD | 0 | 0 | 0 | 0 | 0 | 0
WT | 0 | 0 | 0 | 0 | 0 | 0
IGCC | 0 | 0 | 0 | 0 | 0 | 0
DemandResponse | 0 | 0 | 0 | 0 | 0 | 0
IGCC-CCS | 0 | 0 | 0 | 0 | 0 | 0
WT_off | 0 | 0 | 0 | 0 | 0 | 0
PseudoUnit | 0 | 0 | 0 | 0 | 0 | 0
FixedInterchange | 0 | 0 | 0 | 0 | 0 | 0
Fuel Cost by Reporting Type: NYISO_A-F
ReportingType | 2015 | 2020 | 2025 | 2030 | 2035 | 2040
BM | 0 | 0 | 0 | 0 | 0 | 0
CC | 296.04 | 316.52 | 409.12 | 396.06 | 636.47 | 664.83
CSP | 0 | 0 | 0 | 0 | 0 | 0
CT | 0 | 0 | 0 | 0 | 0 | 0
Coal | 0 | 0 | 0 | 0 | 0 | 0
Geo | 0 | 0 | 0 | 0 | 0 | 0
H | 0 | 0 | 0 | 0 | 0 | 0
LFG | 0.01 | 0.01 | 0.01 | 0.09 | 0.09 | 0.09
Nuc | 217.02 | 221.45 | 235.29 | 195.6 | 154.22 | 93.47
PS | 0 | 0 | 0 | 0 | 0 | 0
PV | 0 | 0 | 0 | 0 | 0 | 0
PeakG | 0 | 0 | 0.04 | 0 | 0.38 | 1.28
PeakO | 0 | 0 | 0 | 0 | 0 | 0
ST | 0 | 0 | 0 | 0 | 0 | 0
STOG | 0 | 0 | 0 | 0 | 0 | 0
STWD | 0 | 0 | 0 | 0 | 0 | 0
WT | 0 | 0 | 0 | 0 | 0 | 0
IGCC | 0 | 0 | 0 | 0 | 0 | 0
DemandResponse | 0 | 0 | 0 | 0 | 0 | 0
IGCC-CCS | 0 | 0 | 0 | 0 | 0 | 0
WT_off | 0 | 0 | 0 | 0 | 0 | 0
PseudoUnit | 0 | 0 | 0 | 0 | 0 | 0
FixedInterchange | 0 | 0 | 0 | 0 | 0 | 0
Fuel Cost by Reporting Type: NYISO_G-I
ReportingType | 2015 | 2020 | 2025 | 2030 | 2035 | 2040
BM | 0 | 0 | 0 | 0 | 0 | 0
CC | 211.23 | 239.89 | 285.54 | 233.43 | 863.21 | 2095.07
CSP | 0 | 0 | 0 | 0 | 0 | 0
CT | 0 | 0 | 0 | 0 | 0 | 0
Coal | 0 | 0 | 0 | 0 | 0 | 0
Geo | 0 | 0 | 0 | 0 | 0 | 0
H | 0 | 0 | 0 | 0 | 0 | 0
LFG | 0 | 0 | 0 | 0.09 | 0.09 | 0.09
Nuc | 130.64 | 133.3 | 141.63 | 144.4 | 72.41 | 0.03
PS | 0 | 0 | 0 | 0 | 0 | 0
PV | 0 | 0 | 0 | 0 | 0 | 0
PeakG | 0 | 0 | 0 | 0 | 0 | 0.01
PeakO | 0 | 0 | 0 | 0 | 0 | 0
ST | 0 | 0 | 0 | 0 | 0 | 0
STOG | 0 | 0 | 0 | 0 | 0 | 0
STWD | 0 | 0 | 0 | 0 | 0 | 0
WT | 0 | 0 | 0 | 0 | 0 | 0
IGCC | 0 | 0 | 0 | 0 | 0 | 0
DemandResponse | 0 | 0 | 0 | 0 | 0 | 0
IGCC-CCS | 0 | 0 | 0 | 0 | 0 | 0
WT_off | 0 | 0 | 0 | 0 | 0 | 0
PseudoUnit | 0 | 0 | 0 | 0 | 0 | 0
FixedInterchange | 0 | 0 | 0 | 0 | 0 | 0
Fuel Cost by Reporting Type: NYISO_J-K
ReportingType | 2015 | 2020 | 2025 | 2030 | 2035 | 2040
BM | 0 | 0 | 0 | 0 | 0 | 0
CC | 820.28 | 941.9 | 952.03 | 915.99 | 1155.65 | 1179.56
CSP | 0 | 0 | 0 | 0 | 0 | 0
CT | 0 | 0 | 0 | 0 | 7.89 | 13.12
Coal | 0 | 0 | 0 | 0 | 0 | 0
Geo | 0 | 0 | 0 | 0 | 0 | 0
H | 0 | 0 | 0 | 0 | 0 | 0
LFG | 0 | 0 | 0 | 0.09 | 0.09 | 0.09
Nuc | 0 | 0 | 0 | 0 | 0 | 0
PS | 0 | 0 | 0 | 0 | 0 | 0
PV | 0 | 0 | 0 | 0 | 0 | 0
PeakG | 2.42 | 7.39 | 6.06 | 3.95 | 13.88 | 14.93
PeakO | 0 | 0 | 0 | 0 | 0 | 0
ST | 0 | 0 | 0 | 0 | 0 | 0
STOG | 42.87 | 52.91 | 56.32 | 42.09 | 87.16 | 99.88
STWD | 0 | 0 | 0 | 0 | 0 | 0
WT | 0 | 0 | 0 | 0 | 0 | 0
IGCC | 0 | 0 | 0 | 0 | 0 | 0
DemandResponse | 0 | 0 | 0 | 0 | 0 | 0
IGCC-CCS | 0 | 0 | 0 | 0 | 0 | 0
WT_off | 0 | 0 | 0 | 0 | 0 | 0
PseudoUnit | 0 | 0 | 0 | 0 | 0 | 0
FixedInterchange | 0 | 0 | 0 | 0 | 0 | 0
Fuel Cost by Reporting Type: PJM_E
ReportingType | 2015 | 2020 | 2025 | 2030 | 2035 | 2040
BM | 19.01 | 19.01 | 19.01 | 19.01 | 19.01 | 19.01
CC | 918.99 | 1408.9 | 1055.8 | 776.72 | 1826.27 | 2172.77
CSP | 0 | 0 | 0 | 0 | 0 | 0
CT | 0 | 0.04 | 0.01 | 0.05 | 0.6 | 0.17
Coal | 12.69 | 3.75 | 3.72 | 3.77 | 6.37 | 6.53
Geo | 0 | 0 | 0 | 0 | 0 | 0
H | 0 | 0 | 0 | 0 | 0 | 0
LFG | 0.01 | 0.18 | 0.18 | 0.18 | 0.18 | 0.18
Nuc | 563.79 | 533.75 | 567.11 | 578.18 | 415.32 | 329.35
PS | 0 | 0 | 0 | 0 | 0 | 0
PV | 0 | 0 | 0 | 0 | 0 | 0
PeakG | 1.2 | 4.21 | 13.86 | 10.3 | 56.9 | 18.02
PeakO | 0 | 0 | 0 | 0 | 0 | 0
ST | 0 | 0 | 0 | 0 | 0 | 0
STOG | 13.83 | 23.46 | 24.61 | 13.38 | 52.91 | 31.86
STWD | 0 | 0 | 0 | 0 | 0 | 0
WT | 0 | 0 | 0 | 0 | 0 | 0
IGCC | 0 | 0 | 0 | 0 | 0 | 0
DemandResponse | 0 | 0 | 0 | 0 | 0 | 0
IGCC-CCS | 0 | 0 | 0 | 0 | 0 | 0
WT_off | 0 | 0 | 0 | 0 | 0 | 0
PseudoUnit | 0 | 0 | 0 | 0 | 0 | 0
FixedInterchange | 0 | 0 | 0 | 0 | 0 | 0
Fuel Cost by Reporting Type: PJM_ROM
ReportingType | 2015 | 2020 | 2025 | 2030 | 2035 | 2040
BM | 11.41 | 11.41 | 11.41 | 984.32 | 1245.12 | 1245.12
CC | 583.1 | 760.16 | 629.3 | 490.65 | 980.76 | 4297.69
CSP | 0 | 0 | 0 | 0 | 0 | 0
CT | 0.01 | 0.03 | 0.09 | 0.03 | 0.37 | 0.11
Coal | 1142.03 | 959.38 | 955.72 | 818.84 | 1101.95 | 1134.83
Geo | 0 | 0 | 0 | 0 | 0 | 0
H | 0 | 0 | 0 | 0 | 0 | 0
LFG | 0.02 | 0.36 | 0.36 | 0.36 | 0.36 | 0.36
Nuc | 337.6 | 344.49 | 366.02 | 373.17 | 244.83 | 178.21
PS | 0 | 0 | 0 | 0 | 0 | 0
PV | 0 | 0 | 0 | 0 | 0 | 0
PeakG | 0 | 2.7 | 0.59 | 0 | 18.65 | 10.49
PeakO | 0 | 0 | 0 | 0 | 0 | 0
ST | 0 | 0 | 0 | 0 | 0 | 0
STOG | 35.46 | 69.51 | 72.94 | 47.47 | 127.71 | 123.68
STWD | 35.1 | 35.1 | 35.1 | 35.1 | 35.1 | 35.1
WT | 0 | 0 | 0 | 0 | 0 | 0
IGCC | 0 | 0 | 0 | 0 | 0 | 0
DemandResponse | 0 | 0 | 0 | 0 | 0 | 0
IGCC-CCS | 0 | 0 | 0 | 0 | 0 | 0
WT_off | 0 | 0 | 0 | 0 | 0 | 0
PseudoUnit | 0 | 0 | 0 | 0 | 0 | 0
FixedInterchange | 0 | 0 | 0 | 0 | 0 | 0
Fuel Cost by Reporting Type: PJM_ROR
ReportingType | 2015 | 2020 | 2025 | 2030 | 2035 | 2040
BM | 191.32 | 243.96 | 243.96 | 243.96 | 717.38 | 1177.09
CC | 2004.4 | 2109.29 | 1618.23 | 1019.04 | 1851.36 | 1859.71
CSP | 0 | 0 | 0 | 0 | 0 | 0
CT | 0.27 | 0.29 | 0.31 | 0.05 | 54.89 | 120.97
Coal | 7724.19 | 5639.02 | 5682.4 | 5863.67 | 6125.81 | 6472.32
Geo | 0 | 0 | 0 | 0 | 0 | 0
H | 0 | 0 | 0 | 0 | 0 | 0
LFG | 0.07 | 0.73 | 0.73 | 0.73 | 0.73 | 0.73
Nuc | 1319.64 | 1346.55 | 1430.71 | 1395.54 | 1084.35 | 728.88
PS | 0 | 0 | 0 | 0 | 0 | 0
PV | 0 | 0 | 0 | 0 | 0 | 0
PeakG | 61.44 | 72.25 | 55.48 | 27.77 | 71.44 | 80.26
PeakO | 0 | 0 | 0 | 0 | 0 | 0
ST | 0 | 0 | 0 | 0 | 0 | 0
STOG | 36.69 | 40.22 | 41.94 | 44.75 | 50.55 | 57.37
STWD | 103.87 | 103.87 | 103.87 | 103.87 | 103.87 | 103.87
WT | 0 | 0 | 0 | 0 | 0 | 0
IGCC | 0 | 0 | 0 | 0 | 0 | 0
DemandResponse | 0 | 0 | 0 | 0 | 0 | 0
IGCC-CCS | 0 | 0 | 0 | 0 | 0 | 0
WT_off | 0 | 0 | 0 | 0 | 0 | 0
PseudoUnit | 0 | 0 | 0 | 0 | 0 | 0
FixedInterchange | 0 | 0 | 0 | 0 | 0 | 0
Fuel Cost by Reporting Type: SOCO
ReportingType | 2015 | 2020 | 2025 | 2030 | 2035 | 2040
BM | 34.85 | 835.01 | 3777.54 | 4153.77 | 4153.77 | 4153.77
CC | 4244.24 | 4268.55 | 3388.83 | 2992.24 | 3253.5 | 3719.99
CSP | 0 | 0 | 0 | 0 | 0 | 0
CT | 0 | 0 | 0 | 0 | 0 | 0
Coal | 2374.07 | 2419.51 | 2598.64 | 2731.64 | 3010.83 | 4345.85
Geo | 0 | 0 | 0 | 0 | 0 | 0
H | 0 | 0 | 0 | 0 | 0 | 0
LFG | 0 | 0.14 | 0.14 | 0.14 | 0.14 | 0.14
Nuc | 396.64 | 551.11 | 585.56 | 596.99 | 596.99 | 398.46
PS | 0 | 0 | 0 | 0 | 0 | 0
PV | 0 | 0 | 0 | 0 | 0 | 0
PeakG | 36.69 | 61.63 | 47.27 | 28.89 | 60.52 | 75.05
PeakO | 0 | 0 | 0 | 0 | 0 | 0
ST | 0 | 0 | 0 | 0 | 0 | 0
STOG | 0 | 0 | 0 | 0 | 0 | 0
STWD | 392.54 | 392.54 | 392.54 | 392.54 | 392.54 | 392.54
WT | 0 | 0 | 0 | 0 | 0 | 0
IGCC | 0 | 0 | 0 | 0 | 0 | 0
DemandResponse | 0 | 0 | 0 | 0 | 0 | 0
IGCC-CCS | 0 | 0 | 0 | 0 | 0 | 0
WT_off | 0 | 0 | 0 | 0 | 0 | 0
PseudoUnit | 0 | 0 | 0 | 0 | 0 | 0
FixedInterchange | 0 | 0 | 0 | 0 | 0 | 0
Fuel Cost by Reporting Type: SPP_N
ReportingType | 2015 | 2020 | 2025 | 2030 | 2035 | 2040
BM | 0 | 0 | 0 | 0 | 0 | 0
CC | 242.78 | 126.89 | 75.6 | 53.44 | 83.11 | 82.37
CSP | 0 | 0 | 0 | 0 | 0 | 0
CT | 0 | 1.59 | 1.7 | 1.73 | 81.65 | 74.78
Coal | 1116.28 | 962.16 | 921.77 | 916.89 | 975.97 | 1162.43
Geo | 0 | 0 | 0 | 0 | 0 | 0
H | 0 | 0 | 0 | 0 | 0 | 0
LFG | 0 | 0 | 0 | 0.12 | 0.12 | 0.12
Nuc | 74.76 | 76.29 | 81.06 | 82.64 | 82.64 | 82.64
PS | 0 | 0 | 0 | 0 | 0 | 0
PV | 0 | 0 | 0 | 0 | 0 | 0
PeakG | 0 | 5.26 | 7.09 | 0.48 | 0 | 0
PeakO | 0 | 0 | 0 | 0 | 0 | 0
ST | 0 | 0 | 0 | 0 | 0 | 0
STOG | 17.43 | 37.57 | 40.14 | 37 | 48.08 | 54.45
STWD | 0 | 0 | 0 | 0 | 0 | 0
WT | 0 | 0 | 0 | 0 | 0 | 0
IGCC | 0 | 0 | 0 | 0 | 0 | 0
DemandResponse | 0 | 0 | 0 | 0 | 0 | 0
IGCC-CCS | 0 | 0 | 0 | 0 | 0 | 0
WT_off | 0 | 0 | 0 | 0 | 0 | 0
PseudoUnit | 0 | 0 | 0 | 0 | 0 | 0
FixedInterchange | 0 | 0 | 0 | 0 | 0 | 0
Fuel Cost by Reporting Type: SPP_S
ReportingType | 2015 | 2020 | 2025 | 2030 | 2035 | 2040
BM | 0 | 0 | 0 | 0 | 0 | 0
CC | 1599.68 | 1434.39 | 879.33 | 523.43 | 917.02 | 882.26
CSP | 0 | 0 | 0 | 0 | 0 | 0
CT | 0 | 0 | 0 | 0 | 0 | 0
Coal | 1936.29 | 1645.15 | 1579.94 | 1449.42 | 1803.95 | 1922.97
Geo | 0 | 0 | 0 | 0 | 0 | 0
H | 0 | 0 | 0 | 0 | 0 | 0
LFG | 0 | 0 | 0 | 0.12 | 0.12 | 0.12
Nuc | 0 | 0 | 0 | 0 | 0 | 0
PS | 0 | 0 | 0 | 0 | 0 | 0
PV | 0 | 0 | 0 | 0 | 0 | 0
PeakG | 0 | 0 | 0 | 0 | 0 | 0
PeakO | 0 | 0 | 0 | 0 | 0 | 0
ST | 0 | 0 | 0 | 0 | 0 | 0
STOG | 138.4 | 112.95 | 92.87 | 50.6 | 134.82 | 140.95
STWD | 50.06 | 4.73 | 2.8 | 2.57 | 4.66 | 4.66
WT | 0 | 0 | 0 | 0 | 0 | 0
IGCC | 0 | 0 | 0 | 0 | 0 | 0
DemandResponse | 0 | 0 | 0 | 0 | 0 | 0
IGCC-CCS | 0 | 0 | 0 | 0 | 0 | 0
WT_off | 0 | 0 | 0 | 0 | 0 | 0
PseudoUnit | 0 | 0 | 0 | 0 | 0 | 0
FixedInterchange | 0 | 0 | 0 | 0 | 0 | 0
Fuel Cost by Reporting Type: TVA
ReportingType | 2015 | 2020 | 2025 | 2030 | 2035 | 2040
BM | 0 | 1964.66 | 2165.23 | 4092.49 | 4474.57 | 4474.57
CC | 664.88 | 351.4 | 405.53 | 212.1 | 380.68 | 530.93
CSP | 0 | 0 | 0 | 0 | 0 | 0
CT | 0 | 0 | 0 | 0 | 0 | 10.09
Coal | 1990.5 | 1503.53 | 1498.37 | 1465.48 | 1611.49 | 1738.88
Geo | 0 | 0 | 0 | 0 | 0 | 0
H | 0 | 0 | 0 | 0 | 0 | 0
LFG | 0 | 0.14 | 0.14 | 0.14 | 0.14 | 0.14
Nuc | 542.87 | 553.94 | 588.56 | 600.05 | 420.73 | 329.46
PS | 0 | 0 | 0 | 0 | 0 | 0
PV | 0 | 0 | 0 | 0 | 0 | 0
PeakG | 0 | 0 | 0 | 0 | 1.65 | 0
PeakO | 0 | 0 | 0 | 0 | 0 | 0
ST | 0 | 0 | 0 | 0 | 0 | 0
STOG | 0 | 0 | 0 | 0 | 0 | 0
STWD | 2.75 | 2.75 | 2.75 | 2.75 | 2.75 | 2.75
WT | 0 | 0 | 0 | 0 | 0 | 0
IGCC | 0 | 0 | 0 | 0 | 0 | 0
DemandResponse | 0 | 0 | 0 | 0 | 0 | 0
IGCC-CCS | 0 | 0 | 0 | 0 | 0 | 0
WT_off | 0 | 0 | 0 | 0 | 0 | 0
PseudoUnit | 0 | 0 | 0 | 0 | 0 | 0
FixedInterchange | 0 | 0 | 0 | 0 | 0 | 0
Fuel Cost by Reporting Type: TVA_Transmission
ReportingType | 2015 | 2020 | 2025 | 2030 | 2035 | 2040
BM | 0 | 0 | 0 | 0 | 0 | 0
CC | 0 | 0 | 0 | 0 | 0 | 0
CSP | 0 | 0 | 0 | 0 | 0 | 0
CT | 0 | 0 | 0 | 0 | 0 | 0
Coal | 0 | 0 | 0 | 0 | 0 | 0
Geo | 0 | 0 | 0 | 0 | 0 | 0
H | 0 | 0 | 0 | 0 | 0 | 0
LFG | 0 | 0 | 0 | 0 | 0 | 0
Nuc | 0 | 0 | 0 | 0 | 0 | 0
PS | 0 | 0 | 0 | 0 | 0 | 0
PV | 0 | 0 | 0 | 0 | 0 | 0
PeakG | 0 | 0 | 0 | 0 | 0 | 0
PeakO | 0 | 0 | 0 | 0 | 0 | 0
ST | 0 | 0 | 0 | 0 | 0 | 0
STOG | 0 | 0 | 0 | 0 | 0 | 0
STWD | 0 | 0 | 0 | 0 | 0 | 0
WT | 0 | 0 | 0 | 0 | 0 | 0
IGCC | 0 | 0 | 0 | 0 | 0 | 0
DemandResponse | 0 | 0 | 0 | 0 | 0 | 0
IGCC-CCS | 0 | 0 | 0 | 0 | 0 | 0
WT_off | 0 | 0 | 0 | 0 | 0 | 0
PseudoUnit | 0 | 0 | 0 | 0 | 0 | 0
FixedInterchange | 0 | 0 | 0 | 0 | 0 | 0
Fuel Cost by Reporting Type: VACAR
ReportingType | 2015 | 2020 | 2025 | 2030 | 2035 | 2040
BM | 0.58 | 4426.92 | 4426.92 | 4426.92 | 4426.92 | 4426.92
CC | 1255.55 | 965.98 | 647.57 | 232.43 | 413.49 | 745.12
CSP | 0 | 0 | 0 | 0 | 0 | 0
CT | 24.3 | 26.84 | 19.84 | 4.77 | 25.7 | 48.32
Coal | 2967.09 | 1938.87 | 1626.44 | 872.9 | 1721.02 | 2237.02
Geo | 0 | 0 | 0 | 0 | 0 | 0
H | 0 | 0 | 0 | 0 | 0 | 0
LFG | 0 | 0.14 | 0.14 | 0.14 | 0.14 | 0.14
Nuc | 730.67 | 900.6 | 956.89 | 975.58 | 746.08 | 614.79
PS | 0 | 0 | 0 | 0 | 0 | 0
PV | 0 | 0 | 0 | 0 | 0 | 0
PeakG | 7.45 | 12.31 | 12.79 | 2.19 | 10.41 | 15.54
PeakO | 0 | 0 | 0 | 0 | 0 | 0
ST | 0 | 0 | 0 | 0 | 0 | 0
STOG | 0 | 0 | 0 | 0 | 0 | 0
STWD | 159.73 | 159.73 | 159.73 | 159.73 | 159.73 | 159.73
WT | 0 | 0 | 0 | 0 | 0 | 0
IGCC | 0 | 0 | 0 | 0 | 0 | 0
DemandResponse | 0 | 0 | 0 | 0 | 0 | 0
IGCC-CCS | 0 | 0 | 0 | 0 | 0 | 0
WT_off | 0 | 0 | 0 | 0 | 0 | 0
PseudoUnit | 0 | 0 | 0 | 0 | 0 | 0
FixedInterchange | 0 | 0 | 0 | 0 | 0 | 0
Fuel Cost by Reporting Type: IESO
ReportingType | 2015 | 2020 | 2025 | 2030 | 2035 | 2040
BM | 0 | 0 | 0 | 0 | 0 | 0
CC | 43.87 | 29.21 | 47.69 | 32.8 | 321.03 | 1020.39
CSP | 0 | 0 | 0 | 0 | 0 | 0
CT | 0 | 0 | 0 | 0 | 0.28 | 3.15
Coal | 0 | 0 | 0 | 0 | 0 | 0
Geo | 0 | 0 | 0 | 0 | 0 | 0
H | 0 | 0 | 0 | 0 | 0 | 0
LFG | 0.02 | 0.02 | 0.02 | 0.02 | 0.02 | 0.02
Nuc | 854.23 | 871.65 | 926.13 | 944.22 | 869.51 | 757.81
PS | 0 | 0 | 0 | 0 | 0 | 0
PV | 0 | 0 | 0 | 0 | 0 | 0
PeakG | 0 | 0 | 0 | 0 | 0 | 0.05
PeakO | 0 | 0 | 0 | 0 | 0 | 0
ST | 0 | 0 | 0 | 0 | 0 | 0
STOG | 0 | 0 | 0 | 0 | 0 | 0
STWD | 0 | 0 | 0 | 0 | 0 | 0
WT | 0 | 0 | 0 | 0 | 0 | 0
IGCC | 0 | 0 | 0 | 0 | 0 | 0
DemandResponse | 0 | 0 | 0 | 0 | 0 | 0
IGCC-CCS | 0 | 0 | 0 | 0 | 0 | 0
WT_off | 0 | 0 | 0 | 0 | 0 | 0
PseudoUnit | 0 | 0 | 0 | 0 | 0 | 0
FixedInterchange | 0 | 0 | 0 | 0 | 0 | 0
Fuel Cost by Reporting Type: MAPP_CA
ReportingType | 2015 | 2020 | 2025 | 2030 | 2035 | 2040
BM | 0 | 0 | 0 | 0 | 0 | 0
CC | 123.79 | 141.73 | 23.78 | 0 | 0 | 2.67
CSP | 0 | 0 | 0 | 0 | 0 | 0
CT | 0 | 0 | 0 | 0 | 0 | 0
Coal | 26.39 | 49.39 | 0 | 0 | 0 | 0
Geo | 0 | 0 | 0 | 0 | 0 | 0
H | 0 | 0 | 0 | 0 | 0 | 0
LFG | 0 | 0 | 0 | 0 | 0 | 0
Nuc | 0 | 0 | 0 | 0 | 0 | 0
PS | 0 | 0 | 0 | 0 | 0 | 0
PV | 0 | 0 | 0 | 0 | 0 | 0
PeakG | 0 | 0 | 0 | 0 | 0 | 0
PeakO | 0 | 0 | 0 | 0 | 0 | 0
ST | 0 | 0 | 0 | 0 | 0 | 0
STOG | 0 | 0 | 0 | 0 | 0 | 0
STWD | 0 | 0 | 0 | 0 | 0 | 0
WT | 0 | 0 | 0 | 0 | 0 | 0
IGCC | 0 | 0 | 0 | 0 | 0 | 0
DemandResponse | 0 | 0 | 0 | 0 | 0 | 0
IGCC-CCS | 0 | 0 | 0 | 0 | 0 | 0
WT_off | 0 | 0 | 0 | 0 | 0 | 0
PseudoUnit | 0 | 0 | 0 | 0 | 0 | 0
FixedInterchange | 0 | 0 | 0 | 0 | 0 | 0
Fuel Cost by Reporting Type: AZ_NM_SNV_Coal
ReportingType | 2015 | 2020 | 2025 | 2030 | 2035 | 2040
BM | 0 | 0 | 0 | 0 | 0 | 0
CC | 0 | 0 | 0 | 0 | 0 | 0
CSP | 0 | 0 | 0 | 0 | 0 | 0
CT | 0 | 0 | 0 | 0 | 0 | 0
Coal | 1360.41 | 1320.25 | 1320.25 | 1320.25 | 1447 | 3046.37
Geo | 0 | 0 | 0 | 0 | 0 | 0
H | 0 | 0 | 0 | 0 | 0 | 0
LFG | 0 | 0 | 0 | 0 | 0 | 0
Nuc | 0 | 0 | 0 | 0 | 0 | 0
PS | 0 | 0 | 0 | 0 | 0 | 0
PV | 0 | 0 | 0 | 0 | 0 | 0
PeakG | 0 | 0 | 0 | 0 | 0 | 0
PeakO | 0 | 0 | 0 | 0 | 0 | 0
ST | 0 | 0 | 0 | 0 | 0 | 0
STOG | 0 | 0 | 0 | 0 | 0 | 0
STWD | 0 | 0 | 0 | 0 | 0 | 0
WT | 0 | 0 | 0 | 0 | 0 | 0
IGCC | 0 | 0 | 0 | 0 | 0 | 0
DemandResponse | 0 | 0 | 0 | 0 | 0 | 0
IGCC-CCS | 0 | 0 | 0 | 0 | 0 | 0
WT_off | 0 | 0 | 0 | 0 | 0 | 0
PseudoUnit | 0 | 0 | 0 | 0 | 0 | 0
FixedInterchange | 0 | 0 | 0 | 0 | 0 | 0
Fuel Cost by Reporting Type: AZ_NM_SNV_Gas
ReportingType | 2015 | 2020 | 2025 | 2030 | 2035 | 2040
BM | 0 | 0 | 0 | 0 | 0 | 0
CC | 3703.81 | 4957.64 | 5273.1 | 6834.3 | 8289.64 | 8676.79
CSP | 0 | 0 | 0 | 0 | 0 | 0
CT | 0 | 0 | 8.81 | 9.42 | 0 | 0
Coal | 0 | 0 | 0 | 0 | 0 | 0
Geo | 0 | 0 | 0 | 0 | 0 | 0
H | 0 | 0 | 0 | 0 | 0 | 0
LFG | 0 | 0 | 0 | 0 | 0 | 0
Nuc | 0 | 0 | 0 | 0 | 0 | 0
PS | 0 | 0 | 0 | 0 | 0 | 0
PV | 0 | 0 | 0 | 0 | 0 | 0
PeakG | 0 | 0 | 11.8 | 22.98 | 29.22 | 0
PeakO | 0 | 0 | 0 | 0 | 0 | 0
ST | 0 | 0 | 0 | 0 | 0 | 0
STOG | 0 | 0 | 0 | 0 | 0 | 0
STWD | 0 | 0 | 0 | 0 | 0 | 0
WT | 0 | 0 | 0 | 0 | 0 | 0
IGCC | 0 | 0 | 0 | 0 | 0 | 0
DemandResponse | 0 | 0 | 0 | 0 | 0 | 0
IGCC-CCS | 0 | 0 | 0 | 0 | 0 | 0
WT_off | 0 | 0 | 0 | 0 | 0 | 0
PseudoUnit | 0 | 0 | 0 | 0 | 0 | 0
FixedInterchange | 0 | 0 | 0 | 0 | 0 | 0
Fuel Cost by Reporting Type: AZ_NM_SNV_NucRenew
ReportingType | 2015 | 2020 | 2025 | 2030 | 2035 | 2040
BM | 0 | 0 | 0 | 0 | 0 | 0
CC | 0 | 0 | 0 | 0 | 0 | 0
CSP | 0 | 0 | 0 | 0 | 0 | 0
CT | 0 | 0 | 0 | 0 | 0 | 0
Coal | 0 | 0 | 0 | 0 | 0 | 0
Geo | 0 | 0 | 0 | 0 | 0 | 0
H | 0 | 0 | 0 | 0 | 0 | 0
LFG | 0 | 0 | 0.08 | 0.08 | 0.08 | 0.08
Nuc | 254.91 | 260.1 | 276.36 | 281.76 | 281.76 | 281.76
PS | 0 | 0 | 0 | 0 | 0 | 0
PV | 0 | 0 | 0 | 0 | 0 | 0
PeakG | 0 | 0 | 0 | 0 | 0 | 0
PeakO | 0 | 0 | 0 | 0 | 0 | 0
ST | 0 | 0 | 0 | 0 | 0 | 0
STOG | 0 | 0 | 0 | 0 | 0 | 0
STWD | 11.54 | 11.54 | 11.54 | 11.54 | 11.54 | 11.54
WT | 0 | 0 | 0 | 0 | 0 | 0
IGCC | 0 | 0 | 0 | 0 | 0 | 0
DemandResponse | 0 | 0 | 0 | 0 | 0 | 0
IGCC-CCS | 0 | 0 | 0 | 0 | 0 | 0
WT_off | 0 | 0 | 0 | 0 | 0 | 0
PseudoUnit | 0 | 0 | 0 | 0 | 0 | 0
FixedInterchange | 0 | 0 | 0 | 0 | 0 | 0
Fuel Cost by Reporting Type: ERCOT
ReportingType | 2015 | 2020 | 2025 | 2030 | 2035 | 2040
BM | 0 | 13.08 | 8.34 | 1169.65 | 1210.29 | 1284.03
CC | 5027.83 | 4868.53 | 4233.68 | 3709.51 | 4379.36 | 5419
CSP | 0 | 0 | 0 | 0 | 0 | 0
CT | 0 | 0 | 0 | 0 | 0 | 0
Coal | 2978.25 | 3170.93 | 3424.74 | 3434.58 | 3505.16 | 4102.93
Geo | 0 | 0 | 0 | 0 | 0 | 0
H | 0 | 0 | 0 | 0 | 0 | 0
LFG | 0 | 0 | 0.45 | 0.45 | 0.45 | 0.45
Nuc | 339.13 | 346.04 | 367.67 | 374.85 | 374.85 | 374.85
PS | 0 | 0 | 0 | 0 | 0 | 0
PV | 0 | 0 | 0 | 0 | 0 | 0
PeakG | 0 | 0 | 0 | 0 | 0 | 0
PeakO | 0 | 0 | 0 | 0 | 0 | 0
ST | 0 | 0 | 0 | 0 | 0 | 0
STOG | 262.59 | 300.43 | 321.79 | 295.23 | 325.41 | 332.7
STWD | 0 | 0 | 0 | 0 | 0 | 0
WT | 0 | 0 | 0 | 0 | 0 | 0
IGCC | 0 | 0 | 0 | 0 | 0 | 0
DemandResponse | 0 | 0 | 0 | 0 | 0 | 0
IGCC-CCS | 0 | 0 | 0 | 0 | 0 | 0
WT_off | 0 | 0 | 0 | 0 | 0 | 0
PseudoUnit | 0 | 0 | 0 | 0 | 0 | 0
FixedInterchange | 0 | 0 | 0 | 0 | 0 | 0
Fuel Cost by Reporting Type: NP15
ReportingType | 2015 | 2020 | 2025 | 2030 | 2035 | 2040
BM | 0 | 0 | 0 | 0 | 0 | 0
CC | 1313.84 | 1556.88 | 1231.34 | 1027.01 | 614.48 | 304.13
CSP | 0 | 0 | 0 | 0 | 0 | 0
CT | 0 | 0 | 0 | 0 | 0 | 0
Coal | 1.66 | 0 | 0 | 0 | 0 | 0
Geo | 0 | 0 | 0 | 0 | 0 | 0
H | 0 | 0 | 0 | 0 | 0 | 0
LFG | 0 | 0 | 0.72 | 0.72 | 0.72 | 0.72
Nuc | 150.62 | 153.69 | 163.3 | 166.49 | 166.49 | 166.49
PS | 0 | 0 | 0 | 0 | 0 | 0
PV | 0 | 0 | 0 | 0 | 0 | 0
PeakG | 0 | 0 | 0 | 0 | 0 | 1.02
PeakO | 0 | 0 | 0 | 0 | 0 | 0
ST | 0 | 0 | 0 | 0 | 0 | 0
STOG | 6.55 | 11.56 | 4.36 | 9.03 | 6.22 | 12.7
STWD | 244.45 | 244.45 | 244.45 | 244.45 | 244.45 | 244.45
WT | 0 | 0 | 0 | 0 | 0 | 0
IGCC | 0 | 0 | 0 | 0 | 0 | 0
DemandResponse | 0 | 0 | 0 | 0 | 0 | 0
IGCC-CCS | 0 | 0 | 0 | 0 | 0 | 0
WT_off | 0 | 0 | 0 | 0 | 0 | 0
PseudoUnit | 0 | 0 | 0 | 0 | 0 | 0
FixedInterchange | 0 | 0 | 0 | 0 | 0 | 0
Fuel Cost by Reporting Type: NWPP_Coal
ReportingType | 2015 | 2020 | 2025 | 2030 | 2035 | 2040
BM | 0 | 0 | 0 | 0 | 0 | 0
CC | 0 | 0 | 0 | 0 | 0 | 0
CSP | 0 | 0 | 0 | 0 | 0 | 0
CT | 0 | 0 | 0 | 0 | 0 | 0
Coal | 1521.72 | 1345.17 | 1365.92 | 1390.52 | 1439.79 | 1880.62
Geo | 0 | 0 | 0 | 0 | 0 | 0
H | 0 | 0 | 0 | 0 | 0 | 0
LFG | 0 | 0 | 0 | 0 | 0 | 0
Nuc | 0 | 0 | 0 | 0 | 0 | 0
PS | 0 | 0 | 0 | 0 | 0 | 0
PV | 0 | 0 | 0 | 0 | 0 | 0
PeakG | 0 | 0 | 0 | 0 | 0 | 0
PeakO | 0 | 0 | 0 | 0 | 0 | 0
ST | 0 | 0 | 0 | 0 | 0 | 0
STOG | 0 | 0 | 0 | 0 | 0 | 0
STWD | 0 | 0 | 0 | 0 | 0 | 0
WT | 0 | 0 | 0 | 0 | 0 | 0
IGCC | 0 | 0 | 0 | 0 | 0 | 0
DemandResponse | 0 | 0 | 0 | 0 | 0 | 0
IGCC-CCS | 0 | 0 | 0 | 0 | 0 | 0
WT_off | 0 | 0 | 0 | 0 | 0 | 0
PseudoUnit | 0 | 0 | 0 | 0 | 0 | 0
FixedInterchange | 0 | 0 | 0 | 0 | 0 | 0
Fuel Cost by Reporting Type: NWPP_Gas
ReportingType | 2015 | 2020 | 2025 | 2030 | 2035 | 2040
BM | 0 | 0 | 0 | 0 | 0 | 0
CC | 1730.69 | 1944.62 | 2091.2 | 3168.67 | 5315.37 | 6328.23
CSP | 0 | 0 | 0 | 0 | 0 | 0
CT | 0 | 0 | 0 | 0 | 0 | 0
Coal | 0 | 0 | 0 | 0 | 0 | 78.76
Geo | 0 | 0 | 0 | 0 | 0 | 0
H | 0 | 0 | 0 | 0 | 0 | 0
LFG | 0 | 0 | 0 | 0 | 0 | 0
Nuc | 0 | 0 | 0 | 0 | 0 | 0
PS | 0 | 0 | 0 | 0 | 0 | 0
PV | 0 | 0 | 0 | 0 | 0 | 0
PeakG | 0 | 0 | 0 | 0 | 0 | 0
PeakO | 0 | 0 | 0 | 0 | 0 | 0
ST | 0 | 0 | 0 | 0 | 0 | 0
STOG | 0 | 0 | 0 | 0 | 0 | 0
STWD | 0 | 0 | 0 | 0 | 0 | 0
WT | 0 | 0 | 0 | 0 | 0 | 0
IGCC | 0 | 0 | 0 | 0 | 0 | 0
DemandResponse | 0 | 0 | 0 | 0 | 0 | 0
IGCC-CCS | 0 | 0 | 0 | 0 | 0 | 0
WT_off | 0 | 0 | 0 | 0 | 0 | 0
PseudoUnit | 0 | 0 | 0 | 0 | 0 | 0
FixedInterchange | 0 | 0 | 0 | 0 | 0 | 0
Fuel Cost by Reporting Type: NWPP_NucRenew
ReportingType | 2015 | 2020 | 2025 | 2030 | 2035 | 2040
BM | 0 | 0 | 0 | 0 | 0 | 0.06
CC | 0 | 0 | 0 | 0 | 0 | 0
CSP | 0 | 0 | 0 | 0 | 0 | 0
CT | 0 | 0 | 0 | 0 | 0 | 0
Coal | 0 | 0 | 0 | 0 | 0 | 0
Geo | 0 | 0 | 0 | 0 | 0 | 0
H | 0 | 0 | 0 | 0 | 0 | 0
LFG | 0.03 | 0.03 | 0.3 | 0.34 | 0.34 | 0.34
Nuc | 71.13 | 72.58 | 77.12 | 78.63 | 78.63 | 78.63
PS | 0 | 0 | 0 | 0 | 0 | 0
PV | 0 | 0 | 0 | 0 | 0 | 0
PeakG | 0 | 0 | 0 | 0 | 0 | 0
PeakO | 0 | 0 | 0 | 0 | 0 | 0
ST | 0 | 0 | 0 | 0 | 0 | 0
STOG | 0 | 0 | 0 | 0 | 0 | 0
STWD | 0 | 6.29 | 90.42 | 203.71 | 203.71 | 203.65
WT | 0 | 0 | 0 | 0 | 0 | 0
IGCC | 0 | 0 | 0 | 0 | 0 | 0
DemandResponse | 0 | 0 | 0 | 0 | 0 | 0
IGCC-CCS | 0 | 0 | 0 | 0 | 0 | 0
WT_off | 0 | 0 | 0 | 0 | 0 | 0
PseudoUnit | 0 | 0 | 0 | 0 | 0 | 0
FixedInterchange | 0 | 0 | 0 | 0 | 0 | 0
Fuel Cost by Reporting Type: RMPA
ReportingType | 2015 | 2020 | 2025 | 2030 | 2035 | 2040
BM | 0 | 0 | 0 | 0 | 0 | 0
CC | 193.41 | 418.83 | 152.12 | 153.04 | 150.43 | 167.51
CSP | 0 | 0 | 0 | 0 | 0 | 0
CT | 0 | 0 | 0 | 0 | 0 | 0
Coal | 722.39 | 625.07 | 599.17 | 599.17 | 775.99 | 1047.93
Geo | 0 | 0 | 0 | 0 | 0 | 0
H | 0 | 0 | 0 | 0 | 0 | 0
LFG | 0 | 0 | 0 | 0.04 | 0.04 | 0.04
Nuc | 0 | 0 | 0 | 0 | 0 | 0
PS | 0 | 0 | 0 | 0 | 0 | 0
PV | 0 | 0 | 0 | 0 | 0 | 0
PeakG | 0.21 | 1.44 | 0.27 | 5.52 | 0.79 | 2.33
PeakO | 0 | 0 | 0 | 0 | 0 | 0
ST | 0 | 0 | 0 | 0 | 0 | 0
STOG | 0 | 0 | 0 | 0 | 0 | 0
STWD | 0 | 0 | 0 | 0 | 0 | 0
WT | 0 | 0 | 0 | 0 | 0 | 0
IGCC | 0 | 0 | 0 | 0 | 0 | 0
DemandResponse | 0 | 0 | 0 | 0 | 0 | 0
IGCC-CCS | 0 | 0 | 0 | 0 | 0 | 0
WT_off | 0 | 0 | 0 | 0 | 0 | 0
PseudoUnit | 0 | 0 | 0 | 0 | 0 | 0
FixedInterchange | 0 | 0 | 0 | 0 | 0 | 0
Fuel Cost by Reporting Type: SP15
ReportingType | 2015 | 2020 | 2025 | 2030 | 2035 | 2040
BM | 3.8 | 3.8 | 3.8 | 3.8 | 2.33 | 2.33
CC | 881.41 | 981.72 | 931.63 | 874.74 | 885.44 | 553.12
CSP | 0 | 0 | 0 | 0 | 0 | 0
CT | 0 | 0 | 0 | 0 | 0 | 0
Coal | 5.6 | 3.9 | 3.9 | 2.39 | 0 | 0
Geo | 0 | 0 | 0 | 0 | 0 | 0
H | 0 | 0 | 0 | 0 | 0 | 0
LFG | 0.01 | 0.68 | 0.72 | 0.72 | 0.72 | 0.72
Nuc | 139.02 | 141.86 | 150.73 | 153.67 | 153.67 | 153.67
PS | 0 | 0 | 0 | 0 | 0 | 0
PV | 0 | 0 | 0 | 0 | 0 | 0
PeakG | 0 | 0 | 0 | 0 | 0.34 | 0
PeakO | 0 | 0 | 0 | 0 | 0 | 0
ST | 0 | 0 | 0 | 0 | 0 | 0
STOG | 11.66 | 18.59 | 16.38 | 26.68 | 60.81 | 52.56
STWD | 62.63 | 62.63 | 62.63 | 62.63 | 62.63 | 62.63
WT | 0 | 0 | 0 | 0 | 0 | 0
IGCC | 0 | 0 | 0 | 0 | 0 | 0
DemandResponse | 0 | 0 | 0 | 0 | 0 | 0
IGCC-CCS | 0 | 0 | 0 | 0 | 0 | 0
WT_off | 0 | 0 | 0 | 0 | 0 | 0
PseudoUnit | 0 | 0 | 0 | 0 | 0 | 0
FixedInterchange | 0 | 0 | 0 | 0 | 0 | 0
Fuel Cost by Reporting Type: ALB
ReportingType | 2015 | 2020 | 2025 | 2030 | 2035 | 2040
BM | 0 | 0 | 0 | 0 | 0 | 0
CC | 673.85 | 916.65 | 1283.74 | 1644.25 | 2143.46 | 2629.73
CSP | 0 | 0 | 0 | 0 | 0 | 0
CT | 0 | 0 | 0 | 0 | 0 | 0
Coal | 284.13 | 217.7 | 217.7 | 217.7 | 312.91 | 352.59
Geo | 0 | 0 | 0 | 0 | 0 | 0
H | 0 | 0 | 0 | 0 | 0 | 0
LFG | 0 | 0 | 0 | 0 | 0 | 0
Nuc | 0 | 0 | 0 | 0 | 0 | 0
PS | 0 | 0 | 0 | 0 | 0 | 0
PV | 0 | 0 | 0 | 0 | 0 | 0
PeakG | 0 | 0 | 0 | 0 | 0 | 0
PeakO | 0 | 0 | 0 | 0 | 0 | 0
ST | 0 | 0 | 0 | 0 | 0 | 0
STOG | 0 | 0 | 0 | 0 | 0 | 0
STWD | 0 | 0 | 0 | 0 | 0 | 0
WT | 0 | 0 | 0 | 0 | 0 | 0
IGCC | 0 | 0 | 0 | 0 | 0 | 0
DemandResponse | 0 | 0 | 0 | 0 | 0 | 0
IGCC-CCS | 0 | 0 | 0 | 0 | 0 | 0
WT_off | 0 | 0 | 0 | 0 | 0 | 0
PseudoUnit | 0 | 0 | 0 | 0 | 0 | 0
FixedInterchange | 0 | 0 | 0 | 0 | 0 | 0
Fuel Cost by Reporting Type: BC
ReportingType | 2015 | 2020 | 2025 | 2030 | 2035 | 2040
BM | 0 | 0 | 0 | 0 | 0 | 0
CC | 334.08 | 433.42 | 643.74 | 948.14 | 1319.37 | 1780.42
CSP | 0 | 0 | 0 | 0 | 0 | 0
CT | 0 | 0 | 0 | 0 | 0 | 0
Coal | 0 | 0 | 0 | 0 | 0 | 0
Geo | 0 | 0 | 0 | 0 | 0 | 0
H | 0 | 0 | 0 | 0 | 0 | 0
LFG | 0 | 0 | 0 | 0 | 0 | 0
Nuc | 0 | 0 | 0 | 0 | 0 | 0
PS | 0 | 0 | 0 | 0 | 0 | 0
PV | 0 | 0 | 0 | 0 | 0 | 0
PeakG | 0 | 0 | 0 | 0 | 0 | 0
PeakO | 0 | 0 | 0 | 0 | 0 | 0
ST | 0 | 0 | 0 | 0 | 0 | 0
STOG | 0 | 0 | 0 | 0 | 0 | 0
STWD | 0 | 0 | 0 | 0 | 0 | 0
WT | 0 | 0 | 0 | 0 | 0 | 0
IGCC | 0 | 0 | 0 | 0 | 0 | 0
DemandResponse | 0 | 0 | 0 | 0 | 0 | 0
IGCC-CCS | 0 | 0 | 0 | 0 | 0 | 0
WT_off | 0 | 0 | 0 | 0 | 0 | 0
PseudoUnit | 0 | 0 | 0 | 0 | 0 | 0
FixedInterchange | 0 | 0 | 0 | 0 | 0 | 0
Fuel Cost by Reporting Type: HQ_IESO
ReportingType | 2015 | 2020 | 2025 | 2030 | 2035 | 2040
BM | 0 | 0 | 0 | 0 | 0 | 0
CC | 0 | 0 | 0 | 0 | 0 | 0
CSP | 0 | 0 | 0 | 0 | 0 | 0
CT | 0 | 0 | 0 | 0 | 0 | 0
Coal | 0 | 0 | 0 | 0 | 0 | 0
Geo | 0 | 0 | 0 | 0 | 0 | 0
H | 0 | 0 | 0 | 0 | 0 | 0
LFG | 0 | 0 | 0 | 0 | 0 | 0
Nuc | 0 | 0 | 0 | 0 | 0 | 0
PS | 0 | 0 | 0 | 0 | 0 | 0
PV | 0 | 0 | 0 | 0 | 0 | 0
PeakG | 0 | 0 | 0 | 0 | 0 | 0
PeakO | 0 | 0 | 0 | 0 | 0 | 0
ST | 0 | 0 | 0 | 0 | 0 | 0
STOG | 0 | 0 | 0 | 0 | 0 | 0
STWD | 0 | 0 | 0 | 0 | 0 | 0
WT | 0 | 0 | 0 | 0 | 0 | 0
IGCC | 0 | 0 | 0 | 0 | 0 | 0
DemandResponse | 0 | 0 | 0 | 0 | 0 | 0
IGCC-CCS | 0 | 0 | 0 | 0 | 0 | 0
WT_off | 0 | 0 | 0 | 0 | 0 | 0
PseudoUnit | 0 | 0 | 0 | 0 | 0 | 0
FixedInterchange | 0 | 0 | 0 | 0 | 0 | 0
Fuel Cost by Reporting Type: HQ_NEISO
ReportingType | 2015 | 2020 | 2025 | 2030 | 2035 | 2040
BM | 0 | 0 | 0 | 0 | 0 | 0
CC | 0 | 0 | 0 | 0 | 0 | 0
CSP | 0 | 0 | 0 | 0 | 0 | 0
CT | 0 | 0 | 0 | 0 | 0 | 0
Coal | 0 | 0 | 0 | 0 | 0 | 0
Geo | 0 | 0 | 0 | 0 | 0 | 0
H | 0 | 0 | 0 | 0 | 0 | 0
LFG | 0 | 0 | 0 | 0 | 0 | 0
Nuc | 0 | 0 | 0 | 0 | 0 | 0
PS | 0 | 0 | 0 | 0 | 0 | 0
PV | 0 | 0 | 0 | 0 | 0 | 0
PeakG | 0 | 0 | 0 | 0 | 0 | 0
PeakO | 0 | 0 | 0 | 0 | 0 | 0
ST | 0 | 0 | 0 | 0 | 0 | 0
STOG | 0 | 0 | 0 | 0 | 0 | 0
STWD | 0 | 0 | 0 | 0 | 0 | 0
WT | 0 | 0 | 0 | 0 | 0 | 0
IGCC | 0 | 0 | 0 | 0 | 0 | 0
DemandResponse | 0 | 0 | 0 | 0 | 0 | 0
IGCC-CCS | 0 | 0 | 0 | 0 | 0 | 0
WT_off | 0 | 0 | 0 | 0 | 0 | 0
PseudoUnit | 0 | 0 | 0 | 0 | 0 | 0
FixedInterchange | 0 | 0 | 0 | 0 | 0 | 0
Fuel Cost by Reporting Type: HQ_NY
ReportingType | 2015 | 2020 | 2025 | 2030 | 2035 | 2040
BM | 0 | 0 | 0 | 0 | 0 | 0
CC | 0 | 0 | 0 | 0 | 0 | 0
CSP | 0 | 0 | 0 | 0 | 0 | 0
CT | 0 | 0 | 0 | 0 | 0 | 0
Coal | 0 | 0 | 0 | 0 | 0 | 0
Geo | 0 | 0 | 0 | 0 | 0 | 0
H | 0 | 0 | 0 | 0 | 0 | 0
LFG | 0 | 0 | 0 | 0 | 0 | 0
Nuc | 0 | 0 | 0 | 0 | 0 | 0
PS | 0 | 0 | 0 | 0 | 0 | 0
PV | 0 | 0 | 0 | 0 | 0 | 0
PeakG | 0 | 0 | 0 | 0 | 0 | 0
PeakO | 0 | 0 | 0 | 0 | 0 | 0
ST | 0 | 0 | 0 | 0 | 0 | 0
STOG | 0 | 0 | 0 | 0 | 0 | 0
STWD | 0 | 0 | 0 | 0 | 0 | 0
WT | 0 | 0 | 0 | 0 | 0 | 0
IGCC | 0 | 0 | 0 | 0 | 0 | 0
DemandResponse | 0 | 0 | 0 | 0 | 0 | 0
IGCC-CCS | 0 | 0 | 0 | 0 | 0 | 0
WT_off | 0 | 0 | 0 | 0 | 0 | 0
PseudoUnit | 0 | 0 | 0 | 0 | 0 | 0
FixedInterchange | 0 | 0 | 0 | 0 | 0 | 0
Fuel Cost by Reporting Type: MARITIMES
ReportingType | 2015 | 2020 | 2025 | 2030 | 2035 | 2040
BM | 0 | 0 | 0 | 0 | 0 | 0
CC | 0 | 0 | 0 | 0 | 0 | 0
CSP | 0 | 0 | 0 | 0 | 0 | 0
CT | 0 | 0 | 0 | 0 | 0 | 0
Coal | 0 | 0 | 0 | 0 | 0 | 0
Geo | 0 | 0 | 0 | 0 | 0 | 0
H | 0 | 0 | 0 | 0 | 0 | 0
LFG | 0 | 0 | 0 | 0 | 0 | 0
Nuc | 0 | 0 | 0 | 0 | 0 | 0
PS | 0 | 0 | 0 | 0 | 0 | 0
PV | 0 | 0 | 0 | 0 | 0 | 0
PeakG | 0 | 0 | 0 | 0 | 0 | 0
PeakO | 0 | 0 | 0 | 0 | 0 | 0
ST | 0 | 0 | 0 | 0 | 0 | 0
STOG | 0 | 0 | 0 | 0 | 0 | 0
STWD | 0 | 0 | 0 | 0 | 0 | 0
WT | 0 | 0 | 0 | 0 | 0 | 0
IGCC | 0 | 0 | 0 | 0 | 0 | 0
DemandResponse | 0 | 0 | 0 | 0 | 0 | 0
IGCC-CCS | 0 | 0 | 0 | 0 | 0 | 0
WT_off | 0 | 0 | 0 | 0 | 0 | 0
PseudoUnit | 0 | 0 | 0 | 0 | 0 | 0
FixedInterchange | 0 | 0 | 0 | 0 | 0 | 0
Fuel Cost by Reporting Type: All
ReportingType | 2015 | 2020 | 2025 | 2030 | 2035 | 2040
BM | 420.78 | 8222.49 | 11975.23 | 16362.44 | 17517.91 | 18053.6
CC | 38202.93 | 42247.22 | 39083.22 | 38306.82 | 54566.05 | 67042.88
CSP | 0 | 0 | 0 | 0 | 0 | 0
CT | 84.52 | 114.29 | 135.54 | 79.71 | 321.32 | 463.17
Coal | 39073.1 | 33471.71 | 33787.11 | 33111.16 | 37249.34 | 44704.96
Geo | 0 | 0 | 0 | 0 | 0 | 0
H | 0 | 0 | 0 | 0 | 0 | 0
LFG | 0.25 | 2.74 | 5.56 | 6.49 | 6.49 | 6.49
Nuc | 7711.69 | 8128.82 | 8636.85 | 8698.16 | 6764.49 | 5326.78
PS | 0 | 0 | 0 | 0 | 0 | 0
PV | 0 | 0 | 0 | 0 | 0 | 0
PeakG | 177.76 | 267.21 | 301.74 | 223.68 | 438.43 | 389.55
PeakO | 0 | 0 | 0 | 0 | 0 | 0
ST | 0 | 0 | 0 | 0 | 0 | 0
STOG | 899.21 | 1027.51 | 991.8 | 837.55 | 1199.31 | 1243.59
STWD | 1640.79 | 1681.52 | 1676.32 | 1467.14 | 1489.42 | 1585.89
WT | 0 | 0 | 0.01 | 0.01 | 0.01 | 0.01
IGCC | 90.38 | 91.1 | 90.95 | 92.47 | 95.28 | 100.04
DemandResponse | 0 | 0 | 0 | 0 | 0 | 0
IGCC-CCS | 0 | 0 | 0 | 0 | 0 | 0
WT_off | 0 | 0 | 0 | 0 | 0 | 0
PseudoUnit | 0 | 0 | 0 | 0 | 0 | 0
FixedInterchange | 0 | 0 | 0 | 0 | 0 | 0
Fuel Cost by Reporting Type: EI_US
ReportingType | 2015 | 2020 | 2025 | 2030 | 2035 | 2040
BM | 416.98 | 8205.61 | 11963.09 | 15188.99 | 16305.29 | 16767.17
CC | 24176.34 | 25997.98 | 23171.21 | 19914.36 | 31147.48 | 40160.9
CSP | 0 | 0 | 0 | 0 | 0 | 0
CT | 84.52 | 114.29 | 126.73 | 70.29 | 321.04 | 460.02
Coal | 32172.55 | 26739.32 | 26855.43 | 26146.55 | 29768.49 | 34195.77
Geo | 0 | 0 | 0 | 0 | 0 | 0
H | 0 | 0 | 0 | 0 | 0 | 0
LFG | 0.18 | 2.01 | 3.27 | 4.11 | 4.11 | 4.11
Nuc | 5902.64 | 6282.88 | 6675.54 | 6698.54 | 4839.59 | 3513.57
PS | 0 | 0 | 0 | 0 | 0 | 0
PV | 0 | 0 | 0 | 0 | 0 | 0
PeakG | 177.55 | 265.77 | 289.67 | 195.18 | 408.08 | 386.14
PeakO | 0 | 0 | 0 | 0 | 0 | 0
ST | 0 | 0 | 0 | 0 | 0 | 0
STOG | 618.4 | 696.93 | 649.27 | 506.61 | 806.87 | 845.63
STWD | 1322.16 | 1356.61 | 1267.27 | 944.81 | 967.09 | 1063.62
WT | 0 | 0 | 0 | 0.01 | 0.01 | 0.01
IGCC | 90.38 | 91.1 | 90.95 | 92.47 | 95.28 | 100.04
DemandResponse | 0 | 0 | 0 | 0 | 0 | 0
IGCC-CCS | 0 | 0 | 0 | 0 | 0 | 0
WT_off | 0 | 0 | 0 | 0 | 0 | 0
PseudoUnit | 0 | 0 | 0 | 0 | 0 | 0
FixedInterchange | 0 | 0 | 0 | 0 | 0 | 0
Fuel Cost by Reporting Type: EI_Canada
ReportingType | 2015 | 2020 | 2025 | 2030 | 2035 | 2040
BM | 0 | 0 | 0 | 0 | 0 | 0
CC | 167.67 | 170.94 | 71.47 | 32.8 | 321.03 | 1023.06
CSP | 0 | 0 | 0 | 0 | 0 | 0
CT | 0 | 0 | 0 | 0 | 0.28 | 3.15
Coal | 26.39 | 49.39 | 0 | 0 | 0 | 0
Geo | 0 | 0 | 0 | 0 | 0 | 0
H | 0 | 0 | 0 | 0 | 0 | 0
LFG | 0.02 | 0.02 | 0.02 | 0.02 | 0.02 | 0.02
Nuc | 854.23 | 871.65 | 926.13 | 944.22 | 869.51 | 757.81
PS | 0 | 0 | 0 | 0 | 0 | 0
PV | 0 | 0 | 0 | 0 | 0 | 0
PeakG | 0 | 0 | 0 | 0 | 0 | 0.05
PeakO | 0 | 0 | 0 | 0 | 0 | 0
ST | 0 | 0 | 0 | 0 | 0 | 0
STOG | 0 | 0 | 0 | 0 | 0 | 0
STWD | 0 | 0 | 0 | 0 | 0 | 0
WT | 0 | 0 | 0 | 0 | 0 | 0
IGCC | 0 | 0 | 0 | 0 | 0 | 0
DemandResponse | 0 | 0 | 0 | 0 | 0 | 0
IGCC-CCS | 0 | 0 | 0 | 0 | 0 | 0
WT_off | 0 | 0 | 0 | 0 | 0 | 0
PseudoUnit | 0 | 0 | 0 | 0 | 0 | 0
FixedInterchange | 0 | 0 | 0 | 0 | 0 | 0
Fuel Cost by Reporting Type: EI
ReportingType | 2015 | 2020 | 2025 | 2030 | 2035 | 2040
BM | 416.98 | 8205.61 | 11963.09 | 15188.99 | 16305.29 | 16767.17
CC | 24344.01 | 26168.92 | 23242.68 | 19947.17 | 31468.51 | 41183.96
CSP | 0 | 0 | 0 | 0 | 0 | 0
CT | 84.52 | 114.29 | 126.73 | 70.29 | 321.32 | 463.17
Coal | 32198.94 | 26788.7 | 26855.43 | 26146.55 | 29768.49 | 34195.77
Geo | 0 | 0 | 0 | 0 | 0 | 0
H | 0 | 0 | 0 | 0 | 0 | 0
LFG | 0.2 | 2.03 | 3.29 | 4.13 | 4.13 | 4.13
Nuc | 6756.88 | 7154.54 | 7601.67 | 7642.76 | 5709.1 | 4271.38
PS | 0 | 0 | 0 | 0 | 0 | 0
PV | 0 | 0 | 0 | 0 | 0 | 0
PeakG | 177.55 | 265.77 | 289.67 | 195.18 | 408.08 | 386.2
PeakO | 0 | 0 | 0 | 0 | 0 | 0
ST | 0 | 0 | 0 | 0 | 0 | 0
STOG | 618.4 | 696.93 | 649.27 | 506.61 | 806.87 | 845.63
STWD | 1322.16 | 1356.61 | 1267.27 | 944.81 | 967.09 | 1063.62
WT | 0 | 0 | 0 | 0.01 | 0.01 | 0.01
IGCC | 90.38 | 91.1 | 90.95 | 92.47 | 95.28 | 100.04
DemandResponse | 0 | 0 | 0 | 0 | 0 | 0
IGCC-CCS | 0 | 0 | 0 | 0 | 0 | 0
WT_off | 0 | 0 | 0 | 0 | 0 | 0
PseudoUnit | 0 | 0 | 0 | 0 | 0 | 0
FixedInterchange | 0 | 0 | 0 | 0 | 0 | 0
Fuel Cost by Reporting Type: Outside_EI
ReportingType | 2015 | 2020 | 2025 | 2030 | 2035 | 2040
BM | 3.8 | 16.88 | 12.14 | 1173.45 | 1212.63 | 1286.43
CC | 13858.92 | 16078.3 | 15840.55 | 18359.65 | 23097.54 | 25858.92
CSP | 0 | 0 | 0 | 0 | 0 | 0
CT | 0 | 0 | 8.81 | 9.42 | 0 | 0
Coal | 6874.16 | 6683.01 | 6931.68 | 6964.61 | 7480.86 | 10509.19
Geo | 0 | 0 | 0 | 0 | 0 | 0
H | 0 | 0 | 0 | 0 | 0 | 0
LFG | 0.05 | 0.71 | 2.27 | 2.36 | 2.36 | 2.36
Nuc | 954.81 | 974.28 | 1035.18 | 1055.4 | 1055.4 | 1055.4
PS | 0 | 0 | 0 | 0 | 0 | 0
PV | 0 | 0 | 0 | 0 | 0 | 0
PeakG | 0.21 | 1.44 | 12.07 | 28.5 | 30.35 | 3.35
PeakO | 0 | 0 | 0 | 0 | 0 | 0
ST | 0 | 0 | 0 | 0 | 0 | 0
STOG | 280.81 | 330.58 | 342.53 | 330.94 | 392.44 | 397.96
STWD | 318.62 | 324.91 | 409.05 | 522.33 | 522.33 | 522.27
WT | 0 | 0 | 0 | 0 | 0 | 0
IGCC | 0 | 0 | 0 | 0 | 0 | 0
DemandResponse | 0 | 0 | 0 | 0 | 0 | 0
IGCC-CCS | 0 | 0 | 0 | 0 | 0 | 0
WT_off | 0 | 0 | 0 | 0 | 0 | 0
PseudoUnit | 0 | 0 | 0 | 0 | 0 | 0
FixedInterchange | 0 | 0 | 0 | 0 | 0 | 0
#7 | Emission Cost ($million)
==== Emission Program: TitleIV_CAIRSO2 : (SO2) ====
Emission Cost by Reporting Type: Entergy
ReportingType | 2015 | 2020 | 2025 | 2030 | 2035 | 2040
BM | 0 | 0 | 0 | 0 | 0 | 0
CC | 0 | 0 | 0 | 0 | 0 | 0
CSP | 0 | 0 | 0 | 0 | 0 | 0
CT | 0 | 0 | 0 | 0 | 0 | 0
Coal | 44.35 | 0 | 0 | 0 | 0 | 0
Geo | 0 | 0 | 0 | 0 | 0 | 0
H | 0 | 0 | 0 | 0 | 0 | 0
LFG | 0 | 0 | 0 | 0 | 0 | 0
Nuc | 0 | 0 | 0 | 0 | 0 | 0
PS | 0 | 0 | 0 | 0 | 0 | 0
PV | 0 | 0 | 0 | 0 | 0 | 0
PeakG | 0 | 0 | 0 | 0 | 0 | 0
PeakO | 0 | 0 | 0 | 0 | 0 | 0
ST | 0 | 0 | 0 | 0 | 0 | 0
STOG | 0 | 0 | 0 | 0 | 0 | 0
STWD | 0 | 0 | 0 | 0 | 0 | 0
WT | 0 | 0 | 0 | 0 | 0 | 0
IGCC | 0 | 0 | 0 | 0 | 0 | 0
DemandResponse | 0 | 0 | 0 | 0 | 0 | 0
IGCC-CCS | 0 | 0 | 0 | 0 | 0 | 0
WT_off | 0 | 0 | 0 | 0 | 0 | 0
PseudoUnit | 0 | 0 | 0 | 0 | 0 | 0
FixedInterchange | 0 | 0 | 0 | 0 | 0 | 0
Emission Cost by Reporting Type: FRCC
ReportingType | 2015 | 2020 | 2025 | 2030 | 2035 | 2040
BM | 0 | 0 | 0 | 0 | 0 | 0
CC | 0 | 0 | 0 | 0 | 0 | 0
CSP | 0 | 0 | 0 | 0 | 0 | 0
CT | 0 | 0 | 0 | 0 | 0 | 0
Coal | 9.37 | 0 | 0 | 0 | 0 | 0
Geo | 0 | 0 | 0 | 0 | 0 | 0
H | 0 | 0 | 0 | 0 | 0 | 0
LFG | 0 | 0 | 0 | 0 | 0 | 0
Nuc | 0 | 0 | 0 | 0 | 0 | 0
PS | 0 | 0 | 0 | 0 | 0 | 0
PV | 0 | 0 | 0 | 0 | 0 | 0
PeakG | 0 | 0 | 0 | 0 | 0 | 0
PeakO | 0 | 0 | 0 | 0 | 0 | 0
ST | 0 | 0 | 0 | 0 | 0 | 0
STOG | 0 | 0 | 0 | 0 | 0 | 0
STWD | 0 | 0 | 0 | 0 | 0 | 0
WT | 0 | 0 | 0 | 0 | 0 | 0
IGCC | 0 | 0 | 0 | 0 | 0 | 0
DemandResponse | 0 | 0 | 0 | 0 | 0 | 0
IGCC-CCS | 0 | 0 | 0 | 0 | 0 | 0
WT_off | 0 | 0 | 0 | 0 | 0 | 0
PseudoUnit | 0 | 0 | 0 | 0 | 0 | 0
FixedInterchange | 0 | 0 | 0 | 0 | 0 | 0
Emission Cost by Reporting Type: MAPP_US
ReportingType | 2015 | 2020 | 2025 | 2030 | 2035 | 2040
BM | 0 | 0 | 0 | 0 | 0 | 0
CC | 0 | 0 | 0 | 0 | 0 | 0
CSP | 0 | 0 | 0 | 0 | 0 | 0
CT | 0 | 0 | 0 | 0 | 0 | 0
Coal | 2.01 | 0 | 0 | 0 | 0 | 0
Geo | 0 | 0 | 0 | 0 | 0 | 0
H | 0 | 0 | 0 | 0 | 0 | 0
LFG | 0 | 0 | 0 | 0 | 0 | 0
Nuc | 0 | 0 | 0 | 0 | 0 | 0
PS | 0 | 0 | 0 | 0 | 0 | 0
PV | 0 | 0 | 0 | 0 | 0 | 0
PeakG | 0 | 0 | 0 | 0 | 0 | 0
PeakO | 0 | 0 | 0 | 0 | 0 | 0
ST | 0 | 0 | 0 | 0 | 0 | 0
STOG | 0 | 0 | 0 | 0 | 0 | 0
STWD | 0 | 0 | 0 | 0 | 0 | 0
WT | 0 | 0 | 0 | 0 | 0 | 0
IGCC | 0 | 0 | 0 | 0 | 0 | 0
DemandResponse | 0 | 0 | 0 | 0 | 0 | 0
IGCC-CCS | 0 | 0 | 0 | 0 | 0 | 0
WT_off | 0 | 0 | 0 | 0 | 0 | 0
PseudoUnit | 0 | 0 | 0 | 0 | 0 | 0
FixedInterchange | 0 | 0 | 0 | 0 | 0 | 0
Emission Cost by Reporting Type: MISO_IN
ReportingType | 2015 | 2020 | 2025 | 2030 | 2035 | 2040
BM | 0 | 0 | 0 | 0 | 0 | 0
CC | 0 | 0 | 0 | 0 | 0 | 0
CSP | 0 | 0 | 0 | 0 | 0 | 0
CT | 0 | 0 | 0 | 0 | 0 | 0
Coal | 35.79 | 0 | 0 | 0 | 0 | 0
Geo | 0 | 0 | 0 | 0 | 0 | 0
H | 0 | 0 | 0 | 0 | 0 | 0
LFG | 0 | 0 | 0 | 0 | 0 | 0
Nuc | 0 | 0 | 0 | 0 | 0 | 0
PS | 0 | 0 | 0 | 0 | 0 | 0
PV | 0 | 0 | 0 | 0 | 0 | 0
PeakG | 0 | 0 | 0 | 0 | 0 | 0
PeakO | 0 | 0 | 0 | 0 | 0 | 0
ST | 0 | 0 | 0 | 0 | 0 | 0
STOG | 0 | 0 | 0 | 0 | 0 | 0
STWD | 0 | 0 | 0 | 0 | 0 | 0
WT | 0 | 0 | 0 | 0 | 0 | 0
IGCC | 0.28 | 0 | 0 | 0 | 0 | 0
DemandResponse | 0 | 0 | 0 | 0 | 0 | 0
IGCC-CCS | 0 | 0 | 0 | 0 | 0 | 0
WT_off | 0 | 0 | 0 | 0 | 0 | 0
PseudoUnit | 0 | 0 | 0 | 0 | 0 | 0
FixedInterchange | 0 | 0 | 0 | 0 | 0 | 0
Emission Cost by Reporting Type: MISO_MI
ReportingType | 2015 | 2020 | 2025 | 2030 | 2035 | 2040
BM | 0 | 0 | 0 | 0 | 0 | 0
CC | 0 | 0 | 0 | 0 | 0 | 0
CSP | 0 | 0 | 0 | 0 | 0 | 0
CT | 0 | 0 | 0 | 0 | 0 | 0
Coal | 35.77 | 0 | 0 | 0 | 0 | 0
Geo | 0 | 0 | 0 | 0 | 0 | 0
H | 0 | 0 | 0 | 0 | 0 | 0
LFG | 0 | 0 | 0 | 0 | 0 | 0
Nuc | 0 | 0 | 0 | 0 | 0 | 0
PS | 0 | 0 | 0 | 0 | 0 | 0
PV | 0 | 0 | 0 | 0 | 0 | 0
PeakG | 0 | 0 | 0 | 0 | 0 | 0
PeakO | 0 | 0 | 0 | 0 | 0 | 0
ST | 0 | 0 | 0 | 0 | 0 | 0
STOG | 0 | 0 | 0 | 0 | 0 | 0
STWD | 0 | 0 | 0 | 0 | 0 | 0
WT | 0 | 0 | 0 | 0 | 0 | 0
IGCC | 0 | 0 | 0 | 0 | 0 | 0
DemandResponse | 0 | 0 | 0 | 0 | 0 | 0
IGCC-CCS | 0 | 0 | 0 | 0 | 0 | 0
WT_off | 0 | 0 | 0 | 0 | 0 | 0
PseudoUnit | 0 | 0 | 0 | 0 | 0 | 0
FixedInterchange | 0 | 0 | 0 | 0 | 0 | 0
Emission Cost by Reporting Type: MISO_MO-IL
ReportingType | 2015 | 2020 | 2025 | 2030 | 2035 | 2040
BM | 0 | 0 | 0 | 0 | 0 | 0
CC | 0 | 0 | 0 | 0 | 0 | 0
CSP | 0 | 0 | 0 | 0 | 0 | 0
CT | 0 | 0 | 0 | 0 | 0 | 0
Coal | 67.29 | 0 | 0 | 0 | 0 | 0
Geo | 0 | 0 | 0 | 0 | 0 | 0
H | 0 | 0 | 0 | 0 | 0 | 0
LFG | 0 | 0 | 0 | 0 | 0 | 0
Nuc | 0 | 0 | 0 | 0 | 0 | 0
PS | 0 | 0 | 0 | 0 | 0 | 0
PV | 0 | 0 | 0 | 0 | 0 | 0
PeakG | 0 | 0 | 0 | 0 | 0 | 0
PeakO | 0 | 0 | 0 | 0 | 0 | 0
ST | 0 | 0 | 0 | 0 | 0 | 0
STOG | 0 | 0 | 0 | 0 | 0 | 0
STWD | 0 | 0 | 0 | 0 | 0 | 0
WT | 0 | 0 | 0 | 0 | 0 | 0
IGCC | 0 | 0 | 0 | 0 | 0 | 0
DemandResponse | 0 | 0 | 0 | 0 | 0 | 0
IGCC-CCS | 0 | 0 | 0 | 0 | 0 | 0
WT_off | 0 | 0 | 0 | 0 | 0 | 0
PseudoUnit | 0 | 0 | 0 | 0 | 0 | 0
FixedInterchange | 0 | 0 | 0 | 0 | 0 | 0
Emission Cost by Reporting Type: MISO_W
ReportingType | 2015 | 2020 | 2025 | 2030 | 2035 | 2040
BM | 0 | 0 | 0 | 0 | 0 | 0
CC | 0 | 0 | 0 | 0 | 0 | 0
CSP | 0 | 0 | 0 | 0 | 0 | 0
CT | 0 | 0 | 0 | 0 | 0 | 0
Coal | 31.84 | 0 | 0 | 0 | 0 | 0
Geo | 0 | 0 | 0 | 0 | 0 | 0
H | 0 | 0 | 0 | 0 | 0 | 0
LFG | 0 | 0 | 0 | 0 | 0 | 0
Nuc | 0 | 0 | 0 | 0 | 0 | 0
PS | 0 | 0 | 0 | 0 | 0 | 0
PV | 0 | 0 | 0 | 0 | 0 | 0
PeakG | 0 | 0 | 0 | 0 | 0 | 0
PeakO | 0 | 0 | 0 | 0 | 0 | 0
ST | 0 | 0 | 0 | 0 | 0 | 0
STOG | 0 | 0 | 0 | 0 | 0 | 0
STWD | 0 | 0 | 0 | 0 | 0 | 0
WT | 0 | 0 | 0 | 0 | 0 | 0
IGCC | 0 | 0 | 0 | 0 | 0 | 0
DemandResponse | 0 | 0 | 0 | 0 | 0 | 0
IGCC-CCS | 0 | 0 | 0 | 0 | 0 | 0
WT_off | 0 | 0 | 0 | 0 | 0 | 0
PseudoUnit | 0 | 0 | 0 | 0 | 0 | 0
FixedInterchange | 0 | 0 | 0 | 0 | 0 | 0
Emission Cost by Reporting Type: MISO_WUMS
ReportingType | 2015 | 2020 | 2025 | 2030 | 2035 | 2040
BM | 0 | 0 | 0 | 0 | 0 | 0
CC | 0 | 0 | 0 | 0 | 0 | 0
CSP | 0 | 0 | 0 | 0 | 0 | 0
CT | 0 | 0 | 0 | 0 | 0 | 0
Coal | 4.32 | 0 | 0 | 0 | 0 | 0
Geo | 0 | 0 | 0 | 0 | 0 | 0
H | 0 | 0 | 0 | 0 | 0 | 0
LFG | 0 | 0 | 0 | 0 | 0 | 0
Nuc | 0 | 0 | 0 | 0 | 0 | 0
PS | 0 | 0 | 0 | 0 | 0 | 0
PV | 0 | 0 | 0 | 0 | 0 | 0
PeakG | 0 | 0 | 0 | 0 | 0 | 0
PeakO | 0 | 0 | 0 | 0 | 0 | 0
ST | 0 | 0 | 0 | 0 | 0 | 0
STOG | 0 | 0 | 0 | 0 | 0 | 0
STWD | 0 | 0 | 0 | 0 | 0 | 0
WT | 0 | 0 | 0 | 0 | 0 | 0
IGCC | 0 | 0 | 0 | 0 | 0 | 0
DemandResponse | 0 | 0 | 0 | 0 | 0 | 0
IGCC-CCS | 0 | 0 | 0 | 0 | 0 | 0
WT_off | 0 | 0 | 0 | 0 | 0 | 0
PseudoUnit | 0 | 0 | 0 | 0 | 0 | 0
FixedInterchange | 0 | 0 | 0 | 0 | 0 | 0
Emission Cost by Reporting Type: Nebraska
ReportingType | 2015 | 2020 | 2025 | 2030 | 2035 | 2040
BM | 0 | 0 | 0 | 0 | 0 | 0
CC | 0 | 0 | 0 | 0 | 0 | 0
CSP | 0 | 0 | 0 | 0 | 0 | 0
CT | 0 | 0 | 0 | 0 | 0 | 0
Coal | 5.12 | 0 | 0 | 0 | 0 | 0
Geo | 0 | 0 | 0 | 0 | 0 | 0
H | 0 | 0 | 0 | 0 | 0 | 0
LFG | 0 | 0 | 0 | 0 | 0 | 0
Nuc | 0 | 0 | 0 | 0 | 0 | 0
PS | 0 | 0 | 0 | 0 | 0 | 0
PV | 0 | 0 | 0 | 0 | 0 | 0
PeakG | 0 | 0 | 0 | 0 | 0 | 0
PeakO | 0 | 0 | 0 | 0 | 0 | 0
ST | 0 | 0 | 0 | 0 | 0 | 0
STOG | 0 | 0 | 0 | 0 | 0 | 0
STWD | 0 | 0 | 0 | 0 | 0 | 0
WT | 0 | 0 | 0 | 0 | 0 | 0
IGCC | 0 | 0 | 0 | 0 | 0 | 0
DemandResponse | 0 | 0 | 0 | 0 | 0 | 0
IGCC-CCS | 0 | 0 | 0 | 0 | 0 | 0
WT_off | 0 | 0 | 0 | 0 | 0 | 0
PseudoUnit | 0 | 0 | 0 | 0 | 0 | 0
FixedInterchange | 0 | 0 | 0 | 0 | 0 | 0
Emission Cost by Reporting Type: NEISO
ReportingType | 2015 | 2020 | 2025 | 2030 | 2035 | 2040
BM | 0 | 0 | 0 | 0 | 0 | 0
CC | 0 | 0 | 0 | 0 | 0 | 0
CSP | 0 | 0 | 0 | 0 | 0 | 0
CT | 0 | 0 | 0 | 0 | 0 | 0
Coal | 0 | 0 | 0 | 0 | 0 | 0
Geo | 0 | 0 | 0 | 0 | 0 | 0
H | 0 | 0 | 0 | 0 | 0 | 0
LFG | 0 | 0 | 0 | 0 | 0 | 0
Nuc | 0 | 0 | 0 | 0 | 0 | 0
PS | 0 | 0 | 0 | 0 | 0 | 0
PV | 0 | 0 | 0 | 0 | 0 | 0
PeakG | 0 | 0 | 0 | 0 | 0 | 0
PeakO | 0 | 0 | 0 | 0 | 0 | 0
ST | 0 | 0 | 0 | 0 | 0 | 0
STOG | 0 | 0 | 0 | 0 | 0 | 0
STWD | 0 | 0 | 0 | 0 | 0 | 0
WT | 0 | 0 | 0 | 0 | 0 | 0
IGCC | 0 | 0 | 0 | 0 | 0 | 0
DemandResponse | 0 | 0 | 0 | 0 | 0 | 0
IGCC-CCS | 0 | 0 | 0 | 0 | 0 | 0
WT_off | 0 | 0 | 0 | 0 | 0 | 0
PseudoUnit | 0 | 0 | 0 | 0 | 0 | 0
FixedInterchange | 0 | 0 | 0 | 0 | 0 | 0
Emission Cost by Reporting Type: NonRTO_Midwest
ReportingType | 2015 | 2020 | 2025 | 2030 | 2035 | 2040
BM | 0 | 0 | 0 | 0 | 0 | 0
CC | 0 | 0 | 0 | 0 | 0 | 0
CSP | 0 | 0 | 0 | 0 | 0 | 0
CT | 0 | 0 | 0 | 0 | 0 | 0
Coal | 18.33 | 0 | 0 | 0 | 0 | 0
Geo | 0 | 0 | 0 | 0 | 0 | 0
H | 0 | 0 | 0 | 0 | 0 | 0
LFG | 0 | 0 | 0 | 0 | 0 | 0
Nuc | 0 | 0 | 0 | 0 | 0 | 0
PS | 0 | 0 | 0 | 0 | 0 | 0
PV | 0 | 0 | 0 | 0 | 0 | 0
PeakG | 0 | 0 | 0 | 0 | 0 | 0
PeakO | 0 | 0 | 0 | 0 | 0 | 0
ST | 0 | 0 | 0 | 0 | 0 | 0
STOG | 0 | 0 | 0 | 0 | 0 | 0
STWD | 0 | 0 | 0 | 0 | 0 | 0
WT | 0 | 0 | 0 | 0 | 0 | 0
IGCC | 0 | 0 | 0 | 0 | 0 | 0
DemandResponse | 0 | 0 | 0 | 0 | 0 | 0
IGCC-CCS | 0 | 0 | 0 | 0 | 0 | 0
WT_off | 0 | 0 | 0 | 0 | 0 | 0
PseudoUnit | 0 | 0 | 0 | 0 | 0 | 0
FixedInterchange | 0 | 0 | 0 | 0 | 0 | 0
Emission Cost by Reporting Type: NYISO_A-F
ReportingType | 2015 | 2020 | 2025 | 2030 | 2035 | 2040
BM | 0 | 0 | 0 | 0 | 0 | 0
CC | 0 | 0 | 0 | 0 | 0 | 0
CSP | 0 | 0 | 0 | 0 | 0 | 0
CT | 0 | 0 | 0 | 0 | 0 | 0
Coal | 0 | 0 | 0 | 0 | 0 | 0
Geo | 0 | 0 | 0 | 0 | 0 | 0
H | 0 | 0 | 0 | 0 | 0 | 0
LFG | 0 | 0 | 0 | 0 | 0 | 0
Nuc | 0 | 0 | 0 | 0 | 0 | 0
PS | 0 | 0 | 0 | 0 | 0 | 0
PV | 0 | 0 | 0 | 0 | 0 | 0
PeakG | 0 | 0 | 0 | 0 | 0 | 0
PeakO | 0 | 0 | 0 | 0 | 0 | 0
ST | 0 | 0 | 0 | 0 | 0 | 0
STOG | 0 | 0 | 0 | 0 | 0 | 0
STWD | 0 | 0 | 0 | 0 | 0 | 0
WT | 0 | 0 | 0 | 0 | 0 | 0
IGCC | 0 | 0 | 0 | 0 | 0 | 0
DemandResponse | 0 | 0 | 0 | 0 | 0 | 0
IGCC-CCS | 0 | 0 | 0 | 0 | 0 | 0
WT_off | 0 | 0 | 0 | 0 | 0 | 0
PseudoUnit | 0 | 0 | 0 | 0 | 0 | 0
FixedInterchange | 0 | 0 | 0 | 0 | 0 | 0
Emission Cost by Reporting Type: NYISO_G-I
ReportingType | 2015 | 2020 | 2025 | 2030 | 2035 | 2040
BM | 0 | 0 | 0 | 0 | 0 | 0
CC | 0 | 0 | 0 | 0 | 0 | 0
CSP | 0 | 0 | 0 | 0 | 0 | 0
CT | 0 | 0 | 0 | 0 | 0 | 0
Coal | 0 | 0 | 0 | 0 | 0 | 0
Geo | 0 | 0 | 0 | 0 | 0 | 0
H | 0 | 0 | 0 | 0 | 0 | 0
LFG | 0 | 0 | 0 | 0 | 0 | 0
Nuc | 0 | 0 | 0 | 0 | 0 | 0
PS | 0 | 0 | 0 | 0 | 0 | 0
PV | 0 | 0 | 0 | 0 | 0 | 0
PeakG | 0 | 0 | 0 | 0 | 0 | 0
PeakO | 0 | 0 | 0 | 0 | 0 | 0
ST | 0 | 0 | 0 | 0 | 0 | 0
STOG | 0 | 0 | 0 | 0 | 0 | 0
STWD | 0 | 0 | 0 | 0 | 0 | 0
WT | 0 | 0 | 0 | 0 | 0 | 0
IGCC | 0 | 0 | 0 | 0 | 0 | 0
DemandResponse | 0 | 0 | 0 | 0 | 0 | 0
IGCC-CCS | 0 | 0 | 0 | 0 | 0 | 0
WT_off | 0 | 0 | 0 | 0 | 0 | 0
PseudoUnit | 0 | 0 | 0 | 0 | 0 | 0
FixedInterchange | 0 | 0 | 0 | 0 | 0 | 0
Emission Cost by Reporting Type: NYISO_J-K
ReportingType | 2015 | 2020 | 2025 | 2030 | 2035 | 2040
BM | 0 | 0 | 0 | 0 | 0 | 0
CC | 0 | 0 | 0 | 0 | 0 | 0
CSP | 0 | 0 | 0 | 0 | 0 | 0
CT | 0 | 0 | 0 | 0 | 0 | 0
Coal | 0 | 0 | 0 | 0 | 0 | 0
Geo | 0 | 0 | 0 | 0 | 0 | 0
H | 0 | 0 | 0 | 0 | 0 | 0
LFG | 0 | 0 | 0 | 0 | 0 | 0
Nuc | 0 | 0 | 0 | 0 | 0 | 0
PS | 0 | 0 | 0 | 0 | 0 | 0
PV | 0 | 0 | 0 | 0 | 0 | 0
PeakG | 0 | 0 | 0 | 0 | 0 | 0
PeakO | 0 | 0 | 0 | 0 | 0 | 0
ST | 0 | 0 | 0 | 0 | 0 | 0
STOG | 0 | 0 | 0 | 0 | 0 | 0
STWD | 0 | 0 | 0 | 0 | 0 | 0
WT | 0 | 0 | 0 | 0 | 0 | 0
IGCC | 0 | 0 | 0 | 0 | 0 | 0
DemandResponse | 0 | 0 | 0 | 0 | 0 | 0
IGCC-CCS | 0 | 0 | 0 | 0 | 0 | 0
WT_off | 0 | 0 | 0 | 0 | 0 | 0
PseudoUnit | 0 | 0 | 0 | 0 | 0 | 0
FixedInterchange | 0 | 0 | 0 | 0 | 0 | 0
Emission Cost by Reporting Type: PJM_E
ReportingType | 2015 | 2020 | 2025 | 2030 | 2035 | 2040
BM | 0 | 0 | 0 | 0 | 0 | 0
CC | 0 | 0 | 0 | 0 | 0 | 0
CSP | 0 | 0 | 0 | 0 | 0 | 0
CT | 0 | 0 | 0 | 0 | 0 | 0
Coal | 0.03 | 0 | 0 | 0 | 0 | 0
Geo | 0 | 0 | 0 | 0 | 0 | 0
H | 0 | 0 | 0 | 0 | 0 | 0
LFG | 0 | 0 | 0 | 0 | 0 | 0
Nuc | 0 | 0 | 0 | 0 | 0 | 0
PS | 0 | 0 | 0 | 0 | 0 | 0
PV | 0 | 0 | 0 | 0 | 0 | 0
PeakG | 0 | 0 | 0 | 0 | 0 | 0
PeakO | 0 | 0 | 0 | 0 | 0 | 0
ST | 0 | 0 | 0 | 0 | 0 | 0
STOG | 0 | 0 | 0 | 0 | 0 | 0
STWD | 0 | 0 | 0 | 0 | 0 | 0
WT | 0 | 0 | 0 | 0 | 0 | 0
IGCC | 0 | 0 | 0 | 0 | 0 | 0
DemandResponse | 0 | 0 | 0 | 0 | 0 | 0
IGCC-CCS | 0 | 0 | 0 | 0 | 0 | 0
WT_off | 0 | 0 | 0 | 0 | 0 | 0
PseudoUnit | 0 | 0 | 0 | 0 | 0 | 0
FixedInterchange | 0 | 0 | 0 | 0 | 0 | 0
Emission Cost by Reporting Type: PJM_ROM
ReportingType | 2015 | 2020 | 2025 | 2030 | 2035 | 2040
BM | 0 | 0 | 0 | 0 | 0 | 0
CC | 0 | 0 | 0 | 0 | 0 | 0
CSP | 0 | 0 | 0 | 0 | 0 | 0
CT | 0 | 0 | 0 | 0 | 0 | 0
Coal | 19.2 | 0 | 0 | 0 | 0 | 0
Geo | 0 | 0 | 0 | 0 | 0 | 0
H | 0 | 0 | 0 | 0 | 0 | 0
LFG | 0 | 0 | 0 | 0 | 0 | 0
Nuc | 0 | 0 | 0 | 0 | 0 | 0
PS | 0 | 0 | 0 | 0 | 0 | 0
PV | 0 | 0 | 0 | 0 | 0 | 0
PeakG | 0 | 0 | 0 | 0 | 0 | 0
PeakO | 0 | 0 | 0 | 0 | 0 | 0
ST | 0 | 0 | 0 | 0 | 0 | 0
STOG | 0 | 0 | 0 | 0 | 0 | 0
STWD | 0 | 0 | 0 | 0 | 0 | 0
WT | 0 | 0 | 0 | 0 | 0 | 0
IGCC | 0 | 0 | 0 | 0 | 0 | 0
DemandResponse | 0 | 0 | 0 | 0 | 0 | 0
IGCC-CCS | 0 | 0 | 0 | 0 | 0 | 0
WT_off | 0 | 0 | 0 | 0 | 0 | 0
PseudoUnit | 0 | 0 | 0 | 0 | 0 | 0
FixedInterchange | 0 | 0 | 0 | 0 | 0 | 0
Emission Cost by Reporting Type: PJM_ROR
ReportingType | 2015 | 2020 | 2025 | 2030 | 2035 | 2040
BM | 0 | 0 | 0 | 0 | 0 | 0
CC | 0 | 0 | 0 | 0 | 0 | 0
CSP | 0 | 0 | 0 | 0 | 0 | 0
CT | 0 | 0 | 0 | 0 | 0 | 0
Coal | 193.73 | 0 | 0 | 0 | 0 | 0
Geo | 0 | 0 | 0 | 0 | 0 | 0
H | 0 | 0 | 0 | 0 | 0 | 0
LFG | 0 | 0 | 0 | 0 | 0 | 0
Nuc | 0 | 0 | 0 | 0 | 0 | 0
PS | 0 | 0 | 0 | 0 | 0 | 0
PV | 0 | 0 | 0 | 0 | 0 | 0
PeakG | 0 | 0 | 0 | 0 | 0 | 0
PeakO | 0 | 0 | 0 | 0 | 0 | 0
ST | 0 | 0 | 0 | 0 | 0 | 0
STOG | 0 | 0 | 0 | 0 | 0 | 0
STWD | 0 | 0 | 0 | 0 | 0 | 0
WT | 0 | 0 | 0 | 0 | 0 | 0
IGCC | 0 | 0 | 0 | 0 | 0 | 0
DemandResponse | 0 | 0 | 0 | 0 | 0 | 0
IGCC-CCS | 0 | 0 | 0 | 0 | 0 | 0
WT_off | 0 | 0 | 0 | 0 | 0 | 0
PseudoUnit | 0 | 0 | 0 | 0 | 0 | 0
FixedInterchange | 0 | 0 | 0 | 0 | 0 | 0
Emission Cost by Reporting Type: SOCO
ReportingType | 2015 | 2020 | 2025 | 2030 | 2035 | 2040
BM | 0 | 0 | 0 | 0 | 0 | 0
CC | 0 | 0 | 0 | 0 | 0 | 0
CSP | 0 | 0 | 0 | 0 | 0 | 0
CT | 0 | 0 | 0 | 0 | 0 | 0
Coal | 37.67 | 0 | 0 | 0 | 0 | 0
Geo | 0 | 0 | 0 | 0 | 0 | 0
H | 0 | 0 | 0 | 0 | 0 | 0
LFG | 0 | 0 | 0 | 0 | 0 | 0
Nuc | 0 | 0 | 0 | 0 | 0 | 0
PS | 0 | 0 | 0 | 0 | 0 | 0
PV | 0 | 0 | 0 | 0 | 0 | 0
PeakG | 0 | 0 | 0 | 0 | 0 | 0
PeakO | 0 | 0 | 0 | 0 | 0 | 0
ST | 0 | 0 | 0 | 0 | 0 | 0
STOG | 0 | 0 | 0 | 0 | 0 | 0
STWD | 0 | 0 | 0 | 0 | 0 | 0
WT | 0 | 0 | 0 | 0 | 0 | 0
IGCC | 0 | 0 | 0 | 0 | 0 | 0
DemandResponse | 0 | 0 | 0 | 0 | 0 | 0
IGCC-CCS | 0 | 0 | 0 | 0 | 0 | 0
WT_off | 0 | 0 | 0 | 0 | 0 | 0
PseudoUnit | 0 | 0 | 0 | 0 | 0 | 0
FixedInterchange | 0 | 0 | 0 | 0 | 0 | 0
Emission Cost by Reporting Type: SPP_N
ReportingType | 2015 | 2020 | 2025 | 2030 | 2035 | 2040
BM | 0 | 0 | 0 | 0 | 0 | 0
CC | 0 | 0 | 0 | 0 | 0 | 0
CSP | 0 | 0 | 0 | 0 | 0 | 0
CT | 0 | 0 | 0 | 0 | 0 | 0
Coal | 7.31 | 0 | 0 | 0 | 0 | 0
Geo | 0 | 0 | 0 | 0 | 0 | 0
H | 0 | 0 | 0 | 0 | 0 | 0
LFG | 0 | 0 | 0 | 0 | 0 | 0
Nuc | 0 | 0 | 0 | 0 | 0 | 0
PS | 0 | 0 | 0 | 0 | 0 | 0
PV | 0 | 0 | 0 | 0 | 0 | 0
PeakG | 0 | 0 | 0 | 0 | 0 | 0
PeakO | 0 | 0 | 0 | 0 | 0 | 0
ST | 0 | 0 | 0 | 0 | 0 | 0
STOG | 0 | 0 | 0 | 0 | 0 | 0
STWD | 0 | 0 | 0 | 0 | 0 | 0
WT | 0 | 0 | 0 | 0 | 0 | 0
IGCC | 0 | 0 | 0 | 0 | 0 | 0
DemandResponse | 0 | 0 | 0 | 0 | 0 | 0
IGCC-CCS | 0 | 0 | 0 | 0 | 0 | 0
WT_off | 0 | 0 | 0 | 0 | 0 | 0
PseudoUnit | 0 | 0 | 0 | 0 | 0 | 0
FixedInterchange | 0 | 0 | 0 | 0 | 0 | 0
Emission Cost by Reporting Type: SPP_S
ReportingType | 2015 | 2020 | 2025 | 2030 | 2035 | 2040
BM | 0 | 0 | 0 | 0 | 0 | 0
CC | 0 | 0 | 0 | 0 | 0 | 0
CSP | 0 | 0 | 0 | 0 | 0 | 0
CT | 0 | 0 | 0 | 0 | 0 | 0
Coal | 21.8 | 0 | 0 | 0 | 0 | 0
Geo | 0 | 0 | 0 | 0 | 0 | 0
H | 0 | 0 | 0 | 0 | 0 | 0
LFG | 0 | 0 | 0 | 0 | 0 | 0
Nuc | 0 | 0 | 0 | 0 | 0 | 0
PS | 0 | 0 | 0 | 0 | 0 | 0
PV | 0 | 0 | 0 | 0 | 0 | 0
PeakG | 0 | 0 | 0 | 0 | 0 | 0
PeakO | 0 | 0 | 0 | 0 | 0 | 0
ST | 0 | 0 | 0 | 0 | 0 | 0
STOG | 0 | 0 | 0 | 0 | 0 | 0
STWD | 0 | 0 | 0 | 0 | 0 | 0
WT | 0 | 0 | 0 | 0 | 0 | 0
IGCC | 0 | 0 | 0 | 0 | 0 | 0
DemandResponse | 0 | 0 | 0 | 0 | 0 | 0
IGCC-CCS | 0 | 0 | 0 | 0 | 0 | 0
WT_off | 0 | 0 | 0 | 0 | 0 | 0
PseudoUnit | 0 | 0 | 0 | 0 | 0 | 0
FixedInterchange | 0 | 0 | 0 | 0 | 0 | 0
Emission Cost by Reporting Type: TVA
ReportingType | 2015 | 2020 | 2025 | 2030 | 2035 | 2040
BM | 0 | 0 | 0 | 0 | 0 | 0
CC | 0 | 0 | 0 | 0 | 0 | 0
CSP | 0 | 0 | 0 | 0 | 0 | 0
CT | 0 | 0 | 0 | 0 | 0 | 0
Coal | 48.53 | 0 | 0 | 0 | 0 | 0
Geo | 0 | 0 | 0 | 0 | 0 | 0
H | 0 | 0 | 0 | 0 | 0 | 0
LFG | 0 | 0 | 0 | 0 | 0 | 0
Nuc | 0 | 0 | 0 | 0 | 0 | 0
PS | 0 | 0 | 0 | 0 | 0 | 0
PV | 0 | 0 | 0 | 0 | 0 | 0
PeakG | 0 | 0 | 0 | 0 | 0 | 0
PeakO | 0 | 0 | 0 | 0 | 0 | 0
ST | 0 | 0 | 0 | 0 | 0 | 0
STOG | 0 | 0 | 0 | 0 | 0 | 0
STWD | 0 | 0 | 0 | 0 | 0 | 0
WT | 0 | 0 | 0 | 0 | 0 | 0
IGCC | 0 | 0 | 0 | 0 | 0 | 0
DemandResponse | 0 | 0 | 0 | 0 | 0 | 0
IGCC-CCS | 0 | 0 | 0 | 0 | 0 | 0
WT_off | 0 | 0 | 0 | 0 | 0 | 0
PseudoUnit | 0 | 0 | 0 | 0 | 0 | 0
FixedInterchange | 0 | 0 | 0 | 0 | 0 | 0
Emission Cost by Reporting Type: TVA_Transmission
ReportingType | 2015 | 2020 | 2025 | 2030 | 2035 | 2040
BM | 0 | 0 | 0 | 0 | 0 | 0
CC | 0 | 0 | 0 | 0 | 0 | 0
CSP | 0 | 0 | 0 | 0 | 0 | 0
CT | 0 | 0 | 0 | 0 | 0 | 0
Coal | 0 | 0 | 0 | 0 | 0 | 0
Geo | 0 | 0 | 0 | 0 | 0 | 0
H | 0 | 0 | 0 | 0 | 0 | 0
LFG | 0 | 0 | 0 | 0 | 0 | 0
Nuc | 0 | 0 | 0 | 0 | 0 | 0
PS | 0 | 0 | 0 | 0 | 0 | 0
PV | 0 | 0 | 0 | 0 | 0 | 0
PeakG | 0 | 0 | 0 | 0 | 0 | 0
PeakO | 0 | 0 | 0 | 0 | 0 | 0
ST | 0 | 0 | 0 | 0 | 0 | 0
STOG | 0 | 0 | 0 | 0 | 0 | 0
STWD | 0 | 0 | 0 | 0 | 0 | 0
WT | 0 | 0 | 0 | 0 | 0 | 0
IGCC | 0 | 0 | 0 | 0 | 0 | 0
DemandResponse | 0 | 0 | 0 | 0 | 0 | 0
IGCC-CCS | 0 | 0 | 0 | 0 | 0 | 0
WT_off | 0 | 0 | 0 | 0 | 0 | 0
PseudoUnit | 0 | 0 | 0 | 0 | 0 | 0
FixedInterchange | 0 | 0 | 0 | 0 | 0 | 0
Emission Cost by Reporting Type: VACAR
ReportingType | 2015 | 2020 | 2025 | 2030 | 2035 | 2040
BM | 0 | 0 | 0 | 0 | 0 | 0
CC | 0 | 0 | 0 | 0 | 0 | 0
CSP | 0 | 0 | 0 | 0 | 0 | 0
CT | 0 | 0 | 0 | 0 | 0 | 0
Coal | 23.24 | 0 | 0 | 0 | 0 | 0
Geo | 0 | 0 | 0 | 0 | 0 | 0
H | 0 | 0 | 0 | 0 | 0 | 0
LFG | 0 | 0 | 0 | 0 | 0 | 0
Nuc | 0 | 0 | 0 | 0 | 0 | 0
PS | 0 | 0 | 0 | 0 | 0 | 0
PV | 0 | 0 | 0 | 0 | 0 | 0
PeakG | 0 | 0 | 0 | 0 | 0 | 0
PeakO | 0 | 0 | 0 | 0 | 0 | 0
ST | 0 | 0 | 0 | 0 | 0 | 0
STOG | 0 | 0 | 0 | 0 | 0 | 0
STWD | 0 | 0 | 0 | 0 | 0 | 0
WT | 0 | 0 | 0 | 0 | 0 | 0
IGCC | 0 | 0 | 0 | 0 | 0 | 0
DemandResponse | 0 | 0 | 0 | 0 | 0 | 0
IGCC-CCS | 0 | 0 | 0 | 0 | 0 | 0
WT_off | 0 | 0 | 0 | 0 | 0 | 0
PseudoUnit | 0 | 0 | 0 | 0 | 0 | 0
FixedInterchange | 0 | 0 | 0 | 0 | 0 | 0
Emission Cost by Reporting Type: IESO
ReportingType | 2015 | 2020 | 2025 | 2030 | 2035 | 2040
BM | 0 | 0 | 0 | 0 | 0 | 0
CC | 0 | 0 | 0 | 0 | 0 | 0
CSP | 0 | 0 | 0 | 0 | 0 | 0
CT | 0 | 0 | 0 | 0 | 0 | 0
Coal | 0 | 0 | 0 | 0 | 0 | 0
Geo | 0 | 0 | 0 | 0 | 0 | 0
H | 0 | 0 | 0 | 0 | 0 | 0
LFG | 0 | 0 | 0 | 0 | 0 | 0
Nuc | 0 | 0 | 0 | 0 | 0 | 0
PS | 0 | 0 | 0 | 0 | 0 | 0
PV | 0 | 0 | 0 | 0 | 0 | 0
PeakG | 0 | 0 | 0 | 0 | 0 | 0
PeakO | 0 | 0 | 0 | 0 | 0 | 0
ST | 0 | 0 | 0 | 0 | 0 | 0
STOG | 0 | 0 | 0 | 0 | 0 | 0
STWD | 0 | 0 | 0 | 0 | 0 | 0
WT | 0 | 0 | 0 | 0 | 0 | 0
IGCC | 0 | 0 | 0 | 0 | 0 | 0
DemandResponse | 0 | 0 | 0 | 0 | 0 | 0
IGCC-CCS | 0 | 0 | 0 | 0 | 0 | 0
WT_off | 0 | 0 | 0 | 0 | 0 | 0
PseudoUnit | 0 | 0 | 0 | 0 | 0 | 0
FixedInterchange | 0 | 0 | 0 | 0 | 0 | 0
Emission Cost by Reporting Type: MAPP_CA
ReportingType | 2015 | 2020 | 2025 | 2030 | 2035 | 2040
BM | 0 | 0 | 0 | 0 | 0 | 0
CC | 0 | 0 | 0 | 0 | 0 | 0
CSP | 0 | 0 | 0 | 0 | 0 | 0
CT | 0 | 0 | 0 | 0 | 0 | 0
Coal | 0 | 0 | 0 | 0 | 0 | 0
Geo | 0 | 0 | 0 | 0 | 0 | 0
H | 0 | 0 | 0 | 0 | 0 | 0
LFG | 0 | 0 | 0 | 0 | 0 | 0
Nuc | 0 | 0 | 0 | 0 | 0 | 0
PS | 0 | 0 | 0 | 0 | 0 | 0
PV | 0 | 0 | 0 | 0 | 0 | 0
PeakG | 0 | 0 | 0 | 0 | 0 | 0
PeakO | 0 | 0 | 0 | 0 | 0 | 0
ST | 0 | 0 | 0 | 0 | 0 | 0
STOG | 0 | 0 | 0 | 0 | 0 | 0
STWD | 0 | 0 | 0 | 0 | 0 | 0
WT | 0 | 0 | 0 | 0 | 0 | 0
IGCC | 0 | 0 | 0 | 0 | 0 | 0
DemandResponse | 0 | 0 | 0 | 0 | 0 | 0
IGCC-CCS | 0 | 0 | 0 | 0 | 0 | 0
WT_off | 0 | 0 | 0 | 0 | 0 | 0
PseudoUnit | 0 | 0 | 0 | 0 | 0 | 0
FixedInterchange | 0 | 0 | 0 | 0 | 0 | 0
Emission Cost by Reporting Type: AZ_NM_SNV_Coal
ReportingType | 2015 | 2020 | 2025 | 2030 | 2035 | 2040
BM | 0 | 0 | 0 | 0 | 0 | 0
CC | 0 | 0 | 0 | 0 | 0 | 0
CSP | 0 | 0 | 0 | 0 | 0 | 0
CT | 0 | 0 | 0 | 0 | 0 | 0
Coal | 1.38 | 0 | 0 | 0 | 0 | 0
Geo | 0 | 0 | 0 | 0 | 0 | 0
H | 0 | 0 | 0 | 0 | 0 | 0
LFG | 0 | 0 | 0 | 0 | 0 | 0
Nuc | 0 | 0 | 0 | 0 | 0 | 0
PS | 0 | 0 | 0 | 0 | 0 | 0
PV | 0 | 0 | 0 | 0 | 0 | 0
PeakG | 0 | 0 | 0 | 0 | 0 | 0
PeakO | 0 | 0 | 0 | 0 | 0 | 0
ST | 0 | 0 | 0 | 0 | 0 | 0
STOG | 0 | 0 | 0 | 0 | 0 | 0
STWD | 0 | 0 | 0 | 0 | 0 | 0
WT | 0 | 0 | 0 | 0 | 0 | 0
IGCC | 0 | 0 | 0 | 0 | 0 | 0
DemandResponse | 0 | 0 | 0 | 0 | 0 | 0
IGCC-CCS | 0 | 0 | 0 | 0 | 0 | 0
WT_off | 0 | 0 | 0 | 0 | 0 | 0
PseudoUnit | 0 | 0 | 0 | 0 | 0 | 0
FixedInterchange | 0 | 0 | 0 | 0 | 0 | 0
Emission Cost by Reporting Type: AZ_NM_SNV_Gas
ReportingType | 2015 | 2020 | 2025 | 2030 | 2035 | 2040
BM | 0 | 0 | 0 | 0 | 0 | 0
CC | 0 | 0 | 0 | 0 | 0 | 0
CSP | 0 | 0 | 0 | 0 | 0 | 0
CT | 0 | 0 | 0 | 0 | 0 | 0
Coal | 0 | 0 | 0 | 0 | 0 | 0
Geo | 0 | 0 | 0 | 0 | 0 | 0
H | 0 | 0 | 0 | 0 | 0 | 0
LFG | 0 | 0 | 0 | 0 | 0 | 0
Nuc | 0 | 0 | 0 | 0 | 0 | 0
PS | 0 | 0 | 0 | 0 | 0 | 0
PV | 0 | 0 | 0 | 0 | 0 | 0
PeakG | 0 | 0 | 0 | 0 | 0 | 0
PeakO | 0 | 0 | 0 | 0 | 0 | 0
ST | 0 | 0 | 0 | 0 | 0 | 0
STOG | 0 | 0 | 0 | 0 | 0 | 0
STWD | 0 | 0 | 0 | 0 | 0 | 0
WT | 0 | 0 | 0 | 0 | 0 | 0
IGCC | 0 | 0 | 0 | 0 | 0 | 0
DemandResponse | 0 | 0 | 0 | 0 | 0 | 0
IGCC-CCS | 0 | 0 | 0 | 0 | 0 | 0
WT_off | 0 | 0 | 0 | 0 | 0 | 0
PseudoUnit | 0 | 0 | 0 | 0 | 0 | 0
FixedInterchange | 0 | 0 | 0 | 0 | 0 | 0
Emission Cost by Reporting Type: AZ_NM_SNV_NucRenew
ReportingType | 2015 | 2020 | 2025 | 2030 | 2035 | 2040
BM | 0 | 0 | 0 | 0 | 0 | 0
CC | 0 | 0 | 0 | 0 | 0 | 0
CSP | 0 | 0 | 0 | 0 | 0 | 0
CT | 0 | 0 | 0 | 0 | 0 | 0
Coal | 0 | 0 | 0 | 0 | 0 | 0
Geo | 0 | 0 | 0 | 0 | 0 | 0
H | 0 | 0 | 0 | 0 | 0 | 0
LFG | 0 | 0 | 0 | 0 | 0 | 0
Nuc | 0 | 0 | 0 | 0 | 0 | 0
PS | 0 | 0 | 0 | 0 | 0 | 0
PV | 0 | 0 | 0 | 0 | 0 | 0
PeakG | 0 | 0 | 0 | 0 | 0 | 0
PeakO | 0 | 0 | 0 | 0 | 0 | 0
ST | 0 | 0 | 0 | 0 | 0 | 0
STOG | 0 | 0 | 0 | 0 | 0 | 0
STWD | 0 | 0 | 0 | 0 | 0 | 0
WT | 0 | 0 | 0 | 0 | 0 | 0
IGCC | 0 | 0 | 0 | 0 | 0 | 0
DemandResponse | 0 | 0 | 0 | 0 | 0 | 0
IGCC-CCS | 0 | 0 | 0 | 0 | 0 | 0
WT_off | 0 | 0 | 0 | 0 | 0 | 0
PseudoUnit | 0 | 0 | 0 | 0 | 0 | 0
FixedInterchange | 0 | 0 | 0 | 0 | 0 | 0
Emission Cost by Reporting Type: ERCOT
ReportingType | 2015 | 2020 | 2025 | 2030 | 2035 | 2040
BM | 0 | 0 | 0 | 0 | 0 | 0
CC | 0 | 0 | 0 | 0 | 0 | 0
CSP | 0 | 0 | 0 | 0 | 0 | 0
CT | 0 | 0 | 0 | 0 | 0 | 0
Coal | 28.79 | 0 | 0 | 0 | 0 | 0
Geo | 0 | 0 | 0 | 0 | 0 | 0
H | 0 | 0 | 0 | 0 | 0 | 0
LFG | 0 | 0 | 0 | 0 | 0 | 0
Nuc | 0 | 0 | 0 | 0 | 0 | 0
PS | 0 | 0 | 0 | 0 | 0 | 0
PV | 0 | 0 | 0 | 0 | 0 | 0
PeakG | 0 | 0 | 0 | 0 | 0 | 0
PeakO | 0 | 0 | 0 | 0 | 0 | 0
ST | 0 | 0 | 0 | 0 | 0 | 0
STOG | 0 | 0 | 0 | 0 | 0 | 0
STWD | 0 | 0 | 0 | 0 | 0 | 0
WT | 0 | 0 | 0 | 0 | 0 | 0
IGCC | 0 | 0 | 0 | 0 | 0 | 0
DemandResponse | 0 | 0 | 0 | 0 | 0 | 0
IGCC-CCS | 0 | 0 | 0 | 0 | 0 | 0
WT_off | 0 | 0 | 0 | 0 | 0 | 0
PseudoUnit | 0 | 0 | 0 | 0 | 0 | 0
FixedInterchange | 0 | 0 | 0 | 0 | 0 | 0
Emission Cost by Reporting Type: NP15
ReportingType | 2015 | 2020 | 2025 | 2030 | 2035 | 2040
BM | 0 | 0 | 0 | 0 | 0 | 0
CC | 0 | 0 | 0 | 0 | 0 | 0
CSP | 0 | 0 | 0 | 0 | 0 | 0
CT | 0 | 0 | 0 | 0 | 0 | 0
Coal | 0 | 0 | 0 | 0 | 0 | 0
Geo | 0 | 0 | 0 | 0 | 0 | 0
H | 0 | 0 | 0 | 0 | 0 | 0
LFG | 0 | 0 | 0 | 0 | 0 | 0
Nuc | 0 | 0 | 0 | 0 | 0 | 0
PS | 0 | 0 | 0 | 0 | 0 | 0
PV | 0 | 0 | 0 | 0 | 0 | 0
PeakG | 0 | 0 | 0 | 0 | 0 | 0
PeakO | 0 | 0 | 0 | 0 | 0 | 0
ST | 0 | 0 | 0 | 0 | 0 | 0
STOG | 0 | 0 | 0 | 0 | 0 | 0
STWD | 0 | 0 | 0 | 0 | 0 | 0
WT | 0 | 0 | 0 | 0 | 0 | 0
IGCC | 0 | 0 | 0 | 0 | 0 | 0
DemandResponse | 0 | 0 | 0 | 0 | 0 | 0
IGCC-CCS | 0 | 0 | 0 | 0 | 0 | 0
WT_off | 0 | 0 | 0 | 0 | 0 | 0
PseudoUnit | 0 | 0 | 0 | 0 | 0 | 0
FixedInterchange | 0 | 0 | 0 | 0 | 0 | 0
Emission Cost by Reporting Type: NWPP_Coal
ReportingType | 2015 | 2020 | 2025 | 2030 | 2035 | 2040
BM | 0 | 0 | 0 | 0 | 0 | 0
CC | 0 | 0 | 0 | 0 | 0 | 0
CSP | 0 | 0 | 0 | 0 | 0 | 0
CT | 0 | 0 | 0 | 0 | 0 | 0
Coal | 4.53 | 0 | 0 | 0 | 0 | 0
Geo | 0 | 0 | 0 | 0 | 0 | 0
H | 0 | 0 | 0 | 0 | 0 | 0
LFG | 0 | 0 | 0 | 0 | 0 | 0
Nuc | 0 | 0 | 0 | 0 | 0 | 0
PS | 0 | 0 | 0 | 0 | 0 | 0
PV | 0 | 0 | 0 | 0 | 0 | 0
PeakG | 0 | 0 | 0 | 0 | 0 | 0
PeakO | 0 | 0 | 0 | 0 | 0 | 0
ST | 0 | 0 | 0 | 0 | 0 | 0
STOG | 0 | 0 | 0 | 0 | 0 | 0
STWD | 0 | 0 | 0 | 0 | 0 | 0
WT | 0 | 0 | 0 | 0 | 0 | 0
IGCC | 0 | 0 | 0 | 0 | 0 | 0
DemandResponse | 0 | 0 | 0 | 0 | 0 | 0
IGCC-CCS | 0 | 0 | 0 | 0 | 0 | 0
WT_off | 0 | 0 | 0 | 0 | 0 | 0
PseudoUnit | 0 | 0 | 0 | 0 | 0 | 0
FixedInterchange | 0 | 0 | 0 | 0 | 0 | 0
Emission Cost by Reporting Type: NWPP_Gas
ReportingType | 2015 | 2020 | 2025 | 2030 | 2035 | 2040
BM | 0 | 0 | 0 | 0 | 0 | 0
CC | 0 | 0 | 0 | 0 | 0 | 0
CSP | 0 | 0 | 0 | 0 | 0 | 0
CT | 0 | 0 | 0 | 0 | 0 | 0
Coal | 0 | 0 | 0 | 0 | 0 | 0
Geo | 0 | 0 | 0 | 0 | 0 | 0
H | 0 | 0 | 0 | 0 | 0 | 0
LFG | 0 | 0 | 0 | 0 | 0 | 0
Nuc | 0 | 0 | 0 | 0 | 0 | 0
PS | 0 | 0 | 0 | 0 | 0 | 0
PV | 0 | 0 | 0 | 0 | 0 | 0
PeakG | 0 | 0 | 0 | 0 | 0 | 0
PeakO | 0 | 0 | 0 | 0 | 0 | 0
ST | 0 | 0 | 0 | 0 | 0 | 0
STOG | 0 | 0 | 0 | 0 | 0 | 0
STWD | 0 | 0 | 0 | 0 | 0 | 0
WT | 0 | 0 | 0 | 0 | 0 | 0
IGCC | 0 | 0 | 0 | 0 | 0 | 0
DemandResponse | 0 | 0 | 0 | 0 | 0 | 0
IGCC-CCS | 0 | 0 | 0 | 0 | 0 | 0
WT_off | 0 | 0 | 0 | 0 | 0 | 0
PseudoUnit | 0 | 0 | 0 | 0 | 0 | 0
FixedInterchange | 0 | 0 | 0 | 0 | 0 | 0
Emission Cost by Reporting Type: NWPP_NucRenew
ReportingType | 2015 | 2020 | 2025 | 2030 | 2035 | 2040
BM | 0 | 0 | 0 | 0 | 0 | 0
CC | 0 | 0 | 0 | 0 | 0 | 0
CSP | 0 | 0 | 0 | 0 | 0 | 0
CT | 0 | 0 | 0 | 0 | 0 | 0
Coal | 0 | 0 | 0 | 0 | 0 | 0
Geo | 0 | 0 | 0 | 0 | 0 | 0
H | 0 | 0 | 0 | 0 | 0 | 0
LFG | 0 | 0 | 0 | 0 | 0 | 0
Nuc | 0 | 0 | 0 | 0 | 0 | 0
PS | 0 | 0 | 0 | 0 | 0 | 0
PV | 0 | 0 | 0 | 0 | 0 | 0
PeakG | 0 | 0 | 0 | 0 | 0 | 0
PeakO | 0 | 0 | 0 | 0 | 0 | 0
ST | 0 | 0 | 0 | 0 | 0 | 0
STOG | 0 | 0 | 0 | 0 | 0 | 0
STWD | 0 | 0 | 0 | 0 | 0 | 0
WT | 0 | 0 | 0 | 0 | 0 | 0
IGCC | 0 | 0 | 0 | 0 | 0 | 0
DemandResponse | 0 | 0 | 0 | 0 | 0 | 0
IGCC-CCS | 0 | 0 | 0 | 0 | 0 | 0
WT_off | 0 | 0 | 0 | 0 | 0 | 0
PseudoUnit | 0 | 0 | 0 | 0 | 0 | 0
FixedInterchange | 0 | 0 | 0 | 0 | 0 | 0
Emission Cost by Reporting Type: RMPA
ReportingType | 2015 | 2020 | 2025 | 2030 | 2035 | 2040
BM | 0 | 0 | 0 | 0 | 0 | 0
CC | 0 | 0 | 0 | 0 | 0 | 0
CSP | 0 | 0 | 0 | 0 | 0 | 0
CT | 0 | 0 | 0 | 0 | 0 | 0
Coal | 2.82 | 0 | 0 | 0 | 0 | 0
Geo | 0 | 0 | 0 | 0 | 0 | 0
H | 0 | 0 | 0 | 0 | 0 | 0
LFG | 0 | 0 | 0 | 0 | 0 | 0
Nuc | 0 | 0 | 0 | 0 | 0 | 0
PS | 0 | 0 | 0 | 0 | 0 | 0
PV | 0 | 0 | 0 | 0 | 0 | 0
PeakG | 0 | 0 | 0 | 0 | 0 | 0
PeakO | 0 | 0 | 0 | 0 | 0 | 0
ST | 0 | 0 | 0 | 0 | 0 | 0
STOG | 0 | 0 | 0 | 0 | 0 | 0
STWD | 0 | 0 | 0 | 0 | 0 | 0
WT | 0 | 0 | 0 | 0 | 0 | 0
IGCC | 0 | 0 | 0 | 0 | 0 | 0
DemandResponse | 0 | 0 | 0 | 0 | 0 | 0
IGCC-CCS | 0 | 0 | 0 | 0 | 0 | 0
WT_off | 0 | 0 | 0 | 0 | 0 | 0
PseudoUnit | 0 | 0 | 0 | 0 | 0 | 0
FixedInterchange | 0 | 0 | 0 | 0 | 0 | 0
Emission Cost by Reporting Type: SP15
ReportingType | 2015 | 2020 | 2025 | 2030 | 2035 | 2040
BM | 0 | 0 | 0 | 0 | 0 | 0
CC | 0 | 0 | 0 | 0 | 0 | 0
CSP | 0 | 0 | 0 | 0 | 0 | 0
CT | 0 | 0 | 0 | 0 | 0 | 0
Coal | 0.01 | 0 | 0 | 0 | 0 | 0
Geo | 0 | 0 | 0 | 0 | 0 | 0
H | 0 | 0 | 0 | 0 | 0 | 0
LFG | 0 | 0 | 0 | 0 | 0 | 0
Nuc | 0 | 0 | 0 | 0 | 0 | 0
PS | 0 | 0 | 0 | 0 | 0 | 0
PV | 0 | 0 | 0 | 0 | 0 | 0
PeakG | 0 | 0 | 0 | 0 | 0 | 0
PeakO | 0 | 0 | 0 | 0 | 0 | 0
ST | 0 | 0 | 0 | 0 | 0 | 0
STOG | 0 | 0 | 0 | 0 | 0 | 0
STWD | 0 | 0 | 0 | 0 | 0 | 0
WT | 0 | 0 | 0 | 0 | 0 | 0
IGCC | 0 | 0 | 0 | 0 | 0 | 0
DemandResponse | 0 | 0 | 0 | 0 | 0 | 0
IGCC-CCS | 0 | 0 | 0 | 0 | 0 | 0
WT_off | 0 | 0 | 0 | 0 | 0 | 0
PseudoUnit | 0 | 0 | 0 | 0 | 0 | 0
FixedInterchange | 0 | 0 | 0 | 0 | 0 | 0
Emission Cost by Reporting Type: ALB
ReportingType | 2015 | 2020 | 2025 | 2030 | 2035 | 2040
BM | 0 | 0 | 0 | 0 | 0 | 0
CC | 0 | 0 | 0 | 0 | 0 | 0
CSP | 0 | 0 | 0 | 0 | 0 | 0
CT | 0 | 0 | 0 | 0 | 0 | 0
Coal | 0 | 0 | 0 | 0 | 0 | 0
Geo | 0 | 0 | 0 | 0 | 0 | 0
H | 0 | 0 | 0 | 0 | 0 | 0
LFG | 0 | 0 | 0 | 0 | 0 | 0
Nuc | 0 | 0 | 0 | 0 | 0 | 0
PS | 0 | 0 | 0 | 0 | 0 | 0
PV | 0 | 0 | 0 | 0 | 0 | 0
PeakG | 0 | 0 | 0 | 0 | 0 | 0
PeakO | 0 | 0 | 0 | 0 | 0 | 0
ST | 0 | 0 | 0 | 0 | 0 | 0
STOG | 0 | 0 | 0 | 0 | 0 | 0
STWD | 0 | 0 | 0 | 0 | 0 | 0
WT | 0 | 0 | 0 | 0 | 0 | 0
IGCC | 0 | 0 | 0 | 0 | 0 | 0
DemandResponse | 0 | 0 | 0 | 0 | 0 | 0
IGCC-CCS | 0 | 0 | 0 | 0 | 0 | 0
WT_off | 0 | 0 | 0 | 0 | 0 | 0
PseudoUnit | 0 | 0 | 0 | 0 | 0 | 0
FixedInterchange | 0 | 0 | 0 | 0 | 0 | 0
Emission Cost by Reporting Type: BC
ReportingType | 2015 | 2020 | 2025 | 2030 | 2035 | 2040
BM | 0 | 0 | 0 | 0 | 0 | 0
CC | 0 | 0 | 0 | 0 | 0 | 0
CSP | 0 | 0 | 0 | 0 | 0 | 0
CT | 0 | 0 | 0 | 0 | 0 | 0
Coal | 0 | 0 | 0 | 0 | 0 | 0
Geo | 0 | 0 | 0 | 0 | 0 | 0
H | 0 | 0 | 0 | 0 | 0 | 0
LFG | 0 | 0 | 0 | 0 | 0 | 0
Nuc | 0 | 0 | 0 | 0 | 0 | 0
PS | 0 | 0 | 0 | 0 | 0 | 0
PV | 0 | 0 | 0 | 0 | 0 | 0
PeakG | 0 | 0 | 0 | 0 | 0 | 0
PeakO | 0 | 0 | 0 | 0 | 0 | 0
ST | 0 | 0 | 0 | 0 | 0 | 0
STOG | 0 | 0 | 0 | 0 | 0 | 0
STWD | 0 | 0 | 0 | 0 | 0 | 0
WT | 0 | 0 | 0 | 0 | 0 | 0
IGCC | 0 | 0 | 0 | 0 | 0 | 0
DemandResponse | 0 | 0 | 0 | 0 | 0 | 0
IGCC-CCS | 0 | 0 | 0 | 0 | 0 | 0
WT_off | 0 | 0 | 0 | 0 | 0 | 0
PseudoUnit | 0 | 0 | 0 | 0 | 0 | 0
FixedInterchange | 0 | 0 | 0 | 0 | 0 | 0
Emission Cost by Reporting Type: HQ_IESO
ReportingType | 2015 | 2020 | 2025 | 2030 | 2035 | 2040
BM | 0 | 0 | 0 | 0 | 0 | 0
CC | 0 | 0 | 0 | 0 | 0 | 0
CSP | 0 | 0 | 0 | 0 | 0 | 0
CT | 0 | 0 | 0 | 0 | 0 | 0
Coal | 0 | 0 | 0 | 0 | 0 | 0
Geo | 0 | 0 | 0 | 0 | 0 | 0
H | 0 | 0 | 0 | 0 | 0 | 0
LFG | 0 | 0 | 0 | 0 | 0 | 0
Nuc | 0 | 0 | 0 | 0 | 0 | 0
PS | 0 | 0 | 0 | 0 | 0 | 0
PV | 0 | 0 | 0 | 0 | 0 | 0
PeakG | 0 | 0 | 0 | 0 | 0 | 0
PeakO | 0 | 0 | 0 | 0 | 0 | 0
ST | 0 | 0 | 0 | 0 | 0 | 0
STOG | 0 | 0 | 0 | 0 | 0 | 0
STWD | 0 | 0 | 0 | 0 | 0 | 0
WT | 0 | 0 | 0 | 0 | 0 | 0
IGCC | 0 | 0 | 0 | 0 | 0 | 0
DemandResponse | 0 | 0 | 0 | 0 | 0 | 0
IGCC-CCS | 0 | 0 | 0 | 0 | 0 | 0
WT_off | 0 | 0 | 0 | 0 | 0 | 0
PseudoUnit | 0 | 0 | 0 | 0 | 0 | 0
FixedInterchange | 0 | 0 | 0 | 0 | 0 | 0
Emission Cost by Reporting Type: HQ_NEISO
ReportingType | 2015 | 2020 | 2025 | 2030 | 2035 | 2040
BM | 0 | 0 | 0 | 0 | 0 | 0
CC | 0 | 0 | 0 | 0 | 0 | 0
CSP | 0 | 0 | 0 | 0 | 0 | 0
CT | 0 | 0 | 0 | 0 | 0 | 0
Coal | 0 | 0 | 0 | 0 | 0 | 0
Geo | 0 | 0 | 0 | 0 | 0 | 0
H | 0 | 0 | 0 | 0 | 0 | 0
LFG | 0 | 0 | 0 | 0 | 0 | 0
Nuc | 0 | 0 | 0 | 0 | 0 | 0
PS | 0 | 0 | 0 | 0 | 0 | 0
PV | 0 | 0 | 0 | 0 | 0 | 0
PeakG | 0 | 0 | 0 | 0 | 0 | 0
PeakO | 0 | 0 | 0 | 0 | 0 | 0
ST | 0 | 0 | 0 | 0 | 0 | 0
STOG | 0 | 0 | 0 | 0 | 0 | 0
STWD | 0 | 0 | 0 | 0 | 0 | 0
WT | 0 | 0 | 0 | 0 | 0 | 0
IGCC | 0 | 0 | 0 | 0 | 0 | 0
DemandResponse | 0 | 0 | 0 | 0 | 0 | 0
IGCC-CCS | 0 | 0 | 0 | 0 | 0 | 0
WT_off | 0 | 0 | 0 | 0 | 0 | 0
PseudoUnit | 0 | 0 | 0 | 0 | 0 | 0
FixedInterchange | 0 | 0 | 0 | 0 | 0 | 0
Emission Cost by Reporting Type: HQ_NY
ReportingType | 2015 | 2020 | 2025 | 2030 | 2035 | 2040
BM | 0 | 0 | 0 | 0 | 0 | 0
CC | 0 | 0 | 0 | 0 | 0 | 0
CSP | 0 | 0 | 0 | 0 | 0 | 0
CT | 0 | 0 | 0 | 0 | 0 | 0
Coal | 0 | 0 | 0 | 0 | 0 | 0
Geo | 0 | 0 | 0 | 0 | 0 | 0
H | 0 | 0 | 0 | 0 | 0 | 0
LFG | 0 | 0 | 0 | 0 | 0 | 0
Nuc | 0 | 0 | 0 | 0 | 0 | 0
PS | 0 | 0 | 0 | 0 | 0 | 0
PV | 0 | 0 | 0 | 0 | 0 | 0
PeakG | 0 | 0 | 0 | 0 | 0 | 0
PeakO | 0 | 0 | 0 | 0 | 0 | 0
ST | 0 | 0 | 0 | 0 | 0 | 0
STOG | 0 | 0 | 0 | 0 | 0 | 0
STWD | 0 | 0 | 0 | 0 | 0 | 0
WT | 0 | 0 | 0 | 0 | 0 | 0
IGCC | 0 | 0 | 0 | 0 | 0 | 0
DemandResponse | 0 | 0 | 0 | 0 | 0 | 0
IGCC-CCS | 0 | 0 | 0 | 0 | 0 | 0
WT_off | 0 | 0 | 0 | 0 | 0 | 0
PseudoUnit | 0 | 0 | 0 | 0 | 0 | 0
FixedInterchange | 0 | 0 | 0 | 0 | 0 | 0
Emission Cost by Reporting Type: MARITIMES
ReportingType | 2015 | 2020 | 2025 | 2030 | 2035 | 2040
BM | 0 | 0 | 0 | 0 | 0 | 0
CC | 0 | 0 | 0 | 0 | 0 | 0
CSP | 0 | 0 | 0 | 0 | 0 | 0
CT | 0 | 0 | 0 | 0 | 0 | 0
Coal | 0 | 0 | 0 | 0 | 0 | 0
Geo | 0 | 0 | 0 | 0 | 0 | 0
H | 0 | 0 | 0 | 0 | 0 | 0
LFG | 0 | 0 | 0 | 0 | 0 | 0
Nuc | 0 | 0 | 0 | 0 | 0 | 0
PS | 0 | 0 | 0 | 0 | 0 | 0
PV | 0 | 0 | 0 | 0 | 0 | 0
PeakG | 0 | 0 | 0 | 0 | 0 | 0
PeakO | 0 | 0 | 0 | 0 | 0 | 0
ST | 0 | 0 | 0 | 0 | 0 | 0
STOG | 0 | 0 | 0 | 0 | 0 | 0
STWD | 0 | 0 | 0 | 0 | 0 | 0
WT | 0 | 0 | 0 | 0 | 0 | 0
IGCC | 0 | 0 | 0 | 0 | 0 | 0
DemandResponse | 0 | 0 | 0 | 0 | 0 | 0
IGCC-CCS | 0 | 0 | 0 | 0 | 0 | 0
WT_off | 0 | 0 | 0 | 0 | 0 | 0
PseudoUnit | 0 | 0 | 0 | 0 | 0 | 0
FixedInterchange | 0 | 0 | 0 | 0 | 0 | 0
Emission Cost by Reporting Type: All
ReportingType | 2015 | 2020 | 2025 | 2030 | 2035 | 2040
BM | 0 | 0 | 0 | 0 | 0 | 0
CC | 0 | 0 | 0 | 0 | 0 | 0
CSP | 0 | 0 | 0 | 0 | 0 | 0
CT | 0 | 0 | 0 | 0 | 0 | 0
Coal | 643.22 | 0 | 0 | 0 | 0 | 0
Geo | 0 | 0 | 0 | 0 | 0 | 0
H | 0 | 0 | 0 | 0 | 0 | 0
LFG | 0 | 0 | 0 | 0 | 0 | 0
Nuc | 0 | 0 | 0 | 0 | 0 | 0
PS | 0 | 0 | 0 | 0 | 0 | 0
PV | 0 | 0 | 0 | 0 | 0 | 0
PeakG | 0 | 0 | 0 | 0 | 0 | 0
PeakO | 0 | 0 | 0 | 0 | 0 | 0
ST | 0 | 0 | 0 | 0 | 0 | 0
STOG | 0 | 0 | 0 | 0 | 0 | 0
STWD | 0 | 0 | 0 | 0 | 0 | 0
WT | 0 | 0 | 0 | 0 | 0 | 0
IGCC | 0.28 | 0 | 0 | 0 | 0 | 0
DemandResponse | 0 | 0 | 0 | 0 | 0 | 0
IGCC-CCS | 0 | 0 | 0 | 0 | 0 | 0
WT_off | 0 | 0 | 0 | 0 | 0 | 0
PseudoUnit | 0 | 0 | 0 | 0 | 0 | 0
FixedInterchange | 0 | 0 | 0 | 0 | 0 | 0
Emission Cost by Reporting Type: EI_US
ReportingType | 2015 | 2020 | 2025 | 2030 | 2035 | 2040
BM | 0 | 0 | 0 | 0 | 0 | 0
CC | 0 | 0 | 0 | 0 | 0 | 0
CSP | 0 | 0 | 0 | 0 | 0 | 0
CT | 0 | 0 | 0 | 0 | 0 | 0
Coal | 605.69 | 0 | 0 | 0 | 0 | 0
Geo | 0 | 0 | 0 | 0 | 0 | 0
H | 0 | 0 | 0 | 0 | 0 | 0
LFG | 0 | 0 | 0 | 0 | 0 | 0
Nuc | 0 | 0 | 0 | 0 | 0 | 0
PS | 0 | 0 | 0 | 0 | 0 | 0
PV | 0 | 0 | 0 | 0 | 0 | 0
PeakG | 0 | 0 | 0 | 0 | 0 | 0
PeakO | 0 | 0 | 0 | 0 | 0 | 0
ST | 0 | 0 | 0 | 0 | 0 | 0
STOG | 0 | 0 | 0 | 0 | 0 | 0
STWD | 0 | 0 | 0 | 0 | 0 | 0
WT | 0 | 0 | 0 | 0 | 0 | 0
IGCC | 0.28 | 0 | 0 | 0 | 0 | 0
DemandResponse | 0 | 0 | 0 | 0 | 0 | 0
IGCC-CCS | 0 | 0 | 0 | 0 | 0 | 0
WT_off | 0 | 0 | 0 | 0 | 0 | 0
PseudoUnit | 0 | 0 | 0 | 0 | 0 | 0
FixedInterchange | 0 | 0 | 0 | 0 | 0 | 0
Emission Cost by Reporting Type: EI_Canada
ReportingType | 2015 | 2020 | 2025 | 2030 | 2035 | 2040
BM | 0 | 0 | 0 | 0 | 0 | 0
CC | 0 | 0 | 0 | 0 | 0 | 0
CSP | 0 | 0 | 0 | 0 | 0 | 0
CT | 0 | 0 | 0 | 0 | 0 | 0
Coal | 0 | 0 | 0 | 0 | 0 | 0
Geo | 0 | 0 | 0 | 0 | 0 | 0
H | 0 | 0 | 0 | 0 | 0 | 0
LFG | 0 | 0 | 0 | 0 | 0 | 0
Nuc | 0 | 0 | 0 | 0 | 0 | 0
PS | 0 | 0 | 0 | 0 | 0 | 0
PV | 0 | 0 | 0 | 0 | 0 | 0
PeakG | 0 | 0 | 0 | 0 | 0 | 0
PeakO | 0 | 0 | 0 | 0 | 0 | 0
ST | 0 | 0 | 0 | 0 | 0 | 0
STOG | 0 | 0 | 0 | 0 | 0 | 0
STWD | 0 | 0 | 0 | 0 | 0 | 0
WT | 0 | 0 | 0 | 0 | 0 | 0
IGCC | 0 | 0 | 0 | 0 | 0 | 0
DemandResponse | 0 | 0 | 0 | 0 | 0 | 0
IGCC-CCS | 0 | 0 | 0 | 0 | 0 | 0
WT_off | 0 | 0 | 0 | 0 | 0 | 0
PseudoUnit | 0 | 0 | 0 | 0 | 0 | 0
FixedInterchange | 0 | 0 | 0 | 0 | 0 | 0
Emission Cost by Reporting Type: EI
ReportingType | 2015 | 2020 | 2025 | 2030 | 2035 | 2040
BM | 0 | 0 | 0 | 0 | 0 | 0
CC | 0 | 0 | 0 | 0 | 0 | 0
CSP | 0 | 0 | 0 | 0 | 0 | 0
CT | 0 | 0 | 0 | 0 | 0 | 0
Coal | 605.69 | 0 | 0 | 0 | 0 | 0
Geo | 0 | 0 | 0 | 0 | 0 | 0
H | 0 | 0 | 0 | 0 | 0 | 0
LFG | 0 | 0 | 0 | 0 | 0 | 0
Nuc | 0 | 0 | 0 | 0 | 0 | 0
PS | 0 | 0 | 0 | 0 | 0 | 0
PV | 0 | 0 | 0 | 0 | 0 | 0
PeakG | 0 | 0 | 0 | 0 | 0 | 0
PeakO | 0 | 0 | 0 | 0 | 0 | 0
ST | 0 | 0 | 0 | 0 | 0 | 0
STOG | 0 | 0 | 0 | 0 | 0 | 0
STWD | 0 | 0 | 0 | 0 | 0 | 0
WT | 0 | 0 | 0 | 0 | 0 | 0
IGCC | 0.28 | 0 | 0 | 0 | 0 | 0
DemandResponse | 0 | 0 | 0 | 0 | 0 | 0
IGCC-CCS | 0 | 0 | 0 | 0 | 0 | 0
WT_off | 0 | 0 | 0 | 0 | 0 | 0
PseudoUnit | 0 | 0 | 0 | 0 | 0 | 0
FixedInterchange | 0 | 0 | 0 | 0 | 0 | 0
Emission Cost by Reporting Type: Outside_EI
ReportingType | 2015 | 2020 | 2025 | 2030 | 2035 | 2040
BM | 0 | 0 | 0 | 0 | 0 | 0
CC | 0 | 0 | 0 | 0 | 0 | 0
CSP | 0 | 0 | 0 | 0 | 0 | 0
CT | 0 | 0 | 0 | 0 | 0 | 0
Coal | 37.53 | 0 | 0 | 0 | 0 | 0
Geo | 0 | 0 | 0 | 0 | 0 | 0
H | 0 | 0 | 0 | 0 | 0 | 0
LFG | 0 | 0 | 0 | 0 | 0 | 0
Nuc | 0 | 0 | 0 | 0 | 0 | 0
PS | 0 | 0 | 0 | 0 | 0 | 0
PV | 0 | 0 | 0 | 0 | 0 | 0
PeakG | 0 | 0 | 0 | 0 | 0 | 0
PeakO | 0 | 0 | 0 | 0 | 0 | 0
ST | 0 | 0 | 0 | 0 | 0 | 0
STOG | 0 | 0 | 0 | 0 | 0 | 0
STWD | 0 | 0 | 0 | 0 | 0 | 0
WT | 0 | 0 | 0 | 0 | 0 | 0
IGCC | 0 | 0 | 0 | 0 | 0 | 0
DemandResponse | 0 | 0 | 0 | 0 | 0 | 0
IGCC-CCS | 0 | 0 | 0 | 0 | 0 | 0
WT_off | 0 | 0 | 0 | 0 | 0 | 0
PseudoUnit | 0 | 0 | 0 | 0 | 0 | 0
FixedInterchange | 0 | 0 | 0 | 0 | 0 | 0
==== Emission Program: CAIRNoxSeasonal : (NOx) ====
Emission Cost by Reporting Type: Entergy
ReportingType | 2015 | 2020 | 2025 | 2030 | 2035 | 2040
BM | 0 | 0 | 0 | 0 | 0 | 0
CC | 0 | 0 | 0 | 0 | 0 | 0
CSP | 0 | 0 | 0 | 0 | 0 | 0
CT | 0 | 0 | 0 | 0 | 0 | 0
Coal | 0 | 0 | 0 | 0 | 0 | 0
Geo | 0 | 0 | 0 | 0 | 0 | 0
H | 0 | 0 | 0 | 0 | 0 | 0
LFG | 0 | 0 | 0 | 0 | 0 | 0
Nuc | 0 | 0 | 0 | 0 | 0 | 0
PS | 0 | 0 | 0 | 0 | 0 | 0
PV | 0 | 0 | 0 | 0 | 0 | 0
PeakG | 0 | 0 | 0 | 0 | 0 | 0
PeakO | 0 | 0 | 0 | 0 | 0 | 0
ST | 0 | 0 | 0 | 0 | 0 | 0
STOG | 0 | 0 | 0 | 0 | 0 | 0
STWD | 0 | 0 | 0 | 0 | 0 | 0
WT | 0 | 0 | 0 | 0 | 0 | 0
IGCC | 0 | 0 | 0 | 0 | 0 | 0
DemandResponse | 0 | 0 | 0 | 0 | 0 | 0
IGCC-CCS | 0 | 0 | 0 | 0 | 0 | 0
WT_off | 0 | 0 | 0 | 0 | 0 | 0
PseudoUnit | 0 | 0 | 0 | 0 | 0 | 0
FixedInterchange | 0 | 0 | 0 | 0 | 0 | 0
Emission Cost by Reporting Type: FRCC
ReportingType | 2015 | 2020 | 2025 | 2030 | 2035 | 2040
BM | 0 | 0 | 0 | 0 | 0 | 0
CC | 0 | 0 | 0 | 0 | 0 | 0
CSP | 0 | 0 | 0 | 0 | 0 | 0
CT | 0 | 0 | 0 | 0 | 0 | 0
Coal | 0 | 0 | 0 | 0 | 0 | 0
Geo | 0 | 0 | 0 | 0 | 0 | 0
H | 0 | 0 | 0 | 0 | 0 | 0
LFG | 0 | 0 | 0 | 0 | 0 | 0
Nuc | 0 | 0 | 0 | 0 | 0 | 0
PS | 0 | 0 | 0 | 0 | 0 | 0
PV | 0 | 0 | 0 | 0 | 0 | 0
PeakG | 0 | 0 | 0 | 0 | 0 | 0
PeakO | 0 | 0 | 0 | 0 | 0 | 0
ST | 0 | 0 | 0 | 0 | 0 | 0
STOG | 0 | 0 | 0 | 0 | 0 | 0
STWD | 0 | 0 | 0 | 0 | 0 | 0
WT | 0 | 0 | 0 | 0 | 0 | 0
IGCC | 0 | 0 | 0 | 0 | 0 | 0
DemandResponse | 0 | 0 | 0 | 0 | 0 | 0
IGCC-CCS | 0 | 0 | 0 | 0 | 0 | 0
WT_off | 0 | 0 | 0 | 0 | 0 | 0
PseudoUnit | 0 | 0 | 0 | 0 | 0 | 0
FixedInterchange | 0 | 0 | 0 | 0 | 0 | 0
Emission Cost by Reporting Type: MAPP_US
ReportingType | 2015 | 2020 | 2025 | 2030 | 2035 | 2040
BM | 0 | 0 | 0 | 0 | 0 | 0
CC | 0 | 0 | 0 | 0 | 0 | 0
CSP | 0 | 0 | 0 | 0 | 0 | 0
CT | 0 | 0 | 0 | 0 | 0 | 0
Coal | 0 | 0 | 0 | 0 | 0 | 0
Geo | 0 | 0 | 0 | 0 | 0 | 0
H | 0 | 0 | 0 | 0 | 0 | 0
LFG | 0 | 0 | 0 | 0 | 0 | 0
Nuc | 0 | 0 | 0 | 0 | 0 | 0
PS | 0 | 0 | 0 | 0 | 0 | 0
PV | 0 | 0 | 0 | 0 | 0 | 0
PeakG | 0 | 0 | 0 | 0 | 0 | 0
PeakO | 0 | 0 | 0 | 0 | 0 | 0
ST | 0 | 0 | 0 | 0 | 0 | 0
STOG | 0 | 0 | 0 | 0 | 0 | 0
STWD | 0 | 0 | 0 | 0 | 0 | 0
WT | 0 | 0 | 0 | 0 | 0 | 0
IGCC | 0 | 0 | 0 | 0 | 0 | 0
DemandResponse | 0 | 0 | 0 | 0 | 0 | 0
IGCC-CCS | 0 | 0 | 0 | 0 | 0 | 0
WT_off | 0 | 0 | 0 | 0 | 0 | 0
PseudoUnit | 0 | 0 | 0 | 0 | 0 | 0
FixedInterchange | 0 | 0 | 0 | 0 | 0 | 0
Emission Cost by Reporting Type: MISO_IN
ReportingType | 2015 | 2020 | 2025 | 2030 | 2035 | 2040
BM | 0 | 0 | 0 | 0 | 0 | 0
CC | 0 | 0 | 0 | 0 | 0 | 0
CSP | 0 | 0 | 0 | 0 | 0 | 0
CT | 0 | 0 | 0 | 0 | 0 | 0
Coal | 0 | 0 | 0 | 0 | 0 | 0
Geo | 0 | 0 | 0 | 0 | 0 | 0
H | 0 | 0 | 0 | 0 | 0 | 0
LFG | 0 | 0 | 0 | 0 | 0 | 0
Nuc | 0 | 0 | 0 | 0 | 0 | 0
PS | 0 | 0 | 0 | 0 | 0 | 0
PV | 0 | 0 | 0 | 0 | 0 | 0
PeakG | 0 | 0 | 0 | 0 | 0 | 0
PeakO | 0 | 0 | 0 | 0 | 0 | 0
ST | 0 | 0 | 0 | 0 | 0 | 0
STOG | 0 | 0 | 0 | 0 | 0 | 0
STWD | 0 | 0 | 0 | 0 | 0 | 0
WT | 0 | 0 | 0 | 0 | 0 | 0
IGCC | 0 | 0 | 0 | 0 | 0 | 0
DemandResponse | 0 | 0 | 0 | 0 | 0 | 0
IGCC-CCS | 0 | 0 | 0 | 0 | 0 | 0
WT_off | 0 | 0 | 0 | 0 | 0 | 0
PseudoUnit | 0 | 0 | 0 | 0 | 0 | 0
FixedInterchange | 0 | 0 | 0 | 0 | 0 | 0
Emission Cost by Reporting Type: MISO_MI
ReportingType | 2015 | 2020 | 2025 | 2030 | 2035 | 2040
BM | 0 | 0 | 0 | 0 | 0 | 0
CC | 0 | 0 | 0 | 0 | 0 | 0
CSP | 0 | 0 | 0 | 0 | 0 | 0
CT | 0 | 0 | 0 | 0 | 0 | 0
Coal | 0 | 0 | 0 | 0 | 0 | 0
Geo | 0 | 0 | 0 | 0 | 0 | 0
H | 0 | 0 | 0 | 0 | 0 | 0
LFG | 0 | 0 | 0 | 0 | 0 | 0
Nuc | 0 | 0 | 0 | 0 | 0 | 0
PS | 0 | 0 | 0 | 0 | 0 | 0
PV | 0 | 0 | 0 | 0 | 0 | 0
PeakG | 0 | 0 | 0 | 0 | 0 | 0
PeakO | 0 | 0 | 0 | 0 | 0 | 0
ST | 0 | 0 | 0 | 0 | 0 | 0
STOG | 0 | 0 | 0 | 0 | 0 | 0
STWD | 0 | 0 | 0 | 0 | 0 | 0
WT | 0 | 0 | 0 | 0 | 0 | 0
IGCC | 0 | 0 | 0 | 0 | 0 | 0
DemandResponse | 0 | 0 | 0 | 0 | 0 | 0
IGCC-CCS | 0 | 0 | 0 | 0 | 0 | 0
WT_off | 0 | 0 | 0 | 0 | 0 | 0
PseudoUnit | 0 | 0 | 0 | 0 | 0 | 0
FixedInterchange | 0 | 0 | 0 | 0 | 0 | 0
Emission Cost by Reporting Type: MISO_MO-IL
ReportingType | 2015 | 2020 | 2025 | 2030 | 2035 | 2040
BM | 0 | 0 | 0 | 0 | 0 | 0
CC | 0 | 0 | 0 | 0 | 0 | 0
CSP | 0 | 0 | 0 | 0 | 0 | 0
CT | 0 | 0 | 0 | 0 | 0 | 0
Coal | 0 | 0 | 0 | 0 | 0 | 0
Geo | 0 | 0 | 0 | 0 | 0 | 0
H | 0 | 0 | 0 | 0 | 0 | 0
LFG | 0 | 0 | 0 | 0 | 0 | 0
Nuc | 0 | 0 | 0 | 0 | 0 | 0
PS | 0 | 0 | 0 | 0 | 0 | 0
PV | 0 | 0 | 0 | 0 | 0 | 0
PeakG | 0 | 0 | 0 | 0 | 0 | 0
PeakO | 0 | 0 | 0 | 0 | 0 | 0
ST | 0 | 0 | 0 | 0 | 0 | 0
STOG | 0 | 0 | 0 | 0 | 0 | 0
STWD | 0 | 0 | 0 | 0 | 0 | 0
WT | 0 | 0 | 0 | 0 | 0 | 0
IGCC | 0 | 0 | 0 | 0 | 0 | 0
DemandResponse | 0 | 0 | 0 | 0 | 0 | 0
IGCC-CCS | 0 | 0 | 0 | 0 | 0 | 0
WT_off | 0 | 0 | 0 | 0 | 0 | 0
PseudoUnit | 0 | 0 | 0 | 0 | 0 | 0
FixedInterchange | 0 | 0 | 0 | 0 | 0 | 0
Emission Cost by Reporting Type: MISO_W
ReportingType | 2015 | 2020 | 2025 | 2030 | 2035 | 2040
BM | 0 | 0 | 0 | 0 | 0 | 0
CC | 0 | 0 | 0 | 0 | 0 | 0
CSP | 0 | 0 | 0 | 0 | 0 | 0
CT | 0 | 0 | 0 | 0 | 0 | 0
Coal | 0 | 0 | 0 | 0 | 0 | 0
Geo | 0 | 0 | 0 | 0 | 0 | 0
H | 0 | 0 | 0 | 0 | 0 | 0
LFG | 0 | 0 | 0 | 0 | 0 | 0
Nuc | 0 | 0 | 0 | 0 | 0 | 0
PS | 0 | 0 | 0 | 0 | 0 | 0
PV | 0 | 0 | 0 | 0 | 0 | 0
PeakG | 0 | 0 | 0 | 0 | 0 | 0
PeakO | 0 | 0 | 0 | 0 | 0 | 0
ST | 0 | 0 | 0 | 0 | 0 | 0
STOG | 0 | 0 | 0 | 0 | 0 | 0
STWD | 0 | 0 | 0 | 0 | 0 | 0
WT | 0 | 0 | 0 | 0 | 0 | 0
IGCC | 0 | 0 | 0 | 0 | 0 | 0
DemandResponse | 0 | 0 | 0 | 0 | 0 | 0
IGCC-CCS | 0 | 0 | 0 | 0 | 0 | 0
WT_off | 0 | 0 | 0 | 0 | 0 | 0
PseudoUnit | 0 | 0 | 0 | 0 | 0 | 0
FixedInterchange | 0 | 0 | 0 | 0 | 0 | 0
Emission Cost by Reporting Type: MISO_WUMS
ReportingType | 2015 | 2020 | 2025 | 2030 | 2035 | 2040
BM | 0 | 0 | 0 | 0 | 0 | 0
CC | 0 | 0 | 0 | 0 | 0 | 0
CSP | 0 | 0 | 0 | 0 | 0 | 0
CT | 0 | 0 | 0 | 0 | 0 | 0
Coal | 0 | 0 | 0 | 0 | 0 | 0
Geo | 0 | 0 | 0 | 0 | 0 | 0
H | 0 | 0 | 0 | 0 | 0 | 0
LFG | 0 | 0 | 0 | 0 | 0 | 0
Nuc | 0 | 0 | 0 | 0 | 0 | 0
PS | 0 | 0 | 0 | 0 | 0 | 0
PV | 0 | 0 | 0 | 0 | 0 | 0
PeakG | 0 | 0 | 0 | 0 | 0 | 0
PeakO | 0 | 0 | 0 | 0 | 0 | 0
ST | 0 | 0 | 0 | 0 | 0 | 0
STOG | 0 | 0 | 0 | 0 | 0 | 0
STWD | 0 | 0 | 0 | 0 | 0 | 0
WT | 0 | 0 | 0 | 0 | 0 | 0
IGCC | 0 | 0 | 0 | 0 | 0 | 0
DemandResponse | 0 | 0 | 0 | 0 | 0 | 0
IGCC-CCS | 0 | 0 | 0 | 0 | 0 | 0
WT_off | 0 | 0 | 0 | 0 | 0 | 0
PseudoUnit | 0 | 0 | 0 | 0 | 0 | 0
FixedInterchange | 0 | 0 | 0 | 0 | 0 | 0
Emission Cost by Reporting Type: Nebraska
ReportingType | 2015 | 2020 | 2025 | 2030 | 2035 | 2040
BM | 0 | 0 | 0 | 0 | 0 | 0
CC | 0 | 0 | 0 | 0 | 0 | 0
CSP | 0 | 0 | 0 | 0 | 0 | 0
CT | 0 | 0 | 0 | 0 | 0 | 0
Coal | 0 | 0 | 0 | 0 | 0 | 0
Geo | 0 | 0 | 0 | 0 | 0 | 0
H | 0 | 0 | 0 | 0 | 0 | 0
LFG | 0 | 0 | 0 | 0 | 0 | 0
Nuc | 0 | 0 | 0 | 0 | 0 | 0
PS | 0 | 0 | 0 | 0 | 0 | 0
PV | 0 | 0 | 0 | 0 | 0 | 0
PeakG | 0 | 0 | 0 | 0 | 0 | 0
PeakO | 0 | 0 | 0 | 0 | 0 | 0
ST | 0 | 0 | 0 | 0 | 0 | 0
STOG | 0 | 0 | 0 | 0 | 0 | 0
STWD | 0 | 0 | 0 | 0 | 0 | 0
WT | 0 | 0 | 0 | 0 | 0 | 0
IGCC | 0 | 0 | 0 | 0 | 0 | 0
DemandResponse | 0 | 0 | 0 | 0 | 0 | 0
IGCC-CCS | 0 | 0 | 0 | 0 | 0 | 0
WT_off | 0 | 0 | 0 | 0 | 0 | 0
PseudoUnit | 0 | 0 | 0 | 0 | 0 | 0
FixedInterchange | 0 | 0 | 0 | 0 | 0 | 0
Emission Cost by Reporting Type: NEISO
ReportingType | 2015 | 2020 | 2025 | 2030 | 2035 | 2040
BM | 0 | 0 | 0 | 0 | 0 | 0
CC | 0 | 0 | 0 | 0 | 0 | 0
CSP | 0 | 0 | 0 | 0 | 0 | 0
CT | 0 | 0 | 0 | 0 | 0 | 0
Coal | 0 | 0 | 0 | 0 | 0 | 0
Geo | 0 | 0 | 0 | 0 | 0 | 0
H | 0 | 0 | 0 | 0 | 0 | 0
LFG | 0 | 0 | 0 | 0 | 0 | 0
Nuc | 0 | 0 | 0 | 0 | 0 | 0
PS | 0 | 0 | 0 | 0 | 0 | 0
PV | 0 | 0 | 0 | 0 | 0 | 0
PeakG | 0 | 0 | 0 | 0 | 0 | 0
PeakO | 0 | 0 | 0 | 0 | 0 | 0
ST | 0 | 0 | 0 | 0 | 0 | 0
STOG | 0 | 0 | 0 | 0 | 0 | 0
STWD | 0 | 0 | 0 | 0 | 0 | 0
WT | 0 | 0 | 0 | 0 | 0 | 0
IGCC | 0 | 0 | 0 | 0 | 0 | 0
DemandResponse | 0 | 0 | 0 | 0 | 0 | 0
IGCC-CCS | 0 | 0 | 0 | 0 | 0 | 0
WT_off | 0 | 0 | 0 | 0 | 0 | 0
PseudoUnit | 0 | 0 | 0 | 0 | 0 | 0
FixedInterchange | 0 | 0 | 0 | 0 | 0 | 0
Emission Cost by Reporting Type: NonRTO_Midwest
ReportingType | 2015 | 2020 | 2025 | 2030 | 2035 | 2040
BM | 0 | 0 | 0 | 0 | 0 | 0
CC | 0 | 0 | 0 | 0 | 0 | 0
CSP | 0 | 0 | 0 | 0 | 0 | 0
CT | 0 | 0 | 0 | 0 | 0 | 0
Coal | 0 | 0 | 0 | 0 | 0 | 0
Geo | 0 | 0 | 0 | 0 | 0 | 0
H | 0 | 0 | 0 | 0 | 0 | 0
LFG | 0 | 0 | 0 | 0 | 0 | 0
Nuc | 0 | 0 | 0 | 0 | 0 | 0
PS | 0 | 0 | 0 | 0 | 0 | 0
PV | 0 | 0 | 0 | 0 | 0 | 0
PeakG | 0 | 0 | 0 | 0 | 0 | 0
PeakO | 0 | 0 | 0 | 0 | 0 | 0
ST | 0 | 0 | 0 | 0 | 0 | 0
STOG | 0 | 0 | 0 | 0 | 0 | 0
STWD | 0 | 0 | 0 | 0 | 0 | 0
WT | 0 | 0 | 0 | 0 | 0 | 0
IGCC | 0 | 0 | 0 | 0 | 0 | 0
DemandResponse | 0 | 0 | 0 | 0 | 0 | 0
IGCC-CCS | 0 | 0 | 0 | 0 | 0 | 0
WT_off | 0 | 0 | 0 | 0 | 0 | 0
PseudoUnit | 0 | 0 | 0 | 0 | 0 | 0
FixedInterchange | 0 | 0 | 0 | 0 | 0 | 0
Emission Cost by Reporting Type: NYISO_A-F
ReportingType | 2015 | 2020 | 2025 | 2030 | 2035 | 2040
BM | 0 | 0 | 0 | 0 | 0 | 0
CC | 0 | 0 | 0 | 0 | 0 | 0
CSP | 0 | 0 | 0 | 0 | 0 | 0
CT | 0 | 0 | 0 | 0 | 0 | 0
Coal | 0 | 0 | 0 | 0 | 0 | 0
Geo | 0 | 0 | 0 | 0 | 0 | 0
H | 0 | 0 | 0 | 0 | 0 | 0
LFG | 0 | 0 | 0 | 0 | 0 | 0
Nuc | 0 | 0 | 0 | 0 | 0 | 0
PS | 0 | 0 | 0 | 0 | 0 | 0
PV | 0 | 0 | 0 | 0 | 0 | 0
PeakG | 0 | 0 | 0 | 0 | 0 | 0
PeakO | 0 | 0 | 0 | 0 | 0 | 0
ST | 0 | 0 | 0 | 0 | 0 | 0
STOG | 0 | 0 | 0 | 0 | 0 | 0
STWD | 0 | 0 | 0 | 0 | 0 | 0
WT | 0 | 0 | 0 | 0 | 0 | 0
IGCC | 0 | 0 | 0 | 0 | 0 | 0
DemandResponse | 0 | 0 | 0 | 0 | 0 | 0
IGCC-CCS | 0 | 0 | 0 | 0 | 0 | 0
WT_off | 0 | 0 | 0 | 0 | 0 | 0
PseudoUnit | 0 | 0 | 0 | 0 | 0 | 0
FixedInterchange | 0 | 0 | 0 | 0 | 0 | 0
Emission Cost by Reporting Type: NYISO_G-I
ReportingType | 2015 | 2020 | 2025 | 2030 | 2035 | 2040
BM | 0 | 0 | 0 | 0 | 0 | 0
CC | 0 | 0 | 0 | 0 | 0 | 0
CSP | 0 | 0 | 0 | 0 | 0 | 0
CT | 0 | 0 | 0 | 0 | 0 | 0
Coal | 0 | 0 | 0 | 0 | 0 | 0
Geo | 0 | 0 | 0 | 0 | 0 | 0
H | 0 | 0 | 0 | 0 | 0 | 0
LFG | 0 | 0 | 0 | 0 | 0 | 0
Nuc | 0 | 0 | 0 | 0 | 0 | 0
PS | 0 | 0 | 0 | 0 | 0 | 0
PV | 0 | 0 | 0 | 0 | 0 | 0
PeakG | 0 | 0 | 0 | 0 | 0 | 0
PeakO | 0 | 0 | 0 | 0 | 0 | 0
ST | 0 | 0 | 0 | 0 | 0 | 0
STOG | 0 | 0 | 0 | 0 | 0 | 0
STWD | 0 | 0 | 0 | 0 | 0 | 0
WT | 0 | 0 | 0 | 0 | 0 | 0
IGCC | 0 | 0 | 0 | 0 | 0 | 0
DemandResponse | 0 | 0 | 0 | 0 | 0 | 0
IGCC-CCS | 0 | 0 | 0 | 0 | 0 | 0
WT_off | 0 | 0 | 0 | 0 | 0 | 0
PseudoUnit | 0 | 0 | 0 | 0 | 0 | 0
FixedInterchange | 0 | 0 | 0 | 0 | 0 | 0
Emission Cost by Reporting Type: NYISO_J-K
ReportingType | 2015 | 2020 | 2025 | 2030 | 2035 | 2040
BM | 0 | 0 | 0 | 0 | 0 | 0
CC | 0 | 0 | 0 | 0 | 0 | 0
CSP | 0 | 0 | 0 | 0 | 0 | 0
CT | 0 | 0 | 0 | 0 | 0 | 0
Coal | 0 | 0 | 0 | 0 | 0 | 0
Geo | 0 | 0 | 0 | 0 | 0 | 0
H | 0 | 0 | 0 | 0 | 0 | 0
LFG | 0 | 0 | 0 | 0 | 0 | 0
Nuc | 0 | 0 | 0 | 0 | 0 | 0
PS | 0 | 0 | 0 | 0 | 0 | 0
PV | 0 | 0 | 0 | 0 | 0 | 0
PeakG | 0 | 0 | 0 | 0 | 0 | 0
PeakO | 0 | 0 | 0 | 0 | 0 | 0
ST | 0 | 0 | 0 | 0 | 0 | 0
STOG | 0 | 0 | 0 | 0 | 0 | 0
STWD | 0 | 0 | 0 | 0 | 0 | 0
WT | 0 | 0 | 0 | 0 | 0 | 0
IGCC | 0 | 0 | 0 | 0 | 0 | 0
DemandResponse | 0 | 0 | 0 | 0 | 0 | 0
IGCC-CCS | 0 | 0 | 0 | 0 | 0 | 0
WT_off | 0 | 0 | 0 | 0 | 0 | 0
PseudoUnit | 0 | 0 | 0 | 0 | 0 | 0
FixedInterchange | 0 | 0 | 0 | 0 | 0 | 0
Emission Cost by Reporting Type: PJM_E
ReportingType | 2015 | 2020 | 2025 | 2030 | 2035 | 2040
BM | 0 | 0 | 0 | 0 | 0 | 0
CC | 0 | 0 | 0 | 0 | 0 | 0
CSP | 0 | 0 | 0 | 0 | 0 | 0
CT | 0 | 0 | 0 | 0 | 0 | 0
Coal | 0 | 0 | 0 | 0 | 0 | 0
Geo | 0 | 0 | 0 | 0 | 0 | 0
H | 0 | 0 | 0 | 0 | 0 | 0
LFG | 0 | 0 | 0 | 0 | 0 | 0
Nuc | 0 | 0 | 0 | 0 | 0 | 0
PS | 0 | 0 | 0 | 0 | 0 | 0
PV | 0 | 0 | 0 | 0 | 0 | 0
PeakG | 0 | 0 | 0 | 0 | 0 | 0
PeakO | 0 | 0 | 0 | 0 | 0 | 0
ST | 0 | 0 | 0 | 0 | 0 | 0
STOG | 0 | 0 | 0 | 0 | 0 | 0
STWD | 0 | 0 | 0 | 0 | 0 | 0
WT | 0 | 0 | 0 | 0 | 0 | 0
IGCC | 0 | 0 | 0 | 0 | 0 | 0
DemandResponse | 0 | 0 | 0 | 0 | 0 | 0
IGCC-CCS | 0 | 0 | 0 | 0 | 0 | 0
WT_off | 0 | 0 | 0 | 0 | 0 | 0
PseudoUnit | 0 | 0 | 0 | 0 | 0 | 0
FixedInterchange | 0 | 0 | 0 | 0 | 0 | 0
Emission Cost by Reporting Type: PJM_ROM
ReportingType | 2015 | 2020 | 2025 | 2030 | 2035 | 2040
BM | 0 | 0 | 0 | 0 | 0 | 0
CC | 0 | 0 | 0 | 0 | 0 | 0
CSP | 0 | 0 | 0 | 0 | 0 | 0
CT | 0 | 0 | 0 | 0 | 0 | 0
Coal | 0 | 0 | 0 | 0 | 0 | 0
Geo | 0 | 0 | 0 | 0 | 0 | 0
H | 0 | 0 | 0 | 0 | 0 | 0
LFG | 0 | 0 | 0 | 0 | 0 | 0
Nuc | 0 | 0 | 0 | 0 | 0 | 0
PS | 0 | 0 | 0 | 0 | 0 | 0
PV | 0 | 0 | 0 | 0 | 0 | 0
PeakG | 0 | 0 | 0 | 0 | 0 | 0
PeakO | 0 | 0 | 0 | 0 | 0 | 0
ST | 0 | 0 | 0 | 0 | 0 | 0
STOG | 0 | 0 | 0 | 0 | 0 | 0
STWD | 0 | 0 | 0 | 0 | 0 | 0
WT | 0 | 0 | 0 | 0 | 0 | 0
IGCC | 0 | 0 | 0 | 0 | 0 | 0
DemandResponse | 0 | 0 | 0 | 0 | 0 | 0
IGCC-CCS | 0 | 0 | 0 | 0 | 0 | 0
WT_off | 0 | 0 | 0 | 0 | 0 | 0
PseudoUnit | 0 | 0 | 0 | 0 | 0 | 0
FixedInterchange | 0 | 0 | 0 | 0 | 0 | 0
Emission Cost by Reporting Type: PJM_ROR
ReportingType | 2015 | 2020 | 2025 | 2030 | 2035 | 2040
BM | 0 | 0 | 0 | 0 | 0 | 0
CC | 0 | 0 | 0 | 0 | 0 | 0
CSP | 0 | 0 | 0 | 0 | 0 | 0
CT | 0 | 0 | 0 | 0 | 0 | 0
Coal | 0 | 0 | 0 | 0 | 0 | 0
Geo | 0 | 0 | 0 | 0 | 0 | 0
H | 0 | 0 | 0 | 0 | 0 | 0
LFG | 0 | 0 | 0 | 0 | 0 | 0
Nuc | 0 | 0 | 0 | 0 | 0 | 0
PS | 0 | 0 | 0 | 0 | 0 | 0
PV | 0 | 0 | 0 | 0 | 0 | 0
PeakG | 0 | 0 | 0 | 0 | 0 | 0
PeakO | 0 | 0 | 0 | 0 | 0 | 0
ST | 0 | 0 | 0 | 0 | 0 | 0
STOG | 0 | 0 | 0 | 0 | 0 | 0
STWD | 0 | 0 | 0 | 0 | 0 | 0
WT | 0 | 0 | 0 | 0 | 0 | 0
IGCC | 0 | 0 | 0 | 0 | 0 | 0
DemandResponse | 0 | 0 | 0 | 0 | 0 | 0
IGCC-CCS | 0 | 0 | 0 | 0 | 0 | 0
WT_off | 0 | 0 | 0 | 0 | 0 | 0
PseudoUnit | 0 | 0 | 0 | 0 | 0 | 0
FixedInterchange | 0 | 0 | 0 | 0 | 0 | 0
Emission Cost by Reporting Type: SOCO
ReportingType | 2015 | 2020 | 2025 | 2030 | 2035 | 2040
BM | 0 | 0 | 0 | 0 | 0 | 0
CC | 0 | 0 | 0 | 0 | 0 | 0
CSP | 0 | 0 | 0 | 0 | 0 | 0
CT | 0 | 0 | 0 | 0 | 0 | 0
Coal | 0 | 0 | 0 | 0 | 0 | 0
Geo | 0 | 0 | 0 | 0 | 0 | 0
H | 0 | 0 | 0 | 0 | 0 | 0
LFG | 0 | 0 | 0 | 0 | 0 | 0
Nuc | 0 | 0 | 0 | 0 | 0 | 0
PS | 0 | 0 | 0 | 0 | 0 | 0
PV | 0 | 0 | 0 | 0 | 0 | 0
PeakG | 0 | 0 | 0 | 0 | 0 | 0
PeakO | 0 | 0 | 0 | 0 | 0 | 0
ST | 0 | 0 | 0 | 0 | 0 | 0
STOG | 0 | 0 | 0 | 0 | 0 | 0
STWD | 0 | 0 | 0 | 0 | 0 | 0
WT | 0 | 0 | 0 | 0 | 0 | 0
IGCC | 0 | 0 | 0 | 0 | 0 | 0
DemandResponse | 0 | 0 | 0 | 0 | 0 | 0
IGCC-CCS | 0 | 0 | 0 | 0 | 0 | 0
WT_off | 0 | 0 | 0 | 0 | 0 | 0
PseudoUnit | 0 | 0 | 0 | 0 | 0 | 0
FixedInterchange | 0 | 0 | 0 | 0 | 0 | 0
Emission Cost by Reporting Type: SPP_N
ReportingType | 2015 | 2020 | 2025 | 2030 | 2035 | 2040
BM | 0 | 0 | 0 | 0 | 0 | 0
CC | 0 | 0 | 0 | 0 | 0 | 0
CSP | 0 | 0 | 0 | 0 | 0 | 0
CT | 0 | 0 | 0 | 0 | 0 | 0
Coal | 0 | 0 | 0 | 0 | 0 | 0
Geo | 0 | 0 | 0 | 0 | 0 | 0
H | 0 | 0 | 0 | 0 | 0 | 0
LFG | 0 | 0 | 0 | 0 | 0 | 0
Nuc | 0 | 0 | 0 | 0 | 0 | 0
PS | 0 | 0 | 0 | 0 | 0 | 0
PV | 0 | 0 | 0 | 0 | 0 | 0
PeakG | 0 | 0 | 0 | 0 | 0 | 0
PeakO | 0 | 0 | 0 | 0 | 0 | 0
ST | 0 | 0 | 0 | 0 | 0 | 0
STOG | 0 | 0 | 0 | 0 | 0 | 0
STWD | 0 | 0 | 0 | 0 | 0 | 0
WT | 0 | 0 | 0 | 0 | 0 | 0
IGCC | 0 | 0 | 0 | 0 | 0 | 0
DemandResponse | 0 | 0 | 0 | 0 | 0 | 0
IGCC-CCS | 0 | 0 | 0 | 0 | 0 | 0
WT_off | 0 | 0 | 0 | 0 | 0 | 0
PseudoUnit | 0 | 0 | 0 | 0 | 0 | 0
FixedInterchange | 0 | 0 | 0 | 0 | 0 | 0
Emission Cost by Reporting Type: SPP_S
ReportingType | 2015 | 2020 | 2025 | 2030 | 2035 | 2040
BM | 0 | 0 | 0 | 0 | 0 | 0
CC | 0 | 0 | 0 | 0 | 0 | 0
CSP | 0 | 0 | 0 | 0 | 0 | 0
CT | 0 | 0 | 0 | 0 | 0 | 0
Coal | 0 | 0 | 0 | 0 | 0 | 0
Geo | 0 | 0 | 0 | 0 | 0 | 0
H | 0 | 0 | 0 | 0 | 0 | 0
LFG | 0 | 0 | 0 | 0 | 0 | 0
Nuc | 0 | 0 | 0 | 0 | 0 | 0
PS | 0 | 0 | 0 | 0 | 0 | 0
PV | 0 | 0 | 0 | 0 | 0 | 0
PeakG | 0 | 0 | 0 | 0 | 0 | 0
PeakO | 0 | 0 | 0 | 0 | 0 | 0
ST | 0 | 0 | 0 | 0 | 0 | 0
STOG | 0 | 0 | 0 | 0 | 0 | 0
STWD | 0 | 0 | 0 | 0 | 0 | 0
WT | 0 | 0 | 0 | 0 | 0 | 0
IGCC | 0 | 0 | 0 | 0 | 0 | 0
DemandResponse | 0 | 0 | 0 | 0 | 0 | 0
IGCC-CCS | 0 | 0 | 0 | 0 | 0 | 0
WT_off | 0 | 0 | 0 | 0 | 0 | 0
PseudoUnit | 0 | 0 | 0 | 0 | 0 | 0
FixedInterchange | 0 | 0 | 0 | 0 | 0 | 0
Emission Cost by Reporting Type: TVA
ReportingType | 2015 | 2020 | 2025 | 2030 | 2035 | 2040
BM | 0 | 0 | 0 | 0 | 0 | 0
CC | 0 | 0 | 0 | 0 | 0 | 0
CSP | 0 | 0 | 0 | 0 | 0 | 0
CT | 0 | 0 | 0 | 0 | 0 | 0
Coal | 0 | 0 | 0 | 0 | 0 | 0
Geo | 0 | 0 | 0 | 0 | 0 | 0
H | 0 | 0 | 0 | 0 | 0 | 0
LFG | 0 | 0 | 0 | 0 | 0 | 0
Nuc | 0 | 0 | 0 | 0 | 0 | 0
PS | 0 | 0 | 0 | 0 | 0 | 0
PV | 0 | 0 | 0 | 0 | 0 | 0
PeakG | 0 | 0 | 0 | 0 | 0 | 0
PeakO | 0 | 0 | 0 | 0 | 0 | 0
ST | 0 | 0 | 0 | 0 | 0 | 0
STOG | 0 | 0 | 0 | 0 | 0 | 0
STWD | 0 | 0 | 0 | 0 | 0 | 0
WT | 0 | 0 | 0 | 0 | 0 | 0
IGCC | 0 | 0 | 0 | 0 | 0 | 0
DemandResponse | 0 | 0 | 0 | 0 | 0 | 0
IGCC-CCS | 0 | 0 | 0 | 0 | 0 | 0
WT_off | 0 | 0 | 0 | 0 | 0 | 0
PseudoUnit | 0 | 0 | 0 | 0 | 0 | 0
FixedInterchange | 0 | 0 | 0 | 0 | 0 | 0
Emission Cost by Reporting Type: TVA_Transmission
ReportingType | 2015 | 2020 | 2025 | 2030 | 2035 | 2040
BM | 0 | 0 | 0 | 0 | 0 | 0
CC | 0 | 0 | 0 | 0 | 0 | 0
CSP | 0 | 0 | 0 | 0 | 0 | 0
CT | 0 | 0 | 0 | 0 | 0 | 0
Coal | 0 | 0 | 0 | 0 | 0 | 0
Geo | 0 | 0 | 0 | 0 | 0 | 0
H | 0 | 0 | 0 | 0 | 0 | 0
LFG | 0 | 0 | 0 | 0 | 0 | 0
Nuc | 0 | 0 | 0 | 0 | 0 | 0
PS | 0 | 0 | 0 | 0 | 0 | 0
PV | 0 | 0 | 0 | 0 | 0 | 0
PeakG | 0 | 0 | 0 | 0 | 0 | 0
PeakO | 0 | 0 | 0 | 0 | 0 | 0
ST | 0 | 0 | 0 | 0 | 0 | 0
STOG | 0 | 0 | 0 | 0 | 0 | 0
STWD | 0 | 0 | 0 | 0 | 0 | 0
WT | 0 | 0 | 0 | 0 | 0 | 0
IGCC | 0 | 0 | 0 | 0 | 0 | 0
DemandResponse | 0 | 0 | 0 | 0 | 0 | 0
IGCC-CCS | 0 | 0 | 0 | 0 | 0 | 0
WT_off | 0 | 0 | 0 | 0 | 0 | 0
PseudoUnit | 0 | 0 | 0 | 0 | 0 | 0
FixedInterchange | 0 | 0 | 0 | 0 | 0 | 0
Emission Cost by Reporting Type: VACAR
ReportingType | 2015 | 2020 | 2025 | 2030 | 2035 | 2040
BM | 0 | 0 | 0 | 0 | 0 | 0
CC | 0 | 0 | 0 | 0 | 0 | 0
CSP | 0 | 0 | 0 | 0 | 0 | 0
CT | 0 | 0 | 0 | 0 | 0 | 0
Coal | 0 | 0 | 0 | 0 | 0 | 0
Geo | 0 | 0 | 0 | 0 | 0 | 0
H | 0 | 0 | 0 | 0 | 0 | 0
LFG | 0 | 0 | 0 | 0 | 0 | 0
Nuc | 0 | 0 | 0 | 0 | 0 | 0
PS | 0 | 0 | 0 | 0 | 0 | 0
PV | 0 | 0 | 0 | 0 | 0 | 0
PeakG | 0 | 0 | 0 | 0 | 0 | 0
PeakO | 0 | 0 | 0 | 0 | 0 | 0
ST | 0 | 0 | 0 | 0 | 0 | 0
STOG | 0 | 0 | 0 | 0 | 0 | 0
STWD | 0 | 0 | 0 | 0 | 0 | 0
WT | 0 | 0 | 0 | 0 | 0 | 0
IGCC | 0 | 0 | 0 | 0 | 0 | 0
DemandResponse | 0 | 0 | 0 | 0 | 0 | 0
IGCC-CCS | 0 | 0 | 0 | 0 | 0 | 0
WT_off | 0 | 0 | 0 | 0 | 0 | 0
PseudoUnit | 0 | 0 | 0 | 0 | 0 | 0
FixedInterchange | 0 | 0 | 0 | 0 | 0 | 0
Emission Cost by Reporting Type: IESO
ReportingType | 2015 | 2020 | 2025 | 2030 | 2035 | 2040
BM | 0 | 0 | 0 | 0 | 0 | 0
CC | 0 | 0 | 0 | 0 | 0 | 0
CSP | 0 | 0 | 0 | 0 | 0 | 0
CT | 0 | 0 | 0 | 0 | 0 | 0
Coal | 0 | 0 | 0 | 0 | 0 | 0
Geo | 0 | 0 | 0 | 0 | 0 | 0
H | 0 | 0 | 0 | 0 | 0 | 0
LFG | 0 | 0 | 0 | 0 | 0 | 0
Nuc | 0 | 0 | 0 | 0 | 0 | 0
PS | 0 | 0 | 0 | 0 | 0 | 0
PV | 0 | 0 | 0 | 0 | 0 | 0
PeakG | 0 | 0 | 0 | 0 | 0 | 0
PeakO | 0 | 0 | 0 | 0 | 0 | 0
ST | 0 | 0 | 0 | 0 | 0 | 0
STOG | 0 | 0 | 0 | 0 | 0 | 0
STWD | 0 | 0 | 0 | 0 | 0 | 0
WT | 0 | 0 | 0 | 0 | 0 | 0
IGCC | 0 | 0 | 0 | 0 | 0 | 0
DemandResponse | 0 | 0 | 0 | 0 | 0 | 0
IGCC-CCS | 0 | 0 | 0 | 0 | 0 | 0
WT_off | 0 | 0 | 0 | 0 | 0 | 0
PseudoUnit | 0 | 0 | 0 | 0 | 0 | 0
FixedInterchange | 0 | 0 | 0 | 0 | 0 | 0
Emission Cost by Reporting Type: MAPP_CA
ReportingType | 2015 | 2020 | 2025 | 2030 | 2035 | 2040
BM | 0 | 0 | 0 | 0 | 0 | 0
CC | 0 | 0 | 0 | 0 | 0 | 0
CSP | 0 | 0 | 0 | 0 | 0 | 0
CT | 0 | 0 | 0 | 0 | 0 | 0
Coal | 0 | 0 | 0 | 0 | 0 | 0
Geo | 0 | 0 | 0 | 0 | 0 | 0
H | 0 | 0 | 0 | 0 | 0 | 0
LFG | 0 | 0 | 0 | 0 | 0 | 0
Nuc | 0 | 0 | 0 | 0 | 0 | 0
PS | 0 | 0 | 0 | 0 | 0 | 0
PV | 0 | 0 | 0 | 0 | 0 | 0
PeakG | 0 | 0 | 0 | 0 | 0 | 0
PeakO | 0 | 0 | 0 | 0 | 0 | 0
ST | 0 | 0 | 0 | 0 | 0 | 0
STOG | 0 | 0 | 0 | 0 | 0 | 0
STWD | 0 | 0 | 0 | 0 | 0 | 0
WT | 0 | 0 | 0 | 0 | 0 | 0
IGCC | 0 | 0 | 0 | 0 | 0 | 0
DemandResponse | 0 | 0 | 0 | 0 | 0 | 0
IGCC-CCS | 0 | 0 | 0 | 0 | 0 | 0
WT_off | 0 | 0 | 0 | 0 | 0 | 0
PseudoUnit | 0 | 0 | 0 | 0 | 0 | 0
FixedInterchange | 0 | 0 | 0 | 0 | 0 | 0
Emission Cost by Reporting Type: AZ_NM_SNV_Coal
ReportingType | 2015 | 2020 | 2025 | 2030 | 2035 | 2040
BM | 0 | 0 | 0 | 0 | 0 | 0
CC | 0 | 0 | 0 | 0 | 0 | 0
CSP | 0 | 0 | 0 | 0 | 0 | 0
CT | 0 | 0 | 0 | 0 | 0 | 0
Coal | 0 | 0 | 0 | 0 | 0 | 0
Geo | 0 | 0 | 0 | 0 | 0 | 0
H | 0 | 0 | 0 | 0 | 0 | 0
LFG | 0 | 0 | 0 | 0 | 0 | 0
Nuc | 0 | 0 | 0 | 0 | 0 | 0
PS | 0 | 0 | 0 | 0 | 0 | 0
PV | 0 | 0 | 0 | 0 | 0 | 0
PeakG | 0 | 0 | 0 | 0 | 0 | 0
PeakO | 0 | 0 | 0 | 0 | 0 | 0
ST | 0 | 0 | 0 | 0 | 0 | 0
STOG | 0 | 0 | 0 | 0 | 0 | 0
STWD | 0 | 0 | 0 | 0 | 0 | 0
WT | 0 | 0 | 0 | 0 | 0 | 0
IGCC | 0 | 0 | 0 | 0 | 0 | 0
DemandResponse | 0 | 0 | 0 | 0 | 0 | 0
IGCC-CCS | 0 | 0 | 0 | 0 | 0 | 0
WT_off | 0 | 0 | 0 | 0 | 0 | 0
PseudoUnit | 0 | 0 | 0 | 0 | 0 | 0
FixedInterchange | 0 | 0 | 0 | 0 | 0 | 0
Emission Cost by Reporting Type: AZ_NM_SNV_Gas
ReportingType | 2015 | 2020 | 2025 | 2030 | 2035 | 2040
BM | 0 | 0 | 0 | 0 | 0 | 0
CC | 0 | 0 | 0 | 0 | 0 | 0
CSP | 0 | 0 | 0 | 0 | 0 | 0
CT | 0 | 0 | 0 | 0 | 0 | 0
Coal | 0 | 0 | 0 | 0 | 0 | 0
Geo | 0 | 0 | 0 | 0 | 0 | 0
H | 0 | 0 | 0 | 0 | 0 | 0
LFG | 0 | 0 | 0 | 0 | 0 | 0
Nuc | 0 | 0 | 0 | 0 | 0 | 0
PS | 0 | 0 | 0 | 0 | 0 | 0
PV | 0 | 0 | 0 | 0 | 0 | 0
PeakG | 0 | 0 | 0 | 0 | 0 | 0
PeakO | 0 | 0 | 0 | 0 | 0 | 0
ST | 0 | 0 | 0 | 0 | 0 | 0
STOG | 0 | 0 | 0 | 0 | 0 | 0
STWD | 0 | 0 | 0 | 0 | 0 | 0
WT | 0 | 0 | 0 | 0 | 0 | 0
IGCC | 0 | 0 | 0 | 0 | 0 | 0
DemandResponse | 0 | 0 | 0 | 0 | 0 | 0
IGCC-CCS | 0 | 0 | 0 | 0 | 0 | 0
WT_off | 0 | 0 | 0 | 0 | 0 | 0
PseudoUnit | 0 | 0 | 0 | 0 | 0 | 0
FixedInterchange | 0 | 0 | 0 | 0 | 0 | 0
Emission Cost by Reporting Type: AZ_NM_SNV_NucRenew
ReportingType | 2015 | 2020 | 2025 | 2030 | 2035 | 2040
BM | 0 | 0 | 0 | 0 | 0 | 0
CC | 0 | 0 | 0 | 0 | 0 | 0
CSP | 0 | 0 | 0 | 0 | 0 | 0
CT | 0 | 0 | 0 | 0 | 0 | 0
Coal | 0 | 0 | 0 | 0 | 0 | 0
Geo | 0 | 0 | 0 | 0 | 0 | 0
H | 0 | 0 | 0 | 0 | 0 | 0
LFG | 0 | 0 | 0 | 0 | 0 | 0
Nuc | 0 | 0 | 0 | 0 | 0 | 0
PS | 0 | 0 | 0 | 0 | 0 | 0
PV | 0 | 0 | 0 | 0 | 0 | 0
PeakG | 0 | 0 | 0 | 0 | 0 | 0
PeakO | 0 | 0 | 0 | 0 | 0 | 0
ST | 0 | 0 | 0 | 0 | 0 | 0
STOG | 0 | 0 | 0 | 0 | 0 | 0
STWD | 0 | 0 | 0 | 0 | 0 | 0
WT | 0 | 0 | 0 | 0 | 0 | 0
IGCC | 0 | 0 | 0 | 0 | 0 | 0
DemandResponse | 0 | 0 | 0 | 0 | 0 | 0
IGCC-CCS | 0 | 0 | 0 | 0 | 0 | 0
WT_off | 0 | 0 | 0 | 0 | 0 | 0
PseudoUnit | 0 | 0 | 0 | 0 | 0 | 0
FixedInterchange | 0 | 0 | 0 | 0 | 0 | 0
Emission Cost by Reporting Type: ERCOT
ReportingType | 2015 | 2020 | 2025 | 2030 | 2035 | 2040
BM | 0 | 0 | 0 | 0 | 0 | 0
CC | 0 | 0 | 0 | 0 | 0 | 0
CSP | 0 | 0 | 0 | 0 | 0 | 0
CT | 0 | 0 | 0 | 0 | 0 | 0
Coal | 0 | 0 | 0 | 0 | 0 | 0
Geo | 0 | 0 | 0 | 0 | 0 | 0
H | 0 | 0 | 0 | 0 | 0 | 0
LFG | 0 | 0 | 0 | 0 | 0 | 0
Nuc | 0 | 0 | 0 | 0 | 0 | 0
PS | 0 | 0 | 0 | 0 | 0 | 0
PV | 0 | 0 | 0 | 0 | 0 | 0
PeakG | 0 | 0 | 0 | 0 | 0 | 0
PeakO | 0 | 0 | 0 | 0 | 0 | 0
ST | 0 | 0 | 0 | 0 | 0 | 0
STOG | 0 | 0 | 0 | 0 | 0 | 0
STWD | 0 | 0 | 0 | 0 | 0 | 0
WT | 0 | 0 | 0 | 0 | 0 | 0
IGCC | 0 | 0 | 0 | 0 | 0 | 0
DemandResponse | 0 | 0 | 0 | 0 | 0 | 0
IGCC-CCS | 0 | 0 | 0 | 0 | 0 | 0
WT_off | 0 | 0 | 0 | 0 | 0 | 0
PseudoUnit | 0 | 0 | 0 | 0 | 0 | 0
FixedInterchange | 0 | 0 | 0 | 0 | 0 | 0
Emission Cost by Reporting Type: NP15
ReportingType | 2015 | 2020 | 2025 | 2030 | 2035 | 2040
BM | 0 | 0 | 0 | 0 | 0 | 0
CC | 0 | 0 | 0 | 0 | 0 | 0
CSP | 0 | 0 | 0 | 0 | 0 | 0
CT | 0 | 0 | 0 | 0 | 0 | 0
Coal | 0 | 0 | 0 | 0 | 0 | 0
Geo | 0 | 0 | 0 | 0 | 0 | 0
H | 0 | 0 | 0 | 0 | 0 | 0
LFG | 0 | 0 | 0 | 0 | 0 | 0
Nuc | 0 | 0 | 0 | 0 | 0 | 0
PS | 0 | 0 | 0 | 0 | 0 | 0
PV | 0 | 0 | 0 | 0 | 0 | 0
PeakG | 0 | 0 | 0 | 0 | 0 | 0
PeakO | 0 | 0 | 0 | 0 | 0 | 0
ST | 0 | 0 | 0 | 0 | 0 | 0
STOG | 0 | 0 | 0 | 0 | 0 | 0
STWD | 0 | 0 | 0 | 0 | 0 | 0
WT | 0 | 0 | 0 | 0 | 0 | 0
IGCC | 0 | 0 | 0 | 0 | 0 | 0
DemandResponse | 0 | 0 | 0 | 0 | 0 | 0
IGCC-CCS | 0 | 0 | 0 | 0 | 0 | 0
WT_off | 0 | 0 | 0 | 0 | 0 | 0
PseudoUnit | 0 | 0 | 0 | 0 | 0 | 0
FixedInterchange | 0 | 0 | 0 | 0 | 0 | 0
Emission Cost by Reporting Type: NWPP_Coal
ReportingType | 2015 | 2020 | 2025 | 2030 | 2035 | 2040
BM | 0 | 0 | 0 | 0 | 0 | 0
CC | 0 | 0 | 0 | 0 | 0 | 0
CSP | 0 | 0 | 0 | 0 | 0 | 0
CT | 0 | 0 | 0 | 0 | 0 | 0
Coal | 0 | 0 | 0 | 0 | 0 | 0
Geo | 0 | 0 | 0 | 0 | 0 | 0
H | 0 | 0 | 0 | 0 | 0 | 0
LFG | 0 | 0 | 0 | 0 | 0 | 0
Nuc | 0 | 0 | 0 | 0 | 0 | 0
PS | 0 | 0 | 0 | 0 | 0 | 0
PV | 0 | 0 | 0 | 0 | 0 | 0
PeakG | 0 | 0 | 0 | 0 | 0 | 0
PeakO | 0 | 0 | 0 | 0 | 0 | 0
ST | 0 | 0 | 0 | 0 | 0 | 0
STOG | 0 | 0 | 0 | 0 | 0 | 0
STWD | 0 | 0 | 0 | 0 | 0 | 0
WT | 0 | 0 | 0 | 0 | 0 | 0
IGCC | 0 | 0 | 0 | 0 | 0 | 0
DemandResponse | 0 | 0 | 0 | 0 | 0 | 0
IGCC-CCS | 0 | 0 | 0 | 0 | 0 | 0
WT_off | 0 | 0 | 0 | 0 | 0 | 0
PseudoUnit | 0 | 0 | 0 | 0 | 0 | 0
FixedInterchange | 0 | 0 | 0 | 0 | 0 | 0
Emission Cost by Reporting Type: NWPP_Gas
ReportingType | 2015 | 2020 | 2025 | 2030 | 2035 | 2040
BM | 0 | 0 | 0 | 0 | 0 | 0
CC | 0 | 0 | 0 | 0 | 0 | 0
CSP | 0 | 0 | 0 | 0 | 0 | 0
CT | 0 | 0 | 0 | 0 | 0 | 0
Coal | 0 | 0 | 0 | 0 | 0 | 0
Geo | 0 | 0 | 0 | 0 | 0 | 0
H | 0 | 0 | 0 | 0 | 0 | 0
LFG | 0 | 0 | 0 | 0 | 0 | 0
Nuc | 0 | 0 | 0 | 0 | 0 | 0
PS | 0 | 0 | 0 | 0 | 0 | 0
PV | 0 | 0 | 0 | 0 | 0 | 0
PeakG | 0 | 0 | 0 | 0 | 0 | 0
PeakO | 0 | 0 | 0 | 0 | 0 | 0
ST | 0 | 0 | 0 | 0 | 0 | 0
STOG | 0 | 0 | 0 | 0 | 0 | 0
STWD | 0 | 0 | 0 | 0 | 0 | 0
WT | 0 | 0 | 0 | 0 | 0 | 0
IGCC | 0 | 0 | 0 | 0 | 0 | 0
DemandResponse | 0 | 0 | 0 | 0 | 0 | 0
IGCC-CCS | 0 | 0 | 0 | 0 | 0 | 0
WT_off | 0 | 0 | 0 | 0 | 0 | 0
PseudoUnit | 0 | 0 | 0 | 0 | 0 | 0
FixedInterchange | 0 | 0 | 0 | 0 | 0 | 0
Emission Cost by Reporting Type: NWPP_NucRenew
ReportingType | 2015 | 2020 | 2025 | 2030 | 2035 | 2040
BM | 0 | 0 | 0 | 0 | 0 | 0
CC | 0 | 0 | 0 | 0 | 0 | 0
CSP | 0 | 0 | 0 | 0 | 0 | 0
CT | 0 | 0 | 0 | 0 | 0 | 0
Coal | 0 | 0 | 0 | 0 | 0 | 0
Geo | 0 | 0 | 0 | 0 | 0 | 0
H | 0 | 0 | 0 | 0 | 0 | 0
LFG | 0 | 0 | 0 | 0 | 0 | 0
Nuc | 0 | 0 | 0 | 0 | 0 | 0
PS | 0 | 0 | 0 | 0 | 0 | 0
PV | 0 | 0 | 0 | 0 | 0 | 0
PeakG | 0 | 0 | 0 | 0 | 0 | 0
PeakO | 0 | 0 | 0 | 0 | 0 | 0
ST | 0 | 0 | 0 | 0 | 0 | 0
STOG | 0 | 0 | 0 | 0 | 0 | 0
STWD | 0 | 0 | 0 | 0 | 0 | 0
WT | 0 | 0 | 0 | 0 | 0 | 0
IGCC | 0 | 0 | 0 | 0 | 0 | 0
DemandResponse | 0 | 0 | 0 | 0 | 0 | 0
IGCC-CCS | 0 | 0 | 0 | 0 | 0 | 0
WT_off | 0 | 0 | 0 | 0 | 0 | 0
PseudoUnit | 0 | 0 | 0 | 0 | 0 | 0
FixedInterchange | 0 | 0 | 0 | 0 | 0 | 0
Emission Cost by Reporting Type: RMPA
ReportingType | 2015 | 2020 | 2025 | 2030 | 2035 | 2040
BM | 0 | 0 | 0 | 0 | 0 | 0
CC | 0 | 0 | 0 | 0 | 0 | 0
CSP | 0 | 0 | 0 | 0 | 0 | 0
CT | 0 | 0 | 0 | 0 | 0 | 0
Coal | 0 | 0 | 0 | 0 | 0 | 0
Geo | 0 | 0 | 0 | 0 | 0 | 0
H | 0 | 0 | 0 | 0 | 0 | 0
LFG | 0 | 0 | 0 | 0 | 0 | 0
Nuc | 0 | 0 | 0 | 0 | 0 | 0
PS | 0 | 0 | 0 | 0 | 0 | 0
PV | 0 | 0 | 0 | 0 | 0 | 0
PeakG | 0 | 0 | 0 | 0 | 0 | 0
PeakO | 0 | 0 | 0 | 0 | 0 | 0
ST | 0 | 0 | 0 | 0 | 0 | 0
STOG | 0 | 0 | 0 | 0 | 0 | 0
STWD | 0 | 0 | 0 | 0 | 0 | 0
WT | 0 | 0 | 0 | 0 | 0 | 0
IGCC | 0 | 0 | 0 | 0 | 0 | 0
DemandResponse | 0 | 0 | 0 | 0 | 0 | 0
IGCC-CCS | 0 | 0 | 0 | 0 | 0 | 0
WT_off | 0 | 0 | 0 | 0 | 0 | 0
PseudoUnit | 0 | 0 | 0 | 0 | 0 | 0
FixedInterchange | 0 | 0 | 0 | 0 | 0 | 0
Emission Cost by Reporting Type: SP15
ReportingType | 2015 | 2020 | 2025 | 2030 | 2035 | 2040
BM | 0 | 0 | 0 | 0 | 0 | 0
CC | 0 | 0 | 0 | 0 | 0 | 0
CSP | 0 | 0 | 0 | 0 | 0 | 0
CT | 0 | 0 | 0 | 0 | 0 | 0
Coal | 0 | 0 | 0 | 0 | 0 | 0
Geo | 0 | 0 | 0 | 0 | 0 | 0
H | 0 | 0 | 0 | 0 | 0 | 0
LFG | 0 | 0 | 0 | 0 | 0 | 0
Nuc | 0 | 0 | 0 | 0 | 0 | 0
PS | 0 | 0 | 0 | 0 | 0 | 0
PV | 0 | 0 | 0 | 0 | 0 | 0
PeakG | 0 | 0 | 0 | 0 | 0 | 0
PeakO | 0 | 0 | 0 | 0 | 0 | 0
ST | 0 | 0 | 0 | 0 | 0 | 0
STOG | 0 | 0 | 0 | 0 | 0 | 0
STWD | 0 | 0 | 0 | 0 | 0 | 0
WT | 0 | 0 | 0 | 0 | 0 | 0
IGCC | 0 | 0 | 0 | 0 | 0 | 0
DemandResponse | 0 | 0 | 0 | 0 | 0 | 0
IGCC-CCS | 0 | 0 | 0 | 0 | 0 | 0
WT_off | 0 | 0 | 0 | 0 | 0 | 0
PseudoUnit | 0 | 0 | 0 | 0 | 0 | 0
FixedInterchange | 0 | 0 | 0 | 0 | 0 | 0
Emission Cost by Reporting Type: ALB
ReportingType | 2015 | 2020 | 2025 | 2030 | 2035 | 2040
BM | 0 | 0 | 0 | 0 | 0 | 0
CC | 0 | 0 | 0 | 0 | 0 | 0
CSP | 0 | 0 | 0 | 0 | 0 | 0
CT | 0 | 0 | 0 | 0 | 0 | 0
Coal | 0 | 0 | 0 | 0 | 0 | 0
Geo | 0 | 0 | 0 | 0 | 0 | 0
H | 0 | 0 | 0 | 0 | 0 | 0
LFG | 0 | 0 | 0 | 0 | 0 | 0
Nuc | 0 | 0 | 0 | 0 | 0 | 0
PS | 0 | 0 | 0 | 0 | 0 | 0
PV | 0 | 0 | 0 | 0 | 0 | 0
PeakG | 0 | 0 | 0 | 0 | 0 | 0
PeakO | 0 | 0 | 0 | 0 | 0 | 0
ST | 0 | 0 | 0 | 0 | 0 | 0
STOG | 0 | 0 | 0 | 0 | 0 | 0
STWD | 0 | 0 | 0 | 0 | 0 | 0
WT | 0 | 0 | 0 | 0 | 0 | 0
IGCC | 0 | 0 | 0 | 0 | 0 | 0
DemandResponse | 0 | 0 | 0 | 0 | 0 | 0
IGCC-CCS | 0 | 0 | 0 | 0 | 0 | 0
WT_off | 0 | 0 | 0 | 0 | 0 | 0
PseudoUnit | 0 | 0 | 0 | 0 | 0 | 0
FixedInterchange | 0 | 0 | 0 | 0 | 0 | 0
Emission Cost by Reporting Type: BC
ReportingType | 2015 | 2020 | 2025 | 2030 | 2035 | 2040
BM | 0 | 0 | 0 | 0 | 0 | 0
CC | 0 | 0 | 0 | 0 | 0 | 0
CSP | 0 | 0 | 0 | 0 | 0 | 0
CT | 0 | 0 | 0 | 0 | 0 | 0
Coal | 0 | 0 | 0 | 0 | 0 | 0
Geo | 0 | 0 | 0 | 0 | 0 | 0
H | 0 | 0 | 0 | 0 | 0 | 0
LFG | 0 | 0 | 0 | 0 | 0 | 0
Nuc | 0 | 0 | 0 | 0 | 0 | 0
PS | 0 | 0 | 0 | 0 | 0 | 0
PV | 0 | 0 | 0 | 0 | 0 | 0
PeakG | 0 | 0 | 0 | 0 | 0 | 0
PeakO | 0 | 0 | 0 | 0 | 0 | 0
ST | 0 | 0 | 0 | 0 | 0 | 0
STOG | 0 | 0 | 0 | 0 | 0 | 0
STWD | 0 | 0 | 0 | 0 | 0 | 0
WT | 0 | 0 | 0 | 0 | 0 | 0
IGCC | 0 | 0 | 0 | 0 | 0 | 0
DemandResponse | 0 | 0 | 0 | 0 | 0 | 0
IGCC-CCS | 0 | 0 | 0 | 0 | 0 | 0
WT_off | 0 | 0 | 0 | 0 | 0 | 0
PseudoUnit | 0 | 0 | 0 | 0 | 0 | 0
FixedInterchange | 0 | 0 | 0 | 0 | 0 | 0
Emission Cost by Reporting Type: HQ_IESO
ReportingType | 2015 | 2020 | 2025 | 2030 | 2035 | 2040
BM | 0 | 0 | 0 | 0 | 0 | 0
CC | 0 | 0 | 0 | 0 | 0 | 0
CSP | 0 | 0 | 0 | 0 | 0 | 0
CT | 0 | 0 | 0 | 0 | 0 | 0
Coal | 0 | 0 | 0 | 0 | 0 | 0
Geo | 0 | 0 | 0 | 0 | 0 | 0
H | 0 | 0 | 0 | 0 | 0 | 0
LFG | 0 | 0 | 0 | 0 | 0 | 0
Nuc | 0 | 0 | 0 | 0 | 0 | 0
PS | 0 | 0 | 0 | 0 | 0 | 0
PV | 0 | 0 | 0 | 0 | 0 | 0
PeakG | 0 | 0 | 0 | 0 | 0 | 0
PeakO | 0 | 0 | 0 | 0 | 0 | 0
ST | 0 | 0 | 0 | 0 | 0 | 0
STOG | 0 | 0 | 0 | 0 | 0 | 0
STWD | 0 | 0 | 0 | 0 | 0 | 0
WT | 0 | 0 | 0 | 0 | 0 | 0
IGCC | 0 | 0 | 0 | 0 | 0 | 0
DemandResponse | 0 | 0 | 0 | 0 | 0 | 0
IGCC-CCS | 0 | 0 | 0 | 0 | 0 | 0
WT_off | 0 | 0 | 0 | 0 | 0 | 0
PseudoUnit | 0 | 0 | 0 | 0 | 0 | 0
FixedInterchange | 0 | 0 | 0 | 0 | 0 | 0
Emission Cost by Reporting Type: HQ_NEISO
ReportingType | 2015 | 2020 | 2025 | 2030 | 2035 | 2040
BM | 0 | 0 | 0 | 0 | 0 | 0
CC | 0 | 0 | 0 | 0 | 0 | 0
CSP | 0 | 0 | 0 | 0 | 0 | 0
CT | 0 | 0 | 0 | 0 | 0 | 0
Coal | 0 | 0 | 0 | 0 | 0 | 0
Geo | 0 | 0 | 0 | 0 | 0 | 0
H | 0 | 0 | 0 | 0 | 0 | 0
LFG | 0 | 0 | 0 | 0 | 0 | 0
Nuc | 0 | 0 | 0 | 0 | 0 | 0
PS | 0 | 0 | 0 | 0 | 0 | 0
PV | 0 | 0 | 0 | 0 | 0 | 0
PeakG | 0 | 0 | 0 | 0 | 0 | 0
PeakO | 0 | 0 | 0 | 0 | 0 | 0
ST | 0 | 0 | 0 | 0 | 0 | 0
STOG | 0 | 0 | 0 | 0 | 0 | 0
STWD | 0 | 0 | 0 | 0 | 0 | 0
WT | 0 | 0 | 0 | 0 | 0 | 0
IGCC | 0 | 0 | 0 | 0 | 0 | 0
DemandResponse | 0 | 0 | 0 | 0 | 0 | 0
IGCC-CCS | 0 | 0 | 0 | 0 | 0 | 0
WT_off | 0 | 0 | 0 | 0 | 0 | 0
PseudoUnit | 0 | 0 | 0 | 0 | 0 | 0
FixedInterchange | 0 | 0 | 0 | 0 | 0 | 0
Emission Cost by Reporting Type: HQ_NY
ReportingType | 2015 | 2020 | 2025 | 2030 | 2035 | 2040
BM | 0 | 0 | 0 | 0 | 0 | 0
CC | 0 | 0 | 0 | 0 | 0 | 0
CSP | 0 | 0 | 0 | 0 | 0 | 0
CT | 0 | 0 | 0 | 0 | 0 | 0
Coal | 0 | 0 | 0 | 0 | 0 | 0
Geo | 0 | 0 | 0 | 0 | 0 | 0
H | 0 | 0 | 0 | 0 | 0 | 0
LFG | 0 | 0 | 0 | 0 | 0 | 0
Nuc | 0 | 0 | 0 | 0 | 0 | 0
PS | 0 | 0 | 0 | 0 | 0 | 0
PV | 0 | 0 | 0 | 0 | 0 | 0
PeakG | 0 | 0 | 0 | 0 | 0 | 0
PeakO | 0 | 0 | 0 | 0 | 0 | 0
ST | 0 | 0 | 0 | 0 | 0 | 0
STOG | 0 | 0 | 0 | 0 | 0 | 0
STWD | 0 | 0 | 0 | 0 | 0 | 0
WT | 0 | 0 | 0 | 0 | 0 | 0
IGCC | 0 | 0 | 0 | 0 | 0 | 0
DemandResponse | 0 | 0 | 0 | 0 | 0 | 0
IGCC-CCS | 0 | 0 | 0 | 0 | 0 | 0
WT_off | 0 | 0 | 0 | 0 | 0 | 0
PseudoUnit | 0 | 0 | 0 | 0 | 0 | 0
FixedInterchange | 0 | 0 | 0 | 0 | 0 | 0
Emission Cost by Reporting Type: MARITIMES
ReportingType | 2015 | 2020 | 2025 | 2030 | 2035 | 2040
BM | 0 | 0 | 0 | 0 | 0 | 0
CC | 0 | 0 | 0 | 0 | 0 | 0
CSP | 0 | 0 | 0 | 0 | 0 | 0
CT | 0 | 0 | 0 | 0 | 0 | 0
Coal | 0 | 0 | 0 | 0 | 0 | 0
Geo | 0 | 0 | 0 | 0 | 0 | 0
H | 0 | 0 | 0 | 0 | 0 | 0
LFG | 0 | 0 | 0 | 0 | 0 | 0
Nuc | 0 | 0 | 0 | 0 | 0 | 0
PS | 0 | 0 | 0 | 0 | 0 | 0
PV | 0 | 0 | 0 | 0 | 0 | 0
PeakG | 0 | 0 | 0 | 0 | 0 | 0
PeakO | 0 | 0 | 0 | 0 | 0 | 0
ST | 0 | 0 | 0 | 0 | 0 | 0
STOG | 0 | 0 | 0 | 0 | 0 | 0
STWD | 0 | 0 | 0 | 0 | 0 | 0
WT | 0 | 0 | 0 | 0 | 0 | 0
IGCC | 0 | 0 | 0 | 0 | 0 | 0
DemandResponse | 0 | 0 | 0 | 0 | 0 | 0
IGCC-CCS | 0 | 0 | 0 | 0 | 0 | 0
WT_off | 0 | 0 | 0 | 0 | 0 | 0
PseudoUnit | 0 | 0 | 0 | 0 | 0 | 0
FixedInterchange | 0 | 0 | 0 | 0 | 0 | 0
Emission Cost by Reporting Type: All
ReportingType | 2015 | 2020 | 2025 | 2030 | 2035 | 2040
BM | 0 | 0 | 0 | 0 | 0 | 0
CC | 0 | 0 | 0 | 0 | 0 | 0
CSP | 0 | 0 | 0 | 0 | 0 | 0
CT | 0 | 0 | 0 | 0 | 0 | 0
Coal | 0 | 0 | 0 | 0 | 0 | 0
Geo | 0 | 0 | 0 | 0 | 0 | 0
H | 0 | 0 | 0 | 0 | 0 | 0
LFG | 0 | 0 | 0 | 0 | 0 | 0
Nuc | 0 | 0 | 0 | 0 | 0 | 0
PS | 0 | 0 | 0 | 0 | 0 | 0
PV | 0 | 0 | 0 | 0 | 0 | 0
PeakG | 0 | 0 | 0 | 0 | 0 | 0
PeakO | 0 | 0 | 0 | 0 | 0 | 0
ST | 0 | 0 | 0 | 0 | 0 | 0
STOG | 0 | 0 | 0 | 0 | 0 | 0
STWD | 0 | 0 | 0 | 0 | 0 | 0
WT | 0 | 0 | 0 | 0 | 0 | 0
IGCC | 0 | 0 | 0 | 0 | 0 | 0
DemandResponse | 0 | 0 | 0 | 0 | 0 | 0
IGCC-CCS | 0 | 0 | 0 | 0 | 0 | 0
WT_off | 0 | 0 | 0 | 0 | 0 | 0
PseudoUnit | 0 | 0 | 0 | 0 | 0 | 0
FixedInterchange | 0 | 0 | 0 | 0 | 0 | 0
Emission Cost by Reporting Type: EI_US
ReportingType | 2015 | 2020 | 2025 | 2030 | 2035 | 2040
BM | 0 | 0 | 0 | 0 | 0 | 0
CC | 0 | 0 | 0 | 0 | 0 | 0
CSP | 0 | 0 | 0 | 0 | 0 | 0
CT | 0 | 0 | 0 | 0 | 0 | 0
Coal | 0 | 0 | 0 | 0 | 0 | 0
Geo | 0 | 0 | 0 | 0 | 0 | 0
H | 0 | 0 | 0 | 0 | 0 | 0
LFG | 0 | 0 | 0 | 0 | 0 | 0
Nuc | 0 | 0 | 0 | 0 | 0 | 0
PS | 0 | 0 | 0 | 0 | 0 | 0
PV | 0 | 0 | 0 | 0 | 0 | 0
PeakG | 0 | 0 | 0 | 0 | 0 | 0
PeakO | 0 | 0 | 0 | 0 | 0 | 0
ST | 0 | 0 | 0 | 0 | 0 | 0
STOG | 0 | 0 | 0 | 0 | 0 | 0
STWD | 0 | 0 | 0 | 0 | 0 | 0
WT | 0 | 0 | 0 | 0 | 0 | 0
IGCC | 0 | 0 | 0 | 0 | 0 | 0
DemandResponse | 0 | 0 | 0 | 0 | 0 | 0
IGCC-CCS | 0 | 0 | 0 | 0 | 0 | 0
WT_off | 0 | 0 | 0 | 0 | 0 | 0
PseudoUnit | 0 | 0 | 0 | 0 | 0 | 0
FixedInterchange | 0 | 0 | 0 | 0 | 0 | 0
Emission Cost by Reporting Type: EI_Canada
ReportingType | 2015 | 2020 | 2025 | 2030 | 2035 | 2040
BM | 0 | 0 | 0 | 0 | 0 | 0
CC | 0 | 0 | 0 | 0 | 0 | 0
CSP | 0 | 0 | 0 | 0 | 0 | 0
CT | 0 | 0 | 0 | 0 | 0 | 0
Coal | 0 | 0 | 0 | 0 | 0 | 0
Geo | 0 | 0 | 0 | 0 | 0 | 0
H | 0 | 0 | 0 | 0 | 0 | 0
LFG | 0 | 0 | 0 | 0 | 0 | 0
Nuc | 0 | 0 | 0 | 0 | 0 | 0
PS | 0 | 0 | 0 | 0 | 0 | 0
PV | 0 | 0 | 0 | 0 | 0 | 0
PeakG | 0 | 0 | 0 | 0 | 0 | 0
PeakO | 0 | 0 | 0 | 0 | 0 | 0
ST | 0 | 0 | 0 | 0 | 0 | 0
STOG | 0 | 0 | 0 | 0 | 0 | 0
STWD | 0 | 0 | 0 | 0 | 0 | 0
WT | 0 | 0 | 0 | 0 | 0 | 0
IGCC | 0 | 0 | 0 | 0 | 0 | 0
DemandResponse | 0 | 0 | 0 | 0 | 0 | 0
IGCC-CCS | 0 | 0 | 0 | 0 | 0 | 0
WT_off | 0 | 0 | 0 | 0 | 0 | 0
PseudoUnit | 0 | 0 | 0 | 0 | 0 | 0
FixedInterchange | 0 | 0 | 0 | 0 | 0 | 0
Emission Cost by Reporting Type: EI
ReportingType | 2015 | 2020 | 2025 | 2030 | 2035 | 2040
BM | 0 | 0 | 0 | 0 | 0 | 0
CC | 0 | 0 | 0 | 0 | 0 | 0
CSP | 0 | 0 | 0 | 0 | 0 | 0
CT | 0 | 0 | 0 | 0 | 0 | 0
Coal | 0 | 0 | 0 | 0 | 0 | 0
Geo | 0 | 0 | 0 | 0 | 0 | 0
H | 0 | 0 | 0 | 0 | 0 | 0
LFG | 0 | 0 | 0 | 0 | 0 | 0
Nuc | 0 | 0 | 0 | 0 | 0 | 0
PS | 0 | 0 | 0 | 0 | 0 | 0
PV | 0 | 0 | 0 | 0 | 0 | 0
PeakG | 0 | 0 | 0 | 0 | 0 | 0
PeakO | 0 | 0 | 0 | 0 | 0 | 0
ST | 0 | 0 | 0 | 0 | 0 | 0
STOG | 0 | 0 | 0 | 0 | 0 | 0
STWD | 0 | 0 | 0 | 0 | 0 | 0
WT | 0 | 0 | 0 | 0 | 0 | 0
IGCC | 0 | 0 | 0 | 0 | 0 | 0
DemandResponse | 0 | 0 | 0 | 0 | 0 | 0
IGCC-CCS | 0 | 0 | 0 | 0 | 0 | 0
WT_off | 0 | 0 | 0 | 0 | 0 | 0
PseudoUnit | 0 | 0 | 0 | 0 | 0 | 0
FixedInterchange | 0 | 0 | 0 | 0 | 0 | 0
Emission Cost by Reporting Type: Outside_EI
ReportingType | 2015 | 2020 | 2025 | 2030 | 2035 | 2040
BM | 0 | 0 | 0 | 0 | 0 | 0
CC | 0 | 0 | 0 | 0 | 0 | 0
CSP | 0 | 0 | 0 | 0 | 0 | 0
CT | 0 | 0 | 0 | 0 | 0 | 0
Coal | 0 | 0 | 0 | 0 | 0 | 0
Geo | 0 | 0 | 0 | 0 | 0 | 0
H | 0 | 0 | 0 | 0 | 0 | 0
LFG | 0 | 0 | 0 | 0 | 0 | 0
Nuc | 0 | 0 | 0 | 0 | 0 | 0
PS | 0 | 0 | 0 | 0 | 0 | 0
PV | 0 | 0 | 0 | 0 | 0 | 0
PeakG | 0 | 0 | 0 | 0 | 0 | 0
PeakO | 0 | 0 | 0 | 0 | 0 | 0
ST | 0 | 0 | 0 | 0 | 0 | 0
STOG | 0 | 0 | 0 | 0 | 0 | 0
STWD | 0 | 0 | 0 | 0 | 0 | 0
WT | 0 | 0 | 0 | 0 | 0 | 0
IGCC | 0 | 0 | 0 | 0 | 0 | 0
DemandResponse | 0 | 0 | 0 | 0 | 0 | 0
IGCC-CCS | 0 | 0 | 0 | 0 | 0 | 0
WT_off | 0 | 0 | 0 | 0 | 0 | 0
PseudoUnit | 0 | 0 | 0 | 0 | 0 | 0
FixedInterchange | 0 | 0 | 0 | 0 | 0 | 0
==== Emission Program: CAMR : (Hg) ====
Emission Cost by Reporting Type: Entergy
ReportingType | 2015 | 2020 | 2025 | 2030 | 2035 | 2040
BM | 0 | 0 | 0 | 0 | 0 | 0
CC | 0 | 0 | 0 | 0 | 0 | 0
CSP | 0 | 0 | 0 | 0 | 0 | 0
CT | 0 | 0 | 0 | 0 | 0 | 0
Coal | 0 | 0 | 0 | 0 | 0 | 0
Geo | 0 | 0 | 0 | 0 | 0 | 0
H | 0 | 0 | 0 | 0 | 0 | 0
LFG | 0 | 0 | 0 | 0 | 0 | 0
Nuc | 0 | 0 | 0 | 0 | 0 | 0
PS | 0 | 0 | 0 | 0 | 0 | 0
PV | 0 | 0 | 0 | 0 | 0 | 0
PeakG | 0 | 0 | 0 | 0 | 0 | 0
PeakO | 0 | 0 | 0 | 0 | 0 | 0
ST | 0 | 0 | 0 | 0 | 0 | 0
STOG | 0 | 0 | 0 | 0 | 0 | 0
STWD | 0 | 0 | 0 | 0 | 0 | 0
WT | 0 | 0 | 0 | 0 | 0 | 0
IGCC | 0 | 0 | 0 | 0 | 0 | 0
DemandResponse | 0 | 0 | 0 | 0 | 0 | 0
IGCC-CCS | 0 | 0 | 0 | 0 | 0 | 0
WT_off | 0 | 0 | 0 | 0 | 0 | 0
PseudoUnit | 0 | 0 | 0 | 0 | 0 | 0
FixedInterchange | 0 | 0 | 0 | 0 | 0 | 0
Emission Cost by Reporting Type: FRCC
ReportingType | 2015 | 2020 | 2025 | 2030 | 2035 | 2040
BM | 0 | 0 | 0 | 0 | 0 | 0
CC | 0 | 0 | 0 | 0 | 0 | 0
CSP | 0 | 0 | 0 | 0 | 0 | 0
CT | 0 | 0 | 0 | 0 | 0 | 0
Coal | 0 | 0 | 0 | 0 | 0 | 0
Geo | 0 | 0 | 0 | 0 | 0 | 0
H | 0 | 0 | 0 | 0 | 0 | 0
LFG | 0 | 0 | 0 | 0 | 0 | 0
Nuc | 0 | 0 | 0 | 0 | 0 | 0
PS | 0 | 0 | 0 | 0 | 0 | 0
PV | 0 | 0 | 0 | 0 | 0 | 0
PeakG | 0 | 0 | 0 | 0 | 0 | 0
PeakO | 0 | 0 | 0 | 0 | 0 | 0
ST | 0 | 0 | 0 | 0 | 0 | 0
STOG | 0 | 0 | 0 | 0 | 0 | 0
STWD | 0 | 0 | 0 | 0 | 0 | 0
WT | 0 | 0 | 0 | 0 | 0 | 0
IGCC | 0 | 0 | 0 | 0 | 0 | 0
DemandResponse | 0 | 0 | 0 | 0 | 0 | 0
IGCC-CCS | 0 | 0 | 0 | 0 | 0 | 0
WT_off | 0 | 0 | 0 | 0 | 0 | 0
PseudoUnit | 0 | 0 | 0 | 0 | 0 | 0
FixedInterchange | 0 | 0 | 0 | 0 | 0 | 0
Emission Cost by Reporting Type: MAPP_US
ReportingType | 2015 | 2020 | 2025 | 2030 | 2035 | 2040
BM | 0 | 0 | 0 | 0 | 0 | 0
CC | 0 | 0 | 0 | 0 | 0 | 0
CSP | 0 | 0 | 0 | 0 | 0 | 0
CT | 0 | 0 | 0 | 0 | 0 | 0
Coal | 0 | 0 | 0 | 0 | 0 | 0
Geo | 0 | 0 | 0 | 0 | 0 | 0
H | 0 | 0 | 0 | 0 | 0 | 0
LFG | 0 | 0 | 0 | 0 | 0 | 0
Nuc | 0 | 0 | 0 | 0 | 0 | 0
PS | 0 | 0 | 0 | 0 | 0 | 0
PV | 0 | 0 | 0 | 0 | 0 | 0
PeakG | 0 | 0 | 0 | 0 | 0 | 0
PeakO | 0 | 0 | 0 | 0 | 0 | 0
ST | 0 | 0 | 0 | 0 | 0 | 0
STOG | 0 | 0 | 0 | 0 | 0 | 0
STWD | 0 | 0 | 0 | 0 | 0 | 0
WT | 0 | 0 | 0 | 0 | 0 | 0
IGCC | 0 | 0 | 0 | 0 | 0 | 0
DemandResponse | 0 | 0 | 0 | 0 | 0 | 0
IGCC-CCS | 0 | 0 | 0 | 0 | 0 | 0
WT_off | 0 | 0 | 0 | 0 | 0 | 0
PseudoUnit | 0 | 0 | 0 | 0 | 0 | 0
FixedInterchange | 0 | 0 | 0 | 0 | 0 | 0
Emission Cost by Reporting Type: MISO_IN
ReportingType | 2015 | 2020 | 2025 | 2030 | 2035 | 2040
BM | 0 | 0 | 0 | 0 | 0 | 0
CC | 0 | 0 | 0 | 0 | 0 | 0
CSP | 0 | 0 | 0 | 0 | 0 | 0
CT | 0 | 0 | 0 | 0 | 0 | 0
Coal | 0 | 0 | 0 | 0 | 0 | 0
Geo | 0 | 0 | 0 | 0 | 0 | 0
H | 0 | 0 | 0 | 0 | 0 | 0
LFG | 0 | 0 | 0 | 0 | 0 | 0
Nuc | 0 | 0 | 0 | 0 | 0 | 0
PS | 0 | 0 | 0 | 0 | 0 | 0
PV | 0 | 0 | 0 | 0 | 0 | 0
PeakG | 0 | 0 | 0 | 0 | 0 | 0
PeakO | 0 | 0 | 0 | 0 | 0 | 0
ST | 0 | 0 | 0 | 0 | 0 | 0
STOG | 0 | 0 | 0 | 0 | 0 | 0
STWD | 0 | 0 | 0 | 0 | 0 | 0
WT | 0 | 0 | 0 | 0 | 0 | 0
IGCC | 0 | 0 | 0 | 0 | 0 | 0
DemandResponse | 0 | 0 | 0 | 0 | 0 | 0
IGCC-CCS | 0 | 0 | 0 | 0 | 0 | 0
WT_off | 0 | 0 | 0 | 0 | 0 | 0
PseudoUnit | 0 | 0 | 0 | 0 | 0 | 0
FixedInterchange | 0 | 0 | 0 | 0 | 0 | 0
Emission Cost by Reporting Type: MISO_MI
ReportingType | 2015 | 2020 | 2025 | 2030 | 2035 | 2040
BM | 0 | 0 | 0 | 0 | 0 | 0
CC | 0 | 0 | 0 | 0 | 0 | 0
CSP | 0 | 0 | 0 | 0 | 0 | 0
CT | 0 | 0 | 0 | 0 | 0 | 0
Coal | 0 | 0 | 0 | 0 | 0 | 0
Geo | 0 | 0 | 0 | 0 | 0 | 0
H | 0 | 0 | 0 | 0 | 0 | 0
LFG | 0 | 0 | 0 | 0 | 0 | 0
Nuc | 0 | 0 | 0 | 0 | 0 | 0
PS | 0 | 0 | 0 | 0 | 0 | 0
PV | 0 | 0 | 0 | 0 | 0 | 0
PeakG | 0 | 0 | 0 | 0 | 0 | 0
PeakO | 0 | 0 | 0 | 0 | 0 | 0
ST | 0 | 0 | 0 | 0 | 0 | 0
STOG | 0 | 0 | 0 | 0 | 0 | 0
STWD | 0 | 0 | 0 | 0 | 0 | 0
WT | 0 | 0 | 0 | 0 | 0 | 0
IGCC | 0 | 0 | 0 | 0 | 0 | 0
DemandResponse | 0 | 0 | 0 | 0 | 0 | 0
IGCC-CCS | 0 | 0 | 0 | 0 | 0 | 0
WT_off | 0 | 0 | 0 | 0 | 0 | 0
PseudoUnit | 0 | 0 | 0 | 0 | 0 | 0
FixedInterchange | 0 | 0 | 0 | 0 | 0 | 0
Emission Cost by Reporting Type: MISO_MO-IL
ReportingType | 2015 | 2020 | 2025 | 2030 | 2035 | 2040
BM | 0 | 0 | 0 | 0 | 0 | 0
CC | 0 | 0 | 0 | 0 | 0 | 0
CSP | 0 | 0 | 0 | 0 | 0 | 0
CT | 0 | 0 | 0 | 0 | 0 | 0
Coal | 0 | 0 | 0 | 0 | 0 | 0
Geo | 0 | 0 | 0 | 0 | 0 | 0
H | 0 | 0 | 0 | 0 | 0 | 0
LFG | 0 | 0 | 0 | 0 | 0 | 0
Nuc | 0 | 0 | 0 | 0 | 0 | 0
PS | 0 | 0 | 0 | 0 | 0 | 0
PV | 0 | 0 | 0 | 0 | 0 | 0
PeakG | 0 | 0 | 0 | 0 | 0 | 0
PeakO | 0 | 0 | 0 | 0 | 0 | 0
ST | 0 | 0 | 0 | 0 | 0 | 0
STOG | 0 | 0 | 0 | 0 | 0 | 0
STWD | 0 | 0 | 0 | 0 | 0 | 0
WT | 0 | 0 | 0 | 0 | 0 | 0
IGCC | 0 | 0 | 0 | 0 | 0 | 0
DemandResponse | 0 | 0 | 0 | 0 | 0 | 0
IGCC-CCS | 0 | 0 | 0 | 0 | 0 | 0
WT_off | 0 | 0 | 0 | 0 | 0 | 0
PseudoUnit | 0 | 0 | 0 | 0 | 0 | 0
FixedInterchange | 0 | 0 | 0 | 0 | 0 | 0
Emission Cost by Reporting Type: MISO_W
ReportingType | 2015 | 2020 | 2025 | 2030 | 2035 | 2040
BM | 0 | 0 | 0 | 0 | 0 | 0
CC | 0 | 0 | 0 | 0 | 0 | 0
CSP | 0 | 0 | 0 | 0 | 0 | 0
CT | 0 | 0 | 0 | 0 | 0 | 0
Coal | 0 | 0 | 0 | 0 | 0 | 0
Geo | 0 | 0 | 0 | 0 | 0 | 0
H | 0 | 0 | 0 | 0 | 0 | 0
LFG | 0 | 0 | 0 | 0 | 0 | 0
Nuc | 0 | 0 | 0 | 0 | 0 | 0
PS | 0 | 0 | 0 | 0 | 0 | 0
PV | 0 | 0 | 0 | 0 | 0 | 0
PeakG | 0 | 0 | 0 | 0 | 0 | 0
PeakO | 0 | 0 | 0 | 0 | 0 | 0
ST | 0 | 0 | 0 | 0 | 0 | 0
STOG | 0 | 0 | 0 | 0 | 0 | 0
STWD | 0 | 0 | 0 | 0 | 0 | 0
WT | 0 | 0 | 0 | 0 | 0 | 0
IGCC | 0 | 0 | 0 | 0 | 0 | 0
DemandResponse | 0 | 0 | 0 | 0 | 0 | 0
IGCC-CCS | 0 | 0 | 0 | 0 | 0 | 0
WT_off | 0 | 0 | 0 | 0 | 0 | 0
PseudoUnit | 0 | 0 | 0 | 0 | 0 | 0
FixedInterchange | 0 | 0 | 0 | 0 | 0 | 0
Emission Cost by Reporting Type: MISO_WUMS
ReportingType | 2015 | 2020 | 2025 | 2030 | 2035 | 2040
BM | 0 | 0 | 0 | 0 | 0 | 0
CC | 0 | 0 | 0 | 0 | 0 | 0
CSP | 0 | 0 | 0 | 0 | 0 | 0
CT | 0 | 0 | 0 | 0 | 0 | 0
Coal | 0 | 0 | 0 | 0 | 0 | 0
Geo | 0 | 0 | 0 | 0 | 0 | 0
H | 0 | 0 | 0 | 0 | 0 | 0
LFG | 0 | 0 | 0 | 0 | 0 | 0
Nuc | 0 | 0 | 0 | 0 | 0 | 0
PS | 0 | 0 | 0 | 0 | 0 | 0
PV | 0 | 0 | 0 | 0 | 0 | 0
PeakG | 0 | 0 | 0 | 0 | 0 | 0
PeakO | 0 | 0 | 0 | 0 | 0 | 0
ST | 0 | 0 | 0 | 0 | 0 | 0
STOG | 0 | 0 | 0 | 0 | 0 | 0
STWD | 0 | 0 | 0 | 0 | 0 | 0
WT | 0 | 0 | 0 | 0 | 0 | 0
IGCC | 0 | 0 | 0 | 0 | 0 | 0
DemandResponse | 0 | 0 | 0 | 0 | 0 | 0
IGCC-CCS | 0 | 0 | 0 | 0 | 0 | 0
WT_off | 0 | 0 | 0 | 0 | 0 | 0
PseudoUnit | 0 | 0 | 0 | 0 | 0 | 0
FixedInterchange | 0 | 0 | 0 | 0 | 0 | 0
Emission Cost by Reporting Type: Nebraska
ReportingType | 2015 | 2020 | 2025 | 2030 | 2035 | 2040
BM | 0 | 0 | 0 | 0 | 0 | 0
CC | 0 | 0 | 0 | 0 | 0 | 0
CSP | 0 | 0 | 0 | 0 | 0 | 0
CT | 0 | 0 | 0 | 0 | 0 | 0
Coal | 0 | 0 | 0 | 0 | 0 | 0
Geo | 0 | 0 | 0 | 0 | 0 | 0
H | 0 | 0 | 0 | 0 | 0 | 0
LFG | 0 | 0 | 0 | 0 | 0 | 0
Nuc | 0 | 0 | 0 | 0 | 0 | 0
PS | 0 | 0 | 0 | 0 | 0 | 0
PV | 0 | 0 | 0 | 0 | 0 | 0
PeakG | 0 | 0 | 0 | 0 | 0 | 0
PeakO | 0 | 0 | 0 | 0 | 0 | 0
ST | 0 | 0 | 0 | 0 | 0 | 0
STOG | 0 | 0 | 0 | 0 | 0 | 0
STWD | 0 | 0 | 0 | 0 | 0 | 0
WT | 0 | 0 | 0 | 0 | 0 | 0
IGCC | 0 | 0 | 0 | 0 | 0 | 0
DemandResponse | 0 | 0 | 0 | 0 | 0 | 0
IGCC-CCS | 0 | 0 | 0 | 0 | 0 | 0
WT_off | 0 | 0 | 0 | 0 | 0 | 0
PseudoUnit | 0 | 0 | 0 | 0 | 0 | 0
FixedInterchange | 0 | 0 | 0 | 0 | 0 | 0
Emission Cost by Reporting Type: NEISO
ReportingType | 2015 | 2020 | 2025 | 2030 | 2035 | 2040
BM | 0 | 0 | 0 | 0 | 0 | 0
CC | 0 | 0 | 0 | 0 | 0 | 0
CSP | 0 | 0 | 0 | 0 | 0 | 0
CT | 0 | 0 | 0 | 0 | 0 | 0
Coal | 0 | 0 | 0 | 0 | 0 | 0
Geo | 0 | 0 | 0 | 0 | 0 | 0
H | 0 | 0 | 0 | 0 | 0 | 0
LFG | 0 | 0 | 0 | 0 | 0 | 0
Nuc | 0 | 0 | 0 | 0 | 0 | 0
PS | 0 | 0 | 0 | 0 | 0 | 0
PV | 0 | 0 | 0 | 0 | 0 | 0
PeakG | 0 | 0 | 0 | 0 | 0 | 0
PeakO | 0 | 0 | 0 | 0 | 0 | 0
ST | 0 | 0 | 0 | 0 | 0 | 0
STOG | 0 | 0 | 0 | 0 | 0 | 0
STWD | 0 | 0 | 0 | 0 | 0 | 0
WT | 0 | 0 | 0 | 0 | 0 | 0
IGCC | 0 | 0 | 0 | 0 | 0 | 0
DemandResponse | 0 | 0 | 0 | 0 | 0 | 0
IGCC-CCS | 0 | 0 | 0 | 0 | 0 | 0
WT_off | 0 | 0 | 0 | 0 | 0 | 0
PseudoUnit | 0 | 0 | 0 | 0 | 0 | 0
FixedInterchange | 0 | 0 | 0 | 0 | 0 | 0
Emission Cost by Reporting Type: NonRTO_Midwest
ReportingType | 2015 | 2020 | 2025 | 2030 | 2035 | 2040
BM | 0 | 0 | 0 | 0 | 0 | 0
CC | 0 | 0 | 0 | 0 | 0 | 0
CSP | 0 | 0 | 0 | 0 | 0 | 0
CT | 0 | 0 | 0 | 0 | 0 | 0
Coal | 0 | 0 | 0 | 0 | 0 | 0
Geo | 0 | 0 | 0 | 0 | 0 | 0
H | 0 | 0 | 0 | 0 | 0 | 0
LFG | 0 | 0 | 0 | 0 | 0 | 0
Nuc | 0 | 0 | 0 | 0 | 0 | 0
PS | 0 | 0 | 0 | 0 | 0 | 0
PV | 0 | 0 | 0 | 0 | 0 | 0
PeakG | 0 | 0 | 0 | 0 | 0 | 0
PeakO | 0 | 0 | 0 | 0 | 0 | 0
ST | 0 | 0 | 0 | 0 | 0 | 0
STOG | 0 | 0 | 0 | 0 | 0 | 0
STWD | 0 | 0 | 0 | 0 | 0 | 0
WT | 0 | 0 | 0 | 0 | 0 | 0
IGCC | 0 | 0 | 0 | 0 | 0 | 0
DemandResponse | 0 | 0 | 0 | 0 | 0 | 0
IGCC-CCS | 0 | 0 | 0 | 0 | 0 | 0
WT_off | 0 | 0 | 0 | 0 | 0 | 0
PseudoUnit | 0 | 0 | 0 | 0 | 0 | 0
FixedInterchange | 0 | 0 | 0 | 0 | 0 | 0
Emission Cost by Reporting Type: NYISO_A-F
ReportingType | 2015 | 2020 | 2025 | 2030 | 2035 | 2040
BM | 0 | 0 | 0 | 0 | 0 | 0
CC | 0 | 0 | 0 | 0 | 0 | 0
CSP | 0 | 0 | 0 | 0 | 0 | 0
CT | 0 | 0 | 0 | 0 | 0 | 0
Coal | 0 | 0 | 0 | 0 | 0 | 0
Geo | 0 | 0 | 0 | 0 | 0 | 0
H | 0 | 0 | 0 | 0 | 0 | 0
LFG | 0 | 0 | 0 | 0 | 0 | 0
Nuc | 0 | 0 | 0 | 0 | 0 | 0
PS | 0 | 0 | 0 | 0 | 0 | 0
PV | 0 | 0 | 0 | 0 | 0 | 0
PeakG | 0 | 0 | 0 | 0 | 0 | 0
PeakO | 0 | 0 | 0 | 0 | 0 | 0
ST | 0 | 0 | 0 | 0 | 0 | 0
STOG | 0 | 0 | 0 | 0 | 0 | 0
STWD | 0 | 0 | 0 | 0 | 0 | 0
WT | 0 | 0 | 0 | 0 | 0 | 0
IGCC | 0 | 0 | 0 | 0 | 0 | 0
DemandResponse | 0 | 0 | 0 | 0 | 0 | 0
IGCC-CCS | 0 | 0 | 0 | 0 | 0 | 0
WT_off | 0 | 0 | 0 | 0 | 0 | 0
PseudoUnit | 0 | 0 | 0 | 0 | 0 | 0
FixedInterchange | 0 | 0 | 0 | 0 | 0 | 0
Emission Cost by Reporting Type: NYISO_G-I
ReportingType | 2015 | 2020 | 2025 | 2030 | 2035 | 2040
BM | 0 | 0 | 0 | 0 | 0 | 0
CC | 0 | 0 | 0 | 0 | 0 | 0
CSP | 0 | 0 | 0 | 0 | 0 | 0
CT | 0 | 0 | 0 | 0 | 0 | 0
Coal | 0 | 0 | 0 | 0 | 0 | 0
Geo | 0 | 0 | 0 | 0 | 0 | 0
H | 0 | 0 | 0 | 0 | 0 | 0
LFG | 0 | 0 | 0 | 0 | 0 | 0
Nuc | 0 | 0 | 0 | 0 | 0 | 0
PS | 0 | 0 | 0 | 0 | 0 | 0
PV | 0 | 0 | 0 | 0 | 0 | 0
PeakG | 0 | 0 | 0 | 0 | 0 | 0
PeakO | 0 | 0 | 0 | 0 | 0 | 0
ST | 0 | 0 | 0 | 0 | 0 | 0
STOG | 0 | 0 | 0 | 0 | 0 | 0
STWD | 0 | 0 | 0 | 0 | 0 | 0
WT | 0 | 0 | 0 | 0 | 0 | 0
IGCC | 0 | 0 | 0 | 0 | 0 | 0
DemandResponse | 0 | 0 | 0 | 0 | 0 | 0
IGCC-CCS | 0 | 0 | 0 | 0 | 0 | 0
WT_off | 0 | 0 | 0 | 0 | 0 | 0
PseudoUnit | 0 | 0 | 0 | 0 | 0 | 0
FixedInterchange | 0 | 0 | 0 | 0 | 0 | 0
Emission Cost by Reporting Type: NYISO_J-K
ReportingType | 2015 | 2020 | 2025 | 2030 | 2035 | 2040
BM | 0 | 0 | 0 | 0 | 0 | 0
CC | 0 | 0 | 0 | 0 | 0 | 0
CSP | 0 | 0 | 0 | 0 | 0 | 0
CT | 0 | 0 | 0 | 0 | 0 | 0
Coal | 0 | 0 | 0 | 0 | 0 | 0
Geo | 0 | 0 | 0 | 0 | 0 | 0
H | 0 | 0 | 0 | 0 | 0 | 0
LFG | 0 | 0 | 0 | 0 | 0 | 0
Nuc | 0 | 0 | 0 | 0 | 0 | 0
PS | 0 | 0 | 0 | 0 | 0 | 0
PV | 0 | 0 | 0 | 0 | 0 | 0
PeakG | 0 | 0 | 0 | 0 | 0 | 0
PeakO | 0 | 0 | 0 | 0 | 0 | 0
ST | 0 | 0 | 0 | 0 | 0 | 0
STOG | 0 | 0 | 0 | 0 | 0 | 0
STWD | 0 | 0 | 0 | 0 | 0 | 0
WT | 0 | 0 | 0 | 0 | 0 | 0
IGCC | 0 | 0 | 0 | 0 | 0 | 0
DemandResponse | 0 | 0 | 0 | 0 | 0 | 0
IGCC-CCS | 0 | 0 | 0 | 0 | 0 | 0
WT_off | 0 | 0 | 0 | 0 | 0 | 0
PseudoUnit | 0 | 0 | 0 | 0 | 0 | 0
FixedInterchange | 0 | 0 | 0 | 0 | 0 | 0
Emission Cost by Reporting Type: PJM_E
ReportingType | 2015 | 2020 | 2025 | 2030 | 2035 | 2040
BM | 0 | 0 | 0 | 0 | 0 | 0
CC | 0 | 0 | 0 | 0 | 0 | 0
CSP | 0 | 0 | 0 | 0 | 0 | 0
CT | 0 | 0 | 0 | 0 | 0 | 0
Coal | 0 | 0 | 0 | 0 | 0 | 0
Geo | 0 | 0 | 0 | 0 | 0 | 0
H | 0 | 0 | 0 | 0 | 0 | 0
LFG | 0 | 0 | 0 | 0 | 0 | 0
Nuc | 0 | 0 | 0 | 0 | 0 | 0
PS | 0 | 0 | 0 | 0 | 0 | 0
PV | 0 | 0 | 0 | 0 | 0 | 0
PeakG | 0 | 0 | 0 | 0 | 0 | 0
PeakO | 0 | 0 | 0 | 0 | 0 | 0
ST | 0 | 0 | 0 | 0 | 0 | 0
STOG | 0 | 0 | 0 | 0 | 0 | 0
STWD | 0 | 0 | 0 | 0 | 0 | 0
WT | 0 | 0 | 0 | 0 | 0 | 0
IGCC | 0 | 0 | 0 | 0 | 0 | 0
DemandResponse | 0 | 0 | 0 | 0 | 0 | 0
IGCC-CCS | 0 | 0 | 0 | 0 | 0 | 0
WT_off | 0 | 0 | 0 | 0 | 0 | 0
PseudoUnit | 0 | 0 | 0 | 0 | 0 | 0
FixedInterchange | 0 | 0 | 0 | 0 | 0 | 0
Emission Cost by Reporting Type: PJM_ROM
ReportingType | 2015 | 2020 | 2025 | 2030 | 2035 | 2040
BM | 0 | 0 | 0 | 0 | 0 | 0
CC | 0 | 0 | 0 | 0 | 0 | 0
CSP | 0 | 0 | 0 | 0 | 0 | 0
CT | 0 | 0 | 0 | 0 | 0 | 0
Coal | 0 | 0 | 0 | 0 | 0 | 0
Geo | 0 | 0 | 0 | 0 | 0 | 0
H | 0 | 0 | 0 | 0 | 0 | 0
LFG | 0 | 0 | 0 | 0 | 0 | 0
Nuc | 0 | 0 | 0 | 0 | 0 | 0
PS | 0 | 0 | 0 | 0 | 0 | 0
PV | 0 | 0 | 0 | 0 | 0 | 0
PeakG | 0 | 0 | 0 | 0 | 0 | 0
PeakO | 0 | 0 | 0 | 0 | 0 | 0
ST | 0 | 0 | 0 | 0 | 0 | 0
STOG | 0 | 0 | 0 | 0 | 0 | 0
STWD | 0 | 0 | 0 | 0 | 0 | 0
WT | 0 | 0 | 0 | 0 | 0 | 0
IGCC | 0 | 0 | 0 | 0 | 0 | 0
DemandResponse | 0 | 0 | 0 | 0 | 0 | 0
IGCC-CCS | 0 | 0 | 0 | 0 | 0 | 0
WT_off | 0 | 0 | 0 | 0 | 0 | 0
PseudoUnit | 0 | 0 | 0 | 0 | 0 | 0
FixedInterchange | 0 | 0 | 0 | 0 | 0 | 0
Emission Cost by Reporting Type: PJM_ROR
ReportingType | 2015 | 2020 | 2025 | 2030 | 2035 | 2040
BM | 0 | 0 | 0 | 0 | 0 | 0
CC | 0 | 0 | 0 | 0 | 0 | 0
CSP | 0 | 0 | 0 | 0 | 0 | 0
CT | 0 | 0 | 0 | 0 | 0 | 0
Coal | 0 | 0 | 0 | 0 | 0 | 0
Geo | 0 | 0 | 0 | 0 | 0 | 0
H | 0 | 0 | 0 | 0 | 0 | 0
LFG | 0 | 0 | 0 | 0 | 0 | 0
Nuc | 0 | 0 | 0 | 0 | 0 | 0
PS | 0 | 0 | 0 | 0 | 0 | 0
PV | 0 | 0 | 0 | 0 | 0 | 0
PeakG | 0 | 0 | 0 | 0 | 0 | 0
PeakO | 0 | 0 | 0 | 0 | 0 | 0
ST | 0 | 0 | 0 | 0 | 0 | 0
STOG | 0 | 0 | 0 | 0 | 0 | 0
STWD | 0 | 0 | 0 | 0 | 0 | 0
WT | 0 | 0 | 0 | 0 | 0 | 0
IGCC | 0 | 0 | 0 | 0 | 0 | 0
DemandResponse | 0 | 0 | 0 | 0 | 0 | 0
IGCC-CCS | 0 | 0 | 0 | 0 | 0 | 0
WT_off | 0 | 0 | 0 | 0 | 0 | 0
PseudoUnit | 0 | 0 | 0 | 0 | 0 | 0
FixedInterchange | 0 | 0 | 0 | 0 | 0 | 0
Emission Cost by Reporting Type: SOCO
ReportingType | 2015 | 2020 | 2025 | 2030 | 2035 | 2040
BM | 0 | 0 | 0 | 0 | 0 | 0
CC | 0 | 0 | 0 | 0 | 0 | 0
CSP | 0 | 0 | 0 | 0 | 0 | 0
CT | 0 | 0 | 0 | 0 | 0 | 0
Coal | 0 | 0 | 0 | 0 | 0 | 0
Geo | 0 | 0 | 0 | 0 | 0 | 0
H | 0 | 0 | 0 | 0 | 0 | 0
LFG | 0 | 0 | 0 | 0 | 0 | 0
Nuc | 0 | 0 | 0 | 0 | 0 | 0
PS | 0 | 0 | 0 | 0 | 0 | 0
PV | 0 | 0 | 0 | 0 | 0 | 0
PeakG | 0 | 0 | 0 | 0 | 0 | 0
PeakO | 0 | 0 | 0 | 0 | 0 | 0
ST | 0 | 0 | 0 | 0 | 0 | 0
STOG | 0 | 0 | 0 | 0 | 0 | 0
STWD | 0 | 0 | 0 | 0 | 0 | 0
WT | 0 | 0 | 0 | 0 | 0 | 0
IGCC | 0 | 0 | 0 | 0 | 0 | 0
DemandResponse | 0 | 0 | 0 | 0 | 0 | 0
IGCC-CCS | 0 | 0 | 0 | 0 | 0 | 0
WT_off | 0 | 0 | 0 | 0 | 0 | 0
PseudoUnit | 0 | 0 | 0 | 0 | 0 | 0
FixedInterchange | 0 | 0 | 0 | 0 | 0 | 0
Emission Cost by Reporting Type: SPP_N
ReportingType | 2015 | 2020 | 2025 | 2030 | 2035 | 2040
BM | 0 | 0 | 0 | 0 | 0 | 0
CC | 0 | 0 | 0 | 0 | 0 | 0
CSP | 0 | 0 | 0 | 0 | 0 | 0
CT | 0 | 0 | 0 | 0 | 0 | 0
Coal | 0 | 0 | 0 | 0 | 0 | 0
Geo | 0 | 0 | 0 | 0 | 0 | 0
H | 0 | 0 | 0 | 0 | 0 | 0
LFG | 0 | 0 | 0 | 0 | 0 | 0
Nuc | 0 | 0 | 0 | 0 | 0 | 0
PS | 0 | 0 | 0 | 0 | 0 | 0
PV | 0 | 0 | 0 | 0 | 0 | 0
PeakG | 0 | 0 | 0 | 0 | 0 | 0
PeakO | 0 | 0 | 0 | 0 | 0 | 0
ST | 0 | 0 | 0 | 0 | 0 | 0
STOG | 0 | 0 | 0 | 0 | 0 | 0
STWD | 0 | 0 | 0 | 0 | 0 | 0
WT | 0 | 0 | 0 | 0 | 0 | 0
IGCC | 0 | 0 | 0 | 0 | 0 | 0
DemandResponse | 0 | 0 | 0 | 0 | 0 | 0
IGCC-CCS | 0 | 0 | 0 | 0 | 0 | 0
WT_off | 0 | 0 | 0 | 0 | 0 | 0
PseudoUnit | 0 | 0 | 0 | 0 | 0 | 0
FixedInterchange | 0 | 0 | 0 | 0 | 0 | 0
Emission Cost by Reporting Type: SPP_S
ReportingType | 2015 | 2020 | 2025 | 2030 | 2035 | 2040
BM | 0 | 0 | 0 | 0 | 0 | 0
CC | 0 | 0 | 0 | 0 | 0 | 0
CSP | 0 | 0 | 0 | 0 | 0 | 0
CT | 0 | 0 | 0 | 0 | 0 | 0
Coal | 0 | 0 | 0 | 0 | 0 | 0
Geo | 0 | 0 | 0 | 0 | 0 | 0
H | 0 | 0 | 0 | 0 | 0 | 0
LFG | 0 | 0 | 0 | 0 | 0 | 0
Nuc | 0 | 0 | 0 | 0 | 0 | 0
PS | 0 | 0 | 0 | 0 | 0 | 0
PV | 0 | 0 | 0 | 0 | 0 | 0
PeakG | 0 | 0 | 0 | 0 | 0 | 0
PeakO | 0 | 0 | 0 | 0 | 0 | 0
ST | 0 | 0 | 0 | 0 | 0 | 0
STOG | 0 | 0 | 0 | 0 | 0 | 0
STWD | 0 | 0 | 0 | 0 | 0 | 0
WT | 0 | 0 | 0 | 0 | 0 | 0
IGCC | 0 | 0 | 0 | 0 | 0 | 0
DemandResponse | 0 | 0 | 0 | 0 | 0 | 0
IGCC-CCS | 0 | 0 | 0 | 0 | 0 | 0
WT_off | 0 | 0 | 0 | 0 | 0 | 0
PseudoUnit | 0 | 0 | 0 | 0 | 0 | 0
FixedInterchange | 0 | 0 | 0 | 0 | 0 | 0
Emission Cost by Reporting Type: TVA
ReportingType | 2015 | 2020 | 2025 | 2030 | 2035 | 2040
BM | 0 | 0 | 0 | 0 | 0 | 0
CC | 0 | 0 | 0 | 0 | 0 | 0
CSP | 0 | 0 | 0 | 0 | 0 | 0
CT | 0 | 0 | 0 | 0 | 0 | 0
Coal | 0 | 0 | 0 | 0 | 0 | 0
Geo | 0 | 0 | 0 | 0 | 0 | 0
H | 0 | 0 | 0 | 0 | 0 | 0
LFG | 0 | 0 | 0 | 0 | 0 | 0
Nuc | 0 | 0 | 0 | 0 | 0 | 0
PS | 0 | 0 | 0 | 0 | 0 | 0
PV | 0 | 0 | 0 | 0 | 0 | 0
PeakG | 0 | 0 | 0 | 0 | 0 | 0
PeakO | 0 | 0 | 0 | 0 | 0 | 0
ST | 0 | 0 | 0 | 0 | 0 | 0
STOG | 0 | 0 | 0 | 0 | 0 | 0
STWD | 0 | 0 | 0 | 0 | 0 | 0
WT | 0 | 0 | 0 | 0 | 0 | 0
IGCC | 0 | 0 | 0 | 0 | 0 | 0
DemandResponse | 0 | 0 | 0 | 0 | 0 | 0
IGCC-CCS | 0 | 0 | 0 | 0 | 0 | 0
WT_off | 0 | 0 | 0 | 0 | 0 | 0
PseudoUnit | 0 | 0 | 0 | 0 | 0 | 0
FixedInterchange | 0 | 0 | 0 | 0 | 0 | 0
Emission Cost by Reporting Type: TVA_Transmission
ReportingType | 2015 | 2020 | 2025 | 2030 | 2035 | 2040
BM | 0 | 0 | 0 | 0 | 0 | 0
CC | 0 | 0 | 0 | 0 | 0 | 0
CSP | 0 | 0 | 0 | 0 | 0 | 0
CT | 0 | 0 | 0 | 0 | 0 | 0
Coal | 0 | 0 | 0 | 0 | 0 | 0
Geo | 0 | 0 | 0 | 0 | 0 | 0
H | 0 | 0 | 0 | 0 | 0 | 0
LFG | 0 | 0 | 0 | 0 | 0 | 0
Nuc | 0 | 0 | 0 | 0 | 0 | 0
PS | 0 | 0 | 0 | 0 | 0 | 0
PV | 0 | 0 | 0 | 0 | 0 | 0
PeakG | 0 | 0 | 0 | 0 | 0 | 0
PeakO | 0 | 0 | 0 | 0 | 0 | 0
ST | 0 | 0 | 0 | 0 | 0 | 0
STOG | 0 | 0 | 0 | 0 | 0 | 0
STWD | 0 | 0 | 0 | 0 | 0 | 0
WT | 0 | 0 | 0 | 0 | 0 | 0
IGCC | 0 | 0 | 0 | 0 | 0 | 0
DemandResponse | 0 | 0 | 0 | 0 | 0 | 0
IGCC-CCS | 0 | 0 | 0 | 0 | 0 | 0
WT_off | 0 | 0 | 0 | 0 | 0 | 0
PseudoUnit | 0 | 0 | 0 | 0 | 0 | 0
FixedInterchange | 0 | 0 | 0 | 0 | 0 | 0
Emission Cost by Reporting Type: VACAR
ReportingType | 2015 | 2020 | 2025 | 2030 | 2035 | 2040
BM | 0 | 0 | 0 | 0 | 0 | 0
CC | 0 | 0 | 0 | 0 | 0 | 0
CSP | 0 | 0 | 0 | 0 | 0 | 0
CT | 0 | 0 | 0 | 0 | 0 | 0
Coal | 0 | 0 | 0 | 0 | 0 | 0
Geo | 0 | 0 | 0 | 0 | 0 | 0
H | 0 | 0 | 0 | 0 | 0 | 0
LFG | 0 | 0 | 0 | 0 | 0 | 0
Nuc | 0 | 0 | 0 | 0 | 0 | 0
PS | 0 | 0 | 0 | 0 | 0 | 0
PV | 0 | 0 | 0 | 0 | 0 | 0
PeakG | 0 | 0 | 0 | 0 | 0 | 0
PeakO | 0 | 0 | 0 | 0 | 0 | 0
ST | 0 | 0 | 0 | 0 | 0 | 0
STOG | 0 | 0 | 0 | 0 | 0 | 0
STWD | 0 | 0 | 0 | 0 | 0 | 0
WT | 0 | 0 | 0 | 0 | 0 | 0
IGCC | 0 | 0 | 0 | 0 | 0 | 0
DemandResponse | 0 | 0 | 0 | 0 | 0 | 0
IGCC-CCS | 0 | 0 | 0 | 0 | 0 | 0
WT_off | 0 | 0 | 0 | 0 | 0 | 0
PseudoUnit | 0 | 0 | 0 | 0 | 0 | 0
FixedInterchange | 0 | 0 | 0 | 0 | 0 | 0
Emission Cost by Reporting Type: IESO
ReportingType | 2015 | 2020 | 2025 | 2030 | 2035 | 2040
BM | 0 | 0 | 0 | 0 | 0 | 0
CC | 0 | 0 | 0 | 0 | 0 | 0
CSP | 0 | 0 | 0 | 0 | 0 | 0
CT | 0 | 0 | 0 | 0 | 0 | 0
Coal | 0 | 0 | 0 | 0 | 0 | 0
Geo | 0 | 0 | 0 | 0 | 0 | 0
H | 0 | 0 | 0 | 0 | 0 | 0
LFG | 0 | 0 | 0 | 0 | 0 | 0
Nuc | 0 | 0 | 0 | 0 | 0 | 0
PS | 0 | 0 | 0 | 0 | 0 | 0
PV | 0 | 0 | 0 | 0 | 0 | 0
PeakG | 0 | 0 | 0 | 0 | 0 | 0
PeakO | 0 | 0 | 0 | 0 | 0 | 0
ST | 0 | 0 | 0 | 0 | 0 | 0
STOG | 0 | 0 | 0 | 0 | 0 | 0
STWD | 0 | 0 | 0 | 0 | 0 | 0
WT | 0 | 0 | 0 | 0 | 0 | 0
IGCC | 0 | 0 | 0 | 0 | 0 | 0
DemandResponse | 0 | 0 | 0 | 0 | 0 | 0
IGCC-CCS | 0 | 0 | 0 | 0 | 0 | 0
WT_off | 0 | 0 | 0 | 0 | 0 | 0
PseudoUnit | 0 | 0 | 0 | 0 | 0 | 0
FixedInterchange | 0 | 0 | 0 | 0 | 0 | 0
Emission Cost by Reporting Type: MAPP_CA
ReportingType | 2015 | 2020 | 2025 | 2030 | 2035 | 2040
BM | 0 | 0 | 0 | 0 | 0 | 0
CC | 0 | 0 | 0 | 0 | 0 | 0
CSP | 0 | 0 | 0 | 0 | 0 | 0
CT | 0 | 0 | 0 | 0 | 0 | 0
Coal | 0 | 0 | 0 | 0 | 0 | 0
Geo | 0 | 0 | 0 | 0 | 0 | 0
H | 0 | 0 | 0 | 0 | 0 | 0
LFG | 0 | 0 | 0 | 0 | 0 | 0
Nuc | 0 | 0 | 0 | 0 | 0 | 0
PS | 0 | 0 | 0 | 0 | 0 | 0
PV | 0 | 0 | 0 | 0 | 0 | 0
PeakG | 0 | 0 | 0 | 0 | 0 | 0
PeakO | 0 | 0 | 0 | 0 | 0 | 0
ST | 0 | 0 | 0 | 0 | 0 | 0
STOG | 0 | 0 | 0 | 0 | 0 | 0
STWD | 0 | 0 | 0 | 0 | 0 | 0
WT | 0 | 0 | 0 | 0 | 0 | 0
IGCC | 0 | 0 | 0 | 0 | 0 | 0
DemandResponse | 0 | 0 | 0 | 0 | 0 | 0
IGCC-CCS | 0 | 0 | 0 | 0 | 0 | 0
WT_off | 0 | 0 | 0 | 0 | 0 | 0
PseudoUnit | 0 | 0 | 0 | 0 | 0 | 0
FixedInterchange | 0 | 0 | 0 | 0 | 0 | 0
Emission Cost by Reporting Type: AZ_NM_SNV_Coal
ReportingType | 2015 | 2020 | 2025 | 2030 | 2035 | 2040
BM | 0 | 0 | 0 | 0 | 0 | 0
CC | 0 | 0 | 0 | 0 | 0 | 0
CSP | 0 | 0 | 0 | 0 | 0 | 0
CT | 0 | 0 | 0 | 0 | 0 | 0
Coal | 0 | 0 | 0 | 0 | 0 | 0
Geo | 0 | 0 | 0 | 0 | 0 | 0
H | 0 | 0 | 0 | 0 | 0 | 0
LFG | 0 | 0 | 0 | 0 | 0 | 0
Nuc | 0 | 0 | 0 | 0 | 0 | 0
PS | 0 | 0 | 0 | 0 | 0 | 0
PV | 0 | 0 | 0 | 0 | 0 | 0
PeakG | 0 | 0 | 0 | 0 | 0 | 0
PeakO | 0 | 0 | 0 | 0 | 0 | 0
ST | 0 | 0 | 0 | 0 | 0 | 0
STOG | 0 | 0 | 0 | 0 | 0 | 0
STWD | 0 | 0 | 0 | 0 | 0 | 0
WT | 0 | 0 | 0 | 0 | 0 | 0
IGCC | 0 | 0 | 0 | 0 | 0 | 0
DemandResponse | 0 | 0 | 0 | 0 | 0 | 0
IGCC-CCS | 0 | 0 | 0 | 0 | 0 | 0
WT_off | 0 | 0 | 0 | 0 | 0 | 0
PseudoUnit | 0 | 0 | 0 | 0 | 0 | 0
FixedInterchange | 0 | 0 | 0 | 0 | 0 | 0
Emission Cost by Reporting Type: AZ_NM_SNV_Gas
ReportingType | 2015 | 2020 | 2025 | 2030 | 2035 | 2040
BM | 0 | 0 | 0 | 0 | 0 | 0
CC | 0 | 0 | 0 | 0 | 0 | 0
CSP | 0 | 0 | 0 | 0 | 0 | 0
CT | 0 | 0 | 0 | 0 | 0 | 0
Coal | 0 | 0 | 0 | 0 | 0 | 0
Geo | 0 | 0 | 0 | 0 | 0 | 0
H | 0 | 0 | 0 | 0 | 0 | 0
LFG | 0 | 0 | 0 | 0 | 0 | 0
Nuc | 0 | 0 | 0 | 0 | 0 | 0
PS | 0 | 0 | 0 | 0 | 0 | 0
PV | 0 | 0 | 0 | 0 | 0 | 0
PeakG | 0 | 0 | 0 | 0 | 0 | 0
PeakO | 0 | 0 | 0 | 0 | 0 | 0
ST | 0 | 0 | 0 | 0 | 0 | 0
STOG | 0 | 0 | 0 | 0 | 0 | 0
STWD | 0 | 0 | 0 | 0 | 0 | 0
WT | 0 | 0 | 0 | 0 | 0 | 0
IGCC | 0 | 0 | 0 | 0 | 0 | 0
DemandResponse | 0 | 0 | 0 | 0 | 0 | 0
IGCC-CCS | 0 | 0 | 0 | 0 | 0 | 0
WT_off | 0 | 0 | 0 | 0 | 0 | 0
PseudoUnit | 0 | 0 | 0 | 0 | 0 | 0
FixedInterchange | 0 | 0 | 0 | 0 | 0 | 0
Emission Cost by Reporting Type: AZ_NM_SNV_NucRenew
ReportingType | 2015 | 2020 | 2025 | 2030 | 2035 | 2040
BM | 0 | 0 | 0 | 0 | 0 | 0
CC | 0 | 0 | 0 | 0 | 0 | 0
CSP | 0 | 0 | 0 | 0 | 0 | 0
CT | 0 | 0 | 0 | 0 | 0 | 0
Coal | 0 | 0 | 0 | 0 | 0 | 0
Geo | 0 | 0 | 0 | 0 | 0 | 0
H | 0 | 0 | 0 | 0 | 0 | 0
LFG | 0 | 0 | 0 | 0 | 0 | 0
Nuc | 0 | 0 | 0 | 0 | 0 | 0
PS | 0 | 0 | 0 | 0 | 0 | 0
PV | 0 | 0 | 0 | 0 | 0 | 0
PeakG | 0 | 0 | 0 | 0 | 0 | 0
PeakO | 0 | 0 | 0 | 0 | 0 | 0
ST | 0 | 0 | 0 | 0 | 0 | 0
STOG | 0 | 0 | 0 | 0 | 0 | 0
STWD | 0 | 0 | 0 | 0 | 0 | 0
WT | 0 | 0 | 0 | 0 | 0 | 0
IGCC | 0 | 0 | 0 | 0 | 0 | 0
DemandResponse | 0 | 0 | 0 | 0 | 0 | 0
IGCC-CCS | 0 | 0 | 0 | 0 | 0 | 0
WT_off | 0 | 0 | 0 | 0 | 0 | 0
PseudoUnit | 0 | 0 | 0 | 0 | 0 | 0
FixedInterchange | 0 | 0 | 0 | 0 | 0 | 0
Emission Cost by Reporting Type: ERCOT
ReportingType | 2015 | 2020 | 2025 | 2030 | 2035 | 2040
BM | 0 | 0 | 0 | 0 | 0 | 0
CC | 0 | 0 | 0 | 0 | 0 | 0
CSP | 0 | 0 | 0 | 0 | 0 | 0
CT | 0 | 0 | 0 | 0 | 0 | 0
Coal | 0 | 0 | 0 | 0 | 0 | 0
Geo | 0 | 0 | 0 | 0 | 0 | 0
H | 0 | 0 | 0 | 0 | 0 | 0
LFG | 0 | 0 | 0 | 0 | 0 | 0
Nuc | 0 | 0 | 0 | 0 | 0 | 0
PS | 0 | 0 | 0 | 0 | 0 | 0
PV | 0 | 0 | 0 | 0 | 0 | 0
PeakG | 0 | 0 | 0 | 0 | 0 | 0
PeakO | 0 | 0 | 0 | 0 | 0 | 0
ST | 0 | 0 | 0 | 0 | 0 | 0
STOG | 0 | 0 | 0 | 0 | 0 | 0
STWD | 0 | 0 | 0 | 0 | 0 | 0
WT | 0 | 0 | 0 | 0 | 0 | 0
IGCC | 0 | 0 | 0 | 0 | 0 | 0
DemandResponse | 0 | 0 | 0 | 0 | 0 | 0
IGCC-CCS | 0 | 0 | 0 | 0 | 0 | 0
WT_off | 0 | 0 | 0 | 0 | 0 | 0
PseudoUnit | 0 | 0 | 0 | 0 | 0 | 0
FixedInterchange | 0 | 0 | 0 | 0 | 0 | 0
Emission Cost by Reporting Type: NP15
ReportingType | 2015 | 2020 | 2025 | 2030 | 2035 | 2040
BM | 0 | 0 | 0 | 0 | 0 | 0
CC | 0 | 0 | 0 | 0 | 0 | 0
CSP | 0 | 0 | 0 | 0 | 0 | 0
CT | 0 | 0 | 0 | 0 | 0 | 0
Coal | 0 | 0 | 0 | 0 | 0 | 0
Geo | 0 | 0 | 0 | 0 | 0 | 0
H | 0 | 0 | 0 | 0 | 0 | 0
LFG | 0 | 0 | 0 | 0 | 0 | 0
Nuc | 0 | 0 | 0 | 0 | 0 | 0
PS | 0 | 0 | 0 | 0 | 0 | 0
PV | 0 | 0 | 0 | 0 | 0 | 0
PeakG | 0 | 0 | 0 | 0 | 0 | 0
PeakO | 0 | 0 | 0 | 0 | 0 | 0
ST | 0 | 0 | 0 | 0 | 0 | 0
STOG | 0 | 0 | 0 | 0 | 0 | 0
STWD | 0 | 0 | 0 | 0 | 0 | 0
WT | 0 | 0 | 0 | 0 | 0 | 0
IGCC | 0 | 0 | 0 | 0 | 0 | 0
DemandResponse | 0 | 0 | 0 | 0 | 0 | 0
IGCC-CCS | 0 | 0 | 0 | 0 | 0 | 0
WT_off | 0 | 0 | 0 | 0 | 0 | 0
PseudoUnit | 0 | 0 | 0 | 0 | 0 | 0
FixedInterchange | 0 | 0 | 0 | 0 | 0 | 0
Emission Cost by Reporting Type: NWPP_Coal
ReportingType | 2015 | 2020 | 2025 | 2030 | 2035 | 2040
BM | 0 | 0 | 0 | 0 | 0 | 0
CC | 0 | 0 | 0 | 0 | 0 | 0
CSP | 0 | 0 | 0 | 0 | 0 | 0
CT | 0 | 0 | 0 | 0 | 0 | 0
Coal | 0 | 0 | 0 | 0 | 0 | 0
Geo | 0 | 0 | 0 | 0 | 0 | 0
H | 0 | 0 | 0 | 0 | 0 | 0
LFG | 0 | 0 | 0 | 0 | 0 | 0
Nuc | 0 | 0 | 0 | 0 | 0 | 0
PS | 0 | 0 | 0 | 0 | 0 | 0
PV | 0 | 0 | 0 | 0 | 0 | 0
PeakG | 0 | 0 | 0 | 0 | 0 | 0
PeakO | 0 | 0 | 0 | 0 | 0 | 0
ST | 0 | 0 | 0 | 0 | 0 | 0
STOG | 0 | 0 | 0 | 0 | 0 | 0
STWD | 0 | 0 | 0 | 0 | 0 | 0
WT | 0 | 0 | 0 | 0 | 0 | 0
IGCC | 0 | 0 | 0 | 0 | 0 | 0
DemandResponse | 0 | 0 | 0 | 0 | 0 | 0
IGCC-CCS | 0 | 0 | 0 | 0 | 0 | 0
WT_off | 0 | 0 | 0 | 0 | 0 | 0
PseudoUnit | 0 | 0 | 0 | 0 | 0 | 0
FixedInterchange | 0 | 0 | 0 | 0 | 0 | 0
Emission Cost by Reporting Type: NWPP_Gas
ReportingType | 2015 | 2020 | 2025 | 2030 | 2035 | 2040
BM | 0 | 0 | 0 | 0 | 0 | 0
CC | 0 | 0 | 0 | 0 | 0 | 0
CSP | 0 | 0 | 0 | 0 | 0 | 0
CT | 0 | 0 | 0 | 0 | 0 | 0
Coal | 0 | 0 | 0 | 0 | 0 | 0
Geo | 0 | 0 | 0 | 0 | 0 | 0
H | 0 | 0 | 0 | 0 | 0 | 0
LFG | 0 | 0 | 0 | 0 | 0 | 0
Nuc | 0 | 0 | 0 | 0 | 0 | 0
PS | 0 | 0 | 0 | 0 | 0 | 0
PV | 0 | 0 | 0 | 0 | 0 | 0
PeakG | 0 | 0 | 0 | 0 | 0 | 0
PeakO | 0 | 0 | 0 | 0 | 0 | 0
ST | 0 | 0 | 0 | 0 | 0 | 0
STOG | 0 | 0 | 0 | 0 | 0 | 0
STWD | 0 | 0 | 0 | 0 | 0 | 0
WT | 0 | 0 | 0 | 0 | 0 | 0
IGCC | 0 | 0 | 0 | 0 | 0 | 0
DemandResponse | 0 | 0 | 0 | 0 | 0 | 0
IGCC-CCS | 0 | 0 | 0 | 0 | 0 | 0
WT_off | 0 | 0 | 0 | 0 | 0 | 0
PseudoUnit | 0 | 0 | 0 | 0 | 0 | 0
FixedInterchange | 0 | 0 | 0 | 0 | 0 | 0
Emission Cost by Reporting Type: NWPP_NucRenew
ReportingType | 2015 | 2020 | 2025 | 2030 | 2035 | 2040
BM | 0 | 0 | 0 | 0 | 0 | 0
CC | 0 | 0 | 0 | 0 | 0 | 0
CSP | 0 | 0 | 0 | 0 | 0 | 0
CT | 0 | 0 | 0 | 0 | 0 | 0
Coal | 0 | 0 | 0 | 0 | 0 | 0
Geo | 0 | 0 | 0 | 0 | 0 | 0
H | 0 | 0 | 0 | 0 | 0 | 0
LFG | 0 | 0 | 0 | 0 | 0 | 0
Nuc | 0 | 0 | 0 | 0 | 0 | 0
PS | 0 | 0 | 0 | 0 | 0 | 0
PV | 0 | 0 | 0 | 0 | 0 | 0
PeakG | 0 | 0 | 0 | 0 | 0 | 0
PeakO | 0 | 0 | 0 | 0 | 0 | 0
ST | 0 | 0 | 0 | 0 | 0 | 0
STOG | 0 | 0 | 0 | 0 | 0 | 0
STWD | 0 | 0 | 0 | 0 | 0 | 0
WT | 0 | 0 | 0 | 0 | 0 | 0
IGCC | 0 | 0 | 0 | 0 | 0 | 0
DemandResponse | 0 | 0 | 0 | 0 | 0 | 0
IGCC-CCS | 0 | 0 | 0 | 0 | 0 | 0
WT_off | 0 | 0 | 0 | 0 | 0 | 0
PseudoUnit | 0 | 0 | 0 | 0 | 0 | 0
FixedInterchange | 0 | 0 | 0 | 0 | 0 | 0
Emission Cost by Reporting Type: RMPA
ReportingType | 2015 | 2020 | 2025 | 2030 | 2035 | 2040
BM | 0 | 0 | 0 | 0 | 0 | 0
CC | 0 | 0 | 0 | 0 | 0 | 0
CSP | 0 | 0 | 0 | 0 | 0 | 0
CT | 0 | 0 | 0 | 0 | 0 | 0
Coal | 0 | 0 | 0 | 0 | 0 | 0
Geo | 0 | 0 | 0 | 0 | 0 | 0
H | 0 | 0 | 0 | 0 | 0 | 0
LFG | 0 | 0 | 0 | 0 | 0 | 0
Nuc | 0 | 0 | 0 | 0 | 0 | 0
PS | 0 | 0 | 0 | 0 | 0 | 0
PV | 0 | 0 | 0 | 0 | 0 | 0
PeakG | 0 | 0 | 0 | 0 | 0 | 0
PeakO | 0 | 0 | 0 | 0 | 0 | 0
ST | 0 | 0 | 0 | 0 | 0 | 0
STOG | 0 | 0 | 0 | 0 | 0 | 0
STWD | 0 | 0 | 0 | 0 | 0 | 0
WT | 0 | 0 | 0 | 0 | 0 | 0
IGCC | 0 | 0 | 0 | 0 | 0 | 0
DemandResponse | 0 | 0 | 0 | 0 | 0 | 0
IGCC-CCS | 0 | 0 | 0 | 0 | 0 | 0
WT_off | 0 | 0 | 0 | 0 | 0 | 0
PseudoUnit | 0 | 0 | 0 | 0 | 0 | 0
FixedInterchange | 0 | 0 | 0 | 0 | 0 | 0
Emission Cost by Reporting Type: SP15
ReportingType | 2015 | 2020 | 2025 | 2030 | 2035 | 2040
BM | 0 | 0 | 0 | 0 | 0 | 0
CC | 0 | 0 | 0 | 0 | 0 | 0
CSP | 0 | 0 | 0 | 0 | 0 | 0
CT | 0 | 0 | 0 | 0 | 0 | 0
Coal | 0 | 0 | 0 | 0 | 0 | 0
Geo | 0 | 0 | 0 | 0 | 0 | 0
H | 0 | 0 | 0 | 0 | 0 | 0
LFG | 0 | 0 | 0 | 0 | 0 | 0
Nuc | 0 | 0 | 0 | 0 | 0 | 0
PS | 0 | 0 | 0 | 0 | 0 | 0
PV | 0 | 0 | 0 | 0 | 0 | 0
PeakG | 0 | 0 | 0 | 0 | 0 | 0
PeakO | 0 | 0 | 0 | 0 | 0 | 0
ST | 0 | 0 | 0 | 0 | 0 | 0
STOG | 0 | 0 | 0 | 0 | 0 | 0
STWD | 0 | 0 | 0 | 0 | 0 | 0
WT | 0 | 0 | 0 | 0 | 0 | 0
IGCC | 0 | 0 | 0 | 0 | 0 | 0
DemandResponse | 0 | 0 | 0 | 0 | 0 | 0
IGCC-CCS | 0 | 0 | 0 | 0 | 0 | 0
WT_off | 0 | 0 | 0 | 0 | 0 | 0
PseudoUnit | 0 | 0 | 0 | 0 | 0 | 0
FixedInterchange | 0 | 0 | 0 | 0 | 0 | 0
Emission Cost by Reporting Type: ALB
ReportingType | 2015 | 2020 | 2025 | 2030 | 2035 | 2040
BM | 0 | 0 | 0 | 0 | 0 | 0
CC | 0 | 0 | 0 | 0 | 0 | 0
CSP | 0 | 0 | 0 | 0 | 0 | 0
CT | 0 | 0 | 0 | 0 | 0 | 0
Coal | 0 | 0 | 0 | 0 | 0 | 0
Geo | 0 | 0 | 0 | 0 | 0 | 0
H | 0 | 0 | 0 | 0 | 0 | 0
LFG | 0 | 0 | 0 | 0 | 0 | 0
Nuc | 0 | 0 | 0 | 0 | 0 | 0
PS | 0 | 0 | 0 | 0 | 0 | 0
PV | 0 | 0 | 0 | 0 | 0 | 0
PeakG | 0 | 0 | 0 | 0 | 0 | 0
PeakO | 0 | 0 | 0 | 0 | 0 | 0
ST | 0 | 0 | 0 | 0 | 0 | 0
STOG | 0 | 0 | 0 | 0 | 0 | 0
STWD | 0 | 0 | 0 | 0 | 0 | 0
WT | 0 | 0 | 0 | 0 | 0 | 0
IGCC | 0 | 0 | 0 | 0 | 0 | 0
DemandResponse | 0 | 0 | 0 | 0 | 0 | 0
IGCC-CCS | 0 | 0 | 0 | 0 | 0 | 0
WT_off | 0 | 0 | 0 | 0 | 0 | 0
PseudoUnit | 0 | 0 | 0 | 0 | 0 | 0
FixedInterchange | 0 | 0 | 0 | 0 | 0 | 0
Emission Cost by Reporting Type: BC
ReportingType | 2015 | 2020 | 2025 | 2030 | 2035 | 2040
BM | 0 | 0 | 0 | 0 | 0 | 0
CC | 0 | 0 | 0 | 0 | 0 | 0
CSP | 0 | 0 | 0 | 0 | 0 | 0
CT | 0 | 0 | 0 | 0 | 0 | 0
Coal | 0 | 0 | 0 | 0 | 0 | 0
Geo | 0 | 0 | 0 | 0 | 0 | 0
H | 0 | 0 | 0 | 0 | 0 | 0
LFG | 0 | 0 | 0 | 0 | 0 | 0
Nuc | 0 | 0 | 0 | 0 | 0 | 0
PS | 0 | 0 | 0 | 0 | 0 | 0
PV | 0 | 0 | 0 | 0 | 0 | 0
PeakG | 0 | 0 | 0 | 0 | 0 | 0
PeakO | 0 | 0 | 0 | 0 | 0 | 0
ST | 0 | 0 | 0 | 0 | 0 | 0
STOG | 0 | 0 | 0 | 0 | 0 | 0
STWD | 0 | 0 | 0 | 0 | 0 | 0
WT | 0 | 0 | 0 | 0 | 0 | 0
IGCC | 0 | 0 | 0 | 0 | 0 | 0
DemandResponse | 0 | 0 | 0 | 0 | 0 | 0
IGCC-CCS | 0 | 0 | 0 | 0 | 0 | 0
WT_off | 0 | 0 | 0 | 0 | 0 | 0
PseudoUnit | 0 | 0 | 0 | 0 | 0 | 0
FixedInterchange | 0 | 0 | 0 | 0 | 0 | 0
Emission Cost by Reporting Type: HQ_IESO
ReportingType | 2015 | 2020 | 2025 | 2030 | 2035 | 2040
BM | 0 | 0 | 0 | 0 | 0 | 0
CC | 0 | 0 | 0 | 0 | 0 | 0
CSP | 0 | 0 | 0 | 0 | 0 | 0
CT | 0 | 0 | 0 | 0 | 0 | 0
Coal | 0 | 0 | 0 | 0 | 0 | 0
Geo | 0 | 0 | 0 | 0 | 0 | 0
H | 0 | 0 | 0 | 0 | 0 | 0
LFG | 0 | 0 | 0 | 0 | 0 | 0
Nuc | 0 | 0 | 0 | 0 | 0 | 0
PS | 0 | 0 | 0 | 0 | 0 | 0
PV | 0 | 0 | 0 | 0 | 0 | 0
PeakG | 0 | 0 | 0 | 0 | 0 | 0
PeakO | 0 | 0 | 0 | 0 | 0 | 0
ST | 0 | 0 | 0 | 0 | 0 | 0
STOG | 0 | 0 | 0 | 0 | 0 | 0
STWD | 0 | 0 | 0 | 0 | 0 | 0
WT | 0 | 0 | 0 | 0 | 0 | 0
IGCC | 0 | 0 | 0 | 0 | 0 | 0
DemandResponse | 0 | 0 | 0 | 0 | 0 | 0
IGCC-CCS | 0 | 0 | 0 | 0 | 0 | 0
WT_off | 0 | 0 | 0 | 0 | 0 | 0
PseudoUnit | 0 | 0 | 0 | 0 | 0 | 0
FixedInterchange | 0 | 0 | 0 | 0 | 0 | 0
Emission Cost by Reporting Type: HQ_NEISO
ReportingType | 2015 | 2020 | 2025 | 2030 | 2035 | 2040
BM | 0 | 0 | 0 | 0 | 0 | 0
CC | 0 | 0 | 0 | 0 | 0 | 0
CSP | 0 | 0 | 0 | 0 | 0 | 0
CT | 0 | 0 | 0 | 0 | 0 | 0
Coal | 0 | 0 | 0 | 0 | 0 | 0
Geo | 0 | 0 | 0 | 0 | 0 | 0
H | 0 | 0 | 0 | 0 | 0 | 0
LFG | 0 | 0 | 0 | 0 | 0 | 0
Nuc | 0 | 0 | 0 | 0 | 0 | 0
PS | 0 | 0 | 0 | 0 | 0 | 0
PV | 0 | 0 | 0 | 0 | 0 | 0
PeakG | 0 | 0 | 0 | 0 | 0 | 0
PeakO | 0 | 0 | 0 | 0 | 0 | 0
ST | 0 | 0 | 0 | 0 | 0 | 0
STOG | 0 | 0 | 0 | 0 | 0 | 0
STWD | 0 | 0 | 0 | 0 | 0 | 0
WT | 0 | 0 | 0 | 0 | 0 | 0
IGCC | 0 | 0 | 0 | 0 | 0 | 0
DemandResponse | 0 | 0 | 0 | 0 | 0 | 0
IGCC-CCS | 0 | 0 | 0 | 0 | 0 | 0
WT_off | 0 | 0 | 0 | 0 | 0 | 0
PseudoUnit | 0 | 0 | 0 | 0 | 0 | 0
FixedInterchange | 0 | 0 | 0 | 0 | 0 | 0
Emission Cost by Reporting Type: HQ_NY
ReportingType | 2015 | 2020 | 2025 | 2030 | 2035 | 2040
BM | 0 | 0 | 0 | 0 | 0 | 0
CC | 0 | 0 | 0 | 0 | 0 | 0
CSP | 0 | 0 | 0 | 0 | 0 | 0
CT | 0 | 0 | 0 | 0 | 0 | 0
Coal | 0 | 0 | 0 | 0 | 0 | 0
Geo | 0 | 0 | 0 | 0 | 0 | 0
H | 0 | 0 | 0 | 0 | 0 | 0
LFG | 0 | 0 | 0 | 0 | 0 | 0
Nuc | 0 | 0 | 0 | 0 | 0 | 0
PS | 0 | 0 | 0 | 0 | 0 | 0
PV | 0 | 0 | 0 | 0 | 0 | 0
PeakG | 0 | 0 | 0 | 0 | 0 | 0
PeakO | 0 | 0 | 0 | 0 | 0 | 0
ST | 0 | 0 | 0 | 0 | 0 | 0
STOG | 0 | 0 | 0 | 0 | 0 | 0
STWD | 0 | 0 | 0 | 0 | 0 | 0
WT | 0 | 0 | 0 | 0 | 0 | 0
IGCC | 0 | 0 | 0 | 0 | 0 | 0
DemandResponse | 0 | 0 | 0 | 0 | 0 | 0
IGCC-CCS | 0 | 0 | 0 | 0 | 0 | 0
WT_off | 0 | 0 | 0 | 0 | 0 | 0
PseudoUnit | 0 | 0 | 0 | 0 | 0 | 0
FixedInterchange | 0 | 0 | 0 | 0 | 0 | 0
Emission Cost by Reporting Type: MARITIMES
ReportingType | 2015 | 2020 | 2025 | 2030 | 2035 | 2040
BM | 0 | 0 | 0 | 0 | 0 | 0
CC | 0 | 0 | 0 | 0 | 0 | 0
CSP | 0 | 0 | 0 | 0 | 0 | 0
CT | 0 | 0 | 0 | 0 | 0 | 0
Coal | 0 | 0 | 0 | 0 | 0 | 0
Geo | 0 | 0 | 0 | 0 | 0 | 0
H | 0 | 0 | 0 | 0 | 0 | 0
LFG | 0 | 0 | 0 | 0 | 0 | 0
Nuc | 0 | 0 | 0 | 0 | 0 | 0
PS | 0 | 0 | 0 | 0 | 0 | 0
PV | 0 | 0 | 0 | 0 | 0 | 0
PeakG | 0 | 0 | 0 | 0 | 0 | 0
PeakO | 0 | 0 | 0 | 0 | 0 | 0
ST | 0 | 0 | 0 | 0 | 0 | 0
STOG | 0 | 0 | 0 | 0 | 0 | 0
STWD | 0 | 0 | 0 | 0 | 0 | 0
WT | 0 | 0 | 0 | 0 | 0 | 0
IGCC | 0 | 0 | 0 | 0 | 0 | 0
DemandResponse | 0 | 0 | 0 | 0 | 0 | 0
IGCC-CCS | 0 | 0 | 0 | 0 | 0 | 0
WT_off | 0 | 0 | 0 | 0 | 0 | 0
PseudoUnit | 0 | 0 | 0 | 0 | 0 | 0
FixedInterchange | 0 | 0 | 0 | 0 | 0 | 0
Emission Cost by Reporting Type: All
ReportingType | 2015 | 2020 | 2025 | 2030 | 2035 | 2040
BM | 0 | 0 | 0 | 0 | 0 | 0
CC | 0 | 0 | 0 | 0 | 0 | 0
CSP | 0 | 0 | 0 | 0 | 0 | 0
CT | 0 | 0 | 0 | 0 | 0 | 0
Coal | 0 | 0 | 0 | 0 | 0 | 0
Geo | 0 | 0 | 0 | 0 | 0 | 0
H | 0 | 0 | 0 | 0 | 0 | 0
LFG | 0 | 0 | 0 | 0 | 0 | 0
Nuc | 0 | 0 | 0 | 0 | 0 | 0
PS | 0 | 0 | 0 | 0 | 0 | 0
PV | 0 | 0 | 0 | 0 | 0 | 0
PeakG | 0 | 0 | 0 | 0 | 0 | 0
PeakO | 0 | 0 | 0 | 0 | 0 | 0
ST | 0 | 0 | 0 | 0 | 0 | 0
STOG | 0 | 0 | 0 | 0 | 0 | 0
STWD | 0 | 0 | 0 | 0 | 0 | 0
WT | 0 | 0 | 0 | 0 | 0 | 0
IGCC | 0 | 0 | 0 | 0 | 0 | 0
DemandResponse | 0 | 0 | 0 | 0 | 0 | 0
IGCC-CCS | 0 | 0 | 0 | 0 | 0 | 0
WT_off | 0 | 0 | 0 | 0 | 0 | 0
PseudoUnit | 0 | 0 | 0 | 0 | 0 | 0
FixedInterchange | 0 | 0 | 0 | 0 | 0 | 0
Emission Cost by Reporting Type: EI_US
ReportingType | 2015 | 2020 | 2025 | 2030 | 2035 | 2040
BM | 0 | 0 | 0 | 0 | 0 | 0
CC | 0 | 0 | 0 | 0 | 0 | 0
CSP | 0 | 0 | 0 | 0 | 0 | 0
CT | 0 | 0 | 0 | 0 | 0 | 0
Coal | 0 | 0 | 0 | 0 | 0 | 0
Geo | 0 | 0 | 0 | 0 | 0 | 0
H | 0 | 0 | 0 | 0 | 0 | 0
LFG | 0 | 0 | 0 | 0 | 0 | 0
Nuc | 0 | 0 | 0 | 0 | 0 | 0
PS | 0 | 0 | 0 | 0 | 0 | 0
PV | 0 | 0 | 0 | 0 | 0 | 0
PeakG | 0 | 0 | 0 | 0 | 0 | 0
PeakO | 0 | 0 | 0 | 0 | 0 | 0
ST | 0 | 0 | 0 | 0 | 0 | 0
STOG | 0 | 0 | 0 | 0 | 0 | 0
STWD | 0 | 0 | 0 | 0 | 0 | 0
WT | 0 | 0 | 0 | 0 | 0 | 0
IGCC | 0 | 0 | 0 | 0 | 0 | 0
DemandResponse | 0 | 0 | 0 | 0 | 0 | 0
IGCC-CCS | 0 | 0 | 0 | 0 | 0 | 0
WT_off | 0 | 0 | 0 | 0 | 0 | 0
PseudoUnit | 0 | 0 | 0 | 0 | 0 | 0
FixedInterchange | 0 | 0 | 0 | 0 | 0 | 0
Emission Cost by Reporting Type: EI_Canada
ReportingType | 2015 | 2020 | 2025 | 2030 | 2035 | 2040
BM | 0 | 0 | 0 | 0 | 0 | 0
CC | 0 | 0 | 0 | 0 | 0 | 0
CSP | 0 | 0 | 0 | 0 | 0 | 0
CT | 0 | 0 | 0 | 0 | 0 | 0
Coal | 0 | 0 | 0 | 0 | 0 | 0
Geo | 0 | 0 | 0 | 0 | 0 | 0
H | 0 | 0 | 0 | 0 | 0 | 0
LFG | 0 | 0 | 0 | 0 | 0 | 0
Nuc | 0 | 0 | 0 | 0 | 0 | 0
PS | 0 | 0 | 0 | 0 | 0 | 0
PV | 0 | 0 | 0 | 0 | 0 | 0
PeakG | 0 | 0 | 0 | 0 | 0 | 0
PeakO | 0 | 0 | 0 | 0 | 0 | 0
ST | 0 | 0 | 0 | 0 | 0 | 0
STOG | 0 | 0 | 0 | 0 | 0 | 0
STWD | 0 | 0 | 0 | 0 | 0 | 0
WT | 0 | 0 | 0 | 0 | 0 | 0
IGCC | 0 | 0 | 0 | 0 | 0 | 0
DemandResponse | 0 | 0 | 0 | 0 | 0 | 0
IGCC-CCS | 0 | 0 | 0 | 0 | 0 | 0
WT_off | 0 | 0 | 0 | 0 | 0 | 0
PseudoUnit | 0 | 0 | 0 | 0 | 0 | 0
FixedInterchange | 0 | 0 | 0 | 0 | 0 | 0
Emission Cost by Reporting Type: EI
ReportingType | 2015 | 2020 | 2025 | 2030 | 2035 | 2040
BM | 0 | 0 | 0 | 0 | 0 | 0
CC | 0 | 0 | 0 | 0 | 0 | 0
CSP | 0 | 0 | 0 | 0 | 0 | 0
CT | 0 | 0 | 0 | 0 | 0 | 0
Coal | 0 | 0 | 0 | 0 | 0 | 0
Geo | 0 | 0 | 0 | 0 | 0 | 0
H | 0 | 0 | 0 | 0 | 0 | 0
LFG | 0 | 0 | 0 | 0 | 0 | 0
Nuc | 0 | 0 | 0 | 0 | 0 | 0
PS | 0 | 0 | 0 | 0 | 0 | 0
PV | 0 | 0 | 0 | 0 | 0 | 0
PeakG | 0 | 0 | 0 | 0 | 0 | 0
PeakO | 0 | 0 | 0 | 0 | 0 | 0
ST | 0 | 0 | 0 | 0 | 0 | 0
STOG | 0 | 0 | 0 | 0 | 0 | 0
STWD | 0 | 0 | 0 | 0 | 0 | 0
WT | 0 | 0 | 0 | 0 | 0 | 0
IGCC | 0 | 0 | 0 | 0 | 0 | 0
DemandResponse | 0 | 0 | 0 | 0 | 0 | 0
IGCC-CCS | 0 | 0 | 0 | 0 | 0 | 0
WT_off | 0 | 0 | 0 | 0 | 0 | 0
PseudoUnit | 0 | 0 | 0 | 0 | 0 | 0
FixedInterchange | 0 | 0 | 0 | 0 | 0 | 0
Emission Cost by Reporting Type: Outside_EI
ReportingType | 2015 | 2020 | 2025 | 2030 | 2035 | 2040
BM | 0 | 0 | 0 | 0 | 0 | 0
CC | 0 | 0 | 0 | 0 | 0 | 0
CSP | 0 | 0 | 0 | 0 | 0 | 0
CT | 0 | 0 | 0 | 0 | 0 | 0
Coal | 0 | 0 | 0 | 0 | 0 | 0
Geo | 0 | 0 | 0 | 0 | 0 | 0
H | 0 | 0 | 0 | 0 | 0 | 0
LFG | 0 | 0 | 0 | 0 | 0 | 0
Nuc | 0 | 0 | 0 | 0 | 0 | 0
PS | 0 | 0 | 0 | 0 | 0 | 0
PV | 0 | 0 | 0 | 0 | 0 | 0
PeakG | 0 | 0 | 0 | 0 | 0 | 0
PeakO | 0 | 0 | 0 | 0 | 0 | 0
ST | 0 | 0 | 0 | 0 | 0 | 0
STOG | 0 | 0 | 0 | 0 | 0 | 0
STWD | 0 | 0 | 0 | 0 | 0 | 0
WT | 0 | 0 | 0 | 0 | 0 | 0
IGCC | 0 | 0 | 0 | 0 | 0 | 0
DemandResponse | 0 | 0 | 0 | 0 | 0 | 0
IGCC-CCS | 0 | 0 | 0 | 0 | 0 | 0
WT_off | 0 | 0 | 0 | 0 | 0 | 0
PseudoUnit | 0 | 0 | 0 | 0 | 0 | 0
FixedInterchange | 0 | 0 | 0 | 0 | 0 | 0
==== Emission Program: CAIRNOxAnnual : (NOx) ====
Emission Cost by Reporting Type: Entergy
ReportingType | 2015 | 2020 | 2025 | 2030 | 2035 | 2040
BM | 0 | 0 | 0 | 0 | 0 | 0
CC | 0 | 0 | 0 | 0 | 0 | 0
CSP | 0 | 0 | 0 | 0 | 0 | 0
CT | 0 | 0 | 0 | 0 | 0 | 0
Coal | 0 | 0 | 0 | 0 | 0 | 0
Geo | 0 | 0 | 0 | 0 | 0 | 0
H | 0 | 0 | 0 | 0 | 0 | 0
LFG | 0 | 0 | 0 | 0 | 0 | 0
Nuc | 0 | 0 | 0 | 0 | 0 | 0
PS | 0 | 0 | 0 | 0 | 0 | 0
PV | 0 | 0 | 0 | 0 | 0 | 0
PeakG | 0 | 0 | 0 | 0 | 0 | 0
PeakO | 0 | 0 | 0 | 0 | 0 | 0
ST | 0 | 0 | 0 | 0 | 0 | 0
STOG | 0 | 0 | 0 | 0 | 0 | 0
STWD | 0 | 0 | 0 | 0 | 0 | 0
WT | 0 | 0 | 0 | 0 | 0 | 0
IGCC | 0 | 0 | 0 | 0 | 0 | 0
DemandResponse | 0 | 0 | 0 | 0 | 0 | 0
IGCC-CCS | 0 | 0 | 0 | 0 | 0 | 0
WT_off | 0 | 0 | 0 | 0 | 0 | 0
PseudoUnit | 0 | 0 | 0 | 0 | 0 | 0
FixedInterchange | 0 | 0 | 0 | 0 | 0 | 0
Emission Cost by Reporting Type: FRCC
ReportingType | 2015 | 2020 | 2025 | 2030 | 2035 | 2040
BM | 0 | 0 | 0 | 0 | 0 | 0
CC | 0 | 0 | 0 | 0 | 0 | 0
CSP | 0 | 0 | 0 | 0 | 0 | 0
CT | 0 | 0 | 0 | 0 | 0 | 0
Coal | 0 | 0 | 0 | 0 | 0 | 0
Geo | 0 | 0 | 0 | 0 | 0 | 0
H | 0 | 0 | 0 | 0 | 0 | 0
LFG | 0 | 0 | 0 | 0 | 0 | 0
Nuc | 0 | 0 | 0 | 0 | 0 | 0
PS | 0 | 0 | 0 | 0 | 0 | 0
PV | 0 | 0 | 0 | 0 | 0 | 0
PeakG | 0 | 0 | 0 | 0 | 0 | 0
PeakO | 0 | 0 | 0 | 0 | 0 | 0
ST | 0 | 0 | 0 | 0 | 0 | 0
STOG | 0 | 0 | 0 | 0 | 0 | 0
STWD | 0 | 0 | 0 | 0 | 0 | 0
WT | 0 | 0 | 0 | 0 | 0 | 0
IGCC | 0 | 0 | 0 | 0 | 0 | 0
DemandResponse | 0 | 0 | 0 | 0 | 0 | 0
IGCC-CCS | 0 | 0 | 0 | 0 | 0 | 0
WT_off | 0 | 0 | 0 | 0 | 0 | 0
PseudoUnit | 0 | 0 | 0 | 0 | 0 | 0
FixedInterchange | 0 | 0 | 0 | 0 | 0 | 0
Emission Cost by Reporting Type: MAPP_US
ReportingType | 2015 | 2020 | 2025 | 2030 | 2035 | 2040
BM | 0 | 0 | 0 | 0 | 0 | 0
CC | 0 | 0 | 0 | 0 | 0 | 0
CSP | 0 | 0 | 0 | 0 | 0 | 0
CT | 0 | 0 | 0 | 0 | 0 | 0
Coal | 0 | 0 | 0 | 0 | 0 | 0
Geo | 0 | 0 | 0 | 0 | 0 | 0
H | 0 | 0 | 0 | 0 | 0 | 0
LFG | 0 | 0 | 0 | 0 | 0 | 0
Nuc | 0 | 0 | 0 | 0 | 0 | 0
PS | 0 | 0 | 0 | 0 | 0 | 0
PV | 0 | 0 | 0 | 0 | 0 | 0
PeakG | 0 | 0 | 0 | 0 | 0 | 0
PeakO | 0 | 0 | 0 | 0 | 0 | 0
ST | 0 | 0 | 0 | 0 | 0 | 0
STOG | 0 | 0 | 0 | 0 | 0 | 0
STWD | 0 | 0 | 0 | 0 | 0 | 0
WT | 0 | 0 | 0 | 0 | 0 | 0
IGCC | 0 | 0 | 0 | 0 | 0 | 0
DemandResponse | 0 | 0 | 0 | 0 | 0 | 0
IGCC-CCS | 0 | 0 | 0 | 0 | 0 | 0
WT_off | 0 | 0 | 0 | 0 | 0 | 0
PseudoUnit | 0 | 0 | 0 | 0 | 0 | 0
FixedInterchange | 0 | 0 | 0 | 0 | 0 | 0
Emission Cost by Reporting Type: MISO_IN
ReportingType | 2015 | 2020 | 2025 | 2030 | 2035 | 2040
BM | 0 | 0 | 0 | 0 | 0 | 0
CC | 0 | 0 | 0 | 0 | 0 | 0
CSP | 0 | 0 | 0 | 0 | 0 | 0
CT | 0 | 0 | 0 | 0 | 0 | 0
Coal | 0 | 0 | 0 | 0 | 0 | 0
Geo | 0 | 0 | 0 | 0 | 0 | 0
H | 0 | 0 | 0 | 0 | 0 | 0
LFG | 0 | 0 | 0 | 0 | 0 | 0
Nuc | 0 | 0 | 0 | 0 | 0 | 0
PS | 0 | 0 | 0 | 0 | 0 | 0
PV | 0 | 0 | 0 | 0 | 0 | 0
PeakG | 0 | 0 | 0 | 0 | 0 | 0
PeakO | 0 | 0 | 0 | 0 | 0 | 0
ST | 0 | 0 | 0 | 0 | 0 | 0
STOG | 0 | 0 | 0 | 0 | 0 | 0
STWD | 0 | 0 | 0 | 0 | 0 | 0
WT | 0 | 0 | 0 | 0 | 0 | 0
IGCC | 0 | 0 | 0 | 0 | 0 | 0
DemandResponse | 0 | 0 | 0 | 0 | 0 | 0
IGCC-CCS | 0 | 0 | 0 | 0 | 0 | 0
WT_off | 0 | 0 | 0 | 0 | 0 | 0
PseudoUnit | 0 | 0 | 0 | 0 | 0 | 0
FixedInterchange | 0 | 0 | 0 | 0 | 0 | 0
Emission Cost by Reporting Type: MISO_MI
ReportingType | 2015 | 2020 | 2025 | 2030 | 2035 | 2040
BM | 0 | 0 | 0 | 0 | 0 | 0
CC | 0 | 0 | 0 | 0 | 0 | 0
CSP | 0 | 0 | 0 | 0 | 0 | 0
CT | 0 | 0 | 0 | 0 | 0 | 0
Coal | 0 | 0 | 0 | 0 | 0 | 0
Geo | 0 | 0 | 0 | 0 | 0 | 0
H | 0 | 0 | 0 | 0 | 0 | 0
LFG | 0 | 0 | 0 | 0 | 0 | 0
Nuc | 0 | 0 | 0 | 0 | 0 | 0
PS | 0 | 0 | 0 | 0 | 0 | 0
PV | 0 | 0 | 0 | 0 | 0 | 0
PeakG | 0 | 0 | 0 | 0 | 0 | 0
PeakO | 0 | 0 | 0 | 0 | 0 | 0
ST | 0 | 0 | 0 | 0 | 0 | 0
STOG | 0 | 0 | 0 | 0 | 0 | 0
STWD | 0 | 0 | 0 | 0 | 0 | 0
WT | 0 | 0 | 0 | 0 | 0 | 0
IGCC | 0 | 0 | 0 | 0 | 0 | 0
DemandResponse | 0 | 0 | 0 | 0 | 0 | 0
IGCC-CCS | 0 | 0 | 0 | 0 | 0 | 0
WT_off | 0 | 0 | 0 | 0 | 0 | 0
PseudoUnit | 0 | 0 | 0 | 0 | 0 | 0
FixedInterchange | 0 | 0 | 0 | 0 | 0 | 0
Emission Cost by Reporting Type: MISO_MO-IL
ReportingType | 2015 | 2020 | 2025 | 2030 | 2035 | 2040
BM | 0 | 0 | 0 | 0 | 0 | 0
CC | 0 | 0 | 0 | 0 | 0 | 0
CSP | 0 | 0 | 0 | 0 | 0 | 0
CT | 0 | 0 | 0 | 0 | 0 | 0
Coal | 0 | 0 | 0 | 0 | 0 | 0
Geo | 0 | 0 | 0 | 0 | 0 | 0
H | 0 | 0 | 0 | 0 | 0 | 0
LFG | 0 | 0 | 0 | 0 | 0 | 0
Nuc | 0 | 0 | 0 | 0 | 0 | 0
PS | 0 | 0 | 0 | 0 | 0 | 0
PV | 0 | 0 | 0 | 0 | 0 | 0
PeakG | 0 | 0 | 0 | 0 | 0 | 0
PeakO | 0 | 0 | 0 | 0 | 0 | 0
ST | 0 | 0 | 0 | 0 | 0 | 0
STOG | 0 | 0 | 0 | 0 | 0 | 0
STWD | 0 | 0 | 0 | 0 | 0 | 0
WT | 0 | 0 | 0 | 0 | 0 | 0
IGCC | 0 | 0 | 0 | 0 | 0 | 0
DemandResponse | 0 | 0 | 0 | 0 | 0 | 0
IGCC-CCS | 0 | 0 | 0 | 0 | 0 | 0
WT_off | 0 | 0 | 0 | 0 | 0 | 0
PseudoUnit | 0 | 0 | 0 | 0 | 0 | 0
FixedInterchange | 0 | 0 | 0 | 0 | 0 | 0
Emission Cost by Reporting Type: MISO_W
ReportingType | 2015 | 2020 | 2025 | 2030 | 2035 | 2040
BM | 0 | 0 | 0 | 0 | 0 | 0
CC | 0 | 0 | 0 | 0 | 0 | 0
CSP | 0 | 0 | 0 | 0 | 0 | 0
CT | 0 | 0 | 0 | 0 | 0 | 0
Coal | 0 | 0 | 0 | 0 | 0 | 0
Geo | 0 | 0 | 0 | 0 | 0 | 0
H | 0 | 0 | 0 | 0 | 0 | 0
LFG | 0 | 0 | 0 | 0 | 0 | 0
Nuc | 0 | 0 | 0 | 0 | 0 | 0
PS | 0 | 0 | 0 | 0 | 0 | 0
PV | 0 | 0 | 0 | 0 | 0 | 0
PeakG | 0 | 0 | 0 | 0 | 0 | 0
PeakO | 0 | 0 | 0 | 0 | 0 | 0
ST | 0 | 0 | 0 | 0 | 0 | 0
STOG | 0 | 0 | 0 | 0 | 0 | 0
STWD | 0 | 0 | 0 | 0 | 0 | 0
WT | 0 | 0 | 0 | 0 | 0 | 0
IGCC | 0 | 0 | 0 | 0 | 0 | 0
DemandResponse | 0 | 0 | 0 | 0 | 0 | 0
IGCC-CCS | 0 | 0 | 0 | 0 | 0 | 0
WT_off | 0 | 0 | 0 | 0 | 0 | 0
PseudoUnit | 0 | 0 | 0 | 0 | 0 | 0
FixedInterchange | 0 | 0 | 0 | 0 | 0 | 0
Emission Cost by Reporting Type: MISO_WUMS
ReportingType | 2015 | 2020 | 2025 | 2030 | 2035 | 2040
BM | 0 | 0 | 0 | 0 | 0 | 0
CC | 0 | 0 | 0 | 0 | 0 | 0
CSP | 0 | 0 | 0 | 0 | 0 | 0
CT | 0 | 0 | 0 | 0 | 0 | 0
Coal | 0 | 0 | 0 | 0 | 0 | 0
Geo | 0 | 0 | 0 | 0 | 0 | 0
H | 0 | 0 | 0 | 0 | 0 | 0
LFG | 0 | 0 | 0 | 0 | 0 | 0
Nuc | 0 | 0 | 0 | 0 | 0 | 0
PS | 0 | 0 | 0 | 0 | 0 | 0
PV | 0 | 0 | 0 | 0 | 0 | 0
PeakG | 0 | 0 | 0 | 0 | 0 | 0
PeakO | 0 | 0 | 0 | 0 | 0 | 0
ST | 0 | 0 | 0 | 0 | 0 | 0
STOG | 0 | 0 | 0 | 0 | 0 | 0
STWD | 0 | 0 | 0 | 0 | 0 | 0
WT | 0 | 0 | 0 | 0 | 0 | 0
IGCC | 0 | 0 | 0 | 0 | 0 | 0
DemandResponse | 0 | 0 | 0 | 0 | 0 | 0
IGCC-CCS | 0 | 0 | 0 | 0 | 0 | 0
WT_off | 0 | 0 | 0 | 0 | 0 | 0
PseudoUnit | 0 | 0 | 0 | 0 | 0 | 0
FixedInterchange | 0 | 0 | 0 | 0 | 0 | 0
Emission Cost by Reporting Type: Nebraska
ReportingType | 2015 | 2020 | 2025 | 2030 | 2035 | 2040
BM | 0 | 0 | 0 | 0 | 0 | 0
CC | 0 | 0 | 0 | 0 | 0 | 0
CSP | 0 | 0 | 0 | 0 | 0 | 0
CT | 0 | 0 | 0 | 0 | 0 | 0
Coal | 0 | 0 | 0 | 0 | 0 | 0
Geo | 0 | 0 | 0 | 0 | 0 | 0
H | 0 | 0 | 0 | 0 | 0 | 0
LFG | 0 | 0 | 0 | 0 | 0 | 0
Nuc | 0 | 0 | 0 | 0 | 0 | 0
PS | 0 | 0 | 0 | 0 | 0 | 0
PV | 0 | 0 | 0 | 0 | 0 | 0
PeakG | 0 | 0 | 0 | 0 | 0 | 0
PeakO | 0 | 0 | 0 | 0 | 0 | 0
ST | 0 | 0 | 0 | 0 | 0 | 0
STOG | 0 | 0 | 0 | 0 | 0 | 0
STWD | 0 | 0 | 0 | 0 | 0 | 0
WT | 0 | 0 | 0 | 0 | 0 | 0
IGCC | 0 | 0 | 0 | 0 | 0 | 0
DemandResponse | 0 | 0 | 0 | 0 | 0 | 0
IGCC-CCS | 0 | 0 | 0 | 0 | 0 | 0
WT_off | 0 | 0 | 0 | 0 | 0 | 0
PseudoUnit | 0 | 0 | 0 | 0 | 0 | 0
FixedInterchange | 0 | 0 | 0 | 0 | 0 | 0
Emission Cost by Reporting Type: NEISO
ReportingType | 2015 | 2020 | 2025 | 2030 | 2035 | 2040
BM | 0 | 0 | 0 | 0 | 0 | 0
CC | 0 | 0 | 0 | 0 | 0 | 0
CSP | 0 | 0 | 0 | 0 | 0 | 0
CT | 0 | 0 | 0 | 0 | 0 | 0
Coal | 0 | 0 | 0 | 0 | 0 | 0
Geo | 0 | 0 | 0 | 0 | 0 | 0
H | 0 | 0 | 0 | 0 | 0 | 0
LFG | 0 | 0 | 0 | 0 | 0 | 0
Nuc | 0 | 0 | 0 | 0 | 0 | 0
PS | 0 | 0 | 0 | 0 | 0 | 0
PV | 0 | 0 | 0 | 0 | 0 | 0
PeakG | 0 | 0 | 0 | 0 | 0 | 0
PeakO | 0 | 0 | 0 | 0 | 0 | 0
ST | 0 | 0 | 0 | 0 | 0 | 0
STOG | 0 | 0 | 0 | 0 | 0 | 0
STWD | 0 | 0 | 0 | 0 | 0 | 0
WT | 0 | 0 | 0 | 0 | 0 | 0
IGCC | 0 | 0 | 0 | 0 | 0 | 0
DemandResponse | 0 | 0 | 0 | 0 | 0 | 0
IGCC-CCS | 0 | 0 | 0 | 0 | 0 | 0
WT_off | 0 | 0 | 0 | 0 | 0 | 0
PseudoUnit | 0 | 0 | 0 | 0 | 0 | 0
FixedInterchange | 0 | 0 | 0 | 0 | 0 | 0
Emission Cost by Reporting Type: NonRTO_Midwest
ReportingType | 2015 | 2020 | 2025 | 2030 | 2035 | 2040
BM | 0 | 0 | 0 | 0 | 0 | 0
CC | 0 | 0 | 0 | 0 | 0 | 0
CSP | 0 | 0 | 0 | 0 | 0 | 0
CT | 0 | 0 | 0 | 0 | 0 | 0
Coal | 0 | 0 | 0 | 0 | 0 | 0
Geo | 0 | 0 | 0 | 0 | 0 | 0
H | 0 | 0 | 0 | 0 | 0 | 0
LFG | 0 | 0 | 0 | 0 | 0 | 0
Nuc | 0 | 0 | 0 | 0 | 0 | 0
PS | 0 | 0 | 0 | 0 | 0 | 0
PV | 0 | 0 | 0 | 0 | 0 | 0
PeakG | 0 | 0 | 0 | 0 | 0 | 0
PeakO | 0 | 0 | 0 | 0 | 0 | 0
ST | 0 | 0 | 0 | 0 | 0 | 0
STOG | 0 | 0 | 0 | 0 | 0 | 0
STWD | 0 | 0 | 0 | 0 | 0 | 0
WT | 0 | 0 | 0 | 0 | 0 | 0
IGCC | 0 | 0 | 0 | 0 | 0 | 0
DemandResponse | 0 | 0 | 0 | 0 | 0 | 0
IGCC-CCS | 0 | 0 | 0 | 0 | 0 | 0
WT_off | 0 | 0 | 0 | 0 | 0 | 0
PseudoUnit | 0 | 0 | 0 | 0 | 0 | 0
FixedInterchange | 0 | 0 | 0 | 0 | 0 | 0
Emission Cost by Reporting Type: NYISO_A-F
ReportingType | 2015 | 2020 | 2025 | 2030 | 2035 | 2040
BM | 0 | 0 | 0 | 0 | 0 | 0
CC | 0 | 0 | 0 | 0 | 0 | 0
CSP | 0 | 0 | 0 | 0 | 0 | 0
CT | 0 | 0 | 0 | 0 | 0 | 0
Coal | 0 | 0 | 0 | 0 | 0 | 0
Geo | 0 | 0 | 0 | 0 | 0 | 0
H | 0 | 0 | 0 | 0 | 0 | 0
LFG | 0 | 0 | 0 | 0 | 0 | 0
Nuc | 0 | 0 | 0 | 0 | 0 | 0
PS | 0 | 0 | 0 | 0 | 0 | 0
PV | 0 | 0 | 0 | 0 | 0 | 0
PeakG | 0 | 0 | 0 | 0 | 0 | 0
PeakO | 0 | 0 | 0 | 0 | 0 | 0
ST | 0 | 0 | 0 | 0 | 0 | 0
STOG | 0 | 0 | 0 | 0 | 0 | 0
STWD | 0 | 0 | 0 | 0 | 0 | 0
WT | 0 | 0 | 0 | 0 | 0 | 0
IGCC | 0 | 0 | 0 | 0 | 0 | 0
DemandResponse | 0 | 0 | 0 | 0 | 0 | 0
IGCC-CCS | 0 | 0 | 0 | 0 | 0 | 0
WT_off | 0 | 0 | 0 | 0 | 0 | 0
PseudoUnit | 0 | 0 | 0 | 0 | 0 | 0
FixedInterchange | 0 | 0 | 0 | 0 | 0 | 0
Emission Cost by Reporting Type: NYISO_G-I
ReportingType | 2015 | 2020 | 2025 | 2030 | 2035 | 2040
BM | 0 | 0 | 0 | 0 | 0 | 0
CC | 0 | 0 | 0 | 0 | 0 | 0
CSP | 0 | 0 | 0 | 0 | 0 | 0
CT | 0 | 0 | 0 | 0 | 0 | 0
Coal | 0 | 0 | 0 | 0 | 0 | 0
Geo | 0 | 0 | 0 | 0 | 0 | 0
H | 0 | 0 | 0 | 0 | 0 | 0
LFG | 0 | 0 | 0 | 0 | 0 | 0
Nuc | 0 | 0 | 0 | 0 | 0 | 0
PS | 0 | 0 | 0 | 0 | 0 | 0
PV | 0 | 0 | 0 | 0 | 0 | 0
PeakG | 0 | 0 | 0 | 0 | 0 | 0
PeakO | 0 | 0 | 0 | 0 | 0 | 0
ST | 0 | 0 | 0 | 0 | 0 | 0
STOG | 0 | 0 | 0 | 0 | 0 | 0
STWD | 0 | 0 | 0 | 0 | 0 | 0
WT | 0 | 0 | 0 | 0 | 0 | 0
IGCC | 0 | 0 | 0 | 0 | 0 | 0
DemandResponse | 0 | 0 | 0 | 0 | 0 | 0
IGCC-CCS | 0 | 0 | 0 | 0 | 0 | 0
WT_off | 0 | 0 | 0 | 0 | 0 | 0
PseudoUnit | 0 | 0 | 0 | 0 | 0 | 0
FixedInterchange | 0 | 0 | 0 | 0 | 0 | 0
Emission Cost by Reporting Type: NYISO_J-K
ReportingType | 2015 | 2020 | 2025 | 2030 | 2035 | 2040
BM | 0 | 0 | 0 | 0 | 0 | 0
CC | 0 | 0 | 0 | 0 | 0 | 0
CSP | 0 | 0 | 0 | 0 | 0 | 0
CT | 0 | 0 | 0 | 0 | 0 | 0
Coal | 0 | 0 | 0 | 0 | 0 | 0
Geo | 0 | 0 | 0 | 0 | 0 | 0
H | 0 | 0 | 0 | 0 | 0 | 0
LFG | 0 | 0 | 0 | 0 | 0 | 0
Nuc | 0 | 0 | 0 | 0 | 0 | 0
PS | 0 | 0 | 0 | 0 | 0 | 0
PV | 0 | 0 | 0 | 0 | 0 | 0
PeakG | 0 | 0 | 0 | 0 | 0 | 0
PeakO | 0 | 0 | 0 | 0 | 0 | 0
ST | 0 | 0 | 0 | 0 | 0 | 0
STOG | 0 | 0 | 0 | 0 | 0 | 0
STWD | 0 | 0 | 0 | 0 | 0 | 0
WT | 0 | 0 | 0 | 0 | 0 | 0
IGCC | 0 | 0 | 0 | 0 | 0 | 0
DemandResponse | 0 | 0 | 0 | 0 | 0 | 0
IGCC-CCS | 0 | 0 | 0 | 0 | 0 | 0
WT_off | 0 | 0 | 0 | 0 | 0 | 0
PseudoUnit | 0 | 0 | 0 | 0 | 0 | 0
FixedInterchange | 0 | 0 | 0 | 0 | 0 | 0
Emission Cost by Reporting Type: PJM_E
ReportingType | 2015 | 2020 | 2025 | 2030 | 2035 | 2040
BM | 0 | 0 | 0 | 0 | 0 | 0
CC | 0 | 0 | 0 | 0 | 0 | 0
CSP | 0 | 0 | 0 | 0 | 0 | 0
CT | 0 | 0 | 0 | 0 | 0 | 0
Coal | 0 | 0 | 0 | 0 | 0 | 0
Geo | 0 | 0 | 0 | 0 | 0 | 0
H | 0 | 0 | 0 | 0 | 0 | 0
LFG | 0 | 0 | 0 | 0 | 0 | 0
Nuc | 0 | 0 | 0 | 0 | 0 | 0
PS | 0 | 0 | 0 | 0 | 0 | 0
PV | 0 | 0 | 0 | 0 | 0 | 0
PeakG | 0 | 0 | 0 | 0 | 0 | 0
PeakO | 0 | 0 | 0 | 0 | 0 | 0
ST | 0 | 0 | 0 | 0 | 0 | 0
STOG | 0 | 0 | 0 | 0 | 0 | 0
STWD | 0 | 0 | 0 | 0 | 0 | 0
WT | 0 | 0 | 0 | 0 | 0 | 0
IGCC | 0 | 0 | 0 | 0 | 0 | 0
DemandResponse | 0 | 0 | 0 | 0 | 0 | 0
IGCC-CCS | 0 | 0 | 0 | 0 | 0 | 0
WT_off | 0 | 0 | 0 | 0 | 0 | 0
PseudoUnit | 0 | 0 | 0 | 0 | 0 | 0
FixedInterchange | 0 | 0 | 0 | 0 | 0 | 0
Emission Cost by Reporting Type: PJM_ROM
ReportingType | 2015 | 2020 | 2025 | 2030 | 2035 | 2040
BM | 0 | 0 | 0 | 0 | 0 | 0
CC | 0 | 0 | 0 | 0 | 0 | 0
CSP | 0 | 0 | 0 | 0 | 0 | 0
CT | 0 | 0 | 0 | 0 | 0 | 0
Coal | 0 | 0 | 0 | 0 | 0 | 0
Geo | 0 | 0 | 0 | 0 | 0 | 0
H | 0 | 0 | 0 | 0 | 0 | 0
LFG | 0 | 0 | 0 | 0 | 0 | 0
Nuc | 0 | 0 | 0 | 0 | 0 | 0
PS | 0 | 0 | 0 | 0 | 0 | 0
PV | 0 | 0 | 0 | 0 | 0 | 0
PeakG | 0 | 0 | 0 | 0 | 0 | 0
PeakO | 0 | 0 | 0 | 0 | 0 | 0
ST | 0 | 0 | 0 | 0 | 0 | 0
STOG | 0 | 0 | 0 | 0 | 0 | 0
STWD | 0 | 0 | 0 | 0 | 0 | 0
WT | 0 | 0 | 0 | 0 | 0 | 0
IGCC | 0 | 0 | 0 | 0 | 0 | 0
DemandResponse | 0 | 0 | 0 | 0 | 0 | 0
IGCC-CCS | 0 | 0 | 0 | 0 | 0 | 0
WT_off | 0 | 0 | 0 | 0 | 0 | 0
PseudoUnit | 0 | 0 | 0 | 0 | 0 | 0
FixedInterchange | 0 | 0 | 0 | 0 | 0 | 0
Emission Cost by Reporting Type: PJM_ROR
ReportingType | 2015 | 2020 | 2025 | 2030 | 2035 | 2040
BM | 0 | 0 | 0 | 0 | 0 | 0
CC | 0 | 0 | 0 | 0 | 0 | 0
CSP | 0 | 0 | 0 | 0 | 0 | 0
CT | 0 | 0 | 0 | 0 | 0 | 0
Coal | 0 | 0 | 0 | 0 | 0 | 0
Geo | 0 | 0 | 0 | 0 | 0 | 0
H | 0 | 0 | 0 | 0 | 0 | 0
LFG | 0 | 0 | 0 | 0 | 0 | 0
Nuc | 0 | 0 | 0 | 0 | 0 | 0
PS | 0 | 0 | 0 | 0 | 0 | 0
PV | 0 | 0 | 0 | 0 | 0 | 0
PeakG | 0 | 0 | 0 | 0 | 0 | 0
PeakO | 0 | 0 | 0 | 0 | 0 | 0
ST | 0 | 0 | 0 | 0 | 0 | 0
STOG | 0 | 0 | 0 | 0 | 0 | 0
STWD | 0 | 0 | 0 | 0 | 0 | 0
WT | 0 | 0 | 0 | 0 | 0 | 0
IGCC | 0 | 0 | 0 | 0 | 0 | 0
DemandResponse | 0 | 0 | 0 | 0 | 0 | 0
IGCC-CCS | 0 | 0 | 0 | 0 | 0 | 0
WT_off | 0 | 0 | 0 | 0 | 0 | 0
PseudoUnit | 0 | 0 | 0 | 0 | 0 | 0
FixedInterchange | 0 | 0 | 0 | 0 | 0 | 0
Emission Cost by Reporting Type: SOCO
ReportingType | 2015 | 2020 | 2025 | 2030 | 2035 | 2040
BM | 0 | 0 | 0 | 0 | 0 | 0
CC | 0 | 0 | 0 | 0 | 0 | 0
CSP | 0 | 0 | 0 | 0 | 0 | 0
CT | 0 | 0 | 0 | 0 | 0 | 0
Coal | 0 | 0 | 0 | 0 | 0 | 0
Geo | 0 | 0 | 0 | 0 | 0 | 0
H | 0 | 0 | 0 | 0 | 0 | 0
LFG | 0 | 0 | 0 | 0 | 0 | 0
Nuc | 0 | 0 | 0 | 0 | 0 | 0
PS | 0 | 0 | 0 | 0 | 0 | 0
PV | 0 | 0 | 0 | 0 | 0 | 0
PeakG | 0 | 0 | 0 | 0 | 0 | 0
PeakO | 0 | 0 | 0 | 0 | 0 | 0
ST | 0 | 0 | 0 | 0 | 0 | 0
STOG | 0 | 0 | 0 | 0 | 0 | 0
STWD | 0 | 0 | 0 | 0 | 0 | 0
WT | 0 | 0 | 0 | 0 | 0 | 0
IGCC | 0 | 0 | 0 | 0 | 0 | 0
DemandResponse | 0 | 0 | 0 | 0 | 0 | 0
IGCC-CCS | 0 | 0 | 0 | 0 | 0 | 0
WT_off | 0 | 0 | 0 | 0 | 0 | 0
PseudoUnit | 0 | 0 | 0 | 0 | 0 | 0
FixedInterchange | 0 | 0 | 0 | 0 | 0 | 0
Emission Cost by Reporting Type: SPP_N
ReportingType | 2015 | 2020 | 2025 | 2030 | 2035 | 2040
BM | 0 | 0 | 0 | 0 | 0 | 0
CC | 0 | 0 | 0 | 0 | 0 | 0
CSP | 0 | 0 | 0 | 0 | 0 | 0
CT | 0 | 0 | 0 | 0 | 0 | 0
Coal | 0 | 0 | 0 | 0 | 0 | 0
Geo | 0 | 0 | 0 | 0 | 0 | 0
H | 0 | 0 | 0 | 0 | 0 | 0
LFG | 0 | 0 | 0 | 0 | 0 | 0
Nuc | 0 | 0 | 0 | 0 | 0 | 0
PS | 0 | 0 | 0 | 0 | 0 | 0
PV | 0 | 0 | 0 | 0 | 0 | 0
PeakG | 0 | 0 | 0 | 0 | 0 | 0
PeakO | 0 | 0 | 0 | 0 | 0 | 0
ST | 0 | 0 | 0 | 0 | 0 | 0
STOG | 0 | 0 | 0 | 0 | 0 | 0
STWD | 0 | 0 | 0 | 0 | 0 | 0
WT | 0 | 0 | 0 | 0 | 0 | 0
IGCC | 0 | 0 | 0 | 0 | 0 | 0
DemandResponse | 0 | 0 | 0 | 0 | 0 | 0
IGCC-CCS | 0 | 0 | 0 | 0 | 0 | 0
WT_off | 0 | 0 | 0 | 0 | 0 | 0
PseudoUnit | 0 | 0 | 0 | 0 | 0 | 0
FixedInterchange | 0 | 0 | 0 | 0 | 0 | 0
Emission Cost by Reporting Type: SPP_S
ReportingType | 2015 | 2020 | 2025 | 2030 | 2035 | 2040
BM | 0 | 0 | 0 | 0 | 0 | 0
CC | 0 | 0 | 0 | 0 | 0 | 0
CSP | 0 | 0 | 0 | 0 | 0 | 0
CT | 0 | 0 | 0 | 0 | 0 | 0
Coal | 0 | 0 | 0 | 0 | 0 | 0
Geo | 0 | 0 | 0 | 0 | 0 | 0
H | 0 | 0 | 0 | 0 | 0 | 0
LFG | 0 | 0 | 0 | 0 | 0 | 0
Nuc | 0 | 0 | 0 | 0 | 0 | 0
PS | 0 | 0 | 0 | 0 | 0 | 0
PV | 0 | 0 | 0 | 0 | 0 | 0
PeakG | 0 | 0 | 0 | 0 | 0 | 0
PeakO | 0 | 0 | 0 | 0 | 0 | 0
ST | 0 | 0 | 0 | 0 | 0 | 0
STOG | 0 | 0 | 0 | 0 | 0 | 0
STWD | 0 | 0 | 0 | 0 | 0 | 0
WT | 0 | 0 | 0 | 0 | 0 | 0
IGCC | 0 | 0 | 0 | 0 | 0 | 0
DemandResponse | 0 | 0 | 0 | 0 | 0 | 0
IGCC-CCS | 0 | 0 | 0 | 0 | 0 | 0
WT_off | 0 | 0 | 0 | 0 | 0 | 0
PseudoUnit | 0 | 0 | 0 | 0 | 0 | 0
FixedInterchange | 0 | 0 | 0 | 0 | 0 | 0
Emission Cost by Reporting Type: TVA
ReportingType | 2015 | 2020 | 2025 | 2030 | 2035 | 2040
BM | 0 | 0 | 0 | 0 | 0 | 0
CC | 0 | 0 | 0 | 0 | 0 | 0
CSP | 0 | 0 | 0 | 0 | 0 | 0
CT | 0 | 0 | 0 | 0 | 0 | 0
Coal | 0 | 0 | 0 | 0 | 0 | 0
Geo | 0 | 0 | 0 | 0 | 0 | 0
H | 0 | 0 | 0 | 0 | 0 | 0
LFG | 0 | 0 | 0 | 0 | 0 | 0
Nuc | 0 | 0 | 0 | 0 | 0 | 0
PS | 0 | 0 | 0 | 0 | 0 | 0
PV | 0 | 0 | 0 | 0 | 0 | 0
PeakG | 0 | 0 | 0 | 0 | 0 | 0
PeakO | 0 | 0 | 0 | 0 | 0 | 0
ST | 0 | 0 | 0 | 0 | 0 | 0
STOG | 0 | 0 | 0 | 0 | 0 | 0
STWD | 0 | 0 | 0 | 0 | 0 | 0
WT | 0 | 0 | 0 | 0 | 0 | 0
IGCC | 0 | 0 | 0 | 0 | 0 | 0
DemandResponse | 0 | 0 | 0 | 0 | 0 | 0
IGCC-CCS | 0 | 0 | 0 | 0 | 0 | 0
WT_off | 0 | 0 | 0 | 0 | 0 | 0
PseudoUnit | 0 | 0 | 0 | 0 | 0 | 0
FixedInterchange | 0 | 0 | 0 | 0 | 0 | 0
Emission Cost by Reporting Type: TVA_Transmission
ReportingType | 2015 | 2020 | 2025 | 2030 | 2035 | 2040
BM | 0 | 0 | 0 | 0 | 0 | 0
CC | 0 | 0 | 0 | 0 | 0 | 0
CSP | 0 | 0 | 0 | 0 | 0 | 0
CT | 0 | 0 | 0 | 0 | 0 | 0
Coal | 0 | 0 | 0 | 0 | 0 | 0
Geo | 0 | 0 | 0 | 0 | 0 | 0
H | 0 | 0 | 0 | 0 | 0 | 0
LFG | 0 | 0 | 0 | 0 | 0 | 0
Nuc | 0 | 0 | 0 | 0 | 0 | 0
PS | 0 | 0 | 0 | 0 | 0 | 0
PV | 0 | 0 | 0 | 0 | 0 | 0
PeakG | 0 | 0 | 0 | 0 | 0 | 0
PeakO | 0 | 0 | 0 | 0 | 0 | 0
ST | 0 | 0 | 0 | 0 | 0 | 0
STOG | 0 | 0 | 0 | 0 | 0 | 0
STWD | 0 | 0 | 0 | 0 | 0 | 0
WT | 0 | 0 | 0 | 0 | 0 | 0
IGCC | 0 | 0 | 0 | 0 | 0 | 0
DemandResponse | 0 | 0 | 0 | 0 | 0 | 0
IGCC-CCS | 0 | 0 | 0 | 0 | 0 | 0
WT_off | 0 | 0 | 0 | 0 | 0 | 0
PseudoUnit | 0 | 0 | 0 | 0 | 0 | 0
FixedInterchange | 0 | 0 | 0 | 0 | 0 | 0
Emission Cost by Reporting Type: VACAR
ReportingType | 2015 | 2020 | 2025 | 2030 | 2035 | 2040
BM | 0 | 0 | 0 | 0 | 0 | 0
CC | 0 | 0 | 0 | 0 | 0 | 0
CSP | 0 | 0 | 0 | 0 | 0 | 0
CT | 0 | 0 | 0 | 0 | 0 | 0
Coal | 0 | 0 | 0 | 0 | 0 | 0
Geo | 0 | 0 | 0 | 0 | 0 | 0
H | 0 | 0 | 0 | 0 | 0 | 0
LFG | 0 | 0 | 0 | 0 | 0 | 0
Nuc | 0 | 0 | 0 | 0 | 0 | 0
PS | 0 | 0 | 0 | 0 | 0 | 0
PV | 0 | 0 | 0 | 0 | 0 | 0
PeakG | 0 | 0 | 0 | 0 | 0 | 0
PeakO | 0 | 0 | 0 | 0 | 0 | 0
ST | 0 | 0 | 0 | 0 | 0 | 0
STOG | 0 | 0 | 0 | 0 | 0 | 0
STWD | 0 | 0 | 0 | 0 | 0 | 0
WT | 0 | 0 | 0 | 0 | 0 | 0
IGCC | 0 | 0 | 0 | 0 | 0 | 0
DemandResponse | 0 | 0 | 0 | 0 | 0 | 0
IGCC-CCS | 0 | 0 | 0 | 0 | 0 | 0
WT_off | 0 | 0 | 0 | 0 | 0 | 0
PseudoUnit | 0 | 0 | 0 | 0 | 0 | 0
FixedInterchange | 0 | 0 | 0 | 0 | 0 | 0
Emission Cost by Reporting Type: IESO
ReportingType | 2015 | 2020 | 2025 | 2030 | 2035 | 2040
BM | 0 | 0 | 0 | 0 | 0 | 0
CC | 0 | 0 | 0 | 0 | 0 | 0
CSP | 0 | 0 | 0 | 0 | 0 | 0
CT | 0 | 0 | 0 | 0 | 0 | 0
Coal | 0 | 0 | 0 | 0 | 0 | 0
Geo | 0 | 0 | 0 | 0 | 0 | 0
H | 0 | 0 | 0 | 0 | 0 | 0
LFG | 0 | 0 | 0 | 0 | 0 | 0
Nuc | 0 | 0 | 0 | 0 | 0 | 0
PS | 0 | 0 | 0 | 0 | 0 | 0
PV | 0 | 0 | 0 | 0 | 0 | 0
PeakG | 0 | 0 | 0 | 0 | 0 | 0
PeakO | 0 | 0 | 0 | 0 | 0 | 0
ST | 0 | 0 | 0 | 0 | 0 | 0
STOG | 0 | 0 | 0 | 0 | 0 | 0
STWD | 0 | 0 | 0 | 0 | 0 | 0
WT | 0 | 0 | 0 | 0 | 0 | 0
IGCC | 0 | 0 | 0 | 0 | 0 | 0
DemandResponse | 0 | 0 | 0 | 0 | 0 | 0
IGCC-CCS | 0 | 0 | 0 | 0 | 0 | 0
WT_off | 0 | 0 | 0 | 0 | 0 | 0
PseudoUnit | 0 | 0 | 0 | 0 | 0 | 0
FixedInterchange | 0 | 0 | 0 | 0 | 0 | 0
Emission Cost by Reporting Type: MAPP_CA
ReportingType | 2015 | 2020 | 2025 | 2030 | 2035 | 2040
BM | 0 | 0 | 0 | 0 | 0 | 0
CC | 0 | 0 | 0 | 0 | 0 | 0
CSP | 0 | 0 | 0 | 0 | 0 | 0
CT | 0 | 0 | 0 | 0 | 0 | 0
Coal | 0 | 0 | 0 | 0 | 0 | 0
Geo | 0 | 0 | 0 | 0 | 0 | 0
H | 0 | 0 | 0 | 0 | 0 | 0
LFG | 0 | 0 | 0 | 0 | 0 | 0
Nuc | 0 | 0 | 0 | 0 | 0 | 0
PS | 0 | 0 | 0 | 0 | 0 | 0
PV | 0 | 0 | 0 | 0 | 0 | 0
PeakG | 0 | 0 | 0 | 0 | 0 | 0
PeakO | 0 | 0 | 0 | 0 | 0 | 0
ST | 0 | 0 | 0 | 0 | 0 | 0
STOG | 0 | 0 | 0 | 0 | 0 | 0
STWD | 0 | 0 | 0 | 0 | 0 | 0
WT | 0 | 0 | 0 | 0 | 0 | 0
IGCC | 0 | 0 | 0 | 0 | 0 | 0
DemandResponse | 0 | 0 | 0 | 0 | 0 | 0
IGCC-CCS | 0 | 0 | 0 | 0 | 0 | 0
WT_off | 0 | 0 | 0 | 0 | 0 | 0
PseudoUnit | 0 | 0 | 0 | 0 | 0 | 0
FixedInterchange | 0 | 0 | 0 | 0 | 0 | 0
Emission Cost by Reporting Type: AZ_NM_SNV_Coal
ReportingType | 2015 | 2020 | 2025 | 2030 | 2035 | 2040
BM | 0 | 0 | 0 | 0 | 0 | 0
CC | 0 | 0 | 0 | 0 | 0 | 0
CSP | 0 | 0 | 0 | 0 | 0 | 0
CT | 0 | 0 | 0 | 0 | 0 | 0
Coal | 0 | 0 | 0 | 0 | 0 | 0
Geo | 0 | 0 | 0 | 0 | 0 | 0
H | 0 | 0 | 0 | 0 | 0 | 0
LFG | 0 | 0 | 0 | 0 | 0 | 0
Nuc | 0 | 0 | 0 | 0 | 0 | 0
PS | 0 | 0 | 0 | 0 | 0 | 0
PV | 0 | 0 | 0 | 0 | 0 | 0
PeakG | 0 | 0 | 0 | 0 | 0 | 0
PeakO | 0 | 0 | 0 | 0 | 0 | 0
ST | 0 | 0 | 0 | 0 | 0 | 0
STOG | 0 | 0 | 0 | 0 | 0 | 0
STWD | 0 | 0 | 0 | 0 | 0 | 0
WT | 0 | 0 | 0 | 0 | 0 | 0
IGCC | 0 | 0 | 0 | 0 | 0 | 0
DemandResponse | 0 | 0 | 0 | 0 | 0 | 0
IGCC-CCS | 0 | 0 | 0 | 0 | 0 | 0
WT_off | 0 | 0 | 0 | 0 | 0 | 0
PseudoUnit | 0 | 0 | 0 | 0 | 0 | 0
FixedInterchange | 0 | 0 | 0 | 0 | 0 | 0
Emission Cost by Reporting Type: AZ_NM_SNV_Gas
ReportingType | 2015 | 2020 | 2025 | 2030 | 2035 | 2040
BM | 0 | 0 | 0 | 0 | 0 | 0
CC | 0 | 0 | 0 | 0 | 0 | 0
CSP | 0 | 0 | 0 | 0 | 0 | 0
CT | 0 | 0 | 0 | 0 | 0 | 0
Coal | 0 | 0 | 0 | 0 | 0 | 0
Geo | 0 | 0 | 0 | 0 | 0 | 0
H | 0 | 0 | 0 | 0 | 0 | 0
LFG | 0 | 0 | 0 | 0 | 0 | 0
Nuc | 0 | 0 | 0 | 0 | 0 | 0
PS | 0 | 0 | 0 | 0 | 0 | 0
PV | 0 | 0 | 0 | 0 | 0 | 0
PeakG | 0 | 0 | 0 | 0 | 0 | 0
PeakO | 0 | 0 | 0 | 0 | 0 | 0
ST | 0 | 0 | 0 | 0 | 0 | 0
STOG | 0 | 0 | 0 | 0 | 0 | 0
STWD | 0 | 0 | 0 | 0 | 0 | 0
WT | 0 | 0 | 0 | 0 | 0 | 0
IGCC | 0 | 0 | 0 | 0 | 0 | 0
DemandResponse | 0 | 0 | 0 | 0 | 0 | 0
IGCC-CCS | 0 | 0 | 0 | 0 | 0 | 0
WT_off | 0 | 0 | 0 | 0 | 0 | 0
PseudoUnit | 0 | 0 | 0 | 0 | 0 | 0
FixedInterchange | 0 | 0 | 0 | 0 | 0 | 0
Emission Cost by Reporting Type: AZ_NM_SNV_NucRenew
ReportingType | 2015 | 2020 | 2025 | 2030 | 2035 | 2040
BM | 0 | 0 | 0 | 0 | 0 | 0
CC | 0 | 0 | 0 | 0 | 0 | 0
CSP | 0 | 0 | 0 | 0 | 0 | 0
CT | 0 | 0 | 0 | 0 | 0 | 0
Coal | 0 | 0 | 0 | 0 | 0 | 0
Geo | 0 | 0 | 0 | 0 | 0 | 0
H | 0 | 0 | 0 | 0 | 0 | 0
LFG | 0 | 0 | 0 | 0 | 0 | 0
Nuc | 0 | 0 | 0 | 0 | 0 | 0
PS | 0 | 0 | 0 | 0 | 0 | 0
PV | 0 | 0 | 0 | 0 | 0 | 0
PeakG | 0 | 0 | 0 | 0 | 0 | 0
PeakO | 0 | 0 | 0 | 0 | 0 | 0
ST | 0 | 0 | 0 | 0 | 0 | 0
STOG | 0 | 0 | 0 | 0 | 0 | 0
STWD | 0 | 0 | 0 | 0 | 0 | 0
WT | 0 | 0 | 0 | 0 | 0 | 0
IGCC | 0 | 0 | 0 | 0 | 0 | 0
DemandResponse | 0 | 0 | 0 | 0 | 0 | 0
IGCC-CCS | 0 | 0 | 0 | 0 | 0 | 0
WT_off | 0 | 0 | 0 | 0 | 0 | 0
PseudoUnit | 0 | 0 | 0 | 0 | 0 | 0
FixedInterchange | 0 | 0 | 0 | 0 | 0 | 0
Emission Cost by Reporting Type: ERCOT
ReportingType | 2015 | 2020 | 2025 | 2030 | 2035 | 2040
BM | 0 | 0 | 0 | 0 | 0 | 0
CC | 0 | 0 | 0 | 0 | 0 | 0
CSP | 0 | 0 | 0 | 0 | 0 | 0
CT | 0 | 0 | 0 | 0 | 0 | 0
Coal | 0 | 0 | 0 | 0 | 0 | 0
Geo | 0 | 0 | 0 | 0 | 0 | 0
H | 0 | 0 | 0 | 0 | 0 | 0
LFG | 0 | 0 | 0 | 0 | 0 | 0
Nuc | 0 | 0 | 0 | 0 | 0 | 0
PS | 0 | 0 | 0 | 0 | 0 | 0
PV | 0 | 0 | 0 | 0 | 0 | 0
PeakG | 0 | 0 | 0 | 0 | 0 | 0
PeakO | 0 | 0 | 0 | 0 | 0 | 0
ST | 0 | 0 | 0 | 0 | 0 | 0
STOG | 0 | 0 | 0 | 0 | 0 | 0
STWD | 0 | 0 | 0 | 0 | 0 | 0
WT | 0 | 0 | 0 | 0 | 0 | 0
IGCC | 0 | 0 | 0 | 0 | 0 | 0
DemandResponse | 0 | 0 | 0 | 0 | 0 | 0
IGCC-CCS | 0 | 0 | 0 | 0 | 0 | 0
WT_off | 0 | 0 | 0 | 0 | 0 | 0
PseudoUnit | 0 | 0 | 0 | 0 | 0 | 0
FixedInterchange | 0 | 0 | 0 | 0 | 0 | 0
Emission Cost by Reporting Type: NP15
ReportingType | 2015 | 2020 | 2025 | 2030 | 2035 | 2040
BM | 0 | 0 | 0 | 0 | 0 | 0
CC | 0 | 0 | 0 | 0 | 0 | 0
CSP | 0 | 0 | 0 | 0 | 0 | 0
CT | 0 | 0 | 0 | 0 | 0 | 0
Coal | 0 | 0 | 0 | 0 | 0 | 0
Geo | 0 | 0 | 0 | 0 | 0 | 0
H | 0 | 0 | 0 | 0 | 0 | 0
LFG | 0 | 0 | 0 | 0 | 0 | 0
Nuc | 0 | 0 | 0 | 0 | 0 | 0
PS | 0 | 0 | 0 | 0 | 0 | 0
PV | 0 | 0 | 0 | 0 | 0 | 0
PeakG | 0 | 0 | 0 | 0 | 0 | 0
PeakO | 0 | 0 | 0 | 0 | 0 | 0
ST | 0 | 0 | 0 | 0 | 0 | 0
STOG | 0 | 0 | 0 | 0 | 0 | 0
STWD | 0 | 0 | 0 | 0 | 0 | 0
WT | 0 | 0 | 0 | 0 | 0 | 0
IGCC | 0 | 0 | 0 | 0 | 0 | 0
DemandResponse | 0 | 0 | 0 | 0 | 0 | 0
IGCC-CCS | 0 | 0 | 0 | 0 | 0 | 0
WT_off | 0 | 0 | 0 | 0 | 0 | 0
PseudoUnit | 0 | 0 | 0 | 0 | 0 | 0
FixedInterchange | 0 | 0 | 0 | 0 | 0 | 0
Emission Cost by Reporting Type: NWPP_Coal
ReportingType | 2015 | 2020 | 2025 | 2030 | 2035 | 2040
BM | 0 | 0 | 0 | 0 | 0 | 0
CC | 0 | 0 | 0 | 0 | 0 | 0
CSP | 0 | 0 | 0 | 0 | 0 | 0
CT | 0 | 0 | 0 | 0 | 0 | 0
Coal | 0 | 0 | 0 | 0 | 0 | 0
Geo | 0 | 0 | 0 | 0 | 0 | 0
H | 0 | 0 | 0 | 0 | 0 | 0
LFG | 0 | 0 | 0 | 0 | 0 | 0
Nuc | 0 | 0 | 0 | 0 | 0 | 0
PS | 0 | 0 | 0 | 0 | 0 | 0
PV | 0 | 0 | 0 | 0 | 0 | 0
PeakG | 0 | 0 | 0 | 0 | 0 | 0
PeakO | 0 | 0 | 0 | 0 | 0 | 0
ST | 0 | 0 | 0 | 0 | 0 | 0
STOG | 0 | 0 | 0 | 0 | 0 | 0
STWD | 0 | 0 | 0 | 0 | 0 | 0
WT | 0 | 0 | 0 | 0 | 0 | 0
IGCC | 0 | 0 | 0 | 0 | 0 | 0
DemandResponse | 0 | 0 | 0 | 0 | 0 | 0
IGCC-CCS | 0 | 0 | 0 | 0 | 0 | 0
WT_off | 0 | 0 | 0 | 0 | 0 | 0
PseudoUnit | 0 | 0 | 0 | 0 | 0 | 0
FixedInterchange | 0 | 0 | 0 | 0 | 0 | 0
Emission Cost by Reporting Type: NWPP_Gas
ReportingType | 2015 | 2020 | 2025 | 2030 | 2035 | 2040
BM | 0 | 0 | 0 | 0 | 0 | 0
CC | 0 | 0 | 0 | 0 | 0 | 0
CSP | 0 | 0 | 0 | 0 | 0 | 0
CT | 0 | 0 | 0 | 0 | 0 | 0
Coal | 0 | 0 | 0 | 0 | 0 | 0
Geo | 0 | 0 | 0 | 0 | 0 | 0
H | 0 | 0 | 0 | 0 | 0 | 0
LFG | 0 | 0 | 0 | 0 | 0 | 0
Nuc | 0 | 0 | 0 | 0 | 0 | 0
PS | 0 | 0 | 0 | 0 | 0 | 0
PV | 0 | 0 | 0 | 0 | 0 | 0
PeakG | 0 | 0 | 0 | 0 | 0 | 0
PeakO | 0 | 0 | 0 | 0 | 0 | 0
ST | 0 | 0 | 0 | 0 | 0 | 0
STOG | 0 | 0 | 0 | 0 | 0 | 0
STWD | 0 | 0 | 0 | 0 | 0 | 0
WT | 0 | 0 | 0 | 0 | 0 | 0
IGCC | 0 | 0 | 0 | 0 | 0 | 0
DemandResponse | 0 | 0 | 0 | 0 | 0 | 0
IGCC-CCS | 0 | 0 | 0 | 0 | 0 | 0
WT_off | 0 | 0 | 0 | 0 | 0 | 0
PseudoUnit | 0 | 0 | 0 | 0 | 0 | 0
FixedInterchange | 0 | 0 | 0 | 0 | 0 | 0
Emission Cost by Reporting Type: NWPP_NucRenew
ReportingType | 2015 | 2020 | 2025 | 2030 | 2035 | 2040
BM | 0 | 0 | 0 | 0 | 0 | 0
CC | 0 | 0 | 0 | 0 | 0 | 0
CSP | 0 | 0 | 0 | 0 | 0 | 0
CT | 0 | 0 | 0 | 0 | 0 | 0
Coal | 0 | 0 | 0 | 0 | 0 | 0
Geo | 0 | 0 | 0 | 0 | 0 | 0
H | 0 | 0 | 0 | 0 | 0 | 0
LFG | 0 | 0 | 0 | 0 | 0 | 0
Nuc | 0 | 0 | 0 | 0 | 0 | 0
PS | 0 | 0 | 0 | 0 | 0 | 0
PV | 0 | 0 | 0 | 0 | 0 | 0
PeakG | 0 | 0 | 0 | 0 | 0 | 0
PeakO | 0 | 0 | 0 | 0 | 0 | 0
ST | 0 | 0 | 0 | 0 | 0 | 0
STOG | 0 | 0 | 0 | 0 | 0 | 0
STWD | 0 | 0 | 0 | 0 | 0 | 0
WT | 0 | 0 | 0 | 0 | 0 | 0
IGCC | 0 | 0 | 0 | 0 | 0 | 0
DemandResponse | 0 | 0 | 0 | 0 | 0 | 0
IGCC-CCS | 0 | 0 | 0 | 0 | 0 | 0
WT_off | 0 | 0 | 0 | 0 | 0 | 0
PseudoUnit | 0 | 0 | 0 | 0 | 0 | 0
FixedInterchange | 0 | 0 | 0 | 0 | 0 | 0
Emission Cost by Reporting Type: RMPA
ReportingType | 2015 | 2020 | 2025 | 2030 | 2035 | 2040
BM | 0 | 0 | 0 | 0 | 0 | 0
CC | 0 | 0 | 0 | 0 | 0 | 0
CSP | 0 | 0 | 0 | 0 | 0 | 0
CT | 0 | 0 | 0 | 0 | 0 | 0
Coal | 0 | 0 | 0 | 0 | 0 | 0
Geo | 0 | 0 | 0 | 0 | 0 | 0
H | 0 | 0 | 0 | 0 | 0 | 0
LFG | 0 | 0 | 0 | 0 | 0 | 0
Nuc | 0 | 0 | 0 | 0 | 0 | 0
PS | 0 | 0 | 0 | 0 | 0 | 0
PV | 0 | 0 | 0 | 0 | 0 | 0
PeakG | 0 | 0 | 0 | 0 | 0 | 0
PeakO | 0 | 0 | 0 | 0 | 0 | 0
ST | 0 | 0 | 0 | 0 | 0 | 0
STOG | 0 | 0 | 0 | 0 | 0 | 0
STWD | 0 | 0 | 0 | 0 | 0 | 0
WT | 0 | 0 | 0 | 0 | 0 | 0
IGCC | 0 | 0 | 0 | 0 | 0 | 0
DemandResponse | 0 | 0 | 0 | 0 | 0 | 0
IGCC-CCS | 0 | 0 | 0 | 0 | 0 | 0
WT_off | 0 | 0 | 0 | 0 | 0 | 0
PseudoUnit | 0 | 0 | 0 | 0 | 0 | 0
FixedInterchange | 0 | 0 | 0 | 0 | 0 | 0
Emission Cost by Reporting Type: SP15
ReportingType | 2015 | 2020 | 2025 | 2030 | 2035 | 2040
BM | 0 | 0 | 0 | 0 | 0 | 0
CC | 0 | 0 | 0 | 0 | 0 | 0
CSP | 0 | 0 | 0 | 0 | 0 | 0
CT | 0 | 0 | 0 | 0 | 0 | 0
Coal | 0 | 0 | 0 | 0 | 0 | 0
Geo | 0 | 0 | 0 | 0 | 0 | 0
H | 0 | 0 | 0 | 0 | 0 | 0
LFG | 0 | 0 | 0 | 0 | 0 | 0
Nuc | 0 | 0 | 0 | 0 | 0 | 0
PS | 0 | 0 | 0 | 0 | 0 | 0
PV | 0 | 0 | 0 | 0 | 0 | 0
PeakG | 0 | 0 | 0 | 0 | 0 | 0
PeakO | 0 | 0 | 0 | 0 | 0 | 0
ST | 0 | 0 | 0 | 0 | 0 | 0
STOG | 0 | 0 | 0 | 0 | 0 | 0
STWD | 0 | 0 | 0 | 0 | 0 | 0
WT | 0 | 0 | 0 | 0 | 0 | 0
IGCC | 0 | 0 | 0 | 0 | 0 | 0
DemandResponse | 0 | 0 | 0 | 0 | 0 | 0
IGCC-CCS | 0 | 0 | 0 | 0 | 0 | 0
WT_off | 0 | 0 | 0 | 0 | 0 | 0
PseudoUnit | 0 | 0 | 0 | 0 | 0 | 0
FixedInterchange | 0 | 0 | 0 | 0 | 0 | 0
Emission Cost by Reporting Type: ALB
ReportingType | 2015 | 2020 | 2025 | 2030 | 2035 | 2040
BM | 0 | 0 | 0 | 0 | 0 | 0
CC | 0 | 0 | 0 | 0 | 0 | 0
CSP | 0 | 0 | 0 | 0 | 0 | 0
CT | 0 | 0 | 0 | 0 | 0 | 0
Coal | 0 | 0 | 0 | 0 | 0 | 0
Geo | 0 | 0 | 0 | 0 | 0 | 0
H | 0 | 0 | 0 | 0 | 0 | 0
LFG | 0 | 0 | 0 | 0 | 0 | 0
Nuc | 0 | 0 | 0 | 0 | 0 | 0
PS | 0 | 0 | 0 | 0 | 0 | 0
PV | 0 | 0 | 0 | 0 | 0 | 0
PeakG | 0 | 0 | 0 | 0 | 0 | 0
PeakO | 0 | 0 | 0 | 0 | 0 | 0
ST | 0 | 0 | 0 | 0 | 0 | 0
STOG | 0 | 0 | 0 | 0 | 0 | 0
STWD | 0 | 0 | 0 | 0 | 0 | 0
WT | 0 | 0 | 0 | 0 | 0 | 0
IGCC | 0 | 0 | 0 | 0 | 0 | 0
DemandResponse | 0 | 0 | 0 | 0 | 0 | 0
IGCC-CCS | 0 | 0 | 0 | 0 | 0 | 0
WT_off | 0 | 0 | 0 | 0 | 0 | 0
PseudoUnit | 0 | 0 | 0 | 0 | 0 | 0
FixedInterchange | 0 | 0 | 0 | 0 | 0 | 0
Emission Cost by Reporting Type: BC
ReportingType | 2015 | 2020 | 2025 | 2030 | 2035 | 2040
BM | 0 | 0 | 0 | 0 | 0 | 0
CC | 0 | 0 | 0 | 0 | 0 | 0
CSP | 0 | 0 | 0 | 0 | 0 | 0
CT | 0 | 0 | 0 | 0 | 0 | 0
Coal | 0 | 0 | 0 | 0 | 0 | 0
Geo | 0 | 0 | 0 | 0 | 0 | 0
H | 0 | 0 | 0 | 0 | 0 | 0
LFG | 0 | 0 | 0 | 0 | 0 | 0
Nuc | 0 | 0 | 0 | 0 | 0 | 0
PS | 0 | 0 | 0 | 0 | 0 | 0
PV | 0 | 0 | 0 | 0 | 0 | 0
PeakG | 0 | 0 | 0 | 0 | 0 | 0
PeakO | 0 | 0 | 0 | 0 | 0 | 0
ST | 0 | 0 | 0 | 0 | 0 | 0
STOG | 0 | 0 | 0 | 0 | 0 | 0
STWD | 0 | 0 | 0 | 0 | 0 | 0
WT | 0 | 0 | 0 | 0 | 0 | 0
IGCC | 0 | 0 | 0 | 0 | 0 | 0
DemandResponse | 0 | 0 | 0 | 0 | 0 | 0
IGCC-CCS | 0 | 0 | 0 | 0 | 0 | 0
WT_off | 0 | 0 | 0 | 0 | 0 | 0
PseudoUnit | 0 | 0 | 0 | 0 | 0 | 0
FixedInterchange | 0 | 0 | 0 | 0 | 0 | 0
Emission Cost by Reporting Type: HQ_IESO
ReportingType | 2015 | 2020 | 2025 | 2030 | 2035 | 2040
BM | 0 | 0 | 0 | 0 | 0 | 0
CC | 0 | 0 | 0 | 0 | 0 | 0
CSP | 0 | 0 | 0 | 0 | 0 | 0
CT | 0 | 0 | 0 | 0 | 0 | 0
Coal | 0 | 0 | 0 | 0 | 0 | 0
Geo | 0 | 0 | 0 | 0 | 0 | 0
H | 0 | 0 | 0 | 0 | 0 | 0
LFG | 0 | 0 | 0 | 0 | 0 | 0
Nuc | 0 | 0 | 0 | 0 | 0 | 0
PS | 0 | 0 | 0 | 0 | 0 | 0
PV | 0 | 0 | 0 | 0 | 0 | 0
PeakG | 0 | 0 | 0 | 0 | 0 | 0
PeakO | 0 | 0 | 0 | 0 | 0 | 0
ST | 0 | 0 | 0 | 0 | 0 | 0
STOG | 0 | 0 | 0 | 0 | 0 | 0
STWD | 0 | 0 | 0 | 0 | 0 | 0
WT | 0 | 0 | 0 | 0 | 0 | 0
IGCC | 0 | 0 | 0 | 0 | 0 | 0
DemandResponse | 0 | 0 | 0 | 0 | 0 | 0
IGCC-CCS | 0 | 0 | 0 | 0 | 0 | 0
WT_off | 0 | 0 | 0 | 0 | 0 | 0
PseudoUnit | 0 | 0 | 0 | 0 | 0 | 0
FixedInterchange | 0 | 0 | 0 | 0 | 0 | 0
Emission Cost by Reporting Type: HQ_NEISO
ReportingType | 2015 | 2020 | 2025 | 2030 | 2035 | 2040
BM | 0 | 0 | 0 | 0 | 0 | 0
CC | 0 | 0 | 0 | 0 | 0 | 0
CSP | 0 | 0 | 0 | 0 | 0 | 0
CT | 0 | 0 | 0 | 0 | 0 | 0
Coal | 0 | 0 | 0 | 0 | 0 | 0
Geo | 0 | 0 | 0 | 0 | 0 | 0
H | 0 | 0 | 0 | 0 | 0 | 0
LFG | 0 | 0 | 0 | 0 | 0 | 0
Nuc | 0 | 0 | 0 | 0 | 0 | 0
PS | 0 | 0 | 0 | 0 | 0 | 0
PV | 0 | 0 | 0 | 0 | 0 | 0
PeakG | 0 | 0 | 0 | 0 | 0 | 0
PeakO | 0 | 0 | 0 | 0 | 0 | 0
ST | 0 | 0 | 0 | 0 | 0 | 0
STOG | 0 | 0 | 0 | 0 | 0 | 0
STWD | 0 | 0 | 0 | 0 | 0 | 0
WT | 0 | 0 | 0 | 0 | 0 | 0
IGCC | 0 | 0 | 0 | 0 | 0 | 0
DemandResponse | 0 | 0 | 0 | 0 | 0 | 0
IGCC-CCS | 0 | 0 | 0 | 0 | 0 | 0
WT_off | 0 | 0 | 0 | 0 | 0 | 0
PseudoUnit | 0 | 0 | 0 | 0 | 0 | 0
FixedInterchange | 0 | 0 | 0 | 0 | 0 | 0
Emission Cost by Reporting Type: HQ_NY
ReportingType | 2015 | 2020 | 2025 | 2030 | 2035 | 2040
BM | 0 | 0 | 0 | 0 | 0 | 0
CC | 0 | 0 | 0 | 0 | 0 | 0
CSP | 0 | 0 | 0 | 0 | 0 | 0
CT | 0 | 0 | 0 | 0 | 0 | 0
Coal | 0 | 0 | 0 | 0 | 0 | 0
Geo | 0 | 0 | 0 | 0 | 0 | 0
H | 0 | 0 | 0 | 0 | 0 | 0
LFG | 0 | 0 | 0 | 0 | 0 | 0
Nuc | 0 | 0 | 0 | 0 | 0 | 0
PS | 0 | 0 | 0 | 0 | 0 | 0
PV | 0 | 0 | 0 | 0 | 0 | 0
PeakG | 0 | 0 | 0 | 0 | 0 | 0
PeakO | 0 | 0 | 0 | 0 | 0 | 0
ST | 0 | 0 | 0 | 0 | 0 | 0
STOG | 0 | 0 | 0 | 0 | 0 | 0
STWD | 0 | 0 | 0 | 0 | 0 | 0
WT | 0 | 0 | 0 | 0 | 0 | 0
IGCC | 0 | 0 | 0 | 0 | 0 | 0
DemandResponse | 0 | 0 | 0 | 0 | 0 | 0
IGCC-CCS | 0 | 0 | 0 | 0 | 0 | 0
WT_off | 0 | 0 | 0 | 0 | 0 | 0
PseudoUnit | 0 | 0 | 0 | 0 | 0 | 0
FixedInterchange | 0 | 0 | 0 | 0 | 0 | 0
Emission Cost by Reporting Type: MARITIMES
ReportingType | 2015 | 2020 | 2025 | 2030 | 2035 | 2040
BM | 0 | 0 | 0 | 0 | 0 | 0
CC | 0 | 0 | 0 | 0 | 0 | 0
CSP | 0 | 0 | 0 | 0 | 0 | 0
CT | 0 | 0 | 0 | 0 | 0 | 0
Coal | 0 | 0 | 0 | 0 | 0 | 0
Geo | 0 | 0 | 0 | 0 | 0 | 0
H | 0 | 0 | 0 | 0 | 0 | 0
LFG | 0 | 0 | 0 | 0 | 0 | 0
Nuc | 0 | 0 | 0 | 0 | 0 | 0
PS | 0 | 0 | 0 | 0 | 0 | 0
PV | 0 | 0 | 0 | 0 | 0 | 0
PeakG | 0 | 0 | 0 | 0 | 0 | 0
PeakO | 0 | 0 | 0 | 0 | 0 | 0
ST | 0 | 0 | 0 | 0 | 0 | 0
STOG | 0 | 0 | 0 | 0 | 0 | 0
STWD | 0 | 0 | 0 | 0 | 0 | 0
WT | 0 | 0 | 0 | 0 | 0 | 0
IGCC | 0 | 0 | 0 | 0 | 0 | 0
DemandResponse | 0 | 0 | 0 | 0 | 0 | 0
IGCC-CCS | 0 | 0 | 0 | 0 | 0 | 0
WT_off | 0 | 0 | 0 | 0 | 0 | 0
PseudoUnit | 0 | 0 | 0 | 0 | 0 | 0
FixedInterchange | 0 | 0 | 0 | 0 | 0 | 0
Emission Cost by Reporting Type: All
ReportingType | 2015 | 2020 | 2025 | 2030 | 2035 | 2040
BM | 0 | 0 | 0 | 0 | 0 | 0
CC | 0 | 0 | 0 | 0 | 0 | 0
CSP | 0 | 0 | 0 | 0 | 0 | 0
CT | 0 | 0 | 0 | 0 | 0 | 0
Coal | 0 | 0 | 0 | 0 | 0 | 0
Geo | 0 | 0 | 0 | 0 | 0 | 0
H | 0 | 0 | 0 | 0 | 0 | 0
LFG | 0 | 0 | 0 | 0 | 0 | 0
Nuc | 0 | 0 | 0 | 0 | 0 | 0
PS | 0 | 0 | 0 | 0 | 0 | 0
PV | 0 | 0 | 0 | 0 | 0 | 0
PeakG | 0 | 0 | 0 | 0 | 0 | 0
PeakO | 0 | 0 | 0 | 0 | 0 | 0
ST | 0 | 0 | 0 | 0 | 0 | 0
STOG | 0 | 0 | 0 | 0 | 0 | 0
STWD | 0 | 0 | 0 | 0 | 0 | 0
WT | 0 | 0 | 0 | 0 | 0 | 0
IGCC | 0 | 0 | 0 | 0 | 0 | 0
DemandResponse | 0 | 0 | 0 | 0 | 0 | 0
IGCC-CCS | 0 | 0 | 0 | 0 | 0 | 0
WT_off | 0 | 0 | 0 | 0 | 0 | 0
PseudoUnit | 0 | 0 | 0 | 0 | 0 | 0
FixedInterchange | 0 | 0 | 0 | 0 | 0 | 0
Emission Cost by Reporting Type: EI_US
ReportingType | 2015 | 2020 | 2025 | 2030 | 2035 | 2040
BM | 0 | 0 | 0 | 0 | 0 | 0
CC | 0 | 0 | 0 | 0 | 0 | 0
CSP | 0 | 0 | 0 | 0 | 0 | 0
CT | 0 | 0 | 0 | 0 | 0 | 0
Coal | 0 | 0 | 0 | 0 | 0 | 0
Geo | 0 | 0 | 0 | 0 | 0 | 0
H | 0 | 0 | 0 | 0 | 0 | 0
LFG | 0 | 0 | 0 | 0 | 0 | 0
Nuc | 0 | 0 | 0 | 0 | 0 | 0
PS | 0 | 0 | 0 | 0 | 0 | 0
PV | 0 | 0 | 0 | 0 | 0 | 0
PeakG | 0 | 0 | 0 | 0 | 0 | 0
PeakO | 0 | 0 | 0 | 0 | 0 | 0
ST | 0 | 0 | 0 | 0 | 0 | 0
STOG | 0 | 0 | 0 | 0 | 0 | 0
STWD | 0 | 0 | 0 | 0 | 0 | 0
WT | 0 | 0 | 0 | 0 | 0 | 0
IGCC | 0 | 0 | 0 | 0 | 0 | 0
DemandResponse | 0 | 0 | 0 | 0 | 0 | 0
IGCC-CCS | 0 | 0 | 0 | 0 | 0 | 0
WT_off | 0 | 0 | 0 | 0 | 0 | 0
PseudoUnit | 0 | 0 | 0 | 0 | 0 | 0
FixedInterchange | 0 | 0 | 0 | 0 | 0 | 0
Emission Cost by Reporting Type: EI_Canada
ReportingType | 2015 | 2020 | 2025 | 2030 | 2035 | 2040
BM | 0 | 0 | 0 | 0 | 0 | 0
CC | 0 | 0 | 0 | 0 | 0 | 0
CSP | 0 | 0 | 0 | 0 | 0 | 0
CT | 0 | 0 | 0 | 0 | 0 | 0
Coal | 0 | 0 | 0 | 0 | 0 | 0
Geo | 0 | 0 | 0 | 0 | 0 | 0
H | 0 | 0 | 0 | 0 | 0 | 0
LFG | 0 | 0 | 0 | 0 | 0 | 0
Nuc | 0 | 0 | 0 | 0 | 0 | 0
PS | 0 | 0 | 0 | 0 | 0 | 0
PV | 0 | 0 | 0 | 0 | 0 | 0
PeakG | 0 | 0 | 0 | 0 | 0 | 0
PeakO | 0 | 0 | 0 | 0 | 0 | 0
ST | 0 | 0 | 0 | 0 | 0 | 0
STOG | 0 | 0 | 0 | 0 | 0 | 0
STWD | 0 | 0 | 0 | 0 | 0 | 0
WT | 0 | 0 | 0 | 0 | 0 | 0
IGCC | 0 | 0 | 0 | 0 | 0 | 0
DemandResponse | 0 | 0 | 0 | 0 | 0 | 0
IGCC-CCS | 0 | 0 | 0 | 0 | 0 | 0
WT_off | 0 | 0 | 0 | 0 | 0 | 0
PseudoUnit | 0 | 0 | 0 | 0 | 0 | 0
FixedInterchange | 0 | 0 | 0 | 0 | 0 | 0
Emission Cost by Reporting Type: EI
ReportingType | 2015 | 2020 | 2025 | 2030 | 2035 | 2040
BM | 0 | 0 | 0 | 0 | 0 | 0
CC | 0 | 0 | 0 | 0 | 0 | 0
CSP | 0 | 0 | 0 | 0 | 0 | 0
CT | 0 | 0 | 0 | 0 | 0 | 0
Coal | 0 | 0 | 0 | 0 | 0 | 0
Geo | 0 | 0 | 0 | 0 | 0 | 0
H | 0 | 0 | 0 | 0 | 0 | 0
LFG | 0 | 0 | 0 | 0 | 0 | 0
Nuc | 0 | 0 | 0 | 0 | 0 | 0
PS | 0 | 0 | 0 | 0 | 0 | 0
PV | 0 | 0 | 0 | 0 | 0 | 0
PeakG | 0 | 0 | 0 | 0 | 0 | 0
PeakO | 0 | 0 | 0 | 0 | 0 | 0
ST | 0 | 0 | 0 | 0 | 0 | 0
STOG | 0 | 0 | 0 | 0 | 0 | 0
STWD | 0 | 0 | 0 | 0 | 0 | 0
WT | 0 | 0 | 0 | 0 | 0 | 0
IGCC | 0 | 0 | 0 | 0 | 0 | 0
DemandResponse | 0 | 0 | 0 | 0 | 0 | 0
IGCC-CCS | 0 | 0 | 0 | 0 | 0 | 0
WT_off | 0 | 0 | 0 | 0 | 0 | 0
PseudoUnit | 0 | 0 | 0 | 0 | 0 | 0
FixedInterchange | 0 | 0 | 0 | 0 | 0 | 0
Emission Cost by Reporting Type: Outside_EI
ReportingType | 2015 | 2020 | 2025 | 2030 | 2035 | 2040
BM | 0 | 0 | 0 | 0 | 0 | 0
CC | 0 | 0 | 0 | 0 | 0 | 0
CSP | 0 | 0 | 0 | 0 | 0 | 0
CT | 0 | 0 | 0 | 0 | 0 | 0
Coal | 0 | 0 | 0 | 0 | 0 | 0
Geo | 0 | 0 | 0 | 0 | 0 | 0
H | 0 | 0 | 0 | 0 | 0 | 0
LFG | 0 | 0 | 0 | 0 | 0 | 0
Nuc | 0 | 0 | 0 | 0 | 0 | 0
PS | 0 | 0 | 0 | 0 | 0 | 0
PV | 0 | 0 | 0 | 0 | 0 | 0
PeakG | 0 | 0 | 0 | 0 | 0 | 0
PeakO | 0 | 0 | 0 | 0 | 0 | 0
ST | 0 | 0 | 0 | 0 | 0 | 0
STOG | 0 | 0 | 0 | 0 | 0 | 0
STWD | 0 | 0 | 0 | 0 | 0 | 0
WT | 0 | 0 | 0 | 0 | 0 | 0
IGCC | 0 | 0 | 0 | 0 | 0 | 0
DemandResponse | 0 | 0 | 0 | 0 | 0 | 0
IGCC-CCS | 0 | 0 | 0 | 0 | 0 | 0
WT_off | 0 | 0 | 0 | 0 | 0 | 0
PseudoUnit | 0 | 0 | 0 | 0 | 0 | 0
FixedInterchange | 0 | 0 | 0 | 0 | 0 | 0
==== Emission Program: Carbon_CA : (CO2) ====
Emission Cost by Reporting Type: Entergy
ReportingType | 2015 | 2020 | 2025 | 2030 | 2035 | 2040
BM | 0 | 0 | 0 | 0 | 0 | 0
CC | 0 | 0 | 0 | 0 | 0 | 0
CSP | 0 | 0 | 0 | 0 | 0 | 0
CT | 0 | 0 | 0 | 0 | 0 | 0
Coal | 0 | 0 | 0 | 0 | 0 | 0
Geo | 0 | 0 | 0 | 0 | 0 | 0
H | 0 | 0 | 0 | 0 | 0 | 0
LFG | 0 | 0 | 0 | 0 | 0 | 0
Nuc | 0 | 0 | 0 | 0 | 0 | 0
PS | 0 | 0 | 0 | 0 | 0 | 0
PV | 0 | 0 | 0 | 0 | 0 | 0
PeakG | 0 | 0 | 0 | 0 | 0 | 0
PeakO | 0 | 0 | 0 | 0 | 0 | 0
ST | 0 | 0 | 0 | 0 | 0 | 0
STOG | 0 | 0 | 0 | 0 | 0 | 0
STWD | 0 | 0 | 0 | 0 | 0 | 0
WT | 0 | 0 | 0 | 0 | 0 | 0
IGCC | 0 | 0 | 0 | 0 | 0 | 0
DemandResponse | 0 | 0 | 0 | 0 | 0 | 0
IGCC-CCS | 0 | 0 | 0 | 0 | 0 | 0
WT_off | 0 | 0 | 0 | 0 | 0 | 0
PseudoUnit | 0 | 0 | 0 | 0 | 0 | 0
FixedInterchange | 0 | 0 | 0 | 0 | 0 | 0
Emission Cost by Reporting Type: FRCC
ReportingType | 2015 | 2020 | 2025 | 2030 | 2035 | 2040
BM | 0 | 0 | 0 | 0 | 0 | 0
CC | 0 | 0 | 0 | 0 | 0 | 0
CSP | 0 | 0 | 0 | 0 | 0 | 0
CT | 0 | 0 | 0 | 0 | 0 | 0
Coal | 0 | 0 | 0 | 0 | 0 | 0
Geo | 0 | 0 | 0 | 0 | 0 | 0
H | 0 | 0 | 0 | 0 | 0 | 0
LFG | 0 | 0 | 0 | 0 | 0 | 0
Nuc | 0 | 0 | 0 | 0 | 0 | 0
PS | 0 | 0 | 0 | 0 | 0 | 0
PV | 0 | 0 | 0 | 0 | 0 | 0
PeakG | 0 | 0 | 0 | 0 | 0 | 0
PeakO | 0 | 0 | 0 | 0 | 0 | 0
ST | 0 | 0 | 0 | 0 | 0 | 0
STOG | 0 | 0 | 0 | 0 | 0 | 0
STWD | 0 | 0 | 0 | 0 | 0 | 0
WT | 0 | 0 | 0 | 0 | 0 | 0
IGCC | 0 | 0 | 0 | 0 | 0 | 0
DemandResponse | 0 | 0 | 0 | 0 | 0 | 0
IGCC-CCS | 0 | 0 | 0 | 0 | 0 | 0
WT_off | 0 | 0 | 0 | 0 | 0 | 0
PseudoUnit | 0 | 0 | 0 | 0 | 0 | 0
FixedInterchange | 0 | 0 | 0 | 0 | 0 | 0
Emission Cost by Reporting Type: MAPP_US
ReportingType | 2015 | 2020 | 2025 | 2030 | 2035 | 2040
BM | 0 | 0 | 0 | 0 | 0 | 0
CC | 0 | 0 | 0 | 0 | 0 | 0
CSP | 0 | 0 | 0 | 0 | 0 | 0
CT | 0 | 0 | 0 | 0 | 0 | 0
Coal | 0 | 0 | 0 | 0 | 0 | 0
Geo | 0 | 0 | 0 | 0 | 0 | 0
H | 0 | 0 | 0 | 0 | 0 | 0
LFG | 0 | 0 | 0 | 0 | 0 | 0
Nuc | 0 | 0 | 0 | 0 | 0 | 0
PS | 0 | 0 | 0 | 0 | 0 | 0
PV | 0 | 0 | 0 | 0 | 0 | 0
PeakG | 0 | 0 | 0 | 0 | 0 | 0
PeakO | 0 | 0 | 0 | 0 | 0 | 0
ST | 0 | 0 | 0 | 0 | 0 | 0
STOG | 0 | 0 | 0 | 0 | 0 | 0
STWD | 0 | 0 | 0 | 0 | 0 | 0
WT | 0 | 0 | 0 | 0 | 0 | 0
IGCC | 0 | 0 | 0 | 0 | 0 | 0
DemandResponse | 0 | 0 | 0 | 0 | 0 | 0
IGCC-CCS | 0 | 0 | 0 | 0 | 0 | 0
WT_off | 0 | 0 | 0 | 0 | 0 | 0
PseudoUnit | 0 | 0 | 0 | 0 | 0 | 0
FixedInterchange | 0 | 0 | 0 | 0 | 0 | 0
Emission Cost by Reporting Type: MISO_IN
ReportingType | 2015 | 2020 | 2025 | 2030 | 2035 | 2040
BM | 0 | 0 | 0 | 0 | 0 | 0
CC | 0 | 0 | 0 | 0 | 0 | 0
CSP | 0 | 0 | 0 | 0 | 0 | 0
CT | 0 | 0 | 0 | 0 | 0 | 0
Coal | 0 | 0 | 0 | 0 | 0 | 0
Geo | 0 | 0 | 0 | 0 | 0 | 0
H | 0 | 0 | 0 | 0 | 0 | 0
LFG | 0 | 0 | 0 | 0 | 0 | 0
Nuc | 0 | 0 | 0 | 0 | 0 | 0
PS | 0 | 0 | 0 | 0 | 0 | 0
PV | 0 | 0 | 0 | 0 | 0 | 0
PeakG | 0 | 0 | 0 | 0 | 0 | 0
PeakO | 0 | 0 | 0 | 0 | 0 | 0
ST | 0 | 0 | 0 | 0 | 0 | 0
STOG | 0 | 0 | 0 | 0 | 0 | 0
STWD | 0 | 0 | 0 | 0 | 0 | 0
WT | 0 | 0 | 0 | 0 | 0 | 0
IGCC | 0 | 0 | 0 | 0 | 0 | 0
DemandResponse | 0 | 0 | 0 | 0 | 0 | 0
IGCC-CCS | 0 | 0 | 0 | 0 | 0 | 0
WT_off | 0 | 0 | 0 | 0 | 0 | 0
PseudoUnit | 0 | 0 | 0 | 0 | 0 | 0
FixedInterchange | 0 | 0 | 0 | 0 | 0 | 0
Emission Cost by Reporting Type: MISO_MI
ReportingType | 2015 | 2020 | 2025 | 2030 | 2035 | 2040
BM | 0 | 0 | 0 | 0 | 0 | 0
CC | 0 | 0 | 0 | 0 | 0 | 0
CSP | 0 | 0 | 0 | 0 | 0 | 0
CT | 0 | 0 | 0 | 0 | 0 | 0
Coal | 0 | 0 | 0 | 0 | 0 | 0
Geo | 0 | 0 | 0 | 0 | 0 | 0
H | 0 | 0 | 0 | 0 | 0 | 0
LFG | 0 | 0 | 0 | 0 | 0 | 0
Nuc | 0 | 0 | 0 | 0 | 0 | 0
PS | 0 | 0 | 0 | 0 | 0 | 0
PV | 0 | 0 | 0 | 0 | 0 | 0
PeakG | 0 | 0 | 0 | 0 | 0 | 0
PeakO | 0 | 0 | 0 | 0 | 0 | 0
ST | 0 | 0 | 0 | 0 | 0 | 0
STOG | 0 | 0 | 0 | 0 | 0 | 0
STWD | 0 | 0 | 0 | 0 | 0 | 0
WT | 0 | 0 | 0 | 0 | 0 | 0
IGCC | 0 | 0 | 0 | 0 | 0 | 0
DemandResponse | 0 | 0 | 0 | 0 | 0 | 0
IGCC-CCS | 0 | 0 | 0 | 0 | 0 | 0
WT_off | 0 | 0 | 0 | 0 | 0 | 0
PseudoUnit | 0 | 0 | 0 | 0 | 0 | 0
FixedInterchange | 0 | 0 | 0 | 0 | 0 | 0
Emission Cost by Reporting Type: MISO_MO-IL
ReportingType | 2015 | 2020 | 2025 | 2030 | 2035 | 2040
BM | 0 | 0 | 0 | 0 | 0 | 0
CC | 0 | 0 | 0 | 0 | 0 | 0
CSP | 0 | 0 | 0 | 0 | 0 | 0
CT | 0 | 0 | 0 | 0 | 0 | 0
Coal | 0 | 0 | 0 | 0 | 0 | 0
Geo | 0 | 0 | 0 | 0 | 0 | 0
H | 0 | 0 | 0 | 0 | 0 | 0
LFG | 0 | 0 | 0 | 0 | 0 | 0
Nuc | 0 | 0 | 0 | 0 | 0 | 0
PS | 0 | 0 | 0 | 0 | 0 | 0
PV | 0 | 0 | 0 | 0 | 0 | 0
PeakG | 0 | 0 | 0 | 0 | 0 | 0
PeakO | 0 | 0 | 0 | 0 | 0 | 0
ST | 0 | 0 | 0 | 0 | 0 | 0
STOG | 0 | 0 | 0 | 0 | 0 | 0
STWD | 0 | 0 | 0 | 0 | 0 | 0
WT | 0 | 0 | 0 | 0 | 0 | 0
IGCC | 0 | 0 | 0 | 0 | 0 | 0
DemandResponse | 0 | 0 | 0 | 0 | 0 | 0
IGCC-CCS | 0 | 0 | 0 | 0 | 0 | 0
WT_off | 0 | 0 | 0 | 0 | 0 | 0
PseudoUnit | 0 | 0 | 0 | 0 | 0 | 0
FixedInterchange | 0 | 0 | 0 | 0 | 0 | 0
Emission Cost by Reporting Type: MISO_W
ReportingType | 2015 | 2020 | 2025 | 2030 | 2035 | 2040
BM | 0 | 0 | 0 | 0 | 0 | 0
CC | 0 | 0 | 0 | 0 | 0 | 0
CSP | 0 | 0 | 0 | 0 | 0 | 0
CT | 0 | 0 | 0 | 0 | 0 | 0
Coal | 0 | 0 | 0 | 0 | 0 | 0
Geo | 0 | 0 | 0 | 0 | 0 | 0
H | 0 | 0 | 0 | 0 | 0 | 0
LFG | 0 | 0 | 0 | 0 | 0 | 0
Nuc | 0 | 0 | 0 | 0 | 0 | 0
PS | 0 | 0 | 0 | 0 | 0 | 0
PV | 0 | 0 | 0 | 0 | 0 | 0
PeakG | 0 | 0 | 0 | 0 | 0 | 0
PeakO | 0 | 0 | 0 | 0 | 0 | 0
ST | 0 | 0 | 0 | 0 | 0 | 0
STOG | 0 | 0 | 0 | 0 | 0 | 0
STWD | 0 | 0 | 0 | 0 | 0 | 0
WT | 0 | 0 | 0 | 0 | 0 | 0
IGCC | 0 | 0 | 0 | 0 | 0 | 0
DemandResponse | 0 | 0 | 0 | 0 | 0 | 0
IGCC-CCS | 0 | 0 | 0 | 0 | 0 | 0
WT_off | 0 | 0 | 0 | 0 | 0 | 0
PseudoUnit | 0 | 0 | 0 | 0 | 0 | 0
FixedInterchange | 0 | 0 | 0 | 0 | 0 | 0
Emission Cost by Reporting Type: MISO_WUMS
ReportingType | 2015 | 2020 | 2025 | 2030 | 2035 | 2040
BM | 0 | 0 | 0 | 0 | 0 | 0
CC | 0 | 0 | 0 | 0 | 0 | 0
CSP | 0 | 0 | 0 | 0 | 0 | 0
CT | 0 | 0 | 0 | 0 | 0 | 0
Coal | 0 | 0 | 0 | 0 | 0 | 0
Geo | 0 | 0 | 0 | 0 | 0 | 0
H | 0 | 0 | 0 | 0 | 0 | 0
LFG | 0 | 0 | 0 | 0 | 0 | 0
Nuc | 0 | 0 | 0 | 0 | 0 | 0
PS | 0 | 0 | 0 | 0 | 0 | 0
PV | 0 | 0 | 0 | 0 | 0 | 0
PeakG | 0 | 0 | 0 | 0 | 0 | 0
PeakO | 0 | 0 | 0 | 0 | 0 | 0
ST | 0 | 0 | 0 | 0 | 0 | 0
STOG | 0 | 0 | 0 | 0 | 0 | 0
STWD | 0 | 0 | 0 | 0 | 0 | 0
WT | 0 | 0 | 0 | 0 | 0 | 0
IGCC | 0 | 0 | 0 | 0 | 0 | 0
DemandResponse | 0 | 0 | 0 | 0 | 0 | 0
IGCC-CCS | 0 | 0 | 0 | 0 | 0 | 0
WT_off | 0 | 0 | 0 | 0 | 0 | 0
PseudoUnit | 0 | 0 | 0 | 0 | 0 | 0
FixedInterchange | 0 | 0 | 0 | 0 | 0 | 0
Emission Cost by Reporting Type: Nebraska
ReportingType | 2015 | 2020 | 2025 | 2030 | 2035 | 2040
BM | 0 | 0 | 0 | 0 | 0 | 0
CC | 0 | 0 | 0 | 0 | 0 | 0
CSP | 0 | 0 | 0 | 0 | 0 | 0
CT | 0 | 0 | 0 | 0 | 0 | 0
Coal | 0 | 0 | 0 | 0 | 0 | 0
Geo | 0 | 0 | 0 | 0 | 0 | 0
H | 0 | 0 | 0 | 0 | 0 | 0
LFG | 0 | 0 | 0 | 0 | 0 | 0
Nuc | 0 | 0 | 0 | 0 | 0 | 0
PS | 0 | 0 | 0 | 0 | 0 | 0
PV | 0 | 0 | 0 | 0 | 0 | 0
PeakG | 0 | 0 | 0 | 0 | 0 | 0
PeakO | 0 | 0 | 0 | 0 | 0 | 0
ST | 0 | 0 | 0 | 0 | 0 | 0
STOG | 0 | 0 | 0 | 0 | 0 | 0
STWD | 0 | 0 | 0 | 0 | 0 | 0
WT | 0 | 0 | 0 | 0 | 0 | 0
IGCC | 0 | 0 | 0 | 0 | 0 | 0
DemandResponse | 0 | 0 | 0 | 0 | 0 | 0
IGCC-CCS | 0 | 0 | 0 | 0 | 0 | 0
WT_off | 0 | 0 | 0 | 0 | 0 | 0
PseudoUnit | 0 | 0 | 0 | 0 | 0 | 0
FixedInterchange | 0 | 0 | 0 | 0 | 0 | 0
Emission Cost by Reporting Type: NEISO
ReportingType | 2015 | 2020 | 2025 | 2030 | 2035 | 2040
BM | 0 | 0 | 0 | 0 | 0 | 0
CC | 0 | 0 | 0 | 0 | 0 | 0
CSP | 0 | 0 | 0 | 0 | 0 | 0
CT | 0 | 0 | 0 | 0 | 0 | 0
Coal | 0 | 0 | 0 | 0 | 0 | 0
Geo | 0 | 0 | 0 | 0 | 0 | 0
H | 0 | 0 | 0 | 0 | 0 | 0
LFG | 0 | 0 | 0 | 0 | 0 | 0
Nuc | 0 | 0 | 0 | 0 | 0 | 0
PS | 0 | 0 | 0 | 0 | 0 | 0
PV | 0 | 0 | 0 | 0 | 0 | 0
PeakG | 0 | 0 | 0 | 0 | 0 | 0
PeakO | 0 | 0 | 0 | 0 | 0 | 0
ST | 0 | 0 | 0 | 0 | 0 | 0
STOG | 0 | 0 | 0 | 0 | 0 | 0
STWD | 0 | 0 | 0 | 0 | 0 | 0
WT | 0 | 0 | 0 | 0 | 0 | 0
IGCC | 0 | 0 | 0 | 0 | 0 | 0
DemandResponse | 0 | 0 | 0 | 0 | 0 | 0
IGCC-CCS | 0 | 0 | 0 | 0 | 0 | 0
WT_off | 0 | 0 | 0 | 0 | 0 | 0
PseudoUnit | 0 | 0 | 0 | 0 | 0 | 0
FixedInterchange | 0 | 0 | 0 | 0 | 0 | 0
Emission Cost by Reporting Type: NonRTO_Midwest
ReportingType | 2015 | 2020 | 2025 | 2030 | 2035 | 2040
BM | 0 | 0 | 0 | 0 | 0 | 0
CC | 0 | 0 | 0 | 0 | 0 | 0
CSP | 0 | 0 | 0 | 0 | 0 | 0
CT | 0 | 0 | 0 | 0 | 0 | 0
Coal | 0 | 0 | 0 | 0 | 0 | 0
Geo | 0 | 0 | 0 | 0 | 0 | 0
H | 0 | 0 | 0 | 0 | 0 | 0
LFG | 0 | 0 | 0 | 0 | 0 | 0
Nuc | 0 | 0 | 0 | 0 | 0 | 0
PS | 0 | 0 | 0 | 0 | 0 | 0
PV | 0 | 0 | 0 | 0 | 0 | 0
PeakG | 0 | 0 | 0 | 0 | 0 | 0
PeakO | 0 | 0 | 0 | 0 | 0 | 0
ST | 0 | 0 | 0 | 0 | 0 | 0
STOG | 0 | 0 | 0 | 0 | 0 | 0
STWD | 0 | 0 | 0 | 0 | 0 | 0
WT | 0 | 0 | 0 | 0 | 0 | 0
IGCC | 0 | 0 | 0 | 0 | 0 | 0
DemandResponse | 0 | 0 | 0 | 0 | 0 | 0
IGCC-CCS | 0 | 0 | 0 | 0 | 0 | 0
WT_off | 0 | 0 | 0 | 0 | 0 | 0
PseudoUnit | 0 | 0 | 0 | 0 | 0 | 0
FixedInterchange | 0 | 0 | 0 | 0 | 0 | 0
Emission Cost by Reporting Type: NYISO_A-F
ReportingType | 2015 | 2020 | 2025 | 2030 | 2035 | 2040
BM | 0 | 0 | 0 | 0 | 0 | 0
CC | 0 | 0 | 0 | 0 | 0 | 0
CSP | 0 | 0 | 0 | 0 | 0 | 0
CT | 0 | 0 | 0 | 0 | 0 | 0
Coal | 0 | 0 | 0 | 0 | 0 | 0
Geo | 0 | 0 | 0 | 0 | 0 | 0
H | 0 | 0 | 0 | 0 | 0 | 0
LFG | 0 | 0 | 0 | 0 | 0 | 0
Nuc | 0 | 0 | 0 | 0 | 0 | 0
PS | 0 | 0 | 0 | 0 | 0 | 0
PV | 0 | 0 | 0 | 0 | 0 | 0
PeakG | 0 | 0 | 0 | 0 | 0 | 0
PeakO | 0 | 0 | 0 | 0 | 0 | 0
ST | 0 | 0 | 0 | 0 | 0 | 0
STOG | 0 | 0 | 0 | 0 | 0 | 0
STWD | 0 | 0 | 0 | 0 | 0 | 0
WT | 0 | 0 | 0 | 0 | 0 | 0
IGCC | 0 | 0 | 0 | 0 | 0 | 0
DemandResponse | 0 | 0 | 0 | 0 | 0 | 0
IGCC-CCS | 0 | 0 | 0 | 0 | 0 | 0
WT_off | 0 | 0 | 0 | 0 | 0 | 0
PseudoUnit | 0 | 0 | 0 | 0 | 0 | 0
FixedInterchange | 0 | 0 | 0 | 0 | 0 | 0
Emission Cost by Reporting Type: NYISO_G-I
ReportingType | 2015 | 2020 | 2025 | 2030 | 2035 | 2040
BM | 0 | 0 | 0 | 0 | 0 | 0
CC | 0 | 0 | 0 | 0 | 0 | 0
CSP | 0 | 0 | 0 | 0 | 0 | 0
CT | 0 | 0 | 0 | 0 | 0 | 0
Coal | 0 | 0 | 0 | 0 | 0 | 0
Geo | 0 | 0 | 0 | 0 | 0 | 0
H | 0 | 0 | 0 | 0 | 0 | 0
LFG | 0 | 0 | 0 | 0 | 0 | 0
Nuc | 0 | 0 | 0 | 0 | 0 | 0
PS | 0 | 0 | 0 | 0 | 0 | 0
PV | 0 | 0 | 0 | 0 | 0 | 0
PeakG | 0 | 0 | 0 | 0 | 0 | 0
PeakO | 0 | 0 | 0 | 0 | 0 | 0
ST | 0 | 0 | 0 | 0 | 0 | 0
STOG | 0 | 0 | 0 | 0 | 0 | 0
STWD | 0 | 0 | 0 | 0 | 0 | 0
WT | 0 | 0 | 0 | 0 | 0 | 0
IGCC | 0 | 0 | 0 | 0 | 0 | 0
DemandResponse | 0 | 0 | 0 | 0 | 0 | 0
IGCC-CCS | 0 | 0 | 0 | 0 | 0 | 0
WT_off | 0 | 0 | 0 | 0 | 0 | 0
PseudoUnit | 0 | 0 | 0 | 0 | 0 | 0
FixedInterchange | 0 | 0 | 0 | 0 | 0 | 0
Emission Cost by Reporting Type: NYISO_J-K
ReportingType | 2015 | 2020 | 2025 | 2030 | 2035 | 2040
BM | 0 | 0 | 0 | 0 | 0 | 0
CC | 0 | 0 | 0 | 0 | 0 | 0
CSP | 0 | 0 | 0 | 0 | 0 | 0
CT | 0 | 0 | 0 | 0 | 0 | 0
Coal | 0 | 0 | 0 | 0 | 0 | 0
Geo | 0 | 0 | 0 | 0 | 0 | 0
H | 0 | 0 | 0 | 0 | 0 | 0
LFG | 0 | 0 | 0 | 0 | 0 | 0
Nuc | 0 | 0 | 0 | 0 | 0 | 0
PS | 0 | 0 | 0 | 0 | 0 | 0
PV | 0 | 0 | 0 | 0 | 0 | 0
PeakG | 0 | 0 | 0 | 0 | 0 | 0
PeakO | 0 | 0 | 0 | 0 | 0 | 0
ST | 0 | 0 | 0 | 0 | 0 | 0
STOG | 0 | 0 | 0 | 0 | 0 | 0
STWD | 0 | 0 | 0 | 0 | 0 | 0
WT | 0 | 0 | 0 | 0 | 0 | 0
IGCC | 0 | 0 | 0 | 0 | 0 | 0
DemandResponse | 0 | 0 | 0 | 0 | 0 | 0
IGCC-CCS | 0 | 0 | 0 | 0 | 0 | 0
WT_off | 0 | 0 | 0 | 0 | 0 | 0
PseudoUnit | 0 | 0 | 0 | 0 | 0 | 0
FixedInterchange | 0 | 0 | 0 | 0 | 0 | 0
Emission Cost by Reporting Type: PJM_E
ReportingType | 2015 | 2020 | 2025 | 2030 | 2035 | 2040
BM | 0 | 0 | 0 | 0 | 0 | 0
CC | 0 | 0 | 0 | 0 | 0 | 0
CSP | 0 | 0 | 0 | 0 | 0 | 0
CT | 0 | 0 | 0 | 0 | 0 | 0
Coal | 0 | 0 | 0 | 0 | 0 | 0
Geo | 0 | 0 | 0 | 0 | 0 | 0
H | 0 | 0 | 0 | 0 | 0 | 0
LFG | 0 | 0 | 0 | 0 | 0 | 0
Nuc | 0 | 0 | 0 | 0 | 0 | 0
PS | 0 | 0 | 0 | 0 | 0 | 0
PV | 0 | 0 | 0 | 0 | 0 | 0
PeakG | 0 | 0 | 0 | 0 | 0 | 0
PeakO | 0 | 0 | 0 | 0 | 0 | 0
ST | 0 | 0 | 0 | 0 | 0 | 0
STOG | 0 | 0 | 0 | 0 | 0 | 0
STWD | 0 | 0 | 0 | 0 | 0 | 0
WT | 0 | 0 | 0 | 0 | 0 | 0
IGCC | 0 | 0 | 0 | 0 | 0 | 0
DemandResponse | 0 | 0 | 0 | 0 | 0 | 0
IGCC-CCS | 0 | 0 | 0 | 0 | 0 | 0
WT_off | 0 | 0 | 0 | 0 | 0 | 0
PseudoUnit | 0 | 0 | 0 | 0 | 0 | 0
FixedInterchange | 0 | 0 | 0 | 0 | 0 | 0
Emission Cost by Reporting Type: PJM_ROM
ReportingType | 2015 | 2020 | 2025 | 2030 | 2035 | 2040
BM | 0 | 0 | 0 | 0 | 0 | 0
CC | 0 | 0 | 0 | 0 | 0 | 0
CSP | 0 | 0 | 0 | 0 | 0 | 0
CT | 0 | 0 | 0 | 0 | 0 | 0
Coal | 0 | 0 | 0 | 0 | 0 | 0
Geo | 0 | 0 | 0 | 0 | 0 | 0
H | 0 | 0 | 0 | 0 | 0 | 0
LFG | 0 | 0 | 0 | 0 | 0 | 0
Nuc | 0 | 0 | 0 | 0 | 0 | 0
PS | 0 | 0 | 0 | 0 | 0 | 0
PV | 0 | 0 | 0 | 0 | 0 | 0
PeakG | 0 | 0 | 0 | 0 | 0 | 0
PeakO | 0 | 0 | 0 | 0 | 0 | 0
ST | 0 | 0 | 0 | 0 | 0 | 0
STOG | 0 | 0 | 0 | 0 | 0 | 0
STWD | 0 | 0 | 0 | 0 | 0 | 0
WT | 0 | 0 | 0 | 0 | 0 | 0
IGCC | 0 | 0 | 0 | 0 | 0 | 0
DemandResponse | 0 | 0 | 0 | 0 | 0 | 0
IGCC-CCS | 0 | 0 | 0 | 0 | 0 | 0
WT_off | 0 | 0 | 0 | 0 | 0 | 0
PseudoUnit | 0 | 0 | 0 | 0 | 0 | 0
FixedInterchange | 0 | 0 | 0 | 0 | 0 | 0
Emission Cost by Reporting Type: PJM_ROR
ReportingType | 2015 | 2020 | 2025 | 2030 | 2035 | 2040
BM | 0 | 0 | 0 | 0 | 0 | 0
CC | 0 | 0 | 0 | 0 | 0 | 0
CSP | 0 | 0 | 0 | 0 | 0 | 0
CT | 0 | 0 | 0 | 0 | 0 | 0
Coal | 0 | 0 | 0 | 0 | 0 | 0
Geo | 0 | 0 | 0 | 0 | 0 | 0
H | 0 | 0 | 0 | 0 | 0 | 0
LFG | 0 | 0 | 0 | 0 | 0 | 0
Nuc | 0 | 0 | 0 | 0 | 0 | 0
PS | 0 | 0 | 0 | 0 | 0 | 0
PV | 0 | 0 | 0 | 0 | 0 | 0
PeakG | 0 | 0 | 0 | 0 | 0 | 0
PeakO | 0 | 0 | 0 | 0 | 0 | 0
ST | 0 | 0 | 0 | 0 | 0 | 0
STOG | 0 | 0 | 0 | 0 | 0 | 0
STWD | 0 | 0 | 0 | 0 | 0 | 0
WT | 0 | 0 | 0 | 0 | 0 | 0
IGCC | 0 | 0 | 0 | 0 | 0 | 0
DemandResponse | 0 | 0 | 0 | 0 | 0 | 0
IGCC-CCS | 0 | 0 | 0 | 0 | 0 | 0
WT_off | 0 | 0 | 0 | 0 | 0 | 0
PseudoUnit | 0 | 0 | 0 | 0 | 0 | 0
FixedInterchange | 0 | 0 | 0 | 0 | 0 | 0
Emission Cost by Reporting Type: SOCO
ReportingType | 2015 | 2020 | 2025 | 2030 | 2035 | 2040
BM | 0 | 0 | 0 | 0 | 0 | 0
CC | 0 | 0 | 0 | 0 | 0 | 0
CSP | 0 | 0 | 0 | 0 | 0 | 0
CT | 0 | 0 | 0 | 0 | 0 | 0
Coal | 0 | 0 | 0 | 0 | 0 | 0
Geo | 0 | 0 | 0 | 0 | 0 | 0
H | 0 | 0 | 0 | 0 | 0 | 0
LFG | 0 | 0 | 0 | 0 | 0 | 0
Nuc | 0 | 0 | 0 | 0 | 0 | 0
PS | 0 | 0 | 0 | 0 | 0 | 0
PV | 0 | 0 | 0 | 0 | 0 | 0
PeakG | 0 | 0 | 0 | 0 | 0 | 0
PeakO | 0 | 0 | 0 | 0 | 0 | 0
ST | 0 | 0 | 0 | 0 | 0 | 0
STOG | 0 | 0 | 0 | 0 | 0 | 0
STWD | 0 | 0 | 0 | 0 | 0 | 0
WT | 0 | 0 | 0 | 0 | 0 | 0
IGCC | 0 | 0 | 0 | 0 | 0 | 0
DemandResponse | 0 | 0 | 0 | 0 | 0 | 0
IGCC-CCS | 0 | 0 | 0 | 0 | 0 | 0
WT_off | 0 | 0 | 0 | 0 | 0 | 0
PseudoUnit | 0 | 0 | 0 | 0 | 0 | 0
FixedInterchange | 0 | 0 | 0 | 0 | 0 | 0
Emission Cost by Reporting Type: SPP_N
ReportingType | 2015 | 2020 | 2025 | 2030 | 2035 | 2040
BM | 0 | 0 | 0 | 0 | 0 | 0
CC | 0 | 0 | 0 | 0 | 0 | 0
CSP | 0 | 0 | 0 | 0 | 0 | 0
CT | 0 | 0 | 0 | 0 | 0 | 0
Coal | 0 | 0 | 0 | 0 | 0 | 0
Geo | 0 | 0 | 0 | 0 | 0 | 0
H | 0 | 0 | 0 | 0 | 0 | 0
LFG | 0 | 0 | 0 | 0 | 0 | 0
Nuc | 0 | 0 | 0 | 0 | 0 | 0
PS | 0 | 0 | 0 | 0 | 0 | 0
PV | 0 | 0 | 0 | 0 | 0 | 0
PeakG | 0 | 0 | 0 | 0 | 0 | 0
PeakO | 0 | 0 | 0 | 0 | 0 | 0
ST | 0 | 0 | 0 | 0 | 0 | 0
STOG | 0 | 0 | 0 | 0 | 0 | 0
STWD | 0 | 0 | 0 | 0 | 0 | 0
WT | 0 | 0 | 0 | 0 | 0 | 0
IGCC | 0 | 0 | 0 | 0 | 0 | 0
DemandResponse | 0 | 0 | 0 | 0 | 0 | 0
IGCC-CCS | 0 | 0 | 0 | 0 | 0 | 0
WT_off | 0 | 0 | 0 | 0 | 0 | 0
PseudoUnit | 0 | 0 | 0 | 0 | 0 | 0
FixedInterchange | 0 | 0 | 0 | 0 | 0 | 0
Emission Cost by Reporting Type: SPP_S
ReportingType | 2015 | 2020 | 2025 | 2030 | 2035 | 2040
BM | 0 | 0 | 0 | 0 | 0 | 0
CC | 0 | 0 | 0 | 0 | 0 | 0
CSP | 0 | 0 | 0 | 0 | 0 | 0
CT | 0 | 0 | 0 | 0 | 0 | 0
Coal | 0 | 0 | 0 | 0 | 0 | 0
Geo | 0 | 0 | 0 | 0 | 0 | 0
H | 0 | 0 | 0 | 0 | 0 | 0
LFG | 0 | 0 | 0 | 0 | 0 | 0
Nuc | 0 | 0 | 0 | 0 | 0 | 0
PS | 0 | 0 | 0 | 0 | 0 | 0
PV | 0 | 0 | 0 | 0 | 0 | 0
PeakG | 0 | 0 | 0 | 0 | 0 | 0
PeakO | 0 | 0 | 0 | 0 | 0 | 0
ST | 0 | 0 | 0 | 0 | 0 | 0
STOG | 0 | 0 | 0 | 0 | 0 | 0
STWD | 0 | 0 | 0 | 0 | 0 | 0
WT | 0 | 0 | 0 | 0 | 0 | 0
IGCC | 0 | 0 | 0 | 0 | 0 | 0
DemandResponse | 0 | 0 | 0 | 0 | 0 | 0
IGCC-CCS | 0 | 0 | 0 | 0 | 0 | 0
WT_off | 0 | 0 | 0 | 0 | 0 | 0
PseudoUnit | 0 | 0 | 0 | 0 | 0 | 0
FixedInterchange | 0 | 0 | 0 | 0 | 0 | 0
Emission Cost by Reporting Type: TVA
ReportingType | 2015 | 2020 | 2025 | 2030 | 2035 | 2040
BM | 0 | 0 | 0 | 0 | 0 | 0
CC | 0 | 0 | 0 | 0 | 0 | 0
CSP | 0 | 0 | 0 | 0 | 0 | 0
CT | 0 | 0 | 0 | 0 | 0 | 0
Coal | 0 | 0 | 0 | 0 | 0 | 0
Geo | 0 | 0 | 0 | 0 | 0 | 0
H | 0 | 0 | 0 | 0 | 0 | 0
LFG | 0 | 0 | 0 | 0 | 0 | 0
Nuc | 0 | 0 | 0 | 0 | 0 | 0
PS | 0 | 0 | 0 | 0 | 0 | 0
PV | 0 | 0 | 0 | 0 | 0 | 0
PeakG | 0 | 0 | 0 | 0 | 0 | 0
PeakO | 0 | 0 | 0 | 0 | 0 | 0
ST | 0 | 0 | 0 | 0 | 0 | 0
STOG | 0 | 0 | 0 | 0 | 0 | 0
STWD | 0 | 0 | 0 | 0 | 0 | 0
WT | 0 | 0 | 0 | 0 | 0 | 0
IGCC | 0 | 0 | 0 | 0 | 0 | 0
DemandResponse | 0 | 0 | 0 | 0 | 0 | 0
IGCC-CCS | 0 | 0 | 0 | 0 | 0 | 0
WT_off | 0 | 0 | 0 | 0 | 0 | 0
PseudoUnit | 0 | 0 | 0 | 0 | 0 | 0
FixedInterchange | 0 | 0 | 0 | 0 | 0 | 0
Emission Cost by Reporting Type: TVA_Transmission
ReportingType | 2015 | 2020 | 2025 | 2030 | 2035 | 2040
BM | 0 | 0 | 0 | 0 | 0 | 0
CC | 0 | 0 | 0 | 0 | 0 | 0
CSP | 0 | 0 | 0 | 0 | 0 | 0
CT | 0 | 0 | 0 | 0 | 0 | 0
Coal | 0 | 0 | 0 | 0 | 0 | 0
Geo | 0 | 0 | 0 | 0 | 0 | 0
H | 0 | 0 | 0 | 0 | 0 | 0
LFG | 0 | 0 | 0 | 0 | 0 | 0
Nuc | 0 | 0 | 0 | 0 | 0 | 0
PS | 0 | 0 | 0 | 0 | 0 | 0
PV | 0 | 0 | 0 | 0 | 0 | 0
PeakG | 0 | 0 | 0 | 0 | 0 | 0
PeakO | 0 | 0 | 0 | 0 | 0 | 0
ST | 0 | 0 | 0 | 0 | 0 | 0
STOG | 0 | 0 | 0 | 0 | 0 | 0
STWD | 0 | 0 | 0 | 0 | 0 | 0
WT | 0 | 0 | 0 | 0 | 0 | 0
IGCC | 0 | 0 | 0 | 0 | 0 | 0
DemandResponse | 0 | 0 | 0 | 0 | 0 | 0
IGCC-CCS | 0 | 0 | 0 | 0 | 0 | 0
WT_off | 0 | 0 | 0 | 0 | 0 | 0
PseudoUnit | 0 | 0 | 0 | 0 | 0 | 0
FixedInterchange | 0 | 0 | 0 | 0 | 0 | 0
Emission Cost by Reporting Type: VACAR
ReportingType | 2015 | 2020 | 2025 | 2030 | 2035 | 2040
BM | 0 | 0 | 0 | 0 | 0 | 0
CC | 0 | 0 | 0 | 0 | 0 | 0
CSP | 0 | 0 | 0 | 0 | 0 | 0
CT | 0 | 0 | 0 | 0 | 0 | 0
Coal | 0 | 0 | 0 | 0 | 0 | 0
Geo | 0 | 0 | 0 | 0 | 0 | 0
H | 0 | 0 | 0 | 0 | 0 | 0
LFG | 0 | 0 | 0 | 0 | 0 | 0
Nuc | 0 | 0 | 0 | 0 | 0 | 0
PS | 0 | 0 | 0 | 0 | 0 | 0
PV | 0 | 0 | 0 | 0 | 0 | 0
PeakG | 0 | 0 | 0 | 0 | 0 | 0
PeakO | 0 | 0 | 0 | 0 | 0 | 0
ST | 0 | 0 | 0 | 0 | 0 | 0
STOG | 0 | 0 | 0 | 0 | 0 | 0
STWD | 0 | 0 | 0 | 0 | 0 | 0
WT | 0 | 0 | 0 | 0 | 0 | 0
IGCC | 0 | 0 | 0 | 0 | 0 | 0
DemandResponse | 0 | 0 | 0 | 0 | 0 | 0
IGCC-CCS | 0 | 0 | 0 | 0 | 0 | 0
WT_off | 0 | 0 | 0 | 0 | 0 | 0
PseudoUnit | 0 | 0 | 0 | 0 | 0 | 0
FixedInterchange | 0 | 0 | 0 | 0 | 0 | 0
Emission Cost by Reporting Type: IESO
ReportingType | 2015 | 2020 | 2025 | 2030 | 2035 | 2040
BM | 0 | 0 | 0 | 0 | 0 | 0
CC | 0 | 0 | 0 | 0 | 0 | 0
CSP | 0 | 0 | 0 | 0 | 0 | 0
CT | 0 | 0 | 0 | 0 | 0 | 0
Coal | 0 | 0 | 0 | 0 | 0 | 0
Geo | 0 | 0 | 0 | 0 | 0 | 0
H | 0 | 0 | 0 | 0 | 0 | 0
LFG | 0 | 0 | 0 | 0 | 0 | 0
Nuc | 0 | 0 | 0 | 0 | 0 | 0
PS | 0 | 0 | 0 | 0 | 0 | 0
PV | 0 | 0 | 0 | 0 | 0 | 0
PeakG | 0 | 0 | 0 | 0 | 0 | 0
PeakO | 0 | 0 | 0 | 0 | 0 | 0
ST | 0 | 0 | 0 | 0 | 0 | 0
STOG | 0 | 0 | 0 | 0 | 0 | 0
STWD | 0 | 0 | 0 | 0 | 0 | 0
WT | 0 | 0 | 0 | 0 | 0 | 0
IGCC | 0 | 0 | 0 | 0 | 0 | 0
DemandResponse | 0 | 0 | 0 | 0 | 0 | 0
IGCC-CCS | 0 | 0 | 0 | 0 | 0 | 0
WT_off | 0 | 0 | 0 | 0 | 0 | 0
PseudoUnit | 0 | 0 | 0 | 0 | 0 | 0
FixedInterchange | 0 | 0 | 0 | 0 | 0 | 0
Emission Cost by Reporting Type: MAPP_CA
ReportingType | 2015 | 2020 | 2025 | 2030 | 2035 | 2040
BM | 0 | 0 | 0 | 0 | 0 | 0
CC | 0 | 0 | 0 | 0 | 0 | 0
CSP | 0 | 0 | 0 | 0 | 0 | 0
CT | 0 | 0 | 0 | 0 | 0 | 0
Coal | 0 | 0 | 0 | 0 | 0 | 0
Geo | 0 | 0 | 0 | 0 | 0 | 0
H | 0 | 0 | 0 | 0 | 0 | 0
LFG | 0 | 0 | 0 | 0 | 0 | 0
Nuc | 0 | 0 | 0 | 0 | 0 | 0
PS | 0 | 0 | 0 | 0 | 0 | 0
PV | 0 | 0 | 0 | 0 | 0 | 0
PeakG | 0 | 0 | 0 | 0 | 0 | 0
PeakO | 0 | 0 | 0 | 0 | 0 | 0
ST | 0 | 0 | 0 | 0 | 0 | 0
STOG | 0 | 0 | 0 | 0 | 0 | 0
STWD | 0 | 0 | 0 | 0 | 0 | 0
WT | 0 | 0 | 0 | 0 | 0 | 0
IGCC | 0 | 0 | 0 | 0 | 0 | 0
DemandResponse | 0 | 0 | 0 | 0 | 0 | 0
IGCC-CCS | 0 | 0 | 0 | 0 | 0 | 0
WT_off | 0 | 0 | 0 | 0 | 0 | 0
PseudoUnit | 0 | 0 | 0 | 0 | 0 | 0
FixedInterchange | 0 | 0 | 0 | 0 | 0 | 0
Emission Cost by Reporting Type: AZ_NM_SNV_Coal
ReportingType | 2015 | 2020 | 2025 | 2030 | 2035 | 2040
BM | 0 | 0 | 0 | 0 | 0 | 0
CC | 0 | 0 | 0 | 0 | 0 | 0
CSP | 0 | 0 | 0 | 0 | 0 | 0
CT | 0 | 0 | 0 | 0 | 0 | 0
Coal | 0 | 0 | 0 | 0 | 0 | 0
Geo | 0 | 0 | 0 | 0 | 0 | 0
H | 0 | 0 | 0 | 0 | 0 | 0
LFG | 0 | 0 | 0 | 0 | 0 | 0
Nuc | 0 | 0 | 0 | 0 | 0 | 0
PS | 0 | 0 | 0 | 0 | 0 | 0
PV | 0 | 0 | 0 | 0 | 0 | 0
PeakG | 0 | 0 | 0 | 0 | 0 | 0
PeakO | 0 | 0 | 0 | 0 | 0 | 0
ST | 0 | 0 | 0 | 0 | 0 | 0
STOG | 0 | 0 | 0 | 0 | 0 | 0
STWD | 0 | 0 | 0 | 0 | 0 | 0
WT | 0 | 0 | 0 | 0 | 0 | 0
IGCC | 0 | 0 | 0 | 0 | 0 | 0
DemandResponse | 0 | 0 | 0 | 0 | 0 | 0
IGCC-CCS | 0 | 0 | 0 | 0 | 0 | 0
WT_off | 0 | 0 | 0 | 0 | 0 | 0
PseudoUnit | 0 | 0 | 0 | 0 | 0 | 0
FixedInterchange | 0 | 0 | 0 | 0 | 0 | 0
Emission Cost by Reporting Type: AZ_NM_SNV_Gas
ReportingType | 2015 | 2020 | 2025 | 2030 | 2035 | 2040
BM | 0 | 0 | 0 | 0 | 0 | 0
CC | 0 | 0 | 0 | 0 | 0 | 0
CSP | 0 | 0 | 0 | 0 | 0 | 0
CT | 0 | 0 | 0 | 0 | 0 | 0
Coal | 0 | 0 | 0 | 0 | 0 | 0
Geo | 0 | 0 | 0 | 0 | 0 | 0
H | 0 | 0 | 0 | 0 | 0 | 0
LFG | 0 | 0 | 0 | 0 | 0 | 0
Nuc | 0 | 0 | 0 | 0 | 0 | 0
PS | 0 | 0 | 0 | 0 | 0 | 0
PV | 0 | 0 | 0 | 0 | 0 | 0
PeakG | 0 | 0 | 0 | 0 | 0 | 0
PeakO | 0 | 0 | 0 | 0 | 0 | 0
ST | 0 | 0 | 0 | 0 | 0 | 0
STOG | 0 | 0 | 0 | 0 | 0 | 0
STWD | 0 | 0 | 0 | 0 | 0 | 0
WT | 0 | 0 | 0 | 0 | 0 | 0
IGCC | 0 | 0 | 0 | 0 | 0 | 0
DemandResponse | 0 | 0 | 0 | 0 | 0 | 0
IGCC-CCS | 0 | 0 | 0 | 0 | 0 | 0
WT_off | 0 | 0 | 0 | 0 | 0 | 0
PseudoUnit | 0 | 0 | 0 | 0 | 0 | 0
FixedInterchange | 0 | 0 | 0 | 0 | 0 | 0
Emission Cost by Reporting Type: AZ_NM_SNV_NucRenew
ReportingType | 2015 | 2020 | 2025 | 2030 | 2035 | 2040
BM | 0 | 0 | 0 | 0 | 0 | 0
CC | 0 | 0 | 0 | 0 | 0 | 0
CSP | 0 | 0 | 0 | 0 | 0 | 0
CT | 0 | 0 | 0 | 0 | 0 | 0
Coal | 0 | 0 | 0 | 0 | 0 | 0
Geo | 0 | 0 | 0 | 0 | 0 | 0
H | 0 | 0 | 0 | 0 | 0 | 0
LFG | 0 | 0 | 0 | 0 | 0 | 0
Nuc | 0 | 0 | 0 | 0 | 0 | 0
PS | 0 | 0 | 0 | 0 | 0 | 0
PV | 0 | 0 | 0 | 0 | 0 | 0
PeakG | 0 | 0 | 0 | 0 | 0 | 0
PeakO | 0 | 0 | 0 | 0 | 0 | 0
ST | 0 | 0 | 0 | 0 | 0 | 0
STOG | 0 | 0 | 0 | 0 | 0 | 0
STWD | 0 | 0 | 0 | 0 | 0 | 0
WT | 0 | 0 | 0 | 0 | 0 | 0
IGCC | 0 | 0 | 0 | 0 | 0 | 0
DemandResponse | 0 | 0 | 0 | 0 | 0 | 0
IGCC-CCS | 0 | 0 | 0 | 0 | 0 | 0
WT_off | 0 | 0 | 0 | 0 | 0 | 0
PseudoUnit | 0 | 0 | 0 | 0 | 0 | 0
FixedInterchange | 0 | 0 | 0 | 0 | 0 | 0
Emission Cost by Reporting Type: ERCOT
ReportingType | 2015 | 2020 | 2025 | 2030 | 2035 | 2040
BM | 0 | 0 | 0 | 0 | 0 | 0
CC | 0 | 0 | 0 | 0 | 0 | 0
CSP | 0 | 0 | 0 | 0 | 0 | 0
CT | 0 | 0 | 0 | 0 | 0 | 0
Coal | 0 | 0 | 0 | 0 | 0 | 0
Geo | 0 | 0 | 0 | 0 | 0 | 0
H | 0 | 0 | 0 | 0 | 0 | 0
LFG | 0 | 0 | 0 | 0 | 0 | 0
Nuc | 0 | 0 | 0 | 0 | 0 | 0
PS | 0 | 0 | 0 | 0 | 0 | 0
PV | 0 | 0 | 0 | 0 | 0 | 0
PeakG | 0 | 0 | 0 | 0 | 0 | 0
PeakO | 0 | 0 | 0 | 0 | 0 | 0
ST | 0 | 0 | 0 | 0 | 0 | 0
STOG | 0 | 0 | 0 | 0 | 0 | 0
STWD | 0 | 0 | 0 | 0 | 0 | 0
WT | 0 | 0 | 0 | 0 | 0 | 0
IGCC | 0 | 0 | 0 | 0 | 0 | 0
DemandResponse | 0 | 0 | 0 | 0 | 0 | 0
IGCC-CCS | 0 | 0 | 0 | 0 | 0 | 0
WT_off | 0 | 0 | 0 | 0 | 0 | 0
PseudoUnit | 0 | 0 | 0 | 0 | 0 | 0
FixedInterchange | 0 | 0 | 0 | 0 | 0 | 0
Emission Cost by Reporting Type: NP15
ReportingType | 2015 | 2020 | 2025 | 2030 | 2035 | 2040
BM | 0 | 0 | 0 | 0 | 0 | 0
CC | 253.55 | 344.07 | 324.56 | 324.1 | 223.61 | 128.63
CSP | 0 | 0 | 0 | 0 | 0 | 0
CT | 0 | 0 | 0 | 0 | 0 | 0
Coal | 4.6 | 0 | 0 | 0 | 0 | 0
Geo | 0 | 0 | 0 | 0 | 0 | 0
H | 0 | 0 | 0 | 0 | 0 | 0
LFG | 0 | 0 | 0 | 0 | 0 | 0
Nuc | 0 | 0 | 0 | 0 | 0 | 0
PS | 0 | 0 | 0 | 0 | 0 | 0
PV | 0 | 0 | 0 | 0 | 0 | 0
PeakG | 0 | 0 | 0 | 0 | 0 | 0.43
PeakO | 0 | 0 | 0 | 0 | 0 | 0
ST | 0 | 0 | 0 | 0 | 0 | 0
STOG | 1.31 | 2.63 | 1.18 | 2.93 | 2.31 | 5.37
STWD | 0 | 0 | 0 | 0 | 0 | 0
WT | 0 | 0 | 0 | 0 | 0 | 0
IGCC | 0 | 0 | 0 | 0 | 0 | 0
DemandResponse | 0 | 0 | 0 | 0 | 0 | 0
IGCC-CCS | 0 | 0 | 0 | 0 | 0 | 0
WT_off | 0 | 0 | 0 | 0 | 0 | 0
PseudoUnit | 0 | 0 | 0 | 0 | 0 | 0
FixedInterchange | 0 | 0 | 0 | 0 | 0 | 0
Emission Cost by Reporting Type: NWPP_Coal
ReportingType | 2015 | 2020 | 2025 | 2030 | 2035 | 2040
BM | 0 | 0 | 0 | 0 | 0 | 0
CC | 0 | 0 | 0 | 0 | 0 | 0
CSP | 0 | 0 | 0 | 0 | 0 | 0
CT | 0 | 0 | 0 | 0 | 0 | 0
Coal | 0 | 0 | 0 | 0 | 0 | 0
Geo | 0 | 0 | 0 | 0 | 0 | 0
H | 0 | 0 | 0 | 0 | 0 | 0
LFG | 0 | 0 | 0 | 0 | 0 | 0
Nuc | 0 | 0 | 0 | 0 | 0 | 0
PS | 0 | 0 | 0 | 0 | 0 | 0
PV | 0 | 0 | 0 | 0 | 0 | 0
PeakG | 0 | 0 | 0 | 0 | 0 | 0
PeakO | 0 | 0 | 0 | 0 | 0 | 0
ST | 0 | 0 | 0 | 0 | 0 | 0
STOG | 0 | 0 | 0 | 0 | 0 | 0
STWD | 0 | 0 | 0 | 0 | 0 | 0
WT | 0 | 0 | 0 | 0 | 0 | 0
IGCC | 0 | 0 | 0 | 0 | 0 | 0
DemandResponse | 0 | 0 | 0 | 0 | 0 | 0
IGCC-CCS | 0 | 0 | 0 | 0 | 0 | 0
WT_off | 0 | 0 | 0 | 0 | 0 | 0
PseudoUnit | 0 | 0 | 0 | 0 | 0 | 0
FixedInterchange | 0 | 0 | 0 | 0 | 0 | 0
Emission Cost by Reporting Type: NWPP_Gas
ReportingType | 2015 | 2020 | 2025 | 2030 | 2035 | 2040
BM | 0 | 0 | 0 | 0 | 0 | 0
CC | 0 | 0 | 0 | 0 | 0 | 0
CSP | 0 | 0 | 0 | 0 | 0 | 0
CT | 0 | 0 | 0 | 0 | 0 | 0
Coal | 0 | 0 | 0 | 0 | 0 | 0
Geo | 0 | 0 | 0 | 0 | 0 | 0
H | 0 | 0 | 0 | 0 | 0 | 0
LFG | 0 | 0 | 0 | 0 | 0 | 0
Nuc | 0 | 0 | 0 | 0 | 0 | 0
PS | 0 | 0 | 0 | 0 | 0 | 0
PV | 0 | 0 | 0 | 0 | 0 | 0
PeakG | 0 | 0 | 0 | 0 | 0 | 0
PeakO | 0 | 0 | 0 | 0 | 0 | 0
ST | 0 | 0 | 0 | 0 | 0 | 0
STOG | 0 | 0 | 0 | 0 | 0 | 0
STWD | 0 | 0 | 0 | 0 | 0 | 0
WT | 0 | 0 | 0 | 0 | 0 | 0
IGCC | 0 | 0 | 0 | 0 | 0 | 0
DemandResponse | 0 | 0 | 0 | 0 | 0 | 0
IGCC-CCS | 0 | 0 | 0 | 0 | 0 | 0
WT_off | 0 | 0 | 0 | 0 | 0 | 0
PseudoUnit | 0 | 0 | 0 | 0 | 0 | 0
FixedInterchange | 0 | 0 | 0 | 0 | 0 | 0
Emission Cost by Reporting Type: NWPP_NucRenew
ReportingType | 2015 | 2020 | 2025 | 2030 | 2035 | 2040
BM | 0 | 0 | 0 | 0 | 0 | 0
CC | 0 | 0 | 0 | 0 | 0 | 0
CSP | 0 | 0 | 0 | 0 | 0 | 0
CT | 0 | 0 | 0 | 0 | 0 | 0
Coal | 0 | 0 | 0 | 0 | 0 | 0
Geo | 0 | 0 | 0 | 0 | 0 | 0
H | 0 | 0 | 0 | 0 | 0 | 0
LFG | 0 | 0 | 0 | 0 | 0 | 0
Nuc | 0 | 0 | 0 | 0 | 0 | 0
PS | 0 | 0 | 0 | 0 | 0 | 0
PV | 0 | 0 | 0 | 0 | 0 | 0
PeakG | 0 | 0 | 0 | 0 | 0 | 0
PeakO | 0 | 0 | 0 | 0 | 0 | 0
ST | 0 | 0 | 0 | 0 | 0 | 0
STOG | 0 | 0 | 0 | 0 | 0 | 0
STWD | 0 | 0 | 0 | 0 | 0 | 0
WT | 0 | 0 | 0 | 0 | 0 | 0
IGCC | 0 | 0 | 0 | 0 | 0 | 0
DemandResponse | 0 | 0 | 0 | 0 | 0 | 0
IGCC-CCS | 0 | 0 | 0 | 0 | 0 | 0
WT_off | 0 | 0 | 0 | 0 | 0 | 0
PseudoUnit | 0 | 0 | 0 | 0 | 0 | 0
FixedInterchange | 0 | 0 | 0 | 0 | 0 | 0
Emission Cost by Reporting Type: RMPA
ReportingType | 2015 | 2020 | 2025 | 2030 | 2035 | 2040
BM | 0 | 0 | 0 | 0 | 0 | 0
CC | 0 | 0 | 0 | 0 | 0 | 0
CSP | 0 | 0 | 0 | 0 | 0 | 0
CT | 0 | 0 | 0 | 0 | 0 | 0
Coal | 0 | 0 | 0 | 0 | 0 | 0
Geo | 0 | 0 | 0 | 0 | 0 | 0
H | 0 | 0 | 0 | 0 | 0 | 0
LFG | 0 | 0 | 0 | 0 | 0 | 0
Nuc | 0 | 0 | 0 | 0 | 0 | 0
PS | 0 | 0 | 0 | 0 | 0 | 0
PV | 0 | 0 | 0 | 0 | 0 | 0
PeakG | 0 | 0 | 0 | 0 | 0 | 0
PeakO | 0 | 0 | 0 | 0 | 0 | 0
ST | 0 | 0 | 0 | 0 | 0 | 0
STOG | 0 | 0 | 0 | 0 | 0 | 0
STWD | 0 | 0 | 0 | 0 | 0 | 0
WT | 0 | 0 | 0 | 0 | 0 | 0
IGCC | 0 | 0 | 0 | 0 | 0 | 0
DemandResponse | 0 | 0 | 0 | 0 | 0 | 0
IGCC-CCS | 0 | 0 | 0 | 0 | 0 | 0
WT_off | 0 | 0 | 0 | 0 | 0 | 0
PseudoUnit | 0 | 0 | 0 | 0 | 0 | 0
FixedInterchange | 0 | 0 | 0 | 0 | 0 | 0
Emission Cost by Reporting Type: SP15
ReportingType | 2015 | 2020 | 2025 | 2030 | 2035 | 2040
BM | 0 | 0 | 0 | 0 | 0 | 0
CC | 175.64 | 221.33 | 252.02 | 284.42 | 328.49 | 234.84
CSP | 0 | 0 | 0 | 0 | 0 | 0
CT | 0 | 0 | 0 | 0 | 0 | 0
Coal | 15.51 | 19.79 | 25.26 | 19.79 | 0 | 0
Geo | 0 | 0 | 0 | 0 | 0 | 0
H | 0 | 0 | 0 | 0 | 0 | 0
LFG | 0 | 0 | 0 | 0 | 0 | 0
Nuc | 0 | 0 | 0 | 0 | 0 | 0
PS | 0 | 0 | 0 | 0 | 0 | 0
PV | 0 | 0 | 0 | 0 | 0 | 0
PeakG | 0 | 0 | 0 | 0 | 0.13 | 0
PeakO | 0 | 0 | 0 | 0 | 0 | 0
ST | 0 | 0 | 0 | 0 | 0 | 0
STOG | 2.34 | 4.25 | 4.47 | 8.71 | 22.65 | 22.32
STWD | 0 | 0 | 0 | 0 | 0 | 0
WT | 0 | 0 | 0 | 0 | 0 | 0
IGCC | 0 | 0 | 0 | 0 | 0 | 0
DemandResponse | 0 | 0 | 0 | 0 | 0 | 0
IGCC-CCS | 0 | 0 | 0 | 0 | 0 | 0
WT_off | 0 | 0 | 0 | 0 | 0 | 0
PseudoUnit | 0 | 0 | 0 | 0 | 0 | 0
FixedInterchange | 0 | 0 | 0 | 0 | 0 | 0
Emission Cost by Reporting Type: ALB
ReportingType | 2015 | 2020 | 2025 | 2030 | 2035 | 2040
BM | 0 | 0 | 0 | 0 | 0 | 0
CC | 0 | 0 | 0 | 0 | 0 | 0
CSP | 0 | 0 | 0 | 0 | 0 | 0
CT | 0 | 0 | 0 | 0 | 0 | 0
Coal | 0 | 0 | 0 | 0 | 0 | 0
Geo | 0 | 0 | 0 | 0 | 0 | 0
H | 0 | 0 | 0 | 0 | 0 | 0
LFG | 0 | 0 | 0 | 0 | 0 | 0
Nuc | 0 | 0 | 0 | 0 | 0 | 0
PS | 0 | 0 | 0 | 0 | 0 | 0
PV | 0 | 0 | 0 | 0 | 0 | 0
PeakG | 0 | 0 | 0 | 0 | 0 | 0
PeakO | 0 | 0 | 0 | 0 | 0 | 0
ST | 0 | 0 | 0 | 0 | 0 | 0
STOG | 0 | 0 | 0 | 0 | 0 | 0
STWD | 0 | 0 | 0 | 0 | 0 | 0
WT | 0 | 0 | 0 | 0 | 0 | 0
IGCC | 0 | 0 | 0 | 0 | 0 | 0
DemandResponse | 0 | 0 | 0 | 0 | 0 | 0
IGCC-CCS | 0 | 0 | 0 | 0 | 0 | 0
WT_off | 0 | 0 | 0 | 0 | 0 | 0
PseudoUnit | 0 | 0 | 0 | 0 | 0 | 0
FixedInterchange | 0 | 0 | 0 | 0 | 0 | 0
Emission Cost by Reporting Type: BC
ReportingType | 2015 | 2020 | 2025 | 2030 | 2035 | 2040
BM | 0 | 0 | 0 | 0 | 0 | 0
CC | 0 | 0 | 0 | 0 | 0 | 0
CSP | 0 | 0 | 0 | 0 | 0 | 0
CT | 0 | 0 | 0 | 0 | 0 | 0
Coal | 0 | 0 | 0 | 0 | 0 | 0
Geo | 0 | 0 | 0 | 0 | 0 | 0
H | 0 | 0 | 0 | 0 | 0 | 0
LFG | 0 | 0 | 0 | 0 | 0 | 0
Nuc | 0 | 0 | 0 | 0 | 0 | 0
PS | 0 | 0 | 0 | 0 | 0 | 0
PV | 0 | 0 | 0 | 0 | 0 | 0
PeakG | 0 | 0 | 0 | 0 | 0 | 0
PeakO | 0 | 0 | 0 | 0 | 0 | 0
ST | 0 | 0 | 0 | 0 | 0 | 0
STOG | 0 | 0 | 0 | 0 | 0 | 0
STWD | 0 | 0 | 0 | 0 | 0 | 0
WT | 0 | 0 | 0 | 0 | 0 | 0
IGCC | 0 | 0 | 0 | 0 | 0 | 0
DemandResponse | 0 | 0 | 0 | 0 | 0 | 0
IGCC-CCS | 0 | 0 | 0 | 0 | 0 | 0
WT_off | 0 | 0 | 0 | 0 | 0 | 0
PseudoUnit | 0 | 0 | 0 | 0 | 0 | 0
FixedInterchange | 0 | 0 | 0 | 0 | 0 | 0
Emission Cost by Reporting Type: HQ_IESO
ReportingType | 2015 | 2020 | 2025 | 2030 | 2035 | 2040
BM | 0 | 0 | 0 | 0 | 0 | 0
CC | 0 | 0 | 0 | 0 | 0 | 0
CSP | 0 | 0 | 0 | 0 | 0 | 0
CT | 0 | 0 | 0 | 0 | 0 | 0
Coal | 0 | 0 | 0 | 0 | 0 | 0
Geo | 0 | 0 | 0 | 0 | 0 | 0
H | 0 | 0 | 0 | 0 | 0 | 0
LFG | 0 | 0 | 0 | 0 | 0 | 0
Nuc | 0 | 0 | 0 | 0 | 0 | 0
PS | 0 | 0 | 0 | 0 | 0 | 0
PV | 0 | 0 | 0 | 0 | 0 | 0
PeakG | 0 | 0 | 0 | 0 | 0 | 0
PeakO | 0 | 0 | 0 | 0 | 0 | 0
ST | 0 | 0 | 0 | 0 | 0 | 0
STOG | 0 | 0 | 0 | 0 | 0 | 0
STWD | 0 | 0 | 0 | 0 | 0 | 0
WT | 0 | 0 | 0 | 0 | 0 | 0
IGCC | 0 | 0 | 0 | 0 | 0 | 0
DemandResponse | 0 | 0 | 0 | 0 | 0 | 0
IGCC-CCS | 0 | 0 | 0 | 0 | 0 | 0
WT_off | 0 | 0 | 0 | 0 | 0 | 0
PseudoUnit | 0 | 0 | 0 | 0 | 0 | 0
FixedInterchange | 0 | 0 | 0 | 0 | 0 | 0
Emission Cost by Reporting Type: HQ_NEISO
ReportingType | 2015 | 2020 | 2025 | 2030 | 2035 | 2040
BM | 0 | 0 | 0 | 0 | 0 | 0
CC | 0 | 0 | 0 | 0 | 0 | 0
CSP | 0 | 0 | 0 | 0 | 0 | 0
CT | 0 | 0 | 0 | 0 | 0 | 0
Coal | 0 | 0 | 0 | 0 | 0 | 0
Geo | 0 | 0 | 0 | 0 | 0 | 0
H | 0 | 0 | 0 | 0 | 0 | 0
LFG | 0 | 0 | 0 | 0 | 0 | 0
Nuc | 0 | 0 | 0 | 0 | 0 | 0
PS | 0 | 0 | 0 | 0 | 0 | 0
PV | 0 | 0 | 0 | 0 | 0 | 0
PeakG | 0 | 0 | 0 | 0 | 0 | 0
PeakO | 0 | 0 | 0 | 0 | 0 | 0
ST | 0 | 0 | 0 | 0 | 0 | 0
STOG | 0 | 0 | 0 | 0 | 0 | 0
STWD | 0 | 0 | 0 | 0 | 0 | 0
WT | 0 | 0 | 0 | 0 | 0 | 0
IGCC | 0 | 0 | 0 | 0 | 0 | 0
DemandResponse | 0 | 0 | 0 | 0 | 0 | 0
IGCC-CCS | 0 | 0 | 0 | 0 | 0 | 0
WT_off | 0 | 0 | 0 | 0 | 0 | 0
PseudoUnit | 0 | 0 | 0 | 0 | 0 | 0
FixedInterchange | 0 | 0 | 0 | 0 | 0 | 0
Emission Cost by Reporting Type: HQ_NY
ReportingType | 2015 | 2020 | 2025 | 2030 | 2035 | 2040
BM | 0 | 0 | 0 | 0 | 0 | 0
CC | 0 | 0 | 0 | 0 | 0 | 0
CSP | 0 | 0 | 0 | 0 | 0 | 0
CT | 0 | 0 | 0 | 0 | 0 | 0
Coal | 0 | 0 | 0 | 0 | 0 | 0
Geo | 0 | 0 | 0 | 0 | 0 | 0
H | 0 | 0 | 0 | 0 | 0 | 0
LFG | 0 | 0 | 0 | 0 | 0 | 0
Nuc | 0 | 0 | 0 | 0 | 0 | 0
PS | 0 | 0 | 0 | 0 | 0 | 0
PV | 0 | 0 | 0 | 0 | 0 | 0
PeakG | 0 | 0 | 0 | 0 | 0 | 0
PeakO | 0 | 0 | 0 | 0 | 0 | 0
ST | 0 | 0 | 0 | 0 | 0 | 0
STOG | 0 | 0 | 0 | 0 | 0 | 0
STWD | 0 | 0 | 0 | 0 | 0 | 0
WT | 0 | 0 | 0 | 0 | 0 | 0
IGCC | 0 | 0 | 0 | 0 | 0 | 0
DemandResponse | 0 | 0 | 0 | 0 | 0 | 0
IGCC-CCS | 0 | 0 | 0 | 0 | 0 | 0
WT_off | 0 | 0 | 0 | 0 | 0 | 0
PseudoUnit | 0 | 0 | 0 | 0 | 0 | 0
FixedInterchange | 0 | 0 | 0 | 0 | 0 | 0
Emission Cost by Reporting Type: MARITIMES
ReportingType | 2015 | 2020 | 2025 | 2030 | 2035 | 2040
BM | 0 | 0 | 0 | 0 | 0 | 0
CC | 0 | 0 | 0 | 0 | 0 | 0
CSP | 0 | 0 | 0 | 0 | 0 | 0
CT | 0 | 0 | 0 | 0 | 0 | 0
Coal | 0 | 0 | 0 | 0 | 0 | 0
Geo | 0 | 0 | 0 | 0 | 0 | 0
H | 0 | 0 | 0 | 0 | 0 | 0
LFG | 0 | 0 | 0 | 0 | 0 | 0
Nuc | 0 | 0 | 0 | 0 | 0 | 0
PS | 0 | 0 | 0 | 0 | 0 | 0
PV | 0 | 0 | 0 | 0 | 0 | 0
PeakG | 0 | 0 | 0 | 0 | 0 | 0
PeakO | 0 | 0 | 0 | 0 | 0 | 0
ST | 0 | 0 | 0 | 0 | 0 | 0
STOG | 0 | 0 | 0 | 0 | 0 | 0
STWD | 0 | 0 | 0 | 0 | 0 | 0
WT | 0 | 0 | 0 | 0 | 0 | 0
IGCC | 0 | 0 | 0 | 0 | 0 | 0
DemandResponse | 0 | 0 | 0 | 0 | 0 | 0
IGCC-CCS | 0 | 0 | 0 | 0 | 0 | 0
WT_off | 0 | 0 | 0 | 0 | 0 | 0
PseudoUnit | 0 | 0 | 0 | 0 | 0 | 0
FixedInterchange | 0 | 0 | 0 | 0 | 0 | 0
Emission Cost by Reporting Type: All
ReportingType | 2015 | 2020 | 2025 | 2030 | 2035 | 2040
BM | 0 | 0 | 0 | 0 | 0 | 0
CC | 429.19 | 565.4 | 576.59 | 608.52 | 552.1 | 363.47
CSP | 0 | 0 | 0 | 0 | 0 | 0
CT | 0 | 0 | 0 | 0 | 0 | 0
Coal | 20.1 | 19.79 | 25.26 | 19.79 | 0 | 0
Geo | 0 | 0 | 0 | 0 | 0 | 0
H | 0 | 0 | 0 | 0 | 0 | 0
LFG | 0 | 0 | 0 | 0 | 0 | 0
Nuc | 0 | 0 | 0 | 0 | 0 | 0
PS | 0 | 0 | 0 | 0 | 0 | 0
PV | 0 | 0 | 0 | 0 | 0 | 0
PeakG | 0 | 0 | 0 | 0 | 0.13 | 0.43
PeakO | 0 | 0 | 0 | 0 | 0 | 0
ST | 0 | 0 | 0 | 0 | 0 | 0
STOG | 3.64 | 6.88 | 5.66 | 11.64 | 24.96 | 27.69
STWD | 0 | 0 | 0 | 0 | 0 | 0
WT | 0 | 0 | 0 | 0 | 0 | 0
IGCC | 0 | 0 | 0 | 0 | 0 | 0
DemandResponse | 0 | 0 | 0 | 0 | 0 | 0
IGCC-CCS | 0 | 0 | 0 | 0 | 0 | 0
WT_off | 0 | 0 | 0 | 0 | 0 | 0
PseudoUnit | 0 | 0 | 0 | 0 | 0 | 0
FixedInterchange | 0 | 0 | 0 | 0 | 0 | 0
Emission Cost by Reporting Type: EI_US
ReportingType | 2015 | 2020 | 2025 | 2030 | 2035 | 2040
BM | 0 | 0 | 0 | 0 | 0 | 0
CC | 0 | 0 | 0 | 0 | 0 | 0
CSP | 0 | 0 | 0 | 0 | 0 | 0
CT | 0 | 0 | 0 | 0 | 0 | 0
Coal | 0 | 0 | 0 | 0 | 0 | 0
Geo | 0 | 0 | 0 | 0 | 0 | 0
H | 0 | 0 | 0 | 0 | 0 | 0
LFG | 0 | 0 | 0 | 0 | 0 | 0
Nuc | 0 | 0 | 0 | 0 | 0 | 0
PS | 0 | 0 | 0 | 0 | 0 | 0
PV | 0 | 0 | 0 | 0 | 0 | 0
PeakG | 0 | 0 | 0 | 0 | 0 | 0
PeakO | 0 | 0 | 0 | 0 | 0 | 0
ST | 0 | 0 | 0 | 0 | 0 | 0
STOG | 0 | 0 | 0 | 0 | 0 | 0
STWD | 0 | 0 | 0 | 0 | 0 | 0
WT | 0 | 0 | 0 | 0 | 0 | 0
IGCC | 0 | 0 | 0 | 0 | 0 | 0
DemandResponse | 0 | 0 | 0 | 0 | 0 | 0
IGCC-CCS | 0 | 0 | 0 | 0 | 0 | 0
WT_off | 0 | 0 | 0 | 0 | 0 | 0
PseudoUnit | 0 | 0 | 0 | 0 | 0 | 0
FixedInterchange | 0 | 0 | 0 | 0 | 0 | 0
Emission Cost by Reporting Type: EI_Canada
ReportingType | 2015 | 2020 | 2025 | 2030 | 2035 | 2040
BM | 0 | 0 | 0 | 0 | 0 | 0
CC | 0 | 0 | 0 | 0 | 0 | 0
CSP | 0 | 0 | 0 | 0 | 0 | 0
CT | 0 | 0 | 0 | 0 | 0 | 0
Coal | 0 | 0 | 0 | 0 | 0 | 0
Geo | 0 | 0 | 0 | 0 | 0 | 0
H | 0 | 0 | 0 | 0 | 0 | 0
LFG | 0 | 0 | 0 | 0 | 0 | 0
Nuc | 0 | 0 | 0 | 0 | 0 | 0
PS | 0 | 0 | 0 | 0 | 0 | 0
PV | 0 | 0 | 0 | 0 | 0 | 0
PeakG | 0 | 0 | 0 | 0 | 0 | 0
PeakO | 0 | 0 | 0 | 0 | 0 | 0
ST | 0 | 0 | 0 | 0 | 0 | 0
STOG | 0 | 0 | 0 | 0 | 0 | 0
STWD | 0 | 0 | 0 | 0 | 0 | 0
WT | 0 | 0 | 0 | 0 | 0 | 0
IGCC | 0 | 0 | 0 | 0 | 0 | 0
DemandResponse | 0 | 0 | 0 | 0 | 0 | 0
IGCC-CCS | 0 | 0 | 0 | 0 | 0 | 0
WT_off | 0 | 0 | 0 | 0 | 0 | 0
PseudoUnit | 0 | 0 | 0 | 0 | 0 | 0
FixedInterchange | 0 | 0 | 0 | 0 | 0 | 0
Emission Cost by Reporting Type: EI
ReportingType | 2015 | 2020 | 2025 | 2030 | 2035 | 2040
BM | 0 | 0 | 0 | 0 | 0 | 0
CC | 0 | 0 | 0 | 0 | 0 | 0
CSP | 0 | 0 | 0 | 0 | 0 | 0
CT | 0 | 0 | 0 | 0 | 0 | 0
Coal | 0 | 0 | 0 | 0 | 0 | 0
Geo | 0 | 0 | 0 | 0 | 0 | 0
H | 0 | 0 | 0 | 0 | 0 | 0
LFG | 0 | 0 | 0 | 0 | 0 | 0
Nuc | 0 | 0 | 0 | 0 | 0 | 0
PS | 0 | 0 | 0 | 0 | 0 | 0
PV | 0 | 0 | 0 | 0 | 0 | 0
PeakG | 0 | 0 | 0 | 0 | 0 | 0
PeakO | 0 | 0 | 0 | 0 | 0 | 0
ST | 0 | 0 | 0 | 0 | 0 | 0
STOG | 0 | 0 | 0 | 0 | 0 | 0
STWD | 0 | 0 | 0 | 0 | 0 | 0
WT | 0 | 0 | 0 | 0 | 0 | 0
IGCC | 0 | 0 | 0 | 0 | 0 | 0
DemandResponse | 0 | 0 | 0 | 0 | 0 | 0
IGCC-CCS | 0 | 0 | 0 | 0 | 0 | 0
WT_off | 0 | 0 | 0 | 0 | 0 | 0
PseudoUnit | 0 | 0 | 0 | 0 | 0 | 0
FixedInterchange | 0 | 0 | 0 | 0 | 0 | 0
Emission Cost by Reporting Type: Outside_EI
ReportingType | 2015 | 2020 | 2025 | 2030 | 2035 | 2040
BM | 0 | 0 | 0 | 0 | 0 | 0
CC | 429.19 | 565.4 | 576.59 | 608.52 | 552.1 | 363.47
CSP | 0 | 0 | 0 | 0 | 0 | 0
CT | 0 | 0 | 0 | 0 | 0 | 0
Coal | 20.1 | 19.79 | 25.26 | 19.79 | 0 | 0
Geo | 0 | 0 | 0 | 0 | 0 | 0
H | 0 | 0 | 0 | 0 | 0 | 0
LFG | 0 | 0 | 0 | 0 | 0 | 0
Nuc | 0 | 0 | 0 | 0 | 0 | 0
PS | 0 | 0 | 0 | 0 | 0 | 0
PV | 0 | 0 | 0 | 0 | 0 | 0
PeakG | 0 | 0 | 0 | 0 | 0.13 | 0.43
PeakO | 0 | 0 | 0 | 0 | 0 | 0
ST | 0 | 0 | 0 | 0 | 0 | 0
STOG | 3.64 | 6.88 | 5.66 | 11.64 | 24.96 | 27.69
STWD | 0 | 0 | 0 | 0 | 0 | 0
WT | 0 | 0 | 0 | 0 | 0 | 0
IGCC | 0 | 0 | 0 | 0 | 0 | 0
DemandResponse | 0 | 0 | 0 | 0 | 0 | 0
IGCC-CCS | 0 | 0 | 0 | 0 | 0 | 0
WT_off | 0 | 0 | 0 | 0 | 0 | 0
PseudoUnit | 0 | 0 | 0 | 0 | 0 | 0
FixedInterchange | 0 | 0 | 0 | 0 | 0 | 0
==== Emission Program: RGGI : (CO2) ====
Emission Cost by Reporting Type: Entergy
ReportingType | 2015 | 2020 | 2025 | 2030 | 2035 | 2040
BM | 0 | 0 | 0 | 0 | 0 | 0
CC | 0 | 0 | 0 | 0 | 0 | 0
CSP | 0 | 0 | 0 | 0 | 0 | 0
CT | 0 | 0 | 0 | 0 | 0 | 0
Coal | 0 | 0 | 0 | 0 | 0 | 0
Geo | 0 | 0 | 0 | 0 | 0 | 0
H | 0 | 0 | 0 | 0 | 0 | 0
LFG | 0 | 0 | 0 | 0 | 0 | 0
Nuc | 0 | 0 | 0 | 0 | 0 | 0
PS | 0 | 0 | 0 | 0 | 0 | 0
PV | 0 | 0 | 0 | 0 | 0 | 0
PeakG | 0 | 0 | 0 | 0 | 0 | 0
PeakO | 0 | 0 | 0 | 0 | 0 | 0
ST | 0 | 0 | 0 | 0 | 0 | 0
STOG | 0 | 0 | 0 | 0 | 0 | 0
STWD | 0 | 0 | 0 | 0 | 0 | 0
WT | 0 | 0 | 0 | 0 | 0 | 0
IGCC | 0 | 0 | 0 | 0 | 0 | 0
DemandResponse | 0 | 0 | 0 | 0 | 0 | 0
IGCC-CCS | 0 | 0 | 0 | 0 | 0 | 0
WT_off | 0 | 0 | 0 | 0 | 0 | 0
PseudoUnit | 0 | 0 | 0 | 0 | 0 | 0
FixedInterchange | 0 | 0 | 0 | 0 | 0 | 0
Emission Cost by Reporting Type: FRCC
ReportingType | 2015 | 2020 | 2025 | 2030 | 2035 | 2040
BM | 0 | 0 | 0 | 0 | 0 | 0
CC | 0 | 0 | 0 | 0 | 0 | 0
CSP | 0 | 0 | 0 | 0 | 0 | 0
CT | 0 | 0 | 0 | 0 | 0 | 0
Coal | 0 | 0 | 0 | 0 | 0 | 0
Geo | 0 | 0 | 0 | 0 | 0 | 0
H | 0 | 0 | 0 | 0 | 0 | 0
LFG | 0 | 0 | 0 | 0 | 0 | 0
Nuc | 0 | 0 | 0 | 0 | 0 | 0
PS | 0 | 0 | 0 | 0 | 0 | 0
PV | 0 | 0 | 0 | 0 | 0 | 0
PeakG | 0 | 0 | 0 | 0 | 0 | 0
PeakO | 0 | 0 | 0 | 0 | 0 | 0
ST | 0 | 0 | 0 | 0 | 0 | 0
STOG | 0 | 0 | 0 | 0 | 0 | 0
STWD | 0 | 0 | 0 | 0 | 0 | 0
WT | 0 | 0 | 0 | 0 | 0 | 0
IGCC | 0 | 0 | 0 | 0 | 0 | 0
DemandResponse | 0 | 0 | 0 | 0 | 0 | 0
IGCC-CCS | 0 | 0 | 0 | 0 | 0 | 0
WT_off | 0 | 0 | 0 | 0 | 0 | 0
PseudoUnit | 0 | 0 | 0 | 0 | 0 | 0
FixedInterchange | 0 | 0 | 0 | 0 | 0 | 0
Emission Cost by Reporting Type: MAPP_US
ReportingType | 2015 | 2020 | 2025 | 2030 | 2035 | 2040
BM | 0 | 0 | 0 | 0 | 0 | 0
CC | 0 | 0 | 0 | 0 | 0 | 0
CSP | 0 | 0 | 0 | 0 | 0 | 0
CT | 0 | 0 | 0 | 0 | 0 | 0
Coal | 0 | 0 | 0 | 0 | 0 | 0
Geo | 0 | 0 | 0 | 0 | 0 | 0
H | 0 | 0 | 0 | 0 | 0 | 0
LFG | 0 | 0 | 0 | 0 | 0 | 0
Nuc | 0 | 0 | 0 | 0 | 0 | 0
PS | 0 | 0 | 0 | 0 | 0 | 0
PV | 0 | 0 | 0 | 0 | 0 | 0
PeakG | 0 | 0 | 0 | 0 | 0 | 0
PeakO | 0 | 0 | 0 | 0 | 0 | 0
ST | 0 | 0 | 0 | 0 | 0 | 0
STOG | 0 | 0 | 0 | 0 | 0 | 0
STWD | 0 | 0 | 0 | 0 | 0 | 0
WT | 0 | 0 | 0 | 0 | 0 | 0
IGCC | 0 | 0 | 0 | 0 | 0 | 0
DemandResponse | 0 | 0 | 0 | 0 | 0 | 0
IGCC-CCS | 0 | 0 | 0 | 0 | 0 | 0
WT_off | 0 | 0 | 0 | 0 | 0 | 0
PseudoUnit | 0 | 0 | 0 | 0 | 0 | 0
FixedInterchange | 0 | 0 | 0 | 0 | 0 | 0
Emission Cost by Reporting Type: MISO_IN
ReportingType | 2015 | 2020 | 2025 | 2030 | 2035 | 2040
BM | 0 | 0 | 0 | 0 | 0 | 0
CC | 0 | 0 | 0 | 0 | 0 | 0
CSP | 0 | 0 | 0 | 0 | 0 | 0
CT | 0 | 0 | 0 | 0 | 0 | 0
Coal | 0 | 0 | 0 | 0 | 0 | 0
Geo | 0 | 0 | 0 | 0 | 0 | 0
H | 0 | 0 | 0 | 0 | 0 | 0
LFG | 0 | 0 | 0 | 0 | 0 | 0
Nuc | 0 | 0 | 0 | 0 | 0 | 0
PS | 0 | 0 | 0 | 0 | 0 | 0
PV | 0 | 0 | 0 | 0 | 0 | 0
PeakG | 0 | 0 | 0 | 0 | 0 | 0
PeakO | 0 | 0 | 0 | 0 | 0 | 0
ST | 0 | 0 | 0 | 0 | 0 | 0
STOG | 0 | 0 | 0 | 0 | 0 | 0
STWD | 0 | 0 | 0 | 0 | 0 | 0
WT | 0 | 0 | 0 | 0 | 0 | 0
IGCC | 0 | 0 | 0 | 0 | 0 | 0
DemandResponse | 0 | 0 | 0 | 0 | 0 | 0
IGCC-CCS | 0 | 0 | 0 | 0 | 0 | 0
WT_off | 0 | 0 | 0 | 0 | 0 | 0
PseudoUnit | 0 | 0 | 0 | 0 | 0 | 0
FixedInterchange | 0 | 0 | 0 | 0 | 0 | 0
Emission Cost by Reporting Type: MISO_MI
ReportingType | 2015 | 2020 | 2025 | 2030 | 2035 | 2040
BM | 0 | 0 | 0 | 0 | 0 | 0
CC | 0 | 0 | 0 | 0 | 0 | 0
CSP | 0 | 0 | 0 | 0 | 0 | 0
CT | 0 | 0 | 0 | 0 | 0 | 0
Coal | 0 | 0 | 0 | 0 | 0 | 0
Geo | 0 | 0 | 0 | 0 | 0 | 0
H | 0 | 0 | 0 | 0 | 0 | 0
LFG | 0 | 0 | 0 | 0 | 0 | 0
Nuc | 0 | 0 | 0 | 0 | 0 | 0
PS | 0 | 0 | 0 | 0 | 0 | 0
PV | 0 | 0 | 0 | 0 | 0 | 0
PeakG | 0 | 0 | 0 | 0 | 0 | 0
PeakO | 0 | 0 | 0 | 0 | 0 | 0
ST | 0 | 0 | 0 | 0 | 0 | 0
STOG | 0 | 0 | 0 | 0 | 0 | 0
STWD | 0 | 0 | 0 | 0 | 0 | 0
WT | 0 | 0 | 0 | 0 | 0 | 0
IGCC | 0 | 0 | 0 | 0 | 0 | 0
DemandResponse | 0 | 0 | 0 | 0 | 0 | 0
IGCC-CCS | 0 | 0 | 0 | 0 | 0 | 0
WT_off | 0 | 0 | 0 | 0 | 0 | 0
PseudoUnit | 0 | 0 | 0 | 0 | 0 | 0
FixedInterchange | 0 | 0 | 0 | 0 | 0 | 0
Emission Cost by Reporting Type: MISO_MO-IL
ReportingType | 2015 | 2020 | 2025 | 2030 | 2035 | 2040
BM | 0 | 0 | 0 | 0 | 0 | 0
CC | 0 | 0 | 0 | 0 | 0 | 0
CSP | 0 | 0 | 0 | 0 | 0 | 0
CT | 0 | 0 | 0 | 0 | 0 | 0
Coal | 0 | 0 | 0 | 0 | 0 | 0
Geo | 0 | 0 | 0 | 0 | 0 | 0
H | 0 | 0 | 0 | 0 | 0 | 0
LFG | 0 | 0 | 0 | 0 | 0 | 0
Nuc | 0 | 0 | 0 | 0 | 0 | 0
PS | 0 | 0 | 0 | 0 | 0 | 0
PV | 0 | 0 | 0 | 0 | 0 | 0
PeakG | 0 | 0 | 0 | 0 | 0 | 0
PeakO | 0 | 0 | 0 | 0 | 0 | 0
ST | 0 | 0 | 0 | 0 | 0 | 0
STOG | 0 | 0 | 0 | 0 | 0 | 0
STWD | 0 | 0 | 0 | 0 | 0 | 0
WT | 0 | 0 | 0 | 0 | 0 | 0
IGCC | 0 | 0 | 0 | 0 | 0 | 0
DemandResponse | 0 | 0 | 0 | 0 | 0 | 0
IGCC-CCS | 0 | 0 | 0 | 0 | 0 | 0
WT_off | 0 | 0 | 0 | 0 | 0 | 0
PseudoUnit | 0 | 0 | 0 | 0 | 0 | 0
FixedInterchange | 0 | 0 | 0 | 0 | 0 | 0
Emission Cost by Reporting Type: MISO_W
ReportingType | 2015 | 2020 | 2025 | 2030 | 2035 | 2040
BM | 0 | 0 | 0 | 0 | 0 | 0
CC | 0 | 0 | 0 | 0 | 0 | 0
CSP | 0 | 0 | 0 | 0 | 0 | 0
CT | 0 | 0 | 0 | 0 | 0 | 0
Coal | 0 | 0 | 0 | 0 | 0 | 0
Geo | 0 | 0 | 0 | 0 | 0 | 0
H | 0 | 0 | 0 | 0 | 0 | 0
LFG | 0 | 0 | 0 | 0 | 0 | 0
Nuc | 0 | 0 | 0 | 0 | 0 | 0
PS | 0 | 0 | 0 | 0 | 0 | 0
PV | 0 | 0 | 0 | 0 | 0 | 0
PeakG | 0 | 0 | 0 | 0 | 0 | 0
PeakO | 0 | 0 | 0 | 0 | 0 | 0
ST | 0 | 0 | 0 | 0 | 0 | 0
STOG | 0 | 0 | 0 | 0 | 0 | 0
STWD | 0 | 0 | 0 | 0 | 0 | 0
WT | 0 | 0 | 0 | 0 | 0 | 0
IGCC | 0 | 0 | 0 | 0 | 0 | 0
DemandResponse | 0 | 0 | 0 | 0 | 0 | 0
IGCC-CCS | 0 | 0 | 0 | 0 | 0 | 0
WT_off | 0 | 0 | 0 | 0 | 0 | 0
PseudoUnit | 0 | 0 | 0 | 0 | 0 | 0
FixedInterchange | 0 | 0 | 0 | 0 | 0 | 0
Emission Cost by Reporting Type: MISO_WUMS
ReportingType | 2015 | 2020 | 2025 | 2030 | 2035 | 2040
BM | 0 | 0 | 0 | 0 | 0 | 0
CC | 0 | 0 | 0 | 0 | 0 | 0
CSP | 0 | 0 | 0 | 0 | 0 | 0
CT | 0 | 0 | 0 | 0 | 0 | 0
Coal | 0 | 0 | 0 | 0 | 0 | 0
Geo | 0 | 0 | 0 | 0 | 0 | 0
H | 0 | 0 | 0 | 0 | 0 | 0
LFG | 0 | 0 | 0 | 0 | 0 | 0
Nuc | 0 | 0 | 0 | 0 | 0 | 0
PS | 0 | 0 | 0 | 0 | 0 | 0
PV | 0 | 0 | 0 | 0 | 0 | 0
PeakG | 0 | 0 | 0 | 0 | 0 | 0
PeakO | 0 | 0 | 0 | 0 | 0 | 0
ST | 0 | 0 | 0 | 0 | 0 | 0
STOG | 0 | 0 | 0 | 0 | 0 | 0
STWD | 0 | 0 | 0 | 0 | 0 | 0
WT | 0 | 0 | 0 | 0 | 0 | 0
IGCC | 0 | 0 | 0 | 0 | 0 | 0
DemandResponse | 0 | 0 | 0 | 0 | 0 | 0
IGCC-CCS | 0 | 0 | 0 | 0 | 0 | 0
WT_off | 0 | 0 | 0 | 0 | 0 | 0
PseudoUnit | 0 | 0 | 0 | 0 | 0 | 0
FixedInterchange | 0 | 0 | 0 | 0 | 0 | 0
Emission Cost by Reporting Type: Nebraska
ReportingType | 2015 | 2020 | 2025 | 2030 | 2035 | 2040
BM | 0 | 0 | 0 | 0 | 0 | 0
CC | 0 | 0 | 0 | 0 | 0 | 0
CSP | 0 | 0 | 0 | 0 | 0 | 0
CT | 0 | 0 | 0 | 0 | 0 | 0
Coal | 0 | 0 | 0 | 0 | 0 | 0
Geo | 0 | 0 | 0 | 0 | 0 | 0
H | 0 | 0 | 0 | 0 | 0 | 0
LFG | 0 | 0 | 0 | 0 | 0 | 0
Nuc | 0 | 0 | 0 | 0 | 0 | 0
PS | 0 | 0 | 0 | 0 | 0 | 0
PV | 0 | 0 | 0 | 0 | 0 | 0
PeakG | 0 | 0 | 0 | 0 | 0 | 0
PeakO | 0 | 0 | 0 | 0 | 0 | 0
ST | 0 | 0 | 0 | 0 | 0 | 0
STOG | 0 | 0 | 0 | 0 | 0 | 0
STWD | 0 | 0 | 0 | 0 | 0 | 0
WT | 0 | 0 | 0 | 0 | 0 | 0
IGCC | 0 | 0 | 0 | 0 | 0 | 0
DemandResponse | 0 | 0 | 0 | 0 | 0 | 0
IGCC-CCS | 0 | 0 | 0 | 0 | 0 | 0
WT_off | 0 | 0 | 0 | 0 | 0 | 0
PseudoUnit | 0 | 0 | 0 | 0 | 0 | 0
FixedInterchange | 0 | 0 | 0 | 0 | 0 | 0
Emission Cost by Reporting Type: NEISO
ReportingType | 2015 | 2020 | 2025 | 2030 | 2035 | 2040
BM | 0 | 0 | 0 | 0 | 0 | 0
CC | 34.69 | 29.82 | 26.52 | 21.21 | 38.32 | 45.19
CSP | 0 | 0 | 0 | 0 | 0 | 0
CT | 0 | 0.01 | 0 | 0 | 0.01 | 0.05
Coal | 0.07 | 0 | 0 | 0 | 0 | 0
Geo | 0 | 0 | 0 | 0 | 0 | 0
H | 0 | 0 | 0 | 0 | 0 | 0
LFG | 0 | 0 | 0 | 0 | 0 | 0
Nuc | 0 | 0 | 0 | 0 | 0 | 0
PS | 0 | 0 | 0 | 0 | 0 | 0
PV | 0 | 0 | 0 | 0 | 0 | 0
PeakG | 0.04 | 0.04 | 0.04 | 0.03 | 0.07 | 0.08
PeakO | 0 | 0 | 0 | 0 | 0 | 0
ST | 0 | 0 | 0 | 0 | 0 | 0
STOG | 0 | 0 | 0 | 0 | 0 | 0
STWD | 0 | 0 | 0 | 0 | 0 | 0
WT | 0 | 0 | 0 | 0 | 0 | 0
IGCC | 0 | 0 | 0 | 0 | 0 | 0
DemandResponse | 0 | 0 | 0 | 0 | 0 | 0
IGCC-CCS | 0 | 0 | 0 | 0 | 0 | 0
WT_off | 0 | 0 | 0 | 0 | 0 | 0
PseudoUnit | 0 | 0 | 0 | 0 | 0 | 0
FixedInterchange | 0 | 0 | 0 | 0 | 0 | 0
Emission Cost by Reporting Type: NonRTO_Midwest
ReportingType | 2015 | 2020 | 2025 | 2030 | 2035 | 2040
BM | 0 | 0 | 0 | 0 | 0 | 0
CC | 0 | 0 | 0 | 0 | 0 | 0
CSP | 0 | 0 | 0 | 0 | 0 | 0
CT | 0 | 0 | 0 | 0 | 0 | 0
Coal | 0 | 0 | 0 | 0 | 0 | 0
Geo | 0 | 0 | 0 | 0 | 0 | 0
H | 0 | 0 | 0 | 0 | 0 | 0
LFG | 0 | 0 | 0 | 0 | 0 | 0
Nuc | 0 | 0 | 0 | 0 | 0 | 0
PS | 0 | 0 | 0 | 0 | 0 | 0
PV | 0 | 0 | 0 | 0 | 0 | 0
PeakG | 0 | 0 | 0 | 0 | 0 | 0
PeakO | 0 | 0 | 0 | 0 | 0 | 0
ST | 0 | 0 | 0 | 0 | 0 | 0
STOG | 0 | 0 | 0 | 0 | 0 | 0
STWD | 0 | 0 | 0 | 0 | 0 | 0
WT | 0 | 0 | 0 | 0 | 0 | 0
IGCC | 0 | 0 | 0 | 0 | 0 | 0
DemandResponse | 0 | 0 | 0 | 0 | 0 | 0
IGCC-CCS | 0 | 0 | 0 | 0 | 0 | 0
WT_off | 0 | 0 | 0 | 0 | 0 | 0
PseudoUnit | 0 | 0 | 0 | 0 | 0 | 0
FixedInterchange | 0 | 0 | 0 | 0 | 0 | 0
Emission Cost by Reporting Type: NYISO_A-F
ReportingType | 2015 | 2020 | 2025 | 2030 | 2035 | 2040
BM | 0 | 0 | 0 | 0 | 0 | 0
CC | 6.34 | 6.88 | 8.38 | 7.8 | 11.76 | 11.41
CSP | 0 | 0 | 0 | 0 | 0 | 0
CT | 0 | 0 | 0 | 0 | 0 | 0
Coal | 0 | 0 | 0 | 0 | 0 | 0
Geo | 0 | 0 | 0 | 0 | 0 | 0
H | 0 | 0 | 0 | 0 | 0 | 0
LFG | 0 | 0 | 0 | 0 | 0 | 0
Nuc | 0 | 0 | 0 | 0 | 0 | 0
PS | 0 | 0 | 0 | 0 | 0 | 0
PV | 0 | 0 | 0 | 0 | 0 | 0
PeakG | 0 | 0 | 0 | 0 | 0.01 | 0.02
PeakO | 0 | 0 | 0 | 0 | 0 | 0
ST | 0 | 0 | 0 | 0 | 0 | 0
STOG | 0 | 0 | 0 | 0 | 0 | 0
STWD | 0 | 0 | 0 | 0 | 0 | 0
WT | 0 | 0 | 0 | 0 | 0 | 0
IGCC | 0 | 0 | 0 | 0 | 0 | 0
DemandResponse | 0 | 0 | 0 | 0 | 0 | 0
IGCC-CCS | 0 | 0 | 0 | 0 | 0 | 0
WT_off | 0 | 0 | 0 | 0 | 0 | 0
PseudoUnit | 0 | 0 | 0 | 0 | 0 | 0
FixedInterchange | 0 | 0 | 0 | 0 | 0 | 0
Emission Cost by Reporting Type: NYISO_G-I
ReportingType | 2015 | 2020 | 2025 | 2030 | 2035 | 2040
BM | 0 | 0 | 0 | 0 | 0 | 0
CC | 4.71 | 5.39 | 6.11 | 4.87 | 16.53 | 37
CSP | 0 | 0 | 0 | 0 | 0 | 0
CT | 0 | 0 | 0 | 0 | 0 | 0
Coal | 0 | 0 | 0 | 0 | 0 | 0
Geo | 0 | 0 | 0 | 0 | 0 | 0
H | 0 | 0 | 0 | 0 | 0 | 0
LFG | 0 | 0 | 0 | 0 | 0 | 0
Nuc | 0 | 0 | 0 | 0 | 0 | 0
PS | 0 | 0 | 0 | 0 | 0 | 0
PV | 0 | 0 | 0 | 0 | 0 | 0
PeakG | 0 | 0 | 0 | 0 | 0 | 0
PeakO | 0 | 0 | 0 | 0 | 0 | 0
ST | 0 | 0 | 0 | 0 | 0 | 0
STOG | 0 | 0 | 0 | 0 | 0 | 0
STWD | 0 | 0 | 0 | 0 | 0 | 0
WT | 0 | 0 | 0 | 0 | 0 | 0
IGCC | 0 | 0 | 0 | 0 | 0 | 0
DemandResponse | 0 | 0 | 0 | 0 | 0 | 0
IGCC-CCS | 0 | 0 | 0 | 0 | 0 | 0
WT_off | 0 | 0 | 0 | 0 | 0 | 0
PseudoUnit | 0 | 0 | 0 | 0 | 0 | 0
FixedInterchange | 0 | 0 | 0 | 0 | 0 | 0
Emission Cost by Reporting Type: NYISO_J-K
ReportingType | 2015 | 2020 | 2025 | 2030 | 2035 | 2040
BM | 0 | 0 | 0 | 0 | 0 | 0
CC | 18.96 | 22.17 | 21.67 | 20.27 | 23.35 | 22.25
CSP | 0 | 0 | 0 | 0 | 0 | 0
CT | 0 | 0 | 0 | 0 | 0.17 | 0.27
Coal | 0 | 0 | 0 | 0 | 0 | 0
Geo | 0 | 0 | 0 | 0 | 0 | 0
H | 0 | 0 | 0 | 0 | 0 | 0
LFG | 0 | 0 | 0 | 0 | 0 | 0
Nuc | 0 | 0 | 0 | 0 | 0 | 0
PS | 0 | 0 | 0 | 0 | 0 | 0
PV | 0 | 0 | 0 | 0 | 0 | 0
PeakG | 0.06 | 0.19 | 0.15 | 0.09 | 0.3 | 0.3
PeakO | 0 | 0 | 0 | 0 | 0 | 0
ST | 0 | 0 | 0 | 0 | 0 | 0
STOG | 1.07 | 1.33 | 1.36 | 0.98 | 1.91 | 2.03
STWD | 0 | 0 | 0 | 0 | 0 | 0
WT | 0 | 0 | 0 | 0 | 0 | 0
IGCC | 0 | 0 | 0 | 0 | 0 | 0
DemandResponse | 0 | 0 | 0 | 0 | 0 | 0
IGCC-CCS | 0 | 0 | 0 | 0 | 0 | 0
WT_off | 0 | 0 | 0 | 0 | 0 | 0
PseudoUnit | 0 | 0 | 0 | 0 | 0 | 0
FixedInterchange | 0 | 0 | 0 | 0 | 0 | 0
Emission Cost by Reporting Type: PJM_E
ReportingType | 2015 | 2020 | 2025 | 2030 | 2035 | 2040
BM | 0 | 0 | 0 | 0 | 0 | 0
CC | 20.16 | 30.77 | 22.22 | 15.76 | 34.52 | 38.1
CSP | 0 | 0 | 0 | 0 | 0 | 0
CT | 0 | 0 | 0 | 0 | 0.01 | 0
Coal | 0.8 | 0.23 | 0.23 | 0.23 | 0.37 | 0.37
Geo | 0 | 0 | 0 | 0 | 0 | 0
H | 0 | 0 | 0 | 0 | 0 | 0
LFG | 0 | 0 | 0 | 0 | 0 | 0
Nuc | 0 | 0 | 0 | 0 | 0 | 0
PS | 0 | 0 | 0 | 0 | 0 | 0
PV | 0 | 0 | 0 | 0 | 0 | 0
PeakG | 0.03 | 0.1 | 0.3 | 0.22 | 1.13 | 0.33
PeakO | 0 | 0 | 0 | 0 | 0 | 0
ST | 0 | 0 | 0 | 0 | 0 | 0
STOG | 0.32 | 0.54 | 0.54 | 0.28 | 1.05 | 0.59
STWD | 0 | 0 | 0 | 0 | 0 | 0
WT | 0 | 0 | 0 | 0 | 0 | 0
IGCC | 0 | 0 | 0 | 0 | 0 | 0
DemandResponse | 0 | 0 | 0 | 0 | 0 | 0
IGCC-CCS | 0 | 0 | 0 | 0 | 0 | 0
WT_off | 0 | 0 | 0 | 0 | 0 | 0
PseudoUnit | 0 | 0 | 0 | 0 | 0 | 0
FixedInterchange | 0 | 0 | 0 | 0 | 0 | 0
Emission Cost by Reporting Type: PJM_ROM
ReportingType | 2015 | 2020 | 2025 | 2030 | 2035 | 2040
BM | 0 | 0 | 0 | 0 | 0 | 0
CC | 0.14 | 0.18 | 0.14 | 0.08 | 0.18 | 0.25
CSP | 0 | 0 | 0 | 0 | 0 | 0
CT | 0 | 0 | 0 | 0 | 0 | 0
Coal | 9.48 | 13.13 | 13 | 11.07 | 18.01 | 18.01
Geo | 0 | 0 | 0 | 0 | 0 | 0
H | 0 | 0 | 0 | 0 | 0 | 0
LFG | 0 | 0 | 0 | 0 | 0 | 0
Nuc | 0 | 0 | 0 | 0 | 0 | 0
PS | 0 | 0 | 0 | 0 | 0 | 0
PV | 0 | 0 | 0 | 0 | 0 | 0
PeakG | 0 | 0.06 | 0.01 | 0 | 0.37 | 0.19
PeakO | 0 | 0 | 0 | 0 | 0 | 0
ST | 0 | 0 | 0 | 0 | 0 | 0
STOG | 0 | 0 | 0 | 0 | 0 | 0
STWD | 0 | 0 | 0 | 0 | 0 | 0
WT | 0 | 0 | 0 | 0 | 0 | 0
IGCC | 0 | 0 | 0 | 0 | 0 | 0
DemandResponse | 0 | 0 | 0 | 0 | 0 | 0
IGCC-CCS | 0 | 0 | 0 | 0 | 0 | 0
WT_off | 0 | 0 | 0 | 0 | 0 | 0
PseudoUnit | 0 | 0 | 0 | 0 | 0 | 0
FixedInterchange | 0 | 0 | 0 | 0 | 0 | 0
Emission Cost by Reporting Type: PJM_ROR
ReportingType | 2015 | 2020 | 2025 | 2030 | 2035 | 2040
BM | 0 | 0 | 0 | 0 | 0 | 0
CC | 0 | 0 | 0 | 0 | 0 | 0
CSP | 0 | 0 | 0 | 0 | 0 | 0
CT | 0 | 0 | 0 | 0 | 0 | 0
Coal | 0 | 0 | 0 | 0 | 0 | 0
Geo | 0 | 0 | 0 | 0 | 0 | 0
H | 0 | 0 | 0 | 0 | 0 | 0
LFG | 0 | 0 | 0 | 0 | 0 | 0
Nuc | 0 | 0 | 0 | 0 | 0 | 0
PS | 0 | 0 | 0 | 0 | 0 | 0
PV | 0 | 0 | 0 | 0 | 0 | 0
PeakG | 0 | 0 | 0 | 0 | 0 | 0
PeakO | 0 | 0 | 0 | 0 | 0 | 0
ST | 0 | 0 | 0 | 0 | 0 | 0
STOG | 0 | 0 | 0 | 0 | 0 | 0
STWD | 0 | 0 | 0 | 0 | 0 | 0
WT | 0 | 0 | 0 | 0 | 0 | 0
IGCC | 0 | 0 | 0 | 0 | 0 | 0
DemandResponse | 0 | 0 | 0 | 0 | 0 | 0
IGCC-CCS | 0 | 0 | 0 | 0 | 0 | 0
WT_off | 0 | 0 | 0 | 0 | 0 | 0
PseudoUnit | 0 | 0 | 0 | 0 | 0 | 0
FixedInterchange | 0 | 0 | 0 | 0 | 0 | 0
Emission Cost by Reporting Type: SOCO
ReportingType | 2015 | 2020 | 2025 | 2030 | 2035 | 2040
BM | 0 | 0 | 0 | 0 | 0 | 0
CC | 0 | 0 | 0 | 0 | 0 | 0
CSP | 0 | 0 | 0 | 0 | 0 | 0
CT | 0 | 0 | 0 | 0 | 0 | 0
Coal | 0 | 0 | 0 | 0 | 0 | 0
Geo | 0 | 0 | 0 | 0 | 0 | 0
H | 0 | 0 | 0 | 0 | 0 | 0
LFG | 0 | 0 | 0 | 0 | 0 | 0
Nuc | 0 | 0 | 0 | 0 | 0 | 0
PS | 0 | 0 | 0 | 0 | 0 | 0
PV | 0 | 0 | 0 | 0 | 0 | 0
PeakG | 0 | 0 | 0 | 0 | 0 | 0
PeakO | 0 | 0 | 0 | 0 | 0 | 0
ST | 0 | 0 | 0 | 0 | 0 | 0
STOG | 0 | 0 | 0 | 0 | 0 | 0
STWD | 0 | 0 | 0 | 0 | 0 | 0
WT | 0 | 0 | 0 | 0 | 0 | 0
IGCC | 0 | 0 | 0 | 0 | 0 | 0
DemandResponse | 0 | 0 | 0 | 0 | 0 | 0
IGCC-CCS | 0 | 0 | 0 | 0 | 0 | 0
WT_off | 0 | 0 | 0 | 0 | 0 | 0
PseudoUnit | 0 | 0 | 0 | 0 | 0 | 0
FixedInterchange | 0 | 0 | 0 | 0 | 0 | 0
Emission Cost by Reporting Type: SPP_N
ReportingType | 2015 | 2020 | 2025 | 2030 | 2035 | 2040
BM | 0 | 0 | 0 | 0 | 0 | 0
CC | 0 | 0 | 0 | 0 | 0 | 0
CSP | 0 | 0 | 0 | 0 | 0 | 0
CT | 0 | 0 | 0 | 0 | 0 | 0
Coal | 0 | 0 | 0 | 0 | 0 | 0
Geo | 0 | 0 | 0 | 0 | 0 | 0
H | 0 | 0 | 0 | 0 | 0 | 0
LFG | 0 | 0 | 0 | 0 | 0 | 0
Nuc | 0 | 0 | 0 | 0 | 0 | 0
PS | 0 | 0 | 0 | 0 | 0 | 0
PV | 0 | 0 | 0 | 0 | 0 | 0
PeakG | 0 | 0 | 0 | 0 | 0 | 0
PeakO | 0 | 0 | 0 | 0 | 0 | 0
ST | 0 | 0 | 0 | 0 | 0 | 0
STOG | 0 | 0 | 0 | 0 | 0 | 0
STWD | 0 | 0 | 0 | 0 | 0 | 0
WT | 0 | 0 | 0 | 0 | 0 | 0
IGCC | 0 | 0 | 0 | 0 | 0 | 0
DemandResponse | 0 | 0 | 0 | 0 | 0 | 0
IGCC-CCS | 0 | 0 | 0 | 0 | 0 | 0
WT_off | 0 | 0 | 0 | 0 | 0 | 0
PseudoUnit | 0 | 0 | 0 | 0 | 0 | 0
FixedInterchange | 0 | 0 | 0 | 0 | 0 | 0
Emission Cost by Reporting Type: SPP_S
ReportingType | 2015 | 2020 | 2025 | 2030 | 2035 | 2040
BM | 0 | 0 | 0 | 0 | 0 | 0
CC | 0 | 0 | 0 | 0 | 0 | 0
CSP | 0 | 0 | 0 | 0 | 0 | 0
CT | 0 | 0 | 0 | 0 | 0 | 0
Coal | 0 | 0 | 0 | 0 | 0 | 0
Geo | 0 | 0 | 0 | 0 | 0 | 0
H | 0 | 0 | 0 | 0 | 0 | 0
LFG | 0 | 0 | 0 | 0 | 0 | 0
Nuc | 0 | 0 | 0 | 0 | 0 | 0
PS | 0 | 0 | 0 | 0 | 0 | 0
PV | 0 | 0 | 0 | 0 | 0 | 0
PeakG | 0 | 0 | 0 | 0 | 0 | 0
PeakO | 0 | 0 | 0 | 0 | 0 | 0
ST | 0 | 0 | 0 | 0 | 0 | 0
STOG | 0 | 0 | 0 | 0 | 0 | 0
STWD | 0 | 0 | 0 | 0 | 0 | 0
WT | 0 | 0 | 0 | 0 | 0 | 0
IGCC | 0 | 0 | 0 | 0 | 0 | 0
DemandResponse | 0 | 0 | 0 | 0 | 0 | 0
IGCC-CCS | 0 | 0 | 0 | 0 | 0 | 0
WT_off | 0 | 0 | 0 | 0 | 0 | 0
PseudoUnit | 0 | 0 | 0 | 0 | 0 | 0
FixedInterchange | 0 | 0 | 0 | 0 | 0 | 0
Emission Cost by Reporting Type: TVA
ReportingType | 2015 | 2020 | 2025 | 2030 | 2035 | 2040
BM | 0 | 0 | 0 | 0 | 0 | 0
CC | 0 | 0 | 0 | 0 | 0 | 0
CSP | 0 | 0 | 0 | 0 | 0 | 0
CT | 0 | 0 | 0 | 0 | 0 | 0
Coal | 0 | 0 | 0 | 0 | 0 | 0
Geo | 0 | 0 | 0 | 0 | 0 | 0
H | 0 | 0 | 0 | 0 | 0 | 0
LFG | 0 | 0 | 0 | 0 | 0 | 0
Nuc | 0 | 0 | 0 | 0 | 0 | 0
PS | 0 | 0 | 0 | 0 | 0 | 0
PV | 0 | 0 | 0 | 0 | 0 | 0
PeakG | 0 | 0 | 0 | 0 | 0 | 0
PeakO | 0 | 0 | 0 | 0 | 0 | 0
ST | 0 | 0 | 0 | 0 | 0 | 0
STOG | 0 | 0 | 0 | 0 | 0 | 0
STWD | 0 | 0 | 0 | 0 | 0 | 0
WT | 0 | 0 | 0 | 0 | 0 | 0
IGCC | 0 | 0 | 0 | 0 | 0 | 0
DemandResponse | 0 | 0 | 0 | 0 | 0 | 0
IGCC-CCS | 0 | 0 | 0 | 0 | 0 | 0
WT_off | 0 | 0 | 0 | 0 | 0 | 0
PseudoUnit | 0 | 0 | 0 | 0 | 0 | 0
FixedInterchange | 0 | 0 | 0 | 0 | 0 | 0
Emission Cost by Reporting Type: TVA_Transmission
ReportingType | 2015 | 2020 | 2025 | 2030 | 2035 | 2040
BM | 0 | 0 | 0 | 0 | 0 | 0
CC | 0 | 0 | 0 | 0 | 0 | 0
CSP | 0 | 0 | 0 | 0 | 0 | 0
CT | 0 | 0 | 0 | 0 | 0 | 0
Coal | 0 | 0 | 0 | 0 | 0 | 0
Geo | 0 | 0 | 0 | 0 | 0 | 0
H | 0 | 0 | 0 | 0 | 0 | 0
LFG | 0 | 0 | 0 | 0 | 0 | 0
Nuc | 0 | 0 | 0 | 0 | 0 | 0
PS | 0 | 0 | 0 | 0 | 0 | 0
PV | 0 | 0 | 0 | 0 | 0 | 0
PeakG | 0 | 0 | 0 | 0 | 0 | 0
PeakO | 0 | 0 | 0 | 0 | 0 | 0
ST | 0 | 0 | 0 | 0 | 0 | 0
STOG | 0 | 0 | 0 | 0 | 0 | 0
STWD | 0 | 0 | 0 | 0 | 0 | 0
WT | 0 | 0 | 0 | 0 | 0 | 0
IGCC | 0 | 0 | 0 | 0 | 0 | 0
DemandResponse | 0 | 0 | 0 | 0 | 0 | 0
IGCC-CCS | 0 | 0 | 0 | 0 | 0 | 0
WT_off | 0 | 0 | 0 | 0 | 0 | 0
PseudoUnit | 0 | 0 | 0 | 0 | 0 | 0
FixedInterchange | 0 | 0 | 0 | 0 | 0 | 0
Emission Cost by Reporting Type: VACAR
ReportingType | 2015 | 2020 | 2025 | 2030 | 2035 | 2040
BM | 0 | 0 | 0 | 0 | 0 | 0
CC | 0 | 0 | 0 | 0 | 0 | 0
CSP | 0 | 0 | 0 | 0 | 0 | 0
CT | 0 | 0 | 0 | 0 | 0 | 0
Coal | 0 | 0 | 0 | 0 | 0 | 0
Geo | 0 | 0 | 0 | 0 | 0 | 0
H | 0 | 0 | 0 | 0 | 0 | 0
LFG | 0 | 0 | 0 | 0 | 0 | 0
Nuc | 0 | 0 | 0 | 0 | 0 | 0
PS | 0 | 0 | 0 | 0 | 0 | 0
PV | 0 | 0 | 0 | 0 | 0 | 0
PeakG | 0 | 0 | 0 | 0 | 0 | 0
PeakO | 0 | 0 | 0 | 0 | 0 | 0
ST | 0 | 0 | 0 | 0 | 0 | 0
STOG | 0 | 0 | 0 | 0 | 0 | 0
STWD | 0 | 0 | 0 | 0 | 0 | 0
WT | 0 | 0 | 0 | 0 | 0 | 0
IGCC | 0 | 0 | 0 | 0 | 0 | 0
DemandResponse | 0 | 0 | 0 | 0 | 0 | 0
IGCC-CCS | 0 | 0 | 0 | 0 | 0 | 0
WT_off | 0 | 0 | 0 | 0 | 0 | 0
PseudoUnit | 0 | 0 | 0 | 0 | 0 | 0
FixedInterchange | 0 | 0 | 0 | 0 | 0 | 0
Emission Cost by Reporting Type: IESO
ReportingType | 2015 | 2020 | 2025 | 2030 | 2035 | 2040
BM | 0 | 0 | 0 | 0 | 0 | 0
CC | 0 | 0 | 0 | 0 | 0 | 0
CSP | 0 | 0 | 0 | 0 | 0 | 0
CT | 0 | 0 | 0 | 0 | 0 | 0
Coal | 0 | 0 | 0 | 0 | 0 | 0
Geo | 0 | 0 | 0 | 0 | 0 | 0
H | 0 | 0 | 0 | 0 | 0 | 0
LFG | 0 | 0 | 0 | 0 | 0 | 0
Nuc | 0 | 0 | 0 | 0 | 0 | 0
PS | 0 | 0 | 0 | 0 | 0 | 0
PV | 0 | 0 | 0 | 0 | 0 | 0
PeakG | 0 | 0 | 0 | 0 | 0 | 0
PeakO | 0 | 0 | 0 | 0 | 0 | 0
ST | 0 | 0 | 0 | 0 | 0 | 0
STOG | 0 | 0 | 0 | 0 | 0 | 0
STWD | 0 | 0 | 0 | 0 | 0 | 0
WT | 0 | 0 | 0 | 0 | 0 | 0
IGCC | 0 | 0 | 0 | 0 | 0 | 0
DemandResponse | 0 | 0 | 0 | 0 | 0 | 0
IGCC-CCS | 0 | 0 | 0 | 0 | 0 | 0
WT_off | 0 | 0 | 0 | 0 | 0 | 0
PseudoUnit | 0 | 0 | 0 | 0 | 0 | 0
FixedInterchange | 0 | 0 | 0 | 0 | 0 | 0
Emission Cost by Reporting Type: MAPP_CA
ReportingType | 2015 | 2020 | 2025 | 2030 | 2035 | 2040
BM | 0 | 0 | 0 | 0 | 0 | 0
CC | 0 | 0 | 0 | 0 | 0 | 0
CSP | 0 | 0 | 0 | 0 | 0 | 0
CT | 0 | 0 | 0 | 0 | 0 | 0
Coal | 0 | 0 | 0 | 0 | 0 | 0
Geo | 0 | 0 | 0 | 0 | 0 | 0
H | 0 | 0 | 0 | 0 | 0 | 0
LFG | 0 | 0 | 0 | 0 | 0 | 0
Nuc | 0 | 0 | 0 | 0 | 0 | 0
PS | 0 | 0 | 0 | 0 | 0 | 0
PV | 0 | 0 | 0 | 0 | 0 | 0
PeakG | 0 | 0 | 0 | 0 | 0 | 0
PeakO | 0 | 0 | 0 | 0 | 0 | 0
ST | 0 | 0 | 0 | 0 | 0 | 0
STOG | 0 | 0 | 0 | 0 | 0 | 0
STWD | 0 | 0 | 0 | 0 | 0 | 0
WT | 0 | 0 | 0 | 0 | 0 | 0
IGCC | 0 | 0 | 0 | 0 | 0 | 0
DemandResponse | 0 | 0 | 0 | 0 | 0 | 0
IGCC-CCS | 0 | 0 | 0 | 0 | 0 | 0
WT_off | 0 | 0 | 0 | 0 | 0 | 0
PseudoUnit | 0 | 0 | 0 | 0 | 0 | 0
FixedInterchange | 0 | 0 | 0 | 0 | 0 | 0
Emission Cost by Reporting Type: AZ_NM_SNV_Coal
ReportingType | 2015 | 2020 | 2025 | 2030 | 2035 | 2040
BM | 0 | 0 | 0 | 0 | 0 | 0
CC | 0 | 0 | 0 | 0 | 0 | 0
CSP | 0 | 0 | 0 | 0 | 0 | 0
CT | 0 | 0 | 0 | 0 | 0 | 0
Coal | 0 | 0 | 0 | 0 | 0 | 0
Geo | 0 | 0 | 0 | 0 | 0 | 0
H | 0 | 0 | 0 | 0 | 0 | 0
LFG | 0 | 0 | 0 | 0 | 0 | 0
Nuc | 0 | 0 | 0 | 0 | 0 | 0
PS | 0 | 0 | 0 | 0 | 0 | 0
PV | 0 | 0 | 0 | 0 | 0 | 0
PeakG | 0 | 0 | 0 | 0 | 0 | 0
PeakO | 0 | 0 | 0 | 0 | 0 | 0
ST | 0 | 0 | 0 | 0 | 0 | 0
STOG | 0 | 0 | 0 | 0 | 0 | 0
STWD | 0 | 0 | 0 | 0 | 0 | 0
WT | 0 | 0 | 0 | 0 | 0 | 0
IGCC | 0 | 0 | 0 | 0 | 0 | 0
DemandResponse | 0 | 0 | 0 | 0 | 0 | 0
IGCC-CCS | 0 | 0 | 0 | 0 | 0 | 0
WT_off | 0 | 0 | 0 | 0 | 0 | 0
PseudoUnit | 0 | 0 | 0 | 0 | 0 | 0
FixedInterchange | 0 | 0 | 0 | 0 | 0 | 0
Emission Cost by Reporting Type: AZ_NM_SNV_Gas
ReportingType | 2015 | 2020 | 2025 | 2030 | 2035 | 2040
BM | 0 | 0 | 0 | 0 | 0 | 0
CC | 0 | 0 | 0 | 0 | 0 | 0
CSP | 0 | 0 | 0 | 0 | 0 | 0
CT | 0 | 0 | 0 | 0 | 0 | 0
Coal | 0 | 0 | 0 | 0 | 0 | 0
Geo | 0 | 0 | 0 | 0 | 0 | 0
H | 0 | 0 | 0 | 0 | 0 | 0
LFG | 0 | 0 | 0 | 0 | 0 | 0
Nuc | 0 | 0 | 0 | 0 | 0 | 0
PS | 0 | 0 | 0 | 0 | 0 | 0
PV | 0 | 0 | 0 | 0 | 0 | 0
PeakG | 0 | 0 | 0 | 0 | 0 | 0
PeakO | 0 | 0 | 0 | 0 | 0 | 0
ST | 0 | 0 | 0 | 0 | 0 | 0
STOG | 0 | 0 | 0 | 0 | 0 | 0
STWD | 0 | 0 | 0 | 0 | 0 | 0
WT | 0 | 0 | 0 | 0 | 0 | 0
IGCC | 0 | 0 | 0 | 0 | 0 | 0
DemandResponse | 0 | 0 | 0 | 0 | 0 | 0
IGCC-CCS | 0 | 0 | 0 | 0 | 0 | 0
WT_off | 0 | 0 | 0 | 0 | 0 | 0
PseudoUnit | 0 | 0 | 0 | 0 | 0 | 0
FixedInterchange | 0 | 0 | 0 | 0 | 0 | 0
Emission Cost by Reporting Type: AZ_NM_SNV_NucRenew
ReportingType | 2015 | 2020 | 2025 | 2030 | 2035 | 2040
BM | 0 | 0 | 0 | 0 | 0 | 0
CC | 0 | 0 | 0 | 0 | 0 | 0
CSP | 0 | 0 | 0 | 0 | 0 | 0
CT | 0 | 0 | 0 | 0 | 0 | 0
Coal | 0 | 0 | 0 | 0 | 0 | 0
Geo | 0 | 0 | 0 | 0 | 0 | 0
H | 0 | 0 | 0 | 0 | 0 | 0
LFG | 0 | 0 | 0 | 0 | 0 | 0
Nuc | 0 | 0 | 0 | 0 | 0 | 0
PS | 0 | 0 | 0 | 0 | 0 | 0
PV | 0 | 0 | 0 | 0 | 0 | 0
PeakG | 0 | 0 | 0 | 0 | 0 | 0
PeakO | 0 | 0 | 0 | 0 | 0 | 0
ST | 0 | 0 | 0 | 0 | 0 | 0
STOG | 0 | 0 | 0 | 0 | 0 | 0
STWD | 0 | 0 | 0 | 0 | 0 | 0
WT | 0 | 0 | 0 | 0 | 0 | 0
IGCC | 0 | 0 | 0 | 0 | 0 | 0
DemandResponse | 0 | 0 | 0 | 0 | 0 | 0
IGCC-CCS | 0 | 0 | 0 | 0 | 0 | 0
WT_off | 0 | 0 | 0 | 0 | 0 | 0
PseudoUnit | 0 | 0 | 0 | 0 | 0 | 0
FixedInterchange | 0 | 0 | 0 | 0 | 0 | 0
Emission Cost by Reporting Type: ERCOT
ReportingType | 2015 | 2020 | 2025 | 2030 | 2035 | 2040
BM | 0 | 0 | 0 | 0 | 0 | 0
CC | 0 | 0 | 0 | 0 | 0 | 0
CSP | 0 | 0 | 0 | 0 | 0 | 0
CT | 0 | 0 | 0 | 0 | 0 | 0
Coal | 0 | 0 | 0 | 0 | 0 | 0
Geo | 0 | 0 | 0 | 0 | 0 | 0
H | 0 | 0 | 0 | 0 | 0 | 0
LFG | 0 | 0 | 0 | 0 | 0 | 0
Nuc | 0 | 0 | 0 | 0 | 0 | 0
PS | 0 | 0 | 0 | 0 | 0 | 0
PV | 0 | 0 | 0 | 0 | 0 | 0
PeakG | 0 | 0 | 0 | 0 | 0 | 0
PeakO | 0 | 0 | 0 | 0 | 0 | 0
ST | 0 | 0 | 0 | 0 | 0 | 0
STOG | 0 | 0 | 0 | 0 | 0 | 0
STWD | 0 | 0 | 0 | 0 | 0 | 0
WT | 0 | 0 | 0 | 0 | 0 | 0
IGCC | 0 | 0 | 0 | 0 | 0 | 0
DemandResponse | 0 | 0 | 0 | 0 | 0 | 0
IGCC-CCS | 0 | 0 | 0 | 0 | 0 | 0
WT_off | 0 | 0 | 0 | 0 | 0 | 0
PseudoUnit | 0 | 0 | 0 | 0 | 0 | 0
FixedInterchange | 0 | 0 | 0 | 0 | 0 | 0
Emission Cost by Reporting Type: NP15
ReportingType | 2015 | 2020 | 2025 | 2030 | 2035 | 2040
BM | 0 | 0 | 0 | 0 | 0 | 0
CC | 0 | 0 | 0 | 0 | 0 | 0
CSP | 0 | 0 | 0 | 0 | 0 | 0
CT | 0 | 0 | 0 | 0 | 0 | 0
Coal | 0 | 0 | 0 | 0 | 0 | 0
Geo | 0 | 0 | 0 | 0 | 0 | 0
H | 0 | 0 | 0 | 0 | 0 | 0
LFG | 0 | 0 | 0 | 0 | 0 | 0
Nuc | 0 | 0 | 0 | 0 | 0 | 0
PS | 0 | 0 | 0 | 0 | 0 | 0
PV | 0 | 0 | 0 | 0 | 0 | 0
PeakG | 0 | 0 | 0 | 0 | 0 | 0
PeakO | 0 | 0 | 0 | 0 | 0 | 0
ST | 0 | 0 | 0 | 0 | 0 | 0
STOG | 0 | 0 | 0 | 0 | 0 | 0
STWD | 0 | 0 | 0 | 0 | 0 | 0
WT | 0 | 0 | 0 | 0 | 0 | 0
IGCC | 0 | 0 | 0 | 0 | 0 | 0
DemandResponse | 0 | 0 | 0 | 0 | 0 | 0
IGCC-CCS | 0 | 0 | 0 | 0 | 0 | 0
WT_off | 0 | 0 | 0 | 0 | 0 | 0
PseudoUnit | 0 | 0 | 0 | 0 | 0 | 0
FixedInterchange | 0 | 0 | 0 | 0 | 0 | 0
Emission Cost by Reporting Type: NWPP_Coal
ReportingType | 2015 | 2020 | 2025 | 2030 | 2035 | 2040
BM | 0 | 0 | 0 | 0 | 0 | 0
CC | 0 | 0 | 0 | 0 | 0 | 0
CSP | 0 | 0 | 0 | 0 | 0 | 0
CT | 0 | 0 | 0 | 0 | 0 | 0
Coal | 0 | 0 | 0 | 0 | 0 | 0
Geo | 0 | 0 | 0 | 0 | 0 | 0
H | 0 | 0 | 0 | 0 | 0 | 0
LFG | 0 | 0 | 0 | 0 | 0 | 0
Nuc | 0 | 0 | 0 | 0 | 0 | 0
PS | 0 | 0 | 0 | 0 | 0 | 0
PV | 0 | 0 | 0 | 0 | 0 | 0
PeakG | 0 | 0 | 0 | 0 | 0 | 0
PeakO | 0 | 0 | 0 | 0 | 0 | 0
ST | 0 | 0 | 0 | 0 | 0 | 0
STOG | 0 | 0 | 0 | 0 | 0 | 0
STWD | 0 | 0 | 0 | 0 | 0 | 0
WT | 0 | 0 | 0 | 0 | 0 | 0
IGCC | 0 | 0 | 0 | 0 | 0 | 0
DemandResponse | 0 | 0 | 0 | 0 | 0 | 0
IGCC-CCS | 0 | 0 | 0 | 0 | 0 | 0
WT_off | 0 | 0 | 0 | 0 | 0 | 0
PseudoUnit | 0 | 0 | 0 | 0 | 0 | 0
FixedInterchange | 0 | 0 | 0 | 0 | 0 | 0
Emission Cost by Reporting Type: NWPP_Gas
ReportingType | 2015 | 2020 | 2025 | 2030 | 2035 | 2040
BM | 0 | 0 | 0 | 0 | 0 | 0
CC | 0 | 0 | 0 | 0 | 0 | 0
CSP | 0 | 0 | 0 | 0 | 0 | 0
CT | 0 | 0 | 0 | 0 | 0 | 0
Coal | 0 | 0 | 0 | 0 | 0 | 0
Geo | 0 | 0 | 0 | 0 | 0 | 0
H | 0 | 0 | 0 | 0 | 0 | 0
LFG | 0 | 0 | 0 | 0 | 0 | 0
Nuc | 0 | 0 | 0 | 0 | 0 | 0
PS | 0 | 0 | 0 | 0 | 0 | 0
PV | 0 | 0 | 0 | 0 | 0 | 0
PeakG | 0 | 0 | 0 | 0 | 0 | 0
PeakO | 0 | 0 | 0 | 0 | 0 | 0
ST | 0 | 0 | 0 | 0 | 0 | 0
STOG | 0 | 0 | 0 | 0 | 0 | 0
STWD | 0 | 0 | 0 | 0 | 0 | 0
WT | 0 | 0 | 0 | 0 | 0 | 0
IGCC | 0 | 0 | 0 | 0 | 0 | 0
DemandResponse | 0 | 0 | 0 | 0 | 0 | 0
IGCC-CCS | 0 | 0 | 0 | 0 | 0 | 0
WT_off | 0 | 0 | 0 | 0 | 0 | 0
PseudoUnit | 0 | 0 | 0 | 0 | 0 | 0
FixedInterchange | 0 | 0 | 0 | 0 | 0 | 0
Emission Cost by Reporting Type: NWPP_NucRenew
ReportingType | 2015 | 2020 | 2025 | 2030 | 2035 | 2040
BM | 0 | 0 | 0 | 0 | 0 | 0
CC | 0 | 0 | 0 | 0 | 0 | 0
CSP | 0 | 0 | 0 | 0 | 0 | 0
CT | 0 | 0 | 0 | 0 | 0 | 0
Coal | 0 | 0 | 0 | 0 | 0 | 0
Geo | 0 | 0 | 0 | 0 | 0 | 0
H | 0 | 0 | 0 | 0 | 0 | 0
LFG | 0 | 0 | 0 | 0 | 0 | 0
Nuc | 0 | 0 | 0 | 0 | 0 | 0
PS | 0 | 0 | 0 | 0 | 0 | 0
PV | 0 | 0 | 0 | 0 | 0 | 0
PeakG | 0 | 0 | 0 | 0 | 0 | 0
PeakO | 0 | 0 | 0 | 0 | 0 | 0
ST | 0 | 0 | 0 | 0 | 0 | 0
STOG | 0 | 0 | 0 | 0 | 0 | 0
STWD | 0 | 0 | 0 | 0 | 0 | 0
WT | 0 | 0 | 0 | 0 | 0 | 0
IGCC | 0 | 0 | 0 | 0 | 0 | 0
DemandResponse | 0 | 0 | 0 | 0 | 0 | 0
IGCC-CCS | 0 | 0 | 0 | 0 | 0 | 0
WT_off | 0 | 0 | 0 | 0 | 0 | 0
PseudoUnit | 0 | 0 | 0 | 0 | 0 | 0
FixedInterchange | 0 | 0 | 0 | 0 | 0 | 0
Emission Cost by Reporting Type: RMPA
ReportingType | 2015 | 2020 | 2025 | 2030 | 2035 | 2040
BM | 0 | 0 | 0 | 0 | 0 | 0
CC | 0 | 0 | 0 | 0 | 0 | 0
CSP | 0 | 0 | 0 | 0 | 0 | 0
CT | 0 | 0 | 0 | 0 | 0 | 0
Coal | 0 | 0 | 0 | 0 | 0 | 0
Geo | 0 | 0 | 0 | 0 | 0 | 0
H | 0 | 0 | 0 | 0 | 0 | 0
LFG | 0 | 0 | 0 | 0 | 0 | 0
Nuc | 0 | 0 | 0 | 0 | 0 | 0
PS | 0 | 0 | 0 | 0 | 0 | 0
PV | 0 | 0 | 0 | 0 | 0 | 0
PeakG | 0 | 0 | 0 | 0 | 0 | 0
PeakO | 0 | 0 | 0 | 0 | 0 | 0
ST | 0 | 0 | 0 | 0 | 0 | 0
STOG | 0 | 0 | 0 | 0 | 0 | 0
STWD | 0 | 0 | 0 | 0 | 0 | 0
WT | 0 | 0 | 0 | 0 | 0 | 0
IGCC | 0 | 0 | 0 | 0 | 0 | 0
DemandResponse | 0 | 0 | 0 | 0 | 0 | 0
IGCC-CCS | 0 | 0 | 0 | 0 | 0 | 0
WT_off | 0 | 0 | 0 | 0 | 0 | 0
PseudoUnit | 0 | 0 | 0 | 0 | 0 | 0
FixedInterchange | 0 | 0 | 0 | 0 | 0 | 0
Emission Cost by Reporting Type: SP15
ReportingType | 2015 | 2020 | 2025 | 2030 | 2035 | 2040
BM | 0 | 0 | 0 | 0 | 0 | 0
CC | 0 | 0 | 0 | 0 | 0 | 0
CSP | 0 | 0 | 0 | 0 | 0 | 0
CT | 0 | 0 | 0 | 0 | 0 | 0
Coal | 0 | 0 | 0 | 0 | 0 | 0
Geo | 0 | 0 | 0 | 0 | 0 | 0
H | 0 | 0 | 0 | 0 | 0 | 0
LFG | 0 | 0 | 0 | 0 | 0 | 0
Nuc | 0 | 0 | 0 | 0 | 0 | 0
PS | 0 | 0 | 0 | 0 | 0 | 0
PV | 0 | 0 | 0 | 0 | 0 | 0
PeakG | 0 | 0 | 0 | 0 | 0 | 0
PeakO | 0 | 0 | 0 | 0 | 0 | 0
ST | 0 | 0 | 0 | 0 | 0 | 0
STOG | 0 | 0 | 0 | 0 | 0 | 0
STWD | 0 | 0 | 0 | 0 | 0 | 0
WT | 0 | 0 | 0 | 0 | 0 | 0
IGCC | 0 | 0 | 0 | 0 | 0 | 0
DemandResponse | 0 | 0 | 0 | 0 | 0 | 0
IGCC-CCS | 0 | 0 | 0 | 0 | 0 | 0
WT_off | 0 | 0 | 0 | 0 | 0 | 0
PseudoUnit | 0 | 0 | 0 | 0 | 0 | 0
FixedInterchange | 0 | 0 | 0 | 0 | 0 | 0
Emission Cost by Reporting Type: ALB
ReportingType | 2015 | 2020 | 2025 | 2030 | 2035 | 2040
BM | 0 | 0 | 0 | 0 | 0 | 0
CC | 0 | 0 | 0 | 0 | 0 | 0
CSP | 0 | 0 | 0 | 0 | 0 | 0
CT | 0 | 0 | 0 | 0 | 0 | 0
Coal | 0 | 0 | 0 | 0 | 0 | 0
Geo | 0 | 0 | 0 | 0 | 0 | 0
H | 0 | 0 | 0 | 0 | 0 | 0
LFG | 0 | 0 | 0 | 0 | 0 | 0
Nuc | 0 | 0 | 0 | 0 | 0 | 0
PS | 0 | 0 | 0 | 0 | 0 | 0
PV | 0 | 0 | 0 | 0 | 0 | 0
PeakG | 0 | 0 | 0 | 0 | 0 | 0
PeakO | 0 | 0 | 0 | 0 | 0 | 0
ST | 0 | 0 | 0 | 0 | 0 | 0
STOG | 0 | 0 | 0 | 0 | 0 | 0
STWD | 0 | 0 | 0 | 0 | 0 | 0
WT | 0 | 0 | 0 | 0 | 0 | 0
IGCC | 0 | 0 | 0 | 0 | 0 | 0
DemandResponse | 0 | 0 | 0 | 0 | 0 | 0
IGCC-CCS | 0 | 0 | 0 | 0 | 0 | 0
WT_off | 0 | 0 | 0 | 0 | 0 | 0
PseudoUnit | 0 | 0 | 0 | 0 | 0 | 0
FixedInterchange | 0 | 0 | 0 | 0 | 0 | 0
Emission Cost by Reporting Type: BC
ReportingType | 2015 | 2020 | 2025 | 2030 | 2035 | 2040
BM | 0 | 0 | 0 | 0 | 0 | 0
CC | 0 | 0 | 0 | 0 | 0 | 0
CSP | 0 | 0 | 0 | 0 | 0 | 0
CT | 0 | 0 | 0 | 0 | 0 | 0
Coal | 0 | 0 | 0 | 0 | 0 | 0
Geo | 0 | 0 | 0 | 0 | 0 | 0
H | 0 | 0 | 0 | 0 | 0 | 0
LFG | 0 | 0 | 0 | 0 | 0 | 0
Nuc | 0 | 0 | 0 | 0 | 0 | 0
PS | 0 | 0 | 0 | 0 | 0 | 0
PV | 0 | 0 | 0 | 0 | 0 | 0
PeakG | 0 | 0 | 0 | 0 | 0 | 0
PeakO | 0 | 0 | 0 | 0 | 0 | 0
ST | 0 | 0 | 0 | 0 | 0 | 0
STOG | 0 | 0 | 0 | 0 | 0 | 0
STWD | 0 | 0 | 0 | 0 | 0 | 0
WT | 0 | 0 | 0 | 0 | 0 | 0
IGCC | 0 | 0 | 0 | 0 | 0 | 0
DemandResponse | 0 | 0 | 0 | 0 | 0 | 0
IGCC-CCS | 0 | 0 | 0 | 0 | 0 | 0
WT_off | 0 | 0 | 0 | 0 | 0 | 0
PseudoUnit | 0 | 0 | 0 | 0 | 0 | 0
FixedInterchange | 0 | 0 | 0 | 0 | 0 | 0
Emission Cost by Reporting Type: HQ_IESO
ReportingType | 2015 | 2020 | 2025 | 2030 | 2035 | 2040
BM | 0 | 0 | 0 | 0 | 0 | 0
CC | 0 | 0 | 0 | 0 | 0 | 0
CSP | 0 | 0 | 0 | 0 | 0 | 0
CT | 0 | 0 | 0 | 0 | 0 | 0
Coal | 0 | 0 | 0 | 0 | 0 | 0
Geo | 0 | 0 | 0 | 0 | 0 | 0
H | 0 | 0 | 0 | 0 | 0 | 0
LFG | 0 | 0 | 0 | 0 | 0 | 0
Nuc | 0 | 0 | 0 | 0 | 0 | 0
PS | 0 | 0 | 0 | 0 | 0 | 0
PV | 0 | 0 | 0 | 0 | 0 | 0
PeakG | 0 | 0 | 0 | 0 | 0 | 0
PeakO | 0 | 0 | 0 | 0 | 0 | 0
ST | 0 | 0 | 0 | 0 | 0 | 0
STOG | 0 | 0 | 0 | 0 | 0 | 0
STWD | 0 | 0 | 0 | 0 | 0 | 0
WT | 0 | 0 | 0 | 0 | 0 | 0
IGCC | 0 | 0 | 0 | 0 | 0 | 0
DemandResponse | 0 | 0 | 0 | 0 | 0 | 0
IGCC-CCS | 0 | 0 | 0 | 0 | 0 | 0
WT_off | 0 | 0 | 0 | 0 | 0 | 0
PseudoUnit | 0 | 0 | 0 | 0 | 0 | 0
FixedInterchange | 0 | 0 | 0 | 0 | 0 | 0
Emission Cost by Reporting Type: HQ_NEISO
ReportingType | 2015 | 2020 | 2025 | 2030 | 2035 | 2040
BM | 0 | 0 | 0 | 0 | 0 | 0
CC | 0 | 0 | 0 | 0 | 0 | 0
CSP | 0 | 0 | 0 | 0 | 0 | 0
CT | 0 | 0 | 0 | 0 | 0 | 0
Coal | 0 | 0 | 0 | 0 | 0 | 0
Geo | 0 | 0 | 0 | 0 | 0 | 0
H | 0 | 0 | 0 | 0 | 0 | 0
LFG | 0 | 0 | 0 | 0 | 0 | 0
Nuc | 0 | 0 | 0 | 0 | 0 | 0
PS | 0 | 0 | 0 | 0 | 0 | 0
PV | 0 | 0 | 0 | 0 | 0 | 0
PeakG | 0 | 0 | 0 | 0 | 0 | 0
PeakO | 0 | 0 | 0 | 0 | 0 | 0
ST | 0 | 0 | 0 | 0 | 0 | 0
STOG | 0 | 0 | 0 | 0 | 0 | 0
STWD | 0 | 0 | 0 | 0 | 0 | 0
WT | 0 | 0 | 0 | 0 | 0 | 0
IGCC | 0 | 0 | 0 | 0 | 0 | 0
DemandResponse | 0 | 0 | 0 | 0 | 0 | 0
IGCC-CCS | 0 | 0 | 0 | 0 | 0 | 0
WT_off | 0 | 0 | 0 | 0 | 0 | 0
PseudoUnit | 0 | 0 | 0 | 0 | 0 | 0
FixedInterchange | 0 | 0 | 0 | 0 | 0 | 0
Emission Cost by Reporting Type: HQ_NY
ReportingType | 2015 | 2020 | 2025 | 2030 | 2035 | 2040
BM | 0 | 0 | 0 | 0 | 0 | 0
CC | 0 | 0 | 0 | 0 | 0 | 0
CSP | 0 | 0 | 0 | 0 | 0 | 0
CT | 0 | 0 | 0 | 0 | 0 | 0
Coal | 0 | 0 | 0 | 0 | 0 | 0
Geo | 0 | 0 | 0 | 0 | 0 | 0
H | 0 | 0 | 0 | 0 | 0 | 0
LFG | 0 | 0 | 0 | 0 | 0 | 0
Nuc | 0 | 0 | 0 | 0 | 0 | 0
PS | 0 | 0 | 0 | 0 | 0 | 0
PV | 0 | 0 | 0 | 0 | 0 | 0
PeakG | 0 | 0 | 0 | 0 | 0 | 0
PeakO | 0 | 0 | 0 | 0 | 0 | 0
ST | 0 | 0 | 0 | 0 | 0 | 0
STOG | 0 | 0 | 0 | 0 | 0 | 0
STWD | 0 | 0 | 0 | 0 | 0 | 0
WT | 0 | 0 | 0 | 0 | 0 | 0
IGCC | 0 | 0 | 0 | 0 | 0 | 0
DemandResponse | 0 | 0 | 0 | 0 | 0 | 0
IGCC-CCS | 0 | 0 | 0 | 0 | 0 | 0
WT_off | 0 | 0 | 0 | 0 | 0 | 0
PseudoUnit | 0 | 0 | 0 | 0 | 0 | 0
FixedInterchange | 0 | 0 | 0 | 0 | 0 | 0
Emission Cost by Reporting Type: MARITIMES
ReportingType | 2015 | 2020 | 2025 | 2030 | 2035 | 2040
BM | 0 | 0 | 0 | 0 | 0 | 0
CC | 0 | 0 | 0 | 0 | 0 | 0
CSP | 0 | 0 | 0 | 0 | 0 | 0
CT | 0 | 0 | 0 | 0 | 0 | 0
Coal | 0 | 0 | 0 | 0 | 0 | 0
Geo | 0 | 0 | 0 | 0 | 0 | 0
H | 0 | 0 | 0 | 0 | 0 | 0
LFG | 0 | 0 | 0 | 0 | 0 | 0
Nuc | 0 | 0 | 0 | 0 | 0 | 0
PS | 0 | 0 | 0 | 0 | 0 | 0
PV | 0 | 0 | 0 | 0 | 0 | 0
PeakG | 0 | 0 | 0 | 0 | 0 | 0
PeakO | 0 | 0 | 0 | 0 | 0 | 0
ST | 0 | 0 | 0 | 0 | 0 | 0
STOG | 0 | 0 | 0 | 0 | 0 | 0
STWD | 0 | 0 | 0 | 0 | 0 | 0
WT | 0 | 0 | 0 | 0 | 0 | 0
IGCC | 0 | 0 | 0 | 0 | 0 | 0
DemandResponse | 0 | 0 | 0 | 0 | 0 | 0
IGCC-CCS | 0 | 0 | 0 | 0 | 0 | 0
WT_off | 0 | 0 | 0 | 0 | 0 | 0
PseudoUnit | 0 | 0 | 0 | 0 | 0 | 0
FixedInterchange | 0 | 0 | 0 | 0 | 0 | 0
Emission Cost by Reporting Type: All
ReportingType | 2015 | 2020 | 2025 | 2030 | 2035 | 2040
BM | 0 | 0 | 0 | 0 | 0 | 0
CC | 85.01 | 95.21 | 85.04 | 69.98 | 124.67 | 154.21
CSP | 0 | 0 | 0 | 0 | 0 | 0
CT | 0 | 0.01 | 0 | 0 | 0.2 | 0.32
Coal | 10.36 | 13.36 | 13.23 | 11.29 | 18.38 | 18.38
Geo | 0 | 0 | 0 | 0 | 0 | 0
H | 0 | 0 | 0 | 0 | 0 | 0
LFG | 0 | 0 | 0 | 0 | 0 | 0
Nuc | 0 | 0 | 0 | 0 | 0 | 0
PS | 0 | 0 | 0 | 0 | 0 | 0
PV | 0 | 0 | 0 | 0 | 0 | 0
PeakG | 0.12 | 0.39 | 0.5 | 0.34 | 1.87 | 0.93
PeakO | 0 | 0 | 0 | 0 | 0 | 0
ST | 0 | 0 | 0 | 0 | 0 | 0
STOG | 1.38 | 1.87 | 1.9 | 1.26 | 2.96 | 2.62
STWD | 0 | 0 | 0 | 0 | 0 | 0
WT | 0 | 0 | 0 | 0 | 0 | 0
IGCC | 0 | 0 | 0 | 0 | 0 | 0
DemandResponse | 0 | 0 | 0 | 0 | 0 | 0
IGCC-CCS | 0 | 0 | 0 | 0 | 0 | 0
WT_off | 0 | 0 | 0 | 0 | 0 | 0
PseudoUnit | 0 | 0 | 0 | 0 | 0 | 0
FixedInterchange | 0 | 0 | 0 | 0 | 0 | 0
Emission Cost by Reporting Type: EI_US
ReportingType | 2015 | 2020 | 2025 | 2030 | 2035 | 2040
BM | 0 | 0 | 0 | 0 | 0 | 0
CC | 85.01 | 95.21 | 85.04 | 69.98 | 124.67 | 154.21
CSP | 0 | 0 | 0 | 0 | 0 | 0
CT | 0 | 0.01 | 0 | 0 | 0.2 | 0.32
Coal | 10.36 | 13.36 | 13.23 | 11.29 | 18.38 | 18.38
Geo | 0 | 0 | 0 | 0 | 0 | 0
H | 0 | 0 | 0 | 0 | 0 | 0
LFG | 0 | 0 | 0 | 0 | 0 | 0
Nuc | 0 | 0 | 0 | 0 | 0 | 0
PS | 0 | 0 | 0 | 0 | 0 | 0
PV | 0 | 0 | 0 | 0 | 0 | 0
PeakG | 0.12 | 0.39 | 0.5 | 0.34 | 1.87 | 0.93
PeakO | 0 | 0 | 0 | 0 | 0 | 0
ST | 0 | 0 | 0 | 0 | 0 | 0
STOG | 1.38 | 1.87 | 1.9 | 1.26 | 2.96 | 2.62
STWD | 0 | 0 | 0 | 0 | 0 | 0
WT | 0 | 0 | 0 | 0 | 0 | 0
IGCC | 0 | 0 | 0 | 0 | 0 | 0
DemandResponse | 0 | 0 | 0 | 0 | 0 | 0
IGCC-CCS | 0 | 0 | 0 | 0 | 0 | 0
WT_off | 0 | 0 | 0 | 0 | 0 | 0
PseudoUnit | 0 | 0 | 0 | 0 | 0 | 0
FixedInterchange | 0 | 0 | 0 | 0 | 0 | 0
Emission Cost by Reporting Type: EI_Canada
ReportingType | 2015 | 2020 | 2025 | 2030 | 2035 | 2040
BM | 0 | 0 | 0 | 0 | 0 | 0
CC | 0 | 0 | 0 | 0 | 0 | 0
CSP | 0 | 0 | 0 | 0 | 0 | 0
CT | 0 | 0 | 0 | 0 | 0 | 0
Coal | 0 | 0 | 0 | 0 | 0 | 0
Geo | 0 | 0 | 0 | 0 | 0 | 0
H | 0 | 0 | 0 | 0 | 0 | 0
LFG | 0 | 0 | 0 | 0 | 0 | 0
Nuc | 0 | 0 | 0 | 0 | 0 | 0
PS | 0 | 0 | 0 | 0 | 0 | 0
PV | 0 | 0 | 0 | 0 | 0 | 0
PeakG | 0 | 0 | 0 | 0 | 0 | 0
PeakO | 0 | 0 | 0 | 0 | 0 | 0
ST | 0 | 0 | 0 | 0 | 0 | 0
STOG | 0 | 0 | 0 | 0 | 0 | 0
STWD | 0 | 0 | 0 | 0 | 0 | 0
WT | 0 | 0 | 0 | 0 | 0 | 0
IGCC | 0 | 0 | 0 | 0 | 0 | 0
DemandResponse | 0 | 0 | 0 | 0 | 0 | 0
IGCC-CCS | 0 | 0 | 0 | 0 | 0 | 0
WT_off | 0 | 0 | 0 | 0 | 0 | 0
PseudoUnit | 0 | 0 | 0 | 0 | 0 | 0
FixedInterchange | 0 | 0 | 0 | 0 | 0 | 0
Emission Cost by Reporting Type: EI
ReportingType | 2015 | 2020 | 2025 | 2030 | 2035 | 2040
BM | 0 | 0 | 0 | 0 | 0 | 0
CC | 85.01 | 95.21 | 85.04 | 69.98 | 124.67 | 154.21
CSP | 0 | 0 | 0 | 0 | 0 | 0
CT | 0 | 0.01 | 0 | 0 | 0.2 | 0.32
Coal | 10.36 | 13.36 | 13.23 | 11.29 | 18.38 | 18.38
Geo | 0 | 0 | 0 | 0 | 0 | 0
H | 0 | 0 | 0 | 0 | 0 | 0
LFG | 0 | 0 | 0 | 0 | 0 | 0
Nuc | 0 | 0 | 0 | 0 | 0 | 0
PS | 0 | 0 | 0 | 0 | 0 | 0
PV | 0 | 0 | 0 | 0 | 0 | 0
PeakG | 0.12 | 0.39 | 0.5 | 0.34 | 1.87 | 0.93
PeakO | 0 | 0 | 0 | 0 | 0 | 0
ST | 0 | 0 | 0 | 0 | 0 | 0
STOG | 1.38 | 1.87 | 1.9 | 1.26 | 2.96 | 2.62
STWD | 0 | 0 | 0 | 0 | 0 | 0
WT | 0 | 0 | 0 | 0 | 0 | 0
IGCC | 0 | 0 | 0 | 0 | 0 | 0
DemandResponse | 0 | 0 | 0 | 0 | 0 | 0
IGCC-CCS | 0 | 0 | 0 | 0 | 0 | 0
WT_off | 0 | 0 | 0 | 0 | 0 | 0
PseudoUnit | 0 | 0 | 0 | 0 | 0 | 0
FixedInterchange | 0 | 0 | 0 | 0 | 0 | 0
Emission Cost by Reporting Type: Outside_EI
ReportingType | 2015 | 2020 | 2025 | 2030 | 2035 | 2040
BM | 0 | 0 | 0 | 0 | 0 | 0
CC | 0 | 0 | 0 | 0 | 0 | 0
CSP | 0 | 0 | 0 | 0 | 0 | 0
CT | 0 | 0 | 0 | 0 | 0 | 0
Coal | 0 | 0 | 0 | 0 | 0 | 0
Geo | 0 | 0 | 0 | 0 | 0 | 0
H | 0 | 0 | 0 | 0 | 0 | 0
LFG | 0 | 0 | 0 | 0 | 0 | 0
Nuc | 0 | 0 | 0 | 0 | 0 | 0
PS | 0 | 0 | 0 | 0 | 0 | 0
PV | 0 | 0 | 0 | 0 | 0 | 0
PeakG | 0 | 0 | 0 | 0 | 0 | 0
PeakO | 0 | 0 | 0 | 0 | 0 | 0
ST | 0 | 0 | 0 | 0 | 0 | 0
STOG | 0 | 0 | 0 | 0 | 0 | 0
STWD | 0 | 0 | 0 | 0 | 0 | 0
WT | 0 | 0 | 0 | 0 | 0 | 0
IGCC | 0 | 0 | 0 | 0 | 0 | 0
DemandResponse | 0 | 0 | 0 | 0 | 0 | 0
IGCC-CCS | 0 | 0 | 0 | 0 | 0 | 0
WT_off | 0 | 0 | 0 | 0 | 0 | 0
PseudoUnit | 0 | 0 | 0 | 0 | 0 | 0
FixedInterchange | 0 | 0 | 0 | 0 | 0 | 0
#8 | Base VOM Costs ($million)
Base VOM Costs by Reporting Type: Entergy
ReportingType | 2015 | 2020 | 2025 | 2030 | 2035 | 2040
BM | 0 | 0 | 0 | 0 | 0 | 0
CC | 154.87 | 184.22 | 165.43 | 151.61 | 158.08 | 142.06
CSP | 0 | 0 | 0 | 0 | 0 | 0
CT | 0 | 0 | 0 | 0 | 0 | 0
Coal | 233.52 | 226.35 | 240.94 | 249.82 | 252.94 | 306.55
Geo | 0 | 0 | 0 | 0 | 0 | 0
H | 0 | 0 | 0 | 0 | 0 | 0
LFG | 0 | 0 | 0 | 0.01 | 0.01 | 0.01
Nuc | 100.26 | 100.26 | 100.26 | 100.26 | 84.69 | 66.26
PS | 0 | 0 | 0 | 0 | 0 | 0
PV | 0 | 0 | 0 | 0 | 0 | 0
PeakG | 0 | 0 | 0.25 | 0.23 | 0.27 | 0.13
PeakO | 0 | 0 | 0 | 0 | 0 | 0
ST | 0 | 0 | 0 | 0 | 0 | 0
STOG | 3.35 | 3.69 | 2.84 | 2.49 | 2.73 | 2.73
STWD | 3.43 | 0.28 | 0.19 | 0.18 | 0.32 | 0.32
WT | 0 | 0 | 0 | 0 | 0 | 0
IGCC | 0 | 0 | 0 | 0 | 0 | 0
DemandResponse | 0 | 0 | 0 | 0 | 0 | 0
IGCC-CCS | 0 | 0 | 0 | 0 | 0 | 0
WT_off | 0 | 0 | 0 | 0 | 0 | 0
PseudoUnit | 0 | 0 | 0 | 0 | 0 | 0
FixedInterchange | 0 | 0 | 0 | 0 | 0 | 0
Base VOM Costs by Reporting Type: FRCC
ReportingType | 2015 | 2020 | 2025 | 2030 | 2035 | 2040
BM | 0 | 32.08 | 74.69 | 74.69 | 74.69 | 74.69
CC | 361.12 | 390.06 | 389.8 | 393.85 | 582.47 | 676.32
CSP | 0 | 0 | 0 | 0 | 0 | 0
CT | 9.49 | 9.52 | 9.38 | 5.07 | 9.38 | 8.81
Coal | 220.23 | 236.1 | 241.36 | 247.72 | 252.59 | 252.59
Geo | 0 | 0 | 0 | 0 | 0 | 0
H | 0 | 0 | 0 | 0 | 0 | 0
LFG | 0.04 | 0.06 | 0.06 | 0.06 | 0.06 | 0.06
Nuc | 76.4 | 76.4 | 76.4 | 76.4 | 46.53 | 15.51
PS | 0 | 0 | 0 | 0 | 0 | 0
PV | 0 | 0 | 0 | 0 | 0 | 0
PeakG | 3.34 | 4.86 | 7.8 | 5.81 | 4.35 | 3.78
PeakO | 0 | 0 | 0 | 0 | 0 | 0
ST | 0 | 0 | 0 | 0 | 0 | 0
STOG | 9.16 | 8.22 | 7.07 | 5.46 | 4.53 | 4.13
STWD | 3.24 | 3.24 | 3.24 | 3.24 | 3.24 | 3.24
WT | 0 | 0 | 0 | 0 | 0 | 0
IGCC | 0 | 0 | 0 | 0 | 0 | 0
DemandResponse | 0 | 0 | 0 | 0 | 0 | 0
IGCC-CCS | 0 | 0 | 0 | 0 | 0 | 0
WT_off | 0 | 0 | 0 | 0 | 0 | 0
PseudoUnit | 0 | 0 | 0 | 0 | 0 | 0
FixedInterchange | 0 | 0 | 0 | 0 | 0 | 0
Base VOM Costs by Reporting Type: MAPP_US
ReportingType | 2015 | 2020 | 2025 | 2030 | 2035 | 2040
BM | 0 | 0 | 0 | 0 | 0 | 0
CC | 0.62 | 0.74 | 0.61 | 0.28 | 0.47 | 0.47
CSP | 0 | 0 | 0 | 0 | 0 | 0
CT | 0 | 0 | 0 | 0 | 0 | 0
Coal | 83.46 | 74.01 | 74.01 | 74.01 | 74.01 | 74.01
Geo | 0 | 0 | 0 | 0 | 0 | 0
H | 0 | 0 | 0 | 0 | 0 | 0
LFG | 0 | 0 | 0 | 0.01 | 0.01 | 0.01
Nuc | 0 | 0 | 0 | 0 | 0 | 0
PS | 0 | 0 | 0 | 0 | 0 | 0
PV | 0 | 0 | 0 | 0 | 0 | 0
PeakG | 0.21 | 0.75 | 0.75 | 0.2 | 1.46 | 0.57
PeakO | 0 | 0 | 0 | 0 | 0 | 0
ST | 0 | 0 | 0 | 0 | 0 | 0
STOG | 0 | 0 | 0 | 0 | 0 | 0
STWD | 0 | 0 | 0 | 0 | 0 | 0
WT | 0.07 | 0.12 | 0.12 | 0.29 | 0.4 | 0.48
IGCC | 0 | 0 | 0 | 0 | 0 | 0
DemandResponse | 0 | 0 | 0 | 0 | 0 | 0
IGCC-CCS | 0 | 0 | 0 | 0 | 0 | 0
WT_off | 0 | 0 | 0 | 0 | 0 | 0
PseudoUnit | 0 | 0 | 0 | 0 | 0 | 0
FixedInterchange | 0 | 0 | 0 | 0 | 0 | 0
Base VOM Costs by Reporting Type: MISO_IN
ReportingType | 2015 | 2020 | 2025 | 2030 | 2035 | 2040
BM | 0 | 0 | 0 | 0 | 0 | 0
CC | 10.3 | 16.91 | 13.59 | 9.46 | 84.55 | 110.34
CSP | 0 | 0 | 0 | 0 | 0 | 0
CT | 0 | 0 | 0 | 0 | 0 | 0
Coal | 332.05 | 381.98 | 385.46 | 380.69 | 398.82 | 410.15
Geo | 0 | 0 | 0 | 0 | 0 | 0
H | 0 | 0 | 0 | 0 | 0 | 0
LFG | 0 | 0 | 0.01 | 0.01 | 0.01 | 0.01
Nuc | 0 | 0 | 0 | 0 | 0 | 0
PS | 0 | 0 | 0 | 0 | 0 | 0
PV | 0 | 0 | 0.01 | 0.01 | 0.01 | 0.01
PeakG | 0.14 | 0.02 | 0.21 | 0.18 | 0.75 | 0.75
PeakO | 0 | 0 | 0 | 0 | 0 | 0
ST | 0 | 0 | 0 | 0 | 0 | 0
STOG | 0.13 | 0.25 | 0.13 | 0.13 | 0.25 | 0.25
STWD | 0 | 0 | 0 | 0 | 0 | 0
WT | 0.02 | 0.02 | 0.02 | 0.02 | 0.02 | 0.02
IGCC | 30.43 | 30.43 | 30.43 | 30.43 | 30.43 | 30.43
DemandResponse | 0 | 0 | 0 | 0 | 0 | 0
IGCC-CCS | 0 | 0 | 0 | 0 | 0 | 0
WT_off | 0 | 0 | 0 | 0 | 0 | 0
PseudoUnit | 0 | 0 | 0 | 0 | 0 | 0
FixedInterchange | 0 | 0 | 0 | 0 | 0 | 0
Base VOM Costs by Reporting Type: MISO_MI
ReportingType | 2015 | 2020 | 2025 | 2030 | 2035 | 2040
BM | 0 | 0 | 0 | 0 | 0 | 0
CC | 25.65 | 33.83 | 27.1 | 16.12 | 21.66 | 16.86
CSP | 0 | 0 | 0 | 0 | 0 | 0
CT | 0 | 0 | 0 | 0 | 0 | 0
Coal | 224.77 | 207 | 208.35 | 201.01 | 221.49 | 225.18
Geo | 0 | 0 | 0 | 0 | 0 | 0
H | 0 | 0 | 0 | 0 | 0 | 0
LFG | 0.01 | 0.01 | 0.03 | 0.03 | 0.03 | 0.03
Nuc | 34.93 | 34.93 | 34.93 | 34.93 | 20.54 | 20.54
PS | 0 | 0 | 0 | 0 | 0 | 0
PV | 0 | 0 | 0 | 0 | 0 | 0
PeakG | 0.21 | 0.22 | 0.18 | 0.12 | 0.5 | 0.38
PeakO | 0 | 0 | 0 | 0 | 0 | 0
ST | 0 | 0 | 0 | 0 | 0 | 0
STOG | 0.99 | 1.58 | 1.28 | 1.04 | 1.78 | 2.4
STWD | 0.48 | 1.21 | 2.71 | 1.83 | 2.71 | 2.27
WT | 0.06 | 0.06 | 0.06 | 0.06 | 0.07 | 0.07
IGCC | 0 | 0 | 0 | 0 | 0 | 0
DemandResponse | 0 | 0 | 0 | 0 | 0 | 0
IGCC-CCS | 0 | 0 | 0 | 0 | 0 | 0
WT_off | 0 | 0 | 0 | 0.01 | 0.01 | 0.01
PseudoUnit | 0 | 0 | 0 | 0 | 0 | 0
FixedInterchange | 0 | 0 | 0 | 0 | 0 | 0
Base VOM Costs by Reporting Type: MISO_MO-IL
ReportingType | 2015 | 2020 | 2025 | 2030 | 2035 | 2040
BM | 0 | 0 | 0 | 0 | 0 | 0
CC | 6.58 | 11.27 | 7.35 | 3.39 | 4.35 | 4.17
CSP | 0 | 0 | 0 | 0 | 0 | 0
CT | 0 | 0 | 0 | 0 | 0 | 0
Coal | 396.15 | 358.31 | 371.84 | 360.29 | 410.26 | 404.2
Geo | 0 | 0 | 0 | 0 | 0 | 0
H | 0 | 0 | 0.02 | 0.02 | 0.02 | 0.02
LFG | 0 | 0 | 0.02 | 0.02 | 0.02 | 0.02
Nuc | 41.29 | 41.29 | 41.29 | 41.29 | 41.29 | 41.29
PS | 0 | 0 | 0 | 0 | 0 | 0
PV | 0 | 0 | 0 | 0 | 0 | 0
PeakG | 1.17 | 2.23 | 3.3 | 3.2 | 3.67 | 5.31
PeakO | 0 | 0 | 0 | 0 | 0 | 0
ST | 0 | 0 | 0 | 0 | 0 | 0
STOG | 0.14 | 0.26 | 0.26 | 0.26 | 0.14 | 0.04
STWD | 0 | 0 | 0 | 0 | 0 | 0
WT | 0.02 | 0.02 | 0.02 | 0.02 | 0.02 | 0.03
IGCC | 0 | 0 | 0 | 0 | 0 | 0
DemandResponse | 0 | 0 | 0 | 0 | 0 | 0
IGCC-CCS | 0 | 0 | 0 | 0 | 0 | 0
WT_off | 0 | 0 | 0 | 0 | 0 | 0
PseudoUnit | 0 | 0 | 0 | 0 | 0 | 0
FixedInterchange | 0 | 0 | 0 | 0 | 0 | 0
Base VOM Costs by Reporting Type: MISO_W
ReportingType | 2015 | 2020 | 2025 | 2030 | 2035 | 2040
BM | 0 | 0 | 0 | 0 | 0 | 0
CC | 22.97 | 23.1 | 15.46 | 5.71 | 10.57 | 8.9
CSP | 0 | 0 | 0 | 0 | 0 | 0
CT | 0 | 0 | 0 | 0 | 0 | 0
Coal | 323.91 | 338.03 | 337.92 | 330.84 | 342.54 | 422.13
Geo | 0 | 0 | 0 | 0 | 0 | 0
H | 0 | 0 | 0 | 0 | 0 | 0
LFG | 0.02 | 0.02 | 0.02 | 0.02 | 0.02 | 0.02
Nuc | 43.67 | 43.67 | 43.67 | 43.67 | 0 | 0
PS | 0 | 0 | 0 | 0 | 0 | 0
PV | 0 | 0 | 0 | 0 | 0 | 0
PeakG | 2.61 | 1.13 | 0.75 | 0.77 | 4.18 | 1.72
PeakO | 0 | 0 | 0 | 0 | 0 | 0
ST | 0 | 0 | 0 | 0 | 0 | 0
STOG | 0.06 | 0.01 | 0 | 0 | 0.01 | 0
STWD | 0 | 5.21 | 1.39 | 2.51 | 1.93 | 2.49
WT | 0.32 | 0.32 | 0.49 | 0.84 | 0.84 | 0.84
IGCC | 0 | 0 | 0 | 0 | 0 | 0
DemandResponse | 0 | 0 | 0 | 0 | 0 | 0
IGCC-CCS | 0 | 0 | 0 | 0 | 0 | 0
WT_off | 0 | 0 | 0 | 0 | 0 | 0
PseudoUnit | 0 | 0 | 0 | 0 | 0 | 0
FixedInterchange | 0 | 0 | 0 | 0 | 0 | 0
Base VOM Costs by Reporting Type: MISO_WUMS
ReportingType | 2015 | 2020 | 2025 | 2030 | 2035 | 2040
BM | 0 | 0 | 0 | 0 | 0 | 0
CC | 29.22 | 47.1 | 37.15 | 24.27 | 104.45 | 86.16
CSP | 0 | 0 | 0 | 0 | 0 | 0
CT | 0 | 4.05 | 6.88 | 4.36 | 10.74 | 14.36
Coal | 101.23 | 121.9 | 124.46 | 119.18 | 147.55 | 151.02
Geo | 0 | 0 | 0 | 0 | 0 | 0
H | 0 | 0 | 0 | 0 | 0 | 0
LFG | 0.01 | 0.01 | 0.03 | 0.03 | 0.03 | 0.03
Nuc | 33.6 | 33.6 | 33.6 | 33.6 | 0 | 0
PS | 0 | 0 | 0 | 0 | 0 | 0
PV | 0 | 0 | 0 | 0 | 0 | 0
PeakG | 0.4 | 0.2 | 0.01 | 0 | 0 | 0
PeakO | 0 | 0 | 0 | 0 | 0 | 0
ST | 0 | 0 | 0 | 0 | 0 | 0
STOG | 0.01 | 0 | 0 | 0 | 0 | 0
STWD | 0 | 0.19 | 0.22 | 0.1 | 0.23 | 0.31
WT | 0.05 | 0.05 | 0.05 | 0.05 | 0.05 | 0.05
IGCC | 0 | 0 | 0 | 0 | 0 | 0
DemandResponse | 0 | 0 | 0 | 0 | 0 | 0
IGCC-CCS | 0 | 0 | 0 | 0 | 0 | 0
WT_off | 0 | 0 | 0 | 0 | 0 | 0
PseudoUnit | 0 | 0 | 0 | 0 | 0 | 0
FixedInterchange | 0 | 0 | 0 | 0 | 0 | 0
Base VOM Costs by Reporting Type: Nebraska
ReportingType | 2015 | 2020 | 2025 | 2030 | 2035 | 2040
BM | 0 | 0 | 0 | 0 | 0 | 0
CC | 2.5 | 1.08 | 0.92 | 0.59 | 0.91 | 0.68
CSP | 0 | 0 | 0 | 0 | 0 | 0
CT | 0 | 0 | 0 | 0 | 0 | 0
Coal | 117.38 | 127.61 | 127.61 | 126.51 | 127.61 | 175.5
Geo | 0 | 0 | 0 | 0 | 0 | 0
H | 0 | 0 | 0 | 0 | 0 | 0
LFG | 0 | 0 | 0 | 0.01 | 0.01 | 0.01
Nuc | 23.15 | 23.15 | 23.15 | 23.15 | 0 | 0
PS | 0 | 0 | 0 | 0 | 0 | 0
PV | 0 | 0 | 0 | 0 | 0 | 0
PeakG | 0.51 | 1.62 | 1.55 | 0.95 | 0.02 | 0
PeakO | 0 | 0 | 0 | 0 | 0 | 0
ST | 0 | 0 | 0 | 0 | 0 | 0
STOG | 0.13 | 0.13 | 0.22 | 0.13 | 0.25 | 0
STWD | 0 | 0 | 0 | 0 | 0 | 0
WT | 0.01 | 0.09 | 0.09 | 0.09 | 0.09 | 0.09
IGCC | 0 | 0 | 0 | 0 | 0 | 0
DemandResponse | 0 | 0 | 0 | 0 | 0 | 0
IGCC-CCS | 0 | 0 | 0 | 0 | 0 | 0
WT_off | 0 | 0 | 0 | 0 | 0 | 0
PseudoUnit | 0 | 0 | 0 | 0 | 0 | 0
FixedInterchange | 0 | 0 | 0 | 0 | 0 | 0
Base VOM Costs by Reporting Type: NEISO
ReportingType | 2015 | 2020 | 2025 | 2030 | 2035 | 2040
BM | 9.41 | 9.41 | 2.97 | 0 | 0 | 0.13
CC | 124.23 | 109.65 | 99.79 | 83.91 | 135.09 | 155.63
CSP | 0 | 0 | 0 | 0 | 0 | 0
CT | 0.03 | 0.11 | 0.03 | 0 | 0.1 | 0.44
Coal | 0.12 | 0 | 0 | 0 | 0 | 0
Geo | 0 | 0 | 0 | 0 | 0 | 0
H | 0 | 0 | 0 | 0 | 0 | 0
LFG | 0.05 | 0.05 | 0.06 | 0.06 | 0.06 | 0.06
Nuc | 85.9 | 85.9 | 85.9 | 85.9 | 62.06 | 45.84
PS | 0 | 0 | 0 | 0 | 0 | 0
PV | 0 | 0.01 | 0.01 | 0.01 | 0.01 | 0.01
PeakG | 0.27 | 0.32 | 0.29 | 0.25 | 0.48 | 0.61
PeakO | 0 | 0 | 0 | 0 | 0 | 0
ST | 0 | 0 | 0 | 0 | 0 | 0
STOG | 0 | 0 | 0 | 0 | 0 | 0
STWD | 10.15 | 10.15 | 9.75 | 0 | 0 | 2.73
WT | 0.01 | 0.01 | 0.01 | 0.01 | 0.01 | 0.01
IGCC | 0 | 0 | 0 | 0 | 0 | 0
DemandResponse | 0 | 0 | 0 | 0 | 0 | 0
IGCC-CCS | 0 | 0 | 0 | 0 | 0 | 0
WT_off | 0.02 | 0.07 | 0.14 | 0.25 | 0.23 | 0.18
PseudoUnit | 0 | 0 | 0 | 0 | 0 | 0
FixedInterchange | 0 | 0 | 0 | 0 | 0 | 0
Base VOM Costs by Reporting Type: NonRTO_Midwest
ReportingType | 2015 | 2020 | 2025 | 2030 | 2035 | 2040
BM | 0 | 0 | 0 | 0 | 0 | 0
CC | 0 | 5.26 | 5.26 | 4.64 | 3.25 | 6.23
CSP | 0 | 0 | 0 | 0 | 0 | 0
CT | 0 | 0 | 0 | 0 | 0 | 0
Coal | 218.76 | 247.5 | 249.84 | 250.87 | 254.92 | 259.66
Geo | 0 | 0 | 0 | 0 | 0 | 0
H | 0 | 0 | 0.04 | 0.04 | 0.04 | 0.04
LFG | 0 | 0 | 0.01 | 0.01 | 0.01 | 0.01
Nuc | 0 | 0 | 0 | 0 | 0 | 0
PS | 0 | 0 | 0 | 0 | 0 | 0
PV | 0 | 0 | 0 | 0 | 0 | 0
PeakG | 1.36 | 2.36 | 3.43 | 2.82 | 3.74 | 3.65
PeakO | 0 | 0 | 0 | 0 | 0 | 0
ST | 0 | 0 | 0 | 0 | 0 | 0
STOG | 0 | 0 | 0 | 0 | 0 | 0
STWD | 0 | 0 | 0 | 0 | 0 | 0
WT | 0 | 0 | 0 | 0 | 0 | 0
IGCC | 0 | 0 | 0 | 0 | 0 | 0
DemandResponse | 0 | 0 | 0 | 0 | 0 | 0
IGCC-CCS | 0 | 0 | 0 | 0 | 0 | 0
WT_off | 0 | 0 | 0 | 0 | 0 | 0
PseudoUnit | 0 | 0 | 0 | 0 | 0 | 0
FixedInterchange | 0 | 0 | 0 | 0 | 0 | 0
Base VOM Costs by Reporting Type: NYISO_A-F
ReportingType | 2015 | 2020 | 2025 | 2030 | 2035 | 2040
BM | 0 | 0 | 0 | 0 | 0 | 0
CC | 25.15 | 26.59 | 31.05 | 29.3 | 40.61 | 39.59
CSP | 0 | 0 | 0 | 0 | 0 | 0
CT | 0 | 0 | 0 | 0 | 0 | 0
Coal | 0 | 0 | 0 | 0 | 0 | 0
Geo | 0 | 0 | 0 | 0 | 0 | 0
H | 0 | 0 | 0 | 0 | 0 | 0
LFG | 0.02 | 0.02 | 0.02 | 0.02 | 0.02 | 0.02
Nuc | 62.23 | 62.23 | 62.23 | 50.74 | 40 | 24.24
PS | 0 | 0 | 0 | 0 | 0 | 0
PV | 0 | 0 | 0 | 0 | 0 | 0
PeakG | 0 | 0 | 0.01 | 0 | 0.05 | 0.17
PeakO | 0 | 0 | 0 | 0 | 0 | 0
ST | 0 | 0 | 0 | 0 | 0 | 0
STOG | 0 | 0 | 0 | 0 | 0 | 0
STWD | 0 | 0 | 0 | 0 | 0 | 0
WT | 0.11 | 0.13 | 0.13 | 0.13 | 0.08 | 0.06
IGCC | 0 | 0 | 0 | 0 | 0 | 0
DemandResponse | 0 | 0 | 0 | 0 | 0 | 0
IGCC-CCS | 0 | 0 | 0 | 0 | 0 | 0
WT_off | 0 | 0 | 0 | 0 | 0 | 0
PseudoUnit | 0 | 0 | 0 | 0 | 0 | 0
FixedInterchange | 0 | 0 | 0 | 0 | 0 | 0
Base VOM Costs by Reporting Type: NYISO_G-I
ReportingType | 2015 | 2020 | 2025 | 2030 | 2035 | 2040
BM | 0 | 0 | 0 | 0 | 0 | 0
CC | 14.09 | 16.12 | 18.28 | 14.57 | 68.2 | 167.28
CSP | 0 | 0 | 0 | 0 | 0 | 0
CT | 0 | 0 | 0 | 0 | 0 | 0
Coal | 0 | 0 | 0 | 0 | 0 | 0
Geo | 0 | 0 | 0 | 0 | 0 | 0
H | 0 | 0 | 0 | 0 | 0 | 0
LFG | 0.01 | 0.01 | 0.01 | 0.01 | 0.01 | 0.01
Nuc | 37.82 | 37.82 | 37.82 | 37.82 | 18.96 | 0.01
PS | 0 | 0 | 0 | 0 | 0 | 0
PV | 0 | 0 | 0 | 0 | 0 | 0
PeakG | 0 | 0 | 0 | 0 | 0 | 0
PeakO | 0 | 0 | 0 | 0 | 0 | 0
ST | 0 | 0 | 0 | 0 | 0 | 0
STOG | 0 | 0 | 0 | 0 | 0 | 0
STWD | 0 | 0 | 0 | 0 | 0 | 0
WT | 0 | 0 | 0 | 0 | 0 | 0
IGCC | 0 | 0 | 0 | 0 | 0 | 0
DemandResponse | 0 | 0 | 0 | 0 | 0 | 0
IGCC-CCS | 0 | 0 | 0 | 0 | 0 | 0
WT_off | 0 | 0 | 0 | 0 | 0 | 0
PseudoUnit | 0 | 0 | 0 | 0 | 0 | 0
FixedInterchange | 0 | 0 | 0 | 0 | 0 | 0
Base VOM Costs by Reporting Type: NYISO_J-K
ReportingType | 2015 | 2020 | 2025 | 2030 | 2035 | 2040
BM | 0 | 0 | 0 | 0 | 0 | 0
CC | 67.76 | 76.85 | 74.83 | 70.76 | 80.73 | 77.54
CSP | 0 | 0 | 0 | 0 | 0 | 0
CT | 0 | 0 | 0 | 0 | 1.43 | 2.21
Coal | 0 | 0 | 0 | 0 | 0 | 0
Geo | 0 | 0 | 0 | 0 | 0 | 0
H | 0 | 0 | 0 | 0 | 0 | 0
LFG | 0.01 | 0.01 | 0.01 | 0.02 | 0.02 | 0.02
Nuc | 0 | 0 | 0 | 0 | 0 | 0
PS | 0 | 0 | 0 | 0 | 0 | 0
PV | 0 | 0 | 0 | 0 | 0 | 0
PeakG | 0.45 | 1.37 | 1.11 | 0.7 | 2.31 | 2.31
PeakO | 0 | 0 | 0 | 0 | 0 | 0
ST | 0 | 0 | 0 | 0 | 0 | 0
STOG | 2.21 | 2.76 | 2.82 | 2.04 | 3.97 | 4.22
STWD | 0 | 0 | 0 | 0 | 0 | 0
WT | 0 | 0 | 0 | 0 | 0 | 0
IGCC | 0 | 0 | 0 | 0 | 0 | 0
DemandResponse | 0 | 0 | 0 | 0 | 0 | 0
IGCC-CCS | 0 | 0 | 0 | 0 | 0 | 0
WT_off | 0 | 0.04 | 0.09 | 0.17 | 0.17 | 0.13
PseudoUnit | 0 | 0 | 0 | 0 | 0 | 0
FixedInterchange | 0 | 0 | 0 | 0 | 0 | 0
Base VOM Costs by Reporting Type: PJM_E
ReportingType | 2015 | 2020 | 2025 | 2030 | 2035 | 2040
BM | 1.12 | 1.12 | 1.12 | 1.12 | 1.12 | 1.12
CC | 85.04 | 121.84 | 88.76 | 64.9 | 134.74 | 145.09
CSP | 0 | 0 | 0 | 0 | 0 | 0
CT | 0 | 0.01 | 0 | 0.01 | 0.1 | 0.03
Coal | 1.55 | 0.55 | 0.55 | 0.54 | 0.88 | 0.88
Geo | 0 | 0 | 0 | 0 | 0 | 0
H | 0 | 0 | 0 | 0 | 0 | 0
LFG | 0.04 | 0.05 | 0.05 | 0.05 | 0.05 | 0.05
Nuc | 157.37 | 146 | 146 | 146 | 104.88 | 83.17
PS | 0 | 0 | 0 | 0 | 0 | 0
PV | 0 | 0 | 0 | 0 | 0 | 0
PeakG | 0.19 | 0.67 | 2.1 | 1.5 | 7.81 | 2.3
PeakO | 0 | 0 | 0 | 0 | 0 | 0
ST | 0 | 0 | 0 | 0 | 0 | 0
STOG | 0.61 | 1.03 | 1.03 | 0.54 | 2.01 | 1.12
STWD | 0 | 0 | 0 | 0 | 0 | 0
WT | 0.02 | 0.02 | 0.02 | 0.02 | 0.02 | 0.06
IGCC | 0 | 0 | 0 | 0 | 0 | 0
DemandResponse | 0 | 0 | 0 | 0 | 0 | 0
IGCC-CCS | 0 | 0 | 0 | 0 | 0 | 0
WT_off | 0 | 0.05 | 0.23 | 0.36 | 0.36 | 0.37
PseudoUnit | 0 | 0 | 0 | 0 | 0 | 0
FixedInterchange | 0 | 0 | 0 | 0 | 0 | 0
Base VOM Costs by Reporting Type: PJM_ROM
ReportingType | 2015 | 2020 | 2025 | 2030 | 2035 | 2040
BM | 0.67 | 0.67 | 0.67 | 57.96 | 73.31 | 73.31
CC | 50.41 | 64.55 | 49.09 | 38.83 | 70.33 | 342.06
CSP | 0 | 0 | 0 | 0 | 0 | 0
CT | 0 | 0.01 | 0.02 | 0.01 | 0.06 | 0.02
Coal | 182.64 | 169.55 | 169.21 | 141.04 | 186.51 | 186.51
Geo | 0 | 0 | 0 | 0 | 0 | 0
H | 0 | 0.03 | 0.03 | 0.03 | 0.03 | 0.03
LFG | 0.03 | 0.05 | 0.05 | 0.05 | 0.05 | 0.05
Nuc | 93.13 | 93.13 | 93.13 | 93.13 | 61.1 | 44.47
PS | 0 | 0 | 0 | 0 | 0 | 0
PV | 0 | 0.03 | 0.04 | 0.05 | 0.05 | 0.05
PeakG | 0 | 0.4 | 0.08 | 0 | 2.42 | 1.27
PeakO | 0 | 0 | 0 | 0 | 0 | 0
ST | 0 | 0 | 0 | 0 | 0 | 0
STOG | 1.64 | 3.21 | 3.21 | 2.01 | 5.11 | 4.61
STWD | 1.16 | 1.16 | 1.16 | 1.16 | 1.16 | 1.16
WT | 0.03 | 0.14 | 0.19 | 0.19 | 0.19 | 0.19
IGCC | 0 | 0 | 0 | 0 | 0 | 0
DemandResponse | 0 | 0 | 0 | 0 | 0 | 0
IGCC-CCS | 0 | 0 | 0 | 0 | 0 | 0
WT_off | 0 | 0 | 0 | 0 | 0 | 0
PseudoUnit | 0 | 0 | 0 | 0 | 0 | 0
FixedInterchange | 0 | 0 | 0 | 0 | 0 | 0
Base VOM Costs by Reporting Type: PJM_ROR
ReportingType | 2015 | 2020 | 2025 | 2030 | 2035 | 2040
BM | 11.27 | 14.36 | 14.36 | 14.36 | 42.24 | 69.31
CC | 171.17 | 169.46 | 125.47 | 76.81 | 123.59 | 114.24
CSP | 0 | 0 | 0 | 0 | 0 | 0
CT | 0.06 | 0.06 | 0.06 | 0.01 | 8.3 | 16.11
Coal | 1361.67 | 1125.74 | 1126.18 | 1115.59 | 1132.7 | 1138.36
Geo | 0 | 0 | 0 | 0 | 0 | 0
H | 0 | 0.03 | 0.03 | 0.03 | 0.03 | 0.03
LFG | 0.05 | 0.09 | 0.09 | 0.09 | 0.09 | 0.09
Nuc | 370.54 | 370.54 | 370.54 | 354.51 | 275.46 | 185.16
PS | 0 | 0 | 0 | 0 | 0 | 0
PV | 0 | 0 | 0 | 0 | 0 | 0
PeakG | 10.21 | 11.21 | 8.07 | 3.78 | 8.62 | 8.53
PeakO | 0 | 0 | 0 | 0 | 0 | 0
ST | 0 | 0 | 0 | 0 | 0 | 0
STOG | 1.9 | 1.94 | 1.9 | 1.9 | 1.9 | 1.9
STWD | 3.23 | 3.23 | 3.23 | 3.23 | 3.23 | 3.23
WT | 0.31 | 0.63 | 1.06 | 1.44 | 1.44 | 1.44
IGCC | 0 | 0 | 0 | 0 | 0 | 0
DemandResponse | 0 | 0 | 0 | 0 | 0 | 0
IGCC-CCS | 0 | 0 | 0 | 0 | 0 | 0
WT_off | 0 | 0.01 | 0.04 | 0.08 | 0.08 | 0.08
PseudoUnit | 0 | 0 | 0 | 0 | 0 | 0
FixedInterchange | 0 | 0 | 0 | 0 | 0 | 0
Base VOM Costs by Reporting Type: SOCO
ReportingType | 2015 | 2020 | 2025 | 2030 | 2035 | 2040
BM | 2.05 | 49.17 | 222.43 | 244.58 | 244.58 | 244.58
CC | 318.32 | 305.72 | 242.6 | 207.47 | 198.32 | 203.42
CSP | 0 | 0 | 0 | 0 | 0 | 0
CT | 0 | 0 | 0 | 0 | 0 | 0
Coal | 342.25 | 374.32 | 397.86 | 408.36 | 433.33 | 644.31
Geo | 0 | 0 | 0 | 0 | 0 | 0
H | 0 | 0 | 0 | 0 | 0 | 0.02
LFG | 0 | 0.01 | 0.01 | 0.01 | 0.01 | 0.01
Nuc | 108.01 | 143 | 143 | 143 | 143 | 94.09
PS | 0 | 0 | 0 | 0 | 0 | 0
PV | 0 | 0 | 0 | 0 | 0 | 0
PeakG | 5.25 | 8.25 | 5.98 | 3.45 | 6.42 | 7.04
PeakO | 0 | 0 | 0 | 0 | 0 | 0
ST | 0 | 0 | 0 | 0 | 0 | 0
STOG | 0 | 0 | 0 | 0 | 0 | 0
STWD | 11.11 | 11.11 | 11.11 | 11.11 | 11.11 | 11.11
WT | 0 | 0 | 0 | 0 | 0 | 0
IGCC | 0 | 0 | 0 | 0 | 0 | 0
DemandResponse | 0 | 0 | 0 | 0 | 0 | 0
IGCC-CCS | 0 | 0 | 0 | 0 | 0 | 0
WT_off | 0 | 0 | 0 | 0 | 0 | 0
PseudoUnit | 0 | 0 | 0 | 0 | 0 | 0
FixedInterchange | 0 | 0 | 0 | 0 | 0 | 0
Base VOM Costs by Reporting Type: SPP_N
ReportingType | 2015 | 2020 | 2025 | 2030 | 2035 | 2040
BM | 0 | 0 | 0 | 0 | 0 | 0
CC | 16.54 | 7.92 | 4.45 | 2.95 | 4.04 | 3.55
CSP | 0 | 0 | 0 | 0 | 0 | 0
CT | 0 | 0.28 | 0.28 | 0.27 | 11.29 | 9.13
Coal | 236.28 | 246.99 | 237.33 | 236.1 | 237.4 | 237.4
Geo | 0 | 0 | 0 | 0 | 0 | 0
H | 0 | 0 | 0 | 0 | 0 | 0
LFG | 0 | 0 | 0 | 0.01 | 0.01 | 0.01
Nuc | 21.45 | 21.45 | 21.45 | 21.45 | 21.45 | 21.45
PS | 0 | 0 | 0 | 0 | 0 | 0
PV | 0 | 0 | 0 | 0 | 0 | 0
PeakG | 0 | 0.75 | 0.94 | 0.06 | 0 | 0
PeakO | 0 | 0 | 0 | 0 | 0 | 0
ST | 0 | 0 | 0 | 0 | 0 | 0
STOG | 0.78 | 1.52 | 1.52 | 1.31 | 1.51 | 1.51
STWD | 0 | 0 | 0 | 0 | 0 | 0
WT | 0.05 | 0.1 | 0.22 | 0.44 | 0.44 | 0.44
IGCC | 0 | 0 | 0 | 0 | 0 | 0
DemandResponse | 0 | 0 | 0 | 0 | 0 | 0
IGCC-CCS | 0 | 0 | 0 | 0 | 0 | 0
WT_off | 0 | 0 | 0 | 0 | 0 | 0
PseudoUnit | 0 | 0 | 0 | 0 | 0 | 0
FixedInterchange | 0 | 0 | 0 | 0 | 0 | 0
Base VOM Costs by Reporting Type: SPP_S
ReportingType | 2015 | 2020 | 2025 | 2030 | 2035 | 2040
BM | 0 | 0 | 0 | 0 | 0 | 0
CC | 108.36 | 90.09 | 52.52 | 29.57 | 45.86 | 39
CSP | 0 | 0 | 0 | 0 | 0 | 0
CT | 0 | 0 | 0 | 0 | 0 | 0
Coal | 346.9 | 338.04 | 325.08 | 294.93 | 346.74 | 340.01
Geo | 0 | 0 | 0 | 0 | 0 | 0
H | 0 | 0 | 0 | 0 | 0 | 0
LFG | 0 | 0 | 0 | 0.01 | 0.01 | 0.01
Nuc | 0 | 0 | 0 | 0 | 0 | 0
PS | 0 | 0 | 0 | 0 | 0 | 0
PV | 0 | 0 | 0 | 0 | 0 | 0
PeakG | 0 | 0 | 0 | 0 | 0 | 0
PeakO | 0 | 0 | 0 | 0 | 0 | 0
ST | 0 | 0 | 0 | 0 | 0 | 0
STOG | 6.57 | 4.95 | 3.85 | 1.98 | 4.69 | 4.33
STWD | 1.4 | 0.13 | 0.08 | 0.07 | 0.13 | 0.13
WT | 0.11 | 0.47 | 0.77 | 0.98 | 1.04 | 1.07
IGCC | 0 | 0 | 0 | 0 | 0 | 0
DemandResponse | 0 | 0 | 0 | 0 | 0 | 0
IGCC-CCS | 0 | 0 | 0 | 0 | 0 | 0
WT_off | 0 | 0 | 0 | 0 | 0 | 0
PseudoUnit | 0 | 0 | 0 | 0 | 0 | 0
FixedInterchange | 0 | 0 | 0 | 0 | 0 | 0
Base VOM Costs by Reporting Type: TVA
ReportingType | 2015 | 2020 | 2025 | 2030 | 2035 | 2040
BM | 0 | 115.68 | 127.49 | 240.97 | 263.47 | 263.47
CC | 52.97 | 28.75 | 31.36 | 14.12 | 24.61 | 29.56
CSP | 0 | 0 | 0 | 0 | 0 | 0
CT | 0 | 0 | 0 | 0 | 0 | 1.22
Coal | 324.59 | 276.01 | 275.13 | 264.93 | 282.14 | 290.87
Geo | 0 | 0 | 0 | 0 | 0 | 0
H | 0 | 0 | 0 | 0 | 0 | 0
LFG | 0 | 0.01 | 0.01 | 0.01 | 0.01 | 0.01
Nuc | 152.12 | 152.12 | 152.12 | 152.12 | 105.66 | 82.02
PS | 0 | 0 | 0 | 0 | 0 | 0
PV | 0 | 0 | 0 | 0 | 0 | 0
PeakG | 0 | 0 | 0 | 0 | 0.17 | 0
PeakO | 0 | 0 | 0 | 0 | 0 | 0
ST | 0 | 0 | 0 | 0 | 0 | 0
STOG | 0 | 0 | 0 | 0 | 0 | 0
STWD | 0.08 | 0.08 | 0.08 | 0.08 | 0.08 | 0.08
WT | 0 | 0 | 0 | 0 | 0 | 0
IGCC | 0 | 0 | 0 | 0 | 0 | 0
DemandResponse | 0 | 0 | 0 | 0 | 0 | 0
IGCC-CCS | 0 | 0 | 0 | 0 | 0 | 0
WT_off | 0 | 0 | 0 | 0 | 0 | 0
PseudoUnit | 0 | 0 | 0 | 0 | 0 | 0
FixedInterchange | 0 | 0 | 0 | 0 | 0 | 0
Base VOM Costs by Reporting Type: TVA_Transmission
ReportingType | 2015 | 2020 | 2025 | 2030 | 2035 | 2040
BM | 0 | 0 | 0 | 0 | 0 | 0
CC | 0 | 0 | 0 | 0 | 0 | 0
CSP | 0 | 0 | 0 | 0 | 0 | 0
CT | 0 | 0 | 0 | 0 | 0 | 0
Coal | 0 | 0 | 0 | 0 | 0 | 0
Geo | 0 | 0 | 0 | 0 | 0 | 0
H | 0 | 0 | 0 | 0 | 0 | 0
LFG | 0 | 0 | 0 | 0 | 0 | 0
Nuc | 0 | 0 | 0 | 0 | 0 | 0
PS | 0 | 0 | 0 | 0 | 0 | 0
PV | 0 | 0 | 0 | 0 | 0 | 0
PeakG | 0 | 0 | 0 | 0 | 0 | 0
PeakO | 0 | 0 | 0 | 0 | 0 | 0
ST | 0 | 0 | 0 | 0 | 0 | 0
STOG | 0 | 0 | 0 | 0 | 0 | 0
STWD | 0 | 0 | 0 | 0 | 0 | 0
WT | 0 | 0 | 0 | 0 | 0 | 0
IGCC | 0 | 0 | 0 | 0 | 0 | 0
DemandResponse | 0 | 0 | 0 | 0 | 0 | 0
IGCC-CCS | 0 | 0 | 0 | 0 | 0 | 0
WT_off | 0 | 0 | 0 | 0 | 0 | 0
PseudoUnit | 0 | 0 | 0 | 0 | 0 | 0
FixedInterchange | 0 | 0 | 0 | 0 | 0 | 0
Base VOM Costs by Reporting Type: VACAR
ReportingType | 2015 | 2020 | 2025 | 2030 | 2035 | 2040
BM | 0.03 | 260.66 | 260.66 | 260.66 | 260.66 | 260.66
CC | 101.1 | 74.08 | 49.14 | 16.07 | 26.21 | 45.19
CSP | 0 | 0 | 0 | 0 | 0 | 0
CT | 4.09 | 4.23 | 2.96 | 0.68 | 3.36 | 5.76
Coal | 368.18 | 276.55 | 218.14 | 118.12 | 228.39 | 275.74
Geo | 0 | 0 | 0 | 0 | 0 | 0
H | 0 | 0 | 0 | 0 | 0 | 0
LFG | 0.01 | 0.01 | 0.01 | 0.01 | 0.01 | 0.01
Nuc | 211.36 | 248.42 | 248.42 | 248.42 | 188.36 | 154
PS | 0 | 0 | 0 | 0 | 0 | 0
PV | 0 | 0 | 0 | 0 | 0 | 0
PeakG | 1.01 | 1.56 | 1.53 | 0.25 | 1.09 | 1.49
PeakO | 0 | 0 | 0 | 0 | 0 | 0
ST | 0 | 0 | 0 | 0 | 0 | 0
STOG | 0 | 0 | 0 | 0 | 0 | 0
STWD | 4.67 | 4.67 | 4.67 | 4.67 | 4.67 | 4.67
WT | 0 | 0.08 | 0.08 | 0.08 | 0.08 | 0.08
IGCC | 0 | 0 | 0 | 0 | 0 | 0
DemandResponse | 0 | 0 | 0 | 0 | 0 | 0
IGCC-CCS | 0 | 0 | 0 | 0 | 0 | 0
WT_off | 0 | 0.02 | 0.43 | 1.06 | 1.16 | 1.32
PseudoUnit | 0 | 0 | 0 | 0 | 0 | 0
FixedInterchange | 0 | 0 | 0 | 0 | 0 | 0
Base VOM Costs by Reporting Type: IESO
ReportingType | 2015 | 2020 | 2025 | 2030 | 2035 | 2040
BM | 0 | 0 | 0 | 0 | 0 | 0
CC | 3.99 | 2.53 | 3.66 | 2.43 | 23.76 | 72.18
CSP | 0 | 0 | 0 | 0 | 0 | 0
CT | 0 | 0 | 0 | 0 | 0.04 | 0.42
Coal | 0 | 0 | 0 | 0 | 0 | 0
Geo | 0 | 0 | 0 | 0 | 0 | 0
H | 0 | 0 | 0 | 0 | 0 | 0.02
LFG | 0.01 | 0.01 | 0.01 | 0.01 | 0.01 | 0.01
Nuc | 240.73 | 240.73 | 240.73 | 240.73 | 221.68 | 193.2
PS | 0 | 0 | 0 | 0 | 0 | 0
PV | 0 | 0 | 0 | 0 | 0 | 0
PeakG | 0 | 0 | 0 | 0 | 0 | 0.01
PeakO | 0 | 0 | 0 | 0 | 0 | 0
ST | 0 | 0 | 0 | 0 | 0 | 0
STOG | 0 | 0 | 0 | 0 | 0 | 0
STWD | 0 | 0 | 0 | 0 | 0 | 0
WT | 0.09 | 0.09 | 0.09 | 0.09 | 0.04 | 0.04
IGCC | 0 | 0 | 0 | 0 | 0 | 0
DemandResponse | 0 | 0 | 0 | 0 | 0 | 0
IGCC-CCS | 0 | 0 | 0 | 0 | 0 | 0
WT_off | 0 | 0 | 0 | 0 | 0 | 0
PseudoUnit | 0 | 0 | 0 | 0 | 0 | 0
FixedInterchange | 0 | 0 | 0 | 0 | 0 | 0
Base VOM Costs by Reporting Type: MAPP_CA
ReportingType | 2015 | 2020 | 2025 | 2030 | 2035 | 2040
BM | 0 | 0 | 0 | 0 | 0 | 0
CC | 8.33 | 8.33 | 1.3 | 0 | 0 | 0.11
CSP | 0 | 0 | 0 | 0 | 0 | 0
CT | 0 | 0 | 0 | 0 | 0 | 0
Coal | 2.16 | 4.04 | 0 | 0 | 0 | 0
Geo | 0 | 0 | 0 | 0 | 0 | 0
H | 0 | 0.02 | 0.15 | 0.32 | 0.32 | 0.32
LFG | 0 | 0 | 0 | 0 | 0 | 0
Nuc | 0 | 0 | 0 | 0 | 0 | 0
PS | 0 | 0 | 0 | 0 | 0 | 0
PV | 0 | 0 | 0 | 0 | 0 | 0
PeakG | 0 | 0 | 0 | 0 | 0 | 0
PeakO | 0 | 0 | 0 | 0 | 0 | 0
ST | 0 | 0 | 0 | 0 | 0 | 0
STOG | 0 | 0 | 0 | 0 | 0 | 0
STWD | 0 | 0 | 0 | 0 | 0 | 0
WT | 0.02 | 0.02 | 0.02 | 0.02 | 0.02 | 0.02
IGCC | 0 | 0 | 0 | 0 | 0 | 0
DemandResponse | 0 | 0 | 0 | 0 | 0 | 0
IGCC-CCS | 0 | 0 | 0 | 0 | 0 | 0
WT_off | 0 | 0 | 0 | 0 | 0 | 0
PseudoUnit | 0 | 0 | 0 | 0 | 0 | 0
FixedInterchange | 0 | 0 | 0 | 0 | 0 | 0
Base VOM Costs by Reporting Type: AZ_NM_SNV_Coal
ReportingType | 2015 | 2020 | 2025 | 2030 | 2035 | 2040
BM | 0 | 0 | 0 | 0 | 0 | 0
CC | 0 | 0 | 0 | 0 | 0 | 0
CSP | 0 | 0 | 0 | 0 | 0 | 0
CT | 0 | 0 | 0 | 0 | 0 | 0
Coal | 292.25 | 324.69 | 324.69 | 324.69 | 324.69 | 592.49
Geo | 0 | 0 | 0 | 0 | 0 | 0
H | 0 | 0 | 0 | 0 | 0 | 0
LFG | 0 | 0 | 0 | 0 | 0 | 0
Nuc | 0 | 0 | 0 | 0 | 0 | 0
PS | 0 | 0 | 0 | 0 | 0 | 0
PV | 0 | 0 | 0 | 0 | 0 | 0
PeakG | 0 | 0 | 0 | 0 | 0 | 0
PeakO | 0 | 0 | 0 | 0 | 0 | 0
ST | 0 | 0 | 0 | 0 | 0 | 0
STOG | 0 | 0 | 0 | 0 | 0 | 0
STWD | 0 | 0 | 0 | 0 | 0 | 0
WT | 0 | 0 | 0 | 0 | 0 | 0
IGCC | 0 | 0 | 0 | 0 | 0 | 0
DemandResponse | 0 | 0 | 0 | 0 | 0 | 0
IGCC-CCS | 0 | 0 | 0 | 0 | 0 | 0
WT_off | 0 | 0 | 0 | 0 | 0 | 0
PseudoUnit | 0 | 0 | 0 | 0 | 0 | 0
FixedInterchange | 0 | 0 | 0 | 0 | 0 | 0
Base VOM Costs by Reporting Type: AZ_NM_SNV_Gas
ReportingType | 2015 | 2020 | 2025 | 2030 | 2035 | 2040
BM | 0 | 0 | 0 | 0 | 0 | 0
CC | 254.16 | 316.78 | 315.43 | 416.97 | 468.75 | 444.5
CSP | 0 | 0 | 0 | 0 | 0 | 0
CT | 0 | 0 | 1.43 | 1.43 | 0 | 0
Coal | 0 | 0 | 0 | 0 | 0 | 0
Geo | 0 | 0 | 0 | 0 | 0 | 0
H | 0 | 0 | 0 | 0 | 0 | 0
LFG | 0 | 0 | 0 | 0 | 0 | 0
Nuc | 0 | 0 | 0 | 0 | 0 | 0
PS | 0 | 0 | 0 | 0 | 0 | 0
PV | 0 | 0 | 0 | 0 | 0 | 0
PeakG | 0 | 0 | 1.55 | 2.83 | 3.22 | 0
PeakO | 0 | 0 | 0 | 0 | 0 | 0
ST | 0 | 0 | 0 | 0 | 0 | 0
STOG | 0 | 0 | 0 | 0 | 0 | 0
STWD | 0 | 0 | 0 | 0 | 0 | 0
WT | 0 | 0 | 0 | 0 | 0 | 0
IGCC | 0 | 0 | 0 | 0 | 0 | 0
DemandResponse | 0 | 0 | 0 | 0 | 0 | 0
IGCC-CCS | 0 | 0 | 0 | 0 | 0 | 0
WT_off | 0 | 0 | 0 | 0 | 0 | 0
PseudoUnit | 0 | 0 | 0 | 0 | 0 | 0
FixedInterchange | 0 | 0 | 0 | 0 | 0 | 0
Base VOM Costs by Reporting Type: AZ_NM_SNV_NucRenew
ReportingType | 2015 | 2020 | 2025 | 2030 | 2035 | 2040
BM | 0 | 0 | 0 | 0 | 0 | 0
CC | 0 | 0 | 0 | 0 | 0 | 0
CSP | 0 | 0 | 0 | 0 | 0 | 0
CT | 0 | 0 | 0 | 0 | 0 | 0
Coal | 0 | 0 | 0 | 0 | 0 | 0
Geo | 0 | 0 | 116.31 | 116.31 | 116.31 | 116.31
H | 0 | 0 | 0 | 0 | 0 | 0
LFG | 0 | 0 | 0.01 | 0.01 | 0.01 | 0.01
Nuc | 71.66 | 71.66 | 71.66 | 71.66 | 71.66 | 71.66
PS | 0 | 0 | 0 | 0 | 0 | 0
PV | 0 | 0 | 0 | 0 | 0 | 0
PeakG | 0 | 0 | 0 | 0 | 0 | 0
PeakO | 0 | 0 | 0 | 0 | 0 | 0
ST | 0.01 | 0.03 | 0.04 | 0.04 | 0.04 | 0.04
STOG | 0 | 0 | 0 | 0 | 0 | 0
STWD | 0.43 | 0.43 | 0.43 | 0.43 | 0.43 | 0.43
WT | 0.02 | 0.02 | 0.03 | 0.04 | 0.04 | 0.04
IGCC | 0 | 0 | 0 | 0 | 0 | 0
DemandResponse | 0 | 0 | 0 | 0 | 0 | 0
IGCC-CCS | 0 | 0 | 0 | 0 | 0 | 0
WT_off | 0 | 0 | 0 | 0 | 0 | 0
PseudoUnit | 0 | 0 | 0 | 0 | 0 | 0
FixedInterchange | 0 | 0 | 0 | 0 | 0 | 0
Base VOM Costs by Reporting Type: ERCOT
ReportingType | 2015 | 2020 | 2025 | 2030 | 2035 | 2040
BM | 0 | 0.77 | 0.49 | 68.87 | 71.26 | 75.61
CC | 343.25 | 306.96 | 253.01 | 209.8 | 234.55 | 279.59
CSP | 0 | 0 | 0 | 0 | 0 | 0
CT | 0 | 0 | 0 | 0 | 0 | 0
Coal | 460.35 | 526.64 | 564.54 | 564.52 | 573.24 | 578.5
Geo | 0 | 0 | 0 | 0 | 0 | 0
H | 0 | 0 | 0 | 0.02 | 0.02 | 0.02
LFG | 0.01 | 0.01 | 0.04 | 0.04 | 0.04 | 0.04
Nuc | 94.14 | 94.14 | 94.14 | 94.14 | 94.14 | 94.14
PS | 0 | 0 | 0 | 0 | 0 | 0
PV | 0 | 0 | 0 | 0 | 0 | 0
PeakG | 0 | 0 | 0 | 0 | 0 | 0
PeakO | 0 | 0 | 0 | 0 | 0 | 0
ST | 0 | 0 | 0 | 0 | 0 | 0
STOG | 12.27 | 12.96 | 13.12 | 11.37 | 11.13 | 10.06
STWD | 0 | 0 | 0 | 0 | 0 | 0
WT | 0.32 | 0.58 | 0.87 | 1.05 | 1.08 | 1.12
IGCC | 0 | 0 | 0 | 0 | 0 | 0
DemandResponse | 0 | 0 | 0 | 0 | 0 | 0
IGCC-CCS | 0 | 0 | 0 | 0 | 0 | 0
WT_off | 0 | 0 | 0 | 0 | 0 | 0
PseudoUnit | 0 | 0 | 0 | 0 | 0 | 0
FixedInterchange | 0 | 0 | 0 | 0 | 0 | 0
Base VOM Costs by Reporting Type: NP15
ReportingType | 2015 | 2020 | 2025 | 2030 | 2035 | 2040
BM | 0 | 0 | 0 | 0 | 0 | 0
CC | 92.05 | 97.25 | 74.38 | 59.34 | 36.68 | 15.05
CSP | 0 | 0 | 0 | 0 | 0 | 0
CT | 0 | 0 | 0 | 0 | 0 | 0
Coal | 0.81 | 0 | 0 | 0 | 0 | 0
Geo | 0.11 | 13.44 | 48.23 | 48.23 | 48.23 | 48.23
H | 0 | 0 | 0 | 0 | 0 | 0
LFG | 0.01 | 0.01 | 0.06 | 0.06 | 0.06 | 0.06
Nuc | 42.53 | 42.53 | 42.53 | 42.53 | 42.53 | 42.53
PS | 0 | 0 | 0 | 0 | 0 | 0
PV | 0 | 0 | 0 | 0 | 0 | 0
PeakG | 0 | 0 | 0 | 0 | 0 | 0.1
PeakO | 0 | 0 | 0 | 0 | 0 | 0
ST | 0 | 0 | 0 | 0 | 0 | 0
STOG | 0.31 | 0.49 | 0.17 | 0.34 | 0.21 | 0.38
STWD | 7.35 | 7.35 | 7.35 | 7.35 | 7.35 | 7.35
WT | 0.04 | 0.06 | 0.29 | 0.36 | 0.36 | 0.36
IGCC | 0 | 0 | 0 | 0 | 0 | 0
DemandResponse | 0 | 0 | 0 | 0 | 0 | 0
IGCC-CCS | 0 | 0 | 0 | 0 | 0 | 0
WT_off | 0 | 0 | 0 | 0 | 0 | 0
PseudoUnit | 0 | 0 | 0 | 0 | 0 | 0
FixedInterchange | 0 | 0 | 0 | 0 | 0 | 0
Base VOM Costs by Reporting Type: NWPP_Coal
ReportingType | 2015 | 2020 | 2025 | 2030 | 2035 | 2040
BM | 0 | 0 | 0 | 0 | 0 | 0
CC | 0 | 0 | 0 | 0 | 0 | 0
CSP | 0 | 0 | 0 | 0 | 0 | 0
CT | 0 | 0 | 0 | 0 | 0 | 0
Coal | 368.81 | 406.83 | 406.83 | 406.83 | 406.83 | 406.83
Geo | 0 | 0 | 0 | 0 | 0 | 0
H | 0 | 0 | 0 | 0 | 0 | 0
LFG | 0 | 0 | 0 | 0 | 0 | 0
Nuc | 0 | 0 | 0 | 0 | 0 | 0
PS | 0 | 0 | 0 | 0 | 0 | 0
PV | 0 | 0 | 0 | 0 | 0 | 0
PeakG | 0 | 0 | 0 | 0 | 0 | 0
PeakO | 0 | 0 | 0 | 0 | 0 | 0
ST | 0 | 0 | 0 | 0 | 0 | 0
STOG | 0 | 0 | 0 | 0 | 0 | 0
STWD | 0 | 0 | 0 | 0 | 0 | 0
WT | 0 | 0 | 0 | 0 | 0 | 0
IGCC | 0 | 0 | 0 | 0 | 0 | 0
DemandResponse | 0 | 0 | 0 | 0 | 0 | 0
IGCC-CCS | 0 | 0 | 0 | 0 | 0 | 0
WT_off | 0 | 0 | 0 | 0 | 0 | 0
PseudoUnit | 0 | 0 | 0 | 0 | 0 | 0
FixedInterchange | 0 | 0 | 0 | 0 | 0 | 0
Base VOM Costs by Reporting Type: NWPP_Gas
ReportingType | 2015 | 2020 | 2025 | 2030 | 2035 | 2040
BM | 0 | 0 | 0 | 0 | 0 | 0
CC | 122.48 | 122.48 | 122.48 | 199.36 | 325.23 | 343.88
CSP | 0 | 0 | 0 | 0 | 0 | 0
CT | 0 | 0 | 0 | 0 | 0 | 0
Coal | 0 | 0 | 0 | 0 | 0 | 13.92
Geo | 0 | 0 | 0 | 0 | 0 | 0
H | 0 | 0 | 0 | 0 | 0 | 0
LFG | 0 | 0 | 0 | 0 | 0 | 0
Nuc | 0 | 0 | 0 | 0 | 0 | 0
PS | 0 | 0 | 0 | 0 | 0 | 0
PV | 0 | 0 | 0 | 0 | 0 | 0
PeakG | 0 | 0 | 0 | 0 | 0 | 0
PeakO | 0 | 0 | 0 | 0 | 0 | 0
ST | 0 | 0 | 0 | 0 | 0 | 0
STOG | 0 | 0 | 0 | 0 | 0 | 0
STWD | 0 | 0 | 0 | 0 | 0 | 0
WT | 0 | 0 | 0 | 0 | 0 | 0
IGCC | 0 | 0 | 0 | 0 | 0 | 0
DemandResponse | 0 | 0 | 0 | 0 | 0 | 0
IGCC-CCS | 0 | 0 | 0 | 0 | 0 | 0
WT_off | 0 | 0 | 0 | 0 | 0 | 0
PseudoUnit | 0 | 0 | 0 | 0 | 0 | 0
FixedInterchange | 0 | 0 | 0 | 0 | 0 | 0
Base VOM Costs by Reporting Type: NWPP_NucRenew
ReportingType | 2015 | 2020 | 2025 | 2030 | 2035 | 2040
BM | 0 | 0 | 0 | 0 | 0 | 0
CC | 0 | 0 | 0 | 0 | 0 | 0
CSP | 0 | 0 | 0 | 0 | 0 | 0
CT | 0 | 0 | 0 | 0 | 0 | 0
Coal | 0 | 0 | 0 | 0 | 0 | 0
Geo | 6.93 | 6.93 | 41.74 | 41.74 | 41.74 | 41.74
H | 0 | 0 | 0 | 0 | 0 | 0
LFG | 0.01 | 0.01 | 0.03 | 0.03 | 0.03 | 0.03
Nuc | 20.91 | 20.91 | 20.91 | 20.91 | 20.91 | 20.91
PS | 0 | 0 | 0 | 0 | 0 | 0
PV | 0 | 0 | 0 | 0 | 0 | 0
PeakG | 0 | 0 | 0 | 0 | 0 | 0
PeakO | 0 | 0 | 0 | 0 | 0 | 0
ST | 0 | 0 | 0 | 0 | 0 | 0
STOG | 0 | 0 | 0 | 0 | 0 | 0
STWD | 0 | 0.19 | 2.8 | 6.31 | 6.31 | 6.31
WT | 0.19 | 0.19 | 0.19 | 0.19 | 0.19 | 0.19
IGCC | 0 | 0 | 0 | 0 | 0 | 0
DemandResponse | 0 | 0 | 0 | 0 | 0 | 0
IGCC-CCS | 0 | 0 | 0 | 0 | 0 | 0
WT_off | 0 | 0 | 0 | 0 | 0 | 0
PseudoUnit | 0 | 0 | 0 | 0 | 0 | 0
FixedInterchange | 0 | 0 | 0 | 0 | 0 | 0
Base VOM Costs by Reporting Type: RMPA
ReportingType | 2015 | 2020 | 2025 | 2030 | 2035 | 2040
BM | 0 | 0 | 0 | 0 | 0 | 0
CC | 12.34 | 23.84 | 8.27 | 7.77 | 6.85 | 6.85
CSP | 0 | 0 | 0 | 0 | 0 | 0
CT | 0 | 0 | 0 | 0 | 0 | 0
Coal | 211.72 | 226.81 | 215.69 | 215.69 | 257.55 | 297.12
Geo | 0 | 36.8 | 204.16 | 206.14 | 206.14 | 206.14
H | 0 | 0 | 0 | 0 | 0 | 0
LFG | 0 | 0 | 0 | 0 | 0 | 0
Nuc | 0 | 0 | 0 | 0 | 0 | 0
PS | 0 | 0 | 0 | 0 | 0 | 0
PV | 0 | 0 | 0 | 0 | 0 | 0
PeakG | 0.03 | 0.21 | 0.04 | 0.69 | 0.09 | 0.23
PeakO | 0 | 0 | 0 | 0 | 0 | 0
ST | 0 | 0.01 | 0.01 | 0.01 | 0.01 | 0.01
STOG | 0 | 0 | 0 | 0 | 0 | 0
STWD | 0 | 0 | 0 | 0 | 0 | 0
WT | 0.07 | 0.07 | 0.07 | 0.07 | 0.07 | 0.07
IGCC | 0 | 0 | 0 | 0 | 0 | 0
DemandResponse | 0 | 0 | 0 | 0 | 0 | 0
IGCC-CCS | 0 | 0 | 0 | 0 | 0 | 0
WT_off | 0 | 0 | 0 | 0 | 0 | 0
PseudoUnit | 0 | 0 | 0 | 0 | 0 | 0
FixedInterchange | 0 | 0 | 0 | 0 | 0 | 0
Base VOM Costs by Reporting Type: SP15
ReportingType | 2015 | 2020 | 2025 | 2030 | 2035 | 2040
BM | 0.22 | 0.22 | 0.22 | 0.22 | 0.14 | 0.14
CC | 61.09 | 60.39 | 54.12 | 47.18 | 42.43 | 23.66
CSP | 0 | 0 | 0 | 0 | 0 | 0
CT | 0 | 0 | 0 | 0 | 0 | 0
Coal | 2.89 | 3.19 | 3.19 | 1.96 | 0 | 0
Geo | 4.1 | 120.4 | 120.4 | 120.4 | 120.4 | 120.4
H | 0 | 0 | 0 | 0 | 0 | 0
LFG | 0.02 | 0.06 | 0.07 | 0.07 | 0.07 | 0.07
Nuc | 41.61 | 41.61 | 41.61 | 41.61 | 41.61 | 41.61
PS | 0 | 0 | 0 | 0 | 0 | 0
PV | 0 | 0 | 0 | 0 | 0 | 0
PeakG | 0 | 0 | 0 | 0 | 0.03 | 0
PeakO | 0 | 0 | 0 | 0 | 0 | 0
ST | 0.02 | 0.02 | 0.02 | 0.02 | 0.02 | 0.02
STOG | 0.52 | 0.75 | 0.62 | 0.94 | 1.92 | 1.48
STWD | 1.98 | 1.98 | 1.98 | 1.98 | 1.98 | 1.98
WT | 0.07 | 0.07 | 0.07 | 0.07 | 0.07 | 0.07
IGCC | 0 | 0 | 0 | 0 | 0 | 0
DemandResponse | 0 | 0 | 0 | 0 | 0 | 0
IGCC-CCS | 0 | 0 | 0 | 0 | 0 | 0
WT_off | 0 | 0 | 0 | 0 | 0 | 0
PseudoUnit | 0 | 0 | 0 | 0 | 0 | 0
FixedInterchange | 0 | 0 | 0 | 0 | 0 | 0
Base VOM Costs by Reporting Type: ALB
ReportingType | 2015 | 2020 | 2025 | 2030 | 2035 | 2040
BM | 0 | 0 | 0 | 0 | 0 | 0
CC | 47.54 | 61.01 | 82.51 | 98.46 | 125.28 | 144.58
CSP | 0 | 0 | 0 | 0 | 0 | 0
CT | 0 | 0 | 0 | 0 | 0 | 0
Coal | 167.67 | 167.67 | 167.67 | 167.67 | 167.67 | 167.67
Geo | 0 | 0 | 0 | 0 | 0 | 0
H | 0 | 0 | 0 | 0 | 0 | 0
LFG | 0 | 0 | 0 | 0 | 0 | 0
Nuc | 0 | 0 | 0 | 0 | 0 | 0
PS | 0 | 0 | 0 | 0 | 0 | 0
PV | 0 | 0 | 0 | 0 | 0 | 0
PeakG | 0 | 0 | 0 | 0 | 0 | 0
PeakO | 0 | 0 | 0 | 0 | 0 | 0
ST | 0 | 0 | 0 | 0 | 0 | 0
STOG | 0 | 0 | 0 | 0 | 0 | 0
STWD | 0 | 0 | 0 | 0 | 0 | 0
WT | 0.02 | 0.02 | 0.02 | 0.02 | 0.02 | 0.02
IGCC | 0 | 0 | 0 | 0 | 0 | 0
DemandResponse | 0 | 0 | 0 | 0 | 0 | 0
IGCC-CCS | 0 | 0 | 0 | 0 | 0 | 0
WT_off | 0 | 0 | 0 | 0 | 0 | 0
PseudoUnit | 0 | 0 | 0 | 0 | 0 | 0
FixedInterchange | 0 | 0 | 0 | 0 | 0 | 0
Base VOM Costs by Reporting Type: BC
ReportingType | 2015 | 2020 | 2025 | 2030 | 2035 | 2040
BM | 0 | 0 | 0 | 0 | 0 | 0
CC | 34.39 | 38.93 | 52.35 | 69.95 | 88.18 | 105.95
CSP | 0 | 0 | 0 | 0 | 0 | 0
CT | 0 | 0 | 0 | 0 | 0 | 0
Coal | 0 | 0 | 0 | 0 | 0 | 0
Geo | 0 | 0 | 0 | 0 | 0 | 0
H | 0 | 0 | 0 | 0 | 0 | 0
LFG | 0 | 0 | 0 | 0 | 0 | 0
Nuc | 0 | 0 | 0 | 0 | 0 | 0
PS | 0 | 0 | 0 | 0 | 0 | 0
PV | 0 | 0 | 0 | 0 | 0 | 0
PeakG | 0 | 0 | 0 | 0 | 0 | 0
PeakO | 0 | 0 | 0 | 0 | 0 | 0
ST | 0 | 0 | 0 | 0 | 0 | 0
STOG | 0 | 0 | 0 | 0 | 0 | 0
STWD | 0 | 0 | 0 | 0 | 0 | 0
WT | 0.01 | 0.01 | 0.01 | 0.01 | 0.01 | 0.01
IGCC | 0 | 0 | 0 | 0 | 0 | 0
DemandResponse | 0 | 0 | 0 | 0 | 0 | 0
IGCC-CCS | 0 | 0 | 0 | 0 | 0 | 0
WT_off | 0 | 0 | 0 | 0 | 0 | 0
PseudoUnit | 0 | 0 | 0 | 0 | 0 | 0
FixedInterchange | 0 | 0 | 0 | 0 | 0 | 0
Base VOM Costs by Reporting Type: HQ_IESO
ReportingType | 2015 | 2020 | 2025 | 2030 | 2035 | 2040
BM | 0 | 0 | 0 | 0 | 0 | 0
CC | 0 | 0 | 0 | 0 | 0 | 0
CSP | 0 | 0 | 0 | 0 | 0 | 0
CT | 0 | 0 | 0 | 0 | 0 | 0
Coal | 0 | 0 | 0 | 0 | 0 | 0
Geo | 0 | 0 | 0 | 0 | 0 | 0
H | 0 | 0 | 0 | 0 | 0 | 0
LFG | 0 | 0 | 0 | 0 | 0 | 0
Nuc | 0 | 0 | 0 | 0 | 0 | 0
PS | 0 | 0 | 0 | 0 | 0 | 0
PV | 0 | 0 | 0 | 0 | 0 | 0
PeakG | 0 | 0 | 0 | 0 | 0 | 0
PeakO | 0 | 0 | 0 | 0 | 0 | 0
ST | 0 | 0 | 0 | 0 | 0 | 0
STOG | 0 | 0 | 0 | 0 | 0 | 0
STWD | 0 | 0 | 0 | 0 | 0 | 0
WT | 0 | 0 | 0 | 0 | 0 | 0
IGCC | 0 | 0 | 0 | 0 | 0 | 0
DemandResponse | 0 | 0 | 0 | 0 | 0 | 0
IGCC-CCS | 0 | 0 | 0 | 0 | 0 | 0
WT_off | 0 | 0 | 0 | 0 | 0 | 0
PseudoUnit | 0 | 0 | 0 | 0 | 0 | 0
FixedInterchange | 0 | 0 | 0 | 0 | 0 | 0
Base VOM Costs by Reporting Type: HQ_NEISO
ReportingType | 2015 | 2020 | 2025 | 2030 | 2035 | 2040
BM | 0 | 0 | 0 | 0 | 0 | 0
CC | 0 | 0 | 0 | 0 | 0 | 0
CSP | 0 | 0 | 0 | 0 | 0 | 0
CT | 0 | 0 | 0 | 0 | 0 | 0
Coal | 0 | 0 | 0 | 0 | 0 | 0
Geo | 0 | 0 | 0 | 0 | 0 | 0
H | 0 | 0 | 0 | 0 | 0 | 0
LFG | 0 | 0 | 0 | 0 | 0 | 0
Nuc | 0 | 0 | 0 | 0 | 0 | 0
PS | 0 | 0 | 0 | 0 | 0 | 0
PV | 0 | 0 | 0 | 0 | 0 | 0
PeakG | 0 | 0 | 0 | 0 | 0 | 0
PeakO | 0 | 0 | 0 | 0 | 0 | 0
ST | 0 | 0 | 0 | 0 | 0 | 0
STOG | 0 | 0 | 0 | 0 | 0 | 0
STWD | 0 | 0 | 0 | 0 | 0 | 0
WT | 0 | 0 | 0 | 0 | 0 | 0
IGCC | 0 | 0 | 0 | 0 | 0 | 0
DemandResponse | 0 | 0 | 0 | 0 | 0 | 0
IGCC-CCS | 0 | 0 | 0 | 0 | 0 | 0
WT_off | 0 | 0 | 0 | 0 | 0 | 0
PseudoUnit | 0 | 0 | 0 | 0 | 0 | 0
FixedInterchange | 0 | 0 | 0 | 0 | 0 | 0
Base VOM Costs by Reporting Type: HQ_NY
ReportingType | 2015 | 2020 | 2025 | 2030 | 2035 | 2040
BM | 0 | 0 | 0 | 0 | 0 | 0
CC | 0 | 0 | 0 | 0 | 0 | 0
CSP | 0 | 0 | 0 | 0 | 0 | 0
CT | 0 | 0 | 0 | 0 | 0 | 0
Coal | 0 | 0 | 0 | 0 | 0 | 0
Geo | 0 | 0 | 0 | 0 | 0 | 0
H | 0 | 0 | 0 | 0 | 0 | 0
LFG | 0 | 0 | 0 | 0 | 0 | 0
Nuc | 0 | 0 | 0 | 0 | 0 | 0
PS | 0 | 0 | 0 | 0 | 0 | 0
PV | 0 | 0 | 0 | 0 | 0 | 0
PeakG | 0 | 0 | 0 | 0 | 0 | 0
PeakO | 0 | 0 | 0 | 0 | 0 | 0
ST | 0 | 0 | 0 | 0 | 0 | 0
STOG | 0 | 0 | 0 | 0 | 0 | 0
STWD | 0 | 0 | 0 | 0 | 0 | 0
WT | 0 | 0 | 0 | 0 | 0 | 0
IGCC | 0 | 0 | 0 | 0 | 0 | 0
DemandResponse | 0 | 0 | 0 | 0 | 0 | 0
IGCC-CCS | 0 | 0 | 0 | 0 | 0 | 0
WT_off | 0 | 0 | 0 | 0 | 0 | 0
PseudoUnit | 0 | 0 | 0 | 0 | 0 | 0
FixedInterchange | 0 | 0 | 0 | 0 | 0 | 0
Base VOM Costs by Reporting Type: MARITIMES
ReportingType | 2015 | 2020 | 2025 | 2030 | 2035 | 2040
BM | 0 | 0 | 0 | 0 | 0 | 0
CC | 0 | 0 | 0 | 0 | 0 | 0
CSP | 0 | 0 | 0 | 0 | 0 | 0
CT | 0 | 0 | 0 | 0 | 0 | 0
Coal | 0 | 0 | 0 | 0 | 0 | 0
Geo | 0 | 0 | 0 | 0 | 0 | 0
H | 0 | 0 | 0 | 0 | 0 | 0
LFG | 0 | 0 | 0 | 0 | 0 | 0
Nuc | 0 | 0 | 0 | 0 | 0 | 0
PS | 0 | 0 | 0 | 0 | 0 | 0
PV | 0 | 0 | 0 | 0 | 0 | 0
PeakG | 0 | 0 | 0 | 0 | 0 | 0
PeakO | 0 | 0 | 0 | 0 | 0 | 0
ST | 0 | 0 | 0 | 0 | 0 | 0
STOG | 0 | 0 | 0 | 0 | 0 | 0
STWD | 0 | 0 | 0 | 0 | 0 | 0
WT | 0 | 0 | 0 | 0 | 0 | 0
IGCC | 0 | 0 | 0 | 0 | 0 | 0
DemandResponse | 0 | 0 | 0 | 0 | 0 | 0
IGCC-CCS | 0 | 0 | 0 | 0 | 0 | 0
WT_off | 0 | 0 | 0 | 0 | 0 | 0
PseudoUnit | 0 | 0 | 0 | 0 | 0 | 17.37
FixedInterchange | 0 | 0 | 0 | 0 | 0 | 0
Base VOM Costs by Reporting Type: All
ReportingType | 2015 | 2020 | 2025 | 2030 | 2035 | 2040
BM | 24.78 | 484.15 | 705.12 | 963.44 | 1031.47 | 1063.02
CC | 2728.61 | 2843.68 | 2497.53 | 2370.45 | 3274.81 | 3850.65
CSP | 0 | 0 | 0 | 0 | 0 | 0
CT | 13.67 | 18.26 | 21.03 | 11.83 | 44.8 | 58.5
Coal | 6922.31 | 6786.42 | 6793.86 | 6601.91 | 7060.82 | 7851.62
Geo | 11.14 | 177.58 | 530.84 | 532.83 | 532.83 | 532.83
H | 0 | 0.09 | 0.27 | 0.46 | 0.46 | 0.5
LFG | 0.38 | 0.54 | 0.73 | 0.79 | 0.79 | 0.79
Nuc | 2164.81 | 2225.48 | 2225.48 | 2197.96 | 1706.52 | 1342.12
PS | 0 | 0 | 0 | 0 | 0 | 0
PV | 0.02 | 0.06 | 0.08 | 0.08 | 0.08 | 0.09
PeakG | 27.37 | 38.12 | 39.93 | 27.81 | 51.66 | 40.34
PeakO | 0 | 0 | 0 | 0 | 0 | 0
ST | 0.03 | 0.06 | 0.07 | 0.07 | 0.07 | 0.07
STOG | 40.78 | 43.76 | 40.06 | 31.93 | 42.12 | 39.17
STWD | 48.73 | 50.64 | 50.42 | 44.27 | 44.9 | 47.84
WT | 2.03 | 3.39 | 4.99 | 6.58 | 6.68 | 6.87
IGCC | 30.43 | 30.43 | 30.43 | 30.43 | 30.43 | 30.43
DemandResponse | 0 | 0 | 0 | 0 | 0 | 0
IGCC-CCS | 0 | 0 | 0 | 0 | 0 | 0
WT_off | 0.02 | 0.18 | 0.92 | 1.93 | 2.01 | 2.09
PseudoUnit | 0 | 0 | 0 | 0 | 0 | 17.37
FixedInterchange | 0 | 0 | 0 | 0 | 0 | 0
Base VOM Costs by Reporting Type: EI_US
ReportingType | 2015 | 2020 | 2025 | 2030 | 2035 | 2040
BM | 24.55 | 483.16 | 704.4 | 894.34 | 960.07 | 987.27
CC | 1748.98 | 1805.18 | 1530.01 | 1259.19 | 1923.09 | 2414.32
CSP | 0 | 0 | 0 | 0 | 0 | 0
CT | 13.67 | 18.26 | 19.61 | 10.41 | 44.76 | 58.08
Coal | 5415.63 | 5126.54 | 5111.25 | 4920.56 | 5330.84 | 5795.09
Geo | 0 | 0 | 0 | 0 | 0 | 0
H | 0 | 0.06 | 0.12 | 0.12 | 0.12 | 0.14
LFG | 0.32 | 0.44 | 0.52 | 0.57 | 0.57 | 0.57
Nuc | 1653.22 | 1713.9 | 1713.9 | 1686.38 | 1213.99 | 878.06
PS | 0 | 0 | 0 | 0 | 0 | 0
PV | 0 | 0.05 | 0.07 | 0.07 | 0.07 | 0.07
PeakG | 27.33 | 37.92 | 38.34 | 24.29 | 48.32 | 40
PeakO | 0 | 0 | 0 | 0 | 0 | 0
ST | 0 | 0 | 0 | 0 | 0 | 0
STOG | 27.67 | 29.55 | 26.15 | 19.28 | 28.86 | 27.25
STWD | 38.96 | 40.68 | 37.85 | 28.19 | 28.83 | 31.77
WT | 1.2 | 2.27 | 3.35 | 4.67 | 4.8 | 4.94
IGCC | 30.43 | 30.43 | 30.43 | 30.43 | 30.43 | 30.43
DemandResponse | 0 | 0 | 0 | 0 | 0 | 0
IGCC-CCS | 0 | 0 | 0 | 0 | 0 | 0
WT_off | 0.02 | 0.18 | 0.92 | 1.93 | 2.01 | 2.09
PseudoUnit | 0 | 0 | 0 | 0 | 0 | 17.37
FixedInterchange | 0 | 0 | 0 | 0 | 0 | 0
Base VOM Costs by Reporting Type: EI_Canada
ReportingType | 2015 | 2020 | 2025 | 2030 | 2035 | 2040
BM | 0 | 0 | 0 | 0 | 0 | 0
CC | 12.32 | 10.86 | 4.96 | 2.43 | 23.76 | 72.29
CSP | 0 | 0 | 0 | 0 | 0 | 0
CT | 0 | 0 | 0 | 0 | 0.04 | 0.42
Coal | 2.16 | 4.04 | 0 | 0 | 0 | 0
Geo | 0 | 0 | 0 | 0 | 0 | 0
H | 0 | 0.02 | 0.15 | 0.32 | 0.32 | 0.34
LFG | 0.01 | 0.01 | 0.01 | 0.01 | 0.01 | 0.01
Nuc | 240.73 | 240.73 | 240.73 | 240.73 | 221.68 | 193.2
PS | 0 | 0 | 0 | 0 | 0 | 0
PV | 0 | 0 | 0 | 0 | 0 | 0
PeakG | 0 | 0 | 0 | 0 | 0 | 0.01
PeakO | 0 | 0 | 0 | 0 | 0 | 0
ST | 0 | 0 | 0 | 0 | 0 | 0
STOG | 0 | 0 | 0 | 0 | 0 | 0
STWD | 0 | 0 | 0 | 0 | 0 | 0
WT | 0.11 | 0.11 | 0.11 | 0.11 | 0.05 | 0.05
IGCC | 0 | 0 | 0 | 0 | 0 | 0
DemandResponse | 0 | 0 | 0 | 0 | 0 | 0
IGCC-CCS | 0 | 0 | 0 | 0 | 0 | 0
WT_off | 0 | 0 | 0 | 0 | 0 | 0
PseudoUnit | 0 | 0 | 0 | 0 | 0 | 0
FixedInterchange | 0 | 0 | 0 | 0 | 0 | 0
Base VOM Costs by Reporting Type: EI
ReportingType | 2015 | 2020 | 2025 | 2030 | 2035 | 2040
BM | 24.55 | 483.16 | 704.4 | 894.34 | 960.07 | 987.27
CC | 1761.3 | 1816.04 | 1534.97 | 1261.62 | 1946.85 | 2486.6
CSP | 0 | 0 | 0 | 0 | 0 | 0
CT | 13.67 | 18.26 | 19.61 | 10.41 | 44.8 | 58.5
Coal | 5417.79 | 5130.58 | 5111.25 | 4920.56 | 5330.84 | 5795.09
Geo | 0 | 0 | 0 | 0 | 0 | 0
H | 0 | 0.09 | 0.27 | 0.44 | 0.44 | 0.48
LFG | 0.33 | 0.45 | 0.53 | 0.58 | 0.58 | 0.58
Nuc | 1893.95 | 1954.63 | 1954.63 | 1927.11 | 1435.67 | 1071.27
PS | 0 | 0 | 0 | 0 | 0 | 0
PV | 0.01 | 0.05 | 0.07 | 0.07 | 0.07 | 0.08
PeakG | 27.33 | 37.92 | 38.34 | 24.29 | 48.32 | 40.01
PeakO | 0 | 0 | 0 | 0 | 0 | 0
ST | 0 | 0 | 0 | 0 | 0 | 0
STOG | 27.67 | 29.55 | 26.15 | 19.28 | 28.86 | 27.25
STWD | 38.96 | 40.68 | 37.85 | 28.19 | 28.83 | 31.77
WT | 1.31 | 2.38 | 3.46 | 4.78 | 4.86 | 5
IGCC | 30.43 | 30.43 | 30.43 | 30.43 | 30.43 | 30.43
DemandResponse | 0 | 0 | 0 | 0 | 0 | 0
IGCC-CCS | 0 | 0 | 0 | 0 | 0 | 0
WT_off | 0.02 | 0.18 | 0.92 | 1.93 | 2.01 | 2.09
PseudoUnit | 0 | 0 | 0 | 0 | 0 | 17.37
FixedInterchange | 0 | 0 | 0 | 0 | 0 | 0
Base VOM Costs by Reporting Type: Outside_EI
ReportingType | 2015 | 2020 | 2025 | 2030 | 2035 | 2040
BM | 0.22 | 0.99 | 0.71 | 69.09 | 71.4 | 75.75
CC | 967.31 | 1027.64 | 962.56 | 1108.83 | 1327.96 | 1364.04
CSP | 0 | 0 | 0 | 0 | 0 | 0
CT | 0 | 0 | 1.43 | 1.43 | 0 | 0
Coal | 1504.52 | 1655.84 | 1682.61 | 1681.35 | 1729.98 | 2056.53
Geo | 11.13 | 177.57 | 530.84 | 532.83 | 532.83 | 532.83
H | 0 | 0 | 0 | 0.02 | 0.02 | 0.02
LFG | 0.05 | 0.09 | 0.2 | 0.2 | 0.2 | 0.2
Nuc | 270.85 | 270.85 | 270.85 | 270.85 | 270.85 | 270.85
PS | 0 | 0 | 0 | 0 | 0 | 0
PV | 0.01 | 0.01 | 0.01 | 0.01 | 0.01 | 0.01
PeakG | 0.03 | 0.21 | 1.59 | 3.52 | 3.35 | 0.33
PeakO | 0 | 0 | 0 | 0 | 0 | 0
ST | 0.03 | 0.06 | 0.07 | 0.07 | 0.07 | 0.07
STOG | 13.11 | 14.2 | 13.91 | 12.64 | 13.25 | 11.92
STWD | 9.77 | 9.96 | 12.57 | 16.07 | 16.07 | 16.07
WT | 0.72 | 1 | 1.53 | 1.8 | 1.83 | 1.87
IGCC | 0 | 0 | 0 | 0 | 0 | 0
DemandResponse | 0 | 0 | 0 | 0 | 0 | 0
IGCC-CCS | 0 | 0 | 0 | 0 | 0 | 0
WT_off | 0 | 0 | 0 | 0 | 0 | 0
PseudoUnit | 0 | 0 | 0 | 0 | 0 | 0
FixedInterchange | 0 | 0 | 0 | 0 | 0 | 0
#9 | Retrofit VOM Costs ($million)
Retrofit VOM Costs by Reporting Type: Entergy
ReportingType | 2015 | 2020 | 2025 | 2030 | 2035 | 2040
BM | 0 | 0 | 0 | 0 | 0 | 0
CC | 0 | 0 | 0 | 0 | 0 | 0
CSP | 0 | 0 | 0 | 0 | 0 | 0
CT | 0 | 0 | 0 | 0 | 0 | 0
Coal | 15.01 | 335.8 | 381.98 | 410.13 | 420 | 420
Geo | 0 | 0 | 0 | 0 | 0 | 0
H | 0 | 0 | 0 | 0 | 0 | 0
LFG | 0 | 0 | 0 | 0 | 0 | 0
Nuc | 0 | 0 | 0 | 0 | 0 | 0
PS | 0 | 0 | 0 | 0 | 0 | 0
PV | 0 | 0 | 0 | 0 | 0 | 0
PeakG | 0 | 0 | 0 | 0 | 0 | 0
PeakO | 0 | 0 | 0 | 0 | 0 | 0
ST | 0 | 0 | 0 | 0 | 0 | 0
STOG | 0 | 0 | 0 | 0 | 0 | 0
STWD | 0 | 0 | 0 | 0 | 0 | 0
WT | 0 | 0 | 0 | 0 | 0 | 0
IGCC | 0 | 0 | 0 | 0 | 0 | 0
DemandResponse | 0 | 0 | 0 | 0 | 0 | 0
IGCC-CCS | 0 | 0 | 0 | 0 | 0 | 0
WT_off | 0 | 0 | 0 | 0 | 0 | 0
PseudoUnit | 0 | 0 | 0 | 0 | 0 | 0
FixedInterchange | 0 | 0 | 0 | 0 | 0 | 0
Retrofit VOM Costs by Reporting Type: FRCC
ReportingType | 2015 | 2020 | 2025 | 2030 | 2035 | 2040
BM | 0 | 0 | 0 | 0 | 0 | 0
CC | 0 | 0 | 0 | 0 | 0 | 0
CSP | 0 | 0 | 0 | 0 | 0 | 0
CT | 0 | 0 | 0 | 0 | 0 | 0
Coal | 236.42 | 281.55 | 289.3 | 299.72 | 309.24 | 309.24
Geo | 0 | 0 | 0 | 0 | 0 | 0
H | 0 | 0 | 0 | 0 | 0 | 0
LFG | 0 | 0 | 0 | 0 | 0 | 0
Nuc | 0 | 0 | 0 | 0 | 0 | 0
PS | 0 | 0 | 0 | 0 | 0 | 0
PV | 0 | 0 | 0 | 0 | 0 | 0
PeakG | 0 | 0 | 0 | 0 | 0 | 0
PeakO | 0 | 0 | 0 | 0 | 0 | 0
ST | 0 | 0 | 0 | 0 | 0 | 0
STOG | 0 | 0 | 0 | 0 | 0 | 0
STWD | 0 | 0 | 0 | 0 | 0 | 0
WT | 0 | 0 | 0 | 0 | 0 | 0
IGCC | 0 | 0 | 0 | 0 | 0 | 0
DemandResponse | 0 | 0 | 0 | 0 | 0 | 0
IGCC-CCS | 0 | 0 | 0 | 0 | 0 | 0
WT_off | 0 | 0 | 0 | 0 | 0 | 0
PseudoUnit | 0 | 0 | 0 | 0 | 0 | 0
FixedInterchange | 0 | 0 | 0 | 0 | 0 | 0
Retrofit VOM Costs by Reporting Type: MAPP_US
ReportingType | 2015 | 2020 | 2025 | 2030 | 2035 | 2040
BM | 0 | 0 | 0 | 0 | 0 | 0
CC | 0 | 0 | 0 | 0 | 0 | 0
CSP | 0 | 0 | 0 | 0 | 0 | 0
CT | 0 | 0 | 0 | 0 | 0 | 0
Coal | 94.43 | 98.64 | 98.64 | 98.64 | 98.64 | 98.64
Geo | 0 | 0 | 0 | 0 | 0 | 0
H | 0 | 0 | 0 | 0 | 0 | 0
LFG | 0 | 0 | 0 | 0 | 0 | 0
Nuc | 0 | 0 | 0 | 0 | 0 | 0
PS | 0 | 0 | 0 | 0 | 0 | 0
PV | 0 | 0 | 0 | 0 | 0 | 0
PeakG | 0 | 0 | 0 | 0 | 0 | 0
PeakO | 0 | 0 | 0 | 0 | 0 | 0
ST | 0 | 0 | 0 | 0 | 0 | 0
STOG | 0 | 0 | 0 | 0 | 0 | 0
STWD | 0 | 0 | 0 | 0 | 0 | 0
WT | 0 | 0 | 0 | 0 | 0 | 0
IGCC | 0 | 0 | 0 | 0 | 0 | 0
DemandResponse | 0 | 0 | 0 | 0 | 0 | 0
IGCC-CCS | 0 | 0 | 0 | 0 | 0 | 0
WT_off | 0 | 0 | 0 | 0 | 0 | 0
PseudoUnit | 0 | 0 | 0 | 0 | 0 | 0
FixedInterchange | 0 | 0 | 0 | 0 | 0 | 0
Retrofit VOM Costs by Reporting Type: MISO_IN
ReportingType | 2015 | 2020 | 2025 | 2030 | 2035 | 2040
BM | 0 | 0 | 0 | 0 | 0 | 0
CC | 0 | 0 | 0 | 0 | 0 | 0
CSP | 0 | 0 | 0 | 0 | 0 | 0
CT | 0 | 0 | 0 | 0 | 0 | 0
Coal | 324.13 | 496.81 | 507.25 | 501.07 | 545.41 | 579.7
Geo | 0 | 0 | 0 | 0 | 0 | 0
H | 0 | 0 | 0 | 0 | 0 | 0
LFG | 0 | 0 | 0 | 0 | 0 | 0
Nuc | 0 | 0 | 0 | 0 | 0 | 0
PS | 0 | 0 | 0 | 0 | 0 | 0
PV | 0 | 0 | 0 | 0 | 0 | 0
PeakG | 0 | 0 | 0 | 0 | 0 | 0
PeakO | 0 | 0 | 0 | 0 | 0 | 0
ST | 0 | 0 | 0 | 0 | 0 | 0
STOG | 0 | 0 | 0 | 0 | 0 | 0
STWD | 0 | 0 | 0 | 0 | 0 | 0
WT | 0 | 0 | 0 | 0 | 0 | 0
IGCC | 0 | 0 | 0 | 0 | 0 | 0
DemandResponse | 0 | 0 | 0 | 0 | 0 | 0
IGCC-CCS | 0 | 0 | 0 | 0 | 0 | 0
WT_off | 0 | 0 | 0 | 0 | 0 | 0
PseudoUnit | 0 | 0 | 0 | 0 | 0 | 0
FixedInterchange | 0 | 0 | 0 | 0 | 0 | 0
Retrofit VOM Costs by Reporting Type: MISO_MI
ReportingType | 2015 | 2020 | 2025 | 2030 | 2035 | 2040
BM | 0 | 0 | 0 | 0 | 0 | 0
CC | 0 | 0 | 0 | 0 | 0 | 0
CSP | 0 | 0 | 0 | 0 | 0 | 0
CT | 0 | 0 | 0 | 0 | 0 | 0
Coal | 50.16 | 227.77 | 232.23 | 222.73 | 261.47 | 273.17
Geo | 0 | 0 | 0 | 0 | 0 | 0
H | 0 | 0 | 0 | 0 | 0 | 0
LFG | 0 | 0 | 0 | 0 | 0 | 0
Nuc | 0 | 0 | 0 | 0 | 0 | 0
PS | 0 | 0 | 0 | 0 | 0 | 0
PV | 0 | 0 | 0 | 0 | 0 | 0
PeakG | 0 | 0 | 0 | 0 | 0 | 0
PeakO | 0 | 0 | 0 | 0 | 0 | 0
ST | 0 | 0 | 0 | 0 | 0 | 0
STOG | 0 | 0 | 0 | 0 | 0 | 0
STWD | 0 | 0 | 0 | 0 | 0 | 0
WT | 0 | 0 | 0 | 0 | 0 | 0
IGCC | 0 | 0 | 0 | 0 | 0 | 0
DemandResponse | 0 | 0 | 0 | 0 | 0 | 0
IGCC-CCS | 0 | 0 | 0 | 0 | 0 | 0
WT_off | 0 | 0 | 0 | 0 | 0 | 0
PseudoUnit | 0 | 0 | 0 | 0 | 0 | 0
FixedInterchange | 0 | 0 | 0 | 0 | 0 | 0
Retrofit VOM Costs by Reporting Type: MISO_MO-IL
ReportingType | 2015 | 2020 | 2025 | 2030 | 2035 | 2040
BM | 0 | 0 | 0 | 0 | 0 | 0
CC | 0 | 0 | 0 | 0 | 0 | 0
CSP | 0 | 0 | 0 | 0 | 0 | 0
CT | 0 | 0 | 0 | 0 | 0 | 0
Coal | 117.06 | 437.28 | 479.02 | 445.38 | 594.37 | 575.52
Geo | 0 | 0 | 0 | 0 | 0 | 0
H | 0 | 0 | 0 | 0 | 0 | 0
LFG | 0 | 0 | 0 | 0 | 0 | 0
Nuc | 0 | 0 | 0 | 0 | 0 | 0
PS | 0 | 0 | 0 | 0 | 0 | 0
PV | 0 | 0 | 0 | 0 | 0 | 0
PeakG | 0 | 0 | 0 | 0 | 0 | 0
PeakO | 0 | 0 | 0 | 0 | 0 | 0
ST | 0 | 0 | 0 | 0 | 0 | 0
STOG | 0 | 0 | 0 | 0 | 0 | 0
STWD | 0 | 0 | 0 | 0 | 0 | 0
WT | 0 | 0 | 0 | 0 | 0 | 0
IGCC | 0 | 0 | 0 | 0 | 0 | 0
DemandResponse | 0 | 0 | 0 | 0 | 0 | 0
IGCC-CCS | 0 | 0 | 0 | 0 | 0 | 0
WT_off | 0 | 0 | 0 | 0 | 0 | 0
PseudoUnit | 0 | 0 | 0 | 0 | 0 | 0
FixedInterchange | 0 | 0 | 0 | 0 | 0 | 0
Retrofit VOM Costs by Reporting Type: MISO_W
ReportingType | 2015 | 2020 | 2025 | 2030 | 2035 | 2040
BM | 0 | 0 | 0 | 0 | 0 | 0
CC | 0 | 0 | 0 | 0 | 0 | 0
CSP | 0 | 0 | 0 | 0 | 0 | 0
CT | 0 | 0 | 0 | 0 | 0 | 0
Coal | 144.25 | 405.43 | 403.34 | 384.73 | 414.28 | 411.74
Geo | 0 | 0 | 0 | 0 | 0 | 0
H | 0 | 0 | 0 | 0 | 0 | 0
LFG | 0 | 0 | 0 | 0 | 0 | 0
Nuc | 0 | 0 | 0 | 0 | 0 | 0
PS | 0 | 0 | 0 | 0 | 0 | 0
PV | 0 | 0 | 0 | 0 | 0 | 0
PeakG | 0 | 0 | 0 | 0 | 0 | 0
PeakO | 0 | 0 | 0 | 0 | 0 | 0
ST | 0 | 0 | 0 | 0 | 0 | 0
STOG | 0 | 0 | 0 | 0 | 0 | 0
STWD | 0 | 0 | 0 | 0 | 0 | 0
WT | 0 | 0 | 0 | 0 | 0 | 0
IGCC | 0 | 0 | 0 | 0 | 0 | 0
DemandResponse | 0 | 0 | 0 | 0 | 0 | 0
IGCC-CCS | 0 | 0 | 0 | 0 | 0 | 0
WT_off | 0 | 0 | 0 | 0 | 0 | 0
PseudoUnit | 0 | 0 | 0 | 0 | 0 | 0
FixedInterchange | 0 | 0 | 0 | 0 | 0 | 0
Retrofit VOM Costs by Reporting Type: MISO_WUMS
ReportingType | 2015 | 2020 | 2025 | 2030 | 2035 | 2040
BM | 0 | 0 | 0 | 0 | 0 | 0
CC | 0 | 0 | 0 | 0 | 0 | 0
CSP | 0 | 0 | 0 | 0 | 0 | 0
CT | 0 | 0 | 0 | 0 | 0 | 0
Coal | 93.82 | 151.12 | 153.96 | 146.06 | 179.21 | 190.34
Geo | 0 | 0 | 0 | 0 | 0 | 0
H | 0 | 0 | 0 | 0 | 0 | 0
LFG | 0 | 0 | 0 | 0 | 0 | 0
Nuc | 0 | 0 | 0 | 0 | 0 | 0
PS | 0 | 0 | 0 | 0 | 0 | 0
PV | 0 | 0 | 0 | 0 | 0 | 0
PeakG | 0 | 0 | 0 | 0 | 0 | 0
PeakO | 0 | 0 | 0 | 0 | 0 | 0
ST | 0 | 0 | 0 | 0 | 0 | 0
STOG | 0 | 0 | 0 | 0 | 0 | 0
STWD | 0 | 0 | 0 | 0 | 0 | 0
WT | 0 | 0 | 0 | 0 | 0 | 0
IGCC | 0 | 0 | 0 | 0 | 0 | 0
DemandResponse | 0 | 0 | 0 | 0 | 0 | 0
IGCC-CCS | 0 | 0 | 0 | 0 | 0 | 0
WT_off | 0 | 0 | 0 | 0 | 0 | 0
PseudoUnit | 0 | 0 | 0 | 0 | 0 | 0
FixedInterchange | 0 | 0 | 0 | 0 | 0 | 0
Retrofit VOM Costs by Reporting Type: Nebraska
ReportingType | 2015 | 2020 | 2025 | 2030 | 2035 | 2040
BM | 0 | 0 | 0 | 0 | 0 | 0
CC | 0 | 0 | 0 | 0 | 0 | 0
CSP | 0 | 0 | 0 | 0 | 0 | 0
CT | 0 | 0 | 0 | 0 | 0 | 0
Coal | 16.57 | 135.66 | 135.66 | 132.17 | 135.66 | 135.66
Geo | 0 | 0 | 0 | 0 | 0 | 0
H | 0 | 0 | 0 | 0 | 0 | 0
LFG | 0 | 0 | 0 | 0 | 0 | 0
Nuc | 0 | 0 | 0 | 0 | 0 | 0
PS | 0 | 0 | 0 | 0 | 0 | 0
PV | 0 | 0 | 0 | 0 | 0 | 0
PeakG | 0 | 0 | 0 | 0 | 0 | 0
PeakO | 0 | 0 | 0 | 0 | 0 | 0
ST | 0 | 0 | 0 | 0 | 0 | 0
STOG | 0 | 0 | 0 | 0 | 0 | 0
STWD | 0 | 0 | 0 | 0 | 0 | 0
WT | 0 | 0 | 0 | 0 | 0 | 0
IGCC | 0 | 0 | 0 | 0 | 0 | 0
DemandResponse | 0 | 0 | 0 | 0 | 0 | 0
IGCC-CCS | 0 | 0 | 0 | 0 | 0 | 0
WT_off | 0 | 0 | 0 | 0 | 0 | 0
PseudoUnit | 0 | 0 | 0 | 0 | 0 | 0
FixedInterchange | 0 | 0 | 0 | 0 | 0 | 0
Retrofit VOM Costs by Reporting Type: NEISO
ReportingType | 2015 | 2020 | 2025 | 2030 | 2035 | 2040
BM | 0 | 0 | 0 | 0 | 0 | 0
CC | 0 | 0 | 0 | 0 | 0 | 0
CSP | 0 | 0 | 0 | 0 | 0 | 0
CT | 0 | 0 | 0 | 0 | 0 | 0
Coal | 0.16 | 0 | 0 | 0 | 0 | 0
Geo | 0 | 0 | 0 | 0 | 0 | 0
H | 0 | 0 | 0 | 0 | 0 | 0
LFG | 0 | 0 | 0 | 0 | 0 | 0
Nuc | 0 | 0 | 0 | 0 | 0 | 0
PS | 0 | 0 | 0 | 0 | 0 | 0
PV | 0 | 0 | 0 | 0 | 0 | 0
PeakG | 0 | 0 | 0 | 0 | 0 | 0
PeakO | 0 | 0 | 0 | 0 | 0 | 0
ST | 0 | 0 | 0 | 0 | 0 | 0
STOG | 0 | 0 | 0 | 0 | 0 | 0
STWD | 0 | 0 | 0 | 0 | 0 | 0
WT | 0 | 0 | 0 | 0 | 0 | 0
IGCC | 0 | 0 | 0 | 0 | 0 | 0
DemandResponse | 0 | 0 | 0 | 0 | 0 | 0
IGCC-CCS | 0 | 0 | 0 | 0 | 0 | 0
WT_off | 0 | 0 | 0 | 0 | 0 | 0
PseudoUnit | 0 | 0 | 0 | 0 | 0 | 0
FixedInterchange | 0 | 0 | 0 | 0 | 0 | 0
Retrofit VOM Costs by Reporting Type: NonRTO_Midwest
ReportingType | 2015 | 2020 | 2025 | 2030 | 2035 | 2040
BM | 0 | 0 | 0 | 0 | 0 | 0
CC | 0 | 0 | 0 | 0 | 0 | 0
CSP | 0 | 0 | 0 | 0 | 0 | 0
CT | 0 | 0 | 0 | 0 | 0 | 0
Coal | 232.17 | 300.3 | 306.49 | 309.78 | 317.19 | 328.99
Geo | 0 | 0 | 0 | 0 | 0 | 0
H | 0 | 0 | 0 | 0 | 0 | 0
LFG | 0 | 0 | 0 | 0 | 0 | 0
Nuc | 0 | 0 | 0 | 0 | 0 | 0
PS | 0 | 0 | 0 | 0 | 0 | 0
PV | 0 | 0 | 0 | 0 | 0 | 0
PeakG | 0 | 0 | 0 | 0 | 0 | 0
PeakO | 0 | 0 | 0 | 0 | 0 | 0
ST | 0 | 0 | 0 | 0 | 0 | 0
STOG | 0 | 0 | 0 | 0 | 0 | 0
STWD | 0 | 0 | 0 | 0 | 0 | 0
WT | 0 | 0 | 0 | 0 | 0 | 0
IGCC | 0 | 0 | 0 | 0 | 0 | 0
DemandResponse | 0 | 0 | 0 | 0 | 0 | 0
IGCC-CCS | 0 | 0 | 0 | 0 | 0 | 0
WT_off | 0 | 0 | 0 | 0 | 0 | 0
PseudoUnit | 0 | 0 | 0 | 0 | 0 | 0
FixedInterchange | 0 | 0 | 0 | 0 | 0 | 0
Retrofit VOM Costs by Reporting Type: NYISO_A-F
ReportingType | 2015 | 2020 | 2025 | 2030 | 2035 | 2040
BM | 0 | 0 | 0 | 0 | 0 | 0
CC | 0 | 0 | 0 | 0 | 0 | 0
CSP | 0 | 0 | 0 | 0 | 0 | 0
CT | 0 | 0 | 0 | 0 | 0 | 0
Coal | 0 | 0 | 0 | 0 | 0 | 0
Geo | 0 | 0 | 0 | 0 | 0 | 0
H | 0 | 0 | 0 | 0 | 0 | 0
LFG | 0 | 0 | 0 | 0 | 0 | 0
Nuc | 0 | 0 | 0 | 0 | 0 | 0
PS | 0 | 0 | 0 | 0 | 0 | 0
PV | 0 | 0 | 0 | 0 | 0 | 0
PeakG | 0 | 0 | 0 | 0 | 0 | 0
PeakO | 0 | 0 | 0 | 0 | 0 | 0
ST | 0 | 0 | 0 | 0 | 0 | 0
STOG | 0 | 0 | 0 | 0 | 0 | 0
STWD | 0 | 0 | 0 | 0 | 0 | 0
WT | 0 | 0 | 0 | 0 | 0 | 0
IGCC | 0 | 0 | 0 | 0 | 0 | 0
DemandResponse | 0 | 0 | 0 | 0 | 0 | 0
IGCC-CCS | 0 | 0 | 0 | 0 | 0 | 0
WT_off | 0 | 0 | 0 | 0 | 0 | 0
PseudoUnit | 0 | 0 | 0 | 0 | 0 | 0
FixedInterchange | 0 | 0 | 0 | 0 | 0 | 0
Retrofit VOM Costs by Reporting Type: NYISO_G-I
ReportingType | 2015 | 2020 | 2025 | 2030 | 2035 | 2040
BM | 0 | 0 | 0 | 0 | 0 | 0
CC | 0 | 0 | 0 | 0 | 0 | 0
CSP | 0 | 0 | 0 | 0 | 0 | 0
CT | 0 | 0 | 0 | 0 | 0 | 0
Coal | 0 | 0 | 0 | 0 | 0 | 0
Geo | 0 | 0 | 0 | 0 | 0 | 0
H | 0 | 0 | 0 | 0 | 0 | 0
LFG | 0 | 0 | 0 | 0 | 0 | 0
Nuc | 0 | 0 | 0 | 0 | 0 | 0
PS | 0 | 0 | 0 | 0 | 0 | 0
PV | 0 | 0 | 0 | 0 | 0 | 0
PeakG | 0 | 0 | 0 | 0 | 0 | 0
PeakO | 0 | 0 | 0 | 0 | 0 | 0
ST | 0 | 0 | 0 | 0 | 0 | 0
STOG | 0 | 0 | 0 | 0 | 0 | 0
STWD | 0 | 0 | 0 | 0 | 0 | 0
WT | 0 | 0 | 0 | 0 | 0 | 0
IGCC | 0 | 0 | 0 | 0 | 0 | 0
DemandResponse | 0 | 0 | 0 | 0 | 0 | 0
IGCC-CCS | 0 | 0 | 0 | 0 | 0 | 0
WT_off | 0 | 0 | 0 | 0 | 0 | 0
PseudoUnit | 0 | 0 | 0 | 0 | 0 | 0
FixedInterchange | 0 | 0 | 0 | 0 | 0 | 0
Retrofit VOM Costs by Reporting Type: NYISO_J-K
ReportingType | 2015 | 2020 | 2025 | 2030 | 2035 | 2040
BM | 0 | 0 | 0 | 0 | 0 | 0
CC | 0 | 0 | 0 | 0 | 0 | 0
CSP | 0 | 0 | 0 | 0 | 0 | 0
CT | 0 | 0 | 0 | 0 | 0 | 0
Coal | 0 | 0 | 0 | 0 | 0 | 0
Geo | 0 | 0 | 0 | 0 | 0 | 0
H | 0 | 0 | 0 | 0 | 0 | 0
LFG | 0 | 0 | 0 | 0 | 0 | 0
Nuc | 0 | 0 | 0 | 0 | 0 | 0
PS | 0 | 0 | 0 | 0 | 0 | 0
PV | 0 | 0 | 0 | 0 | 0 | 0
PeakG | 0 | 0 | 0 | 0 | 0 | 0
PeakO | 0 | 0 | 0 | 0 | 0 | 0
ST | 0 | 0 | 0 | 0 | 0 | 0
STOG | 0 | 0 | 0 | 0 | 0 | 0
STWD | 0 | 0 | 0 | 0 | 0 | 0
WT | 0 | 0 | 0 | 0 | 0 | 0
IGCC | 0 | 0 | 0 | 0 | 0 | 0
DemandResponse | 0 | 0 | 0 | 0 | 0 | 0
IGCC-CCS | 0 | 0 | 0 | 0 | 0 | 0
WT_off | 0 | 0 | 0 | 0 | 0 | 0
PseudoUnit | 0 | 0 | 0 | 0 | 0 | 0
FixedInterchange | 0 | 0 | 0 | 0 | 0 | 0
Retrofit VOM Costs by Reporting Type: PJM_E
ReportingType | 2015 | 2020 | 2025 | 2030 | 2035 | 2040
BM | 0 | 0 | 0 | 0 | 0 | 0
CC | 0 | 0 | 0 | 0 | 0 | 0
CSP | 0 | 0 | 0 | 0 | 0 | 0
CT | 0 | 0 | 0 | 0 | 0 | 0
Coal | 1.8 | 0 | 0 | 0 | 0 | 0
Geo | 0 | 0 | 0 | 0 | 0 | 0
H | 0 | 0 | 0 | 0 | 0 | 0
LFG | 0 | 0 | 0 | 0 | 0 | 0
Nuc | 0 | 0 | 0 | 0 | 0 | 0
PS | 0 | 0 | 0 | 0 | 0 | 0
PV | 0 | 0 | 0 | 0 | 0 | 0
PeakG | 0 | 0 | 0 | 0 | 0 | 0
PeakO | 0 | 0 | 0 | 0 | 0 | 0
ST | 0 | 0 | 0 | 0 | 0 | 0
STOG | 0 | 0 | 0 | 0 | 0 | 0
STWD | 0 | 0 | 0 | 0 | 0 | 0
WT | 0 | 0 | 0 | 0 | 0 | 0
IGCC | 0 | 0 | 0 | 0 | 0 | 0
DemandResponse | 0 | 0 | 0 | 0 | 0 | 0
IGCC-CCS | 0 | 0 | 0 | 0 | 0 | 0
WT_off | 0 | 0 | 0 | 0 | 0 | 0
PseudoUnit | 0 | 0 | 0 | 0 | 0 | 0
FixedInterchange | 0 | 0 | 0 | 0 | 0 | 0
Retrofit VOM Costs by Reporting Type: PJM_ROM
ReportingType | 2015 | 2020 | 2025 | 2030 | 2035 | 2040
BM | 0 | 0 | 0 | 0 | 0 | 0
CC | 0 | 0 | 0 | 0 | 0 | 0
CSP | 0 | 0 | 0 | 0 | 0 | 0
CT | 0 | 0 | 0 | 0 | 0 | 0
Coal | 176.74 | 184.11 | 183.8 | 154.95 | 207.88 | 207.88
Geo | 0 | 0 | 0 | 0 | 0 | 0
H | 0 | 0 | 0 | 0 | 0 | 0
LFG | 0 | 0 | 0 | 0 | 0 | 0
Nuc | 0 | 0 | 0 | 0 | 0 | 0
PS | 0 | 0 | 0 | 0 | 0 | 0
PV | 0 | 0 | 0 | 0 | 0 | 0
PeakG | 0 | 0 | 0 | 0 | 0 | 0
PeakO | 0 | 0 | 0 | 0 | 0 | 0
ST | 0 | 0 | 0 | 0 | 0 | 0
STOG | 0 | 0 | 0 | 0 | 0 | 0
STWD | 0 | 0 | 0 | 0 | 0 | 0
WT | 0 | 0 | 0 | 0 | 0 | 0
IGCC | 0 | 0 | 0 | 0 | 0 | 0
DemandResponse | 0 | 0 | 0 | 0 | 0 | 0
IGCC-CCS | 0 | 0 | 0 | 0 | 0 | 0
WT_off | 0 | 0 | 0 | 0 | 0 | 0
PseudoUnit | 0 | 0 | 0 | 0 | 0 | 0
FixedInterchange | 0 | 0 | 0 | 0 | 0 | 0
Retrofit VOM Costs by Reporting Type: PJM_ROR
ReportingType | 2015 | 2020 | 2025 | 2030 | 2035 | 2040
BM | 0 | 0 | 0 | 0 | 0 | 0
CC | 0 | 0 | 0 | 0 | 0 | 0
CSP | 0 | 0 | 0 | 0 | 0 | 0
CT | 0 | 0 | 0 | 0 | 0 | 0
Coal | 942.58 | 1061.52 | 1062.03 | 1049.84 | 1071.98 | 1079.75
Geo | 0 | 0 | 0 | 0 | 0 | 0
H | 0 | 0 | 0 | 0 | 0 | 0
LFG | 0 | 0 | 0 | 0 | 0 | 0
Nuc | 0 | 0 | 0 | 0 | 0 | 0
PS | 0 | 0 | 0 | 0 | 0 | 0
PV | 0 | 0 | 0 | 0 | 0 | 0
PeakG | 0 | 0 | 0 | 0 | 0 | 0
PeakO | 0 | 0 | 0 | 0 | 0 | 0
ST | 0 | 0 | 0 | 0 | 0 | 0
STOG | 0 | 0 | 0 | 0 | 0 | 0
STWD | 0 | 0 | 0 | 0 | 0 | 0
WT | 0 | 0 | 0 | 0 | 0 | 0
IGCC | 0 | 0 | 0 | 0 | 0 | 0
DemandResponse | 0 | 0 | 0 | 0 | 0 | 0
IGCC-CCS | 0 | 0 | 0 | 0 | 0 | 0
WT_off | 0 | 0 | 0 | 0 | 0 | 0
PseudoUnit | 0 | 0 | 0 | 0 | 0 | 0
FixedInterchange | 0 | 0 | 0 | 0 | 0 | 0
Retrofit VOM Costs by Reporting Type: SOCO
ReportingType | 2015 | 2020 | 2025 | 2030 | 2035 | 2040
BM | 0 | 0 | 0 | 0 | 0 | 0
CC | 0 | 0 | 0 | 0 | 0 | 0
CSP | 0 | 0 | 0 | 0 | 0 | 0
CT | 0 | 0 | 0 | 0 | 0 | 0
Coal | 341.21 | 449.04 | 482.21 | 493.55 | 520.5 | 520.5
Geo | 0 | 0 | 0 | 0 | 0 | 0
H | 0 | 0 | 0 | 0 | 0 | 0
LFG | 0 | 0 | 0 | 0 | 0 | 0
Nuc | 0 | 0 | 0 | 0 | 0 | 0
PS | 0 | 0 | 0 | 0 | 0 | 0
PV | 0 | 0 | 0 | 0 | 0 | 0
PeakG | 0 | 0 | 0 | 0 | 0 | 0
PeakO | 0 | 0 | 0 | 0 | 0 | 0
ST | 0 | 0 | 0 | 0 | 0 | 0
STOG | 0 | 0 | 0 | 0 | 0 | 0
STWD | 0 | 0 | 0 | 0 | 0 | 0
WT | 0 | 0 | 0 | 0 | 0 | 0
IGCC | 0 | 0 | 0 | 0 | 0 | 0
DemandResponse | 0 | 0 | 0 | 0 | 0 | 0
IGCC-CCS | 0 | 0 | 0 | 0 | 0 | 0
WT_off | 0 | 0 | 0 | 0 | 0 | 0
PseudoUnit | 0 | 0 | 0 | 0 | 0 | 0
FixedInterchange | 0 | 0 | 0 | 0 | 0 | 0
Retrofit VOM Costs by Reporting Type: SPP_N
ReportingType | 2015 | 2020 | 2025 | 2030 | 2035 | 2040
BM | 0 | 0 | 0 | 0 | 0 | 0
CC | 0 | 0 | 0 | 0 | 0 | 0
CSP | 0 | 0 | 0 | 0 | 0 | 0
CT | 0 | 0 | 0 | 0 | 0 | 0
Coal | 190.31 | 340.89 | 308.48 | 304.53 | 308.72 | 308.72
Geo | 0 | 0 | 0 | 0 | 0 | 0
H | 0 | 0 | 0 | 0 | 0 | 0
LFG | 0 | 0 | 0 | 0 | 0 | 0
Nuc | 0 | 0 | 0 | 0 | 0 | 0
PS | 0 | 0 | 0 | 0 | 0 | 0
PV | 0 | 0 | 0 | 0 | 0 | 0
PeakG | 0 | 0 | 0 | 0 | 0 | 0
PeakO | 0 | 0 | 0 | 0 | 0 | 0
ST | 0 | 0 | 0 | 0 | 0 | 0
STOG | 0 | 0 | 0 | 0 | 0 | 0
STWD | 0 | 0 | 0 | 0 | 0 | 0
WT | 0 | 0 | 0 | 0 | 0 | 0
IGCC | 0 | 0 | 0 | 0 | 0 | 0
DemandResponse | 0 | 0 | 0 | 0 | 0 | 0
IGCC-CCS | 0 | 0 | 0 | 0 | 0 | 0
WT_off | 0 | 0 | 0 | 0 | 0 | 0
PseudoUnit | 0 | 0 | 0 | 0 | 0 | 0
FixedInterchange | 0 | 0 | 0 | 0 | 0 | 0
Retrofit VOM Costs by Reporting Type: SPP_S
ReportingType | 2015 | 2020 | 2025 | 2030 | 2035 | 2040
BM | 0 | 0 | 0 | 0 | 0 | 0
CC | 0 | 0 | 0 | 0 | 0 | 0
CSP | 0 | 0 | 0 | 0 | 0 | 0
CT | 0 | 0 | 0 | 0 | 0 | 0
Coal | 98.03 | 697.45 | 658.21 | 565.7 | 720.84 | 699.52
Geo | 0 | 0 | 0 | 0 | 0 | 0
H | 0 | 0 | 0 | 0 | 0 | 0
LFG | 0 | 0 | 0 | 0 | 0 | 0
Nuc | 0 | 0 | 0 | 0 | 0 | 0
PS | 0 | 0 | 0 | 0 | 0 | 0
PV | 0 | 0 | 0 | 0 | 0 | 0
PeakG | 0 | 0 | 0 | 0 | 0 | 0
PeakO | 0 | 0 | 0 | 0 | 0 | 0
ST | 0 | 0 | 0 | 0 | 0 | 0
STOG | 0 | 0 | 0 | 0 | 0 | 0
STWD | 0 | 0 | 0 | 0 | 0 | 0
WT | 0 | 0 | 0 | 0 | 0 | 0
IGCC | 0 | 0 | 0 | 0 | 0 | 0
DemandResponse | 0 | 0 | 0 | 0 | 0 | 0
IGCC-CCS | 0 | 0 | 0 | 0 | 0 | 0
WT_off | 0 | 0 | 0 | 0 | 0 | 0
PseudoUnit | 0 | 0 | 0 | 0 | 0 | 0
FixedInterchange | 0 | 0 | 0 | 0 | 0 | 0
Retrofit VOM Costs by Reporting Type: TVA
ReportingType | 2015 | 2020 | 2025 | 2030 | 2035 | 2040
BM | 0 | 0 | 0 | 0 | 0 | 0
CC | 0 | 0 | 0 | 0 | 0 | 0
CSP | 0 | 0 | 0 | 0 | 0 | 0
CT | 0 | 0 | 0 | 0 | 0 | 0
Coal | 203.79 | 375.42 | 372.66 | 354.65 | 385.04 | 385.8
Geo | 0 | 0 | 0 | 0 | 0 | 0
H | 0 | 0 | 0 | 0 | 0 | 0
LFG | 0 | 0 | 0 | 0 | 0 | 0
Nuc | 0 | 0 | 0 | 0 | 0 | 0
PS | 0 | 0 | 0 | 0 | 0 | 0
PV | 0 | 0 | 0 | 0 | 0 | 0
PeakG | 0 | 0 | 0 | 0 | 0 | 0
PeakO | 0 | 0 | 0 | 0 | 0 | 0
ST | 0 | 0 | 0 | 0 | 0 | 0
STOG | 0 | 0 | 0 | 0 | 0 | 0
STWD | 0 | 0 | 0 | 0 | 0 | 0
WT | 0 | 0 | 0 | 0 | 0 | 0
IGCC | 0 | 0 | 0 | 0 | 0 | 0
DemandResponse | 0 | 0 | 0 | 0 | 0 | 0
IGCC-CCS | 0 | 0 | 0 | 0 | 0 | 0
WT_off | 0 | 0 | 0 | 0 | 0 | 0
PseudoUnit | 0 | 0 | 0 | 0 | 0 | 0
FixedInterchange | 0 | 0 | 0 | 0 | 0 | 0
Retrofit VOM Costs by Reporting Type: TVA_Transmission
ReportingType | 2015 | 2020 | 2025 | 2030 | 2035 | 2040
BM | 0 | 0 | 0 | 0 | 0 | 0
CC | 0 | 0 | 0 | 0 | 0 | 0
CSP | 0 | 0 | 0 | 0 | 0 | 0
CT | 0 | 0 | 0 | 0 | 0 | 0
Coal | 0 | 0 | 0 | 0 | 0 | 0
Geo | 0 | 0 | 0 | 0 | 0 | 0
H | 0 | 0 | 0 | 0 | 0 | 0
LFG | 0 | 0 | 0 | 0 | 0 | 0
Nuc | 0 | 0 | 0 | 0 | 0 | 0
PS | 0 | 0 | 0 | 0 | 0 | 0
PV | 0 | 0 | 0 | 0 | 0 | 0
PeakG | 0 | 0 | 0 | 0 | 0 | 0
PeakO | 0 | 0 | 0 | 0 | 0 | 0
ST | 0 | 0 | 0 | 0 | 0 | 0
STOG | 0 | 0 | 0 | 0 | 0 | 0
STWD | 0 | 0 | 0 | 0 | 0 | 0
WT | 0 | 0 | 0 | 0 | 0 | 0
IGCC | 0 | 0 | 0 | 0 | 0 | 0
DemandResponse | 0 | 0 | 0 | 0 | 0 | 0
IGCC-CCS | 0 | 0 | 0 | 0 | 0 | 0
WT_off | 0 | 0 | 0 | 0 | 0 | 0
PseudoUnit | 0 | 0 | 0 | 0 | 0 | 0
FixedInterchange | 0 | 0 | 0 | 0 | 0 | 0
Retrofit VOM Costs by Reporting Type: VACAR
ReportingType | 2015 | 2020 | 2025 | 2030 | 2035 | 2040
BM | 0 | 0 | 0 | 0 | 0 | 0
CC | 0 | 0 | 0 | 0 | 0 | 0
CSP | 0 | 0 | 0 | 0 | 0 | 0
CT | 0 | 0 | 0 | 0 | 0 | 0
Coal | 356.81 | 275.13 | 211.8 | 103.49 | 223.56 | 277.47
Geo | 0 | 0 | 0 | 0 | 0 | 0
H | 0 | 0 | 0 | 0 | 0 | 0
LFG | 0 | 0 | 0 | 0 | 0 | 0
Nuc | 0 | 0 | 0 | 0 | 0 | 0
PS | 0 | 0 | 0 | 0 | 0 | 0
PV | 0 | 0 | 0 | 0 | 0 | 0
PeakG | 0 | 0 | 0 | 0 | 0 | 0
PeakO | 0 | 0 | 0 | 0 | 0 | 0
ST | 0 | 0 | 0 | 0 | 0 | 0
STOG | 0 | 0 | 0 | 0 | 0 | 0
STWD | 0 | 0 | 0 | 0 | 0 | 0
WT | 0 | 0 | 0 | 0 | 0 | 0
IGCC | 0 | 0 | 0 | 0 | 0 | 0
DemandResponse | 0 | 0 | 0 | 0 | 0 | 0
IGCC-CCS | 0 | 0 | 0 | 0 | 0 | 0
WT_off | 0 | 0 | 0 | 0 | 0 | 0
PseudoUnit | 0 | 0 | 0 | 0 | 0 | 0
FixedInterchange | 0 | 0 | 0 | 0 | 0 | 0
Retrofit VOM Costs by Reporting Type: IESO
ReportingType | 2015 | 2020 | 2025 | 2030 | 2035 | 2040
BM | 0 | 0 | 0 | 0 | 0 | 0
CC | 0 | 0 | 0 | 0 | 0 | 0
CSP | 0 | 0 | 0 | 0 | 0 | 0
CT | 0 | 0 | 0 | 0 | 0 | 0
Coal | 0 | 0 | 0 | 0 | 0 | 0
Geo | 0 | 0 | 0 | 0 | 0 | 0
H | 0 | 0 | 0 | 0 | 0 | 0
LFG | 0 | 0 | 0 | 0 | 0 | 0
Nuc | 0 | 0 | 0 | 0 | 0 | 0
PS | 0 | 0 | 0 | 0 | 0 | 0
PV | 0 | 0 | 0 | 0 | 0 | 0
PeakG | 0 | 0 | 0 | 0 | 0 | 0
PeakO | 0 | 0 | 0 | 0 | 0 | 0
ST | 0 | 0 | 0 | 0 | 0 | 0
STOG | 0 | 0 | 0 | 0 | 0 | 0
STWD | 0 | 0 | 0 | 0 | 0 | 0
WT | 0 | 0 | 0 | 0 | 0 | 0
IGCC | 0 | 0 | 0 | 0 | 0 | 0
DemandResponse | 0 | 0 | 0 | 0 | 0 | 0
IGCC-CCS | 0 | 0 | 0 | 0 | 0 | 0
WT_off | 0 | 0 | 0 | 0 | 0 | 0
PseudoUnit | 0 | 0 | 0 | 0 | 0 | 0
FixedInterchange | 0 | 0 | 0 | 0 | 0 | 0
Retrofit VOM Costs by Reporting Type: MAPP_CA
ReportingType | 2015 | 2020 | 2025 | 2030 | 2035 | 2040
BM | 0 | 0 | 0 | 0 | 0 | 0
CC | 0 | 0 | 0 | 0 | 0 | 0
CSP | 0 | 0 | 0 | 0 | 0 | 0
CT | 0 | 0 | 0 | 0 | 0 | 0
Coal | 0 | 0 | 0 | 0 | 0 | 0
Geo | 0 | 0 | 0 | 0 | 0 | 0
H | 0 | 0 | 0 | 0 | 0 | 0
LFG | 0 | 0 | 0 | 0 | 0 | 0
Nuc | 0 | 0 | 0 | 0 | 0 | 0
PS | 0 | 0 | 0 | 0 | 0 | 0
PV | 0 | 0 | 0 | 0 | 0 | 0
PeakG | 0 | 0 | 0 | 0 | 0 | 0
PeakO | 0 | 0 | 0 | 0 | 0 | 0
ST | 0 | 0 | 0 | 0 | 0 | 0
STOG | 0 | 0 | 0 | 0 | 0 | 0
STWD | 0 | 0 | 0 | 0 | 0 | 0
WT | 0 | 0 | 0 | 0 | 0 | 0
IGCC | 0 | 0 | 0 | 0 | 0 | 0
DemandResponse | 0 | 0 | 0 | 0 | 0 | 0
IGCC-CCS | 0 | 0 | 0 | 0 | 0 | 0
WT_off | 0 | 0 | 0 | 0 | 0 | 0
PseudoUnit | 0 | 0 | 0 | 0 | 0 | 0
FixedInterchange | 0 | 0 | 0 | 0 | 0 | 0
Retrofit VOM Costs by Reporting Type: AZ_NM_SNV_Coal
ReportingType | 2015 | 2020 | 2025 | 2030 | 2035 | 2040
BM | 0 | 0 | 0 | 0 | 0 | 0
CC | 0 | 0 | 0 | 0 | 0 | 0
CSP | 0 | 0 | 0 | 0 | 0 | 0
CT | 0 | 0 | 0 | 0 | 0 | 0
Coal | 354.51 | 404.7 | 404.7 | 404.7 | 404.7 | 404.7
Geo | 0 | 0 | 0 | 0 | 0 | 0
H | 0 | 0 | 0 | 0 | 0 | 0
LFG | 0 | 0 | 0 | 0 | 0 | 0
Nuc | 0 | 0 | 0 | 0 | 0 | 0
PS | 0 | 0 | 0 | 0 | 0 | 0
PV | 0 | 0 | 0 | 0 | 0 | 0
PeakG | 0 | 0 | 0 | 0 | 0 | 0
PeakO | 0 | 0 | 0 | 0 | 0 | 0
ST | 0 | 0 | 0 | 0 | 0 | 0
STOG | 0 | 0 | 0 | 0 | 0 | 0
STWD | 0 | 0 | 0 | 0 | 0 | 0
WT | 0 | 0 | 0 | 0 | 0 | 0
IGCC | 0 | 0 | 0 | 0 | 0 | 0
DemandResponse | 0 | 0 | 0 | 0 | 0 | 0
IGCC-CCS | 0 | 0 | 0 | 0 | 0 | 0
WT_off | 0 | 0 | 0 | 0 | 0 | 0
PseudoUnit | 0 | 0 | 0 | 0 | 0 | 0
FixedInterchange | 0 | 0 | 0 | 0 | 0 | 0
Retrofit VOM Costs by Reporting Type: AZ_NM_SNV_Gas
ReportingType | 2015 | 2020 | 2025 | 2030 | 2035 | 2040
BM | 0 | 0 | 0 | 0 | 0 | 0
CC | 0 | 0 | 0 | 0 | 0 | 0
CSP | 0 | 0 | 0 | 0 | 0 | 0
CT | 0 | 0 | 0 | 0 | 0 | 0
Coal | 0 | 0 | 0 | 0 | 0 | 0
Geo | 0 | 0 | 0 | 0 | 0 | 0
H | 0 | 0 | 0 | 0 | 0 | 0
LFG | 0 | 0 | 0 | 0 | 0 | 0
Nuc | 0 | 0 | 0 | 0 | 0 | 0
PS | 0 | 0 | 0 | 0 | 0 | 0
PV | 0 | 0 | 0 | 0 | 0 | 0
PeakG | 0 | 0 | 0 | 0 | 0 | 0
PeakO | 0 | 0 | 0 | 0 | 0 | 0
ST | 0 | 0 | 0 | 0 | 0 | 0
STOG | 0 | 0 | 0 | 0 | 0 | 0
STWD | 0 | 0 | 0 | 0 | 0 | 0
WT | 0 | 0 | 0 | 0 | 0 | 0
IGCC | 0 | 0 | 0 | 0 | 0 | 0
DemandResponse | 0 | 0 | 0 | 0 | 0 | 0
IGCC-CCS | 0 | 0 | 0 | 0 | 0 | 0
WT_off | 0 | 0 | 0 | 0 | 0 | 0
PseudoUnit | 0 | 0 | 0 | 0 | 0 | 0
FixedInterchange | 0 | 0 | 0 | 0 | 0 | 0
Retrofit VOM Costs by Reporting Type: AZ_NM_SNV_NucRenew
ReportingType | 2015 | 2020 | 2025 | 2030 | 2035 | 2040
BM | 0 | 0 | 0 | 0 | 0 | 0
CC | 0 | 0 | 0 | 0 | 0 | 0
CSP | 0 | 0 | 0 | 0 | 0 | 0
CT | 0 | 0 | 0 | 0 | 0 | 0
Coal | 0 | 0 | 0 | 0 | 0 | 0
Geo | 0 | 0 | 0 | 0 | 0 | 0
H | 0 | 0 | 0 | 0 | 0 | 0
LFG | 0 | 0 | 0 | 0 | 0 | 0
Nuc | 0 | 0 | 0 | 0 | 0 | 0
PS | 0 | 0 | 0 | 0 | 0 | 0
PV | 0 | 0 | 0 | 0 | 0 | 0
PeakG | 0 | 0 | 0 | 0 | 0 | 0
PeakO | 0 | 0 | 0 | 0 | 0 | 0
ST | 0 | 0 | 0 | 0 | 0 | 0
STOG | 0 | 0 | 0 | 0 | 0 | 0
STWD | 0 | 0 | 0 | 0 | 0 | 0
WT | 0 | 0 | 0 | 0 | 0 | 0
IGCC | 0 | 0 | 0 | 0 | 0 | 0
DemandResponse | 0 | 0 | 0 | 0 | 0 | 0
IGCC-CCS | 0 | 0 | 0 | 0 | 0 | 0
WT_off | 0 | 0 | 0 | 0 | 0 | 0
PseudoUnit | 0 | 0 | 0 | 0 | 0 | 0
FixedInterchange | 0 | 0 | 0 | 0 | 0 | 0
Retrofit VOM Costs by Reporting Type: ERCOT
ReportingType | 2015 | 2020 | 2025 | 2030 | 2035 | 2040
BM | 0 | 0 | 0 | 0 | 0 | 0
CC | 0 | 0 | 0 | 0 | 0 | 0
CSP | 0 | 0 | 0 | 0 | 0 | 0
CT | 0 | 0 | 0 | 0 | 0 | 0
Coal | 331.42 | 539.82 | 604.88 | 603.51 | 617.24 | 626.14
Geo | 0 | 0 | 0 | 0 | 0 | 0
H | 0 | 0 | 0 | 0 | 0 | 0
LFG | 0 | 0 | 0 | 0 | 0 | 0
Nuc | 0 | 0 | 0 | 0 | 0 | 0
PS | 0 | 0 | 0 | 0 | 0 | 0
PV | 0 | 0 | 0 | 0 | 0 | 0
PeakG | 0 | 0 | 0 | 0 | 0 | 0
PeakO | 0 | 0 | 0 | 0 | 0 | 0
ST | 0 | 0 | 0 | 0 | 0 | 0
STOG | 0 | 0 | 0 | 0 | 0 | 0
STWD | 0 | 0 | 0 | 0 | 0 | 0
WT | 0 | 0 | 0 | 0 | 0 | 0
IGCC | 0 | 0 | 0 | 0 | 0 | 0
DemandResponse | 0 | 0 | 0 | 0 | 0 | 0
IGCC-CCS | 0 | 0 | 0 | 0 | 0 | 0
WT_off | 0 | 0 | 0 | 0 | 0 | 0
PseudoUnit | 0 | 0 | 0 | 0 | 0 | 0
FixedInterchange | 0 | 0 | 0 | 0 | 0 | 0
Retrofit VOM Costs by Reporting Type: NP15
ReportingType | 2015 | 2020 | 2025 | 2030 | 2035 | 2040
BM | 0 | 0 | 0 | 0 | 0 | 0
CC | 0 | 0 | 0 | 0 | 0 | 0
CSP | 0 | 0 | 0 | 0 | 0 | 0
CT | 0 | 0 | 0 | 0 | 0 | 0
Coal | 1.46 | 0 | 0 | 0 | 0 | 0
Geo | 0 | 0 | 0 | 0 | 0 | 0
H | 0 | 0 | 0 | 0 | 0 | 0
LFG | 0 | 0 | 0 | 0 | 0 | 0
Nuc | 0 | 0 | 0 | 0 | 0 | 0
PS | 0 | 0 | 0 | 0 | 0 | 0
PV | 0 | 0 | 0 | 0 | 0 | 0
PeakG | 0 | 0 | 0 | 0 | 0 | 0
PeakO | 0 | 0 | 0 | 0 | 0 | 0
ST | 0 | 0 | 0 | 0 | 0 | 0
STOG | 0 | 0 | 0 | 0 | 0 | 0
STWD | 0 | 0 | 0 | 0 | 0 | 0
WT | 0 | 0 | 0 | 0 | 0 | 0
IGCC | 0 | 0 | 0 | 0 | 0 | 0
DemandResponse | 0 | 0 | 0 | 0 | 0 | 0
IGCC-CCS | 0 | 0 | 0 | 0 | 0 | 0
WT_off | 0 | 0 | 0 | 0 | 0 | 0
PseudoUnit | 0 | 0 | 0 | 0 | 0 | 0
FixedInterchange | 0 | 0 | 0 | 0 | 0 | 0
Retrofit VOM Costs by Reporting Type: NWPP_Coal
ReportingType | 2015 | 2020 | 2025 | 2030 | 2035 | 2040
BM | 0 | 0 | 0 | 0 | 0 | 0
CC | 0 | 0 | 0 | 0 | 0 | 0
CSP | 0 | 0 | 0 | 0 | 0 | 0
CT | 0 | 0 | 0 | 0 | 0 | 0
Coal | 536.7 | 693.67 | 693.67 | 693.67 | 693.67 | 693.67
Geo | 0 | 0 | 0 | 0 | 0 | 0
H | 0 | 0 | 0 | 0 | 0 | 0
LFG | 0 | 0 | 0 | 0 | 0 | 0
Nuc | 0 | 0 | 0 | 0 | 0 | 0
PS | 0 | 0 | 0 | 0 | 0 | 0
PV | 0 | 0 | 0 | 0 | 0 | 0
PeakG | 0 | 0 | 0 | 0 | 0 | 0
PeakO | 0 | 0 | 0 | 0 | 0 | 0
ST | 0 | 0 | 0 | 0 | 0 | 0
STOG | 0 | 0 | 0 | 0 | 0 | 0
STWD | 0 | 0 | 0 | 0 | 0 | 0
WT | 0 | 0 | 0 | 0 | 0 | 0
IGCC | 0 | 0 | 0 | 0 | 0 | 0
DemandResponse | 0 | 0 | 0 | 0 | 0 | 0
IGCC-CCS | 0 | 0 | 0 | 0 | 0 | 0
WT_off | 0 | 0 | 0 | 0 | 0 | 0
PseudoUnit | 0 | 0 | 0 | 0 | 0 | 0
FixedInterchange | 0 | 0 | 0 | 0 | 0 | 0
Retrofit VOM Costs by Reporting Type: NWPP_Gas
ReportingType | 2015 | 2020 | 2025 | 2030 | 2035 | 2040
BM | 0 | 0 | 0 | 0 | 0 | 0
CC | 0 | 0 | 0 | 0 | 0 | 0
CSP | 0 | 0 | 0 | 0 | 0 | 0
CT | 0 | 0 | 0 | 0 | 0 | 0
Coal | 0 | 0 | 0 | 0 | 0 | 0
Geo | 0 | 0 | 0 | 0 | 0 | 0
H | 0 | 0 | 0 | 0 | 0 | 0
LFG | 0 | 0 | 0 | 0 | 0 | 0
Nuc | 0 | 0 | 0 | 0 | 0 | 0
PS | 0 | 0 | 0 | 0 | 0 | 0
PV | 0 | 0 | 0 | 0 | 0 | 0
PeakG | 0 | 0 | 0 | 0 | 0 | 0
PeakO | 0 | 0 | 0 | 0 | 0 | 0
ST | 0 | 0 | 0 | 0 | 0 | 0
STOG | 0 | 0 | 0 | 0 | 0 | 0
STWD | 0 | 0 | 0 | 0 | 0 | 0
WT | 0 | 0 | 0 | 0 | 0 | 0
IGCC | 0 | 0 | 0 | 0 | 0 | 0
DemandResponse | 0 | 0 | 0 | 0 | 0 | 0
IGCC-CCS | 0 | 0 | 0 | 0 | 0 | 0
WT_off | 0 | 0 | 0 | 0 | 0 | 0
PseudoUnit | 0 | 0 | 0 | 0 | 0 | 0
FixedInterchange | 0 | 0 | 0 | 0 | 0 | 0
Retrofit VOM Costs by Reporting Type: NWPP_NucRenew
ReportingType | 2015 | 2020 | 2025 | 2030 | 2035 | 2040
BM | 0 | 0 | 0 | 0 | 0 | 0
CC | 0 | 0 | 0 | 0 | 0 | 0
CSP | 0 | 0 | 0 | 0 | 0 | 0
CT | 0 | 0 | 0 | 0 | 0 | 0
Coal | 0 | 0 | 0 | 0 | 0 | 0
Geo | 0 | 0 | 0 | 0 | 0 | 0
H | 0 | 0 | 0 | 0 | 0 | 0
LFG | 0 | 0 | 0 | 0 | 0 | 0
Nuc | 0 | 0 | 0 | 0 | 0 | 0
PS | 0 | 0 | 0 | 0 | 0 | 0
PV | 0 | 0 | 0 | 0 | 0 | 0
PeakG | 0 | 0 | 0 | 0 | 0 | 0
PeakO | 0 | 0 | 0 | 0 | 0 | 0
ST | 0 | 0 | 0 | 0 | 0 | 0
STOG | 0 | 0 | 0 | 0 | 0 | 0
STWD | 0 | 0 | 0 | 0 | 0 | 0
WT | 0 | 0 | 0 | 0 | 0 | 0
IGCC | 0 | 0 | 0 | 0 | 0 | 0
DemandResponse | 0 | 0 | 0 | 0 | 0 | 0
IGCC-CCS | 0 | 0 | 0 | 0 | 0 | 0
WT_off | 0 | 0 | 0 | 0 | 0 | 0
PseudoUnit | 0 | 0 | 0 | 0 | 0 | 0
FixedInterchange | 0 | 0 | 0 | 0 | 0 | 0
Retrofit VOM Costs by Reporting Type: RMPA
ReportingType | 2015 | 2020 | 2025 | 2030 | 2035 | 2040
BM | 0 | 0 | 0 | 0 | 0 | 0
CC | 0 | 0 | 0 | 0 | 0 | 0
CSP | 0 | 0 | 0 | 0 | 0 | 0
CT | 0 | 0 | 0 | 0 | 0 | 0
Coal | 259.51 | 340.11 | 320.42 | 320.42 | 320.42 | 311.8
Geo | 0 | 0 | 0 | 0 | 0 | 0
H | 0 | 0 | 0 | 0 | 0 | 0
LFG | 0 | 0 | 0 | 0 | 0 | 0
Nuc | 0 | 0 | 0 | 0 | 0 | 0
PS | 0 | 0 | 0 | 0 | 0 | 0
PV | 0 | 0 | 0 | 0 | 0 | 0
PeakG | 0 | 0 | 0 | 0 | 0 | 0
PeakO | 0 | 0 | 0 | 0 | 0 | 0
ST | 0 | 0 | 0 | 0 | 0 | 0
STOG | 0 | 0 | 0 | 0 | 0 | 0
STWD | 0 | 0 | 0 | 0 | 0 | 0
WT | 0 | 0 | 0 | 0 | 0 | 0
IGCC | 0 | 0 | 0 | 0 | 0 | 0
DemandResponse | 0 | 0 | 0 | 0 | 0 | 0
IGCC-CCS | 0 | 0 | 0 | 0 | 0 | 0
WT_off | 0 | 0 | 0 | 0 | 0 | 0
PseudoUnit | 0 | 0 | 0 | 0 | 0 | 0
FixedInterchange | 0 | 0 | 0 | 0 | 0 | 0
Retrofit VOM Costs by Reporting Type: SP15
ReportingType | 2015 | 2020 | 2025 | 2030 | 2035 | 2040
BM | 0 | 0 | 0 | 0 | 0 | 0
CC | 0 | 0 | 0 | 0 | 0 | 0
CSP | 0 | 0 | 0 | 0 | 0 | 0
CT | 0 | 0 | 0 | 0 | 0 | 0
Coal | 5.19 | 5.66 | 5.66 | 3.48 | 0 | 0
Geo | 0 | 0 | 0 | 0 | 0 | 0
H | 0 | 0 | 0 | 0 | 0 | 0
LFG | 0 | 0 | 0 | 0 | 0 | 0
Nuc | 0 | 0 | 0 | 0 | 0 | 0
PS | 0 | 0 | 0 | 0 | 0 | 0
PV | 0 | 0 | 0 | 0 | 0 | 0
PeakG | 0 | 0 | 0 | 0 | 0 | 0
PeakO | 0 | 0 | 0 | 0 | 0 | 0
ST | 0 | 0 | 0 | 0 | 0 | 0
STOG | 0 | 0 | 0 | 0 | 0 | 0
STWD | 0 | 0 | 0 | 0 | 0 | 0
WT | 0 | 0 | 0 | 0 | 0 | 0
IGCC | 0 | 0 | 0 | 0 | 0 | 0
DemandResponse | 0 | 0 | 0 | 0 | 0 | 0
IGCC-CCS | 0 | 0 | 0 | 0 | 0 | 0
WT_off | 0 | 0 | 0 | 0 | 0 | 0
PseudoUnit | 0 | 0 | 0 | 0 | 0 | 0
FixedInterchange | 0 | 0 | 0 | 0 | 0 | 0
Retrofit VOM Costs by Reporting Type: ALB
ReportingType | 2015 | 2020 | 2025 | 2030 | 2035 | 2040
BM | 0 | 0 | 0 | 0 | 0 | 0
CC | 0 | 0 | 0 | 0 | 0 | 0
CSP | 0 | 0 | 0 | 0 | 0 | 0
CT | 0 | 0 | 0 | 0 | 0 | 0
Coal | 21.2 | 21.2 | 21.2 | 21.2 | 21.2 | 21.2
Geo | 0 | 0 | 0 | 0 | 0 | 0
H | 0 | 0 | 0 | 0 | 0 | 0
LFG | 0 | 0 | 0 | 0 | 0 | 0
Nuc | 0 | 0 | 0 | 0 | 0 | 0
PS | 0 | 0 | 0 | 0 | 0 | 0
PV | 0 | 0 | 0 | 0 | 0 | 0
PeakG | 0 | 0 | 0 | 0 | 0 | 0
PeakO | 0 | 0 | 0 | 0 | 0 | 0
ST | 0 | 0 | 0 | 0 | 0 | 0
STOG | 0 | 0 | 0 | 0 | 0 | 0
STWD | 0 | 0 | 0 | 0 | 0 | 0
WT | 0 | 0 | 0 | 0 | 0 | 0
IGCC | 0 | 0 | 0 | 0 | 0 | 0
DemandResponse | 0 | 0 | 0 | 0 | 0 | 0
IGCC-CCS | 0 | 0 | 0 | 0 | 0 | 0
WT_off | 0 | 0 | 0 | 0 | 0 | 0
PseudoUnit | 0 | 0 | 0 | 0 | 0 | 0
FixedInterchange | 0 | 0 | 0 | 0 | 0 | 0
Retrofit VOM Costs by Reporting Type: BC
ReportingType | 2015 | 2020 | 2025 | 2030 | 2035 | 2040
BM | 0 | 0 | 0 | 0 | 0 | 0
CC | 0 | 0 | 0 | 0 | 0 | 0
CSP | 0 | 0 | 0 | 0 | 0 | 0
CT | 0 | 0 | 0 | 0 | 0 | 0
Coal | 0 | 0 | 0 | 0 | 0 | 0
Geo | 0 | 0 | 0 | 0 | 0 | 0
H | 0 | 0 | 0 | 0 | 0 | 0
LFG | 0 | 0 | 0 | 0 | 0 | 0
Nuc | 0 | 0 | 0 | 0 | 0 | 0
PS | 0 | 0 | 0 | 0 | 0 | 0
PV | 0 | 0 | 0 | 0 | 0 | 0
PeakG | 0 | 0 | 0 | 0 | 0 | 0
PeakO | 0 | 0 | 0 | 0 | 0 | 0
ST | 0 | 0 | 0 | 0 | 0 | 0
STOG | 0 | 0 | 0 | 0 | 0 | 0
STWD | 0 | 0 | 0 | 0 | 0 | 0
WT | 0 | 0 | 0 | 0 | 0 | 0
IGCC | 0 | 0 | 0 | 0 | 0 | 0
DemandResponse | 0 | 0 | 0 | 0 | 0 | 0
IGCC-CCS | 0 | 0 | 0 | 0 | 0 | 0
WT_off | 0 | 0 | 0 | 0 | 0 | 0
PseudoUnit | 0 | 0 | 0 | 0 | 0 | 0
FixedInterchange | 0 | 0 | 0 | 0 | 0 | 0
Retrofit VOM Costs by Reporting Type: HQ_IESO
ReportingType | 2015 | 2020 | 2025 | 2030 | 2035 | 2040
BM | 0 | 0 | 0 | 0 | 0 | 0
CC | 0 | 0 | 0 | 0 | 0 | 0
CSP | 0 | 0 | 0 | 0 | 0 | 0
CT | 0 | 0 | 0 | 0 | 0 | 0
Coal | 0 | 0 | 0 | 0 | 0 | 0
Geo | 0 | 0 | 0 | 0 | 0 | 0
H | 0 | 0 | 0 | 0 | 0 | 0
LFG | 0 | 0 | 0 | 0 | 0 | 0
Nuc | 0 | 0 | 0 | 0 | 0 | 0
PS | 0 | 0 | 0 | 0 | 0 | 0
PV | 0 | 0 | 0 | 0 | 0 | 0
PeakG | 0 | 0 | 0 | 0 | 0 | 0
PeakO | 0 | 0 | 0 | 0 | 0 | 0
ST | 0 | 0 | 0 | 0 | 0 | 0
STOG | 0 | 0 | 0 | 0 | 0 | 0
STWD | 0 | 0 | 0 | 0 | 0 | 0
WT | 0 | 0 | 0 | 0 | 0 | 0
IGCC | 0 | 0 | 0 | 0 | 0 | 0
DemandResponse | 0 | 0 | 0 | 0 | 0 | 0
IGCC-CCS | 0 | 0 | 0 | 0 | 0 | 0
WT_off | 0 | 0 | 0 | 0 | 0 | 0
PseudoUnit | 0 | 0 | 0 | 0 | 0 | 0
FixedInterchange | 0 | 0 | 0 | 0 | 0 | 0
Retrofit VOM Costs by Reporting Type: HQ_NEISO
ReportingType | 2015 | 2020 | 2025 | 2030 | 2035 | 2040
BM | 0 | 0 | 0 | 0 | 0 | 0
CC | 0 | 0 | 0 | 0 | 0 | 0
CSP | 0 | 0 | 0 | 0 | 0 | 0
CT | 0 | 0 | 0 | 0 | 0 | 0
Coal | 0 | 0 | 0 | 0 | 0 | 0
Geo | 0 | 0 | 0 | 0 | 0 | 0
H | 0 | 0 | 0 | 0 | 0 | 0
LFG | 0 | 0 | 0 | 0 | 0 | 0
Nuc | 0 | 0 | 0 | 0 | 0 | 0
PS | 0 | 0 | 0 | 0 | 0 | 0
PV | 0 | 0 | 0 | 0 | 0 | 0
PeakG | 0 | 0 | 0 | 0 | 0 | 0
PeakO | 0 | 0 | 0 | 0 | 0 | 0
ST | 0 | 0 | 0 | 0 | 0 | 0
STOG | 0 | 0 | 0 | 0 | 0 | 0
STWD | 0 | 0 | 0 | 0 | 0 | 0
WT | 0 | 0 | 0 | 0 | 0 | 0
IGCC | 0 | 0 | 0 | 0 | 0 | 0
DemandResponse | 0 | 0 | 0 | 0 | 0 | 0
IGCC-CCS | 0 | 0 | 0 | 0 | 0 | 0
WT_off | 0 | 0 | 0 | 0 | 0 | 0
PseudoUnit | 0 | 0 | 0 | 0 | 0 | 0
FixedInterchange | 0 | 0 | 0 | 0 | 0 | 0
Retrofit VOM Costs by Reporting Type: HQ_NY
ReportingType | 2015 | 2020 | 2025 | 2030 | 2035 | 2040
BM | 0 | 0 | 0 | 0 | 0 | 0
CC | 0 | 0 | 0 | 0 | 0 | 0
CSP | 0 | 0 | 0 | 0 | 0 | 0
CT | 0 | 0 | 0 | 0 | 0 | 0
Coal | 0 | 0 | 0 | 0 | 0 | 0
Geo | 0 | 0 | 0 | 0 | 0 | 0
H | 0 | 0 | 0 | 0 | 0 | 0
LFG | 0 | 0 | 0 | 0 | 0 | 0
Nuc | 0 | 0 | 0 | 0 | 0 | 0
PS | 0 | 0 | 0 | 0 | 0 | 0
PV | 0 | 0 | 0 | 0 | 0 | 0
PeakG | 0 | 0 | 0 | 0 | 0 | 0
PeakO | 0 | 0 | 0 | 0 | 0 | 0
ST | 0 | 0 | 0 | 0 | 0 | 0
STOG | 0 | 0 | 0 | 0 | 0 | 0
STWD | 0 | 0 | 0 | 0 | 0 | 0
WT | 0 | 0 | 0 | 0 | 0 | 0
IGCC | 0 | 0 | 0 | 0 | 0 | 0
DemandResponse | 0 | 0 | 0 | 0 | 0 | 0
IGCC-CCS | 0 | 0 | 0 | 0 | 0 | 0
WT_off | 0 | 0 | 0 | 0 | 0 | 0
PseudoUnit | 0 | 0 | 0 | 0 | 0 | 0
FixedInterchange | 0 | 0 | 0 | 0 | 0 | 0
Retrofit VOM Costs by Reporting Type: MARITIMES
ReportingType | 2015 | 2020 | 2025 | 2030 | 2035 | 2040
BM | 0 | 0 | 0 | 0 | 0 | 0
CC | 0 | 0 | 0 | 0 | 0 | 0
CSP | 0 | 0 | 0 | 0 | 0 | 0
CT | 0 | 0 | 0 | 0 | 0 | 0
Coal | 0 | 0 | 0 | 0 | 0 | 0
Geo | 0 | 0 | 0 | 0 | 0 | 0
H | 0 | 0 | 0 | 0 | 0 | 0
LFG | 0 | 0 | 0 | 0 | 0 | 0
Nuc | 0 | 0 | 0 | 0 | 0 | 0
PS | 0 | 0 | 0 | 0 | 0 | 0
PV | 0 | 0 | 0 | 0 | 0 | 0
PeakG | 0 | 0 | 0 | 0 | 0 | 0
PeakO | 0 | 0 | 0 | 0 | 0 | 0
ST | 0 | 0 | 0 | 0 | 0 | 0
STOG | 0 | 0 | 0 | 0 | 0 | 0
STWD | 0 | 0 | 0 | 0 | 0 | 0
WT | 0 | 0 | 0 | 0 | 0 | 0
IGCC | 0 | 0 | 0 | 0 | 0 | 0
DemandResponse | 0 | 0 | 0 | 0 | 0 | 0
IGCC-CCS | 0 | 0 | 0 | 0 | 0 | 0
WT_off | 0 | 0 | 0 | 0 | 0 | 0
PseudoUnit | 0 | 0 | 0 | 0 | 0 | 0
FixedInterchange | 0 | 0 | 0 | 0 | 0 | 0
retrofit VOM Costs by Reporting Type: All
ReportingType | 2015 | 2020 | 2025 | 2030 | 2035 | 2040
BM | 0 | 0 | 0 | 0 | 0 | 0
CC | 0 | 0 | 0 | 0 | 0 | 0
CSP | 0 | 0 | 0 | 0 | 0 | 0
CT | 0 | 0 | 0 | 0 | 0 | 0
Coal | 5145.43 | 8259.09 | 8317.59 | 8024.11 | 8771.23 | 8860.14
Geo | 0 | 0 | 0 | 0 | 0 | 0
H | 0 | 0 | 0 | 0 | 0 | 0
LFG | 0 | 0 | 0 | 0 | 0 | 0
Nuc | 0 | 0 | 0 | 0 | 0 | 0
PS | 0 | 0 | 0 | 0 | 0 | 0
PV | 0 | 0 | 0 | 0 | 0 | 0
PeakG | 0 | 0 | 0 | 0 | 0 | 0
PeakO | 0 | 0 | 0 | 0 | 0 | 0
ST | 0 | 0 | 0 | 0 | 0 | 0
STOG | 0 | 0 | 0 | 0 | 0 | 0
STWD | 0 | 0 | 0 | 0 | 0 | 0
WT | 0 | 0 | 0 | 0 | 0 | 0
IGCC | 0 | 0 | 0 | 0 | 0 | 0
DemandResponse | 0 | 0 | 0 | 0 | 0 | 0
IGCC-CCS | 0 | 0 | 0 | 0 | 0 | 0
WT_off | 0 | 0 | 0 | 0 | 0 | 0
PseudoUnit | 0 | 0 | 0 | 0 | 0 | 0
FixedInterchange | 0 | 0 | 0 | 0 | 0 | 0
retrofit VOM Costs by Reporting Type: EI_US
ReportingType | 2015 | 2020 | 2025 | 2030 | 2035 | 2040
BM | 0 | 0 | 0 | 0 | 0 | 0
CC | 0 | 0 | 0 | 0 | 0 | 0
CSP | 0 | 0 | 0 | 0 | 0 | 0
CT | 0 | 0 | 0 | 0 | 0 | 0
Coal | 3635.45 | 6253.92 | 6267.05 | 5977.12 | 6714 | 6802.63
Geo | 0 | 0 | 0 | 0 | 0 | 0
H | 0 | 0 | 0 | 0 | 0 | 0
LFG | 0 | 0 | 0 | 0 | 0 | 0
Nuc | 0 | 0 | 0 | 0 | 0 | 0
PS | 0 | 0 | 0 | 0 | 0 | 0
PV | 0 | 0 | 0 | 0 | 0 | 0
PeakG | 0 | 0 | 0 | 0 | 0 | 0
PeakO | 0 | 0 | 0 | 0 | 0 | 0
ST | 0 | 0 | 0 | 0 | 0 | 0
STOG | 0 | 0 | 0 | 0 | 0 | 0
STWD | 0 | 0 | 0 | 0 | 0 | 0
WT | 0 | 0 | 0 | 0 | 0 | 0
IGCC | 0 | 0 | 0 | 0 | 0 | 0
DemandResponse | 0 | 0 | 0 | 0 | 0 | 0
IGCC-CCS | 0 | 0 | 0 | 0 | 0 | 0
WT_off | 0 | 0 | 0 | 0 | 0 | 0
PseudoUnit | 0 | 0 | 0 | 0 | 0 | 0
FixedInterchange | 0 | 0 | 0 | 0 | 0 | 0
retrofit VOM Costs by Reporting Type: EI_Canada
ReportingType | 2015 | 2020 | 2025 | 2030 | 2035 | 2040
BM | 0 | 0 | 0 | 0 | 0 | 0
CC | 0 | 0 | 0 | 0 | 0 | 0
CSP | 0 | 0 | 0 | 0 | 0 | 0
CT | 0 | 0 | 0 | 0 | 0 | 0
Coal | 0 | 0 | 0 | 0 | 0 | 0
Geo | 0 | 0 | 0 | 0 | 0 | 0
H | 0 | 0 | 0 | 0 | 0 | 0
LFG | 0 | 0 | 0 | 0 | 0 | 0
Nuc | 0 | 0 | 0 | 0 | 0 | 0
PS | 0 | 0 | 0 | 0 | 0 | 0
PV | 0 | 0 | 0 | 0 | 0 | 0
PeakG | 0 | 0 | 0 | 0 | 0 | 0
PeakO | 0 | 0 | 0 | 0 | 0 | 0
ST | 0 | 0 | 0 | 0 | 0 | 0
STOG | 0 | 0 | 0 | 0 | 0 | 0
STWD | 0 | 0 | 0 | 0 | 0 | 0
WT | 0 | 0 | 0 | 0 | 0 | 0
IGCC | 0 | 0 | 0 | 0 | 0 | 0
DemandResponse | 0 | 0 | 0 | 0 | 0 | 0
IGCC-CCS | 0 | 0 | 0 | 0 | 0 | 0
WT_off | 0 | 0 | 0 | 0 | 0 | 0
PseudoUnit | 0 | 0 | 0 | 0 | 0 | 0
FixedInterchange | 0 | 0 | 0 | 0 | 0 | 0
retrofit VOM Costs by Reporting Type: EI
ReportingType | 2015 | 2020 | 2025 | 2030 | 2035 | 2040
BM | 0 | 0 | 0 | 0 | 0 | 0
CC | 0 | 0 | 0 | 0 | 0 | 0
CSP | 0 | 0 | 0 | 0 | 0 | 0
CT | 0 | 0 | 0 | 0 | 0 | 0
Coal | 3635.45 | 6253.92 | 6267.05 | 5977.12 | 6714 | 6802.63
Geo | 0 | 0 | 0 | 0 | 0 | 0
H | 0 | 0 | 0 | 0 | 0 | 0
LFG | 0 | 0 | 0 | 0 | 0 | 0
Nuc | 0 | 0 | 0 | 0 | 0 | 0
PS | 0 | 0 | 0 | 0 | 0 | 0
PV | 0 | 0 | 0 | 0 | 0 | 0
PeakG | 0 | 0 | 0 | 0 | 0 | 0
PeakO | 0 | 0 | 0 | 0 | 0 | 0
ST | 0 | 0 | 0 | 0 | 0 | 0
STOG | 0 | 0 | 0 | 0 | 0 | 0
STWD | 0 | 0 | 0 | 0 | 0 | 0
WT | 0 | 0 | 0 | 0 | 0 | 0
IGCC | 0 | 0 | 0 | 0 | 0 | 0
DemandResponse | 0 | 0 | 0 | 0 | 0 | 0
IGCC-CCS | 0 | 0 | 0 | 0 | 0 | 0
WT_off | 0 | 0 | 0 | 0 | 0 | 0
PseudoUnit | 0 | 0 | 0 | 0 | 0 | 0
FixedInterchange | 0 | 0 | 0 | 0 | 0 | 0
retrofit VOM Costs by Reporting Type: Outside_EI
ReportingType | 2015 | 2020 | 2025 | 2030 | 2035 | 2040
BM | 0 | 0 | 0 | 0 | 0 | 0
CC | 0 | 0 | 0 | 0 | 0 | 0
CSP | 0 | 0 | 0 | 0 | 0 | 0
CT | 0 | 0 | 0 | 0 | 0 | 0
Coal | 1509.99 | 2005.17 | 2050.53 | 2046.98 | 2057.23 | 2057.51
Geo | 0 | 0 | 0 | 0 | 0 | 0
H | 0 | 0 | 0 | 0 | 0 | 0
LFG | 0 | 0 | 0 | 0 | 0 | 0
Nuc | 0 | 0 | 0 | 0 | 0 | 0
PS | 0 | 0 | 0 | 0 | 0 | 0
PV | 0 | 0 | 0 | 0 | 0 | 0
PeakG | 0 | 0 | 0 | 0 | 0 | 0
PeakO | 0 | 0 | 0 | 0 | 0 | 0
ST | 0 | 0 | 0 | 0 | 0 | 0
STOG | 0 | 0 | 0 | 0 | 0 | 0
STWD | 0 | 0 | 0 | 0 | 0 | 0
WT | 0 | 0 | 0 | 0 | 0 | 0
IGCC | 0 | 0 | 0 | 0 | 0 | 0
DemandResponse | 0 | 0 | 0 | 0 | 0 | 0
IGCC-CCS | 0 | 0 | 0 | 0 | 0 | 0
WT_off | 0 | 0 | 0 | 0 | 0 | 0
PseudoUnit | 0 | 0 | 0 | 0 | 0 | 0
FixedInterchange | 0 | 0 | 0 | 0 | 0 | 0
#10 | Base FOM Costs ($million)
Base FOM Costs by Reporting Type: Entergy
ReportingType | 2015 | 2020 | 2025 | 2030 | 2035 | 2040
BM | 0 | 0 | 0 | 0 | 0 | 0
CC | 413.46 | 525.29 | 422.2 | 467.26 | 534.47 | 534.47
CSP | 0 | 0 | 0 | 0 | 0 | 0
CT | 0 | 0 | 0 | 0 | 0 | 0
Coal | 517.35 | 557.26 | 562.84 | 589.52 | 615.72 | 824.21
Geo | 0 | 0 | 0 | 0 | 0 | 0
H | 10.6 | 10.6 | 10.6 | 10.6 | 10.6 | 10.6
LFG | 0.97 | 0.97 | 0.97 | 13.89 | 13.89 | 13.89
Nuc | 789.41 | 804.93 | 789.41 | 789.41 | 666.82 | 1125.48
PS | 1.4 | 1.4 | 1.4 | 1.4 | 1.4 | 1.4
PV | 0 | 1.09 | 1.68 | 1.74 | 1.8 | 1.85
PeakG | 47.54 | 69.98 | 49.29 | 63.1 | 67 | 67
PeakO | 4.42 | 5.87 | 5.08 | 5.22 | 5.22 | 5.22
ST | 0 | 0 | 0 | 0 | 0 | 0
STOG | 173.66 | 205.49 | 133.87 | 133.87 | 133.87 | 133.87
STWD | 6.6 | 8.26 | 6.73 | 6.73 | 6.73 | 6.73
WT | 3.66 | 3.66 | 3.66 | 3.66 | 3.66 | 3.66
IGCC | 0 | 0 | 0 | 0 | 0 | 0
DemandResponse | 0 | 0 | 0 | 0 | 0 | 0
IGCC-CCS | 0 | 0 | 0 | 0 | 0 | 0
WT_off | 0 | 0 | 0 | 0 | 0 | 0
PseudoUnit | 0 | 0 | 0 | 0 | 0 | 0
FixedInterchange | 0 | 0 | 0 | 0 | 0 | 0
Base FOM Costs by Reporting Type: FRCC
ReportingType | 2015 | 2020 | 2025 | 2030 | 2035 | 2040
BM | 0 | 86.42 | 201.2 | 201.2 | 201.2 | 201.2
CC | 674.93 | 880.55 | 718.83 | 753.9 | 973.15 | 1074.17
CSP | 0 | 0 | 0 | 0 | 0 | 0
CT | 16.6 | 16.6 | 16.6 | 16.6 | 16.6 | 16.6
Coal | 581.48 | 559.11 | 579.81 | 624.95 | 657.59 | 710.17
Geo | 0 | 0 | 0 | 0 | 0 | 0
H | 0.78 | 0.78 | 1.18 | 1.18 | 1.18 | 1.18
LFG | 58.63 | 82.46 | 82.46 | 82.46 | 82.46 | 82.46
Nuc | 601.49 | 635.55 | 601.49 | 601.49 | 946.02 | 369.98
PS | 0 | 0 | 0 | 0 | 0 | 0
PV | 0.75 | 0.75 | 0.75 | 0.75 | 0.75 | 0.75
PeakG | 149.81 | 217.71 | 155.12 | 202.68 | 202.68 | 202.68
PeakO | 64.61 | 83.43 | 68.43 | 68.43 | 68.43 | 68.43
ST | 0 | 0 | 0 | 0 | 0 | 0
STOG | 196.02 | 231.95 | 191.03 | 191.03 | 191.03 | 191.03
STWD | 6.25 | 7.82 | 6.37 | 6.37 | 6.37 | 6.37
WT | 0 | 0 | 0 | 0 | 0 | 0
IGCC | 0 | 0 | 0 | 0 | 0 | 0
DemandResponse | 0 | 0 | 0 | 0 | 0 | 0
IGCC-CCS | 0 | 0 | 0 | 0 | 0 | 0
WT_off | 0 | 0 | 0 | 0 | 0 | 0
PseudoUnit | 0 | 0 | 0 | 0 | 0 | 0
FixedInterchange | 0 | 0 | 0 | 0 | 0 | 0
Base FOM Costs by Reporting Type: MAPP_US
ReportingType | 2015 | 2020 | 2025 | 2030 | 2035 | 2040
BM | 0 | 0 | 0 | 0 | 0 | 0
CC | 8.58 | 10.9 | 8.79 | 8.81 | 9.52 | 10.72
CSP | 0 | 0 | 0 | 0 | 0 | 0
CT | 2.06 | 2.06 | 2.06 | 2.06 | 4.13 | 5.39
Coal | 200.74 | 173.05 | 172.13 | 173.29 | 204.74 | 236.69
Geo | 3.95 | 3.95 | 3.95 | 3.95 | 3.95 | 3.95
H | 31.14 | 31.14 | 31.14 | 31.14 | 31.14 | 31.14
LFG | 0.24 | 0.24 | 0.24 | 8.86 | 8.86 | 8.86
Nuc | 0.01 | 0.01 | 0.01 | 0.01 | 0.01 | 0.01
PS | 0 | 0 | 0 | 0 | 0 | 0
PV | 0 | 0 | 0 | 0 | 0 | 0
PeakG | 12.29 | 19.13 | 14.16 | 16.07 | 17.04 | 17.04
PeakO | 1.3 | 2.16 | 1.73 | 1.73 | 1.73 | 1.73
ST | 0 | 0 | 0 | 0 | 0 | 0
STOG | 0 | 0 | 0 | 0 | 0 | 0
STWD | 0 | 0 | 0 | 0 | 0 | 0
WT | 55.22 | 95.97 | 95.97 | 224.03 | 308.33 | 363.32
IGCC | 0 | 0 | 0 | 0 | 0 | 0
DemandResponse | 0 | 0 | 0 | 0 | 0 | 0
IGCC-CCS | 0 | 0 | 0 | 0 | 0 | 0
WT_off | 0 | 0 | 0 | 0 | 0 | 0
PseudoUnit | 0 | 0 | 0 | 0 | 0 | 0
FixedInterchange | 0 | 0 | 0 | 0 | 0 | 0
Base FOM Costs by Reporting Type: MISO_IN
ReportingType | 2015 | 2020 | 2025 | 2030 | 2035 | 2040
BM | 0 | 0 | 0 | 0 | 0 | 0
CC | 41.43 | 52.67 | 42.31 | 45.82 | 110.45 | 132.12
CSP | 0 | 0 | 0 | 0 | 0 | 0
CT | 0 | 0 | 0 | 0 | 0 | 0
Coal | 930.27 | 1050.46 | 1043.15 | 1172.34 | 1310.67 | 1455.93
Geo | 0 | 0 | 0 | 0 | 0 | 0
H | 1.07 | 1.07 | 1.07 | 1.07 | 1.07 | 1.07
LFG | 4.46 | 4.46 | 14.11 | 14.11 | 14.11 | 14.11
Nuc | 0.01 | 0.01 | 0.01 | 0.01 | 0.01 | 0.01
PS | 0 | 0 | 0 | 0 | 0 | 0
PV | 0 | 3.94 | 6.4 | 6.4 | 6.59 | 6.82
PeakG | 52.35 | 76.94 | 54.27 | 73.39 | 73.39 | 73.39
PeakO | 10.59 | 13.5 | 10.82 | 10.82 | 10.82 | 10.82
ST | 0 | 0 | 0 | 0 | 0 | 0
STOG | 12.26 | 14.51 | 12.44 | 12.44 | 12.44 | 12.44
STWD | 0 | 0 | 0 | 0 | 0 | 0
WT | 18.31 | 18.31 | 18.31 | 18.31 | 18.31 | 18.31
IGCC | 30.22 | 30.22 | 30.22 | 30.22 | 30.22 | 30.22
DemandResponse | 0 | 0 | 0 | 0 | 0 | 0
IGCC-CCS | 0 | 0 | 0 | 0 | 0 | 0
WT_off | 0 | 0 | 0 | 0 | 0 | 0
PseudoUnit | 0 | 0 | 0 | 0 | 0 | 0
FixedInterchange | 0 | 0 | 0 | 0 | 0 | 0
Base FOM Costs by Reporting Type: MISO_MI
ReportingType | 2015 | 2020 | 2025 | 2030 | 2035 | 2040
BM | 0 | 0 | 0 | 0 | 0 | 0
CC | 128.88 | 172.17 | 142.32 | 148.71 | 160.93 | 160.93
CSP | 0 | 0 | 0 | 0 | 0 | 0
CT | 0 | 0 | 0 | 0 | 0 | 0
Coal | 651.98 | 651.46 | 596.18 | 672.33 | 752.48 | 800.7
Geo | 0 | 0 | 0 | 0 | 0 | 0
H | 2.01 | 2.01 | 2.01 | 2.01 | 2.01 | 2.01
LFG | 19.67 | 19.67 | 38.95 | 38.95 | 38.95 | 38.95
Nuc | 275.03 | 275.03 | 275.03 | 275.03 | 161.75 | 417.74
PS | 44.44 | 44.44 | 44.44 | 44.44 | 44.44 | 44.44
PV | 0 | 0 | 0 | 0 | 0 | 0
PeakG | 61.2 | 89.88 | 71.67 | 85.63 | 85.63 | 85.63
PeakO | 15.67 | 19.97 | 16.01 | 16.01 | 16.01 | 16.01
ST | 0 | 0 | 0 | 0 | 0 | 0
STOG | 125.33 | 148.3 | 127.13 | 127.13 | 127.13 | 127.13
STWD | 5.22 | 6.54 | 5.33 | 5.33 | 5.33 | 5.33
WT | 61.65 | 61.65 | 70.09 | 70.09 | 71.2 | 77.64
IGCC | 0 | 0 | 0 | 0 | 0 | 0
DemandResponse | 0 | 0 | 0 | 0 | 0 | 0
IGCC-CCS | 0 | 0 | 0 | 0 | 0 | 0
WT_off | 0 | 0 | 0 | 13.33 | 13.33 | 13.33
PseudoUnit | 0 | 0 | 0 | 0 | 0 | 0
FixedInterchange | 0 | 0 | 0 | 0 | 0 | 0
Base FOM Costs by Reporting Type: MISO_MO-IL
ReportingType | 2015 | 2020 | 2025 | 2030 | 2035 | 2040
BM | 0 | 0 | 0 | 0 | 0 | 0
CC | 31.4 | 39.92 | 32.06 | 35.22 | 39.25 | 39.25
CSP | 0 | 0 | 0 | 0 | 0 | 0
CT | 0 | 0 | 0 | 0 | 0 | 0
Coal | 1032.33 | 1085.74 | 1013.98 | 1161.36 | 1326.56 | 1398.98
Geo | 0 | 0 | 0 | 0 | 0 | 0
H | 5.01 | 5.01 | 9 | 9 | 9 | 9
LFG | 2.17 | 2.17 | 29.04 | 29.04 | 29.04 | 29.04
Nuc | 308.98 | 325.11 | 325.11 | 325.11 | 325.11 | 325.11
PS | 10.45 | 10.45 | 10.45 | 10.45 | 10.45 | 10.45
PV | 0 | 0 | 0 | 0 | 0 | 0
PeakG | 77.83 | 114.84 | 80.73 | 103.92 | 110.46 | 110.46
PeakO | 21.48 | 28.65 | 22.96 | 22.96 | 22.96 | 22.96
ST | 0 | 0 | 0 | 0 | 0 | 0
STOG | 26.02 | 30.78 | 26.39 | 26.39 | 26.39 | 26.39
STWD | 0 | 0 | 0 | 0 | 0 | 0
WT | 21.36 | 21.36 | 21.36 | 21.36 | 21.36 | 24.06
IGCC | 0 | 0 | 0 | 0 | 0 | 0
DemandResponse | 0 | 0 | 0 | 0 | 0 | 0
IGCC-CCS | 0 | 0 | 0 | 0 | 0 | 0
WT_off | 0 | 0 | 0 | 0 | 0 | 0
PseudoUnit | 0 | 0 | 0 | 0 | 0 | 0
FixedInterchange | 0 | 0 | 0 | 0 | 0 | 0
Base FOM Costs by Reporting Type: MISO_W
ReportingType | 2015 | 2020 | 2025 | 2030 | 2035 | 2040
BM | 0 | 0 | 0 | 0 | 0 | 0
CC | 90.43 | 114.8 | 92.68 | 92.68 | 109.48 | 112.22
CSP | 0 | 0 | 0 | 0 | 0 | 0
CT | 0 | 0 | 0 | 0 | 0 | 0
Coal | 763.07 | 804.13 | 806.71 | 837.25 | 973.19 | 1241.2
Geo | 0 | 0 | 0 | 0 | 0 | 0
H | 7.08 | 7.08 | 7.08 | 7.08 | 7.08 | 7.08
LFG | 24.73 | 24.73 | 33.36 | 33.36 | 33.36 | 33.36
Nuc | 343.79 | 343.79 | 343.79 | 602.57 | 0.04 | 0.04
PS | 0 | 0 | 0 | 0 | 0 | 0
PV | 0 | 0 | 0 | 0 | 0 | 0
PeakG | 87.12 | 123.54 | 89.97 | 105.17 | 108.71 | 108.71
PeakO | 56.38 | 79.08 | 64.57 | 64.57 | 64.57 | 64.57
ST | 0 | 0 | 0 | 0 | 0 | 0
STOG | 7.56 | 8.94 | 7.67 | 7.67 | 7.67 | 7.67
STWD | 10.03 | 12.55 | 10.23 | 10.23 | 10.23 | 10.23
WT | 268.82 | 268.82 | 405.5 | 687.43 | 687.43 | 687.43
IGCC | 0 | 0 | 0 | 0 | 0 | 0
DemandResponse | 0 | 0 | 0 | 0 | 0 | 0
IGCC-CCS | 0 | 0 | 0 | 0 | 0 | 0
WT_off | 0 | 0 | 0 | 0 | 0 | 0
PseudoUnit | 0 | 0 | 0 | 0 | 0 | 0
FixedInterchange | 0 | 0 | 0 | 0 | 0 | 0
Base FOM Costs by Reporting Type: MISO_WUMS
ReportingType | 2015 | 2020 | 2025 | 2030 | 2035 | 2040
BM | 0 | 0 | 0 | 0 | 0 | 0
CC | 80.83 | 107.75 | 87.53 | 87.53 | 158.84 | 162.66
CSP | 0 | 0 | 0 | 0 | 0 | 0
CT | 0 | 26.22 | 38.27 | 78.3 | 99.52 | 100.08
Coal | 316.36 | 337.9 | 350.07 | 359.36 | 360.75 | 409.85
Geo | 0 | 0 | 0 | 0 | 0 | 0
H | 4.79 | 4.8 | 4.8 | 4.8 | 4.8 | 4.8
LFG | 8.57 | 8.57 | 35.44 | 35.44 | 35.44 | 35.44
Nuc | 264.54 | 287.77 | 264.54 | 570.75 | 0.04 | 0.04
PS | 0 | 0 | 0 | 0 | 0 | 0
PV | 0 | 0 | 0 | 0 | 0 | 0
PeakG | 55.64 | 81.65 | 65.08 | 77.65 | 77.65 | 77.65
PeakO | 13.52 | 17.78 | 14.69 | 14.69 | 14.69 | 14.69
ST | 0 | 0 | 0 | 0 | 0 | 0
STOG | 13.21 | 15.63 | 13.39 | 13.39 | 13.39 | 13.39
STWD | 3.37 | 4.21 | 3.43 | 3.43 | 3.43 | 3.43
WT | 46.36 | 46.36 | 46.36 | 46.36 | 46.36 | 46.36
IGCC | 0 | 0 | 0 | 0 | 0 | 0
DemandResponse | 0 | 0 | 0 | 0 | 0 | 0
IGCC-CCS | 0 | 0 | 0 | 0 | 0 | 0
WT_off | 0 | 0 | 0 | 0 | 0 | 0
PseudoUnit | 0 | 0 | 0 | 0 | 0 | 0
FixedInterchange | 0 | 0 | 0 | 0 | 0 | 0
Base FOM Costs by Reporting Type: Nebraska
ReportingType | 2015 | 2020 | 2025 | 2030 | 2035 | 2040
BM | 0 | 0 | 0 | 0 | 0 | 0
CC | 10.62 | 13.51 | 10.85 | 10.85 | 12.75 | 13.28
CSP | 0 | 0 | 0 | 0 | 0 | 0
CT | 0 | 0 | 0 | 0 | 0 | 0
Coal | 257.61 | 296.53 | 307.03 | 324.87 | 335.48 | 452.63
Geo | 0 | 0 | 0 | 0 | 0 | 0
H | 2.38 | 2.38 | 2.38 | 2.38 | 2.38 | 2.38
LFG | 0.72 | 0.72 | 0.72 | 9.35 | 9.35 | 9.35
Nuc | 182.28 | 198.29 | 182.28 | 249.21 | 0.09 | 0.09
PS | 0 | 0 | 0 | 0 | 0 | 0
PV | 0 | 0 | 0 | 0 | 0 | 0
PeakG | 21.82 | 37.31 | 31.37 | 31.37 | 31.37 | 31.37
PeakO | 9.57 | 12.19 | 9.77 | 9.77 | 9.77 | 9.77
ST | 0 | 0 | 0 | 0 | 0 | 0
STOG | 11.87 | 14.04 | 12.04 | 12.04 | 12.04 | 12.04
STWD | 0 | 0 | 0 | 0 | 0 | 0
WT | 10.56 | 70.72 | 70.72 | 70.72 | 70.72 | 70.72
IGCC | 0 | 0 | 0 | 0 | 0 | 0
DemandResponse | 0 | 0 | 0 | 0 | 0 | 0
IGCC-CCS | 0 | 0 | 0 | 0 | 0 | 0
WT_off | 0 | 0 | 0 | 0 | 0 | 0
PseudoUnit | 0 | 0 | 0 | 0 | 0 | 0
FixedInterchange | 0 | 0 | 0 | 0 | 0 | 0
Base FOM Costs by Reporting Type: NEISO
ReportingType | 2015 | 2020 | 2025 | 2030 | 2035 | 2040
BM | 25.35 | 25.35 | 25.35 | 25.35 | 25.35 | 25.35
CC | 309.7 | 385.74 | 319.46 | 346.35 | 379.78 | 379.78
CSP | 0 | 0 | 0 | 0 | 0 | 0
CT | 2.24 | 2.24 | 2.24 | 2.17 | 2.17 | 9.15
Coal | 22.84 | 0 | 0 | 0 | 0 | 0
Geo | 0 | 0 | 0 | 0 | 0 | 0
H | 46.4 | 46.4 | 46.4 | 46.4 | 46.4 | 46.45
LFG | 70.11 | 70.11 | 78.5 | 78.5 | 78.5 | 78.5
Nuc | 676.28 | 735.67 | 676.28 | 676.28 | 488.61 | 932.14
PS | 39.74 | 39.74 | 39.74 | 39.74 | 39.74 | 39.74
PV | 0.03 | 5.43 | 5.43 | 5.43 | 5.43 | 5.46
PeakG | 19.94 | 29.61 | 20.7 | 22.52 | 28.85 | 28.85
PeakO | 34.72 | 44.24 | 35.46 | 35.46 | 35.46 | 35.46
ST | 0 | 0 | 0 | 0 | 0 | 0
STOG | 0 | 0 | 0 | 0 | 0 | 0
STWD | 19.55 | 24.46 | 19.93 | 19.93 | 19.93 | 19.93
WT | 13.44 | 13.44 | 13.44 | 13.44 | 13.44 | 13.44
IGCC | 0 | 0 | 0 | 0 | 0 | 0
DemandResponse | 0 | 0 | 0 | 0 | 0 | 0
IGCC-CCS | 0 | 0 | 0 | 0 | 0 | 0
WT_off | 24.96 | 86.72 | 179.36 | 318.28 | 293.33 | 231.57
PseudoUnit | 0 | 0 | 0 | 0 | 0 | 0
FixedInterchange | 0 | 0 | 0 | 0 | 0 | 0
Base FOM Costs by Reporting Type: NonRTO_Midwest
ReportingType | 2015 | 2020 | 2025 | 2030 | 2035 | 2040
BM | 0 | 0 | 0 | 0 | 0 | 0
CC | 0 | 5.59 | 5.59 | 5.59 | 5.59 | 9.2
CSP | 0 | 0 | 0 | 0 | 0 | 0
CT | 0 | 0 | 0 | 0 | 0 | 0
Coal | 652.46 | 691.38 | 694.73 | 747.17 | 825.75 | 913.25
Geo | 0 | 0 | 0 | 0 | 0 | 0
H | 2.04 | 2.04 | 12.66 | 12.66 | 12.66 | 12.66
LFG | 1.69 | 1.69 | 20.97 | 20.97 | 20.97 | 20.97
Nuc | 0.01 | 0.01 | 0.01 | 0.01 | 0.01 | 0.01
PS | 0 | 0 | 0 | 0 | 0 | 0
PV | 0 | 0 | 0 | 0 | 0 | 0
PeakG | 56.39 | 83.4 | 58.5 | 71.11 | 80.61 | 80.61
PeakO | 0.35 | 0.45 | 0.36 | 0.36 | 0.36 | 0.36
ST | 0 | 0 | 0 | 0 | 0 | 0
STOG | 0 | 0 | 0 | 0 | 0 | 0
STWD | 0 | 0 | 0 | 0 | 0 | 0
WT | 2.26 | 2.26 | 2.26 | 2.26 | 2.26 | 2.26
IGCC | 0 | 0 | 0 | 0 | 0 | 0
DemandResponse | 0 | 0 | 0 | 0 | 0 | 0
IGCC-CCS | 0 | 0 | 0 | 0 | 0 | 0
WT_off | 0 | 0 | 0 | 0 | 0 | 0
PseudoUnit | 0 | 0 | 0 | 0 | 0 | 0
FixedInterchange | 0 | 0 | 0 | 0 | 0 | 0
Base FOM Costs by Reporting Type: NYISO_A-F
ReportingType | 2015 | 2020 | 2025 | 2030 | 2035 | 2040
BM | 0 | 0 | 0 | 0 | 0 | 0
CC | 115.84 | 148.08 | 131.11 | 142.52 | 142.52 | 142.52
CSP | 0 | 0 | 0 | 0 | 0 | 0
CT | 0 | 0 | 0 | 0 | 0 | 0
Coal | 0 | 0 | 0 | 0 | 0 | 0
Geo | 0 | 0 | 0 | 0 | 0 | 0
H | 62.6 | 62.6 | 62.6 | 62.6 | 62.6 | 62.6
LFG | 20.8 | 20.8 | 20.8 | 28.97 | 28.97 | 28.97
Nuc | 489.92 | 509.2 | 489.92 | 399.48 | 552.03 | 578.17
PS | 33.52 | 33.52 | 33.52 | 33.52 | 33.52 | 33.52
PV | 0 | 0 | 0 | 0 | 0 | 0
PeakG | 3.78 | 5.56 | 5.31 | 5.31 | 5.31 | 5.31
PeakO | 1.14 | 1.46 | 1.17 | 1.17 | 1.17 | 1.17
ST | 0 | 0 | 0 | 0 | 0 | 0
STOG | 0 | 0 | 0 | 0 | 0 | 0
STWD | 2.76 | 3.45 | 2.81 | 2.81 | 2.81 | 2.81
WT | 113.42 | 127.96 | 127.96 | 127.96 | 76.63 | 62.1
IGCC | 0 | 0 | 0 | 0 | 0 | 0
DemandResponse | 0 | 0 | 0 | 0 | 0 | 0
IGCC-CCS | 0 | 0 | 0 | 0 | 0 | 0
WT_off | 0 | 0 | 0 | 0 | 0 | 0
PseudoUnit | 0 | 0 | 0 | 0 | 0 | 0
FixedInterchange | 0 | 0 | 0 | 0 | 0 | 0
Base FOM Costs by Reporting Type: NYISO_G-I
ReportingType | 2015 | 2020 | 2025 | 2030 | 2035 | 2040
BM | 0 | 0 | 0 | 0 | 0 | 0
CC | 34.33 | 43.65 | 35.09 | 35.19 | 69.94 | 124.41
CSP | 0 | 0 | 0 | 0 | 0 | 0
CT | 0 | 0 | 0 | 0 | 0 | 0
Coal | 0 | 0 | 0 | 0 | 0 | 0
Geo | 0 | 0 | 0 | 0 | 0 | 0
H | 0.46 | 0.46 | 0.46 | 0.46 | 0.46 | 0.46
LFG | 7.72 | 7.72 | 7.72 | 16.67 | 16.67 | 16.67
Nuc | 297.74 | 323.88 | 297.74 | 297.74 | 452.18 | 0.18
PS | 0 | 0 | 0 | 0 | 0 | 0
PV | 0 | 0 | 0 | 0 | 0 | 0
PeakG | 1.51 | 2.04 | 1.56 | 1.56 | 1.56 | 1.56
PeakO | 2.55 | 3.25 | 2.61 | 2.61 | 2.61 | 2.61
ST | 0 | 0 | 0 | 0 | 0 | 0
STOG | 0 | 0 | 0 | 0 | 0 | 0
STWD | 0 | 0 | 0 | 0 | 0 | 0
WT | 0 | 0 | 0 | 0 | 0 | 0.9
IGCC | 0 | 0 | 0 | 0 | 0 | 0
DemandResponse | 0 | 0 | 0 | 0 | 0 | 0
IGCC-CCS | 0 | 0 | 0 | 0 | 0 | 0
WT_off | 0 | 0 | 0 | 0 | 0 | 0
PseudoUnit | 0 | 0 | 0 | 0 | 0 | 0
FixedInterchange | 0 | 0 | 0 | 0 | 0 | 0
Base FOM Costs by Reporting Type: NYISO_J-K
ReportingType | 2015 | 2020 | 2025 | 2030 | 2035 | 2040
BM | 0 | 0 | 0 | 0 | 0 | 0
CC | 125.46 | 154.92 | 127.77 | 138.94 | 152.61 | 152.61
CSP | 0 | 0 | 0 | 0 | 0 | 0
CT | 0 | 0 | 0 | 3.43 | 13.95 | 14.59
Coal | 0 | 0 | 0 | 0 | 0 | 0
Geo | 0 | 0 | 0 | 0 | 0 | 0
H | 0 | 0 | 0 | 0 | 0 | 0
LFG | 14.96 | 14.96 | 14.96 | 23.9 | 23.9 | 23.9
Nuc | 0.01 | 0.01 | 0.01 | 0.01 | 0.01 | 0.01
PS | 0 | 0 | 0 | 0 | 0 | 0
PV | 0.53 | 0.53 | 0.53 | 0.53 | 0 | 0
PeakG | 54.7 | 77.08 | 56.45 | 62.35 | 66.78 | 66.78
PeakO | 61.69 | 79.16 | 63.78 | 65.02 | 65.02 | 65.02
ST | 0 | 0 | 0 | 0 | 0 | 0
STOG | 181.38 | 214.62 | 183.98 | 183.98 | 183.98 | 183.98
STWD | 0 | 0 | 0 | 0 | 0 | 0
WT | 0 | 0 | 0 | 0 | 0 | 0
IGCC | 0 | 0 | 0 | 0 | 0 | 0
DemandResponse | 0 | 0 | 0 | 0 | 0 | 0
IGCC-CCS | 0 | 0 | 0 | 0 | 0 | 0
WT_off | 0 | 50.51 | 126.29 | 239.99 | 239.99 | 189.49
PseudoUnit | 0 | 0 | 0 | 0 | 0 | 0
FixedInterchange | 0 | 0 | 0 | 0 | 0 | 0
Base FOM Costs by Reporting Type: PJM_E
ReportingType | 2015 | 2020 | 2025 | 2030 | 2035 | 2040
BM | 3.02 | 3.02 | 3.02 | 3.02 | 3.02 | 3.02
CC | 297.21 | 359.4 | 312.87 | 330.19 | 350.43 | 350.43
CSP | 0 | 0 | 0 | 0 | 0 | 0
CT | 0.18 | 0.18 | 0.18 | 0.18 | 0.18 | 0.18
Coal | 41.72 | 0.8 | 0.8 | 0.8 | 0.8 | 0.8
Geo | 0 | 0 | 0 | 0 | 0 | 0
H | 3.85 | 3.85 | 3.85 | 3.85 | 3.85 | 3.85
LFG | 56.83 | 72.83 | 72.83 | 72.83 | 72.83 | 72.83
Nuc | 1239 | 1184.31 | 1149.53 | 1149.53 | 825.73 | 1983.3
PS | 9.5 | 9.5 | 9.5 | 9.5 | 9.5 | 9.5
PV | 0.75 | 0.75 | 0.75 | 0.75 | 0.75 | 0.75
PeakG | 75.2 | 106.43 | 77.64 | 89.79 | 93.22 | 93.22
PeakO | 75.92 | 100.78 | 82.41 | 82.41 | 82.41 | 82.41
ST | 0 | 0 | 0 | 0 | 0 | 0
STOG | 97.16 | 114.96 | 98.55 | 98.55 | 98.55 | 98.55
STWD | 0 | 0 | 0 | 0 | 0 | 0
WT | 32.63 | 32.63 | 33.19 | 33.19 | 33.19 | 83.5
IGCC | 0 | 0 | 0 | 0 | 0 | 0
DemandResponse | 0 | 0 | 0 | 0 | 0 | 0
IGCC-CCS | 0 | 0 | 0 | 0 | 0 | 0
WT_off | 0 | 63.14 | 314.8 | 504.14 | 504.14 | 511.99
PseudoUnit | 0 | 0 | 0 | 0 | 0 | 0
FixedInterchange | 0 | 0 | 0 | 0 | 0 | 0
Base FOM Costs by Reporting Type: PJM_ROM
ReportingType | 2015 | 2020 | 2025 | 2030 | 2035 | 2040
BM | 1.81 | 1.81 | 1.81 | 156.12 | 197.49 | 197.49
CC | 142.43 | 174.53 | 145.82 | 151.1 | 172.02 | 330.12
CSP | 0 | 0 | 0 | 0 | 0 | 0
CT | 0.11 | 0.11 | 0.11 | 0.11 | 0.11 | 0.11
Coal | 500.3 | 418.69 | 462.62 | 581.12 | 605.35 | 623.04
Geo | 0 | 0 | 0 | 0 | 0 | 0
H | 19.83 | 29.48 | 29.48 | 29.48 | 29.48 | 29.48
LFG | 43.05 | 74.95 | 74.95 | 74.95 | 74.95 | 74.95
Nuc | 733.21 | 756.8 | 733.21 | 733.21 | 657.66 | 1060.55
PS | 35.92 | 35.92 | 35.92 | 35.92 | 35.92 | 35.92
PV | 0.06 | 23.6 | 38.44 | 42.46 | 44.05 | 45.96
PeakG | 30.83 | 44.67 | 41.32 | 41.32 | 41.32 | 41.32
PeakO | 45.95 | 58.57 | 46.94 | 46.94 | 46.94 | 46.94
ST | 0 | 0 | 0 | 0 | 0 | 0
STOG | 155.08 | 183.5 | 157.31 | 157.31 | 157.31 | 157.31
STWD | 2.24 | 2.81 | 2.29 | 2.29 | 2.29 | 2.29
WT | 38.48 | 167.95 | 222.65 | 222.65 | 222.65 | 222.65
IGCC | 0 | 0 | 0 | 0 | 0 | 0
DemandResponse | 0 | 0 | 0 | 0 | 0 | 0
IGCC-CCS | 0 | 0 | 0 | 0 | 0 | 0
WT_off | 0 | 0 | 0 | 0 | 0 | 0
PseudoUnit | 0 | 0 | 0 | 0 | 0 | 0
FixedInterchange | 0 | 0 | 0 | 0 | 0 | 0
Base FOM Costs by Reporting Type: PJM_ROR
ReportingType | 2015 | 2020 | 2025 | 2030 | 2035 | 2040
BM | 38.69 | 38.69 | 38.69 | 38.69 | 113.78 | 186.7
CC | 357.07 | 446.97 | 374.27 | 400.44 | 455.31 | 472.22
CSP | 0 | 0 | 0 | 0 | 0 | 0
CT | 0.19 | 0.19 | 0.19 | 0.19 | 35.42 | 35.42
Coal | 3503.5 | 2666.62 | 2760.5 | 3270.74 | 3751.24 | 3998.79
Geo | 0 | 0 | 0 | 0 | 0 | 0
H | 26.17 | 33.33 | 33.33 | 33.33 | 33.33 | 33.33
LFG | 65.06 | 126.87 | 126.87 | 126.87 | 126.87 | 126.87
Nuc | 2917.4 | 3014.07 | 2917.4 | 2791.17 | 2168.76 | 4415.45
PS | 73.14 | 73.14 | 73.14 | 73.14 | 73.14 | 73.14
PV | 0.35 | 0.35 | 0.35 | 0.35 | 0.35 | 0.35
PeakG | 325.76 | 481.29 | 337.93 | 436.45 | 464.24 | 464.24
PeakO | 48.69 | 65.15 | 52.22 | 52.22 | 52.22 | 52.22
ST | 0 | 0 | 0 | 0 | 0 | 0
STOG | 91.71 | 108.52 | 93.03 | 93.03 | 93.03 | 93.03
STWD | 6.22 | 7.78 | 6.34 | 6.34 | 6.34 | 6.34
WT | 322.6 | 680.28 | 1165.93 | 1585.91 | 1593.56 | 1593.56
IGCC | 0 | 0 | 0 | 0 | 0 | 0
DemandResponse | 0 | 0 | 0 | 0 | 0 | 0
IGCC-CCS | 0 | 0 | 0 | 0 | 0 | 0
WT_off | 0 | 21.07 | 52.64 | 113.33 | 113.33 | 113.33
PseudoUnit | 0 | 0 | 0 | 0 | 0 | 0
FixedInterchange | 0 | 0 | 0 | 0 | 0 | 0
Base FOM Costs by Reporting Type: SOCO
ReportingType | 2015 | 2020 | 2025 | 2030 | 2035 | 2040
BM | 5.53 | 132.44 | 599.15 | 658.82 | 658.82 | 658.82
CC | 511.87 | 633.85 | 518.25 | 538.67 | 617.59 | 617.59
CSP | 0 | 0 | 0 | 0 | 0 | 0
CT | 0 | 0 | 0 | 0 | 0 | 0
Coal | 1033.72 | 1018.08 | 1022.11 | 1161.78 | 1356.19 | 1612.34
Geo | 0 | 0 | 0 | 0 | 0 | 0
H | 59.74 | 59.74 | 59.74 | 59.74 | 59.74 | 72.09
LFG | 4.46 | 17.39 | 17.39 | 17.39 | 17.39 | 17.39
Nuc | 850.41 | 1045.67 | 1045.67 | 1045.67 | 1045.67 | 1199.16
PS | 39.76 | 39.76 | 39.76 | 39.76 | 39.76 | 39.76
PV | 0 | 0 | 0 | 0 | 0 | 0
PeakG | 178.03 | 264.31 | 109.74 | 143.45 | 152.96 | 152.96
PeakO | 0 | 0 | 0 | 0 | 0 | 0
ST | 0 | 0 | 0 | 0 | 0 | 0
STOG | 0 | 0 | 0 | 0 | 0 | 0
STWD | 21.41 | 26.79 | 21.83 | 21.83 | 21.83 | 21.83
WT | 0 | 2.81 | 2.81 | 2.81 | 2.81 | 2.81
IGCC | 0 | 0 | 0 | 0 | 0 | 0
DemandResponse | 0 | 0 | 0 | 0 | 0 | 0
IGCC-CCS | 0 | 0 | 0 | 0 | 0 | 0
WT_off | 0 | 0 | 0 | 0 | 0 | 0
PseudoUnit | 0 | 0 | 0 | 0 | 0 | 0
FixedInterchange | 0 | 0 | 0 | 0 | 0 | 0
Base FOM Costs by Reporting Type: SPP_N
ReportingType | 2015 | 2020 | 2025 | 2030 | 2035 | 2040
BM | 0 | 0 | 0 | 0 | 0 | 0
CC | 41.13 | 52.29 | 42 | 46.53 | 51.42 | 51.42
CSP | 0 | 0 | 0 | 0 | 0 | 0
CT | 0 | 0.98 | 0.98 | 0.98 | 40.5 | 40.5
Coal | 578.25 | 623.61 | 598.49 | 653.72 | 707.46 | 828.55
Geo | 0 | 0 | 0 | 0 | 0 | 0
H | 0.3 | 0.3 | 0.3 | 0.3 | 0.3 | 0.3
LFG | 0.84 | 0.84 | 0.84 | 12.28 | 12.28 | 12.28
Nuc | 160.51 | 168.89 | 168.89 | 168.89 | 168.89 | 168.89
PS | 0 | 0 | 0 | 0 | 0 | 0
PV | 0 | 0 | 0 | 0 | 0 | 0
PeakG | 74.97 | 117.69 | 105.7 | 105.7 | 105.7 | 105.7
PeakO | 34.89 | 44.84 | 35.94 | 35.94 | 35.94 | 35.94
ST | 0 | 0 | 0 | 0 | 0 | 0
STOG | 74.49 | 88.14 | 75.55 | 75.55 | 75.55 | 75.55
STWD | 0 | 0 | 0 | 0 | 0 | 0
WT | 41.99 | 78.95 | 171.29 | 343.05 | 344.27 | 344.27
IGCC | 0 | 0 | 0 | 0 | 0 | 0
DemandResponse | 0 | 0 | 0 | 0 | 0 | 0
IGCC-CCS | 0 | 0 | 0 | 0 | 0 | 0
WT_off | 0 | 0 | 0 | 0 | 0 | 0
PseudoUnit | 0 | 0 | 0 | 0 | 0 | 0
FixedInterchange | 0 | 0 | 0 | 0 | 0 | 0
Base FOM Costs by Reporting Type: SPP_S
ReportingType | 2015 | 2020 | 2025 | 2030 | 2035 | 2040
BM | 0 | 0 | 0 | 0 | 0 | 0
CC | 327.42 | 415.34 | 336.76 | 365.29 | 401.35 | 404.99
CSP | 0 | 0 | 0 | 0 | 0 | 0
CT | 2.76 | 4.77 | 4.77 | 4.77 | 4.77 | 4.77
Coal | 818.02 | 907.18 | 860.82 | 868.77 | 931.87 | 1154.25
Geo | 0 | 0 | 0 | 0 | 0 | 0
H | 30.03 | 30.03 | 30.03 | 30.03 | 30.03 | 30.03
LFG | 2.29 | 2.29 | 2.29 | 13.72 | 13.72 | 13.72
Nuc | 0.01 | 0.01 | 0.01 | 0.01 | 0.01 | 0.01
PS | 10.59 | 10.59 | 10.59 | 10.59 | 10.59 | 10.59
PV | 0 | 0 | 0 | 0 | 0 | 0
PeakG | 60.2 | 87.93 | 62.37 | 76.78 | 82.77 | 82.77
PeakO | 3.36 | 4.54 | 3.63 | 3.63 | 3.64 | 3.66
ST | 0 | 0 | 0 | 0 | 0 | 0
STOG | 388.23 | 459.38 | 393.79 | 393.79 | 393.79 | 393.79
STWD | 2.69 | 3.37 | 2.75 | 2.75 | 2.75 | 2.75
WT | 90.68 | 368.67 | 598.83 | 754.47 | 799.63 | 827.4
IGCC | 0 | 0 | 0 | 0 | 0 | 0
DemandResponse | 0 | 0 | 0 | 0 | 0 | 0
IGCC-CCS | 0 | 0 | 0 | 0 | 0 | 0
WT_off | 0 | 0 | 0 | 0 | 0 | 0
PseudoUnit | 0 | 0 | 0 | 0 | 0 | 0
FixedInterchange | 0 | 0 | 0 | 0 | 0 | 0
Base FOM Costs by Reporting Type: TVA
ReportingType | 2015 | 2020 | 2025 | 2030 | 2035 | 2040
BM | 0 | 311.61 | 343.42 | 649.1 | 709.71 | 709.71
CC | 152.84 | 188.78 | 155.65 | 161.51 | 185.96 | 185.96
CSP | 0 | 0 | 0 | 0 | 0 | 0
CT | 0 | 0 | 0 | 0 | 0 | 4.2
Coal | 1026.99 | 907.01 | 903.51 | 992.97 | 1065.87 | 1074.12
Geo | 0 | 0 | 0 | 0 | 0 | 0
H | 72.8 | 73.19 | 73.19 | 73.19 | 73.19 | 73.19
LFG | 1.57 | 14.49 | 14.49 | 14.49 | 14.49 | 14.49
Nuc | 1153.81 | 1199.07 | 1153.81 | 1153.81 | 788.03 | 1385.25
PS | 41.38 | 41.38 | 41.38 | 41.38 | 41.38 | 41.38
PV | 0 | 0 | 0 | 0 | 0 | 0
PeakG | 99.24 | 153.37 | 140.99 | 140.99 | 140.99 | 140.99
PeakO | 1.87 | 2.54 | 1.92 | 2.49 | 2.49 | 2.49
ST | 0 | 0 | 0 | 0 | 0 | 0
STOG | 0 | 0 | 0 | 0 | 0 | 0
STWD | 0.16 | 0.2 | 0.16 | 0.16 | 0.16 | 0.16
WT | 0.99 | 3.8 | 3.8 | 3.8 | 3.8 | 3.8
IGCC | 0 | 0 | 0 | 0 | 0 | 0
DemandResponse | 0 | 0 | 0 | 0 | 0 | 0
IGCC-CCS | 0 | 0 | 0 | 0 | 0 | 0
WT_off | 0 | 0 | 0 | 0 | 0 | 0
PseudoUnit | 0 | 0 | 0 | 0 | 0 | 0
FixedInterchange | 0 | 0 | 0 | 0 | 0 | 0
Base FOM Costs by Reporting Type: TVA_Transmission
ReportingType | 2015 | 2020 | 2025 | 2030 | 2035 | 2040
BM | 0 | 0 | 0 | 0 | 0 | 0
CC | 0 | 0 | 0 | 0 | 0 | 0
CSP | 0 | 0 | 0 | 0 | 0 | 0
CT | 0 | 0 | 0 | 0 | 0 | 0
Coal | 0 | 0 | 0 | 0 | 0 | 0
Geo | 0 | 0 | 0 | 0 | 0 | 0
H | 0 | 0 | 0 | 0 | 0 | 0
LFG | 0 | 0 | 0 | 0 | 0 | 0
Nuc | 0 | 0 | 0 | 0 | 0 | 0
PS | 0 | 0 | 0 | 0 | 0 | 0
PV | 0 | 0 | 0 | 0 | 0 | 0
PeakG | 0 | 0 | 0 | 0 | 0 | 0
PeakO | 0 | 0 | 0 | 0 | 0 | 0
ST | 0 | 0 | 0 | 0 | 0 | 0
STOG | 0 | 0 | 0 | 0 | 0 | 0
STWD | 0 | 0 | 0 | 0 | 0 | 0
WT | 0 | 0 | 0 | 0 | 0 | 0
IGCC | 0 | 0 | 0 | 0 | 0 | 0
DemandResponse | 0 | 0 | 0 | 0 | 0 | 0
IGCC-CCS | 0 | 0 | 0 | 0 | 0 | 0
WT_off | 0 | 0 | 0 | 0 | 0 | 0
PseudoUnit | 0 | 0 | 0 | 0 | 0 | 0
FixedInterchange | 0 | 0 | 0 | 0 | 0 | 0
Base FOM Costs by Reporting Type: VACAR
ReportingType | 2015 | 2020 | 2025 | 2030 | 2035 | 2040
BM | 0.09 | 702.15 | 702.15 | 702.15 | 702.15 | 702.15
CC | 147.89 | 177.31 | 151.14 | 159.8 | 173.83 | 196.48
CSP | 0 | 0 | 0 | 0 | 0 | 0
CT | 19.4 | 19.4 | 19.4 | 19.4 | 36.17 | 52.08
Coal | 1258.66 | 841.77 | 669.3 | 765.37 | 907.17 | 962.28
Geo | 0 | 0 | 0 | 0 | 0 | 0
H | 30.23 | 30.23 | 30.23 | 30.23 | 30.97 | 30.97
LFG | 7.64 | 20.52 | 20.52 | 20.52 | 20.52 | 20.52
Nuc | 1664.13 | 1955.26 | 1870.92 | 1870.92 | 1398.04 | 2995.54
PS | 62.1 | 62.1 | 62.1 | 62.1 | 62.1 | 62.1
PV | 0.23 | 2.55 | 2.66 | 2.72 | 2.91 | 3.07
PeakG | 142.93 | 209.84 | 148.17 | 188.38 | 199.72 | 199.72
PeakO | 36.13 | 46.34 | 37.33 | 38.01 | 38.01 | 38.01
ST | 0 | 0 | 0 | 0 | 0 | 0
STOG | 4.04 | 4.78 | 4.1 | 4.1 | 4.1 | 4.1
STWD | 9.01 | 11.27 | 9.18 | 9.18 | 9.18 | 9.18
WT | 0 | 98.25 | 98.25 | 98.25 | 98.25 | 98.25
IGCC | 0 | 0 | 0 | 0 | 0 | 0
DemandResponse | 0 | 0 | 0 | 0 | 0 | 0
IGCC-CCS | 0 | 0 | 0 | 0 | 0 | 0
WT_off | 0.05 | 22.45 | 624.02 | 1534.06 | 1687.17 | 1913.06
PseudoUnit | 0 | 0 | 0 | 0 | 0 | 0
FixedInterchange | 0 | 0 | 0 | 0 | 0 | 0
Base FOM Costs by Reporting Type: IESO
ReportingType | 2015 | 2020 | 2025 | 2030 | 2035 | 2040
BM | 32.8 | 32.8 | 32.8 | 32.8 | 32.8 | 32.8
CC | 102.32 | 102.32 | 102.32 | 102.32 | 109.46 | 138.56
CSP | 0 | 0 | 0 | 0 | 0 | 0
CT | 2.46 | 2.46 | 2.46 | 2.46 | 5.67 | 13.01
Coal | 0 | 0 | 0 | 0 | 0 | 0
Geo | 0 | 0 | 0 | 0 | 0 | 0
H | 123.83 | 123.83 | 123.83 | 123.83 | 123.83 | 127.39
LFG | 14.17 | 14.17 | 14.17 | 14.17 | 14.23 | 14.23
Nuc | 1895.33 | 1895.33 | 1895.33 | 1895.33 | 1745.37 | 2079.68
PS | 2.92 | 2.92 | 2.92 | 2.92 | 2.92 | 2.92
PV | 18.26 | 18.26 | 18.26 | 18.26 | 0.44 | 0.44
PeakG | 11.67 | 13.67 | 13.67 | 13.67 | 13.67 | 13.67
PeakO | 0.66 | 0.66 | 0.78 | 0.86 | 0.86 | 0.86
ST | 0 | 0 | 0 | 0 | 0 | 0
STOG | 0 | 0 | 0 | 0 | 0 | 0
STWD | 0 | 0 | 0 | 0 | 0 | 0
WT | 102.92 | 102.92 | 102.92 | 102.92 | 43.8 | 43.8
IGCC | 0 | 0 | 0 | 0 | 0 | 0
DemandResponse | 0 | 0 | 0 | 0 | 0 | 0
IGCC-CCS | 0 | 0 | 0 | 0 | 0 | 0
WT_off | 0 | 0 | 0 | 0 | 0 | 0
PseudoUnit | 0 | 0 | 0 | 0 | 0 | 0
FixedInterchange | 0 | 0 | 0 | 0 | 0 | 0
Base FOM Costs by Reporting Type: MAPP_CA
ReportingType | 2015 | 2020 | 2025 | 2030 | 2035 | 2040
BM | 0 | 0 | 0 | 0 | 0 | 0
CC | 21.69 | 21.69 | 21.69 | 4.3 | 4.87 | 4.87
CSP | 0 | 0 | 0 | 0 | 0 | 0
CT | 0.23 | 0.23 | 0.23 | 0.23 | 0 | 0
Coal | 111.35 | 113.43 | 0 | 0 | 0 | 0
Geo | 0 | 0 | 0 | 0 | 0 | 0
H | 92.24 | 96.93 | 123.42 | 158.45 | 158.45 | 158.45
LFG | 0 | 0 | 0 | 0 | 0 | 0
Nuc | 0.01 | 0.01 | 0.01 | 0.01 | 0.01 | 0.01
PS | 0 | 0 | 0 | 0 | 0 | 0
PV | 0 | 0 | 0 | 0 | 0 | 0
PeakG | 9.88 | 9.88 | 9.88 | 9.88 | 13.09 | 13.09
PeakO | 0.09 | 0.09 | 0.09 | 0.12 | 0.12 | 0.12
ST | 0 | 0 | 0 | 0 | 0 | 0
STOG | 5.54 | 5.54 | 5.54 | 0 | 0 | 0
STWD | 0 | 0 | 0 | 0 | 0 | 0
WT | 17.9 | 17.9 | 17.9 | 17.9 | 17.9 | 17.9
IGCC | 0 | 0 | 0 | 0 | 0 | 0
DemandResponse | 0 | 0 | 0 | 0 | 0 | 0
IGCC-CCS | 0 | 0 | 0 | 0 | 0 | 0
WT_off | 0 | 0 | 0 | 0 | 0 | 0
PseudoUnit | 0 | 0 | 0 | 0 | 0 | 0
FixedInterchange | 0 | 0 | 0 | 0 | 0 | 0
Base FOM Costs by Reporting Type: AZ_NM_SNV_Coal
ReportingType | 2015 | 2020 | 2025 | 2030 | 2035 | 2040
BM | 0 | 0 | 0 | 0 | 0 | 0
CC | 0 | 0 | 0 | 0 | 0 | 0
CSP | 0 | 0 | 0 | 0 | 0 | 0
CT | 0 | 0 | 0 | 0 | 0 | 0
Coal | 731.78 | 781.65 | 789.38 | 904.87 | 1033.76 | 1393.78
Geo | 0 | 0 | 0 | 0 | 0 | 0
H | 0 | 0 | 0 | 0 | 0 | 0
LFG | 0 | 0 | 0 | 0 | 0 | 0
Nuc | 0 | 0 | 0 | 0 | 0 | 0
PS | 0 | 0 | 0 | 0 | 0 | 0
PV | 0 | 0 | 0 | 0 | 0 | 0
PeakG | 0 | 0 | 0 | 0 | 0 | 0
PeakO | 0 | 0 | 0 | 0 | 0 | 0
ST | 0 | 0 | 0 | 0 | 0 | 0
STOG | 0 | 0 | 0 | 0 | 0 | 0
STWD | 0 | 0 | 0 | 0 | 0 | 0
WT | 0 | 0 | 0 | 0 | 0 | 0
IGCC | 0 | 0 | 0 | 0 | 0 | 0
DemandResponse | 0 | 0 | 0 | 0 | 0 | 0
IGCC-CCS | 0 | 0 | 0 | 0 | 0 | 0
WT_off | 0 | 0 | 0 | 0 | 0 | 0
PseudoUnit | 0 | 0 | 0 | 0 | 0 | 0
FixedInterchange | 0 | 0 | 0 | 0 | 0 | 0
Base FOM Costs by Reporting Type: AZ_NM_SNV_Gas
ReportingType | 2015 | 2020 | 2025 | 2030 | 2035 | 2040
BM | 0 | 0 | 0 | 0 | 0 | 0
CC | 442.18 | 580.61 | 472.39 | 555.62 | 656.87 | 656.87
CSP | 0 | 0 | 0 | 0 | 0 | 0
CT | 4.93 | 4.93 | 4.93 | 4.93 | 0 | 0
Coal | 0 | 0 | 0 | 0 | 0 | 0
Geo | 0 | 0 | 0 | 0 | 0 | 0
H | 0 | 0 | 0 | 0 | 0 | 0
LFG | 0 | 0 | 0 | 0 | 0 | 0
Nuc | 0 | 0 | 0 | 0 | 0 | 0
PS | 0 | 0 | 0 | 0 | 0 | 0
PV | 0 | 0 | 0 | 0 | 0 | 0
PeakG | 30.4 | 45.13 | 36.16 | 43.98 | 43.98 | 0
PeakO | 0 | 0 | 0 | 0 | 0 | 0
ST | 0 | 0 | 0 | 0 | 0 | 0
STOG | 0 | 0 | 0 | 0 | 0 | 0
STWD | 0 | 0 | 0 | 0 | 0 | 0
WT | 0 | 0 | 0 | 0 | 0 | 0
IGCC | 0 | 0 | 0 | 0 | 0 | 0
DemandResponse | 0 | 0 | 0 | 0 | 0 | 0
IGCC-CCS | 0 | 0 | 0 | 0 | 0 | 0
WT_off | 0 | 0 | 0 | 0 | 0 | 0
PseudoUnit | 0 | 0 | 0 | 0 | 0 | 0
FixedInterchange | 0 | 0 | 0 | 0 | 0 | 0
Base FOM Costs by Reporting Type: AZ_NM_SNV_NucRenew
ReportingType | 2015 | 2020 | 2025 | 2030 | 2035 | 2040
BM | 0 | 0 | 0 | 0 | 0 | 0
CC | 0 | 0 | 0 | 0 | 0 | 0
CSP | 0 | 0 | 0 | 0 | 0 | 0
CT | 0 | 0 | 0 | 0 | 0 | 0
Coal | 0 | 0 | 0 | 0 | 0 | 0
Geo | 0 | 0 | 122.18 | 122.18 | 122.18 | 122.18
H | 44.6 | 44.6 | 44.6 | 44.6 | 44.6 | 44.6
LFG | 0.84 | 0.84 | 8.14 | 8.14 | 8.14 | 8.14
Nuc | 484.16 | 564.17 | 564.17 | 564.17 | 564.17 | 564.17
PS | 5.13 | 5.13 | 5.13 | 5.13 | 5.13 | 5.13
PV | 2.38 | 2.38 | 2.38 | 2.38 | 2.38 | 2.38
PeakG | 0 | 0 | 0 | 0 | 0 | 0
PeakO | 0 | 0 | 0 | 0 | 0 | 0
ST | 17.92 | 46.04 | 63.75 | 71.73 | 71.73 | 71.73
STOG | 0 | 0 | 0 | 0 | 0 | 0
STWD | 0.83 | 1.04 | 0.85 | 0.85 | 0.85 | 0.85
WT | 17.57 | 17.57 | 26.76 | 44.06 | 44.06 | 44.06
IGCC | 0 | 0 | 0 | 0 | 0 | 0
DemandResponse | 0 | 0 | 0 | 0 | 0 | 0
IGCC-CCS | 0 | 0 | 0 | 0 | 0 | 0
WT_off | 0 | 0 | 0 | 0 | 0 | 0
PseudoUnit | 0 | 0 | 0 | 0 | 0 | 0
FixedInterchange | 0 | 0 | 0 | 0 | 0 | 0
Base FOM Costs by Reporting Type: ERCOT
ReportingType | 2015 | 2020 | 2025 | 2030 | 2035 | 2040
BM | 14.57 | 14.57 | 14.57 | 185.52 | 191.96 | 203.66
CC | 862.73 | 1102.12 | 912.43 | 942.02 | 1101.75 | 1152.54
CSP | 0 | 0 | 0 | 0 | 0 | 0
CT | 1.67 | 1.67 | 1.67 | 1.67 | 1.67 | 1.67
Coal | 1146.84 | 1327.21 | 1224.86 | 1279.29 | 1431.84 | 1723.15
Geo | 0 | 0 | 0 | 0 | 0 | 0
H | 8.05 | 8.05 | 8.05 | 16.99 | 16.99 | 16.99
LFG | 9.05 | 9.05 | 51.64 | 51.64 | 51.64 | 51.64
Nuc | 574.09 | 734.71 | 741.22 | 741.22 | 741.22 | 741.22
PS | 0 | 0 | 0 | 0 | 0 | 0
PV | 0.25 | 0.25 | 0.25 | 0.25 | 0.01 | 0.01
PeakG | 80.63 | 119.03 | 114.62 | 114.62 | 114.62 | 114.62
PeakO | 1.29 | 1.86 | 1.53 | 1.53 | 1.53 | 1.53
ST | 0 | 0 | 0 | 0 | 0 | 0
STOG | 775.03 | 917.08 | 786.15 | 786.15 | 786.15 | 786.15
STWD | 0 | 0 | 0 | 0 | 0 | 0
WT | 315.42 | 549.36 | 813.28 | 977.51 | 1000.81 | 1042.6
IGCC | 0 | 0 | 0 | 0 | 0 | 0
DemandResponse | 0 | 0 | 0 | 0 | 0 | 0
IGCC-CCS | 0 | 0 | 0 | 0 | 0 | 0
WT_off | 0 | 0 | 0 | 0 | 0 | 0
PseudoUnit | 0 | 0 | 0 | 0 | 0 | 0
FixedInterchange | 0 | 0 | 0 | 0 | 0 | 0
Base FOM Costs by Reporting Type: NP15
ReportingType | 2015 | 2020 | 2025 | 2030 | 2035 | 2040
BM | 0 | 0 | 0 | 0 | 0 | 0
CC | 205.4 | 258.04 | 212.25 | 226.85 | 253.32 | 253.32
CSP | 0 | 0 | 0 | 0 | 0 | 0
CT | 1.48 | 15.95 | 15.95 | 42.48 | 71.81 | 100.9
Coal | 1.65 | 0 | 0 | 0 | 0 | 0
Geo | 100.8 | 114.81 | 151.36 | 151.36 | 151.36 | 151.36
H | 125.7 | 125.7 | 125.7 | 125.7 | 125.7 | 125.7
LFG | 10.26 | 10.26 | 78.24 | 78.24 | 78.24 | 78.24
Nuc | 302.44 | 364.27 | 334.86 | 334.86 | 334.86 | 334.86
PS | 53.58 | 53.58 | 53.58 | 53.58 | 53.58 | 53.58
PV | 0.89 | 0.89 | 0.89 | 0.89 | 0.78 | 0.78
PeakG | 56.04 | 82.34 | 58.1 | 74.01 | 78.49 | 78.49
PeakO | 10.26 | 13.08 | 10.48 | 10.49 | 10.49 | 10.49
ST | 1.86 | 1.86 | 1.86 | 1.86 | 1.86 | 1.86
STOG | 167.55 | 198.25 | 169.95 | 169.95 | 169.95 | 169.95
STWD | 14.17 | 17.73 | 14.44 | 14.44 | 14.44 | 14.44
WT | 40.21 | 63.52 | 297.52 | 365.1 | 365.54 | 365.54
IGCC | 0 | 0 | 0 | 0 | 0 | 0
DemandResponse | 0 | 0 | 0 | 0 | 0 | 0
IGCC-CCS | 0 | 0 | 0 | 0 | 0 | 0
WT_off | 0 | 0 | 0 | 0 | 0 | 0
PseudoUnit | 0 | 0 | 0 | 0 | 0 | 0
FixedInterchange | 0 | 0 | 0 | 0 | 0 | 0
Base FOM Costs by Reporting Type: NWPP_Coal
ReportingType | 2015 | 2020 | 2025 | 2030 | 2035 | 2040
BM | 0 | 0 | 0 | 0 | 0 | 0
CC | 0 | 0 | 0 | 0 | 0 | 0
CSP | 0 | 0 | 0 | 0 | 0 | 0
CT | 0 | 0 | 0 | 0 | 0 | 0
Coal | 900.45 | 954.62 | 993.33 | 1065.23 | 1236.5 | 1338.59
Geo | 0 | 0 | 0 | 0 | 0 | 0
H | 0 | 0 | 0 | 0 | 0 | 0
LFG | 0 | 0 | 0 | 0 | 0 | 0
Nuc | 0 | 0 | 0 | 0 | 0 | 0
PS | 0 | 0 | 0 | 0 | 0 | 0
PV | 0 | 0 | 0 | 0 | 0 | 0
PeakG | 0 | 0 | 0 | 0 | 0 | 0
PeakO | 0 | 0 | 0 | 0 | 0 | 0
ST | 0 | 0 | 0 | 0 | 0 | 0
STOG | 0 | 0 | 0 | 0 | 0 | 0
STWD | 0 | 0 | 0 | 0 | 0 | 0
WT | 0 | 0 | 0 | 0 | 0 | 0
IGCC | 0 | 0 | 0 | 0 | 0 | 0
DemandResponse | 0 | 0 | 0 | 0 | 0 | 0
IGCC-CCS | 0 | 0 | 0 | 0 | 0 | 0
WT_off | 0 | 0 | 0 | 0 | 0 | 0
PseudoUnit | 0 | 0 | 0 | 0 | 0 | 0
FixedInterchange | 0 | 0 | 0 | 0 | 0 | 0
Base FOM Costs by Reporting Type: NWPP_Gas
ReportingType | 2015 | 2020 | 2025 | 2030 | 2035 | 2040
BM | 0 | 0 | 0 | 0 | 0 | 0
CC | 192.07 | 243.03 | 196.06 | 238.3 | 350.44 | 360.69
CSP | 0 | 0 | 0 | 0 | 0 | 0
CT | 1 | 1 | 1 | 1 | 0 | 0
Coal | 0 | 0 | 0 | 0 | 0 | 12.64
Geo | 0 | 0 | 0 | 0 | 0 | 0
H | 0 | 0 | 0 | 0 | 0 | 0
LFG | 0 | 0 | 0 | 0 | 0 | 0
Nuc | 0 | 0 | 0 | 0 | 0 | 0
PS | 0 | 0 | 0 | 0 | 0 | 0
PV | 0 | 0 | 0 | 0 | 0 | 0
PeakG | 0 | 0 | 0 | 0 | 0 | 0
PeakO | 0 | 0 | 0 | 0 | 0 | 0
ST | 0 | 0 | 0 | 0 | 0 | 0
STOG | 0 | 0 | 0 | 0 | 0 | 0
STWD | 0 | 0 | 0 | 0 | 0 | 0
WT | 0 | 0 | 0 | 0 | 0 | 0
IGCC | 0 | 0 | 0 | 0 | 0 | 0
DemandResponse | 0 | 0 | 0 | 0 | 0 | 0
IGCC-CCS | 0 | 0 | 0 | 0 | 0 | 0
WT_off | 0 | 0 | 0 | 0 | 0 | 0
PseudoUnit | 0 | 0 | 0 | 0 | 0 | 0
FixedInterchange | 0 | 0 | 0 | 0 | 0 | 0
Base FOM Costs by Reporting Type: NWPP_NucRenew
ReportingType | 2015 | 2020 | 2025 | 2030 | 2035 | 2040
BM | 3.27 | 3.27 | 3.27 | 3.27 | 3.27 | 3.27
CC | 0 | 0 | 0 | 0 | 0 | 0
CSP | 0 | 0 | 0 | 0 | 0 | 0
CT | 0 | 0 | 0 | 0 | 0 | 0
Coal | 0 | 0 | 0 | 0 | 0 | 0
Geo | 35.81 | 35.81 | 72.38 | 72.38 | 72.38 | 72.38
H | 480.54 | 480.54 | 480.54 | 480.54 | 480.54 | 480.54
LFG | 15.5 | 15.5 | 40.43 | 44.91 | 44.91 | 44.91
Nuc | 164.67 | 164.67 | 164.67 | 164.67 | 164.67 | 225.13
PS | 6.12 | 6.12 | 6.12 | 6.12 | 6.12 | 6.12
PV | 0.04 | 0.04 | 0.04 | 0.04 | 0.04 | 0.04
PeakG | 0 | 0 | 0 | 0 | 0 | 0
PeakO | 0 | 0 | 0 | 0 | 0 | 0
ST | 0 | 0 | 0 | 0 | 0 | 0
STOG | 0 | 0 | 0 | 0 | 0 | 0
STWD | 12.15 | 15.2 | 12.39 | 12.39 | 12.39 | 12.39
WT | 228.93 | 228.93 | 228.93 | 228.93 | 228.93 | 228.93
IGCC | 0 | 0 | 0 | 0 | 0 | 0
DemandResponse | 0 | 0 | 0 | 0 | 0 | 0
IGCC-CCS | 0 | 0 | 0 | 0 | 0 | 0
WT_off | 0 | 0 | 0 | 0 | 0 | 0
PseudoUnit | 0 | 0 | 0 | 0 | 0 | 0
FixedInterchange | 0 | 0 | 0 | 0 | 0 | 0
Base FOM Costs by Reporting Type: RMPA
ReportingType | 2015 | 2020 | 2025 | 2030 | 2035 | 2040
BM | 0 | 0 | 0 | 0 | 0 | 0
CC | 79.71 | 101.34 | 81.4 | 99.64 | 99.64 | 99.64
CSP | 0 | 0 | 0 | 0 | 0 | 0
CT | 1.02 | 1.02 | 1.02 | 1.02 | 0 | 0
Coal | 483.02 | 500.78 | 505.71 | 513.53 | 590.84 | 728.55
Geo | 0 | 38.66 | 214.47 | 216.56 | 216.56 | 216.56
H | 13.99 | 13.99 | 13.99 | 13.99 | 13.99 | 13.99
LFG | 0.89 | 0.89 | 0.89 | 4.37 | 4.37 | 4.37
Nuc | 0.01 | 0.01 | 0.01 | 0.01 | 0.01 | 0.01
PS | 13.37 | 13.37 | 13.37 | 13.37 | 13.37 | 13.37
PV | 0.31 | 0.31 | 0.31 | 0.31 | 0.31 | 0.31
PeakG | 48.87 | 72.26 | 50.7 | 61.6 | 69.81 | 69.81
PeakO | 5.49 | 6.99 | 2.69 | 2.69 | 2.69 | 2.69
ST | 0.19 | 24.53 | 26.59 | 27.57 | 27.57 | 27.57
STOG | 0 | 0 | 0 | 0 | 0 | 0
STWD | 0 | 0 | 0 | 0 | 0 | 0
WT | 67.62 | 67.62 | 67.62 | 67.62 | 67.62 | 67.62
IGCC | 0 | 0 | 0 | 0 | 0 | 0
DemandResponse | 0 | 0 | 0 | 0 | 0 | 0
IGCC-CCS | 0 | 0 | 0 | 0 | 0 | 0
WT_off | 0 | 0 | 0 | 0 | 0 | 0
PseudoUnit | 0 | 0 | 0 | 0 | 0 | 0
FixedInterchange | 0 | 0 | 0 | 0 | 0 | 0
Base FOM Costs by Reporting Type: SP15
ReportingType | 2015 | 2020 | 2025 | 2030 | 2035 | 2040
BM | 0.6 | 0.6 | 0.6 | 0.6 | 0.6 | 0.6
CC | 299.75 | 377.64 | 311.5 | 321.09 | 355.07 | 364.66
CSP | 0 | 0 | 0 | 0 | 0 | 0
CT | 0 | 0 | 0 | 0 | 0 | 0
Coal | 6.4 | 8.11 | 7.61 | 8.09 | 0 | 0
Geo | 86.16 | 208.35 | 208.35 | 208.35 | 208.35 | 208.35
H | 16.57 | 16.57 | 16.57 | 16.57 | 16.57 | 16.57
LFG | 26.93 | 89.67 | 93.8 | 93.8 | 93.8 | 93.8
Nuc | 327.58 | 356.35 | 327.58 | 327.58 | 327.58 | 447.86
PS | 34.19 | 34.19 | 34.19 | 34.19 | 34.19 | 34.19
PV | 1.87 | 1.87 | 1.87 | 1.87 | 1.8 | 1.8
PeakG | 76.73 | 111.44 | 93.22 | 103.59 | 103.59 | 103.59
PeakO | 1.47 | 1.91 | 1.53 | 1.53 | 1.53 | 1.53
ST | 28.67 | 28.67 | 28.67 | 28.67 | 28.67 | 28.67
STOG | 450.09 | 532.57 | 456.54 | 456.54 | 456.54 | 456.54
STWD | 3.81 | 4.77 | 3.89 | 3.89 | 3.89 | 3.89
WT | 71.03 | 71.03 | 71.03 | 71.03 | 71.03 | 71.03
IGCC | 0 | 0 | 0 | 0 | 0 | 0
DemandResponse | 0 | 0 | 0 | 0 | 0 | 0
IGCC-CCS | 0 | 0 | 0 | 0 | 0 | 0
WT_off | 0 | 0 | 0 | 0 | 0 | 0
PseudoUnit | 0 | 0 | 0 | 0 | 0 | 0
FixedInterchange | 0 | 0 | 0 | 0 | 0 | 0
Base FOM Costs by Reporting Type: ALB
ReportingType | 2015 | 2020 | 2025 | 2030 | 2035 | 2040
BM | 0 | 0 | 0 | 0 | 0 | 0
CC | 71.2 | 78.91 | 92.72 | 112.49 | 126.86 | 142.39
CSP | 0 | 0 | 0 | 0 | 0 | 0
CT | 1.35 | 1.35 | 1.35 | 1.35 | 0 | 0
Coal | 380.9 | 399.22 | 412.86 | 439.17 | 499.16 | 562.47
Geo | 0 | 0 | 0 | 0 | 0 | 0
H | 12.99 | 12.99 | 12.99 | 12.99 | 12.99 | 12.99
LFG | 1.21 | 1.21 | 1.21 | 1.21 | 1.21 | 1.21
Nuc | 0.01 | 0.01 | 0.01 | 0.01 | 0.01 | 0.01
PS | 0 | 0 | 0 | 0 | 0 | 0
PV | 0 | 0 | 0 | 0 | 0 | 0
PeakG | 24.72 | 24.13 | 24.13 | 24.13 | 33.99 | 33.99
PeakO | 0 | 0 | 0 | 0 | 0 | 0
ST | 0 | 0 | 0 | 0 | 0 | 0
STOG | 0 | 0 | 0 | 0 | 0 | 0
STWD | 0 | 0 | 0 | 0 | 0 | 0
WT | 22.94 | 22.94 | 22.94 | 22.94 | 22.94 | 22.94
IGCC | 0 | 0 | 0 | 0 | 0 | 0
DemandResponse | 0 | 0 | 0 | 0 | 0 | 0
IGCC-CCS | 0 | 0 | 0 | 0 | 0 | 0
WT_off | 0 | 0 | 0 | 0 | 0 | 0
PseudoUnit | 0 | 0 | 0 | 0 | 0 | 0
FixedInterchange | 0 | 0 | 0 | 0 | 0 | 0
Base FOM Costs by Reporting Type: BC
ReportingType | 2015 | 2020 | 2025 | 2030 | 2035 | 2040
BM | 0 | 0 | 0 | 0 | 0 | 0
CC | 22.94 | 25.43 | 32.81 | 43 | 55.39 | 65.16
CSP | 0 | 0 | 0 | 0 | 0 | 0
CT | 0 | 0 | 0 | 0 | 0 | 1.08
Coal | 0 | 0 | 0 | 0 | 0 | 0
Geo | 0 | 0 | 0 | 0 | 0 | 0
H | 173.22 | 173.22 | 173.22 | 173.22 | 173.22 | 173.22
LFG | 2.9 | 2.9 | 2.9 | 2.9 | 2.9 | 2.9
Nuc | 0.01 | 0.01 | 0.01 | 0.01 | 0.01 | 0.01
PS | 0 | 0 | 0 | 0 | 0 | 0
PV | 0 | 0 | 0 | 0 | 0 | 0
PeakG | 2.66 | 2.77 | 3.3 | 3.3 | 3.3 | 3.3
PeakO | 1.16 | 1.29 | 1.29 | 1.29 | 1.29 | 1.29
ST | 0 | 0 | 0 | 0 | 0 | 0
STOG | 0 | 0 | 0 | 0 | 0 | 0
STWD | 16.34 | 16.34 | 16.34 | 16.34 | 16.34 | 16.34
WT | 7.53 | 7.53 | 7.53 | 7.53 | 7.53 | 7.53
IGCC | 0 | 0 | 0 | 0 | 0 | 0
DemandResponse | 0 | 0 | 0 | 0 | 0 | 0
IGCC-CCS | 0 | 0 | 0 | 0 | 0 | 0
WT_off | 0 | 0 | 0 | 0 | 0 | 0
PseudoUnit | 0 | 0 | 0 | 0 | 0 | 0
FixedInterchange | 0 | 0 | 0 | 0 | 0 | 0
Base FOM Costs by Reporting Type: HQ_IESO
ReportingType | 2015 | 2020 | 2025 | 2030 | 2035 | 2040
BM | 0 | 0 | 0 | 0 | 0 | 0
CC | 0 | 0 | 0 | 0 | 0 | 0
CSP | 0 | 0 | 0 | 0 | 0 | 0
CT | 0 | 0 | 0 | 0 | 0 | 0
Coal | 0 | 0 | 0 | 0 | 0 | 0
Geo | 0 | 0 | 0 | 0 | 0 | 0
H | 0 | 0 | 0 | 0 | 0 | 0
LFG | 0 | 0 | 0 | 0 | 0 | 0
Nuc | 0.01 | 0.01 | 0.01 | 0.01 | 0.01 | 0.01
PS | 0 | 0 | 0 | 0 | 0 | 0
PV | 0 | 0 | 0 | 0 | 0 | 0
PeakG | 0 | 0 | 0 | 0 | 0 | 0
PeakO | 0 | 0 | 0 | 0 | 0 | 0
ST | 0 | 0 | 0 | 0 | 0 | 0
STOG | 0 | 0 | 0 | 0 | 0 | 0
STWD | 0 | 0 | 0 | 0 | 0 | 0
WT | 0 | 0 | 0 | 0 | 0 | 0
IGCC | 0 | 0 | 0 | 0 | 0 | 0
DemandResponse | 0 | 0 | 0 | 0 | 0 | 0
IGCC-CCS | 0 | 0 | 0 | 0 | 0 | 0
WT_off | 0 | 0 | 0 | 0 | 0 | 0
PseudoUnit | 0 | 0 | 0 | 0 | 0 | 0
FixedInterchange | 0 | 0 | 0 | 0 | 0 | 0
Base FOM Costs by Reporting Type: HQ_NEISO
ReportingType | 2015 | 2020 | 2025 | 2030 | 2035 | 2040
BM | 0 | 0 | 0 | 0 | 0 | 0
CC | 0 | 0 | 0 | 0 | 0 | 0
CSP | 0 | 0 | 0 | 0 | 0 | 0
CT | 0 | 0 | 0 | 0 | 0 | 0
Coal | 0 | 0 | 0 | 0 | 0 | 0
Geo | 0 | 0 | 0 | 0 | 0 | 0
H | 0 | 0 | 0 | 0 | 0 | 0
LFG | 0 | 0 | 0 | 0 | 0 | 0
Nuc | 0.01 | 0.01 | 0.01 | 0.01 | 0.01 | 0.01
PS | 0 | 0 | 0 | 0 | 0 | 0
PV | 0 | 0 | 0 | 0 | 0 | 0
PeakG | 0 | 0 | 0 | 0 | 0 | 0
PeakO | 0 | 0 | 0 | 0 | 0 | 0
ST | 0 | 0 | 0 | 0 | 0 | 0
STOG | 0 | 0 | 0 | 0 | 0 | 0
STWD | 0 | 0 | 0 | 0 | 0 | 0
WT | 0 | 0 | 0 | 0 | 0 | 0
IGCC | 0 | 0 | 0 | 0 | 0 | 0
DemandResponse | 0 | 0 | 0 | 0 | 0 | 0
IGCC-CCS | 0 | 0 | 0 | 0 | 0 | 0
WT_off | 0 | 0 | 0 | 0 | 0 | 0
PseudoUnit | 0 | 0 | 0 | 0 | 0 | 0
FixedInterchange | 0 | 0 | 0 | 0 | 0 | 0
Base FOM Costs by Reporting Type: HQ_NY
ReportingType | 2015 | 2020 | 2025 | 2030 | 2035 | 2040
BM | 0 | 0 | 0 | 0 | 0 | 0
CC | 0 | 0 | 0 | 0 | 0 | 0
CSP | 0 | 0 | 0 | 0 | 0 | 0
CT | 0 | 0 | 0 | 0 | 0 | 0
Coal | 0 | 0 | 0 | 0 | 0 | 0
Geo | 0 | 0 | 0 | 0 | 0 | 0
H | 0 | 0 | 0 | 0 | 0 | 0
LFG | 0 | 0 | 0 | 0 | 0 | 0
Nuc | 0.01 | 0.01 | 0.01 | 0.01 | 0.01 | 0.01
PS | 0 | 0 | 0 | 0 | 0 | 0
PV | 0 | 0 | 0 | 0 | 0 | 0
PeakG | 0 | 0 | 0 | 0 | 0 | 0
PeakO | 0 | 0 | 0 | 0 | 0 | 0
ST | 0 | 0 | 0 | 0 | 0 | 0
STOG | 0 | 0 | 0 | 0 | 0 | 0
STWD | 0 | 0 | 0 | 0 | 0 | 0
WT | 0 | 0 | 0 | 0 | 0 | 0
IGCC | 0 | 0 | 0 | 0 | 0 | 0
DemandResponse | 0 | 0 | 0 | 0 | 0 | 0
IGCC-CCS | 0 | 0 | 0 | 0 | 0 | 0
WT_off | 0 | 0 | 0 | 0 | 0 | 0
PseudoUnit | 0 | 0 | 0 | 0 | 0 | 0
FixedInterchange | 0 | 0 | 0 | 0 | 0 | 0
Base FOM Costs by Reporting Type: MARITIMES
ReportingType | 2015 | 2020 | 2025 | 2030 | 2035 | 2040
BM | 0 | 0 | 0 | 0 | 0 | 0
CC | 0 | 0 | 0 | 0 | 0 | 0
CSP | 0 | 0 | 0 | 0 | 0 | 0
CT | 0 | 0 | 0 | 0 | 0 | 0
Coal | 0 | 0 | 0 | 0 | 0 | 0
Geo | 0 | 0 | 0 | 0 | 0 | 0
H | 0 | 0 | 0 | 0 | 0 | 0
LFG | 0 | 0 | 0 | 0 | 0 | 0
Nuc | 0.01 | 0.01 | 0.01 | 0.01 | 0.01 | 0.01
PS | 0 | 0 | 0 | 0 | 0 | 0
PV | 0 | 0 | 0 | 0 | 0 | 0
PeakG | 0 | 0 | 0 | 0 | 0 | 0
PeakO | 0 | 0 | 0 | 0 | 0 | 0
ST | 0 | 0 | 0 | 0 | 0 | 0
STOG | 0 | 0 | 0 | 0 | 0 | 0
STWD | 0 | 0 | 0 | 0 | 0 | 0
WT | 0 | 0 | 0 | 0 | 0 | 0
IGCC | 0 | 0 | 0 | 0 | 0 | 0
DemandResponse | 0 | 0 | 0 | 0 | 0 | 0
IGCC-CCS | 0 | 0 | 0 | 0 | 0 | 0
WT_off | 0 | 0 | 0 | 0 | 0 | 0
PseudoUnit | 0 | 0 | 0 | 0 | 0 | 7.12
FixedInterchange | 0 | 0 | 0 | 0 | 0 | 0
Base FOM Costs by Reporting Type: All
ReportingType | 2015 | 2020 | 2025 | 2030 | 2035 | 2040
BM | 125.73 | 1352.73 | 1966.03 | 2656.64 | 2840.14 | 2924.75
CC | 6343.75 | 7995.16 | 6648.92 | 7118.55 | 8380.83 | 8896.21
CSP | 0 | 0 | 0 | 0 | 0 | 0
CT | 57.7 | 101.38 | 113.43 | 183.35 | 332.69 | 399.74
Coal | 18450.04 | 17675.8 | 17338.55 | 19167.91 | 21480.99 | 24456.98
Geo | 226.72 | 401.57 | 772.7 | 774.79 | 774.79 | 774.79
H | 1511 | 1532.91 | 1574.41 | 1618.38 | 1619.12 | 1635.07
LFG | 498.94 | 733.94 | 999.86 | 1086.91 | 1086.97 | 1086.97
Nuc | 16696.36 | 17842.96 | 17313.01 | 17728.25 | 14523.5 | 21350.19
PS | 517.25 | 517.25 | 517.25 | 517.25 | 517.25 | 517.25
PV | 26.7 | 62.98 | 80.98 | 85.12 | 68.4 | 70.76
PeakG | 2030.7 | 2974.86 | 2181.86 | 2593.5 | 2712.53 | 2668.55
PeakO | 565.22 | 739.82 | 596.21 | 598.94 | 598.95 | 598.97
ST | 48.64 | 101.1 | 120.87 | 129.83 | 129.83 | 129.83
STOG | 2956.21 | 3496.99 | 2948.44 | 2942.9 | 2942.9 | 2942.9
STWD | 142.81 | 174.59 | 145.3 | 145.3 | 145.3 | 145.3
WT | 2034.5 | 3313.16 | 4828.81 | 6235.28 | 6288.02 | 6458.39
IGCC | 30.22 | 30.22 | 30.22 | 30.22 | 30.22 | 30.22
DemandResponse | 0 | 0 | 0 | 0 | 0 | 0
IGCC-CCS | 0 | 0 | 0 | 0 | 0 | 0
WT_off | 25.01 | 243.89 | 1297.1 | 2723.14 | 2851.29 | 2972.76
PseudoUnit | 0 | 0 | 0 | 0 | 0 | 7.12
FixedInterchange | 0 | 0 | 0 | 0 | 0 | 0
Base FOM Costs by Reporting Type: EI_US
ReportingType | 2015 | 2020 | 2025 | 2030 | 2035 | 2040
BM | 74.48 | 1301.48 | 1914.79 | 2434.45 | 2611.51 | 2684.42
CC | 4043.76 | 5104.03 | 4213.36 | 4472.91 | 5267.17 | 5657.53
CSP | 0 | 0 | 0 | 0 | 0 | 0
CT | 43.55 | 72.76 | 84.81 | 128.2 | 253.53 | 283.08
Coal | 14687.66 | 13590.78 | 13404.8 | 14957.73 | 16688.89 | 18697.79
Geo | 3.95 | 3.95 | 3.95 | 3.95 | 3.95 | 3.95
H | 419.29 | 436.5 | 451.51 | 451.51 | 452.25 | 464.64
LFG | 417.2 | 589.46 | 708.43 | 787.52 | 787.52 | 787.52
Nuc | 12948.03 | 13763.39 | 13285.11 | 13700.35 | 10645.57 | 16957.2
PS | 401.94 | 401.94 | 401.94 | 401.94 | 401.94 | 401.94
PV | 2.71 | 38.99 | 56.99 | 61.13 | 62.64 | 64.99
PeakG | 1689.1 | 2494.21 | 1778.08 | 2144.72 | 2237.99 | 2237.99
PeakO | 544.8 | 713.93 | 577.82 | 580.44 | 580.45 | 580.47
ST | 0 | 0 | 0 | 0 | 0 | 0
STOG | 1558.01 | 1843.55 | 1530.27 | 1530.27 | 1530.27 | 1530.27
STWD | 95.51 | 119.51 | 97.38 | 97.38 | 97.38 | 97.38
WT | 1142.42 | 2163.83 | 3172.37 | 4329.74 | 4417.86 | 4546.43
IGCC | 30.22 | 30.22 | 30.22 | 30.22 | 30.22 | 30.22
DemandResponse | 0 | 0 | 0 | 0 | 0 | 0
IGCC-CCS | 0 | 0 | 0 | 0 | 0 | 0
WT_off | 25.01 | 243.89 | 1297.1 | 2723.14 | 2851.29 | 2972.76
PseudoUnit | 0 | 0 | 0 | 0 | 0 | 7.12
FixedInterchange | 0 | 0 | 0 | 0 | 0 | 0
Base FOM Costs by Reporting Type: EI_Canada
ReportingType | 2015 | 2020 | 2025 | 2030 | 2035 | 2040
BM | 32.8 | 32.8 | 32.8 | 32.8 | 32.8 | 32.8
CC | 124.01 | 124.01 | 124.01 | 106.62 | 114.33 | 143.43
CSP | 0 | 0 | 0 | 0 | 0 | 0
CT | 2.7 | 2.7 | 2.7 | 2.7 | 5.67 | 13.01
Coal | 111.35 | 113.43 | 0 | 0 | 0 | 0
Geo | 0 | 0 | 0 | 0 | 0 | 0
H | 216.06 | 220.76 | 247.25 | 282.28 | 282.28 | 285.84
LFG | 14.17 | 14.17 | 14.17 | 14.17 | 14.23 | 14.23
Nuc | 1895.36 | 1895.36 | 1895.36 | 1895.36 | 1745.4 | 2079.7
PS | 2.92 | 2.92 | 2.92 | 2.92 | 2.92 | 2.92
PV | 18.26 | 18.26 | 18.26 | 18.26 | 0.44 | 0.44
PeakG | 21.55 | 23.55 | 23.55 | 23.55 | 26.76 | 26.76
PeakO | 0.75 | 0.75 | 0.87 | 0.98 | 0.98 | 0.98
ST | 0 | 0 | 0 | 0 | 0 | 0
STOG | 5.54 | 5.54 | 5.54 | 0 | 0 | 0
STWD | 0 | 0 | 0 | 0 | 0 | 0
WT | 120.82 | 120.82 | 120.82 | 120.82 | 61.7 | 61.7
IGCC | 0 | 0 | 0 | 0 | 0 | 0
DemandResponse | 0 | 0 | 0 | 0 | 0 | 0
IGCC-CCS | 0 | 0 | 0 | 0 | 0 | 0
WT_off | 0 | 0 | 0 | 0 | 0 | 0
PseudoUnit | 0 | 0 | 0 | 0 | 0 | 0
FixedInterchange | 0 | 0 | 0 | 0 | 0 | 0
Base FOM Costs by Reporting Type: EI
ReportingType | 2015 | 2020 | 2025 | 2030 | 2035 | 2040
BM | 107.28 | 1334.28 | 1947.58 | 2467.25 | 2644.3 | 2717.22
CC | 4167.77 | 5228.04 | 4337.37 | 4579.53 | 5381.51 | 5800.96
CSP | 0 | 0 | 0 | 0 | 0 | 0
CT | 46.24 | 75.46 | 87.51 | 130.9 | 259.2 | 296.08
Coal | 14799.01 | 13704.21 | 13404.8 | 14957.73 | 16688.89 | 18697.79
Geo | 3.95 | 3.95 | 3.95 | 3.95 | 3.95 | 3.95
H | 635.35 | 657.26 | 698.76 | 733.79 | 734.53 | 750.48
LFG | 431.38 | 603.63 | 722.6 | 801.69 | 801.75 | 801.75
Nuc | 14843.39 | 15658.74 | 15180.47 | 15595.71 | 12390.96 | 19036.91
PS | 404.86 | 404.86 | 404.86 | 404.86 | 404.86 | 404.86
PV | 20.97 | 57.25 | 75.25 | 79.39 | 63.08 | 65.43
PeakG | 1710.64 | 2517.76 | 1801.63 | 2168.27 | 2264.75 | 2264.75
PeakO | 545.55 | 714.68 | 578.69 | 581.42 | 581.43 | 581.45
ST | 0 | 0 | 0 | 0 | 0 | 0
STOG | 1563.55 | 1849.09 | 1535.81 | 1530.27 | 1530.27 | 1530.27
STWD | 95.51 | 119.51 | 97.38 | 97.38 | 97.38 | 97.38
WT | 1263.24 | 2284.65 | 3293.19 | 4450.56 | 4479.56 | 4608.13
IGCC | 30.22 | 30.22 | 30.22 | 30.22 | 30.22 | 30.22
DemandResponse | 0 | 0 | 0 | 0 | 0 | 0
IGCC-CCS | 0 | 0 | 0 | 0 | 0 | 0
WT_off | 25.01 | 243.89 | 1297.1 | 2723.14 | 2851.29 | 2972.76
PseudoUnit | 0 | 0 | 0 | 0 | 0 | 7.12
FixedInterchange | 0 | 0 | 0 | 0 | 0 | 0
Base FOM Costs by Reporting Type: Outside_EI
ReportingType | 2015 | 2020 | 2025 | 2030 | 2035 | 2040
BM | 18.45 | 18.45 | 18.45 | 189.39 | 195.84 | 207.53
CC | 2175.98 | 2767.12 | 2311.55 | 2539.02 | 2999.33 | 3095.25
CSP | 0 | 0 | 0 | 0 | 0 | 0
CT | 11.45 | 25.92 | 25.92 | 52.45 | 73.49 | 103.66
Coal | 3651.03 | 3971.59 | 3933.75 | 4210.18 | 4792.1 | 5759.19
Geo | 222.78 | 397.63 | 768.75 | 770.84 | 770.84 | 770.84
H | 875.65 | 875.65 | 875.65 | 884.59 | 884.59 | 884.59
LFG | 67.56 | 130.31 | 277.26 | 285.22 | 285.22 | 285.22
Nuc | 1852.97 | 2184.21 | 2132.54 | 2132.54 | 2132.54 | 2313.28
PS | 112.39 | 112.39 | 112.39 | 112.39 | 112.39 | 112.39
PV | 5.73 | 5.73 | 5.73 | 5.73 | 5.32 | 5.32
PeakG | 320.06 | 457.1 | 380.24 | 425.23 | 447.78 | 403.8
PeakO | 19.67 | 25.14 | 17.52 | 17.52 | 17.53 | 17.53
ST | 48.64 | 101.1 | 120.87 | 129.83 | 129.83 | 129.83
STOG | 1392.67 | 1647.9 | 1412.63 | 1412.63 | 1412.63 | 1412.63
STWD | 47.31 | 55.09 | 47.92 | 47.92 | 47.92 | 47.92
WT | 771.26 | 1028.51 | 1535.62 | 1784.72 | 1808.46 | 1850.25
IGCC | 0 | 0 | 0 | 0 | 0 | 0
DemandResponse | 0 | 0 | 0 | 0 | 0 | 0
IGCC-CCS | 0 | 0 | 0 | 0 | 0 | 0
WT_off | 0 | 0 | 0 | 0 | 0 | 0
PseudoUnit | 0 | 0 | 0 | 0 | 0 | 0
FixedInterchange | 0 | 0 | 0 | 0 | 0 | 0
#11 | Retrofit FOM Costs ($million)
Retrofit FOM Costs by Reporting Type: Entergy
ReportingType | 2015 | 2020 | 2025 | 2030 | 2035 | 2040
BM | 0 | 0 | 0 | 0 | 0 | 0
CC | 0 | 0 | 0 | 0 | 0 | 0
CSP | 0 | 0 | 0 | 0 | 0 | 0
CT | 0 | 0 | 0 | 0 | 0 | 0
Coal | 3.38 | 31.29 | 31.29 | 31.29 | 31.29 | 31.29
Geo | 0 | 0 | 0 | 0 | 0 | 0
H | 0 | 0 | 0 | 0 | 0 | 0
LFG | 0 | 0 | 0 | 0 | 0 | 0
Nuc | 0 | 0 | 0 | 0 | 0 | 0
PS | 0 | 0 | 0 | 0 | 0 | 0
PV | 0 | 0 | 0 | 0 | 0 | 0
PeakG | 0 | 0 | 0 | 0 | 0 | 0
PeakO | 0 | 0 | 0 | 0 | 0 | 0
ST | 0 | 0 | 0 | 0 | 0 | 0
STOG | 0 | 0 | 0 | 0 | 0 | 0
STWD | 0 | 0 | 0 | 0 | 0 | 0
WT | 0 | 0 | 0 | 0 | 0 | 0
IGCC | 0 | 0 | 0 | 0 | 0 | 0
DemandResponse | 0 | 0 | 0 | 0 | 0 | 0
IGCC-CCS | 0 | 0 | 0 | 0 | 0 | 0
WT_off | 0 | 0 | 0 | 0 | 0 | 0
PseudoUnit | 0 | 0 | 0 | 0 | 0 | 0
FixedInterchange | 0 | 0 | 0 | 0 | 0 | 0
Retrofit FOM Costs by Reporting Type: FRCC
ReportingType | 2015 | 2020 | 2025 | 2030 | 2035 | 2040
BM | 0 | 0 | 0 | 0 | 0 | 0
CC | 0 | 0 | 0 | 0 | 0 | 0
CSP | 0 | 0 | 0 | 0 | 0 | 0
CT | 0 | 0 | 0 | 0 | 0 | 0
Coal | 67.35 | 70.41 | 70.41 | 70.41 | 70.41 | 70.41
Geo | 0 | 0 | 0 | 0 | 0 | 0
H | 0 | 0 | 0 | 0 | 0 | 0
LFG | 0 | 0 | 0 | 0 | 0 | 0
Nuc | 0 | 0 | 0 | 0 | 0 | 0
PS | 0 | 0 | 0 | 0 | 0 | 0
PV | 0 | 0 | 0 | 0 | 0 | 0
PeakG | 0 | 0 | 0 | 0 | 0 | 0
PeakO | 0 | 0 | 0 | 0 | 0 | 0
ST | 0 | 0 | 0 | 0 | 0 | 0
STOG | 0 | 0 | 0 | 0 | 0 | 0
STWD | 0 | 0 | 0 | 0 | 0 | 0
WT | 0 | 0 | 0 | 0 | 0 | 0
IGCC | 0 | 0 | 0 | 0 | 0 | 0
DemandResponse | 0 | 0 | 0 | 0 | 0 | 0
IGCC-CCS | 0 | 0 | 0 | 0 | 0 | 0
WT_off | 0 | 0 | 0 | 0 | 0 | 0
PseudoUnit | 0 | 0 | 0 | 0 | 0 | 0
FixedInterchange | 0 | 0 | 0 | 0 | 0 | 0
Retrofit FOM Costs by Reporting Type: MAPP_US
ReportingType | 2015 | 2020 | 2025 | 2030 | 2035 | 2040
BM | 0 | 0 | 0 | 0 | 0 | 0
CC | 0 | 0 | 0 | 0 | 0 | 0
CSP | 0 | 0 | 0 | 0 | 0 | 0
CT | 0 | 0 | 0 | 0 | 0 | 0
Coal | 16.92 | 14.86 | 14.86 | 14.86 | 14.86 | 14.86
Geo | 0 | 0 | 0 | 0 | 0 | 0
H | 0 | 0 | 0 | 0 | 0 | 0
LFG | 0 | 0 | 0 | 0 | 0 | 0
Nuc | 0 | 0 | 0 | 0 | 0 | 0
PS | 0 | 0 | 0 | 0 | 0 | 0
PV | 0 | 0 | 0 | 0 | 0 | 0
PeakG | 0 | 0 | 0 | 0 | 0 | 0
PeakO | 0 | 0 | 0 | 0 | 0 | 0
ST | 0 | 0 | 0 | 0 | 0 | 0
STOG | 0 | 0 | 0 | 0 | 0 | 0
STWD | 0 | 0 | 0 | 0 | 0 | 0
WT | 0 | 0 | 0 | 0 | 0 | 0
IGCC | 0 | 0 | 0 | 0 | 0 | 0
DemandResponse | 0 | 0 | 0 | 0 | 0 | 0
IGCC-CCS | 0 | 0 | 0 | 0 | 0 | 0
WT_off | 0 | 0 | 0 | 0 | 0 | 0
PseudoUnit | 0 | 0 | 0 | 0 | 0 | 0
FixedInterchange | 0 | 0 | 0 | 0 | 0 | 0
Retrofit FOM Costs by Reporting Type: MISO_IN
ReportingType | 2015 | 2020 | 2025 | 2030 | 2035 | 2040
BM | 0 | 0 | 0 | 0 | 0 | 0
CC | 0 | 0 | 0 | 0 | 0 | 0
CSP | 0 | 0 | 0 | 0 | 0 | 0
CT | 0 | 0 | 0 | 0 | 0 | 0
Coal | 103.12 | 113.14 | 113.14 | 113.14 | 113.14 | 113.14
Geo | 0 | 0 | 0 | 0 | 0 | 0
H | 0 | 0 | 0 | 0 | 0 | 0
LFG | 0 | 0 | 0 | 0 | 0 | 0
Nuc | 0 | 0 | 0 | 0 | 0 | 0
PS | 0 | 0 | 0 | 0 | 0 | 0
PV | 0 | 0 | 0 | 0 | 0 | 0
PeakG | 0 | 0 | 0 | 0 | 0 | 0
PeakO | 0 | 0 | 0 | 0 | 0 | 0
ST | 0 | 0 | 0 | 0 | 0 | 0
STOG | 0 | 0 | 0 | 0 | 0 | 0
STWD | 0 | 0 | 0 | 0 | 0 | 0
WT | 0 | 0 | 0 | 0 | 0 | 0
IGCC | 0 | 0 | 0 | 0 | 0 | 0
DemandResponse | 0 | 0 | 0 | 0 | 0 | 0
IGCC-CCS | 0 | 0 | 0 | 0 | 0 | 0
WT_off | 0 | 0 | 0 | 0 | 0 | 0
PseudoUnit | 0 | 0 | 0 | 0 | 0 | 0
FixedInterchange | 0 | 0 | 0 | 0 | 0 | 0
Retrofit FOM Costs by Reporting Type: MISO_MI
ReportingType | 2015 | 2020 | 2025 | 2030 | 2035 | 2040
BM | 0 | 0 | 0 | 0 | 0 | 0
CC | 0 | 0 | 0 | 0 | 0 | 0
CSP | 0 | 0 | 0 | 0 | 0 | 0
CT | 0 | 0 | 0 | 0 | 0 | 0
Coal | 17.98 | 44.76 | 44.76 | 44.76 | 44.76 | 44.76
Geo | 0 | 0 | 0 | 0 | 0 | 0
H | 0 | 0 | 0 | 0 | 0 | 0
LFG | 0 | 0 | 0 | 0 | 0 | 0
Nuc | 0 | 0 | 0 | 0 | 0 | 0
PS | 0 | 0 | 0 | 0 | 0 | 0
PV | 0 | 0 | 0 | 0 | 0 | 0
PeakG | 0 | 0 | 0 | 0 | 0 | 0
PeakO | 0 | 0 | 0 | 0 | 0 | 0
ST | 0 | 0 | 0 | 0 | 0 | 0
STOG | 0 | 0 | 0 | 0 | 0 | 0
STWD | 0 | 0 | 0 | 0 | 0 | 0
WT | 0 | 0 | 0 | 0 | 0 | 0
IGCC | 0 | 0 | 0 | 0 | 0 | 0
DemandResponse | 0 | 0 | 0 | 0 | 0 | 0
IGCC-CCS | 0 | 0 | 0 | 0 | 0 | 0
WT_off | 0 | 0 | 0 | 0 | 0 | 0
PseudoUnit | 0 | 0 | 0 | 0 | 0 | 0
FixedInterchange | 0 | 0 | 0 | 0 | 0 | 0
Retrofit FOM Costs by Reporting Type: MISO_MO-IL
ReportingType | 2015 | 2020 | 2025 | 2030 | 2035 | 2040
BM | 0 | 0 | 0 | 0 | 0 | 0
CC | 0 | 0 | 0 | 0 | 0 | 0
CSP | 0 | 0 | 0 | 0 | 0 | 0
CT | 0 | 0 | 0 | 0 | 0 | 0
Coal | 30.23 | 57.98 | 57.98 | 57.98 | 57.98 | 57.98
Geo | 0 | 0 | 0 | 0 | 0 | 0
H | 0 | 0 | 0 | 0 | 0 | 0
LFG | 0 | 0 | 0 | 0 | 0 | 0
Nuc | 0 | 0 | 0 | 0 | 0 | 0
PS | 0 | 0 | 0 | 0 | 0 | 0
PV | 0 | 0 | 0 | 0 | 0 | 0
PeakG | 0 | 0 | 0 | 0 | 0 | 0
PeakO | 0 | 0 | 0 | 0 | 0 | 0
ST | 0 | 0 | 0 | 0 | 0 | 0
STOG | 0 | 0 | 0 | 0 | 0 | 0
STWD | 0 | 0 | 0 | 0 | 0 | 0
WT | 0 | 0 | 0 | 0 | 0 | 0
IGCC | 0 | 0 | 0 | 0 | 0 | 0
DemandResponse | 0 | 0 | 0 | 0 | 0 | 0
IGCC-CCS | 0 | 0 | 0 | 0 | 0 | 0
WT_off | 0 | 0 | 0 | 0 | 0 | 0
PseudoUnit | 0 | 0 | 0 | 0 | 0 | 0
FixedInterchange | 0 | 0 | 0 | 0 | 0 | 0
Retrofit FOM Costs by Reporting Type: MISO_W
ReportingType | 2015 | 2020 | 2025 | 2030 | 2035 | 2040
BM | 0 | 0 | 0 | 0 | 0 | 0
CC | 0 | 0 | 0 | 0 | 0 | 0
CSP | 0 | 0 | 0 | 0 | 0 | 0
CT | 0 | 0 | 0 | 0 | 0 | 0
Coal | 38.36 | 61.93 | 61.93 | 61.93 | 61.93 | 61.93
Geo | 0 | 0 | 0 | 0 | 0 | 0
H | 0 | 0 | 0 | 0 | 0 | 0
LFG | 0 | 0 | 0 | 0 | 0 | 0
Nuc | 0 | 0 | 0 | 0 | 0 | 0
PS | 0 | 0 | 0 | 0 | 0 | 0
PV | 0 | 0 | 0 | 0 | 0 | 0
PeakG | 0 | 0 | 0 | 0 | 0 | 0
PeakO | 0 | 0 | 0 | 0 | 0 | 0
ST | 0 | 0 | 0 | 0 | 0 | 0
STOG | 0 | 0 | 0 | 0 | 0 | 0
STWD | 0 | 0 | 0 | 0 | 0 | 0
WT | 0 | 0 | 0 | 0 | 0 | 0
IGCC | 0 | 0 | 0 | 0 | 0 | 0
DemandResponse | 0 | 0 | 0 | 0 | 0 | 0
IGCC-CCS | 0 | 0 | 0 | 0 | 0 | 0
WT_off | 0 | 0 | 0 | 0 | 0 | 0
PseudoUnit | 0 | 0 | 0 | 0 | 0 | 0
FixedInterchange | 0 | 0 | 0 | 0 | 0 | 0
Retrofit FOM Costs by Reporting Type: MISO_WUMS
ReportingType | 2015 | 2020 | 2025 | 2030 | 2035 | 2040
BM | 0 | 0 | 0 | 0 | 0 | 0
CC | 0 | 0 | 0 | 0 | 0 | 0
CSP | 0 | 0 | 0 | 0 | 0 | 0
CT | 0 | 0 | 0 | 0 | 0 | 0
Coal | 35.36 | 36.61 | 36.61 | 36.61 | 36.61 | 36.61
Geo | 0 | 0 | 0 | 0 | 0 | 0
H | 0 | 0 | 0 | 0 | 0 | 0
LFG | 0 | 0 | 0 | 0 | 0 | 0
Nuc | 0 | 0 | 0 | 0 | 0 | 0
PS | 0 | 0 | 0 | 0 | 0 | 0
PV | 0 | 0 | 0 | 0 | 0 | 0
PeakG | 0 | 0 | 0 | 0 | 0 | 0
PeakO | 0 | 0 | 0 | 0 | 0 | 0
ST | 0 | 0 | 0 | 0 | 0 | 0
STOG | 0 | 0 | 0 | 0 | 0 | 0
STWD | 0 | 0 | 0 | 0 | 0 | 0
WT | 0 | 0 | 0 | 0 | 0 | 0
IGCC | 0 | 0 | 0 | 0 | 0 | 0
DemandResponse | 0 | 0 | 0 | 0 | 0 | 0
IGCC-CCS | 0 | 0 | 0 | 0 | 0 | 0
WT_off | 0 | 0 | 0 | 0 | 0 | 0
PseudoUnit | 0 | 0 | 0 | 0 | 0 | 0
FixedInterchange | 0 | 0 | 0 | 0 | 0 | 0
Retrofit FOM Costs by Reporting Type: Nebraska
ReportingType | 2015 | 2020 | 2025 | 2030 | 2035 | 2040
BM | 0 | 0 | 0 | 0 | 0 | 0
CC | 0 | 0 | 0 | 0 | 0 | 0
CSP | 0 | 0 | 0 | 0 | 0 | 0
CT | 0 | 0 | 0 | 0 | 0 | 0
Coal | 4.88 | 22.22 | 22.22 | 22.22 | 22.22 | 22.22
Geo | 0 | 0 | 0 | 0 | 0 | 0
H | 0 | 0 | 0 | 0 | 0 | 0
LFG | 0 | 0 | 0 | 0 | 0 | 0
Nuc | 0 | 0 | 0 | 0 | 0 | 0
PS | 0 | 0 | 0 | 0 | 0 | 0
PV | 0 | 0 | 0 | 0 | 0 | 0
PeakG | 0 | 0 | 0 | 0 | 0 | 0
PeakO | 0 | 0 | 0 | 0 | 0 | 0
ST | 0 | 0 | 0 | 0 | 0 | 0
STOG | 0 | 0 | 0 | 0 | 0 | 0
STWD | 0 | 0 | 0 | 0 | 0 | 0
WT | 0 | 0 | 0 | 0 | 0 | 0
IGCC | 0 | 0 | 0 | 0 | 0 | 0
DemandResponse | 0 | 0 | 0 | 0 | 0 | 0
IGCC-CCS | 0 | 0 | 0 | 0 | 0 | 0
WT_off | 0 | 0 | 0 | 0 | 0 | 0
PseudoUnit | 0 | 0 | 0 | 0 | 0 | 0
FixedInterchange | 0 | 0 | 0 | 0 | 0 | 0
Retrofit FOM Costs by Reporting Type: NEISO
ReportingType | 2015 | 2020 | 2025 | 2030 | 2035 | 2040
BM | 0 | 0 | 0 | 0 | 0 | 0
CC | 0 | 0 | 0 | 0 | 0 | 0
CSP | 0 | 0 | 0 | 0 | 0 | 0
CT | 0 | 0 | 0 | 0 | 0 | 0
Coal | 4.08 | 0 | 0 | 0 | 0 | 0
Geo | 0 | 0 | 0 | 0 | 0 | 0
H | 0 | 0 | 0 | 0 | 0 | 0
LFG | 0 | 0 | 0 | 0 | 0 | 0
Nuc | 0 | 0 | 0 | 0 | 0 | 0
PS | 0 | 0 | 0 | 0 | 0 | 0
PV | 0 | 0 | 0 | 0 | 0 | 0
PeakG | 0 | 0 | 0 | 0 | 0 | 0
PeakO | 0 | 0 | 0 | 0 | 0 | 0
ST | 0 | 0 | 0 | 0 | 0 | 0
STOG | 0 | 0 | 0 | 0 | 0 | 0
STWD | 0 | 0 | 0 | 0 | 0 | 0
WT | 0 | 0 | 0 | 0 | 0 | 0
IGCC | 0 | 0 | 0 | 0 | 0 | 0
DemandResponse | 0 | 0 | 0 | 0 | 0 | 0
IGCC-CCS | 0 | 0 | 0 | 0 | 0 | 0
WT_off | 0 | 0 | 0 | 0 | 0 | 0
PseudoUnit | 0 | 0 | 0 | 0 | 0 | 0
FixedInterchange | 0 | 0 | 0 | 0 | 0 | 0
Retrofit FOM Costs by Reporting Type: NonRTO_Midwest
ReportingType | 2015 | 2020 | 2025 | 2030 | 2035 | 2040
BM | 0 | 0 | 0 | 0 | 0 | 0
CC | 0 | 0 | 0 | 0 | 0 | 0
CSP | 0 | 0 | 0 | 0 | 0 | 0
CT | 0 | 0 | 0 | 0 | 0 | 0
Coal | 86.6 | 91.34 | 91.34 | 91.34 | 91.34 | 91.34
Geo | 0 | 0 | 0 | 0 | 0 | 0
H | 0 | 0 | 0 | 0 | 0 | 0
LFG | 0 | 0 | 0 | 0 | 0 | 0
Nuc | 0 | 0 | 0 | 0 | 0 | 0
PS | 0 | 0 | 0 | 0 | 0 | 0
PV | 0 | 0 | 0 | 0 | 0 | 0
PeakG | 0 | 0 | 0 | 0 | 0 | 0
PeakO | 0 | 0 | 0 | 0 | 0 | 0
ST | 0 | 0 | 0 | 0 | 0 | 0
STOG | 0 | 0 | 0 | 0 | 0 | 0
STWD | 0 | 0 | 0 | 0 | 0 | 0
WT | 0 | 0 | 0 | 0 | 0 | 0
IGCC | 0 | 0 | 0 | 0 | 0 | 0
DemandResponse | 0 | 0 | 0 | 0 | 0 | 0
IGCC-CCS | 0 | 0 | 0 | 0 | 0 | 0
WT_off | 0 | 0 | 0 | 0 | 0 | 0
PseudoUnit | 0 | 0 | 0 | 0 | 0 | 0
FixedInterchange | 0 | 0 | 0 | 0 | 0 | 0
Retrofit FOM Costs by Reporting Type: NYISO_A-F
ReportingType | 2015 | 2020 | 2025 | 2030 | 2035 | 2040
BM | 0 | 0 | 0 | 0 | 0 | 0
CC | 0 | 0 | 0 | 0 | 0 | 0
CSP | 0 | 0 | 0 | 0 | 0 | 0
CT | 0 | 0 | 0 | 0 | 0 | 0
Coal | 0 | 0 | 0 | 0 | 0 | 0
Geo | 0 | 0 | 0 | 0 | 0 | 0
H | 0 | 0 | 0 | 0 | 0 | 0
LFG | 0 | 0 | 0 | 0 | 0 | 0
Nuc | 0 | 0 | 0 | 0 | 0 | 0
PS | 0 | 0 | 0 | 0 | 0 | 0
PV | 0 | 0 | 0 | 0 | 0 | 0
PeakG | 0 | 0 | 0 | 0 | 0 | 0
PeakO | 0 | 0 | 0 | 0 | 0 | 0
ST | 0 | 0 | 0 | 0 | 0 | 0
STOG | 0 | 0 | 0 | 0 | 0 | 0
STWD | 0 | 0 | 0 | 0 | 0 | 0
WT | 0 | 0 | 0 | 0 | 0 | 0
IGCC | 0 | 0 | 0 | 0 | 0 | 0
DemandResponse | 0 | 0 | 0 | 0 | 0 | 0
IGCC-CCS | 0 | 0 | 0 | 0 | 0 | 0
WT_off | 0 | 0 | 0 | 0 | 0 | 0
PseudoUnit | 0 | 0 | 0 | 0 | 0 | 0
FixedInterchange | 0 | 0 | 0 | 0 | 0 | 0
Retrofit FOM Costs by Reporting Type: NYISO_G-I
ReportingType | 2015 | 2020 | 2025 | 2030 | 2035 | 2040
BM | 0 | 0 | 0 | 0 | 0 | 0
CC | 0 | 0 | 0 | 0 | 0 | 0
CSP | 0 | 0 | 0 | 0 | 0 | 0
CT | 0 | 0 | 0 | 0 | 0 | 0
Coal | 0 | 0 | 0 | 0 | 0 | 0
Geo | 0 | 0 | 0 | 0 | 0 | 0
H | 0 | 0 | 0 | 0 | 0 | 0
LFG | 0 | 0 | 0 | 0 | 0 | 0
Nuc | 0 | 0 | 0 | 0 | 0 | 0
PS | 0 | 0 | 0 | 0 | 0 | 0
PV | 0 | 0 | 0 | 0 | 0 | 0
PeakG | 0 | 0 | 0 | 0 | 0 | 0
PeakO | 0 | 0 | 0 | 0 | 0 | 0
ST | 0 | 0 | 0 | 0 | 0 | 0
STOG | 0 | 0 | 0 | 0 | 0 | 0
STWD | 0 | 0 | 0 | 0 | 0 | 0
WT | 0 | 0 | 0 | 0 | 0 | 0
IGCC | 0 | 0 | 0 | 0 | 0 | 0
DemandResponse | 0 | 0 | 0 | 0 | 0 | 0
IGCC-CCS | 0 | 0 | 0 | 0 | 0 | 0
WT_off | 0 | 0 | 0 | 0 | 0 | 0
PseudoUnit | 0 | 0 | 0 | 0 | 0 | 0
FixedInterchange | 0 | 0 | 0 | 0 | 0 | 0
Retrofit FOM Costs by Reporting Type: NYISO_J-K
ReportingType | 2015 | 2020 | 2025 | 2030 | 2035 | 2040
BM | 0 | 0 | 0 | 0 | 0 | 0
CC | 0 | 0 | 0 | 0 | 0 | 0
CSP | 0 | 0 | 0 | 0 | 0 | 0
CT | 0 | 0 | 0 | 0 | 0 | 0
Coal | 0 | 0 | 0 | 0 | 0 | 0
Geo | 0 | 0 | 0 | 0 | 0 | 0
H | 0 | 0 | 0 | 0 | 0 | 0
LFG | 0 | 0 | 0 | 0 | 0 | 0
Nuc | 0 | 0 | 0 | 0 | 0 | 0
PS | 0 | 0 | 0 | 0 | 0 | 0
PV | 0 | 0 | 0 | 0 | 0 | 0
PeakG | 0 | 0 | 0 | 0 | 0 | 0
PeakO | 0 | 0 | 0 | 0 | 0 | 0
ST | 0 | 0 | 0 | 0 | 0 | 0
STOG | 0 | 0 | 0 | 0 | 0 | 0
STWD | 0 | 0 | 0 | 0 | 0 | 0
WT | 0 | 0 | 0 | 0 | 0 | 0
IGCC | 0 | 0 | 0 | 0 | 0 | 0
DemandResponse | 0 | 0 | 0 | 0 | 0 | 0
IGCC-CCS | 0 | 0 | 0 | 0 | 0 | 0
WT_off | 0 | 0 | 0 | 0 | 0 | 0
PseudoUnit | 0 | 0 | 0 | 0 | 0 | 0
FixedInterchange | 0 | 0 | 0 | 0 | 0 | 0
Retrofit FOM Costs by Reporting Type: PJM_E
ReportingType | 2015 | 2020 | 2025 | 2030 | 2035 | 2040
BM | 0 | 0 | 0 | 0 | 0 | 0
CC | 0 | 0 | 0 | 0 | 0 | 0
CSP | 0 | 0 | 0 | 0 | 0 | 0
CT | 0 | 0 | 0 | 0 | 0 | 0
Coal | 1.07 | 0 | 0 | 0 | 0 | 0
Geo | 0 | 0 | 0 | 0 | 0 | 0
H | 0 | 0 | 0 | 0 | 0 | 0
LFG | 0 | 0 | 0 | 0 | 0 | 0
Nuc | 0 | 0 | 0 | 0 | 0 | 0
PS | 0 | 0 | 0 | 0 | 0 | 0
PV | 0 | 0 | 0 | 0 | 0 | 0
PeakG | 0 | 0 | 0 | 0 | 0 | 0
PeakO | 0 | 0 | 0 | 0 | 0 | 0
ST | 0 | 0 | 0 | 0 | 0 | 0
STOG | 0 | 0 | 0 | 0 | 0 | 0
STWD | 0 | 0 | 0 | 0 | 0 | 0
WT | 0 | 0 | 0 | 0 | 0 | 0
IGCC | 0 | 0 | 0 | 0 | 0 | 0
DemandResponse | 0 | 0 | 0 | 0 | 0 | 0
IGCC-CCS | 0 | 0 | 0 | 0 | 0 | 0
WT_off | 0 | 0 | 0 | 0 | 0 | 0
PseudoUnit | 0 | 0 | 0 | 0 | 0 | 0
FixedInterchange | 0 | 0 | 0 | 0 | 0 | 0
Retrofit FOM Costs by Reporting Type: PJM_ROM
ReportingType | 2015 | 2020 | 2025 | 2030 | 2035 | 2040
BM | 0 | 0 | 0 | 0 | 0 | 0
CC | 0 | 0 | 0 | 0 | 0 | 0
CSP | 0 | 0 | 0 | 0 | 0 | 0
CT | 0 | 0 | 0 | 0 | 0 | 0
Coal | 46.44 | 46.04 | 46.04 | 46.04 | 46.04 | 46.04
Geo | 0 | 0 | 0 | 0 | 0 | 0
H | 0 | 0 | 0 | 0 | 0 | 0
LFG | 0 | 0 | 0 | 0 | 0 | 0
Nuc | 0 | 0 | 0 | 0 | 0 | 0
PS | 0 | 0 | 0 | 0 | 0 | 0
PV | 0 | 0 | 0 | 0 | 0 | 0
PeakG | 0 | 0 | 0 | 0 | 0 | 0
PeakO | 0 | 0 | 0 | 0 | 0 | 0
ST | 0 | 0 | 0 | 0 | 0 | 0
STOG | 0 | 0 | 0 | 0 | 0 | 0
STWD | 0 | 0 | 0 | 0 | 0 | 0
WT | 0 | 0 | 0 | 0 | 0 | 0
IGCC | 0 | 0 | 0 | 0 | 0 | 0
DemandResponse | 0 | 0 | 0 | 0 | 0 | 0
IGCC-CCS | 0 | 0 | 0 | 0 | 0 | 0
WT_off | 0 | 0 | 0 | 0 | 0 | 0
PseudoUnit | 0 | 0 | 0 | 0 | 0 | 0
FixedInterchange | 0 | 0 | 0 | 0 | 0 | 0
Retrofit FOM Costs by Reporting Type: PJM_ROR
ReportingType | 2015 | 2020 | 2025 | 2030 | 2035 | 2040
BM | 0 | 0 | 0 | 0 | 0 | 0
CC | 0 | 0 | 0 | 0 | 0 | 0
CSP | 0 | 0 | 0 | 0 | 0 | 0
CT | 0 | 0 | 0 | 0 | 0 | 0
Coal | 262.67 | 297 | 297 | 297 | 297 | 297
Geo | 0 | 0 | 0 | 0 | 0 | 0
H | 0 | 0 | 0 | 0 | 0 | 0
LFG | 0 | 0 | 0 | 0 | 0 | 0
Nuc | 0 | 0 | 0 | 0 | 0 | 0
PS | 0 | 0 | 0 | 0 | 0 | 0
PV | 0 | 0 | 0 | 0 | 0 | 0
PeakG | 0 | 0 | 0 | 0 | 0 | 0
PeakO | 0 | 0 | 0 | 0 | 0 | 0
ST | 0 | 0 | 0 | 0 | 0 | 0
STOG | 0 | 0 | 0 | 0 | 0 | 0
STWD | 0 | 0 | 0 | 0 | 0 | 0
WT | 0 | 0 | 0 | 0 | 0 | 0
IGCC | 0 | 0 | 0 | 0 | 0 | 0
DemandResponse | 0 | 0 | 0 | 0 | 0 | 0
IGCC-CCS | 0 | 0 | 0 | 0 | 0 | 0
WT_off | 0 | 0 | 0 | 0 | 0 | 0
PseudoUnit | 0 | 0 | 0 | 0 | 0 | 0
FixedInterchange | 0 | 0 | 0 | 0 | 0 | 0
Retrofit FOM Costs by Reporting Type: SOCO
ReportingType | 2015 | 2020 | 2025 | 2030 | 2035 | 2040
BM | 0 | 0 | 0 | 0 | 0 | 0
CC | 0 | 0 | 0 | 0 | 0 | 0
CSP | 0 | 0 | 0 | 0 | 0 | 0
CT | 0 | 0 | 0 | 0 | 0 | 0
Coal | 113.94 | 118.83 | 118.83 | 118.83 | 118.83 | 118.83
Geo | 0 | 0 | 0 | 0 | 0 | 0
H | 0 | 0 | 0 | 0 | 0 | 0
LFG | 0 | 0 | 0 | 0 | 0 | 0
Nuc | 0 | 0 | 0 | 0 | 0 | 0
PS | 0 | 0 | 0 | 0 | 0 | 0
PV | 0 | 0 | 0 | 0 | 0 | 0
PeakG | 0 | 0 | 0 | 0 | 0 | 0
PeakO | 0 | 0 | 0 | 0 | 0 | 0
ST | 0 | 0 | 0 | 0 | 0 | 0
STOG | 0 | 0 | 0 | 0 | 0 | 0
STWD | 0 | 0 | 0 | 0 | 0 | 0
WT | 0 | 0 | 0 | 0 | 0 | 0
IGCC | 0 | 0 | 0 | 0 | 0 | 0
DemandResponse | 0 | 0 | 0 | 0 | 0 | 0
IGCC-CCS | 0 | 0 | 0 | 0 | 0 | 0
WT_off | 0 | 0 | 0 | 0 | 0 | 0
PseudoUnit | 0 | 0 | 0 | 0 | 0 | 0
FixedInterchange | 0 | 0 | 0 | 0 | 0 | 0
Retrofit FOM Costs by Reporting Type: SPP_N
ReportingType | 2015 | 2020 | 2025 | 2030 | 2035 | 2040
BM | 0 | 0 | 0 | 0 | 0 | 0
CC | 0 | 0 | 0 | 0 | 0 | 0
CSP | 0 | 0 | 0 | 0 | 0 | 0
CT | 0 | 0 | 0 | 0 | 0 | 0
Coal | 36.22 | 44.06 | 43.08 | 43.08 | 43.08 | 43.08
Geo | 0 | 0 | 0 | 0 | 0 | 0
H | 0 | 0 | 0 | 0 | 0 | 0
LFG | 0 | 0 | 0 | 0 | 0 | 0
Nuc | 0 | 0 | 0 | 0 | 0 | 0
PS | 0 | 0 | 0 | 0 | 0 | 0
PV | 0 | 0 | 0 | 0 | 0 | 0
PeakG | 0 | 0 | 0 | 0 | 0 | 0
PeakO | 0 | 0 | 0 | 0 | 0 | 0
ST | 0 | 0 | 0 | 0 | 0 | 0
STOG | 0 | 0 | 0 | 0 | 0 | 0
STWD | 0 | 0 | 0 | 0 | 0 | 0
WT | 0 | 0 | 0 | 0 | 0 | 0
IGCC | 0 | 0 | 0 | 0 | 0 | 0
DemandResponse | 0 | 0 | 0 | 0 | 0 | 0
IGCC-CCS | 0 | 0 | 0 | 0 | 0 | 0
WT_off | 0 | 0 | 0 | 0 | 0 | 0
PseudoUnit | 0 | 0 | 0 | 0 | 0 | 0
FixedInterchange | 0 | 0 | 0 | 0 | 0 | 0
Retrofit FOM Costs by Reporting Type: SPP_S
ReportingType | 2015 | 2020 | 2025 | 2030 | 2035 | 2040
BM | 0 | 0 | 0 | 0 | 0 | 0
CC | 0 | 0 | 0 | 0 | 0 | 0
CSP | 0 | 0 | 0 | 0 | 0 | 0
CT | 0 | 0 | 0 | 0 | 0 | 0
Coal | 20.12 | 34.34 | 33.71 | 33.71 | 33.71 | 33.71
Geo | 0 | 0 | 0 | 0 | 0 | 0
H | 0 | 0 | 0 | 0 | 0 | 0
LFG | 0 | 0 | 0 | 0 | 0 | 0
Nuc | 0 | 0 | 0 | 0 | 0 | 0
PS | 0 | 0 | 0 | 0 | 0 | 0
PV | 0 | 0 | 0 | 0 | 0 | 0
PeakG | 0 | 0 | 0 | 0 | 0 | 0
PeakO | 0 | 0 | 0 | 0 | 0 | 0
ST | 0 | 0 | 0 | 0 | 0 | 0
STOG | 0 | 0 | 0 | 0 | 0 | 0
STWD | 0 | 0 | 0 | 0 | 0 | 0
WT | 0 | 0 | 0 | 0 | 0 | 0
IGCC | 0 | 0 | 0 | 0 | 0 | 0
DemandResponse | 0 | 0 | 0 | 0 | 0 | 0
IGCC-CCS | 0 | 0 | 0 | 0 | 0 | 0
WT_off | 0 | 0 | 0 | 0 | 0 | 0
PseudoUnit | 0 | 0 | 0 | 0 | 0 | 0
FixedInterchange | 0 | 0 | 0 | 0 | 0 | 0
Retrofit FOM Costs by Reporting Type: TVA
ReportingType | 2015 | 2020 | 2025 | 2030 | 2035 | 2040
BM | 0 | 0 | 0 | 0 | 0 | 0
CC | 0 | 0 | 0 | 0 | 0 | 0
CSP | 0 | 0 | 0 | 0 | 0 | 0
CT | 0 | 0 | 0 | 0 | 0 | 0
Coal | 45.15 | 56.88 | 56.38 | 56.38 | 56.38 | 56.38
Geo | 0 | 0 | 0 | 0 | 0 | 0
H | 0 | 0 | 0 | 0 | 0 | 0
LFG | 0 | 0 | 0 | 0 | 0 | 0
Nuc | 0 | 0 | 0 | 0 | 0 | 0
PS | 0 | 0 | 0 | 0 | 0 | 0
PV | 0 | 0 | 0 | 0 | 0 | 0
PeakG | 0 | 0 | 0 | 0 | 0 | 0
PeakO | 0 | 0 | 0 | 0 | 0 | 0
ST | 0 | 0 | 0 | 0 | 0 | 0
STOG | 0 | 0 | 0 | 0 | 0 | 0
STWD | 0 | 0 | 0 | 0 | 0 | 0
WT | 0 | 0 | 0 | 0 | 0 | 0
IGCC | 0 | 0 | 0 | 0 | 0 | 0
DemandResponse | 0 | 0 | 0 | 0 | 0 | 0
IGCC-CCS | 0 | 0 | 0 | 0 | 0 | 0
WT_off | 0 | 0 | 0 | 0 | 0 | 0
PseudoUnit | 0 | 0 | 0 | 0 | 0 | 0
FixedInterchange | 0 | 0 | 0 | 0 | 0 | 0
Retrofit FOM Costs by Reporting Type: TVA_Transmission
ReportingType | 2015 | 2020 | 2025 | 2030 | 2035 | 2040
BM | 0 | 0 | 0 | 0 | 0 | 0
CC | 0 | 0 | 0 | 0 | 0 | 0
CSP | 0 | 0 | 0 | 0 | 0 | 0
CT | 0 | 0 | 0 | 0 | 0 | 0
Coal | 0 | 0 | 0 | 0 | 0 | 0
Geo | 0 | 0 | 0 | 0 | 0 | 0
H | 0 | 0 | 0 | 0 | 0 | 0
LFG | 0 | 0 | 0 | 0 | 0 | 0
Nuc | 0 | 0 | 0 | 0 | 0 | 0
PS | 0 | 0 | 0 | 0 | 0 | 0
PV | 0 | 0 | 0 | 0 | 0 | 0
PeakG | 0 | 0 | 0 | 0 | 0 | 0
PeakO | 0 | 0 | 0 | 0 | 0 | 0
ST | 0 | 0 | 0 | 0 | 0 | 0
STOG | 0 | 0 | 0 | 0 | 0 | 0
STWD | 0 | 0 | 0 | 0 | 0 | 0
WT | 0 | 0 | 0 | 0 | 0 | 0
IGCC | 0 | 0 | 0 | 0 | 0 | 0
DemandResponse | 0 | 0 | 0 | 0 | 0 | 0
IGCC-CCS | 0 | 0 | 0 | 0 | 0 | 0
WT_off | 0 | 0 | 0 | 0 | 0 | 0
PseudoUnit | 0 | 0 | 0 | 0 | 0 | 0
FixedInterchange | 0 | 0 | 0 | 0 | 0 | 0
Retrofit FOM Costs by Reporting Type: VACAR
ReportingType | 2015 | 2020 | 2025 | 2030 | 2035 | 2040
BM | 0 | 0 | 0 | 0 | 0 | 0
CC | 0 | 0 | 0 | 0 | 0 | 0
CSP | 0 | 0 | 0 | 0 | 0 | 0
CT | 0 | 0 | 0 | 0 | 0 | 0
Coal | 139.43 | 102.84 | 79.78 | 79.78 | 79.78 | 79.78
Geo | 0 | 0 | 0 | 0 | 0 | 0
H | 0 | 0 | 0 | 0 | 0 | 0
LFG | 0 | 0 | 0 | 0 | 0 | 0
Nuc | 0 | 0 | 0 | 0 | 0 | 0
PS | 0 | 0 | 0 | 0 | 0 | 0
PV | 0 | 0 | 0 | 0 | 0 | 0
PeakG | 0 | 0 | 0 | 0 | 0 | 0
PeakO | 0 | 0 | 0 | 0 | 0 | 0
ST | 0 | 0 | 0 | 0 | 0 | 0
STOG | 0 | 0 | 0 | 0 | 0 | 0
STWD | 0 | 0 | 0 | 0 | 0 | 0
WT | 0 | 0 | 0 | 0 | 0 | 0
IGCC | 0 | 0 | 0 | 0 | 0 | 0
DemandResponse | 0 | 0 | 0 | 0 | 0 | 0
IGCC-CCS | 0 | 0 | 0 | 0 | 0 | 0
WT_off | 0 | 0 | 0 | 0 | 0 | 0
PseudoUnit | 0 | 0 | 0 | 0 | 0 | 0
FixedInterchange | 0 | 0 | 0 | 0 | 0 | 0
Retrofit FOM Costs by Reporting Type: IESO
ReportingType | 2015 | 2020 | 2025 | 2030 | 2035 | 2040
BM | 0 | 0 | 0 | 0 | 0 | 0
CC | 0 | 0 | 0 | 0 | 0 | 0
CSP | 0 | 0 | 0 | 0 | 0 | 0
CT | 0 | 0 | 0 | 0 | 0 | 0
Coal | 0 | 0 | 0 | 0 | 0 | 0
Geo | 0 | 0 | 0 | 0 | 0 | 0
H | 0 | 0 | 0 | 0 | 0 | 0
LFG | 0 | 0 | 0 | 0 | 0 | 0
Nuc | 0 | 0 | 0 | 0 | 0 | 0
PS | 0 | 0 | 0 | 0 | 0 | 0
PV | 0 | 0 | 0 | 0 | 0 | 0
PeakG | 0 | 0 | 0 | 0 | 0 | 0
PeakO | 0 | 0 | 0 | 0 | 0 | 0
ST | 0 | 0 | 0 | 0 | 0 | 0
STOG | 0 | 0 | 0 | 0 | 0 | 0
STWD | 0 | 0 | 0 | 0 | 0 | 0
WT | 0 | 0 | 0 | 0 | 0 | 0
IGCC | 0 | 0 | 0 | 0 | 0 | 0
DemandResponse | 0 | 0 | 0 | 0 | 0 | 0
IGCC-CCS | 0 | 0 | 0 | 0 | 0 | 0
WT_off | 0 | 0 | 0 | 0 | 0 | 0
PseudoUnit | 0 | 0 | 0 | 0 | 0 | 0
FixedInterchange | 0 | 0 | 0 | 0 | 0 | 0
Retrofit FOM Costs by Reporting Type: MAPP_CA
ReportingType | 2015 | 2020 | 2025 | 2030 | 2035 | 2040
BM | 0 | 0 | 0 | 0 | 0 | 0
CC | 0 | 0 | 0 | 0 | 0 | 0
CSP | 0 | 0 | 0 | 0 | 0 | 0
CT | 0 | 0 | 0 | 0 | 0 | 0
Coal | 0 | 0 | 0 | 0 | 0 | 0
Geo | 0 | 0 | 0 | 0 | 0 | 0
H | 0 | 0 | 0 | 0 | 0 | 0
LFG | 0 | 0 | 0 | 0 | 0 | 0
Nuc | 0 | 0 | 0 | 0 | 0 | 0
PS | 0 | 0 | 0 | 0 | 0 | 0
PV | 0 | 0 | 0 | 0 | 0 | 0
PeakG | 0 | 0 | 0 | 0 | 0 | 0
PeakO | 0 | 0 | 0 | 0 | 0 | 0
ST | 0 | 0 | 0 | 0 | 0 | 0
STOG | 0 | 0 | 0 | 0 | 0 | 0
STWD | 0 | 0 | 0 | 0 | 0 | 0
WT | 0 | 0 | 0 | 0 | 0 | 0
IGCC | 0 | 0 | 0 | 0 | 0 | 0
DemandResponse | 0 | 0 | 0 | 0 | 0 | 0
IGCC-CCS | 0 | 0 | 0 | 0 | 0 | 0
WT_off | 0 | 0 | 0 | 0 | 0 | 0
PseudoUnit | 0 | 0 | 0 | 0 | 0 | 0
FixedInterchange | 0 | 0 | 0 | 0 | 0 | 0
Retrofit FOM Costs by Reporting Type: AZ_NM_SNV_Coal
ReportingType | 2015 | 2020 | 2025 | 2030 | 2035 | 2040
BM | 0 | 0 | 0 | 0 | 0 | 0
CC | 0 | 0 | 0 | 0 | 0 | 0
CSP | 0 | 0 | 0 | 0 | 0 | 0
CT | 0 | 0 | 0 | 0 | 0 | 0
Coal | 70.07 | 75.36 | 75.36 | 75.36 | 75.36 | 75.36
Geo | 0 | 0 | 0 | 0 | 0 | 0
H | 0 | 0 | 0 | 0 | 0 | 0
LFG | 0 | 0 | 0 | 0 | 0 | 0
Nuc | 0 | 0 | 0 | 0 | 0 | 0
PS | 0 | 0 | 0 | 0 | 0 | 0
PV | 0 | 0 | 0 | 0 | 0 | 0
PeakG | 0 | 0 | 0 | 0 | 0 | 0
PeakO | 0 | 0 | 0 | 0 | 0 | 0
ST | 0 | 0 | 0 | 0 | 0 | 0
STOG | 0 | 0 | 0 | 0 | 0 | 0
STWD | 0 | 0 | 0 | 0 | 0 | 0
WT | 0 | 0 | 0 | 0 | 0 | 0
IGCC | 0 | 0 | 0 | 0 | 0 | 0
DemandResponse | 0 | 0 | 0 | 0 | 0 | 0
IGCC-CCS | 0 | 0 | 0 | 0 | 0 | 0
WT_off | 0 | 0 | 0 | 0 | 0 | 0
PseudoUnit | 0 | 0 | 0 | 0 | 0 | 0
FixedInterchange | 0 | 0 | 0 | 0 | 0 | 0
Retrofit FOM Costs by Reporting Type: AZ_NM_SNV_Gas
ReportingType | 2015 | 2020 | 2025 | 2030 | 2035 | 2040
BM | 0 | 0 | 0 | 0 | 0 | 0
CC | 0 | 0 | 0 | 0 | 0 | 0
CSP | 0 | 0 | 0 | 0 | 0 | 0
CT | 0 | 0 | 0 | 0 | 0 | 0
Coal | 0 | 0 | 0 | 0 | 0 | 0
Geo | 0 | 0 | 0 | 0 | 0 | 0
H | 0 | 0 | 0 | 0 | 0 | 0
LFG | 0 | 0 | 0 | 0 | 0 | 0
Nuc | 0 | 0 | 0 | 0 | 0 | 0
PS | 0 | 0 | 0 | 0 | 0 | 0
PV | 0 | 0 | 0 | 0 | 0 | 0
PeakG | 0 | 0 | 0 | 0 | 0 | 0
PeakO | 0 | 0 | 0 | 0 | 0 | 0
ST | 0 | 0 | 0 | 0 | 0 | 0
STOG | 0 | 0 | 0 | 0 | 0 | 0
STWD | 0 | 0 | 0 | 0 | 0 | 0
WT | 0 | 0 | 0 | 0 | 0 | 0
IGCC | 0 | 0 | 0 | 0 | 0 | 0
DemandResponse | 0 | 0 | 0 | 0 | 0 | 0
IGCC-CCS | 0 | 0 | 0 | 0 | 0 | 0
WT_off | 0 | 0 | 0 | 0 | 0 | 0
PseudoUnit | 0 | 0 | 0 | 0 | 0 | 0
FixedInterchange | 0 | 0 | 0 | 0 | 0 | 0
Retrofit FOM Costs by Reporting Type: AZ_NM_SNV_NucRenew
ReportingType | 2015 | 2020 | 2025 | 2030 | 2035 | 2040
BM | 0 | 0 | 0 | 0 | 0 | 0
CC | 0 | 0 | 0 | 0 | 0 | 0
CSP | 0 | 0 | 0 | 0 | 0 | 0
CT | 0 | 0 | 0 | 0 | 0 | 0
Coal | 0 | 0 | 0 | 0 | 0 | 0
Geo | 0 | 0 | 0 | 0 | 0 | 0
H | 0 | 0 | 0 | 0 | 0 | 0
LFG | 0 | 0 | 0 | 0 | 0 | 0
Nuc | 0 | 0 | 0 | 0 | 0 | 0
PS | 0 | 0 | 0 | 0 | 0 | 0
PV | 0 | 0 | 0 | 0 | 0 | 0
PeakG | 0 | 0 | 0 | 0 | 0 | 0
PeakO | 0 | 0 | 0 | 0 | 0 | 0
ST | 0 | 0 | 0 | 0 | 0 | 0
STOG | 0 | 0 | 0 | 0 | 0 | 0
STWD | 0 | 0 | 0 | 0 | 0 | 0
WT | 0 | 0 | 0 | 0 | 0 | 0
IGCC | 0 | 0 | 0 | 0 | 0 | 0
DemandResponse | 0 | 0 | 0 | 0 | 0 | 0
IGCC-CCS | 0 | 0 | 0 | 0 | 0 | 0
WT_off | 0 | 0 | 0 | 0 | 0 | 0
PseudoUnit | 0 | 0 | 0 | 0 | 0 | 0
FixedInterchange | 0 | 0 | 0 | 0 | 0 | 0
Retrofit FOM Costs by Reporting Type: ERCOT
ReportingType | 2015 | 2020 | 2025 | 2030 | 2035 | 2040
BM | 0 | 0 | 0 | 0 | 0 | 0
CC | 0 | 0 | 0 | 0 | 0 | 0
CSP | 0 | 0 | 0 | 0 | 0 | 0
CT | 0 | 0 | 0 | 0 | 0 | 0
Coal | 92.68 | 113.4 | 113.4 | 113.4 | 113.4 | 113.4
Geo | 0 | 0 | 0 | 0 | 0 | 0
H | 0 | 0 | 0 | 0 | 0 | 0
LFG | 0 | 0 | 0 | 0 | 0 | 0
Nuc | 0 | 0 | 0 | 0 | 0 | 0
PS | 0 | 0 | 0 | 0 | 0 | 0
PV | 0 | 0 | 0 | 0 | 0 | 0
PeakG | 0 | 0 | 0 | 0 | 0 | 0
PeakO | 0 | 0 | 0 | 0 | 0 | 0
ST | 0 | 0 | 0 | 0 | 0 | 0
STOG | 0 | 0 | 0 | 0 | 0 | 0
STWD | 0 | 0 | 0 | 0 | 0 | 0
WT | 0 | 0 | 0 | 0 | 0 | 0
IGCC | 0 | 0 | 0 | 0 | 0 | 0
DemandResponse | 0 | 0 | 0 | 0 | 0 | 0
IGCC-CCS | 0 | 0 | 0 | 0 | 0 | 0
WT_off | 0 | 0 | 0 | 0 | 0 | 0
PseudoUnit | 0 | 0 | 0 | 0 | 0 | 0
FixedInterchange | 0 | 0 | 0 | 0 | 0 | 0
Retrofit FOM Costs by Reporting Type: NP15
ReportingType | 2015 | 2020 | 2025 | 2030 | 2035 | 2040
BM | 0 | 0 | 0 | 0 | 0 | 0
CC | 0 | 0 | 0 | 0 | 0 | 0
CSP | 0 | 0 | 0 | 0 | 0 | 0
CT | 0 | 0 | 0 | 0 | 0 | 0
Coal | 0.19 | 0 | 0 | 0 | 0 | 0
Geo | 0 | 0 | 0 | 0 | 0 | 0
H | 0 | 0 | 0 | 0 | 0 | 0
LFG | 0 | 0 | 0 | 0 | 0 | 0
Nuc | 0 | 0 | 0 | 0 | 0 | 0
PS | 0 | 0 | 0 | 0 | 0 | 0
PV | 0 | 0 | 0 | 0 | 0 | 0
PeakG | 0 | 0 | 0 | 0 | 0 | 0
PeakO | 0 | 0 | 0 | 0 | 0 | 0
ST | 0 | 0 | 0 | 0 | 0 | 0
STOG | 0 | 0 | 0 | 0 | 0 | 0
STWD | 0 | 0 | 0 | 0 | 0 | 0
WT | 0 | 0 | 0 | 0 | 0 | 0
IGCC | 0 | 0 | 0 | 0 | 0 | 0
DemandResponse | 0 | 0 | 0 | 0 | 0 | 0
IGCC-CCS | 0 | 0 | 0 | 0 | 0 | 0
WT_off | 0 | 0 | 0 | 0 | 0 | 0
PseudoUnit | 0 | 0 | 0 | 0 | 0 | 0
FixedInterchange | 0 | 0 | 0 | 0 | 0 | 0
Retrofit FOM Costs by Reporting Type: NWPP_Coal
ReportingType | 2015 | 2020 | 2025 | 2030 | 2035 | 2040
BM | 0 | 0 | 0 | 0 | 0 | 0
CC | 0 | 0 | 0 | 0 | 0 | 0
CSP | 0 | 0 | 0 | 0 | 0 | 0
CT | 0 | 0 | 0 | 0 | 0 | 0
Coal | 67.09 | 76.88 | 76.88 | 76.88 | 76.88 | 76.88
Geo | 0 | 0 | 0 | 0 | 0 | 0
H | 0 | 0 | 0 | 0 | 0 | 0
LFG | 0 | 0 | 0 | 0 | 0 | 0
Nuc | 0 | 0 | 0 | 0 | 0 | 0
PS | 0 | 0 | 0 | 0 | 0 | 0
PV | 0 | 0 | 0 | 0 | 0 | 0
PeakG | 0 | 0 | 0 | 0 | 0 | 0
PeakO | 0 | 0 | 0 | 0 | 0 | 0
ST | 0 | 0 | 0 | 0 | 0 | 0
STOG | 0 | 0 | 0 | 0 | 0 | 0
STWD | 0 | 0 | 0 | 0 | 0 | 0
WT | 0 | 0 | 0 | 0 | 0 | 0
IGCC | 0 | 0 | 0 | 0 | 0 | 0
DemandResponse | 0 | 0 | 0 | 0 | 0 | 0
IGCC-CCS | 0 | 0 | 0 | 0 | 0 | 0
WT_off | 0 | 0 | 0 | 0 | 0 | 0
PseudoUnit | 0 | 0 | 0 | 0 | 0 | 0
FixedInterchange | 0 | 0 | 0 | 0 | 0 | 0
Retrofit FOM Costs by Reporting Type: NWPP_Gas
ReportingType | 2015 | 2020 | 2025 | 2030 | 2035 | 2040
BM | 0 | 0 | 0 | 0 | 0 | 0
CC | 0 | 0 | 0 | 0 | 0 | 0
CSP | 0 | 0 | 0 | 0 | 0 | 0
CT | 0 | 0 | 0 | 0 | 0 | 0
Coal | 0 | 0 | 0 | 0 | 0 | 0
Geo | 0 | 0 | 0 | 0 | 0 | 0
H | 0 | 0 | 0 | 0 | 0 | 0
LFG | 0 | 0 | 0 | 0 | 0 | 0
Nuc | 0 | 0 | 0 | 0 | 0 | 0
PS | 0 | 0 | 0 | 0 | 0 | 0
PV | 0 | 0 | 0 | 0 | 0 | 0
PeakG | 0 | 0 | 0 | 0 | 0 | 0
PeakO | 0 | 0 | 0 | 0 | 0 | 0
ST | 0 | 0 | 0 | 0 | 0 | 0
STOG | 0 | 0 | 0 | 0 | 0 | 0
STWD | 0 | 0 | 0 | 0 | 0 | 0
WT | 0 | 0 | 0 | 0 | 0 | 0
IGCC | 0 | 0 | 0 | 0 | 0 | 0
DemandResponse | 0 | 0 | 0 | 0 | 0 | 0
IGCC-CCS | 0 | 0 | 0 | 0 | 0 | 0
WT_off | 0 | 0 | 0 | 0 | 0 | 0
PseudoUnit | 0 | 0 | 0 | 0 | 0 | 0
FixedInterchange | 0 | 0 | 0 | 0 | 0 | 0
Retrofit FOM Costs by Reporting Type: NWPP_NucRenew
ReportingType | 2015 | 2020 | 2025 | 2030 | 2035 | 2040
BM | 0 | 0 | 0 | 0 | 0 | 0
CC | 0 | 0 | 0 | 0 | 0 | 0
CSP | 0 | 0 | 0 | 0 | 0 | 0
CT | 0 | 0 | 0 | 0 | 0 | 0
Coal | 0 | 0 | 0 | 0 | 0 | 0
Geo | 0 | 0 | 0 | 0 | 0 | 0
H | 0 | 0 | 0 | 0 | 0 | 0
LFG | 0 | 0 | 0 | 0 | 0 | 0
Nuc | 0 | 0 | 0 | 0 | 0 | 0
PS | 0 | 0 | 0 | 0 | 0 | 0
PV | 0 | 0 | 0 | 0 | 0 | 0
PeakG | 0 | 0 | 0 | 0 | 0 | 0
PeakO | 0 | 0 | 0 | 0 | 0 | 0
ST | 0 | 0 | 0 | 0 | 0 | 0
STOG | 0 | 0 | 0 | 0 | 0 | 0
STWD | 0 | 0 | 0 | 0 | 0 | 0
WT | 0 | 0 | 0 | 0 | 0 | 0
IGCC | 0 | 0 | 0 | 0 | 0 | 0
DemandResponse | 0 | 0 | 0 | 0 | 0 | 0
IGCC-CCS | 0 | 0 | 0 | 0 | 0 | 0
WT_off | 0 | 0 | 0 | 0 | 0 | 0
PseudoUnit | 0 | 0 | 0 | 0 | 0 | 0
FixedInterchange | 0 | 0 | 0 | 0 | 0 | 0
Retrofit FOM Costs by Reporting Type: RMPA
ReportingType | 2015 | 2020 | 2025 | 2030 | 2035 | 2040
BM | 0 | 0 | 0 | 0 | 0 | 0
CC | 0 | 0 | 0 | 0 | 0 | 0
CSP | 0 | 0 | 0 | 0 | 0 | 0
CT | 0 | 0 | 0 | 0 | 0 | 0
Coal | 26.21 | 35.01 | 34.56 | 34.56 | 34.56 | 31.21
Geo | 0 | 0 | 0 | 0 | 0 | 0
H | 0 | 0 | 0 | 0 | 0 | 0
LFG | 0 | 0 | 0 | 0 | 0 | 0
Nuc | 0 | 0 | 0 | 0 | 0 | 0
PS | 0 | 0 | 0 | 0 | 0 | 0
PV | 0 | 0 | 0 | 0 | 0 | 0
PeakG | 0 | 0 | 0 | 0 | 0 | 0
PeakO | 0 | 0 | 0 | 0 | 0 | 0
ST | 0 | 0 | 0 | 0 | 0 | 0
STOG | 0 | 0 | 0 | 0 | 0 | 0
STWD | 0 | 0 | 0 | 0 | 0 | 0
WT | 0 | 0 | 0 | 0 | 0 | 0
IGCC | 0 | 0 | 0 | 0 | 0 | 0
DemandResponse | 0 | 0 | 0 | 0 | 0 | 0
IGCC-CCS | 0 | 0 | 0 | 0 | 0 | 0
WT_off | 0 | 0 | 0 | 0 | 0 | 0
PseudoUnit | 0 | 0 | 0 | 0 | 0 | 0
FixedInterchange | 0 | 0 | 0 | 0 | 0 | 0
Retrofit FOM Costs by Reporting Type: SP15
ReportingType | 2015 | 2020 | 2025 | 2030 | 2035 | 2040
BM | 0 | 0 | 0 | 0 | 0 | 0
CC | 0 | 0 | 0 | 0 | 0 | 0
CSP | 0 | 0 | 0 | 0 | 0 | 0
CT | 0 | 0 | 0 | 0 | 0 | 0
Coal | 0.23 | 0.41 | 0.41 | 0.41 | 0 | 0
Geo | 0 | 0 | 0 | 0 | 0 | 0
H | 0 | 0 | 0 | 0 | 0 | 0
LFG | 0 | 0 | 0 | 0 | 0 | 0
Nuc | 0 | 0 | 0 | 0 | 0 | 0
PS | 0 | 0 | 0 | 0 | 0 | 0
PV | 0 | 0 | 0 | 0 | 0 | 0
PeakG | 0 | 0 | 0 | 0 | 0 | 0
PeakO | 0 | 0 | 0 | 0 | 0 | 0
ST | 0 | 0 | 0 | 0 | 0 | 0
STOG | 0 | 0 | 0 | 0 | 0 | 0
STWD | 0 | 0 | 0 | 0 | 0 | 0
WT | 0 | 0 | 0 | 0 | 0 | 0
IGCC | 0 | 0 | 0 | 0 | 0 | 0
DemandResponse | 0 | 0 | 0 | 0 | 0 | 0
IGCC-CCS | 0 | 0 | 0 | 0 | 0 | 0
WT_off | 0 | 0 | 0 | 0 | 0 | 0
PseudoUnit | 0 | 0 | 0 | 0 | 0 | 0
FixedInterchange | 0 | 0 | 0 | 0 | 0 | 0
Retrofit FOM Costs by Reporting Type: ALB
ReportingType | 2015 | 2020 | 2025 | 2030 | 2035 | 2040
BM | 0 | 0 | 0 | 0 | 0 | 0
CC | 0 | 0 | 0 | 0 | 0 | 0
CSP | 0 | 0 | 0 | 0 | 0 | 0
CT | 0 | 0 | 0 | 0 | 0 | 0
Coal | 0.29 | 0.29 | 0.29 | 0.29 | 0.29 | 0.29
Geo | 0 | 0 | 0 | 0 | 0 | 0
H | 0 | 0 | 0 | 0 | 0 | 0
LFG | 0 | 0 | 0 | 0 | 0 | 0
Nuc | 0 | 0 | 0 | 0 | 0 | 0
PS | 0 | 0 | 0 | 0 | 0 | 0
PV | 0 | 0 | 0 | 0 | 0 | 0
PeakG | 0 | 0 | 0 | 0 | 0 | 0
PeakO | 0 | 0 | 0 | 0 | 0 | 0
ST | 0 | 0 | 0 | 0 | 0 | 0
STOG | 0 | 0 | 0 | 0 | 0 | 0
STWD | 0 | 0 | 0 | 0 | 0 | 0
WT | 0 | 0 | 0 | 0 | 0 | 0
IGCC | 0 | 0 | 0 | 0 | 0 | 0
DemandResponse | 0 | 0 | 0 | 0 | 0 | 0
IGCC-CCS | 0 | 0 | 0 | 0 | 0 | 0
WT_off | 0 | 0 | 0 | 0 | 0 | 0
PseudoUnit | 0 | 0 | 0 | 0 | 0 | 0
FixedInterchange | 0 | 0 | 0 | 0 | 0 | 0
Retrofit FOM Costs by Reporting Type: BC
ReportingType | 2015 | 2020 | 2025 | 2030 | 2035 | 2040
BM | 0 | 0 | 0 | 0 | 0 | 0
CC | 0 | 0 | 0 | 0 | 0 | 0
CSP | 0 | 0 | 0 | 0 | 0 | 0
CT | 0 | 0 | 0 | 0 | 0 | 0
Coal | 0 | 0 | 0 | 0 | 0 | 0
Geo | 0 | 0 | 0 | 0 | 0 | 0
H | 0 | 0 | 0 | 0 | 0 | 0
LFG | 0 | 0 | 0 | 0 | 0 | 0
Nuc | 0 | 0 | 0 | 0 | 0 | 0
PS | 0 | 0 | 0 | 0 | 0 | 0
PV | 0 | 0 | 0 | 0 | 0 | 0
PeakG | 0 | 0 | 0 | 0 | 0 | 0
PeakO | 0 | 0 | 0 | 0 | 0 | 0
ST | 0 | 0 | 0 | 0 | 0 | 0
STOG | 0 | 0 | 0 | 0 | 0 | 0
STWD | 0 | 0 | 0 | 0 | 0 | 0
WT | 0 | 0 | 0 | 0 | 0 | 0
IGCC | 0 | 0 | 0 | 0 | 0 | 0
DemandResponse | 0 | 0 | 0 | 0 | 0 | 0
IGCC-CCS | 0 | 0 | 0 | 0 | 0 | 0
WT_off | 0 | 0 | 0 | 0 | 0 | 0
PseudoUnit | 0 | 0 | 0 | 0 | 0 | 0
FixedInterchange | 0 | 0 | 0 | 0 | 0 | 0
Retrofit FOM Costs by Reporting Type: HQ_IESO
ReportingType | 2015 | 2020 | 2025 | 2030 | 2035 | 2040
BM | 0 | 0 | 0 | 0 | 0 | 0
CC | 0 | 0 | 0 | 0 | 0 | 0
CSP | 0 | 0 | 0 | 0 | 0 | 0
CT | 0 | 0 | 0 | 0 | 0 | 0
Coal | 0 | 0 | 0 | 0 | 0 | 0
Geo | 0 | 0 | 0 | 0 | 0 | 0
H | 0 | 0 | 0 | 0 | 0 | 0
LFG | 0 | 0 | 0 | 0 | 0 | 0
Nuc | 0 | 0 | 0 | 0 | 0 | 0
PS | 0 | 0 | 0 | 0 | 0 | 0
PV | 0 | 0 | 0 | 0 | 0 | 0
PeakG | 0 | 0 | 0 | 0 | 0 | 0
PeakO | 0 | 0 | 0 | 0 | 0 | 0
ST | 0 | 0 | 0 | 0 | 0 | 0
STOG | 0 | 0 | 0 | 0 | 0 | 0
STWD | 0 | 0 | 0 | 0 | 0 | 0
WT | 0 | 0 | 0 | 0 | 0 | 0
IGCC | 0 | 0 | 0 | 0 | 0 | 0
DemandResponse | 0 | 0 | 0 | 0 | 0 | 0
IGCC-CCS | 0 | 0 | 0 | 0 | 0 | 0
WT_off | 0 | 0 | 0 | 0 | 0 | 0
PseudoUnit | 0 | 0 | 0 | 0 | 0 | 0
FixedInterchange | 0 | 0 | 0 | 0 | 0 | 0
Retrofit FOM Costs by Reporting Type: HQ_NEISO
ReportingType | 2015 | 2020 | 2025 | 2030 | 2035 | 2040
BM | 0 | 0 | 0 | 0 | 0 | 0
CC | 0 | 0 | 0 | 0 | 0 | 0
CSP | 0 | 0 | 0 | 0 | 0 | 0
CT | 0 | 0 | 0 | 0 | 0 | 0
Coal | 0 | 0 | 0 | 0 | 0 | 0
Geo | 0 | 0 | 0 | 0 | 0 | 0
H | 0 | 0 | 0 | 0 | 0 | 0
LFG | 0 | 0 | 0 | 0 | 0 | 0
Nuc | 0 | 0 | 0 | 0 | 0 | 0
PS | 0 | 0 | 0 | 0 | 0 | 0
PV | 0 | 0 | 0 | 0 | 0 | 0
PeakG | 0 | 0 | 0 | 0 | 0 | 0
PeakO | 0 | 0 | 0 | 0 | 0 | 0
ST | 0 | 0 | 0 | 0 | 0 | 0
STOG | 0 | 0 | 0 | 0 | 0 | 0
STWD | 0 | 0 | 0 | 0 | 0 | 0
WT | 0 | 0 | 0 | 0 | 0 | 0
IGCC | 0 | 0 | 0 | 0 | 0 | 0
DemandResponse | 0 | 0 | 0 | 0 | 0 | 0
IGCC-CCS | 0 | 0 | 0 | 0 | 0 | 0
WT_off | 0 | 0 | 0 | 0 | 0 | 0
PseudoUnit | 0 | 0 | 0 | 0 | 0 | 0
FixedInterchange | 0 | 0 | 0 | 0 | 0 | 0
Retrofit FOM Costs by Reporting Type: HQ_NY
ReportingType | 2015 | 2020 | 2025 | 2030 | 2035 | 2040
BM | 0 | 0 | 0 | 0 | 0 | 0
CC | 0 | 0 | 0 | 0 | 0 | 0
CSP | 0 | 0 | 0 | 0 | 0 | 0
CT | 0 | 0 | 0 | 0 | 0 | 0
Coal | 0 | 0 | 0 | 0 | 0 | 0
Geo | 0 | 0 | 0 | 0 | 0 | 0
H | 0 | 0 | 0 | 0 | 0 | 0
LFG | 0 | 0 | 0 | 0 | 0 | 0
Nuc | 0 | 0 | 0 | 0 | 0 | 0
PS | 0 | 0 | 0 | 0 | 0 | 0
PV | 0 | 0 | 0 | 0 | 0 | 0
PeakG | 0 | 0 | 0 | 0 | 0 | 0
PeakO | 0 | 0 | 0 | 0 | 0 | 0
ST | 0 | 0 | 0 | 0 | 0 | 0
STOG | 0 | 0 | 0 | 0 | 0 | 0
STWD | 0 | 0 | 0 | 0 | 0 | 0
WT | 0 | 0 | 0 | 0 | 0 | 0
IGCC | 0 | 0 | 0 | 0 | 0 | 0
DemandResponse | 0 | 0 | 0 | 0 | 0 | 0
IGCC-CCS | 0 | 0 | 0 | 0 | 0 | 0
WT_off | 0 | 0 | 0 | 0 | 0 | 0
PseudoUnit | 0 | 0 | 0 | 0 | 0 | 0
FixedInterchange | 0 | 0 | 0 | 0 | 0 | 0
Retrofit FOM Costs by Reporting Type: MARITIMES
ReportingType | 2015 | 2020 | 2025 | 2030 | 2035 | 2040
BM | 0 | 0 | 0 | 0 | 0 | 0
CC | 0 | 0 | 0 | 0 | 0 | 0
CSP | 0 | 0 | 0 | 0 | 0 | 0
CT | 0 | 0 | 0 | 0 | 0 | 0
Coal | 0 | 0 | 0 | 0 | 0 | 0
Geo | 0 | 0 | 0 | 0 | 0 | 0
H | 0 | 0 | 0 | 0 | 0 | 0
LFG | 0 | 0 | 0 | 0 | 0 | 0
Nuc | 0 | 0 | 0 | 0 | 0 | 0
PS | 0 | 0 | 0 | 0 | 0 | 0
PV | 0 | 0 | 0 | 0 | 0 | 0
PeakG | 0 | 0 | 0 | 0 | 0 | 0
PeakO | 0 | 0 | 0 | 0 | 0 | 0
ST | 0 | 0 | 0 | 0 | 0 | 0
STOG | 0 | 0 | 0 | 0 | 0 | 0
STWD | 0 | 0 | 0 | 0 | 0 | 0
WT | 0 | 0 | 0 | 0 | 0 | 0
IGCC | 0 | 0 | 0 | 0 | 0 | 0
DemandResponse | 0 | 0 | 0 | 0 | 0 | 0
IGCC-CCS | 0 | 0 | 0 | 0 | 0 | 0
WT_off | 0 | 0 | 0 | 0 | 0 | 0
PseudoUnit | 0 | 0 | 0 | 0 | 0 | 0
FixedInterchange | 0 | 0 | 0 | 0 | 0 | 0
Retrofit FOM Costs by Reporting Type: All
ReportingType | 2015 | 2020 | 2025 | 2030 | 2035 | 2040
BM | 0 | 0 | 0 | 0 | 0 | 0
CC | 0 | 0 | 0 | 0 | 0 | 0
CSP | 0 | 0 | 0 | 0 | 0 | 0
CT | 0 | 0 | 0 | 0 | 0 | 0
Coal | 1330.08 | 1545.89 | 1520.26 | 1520.26 | 1519.84 | 1516.49
Geo | 0 | 0 | 0 | 0 | 0 | 0
H | 0 | 0 | 0 | 0 | 0 | 0
LFG | 0 | 0 | 0 | 0 | 0 | 0
Nuc | 0 | 0 | 0 | 0 | 0 | 0
PS | 0 | 0 | 0 | 0 | 0 | 0
PV | 0 | 0 | 0 | 0 | 0 | 0
PeakG | 0 | 0 | 0 | 0 | 0 | 0
PeakO | 0 | 0 | 0 | 0 | 0 | 0
ST | 0 | 0 | 0 | 0 | 0 | 0
STOG | 0 | 0 | 0 | 0 | 0 | 0
STWD | 0 | 0 | 0 | 0 | 0 | 0
WT | 0 | 0 | 0 | 0 | 0 | 0
IGCC | 0 | 0 | 0 | 0 | 0 | 0
DemandResponse | 0 | 0 | 0 | 0 | 0 | 0
IGCC-CCS | 0 | 0 | 0 | 0 | 0 | 0
WT_off | 0 | 0 | 0 | 0 | 0 | 0
PseudoUnit | 0 | 0 | 0 | 0 | 0 | 0
FixedInterchange | 0 | 0 | 0 | 0 | 0 | 0
Retrofit FOM Costs by Reporting Type: EI_US
ReportingType | 2015 | 2020 | 2025 | 2030 | 2035 | 2040
BM | 0 | 0 | 0 | 0 | 0 | 0
CC | 0 | 0 | 0 | 0 | 0 | 0
CSP | 0 | 0 | 0 | 0 | 0 | 0
CT | 0 | 0 | 0 | 0 | 0 | 0
Coal | 1073.31 | 1244.54 | 1219.36 | 1219.36 | 1219.36 | 1219.36
Geo | 0 | 0 | 0 | 0 | 0 | 0
H | 0 | 0 | 0 | 0 | 0 | 0
LFG | 0 | 0 | 0 | 0 | 0 | 0
Nuc | 0 | 0 | 0 | 0 | 0 | 0
PS | 0 | 0 | 0 | 0 | 0 | 0
PV | 0 | 0 | 0 | 0 | 0 | 0
PeakG | 0 | 0 | 0 | 0 | 0 | 0
PeakO | 0 | 0 | 0 | 0 | 0 | 0
ST | 0 | 0 | 0 | 0 | 0 | 0
STOG | 0 | 0 | 0 | 0 | 0 | 0
STWD | 0 | 0 | 0 | 0 | 0 | 0
WT | 0 | 0 | 0 | 0 | 0 | 0
IGCC | 0 | 0 | 0 | 0 | 0 | 0
DemandResponse | 0 | 0 | 0 | 0 | 0 | 0
IGCC-CCS | 0 | 0 | 0 | 0 | 0 | 0
WT_off | 0 | 0 | 0 | 0 | 0 | 0
PseudoUnit | 0 | 0 | 0 | 0 | 0 | 0
FixedInterchange | 0 | 0 | 0 | 0 | 0 | 0
Retrofit FOM Costs by Reporting Type: EI_Canada
ReportingType | 2015 | 2020 | 2025 | 2030 | 2035 | 2040
BM | 0 | 0 | 0 | 0 | 0 | 0
CC | 0 | 0 | 0 | 0 | 0 | 0
CSP | 0 | 0 | 0 | 0 | 0 | 0
CT | 0 | 0 | 0 | 0 | 0 | 0
Coal | 0 | 0 | 0 | 0 | 0 | 0
Geo | 0 | 0 | 0 | 0 | 0 | 0
H | 0 | 0 | 0 | 0 | 0 | 0
LFG | 0 | 0 | 0 | 0 | 0 | 0
Nuc | 0 | 0 | 0 | 0 | 0 | 0
PS | 0 | 0 | 0 | 0 | 0 | 0
PV | 0 | 0 | 0 | 0 | 0 | 0
PeakG | 0 | 0 | 0 | 0 | 0 | 0
PeakO | 0 | 0 | 0 | 0 | 0 | 0
ST | 0 | 0 | 0 | 0 | 0 | 0
STOG | 0 | 0 | 0 | 0 | 0 | 0
STWD | 0 | 0 | 0 | 0 | 0 | 0
WT | 0 | 0 | 0 | 0 | 0 | 0
IGCC | 0 | 0 | 0 | 0 | 0 | 0
DemandResponse | 0 | 0 | 0 | 0 | 0 | 0
IGCC-CCS | 0 | 0 | 0 | 0 | 0 | 0
WT_off | 0 | 0 | 0 | 0 | 0 | 0
PseudoUnit | 0 | 0 | 0 | 0 | 0 | 0
FixedInterchange | 0 | 0 | 0 | 0 | 0 | 0
Retrofit FOM Costs by Reporting Type: EI
ReportingType | 2015 | 2020 | 2025 | 2030 | 2035 | 2040
BM | 0 | 0 | 0 | 0 | 0 | 0
CC | 0 | 0 | 0 | 0 | 0 | 0
CSP | 0 | 0 | 0 | 0 | 0 | 0
CT | 0 | 0 | 0 | 0 | 0 | 0
Coal | 1073.31 | 1244.54 | 1219.36 | 1219.36 | 1219.36 | 1219.36
Geo | 0 | 0 | 0 | 0 | 0 | 0
H | 0 | 0 | 0 | 0 | 0 | 0
LFG | 0 | 0 | 0 | 0 | 0 | 0
Nuc | 0 | 0 | 0 | 0 | 0 | 0
PS | 0 | 0 | 0 | 0 | 0 | 0
PV | 0 | 0 | 0 | 0 | 0 | 0
PeakG | 0 | 0 | 0 | 0 | 0 | 0
PeakO | 0 | 0 | 0 | 0 | 0 | 0
ST | 0 | 0 | 0 | 0 | 0 | 0
STOG | 0 | 0 | 0 | 0 | 0 | 0
STWD | 0 | 0 | 0 | 0 | 0 | 0
WT | 0 | 0 | 0 | 0 | 0 | 0
IGCC | 0 | 0 | 0 | 0 | 0 | 0
DemandResponse | 0 | 0 | 0 | 0 | 0 | 0
IGCC-CCS | 0 | 0 | 0 | 0 | 0 | 0
WT_off | 0 | 0 | 0 | 0 | 0 | 0
PseudoUnit | 0 | 0 | 0 | 0 | 0 | 0
FixedInterchange | 0 | 0 | 0 | 0 | 0 | 0
Retrofit FOM Costs by Reporting Type: Outside_EI
ReportingType | 2015 | 2020 | 2025 | 2030 | 2035 | 2040
BM | 0 | 0 | 0 | 0 | 0 | 0
CC | 0 | 0 | 0 | 0 | 0 | 0
CSP | 0 | 0 | 0 | 0 | 0 | 0
CT | 0 | 0 | 0 | 0 | 0 | 0
Coal | 256.77 | 301.35 | 300.89 | 300.89 | 300.48 | 297.13
Geo | 0 | 0 | 0 | 0 | 0 | 0
H | 0 | 0 | 0 | 0 | 0 | 0
LFG | 0 | 0 | 0 | 0 | 0 | 0
Nuc | 0 | 0 | 0 | 0 | 0 | 0
PS | 0 | 0 | 0 | 0 | 0 | 0
PV | 0 | 0 | 0 | 0 | 0 | 0
PeakG | 0 | 0 | 0 | 0 | 0 | 0
PeakO | 0 | 0 | 0 | 0 | 0 | 0
ST | 0 | 0 | 0 | 0 | 0 | 0
STOG | 0 | 0 | 0 | 0 | 0 | 0
STWD | 0 | 0 | 0 | 0 | 0 | 0
WT | 0 | 0 | 0 | 0 | 0 | 0
IGCC | 0 | 0 | 0 | 0 | 0 | 0
DemandResponse | 0 | 0 | 0 | 0 | 0 | 0
IGCC-CCS | 0 | 0 | 0 | 0 | 0 | 0
WT_off | 0 | 0 | 0 | 0 | 0 | 0
PseudoUnit | 0 | 0 | 0 | 0 | 0 | 0
FixedInterchange | 0 | 0 | 0 | 0 | 0 | 0
#12 | Levelized Capital Costs ($million)
Levelized Capital Costs by Reporting Type: Entergy
ReportingType | 2015 | 2020 | 2025 | 2030 | 2035 | 2040
BM | 0 | 0 | 0 | 0 | 0 | 0
CC | 0 | 0 | 0 | 123.48 | 140.27 | 140.27
CSP | 0 | 0 | 0 | 0 | 0 | 0
CT | 0 | 0 | 0 | 0 | 0 | 0
Coal | 202.06 | 202.06 | 202.06 | 202.06 | 202.06 | 646.08
Geo | 0 | 0 | 0 | 0 | 0 | 0
H | 0 | 0 | 0 | 0 | 0 | 0
LFG | 0 | 0 | 0 | 29.03 | 29.03 | 29.03
Nuc | 0 | 0 | 0 | 0 | 0 | 0
PS | 0 | 0 | 0 | 0 | 0 | 0
PV | 0.14 | 30.08 | 45.07 | 46.51 | 47.98 | 19.15
PeakG | 0 | 0 | 0 | 0 | 0 | 0
PeakO | 0 | 0 | 0 | 0 | 0 | 0
ST | 0 | 0 | 0 | 0 | 0 | 0
STOG | 0 | 0 | 0 | 0 | 0 | 0
STWD | 0 | 0 | 0 | 0 | 0 | 0
WT | 0 | 0 | 0 | 0 | 0 | 0
IGCC | 0 | 0 | 0 | 0 | 0 | 0
DemandResponse | 0 | 0 | 0 | 0 | 0 | 0
IGCC-CCS | 0 | 0 | 0 | 0 | 0 | 0
WT_off | 0 | 0 | 0 | 0 | 0 | 0
PseudoUnit | 0 | 0 | 0 | 0 | 0 | 0
FixedInterchange | 0 | 0 | 0 | 0 | 0 | 0
Levelized Capital Costs by Reporting Type: FRCC
ReportingType | 2015 | 2020 | 2025 | 2030 | 2035 | 2040
BM | 0 | 319.96 | 710.56 | 710.56 | 710.56 | 710.56
CC | 165.38 | 390.07 | 390.07 | 443.73 | 1398.98 | 1789.5
CSP | 0 | 0 | 0 | 0 | 0 | 0
CT | 196.14 | 196.14 | 196.14 | 196.14 | 0 | 0
Coal | 0 | 0 | 0 | 0 | 0 | 0
Geo | 0 | 0 | 0 | 0 | 0 | 0
H | 0 | 0 | 9.23 | 9.23 | 9.23 | 9.23
LFG | 0 | 55.33 | 55.33 | 55.33 | 55.33 | 0
Nuc | 0 | 0 | 0 | 0 | 0 | 0
PS | 0 | 0 | 0 | 0 | 0 | 0
PV | 0 | 0 | 0 | 0 | 0 | 0
PeakG | 0 | 0 | 0 | 0 | 0 | 0
PeakO | 0 | 0 | 0 | 0 | 0 | 0
ST | 0 | 0 | 0 | 0 | 0 | 0
STOG | 0 | 0 | 0 | 0 | 0 | 0
STWD | 0 | 0 | 0 | 0 | 0 | 0
WT | 0 | 0 | 0 | 0 | 0 | 0
IGCC | 0 | 0 | 0 | 0 | 0 | 0
DemandResponse | 0 | 0 | 0 | 0 | 0 | 0
IGCC-CCS | 0 | 0 | 0 | 0 | 0 | 0
WT_off | 0 | 0 | 0 | 0 | 0 | 0
PseudoUnit | 0 | 0 | 0 | 0 | 0 | 0
FixedInterchange | 0 | 0 | 0 | 0 | 0 | 0
Levelized Capital Costs by Reporting Type: MAPP_US
ReportingType | 2015 | 2020 | 2025 | 2030 | 2035 | 2040
BM | 0 | 0 | 0 | 0 | 0 | 0
CC | 0 | 0 | 0 | 0 | 0 | 0
CSP | 0 | 0 | 0 | 0 | 0 | 0
CT | 25.9 | 25.9 | 25.9 | 25.19 | 25.09 | 40.26
Coal | 0 | 0 | 0 | 0 | 0 | 0
Geo | 0 | 0 | 0 | 0 | 0 | 0
H | 0 | 0 | 0 | 0 | 0 | 0
LFG | 0 | 0 | 0 | 19.19 | 19.19 | 19.19
Nuc | 0 | 0 | 0 | 0 | 0 | 0
PS | 0 | 0 | 0 | 0 | 0 | 0
PV | 0 | 0 | 0 | 0 | 0 | 0
PeakG | 0 | 0 | 0 | 0 | 0 | 0
PeakO | 0 | 0 | 0 | 0 | 0 | 0
ST | 0 | 0 | 0 | 0 | 0 | 0
STOG | 0 | 0 | 0 | 0 | 0 | 0
STWD | 0 | 0 | 0 | 0 | 0 | 0
WT | 122.91 | 526.2 | 526.2 | 1696.4 | 2426.06 | 2546.61
IGCC | 0 | 0 | 0 | 0 | 0 | 0
DemandResponse | 0 | 0 | 0 | 0 | 0 | 0
IGCC-CCS | 0 | 0 | 0 | 0 | 0 | 0
WT_off | 0 | 0 | 0 | 0 | 0 | 0
PseudoUnit | 0 | 0 | 0 | 0 | 0 | 0
FixedInterchange | 0 | 0 | 0 | 0 | 0 | 0
Levelized Capital Costs by Reporting Type: MISO_IN
ReportingType | 2015 | 2020 | 2025 | 2030 | 2035 | 2040
BM | 0 | 0 | 0 | 0 | 0 | 0
CC | 0 | 0 | 0 | 0 | 459.39 | 629.07
CSP | 0 | 0 | 0 | 0 | 0 | 0
CT | 0 | 0 | 0 | 0 | 0 | 0
Coal | 0 | 0 | 0 | 0 | 0 | 0
Geo | 0 | 0 | 0 | 0 | 0 | 0
H | 0 | 0 | 0 | 0 | 0 | 0
LFG | 0 | 0 | 22.52 | 22.52 | 22.52 | 22.52
Nuc | 0 | 0 | 0 | 0 | 0 | 0
PS | 0 | 0 | 0 | 0 | 0 | 0
PV | 0 | 114.75 | 180.5 | 180.5 | 185.7 | 76.97
PeakG | 0 | 0 | 0 | 0 | 0 | 0
PeakO | 0 | 0 | 0 | 0 | 0 | 0
ST | 0 | 0 | 0 | 0 | 0 | 0
STOG | 0 | 0 | 0 | 0 | 0 | 0
STWD | 0 | 0 | 0 | 0 | 0 | 0
WT | 0 | 0 | 0 | 0 | 0 | 0
IGCC | 215.26 | 215.26 | 215.26 | 215.26 | 215.26 | 215.26
DemandResponse | 0 | 0 | 0 | 0 | 0 | 0
IGCC-CCS | 0 | 0 | 0 | 0 | 0 | 0
WT_off | 0 | 0 | 0 | 0 | 0 | 0
PseudoUnit | 0 | 0 | 0 | 0 | 0 | 0
FixedInterchange | 0 | 0 | 0 | 0 | 0 | 0
Levelized Capital Costs by Reporting Type: MISO_MI
ReportingType | 2015 | 2020 | 2025 | 2030 | 2035 | 2040
BM | 0 | 0 | 0 | 0 | 0 | 0
CC | 0 | 0 | 0 | 0 | 0 | 0
CSP | 0 | 0 | 0 | 0 | 0 | 0
CT | 0 | 0 | 0 | 0 | 0 | 0
Coal | 0 | 0 | 0 | 0 | 0 | 0
Geo | 0 | 0 | 0 | 0 | 0 | 0
H | 0 | 0 | 0 | 0 | 0 | 0
LFG | 0 | 0 | 46.68 | 46.68 | 46.68 | 46.68
Nuc | 0 | 0 | 0 | 0 | 0 | 0
PS | 0 | 0 | 0 | 0 | 0 | 0
PV | 0 | 0 | 0 | 0 | 0 | 0
PeakG | 0 | 0 | 0 | 0 | 0 | 0
PeakO | 0 | 0 | 0 | 0 | 0 | 0
ST | 0 | 0 | 0 | 0 | 0 | 0
STOG | 0 | 0 | 0 | 0 | 0 | 0
STWD | 0 | 0 | 0 | 0 | 0 | 0
WT | 580.29 | 580.29 | 661.1 | 661.1 | 91.5 | 153.11
IGCC | 0 | 0 | 0 | 0 | 0 | 0
DemandResponse | 0 | 0 | 0 | 0 | 0 | 0
IGCC-CCS | 0 | 0 | 0 | 0 | 0 | 0
WT_off | 0 | 0 | 0 | 145.83 | 145.83 | 145.83
PseudoUnit | 0 | 0 | 0 | 0 | 0 | 0
FixedInterchange | 0 | 0 | 0 | 0 | 0 | 0
Levelized Capital Costs by Reporting Type: MISO_MO-IL
ReportingType | 2015 | 2020 | 2025 | 2030 | 2035 | 2040
BM | 0 | 0 | 0 | 0 | 0 | 0
CC | 0 | 0 | 0 | 0 | 0 | 0
CSP | 0 | 0 | 0 | 0 | 0 | 0
CT | 0 | 0 | 0 | 0 | 0 | 0
Coal | 574.94 | 574.94 | 574.94 | 574.94 | 574.94 | 574.94
Geo | 0 | 0 | 0 | 0 | 0 | 0
H | 0 | 0 | 92.29 | 92.29 | 92.29 | 92.29
LFG | 0 | 0 | 65.25 | 65.25 | 65.25 | 65.25
Nuc | 0 | 0 | 0 | 0 | 0 | 0
PS | 0 | 0 | 0 | 0 | 0 | 0
PV | 0 | 0 | 0 | 0 | 0 | 0
PeakG | 0 | 0 | 0 | 0 | 0 | 0
PeakO | 0 | 0 | 0 | 0 | 0 | 0
ST | 0 | 0 | 0 | 0 | 0 | 0
STOG | 0 | 0 | 0 | 0 | 0 | 0
STWD | 0 | 0 | 0 | 0 | 0 | 0
WT | 87.81 | 87.81 | 87.81 | 87.81 | 0 | 26.1
IGCC | 0 | 0 | 0 | 0 | 0 | 0
DemandResponse | 0 | 0 | 0 | 0 | 0 | 0
IGCC-CCS | 0 | 0 | 0 | 0 | 0 | 0
WT_off | 0 | 0 | 0 | 0 | 0 | 0
PseudoUnit | 0 | 0 | 0 | 0 | 0 | 0
FixedInterchange | 0 | 0 | 0 | 0 | 0 | 0
Levelized Capital Costs by Reporting Type: MISO_W
ReportingType | 2015 | 2020 | 2025 | 2030 | 2035 | 2040
BM | 0 | 0 | 0 | 0 | 0 | 0
CC | 0 | 0 | 0 | 0 | 0 | 0
CSP | 0 | 0 | 0 | 0 | 0 | 0
CT | 0 | 0 | 0 | 0 | 0 | 0
Coal | 0 | 0 | 0 | 0 | 0 | 741.12
Geo | 0 | 0 | 0 | 0 | 0 | 0
H | 0 | 0 | 0 | 0 | 0 | 0
LFG | 0 | 0 | 20.79 | 20.79 | 20.79 | 20.79
Nuc | 0 | 0 | 0 | 0 | 0 | 0
PS | 0 | 0 | 0 | 0 | 0 | 0
PV | 0 | 0 | 0 | 0 | 0 | 0
PeakG | 0 | 0 | 0 | 0 | 0 | 0
PeakO | 0 | 0 | 0 | 0 | 0 | 0
ST | 0 | 0 | 0 | 0 | 0 | 0
STOG | 0 | 0 | 0 | 0 | 0 | 0
STWD | 0 | 0 | 0 | 0 | 0 | 0
WT | 852.88 | 852.88 | 2223.68 | 4967.14 | 4198.22 | 4198.22
IGCC | 0 | 0 | 0 | 0 | 0 | 0
DemandResponse | 0 | 0 | 0 | 0 | 0 | 0
IGCC-CCS | 0 | 0 | 0 | 0 | 0 | 0
WT_off | 0 | 0 | 0 | 0 | 0 | 0
PseudoUnit | 0 | 0 | 0 | 0 | 0 | 0
FixedInterchange | 0 | 0 | 0 | 0 | 0 | 0
Levelized Capital Costs by Reporting Type: MISO_WUMS
ReportingType | 2015 | 2020 | 2025 | 2030 | 2035 | 2040
BM | 0 | 0 | 0 | 0 | 0 | 0
CC | 0 | 38.82 | 38.82 | 38.82 | 472.57 | 472.57
CSP | 0 | 0 | 0 | 0 | 0 | 0
CT | 0 | 302.62 | 439.27 | 893.3 | 1134 | 837.7
Coal | 184.51 | 184.51 | 184.51 | 184.51 | 184.51 | 184.51
Geo | 0 | 0 | 0 | 0 | 0 | 0
H | 0 | 0.35 | 0.35 | 0.35 | 0.35 | 0.35
LFG | 0 | 0 | 61.89 | 61.89 | 61.89 | 61.89
Nuc | 0 | 0 | 0 | 0 | 0 | 0
PS | 0 | 0 | 0 | 0 | 0 | 0
PV | 0 | 0 | 0 | 0 | 0 | 0
PeakG | 0 | 0 | 0 | 0 | 0 | 0
PeakO | 0 | 0 | 0 | 0 | 0 | 0
ST | 0 | 0 | 0 | 0 | 0 | 0
STOG | 0 | 0 | 0 | 0 | 0 | 0
STWD | 0 | 0 | 0 | 0 | 0 | 0
WT | 270.99 | 270.99 | 270.99 | 270.99 | 0 | 0
IGCC | 0 | 0 | 0 | 0 | 0 | 0
DemandResponse | 0 | 0 | 0 | 0 | 0 | 0
IGCC-CCS | 0 | 0 | 0 | 0 | 0 | 0
WT_off | 0 | 0 | 0 | 0 | 0 | 0
PseudoUnit | 0 | 0 | 0 | 0 | 0 | 0
FixedInterchange | 0 | 0 | 0 | 0 | 0 | 0
Levelized Capital Costs by Reporting Type: Nebraska
ReportingType | 2015 | 2020 | 2025 | 2030 | 2035 | 2040
BM | 0 | 0 | 0 | 0 | 0 | 0
CC | 0 | 0 | 0 | 0 | 0 | 0
CSP | 0 | 0 | 0 | 0 | 0 | 0
CT | 0 | 0 | 0 | 0 | 0 | 0
Coal | 66.52 | 66.52 | 66.52 | 66.52 | 66.52 | 471.6
Geo | 0 | 0 | 0 | 0 | 0 | 0
H | 0 | 0 | 0 | 0 | 0 | 0
LFG | 0 | 0 | 0 | 19.72 | 19.72 | 19.72
Nuc | 0 | 0 | 0 | 0 | 0 | 0
PS | 0 | 0 | 0 | 0 | 0 | 0
PV | 0 | 0 | 0 | 0 | 0 | 0
PeakG | 0 | 0 | 0 | 0 | 0 | 0
PeakO | 0 | 0 | 0 | 0 | 0 | 0
ST | 0 | 0 | 0 | 0 | 0 | 0
STOG | 0 | 0 | 0 | 0 | 0 | 0
STWD | 0 | 0 | 0 | 0 | 0 | 0
WT | 59.68 | 663.29 | 663.29 | 650.65 | 603.6 | 0
IGCC | 0 | 0 | 0 | 0 | 0 | 0
DemandResponse | 0 | 0 | 0 | 0 | 0 | 0
IGCC-CCS | 0 | 0 | 0 | 0 | 0 | 0
WT_off | 0 | 0 | 0 | 0 | 0 | 0
PseudoUnit | 0 | 0 | 0 | 0 | 0 | 0
FixedInterchange | 0 | 0 | 0 | 0 | 0 | 0
Levelized Capital Costs by Reporting Type: NEISO
ReportingType | 2015 | 2020 | 2025 | 2030 | 2035 | 2040
BM | 115.57 | 115.57 | 115.57 | 115.57 | 115.57 | 115.57
CC | 273.49 | 273.49 | 273.49 | 273.49 | 273.49 | 0
CSP | 0 | 0 | 0 | 0 | 0 | 0
CT | 30 | 30 | 30 | 29.13 | 0 | 90.43
Coal | 0 | 0 | 0 | 0 | 0 | 0
Geo | 0 | 0 | 0 | 0 | 0 | 0
H | 0 | 0 | 0 | 0 | 0 | 0.99
LFG | 14.72 | 14.72 | 34.82 | 34.82 | 20.1 | 20.1
Nuc | 0 | 0 | 0 | 0 | 0 | 0
PS | 0 | 0 | 0 | 0 | 0 | 0
PV | 0 | 164.26 | 164.26 | 164.26 | 164.26 | 0.72
PeakG | 0 | 0 | 0 | 0 | 0 | 0
PeakO | 0 | 0 | 0 | 0 | 0 | 0
ST | 0 | 0 | 0 | 0 | 0 | 0
STOG | 0 | 0 | 0 | 0 | 0 | 0
STWD | 0 | 0 | 0 | 0 | 0 | 0
WT | 68.84 | 68.84 | 68.84 | 59.68 | 0 | 0
IGCC | 0 | 0 | 0 | 0 | 0 | 0
DemandResponse | 0 | 0 | 0 | 0 | 0 | 0
IGCC-CCS | 0 | 0 | 0 | 0 | 0 | 0
WT_off | 322.52 | 1060.25 | 2076.4 | 3600.35 | 3277.83 | 2540.1
PseudoUnit | 0 | 0 | 0 | 0 | 0 | 0
FixedInterchange | 0 | 0 | 0 | 0 | 0 | 0
Levelized Capital Costs by Reporting Type: NonRTO_Midwest
ReportingType | 2015 | 2020 | 2025 | 2030 | 2035 | 2040
BM | 0 | 0 | 0 | 0 | 0 | 0
CC | 0 | 41.87 | 41.87 | 41.87 | 41.87 | 68.46
CSP | 0 | 0 | 0 | 0 | 0 | 0
CT | 0 | 0 | 0 | 0 | 0 | 0
Coal | 0 | 0 | 0 | 0 | 0 | 0
Geo | 0 | 0 | 0 | 0 | 0 | 0
H | 0 | 0 | 245.9 | 245.9 | 245.9 | 245.9
LFG | 0 | 0 | 43.27 | 43.27 | 43.27 | 43.27
Nuc | 0 | 0 | 0 | 0 | 0 | 0
PS | 0 | 0 | 0 | 0 | 0 | 0
PV | 0 | 0 | 0 | 0 | 0 | 0
PeakG | 0 | 0 | 0 | 0 | 0 | 0
PeakO | 0 | 0 | 0 | 0 | 0 | 0
ST | 0 | 0 | 0 | 0 | 0 | 0
STOG | 0 | 0 | 0 | 0 | 0 | 0
STWD | 0 | 0 | 0 | 0 | 0 | 0
WT | 0 | 0 | 0 | 0 | 0 | 0
IGCC | 0 | 0 | 0 | 0 | 0 | 0
DemandResponse | 0 | 0 | 0 | 0 | 0 | 0
IGCC-CCS | 0 | 0 | 0 | 0 | 0 | 0
WT_off | 0 | 0 | 0 | 0 | 0 | 0
PseudoUnit | 0 | 0 | 0 | 0 | 0 | 0
FixedInterchange | 0 | 0 | 0 | 0 | 0 | 0
Levelized Capital Costs by Reporting Type: NYISO_A-F
ReportingType | 2015 | 2020 | 2025 | 2030 | 2035 | 2040
BM | 0 | 0 | 0 | 0 | 0 | 0
CC | 85.71 | 85.71 | 85.71 | 85.71 | 85.71 | 0
CSP | 0 | 0 | 0 | 0 | 0 | 0
CT | 0 | 0 | 0 | 0 | 0 | 0
Coal | 0 | 0 | 0 | 0 | 0 | 0
Geo | 0 | 0 | 0 | 0 | 0 | 0
H | 0 | 0 | 0 | 0 | 0 | 0
LFG | 1.88 | 1.88 | 1.88 | 21.07 | 19.19 | 19.19
Nuc | 0 | 0 | 0 | 0 | 0 | 0
PS | 0 | 0 | 0 | 0 | 0 | 0
PV | 0 | 0 | 0 | 0 | 0 | 0
PeakG | 0 | 0 | 0 | 0 | 0 | 0
PeakO | 0 | 0 | 0 | 0 | 0 | 0
ST | 0 | 0 | 0 | 0 | 0 | 0
STOG | 0 | 0 | 0 | 0 | 0 | 0
STWD | 0 | 0 | 0 | 0 | 0 | 0
WT | 705.19 | 847.23 | 847.23 | 847.23 | 142.04 | 0
IGCC | 0 | 0 | 0 | 0 | 0 | 0
DemandResponse | 0 | 0 | 0 | 0 | 0 | 0
IGCC-CCS | 0 | 0 | 0 | 0 | 0 | 0
WT_off | 0 | 0 | 0 | 0 | 0 | 0
PseudoUnit | 0 | 0 | 0 | 0 | 0 | 0
FixedInterchange | 0 | 0 | 0 | 0 | 0 | 0
Levelized Capital Costs by Reporting Type: NYISO_G-I
ReportingType | 2015 | 2020 | 2025 | 2030 | 2035 | 2040
BM | 0 | 0 | 0 | 0 | 0 | 0
CC | 0 | 0 | 0 | 0 | 243.01 | 732.94
CSP | 0 | 0 | 0 | 0 | 0 | 0
CT | 0 | 0 | 0 | 0 | 0 | 0
Coal | 0 | 0 | 0 | 0 | 0 | 0
Geo | 0 | 0 | 0 | 0 | 0 | 0
H | 0 | 0 | 0 | 0 | 0 | 0
LFG | 0 | 0 | 0 | 21 | 21 | 21
Nuc | 0 | 0 | 0 | 0 | 0 | 0
PS | 0 | 0 | 0 | 0 | 0 | 0
PV | 0 | 0 | 0 | 0 | 0 | 0
PeakG | 0 | 0 | 0 | 0 | 0 | 0
PeakO | 0 | 0 | 0 | 0 | 0 | 0
ST | 0 | 0 | 0 | 0 | 0 | 0
STOG | 0 | 0 | 0 | 0 | 0 | 0
STWD | 0 | 0 | 0 | 0 | 0 | 0
WT | 0 | 0 | 0 | 0 | 0 | 8.51
IGCC | 0 | 0 | 0 | 0 | 0 | 0
DemandResponse | 0 | 0 | 0 | 0 | 0 | 0
IGCC-CCS | 0 | 0 | 0 | 0 | 0 | 0
WT_off | 0 | 0 | 0 | 0 | 0 | 0
PseudoUnit | 0 | 0 | 0 | 0 | 0 | 0
FixedInterchange | 0 | 0 | 0 | 0 | 0 | 0
Levelized Capital Costs by Reporting Type: NYISO_J-K
ReportingType | 2015 | 2020 | 2025 | 2030 | 2035 | 2040
BM | 0 | 0 | 0 | 0 | 0 | 0
CC | 226.37 | 226.37 | 226.37 | 226.37 | 226.37 | 0
CSP | 0 | 0 | 0 | 0 | 0 | 0
CT | 0 | 0 | 0 | 39.59 | 161.28 | 168.68
Coal | 0 | 0 | 0 | 0 | 0 | 0
Geo | 0 | 0 | 0 | 0 | 0 | 0
H | 0 | 0 | 0 | 0 | 0 | 0
LFG | 0 | 0 | 0 | 26.63 | 26.63 | 26.63
Nuc | 0 | 0 | 0 | 0 | 0 | 0
PS | 0 | 0 | 0 | 0 | 0 | 0
PV | 23.27 | 23.27 | 23.27 | 23.27 | 0 | 0
PeakG | 0 | 0 | 0 | 0 | 0 | 0
PeakO | 0 | 0 | 0 | 0 | 0 | 0
ST | 0 | 0 | 0 | 0 | 0 | 0
STOG | 0 | 0 | 0 | 0 | 0 | 0
STWD | 0 | 0 | 0 | 0 | 0 | 0
WT | 0 | 0 | 0 | 0 | 0 | 0
IGCC | 0 | 0 | 0 | 0 | 0 | 0
DemandResponse | 0 | 0 | 0 | 0 | 0 | 0
IGCC-CCS | 0 | 0 | 0 | 0 | 0 | 0
WT_off | 0 | 757.21 | 1800.56 | 3365.95 | 3365.95 | 2608.75
PseudoUnit | 0 | 0 | 0 | 0 | 0 | 0
FixedInterchange | 0 | 0 | 0 | 0 | 0 | 0
Levelized Capital Costs by Reporting Type: PJM_E
ReportingType | 2015 | 2020 | 2025 | 2030 | 2035 | 2040
BM | 14.48 | 14.48 | 14.48 | 14.48 | 14.48 | 14.48
CC | 673.31 | 673.31 | 673.31 | 673.31 | 582.39 | 0
CSP | 0 | 0 | 0 | 0 | 0 | 0
CT | 2.28 | 2.28 | 2.28 | 0 | 0 | 0
Coal | 9.09 | 9.09 | 9.09 | 9.09 | 9.09 | 9.09
Geo | 0 | 0 | 0 | 0 | 0 | 0
H | 0 | 0 | 0 | 0 | 0 | 0
LFG | 2.95 | 44.61 | 44.61 | 41.67 | 41.67 | 0
Nuc | 0 | 0 | 0 | 0 | 0 | 0
PS | 0 | 0 | 0 | 0 | 0 | 0
PV | 15.12 | 15.12 | 15.12 | 15.12 | 0 | 0
PeakG | 0 | 0 | 0 | 0 | 0 | 0
PeakO | 0 | 0 | 0 | 0 | 0 | 0
ST | 0 | 0 | 0 | 0 | 0 | 0
STOG | 0 | 0 | 0 | 0 | 0 | 0
STWD | 0 | 0 | 0 | 0 | 0 | 0
WT | 344.71 | 344.71 | 350.27 | 350.27 | 5.56 | 503.54
IGCC | 0 | 0 | 0 | 0 | 0 | 0
DemandResponse | 0 | 0 | 0 | 0 | 0 | 0
IGCC-CCS | 0 | 0 | 0 | 0 | 0 | 0
WT_off | 0 | 731.61 | 3409.07 | 5423.54 | 5423.54 | 4775.38
PseudoUnit | 0 | 0 | 0 | 0 | 0 | 0
FixedInterchange | 0 | 0 | 0 | 0 | 0 | 0
Levelized Capital Costs by Reporting Type: PJM_ROM
ReportingType | 2015 | 2020 | 2025 | 2030 | 2035 | 2040
BM | 7.8 | 7.8 | 7.8 | 573.58 | 725.24 | 725.24
CC | 232.92 | 232.92 | 232.92 | 232.92 | 232.92 | 1471.11
CSP | 0 | 0 | 0 | 0 | 0 | 0
CT | 1.4 | 1.4 | 1.4 | 1.4 | 0 | 0
Coal | 10.21 | 10.21 | 10.21 | 10.21 | 10.21 | 10.21
Geo | 0 | 0 | 0 | 0 | 0 | 0
H | 0 | 235.24 | 235.24 | 235.24 | 235.24 | 235.24
LFG | 5.5 | 80.8 | 80.8 | 78.6 | 75.3 | 0
Nuc | 0 | 0 | 0 | 0 | 0 | 0
PS | 0 | 0 | 0 | 0 | 0 | 0
PV | 0 | 675.79 | 1067.1 | 1173.11 | 1215.06 | 589.44
PeakG | 0 | 0 | 0 | 0 | 0 | 0
PeakO | 0 | 0 | 0 | 0 | 0 | 0
ST | 0 | 0 | 0 | 0 | 0 | 0
STOG | 0 | 0 | 0 | 0 | 0 | 0
STWD | 0 | 0 | 0 | 0 | 0 | 0
WT | 138.79 | 1415.2 | 1934.11 | 1900.77 | 1795.32 | 518.91
IGCC | 0 | 0 | 0 | 0 | 0 | 0
DemandResponse | 0 | 0 | 0 | 0 | 0 | 0
IGCC-CCS | 0 | 0 | 0 | 0 | 0 | 0
WT_off | 0 | 0 | 0 | 0 | 0 | 0
PseudoUnit | 0 | 0 | 0 | 0 | 0 | 0
FixedInterchange | 0 | 0 | 0 | 0 | 0 | 0
Levelized Capital Costs by Reporting Type: PJM_ROR
ReportingType | 2015 | 2020 | 2025 | 2030 | 2035 | 2040
BM | 165.77 | 165.77 | 165.77 | 165.77 | 431.32 | 604.11
CC | 350.7 | 364.13 | 364.13 | 364.13 | 483.62 | 282.13
CSP | 0 | 0 | 0 | 0 | 0 | 0
CT | 2.4 | 2.4 | 2.4 | 2.4 | 420.67 | 420.67
Coal | 648.6 | 648.6 | 648.6 | 648.6 | 648.6 | 648.6
Geo | 0 | 0 | 0 | 0 | 0 | 0
H | 0 | 174.52 | 174.52 | 174.52 | 174.52 | 174.52
LFG | 16.47 | 160.32 | 160.32 | 152.4 | 143.84 | 0
Nuc | 0 | 0 | 0 | 0 | 0 | 0
PS | 0 | 0 | 0 | 0 | 0 | 0
PV | 0 | 0 | 0 | 0 | 0 | 0
PeakG | 0 | 0 | 0 | 0 | 0 | 0
PeakO | 0 | 0 | 0 | 0 | 0 | 0
ST | 0 | 0 | 0 | 0 | 0 | 0
STOG | 0 | 0 | 0 | 0 | 0 | 0
STWD | 0 | 0 | 0 | 0 | 0 | 0
WT | 2334.11 | 5735.57 | 10180.3 | 13071.79 | 11759.85 | 8358.38
IGCC | 0 | 0 | 0 | 0 | 0 | 0
DemandResponse | 0 | 0 | 0 | 0 | 0 | 0
IGCC-CCS | 0 | 0 | 0 | 0 | 0 | 0
WT_off | 0 | 244.08 | 579.99 | 1225.71 | 1225.71 | 981.63
PseudoUnit | 0 | 0 | 0 | 0 | 0 | 0
FixedInterchange | 0 | 0 | 0 | 0 | 0 | 0
Levelized Capital Costs by Reporting Type: SOCO
ReportingType | 2015 | 2020 | 2025 | 2030 | 2035 | 2040
BM | 21 | 466.97 | 1974.34 | 2167.07 | 2167.07 | 2167.07
CC | 545.14 | 565.07 | 565.07 | 565.07 | 565.07 | 19.93
CSP | 0 | 0 | 0 | 0 | 0 | 0
CT | 0 | 0 | 0 | 0 | 0 | 0
Coal | 0 | 0 | 0 | 0 | 0 | 1691.65
Geo | 0 | 0 | 0 | 0 | 0 | 0
H | 0 | 0 | 0 | 0 | 0 | 285.78
LFG | 0 | 29.08 | 29.08 | 29.08 | 29.08 | 0
Nuc | 0 | 1254.21 | 1254.21 | 1254.21 | 1254.21 | 1254.21
PS | 0 | 0 | 0 | 0 | 0 | 0
PV | 0 | 0 | 0 | 0 | 0 | 0
PeakG | 0 | 0 | 0 | 0 | 0 | 0
PeakO | 0 | 0 | 0 | 0 | 0 | 0
ST | 0 | 0 | 0 | 0 | 0 | 0
STOG | 0 | 0 | 0 | 0 | 0 | 0
STWD | 0 | 0 | 0 | 0 | 0 | 0
WT | 0 | 26.15 | 26.15 | 26.15 | 26.15 | 0
IGCC | 0 | 0 | 0 | 0 | 0 | 0
DemandResponse | 0 | 0 | 0 | 0 | 0 | 0
IGCC-CCS | 0 | 0 | 0 | 0 | 0 | 0
WT_off | 0 | 0 | 0 | 0 | 0 | 0
PseudoUnit | 0 | 0 | 0 | 0 | 0 | 0
FixedInterchange | 0 | 0 | 0 | 0 | 0 | 0
Levelized Capital Costs by Reporting Type: SPP_N
ReportingType | 2015 | 2020 | 2025 | 2030 | 2035 | 2040
BM | 0 | 0 | 0 | 0 | 0 | 0
CC | 0 | 0 | 0 | 0 | 0 | 0
CSP | 0 | 0 | 0 | 0 | 0 | 0
CT | 0 | 11.62 | 11.62 | 11.62 | 470.2 | 458.58
Coal | 128.56 | 128.56 | 128.56 | 128.56 | 128.56 | 128.56
Geo | 0 | 0 | 0 | 0 | 0 | 0
H | 0 | 0 | 0 | 0 | 0 | 0
LFG | 0 | 0 | 0 | 25.49 | 25.49 | 25.49
Nuc | 0 | 0 | 0 | 0 | 0 | 0
PS | 0 | 0 | 0 | 0 | 0 | 0
PV | 0 | 0 | 0 | 0 | 0 | 0
PeakG | 0 | 0 | 0 | 0 | 0 | 0
PeakO | 0 | 0 | 0 | 0 | 0 | 0
ST | 0 | 0 | 0 | 0 | 0 | 0
STOG | 0 | 0 | 0 | 0 | 0 | 0
STWD | 0 | 0 | 0 | 0 | 0 | 0
WT | 0 | 365.08 | 1242.96 | 2875.75 | 2887.4 | 2522.32
IGCC | 0 | 0 | 0 | 0 | 0 | 0
DemandResponse | 0 | 0 | 0 | 0 | 0 | 0
IGCC-CCS | 0 | 0 | 0 | 0 | 0 | 0
WT_off | 0 | 0 | 0 | 0 | 0 | 0
PseudoUnit | 0 | 0 | 0 | 0 | 0 | 0
FixedInterchange | 0 | 0 | 0 | 0 | 0 | 0
Levelized Capital Costs by Reporting Type: SPP_S
ReportingType | 2015 | 2020 | 2025 | 2030 | 2035 | 2040
BM | 0 | 0 | 0 | 0 | 0 | 0
CC | 0 | 0 | 0 | 0 | 0 | 0
CSP | 0 | 0 | 0 | 0 | 0 | 0
CT | 33.21 | 56.93 | 56.93 | 56.93 | 23.72 | 0
Coal | 273.14 | 273.14 | 273.14 | 273.14 | 273.14 | 273.14
Geo | 0 | 0 | 0 | 0 | 0 | 0
H | 0 | 0 | 0 | 0 | 0 | 0
LFG | 0 | 0 | 0 | 25.49 | 25.49 | 25.49
Nuc | 0 | 0 | 0 | 0 | 0 | 0
PS | 0 | 0 | 0 | 0 | 0 | 0
PV | 0 | 0 | 0 | 0 | 0 | 0
PeakG | 0 | 0 | 0 | 0 | 0 | 0
PeakO | 0 | 0 | 0 | 0 | 0 | 0
ST | 0 | 0 | 0 | 0 | 0 | 0
STOG | 0 | 0 | 0 | 0 | 0 | 0
STWD | 0 | 0 | 0 | 0 | 0 | 0
WT | 123.79 | 2869.87 | 5057.88 | 6537.48 | 6843.01 | 4360.93
IGCC | 0 | 0 | 0 | 0 | 0 | 0
DemandResponse | 0 | 0 | 0 | 0 | 0 | 0
IGCC-CCS | 0 | 0 | 0 | 0 | 0 | 0
WT_off | 0 | 0 | 0 | 0 | 0 | 0
PseudoUnit | 0 | 0 | 0 | 0 | 0 | 0
FixedInterchange | 0 | 0 | 0 | 0 | 0 | 0
Levelized Capital Costs by Reporting Type: TVA
ReportingType | 2015 | 2020 | 2025 | 2030 | 2035 | 2040
BM | 0 | 1080.33 | 1181.7 | 2155.74 | 2348.84 | 2348.84
CC | 151.13 | 151.13 | 151.13 | 151.13 | 116.66 | 0
CSP | 0 | 0 | 0 | 0 | 0 | 0
CT | 0 | 0 | 0 | 0 | 0 | 49.52
Coal | 0 | 0 | 0 | 0 | 0 | 63.62
Geo | 0 | 0 | 0 | 0 | 0 | 0
H | 0 | 9.37 | 9.37 | 9.37 | 9.37 | 9.37
LFG | 0 | 28.77 | 28.77 | 28.77 | 28.77 | 0
Nuc | 684.91 | 684.91 | 684.91 | 684.91 | 684.91 | 684.91
PS | 0 | 0 | 0 | 0 | 0 | 0
PV | 0 | 0 | 0 | 0 | 0 | 0
PeakG | 0 | 0 | 0 | 0 | 0 | 0
PeakO | 0 | 0 | 0 | 0 | 0 | 0
ST | 0 | 0 | 0 | 0 | 0 | 0
STOG | 0 | 0 | 0 | 0 | 0 | 0
STWD | 0 | 0 | 0 | 0 | 0 | 0
WT | 0 | 25.96 | 25.96 | 25.96 | 25.96 | 0
IGCC | 0 | 0 | 0 | 0 | 0 | 0
DemandResponse | 0 | 0 | 0 | 0 | 0 | 0
IGCC-CCS | 0 | 0 | 0 | 0 | 0 | 0
WT_off | 0 | 0 | 0 | 0 | 0 | 0
PseudoUnit | 0 | 0 | 0 | 0 | 0 | 0
FixedInterchange | 0 | 0 | 0 | 0 | 0 | 0
Levelized Capital Costs by Reporting Type: TVA_Transmission
ReportingType | 2015 | 2020 | 2025 | 2030 | 2035 | 2040
BM | 0 | 0 | 0 | 0 | 0 | 0
CC | 0 | 0 | 0 | 0 | 0 | 0
CSP | 0 | 0 | 0 | 0 | 0 | 0
CT | 0 | 0 | 0 | 0 | 0 | 0
Coal | 0 | 0 | 0 | 0 | 0 | 0
Geo | 0 | 0 | 0 | 0 | 0 | 0
H | 0 | 0 | 0 | 0 | 0 | 0
LFG | 0 | 0 | 0 | 0 | 0 | 0
Nuc | 0 | 0 | 0 | 0 | 0 | 0
PS | 0 | 0 | 0 | 0 | 0 | 0
PV | 0 | 0 | 0 | 0 | 0 | 0
PeakG | 0 | 0 | 0 | 0 | 0 | 0
PeakO | 0 | 0 | 0 | 0 | 0 | 0
ST | 0 | 0 | 0 | 0 | 0 | 0
STOG | 0 | 0 | 0 | 0 | 0 | 0
STWD | 0 | 0 | 0 | 0 | 0 | 0
WT | 0 | 0 | 0 | 0 | 0 | 0
IGCC | 0 | 0 | 0 | 0 | 0 | 0
DemandResponse | 0 | 0 | 0 | 0 | 0 | 0
IGCC-CCS | 0 | 0 | 0 | 0 | 0 | 0
WT_off | 0 | 0 | 0 | 0 | 0 | 0
PseudoUnit | 0 | 0 | 0 | 0 | 0 | 0
FixedInterchange | 0 | 0 | 0 | 0 | 0 | 0
Levelized Capital Costs by Reporting Type: VACAR
ReportingType | 2015 | 2020 | 2025 | 2030 | 2035 | 2040
BM | 0.34 | 2387.44 | 2387.44 | 2387.44 | 2387.44 | 2387.44
CC | 314.91 | 314.91 | 314.91 | 314.91 | 314.91 | 159.8
CSP | 0 | 0 | 0 | 0 | 0 | 0
CT | 243.15 | 243.15 | 243.15 | 243.15 | 203 | 395.72
Coal | 220.45 | 220.45 | 220.45 | 220.45 | 220.45 | 220.45
Geo | 0 | 0 | 0 | 0 | 0 | 0
H | 0 | 0 | 0 | 0 | 17.14 | 17.14
LFG | 0.09 | 28.46 | 28.46 | 28.46 | 28.37 | 0
Nuc | 0 | 1320.06 | 1320.06 | 1320.06 | 1320.06 | 1320.06
PS | 0 | 0 | 0 | 0 | 0 | 0
PV | 0 | 60.23 | 62.83 | 64.34 | 68.96 | 12.53
PeakG | 0 | 0 | 0 | 0 | 0 | 0
PeakO | 0 | 0 | 0 | 0 | 0 | 0
ST | 0 | 0 | 0 | 0 | 0 | 0
STOG | 0 | 0 | 0 | 0 | 0 | 0
STWD | 0 | 0 | 0 | 0 | 0 | 0
WT | 0 | 905.8 | 905.8 | 905.8 | 905.8 | 0
IGCC | 0 | 0 | 0 | 0 | 0 | 0
DemandResponse | 0 | 0 | 0 | 0 | 0 | 0
IGCC-CCS | 0 | 0 | 0 | 0 | 0 | 0
WT_off | 0.61 | 236 | 6041.04 | 14822.81 | 16299.71 | 18244.13
PseudoUnit | 0 | 0 | 0 | 0 | 0 | 0
FixedInterchange | 0 | 0 | 0 | 0 | 0 | 0
Levelized Capital Costs by Reporting Type: IESO
ReportingType | 2015 | 2020 | 2025 | 2030 | 2035 | 2040
BM | 144.8 | 144.8 | 144.8 | 144.8 | 144.8 | 144.8
CC | 175.41 | 175.41 | 175.41 | 175.41 | 175.41 | 158.15
CSP | 0 | 0 | 0 | 0 | 0 | 0
CT | 41.8 | 41.8 | 41.8 | 41.8 | 52.48 | 172.8
Coal | 0 | 0 | 0 | 0 | 0 | 0
Geo | 0 | 0 | 0 | 0 | 0 | 0
H | 0 | 0 | 0 | 0 | 0 | 98.84
LFG | 5.12 | 5.12 | 5.12 | 5.12 | 0.17 | 0.17
Nuc | 0 | 0 | 0 | 0 | 0 | 0
PS | 0 | 0 | 0 | 0 | 0 | 0
PV | 539.74 | 539.74 | 539.74 | 539.74 | 0 | 0
PeakG | 0 | 0 | 0 | 0 | 0 | 0
PeakO | 0 | 0 | 0 | 0 | 0 | 0
ST | 0 | 0 | 0 | 0 | 0 | 0
STOG | 0 | 0 | 0 | 0 | 0 | 0
STWD | 0 | 0 | 0 | 0 | 0 | 0
WT | 660.4 | 660.4 | 660.4 | 660.4 | 0 | 0
IGCC | 0 | 0 | 0 | 0 | 0 | 0
DemandResponse | 0 | 0 | 0 | 0 | 0 | 0
IGCC-CCS | 0 | 0 | 0 | 0 | 0 | 0
WT_off | 0 | 0 | 0 | 0 | 0 | 0
PseudoUnit | 0 | 0 | 0 | 0 | 0 | 0
FixedInterchange | 0 | 0 | 0 | 0 | 0 | 0
Levelized Capital Costs by Reporting Type: MAPP_CA
ReportingType | 2015 | 2020 | 2025 | 2030 | 2035 | 2040
BM | 0 | 0 | 0 | 0 | 0 | 0
CC | 0 | 0 | 0 | 0 | 0 | 0
CSP | 0 | 0 | 0 | 0 | 0 | 0
CT | 2.94 | 2.94 | 2.94 | 2.94 | 0 | 0
Coal | 0 | 0 | 0 | 0 | 0 | 0
Geo | 0 | 0 | 0 | 0 | 0 | 0
H | 0 | 114.46 | 727.59 | 1538.45 | 1538.45 | 1538.45
LFG | 0 | 0 | 0 | 0 | 0 | 0
Nuc | 0 | 0 | 0 | 0 | 0 | 0
PS | 0 | 0 | 0 | 0 | 0 | 0
PV | 0 | 0 | 0 | 0 | 0 | 0
PeakG | 0 | 0 | 0 | 0 | 0 | 0
PeakO | 0 | 0 | 0 | 0 | 0 | 0
ST | 0 | 0 | 0 | 0 | 0 | 0
STOG | 0 | 0 | 0 | 0 | 0 | 0
STWD | 0 | 0 | 0 | 0 | 0 | 0
WT | 87.23 | 87.23 | 87.23 | 87.23 | 0 | 0
IGCC | 0 | 0 | 0 | 0 | 0 | 0
DemandResponse | 0 | 0 | 0 | 0 | 0 | 0
IGCC-CCS | 0 | 0 | 0 | 0 | 0 | 0
WT_off | 0 | 0 | 0 | 0 | 0 | 0
PseudoUnit | 0 | 0 | 0 | 0 | 0 | 0
FixedInterchange | 0 | 0 | 0 | 0 | 0 | 0
Levelized Capital Costs by Reporting Type: AZ_NM_SNV_Coal
ReportingType | 2015 | 2020 | 2025 | 2030 | 2035 | 2040
BM | 0 | 0 | 0 | 0 | 0 | 0
CC | 0 | 0 | 0 | 0 | 0 | 0
CSP | 0 | 0 | 0 | 0 | 0 | 0
CT | 0 | 0 | 0 | 0 | 0 | 0
Coal | 0 | 0 | 0 | 0 | 0 | 2222.73
Geo | 0 | 0 | 0 | 0 | 0 | 0
H | 0 | 0 | 0 | 0 | 0 | 0
LFG | 0 | 0 | 0 | 0 | 0 | 0
Nuc | 0 | 0 | 0 | 0 | 0 | 0
PS | 0 | 0 | 0 | 0 | 0 | 0
PV | 0 | 0 | 0 | 0 | 0 | 0
PeakG | 0 | 0 | 0 | 0 | 0 | 0
PeakO | 0 | 0 | 0 | 0 | 0 | 0
ST | 0 | 0 | 0 | 0 | 0 | 0
STOG | 0 | 0 | 0 | 0 | 0 | 0
STWD | 0 | 0 | 0 | 0 | 0 | 0
WT | 0 | 0 | 0 | 0 | 0 | 0
IGCC | 0 | 0 | 0 | 0 | 0 | 0
DemandResponse | 0 | 0 | 0 | 0 | 0 | 0
IGCC-CCS | 0 | 0 | 0 | 0 | 0 | 0
WT_off | 0 | 0 | 0 | 0 | 0 | 0
PseudoUnit | 0 | 0 | 0 | 0 | 0 | 0
FixedInterchange | 0 | 0 | 0 | 0 | 0 | 0
Levelized Capital Costs by Reporting Type: AZ_NM_SNV_Gas
ReportingType | 2015 | 2020 | 2025 | 2030 | 2035 | 2040
BM | 0 | 0 | 0 | 0 | 0 | 0
CC | 79.32 | 249.83 | 249.83 | 700.13 | 930.35 | 851.03
CSP | 0 | 0 | 0 | 0 | 0 | 0
CT | 63.7 | 63.7 | 63.7 | 63.7 | 0 | 0
Coal | 0 | 0 | 0 | 0 | 0 | 0
Geo | 0 | 0 | 0 | 0 | 0 | 0
H | 0 | 0 | 0 | 0 | 0 | 0
LFG | 0 | 0 | 0 | 0 | 0 | 0
Nuc | 0 | 0 | 0 | 0 | 0 | 0
PS | 0 | 0 | 0 | 0 | 0 | 0
PV | 0 | 0 | 0 | 0 | 0 | 0
PeakG | 0 | 0 | 0 | 0 | 0 | 0
PeakO | 0 | 0 | 0 | 0 | 0 | 0
ST | 0 | 0 | 0 | 0 | 0 | 0
STOG | 0 | 0 | 0 | 0 | 0 | 0
STWD | 0 | 0 | 0 | 0 | 0 | 0
WT | 0 | 0 | 0 | 0 | 0 | 0
IGCC | 0 | 0 | 0 | 0 | 0 | 0
DemandResponse | 0 | 0 | 0 | 0 | 0 | 0
IGCC-CCS | 0 | 0 | 0 | 0 | 0 | 0
WT_off | 0 | 0 | 0 | 0 | 0 | 0
PseudoUnit | 0 | 0 | 0 | 0 | 0 | 0
FixedInterchange | 0 | 0 | 0 | 0 | 0 | 0
Levelized Capital Costs by Reporting Type: AZ_NM_SNV_NucRenew
ReportingType | 2015 | 2020 | 2025 | 2030 | 2035 | 2040
BM | 0 | 0 | 0 | 0 | 0 | 0
CC | 0 | 0 | 0 | 0 | 0 | 0
CSP | 0 | 0 | 0 | 0 | 0 | 0
CT | 0 | 0 | 0 | 0 | 0 | 0
Coal | 0 | 0 | 0 | 0 | 0 | 0
Geo | 0 | 0 | 623.07 | 623.07 | 623.07 | 623.07
H | 0 | 0 | 0 | 0 | 0 | 0
LFG | 0 | 0 | 16.43 | 16.43 | 16.43 | 16.43
Nuc | 0 | 0 | 0 | 0 | 0 | 0
PS | 0 | 0 | 0 | 0 | 0 | 0
PV | 47.79 | 47.79 | 47.79 | 47.79 | 0 | 0
PeakG | 0 | 0 | 0 | 0 | 0 | 0
PeakO | 0 | 0 | 0 | 0 | 0 | 0
ST | 139.01 | 333.47 | 445.93 | 408.53 | 357.58 | 163.12
STOG | 0 | 0 | 0 | 0 | 0 | 0
STWD | 0 | 0 | 0 | 0 | 0 | 0
WT | 17.95 | 17.95 | 101.64 | 259.14 | 241.19 | 241.19
IGCC | 0 | 0 | 0 | 0 | 0 | 0
DemandResponse | 0 | 0 | 0 | 0 | 0 | 0
IGCC-CCS | 0 | 0 | 0 | 0 | 0 | 0
WT_off | 0 | 0 | 0 | 0 | 0 | 0
PseudoUnit | 0 | 0 | 0 | 0 | 0 | 0
FixedInterchange | 0 | 0 | 0 | 0 | 0 | 0
Levelized Capital Costs by Reporting Type: ERCOT
ReportingType | 2015 | 2020 | 2025 | 2030 | 2035 | 2040
BM | 54.69 | 54.69 | 54.69 | 600.01 | 620.58 | 657.88
CC | 29.12 | 29.12 | 29.12 | 29.12 | 218.09 | 549.64
CSP | 0 | 0 | 0 | 0 | 0 | 0
CT | 20.97 | 20.97 | 20.97 | 20.97 | 0 | 0
Coal | 540.38 | 540.38 | 540.38 | 540.38 | 540.38 | 540.38
Geo | 0 | 0 | 0 | 0 | 0 | 0
H | 0 | 0 | 0 | 207 | 207 | 207
LFG | 0 | 0 | 93.08 | 93.08 | 93.08 | 93.08
Nuc | 0 | 0 | 0 | 0 | 0 | 0
PS | 0 | 0 | 0 | 0 | 0 | 0
PV | 6.7 | 6.7 | 6.7 | 6.7 | 0 | 0
PeakG | 0 | 0 | 0 | 0 | 0 | 0
PeakO | 0 | 0 | 0 | 0 | 0 | 0
ST | 0 | 0 | 0 | 0 | 0 | 0
STOG | 0 | 0 | 0 | 0 | 0 | 0
STWD | 0 | 0 | 0 | 0 | 0 | 0
WT | 94.16 | 2253.13 | 4597.1 | 6055.64 | 6168.46 | 4380.65
IGCC | 0 | 0 | 0 | 0 | 0 | 0
DemandResponse | 0 | 0 | 0 | 0 | 0 | 0
IGCC-CCS | 0 | 0 | 0 | 0 | 0 | 0
WT_off | 0 | 0 | 0 | 0 | 0 | 0
PseudoUnit | 0 | 0 | 0 | 0 | 0 | 0
FixedInterchange | 0 | 0 | 0 | 0 | 0 | 0
Levelized Capital Costs by Reporting Type: NP15
ReportingType | 2015 | 2020 | 2025 | 2030 | 2035 | 2040
BM | 0 | 0 | 0 | 0 | 0 | 0
CC | 130.44 | 130.44 | 130.44 | 130.44 | 130.44 | 0
CSP | 0 | 0 | 0 | 0 | 0 | 0
CT | 18.56 | 197 | 197 | 518.54 | 855.52 | 1029.65
Coal | 0 | 0 | 0 | 0 | 0 | 0
Geo | 0 | 80.68 | 283.22 | 283.22 | 283.22 | 202.54
H | 0 | 0 | 0 | 0 | 0 | 0
LFG | 0 | 0 | 169.39 | 169.39 | 169.39 | 169.39
Nuc | 0 | 0 | 0 | 0 | 0 | 0
PS | 0 | 0 | 0 | 0 | 0 | 0
PV | 3.82 | 3.82 | 3.82 | 3.82 | 0 | 0
PeakG | 0 | 0 | 0 | 0 | 0 | 0
PeakO | 0 | 0 | 0 | 0 | 0 | 0
ST | 17.26 | 17.26 | 17.26 | 17.26 | 0 | 0
STOG | 0 | 0 | 0 | 0 | 0 | 0
STWD | 0 | 0 | 0 | 0 | 0 | 0
WT | 31.59 | 281.29 | 2693.58 | 3390.26 | 3363.11 | 3113.41
IGCC | 0 | 0 | 0 | 0 | 0 | 0
DemandResponse | 0 | 0 | 0 | 0 | 0 | 0
IGCC-CCS | 0 | 0 | 0 | 0 | 0 | 0
WT_off | 0 | 0 | 0 | 0 | 0 | 0
PseudoUnit | 0 | 0 | 0 | 0 | 0 | 0
FixedInterchange | 0 | 0 | 0 | 0 | 0 | 0
Levelized Capital Costs by Reporting Type: NWPP_Coal
ReportingType | 2015 | 2020 | 2025 | 2030 | 2035 | 2040
BM | 0 | 0 | 0 | 0 | 0 | 0
CC | 0 | 0 | 0 | 0 | 0 | 0
CSP | 0 | 0 | 0 | 0 | 0 | 0
CT | 0 | 0 | 0 | 0 | 0 | 0
Coal | 0 | 0 | 0 | 0 | 0 | 0
Geo | 0 | 0 | 0 | 0 | 0 | 0
H | 0 | 0 | 0 | 0 | 0 | 0
LFG | 0 | 0 | 0 | 0 | 0 | 0
Nuc | 0 | 0 | 0 | 0 | 0 | 0
PS | 0 | 0 | 0 | 0 | 0 | 0
PV | 0 | 0 | 0 | 0 | 0 | 0
PeakG | 0 | 0 | 0 | 0 | 0 | 0
PeakO | 0 | 0 | 0 | 0 | 0 | 0
ST | 0 | 0 | 0 | 0 | 0 | 0
STOG | 0 | 0 | 0 | 0 | 0 | 0
STWD | 0 | 0 | 0 | 0 | 0 | 0
WT | 0 | 0 | 0 | 0 | 0 | 0
IGCC | 0 | 0 | 0 | 0 | 0 | 0
DemandResponse | 0 | 0 | 0 | 0 | 0 | 0
IGCC-CCS | 0 | 0 | 0 | 0 | 0 | 0
WT_off | 0 | 0 | 0 | 0 | 0 | 0
PseudoUnit | 0 | 0 | 0 | 0 | 0 | 0
FixedInterchange | 0 | 0 | 0 | 0 | 0 | 0
Levelized Capital Costs by Reporting Type: NWPP_Gas
ReportingType | 2015 | 2020 | 2025 | 2030 | 2035 | 2040
BM | 0 | 0 | 0 | 0 | 0 | 0
CC | 33.4 | 33.4 | 33.4 | 348.78 | 865.17 | 908.27
CSP | 0 | 0 | 0 | 0 | 0 | 0
CT | 13.02 | 13.02 | 13.02 | 13.02 | 0 | 0
Coal | 0 | 0 | 0 | 0 | 0 | 118.5
Geo | 0 | 0 | 0 | 0 | 0 | 0
H | 0 | 0 | 0 | 0 | 0 | 0
LFG | 0 | 0 | 0 | 0 | 0 | 0
Nuc | 0 | 0 | 0 | 0 | 0 | 0
PS | 0 | 0 | 0 | 0 | 0 | 0
PV | 0 | 0 | 0 | 0 | 0 | 0
PeakG | 0 | 0 | 0 | 0 | 0 | 0
PeakO | 0 | 0 | 0 | 0 | 0 | 0
ST | 0 | 0 | 0 | 0 | 0 | 0
STOG | 0 | 0 | 0 | 0 | 0 | 0
STWD | 0 | 0 | 0 | 0 | 0 | 0
WT | 0 | 0 | 0 | 0 | 0 | 0
IGCC | 0 | 0 | 0 | 0 | 0 | 0
DemandResponse | 0 | 0 | 0 | 0 | 0 | 0
IGCC-CCS | 0 | 0 | 0 | 0 | 0 | 0
WT_off | 0 | 0 | 0 | 0 | 0 | 0
PseudoUnit | 0 | 0 | 0 | 0 | 0 | 0
FixedInterchange | 0 | 0 | 0 | 0 | 0 | 0
Levelized Capital Costs by Reporting Type: NWPP_NucRenew
ReportingType | 2015 | 2020 | 2025 | 2030 | 2035 | 2040
BM | 13.89 | 13.89 | 13.89 | 13.89 | 13.89 | 13.89
CC | 0 | 0 | 0 | 0 | 0 | 0
CSP | 0 | 0 | 0 | 0 | 0 | 0
CT | 0 | 0 | 0 | 0 | 0 | 0
Coal | 0 | 0 | 0 | 0 | 0 | 0
Geo | 39.91 | 39.91 | 226.59 | 226.59 | 186.68 | 186.68
H | 0 | 0 | 0 | 0 | 0 | 0
LFG | 7.13 | 7.13 | 63.04 | 73.08 | 65.95 | 65.95
Nuc | 0 | 0 | 0 | 0 | 0 | 0
PS | 0 | 0 | 0 | 0 | 0 | 0
PV | 0 | 0 | 0 | 0 | 0 | 0
PeakG | 0 | 0 | 0 | 0 | 0 | 0
PeakO | 0 | 0 | 0 | 0 | 0 | 0
ST | 0 | 0 | 0 | 0 | 0 | 0
STOG | 0 | 0 | 0 | 0 | 0 | 0
STWD | 0 | 0 | 0 | 0 | 0 | 0
WT | 286.32 | 286.32 | 286.32 | 286.32 | 0 | 0
IGCC | 0 | 0 | 0 | 0 | 0 | 0
DemandResponse | 0 | 0 | 0 | 0 | 0 | 0
IGCC-CCS | 0 | 0 | 0 | 0 | 0 | 0
WT_off | 0 | 0 | 0 | 0 | 0 | 0
PseudoUnit | 0 | 0 | 0 | 0 | 0 | 0
FixedInterchange | 0 | 0 | 0 | 0 | 0 | 0
Levelized Capital Costs by Reporting Type: RMPA
ReportingType | 2015 | 2020 | 2025 | 2030 | 2035 | 2040
BM | 0 | 0 | 0 | 0 | 0 | 0
CC | 0 | 0 | 0 | 0 | 0 | 0
CSP | 0 | 0 | 0 | 0 | 0 | 0
CT | 15.2 | 15.2 | 15.2 | 15.2 | 0 | 0
Coal | 108.63 | 108.63 | 108.63 | 108.63 | 452.8 | 841.66
Geo | 0 | 205.58 | 1104.9 | 1115.58 | 1115.58 | 910
H | 0 | 0 | 0 | 0 | 0 | 0
LFG | 0.39 | 0.39 | 0.39 | 8.21 | 7.82 | 7.82
Nuc | 0 | 0 | 0 | 0 | 0 | 0
PS | 0 | 0 | 0 | 0 | 0 | 0
PV | 0.51 | 0.51 | 0.51 | 0.51 | 0 | 0
PeakG | 0 | 0 | 0 | 0 | 0 | 0
PeakO | 0 | 0 | 0 | 0 | 0 | 0
ST | 1.46 | 172.69 | 186.04 | 192.35 | 190.89 | 19.66
STOG | 0 | 0 | 0 | 0 | 0 | 0
STWD | 0 | 0 | 0 | 0 | 0 | 0
WT | 221 | 221 | 221 | 221 | 0 | 0
IGCC | 0 | 0 | 0 | 0 | 0 | 0
DemandResponse | 0 | 0 | 0 | 0 | 0 | 0
IGCC-CCS | 0 | 0 | 0 | 0 | 0 | 0
WT_off | 0 | 0 | 0 | 0 | 0 | 0
PseudoUnit | 0 | 0 | 0 | 0 | 0 | 0
FixedInterchange | 0 | 0 | 0 | 0 | 0 | 0
Levelized Capital Costs by Reporting Type: SP15
ReportingType | 2015 | 2020 | 2025 | 2030 | 2035 | 2040
BM | 2.9 | 2.9 | 2.9 | 2.9 | 2.9 | 2.9
CC | 60.76 | 60.76 | 60.76 | 60.76 | 60.76 | 0
CSP | 0 | 0 | 0 | 0 | 0 | 0
CT | 0 | 0 | 0 | 0 | 0 | 0
Coal | 0 | 0 | 0 | 0 | 0 | 0
Geo | 23 | 647.36 | 647.36 | 624.36 | 624.36 | 0
H | 0 | 0 | 0 | 0 | 0 | 0
LFG | 2.85 | 161.36 | 171.62 | 171.31 | 168.77 | 10.26
Nuc | 0 | 0 | 0 | 0 | 0 | 0
PS | 0 | 0 | 0 | 0 | 0 | 0
PV | 2.22 | 2.22 | 2.22 | 2.22 | 0 | 0
PeakG | 0 | 0 | 0 | 0 | 0 | 0
PeakO | 0 | 0 | 0 | 0 | 0 | 0
ST | 262.18 | 262.18 | 262.18 | 262.18 | 0 | 0
STOG | 0 | 0 | 0 | 0 | 0 | 0
STWD | 0 | 0 | 0 | 0 | 0 | 0
WT | 233.4 | 233.4 | 233.4 | 233.4 | 0 | 0
IGCC | 0 | 0 | 0 | 0 | 0 | 0
DemandResponse | 0 | 0 | 0 | 0 | 0 | 0
IGCC-CCS | 0 | 0 | 0 | 0 | 0 | 0
WT_off | 0 | 0 | 0 | 0 | 0 | 0
PseudoUnit | 0 | 0 | 0 | 0 | 0 | 0
FixedInterchange | 0 | 0 | 0 | 0 | 0 | 0
Levelized Capital Costs by Reporting Type: ALB
ReportingType | 2015 | 2020 | 2025 | 2030 | 2035 | 2040
BM | 0 | 0 | 0 | 0 | 0 | 0
CC | 47.13 | 108.04 | 196.6 | 263.39 | 420.32 | 493.71
CSP | 0 | 0 | 0 | 0 | 0 | 0
CT | 16.7 | 16.7 | 16.7 | 16.7 | 0 | 0
Coal | 147.62 | 147.62 | 147.62 | 147.62 | 147.62 | 147.62
Geo | 0 | 0 | 0 | 0 | 0 | 0
H | 0 | 0 | 0 | 0 | 0 | 0
LFG | 0 | 0 | 0 | 0 | 0 | 0
Nuc | 0 | 0 | 0 | 0 | 0 | 0
PS | 0 | 0 | 0 | 0 | 0 | 0
PV | 0 | 0 | 0 | 0 | 0 | 0
PeakG | 0 | 0 | 0 | 0 | 0 | 0
PeakO | 0 | 0 | 0 | 0 | 0 | 0
ST | 0 | 0 | 0 | 0 | 0 | 0
STOG | 0 | 0 | 0 | 0 | 0 | 0
STWD | 0 | 0 | 0 | 0 | 0 | 0
WT | 2.54 | 2.54 | 2.54 | 2.54 | 0 | 0
IGCC | 0 | 0 | 0 | 0 | 0 | 0
DemandResponse | 0 | 0 | 0 | 0 | 0 | 0
IGCC-CCS | 0 | 0 | 0 | 0 | 0 | 0
WT_off | 0 | 0 | 0 | 0 | 0 | 0
PseudoUnit | 0 | 0 | 0 | 0 | 0 | 0
FixedInterchange | 0 | 0 | 0 | 0 | 0 | 0
Levelized Capital Costs by Reporting Type: BC
ReportingType | 2015 | 2020 | 2025 | 2030 | 2035 | 2040
BM | 0 | 0 | 0 | 0 | 0 | 0
CC | 135.61 | 155.31 | 212.58 | 287.6 | 376.97 | 317.16
CSP | 0 | 0 | 0 | 0 | 0 | 0
CT | 0 | 0 | 0 | 0 | 0 | 12.95
Coal | 0 | 0 | 0 | 0 | 0 | 0
Geo | 0 | 0 | 0 | 0 | 0 | 0
H | 0 | 0 | 0 | 0 | 0 | 0
LFG | 0 | 0 | 0 | 0 | 0 | 0
Nuc | 0 | 0 | 0 | 0 | 0 | 0
PS | 0 | 0 | 0 | 0 | 0 | 0
PV | 0 | 0 | 0 | 0 | 0 | 0
PeakG | 0 | 0 | 0 | 0 | 0 | 0
PeakO | 0 | 0 | 0 | 0 | 0 | 0
ST | 0 | 0 | 0 | 0 | 0 | 0
STOG | 0 | 0 | 0 | 0 | 0 | 0
STWD | 0 | 0 | 0 | 0 | 0 | 0
WT | 40.68 | 40.68 | 40.68 | 40.68 | 0 | 0
IGCC | 0 | 0 | 0 | 0 | 0 | 0
DemandResponse | 0 | 0 | 0 | 0 | 0 | 0
IGCC-CCS | 0 | 0 | 0 | 0 | 0 | 0
WT_off | 0 | 0 | 0 | 0 | 0 | 0
PseudoUnit | 0 | 0 | 0 | 0 | 0 | 0
FixedInterchange | 0 | 0 | 0 | 0 | 0 | 0
Levelized Capital Costs by Reporting Type: HQ_IESO
ReportingType | 2015 | 2020 | 2025 | 2030 | 2035 | 2040
BM | 0 | 0 | 0 | 0 | 0 | 0
CC | 0 | 0 | 0 | 0 | 0 | 0
CSP | 0 | 0 | 0 | 0 | 0 | 0
CT | 0 | 0 | 0 | 0 | 0 | 0
Coal | 0 | 0 | 0 | 0 | 0 | 0
Geo | 0 | 0 | 0 | 0 | 0 | 0
H | 0 | 0 | 0 | 0 | 0 | 0
LFG | 0 | 0 | 0 | 0 | 0 | 0
Nuc | 0 | 0 | 0 | 0 | 0 | 0
PS | 0 | 0 | 0 | 0 | 0 | 0
PV | 0 | 0 | 0 | 0 | 0 | 0
PeakG | 0 | 0 | 0 | 0 | 0 | 0
PeakO | 0 | 0 | 0 | 0 | 0 | 0
ST | 0 | 0 | 0 | 0 | 0 | 0
STOG | 0 | 0 | 0 | 0 | 0 | 0
STWD | 0 | 0 | 0 | 0 | 0 | 0
WT | 0 | 0 | 0 | 0 | 0 | 0
IGCC | 0 | 0 | 0 | 0 | 0 | 0
DemandResponse | 0 | 0 | 0 | 0 | 0 | 0
IGCC-CCS | 0 | 0 | 0 | 0 | 0 | 0
WT_off | 0 | 0 | 0 | 0 | 0 | 0
PseudoUnit | 0 | 0 | 0 | 0 | 0 | 0
FixedInterchange | 0 | 0 | 0 | 0 | 0 | 0
Levelized Capital Costs by Reporting Type: HQ_NEISO
ReportingType | 2015 | 2020 | 2025 | 2030 | 2035 | 2040
BM | 0 | 0 | 0 | 0 | 0 | 0
CC | 0 | 0 | 0 | 0 | 0 | 0
CSP | 0 | 0 | 0 | 0 | 0 | 0
CT | 0 | 0 | 0 | 0 | 0 | 0
Coal | 0 | 0 | 0 | 0 | 0 | 0
Geo | 0 | 0 | 0 | 0 | 0 | 0
H | 0 | 0 | 0 | 0 | 0 | 0
LFG | 0 | 0 | 0 | 0 | 0 | 0
Nuc | 0 | 0 | 0 | 0 | 0 | 0
PS | 0 | 0 | 0 | 0 | 0 | 0
PV | 0 | 0 | 0 | 0 | 0 | 0
PeakG | 0 | 0 | 0 | 0 | 0 | 0
PeakO | 0 | 0 | 0 | 0 | 0 | 0
ST | 0 | 0 | 0 | 0 | 0 | 0
STOG | 0 | 0 | 0 | 0 | 0 | 0
STWD | 0 | 0 | 0 | 0 | 0 | 0
WT | 0 | 0 | 0 | 0 | 0 | 0
IGCC | 0 | 0 | 0 | 0 | 0 | 0
DemandResponse | 0 | 0 | 0 | 0 | 0 | 0
IGCC-CCS | 0 | 0 | 0 | 0 | 0 | 0
WT_off | 0 | 0 | 0 | 0 | 0 | 0
PseudoUnit | 0 | 0 | 0 | 0 | 0 | 0
FixedInterchange | 0 | 0 | 0 | 0 | 0 | 0
Levelized Capital Costs by Reporting Type: HQ_NY
ReportingType | 2015 | 2020 | 2025 | 2030 | 2035 | 2040
BM | 0 | 0 | 0 | 0 | 0 | 0
CC | 0 | 0 | 0 | 0 | 0 | 0
CSP | 0 | 0 | 0 | 0 | 0 | 0
CT | 0 | 0 | 0 | 0 | 0 | 0
Coal | 0 | 0 | 0 | 0 | 0 | 0
Geo | 0 | 0 | 0 | 0 | 0 | 0
H | 0 | 0 | 0 | 0 | 0 | 0
LFG | 0 | 0 | 0 | 0 | 0 | 0
Nuc | 0 | 0 | 0 | 0 | 0 | 0
PS | 0 | 0 | 0 | 0 | 0 | 0
PV | 0 | 0 | 0 | 0 | 0 | 0
PeakG | 0 | 0 | 0 | 0 | 0 | 0
PeakO | 0 | 0 | 0 | 0 | 0 | 0
ST | 0 | 0 | 0 | 0 | 0 | 0
STOG | 0 | 0 | 0 | 0 | 0 | 0
STWD | 0 | 0 | 0 | 0 | 0 | 0
WT | 0 | 0 | 0 | 0 | 0 | 0
IGCC | 0 | 0 | 0 | 0 | 0 | 0
DemandResponse | 0 | 0 | 0 | 0 | 0 | 0
IGCC-CCS | 0 | 0 | 0 | 0 | 0 | 0
WT_off | 0 | 0 | 0 | 0 | 0 | 0
PseudoUnit | 0 | 0 | 0 | 0 | 0 | 0
FixedInterchange | 0 | 0 | 0 | 0 | 0 | 0
Levelized Capital Costs by Reporting Type: MARITIMES
ReportingType | 2015 | 2020 | 2025 | 2030 | 2035 | 2040
BM | 0 | 0 | 0 | 0 | 0 | 0
CC | 0 | 0 | 0 | 0 | 0 | 0
CSP | 0 | 0 | 0 | 0 | 0 | 0
CT | 0 | 0 | 0 | 0 | 0 | 0
Coal | 0 | 0 | 0 | 0 | 0 | 0
Geo | 0 | 0 | 0 | 0 | 0 | 0
H | 0 | 0 | 0 | 0 | 0 | 0
LFG | 0 | 0 | 0 | 0 | 0 | 0
Nuc | 0 | 0 | 0 | 0 | 0 | 0
PS | 0 | 0 | 0 | 0 | 0 | 0
PV | 0 | 0 | 0 | 0 | 0 | 0
PeakG | 0 | 0 | 0 | 0 | 0 | 0
PeakO | 0 | 0 | 0 | 0 | 0 | 0
ST | 0 | 0 | 0 | 0 | 0 | 0
STOG | 0 | 0 | 0 | 0 | 0 | 0
STWD | 0 | 0 | 0 | 0 | 0 | 0
WT | 0 | 0 | 0 | 0 | 0 | 0
IGCC | 0 | 0 | 0 | 0 | 0 | 0
DemandResponse | 0 | 0 | 0 | 0 | 0 | 0
IGCC-CCS | 0 | 0 | 0 | 0 | 0 | 0
WT_off | 0 | 0 | 0 | 0 | 0 | 0
PseudoUnit | 0 | 0 | 0 | 0 | 0 | 164.81
FixedInterchange | 0 | 0 | 0 | 0 | 0 | 0
Levelized Capital Costs by Reporting Type: All
ReportingType | 2015 | 2020 | 2025 | 2030 | 2035 | 2040
BM | 541.24 | 4774.6 | 6773.94 | 9051.81 | 9682.69 | 9892.79
CC | 3710.27 | 4300.11 | 4445.94 | 5530.59 | 8814.75 | 9043.75
CSP | 0 | 0 | 0 | 0 | 0 | 0
CT | 727.37 | 1243.77 | 1380.42 | 2191.73 | 3345.97 | 3676.95
Coal | 3114.71 | 3114.71 | 3114.71 | 3114.71 | 3458.88 | 9534.46
Geo | 62.91 | 973.52 | 2885.14 | 2872.82 | 2832.91 | 1922.29
H | 0 | 533.95 | 1494.49 | 2512.35 | 2529.49 | 2915.1
LFG | 57.1 | 617.98 | 1243.54 | 1433.76 | 1390.21 | 829.34
Nuc | 684.91 | 3259.17 | 3259.17 | 3259.17 | 3259.17 | 3259.17
PS | 0 | 0 | 0 | 0 | 0 | 0
PV | 639.31 | 1684.27 | 2158.94 | 2267.9 | 1681.96 | 698.81
PeakG | 0 | 0 | 0 | 0 | 0 | 0
PeakO | 0 | 0 | 0 | 0 | 0 | 0
ST | 419.92 | 785.61 | 911.41 | 880.32 | 548.47 | 182.78
STOG | 0 | 0 | 0 | 0 | 0 | 0
STWD | 0 | 0 | 0 | 0 | 0 | 0
WT | 7365.25 | 19669.8 | 33996.46 | 46171.61 | 41483.24 | 30931.89
IGCC | 215.26 | 215.26 | 215.26 | 215.26 | 215.26 | 215.26
DemandResponse | 0 | 0 | 0 | 0 | 0 | 0
IGCC-CCS | 0 | 0 | 0 | 0 | 0 | 0
WT_off | 323.12 | 3029.14 | 13907.06 | 28584.19 | 29738.57 | 29295.82
PseudoUnit | 0 | 0 | 0 | 0 | 0 | 164.81
FixedInterchange | 0 | 0 | 0 | 0 | 0 | 0
Levelized Capital Costs by Reporting Type: EI_US
ReportingType | 2015 | 2020 | 2025 | 2030 | 2035 | 2040
BM | 324.96 | 4558.32 | 6557.66 | 8290.2 | 8900.52 | 9073.31
CC | 3019.07 | 3357.8 | 3357.8 | 3534.94 | 5637.23 | 5765.78
CSP | 0 | 0 | 0 | 0 | 0 | 0
CT | 534.48 | 872.44 | 1009.09 | 1498.85 | 2437.96 | 2461.56
Coal | 2318.08 | 2318.08 | 2318.08 | 2318.08 | 2318.08 | 5663.57
Geo | 0 | 0 | 0 | 0 | 0 | 0
H | 0 | 419.48 | 766.9 | 766.9 | 784.04 | 1070.81
LFG | 41.61 | 443.97 | 724.47 | 897.14 | 868.6 | 466.24
Nuc | 684.91 | 3259.17 | 3259.17 | 3259.17 | 3259.17 | 3259.17
PS | 0 | 0 | 0 | 0 | 0 | 0
PV | 38.53 | 1083.49 | 1558.16 | 1667.12 | 1681.96 | 698.81
PeakG | 0 | 0 | 0 | 0 | 0 | 0
PeakO | 0 | 0 | 0 | 0 | 0 | 0
ST | 0 | 0 | 0 | 0 | 0 | 0
STOG | 0 | 0 | 0 | 0 | 0 | 0
STWD | 0 | 0 | 0 | 0 | 0 | 0
WT | 5689.99 | 15585.87 | 25072.58 | 34935 | 31710.47 | 23196.63
IGCC | 215.26 | 215.26 | 215.26 | 215.26 | 215.26 | 215.26
DemandResponse | 0 | 0 | 0 | 0 | 0 | 0
IGCC-CCS | 0 | 0 | 0 | 0 | 0 | 0
WT_off | 323.12 | 3029.14 | 13907.06 | 28584.19 | 29738.57 | 29295.82
PseudoUnit | 0 | 0 | 0 | 0 | 0 | 164.81
FixedInterchange | 0 | 0 | 0 | 0 | 0 | 0
Levelized Capital Costs by Reporting Type: EI_Canada
ReportingType | 2015 | 2020 | 2025 | 2030 | 2035 | 2040
BM | 144.8 | 144.8 | 144.8 | 144.8 | 144.8 | 144.8
CC | 175.41 | 175.41 | 175.41 | 175.41 | 175.41 | 158.15
CSP | 0 | 0 | 0 | 0 | 0 | 0
CT | 44.74 | 44.74 | 44.74 | 44.74 | 52.48 | 172.8
Coal | 0 | 0 | 0 | 0 | 0 | 0
Geo | 0 | 0 | 0 | 0 | 0 | 0
H | 0 | 114.46 | 727.59 | 1538.45 | 1538.45 | 1637.29
LFG | 5.12 | 5.12 | 5.12 | 5.12 | 0.17 | 0.17
Nuc | 0 | 0 | 0 | 0 | 0 | 0
PS | 0 | 0 | 0 | 0 | 0 | 0
PV | 539.74 | 539.74 | 539.74 | 539.74 | 0 | 0
PeakG | 0 | 0 | 0 | 0 | 0 | 0
PeakO | 0 | 0 | 0 | 0 | 0 | 0
ST | 0 | 0 | 0 | 0 | 0 | 0
STOG | 0 | 0 | 0 | 0 | 0 | 0
STWD | 0 | 0 | 0 | 0 | 0 | 0
WT | 747.62 | 747.62 | 747.62 | 747.62 | 0 | 0
IGCC | 0 | 0 | 0 | 0 | 0 | 0
DemandResponse | 0 | 0 | 0 | 0 | 0 | 0
IGCC-CCS | 0 | 0 | 0 | 0 | 0 | 0
WT_off | 0 | 0 | 0 | 0 | 0 | 0
PseudoUnit | 0 | 0 | 0 | 0 | 0 | 0
FixedInterchange | 0 | 0 | 0 | 0 | 0 | 0
Levelized Capital Costs by Reporting Type: EI
ReportingType | 2015 | 2020 | 2025 | 2030 | 2035 | 2040
BM | 469.76 | 4703.12 | 6702.46 | 8435 | 9045.32 | 9218.11
CC | 3194.48 | 3533.21 | 3533.21 | 3710.36 | 5812.65 | 5923.93
CSP | 0 | 0 | 0 | 0 | 0 | 0
CT | 579.22 | 917.18 | 1053.82 | 1543.59 | 2490.45 | 2634.36
Coal | 2318.08 | 2318.08 | 2318.08 | 2318.08 | 2318.08 | 5663.57
Geo | 0 | 0 | 0 | 0 | 0 | 0
H | 0 | 533.95 | 1494.49 | 2305.35 | 2322.49 | 2708.1
LFG | 46.73 | 449.09 | 729.59 | 902.26 | 868.77 | 466.41
Nuc | 684.91 | 3259.17 | 3259.17 | 3259.17 | 3259.17 | 3259.17
PS | 0 | 0 | 0 | 0 | 0 | 0
PV | 578.28 | 1623.23 | 2097.9 | 2206.86 | 1681.96 | 698.81
PeakG | 0 | 0 | 0 | 0 | 0 | 0
PeakO | 0 | 0 | 0 | 0 | 0 | 0
ST | 0 | 0 | 0 | 0 | 0 | 0
STOG | 0 | 0 | 0 | 0 | 0 | 0
STWD | 0 | 0 | 0 | 0 | 0 | 0
WT | 6437.61 | 16333.49 | 25820.2 | 35682.62 | 31710.47 | 23196.63
IGCC | 215.26 | 215.26 | 215.26 | 215.26 | 215.26 | 215.26
DemandResponse | 0 | 0 | 0 | 0 | 0 | 0
IGCC-CCS | 0 | 0 | 0 | 0 | 0 | 0
WT_off | 323.12 | 3029.14 | 13907.06 | 28584.19 | 29738.57 | 29295.82
PseudoUnit | 0 | 0 | 0 | 0 | 0 | 164.81
FixedInterchange | 0 | 0 | 0 | 0 | 0 | 0
Levelized Capital Costs by Reporting Type: Outside_EI
ReportingType | 2015 | 2020 | 2025 | 2030 | 2035 | 2040
BM | 71.48 | 71.48 | 71.48 | 616.8 | 637.37 | 674.68
CC | 515.79 | 766.9 | 912.73 | 1820.23 | 3002.1 | 3119.82
CSP | 0 | 0 | 0 | 0 | 0 | 0
CT | 148.16 | 326.6 | 326.6 | 648.14 | 855.52 | 1042.59
Coal | 796.63 | 796.63 | 796.63 | 796.63 | 1140.8 | 3870.89
Geo | 62.91 | 973.52 | 2885.14 | 2872.82 | 2832.91 | 1922.29
H | 0 | 0 | 0 | 207 | 207 | 207
LFG | 10.38 | 168.89 | 513.95 | 531.51 | 521.44 | 362.93
Nuc | 0 | 0 | 0 | 0 | 0 | 0
PS | 0 | 0 | 0 | 0 | 0 | 0
PV | 61.04 | 61.04 | 61.04 | 61.04 | 0 | 0
PeakG | 0 | 0 | 0 | 0 | 0 | 0
PeakO | 0 | 0 | 0 | 0 | 0 | 0
ST | 419.92 | 785.61 | 911.41 | 880.32 | 548.47 | 182.78
STOG | 0 | 0 | 0 | 0 | 0 | 0
STWD | 0 | 0 | 0 | 0 | 0 | 0
WT | 927.64 | 3336.3 | 8176.25 | 10488.99 | 9772.76 | 7735.26
IGCC | 0 | 0 | 0 | 0 | 0 | 0
DemandResponse | 0 | 0 | 0 | 0 | 0 | 0
IGCC-CCS | 0 | 0 | 0 | 0 | 0 | 0
WT_off | 0 | 0 | 0 | 0 | 0 | 0
PseudoUnit | 0 | 0 | 0 | 0 | 0 | 0
FixedInterchange | 0 | 0 | 0 | 0 | 0 | 0
#13 | Levelized Retrofit Capital Costs ($million)
Levelized Retrofit Capital Costs by Reporting Type: Entergy
ReportingType | 2015 | 2020 | 2025 | 2030 | 2035 | 2040
BM | 0 | 0 | 0 | 0 | 0 | 0
CC | 0 | 0 | 0 | 0 | 0 | 0
CSP | 0 | 0 | 0 | 0 | 0 | 0
CT | 0 | 0 | 0 | 0 | 0 | 0
Coal | 0 | 353.26 | 353.26 | 0 | 0 | 0
Geo | 0 | 0 | 0 | 0 | 0 | 0
H | 0 | 0 | 0 | 0 | 0 | 0
LFG | 0 | 0 | 0 | 0 | 0 | 0
Nuc | 0 | 0 | 0 | 0 | 0 | 0
PS | 0 | 0 | 0 | 0 | 0 | 0
PV | 0 | 0 | 0 | 0 | 0 | 0
PeakG | 0 | 0 | 0 | 0 | 0 | 0
PeakO | 0 | 0 | 0 | 0 | 0 | 0
ST | 0 | 0 | 0 | 0 | 0 | 0
STOG | 0 | 0 | 0 | 0 | 0 | 0
STWD | 0 | 0 | 0 | 0 | 0 | 0
WT | 0 | 0 | 0 | 0 | 0 | 0
IGCC | 0 | 0 | 0 | 0 | 0 | 0
DemandResponse | 0 | 0 | 0 | 0 | 0 | 0
IGCC-CCS | 0 | 0 | 0 | 0 | 0 | 0
WT_off | 0 | 0 | 0 | 0 | 0 | 0
PseudoUnit | 0 | 0 | 0 | 0 | 0 | 0
FixedInterchange | 0 | 0 | 0 | 0 | 0 | 0
Levelized Retrofit Capital Costs by Reporting Type: FRCC
ReportingType | 2015 | 2020 | 2025 | 2030 | 2035 | 2040
BM | 0 | 0 | 0 | 0 | 0 | 0
CC | 0 | 0 | 0 | 0 | 0 | 0
CSP | 0 | 0 | 0 | 0 | 0 | 0
CT | 0 | 0 | 0 | 0 | 0 | 0
Coal | 73.1 | 90.37 | 90.37 | 0 | 0 | 0
Geo | 0 | 0 | 0 | 0 | 0 | 0
H | 0 | 0 | 0 | 0 | 0 | 0
LFG | 0 | 0 | 0 | 0 | 0 | 0
Nuc | 0 | 0 | 0 | 0 | 0 | 0
PS | 0 | 0 | 0 | 0 | 0 | 0
PV | 0 | 0 | 0 | 0 | 0 | 0
PeakG | 0 | 0 | 0 | 0 | 0 | 0
PeakO | 0 | 0 | 0 | 0 | 0 | 0
ST | 0 | 0 | 0 | 0 | 0 | 0
STOG | 0 | 0 | 0 | 0 | 0 | 0
STWD | 0 | 0 | 0 | 0 | 0 | 0
WT | 0 | 0 | 0 | 0 | 0 | 0
IGCC | 0 | 0 | 0 | 0 | 0 | 0
DemandResponse | 0 | 0 | 0 | 0 | 0 | 0
IGCC-CCS | 0 | 0 | 0 | 0 | 0 | 0
WT_off | 0 | 0 | 0 | 0 | 0 | 0
PseudoUnit | 0 | 0 | 0 | 0 | 0 | 0
FixedInterchange | 0 | 0 | 0 | 0 | 0 | 0
Levelized Retrofit Capital Costs by Reporting Type: MAPP_US
ReportingType | 2015 | 2020 | 2025 | 2030 | 2035 | 2040
BM | 0 | 0 | 0 | 0 | 0 | 0
CC | 0 | 0 | 0 | 0 | 0 | 0
CSP | 0 | 0 | 0 | 0 | 0 | 0
CT | 0 | 0 | 0 | 0 | 0 | 0
Coal | 22.36 | 41.43 | 19.07 | 0 | 0 | 0
Geo | 0 | 0 | 0 | 0 | 0 | 0
H | 0 | 0 | 0 | 0 | 0 | 0
LFG | 0 | 0 | 0 | 0 | 0 | 0
Nuc | 0 | 0 | 0 | 0 | 0 | 0
PS | 0 | 0 | 0 | 0 | 0 | 0
PV | 0 | 0 | 0 | 0 | 0 | 0
PeakG | 0 | 0 | 0 | 0 | 0 | 0
PeakO | 0 | 0 | 0 | 0 | 0 | 0
ST | 0 | 0 | 0 | 0 | 0 | 0
STOG | 0 | 0 | 0 | 0 | 0 | 0
STWD | 0 | 0 | 0 | 0 | 0 | 0
WT | 0 | 0 | 0 | 0 | 0 | 0
IGCC | 0 | 0 | 0 | 0 | 0 | 0
DemandResponse | 0 | 0 | 0 | 0 | 0 | 0
IGCC-CCS | 0 | 0 | 0 | 0 | 0 | 0
WT_off | 0 | 0 | 0 | 0 | 0 | 0
PseudoUnit | 0 | 0 | 0 | 0 | 0 | 0
FixedInterchange | 0 | 0 | 0 | 0 | 0 | 0
Levelized Retrofit Capital Costs by Reporting Type: MISO_IN
ReportingType | 2015 | 2020 | 2025 | 2030 | 2035 | 2040
BM | 0 | 0 | 0 | 0 | 0 | 0
CC | 0 | 0 | 0 | 0 | 0 | 0
CSP | 0 | 0 | 0 | 0 | 0 | 0
CT | 0 | 0 | 0 | 0 | 0 | 0
Coal | 0 | 223.79 | 223.79 | 0 | 0 | 0
Geo | 0 | 0 | 0 | 0 | 0 | 0
H | 0 | 0 | 0 | 0 | 0 | 0
LFG | 0 | 0 | 0 | 0 | 0 | 0
Nuc | 0 | 0 | 0 | 0 | 0 | 0
PS | 0 | 0 | 0 | 0 | 0 | 0
PV | 0 | 0 | 0 | 0 | 0 | 0
PeakG | 0 | 0 | 0 | 0 | 0 | 0
PeakO | 0 | 0 | 0 | 0 | 0 | 0
ST | 0 | 0 | 0 | 0 | 0 | 0
STOG | 0 | 0 | 0 | 0 | 0 | 0
STWD | 0 | 0 | 0 | 0 | 0 | 0
WT | 0 | 0 | 0 | 0 | 0 | 0
IGCC | 0 | 0 | 0 | 0 | 0 | 0
DemandResponse | 0 | 0 | 0 | 0 | 0 | 0
IGCC-CCS | 0 | 0 | 0 | 0 | 0 | 0
WT_off | 0 | 0 | 0 | 0 | 0 | 0
PseudoUnit | 0 | 0 | 0 | 0 | 0 | 0
FixedInterchange | 0 | 0 | 0 | 0 | 0 | 0
Levelized Retrofit Capital Costs by Reporting Type: MISO_MI
ReportingType | 2015 | 2020 | 2025 | 2030 | 2035 | 2040
BM | 0 | 0 | 0 | 0 | 0 | 0
CC | 0 | 0 | 0 | 0 | 0 | 0
CSP | 0 | 0 | 0 | 0 | 0 | 0
CT | 0 | 0 | 0 | 0 | 0 | 0
Coal | 15.14 | 363.91 | 348.77 | 0 | 0 | 0
Geo | 0 | 0 | 0 | 0 | 0 | 0
H | 0 | 0 | 0 | 0 | 0 | 0
LFG | 0 | 0 | 0 | 0 | 0 | 0
Nuc | 0 | 0 | 0 | 0 | 0 | 0
PS | 0 | 0 | 0 | 0 | 0 | 0
PV | 0 | 0 | 0 | 0 | 0 | 0
PeakG | 0 | 0 | 0 | 0 | 0 | 0
PeakO | 0 | 0 | 0 | 0 | 0 | 0
ST | 0 | 0 | 0 | 0 | 0 | 0
STOG | 0 | 0 | 0 | 0 | 0 | 0
STWD | 0 | 0 | 0 | 0 | 0 | 0
WT | 0 | 0 | 0 | 0 | 0 | 0
IGCC | 0 | 0 | 0 | 0 | 0 | 0
DemandResponse | 0 | 0 | 0 | 0 | 0 | 0
IGCC-CCS | 0 | 0 | 0 | 0 | 0 | 0
WT_off | 0 | 0 | 0 | 0 | 0 | 0
PseudoUnit | 0 | 0 | 0 | 0 | 0 | 0
FixedInterchange | 0 | 0 | 0 | 0 | 0 | 0
Levelized Retrofit Capital Costs by Reporting Type: MISO_MO-IL
ReportingType | 2015 | 2020 | 2025 | 2030 | 2035 | 2040
BM | 0 | 0 | 0 | 0 | 0 | 0
CC | 0 | 0 | 0 | 0 | 0 | 0
CSP | 0 | 0 | 0 | 0 | 0 | 0
CT | 0 | 0 | 0 | 0 | 0 | 0
Coal | 9.29 | 368.63 | 368.63 | 0 | 0 | 0
Geo | 0 | 0 | 0 | 0 | 0 | 0
H | 0 | 0 | 0 | 0 | 0 | 0
LFG | 0 | 0 | 0 | 0 | 0 | 0
Nuc | 0 | 0 | 0 | 0 | 0 | 0
PS | 0 | 0 | 0 | 0 | 0 | 0
PV | 0 | 0 | 0 | 0 | 0 | 0
PeakG | 0 | 0 | 0 | 0 | 0 | 0
PeakO | 0 | 0 | 0 | 0 | 0 | 0
ST | 0 | 0 | 0 | 0 | 0 | 0
STOG | 0 | 0 | 0 | 0 | 0 | 0
STWD | 0 | 0 | 0 | 0 | 0 | 0
WT | 0 | 0 | 0 | 0 | 0 | 0
IGCC | 0 | 0 | 0 | 0 | 0 | 0
DemandResponse | 0 | 0 | 0 | 0 | 0 | 0
IGCC-CCS | 0 | 0 | 0 | 0 | 0 | 0
WT_off | 0 | 0 | 0 | 0 | 0 | 0
PseudoUnit | 0 | 0 | 0 | 0 | 0 | 0
FixedInterchange | 0 | 0 | 0 | 0 | 0 | 0
Levelized Retrofit Capital Costs by Reporting Type: MISO_W
ReportingType | 2015 | 2020 | 2025 | 2030 | 2035 | 2040
BM | 0 | 0 | 0 | 0 | 0 | 0
CC | 0 | 0 | 0 | 0 | 0 | 0
CSP | 0 | 0 | 0 | 0 | 0 | 0
CT | 0 | 0 | 0 | 0 | 0 | 0
Coal | 26.68 | 279.54 | 279.54 | 0 | 0 | 0
Geo | 0 | 0 | 0 | 0 | 0 | 0
H | 0 | 0 | 0 | 0 | 0 | 0
LFG | 0 | 0 | 0 | 0 | 0 | 0
Nuc | 0 | 0 | 0 | 0 | 0 | 0
PS | 0 | 0 | 0 | 0 | 0 | 0
PV | 0 | 0 | 0 | 0 | 0 | 0
PeakG | 0 | 0 | 0 | 0 | 0 | 0
PeakO | 0 | 0 | 0 | 0 | 0 | 0
ST | 0 | 0 | 0 | 0 | 0 | 0
STOG | 0 | 0 | 0 | 0 | 0 | 0
STWD | 0 | 0 | 0 | 0 | 0 | 0
WT | 0 | 0 | 0 | 0 | 0 | 0
IGCC | 0 | 0 | 0 | 0 | 0 | 0
DemandResponse | 0 | 0 | 0 | 0 | 0 | 0
IGCC-CCS | 0 | 0 | 0 | 0 | 0 | 0
WT_off | 0 | 0 | 0 | 0 | 0 | 0
PseudoUnit | 0 | 0 | 0 | 0 | 0 | 0
FixedInterchange | 0 | 0 | 0 | 0 | 0 | 0
Levelized Retrofit Capital Costs by Reporting Type: MISO_WUMS
ReportingType | 2015 | 2020 | 2025 | 2030 | 2035 | 2040
BM | 0 | 0 | 0 | 0 | 0 | 0
CC | 0 | 0 | 0 | 0 | 0 | 0
CSP | 0 | 0 | 0 | 0 | 0 | 0
CT | 0 | 0 | 0 | 0 | 0 | 0
Coal | 197.26 | 213.88 | 40.61 | 0 | 0 | 0
Geo | 0 | 0 | 0 | 0 | 0 | 0
H | 0 | 0 | 0 | 0 | 0 | 0
LFG | 0 | 0 | 0 | 0 | 0 | 0
Nuc | 0 | 0 | 0 | 0 | 0 | 0
PS | 0 | 0 | 0 | 0 | 0 | 0
PV | 0 | 0 | 0 | 0 | 0 | 0
PeakG | 0 | 0 | 0 | 0 | 0 | 0
PeakO | 0 | 0 | 0 | 0 | 0 | 0
ST | 0 | 0 | 0 | 0 | 0 | 0
STOG | 0 | 0 | 0 | 0 | 0 | 0
STWD | 0 | 0 | 0 | 0 | 0 | 0
WT | 0 | 0 | 0 | 0 | 0 | 0
IGCC | 0 | 0 | 0 | 0 | 0 | 0
DemandResponse | 0 | 0 | 0 | 0 | 0 | 0
IGCC-CCS | 0 | 0 | 0 | 0 | 0 | 0
WT_off | 0 | 0 | 0 | 0 | 0 | 0
PseudoUnit | 0 | 0 | 0 | 0 | 0 | 0
FixedInterchange | 0 | 0 | 0 | 0 | 0 | 0
Levelized Retrofit Capital Costs by Reporting Type: Nebraska
ReportingType | 2015 | 2020 | 2025 | 2030 | 2035 | 2040
BM | 0 | 0 | 0 | 0 | 0 | 0
CC | 0 | 0 | 0 | 0 | 0 | 0
CSP | 0 | 0 | 0 | 0 | 0 | 0
CT | 0 | 0 | 0 | 0 | 0 | 0
Coal | 0 | 187.72 | 187.72 | 0 | 0 | 0
Geo | 0 | 0 | 0 | 0 | 0 | 0
H | 0 | 0 | 0 | 0 | 0 | 0
LFG | 0 | 0 | 0 | 0 | 0 | 0
Nuc | 0 | 0 | 0 | 0 | 0 | 0
PS | 0 | 0 | 0 | 0 | 0 | 0
PV | 0 | 0 | 0 | 0 | 0 | 0
PeakG | 0 | 0 | 0 | 0 | 0 | 0
PeakO | 0 | 0 | 0 | 0 | 0 | 0
ST | 0 | 0 | 0 | 0 | 0 | 0
STOG | 0 | 0 | 0 | 0 | 0 | 0
STWD | 0 | 0 | 0 | 0 | 0 | 0
WT | 0 | 0 | 0 | 0 | 0 | 0
IGCC | 0 | 0 | 0 | 0 | 0 | 0
DemandResponse | 0 | 0 | 0 | 0 | 0 | 0
IGCC-CCS | 0 | 0 | 0 | 0 | 0 | 0
WT_off | 0 | 0 | 0 | 0 | 0 | 0
PseudoUnit | 0 | 0 | 0 | 0 | 0 | 0
FixedInterchange | 0 | 0 | 0 | 0 | 0 | 0
Levelized Retrofit Capital Costs by Reporting Type: NEISO
ReportingType | 2015 | 2020 | 2025 | 2030 | 2035 | 2040
BM | 0 | 0 | 0 | 0 | 0 | 0
CC | 0 | 0 | 0 | 0 | 0 | 0
CSP | 0 | 0 | 0 | 0 | 0 | 0
CT | 0 | 0 | 0 | 0 | 0 | 0
Coal | 29.15 | 29.15 | 0 | 0 | 0 | 0
Geo | 0 | 0 | 0 | 0 | 0 | 0
H | 0 | 0 | 0 | 0 | 0 | 0
LFG | 0 | 0 | 0 | 0 | 0 | 0
Nuc | 0 | 0 | 0 | 0 | 0 | 0
PS | 0 | 0 | 0 | 0 | 0 | 0
PV | 0 | 0 | 0 | 0 | 0 | 0
PeakG | 0 | 0 | 0 | 0 | 0 | 0
PeakO | 0 | 0 | 0 | 0 | 0 | 0
ST | 0 | 0 | 0 | 0 | 0 | 0
STOG | 0 | 0 | 0 | 0 | 0 | 0
STWD | 0 | 0 | 0 | 0 | 0 | 0
WT | 0 | 0 | 0 | 0 | 0 | 0
IGCC | 0 | 0 | 0 | 0 | 0 | 0
DemandResponse | 0 | 0 | 0 | 0 | 0 | 0
IGCC-CCS | 0 | 0 | 0 | 0 | 0 | 0
WT_off | 0 | 0 | 0 | 0 | 0 | 0
PseudoUnit | 0 | 0 | 0 | 0 | 0 | 0
FixedInterchange | 0 | 0 | 0 | 0 | 0 | 0
Levelized Retrofit Capital Costs by Reporting Type: NonRTO_Midwest
ReportingType | 2015 | 2020 | 2025 | 2030 | 2035 | 2040
BM | 0 | 0 | 0 | 0 | 0 | 0
CC | 0 | 0 | 0 | 0 | 0 | 0
CSP | 0 | 0 | 0 | 0 | 0 | 0
CT | 0 | 0 | 0 | 0 | 0 | 0
Coal | 165.72 | 256.42 | 118.4 | 0 | 0 | 0
Geo | 0 | 0 | 0 | 0 | 0 | 0
H | 0 | 0 | 0 | 0 | 0 | 0
LFG | 0 | 0 | 0 | 0 | 0 | 0
Nuc | 0 | 0 | 0 | 0 | 0 | 0
PS | 0 | 0 | 0 | 0 | 0 | 0
PV | 0 | 0 | 0 | 0 | 0 | 0
PeakG | 0 | 0 | 0 | 0 | 0 | 0
PeakO | 0 | 0 | 0 | 0 | 0 | 0
ST | 0 | 0 | 0 | 0 | 0 | 0
STOG | 0 | 0 | 0 | 0 | 0 | 0
STWD | 0 | 0 | 0 | 0 | 0 | 0
WT | 0 | 0 | 0 | 0 | 0 | 0
IGCC | 0 | 0 | 0 | 0 | 0 | 0
DemandResponse | 0 | 0 | 0 | 0 | 0 | 0
IGCC-CCS | 0 | 0 | 0 | 0 | 0 | 0
WT_off | 0 | 0 | 0 | 0 | 0 | 0
PseudoUnit | 0 | 0 | 0 | 0 | 0 | 0
FixedInterchange | 0 | 0 | 0 | 0 | 0 | 0
Levelized Retrofit Capital Costs by Reporting Type: NYISO_A-F
ReportingType | 2015 | 2020 | 2025 | 2030 | 2035 | 2040
BM | 0 | 0 | 0 | 0 | 0 | 0
CC | 0 | 0 | 0 | 0 | 0 | 0
CSP | 0 | 0 | 0 | 0 | 0 | 0
CT | 0 | 0 | 0 | 0 | 0 | 0
Coal | 0 | 0 | 0 | 0 | 0 | 0
Geo | 0 | 0 | 0 | 0 | 0 | 0
H | 0 | 0 | 0 | 0 | 0 | 0
LFG | 0 | 0 | 0 | 0 | 0 | 0
Nuc | 0 | 0 | 0 | 0 | 0 | 0
PS | 0 | 0 | 0 | 0 | 0 | 0
PV | 0 | 0 | 0 | 0 | 0 | 0
PeakG | 0 | 0 | 0 | 0 | 0 | 0
PeakO | 0 | 0 | 0 | 0 | 0 | 0
ST | 0 | 0 | 0 | 0 | 0 | 0
STOG | 0 | 0 | 0 | 0 | 0 | 0
STWD | 0 | 0 | 0 | 0 | 0 | 0
WT | 0 | 0 | 0 | 0 | 0 | 0
IGCC | 0 | 0 | 0 | 0 | 0 | 0
DemandResponse | 0 | 0 | 0 | 0 | 0 | 0
IGCC-CCS | 0 | 0 | 0 | 0 | 0 | 0
WT_off | 0 | 0 | 0 | 0 | 0 | 0
PseudoUnit | 0 | 0 | 0 | 0 | 0 | 0
FixedInterchange | 0 | 0 | 0 | 0 | 0 | 0
Levelized Retrofit Capital Costs by Reporting Type: NYISO_G-I
ReportingType | 2015 | 2020 | 2025 | 2030 | 2035 | 2040
BM | 0 | 0 | 0 | 0 | 0 | 0
CC | 0 | 0 | 0 | 0 | 0 | 0
CSP | 0 | 0 | 0 | 0 | 0 | 0
CT | 0 | 0 | 0 | 0 | 0 | 0
Coal | 0 | 0 | 0 | 0 | 0 | 0
Geo | 0 | 0 | 0 | 0 | 0 | 0
H | 0 | 0 | 0 | 0 | 0 | 0
LFG | 0 | 0 | 0 | 0 | 0 | 0
Nuc | 0 | 0 | 0 | 0 | 0 | 0
PS | 0 | 0 | 0 | 0 | 0 | 0
PV | 0 | 0 | 0 | 0 | 0 | 0
PeakG | 0 | 0 | 0 | 0 | 0 | 0
PeakO | 0 | 0 | 0 | 0 | 0 | 0
ST | 0 | 0 | 0 | 0 | 0 | 0
STOG | 0 | 0 | 0 | 0 | 0 | 0
STWD | 0 | 0 | 0 | 0 | 0 | 0
WT | 0 | 0 | 0 | 0 | 0 | 0
IGCC | 0 | 0 | 0 | 0 | 0 | 0
DemandResponse | 0 | 0 | 0 | 0 | 0 | 0
IGCC-CCS | 0 | 0 | 0 | 0 | 0 | 0
WT_off | 0 | 0 | 0 | 0 | 0 | 0
PseudoUnit | 0 | 0 | 0 | 0 | 0 | 0
FixedInterchange | 0 | 0 | 0 | 0 | 0 | 0
Levelized Retrofit Capital Costs by Reporting Type: NYISO_J-K
ReportingType | 2015 | 2020 | 2025 | 2030 | 2035 | 2040
BM | 0 | 0 | 0 | 0 | 0 | 0
CC | 0 | 0 | 0 | 0 | 0 | 0
CSP | 0 | 0 | 0 | 0 | 0 | 0
CT | 0 | 0 | 0 | 0 | 0 | 0
Coal | 0 | 0 | 0 | 0 | 0 | 0
Geo | 0 | 0 | 0 | 0 | 0 | 0
H | 0 | 0 | 0 | 0 | 0 | 0
LFG | 0 | 0 | 0 | 0 | 0 | 0
Nuc | 0 | 0 | 0 | 0 | 0 | 0
PS | 0 | 0 | 0 | 0 | 0 | 0
PV | 0 | 0 | 0 | 0 | 0 | 0
PeakG | 0 | 0 | 0 | 0 | 0 | 0
PeakO | 0 | 0 | 0 | 0 | 0 | 0
ST | 0 | 0 | 0 | 0 | 0 | 0
STOG | 0 | 0 | 0 | 0 | 0 | 0
STWD | 0 | 0 | 0 | 0 | 0 | 0
WT | 0 | 0 | 0 | 0 | 0 | 0
IGCC | 0 | 0 | 0 | 0 | 0 | 0
DemandResponse | 0 | 0 | 0 | 0 | 0 | 0
IGCC-CCS | 0 | 0 | 0 | 0 | 0 | 0
WT_off | 0 | 0 | 0 | 0 | 0 | 0
PseudoUnit | 0 | 0 | 0 | 0 | 0 | 0
FixedInterchange | 0 | 0 | 0 | 0 | 0 | 0
Levelized Retrofit Capital Costs by Reporting Type: PJM_E
ReportingType | 2015 | 2020 | 2025 | 2030 | 2035 | 2040
BM | 0 | 0 | 0 | 0 | 0 | 0
CC | 0 | 0 | 0 | 0 | 0 | 0
CSP | 0 | 0 | 0 | 0 | 0 | 0
CT | 0 | 0 | 0 | 0 | 0 | 0
Coal | 22.45 | 22.45 | 0 | 0 | 0 | 0
Geo | 0 | 0 | 0 | 0 | 0 | 0
H | 0 | 0 | 0 | 0 | 0 | 0
LFG | 0 | 0 | 0 | 0 | 0 | 0
Nuc | 0 | 0 | 0 | 0 | 0 | 0
PS | 0 | 0 | 0 | 0 | 0 | 0
PV | 0 | 0 | 0 | 0 | 0 | 0
PeakG | 0 | 0 | 0 | 0 | 0 | 0
PeakO | 0 | 0 | 0 | 0 | 0 | 0
ST | 0 | 0 | 0 | 0 | 0 | 0
STOG | 0 | 0 | 0 | 0 | 0 | 0
STWD | 0 | 0 | 0 | 0 | 0 | 0
WT | 0 | 0 | 0 | 0 | 0 | 0
IGCC | 0 | 0 | 0 | 0 | 0 | 0
DemandResponse | 0 | 0 | 0 | 0 | 0 | 0
IGCC-CCS | 0 | 0 | 0 | 0 | 0 | 0
WT_off | 0 | 0 | 0 | 0 | 0 | 0
PseudoUnit | 0 | 0 | 0 | 0 | 0 | 0
FixedInterchange | 0 | 0 | 0 | 0 | 0 | 0
Levelized Retrofit Capital Costs by Reporting Type: PJM_ROM
ReportingType | 2015 | 2020 | 2025 | 2030 | 2035 | 2040
BM | 0 | 0 | 0 | 0 | 0 | 0
CC | 0 | 0 | 0 | 0 | 0 | 0
CSP | 0 | 0 | 0 | 0 | 0 | 0
CT | 0 | 0 | 0 | 0 | 0 | 0
Coal | 14.63 | 43.29 | 43.29 | 0 | 0 | 0
Geo | 0 | 0 | 0 | 0 | 0 | 0
H | 0 | 0 | 0 | 0 | 0 | 0
LFG | 0 | 0 | 0 | 0 | 0 | 0
Nuc | 0 | 0 | 0 | 0 | 0 | 0
PS | 0 | 0 | 0 | 0 | 0 | 0
PV | 0 | 0 | 0 | 0 | 0 | 0
PeakG | 0 | 0 | 0 | 0 | 0 | 0
PeakO | 0 | 0 | 0 | 0 | 0 | 0
ST | 0 | 0 | 0 | 0 | 0 | 0
STOG | 0 | 0 | 0 | 0 | 0 | 0
STWD | 0 | 0 | 0 | 0 | 0 | 0
WT | 0 | 0 | 0 | 0 | 0 | 0
IGCC | 0 | 0 | 0 | 0 | 0 | 0
DemandResponse | 0 | 0 | 0 | 0 | 0 | 0
IGCC-CCS | 0 | 0 | 0 | 0 | 0 | 0
WT_off | 0 | 0 | 0 | 0 | 0 | 0
PseudoUnit | 0 | 0 | 0 | 0 | 0 | 0
FixedInterchange | 0 | 0 | 0 | 0 | 0 | 0
Levelized Retrofit Capital Costs by Reporting Type: PJM_ROR
ReportingType | 2015 | 2020 | 2025 | 2030 | 2035 | 2040
BM | 0 | 0 | 0 | 0 | 0 | 0
CC | 0 | 0 | 0 | 0 | 0 | 0
CSP | 0 | 0 | 0 | 0 | 0 | 0
CT | 0 | 0 | 0 | 0 | 0 | 0
Coal | 46.99 | 707.11 | 707.11 | 0 | 0 | 0
Geo | 0 | 0 | 0 | 0 | 0 | 0
H | 0 | 0 | 0 | 0 | 0 | 0
LFG | 0 | 0 | 0 | 0 | 0 | 0
Nuc | 0 | 0 | 0 | 0 | 0 | 0
PS | 0 | 0 | 0 | 0 | 0 | 0
PV | 0 | 0 | 0 | 0 | 0 | 0
PeakG | 0 | 0 | 0 | 0 | 0 | 0
PeakO | 0 | 0 | 0 | 0 | 0 | 0
ST | 0 | 0 | 0 | 0 | 0 | 0
STOG | 0 | 0 | 0 | 0 | 0 | 0
STWD | 0 | 0 | 0 | 0 | 0 | 0
WT | 0 | 0 | 0 | 0 | 0 | 0
IGCC | 0 | 0 | 0 | 0 | 0 | 0
DemandResponse | 0 | 0 | 0 | 0 | 0 | 0
IGCC-CCS | 0 | 0 | 0 | 0 | 0 | 0
WT_off | 0 | 0 | 0 | 0 | 0 | 0
PseudoUnit | 0 | 0 | 0 | 0 | 0 | 0
FixedInterchange | 0 | 0 | 0 | 0 | 0 | 0
Levelized Retrofit Capital Costs by Reporting Type: SOCO
ReportingType | 2015 | 2020 | 2025 | 2030 | 2035 | 2040
BM | 0 | 0 | 0 | 0 | 0 | 0
CC | 0 | 0 | 0 | 0 | 0 | 0
CSP | 0 | 0 | 0 | 0 | 0 | 0
CT | 0 | 0 | 0 | 0 | 0 | 0
Coal | 400.34 | 538.8 | 138.46 | 0 | 0 | 0
Geo | 0 | 0 | 0 | 0 | 0 | 0
H | 0 | 0 | 0 | 0 | 0 | 0
LFG | 0 | 0 | 0 | 0 | 0 | 0
Nuc | 0 | 0 | 0 | 0 | 0 | 0
PS | 0 | 0 | 0 | 0 | 0 | 0
PV | 0 | 0 | 0 | 0 | 0 | 0
PeakG | 0 | 0 | 0 | 0 | 0 | 0
PeakO | 0 | 0 | 0 | 0 | 0 | 0
ST | 0 | 0 | 0 | 0 | 0 | 0
STOG | 0 | 0 | 0 | 0 | 0 | 0
STWD | 0 | 0 | 0 | 0 | 0 | 0
WT | 0 | 0 | 0 | 0 | 0 | 0
IGCC | 0 | 0 | 0 | 0 | 0 | 0
DemandResponse | 0 | 0 | 0 | 0 | 0 | 0
IGCC-CCS | 0 | 0 | 0 | 0 | 0 | 0
WT_off | 0 | 0 | 0 | 0 | 0 | 0
PseudoUnit | 0 | 0 | 0 | 0 | 0 | 0
FixedInterchange | 0 | 0 | 0 | 0 | 0 | 0
Levelized Retrofit Capital Costs by Reporting Type: SPP_N
ReportingType | 2015 | 2020 | 2025 | 2030 | 2035 | 2040
BM | 0 | 0 | 0 | 0 | 0 | 0
CC | 0 | 0 | 0 | 0 | 0 | 0
CSP | 0 | 0 | 0 | 0 | 0 | 0
CT | 0 | 0 | 0 | 0 | 0 | 0
Coal | 0 | 129.92 | 129.92 | 0 | 0 | 0
Geo | 0 | 0 | 0 | 0 | 0 | 0
H | 0 | 0 | 0 | 0 | 0 | 0
LFG | 0 | 0 | 0 | 0 | 0 | 0
Nuc | 0 | 0 | 0 | 0 | 0 | 0
PS | 0 | 0 | 0 | 0 | 0 | 0
PV | 0 | 0 | 0 | 0 | 0 | 0
PeakG | 0 | 0 | 0 | 0 | 0 | 0
PeakO | 0 | 0 | 0 | 0 | 0 | 0
ST | 0 | 0 | 0 | 0 | 0 | 0
STOG | 0 | 0 | 0 | 0 | 0 | 0
STWD | 0 | 0 | 0 | 0 | 0 | 0
WT | 0 | 0 | 0 | 0 | 0 | 0
IGCC | 0 | 0 | 0 | 0 | 0 | 0
DemandResponse | 0 | 0 | 0 | 0 | 0 | 0
IGCC-CCS | 0 | 0 | 0 | 0 | 0 | 0
WT_off | 0 | 0 | 0 | 0 | 0 | 0
PseudoUnit | 0 | 0 | 0 | 0 | 0 | 0
FixedInterchange | 0 | 0 | 0 | 0 | 0 | 0
Levelized Retrofit Capital Costs by Reporting Type: SPP_S
ReportingType | 2015 | 2020 | 2025 | 2030 | 2035 | 2040
BM | 0 | 0 | 0 | 0 | 0 | 0
CC | 0 | 0 | 0 | 0 | 0 | 0
CSP | 0 | 0 | 0 | 0 | 0 | 0
CT | 0 | 0 | 0 | 0 | 0 | 0
Coal | 0 | 213.52 | 213.52 | 0 | 0 | 0
Geo | 0 | 0 | 0 | 0 | 0 | 0
H | 0 | 0 | 0 | 0 | 0 | 0
LFG | 0 | 0 | 0 | 0 | 0 | 0
Nuc | 0 | 0 | 0 | 0 | 0 | 0
PS | 0 | 0 | 0 | 0 | 0 | 0
PV | 0 | 0 | 0 | 0 | 0 | 0
PeakG | 0 | 0 | 0 | 0 | 0 | 0
PeakO | 0 | 0 | 0 | 0 | 0 | 0
ST | 0 | 0 | 0 | 0 | 0 | 0
STOG | 0 | 0 | 0 | 0 | 0 | 0
STWD | 0 | 0 | 0 | 0 | 0 | 0
WT | 0 | 0 | 0 | 0 | 0 | 0
IGCC | 0 | 0 | 0 | 0 | 0 | 0
DemandResponse | 0 | 0 | 0 | 0 | 0 | 0
IGCC-CCS | 0 | 0 | 0 | 0 | 0 | 0
WT_off | 0 | 0 | 0 | 0 | 0 | 0
PseudoUnit | 0 | 0 | 0 | 0 | 0 | 0
FixedInterchange | 0 | 0 | 0 | 0 | 0 | 0
Levelized Retrofit Capital Costs by Reporting Type: TVA
ReportingType | 2015 | 2020 | 2025 | 2030 | 2035 | 2040
BM | 0 | 0 | 0 | 0 | 0 | 0
CC | 0 | 0 | 0 | 0 | 0 | 0
CSP | 0 | 0 | 0 | 0 | 0 | 0
CT | 0 | 0 | 0 | 0 | 0 | 0
Coal | 0 | 217.64 | 217.64 | 0 | 0 | 0
Geo | 0 | 0 | 0 | 0 | 0 | 0
H | 0 | 0 | 0 | 0 | 0 | 0
LFG | 0 | 0 | 0 | 0 | 0 | 0
Nuc | 0 | 0 | 0 | 0 | 0 | 0
PS | 0 | 0 | 0 | 0 | 0 | 0
PV | 0 | 0 | 0 | 0 | 0 | 0
PeakG | 0 | 0 | 0 | 0 | 0 | 0
PeakO | 0 | 0 | 0 | 0 | 0 | 0
ST | 0 | 0 | 0 | 0 | 0 | 0
STOG | 0 | 0 | 0 | 0 | 0 | 0
STWD | 0 | 0 | 0 | 0 | 0 | 0
WT | 0 | 0 | 0 | 0 | 0 | 0
IGCC | 0 | 0 | 0 | 0 | 0 | 0
DemandResponse | 0 | 0 | 0 | 0 | 0 | 0
IGCC-CCS | 0 | 0 | 0 | 0 | 0 | 0
WT_off | 0 | 0 | 0 | 0 | 0 | 0
PseudoUnit | 0 | 0 | 0 | 0 | 0 | 0
FixedInterchange | 0 | 0 | 0 | 0 | 0 | 0
Levelized Retrofit Capital Costs by Reporting Type: TVA_Transmission
ReportingType | 2015 | 2020 | 2025 | 2030 | 2035 | 2040
BM | 0 | 0 | 0 | 0 | 0 | 0
CC | 0 | 0 | 0 | 0 | 0 | 0
CSP | 0 | 0 | 0 | 0 | 0 | 0
CT | 0 | 0 | 0 | 0 | 0 | 0
Coal | 0 | 0 | 0 | 0 | 0 | 0
Geo | 0 | 0 | 0 | 0 | 0 | 0
H | 0 | 0 | 0 | 0 | 0 | 0
LFG | 0 | 0 | 0 | 0 | 0 | 0
Nuc | 0 | 0 | 0 | 0 | 0 | 0
PS | 0 | 0 | 0 | 0 | 0 | 0
PV | 0 | 0 | 0 | 0 | 0 | 0
PeakG | 0 | 0 | 0 | 0 | 0 | 0
PeakO | 0 | 0 | 0 | 0 | 0 | 0
ST | 0 | 0 | 0 | 0 | 0 | 0
STOG | 0 | 0 | 0 | 0 | 0 | 0
STWD | 0 | 0 | 0 | 0 | 0 | 0
WT | 0 | 0 | 0 | 0 | 0 | 0
IGCC | 0 | 0 | 0 | 0 | 0 | 0
DemandResponse | 0 | 0 | 0 | 0 | 0 | 0
IGCC-CCS | 0 | 0 | 0 | 0 | 0 | 0
WT_off | 0 | 0 | 0 | 0 | 0 | 0
PseudoUnit | 0 | 0 | 0 | 0 | 0 | 0
FixedInterchange | 0 | 0 | 0 | 0 | 0 | 0
Levelized Retrofit Capital Costs by Reporting Type: VACAR
ReportingType | 2015 | 2020 | 2025 | 2030 | 2035 | 2040
BM | 0 | 0 | 0 | 0 | 0 | 0
CC | 0 | 0 | 0 | 0 | 0 | 0
CSP | 0 | 0 | 0 | 0 | 0 | 0
CT | 0 | 0 | 0 | 0 | 0 | 0
Coal | 0 | 104.69 | 104.69 | 0 | 0 | 0
Geo | 0 | 0 | 0 | 0 | 0 | 0
H | 0 | 0 | 0 | 0 | 0 | 0
LFG | 0 | 0 | 0 | 0 | 0 | 0
Nuc | 0 | 0 | 0 | 0 | 0 | 0
PS | 0 | 0 | 0 | 0 | 0 | 0
PV | 0 | 0 | 0 | 0 | 0 | 0
PeakG | 0 | 0 | 0 | 0 | 0 | 0
PeakO | 0 | 0 | 0 | 0 | 0 | 0
ST | 0 | 0 | 0 | 0 | 0 | 0
STOG | 0 | 0 | 0 | 0 | 0 | 0
STWD | 0 | 0 | 0 | 0 | 0 | 0
WT | 0 | 0 | 0 | 0 | 0 | 0
IGCC | 0 | 0 | 0 | 0 | 0 | 0
DemandResponse | 0 | 0 | 0 | 0 | 0 | 0
IGCC-CCS | 0 | 0 | 0 | 0 | 0 | 0
WT_off | 0 | 0 | 0 | 0 | 0 | 0
PseudoUnit | 0 | 0 | 0 | 0 | 0 | 0
FixedInterchange | 0 | 0 | 0 | 0 | 0 | 0
Levelized Retrofit Capital Costs by Reporting Type: IESO
ReportingType | 2015 | 2020 | 2025 | 2030 | 2035 | 2040
BM | 0 | 0 | 0 | 0 | 0 | 0
CC | 0 | 0 | 0 | 0 | 0 | 0
CSP | 0 | 0 | 0 | 0 | 0 | 0
CT | 0 | 0 | 0 | 0 | 0 | 0
Coal | 0 | 0 | 0 | 0 | 0 | 0
Geo | 0 | 0 | 0 | 0 | 0 | 0
H | 0 | 0 | 0 | 0 | 0 | 0
LFG | 0 | 0 | 0 | 0 | 0 | 0
Nuc | 0 | 0 | 0 | 0 | 0 | 0
PS | 0 | 0 | 0 | 0 | 0 | 0
PV | 0 | 0 | 0 | 0 | 0 | 0
PeakG | 0 | 0 | 0 | 0 | 0 | 0
PeakO | 0 | 0 | 0 | 0 | 0 | 0
ST | 0 | 0 | 0 | 0 | 0 | 0
STOG | 0 | 0 | 0 | 0 | 0 | 0
STWD | 0 | 0 | 0 | 0 | 0 | 0
WT | 0 | 0 | 0 | 0 | 0 | 0
IGCC | 0 | 0 | 0 | 0 | 0 | 0
DemandResponse | 0 | 0 | 0 | 0 | 0 | 0
IGCC-CCS | 0 | 0 | 0 | 0 | 0 | 0
WT_off | 0 | 0 | 0 | 0 | 0 | 0
PseudoUnit | 0 | 0 | 0 | 0 | 0 | 0
FixedInterchange | 0 | 0 | 0 | 0 | 0 | 0
Levelized Retrofit Capital Costs by Reporting Type: MAPP_CA
ReportingType | 2015 | 2020 | 2025 | 2030 | 2035 | 2040
BM | 0 | 0 | 0 | 0 | 0 | 0
CC | 0 | 0 | 0 | 0 | 0 | 0
CSP | 0 | 0 | 0 | 0 | 0 | 0
CT | 0 | 0 | 0 | 0 | 0 | 0
Coal | 0 | 0 | 0 | 0 | 0 | 0
Geo | 0 | 0 | 0 | 0 | 0 | 0
H | 0 | 0 | 0 | 0 | 0 | 0
LFG | 0 | 0 | 0 | 0 | 0 | 0
Nuc | 0 | 0 | 0 | 0 | 0 | 0
PS | 0 | 0 | 0 | 0 | 0 | 0
PV | 0 | 0 | 0 | 0 | 0 | 0
PeakG | 0 | 0 | 0 | 0 | 0 | 0
PeakO | 0 | 0 | 0 | 0 | 0 | 0
ST | 0 | 0 | 0 | 0 | 0 | 0
STOG | 0 | 0 | 0 | 0 | 0 | 0
STWD | 0 | 0 | 0 | 0 | 0 | 0
WT | 0 | 0 | 0 | 0 | 0 | 0
IGCC | 0 | 0 | 0 | 0 | 0 | 0
DemandResponse | 0 | 0 | 0 | 0 | 0 | 0
IGCC-CCS | 0 | 0 | 0 | 0 | 0 | 0
WT_off | 0 | 0 | 0 | 0 | 0 | 0
PseudoUnit | 0 | 0 | 0 | 0 | 0 | 0
FixedInterchange | 0 | 0 | 0 | 0 | 0 | 0
Levelized Retrofit Capital Costs by Reporting Type: AZ_NM_SNV_Coal
ReportingType | 2015 | 2020 | 2025 | 2030 | 2035 | 2040
BM | 0 | 0 | 0 | 0 | 0 | 0
CC | 0 | 0 | 0 | 0 | 0 | 0
CSP | 0 | 0 | 0 | 0 | 0 | 0
CT | 0 | 0 | 0 | 0 | 0 | 0
Coal | 49.67 | 122 | 89.07 | 0 | 0 | 0
Geo | 0 | 0 | 0 | 0 | 0 | 0
H | 0 | 0 | 0 | 0 | 0 | 0
LFG | 0 | 0 | 0 | 0 | 0 | 0
Nuc | 0 | 0 | 0 | 0 | 0 | 0
PS | 0 | 0 | 0 | 0 | 0 | 0
PV | 0 | 0 | 0 | 0 | 0 | 0
PeakG | 0 | 0 | 0 | 0 | 0 | 0
PeakO | 0 | 0 | 0 | 0 | 0 | 0
ST | 0 | 0 | 0 | 0 | 0 | 0
STOG | 0 | 0 | 0 | 0 | 0 | 0
STWD | 0 | 0 | 0 | 0 | 0 | 0
WT | 0 | 0 | 0 | 0 | 0 | 0
IGCC | 0 | 0 | 0 | 0 | 0 | 0
DemandResponse | 0 | 0 | 0 | 0 | 0 | 0
IGCC-CCS | 0 | 0 | 0 | 0 | 0 | 0
WT_off | 0 | 0 | 0 | 0 | 0 | 0
PseudoUnit | 0 | 0 | 0 | 0 | 0 | 0
FixedInterchange | 0 | 0 | 0 | 0 | 0 | 0
Levelized Retrofit Capital Costs by Reporting Type: AZ_NM_SNV_Gas
ReportingType | 2015 | 2020 | 2025 | 2030 | 2035 | 2040
BM | 0 | 0 | 0 | 0 | 0 | 0
CC | 0 | 0 | 0 | 0 | 0 | 0
CSP | 0 | 0 | 0 | 0 | 0 | 0
CT | 0 | 0 | 0 | 0 | 0 | 0
Coal | 0 | 0 | 0 | 0 | 0 | 0
Geo | 0 | 0 | 0 | 0 | 0 | 0
H | 0 | 0 | 0 | 0 | 0 | 0
LFG | 0 | 0 | 0 | 0 | 0 | 0
Nuc | 0 | 0 | 0 | 0 | 0 | 0
PS | 0 | 0 | 0 | 0 | 0 | 0
PV | 0 | 0 | 0 | 0 | 0 | 0
PeakG | 0 | 0 | 0 | 0 | 0 | 0
PeakO | 0 | 0 | 0 | 0 | 0 | 0
ST | 0 | 0 | 0 | 0 | 0 | 0
STOG | 0 | 0 | 0 | 0 | 0 | 0
STWD | 0 | 0 | 0 | 0 | 0 | 0
WT | 0 | 0 | 0 | 0 | 0 | 0
IGCC | 0 | 0 | 0 | 0 | 0 | 0
DemandResponse | 0 | 0 | 0 | 0 | 0 | 0
IGCC-CCS | 0 | 0 | 0 | 0 | 0 | 0
WT_off | 0 | 0 | 0 | 0 | 0 | 0
PseudoUnit | 0 | 0 | 0 | 0 | 0 | 0
FixedInterchange | 0 | 0 | 0 | 0 | 0 | 0
Levelized Retrofit Capital Costs by Reporting Type: AZ_NM_SNV_NucRenew
ReportingType | 2015 | 2020 | 2025 | 2030 | 2035 | 2040
BM | 0 | 0 | 0 | 0 | 0 | 0
CC | 0 | 0 | 0 | 0 | 0 | 0
CSP | 0 | 0 | 0 | 0 | 0 | 0
CT | 0 | 0 | 0 | 0 | 0 | 0
Coal | 0 | 0 | 0 | 0 | 0 | 0
Geo | 0 | 0 | 0 | 0 | 0 | 0
H | 0 | 0 | 0 | 0 | 0 | 0
LFG | 0 | 0 | 0 | 0 | 0 | 0
Nuc | 0 | 0 | 0 | 0 | 0 | 0
PS | 0 | 0 | 0 | 0 | 0 | 0
PV | 0 | 0 | 0 | 0 | 0 | 0
PeakG | 0 | 0 | 0 | 0 | 0 | 0
PeakO | 0 | 0 | 0 | 0 | 0 | 0
ST | 0 | 0 | 0 | 0 | 0 | 0
STOG | 0 | 0 | 0 | 0 | 0 | 0
STWD | 0 | 0 | 0 | 0 | 0 | 0
WT | 0 | 0 | 0 | 0 | 0 | 0
IGCC | 0 | 0 | 0 | 0 | 0 | 0
DemandResponse | 0 | 0 | 0 | 0 | 0 | 0
IGCC-CCS | 0 | 0 | 0 | 0 | 0 | 0
WT_off | 0 | 0 | 0 | 0 | 0 | 0
PseudoUnit | 0 | 0 | 0 | 0 | 0 | 0
FixedInterchange | 0 | 0 | 0 | 0 | 0 | 0
Levelized Retrofit Capital Costs by Reporting Type: ERCOT
ReportingType | 2015 | 2020 | 2025 | 2030 | 2035 | 2040
BM | 0 | 0 | 0 | 0 | 0 | 0
CC | 0 | 0 | 0 | 0 | 0 | 0
CSP | 0 | 0 | 0 | 0 | 0 | 0
CT | 0 | 0 | 0 | 0 | 0 | 0
Coal | 82.51 | 267.52 | 267.52 | 0 | 0 | 0
Geo | 0 | 0 | 0 | 0 | 0 | 0
H | 0 | 0 | 0 | 0 | 0 | 0
LFG | 0 | 0 | 0 | 0 | 0 | 0
Nuc | 0 | 0 | 0 | 0 | 0 | 0
PS | 0 | 0 | 0 | 0 | 0 | 0
PV | 0 | 0 | 0 | 0 | 0 | 0
PeakG | 0 | 0 | 0 | 0 | 0 | 0
PeakO | 0 | 0 | 0 | 0 | 0 | 0
ST | 0 | 0 | 0 | 0 | 0 | 0
STOG | 0 | 0 | 0 | 0 | 0 | 0
STWD | 0 | 0 | 0 | 0 | 0 | 0
WT | 0 | 0 | 0 | 0 | 0 | 0
IGCC | 0 | 0 | 0 | 0 | 0 | 0
DemandResponse | 0 | 0 | 0 | 0 | 0 | 0
IGCC-CCS | 0 | 0 | 0 | 0 | 0 | 0
WT_off | 0 | 0 | 0 | 0 | 0 | 0
PseudoUnit | 0 | 0 | 0 | 0 | 0 | 0
FixedInterchange | 0 | 0 | 0 | 0 | 0 | 0
Levelized Retrofit Capital Costs by Reporting Type: NP15
ReportingType | 2015 | 2020 | 2025 | 2030 | 2035 | 2040
BM | 0 | 0 | 0 | 0 | 0 | 0
CC | 0 | 0 | 0 | 0 | 0 | 0
CSP | 0 | 0 | 0 | 0 | 0 | 0
CT | 0 | 0 | 0 | 0 | 0 | 0
Coal | 0 | 0 | 0 | 0 | 0 | 0
Geo | 0 | 0 | 0 | 0 | 0 | 0
H | 0 | 0 | 0 | 0 | 0 | 0
LFG | 0 | 0 | 0 | 0 | 0 | 0
Nuc | 0 | 0 | 0 | 0 | 0 | 0
PS | 0 | 0 | 0 | 0 | 0 | 0
PV | 0 | 0 | 0 | 0 | 0 | 0
PeakG | 0 | 0 | 0 | 0 | 0 | 0
PeakO | 0 | 0 | 0 | 0 | 0 | 0
ST | 0 | 0 | 0 | 0 | 0 | 0
STOG | 0 | 0 | 0 | 0 | 0 | 0
STWD | 0 | 0 | 0 | 0 | 0 | 0
WT | 0 | 0 | 0 | 0 | 0 | 0
IGCC | 0 | 0 | 0 | 0 | 0 | 0
DemandResponse | 0 | 0 | 0 | 0 | 0 | 0
IGCC-CCS | 0 | 0 | 0 | 0 | 0 | 0
WT_off | 0 | 0 | 0 | 0 | 0 | 0
PseudoUnit | 0 | 0 | 0 | 0 | 0 | 0
FixedInterchange | 0 | 0 | 0 | 0 | 0 | 0
Levelized Retrofit Capital Costs by Reporting Type: NWPP_Coal
ReportingType | 2015 | 2020 | 2025 | 2030 | 2035 | 2040
BM | 0 | 0 | 0 | 0 | 0 | 0
CC | 0 | 0 | 0 | 0 | 0 | 0
CSP | 0 | 0 | 0 | 0 | 0 | 0
CT | 0 | 0 | 0 | 0 | 0 | 0
Coal | 0 | 173.87 | 173.87 | 0 | 0 | 0
Geo | 0 | 0 | 0 | 0 | 0 | 0
H | 0 | 0 | 0 | 0 | 0 | 0
LFG | 0 | 0 | 0 | 0 | 0 | 0
Nuc | 0 | 0 | 0 | 0 | 0 | 0
PS | 0 | 0 | 0 | 0 | 0 | 0
PV | 0 | 0 | 0 | 0 | 0 | 0
PeakG | 0 | 0 | 0 | 0 | 0 | 0
PeakO | 0 | 0 | 0 | 0 | 0 | 0
ST | 0 | 0 | 0 | 0 | 0 | 0
STOG | 0 | 0 | 0 | 0 | 0 | 0
STWD | 0 | 0 | 0 | 0 | 0 | 0
WT | 0 | 0 | 0 | 0 | 0 | 0
IGCC | 0 | 0 | 0 | 0 | 0 | 0
DemandResponse | 0 | 0 | 0 | 0 | 0 | 0
IGCC-CCS | 0 | 0 | 0 | 0 | 0 | 0
WT_off | 0 | 0 | 0 | 0 | 0 | 0
PseudoUnit | 0 | 0 | 0 | 0 | 0 | 0
FixedInterchange | 0 | 0 | 0 | 0 | 0 | 0
Levelized Retrofit Capital Costs by Reporting Type: NWPP_Gas
ReportingType | 2015 | 2020 | 2025 | 2030 | 2035 | 2040
BM | 0 | 0 | 0 | 0 | 0 | 0
CC | 0 | 0 | 0 | 0 | 0 | 0
CSP | 0 | 0 | 0 | 0 | 0 | 0
CT | 0 | 0 | 0 | 0 | 0 | 0
Coal | 0 | 0 | 0 | 0 | 0 | 0
Geo | 0 | 0 | 0 | 0 | 0 | 0
H | 0 | 0 | 0 | 0 | 0 | 0
LFG | 0 | 0 | 0 | 0 | 0 | 0
Nuc | 0 | 0 | 0 | 0 | 0 | 0
PS | 0 | 0 | 0 | 0 | 0 | 0
PV | 0 | 0 | 0 | 0 | 0 | 0
PeakG | 0 | 0 | 0 | 0 | 0 | 0
PeakO | 0 | 0 | 0 | 0 | 0 | 0
ST | 0 | 0 | 0 | 0 | 0 | 0
STOG | 0 | 0 | 0 | 0 | 0 | 0
STWD | 0 | 0 | 0 | 0 | 0 | 0
WT | 0 | 0 | 0 | 0 | 0 | 0
IGCC | 0 | 0 | 0 | 0 | 0 | 0
DemandResponse | 0 | 0 | 0 | 0 | 0 | 0
IGCC-CCS | 0 | 0 | 0 | 0 | 0 | 0
WT_off | 0 | 0 | 0 | 0 | 0 | 0
PseudoUnit | 0 | 0 | 0 | 0 | 0 | 0
FixedInterchange | 0 | 0 | 0 | 0 | 0 | 0
Levelized Retrofit Capital Costs by Reporting Type: NWPP_NucRenew
ReportingType | 2015 | 2020 | 2025 | 2030 | 2035 | 2040
BM | 0 | 0 | 0 | 0 | 0 | 0
CC | 0 | 0 | 0 | 0 | 0 | 0
CSP | 0 | 0 | 0 | 0 | 0 | 0
CT | 0 | 0 | 0 | 0 | 0 | 0
Coal | 0 | 0 | 0 | 0 | 0 | 0
Geo | 0 | 0 | 0 | 0 | 0 | 0
H | 0 | 0 | 0 | 0 | 0 | 0
LFG | 0 | 0 | 0 | 0 | 0 | 0
Nuc | 0 | 0 | 0 | 0 | 0 | 0
PS | 0 | 0 | 0 | 0 | 0 | 0
PV | 0 | 0 | 0 | 0 | 0 | 0
PeakG | 0 | 0 | 0 | 0 | 0 | 0
PeakO | 0 | 0 | 0 | 0 | 0 | 0
ST | 0 | 0 | 0 | 0 | 0 | 0
STOG | 0 | 0 | 0 | 0 | 0 | 0
STWD | 0 | 0 | 0 | 0 | 0 | 0
WT | 0 | 0 | 0 | 0 | 0 | 0
IGCC | 0 | 0 | 0 | 0 | 0 | 0
DemandResponse | 0 | 0 | 0 | 0 | 0 | 0
IGCC-CCS | 0 | 0 | 0 | 0 | 0 | 0
WT_off | 0 | 0 | 0 | 0 | 0 | 0
PseudoUnit | 0 | 0 | 0 | 0 | 0 | 0
FixedInterchange | 0 | 0 | 0 | 0 | 0 | 0
Levelized Retrofit Capital Costs by Reporting Type: RMPA
ReportingType | 2015 | 2020 | 2025 | 2030 | 2035 | 2040
BM | 0 | 0 | 0 | 0 | 0 | 0
CC | 0 | 0 | 0 | 0 | 0 | 0
CSP | 0 | 0 | 0 | 0 | 0 | 0
CT | 0 | 0 | 0 | 0 | 0 | 0
Coal | 29.1 | 91.53 | 91.53 | 0 | 0 | 0
Geo | 0 | 0 | 0 | 0 | 0 | 0
H | 0 | 0 | 0 | 0 | 0 | 0
LFG | 0 | 0 | 0 | 0 | 0 | 0
Nuc | 0 | 0 | 0 | 0 | 0 | 0
PS | 0 | 0 | 0 | 0 | 0 | 0
PV | 0 | 0 | 0 | 0 | 0 | 0
PeakG | 0 | 0 | 0 | 0 | 0 | 0
PeakO | 0 | 0 | 0 | 0 | 0 | 0
ST | 0 | 0 | 0 | 0 | 0 | 0
STOG | 0 | 0 | 0 | 0 | 0 | 0
STWD | 0 | 0 | 0 | 0 | 0 | 0
WT | 0 | 0 | 0 | 0 | 0 | 0
IGCC | 0 | 0 | 0 | 0 | 0 | 0
DemandResponse | 0 | 0 | 0 | 0 | 0 | 0
IGCC-CCS | 0 | 0 | 0 | 0 | 0 | 0
WT_off | 0 | 0 | 0 | 0 | 0 | 0
PseudoUnit | 0 | 0 | 0 | 0 | 0 | 0
FixedInterchange | 0 | 0 | 0 | 0 | 0 | 0
Levelized Retrofit Capital Costs by Reporting Type: SP15
ReportingType | 2015 | 2020 | 2025 | 2030 | 2035 | 2040
BM | 0 | 0 | 0 | 0 | 0 | 0
CC | 0 | 0 | 0 | 0 | 0 | 0
CSP | 0 | 0 | 0 | 0 | 0 | 0
CT | 0 | 0 | 0 | 0 | 0 | 0
Coal | 0 | 2.92 | 2.92 | 0 | 0 | 0
Geo | 0 | 0 | 0 | 0 | 0 | 0
H | 0 | 0 | 0 | 0 | 0 | 0
LFG | 0 | 0 | 0 | 0 | 0 | 0
Nuc | 0 | 0 | 0 | 0 | 0 | 0
PS | 0 | 0 | 0 | 0 | 0 | 0
PV | 0 | 0 | 0 | 0 | 0 | 0
PeakG | 0 | 0 | 0 | 0 | 0 | 0
PeakO | 0 | 0 | 0 | 0 | 0 | 0
ST | 0 | 0 | 0 | 0 | 0 | 0
STOG | 0 | 0 | 0 | 0 | 0 | 0
STWD | 0 | 0 | 0 | 0 | 0 | 0
WT | 0 | 0 | 0 | 0 | 0 | 0
IGCC | 0 | 0 | 0 | 0 | 0 | 0
DemandResponse | 0 | 0 | 0 | 0 | 0 | 0
IGCC-CCS | 0 | 0 | 0 | 0 | 0 | 0
WT_off | 0 | 0 | 0 | 0 | 0 | 0
PseudoUnit | 0 | 0 | 0 | 0 | 0 | 0
FixedInterchange | 0 | 0 | 0 | 0 | 0 | 0
Levelized Retrofit Capital Costs by Reporting Type: ALB
ReportingType | 2015 | 2020 | 2025 | 2030 | 2035 | 2040
BM | 0 | 0 | 0 | 0 | 0 | 0
CC | 0 | 0 | 0 | 0 | 0 | 0
CSP | 0 | 0 | 0 | 0 | 0 | 0
CT | 0 | 0 | 0 | 0 | 0 | 0
Coal | 0 | 0 | 0 | 0 | 0 | 0
Geo | 0 | 0 | 0 | 0 | 0 | 0
H | 0 | 0 | 0 | 0 | 0 | 0
LFG | 0 | 0 | 0 | 0 | 0 | 0
Nuc | 0 | 0 | 0 | 0 | 0 | 0
PS | 0 | 0 | 0 | 0 | 0 | 0
PV | 0 | 0 | 0 | 0 | 0 | 0
PeakG | 0 | 0 | 0 | 0 | 0 | 0
PeakO | 0 | 0 | 0 | 0 | 0 | 0
ST | 0 | 0 | 0 | 0 | 0 | 0
STOG | 0 | 0 | 0 | 0 | 0 | 0
STWD | 0 | 0 | 0 | 0 | 0 | 0
WT | 0 | 0 | 0 | 0 | 0 | 0
IGCC | 0 | 0 | 0 | 0 | 0 | 0
DemandResponse | 0 | 0 | 0 | 0 | 0 | 0
IGCC-CCS | 0 | 0 | 0 | 0 | 0 | 0
WT_off | 0 | 0 | 0 | 0 | 0 | 0
PseudoUnit | 0 | 0 | 0 | 0 | 0 | 0
FixedInterchange | 0 | 0 | 0 | 0 | 0 | 0
Levelized Retrofit Capital Costs by Reporting Type: BC
ReportingType | 2015 | 2020 | 2025 | 2030 | 2035 | 2040
BM | 0 | 0 | 0 | 0 | 0 | 0
CC | 0 | 0 | 0 | 0 | 0 | 0
CSP | 0 | 0 | 0 | 0 | 0 | 0
CT | 0 | 0 | 0 | 0 | 0 | 0
Coal | 0 | 0 | 0 | 0 | 0 | 0
Geo | 0 | 0 | 0 | 0 | 0 | 0
H | 0 | 0 | 0 | 0 | 0 | 0
LFG | 0 | 0 | 0 | 0 | 0 | 0
Nuc | 0 | 0 | 0 | 0 | 0 | 0
PS | 0 | 0 | 0 | 0 | 0 | 0
PV | 0 | 0 | 0 | 0 | 0 | 0
PeakG | 0 | 0 | 0 | 0 | 0 | 0
PeakO | 0 | 0 | 0 | 0 | 0 | 0
ST | 0 | 0 | 0 | 0 | 0 | 0
STOG | 0 | 0 | 0 | 0 | 0 | 0
STWD | 0 | 0 | 0 | 0 | 0 | 0
WT | 0 | 0 | 0 | 0 | 0 | 0
IGCC | 0 | 0 | 0 | 0 | 0 | 0
DemandResponse | 0 | 0 | 0 | 0 | 0 | 0
IGCC-CCS | 0 | 0 | 0 | 0 | 0 | 0
WT_off | 0 | 0 | 0 | 0 | 0 | 0
PseudoUnit | 0 | 0 | 0 | 0 | 0 | 0
FixedInterchange | 0 | 0 | 0 | 0 | 0 | 0
Levelized Retrofit Capital Costs by Reporting Type: HQ_IESO
ReportingType | 2015 | 2020 | 2025 | 2030 | 2035 | 2040
BM | 0 | 0 | 0 | 0 | 0 | 0
CC | 0 | 0 | 0 | 0 | 0 | 0
CSP | 0 | 0 | 0 | 0 | 0 | 0
CT | 0 | 0 | 0 | 0 | 0 | 0
Coal | 0 | 0 | 0 | 0 | 0 | 0
Geo | 0 | 0 | 0 | 0 | 0 | 0
H | 0 | 0 | 0 | 0 | 0 | 0
LFG | 0 | 0 | 0 | 0 | 0 | 0
Nuc | 0 | 0 | 0 | 0 | 0 | 0
PS | 0 | 0 | 0 | 0 | 0 | 0
PV | 0 | 0 | 0 | 0 | 0 | 0
PeakG | 0 | 0 | 0 | 0 | 0 | 0
PeakO | 0 | 0 | 0 | 0 | 0 | 0
ST | 0 | 0 | 0 | 0 | 0 | 0
STOG | 0 | 0 | 0 | 0 | 0 | 0
STWD | 0 | 0 | 0 | 0 | 0 | 0
WT | 0 | 0 | 0 | 0 | 0 | 0
IGCC | 0 | 0 | 0 | 0 | 0 | 0
DemandResponse | 0 | 0 | 0 | 0 | 0 | 0
IGCC-CCS | 0 | 0 | 0 | 0 | 0 | 0
WT_off | 0 | 0 | 0 | 0 | 0 | 0
PseudoUnit | 0 | 0 | 0 | 0 | 0 | 0
FixedInterchange | 0 | 0 | 0 | 0 | 0 | 0
Levelized Retrofit Capital Costs by Reporting Type: HQ_NEISO
ReportingType | 2015 | 2020 | 2025 | 2030 | 2035 | 2040
BM | 0 | 0 | 0 | 0 | 0 | 0
CC | 0 | 0 | 0 | 0 | 0 | 0
CSP | 0 | 0 | 0 | 0 | 0 | 0
CT | 0 | 0 | 0 | 0 | 0 | 0
Coal | 0 | 0 | 0 | 0 | 0 | 0
Geo | 0 | 0 | 0 | 0 | 0 | 0
H | 0 | 0 | 0 | 0 | 0 | 0
LFG | 0 | 0 | 0 | 0 | 0 | 0
Nuc | 0 | 0 | 0 | 0 | 0 | 0
PS | 0 | 0 | 0 | 0 | 0 | 0
PV | 0 | 0 | 0 | 0 | 0 | 0
PeakG | 0 | 0 | 0 | 0 | 0 | 0
PeakO | 0 | 0 | 0 | 0 | 0 | 0
ST | 0 | 0 | 0 | 0 | 0 | 0
STOG | 0 | 0 | 0 | 0 | 0 | 0
STWD | 0 | 0 | 0 | 0 | 0 | 0
WT | 0 | 0 | 0 | 0 | 0 | 0
IGCC | 0 | 0 | 0 | 0 | 0 | 0
DemandResponse | 0 | 0 | 0 | 0 | 0 | 0
IGCC-CCS | 0 | 0 | 0 | 0 | 0 | 0
WT_off | 0 | 0 | 0 | 0 | 0 | 0
PseudoUnit | 0 | 0 | 0 | 0 | 0 | 0
FixedInterchange | 0 | 0 | 0 | 0 | 0 | 0
Levelized Retrofit Capital Costs by Reporting Type: HQ_NY
ReportingType | 2015 | 2020 | 2025 | 2030 | 2035 | 2040
BM | 0 | 0 | 0 | 0 | 0 | 0
CC | 0 | 0 | 0 | 0 | 0 | 0
CSP | 0 | 0 | 0 | 0 | 0 | 0
CT | 0 | 0 | 0 | 0 | 0 | 0
Coal | 0 | 0 | 0 | 0 | 0 | 0
Geo | 0 | 0 | 0 | 0 | 0 | 0
H | 0 | 0 | 0 | 0 | 0 | 0
LFG | 0 | 0 | 0 | 0 | 0 | 0
Nuc | 0 | 0 | 0 | 0 | 0 | 0
PS | 0 | 0 | 0 | 0 | 0 | 0
PV | 0 | 0 | 0 | 0 | 0 | 0
PeakG | 0 | 0 | 0 | 0 | 0 | 0
PeakO | 0 | 0 | 0 | 0 | 0 | 0
ST | 0 | 0 | 0 | 0 | 0 | 0
STOG | 0 | 0 | 0 | 0 | 0 | 0
STWD | 0 | 0 | 0 | 0 | 0 | 0
WT | 0 | 0 | 0 | 0 | 0 | 0
IGCC | 0 | 0 | 0 | 0 | 0 | 0
DemandResponse | 0 | 0 | 0 | 0 | 0 | 0
IGCC-CCS | 0 | 0 | 0 | 0 | 0 | 0
WT_off | 0 | 0 | 0 | 0 | 0 | 0
PseudoUnit | 0 | 0 | 0 | 0 | 0 | 0
FixedInterchange | 0 | 0 | 0 | 0 | 0 | 0
Levelized Retrofit Capital Costs by Reporting Type: MARITIMES
ReportingType | 2015 | 2020 | 2025 | 2030 | 2035 | 2040
BM | 0 | 0 | 0 | 0 | 0 | 0
CC | 0 | 0 | 0 | 0 | 0 | 0
CSP | 0 | 0 | 0 | 0 | 0 | 0
CT | 0 | 0 | 0 | 0 | 0 | 0
Coal | 0 | 0 | 0 | 0 | 0 | 0
Geo | 0 | 0 | 0 | 0 | 0 | 0
H | 0 | 0 | 0 | 0 | 0 | 0
LFG | 0 | 0 | 0 | 0 | 0 | 0
Nuc | 0 | 0 | 0 | 0 | 0 | 0
PS | 0 | 0 | 0 | 0 | 0 | 0
PV | 0 | 0 | 0 | 0 | 0 | 0
PeakG | 0 | 0 | 0 | 0 | 0 | 0
PeakO | 0 | 0 | 0 | 0 | 0 | 0
ST | 0 | 0 | 0 | 0 | 0 | 0
STOG | 0 | 0 | 0 | 0 | 0 | 0
STWD | 0 | 0 | 0 | 0 | 0 | 0
WT | 0 | 0 | 0 | 0 | 0 | 0
IGCC | 0 | 0 | 0 | 0 | 0 | 0
DemandResponse | 0 | 0 | 0 | 0 | 0 | 0
IGCC-CCS | 0 | 0 | 0 | 0 | 0 | 0
WT_off | 0 | 0 | 0 | 0 | 0 | 0
PseudoUnit | 0 | 0 | 0 | 0 | 0 | 0
FixedInterchange | 0 | 0 | 0 | 0 | 0 | 0
Levelized Retrofit Capital Costs by Reporting Type: All
ReportingType | 2015 | 2020 | 2025 | 2030 | 2035 | 2040
BM | 0 | 0 | 0 | 0 | 0 | 0
CC | 0 | 0 | 0 | 0 | 0 | 0
CSP | 0 | 0 | 0 | 0 | 0 | 0
CT | 0 | 0 | 0 | 0 | 0 | 0
Coal | 1184.41 | 5043.36 | 4209.69 | 0 | 0 | 0
Geo | 0 | 0 | 0 | 0 | 0 | 0
H | 0 | 0 | 0 | 0 | 0 | 0
LFG | 0 | 0 | 0 | 0 | 0 | 0
Nuc | 0 | 0 | 0 | 0 | 0 | 0
PS | 0 | 0 | 0 | 0 | 0 | 0
PV | 0 | 0 | 0 | 0 | 0 | 0
PeakG | 0 | 0 | 0 | 0 | 0 | 0
PeakO | 0 | 0 | 0 | 0 | 0 | 0
ST | 0 | 0 | 0 | 0 | 0 | 0
STOG | 0 | 0 | 0 | 0 | 0 | 0
STWD | 0 | 0 | 0 | 0 | 0 | 0
WT | 0 | 0 | 0 | 0 | 0 | 0
IGCC | 0 | 0 | 0 | 0 | 0 | 0
DemandResponse | 0 | 0 | 0 | 0 | 0 | 0
IGCC-CCS | 0 | 0 | 0 | 0 | 0 | 0
WT_off | 0 | 0 | 0 | 0 | 0 | 0
PseudoUnit | 0 | 0 | 0 | 0 | 0 | 0
FixedInterchange | 0 | 0 | 0 | 0 | 0 | 0
Levelized Retrofit Capital Costs by Reporting Type: EI_US
ReportingType | 2015 | 2020 | 2025 | 2030 | 2035 | 2040
BM | 0 | 0 | 0 | 0 | 0 | 0
CC | 0 | 0 | 0 | 0 | 0 | 0
CSP | 0 | 0 | 0 | 0 | 0 | 0
CT | 0 | 0 | 0 | 0 | 0 | 0
Coal | 1023.13 | 4385.52 | 3584.78 | 0 | 0 | 0
Geo | 0 | 0 | 0 | 0 | 0 | 0
H | 0 | 0 | 0 | 0 | 0 | 0
LFG | 0 | 0 | 0 | 0 | 0 | 0
Nuc | 0 | 0 | 0 | 0 | 0 | 0
PS | 0 | 0 | 0 | 0 | 0 | 0
PV | 0 | 0 | 0 | 0 | 0 | 0
PeakG | 0 | 0 | 0 | 0 | 0 | 0
PeakO | 0 | 0 | 0 | 0 | 0 | 0
ST | 0 | 0 | 0 | 0 | 0 | 0
STOG | 0 | 0 | 0 | 0 | 0 | 0
STWD | 0 | 0 | 0 | 0 | 0 | 0
WT | 0 | 0 | 0 | 0 | 0 | 0
IGCC | 0 | 0 | 0 | 0 | 0 | 0
DemandResponse | 0 | 0 | 0 | 0 | 0 | 0
IGCC-CCS | 0 | 0 | 0 | 0 | 0 | 0
WT_off | 0 | 0 | 0 | 0 | 0 | 0
PseudoUnit | 0 | 0 | 0 | 0 | 0 | 0
FixedInterchange | 0 | 0 | 0 | 0 | 0 | 0
Levelized Retrofit Capital Costs by Reporting Type: EI_Canada
ReportingType | 2015 | 2020 | 2025 | 2030 | 2035 | 2040
BM | 0 | 0 | 0 | 0 | 0 | 0
CC | 0 | 0 | 0 | 0 | 0 | 0
CSP | 0 | 0 | 0 | 0 | 0 | 0
CT | 0 | 0 | 0 | 0 | 0 | 0
Coal | 0 | 0 | 0 | 0 | 0 | 0
Geo | 0 | 0 | 0 | 0 | 0 | 0
H | 0 | 0 | 0 | 0 | 0 | 0
LFG | 0 | 0 | 0 | 0 | 0 | 0
Nuc | 0 | 0 | 0 | 0 | 0 | 0
PS | 0 | 0 | 0 | 0 | 0 | 0
PV | 0 | 0 | 0 | 0 | 0 | 0
PeakG | 0 | 0 | 0 | 0 | 0 | 0
PeakO | 0 | 0 | 0 | 0 | 0 | 0
ST | 0 | 0 | 0 | 0 | 0 | 0
STOG | 0 | 0 | 0 | 0 | 0 | 0
STWD | 0 | 0 | 0 | 0 | 0 | 0
WT | 0 | 0 | 0 | 0 | 0 | 0
IGCC | 0 | 0 | 0 | 0 | 0 | 0
DemandResponse | 0 | 0 | 0 | 0 | 0 | 0
IGCC-CCS | 0 | 0 | 0 | 0 | 0 | 0
WT_off | 0 | 0 | 0 | 0 | 0 | 0
PseudoUnit | 0 | 0 | 0 | 0 | 0 | 0
FixedInterchange | 0 | 0 | 0 | 0 | 0 | 0
Levelized Retrofit Capital Costs by Reporting Type: EI
ReportingType | 2015 | 2020 | 2025 | 2030 | 2035 | 2040
BM | 0 | 0 | 0 | 0 | 0 | 0
CC | 0 | 0 | 0 | 0 | 0 | 0
CSP | 0 | 0 | 0 | 0 | 0 | 0
CT | 0 | 0 | 0 | 0 | 0 | 0
Coal | 1023.13 | 4385.52 | 3584.78 | 0 | 0 | 0
Geo | 0 | 0 | 0 | 0 | 0 | 0
H | 0 | 0 | 0 | 0 | 0 | 0
LFG | 0 | 0 | 0 | 0 | 0 | 0
Nuc | 0 | 0 | 0 | 0 | 0 | 0
PS | 0 | 0 | 0 | 0 | 0 | 0
PV | 0 | 0 | 0 | 0 | 0 | 0
PeakG | 0 | 0 | 0 | 0 | 0 | 0
PeakO | 0 | 0 | 0 | 0 | 0 | 0
ST | 0 | 0 | 0 | 0 | 0 | 0
STOG | 0 | 0 | 0 | 0 | 0 | 0
STWD | 0 | 0 | 0 | 0 | 0 | 0
WT | 0 | 0 | 0 | 0 | 0 | 0
IGCC | 0 | 0 | 0 | 0 | 0 | 0
DemandResponse | 0 | 0 | 0 | 0 | 0 | 0
IGCC-CCS | 0 | 0 | 0 | 0 | 0 | 0
WT_off | 0 | 0 | 0 | 0 | 0 | 0
PseudoUnit | 0 | 0 | 0 | 0 | 0 | 0
FixedInterchange | 0 | 0 | 0 | 0 | 0 | 0
Levelized Retrofit Capital Costs by Reporting Type: Outside_EI
ReportingType | 2015 | 2020 | 2025 | 2030 | 2035 | 2040
BM | 0 | 0 | 0 | 0 | 0 | 0
CC | 0 | 0 | 0 | 0 | 0 | 0
CSP | 0 | 0 | 0 | 0 | 0 | 0
CT | 0 | 0 | 0 | 0 | 0 | 0
Coal | 161.28 | 657.84 | 624.91 | 0 | 0 | 0
Geo | 0 | 0 | 0 | 0 | 0 | 0
H | 0 | 0 | 0 | 0 | 0 | 0
LFG | 0 | 0 | 0 | 0 | 0 | 0
Nuc | 0 | 0 | 0 | 0 | 0 | 0
PS | 0 | 0 | 0 | 0 | 0 | 0
PV | 0 | 0 | 0 | 0 | 0 | 0
PeakG | 0 | 0 | 0 | 0 | 0 | 0
PeakO | 0 | 0 | 0 | 0 | 0 | 0
ST | 0 | 0 | 0 | 0 | 0 | 0
STOG | 0 | 0 | 0 | 0 | 0 | 0
STWD | 0 | 0 | 0 | 0 | 0 | 0
WT | 0 | 0 | 0 | 0 | 0 | 0
IGCC | 0 | 0 | 0 | 0 | 0 | 0
DemandResponse | 0 | 0 | 0 | 0 | 0 | 0
IGCC-CCS | 0 | 0 | 0 | 0 | 0 | 0
WT_off | 0 | 0 | 0 | 0 | 0 | 0
PseudoUnit | 0 | 0 | 0 | 0 | 0 | 0
FixedInterchange | 0 | 0 | 0 | 0 | 0 | 0
#14 | Total Costs ($million)
Total Costs by Reporting Type: Entergy
ReportingType | 2015 | 2020 | 2025 | 2030 | 2035 | 2040
BM | 0 | 0 | 0 | 0 | 0 | 0
CC | 2886.84 | 3703.91 | 3422.51 | 3288.17 | 3803.71 | 3801.1
CSP | 0 | 0 | 0 | 0 | 0 | 0
CT | 0 | 0 | 0 | 0 | 0 | 0
Coal | 2428.73 | 2882.43 | 3033.03 | 2801.37 | 2943.42 | 4057.39
Geo | 0 | 0 | 0 | 0 | 0 | 0
H | 10.6 | 10.6 | 10.6 | 10.6 | 10.6 | 10.6
LFG | 0.97 | 0.97 | 0.97 | 43.07 | 43.07 | 43.07
Nuc | 1262.64 | 1285.77 | 1294.03 | 1301.93 | 1099.75 | 1464.17
PS | 1.4 | 1.4 | 1.4 | 1.4 | 1.4 | 1.4
PV | 0.15 | 31.17 | 46.75 | 48.25 | 49.79 | 21
PeakG | 47.54 | 69.98 | 51.47 | 65.23 | 69.71 | 68.45
PeakO | 4.42 | 5.87 | 5.08 | 5.22 | 5.22 | 5.22
ST | 0 | 0 | 0 | 0 | 0 | 0
STOG | 249.42 | 295.22 | 207.05 | 201.47 | 216.86 | 227.36
STWD | 133.66 | 18.6 | 13.83 | 13.42 | 18.73 | 18.73
WT | 3.67 | 3.67 | 3.67 | 3.67 | 3.67 | 3.67
IGCC | 0 | 0 | 0 | 0 | 0 | 0
DemandResponse | 0 | 0 | 0 | 0 | 0 | 0
IGCC-CCS | 0 | 0 | 0 | 0 | 0 | 0
WT_off | 0 | 0 | 0 | 0 | 0 | 0
PseudoUnit | 0 | 0 | 0 | 0 | 0 | 0
FixedInterchange | 0 | 0 | 0 | 0 | 0 | 0
Total Costs by Reporting Type: FRCC
ReportingType | 2015 | 2020 | 2025 | 2030 | 2035 | 2040
BM | 0 | 983.3 | 2254.97 | 2254.97 | 2254.97 | 2254.97
CC | 7378.8 | 8434.77 | 8669.1 | 9110.6 | 13593.71 | 16446.6
CSP | 0 | 0 | 0 | 0 | 0 | 0
CT | 282.04 | 286.54 | 289.17 | 255.96 | 104.19 | 107.11
Coal | 3016.3 | 3008.83 | 3107.59 | 3143.32 | 3243.63 | 3332.46
Geo | 0 | 0 | 0 | 0 | 0 | 0
H | 0.78 | 0.78 | 10.41 | 10.41 | 10.41 | 10.41
LFG | 58.68 | 138.1 | 138.1 | 138.1 | 138.1 | 82.77
Nuc | 960.37 | 1000.19 | 984.15 | 990.13 | 1182.7 | 448.91
PS | 0 | 0 | 0 | 0 | 0 | 0
PV | 0.75 | 0.75 | 0.75 | 0.75 | 0.75 | 0.75
PeakG | 179.18 | 263.16 | 231.91 | 262.6 | 251.88 | 249.9
PeakO | 64.61 | 83.43 | 68.43 | 68.43 | 68.43 | 68.43
ST | 0 | 0 | 0 | 0 | 0 | 0
STOG | 434.6 | 461.16 | 399.29 | 359.7 | 345.69 | 347.46
STWD | 110.33 | 111.9 | 110.46 | 110.46 | 110.46 | 110.46
WT | 0 | 0 | 0 | 0 | 0 | 0
IGCC | 0 | 0 | 0 | 0 | 0 | 0
DemandResponse | 0 | 0 | 0 | 0 | 0 | 0
IGCC-CCS | 0 | 0 | 0 | 0 | 0 | 0
WT_off | 0 | 0 | 0 | 0 | 0 | 0
PseudoUnit | 0 | 0 | 0 | 0 | 0 | 0
FixedInterchange | 0 | 0 | 0 | 0 | 0 | 0
Total Costs by Reporting Type: MAPP_US
ReportingType | 2015 | 2020 | 2025 | 2030 | 2035 | 2040
BM | 0 | 0 | 0 | 0 | 0 | 0
CC | 17.59 | 22.66 | 19.13 | 13.93 | 19.27 | 21.74
CSP | 0 | 0 | 0 | 0 | 0 | 0
CT | 27.96 | 27.96 | 27.96 | 27.26 | 29.23 | 45.65
Coal | 719.22 | 627.45 | 604.17 | 586.26 | 617.71 | 688.25
Geo | 3.95 | 3.95 | 3.95 | 3.95 | 3.95 | 3.95
H | 31.14 | 31.14 | 31.14 | 31.14 | 31.14 | 31.14
LFG | 0.24 | 0.24 | 0.24 | 28.15 | 28.15 | 28.15
Nuc | 0.01 | 0.01 | 0.01 | 0.01 | 0.01 | 0.01
PS | 0 | 0 | 0 | 0 | 0 | 0
PV | 0 | 0 | 0 | 0 | 0 | 0
PeakG | 13.61 | 24.29 | 19.65 | 17.65 | 29.79 | 22.56
PeakO | 1.3 | 2.16 | 1.73 | 1.73 | 1.73 | 1.73
ST | 0 | 0 | 0 | 0 | 0 | 0
STOG | 0 | 0 | 0 | 0 | 0 | 0
STWD | 0 | 0 | 0 | 0 | 0 | 0
WT | 178.2 | 622.29 | 622.29 | 1920.72 | 2734.79 | 2910.41
IGCC | 0 | 0 | 0 | 0 | 0 | 0
DemandResponse | 0 | 0 | 0 | 0 | 0 | 0
IGCC-CCS | 0 | 0 | 0 | 0 | 0 | 0
WT_off | 0 | 0 | 0 | 0 | 0 | 0
PseudoUnit | 0 | 0 | 0 | 0 | 0 | 0
FixedInterchange | 0 | 0 | 0 | 0 | 0 | 0
Total Costs by Reporting Type: MISO_IN
ReportingType | 2015 | 2020 | 2025 | 2030 | 2035 | 2040
BM | 0 | 0 | 0 | 0 | 0 | 0
CC | 194.6 | 321.97 | 272.72 | 215.15 | 1732.19 | 2423.81
CSP | 0 | 0 | 0 | 0 | 0 | 0
CT | 0 | 0 | 0 | 0 | 0 | 0
Coal | 3535.14 | 4153.82 | 4176.84 | 4066.3 | 4472.74 | 4830.91
Geo | 0 | 0 | 0 | 0 | 0 | 0
H | 1.07 | 1.07 | 1.07 | 1.07 | 1.07 | 1.07
LFG | 4.47 | 4.47 | 36.74 | 36.74 | 36.74 | 36.74
Nuc | 0.01 | 0.01 | 0.01 | 0.01 | 0.01 | 0.01
PS | 0 | 0 | 0 | 0 | 0 | 0
PV | 0 | 118.69 | 186.91 | 186.91 | 192.3 | 83.8
PeakG | 53.38 | 77.09 | 56.04 | 74.95 | 80.68 | 81.55
PeakO | 10.59 | 13.5 | 10.82 | 10.82 | 10.82 | 10.82
ST | 0 | 0 | 0 | 0 | 0 | 0
STOG | 15.25 | 20.73 | 15.83 | 16.05 | 20.37 | 21.4
STWD | 0 | 0 | 0 | 0 | 0 | 0
WT | 18.33 | 18.33 | 18.33 | 18.33 | 18.33 | 18.33
IGCC | 366.57 | 367.01 | 366.86 | 368.38 | 371.19 | 375.95
DemandResponse | 0 | 0 | 0 | 0 | 0 | 0
IGCC-CCS | 0 | 0 | 0 | 0 | 0 | 0
WT_off | 0 | 0 | 0 | 0 | 0 | 0
PseudoUnit | 0 | 0 | 0 | 0 | 0 | 0
FixedInterchange | 0 | 0 | 0 | 0 | 0 | 0
Total Costs by Reporting Type: MISO_MI
ReportingType | 2015 | 2020 | 2025 | 2030 | 2035 | 2040
BM | 0 | 0 | 0 | 0 | 0 | 0
CC | 512.88 | 722.55 | 610.69 | 444.15 | 616.34 | 558.61
CSP | 0 | 0 | 0 | 0 | 0 | 0
CT | 0 | 0 | 0 | 0 | 0 | 0
Coal | 2449.61 | 2665.34 | 2622.22 | 2305.88 | 2650.3 | 2795.49
Geo | 0 | 0 | 0 | 0 | 0 | 0
H | 2.01 | 2.01 | 2.01 | 2.01 | 2.01 | 2.01
LFG | 19.68 | 19.68 | 85.86 | 85.86 | 85.86 | 85.86
Nuc | 449.71 | 452.56 | 461.47 | 464.43 | 273.15 | 529.13
PS | 44.44 | 44.44 | 44.44 | 44.44 | 44.44 | 44.44
PV | 0 | 0 | 0 | 0 | 0 | 0
PeakG | 62.72 | 91.61 | 73.15 | 86.68 | 90.47 | 89.75
PeakO | 15.67 | 19.97 | 16.01 | 16.01 | 16.01 | 16.01
ST | 0 | 0 | 0 | 0 | 0 | 0
STOG | 147.78 | 187.43 | 160.97 | 156.44 | 183.73 | 213.59
STWD | 21.26 | 46.9 | 95.46 | 66.12 | 95.46 | 80.85
WT | 642 | 642 | 731.26 | 731.26 | 162.77 | 230.82
IGCC | 0 | 0 | 0 | 0 | 0 | 0
DemandResponse | 0 | 0 | 0 | 0 | 0 | 0
IGCC-CCS | 0 | 0 | 0 | 0 | 0 | 0
WT_off | 0 | 0 | 0 | 159.17 | 159.17 | 159.17
PseudoUnit | 0 | 0 | 0 | 0 | 0 | 0
FixedInterchange | 0 | 0 | 0 | 0 | 0 | 0
Total Costs by Reporting Type: MISO_MO-IL
ReportingType | 2015 | 2020 | 2025 | 2030 | 2035 | 2040
BM | 0 | 0 | 0 | 0 | 0 | 0
CC | 129.36 | 221.66 | 159.9 | 97.34 | 130.17 | 137.32
CSP | 0 | 0 | 0 | 0 | 0 | 0
CT | 0 | 0 | 0 | 0 | 0 | 0
Coal | 4392.82 | 4559.04 | 4615.54 | 4304.72 | 5064.71 | 5177.21
Geo | 0 | 0 | 0 | 0 | 0 | 0
H | 5.01 | 5.01 | 101.31 | 101.31 | 101.31 | 101.31
LFG | 2.17 | 2.17 | 94.6 | 94.6 | 94.6 | 94.6
Nuc | 493.74 | 512.79 | 521.93 | 524.97 | 524.97 | 524.97
PS | 10.45 | 10.45 | 10.45 | 10.45 | 10.45 | 10.45
PV | 0 | 0 | 0 | 0 | 0 | 0
PeakG | 85.97 | 131.45 | 107.03 | 131.12 | 145.24 | 166.85
PeakO | 21.48 | 28.65 | 22.96 | 22.96 | 22.96 | 22.96
ST | 0 | 0 | 0 | 0 | 0 | 0
STOG | 29.25 | 37.45 | 33.57 | 34.09 | 30.93 | 28.02
STWD | 0 | 0 | 0 | 0 | 0 | 0
WT | 109.19 | 109.19 | 109.19 | 109.19 | 21.38 | 50.18
IGCC | 0 | 0 | 0 | 0 | 0 | 0
DemandResponse | 0 | 0 | 0 | 0 | 0 | 0
IGCC-CCS | 0 | 0 | 0 | 0 | 0 | 0
WT_off | 0 | 0 | 0 | 0 | 0 | 0
PseudoUnit | 0 | 0 | 0 | 0 | 0 | 0
FixedInterchange | 0 | 0 | 0 | 0 | 0 | 0
Total Costs by Reporting Type: MISO_W
ReportingType | 2015 | 2020 | 2025 | 2030 | 2035 | 2040
BM | 0 | 0 | 0 | 0 | 0 | 0
CC | 434.13 | 495.03 | 364.51 | 198.32 | 331.4 | 321.42
CSP | 0 | 0 | 0 | 0 | 0 | 0
CT | 0 | 0 | 0 | 0 | 0 | 0
Coal | 2877.75 | 3253.69 | 3272.46 | 2985.98 | 3242.05 | 4828.23
Geo | 0 | 0 | 0 | 0 | 0 | 0
H | 7.08 | 7.08 | 7.08 | 7.08 | 7.08 | 7.08
LFG | 24.75 | 24.75 | 54.27 | 54.27 | 54.27 | 54.27
Nuc | 539.99 | 543.1 | 552.83 | 814.83 | 0.05 | 0.05
PS | 0 | 0 | 0 | 0 | 0 | 0
PV | 0 | 0 | 0 | 0 | 0 | 0
PeakG | 105.42 | 132.17 | 96.04 | 111.85 | 149.09 | 127.36
PeakO | 56.38 | 79.08 | 64.57 | 64.57 | 64.57 | 64.57
ST | 0 | 0 | 0 | 0 | 0 | 0
STOG | 9.13 | 9.14 | 7.8 | 7.81 | 7.88 | 7.68
STWD | 10.03 | 180.6 | 55.23 | 91.14 | 72.51 | 90.54
WT | 1122.01 | 1122.01 | 2629.67 | 5655.41 | 4886.49 | 4886.49
IGCC | 0 | 0 | 0 | 0 | 0 | 0
DemandResponse | 0 | 0 | 0 | 0 | 0 | 0
IGCC-CCS | 0 | 0 | 0 | 0 | 0 | 0
WT_off | 0 | 0 | 0 | 0 | 0 | 0
PseudoUnit | 0 | 0 | 0 | 0 | 0 | 0
FixedInterchange | 0 | 0 | 0 | 0 | 0 | 0
Total Costs by Reporting Type: MISO_WUMS
ReportingType | 2015 | 2020 | 2025 | 2030 | 2035 | 2040
BM | 0 | 0 | 0 | 0 | 0 | 0
CC | 502.16 | 833.47 | 695.19 | 520.68 | 2145.15 | 2014.9
CSP | 0 | 0 | 0 | 0 | 0 | 0
CT | 0 | 353.6 | 521.99 | 1001.48 | 1315.42 | 1060.33
Coal | 1569.51 | 1708.26 | 1573.18 | 1499.46 | 1819.62 | 1935.38
Geo | 0 | 0 | 0 | 0 | 0 | 0
H | 4.79 | 5.15 | 5.15 | 5.15 | 5.15 | 5.15
LFG | 8.57 | 8.57 | 97.64 | 97.64 | 97.64 | 97.64
Nuc | 419.03 | 444.73 | 429.21 | 737.97 | 0.05 | 0.05
PS | 0 | 0 | 0 | 0 | 0 | 0
PV | 0 | 0 | 0 | 0 | 0 | 0
PeakG | 58.5 | 83.16 | 65.14 | 77.65 | 77.65 | 77.65
PeakO | 13.52 | 17.78 | 14.69 | 14.69 | 14.69 | 14.69
ST | 0 | 0 | 0 | 0 | 0 | 0
STOG | 13.34 | 15.63 | 13.39 | 13.39 | 13.39 | 13.39
STWD | 3.37 | 11.33 | 11.67 | 7.07 | 11.82 | 15.01
WT | 317.4 | 317.4 | 317.4 | 317.4 | 46.41 | 46.41
IGCC | 0 | 0 | 0 | 0 | 0 | 0
DemandResponse | 0 | 0 | 0 | 0 | 0 | 0
IGCC-CCS | 0 | 0 | 0 | 0 | 0 | 0
WT_off | 0 | 0 | 0 | 0 | 0 | 0
PseudoUnit | 0 | 0 | 0 | 0 | 0 | 0
FixedInterchange | 0 | 0 | 0 | 0 | 0 | 0
Total Costs by Reporting Type: Nebraska
ReportingType | 2015 | 2020 | 2025 | 2030 | 2035 | 2040
BM | 0 | 0 | 0 | 0 | 0 | 0
CC | 50.83 | 32.31 | 27.92 | 22.49 | 33.03 | 30.45
CSP | 0 | 0 | 0 | 0 | 0 | 0
CT | 0 | 0 | 0 | 0 | 0 | 0
Coal | 926.72 | 1250.79 | 1261.29 | 1082.99 | 1124.43 | 2007.98
Geo | 0 | 0 | 0 | 0 | 0 | 0
H | 2.38 | 2.38 | 2.38 | 2.38 | 2.38 | 2.38
LFG | 0.72 | 0.72 | 0.72 | 29.16 | 29.16 | 29.16
Nuc | 289.1 | 306.81 | 296.14 | 364.84 | 0.11 | 0.11
PS | 0 | 0 | 0 | 0 | 0 | 0
PV | 0 | 0 | 0 | 0 | 0 | 0
PeakG | 25.47 | 50.06 | 44.34 | 39.89 | 31.58 | 31.37
PeakO | 9.57 | 12.19 | 9.77 | 9.77 | 9.77 | 9.77
ST | 0 | 0 | 0 | 0 | 0 | 0
STOG | 14.85 | 17.34 | 18.32 | 15.83 | 20.41 | 12.04
STWD | 0 | 0 | 0 | 0 | 0 | 0
WT | 70.25 | 734.1 | 734.1 | 721.46 | 674.41 | 70.81
IGCC | 0 | 0 | 0 | 0 | 0 | 0
DemandResponse | 0 | 0 | 0 | 0 | 0 | 0
IGCC-CCS | 0 | 0 | 0 | 0 | 0 | 0
WT_off | 0 | 0 | 0 | 0 | 0 | 0
PseudoUnit | 0 | 0 | 0 | 0 | 0 | 0
FixedInterchange | 0 | 0 | 0 | 0 | 0 | 0
Total Costs by Reporting Type: NEISO
ReportingType | 2015 | 2020 | 2025 | 2030 | 2035 | 2040
BM | 310.13 | 310.13 | 194.39 | 140.91 | 140.91 | 143.21
CC | 2229.88 | 2084.63 | 1888.06 | 1691.81 | 2713.19 | 2982
CSP | 0 | 0 | 0 | 0 | 0 | 0
CT | 32.42 | 32.87 | 32.42 | 31.31 | 2.86 | 102.64
Coal | 57.55 | 29.15 | 0 | 0 | 0 | 0
Geo | 0 | 0 | 0 | 0 | 0 | 0
H | 46.4 | 46.4 | 46.4 | 46.4 | 46.4 | 47.43
LFG | 84.95 | 84.95 | 113.53 | 113.53 | 98.81 | 98.81
Nuc | 1055.43 | 1120.79 | 1080.11 | 1086.32 | 784.86 | 1150.98
PS | 39.74 | 39.74 | 39.74 | 39.74 | 39.74 | 39.74
PV | 0.03 | 169.7 | 169.7 | 169.7 | 169.7 | 6.18
PeakG | 21.69 | 31.73 | 22.71 | 24.24 | 32.38 | 33.55
PeakO | 34.72 | 44.24 | 35.46 | 35.46 | 35.46 | 35.46
ST | 0 | 0 | 0 | 0 | 0 | 0
STOG | 0 | 0 | 0 | 0 | 0 | 0
STWD | 367.79 | 372.7 | 353.39 | 19.93 | 19.93 | 112.79
WT | 82.29 | 82.29 | 82.29 | 73.14 | 13.45 | 13.45
IGCC | 0 | 0 | 0 | 0 | 0 | 0
DemandResponse | 0 | 0 | 0 | 0 | 0 | 0
IGCC-CCS | 0 | 0 | 0 | 0 | 0 | 0
WT_off | 347.5 | 1147.03 | 2255.9 | 3918.88 | 3571.39 | 2771.85
PseudoUnit | 0 | 0 | 0 | 0 | 0 | 0
FixedInterchange | 0 | 0 | 0 | 0 | 0 | 0
Total Costs by Reporting Type: NonRTO_Midwest
ReportingType | 2015 | 2020 | 2025 | 2030 | 2035 | 2040
BM | 0 | 0 | 0 | 0 | 0 | 0
CC | 0 | 107.29 | 110.45 | 105.37 | 92.72 | 174.32
CSP | 0 | 0 | 0 | 0 | 0 | 0
CT | 0 | 0 | 0 | 0 | 0 | 0
Coal | 2667.54 | 2905.99 | 2801.14 | 2774.05 | 2926.2 | 3132.05
Geo | 0 | 0 | 0 | 0 | 0 | 0
H | 2.04 | 2.04 | 258.59 | 258.59 | 258.59 | 258.59
LFG | 1.69 | 1.69 | 64.46 | 64.46 | 64.46 | 64.46
Nuc | 0.01 | 0.01 | 0.01 | 0.01 | 0.01 | 0.01
PS | 0 | 0 | 0 | 0 | 0 | 0
PV | 0 | 0 | 0 | 0 | 0 | 0
PeakG | 67.06 | 103.07 | 88.46 | 96.93 | 118.66 | 121.95
PeakO | 0.35 | 0.45 | 0.36 | 0.36 | 0.36 | 0.36
ST | 0 | 0 | 0 | 0 | 0 | 0
STOG | 0 | 0 | 0 | 0 | 0 | 0
STWD | 0 | 0 | 0 | 0 | 0 | 0
WT | 2.26 | 2.26 | 2.26 | 2.26 | 2.26 | 2.26
IGCC | 0 | 0 | 0 | 0 | 0 | 0
DemandResponse | 0 | 0 | 0 | 0 | 0 | 0
IGCC-CCS | 0 | 0 | 0 | 0 | 0 | 0
WT_off | 0 | 0 | 0 | 0 | 0 | 0
PseudoUnit | 0 | 0 | 0 | 0 | 0 | 0
FixedInterchange | 0 | 0 | 0 | 0 | 0 | 0
Total Costs by Reporting Type: NYISO_A-F
ReportingType | 2015 | 2020 | 2025 | 2030 | 2035 | 2040
BM | 0 | 0 | 0 | 0 | 0 | 0
CC | 529.09 | 583.79 | 665.38 | 661.39 | 917.08 | 858.34
CSP | 0 | 0 | 0 | 0 | 0 | 0
CT | 0 | 0 | 0 | 0 | 0 | 0
Coal | 0 | 0 | 0 | 0 | 0 | 0
Geo | 0 | 0 | 0 | 0 | 0 | 0
H | 62.6 | 62.6 | 62.6 | 62.6 | 62.6 | 62.6
LFG | 22.7 | 22.7 | 22.7 | 50.15 | 48.28 | 48.28
Nuc | 769.17 | 792.88 | 787.44 | 645.82 | 746.25 | 695.88
PS | 33.52 | 33.52 | 33.52 | 33.52 | 33.52 | 33.52
PV | 0 | 0 | 0 | 0 | 0 | 0
PeakG | 3.78 | 5.56 | 5.36 | 5.31 | 5.75 | 6.79
PeakO | 1.14 | 1.46 | 1.17 | 1.17 | 1.17 | 1.17
ST | 0 | 0 | 0 | 0 | 0 | 0
STOG | 0 | 0 | 0 | 0 | 0 | 0
STWD | 2.76 | 3.45 | 2.81 | 2.81 | 2.81 | 2.81
WT | 818.73 | 975.31 | 975.31 | 975.31 | 218.75 | 62.16
IGCC | 0 | 0 | 0 | 0 | 0 | 0
DemandResponse | 0 | 0 | 0 | 0 | 0 | 0
IGCC-CCS | 0 | 0 | 0 | 0 | 0 | 0
WT_off | 0 | 0 | 0 | 0 | 0 | 0
PseudoUnit | 0 | 0 | 0 | 0 | 0 | 0
FixedInterchange | 0 | 0 | 0 | 0 | 0 | 0
Total Costs by Reporting Type: NYISO_G-I
ReportingType | 2015 | 2020 | 2025 | 2030 | 2035 | 2040
BM | 0 | 0 | 0 | 0 | 0 | 0
CC | 264.37 | 305.05 | 345.01 | 288.06 | 1260.89 | 3156.7
CSP | 0 | 0 | 0 | 0 | 0 | 0
CT | 0 | 0 | 0 | 0 | 0 | 0
Coal | 0 | 0 | 0 | 0 | 0 | 0
Geo | 0 | 0 | 0 | 0 | 0 | 0
H | 0.46 | 0.46 | 0.46 | 0.46 | 0.46 | 0.46
LFG | 7.73 | 7.73 | 7.73 | 37.77 | 37.77 | 37.77
Nuc | 466.19 | 495 | 477.19 | 479.96 | 543.55 | 0.21
PS | 0 | 0 | 0 | 0 | 0 | 0
PV | 0 | 0 | 0 | 0 | 0 | 0
PeakG | 1.52 | 2.04 | 1.56 | 1.56 | 1.56 | 1.57
PeakO | 2.55 | 3.25 | 2.61 | 2.61 | 2.61 | 2.61
ST | 0 | 0 | 0 | 0 | 0 | 0
STOG | 0 | 0 | 0 | 0 | 0 | 0
STWD | 0 | 0 | 0 | 0 | 0 | 0
WT | 0 | 0 | 0 | 0 | 0 | 9.41
IGCC | 0 | 0 | 0 | 0 | 0 | 0
DemandResponse | 0 | 0 | 0 | 0 | 0 | 0
IGCC-CCS | 0 | 0 | 0 | 0 | 0 | 0
WT_off | 0 | 0 | 0 | 0 | 0 | 0
PseudoUnit | 0 | 0 | 0 | 0 | 0 | 0
FixedInterchange | 0 | 0 | 0 | 0 | 0 | 0
Total Costs by Reporting Type: NYISO_J-K
ReportingType | 2015 | 2020 | 2025 | 2030 | 2035 | 2040
BM | 0 | 0 | 0 | 0 | 0 | 0
CC | 1258.82 | 1422.21 | 1402.66 | 1372.32 | 1638.71 | 1431.95
CSP | 0 | 0 | 0 | 0 | 0 | 0
CT | 0 | 0 | 0 | 43.01 | 184.74 | 198.87
Coal | 0 | 0 | 0 | 0 | 0 | 0
Geo | 0 | 0 | 0 | 0 | 0 | 0
H | 0 | 0 | 0 | 0 | 0 | 0
LFG | 14.97 | 14.97 | 14.97 | 50.65 | 50.65 | 50.65
Nuc | 0.01 | 0.01 | 0.01 | 0.01 | 0.01 | 0.01
PS | 0 | 0 | 0 | 0 | 0 | 0
PV | 23.8 | 23.8 | 23.8 | 23.8 | 0 | 0
PeakG | 57.64 | 86.03 | 63.77 | 67.09 | 83.28 | 84.32
PeakO | 61.69 | 79.16 | 63.78 | 65.02 | 65.02 | 65.02
ST | 0 | 0 | 0 | 0 | 0 | 0
STOG | 227.52 | 271.63 | 244.48 | 229.09 | 277.03 | 290.11
STWD | 0 | 0 | 0 | 0 | 0 | 0
WT | 0 | 0 | 0 | 0 | 0 | 0
IGCC | 0 | 0 | 0 | 0 | 0 | 0
DemandResponse | 0 | 0 | 0 | 0 | 0 | 0
IGCC-CCS | 0 | 0 | 0 | 0 | 0 | 0
WT_off | 0 | 807.75 | 1926.94 | 3606.12 | 3606.12 | 2798.37
PseudoUnit | 0 | 0 | 0 | 0 | 0 | 0
FixedInterchange | 0 | 0 | 0 | 0 | 0 | 0
Total Costs by Reporting Type: PJM_E
ReportingType | 2015 | 2020 | 2025 | 2030 | 2035 | 2040
BM | 37.62 | 37.62 | 37.62 | 37.62 | 37.62 | 37.62
CC | 1994.71 | 2594.23 | 2152.95 | 1860.89 | 2928.35 | 2706.39
CSP | 0 | 0 | 0 | 0 | 0 | 0
CT | 2.46 | 2.51 | 2.47 | 0.23 | 0.89 | 0.38
Coal | 91.2 | 36.87 | 14.39 | 14.43 | 17.52 | 17.67
Geo | 0 | 0 | 0 | 0 | 0 | 0
H | 3.85 | 3.85 | 3.85 | 3.85 | 3.85 | 3.85
LFG | 59.84 | 117.68 | 117.68 | 114.73 | 114.73 | 73.06
Nuc | 1960.16 | 1864.06 | 1862.64 | 1873.72 | 1345.93 | 2395.82
PS | 9.5 | 9.5 | 9.5 | 9.5 | 9.5 | 9.5
PV | 15.87 | 15.87 | 15.87 | 15.87 | 0.75 | 0.75
PeakG | 76.61 | 111.4 | 93.9 | 101.8 | 159.06 | 113.86
PeakO | 75.92 | 100.78 | 82.41 | 82.41 | 82.41 | 82.41
ST | 0 | 0 | 0 | 0 | 0 | 0
STOG | 111.91 | 139.99 | 124.72 | 112.75 | 154.51 | 132.12
STWD | 0 | 0 | 0 | 0 | 0 | 0
WT | 377.36 | 377.36 | 383.48 | 383.48 | 38.77 | 587.09
IGCC | 0 | 0 | 0 | 0 | 0 | 0
DemandResponse | 0 | 0 | 0 | 0 | 0 | 0
IGCC-CCS | 0 | 0 | 0 | 0 | 0 | 0
WT_off | 0 | 794.8 | 3724.1 | 5928.05 | 5928.05 | 5287.74
PseudoUnit | 0 | 0 | 0 | 0 | 0 | 0
FixedInterchange | 0 | 0 | 0 | 0 | 0 | 0
Total Costs by Reporting Type: PJM_ROM
ReportingType | 2015 | 2020 | 2025 | 2030 | 2035 | 2040
BM | 21.69 | 21.69 | 21.69 | 1771.98 | 2241.16 | 2241.16
CC | 1009.01 | 1232.36 | 1057.27 | 913.59 | 1456.22 | 6441.22
CSP | 0 | 0 | 0 | 0 | 0 | 0
CT | 1.52 | 1.54 | 1.61 | 1.54 | 0.54 | 0.23
Coal | 2101.67 | 1844.41 | 1883.89 | 1763.27 | 2175.96 | 2226.53
Geo | 0 | 0 | 0 | 0 | 0 | 0
H | 19.83 | 264.76 | 264.76 | 264.76 | 264.76 | 264.76
LFG | 48.61 | 156.17 | 156.17 | 153.97 | 150.67 | 75.37
Nuc | 1163.94 | 1194.41 | 1192.35 | 1199.5 | 963.59 | 1283.24
PS | 35.92 | 35.92 | 35.92 | 35.92 | 35.92 | 35.92
PV | 0.06 | 699.41 | 1105.59 | 1215.62 | 1259.16 | 635.45
PeakG | 30.83 | 47.83 | 42.01 | 41.32 | 62.76 | 53.27
PeakO | 45.95 | 58.57 | 46.94 | 46.94 | 46.94 | 46.94
ST | 0 | 0 | 0 | 0 | 0 | 0
STOG | 192.18 | 256.23 | 233.45 | 206.78 | 290.13 | 285.59
STWD | 38.51 | 39.07 | 38.55 | 38.55 | 38.55 | 38.55
WT | 177.31 | 1583.3 | 2156.95 | 2123.6 | 2018.16 | 741.74
IGCC | 0 | 0 | 0 | 0 | 0 | 0
DemandResponse | 0 | 0 | 0 | 0 | 0 | 0
IGCC-CCS | 0 | 0 | 0 | 0 | 0 | 0
WT_off | 0 | 0 | 0 | 0 | 0 | 0
PseudoUnit | 0 | 0 | 0 | 0 | 0 | 0
FixedInterchange | 0 | 0 | 0 | 0 | 0 | 0
Total Costs by Reporting Type: PJM_ROR
ReportingType | 2015 | 2020 | 2025 | 2030 | 2035 | 2040
BM | 407.05 | 462.78 | 462.78 | 462.78 | 1304.73 | 2037.22
CC | 2883.34 | 3089.85 | 2482.11 | 1860.42 | 2913.88 | 2728.3
CSP | 0 | 0 | 0 | 0 | 0 | 0
CT | 2.92 | 2.94 | 2.96 | 2.66 | 519.28 | 593.18
Coal | 14683.93 | 12145.61 | 12283.8 | 12245.43 | 13027.32 | 13634.81
Geo | 0 | 0 | 0 | 0 | 0 | 0
H | 26.17 | 207.89 | 207.89 | 207.89 | 207.89 | 207.89
LFG | 81.66 | 288.01 | 288.01 | 280.09 | 271.54 | 127.69
Nuc | 4607.58 | 4731.16 | 4718.65 | 4541.22 | 3528.56 | 5329.49
PS | 73.14 | 73.14 | 73.14 | 73.14 | 73.14 | 73.14
PV | 0.35 | 0.35 | 0.35 | 0.35 | 0.35 | 0.35
PeakG | 397.41 | 564.74 | 401.47 | 468.01 | 544.3 | 553.03
PeakO | 48.69 | 65.15 | 52.22 | 52.22 | 52.22 | 52.22
ST | 0 | 0 | 0 | 0 | 0 | 0
STOG | 130.29 | 150.67 | 136.87 | 139.68 | 145.48 | 152.3
STWD | 113.31 | 114.87 | 113.43 | 113.43 | 113.43 | 113.43
WT | 2657.01 | 6416.48 | 11347.3 | 14659.14 | 13354.85 | 9953.38
IGCC | 0 | 0 | 0 | 0 | 0 | 0
DemandResponse | 0 | 0 | 0 | 0 | 0 | 0
IGCC-CCS | 0 | 0 | 0 | 0 | 0 | 0
WT_off | 0 | 265.16 | 632.66 | 1339.11 | 1339.11 | 1095.04
PseudoUnit | 0 | 0 | 0 | 0 | 0 | 0
FixedInterchange | 0 | 0 | 0 | 0 | 0 | 0
Total Costs by Reporting Type: SOCO
ReportingType | 2015 | 2020 | 2025 | 2030 | 2035 | 2040
BM | 63.43 | 1483.59 | 6573.46 | 7224.24 | 7224.24 | 7224.24
CC | 5619.57 | 5773.19 | 4714.75 | 4303.45 | 4634.49 | 4560.92
CSP | 0 | 0 | 0 | 0 | 0 | 0
CT | 0 | 0 | 0 | 0 | 0 | 0
Coal | 4643.21 | 4918.58 | 4758.11 | 4914.15 | 5439.68 | 8933.48
Geo | 0 | 0 | 0 | 0 | 0 | 0
H | 59.74 | 59.74 | 59.74 | 59.74 | 59.74 | 357.89
LFG | 4.47 | 46.62 | 46.62 | 46.62 | 46.62 | 17.54
Nuc | 1355.07 | 2993.98 | 3028.43 | 3039.86 | 3039.86 | 2945.91
PS | 39.76 | 39.76 | 39.76 | 39.76 | 39.76 | 39.76
PV | 0 | 0 | 0 | 0 | 0 | 0
PeakG | 219.97 | 334.19 | 163 | 175.8 | 219.9 | 235.05
PeakO | 0 | 0 | 0 | 0 | 0 | 0
ST | 0 | 0 | 0 | 0 | 0 | 0
STOG | 0 | 0 | 0 | 0 | 0 | 0
STWD | 425.06 | 430.44 | 425.48 | 425.48 | 425.48 | 425.48
WT | 0 | 28.96 | 28.96 | 28.96 | 28.96 | 2.81
IGCC | 0 | 0 | 0 | 0 | 0 | 0
DemandResponse | 0 | 0 | 0 | 0 | 0 | 0
IGCC-CCS | 0 | 0 | 0 | 0 | 0 | 0
WT_off | 0 | 0 | 0 | 0 | 0 | 0
PseudoUnit | 0 | 0 | 0 | 0 | 0 | 0
FixedInterchange | 0 | 0 | 0 | 0 | 0 | 0
Total Costs by Reporting Type: SPP_N
ReportingType | 2015 | 2020 | 2025 | 2030 | 2035 | 2040
BM | 0 | 0 | 0 | 0 | 0 | 0
CC | 300.45 | 187.1 | 122.05 | 102.93 | 138.56 | 137.34
CSP | 0 | 0 | 0 | 0 | 0 | 0
CT | 0 | 14.48 | 14.59 | 14.61 | 603.64 | 582.99
Coal | 2293.22 | 2476.19 | 2367.63 | 2282.88 | 2401.19 | 2708.74
Geo | 0 | 0 | 0 | 0 | 0 | 0
H | 0.3 | 0.3 | 0.3 | 0.3 | 0.3 | 0.3
LFG | 0.85 | 0.85 | 0.85 | 37.9 | 37.9 | 37.9
Nuc | 256.73 | 266.63 | 271.39 | 272.98 | 272.98 | 272.98
PS | 0 | 0 | 0 | 0 | 0 | 0
PV | 0 | 0 | 0 | 0 | 0 | 0
PeakG | 74.97 | 123.7 | 113.73 | 106.24 | 105.7 | 105.7
PeakO | 34.89 | 44.84 | 35.94 | 35.94 | 35.94 | 35.94
ST | 0 | 0 | 0 | 0 | 0 | 0
STOG | 92.69 | 127.23 | 117.22 | 113.86 | 125.15 | 131.52
STWD | 0 | 0 | 0 | 0 | 0 | 0
WT | 42.04 | 444.12 | 1414.47 | 3219.24 | 3232.11 | 2867.04
IGCC | 0 | 0 | 0 | 0 | 0 | 0
DemandResponse | 0 | 0 | 0 | 0 | 0 | 0
IGCC-CCS | 0 | 0 | 0 | 0 | 0 | 0
WT_off | 0 | 0 | 0 | 0 | 0 | 0
PseudoUnit | 0 | 0 | 0 | 0 | 0 | 0
FixedInterchange | 0 | 0 | 0 | 0 | 0 | 0
Total Costs by Reporting Type: SPP_S
ReportingType | 2015 | 2020 | 2025 | 2030 | 2035 | 2040
BM | 0 | 0 | 0 | 0 | 0 | 0
CC | 2035.46 | 1939.82 | 1268.62 | 918.29 | 1364.23 | 1326.25
CSP | 0 | 0 | 0 | 0 | 0 | 0
CT | 35.98 | 61.7 | 61.7 | 61.7 | 28.49 | 4.77
Coal | 3514.31 | 4108.82 | 3944.41 | 3485.67 | 4110.25 | 4423.59
Geo | 0 | 0 | 0 | 0 | 0 | 0
H | 30.03 | 30.03 | 30.03 | 30.03 | 30.03 | 30.03
LFG | 2.29 | 2.29 | 2.29 | 39.34 | 39.34 | 39.34
Nuc | 0.01 | 0.01 | 0.01 | 0.01 | 0.01 | 0.01
PS | 10.59 | 10.59 | 10.59 | 10.59 | 10.59 | 10.59
PV | 0 | 0 | 0 | 0 | 0 | 0
PeakG | 60.2 | 87.93 | 62.37 | 76.78 | 82.77 | 82.77
PeakO | 3.36 | 4.54 | 3.63 | 3.63 | 3.64 | 3.66
ST | 0 | 0 | 0 | 0 | 0 | 0
STOG | 533.19 | 577.28 | 490.52 | 446.37 | 533.3 | 539.08
STWD | 54.15 | 8.23 | 5.62 | 5.39 | 7.54 | 7.54
WT | 214.58 | 3239.01 | 5657.48 | 7292.93 | 7643.68 | 5189.4
IGCC | 0 | 0 | 0 | 0 | 0 | 0
DemandResponse | 0 | 0 | 0 | 0 | 0 | 0
IGCC-CCS | 0 | 0 | 0 | 0 | 0 | 0
WT_off | 0 | 0 | 0 | 0 | 0 | 0
PseudoUnit | 0 | 0 | 0 | 0 | 0 | 0
FixedInterchange | 0 | 0 | 0 | 0 | 0 | 0
Total Costs by Reporting Type: TVA
ReportingType | 2015 | 2020 | 2025 | 2030 | 2035 | 2040
BM | 0 | 3472.28 | 3817.85 | 7138.3 | 7796.58 | 7796.58
CC | 1021.82 | 720.07 | 743.67 | 538.86 | 707.92 | 746.45
CSP | 0 | 0 | 0 | 0 | 0 | 0
CT | 0 | 0 | 0 | 0 | 0 | 65.03
Coal | 3639.54 | 3336.48 | 3323.69 | 3134.41 | 3400.92 | 3609.67
Geo | 0 | 0 | 0 | 0 | 0 | 0
H | 72.8 | 82.55 | 82.55 | 82.55 | 82.55 | 82.55
LFG | 1.57 | 43.41 | 43.41 | 43.41 | 43.41 | 14.64
Nuc | 2533.71 | 2590.04 | 2579.4 | 2590.89 | 1999.33 | 2481.64
PS | 41.38 | 41.38 | 41.38 | 41.38 | 41.38 | 41.38
PV | 0 | 0 | 0 | 0 | 0 | 0
PeakG | 99.24 | 153.37 | 140.99 | 140.99 | 142.81 | 140.99
PeakO | 1.87 | 2.54 | 1.92 | 2.49 | 2.49 | 2.49
ST | 0 | 0 | 0 | 0 | 0 | 0
STOG | 0 | 0 | 0 | 0 | 0 | 0
STWD | 2.99 | 3.03 | 3 | 3 | 3 | 3
WT | 0.99 | 29.76 | 29.76 | 29.76 | 29.76 | 3.8
IGCC | 0 | 0 | 0 | 0 | 0 | 0
DemandResponse | 0 | 0 | 0 | 0 | 0 | 0
IGCC-CCS | 0 | 0 | 0 | 0 | 0 | 0
WT_off | 0 | 0 | 0 | 0 | 0 | 0
PseudoUnit | 0 | 0 | 0 | 0 | 0 | 0
FixedInterchange | 0 | 0 | 0 | 0 | 0 | 0
Total Costs by Reporting Type: TVA_Transmission
ReportingType | 2015 | 2020 | 2025 | 2030 | 2035 | 2040
BM | 0 | 0 | 0 | 0 | 0 | 0
CC | 0 | 0 | 0 | 0 | 0 | 0
CSP | 0 | 0 | 0 | 0 | 0 | 0
CT | 0 | 0 | 0 | 0 | 0 | 0
Coal | 0 | 0 | 0 | 0 | 0 | 0
Geo | 0 | 0 | 0 | 0 | 0 | 0
H | 0 | 0 | 0 | 0 | 0 | 0
LFG | 0 | 0 | 0 | 0 | 0 | 0
Nuc | 0 | 0 | 0 | 0 | 0 | 0
PS | 0 | 0 | 0 | 0 | 0 | 0
PV | 0 | 0 | 0 | 0 | 0 | 0
PeakG | 0 | 0 | 0 | 0 | 0 | 0
PeakO | 0 | 0 | 0 | 0 | 0 | 0
ST | 0 | 0 | 0 | 0 | 0 | 0
STOG | 0 | 0 | 0 | 0 | 0 | 0
STWD | 0 | 0 | 0 | 0 | 0 | 0
WT | 0 | 0 | 0 | 0 | 0 | 0
IGCC | 0 | 0 | 0 | 0 | 0 | 0
DemandResponse | 0 | 0 | 0 | 0 | 0 | 0
IGCC-CCS | 0 | 0 | 0 | 0 | 0 | 0
WT_off | 0 | 0 | 0 | 0 | 0 | 0
PseudoUnit | 0 | 0 | 0 | 0 | 0 | 0
FixedInterchange | 0 | 0 | 0 | 0 | 0 | 0
Total Costs by Reporting Type: VACAR
ReportingType | 2015 | 2020 | 2025 | 2030 | 2035 | 2040
BM | 1.05 | 7777.17 | 7777.17 | 7777.17 | 7777.17 | 7777.17
CC | 1819.45 | 1532.27 | 1162.76 | 723.21 | 928.44 | 1146.6
CSP | 0 | 0 | 0 | 0 | 0 | 0
CT | 290.94 | 293.62 | 285.35 | 268 | 268.22 | 501.88
Coal | 5333.86 | 3760.3 | 3130.6 | 2160.13 | 3380.38 | 4052.74
Geo | 0 | 0 | 0 | 0 | 0 | 0
H | 30.23 | 30.23 | 30.23 | 30.23 | 48.11 | 48.11
LFG | 7.74 | 49.14 | 49.14 | 49.14 | 49.05 | 20.68
Nuc | 2606.17 | 4424.34 | 4396.29 | 4414.98 | 3652.53 | 5084.39
PS | 62.1 | 62.1 | 62.1 | 62.1 | 62.1 | 62.1
PV | 0.24 | 62.77 | 65.49 | 67.07 | 71.87 | 15.6
PeakG | 151.39 | 223.72 | 162.49 | 190.82 | 211.22 | 216.75
PeakO | 36.13 | 46.34 | 37.33 | 38.01 | 38.01 | 38.01
ST | 0 | 0 | 0 | 0 | 0 | 0
STOG | 4.04 | 4.78 | 4.1 | 4.1 | 4.1 | 4.1
STWD | 173.41 | 175.67 | 173.58 | 173.58 | 173.58 | 173.58
WT | 0 | 1004.14 | 1004.14 | 1004.14 | 1004.14 | 98.34
IGCC | 0 | 0 | 0 | 0 | 0 | 0
DemandResponse | 0 | 0 | 0 | 0 | 0 | 0
IGCC-CCS | 0 | 0 | 0 | 0 | 0 | 0
WT_off | 0.66 | 258.46 | 6665.49 | 16357.92 | 17988.04 | 20158.51
PseudoUnit | 0 | 0 | 0 | 0 | 0 | 0
FixedInterchange | 0 | 0 | 0 | 0 | 0 | 0
Total Costs by Reporting Type: IESO
ReportingType | 2015 | 2020 | 2025 | 2030 | 2035 | 2040
BM | 177.6 | 177.6 | 177.6 | 177.6 | 177.6 | 177.6
CC | 325.59 | 309.47 | 329.08 | 312.96 | 629.66 | 1389.28
CSP | 0 | 0 | 0 | 0 | 0 | 0
CT | 44.26 | 44.26 | 44.26 | 44.26 | 58.47 | 189.37
Coal | 0 | 0 | 0 | 0 | 0 | 0
Geo | 0 | 0 | 0 | 0 | 0 | 0
H | 123.83 | 123.83 | 123.83 | 123.83 | 123.83 | 226.24
LFG | 19.32 | 19.32 | 19.32 | 19.32 | 14.43 | 14.43
Nuc | 2990.3 | 3007.72 | 3062.19 | 3080.28 | 2836.57 | 3030.7
PS | 2.92 | 2.92 | 2.92 | 2.92 | 2.92 | 2.92
PV | 558.01 | 558.01 | 558.01 | 558.01 | 0.44 | 0.44
PeakG | 11.67 | 13.67 | 13.67 | 13.67 | 13.67 | 13.73
PeakO | 0.66 | 0.66 | 0.78 | 0.86 | 0.86 | 0.86
ST | 0 | 0 | 0 | 0 | 0 | 0
STOG | 0 | 0 | 0 | 0 | 0 | 0
STWD | 0 | 0 | 0 | 0 | 0 | 0
WT | 763.41 | 763.41 | 763.41 | 763.41 | 43.84 | 43.84
IGCC | 0 | 0 | 0 | 0 | 0 | 0
DemandResponse | 0 | 0 | 0 | 0 | 0 | 0
IGCC-CCS | 0 | 0 | 0 | 0 | 0 | 0
WT_off | 0 | 0 | 0 | 0 | 0 | 0
PseudoUnit | 0 | 0 | 0 | 0 | 0 | 0
FixedInterchange | 0 | 0 | 0 | 0 | 0 | 0
Total Costs by Reporting Type: MAPP_CA
ReportingType | 2015 | 2020 | 2025 | 2030 | 2035 | 2040
BM | 0 | 0 | 0 | 0 | 0 | 0
CC | 153.81 | 171.75 | 46.77 | 4.3 | 4.87 | 7.65
CSP | 0 | 0 | 0 | 0 | 0 | 0
CT | 3.17 | 3.17 | 3.17 | 3.17 | 0 | 0
Coal | 139.89 | 166.86 | 0 | 0 | 0 | 0
Geo | 0 | 0 | 0 | 0 | 0 | 0
H | 92.24 | 211.42 | 851.16 | 1697.23 | 1697.23 | 1697.23
LFG | 0 | 0 | 0 | 0 | 0 | 0
Nuc | 0.01 | 0.01 | 0.01 | 0.01 | 0.01 | 0.01
PS | 0 | 0 | 0 | 0 | 0 | 0
PV | 0 | 0 | 0 | 0 | 0 | 0
PeakG | 9.88 | 9.88 | 9.88 | 9.88 | 13.09 | 13.09
PeakO | 0.09 | 0.09 | 0.09 | 0.12 | 0.12 | 0.12
ST | 0 | 0 | 0 | 0 | 0 | 0
STOG | 5.54 | 5.54 | 5.54 | 0 | 0 | 0
STWD | 0 | 0 | 0 | 0 | 0 | 0
WT | 105.14 | 105.14 | 105.14 | 105.14 | 17.92 | 17.92
IGCC | 0 | 0 | 0 | 0 | 0 | 0
DemandResponse | 0 | 0 | 0 | 0 | 0 | 0
IGCC-CCS | 0 | 0 | 0 | 0 | 0 | 0
WT_off | 0 | 0 | 0 | 0 | 0 | 0
PseudoUnit | 0 | 0 | 0 | 0 | 0 | 0
FixedInterchange | 0 | 0 | 0 | 0 | 0 | 0
Total Costs by Reporting Type: AZ_NM_SNV_Coal
ReportingType | 2015 | 2020 | 2025 | 2030 | 2035 | 2040
BM | 0 | 0 | 0 | 0 | 0 | 0
CC | 0 | 0 | 0 | 0 | 0 | 0
CSP | 0 | 0 | 0 | 0 | 0 | 0
CT | 0 | 0 | 0 | 0 | 0 | 0
Coal | 2860.07 | 3028.63 | 3003.44 | 3029.86 | 3285.51 | 7735.42
Geo | 0 | 0 | 0 | 0 | 0 | 0
H | 0 | 0 | 0 | 0 | 0 | 0
LFG | 0 | 0 | 0 | 0 | 0 | 0
Nuc | 0 | 0 | 0 | 0 | 0 | 0
PS | 0 | 0 | 0 | 0 | 0 | 0
PV | 0 | 0 | 0 | 0 | 0 | 0
PeakG | 0 | 0 | 0 | 0 | 0 | 0
PeakO | 0 | 0 | 0 | 0 | 0 | 0
ST | 0 | 0 | 0 | 0 | 0 | 0
STOG | 0 | 0 | 0 | 0 | 0 | 0
STWD | 0 | 0 | 0 | 0 | 0 | 0
WT | 0 | 0 | 0 | 0 | 0 | 0
IGCC | 0 | 0 | 0 | 0 | 0 | 0
DemandResponse | 0 | 0 | 0 | 0 | 0 | 0
IGCC-CCS | 0 | 0 | 0 | 0 | 0 | 0
WT_off | 0 | 0 | 0 | 0 | 0 | 0
PseudoUnit | 0 | 0 | 0 | 0 | 0 | 0
FixedInterchange | 0 | 0 | 0 | 0 | 0 | 0
Total Costs by Reporting Type: AZ_NM_SNV_Gas
ReportingType | 2015 | 2020 | 2025 | 2030 | 2035 | 2040
BM | 0 | 0 | 0 | 0 | 0 | 0
CC | 4479.47 | 6104.86 | 6310.76 | 8507.01 | 10345.6 | 10629.18
CSP | 0 | 0 | 0 | 0 | 0 | 0
CT | 68.63 | 68.63 | 78.87 | 79.48 | 0 | 0
Coal | 0 | 0 | 0 | 0 | 0 | 0
Geo | 0 | 0 | 0 | 0 | 0 | 0
H | 0 | 0 | 0 | 0 | 0 | 0
LFG | 0 | 0 | 0 | 0 | 0 | 0
Nuc | 0 | 0 | 0 | 0 | 0 | 0
PS | 0 | 0 | 0 | 0 | 0 | 0
PV | 0 | 0 | 0 | 0 | 0 | 0
PeakG | 30.4 | 45.13 | 49.52 | 69.79 | 76.43 | 0
PeakO | 0 | 0 | 0 | 0 | 0 | 0
ST | 0 | 0 | 0 | 0 | 0 | 0
STOG | 0 | 0 | 0 | 0 | 0 | 0
STWD | 0 | 0 | 0 | 0 | 0 | 0
WT | 0 | 0 | 0 | 0 | 0 | 0
IGCC | 0 | 0 | 0 | 0 | 0 | 0
DemandResponse | 0 | 0 | 0 | 0 | 0 | 0
IGCC-CCS | 0 | 0 | 0 | 0 | 0 | 0
WT_off | 0 | 0 | 0 | 0 | 0 | 0
PseudoUnit | 0 | 0 | 0 | 0 | 0 | 0
FixedInterchange | 0 | 0 | 0 | 0 | 0 | 0
Total Costs by Reporting Type: AZ_NM_SNV_NucRenew
ReportingType | 2015 | 2020 | 2025 | 2030 | 2035 | 2040
BM | 0 | 0 | 0 | 0 | 0 | 0
CC | 0 | 0 | 0 | 0 | 0 | 0
CSP | 0 | 0 | 0 | 0 | 0 | 0
CT | 0 | 0 | 0 | 0 | 0 | 0
Coal | 0 | 0 | 0 | 0 | 0 | 0
Geo | 0 | 0 | 861.56 | 861.56 | 861.56 | 861.56
H | 44.6 | 44.6 | 44.6 | 44.6 | 44.6 | 44.6
LFG | 0.85 | 0.85 | 24.66 | 24.66 | 24.66 | 24.66
Nuc | 810.72 | 895.93 | 912.19 | 917.59 | 917.59 | 917.59
PS | 5.13 | 5.13 | 5.13 | 5.13 | 5.13 | 5.13
PV | 50.17 | 50.17 | 50.17 | 50.17 | 2.38 | 2.38
PeakG | 0 | 0 | 0 | 0 | 0 | 0
PeakO | 0 | 0 | 0 | 0 | 0 | 0
ST | 156.95 | 379.54 | 509.72 | 480.3 | 429.35 | 234.89
STOG | 0 | 0 | 0 | 0 | 0 | 0
STWD | 12.81 | 13.02 | 12.82 | 12.82 | 12.82 | 12.82
WT | 35.54 | 35.54 | 128.43 | 303.25 | 285.3 | 285.3
IGCC | 0 | 0 | 0 | 0 | 0 | 0
DemandResponse | 0 | 0 | 0 | 0 | 0 | 0
IGCC-CCS | 0 | 0 | 0 | 0 | 0 | 0
WT_off | 0 | 0 | 0 | 0 | 0 | 0
PseudoUnit | 0 | 0 | 0 | 0 | 0 | 0
FixedInterchange | 0 | 0 | 0 | 0 | 0 | 0
Total Costs by Reporting Type: ERCOT
ReportingType | 2015 | 2020 | 2025 | 2030 | 2035 | 2040
BM | 69.26 | 83.11 | 78.09 | 2024.05 | 2094.09 | 2221.18
CC | 6262.93 | 6306.74 | 5428.24 | 4890.45 | 5933.75 | 7400.77
CSP | 0 | 0 | 0 | 0 | 0 | 0
CT | 22.65 | 22.65 | 22.65 | 22.65 | 1.67 | 1.67
Coal | 5661.21 | 6485.89 | 6740.31 | 6535.67 | 6781.25 | 7684.49
Geo | 0 | 0 | 0 | 0 | 0 | 0
H | 8.05 | 8.05 | 8.05 | 224.01 | 224.01 | 224.01
LFG | 9.06 | 9.06 | 145.21 | 145.21 | 145.21 | 145.21
Nuc | 1007.36 | 1174.9 | 1203.03 | 1210.21 | 1210.21 | 1210.21
PS | 0 | 0 | 0 | 0 | 0 | 0
PV | 6.95 | 6.95 | 6.95 | 6.95 | 0.01 | 0.01
PeakG | 80.63 | 119.03 | 114.62 | 114.62 | 114.62 | 114.62
PeakO | 1.29 | 1.86 | 1.53 | 1.53 | 1.53 | 1.53
ST | 0 | 0 | 0 | 0 | 0 | 0
STOG | 1049.9 | 1230.47 | 1121.05 | 1092.74 | 1122.69 | 1128.9
STWD | 0 | 0 | 0 | 0 | 0 | 0
WT | 409.91 | 2803.07 | 5411.25 | 7034.2 | 7170.35 | 5424.38
IGCC | 0 | 0 | 0 | 0 | 0 | 0
DemandResponse | 0 | 0 | 0 | 0 | 0 | 0
IGCC-CCS | 0 | 0 | 0 | 0 | 0 | 0
WT_off | 0 | 0 | 0 | 0 | 0 | 0
PseudoUnit | 0 | 0 | 0 | 0 | 0 | 0
FixedInterchange | 0 | 0 | 0 | 0 | 0 | 0
Total Costs by Reporting Type: NP15
ReportingType | 2015 | 2020 | 2025 | 2030 | 2035 | 2040
BM | 0 | 0 | 0 | 0 | 0 | 0
CC | 1995.28 | 2386.68 | 1972.97 | 1767.75 | 1258.53 | 701.13
CSP | 0 | 0 | 0 | 0 | 0 | 0
CT | 20.04 | 212.95 | 212.95 | 561.02 | 927.34 | 1130.55
Coal | 10.37 | 0 | 0 | 0 | 0 | 0
Geo | 100.91 | 208.93 | 482.81 | 482.81 | 482.81 | 402.13
H | 125.7 | 125.7 | 125.7 | 125.7 | 125.7 | 125.7
LFG | 10.26 | 10.26 | 248.41 | 248.41 | 248.41 | 248.41
Nuc | 495.59 | 560.5 | 540.7 | 543.89 | 543.89 | 543.89
PS | 53.58 | 53.58 | 53.58 | 53.58 | 53.58 | 53.58
PV | 4.71 | 4.71 | 4.71 | 4.71 | 0.78 | 0.78
PeakG | 56.04 | 82.34 | 58.1 | 74.01 | 78.49 | 80.04
PeakO | 10.26 | 13.08 | 10.48 | 10.49 | 10.49 | 10.49
ST | 19.12 | 19.12 | 19.12 | 19.12 | 1.86 | 1.86
STOG | 175.72 | 212.93 | 175.66 | 182.25 | 178.68 | 188.4
STWD | 265.97 | 269.53 | 266.24 | 266.24 | 266.24 | 266.24
WT | 71.84 | 344.87 | 2991.39 | 3755.73 | 3729 | 3479.31
IGCC | 0 | 0 | 0 | 0 | 0 | 0
DemandResponse | 0 | 0 | 0 | 0 | 0 | 0
IGCC-CCS | 0 | 0 | 0 | 0 | 0 | 0
WT_off | 0 | 0 | 0 | 0 | 0 | 0
PseudoUnit | 0 | 0 | 0 | 0 | 0 | 0
FixedInterchange | 0 | 0 | 0 | 0 | 0 | 0
Total Costs by Reporting Type: NWPP_Coal
ReportingType | 2015 | 2020 | 2025 | 2030 | 2035 | 2040
BM | 0 | 0 | 0 | 0 | 0 | 0
CC | 0 | 0 | 0 | 0 | 0 | 0
CSP | 0 | 0 | 0 | 0 | 0 | 0
CT | 0 | 0 | 0 | 0 | 0 | 0
Coal | 3399.31 | 3651.05 | 3710.5 | 3633.13 | 3853.68 | 4396.6
Geo | 0 | 0 | 0 | 0 | 0 | 0
H | 0 | 0 | 0 | 0 | 0 | 0
LFG | 0 | 0 | 0 | 0 | 0 | 0
Nuc | 0 | 0 | 0 | 0 | 0 | 0
PS | 0 | 0 | 0 | 0 | 0 | 0
PV | 0 | 0 | 0 | 0 | 0 | 0
PeakG | 0 | 0 | 0 | 0 | 0 | 0
PeakO | 0 | 0 | 0 | 0 | 0 | 0
ST | 0 | 0 | 0 | 0 | 0 | 0
STOG | 0 | 0 | 0 | 0 | 0 | 0
STWD | 0 | 0 | 0 | 0 | 0 | 0
WT | 0 | 0 | 0 | 0 | 0 | 0
IGCC | 0 | 0 | 0 | 0 | 0 | 0
DemandResponse | 0 | 0 | 0 | 0 | 0 | 0
IGCC-CCS | 0 | 0 | 0 | 0 | 0 | 0
WT_off | 0 | 0 | 0 | 0 | 0 | 0
PseudoUnit | 0 | 0 | 0 | 0 | 0 | 0
FixedInterchange | 0 | 0 | 0 | 0 | 0 | 0
Total Costs by Reporting Type: NWPP_Gas
ReportingType | 2015 | 2020 | 2025 | 2030 | 2035 | 2040
BM | 0 | 0 | 0 | 0 | 0 | 0
CC | 2078.65 | 2343.53 | 2443.15 | 3955.11 | 6856.21 | 7941.06
CSP | 0 | 0 | 0 | 0 | 0 | 0
CT | 14.02 | 14.02 | 14.02 | 14.02 | 0 | 0
Coal | 0 | 0 | 0 | 0 | 0 | 223.82
Geo | 0 | 0 | 0 | 0 | 0 | 0
H | 0 | 0 | 0 | 0 | 0 | 0
LFG | 0 | 0 | 0 | 0 | 0 | 0
Nuc | 0 | 0 | 0 | 0 | 0 | 0
PS | 0 | 0 | 0 | 0 | 0 | 0
PV | 0 | 0 | 0 | 0 | 0 | 0
PeakG | 0 | 0 | 0 | 0 | 0 | 0
PeakO | 0 | 0 | 0 | 0 | 0 | 0
ST | 0 | 0 | 0 | 0 | 0 | 0
STOG | 0 | 0 | 0 | 0 | 0 | 0
STWD | 0 | 0 | 0 | 0 | 0 | 0
WT | 0 | 0 | 0 | 0 | 0 | 0
IGCC | 0 | 0 | 0 | 0 | 0 | 0
DemandResponse | 0 | 0 | 0 | 0 | 0 | 0
IGCC-CCS | 0 | 0 | 0 | 0 | 0 | 0
WT_off | 0 | 0 | 0 | 0 | 0 | 0
PseudoUnit | 0 | 0 | 0 | 0 | 0 | 0
FixedInterchange | 0 | 0 | 0 | 0 | 0 | 0
Total Costs by Reporting Type: NWPP_NucRenew
ReportingType | 2015 | 2020 | 2025 | 2030 | 2035 | 2040
BM | 17.16 | 17.16 | 17.16 | 17.16 | 17.16 | 17.23
CC | 0 | 0 | 0 | 0 | 0 | 0
CSP | 0 | 0 | 0 | 0 | 0 | 0
CT | 0 | 0 | 0 | 0 | 0 | 0
Coal | 0 | 0 | 0 | 0 | 0 | 0
Geo | 82.65 | 82.65 | 340.71 | 340.71 | 300.8 | 300.8
H | 480.54 | 480.54 | 480.54 | 480.54 | 480.54 | 480.54
LFG | 22.67 | 22.67 | 103.8 | 118.38 | 111.24 | 111.24
Nuc | 256.71 | 258.17 | 262.7 | 264.21 | 264.21 | 324.67
PS | 6.12 | 6.12 | 6.12 | 6.12 | 6.12 | 6.12
PV | 0.04 | 0.04 | 0.04 | 0.04 | 0.04 | 0.04
PeakG | 0 | 0 | 0 | 0 | 0 | 0
PeakO | 0 | 0 | 0 | 0 | 0 | 0
ST | 0 | 0 | 0 | 0 | 0 | 0
STOG | 0 | 0 | 0 | 0 | 0 | 0
STWD | 12.15 | 21.69 | 105.61 | 222.4 | 222.4 | 222.34
WT | 515.43 | 515.43 | 515.43 | 515.43 | 229.12 | 229.12
IGCC | 0 | 0 | 0 | 0 | 0 | 0
DemandResponse | 0 | 0 | 0 | 0 | 0 | 0
IGCC-CCS | 0 | 0 | 0 | 0 | 0 | 0
WT_off | 0 | 0 | 0 | 0 | 0 | 0
PseudoUnit | 0 | 0 | 0 | 0 | 0 | 0
FixedInterchange | 0 | 0 | 0 | 0 | 0 | 0
Total Costs by Reporting Type: RMPA
ReportingType | 2015 | 2020 | 2025 | 2030 | 2035 | 2040
BM | 0 | 0 | 0 | 0 | 0 | 0
CC | 285.46 | 544.01 | 241.79 | 260.45 | 256.92 | 274
CSP | 0 | 0 | 0 | 0 | 0 | 0
CT | 16.21 | 16.21 | 16.21 | 16.21 | 0 | 0
Coal | 1843.41 | 1927.96 | 1875.71 | 1792 | 2432.16 | 3258.26
Geo | 0 | 281.04 | 1523.53 | 1538.28 | 1538.28 | 1332.7
H | 13.99 | 13.99 | 13.99 | 13.99 | 13.99 | 13.99
LFG | 1.29 | 1.29 | 1.29 | 12.63 | 12.24 | 12.24
Nuc | 0.01 | 0.01 | 0.01 | 0.01 | 0.01 | 0.01
PS | 13.37 | 13.37 | 13.37 | 13.37 | 13.37 | 13.37
PV | 0.82 | 0.82 | 0.82 | 0.82 | 0.31 | 0.31
PeakG | 49.11 | 73.9 | 51.01 | 67.81 | 70.69 | 72.38
PeakO | 5.49 | 6.99 | 2.69 | 2.69 | 2.69 | 2.69
ST | 1.65 | 197.24 | 212.65 | 219.94 | 218.48 | 47.24
STOG | 0 | 0 | 0 | 0 | 0 | 0
STWD | 0 | 0 | 0 | 0 | 0 | 0
WT | 288.68 | 288.68 | 288.68 | 288.68 | 67.69 | 67.69
IGCC | 0 | 0 | 0 | 0 | 0 | 0
DemandResponse | 0 | 0 | 0 | 0 | 0 | 0
IGCC-CCS | 0 | 0 | 0 | 0 | 0 | 0
WT_off | 0 | 0 | 0 | 0 | 0 | 0
PseudoUnit | 0 | 0 | 0 | 0 | 0 | 0
FixedInterchange | 0 | 0 | 0 | 0 | 0 | 0
Total Costs by Reporting Type: SP15
ReportingType | 2015 | 2020 | 2025 | 2030 | 2035 | 2040
BM | 7.53 | 7.53 | 7.53 | 7.53 | 5.98 | 5.98
CC | 1478.65 | 1701.84 | 1610.03 | 1588.19 | 1672.2 | 1176.27
CSP | 0 | 0 | 0 | 0 | 0 | 0
CT | 0 | 0 | 0 | 0 | 0 | 0
Coal | 35.83 | 43.99 | 48.96 | 36.13 | 0 | 0
Geo | 113.26 | 976.11 | 976.11 | 953.11 | 953.11 | 328.75
H | 16.57 | 16.57 | 16.57 | 16.57 | 16.57 | 16.57
LFG | 29.81 | 251.77 | 266.21 | 265.9 | 263.36 | 104.85
Nuc | 508.22 | 539.82 | 519.92 | 522.86 | 522.86 | 643.14
PS | 34.19 | 34.19 | 34.19 | 34.19 | 34.19 | 34.19
PV | 4.09 | 4.09 | 4.09 | 4.09 | 1.81 | 1.81
PeakG | 76.73 | 111.44 | 93.22 | 103.59 | 104.09 | 103.59
PeakO | 1.47 | 1.91 | 1.53 | 1.53 | 1.53 | 1.53
ST | 290.87 | 290.87 | 290.87 | 290.87 | 28.69 | 28.69
STOG | 464.61 | 556.17 | 478.01 | 492.87 | 541.92 | 532.9
STWD | 68.43 | 69.39 | 68.5 | 68.5 | 68.5 | 68.5
WT | 304.5 | 304.5 | 304.5 | 304.5 | 71.1 | 71.1
IGCC | 0 | 0 | 0 | 0 | 0 | 0
DemandResponse | 0 | 0 | 0 | 0 | 0 | 0
IGCC-CCS | 0 | 0 | 0 | 0 | 0 | 0
WT_off | 0 | 0 | 0 | 0 | 0 | 0
PseudoUnit | 0 | 0 | 0 | 0 | 0 | 0
FixedInterchange | 0 | 0 | 0 | 0 | 0 | 0
Total Costs by Reporting Type: ALB
ReportingType | 2015 | 2020 | 2025 | 2030 | 2035 | 2040
BM | 0 | 0 | 0 | 0 | 0 | 0
CC | 839.72 | 1164.61 | 1655.57 | 2118.6 | 2815.92 | 3410.41
CSP | 0 | 0 | 0 | 0 | 0 | 0
CT | 18.05 | 18.05 | 18.05 | 18.05 | 0 | 0
Coal | 1001.82 | 953.71 | 967.34 | 993.65 | 1148.85 | 1251.85
Geo | 0 | 0 | 0 | 0 | 0 | 0
H | 12.99 | 12.99 | 12.99 | 12.99 | 12.99 | 12.99
LFG | 1.21 | 1.21 | 1.21 | 1.21 | 1.21 | 1.21
Nuc | 0.01 | 0.01 | 0.01 | 0.01 | 0.01 | 0.01
PS | 0 | 0 | 0 | 0 | 0 | 0
PV | 0 | 0 | 0 | 0 | 0 | 0
PeakG | 24.72 | 24.13 | 24.13 | 24.13 | 33.99 | 33.99
PeakO | 0 | 0 | 0 | 0 | 0 | 0
ST | 0 | 0 | 0 | 0 | 0 | 0
STOG | 0 | 0 | 0 | 0 | 0 | 0
STWD | 0 | 0 | 0 | 0 | 0 | 0
WT | 25.5 | 25.5 | 25.5 | 25.5 | 22.96 | 22.96
IGCC | 0 | 0 | 0 | 0 | 0 | 0
DemandResponse | 0 | 0 | 0 | 0 | 0 | 0
IGCC-CCS | 0 | 0 | 0 | 0 | 0 | 0
WT_off | 0 | 0 | 0 | 0 | 0 | 0
PseudoUnit | 0 | 0 | 0 | 0 | 0 | 0
FixedInterchange | 0 | 0 | 0 | 0 | 0 | 0
Total Costs by Reporting Type: BC
ReportingType | 2015 | 2020 | 2025 | 2030 | 2035 | 2040
BM | 0 | 0 | 0 | 0 | 0 | 0
CC | 527.02 | 653.09 | 941.49 | 1348.69 | 1839.9 | 2268.69
CSP | 0 | 0 | 0 | 0 | 0 | 0
CT | 0 | 0 | 0 | 0 | 0 | 14.03
Coal | 0 | 0 | 0 | 0 | 0 | 0
Geo | 0 | 0 | 0 | 0 | 0 | 0
H | 173.22 | 173.22 | 173.22 | 173.22 | 173.22 | 173.22
LFG | 2.9 | 2.9 | 2.9 | 2.9 | 2.9 | 2.9
Nuc | 0.01 | 0.01 | 0.01 | 0.01 | 0.01 | 0.01
PS | 0 | 0 | 0 | 0 | 0 | 0
PV | 0 | 0 | 0 | 0 | 0 | 0
PeakG | 2.66 | 2.77 | 3.3 | 3.3 | 3.3 | 3.3
PeakO | 1.16 | 1.29 | 1.29 | 1.29 | 1.29 | 1.29
ST | 0 | 0 | 0 | 0 | 0 | 0
STOG | 0 | 0 | 0 | 0 | 0 | 0
STWD | 16.34 | 16.34 | 16.34 | 16.34 | 16.34 | 16.34
WT | 48.22 | 48.22 | 48.22 | 48.22 | 7.54 | 7.54
IGCC | 0 | 0 | 0 | 0 | 0 | 0
DemandResponse | 0 | 0 | 0 | 0 | 0 | 0
IGCC-CCS | 0 | 0 | 0 | 0 | 0 | 0
WT_off | 0 | 0 | 0 | 0 | 0 | 0
PseudoUnit | 0 | 0 | 0 | 0 | 0 | 0
FixedInterchange | 0 | 0 | 0 | 0 | 0 | 0
Total Costs by Reporting Type: HQ_IESO
ReportingType | 2015 | 2020 | 2025 | 2030 | 2035 | 2040
BM | 0 | 0 | 0 | 0 | 0 | 0
CC | 0 | 0 | 0 | 0 | 0 | 0
CSP | 0 | 0 | 0 | 0 | 0 | 0
CT | 0 | 0 | 0 | 0 | 0 | 0
Coal | 0 | 0 | 0 | 0 | 0 | 0
Geo | 0 | 0 | 0 | 0 | 0 | 0
H | 0 | 0 | 0 | 0 | 0 | 0
LFG | 0 | 0 | 0 | 0 | 0 | 0
Nuc | 0.01 | 0.01 | 0.01 | 0.01 | 0.01 | 0.01
PS | 0 | 0 | 0 | 0 | 0 | 0
PV | 0 | 0 | 0 | 0 | 0 | 0
PeakG | 0 | 0 | 0 | 0 | 0 | 0
PeakO | 0 | 0 | 0 | 0 | 0 | 0
ST | 0 | 0 | 0 | 0 | 0 | 0
STOG | 0 | 0 | 0 | 0 | 0 | 0
STWD | 0 | 0 | 0 | 0 | 0 | 0
WT | 0 | 0 | 0 | 0 | 0 | 0
IGCC | 0 | 0 | 0 | 0 | 0 | 0
DemandResponse | 0 | 0 | 0 | 0 | 0 | 0
IGCC-CCS | 0 | 0 | 0 | 0 | 0 | 0
WT_off | 0 | 0 | 0 | 0 | 0 | 0
PseudoUnit | 0 | 0 | 0 | 0 | 0 | 0
FixedInterchange | 0 | 0 | 0 | 0 | 0 | 0
Total Costs by Reporting Type: HQ_NEISO
ReportingType | 2015 | 2020 | 2025 | 2030 | 2035 | 2040
BM | 0 | 0 | 0 | 0 | 0 | 0
CC | 0 | 0 | 0 | 0 | 0 | 0
CSP | 0 | 0 | 0 | 0 | 0 | 0
CT | 0 | 0 | 0 | 0 | 0 | 0
Coal | 0 | 0 | 0 | 0 | 0 | 0
Geo | 0 | 0 | 0 | 0 | 0 | 0
H | 0 | 0 | 0 | 0 | 0 | 0
LFG | 0 | 0 | 0 | 0 | 0 | 0
Nuc | 0.01 | 0.01 | 0.01 | 0.01 | 0.01 | 0.01
PS | 0 | 0 | 0 | 0 | 0 | 0
PV | 0 | 0 | 0 | 0 | 0 | 0
PeakG | 0 | 0 | 0 | 0 | 0 | 0
PeakO | 0 | 0 | 0 | 0 | 0 | 0
ST | 0 | 0 | 0 | 0 | 0 | 0
STOG | 0 | 0 | 0 | 0 | 0 | 0
STWD | 0 | 0 | 0 | 0 | 0 | 0
WT | 0 | 0 | 0 | 0 | 0 | 0
IGCC | 0 | 0 | 0 | 0 | 0 | 0
DemandResponse | 0 | 0 | 0 | 0 | 0 | 0
IGCC-CCS | 0 | 0 | 0 | 0 | 0 | 0
WT_off | 0 | 0 | 0 | 0 | 0 | 0
PseudoUnit | 0 | 0 | 0 | 0 | 0 | 0
FixedInterchange | 0 | 0 | 0 | 0 | 0 | 0
Total Costs by Reporting Type: HQ_NY
ReportingType | 2015 | 2020 | 2025 | 2030 | 2035 | 2040
BM | 0 | 0 | 0 | 0 | 0 | 0
CC | 0 | 0 | 0 | 0 | 0 | 0
CSP | 0 | 0 | 0 | 0 | 0 | 0
CT | 0 | 0 | 0 | 0 | 0 | 0
Coal | 0 | 0 | 0 | 0 | 0 | 0
Geo | 0 | 0 | 0 | 0 | 0 | 0
H | 0 | 0 | 0 | 0 | 0 | 0
LFG | 0 | 0 | 0 | 0 | 0 | 0
Nuc | 0.01 | 0.01 | 0.01 | 0.01 | 0.01 | 0.01
PS | 0 | 0 | 0 | 0 | 0 | 0
PV | 0 | 0 | 0 | 0 | 0 | 0
PeakG | 0 | 0 | 0 | 0 | 0 | 0
PeakO | 0 | 0 | 0 | 0 | 0 | 0
ST | 0 | 0 | 0 | 0 | 0 | 0
STOG | 0 | 0 | 0 | 0 | 0 | 0
STWD | 0 | 0 | 0 | 0 | 0 | 0
WT | 0 | 0 | 0 | 0 | 0 | 0
IGCC | 0 | 0 | 0 | 0 | 0 | 0
DemandResponse | 0 | 0 | 0 | 0 | 0 | 0
IGCC-CCS | 0 | 0 | 0 | 0 | 0 | 0
WT_off | 0 | 0 | 0 | 0 | 0 | 0
PseudoUnit | 0 | 0 | 0 | 0 | 0 | 0
FixedInterchange | 0 | 0 | 0 | 0 | 0 | 0
Total Costs by Reporting Type: MARITIMES
ReportingType | 2015 | 2020 | 2025 | 2030 | 2035 | 2040
BM | 0 | 0 | 0 | 0 | 0 | 0
CC | 0 | 0 | 0 | 0 | 0 | 0
CSP | 0 | 0 | 0 | 0 | 0 | 0
CT | 0 | 0 | 0 | 0 | 0 | 0
Coal | 0 | 0 | 0 | 0 | 0 | 0
Geo | 0 | 0 | 0 | 0 | 0 | 0
H | 0 | 0 | 0 | 0 | 0 | 0
LFG | 0 | 0 | 0 | 0 | 0 | 0
Nuc | 0.01 | 0.01 | 0.01 | 0.01 | 0.01 | 0.01
PS | 0 | 0 | 0 | 0 | 0 | 0
PV | 0 | 0 | 0 | 0 | 0 | 0
PeakG | 0 | 0 | 0 | 0 | 0 | 0
PeakO | 0 | 0 | 0 | 0 | 0 | 0
ST | 0 | 0 | 0 | 0 | 0 | 0
STOG | 0 | 0 | 0 | 0 | 0 | 0
STWD | 0 | 0 | 0 | 0 | 0 | 0
WT | 0 | 0 | 0 | 0 | 0 | 0
IGCC | 0 | 0 | 0 | 0 | 0 | 0
DemandResponse | 0 | 0 | 0 | 0 | 0 | 0
IGCC-CCS | 0 | 0 | 0 | 0 | 0 | 0
WT_off | 0 | 0 | 0 | 0 | 0 | 0
PseudoUnit | 0 | 0 | 0 | 0 | 0 | 189.29
FixedInterchange | 0 | 0 | 0 | 0 | 0 | 0
Total Costs by Reporting Type: All
ReportingType | 2015 | 2020 | 2025 | 2030 | 2035 | 2040
BM | 1112.53 | 14833.96 | 21420.32 | 29034.32 | 31072.21 | 31934.15
CC | 51499.75 | 58046.79 | 53337.24 | 54004.91 | 75713.22 | 89351.17
CSP | 0 | 0 | 0 | 0 | 0 | 0
CT | 883.27 | 1477.71 | 1650.42 | 2466.62 | 4044.98 | 4598.68
Coal | 75893.76 | 75930.14 | 75120.25 | 71571.13 | 79559.49 | 96943.03
Geo | 300.77 | 1552.68 | 4188.68 | 4180.43 | 4140.53 | 3229.91
H | 1511 | 2066.95 | 3069.17 | 4131.19 | 4149.08 | 4550.67
LFG | 556.66 | 1355.19 | 2249.69 | 2527.95 | 2484.46 | 1923.59
Nuc | 27257.76 | 31456.43 | 31434.52 | 31883.54 | 26253.69 | 31278.26
PS | 517.25 | 517.25 | 517.25 | 517.25 | 517.25 | 517.25
PV | 666.03 | 1747.31 | 2240 | 2353.11 | 1750.44 | 769.65
PeakG | 2235.95 | 3280.57 | 2524.04 | 2845.33 | 3204.62 | 3099.81
PeakO | 565.22 | 739.82 | 596.21 | 598.94 | 598.95 | 598.97
ST | 468.59 | 886.77 | 1032.36 | 1010.23 | 678.37 | 312.68
STOG | 3901.23 | 4577.01 | 3987.84 | 3825.28 | 4212.25 | 4255.96
STWD | 1832.33 | 1906.76 | 1872.04 | 1656.71 | 1679.62 | 1779.03
WT | 9401.79 | 22986.35 | 38830.27 | 52413.48 | 47777.95 | 37397.16
IGCC | 366.57 | 367.01 | 366.86 | 368.38 | 371.19 | 375.95
DemandResponse | 0 | 0 | 0 | 0 | 0 | 0
IGCC-CCS | 0 | 0 | 0 | 0 | 0 | 0
WT_off | 348.15 | 3273.2 | 15205.09 | 31309.26 | 32591.88 | 32270.68
PseudoUnit | 0 | 0 | 0 | 0 | 0 | 189.29
FixedInterchange | 0 | 0 | 0 | 0 | 0 | 0
Total Costs by Reporting Type: EI_US
ReportingType | 2015 | 2020 | 2025 | 2030 | 2035 | 2040
BM | 840.97 | 14548.56 | 21139.94 | 26807.98 | 28777.38 | 29512.17
CC | 33073.16 | 36360.21 | 32357.41 | 29251.4 | 44099.65 | 54152.74
CSP | 0 | 0 | 0 | 0 | 0 | 0
CT | 676.23 | 1077.76 | 1240.23 | 1707.75 | 3057.5 | 3263.06
Coal | 60941.85 | 59672.06 | 58773.98 | 55550.69 | 62058.04 | 72392.59
Geo | 3.95 | 3.95 | 3.95 | 3.95 | 3.95 | 3.95
H | 419.29 | 856.05 | 1218.53 | 1218.53 | 1236.41 | 1535.59
LFG | 459.31 | 1035.87 | 1436.69 | 1689.34 | 1660.81 | 1258.44
Nuc | 21188.8 | 25019.34 | 24933.73 | 25344.45 | 19958.32 | 24608.01
PS | 401.94 | 401.94 | 401.94 | 401.94 | 401.94 | 401.94
PV | 41.25 | 1122.52 | 1615.21 | 1728.32 | 1744.67 | 763.88
PeakG | 1894.1 | 2798.28 | 2106.59 | 2364.54 | 2696.26 | 2665.07
PeakO | 544.8 | 713.93 | 577.82 | 580.44 | 580.45 | 580.47
ST | 0 | 0 | 0 | 0 | 0 | 0
STOG | 2205.47 | 2571.9 | 2207.58 | 2057.42 | 2368.96 | 2405.76
STWD | 1456.63 | 1516.8 | 1402.51 | 1070.39 | 1093.3 | 1192.77
WT | 6833.61 | 17751.98 | 28248.3 | 39269.41 | 36133.14 | 27748.01
IGCC | 366.57 | 367.01 | 366.86 | 368.38 | 371.19 | 375.95
DemandResponse | 0 | 0 | 0 | 0 | 0 | 0
IGCC-CCS | 0 | 0 | 0 | 0 | 0 | 0
WT_off | 348.15 | 3273.2 | 15205.09 | 31309.26 | 32591.88 | 32270.68
PseudoUnit | 0 | 0 | 0 | 0 | 0 | 189.29
FixedInterchange | 0 | 0 | 0 | 0 | 0 | 0
Total Costs by Reporting Type: EI_Canada
ReportingType | 2015 | 2020 | 2025 | 2030 | 2035 | 2040
BM | 177.6 | 177.6 | 177.6 | 177.6 | 177.6 | 177.6
CC | 479.41 | 481.22 | 375.85 | 317.26 | 634.53 | 1396.92
CSP | 0 | 0 | 0 | 0 | 0 | 0
CT | 47.43 | 47.43 | 47.43 | 47.43 | 58.47 | 189.37
Coal | 139.89 | 166.86 | 0 | 0 | 0 | 0
Geo | 0 | 0 | 0 | 0 | 0 | 0
H | 216.06 | 335.25 | 974.99 | 1821.05 | 1821.05 | 1923.47
LFG | 19.32 | 19.32 | 19.32 | 19.32 | 14.43 | 14.43
Nuc | 2990.32 | 3007.74 | 3062.22 | 3080.31 | 2836.59 | 3030.72
PS | 2.92 | 2.92 | 2.92 | 2.92 | 2.92 | 2.92
PV | 558.01 | 558.01 | 558.01 | 558.01 | 0.44 | 0.44
PeakG | 21.55 | 23.55 | 23.55 | 23.55 | 26.76 | 26.82
PeakO | 0.75 | 0.75 | 0.87 | 0.98 | 0.98 | 0.98
ST | 0 | 0 | 0 | 0 | 0 | 0
STOG | 5.54 | 5.54 | 5.54 | 0 | 0 | 0
STWD | 0 | 0 | 0 | 0 | 0 | 0
WT | 868.55 | 868.55 | 868.55 | 868.55 | 61.76 | 61.76
IGCC | 0 | 0 | 0 | 0 | 0 | 0
DemandResponse | 0 | 0 | 0 | 0 | 0 | 0
IGCC-CCS | 0 | 0 | 0 | 0 | 0 | 0
WT_off | 0 | 0 | 0 | 0 | 0 | 0
PseudoUnit | 0 | 0 | 0 | 0 | 0 | 0
FixedInterchange | 0 | 0 | 0 | 0 | 0 | 0
Total Costs by Reporting Type: EI
ReportingType | 2015 | 2020 | 2025 | 2030 | 2035 | 2040
BM | 1018.57 | 14726.17 | 21317.54 | 26985.58 | 28954.99 | 29689.77
CC | 33552.57 | 36841.43 | 32733.26 | 29568.66 | 44734.18 | 55549.66
CSP | 0 | 0 | 0 | 0 | 0 | 0
CT | 723.66 | 1125.2 | 1287.67 | 1755.18 | 3115.97 | 3452.43
Coal | 61081.74 | 59838.92 | 58773.98 | 55550.69 | 62058.04 | 72392.59
Geo | 3.95 | 3.95 | 3.95 | 3.95 | 3.95 | 3.95
H | 635.35 | 1191.3 | 2193.52 | 3039.58 | 3057.47 | 3459.06
LFG | 478.63 | 1055.19 | 1456 | 1708.66 | 1675.24 | 1272.88
Nuc | 24179.13 | 28027.08 | 27995.95 | 28424.75 | 22794.91 | 27638.73
PS | 404.86 | 404.86 | 404.86 | 404.86 | 404.86 | 404.86
PV | 599.26 | 1680.53 | 2173.22 | 2286.33 | 1745.11 | 764.32
PeakG | 1915.65 | 2821.83 | 2130.14 | 2388.09 | 2723.02 | 2691.88
PeakO | 545.55 | 714.68 | 578.69 | 581.42 | 581.43 | 581.45
ST | 0 | 0 | 0 | 0 | 0 | 0
STOG | 2211.01 | 2577.44 | 2213.12 | 2057.42 | 2368.96 | 2405.76
STWD | 1456.63 | 1516.8 | 1402.51 | 1070.39 | 1093.3 | 1192.77
WT | 7702.16 | 18620.53 | 29116.86 | 40137.97 | 36194.9 | 27809.77
IGCC | 366.57 | 367.01 | 366.86 | 368.38 | 371.19 | 375.95
DemandResponse | 0 | 0 | 0 | 0 | 0 | 0
IGCC-CCS | 0 | 0 | 0 | 0 | 0 | 0
WT_off | 348.15 | 3273.2 | 15205.09 | 31309.26 | 32591.88 | 32270.68
PseudoUnit | 0 | 0 | 0 | 0 | 0 | 189.29
FixedInterchange | 0 | 0 | 0 | 0 | 0 | 0
Total Costs by Reporting Type: Outside_EI
ReportingType | 2015 | 2020 | 2025 | 2030 | 2035 | 2040
BM | 93.95 | 107.8 | 102.79 | 2048.74 | 2117.23 | 2244.38
CC | 17947.18 | 21205.36 | 20603.98 | 24436.25 | 30979.04 | 33801.5
CSP | 0 | 0 | 0 | 0 | 0 | 0
CT | 159.61 | 352.52 | 362.76 | 711.44 | 929.01 | 1146.25
Coal | 14812.02 | 16091.22 | 16346.27 | 16020.44 | 17501.45 | 24550.44
Geo | 296.82 | 1548.72 | 4184.73 | 4176.48 | 4136.57 | 3225.95
H | 875.65 | 875.65 | 875.65 | 1091.61 | 1091.61 | 1091.61
LFG | 78.04 | 300 | 793.68 | 819.29 | 809.22 | 650.71
Nuc | 3078.63 | 3429.35 | 3438.57 | 3458.79 | 3458.79 | 3639.53
PS | 112.39 | 112.39 | 112.39 | 112.39 | 112.39 | 112.39
PV | 66.78 | 66.78 | 66.78 | 66.78 | 5.33 | 5.33
PeakG | 320.3 | 458.74 | 393.9 | 457.24 | 481.6 | 407.92
PeakO | 19.67 | 25.14 | 17.52 | 17.52 | 17.53 | 17.53
ST | 468.59 | 886.77 | 1032.36 | 1010.23 | 678.37 | 312.68
STOG | 1690.22 | 1999.57 | 1774.72 | 1767.85 | 1843.28 | 1850.21
STWD | 375.7 | 389.96 | 469.53 | 586.32 | 586.32 | 586.26
WT | 1699.62 | 4365.81 | 9713.41 | 12275.51 | 11583.05 | 9587.39
IGCC | 0 | 0 | 0 | 0 | 0 | 0
DemandResponse | 0 | 0 | 0 | 0 | 0 | 0
IGCC-CCS | 0 | 0 | 0 | 0 | 0 | 0
WT_off | 0 | 0 | 0 | 0 | 0 | 0
PseudoUnit | 0 | 0 | 0 | 0 | 0 | 0
FixedInterchange | 0 | 0 | 0 | 0 | 0 | 0
#15 A | RPS Generation Compliance Payments ($)
RPS Program | 2015 | 2020 | 2025 | 2030 | 2035 | 2040
NEISO | 8.25 | 118.24 | 0 | 0 | 0 | 0
CA | 1660.56 | 1848.92 | 0 | 0 | 0 | 0
NWPP | 0 | 0 | 0 | 0 | 0 | 0
PJM | 0 | 0 | 0 | 0 | 0 | 0
US_EI | 0 | 0 | 0 | 0 | 0 | 0
Southwest_Super | 1085.18 | 0 | 0 | 0 | 0 | 0
PJM_MAAC_Super | 460.46 | 0 | 0 | 0 | 0 | 0
PJM_ROR_Super | 0 | 0 | 0 | 0 | 0 | 0
Midwest_Super | 0 | 0 | 0 | 0 | 0 | 0
Northeast_Super | 0 | 0 | 0 | 0 | 0 | 0
Southeast_Super | 4304.45 | 0 | 0 | 0 | 0 | 0
US_WECC | 0 | 0 | 0 | 0 | 0 | 0
US_ERCOT | 0 | 0 | 0 | 0 | 0 | 0
PJM_Solar | 376.75 | 0 | 0 | 0 | 0 | 0
MA_Solar | 161.44 | 0 | 0.79 | 0 | 0 | 0
NH_Solar | 10.87 | 0 | 0.05 | 0 | 0 | 0
MRETS_Solar | 0 | 0 | 0 | 0 | 0 | 0
AZNMSNV | 220.4 | 357.39 | 0 | 0 | 0 | 0
AZNMSNV_Solar | 62.75 | 0 | 0 | 0 | 0 | 0
MRETS | 0 | 0 | 0 | 0 | 0 | 0
MI | 74.33 | 72.31 | 0 | 0 | 0 | 0
Ohio | 0 | 0 | 0 | 0 | 0 | 0
Ohio_Solar | 57.11 | 0 | 0 | 0 | 0 | 0
MOKSOKNE | 230.71 | 0 | 0 | 0 | 0 | 0
MO_Solar | 30.08 | 0 | 0 | 0 | 0 | 0
NC | 762.9 | 0 | 0 | 0 | 0 | 0
NC_Solar | 25.78 | 0 | 0 | 0 | 0 | 0
CO | 24.14 | 0 | 0 | 0 | 0 | 0
CO_Solar | 185.43 | 0 | 0 | 0 | 0 | 0
NY | 6.9 | 0 | 0 | 0 | 0 | 0
TX | 0 | 0 | 0 | 0 | 0 | 0
#15 B | RPS Capacity Compliance Payments ($)
RPS Program | 2015 | 2020 | 2025 | 2030 | 2035 | 2040
NEISO | 0 | 0 | 0 | 0 | 0 | 0
CA | 0 | 0 | 0 | 0 | 0 | 0
NWPP | 0 | 0 | 0 | 0 | 0 | 0
PJM | 0 | 0 | 0 | 0 | 0 | 0
US_EI | 0 | 0 | 0 | 0 | 0 | 0
Southwest_Super | 0 | 0 | 0 | 0 | 0 | 0
PJM_MAAC_Super | 0 | 0 | 0 | 0 | 0 | 0
PJM_ROR_Super | 0 | 0 | 0 | 0 | 0 | 0
Midwest_Super | 0 | 0 | 0 | 0 | 0 | 0
Northeast_Super | 0 | 0 | 0 | 0 | 0 | 0
Southeast_Super | 0 | 0 | 0 | 0 | 0 | 0
US_WECC | 0 | 0 | 0 | 0 | 0 | 0
US_ERCOT | 0 | 0 | 0 | 0 | 0 | 0
PJM_Solar | 0 | 0 | 0 | 0 | 0 | 0
MA_Solar | 0 | 0 | 0 | 0 | 0 | 0
NH_Solar | 0 | 0 | 0 | 0 | 0 | 0
MRETS_Solar | 0 | 0 | 0 | 0 | 0 | 0
AZNMSNV | 0 | 0 | 0 | 0 | 0 | 0
AZNMSNV_Solar | 0 | 0 | 0 | 0 | 0 | 0
MRETS | 0 | 0 | 0 | 0 | 0 | 0
MI | 0 | 0 | 0 | 0 | 0 | 0
Ohio | 0 | 0 | 0 | 0 | 0 | 0
Ohio_Solar | 0 | 0 | 0 | 0 | 0 | 0
MOKSOKNE | 0 | 0 | 0 | 0 | 0 | 0
MO_Solar | 0 | 0 | 0 | 0 | 0 | 0
NC | 0 | 0 | 0 | 0 | 0 | 0
NC_Solar | 0 | 0 | 0 | 0 | 0 | 0
CO | 0 | 0 | 0 | 0 | 0 | 0
CO_Solar | 0 | 0 | 0 | 0 | 0 | 0
NY | 0 | 0 | 0 | 0 | 0 | 0
TX | 0 | 0 | 0 | 0 | 0 | 0
#16a | Transmission Costs ($million) [excludes shadow cost]
Transmission Costs: Entergy
Cost | 2015 | 2020 | 2025 | 2030 | 2035 | 2040
a. Wheel Share | 2.25 | 2.06 | 9.82 | 28.46 | 32.24 | 42.41
b. Friction Share | 3.75 | 3.24 | 10.41 | 30.1 | 32.13 | 40.05
Transmission Costs: FRCC
Cost | 2015 | 2020 | 2025 | 2030 | 2035 | 2040
a. Wheel Share | 4.29 | 5.12 | 8.48 | 17.35 | 8.46 | 30.68
b. Friction Share | 4.29 | 5.12 | 8.48 | 17.35 | 8.46 | 30.68
Transmission Costs: MAPP_US
Cost | 2015 | 2020 | 2025 | 2030 | 2035 | 2040
a. Wheel Share | 19.87 | 17.21 | 16.3 | 42.97 | 56.46 | 65.12
b. Friction Share | 14.57 | 12.5 | 11.76 | 31.62 | 41.88 | 48.37
Transmission Costs: MISO_IN
Cost | 2015 | 2020 | 2025 | 2030 | 2035 | 2040
a. Wheel Share | 2.05 | 1.81 | 3.11 | 2.9 | 2.96 | 3.13
b. Friction Share | 3.09 | 1.17 | 2.5 | 6.5 | 4.02 | 4.46
Transmission Costs: MISO_MI
Cost | 2015 | 2020 | 2025 | 2030 | 2035 | 2040
a. Wheel Share | 3.38 | 8.1 | 8.88 | 7.98 | 1.87 | 2.4
b. Friction Share | 10.53 | 20.46 | 25.44 | 28.1 | 9.45 | 10.56
Transmission Costs: MISO_MO-IL
Cost | 2015 | 2020 | 2025 | 2030 | 2035 | 2040
a. Wheel Share | 0.63 | 0.03 | 4.89 | 13.97 | 18.74 | 27.14
b. Friction Share | 6.9 | 0.42 | 4.49 | 11.65 | 12.4 | 17.9
Transmission Costs: MISO_W
Cost | 2015 | 2020 | 2025 | 2030 | 2035 | 2040
a. Wheel Share | 3.22 | 4.22 | 2.81 | 19.99 | 34.58 | 43.92
b. Friction Share | 4.06 | 4.45 | 3.96 | 17.13 | 26.83 | 34.76
Transmission Costs: MISO_WUMS
Cost | 2015 | 2020 | 2025 | 2030 | 2035 | 2040
a. Wheel Share | 0 | 0 | 0 | 0 | 0 | 0
b. Friction Share | 0.34 | 0.09 | 3.85 | 6.38 | 3.49 | 5.8
Transmission Costs: Nebraska
Cost | 2015 | 2020 | 2025 | 2030 | 2035 | 2040
a. Wheel Share | 14.67 | 9.5 | 10.47 | 20.25 | 18.52 | 20.81
b. Friction Share | 11.3 | 7.51 | 8.46 | 16.94 | 15.28 | 17.03
Transmission Costs: NEISO
Cost | 2015 | 2020 | 2025 | 2030 | 2035 | 2040
a. Wheel Share | 0 | 0 | 0 | 0 | 0 | 0
b. Friction Share | 5.22 | 5.85 | 7.16 | 5.94 | 17.91 | 18.21
Transmission Costs: NonRTO_Midwest
Cost | 2015 | 2020 | 2025 | 2030 | 2035 | 2040
a. Wheel Share | 2.11 | 2.05 | 3.34 | 3.48 | 4.14 | 4.89
b. Friction Share | 1.31 | 1.39 | 2.15 | 2.46 | 3.58 | 4.78
Transmission Costs: NYISO_A-F
Cost | 2015 | 2020 | 2025 | 2030 | 2035 | 2040
a. Wheel Share | 14.36 | 16.88 | 10.71 | 12.64 | 4.06 | 3.92
b. Friction Share | 36.09 | 38.31 | 23.63 | 23.33 | 10.13 | 9.6
Transmission Costs: NYISO_G-I
Cost | 2015 | 2020 | 2025 | 2030 | 2035 | 2040
a. Wheel Share | 1.41 | 2.31 | 2.84 | 2.99 | 2.17 | 2.13
b. Friction Share | 3.24 | 3.57 | 4.04 | 4.93 | 8.25 | 7.84
Transmission Costs: NYISO_J-K
Cost | 2015 | 2020 | 2025 | 2030 | 2035 | 2040
a. Wheel Share | 0.9 | 0.97 | 1.17 | 2.35 | 0.77 | 0.77
b. Friction Share | 3.57 | 2.74 | 4.12 | 4.48 | 6.16 | 6.74
Transmission Costs: PJM_E
Cost | 2015 | 2020 | 2025 | 2030 | 2035 | 2040
a. Wheel Share | 2.3 | 3.27 | 4.02 | 5.34 | 2.94 | 2.9
b. Friction Share | 2.3 | 2.9 | 3.52 | 5.15 | 2.34 | 2.24
Transmission Costs: PJM_ROM
Cost | 2015 | 2020 | 2025 | 2030 | 2035 | 2040
a. Wheel Share | 0.57 | 4.17 | 3.84 | 6.76 | 3.84 | 3.64
b. Friction Share | 0.89 | 3.86 | 3.75 | 6.91 | 3.73 | 3.57
Transmission Costs: PJM_ROR
Cost | 2015 | 2020 | 2025 | 2030 | 2035 | 2040
a. Wheel Share | 36.78 | 16.33 | 12.32 | 0.67 | 2.59 | 6.18
b. Friction Share | 48.55 | 17.12 | 22.03 | 24.22 | 14.35 | 22.36
Transmission Costs: SOCO
Cost | 2015 | 2020 | 2025 | 2030 | 2035 | 2040
a. Wheel Share | 7.39 | 8.87 | 10.56 | 31.48 | 18.53 | 40.41
b. Friction Share | 9.08 | 11.72 | 12.13 | 50.05 | 30.65 | 53.03
Transmission Costs: SPP_N
Cost | 2015 | 2020 | 2025 | 2030 | 2035 | 2040
a. Wheel Share | 2.84 | 1.45 | 4.44 | 11.25 | 10.4 | 15.53
b. Friction Share | 2.46 | 1.47 | 6.18 | 17.03 | 14.36 | 20.47
Transmission Costs: SPP_S
Cost | 2015 | 2020 | 2025 | 2030 | 2035 | 2040
a. Wheel Share | 0.36 | 0.39 | 1.42 | 5.92 | 6.14 | 7.21
b. Friction Share | 0.69 | 0.68 | 2.21 | 8.98 | 9.27 | 10.9
Transmission Costs: TVA
Cost | 2015 | 2020 | 2025 | 2030 | 2035 | 2040
a. Wheel Share | 1.06 | 1.83 | 1.53 | 2.68 | 4.13 | 2.32
b. Friction Share | 1.32 | 2.29 | 1.92 | 3.35 | 5.17 | 2.93
Transmission Costs: TVA_Transmission
Cost | 2015 | 2020 | 2025 | 2030 | 2035 | 2040
a. Wheel Share | 0.62 | 0.47 | 1.82 | 0.84 | 1.81 | 6.4
b. Friction Share | 0.59 | 0.5 | 1.79 | 1.08 | 2.34 | 9.72
Transmission Costs: VACAR
Cost | 2015 | 2020 | 2025 | 2030 | 2035 | 2040
a. Wheel Share | 36.54 | 17.67 | 11.34 | 12.32 | 9.34 | 12.63
b. Friction Share | 36.57 | 19.43 | 12.38 | 30.41 | 20.62 | 26.76
Transmission Costs: IESO
Cost | 2015 | 2020 | 2025 | 2030 | 2035 | 2040
a. Wheel Share | 19.29 | 23.74 | 18.76 | 14.53 | 2.55 | 3.5
b. Friction Share | 48.24 | 59.37 | 46.93 | 35.7 | 5.73 | 5.4
Transmission Costs: MAPP_CA
Cost | 2015 | 2020 | 2025 | 2030 | 2035 | 2040
a. Wheel Share | 3.61 | 4.59 | 3.77 | 1.52 | 2.02 | 2.73
b. Friction Share | 5.96 | 7.49 | 6.83 | 1.16 | 1.55 | 2.08
Transmission Costs: AZ_NM_SNV_Coal
Cost | 2015 | 2020 | 2025 | 2030 | 2035 | 2040
a. Wheel Share | 20.86 | 20.79 | 22.27 | 22.61 | 25.65 | 45.39
b. Friction Share | 35.18 | 35.11 | 37.64 | 38.3 | 43.39 | 76.06
Transmission Costs: AZ_NM_SNV_Gas
Cost | 2015 | 2020 | 2025 | 2030 | 2035 | 2040
a. Wheel Share | 80 | 99.46 | 94.52 | 110.86 | 122.62 | 148.68
b. Friction Share | 133.64 | 166.13 | 157.91 | 185.26 | 204.9 | 248.18
Transmission Costs: AZ_NM_SNV_NucRenew
Cost | 2015 | 2020 | 2025 | 2030 | 2035 | 2040
a. Wheel Share | 38.94 | 41.71 | 53.79 | 59.31 | 64.32 | 83.97
b. Friction Share | 65 | 69.62 | 89.78 | 98.98 | 107.3 | 139.97
Transmission Costs: ERCOT
Cost | 2015 | 2020 | 2025 | 2030 | 2035 | 2040
a. Wheel Share | 0.13 | 0.17 | 0.41 | 2.18 | 1.5 | 2.18
b. Friction Share | 0.2 | 0.26 | 0.61 | 3.26 | 2.25 | 3.27
Transmission Costs: NP15
Cost | 2015 | 2020 | 2025 | 2030 | 2035 | 2040
a. Wheel Share | 35.55 | 18.15 | 6.8 | 15.28 | 37.44 | 45.46
b. Friction Share | 59.34 | 30.34 | 11.45 | 25.57 | 62.51 | 75.89
Transmission Costs: NWPP_Coal
Cost | 2015 | 2020 | 2025 | 2030 | 2035 | 2040
a. Wheel Share | 83.47 | 56.7 | 45.5 | 57.34 | 91.03 | 102
b. Friction Share | 140.38 | 95.77 | 77.13 | 97.01 | 153.38 | 171.71
Transmission Costs: NWPP_Gas
Cost | 2015 | 2020 | 2025 | 2030 | 2035 | 2040
a. Wheel Share | 0 | 0 | 0 | 0 | 0 | 0
b. Friction Share | 0.3 | 0.3 | 0.3 | 0.43 | 0.65 | 0.7
Transmission Costs: NWPP_NucRenew
Cost | 2015 | 2020 | 2025 | 2030 | 2035 | 2040
a. Wheel Share | 0 | 0 | 0 | 0 | 0 | 0
b. Friction Share | 0.96 | 0.96 | 1 | 1.01 | 1.01 | 1.01
Transmission Costs: RMPA
Cost | 2015 | 2020 | 2025 | 2030 | 2035 | 2040
a. Wheel Share | 3.5 | 4.57 | 8.13 | 12.46 | 14.48 | 18.28
b. Friction Share | 2.82 | 4.05 | 9.54 | 15.76 | 19.42 | 25.81
Transmission Costs: SP15
Cost | 2015 | 2020 | 2025 | 2030 | 2035 | 2040
a. Wheel Share | 183.13 | 194.51 | 201.32 | 227.45 | 252.41 | 295.89
b. Friction Share | 305.29 | 324.27 | 335.65 | 379.19 | 420.8 | 493.27
Transmission Costs: ALB
Cost | 2015 | 2020 | 2025 | 2030 | 2035 | 2040
a. Wheel Share | 0.75 | 0.51 | 1.26 | 2.26 | 0.04 | 3.47
b. Friction Share | 1.25 | 0.85 | 2.1 | 3.76 | 0.07 | 5.78
Transmission Costs: BC
Cost | 2015 | 2020 | 2025 | 2030 | 2035 | 2040
a. Wheel Share | 3.35 | 3.98 | 3.5 | 2.75 | 2.54 | 3.49
b. Friction Share | 5.58 | 6.63 | 5.84 | 4.59 | 4.23 | 5.82
Transmission Costs: HQ_IESO
Cost | 2015 | 2020 | 2025 | 2030 | 2035 | 2040
a. Wheel Share | 0 | 0 | 0 | 0 | 0 | 0
b. Friction Share | 0.01 | 0.01 | 0.01 | 0.01 | 0.01 | 0.01
Transmission Costs: HQ_NEISO
Cost | 2015 | 2020 | 2025 | 2030 | 2035 | 2040
a. Wheel Share | 0 | 0 | 0 | 0 | 0 | 0
b. Friction Share | 0.11 | 0.11 | 0.11 | 0.11 | 0.11 | 0.11
Transmission Costs: HQ_NY
Cost | 2015 | 2020 | 2025 | 2030 | 2035 | 2040
a. Wheel Share | 0 | 0 | 0 | 0 | 0 | 0
b. Friction Share | 0.03 | 0.03 | 0.03 | 0.03 | 0.03 | 0.03
Transmission Costs: MARITIMES
Cost | 2015 | 2020 | 2025 | 2030 | 2035 | 2040
a. Wheel Share | 0 | 0 | 0 | 0 | 0 | 0
b. Friction Share | 0.05 | 0.05 | 0.05 | 0.05 | 0.05 | 0.07
Transmission Costs: All
Cost | 2015 | 2020 | 2025 | 2030 | 2035 | 2040
a. Wheel Share | 630.17 | 593.59 | 594.15 | 781.13 | 861.28 | 1099.59
b. Friction Share | 1015.07 | 968.15 | 969.25 | 1244.29 | 1330.22 | 1663.95
Transmission Costs: EI_US
Cost | 2015 | 2020 | 2025 | 2030 | 2035 | 2040
a. Wheel Share | 157.6 | 124.71 | 134.12 | 252.59 | 244.69 | 344.54
b. Friction Share | 210.92 | 166.99 | 186.54 | 354.29 | 303.02 | 408.99
Transmission Costs: EI_Canada
Cost | 2015 | 2020 | 2025 | 2030 | 2035 | 2040
a. Wheel Share | 22.9 | 28.33 | 22.54 | 16.05 | 4.57 | 6.23
b. Friction Share | 54.21 | 66.87 | 53.77 | 36.87 | 7.3 | 7.49
Transmission Costs: EI
Cost | 2015 | 2020 | 2025 | 2030 | 2035 | 2040
a. Wheel Share | 180.49 | 153.04 | 156.66 | 268.64 | 249.26 | 350.78
b. Friction Share | 265.13 | 233.87 | 240.31 | 391.16 | 310.31 | 416.48
Transmission Costs: Outside_EI
Cost | 2015 | 2020 | 2025 | 2030 | 2035 | 2040
a. Wheel Share | 449.68 | 440.55 | 437.49 | 512.49 | 612.02 | 748.82
b. Friction Share | 749.94 | 734.28 | 728.94 | 853.13 | 1019.91 | 1247.47

## Capacity
#1 | New Build Capacity (MW)
New Build Capacity by Reporting Type: Entergy
ReportingType | 2015 | 2020 | 2025 | 2030 | 2035 | 2040
BM | 0 | 0 | 0 | 0 | 0 | 0
CC | 0 | 0 | 0 | 1185.45 | 161.15 | 0
CSP | 0 | 0 | 0 | 0 | 0 | 0
CT | 0 | 0 | 0 | 0 | 0 | 0
Coal | 720 | 0 | 0 | 0 | 0 | 1640.67
Geo | 0 | 0 | 0 | 0 | 0 | 0
H | 0 | 0 | 0 | 0 | 0 | 0
LFG | 0 | 0 | 0 | 107.4 | 0 | 0
Nuc | 170 | 0 | 0 | 0 | 0 | 0
PS | 0 | 0 | 0 | 0 | 0 | 0
PV | 0.29 | 65.04 | 35.47 | 3.41 | 3.82 | 2.61
PeakG | 0 | 0 | 0 | 0 | 0 | 0
PeakO | 0 | 0 | 0 | 0 | 0 | 0
ST | 0 | 0 | 0 | 0 | 0 | 0
STOG | 0 | 0 | 0 | 0 | 0 | 0
STWD | 0 | 0 | 0 | 0 | 0 | 0
WT | 0 | 0 | 0 | 0 | 0 | 0
IGCC | 0 | 0 | 0 | 0 | 0 | 0
DemandResponse | 0 | 0 | 0 | 0 | 0 | 0
IGCC-CCS | 0 | 0 | 0 | 0 | 0 | 0
WT_off | 0 | 0 | 0 | 0 | 0 | 0
PseudoUnit | 0 | 0 | 0 | 0 | 0 | 0
FixedInterchange | 0 | 0 | 0 | 0 | 0 | 0
New Build Capacity by Reporting Type: FRCC
ReportingType | 2015 | 2020 | 2025 | 2030 | 2035 | 2040
BM | 0 | 859.84 | 1142.07 | 0 | 0 | 0
CC | 1516.9 | 2097.48 | 0 | 510.21 | 9082.78 | 5285.66
CSP | 0 | 0 | 0 | 0 | 0 | 0
CT | 2480 | 0 | 0 | 0 | 0 | 0
Coal | 0 | 0 | 0 | 0 | 0 | 0
Geo | 0 | 0 | 0 | 0 | 0 | 0
H | 0 | 0 | 28 | 0 | 0 | 0
LFG | 0 | 198 | 0 | 0 | 0 | 0
Nuc | 229.33 | 0 | 0 | 0 | 0 | 0
PS | 0 | 0 | 0 | 0 | 0 | 0
PV | 0 | 0 | 0 | 0 | 0 | 0
PeakG | 0 | 0 | 0 | 0 | 0 | 0
PeakO | 0 | 0 | 0 | 0 | 0 | 0
ST | 0 | 0 | 0 | 0 | 0 | 0
STOG | 0 | 0 | 0 | 0 | 0 | 0
STWD | 0 | 0 | 0 | 0 | 0 | 0
WT | 0 | 0 | 0 | 0 | 0 | 0
IGCC | 0 | 0 | 0 | 0 | 0 | 0
DemandResponse | 0 | 0 | 0 | 0 | 0 | 0
IGCC-CCS | 0 | 0 | 0 | 0 | 0 | 0
WT_off | 0 | 0 | 0 | 0 | 0 | 0
PseudoUnit | 0 | 0 | 0 | 0 | 0 | 0
FixedInterchange | 0 | 0 | 0 | 0 | 0 | 0
New Build Capacity by Reporting Type: MAPP_US
ReportingType | 2015 | 2020 | 2025 | 2030 | 2035 | 2040
BM | 0 | 0 | 0 | 0 | 0 | 0
CC | 0 | 0 | 0 | 0 | 0 | 0
CSP | 0 | 0 | 0 | 0 | 0 | 0
CT | 308.3 | 0 | 0 | 0 | 309.24 | 186.95
Coal | 0 | 0 | 0 | 0 | 0 | 0
Geo | 0 | 0 | 0 | 0 | 0 | 0
H | 0 | 0 | 0 | 0 | 0 | 0
LFG | 0 | 0 | 0 | 71.67 | 0 | 0
Nuc | 0 | 0 | 0 | 0 | 0 | 0
PS | 0 | 0 | 0 | 0 | 0 | 0
PV | 0 | 0 | 0 | 0 | 0 | 0
PeakG | 0 | 0 | 0 | 0 | 0 | 0
PeakO | 0 | 0 | 0 | 0 | 0 | 0
ST | 0 | 0 | 0 | 0 | 0 | 0
STOG | 0 | 0 | 0 | 0 | 0 | 0
STWD | 0 | 0 | 0 | 0 | 0 | 0
WT | 421.3 | 1451.45 | 0 | 4562.05 | 3002.66 | 1959.06
IGCC | 0 | 0 | 0 | 0 | 0 | 0
DemandResponse | 0 | 0 | 0 | 0 | 0 | 0
IGCC-CCS | 0 | 0 | 0 | 0 | 0 | 0
WT_off | 0 | 0 | 0 | 0 | 0 | 0
PseudoUnit | 0 | 0 | 0 | 0 | 0 | 0
FixedInterchange | 0 | 0 | 0 | 0 | 0 | 0
New Build Capacity by Reporting Type: MISO_IN
ReportingType | 2015 | 2020 | 2025 | 2030 | 2035 | 2040
BM | 0 | 0 | 0 | 0 | 0 | 0
CC | 0 | 0 | 0 | 0 | 4077.92 | 1506.31
CSP | 0 | 0 | 0 | 0 | 0 | 0
CT | 0 | 0 | 0 | 0 | 0 | 0
Coal | 0 | 0 | 0 | 0 | 0 | 0
Geo | 0 | 0 | 0 | 0 | 0 | 0
H | 0 | 0 | 0 | 0 | 0 | 0
LFG | 0 | 0 | 80.12 | 0 | 0 | 0
Nuc | 0 | 0 | 0 | 0 | 0 | 0
PS | 0 | 0 | 0 | 0 | 0 | 0
PV | 0 | 235.95 | 147.21 | 0 | 11.63 | 13.48
PeakG | 0 | 0 | 0 | 0 | 0 | 0
PeakO | 0 | 0 | 0 | 0 | 0 | 0
ST | 0 | 0 | 0 | 0 | 0 | 0
STOG | 0 | 0 | 0 | 0 | 0 | 0
STWD | 0 | 0 | 0 | 0 | 0 | 0
WT | 0 | 0 | 0 | 0 | 0 | 0
IGCC | 618 | 0 | 0 | 0 | 0 | 0
DemandResponse | 0 | 0 | 0 | 0 | 0 | 0
IGCC-CCS | 0 | 0 | 0 | 0 | 0 | 0
WT_off | 0 | 0 | 0 | 0 | 0 | 0
PseudoUnit | 0 | 0 | 0 | 0 | 0 | 0
FixedInterchange | 0 | 0 | 0 | 0 | 0 | 0
New Build Capacity by Reporting Type: MISO_MI
ReportingType | 2015 | 2020 | 2025 | 2030 | 2035 | 2040
BM | 0 | 0 | 0 | 0 | 0 | 0
CC | 0 | 0 | 0 | 0 | 0 | 0
CSP | 0 | 0 | 0 | 0 | 0 | 0
CT | 0 | 0 | 0 | 0 | 0 | 0
Coal | 0 | 0 | 0 | 0 | 0 | 0
Geo | 0 | 0 | 0 | 0 | 0 | 0
H | 0 | 0 | 0 | 0 | 0 | 0
LFG | 0 | 0 | 160.25 | 0 | 0 | 0
Nuc | 0 | 0 | 0 | 0 | 0 | 0
PS | 0 | 0 | 0 | 0 | 0 | 0
PV | 0 | 0 | 0 | 0 | 0 | 0
PeakG | 0 | 0 | 0 | 0 | 0 | 0
PeakO | 0 | 0 | 0 | 0 | 0 | 0
ST | 0 | 0 | 0 | 0 | 0 | 0
STOG | 0 | 0 | 0 | 0 | 0 | 0
STWD | 0 | 0 | 0 | 0 | 0 | 0
WT | 2000 | 0 | 300.47 | 0 | 39.71 | 229.09
IGCC | 0 | 0 | 0 | 0 | 0 | 0
DemandResponse | 0 | 0 | 0 | 0 | 0 | 0
IGCC-CCS | 0 | 0 | 0 | 0 | 0 | 0
WT_off | 0 | 0 | 0 | 250 | 0 | 0
PseudoUnit | 0 | 0 | 0 | 0 | 0 | 0
FixedInterchange | 0 | 0 | 0 | 0 | 0 | 0
New Build Capacity by Reporting Type: MISO_MO-IL
ReportingType | 2015 | 2020 | 2025 | 2030 | 2035 | 2040
BM | 0 | 0 | 0 | 0 | 0 | 0
CC | 0 | 0 | 0 | 0 | 0 | 0
CSP | 0 | 0 | 0 | 0 | 0 | 0
CT | 0 | 0 | 0 | 0 | 0 | 0
Coal | 1790 | 0 | 0 | 0 | 0 | 0
Geo | 0 | 0 | 0 | 0 | 0 | 0
H | 0 | 0 | 280 | 0 | 0 | 0
LFG | 0 | 0 | 223.33 | 0 | 0 | 0
Nuc | 0 | 0 | 0 | 0 | 0 | 0
PS | 0 | 0 | 0 | 0 | 0 | 0
PV | 0 | 0 | 0 | 0 | 0 | 0
PeakG | 0 | 0 | 0 | 0 | 0 | 0
PeakO | 0 | 0 | 0 | 0 | 0 | 0
ST | 0 | 0 | 0 | 0 | 0 | 0
STOG | 0 | 0 | 0 | 0 | 0 | 0
STWD | 0 | 0 | 0 | 0 | 0 | 0
WT | 300 | 0 | 0 | 0 | 0 | 96.18
IGCC | 0 | 0 | 0 | 0 | 0 | 0
DemandResponse | 0 | 0 | 0 | 0 | 0 | 0
IGCC-CCS | 0 | 0 | 0 | 0 | 0 | 0
WT_off | 0 | 0 | 0 | 0 | 0 | 0
PseudoUnit | 0 | 0 | 0 | 0 | 0 | 0
FixedInterchange | 0 | 0 | 0 | 0 | 0 | 0
New Build Capacity by Reporting Type: MISO_W
ReportingType | 2015 | 2020 | 2025 | 2030 | 2035 | 2040
BM | 0 | 0 | 0 | 0 | 0 | 0
CC | 0 | 0 | 0 | 0 | 0 | 0
CSP | 0 | 0 | 0 | 0 | 0 | 0
CT | 0 | 0 | 0 | 0 | 0 | 0
Coal | 0 | 0 | 0 | 0 | 0 | 2475.4
Geo | 0 | 0 | 0 | 0 | 0 | 0
H | 0 | 0 | 0 | 0 | 0 | 0
LFG | 0 | 0 | 71.67 | 0 | 0 | 0
Nuc | 94.33 | 0 | 0 | 0 | 0 | 0
PS | 0 | 0 | 0 | 0 | 0 | 0
PV | 0 | 0 | 0 | 0 | 0 | 0
PeakG | 0 | 0 | 0 | 0 | 0 | 0
PeakO | 0 | 0 | 0 | 0 | 0 | 0
ST | 0 | 0 | 0 | 0 | 0 | 0
STOG | 0 | 0 | 0 | 0 | 0 | 0
STWD | 0 | 0 | 0 | 0 | 0 | 0
WT | 2800.5 | 0 | 4868.98 | 10042.77 | 0 | 0
IGCC | 0 | 0 | 0 | 0 | 0 | 0
DemandResponse | 0 | 0 | 0 | 0 | 0 | 0
IGCC-CCS | 0 | 0 | 0 | 0 | 0 | 0
WT_off | 0 | 0 | 0 | 0 | 0 | 0
PseudoUnit | 0 | 0 | 0 | 0 | 0 | 0
FixedInterchange | 0 | 0 | 0 | 0 | 0 | 0
New Build Capacity by Reporting Type: MISO_WUMS
ReportingType | 2015 | 2020 | 2025 | 2030 | 2035 | 2040
BM | 0 | 0 | 0 | 0 | 0 | 0
CC | 0 | 345.86 | 0 | 0 | 3936.21 | 0
CSP | 0 | 0 | 0 | 0 | 0 | 0
CT | 0 | 3916.82 | 1799.58 | 5979.4 | 3169.91 | 83.25
Coal | 615 | 0 | 0 | 0 | 0 | 0
Geo | 0 | 0 | 0 | 0 | 0 | 0
H | 0 | 1 | 0 | 0 | 0 | 0
LFG | 0 | 0 | 223.33 | 0 | 0 | 0
Nuc | 235 | 0 | 0 | 0 | 0 | 0
PS | 0 | 0 | 0 | 0 | 0 | 0
PV | 0 | 0 | 0 | 0 | 0 | 0
PeakG | 0 | 0 | 0 | 0 | 0 | 0
PeakO | 0 | 0 | 0 | 0 | 0 | 0
ST | 0 | 0 | 0 | 0 | 0 | 0
STOG | 0 | 0 | 0 | 0 | 0 | 0
STWD | 0 | 0 | 0 | 0 | 0 | 0
WT | 968.9 | 0 | 0 | 0 | 0 | 0
IGCC | 0 | 0 | 0 | 0 | 0 | 0
DemandResponse | 0 | 0 | 0 | 0 | 0 | 0
IGCC-CCS | 0 | 0 | 0 | 0 | 0 | 0
WT_off | 0 | 0 | 0 | 0 | 0 | 0
PseudoUnit | 0 | 0 | 0 | 0 | 0 | 0
FixedInterchange | 0 | 0 | 0 | 0 | 0 | 0
New Build Capacity by Reporting Type: Nebraska
ReportingType | 2015 | 2020 | 2025 | 2030 | 2035 | 2040
BM | 0 | 0 | 0 | 0 | 0 | 0
CC | 0 | 0 | 0 | 0 | 0 | 0
CSP | 0 | 0 | 0 | 0 | 0 | 0
CT | 0 | 0 | 0 | 0 | 0 | 0
Coal | 232.1 | 0 | 0 | 0 | 0 | 1465.62
Geo | 0 | 0 | 0 | 0 | 0 | 0
H | 0 | 0 | 0 | 0 | 0 | 0
LFG | 0 | 0 | 0 | 71.67 | 0 | 0
Nuc | 0 | 0 | 0 | 0 | 0 | 0
PS | 0 | 0 | 0 | 0 | 0 | 0
PV | 0 | 0 | 0 | 0 | 0 | 0
PeakG | 0 | 0 | 0 | 0 | 0 | 0
PeakO | 0 | 0 | 0 | 0 | 0 | 0
ST | 0 | 0 | 0 | 0 | 0 | 0
STOG | 0 | 0 | 0 | 0 | 0 | 0
STWD | 0 | 0 | 0 | 0 | 0 | 0
WT | 202.9 | 2143.02 | 0 | 0 | 0 | 0
IGCC | 0 | 0 | 0 | 0 | 0 | 0
DemandResponse | 0 | 0 | 0 | 0 | 0 | 0
IGCC-CCS | 0 | 0 | 0 | 0 | 0 | 0
WT_off | 0 | 0 | 0 | 0 | 0 | 0
PseudoUnit | 0 | 0 | 0 | 0 | 0 | 0
FixedInterchange | 0 | 0 | 0 | 0 | 0 | 0
New Build Capacity by Reporting Type: NEISO
ReportingType | 2015 | 2020 | 2025 | 2030 | 2035 | 2040
BM | 252.2 | 0 | 0 | 0 | 0 | 0
CC | 2049.5 | 0 | 0 | 0 | 0 | 0
CSP | 0 | 0 | 0 | 0 | 0 | 0
CT | 334 | 0 | 0 | 0 | 0 | 1042.46
Coal | 0 | 0 | 0 | 0 | 0 | 0
Geo | 0 | 0 | 0 | 0 | 0 | 0
H | 0 | 0 | 0 | 0 | 0 | 3
LFG | 49.26 | 0 | 69.74 | 0 | 0 | 0
Nuc | 0 | 0 | 0 | 0 | 0 | 0
PS | 0 | 0 | 0 | 0 | 0 | 0
PV | 0 | 323.36 | 0 | 0 | 0 | 1.54
PeakG | 0 | 0 | 0 | 0 | 0 | 0
PeakO | 0 | 0 | 0 | 0 | 0 | 0
ST | 0 | 0 | 0 | 0 | 0 | 0
STOG | 0 | 0 | 0 | 0 | 0 | 0
STWD | 0 | 0 | 0 | 0 | 0 | 0
WT | 231.2 | 0 | 0 | 0 | 0 | 0
IGCC | 0 | 0 | 0 | 0 | 0 | 0
DemandResponse | 0 | 0 | 0 | 0 | 0 | 0
IGCC-CCS | 0 | 0 | 0 | 0 | 0 | 0
WT_off | 468 | 1158 | 1737 | 2605 | 0 | 0
PseudoUnit | 0 | 0 | 0 | 0 | 0 | 0
FixedInterchange | 0 | 0 | 0 | 0 | 0 | 0
New Build Capacity by Reporting Type: NonRTO_Midwest
ReportingType | 2015 | 2020 | 2025 | 2030 | 2035 | 2040
BM | 0 | 0 | 0 | 0 | 0 | 0
CC | 0 | 388.4 | 0 | 0 | 0 | 251.16
CSP | 0 | 0 | 0 | 0 | 0 | 0
CT | 0 | 0 | 0 | 0 | 0 | 0
Coal | 0 | 0 | 0 | 0 | 0 | 0
Geo | 0 | 0 | 0 | 0 | 0 | 0
H | 0 | 0 | 746 | 0 | 0 | 0
LFG | 0 | 0 | 160.25 | 0 | 0 | 0
Nuc | 0 | 0 | 0 | 0 | 0 | 0
PS | 0 | 0 | 0 | 0 | 0 | 0
PV | 0 | 0 | 0 | 0 | 0 | 0
PeakG | 0 | 0 | 0 | 0 | 0 | 0
PeakO | 0 | 0 | 0 | 0 | 0 | 0
ST | 0 | 0 | 0 | 0 | 0 | 0
STOG | 0 | 0 | 0 | 0 | 0 | 0
STWD | 0 | 0 | 0 | 0 | 0 | 0
WT | 0 | 0 | 0 | 0 | 0 | 0
IGCC | 0 | 0 | 0 | 0 | 0 | 0
DemandResponse | 0 | 0 | 0 | 0 | 0 | 0
IGCC-CCS | 0 | 0 | 0 | 0 | 0 | 0
WT_off | 0 | 0 | 0 | 0 | 0 | 0
PseudoUnit | 0 | 0 | 0 | 0 | 0 | 0
FixedInterchange | 0 | 0 | 0 | 0 | 0 | 0
New Build Capacity by Reporting Type: NYISO_A-F
ReportingType | 2015 | 2020 | 2025 | 2030 | 2035 | 2040
BM | 0 | 0 | 0 | 0 | 0 | 0
CC | 639 | 0 | 0 | 0 | 0 | 0
CSP | 0 | 0 | 0 | 0 | 0 | 0
CT | 0 | 0 | 0 | 0 | 0 | 0
Coal | 0 | 0 | 0 | 0 | 0 | 0
Geo | 0 | 0 | 0 | 0 | 0 | 0
H | 0 | 0 | 0 | 0 | 0 | 0
LFG | 6.4 | 0 | 0 | 67.93 | 0 | 0
Nuc | 168 | 0 | 0 | 0 | 0 | 0
PS | 0 | 0 | 0 | 0 | 0 | 0
PV | 0 | 0 | 0 | 0 | 0 | 0
PeakG | 0 | 0 | 0 | 0 | 0 | 0
PeakO | 0 | 0 | 0 | 0 | 0 | 0
ST | 0 | 0 | 0 | 0 | 0 | 0
STOG | 0 | 0 | 0 | 0 | 0 | 0
STWD | 0 | 0 | 0 | 0 | 0 | 0
WT | 2476.3 | 517.8 | 0 | 0 | 0 | 0
IGCC | 0 | 0 | 0 | 0 | 0 | 0
DemandResponse | 0 | 0 | 0 | 0 | 0 | 0
IGCC-CCS | 0 | 0 | 0 | 0 | 0 | 0
WT_off | 0 | 0 | 0 | 0 | 0 | 0
PseudoUnit | 0 | 0 | 0 | 0 | 0 | 0
FixedInterchange | 0 | 0 | 0 | 0 | 0 | 0
New Build Capacity by Reporting Type: NYISO_G-I
ReportingType | 2015 | 2020 | 2025 | 2030 | 2035 | 2040
BM | 0 | 0 | 0 | 0 | 0 | 0
CC | 0 | 0 | 0 | 0 | 1877.99 | 3786.17
CSP | 0 | 0 | 0 | 0 | 0 | 0
CT | 0 | 0 | 0 | 0 | 0 | 0
Coal | 0 | 0 | 0 | 0 | 0 | 0
Geo | 0 | 0 | 0 | 0 | 0 | 0
H | 0 | 0 | 0 | 0 | 0 | 0
LFG | 0 | 0 | 0 | 74.33 | 0 | 0
Nuc | 0 | 0 | 0 | 0 | 0 | 0
PS | 0 | 0 | 0 | 0 | 0 | 0
PV | 0 | 0 | 0 | 0 | 0 | 0
PeakG | 0 | 0 | 0 | 0 | 0 | 0
PeakO | 0 | 0 | 0 | 0 | 0 | 0
ST | 0 | 0 | 0 | 0 | 0 | 0
STOG | 0 | 0 | 0 | 0 | 0 | 0
STWD | 0 | 0 | 0 | 0 | 0 | 0
WT | 0 | 0 | 0 | 0 | 0 | 32.23
IGCC | 0 | 0 | 0 | 0 | 0 | 0
DemandResponse | 0 | 0 | 0 | 0 | 0 | 0
IGCC-CCS | 0 | 0 | 0 | 0 | 0 | 0
WT_off | 0 | 0 | 0 | 0 | 0 | 0
PseudoUnit | 0 | 0 | 0 | 0 | 0 | 0
FixedInterchange | 0 | 0 | 0 | 0 | 0 | 0
New Build Capacity by Reporting Type: NYISO_J-K
ReportingType | 2015 | 2020 | 2025 | 2030 | 2035 | 2040
BM | 0 | 0 | 0 | 0 | 0 | 0
CC | 1175.4 | 0 | 0 | 0 | 0 | 0
CSP | 0 | 0 | 0 | 0 | 0 | 0
CT | 0 | 0 | 0 | 511.63 | 1572.83 | 95.58
Coal | 0 | 0 | 0 | 0 | 0 | 0
Geo | 0 | 0 | 0 | 0 | 0 | 0
H | 0 | 0 | 0 | 0 | 0 | 0
LFG | 0 | 0 | 0 | 74.33 | 0 | 0
Nuc | 0 | 0 | 0 | 0 | 0 | 0
PS | 0 | 0 | 0 | 0 | 0 | 0
PV | 32 | 0 | 0 | 0 | 0 | 0
PeakG | 0 | 0 | 0 | 0 | 0 | 0
PeakO | 0 | 0 | 0 | 0 | 0 | 0
ST | 0 | 0 | 0 | 0 | 0 | 0
STOG | 0 | 0 | 0 | 0 | 0 | 0
STWD | 0 | 0 | 0 | 0 | 0 | 0
WT | 0 | 0 | 0 | 0 | 0 | 0
IGCC | 0 | 0 | 0 | 0 | 0 | 0
DemandResponse | 0 | 0 | 0 | 0 | 0 | 0
IGCC-CCS | 0 | 0 | 0 | 0 | 0 | 0
WT_off | 0 | 947 | 1421 | 2132 | 0 | 0
PseudoUnit | 0 | 0 | 0 | 0 | 0 | 0
FixedInterchange | 0 | 0 | 0 | 0 | 0 | 0
New Build Capacity by Reporting Type: PJM_E
ReportingType | 2015 | 2020 | 2025 | 2030 | 2035 | 2040
BM | 30 | 0 | 0 | 0 | 0 | 0
CC | 4634.3 | 0 | 0 | 0 | 0 | 0
CSP | 0 | 0 | 0 | 0 | 0 | 0
CT | 26.2 | 0 | 0 | 0 | 0 | 0
Coal | 27 | 0 | 0 | 0 | 0 | 0
Geo | 0 | 0 | 0 | 0 | 0 | 0
H | 0 | 0 | 0 | 0 | 0 | 0
LFG | 9.1 | 132.9 | 0 | 0 | 0 | 0
Nuc | 38 | 0 | 0 | 0 | 0 | 0
PS | 0 | 0 | 0 | 0 | 0 | 0
PV | 25.45 | 0 | 0 | 0 | 0 | 0
PeakG | 0 | 0 | 0 | 0 | 0 | 0
PeakO | 0 | 0 | 0 | 0 | 0 | 0
ST | 0 | 0 | 0 | 0 | 0 | 0
STOG | 0 | 0 | 0 | 0 | 0 | 0
STWD | 0 | 0 | 0 | 0 | 0 | 0
WT | 1150 | 0 | 20 | 0 | 0 | 1792.13
IGCC | 0 | 0 | 0 | 0 | 0 | 0
DemandResponse | 0 | 0 | 0 | 0 | 0 | 0
IGCC-CCS | 0 | 0 | 0 | 0 | 0 | 0
WT_off | 0 | 1184 | 4718.67 | 3550.26 | 0 | 147.07
PseudoUnit | 0 | 0 | 0 | 0 | 0 | 0
FixedInterchange | 0 | 0 | 0 | 0 | 0 | 0
New Build Capacity by Reporting Type: PJM_ROM
ReportingType | 2015 | 2020 | 2025 | 2030 | 2035 | 2040
BM | 18 | 0 | 0 | 1535.4 | 411.58 | 0
CC | 1678.5 | 0 | 0 | 0 | 0 | 10989.51
CSP | 0 | 0 | 0 | 0 | 0 | 0
CT | 16 | 0 | 0 | 0 | 0 | 0
Coal | 32.5 | 0 | 0 | 0 | 0 | 0
Geo | 0 | 0 | 0 | 0 | 0 | 0
H | 0 | 678 | 0 | 0 | 0 | 0
LFG | 18.9 | 265.1 | 0 | 0 | 0 | 0
Nuc | 0 | 0 | 0 | 0 | 0 | 0
PS | 0 | 0 | 0 | 0 | 0 | 0
PV | 0 | 1409.56 | 888.64 | 240.74 | 95.25 | 113.93
PeakG | 0 | 0 | 0 | 0 | 0 | 0
PeakO | 0 | 0 | 0 | 0 | 0 | 0
ST | 0 | 0 | 0 | 0 | 0 | 0
STOG | 0 | 0 | 0 | 0 | 0 | 0
STWD | 0 | 0 | 0 | 0 | 0 | 0
WT | 479.8 | 4611.96 | 1948.24 | 0 | 0 | 0
IGCC | 0 | 0 | 0 | 0 | 0 | 0
DemandResponse | 0 | 0 | 0 | 0 | 0 | 0
IGCC-CCS | 0 | 0 | 0 | 0 | 0 | 0
WT_off | 0 | 0 | 0 | 0 | 0 | 0
PseudoUnit | 0 | 0 | 0 | 0 | 0 | 0
FixedInterchange | 0 | 0 | 0 | 0 | 0 | 0
New Build Capacity by Reporting Type: PJM_ROR
ReportingType | 2015 | 2020 | 2025 | 2030 | 2035 | 2040
BM | 385 | 0 | 0 | 0 | 747.13 | 725.49
CC | 3077 | 120 | 0 | 0 | 1270.54 | 1175.31
CSP | 0 | 0 | 0 | 0 | 0 | 0
CT | 29 | 0 | 0 | 0 | 5262.47 | 0
Coal | 2164 | 0 | 0 | 0 | 0 | 0
Geo | 0 | 0 | 0 | 0 | 0 | 0
H | 0 | 503 | 0 | 0 | 0 | 0
LFG | 57.4 | 513.71 | 0 | 0 | 0 | 0
Nuc | 38 | 0 | 0 | 0 | 0 | 0
PS | 0 | 0 | 0 | 0 | 0 | 0
PV | 0 | 0 | 0 | 0 | 0 | 0
PeakG | 0 | 0 | 0 | 0 | 0 | 0
PeakO | 0 | 0 | 0 | 0 | 0 | 0
ST | 0 | 0 | 0 | 0 | 0 | 0
STOG | 0 | 0 | 0 | 0 | 0 | 0
STWD | 0 | 0 | 0 | 0 | 0 | 0
WT | 8325.7 | 12741.24 | 17300.08 | 14960.42 | 272.56 | 0
IGCC | 0 | 0 | 0 | 0 | 0 | 0
DemandResponse | 0 | 0 | 0 | 0 | 0 | 0
IGCC-CCS | 0 | 0 | 0 | 0 | 0 | 0
WT_off | 0 | 395 | 592 | 1138 | 0 | 0
PseudoUnit | 0 | 0 | 0 | 0 | 0 | 0
FixedInterchange | 0 | 0 | 0 | 0 | 0 | 0
New Build Capacity by Reporting Type: SOCO
ReportingType | 2015 | 2020 | 2025 | 2030 | 2035 | 2040
BM | 55 | 1262.76 | 4643.75 | 593.73 | 0 | 0
CC | 5026.9 | 187 | 0 | 0 | 0 | 0
CSP | 0 | 0 | 0 | 0 | 0 | 0
CT | 0 | 0 | 0 | 0 | 0 | 0
Coal | 0 | 0 | 0 | 0 | 0 | 6456.52
Geo | 0 | 0 | 0 | 0 | 0 | 0
H | 0 | 0 | 0 | 0 | 0 | 867
LFG | 0 | 107.4 | 0 | 0 | 0 | 0
Nuc | 70 | 2200 | 0 | 0 | 0 | 0
PS | 0 | 0 | 0 | 0 | 0 | 0
PV | 0 | 0 | 0 | 0 | 0 | 0
PeakG | 0 | 0 | 0 | 0 | 0 | 0
PeakO | 0 | 0 | 0 | 0 | 0 | 0
ST | 0 | 0 | 0 | 0 | 0 | 0
STOG | 0 | 0 | 0 | 0 | 0 | 0
STWD | 0 | 0 | 0 | 0 | 0 | 0
WT | 0 | 100 | 0 | 0 | 0 | 0
IGCC | 0 | 0 | 0 | 0 | 0 | 0
DemandResponse | 0 | 0 | 0 | 0 | 0 | 0
IGCC-CCS | 0 | 0 | 0 | 0 | 0 | 0
WT_off | 0 | 0 | 0 | 0 | 0 | 0
PseudoUnit | 0 | 0 | 0 | 0 | 0 | 0
FixedInterchange | 0 | 0 | 0 | 0 | 0 | 0
New Build Capacity by Reporting Type: SPP_N
ReportingType | 2015 | 2020 | 2025 | 2030 | 2035 | 2040
BM | 0 | 0 | 0 | 0 | 0 | 0
CC | 0 | 0 | 0 | 0 | 0 | 0
CSP | 0 | 0 | 0 | 0 | 0 | 0
CT | 0 | 146.96 | 0 | 0 | 5902.37 | 0
Coal | 465.04 | 0 | 0 | 0 | 0 | 0
Geo | 0 | 0 | 0 | 0 | 0 | 0
H | 0 | 0 | 0 | 0 | 0 | 0
LFG | 0 | 0 | 0 | 95 | 0 | 0
Nuc | 0 | 0 | 0 | 0 | 0 | 0
PS | 0 | 0 | 0 | 0 | 0 | 0
PV | 0 | 0 | 0 | 0 | 0 | 0
PeakG | 0 | 0 | 0 | 0 | 0 | 0
PeakO | 0 | 0 | 0 | 0 | 0 | 0
ST | 0 | 0 | 0 | 0 | 0 | 0
STOG | 0 | 0 | 0 | 0 | 0 | 0
STWD | 0 | 0 | 0 | 0 | 0 | 0
WT | 0 | 1316.51 | 3289.54 | 6118.28 | 43.62 | 0
IGCC | 0 | 0 | 0 | 0 | 0 | 0
DemandResponse | 0 | 0 | 0 | 0 | 0 | 0
IGCC-CCS | 0 | 0 | 0 | 0 | 0 | 0
WT_off | 0 | 0 | 0 | 0 | 0 | 0
PseudoUnit | 0 | 0 | 0 | 0 | 0 | 0
FixedInterchange | 0 | 0 | 0 | 0 | 0 | 0
New Build Capacity by Reporting Type: SPP_S
ReportingType | 2015 | 2020 | 2025 | 2030 | 2035 | 2040
BM | 0 | 0 | 0 | 0 | 0 | 0
CC | 0 | 0 | 0 | 0 | 0 | 0
CSP | 0 | 0 | 0 | 0 | 0 | 0
CT | 412.99 | 300 | 0 | 0 | 0 | 0
Coal | 988 | 0 | 0 | 0 | 0 | 0
Geo | 0 | 0 | 0 | 0 | 0 | 0
H | 0 | 0 | 0 | 0 | 0 | 0
LFG | 0 | 0 | 0 | 95 | 0 | 0
Nuc | 0 | 0 | 0 | 0 | 0 | 0
PS | 0 | 0 | 0 | 0 | 0 | 0
PV | 0 | 0 | 0 | 0 | 0 | 0
PeakG | 0 | 0 | 0 | 0 | 0 | 0
PeakO | 0 | 0 | 0 | 0 | 0 | 0
ST | 0 | 0 | 0 | 0 | 0 | 0
STOG | 0 | 0 | 0 | 0 | 0 | 0
STWD | 0 | 0 | 0 | 0 | 0 | 0
WT | 430 | 9902.69 | 8198.74 | 5544.26 | 1608.7 | 989.23
IGCC | 0 | 0 | 0 | 0 | 0 | 0
DemandResponse | 0 | 0 | 0 | 0 | 0 | 0
IGCC-CCS | 0 | 0 | 0 | 0 | 0 | 0
WT_off | 0 | 0 | 0 | 0 | 0 | 0
PseudoUnit | 0 | 0 | 0 | 0 | 0 | 0
FixedInterchange | 0 | 0 | 0 | 0 | 0 | 0
New Build Capacity by Reporting Type: TVA
ReportingType | 2015 | 2020 | 2025 | 2030 | 2035 | 2040
BM | 0 | 3100.52 | 316.53 | 3041.49 | 602.97 | 0
CC | 1418 | 0 | 0 | 0 | 0 | 0
CSP | 0 | 0 | 0 | 0 | 0 | 0
CT | 0 | 0 | 0 | 0 | 0 | 627.65
Coal | 0 | 0 | 0 | 0 | 0 | 244.98
Geo | 0 | 0 | 0 | 0 | 0 | 0
H | 0 | 27 | 0 | 0 | 0 | 0
LFG | 0 | 107.4 | 0 | 0 | 0 | 0
Nuc | 1697.89 | 0 | 0 | 0 | 0 | 0
PS | 0 | 0 | 0 | 0 | 0 | 0
PV | 0 | 0 | 0 | 0 | 0 | 0
PeakG | 0 | 0 | 0 | 0 | 0 | 0
PeakO | 0 | 0 | 0 | 0 | 0 | 0
ST | 0 | 0 | 0 | 0 | 0 | 0
STOG | 0 | 0 | 0 | 0 | 0 | 0
STWD | 0 | 0 | 0 | 0 | 0 | 0
WT | 0 | 100 | 0 | 0 | 0 | 0
IGCC | 0 | 0 | 0 | 0 | 0 | 0
DemandResponse | 0 | 0 | 0 | 0 | 0 | 0
IGCC-CCS | 0 | 0 | 0 | 0 | 0 | 0
WT_off | 0 | 0 | 0 | 0 | 0 | 0
PseudoUnit | 0 | 0 | 0 | 0 | 0 | 0
FixedInterchange | 0 | 0 | 0 | 0 | 0 | 0
New Build Capacity by Reporting Type: TVA_Transmission
ReportingType | 2015 | 2020 | 2025 | 2030 | 2035 | 2040
BM | 0 | 0 | 0 | 0 | 0 | 0
CC | 0 | 0 | 0 | 0 | 0 | 0
CSP | 0 | 0 | 0 | 0 | 0 | 0
CT | 0 | 0 | 0 | 0 | 0 | 0
Coal | 0 | 0 | 0 | 0 | 0 | 0
Geo | 0 | 0 | 0 | 0 | 0 | 0
H | 0 | 0 | 0 | 0 | 0 | 0
LFG | 0 | 0 | 0 | 0 | 0 | 0
Nuc | 0 | 0 | 0 | 0 | 0 | 0
PS | 0 | 0 | 0 | 0 | 0 | 0
PV | 0 | 0 | 0 | 0 | 0 | 0
PeakG | 0 | 0 | 0 | 0 | 0 | 0
PeakO | 0 | 0 | 0 | 0 | 0 | 0
ST | 0 | 0 | 0 | 0 | 0 | 0
STOG | 0 | 0 | 0 | 0 | 0 | 0
STWD | 0 | 0 | 0 | 0 | 0 | 0
WT | 0 | 0 | 0 | 0 | 0 | 0
IGCC | 0 | 0 | 0 | 0 | 0 | 0
DemandResponse | 0 | 0 | 0 | 0 | 0 | 0
IGCC-CCS | 0 | 0 | 0 | 0 | 0 | 0
WT_off | 0 | 0 | 0 | 0 | 0 | 0
PseudoUnit | 0 | 0 | 0 | 0 | 0 | 0
FixedInterchange | 0 | 0 | 0 | 0 | 0 | 0
New Build Capacity by Reporting Type: VACAR
ReportingType | 2015 | 2020 | 2025 | 2030 | 2035 | 2040
BM | 0.92 | 6985.4 | 0 | 0 | 0 | 0
CC | 2993.3 | 0 | 0 | 0 | 0 | 1574.61
CSP | 0 | 0 | 0 | 0 | 0 | 0
CT | 2898.1 | 0 | 0 | 0 | 2504.35 | 2377.52
Coal | 825 | 0 | 0 | 0 | 0 | 0
Geo | 0 | 0 | 0 | 0 | 0 | 0
H | 0 | 0 | 0 | 0 | 52 | 0
LFG | 0.34 | 107.06 | 0 | 0 | 0 | 0
Nuc | 0 | 2330 | 0 | 0 | 0 | 0
PS | 0 | 0 | 0 | 0 | 0 | 0
PV | 0 | 138.41 | 6.52 | 3.78 | 11.55 | 9.5
PeakG | 0 | 0 | 0 | 0 | 0 | 0
PeakO | 0 | 0 | 0 | 0 | 0 | 0
ST | 0 | 0 | 0 | 0 | 0 | 0
STOG | 0 | 0 | 0 | 0 | 0 | 0
STWD | 0 | 0 | 0 | 0 | 0 | 0
WT | 0 | 3500 | 0 | 0 | 0 | 0
IGCC | 0 | 0 | 0 | 0 | 0 | 0
DemandResponse | 0 | 0 | 0 | 0 | 0 | 0
IGCC-CCS | 0 | 0 | 0 | 0 | 0 | 0
WT_off | 1 | 420 | 11279.67 | 17063.66 | 2870.91 | 4235.55
PseudoUnit | 0 | 0 | 0 | 0 | 0 | 0
FixedInterchange | 0 | 0 | 0 | 0 | 0 | 0
New Build Capacity by Reporting Type: IESO
ReportingType | 2015 | 2020 | 2025 | 2030 | 2035 | 2040
BM | 326.33 | 0 | 0 | 0 | 0 | 0
CC | 1263 | 0 | 0 | 0 | 0 | 1180.42
CSP | 0 | 0 | 0 | 0 | 0 | 0
CT | 368 | 0 | 0 | 0 | 478.28 | 1096.43
Coal | 0 | 0 | 0 | 0 | 0 | 0
Geo | 0 | 0 | 0 | 0 | 0 | 0
H | 0 | 0 | 0 | 0 | 0 | 250
LFG | 14.5 | 0 | 0 | 0 | 0.5 | 0
Nuc | 0 | 0 | 0 | 0 | 0 | 0
PS | 0 | 0 | 0 | 0 | 0 | 0
PV | 1067.26 | 0 | 0 | 0 | 0 | 0
PeakG | 0 | 0 | 0 | 0 | 0 | 0
PeakO | 0 | 0 | 0 | 0 | 0 | 0
ST | 0 | 0 | 0 | 0 | 0 | 0
STOG | 0 | 0 | 0 | 0 | 0 | 0
STWD | 0 | 0 | 0 | 0 | 0 | 0
WT | 2105.9 | 0 | 0 | 0 | 0 | 0
IGCC | 0 | 0 | 0 | 0 | 0 | 0
DemandResponse | 0 | 0 | 0 | 0 | 0 | 0
IGCC-CCS | 0 | 0 | 0 | 0 | 0 | 0
WT_off | 0 | 0 | 0 | 0 | 0 | 0
PseudoUnit | 0 | 0 | 0 | 0 | 0 | 0
FixedInterchange | 0 | 0 | 0 | 0 | 0 | 0
New Build Capacity by Reporting Type: MAPP_CA
ReportingType | 2015 | 2020 | 2025 | 2030 | 2035 | 2040
BM | 0 | 0 | 0 | 0 | 0 | 0
CC | 0 | 0 | 0 | 0 | 0 | 0
CSP | 0 | 0 | 0 | 0 | 0 | 0
CT | 35 | 0 | 0 | 0 | 0 | 0
Coal | 0 | 0 | 0 | 0 | 0 | 0
Geo | 0 | 0 | 0 | 0 | 0 | 0
H | 0 | 329.9 | 1860.1 | 2460 | 0 | 0
LFG | 0 | 0 | 0 | 0 | 0 | 0
Nuc | 0 | 0 | 0 | 0 | 0 | 0
PS | 0 | 0 | 0 | 0 | 0 | 0
PV | 0 | 0 | 0 | 0 | 0 | 0
PeakG | 0 | 0 | 0 | 0 | 0 | 0
PeakO | 0 | 0 | 0 | 0 | 0 | 0
ST | 0 | 0 | 0 | 0 | 0 | 0
STOG | 0 | 0 | 0 | 0 | 0 | 0
STWD | 0 | 0 | 0 | 0 | 0 | 0
WT | 302.4 | 0 | 0 | 0 | 0 | 0
IGCC | 0 | 0 | 0 | 0 | 0 | 0
DemandResponse | 0 | 0 | 0 | 0 | 0 | 0
IGCC-CCS | 0 | 0 | 0 | 0 | 0 | 0
WT_off | 0 | 0 | 0 | 0 | 0 | 0
PseudoUnit | 0 | 0 | 0 | 0 | 0 | 0
FixedInterchange | 0 | 0 | 0 | 0 | 0 | 0
New Build Capacity by Reporting Type: AZ_NM_SNV_Coal
ReportingType | 2015 | 2020 | 2025 | 2030 | 2035 | 2040
BM | 0 | 0 | 0 | 0 | 0 | 0
CC | 0 | 0 | 0 | 0 | 0 | 0
CSP | 0 | 0 | 0 | 0 | 0 | 0
CT | 0 | 0 | 0 | 0 | 0 | 0
Coal | 0 | 0 | 0 | 0 | 0 | 8195.61
Geo | 0 | 0 | 0 | 0 | 0 | 0
H | 0 | 0 | 0 | 0 | 0 | 0
LFG | 0 | 0 | 0 | 0 | 0 | 0
Nuc | 0 | 0 | 0 | 0 | 0 | 0
PS | 0 | 0 | 0 | 0 | 0 | 0
PV | 0 | 0 | 0 | 0 | 0 | 0
PeakG | 0 | 0 | 0 | 0 | 0 | 0
PeakO | 0 | 0 | 0 | 0 | 0 | 0
ST | 0 | 0 | 0 | 0 | 0 | 0
STOG | 0 | 0 | 0 | 0 | 0 | 0
STWD | 0 | 0 | 0 | 0 | 0 | 0
WT | 0 | 0 | 0 | 0 | 0 | 0
IGCC | 0 | 0 | 0 | 0 | 0 | 0
DemandResponse | 0 | 0 | 0 | 0 | 0 | 0
IGCC-CCS | 0 | 0 | 0 | 0 | 0 | 0
WT_off | 0 | 0 | 0 | 0 | 0 | 0
PseudoUnit | 0 | 0 | 0 | 0 | 0 | 0
FixedInterchange | 0 | 0 | 0 | 0 | 0 | 0
New Build Capacity by Reporting Type: AZ_NM_SNV_Gas
ReportingType | 2015 | 2020 | 2025 | 2030 | 2035 | 2040
BM | 0 | 0 | 0 | 0 | 0 | 0
CC | 668 | 1461.4 | 0 | 3931.06 | 2009.75 | 0
CSP | 0 | 0 | 0 | 0 | 0 | 0
CT | 736 | 0 | 0 | 0 | 0 | 0
Coal | 0 | 0 | 0 | 0 | 0 | 0
Geo | 0 | 0 | 0 | 0 | 0 | 0
H | 0 | 0 | 0 | 0 | 0 | 0
LFG | 0 | 0 | 0 | 0 | 0 | 0
Nuc | 0 | 0 | 0 | 0 | 0 | 0
PS | 0 | 0 | 0 | 0 | 0 | 0
PV | 0 | 0 | 0 | 0 | 0 | 0
PeakG | 0 | 0 | 0 | 0 | 0 | 0
PeakO | 0 | 0 | 0 | 0 | 0 | 0
ST | 0 | 0 | 0 | 0 | 0 | 0
STOG | 0 | 0 | 0 | 0 | 0 | 0
STWD | 0 | 0 | 0 | 0 | 0 | 0
WT | 0 | 0 | 0 | 0 | 0 | 0
IGCC | 0 | 0 | 0 | 0 | 0 | 0
DemandResponse | 0 | 0 | 0 | 0 | 0 | 0
IGCC-CCS | 0 | 0 | 0 | 0 | 0 | 0
WT_off | 0 | 0 | 0 | 0 | 0 | 0
PseudoUnit | 0 | 0 | 0 | 0 | 0 | 0
FixedInterchange | 0 | 0 | 0 | 0 | 0 | 0
New Build Capacity by Reporting Type: AZ_NM_SNV_NucRenew
ReportingType | 2015 | 2020 | 2025 | 2030 | 2035 | 2040
BM | 0 | 0 | 0 | 0 | 0 | 0
CC | 0 | 0 | 0 | 0 | 0 | 0
CSP | 0 | 0 | 0 | 0 | 0 | 0
CT | 0 | 0 | 0 | 0 | 0 | 0
Coal | 0 | 0 | 0 | 0 | 0 | 0
Geo | 0 | 0 | 1450 | 0 | 0 | 0
H | 0 | 0 | 0 | 0 | 0 | 0
LFG | 0 | 0 | 60.67 | 0 | 0 | 0
Nuc | 0 | 0 | 0 | 0 | 0 | 0
PS | 0 | 0 | 0 | 0 | 0 | 0
PV | 95.7 | 0 | 0 | 0 | 0 | 0
PeakG | 0 | 0 | 0 | 0 | 0 | 0
PeakO | 0 | 0 | 0 | 0 | 0 | 0
ST | 280 | 439.41 | 276.64 | 124.64 | 0 | 0
STOG | 0 | 0 | 0 | 0 | 0 | 0
STWD | 0 | 0 | 0 | 0 | 0 | 0
WT | 65.1 | 0 | 327.43 | 616.17 | 0 | 0
IGCC | 0 | 0 | 0 | 0 | 0 | 0
DemandResponse | 0 | 0 | 0 | 0 | 0 | 0
IGCC-CCS | 0 | 0 | 0 | 0 | 0 | 0
WT_off | 0 | 0 | 0 | 0 | 0 | 0
PseudoUnit | 0 | 0 | 0 | 0 | 0 | 0
FixedInterchange | 0 | 0 | 0 | 0 | 0 | 0
New Build Capacity by Reporting Type: ERCOT
ReportingType | 2015 | 2020 | 2025 | 2030 | 2035 | 2040
BM | 145 | 0 | 0 | 1700.88 | 64.14 | 116.37
CC | 275 | 0 | 0 | 0 | 1849.8 | 3530.58
CSP | 0 | 0 | 0 | 0 | 0 | 0
CT | 250 | 0 | 0 | 0 | 0 | 0
Coal | 2020 | 0 | 0 | 0 | 0 | 0
Geo | 0 | 0 | 0 | 0 | 0 | 0
H | 0 | 0 | 0 | 628 | 0 | 0
LFG | 0 | 0 | 354 | 0 | 0 | 0
Nuc | 0 | 0 | 0 | 0 | 0 | 0
PS | 0 | 0 | 0 | 0 | 0 | 0
PV | 14 | 0 | 0 | 0 | 0 | 0
PeakG | 0 | 0 | 0 | 0 | 0 | 0
PeakO | 0 | 0 | 0 | 0 | 0 | 0
ST | 0 | 0 | 0 | 0 | 0 | 0
STOG | 0 | 0 | 0 | 0 | 0 | 0
STWD | 0 | 0 | 0 | 0 | 0 | 0
WT | 350.1 | 8333.42 | 9401.28 | 5849.98 | 830.16 | 1488.66
IGCC | 0 | 0 | 0 | 0 | 0 | 0
DemandResponse | 0 | 0 | 0 | 0 | 0 | 0
IGCC-CCS | 0 | 0 | 0 | 0 | 0 | 0
WT_off | 0 | 0 | 0 | 0 | 0 | 0
PseudoUnit | 0 | 0 | 0 | 0 | 0 | 0
FixedInterchange | 0 | 0 | 0 | 0 | 0 | 0
New Build Capacity by Reporting Type: NP15
ReportingType | 2015 | 2020 | 2025 | 2030 | 2035 | 2040
BM | 0 | 0 | 0 | 0 | 0 | 0
CC | 940 | 0 | 0 | 0 | 0 | 0
CSP | 0 | 0 | 0 | 0 | 0 | 0
CT | 220.99 | 2161.35 | 0 | 3962.88 | 4381.84 | 4345.19
Coal | 0 | 0 | 0 | 0 | 0 | 0
Geo | 0 | 166.22 | 433.78 | 0 | 0 | 0
H | 0 | 0 | 0 | 0 | 0 | 0
LFG | 0 | 0 | 565 | 0 | 0 | 0
Nuc | 0 | 0 | 0 | 0 | 0 | 0
PS | 0 | 0 | 0 | 0 | 0 | 0
PV | 6.5 | 0 | 0 | 0 | 0 | 0
PeakG | 0 | 0 | 0 | 0 | 0 | 0
PeakO | 0 | 0 | 0 | 0 | 0 | 0
ST | 29 | 0 | 0 | 0 | 0 | 0
STOG | 0 | 0 | 0 | 0 | 0 | 0
STWD | 0 | 0 | 0 | 0 | 0 | 0
WT | 101.2 | 830.35 | 8335.63 | 2407.4 | 15.33 | 0
IGCC | 0 | 0 | 0 | 0 | 0 | 0
DemandResponse | 0 | 0 | 0 | 0 | 0 | 0
IGCC-CCS | 0 | 0 | 0 | 0 | 0 | 0
WT_off | 0 | 0 | 0 | 0 | 0 | 0
PseudoUnit | 0 | 0 | 0 | 0 | 0 | 0
FixedInterchange | 0 | 0 | 0 | 0 | 0 | 0
New Build Capacity by Reporting Type: NWPP_Coal
ReportingType | 2015 | 2020 | 2025 | 2030 | 2035 | 2040
BM | 0 | 0 | 0 | 0 | 0 | 0
CC | 0 | 0 | 0 | 0 | 0 | 0
CSP | 0 | 0 | 0 | 0 | 0 | 0
CT | 0 | 0 | 0 | 0 | 0 | 0
Coal | 0 | 0 | 0 | 0 | 0 | 0
Geo | 0 | 0 | 0 | 0 | 0 | 0
H | 0 | 0 | 0 | 0 | 0 | 0
LFG | 0 | 0 | 0 | 0 | 0 | 0
Nuc | 0 | 0 | 0 | 0 | 0 | 0
PS | 0 | 0 | 0 | 0 | 0 | 0
PV | 0 | 0 | 0 | 0 | 0 | 0
PeakG | 0 | 0 | 0 | 0 | 0 | 0
PeakO | 0 | 0 | 0 | 0 | 0 | 0
ST | 0 | 0 | 0 | 0 | 0 | 0
STOG | 0 | 0 | 0 | 0 | 0 | 0
STWD | 0 | 0 | 0 | 0 | 0 | 0
WT | 0 | 0 | 0 | 0 | 0 | 0
IGCC | 0 | 0 | 0 | 0 | 0 | 0
DemandResponse | 0 | 0 | 0 | 0 | 0 | 0
IGCC-CCS | 0 | 0 | 0 | 0 | 0 | 0
WT_off | 0 | 0 | 0 | 0 | 0 | 0
PseudoUnit | 0 | 0 | 0 | 0 | 0 | 0
FixedInterchange | 0 | 0 | 0 | 0 | 0 | 0
New Build Capacity by Reporting Type: NWPP_Gas
ReportingType | 2015 | 2020 | 2025 | 2030 | 2035 | 2040
BM | 0 | 0 | 0 | 0 | 0 | 0
CC | 300 | 0 | 0 | 2936.33 | 4807.89 | 712.31
CSP | 0 | 0 | 0 | 0 | 0 | 0
CT | 150 | 0 | 0 | 0 | 0 | 0
Coal | 0 | 0 | 0 | 0 | 0 | 426.09
Geo | 0 | 0 | 0 | 0 | 0 | 0
H | 0 | 0 | 0 | 0 | 0 | 0
LFG | 0 | 0 | 0 | 0 | 0 | 0
Nuc | 0 | 0 | 0 | 0 | 0 | 0
PS | 0 | 0 | 0 | 0 | 0 | 0
PV | 0 | 0 | 0 | 0 | 0 | 0
PeakG | 0 | 0 | 0 | 0 | 0 | 0
PeakO | 0 | 0 | 0 | 0 | 0 | 0
ST | 0 | 0 | 0 | 0 | 0 | 0
STOG | 0 | 0 | 0 | 0 | 0 | 0
STWD | 0 | 0 | 0 | 0 | 0 | 0
WT | 0 | 0 | 0 | 0 | 0 | 0
IGCC | 0 | 0 | 0 | 0 | 0 | 0
DemandResponse | 0 | 0 | 0 | 0 | 0 | 0
IGCC-CCS | 0 | 0 | 0 | 0 | 0 | 0
WT_off | 0 | 0 | 0 | 0 | 0 | 0
PseudoUnit | 0 | 0 | 0 | 0 | 0 | 0
FixedInterchange | 0 | 0 | 0 | 0 | 0 | 0
New Build Capacity by Reporting Type: NWPP_NucRenew
ReportingType | 2015 | 2020 | 2025 | 2030 | 2035 | 2040
BM | 32.55 | 0 | 0 | 0 | 0 | 0
CC | 0 | 0 | 0 | 0 | 0 | 0
CSP | 0 | 0 | 0 | 0 | 0 | 0
CT | 0 | 0 | 0 | 0 | 0 | 0
Coal | 0 | 0 | 0 | 0 | 0 | 0
Geo | 86 | 0 | 434 | 0 | 0 | 0
H | 0 | 0 | 0 | 0 | 0 | 0
LFG | 25.5 | 0 | 207.27 | 37.23 | 0 | 0
Nuc | 0 | 0 | 0 | 0 | 0 | 0
PS | 0 | 0 | 0 | 0 | 0 | 0
PV | 0 | 0 | 0 | 0 | 0 | 0
PeakG | 0 | 0 | 0 | 0 | 0 | 0
PeakO | 0 | 0 | 0 | 0 | 0 | 0
ST | 0 | 0 | 0 | 0 | 0 | 0
STOG | 0 | 0 | 0 | 0 | 0 | 0
STWD | 0 | 0 | 0 | 0 | 0 | 0
WT | 977.3 | 0 | 0 | 0 | 0 | 0
IGCC | 0 | 0 | 0 | 0 | 0 | 0
DemandResponse | 0 | 0 | 0 | 0 | 0 | 0
IGCC-CCS | 0 | 0 | 0 | 0 | 0 | 0
WT_off | 0 | 0 | 0 | 0 | 0 | 0
PseudoUnit | 0 | 0 | 0 | 0 | 0 | 0
FixedInterchange | 0 | 0 | 0 | 0 | 0 | 0
New Build Capacity by Reporting Type: RMPA
ReportingType | 2015 | 2020 | 2025 | 2030 | 2035 | 2040
BM | 0 | 0 | 0 | 0 | 0 | 0
CC | 0 | 0 | 0 | 0 | 0 | 0
CSP | 0 | 0 | 0 | 0 | 0 | 0
CT | 152 | 0 | 0 | 0 | 0 | 0
Coal | 390 | 0 | 0 | 0 | 1281.23 | 1447.6
Geo | 0 | 458.78 | 2086.45 | 24.77 | 0 | 0
H | 0 | 0 | 0 | 0 | 0 | 0
LFG | 1.4 | 0 | 0 | 28.93 | 0 | 0
Nuc | 0 | 0 | 0 | 0 | 0 | 0
PS | 0 | 0 | 0 | 0 | 0 | 0
PV | 1 | 0 | 0 | 0 | 0 | 0
PeakG | 0 | 0 | 0 | 0 | 0 | 0
PeakO | 0 | 0 | 0 | 0 | 0 | 0
ST | 3 | 380.25 | 32.27 | 15.25 | 0 | 0
STOG | 0 | 0 | 0 | 0 | 0 | 0
STWD | 0 | 0 | 0 | 0 | 0 | 0
WT | 765.4 | 0 | 0 | 0 | 0 | 0
IGCC | 0 | 0 | 0 | 0 | 0 | 0
DemandResponse | 0 | 0 | 0 | 0 | 0 | 0
IGCC-CCS | 0 | 0 | 0 | 0 | 0 | 0
WT_off | 0 | 0 | 0 | 0 | 0 | 0
PseudoUnit | 0 | 0 | 0 | 0 | 0 | 0
FixedInterchange | 0 | 0 | 0 | 0 | 0 | 0
New Build Capacity by Reporting Type: SP15
ReportingType | 2015 | 2020 | 2025 | 2030 | 2035 | 2040
BM | 6 | 0 | 0 | 0 | 0 | 0
CC | 409.5 | 0 | 0 | 0 | 0 | 0
CSP | 0 | 0 | 0 | 0 | 0 | 0
CT | 0 | 0 | 0 | 0 | 0 | 0
Coal | 0 | 0 | 0 | 0 | 0 | 0
Geo | 50 | 1450 | 0 | 0 | 0 | 0
H | 0 | 0 | 0 | 0 | 0 | 0
LFG | 9.2 | 521.43 | 34.37 | 0 | 0 | 0
Nuc | 0 | 0 | 0 | 0 | 0 | 0
PS | 0 | 0 | 0 | 0 | 0 | 0
PV | 3.8 | 0 | 0 | 0 | 0 | 0
PeakG | 0 | 0 | 0 | 0 | 0 | 0
PeakO | 0 | 0 | 0 | 0 | 0 | 0
ST | 448 | 0 | 0 | 0 | 0 | 0
STOG | 0 | 0 | 0 | 0 | 0 | 0
STWD | 0 | 0 | 0 | 0 | 0 | 0
WT | 735 | 0 | 0 | 0 | 0 | 0
IGCC | 0 | 0 | 0 | 0 | 0 | 0
DemandResponse | 0 | 0 | 0 | 0 | 0 | 0
IGCC-CCS | 0 | 0 | 0 | 0 | 0 | 0
WT_off | 0 | 0 | 0 | 0 | 0 | 0
PseudoUnit | 0 | 0 | 0 | 0 | 0 | 0
FixedInterchange | 0 | 0 | 0 | 0 | 0 | 0
New Build Capacity by Reporting Type: ALB
ReportingType | 2015 | 2020 | 2025 | 2030 | 2035 | 2040
BM | 0 | 0 | 0 | 0 | 0 | 0
CC | 407.19 | 535.62 | 793.22 | 598.28 | 1405.54 | 1079.47
CSP | 0 | 0 | 0 | 0 | 0 | 0
CT | 201.5 | 0 | 0 | 0 | 0 | 0
Coal | 495 | 0 | 0 | 0 | 0 | 0
Geo | 0 | 0 | 0 | 0 | 0 | 0
H | 0 | 0 | 0 | 0 | 0 | 0
LFG | 0 | 0 | 0 | 0 | 0 | 0
Nuc | 0 | 0 | 0 | 0 | 0 | 0
PS | 0 | 0 | 0 | 0 | 0 | 0
PV | 0 | 0 | 0 | 0 | 0 | 0
PeakG | 0 | 0 | 0 | 0 | 0 | 0
PeakO | 0 | 0 | 0 | 0 | 0 | 0
ST | 0 | 0 | 0 | 0 | 0 | 0
STOG | 0 | 0 | 0 | 0 | 0 | 0
STWD | 0 | 0 | 0 | 0 | 0 | 0
WT | 9 | 0 | 0 | 0 | 0 | 0
IGCC | 0 | 0 | 0 | 0 | 0 | 0
DemandResponse | 0 | 0 | 0 | 0 | 0 | 0
IGCC-CCS | 0 | 0 | 0 | 0 | 0 | 0
WT_off | 0 | 0 | 0 | 0 | 0 | 0
PseudoUnit | 0 | 0 | 0 | 0 | 0 | 0
FixedInterchange | 0 | 0 | 0 | 0 | 0 | 0
New Build Capacity by Reporting Type: BC
ReportingType | 2015 | 2020 | 2025 | 2030 | 2035 | 2040
BM | 0 | 0 | 0 | 0 | 0 | 0
CC | 1171.72 | 173.23 | 512.92 | 671.98 | 800.47 | 678.95
CSP | 0 | 0 | 0 | 0 | 0 | 0
CT | 0 | 0 | 0 | 0 | 0 | 161.62
Coal | 0 | 0 | 0 | 0 | 0 | 0
Geo | 0 | 0 | 0 | 0 | 0 | 0
H | 0 | 0 | 0 | 0 | 0 | 0
LFG | 0 | 0 | 0 | 0 | 0 | 0
Nuc | 0 | 0 | 0 | 0 | 0 | 0
PS | 0 | 0 | 0 | 0 | 0 | 0
PV | 0 | 0 | 0 | 0 | 0 | 0
PeakG | 0 | 0 | 0 | 0 | 0 | 0
PeakO | 0 | 0 | 0 | 0 | 0 | 0
ST | 0 | 0 | 0 | 0 | 0 | 0
STOG | 0 | 0 | 0 | 0 | 0 | 0
STWD | 0 | 0 | 0 | 0 | 0 | 0
WT | 144 | 0 | 0 | 0 | 0 | 0
IGCC | 0 | 0 | 0 | 0 | 0 | 0
DemandResponse | 0 | 0 | 0 | 0 | 0 | 0
IGCC-CCS | 0 | 0 | 0 | 0 | 0 | 0
WT_off | 0 | 0 | 0 | 0 | 0 | 0
PseudoUnit | 0 | 0 | 0 | 0 | 0 | 0
FixedInterchange | 0 | 0 | 0 | 0 | 0 | 0
New Build Capacity by Reporting Type: HQ_IESO
ReportingType | 2015 | 2020 | 2025 | 2030 | 2035 | 2040
BM | 0 | 0 | 0 | 0 | 0 | 0
CC | 0 | 0 | 0 | 0 | 0 | 0
CSP | 0 | 0 | 0 | 0 | 0 | 0
CT | 0 | 0 | 0 | 0 | 0 | 0
Coal | 0 | 0 | 0 | 0 | 0 | 0
Geo | 0 | 0 | 0 | 0 | 0 | 0
H | 0 | 0 | 0 | 0 | 0 | 0
LFG | 0 | 0 | 0 | 0 | 0 | 0
Nuc | 0 | 0 | 0 | 0 | 0 | 0
PS | 0 | 0 | 0 | 0 | 0 | 0
PV | 0 | 0 | 0 | 0 | 0 | 0
PeakG | 0 | 0 | 0 | 0 | 0 | 0
PeakO | 0 | 0 | 0 | 0 | 0 | 0
ST | 0 | 0 | 0 | 0 | 0 | 0
STOG | 0 | 0 | 0 | 0 | 0 | 0
STWD | 0 | 0 | 0 | 0 | 0 | 0
WT | 0 | 0 | 0 | 0 | 0 | 0
IGCC | 0 | 0 | 0 | 0 | 0 | 0
DemandResponse | 0 | 0 | 0 | 0 | 0 | 0
IGCC-CCS | 0 | 0 | 0 | 0 | 0 | 0
WT_off | 0 | 0 | 0 | 0 | 0 | 0
PseudoUnit | 0 | 0 | 0 | 0 | 0 | 0
FixedInterchange | 0 | 0 | 0 | 0 | 0 | 0
New Build Capacity by Reporting Type: HQ_NEISO
ReportingType | 2015 | 2020 | 2025 | 2030 | 2035 | 2040
BM | 0 | 0 | 0 | 0 | 0 | 0
CC | 0 | 0 | 0 | 0 | 0 | 0
CSP | 0 | 0 | 0 | 0 | 0 | 0
CT | 0 | 0 | 0 | 0 | 0 | 0
Coal | 0 | 0 | 0 | 0 | 0 | 0
Geo | 0 | 0 | 0 | 0 | 0 | 0
H | 0 | 0 | 0 | 0 | 0 | 0
LFG | 0 | 0 | 0 | 0 | 0 | 0
Nuc | 0 | 0 | 0 | 0 | 0 | 0
PS | 0 | 0 | 0 | 0 | 0 | 0
PV | 0 | 0 | 0 | 0 | 0 | 0
PeakG | 0 | 0 | 0 | 0 | 0 | 0
PeakO | 0 | 0 | 0 | 0 | 0 | 0
ST | 0 | 0 | 0 | 0 | 0 | 0
STOG | 0 | 0 | 0 | 0 | 0 | 0
STWD | 0 | 0 | 0 | 0 | 0 | 0
WT | 0 | 0 | 0 | 0 | 0 | 0
IGCC | 0 | 0 | 0 | 0 | 0 | 0
DemandResponse | 0 | 0 | 0 | 0 | 0 | 0
IGCC-CCS | 0 | 0 | 0 | 0 | 0 | 0
WT_off | 0 | 0 | 0 | 0 | 0 | 0
PseudoUnit | 0 | 0 | 0 | 0 | 0 | 0
FixedInterchange | 0 | 0 | 0 | 0 | 0 | 0
New Build Capacity by Reporting Type: HQ_NY
ReportingType | 2015 | 2020 | 2025 | 2030 | 2035 | 2040
BM | 0 | 0 | 0 | 0 | 0 | 0
CC | 0 | 0 | 0 | 0 | 0 | 0
CSP | 0 | 0 | 0 | 0 | 0 | 0
CT | 0 | 0 | 0 | 0 | 0 | 0
Coal | 0 | 0 | 0 | 0 | 0 | 0
Geo | 0 | 0 | 0 | 0 | 0 | 0
H | 0 | 0 | 0 | 0 | 0 | 0
LFG | 0 | 0 | 0 | 0 | 0 | 0
Nuc | 0 | 0 | 0 | 0 | 0 | 0
PS | 0 | 0 | 0 | 0 | 0 | 0
PV | 0 | 0 | 0 | 0 | 0 | 0
PeakG | 0 | 0 | 0 | 0 | 0 | 0
PeakO | 0 | 0 | 0 | 0 | 0 | 0
ST | 0 | 0 | 0 | 0 | 0 | 0
STOG | 0 | 0 | 0 | 0 | 0 | 0
STWD | 0 | 0 | 0 | 0 | 0 | 0
WT | 0 | 0 | 0 | 0 | 0 | 0
IGCC | 0 | 0 | 0 | 0 | 0 | 0
DemandResponse | 0 | 0 | 0 | 0 | 0 | 0
IGCC-CCS | 0 | 0 | 0 | 0 | 0 | 0
WT_off | 0 | 0 | 0 | 0 | 0 | 0
PseudoUnit | 0 | 0 | 0 | 0 | 0 | 0
FixedInterchange | 0 | 0 | 0 | 0 | 0 | 0
New Build Capacity by Reporting Type: MARITIMES
ReportingType | 2015 | 2020 | 2025 | 2030 | 2035 | 2040
BM | 0 | 0 | 0 | 0 | 0 | 0
CC | 0 | 0 | 0 | 0 | 0 | 0
CSP | 0 | 0 | 0 | 0 | 0 | 0
CT | 0 | 0 | 0 | 0 | 0 | 0
Coal | 0 | 0 | 0 | 0 | 0 | 0
Geo | 0 | 0 | 0 | 0 | 0 | 0
H | 0 | 0 | 0 | 0 | 0 | 0
LFG | 0 | 0 | 0 | 0 | 0 | 0
Nuc | 0 | 0 | 0 | 0 | 0 | 0
PS | 0 | 0 | 0 | 0 | 0 | 0
PV | 0 | 0 | 0 | 0 | 0 | 0
PeakG | 0 | 0 | 0 | 0 | 0 | 0
PeakO | 0 | 0 | 0 | 0 | 0 | 0
ST | 0 | 0 | 0 | 0 | 0 | 0
STOG | 0 | 0 | 0 | 0 | 0 | 0
STWD | 0 | 0 | 0 | 0 | 0 | 0
WT | 0 | 0 | 0 | 0 | 0 | 0
IGCC | 0 | 0 | 0 | 0 | 0 | 0
DemandResponse | 0 | 0 | 0 | 0 | 0 | 0
IGCC-CCS | 0 | 0 | 0 | 0 | 0 | 0
WT_off | 0 | 0 | 0 | 0 | 0 | 0
PseudoUnit | 0 | 0 | 0 | 0 | 0 | 500
FixedInterchange | 0 | 0 | 0 | 0 | 0 | 0
New Build Capacity by Reporting Type: All
ReportingType | 2015 | 2020 | 2025 | 2030 | 2035 | 2040
BM | 1251 | 12208.52 | 6102.35 | 6871.5 | 1825.82 | 841.86
CC | 29643.21 | 5308.99 | 1306.14 | 9833.32 | 31280.05 | 31750.47
CSP | 0 | 0 | 0 | 0 | 0 | 0
CT | 8618.08 | 6525.13 | 1799.58 | 10453.92 | 23581.29 | 10016.66
Coal | 10763.64 | 0 | 0 | 0 | 1281.23 | 22352.5
Geo | 136 | 2075 | 4404.23 | 24.77 | 0 | 0
H | 0 | 1538.9 | 2914.1 | 3088 | 52 | 1120
LFG | 192 | 1953 | 2210 | 723.5 | 0.5 | 0
Nuc | 2740.56 | 4530 | 0 | 0 | 0 | 0
PS | 0 | 0 | 0 | 0 | 0 | 0
PV | 1245.99 | 2172.32 | 1077.84 | 247.93 | 122.25 | 141.05
PeakG | 0 | 0 | 0 | 0 | 0 | 0
PeakO | 0 | 0 | 0 | 0 | 0 | 0
ST | 760 | 819.66 | 308.91 | 139.89 | 0 | 0
STOG | 0 | 0 | 0 | 0 | 0 | 0
STWD | 0 | 0 | 0 | 0 | 0 | 0
WT | 25342 | 45548.44 | 53990.39 | 50101.34 | 5812.76 | 6586.57
IGCC | 618 | 0 | 0 | 0 | 0 | 0
DemandResponse | 0 | 0 | 0 | 0 | 0 | 0
IGCC-CCS | 0 | 0 | 0 | 0 | 0 | 0
WT_off | 469 | 4104 | 19748.34 | 26738.92 | 2870.91 | 4382.62
PseudoUnit | 0 | 0 | 0 | 0 | 0 | 500
FixedInterchange | 0 | 0 | 0 | 0 | 0 | 0
New Build Capacity by Reporting Type: EI_US
ReportingType | 2015 | 2020 | 2025 | 2030 | 2035 | 2040
BM | 741.12 | 12208.52 | 6102.35 | 5170.62 | 1761.68 | 725.49
CC | 24208.8 | 3138.74 | 0 | 1695.67 | 20406.6 | 24568.74
CSP | 0 | 0 | 0 | 0 | 0 | 0
CT | 6504.59 | 4363.78 | 1799.58 | 6491.03 | 18721.17 | 4413.42
Coal | 7858.64 | 0 | 0 | 0 | 0 | 12283.19
Geo | 0 | 0 | 0 | 0 | 0 | 0
H | 0 | 1209 | 1054 | 0 | 52 | 870
LFG | 141.4 | 1431.57 | 988.7 | 657.33 | 0 | 0
Nuc | 2740.56 | 4530 | 0 | 0 | 0 | 0
PS | 0 | 0 | 0 | 0 | 0 | 0
PV | 57.74 | 2172.32 | 1077.84 | 247.93 | 122.25 | 141.05
PeakG | 0 | 0 | 0 | 0 | 0 | 0
PeakO | 0 | 0 | 0 | 0 | 0 | 0
ST | 0 | 0 | 0 | 0 | 0 | 0
STOG | 0 | 0 | 0 | 0 | 0 | 0
STWD | 0 | 0 | 0 | 0 | 0 | 0
WT | 19786.6 | 36384.67 | 35926.05 | 41227.78 | 4967.27 | 5097.91
IGCC | 618 | 0 | 0 | 0 | 0 | 0
DemandResponse | 0 | 0 | 0 | 0 | 0 | 0
IGCC-CCS | 0 | 0 | 0 | 0 | 0 | 0
WT_off | 469 | 4104 | 19748.34 | 26738.92 | 2870.91 | 4382.62
PseudoUnit | 0 | 0 | 0 | 0 | 0 | 500
FixedInterchange | 0 | 0 | 0 | 0 | 0 | 0
New Build Capacity by Reporting Type: EI_Canada
ReportingType | 2015 | 2020 | 2025 | 2030 | 2035 | 2040
BM | 326.33 | 0 | 0 | 0 | 0 | 0
CC | 1263 | 0 | 0 | 0 | 0 | 1180.42
CSP | 0 | 0 | 0 | 0 | 0 | 0
CT | 403 | 0 | 0 | 0 | 478.28 | 1096.43
Coal | 0 | 0 | 0 | 0 | 0 | 0
Geo | 0 | 0 | 0 | 0 | 0 | 0
H | 0 | 329.9 | 1860.1 | 2460 | 0 | 250
LFG | 14.5 | 0 | 0 | 0 | 0.5 | 0
Nuc | 0 | 0 | 0 | 0 | 0 | 0
PS | 0 | 0 | 0 | 0 | 0 | 0
PV | 1067.26 | 0 | 0 | 0 | 0 | 0
PeakG | 0 | 0 | 0 | 0 | 0 | 0
PeakO | 0 | 0 | 0 | 0 | 0 | 0
ST | 0 | 0 | 0 | 0 | 0 | 0
STOG | 0 | 0 | 0 | 0 | 0 | 0
STWD | 0 | 0 | 0 | 0 | 0 | 0
WT | 2408.3 | 0 | 0 | 0 | 0 | 0
IGCC | 0 | 0 | 0 | 0 | 0 | 0
DemandResponse | 0 | 0 | 0 | 0 | 0 | 0
IGCC-CCS | 0 | 0 | 0 | 0 | 0 | 0
WT_off | 0 | 0 | 0 | 0 | 0 | 0
PseudoUnit | 0 | 0 | 0 | 0 | 0 | 0
FixedInterchange | 0 | 0 | 0 | 0 | 0 | 0
New Build Capacity by Reporting Type: EI
ReportingType | 2015 | 2020 | 2025 | 2030 | 2035 | 2040
BM | 1067.45 | 12208.52 | 6102.35 | 5170.62 | 1761.68 | 725.49
CC | 25471.8 | 3138.74 | 0 | 1695.67 | 20406.6 | 25749.16
CSP | 0 | 0 | 0 | 0 | 0 | 0
CT | 6907.59 | 4363.78 | 1799.58 | 6491.03 | 19199.45 | 5509.85
Coal | 7858.64 | 0 | 0 | 0 | 0 | 12283.19
Geo | 0 | 0 | 0 | 0 | 0 | 0
H | 0 | 1538.9 | 2914.1 | 2460 | 52 | 1120
LFG | 155.9 | 1431.57 | 988.7 | 657.33 | 0.5 | 0
Nuc | 2740.56 | 4530 | 0 | 0 | 0 | 0
PS | 0 | 0 | 0 | 0 | 0 | 0
PV | 1124.99 | 2172.32 | 1077.84 | 247.93 | 122.25 | 141.05
PeakG | 0 | 0 | 0 | 0 | 0 | 0
PeakO | 0 | 0 | 0 | 0 | 0 | 0
ST | 0 | 0 | 0 | 0 | 0 | 0
STOG | 0 | 0 | 0 | 0 | 0 | 0
STWD | 0 | 0 | 0 | 0 | 0 | 0
WT | 22194.9 | 36384.67 | 35926.05 | 41227.78 | 4967.27 | 5097.91
IGCC | 618 | 0 | 0 | 0 | 0 | 0
DemandResponse | 0 | 0 | 0 | 0 | 0 | 0
IGCC-CCS | 0 | 0 | 0 | 0 | 0 | 0
WT_off | 469 | 4104 | 19748.34 | 26738.92 | 2870.91 | 4382.62
PseudoUnit | 0 | 0 | 0 | 0 | 0 | 500
FixedInterchange | 0 | 0 | 0 | 0 | 0 | 0
New Build Capacity by Reporting Type: Outside_EI
ReportingType | 2015 | 2020 | 2025 | 2030 | 2035 | 2040
BM | 183.55 | 0 | 0 | 1700.88 | 64.14 | 116.37
CC | 4171.41 | 2170.25 | 1306.14 | 8137.65 | 10873.46 | 6001.31
CSP | 0 | 0 | 0 | 0 | 0 | 0
CT | 1710.49 | 2161.35 | 0 | 3962.88 | 4381.84 | 4506.81
Coal | 2905 | 0 | 0 | 0 | 1281.23 | 10069.3
Geo | 136 | 2075 | 4404.23 | 24.77 | 0 | 0
H | 0 | 0 | 0 | 628 | 0 | 0
LFG | 36.1 | 521.43 | 1221.3 | 66.17 | 0 | 0
Nuc | 0 | 0 | 0 | 0 | 0 | 0
PS | 0 | 0 | 0 | 0 | 0 | 0
PV | 121 | 0 | 0 | 0 | 0 | 0
PeakG | 0 | 0 | 0 | 0 | 0 | 0
PeakO | 0 | 0 | 0 | 0 | 0 | 0
ST | 760 | 819.66 | 308.91 | 139.89 | 0 | 0
STOG | 0 | 0 | 0 | 0 | 0 | 0
STWD | 0 | 0 | 0 | 0 | 0 | 0
WT | 3147.1 | 9163.77 | 18064.34 | 8873.56 | 845.49 | 1488.66
IGCC | 0 | 0 | 0 | 0 | 0 | 0
DemandResponse | 0 | 0 | 0 | 0 | 0 | 0
IGCC-CCS | 0 | 0 | 0 | 0 | 0 | 0
WT_off | 0 | 0 | 0 | 0 | 0 | 0
PseudoUnit | 0 | 0 | 0 | 0 | 0 | 0
FixedInterchange | 0 | 0 | 0 | 0 | 0 | 0
#2 | Cumulative New Build Capacity (MW)
Cumulative New Build Capacity by Reporting Type: Entergy
ReportingType | 2015 | 2020 | 2025 | 2030 | 2035 | 2040
BM | 0 | 0 | 0 | 0 | 0 | 0
CC | 0 | 0 | 0 | 1185.45 | 1346.6 | 1346.6
CSP | 0 | 0 | 0 | 0 | 0 | 0
CT | 0 | 0 | 0 | 0 | 0 | 0
Coal | 720 | 720 | 720 | 720 | 720 | 2360.67
Geo | 0 | 0 | 0 | 0 | 0 | 0
H | 0 | 0 | 0 | 0 | 0 | 0
LFG | 0 | 0 | 0 | 107.4 | 107.4 | 107.4
Nuc | 170 | 170 | 170 | 170 | 170 | 170
PS | 0 | 0 | 0 | 0 | 0 | 0
PV | 0.29 | 65.33 | 100.79 | 104.2 | 108.02 | 110.63
PeakG | 0 | 0 | 0 | 0 | 0 | 0
PeakO | 0 | 0 | 0 | 0 | 0 | 0
ST | 0 | 0 | 0 | 0 | 0 | 0
STOG | 0 | 0 | 0 | 0 | 0 | 0
STWD | 0 | 0 | 0 | 0 | 0 | 0
WT | 0 | 0 | 0 | 0 | 0 | 0
IGCC | 0 | 0 | 0 | 0 | 0 | 0
DemandResponse | 0 | 0 | 0 | 0 | 0 | 0
IGCC-CCS | 0 | 0 | 0 | 0 | 0 | 0
WT_off | 0 | 0 | 0 | 0 | 0 | 0
PseudoUnit | 0 | 0 | 0 | 0 | 0 | 0
FixedInterchange | 0 | 0 | 0 | 0 | 0 | 0
Cumulative New Build Capacity by Reporting Type: FRCC
ReportingType | 2015 | 2020 | 2025 | 2030 | 2035 | 2040
BM | 0 | 859.84 | 2001.91 | 2001.91 | 2001.91 | 2001.91
CC | 1516.9 | 3614.38 | 3614.38 | 4124.59 | 13207.37 | 18493.03
CSP | 0 | 0 | 0 | 0 | 0 | 0
CT | 2480 | 2480 | 2480 | 2480 | 2480 | 2480
Coal | 0 | 0 | 0 | 0 | 0 | 0
Geo | 0 | 0 | 0 | 0 | 0 | 0
H | 0 | 0 | 28 | 28 | 28 | 28
LFG | 0 | 198 | 198 | 198 | 198 | 198
Nuc | 229.33 | 229.33 | 229.33 | 229.33 | 229.33 | 229.33
PS | 0 | 0 | 0 | 0 | 0 | 0
PV | 0 | 0 | 0 | 0 | 0 | 0
PeakG | 0 | 0 | 0 | 0 | 0 | 0
PeakO | 0 | 0 | 0 | 0 | 0 | 0
ST | 0 | 0 | 0 | 0 | 0 | 0
STOG | 0 | 0 | 0 | 0 | 0 | 0
STWD | 0 | 0 | 0 | 0 | 0 | 0
WT | 0 | 0 | 0 | 0 | 0 | 0
IGCC | 0 | 0 | 0 | 0 | 0 | 0
DemandResponse | 0 | 0 | 0 | 0 | 0 | 0
IGCC-CCS | 0 | 0 | 0 | 0 | 0 | 0
WT_off | 0 | 0 | 0 | 0 | 0 | 0
PseudoUnit | 0 | 0 | 0 | 0 | 0 | 0
FixedInterchange | 0 | 0 | 0 | 0 | 0 | 0
Cumulative New Build Capacity by Reporting Type: MAPP_US
ReportingType | 2015 | 2020 | 2025 | 2030 | 2035 | 2040
BM | 0 | 0 | 0 | 0 | 0 | 0
CC | 0 | 0 | 0 | 0 | 0 | 0
CSP | 0 | 0 | 0 | 0 | 0 | 0
CT | 308.3 | 308.3 | 308.3 | 308.3 | 617.54 | 804.49
Coal | 0 | 0 | 0 | 0 | 0 | 0
Geo | 0 | 0 | 0 | 0 | 0 | 0
H | 0 | 0 | 0 | 0 | 0 | 0
LFG | 0 | 0 | 0 | 71.67 | 71.67 | 71.67
Nuc | 0 | 0 | 0 | 0 | 0 | 0
PS | 0 | 0 | 0 | 0 | 0 | 0
PV | 0 | 0 | 0 | 0 | 0 | 0
PeakG | 0 | 0 | 0 | 0 | 0 | 0
PeakO | 0 | 0 | 0 | 0 | 0 | 0
ST | 0 | 0 | 0 | 0 | 0 | 0
STOG | 0 | 0 | 0 | 0 | 0 | 0
STWD | 0 | 0 | 0 | 0 | 0 | 0
WT | 421.3 | 1872.75 | 1872.75 | 6434.8 | 9437.47 | 11396.53
IGCC | 0 | 0 | 0 | 0 | 0 | 0
DemandResponse | 0 | 0 | 0 | 0 | 0 | 0
IGCC-CCS | 0 | 0 | 0 | 0 | 0 | 0
WT_off | 0 | 0 | 0 | 0 | 0 | 0
PseudoUnit | 0 | 0 | 0 | 0 | 0 | 0
FixedInterchange | 0 | 0 | 0 | 0 | 0 | 0
Cumulative New Build Capacity by Reporting Type: MISO_IN
ReportingType | 2015 | 2020 | 2025 | 2030 | 2035 | 2040
BM | 0 | 0 | 0 | 0 | 0 | 0
CC | 0 | 0 | 0 | 0 | 4077.92 | 5584.23
CSP | 0 | 0 | 0 | 0 | 0 | 0
CT | 0 | 0 | 0 | 0 | 0 | 0
Coal | 0 | 0 | 0 | 0 | 0 | 0
Geo | 0 | 0 | 0 | 0 | 0 | 0
H | 0 | 0 | 0 | 0 | 0 | 0
LFG | 0 | 0 | 80.12 | 80.12 | 80.12 | 80.12
Nuc | 0 | 0 | 0 | 0 | 0 | 0
PS | 0 | 0 | 0 | 0 | 0 | 0
PV | 0 | 235.95 | 383.16 | 383.16 | 394.79 | 408.27
PeakG | 0 | 0 | 0 | 0 | 0 | 0
PeakO | 0 | 0 | 0 | 0 | 0 | 0
ST | 0 | 0 | 0 | 0 | 0 | 0
STOG | 0 | 0 | 0 | 0 | 0 | 0
STWD | 0 | 0 | 0 | 0 | 0 | 0
WT | 0 | 0 | 0 | 0 | 0 | 0
IGCC | 618 | 618 | 618 | 618 | 618 | 618
DemandResponse | 0 | 0 | 0 | 0 | 0 | 0
IGCC-CCS | 0 | 0 | 0 | 0 | 0 | 0
WT_off | 0 | 0 | 0 | 0 | 0 | 0
PseudoUnit | 0 | 0 | 0 | 0 | 0 | 0
FixedInterchange | 0 | 0 | 0 | 0 | 0 | 0
Cumulative New Build Capacity by Reporting Type: MISO_MI
ReportingType | 2015 | 2020 | 2025 | 2030 | 2035 | 2040
BM | 0 | 0 | 0 | 0 | 0 | 0
CC | 0 | 0 | 0 | 0 | 0 | 0
CSP | 0 | 0 | 0 | 0 | 0 | 0
CT | 0 | 0 | 0 | 0 | 0 | 0
Coal | 0 | 0 | 0 | 0 | 0 | 0
Geo | 0 | 0 | 0 | 0 | 0 | 0
H | 0 | 0 | 0 | 0 | 0 | 0
LFG | 0 | 0 | 160.25 | 160.25 | 160.25 | 160.25
Nuc | 0 | 0 | 0 | 0 | 0 | 0
PS | 0 | 0 | 0 | 0 | 0 | 0
PV | 0 | 0 | 0 | 0 | 0 | 0
PeakG | 0 | 0 | 0 | 0 | 0 | 0
PeakO | 0 | 0 | 0 | 0 | 0 | 0
ST | 0 | 0 | 0 | 0 | 0 | 0
STOG | 0 | 0 | 0 | 0 | 0 | 0
STWD | 0 | 0 | 0 | 0 | 0 | 0
WT | 2000 | 2000 | 2300.47 | 2300.47 | 2340.18 | 2569.27
IGCC | 0 | 0 | 0 | 0 | 0 | 0
DemandResponse | 0 | 0 | 0 | 0 | 0 | 0
IGCC-CCS | 0 | 0 | 0 | 0 | 0 | 0
WT_off | 0 | 0 | 0 | 250 | 250 | 250
PseudoUnit | 0 | 0 | 0 | 0 | 0 | 0
FixedInterchange | 0 | 0 | 0 | 0 | 0 | 0
Cumulative New Build Capacity by Reporting Type: MISO_MO-IL
ReportingType | 2015 | 2020 | 2025 | 2030 | 2035 | 2040
BM | 0 | 0 | 0 | 0 | 0 | 0
CC | 0 | 0 | 0 | 0 | 0 | 0
CSP | 0 | 0 | 0 | 0 | 0 | 0
CT | 0 | 0 | 0 | 0 | 0 | 0
Coal | 1790 | 1790 | 1790 | 1790 | 1790 | 1790
Geo | 0 | 0 | 0 | 0 | 0 | 0
H | 0 | 0 | 280 | 280 | 280 | 280
LFG | 0 | 0 | 223.33 | 223.33 | 223.33 | 223.33
Nuc | 0 | 0 | 0 | 0 | 0 | 0
PS | 0 | 0 | 0 | 0 | 0 | 0
PV | 0 | 0 | 0 | 0 | 0 | 0
PeakG | 0 | 0 | 0 | 0 | 0 | 0
PeakO | 0 | 0 | 0 | 0 | 0 | 0
ST | 0 | 0 | 0 | 0 | 0 | 0
STOG | 0 | 0 | 0 | 0 | 0 | 0
STWD | 0 | 0 | 0 | 0 | 0 | 0
WT | 300 | 300 | 300 | 300 | 300 | 396.18
IGCC | 0 | 0 | 0 | 0 | 0 | 0
DemandResponse | 0 | 0 | 0 | 0 | 0 | 0
IGCC-CCS | 0 | 0 | 0 | 0 | 0 | 0
WT_off | 0 | 0 | 0 | 0 | 0 | 0
PseudoUnit | 0 | 0 | 0 | 0 | 0 | 0
FixedInterchange | 0 | 0 | 0 | 0 | 0 | 0
Cumulative New Build Capacity by Reporting Type: MISO_W
ReportingType | 2015 | 2020 | 2025 | 2030 | 2035 | 2040
BM | 0 | 0 | 0 | 0 | 0 | 0
CC | 0 | 0 | 0 | 0 | 0 | 0
CSP | 0 | 0 | 0 | 0 | 0 | 0
CT | 0 | 0 | 0 | 0 | 0 | 0
Coal | 0 | 0 | 0 | 0 | 0 | 2475.4
Geo | 0 | 0 | 0 | 0 | 0 | 0
H | 0 | 0 | 0 | 0 | 0 | 0
LFG | 0 | 0 | 71.67 | 71.67 | 71.67 | 71.67
Nuc | 94.33 | 94.33 | 94.33 | 94.33 | 94.33 | 94.33
PS | 0 | 0 | 0 | 0 | 0 | 0
PV | 0 | 0 | 0 | 0 | 0 | 0
PeakG | 0 | 0 | 0 | 0 | 0 | 0
PeakO | 0 | 0 | 0 | 0 | 0 | 0
ST | 0 | 0 | 0 | 0 | 0 | 0
STOG | 0 | 0 | 0 | 0 | 0 | 0
STWD | 0 | 0 | 0 | 0 | 0 | 0
WT | 2800.5 | 2800.5 | 7669.48 | 17712.25 | 17712.25 | 17712.25
IGCC | 0 | 0 | 0 | 0 | 0 | 0
DemandResponse | 0 | 0 | 0 | 0 | 0 | 0
IGCC-CCS | 0 | 0 | 0 | 0 | 0 | 0
WT_off | 0 | 0 | 0 | 0 | 0 | 0
PseudoUnit | 0 | 0 | 0 | 0 | 0 | 0
FixedInterchange | 0 | 0 | 0 | 0 | 0 | 0
Cumulative New Build Capacity by Reporting Type: MISO_WUMS
ReportingType | 2015 | 2020 | 2025 | 2030 | 2035 | 2040
BM | 0 | 0 | 0 | 0 | 0 | 0
CC | 0 | 345.86 | 345.86 | 345.86 | 4282.07 | 4282.07
CSP | 0 | 0 | 0 | 0 | 0 | 0
CT | 0 | 3916.82 | 5716.4 | 11695.8 | 14865.72 | 14948.97
Coal | 615 | 615 | 615 | 615 | 615 | 615
Geo | 0 | 0 | 0 | 0 | 0 | 0
H | 0 | 1 | 1 | 1 | 1 | 1
LFG | 0 | 0 | 223.33 | 223.33 | 223.33 | 223.33
Nuc | 235 | 235 | 235 | 235 | 235 | 235
PS | 0 | 0 | 0 | 0 | 0 | 0
PV | 0 | 0 | 0 | 0 | 0 | 0
PeakG | 0 | 0 | 0 | 0 | 0 | 0
PeakO | 0 | 0 | 0 | 0 | 0 | 0
ST | 0 | 0 | 0 | 0 | 0 | 0
STOG | 0 | 0 | 0 | 0 | 0 | 0
STWD | 0 | 0 | 0 | 0 | 0 | 0
WT | 968.9 | 968.9 | 968.9 | 968.9 | 968.9 | 968.9
IGCC | 0 | 0 | 0 | 0 | 0 | 0
DemandResponse | 0 | 0 | 0 | 0 | 0 | 0
IGCC-CCS | 0 | 0 | 0 | 0 | 0 | 0
WT_off | 0 | 0 | 0 | 0 | 0 | 0
PseudoUnit | 0 | 0 | 0 | 0 | 0 | 0
FixedInterchange | 0 | 0 | 0 | 0 | 0 | 0
Cumulative New Build Capacity by Reporting Type: Nebraska
ReportingType | 2015 | 2020 | 2025 | 2030 | 2035 | 2040
BM | 0 | 0 | 0 | 0 | 0 | 0
CC | 0 | 0 | 0 | 0 | 0 | 0
CSP | 0 | 0 | 0 | 0 | 0 | 0
CT | 0 | 0 | 0 | 0 | 0 | 0
Coal | 232.1 | 232.1 | 232.1 | 232.1 | 232.1 | 1697.72
Geo | 0 | 0 | 0 | 0 | 0 | 0
H | 0 | 0 | 0 | 0 | 0 | 0
LFG | 0 | 0 | 0 | 71.67 | 71.67 | 71.67
Nuc | 0 | 0 | 0 | 0 | 0 | 0
PS | 0 | 0 | 0 | 0 | 0 | 0
PV | 0 | 0 | 0 | 0 | 0 | 0
PeakG | 0 | 0 | 0 | 0 | 0 | 0
PeakO | 0 | 0 | 0 | 0 | 0 | 0
ST | 0 | 0 | 0 | 0 | 0 | 0
STOG | 0 | 0 | 0 | 0 | 0 | 0
STWD | 0 | 0 | 0 | 0 | 0 | 0
WT | 202.9 | 2345.92 | 2345.92 | 2345.92 | 2345.92 | 2345.92
IGCC | 0 | 0 | 0 | 0 | 0 | 0
DemandResponse | 0 | 0 | 0 | 0 | 0 | 0
IGCC-CCS | 0 | 0 | 0 | 0 | 0 | 0
WT_off | 0 | 0 | 0 | 0 | 0 | 0
PseudoUnit | 0 | 0 | 0 | 0 | 0 | 0
FixedInterchange | 0 | 0 | 0 | 0 | 0 | 0
Cumulative New Build Capacity by Reporting Type: NEISO
ReportingType | 2015 | 2020 | 2025 | 2030 | 2035 | 2040
BM | 252.2 | 252.2 | 252.2 | 252.2 | 252.2 | 252.2
CC | 2049.5 | 2049.5 | 2049.5 | 2049.5 | 2049.5 | 2049.5
CSP | 0 | 0 | 0 | 0 | 0 | 0
CT | 334 | 334 | 334 | 334 | 334 | 1376.46
Coal | 0 | 0 | 0 | 0 | 0 | 0
Geo | 0 | 0 | 0 | 0 | 0 | 0
H | 0 | 0 | 0 | 0 | 0 | 3
LFG | 49.26 | 49.26 | 119 | 119 | 119 | 119
Nuc | 0 | 0 | 0 | 0 | 0 | 0
PS | 0 | 0 | 0 | 0 | 0 | 0
PV | 0 | 323.36 | 323.36 | 323.36 | 323.36 | 324.9
PeakG | 0 | 0 | 0 | 0 | 0 | 0
PeakO | 0 | 0 | 0 | 0 | 0 | 0
ST | 0 | 0 | 0 | 0 | 0 | 0
STOG | 0 | 0 | 0 | 0 | 0 | 0
STWD | 0 | 0 | 0 | 0 | 0 | 0
WT | 231.2 | 231.2 | 231.2 | 231.2 | 231.2 | 231.2
IGCC | 0 | 0 | 0 | 0 | 0 | 0
DemandResponse | 0 | 0 | 0 | 0 | 0 | 0
IGCC-CCS | 0 | 0 | 0 | 0 | 0 | 0
WT_off | 468 | 1626 | 3363 | 5968 | 5968 | 5968
PseudoUnit | 0 | 0 | 0 | 0 | 0 | 0
FixedInterchange | 0 | 0 | 0 | 0 | 0 | 0
Cumulative New Build Capacity by Reporting Type: NonRTO_Midwest
ReportingType | 2015 | 2020 | 2025 | 2030 | 2035 | 2040
BM | 0 | 0 | 0 | 0 | 0 | 0
CC | 0 | 388.4 | 388.4 | 388.4 | 388.4 | 639.57
CSP | 0 | 0 | 0 | 0 | 0 | 0
CT | 0 | 0 | 0 | 0 | 0 | 0
Coal | 0 | 0 | 0 | 0 | 0 | 0
Geo | 0 | 0 | 0 | 0 | 0 | 0
H | 0 | 0 | 746 | 746 | 746 | 746
LFG | 0 | 0 | 160.25 | 160.25 | 160.25 | 160.25
Nuc | 0 | 0 | 0 | 0 | 0 | 0
PS | 0 | 0 | 0 | 0 | 0 | 0
PV | 0 | 0 | 0 | 0 | 0 | 0
PeakG | 0 | 0 | 0 | 0 | 0 | 0
PeakO | 0 | 0 | 0 | 0 | 0 | 0
ST | 0 | 0 | 0 | 0 | 0 | 0
STOG | 0 | 0 | 0 | 0 | 0 | 0
STWD | 0 | 0 | 0 | 0 | 0 | 0
WT | 0 | 0 | 0 | 0 | 0 | 0
IGCC | 0 | 0 | 0 | 0 | 0 | 0
DemandResponse | 0 | 0 | 0 | 0 | 0 | 0
IGCC-CCS | 0 | 0 | 0 | 0 | 0 | 0
WT_off | 0 | 0 | 0 | 0 | 0 | 0
PseudoUnit | 0 | 0 | 0 | 0 | 0 | 0
FixedInterchange | 0 | 0 | 0 | 0 | 0 | 0
Cumulative New Build Capacity by Reporting Type: NYISO_A-F
ReportingType | 2015 | 2020 | 2025 | 2030 | 2035 | 2040
BM | 0 | 0 | 0 | 0 | 0 | 0
CC | 639 | 639 | 639 | 639 | 639 | 639
CSP | 0 | 0 | 0 | 0 | 0 | 0
CT | 0 | 0 | 0 | 0 | 0 | 0
Coal | 0 | 0 | 0 | 0 | 0 | 0
Geo | 0 | 0 | 0 | 0 | 0 | 0
H | 0 | 0 | 0 | 0 | 0 | 0
LFG | 6.4 | 6.4 | 6.4 | 74.33 | 74.33 | 74.33
Nuc | 168 | 168 | 168 | 168 | 168 | 168
PS | 0 | 0 | 0 | 0 | 0 | 0
PV | 0 | 0 | 0 | 0 | 0 | 0
PeakG | 0 | 0 | 0 | 0 | 0 | 0
PeakO | 0 | 0 | 0 | 0 | 0 | 0
ST | 0 | 0 | 0 | 0 | 0 | 0
STOG | 0 | 0 | 0 | 0 | 0 | 0
STWD | 0 | 0 | 0 | 0 | 0 | 0
WT | 2476.3 | 2994.1 | 2994.1 | 2994.1 | 2994.1 | 2994.1
IGCC | 0 | 0 | 0 | 0 | 0 | 0
DemandResponse | 0 | 0 | 0 | 0 | 0 | 0
IGCC-CCS | 0 | 0 | 0 | 0 | 0 | 0
WT_off | 0 | 0 | 0 | 0 | 0 | 0
PseudoUnit | 0 | 0 | 0 | 0 | 0 | 0
FixedInterchange | 0 | 0 | 0 | 0 | 0 | 0
Cumulative New Build Capacity by Reporting Type: NYISO_G-I
ReportingType | 2015 | 2020 | 2025 | 2030 | 2035 | 2040
BM | 0 | 0 | 0 | 0 | 0 | 0
CC | 0 | 0 | 0 | 0 | 1877.99 | 5664.16
CSP | 0 | 0 | 0 | 0 | 0 | 0
CT | 0 | 0 | 0 | 0 | 0 | 0
Coal | 0 | 0 | 0 | 0 | 0 | 0
Geo | 0 | 0 | 0 | 0 | 0 | 0
H | 0 | 0 | 0 | 0 | 0 | 0
LFG | 0 | 0 | 0 | 74.33 | 74.33 | 74.33
Nuc | 0 | 0 | 0 | 0 | 0 | 0
PS | 0 | 0 | 0 | 0 | 0 | 0
PV | 0 | 0 | 0 | 0 | 0 | 0
PeakG | 0 | 0 | 0 | 0 | 0 | 0
PeakO | 0 | 0 | 0 | 0 | 0 | 0
ST | 0 | 0 | 0 | 0 | 0 | 0
STOG | 0 | 0 | 0 | 0 | 0 | 0
STWD | 0 | 0 | 0 | 0 | 0 | 0
WT | 0 | 0 | 0 | 0 | 0 | 32.23
IGCC | 0 | 0 | 0 | 0 | 0 | 0
DemandResponse | 0 | 0 | 0 | 0 | 0 | 0
IGCC-CCS | 0 | 0 | 0 | 0 | 0 | 0
WT_off | 0 | 0 | 0 | 0 | 0 | 0
PseudoUnit | 0 | 0 | 0 | 0 | 0 | 0
FixedInterchange | 0 | 0 | 0 | 0 | 0 | 0
Cumulative New Build Capacity by Reporting Type: NYISO_J-K
ReportingType | 2015 | 2020 | 2025 | 2030 | 2035 | 2040
BM | 0 | 0 | 0 | 0 | 0 | 0
CC | 1175.4 | 1175.4 | 1175.4 | 1175.4 | 1175.4 | 1175.4
CSP | 0 | 0 | 0 | 0 | 0 | 0
CT | 0 | 0 | 0 | 511.63 | 2084.46 | 2180.04
Coal | 0 | 0 | 0 | 0 | 0 | 0
Geo | 0 | 0 | 0 | 0 | 0 | 0
H | 0 | 0 | 0 | 0 | 0 | 0
LFG | 0 | 0 | 0 | 74.33 | 74.33 | 74.33
Nuc | 0 | 0 | 0 | 0 | 0 | 0
PS | 0 | 0 | 0 | 0 | 0 | 0
PV | 32 | 32 | 32 | 32 | 32 | 32
PeakG | 0 | 0 | 0 | 0 | 0 | 0
PeakO | 0 | 0 | 0 | 0 | 0 | 0
ST | 0 | 0 | 0 | 0 | 0 | 0
STOG | 0 | 0 | 0 | 0 | 0 | 0
STWD | 0 | 0 | 0 | 0 | 0 | 0
WT | 0 | 0 | 0 | 0 | 0 | 0
IGCC | 0 | 0 | 0 | 0 | 0 | 0
DemandResponse | 0 | 0 | 0 | 0 | 0 | 0
IGCC-CCS | 0 | 0 | 0 | 0 | 0 | 0
WT_off | 0 | 947 | 2368 | 4500 | 4500 | 4500
PseudoUnit | 0 | 0 | 0 | 0 | 0 | 0
FixedInterchange | 0 | 0 | 0 | 0 | 0 | 0
Cumulative New Build Capacity by Reporting Type: PJM_E
ReportingType | 2015 | 2020 | 2025 | 2030 | 2035 | 2040
BM | 30 | 30 | 30 | 30 | 30 | 30
CC | 4634.3 | 4634.3 | 4634.3 | 4634.3 | 4634.3 | 4634.3
CSP | 0 | 0 | 0 | 0 | 0 | 0
CT | 26.2 | 26.2 | 26.2 | 26.2 | 26.2 | 26.2
Coal | 27 | 27 | 27 | 27 | 27 | 27
Geo | 0 | 0 | 0 | 0 | 0 | 0
H | 0 | 0 | 0 | 0 | 0 | 0
LFG | 9.1 | 142 | 142 | 142 | 142 | 142
Nuc | 38 | 38 | 38 | 38 | 38 | 38
PS | 0 | 0 | 0 | 0 | 0 | 0
PV | 25.45 | 25.45 | 25.45 | 25.45 | 25.45 | 25.45
PeakG | 0 | 0 | 0 | 0 | 0 | 0
PeakO | 0 | 0 | 0 | 0 | 0 | 0
ST | 0 | 0 | 0 | 0 | 0 | 0
STOG | 0 | 0 | 0 | 0 | 0 | 0
STWD | 0 | 0 | 0 | 0 | 0 | 0
WT | 1150 | 1150 | 1170 | 1170 | 1170 | 2962.13
IGCC | 0 | 0 | 0 | 0 | 0 | 0
DemandResponse | 0 | 0 | 0 | 0 | 0 | 0
IGCC-CCS | 0 | 0 | 0 | 0 | 0 | 0
WT_off | 0 | 1184 | 5902.67 | 9452.93 | 9452.93 | 9600
PseudoUnit | 0 | 0 | 0 | 0 | 0 | 0
FixedInterchange | 0 | 0 | 0 | 0 | 0 | 0
Cumulative New Build Capacity by Reporting Type: PJM_ROM
ReportingType | 2015 | 2020 | 2025 | 2030 | 2035 | 2040
BM | 18 | 18 | 18 | 1553.4 | 1964.98 | 1964.98
CC | 1678.5 | 1678.5 | 1678.5 | 1678.5 | 1678.5 | 12668.01
CSP | 0 | 0 | 0 | 0 | 0 | 0
CT | 16 | 16 | 16 | 16 | 16 | 16
Coal | 32.5 | 32.5 | 32.5 | 32.5 | 32.5 | 32.5
Geo | 0 | 0 | 0 | 0 | 0 | 0
H | 0 | 678 | 678 | 678 | 678 | 678
LFG | 18.9 | 284 | 284 | 284 | 284 | 284
Nuc | 0 | 0 | 0 | 0 | 0 | 0
PS | 0 | 0 | 0 | 0 | 0 | 0
PV | 0 | 1409.56 | 2298.2 | 2538.94 | 2634.19 | 2748.12
PeakG | 0 | 0 | 0 | 0 | 0 | 0
PeakO | 0 | 0 | 0 | 0 | 0 | 0
ST | 0 | 0 | 0 | 0 | 0 | 0
STOG | 0 | 0 | 0 | 0 | 0 | 0
STWD | 0 | 0 | 0 | 0 | 0 | 0
WT | 479.8 | 5091.76 | 7040 | 7040 | 7040 | 7040
IGCC | 0 | 0 | 0 | 0 | 0 | 0
DemandResponse | 0 | 0 | 0 | 0 | 0 | 0
IGCC-CCS | 0 | 0 | 0 | 0 | 0 | 0
WT_off | 0 | 0 | 0 | 0 | 0 | 0
PseudoUnit | 0 | 0 | 0 | 0 | 0 | 0
FixedInterchange | 0 | 0 | 0 | 0 | 0 | 0
Cumulative New Build Capacity by Reporting Type: PJM_ROR
ReportingType | 2015 | 2020 | 2025 | 2030 | 2035 | 2040
BM | 385 | 385 | 385 | 385 | 1132.13 | 1857.63
CC | 3077 | 3197 | 3197 | 3197 | 4467.54 | 5642.85
CSP | 0 | 0 | 0 | 0 | 0 | 0
CT | 29 | 29 | 29 | 29 | 5291.47 | 5291.47
Coal | 2164 | 2164 | 2164 | 2164 | 2164 | 2164
Geo | 0 | 0 | 0 | 0 | 0 | 0
H | 0 | 503 | 503 | 503 | 503 | 503
LFG | 57.4 | 571.11 | 571.11 | 571.11 | 571.11 | 571.11
Nuc | 38 | 38 | 38 | 38 | 38 | 38
PS | 0 | 0 | 0 | 0 | 0 | 0
PV | 0 | 0 | 0 | 0 | 0 | 0
PeakG | 0 | 0 | 0 | 0 | 0 | 0
PeakO | 0 | 0 | 0 | 0 | 0 | 0
ST | 0 | 0 | 0 | 0 | 0 | 0
STOG | 0 | 0 | 0 | 0 | 0 | 0
STWD | 0 | 0 | 0 | 0 | 0 | 0
WT | 8325.7 | 21066.94 | 38367.01 | 53327.44 | 53600 | 53600
IGCC | 0 | 0 | 0 | 0 | 0 | 0
DemandResponse | 0 | 0 | 0 | 0 | 0 | 0
IGCC-CCS | 0 | 0 | 0 | 0 | 0 | 0
WT_off | 0 | 395 | 987 | 2125 | 2125 | 2125
PseudoUnit | 0 | 0 | 0 | 0 | 0 | 0
FixedInterchange | 0 | 0 | 0 | 0 | 0 | 0
Cumulative New Build Capacity by Reporting Type: SOCO
ReportingType | 2015 | 2020 | 2025 | 2030 | 2035 | 2040
BM | 55 | 1317.76 | 5961.51 | 6555.24 | 6555.24 | 6555.24
CC | 5026.9 | 5213.9 | 5213.9 | 5213.9 | 5213.9 | 5213.9
CSP | 0 | 0 | 0 | 0 | 0 | 0
CT | 0 | 0 | 0 | 0 | 0 | 0
Coal | 0 | 0 | 0 | 0 | 0 | 6456.52
Geo | 0 | 0 | 0 | 0 | 0 | 0
H | 0 | 0 | 0 | 0 | 0 | 867
LFG | 0 | 107.4 | 107.4 | 107.4 | 107.4 | 107.4
Nuc | 70 | 2270 | 2270 | 2270 | 2270 | 2270
PS | 0 | 0 | 0 | 0 | 0 | 0
PV | 0 | 0 | 0 | 0 | 0 | 0
PeakG | 0 | 0 | 0 | 0 | 0 | 0
PeakO | 0 | 0 | 0 | 0 | 0 | 0
ST | 0 | 0 | 0 | 0 | 0 | 0
STOG | 0 | 0 | 0 | 0 | 0 | 0
STWD | 0 | 0 | 0 | 0 | 0 | 0
WT | 0 | 100 | 100 | 100 | 100 | 100
IGCC | 0 | 0 | 0 | 0 | 0 | 0
DemandResponse | 0 | 0 | 0 | 0 | 0 | 0
IGCC-CCS | 0 | 0 | 0 | 0 | 0 | 0
WT_off | 0 | 0 | 0 | 0 | 0 | 0
PseudoUnit | 0 | 0 | 0 | 0 | 0 | 0
FixedInterchange | 0 | 0 | 0 | 0 | 0 | 0
Cumulative New Build Capacity by Reporting Type: SPP_N
ReportingType | 2015 | 2020 | 2025 | 2030 | 2035 | 2040
BM | 0 | 0 | 0 | 0 | 0 | 0
CC | 0 | 0 | 0 | 0 | 0 | 0
CSP | 0 | 0 | 0 | 0 | 0 | 0
CT | 0 | 146.96 | 146.96 | 146.96 | 6049.33 | 6049.33
Coal | 465.04 | 465.04 | 465.04 | 465.04 | 465.04 | 465.04
Geo | 0 | 0 | 0 | 0 | 0 | 0
H | 0 | 0 | 0 | 0 | 0 | 0
LFG | 0 | 0 | 0 | 95 | 95 | 95
Nuc | 0 | 0 | 0 | 0 | 0 | 0
PS | 0 | 0 | 0 | 0 | 0 | 0
PV | 0 | 0 | 0 | 0 | 0 | 0
PeakG | 0 | 0 | 0 | 0 | 0 | 0
PeakO | 0 | 0 | 0 | 0 | 0 | 0
ST | 0 | 0 | 0 | 0 | 0 | 0
STOG | 0 | 0 | 0 | 0 | 0 | 0
STWD | 0 | 0 | 0 | 0 | 0 | 0
WT | 0 | 1316.51 | 4606.04 | 10724.32 | 10767.94 | 10767.94
IGCC | 0 | 0 | 0 | 0 | 0 | 0
DemandResponse | 0 | 0 | 0 | 0 | 0 | 0
IGCC-CCS | 0 | 0 | 0 | 0 | 0 | 0
WT_off | 0 | 0 | 0 | 0 | 0 | 0
PseudoUnit | 0 | 0 | 0 | 0 | 0 | 0
FixedInterchange | 0 | 0 | 0 | 0 | 0 | 0
Cumulative New Build Capacity by Reporting Type: SPP_S
ReportingType | 2015 | 2020 | 2025 | 2030 | 2035 | 2040
BM | 0 | 0 | 0 | 0 | 0 | 0
CC | 0 | 0 | 0 | 0 | 0 | 0
CSP | 0 | 0 | 0 | 0 | 0 | 0
CT | 412.99 | 712.99 | 712.99 | 712.99 | 713 | 713
Coal | 988 | 988 | 988 | 988 | 988 | 988
Geo | 0 | 0 | 0 | 0 | 0 | 0
H | 0 | 0 | 0 | 0 | 0 | 0
LFG | 0 | 0 | 0 | 95 | 95 | 95
Nuc | 0 | 0 | 0 | 0 | 0 | 0
PS | 0 | 0 | 0 | 0 | 0 | 0
PV | 0 | 0 | 0 | 0 | 0 | 0
PeakG | 0 | 0 | 0 | 0 | 0 | 0
PeakO | 0 | 0 | 0 | 0 | 0 | 0
ST | 0 | 0 | 0 | 0 | 0 | 0
STOG | 0 | 0 | 0 | 0 | 0 | 0
STWD | 0 | 0 | 0 | 0 | 0 | 0
WT | 430 | 10332.69 | 18531.43 | 24075.69 | 25684.39 | 26673.62
IGCC | 0 | 0 | 0 | 0 | 0 | 0
DemandResponse | 0 | 0 | 0 | 0 | 0 | 0
IGCC-CCS | 0 | 0 | 0 | 0 | 0 | 0
WT_off | 0 | 0 | 0 | 0 | 0 | 0
PseudoUnit | 0 | 0 | 0 | 0 | 0 | 0
FixedInterchange | 0 | 0 | 0 | 0 | 0 | 0
Cumulative New Build Capacity by Reporting Type: TVA
ReportingType | 2015 | 2020 | 2025 | 2030 | 2035 | 2040
BM | 0 | 3100.52 | 3417.05 | 6458.54 | 7061.51 | 7061.51
CC | 1418 | 1418 | 1418 | 1418 | 1418 | 1418
CSP | 0 | 0 | 0 | 0 | 0 | 0
CT | 0 | 0 | 0 | 0 | 0 | 627.65
Coal | 0 | 0 | 0 | 0 | 0 | 244.98
Geo | 0 | 0 | 0 | 0 | 0 | 0
H | 0 | 27 | 27 | 27 | 27 | 27
LFG | 0 | 107.4 | 107.4 | 107.4 | 107.4 | 107.4
Nuc | 1697.89 | 1697.89 | 1697.89 | 1697.89 | 1697.89 | 1697.89
PS | 0 | 0 | 0 | 0 | 0 | 0
PV | 0 | 0 | 0 | 0 | 0 | 0
PeakG | 0 | 0 | 0 | 0 | 0 | 0
PeakO | 0 | 0 | 0 | 0 | 0 | 0
ST | 0 | 0 | 0 | 0 | 0 | 0
STOG | 0 | 0 | 0 | 0 | 0 | 0
STWD | 0 | 0 | 0 | 0 | 0 | 0
WT | 0 | 100 | 100 | 100 | 100 | 100
IGCC | 0 | 0 | 0 | 0 | 0 | 0
DemandResponse | 0 | 0 | 0 | 0 | 0 | 0
IGCC-CCS | 0 | 0 | 0 | 0 | 0 | 0
WT_off | 0 | 0 | 0 | 0 | 0 | 0
PseudoUnit | 0 | 0 | 0 | 0 | 0 | 0
FixedInterchange | 0 | 0 | 0 | 0 | 0 | 0
Cumulative New Build Capacity by Reporting Type: TVA_Transmission
ReportingType | 2015 | 2020 | 2025 | 2030 | 2035 | 2040
BM | 0 | 0 | 0 | 0 | 0 | 0
CC | 0 | 0 | 0 | 0 | 0 | 0
CSP | 0 | 0 | 0 | 0 | 0 | 0
CT | 0 | 0 | 0 | 0 | 0 | 0
Coal | 0 | 0 | 0 | 0 | 0 | 0
Geo | 0 | 0 | 0 | 0 | 0 | 0
H | 0 | 0 | 0 | 0 | 0 | 0
LFG | 0 | 0 | 0 | 0 | 0 | 0
Nuc | 0 | 0 | 0 | 0 | 0 | 0
PS | 0 | 0 | 0 | 0 | 0 | 0
PV | 0 | 0 | 0 | 0 | 0 | 0
PeakG | 0 | 0 | 0 | 0 | 0 | 0
PeakO | 0 | 0 | 0 | 0 | 0 | 0
ST | 0 | 0 | 0 | 0 | 0 | 0
STOG | 0 | 0 | 0 | 0 | 0 | 0
STWD | 0 | 0 | 0 | 0 | 0 | 0
WT | 0 | 0 | 0 | 0 | 0 | 0
IGCC | 0 | 0 | 0 | 0 | 0 | 0
DemandResponse | 0 | 0 | 0 | 0 | 0 | 0
IGCC-CCS | 0 | 0 | 0 | 0 | 0 | 0
WT_off | 0 | 0 | 0 | 0 | 0 | 0
PseudoUnit | 0 | 0 | 0 | 0 | 0 | 0
FixedInterchange | 0 | 0 | 0 | 0 | 0 | 0
Cumulative New Build Capacity by Reporting Type: VACAR
ReportingType | 2015 | 2020 | 2025 | 2030 | 2035 | 2040
BM | 0.92 | 6986.31 | 6986.31 | 6986.31 | 6986.31 | 6986.31
CC | 2993.3 | 2993.3 | 2993.3 | 2993.3 | 2993.3 | 4567.91
CSP | 0 | 0 | 0 | 0 | 0 | 0
CT | 2898.1 | 2898.1 | 2898.1 | 2898.1 | 5402.45 | 7779.98
Coal | 825 | 825 | 825 | 825 | 825 | 825
Geo | 0 | 0 | 0 | 0 | 0 | 0
H | 0 | 0 | 0 | 0 | 52 | 52
LFG | 0.34 | 107.4 | 107.4 | 107.4 | 107.4 | 107.4
Nuc | 0 | 2330 | 2330 | 2330 | 2330 | 2330
PS | 0 | 0 | 0 | 0 | 0 | 0
PV | 0 | 138.41 | 144.93 | 148.71 | 160.26 | 169.76
PeakG | 0 | 0 | 0 | 0 | 0 | 0
PeakO | 0 | 0 | 0 | 0 | 0 | 0
ST | 0 | 0 | 0 | 0 | 0 | 0
STOG | 0 | 0 | 0 | 0 | 0 | 0
STWD | 0 | 0 | 0 | 0 | 0 | 0
WT | 0 | 3500 | 3500 | 3500 | 3500 | 3500
IGCC | 0 | 0 | 0 | 0 | 0 | 0
DemandResponse | 0 | 0 | 0 | 0 | 0 | 0
IGCC-CCS | 0 | 0 | 0 | 0 | 0 | 0
WT_off | 1 | 421 | 11700.67 | 28764.32 | 31635.24 | 35870.79
PseudoUnit | 0 | 0 | 0 | 0 | 0 | 0
FixedInterchange | 0 | 0 | 0 | 0 | 0 | 0
Cumulative New Build Capacity by Reporting Type: IESO
ReportingType | 2015 | 2020 | 2025 | 2030 | 2035 | 2040
BM | 326.33 | 326.33 | 326.33 | 326.33 | 326.33 | 326.33
CC | 1263 | 1263 | 1263 | 1263 | 1263 | 2443.42
CSP | 0 | 0 | 0 | 0 | 0 | 0
CT | 368 | 368 | 368 | 368 | 846.28 | 1942.71
Coal | 0 | 0 | 0 | 0 | 0 | 0
Geo | 0 | 0 | 0 | 0 | 0 | 0
H | 0 | 0 | 0 | 0 | 0 | 250
LFG | 14.5 | 14.5 | 14.5 | 14.5 | 15 | 15
Nuc | 0 | 0 | 0 | 0 | 0 | 0
PS | 0 | 0 | 0 | 0 | 0 | 0
PV | 1067.26 | 1067.26 | 1067.26 | 1067.26 | 1067.26 | 1067.26
PeakG | 0 | 0 | 0 | 0 | 0 | 0
PeakO | 0 | 0 | 0 | 0 | 0 | 0
ST | 0 | 0 | 0 | 0 | 0 | 0
STOG | 0 | 0 | 0 | 0 | 0 | 0
STWD | 0 | 0 | 0 | 0 | 0 | 0
WT | 2105.9 | 2105.9 | 2105.9 | 2105.9 | 2105.9 | 2105.9
IGCC | 0 | 0 | 0 | 0 | 0 | 0
DemandResponse | 0 | 0 | 0 | 0 | 0 | 0
IGCC-CCS | 0 | 0 | 0 | 0 | 0 | 0
WT_off | 0 | 0 | 0 | 0 | 0 | 0
PseudoUnit | 0 | 0 | 0 | 0 | 0 | 0
FixedInterchange | 0 | 0 | 0 | 0 | 0 | 0
Cumulative New Build Capacity by Reporting Type: MAPP_CA
ReportingType | 2015 | 2020 | 2025 | 2030 | 2035 | 2040
BM | 0 | 0 | 0 | 0 | 0 | 0
CC | 0 | 0 | 0 | 0 | 0 | 0
CSP | 0 | 0 | 0 | 0 | 0 | 0
CT | 35 | 35 | 35 | 35 | 35 | 35
Coal | 0 | 0 | 0 | 0 | 0 | 0
Geo | 0 | 0 | 0 | 0 | 0 | 0
H | 0 | 329.9 | 2190 | 4650 | 4650 | 4650
LFG | 0 | 0 | 0 | 0 | 0 | 0
Nuc | 0 | 0 | 0 | 0 | 0 | 0
PS | 0 | 0 | 0 | 0 | 0 | 0
PV | 0 | 0 | 0 | 0 | 0 | 0
PeakG | 0 | 0 | 0 | 0 | 0 | 0
PeakO | 0 | 0 | 0 | 0 | 0 | 0
ST | 0 | 0 | 0 | 0 | 0 | 0
STOG | 0 | 0 | 0 | 0 | 0 | 0
STWD | 0 | 0 | 0 | 0 | 0 | 0
WT | 302.4 | 302.4 | 302.4 | 302.4 | 302.4 | 302.4
IGCC | 0 | 0 | 0 | 0 | 0 | 0
DemandResponse | 0 | 0 | 0 | 0 | 0 | 0
IGCC-CCS | 0 | 0 | 0 | 0 | 0 | 0
WT_off | 0 | 0 | 0 | 0 | 0 | 0
PseudoUnit | 0 | 0 | 0 | 0 | 0 | 0
FixedInterchange | 0 | 0 | 0 | 0 | 0 | 0
Cumulative New Build Capacity by Reporting Type: AZ_NM_SNV_Coal
ReportingType | 2015 | 2020 | 2025 | 2030 | 2035 | 2040
BM | 0 | 0 | 0 | 0 | 0 | 0
CC | 0 | 0 | 0 | 0 | 0 | 0
CSP | 0 | 0 | 0 | 0 | 0 | 0
CT | 0 | 0 | 0 | 0 | 0 | 0
Coal | 0 | 0 | 0 | 0 | 0 | 8195.61
Geo | 0 | 0 | 0 | 0 | 0 | 0
H | 0 | 0 | 0 | 0 | 0 | 0
LFG | 0 | 0 | 0 | 0 | 0 | 0
Nuc | 0 | 0 | 0 | 0 | 0 | 0
PS | 0 | 0 | 0 | 0 | 0 | 0
PV | 0 | 0 | 0 | 0 | 0 | 0
PeakG | 0 | 0 | 0 | 0 | 0 | 0
PeakO | 0 | 0 | 0 | 0 | 0 | 0
ST | 0 | 0 | 0 | 0 | 0 | 0
STOG | 0 | 0 | 0 | 0 | 0 | 0
STWD | 0 | 0 | 0 | 0 | 0 | 0
WT | 0 | 0 | 0 | 0 | 0 | 0
IGCC | 0 | 0 | 0 | 0 | 0 | 0
DemandResponse | 0 | 0 | 0 | 0 | 0 | 0
IGCC-CCS | 0 | 0 | 0 | 0 | 0 | 0
WT_off | 0 | 0 | 0 | 0 | 0 | 0
PseudoUnit | 0 | 0 | 0 | 0 | 0 | 0
FixedInterchange | 0 | 0 | 0 | 0 | 0 | 0
Cumulative New Build Capacity by Reporting Type: AZ_NM_SNV_Gas
ReportingType | 2015 | 2020 | 2025 | 2030 | 2035 | 2040
BM | 0 | 0 | 0 | 0 | 0 | 0
CC | 668 | 2129.4 | 2129.4 | 6060.46 | 8070.21 | 8070.21
CSP | 0 | 0 | 0 | 0 | 0 | 0
CT | 736 | 736 | 736 | 736 | 736 | 736
Coal | 0 | 0 | 0 | 0 | 0 | 0
Geo | 0 | 0 | 0 | 0 | 0 | 0
H | 0 | 0 | 0 | 0 | 0 | 0
LFG | 0 | 0 | 0 | 0 | 0 | 0
Nuc | 0 | 0 | 0 | 0 | 0 | 0
PS | 0 | 0 | 0 | 0 | 0 | 0
PV | 0 | 0 | 0 | 0 | 0 | 0
PeakG | 0 | 0 | 0 | 0 | 0 | 0
PeakO | 0 | 0 | 0 | 0 | 0 | 0
ST | 0 | 0 | 0 | 0 | 0 | 0
STOG | 0 | 0 | 0 | 0 | 0 | 0
STWD | 0 | 0 | 0 | 0 | 0 | 0
WT | 0 | 0 | 0 | 0 | 0 | 0
IGCC | 0 | 0 | 0 | 0 | 0 | 0
DemandResponse | 0 | 0 | 0 | 0 | 0 | 0
IGCC-CCS | 0 | 0 | 0 | 0 | 0 | 0
WT_off | 0 | 0 | 0 | 0 | 0 | 0
PseudoUnit | 0 | 0 | 0 | 0 | 0 | 0
FixedInterchange | 0 | 0 | 0 | 0 | 0 | 0
Cumulative New Build Capacity by Reporting Type: AZ_NM_SNV_NucRenew
ReportingType | 2015 | 2020 | 2025 | 2030 | 2035 | 2040
BM | 0 | 0 | 0 | 0 | 0 | 0
CC | 0 | 0 | 0 | 0 | 0 | 0
CSP | 0 | 0 | 0 | 0 | 0 | 0
CT | 0 | 0 | 0 | 0 | 0 | 0
Coal | 0 | 0 | 0 | 0 | 0 | 0
Geo | 0 | 0 | 1450 | 1450 | 1450 | 1450
H | 0 | 0 | 0 | 0 | 0 | 0
LFG | 0 | 0 | 60.67 | 60.67 | 60.67 | 60.67
Nuc | 0 | 0 | 0 | 0 | 0 | 0
PS | 0 | 0 | 0 | 0 | 0 | 0
PV | 95.7 | 95.7 | 95.7 | 95.7 | 95.7 | 95.7
PeakG | 0 | 0 | 0 | 0 | 0 | 0
PeakO | 0 | 0 | 0 | 0 | 0 | 0
ST | 280 | 719.41 | 996.05 | 1120.69 | 1120.69 | 1120.69
STOG | 0 | 0 | 0 | 0 | 0 | 0
STWD | 0 | 0 | 0 | 0 | 0 | 0
WT | 65.1 | 65.1 | 392.53 | 1008.7 | 1008.7 | 1008.7
IGCC | 0 | 0 | 0 | 0 | 0 | 0
DemandResponse | 0 | 0 | 0 | 0 | 0 | 0
IGCC-CCS | 0 | 0 | 0 | 0 | 0 | 0
WT_off | 0 | 0 | 0 | 0 | 0 | 0
PseudoUnit | 0 | 0 | 0 | 0 | 0 | 0
FixedInterchange | 0 | 0 | 0 | 0 | 0 | 0
Cumulative New Build Capacity by Reporting Type: ERCOT
ReportingType | 2015 | 2020 | 2025 | 2030 | 2035 | 2040
BM | 145 | 145 | 145 | 1845.88 | 1910.01 | 2026.38
CC | 275 | 275 | 275 | 275 | 2124.8 | 5655.38
CSP | 0 | 0 | 0 | 0 | 0 | 0
CT | 250 | 250 | 250 | 250 | 250 | 250
Coal | 2020 | 2020 | 2020 | 2020 | 2020 | 2020
Geo | 0 | 0 | 0 | 0 | 0 | 0
H | 0 | 0 | 0 | 628 | 628 | 628
LFG | 0 | 0 | 354 | 354 | 354 | 354
Nuc | 0 | 0 | 0 | 0 | 0 | 0
PS | 0 | 0 | 0 | 0 | 0 | 0
PV | 14 | 14 | 14 | 14 | 14 | 14
PeakG | 0 | 0 | 0 | 0 | 0 | 0
PeakO | 0 | 0 | 0 | 0 | 0 | 0
ST | 0 | 0 | 0 | 0 | 0 | 0
STOG | 0 | 0 | 0 | 0 | 0 | 0
STWD | 0 | 0 | 0 | 0 | 0 | 0
WT | 350.1 | 8683.52 | 18084.8 | 23934.78 | 24764.94 | 26253.6
IGCC | 0 | 0 | 0 | 0 | 0 | 0
DemandResponse | 0 | 0 | 0 | 0 | 0 | 0
IGCC-CCS | 0 | 0 | 0 | 0 | 0 | 0
WT_off | 0 | 0 | 0 | 0 | 0 | 0
PseudoUnit | 0 | 0 | 0 | 0 | 0 | 0
FixedInterchange | 0 | 0 | 0 | 0 | 0 | 0
Cumulative New Build Capacity by Reporting Type: NP15
ReportingType | 2015 | 2020 | 2025 | 2030 | 2035 | 2040
BM | 0 | 0 | 0 | 0 | 0 | 0
CC | 940 | 940 | 940 | 940 | 940 | 940
CSP | 0 | 0 | 0 | 0 | 0 | 0
CT | 220.99 | 2382.34 | 2382.34 | 6345.23 | 10727.07 | 15072.26
Coal | 0 | 0 | 0 | 0 | 0 | 0
Geo | 0 | 166.22 | 600 | 600 | 600 | 600
H | 0 | 0 | 0 | 0 | 0 | 0
LFG | 0 | 0 | 565 | 565 | 565 | 565
Nuc | 0 | 0 | 0 | 0 | 0 | 0
PS | 0 | 0 | 0 | 0 | 0 | 0
PV | 6.5 | 6.5 | 6.5 | 6.5 | 6.5 | 6.5
PeakG | 0 | 0 | 0 | 0 | 0 | 0
PeakO | 0 | 0 | 0 | 0 | 0 | 0
ST | 29 | 29 | 29 | 29 | 29 | 29
STOG | 0 | 0 | 0 | 0 | 0 | 0
STWD | 0 | 0 | 0 | 0 | 0 | 0
WT | 101.2 | 931.55 | 9267.19 | 11674.59 | 11689.92 | 11689.92
IGCC | 0 | 0 | 0 | 0 | 0 | 0
DemandResponse | 0 | 0 | 0 | 0 | 0 | 0
IGCC-CCS | 0 | 0 | 0 | 0 | 0 | 0
WT_off | 0 | 0 | 0 | 0 | 0 | 0
PseudoUnit | 0 | 0 | 0 | 0 | 0 | 0
FixedInterchange | 0 | 0 | 0 | 0 | 0 | 0
Cumulative New Build Capacity by Reporting Type: NWPP_Coal
ReportingType | 2015 | 2020 | 2025 | 2030 | 2035 | 2040
BM | 0 | 0 | 0 | 0 | 0 | 0
CC | 0 | 0 | 0 | 0 | 0 | 0
CSP | 0 | 0 | 0 | 0 | 0 | 0
CT | 0 | 0 | 0 | 0 | 0 | 0
Coal | 0 | 0 | 0 | 0 | 0 | 0
Geo | 0 | 0 | 0 | 0 | 0 | 0
H | 0 | 0 | 0 | 0 | 0 | 0
LFG | 0 | 0 | 0 | 0 | 0 | 0
Nuc | 0 | 0 | 0 | 0 | 0 | 0
PS | 0 | 0 | 0 | 0 | 0 | 0
PV | 0 | 0 | 0 | 0 | 0 | 0
PeakG | 0 | 0 | 0 | 0 | 0 | 0
PeakO | 0 | 0 | 0 | 0 | 0 | 0
ST | 0 | 0 | 0 | 0 | 0 | 0
STOG | 0 | 0 | 0 | 0 | 0 | 0
STWD | 0 | 0 | 0 | 0 | 0 | 0
WT | 0 | 0 | 0 | 0 | 0 | 0
IGCC | 0 | 0 | 0 | 0 | 0 | 0
DemandResponse | 0 | 0 | 0 | 0 | 0 | 0
IGCC-CCS | 0 | 0 | 0 | 0 | 0 | 0
WT_off | 0 | 0 | 0 | 0 | 0 | 0
PseudoUnit | 0 | 0 | 0 | 0 | 0 | 0
FixedInterchange | 0 | 0 | 0 | 0 | 0 | 0
Cumulative New Build Capacity by Reporting Type: NWPP_Gas
ReportingType | 2015 | 2020 | 2025 | 2030 | 2035 | 2040
BM | 0 | 0 | 0 | 0 | 0 | 0
CC | 300 | 300 | 300 | 3236.33 | 8044.23 | 8756.53
CSP | 0 | 0 | 0 | 0 | 0 | 0
CT | 150 | 150 | 150 | 150 | 150 | 150
Coal | 0 | 0 | 0 | 0 | 0 | 426.09
Geo | 0 | 0 | 0 | 0 | 0 | 0
H | 0 | 0 | 0 | 0 | 0 | 0
LFG | 0 | 0 | 0 | 0 | 0 | 0
Nuc | 0 | 0 | 0 | 0 | 0 | 0
PS | 0 | 0 | 0 | 0 | 0 | 0
PV | 0 | 0 | 0 | 0 | 0 | 0
PeakG | 0 | 0 | 0 | 0 | 0 | 0
PeakO | 0 | 0 | 0 | 0 | 0 | 0
ST | 0 | 0 | 0 | 0 | 0 | 0
STOG | 0 | 0 | 0 | 0 | 0 | 0
STWD | 0 | 0 | 0 | 0 | 0 | 0
WT | 0 | 0 | 0 | 0 | 0 | 0
IGCC | 0 | 0 | 0 | 0 | 0 | 0
DemandResponse | 0 | 0 | 0 | 0 | 0 | 0
IGCC-CCS | 0 | 0 | 0 | 0 | 0 | 0
WT_off | 0 | 0 | 0 | 0 | 0 | 0
PseudoUnit | 0 | 0 | 0 | 0 | 0 | 0
FixedInterchange | 0 | 0 | 0 | 0 | 0 | 0
Cumulative New Build Capacity by Reporting Type: NWPP_NucRenew
ReportingType | 2015 | 2020 | 2025 | 2030 | 2035 | 2040
BM | 32.55 | 32.55 | 32.55 | 32.55 | 32.55 | 32.55
CC | 0 | 0 | 0 | 0 | 0 | 0
CSP | 0 | 0 | 0 | 0 | 0 | 0
CT | 0 | 0 | 0 | 0 | 0 | 0
Coal | 0 | 0 | 0 | 0 | 0 | 0
Geo | 86 | 86 | 520 | 520 | 520 | 520
H | 0 | 0 | 0 | 0 | 0 | 0
LFG | 25.5 | 25.5 | 232.77 | 270 | 270 | 270
Nuc | 0 | 0 | 0 | 0 | 0 | 0
PS | 0 | 0 | 0 | 0 | 0 | 0
PV | 0 | 0 | 0 | 0 | 0 | 0
PeakG | 0 | 0 | 0 | 0 | 0 | 0
PeakO | 0 | 0 | 0 | 0 | 0 | 0
ST | 0 | 0 | 0 | 0 | 0 | 0
STOG | 0 | 0 | 0 | 0 | 0 | 0
STWD | 0 | 0 | 0 | 0 | 0 | 0
WT | 977.3 | 977.3 | 977.3 | 977.3 | 977.3 | 977.3
IGCC | 0 | 0 | 0 | 0 | 0 | 0
DemandResponse | 0 | 0 | 0 | 0 | 0 | 0
IGCC-CCS | 0 | 0 | 0 | 0 | 0 | 0
WT_off | 0 | 0 | 0 | 0 | 0 | 0
PseudoUnit | 0 | 0 | 0 | 0 | 0 | 0
FixedInterchange | 0 | 0 | 0 | 0 | 0 | 0
Cumulative New Build Capacity by Reporting Type: RMPA
ReportingType | 2015 | 2020 | 2025 | 2030 | 2035 | 2040
BM | 0 | 0 | 0 | 0 | 0 | 0
CC | 0 | 0 | 0 | 0 | 0 | 0
CSP | 0 | 0 | 0 | 0 | 0 | 0
CT | 152 | 152 | 152 | 152 | 152 | 152
Coal | 390 | 390 | 390 | 390 | 1671.23 | 3118.84
Geo | 0 | 458.78 | 2545.23 | 2570 | 2570 | 2570
H | 0 | 0 | 0 | 0 | 0 | 0
LFG | 1.4 | 1.4 | 1.4 | 30.33 | 30.33 | 30.33
Nuc | 0 | 0 | 0 | 0 | 0 | 0
PS | 0 | 0 | 0 | 0 | 0 | 0
PV | 1 | 1 | 1 | 1 | 1 | 1
PeakG | 0 | 0 | 0 | 0 | 0 | 0
PeakO | 0 | 0 | 0 | 0 | 0 | 0
ST | 3 | 383.25 | 415.52 | 430.78 | 430.78 | 430.78
STOG | 0 | 0 | 0 | 0 | 0 | 0
STWD | 0 | 0 | 0 | 0 | 0 | 0
WT | 765.4 | 765.4 | 765.4 | 765.4 | 765.4 | 765.4
IGCC | 0 | 0 | 0 | 0 | 0 | 0
DemandResponse | 0 | 0 | 0 | 0 | 0 | 0
IGCC-CCS | 0 | 0 | 0 | 0 | 0 | 0
WT_off | 0 | 0 | 0 | 0 | 0 | 0
PseudoUnit | 0 | 0 | 0 | 0 | 0 | 0
FixedInterchange | 0 | 0 | 0 | 0 | 0 | 0
Cumulative New Build Capacity by Reporting Type: SP15
ReportingType | 2015 | 2020 | 2025 | 2030 | 2035 | 2040
BM | 6 | 6 | 6 | 6 | 6 | 6
CC | 409.5 | 409.5 | 409.5 | 409.5 | 409.5 | 409.5
CSP | 0 | 0 | 0 | 0 | 0 | 0
CT | 0 | 0 | 0 | 0 | 0 | 0
Coal | 0 | 0 | 0 | 0 | 0 | 0
Geo | 50 | 1500 | 1500 | 1500 | 1500 | 1500
H | 0 | 0 | 0 | 0 | 0 | 0
LFG | 9.2 | 530.63 | 565 | 565 | 565 | 565
Nuc | 0 | 0 | 0 | 0 | 0 | 0
PS | 0 | 0 | 0 | 0 | 0 | 0
PV | 3.8 | 3.8 | 3.8 | 3.8 | 3.8 | 3.8
PeakG | 0 | 0 | 0 | 0 | 0 | 0
PeakO | 0 | 0 | 0 | 0 | 0 | 0
ST | 448 | 448 | 448 | 448 | 448 | 448
STOG | 0 | 0 | 0 | 0 | 0 | 0
STWD | 0 | 0 | 0 | 0 | 0 | 0
WT | 735 | 735 | 735 | 735 | 735 | 735
IGCC | 0 | 0 | 0 | 0 | 0 | 0
DemandResponse | 0 | 0 | 0 | 0 | 0 | 0
IGCC-CCS | 0 | 0 | 0 | 0 | 0 | 0
WT_off | 0 | 0 | 0 | 0 | 0 | 0
PseudoUnit | 0 | 0 | 0 | 0 | 0 | 0
FixedInterchange | 0 | 0 | 0 | 0 | 0 | 0
Cumulative New Build Capacity by Reporting Type: ALB
ReportingType | 2015 | 2020 | 2025 | 2030 | 2035 | 2040
BM | 0 | 0 | 0 | 0 | 0 | 0
CC | 407.19 | 942.81 | 1736.04 | 2334.31 | 3739.86 | 4819.33
CSP | 0 | 0 | 0 | 0 | 0 | 0
CT | 201.5 | 201.5 | 201.5 | 201.5 | 201.5 | 201.5
Coal | 495 | 495 | 495 | 495 | 495 | 495
Geo | 0 | 0 | 0 | 0 | 0 | 0
H | 0 | 0 | 0 | 0 | 0 | 0
LFG | 0 | 0 | 0 | 0 | 0 | 0
Nuc | 0 | 0 | 0 | 0 | 0 | 0
PS | 0 | 0 | 0 | 0 | 0 | 0
PV | 0 | 0 | 0 | 0 | 0 | 0
PeakG | 0 | 0 | 0 | 0 | 0 | 0
PeakO | 0 | 0 | 0 | 0 | 0 | 0
ST | 0 | 0 | 0 | 0 | 0 | 0
STOG | 0 | 0 | 0 | 0 | 0 | 0
STWD | 0 | 0 | 0 | 0 | 0 | 0
WT | 9 | 9 | 9 | 9 | 9 | 9
IGCC | 0 | 0 | 0 | 0 | 0 | 0
DemandResponse | 0 | 0 | 0 | 0 | 0 | 0
IGCC-CCS | 0 | 0 | 0 | 0 | 0 | 0
WT_off | 0 | 0 | 0 | 0 | 0 | 0
PseudoUnit | 0 | 0 | 0 | 0 | 0 | 0
FixedInterchange | 0 | 0 | 0 | 0 | 0 | 0
Cumulative New Build Capacity by Reporting Type: BC
ReportingType | 2015 | 2020 | 2025 | 2030 | 2035 | 2040
BM | 0 | 0 | 0 | 0 | 0 | 0
CC | 1171.72 | 1344.95 | 1857.87 | 2529.86 | 3330.33 | 4009.28
CSP | 0 | 0 | 0 | 0 | 0 | 0
CT | 0 | 0 | 0 | 0 | 0 | 161.62
Coal | 0 | 0 | 0 | 0 | 0 | 0
Geo | 0 | 0 | 0 | 0 | 0 | 0
H | 0 | 0 | 0 | 0 | 0 | 0
LFG | 0 | 0 | 0 | 0 | 0 | 0
Nuc | 0 | 0 | 0 | 0 | 0 | 0
PS | 0 | 0 | 0 | 0 | 0 | 0
PV | 0 | 0 | 0 | 0 | 0 | 0
PeakG | 0 | 0 | 0 | 0 | 0 | 0
PeakO | 0 | 0 | 0 | 0 | 0 | 0
ST | 0 | 0 | 0 | 0 | 0 | 0
STOG | 0 | 0 | 0 | 0 | 0 | 0
STWD | 0 | 0 | 0 | 0 | 0 | 0
WT | 144 | 144 | 144 | 144 | 144 | 144
IGCC | 0 | 0 | 0 | 0 | 0 | 0
DemandResponse | 0 | 0 | 0 | 0 | 0 | 0
IGCC-CCS | 0 | 0 | 0 | 0 | 0 | 0
WT_off | 0 | 0 | 0 | 0 | 0 | 0
PseudoUnit | 0 | 0 | 0 | 0 | 0 | 0
FixedInterchange | 0 | 0 | 0 | 0 | 0 | 0
Cumulative New Build Capacity by Reporting Type: HQ_IESO
ReportingType | 2015 | 2020 | 2025 | 2030 | 2035 | 2040
BM | 0 | 0 | 0 | 0 | 0 | 0
CC | 0 | 0 | 0 | 0 | 0 | 0
CSP | 0 | 0 | 0 | 0 | 0 | 0
CT | 0 | 0 | 0 | 0 | 0 | 0
Coal | 0 | 0 | 0 | 0 | 0 | 0
Geo | 0 | 0 | 0 | 0 | 0 | 0
H | 0 | 0 | 0 | 0 | 0 | 0
LFG | 0 | 0 | 0 | 0 | 0 | 0
Nuc | 0 | 0 | 0 | 0 | 0 | 0
PS | 0 | 0 | 0 | 0 | 0 | 0
PV | 0 | 0 | 0 | 0 | 0 | 0
PeakG | 0 | 0 | 0 | 0 | 0 | 0
PeakO | 0 | 0 | 0 | 0 | 0 | 0
ST | 0 | 0 | 0 | 0 | 0 | 0
STOG | 0 | 0 | 0 | 0 | 0 | 0
STWD | 0 | 0 | 0 | 0 | 0 | 0
WT | 0 | 0 | 0 | 0 | 0 | 0
IGCC | 0 | 0 | 0 | 0 | 0 | 0
DemandResponse | 0 | 0 | 0 | 0 | 0 | 0
IGCC-CCS | 0 | 0 | 0 | 0 | 0 | 0
WT_off | 0 | 0 | 0 | 0 | 0 | 0
PseudoUnit | 0 | 0 | 0 | 0 | 0 | 0
FixedInterchange | 0 | 0 | 0 | 0 | 0 | 0
Cumulative New Build Capacity by Reporting Type: HQ_NEISO
ReportingType | 2015 | 2020 | 2025 | 2030 | 2035 | 2040
BM | 0 | 0 | 0 | 0 | 0 | 0
CC | 0 | 0 | 0 | 0 | 0 | 0
CSP | 0 | 0 | 0 | 0 | 0 | 0
CT | 0 | 0 | 0 | 0 | 0 | 0
Coal | 0 | 0 | 0 | 0 | 0 | 0
Geo | 0 | 0 | 0 | 0 | 0 | 0
H | 0 | 0 | 0 | 0 | 0 | 0
LFG | 0 | 0 | 0 | 0 | 0 | 0
Nuc | 0 | 0 | 0 | 0 | 0 | 0
PS | 0 | 0 | 0 | 0 | 0 | 0
PV | 0 | 0 | 0 | 0 | 0 | 0
PeakG | 0 | 0 | 0 | 0 | 0 | 0
PeakO | 0 | 0 | 0 | 0 | 0 | 0
ST | 0 | 0 | 0 | 0 | 0 | 0
STOG | 0 | 0 | 0 | 0 | 0 | 0
STWD | 0 | 0 | 0 | 0 | 0 | 0
WT | 0 | 0 | 0 | 0 | 0 | 0
IGCC | 0 | 0 | 0 | 0 | 0 | 0
DemandResponse | 0 | 0 | 0 | 0 | 0 | 0
IGCC-CCS | 0 | 0 | 0 | 0 | 0 | 0
WT_off | 0 | 0 | 0 | 0 | 0 | 0
PseudoUnit | 0 | 0 | 0 | 0 | 0 | 0
FixedInterchange | 0 | 0 | 0 | 0 | 0 | 0
Cumulative New Build Capacity by Reporting Type: HQ_NY
ReportingType | 2015 | 2020 | 2025 | 2030 | 2035 | 2040
BM | 0 | 0 | 0 | 0 | 0 | 0
CC | 0 | 0 | 0 | 0 | 0 | 0
CSP | 0 | 0 | 0 | 0 | 0 | 0
CT | 0 | 0 | 0 | 0 | 0 | 0
Coal | 0 | 0 | 0 | 0 | 0 | 0
Geo | 0 | 0 | 0 | 0 | 0 | 0
H | 0 | 0 | 0 | 0 | 0 | 0
LFG | 0 | 0 | 0 | 0 | 0 | 0
Nuc | 0 | 0 | 0 | 0 | 0 | 0
PS | 0 | 0 | 0 | 0 | 0 | 0
PV | 0 | 0 | 0 | 0 | 0 | 0
PeakG | 0 | 0 | 0 | 0 | 0 | 0
PeakO | 0 | 0 | 0 | 0 | 0 | 0
ST | 0 | 0 | 0 | 0 | 0 | 0
STOG | 0 | 0 | 0 | 0 | 0 | 0
STWD | 0 | 0 | 0 | 0 | 0 | 0
WT | 0 | 0 | 0 | 0 | 0 | 0
IGCC | 0 | 0 | 0 | 0 | 0 | 0
DemandResponse | 0 | 0 | 0 | 0 | 0 | 0
IGCC-CCS | 0 | 0 | 0 | 0 | 0 | 0
WT_off | 0 | 0 | 0 | 0 | 0 | 0
PseudoUnit | 0 | 0 | 0 | 0 | 0 | 0
FixedInterchange | 0 | 0 | 0 | 0 | 0 | 0
Cumulative New Build Capacity by Reporting Type: MARITIMES
ReportingType | 2015 | 2020 | 2025 | 2030 | 2035 | 2040
BM | 0 | 0 | 0 | 0 | 0 | 0
CC | 0 | 0 | 0 | 0 | 0 | 0
CSP | 0 | 0 | 0 | 0 | 0 | 0
CT | 0 | 0 | 0 | 0 | 0 | 0
Coal | 0 | 0 | 0 | 0 | 0 | 0
Geo | 0 | 0 | 0 | 0 | 0 | 0
H | 0 | 0 | 0 | 0 | 0 | 0
LFG | 0 | 0 | 0 | 0 | 0 | 0
Nuc | 0 | 0 | 0 | 0 | 0 | 0
PS | 0 | 0 | 0 | 0 | 0 | 0
PV | 0 | 0 | 0 | 0 | 0 | 0
PeakG | 0 | 0 | 0 | 0 | 0 | 0
PeakO | 0 | 0 | 0 | 0 | 0 | 0
ST | 0 | 0 | 0 | 0 | 0 | 0
STOG | 0 | 0 | 0 | 0 | 0 | 0
STWD | 0 | 0 | 0 | 0 | 0 | 0
WT | 0 | 0 | 0 | 0 | 0 | 0
IGCC | 0 | 0 | 0 | 0 | 0 | 0
DemandResponse | 0 | 0 | 0 | 0 | 0 | 0
IGCC-CCS | 0 | 0 | 0 | 0 | 0 | 0
WT_off | 0 | 0 | 0 | 0 | 0 | 0
PseudoUnit | 0 | 0 | 0 | 0 | 0 | 500
FixedInterchange | 0 | 0 | 0 | 0 | 0 | 0
Cumulative New Build Capacity by Reporting Type: All
ReportingType | 2015 | 2020 | 2025 | 2030 | 2035 | 2040
BM | 1251 | 13459.52 | 19561.87 | 26433.37 | 28259.19 | 29101.05
CC | 29643.21 | 34952.21 | 36258.35 | 46091.67 | 77371.72 | 109122.19
CSP | 0 | 0 | 0 | 0 | 0 | 0
CT | 8618.08 | 15143.22 | 16942.8 | 27396.72 | 50978.01 | 60994.67
Coal | 10763.64 | 10763.64 | 10763.64 | 10763.64 | 12044.87 | 34397.36
Geo | 136 | 2211 | 6615.23 | 6640 | 6640 | 6640
H | 0 | 1538.9 | 4453 | 7541 | 7593 | 8713
LFG | 192 | 2145 | 4355 | 5078.5 | 5079 | 5079
Nuc | 2740.56 | 7270.56 | 7270.56 | 7270.56 | 7270.56 | 7270.56
PS | 0 | 0 | 0 | 0 | 0 | 0
PV | 1245.99 | 3418.31 | 4496.15 | 4744.07 | 4866.32 | 5007.37
PeakG | 0 | 0 | 0 | 0 | 0 | 0
PeakO | 0 | 0 | 0 | 0 | 0 | 0
ST | 760 | 1579.66 | 1888.57 | 2028.47 | 2028.47 | 2028.47
STOG | 0 | 0 | 0 | 0 | 0 | 0
STWD | 0 | 0 | 0 | 0 | 0 | 0
WT | 25342 | 70890.44 | 124880.83 | 174982.16 | 180794.92 | 187381.49
IGCC | 618 | 618 | 618 | 618 | 618 | 618
DemandResponse | 0 | 0 | 0 | 0 | 0 | 0
IGCC-CCS | 0 | 0 | 0 | 0 | 0 | 0
WT_off | 469 | 4573 | 24321.34 | 51060.25 | 53931.17 | 58313.79
PseudoUnit | 0 | 0 | 0 | 0 | 0 | 500
FixedInterchange | 0 | 0 | 0 | 0 | 0 | 0
Cumulative New Build Capacity by Reporting Type: EI_US
ReportingType | 2015 | 2020 | 2025 | 2030 | 2035 | 2040
BM | 741.12 | 12949.63 | 19051.98 | 24222.61 | 25984.29 | 26709.79
CC | 24208.8 | 27347.54 | 27347.54 | 29043.2 | 49449.8 | 74018.54
CSP | 0 | 0 | 0 | 0 | 0 | 0
CT | 6504.59 | 10868.38 | 12667.96 | 19158.99 | 37880.16 | 42293.58
Coal | 7858.64 | 7858.64 | 7858.64 | 7858.64 | 7858.64 | 20141.83
Geo | 0 | 0 | 0 | 0 | 0 | 0
H | 0 | 1209 | 2263 | 2263 | 2315 | 3185
LFG | 141.4 | 1572.97 | 2561.67 | 3219 | 3219 | 3219
Nuc | 2740.56 | 7270.56 | 7270.56 | 7270.56 | 7270.56 | 7270.56
PS | 0 | 0 | 0 | 0 | 0 | 0
PV | 57.74 | 2230.05 | 3307.89 | 3555.82 | 3678.06 | 3819.12
PeakG | 0 | 0 | 0 | 0 | 0 | 0
PeakO | 0 | 0 | 0 | 0 | 0 | 0
ST | 0 | 0 | 0 | 0 | 0 | 0
STOG | 0 | 0 | 0 | 0 | 0 | 0
STWD | 0 | 0 | 0 | 0 | 0 | 0
WT | 19786.6 | 56171.27 | 92097.32 | 133325.09 | 138292.36 | 143390.27
IGCC | 618 | 618 | 618 | 618 | 618 | 618
DemandResponse | 0 | 0 | 0 | 0 | 0 | 0
IGCC-CCS | 0 | 0 | 0 | 0 | 0 | 0
WT_off | 469 | 4573 | 24321.34 | 51060.25 | 53931.17 | 58313.79
PseudoUnit | 0 | 0 | 0 | 0 | 0 | 500
FixedInterchange | 0 | 0 | 0 | 0 | 0 | 0
Cumulative New Build Capacity by Reporting Type: EI_Canada
ReportingType | 2015 | 2020 | 2025 | 2030 | 2035 | 2040
BM | 326.33 | 326.33 | 326.33 | 326.33 | 326.33 | 326.33
CC | 1263 | 1263 | 1263 | 1263 | 1263 | 2443.42
CSP | 0 | 0 | 0 | 0 | 0 | 0
CT | 403 | 403 | 403 | 403 | 881.28 | 1977.71
Coal | 0 | 0 | 0 | 0 | 0 | 0
Geo | 0 | 0 | 0 | 0 | 0 | 0
H | 0 | 329.9 | 2190 | 4650 | 4650 | 4900
LFG | 14.5 | 14.5 | 14.5 | 14.5 | 15 | 15
Nuc | 0 | 0 | 0 | 0 | 0 | 0
PS | 0 | 0 | 0 | 0 | 0 | 0
PV | 1067.26 | 1067.26 | 1067.26 | 1067.26 | 1067.26 | 1067.26
PeakG | 0 | 0 | 0 | 0 | 0 | 0
PeakO | 0 | 0 | 0 | 0 | 0 | 0
ST | 0 | 0 | 0 | 0 | 0 | 0
STOG | 0 | 0 | 0 | 0 | 0 | 0
STWD | 0 | 0 | 0 | 0 | 0 | 0
WT | 2408.3 | 2408.3 | 2408.3 | 2408.3 | 2408.3 | 2408.3
IGCC | 0 | 0 | 0 | 0 | 0 | 0
DemandResponse | 0 | 0 | 0 | 0 | 0 | 0
IGCC-CCS | 0 | 0 | 0 | 0 | 0 | 0
WT_off | 0 | 0 | 0 | 0 | 0 | 0
PseudoUnit | 0 | 0 | 0 | 0 | 0 | 0
FixedInterchange | 0 | 0 | 0 | 0 | 0 | 0
Cumulative New Build Capacity by Reporting Type: EI
ReportingType | 2015 | 2020 | 2025 | 2030 | 2035 | 2040
BM | 1067.45 | 13275.97 | 19378.32 | 24548.94 | 26310.63 | 27036.12
CC | 25471.8 | 28610.54 | 28610.54 | 30306.2 | 50712.8 | 76461.96
CSP | 0 | 0 | 0 | 0 | 0 | 0
CT | 6907.59 | 11271.37 | 13070.95 | 19561.99 | 38761.44 | 44271.29
Coal | 7858.64 | 7858.64 | 7858.64 | 7858.64 | 7858.64 | 20141.83
Geo | 0 | 0 | 0 | 0 | 0 | 0
H | 0 | 1538.9 | 4453 | 6913 | 6965 | 8085
LFG | 155.9 | 1587.47 | 2576.17 | 3233.5 | 3234 | 3234
Nuc | 2740.56 | 7270.56 | 7270.56 | 7270.56 | 7270.56 | 7270.56
PS | 0 | 0 | 0 | 0 | 0 | 0
PV | 1124.99 | 3297.31 | 4375.15 | 4623.07 | 4745.32 | 4886.37
PeakG | 0 | 0 | 0 | 0 | 0 | 0
PeakO | 0 | 0 | 0 | 0 | 0 | 0
ST | 0 | 0 | 0 | 0 | 0 | 0
STOG | 0 | 0 | 0 | 0 | 0 | 0
STWD | 0 | 0 | 0 | 0 | 0 | 0
WT | 22194.9 | 58579.57 | 94505.62 | 135733.39 | 140700.66 | 145798.57
IGCC | 618 | 618 | 618 | 618 | 618 | 618
DemandResponse | 0 | 0 | 0 | 0 | 0 | 0
IGCC-CCS | 0 | 0 | 0 | 0 | 0 | 0
WT_off | 469 | 4573 | 24321.34 | 51060.25 | 53931.17 | 58313.79
PseudoUnit | 0 | 0 | 0 | 0 | 0 | 500
FixedInterchange | 0 | 0 | 0 | 0 | 0 | 0
Cumulative New Build Capacity by Reporting Type: Outside_EI
ReportingType | 2015 | 2020 | 2025 | 2030 | 2035 | 2040
BM | 183.55 | 183.55 | 183.55 | 1884.43 | 1948.56 | 2064.93
CC | 4171.41 | 6341.67 | 7647.81 | 15785.46 | 26658.92 | 32660.22
CSP | 0 | 0 | 0 | 0 | 0 | 0
CT | 1710.49 | 3871.84 | 3871.84 | 7834.73 | 12216.57 | 16723.38
Coal | 2905 | 2905 | 2905 | 2905 | 4186.23 | 14255.53
Geo | 136 | 2211 | 6615.23 | 6640 | 6640 | 6640
H | 0 | 0 | 0 | 628 | 628 | 628
LFG | 36.1 | 557.53 | 1778.83 | 1845 | 1845 | 1845
Nuc | 0 | 0 | 0 | 0 | 0 | 0
PS | 0 | 0 | 0 | 0 | 0 | 0
PV | 121 | 121 | 121 | 121 | 121 | 121
PeakG | 0 | 0 | 0 | 0 | 0 | 0
PeakO | 0 | 0 | 0 | 0 | 0 | 0
ST | 760 | 1579.66 | 1888.57 | 2028.47 | 2028.47 | 2028.47
STOG | 0 | 0 | 0 | 0 | 0 | 0
STWD | 0 | 0 | 0 | 0 | 0 | 0
WT | 3147.1 | 12310.87 | 30375.21 | 39248.77 | 40094.26 | 41582.92
IGCC | 0 | 0 | 0 | 0 | 0 | 0
DemandResponse | 0 | 0 | 0 | 0 | 0 | 0
IGCC-CCS | 0 | 0 | 0 | 0 | 0 | 0
WT_off | 0 | 0 | 0 | 0 | 0 | 0
PseudoUnit | 0 | 0 | 0 | 0 | 0 | 0
FixedInterchange | 0 | 0 | 0 | 0 | 0 | 0
#3 | Retirements of Capacity (MW)
Retirements of Capacity by Reporting Type: Entergy
ReportingType | 2015 | 2020 | 2025 | 2030 | 2035 | 2040
BM | 0 | 0 | 0 | 0 | 0 | 0
CC | 0 | 0 | 0 | 0 | 0 | 0
CSP | 0 | 0 | 0 | 0 | 0 | 0
CT | 0 | 0 | 0 | 0 | 0 | 0
Coal | 892.9 | 0 | 0 | 0 | 0 | 0
Geo | 0 | 0 | 0 | 0 | 0 | 0
H | 0 | 0 | 0 | 0 | 0 | 0
LFG | 0 | 0 | 0 | 0 | 0 | 0
Nuc | 0 | 0 | 0 | 0 | 842 | 997
PS | 0 | 0 | 0 | 0 | 0 | 0
PV | 0 | 0 | 0 | 0 | 0 | 0
PeakG | 0 | 0 | 0 | 0 | 0 | 0
PeakO | 0 | 0 | 0 | 0 | 0 | 0
ST | 0 | 0 | 0 | 0 | 0 | 0
STOG | 10913.28 | 0 | 948.44 | 0 | 0 | 0
STWD | 0 | 0 | 0 | 0 | 0 | 0
WT | 0 | 0 | 0 | 0 | 0 | 0
IGCC | 0 | 0 | 0 | 0 | 0 | 0
DemandResponse | 0 | 0 | 0 | 0 | 0 | 0
IGCC-CCS | 0 | 0 | 0 | 0 | 0 | 0
WT_off | 0 | 0 | 0 | 0 | 0 | 0
PseudoUnit | 0 | 0 | 0 | 0 | 0 | 0
FixedInterchange | 0 | 0 | 0 | 0 | 0 | 0
Retirements of Capacity by Reporting Type: FRCC
ReportingType | 2015 | 2020 | 2025 | 2030 | 2035 | 2040
BM | 0 | 0 | 0 | 0 | 0 | 0
CC | 0 | 0 | 0 | 0 | 0 | 0
CSP | 0 | 0 | 0 | 0 | 0 | 0
CT | 0 | 0 | 0 | 0 | 0 | 0
Coal | 466 | 869 | 0 | 0 | 0 | 0
Geo | 0 | 0 | 0 | 0 | 0 | 0
H | 0 | 0 | 0 | 0 | 0 | 0
LFG | 0 | 0 | 0 | 0 | 0 | 0
Nuc | 0 | 0 | 0 | 0 | 1615.33 | 1677
PS | 0 | 0 | 0 | 0 | 0 | 0
PV | 0 | 0 | 0 | 0 | 0 | 0
PeakG | 0 | 0 | 0 | 0 | 0 | 0
PeakO | 0 | 0 | 0 | 0 | 0 | 0
ST | 0 | 0 | 0 | 0 | 0 | 0
STOG | 5372.35 | 0 | 174.98 | 0 | 0 | 0
STWD | 0 | 0 | 0 | 0 | 0 | 0
WT | 0 | 0 | 0 | 0 | 0 | 0
IGCC | 0 | 0 | 0 | 0 | 0 | 0
DemandResponse | 0 | 0 | 0 | 0 | 0 | 0
IGCC-CCS | 0 | 0 | 0 | 0 | 0 | 0
WT_off | 0 | 0 | 0 | 0 | 0 | 0
PseudoUnit | 0 | 0 | 0 | 0 | 0 | 0
FixedInterchange | 0 | 0 | 0 | 0 | 0 | 0
Retirements of Capacity by Reporting Type: MAPP_US
ReportingType | 2015 | 2020 | 2025 | 2030 | 2035 | 2040
BM | 0 | 0 | 0 | 0 | 0 | 0
CC | 0 | 0 | 0 | 0 | 0 | 0
CSP | 0 | 0 | 0 | 0 | 0 | 0
CT | 0 | 0 | 0 | 0 | 0 | 0
Coal | 612.6 | 573.9 | 0 | 0 | 0 | 0
Geo | 0 | 0 | 0 | 0 | 0 | 0
H | 0 | 0 | 0 | 0 | 0 | 0
LFG | 0 | 0 | 0 | 0 | 0 | 0
Nuc | 0 | 0 | 0 | 0 | 0 | 0
PS | 0 | 0 | 0 | 0 | 0 | 0
PV | 0 | 0 | 0 | 0 | 0 | 0
PeakG | 0 | 0 | 0 | 0 | 0 | 0
PeakO | 288.28 | 0 | 0 | 0 | 0 | 0
ST | 0 | 0 | 0 | 0 | 0 | 0
STOG | 36 | 0 | 0 | 0 | 0 | 0
STWD | 0 | 0 | 0 | 0 | 0 | 0
WT | 0 | 0 | 0 | 0 | 0 | 0
IGCC | 0 | 0 | 0 | 0 | 0 | 0
DemandResponse | 0 | 0 | 0 | 0 | 0 | 0
IGCC-CCS | 0 | 0 | 0 | 0 | 0 | 0
WT_off | 0 | 0 | 0 | 0 | 0 | 0
PseudoUnit | 0 | 0 | 0 | 0 | 0 | 0
FixedInterchange | 0 | 0 | 0 | 0 | 0 | 0
Retirements of Capacity by Reporting Type: MISO_IN
ReportingType | 2015 | 2020 | 2025 | 2030 | 2035 | 2040
BM | 0 | 0 | 0 | 0 | 0 | 0
CC | 0 | 0 | 0 | 0 | 0 | 0
CSP | 0 | 0 | 0 | 0 | 0 | 0
CT | 0 | 0 | 0 | 0 | 0 | 0
Coal | 1360.9 | 0 | 0 | 0 | 0 | 0
Geo | 0 | 0 | 0 | 0 | 0 | 0
H | 0 | 0 | 0 | 0 | 0 | 0
LFG | 0 | 0 | 0 | 0 | 0 | 0
Nuc | 0 | 0 | 0 | 0 | 0 | 0
PS | 0 | 0 | 0 | 0 | 0 | 0
PV | 0 | 0 | 0 | 0 | 0 | 0
PeakG | 0 | 0 | 0 | 0 | 0 | 0
PeakO | 0 | 0 | 0 | 0 | 0 | 0
ST | 0 | 0 | 0 | 0 | 0 | 0
STOG | 0 | 0 | 0 | 0 | 0 | 0
STWD | 0 | 0 | 0 | 0 | 0 | 0
WT | 0 | 0 | 0 | 0 | 0 | 0
IGCC | 0 | 0 | 0 | 0 | 0 | 0
DemandResponse | 0 | 0 | 0 | 0 | 0 | 0
IGCC-CCS | 0 | 0 | 0 | 0 | 0 | 0
WT_off | 0 | 0 | 0 | 0 | 0 | 0
PseudoUnit | 0 | 0 | 0 | 0 | 0 | 0
FixedInterchange | 0 | 0 | 0 | 0 | 0 | 0
Retirements of Capacity by Reporting Type: MISO_MI
ReportingType | 2015 | 2020 | 2025 | 2030 | 2035 | 2040
BM | 0 | 0 | 0 | 0 | 0 | 0
CC | 0 | 0 | 0 | 0 | 0 | 0
CSP | 0 | 0 | 0 | 0 | 0 | 0
CT | 0 | 0 | 0 | 0 | 0 | 0
Coal | 2114.39 | 1398.61 | 0 | 0 | 0 | 0
Geo | 0 | 0 | 0 | 0 | 0 | 0
H | 0 | 0 | 0 | 0 | 0 | 0
LFG | 0 | 0 | 0 | 0 | 0 | 0
Nuc | 0 | 0 | 0 | 0 | 778 | 0
PS | 0 | 0 | 0 | 0 | 0 | 0
PV | 0 | 0 | 0 | 0 | 0 | 0
PeakG | 0 | 0 | 0 | 0 | 0 | 0
PeakO | 0 | 0 | 0 | 0 | 0 | 0
ST | 0 | 0 | 0 | 0 | 0 | 0
STOG | 0 | 0 | 0 | 0 | 0 | 0
STWD | 0 | 0 | 0 | 0 | 0 | 0
WT | 0 | 0 | 0 | 0 | 0 | 0
IGCC | 0 | 0 | 0 | 0 | 0 | 0
DemandResponse | 0 | 0 | 0 | 0 | 0 | 0
IGCC-CCS | 0 | 0 | 0 | 0 | 0 | 0
WT_off | 0 | 0 | 0 | 0 | 0 | 0
PseudoUnit | 0 | 0 | 0 | 0 | 0 | 0
FixedInterchange | 0 | 0 | 0 | 0 | 0 | 0
Retirements of Capacity by Reporting Type: MISO_MO-IL
ReportingType | 2015 | 2020 | 2025 | 2030 | 2035 | 2040
BM | 0 | 0 | 0 | 0 | 0 | 0
CC | 0 | 0 | 0 | 0 | 0 | 0
CSP | 0 | 0 | 0 | 0 | 0 | 0
CT | 0 | 0 | 0 | 0 | 0 | 0
Coal | 1024.7 | 1295 | 0 | 0 | 0 | 0
Geo | 0 | 0 | 0 | 0 | 0 | 0
H | 0 | 0 | 0 | 0 | 0 | 0
LFG | 0 | 0 | 0 | 0 | 0 | 0
Nuc | 0 | 0 | 0 | 0 | 0 | 0
PS | 0 | 0 | 0 | 0 | 0 | 0
PV | 0 | 0 | 0 | 0 | 0 | 0
PeakG | 0 | 0 | 0 | 0 | 0 | 0
PeakO | 0 | 0 | 0 | 0 | 0 | 0
ST | 0 | 0 | 0 | 0 | 0 | 0
STOG | 0 | 0 | 0 | 0 | 0 | 0
STWD | 0 | 0 | 0 | 0 | 0 | 0
WT | 0 | 0 | 0 | 0 | 0 | 0
IGCC | 0 | 0 | 0 | 0 | 0 | 0
DemandResponse | 0 | 0 | 0 | 0 | 0 | 0
IGCC-CCS | 0 | 0 | 0 | 0 | 0 | 0
WT_off | 0 | 0 | 0 | 0 | 0 | 0
PseudoUnit | 0 | 0 | 0 | 0 | 0 | 0
FixedInterchange | 0 | 0 | 0 | 0 | 0 | 0
Retirements of Capacity by Reporting Type: MISO_W
ReportingType | 2015 | 2020 | 2025 | 2030 | 2035 | 2040
BM | 0 | 0 | 0 | 0 | 0 | 0
CC | 0 | 0 | 0 | 0 | 0 | 0
CSP | 0 | 0 | 0 | 0 | 0 | 0
CT | 0 | 0 | 0 | 0 | 0 | 0
Coal | 2315.97 | 612.59 | 0 | 0 | 0 | 0
Geo | 0 | 0 | 0 | 0 | 0 | 0
H | 0 | 0 | 0 | 0 | 0 | 0
LFG | 0 | 0 | 0 | 0 | 0 | 0
Nuc | 0 | 0 | 0 | 0 | 2361.23 | 0
PS | 0 | 0 | 0 | 0 | 0 | 0
PV | 0 | 0 | 0 | 0 | 0 | 0
PeakG | 0 | 0 | 0 | 0 | 0 | 0
PeakO | 0 | 0 | 0 | 0 | 0 | 0
ST | 0 | 0 | 0 | 0 | 0 | 0
STOG | 0 | 0 | 0 | 0 | 0 | 0
STWD | 0 | 0 | 0 | 0 | 0 | 0
WT | 0 | 0 | 0 | 0 | 0 | 0
IGCC | 0 | 0 | 0 | 0 | 0 | 0
DemandResponse | 0 | 0 | 0 | 0 | 0 | 0
IGCC-CCS | 0 | 0 | 0 | 0 | 0 | 0
WT_off | 0 | 0 | 0 | 0 | 0 | 0
PseudoUnit | 0 | 0 | 0 | 0 | 0 | 0
FixedInterchange | 0 | 0 | 0 | 0 | 0 | 0
Retirements of Capacity by Reporting Type: MISO_WUMS
ReportingType | 2015 | 2020 | 2025 | 2030 | 2035 | 2040
BM | 0 | 0 | 0 | 0 | 0 | 0
CC | 0 | 0 | 0 | 0 | 0 | 0
CSP | 0 | 0 | 0 | 0 | 0 | 0
CT | 0 | 0 | 0 | 0 | 0 | 0
Coal | 2975.1 | 320.4 | 0 | 0 | 0 | 0
Geo | 0 | 0 | 0 | 0 | 0 | 0
H | 0 | 0 | 0 | 0 | 0 | 0
LFG | 0 | 0 | 0 | 0 | 0 | 0
Nuc | 0 | 0 | 0 | 0 | 1816.9 | 0
PS | 0 | 0 | 0 | 0 | 0 | 0
PV | 0 | 0 | 0 | 0 | 0 | 0
PeakG | 0 | 0 | 0 | 0 | 0 | 0
PeakO | 0 | 0 | 0 | 0 | 0 | 0
ST | 0 | 0 | 0 | 0 | 0 | 0
STOG | 59.5 | 0 | 0 | 0 | 0 | 0
STWD | 0 | 0 | 0 | 0 | 0 | 0
WT | 0 | 0 | 0 | 0 | 0 | 0
IGCC | 0 | 0 | 0 | 0 | 0 | 0
DemandResponse | 0 | 0 | 0 | 0 | 0 | 0
IGCC-CCS | 0 | 0 | 0 | 0 | 0 | 0
WT_off | 0 | 0 | 0 | 0 | 0 | 0
PseudoUnit | 0 | 0 | 0 | 0 | 0 | 0
FixedInterchange | 0 | 0 | 0 | 0 | 0 | 0
Retirements of Capacity by Reporting Type: Nebraska
ReportingType | 2015 | 2020 | 2025 | 2030 | 2035 | 2040
BM | 0 | 0 | 0 | 0 | 0 | 0
CC | 0 | 0 | 0 | 0 | 0 | 0
CSP | 0 | 0 | 0 | 0 | 0 | 0
CT | 0 | 0 | 0 | 0 | 0 | 0
Coal | 0 | 0 | 0 | 0 | 0 | 0
Geo | 0 | 0 | 0 | 0 | 0 | 0
H | 0 | 0 | 0 | 0 | 0 | 0
LFG | 0 | 0 | 0 | 0 | 0 | 0
Nuc | 0 | 0 | 0 | 0 | 1251.8 | 0
PS | 0 | 0 | 0 | 0 | 0 | 0
PV | 0 | 0 | 0 | 0 | 0 | 0
PeakG | 0 | 0 | 0 | 0 | 0 | 0
PeakO | 0 | 0 | 0 | 0 | 0 | 0
ST | 0 | 0 | 0 | 0 | 0 | 0
STOG | 0 | 0 | 0 | 0 | 0 | 0
STWD | 0 | 0 | 0 | 0 | 0 | 0
WT | 0 | 0 | 0 | 0 | 0 | 0
IGCC | 0 | 0 | 0 | 0 | 0 | 0
DemandResponse | 0 | 0 | 0 | 0 | 0 | 0
IGCC-CCS | 0 | 0 | 0 | 0 | 0 | 0
WT_off | 0 | 0 | 0 | 0 | 0 | 0
PseudoUnit | 0 | 0 | 0 | 0 | 0 | 0
FixedInterchange | 0 | 0 | 0 | 0 | 0 | 0
Retirements of Capacity by Reporting Type: NEISO
ReportingType | 2015 | 2020 | 2025 | 2030 | 2035 | 2040
BM | 0 | 0 | 0 | 0 | 0 | 0
CC | 2020.21 | 0.25 | 0 | 0 | 0 | 0
CSP | 0 | 0 | 0 | 0 | 0 | 0
CT | 0 | 0 | 0 | 9.5 | 0 | 0
Coal | 2250.13 | 320 | 0 | 0 | 0 | 0
Geo | 0 | 0 | 0 | 0 | 0 | 0
H | 0 | 0 | 0 | 0 | 0 | 0
LFG | 0 | 0 | 0 | 0 | 0 | 0
Nuc | 0 | 0 | 0 | 0 | 1289 | 876.92
PS | 0 | 0 | 0 | 0 | 0 | 0
PV | 0 | 0 | 0 | 0 | 0 | 0
PeakG | 0 | 0 | 0 | 0 | 0 | 0
PeakO | 0 | 0 | 0 | 0 | 0 | 0
ST | 0 | 0 | 0 | 0 | 0 | 0
STOG | 6237 | 0 | 0 | 0 | 0 | 0
STWD | 0 | 0 | 0 | 0 | 0 | 0
WT | 0 | 0 | 0 | 0 | 0 | 0
IGCC | 0 | 0 | 0 | 0 | 0 | 0
DemandResponse | 0 | 0 | 0 | 0 | 0 | 0
IGCC-CCS | 0 | 0 | 0 | 0 | 0 | 0
WT_off | 0 | 0 | 0 | 0 | 468 | 1158
PseudoUnit | 0 | 0 | 0 | 0 | 0 | 0
FixedInterchange | 0 | 0 | 0 | 0 | 0 | 0
Retirements of Capacity by Reporting Type: NonRTO_Midwest
ReportingType | 2015 | 2020 | 2025 | 2030 | 2035 | 2040
BM | 0 | 0 | 0 | 0 | 0 | 0
CC | 0 | 0 | 0 | 0 | 0 | 0
CSP | 0 | 0 | 0 | 0 | 0 | 0
CT | 0 | 0 | 0 | 0 | 0 | 0
Coal | 1789.65 | 0 | 0 | 0 | 0 | 0
Geo | 0 | 0 | 0 | 0 | 0 | 0
H | 0 | 0 | 0 | 0 | 0 | 0
LFG | 0 | 0 | 0 | 0 | 0 | 0
Nuc | 0 | 0 | 0 | 0 | 0 | 0
PS | 0 | 0 | 0 | 0 | 0 | 0
PV | 0 | 0 | 0 | 0 | 0 | 0
PeakG | 0 | 0 | 0 | 0 | 0 | 0
PeakO | 0 | 0 | 0 | 0 | 0 | 0
ST | 0 | 0 | 0 | 0 | 0 | 0
STOG | 0 | 0 | 0 | 0 | 0 | 0
STWD | 0 | 0 | 0 | 0 | 0 | 0
WT | 0 | 0 | 0 | 0 | 0 | 0
IGCC | 0 | 0 | 0 | 0 | 0 | 0
DemandResponse | 0 | 0 | 0 | 0 | 0 | 0
IGCC-CCS | 0 | 0 | 0 | 0 | 0 | 0
WT_off | 0 | 0 | 0 | 0 | 0 | 0
PseudoUnit | 0 | 0 | 0 | 0 | 0 | 0
FixedInterchange | 0 | 0 | 0 | 0 | 0 | 0
Retirements of Capacity by Reporting Type: NYISO_A-F
ReportingType | 2015 | 2020 | 2025 | 2030 | 2035 | 2040
BM | 0 | 0 | 0 | 0 | 0 | 0
CC | 0 | 0 | 0 | 0 | 0 | 0
CSP | 0 | 0 | 0 | 0 | 0 | 0
CT | 0 | 0 | 0 | 0 | 0 | 0
Coal | 2251.9 | 0 | 0 | 0 | 0 | 0
Geo | 0 | 0 | 0 | 0 | 0 | 0
H | 0 | 0 | 0 | 0 | 0 | 0
LFG | 0 | 0 | 0 | 0 | 0 | 0
Nuc | 0 | 0 | 0 | 621.2 | 580.5 | 852.2
PS | 0 | 0 | 0 | 0 | 0 | 0
PV | 0 | 0 | 0 | 0 | 0 | 0
PeakG | 0 | 0 | 0 | 0 | 0 | 0
PeakO | 0 | 0 | 0 | 0 | 0 | 0
ST | 0 | 0 | 0 | 0 | 0 | 0
STOG | 1701 | 0 | 0 | 0 | 0 | 0
STWD | 0 | 0 | 0 | 0 | 0 | 0
WT | 0 | 0 | 0 | 0 | 1828.3 | 517.8
IGCC | 0 | 0 | 0 | 0 | 0 | 0
DemandResponse | 0 | 0 | 0 | 0 | 0 | 0
IGCC-CCS | 0 | 0 | 0 | 0 | 0 | 0
WT_off | 0 | 0 | 0 | 0 | 0 | 0
PseudoUnit | 0 | 0 | 0 | 0 | 0 | 0
FixedInterchange | 0 | 0 | 0 | 0 | 0 | 0
Retirements of Capacity by Reporting Type: NYISO_G-I
ReportingType | 2015 | 2020 | 2025 | 2030 | 2035 | 2040
BM | 0 | 0 | 0 | 0 | 0 | 0
CC | 0 | 0 | 0 | 0 | 0 | 0
CSP | 0 | 0 | 0 | 0 | 0 | 0
CT | 0 | 0 | 0 | 0 | 0 | 0
Coal | 368.2 | 0 | 0 | 0 | 0 | 0
Geo | 0 | 0 | 0 | 0 | 0 | 0
H | 0 | 0 | 0 | 0 | 0 | 0
LFG | 0 | 0 | 0 | 0 | 0 | 0
Nuc | 0 | 0 | 0 | 0 | 1019.6 | 1025
PS | 0 | 0 | 0 | 0 | 0 | 0
PV | 0 | 0 | 0 | 0 | 0 | 0
PeakG | 0 | 0 | 0 | 0 | 0 | 0
PeakO | 0 | 0 | 0 | 0 | 0 | 0
ST | 0 | 0 | 0 | 0 | 0 | 0
STOG | 2431 | 0 | 0 | 0 | 0 | 0
STWD | 0 | 0 | 0 | 0 | 0 | 0
WT | 0 | 0 | 0 | 0 | 0 | 0
IGCC | 0 | 0 | 0 | 0 | 0 | 0
DemandResponse | 0 | 0 | 0 | 0 | 0 | 0
IGCC-CCS | 0 | 0 | 0 | 0 | 0 | 0
WT_off | 0 | 0 | 0 | 0 | 0 | 0
PseudoUnit | 0 | 0 | 0 | 0 | 0 | 0
FixedInterchange | 0 | 0 | 0 | 0 | 0 | 0
Retirements of Capacity by Reporting Type: NYISO_J-K
ReportingType | 2015 | 2020 | 2025 | 2030 | 2035 | 2040
BM | 0 | 0 | 0 | 0 | 0 | 0
CC | 0 | 0 | 0 | 0 | 0 | 0
CSP | 0 | 0 | 0 | 0 | 0 | 0
CT | 0 | 0 | 0 | 0 | 0 | 0
Coal | 0 | 0 | 0 | 0 | 0 | 0
Geo | 0 | 0 | 0 | 0 | 0 | 0
H | 0 | 0 | 0 | 0 | 0 | 0
LFG | 0 | 0 | 0 | 0 | 0 | 0
Nuc | 0 | 0 | 0 | 0 | 0 | 0
PS | 0 | 0 | 0 | 0 | 0 | 0
PV | 0 | 0 | 0 | 0 | 32 | 0
PeakG | 0 | 0 | 0 | 0 | 0 | 0
PeakO | 0 | 0 | 0 | 0 | 0 | 0
ST | 0 | 0 | 0 | 0 | 0 | 0
STOG | 2671.58 | 0 | 0 | 0 | 0 | 0
STWD | 0 | 0 | 0 | 0 | 0 | 0
WT | 0 | 0 | 0 | 0 | 0 | 0
IGCC | 0 | 0 | 0 | 0 | 0 | 0
DemandResponse | 0 | 0 | 0 | 0 | 0 | 0
IGCC-CCS | 0 | 0 | 0 | 0 | 0 | 0
WT_off | 0 | 0 | 0 | 0 | 0 | 947
PseudoUnit | 0 | 0 | 0 | 0 | 0 | 0
FixedInterchange | 0 | 0 | 0 | 0 | 0 | 0
Retirements of Capacity by Reporting Type: PJM_E
ReportingType | 2015 | 2020 | 2025 | 2030 | 2035 | 2040
BM | 0 | 0 | 0 | 0 | 0 | 0
CC | 0 | 0 | 0 | 0 | 0 | 0
CSP | 0 | 0 | 0 | 0 | 0 | 0
CT | 0 | 0 | 0 | 0 | 0 | 0
Coal | 3285 | 568 | 0 | 0 | 0 | 0
Geo | 0 | 0 | 0 | 0 | 0 | 0
H | 0 | 0 | 0 | 0 | 0 | 0
LFG | 0 | 0 | 0 | 0 | 0 | 0
Nuc | 0 | 614.5 | 0 | 0 | 2224 | 1174
PS | 0 | 0 | 0 | 0 | 0 | 0
PV | 0 | 0 | 0 | 0 | 0 | 0
PeakG | 268.5 | 0 | 0 | 0 | 0 | 0
PeakO | 2.7 | 0 | 0 | 0 | 0 | 0
ST | 0 | 0 | 0 | 0 | 0 | 0
STOG | 1041.16 | 0 | 0 | 0 | 0 | 0
STWD | 0 | 0 | 0 | 0 | 0 | 0
WT | 0 | 0 | 0 | 0 | 0 | 0
IGCC | 0 | 0 | 0 | 0 | 0 | 0
DemandResponse | 0 | 0 | 0 | 0 | 0 | 0
IGCC-CCS | 0 | 0 | 0 | 0 | 0 | 0
WT_off | 0 | 0 | 0 | 0 | 0 | 0
PseudoUnit | 0 | 0 | 0 | 0 | 0 | 0
FixedInterchange | 0 | 0 | 0 | 0 | 0 | 0
Retirements of Capacity by Reporting Type: PJM_ROM
ReportingType | 2015 | 2020 | 2025 | 2030 | 2035 | 2040
BM | 0 | 0 | 0 | 0 | 0 | 0
CC | 0 | 0 | 0 | 0 | 0 | 0
CSP | 0 | 0 | 0 | 0 | 0 | 0
CT | 0 | 0 | 0 | 0 | 0 | 0
Coal | 9289.5 | 1234 | 0 | 0 | 0 | 0
Geo | 0 | 0 | 0 | 0 | 0 | 0
H | 0 | 0 | 0 | 0 | 0 | 0
LFG | 0 | 0 | 0 | 0 | 0 | 0
Nuc | 0 | 0 | 0 | 0 | 1732 | 899
PS | 0 | 0 | 0 | 0 | 0 | 0
PV | 0 | 0 | 0 | 0 | 0 | 0
PeakG | 0 | 0 | 0 | 0 | 0 | 0
PeakO | 270 | 0 | 0 | 0 | 0 | 0
ST | 0 | 0 | 0 | 0 | 0 | 0
STOG | 580 | 0 | 0 | 0 | 0 | 0
STWD | 0 | 0 | 0 | 0 | 0 | 0
WT | 0 | 0 | 0 | 0 | 0 | 0
IGCC | 0 | 0 | 0 | 0 | 0 | 0
DemandResponse | 0 | 0 | 0 | 0 | 0 | 0
IGCC-CCS | 0 | 0 | 0 | 0 | 0 | 0
WT_off | 0 | 0 | 0 | 0 | 0 | 0
PseudoUnit | 0 | 0 | 0 | 0 | 0 | 0
FixedInterchange | 0 | 0 | 0 | 0 | 0 | 0
Retirements of Capacity by Reporting Type: PJM_ROR
ReportingType | 2015 | 2020 | 2025 | 2030 | 2035 | 2040
BM | 0 | 0 | 0 | 0 | 0 | 0
CC | 0 | 0 | 0 | 0 | 0 | 0
CSP | 0 | 0 | 0 | 0 | 0 | 0
CT | 0 | 0 | 0 | 0 | 0 | 0
Coal | 12835.92 | 12148.27 | 0 | 0 | 0 | 0
Geo | 0 | 0 | 0 | 0 | 0 | 0
H | 0 | 0 | 0 | 0 | 0 | 0
LFG | 0 | 0 | 0 | 0 | 0 | 0
Nuc | 0 | 0 | 0 | 867 | 4275 | 4883.16
PS | 0 | 0 | 0 | 0 | 0 | 0
PV | 0 | 0 | 0 | 0 | 0 | 0
PeakG | 0 | 0 | 0 | 0 | 0 | 0
PeakO | 19 | 0 | 0 | 0 | 0 | 0
ST | 0 | 0 | 0 | 0 | 0 | 0
STOG | 35 | 0 | 0 | 0 | 0 | 0
STWD | 0 | 0 | 0 | 0 | 0 | 0
WT | 0 | 0 | 0 | 0 | 0 | 0
IGCC | 0 | 0 | 0 | 0 | 0 | 0
DemandResponse | 0 | 0 | 0 | 0 | 0 | 0
IGCC-CCS | 0 | 0 | 0 | 0 | 0 | 0
WT_off | 0 | 0 | 0 | 0 | 0 | 0
PseudoUnit | 0 | 0 | 0 | 0 | 0 | 0
FixedInterchange | 0 | 0 | 0 | 0 | 0 | 0
Retirements of Capacity by Reporting Type: SOCO
ReportingType | 2015 | 2020 | 2025 | 2030 | 2035 | 2040
BM | 0 | 0 | 0 | 0 | 0 | 0
CC | 0 | 0 | 186 | 0 | 0 | 0
CSP | 0 | 0 | 0 | 0 | 0 | 0
CT | 0 | 0 | 0 | 0 | 0 | 0
Coal | 10536.12 | 956.88 | 0 | 0 | 0 | 0
Geo | 0 | 0 | 0 | 0 | 0 | 0
H | 0 | 0 | 0 | 0 | 0 | 0
LFG | 0 | 0 | 0 | 0 | 0 | 0
Nuc | 0 | 0 | 0 | 0 | 0 | 2645.05
PS | 0 | 0 | 0 | 0 | 0 | 0
PV | 0 | 0 | 0 | 0 | 0 | 0
PeakG | 210 | 0 | 4350.34 | 0 | 0 | 0
PeakO | 1139 | 0 | 0 | 0 | 0 | 0
ST | 0 | 0 | 0 | 0 | 0 | 0
STOG | 854 | 0 | 0 | 0 | 0 | 0
STWD | 0 | 0 | 0 | 0 | 0 | 0
WT | 0 | 0 | 0 | 0 | 0 | 0
IGCC | 0 | 0 | 0 | 0 | 0 | 0
DemandResponse | 0 | 0 | 0 | 0 | 0 | 0
IGCC-CCS | 0 | 0 | 0 | 0 | 0 | 0
WT_off | 0 | 0 | 0 | 0 | 0 | 0
PseudoUnit | 0 | 0 | 0 | 0 | 0 | 0
FixedInterchange | 0 | 0 | 0 | 0 | 0 | 0
Retirements of Capacity by Reporting Type: SPP_N
ReportingType | 2015 | 2020 | 2025 | 2030 | 2035 | 2040
BM | 0 | 0 | 0 | 0 | 0 | 0
CC | 0 | 0 | 0 | 0 | 0 | 0
CSP | 0 | 0 | 0 | 0 | 0 | 0
CT | 0 | 0 | 0 | 0 | 0 | 0
Coal | 0 | 374.9 | 338.31 | 0 | 0 | 0
Geo | 0 | 0 | 0 | 0 | 0 | 0
H | 0 | 0 | 0 | 0 | 0 | 0
LFG | 0 | 0 | 0 | 0 | 0 | 0
Nuc | 0 | 0 | 0 | 0 | 0 | 0
PS | 0 | 0 | 0 | 0 | 0 | 0
PV | 0 | 0 | 0 | 0 | 0 | 0
PeakG | 0 | 0 | 0 | 0 | 0 | 0
PeakO | 0 | 0 | 0 | 0 | 0 | 0
ST | 0 | 0 | 0 | 0 | 0 | 0
STOG | 54 | 0 | 0 | 0 | 0 | 0
STWD | 0 | 0 | 0 | 0 | 0 | 0
WT | 0 | 0 | 0 | 0 | 0 | 0
IGCC | 0 | 0 | 0 | 0 | 0 | 0
DemandResponse | 0 | 0 | 0 | 0 | 0 | 0
IGCC-CCS | 0 | 0 | 0 | 0 | 0 | 0
WT_off | 0 | 0 | 0 | 0 | 0 | 0
PseudoUnit | 0 | 0 | 0 | 0 | 0 | 0
FixedInterchange | 0 | 0 | 0 | 0 | 0 | 0
Retirements of Capacity by Reporting Type: SPP_S
ReportingType | 2015 | 2020 | 2025 | 2030 | 2035 | 2040
BM | 0 | 0 | 0 | 0 | 0 | 0
CC | 0 | 0 | 0 | 0 | 0 | 0
CSP | 0 | 0 | 0 | 0 | 0 | 0
CT | 0 | 0 | 0 | 0 | 0 | 0
Coal | 1058 | 0 | 528 | 0 | 0 | 0
Geo | 0 | 0 | 0 | 0 | 0 | 0
H | 0 | 0 | 0 | 0 | 0 | 0
LFG | 0 | 0 | 0 | 0 | 0 | 0
Nuc | 0 | 0 | 0 | 0 | 0 | 0
PS | 0 | 0 | 0 | 0 | 0 | 0
PV | 0 | 0 | 0 | 0 | 0 | 0
PeakG | 0 | 0 | 0 | 0 | 0 | 0
PeakO | 0 | 0 | 0 | 0 | 0 | 0
ST | 0 | 0 | 0 | 0 | 0 | 0
STOG | 1736.62 | 0 | 0 | 0 | 0 | 0
STWD | 0 | 0 | 0 | 0 | 0 | 0
WT | 0 | 0 | 0 | 0 | 0 | 0
IGCC | 0 | 0 | 0 | 0 | 0 | 0
DemandResponse | 0 | 0 | 0 | 0 | 0 | 0
IGCC-CCS | 0 | 0 | 0 | 0 | 0 | 0
WT_off | 0 | 0 | 0 | 0 | 0 | 0
PseudoUnit | 0 | 0 | 0 | 0 | 0 | 0
FixedInterchange | 0 | 0 | 0 | 0 | 0 | 0
Retirements of Capacity by Reporting Type: TVA
ReportingType | 2015 | 2020 | 2025 | 2030 | 2035 | 2040
BM | 0 | 0 | 0 | 0 | 0 | 0
CC | 0 | 0 | 0 | 0 | 0 | 0
CSP | 0 | 0 | 0 | 0 | 0 | 0
CT | 0 | 0 | 0 | 0 | 0 | 0
Coal | 3610.95 | 2225.61 | 184.3 | 0 | 0 | 0
Geo | 0 | 0 | 0 | 0 | 0 | 0
H | 0 | 0 | 0 | 0 | 0 | 0
LFG | 0 | 0 | 0 | 0 | 0 | 0
Nuc | 0 | 0 | 0 | 0 | 2512.33 | 1278.67
PS | 0 | 0 | 0 | 0 | 0 | 0
PV | 0 | 0 | 0 | 0 | 0 | 0
PeakG | 0 | 0 | 0 | 0 | 0 | 0
PeakO | 0 | 0 | 0 | 0 | 0 | 0
ST | 0 | 0 | 0 | 0 | 0 | 0
STOG | 0 | 0 | 0 | 0 | 0 | 0
STWD | 0 | 0 | 0 | 0 | 0 | 0
WT | 0 | 0 | 0 | 0 | 0 | 0
IGCC | 0 | 0 | 0 | 0 | 0 | 0
DemandResponse | 0 | 0 | 0 | 0 | 0 | 0
IGCC-CCS | 0 | 0 | 0 | 0 | 0 | 0
WT_off | 0 | 0 | 0 | 0 | 0 | 0
PseudoUnit | 0 | 0 | 0 | 0 | 0 | 0
FixedInterchange | 0 | 0 | 0 | 0 | 0 | 0
Retirements of Capacity by Reporting Type: TVA_Transmission
ReportingType | 2015 | 2020 | 2025 | 2030 | 2035 | 2040
BM | 0 | 0 | 0 | 0 | 0 | 0
CC | 0 | 0 | 0 | 0 | 0 | 0
CSP | 0 | 0 | 0 | 0 | 0 | 0
CT | 0 | 0 | 0 | 0 | 0 | 0
Coal | 0 | 0 | 0 | 0 | 0 | 0
Geo | 0 | 0 | 0 | 0 | 0 | 0
H | 0 | 0 | 0 | 0 | 0 | 0
LFG | 0 | 0 | 0 | 0 | 0 | 0
Nuc | 0 | 0 | 0 | 0 | 0 | 0
PS | 0 | 0 | 0 | 0 | 0 | 0
PV | 0 | 0 | 0 | 0 | 0 | 0
PeakG | 0 | 0 | 0 | 0 | 0 | 0
PeakO | 0 | 0 | 0 | 0 | 0 | 0
ST | 0 | 0 | 0 | 0 | 0 | 0
STOG | 0 | 0 | 0 | 0 | 0 | 0
STWD | 0 | 0 | 0 | 0 | 0 | 0
WT | 0 | 0 | 0 | 0 | 0 | 0
IGCC | 0 | 0 | 0 | 0 | 0 | 0
DemandResponse | 0 | 0 | 0 | 0 | 0 | 0
IGCC-CCS | 0 | 0 | 0 | 0 | 0 | 0
WT_off | 0 | 0 | 0 | 0 | 0 | 0
PseudoUnit | 0 | 0 | 0 | 0 | 0 | 0
FixedInterchange | 0 | 0 | 0 | 0 | 0 | 0
Retirements of Capacity by Reporting Type: VACAR
ReportingType | 2015 | 2020 | 2025 | 2030 | 2035 | 2040
BM | 0 | 0 | 0 | 0 | 0 | 0
CC | 0 | 0 | 0 | 0 | 0 | 0
CSP | 0 | 0 | 0 | 0 | 0 | 0
CT | 0 | 0 | 0 | 0 | 0 | 0
Coal | 2954 | 6009.04 | 2240.24 | 0 | 0 | 0
Geo | 0 | 0 | 0 | 0 | 0 | 0
H | 0 | 0 | 0 | 0 | 0 | 0
LFG | 0 | 0 | 0 | 0 | 0 | 0
Nuc | 0 | 0 | 0 | 0 | 3248 | 1858
PS | 0 | 0 | 0 | 0 | 0 | 0
PV | 0 | 0 | 0 | 0 | 0 | 0
PeakG | 0 | 0 | 0 | 0 | 0 | 0
PeakO | 0 | 0 | 0 | 0 | 0 | 0
ST | 0 | 0 | 0 | 0 | 0 | 0
STOG | 0 | 0 | 0 | 0 | 0 | 0
STWD | 0 | 0 | 0 | 0 | 0 | 0
WT | 0 | 0 | 0 | 0 | 0 | 0
IGCC | 0 | 0 | 0 | 0 | 0 | 0
DemandResponse | 0 | 0 | 0 | 0 | 0 | 0
IGCC-CCS | 0 | 0 | 0 | 0 | 0 | 0
WT_off | 0 | 0 | 0 | 0 | 0 | 0
PseudoUnit | 0 | 0 | 0 | 0 | 0 | 0
FixedInterchange | 0 | 0 | 0 | 0 | 0 | 0
Retirements of Capacity by Reporting Type: IESO
ReportingType | 2015 | 2020 | 2025 | 2030 | 2035 | 2040
BM | 0 | 0 | 0 | 0 | 0 | 0
CC | 3107.3 | 0 | 0 | 0 | 0 | 0
CSP | 0 | 0 | 0 | 0 | 0 | 0
CT | 0 | 0 | 0 | 0 | 0 | 0
Coal | 6416 | 0 | 0 | 0 | 0 | 0
Geo | 0 | 0 | 0 | 0 | 0 | 0
H | 0 | 0 | 0 | 0 | 0 | 0
LFG | 0 | 0 | 0 | 0 | 0 | 0
Nuc | 0 | 0 | 0 | 0 | 1030 | 1540
PS | 0 | 0 | 0 | 0 | 0 | 0
PV | 0 | 0 | 0 | 0 | 1067.26 | 0
PeakG | 0 | 0 | 0 | 0 | 0 | 0
PeakO | 145.65 | 0 | 0 | 0 | 0 | 0
ST | 0 | 0 | 0 | 0 | 0 | 0
STOG | 2126 | 0 | 0 | 0 | 0 | 0
STWD | 139 | 0 | 0 | 0 | 0 | 0
WT | 0 | 0 | 0 | 0 | 2105.9 | 0
IGCC | 0 | 0 | 0 | 0 | 0 | 0
DemandResponse | 0 | 0 | 0 | 0 | 0 | 0
IGCC-CCS | 0 | 0 | 0 | 0 | 0 | 0
WT_off | 0 | 0 | 0 | 0 | 0 | 0
PseudoUnit | 0 | 0 | 0 | 0 | 0 | 0
FixedInterchange | 0 | 0 | 0 | 0 | 0 | 0
Retirements of Capacity by Reporting Type: MAPP_CA
ReportingType | 2015 | 2020 | 2025 | 2030 | 2035 | 2040
BM | 0 | 0 | 0 | 0 | 0 | 0
CC | 0 | 0 | 0 | 597.51 | 0 | 0
CSP | 0 | 0 | 0 | 0 | 0 | 0
CT | 0 | 0 | 0 | 0 | 35 | 0
Coal | 110.01 | 0 | 1635.89 | 0 | 0 | 0
Geo | 0 | 0 | 0 | 0 | 0 | 0
H | 0 | 0 | 0 | 0 | 0 | 0
LFG | 0 | 0 | 0 | 0 | 0 | 0
Nuc | 0 | 0 | 0 | 0 | 0 | 0
PS | 0 | 0 | 0 | 0 | 0 | 0
PV | 0 | 0 | 0 | 0 | 0 | 0
PeakG | 0 | 0 | 0 | 0 | 0 | 0
PeakO | 0 | 0 | 0 | 0 | 0 | 0
ST | 0 | 0 | 0 | 0 | 0 | 0
STOG | 0 | 0 | 0 | 126 | 0 | 0
STWD | 0 | 0 | 0 | 0 | 0 | 0
WT | 0 | 0 | 0 | 0 | 0 | 0
IGCC | 0 | 0 | 0 | 0 | 0 | 0
DemandResponse | 0 | 0 | 0 | 0 | 0 | 0
IGCC-CCS | 0 | 0 | 0 | 0 | 0 | 0
WT_off | 0 | 0 | 0 | 0 | 0 | 0
PseudoUnit | 0 | 0 | 0 | 0 | 0 | 0
FixedInterchange | 0 | 0 | 0 | 0 | 0 | 0
Retirements of Capacity by Reporting Type: AZ_NM_SNV_Coal
ReportingType | 2015 | 2020 | 2025 | 2030 | 2035 | 2040
BM | 0 | 0 | 0 | 0 | 0 | 0
CC | 0 | 0 | 0 | 0 | 0 | 0
CSP | 0 | 0 | 0 | 0 | 0 | 0
CT | 0 | 0 | 0 | 0 | 0 | 0
Coal | 0 | 0 | 0 | 0 | 0 | 0
Geo | 0 | 0 | 0 | 0 | 0 | 0
H | 0 | 0 | 0 | 0 | 0 | 0
LFG | 0 | 0 | 0 | 0 | 0 | 0
Nuc | 0 | 0 | 0 | 0 | 0 | 0
PS | 0 | 0 | 0 | 0 | 0 | 0
PV | 0 | 0 | 0 | 0 | 0 | 0
PeakG | 0 | 0 | 0 | 0 | 0 | 0
PeakO | 200 | 0 | 0 | 0 | 0 | 0
ST | 0 | 0 | 0 | 0 | 0 | 0
STOG | 0 | 0 | 0 | 0 | 0 | 0
STWD | 0 | 0 | 0 | 0 | 0 | 0
WT | 0 | 0 | 0 | 0 | 0 | 0
IGCC | 0 | 0 | 0 | 0 | 0 | 0
DemandResponse | 0 | 0 | 0 | 0 | 0 | 0
IGCC-CCS | 0 | 0 | 0 | 0 | 0 | 0
WT_off | 0 | 0 | 0 | 0 | 0 | 0
PseudoUnit | 0 | 0 | 0 | 0 | 0 | 0
FixedInterchange | 0 | 0 | 0 | 0 | 0 | 0
Retirements of Capacity by Reporting Type: AZ_NM_SNV_Gas
ReportingType | 2015 | 2020 | 2025 | 2030 | 2035 | 2040
BM | 0 | 0 | 0 | 0 | 0 | 0
CC | 1095 | 0 | 0 | 0 | 0 | 0
CSP | 0 | 0 | 0 | 0 | 0 | 0
CT | 0 | 0 | 0 | 0 | 736 | 0
Coal | 0 | 0 | 0 | 0 | 0 | 0
Geo | 0 | 0 | 0 | 0 | 0 | 0
H | 0 | 0 | 0 | 0 | 0 | 0
LFG | 0 | 0 | 0 | 0 | 0 | 0
Nuc | 0 | 0 | 0 | 0 | 0 | 0
PS | 0 | 0 | 0 | 0 | 0 | 0
PV | 0 | 0 | 0 | 0 | 0 | 0
PeakG | 1830.61 | 0 | 0 | 0 | 0 | 1829.39
PeakO | 0 | 0 | 0 | 0 | 0 | 0
ST | 0 | 0 | 0 | 0 | 0 | 0
STOG | 2064 | 0 | 0 | 0 | 0 | 0
STWD | 0 | 0 | 0 | 0 | 0 | 0
WT | 0 | 0 | 0 | 0 | 0 | 0
IGCC | 0 | 0 | 0 | 0 | 0 | 0
DemandResponse | 0 | 0 | 0 | 0 | 0 | 0
IGCC-CCS | 0 | 0 | 0 | 0 | 0 | 0
WT_off | 0 | 0 | 0 | 0 | 0 | 0
PseudoUnit | 0 | 0 | 0 | 0 | 0 | 0
FixedInterchange | 0 | 0 | 0 | 0 | 0 | 0
Retirements of Capacity by Reporting Type: AZ_NM_SNV_NucRenew
ReportingType | 2015 | 2020 | 2025 | 2030 | 2035 | 2040
BM | 0 | 0 | 0 | 0 | 0 | 0
CC | 0 | 0 | 0 | 0 | 0 | 0
CSP | 65 | 0 | 0 | 0 | 0 | 0
CT | 0 | 0 | 0 | 0 | 0 | 0
Coal | 0 | 0 | 0 | 0 | 0 | 0
Geo | 0 | 0 | 0 | 0 | 0 | 0
H | 0 | 0 | 0 | 0 | 0 | 0
LFG | 0 | 0 | 0 | 0 | 0 | 0
Nuc | 0 | 0 | 0 | 0 | 0 | 0
PS | 0 | 0 | 0 | 0 | 0 | 0
PV | 0 | 0 | 0 | 0 | 0 | 0
PeakG | 0 | 0 | 0 | 0 | 0 | 0
PeakO | 0 | 0 | 0 | 0 | 0 | 0
ST | 0 | 0 | 0 | 0 | 0 | 0
STOG | 0 | 0 | 0 | 0 | 0 | 0
STWD | 0 | 0 | 0 | 0 | 0 | 0
WT | 0 | 0 | 0 | 0 | 0 | 0
IGCC | 0 | 0 | 0 | 0 | 0 | 0
DemandResponse | 0 | 0 | 0 | 0 | 0 | 0
IGCC-CCS | 0 | 0 | 0 | 0 | 0 | 0
WT_off | 0 | 0 | 0 | 0 | 0 | 0
PseudoUnit | 0 | 0 | 0 | 0 | 0 | 0
FixedInterchange | 0 | 0 | 0 | 0 | 0 | 0
Retirements of Capacity by Reporting Type: ERCOT
ReportingType | 2015 | 2020 | 2025 | 2030 | 2035 | 2040
BM | 0 | 0 | 0 | 0 | 0 | 0
CC | 0 | 0 | 0 | 0 | 0 | 0
CSP | 0 | 0 | 0 | 0 | 0 | 0
CT | 0 | 0 | 0 | 0 | 0 | 0
Coal | 1560.7 | 0 | 0 | 0 | 0 | 0
Geo | 0 | 0 | 0 | 0 | 0 | 0
H | 0 | 0 | 0 | 0 | 0 | 0
LFG | 0 | 0 | 0 | 0 | 0 | 0
Nuc | 0 | 0 | 0 | 0 | 0 | 0
PS | 0 | 0 | 0 | 0 | 0 | 0
PV | 0 | 0 | 0 | 0 | 14 | 0
PeakG | 0 | 0 | 0 | 0 | 0 | 0
PeakO | 0 | 0 | 0 | 0 | 0 | 0
ST | 0 | 0 | 0 | 0 | 0 | 0
STOG | 1296.59 | 0 | 0 | 0 | 0 | 0
STWD | 0 | 0 | 0 | 0 | 0 | 0
WT | 0 | 0 | 0 | 0 | 0 | 0
IGCC | 0 | 0 | 0 | 0 | 0 | 0
DemandResponse | 0 | 0 | 0 | 0 | 0 | 0
IGCC-CCS | 0 | 0 | 0 | 0 | 0 | 0
WT_off | 0 | 0 | 0 | 0 | 0 | 0
PseudoUnit | 0 | 0 | 0 | 0 | 0 | 0
FixedInterchange | 0 | 0 | 0 | 0 | 0 | 0
Retirements of Capacity by Reporting Type: NP15
ReportingType | 2015 | 2020 | 2025 | 2030 | 2035 | 2040
BM | 0 | 0 | 0 | 0 | 0 | 0
CC | 0 | 0 | 0 | 0 | 0 | 0
CSP | 0 | 0 | 0 | 0 | 0 | 0
CT | 0 | 0 | 0 | 0 | 0 | 0
Coal | 163.7 | 28.2 | 0 | 0 | 0 | 0
Geo | 0 | 0 | 0 | 0 | 0 | 0
H | 0 | 0 | 0 | 0 | 0 | 0
LFG | 0 | 0 | 0 | 0 | 0 | 0
Nuc | 0 | 0 | 0 | 0 | 0 | 0
PS | 0 | 0 | 0 | 0 | 0 | 0
PV | 0 | 0 | 0 | 0 | 6.5 | 0
PeakG | 0 | 0 | 0 | 0 | 0 | 0
PeakO | 156 | 0 | 0 | 0 | 0 | 0
ST | 0 | 0 | 0 | 0 | 0 | 0
STOG | 1046.4 | 0 | 0 | 0 | 0 | 0
STWD | 0 | 0 | 0 | 0 | 0 | 0
WT | 0 | 0 | 0 | 0 | 0 | 0
IGCC | 0 | 0 | 0 | 0 | 0 | 0
DemandResponse | 0 | 0 | 0 | 0 | 0 | 0
IGCC-CCS | 0 | 0 | 0 | 0 | 0 | 0
WT_off | 0 | 0 | 0 | 0 | 0 | 0
PseudoUnit | 0 | 0 | 0 | 0 | 0 | 0
FixedInterchange | 0 | 0 | 0 | 0 | 0 | 0
Retirements of Capacity by Reporting Type: NWPP_Coal
ReportingType | 2015 | 2020 | 2025 | 2030 | 2035 | 2040
BM | 0 | 0 | 0 | 0 | 0 | 0
CC | 0 | 0 | 0 | 0 | 0 | 0
CSP | 0 | 0 | 0 | 0 | 0 | 0
CT | 0 | 0 | 0 | 0 | 0 | 0
Coal | 685.88 | 0 | 0 | 0 | 0 | 0
Geo | 0 | 0 | 0 | 0 | 0 | 0
H | 0 | 0 | 0 | 0 | 0 | 0
LFG | 0 | 0 | 0 | 0 | 0 | 0
Nuc | 0 | 0 | 0 | 0 | 0 | 0
PS | 0 | 0 | 0 | 0 | 0 | 0
PV | 0 | 0 | 0 | 0 | 0 | 0
PeakG | 0 | 0 | 0 | 0 | 0 | 0
PeakO | 183 | 0 | 0 | 0 | 0 | 0
ST | 0 | 0 | 0 | 0 | 0 | 0
STOG | 0 | 0 | 0 | 0 | 0 | 0
STWD | 0 | 0 | 0 | 0 | 0 | 0
WT | 0 | 0 | 0 | 0 | 0 | 0
IGCC | 0 | 0 | 0 | 0 | 0 | 0
DemandResponse | 0 | 0 | 0 | 0 | 0 | 0
IGCC-CCS | 0 | 0 | 0 | 0 | 0 | 0
WT_off | 0 | 0 | 0 | 0 | 0 | 0
PseudoUnit | 0 | 0 | 0 | 0 | 0 | 0
FixedInterchange | 0 | 0 | 0 | 0 | 0 | 0
Retirements of Capacity by Reporting Type: NWPP_Gas
ReportingType | 2015 | 2020 | 2025 | 2030 | 2035 | 2040
BM | 0 | 0 | 0 | 0 | 0 | 0
CC | 1678 | 0 | 0 | 0 | 0 | 0
CSP | 0 | 0 | 0 | 0 | 0 | 0
CT | 0 | 0 | 0 | 0 | 150 | 0
Coal | 0 | 0 | 0 | 0 | 0 | 0
Geo | 0 | 0 | 0 | 0 | 0 | 0
H | 0 | 0 | 0 | 0 | 0 | 0
LFG | 0 | 0 | 0 | 0 | 0 | 0
Nuc | 0 | 0 | 0 | 0 | 0 | 0
PS | 0 | 0 | 0 | 0 | 0 | 0
PV | 0 | 0 | 0 | 0 | 0 | 0
PeakG | 2623 | 0 | 0 | 0 | 0 | 0
PeakO | 0 | 0 | 0 | 0 | 0 | 0
ST | 0 | 0 | 0 | 0 | 0 | 0
STOG | 786 | 0 | 0 | 0 | 0 | 0
STWD | 0 | 0 | 0 | 0 | 0 | 0
WT | 0 | 0 | 0 | 0 | 0 | 0
IGCC | 0 | 0 | 0 | 0 | 0 | 0
DemandResponse | 0 | 0 | 0 | 0 | 0 | 0
IGCC-CCS | 0 | 0 | 0 | 0 | 0 | 0
WT_off | 0 | 0 | 0 | 0 | 0 | 0
PseudoUnit | 0 | 0 | 0 | 0 | 0 | 0
FixedInterchange | 0 | 0 | 0 | 0 | 0 | 0
Retirements of Capacity by Reporting Type: NWPP_NucRenew
ReportingType | 2015 | 2020 | 2025 | 2030 | 2035 | 2040
BM | 0 | 0 | 0 | 0 | 0 | 0
CC | 0 | 0 | 0 | 0 | 0 | 0
CSP | 0 | 0 | 0 | 0 | 0 | 0
CT | 0 | 0 | 0 | 0 | 0 | 0
Coal | 0 | 0 | 0 | 0 | 0 | 0
Geo | 4.8 | 0 | 0 | 0 | 0 | 0
H | 0 | 0 | 0 | 0 | 0 | 0
LFG | 0 | 0 | 0 | 0 | 0 | 0
Nuc | 0 | 0 | 0 | 0 | 0 | 0
PS | 0 | 0 | 0 | 0 | 0 | 0
PV | 0 | 0 | 0 | 0 | 0 | 0
PeakG | 0 | 0 | 0 | 0 | 0 | 0
PeakO | 0 | 0 | 0 | 0 | 0 | 0
ST | 0 | 0 | 0 | 0 | 0 | 0
STOG | 0 | 0 | 0 | 0 | 0 | 0
STWD | 181.91 | 0 | 0 | 0 | 0 | 0
WT | 0 | 0 | 0 | 0 | 0 | 0
IGCC | 0 | 0 | 0 | 0 | 0 | 0
DemandResponse | 0 | 0 | 0 | 0 | 0 | 0
IGCC-CCS | 0 | 0 | 0 | 0 | 0 | 0
WT_off | 0 | 0 | 0 | 0 | 0 | 0
PseudoUnit | 0 | 0 | 0 | 0 | 0 | 0
FixedInterchange | 0 | 0 | 0 | 0 | 0 | 0
Retirements of Capacity by Reporting Type: RMPA
ReportingType | 2015 | 2020 | 2025 | 2030 | 2035 | 2040
BM | 0 | 0 | 0 | 0 | 0 | 0
CC | 0 | 0 | 0 | 0 | 0 | 0
CSP | 1 | 0 | 0 | 0 | 0 | 0
CT | 0 | 0 | 0 | 0 | 152 | 0
Coal | 480 | 170.5 | 354.72 | 0 | 0 | 244.28
Geo | 0 | 0 | 0 | 0 | 0 | 0
H | 0 | 0 | 0 | 0 | 0 | 0
LFG | 0 | 0 | 0 | 0 | 0 | 0
Nuc | 0 | 0 | 0 | 0 | 0 | 0
PS | 0 | 0 | 0 | 0 | 0 | 0
PV | 0 | 0 | 0 | 0 | 0 | 0
PeakG | 0 | 0 | 0 | 0 | 0 | 0
PeakO | 0 | 0 | 97.41 | 0 | 0 | 0
ST | 0 | 0 | 0 | 0 | 0 | 0
STOG | 217 | 0 | 0 | 0 | 0 | 0
STWD | 0 | 0 | 0 | 0 | 0 | 0
WT | 0 | 0 | 0 | 0 | 0 | 0
IGCC | 0 | 0 | 0 | 0 | 0 | 0
DemandResponse | 0 | 0 | 0 | 0 | 0 | 0
IGCC-CCS | 0 | 0 | 0 | 0 | 0 | 0
WT_off | 0 | 0 | 0 | 0 | 0 | 0
PseudoUnit | 0 | 0 | 0 | 0 | 0 | 0
FixedInterchange | 0 | 0 | 0 | 0 | 0 | 0
Retirements of Capacity by Reporting Type: SP15
ReportingType | 2015 | 2020 | 2025 | 2030 | 2035 | 2040
BM | 0 | 0 | 0 | 0 | 0 | 0
CC | 0 | 0 | 0 | 0 | 0 | 0
CSP | 409 | 0 | 0 | 0 | 0 | 0
CT | 0 | 0 | 0 | 0 | 0 | 0
Coal | 141.5 | 0 | 0 | 0 | 101.2 | 0
Geo | 0 | 0 | 0 | 0 | 0 | 0
H | 0 | 0 | 0 | 0 | 0 | 0
LFG | 0 | 0 | 0 | 0 | 0 | 0
Nuc | 0 | 0 | 0 | 0 | 0 | 0
PS | 0 | 0 | 0 | 0 | 0 | 0
PV | 0 | 0 | 0 | 0 | 3.8 | 0
PeakG | 44 | 0 | 0 | 0 | 0 | 0
PeakO | 15 | 0 | 0 | 0 | 0 | 0
ST | 0 | 0 | 0 | 0 | 0 | 0
STOG | 958 | 0 | 0 | 0 | 0 | 0
STWD | 0 | 0 | 0 | 0 | 0 | 0
WT | 126.2 | 0 | 0 | 0 | 0 | 0
IGCC | 0 | 0 | 0 | 0 | 0 | 0
DemandResponse | 0 | 0 | 0 | 0 | 0 | 0
IGCC-CCS | 0 | 0 | 0 | 0 | 0 | 0
WT_off | 0 | 0 | 0 | 0 | 0 | 0
PseudoUnit | 0 | 0 | 0 | 0 | 0 | 0
FixedInterchange | 0 | 0 | 0 | 0 | 0 | 0
Retirements of Capacity by Reporting Type: ALB
ReportingType | 2015 | 2020 | 2025 | 2030 | 2035 | 2040
BM | 0 | 0 | 0 | 0 | 0 | 0
CC | 0 | 0 | 0 | 0 | 198.76 | 0
CSP | 0 | 0 | 0 | 0 | 0 | 0
CT | 0 | 0 | 0 | 0 | 201.5 | 0
Coal | 0 | 0 | 0 | 0 | 0 | 0
Geo | 0 | 0 | 0 | 0 | 0 | 0
H | 0 | 0 | 0 | 0 | 0 | 0
LFG | 0 | 0 | 0 | 0 | 0 | 0
Nuc | 0 | 0 | 0 | 0 | 0 | 0
PS | 0 | 0 | 0 | 0 | 0 | 0
PV | 0 | 0 | 0 | 0 | 0 | 0
PeakG | 880.29 | 35.86 | 0 | 0 | 0 | 0
PeakO | 6 | 0 | 0 | 0 | 0 | 0
ST | 0 | 0 | 0 | 0 | 0 | 0
STOG | 186 | 0 | 0 | 0 | 0 | 0
STWD | 174 | 0 | 0 | 0 | 0 | 0
WT | 0 | 0 | 0 | 0 | 0 | 0
IGCC | 0 | 0 | 0 | 0 | 0 | 0
DemandResponse | 0 | 0 | 0 | 0 | 0 | 0
IGCC-CCS | 0 | 0 | 0 | 0 | 0 | 0
WT_off | 0 | 0 | 0 | 0 | 0 | 0
PseudoUnit | 0 | 0 | 0 | 0 | 0 | 0
FixedInterchange | 0 | 0 | 0 | 0 | 0 | 0
Retirements of Capacity by Reporting Type: BC
ReportingType | 2015 | 2020 | 2025 | 2030 | 2035 | 2040
BM | 0 | 0 | 0 | 0 | 0 | 0
CC | 0 | 0 | 0 | 0 | 0 | 0
CSP | 0 | 0 | 0 | 0 | 0 | 0
CT | 0 | 0 | 0 | 0 | 0 | 0
Coal | 0 | 0 | 0 | 0 | 0 | 0
Geo | 0 | 0 | 0 | 0 | 0 | 0
H | 0 | 0 | 0 | 0 | 0 | 0
LFG | 0 | 0 | 0 | 0 | 0 | 0
Nuc | 0 | 0 | 0 | 0 | 0 | 0
PS | 0 | 0 | 0 | 0 | 0 | 0
PV | 0 | 0 | 0 | 0 | 0 | 0
PeakG | 0 | 0 | 0 | 0 | 0 | 0
PeakO | 0 | 0 | 0 | 0 | 0 | 0
ST | 0 | 0 | 0 | 0 | 0 | 0
STOG | 938 | 0 | 0 | 0 | 0 | 0
STWD | 0 | 0 | 0 | 0 | 0 | 0
WT | 0 | 0 | 0 | 0 | 0 | 0
IGCC | 0 | 0 | 0 | 0 | 0 | 0
DemandResponse | 0 | 0 | 0 | 0 | 0 | 0
IGCC-CCS | 0 | 0 | 0 | 0 | 0 | 0
WT_off | 0 | 0 | 0 | 0 | 0 | 0
PseudoUnit | 0 | 0 | 0 | 0 | 0 | 0
FixedInterchange | 0 | 0 | 0 | 0 | 0 | 0
Retirements of Capacity by Reporting Type: HQ_IESO
ReportingType | 2015 | 2020 | 2025 | 2030 | 2035 | 2040
BM | 0 | 0 | 0 | 0 | 0 | 0
CC | 0 | 0 | 0 | 0 | 0 | 0
CSP | 0 | 0 | 0 | 0 | 0 | 0
CT | 0 | 0 | 0 | 0 | 0 | 0
Coal | 0 | 0 | 0 | 0 | 0 | 0
Geo | 0 | 0 | 0 | 0 | 0 | 0
H | 0 | 0 | 0 | 0 | 0 | 0
LFG | 0 | 0 | 0 | 0 | 0 | 0
Nuc | 0 | 0 | 0 | 0 | 0 | 0
PS | 0 | 0 | 0 | 0 | 0 | 0
PV | 0 | 0 | 0 | 0 | 0 | 0
PeakG | 0 | 0 | 0 | 0 | 0 | 0
PeakO | 0 | 0 | 0 | 0 | 0 | 0
ST | 0 | 0 | 0 | 0 | 0 | 0
STOG | 0 | 0 | 0 | 0 | 0 | 0
STWD | 0 | 0 | 0 | 0 | 0 | 0
WT | 0 | 0 | 0 | 0 | 0 | 0
IGCC | 0 | 0 | 0 | 0 | 0 | 0
DemandResponse | 0 | 0 | 0 | 0 | 0 | 0
IGCC-CCS | 0 | 0 | 0 | 0 | 0 | 0
WT_off | 0 | 0 | 0 | 0 | 0 | 0
PseudoUnit | 0 | 0 | 0 | 0 | 0 | 0
FixedInterchange | 0 | 0 | 0 | 0 | 0 | 0
Retirements of Capacity by Reporting Type: HQ_NEISO
ReportingType | 2015 | 2020 | 2025 | 2030 | 2035 | 2040
BM | 0 | 0 | 0 | 0 | 0 | 0
CC | 0 | 0 | 0 | 0 | 0 | 0
CSP | 0 | 0 | 0 | 0 | 0 | 0
CT | 0 | 0 | 0 | 0 | 0 | 0
Coal | 0 | 0 | 0 | 0 | 0 | 0
Geo | 0 | 0 | 0 | 0 | 0 | 0
H | 0 | 0 | 0 | 0 | 0 | 0
LFG | 0 | 0 | 0 | 0 | 0 | 0
Nuc | 0 | 0 | 0 | 0 | 0 | 0
PS | 0 | 0 | 0 | 0 | 0 | 0
PV | 0 | 0 | 0 | 0 | 0 | 0
PeakG | 0 | 0 | 0 | 0 | 0 | 0
PeakO | 0 | 0 | 0 | 0 | 0 | 0
ST | 0 | 0 | 0 | 0 | 0 | 0
STOG | 0 | 0 | 0 | 0 | 0 | 0
STWD | 0 | 0 | 0 | 0 | 0 | 0
WT | 0 | 0 | 0 | 0 | 0 | 0
IGCC | 0 | 0 | 0 | 0 | 0 | 0
DemandResponse | 0 | 0 | 0 | 0 | 0 | 0
IGCC-CCS | 0 | 0 | 0 | 0 | 0 | 0
WT_off | 0 | 0 | 0 | 0 | 0 | 0
PseudoUnit | 0 | 0 | 0 | 0 | 0 | 0
FixedInterchange | 0 | 0 | 0 | 0 | 0 | 0
Retirements of Capacity by Reporting Type: HQ_NY
ReportingType | 2015 | 2020 | 2025 | 2030 | 2035 | 2040
BM | 0 | 0 | 0 | 0 | 0 | 0
CC | 0 | 0 | 0 | 0 | 0 | 0
CSP | 0 | 0 | 0 | 0 | 0 | 0
CT | 0 | 0 | 0 | 0 | 0 | 0
Coal | 0 | 0 | 0 | 0 | 0 | 0
Geo | 0 | 0 | 0 | 0 | 0 | 0
H | 0 | 0 | 0 | 0 | 0 | 0
LFG | 0 | 0 | 0 | 0 | 0 | 0
Nuc | 0 | 0 | 0 | 0 | 0 | 0
PS | 0 | 0 | 0 | 0 | 0 | 0
PV | 0 | 0 | 0 | 0 | 0 | 0
PeakG | 0 | 0 | 0 | 0 | 0 | 0
PeakO | 0 | 0 | 0 | 0 | 0 | 0
ST | 0 | 0 | 0 | 0 | 0 | 0
STOG | 0 | 0 | 0 | 0 | 0 | 0
STWD | 0 | 0 | 0 | 0 | 0 | 0
WT | 0 | 0 | 0 | 0 | 0 | 0
IGCC | 0 | 0 | 0 | 0 | 0 | 0
DemandResponse | 0 | 0 | 0 | 0 | 0 | 0
IGCC-CCS | 0 | 0 | 0 | 0 | 0 | 0
WT_off | 0 | 0 | 0 | 0 | 0 | 0
PseudoUnit | 0 | 0 | 0 | 0 | 0 | 0
FixedInterchange | 0 | 0 | 0 | 0 | 0 | 0
Retirements of Capacity by Reporting Type: MARITIMES
ReportingType | 2015 | 2020 | 2025 | 2030 | 2035 | 2040
BM | 0 | 0 | 0 | 0 | 0 | 0
CC | 0 | 0 | 0 | 0 | 0 | 0
CSP | 0 | 0 | 0 | 0 | 0 | 0
CT | 0 | 0 | 0 | 0 | 0 | 0
Coal | 0 | 0 | 0 | 0 | 0 | 0
Geo | 0 | 0 | 0 | 0 | 0 | 0
H | 0 | 0 | 0 | 0 | 0 | 0
LFG | 0 | 0 | 0 | 0 | 0 | 0
Nuc | 0 | 0 | 0 | 0 | 0 | 0
PS | 0 | 0 | 0 | 0 | 0 | 0
PV | 0 | 0 | 0 | 0 | 0 | 0
PeakG | 0 | 0 | 0 | 0 | 0 | 0
PeakO | 0 | 0 | 0 | 0 | 0 | 0
ST | 0 | 0 | 0 | 0 | 0 | 0
STOG | 0 | 0 | 0 | 0 | 0 | 0
STWD | 0 | 0 | 0 | 0 | 0 | 0
WT | 0 | 0 | 0 | 0 | 0 | 0
IGCC | 0 | 0 | 0 | 0 | 0 | 0
DemandResponse | 0 | 0 | 0 | 0 | 0 | 0
IGCC-CCS | 0 | 0 | 0 | 0 | 0 | 0
WT_off | 0 | 0 | 0 | 0 | 0 | 0
PseudoUnit | 0 | 0 | 0 | 0 | 0 | 0
FixedInterchange | 0 | 0 | 0 | 0 | 0 | 0
Retirements of Capacity by Reporting Type: All
ReportingType | 2015 | 2020 | 2025 | 2030 | 2035 | 2040
BM | 0 | 0 | 0 | 0 | 0 | 0
CC | 7900.51 | 0.25 | 186 | 597.51 | 198.76 | 0
CSP | 475 | 0 | 0 | 0 | 0 | 0
CT | 0 | 0 | 0 | 9.5 | 1274.5 | 0
Coal | 71549.72 | 29104.9 | 5281.46 | 0 | 101.2 | 244.28
Geo | 4.8 | 0 | 0 | 0 | 0 | 0
H | 0 | 0 | 0 | 0 | 0 | 0
LFG | 0 | 0 | 0 | 0 | 0 | 0
Nuc | 0 | 614.5 | 0 | 1488.2 | 26575.7 | 19706
PS | 0 | 0 | 0 | 0 | 0 | 0
PV | 0 | 0 | 0 | 0 | 1123.56 | 0
PeakG | 5856.4 | 35.86 | 4350.34 | 0 | 0 | 1829.39
PeakO | 2424.63 | 0 | 97.41 | 0 | 0 | 0
ST | 0 | 0 | 0 | 0 | 0 | 0
STOG | 43340.48 | 0 | 1123.42 | 126 | 0 | 0
STWD | 494.91 | 0 | 0 | 0 | 0 | 0
WT | 126.2 | 0 | 0 | 0 | 3934.2 | 517.8
IGCC | 0 | 0 | 0 | 0 | 0 | 0
DemandResponse | 0 | 0 | 0 | 0 | 0 | 0
IGCC-CCS | 0 | 0 | 0 | 0 | 0 | 0
WT_off | 0 | 0 | 0 | 0 | 468 | 2105
PseudoUnit | 0 | 0 | 0 | 0 | 0 | 0
FixedInterchange | 0 | 0 | 0 | 0 | 0 | 0
Retirements of Capacity by Reporting Type: EI_US
ReportingType | 2015 | 2020 | 2025 | 2030 | 2035 | 2040
BM | 0 | 0 | 0 | 0 | 0 | 0
CC | 2020.21 | 0.25 | 186 | 0 | 0 | 0
CSP | 0 | 0 | 0 | 0 | 0 | 0
CT | 0 | 0 | 0 | 9.5 | 0 | 0
Coal | 61991.94 | 28906.2 | 3290.86 | 0 | 0 | 0
Geo | 0 | 0 | 0 | 0 | 0 | 0
H | 0 | 0 | 0 | 0 | 0 | 0
LFG | 0 | 0 | 0 | 0 | 0 | 0
Nuc | 0 | 614.5 | 0 | 1488.2 | 25545.7 | 18166
PS | 0 | 0 | 0 | 0 | 0 | 0
PV | 0 | 0 | 0 | 0 | 32 | 0
PeakG | 478.5 | 0 | 4350.34 | 0 | 0 | 0
PeakO | 1718.98 | 0 | 0 | 0 | 0 | 0
ST | 0 | 0 | 0 | 0 | 0 | 0
STOG | 33722.49 | 0 | 1123.42 | 0 | 0 | 0
STWD | 0 | 0 | 0 | 0 | 0 | 0
WT | 0 | 0 | 0 | 0 | 1828.3 | 517.8
IGCC | 0 | 0 | 0 | 0 | 0 | 0
DemandResponse | 0 | 0 | 0 | 0 | 0 | 0
IGCC-CCS | 0 | 0 | 0 | 0 | 0 | 0
WT_off | 0 | 0 | 0 | 0 | 468 | 2105
PseudoUnit | 0 | 0 | 0 | 0 | 0 | 0
FixedInterchange | 0 | 0 | 0 | 0 | 0 | 0
Retirements of Capacity by Reporting Type: EI_Canada
ReportingType | 2015 | 2020 | 2025 | 2030 | 2035 | 2040
BM | 0 | 0 | 0 | 0 | 0 | 0
CC | 3107.3 | 0 | 0 | 597.51 | 0 | 0
CSP | 0 | 0 | 0 | 0 | 0 | 0
CT | 0 | 0 | 0 | 0 | 35 | 0
Coal | 6526.01 | 0 | 1635.89 | 0 | 0 | 0
Geo | 0 | 0 | 0 | 0 | 0 | 0
H | 0 | 0 | 0 | 0 | 0 | 0
LFG | 0 | 0 | 0 | 0 | 0 | 0
Nuc | 0 | 0 | 0 | 0 | 1030 | 1540
PS | 0 | 0 | 0 | 0 | 0 | 0
PV | 0 | 0 | 0 | 0 | 1067.26 | 0
PeakG | 0 | 0 | 0 | 0 | 0 | 0
PeakO | 145.65 | 0 | 0 | 0 | 0 | 0
ST | 0 | 0 | 0 | 0 | 0 | 0
STOG | 2126 | 0 | 0 | 126 | 0 | 0
STWD | 139 | 0 | 0 | 0 | 0 | 0
WT | 0 | 0 | 0 | 0 | 2105.9 | 0
IGCC | 0 | 0 | 0 | 0 | 0 | 0
DemandResponse | 0 | 0 | 0 | 0 | 0 | 0
IGCC-CCS | 0 | 0 | 0 | 0 | 0 | 0
WT_off | 0 | 0 | 0 | 0 | 0 | 0
PseudoUnit | 0 | 0 | 0 | 0 | 0 | 0
FixedInterchange | 0 | 0 | 0 | 0 | 0 | 0
Retirements of Capacity by Reporting Type: EI
ReportingType | 2015 | 2020 | 2025 | 2030 | 2035 | 2040
BM | 0 | 0 | 0 | 0 | 0 | 0
CC | 5127.51 | 0.25 | 186 | 597.51 | 0 | 0
CSP | 0 | 0 | 0 | 0 | 0 | 0
CT | 0 | 0 | 0 | 9.5 | 35 | 0
Coal | 68517.95 | 28906.2 | 4926.75 | 0 | 0 | 0
Geo | 0 | 0 | 0 | 0 | 0 | 0
H | 0 | 0 | 0 | 0 | 0 | 0
LFG | 0 | 0 | 0 | 0 | 0 | 0
Nuc | 0 | 614.5 | 0 | 1488.2 | 26575.7 | 19706
PS | 0 | 0 | 0 | 0 | 0 | 0
PV | 0 | 0 | 0 | 0 | 1099.26 | 0
PeakG | 478.5 | 0 | 4350.34 | 0 | 0 | 0
PeakO | 1864.63 | 0 | 0 | 0 | 0 | 0
ST | 0 | 0 | 0 | 0 | 0 | 0
STOG | 35848.49 | 0 | 1123.42 | 126 | 0 | 0
STWD | 139 | 0 | 0 | 0 | 0 | 0
WT | 0 | 0 | 0 | 0 | 3934.2 | 517.8
IGCC | 0 | 0 | 0 | 0 | 0 | 0
DemandResponse | 0 | 0 | 0 | 0 | 0 | 0
IGCC-CCS | 0 | 0 | 0 | 0 | 0 | 0
WT_off | 0 | 0 | 0 | 0 | 468 | 2105
PseudoUnit | 0 | 0 | 0 | 0 | 0 | 0
FixedInterchange | 0 | 0 | 0 | 0 | 0 | 0
Retirements of Capacity by Reporting Type: Outside_EI
ReportingType | 2015 | 2020 | 2025 | 2030 | 2035 | 2040
BM | 0 | 0 | 0 | 0 | 0 | 0
CC | 2773 | 0 | 0 | 0 | 198.76 | 0
CSP | 475 | 0 | 0 | 0 | 0 | 0
CT | 0 | 0 | 0 | 0 | 1239.5 | 0
Coal | 3031.78 | 198.7 | 354.72 | 0 | 101.2 | 244.28
Geo | 4.8 | 0 | 0 | 0 | 0 | 0
H | 0 | 0 | 0 | 0 | 0 | 0
LFG | 0 | 0 | 0 | 0 | 0 | 0
Nuc | 0 | 0 | 0 | 0 | 0 | 0
PS | 0 | 0 | 0 | 0 | 0 | 0
PV | 0 | 0 | 0 | 0 | 24.3 | 0
PeakG | 5377.9 | 35.86 | 0 | 0 | 0 | 1829.39
PeakO | 560 | 0 | 97.41 | 0 | 0 | 0
ST | 0 | 0 | 0 | 0 | 0 | 0
STOG | 7491.99 | 0 | 0 | 0 | 0 | 0
STWD | 355.91 | 0 | 0 | 0 | 0 | 0
WT | 126.2 | 0 | 0 | 0 | 0 | 0
IGCC | 0 | 0 | 0 | 0 | 0 | 0
DemandResponse | 0 | 0 | 0 | 0 | 0 | 0
IGCC-CCS | 0 | 0 | 0 | 0 | 0 | 0
WT_off | 0 | 0 | 0 | 0 | 0 | 0
PseudoUnit | 0 | 0 | 0 | 0 | 0 | 0
FixedInterchange | 0 | 0 | 0 | 0 | 0 | 0
#4 | Cumulative Retirements of Capacity (MW)
Cumulative Retirements of Capacity by Reporting Type: Entergy
ReportingType | 2015 | 2020 | 2025 | 2030 | 2035 | 2040
BM | 0 | 0 | 0 | 0 | 0 | 0
CC | 0 | 0 | 0 | 0 | 0 | 0
CSP | 0 | 0 | 0 | 0 | 0 | 0
CT | 0 | 0 | 0 | 0 | 0 | 0
Coal | 892.9 | 892.9 | 892.9 | 892.9 | 892.9 | 892.9
Geo | 0 | 0 | 0 | 0 | 0 | 0
H | 0 | 0 | 0 | 0 | 0 | 0
LFG | 0 | 0 | 0 | 0 | 0 | 0
Nuc | 0 | 0 | 0 | 0 | 842 | 1839
PS | 0 | 0 | 0 | 0 | 0 | 0
PV | 0 | 0 | 0 | 0 | 0 | 0
PeakG | 0 | 0 | 0 | 0 | 0 | 0
PeakO | 0 | 0 | 0 | 0 | 0 | 0
ST | 0 | 0 | 0 | 0 | 0 | 0
STOG | 10913.28 | 10913.28 | 11861.72 | 11861.72 | 11861.72 | 11861.72
STWD | 0 | 0 | 0 | 0 | 0 | 0
WT | 0 | 0 | 0 | 0 | 0 | 0
IGCC | 0 | 0 | 0 | 0 | 0 | 0
DemandResponse | 0 | 0 | 0 | 0 | 0 | 0
IGCC-CCS | 0 | 0 | 0 | 0 | 0 | 0
WT_off | 0 | 0 | 0 | 0 | 0 | 0
PseudoUnit | 0 | 0 | 0 | 0 | 0 | 0
FixedInterchange | 0 | 0 | 0 | 0 | 0 | 0
Cumulative Retirements of Capacity by Reporting Type: FRCC
ReportingType | 2015 | 2020 | 2025 | 2030 | 2035 | 2040
BM | 0 | 0 | 0 | 0 | 0 | 0
CC | 0 | 0 | 0 | 0 | 0 | 0
CSP | 0 | 0 | 0 | 0 | 0 | 0
CT | 0 | 0 | 0 | 0 | 0 | 0
Coal | 466 | 1335 | 1335 | 1335 | 1335 | 1335
Geo | 0 | 0 | 0 | 0 | 0 | 0
H | 0 | 0 | 0 | 0 | 0 | 0
LFG | 0 | 0 | 0 | 0 | 0 | 0
Nuc | 0 | 0 | 0 | 0 | 1615.33 | 3292.33
PS | 0 | 0 | 0 | 0 | 0 | 0
PV | 0 | 0 | 0 | 0 | 0 | 0
PeakG | 0 | 0 | 0 | 0 | 0 | 0
PeakO | 0 | 0 | 0 | 0 | 0 | 0
ST | 0 | 0 | 0 | 0 | 0 | 0
STOG | 5372.35 | 5372.35 | 5547.33 | 5547.33 | 5547.33 | 5547.33
STWD | 0 | 0 | 0 | 0 | 0 | 0
WT | 0 | 0 | 0 | 0 | 0 | 0
IGCC | 0 | 0 | 0 | 0 | 0 | 0
DemandResponse | 0 | 0 | 0 | 0 | 0 | 0
IGCC-CCS | 0 | 0 | 0 | 0 | 0 | 0
WT_off | 0 | 0 | 0 | 0 | 0 | 0
PseudoUnit | 0 | 0 | 0 | 0 | 0 | 0
FixedInterchange | 0 | 0 | 0 | 0 | 0 | 0
Cumulative Retirements of Capacity by Reporting Type: MAPP_US
ReportingType | 2015 | 2020 | 2025 | 2030 | 2035 | 2040
BM | 0 | 0 | 0 | 0 | 0 | 0
CC | 0 | 0 | 0 | 0 | 0 | 0
CSP | 0 | 0 | 0 | 0 | 0 | 0
CT | 0 | 0 | 0 | 0 | 0 | 0
Coal | 612.6 | 1186.5 | 1186.5 | 1186.5 | 1186.5 | 1186.5
Geo | 0 | 0 | 0 | 0 | 0 | 0
H | 0 | 0 | 0 | 0 | 0 | 0
LFG | 0 | 0 | 0 | 0 | 0 | 0
Nuc | 0 | 0 | 0 | 0 | 0 | 0
PS | 0 | 0 | 0 | 0 | 0 | 0
PV | 0 | 0 | 0 | 0 | 0 | 0
PeakG | 0 | 0 | 0 | 0 | 0 | 0
PeakO | 288.28 | 288.28 | 288.28 | 288.28 | 288.28 | 288.28
ST | 0 | 0 | 0 | 0 | 0 | 0
STOG | 36 | 36 | 36 | 36 | 36 | 36
STWD | 0 | 0 | 0 | 0 | 0 | 0
WT | 0 | 0 | 0 | 0 | 0 | 0
IGCC | 0 | 0 | 0 | 0 | 0 | 0
DemandResponse | 0 | 0 | 0 | 0 | 0 | 0
IGCC-CCS | 0 | 0 | 0 | 0 | 0 | 0
WT_off | 0 | 0 | 0 | 0 | 0 | 0
PseudoUnit | 0 | 0 | 0 | 0 | 0 | 0
FixedInterchange | 0 | 0 | 0 | 0 | 0 | 0
Cumulative Retirements of Capacity by Reporting Type: MISO_IN
ReportingType | 2015 | 2020 | 2025 | 2030 | 2035 | 2040
BM | 0 | 0 | 0 | 0 | 0 | 0
CC | 0 | 0 | 0 | 0 | 0 | 0
CSP | 0 | 0 | 0 | 0 | 0 | 0
CT | 0 | 0 | 0 | 0 | 0 | 0
Coal | 1360.9 | 1360.9 | 1360.9 | 1360.9 | 1360.9 | 1360.9
Geo | 0 | 0 | 0 | 0 | 0 | 0
H | 0 | 0 | 0 | 0 | 0 | 0
LFG | 0 | 0 | 0 | 0 | 0 | 0
Nuc | 0 | 0 | 0 | 0 | 0 | 0
PS | 0 | 0 | 0 | 0 | 0 | 0
PV | 0 | 0 | 0 | 0 | 0 | 0
PeakG | 0 | 0 | 0 | 0 | 0 | 0
PeakO | 0 | 0 | 0 | 0 | 0 | 0
ST | 0 | 0 | 0 | 0 | 0 | 0
STOG | 0 | 0 | 0 | 0 | 0 | 0
STWD | 0 | 0 | 0 | 0 | 0 | 0
WT | 0 | 0 | 0 | 0 | 0 | 0
IGCC | 0 | 0 | 0 | 0 | 0 | 0
DemandResponse | 0 | 0 | 0 | 0 | 0 | 0
IGCC-CCS | 0 | 0 | 0 | 0 | 0 | 0
WT_off | 0 | 0 | 0 | 0 | 0 | 0
PseudoUnit | 0 | 0 | 0 | 0 | 0 | 0
FixedInterchange | 0 | 0 | 0 | 0 | 0 | 0
Cumulative Retirements of Capacity by Reporting Type: MISO_MI
ReportingType | 2015 | 2020 | 2025 | 2030 | 2035 | 2040
BM | 0 | 0 | 0 | 0 | 0 | 0
CC | 0 | 0 | 0 | 0 | 0 | 0
CSP | 0 | 0 | 0 | 0 | 0 | 0
CT | 0 | 0 | 0 | 0 | 0 | 0
Coal | 2114.39 | 3513 | 3513 | 3513 | 3513 | 3513
Geo | 0 | 0 | 0 | 0 | 0 | 0
H | 0 | 0 | 0 | 0 | 0 | 0
LFG | 0 | 0 | 0 | 0 | 0 | 0
Nuc | 0 | 0 | 0 | 0 | 778 | 778
PS | 0 | 0 | 0 | 0 | 0 | 0
PV | 0 | 0 | 0 | 0 | 0 | 0
PeakG | 0 | 0 | 0 | 0 | 0 | 0
PeakO | 0 | 0 | 0 | 0 | 0 | 0
ST | 0 | 0 | 0 | 0 | 0 | 0
STOG | 0 | 0 | 0 | 0 | 0 | 0
STWD | 0 | 0 | 0 | 0 | 0 | 0
WT | 0 | 0 | 0 | 0 | 0 | 0
IGCC | 0 | 0 | 0 | 0 | 0 | 0
DemandResponse | 0 | 0 | 0 | 0 | 0 | 0
IGCC-CCS | 0 | 0 | 0 | 0 | 0 | 0
WT_off | 0 | 0 | 0 | 0 | 0 | 0
PseudoUnit | 0 | 0 | 0 | 0 | 0 | 0
FixedInterchange | 0 | 0 | 0 | 0 | 0 | 0
Cumulative Retirements of Capacity by Reporting Type: MISO_MO-IL
ReportingType | 2015 | 2020 | 2025 | 2030 | 2035 | 2040
BM | 0 | 0 | 0 | 0 | 0 | 0
CC | 0 | 0 | 0 | 0 | 0 | 0
CSP | 0 | 0 | 0 | 0 | 0 | 0
CT | 0 | 0 | 0 | 0 | 0 | 0
Coal | 1024.7 | 2319.7 | 2319.7 | 2319.7 | 2319.7 | 2319.7
Geo | 0 | 0 | 0 | 0 | 0 | 0
H | 0 | 0 | 0 | 0 | 0 | 0
LFG | 0 | 0 | 0 | 0 | 0 | 0
Nuc | 0 | 0 | 0 | 0 | 0 | 0
PS | 0 | 0 | 0 | 0 | 0 | 0
PV | 0 | 0 | 0 | 0 | 0 | 0
PeakG | 0 | 0 | 0 | 0 | 0 | 0
PeakO | 0 | 0 | 0 | 0 | 0 | 0
ST | 0 | 0 | 0 | 0 | 0 | 0
STOG | 0 | 0 | 0 | 0 | 0 | 0
STWD | 0 | 0 | 0 | 0 | 0 | 0
WT | 0 | 0 | 0 | 0 | 0 | 0
IGCC | 0 | 0 | 0 | 0 | 0 | 0
DemandResponse | 0 | 0 | 0 | 0 | 0 | 0
IGCC-CCS | 0 | 0 | 0 | 0 | 0 | 0
WT_off | 0 | 0 | 0 | 0 | 0 | 0
PseudoUnit | 0 | 0 | 0 | 0 | 0 | 0
FixedInterchange | 0 | 0 | 0 | 0 | 0 | 0
Cumulative Retirements of Capacity by Reporting Type: MISO_W
ReportingType | 2015 | 2020 | 2025 | 2030 | 2035 | 2040
BM | 0 | 0 | 0 | 0 | 0 | 0
CC | 0 | 0 | 0 | 0 | 0 | 0
CSP | 0 | 0 | 0 | 0 | 0 | 0
CT | 0 | 0 | 0 | 0 | 0 | 0
Coal | 2315.97 | 2928.56 | 2928.56 | 2928.56 | 2928.56 | 2928.56
Geo | 0 | 0 | 0 | 0 | 0 | 0
H | 0 | 0 | 0 | 0 | 0 | 0
LFG | 0 | 0 | 0 | 0 | 0 | 0
Nuc | 0 | 0 | 0 | 0 | 2361.23 | 2361.23
PS | 0 | 0 | 0 | 0 | 0 | 0
PV | 0 | 0 | 0 | 0 | 0 | 0
PeakG | 0 | 0 | 0 | 0 | 0 | 0
PeakO | 0 | 0 | 0 | 0 | 0 | 0
ST | 0 | 0 | 0 | 0 | 0 | 0
STOG | 0 | 0 | 0 | 0 | 0 | 0
STWD | 0 | 0 | 0 | 0 | 0 | 0
WT | 0 | 0 | 0 | 0 | 0 | 0
IGCC | 0 | 0 | 0 | 0 | 0 | 0
DemandResponse | 0 | 0 | 0 | 0 | 0 | 0
IGCC-CCS | 0 | 0 | 0 | 0 | 0 | 0
WT_off | 0 | 0 | 0 | 0 | 0 | 0
PseudoUnit | 0 | 0 | 0 | 0 | 0 | 0
FixedInterchange | 0 | 0 | 0 | 0 | 0 | 0
Cumulative Retirements of Capacity by Reporting Type: MISO_WUMS
ReportingType | 2015 | 2020 | 2025 | 2030 | 2035 | 2040
BM | 0 | 0 | 0 | 0 | 0 | 0
CC | 0 | 0 | 0 | 0 | 0 | 0
CSP | 0 | 0 | 0 | 0 | 0 | 0
CT | 0 | 0 | 0 | 0 | 0 | 0
Coal | 2975.1 | 3295.5 | 3295.5 | 3295.5 | 3295.5 | 3295.5
Geo | 0 | 0 | 0 | 0 | 0 | 0
H | 0 | 0 | 0 | 0 | 0 | 0
LFG | 0 | 0 | 0 | 0 | 0 | 0
Nuc | 0 | 0 | 0 | 0 | 1816.9 | 1816.9
PS | 0 | 0 | 0 | 0 | 0 | 0
PV | 0 | 0 | 0 | 0 | 0 | 0
PeakG | 0 | 0 | 0 | 0 | 0 | 0
PeakO | 0 | 0 | 0 | 0 | 0 | 0
ST | 0 | 0 | 0 | 0 | 0 | 0
STOG | 59.5 | 59.5 | 59.5 | 59.5 | 59.5 | 59.5
STWD | 0 | 0 | 0 | 0 | 0 | 0
WT | 0 | 0 | 0 | 0 | 0 | 0
IGCC | 0 | 0 | 0 | 0 | 0 | 0
DemandResponse | 0 | 0 | 0 | 0 | 0 | 0
IGCC-CCS | 0 | 0 | 0 | 0 | 0 | 0
WT_off | 0 | 0 | 0 | 0 | 0 | 0
PseudoUnit | 0 | 0 | 0 | 0 | 0 | 0
FixedInterchange | 0 | 0 | 0 | 0 | 0 | 0
Cumulative Retirements of Capacity by Reporting Type: Nebraska
ReportingType | 2015 | 2020 | 2025 | 2030 | 2035 | 2040
BM | 0 | 0 | 0 | 0 | 0 | 0
CC | 0 | 0 | 0 | 0 | 0 | 0
CSP | 0 | 0 | 0 | 0 | 0 | 0
CT | 0 | 0 | 0 | 0 | 0 | 0
Coal | 0 | 0 | 0 | 0 | 0 | 0
Geo | 0 | 0 | 0 | 0 | 0 | 0
H | 0 | 0 | 0 | 0 | 0 | 0
LFG | 0 | 0 | 0 | 0 | 0 | 0
Nuc | 0 | 0 | 0 | 0 | 1251.8 | 1251.8
PS | 0 | 0 | 0 | 0 | 0 | 0
PV | 0 | 0 | 0 | 0 | 0 | 0
PeakG | 0 | 0 | 0 | 0 | 0 | 0
PeakO | 0 | 0 | 0 | 0 | 0 | 0
ST | 0 | 0 | 0 | 0 | 0 | 0
STOG | 0 | 0 | 0 | 0 | 0 | 0
STWD | 0 | 0 | 0 | 0 | 0 | 0
WT | 0 | 0 | 0 | 0 | 0 | 0
IGCC | 0 | 0 | 0 | 0 | 0 | 0
DemandResponse | 0 | 0 | 0 | 0 | 0 | 0
IGCC-CCS | 0 | 0 | 0 | 0 | 0 | 0
WT_off | 0 | 0 | 0 | 0 | 0 | 0
PseudoUnit | 0 | 0 | 0 | 0 | 0 | 0
FixedInterchange | 0 | 0 | 0 | 0 | 0 | 0
Cumulative Retirements of Capacity by Reporting Type: NEISO
ReportingType | 2015 | 2020 | 2025 | 2030 | 2035 | 2040
BM | 0 | 0 | 0 | 0 | 0 | 0
CC | 2020.21 | 2020.46 | 2020.46 | 2020.46 | 2020.46 | 2020.46
CSP | 0 | 0 | 0 | 0 | 0 | 0
CT | 0 | 0 | 0 | 9.5 | 9.5 | 9.5
Coal | 2250.13 | 2570.13 | 2570.13 | 2570.13 | 2570.13 | 2570.13
Geo | 0 | 0 | 0 | 0 | 0 | 0
H | 0 | 0 | 0 | 0 | 0 | 0
LFG | 0 | 0 | 0 | 0 | 0 | 0
Nuc | 0 | 0 | 0 | 0 | 1289 | 2165.92
PS | 0 | 0 | 0 | 0 | 0 | 0
PV | 0 | 0 | 0 | 0 | 0 | 0
PeakG | 0 | 0 | 0 | 0 | 0 | 0
PeakO | 0 | 0 | 0 | 0 | 0 | 0
ST | 0 | 0 | 0 | 0 | 0 | 0
STOG | 6237 | 6237 | 6237 | 6237 | 6237 | 6237
STWD | 0 | 0 | 0 | 0 | 0 | 0
WT | 0 | 0 | 0 | 0 | 0 | 0
IGCC | 0 | 0 | 0 | 0 | 0 | 0
DemandResponse | 0 | 0 | 0 | 0 | 0 | 0
IGCC-CCS | 0 | 0 | 0 | 0 | 0 | 0
WT_off | 0 | 0 | 0 | 0 | 468 | 1626
PseudoUnit | 0 | 0 | 0 | 0 | 0 | 0
FixedInterchange | 0 | 0 | 0 | 0 | 0 | 0
Cumulative Retirements of Capacity by Reporting Type: NonRTO_Midwest
ReportingType | 2015 | 2020 | 2025 | 2030 | 2035 | 2040
BM | 0 | 0 | 0 | 0 | 0 | 0
CC | 0 | 0 | 0 | 0 | 0 | 0
CSP | 0 | 0 | 0 | 0 | 0 | 0
CT | 0 | 0 | 0 | 0 | 0 | 0
Coal | 1789.65 | 1789.65 | 1789.65 | 1789.65 | 1789.65 | 1789.65
Geo | 0 | 0 | 0 | 0 | 0 | 0
H | 0 | 0 | 0 | 0 | 0 | 0
LFG | 0 | 0 | 0 | 0 | 0 | 0
Nuc | 0 | 0 | 0 | 0 | 0 | 0
PS | 0 | 0 | 0 | 0 | 0 | 0
PV | 0 | 0 | 0 | 0 | 0 | 0
PeakG | 0 | 0 | 0 | 0 | 0 | 0
PeakO | 0 | 0 | 0 | 0 | 0 | 0
ST | 0 | 0 | 0 | 0 | 0 | 0
STOG | 0 | 0 | 0 | 0 | 0 | 0
STWD | 0 | 0 | 0 | 0 | 0 | 0
WT | 0 | 0 | 0 | 0 | 0 | 0
IGCC | 0 | 0 | 0 | 0 | 0 | 0
DemandResponse | 0 | 0 | 0 | 0 | 0 | 0
IGCC-CCS | 0 | 0 | 0 | 0 | 0 | 0
WT_off | 0 | 0 | 0 | 0 | 0 | 0
PseudoUnit | 0 | 0 | 0 | 0 | 0 | 0
FixedInterchange | 0 | 0 | 0 | 0 | 0 | 0
Cumulative Retirements of Capacity by Reporting Type: NYISO_A-F
ReportingType | 2015 | 2020 | 2025 | 2030 | 2035 | 2040
BM | 0 | 0 | 0 | 0 | 0 | 0
CC | 0 | 0 | 0 | 0 | 0 | 0
CSP | 0 | 0 | 0 | 0 | 0 | 0
CT | 0 | 0 | 0 | 0 | 0 | 0
Coal | 2251.9 | 2251.9 | 2251.9 | 2251.9 | 2251.9 | 2251.9
Geo | 0 | 0 | 0 | 0 | 0 | 0
H | 0 | 0 | 0 | 0 | 0 | 0
LFG | 0 | 0 | 0 | 0 | 0 | 0
Nuc | 0 | 0 | 0 | 621.2 | 1201.7 | 2053.9
PS | 0 | 0 | 0 | 0 | 0 | 0
PV | 0 | 0 | 0 | 0 | 0 | 0
PeakG | 0 | 0 | 0 | 0 | 0 | 0
PeakO | 0 | 0 | 0 | 0 | 0 | 0
ST | 0 | 0 | 0 | 0 | 0 | 0
STOG | 1701 | 1701 | 1701 | 1701 | 1701 | 1701
STWD | 0 | 0 | 0 | 0 | 0 | 0
WT | 0 | 0 | 0 | 0 | 1828.3 | 2346.1
IGCC | 0 | 0 | 0 | 0 | 0 | 0
DemandResponse | 0 | 0 | 0 | 0 | 0 | 0
IGCC-CCS | 0 | 0 | 0 | 0 | 0 | 0
WT_off | 0 | 0 | 0 | 0 | 0 | 0
PseudoUnit | 0 | 0 | 0 | 0 | 0 | 0
FixedInterchange | 0 | 0 | 0 | 0 | 0 | 0
Cumulative Retirements of Capacity by Reporting Type: NYISO_G-I
ReportingType | 2015 | 2020 | 2025 | 2030 | 2035 | 2040
BM | 0 | 0 | 0 | 0 | 0 | 0
CC | 0 | 0 | 0 | 0 | 0 | 0
CSP | 0 | 0 | 0 | 0 | 0 | 0
CT | 0 | 0 | 0 | 0 | 0 | 0
Coal | 368.2 | 368.2 | 368.2 | 368.2 | 368.2 | 368.2
Geo | 0 | 0 | 0 | 0 | 0 | 0
H | 0 | 0 | 0 | 0 | 0 | 0
LFG | 0 | 0 | 0 | 0 | 0 | 0
Nuc | 0 | 0 | 0 | 0 | 1019.6 | 2044.6
PS | 0 | 0 | 0 | 0 | 0 | 0
PV | 0 | 0 | 0 | 0 | 0 | 0
PeakG | 0 | 0 | 0 | 0 | 0 | 0
PeakO | 0 | 0 | 0 | 0 | 0 | 0
ST | 0 | 0 | 0 | 0 | 0 | 0
STOG | 2431 | 2431 | 2431 | 2431 | 2431 | 2431
STWD | 0 | 0 | 0 | 0 | 0 | 0
WT | 0 | 0 | 0 | 0 | 0 | 0
IGCC | 0 | 0 | 0 | 0 | 0 | 0
DemandResponse | 0 | 0 | 0 | 0 | 0 | 0
IGCC-CCS | 0 | 0 | 0 | 0 | 0 | 0
WT_off | 0 | 0 | 0 | 0 | 0 | 0
PseudoUnit | 0 | 0 | 0 | 0 | 0 | 0
FixedInterchange | 0 | 0 | 0 | 0 | 0 | 0
Cumulative Retirements of Capacity by Reporting Type: NYISO_J-K
ReportingType | 2015 | 2020 | 2025 | 2030 | 2035 | 2040
BM | 0 | 0 | 0 | 0 | 0 | 0
CC | 0 | 0 | 0 | 0 | 0 | 0
CSP | 0 | 0 | 0 | 0 | 0 | 0
CT | 0 | 0 | 0 | 0 | 0 | 0
Coal | 0 | 0 | 0 | 0 | 0 | 0
Geo | 0 | 0 | 0 | 0 | 0 | 0
H | 0 | 0 | 0 | 0 | 0 | 0
LFG | 0 | 0 | 0 | 0 | 0 | 0
Nuc | 0 | 0 | 0 | 0 | 0 | 0
PS | 0 | 0 | 0 | 0 | 0 | 0
PV | 0 | 0 | 0 | 0 | 32 | 32
PeakG | 0 | 0 | 0 | 0 | 0 | 0
PeakO | 0 | 0 | 0 | 0 | 0 | 0
ST | 0 | 0 | 0 | 0 | 0 | 0
STOG | 2671.58 | 2671.58 | 2671.58 | 2671.58 | 2671.58 | 2671.58
STWD | 0 | 0 | 0 | 0 | 0 | 0
WT | 0 | 0 | 0 | 0 | 0 | 0
IGCC | 0 | 0 | 0 | 0 | 0 | 0
DemandResponse | 0 | 0 | 0 | 0 | 0 | 0
IGCC-CCS | 0 | 0 | 0 | 0 | 0 | 0
WT_off | 0 | 0 | 0 | 0 | 0 | 947
PseudoUnit | 0 | 0 | 0 | 0 | 0 | 0
FixedInterchange | 0 | 0 | 0 | 0 | 0 | 0
Cumulative Retirements of Capacity by Reporting Type: PJM_E
ReportingType | 2015 | 2020 | 2025 | 2030 | 2035 | 2040
BM | 0 | 0 | 0 | 0 | 0 | 0
CC | 0 | 0 | 0 | 0 | 0 | 0
CSP | 0 | 0 | 0 | 0 | 0 | 0
CT | 0 | 0 | 0 | 0 | 0 | 0
Coal | 3285 | 3853 | 3853 | 3853 | 3853 | 3853
Geo | 0 | 0 | 0 | 0 | 0 | 0
H | 0 | 0 | 0 | 0 | 0 | 0
LFG | 0 | 0 | 0 | 0 | 0 | 0
Nuc | 0 | 614.5 | 614.5 | 614.5 | 2838.5 | 4012.5
PS | 0 | 0 | 0 | 0 | 0 | 0
PV | 0 | 0 | 0 | 0 | 0 | 0
PeakG | 268.5 | 268.5 | 268.5 | 268.5 | 268.5 | 268.5
PeakO | 2.7 | 2.7 | 2.7 | 2.7 | 2.7 | 2.7
ST | 0 | 0 | 0 | 0 | 0 | 0
STOG | 1041.16 | 1041.16 | 1041.16 | 1041.16 | 1041.16 | 1041.16
STWD | 0 | 0 | 0 | 0 | 0 | 0
WT | 0 | 0 | 0 | 0 | 0 | 0
IGCC | 0 | 0 | 0 | 0 | 0 | 0
DemandResponse | 0 | 0 | 0 | 0 | 0 | 0
IGCC-CCS | 0 | 0 | 0 | 0 | 0 | 0
WT_off | 0 | 0 | 0 | 0 | 0 | 0
PseudoUnit | 0 | 0 | 0 | 0 | 0 | 0
FixedInterchange | 0 | 0 | 0 | 0 | 0 | 0
Cumulative Retirements of Capacity by Reporting Type: PJM_ROM
ReportingType | 2015 | 2020 | 2025 | 2030 | 2035 | 2040
BM | 0 | 0 | 0 | 0 | 0 | 0
CC | 0 | 0 | 0 | 0 | 0 | 0
CSP | 0 | 0 | 0 | 0 | 0 | 0
CT | 0 | 0 | 0 | 0 | 0 | 0
Coal | 9289.5 | 10523.5 | 10523.5 | 10523.5 | 10523.5 | 10523.5
Geo | 0 | 0 | 0 | 0 | 0 | 0
H | 0 | 0 | 0 | 0 | 0 | 0
LFG | 0 | 0 | 0 | 0 | 0 | 0
Nuc | 0 | 0 | 0 | 0 | 1732 | 2631
PS | 0 | 0 | 0 | 0 | 0 | 0
PV | 0 | 0 | 0 | 0 | 0 | 0
PeakG | 0 | 0 | 0 | 0 | 0 | 0
PeakO | 270 | 270 | 270 | 270 | 270 | 270
ST | 0 | 0 | 0 | 0 | 0 | 0
STOG | 580 | 580 | 580 | 580 | 580 | 580
STWD | 0 | 0 | 0 | 0 | 0 | 0
WT | 0 | 0 | 0 | 0 | 0 | 0
IGCC | 0 | 0 | 0 | 0 | 0 | 0
DemandResponse | 0 | 0 | 0 | 0 | 0 | 0
IGCC-CCS | 0 | 0 | 0 | 0 | 0 | 0
WT_off | 0 | 0 | 0 | 0 | 0 | 0
PseudoUnit | 0 | 0 | 0 | 0 | 0 | 0
FixedInterchange | 0 | 0 | 0 | 0 | 0 | 0
Cumulative Retirements of Capacity by Reporting Type: PJM_ROR
ReportingType | 2015 | 2020 | 2025 | 2030 | 2035 | 2040
BM | 0 | 0 | 0 | 0 | 0 | 0
CC | 0 | 0 | 0 | 0 | 0 | 0
CSP | 0 | 0 | 0 | 0 | 0 | 0
CT | 0 | 0 | 0 | 0 | 0 | 0
Coal | 12835.92 | 24984.19 | 24984.19 | 24984.19 | 24984.19 | 24984.19
Geo | 0 | 0 | 0 | 0 | 0 | 0
H | 0 | 0 | 0 | 0 | 0 | 0
LFG | 0 | 0 | 0 | 0 | 0 | 0
Nuc | 0 | 0 | 0 | 867 | 5142 | 10025.16
PS | 0 | 0 | 0 | 0 | 0 | 0
PV | 0 | 0 | 0 | 0 | 0 | 0
PeakG | 0 | 0 | 0 | 0 | 0 | 0
PeakO | 19 | 19 | 19 | 19 | 19 | 19
ST | 0 | 0 | 0 | 0 | 0 | 0
STOG | 35 | 35 | 35 | 35 | 35 | 35
STWD | 0 | 0 | 0 | 0 | 0 | 0
WT | 0 | 0 | 0 | 0 | 0 | 0
IGCC | 0 | 0 | 0 | 0 | 0 | 0
DemandResponse | 0 | 0 | 0 | 0 | 0 | 0
IGCC-CCS | 0 | 0 | 0 | 0 | 0 | 0
WT_off | 0 | 0 | 0 | 0 | 0 | 0
PseudoUnit | 0 | 0 | 0 | 0 | 0 | 0
FixedInterchange | 0 | 0 | 0 | 0 | 0 | 0
Cumulative Retirements of Capacity by Reporting Type: SOCO
ReportingType | 2015 | 2020 | 2025 | 2030 | 2035 | 2040
BM | 0 | 0 | 0 | 0 | 0 | 0
CC | 0 | 0 | 186 | 186 | 186 | 186
CSP | 0 | 0 | 0 | 0 | 0 | 0
CT | 0 | 0 | 0 | 0 | 0 | 0
Coal | 10536.12 | 11493 | 11493 | 11493 | 11493 | 11493
Geo | 0 | 0 | 0 | 0 | 0 | 0
H | 0 | 0 | 0 | 0 | 0 | 0
LFG | 0 | 0 | 0 | 0 | 0 | 0
Nuc | 0 | 0 | 0 | 0 | 0 | 2645.05
PS | 0 | 0 | 0 | 0 | 0 | 0
PV | 0 | 0 | 0 | 0 | 0 | 0
PeakG | 210 | 210 | 4560.34 | 4560.34 | 4560.34 | 4560.34
PeakO | 1139 | 1139 | 1139 | 1139 | 1139 | 1139
ST | 0 | 0 | 0 | 0 | 0 | 0
STOG | 854 | 854 | 854 | 854 | 854 | 854
STWD | 0 | 0 | 0 | 0 | 0 | 0
WT | 0 | 0 | 0 | 0 | 0 | 0
IGCC | 0 | 0 | 0 | 0 | 0 | 0
DemandResponse | 0 | 0 | 0 | 0 | 0 | 0
IGCC-CCS | 0 | 0 | 0 | 0 | 0 | 0
WT_off | 0 | 0 | 0 | 0 | 0 | 0
PseudoUnit | 0 | 0 | 0 | 0 | 0 | 0
FixedInterchange | 0 | 0 | 0 | 0 | 0 | 0
Cumulative Retirements of Capacity by Reporting Type: SPP_N
ReportingType | 2015 | 2020 | 2025 | 2030 | 2035 | 2040
BM | 0 | 0 | 0 | 0 | 0 | 0
CC | 0 | 0 | 0 | 0 | 0 | 0
CSP | 0 | 0 | 0 | 0 | 0 | 0
CT | 0 | 0 | 0 | 0 | 0 | 0
Coal | 0 | 374.9 | 713.21 | 713.21 | 713.21 | 713.21
Geo | 0 | 0 | 0 | 0 | 0 | 0
H | 0 | 0 | 0 | 0 | 0 | 0
LFG | 0 | 0 | 0 | 0 | 0 | 0
Nuc | 0 | 0 | 0 | 0 | 0 | 0
PS | 0 | 0 | 0 | 0 | 0 | 0
PV | 0 | 0 | 0 | 0 | 0 | 0
PeakG | 0 | 0 | 0 | 0 | 0 | 0
PeakO | 0 | 0 | 0 | 0 | 0 | 0
ST | 0 | 0 | 0 | 0 | 0 | 0
STOG | 54 | 54 | 54 | 54 | 54 | 54
STWD | 0 | 0 | 0 | 0 | 0 | 0
WT | 0 | 0 | 0 | 0 | 0 | 0
IGCC | 0 | 0 | 0 | 0 | 0 | 0
DemandResponse | 0 | 0 | 0 | 0 | 0 | 0
IGCC-CCS | 0 | 0 | 0 | 0 | 0 | 0
WT_off | 0 | 0 | 0 | 0 | 0 | 0
PseudoUnit | 0 | 0 | 0 | 0 | 0 | 0
FixedInterchange | 0 | 0 | 0 | 0 | 0 | 0
Cumulative Retirements of Capacity by Reporting Type: SPP_S
ReportingType | 2015 | 2020 | 2025 | 2030 | 2035 | 2040
BM | 0 | 0 | 0 | 0 | 0 | 0
CC | 0 | 0 | 0 | 0 | 0 | 0
CSP | 0 | 0 | 0 | 0 | 0 | 0
CT | 0 | 0 | 0 | 0 | 0 | 0
Coal | 1058 | 1058 | 1586 | 1586 | 1586 | 1586
Geo | 0 | 0 | 0 | 0 | 0 | 0
H | 0 | 0 | 0 | 0 | 0 | 0
LFG | 0 | 0 | 0 | 0 | 0 | 0
Nuc | 0 | 0 | 0 | 0 | 0 | 0
PS | 0 | 0 | 0 | 0 | 0 | 0
PV | 0 | 0 | 0 | 0 | 0 | 0
PeakG | 0 | 0 | 0 | 0 | 0 | 0
PeakO | 0 | 0 | 0 | 0 | 0 | 0
ST | 0 | 0 | 0 | 0 | 0 | 0
STOG | 1736.62 | 1736.62 | 1736.62 | 1736.62 | 1736.62 | 1736.62
STWD | 0 | 0 | 0 | 0 | 0 | 0
WT | 0 | 0 | 0 | 0 | 0 | 0
IGCC | 0 | 0 | 0 | 0 | 0 | 0
DemandResponse | 0 | 0 | 0 | 0 | 0 | 0
IGCC-CCS | 0 | 0 | 0 | 0 | 0 | 0
WT_off | 0 | 0 | 0 | 0 | 0 | 0
PseudoUnit | 0 | 0 | 0 | 0 | 0 | 0
FixedInterchange | 0 | 0 | 0 | 0 | 0 | 0
Cumulative Retirements of Capacity by Reporting Type: TVA
ReportingType | 2015 | 2020 | 2025 | 2030 | 2035 | 2040
BM | 0 | 0 | 0 | 0 | 0 | 0
CC | 0 | 0 | 0 | 0 | 0 | 0
CSP | 0 | 0 | 0 | 0 | 0 | 0
CT | 0 | 0 | 0 | 0 | 0 | 0
Coal | 3610.95 | 5836.57 | 6020.87 | 6020.87 | 6020.87 | 6020.87
Geo | 0 | 0 | 0 | 0 | 0 | 0
H | 0 | 0 | 0 | 0 | 0 | 0
LFG | 0 | 0 | 0 | 0 | 0 | 0
Nuc | 0 | 0 | 0 | 0 | 2512.33 | 3791
PS | 0 | 0 | 0 | 0 | 0 | 0
PV | 0 | 0 | 0 | 0 | 0 | 0
PeakG | 0 | 0 | 0 | 0 | 0 | 0
PeakO | 0 | 0 | 0 | 0 | 0 | 0
ST | 0 | 0 | 0 | 0 | 0 | 0
STOG | 0 | 0 | 0 | 0 | 0 | 0
STWD | 0 | 0 | 0 | 0 | 0 | 0
WT | 0 | 0 | 0 | 0 | 0 | 0
IGCC | 0 | 0 | 0 | 0 | 0 | 0
DemandResponse | 0 | 0 | 0 | 0 | 0 | 0
IGCC-CCS | 0 | 0 | 0 | 0 | 0 | 0
WT_off | 0 | 0 | 0 | 0 | 0 | 0
PseudoUnit | 0 | 0 | 0 | 0 | 0 | 0
FixedInterchange | 0 | 0 | 0 | 0 | 0 | 0
Cumulative Retirements of Capacity by Reporting Type: TVA_Transmission
ReportingType | 2015 | 2020 | 2025 | 2030 | 2035 | 2040
BM | 0 | 0 | 0 | 0 | 0 | 0
CC | 0 | 0 | 0 | 0 | 0 | 0
CSP | 0 | 0 | 0 | 0 | 0 | 0
CT | 0 | 0 | 0 | 0 | 0 | 0
Coal | 0 | 0 | 0 | 0 | 0 | 0
Geo | 0 | 0 | 0 | 0 | 0 | 0
H | 0 | 0 | 0 | 0 | 0 | 0
LFG | 0 | 0 | 0 | 0 | 0 | 0
Nuc | 0 | 0 | 0 | 0 | 0 | 0
PS | 0 | 0 | 0 | 0 | 0 | 0
PV | 0 | 0 | 0 | 0 | 0 | 0
PeakG | 0 | 0 | 0 | 0 | 0 | 0
PeakO | 0 | 0 | 0 | 0 | 0 | 0
ST | 0 | 0 | 0 | 0 | 0 | 0
STOG | 0 | 0 | 0 | 0 | 0 | 0
STWD | 0 | 0 | 0 | 0 | 0 | 0
WT | 0 | 0 | 0 | 0 | 0 | 0
IGCC | 0 | 0 | 0 | 0 | 0 | 0
DemandResponse | 0 | 0 | 0 | 0 | 0 | 0
IGCC-CCS | 0 | 0 | 0 | 0 | 0 | 0
WT_off | 0 | 0 | 0 | 0 | 0 | 0
PseudoUnit | 0 | 0 | 0 | 0 | 0 | 0
FixedInterchange | 0 | 0 | 0 | 0 | 0 | 0
Cumulative Retirements of Capacity by Reporting Type: VACAR
ReportingType | 2015 | 2020 | 2025 | 2030 | 2035 | 2040
BM | 0 | 0 | 0 | 0 | 0 | 0
CC | 0 | 0 | 0 | 0 | 0 | 0
CSP | 0 | 0 | 0 | 0 | 0 | 0
CT | 0 | 0 | 0 | 0 | 0 | 0
Coal | 2954 | 8963.04 | 11203.28 | 11203.28 | 11203.28 | 11203.28
Geo | 0 | 0 | 0 | 0 | 0 | 0
H | 0 | 0 | 0 | 0 | 0 | 0
LFG | 0 | 0 | 0 | 0 | 0 | 0
Nuc | 0 | 0 | 0 | 0 | 3248 | 5106
PS | 0 | 0 | 0 | 0 | 0 | 0
PV | 0 | 0 | 0 | 0 | 0 | 0
PeakG | 0 | 0 | 0 | 0 | 0 | 0
PeakO | 0 | 0 | 0 | 0 | 0 | 0
ST | 0 | 0 | 0 | 0 | 0 | 0
STOG | 0 | 0 | 0 | 0 | 0 | 0
STWD | 0 | 0 | 0 | 0 | 0 | 0
WT | 0 | 0 | 0 | 0 | 0 | 0
IGCC | 0 | 0 | 0 | 0 | 0 | 0
DemandResponse | 0 | 0 | 0 | 0 | 0 | 0
IGCC-CCS | 0 | 0 | 0 | 0 | 0 | 0
WT_off | 0 | 0 | 0 | 0 | 0 | 0
PseudoUnit | 0 | 0 | 0 | 0 | 0 | 0
FixedInterchange | 0 | 0 | 0 | 0 | 0 | 0
Cumulative Retirements of Capacity by Reporting Type: IESO
ReportingType | 2015 | 2020 | 2025 | 2030 | 2035 | 2040
BM | 0 | 0 | 0 | 0 | 0 | 0
CC | 3107.3 | 3107.3 | 3107.3 | 3107.3 | 3107.3 | 3107.3
CSP | 0 | 0 | 0 | 0 | 0 | 0
CT | 0 | 0 | 0 | 0 | 0 | 0
Coal | 6416 | 6416 | 6416 | 6416 | 6416 | 6416
Geo | 0 | 0 | 0 | 0 | 0 | 0
H | 0 | 0 | 0 | 0 | 0 | 0
LFG | 0 | 0 | 0 | 0 | 0 | 0
Nuc | 0 | 0 | 0 | 0 | 1030 | 2570
PS | 0 | 0 | 0 | 0 | 0 | 0
PV | 0 | 0 | 0 | 0 | 1067.26 | 1067.26
PeakG | 0 | 0 | 0 | 0 | 0 | 0
PeakO | 145.65 | 145.65 | 145.65 | 145.65 | 145.65 | 145.65
ST | 0 | 0 | 0 | 0 | 0 | 0
STOG | 2126 | 2126 | 2126 | 2126 | 2126 | 2126
STWD | 139 | 139 | 139 | 139 | 139 | 139
WT | 0 | 0 | 0 | 0 | 2105.9 | 2105.9
IGCC | 0 | 0 | 0 | 0 | 0 | 0
DemandResponse | 0 | 0 | 0 | 0 | 0 | 0
IGCC-CCS | 0 | 0 | 0 | 0 | 0 | 0
WT_off | 0 | 0 | 0 | 0 | 0 | 0
PseudoUnit | 0 | 0 | 0 | 0 | 0 | 0
FixedInterchange | 0 | 0 | 0 | 0 | 0 | 0
Cumulative Retirements of Capacity by Reporting Type: MAPP_CA
ReportingType | 2015 | 2020 | 2025 | 2030 | 2035 | 2040
BM | 0 | 0 | 0 | 0 | 0 | 0
CC | 0 | 0 | 0 | 597.51 | 597.51 | 597.51
CSP | 0 | 0 | 0 | 0 | 0 | 0
CT | 0 | 0 | 0 | 0 | 35 | 35
Coal | 110.01 | 110.01 | 1745.9 | 1745.9 | 1745.9 | 1745.9
Geo | 0 | 0 | 0 | 0 | 0 | 0
H | 0 | 0 | 0 | 0 | 0 | 0
LFG | 0 | 0 | 0 | 0 | 0 | 0
Nuc | 0 | 0 | 0 | 0 | 0 | 0
PS | 0 | 0 | 0 | 0 | 0 | 0
PV | 0 | 0 | 0 | 0 | 0 | 0
PeakG | 0 | 0 | 0 | 0 | 0 | 0
PeakO | 0 | 0 | 0 | 0 | 0 | 0
ST | 0 | 0 | 0 | 0 | 0 | 0
STOG | 0 | 0 | 0 | 126 | 126 | 126
STWD | 0 | 0 | 0 | 0 | 0 | 0
WT | 0 | 0 | 0 | 0 | 0 | 0
IGCC | 0 | 0 | 0 | 0 | 0 | 0
DemandResponse | 0 | 0 | 0 | 0 | 0 | 0
IGCC-CCS | 0 | 0 | 0 | 0 | 0 | 0
WT_off | 0 | 0 | 0 | 0 | 0 | 0
PseudoUnit | 0 | 0 | 0 | 0 | 0 | 0
FixedInterchange | 0 | 0 | 0 | 0 | 0 | 0
Cumulative Retirements of Capacity by Reporting Type: AZ_NM_SNV_Coal
ReportingType | 2015 | 2020 | 2025 | 2030 | 2035 | 2040
BM | 0 | 0 | 0 | 0 | 0 | 0
CC | 0 | 0 | 0 | 0 | 0 | 0
CSP | 0 | 0 | 0 | 0 | 0 | 0
CT | 0 | 0 | 0 | 0 | 0 | 0
Coal | 0 | 0 | 0 | 0 | 0 | 0
Geo | 0 | 0 | 0 | 0 | 0 | 0
H | 0 | 0 | 0 | 0 | 0 | 0
LFG | 0 | 0 | 0 | 0 | 0 | 0
Nuc | 0 | 0 | 0 | 0 | 0 | 0
PS | 0 | 0 | 0 | 0 | 0 | 0
PV | 0 | 0 | 0 | 0 | 0 | 0
PeakG | 0 | 0 | 0 | 0 | 0 | 0
PeakO | 200 | 200 | 200 | 200 | 200 | 200
ST | 0 | 0 | 0 | 0 | 0 | 0
STOG | 0 | 0 | 0 | 0 | 0 | 0
STWD | 0 | 0 | 0 | 0 | 0 | 0
WT | 0 | 0 | 0 | 0 | 0 | 0
IGCC | 0 | 0 | 0 | 0 | 0 | 0
DemandResponse | 0 | 0 | 0 | 0 | 0 | 0
IGCC-CCS | 0 | 0 | 0 | 0 | 0 | 0
WT_off | 0 | 0 | 0 | 0 | 0 | 0
PseudoUnit | 0 | 0 | 0 | 0 | 0 | 0
FixedInterchange | 0 | 0 | 0 | 0 | 0 | 0
Cumulative Retirements of Capacity by Reporting Type: AZ_NM_SNV_Gas
ReportingType | 2015 | 2020 | 2025 | 2030 | 2035 | 2040
BM | 0 | 0 | 0 | 0 | 0 | 0
CC | 1095 | 1095 | 1095 | 1095 | 1095 | 1095
CSP | 0 | 0 | 0 | 0 | 0 | 0
CT | 0 | 0 | 0 | 0 | 736 | 736
Coal | 0 | 0 | 0 | 0 | 0 | 0
Geo | 0 | 0 | 0 | 0 | 0 | 0
H | 0 | 0 | 0 | 0 | 0 | 0
LFG | 0 | 0 | 0 | 0 | 0 | 0
Nuc | 0 | 0 | 0 | 0 | 0 | 0
PS | 0 | 0 | 0 | 0 | 0 | 0
PV | 0 | 0 | 0 | 0 | 0 | 0
PeakG | 1830.61 | 1830.61 | 1830.61 | 1830.61 | 1830.61 | 3660
PeakO | 0 | 0 | 0 | 0 | 0 | 0
ST | 0 | 0 | 0 | 0 | 0 | 0
STOG | 2064 | 2064 | 2064 | 2064 | 2064 | 2064
STWD | 0 | 0 | 0 | 0 | 0 | 0
WT | 0 | 0 | 0 | 0 | 0 | 0
IGCC | 0 | 0 | 0 | 0 | 0 | 0
DemandResponse | 0 | 0 | 0 | 0 | 0 | 0
IGCC-CCS | 0 | 0 | 0 | 0 | 0 | 0
WT_off | 0 | 0 | 0 | 0 | 0 | 0
PseudoUnit | 0 | 0 | 0 | 0 | 0 | 0
FixedInterchange | 0 | 0 | 0 | 0 | 0 | 0
Cumulative Retirements of Capacity by Reporting Type: AZ_NM_SNV_NucRenew
ReportingType | 2015 | 2020 | 2025 | 2030 | 2035 | 2040
BM | 0 | 0 | 0 | 0 | 0 | 0
CC | 0 | 0 | 0 | 0 | 0 | 0
CSP | 65 | 65 | 65 | 65 | 65 | 65
CT | 0 | 0 | 0 | 0 | 0 | 0
Coal | 0 | 0 | 0 | 0 | 0 | 0
Geo | 0 | 0 | 0 | 0 | 0 | 0
H | 0 | 0 | 0 | 0 | 0 | 0
LFG | 0 | 0 | 0 | 0 | 0 | 0
Nuc | 0 | 0 | 0 | 0 | 0 | 0
PS | 0 | 0 | 0 | 0 | 0 | 0
PV | 0 | 0 | 0 | 0 | 0 | 0
PeakG | 0 | 0 | 0 | 0 | 0 | 0
PeakO | 0 | 0 | 0 | 0 | 0 | 0
ST | 0 | 0 | 0 | 0 | 0 | 0
STOG | 0 | 0 | 0 | 0 | 0 | 0
STWD | 0 | 0 | 0 | 0 | 0 | 0
WT | 0 | 0 | 0 | 0 | 0 | 0
IGCC | 0 | 0 | 0 | 0 | 0 | 0
DemandResponse | 0 | 0 | 0 | 0 | 0 | 0
IGCC-CCS | 0 | 0 | 0 | 0 | 0 | 0
WT_off | 0 | 0 | 0 | 0 | 0 | 0
PseudoUnit | 0 | 0 | 0 | 0 | 0 | 0
FixedInterchange | 0 | 0 | 0 | 0 | 0 | 0
Cumulative Retirements of Capacity by Reporting Type: ERCOT
ReportingType | 2015 | 2020 | 2025 | 2030 | 2035 | 2040
BM | 0 | 0 | 0 | 0 | 0 | 0
CC | 0 | 0 | 0 | 0 | 0 | 0
CSP | 0 | 0 | 0 | 0 | 0 | 0
CT | 0 | 0 | 0 | 0 | 0 | 0
Coal | 1560.7 | 1560.7 | 1560.7 | 1560.7 | 1560.7 | 1560.7
Geo | 0 | 0 | 0 | 0 | 0 | 0
H | 0 | 0 | 0 | 0 | 0 | 0
LFG | 0 | 0 | 0 | 0 | 0 | 0
Nuc | 0 | 0 | 0 | 0 | 0 | 0
PS | 0 | 0 | 0 | 0 | 0 | 0
PV | 0 | 0 | 0 | 0 | 14 | 14
PeakG | 0 | 0 | 0 | 0 | 0 | 0
PeakO | 0 | 0 | 0 | 0 | 0 | 0
ST | 0 | 0 | 0 | 0 | 0 | 0
STOG | 1296.59 | 1296.59 | 1296.59 | 1296.59 | 1296.59 | 1296.59
STWD | 0 | 0 | 0 | 0 | 0 | 0
WT | 0 | 0 | 0 | 0 | 0 | 0
IGCC | 0 | 0 | 0 | 0 | 0 | 0
DemandResponse | 0 | 0 | 0 | 0 | 0 | 0
IGCC-CCS | 0 | 0 | 0 | 0 | 0 | 0
WT_off | 0 | 0 | 0 | 0 | 0 | 0
PseudoUnit | 0 | 0 | 0 | 0 | 0 | 0
FixedInterchange | 0 | 0 | 0 | 0 | 0 | 0
Cumulative Retirements of Capacity by Reporting Type: NP15
ReportingType | 2015 | 2020 | 2025 | 2030 | 2035 | 2040
BM | 0 | 0 | 0 | 0 | 0 | 0
CC | 0 | 0 | 0 | 0 | 0 | 0
CSP | 0 | 0 | 0 | 0 | 0 | 0
CT | 0 | 0 | 0 | 0 | 0 | 0
Coal | 163.7 | 191.9 | 191.9 | 191.9 | 191.9 | 191.9
Geo | 0 | 0 | 0 | 0 | 0 | 0
H | 0 | 0 | 0 | 0 | 0 | 0
LFG | 0 | 0 | 0 | 0 | 0 | 0
Nuc | 0 | 0 | 0 | 0 | 0 | 0
PS | 0 | 0 | 0 | 0 | 0 | 0
PV | 0 | 0 | 0 | 0 | 6.5 | 6.5
PeakG | 0 | 0 | 0 | 0 | 0 | 0
PeakO | 156 | 156 | 156 | 156 | 156 | 156
ST | 0 | 0 | 0 | 0 | 0 | 0
STOG | 1046.4 | 1046.4 | 1046.4 | 1046.4 | 1046.4 | 1046.4
STWD | 0 | 0 | 0 | 0 | 0 | 0
WT | 0 | 0 | 0 | 0 | 0 | 0
IGCC | 0 | 0 | 0 | 0 | 0 | 0
DemandResponse | 0 | 0 | 0 | 0 | 0 | 0
IGCC-CCS | 0 | 0 | 0 | 0 | 0 | 0
WT_off | 0 | 0 | 0 | 0 | 0 | 0
PseudoUnit | 0 | 0 | 0 | 0 | 0 | 0
FixedInterchange | 0 | 0 | 0 | 0 | 0 | 0
Cumulative Retirements of Capacity by Reporting Type: NWPP_Coal
ReportingType | 2015 | 2020 | 2025 | 2030 | 2035 | 2040
BM | 0 | 0 | 0 | 0 | 0 | 0
CC | 0 | 0 | 0 | 0 | 0 | 0
CSP | 0 | 0 | 0 | 0 | 0 | 0
CT | 0 | 0 | 0 | 0 | 0 | 0
Coal | 685.88 | 685.88 | 685.88 | 685.88 | 685.88 | 685.88
Geo | 0 | 0 | 0 | 0 | 0 | 0
H | 0 | 0 | 0 | 0 | 0 | 0
LFG | 0 | 0 | 0 | 0 | 0 | 0
Nuc | 0 | 0 | 0 | 0 | 0 | 0
PS | 0 | 0 | 0 | 0 | 0 | 0
PV | 0 | 0 | 0 | 0 | 0 | 0
PeakG | 0 | 0 | 0 | 0 | 0 | 0
PeakO | 183 | 183 | 183 | 183 | 183 | 183
ST | 0 | 0 | 0 | 0 | 0 | 0
STOG | 0 | 0 | 0 | 0 | 0 | 0
STWD | 0 | 0 | 0 | 0 | 0 | 0
WT | 0 | 0 | 0 | 0 | 0 | 0
IGCC | 0 | 0 | 0 | 0 | 0 | 0
DemandResponse | 0 | 0 | 0 | 0 | 0 | 0
IGCC-CCS | 0 | 0 | 0 | 0 | 0 | 0
WT_off | 0 | 0 | 0 | 0 | 0 | 0
PseudoUnit | 0 | 0 | 0 | 0 | 0 | 0
FixedInterchange | 0 | 0 | 0 | 0 | 0 | 0
Cumulative Retirements of Capacity by Reporting Type: NWPP_Gas
ReportingType | 2015 | 2020 | 2025 | 2030 | 2035 | 2040
BM | 0 | 0 | 0 | 0 | 0 | 0
CC | 1678 | 1678 | 1678 | 1678 | 1678 | 1678
CSP | 0 | 0 | 0 | 0 | 0 | 0
CT | 0 | 0 | 0 | 0 | 150 | 150
Coal | 0 | 0 | 0 | 0 | 0 | 0
Geo | 0 | 0 | 0 | 0 | 0 | 0
H | 0 | 0 | 0 | 0 | 0 | 0
LFG | 0 | 0 | 0 | 0 | 0 | 0
Nuc | 0 | 0 | 0 | 0 | 0 | 0
PS | 0 | 0 | 0 | 0 | 0 | 0
PV | 0 | 0 | 0 | 0 | 0 | 0
PeakG | 2623 | 2623 | 2623 | 2623 | 2623 | 2623
PeakO | 0 | 0 | 0 | 0 | 0 | 0
ST | 0 | 0 | 0 | 0 | 0 | 0
STOG | 786 | 786 | 786 | 786 | 786 | 786
STWD | 0 | 0 | 0 | 0 | 0 | 0
WT | 0 | 0 | 0 | 0 | 0 | 0
IGCC | 0 | 0 | 0 | 0 | 0 | 0
DemandResponse | 0 | 0 | 0 | 0 | 0 | 0
IGCC-CCS | 0 | 0 | 0 | 0 | 0 | 0
WT_off | 0 | 0 | 0 | 0 | 0 | 0
PseudoUnit | 0 | 0 | 0 | 0 | 0 | 0
FixedInterchange | 0 | 0 | 0 | 0 | 0 | 0
Cumulative Retirements of Capacity by Reporting Type: NWPP_NucRenew
ReportingType | 2015 | 2020 | 2025 | 2030 | 2035 | 2040
BM | 0 | 0 | 0 | 0 | 0 | 0
CC | 0 | 0 | 0 | 0 | 0 | 0
CSP | 0 | 0 | 0 | 0 | 0 | 0
CT | 0 | 0 | 0 | 0 | 0 | 0
Coal | 0 | 0 | 0 | 0 | 0 | 0
Geo | 4.8 | 4.8 | 4.8 | 4.8 | 4.8 | 4.8
H | 0 | 0 | 0 | 0 | 0 | 0
LFG | 0 | 0 | 0 | 0 | 0 | 0
Nuc | 0 | 0 | 0 | 0 | 0 | 0
PS | 0 | 0 | 0 | 0 | 0 | 0
PV | 0 | 0 | 0 | 0 | 0 | 0
PeakG | 0 | 0 | 0 | 0 | 0 | 0
PeakO | 0 | 0 | 0 | 0 | 0 | 0
ST | 0 | 0 | 0 | 0 | 0 | 0
STOG | 0 | 0 | 0 | 0 | 0 | 0
STWD | 181.91 | 181.91 | 181.91 | 181.91 | 181.91 | 181.91
WT | 0 | 0 | 0 | 0 | 0 | 0
IGCC | 0 | 0 | 0 | 0 | 0 | 0
DemandResponse | 0 | 0 | 0 | 0 | 0 | 0
IGCC-CCS | 0 | 0 | 0 | 0 | 0 | 0
WT_off | 0 | 0 | 0 | 0 | 0 | 0
PseudoUnit | 0 | 0 | 0 | 0 | 0 | 0
FixedInterchange | 0 | 0 | 0 | 0 | 0 | 0
Cumulative Retirements of Capacity by Reporting Type: RMPA
ReportingType | 2015 | 2020 | 2025 | 2030 | 2035 | 2040
BM | 0 | 0 | 0 | 0 | 0 | 0
CC | 0 | 0 | 0 | 0 | 0 | 0
CSP | 1 | 1 | 1 | 1 | 1 | 1
CT | 0 | 0 | 0 | 0 | 152 | 152
Coal | 480 | 650.5 | 1005.22 | 1005.22 | 1005.22 | 1249.5
Geo | 0 | 0 | 0 | 0 | 0 | 0
H | 0 | 0 | 0 | 0 | 0 | 0
LFG | 0 | 0 | 0 | 0 | 0 | 0
Nuc | 0 | 0 | 0 | 0 | 0 | 0
PS | 0 | 0 | 0 | 0 | 0 | 0
PV | 0 | 0 | 0 | 0 | 0 | 0
PeakG | 0 | 0 | 0 | 0 | 0 | 0
PeakO | 0 | 0 | 97.41 | 97.41 | 97.41 | 97.41
ST | 0 | 0 | 0 | 0 | 0 | 0
STOG | 217 | 217 | 217 | 217 | 217 | 217
STWD | 0 | 0 | 0 | 0 | 0 | 0
WT | 0 | 0 | 0 | 0 | 0 | 0
IGCC | 0 | 0 | 0 | 0 | 0 | 0
DemandResponse | 0 | 0 | 0 | 0 | 0 | 0
IGCC-CCS | 0 | 0 | 0 | 0 | 0 | 0
WT_off | 0 | 0 | 0 | 0 | 0 | 0
PseudoUnit | 0 | 0 | 0 | 0 | 0 | 0
FixedInterchange | 0 | 0 | 0 | 0 | 0 | 0
Cumulative Retirements of Capacity by Reporting Type: SP15
ReportingType | 2015 | 2020 | 2025 | 2030 | 2035 | 2040
BM | 0 | 0 | 0 | 0 | 0 | 0
CC | 0 | 0 | 0 | 0 | 0 | 0
CSP | 409 | 409 | 409 | 409 | 409 | 409
CT | 0 | 0 | 0 | 0 | 0 | 0
Coal | 141.5 | 141.5 | 141.5 | 141.5 | 242.7 | 242.7
Geo | 0 | 0 | 0 | 0 | 0 | 0
H | 0 | 0 | 0 | 0 | 0 | 0
LFG | 0 | 0 | 0 | 0 | 0 | 0
Nuc | 0 | 0 | 0 | 0 | 0 | 0
PS | 0 | 0 | 0 | 0 | 0 | 0
PV | 0 | 0 | 0 | 0 | 3.8 | 3.8
PeakG | 44 | 44 | 44 | 44 | 44 | 44
PeakO | 15 | 15 | 15 | 15 | 15 | 15
ST | 0 | 0 | 0 | 0 | 0 | 0
STOG | 958 | 958 | 958 | 958 | 958 | 958
STWD | 0 | 0 | 0 | 0 | 0 | 0
WT | 126.2 | 126.2 | 126.2 | 126.2 | 126.2 | 126.2
IGCC | 0 | 0 | 0 | 0 | 0 | 0
DemandResponse | 0 | 0 | 0 | 0 | 0 | 0
IGCC-CCS | 0 | 0 | 0 | 0 | 0 | 0
WT_off | 0 | 0 | 0 | 0 | 0 | 0
PseudoUnit | 0 | 0 | 0 | 0 | 0 | 0
FixedInterchange | 0 | 0 | 0 | 0 | 0 | 0
Cumulative Retirements of Capacity by Reporting Type: ALB
ReportingType | 2015 | 2020 | 2025 | 2030 | 2035 | 2040
BM | 0 | 0 | 0 | 0 | 0 | 0
CC | 0 | 0 | 0 | 0 | 198.76 | 198.76
CSP | 0 | 0 | 0 | 0 | 0 | 0
CT | 0 | 0 | 0 | 0 | 201.5 | 201.5
Coal | 0 | 0 | 0 | 0 | 0 | 0
Geo | 0 | 0 | 0 | 0 | 0 | 0
H | 0 | 0 | 0 | 0 | 0 | 0
LFG | 0 | 0 | 0 | 0 | 0 | 0
Nuc | 0 | 0 | 0 | 0 | 0 | 0
PS | 0 | 0 | 0 | 0 | 0 | 0
PV | 0 | 0 | 0 | 0 | 0 | 0
PeakG | 880.29 | 916.15 | 916.15 | 916.15 | 916.15 | 916.15
PeakO | 6 | 6 | 6 | 6 | 6 | 6
ST | 0 | 0 | 0 | 0 | 0 | 0
STOG | 186 | 186 | 186 | 186 | 186 | 186
STWD | 174 | 174 | 174 | 174 | 174 | 174
WT | 0 | 0 | 0 | 0 | 0 | 0
IGCC | 0 | 0 | 0 | 0 | 0 | 0
DemandResponse | 0 | 0 | 0 | 0 | 0 | 0
IGCC-CCS | 0 | 0 | 0 | 0 | 0 | 0
WT_off | 0 | 0 | 0 | 0 | 0 | 0
PseudoUnit | 0 | 0 | 0 | 0 | 0 | 0
FixedInterchange | 0 | 0 | 0 | 0 | 0 | 0
Cumulative Retirements of Capacity by Reporting Type: BC
ReportingType | 2015 | 2020 | 2025 | 2030 | 2035 | 2040
BM | 0 | 0 | 0 | 0 | 0 | 0
CC | 0 | 0 | 0 | 0 | 0 | 0
CSP | 0 | 0 | 0 | 0 | 0 | 0
CT | 0 | 0 | 0 | 0 | 0 | 0
Coal | 0 | 0 | 0 | 0 | 0 | 0
Geo | 0 | 0 | 0 | 0 | 0 | 0
H | 0 | 0 | 0 | 0 | 0 | 0
LFG | 0 | 0 | 0 | 0 | 0 | 0
Nuc | 0 | 0 | 0 | 0 | 0 | 0
PS | 0 | 0 | 0 | 0 | 0 | 0
PV | 0 | 0 | 0 | 0 | 0 | 0
PeakG | 0 | 0 | 0 | 0 | 0 | 0
PeakO | 0 | 0 | 0 | 0 | 0 | 0
ST | 0 | 0 | 0 | 0 | 0 | 0
STOG | 938 | 938 | 938 | 938 | 938 | 938
STWD | 0 | 0 | 0 | 0 | 0 | 0
WT | 0 | 0 | 0 | 0 | 0 | 0
IGCC | 0 | 0 | 0 | 0 | 0 | 0
DemandResponse | 0 | 0 | 0 | 0 | 0 | 0
IGCC-CCS | 0 | 0 | 0 | 0 | 0 | 0
WT_off | 0 | 0 | 0 | 0 | 0 | 0
PseudoUnit | 0 | 0 | 0 | 0 | 0 | 0
FixedInterchange | 0 | 0 | 0 | 0 | 0 | 0
Cumulative Retirements of Capacity by Reporting Type: HQ_IESO
ReportingType | 2015 | 2020 | 2025 | 2030 | 2035 | 2040
BM | 0 | 0 | 0 | 0 | 0 | 0
CC | 0 | 0 | 0 | 0 | 0 | 0
CSP | 0 | 0 | 0 | 0 | 0 | 0
CT | 0 | 0 | 0 | 0 | 0 | 0
Coal | 0 | 0 | 0 | 0 | 0 | 0
Geo | 0 | 0 | 0 | 0 | 0 | 0
H | 0 | 0 | 0 | 0 | 0 | 0
LFG | 0 | 0 | 0 | 0 | 0 | 0
Nuc | 0 | 0 | 0 | 0 | 0 | 0
PS | 0 | 0 | 0 | 0 | 0 | 0
PV | 0 | 0 | 0 | 0 | 0 | 0
PeakG | 0 | 0 | 0 | 0 | 0 | 0
PeakO | 0 | 0 | 0 | 0 | 0 | 0
ST | 0 | 0 | 0 | 0 | 0 | 0
STOG | 0 | 0 | 0 | 0 | 0 | 0
STWD | 0 | 0 | 0 | 0 | 0 | 0
WT | 0 | 0 | 0 | 0 | 0 | 0
IGCC | 0 | 0 | 0 | 0 | 0 | 0
DemandResponse | 0 | 0 | 0 | 0 | 0 | 0
IGCC-CCS | 0 | 0 | 0 | 0 | 0 | 0
WT_off | 0 | 0 | 0 | 0 | 0 | 0
PseudoUnit | 0 | 0 | 0 | 0 | 0 | 0
FixedInterchange | 0 | 0 | 0 | 0 | 0 | 0
Cumulative Retirements of Capacity by Reporting Type: HQ_NEISO
ReportingType | 2015 | 2020 | 2025 | 2030 | 2035 | 2040
BM | 0 | 0 | 0 | 0 | 0 | 0
CC | 0 | 0 | 0 | 0 | 0 | 0
CSP | 0 | 0 | 0 | 0 | 0 | 0
CT | 0 | 0 | 0 | 0 | 0 | 0
Coal | 0 | 0 | 0 | 0 | 0 | 0
Geo | 0 | 0 | 0 | 0 | 0 | 0
H | 0 | 0 | 0 | 0 | 0 | 0
LFG | 0 | 0 | 0 | 0 | 0 | 0
Nuc | 0 | 0 | 0 | 0 | 0 | 0
PS | 0 | 0 | 0 | 0 | 0 | 0
PV | 0 | 0 | 0 | 0 | 0 | 0
PeakG | 0 | 0 | 0 | 0 | 0 | 0
PeakO | 0 | 0 | 0 | 0 | 0 | 0
ST | 0 | 0 | 0 | 0 | 0 | 0
STOG | 0 | 0 | 0 | 0 | 0 | 0
STWD | 0 | 0 | 0 | 0 | 0 | 0
WT | 0 | 0 | 0 | 0 | 0 | 0
IGCC | 0 | 0 | 0 | 0 | 0 | 0
DemandResponse | 0 | 0 | 0 | 0 | 0 | 0
IGCC-CCS | 0 | 0 | 0 | 0 | 0 | 0
WT_off | 0 | 0 | 0 | 0 | 0 | 0
PseudoUnit | 0 | 0 | 0 | 0 | 0 | 0
FixedInterchange | 0 | 0 | 0 | 0 | 0 | 0
Cumulative Retirements of Capacity by Reporting Type: HQ_NY
ReportingType | 2015 | 2020 | 2025 | 2030 | 2035 | 2040
BM | 0 | 0 | 0 | 0 | 0 | 0
CC | 0 | 0 | 0 | 0 | 0 | 0
CSP | 0 | 0 | 0 | 0 | 0 | 0
CT | 0 | 0 | 0 | 0 | 0 | 0
Coal | 0 | 0 | 0 | 0 | 0 | 0
Geo | 0 | 0 | 0 | 0 | 0 | 0
H | 0 | 0 | 0 | 0 | 0 | 0
LFG | 0 | 0 | 0 | 0 | 0 | 0
Nuc | 0 | 0 | 0 | 0 | 0 | 0
PS | 0 | 0 | 0 | 0 | 0 | 0
PV | 0 | 0 | 0 | 0 | 0 | 0
PeakG | 0 | 0 | 0 | 0 | 0 | 0
PeakO | 0 | 0 | 0 | 0 | 0 | 0
ST | 0 | 0 | 0 | 0 | 0 | 0
STOG | 0 | 0 | 0 | 0 | 0 | 0
STWD | 0 | 0 | 0 | 0 | 0 | 0
WT | 0 | 0 | 0 | 0 | 0 | 0
IGCC | 0 | 0 | 0 | 0 | 0 | 0
DemandResponse | 0 | 0 | 0 | 0 | 0 | 0
IGCC-CCS | 0 | 0 | 0 | 0 | 0 | 0
WT_off | 0 | 0 | 0 | 0 | 0 | 0
PseudoUnit | 0 | 0 | 0 | 0 | 0 | 0
FixedInterchange | 0 | 0 | 0 | 0 | 0 | 0
Cumulative Retirements of Capacity by Reporting Type: MARITIMES
ReportingType | 2015 | 2020 | 2025 | 2030 | 2035 | 2040
BM | 0 | 0 | 0 | 0 | 0 | 0
CC | 0 | 0 | 0 | 0 | 0 | 0
CSP | 0 | 0 | 0 | 0 | 0 | 0
CT | 0 | 0 | 0 | 0 | 0 | 0
Coal | 0 | 0 | 0 | 0 | 0 | 0
Geo | 0 | 0 | 0 | 0 | 0 | 0
H | 0 | 0 | 0 | 0 | 0 | 0
LFG | 0 | 0 | 0 | 0 | 0 | 0
Nuc | 0 | 0 | 0 | 0 | 0 | 0
PS | 0 | 0 | 0 | 0 | 0 | 0
PV | 0 | 0 | 0 | 0 | 0 | 0
PeakG | 0 | 0 | 0 | 0 | 0 | 0
PeakO | 0 | 0 | 0 | 0 | 0 | 0
ST | 0 | 0 | 0 | 0 | 0 | 0
STOG | 0 | 0 | 0 | 0 | 0 | 0
STWD | 0 | 0 | 0 | 0 | 0 | 0
WT | 0 | 0 | 0 | 0 | 0 | 0
IGCC | 0 | 0 | 0 | 0 | 0 | 0
DemandResponse | 0 | 0 | 0 | 0 | 0 | 0
IGCC-CCS | 0 | 0 | 0 | 0 | 0 | 0
WT_off | 0 | 0 | 0 | 0 | 0 | 0
PseudoUnit | 0 | 0 | 0 | 0 | 0 | 0
FixedInterchange | 0 | 0 | 0 | 0 | 0 | 0
Cumulative Retirements of Capacity by Reporting Type: All
ReportingType | 2015 | 2020 | 2025 | 2030 | 2035 | 2040
BM | 0 | 0 | 0 | 0 | 0 | 0
CC | 7900.51 | 7900.76 | 8086.76 | 8684.28 | 8883.04 | 8883.04
CSP | 475 | 475 | 475 | 475 | 475 | 475
CT | 0 | 0 | 0 | 9.5 | 1284 | 1284
Coal | 71549.72 | 100654.63 | 105936.09 | 105936.09 | 106037.29 | 106281.57
Geo | 4.8 | 4.8 | 4.8 | 4.8 | 4.8 | 4.8
H | 0 | 0 | 0 | 0 | 0 | 0
LFG | 0 | 0 | 0 | 0 | 0 | 0
Nuc | 0 | 614.5 | 614.5 | 2102.7 | 28678.4 | 48384.39
PS | 0 | 0 | 0 | 0 | 0 | 0
PV | 0 | 0 | 0 | 0 | 1123.56 | 1123.56
PeakG | 5856.4 | 5892.27 | 10242.61 | 10242.61 | 10242.61 | 12071.99
PeakO | 2424.63 | 2424.63 | 2522.04 | 2522.04 | 2522.04 | 2522.04
ST | 0 | 0 | 0 | 0 | 0 | 0
STOG | 43340.48 | 43340.48 | 44463.91 | 44589.91 | 44589.91 | 44589.91
STWD | 494.91 | 494.91 | 494.91 | 494.91 | 494.91 | 494.91
WT | 126.2 | 126.2 | 126.2 | 126.2 | 4060.4 | 4578.2
IGCC | 0 | 0 | 0 | 0 | 0 | 0
DemandResponse | 0 | 0 | 0 | 0 | 0 | 0
IGCC-CCS | 0 | 0 | 0 | 0 | 0 | 0
WT_off | 0 | 0 | 0 | 0 | 468 | 2573
PseudoUnit | 0 | 0 | 0 | 0 | 0 | 0
FixedInterchange | 0 | 0 | 0 | 0 | 0 | 0
Cumulative Retirements of Capacity by Reporting Type: EI_US
ReportingType | 2015 | 2020 | 2025 | 2030 | 2035 | 2040
BM | 0 | 0 | 0 | 0 | 0 | 0
CC | 2020.21 | 2020.46 | 2206.46 | 2206.46 | 2206.46 | 2206.46
CSP | 0 | 0 | 0 | 0 | 0 | 0
CT | 0 | 0 | 0 | 9.5 | 9.5 | 9.5
Coal | 61991.94 | 90898.14 | 94188.99 | 94188.99 | 94188.99 | 94188.99
Geo | 0 | 0 | 0 | 0 | 0 | 0
H | 0 | 0 | 0 | 0 | 0 | 0
LFG | 0 | 0 | 0 | 0 | 0 | 0
Nuc | 0 | 614.5 | 614.5 | 2102.7 | 27648.4 | 45814.39
PS | 0 | 0 | 0 | 0 | 0 | 0
PV | 0 | 0 | 0 | 0 | 32 | 32
PeakG | 478.5 | 478.5 | 4828.84 | 4828.84 | 4828.84 | 4828.84
PeakO | 1718.98 | 1718.98 | 1718.98 | 1718.98 | 1718.98 | 1718.98
ST | 0 | 0 | 0 | 0 | 0 | 0
STOG | 33722.49 | 33722.49 | 34845.91 | 34845.91 | 34845.91 | 34845.91
STWD | 0 | 0 | 0 | 0 | 0 | 0
WT | 0 | 0 | 0 | 0 | 1828.3 | 2346.1
IGCC | 0 | 0 | 0 | 0 | 0 | 0
DemandResponse | 0 | 0 | 0 | 0 | 0 | 0
IGCC-CCS | 0 | 0 | 0 | 0 | 0 | 0
WT_off | 0 | 0 | 0 | 0 | 468 | 2573
PseudoUnit | 0 | 0 | 0 | 0 | 0 | 0
FixedInterchange | 0 | 0 | 0 | 0 | 0 | 0
Cumulative Retirements of Capacity by Reporting Type: EI_Canada
ReportingType | 2015 | 2020 | 2025 | 2030 | 2035 | 2040
BM | 0 | 0 | 0 | 0 | 0 | 0
CC | 3107.3 | 3107.3 | 3107.3 | 3704.82 | 3704.82 | 3704.82
CSP | 0 | 0 | 0 | 0 | 0 | 0
CT | 0 | 0 | 0 | 0 | 35 | 35
Coal | 6526.01 | 6526.01 | 8161.9 | 8161.9 | 8161.9 | 8161.9
Geo | 0 | 0 | 0 | 0 | 0 | 0
H | 0 | 0 | 0 | 0 | 0 | 0
LFG | 0 | 0 | 0 | 0 | 0 | 0
Nuc | 0 | 0 | 0 | 0 | 1030 | 2570
PS | 0 | 0 | 0 | 0 | 0 | 0
PV | 0 | 0 | 0 | 0 | 1067.26 | 1067.26
PeakG | 0 | 0 | 0 | 0 | 0 | 0
PeakO | 145.65 | 145.65 | 145.65 | 145.65 | 145.65 | 145.65
ST | 0 | 0 | 0 | 0 | 0 | 0
STOG | 2126 | 2126 | 2126 | 2252 | 2252 | 2252
STWD | 139 | 139 | 139 | 139 | 139 | 139
WT | 0 | 0 | 0 | 0 | 2105.9 | 2105.9
IGCC | 0 | 0 | 0 | 0 | 0 | 0
DemandResponse | 0 | 0 | 0 | 0 | 0 | 0
IGCC-CCS | 0 | 0 | 0 | 0 | 0 | 0
WT_off | 0 | 0 | 0 | 0 | 0 | 0
PseudoUnit | 0 | 0 | 0 | 0 | 0 | 0
FixedInterchange | 0 | 0 | 0 | 0 | 0 | 0
Cumulative Retirements of Capacity by Reporting Type: EI
ReportingType | 2015 | 2020 | 2025 | 2030 | 2035 | 2040
BM | 0 | 0 | 0 | 0 | 0 | 0
CC | 5127.51 | 5127.76 | 5313.76 | 5911.28 | 5911.28 | 5911.28
CSP | 0 | 0 | 0 | 0 | 0 | 0
CT | 0 | 0 | 0 | 9.5 | 44.5 | 44.5
Coal | 68517.95 | 97424.15 | 102350.89 | 102350.89 | 102350.89 | 102350.89
Geo | 0 | 0 | 0 | 0 | 0 | 0
H | 0 | 0 | 0 | 0 | 0 | 0
LFG | 0 | 0 | 0 | 0 | 0 | 0
Nuc | 0 | 614.5 | 614.5 | 2102.7 | 28678.4 | 48384.39
PS | 0 | 0 | 0 | 0 | 0 | 0
PV | 0 | 0 | 0 | 0 | 1099.26 | 1099.26
PeakG | 478.5 | 478.5 | 4828.84 | 4828.84 | 4828.84 | 4828.84
PeakO | 1864.63 | 1864.63 | 1864.63 | 1864.63 | 1864.63 | 1864.63
ST | 0 | 0 | 0 | 0 | 0 | 0
STOG | 35848.49 | 35848.49 | 36971.91 | 37097.91 | 37097.91 | 37097.91
STWD | 139 | 139 | 139 | 139 | 139 | 139
WT | 0 | 0 | 0 | 0 | 3934.2 | 4452
IGCC | 0 | 0 | 0 | 0 | 0 | 0
DemandResponse | 0 | 0 | 0 | 0 | 0 | 0
IGCC-CCS | 0 | 0 | 0 | 0 | 0 | 0
WT_off | 0 | 0 | 0 | 0 | 468 | 2573
PseudoUnit | 0 | 0 | 0 | 0 | 0 | 0
FixedInterchange | 0 | 0 | 0 | 0 | 0 | 0
Cumulative Retirements of Capacity by Reporting Type: Outside_EI
ReportingType | 2015 | 2020 | 2025 | 2030 | 2035 | 2040
BM | 0 | 0 | 0 | 0 | 0 | 0
CC | 2773 | 2773 | 2773 | 2773 | 2971.76 | 2971.76
CSP | 475 | 475 | 475 | 475 | 475 | 475
CT | 0 | 0 | 0 | 0 | 1239.5 | 1239.5
Coal | 3031.78 | 3230.48 | 3585.19 | 3585.19 | 3686.39 | 3930.68
Geo | 4.8 | 4.8 | 4.8 | 4.8 | 4.8 | 4.8
H | 0 | 0 | 0 | 0 | 0 | 0
LFG | 0 | 0 | 0 | 0 | 0 | 0
Nuc | 0 | 0 | 0 | 0 | 0 | 0
PS | 0 | 0 | 0 | 0 | 0 | 0
PV | 0 | 0 | 0 | 0 | 24.3 | 24.3
PeakG | 5377.9 | 5413.77 | 5413.77 | 5413.77 | 5413.77 | 7243.15
PeakO | 560 | 560 | 657.41 | 657.41 | 657.41 | 657.41
ST | 0 | 0 | 0 | 0 | 0 | 0
STOG | 7491.99 | 7491.99 | 7491.99 | 7491.99 | 7491.99 | 7491.99
STWD | 355.91 | 355.91 | 355.91 | 355.91 | 355.91 | 355.91
WT | 126.2 | 126.2 | 126.2 | 126.2 | 126.2 | 126.2
IGCC | 0 | 0 | 0 | 0 | 0 | 0
DemandResponse | 0 | 0 | 0 | 0 | 0 | 0
IGCC-CCS | 0 | 0 | 0 | 0 | 0 | 0
WT_off | 0 | 0 | 0 | 0 | 0 | 0
PseudoUnit | 0 | 0 | 0 | 0 | 0 | 0
FixedInterchange | 0 | 0 | 0 | 0 | 0 | 0
#5 | Total Installed ACTIVE Capacity (MW)
Total Installed Capacity by Reporting Type: Entergy
ReportingType | 2015 | 2020 | 2025 | 2030 | 2035 | 2040
BM | 0 | 0 | 0 | 0 | 0 | 0
CC | 13885 | 13885 | 13885 | 15070.45 | 15231.6 | 15231.6
CSP | 0 | 0 | 0 | 0 | 0 | 0
CT | 0 | 0 | 0 | 0 | 0 | 0
Coal | 8136 | 8136 | 8136 | 8136 | 8136 | 9776.67
Geo | 0 | 0 | 0 | 0 | 0 | 0
H | 744 | 744 | 744 | 744 | 744 | 744
LFG | 8 | 8 | 8 | 115.4 | 115.4 | 115.4
Nuc | 5422 | 5422 | 5422 | 5422 | 4580 | 3583
PS | 59 | 59 | 59 | 59 | 59 | 59
PV | 0.29 | 65.33 | 100.79 | 104.2 | 108.02 | 110.63
PeakG | 2787 | 2787 | 2787 | 2787 | 2787 | 2787
PeakO | 174 | 174 | 174 | 174 | 174 | 174
ST | 0 | 0 | 0 | 0 | 0 | 0
STOG | 3951.72 | 3951.72 | 3003.28 | 3003.28 | 3003.28 | 3003.28
STWD | 206 | 206 | 206 | 206 | 206 | 206
WT | 107 | 107 | 107 | 107 | 107 | 107
IGCC | 0 | 0 | 0 | 0 | 0 | 0
DemandResponse | 301.55 | 1538.95 | 2854.33 | 2930.78 | 3009.27 | 3089.87
IGCC-CCS | 0 | 0 | 0 | 0 | 0 | 0
WT_off | 0 | 0 | 0 | 0 | 0 | 0
PseudoUnit | 0 | 0 | 0 | 0 | 0 | 0
FixedInterchange | 0 | 0 | 0 | 0 | 0 | 0
Total Installed Capacity by Reporting Type: FRCC
ReportingType | 2015 | 2020 | 2025 | 2030 | 2035 | 2040
BM | 0 | 859.84 | 2001.91 | 2001.91 | 2001.91 | 2001.91
CC | 23300.9 | 25398.38 | 25398.38 | 25908.59 | 34991.37 | 40277.03
CSP | 0 | 0 | 0 | 0 | 0 | 0
CT | 2480 | 2480 | 2480 | 2480 | 2480 | 2480
Coal | 8997.4 | 8128.4 | 8128.4 | 8128.4 | 8128.4 | 8128.4
Geo | 0 | 0 | 0 | 0 | 0 | 0
H | 55 | 55 | 83 | 83 | 83 | 83
LFG | 486 | 684 | 684 | 684 | 684 | 684
Nuc | 4131.33 | 4131.33 | 4131.33 | 4131.33 | 2516 | 839
PS | 0 | 0 | 0 | 0 | 0 | 0
PV | 51 | 51 | 51 | 51 | 51 | 51
PeakG | 8431 | 8431 | 8431 | 8431 | 8431 | 8431
PeakO | 2283 | 2283 | 2283 | 2283 | 2283 | 2283
ST | 0 | 0 | 0 | 0 | 0 | 0
STOG | 4460.65 | 4460.65 | 4285.67 | 4285.67 | 4285.67 | 4285.67
STWD | 195 | 195 | 195 | 195 | 195 | 195
WT | 0 | 0 | 0 | 0 | 0 | 0
IGCC | 0 | 0 | 0 | 0 | 0 | 0
DemandResponse | 2734.45 | 3962.85 | 5527.63 | 5878.95 | 6252.59 | 6649.99
IGCC-CCS | 0 | 0 | 0 | 0 | 0 | 0
WT_off | 0 | 0 | 0 | 0 | 0 | 0
PseudoUnit | 0 | 0 | 0 | 0 | 0 | 0
FixedInterchange | 0 | 0 | 0 | 0 | 0 | 0
Total Installed Capacity by Reporting Type: MAPP_US
ReportingType | 2015 | 2020 | 2025 | 2030 | 2035 | 2040
BM | 0 | 0 | 0 | 0 | 0 | 0
CC | 289 | 289 | 289 | 289 | 289 | 289
CSP | 0 | 0 | 0 | 0 | 0 | 0
CT | 308.3 | 308.3 | 308.3 | 308.3 | 617.54 | 804.49
Coal | 2933.9 | 2360 | 2360 | 2360 | 2360 | 2360
Geo | 44 | 44 | 44 | 44 | 44 | 44
H | 2186 | 2186 | 2186 | 2186 | 2186 | 2186
LFG | 2 | 2 | 2 | 73.67 | 73.67 | 73.67
Nuc | 0.1 | 0.1 | 0.1 | 0.1 | 0.1 | 0.1
PS | 0 | 0 | 0 | 0 | 0 | 0
PV | 0 | 0 | 0 | 0 | 0 | 0
PeakG | 709 | 709 | 709 | 709 | 709 | 709
PeakO | 57.72 | 57.72 | 57.72 | 57.72 | 57.72 | 57.72
ST | 0 | 0 | 0 | 0 | 0 | 0
STOG | 0 | 0 | 0 | 0 | 0 | 0
STWD | 0 | 0 | 0 | 0 | 0 | 0
WT | 1689.3 | 3140.75 | 3140.75 | 7702.8 | 10705.47 | 12664.53
IGCC | 0 | 0 | 0 | 0 | 0 | 0
DemandResponse | 59 | 199.4 | 353.8 | 367.81 | 382.38 | 397.53
IGCC-CCS | 0 | 0 | 0 | 0 | 0 | 0
WT_off | 0 | 0 | 0 | 0 | 0 | 0
PseudoUnit | 0 | 0 | 0 | 0 | 0 | 0
FixedInterchange | 0 | 0 | 0 | 0 | 0 | 0
Total Installed Capacity by Reporting Type: MISO_IN
ReportingType | 2015 | 2020 | 2025 | 2030 | 2035 | 2040
BM | 0 | 0 | 0 | 0 | 0 | 0
CC | 1396 | 1396 | 1396 | 1396 | 5473.92 | 6980.23
CSP | 0 | 0 | 0 | 0 | 0 | 0
CT | 0 | 0 | 0 | 0 | 0 | 0
Coal | 13385.8 | 13385.8 | 13385.8 | 13385.8 | 13385.8 | 13385.8
Geo | 0 | 0 | 0 | 0 | 0 | 0
H | 75 | 75 | 75 | 75 | 75 | 75
LFG | 37 | 37 | 117.13 | 117.13 | 117.13 | 117.13
Nuc | 0.1 | 0.1 | 0.1 | 0.1 | 0.1 | 0.1
PS | 0 | 0 | 0 | 0 | 0 | 0
PV | 0 | 235.95 | 383.16 | 383.16 | 394.79 | 408.27
PeakG | 3053 | 3053 | 3053 | 3053 | 3053 | 3053
PeakO | 361 | 361 | 361 | 361 | 361 | 361
ST | 0 | 0 | 0 | 0 | 0 | 0
STOG | 279 | 279 | 279 | 279 | 279 | 279
STWD | 0 | 0 | 0 | 0 | 0 | 0
WT | 535 | 535 | 535 | 535 | 535 | 535
IGCC | 618 | 618 | 618 | 618 | 618 | 618
DemandResponse | 1068.55 | 1287.74 | 1545.09 | 1592.8 | 1641.97 | 1692.67
IGCC-CCS | 0 | 0 | 0 | 0 | 0 | 0
WT_off | 0 | 0 | 0 | 0 | 0 | 0
PseudoUnit | 0 | 0 | 0 | 0 | 0 | 0
FixedInterchange | 0 | 0 | 0 | 0 | 0 | 0
Total Installed Capacity by Reporting Type: MISO_MI
ReportingType | 2015 | 2020 | 2025 | 2030 | 2035 | 2040
BM | 0 | 0 | 0 | 0 | 0 | 0
CC | 4338 | 4338 | 4338 | 4338 | 4338 | 4338
CSP | 0 | 0 | 0 | 0 | 0 | 0
CT | 0 | 0 | 0 | 0 | 0 | 0
Coal | 8677.61 | 7279 | 7279 | 7279 | 7279 | 7279
Geo | 0 | 0 | 0 | 0 | 0 | 0
H | 141 | 141 | 141 | 141 | 141 | 141
LFG | 163 | 163 | 323.25 | 323.25 | 323.25 | 323.25
Nuc | 1889 | 1889 | 1889 | 1889 | 1111 | 1111
PS | 1872 | 1872 | 1872 | 1872 | 1872 | 1872
PV | 0 | 0 | 0 | 0 | 0 | 0
PeakG | 3562 | 3562 | 3562 | 3562 | 3562 | 3562
PeakO | 534 | 534 | 534 | 534 | 534 | 534
ST | 0 | 0 | 0 | 0 | 0 | 0
STOG | 2852 | 2852 | 2852 | 2852 | 2852 | 2852
STWD | 163 | 163 | 163 | 163 | 163 | 163
WT | 2161 | 2161 | 2461.47 | 2461.47 | 2501.18 | 2730.27
IGCC | 0 | 0 | 0 | 0 | 0 | 0
DemandResponse | 1838.88 | 2351.35 | 3000.3 | 3120.7 | 3245.93 | 3376.18
IGCC-CCS | 0 | 0 | 0 | 0 | 0 | 0
WT_off | 0 | 0 | 0 | 250 | 250 | 250
PseudoUnit | 0 | 0 | 0 | 0 | 0 | 0
FixedInterchange | 0 | 0 | 0 | 0 | 0 | 0
Total Installed Capacity by Reporting Type: MISO_MO-IL
ReportingType | 2015 | 2020 | 2025 | 2030 | 2035 | 2040
BM | 0 | 0 | 0 | 0 | 0 | 0
CC | 1058 | 1058 | 1058 | 1058 | 1058 | 1058
CSP | 0 | 0 | 0 | 0 | 0 | 0
CT | 0 | 0 | 0 | 0 | 0 | 0
Coal | 14729 | 13434 | 13434 | 13434 | 13434 | 13434
Geo | 0 | 0 | 0 | 0 | 0 | 0
H | 352 | 352 | 632 | 632 | 632 | 632
LFG | 18 | 18 | 241.33 | 241.33 | 241.33 | 241.33
Nuc | 2233 | 2233 | 2233 | 2233 | 2233 | 2233
PS | 440 | 440 | 440 | 440 | 440 | 440
PV | 0 | 0 | 0 | 0 | 0 | 0
PeakG | 4595 | 4595 | 4595 | 4595 | 4595 | 4595
PeakO | 766 | 766 | 766 | 766 | 766 | 766
ST | 0 | 0 | 0 | 0 | 0 | 0
STOG | 592 | 592 | 592 | 592 | 592 | 592
STWD | 0 | 0 | 0 | 0 | 0 | 0
WT | 678 | 678 | 678 | 678 | 678 | 774.18
IGCC | 0 | 0 | 0 | 0 | 0 | 0
DemandResponse | 301.14 | 1139.8 | 2067.65 | 2153.82 | 2243.59 | 2337.1
IGCC-CCS | 0 | 0 | 0 | 0 | 0 | 0
WT_off | 0 | 0 | 0 | 0 | 0 | 0
PseudoUnit | 0 | 0 | 0 | 0 | 0 | 0
FixedInterchange | 0 | 0 | 0 | 0 | 0 | 0
Total Installed Capacity by Reporting Type: MISO_W
ReportingType | 2015 | 2020 | 2025 | 2030 | 2035 | 2040
BM | 0 | 0 | 0 | 0 | 0 | 0
CC | 3025 | 3025 | 3025 | 3025 | 3025 | 3025
CSP | 0 | 0 | 0 | 0 | 0 | 0
CT | 0 | 0 | 0 | 0 | 0 | 0
Coal | 11618.62 | 11006.03 | 11006.03 | 11006.03 | 11006.03 | 13481.43
Geo | 0 | 0 | 0 | 0 | 0 | 0
H | 497 | 497 | 497 | 497 | 497 | 497
LFG | 205 | 205 | 276.67 | 276.67 | 276.67 | 276.67
Nuc | 2361.33 | 2361.33 | 2361.33 | 2361.33 | 0.1 | 0.1
PS | 0 | 0 | 0 | 0 | 0 | 0
PV | 0 | 0 | 0 | 0 | 0 | 0
PeakG | 4522 | 4522 | 4522 | 4522 | 4522 | 4522
PeakO | 2154 | 2154 | 2154 | 2154 | 2154 | 2154
ST | 0 | 0 | 0 | 0 | 0 | 0
STOG | 172 | 172 | 172 | 172 | 172 | 172
STWD | 313 | 313 | 313 | 313 | 313 | 313
WT | 8358.5 | 8358.5 | 13227.48 | 23270.25 | 23270.25 | 23270.25
IGCC | 0 | 0 | 0 | 0 | 0 | 0
DemandResponse | 2622.87 | 2885.77 | 3318.4 | 3449.86 | 3586.51 | 3728.59
IGCC-CCS | 0 | 0 | 0 | 0 | 0 | 0
WT_off | 0 | 0 | 0 | 0 | 0 | 0
PseudoUnit | 0 | 0 | 0 | 0 | 0 | 0
FixedInterchange | 0 | 0 | 0 | 0 | 0 | 0
Total Installed Capacity by Reporting Type: MISO_WUMS
ReportingType | 2015 | 2020 | 2025 | 2030 | 2035 | 2040
BM | 0 | 0 | 0 | 0 | 0 | 0
CC | 2724 | 3069.86 | 3069.86 | 3069.86 | 7006.07 | 7006.07
CSP | 0 | 0 | 0 | 0 | 0 | 0
CT | 0 | 3916.82 | 5716.4 | 11695.8 | 14865.72 | 14948.97
Coal | 5185.1 | 4864.7 | 4864.7 | 4864.7 | 4864.7 | 4864.7
Geo | 0 | 0 | 0 | 0 | 0 | 0
H | 336 | 337 | 337 | 337 | 337 | 337
LFG | 71 | 71 | 294.33 | 294.33 | 294.33 | 294.33
Nuc | 1817 | 1817 | 1817 | 1817 | 0.1 | 0.1
PS | 0 | 0 | 0 | 0 | 0 | 0
PV | 0 | 0 | 0 | 0 | 0 | 0
PeakG | 3230 | 3230 | 3230 | 3230 | 3230 | 3230
PeakO | 490 | 490 | 490 | 490 | 490 | 490
ST | 0 | 0 | 0 | 0 | 0 | 0
STOG | 300.5 | 300.5 | 300.5 | 300.5 | 300.5 | 300.5
STWD | 105 | 105 | 105 | 105 | 105 | 105
WT | 1528.9 | 1528.9 | 1528.9 | 1528.9 | 1528.9 | 1528.9
IGCC | 0 | 0 | 0 | 0 | 0 | 0
DemandResponse | 193.34 | 453.12 | 737.75 | 762.42 | 787.92 | 814.26
IGCC-CCS | 0 | 0 | 0 | 0 | 0 | 0
WT_off | 0 | 0 | 0 | 0 | 0 | 0
PseudoUnit | 0 | 0 | 0 | 0 | 0 | 0
FixedInterchange | 0 | 0 | 0 | 0 | 0 | 0
Total Installed Capacity by Reporting Type: Nebraska
ReportingType | 2015 | 2020 | 2025 | 2030 | 2035 | 2040
BM | 0 | 0 | 0 | 0 | 0 | 0
CC | 358 | 358 | 358 | 358 | 358 | 358
CSP | 0 | 0 | 0 | 0 | 0 | 0
CT | 0 | 0 | 0 | 0 | 0 | 0
Coal | 4110.1 | 4110.1 | 4110.1 | 4110.1 | 4110.1 | 5575.72
Geo | 0 | 0 | 0 | 0 | 0 | 0
H | 167 | 167 | 167 | 167 | 167 | 167
LFG | 6 | 6 | 6 | 77.67 | 77.67 | 77.67
Nuc | 1252 | 1252 | 1252 | 1252 | 0.2 | 0.2
PS | 0 | 0 | 0 | 0 | 0 | 0
PV | 0 | 0 | 0 | 0 | 0 | 0
PeakG | 1305 | 1305 | 1305 | 1305 | 1305 | 1305
PeakO | 326 | 326 | 326 | 326 | 326 | 326
ST | 0 | 0 | 0 | 0 | 0 | 0
STOG | 270 | 270 | 270 | 270 | 270 | 270
STWD | 0 | 0 | 0 | 0 | 0 | 0
WT | 344.9 | 2487.92 | 2487.92 | 2487.92 | 2487.92 | 2487.92
IGCC | 0 | 0 | 0 | 0 | 0 | 0
DemandResponse | 624.42 | 756.13 | 918.4 | 954.78 | 992.6 | 1031.92
IGCC-CCS | 0 | 0 | 0 | 0 | 0 | 0
WT_off | 0 | 0 | 0 | 0 | 0 | 0
PseudoUnit | 0 | 0 | 0 | 0 | 0 | 0
FixedInterchange | 0 | 0 | 0 | 0 | 0 | 0
Total Installed Capacity by Reporting Type: NEISO
ReportingType | 2015 | 2020 | 2025 | 2030 | 2035 | 2040
BM | 252.2 | 252.2 | 252.2 | 252.2 | 252.2 | 252.2
CC | 11492.29 | 11492.04 | 11492.04 | 11492.04 | 11492.04 | 11492.04
CSP | 0 | 0 | 0 | 0 | 0 | 0
CT | 334 | 334 | 334 | 324.5 | 324.5 | 1366.96
Coal | 320 | 0 | 0 | 0 | 0 | 0
Geo | 0 | 0 | 0 | 0 | 0 | 0
H | 3257.7 | 3257.7 | 3257.7 | 3257.7 | 3257.7 | 3260.7
LFG | 581.26 | 581.26 | 651 | 651 | 651 | 651
Nuc | 4645 | 4645 | 4645 | 4645 | 3356 | 2479.08
PS | 1674 | 1674 | 1674 | 1674 | 1674 | 1674
PV | 2 | 325.36 | 325.36 | 325.36 | 325.36 | 326.9
PeakG | 1200 | 1200 | 1200 | 1200 | 1200 | 1200
PeakO | 1183 | 1183 | 1183 | 1183 | 1183 | 1183
ST | 0 | 0 | 0 | 0 | 0 | 0
STOG | 0 | 0 | 0 | 0 | 0 | 0
STWD | 610 | 610 | 610 | 610 | 610 | 610
WT | 434.2 | 434.2 | 434.2 | 434.2 | 434.2 | 434.2
IGCC | 0 | 0 | 0 | 0 | 0 | 0
DemandResponse | 3092.4 | 3627.72 | 4230.66 | 4257.78 | 4282.5 | 4307.35
IGCC-CCS | 0 | 0 | 0 | 0 | 0 | 0
WT_off | 468 | 1626 | 3363 | 5968 | 5500 | 4342
PseudoUnit | 0 | 0 | 0 | 0 | 0 | 0
FixedInterchange | 0 | 0 | 0 | 0 | 0 | 0
Total Installed Capacity by Reporting Type: NonRTO_Midwest
ReportingType | 2015 | 2020 | 2025 | 2030 | 2035 | 2040
BM | 0 | 0 | 0 | 0 | 0 | 0
CC | 0 | 388.4 | 388.4 | 388.4 | 388.4 | 639.57
CSP | 0 | 0 | 0 | 0 | 0 | 0
CT | 0 | 0 | 0 | 0 | 0 | 0
Coal | 8840.55 | 8840.55 | 8840.55 | 8840.55 | 8840.55 | 8840.55
Geo | 0 | 0 | 0 | 0 | 0 | 0
H | 143 | 143 | 889 | 889 | 889 | 889
LFG | 14 | 14 | 174.25 | 174.25 | 174.25 | 174.25
Nuc | 0.1 | 0.1 | 0.1 | 0.1 | 0.1 | 0.1
PS | 0 | 0 | 0 | 0 | 0 | 0
PV | 0 | 0 | 0 | 0 | 0 | 0
PeakG | 3353 | 3353 | 3353 | 3353 | 3353 | 3353
PeakO | 12 | 12 | 12 | 12 | 12 | 12
ST | 0 | 0 | 0 | 0 | 0 | 0
STOG | 0 | 0 | 0 | 0 | 0 | 0
STWD | 0 | 0 | 0 | 0 | 0 | 0
WT | 66 | 66 | 66 | 66 | 66 | 66
IGCC | 0 | 0 | 0 | 0 | 0 | 0
DemandResponse | 193.98 | 453.37 | 727.88 | 745.89 | 764.35 | 783.26
IGCC-CCS | 0 | 0 | 0 | 0 | 0 | 0
WT_off | 0 | 0 | 0 | 0 | 0 | 0
PseudoUnit | 0 | 0 | 0 | 0 | 0 | 0
FixedInterchange | 0 | 0 | 0 | 0 | 0 | 0
Total Installed Capacity by Reporting Type: NYISO_A-F
ReportingType | 2015 | 2020 | 2025 | 2030 | 2035 | 2040
BM | 0 | 0 | 0 | 0 | 0 | 0
CC | 4233 | 4233 | 4233 | 4233 | 4233 | 4233
CSP | 0 | 0 | 0 | 0 | 0 | 0
CT | 0 | 0 | 0 | 0 | 0 | 0
Coal | 0 | 0 | 0 | 0 | 0 | 0
Geo | 0 | 0 | 0 | 0 | 0 | 0
H | 4395 | 4395 | 4395 | 4395 | 4395 | 4395
LFG | 172.4 | 172.4 | 172.4 | 240.33 | 240.33 | 240.33
Nuc | 3365 | 3365 | 3365 | 2743.8 | 2163.3 | 1311.1
PS | 1412 | 1412 | 1412 | 1412 | 1412 | 1412
PV | 0 | 0 | 0 | 0 | 0 | 0
PeakG | 221 | 221 | 221 | 221 | 221 | 221
PeakO | 39 | 39 | 39 | 39 | 39 | 39
ST | 0 | 0 | 0 | 0 | 0 | 0
STOG | 0 | 0 | 0 | 0 | 0 | 0
STWD | 86 | 86 | 86 | 86 | 86 | 86
WT | 3759.3 | 4277.1 | 4277.1 | 4277.1 | 2448.8 | 1931
IGCC | 0 | 0 | 0 | 0 | 0 | 0
DemandResponse | 907.2 | 1018.15 | 1143.28 | 1172.73 | 1202.95 | 1233.94
IGCC-CCS | 0 | 0 | 0 | 0 | 0 | 0
WT_off | 0 | 0 | 0 | 0 | 0 | 0
PseudoUnit | 0 | 0 | 0 | 0 | 0 | 0
FixedInterchange | 0 | 0 | 0 | 0 | 0 | 0
Total Installed Capacity by Reporting Type: NYISO_G-I
ReportingType | 2015 | 2020 | 2025 | 2030 | 2035 | 2040
BM | 0 | 0 | 0 | 0 | 0 | 0
CC | 1157 | 1157 | 1157 | 1157 | 3034.99 | 6821.16
CSP | 0 | 0 | 0 | 0 | 0 | 0
CT | 0 | 0 | 0 | 0 | 0 | 0
Coal | 0 | 0 | 0 | 0 | 0 | 0
Geo | 0 | 0 | 0 | 0 | 0 | 0
H | 32 | 32 | 32 | 32 | 32 | 32
LFG | 64 | 64 | 64 | 138.33 | 138.33 | 138.33
Nuc | 2045 | 2045 | 2045 | 2045 | 1025.4 | 0.4
PS | 0 | 0 | 0 | 0 | 0 | 0
PV | 0 | 0 | 0 | 0 | 0 | 0
PeakG | 65 | 65 | 65 | 65 | 65 | 65
PeakO | 87 | 87 | 87 | 87 | 87 | 87
ST | 0 | 0 | 0 | 0 | 0 | 0
STOG | 0 | 0 | 0 | 0 | 0 | 0
STWD | 0 | 0 | 0 | 0 | 0 | 0
WT | 0 | 0 | 0 | 0 | 0 | 32.23
IGCC | 0 | 0 | 0 | 0 | 0 | 0
DemandResponse | 339.56 | 380.32 | 434.34 | 453.11 | 472.7 | 493.13
IGCC-CCS | 0 | 0 | 0 | 0 | 0 | 0
WT_off | 0 | 0 | 0 | 0 | 0 | 0
PseudoUnit | 0 | 0 | 0 | 0 | 0 | 0
FixedInterchange | 0 | 0 | 0 | 0 | 0 | 0
Total Installed Capacity by Reporting Type: NYISO_J-K
ReportingType | 2015 | 2020 | 2025 | 2030 | 2035 | 2040
BM | 0 | 0 | 0 | 0 | 0 | 0
CC | 4833.4 | 4833.4 | 4833.4 | 4833.4 | 4833.4 | 4833.4
CSP | 0 | 0 | 0 | 0 | 0 | 0
CT | 0 | 0 | 0 | 511.63 | 2084.46 | 2180.04
Coal | 0 | 0 | 0 | 0 | 0 | 0
Geo | 0 | 0 | 0 | 0 | 0 | 0
H | 0 | 0 | 0 | 0 | 0 | 0
LFG | 124 | 124 | 124 | 198.33 | 198.33 | 198.33
Nuc | 0.1 | 0.1 | 0.1 | 0.1 | 0.1 | 0.1
PS | 0 | 0 | 0 | 0 | 0 | 0
PV | 32 | 32 | 32 | 32 | 0 | 0
PeakG | 2778 | 2778 | 2778 | 2778 | 2778 | 2778
PeakO | 2169 | 2169 | 2169 | 2169 | 2169 | 2169
ST | 0 | 0 | 0 | 0 | 0 | 0
STOG | 4127.42 | 4127.42 | 4127.42 | 4127.42 | 4127.42 | 4127.42
STWD | 0 | 0 | 0 | 0 | 0 | 0
WT | 0 | 0 | 0 | 0 | 0 | 0
IGCC | 0 | 0 | 0 | 0 | 0 | 0
DemandResponse | 1319.07 | 1502.66 | 1718.62 | 1795.58 | 1875.99 | 1960
IGCC-CCS | 0 | 0 | 0 | 0 | 0 | 0
WT_off | 0 | 947 | 2368 | 4500 | 4500 | 3553
PseudoUnit | 0 | 0 | 0 | 0 | 0 | 0
FixedInterchange | 0 | 0 | 0 | 0 | 0 | 0
Total Installed Capacity by Reporting Type: PJM_E
ReportingType | 2015 | 2020 | 2025 | 2030 | 2035 | 2040
BM | 30 | 30 | 30 | 30 | 30 | 30
CC | 12283.3 | 12283.3 | 12283.3 | 12283.3 | 12283.3 | 12283.3
CSP | 0 | 0 | 0 | 0 | 0 | 0
CT | 26.2 | 26.2 | 26.2 | 26.2 | 26.2 | 26.2
Coal | 595 | 27 | 27 | 27 | 27 | 27
Geo | 0 | 0 | 0 | 0 | 0 | 0
H | 269.99 | 269.99 | 269.99 | 269.99 | 269.99 | 269.99
LFG | 471.1 | 604 | 604 | 604 | 604 | 604
Nuc | 8510 | 7895.5 | 7895.5 | 7895.5 | 5671.5 | 4497.5
PS | 400 | 400 | 400 | 400 | 400 | 400
PV | 47.45 | 47.45 | 47.45 | 47.45 | 47.45 | 47.45
PeakG | 3877.5 | 3877.5 | 3877.5 | 3877.5 | 3877.5 | 3877.5
PeakO | 2749.3 | 2749.3 | 2749.3 | 2749.3 | 2749.3 | 2749.3
ST | 0 | 0 | 0 | 0 | 0 | 0
STOG | 2210.84 | 2210.84 | 2210.84 | 2210.84 | 2210.84 | 2210.84
STWD | 0 | 0 | 0 | 0 | 0 | 0
WT | 1160 | 1160 | 1180 | 1180 | 1180 | 2972.13
IGCC | 0 | 0 | 0 | 0 | 0 | 0
DemandResponse | 1256.73 | 1718.17 | 2388.62 | 2469.72 | 2553.57 | 2640.27
IGCC-CCS | 0 | 0 | 0 | 0 | 0 | 0
WT_off | 0 | 1184 | 5902.67 | 9452.93 | 9452.93 | 9600
PseudoUnit | 0 | 0 | 0 | 0 | 0 | 0
FixedInterchange | 0 | 0 | 0 | 0 | 0 | 0
Total Installed Capacity by Reporting Type: PJM_ROM
ReportingType | 2015 | 2020 | 2025 | 2030 | 2035 | 2040
BM | 18 | 18 | 18 | 1553.4 | 1964.98 | 1964.98
CC | 5664.5 | 5664.5 | 5664.5 | 5664.5 | 5664.5 | 16654.01
CSP | 0 | 0 | 0 | 0 | 0 | 0
CT | 16 | 16 | 16 | 16 | 16 | 16
Coal | 7123.5 | 5889.5 | 5889.5 | 5889.5 | 5889.5 | 5889.5
Geo | 0 | 0 | 0 | 0 | 0 | 0
H | 1392 | 2070 | 2070 | 2070 | 2070 | 2070
LFG | 356.9 | 622 | 622 | 622 | 622 | 622
Nuc | 5036 | 5036 | 5036 | 5036 | 3304 | 2405
PS | 1513 | 1513 | 1513 | 1513 | 1513 | 1513
PV | 4 | 1413.56 | 2302.2 | 2542.94 | 2638.19 | 2752.12
PeakG | 1719 | 1719 | 1719 | 1719 | 1719 | 1719
PeakO | 1566 | 1566 | 1566 | 1566 | 1566 | 1566
ST | 0 | 0 | 0 | 0 | 0 | 0
STOG | 3529 | 3529 | 3529 | 3529 | 3529 | 3529
STWD | 70 | 70 | 70 | 70 | 70 | 70
WT | 1210.8 | 5822.76 | 7771 | 7771 | 7771 | 7771
IGCC | 0 | 0 | 0 | 0 | 0 | 0
DemandResponse | 2307.31 | 2787.75 | 3373.93 | 3488.48 | 3606.92 | 3729.38
IGCC-CCS | 0 | 0 | 0 | 0 | 0 | 0
WT_off | 0 | 0 | 0 | 0 | 0 | 0
PseudoUnit | 0 | 0 | 0 | 0 | 0 | 0
FixedInterchange | 0 | 0 | 0 | 0 | 0 | 0
Total Installed Capacity by Reporting Type: PJM_ROR
ReportingType | 2015 | 2020 | 2025 | 2030 | 2035 | 2040
BM | 385 | 385 | 385 | 385 | 1132.13 | 1857.63
CC | 13618 | 13738 | 13738 | 13738 | 15008.54 | 16183.85
CSP | 0 | 0 | 0 | 0 | 0 | 0
CT | 29 | 29 | 29 | 29 | 5291.47 | 5291.47
Coal | 49196.28 | 37048.01 | 37048.01 | 37048.01 | 37048.01 | 37048.01
Geo | 0 | 0 | 0 | 0 | 0 | 0
H | 1837.4 | 2340.4 | 2340.4 | 2340.4 | 2340.4 | 2340.4
LFG | 539.4 | 1053.11 | 1053.11 | 1053.11 | 1053.11 | 1053.11
Nuc | 20038 | 20038 | 20038 | 19171 | 14896 | 10012.84
PS | 3081 | 3081 | 3081 | 3081 | 3081 | 3081
PV | 24 | 24 | 24 | 24 | 24 | 24
PeakG | 19311 | 19311 | 19311 | 19311 | 19311 | 19311
PeakO | 1742 | 1742 | 1742 | 1742 | 1742 | 1742
ST | 0 | 0 | 0 | 0 | 0 | 0
STOG | 2087 | 2087 | 2087 | 2087 | 2087 | 2087
STWD | 194 | 194 | 194 | 194 | 194 | 194
WT | 10922.7 | 23663.94 | 40964.01 | 55924.44 | 56197 | 56197
IGCC | 0 | 0 | 0 | 0 | 0 | 0
DemandResponse | 3324.65 | 6282.21 | 9765.55 | 10067.05 | 10377.87 | 10698.28
IGCC-CCS | 0 | 0 | 0 | 0 | 0 | 0
WT_off | 0 | 395 | 987 | 2125 | 2125 | 2125
PseudoUnit | 0 | 0 | 0 | 0 | 0 | 0
FixedInterchange | 0 | 0 | 0 | 0 | 0 | 0
Total Installed Capacity by Reporting Type: SOCO
ReportingType | 2015 | 2020 | 2025 | 2030 | 2035 | 2040
BM | 55 | 1317.76 | 5961.51 | 6555.24 | 6555.24 | 6555.24
CC | 19838.9 | 20025.9 | 19839.9 | 19839.9 | 19839.9 | 19839.9
CSP | 0 | 0 | 0 | 0 | 0 | 0
CT | 0 | 0 | 0 | 0 | 0 | 0
Coal | 14798.88 | 13842 | 13842 | 13842 | 13842 | 20298.52
Geo | 0 | 0 | 0 | 0 | 0 | 0
H | 4194 | 4194 | 4194 | 4194 | 4194 | 5061
LFG | 37 | 144.4 | 144.4 | 144.4 | 144.4 | 144.4
Nuc | 5841 | 8041 | 8041 | 8041 | 8041 | 5395.95
PS | 1675 | 1675 | 1675 | 1675 | 1675 | 1675
PV | 0 | 0 | 0 | 0 | 0 | 0
PeakG | 10713 | 10713 | 6362.66 | 6362.66 | 6362.66 | 6362.66
PeakO | 0 | 0 | 0 | 0 | 0 | 0
ST | 0 | 0 | 0 | 0 | 0 | 0
STOG | 0 | 0 | 0 | 0 | 0 | 0
STWD | 668 | 668 | 668 | 668 | 668 | 668
WT | 0 | 100 | 100 | 100 | 100 | 100
IGCC | 0 | 0 | 0 | 0 | 0 | 0
DemandResponse | 2570.49 | 4773.97 | 7215.46 | 7512.46 | 7821.68 | 8143.63
IGCC-CCS | 0 | 0 | 0 | 0 | 0 | 0
WT_off | 0 | 0 | 0 | 0 | 0 | 0
PseudoUnit | 0 | 0 | 0 | 0 | 0 | 0
FixedInterchange | 0 | 0 | 0 | 0 | 0 | 0
Total Installed Capacity by Reporting Type: SPP_N
ReportingType | 2015 | 2020 | 2025 | 2030 | 2035 | 2040
BM | 0 | 0 | 0 | 0 | 0 | 0
CC | 1386 | 1386 | 1386 | 1386 | 1386 | 1386
CSP | 0 | 0 | 0 | 0 | 0 | 0
CT | 0 | 146.96 | 146.96 | 146.96 | 6049.33 | 6049.33
Coal | 8347.54 | 7972.64 | 7634.32 | 7634.32 | 7634.32 | 7634.32
Geo | 0 | 0 | 0 | 0 | 0 | 0
H | 21 | 21 | 21 | 21 | 21 | 21
LFG | 7 | 7 | 7 | 102 | 102 | 102
Nuc | 1160 | 1160 | 1160 | 1160 | 1160 | 1160
PS | 0 | 0 | 0 | 0 | 0 | 0
PV | 0 | 0 | 0 | 0 | 0 | 0
PeakG | 4397 | 4397 | 4397 | 4397 | 4397 | 4397
PeakO | 1199 | 1199 | 1199 | 1199 | 1199 | 1199
ST | 0 | 0 | 0 | 0 | 0 | 0
STOG | 1695 | 1695 | 1695 | 1695 | 1695 | 1695
STWD | 0 | 0 | 0 | 0 | 0 | 0
WT | 1227 | 2543.51 | 5833.04 | 11951.32 | 11994.94 | 11994.94
IGCC | 0 | 0 | 0 | 0 | 0 | 0
DemandResponse | 446.68 | 920.58 | 1432.75 | 1499.14 | 1568.6 | 1641.28
IGCC-CCS | 0 | 0 | 0 | 0 | 0 | 0
WT_off | 0 | 0 | 0 | 0 | 0 | 0
PseudoUnit | 0 | 0 | 0 | 0 | 0 | 0
FixedInterchange | 0 | 0 | 0 | 0 | 0 | 0
Total Installed Capacity by Reporting Type: SPP_S
ReportingType | 2015 | 2020 | 2025 | 2030 | 2035 | 2040
BM | 0 | 0 | 0 | 0 | 0 | 0
CC | 10917 | 10917 | 10917 | 10917 | 10917 | 10917
CSP | 0 | 0 | 0 | 0 | 0 | 0
CT | 412.99 | 712.99 | 712.99 | 712.99 | 713 | 713
Coal | 13069.93 | 13069.93 | 12541.93 | 12541.93 | 12541.93 | 12541.93
Geo | 0 | 0 | 0 | 0 | 0 | 0
H | 2108 | 2108 | 2108 | 2108 | 2108 | 2108
LFG | 19 | 19 | 19 | 114 | 114 | 114
Nuc | 0.1 | 0.1 | 0.1 | 0.1 | 0.1 | 0.1
PS | 446 | 446 | 446 | 446 | 446 | 446
PV | 0 | 0 | 0 | 0 | 0 | 0
PeakG | 3443 | 3443 | 3443 | 3443 | 3443 | 3443
PeakO | 122 | 122 | 122 | 122 | 122 | 122
ST | 0 | 0 | 0 | 0 | 0 | 0
STOG | 8834.38 | 8834.38 | 8834.38 | 8834.38 | 8834.38 | 8834.38
STWD | 84 | 84 | 84 | 84 | 84 | 84
WT | 2727 | 12629.69 | 20828.43 | 26372.69 | 27981.39 | 28970.62
IGCC | 0 | 0 | 0 | 0 | 0 | 0
DemandResponse | 61.11 | 1754.28 | 3560.21 | 3675.61 | 3794.74 | 3917.74
IGCC-CCS | 0 | 0 | 0 | 0 | 0 | 0
WT_off | 0 | 0 | 0 | 0 | 0 | 0
PseudoUnit | 0 | 0 | 0 | 0 | 0 | 0
FixedInterchange | 0 | 0 | 0 | 0 | 0 | 0
Total Installed Capacity by Reporting Type: TVA
ReportingType | 2015 | 2020 | 2025 | 2030 | 2035 | 2040
BM | 0 | 3100.52 | 3417.05 | 6458.54 | 7061.51 | 7061.51
CC | 5881 | 5881 | 5881 | 5881 | 5881 | 5881
CSP | 0 | 0 | 0 | 0 | 0 | 0
CT | 0 | 0 | 0 | 0 | 0 | 627.65
Coal | 11548.05 | 9322.43 | 9138.13 | 9138.13 | 9138.13 | 9383.11
Geo | 0 | 0 | 0 | 0 | 0 | 0
H | 5111 | 5138 | 5138 | 5138 | 5138 | 5138
LFG | 13 | 120.4 | 120.4 | 120.4 | 120.4 | 120.4
Nuc | 8394.89 | 8394.89 | 8394.89 | 8394.89 | 5882.56 | 4603.89
PS | 1743 | 1743 | 1743 | 1743 | 1743 | 1743
PV | 0 | 0 | 0 | 0 | 0 | 0
PeakG | 5865 | 5865 | 5865 | 5865 | 5865 | 5865
PeakO | 83 | 83 | 83 | 83 | 83 | 83
ST | 0 | 0 | 0 | 0 | 0 | 0
STOG | 0 | 0 | 0 | 0 | 0 | 0
STWD | 5 | 5 | 5 | 5 | 5 | 5
WT | 29 | 129 | 129 | 129 | 129 | 129
IGCC | 0 | 0 | 0 | 0 | 0 | 0
DemandResponse | 1805 | 2555.95 | 3357.9 | 3440.97 | 3526.11 | 3613.35
IGCC-CCS | 0 | 0 | 0 | 0 | 0 | 0
WT_off | 0 | 0 | 0 | 0 | 0 | 0
PseudoUnit | 0 | 0 | 0 | 0 | 0 | 0
FixedInterchange | 0 | 0 | 0 | 0 | 0 | 0
Total Installed Capacity by Reporting Type: TVA_Transmission
ReportingType | 2015 | 2020 | 2025 | 2030 | 2035 | 2040
BM | 0 | 0 | 0 | 0 | 0 | 0
CC | 0 | 0 | 0 | 0 | 0 | 0
CSP | 0 | 0 | 0 | 0 | 0 | 0
CT | 0 | 0 | 0 | 0 | 0 | 0
Coal | 0 | 0 | 0 | 0 | 0 | 0
Geo | 0 | 0 | 0 | 0 | 0 | 0
H | 0 | 0 | 0 | 0 | 0 | 0
LFG | 0 | 0 | 0 | 0 | 0 | 0
Nuc | 0 | 0 | 0 | 0 | 0 | 0
PS | 0 | 0 | 0 | 0 | 0 | 0
PV | 0 | 0 | 0 | 0 | 0 | 0
PeakG | 0 | 0 | 0 | 0 | 0 | 0
PeakO | 0 | 0 | 0 | 0 | 0 | 0
ST | 0 | 0 | 0 | 0 | 0 | 0
STOG | 0 | 0 | 0 | 0 | 0 | 0
STWD | 0 | 0 | 0 | 0 | 0 | 0
WT | 0 | 0 | 0 | 0 | 0 | 0
IGCC | 0 | 0 | 0 | 0 | 0 | 0
DemandResponse | 0 | 0 | 0 | 0 | 0 | 0
IGCC-CCS | 0 | 0 | 0 | 0 | 0 | 0
WT_off | 0 | 0 | 0 | 0 | 0 | 0
PseudoUnit | 0 | 0 | 0 | 0 | 0 | 0
FixedInterchange | 0 | 0 | 0 | 0 | 0 | 0
Total Installed Capacity by Reporting Type: VACAR
ReportingType | 2015 | 2020 | 2025 | 2030 | 2035 | 2040
BM | 0.92 | 6986.31 | 6986.31 | 6986.31 | 6986.31 | 6986.31
CC | 6518.3 | 6518.3 | 6518.3 | 6518.3 | 6518.3 | 8092.91
CSP | 0 | 0 | 0 | 0 | 0 | 0
CT | 2898.1 | 2898.1 | 2898.1 | 2898.1 | 5402.45 | 7779.98
Coal | 18007 | 11997.96 | 9757.72 | 9757.72 | 9757.72 | 9757.72
Geo | 0 | 0 | 0 | 0 | 0 | 0
H | 2122 | 2122 | 2122 | 2122 | 2174 | 2174
LFG | 63.34 | 170.4 | 170.4 | 170.4 | 170.4 | 170.4
Nuc | 11430 | 13760 | 13760 | 13760 | 10512 | 8654
PS | 2616 | 2616 | 2616 | 2616 | 2616 | 2616
PV | 16 | 154.41 | 160.93 | 164.71 | 176.26 | 185.76
PeakG | 8308 | 8308 | 8308 | 8308 | 8308 | 8308
PeakO | 1268 | 1268 | 1268 | 1268 | 1268 | 1268
ST | 0 | 0 | 0 | 0 | 0 | 0
STOG | 92 | 92 | 92 | 92 | 92 | 92
STWD | 281 | 281 | 281 | 281 | 281 | 281
WT | 0 | 3500 | 3500 | 3500 | 3500 | 3500
IGCC | 0 | 0 | 0 | 0 | 0 | 0
DemandResponse | 2339.28 | 3868.22 | 5651.52 | 5928.05 | 6218.12 | 6522.37
IGCC-CCS | 0 | 0 | 0 | 0 | 0 | 0
WT_off | 1 | 421 | 11700.67 | 28764.32 | 31635.24 | 35870.79
PseudoUnit | 0 | 0 | 0 | 0 | 0 | 0
FixedInterchange | 0 | 0 | 0 | 0 | 0 | 0
Total Installed Capacity by Reporting Type: IESO
ReportingType | 2015 | 2020 | 2025 | 2030 | 2035 | 2040
BM | 326.33 | 326.33 | 326.33 | 326.33 | 326.33 | 326.33
CC | 4098.7 | 4098.7 | 4098.7 | 4098.7 | 4098.7 | 5279.12
CSP | 0 | 0 | 0 | 0 | 0 | 0
CT | 368 | 368 | 368 | 368 | 846.28 | 1942.71
Coal | 0 | 0 | 0 | 0 | 0 | 0
Geo | 0 | 0 | 0 | 0 | 0 | 0
H | 8693.3 | 8693.3 | 8693.3 | 8693.3 | 8693.3 | 8943.3
LFG | 117.5 | 117.5 | 117.5 | 117.5 | 118 | 118
Nuc | 13018 | 13018 | 13018 | 13018 | 11988 | 10448
PS | 123 | 123 | 123 | 123 | 123 | 123
PV | 1097.26 | 1097.26 | 1097.26 | 1097.26 | 30 | 30
PeakG | 584 | 584 | 584 | 584 | 584 | 584
PeakO | 29.35 | 29.35 | 29.35 | 29.35 | 29.35 | 29.35
ST | 0 | 0 | 0 | 0 | 0 | 0
STOG | 0 | 0 | 0 | 0 | 0 | 0
STWD | 0 | 0 | 0 | 0 | 0 | 0
WT | 3385.9 | 3385.9 | 3385.9 | 3385.9 | 1280 | 1280
IGCC | 0 | 0 | 0 | 0 | 0 | 0
DemandResponse | 1958.79 | 2066.83 | 2340.54 | 2421.21 | 2504.65 | 2590.98
IGCC-CCS | 0 | 0 | 0 | 0 | 0 | 0
WT_off | 0 | 0 | 0 | 0 | 0 | 0
PseudoUnit | 0 | 0 | 0 | 0 | 0 | 0
FixedInterchange | 0 | 0 | 0 | 0 | 0 | 0
Total Installed Capacity by Reporting Type: MAPP_CA
ReportingType | 2015 | 2020 | 2025 | 2030 | 2035 | 2040
BM | 0 | 0 | 0 | 0 | 0 | 0
CC | 731 | 731 | 731 | 133.49 | 133.49 | 133.49
CSP | 0 | 0 | 0 | 0 | 0 | 0
CT | 35 | 35 | 35 | 35 | 0 | 0
Coal | 1635.89 | 1635.89 | 0 | 0 | 0 | 0
Geo | 0 | 0 | 0 | 0 | 0 | 0
H | 6475.4 | 6805.3 | 8665.4 | 11125.4 | 11125.4 | 11125.4
LFG | 0 | 0 | 0 | 0 | 0 | 0
Nuc | 0.1 | 0.1 | 0.1 | 0.1 | 0.1 | 0.1
PS | 0 | 0 | 0 | 0 | 0 | 0
PV | 0 | 0 | 0 | 0 | 0 | 0
PeakG | 559 | 559 | 559 | 559 | 559 | 559
PeakO | 4 | 4 | 4 | 4 | 4 | 4
ST | 0 | 0 | 0 | 0 | 0 | 0
STOG | 126 | 126 | 126 | 0 | 0 | 0
STWD | 0 | 0 | 0 | 0 | 0 | 0
WT | 577.4 | 577.4 | 577.4 | 577.4 | 577.4 | 577.4
IGCC | 0 | 0 | 0 | 0 | 0 | 0
DemandResponse | 89.5 | 308.14 | 546.73 | 568.39 | 590.9 | 614.31
IGCC-CCS | 0 | 0 | 0 | 0 | 0 | 0
WT_off | 0 | 0 | 0 | 0 | 0 | 0
PseudoUnit | 0 | 0 | 0 | 0 | 0 | 0
FixedInterchange | 0 | 0 | 0 | 0 | 0 | 0
Total Installed Capacity by Reporting Type: AZ_NM_SNV_Coal
ReportingType | 2015 | 2020 | 2025 | 2030 | 2035 | 2040
BM | 0 | 0 | 0 | 0 | 0 | 0
CC | 0 | 0 | 0 | 0 | 0 | 0
CSP | 0 | 0 | 0 | 0 | 0 | 0
CT | 0 | 0 | 0 | 0 | 0 | 0
Coal | 10466 | 10466 | 10466 | 10466 | 10466 | 18661.6
Geo | 0 | 0 | 0 | 0 | 0 | 0
H | 0 | 0 | 0 | 0 | 0 | 0
LFG | 0 | 0 | 0 | 0 | 0 | 0
Nuc | 0 | 0 | 0 | 0 | 0 | 0
PS | 0 | 0 | 0 | 0 | 0 | 0
PV | 0 | 0 | 0 | 0 | 0 | 0
PeakG | 0 | 0 | 0 | 0 | 0 | 0
PeakO | 0 | 0 | 0 | 0 | 0 | 0
ST | 0 | 0 | 0 | 0 | 0 | 0
STOG | 0 | 0 | 0 | 0 | 0 | 0
STWD | 0 | 0 | 0 | 0 | 0 | 0
WT | 0 | 0 | 0 | 0 | 0 | 0
IGCC | 0 | 0 | 0 | 0 | 0 | 0
DemandResponse | 0 | 0 | 0 | 0 | 0 | 0
IGCC-CCS | 0 | 0 | 0 | 0 | 0 | 0
WT_off | 0 | 0 | 0 | 0 | 0 | 0
PseudoUnit | 0 | 0 | 0 | 0 | 0 | 0
FixedInterchange | 0 | 0 | 0 | 0 | 0 | 0
Total Installed Capacity by Reporting Type: AZ_NM_SNV_Gas
ReportingType | 2015 | 2020 | 2025 | 2030 | 2035 | 2040
BM | 0 | 0 | 0 | 0 | 0 | 0
CC | 15245 | 16706.4 | 16706.4 | 20637.46 | 22647.21 | 22647.21
CSP | 0 | 0 | 0 | 0 | 0 | 0
CT | 736 | 736 | 736 | 736 | 0 | 0
Coal | 0 | 0 | 0 | 0 | 0 | 0
Geo | 0 | 0 | 0 | 0 | 0 | 0
H | 0 | 0 | 0 | 0 | 0 | 0
LFG | 0 | 0 | 0 | 0 | 0 | 0
Nuc | 0 | 0 | 0 | 0 | 0 | 0
PS | 0 | 0 | 0 | 0 | 0 | 0
PV | 0 | 0 | 0 | 0 | 0 | 0
PeakG | 1829.39 | 1829.39 | 1829.39 | 1829.39 | 1829.39 | 0
PeakO | 0 | 0 | 0 | 0 | 0 | 0
ST | 0 | 0 | 0 | 0 | 0 | 0
STOG | 0 | 0 | 0 | 0 | 0 | 0
STWD | 0 | 0 | 0 | 0 | 0 | 0
WT | 0 | 0 | 0 | 0 | 0 | 0
IGCC | 0 | 0 | 0 | 0 | 0 | 0
DemandResponse | 334.55 | 1076.71 | 1928.33 | 2059.84 | 2196.64 | 2344.36
IGCC-CCS | 0 | 0 | 0 | 0 | 0 | 0
WT_off | 0 | 0 | 0 | 0 | 0 | 0
PseudoUnit | 0 | 0 | 0 | 0 | 0 | 0
FixedInterchange | 0 | 0 | 0 | 0 | 0 | 0
Total Installed Capacity by Reporting Type: AZ_NM_SNV_NucRenew
ReportingType | 2015 | 2020 | 2025 | 2030 | 2035 | 2040
BM | 0 | 0 | 0 | 0 | 0 | 0
CC | 0 | 0 | 0 | 0 | 0 | 0
CSP | 0 | 0 | 0 | 0 | 0 | 0
CT | 0 | 0 | 0 | 0 | 0 | 0
Coal | 0 | 0 | 0 | 0 | 0 | 0
Geo | 0 | 0 | 1450 | 1450 | 1450 | 1450
H | 3131 | 3131 | 3131 | 3131 | 3131 | 3131
LFG | 7 | 7 | 67.67 | 67.67 | 67.67 | 67.67
Nuc | 3875 | 3875 | 3875 | 3875 | 3875 | 3875
PS | 216 | 216 | 216 | 216 | 216 | 216
PV | 148.7 | 148.7 | 148.7 | 148.7 | 148.7 | 148.7
PeakG | 0 | 0 | 0 | 0 | 0 | 0
PeakO | 0 | 0 | 0 | 0 | 0 | 0
ST | 280 | 719.41 | 996.05 | 1120.69 | 1120.69 | 1120.69
STOG | 0 | 0 | 0 | 0 | 0 | 0
STWD | 26 | 26 | 26 | 26 | 26 | 26
WT | 525.1 | 525.1 | 852.53 | 1468.7 | 1468.7 | 1468.7
IGCC | 0 | 0 | 0 | 0 | 0 | 0
DemandResponse | 0 | 0 | 0 | 0 | 0 | 0
IGCC-CCS | 0 | 0 | 0 | 0 | 0 | 0
WT_off | 0 | 0 | 0 | 0 | 0 | 0
PseudoUnit | 0 | 0 | 0 | 0 | 0 | 0
FixedInterchange | 0 | 0 | 0 | 0 | 0 | 0
Total Installed Capacity by Reporting Type: ERCOT
ReportingType | 2015 | 2020 | 2025 | 2030 | 2035 | 2040
BM | 145 | 145 | 145 | 1845.88 | 1910.01 | 2026.38
CC | 29150 | 29150 | 29150 | 29150 | 30999.8 | 34530.38
CSP | 0 | 0 | 0 | 0 | 0 | 0
CT | 250 | 250 | 250 | 250 | 250 | 250
Coal | 18451.17 | 18451.17 | 18451.17 | 18451.17 | 18451.17 | 18451.17
Geo | 0 | 0 | 0 | 0 | 0 | 0
H | 565 | 565 | 565 | 1193 | 1193 | 1193
LFG | 75 | 75 | 429 | 429 | 429 | 429
Nuc | 5091 | 5091 | 5091 | 5091 | 5091 | 5091
PS | 0 | 0 | 0 | 0 | 0 | 0
PV | 15 | 15 | 15 | 15 | 1 | 1
PeakG | 4768 | 4768 | 4768 | 4768 | 4768 | 4768
PeakO | 51 | 51 | 51 | 51 | 51 | 51
ST | 0 | 0 | 0 | 0 | 0 | 0
STOG | 17636.41 | 17636.41 | 17636.41 | 17636.41 | 17636.41 | 17636.41
STWD | 0 | 0 | 0 | 0 | 0 | 0
WT | 9280.1 | 17613.52 | 27014.8 | 32864.78 | 33694.94 | 35183.6
IGCC | 0 | 0 | 0 | 0 | 0 | 0
DemandResponse | 740.81 | 3617.73 | 6720.3 | 6926.25 | 7155.61 | 7391.29
IGCC-CCS | 0 | 0 | 0 | 0 | 0 | 0
WT_off | 0 | 0 | 0 | 0 | 0 | 0
PseudoUnit | 0 | 0 | 0 | 0 | 0 | 0
FixedInterchange | 0 | 0 | 0 | 0 | 0 | 0
Total Installed Capacity by Reporting Type: NP15
ReportingType | 2015 | 2020 | 2025 | 2030 | 2035 | 2040
BM | 0 | 0 | 0 | 0 | 0 | 0
CC | 7404 | 7404 | 7404 | 7404 | 7404 | 7404
CSP | 0 | 0 | 0 | 0 | 0 | 0
CT | 220.99 | 2382.34 | 2382.34 | 6345.23 | 10727.07 | 15072.26
Coal | 28.2 | 0 | 0 | 0 | 0 | 0
Geo | 1123 | 1289.22 | 1723 | 1723 | 1723 | 1723
H | 8825 | 8825 | 8825 | 8825 | 8825 | 8825
LFG | 85 | 85 | 650 | 650 | 650 | 650
Nuc | 2300 | 2300 | 2300 | 2300 | 2300 | 2300
PS | 2257 | 2257 | 2257 | 2257 | 2257 | 2257
PV | 59.5 | 59.5 | 59.5 | 59.5 | 53 | 53
PeakG | 3265 | 3265 | 3265 | 3265 | 3265 | 3265
PeakO | 350 | 350 | 350 | 350 | 350 | 350
ST | 29 | 29 | 29 | 29 | 29 | 29
STOG | 3812.6 | 3812.6 | 3812.6 | 3812.6 | 3812.6 | 3812.6
STWD | 442 | 442 | 442 | 442 | 442 | 442
WT | 1193.2 | 2023.55 | 10359.19 | 12766.59 | 12781.92 | 12781.92
IGCC | 0 | 0 | 0 | 0 | 0 | 0
DemandResponse | 1828.06 | 1875.2 | 2034.02 | 2149.8 | 2261.58 | 2376.93
IGCC-CCS | 0 | 0 | 0 | 0 | 0 | 0
WT_off | 0 | 0 | 0 | 0 | 0 | 0
PseudoUnit | 0 | 0 | 0 | 0 | 0 | 0
FixedInterchange | 0 | 0 | 0 | 0 | 0 | 0
Total Installed Capacity by Reporting Type: NWPP_Coal
ReportingType | 2015 | 2020 | 2025 | 2030 | 2035 | 2040
BM | 0 | 0 | 0 | 0 | 0 | 0
CC | 0 | 0 | 0 | 0 | 0 | 0
CSP | 0 | 0 | 0 | 0 | 0 | 0
CT | 0 | 0 | 0 | 0 | 0 | 0
Coal | 13097.62 | 13097.62 | 13097.62 | 13097.62 | 13097.62 | 13097.62
Geo | 0 | 0 | 0 | 0 | 0 | 0
H | 0 | 0 | 0 | 0 | 0 | 0
LFG | 0 | 0 | 0 | 0 | 0 | 0
Nuc | 0 | 0 | 0 | 0 | 0 | 0
PS | 0 | 0 | 0 | 0 | 0 | 0
PV | 0 | 0 | 0 | 0 | 0 | 0
PeakG | 0 | 0 | 0 | 0 | 0 | 0
PeakO | 0 | 0 | 0 | 0 | 0 | 0
ST | 0 | 0 | 0 | 0 | 0 | 0
STOG | 0 | 0 | 0 | 0 | 0 | 0
STWD | 0 | 0 | 0 | 0 | 0 | 0
WT | 0 | 0 | 0 | 0 | 0 | 0
IGCC | 0 | 0 | 0 | 0 | 0 | 0
DemandResponse | 0 | 0 | 0 | 0 | 0 | 0
IGCC-CCS | 0 | 0 | 0 | 0 | 0 | 0
WT_off | 0 | 0 | 0 | 0 | 0 | 0
PseudoUnit | 0 | 0 | 0 | 0 | 0 | 0
FixedInterchange | 0 | 0 | 0 | 0 | 0 | 0
Total Installed Capacity by Reporting Type: NWPP_Gas
ReportingType | 2015 | 2020 | 2025 | 2030 | 2035 | 2040
BM | 0 | 0 | 0 | 0 | 0 | 0
CC | 6627 | 6627 | 6627 | 9563.33 | 14371.23 | 15083.53
CSP | 0 | 0 | 0 | 0 | 0 | 0
CT | 150 | 150 | 150 | 150 | 0 | 0
Coal | 0 | 0 | 0 | 0 | 0 | 426.09
Geo | 0 | 0 | 0 | 0 | 0 | 0
H | 0 | 0 | 0 | 0 | 0 | 0
LFG | 0 | 0 | 0 | 0 | 0 | 0
Nuc | 0 | 0 | 0 | 0 | 0 | 0
PS | 0 | 0 | 0 | 0 | 0 | 0
PV | 0 | 0 | 0 | 0 | 0 | 0
PeakG | 0 | 0 | 0 | 0 | 0 | 0
PeakO | 0 | 0 | 0 | 0 | 0 | 0
ST | 0 | 0 | 0 | 0 | 0 | 0
STOG | 0 | 0 | 0 | 0 | 0 | 0
STWD | 0 | 0 | 0 | 0 | 0 | 0
WT | 0 | 0 | 0 | 0 | 0 | 0
IGCC | 0 | 0 | 0 | 0 | 0 | 0
DemandResponse | 0.01 | 953.34 | 1988.72 | 2091.14 | 2193.74 | 2298.72
IGCC-CCS | 0 | 0 | 0 | 0 | 0 | 0
WT_off | 0 | 0 | 0 | 0 | 0 | 0
PseudoUnit | 0 | 0 | 0 | 0 | 0 | 0
FixedInterchange | 0 | 0 | 0 | 0 | 0 | 0
Total Installed Capacity by Reporting Type: NWPP_NucRenew
ReportingType | 2015 | 2020 | 2025 | 2030 | 2035 | 2040
BM | 32.55 | 32.55 | 32.55 | 32.55 | 32.55 | 32.55
CC | 0 | 0 | 0 | 0 | 0 | 0
CSP | 0 | 0 | 0 | 0 | 0 | 0
CT | 0 | 0 | 0 | 0 | 0 | 0
Coal | 0 | 0 | 0 | 0 | 0 | 0
Geo | 404.2 | 404.2 | 838.2 | 838.2 | 838.2 | 838.2
H | 33736 | 33736 | 33736 | 33736 | 33736 | 33736
LFG | 128.5 | 128.5 | 335.77 | 373 | 373 | 373
Nuc | 1131 | 1131 | 1131 | 1131 | 1131 | 1131
PS | 258 | 258 | 258 | 258 | 258 | 258
PV | 3 | 3 | 3 | 3 | 3 | 3
PeakG | 0 | 0 | 0 | 0 | 0 | 0
PeakO | 0 | 0 | 0 | 0 | 0 | 0
ST | 0 | 0 | 0 | 0 | 0 | 0
STOG | 0 | 0 | 0 | 0 | 0 | 0
STWD | 379.09 | 379.09 | 379.09 | 379.09 | 379.09 | 379.09
WT | 6865.3 | 6865.3 | 6865.3 | 6865.3 | 6865.3 | 6865.3
IGCC | 0 | 0 | 0 | 0 | 0 | 0
DemandResponse | 0 | 0 | 0 | 0 | 0 | 0
IGCC-CCS | 0 | 0 | 0 | 0 | 0 | 0
WT_off | 0 | 0 | 0 | 0 | 0 | 0
PseudoUnit | 0 | 0 | 0 | 0 | 0 | 0
FixedInterchange | 0 | 0 | 0 | 0 | 0 | 0
Total Installed Capacity by Reporting Type: RMPA
ReportingType | 2015 | 2020 | 2025 | 2030 | 2035 | 2040
BM | 0 | 0 | 0 | 0 | 0 | 0
CC | 2686 | 2686 | 2686 | 2686 | 2686 | 2686
CSP | 0 | 0 | 0 | 0 | 0 | 0
CT | 152 | 152 | 152 | 152 | 0 | 0
Coal | 7475.3 | 7304.8 | 6950.08 | 6950.08 | 8231.32 | 9434.64
Geo | 0 | 458.78 | 2545.23 | 2570 | 2570 | 2570
H | 982 | 982 | 982 | 982 | 982 | 982
LFG | 7.4 | 7.4 | 7.4 | 36.33 | 36.33 | 36.33
Nuc | 0.1 | 0.1 | 0.1 | 0.1 | 0.1 | 0.1
PS | 563 | 563 | 563 | 563 | 563 | 563
PV | 21 | 21 | 21 | 21 | 21 | 21
PeakG | 2904 | 2904 | 2904 | 2904 | 2904 | 2904
PeakO | 187 | 187 | 89.59 | 89.59 | 89.59 | 89.59
ST | 3 | 383.25 | 415.52 | 430.78 | 430.78 | 430.78
STOG | 0 | 0 | 0 | 0 | 0 | 0
STWD | 0 | 0 | 0 | 0 | 0 | 0
WT | 2113.4 | 2113.4 | 2113.4 | 2113.4 | 2113.4 | 2113.4
IGCC | 0 | 0 | 0 | 0 | 0 | 0
DemandResponse | 486.05 | 622.89 | 804.5 | 856.88 | 912.57 | 971.91
IGCC-CCS | 0 | 0 | 0 | 0 | 0 | 0
WT_off | 0 | 0 | 0 | 0 | 0 | 0
PseudoUnit | 0 | 0 | 0 | 0 | 0 | 0
FixedInterchange | 0 | 0 | 0 | 0 | 0 | 0
Total Installed Capacity by Reporting Type: SP15
ReportingType | 2015 | 2020 | 2025 | 2030 | 2035 | 2040
BM | 6 | 6 | 6 | 6 | 6 | 6
CC | 10080.5 | 10080.5 | 10080.5 | 10080.5 | 10080.5 | 10080.5
CSP | 0 | 0 | 0 | 0 | 0 | 0
CT | 0 | 0 | 0 | 0 | 0 | 0
Coal | 101.2 | 101.2 | 101.2 | 101.2 | 0 | 0
Geo | 963 | 2413 | 2413 | 2413 | 2413 | 2413
H | 1163 | 1163 | 1163 | 1163 | 1163 | 1163
LFG | 223.2 | 744.63 | 779 | 779 | 779 | 779
Nuc | 2250 | 2250 | 2250 | 2250 | 2250 | 2250
PS | 1440 | 1440 | 1440 | 1440 | 1440 | 1440
PV | 126.8 | 126.8 | 126.8 | 126.8 | 123 | 123
PeakG | 4309 | 4309 | 4309 | 4309 | 4309 | 4309
PeakO | 51 | 51 | 51 | 51 | 51 | 51
ST | 448 | 448 | 448 | 448 | 448 | 448
STOG | 10242 | 10242 | 10242 | 10242 | 10242 | 10242
STWD | 119 | 119 | 119 | 119 | 119 | 119
WT | 2207.8 | 2207.8 | 2207.8 | 2207.8 | 2207.8 | 2207.8
IGCC | 0 | 0 | 0 | 0 | 0 | 0
DemandResponse | 2613.15 | 2728.17 | 2959.23 | 3127.67 | 3290.3 | 3458.12
IGCC-CCS | 0 | 0 | 0 | 0 | 0 | 0
WT_off | 0 | 0 | 0 | 0 | 0 | 0
PseudoUnit | 0 | 0 | 0 | 0 | 0 | 0
FixedInterchange | 0 | 0 | 0 | 0 | 0 | 0
Total Installed Capacity by Reporting Type: ALB
ReportingType | 2015 | 2020 | 2025 | 2030 | 2035 | 2040
BM | 0 | 0 | 0 | 0 | 0 | 0
CC | 2609.19 | 3144.81 | 3938.04 | 4536.31 | 5743.09 | 6822.56
CSP | 0 | 0 | 0 | 0 | 0 | 0
CT | 201.5 | 201.5 | 201.5 | 201.5 | 0 | 0
Coal | 6240.83 | 6240.83 | 6240.83 | 6240.83 | 6240.83 | 6240.83
Geo | 0 | 0 | 0 | 0 | 0 | 0
H | 912 | 912 | 912 | 912 | 912 | 912
LFG | 10 | 10 | 10 | 10 | 10 | 10
Nuc | 0.1 | 0.1 | 0.1 | 0.1 | 0.1 | 0.1
PS | 0 | 0 | 0 | 0 | 0 | 0
PV | 0 | 0 | 0 | 0 | 0 | 0
PeakG | 1487.71 | 1451.85 | 1451.85 | 1451.85 | 1451.85 | 1451.85
PeakO | 0 | 0 | 0 | 0 | 0 | 0
ST | 0 | 0 | 0 | 0 | 0 | 0
STOG | 0 | 0 | 0 | 0 | 0 | 0
STWD | 0 | 0 | 0 | 0 | 0 | 0
WT | 672 | 672 | 672 | 672 | 672 | 672
IGCC | 0 | 0 | 0 | 0 | 0 | 0
DemandResponse | 105.16 | 361.08 | 660.83 | 708.64 | 759.9 | 814.88
IGCC-CCS | 0 | 0 | 0 | 0 | 0 | 0
WT_off | 0 | 0 | 0 | 0 | 0 | 0
PseudoUnit | 0 | 0 | 0 | 0 | 0 | 0
FixedInterchange | 0 | 0 | 0 | 0 | 0 | 0
Total Installed Capacity by Reporting Type: BC
ReportingType | 2015 | 2020 | 2025 | 2030 | 2035 | 2040
BM | 0 | 0 | 0 | 0 | 0 | 0
CC | 1376.72 | 1549.95 | 2062.87 | 2734.86 | 3535.33 | 4214.28
CSP | 0 | 0 | 0 | 0 | 0 | 0
CT | 0 | 0 | 0 | 0 | 0 | 161.62
Coal | 0 | 0 | 0 | 0 | 0 | 0
Geo | 0 | 0 | 0 | 0 | 0 | 0
H | 12161 | 12161 | 12161 | 12161 | 12161 | 12161
LFG | 24 | 24 | 24 | 24 | 24 | 24
Nuc | 0.1 | 0.1 | 0.1 | 0.1 | 0.1 | 0.1
PS | 0 | 0 | 0 | 0 | 0 | 0
PV | 0 | 0 | 0 | 0 | 0 | 0
PeakG | 141 | 141 | 141 | 141 | 141 | 141
PeakO | 44 | 44 | 44 | 44 | 44 | 44
ST | 0 | 0 | 0 | 0 | 0 | 0
STOG | 0 | 0 | 0 | 0 | 0 | 0
STWD | 510 | 510 | 510 | 510 | 510 | 510
WT | 246 | 246 | 246 | 246 | 246 | 246
IGCC | 0 | 0 | 0 | 0 | 0 | 0
DemandResponse | 0.01 | 264.69 | 555.31 | 582.51 | 611.05 | 640.98
IGCC-CCS | 0 | 0 | 0 | 0 | 0 | 0
WT_off | 0 | 0 | 0 | 0 | 0 | 0
PseudoUnit | 0 | 0 | 0 | 0 | 0 | 0
FixedInterchange | 0 | 0 | 0 | 0 | 0 | 0
Total Installed Capacity by Reporting Type: HQ_IESO
ReportingType | 2015 | 2020 | 2025 | 2030 | 2035 | 2040
BM | 0 | 0 | 0 | 0 | 0 | 0
CC | 0 | 0 | 0 | 0 | 0 | 0
CSP | 0 | 0 | 0 | 0 | 0 | 0
CT | 0 | 0 | 0 | 0 | 0 | 0
Coal | 0 | 0 | 0 | 0 | 0 | 0
Geo | 0 | 0 | 0 | 0 | 0 | 0
H | 0 | 0 | 0 | 0 | 0 | 0
LFG | 0 | 0 | 0 | 0 | 0 | 0
Nuc | 0.1 | 0.1 | 0.1 | 0.1 | 0.1 | 0.1
PS | 0 | 0 | 0 | 0 | 0 | 0
PV | 0 | 0 | 0 | 0 | 0 | 0
PeakG | 0 | 0 | 0 | 0 | 0 | 0
PeakO | 0 | 0 | 0 | 0 | 0 | 0
ST | 0 | 0 | 0 | 0 | 0 | 0
STOG | 0 | 0 | 0 | 0 | 0 | 0
STWD | 0 | 0 | 0 | 0 | 0 | 0
WT | 0 | 0 | 0 | 0 | 0 | 0
IGCC | 0 | 0 | 0 | 0 | 0 | 0
DemandResponse | 0 | 0 | 0 | 0 | 0 | 0
IGCC-CCS | 0 | 0 | 0 | 0 | 0 | 0
WT_off | 0 | 0 | 0 | 0 | 0 | 0
PseudoUnit | 0 | 0 | 0 | 0 | 0 | 0
FixedInterchange | 3000 | 3000 | 3000 | 3000 | 3000 | 3000
Total Installed Capacity by Reporting Type: HQ_NEISO
ReportingType | 2015 | 2020 | 2025 | 2030 | 2035 | 2040
BM | 0 | 0 | 0 | 0 | 0 | 0
CC | 0 | 0 | 0 | 0 | 0 | 0
CSP | 0 | 0 | 0 | 0 | 0 | 0
CT | 0 | 0 | 0 | 0 | 0 | 0
Coal | 0 | 0 | 0 | 0 | 0 | 0
Geo | 0 | 0 | 0 | 0 | 0 | 0
H | 0 | 0 | 0 | 0 | 0 | 0
LFG | 0 | 0 | 0 | 0 | 0 | 0
Nuc | 0.1 | 0.1 | 0.1 | 0.1 | 0.1 | 0.1
PS | 0 | 0 | 0 | 0 | 0 | 0
PV | 0 | 0 | 0 | 0 | 0 | 0
PeakG | 0 | 0 | 0 | 0 | 0 | 0
PeakO | 0 | 0 | 0 | 0 | 0 | 0
ST | 0 | 0 | 0 | 0 | 0 | 0
STOG | 0 | 0 | 0 | 0 | 0 | 0
STWD | 0 | 0 | 0 | 0 | 0 | 0
WT | 0 | 0 | 0 | 0 | 0 | 0
IGCC | 0 | 0 | 0 | 0 | 0 | 0
DemandResponse | 0 | 0 | 0 | 0 | 0 | 0
IGCC-CCS | 0 | 0 | 0 | 0 | 0 | 0
WT_off | 0 | 0 | 0 | 0 | 0 | 0
PseudoUnit | 0 | 0 | 0 | 0 | 0 | 0
FixedInterchange | 2920 | 2920 | 2920 | 2920 | 2920 | 2920
Total Installed Capacity by Reporting Type: HQ_NY
ReportingType | 2015 | 2020 | 2025 | 2030 | 2035 | 2040
BM | 0 | 0 | 0 | 0 | 0 | 0
CC | 0 | 0 | 0 | 0 | 0 | 0
CSP | 0 | 0 | 0 | 0 | 0 | 0
CT | 0 | 0 | 0 | 0 | 0 | 0
Coal | 0 | 0 | 0 | 0 | 0 | 0
Geo | 0 | 0 | 0 | 0 | 0 | 0
H | 0 | 0 | 0 | 0 | 0 | 0
LFG | 0 | 0 | 0 | 0 | 0 | 0
Nuc | 0.1 | 0.1 | 0.1 | 0.1 | 0.1 | 0.1
PS | 0 | 0 | 0 | 0 | 0 | 0
PV | 0 | 0 | 0 | 0 | 0 | 0
PeakG | 0 | 0 | 0 | 0 | 0 | 0
PeakO | 0 | 0 | 0 | 0 | 0 | 0
ST | 0 | 0 | 0 | 0 | 0 | 0
STOG | 0 | 0 | 0 | 0 | 0 | 0
STWD | 0 | 0 | 0 | 0 | 0 | 0
WT | 0 | 0 | 0 | 0 | 0 | 0
IGCC | 0 | 0 | 0 | 0 | 0 | 0
DemandResponse | 0 | 0 | 0 | 0 | 0 | 0
IGCC-CCS | 0 | 0 | 0 | 0 | 0 | 0
WT_off | 0 | 0 | 0 | 0 | 0 | 0
PseudoUnit | 0 | 0 | 0 | 0 | 0 | 0
FixedInterchange | 1500 | 1500 | 1500 | 1500 | 1500 | 1500
Total Installed Capacity by Reporting Type: MARITIMES
ReportingType | 2015 | 2020 | 2025 | 2030 | 2035 | 2040
BM | 0 | 0 | 0 | 0 | 0 | 0
CC | 0 | 0 | 0 | 0 | 0 | 0
CSP | 0 | 0 | 0 | 0 | 0 | 0
CT | 0 | 0 | 0 | 0 | 0 | 0
Coal | 0 | 0 | 0 | 0 | 0 | 0
Geo | 0 | 0 | 0 | 0 | 0 | 0
H | 0 | 0 | 0 | 0 | 0 | 0
LFG | 0 | 0 | 0 | 0 | 0 | 0
Nuc | 0.1 | 0.1 | 0.1 | 0.1 | 0.1 | 0.1
PS | 0 | 0 | 0 | 0 | 0 | 0
PV | 0 | 0 | 0 | 0 | 0 | 0
PeakG | 0 | 0 | 0 | 0 | 0 | 0
PeakO | 0 | 0 | 0 | 0 | 0 | 0
ST | 0 | 0 | 0 | 0 | 0 | 0
STOG | 0 | 0 | 0 | 0 | 0 | 0
STWD | 0 | 0 | 0 | 0 | 0 | 0
WT | 0 | 0 | 0 | 0 | 0 | 0
IGCC | 0 | 0 | 0 | 0 | 0 | 0
DemandResponse | 0 | 0 | 0 | 0 | 0 | 0
IGCC-CCS | 0 | 0 | 0 | 0 | 0 | 0
WT_off | 0 | 0 | 0 | 0 | 0 | 0
PseudoUnit | 0 | 0 | 0 | 0 | 0 | 500
FixedInterchange | 1400 | 1400 | 1400 | 1400 | 1400 | 1400
Total Installed Capacity by Reporting Type: All
ReportingType | 2015 | 2020 | 2025 | 2030 | 2035 | 2040
BM | 1251 | 13459.52 | 19561.87 | 26433.37 | 28259.19 | 29101.05
CC | 228204.7 | 233513.44 | 234633.59 | 243869.39 | 274950.68 | 306701.15
CSP | 0 | 0 | 0 | 0 | 0 | 0
CT | 8618.08 | 15143.22 | 16942.8 | 27387.22 | 49694.01 | 59710.67
Coal | 267116.46 | 238011.56 | 232730.1 | 232730.1 | 233910.13 | 256018.35
Geo | 2534.2 | 4609.2 | 9013.43 | 9038.2 | 9038.2 | 9038.2
H | 106079.79 | 107618.69 | 110532.79 | 113620.79 | 113672.79 | 114792.79
LFG | 4136 | 6089 | 8299 | 9022.5 | 9023 | 9023
Nuc | 117236.86 | 121152.36 | 121152.36 | 119664.16 | 93088.46 | 73382.46
PS | 21788 | 21788 | 21788 | 21788 | 21788 | 21788
PV | 1647.99 | 3820.31 | 4898.15 | 5146.07 | 4144.76 | 4285.82
PeakG | 117291.6 | 117255.73 | 112905.39 | 112905.39 | 112905.39 | 111076.01
PeakO | 20081.37 | 20081.37 | 19983.96 | 19983.96 | 19983.96 | 19983.96
ST | 760 | 1579.66 | 1888.57 | 2028.47 | 2028.47 | 2028.47
STOG | 67270.52 | 67270.52 | 66147.09 | 66021.09 | 66021.09 | 66021.09
STWD | 4456.09 | 4456.09 | 4456.09 | 4456.09 | 4456.09 | 4456.09
WT | 64004.8 | 109553.24 | 163543.63 | 213644.96 | 215523.52 | 221592.29
IGCC | 618 | 618 | 618 | 618 | 618 | 618
DemandResponse | 37863.74 | 60093.26 | 85862.57 | 89210.8 | 92685.8 | 96304.58
IGCC-CCS | 0 | 0 | 0 | 0 | 0 | 0
WT_off | 469 | 4573 | 24321.34 | 51060.25 | 53463.17 | 55740.79
PseudoUnit | 0 | 0 | 0 | 0 | 0 | 500
FixedInterchange | 8820 | 8820 | 8820 | 8820 | 8820 | 8820
Total Installed Capacity by Reporting Type: EI_US
ReportingType | 2015 | 2020 | 2025 | 2030 | 2035 | 2040
BM | 741.12 | 12949.63 | 19051.98 | 24222.61 | 25984.29 | 26709.79
CC | 148196.59 | 151335.08 | 151149.08 | 152844.74 | 173251.34 | 197820.08
CSP | 0 | 0 | 0 | 0 | 0 | 0
CT | 6504.59 | 10868.38 | 12667.96 | 19149.49 | 37870.66 | 42284.08
Coal | 209620.26 | 180714.05 | 177423.2 | 177423.2 | 177423.2 | 189706.39
Geo | 44 | 44 | 44 | 44 | 44 | 44
H | 29436.09 | 30645.09 | 31699.09 | 31699.09 | 31751.09 | 32621.09
LFG | 3458.4 | 4889.97 | 5878.67 | 6536 | 6536 | 6536
Nuc | 89571.36 | 93486.86 | 93486.86 | 91998.66 | 66452.96 | 48286.96
PS | 16931 | 16931 | 16931 | 16931 | 16931 | 16931
PV | 176.74 | 2349.05 | 3426.89 | 3674.82 | 3765.06 | 3906.12
PeakG | 97444.5 | 97444.5 | 93094.16 | 93094.16 | 93094.16 | 93094.16
PeakO | 19365.02 | 19365.02 | 19365.02 | 19365.02 | 19365.02 | 19365.02
ST | 0 | 0 | 0 | 0 | 0 | 0
STOG | 35453.51 | 35453.51 | 34330.09 | 34330.09 | 34330.09 | 34330.09
STWD | 2980 | 2980 | 2980 | 2980 | 2980 | 2980
WT | 36938.6 | 73323.27 | 109249.32 | 150477.09 | 153616.06 | 158196.17
IGCC | 618 | 618 | 618 | 618 | 618 | 618
DemandResponse | 29707.66 | 46218.47 | 65324.07 | 67718.5 | 70208.86 | 72802.09
IGCC-CCS | 0 | 0 | 0 | 0 | 0 | 0
WT_off | 469 | 4573 | 24321.34 | 51060.25 | 53463.17 | 55740.79
PseudoUnit | 0 | 0 | 0 | 0 | 0 | 500
FixedInterchange | 5820 | 5820 | 5820 | 5820 | 5820 | 5820
Total Installed Capacity by Reporting Type: EI_Canada
ReportingType | 2015 | 2020 | 2025 | 2030 | 2035 | 2040
BM | 326.33 | 326.33 | 326.33 | 326.33 | 326.33 | 326.33
CC | 4829.7 | 4829.7 | 4829.7 | 4232.18 | 4232.18 | 5412.61
CSP | 0 | 0 | 0 | 0 | 0 | 0
CT | 403 | 403 | 403 | 403 | 846.28 | 1942.71
Coal | 1635.89 | 1635.89 | 0 | 0 | 0 | 0
Geo | 0 | 0 | 0 | 0 | 0 | 0
H | 15168.7 | 15498.6 | 17358.7 | 19818.7 | 19818.7 | 20068.7
LFG | 117.5 | 117.5 | 117.5 | 117.5 | 118 | 118
Nuc | 13018.2 | 13018.2 | 13018.2 | 13018.2 | 11988.2 | 10448.2
PS | 123 | 123 | 123 | 123 | 123 | 123
PV | 1097.26 | 1097.26 | 1097.26 | 1097.26 | 30 | 30
PeakG | 1143 | 1143 | 1143 | 1143 | 1143 | 1143
PeakO | 33.35 | 33.35 | 33.35 | 33.35 | 33.35 | 33.35
ST | 0 | 0 | 0 | 0 | 0 | 0
STOG | 126 | 126 | 126 | 0 | 0 | 0
STWD | 0 | 0 | 0 | 0 | 0 | 0
WT | 3963.3 | 3963.3 | 3963.3 | 3963.3 | 1857.4 | 1857.4
IGCC | 0 | 0 | 0 | 0 | 0 | 0
DemandResponse | 2048.29 | 2374.97 | 2887.27 | 2989.59 | 3095.56 | 3205.29
IGCC-CCS | 0 | 0 | 0 | 0 | 0 | 0
WT_off | 0 | 0 | 0 | 0 | 0 | 0
PseudoUnit | 0 | 0 | 0 | 0 | 0 | 0
FixedInterchange | 3000 | 3000 | 3000 | 3000 | 3000 | 3000
Total Installed Capacity by Reporting Type: EI
ReportingType | 2015 | 2020 | 2025 | 2030 | 2035 | 2040
BM | 1067.45 | 13275.97 | 19378.32 | 24548.94 | 26310.63 | 27036.12
CC | 153026.29 | 156164.78 | 155978.78 | 157076.93 | 177483.52 | 203232.69
CSP | 0 | 0 | 0 | 0 | 0 | 0
CT | 6907.59 | 11271.37 | 13070.95 | 19552.49 | 38716.95 | 44226.79
Coal | 211256.15 | 182349.94 | 177423.2 | 177423.2 | 177423.2 | 189706.39
Geo | 44 | 44 | 44 | 44 | 44 | 44
H | 44604.79 | 46143.69 | 49057.79 | 51517.79 | 51569.79 | 52689.79
LFG | 3575.9 | 5007.47 | 5996.17 | 6653.5 | 6654 | 6654
Nuc | 102589.56 | 106505.06 | 106505.06 | 105016.86 | 78441.16 | 58735.16
PS | 17054 | 17054 | 17054 | 17054 | 17054 | 17054
PV | 1273.99 | 3446.31 | 4524.15 | 4772.07 | 3795.06 | 3936.12
PeakG | 98587.5 | 98587.5 | 94237.16 | 94237.16 | 94237.16 | 94237.16
PeakO | 19398.37 | 19398.37 | 19398.37 | 19398.37 | 19398.37 | 19398.37
ST | 0 | 0 | 0 | 0 | 0 | 0
STOG | 35579.51 | 35579.51 | 34456.09 | 34330.09 | 34330.09 | 34330.09
STWD | 2980 | 2980 | 2980 | 2980 | 2980 | 2980
WT | 40901.9 | 77286.57 | 113212.62 | 154440.39 | 155473.46 | 160053.57
IGCC | 618 | 618 | 618 | 618 | 618 | 618
DemandResponse | 31755.95 | 48593.44 | 68211.33 | 70708.09 | 73304.41 | 76007.38
IGCC-CCS | 0 | 0 | 0 | 0 | 0 | 0
WT_off | 469 | 4573 | 24321.34 | 51060.25 | 53463.17 | 55740.79
PseudoUnit | 0 | 0 | 0 | 0 | 0 | 500
FixedInterchange | 8820 | 8820 | 8820 | 8820 | 8820 | 8820
Total Installed Capacity by Reporting Type: Outside_EI
ReportingType | 2015 | 2020 | 2025 | 2030 | 2035 | 2040
BM | 183.55 | 183.55 | 183.55 | 1884.43 | 1948.56 | 2064.93
CC | 75178.41 | 77348.67 | 78654.81 | 86792.46 | 97467.16 | 103468.46
CSP | 0 | 0 | 0 | 0 | 0 | 0
CT | 1710.49 | 3871.84 | 3871.84 | 7834.73 | 10977.07 | 15483.88
Coal | 55860.32 | 55661.62 | 55306.9 | 55306.9 | 56486.94 | 66311.95
Geo | 2490.2 | 4565.2 | 8969.43 | 8994.2 | 8994.2 | 8994.2
H | 61475 | 61475 | 61475 | 62103 | 62103 | 62103
LFG | 560.1 | 1081.53 | 2302.83 | 2369 | 2369 | 2369
Nuc | 14647.3 | 14647.3 | 14647.3 | 14647.3 | 14647.3 | 14647.3
PS | 4734 | 4734 | 4734 | 4734 | 4734 | 4734
PV | 374 | 374 | 374 | 374 | 349.7 | 349.7
PeakG | 18704.1 | 18668.23 | 18668.23 | 18668.23 | 18668.23 | 16838.85
PeakO | 683 | 683 | 585.59 | 585.59 | 585.59 | 585.59
ST | 760 | 1579.66 | 1888.57 | 2028.47 | 2028.47 | 2028.47
STOG | 31691.01 | 31691.01 | 31691.01 | 31691.01 | 31691.01 | 31691.01
STWD | 1476.09 | 1476.09 | 1476.09 | 1476.09 | 1476.09 | 1476.09
WT | 23102.9 | 32266.67 | 50331.01 | 59204.57 | 60050.06 | 61538.72
IGCC | 0 | 0 | 0 | 0 | 0 | 0
DemandResponse | 6107.8 | 11499.81 | 17651.23 | 18502.71 | 19381.39 | 20297.2
IGCC-CCS | 0 | 0 | 0 | 0 | 0 | 0
WT_off | 0 | 0 | 0 | 0 | 0 | 0
PseudoUnit | 0 | 0 | 0 | 0 | 0 | 0
FixedInterchange | 0 | 0 | 0 | 0 | 0 | 0
#6 | Retrofit Capacity (MW)
Retrofit Capacity by Reporting Type: Entergy
ReportingType | 2015 | 2020 | 2025 | 2030 | 2035 | 2040
FGD | 0 | 7356 | 7356 | 7356 | 7356 | 7356
SNCR | 0 | 0 | 0 | 0 | 0 | 0
SCR | 0 | 0 | 0 | 0 | 0 | 0
ACI90 | 0 | 0 | 0 | 0 | 0 | 0
RPJ90 | 0 | 7416 | 7416 | 7416 | 7416 | 7416
PCSEQ | 0 | 0 | 0 | 0 | 0 | 0
Retrofit Capacity by Reporting Type: FRCC
ReportingType | 2015 | 2020 | 2025 | 2030 | 2035 | 2040
FGD | 0 | 235 | 235 | 235 | 235 | 235
SNCR | 0 | 0 | 0 | 0 | 0 | 0
SCR | 3796 | 1898 | 1898 | 1898 | 1898 | 1898
ACI90 | 0 | 0 | 0 | 0 | 0 | 0
RPJ90 | 0 | 7900 | 7900 | 7900 | 7900 | 7900.01
PCSEQ | 0 | 0 | 0 | 0 | 0 | 0
Retrofit Capacity by Reporting Type: MAPP_US
ReportingType | 2015 | 2020 | 2025 | 2030 | 2035 | 2040
FGD | 221 | 0 | 0 | 0 | 0 | 0
SNCR | 0 | 0 | 0 | 0 | 0 | 0
SCR | 0 | 0 | 0 | 0 | 0 | 0
ACI90 | 0 | 0 | 0 | 0 | 0 | 0
RPJ90 | 0 | 2360 | 2360 | 2360 | 2360 | 2360
PCSEQ | 0 | 0 | 0 | 0 | 0 | 0
Retrofit Capacity by Reporting Type: MISO_IN
ReportingType | 2015 | 2020 | 2025 | 2030 | 2035 | 2040
FGD | 0 | 2276 | 2276 | 2276 | 2276 | 2276
SNCR | 0 | 0 | 0 | 0 | 0 | 0
SCR | 0 | 0 | 0 | 0 | 0 | 0
ACI90 | 0 | 0 | 0 | 0 | 0 | 0
RPJ90 | 0 | 13115.8 | 13115.8 | 13115.8 | 13115.81 | 13115.81
PCSEQ | 0 | 0 | 0 | 0 | 0 | 0
Retrofit Capacity by Reporting Type: MISO_MI
ReportingType | 2015 | 2020 | 2025 | 2030 | 2035 | 2040
FGD | 0 | 5477.2 | 5477.2 | 5477.2 | 5477.2 | 5477.2
SNCR | 0 | 0 | 0 | 0 | 0 | 0
SCR | 355 | 0 | 0 | 0 | 0 | 0
ACI90 | 0 | 0 | 0 | 0 | 0 | 0
RPJ90 | 0 | 7279 | 7279 | 7279 | 7279 | 7279
PCSEQ | 0 | 0 | 0 | 0 | 0 | 0
Retrofit Capacity by Reporting Type: MISO_MO-IL
ReportingType | 2015 | 2020 | 2025 | 2030 | 2035 | 2040
FGD | 0 | 7794 | 7794 | 7794 | 7794 | 7794
SNCR | 0 | 0 | 0 | 0 | 0 | 0
SCR | 400 | 200 | 200 | 200 | 200 | 200
ACI90 | 0 | 0 | 0 | 0 | 0 | 0
RPJ90 | 2490 | 11444 | 11444 | 11444.01 | 11444.01 | 11444.01
PCSEQ | 0 | 0 | 0 | 0 | 0 | 0
Retrofit Capacity by Reporting Type: MISO_W
ReportingType | 2015 | 2020 | 2025 | 2030 | 2035 | 2040
FGD | 0 | 5555.5 | 5555.5 | 5555.5 | 5555.5 | 5555.5
SNCR | 0 | 0 | 0 | 0 | 0 | 0
SCR | 1225.26 | 612.63 | 612.63 | 612.63 | 612.63 | 612.63
ACI90 | 0 | 0 | 0 | 0 | 0 | 0
RPJ90 | 2652.36 | 11006.03 | 11006.03 | 11006.03 | 11006.03 | 11006.03
PCSEQ | 0 | 0 | 0 | 0 | 0 | 0
Retrofit Capacity by Reporting Type: MISO_WUMS
ReportingType | 2015 | 2020 | 2025 | 2030 | 2035 | 2040
FGD | 1135 | 1881.7 | 1881.7 | 1881.7 | 1881.7 | 1881.7
SNCR | 0 | 0 | 0 | 0 | 0 | 0
SCR | 2778.6 | 2163.6 | 2163.6 | 2163.6 | 2163.6 | 2163.6
ACI90 | 0 | 0 | 0 | 0 | 0 | 0
RPJ90 | 1740.2 | 3634.7 | 3634.7 | 3634.7 | 3634.7 | 3634.7
PCSEQ | 0 | 0 | 0 | 0 | 0 | 0
Retrofit Capacity by Reporting Type: Nebraska
ReportingType | 2015 | 2020 | 2025 | 2030 | 2035 | 2040
FGD | 0 | 3195.8 | 3195.8 | 3195.8 | 3195.8 | 3195.8
SNCR | 0 | 0 | 0 | 0 | 0 | 0
SCR | 0 | 0 | 0 | 0 | 0 | 0
ACI90 | 0 | 0 | 0 | 0 | 0 | 0
RPJ90 | 1364.4 | 3878 | 3878 | 3878 | 3878 | 3878
PCSEQ | 0 | 0 | 0 | 0 | 0 | 0
Retrofit Capacity by Reporting Type: NEISO
ReportingType | 2015 | 2020 | 2025 | 2030 | 2035 | 2040
FGD | 320 | 0 | 0 | 0 | 0 | 0
SNCR | 0 | 0 | 0 | 0 | 0 | 0
SCR | 0 | 0 | 0 | 0 | 0 | 0
ACI90 | 0 | 0 | 0 | 0 | 0 | 0
RPJ90 | 870.93 | 0 | 0 | 0 | 0 | 0
PCSEQ | 0 | 0 | 0 | 0 | 0 | 0
Retrofit Capacity by Reporting Type: NonRTO_Midwest
ReportingType | 2015 | 2020 | 2025 | 2030 | 2035 | 2040
FGD | 1403 | 2270 | 2270 | 2270 | 2270 | 2270
SNCR | 0 | 0 | 0 | 0 | 0 | 0
SCR | 1463.8 | 731.9 | 731.9 | 731.9 | 731.9 | 731.9
ACI90 | 0 | 0 | 0 | 0 | 0 | 0
RPJ90 | 0 | 8108.65 | 8108.65 | 8108.65 | 8108.66 | 8108.66
PCSEQ | 0 | 0 | 0 | 0 | 0 | 0
Retrofit Capacity by Reporting Type: NYISO_A-F
ReportingType | 2015 | 2020 | 2025 | 2030 | 2035 | 2040
FGD | 0 | 0 | 0 | 0 | 0 | 0
SNCR | 0 | 0 | 0 | 0 | 0 | 0
SCR | 0 | 0 | 0 | 0 | 0 | 0
ACI90 | 0 | 0 | 0 | 0 | 0 | 0
RPJ90 | 486.3 | 0 | 0 | 0 | 0 | 0
PCSEQ | 0 | 0 | 0 | 0 | 0 | 0
Retrofit Capacity by Reporting Type: NYISO_G-I
ReportingType | 2015 | 2020 | 2025 | 2030 | 2035 | 2040
FGD | 0 | 0 | 0 | 0 | 0 | 0
SNCR | 0 | 0 | 0 | 0 | 0 | 0
SCR | 0 | 0 | 0 | 0 | 0 | 0
ACI90 | 0 | 0 | 0 | 0 | 0 | 0
RPJ90 | 0 | 0 | 0 | 0 | 0 | 0
PCSEQ | 0 | 0 | 0 | 0 | 0 | 0
Retrofit Capacity by Reporting Type: NYISO_J-K
ReportingType | 2015 | 2020 | 2025 | 2030 | 2035 | 2040
FGD | 0 | 0 | 0 | 0 | 0 | 0
SNCR | 0 | 0 | 0 | 0 | 0 | 0
SCR | 0 | 0 | 0 | 0 | 0 | 0
ACI90 | 0 | 0 | 0 | 0 | 0 | 0
RPJ90 | 0 | 0 | 0 | 0 | 0 | 0
PCSEQ | 0 | 0 | 0 | 0 | 0 | 0
Retrofit Capacity by Reporting Type: PJM_E
ReportingType | 2015 | 2020 | 2025 | 2030 | 2035 | 2040
FGD | 0 | 0 | 0 | 0 | 0 | 0
SNCR | 0 | 0 | 0 | 0 | 0 | 0
SCR | 568 | 0 | 0 | 0 | 0 | 0
ACI90 | 0 | 0 | 0 | 0 | 0 | 0
RPJ90 | 1784 | 0 | 0 | 0 | 0 | 0
PCSEQ | 0 | 0 | 0 | 0 | 0 | 0
Retrofit Capacity by Reporting Type: PJM_ROM
ReportingType | 2015 | 2020 | 2025 | 2030 | 2035 | 2040
FGD | 0 | 0 | 0 | 0 | 0 | 0
SNCR | 0 | 0 | 0 | 0 | 0 | 0
SCR | 341 | 0 | 0 | 0 | 0 | 0
ACI90 | 0 | 0 | 0 | 0 | 0 | 0
RPJ90 | 2572 | 5857 | 5857 | 5857 | 5857 | 5857
PCSEQ | 0 | 0 | 0 | 0 | 0 | 0
Retrofit Capacity by Reporting Type: PJM_ROR
ReportingType | 2015 | 2020 | 2025 | 2030 | 2035 | 2040
FGD | 0 | 5738 | 5738 | 5738 | 5738 | 5738
SNCR | 0 | 0 | 0 | 0 | 0 | 0
SCR | 2400 | 1200 | 1200 | 1200 | 1200 | 1200
ACI90 | 0 | 0 | 0 | 0 | 0 | 0
RPJ90 | 0 | 34646.21 | 34646.21 | 34646.21 | 34646.21 | 34646.22
PCSEQ | 0 | 0 | 0 | 0 | 0 | 0
Retrofit Capacity by Reporting Type: SOCO
ReportingType | 2015 | 2020 | 2025 | 2030 | 2035 | 2040
FGD | 4088.7 | 5358.2 | 5358.2 | 5358.2 | 5358.2 | 5358.2
SNCR | 0 | 0 | 0 | 0 | 0 | 0
SCR | 3404.7 | 3404.7 | 3404.7 | 3404.7 | 3404.7 | 3404.7
ACI90 | 0 | 0 | 0 | 0 | 0 | 0
RPJ90 | 6809.4 | 13842 | 13842 | 13842 | 13842 | 13842
PCSEQ | 0 | 0 | 0 | 0 | 0 | 0
Retrofit Capacity by Reporting Type: SPP_N
ReportingType | 2015 | 2020 | 2025 | 2030 | 2035 | 2040
FGD | 0 | 2009.6 | 1671.29 | 1671.29 | 1671.29 | 1671.29
SNCR | 0 | 0 | 0 | 0 | 0 | 0
SCR | 0 | 0 | 0 | 0 | 0 | 0
ACI90 | 0 | 0 | 0 | 0 | 0 | 0
RPJ90 | 1302 | 6944.6 | 6606.29 | 6606.29 | 6606.29 | 6606.29
PCSEQ | 0 | 0 | 0 | 0 | 0 | 0
Retrofit Capacity by Reporting Type: SPP_S
ReportingType | 2015 | 2020 | 2025 | 2030 | 2035 | 2040
FGD | 0 | 8675.8 | 8147.8 | 8147.8 | 8147.8 | 8147.8
SNCR | 0 | 0 | 0 | 0 | 0 | 0
SCR | 0 | 0 | 0 | 0 | 0 | 0
ACI90 | 0 | 0 | 0 | 0 | 0 | 0
RPJ90 | 0 | 12081.93 | 11553.93 | 11553.93 | 11553.93 | 11553.93
PCSEQ | 0 | 0 | 0 | 0 | 0 | 0
Retrofit Capacity by Reporting Type: TVA
ReportingType | 2015 | 2020 | 2025 | 2030 | 2035 | 2040
FGD | 0 | 3581.39 | 3397.08 | 3397.08 | 3397.08 | 3397.08
SNCR | 0 | 0 | 0 | 0 | 0 | 0
SCR | 0 | 0 | 0 | 0 | 0 | 0
ACI90 | 0 | 0 | 0 | 0 | 0 | 0
RPJ90 | 0 | 9322.43 | 9138.13 | 9138.13 | 9138.13 | 9138.13
PCSEQ | 0 | 0 | 0 | 0 | 0 | 0
Retrofit Capacity by Reporting Type: TVA_Transmission
ReportingType | 2015 | 2020 | 2025 | 2030 | 2035 | 2040
FGD | 0 | 0 | 0 | 0 | 0 | 0
SNCR | 0 | 0 | 0 | 0 | 0 | 0
SCR | 0 | 0 | 0 | 0 | 0 | 0
ACI90 | 0 | 0 | 0 | 0 | 0 | 0
RPJ90 | 0 | 0 | 0 | 0 | 0 | 0
PCSEQ | 0 | 0 | 0 | 0 | 0 | 0
Retrofit Capacity by Reporting Type: VACAR
ReportingType | 2015 | 2020 | 2025 | 2030 | 2035 | 2040
FGD | 0 | 0 | 0 | 0 | 0 | 0
SNCR | 0 | 0 | 0 | 0 | 0 | 0
SCR | 0 | 0 | 0 | 0 | 0 | 0
ACI90 | 0 | 0 | 0 | 0 | 0 | 0
RPJ90 | 0 | 10052.97 | 8162.73 | 8162.73 | 8162.73 | 8162.74
PCSEQ | 0 | 0 | 0 | 0 | 0 | 0
Retrofit Capacity by Reporting Type: IESO
ReportingType | 2015 | 2020 | 2025 | 2030 | 2035 | 2040
FGD | 0 | 0 | 0 | 0 | 0 | 0
SNCR | 0 | 0 | 0 | 0 | 0 | 0
SCR | 0 | 0 | 0 | 0 | 0 | 0
ACI90 | 0 | 0 | 0 | 0 | 0 | 0
RPJ90 | 0 | 0 | 0 | 0 | 0 | 0
PCSEQ | 0 | 0 | 0 | 0 | 0 | 0
Retrofit Capacity by Reporting Type: MAPP_CA
ReportingType | 2015 | 2020 | 2025 | 2030 | 2035 | 2040
FGD | 0 | 0 | 0 | 0 | 0 | 0
SNCR | 0 | 0 | 0 | 0 | 0 | 0
SCR | 0 | 0 | 0 | 0 | 0 | 0
ACI90 | 0 | 0 | 0 | 0 | 0 | 0
RPJ90 | 0 | 0 | 0 | 0 | 0 | 0
PCSEQ | 0 | 0 | 0 | 0 | 0 | 0
Retrofit Capacity by Reporting Type: AZ_NM_SNV_Coal
ReportingType | 2015 | 2020 | 2025 | 2030 | 2035 | 2040
FGD | 384 | 540 | 540 | 540 | 540 | 540
SNCR | 0 | 0 | 0 | 0 | 0 | 0
SCR | 800 | 400 | 400 | 400 | 400 | 400
ACI90 | 0 | 0 | 0 | 0 | 0 | 0
RPJ90 | 3286 | 10066 | 10066 | 10066 | 10066 | 10066
PCSEQ | 0 | 0 | 0 | 0 | 0 | 0
Retrofit Capacity by Reporting Type: AZ_NM_SNV_Gas
ReportingType | 2015 | 2020 | 2025 | 2030 | 2035 | 2040
FGD | 0 | 0 | 0 | 0 | 0 | 0
SNCR | 0 | 0 | 0 | 0 | 0 | 0
SCR | 0 | 0 | 0 | 0 | 0 | 0
ACI90 | 0 | 0 | 0 | 0 | 0 | 0
RPJ90 | 0 | 0 | 0 | 0 | 0 | 0
PCSEQ | 0 | 0 | 0 | 0 | 0 | 0
Retrofit Capacity by Reporting Type: AZ_NM_SNV_NucRenew
ReportingType | 2015 | 2020 | 2025 | 2030 | 2035 | 2040
FGD | 0 | 0 | 0 | 0 | 0 | 0
SNCR | 0 | 0 | 0 | 0 | 0 | 0
SCR | 0 | 0 | 0 | 0 | 0 | 0
ACI90 | 0 | 0 | 0 | 0 | 0 | 0
RPJ90 | 0 | 0 | 0 | 0 | 0 | 0
PCSEQ | 0 | 0 | 0 | 0 | 0 | 0
Retrofit Capacity by Reporting Type: ERCOT
ReportingType | 2015 | 2020 | 2025 | 2030 | 2035 | 2040
FGD | 0 | 5125 | 5125 | 5125 | 5125 | 5125
SNCR | 0 | 0 | 0 | 0 | 0 | 0
SCR | 4370 | 2185 | 2185 | 2185 | 2185 | 2185
ACI90 | 0 | 0 | 0 | 0 | 0 | 0
RPJ90 | 9196 | 15831.17 | 15831.18 | 15831.18 | 15831.18 | 15831.18
PCSEQ | 0 | 0 | 0 | 0 | 0 | 0
Retrofit Capacity by Reporting Type: NP15
ReportingType | 2015 | 2020 | 2025 | 2030 | 2035 | 2040
FGD | 0 | 0 | 0 | 0 | 0 | 0
SNCR | 0 | 0 | 0 | 0 | 0 | 0
SCR | 0 | 0 | 0 | 0 | 0 | 0
ACI90 | 0 | 0 | 0 | 0 | 0 | 0
RPJ90 | 0 | 0 | 0 | 0 | 0 | 0
PCSEQ | 0 | 0 | 0 | 0 | 0 | 0
Retrofit Capacity by Reporting Type: NWPP_Coal
ReportingType | 2015 | 2020 | 2025 | 2030 | 2035 | 2040
FGD | 0 | 1601.2 | 1601.2 | 1601.2 | 1601.2 | 1601.2
SNCR | 0 | 0 | 0 | 0 | 0 | 0
SCR | 0 | 0 | 0 | 0 | 0 | 0
ACI90 | 0 | 0 | 0 | 0 | 0 | 0
RPJ90 | 453.6 | 13097.62 | 13097.62 | 13097.62 | 13097.62 | 13097.62
PCSEQ | 0 | 0 | 0 | 0 | 0 | 0
Retrofit Capacity by Reporting Type: NWPP_Gas
ReportingType | 2015 | 2020 | 2025 | 2030 | 2035 | 2040
FGD | 0 | 0 | 0 | 0 | 0 | 0
SNCR | 0 | 0 | 0 | 0 | 0 | 0
SCR | 0 | 0 | 0 | 0 | 0 | 0
ACI90 | 0 | 0 | 0 | 0 | 0 | 0
RPJ90 | 0 | 0 | 0 | 0 | 0 | 0
PCSEQ | 0 | 0 | 0 | 0 | 0 | 0
Retrofit Capacity by Reporting Type: NWPP_NucRenew
ReportingType | 2015 | 2020 | 2025 | 2030 | 2035 | 2040
FGD | 0 | 0 | 0 | 0 | 0 | 0
SNCR | 0 | 0 | 0 | 0 | 0 | 0
SCR | 0 | 0 | 0 | 0 | 0 | 0
ACI90 | 0 | 0 | 0 | 0 | 0 | 0
RPJ90 | 0 | 0 | 0 | 0 | 0 | 0
PCSEQ | 0 | 0 | 0 | 0 | 0 | 0
Retrofit Capacity by Reporting Type: RMPA
ReportingType | 2015 | 2020 | 2025 | 2030 | 2035 | 2040
FGD | 0 | 1282 | 1282 | 1282 | 1282 | 1282
SNCR | 0 | 0 | 0 | 0 | 0 | 0
SCR | 1554.6 | 777.3 | 777.3 | 777.3 | 777.3 | 777.3
ACI90 | 0 | 0 | 0 | 0 | 0 | 0
RPJ90 | 2874.6 | 6914.8 | 6560.08 | 6560.08 | 6560.08 | 6315.8
PCSEQ | 0 | 0 | 0 | 0 | 0 | 0
Retrofit Capacity by Reporting Type: SP15
ReportingType | 2015 | 2020 | 2025 | 2030 | 2035 | 2040
FGD | 0 | 0 | 0 | 0 | 0 | 0
SNCR | 0 | 0 | 0 | 0 | 0 | 0
SCR | 0 | 0 | 0 | 0 | 0 | 0
ACI90 | 0 | 0 | 0 | 0 | 0 | 0
RPJ90 | 0 | 101.2 | 101.2 | 101.2 | 0 | 0
PCSEQ | 0 | 0 | 0 | 0 | 0 | 0
Retrofit Capacity by Reporting Type: ALB
ReportingType | 2015 | 2020 | 2025 | 2030 | 2035 | 2040
FGD | 0 | 0 | 0 | 0 | 0 | 0
SNCR | 0 | 0 | 0 | 0 | 0 | 0
SCR | 0 | 0 | 0 | 0 | 0 | 0
ACI90 | 0 | 0 | 0 | 0 | 0 | 0
RPJ90 | 0 | 0 | 0 | 0 | 0 | 0
PCSEQ | 0 | 0 | 0 | 0 | 0 | 0
Retrofit Capacity by Reporting Type: BC
ReportingType | 2015 | 2020 | 2025 | 2030 | 2035 | 2040
FGD | 0 | 0 | 0 | 0 | 0 | 0
SNCR | 0 | 0 | 0 | 0 | 0 | 0
SCR | 0 | 0 | 0 | 0 | 0 | 0
ACI90 | 0 | 0 | 0 | 0 | 0 | 0
RPJ90 | 0 | 0 | 0 | 0 | 0 | 0
PCSEQ | 0 | 0 | 0 | 0 | 0 | 0
Retrofit Capacity by Reporting Type: HQ_IESO
ReportingType | 2015 | 2020 | 2025 | 2030 | 2035 | 2040
FGD | 0 | 0 | 0 | 0 | 0 | 0
SNCR | 0 | 0 | 0 | 0 | 0 | 0
SCR | 0 | 0 | 0 | 0 | 0 | 0
ACI90 | 0 | 0 | 0 | 0 | 0 | 0
RPJ90 | 0 | 0 | 0 | 0 | 0 | 0
PCSEQ | 0 | 0 | 0 | 0 | 0 | 0
Retrofit Capacity by Reporting Type: HQ_NEISO
ReportingType | 2015 | 2020 | 2025 | 2030 | 2035 | 2040
FGD | 0 | 0 | 0 | 0 | 0 | 0
SNCR | 0 | 0 | 0 | 0 | 0 | 0
SCR | 0 | 0 | 0 | 0 | 0 | 0
ACI90 | 0 | 0 | 0 | 0 | 0 | 0
RPJ90 | 0 | 0 | 0 | 0 | 0 | 0
PCSEQ | 0 | 0 | 0 | 0 | 0 | 0
Retrofit Capacity by Reporting Type: HQ_NY
ReportingType | 2015 | 2020 | 2025 | 2030 | 2035 | 2040
FGD | 0 | 0 | 0 | 0 | 0 | 0
SNCR | 0 | 0 | 0 | 0 | 0 | 0
SCR | 0 | 0 | 0 | 0 | 0 | 0
ACI90 | 0 | 0 | 0 | 0 | 0 | 0
RPJ90 | 0 | 0 | 0 | 0 | 0 | 0
PCSEQ | 0 | 0 | 0 | 0 | 0 | 0
Retrofit Capacity by Reporting Type: MARITIMES
ReportingType | 2015 | 2020 | 2025 | 2030 | 2035 | 2040
FGD | 0 | 0 | 0 | 0 | 0 | 0
SNCR | 0 | 0 | 0 | 0 | 0 | 0
SCR | 0 | 0 | 0 | 0 | 0 | 0
ACI90 | 0 | 0 | 0 | 0 | 0 | 0
RPJ90 | 0 | 0 | 0 | 0 | 0 | 0
PCSEQ | 0 | 0 | 0 | 0 | 0 | 0
Retrofit Capacity by Reporting Type: All
ReportingType | 2015 | 2020 | 2025 | 2030 | 2035 | 2040
FGD | 7551.7 | 69952.39 | 68901.77 | 68901.77 | 68901.77 | 68901.77
SNCR | 0 | 0 | 0 | 0 | 0 | 0
SCR | 23456.96 | 13573.13 | 13573.13 | 13573.13 | 13573.13 | 13573.13
ACI90 | 0 | 0 | 0 | 0 | 0 | 0
RPJ90 | 37881.8 | 214900.13 | 211604.57 | 211604.58 | 211503.39 | 211259.11
PCSEQ | 0 | 0 | 0 | 0 | 0 | 0
Retrofit Capacity by Reporting Type: EI_US
ReportingType | 2015 | 2020 | 2025 | 2030 | 2035 | 2040
FGD | 7167.7 | 61404.19 | 60353.57 | 60353.57 | 60353.57 | 60353.57
SNCR | 0 | 0 | 0 | 0 | 0 | 0
SCR | 16732.36 | 10210.83 | 10210.83 | 10210.83 | 10210.83 | 10210.83
ACI90 | 0 | 0 | 0 | 0 | 0 | 0
RPJ90 | 22071.6 | 168889.34 | 165948.49 | 165948.5 | 165948.51 | 165948.51
PCSEQ | 0 | 0 | 0 | 0 | 0 | 0
Retrofit Capacity by Reporting Type: EI_Canada
ReportingType | 2015 | 2020 | 2025 | 2030 | 2035 | 2040
FGD | 0 | 0 | 0 | 0 | 0 | 0
SNCR | 0 | 0 | 0 | 0 | 0 | 0
SCR | 0 | 0 | 0 | 0 | 0 | 0
ACI90 | 0 | 0 | 0 | 0 | 0 | 0
RPJ90 | 0 | 0 | 0 | 0 | 0 | 0
PCSEQ | 0 | 0 | 0 | 0 | 0 | 0
Retrofit Capacity by Reporting Type: EI
ReportingType | 2015 | 2020 | 2025 | 2030 | 2035 | 2040
FGD | 7167.7 | 61404.19 | 60353.57 | 60353.57 | 60353.57 | 60353.57
SNCR | 0 | 0 | 0 | 0 | 0 | 0
SCR | 16732.36 | 10210.83 | 10210.83 | 10210.83 | 10210.83 | 10210.83
ACI90 | 0 | 0 | 0 | 0 | 0 | 0
RPJ90 | 22071.6 | 168889.34 | 165948.49 | 165948.5 | 165948.51 | 165948.51
PCSEQ | 0 | 0 | 0 | 0 | 0 | 0
Retrofit Capacity by Reporting Type: Outside_EI
ReportingType | 2015 | 2020 | 2025 | 2030 | 2035 | 2040
FGD | 384 | 8548.2 | 8548.2 | 8548.2 | 8548.2 | 8548.2
SNCR | 0 | 0 | 0 | 0 | 0 | 0
SCR | 6724.6 | 3362.3 | 3362.3 | 3362.3 | 3362.3 | 3362.3
ACI90 | 0 | 0 | 0 | 0 | 0 | 0
RPJ90 | 15810.2 | 46010.79 | 45656.08 | 45656.08 | 45554.88 | 45310.6
PCSEQ | 0 | 0 | 0 | 0 | 0 | 0
#7 | Reserve Margin (MW)
Reserve Margin Data: ALB
| 2015 | 2020 | 2025 | 2030 | 2035 | 2040
a. Peak Demand | 9916.01 | 10447.08 | 11261.72 | 12030.19 | 12925.57 | 13886.96
b. Peak Demand + Reserve Margin | 11700.89 | 12327.55 | 13288.83 | 14195.62 | 15252.17 | 16386.61
c. DR MW | 105.16 | 361.08 | 660.83 | 708.64 | 759.9 | 814.88
d. Capacity Credit | 11700.89 | 12456.56 | 13549.54 | 14195.62 | 15252.17 | 16386.61
Reserve Margin Data: BC
| 2015 | 2020 | 2025 | 2030 | 2035 | 2040
a. Peak Demand | 12123.75 | 12494.86 | 13175.83 | 13768.36 | 14470.91 | 15208.63
b. Peak Demand + Reserve Margin | 14306.03 | 14743.94 | 15547.48 | 16246.67 | 17075.68 | 17946.18
c. DR MW | 0.01 | 264.69 | 555.31 | 582.51 | 611.05 | 640.98
d. Capacity Credit | 14306.03 | 14743.94 | 15547.48 | 16246.67 | 17075.68 | 17946.18
Reserve Margin Data: ENT
| 2015 | 2020 | 2025 | 2030 | 2035 | 2040
a. Peak Demand | 31307.38 | 32329.04 | 32660.25 | 33862.28 | 33334.91 | 33970.92
b. Peak Demand + Reserve Margin | 35690.41 | 36855.11 | 37232.68 | 38603 | 38001.79 | 38726.84
c. DR MW | 301.55 | 1538.95 | 2854.33 | 2930.78 | 3009.27 | 3089.87
d. Capacity Credit | 35690.41 | 36855.11 | 37232.68 | 38603 | 38001.79 | 38726.84
Reserve Margin Data: ERCOT
| 2015 | 2020 | 2025 | 2030 | 2035 | 2040
a. Peak Demand | 69122.76 | 72300.72 | 75751.09 | 78846.5 | 80814.33 | 84384.65
b. Peak Demand + Reserve Margin | 77763.1 | 81338.31 | 85219.97 | 88702.31 | 90916.12 | 94932.73
c. DR MW | 740.81 | 3617.73 | 6720.3 | 6926.25 | 7155.61 | 7391.29
d. Capacity Credit | 77763.1 | 81338.31 | 85640.99 | 88702.31 | 90916.12 | 94932.73
Reserve Margin Data: FRCC
| 2015 | 2020 | 2025 | 2030 | 2035 | 2040
a. Peak Demand | 49629.34 | 52657.84 | 54864.62 | 55607.32 | 62366.88 | 65820.37
b. Peak Demand + Reserve Margin | 57570.04 | 61083.09 | 63642.96 | 64504.49 | 72345.58 | 76351.63
c. DR MW | 2734.45 | 3962.85 | 5527.63 | 5878.95 | 6252.59 | 6649.99
d. Capacity Credit | 57570.04 | 61083.09 | 63642.96 | 64504.49 | 72345.58 | 76351.63
Reserve Margin Data: IESO
| 2015 | 2020 | 2025 | 2030 | 2035 | 2040
a. Peak Demand | 23324.15 | 22671.05 | 23575.58 | 24294.68 | 25180.78 | 26098.03
b. Peak Demand + Reserve Margin | 27289.26 | 26525.13 | 27583.43 | 28424.78 | 29461.52 | 30534.69
c. DR MW | 1958.79 | 2066.83 | 2340.54 | 2421.21 | 2504.65 | 2590.98
d. Capacity Credit | 30018.7 | 30126.74 | 30400.44 | 30481.11 | 29461.52 | 30534.69
Reserve Margin Data: MAPP_CA
| 2015 | 2020 | 2025 | 2030 | 2035 | 2040
a. Peak Demand | 8678.03 | 9167.8 | 9581.02 | 9922.39 | 10335.46 | 10765.25
b. Peak Demand + Reserve Margin | 9719.4 | 10267.94 | 10730.74 | 11113.07 | 11575.72 | 12057.08
c. DR MW | 89.5 | 308.14 | 546.73 | 568.39 | 590.9 | 614.31
d. Capacity Credit | 9719.4 | 10267.94 | 10730.74 | 12488.88 | 12476.4 | 12499.81
Reserve Margin Data: MAPP_US
| 2015 | 2020 | 2025 | 2030 | 2035 | 2040
a. Peak Demand | 5385.39 | 5812.84 | 5895.92 | 6523.72 | 7302.83 | 7737.89
b. Peak Demand + Reserve Margin | 6139.34 | 6626.64 | 6721.35 | 7437.04 | 8325.23 | 8821.19
c. DR MW | 59 | 199.4 | 353.8 | 367.81 | 382.38 | 397.53
d. Capacity Credit | 6837.77 | 6626.64 | 6781.03 | 7551.02 | 8325.23 | 8821.19
Reserve Margin Data: NEISO
| 2015 | 2020 | 2025 | 2030 | 2035 | 2040
a. Peak Demand | 28587.47 | 29161.77 | 29515.48 | 29325.69 | 29642.25 | 29967.52
b. Peak Demand + Reserve Margin | 33161.46 | 33827.66 | 34237.95 | 34017.8 | 34385.01 | 34762.32
c. DR MW | 3092.4 | 3627.72 | 4230.66 | 4257.78 | 4282.5 | 4307.35
d. Capacity Credit | 33161.46 | 33827.66 | 35021.43 | 35820.56 | 34415.88 | 34762.32
Reserve Margin Data: NonRTO_Midwest
| 2015 | 2020 | 2025 | 2030 | 2035 | 2040
a. Peak Demand | 10997.43 | 11557.26 | 12593.01 | 12608.81 | 12625.01 | 12861.91
b. Peak Demand + Reserve Margin | 12537.07 | 13175.28 | 14356.04 | 14374.05 | 14392.51 | 14662.58
c. DR MW | 193.98 | 453.37 | 727.88 | 745.89 | 764.35 | 783.26
d. Capacity Credit | 12537.07 | 13175.28 | 14356.04 | 14374.05 | 14392.5 | 14662.58
Reserve Margin Data: NYISO_J-K
| 2015 | 2020 | 2025 | 2030 | 2035 | 2040
a. Peak Demand | 15335.64 | 16134.02 | 16622.39 | 17125.87 | 18273.19 | 19284.32
b. Peak Demand + Reserve Margin | 14108.79 | 14843.3 | 15292.59 | 15755.8 | 16811.33 | 17741.58
c. DR MW | 1319.07 | 1502.66 | 1718.62 | 1795.58 | 1875.99 | 1960
d. Capacity Credit | 15360.59 | 15828.28 | 16470.54 | 17773.07 | 19416.7 | 19312.19
Reserve Margin Data: PJM_E
| 2015 | 2020 | 2025 | 2030 | 2035 | 2040
a. Peak Demand | 30496.29 | 28002.68 | 29080 | 30280.37 | 31378.03 | 33213.54
b. Peak Demand + Reserve Margin | 29825.38 | 27386.62 | 28440.24 | 29614.2 | 30687.71 | 32482.84
c. DR MW | 1256.73 | 1718.17 | 2388.62 | 2469.72 | 2553.57 | 2640.27
d. Capacity Credit | 32844.99 | 32612.03 | 34700.69 | 35846.87 | 33706.72 | 32896.52
Reserve Margin Data: RMPA
| 2015 | 2020 | 2025 | 2030 | 2035 | 2040
a. Peak Demand | 12771.87 | 14295.76 | 15449.08 | 15994.24 | 17033.64 | 18141.24
b. Peak Demand + Reserve Margin | 14559.93 | 16297.16 | 17611.95 | 18233.43 | 19418.35 | 20681.01
c. DR MW | 486.05 | 622.89 | 804.5 | 856.88 | 912.57 | 971.91
d. Capacity Credit | 15767.06 | 16297.16 | 18122.77 | 18233.43 | 19418.35 | 20681.01
Reserve Margin Data: SOCO
| 2015 | 2020 | 2025 | 2030 | 2035 | 2040
a. Peak Demand | 52899.48 | 57291.95 | 59527.82 | 59788.36 | 60357.87 | 64966.75
b. Peak Demand + Reserve Margin | 60305.41 | 65312.82 | 67861.72 | 68158.73 | 68807.98 | 74062.09
c. DR MW | 2570.49 | 4773.97 | 7215.46 | 7512.46 | 7821.68 | 8143.63
d. Capacity Credit | 60305.41 | 65312.82 | 67861.72 | 68752.45 | 69061.67 | 74062.09
Reserve Margin Data: TVA
| 2015 | 2020 | 2025 | 2030 | 2035 | 2040
a. Peak Demand | 35176.02 | 36694.21 | 37508.46 | 40225.47 | 38639.19 | 38361.97
b. Peak Demand + Reserve Margin | 40452.42 | 42198.34 | 43134.72 | 46259.29 | 44435.07 | 44116.27
c. DR MW | 1805 | 2555.95 | 3357.9 | 3440.97 | 3526.11 | 3613.35
d. Capacity Credit | 40452.42 | 42198.34 | 43134.72 | 46259.29 | 44435.07 | 44116.27
Reserve Margin Data: VACAR
| 2015 | 2020 | 2025 | 2030 | 2035 | 2040
a. Peak Demand | 49078.1 | 54020.98 | 56590.21 | 57815.03 | 61730.48 | 64951.46
b. Peak Demand + Reserve Margin | 55949.03 | 61583.92 | 64512.84 | 65909.13 | 70372.75 | 74044.66
c. DR MW | 2339.28 | 3868.22 | 5651.52 | 5928.05 | 6218.12 | 6522.37
d. Capacity Credit | 55949.03 | 61583.92 | 64512.84 | 69909.6 | 70372.75 | 74044.66
Reserve Margin Data: AZ_NM_SNV
| 2015 | 2020 | 2025 | 2030 | 2035 | 2040
a. Peak Demand | 27349.04 | 29366.57 | 31522.49 | 35145.98 | 36365.12 | 39594.58
b. Peak Demand + Reserve Margin | 31642.84 | 33977.12 | 36471.52 | 40663.89 | 42074.45 | 45810.93
c. DR MW | 334.55 | 1076.71 | 1928.33 | 2059.84 | 2196.64 | 2344.36
d. Capacity Credit | 31642.84 | 33977.12 | 36471.51 | 40663.89 | 42074.45 | 48614.23
Reserve Margin Data: CA
| 2015 | 2020 | 2025 | 2030 | 2035 | 2040
a. Peak Demand | 62412.94 | 66392.56 | 69400.23 | 73558.84 | 77466.05 | 81413.33
b. Peak Demand + Reserve Margin | 72773.49 | 77413.73 | 80920.67 | 85769.61 | 90325.42 | 94927.94
c. DR MW | 4441.2 | 4603.38 | 4993.26 | 5277.46 | 5551.88 | 5835.06
d. Capacity Credit | 72773.49 | 77413.73 | 80920.67 | 85769.61 | 90325.42 | 94927.94
Reserve Margin Data: MISO
| 2015 | 2020 | 2025 | 2030 | 2035 | 2040
a. Peak Demand | 98208.02 | 100388.56 | 105677.55 | 112467.34 | 118143.39 | 122028.12
b. Peak Demand + Reserve Margin | 115296.22 | 117856.17 | 124065.44 | 132036.66 | 138700.34 | 143261.02
c. DR MW | 6024.78 | 8117.79 | 10669.2 | 11079.6 | 11505.92 | 11948.8
d. Capacity Credit | 115296.22 | 117856.17 | 124065.44 | 132036.66 | 138700.34 | 143261.02
Reserve Margin Data: NWPP
| 2015 | 2020 | 2025 | 2030 | 2035 | 2040
a. Peak Demand | 39511.72 | 41955.71 | 44393.08 | 47103.17 | 49869.02 | 51906.44
b. Peak Demand + Reserve Margin | 46623.83 | 49507.74 | 52383.83 | 55581.74 | 58845.44 | 61249.6
c. DR MW | 0.01 | 953.34 | 1988.72 | 2091.14 | 2193.74 | 2298.72
d. Capacity Credit | 55174.72 | 56113.86 | 57790.51 | 60866.49 | 65626.99 | 66870.37
Reserve Margin Data: NYISO
| 2015 | 2020 | 2025 | 2030 | 2035 | 2040
a. Peak Demand | 29814.63 | 31280.53 | 31901.74 | 32733.94 | 34190.67 | 35721.18
b. Peak Demand + Reserve Margin | 34734.04 | 36441.82 | 37165.53 | 38135.04 | 39832.13 | 41615.18
c. DR MW | 2565.83 | 2901.13 | 3296.24 | 3421.43 | 3551.63 | 3687.07
d. Capacity Credit | 35744.74 | 36441.82 | 37263.22 | 38135.04 | 39832.13 | 41615.18
Reserve Margin Data: NYISO_G-I_J-K
| 2015 | 2020 | 2025 | 2030 | 2035 | 2040
a. Peak Demand | 19283.69 | 20219.07 | 20819.81 | 21405.75 | 22758.54 | 23986.77
b. Peak Demand + Reserve Margin | 18319.5 | 19208.12 | 19778.82 | 20335.46 | 21620.61 | 22787.43
c. DR MW | 1658.63 | 1882.98 | 2152.95 | 2248.69 | 2348.69 | 2453.13
d. Capacity Credit | 19150.15 | 19658.6 | 20354.87 | 21750.51 | 24272.13 | 26954.06
Reserve Margin Data: PJM
| 2015 | 2020 | 2025 | 2030 | 2035 | 2040
a. Peak Demand | 156222.62 | 151560.11 | 156252 | 157487.91 | 163469.57 | 169345.54
b. Peak Demand + Reserve Margin | 180124.68 | 174748.8 | 180158.56 | 181583.56 | 188480.41 | 195255.41
c. DR MW | 6888.69 | 10788.12 | 15528.1 | 16025.26 | 16538.36 | 17067.93
d. Capacity Credit | 180124.68 | 174748.8 | 183853.46 | 188442.57 | 188480.41 | 195255.41
Reserve Margin Data: SPP
| 2015 | 2020 | 2025 | 2030 | 2035 | 2040
a. Peak Demand | 59190.21 | 62914.88 | 65383.9 | 67824.13 | 72335.43 | 73963.08
b. Peak Demand + Reserve Margin | 67240.08 | 71471.3 | 74276.11 | 77048.21 | 82173.05 | 84022.06
c. DR MW | 1132.21 | 3430.99 | 5911.36 | 6129.52 | 6355.94 | 6590.94
d. Capacity Credit | 67240.08 | 71471.3 | 74819 | 77048.21 | 82173.05 | 84022.06

## Transmission
$/MW
[8 empty] | Transfer |  | $/MWh | $/MWh | Wheel+ | $/MWh
Year | Line | From | To | EI Internal/External | Season | Block | Duration | Limit | MW flow | From price | To price | Friction | Shadow Price
2015 | ENT_2_SOCO | ENT | SOCO | Internal | Shoulder | B11 | 25 | 2000 | 0 | 55.32 | 63.12 | 8 | 0
2015 | ENT_2_SOCO | ENT | SOCO | Internal | Shoulder | B12 | 200 | 2000 | 0 | 39.32 | 42.99 | 8 | 0
2015 | ENT_2_SOCO | ENT | SOCO | Internal | Shoulder | B13 | 600 | 2000 | 0 | 39.32 | 40 | 8 | 0
2015 | ENT_2_SOCO | ENT | SOCO | Internal | Shoulder | B14 | 900 | 2000 | 0 | 39.04 | 40 | 8 | 0
2015 | ENT_2_SOCO | ENT | SOCO | Internal | Shoulder | B15 | 1203 | 2000 | 0 | 37.77 | 40 | 8 | 0
2015 | ENT_2_SOCO | ENT | SOCO | Internal | Summer | B1 | 10 | 2000 | 0 | 60.8 | 66.43 | 8 | 0
2015 | ENT_2_SOCO | ENT | SOCO | Internal | Summer | B2 | 25 | 2000 | 0 | 59.29 | 66.43 | 8 | 0
2015 | ENT_2_SOCO | ENT | SOCO | Internal | Summer | B3 | 75 | 2000 | 1889.62 | 58.43 | 66.43 | 8 | 0
2015 | ENT_2_SOCO | ENT | SOCO | Internal | Summer | B4 | 100 | 2000 | 2000 | 57.64 | 66.43 | 8 | 0.79
2015 | ENT_2_SOCO | ENT | SOCO | Internal | Summer | B5 | 200 | 2000 | 2000 | 53.58 | 62.02 | 8 | 0.44
2015 | ENT_2_SOCO | ENT | SOCO | Internal | Summer | B6 | 300 | 2000 | 443.85 | 46.15 | 54.15 | 8 | 0
2015 | ENT_2_SOCO | ENT | SOCO | Internal | Summer | B7 | 400 | 2000 | 1318.37 | 43.72 | 51.72 | 8 | 0
2015 | ENT_2_SOCO | ENT | SOCO | Internal | Summer | B8 | 500 | 2000 | 0 | 38.1 | 43.4 | 8 | 0
2015 | ENT_2_SOCO | ENT | SOCO | Internal | Summer | B9 | 800 | 2000 | 0 | 37.83 | 38.83 | 8 | 0
2015 | ENT_2_SOCO | ENT | SOCO | Internal | Summer | B10 | 1262 | 2000 | 0 | 36.6 | 38.83 | 8 | 0
2015 | ENT_2_SOCO | ENT | SOCO | Internal | Winter | B16 | 25 | 2000 | 2000 | 53.68 | 61.96 | 8 | 0.28
2015 | ENT_2_SOCO | ENT | SOCO | Internal | Winter | B17 | 100 | 2000 | 0 | 41.76 | 43.89 | 8 | 0
2015 | ENT_2_SOCO | ENT | SOCO | Internal | Winter | B18 | 400 | 2000 | 0 | 41.46 | 42.39 | 8 | 0
2015 | ENT_2_SOCO | ENT | SOCO | Internal | Winter | B19 | 700 | 2000 | 0 | 41.46 | 42.39 | 8 | 0
2015 | ENT_2_SOCO | ENT | SOCO | Internal | Winter | B20 | 935 | 2000 | 0 | 40.11 | 42.39 | 8 | 0
2015 | ENT_2_TVA_Transmission | ENT | TVA_Transmission | Internal | Shoulder | B11 | 25 | 2100 | 0 | 55.32 | 54.12 | 8 | 0
2015 | ENT_2_TVA_Transmission | ENT | TVA_Transmission | Internal | Shoulder | B12 | 200 | 2100 | 0 | 39.32 | 44.39 | 8 | 0
2015 | ENT_2_TVA_Transmission | ENT | TVA_Transmission | Internal | Shoulder | B13 | 600 | 2100 | 0 | 39.32 | 42.38 | 8 | 0
2015 | ENT_2_TVA_Transmission | ENT | TVA_Transmission | Internal | Shoulder | B14 | 900 | 2100 | 0 | 39.04 | 40.93 | 8 | 0
2015 | ENT_2_TVA_Transmission | ENT | TVA_Transmission | Internal | Shoulder | B15 | 1203 | 2100 | 0 | 37.77 | 39.91 | 8 | 0
2015 | ENT_2_TVA_Transmission | ENT | TVA_Transmission | Internal | Summer | B1 | 10 | 2100 | 685.91 | 60.8 | 68.8 | 8 | 0
2015 | ENT_2_TVA_Transmission | ENT | TVA_Transmission | Internal | Summer | B2 | 25 | 2100 | 1106.25 | 59.29 | 67.29 | 8 | 0
2015 | ENT_2_TVA_Transmission | ENT | TVA_Transmission | Internal | Summer | B3 | 75 | 2100 | 0 | 58.43 | 64.29 | 8 | 0
2015 | ENT_2_TVA_Transmission | ENT | TVA_Transmission | Internal | Summer | B4 | 100 | 2100 | 0 | 57.64 | 63.57 | 8 | 0
2015 | ENT_2_TVA_Transmission | ENT | TVA_Transmission | Internal | Summer | B5 | 200 | 2100 | 0 | 53.58 | 54.82 | 8 | 0
2015 | ENT_2_TVA_Transmission | ENT | TVA_Transmission | Internal | Summer | B6 | 300 | 2100 | 0 | 46.15 | 47.76 | 8 | 0
2015 | ENT_2_TVA_Transmission | ENT | TVA_Transmission | Internal | Summer | B7 | 400 | 2100 | 0 | 43.72 | 43.25 | 8 | 0
2015 | ENT_2_TVA_Transmission | ENT | TVA_Transmission | Internal | Summer | B8 | 500 | 2100 | 0 | 38.1 | 39.7 | 8 | 0
2015 | ENT_2_TVA_Transmission | ENT | TVA_Transmission | Internal | Summer | B9 | 800 | 2100 | 0 | 37.83 | 39.06 | 8 | 0
2015 | ENT_2_TVA_Transmission | ENT | TVA_Transmission | Internal | Summer | B10 | 1262 | 2100 | 0 | 36.6 | 36.42 | 8 | 0
2015 | ENT_2_TVA_Transmission | ENT | TVA_Transmission | Internal | Winter | B16 | 25 | 2100 | 0 | 53.68 | 56.68 | 8 | 0
2015 | ENT_2_TVA_Transmission | ENT | TVA_Transmission | Internal | Winter | B17 | 100 | 2100 | 0 | 41.76 | 46.83 | 8 | 0
2015 | ENT_2_TVA_Transmission | ENT | TVA_Transmission | Internal | Winter | B18 | 400 | 2100 | 0 | 41.46 | 43.25 | 8 | 0
2015 | ENT_2_TVA_Transmission | ENT | TVA_Transmission | Internal | Winter | B19 | 700 | 2100 | 0 | 41.46 | 41.26 | 8 | 0
2015 | ENT_2_TVA_Transmission | ENT | TVA_Transmission | Internal | Winter | B20 | 935 | 2100 | 0 | 40.11 | 39.56 | 8 | 0
2015 | HQ_NEISO_2_NEISO | HQ_NEISO | NEISO | Internal | Shoulder | B11 | 25 | 99999 | 2920 | 36.89 | 36.9 | 0.01 | 0
2015 | HQ_NEISO_2_NEISO | HQ_NEISO | NEISO | Internal | Shoulder | B12 | 200 | 99999 | 2920 | 36.89 | 36.9 | 0.01 | 0
2015 | HQ_NEISO_2_NEISO | HQ_NEISO | NEISO | Internal | Shoulder | B13 | 600 | 99999 | 2920 | 36.89 | 36.9 | 0.01 | 0
2015 | HQ_NEISO_2_NEISO | HQ_NEISO | NEISO | Internal | Shoulder | B14 | 900 | 99999 | 2920 | 36.89 | 36.9 | 0.01 | 0
2015 | HQ_NEISO_2_NEISO | HQ_NEISO | NEISO | Internal | Shoulder | B15 | 1203 | 99999 | 1143.24 | 36.89 | 36.9 | 0.01 | 0
2015 | HQ_NEISO_2_NEISO | HQ_NEISO | NEISO | Internal | Summer | B1 | 10 | 99999 | 2920 | 75.88 | 75.89 | 0.01 | 0
2015 | HQ_NEISO_2_NEISO | HQ_NEISO | NEISO | Internal | Summer | B2 | 25 | 99999 | 2920 | 56.29 | 56.3 | 0.01 | 0
2015 | HQ_NEISO_2_NEISO | HQ_NEISO | NEISO | Internal | Summer | B3 | 75 | 99999 | 2920 | 47.97 | 47.98 | 0.01 | 0
2015 | HQ_NEISO_2_NEISO | HQ_NEISO | NEISO | Internal | Summer | B4 | 100 | 99999 | 2920 | 43.04 | 43.05 | 0.01 | 0
2015 | HQ_NEISO_2_NEISO | HQ_NEISO | NEISO | Internal | Summer | B5 | 200 | 99999 | 2920 | 34.19 | 34.2 | 0.01 | 0
2015 | HQ_NEISO_2_NEISO | HQ_NEISO | NEISO | Internal | Summer | B6 | 300 | 99999 | 2920 | 34.19 | 34.2 | 0.01 | 0
2015 | HQ_NEISO_2_NEISO | HQ_NEISO | NEISO | Internal | Summer | B7 | 400 | 99999 | 2920 | 34.19 | 34.2 | 0.01 | 0
2015 | HQ_NEISO_2_NEISO | HQ_NEISO | NEISO | Internal | Summer | B8 | 500 | 99999 | 2920 | 34.19 | 34.2 | 0.01 | 0
2015 | HQ_NEISO_2_NEISO | HQ_NEISO | NEISO | Internal | Summer | B9 | 800 | 99999 | 2920 | 34.19 | 34.2 | 0.01 | 0
2015 | HQ_NEISO_2_NEISO | HQ_NEISO | NEISO | Internal | Summer | B10 | 1262 | 99999 | 795.94 | 34.19 | 34.2 | 0.01 | 0
2015 | HQ_NEISO_2_NEISO | HQ_NEISO | NEISO | Internal | Winter | B16 | 25 | 99999 | 2920 | 45.28 | 45.29 | 0.01 | 0
2015 | HQ_NEISO_2_NEISO | HQ_NEISO | NEISO | Internal | Winter | B17 | 100 | 99999 | 2920 | 45.28 | 45.29 | 0.01 | 0
2015 | HQ_NEISO_2_NEISO | HQ_NEISO | NEISO | Internal | Winter | B18 | 400 | 99999 | 2920 | 45.28 | 45.29 | 0.01 | 0
2015 | HQ_NEISO_2_NEISO | HQ_NEISO | NEISO | Internal | Winter | B19 | 700 | 99999 | 2920 | 45.28 | 45.29 | 0.01 | 0
2015 | HQ_NEISO_2_NEISO | HQ_NEISO | NEISO | Internal | Winter | B20 | 935 | 99999 | 1233.58 | 45.28 | 45.29 | 0.01 | 0
2015 | HQ_NY_2_NYISO_A-F | HQ_NY | NYISO_A-F | Internal | Shoulder | B11 | 25 | 99999 | 1000 | 40.12 | 40.13 | 0.01 | 0
2015 | HQ_NY_2_NYISO_A-F | HQ_NY | NYISO_A-F | Internal | Shoulder | B12 | 200 | 99999 | 1000 | 39.89 | 39.9 | 0.01 | 0
2015 | HQ_NY_2_NYISO_A-F | HQ_NY | NYISO_A-F | Internal | Shoulder | B13 | 600 | 99999 | 1000 | 39.86 | 39.87 | 0.01 | 0
2015 | HQ_NY_2_NYISO_A-F | HQ_NY | NYISO_A-F | Internal | Shoulder | B14 | 900 | 99999 | 1000 | 38.04 | 38.05 | 0.01 | 0
2015 | HQ_NY_2_NYISO_A-F | HQ_NY | NYISO_A-F | Internal | Shoulder | B15 | 1203 | 99999 | 188.69 | 38.04 | 38.05 | 0.01 | 0
2015 | HQ_NY_2_NYISO_A-F | HQ_NY | NYISO_A-F | Internal | Summer | B1 | 10 | 99999 | 1000 | 54.8 | 54.81 | 0.01 | 0
2015 | HQ_NY_2_NYISO_A-F | HQ_NY | NYISO_A-F | Internal | Summer | B2 | 25 | 99999 | 1000 | 53.29 | 53.3 | 0.01 | 0
2015 | HQ_NY_2_NYISO_A-F | HQ_NY | NYISO_A-F | Internal | Summer | B3 | 75 | 99999 | 1000 | 50.29 | 50.3 | 0.01 | 0
2015 | HQ_NY_2_NYISO_A-F | HQ_NY | NYISO_A-F | Internal | Summer | B4 | 100 | 99999 | 1000 | 46.04 | 46.05 | 0.01 | 0
2015 | HQ_NY_2_NYISO_A-F | HQ_NY | NYISO_A-F | Internal | Summer | B5 | 200 | 99999 | 1000 | 42.52 | 42.53 | 0.01 | 0
2015 | HQ_NY_2_NYISO_A-F | HQ_NY | NYISO_A-F | Internal | Summer | B6 | 300 | 99999 | 1000 | 42.32 | 42.33 | 0.01 | 0
2015 | HQ_NY_2_NYISO_A-F | HQ_NY | NYISO_A-F | Internal | Summer | B7 | 400 | 99999 | 1000 | 37.26 | 37.27 | 0.01 | 0
2015 | HQ_NY_2_NYISO_A-F | HQ_NY | NYISO_A-F | Internal | Summer | B8 | 500 | 99999 | 1000 | 37.18 | 37.19 | 0.01 | 0
2015 | HQ_NY_2_NYISO_A-F | HQ_NY | NYISO_A-F | Internal | Summer | B9 | 800 | 99999 | 1000 | 37.17 | 37.18 | 0.01 | 0
2015 | HQ_NY_2_NYISO_A-F | HQ_NY | NYISO_A-F | Internal | Summer | B10 | 1262 | 99999 | 30.11 | 37.17 | 37.18 | 0.01 | 0
2015 | HQ_NY_2_NYISO_A-F | HQ_NY | NYISO_A-F | Internal | Winter | B16 | 25 | 99999 | 1000 | 45.51 | 45.52 | 0.01 | 0
2015 | HQ_NY_2_NYISO_A-F | HQ_NY | NYISO_A-F | Internal | Winter | B17 | 100 | 99999 | 1000 | 42.54 | 42.55 | 0.01 | 0
2015 | HQ_NY_2_NYISO_A-F | HQ_NY | NYISO_A-F | Internal | Winter | B18 | 400 | 99999 | 1000 | 42.54 | 42.55 | 0.01 | 0
2015 | HQ_NY_2_NYISO_A-F | HQ_NY | NYISO_A-F | Internal | Winter | B19 | 700 | 99999 | 1000 | 42.54 | 42.55 | 0.01 | 0
2015 | HQ_NY_2_NYISO_A-F | HQ_NY | NYISO_A-F | Internal | Winter | B20 | 935 | 99999 | 229.95 | 42.54 | 42.55 | 0.01 | 0
2015 | HQ_IESO_2_IESO | HQ_IESO | IESO | Internal | Shoulder | B11 | 25 | 99999 | 400 | 33.12 | 33.13 | 0.01 | 0
2015 | HQ_IESO_2_IESO | HQ_IESO | IESO | Internal | Shoulder | B12 | 200 | 99999 | 400 | 32.89 | 32.9 | 0.01 | 0
2015 | HQ_IESO_2_IESO | HQ_IESO | IESO | Internal | Shoulder | B13 | 600 | 99999 | 400 | 30.83 | 30.84 | 0.01 | 0
2015 | HQ_IESO_2_IESO | HQ_IESO | IESO | Internal | Shoulder | B14 | 900 | 99999 | 400 | 30.83 | 30.84 | 0.01 | 0
2015 | HQ_IESO_2_IESO | HQ_IESO | IESO | Internal | Shoulder | B15 | 1203 | 99999 | 75.48 | 30.83 | 30.84 | 0.01 | 0
2015 | HQ_IESO_2_IESO | HQ_IESO | IESO | Internal | Summer | B1 | 10 | 99999 | 400 | 47.8 | 47.81 | 0.01 | 0
2015 | HQ_IESO_2_IESO | HQ_IESO | IESO | Internal | Summer | B2 | 25 | 99999 | 400 | 46.29 | 46.3 | 0.01 | 0
2015 | HQ_IESO_2_IESO | HQ_IESO | IESO | Internal | Summer | B3 | 75 | 99999 | 400 | 43.29 | 43.3 | 0.01 | 0
2015 | HQ_IESO_2_IESO | HQ_IESO | IESO | Internal | Summer | B4 | 100 | 99999 | 400 | 38.06 | 38.07 | 0.01 | 0
2015 | HQ_IESO_2_IESO | HQ_IESO | IESO | Internal | Summer | B5 | 200 | 99999 | 400 | 35.52 | 35.53 | 0.01 | 0
2015 | HQ_IESO_2_IESO | HQ_IESO | IESO | Internal | Summer | B6 | 300 | 99999 | 400 | 35.32 | 35.33 | 0.01 | 0
2015 | HQ_IESO_2_IESO | HQ_IESO | IESO | Internal | Summer | B7 | 400 | 99999 | 400 | 29.52 | 29.53 | 0.01 | 0
2015 | HQ_IESO_2_IESO | HQ_IESO | IESO | Internal | Summer | B8 | 500 | 99999 | 400 | 29.51 | 29.52 | 0.01 | 0
2015 | HQ_IESO_2_IESO | HQ_IESO | IESO | Internal | Summer | B9 | 800 | 99999 | 400 | 29.51 | 29.52 | 0.01 | 0
2015 | HQ_IESO_2_IESO | HQ_IESO | IESO | Internal | Summer | B10 | 1262 | 99999 | 12.04 | 29.51 | 29.52 | 0.01 | 0
2015 | HQ_IESO_2_IESO | HQ_IESO | IESO | Internal | Winter | B16 | 25 | 99999 | 400 | 38.51 | 38.52 | 0.01 | 0
2015 | HQ_IESO_2_IESO | HQ_IESO | IESO | Internal | Winter | B17 | 100 | 99999 | 400 | 35.54 | 35.55 | 0.01 | 0
2015 | HQ_IESO_2_IESO | HQ_IESO | IESO | Internal | Winter | B18 | 400 | 99999 | 400 | 35.54 | 35.55 | 0.01 | 0
2015 | HQ_IESO_2_IESO | HQ_IESO | IESO | Internal | Winter | B19 | 700 | 99999 | 400 | 35.54 | 35.55 | 0.01 | 0
2015 | HQ_IESO_2_IESO | HQ_IESO | IESO | Internal | Winter | B20 | 935 | 99999 | 91.98 | 35.54 | 35.55 | 0.01 | 0
2015 | IESO_2_MAPP_CA | IESO | MAPP_CA | Internal | Shoulder | B11 | 25 | 262 | 262 | 33.13 | 47.92 | 7 | 7.78
2015 | IESO_2_MAPP_CA | IESO | MAPP_CA | Internal | Shoulder | B12 | 200 | 262 | 262 | 32.9 | 40.62 | 7 | 0.72
2015 | IESO_2_MAPP_CA | IESO | MAPP_CA | Internal | Shoulder | B13 | 600 | 262 | 262 | 30.84 | 38.91 | 7 | 1.07
2015 | IESO_2_MAPP_CA | IESO | MAPP_CA | Internal | Shoulder | B14 | 900 | 262 | 262 | 30.84 | 38.91 | 7 | 1.07
2015 | IESO_2_MAPP_CA | IESO | MAPP_CA | Internal | Shoulder | B15 | 1203 | 262 | 262 | 30.84 | 38.91 | 7 | 1.07
2015 | IESO_2_MAPP_CA | IESO | MAPP_CA | Internal | Summer | B1 | 10 | 262 | 8.41 | 47.81 | 54.81 | 7 | 0
2015 | IESO_2_MAPP_CA | IESO | MAPP_CA | Internal | Summer | B2 | 25 | 262 | 121.91 | 46.3 | 53.3 | 7 | 0
2015 | IESO_2_MAPP_CA | IESO | MAPP_CA | Internal | Summer | B3 | 75 | 262 | 262 | 43.3 | 52.92 | 7 | 2.62
2015 | IESO_2_MAPP_CA | IESO | MAPP_CA | Internal | Summer | B4 | 100 | 262 | 262 | 38.07 | 47.92 | 7 | 2.84
2015 | IESO_2_MAPP_CA | IESO | MAPP_CA | Internal | Summer | B5 | 200 | 262 | 262 | 35.53 | 47.92 | 7 | 5.39
2015 | IESO_2_MAPP_CA | IESO | MAPP_CA | Internal | Summer | B6 | 300 | 262 | 262 | 35.33 | 43.97 | 7 | 1.64
2015 | IESO_2_MAPP_CA | IESO | MAPP_CA | Internal | Summer | B7 | 400 | 262 | 0 | 29.53 | 36.52 | 7 | 0
2015 | IESO_2_MAPP_CA | IESO | MAPP_CA | Internal | Summer | B8 | 500 | 262 | 148.52 | 29.52 | 36.52 | 7 | 0
2015 | IESO_2_MAPP_CA | IESO | MAPP_CA | Internal | Summer | B9 | 800 | 262 | 157.2 | 29.52 | 36.52 | 7 | 0
2015 | IESO_2_MAPP_CA | IESO | MAPP_CA | Internal | Summer | B10 | 1262 | 262 | 169.02 | 29.52 | 36.52 | 7 | 0
2015 | IESO_2_MAPP_CA | IESO | MAPP_CA | Internal | Winter | B16 | 25 | 262 | 262 | 38.52 | 48.66 | 7 | 3.14
2015 | IESO_2_MAPP_CA | IESO | MAPP_CA | Internal | Winter | B17 | 100 | 262 | 262 | 35.55 | 43.16 | 7 | 0.61
2015 | IESO_2_MAPP_CA | IESO | MAPP_CA | Internal | Winter | B18 | 400 | 262 | 196.73 | 35.55 | 42.55 | 7 | 0
2015 | IESO_2_MAPP_CA | IESO | MAPP_CA | Internal | Winter | B19 | 700 | 262 | 217.18 | 35.55 | 42.55 | 7 | 0
2015 | IESO_2_MAPP_CA | IESO | MAPP_CA | Internal | Winter | B20 | 935 | 262 | 226.48 | 35.55 | 42.55 | 7 | 0
2015 | IESO_2_MISO_MI | IESO | MISO_MI | Internal | Shoulder | B11 | 25 | 1840 | 1840 | 33.13 | 47.93 | 7 | 7.8
2015 | IESO_2_MISO_MI | IESO | MISO_MI | Internal | Shoulder | B12 | 200 | 1840 | 1840 | 32.9 | 40.63 | 7 | 0.73
2015 | IESO_2_MISO_MI | IESO | MISO_MI | Internal | Shoulder | B13 | 600 | 1840 | 1840 | 30.84 | 37.96 | 7 | 0.12
2015 | IESO_2_MISO_MI | IESO | MISO_MI | Internal | Shoulder | B14 | 900 | 1840 | 0 | 30.84 | 35.93 | 7 | 0
2015 | IESO_2_MISO_MI | IESO | MISO_MI | Internal | Shoulder | B15 | 1203 | 1840 | 0 | 30.84 | 34.31 | 7 | 0
2015 | IESO_2_MISO_MI | IESO | MISO_MI | Internal | Summer | B1 | 10 | 1840 | 1840 | 47.81 | 59.43 | 7 | 4.61
2015 | IESO_2_MISO_MI | IESO | MISO_MI | Internal | Summer | B2 | 25 | 1840 | 1840 | 46.3 | 59.29 | 7 | 5.99
2015 | IESO_2_MISO_MI | IESO | MISO_MI | Internal | Summer | B3 | 75 | 1840 | 1840 | 43.3 | 54.01 | 7 | 3.71
2015 | IESO_2_MISO_MI | IESO | MISO_MI | Internal | Summer | B4 | 100 | 1840 | 1840 | 38.07 | 54.01 | 7 | 8.94
2015 | IESO_2_MISO_MI | IESO | MISO_MI | Internal | Summer | B5 | 200 | 1840 | 1840 | 35.53 | 48.51 | 7 | 5.98
2015 | IESO_2_MISO_MI | IESO | MISO_MI | Internal | Summer | B6 | 300 | 1840 | 1840 | 35.33 | 42.99 | 7 | 0.66
2015 | IESO_2_MISO_MI | IESO | MISO_MI | Internal | Summer | B7 | 400 | 1840 | 825.97 | 29.53 | 36.53 | 7 | 0
2015 | IESO_2_MISO_MI | IESO | MISO_MI | Internal | Summer | B8 | 500 | 1840 | 0 | 29.52 | 34.57 | 7 | 0
2015 | IESO_2_MISO_MI | IESO | MISO_MI | Internal | Summer | B9 | 800 | 1840 | 0 | 29.52 | 33.53 | 7 | 0
2015 | IESO_2_MISO_MI | IESO | MISO_MI | Internal | Summer | B10 | 1262 | 1840 | 0 | 29.52 | 32.56 | 7 | 0
2015 | IESO_2_MISO_MI | IESO | MISO_MI | Internal | Winter | B16 | 25 | 1840 | 1840 | 38.52 | 48.67 | 7 | 3.15
2015 | IESO_2_MISO_MI | IESO | MISO_MI | Internal | Winter | B17 | 100 | 1840 | 1840 | 35.55 | 43.18 | 7 | 0.63
2015 | IESO_2_MISO_MI | IESO | MISO_MI | Internal | Winter | B18 | 400 | 1840 | 0 | 35.55 | 38.96 | 7 | 0
2015 | IESO_2_MISO_MI | IESO | MISO_MI | Internal | Winter | B19 | 700 | 1840 | 0 | 35.55 | 36.91 | 7 | 0
2015 | IESO_2_MISO_MI | IESO | MISO_MI | Internal | Winter | B20 | 935 | 1840 | 0 | 35.55 | 33.18 | 7 | 0
2015 | IESO_2_MISO_W | IESO | MISO_W | Internal | Shoulder | B11 | 25 | 140 | 140 | 33.13 | 47.93 | 7 | 7.8
2015 | IESO_2_MISO_W | IESO | MISO_W | Internal | Shoulder | B12 | 200 | 140 | 140 | 32.9 | 40.63 | 7 | 0.73
2015 | IESO_2_MISO_W | IESO | MISO_W | Internal | Shoulder | B13 | 600 | 140 | 140 | 30.84 | 37.96 | 7 | 0.12
2015 | IESO_2_MISO_W | IESO | MISO_W | Internal | Shoulder | B14 | 900 | 140 | 0 | 30.84 | 35.91 | 7 | 0
2015 | IESO_2_MISO_W | IESO | MISO_W | Internal | Shoulder | B15 | 1203 | 140 | 0 | 30.84 | 33.78 | 7 | 0
2015 | IESO_2_MISO_W | IESO | MISO_W | Internal | Summer | B1 | 10 | 140 | 140 | 47.81 | 60.79 | 7 | 5.98
2015 | IESO_2_MISO_W | IESO | MISO_W | Internal | Summer | B2 | 25 | 140 | 140 | 46.3 | 59.29 | 7 | 5.99
2015 | IESO_2_MISO_W | IESO | MISO_W | Internal | Summer | B3 | 75 | 140 | 140 | 43.3 | 58.83 | 7 | 8.53
2015 | IESO_2_MISO_W | IESO | MISO_W | Internal | Summer | B4 | 100 | 140 | 140 | 38.07 | 58.02 | 7 | 12.94
2015 | IESO_2_MISO_W | IESO | MISO_W | Internal | Summer | B5 | 200 | 140 | 140 | 35.53 | 48.53 | 7 | 6
2015 | IESO_2_MISO_W | IESO | MISO_W | Internal | Summer | B6 | 300 | 140 | 140 | 35.33 | 43.99 | 7 | 1.66
2015 | IESO_2_MISO_W | IESO | MISO_W | Internal | Summer | B7 | 400 | 140 | 107.39 | 29.53 | 36.53 | 7 | 0
2015 | IESO_2_MISO_W | IESO | MISO_W | Internal | Summer | B8 | 500 | 140 | 0 | 29.52 | 34.56 | 7 | 0
2015 | IESO_2_MISO_W | IESO | MISO_W | Internal | Summer | B9 | 800 | 140 | 0 | 29.52 | 33.53 | 7 | 0
2015 | IESO_2_MISO_W | IESO | MISO_W | Internal | Summer | B10 | 1262 | 140 | 0 | 29.52 | 29.98 | 7 | 0
2015 | IESO_2_MISO_W | IESO | MISO_W | Internal | Winter | B16 | 25 | 140 | 140 | 38.52 | 48.67 | 7 | 3.15
2015 | IESO_2_MISO_W | IESO | MISO_W | Internal | Winter | B17 | 100 | 140 | 140 | 35.55 | 43.17 | 7 | 0.62
2015 | IESO_2_MISO_W | IESO | MISO_W | Internal | Winter | B18 | 400 | 140 | 0 | 35.55 | 38.96 | 7 | 0
2015 | IESO_2_MISO_W | IESO | MISO_W | Internal | Winter | B19 | 700 | 140 | 0 | 35.55 | 37.56 | 7 | 0
2015 | IESO_2_MISO_W | IESO | MISO_W | Internal | Winter | B20 | 935 | 140 | 0 | 35.55 | 32.19 | 7 | 0
2015 | IESO_2_NYISO_A-F | IESO | NYISO_A-F | Internal | Shoulder | B11 | 25 | 1725 | 1629.98 | 33.13 | 40.13 | 7 | 0
2015 | IESO_2_NYISO_A-F | IESO | NYISO_A-F | Internal | Shoulder | B12 | 200 | 1725 | 1431.14 | 32.9 | 39.9 | 7 | 0
2015 | IESO_2_NYISO_A-F | IESO | NYISO_A-F | Internal | Shoulder | B13 | 600 | 1725 | 1725 | 30.84 | 39.87 | 7 | 2.03
2015 | IESO_2_NYISO_A-F | IESO | NYISO_A-F | Internal | Shoulder | B14 | 900 | 1725 | 1725 | 30.84 | 38.05 | 7 | 0.21
2015 | IESO_2_NYISO_A-F | IESO | NYISO_A-F | Internal | Shoulder | B15 | 1203 | 1725 | 1725 | 30.84 | 38.05 | 7 | 0.21
2015 | IESO_2_NYISO_A-F | IESO | NYISO_A-F | Internal | Summer | B1 | 10 | 1725 | 372.32 | 47.81 | 54.81 | 7 | 0
2015 | IESO_2_NYISO_A-F | IESO | NYISO_A-F | Internal | Summer | B2 | 25 | 1725 | 782.83 | 46.3 | 53.3 | 7 | 0
2015 | IESO_2_NYISO_A-F | IESO | NYISO_A-F | Internal | Summer | B3 | 75 | 1725 | 1655.48 | 43.3 | 50.3 | 7 | 0
2015 | IESO_2_NYISO_A-F | IESO | NYISO_A-F | Internal | Summer | B4 | 100 | 1725 | 1725 | 38.07 | 46.05 | 7 | 0.98
2015 | IESO_2_NYISO_A-F | IESO | NYISO_A-F | Internal | Summer | B5 | 200 | 1725 | 384.14 | 35.53 | 42.53 | 7 | 0
2015 | IESO_2_NYISO_A-F | IESO | NYISO_A-F | Internal | Summer | B6 | 300 | 1725 | 766.57 | 35.33 | 42.33 | 7 | 0
2015 | IESO_2_NYISO_A-F | IESO | NYISO_A-F | Internal | Summer | B7 | 400 | 1725 | 1725 | 29.53 | 37.27 | 7 | 0.74
2015 | IESO_2_NYISO_A-F | IESO | NYISO_A-F | Internal | Summer | B8 | 500 | 1725 | 1725 | 29.52 | 37.19 | 7 | 0.67
2015 | IESO_2_NYISO_A-F | IESO | NYISO_A-F | Internal | Summer | B9 | 800 | 1725 | 1725 | 29.52 | 37.18 | 7 | 0.66
2015 | IESO_2_NYISO_A-F | IESO | NYISO_A-F | Internal | Summer | B10 | 1262 | 1725 | 1725 | 29.52 | 37.18 | 7 | 0.66
2015 | IESO_2_NYISO_A-F | IESO | NYISO_A-F | Internal | Winter | B16 | 25 | 1725 | 691.59 | 38.52 | 45.52 | 7 | 0
2015 | IESO_2_NYISO_A-F | IESO | NYISO_A-F | Internal | Winter | B17 | 100 | 1725 | 499.77 | 35.55 | 42.55 | 7 | 0
2015 | IESO_2_NYISO_A-F | IESO | NYISO_A-F | Internal | Winter | B18 | 400 | 1725 | 1392.72 | 35.55 | 42.55 | 7 | 0
2015 | IESO_2_NYISO_A-F | IESO | NYISO_A-F | Internal | Winter | B19 | 700 | 1725 | 1457.86 | 35.55 | 42.55 | 7 | 0
2015 | IESO_2_NYISO_A-F | IESO | NYISO_A-F | Internal | Winter | B20 | 935 | 1725 | 1521.16 | 35.55 | 42.55 | 7 | 0
2015 | MAPP_CA_2_IESO | MAPP_CA | IESO | Internal | Shoulder | B11 | 25 | 330 | 0 | 47.92 | 33.13 | 8 | 0
2015 | MAPP_CA_2_IESO | MAPP_CA | IESO | Internal | Shoulder | B12 | 200 | 330 | 0 | 40.62 | 32.9 | 8 | 0
2015 | MAPP_CA_2_IESO | MAPP_CA | IESO | Internal | Shoulder | B13 | 600 | 330 | 0 | 38.91 | 30.84 | 8 | 0
2015 | MAPP_CA_2_IESO | MAPP_CA | IESO | Internal | Shoulder | B14 | 900 | 330 | 0 | 38.91 | 30.84 | 8 | 0
2015 | MAPP_CA_2_IESO | MAPP_CA | IESO | Internal | Shoulder | B15 | 1203 | 330 | 0 | 38.91 | 30.84 | 8 | 0
2015 | MAPP_CA_2_IESO | MAPP_CA | IESO | Internal | Summer | B1 | 10 | 330 | 0 | 54.81 | 47.81 | 8 | 0
2015 | MAPP_CA_2_IESO | MAPP_CA | IESO | Internal | Summer | B2 | 25 | 330 | 0 | 53.3 | 46.3 | 8 | 0
2015 | MAPP_CA_2_IESO | MAPP_CA | IESO | Internal | Summer | B3 | 75 | 330 | 0 | 52.92 | 43.3 | 8 | 0
2015 | MAPP_CA_2_IESO | MAPP_CA | IESO | Internal | Summer | B4 | 100 | 330 | 0 | 47.92 | 38.07 | 8 | 0
2015 | MAPP_CA_2_IESO | MAPP_CA | IESO | Internal | Summer | B5 | 200 | 330 | 0 | 47.92 | 35.53 | 8 | 0
2015 | MAPP_CA_2_IESO | MAPP_CA | IESO | Internal | Summer | B6 | 300 | 330 | 0 | 43.97 | 35.33 | 8 | 0
2015 | MAPP_CA_2_IESO | MAPP_CA | IESO | Internal | Summer | B7 | 400 | 330 | 0 | 36.52 | 29.53 | 8 | 0
2015 | MAPP_CA_2_IESO | MAPP_CA | IESO | Internal | Summer | B8 | 500 | 330 | 0 | 36.52 | 29.52 | 8 | 0
2015 | MAPP_CA_2_IESO | MAPP_CA | IESO | Internal | Summer | B9 | 800 | 330 | 0 | 36.52 | 29.52 | 8 | 0
2015 | MAPP_CA_2_IESO | MAPP_CA | IESO | Internal | Summer | B10 | 1262 | 330 | 0 | 36.52 | 29.52 | 8 | 0
2015 | MAPP_CA_2_IESO | MAPP_CA | IESO | Internal | Winter | B16 | 25 | 330 | 0 | 48.66 | 38.52 | 8 | 0
2015 | MAPP_CA_2_IESO | MAPP_CA | IESO | Internal | Winter | B17 | 100 | 330 | 0 | 43.16 | 35.55 | 8 | 0
2015 | MAPP_CA_2_IESO | MAPP_CA | IESO | Internal | Winter | B18 | 400 | 330 | 0 | 42.55 | 35.55 | 8 | 0
2015 | MAPP_CA_2_IESO | MAPP_CA | IESO | Internal | Winter | B19 | 700 | 330 | 0 | 42.55 | 35.55 | 8 | 0
2015 | MAPP_CA_2_IESO | MAPP_CA | IESO | Internal | Winter | B20 | 935 | 330 | 0 | 42.55 | 35.55 | 8 | 0
2015 | MAPP_CA_2_MAPP_US | MAPP_CA | MAPP_US | Internal | Shoulder | B11 | 25 | 372 | 0 | 47.92 | 47.92 | 7 | 0
2015 | MAPP_CA_2_MAPP_US | MAPP_CA | MAPP_US | Internal | Shoulder | B12 | 200 | 372 | 0 | 40.62 | 33.63 | 7 | 0
2015 | MAPP_CA_2_MAPP_US | MAPP_CA | MAPP_US | Internal | Shoulder | B13 | 600 | 372 | 0 | 38.91 | 32.05 | 7 | 0
2015 | MAPP_CA_2_MAPP_US | MAPP_CA | MAPP_US | Internal | Shoulder | B14 | 900 | 372 | 0 | 38.91 | 31.91 | 7 | 0
2015 | MAPP_CA_2_MAPP_US | MAPP_CA | MAPP_US | Internal | Shoulder | B15 | 1203 | 372 | 0 | 38.91 | 31.91 | 7 | 0
2015 | MAPP_CA_2_MAPP_US | MAPP_CA | MAPP_US | Internal | Summer | B1 | 10 | 372 | 0 | 54.81 | 53.79 | 7 | 0
2015 | MAPP_CA_2_MAPP_US | MAPP_CA | MAPP_US | Internal | Summer | B2 | 25 | 372 | 0 | 53.3 | 52.76 | 7 | 0
2015 | MAPP_CA_2_MAPP_US | MAPP_CA | MAPP_US | Internal | Summer | B3 | 75 | 372 | 0 | 52.92 | 52.76 | 7 | 0
2015 | MAPP_CA_2_MAPP_US | MAPP_CA | MAPP_US | Internal | Summer | B4 | 100 | 372 | 0 | 47.92 | 51.02 | 7 | 0
2015 | MAPP_CA_2_MAPP_US | MAPP_CA | MAPP_US | Internal | Summer | B5 | 200 | 372 | 0 | 47.92 | 48.12 | 7 | 0
2015 | MAPP_CA_2_MAPP_US | MAPP_CA | MAPP_US | Internal | Summer | B6 | 300 | 372 | 0 | 43.97 | 43.97 | 7 | 0
2015 | MAPP_CA_2_MAPP_US | MAPP_CA | MAPP_US | Internal | Summer | B7 | 400 | 372 | 0 | 36.52 | 34.34 | 7 | 0
2015 | MAPP_CA_2_MAPP_US | MAPP_CA | MAPP_US | Internal | Summer | B8 | 500 | 372 | 0 | 36.52 | 30.24 | 7 | 0
2015 | MAPP_CA_2_MAPP_US | MAPP_CA | MAPP_US | Internal | Summer | B9 | 800 | 372 | 0 | 36.52 | 29.34 | 7 | 0
2015 | MAPP_CA_2_MAPP_US | MAPP_CA | MAPP_US | Internal | Summer | B10 | 1262 | 372 | 0 | 36.52 | 29.11 | 7 | 0
2015 | MAPP_CA_2_MAPP_US | MAPP_CA | MAPP_US | Internal | Winter | B16 | 25 | 372 | 0 | 48.66 | 41.67 | 7 | 0
2015 | MAPP_CA_2_MAPP_US | MAPP_CA | MAPP_US | Internal | Winter | B17 | 100 | 372 | 0 | 43.16 | 36.17 | 7 | 0
2015 | MAPP_CA_2_MAPP_US | MAPP_CA | MAPP_US | Internal | Winter | B18 | 400 | 372 | 0 | 42.55 | 33.08 | 7 | 0
2015 | MAPP_CA_2_MAPP_US | MAPP_CA | MAPP_US | Internal | Winter | B19 | 700 | 372 | 0 | 42.55 | 33.08 | 7 | 0
2015 | MAPP_CA_2_MAPP_US | MAPP_CA | MAPP_US | Internal | Winter | B20 | 935 | 372 | 0 | 42.55 | 32.17 | 7 | 0
2015 | MAPP_CA_2_MISO_W | MAPP_CA | MISO_W | Internal | Shoulder | B11 | 25 | 1988 | 1892.08 | 47.92 | 47.93 | 0.01 | 0
2015 | MAPP_CA_2_MISO_W | MAPP_CA | MISO_W | Internal | Shoulder | B12 | 200 | 1988 | 661.16 | 40.62 | 40.63 | 0.01 | 0
2015 | MAPP_CA_2_MISO_W | MAPP_CA | MISO_W | Internal | Shoulder | B13 | 600 | 1988 | 0 | 38.91 | 37.96 | 0.01 | 0
2015 | MAPP_CA_2_MISO_W | MAPP_CA | MISO_W | Internal | Shoulder | B14 | 900 | 1988 | 0 | 38.91 | 35.91 | 0.01 | 0
2015 | MAPP_CA_2_MISO_W | MAPP_CA | MISO_W | Internal | Shoulder | B15 | 1203 | 1988 | 0 | 38.91 | 33.78 | 0.01 | 0
2015 | MAPP_CA_2_MISO_W | MAPP_CA | MISO_W | Internal | Summer | B1 | 10 | 1988 | 1988 | 54.81 | 60.79 | 0.01 | 5.96
2015 | MAPP_CA_2_MISO_W | MAPP_CA | MISO_W | Internal | Summer | B2 | 25 | 1988 | 1988 | 53.3 | 59.29 | 0.01 | 5.98
2015 | MAPP_CA_2_MISO_W | MAPP_CA | MISO_W | Internal | Summer | B3 | 75 | 1988 | 1988 | 52.92 | 58.83 | 0.01 | 5.9
2015 | MAPP_CA_2_MISO_W | MAPP_CA | MISO_W | Internal | Summer | B4 | 100 | 1988 | 1988 | 47.92 | 58.02 | 0.01 | 10.09
2015 | MAPP_CA_2_MISO_W | MAPP_CA | MISO_W | Internal | Summer | B5 | 200 | 1988 | 1988 | 47.92 | 48.53 | 0.01 | 0.6
2015 | MAPP_CA_2_MISO_W | MAPP_CA | MISO_W | Internal | Summer | B6 | 300 | 1988 | 839.41 | 43.97 | 43.99 | 0.01 | 0
2015 | MAPP_CA_2_MISO_W | MAPP_CA | MISO_W | Internal | Summer | B7 | 400 | 1988 | 289.29 | 36.52 | 36.53 | 0.01 | 0
2015 | MAPP_CA_2_MISO_W | MAPP_CA | MISO_W | Internal | Summer | B8 | 500 | 1988 | 0 | 36.52 | 34.56 | 0.01 | 0
2015 | MAPP_CA_2_MISO_W | MAPP_CA | MISO_W | Internal | Summer | B9 | 800 | 1988 | 0 | 36.52 | 33.53 | 0.01 | 0
2015 | MAPP_CA_2_MISO_W | MAPP_CA | MISO_W | Internal | Summer | B10 | 1262 | 1988 | 0 | 36.52 | 29.98 | 0.01 | 0
2015 | MAPP_CA_2_MISO_W | MAPP_CA | MISO_W | Internal | Winter | B16 | 25 | 1988 | 1580.01 | 48.66 | 48.67 | 0.01 | 0
2015 | MAPP_CA_2_MISO_W | MAPP_CA | MISO_W | Internal | Winter | B17 | 100 | 1988 | 43.85 | 43.16 | 43.17 | 0.01 | 0
2015 | MAPP_CA_2_MISO_W | MAPP_CA | MISO_W | Internal | Winter | B18 | 400 | 1988 | 0 | 42.55 | 38.96 | 0.01 | 0
2015 | MAPP_CA_2_MISO_W | MAPP_CA | MISO_W | Internal | Winter | B19 | 700 | 1988 | 0 | 42.55 | 37.56 | 0.01 | 0
2015 | MAPP_CA_2_MISO_W | MAPP_CA | MISO_W | Internal | Winter | B20 | 935 | 1988 | 0 | 42.55 | 32.19 | 0.01 | 0
2015 | MAPP_US_2_MAPP_CA | MAPP_US | MAPP_CA | Internal | Shoulder | B11 | 25 | 165 | 0 | 47.92 | 47.92 | 7 | 0
2015 | MAPP_US_2_MAPP_CA | MAPP_US | MAPP_CA | Internal | Shoulder | B12 | 200 | 165 | 0 | 33.63 | 40.62 | 7 | 0
2015 | MAPP_US_2_MAPP_CA | MAPP_US | MAPP_CA | Internal | Shoulder | B13 | 600 | 165 | 0 | 32.05 | 38.91 | 7 | 0
2015 | MAPP_US_2_MAPP_CA | MAPP_US | MAPP_CA | Internal | Shoulder | B14 | 900 | 165 | 30.33 | 31.91 | 38.91 | 7 | 0
2015 | MAPP_US_2_MAPP_CA | MAPP_US | MAPP_CA | Internal | Shoulder | B15 | 1203 | 165 | 151.29 | 31.91 | 38.91 | 7 | 0
2015 | MAPP_US_2_MAPP_CA | MAPP_US | MAPP_CA | Internal | Summer | B1 | 10 | 165 | 0 | 53.79 | 54.81 | 7 | 0
2015 | MAPP_US_2_MAPP_CA | MAPP_US | MAPP_CA | Internal | Summer | B2 | 25 | 165 | 0 | 52.76 | 53.3 | 7 | 0
2015 | MAPP_US_2_MAPP_CA | MAPP_US | MAPP_CA | Internal | Summer | B3 | 75 | 165 | 0 | 52.76 | 52.92 | 7 | 0
2015 | MAPP_US_2_MAPP_CA | MAPP_US | MAPP_CA | Internal | Summer | B4 | 100 | 165 | 0 | 51.02 | 47.92 | 7 | 0
2015 | MAPP_US_2_MAPP_CA | MAPP_US | MAPP_CA | Internal | Summer | B5 | 200 | 165 | 0 | 48.12 | 47.92 | 7 | 0
2015 | MAPP_US_2_MAPP_CA | MAPP_US | MAPP_CA | Internal | Summer | B6 | 300 | 165 | 0 | 43.97 | 43.97 | 7 | 0
2015 | MAPP_US_2_MAPP_CA | MAPP_US | MAPP_CA | Internal | Summer | B7 | 400 | 165 | 0 | 34.34 | 36.52 | 7 | 0
2015 | MAPP_US_2_MAPP_CA | MAPP_US | MAPP_CA | Internal | Summer | B8 | 500 | 165 | 0 | 30.24 | 36.52 | 7 | 0
2015 | MAPP_US_2_MAPP_CA | MAPP_US | MAPP_CA | Internal | Summer | B9 | 800 | 165 | 165 | 29.34 | 36.52 | 7 | 0.18
2015 | MAPP_US_2_MAPP_CA | MAPP_US | MAPP_CA | Internal | Summer | B10 | 1262 | 165 | 165 | 29.11 | 36.52 | 7 | 0.41
2015 | MAPP_US_2_MAPP_CA | MAPP_US | MAPP_CA | Internal | Winter | B16 | 25 | 165 | 0 | 41.67 | 48.66 | 7 | 0
2015 | MAPP_US_2_MAPP_CA | MAPP_US | MAPP_CA | Internal | Winter | B17 | 100 | 165 | 0 | 36.17 | 43.16 | 7 | 0
2015 | MAPP_US_2_MAPP_CA | MAPP_US | MAPP_CA | Internal | Winter | B18 | 400 | 165 | 165 | 33.08 | 42.55 | 7 | 2.47
2015 | MAPP_US_2_MAPP_CA | MAPP_US | MAPP_CA | Internal | Winter | B19 | 700 | 165 | 165 | 33.08 | 42.55 | 7 | 2.47
2015 | MAPP_US_2_MAPP_CA | MAPP_US | MAPP_CA | Internal | Winter | B20 | 935 | 165 | 165 | 32.17 | 42.55 | 7 | 3.38
2015 | MAPP_US_2_MISO_W | MAPP_US | MISO_W | Internal | Shoulder | B11 | 25 | 2635 | 0 | 47.92 | 47.93 | 7 | 0
2015 | MAPP_US_2_MISO_W | MAPP_US | MISO_W | Internal | Shoulder | B12 | 200 | 2635 | 659.92 | 33.63 | 40.63 | 7 | 0
2015 | MAPP_US_2_MISO_W | MAPP_US | MISO_W | Internal | Shoulder | B13 | 600 | 2635 | 0 | 32.05 | 37.96 | 7 | 0
2015 | MAPP_US_2_MISO_W | MAPP_US | MISO_W | Internal | Shoulder | B14 | 900 | 2635 | 0 | 31.91 | 35.91 | 7 | 0
2015 | MAPP_US_2_MISO_W | MAPP_US | MISO_W | Internal | Shoulder | B15 | 1203 | 2635 | 0 | 31.91 | 33.78 | 7 | 0
2015 | MAPP_US_2_MISO_W | MAPP_US | MISO_W | Internal | Summer | B1 | 10 | 2635 | 223.38 | 53.79 | 60.79 | 7 | 0
2015 | MAPP_US_2_MISO_W | MAPP_US | MISO_W | Internal | Summer | B2 | 25 | 2635 | 0 | 52.76 | 59.29 | 7 | 0
2015 | MAPP_US_2_MISO_W | MAPP_US | MISO_W | Internal | Summer | B3 | 75 | 2635 | 0 | 52.76 | 58.83 | 7 | 0
2015 | MAPP_US_2_MISO_W | MAPP_US | MISO_W | Internal | Summer | B4 | 100 | 2635 | 571.37 | 51.02 | 58.02 | 7 | 0
2015 | MAPP_US_2_MISO_W | MAPP_US | MISO_W | Internal | Summer | B5 | 200 | 2635 | 0 | 48.12 | 48.53 | 7 | 0
2015 | MAPP_US_2_MISO_W | MAPP_US | MISO_W | Internal | Summer | B6 | 300 | 2635 | 0 | 43.97 | 43.99 | 7 | 0
2015 | MAPP_US_2_MISO_W | MAPP_US | MISO_W | Internal | Summer | B7 | 400 | 2635 | 0 | 34.34 | 36.53 | 7 | 0
2015 | MAPP_US_2_MISO_W | MAPP_US | MISO_W | Internal | Summer | B8 | 500 | 2635 | 0 | 30.24 | 34.56 | 7 | 0
2015 | MAPP_US_2_MISO_W | MAPP_US | MISO_W | Internal | Summer | B9 | 800 | 2635 | 0 | 29.34 | 33.53 | 7 | 0
2015 | MAPP_US_2_MISO_W | MAPP_US | MISO_W | Internal | Summer | B10 | 1262 | 2635 | 0 | 29.11 | 29.98 | 7 | 0
2015 | MAPP_US_2_MISO_W | MAPP_US | MISO_W | Internal | Winter | B16 | 25 | 2635 | 768.86 | 41.67 | 48.67 | 7 | 0
2015 | MAPP_US_2_MISO_W | MAPP_US | MISO_W | Internal | Winter | B17 | 100 | 2635 | 1568.19 | 36.17 | 43.17 | 7 | 0
2015 | MAPP_US_2_MISO_W | MAPP_US | MISO_W | Internal | Winter | B18 | 400 | 2635 | 0 | 33.08 | 38.96 | 7 | 0
2015 | MAPP_US_2_MISO_W | MAPP_US | MISO_W | Internal | Winter | B19 | 700 | 2635 | 0 | 33.08 | 37.56 | 7 | 0
2015 | MAPP_US_2_MISO_W | MAPP_US | MISO_W | Internal | Winter | B20 | 935 | 2635 | 0 | 32.17 | 32.19 | 7 | 0
2015 | MAPP_US_2_NE | MAPP_US | NE | Internal | Shoulder | B11 | 25 | 2000 | 1829.26 | 47.92 | 54.92 | 7 | 0
2015 | MAPP_US_2_NE | MAPP_US | NE | Internal | Shoulder | B12 | 200 | 2000 | 624.63 | 33.63 | 40.63 | 7 | 0
2015 | MAPP_US_2_NE | MAPP_US | NE | Internal | Shoulder | B13 | 600 | 2000 | 1372.38 | 32.05 | 39.05 | 7 | 0
2015 | MAPP_US_2_NE | MAPP_US | NE | Internal | Shoulder | B14 | 900 | 2000 | 76.08 | 31.91 | 38.91 | 7 | 0
2015 | MAPP_US_2_NE | MAPP_US | NE | Internal | Shoulder | B15 | 1203 | 2000 | 0 | 31.91 | 37.6 | 7 | 0
2015 | MAPP_US_2_NE | MAPP_US | NE | Internal | Summer | B1 | 10 | 2000 | 1563.17 | 53.79 | 60.79 | 7 | 0
2015 | MAPP_US_2_NE | MAPP_US | NE | Internal | Summer | B2 | 25 | 2000 | 1603.15 | 52.76 | 59.76 | 7 | 0
2015 | MAPP_US_2_NE | MAPP_US | NE | Internal | Summer | B3 | 75 | 2000 | 1572.66 | 52.76 | 59.76 | 7 | 0
2015 | MAPP_US_2_NE | MAPP_US | NE | Internal | Summer | B4 | 100 | 2000 | 1032.75 | 51.02 | 58.02 | 7 | 0
2015 | MAPP_US_2_NE | MAPP_US | NE | Internal | Summer | B5 | 200 | 2000 | 1733.12 | 48.12 | 55.12 | 7 | 0
2015 | MAPP_US_2_NE | MAPP_US | NE | Internal | Summer | B6 | 300 | 2000 | 1815.87 | 43.97 | 50.97 | 7 | 0
2015 | MAPP_US_2_NE | MAPP_US | NE | Internal | Summer | B7 | 400 | 2000 | 2000 | 34.34 | 43.52 | 7 | 2.19
2015 | MAPP_US_2_NE | MAPP_US | NE | Internal | Summer | B8 | 500 | 2000 | 1993.93 | 30.24 | 37.24 | 7 | 0
2015 | MAPP_US_2_NE | MAPP_US | NE | Internal | Summer | B9 | 800 | 2000 | 1073.71 | 29.34 | 36.34 | 7 | 0
2015 | MAPP_US_2_NE | MAPP_US | NE | Internal | Summer | B10 | 1262 | 2000 | 933.45 | 29.11 | 36.11 | 7 | 0
2015 | MAPP_US_2_NE | MAPP_US | NE | Internal | Winter | B16 | 25 | 2000 | 1219.34 | 41.67 | 48.67 | 7 | 0
2015 | MAPP_US_2_NE | MAPP_US | NE | Internal | Winter | B17 | 100 | 2000 | 0 | 36.17 | 41.48 | 7 | 0
2015 | MAPP_US_2_NE | MAPP_US | NE | Internal | Winter | B18 | 400 | 2000 | 1201.08 | 33.08 | 40.08 | 7 | 0
2015 | MAPP_US_2_NE | MAPP_US | NE | Internal | Winter | B19 | 700 | 2000 | 160.07 | 33.08 | 40.08 | 7 | 0
2015 | MAPP_US_2_NE | MAPP_US | NE | Internal | Winter | B20 | 935 | 2000 | 571.67 | 32.17 | 39.17 | 7 | 0
2015 | MARITIMES_2_NEISO | MARITIMES | NEISO | Internal | Shoulder | B11 | 25 | 99999 | 1400 | 36.89 | 36.9 | 0.01 | 0
2015 | MARITIMES_2_NEISO | MARITIMES | NEISO | Internal | Shoulder | B12 | 200 | 99999 | 1400 | 36.89 | 36.9 | 0.01 | 0
2015 | MARITIMES_2_NEISO | MARITIMES | NEISO | Internal | Shoulder | B13 | 600 | 99999 | 1400 | 36.89 | 36.9 | 0.01 | 0
2015 | MARITIMES_2_NEISO | MARITIMES | NEISO | Internal | Shoulder | B14 | 900 | 99999 | 1400 | 36.89 | 36.9 | 0.01 | 0
2015 | MARITIMES_2_NEISO | MARITIMES | NEISO | Internal | Shoulder | B15 | 1203 | 99999 | 426.43 | 36.89 | 36.9 | 0.01 | 0
2015 | MARITIMES_2_NEISO | MARITIMES | NEISO | Internal | Summer | B1 | 10 | 99999 | 1400 | 75.88 | 75.89 | 0.01 | 0
2015 | MARITIMES_2_NEISO | MARITIMES | NEISO | Internal | Summer | B2 | 25 | 99999 | 1400 | 56.29 | 56.3 | 0.01 | 0
2015 | MARITIMES_2_NEISO | MARITIMES | NEISO | Internal | Summer | B3 | 75 | 99999 | 1400 | 47.97 | 47.98 | 0.01 | 0
2015 | MARITIMES_2_NEISO | MARITIMES | NEISO | Internal | Summer | B4 | 100 | 99999 | 1400 | 43.04 | 43.05 | 0.01 | 0
2015 | MARITIMES_2_NEISO | MARITIMES | NEISO | Internal | Summer | B5 | 200 | 99999 | 1400 | 34.19 | 34.2 | 0.01 | 0
2015 | MARITIMES_2_NEISO | MARITIMES | NEISO | Internal | Summer | B6 | 300 | 99999 | 1400 | 34.19 | 34.2 | 0.01 | 0
2015 | MARITIMES_2_NEISO | MARITIMES | NEISO | Internal | Summer | B7 | 400 | 99999 | 1400 | 34.19 | 34.2 | 0.01 | 0
2015 | MARITIMES_2_NEISO | MARITIMES | NEISO | Internal | Summer | B8 | 500 | 99999 | 1400 | 34.19 | 34.2 | 0.01 | 0
2015 | MARITIMES_2_NEISO | MARITIMES | NEISO | Internal | Summer | B9 | 800 | 99999 | 1400 | 34.19 | 34.2 | 0.01 | 0
2015 | MARITIMES_2_NEISO | MARITIMES | NEISO | Internal | Summer | B10 | 1262 | 99999 | 236.13 | 34.19 | 34.2 | 0.01 | 0
2015 | MARITIMES_2_NEISO | MARITIMES | NEISO | Internal | Winter | B16 | 25 | 99999 | 1400 | 45.28 | 45.29 | 0.01 | 0
2015 | MARITIMES_2_NEISO | MARITIMES | NEISO | Internal | Winter | B17 | 100 | 99999 | 1400 | 45.28 | 45.29 | 0.01 | 0
2015 | MARITIMES_2_NEISO | MARITIMES | NEISO | Internal | Winter | B18 | 400 | 99999 | 1400 | 45.28 | 45.29 | 0.01 | 0
2015 | MARITIMES_2_NEISO | MARITIMES | NEISO | Internal | Winter | B19 | 700 | 99999 | 1400 | 45.28 | 45.29 | 0.01 | 0
2015 | MARITIMES_2_NEISO | MARITIMES | NEISO | Internal | Winter | B20 | 935 | 99999 | 475.94 | 45.28 | 45.29 | 0.01 | 0
2015 | MISO_IN_2_MISO_MI | MISO_IN | MISO_MI | Internal | Shoulder | B11 | 25 | 5000 | 0 | 47.94 | 47.93 | 0.01 | 0
2015 | MISO_IN_2_MISO_MI | MISO_IN | MISO_MI | Internal | Shoulder | B12 | 200 | 5000 | 0 | 40.64 | 40.63 | 0.01 | 0
2015 | MISO_IN_2_MISO_MI | MISO_IN | MISO_MI | Internal | Shoulder | B13 | 600 | 5000 | 0 | 37.96 | 37.96 | 0.01 | 0
2015 | MISO_IN_2_MISO_MI | MISO_IN | MISO_MI | Internal | Shoulder | B14 | 900 | 5000 | 1496.87 | 35.91 | 35.93 | 0.01 | 0
2015 | MISO_IN_2_MISO_MI | MISO_IN | MISO_MI | Internal | Shoulder | B15 | 1203 | 5000 | 1444.09 | 34.3 | 34.31 | 0.01 | 0
2015 | MISO_IN_2_MISO_MI | MISO_IN | MISO_MI | Internal | Summer | B1 | 10 | 5000 | 0 | 60.8 | 59.43 | 0.01 | 0
2015 | MISO_IN_2_MISO_MI | MISO_IN | MISO_MI | Internal | Summer | B2 | 25 | 5000 | 0 | 59.3 | 59.29 | 0.01 | 0
2015 | MISO_IN_2_MISO_MI | MISO_IN | MISO_MI | Internal | Summer | B3 | 75 | 5000 | 0 | 57.07 | 54.01 | 0.01 | 0
2015 | MISO_IN_2_MISO_MI | MISO_IN | MISO_MI | Internal | Summer | B4 | 100 | 5000 | 0 | 55.58 | 54.01 | 0.01 | 0
2015 | MISO_IN_2_MISO_MI | MISO_IN | MISO_MI | Internal | Summer | B5 | 200 | 5000 | 0 | 48.52 | 48.51 | 0.01 | 0
2015 | MISO_IN_2_MISO_MI | MISO_IN | MISO_MI | Internal | Summer | B6 | 300 | 5000 | 0 | 43 | 42.99 | 0.01 | 0
2015 | MISO_IN_2_MISO_MI | MISO_IN | MISO_MI | Internal | Summer | B7 | 400 | 5000 | 144.91 | 36.52 | 36.53 | 0.01 | 0
2015 | MISO_IN_2_MISO_MI | MISO_IN | MISO_MI | Internal | Summer | B8 | 500 | 5000 | 516.81 | 34.56 | 34.57 | 0.01 | 0
2015 | MISO_IN_2_MISO_MI | MISO_IN | MISO_MI | Internal | Summer | B9 | 800 | 5000 | 2151.13 | 33.52 | 33.53 | 0.01 | 0
2015 | MISO_IN_2_MISO_MI | MISO_IN | MISO_MI | Internal | Summer | B10 | 1262 | 5000 | 2492.72 | 32.55 | 32.56 | 0.01 | 0
2015 | MISO_IN_2_MISO_MI | MISO_IN | MISO_MI | Internal | Winter | B16 | 25 | 5000 | 0 | 48.69 | 48.67 | 0.01 | 0
2015 | MISO_IN_2_MISO_MI | MISO_IN | MISO_MI | Internal | Winter | B17 | 100 | 5000 | 0 | 43.2 | 43.18 | 0.01 | 0
2015 | MISO_IN_2_MISO_MI | MISO_IN | MISO_MI | Internal | Winter | B18 | 400 | 5000 | 0 | 38.96 | 38.96 | 0.01 | 0
2015 | MISO_IN_2_MISO_MI | MISO_IN | MISO_MI | Internal | Winter | B19 | 700 | 5000 | 438.43 | 36.9 | 36.91 | 0.01 | 0
2015 | MISO_IN_2_MISO_MI | MISO_IN | MISO_MI | Internal | Winter | B20 | 935 | 5000 | 1065.87 | 33.17 | 33.18 | 0.01 | 0
2015 | MISO_IN_2_MISO_MO-IL | MISO_IN | MISO_MO-IL | Internal | Shoulder | B11 | 25 | 5000 | 0 | 47.94 | 47.93 | 0.01 | 0
2015 | MISO_IN_2_MISO_MO-IL | MISO_IN | MISO_MO-IL | Internal | Shoulder | B12 | 200 | 5000 | 0 | 40.64 | 40.63 | 0.01 | 0
2015 | MISO_IN_2_MISO_MO-IL | MISO_IN | MISO_MO-IL | Internal | Shoulder | B13 | 600 | 5000 | 0 | 37.96 | 37.95 | 0.01 | 0
2015 | MISO_IN_2_MISO_MO-IL | MISO_IN | MISO_MO-IL | Internal | Shoulder | B14 | 900 | 5000 | 0 | 35.91 | 35.9 | 0.01 | 0
2015 | MISO_IN_2_MISO_MO-IL | MISO_IN | MISO_MO-IL | Internal | Shoulder | B15 | 1203 | 5000 | 0 | 34.3 | 33.25 | 0.01 | 0
2015 | MISO_IN_2_MISO_MO-IL | MISO_IN | MISO_MO-IL | Internal | Summer | B1 | 10 | 5000 | 0 | 60.8 | 60.8 | 0.01 | 0
2015 | MISO_IN_2_MISO_MO-IL | MISO_IN | MISO_MO-IL | Internal | Summer | B2 | 25 | 5000 | 0 | 59.3 | 59.29 | 0.01 | 0
2015 | MISO_IN_2_MISO_MO-IL | MISO_IN | MISO_MO-IL | Internal | Summer | B3 | 75 | 5000 | 36.49 | 57.07 | 57.08 | 0.01 | 0
2015 | MISO_IN_2_MISO_MO-IL | MISO_IN | MISO_MO-IL | Internal | Summer | B4 | 100 | 5000 | 0 | 55.58 | 55.57 | 0.01 | 0
2015 | MISO_IN_2_MISO_MO-IL | MISO_IN | MISO_MO-IL | Internal | Summer | B5 | 200 | 5000 | 0 | 48.52 | 48.52 | 0.01 | 0
2015 | MISO_IN_2_MISO_MO-IL | MISO_IN | MISO_MO-IL | Internal | Summer | B6 | 300 | 5000 | 0 | 43 | 42.99 | 0.01 | 0
2015 | MISO_IN_2_MISO_MO-IL | MISO_IN | MISO_MO-IL | Internal | Summer | B7 | 400 | 5000 | 0 | 36.52 | 36.51 | 0.01 | 0
2015 | MISO_IN_2_MISO_MO-IL | MISO_IN | MISO_MO-IL | Internal | Summer | B8 | 500 | 5000 | 0 | 34.56 | 34.55 | 0.01 | 0
2015 | MISO_IN_2_MISO_MO-IL | MISO_IN | MISO_MO-IL | Internal | Summer | B9 | 800 | 5000 | 0 | 33.52 | 33.39 | 0.01 | 0
2015 | MISO_IN_2_MISO_MO-IL | MISO_IN | MISO_MO-IL | Internal | Summer | B10 | 1262 | 5000 | 0 | 32.55 | 29.97 | 0.01 | 0
2015 | MISO_IN_2_MISO_MO-IL | MISO_IN | MISO_MO-IL | Internal | Winter | B16 | 25 | 5000 | 0 | 48.69 | 48.68 | 0.01 | 0
2015 | MISO_IN_2_MISO_MO-IL | MISO_IN | MISO_MO-IL | Internal | Winter | B17 | 100 | 5000 | 0 | 43.2 | 43.18 | 0.01 | 0
2015 | MISO_IN_2_MISO_MO-IL | MISO_IN | MISO_MO-IL | Internal | Winter | B18 | 400 | 5000 | 0 | 38.96 | 38.95 | 0.01 | 0
2015 | MISO_IN_2_MISO_MO-IL | MISO_IN | MISO_MO-IL | Internal | Winter | B19 | 700 | 5000 | 0 | 36.9 | 36.89 | 0.01 | 0
2015 | MISO_IN_2_MISO_MO-IL | MISO_IN | MISO_MO-IL | Internal | Winter | B20 | 935 | 5000 | 0 | 33.17 | 32.17 | 0.01 | 0
2015 | MISO_IN_2_NonRTO_Midwest | MISO_IN | NonRTO_Midwest | Internal | Shoulder | B11 | 25 | 4800 | 927.9 | 47.94 | 55.94 | 8 | 0
2015 | MISO_IN_2_NonRTO_Midwest | MISO_IN | NonRTO_Midwest | Internal | Shoulder | B12 | 200 | 4800 | 523.63 | 40.64 | 48.64 | 8 | 0
2015 | MISO_IN_2_NonRTO_Midwest | MISO_IN | NonRTO_Midwest | Internal | Shoulder | B13 | 600 | 4800 | 0 | 37.96 | 45.66 | 8 | 0
2015 | MISO_IN_2_NonRTO_Midwest | MISO_IN | NonRTO_Midwest | Internal | Shoulder | B14 | 900 | 4800 | 0 | 35.91 | 35.91 | 8 | 0
2015 | MISO_IN_2_NonRTO_Midwest | MISO_IN | NonRTO_Midwest | Internal | Shoulder | B15 | 1203 | 4800 | 0 | 34.3 | 32.85 | 8 | 0
2015 | MISO_IN_2_NonRTO_Midwest | MISO_IN | NonRTO_Midwest | Internal | Summer | B1 | 10 | 4800 | 0 | 60.8 | 65.02 | 8 | 0
2015 | MISO_IN_2_NonRTO_Midwest | MISO_IN | NonRTO_Midwest | Internal | Summer | B2 | 25 | 4800 | 0 | 59.3 | 65.02 | 8 | 0
2015 | MISO_IN_2_NonRTO_Midwest | MISO_IN | NonRTO_Midwest | Internal | Summer | B3 | 75 | 4800 | 0 | 57.07 | 65.02 | 8 | 0
2015 | MISO_IN_2_NonRTO_Midwest | MISO_IN | NonRTO_Midwest | Internal | Summer | B4 | 100 | 4800 | 926.87 | 55.58 | 63.58 | 8 | 0
2015 | MISO_IN_2_NonRTO_Midwest | MISO_IN | NonRTO_Midwest | Internal | Summer | B5 | 200 | 4800 | 627.53 | 48.52 | 56.52 | 8 | 0
2015 | MISO_IN_2_NonRTO_Midwest | MISO_IN | NonRTO_Midwest | Internal | Summer | B6 | 300 | 4800 | 64 | 43 | 51 | 8 | 0
2015 | MISO_IN_2_NonRTO_Midwest | MISO_IN | NonRTO_Midwest | Internal | Summer | B7 | 400 | 4800 | 0 | 36.52 | 36.02 | 8 | 0
2015 | MISO_IN_2_NonRTO_Midwest | MISO_IN | NonRTO_Midwest | Internal | Summer | B8 | 500 | 4800 | 0 | 34.56 | 34.43 | 8 | 0
2015 | MISO_IN_2_NonRTO_Midwest | MISO_IN | NonRTO_Midwest | Internal | Summer | B9 | 800 | 4800 | 0 | 33.52 | 32.85 | 8 | 0
2015 | MISO_IN_2_NonRTO_Midwest | MISO_IN | NonRTO_Midwest | Internal | Summer | B10 | 1262 | 4800 | 0 | 32.55 | 32 | 8 | 0
2015 | MISO_IN_2_NonRTO_Midwest | MISO_IN | NonRTO_Midwest | Internal | Winter | B16 | 25 | 4800 | 2407.52 | 48.69 | 56.69 | 8 | 0
2015 | MISO_IN_2_NonRTO_Midwest | MISO_IN | NonRTO_Midwest | Internal | Winter | B17 | 100 | 4800 | 1445.06 | 43.2 | 51.2 | 8 | 0
2015 | MISO_IN_2_NonRTO_Midwest | MISO_IN | NonRTO_Midwest | Internal | Winter | B18 | 400 | 4800 | 629.53 | 38.96 | 46.96 | 8 | 0
2015 | MISO_IN_2_NonRTO_Midwest | MISO_IN | NonRTO_Midwest | Internal | Winter | B19 | 700 | 4800 | 0 | 36.9 | 36.15 | 8 | 0
2015 | MISO_IN_2_NonRTO_Midwest | MISO_IN | NonRTO_Midwest | Internal | Winter | B20 | 935 | 4800 | 0 | 33.17 | 32.93 | 8 | 0
2015 | MISO_IN_2_PJM_ROR | MISO_IN | PJM_ROR | Internal | Shoulder | B11 | 25 | 992 | 0 | 47.94 | 48.12 | 2 | 0
2015 | MISO_IN_2_PJM_ROR | MISO_IN | PJM_ROR | Internal | Shoulder | B12 | 200 | 992 | 0 | 40.64 | 42.63 | 2 | 0
2015 | MISO_IN_2_PJM_ROR | MISO_IN | PJM_ROR | Internal | Shoulder | B13 | 600 | 992 | 506.76 | 37.96 | 39.96 | 2 | 0
2015 | MISO_IN_2_PJM_ROR | MISO_IN | PJM_ROR | Internal | Shoulder | B14 | 900 | 992 | 116.67 | 35.91 | 37.91 | 2 | 0
2015 | MISO_IN_2_PJM_ROR | MISO_IN | PJM_ROR | Internal | Shoulder | B15 | 1203 | 992 | 0 | 34.3 | 35.25 | 2 | 0
2015 | MISO_IN_2_PJM_ROR | MISO_IN | PJM_ROR | Internal | Summer | B1 | 10 | 992 | 599.05 | 60.8 | 62.8 | 2 | 0
2015 | MISO_IN_2_PJM_ROR | MISO_IN | PJM_ROR | Internal | Summer | B2 | 25 | 992 | 0 | 59.3 | 61.29 | 2 | 0
2015 | MISO_IN_2_PJM_ROR | MISO_IN | PJM_ROR | Internal | Summer | B3 | 75 | 992 | 0 | 57.07 | 58.29 | 2 | 0
2015 | MISO_IN_2_PJM_ROR | MISO_IN | PJM_ROR | Internal | Summer | B4 | 100 | 992 | 0 | 55.58 | 57.57 | 2 | 0
2015 | MISO_IN_2_PJM_ROR | MISO_IN | PJM_ROR | Internal | Summer | B5 | 200 | 992 | 174.1 | 48.52 | 50.52 | 2 | 0
2015 | MISO_IN_2_PJM_ROR | MISO_IN | PJM_ROR | Internal | Summer | B6 | 300 | 992 | 377.89 | 43 | 45 | 2 | 0
2015 | MISO_IN_2_PJM_ROR | MISO_IN | PJM_ROR | Internal | Summer | B7 | 400 | 992 | 992 | 36.52 | 38.53 | 2 | 0.01
2015 | MISO_IN_2_PJM_ROR | MISO_IN | PJM_ROR | Internal | Summer | B8 | 500 | 992 | 992 | 34.56 | 36.57 | 2 | 0.01
2015 | MISO_IN_2_PJM_ROR | MISO_IN | PJM_ROR | Internal | Summer | B9 | 800 | 992 | 0 | 33.52 | 35.39 | 2 | 0
2015 | MISO_IN_2_PJM_ROR | MISO_IN | PJM_ROR | Internal | Summer | B10 | 1262 | 992 | 0 | 32.55 | 31.97 | 2 | 0
2015 | MISO_IN_2_PJM_ROR | MISO_IN | PJM_ROR | Internal | Winter | B16 | 25 | 992 | 0 | 48.69 | 50.68 | 2 | 0
2015 | MISO_IN_2_PJM_ROR | MISO_IN | PJM_ROR | Internal | Winter | B17 | 100 | 992 | 36.92 | 43.2 | 45.2 | 2 | 0
2015 | MISO_IN_2_PJM_ROR | MISO_IN | PJM_ROR | Internal | Winter | B18 | 400 | 992 | 166.59 | 38.96 | 40.96 | 2 | 0
2015 | MISO_IN_2_PJM_ROR | MISO_IN | PJM_ROR | Internal | Winter | B19 | 700 | 992 | 269.4 | 36.9 | 38.9 | 2 | 0
2015 | MISO_IN_2_PJM_ROR | MISO_IN | PJM_ROR | Internal | Winter | B20 | 935 | 992 | 0 | 33.17 | 34.14 | 2 | 0
2015 | MISO_MI_2_IESO | MISO_MI | IESO | Internal | Shoulder | B11 | 25 | 1580 | 0 | 47.93 | 33.13 | 8 | 0
2015 | MISO_MI_2_IESO | MISO_MI | IESO | Internal | Shoulder | B12 | 200 | 1580 | 0 | 40.63 | 32.9 | 8 | 0
2015 | MISO_MI_2_IESO | MISO_MI | IESO | Internal | Shoulder | B13 | 600 | 1580 | 0 | 37.96 | 30.84 | 8 | 0
2015 | MISO_MI_2_IESO | MISO_MI | IESO | Internal | Shoulder | B14 | 900 | 1580 | 0 | 35.93 | 30.84 | 8 | 0
2015 | MISO_MI_2_IESO | MISO_MI | IESO | Internal | Shoulder | B15 | 1203 | 1580 | 0 | 34.31 | 30.84 | 8 | 0
2015 | MISO_MI_2_IESO | MISO_MI | IESO | Internal | Summer | B1 | 10 | 1580 | 0 | 59.43 | 47.81 | 8 | 0
2015 | MISO_MI_2_IESO | MISO_MI | IESO | Internal | Summer | B2 | 25 | 1580 | 0 | 59.29 | 46.3 | 8 | 0
2015 | MISO_MI_2_IESO | MISO_MI | IESO | Internal | Summer | B3 | 75 | 1580 | 0 | 54.01 | 43.3 | 8 | 0
2015 | MISO_MI_2_IESO | MISO_MI | IESO | Internal | Summer | B4 | 100 | 1580 | 0 | 54.01 | 38.07 | 8 | 0
2015 | MISO_MI_2_IESO | MISO_MI | IESO | Internal | Summer | B5 | 200 | 1580 | 0 | 48.51 | 35.53 | 8 | 0
2015 | MISO_MI_2_IESO | MISO_MI | IESO | Internal | Summer | B6 | 300 | 1580 | 0 | 42.99 | 35.33 | 8 | 0
2015 | MISO_MI_2_IESO | MISO_MI | IESO | Internal | Summer | B7 | 400 | 1580 | 0 | 36.53 | 29.53 | 8 | 0
2015 | MISO_MI_2_IESO | MISO_MI | IESO | Internal | Summer | B8 | 500 | 1580 | 0 | 34.57 | 29.52 | 8 | 0
2015 | MISO_MI_2_IESO | MISO_MI | IESO | Internal | Summer | B9 | 800 | 1580 | 0 | 33.53 | 29.52 | 8 | 0
2015 | MISO_MI_2_IESO | MISO_MI | IESO | Internal | Summer | B10 | 1262 | 1580 | 0 | 32.56 | 29.52 | 8 | 0
2015 | MISO_MI_2_IESO | MISO_MI | IESO | Internal | Winter | B16 | 25 | 1580 | 0 | 48.67 | 38.52 | 8 | 0
2015 | MISO_MI_2_IESO | MISO_MI | IESO | Internal | Winter | B17 | 100 | 1580 | 0 | 43.18 | 35.55 | 8 | 0
2015 | MISO_MI_2_IESO | MISO_MI | IESO | Internal | Winter | B18 | 400 | 1580 | 0 | 38.96 | 35.55 | 8 | 0
2015 | MISO_MI_2_IESO | MISO_MI | IESO | Internal | Winter | B19 | 700 | 1580 | 0 | 36.91 | 35.55 | 8 | 0
2015 | MISO_MI_2_IESO | MISO_MI | IESO | Internal | Winter | B20 | 935 | 1580 | 0 | 33.18 | 35.55 | 8 | 0
2015 | MISO_MI_2_MISO_IN | MISO_MI | MISO_IN | Internal | Shoulder | B11 | 25 | 2045 | 1647.99 | 47.93 | 47.94 | 0.01 | 0
2015 | MISO_MI_2_MISO_IN | MISO_MI | MISO_IN | Internal | Shoulder | B12 | 200 | 2045 | 85.6 | 40.63 | 40.64 | 0.01 | 0
2015 | MISO_MI_2_MISO_IN | MISO_MI | MISO_IN | Internal | Shoulder | B13 | 600 | 2045 | 0 | 37.96 | 37.96 | 0.01 | 0
2015 | MISO_MI_2_MISO_IN | MISO_MI | MISO_IN | Internal | Shoulder | B14 | 900 | 2045 | 0 | 35.93 | 35.91 | 0.01 | 0
2015 | MISO_MI_2_MISO_IN | MISO_MI | MISO_IN | Internal | Shoulder | B15 | 1203 | 2045 | 0 | 34.31 | 34.3 | 0.01 | 0
2015 | MISO_MI_2_MISO_IN | MISO_MI | MISO_IN | Internal | Summer | B1 | 10 | 2045 | 2045 | 59.43 | 60.8 | 0.01 | 1.36
2015 | MISO_MI_2_MISO_IN | MISO_MI | MISO_IN | Internal | Summer | B2 | 25 | 2045 | 1390.19 | 59.29 | 59.3 | 0.01 | 0
2015 | MISO_MI_2_MISO_IN | MISO_MI | MISO_IN | Internal | Summer | B3 | 75 | 2045 | 2045 | 54.01 | 57.07 | 0.01 | 3.04
2015 | MISO_MI_2_MISO_IN | MISO_MI | MISO_IN | Internal | Summer | B4 | 100 | 2045 | 2045 | 54.01 | 55.58 | 0.01 | 1.56
2015 | MISO_MI_2_MISO_IN | MISO_MI | MISO_IN | Internal | Summer | B5 | 200 | 2045 | 1730.41 | 48.51 | 48.52 | 0.01 | 0
2015 | MISO_MI_2_MISO_IN | MISO_MI | MISO_IN | Internal | Summer | B6 | 300 | 2045 | 401.04 | 42.99 | 43 | 0.01 | 0
2015 | MISO_MI_2_MISO_IN | MISO_MI | MISO_IN | Internal | Summer | B7 | 400 | 2045 | 0 | 36.53 | 36.52 | 0.01 | 0
2015 | MISO_MI_2_MISO_IN | MISO_MI | MISO_IN | Internal | Summer | B8 | 500 | 2045 | 0 | 34.57 | 34.56 | 0.01 | 0
2015 | MISO_MI_2_MISO_IN | MISO_MI | MISO_IN | Internal | Summer | B9 | 800 | 2045 | 0 | 33.53 | 33.52 | 0.01 | 0
2015 | MISO_MI_2_MISO_IN | MISO_MI | MISO_IN | Internal | Summer | B10 | 1262 | 2045 | 0 | 32.56 | 32.55 | 0.01 | 0
2015 | MISO_MI_2_MISO_IN | MISO_MI | MISO_IN | Internal | Winter | B16 | 25 | 2045 | 2045 | 48.67 | 48.69 | 0.01 | 0.01
2015 | MISO_MI_2_MISO_IN | MISO_MI | MISO_IN | Internal | Winter | B17 | 100 | 2045 | 310.89 | 43.18 | 43.2 | 0.01 | 0
2015 | MISO_MI_2_MISO_IN | MISO_MI | MISO_IN | Internal | Winter | B18 | 400 | 2045 | 0 | 38.96 | 38.96 | 0.01 | 0
2015 | MISO_MI_2_MISO_IN | MISO_MI | MISO_IN | Internal | Winter | B19 | 700 | 2045 | 0 | 36.91 | 36.9 | 0.01 | 0
2015 | MISO_MI_2_MISO_IN | MISO_MI | MISO_IN | Internal | Winter | B20 | 935 | 2045 | 0 | 33.18 | 33.17 | 0.01 | 0
2015 | MISO_MI_2_MISO_WUMS | MISO_MI | MISO_WUMS | Internal | Shoulder | B11 | 25 | 947 | 235.12 | 47.93 | 47.94 | 0.01 | 0
2015 | MISO_MI_2_MISO_WUMS | MISO_MI | MISO_WUMS | Internal | Shoulder | B12 | 200 | 947 | 50.22 | 40.63 | 40.64 | 0.01 | 0
2015 | MISO_MI_2_MISO_WUMS | MISO_MI | MISO_WUMS | Internal | Shoulder | B13 | 600 | 947 | 343.89 | 37.96 | 37.97 | 0.01 | 0
2015 | MISO_MI_2_MISO_WUMS | MISO_MI | MISO_WUMS | Internal | Shoulder | B14 | 900 | 947 | 0 | 35.93 | 35.93 | 0.01 | 0
2015 | MISO_MI_2_MISO_WUMS | MISO_MI | MISO_WUMS | Internal | Shoulder | B15 | 1203 | 947 | 566.7 | 34.31 | 34.32 | 0.01 | 0
2015 | MISO_MI_2_MISO_WUMS | MISO_MI | MISO_WUMS | Internal | Summer | B1 | 10 | 947 | 947 | 59.43 | 60.8 | 0.01 | 1.36
2015 | MISO_MI_2_MISO_WUMS | MISO_MI | MISO_WUMS | Internal | Summer | B2 | 25 | 947 | 654.95 | 59.29 | 59.3 | 0.01 | 0
2015 | MISO_MI_2_MISO_WUMS | MISO_MI | MISO_WUMS | Internal | Summer | B3 | 75 | 947 | 947 | 54.01 | 58.84 | 0.01 | 4.82
2015 | MISO_MI_2_MISO_WUMS | MISO_MI | MISO_WUMS | Internal | Summer | B4 | 100 | 947 | 947 | 54.01 | 58.01 | 0.01 | 3.98
2015 | MISO_MI_2_MISO_WUMS | MISO_MI | MISO_WUMS | Internal | Summer | B5 | 200 | 947 | 725.69 | 48.51 | 48.52 | 0.01 | 0
2015 | MISO_MI_2_MISO_WUMS | MISO_MI | MISO_WUMS | Internal | Summer | B6 | 300 | 947 | 947 | 42.99 | 43.97 | 0.01 | 0.98
2015 | MISO_MI_2_MISO_WUMS | MISO_MI | MISO_WUMS | Internal | Summer | B7 | 400 | 947 | 374.17 | 36.53 | 36.55 | 0.01 | 0
2015 | MISO_MI_2_MISO_WUMS | MISO_MI | MISO_WUMS | Internal | Summer | B8 | 500 | 947 | 0 | 34.57 | 34.57 | 0.01 | 0
2015 | MISO_MI_2_MISO_WUMS | MISO_MI | MISO_WUMS | Internal | Summer | B9 | 800 | 947 | 238.27 | 33.53 | 33.55 | 0.01 | 0
2015 | MISO_MI_2_MISO_WUMS | MISO_MI | MISO_WUMS | Internal | Summer | B10 | 1262 | 947 | 783.95 | 32.56 | 32.57 | 0.01 | 0
2015 | MISO_MI_2_MISO_WUMS | MISO_MI | MISO_WUMS | Internal | Winter | B16 | 25 | 947 | 451.55 | 48.67 | 48.68 | 0.01 | 0
2015 | MISO_MI_2_MISO_WUMS | MISO_MI | MISO_WUMS | Internal | Winter | B17 | 100 | 947 | 0 | 43.18 | 43.18 | 0.01 | 0
2015 | MISO_MI_2_MISO_WUMS | MISO_MI | MISO_WUMS | Internal | Winter | B18 | 400 | 947 | 178.74 | 38.96 | 38.97 | 0.01 | 0
2015 | MISO_MI_2_MISO_WUMS | MISO_MI | MISO_WUMS | Internal | Winter | B19 | 700 | 947 | 947 | 36.91 | 37.55 | 0.01 | 0.63
2015 | MISO_MI_2_MISO_WUMS | MISO_MI | MISO_WUMS | Internal | Winter | B20 | 935 | 947 | 723.64 | 33.18 | 33.2 | 0.01 | 0
2015 | MISO_MI_2_PJM_ROR | MISO_MI | PJM_ROR | Internal | Shoulder | B11 | 25 | 1424 | 0 | 47.93 | 48.12 | 2 | 0
2015 | MISO_MI_2_PJM_ROR | MISO_MI | PJM_ROR | Internal | Shoulder | B12 | 200 | 1424 | 337.2 | 40.63 | 42.63 | 2 | 0
2015 | MISO_MI_2_PJM_ROR | MISO_MI | PJM_ROR | Internal | Shoulder | B13 | 600 | 1424 | 383.55 | 37.96 | 39.96 | 2 | 0
2015 | MISO_MI_2_PJM_ROR | MISO_MI | PJM_ROR | Internal | Shoulder | B14 | 900 | 1424 | 0 | 35.93 | 37.91 | 2 | 0
2015 | MISO_MI_2_PJM_ROR | MISO_MI | PJM_ROR | Internal | Shoulder | B15 | 1203 | 1424 | 0 | 34.31 | 35.25 | 2 | 0
2015 | MISO_MI_2_PJM_ROR | MISO_MI | PJM_ROR | Internal | Summer | B1 | 10 | 1424 | 1424 | 59.43 | 62.8 | 2 | 1.37
2015 | MISO_MI_2_PJM_ROR | MISO_MI | PJM_ROR | Internal | Summer | B2 | 25 | 1424 | 1011.27 | 59.29 | 61.29 | 2 | 0
2015 | MISO_MI_2_PJM_ROR | MISO_MI | PJM_ROR | Internal | Summer | B3 | 75 | 1424 | 1424 | 54.01 | 58.29 | 2 | 2.28
2015 | MISO_MI_2_PJM_ROR | MISO_MI | PJM_ROR | Internal | Summer | B4 | 100 | 1424 | 1424 | 54.01 | 57.57 | 2 | 1.56
2015 | MISO_MI_2_PJM_ROR | MISO_MI | PJM_ROR | Internal | Summer | B5 | 200 | 1424 | 1424 | 48.51 | 50.52 | 2 | 0.01
2015 | MISO_MI_2_PJM_ROR | MISO_MI | PJM_ROR | Internal | Summer | B6 | 300 | 1424 | 1424 | 42.99 | 45 | 2 | 0.01
2015 | MISO_MI_2_PJM_ROR | MISO_MI | PJM_ROR | Internal | Summer | B7 | 400 | 1424 | 766.78 | 36.53 | 38.53 | 2 | 0
2015 | MISO_MI_2_PJM_ROR | MISO_MI | PJM_ROR | Internal | Summer | B8 | 500 | 1424 | 78.07 | 34.57 | 36.57 | 2 | 0
2015 | MISO_MI_2_PJM_ROR | MISO_MI | PJM_ROR | Internal | Summer | B9 | 800 | 1424 | 0 | 33.53 | 35.39 | 2 | 0
2015 | MISO_MI_2_PJM_ROR | MISO_MI | PJM_ROR | Internal | Summer | B10 | 1262 | 1424 | 0 | 32.56 | 31.97 | 2 | 0
2015 | MISO_MI_2_PJM_ROR | MISO_MI | PJM_ROR | Internal | Winter | B16 | 25 | 1424 | 1424 | 48.67 | 50.68 | 2 | 0.01
2015 | MISO_MI_2_PJM_ROR | MISO_MI | PJM_ROR | Internal | Winter | B17 | 100 | 1424 | 1424 | 43.18 | 45.2 | 2 | 0.01
2015 | MISO_MI_2_PJM_ROR | MISO_MI | PJM_ROR | Internal | Winter | B18 | 400 | 1424 | 400.01 | 38.96 | 40.96 | 2 | 0
2015 | MISO_MI_2_PJM_ROR | MISO_MI | PJM_ROR | Internal | Winter | B19 | 700 | 1424 | 0 | 36.91 | 38.9 | 2 | 0
2015 | MISO_MI_2_PJM_ROR | MISO_MI | PJM_ROR | Internal | Winter | B20 | 935 | 1424 | 0 | 33.18 | 34.14 | 2 | 0
2015 | MISO_MO-IL_2_ENT | MISO_MO-IL | ENT | Internal | Shoulder | B11 | 25 | 2540 | 0 | 47.93 | 55.32 | 8 | 0
2015 | MISO_MO-IL_2_ENT | MISO_MO-IL | ENT | Internal | Shoulder | B12 | 200 | 2540 | 0 | 40.63 | 39.32 | 8 | 0
2015 | MISO_MO-IL_2_ENT | MISO_MO-IL | ENT | Internal | Shoulder | B13 | 600 | 2540 | 0 | 37.95 | 39.32 | 8 | 0
2015 | MISO_MO-IL_2_ENT | MISO_MO-IL | ENT | Internal | Shoulder | B14 | 900 | 2540 | 0 | 35.9 | 39.04 | 8 | 0
2015 | MISO_MO-IL_2_ENT | MISO_MO-IL | ENT | Internal | Shoulder | B15 | 1203 | 2540 | 0 | 33.25 | 37.77 | 8 | 0
2015 | MISO_MO-IL_2_ENT | MISO_MO-IL | ENT | Internal | Summer | B1 | 10 | 2540 | 0 | 60.8 | 60.8 | 8 | 0
2015 | MISO_MO-IL_2_ENT | MISO_MO-IL | ENT | Internal | Summer | B2 | 25 | 2540 | 0 | 59.29 | 59.29 | 8 | 0
2015 | MISO_MO-IL_2_ENT | MISO_MO-IL | ENT | Internal | Summer | B3 | 75 | 2540 | 0 | 57.08 | 58.43 | 8 | 0
2015 | MISO_MO-IL_2_ENT | MISO_MO-IL | ENT | Internal | Summer | B4 | 100 | 2540 | 0 | 55.57 | 57.64 | 8 | 0
2015 | MISO_MO-IL_2_ENT | MISO_MO-IL | ENT | Internal | Summer | B5 | 200 | 2540 | 0 | 48.52 | 53.58 | 8 | 0
2015 | MISO_MO-IL_2_ENT | MISO_MO-IL | ENT | Internal | Summer | B6 | 300 | 2540 | 0 | 42.99 | 46.15 | 8 | 0
2015 | MISO_MO-IL_2_ENT | MISO_MO-IL | ENT | Internal | Summer | B7 | 400 | 2540 | 0 | 36.51 | 43.72 | 8 | 0
2015 | MISO_MO-IL_2_ENT | MISO_MO-IL | ENT | Internal | Summer | B8 | 500 | 2540 | 0 | 34.55 | 38.1 | 8 | 0
2015 | MISO_MO-IL_2_ENT | MISO_MO-IL | ENT | Internal | Summer | B9 | 800 | 2540 | 0 | 33.39 | 37.83 | 8 | 0
2015 | MISO_MO-IL_2_ENT | MISO_MO-IL | ENT | Internal | Summer | B10 | 1262 | 2540 | 0 | 29.97 | 36.6 | 8 | 0
2015 | MISO_MO-IL_2_ENT | MISO_MO-IL | ENT | Internal | Winter | B16 | 25 | 2540 | 0 | 48.68 | 53.68 | 8 | 0
2015 | MISO_MO-IL_2_ENT | MISO_MO-IL | ENT | Internal | Winter | B17 | 100 | 2540 | 0 | 43.18 | 41.76 | 8 | 0
2015 | MISO_MO-IL_2_ENT | MISO_MO-IL | ENT | Internal | Winter | B18 | 400 | 2540 | 0 | 38.95 | 41.46 | 8 | 0
2015 | MISO_MO-IL_2_ENT | MISO_MO-IL | ENT | Internal | Winter | B19 | 700 | 2540 | 0 | 36.89 | 41.46 | 8 | 0
2015 | MISO_MO-IL_2_ENT | MISO_MO-IL | ENT | Internal | Winter | B20 | 935 | 2540 | 0 | 32.17 | 40.11 | 8 | 0
2015 | MISO_MO-IL_2_MISO_IN | MISO_MO-IL | MISO_IN | Internal | Shoulder | B11 | 25 | 2100 | 496.71 | 47.93 | 47.94 | 0.01 | 0
2015 | MISO_MO-IL_2_MISO_IN | MISO_MO-IL | MISO_IN | Internal | Shoulder | B12 | 200 | 2100 | 1335.14 | 40.63 | 40.64 | 0.01 | 0
2015 | MISO_MO-IL_2_MISO_IN | MISO_MO-IL | MISO_IN | Internal | Shoulder | B13 | 600 | 2100 | 951.54 | 37.95 | 37.96 | 0.01 | 0
2015 | MISO_MO-IL_2_MISO_IN | MISO_MO-IL | MISO_IN | Internal | Shoulder | B14 | 900 | 2100 | 1646.61 | 35.9 | 35.91 | 0.01 | 0
2015 | MISO_MO-IL_2_MISO_IN | MISO_MO-IL | MISO_IN | Internal | Shoulder | B15 | 1203 | 2100 | 2100 | 33.25 | 34.3 | 0.01 | 1.04
2015 | MISO_MO-IL_2_MISO_IN | MISO_MO-IL | MISO_IN | Internal | Summer | B1 | 10 | 2100 | 0 | 60.8 | 60.8 | 0.01 | 0
2015 | MISO_MO-IL_2_MISO_IN | MISO_MO-IL | MISO_IN | Internal | Summer | B2 | 25 | 2100 | 1485.34 | 59.29 | 59.3 | 0.01 | 0
2015 | MISO_MO-IL_2_MISO_IN | MISO_MO-IL | MISO_IN | Internal | Summer | B3 | 75 | 2100 | 0 | 57.08 | 57.07 | 0.01 | 0
2015 | MISO_MO-IL_2_MISO_IN | MISO_MO-IL | MISO_IN | Internal | Summer | B4 | 100 | 2100 | 85.25 | 55.57 | 55.58 | 0.01 | 0
2015 | MISO_MO-IL_2_MISO_IN | MISO_MO-IL | MISO_IN | Internal | Summer | B5 | 200 | 2100 | 0 | 48.52 | 48.52 | 0.01 | 0
2015 | MISO_MO-IL_2_MISO_IN | MISO_MO-IL | MISO_IN | Internal | Summer | B6 | 300 | 2100 | 47.06 | 42.99 | 43 | 0.01 | 0
2015 | MISO_MO-IL_2_MISO_IN | MISO_MO-IL | MISO_IN | Internal | Summer | B7 | 400 | 2100 | 525.36 | 36.51 | 36.52 | 0.01 | 0
2015 | MISO_MO-IL_2_MISO_IN | MISO_MO-IL | MISO_IN | Internal | Summer | B8 | 500 | 2100 | 1406.04 | 34.55 | 34.56 | 0.01 | 0
2015 | MISO_MO-IL_2_MISO_IN | MISO_MO-IL | MISO_IN | Internal | Summer | B9 | 800 | 2100 | 2100 | 33.39 | 33.52 | 0.01 | 0.12
2015 | MISO_MO-IL_2_MISO_IN | MISO_MO-IL | MISO_IN | Internal | Summer | B10 | 1262 | 2100 | 2100 | 29.97 | 32.55 | 0.01 | 2.57
2015 | MISO_MO-IL_2_MISO_IN | MISO_MO-IL | MISO_IN | Internal | Winter | B16 | 25 | 2100 | 1792.99 | 48.68 | 48.69 | 0.01 | 0
2015 | MISO_MO-IL_2_MISO_IN | MISO_MO-IL | MISO_IN | Internal | Winter | B17 | 100 | 2100 | 1800.41 | 43.18 | 43.2 | 0.01 | 0
2015 | MISO_MO-IL_2_MISO_IN | MISO_MO-IL | MISO_IN | Internal | Winter | B18 | 400 | 2100 | 1356.53 | 38.95 | 38.96 | 0.01 | 0
2015 | MISO_MO-IL_2_MISO_IN | MISO_MO-IL | MISO_IN | Internal | Winter | B19 | 700 | 2100 | 1154.34 | 36.89 | 36.9 | 0.01 | 0
2015 | MISO_MO-IL_2_MISO_IN | MISO_MO-IL | MISO_IN | Internal | Winter | B20 | 935 | 2100 | 2100 | 32.17 | 33.17 | 0.01 | 0.98
2015 | MISO_MO-IL_2_MISO_W | MISO_MO-IL | MISO_W | Internal | Shoulder | B11 | 25 | 960 | 0 | 47.93 | 47.93 | 0.01 | 0
2015 | MISO_MO-IL_2_MISO_W | MISO_MO-IL | MISO_W | Internal | Shoulder | B12 | 200 | 960 | 0 | 40.63 | 40.63 | 0.01 | 0
2015 | MISO_MO-IL_2_MISO_W | MISO_MO-IL | MISO_W | Internal | Shoulder | B13 | 600 | 960 | 601.7 | 37.95 | 37.96 | 0.01 | 0
2015 | MISO_MO-IL_2_MISO_W | MISO_MO-IL | MISO_W | Internal | Shoulder | B14 | 900 | 960 | 239.62 | 35.9 | 35.91 | 0.01 | 0
2015 | MISO_MO-IL_2_MISO_W | MISO_MO-IL | MISO_W | Internal | Shoulder | B15 | 1203 | 960 | 960 | 33.25 | 33.78 | 0.01 | 0.52
2015 | MISO_MO-IL_2_MISO_W | MISO_MO-IL | MISO_W | Internal | Summer | B1 | 10 | 960 | 0 | 60.8 | 60.79 | 0.01 | 0
2015 | MISO_MO-IL_2_MISO_W | MISO_MO-IL | MISO_W | Internal | Summer | B2 | 25 | 960 | 0 | 59.29 | 59.29 | 0.01 | 0
2015 | MISO_MO-IL_2_MISO_W | MISO_MO-IL | MISO_W | Internal | Summer | B3 | 75 | 960 | 960 | 57.08 | 58.83 | 0.01 | 1.74
2015 | MISO_MO-IL_2_MISO_W | MISO_MO-IL | MISO_W | Internal | Summer | B4 | 100 | 960 | 960 | 55.57 | 58.02 | 0.01 | 2.43
2015 | MISO_MO-IL_2_MISO_W | MISO_MO-IL | MISO_W | Internal | Summer | B5 | 200 | 960 | 763.31 | 48.52 | 48.53 | 0.01 | 0
2015 | MISO_MO-IL_2_MISO_W | MISO_MO-IL | MISO_W | Internal | Summer | B6 | 300 | 960 | 960 | 42.99 | 43.99 | 0.01 | 0.99
2015 | MISO_MO-IL_2_MISO_W | MISO_MO-IL | MISO_W | Internal | Summer | B7 | 400 | 960 | 960 | 36.51 | 36.53 | 0.01 | 0.01
2015 | MISO_MO-IL_2_MISO_W | MISO_MO-IL | MISO_W | Internal | Summer | B8 | 500 | 960 | 924.51 | 34.55 | 34.56 | 0.01 | 0
2015 | MISO_MO-IL_2_MISO_W | MISO_MO-IL | MISO_W | Internal | Summer | B9 | 800 | 960 | 960 | 33.39 | 33.53 | 0.01 | 0.14
2015 | MISO_MO-IL_2_MISO_W | MISO_MO-IL | MISO_W | Internal | Summer | B10 | 1262 | 960 | 920.86 | 29.97 | 29.98 | 0.01 | 0
2015 | MISO_MO-IL_2_MISO_W | MISO_MO-IL | MISO_W | Internal | Winter | B16 | 25 | 960 | 0 | 48.68 | 48.67 | 0.01 | 0
2015 | MISO_MO-IL_2_MISO_W | MISO_MO-IL | MISO_W | Internal | Winter | B17 | 100 | 960 | 0 | 43.18 | 43.17 | 0.01 | 0
2015 | MISO_MO-IL_2_MISO_W | MISO_MO-IL | MISO_W | Internal | Winter | B18 | 400 | 960 | 528.63 | 38.95 | 38.96 | 0.01 | 0
2015 | MISO_MO-IL_2_MISO_W | MISO_MO-IL | MISO_W | Internal | Winter | B19 | 700 | 960 | 960 | 36.89 | 37.56 | 0.01 | 0.66
2015 | MISO_MO-IL_2_MISO_W | MISO_MO-IL | MISO_W | Internal | Winter | B20 | 935 | 960 | 862.45 | 32.17 | 32.19 | 0.01 | 0
2015 | MISO_MO-IL_2_PJM_ROR | MISO_MO-IL | PJM_ROR | Internal | Shoulder | B11 | 25 | 1212 | 0 | 47.93 | 48.12 | 2 | 0
2015 | MISO_MO-IL_2_PJM_ROR | MISO_MO-IL | PJM_ROR | Internal | Shoulder | B12 | 200 | 1212 | 1103.76 | 40.63 | 42.63 | 2 | 0
2015 | MISO_MO-IL_2_PJM_ROR | MISO_MO-IL | PJM_ROR | Internal | Shoulder | B13 | 600 | 1212 | 1212 | 37.95 | 39.96 | 2 | 0.01
2015 | MISO_MO-IL_2_PJM_ROR | MISO_MO-IL | PJM_ROR | Internal | Shoulder | B14 | 900 | 1212 | 1212 | 35.9 | 37.91 | 2 | 0.01
2015 | MISO_MO-IL_2_PJM_ROR | MISO_MO-IL | PJM_ROR | Internal | Shoulder | B15 | 1203 | 1212 | 187.36 | 33.25 | 35.25 | 2 | 0
2015 | MISO_MO-IL_2_PJM_ROR | MISO_MO-IL | PJM_ROR | Internal | Summer | B1 | 10 | 1212 | 947.95 | 60.8 | 62.8 | 2 | 0
2015 | MISO_MO-IL_2_PJM_ROR | MISO_MO-IL | PJM_ROR | Internal | Summer | B2 | 25 | 1212 | 874.14 | 59.29 | 61.29 | 2 | 0
2015 | MISO_MO-IL_2_PJM_ROR | MISO_MO-IL | PJM_ROR | Internal | Summer | B3 | 75 | 1212 | 0 | 57.08 | 58.29 | 2 | 0
2015 | MISO_MO-IL_2_PJM_ROR | MISO_MO-IL | PJM_ROR | Internal | Summer | B4 | 100 | 1212 | 153.4 | 55.57 | 57.57 | 2 | 0
2015 | MISO_MO-IL_2_PJM_ROR | MISO_MO-IL | PJM_ROR | Internal | Summer | B5 | 200 | 1212 | 1025.54 | 48.52 | 50.52 | 2 | 0
2015 | MISO_MO-IL_2_PJM_ROR | MISO_MO-IL | PJM_ROR | Internal | Summer | B6 | 300 | 1212 | 1212 | 42.99 | 45 | 2 | 0.01
2015 | MISO_MO-IL_2_PJM_ROR | MISO_MO-IL | PJM_ROR | Internal | Summer | B7 | 400 | 1212 | 1212 | 36.51 | 38.53 | 2 | 0.02
2015 | MISO_MO-IL_2_PJM_ROR | MISO_MO-IL | PJM_ROR | Internal | Summer | B8 | 500 | 1212 | 1212 | 34.55 | 36.57 | 2 | 0.02
2015 | MISO_MO-IL_2_PJM_ROR | MISO_MO-IL | PJM_ROR | Internal | Summer | B9 | 800 | 1212 | 528.33 | 33.39 | 35.39 | 2 | 0
2015 | MISO_MO-IL_2_PJM_ROR | MISO_MO-IL | PJM_ROR | Internal | Summer | B10 | 1262 | 1212 | 417.41 | 29.97 | 31.97 | 2 | 0
2015 | MISO_MO-IL_2_PJM_ROR | MISO_MO-IL | PJM_ROR | Internal | Winter | B16 | 25 | 1212 | 1002.72 | 48.68 | 50.68 | 2 | 0
2015 | MISO_MO-IL_2_PJM_ROR | MISO_MO-IL | PJM_ROR | Internal | Winter | B17 | 100 | 1212 | 1212 | 43.18 | 45.2 | 2 | 0.01
2015 | MISO_MO-IL_2_PJM_ROR | MISO_MO-IL | PJM_ROR | Internal | Winter | B18 | 400 | 1212 | 1212 | 38.95 | 40.96 | 2 | 0.01
2015 | MISO_MO-IL_2_PJM_ROR | MISO_MO-IL | PJM_ROR | Internal | Winter | B19 | 700 | 1212 | 1212 | 36.89 | 38.9 | 2 | 0.01
2015 | MISO_MO-IL_2_PJM_ROR | MISO_MO-IL | PJM_ROR | Internal | Winter | B20 | 935 | 1212 | 0 | 32.17 | 34.14 | 2 | 0
2015 | MISO_MO-IL_2_SPP_N | MISO_MO-IL | SPP_N | Internal | Shoulder | B11 | 25 | 2000 | 0 | 47.93 | 54.93 | 8 | 0
2015 | MISO_MO-IL_2_SPP_N | MISO_MO-IL | SPP_N | Internal | Shoulder | B12 | 200 | 2000 | 0 | 40.63 | 40.64 | 8 | 0
2015 | MISO_MO-IL_2_SPP_N | MISO_MO-IL | SPP_N | Internal | Shoulder | B13 | 600 | 2000 | 0 | 37.95 | 39.06 | 8 | 0
2015 | MISO_MO-IL_2_SPP_N | MISO_MO-IL | SPP_N | Internal | Shoulder | B14 | 900 | 2000 | 0 | 35.9 | 38.93 | 8 | 0
2015 | MISO_MO-IL_2_SPP_N | MISO_MO-IL | SPP_N | Internal | Shoulder | B15 | 1203 | 2000 | 0 | 33.25 | 37.62 | 8 | 0
2015 | MISO_MO-IL_2_SPP_N | MISO_MO-IL | SPP_N | Internal | Summer | B1 | 10 | 2000 | 0 | 60.8 | 60.8 | 8 | 0
2015 | MISO_MO-IL_2_SPP_N | MISO_MO-IL | SPP_N | Internal | Summer | B2 | 25 | 2000 | 0 | 59.29 | 59.77 | 8 | 0
2015 | MISO_MO-IL_2_SPP_N | MISO_MO-IL | SPP_N | Internal | Summer | B3 | 75 | 2000 | 0 | 57.08 | 59.77 | 8 | 0
2015 | MISO_MO-IL_2_SPP_N | MISO_MO-IL | SPP_N | Internal | Summer | B4 | 100 | 2000 | 0 | 55.57 | 58.03 | 8 | 0
2015 | MISO_MO-IL_2_SPP_N | MISO_MO-IL | SPP_N | Internal | Summer | B5 | 200 | 2000 | 0 | 48.52 | 55.13 | 8 | 0
2015 | MISO_MO-IL_2_SPP_N | MISO_MO-IL | SPP_N | Internal | Summer | B6 | 300 | 2000 | 593.53 | 42.99 | 50.99 | 8 | 0
2015 | MISO_MO-IL_2_SPP_N | MISO_MO-IL | SPP_N | Internal | Summer | B7 | 400 | 2000 | 0 | 36.51 | 43.53 | 8 | 0
2015 | MISO_MO-IL_2_SPP_N | MISO_MO-IL | SPP_N | Internal | Summer | B8 | 500 | 2000 | 0 | 34.55 | 37.98 | 8 | 0
2015 | MISO_MO-IL_2_SPP_N | MISO_MO-IL | SPP_N | Internal | Summer | B9 | 800 | 2000 | 0 | 33.39 | 36.35 | 8 | 0
2015 | MISO_MO-IL_2_SPP_N | MISO_MO-IL | SPP_N | Internal | Summer | B10 | 1262 | 2000 | 0 | 29.97 | 36.12 | 8 | 0
2015 | MISO_MO-IL_2_SPP_N | MISO_MO-IL | SPP_N | Internal | Winter | B16 | 25 | 2000 | 0 | 48.68 | 48.68 | 8 | 0
2015 | MISO_MO-IL_2_SPP_N | MISO_MO-IL | SPP_N | Internal | Winter | B17 | 100 | 2000 | 0 | 43.18 | 41.5 | 8 | 0
2015 | MISO_MO-IL_2_SPP_N | MISO_MO-IL | SPP_N | Internal | Winter | B18 | 400 | 2000 | 0 | 38.95 | 40.09 | 8 | 0
2015 | MISO_MO-IL_2_SPP_N | MISO_MO-IL | SPP_N | Internal | Winter | B19 | 700 | 2000 | 0 | 36.89 | 40.09 | 8 | 0
2015 | MISO_MO-IL_2_SPP_N | MISO_MO-IL | SPP_N | Internal | Winter | B20 | 935 | 2000 | 0 | 32.17 | 39.19 | 8 | 0
2015 | MISO_MO-IL_2_TVA_Transmission | MISO_MO-IL | TVA_Transmission | Internal | Shoulder | B11 | 25 | 4000 | 0 | 47.93 | 54.12 | 8 | 0
2015 | MISO_MO-IL_2_TVA_Transmission | MISO_MO-IL | TVA_Transmission | Internal | Shoulder | B12 | 200 | 4000 | 0 | 40.63 | 44.39 | 8 | 0
2015 | MISO_MO-IL_2_TVA_Transmission | MISO_MO-IL | TVA_Transmission | Internal | Shoulder | B13 | 600 | 4000 | 0 | 37.95 | 42.38 | 8 | 0
2015 | MISO_MO-IL_2_TVA_Transmission | MISO_MO-IL | TVA_Transmission | Internal | Shoulder | B14 | 900 | 4000 | 0 | 35.9 | 40.93 | 8 | 0
2015 | MISO_MO-IL_2_TVA_Transmission | MISO_MO-IL | TVA_Transmission | Internal | Shoulder | B15 | 1203 | 4000 | 0 | 33.25 | 39.91 | 8 | 0
2015 | MISO_MO-IL_2_TVA_Transmission | MISO_MO-IL | TVA_Transmission | Internal | Summer | B1 | 10 | 4000 | 2490.72 | 60.8 | 68.8 | 8 | 0
2015 | MISO_MO-IL_2_TVA_Transmission | MISO_MO-IL | TVA_Transmission | Internal | Summer | B2 | 25 | 4000 | 1342.77 | 59.29 | 67.29 | 8 | 0
2015 | MISO_MO-IL_2_TVA_Transmission | MISO_MO-IL | TVA_Transmission | Internal | Summer | B3 | 75 | 4000 | 0 | 57.08 | 64.29 | 8 | 0
2015 | MISO_MO-IL_2_TVA_Transmission | MISO_MO-IL | TVA_Transmission | Internal | Summer | B4 | 100 | 4000 | 152.73 | 55.57 | 63.57 | 8 | 0
2015 | MISO_MO-IL_2_TVA_Transmission | MISO_MO-IL | TVA_Transmission | Internal | Summer | B5 | 200 | 4000 | 0 | 48.52 | 54.82 | 8 | 0
2015 | MISO_MO-IL_2_TVA_Transmission | MISO_MO-IL | TVA_Transmission | Internal | Summer | B6 | 300 | 4000 | 0 | 42.99 | 47.76 | 8 | 0
2015 | MISO_MO-IL_2_TVA_Transmission | MISO_MO-IL | TVA_Transmission | Internal | Summer | B7 | 400 | 4000 | 0 | 36.51 | 43.25 | 8 | 0
2015 | MISO_MO-IL_2_TVA_Transmission | MISO_MO-IL | TVA_Transmission | Internal | Summer | B8 | 500 | 4000 | 0 | 34.55 | 39.7 | 8 | 0
2015 | MISO_MO-IL_2_TVA_Transmission | MISO_MO-IL | TVA_Transmission | Internal | Summer | B9 | 800 | 4000 | 0 | 33.39 | 39.06 | 8 | 0
2015 | MISO_MO-IL_2_TVA_Transmission | MISO_MO-IL | TVA_Transmission | Internal | Summer | B10 | 1262 | 4000 | 0 | 29.97 | 36.42 | 8 | 0
2015 | MISO_MO-IL_2_TVA_Transmission | MISO_MO-IL | TVA_Transmission | Internal | Winter | B16 | 25 | 4000 | 70.09 | 48.68 | 56.68 | 8 | 0
2015 | MISO_MO-IL_2_TVA_Transmission | MISO_MO-IL | TVA_Transmission | Internal | Winter | B17 | 100 | 4000 | 0 | 43.18 | 46.83 | 8 | 0
2015 | MISO_MO-IL_2_TVA_Transmission | MISO_MO-IL | TVA_Transmission | Internal | Winter | B18 | 400 | 4000 | 0 | 38.95 | 43.25 | 8 | 0
2015 | MISO_MO-IL_2_TVA_Transmission | MISO_MO-IL | TVA_Transmission | Internal | Winter | B19 | 700 | 4000 | 0 | 36.89 | 41.26 | 8 | 0
2015 | MISO_MO-IL_2_TVA_Transmission | MISO_MO-IL | TVA_Transmission | Internal | Winter | B20 | 935 | 4000 | 0 | 32.17 | 39.56 | 8 | 0
2015 | MISO_W_2_IESO | MISO_W | IESO | Internal | Shoulder | B11 | 25 | 90 | 0 | 47.93 | 33.13 | 8 | 0
2015 | MISO_W_2_IESO | MISO_W | IESO | Internal | Shoulder | B12 | 200 | 90 | 0 | 40.63 | 32.9 | 8 | 0
2015 | MISO_W_2_IESO | MISO_W | IESO | Internal | Shoulder | B13 | 600 | 90 | 0 | 37.96 | 30.84 | 8 | 0
2015 | MISO_W_2_IESO | MISO_W | IESO | Internal | Shoulder | B14 | 900 | 90 | 0 | 35.91 | 30.84 | 8 | 0
2015 | MISO_W_2_IESO | MISO_W | IESO | Internal | Shoulder | B15 | 1203 | 90 | 0 | 33.78 | 30.84 | 8 | 0
2015 | MISO_W_2_IESO | MISO_W | IESO | Internal | Summer | B1 | 10 | 90 | 0 | 60.79 | 47.81 | 8 | 0
2015 | MISO_W_2_IESO | MISO_W | IESO | Internal | Summer | B2 | 25 | 90 | 0 | 59.29 | 46.3 | 8 | 0
2015 | MISO_W_2_IESO | MISO_W | IESO | Internal | Summer | B3 | 75 | 90 | 0 | 58.83 | 43.3 | 8 | 0
2015 | MISO_W_2_IESO | MISO_W | IESO | Internal | Summer | B4 | 100 | 90 | 0 | 58.02 | 38.07 | 8 | 0
2015 | MISO_W_2_IESO | MISO_W | IESO | Internal | Summer | B5 | 200 | 90 | 0 | 48.53 | 35.53 | 8 | 0
2015 | MISO_W_2_IESO | MISO_W | IESO | Internal | Summer | B6 | 300 | 90 | 0 | 43.99 | 35.33 | 8 | 0
2015 | MISO_W_2_IESO | MISO_W | IESO | Internal | Summer | B7 | 400 | 90 | 0 | 36.53 | 29.53 | 8 | 0
2015 | MISO_W_2_IESO | MISO_W | IESO | Internal | Summer | B8 | 500 | 90 | 0 | 34.56 | 29.52 | 8 | 0
2015 | MISO_W_2_IESO | MISO_W | IESO | Internal | Summer | B9 | 800 | 90 | 0 | 33.53 | 29.52 | 8 | 0
2015 | MISO_W_2_IESO | MISO_W | IESO | Internal | Summer | B10 | 1262 | 90 | 0 | 29.98 | 29.52 | 8 | 0
2015 | MISO_W_2_IESO | MISO_W | IESO | Internal | Winter | B16 | 25 | 90 | 0 | 48.67 | 38.52 | 8 | 0
2015 | MISO_W_2_IESO | MISO_W | IESO | Internal | Winter | B17 | 100 | 90 | 0 | 43.17 | 35.55 | 8 | 0
2015 | MISO_W_2_IESO | MISO_W | IESO | Internal | Winter | B18 | 400 | 90 | 0 | 38.96 | 35.55 | 8 | 0
2015 | MISO_W_2_IESO | MISO_W | IESO | Internal | Winter | B19 | 700 | 90 | 0 | 37.56 | 35.55 | 8 | 0
2015 | MISO_W_2_IESO | MISO_W | IESO | Internal | Winter | B20 | 935 | 90 | 0 | 32.19 | 35.55 | 8 | 0
2015 | MISO_W_2_MAPP_CA | MISO_W | MAPP_CA | Internal | Shoulder | B11 | 25 | 718 | 0 | 47.93 | 47.92 | 0.01 | 0
2015 | MISO_W_2_MAPP_CA | MISO_W | MAPP_CA | Internal | Shoulder | B12 | 200 | 718 | 0 | 40.63 | 40.62 | 0.01 | 0
2015 | MISO_W_2_MAPP_CA | MISO_W | MAPP_CA | Internal | Shoulder | B13 | 600 | 718 | 718 | 37.96 | 38.91 | 0.01 | 0.94
2015 | MISO_W_2_MAPP_CA | MISO_W | MAPP_CA | Internal | Shoulder | B14 | 900 | 718 | 718 | 35.91 | 38.91 | 0.01 | 2.99
2015 | MISO_W_2_MAPP_CA | MISO_W | MAPP_CA | Internal | Shoulder | B15 | 1203 | 718 | 718 | 33.78 | 38.91 | 0.01 | 5.12
2015 | MISO_W_2_MAPP_CA | MISO_W | MAPP_CA | Internal | Summer | B1 | 10 | 718 | 0 | 60.79 | 54.81 | 0.01 | 0
2015 | MISO_W_2_MAPP_CA | MISO_W | MAPP_CA | Internal | Summer | B2 | 25 | 718 | 0 | 59.29 | 53.3 | 0.01 | 0
2015 | MISO_W_2_MAPP_CA | MISO_W | MAPP_CA | Internal | Summer | B3 | 75 | 718 | 0 | 58.83 | 52.92 | 0.01 | 0
2015 | MISO_W_2_MAPP_CA | MISO_W | MAPP_CA | Internal | Summer | B4 | 100 | 718 | 0 | 58.02 | 47.92 | 0.01 | 0
2015 | MISO_W_2_MAPP_CA | MISO_W | MAPP_CA | Internal | Summer | B5 | 200 | 718 | 0 | 48.53 | 47.92 | 0.01 | 0
2015 | MISO_W_2_MAPP_CA | MISO_W | MAPP_CA | Internal | Summer | B6 | 300 | 718 | 0 | 43.99 | 43.97 | 0.01 | 0
2015 | MISO_W_2_MAPP_CA | MISO_W | MAPP_CA | Internal | Summer | B7 | 400 | 718 | 0 | 36.53 | 36.52 | 0.01 | 0
2015 | MISO_W_2_MAPP_CA | MISO_W | MAPP_CA | Internal | Summer | B8 | 500 | 718 | 718 | 34.56 | 36.52 | 0.01 | 1.95
2015 | MISO_W_2_MAPP_CA | MISO_W | MAPP_CA | Internal | Summer | B9 | 800 | 718 | 718 | 33.53 | 36.52 | 0.01 | 2.98
2015 | MISO_W_2_MAPP_CA | MISO_W | MAPP_CA | Internal | Summer | B10 | 1262 | 718 | 718 | 29.98 | 36.52 | 0.01 | 6.53
2015 | MISO_W_2_MAPP_CA | MISO_W | MAPP_CA | Internal | Winter | B16 | 25 | 718 | 0 | 48.67 | 48.66 | 0.01 | 0
2015 | MISO_W_2_MAPP_CA | MISO_W | MAPP_CA | Internal | Winter | B17 | 100 | 718 | 0 | 43.17 | 43.16 | 0.01 | 0
2015 | MISO_W_2_MAPP_CA | MISO_W | MAPP_CA | Internal | Winter | B18 | 400 | 718 | 718 | 38.96 | 42.55 | 0.01 | 3.58
2015 | MISO_W_2_MAPP_CA | MISO_W | MAPP_CA | Internal | Winter | B19 | 700 | 718 | 718 | 37.56 | 42.55 | 0.01 | 4.98
2015 | MISO_W_2_MAPP_CA | MISO_W | MAPP_CA | Internal | Winter | B20 | 935 | 718 | 718 | 32.19 | 42.55 | 0.01 | 10.35
2015 | MISO_W_2_MISO_MO-IL | MISO_W | MISO_MO-IL | Internal | Shoulder | B11 | 25 | 3800 | 0 | 47.93 | 47.93 | 0.01 | 0
2015 | MISO_W_2_MISO_MO-IL | MISO_W | MISO_MO-IL | Internal | Shoulder | B12 | 200 | 3800 | 0 | 40.63 | 40.63 | 0.01 | 0
2015 | MISO_W_2_MISO_MO-IL | MISO_W | MISO_MO-IL | Internal | Shoulder | B13 | 600 | 3800 | 0 | 37.96 | 37.95 | 0.01 | 0
2015 | MISO_W_2_MISO_MO-IL | MISO_W | MISO_MO-IL | Internal | Shoulder | B14 | 900 | 3800 | 0 | 35.91 | 35.9 | 0.01 | 0
2015 | MISO_W_2_MISO_MO-IL | MISO_W | MISO_MO-IL | Internal | Shoulder | B15 | 1203 | 3800 | 0 | 33.78 | 33.25 | 0.01 | 0
2015 | MISO_W_2_MISO_MO-IL | MISO_W | MISO_MO-IL | Internal | Summer | B1 | 10 | 3800 | 334.27 | 60.79 | 60.8 | 0.01 | 0
2015 | MISO_W_2_MISO_MO-IL | MISO_W | MISO_MO-IL | Internal | Summer | B2 | 25 | 3800 | 0 | 59.29 | 59.29 | 0.01 | 0
2015 | MISO_W_2_MISO_MO-IL | MISO_W | MISO_MO-IL | Internal | Summer | B3 | 75 | 3800 | 0 | 58.83 | 57.08 | 0.01 | 0
2015 | MISO_W_2_MISO_MO-IL | MISO_W | MISO_MO-IL | Internal | Summer | B4 | 100 | 3800 | 0 | 58.02 | 55.57 | 0.01 | 0
2015 | MISO_W_2_MISO_MO-IL | MISO_W | MISO_MO-IL | Internal | Summer | B5 | 200 | 3800 | 0 | 48.53 | 48.52 | 0.01 | 0
2015 | MISO_W_2_MISO_MO-IL | MISO_W | MISO_MO-IL | Internal | Summer | B6 | 300 | 3800 | 0 | 43.99 | 42.99 | 0.01 | 0
2015 | MISO_W_2_MISO_MO-IL | MISO_W | MISO_MO-IL | Internal | Summer | B7 | 400 | 3800 | 0 | 36.53 | 36.51 | 0.01 | 0
2015 | MISO_W_2_MISO_MO-IL | MISO_W | MISO_MO-IL | Internal | Summer | B8 | 500 | 3800 | 0 | 34.56 | 34.55 | 0.01 | 0
2015 | MISO_W_2_MISO_MO-IL | MISO_W | MISO_MO-IL | Internal | Summer | B9 | 800 | 3800 | 0 | 33.53 | 33.39 | 0.01 | 0
2015 | MISO_W_2_MISO_MO-IL | MISO_W | MISO_MO-IL | Internal | Summer | B10 | 1262 | 3800 | 0 | 29.98 | 29.97 | 0.01 | 0
2015 | MISO_W_2_MISO_MO-IL | MISO_W | MISO_MO-IL | Internal | Winter | B16 | 25 | 3800 | 806 | 48.67 | 48.68 | 0.01 | 0
2015 | MISO_W_2_MISO_MO-IL | MISO_W | MISO_MO-IL | Internal | Winter | B17 | 100 | 3800 | 370.77 | 43.17 | 43.18 | 0.01 | 0
2015 | MISO_W_2_MISO_MO-IL | MISO_W | MISO_MO-IL | Internal | Winter | B18 | 400 | 3800 | 0 | 38.96 | 38.95 | 0.01 | 0
2015 | MISO_W_2_MISO_MO-IL | MISO_W | MISO_MO-IL | Internal | Winter | B19 | 700 | 3800 | 0 | 37.56 | 36.89 | 0.01 | 0
2015 | MISO_W_2_MISO_MO-IL | MISO_W | MISO_MO-IL | Internal | Winter | B20 | 935 | 3800 | 0 | 32.19 | 32.17 | 0.01 | 0
2015 | MISO_W_2_MISO_WUMS | MISO_W | MISO_WUMS | Internal | Shoulder | B11 | 25 | 1629 | 509.1 | 47.93 | 47.94 | 0.01 | 0
2015 | MISO_W_2_MISO_WUMS | MISO_W | MISO_WUMS | Internal | Shoulder | B12 | 200 | 1629 | 969.43 | 40.63 | 40.64 | 0.01 | 0
2015 | MISO_W_2_MISO_WUMS | MISO_W | MISO_WUMS | Internal | Shoulder | B13 | 600 | 1629 | 448.8 | 37.96 | 37.97 | 0.01 | 0
2015 | MISO_W_2_MISO_WUMS | MISO_W | MISO_WUMS | Internal | Shoulder | B14 | 900 | 1629 | 803.11 | 35.91 | 35.93 | 0.01 | 0
2015 | MISO_W_2_MISO_WUMS | MISO_W | MISO_WUMS | Internal | Shoulder | B15 | 1203 | 1629 | 1629 | 33.78 | 34.32 | 0.01 | 0.53
2015 | MISO_W_2_MISO_WUMS | MISO_W | MISO_WUMS | Internal | Summer | B1 | 10 | 1629 | 12.24 | 60.79 | 60.8 | 0.01 | 0
2015 | MISO_W_2_MISO_WUMS | MISO_W | MISO_WUMS | Internal | Summer | B2 | 25 | 1629 | 728.48 | 59.29 | 59.3 | 0.01 | 0
2015 | MISO_W_2_MISO_WUMS | MISO_W | MISO_WUMS | Internal | Summer | B3 | 75 | 1629 | 698.96 | 58.83 | 58.84 | 0.01 | 0
2015 | MISO_W_2_MISO_WUMS | MISO_W | MISO_WUMS | Internal | Summer | B4 | 100 | 1629 | 0 | 58.02 | 58.01 | 0.01 | 0
2015 | MISO_W_2_MISO_WUMS | MISO_W | MISO_WUMS | Internal | Summer | B5 | 200 | 1629 | 0 | 48.53 | 48.52 | 0.01 | 0
2015 | MISO_W_2_MISO_WUMS | MISO_W | MISO_WUMS | Internal | Summer | B6 | 300 | 1629 | 0 | 43.99 | 43.97 | 0.01 | 0
2015 | MISO_W_2_MISO_WUMS | MISO_W | MISO_WUMS | Internal | Summer | B7 | 400 | 1629 | 45.08 | 36.53 | 36.55 | 0.01 | 0
2015 | MISO_W_2_MISO_WUMS | MISO_W | MISO_WUMS | Internal | Summer | B8 | 500 | 1629 | 735.7 | 34.56 | 34.57 | 0.01 | 0
2015 | MISO_W_2_MISO_WUMS | MISO_W | MISO_WUMS | Internal | Summer | B9 | 800 | 1629 | 30.58 | 33.53 | 33.55 | 0.01 | 0
2015 | MISO_W_2_MISO_WUMS | MISO_W | MISO_WUMS | Internal | Summer | B10 | 1262 | 1629 | 1629 | 29.98 | 32.57 | 0.01 | 2.58
2015 | MISO_W_2_MISO_WUMS | MISO_W | MISO_WUMS | Internal | Winter | B16 | 25 | 1629 | 965.83 | 48.67 | 48.68 | 0.01 | 0
2015 | MISO_W_2_MISO_WUMS | MISO_W | MISO_WUMS | Internal | Winter | B17 | 100 | 1629 | 1439.78 | 43.17 | 43.18 | 0.01 | 0
2015 | MISO_W_2_MISO_WUMS | MISO_W | MISO_WUMS | Internal | Winter | B18 | 400 | 1629 | 120.73 | 38.96 | 38.97 | 0.01 | 0
2015 | MISO_W_2_MISO_WUMS | MISO_W | MISO_WUMS | Internal | Winter | B19 | 700 | 1629 | 0 | 37.56 | 37.55 | 0.01 | 0
2015 | MISO_W_2_MISO_WUMS | MISO_W | MISO_WUMS | Internal | Winter | B20 | 935 | 1629 | 1629 | 32.19 | 33.2 | 0.01 | 1
2015 | MISO_W_2_NE | MISO_W | NE | Internal | Shoulder | B11 | 25 | 2800 | 0 | 47.93 | 54.92 | 7 | 0
2015 | MISO_W_2_NE | MISO_W | NE | Internal | Shoulder | B12 | 200 | 2800 | 0 | 40.63 | 40.63 | 7 | 0
2015 | MISO_W_2_NE | MISO_W | NE | Internal | Shoulder | B13 | 600 | 2800 | 0 | 37.96 | 39.05 | 7 | 0
2015 | MISO_W_2_NE | MISO_W | NE | Internal | Shoulder | B14 | 900 | 2800 | 0 | 35.91 | 38.91 | 7 | 0
2015 | MISO_W_2_NE | MISO_W | NE | Internal | Shoulder | B15 | 1203 | 2800 | 0 | 33.78 | 37.6 | 7 | 0
2015 | MISO_W_2_NE | MISO_W | NE | Internal | Summer | B1 | 10 | 2800 | 0 | 60.79 | 60.79 | 7 | 0
2015 | MISO_W_2_NE | MISO_W | NE | Internal | Summer | B2 | 25 | 2800 | 0 | 59.29 | 59.76 | 7 | 0
2015 | MISO_W_2_NE | MISO_W | NE | Internal | Summer | B3 | 75 | 2800 | 0 | 58.83 | 59.76 | 7 | 0
2015 | MISO_W_2_NE | MISO_W | NE | Internal | Summer | B4 | 100 | 2800 | 0 | 58.02 | 58.02 | 7 | 0
2015 | MISO_W_2_NE | MISO_W | NE | Internal | Summer | B5 | 200 | 2800 | 0 | 48.53 | 55.12 | 7 | 0
2015 | MISO_W_2_NE | MISO_W | NE | Internal | Summer | B6 | 300 | 2800 | 0 | 43.99 | 50.97 | 7 | 0
2015 | MISO_W_2_NE | MISO_W | NE | Internal | Summer | B7 | 400 | 2800 | 0 | 36.53 | 43.52 | 7 | 0
2015 | MISO_W_2_NE | MISO_W | NE | Internal | Summer | B8 | 500 | 2800 | 0 | 34.56 | 37.24 | 7 | 0
2015 | MISO_W_2_NE | MISO_W | NE | Internal | Summer | B9 | 800 | 2800 | 0 | 33.53 | 36.34 | 7 | 0
2015 | MISO_W_2_NE | MISO_W | NE | Internal | Summer | B10 | 1262 | 2800 | 0 | 29.98 | 36.11 | 7 | 0
2015 | MISO_W_2_NE | MISO_W | NE | Internal | Winter | B16 | 25 | 2800 | 0 | 48.67 | 48.67 | 7 | 0
2015 | MISO_W_2_NE | MISO_W | NE | Internal | Winter | B17 | 100 | 2800 | 0 | 43.17 | 41.48 | 7 | 0
2015 | MISO_W_2_NE | MISO_W | NE | Internal | Winter | B18 | 400 | 2800 | 0 | 38.96 | 40.08 | 7 | 0
2015 | MISO_W_2_NE | MISO_W | NE | Internal | Winter | B19 | 700 | 2800 | 0 | 37.56 | 40.08 | 7 | 0
2015 | MISO_W_2_NE | MISO_W | NE | Internal | Winter | B20 | 935 | 2800 | 0 | 32.19 | 39.17 | 7 | 0
2015 | MISO_W_2_PJM_ROR | MISO_W | PJM_ROR | Internal | Shoulder | B11 | 25 | 773 | 0 | 47.93 | 48.12 | 2 | 0
2015 | MISO_W_2_PJM_ROR | MISO_W | PJM_ROR | Internal | Shoulder | B12 | 200 | 773 | 715.29 | 40.63 | 42.63 | 2 | 0
2015 | MISO_W_2_PJM_ROR | MISO_W | PJM_ROR | Internal | Shoulder | B13 | 600 | 773 | 275.94 | 37.96 | 39.96 | 2 | 0
2015 | MISO_W_2_PJM_ROR | MISO_W | PJM_ROR | Internal | Shoulder | B14 | 900 | 773 | 158.93 | 35.91 | 37.91 | 2 | 0
2015 | MISO_W_2_PJM_ROR | MISO_W | PJM_ROR | Internal | Shoulder | B15 | 1203 | 773 | 0 | 33.78 | 35.25 | 2 | 0
2015 | MISO_W_2_PJM_ROR | MISO_W | PJM_ROR | Internal | Summer | B1 | 10 | 773 | 773 | 60.79 | 62.8 | 2 | 0.01
2015 | MISO_W_2_PJM_ROR | MISO_W | PJM_ROR | Internal | Summer | B2 | 25 | 773 | 340.76 | 59.29 | 61.29 | 2 | 0
2015 | MISO_W_2_PJM_ROR | MISO_W | PJM_ROR | Internal | Summer | B3 | 75 | 773 | 0 | 58.83 | 58.29 | 2 | 0
2015 | MISO_W_2_PJM_ROR | MISO_W | PJM_ROR | Internal | Summer | B4 | 100 | 773 | 0 | 58.02 | 57.57 | 2 | 0
2015 | MISO_W_2_PJM_ROR | MISO_W | PJM_ROR | Internal | Summer | B5 | 200 | 773 | 0 | 48.53 | 50.52 | 2 | 0
2015 | MISO_W_2_PJM_ROR | MISO_W | PJM_ROR | Internal | Summer | B6 | 300 | 773 | 0 | 43.99 | 45 | 2 | 0
2015 | MISO_W_2_PJM_ROR | MISO_W | PJM_ROR | Internal | Summer | B7 | 400 | 773 | 49.89 | 36.53 | 38.53 | 2 | 0
2015 | MISO_W_2_PJM_ROR | MISO_W | PJM_ROR | Internal | Summer | B8 | 500 | 773 | 773 | 34.56 | 36.57 | 2 | 0.01
2015 | MISO_W_2_PJM_ROR | MISO_W | PJM_ROR | Internal | Summer | B9 | 800 | 773 | 0 | 33.53 | 35.39 | 2 | 0
2015 | MISO_W_2_PJM_ROR | MISO_W | PJM_ROR | Internal | Summer | B10 | 1262 | 773 | 0 | 29.98 | 31.97 | 2 | 0
2015 | MISO_W_2_PJM_ROR | MISO_W | PJM_ROR | Internal | Winter | B16 | 25 | 773 | 773 | 48.67 | 50.68 | 2 | 0.01
2015 | MISO_W_2_PJM_ROR | MISO_W | PJM_ROR | Internal | Winter | B17 | 100 | 773 | 773 | 43.17 | 45.2 | 2 | 0.02
2015 | MISO_W_2_PJM_ROR | MISO_W | PJM_ROR | Internal | Winter | B18 | 400 | 773 | 173.72 | 38.96 | 40.96 | 2 | 0
2015 | MISO_W_2_PJM_ROR | MISO_W | PJM_ROR | Internal | Winter | B19 | 700 | 773 | 0 | 37.56 | 38.9 | 2 | 0
2015 | MISO_W_2_PJM_ROR | MISO_W | PJM_ROR | Internal | Winter | B20 | 935 | 773 | 0 | 32.19 | 34.14 | 2 | 0
2015 | MISO_W_2_SPP_N | MISO_W | SPP_N | Internal | Shoulder | B11 | 25 | 3200 | 402.92 | 47.93 | 54.93 | 7 | 0
2015 | MISO_W_2_SPP_N | MISO_W | SPP_N | Internal | Shoulder | B12 | 200 | 3200 | 0 | 40.63 | 40.64 | 7 | 0
2015 | MISO_W_2_SPP_N | MISO_W | SPP_N | Internal | Shoulder | B13 | 600 | 3200 | 0 | 37.96 | 39.06 | 7 | 0
2015 | MISO_W_2_SPP_N | MISO_W | SPP_N | Internal | Shoulder | B14 | 900 | 3200 | 0 | 35.91 | 38.93 | 7 | 0
2015 | MISO_W_2_SPP_N | MISO_W | SPP_N | Internal | Shoulder | B15 | 1203 | 3200 | 0 | 33.78 | 37.62 | 7 | 0
2015 | MISO_W_2_SPP_N | MISO_W | SPP_N | Internal | Summer | B1 | 10 | 3200 | 0 | 60.79 | 60.8 | 7 | 0
2015 | MISO_W_2_SPP_N | MISO_W | SPP_N | Internal | Summer | B2 | 25 | 3200 | 0 | 59.29 | 59.77 | 7 | 0
2015 | MISO_W_2_SPP_N | MISO_W | SPP_N | Internal | Summer | B3 | 75 | 3200 | 0 | 58.83 | 59.77 | 7 | 0
2015 | MISO_W_2_SPP_N | MISO_W | SPP_N | Internal | Summer | B4 | 100 | 3200 | 0 | 58.02 | 58.03 | 7 | 0
2015 | MISO_W_2_SPP_N | MISO_W | SPP_N | Internal | Summer | B5 | 200 | 3200 | 0 | 48.53 | 55.13 | 7 | 0
2015 | MISO_W_2_SPP_N | MISO_W | SPP_N | Internal | Summer | B6 | 300 | 3200 | 1238.02 | 43.99 | 50.99 | 7 | 0
2015 | MISO_W_2_SPP_N | MISO_W | SPP_N | Internal | Summer | B7 | 400 | 3200 | 755.53 | 36.53 | 43.53 | 7 | 0
2015 | MISO_W_2_SPP_N | MISO_W | SPP_N | Internal | Summer | B8 | 500 | 3200 | 0 | 34.56 | 37.98 | 7 | 0
2015 | MISO_W_2_SPP_N | MISO_W | SPP_N | Internal | Summer | B9 | 800 | 3200 | 0 | 33.53 | 36.35 | 7 | 0
2015 | MISO_W_2_SPP_N | MISO_W | SPP_N | Internal | Summer | B10 | 1262 | 3200 | 0 | 29.98 | 36.12 | 7 | 0
2015 | MISO_W_2_SPP_N | MISO_W | SPP_N | Internal | Winter | B16 | 25 | 3200 | 0 | 48.67 | 48.68 | 7 | 0
2015 | MISO_W_2_SPP_N | MISO_W | SPP_N | Internal | Winter | B17 | 100 | 3200 | 0 | 43.17 | 41.5 | 7 | 0
2015 | MISO_W_2_SPP_N | MISO_W | SPP_N | Internal | Winter | B18 | 400 | 3200 | 0 | 38.96 | 40.09 | 7 | 0
2015 | MISO_W_2_SPP_N | MISO_W | SPP_N | Internal | Winter | B19 | 700 | 3200 | 0 | 37.56 | 40.09 | 7 | 0
2015 | MISO_W_2_SPP_N | MISO_W | SPP_N | Internal | Winter | B20 | 935 | 3200 | 448.92 | 32.19 | 39.19 | 7 | 0
2015 | MISO_WUMS_2_MISO_MI | MISO_WUMS | MISO_MI | Internal | Shoulder | B11 | 25 | 929 | 0 | 47.94 | 47.93 | 0.01 | 0
2015 | MISO_WUMS_2_MISO_MI | MISO_WUMS | MISO_MI | Internal | Shoulder | B12 | 200 | 929 | 0 | 40.64 | 40.63 | 0.01 | 0
2015 | MISO_WUMS_2_MISO_MI | MISO_WUMS | MISO_MI | Internal | Shoulder | B13 | 600 | 929 | 0 | 37.97 | 37.96 | 0.01 | 0
2015 | MISO_WUMS_2_MISO_MI | MISO_WUMS | MISO_MI | Internal | Shoulder | B14 | 900 | 929 | 0 | 35.93 | 35.93 | 0.01 | 0
2015 | MISO_WUMS_2_MISO_MI | MISO_WUMS | MISO_MI | Internal | Shoulder | B15 | 1203 | 929 | 0 | 34.32 | 34.31 | 0.01 | 0
2015 | MISO_WUMS_2_MISO_MI | MISO_WUMS | MISO_MI | Internal | Summer | B1 | 10 | 929 | 0 | 60.8 | 59.43 | 0.01 | 0
2015 | MISO_WUMS_2_MISO_MI | MISO_WUMS | MISO_MI | Internal | Summer | B2 | 25 | 929 | 0 | 59.3 | 59.29 | 0.01 | 0
2015 | MISO_WUMS_2_MISO_MI | MISO_WUMS | MISO_MI | Internal | Summer | B3 | 75 | 929 | 0 | 58.84 | 54.01 | 0.01 | 0
2015 | MISO_WUMS_2_MISO_MI | MISO_WUMS | MISO_MI | Internal | Summer | B4 | 100 | 929 | 0 | 58.01 | 54.01 | 0.01 | 0
2015 | MISO_WUMS_2_MISO_MI | MISO_WUMS | MISO_MI | Internal | Summer | B5 | 200 | 929 | 0 | 48.52 | 48.51 | 0.01 | 0
2015 | MISO_WUMS_2_MISO_MI | MISO_WUMS | MISO_MI | Internal | Summer | B6 | 300 | 929 | 0 | 43.97 | 42.99 | 0.01 | 0
2015 | MISO_WUMS_2_MISO_MI | MISO_WUMS | MISO_MI | Internal | Summer | B7 | 400 | 929 | 0 | 36.55 | 36.53 | 0.01 | 0
2015 | MISO_WUMS_2_MISO_MI | MISO_WUMS | MISO_MI | Internal | Summer | B8 | 500 | 929 | 0 | 34.57 | 34.57 | 0.01 | 0
2015 | MISO_WUMS_2_MISO_MI | MISO_WUMS | MISO_MI | Internal | Summer | B9 | 800 | 929 | 0 | 33.55 | 33.53 | 0.01 | 0
2015 | MISO_WUMS_2_MISO_MI | MISO_WUMS | MISO_MI | Internal | Summer | B10 | 1262 | 929 | 0 | 32.57 | 32.56 | 0.01 | 0
2015 | MISO_WUMS_2_MISO_MI | MISO_WUMS | MISO_MI | Internal | Winter | B16 | 25 | 929 | 0 | 48.68 | 48.67 | 0.01 | 0
2015 | MISO_WUMS_2_MISO_MI | MISO_WUMS | MISO_MI | Internal | Winter | B17 | 100 | 929 | 0 | 43.18 | 43.18 | 0.01 | 0
2015 | MISO_WUMS_2_MISO_MI | MISO_WUMS | MISO_MI | Internal | Winter | B18 | 400 | 929 | 0 | 38.97 | 38.96 | 0.01 | 0
2015 | MISO_WUMS_2_MISO_MI | MISO_WUMS | MISO_MI | Internal | Winter | B19 | 700 | 929 | 0 | 37.55 | 36.91 | 0.01 | 0
2015 | MISO_WUMS_2_MISO_MI | MISO_WUMS | MISO_MI | Internal | Winter | B20 | 935 | 929 | 0 | 33.2 | 33.18 | 0.01 | 0
2015 | MISO_WUMS_2_MISO_W | MISO_WUMS | MISO_W | Internal | Shoulder | B11 | 25 | 1137 | 0 | 47.94 | 47.93 | 0.01 | 0
2015 | MISO_WUMS_2_MISO_W | MISO_WUMS | MISO_W | Internal | Shoulder | B12 | 200 | 1137 | 0 | 40.64 | 40.63 | 0.01 | 0
2015 | MISO_WUMS_2_MISO_W | MISO_WUMS | MISO_W | Internal | Shoulder | B13 | 600 | 1137 | 0 | 37.97 | 37.96 | 0.01 | 0
2015 | MISO_WUMS_2_MISO_W | MISO_WUMS | MISO_W | Internal | Shoulder | B14 | 900 | 1137 | 0 | 35.93 | 35.91 | 0.01 | 0
2015 | MISO_WUMS_2_MISO_W | MISO_WUMS | MISO_W | Internal | Shoulder | B15 | 1203 | 1137 | 0 | 34.32 | 33.78 | 0.01 | 0
2015 | MISO_WUMS_2_MISO_W | MISO_WUMS | MISO_W | Internal | Summer | B1 | 10 | 1137 | 0 | 60.8 | 60.79 | 0.01 | 0
2015 | MISO_WUMS_2_MISO_W | MISO_WUMS | MISO_W | Internal | Summer | B2 | 25 | 1137 | 0 | 59.3 | 59.29 | 0.01 | 0
2015 | MISO_WUMS_2_MISO_W | MISO_WUMS | MISO_W | Internal | Summer | B3 | 75 | 1137 | 0 | 58.84 | 58.83 | 0.01 | 0
2015 | MISO_WUMS_2_MISO_W | MISO_WUMS | MISO_W | Internal | Summer | B4 | 100 | 1137 | 46.42 | 58.01 | 58.02 | 0.01 | 0
2015 | MISO_WUMS_2_MISO_W | MISO_WUMS | MISO_W | Internal | Summer | B5 | 200 | 1137 | 161.48 | 48.52 | 48.53 | 0.01 | 0
2015 | MISO_WUMS_2_MISO_W | MISO_WUMS | MISO_W | Internal | Summer | B6 | 300 | 1137 | 1117.47 | 43.97 | 43.99 | 0.01 | 0
2015 | MISO_WUMS_2_MISO_W | MISO_WUMS | MISO_W | Internal | Summer | B7 | 400 | 1137 | 0 | 36.55 | 36.53 | 0.01 | 0
2015 | MISO_WUMS_2_MISO_W | MISO_WUMS | MISO_W | Internal | Summer | B8 | 500 | 1137 | 0 | 34.57 | 34.56 | 0.01 | 0
2015 | MISO_WUMS_2_MISO_W | MISO_WUMS | MISO_W | Internal | Summer | B9 | 800 | 1137 | 0 | 33.55 | 33.53 | 0.01 | 0
2015 | MISO_WUMS_2_MISO_W | MISO_WUMS | MISO_W | Internal | Summer | B10 | 1262 | 1137 | 0 | 32.57 | 29.98 | 0.01 | 0
2015 | MISO_WUMS_2_MISO_W | MISO_WUMS | MISO_W | Internal | Winter | B16 | 25 | 1137 | 0 | 48.68 | 48.67 | 0.01 | 0
2015 | MISO_WUMS_2_MISO_W | MISO_WUMS | MISO_W | Internal | Winter | B17 | 100 | 1137 | 0 | 43.18 | 43.17 | 0.01 | 0
2015 | MISO_WUMS_2_MISO_W | MISO_WUMS | MISO_W | Internal | Winter | B18 | 400 | 1137 | 0 | 38.97 | 38.96 | 0.01 | 0
2015 | MISO_WUMS_2_MISO_W | MISO_WUMS | MISO_W | Internal | Winter | B19 | 700 | 1137 | 717.64 | 37.55 | 37.56 | 0.01 | 0
2015 | MISO_WUMS_2_MISO_W | MISO_WUMS | MISO_W | Internal | Winter | B20 | 935 | 1137 | 0 | 33.2 | 32.19 | 0.01 | 0
2015 | MISO_WUMS_2_PJM_ROR | MISO_WUMS | PJM_ROR | Internal | Shoulder | B11 | 25 | 1600 | 0 | 47.94 | 48.12 | 2 | 0
2015 | MISO_WUMS_2_PJM_ROR | MISO_WUMS | PJM_ROR | Internal | Shoulder | B12 | 200 | 1600 | 0 | 40.64 | 42.63 | 2 | 0
2015 | MISO_WUMS_2_PJM_ROR | MISO_WUMS | PJM_ROR | Internal | Shoulder | B13 | 600 | 1600 | 0 | 37.97 | 39.96 | 2 | 0
2015 | MISO_WUMS_2_PJM_ROR | MISO_WUMS | PJM_ROR | Internal | Shoulder | B14 | 900 | 1600 | 0 | 35.93 | 37.91 | 2 | 0
2015 | MISO_WUMS_2_PJM_ROR | MISO_WUMS | PJM_ROR | Internal | Shoulder | B15 | 1203 | 1600 | 0 | 34.32 | 35.25 | 2 | 0
2015 | MISO_WUMS_2_PJM_ROR | MISO_WUMS | PJM_ROR | Internal | Summer | B1 | 10 | 1600 | 1588.35 | 60.8 | 62.8 | 2 | 0
2015 | MISO_WUMS_2_PJM_ROR | MISO_WUMS | PJM_ROR | Internal | Summer | B2 | 25 | 1600 | 0 | 59.3 | 61.29 | 2 | 0
2015 | MISO_WUMS_2_PJM_ROR | MISO_WUMS | PJM_ROR | Internal | Summer | B3 | 75 | 1600 | 0 | 58.84 | 58.29 | 2 | 0
2015 | MISO_WUMS_2_PJM_ROR | MISO_WUMS | PJM_ROR | Internal | Summer | B4 | 100 | 1600 | 0 | 58.01 | 57.57 | 2 | 0
2015 | MISO_WUMS_2_PJM_ROR | MISO_WUMS | PJM_ROR | Internal | Summer | B5 | 200 | 1600 | 220.03 | 48.52 | 50.52 | 2 | 0
2015 | MISO_WUMS_2_PJM_ROR | MISO_WUMS | PJM_ROR | Internal | Summer | B6 | 300 | 1600 | 0 | 43.97 | 45 | 2 | 0
2015 | MISO_WUMS_2_PJM_ROR | MISO_WUMS | PJM_ROR | Internal | Summer | B7 | 400 | 1600 | 0 | 36.55 | 38.53 | 2 | 0
2015 | MISO_WUMS_2_PJM_ROR | MISO_WUMS | PJM_ROR | Internal | Summer | B8 | 500 | 1600 | 23.43 | 34.57 | 36.57 | 2 | 0
2015 | MISO_WUMS_2_PJM_ROR | MISO_WUMS | PJM_ROR | Internal | Summer | B9 | 800 | 1600 | 0 | 33.55 | 35.39 | 2 | 0
2015 | MISO_WUMS_2_PJM_ROR | MISO_WUMS | PJM_ROR | Internal | Summer | B10 | 1262 | 1600 | 0 | 32.57 | 31.97 | 2 | 0
2015 | MISO_WUMS_2_PJM_ROR | MISO_WUMS | PJM_ROR | Internal | Winter | B16 | 25 | 1600 | 1277.31 | 48.68 | 50.68 | 2 | 0
2015 | MISO_WUMS_2_PJM_ROR | MISO_WUMS | PJM_ROR | Internal | Winter | B17 | 100 | 1600 | 1600 | 43.18 | 45.2 | 2 | 0.01
2015 | MISO_WUMS_2_PJM_ROR | MISO_WUMS | PJM_ROR | Internal | Winter | B18 | 400 | 1600 | 0 | 38.97 | 40.96 | 2 | 0
2015 | MISO_WUMS_2_PJM_ROR | MISO_WUMS | PJM_ROR | Internal | Winter | B19 | 700 | 1600 | 0 | 37.55 | 38.9 | 2 | 0
2015 | MISO_WUMS_2_PJM_ROR | MISO_WUMS | PJM_ROR | Internal | Winter | B20 | 935 | 1600 | 0 | 33.2 | 34.14 | 2 | 0
2015 | NE_2_MISO_W | NE | MISO_W | Internal | Shoulder | B11 | 25 | 1600 | 0 | 54.92 | 47.93 | 5 | 0
2015 | NE_2_MISO_W | NE | MISO_W | Internal | Shoulder | B12 | 200 | 1600 | 0 | 40.63 | 40.63 | 5 | 0
2015 | NE_2_MISO_W | NE | MISO_W | Internal | Shoulder | B13 | 600 | 1600 | 0 | 39.05 | 37.96 | 5 | 0
2015 | NE_2_MISO_W | NE | MISO_W | Internal | Shoulder | B14 | 900 | 1600 | 0 | 38.91 | 35.91 | 5 | 0
2015 | NE_2_MISO_W | NE | MISO_W | Internal | Shoulder | B15 | 1203 | 1600 | 0 | 37.6 | 33.78 | 5 | 0
2015 | NE_2_MISO_W | NE | MISO_W | Internal | Summer | B1 | 10 | 1600 | 0 | 60.79 | 60.79 | 5 | 0
2015 | NE_2_MISO_W | NE | MISO_W | Internal | Summer | B2 | 25 | 1600 | 0 | 59.76 | 59.29 | 5 | 0
2015 | NE_2_MISO_W | NE | MISO_W | Internal | Summer | B3 | 75 | 1600 | 0 | 59.76 | 58.83 | 5 | 0
2015 | NE_2_MISO_W | NE | MISO_W | Internal | Summer | B4 | 100 | 1600 | 0 | 58.02 | 58.02 | 5 | 0
2015 | NE_2_MISO_W | NE | MISO_W | Internal | Summer | B5 | 200 | 1600 | 0 | 55.12 | 48.53 | 5 | 0
2015 | NE_2_MISO_W | NE | MISO_W | Internal | Summer | B6 | 300 | 1600 | 0 | 50.97 | 43.99 | 5 | 0
2015 | NE_2_MISO_W | NE | MISO_W | Internal | Summer | B7 | 400 | 1600 | 0 | 43.52 | 36.53 | 5 | 0
2015 | NE_2_MISO_W | NE | MISO_W | Internal | Summer | B8 | 500 | 1600 | 0 | 37.24 | 34.56 | 5 | 0
2015 | NE_2_MISO_W | NE | MISO_W | Internal | Summer | B9 | 800 | 1600 | 0 | 36.34 | 33.53 | 5 | 0
2015 | NE_2_MISO_W | NE | MISO_W | Internal | Summer | B10 | 1262 | 1600 | 0 | 36.11 | 29.98 | 5 | 0
2015 | NE_2_MISO_W | NE | MISO_W | Internal | Winter | B16 | 25 | 1600 | 0 | 48.67 | 48.67 | 5 | 0
2015 | NE_2_MISO_W | NE | MISO_W | Internal | Winter | B17 | 100 | 1600 | 0 | 41.48 | 43.17 | 5 | 0
2015 | NE_2_MISO_W | NE | MISO_W | Internal | Winter | B18 | 400 | 1600 | 0 | 40.08 | 38.96 | 5 | 0
2015 | NE_2_MISO_W | NE | MISO_W | Internal | Winter | B19 | 700 | 1600 | 0 | 40.08 | 37.56 | 5 | 0
2015 | NE_2_MISO_W | NE | MISO_W | Internal | Winter | B20 | 935 | 1600 | 0 | 39.17 | 32.19 | 5 | 0
2015 | NE_2_SPP_N | NE | SPP_N | Internal | Shoulder | B11 | 25 | 3001 | 2127.99 | 54.92 | 54.93 | 0.01 | 0
2015 | NE_2_SPP_N | NE | SPP_N | Internal | Shoulder | B12 | 200 | 3001 | 1037.47 | 40.63 | 40.64 | 0.01 | 0
2015 | NE_2_SPP_N | NE | SPP_N | Internal | Shoulder | B13 | 600 | 3001 | 1928.15 | 39.05 | 39.06 | 0.01 | 0
2015 | NE_2_SPP_N | NE | SPP_N | Internal | Shoulder | B14 | 900 | 3001 | 853.69 | 38.91 | 38.93 | 0.01 | 0
2015 | NE_2_SPP_N | NE | SPP_N | Internal | Shoulder | B15 | 1203 | 3001 | 852 | 37.6 | 37.62 | 0.01 | 0
2015 | NE_2_SPP_N | NE | SPP_N | Internal | Summer | B1 | 10 | 3001 | 2991.38 | 60.79 | 60.8 | 0.01 | 0
2015 | NE_2_SPP_N | NE | SPP_N | Internal | Summer | B2 | 25 | 3001 | 2851.47 | 59.76 | 59.77 | 0.01 | 0
2015 | NE_2_SPP_N | NE | SPP_N | Internal | Summer | B3 | 75 | 3001 | 2164.71 | 59.76 | 59.77 | 0.01 | 0
2015 | NE_2_SPP_N | NE | SPP_N | Internal | Summer | B4 | 100 | 3001 | 1424.98 | 58.02 | 58.03 | 0.01 | 0
2015 | NE_2_SPP_N | NE | SPP_N | Internal | Summer | B5 | 200 | 3001 | 2296.87 | 55.12 | 55.13 | 0.01 | 0
2015 | NE_2_SPP_N | NE | SPP_N | Internal | Summer | B6 | 300 | 3001 | 2690.09 | 50.97 | 50.99 | 0.01 | 0
2015 | NE_2_SPP_N | NE | SPP_N | Internal | Summer | B7 | 400 | 3001 | 2799.12 | 43.52 | 43.53 | 0.01 | 0
2015 | NE_2_SPP_N | NE | SPP_N | Internal | Summer | B8 | 500 | 3001 | 3001 | 37.24 | 37.98 | 0.01 | 0.73
2015 | NE_2_SPP_N | NE | SPP_N | Internal | Summer | B9 | 800 | 3001 | 2201.72 | 36.34 | 36.35 | 0.01 | 0
2015 | NE_2_SPP_N | NE | SPP_N | Internal | Summer | B10 | 1262 | 3001 | 2676.66 | 36.11 | 36.12 | 0.01 | 0
2015 | NE_2_SPP_N | NE | SPP_N | Internal | Winter | B16 | 25 | 3001 | 2467.65 | 48.67 | 48.68 | 0.01 | 0
2015 | NE_2_SPP_N | NE | SPP_N | Internal | Winter | B17 | 100 | 3001 | 1508.26 | 41.48 | 41.5 | 0.01 | 0
2015 | NE_2_SPP_N | NE | SPP_N | Internal | Winter | B18 | 400 | 3001 | 2537.87 | 40.08 | 40.09 | 0.01 | 0
2015 | NE_2_SPP_N | NE | SPP_N | Internal | Winter | B19 | 700 | 3001 | 1572.42 | 40.08 | 40.09 | 0.01 | 0
2015 | NE_2_SPP_N | NE | SPP_N | Internal | Winter | B20 | 935 | 3001 | 2436.02 | 39.17 | 39.19 | 0.01 | 0
2015 | NEISO_2_NYISO_A-F | NEISO | NYISO_A-F | Internal | Shoulder | B11 | 25 | 600 | 600 | 36.9 | 40.13 | 3 | 0.23
2015 | NEISO_2_NYISO_A-F | NEISO | NYISO_A-F | Internal | Shoulder | B12 | 200 | 600 | 411.1 | 36.9 | 39.9 | 3 | 0
2015 | NEISO_2_NYISO_A-F | NEISO | NYISO_A-F | Internal | Shoulder | B13 | 600 | 600 | 0 | 36.9 | 39.87 | 3 | 0
2015 | NEISO_2_NYISO_A-F | NEISO | NYISO_A-F | Internal | Shoulder | B14 | 900 | 600 | 0 | 36.9 | 38.05 | 3 | 0
2015 | NEISO_2_NYISO_A-F | NEISO | NYISO_A-F | Internal | Shoulder | B15 | 1203 | 600 | 0 | 36.9 | 38.05 | 3 | 0
2015 | NEISO_2_NYISO_A-F | NEISO | NYISO_A-F | Internal | Summer | B1 | 10 | 600 | 0 | 75.89 | 54.81 | 3 | 0
2015 | NEISO_2_NYISO_A-F | NEISO | NYISO_A-F | Internal | Summer | B2 | 25 | 600 | 0 | 56.3 | 53.3 | 3 | 0
2015 | NEISO_2_NYISO_A-F | NEISO | NYISO_A-F | Internal | Summer | B3 | 75 | 600 | 0 | 47.98 | 50.3 | 3 | 0
2015 | NEISO_2_NYISO_A-F | NEISO | NYISO_A-F | Internal | Summer | B4 | 100 | 600 | 357.85 | 43.05 | 46.05 | 3 | 0
2015 | NEISO_2_NYISO_A-F | NEISO | NYISO_A-F | Internal | Summer | B5 | 200 | 600 | 600 | 34.2 | 42.53 | 3 | 5.33
2015 | NEISO_2_NYISO_A-F | NEISO | NYISO_A-F | Internal | Summer | B6 | 300 | 600 | 600 | 34.2 | 42.33 | 3 | 5.13
2015 | NEISO_2_NYISO_A-F | NEISO | NYISO_A-F | Internal | Summer | B7 | 400 | 600 | 600 | 34.2 | 37.27 | 3 | 0.07
2015 | NEISO_2_NYISO_A-F | NEISO | NYISO_A-F | Internal | Summer | B8 | 500 | 600 | 0 | 34.2 | 37.19 | 3 | 0
2015 | NEISO_2_NYISO_A-F | NEISO | NYISO_A-F | Internal | Summer | B9 | 800 | 600 | 0 | 34.2 | 37.18 | 3 | 0
2015 | NEISO_2_NYISO_A-F | NEISO | NYISO_A-F | Internal | Summer | B10 | 1262 | 600 | 0 | 34.2 | 37.18 | 3 | 0
2015 | NEISO_2_NYISO_A-F | NEISO | NYISO_A-F | Internal | Winter | B16 | 25 | 600 | 0 | 45.29 | 45.52 | 3 | 0
2015 | NEISO_2_NYISO_A-F | NEISO | NYISO_A-F | Internal | Winter | B17 | 100 | 600 | 0 | 45.29 | 42.55 | 3 | 0
2015 | NEISO_2_NYISO_A-F | NEISO | NYISO_A-F | Internal | Winter | B18 | 400 | 600 | 0 | 45.29 | 42.55 | 3 | 0
2015 | NEISO_2_NYISO_A-F | NEISO | NYISO_A-F | Internal | Winter | B19 | 700 | 600 | 0 | 45.29 | 42.55 | 3 | 0
2015 | NEISO_2_NYISO_A-F | NEISO | NYISO_A-F | Internal | Winter | B20 | 935 | 600 | 0 | 45.29 | 42.55 | 3 | 0
2015 | NEISO_2_NYISO_G-I | NEISO | NYISO_G-I | Internal | Shoulder | B11 | 25 | 600 | 600 | 36.9 | 40.14 | 3 | 0.25
2015 | NEISO_2_NYISO_G-I | NEISO | NYISO_G-I | Internal | Shoulder | B12 | 200 | 600 | 600 | 36.9 | 39.91 | 3 | 0.01
2015 | NEISO_2_NYISO_G-I | NEISO | NYISO_G-I | Internal | Shoulder | B13 | 600 | 600 | 0 | 36.9 | 39.89 | 3 | 0
2015 | NEISO_2_NYISO_G-I | NEISO | NYISO_G-I | Internal | Shoulder | B14 | 900 | 600 | 0 | 36.9 | 38.07 | 3 | 0
2015 | NEISO_2_NYISO_G-I | NEISO | NYISO_G-I | Internal | Shoulder | B15 | 1203 | 600 | 0 | 36.9 | 38.07 | 3 | 0
2015 | NEISO_2_NYISO_G-I | NEISO | NYISO_G-I | Internal | Summer | B1 | 10 | 600 | 0 | 75.89 | 78.88 | 3 | 0
2015 | NEISO_2_NYISO_G-I | NEISO | NYISO_G-I | Internal | Summer | B2 | 25 | 600 | 0 | 56.3 | 59.29 | 3 | 0
2015 | NEISO_2_NYISO_G-I | NEISO | NYISO_G-I | Internal | Summer | B3 | 75 | 600 | 0 | 47.98 | 50.97 | 3 | 0
2015 | NEISO_2_NYISO_G-I | NEISO | NYISO_G-I | Internal | Summer | B4 | 100 | 600 | 600 | 43.05 | 49.5 | 3 | 3.44
2015 | NEISO_2_NYISO_G-I | NEISO | NYISO_G-I | Internal | Summer | B5 | 200 | 600 | 600 | 34.2 | 49.5 | 3 | 12.29
2015 | NEISO_2_NYISO_G-I | NEISO | NYISO_G-I | Internal | Summer | B6 | 300 | 600 | 600 | 34.2 | 42.34 | 3 | 5.14
2015 | NEISO_2_NYISO_G-I | NEISO | NYISO_G-I | Internal | Summer | B7 | 400 | 600 | 600 | 34.2 | 37.28 | 3 | 0.08
2015 | NEISO_2_NYISO_G-I | NEISO | NYISO_G-I | Internal | Summer | B8 | 500 | 600 | 543.55 | 34.2 | 37.2 | 3 | 0
2015 | NEISO_2_NYISO_G-I | NEISO | NYISO_G-I | Internal | Summer | B9 | 800 | 600 | 0 | 34.2 | 37.19 | 3 | 0
2015 | NEISO_2_NYISO_G-I | NEISO | NYISO_G-I | Internal | Summer | B10 | 1262 | 600 | 0 | 34.2 | 37.19 | 3 | 0
2015 | NEISO_2_NYISO_G-I | NEISO | NYISO_G-I | Internal | Winter | B16 | 25 | 600 | 600 | 45.29 | 51.19 | 3 | 2.9
2015 | NEISO_2_NYISO_G-I | NEISO | NYISO_G-I | Internal | Winter | B17 | 100 | 600 | 126.17 | 45.29 | 48.29 | 3 | 0
2015 | NEISO_2_NYISO_G-I | NEISO | NYISO_G-I | Internal | Winter | B18 | 400 | 600 | 0 | 45.29 | 48.28 | 3 | 0
2015 | NEISO_2_NYISO_G-I | NEISO | NYISO_G-I | Internal | Winter | B19 | 700 | 600 | 0 | 45.29 | 48.13 | 3 | 0
2015 | NEISO_2_NYISO_G-I | NEISO | NYISO_G-I | Internal | Winter | B20 | 935 | 600 | 0 | 45.29 | 44.31 | 3 | 0
2015 | NEISO_2_NYISO_J-K | NEISO | NYISO_J-K | Internal | Shoulder | B11 | 25 | 500 | 500 | 36.9 | 40.16 | 3 | 0.26
2015 | NEISO_2_NYISO_J-K | NEISO | NYISO_J-K | Internal | Shoulder | B12 | 200 | 500 | 500 | 36.9 | 39.92 | 3 | 0.02
2015 | NEISO_2_NYISO_J-K | NEISO | NYISO_J-K | Internal | Shoulder | B13 | 600 | 500 | 408.22 | 36.9 | 39.9 | 3 | 0
2015 | NEISO_2_NYISO_J-K | NEISO | NYISO_J-K | Internal | Shoulder | B14 | 900 | 500 | 0 | 36.9 | 38.08 | 3 | 0
2015 | NEISO_2_NYISO_J-K | NEISO | NYISO_J-K | Internal | Shoulder | B15 | 1203 | 500 | 0 | 36.9 | 38.08 | 3 | 0
2015 | NEISO_2_NYISO_J-K | NEISO | NYISO_J-K | Internal | Summer | B1 | 10 | 500 | 9.86 | 75.89 | 78.89 | 3 | 0
2015 | NEISO_2_NYISO_J-K | NEISO | NYISO_J-K | Internal | Summer | B2 | 25 | 500 | 347.01 | 56.3 | 59.3 | 3 | 0
2015 | NEISO_2_NYISO_J-K | NEISO | NYISO_J-K | Internal | Summer | B3 | 75 | 500 | 133.67 | 47.98 | 50.98 | 3 | 0
2015 | NEISO_2_NYISO_J-K | NEISO | NYISO_J-K | Internal | Summer | B4 | 100 | 500 | 500 | 43.05 | 49.51 | 3 | 3.46
2015 | NEISO_2_NYISO_J-K | NEISO | NYISO_J-K | Internal | Summer | B5 | 200 | 500 | 500 | 34.2 | 49.51 | 3 | 12.31
2015 | NEISO_2_NYISO_J-K | NEISO | NYISO_J-K | Internal | Summer | B6 | 300 | 500 | 500 | 34.2 | 42.35 | 3 | 5.15
2015 | NEISO_2_NYISO_J-K | NEISO | NYISO_J-K | Internal | Summer | B7 | 400 | 500 | 500 | 34.2 | 37.29 | 3 | 0.09
2015 | NEISO_2_NYISO_J-K | NEISO | NYISO_J-K | Internal | Summer | B8 | 500 | 500 | 500 | 34.2 | 37.21 | 3 | 0.01
2015 | NEISO_2_NYISO_J-K | NEISO | NYISO_J-K | Internal | Summer | B9 | 800 | 500 | 191.84 | 34.2 | 37.2 | 3 | 0
2015 | NEISO_2_NYISO_J-K | NEISO | NYISO_J-K | Internal | Summer | B10 | 1262 | 500 | 92.84 | 34.2 | 37.2 | 3 | 0
2015 | NEISO_2_NYISO_J-K | NEISO | NYISO_J-K | Internal | Winter | B16 | 25 | 500 | 500 | 45.29 | 51.21 | 3 | 2.91
2015 | NEISO_2_NYISO_J-K | NEISO | NYISO_J-K | Internal | Winter | B17 | 100 | 500 | 500 | 45.29 | 48.3 | 3 | 0.01
2015 | NEISO_2_NYISO_J-K | NEISO | NYISO_J-K | Internal | Winter | B18 | 400 | 500 | 465.66 | 45.29 | 48.29 | 3 | 0
2015 | NEISO_2_NYISO_J-K | NEISO | NYISO_J-K | Internal | Winter | B19 | 700 | 500 | 0 | 45.29 | 48.14 | 3 | 0
2015 | NEISO_2_NYISO_J-K | NEISO | NYISO_J-K | Internal | Winter | B20 | 935 | 500 | 0 | 45.29 | 44.32 | 3 | 0
2015 | NonRTO_Midwest_2_TVA_Transmission | NonRTO_Midwest | TVA_Transmission | Internal | Shoulder | B11 | 25 | 2400 | 0 | 55.94 | 54.12 | 8 | 0
2015 | NonRTO_Midwest_2_TVA_Transmission | NonRTO_Midwest | TVA_Transmission | Internal | Shoulder | B12 | 200 | 2400 | 0 | 48.64 | 44.39 | 8 | 0
2015 | NonRTO_Midwest_2_TVA_Transmission | NonRTO_Midwest | TVA_Transmission | Internal | Shoulder | B13 | 600 | 2400 | 0 | 45.66 | 42.38 | 8 | 0
2015 | NonRTO_Midwest_2_TVA_Transmission | NonRTO_Midwest | TVA_Transmission | Internal | Shoulder | B14 | 900 | 2400 | 0 | 35.91 | 40.93 | 8 | 0
2015 | NonRTO_Midwest_2_TVA_Transmission | NonRTO_Midwest | TVA_Transmission | Internal | Shoulder | B15 | 1203 | 2400 | 0 | 32.85 | 39.91 | 8 | 0
2015 | NonRTO_Midwest_2_TVA_Transmission | NonRTO_Midwest | TVA_Transmission | Internal | Summer | B1 | 10 | 2400 | 0 | 65.02 | 68.8 | 8 | 0
2015 | NonRTO_Midwest_2_TVA_Transmission | NonRTO_Midwest | TVA_Transmission | Internal | Summer | B2 | 25 | 2400 | 0 | 65.02 | 67.29 | 8 | 0
2015 | NonRTO_Midwest_2_TVA_Transmission | NonRTO_Midwest | TVA_Transmission | Internal | Summer | B3 | 75 | 2400 | 0 | 65.02 | 64.29 | 8 | 0
2015 | NonRTO_Midwest_2_TVA_Transmission | NonRTO_Midwest | TVA_Transmission | Internal | Summer | B4 | 100 | 2400 | 0 | 63.58 | 63.57 | 8 | 0
2015 | NonRTO_Midwest_2_TVA_Transmission | NonRTO_Midwest | TVA_Transmission | Internal | Summer | B5 | 200 | 2400 | 0 | 56.52 | 54.82 | 8 | 0
2015 | NonRTO_Midwest_2_TVA_Transmission | NonRTO_Midwest | TVA_Transmission | Internal | Summer | B6 | 300 | 2400 | 0 | 51 | 47.76 | 8 | 0
2015 | NonRTO_Midwest_2_TVA_Transmission | NonRTO_Midwest | TVA_Transmission | Internal | Summer | B7 | 400 | 2400 | 0 | 36.02 | 43.25 | 8 | 0
2015 | NonRTO_Midwest_2_TVA_Transmission | NonRTO_Midwest | TVA_Transmission | Internal | Summer | B8 | 500 | 2400 | 0 | 34.43 | 39.7 | 8 | 0
2015 | NonRTO_Midwest_2_TVA_Transmission | NonRTO_Midwest | TVA_Transmission | Internal | Summer | B9 | 800 | 2400 | 0 | 32.85 | 39.06 | 8 | 0
2015 | NonRTO_Midwest_2_TVA_Transmission | NonRTO_Midwest | TVA_Transmission | Internal | Summer | B10 | 1262 | 2400 | 0 | 32 | 36.42 | 8 | 0
2015 | NonRTO_Midwest_2_TVA_Transmission | NonRTO_Midwest | TVA_Transmission | Internal | Winter | B16 | 25 | 2400 | 0 | 56.69 | 56.68 | 8 | 0
2015 | NonRTO_Midwest_2_TVA_Transmission | NonRTO_Midwest | TVA_Transmission | Internal | Winter | B17 | 100 | 2400 | 0 | 51.2 | 46.83 | 8 | 0
2015 | NonRTO_Midwest_2_TVA_Transmission | NonRTO_Midwest | TVA_Transmission | Internal | Winter | B18 | 400 | 2400 | 0 | 46.96 | 43.25 | 8 | 0
2015 | NonRTO_Midwest_2_TVA_Transmission | NonRTO_Midwest | TVA_Transmission | Internal | Winter | B19 | 700 | 2400 | 0 | 36.15 | 41.26 | 8 | 0
2015 | NonRTO_Midwest_2_TVA_Transmission | NonRTO_Midwest | TVA_Transmission | Internal | Winter | B20 | 935 | 2400 | 0 | 32.93 | 39.56 | 8 | 0
2015 | NYISO_A-F_2_IESO | NYISO_A-F | IESO | Internal | Shoulder | B11 | 25 | 1600 | 0 | 40.13 | 33.13 | 7 | 0
2015 | NYISO_A-F_2_IESO | NYISO_A-F | IESO | Internal | Shoulder | B12 | 200 | 1600 | 0 | 39.9 | 32.9 | 7 | 0
2015 | NYISO_A-F_2_IESO | NYISO_A-F | IESO | Internal | Shoulder | B13 | 600 | 1600 | 0 | 39.87 | 30.84 | 7 | 0
2015 | NYISO_A-F_2_IESO | NYISO_A-F | IESO | Internal | Shoulder | B14 | 900 | 1600 | 0 | 38.05 | 30.84 | 7 | 0
2015 | NYISO_A-F_2_IESO | NYISO_A-F | IESO | Internal | Shoulder | B15 | 1203 | 1600 | 0 | 38.05 | 30.84 | 7 | 0
2015 | NYISO_A-F_2_IESO | NYISO_A-F | IESO | Internal | Summer | B1 | 10 | 1600 | 0 | 54.81 | 47.81 | 7 | 0
2015 | NYISO_A-F_2_IESO | NYISO_A-F | IESO | Internal | Summer | B2 | 25 | 1600 | 0 | 53.3 | 46.3 | 7 | 0
2015 | NYISO_A-F_2_IESO | NYISO_A-F | IESO | Internal | Summer | B3 | 75 | 1600 | 0 | 50.3 | 43.3 | 7 | 0
2015 | NYISO_A-F_2_IESO | NYISO_A-F | IESO | Internal | Summer | B4 | 100 | 1600 | 0 | 46.05 | 38.07 | 7 | 0
2015 | NYISO_A-F_2_IESO | NYISO_A-F | IESO | Internal | Summer | B5 | 200 | 1600 | 0 | 42.53 | 35.53 | 7 | 0
2015 | NYISO_A-F_2_IESO | NYISO_A-F | IESO | Internal | Summer | B6 | 300 | 1600 | 0 | 42.33 | 35.33 | 7 | 0
2015 | NYISO_A-F_2_IESO | NYISO_A-F | IESO | Internal | Summer | B7 | 400 | 1600 | 0 | 37.27 | 29.53 | 7 | 0
2015 | NYISO_A-F_2_IESO | NYISO_A-F | IESO | Internal | Summer | B8 | 500 | 1600 | 0 | 37.19 | 29.52 | 7 | 0
2015 | NYISO_A-F_2_IESO | NYISO_A-F | IESO | Internal | Summer | B9 | 800 | 1600 | 0 | 37.18 | 29.52 | 7 | 0
2015 | NYISO_A-F_2_IESO | NYISO_A-F | IESO | Internal | Summer | B10 | 1262 | 1600 | 0 | 37.18 | 29.52 | 7 | 0
2015 | NYISO_A-F_2_IESO | NYISO_A-F | IESO | Internal | Winter | B16 | 25 | 1600 | 0 | 45.52 | 38.52 | 7 | 0
2015 | NYISO_A-F_2_IESO | NYISO_A-F | IESO | Internal | Winter | B17 | 100 | 1600 | 0 | 42.55 | 35.55 | 7 | 0
2015 | NYISO_A-F_2_IESO | NYISO_A-F | IESO | Internal | Winter | B18 | 400 | 1600 | 0 | 42.55 | 35.55 | 7 | 0
2015 | NYISO_A-F_2_IESO | NYISO_A-F | IESO | Internal | Winter | B19 | 700 | 1600 | 0 | 42.55 | 35.55 | 7 | 0
2015 | NYISO_A-F_2_IESO | NYISO_A-F | IESO | Internal | Winter | B20 | 935 | 1600 | 0 | 42.55 | 35.55 | 7 | 0
2015 | NYISO_A-F_2_NEISO | NYISO_A-F | NEISO | Internal | Shoulder | B11 | 25 | 600 | 0 | 40.13 | 36.9 | 3 | 0
2015 | NYISO_A-F_2_NEISO | NYISO_A-F | NEISO | Internal | Shoulder | B12 | 200 | 600 | 0 | 39.9 | 36.9 | 3 | 0
2015 | NYISO_A-F_2_NEISO | NYISO_A-F | NEISO | Internal | Shoulder | B13 | 600 | 600 | 0 | 39.87 | 36.9 | 3 | 0
2015 | NYISO_A-F_2_NEISO | NYISO_A-F | NEISO | Internal | Shoulder | B14 | 900 | 600 | 0 | 38.05 | 36.9 | 3 | 0
2015 | NYISO_A-F_2_NEISO | NYISO_A-F | NEISO | Internal | Shoulder | B15 | 1203 | 600 | 0 | 38.05 | 36.9 | 3 | 0
2015 | NYISO_A-F_2_NEISO | NYISO_A-F | NEISO | Internal | Summer | B1 | 10 | 600 | 600 | 54.81 | 75.89 | 3 | 18.08
2015 | NYISO_A-F_2_NEISO | NYISO_A-F | NEISO | Internal | Summer | B2 | 25 | 600 | 425.49 | 53.3 | 56.3 | 3 | 0
2015 | NYISO_A-F_2_NEISO | NYISO_A-F | NEISO | Internal | Summer | B3 | 75 | 600 | 0 | 50.3 | 47.98 | 3 | 0
2015 | NYISO_A-F_2_NEISO | NYISO_A-F | NEISO | Internal | Summer | B4 | 100 | 600 | 0 | 46.05 | 43.05 | 3 | 0
2015 | NYISO_A-F_2_NEISO | NYISO_A-F | NEISO | Internal | Summer | B5 | 200 | 600 | 0 | 42.53 | 34.2 | 3 | 0
2015 | NYISO_A-F_2_NEISO | NYISO_A-F | NEISO | Internal | Summer | B6 | 300 | 600 | 0 | 42.33 | 34.2 | 3 | 0
2015 | NYISO_A-F_2_NEISO | NYISO_A-F | NEISO | Internal | Summer | B7 | 400 | 600 | 0 | 37.27 | 34.2 | 3 | 0
2015 | NYISO_A-F_2_NEISO | NYISO_A-F | NEISO | Internal | Summer | B8 | 500 | 600 | 0 | 37.19 | 34.2 | 3 | 0
2015 | NYISO_A-F_2_NEISO | NYISO_A-F | NEISO | Internal | Summer | B9 | 800 | 600 | 0 | 37.18 | 34.2 | 3 | 0
2015 | NYISO_A-F_2_NEISO | NYISO_A-F | NEISO | Internal | Summer | B10 | 1262 | 600 | 0 | 37.18 | 34.2 | 3 | 0
2015 | NYISO_A-F_2_NEISO | NYISO_A-F | NEISO | Internal | Winter | B16 | 25 | 600 | 0 | 45.52 | 45.29 | 3 | 0
2015 | NYISO_A-F_2_NEISO | NYISO_A-F | NEISO | Internal | Winter | B17 | 100 | 600 | 0 | 42.55 | 45.29 | 3 | 0
2015 | NYISO_A-F_2_NEISO | NYISO_A-F | NEISO | Internal | Winter | B18 | 400 | 600 | 0 | 42.55 | 45.29 | 3 | 0
2015 | NYISO_A-F_2_NEISO | NYISO_A-F | NEISO | Internal | Winter | B19 | 700 | 600 | 0 | 42.55 | 45.29 | 3 | 0
2015 | NYISO_A-F_2_NEISO | NYISO_A-F | NEISO | Internal | Winter | B20 | 935 | 600 | 0 | 42.55 | 45.29 | 3 | 0
2015 | NYISO_A-F_2_NYISO_G-I | NYISO_A-F | NYISO_G-I | Internal | Shoulder | B11 | 25 | 4757 | 4707.61 | 40.13 | 40.14 | 0.01 | 0
2015 | NYISO_A-F_2_NYISO_G-I | NYISO_A-F | NYISO_G-I | Internal | Shoulder | B12 | 200 | 4757 | 3943.69 | 39.9 | 39.91 | 0.01 | 0
2015 | NYISO_A-F_2_NYISO_G-I | NYISO_A-F | NYISO_G-I | Internal | Shoulder | B13 | 600 | 4757 | 4246.51 | 39.87 | 39.89 | 0.01 | 0
2015 | NYISO_A-F_2_NYISO_G-I | NYISO_A-F | NYISO_G-I | Internal | Shoulder | B14 | 900 | 4757 | 4652.22 | 38.05 | 38.07 | 0.01 | 0
2015 | NYISO_A-F_2_NYISO_G-I | NYISO_A-F | NYISO_G-I | Internal | Shoulder | B15 | 1203 | 4757 | 2642.09 | 38.05 | 38.07 | 0.01 | 0
2015 | NYISO_A-F_2_NYISO_G-I | NYISO_A-F | NYISO_G-I | Internal | Summer | B1 | 10 | 4757 | 4757 | 54.81 | 78.88 | 0.01 | 24.05
2015 | NYISO_A-F_2_NYISO_G-I | NYISO_A-F | NYISO_G-I | Internal | Summer | B2 | 25 | 4757 | 4757 | 53.3 | 59.29 | 0.01 | 5.98
2015 | NYISO_A-F_2_NYISO_G-I | NYISO_A-F | NYISO_G-I | Internal | Summer | B3 | 75 | 4757 | 4757 | 50.3 | 50.97 | 0.01 | 0.65
2015 | NYISO_A-F_2_NYISO_G-I | NYISO_A-F | NYISO_G-I | Internal | Summer | B4 | 100 | 4757 | 4757 | 46.05 | 49.5 | 0.01 | 3.43
2015 | NYISO_A-F_2_NYISO_G-I | NYISO_A-F | NYISO_G-I | Internal | Summer | B5 | 200 | 4757 | 4757 | 42.53 | 49.5 | 0.01 | 6.96
2015 | NYISO_A-F_2_NYISO_G-I | NYISO_A-F | NYISO_G-I | Internal | Summer | B6 | 300 | 4757 | 4595.01 | 42.33 | 42.34 | 0.01 | 0
2015 | NYISO_A-F_2_NYISO_G-I | NYISO_A-F | NYISO_G-I | Internal | Summer | B7 | 400 | 4757 | 4282.5 | 37.27 | 37.28 | 0.01 | 0
2015 | NYISO_A-F_2_NYISO_G-I | NYISO_A-F | NYISO_G-I | Internal | Summer | B8 | 500 | 4757 | 4079.54 | 37.19 | 37.2 | 0.01 | 0
2015 | NYISO_A-F_2_NYISO_G-I | NYISO_A-F | NYISO_G-I | Internal | Summer | B9 | 800 | 4757 | 3887.04 | 37.18 | 37.19 | 0.01 | 0
2015 | NYISO_A-F_2_NYISO_G-I | NYISO_A-F | NYISO_G-I | Internal | Summer | B10 | 1262 | 4757 | 1845.95 | 37.18 | 37.19 | 0.01 | 0
2015 | NYISO_A-F_2_NYISO_G-I | NYISO_A-F | NYISO_G-I | Internal | Winter | B16 | 25 | 4757 | 4757 | 45.52 | 51.19 | 0.01 | 5.66
2015 | NYISO_A-F_2_NYISO_G-I | NYISO_A-F | NYISO_G-I | Internal | Winter | B17 | 100 | 4757 | 4757 | 42.55 | 48.29 | 0.01 | 5.73
2015 | NYISO_A-F_2_NYISO_G-I | NYISO_A-F | NYISO_G-I | Internal | Winter | B18 | 400 | 4757 | 4757 | 42.55 | 48.28 | 0.01 | 5.71
2015 | NYISO_A-F_2_NYISO_G-I | NYISO_A-F | NYISO_G-I | Internal | Winter | B19 | 700 | 4757 | 4757 | 42.55 | 48.13 | 0.01 | 5.56
2015 | NYISO_A-F_2_NYISO_G-I | NYISO_A-F | NYISO_G-I | Internal | Winter | B20 | 935 | 4757 | 4757 | 42.55 | 44.31 | 0.01 | 1.75
2015 | NYISO_A-F_2_PJM_ROM | NYISO_A-F | PJM_ROM | Internal | Shoulder | B11 | 25 | 1000 | 815.05 | 40.13 | 48.13 | 8 | 0
2015 | NYISO_A-F_2_PJM_ROM | NYISO_A-F | PJM_ROM | Internal | Shoulder | B12 | 200 | 1000 | 0 | 39.9 | 42.64 | 8 | 0
2015 | NYISO_A-F_2_PJM_ROM | NYISO_A-F | PJM_ROM | Internal | Shoulder | B13 | 600 | 1000 | 0 | 39.87 | 39.97 | 8 | 0
2015 | NYISO_A-F_2_PJM_ROM | NYISO_A-F | PJM_ROM | Internal | Shoulder | B14 | 900 | 1000 | 0 | 38.05 | 39.3 | 8 | 0
2015 | NYISO_A-F_2_PJM_ROM | NYISO_A-F | PJM_ROM | Internal | Shoulder | B15 | 1203 | 1000 | 0 | 38.05 | 36.43 | 8 | 0
2015 | NYISO_A-F_2_PJM_ROM | NYISO_A-F | PJM_ROM | Internal | Summer | B1 | 10 | 1000 | 486.34 | 54.81 | 62.81 | 8 | 0
2015 | NYISO_A-F_2_PJM_ROM | NYISO_A-F | PJM_ROM | Internal | Summer | B2 | 25 | 1000 | 714.52 | 53.3 | 61.3 | 8 | 0
2015 | NYISO_A-F_2_PJM_ROM | NYISO_A-F | PJM_ROM | Internal | Summer | B3 | 75 | 1000 | 791.07 | 50.3 | 58.3 | 8 | 0
2015 | NYISO_A-F_2_PJM_ROM | NYISO_A-F | PJM_ROM | Internal | Summer | B4 | 100 | 1000 | 1000 | 46.05 | 57.56 | 8 | 3.51
2015 | NYISO_A-F_2_PJM_ROM | NYISO_A-F | PJM_ROM | Internal | Summer | B5 | 200 | 1000 | 119.68 | 42.53 | 50.53 | 8 | 0
2015 | NYISO_A-F_2_PJM_ROM | NYISO_A-F | PJM_ROM | Internal | Summer | B6 | 300 | 1000 | 0 | 42.33 | 45.01 | 8 | 0
2015 | NYISO_A-F_2_PJM_ROM | NYISO_A-F | PJM_ROM | Internal | Summer | B7 | 400 | 1000 | 0 | 37.27 | 38.55 | 8 | 0
2015 | NYISO_A-F_2_PJM_ROM | NYISO_A-F | PJM_ROM | Internal | Summer | B8 | 500 | 1000 | 0 | 37.19 | 37.2 | 8 | 0
2015 | NYISO_A-F_2_PJM_ROM | NYISO_A-F | PJM_ROM | Internal | Summer | B9 | 800 | 1000 | 0 | 37.18 | 35.4 | 8 | 0
2015 | NYISO_A-F_2_PJM_ROM | NYISO_A-F | PJM_ROM | Internal | Summer | B10 | 1262 | 1000 | 0 | 37.18 | 34.55 | 8 | 0
2015 | NYISO_A-F_2_PJM_ROM | NYISO_A-F | PJM_ROM | Internal | Winter | B16 | 25 | 1000 | 0 | 45.52 | 50.69 | 8 | 0
2015 | NYISO_A-F_2_PJM_ROM | NYISO_A-F | PJM_ROM | Internal | Winter | B17 | 100 | 1000 | 0 | 42.55 | 45.21 | 8 | 0
2015 | NYISO_A-F_2_PJM_ROM | NYISO_A-F | PJM_ROM | Internal | Winter | B18 | 400 | 1000 | 0 | 42.55 | 44.02 | 8 | 0
2015 | NYISO_A-F_2_PJM_ROM | NYISO_A-F | PJM_ROM | Internal | Winter | B19 | 700 | 1000 | 0 | 42.55 | 42.12 | 8 | 0
2015 | NYISO_A-F_2_PJM_ROM | NYISO_A-F | PJM_ROM | Internal | Winter | B20 | 935 | 1000 | 0 | 42.55 | 36.73 | 8 | 0
2015 | NYISO_G-I_2_NEISO | NYISO_G-I | NEISO | Internal | Shoulder | B11 | 25 | 600 | 0 | 40.14 | 36.9 | 3 | 0
2015 | NYISO_G-I_2_NEISO | NYISO_G-I | NEISO | Internal | Shoulder | B12 | 200 | 600 | 0 | 39.91 | 36.9 | 3 | 0
2015 | NYISO_G-I_2_NEISO | NYISO_G-I | NEISO | Internal | Shoulder | B13 | 600 | 600 | 0 | 39.89 | 36.9 | 3 | 0
2015 | NYISO_G-I_2_NEISO | NYISO_G-I | NEISO | Internal | Shoulder | B14 | 900 | 600 | 0 | 38.07 | 36.9 | 3 | 0
2015 | NYISO_G-I_2_NEISO | NYISO_G-I | NEISO | Internal | Shoulder | B15 | 1203 | 600 | 0 | 38.07 | 36.9 | 3 | 0
2015 | NYISO_G-I_2_NEISO | NYISO_G-I | NEISO | Internal | Summer | B1 | 10 | 600 | 0 | 78.88 | 75.89 | 3 | 0
2015 | NYISO_G-I_2_NEISO | NYISO_G-I | NEISO | Internal | Summer | B2 | 25 | 600 | 0 | 59.29 | 56.3 | 3 | 0
2015 | NYISO_G-I_2_NEISO | NYISO_G-I | NEISO | Internal | Summer | B3 | 75 | 600 | 0 | 50.97 | 47.98 | 3 | 0
2015 | NYISO_G-I_2_NEISO | NYISO_G-I | NEISO | Internal | Summer | B4 | 100 | 600 | 0 | 49.5 | 43.05 | 3 | 0
2015 | NYISO_G-I_2_NEISO | NYISO_G-I | NEISO | Internal | Summer | B5 | 200 | 600 | 0 | 49.5 | 34.2 | 3 | 0
2015 | NYISO_G-I_2_NEISO | NYISO_G-I | NEISO | Internal | Summer | B6 | 300 | 600 | 0 | 42.34 | 34.2 | 3 | 0
2015 | NYISO_G-I_2_NEISO | NYISO_G-I | NEISO | Internal | Summer | B7 | 400 | 600 | 0 | 37.28 | 34.2 | 3 | 0
2015 | NYISO_G-I_2_NEISO | NYISO_G-I | NEISO | Internal | Summer | B8 | 500 | 600 | 0 | 37.2 | 34.2 | 3 | 0
2015 | NYISO_G-I_2_NEISO | NYISO_G-I | NEISO | Internal | Summer | B9 | 800 | 600 | 0 | 37.19 | 34.2 | 3 | 0
2015 | NYISO_G-I_2_NEISO | NYISO_G-I | NEISO | Internal | Summer | B10 | 1262 | 600 | 0 | 37.19 | 34.2 | 3 | 0
2015 | NYISO_G-I_2_NEISO | NYISO_G-I | NEISO | Internal | Winter | B16 | 25 | 600 | 0 | 51.19 | 45.29 | 3 | 0
2015 | NYISO_G-I_2_NEISO | NYISO_G-I | NEISO | Internal | Winter | B17 | 100 | 600 | 0 | 48.29 | 45.29 | 3 | 0
2015 | NYISO_G-I_2_NEISO | NYISO_G-I | NEISO | Internal | Winter | B18 | 400 | 600 | 0 | 48.28 | 45.29 | 3 | 0
2015 | NYISO_G-I_2_NEISO | NYISO_G-I | NEISO | Internal | Winter | B19 | 700 | 600 | 0 | 48.13 | 45.29 | 3 | 0
2015 | NYISO_G-I_2_NEISO | NYISO_G-I | NEISO | Internal | Winter | B20 | 935 | 600 | 0 | 44.31 | 45.29 | 3 | 0
2015 | NYISO_G-I_2_NYISO_A-F | NYISO_G-I | NYISO_A-F | Internal | Shoulder | B11 | 25 | 2506 | 0 | 40.14 | 40.13 | 0.01 | 0
2015 | NYISO_G-I_2_NYISO_A-F | NYISO_G-I | NYISO_A-F | Internal | Shoulder | B12 | 200 | 2506 | 0 | 39.91 | 39.9 | 0.01 | 0
2015 | NYISO_G-I_2_NYISO_A-F | NYISO_G-I | NYISO_A-F | Internal | Shoulder | B13 | 600 | 2506 | 0 | 39.89 | 39.87 | 0.01 | 0
2015 | NYISO_G-I_2_NYISO_A-F | NYISO_G-I | NYISO_A-F | Internal | Shoulder | B14 | 900 | 2506 | 0 | 38.07 | 38.05 | 0.01 | 0
2015 | NYISO_G-I_2_NYISO_A-F | NYISO_G-I | NYISO_A-F | Internal | Shoulder | B15 | 1203 | 2506 | 0 | 38.07 | 38.05 | 0.01 | 0
2015 | NYISO_G-I_2_NYISO_A-F | NYISO_G-I | NYISO_A-F | Internal | Summer | B1 | 10 | 2506 | 0 | 78.88 | 54.81 | 0.01 | 0
2015 | NYISO_G-I_2_NYISO_A-F | NYISO_G-I | NYISO_A-F | Internal | Summer | B2 | 25 | 2506 | 0 | 59.29 | 53.3 | 0.01 | 0
2015 | NYISO_G-I_2_NYISO_A-F | NYISO_G-I | NYISO_A-F | Internal | Summer | B3 | 75 | 2506 | 0 | 50.97 | 50.3 | 0.01 | 0
2015 | NYISO_G-I_2_NYISO_A-F | NYISO_G-I | NYISO_A-F | Internal | Summer | B4 | 100 | 2506 | 0 | 49.5 | 46.05 | 0.01 | 0
2015 | NYISO_G-I_2_NYISO_A-F | NYISO_G-I | NYISO_A-F | Internal | Summer | B5 | 200 | 2506 | 0 | 49.5 | 42.53 | 0.01 | 0
2015 | NYISO_G-I_2_NYISO_A-F | NYISO_G-I | NYISO_A-F | Internal | Summer | B6 | 300 | 2506 | 0 | 42.34 | 42.33 | 0.01 | 0
2015 | NYISO_G-I_2_NYISO_A-F | NYISO_G-I | NYISO_A-F | Internal | Summer | B7 | 400 | 2506 | 0 | 37.28 | 37.27 | 0.01 | 0
2015 | NYISO_G-I_2_NYISO_A-F | NYISO_G-I | NYISO_A-F | Internal | Summer | B8 | 500 | 2506 | 0 | 37.2 | 37.19 | 0.01 | 0
2015 | NYISO_G-I_2_NYISO_A-F | NYISO_G-I | NYISO_A-F | Internal | Summer | B9 | 800 | 2506 | 0 | 37.19 | 37.18 | 0.01 | 0
2015 | NYISO_G-I_2_NYISO_A-F | NYISO_G-I | NYISO_A-F | Internal | Summer | B10 | 1262 | 2506 | 0 | 37.19 | 37.18 | 0.01 | 0
2015 | NYISO_G-I_2_NYISO_A-F | NYISO_G-I | NYISO_A-F | Internal | Winter | B16 | 25 | 2506 | 0 | 51.19 | 45.52 | 0.01 | 0
2015 | NYISO_G-I_2_NYISO_A-F | NYISO_G-I | NYISO_A-F | Internal | Winter | B17 | 100 | 2506 | 0 | 48.29 | 42.55 | 0.01 | 0
2015 | NYISO_G-I_2_NYISO_A-F | NYISO_G-I | NYISO_A-F | Internal | Winter | B18 | 400 | 2506 | 0 | 48.28 | 42.55 | 0.01 | 0
2015 | NYISO_G-I_2_NYISO_A-F | NYISO_G-I | NYISO_A-F | Internal | Winter | B19 | 700 | 2506 | 0 | 48.13 | 42.55 | 0.01 | 0
2015 | NYISO_G-I_2_NYISO_A-F | NYISO_G-I | NYISO_A-F | Internal | Winter | B20 | 935 | 2506 | 0 | 44.31 | 42.55 | 0.01 | 0
2015 | NYISO_G-I_2_NYISO_J-K | NYISO_G-I | NYISO_J-K | Internal | Shoulder | B11 | 25 | 6188 | 5383.02 | 40.14 | 40.16 | 0.01 | 0
2015 | NYISO_G-I_2_NYISO_J-K | NYISO_G-I | NYISO_J-K | Internal | Shoulder | B12 | 200 | 6188 | 4686.37 | 39.91 | 39.92 | 0.01 | 0
2015 | NYISO_G-I_2_NYISO_J-K | NYISO_G-I | NYISO_J-K | Internal | Shoulder | B13 | 600 | 6188 | 4508.21 | 39.89 | 39.9 | 0.01 | 0
2015 | NYISO_G-I_2_NYISO_J-K | NYISO_G-I | NYISO_J-K | Internal | Shoulder | B14 | 900 | 6188 | 4224.68 | 38.07 | 38.08 | 0.01 | 0
2015 | NYISO_G-I_2_NYISO_J-K | NYISO_G-I | NYISO_J-K | Internal | Shoulder | B15 | 1203 | 6188 | 2627.95 | 38.07 | 38.08 | 0.01 | 0
2015 | NYISO_G-I_2_NYISO_J-K | NYISO_G-I | NYISO_J-K | Internal | Summer | B1 | 10 | 6188 | 4558.14 | 78.88 | 78.89 | 0.01 | 0
2015 | NYISO_G-I_2_NYISO_J-K | NYISO_G-I | NYISO_J-K | Internal | Summer | B2 | 25 | 6188 | 4219.77 | 59.29 | 59.3 | 0.01 | 0
2015 | NYISO_G-I_2_NYISO_J-K | NYISO_G-I | NYISO_J-K | Internal | Summer | B3 | 75 | 6188 | 4615.66 | 50.97 | 50.98 | 0.01 | 0
2015 | NYISO_G-I_2_NYISO_J-K | NYISO_G-I | NYISO_J-K | Internal | Summer | B4 | 100 | 6188 | 3979.69 | 49.5 | 49.51 | 0.01 | 0
2015 | NYISO_G-I_2_NYISO_J-K | NYISO_G-I | NYISO_J-K | Internal | Summer | B5 | 200 | 6188 | 5612.92 | 49.5 | 49.51 | 0.01 | 0
2015 | NYISO_G-I_2_NYISO_J-K | NYISO_G-I | NYISO_J-K | Internal | Summer | B6 | 300 | 6188 | 5642.35 | 42.34 | 42.35 | 0.01 | 0
2015 | NYISO_G-I_2_NYISO_J-K | NYISO_G-I | NYISO_J-K | Internal | Summer | B7 | 400 | 6188 | 5503.59 | 37.28 | 37.29 | 0.01 | 0
2015 | NYISO_G-I_2_NYISO_J-K | NYISO_G-I | NYISO_J-K | Internal | Summer | B8 | 500 | 6188 | 5396.57 | 37.2 | 37.21 | 0.01 | 0
2015 | NYISO_G-I_2_NYISO_J-K | NYISO_G-I | NYISO_J-K | Internal | Summer | B9 | 800 | 6188 | 4861.96 | 37.19 | 37.2 | 0.01 | 0
2015 | NYISO_G-I_2_NYISO_J-K | NYISO_G-I | NYISO_J-K | Internal | Summer | B10 | 1262 | 6188 | 3255.44 | 37.19 | 37.2 | 0.01 | 0
2015 | NYISO_G-I_2_NYISO_J-K | NYISO_G-I | NYISO_J-K | Internal | Winter | B16 | 25 | 6188 | 5955.5 | 51.19 | 51.21 | 0.01 | 0
2015 | NYISO_G-I_2_NYISO_J-K | NYISO_G-I | NYISO_J-K | Internal | Winter | B17 | 100 | 6188 | 5593.84 | 48.29 | 48.3 | 0.01 | 0
2015 | NYISO_G-I_2_NYISO_J-K | NYISO_G-I | NYISO_J-K | Internal | Winter | B18 | 400 | 6188 | 5539.24 | 48.28 | 48.29 | 0.01 | 0
2015 | NYISO_G-I_2_NYISO_J-K | NYISO_G-I | NYISO_J-K | Internal | Winter | B19 | 700 | 6188 | 6017.55 | 48.13 | 48.14 | 0.01 | 0
2015 | NYISO_G-I_2_NYISO_J-K | NYISO_G-I | NYISO_J-K | Internal | Winter | B20 | 935 | 6188 | 5535.41 | 44.31 | 44.32 | 0.01 | 0
2015 | NYISO_G-I_2_PJM_E | NYISO_G-I | PJM_E | Internal | Shoulder | B11 | 25 | 1500 | 0 | 40.14 | 48.12 | 8 | 0
2015 | NYISO_G-I_2_PJM_E | NYISO_G-I | PJM_E | Internal | Shoulder | B12 | 200 | 1500 | 0 | 39.91 | 42.66 | 8 | 0
2015 | NYISO_G-I_2_PJM_E | NYISO_G-I | PJM_E | Internal | Shoulder | B13 | 600 | 1500 | 0 | 39.89 | 39.98 | 8 | 0
2015 | NYISO_G-I_2_PJM_E | NYISO_G-I | PJM_E | Internal | Shoulder | B14 | 900 | 1500 | 0 | 38.07 | 39.31 | 8 | 0
2015 | NYISO_G-I_2_PJM_E | NYISO_G-I | PJM_E | Internal | Shoulder | B15 | 1203 | 1500 | 0 | 38.07 | 36.44 | 8 | 0
2015 | NYISO_G-I_2_PJM_E | NYISO_G-I | PJM_E | Internal | Summer | B1 | 10 | 1500 | 0 | 78.88 | 62.82 | 8 | 0
2015 | NYISO_G-I_2_PJM_E | NYISO_G-I | PJM_E | Internal | Summer | B2 | 25 | 1500 | 0 | 59.29 | 61.31 | 8 | 0
2015 | NYISO_G-I_2_PJM_E | NYISO_G-I | PJM_E | Internal | Summer | B3 | 75 | 1500 | 0 | 50.97 | 58.31 | 8 | 0
2015 | NYISO_G-I_2_PJM_E | NYISO_G-I | PJM_E | Internal | Summer | B4 | 100 | 1500 | 1500 | 49.5 | 57.55 | 8 | 0.05
2015 | NYISO_G-I_2_PJM_E | NYISO_G-I | PJM_E | Internal | Summer | B5 | 200 | 1500 | 0 | 49.5 | 50.54 | 8 | 0
2015 | NYISO_G-I_2_PJM_E | NYISO_G-I | PJM_E | Internal | Summer | B6 | 300 | 1500 | 0 | 42.34 | 45.02 | 8 | 0
2015 | NYISO_G-I_2_PJM_E | NYISO_G-I | PJM_E | Internal | Summer | B7 | 400 | 1500 | 0 | 37.28 | 38.56 | 8 | 0
2015 | NYISO_G-I_2_PJM_E | NYISO_G-I | PJM_E | Internal | Summer | B8 | 500 | 1500 | 0 | 37.2 | 37.21 | 8 | 0
2015 | NYISO_G-I_2_PJM_E | NYISO_G-I | PJM_E | Internal | Summer | B9 | 800 | 1500 | 0 | 37.19 | 35.41 | 8 | 0
2015 | NYISO_G-I_2_PJM_E | NYISO_G-I | PJM_E | Internal | Summer | B10 | 1262 | 1500 | 0 | 37.19 | 34.56 | 8 | 0
2015 | NYISO_G-I_2_PJM_E | NYISO_G-I | PJM_E | Internal | Winter | B16 | 25 | 1500 | 0 | 51.19 | 50.7 | 8 | 0
2015 | NYISO_G-I_2_PJM_E | NYISO_G-I | PJM_E | Internal | Winter | B17 | 100 | 1500 | 0 | 48.29 | 45.22 | 8 | 0
2015 | NYISO_G-I_2_PJM_E | NYISO_G-I | PJM_E | Internal | Winter | B18 | 400 | 1500 | 0 | 48.28 | 44.03 | 8 | 0
2015 | NYISO_G-I_2_PJM_E | NYISO_G-I | PJM_E | Internal | Winter | B19 | 700 | 1500 | 0 | 48.13 | 42.13 | 8 | 0
2015 | NYISO_G-I_2_PJM_E | NYISO_G-I | PJM_E | Internal | Winter | B20 | 935 | 1500 | 0 | 44.31 | 36.74 | 8 | 0
2015 | NYISO_J-K_2_NEISO | NYISO_J-K | NEISO | Internal | Shoulder | B11 | 25 | 70 | 0 | 40.16 | 36.9 | 3 | 0
2015 | NYISO_J-K_2_NEISO | NYISO_J-K | NEISO | Internal | Shoulder | B12 | 200 | 70 | 0 | 39.92 | 36.9 | 3 | 0
2015 | NYISO_J-K_2_NEISO | NYISO_J-K | NEISO | Internal | Shoulder | B13 | 600 | 70 | 0 | 39.9 | 36.9 | 3 | 0
2015 | NYISO_J-K_2_NEISO | NYISO_J-K | NEISO | Internal | Shoulder | B14 | 900 | 70 | 0 | 38.08 | 36.9 | 3 | 0
2015 | NYISO_J-K_2_NEISO | NYISO_J-K | NEISO | Internal | Shoulder | B15 | 1203 | 70 | 0 | 38.08 | 36.9 | 3 | 0
2015 | NYISO_J-K_2_NEISO | NYISO_J-K | NEISO | Internal | Summer | B1 | 10 | 70 | 0 | 78.89 | 75.89 | 3 | 0
2015 | NYISO_J-K_2_NEISO | NYISO_J-K | NEISO | Internal | Summer | B2 | 25 | 70 | 0 | 59.3 | 56.3 | 3 | 0
2015 | NYISO_J-K_2_NEISO | NYISO_J-K | NEISO | Internal | Summer | B3 | 75 | 70 | 0 | 50.98 | 47.98 | 3 | 0
2015 | NYISO_J-K_2_NEISO | NYISO_J-K | NEISO | Internal | Summer | B4 | 100 | 70 | 0 | 49.51 | 43.05 | 3 | 0
2015 | NYISO_J-K_2_NEISO | NYISO_J-K | NEISO | Internal | Summer | B5 | 200 | 70 | 0 | 49.51 | 34.2 | 3 | 0
2015 | NYISO_J-K_2_NEISO | NYISO_J-K | NEISO | Internal | Summer | B6 | 300 | 70 | 0 | 42.35 | 34.2 | 3 | 0
2015 | NYISO_J-K_2_NEISO | NYISO_J-K | NEISO | Internal | Summer | B7 | 400 | 70 | 0 | 37.29 | 34.2 | 3 | 0
2015 | NYISO_J-K_2_NEISO | NYISO_J-K | NEISO | Internal | Summer | B8 | 500 | 70 | 0 | 37.21 | 34.2 | 3 | 0
2015 | NYISO_J-K_2_NEISO | NYISO_J-K | NEISO | Internal | Summer | B9 | 800 | 70 | 0 | 37.2 | 34.2 | 3 | 0
2015 | NYISO_J-K_2_NEISO | NYISO_J-K | NEISO | Internal | Summer | B10 | 1262 | 70 | 0 | 37.2 | 34.2 | 3 | 0
2015 | NYISO_J-K_2_NEISO | NYISO_J-K | NEISO | Internal | Winter | B16 | 25 | 70 | 0 | 51.21 | 45.29 | 3 | 0
2015 | NYISO_J-K_2_NEISO | NYISO_J-K | NEISO | Internal | Winter | B17 | 100 | 70 | 0 | 48.3 | 45.29 | 3 | 0
2015 | NYISO_J-K_2_NEISO | NYISO_J-K | NEISO | Internal | Winter | B18 | 400 | 70 | 0 | 48.29 | 45.29 | 3 | 0
2015 | NYISO_J-K_2_NEISO | NYISO_J-K | NEISO | Internal | Winter | B19 | 700 | 70 | 0 | 48.14 | 45.29 | 3 | 0
2015 | NYISO_J-K_2_NEISO | NYISO_J-K | NEISO | Internal | Winter | B20 | 935 | 70 | 0 | 44.32 | 45.29 | 3 | 0
2015 | NYISO_J-K_2_NYISO_G-I | NYISO_J-K | NYISO_G-I | Internal | Shoulder | B11 | 25 | 2057 | 0 | 40.16 | 40.14 | 0.01 | 0
2015 | NYISO_J-K_2_NYISO_G-I | NYISO_J-K | NYISO_G-I | Internal | Shoulder | B12 | 200 | 2057 | 0 | 39.92 | 39.91 | 0.01 | 0
2015 | NYISO_J-K_2_NYISO_G-I | NYISO_J-K | NYISO_G-I | Internal | Shoulder | B13 | 600 | 2057 | 0 | 39.9 | 39.89 | 0.01 | 0
2015 | NYISO_J-K_2_NYISO_G-I | NYISO_J-K | NYISO_G-I | Internal | Shoulder | B14 | 900 | 2057 | 0 | 38.08 | 38.07 | 0.01 | 0
2015 | NYISO_J-K_2_NYISO_G-I | NYISO_J-K | NYISO_G-I | Internal | Shoulder | B15 | 1203 | 2057 | 0 | 38.08 | 38.07 | 0.01 | 0
2015 | NYISO_J-K_2_NYISO_G-I | NYISO_J-K | NYISO_G-I | Internal | Summer | B1 | 10 | 2057 | 0 | 78.89 | 78.88 | 0.01 | 0
2015 | NYISO_J-K_2_NYISO_G-I | NYISO_J-K | NYISO_G-I | Internal | Summer | B2 | 25 | 2057 | 0 | 59.3 | 59.29 | 0.01 | 0
2015 | NYISO_J-K_2_NYISO_G-I | NYISO_J-K | NYISO_G-I | Internal | Summer | B3 | 75 | 2057 | 0 | 50.98 | 50.97 | 0.01 | 0
2015 | NYISO_J-K_2_NYISO_G-I | NYISO_J-K | NYISO_G-I | Internal | Summer | B4 | 100 | 2057 | 0 | 49.51 | 49.5 | 0.01 | 0
2015 | NYISO_J-K_2_NYISO_G-I | NYISO_J-K | NYISO_G-I | Internal | Summer | B5 | 200 | 2057 | 0 | 49.51 | 49.5 | 0.01 | 0
2015 | NYISO_J-K_2_NYISO_G-I | NYISO_J-K | NYISO_G-I | Internal | Summer | B6 | 300 | 2057 | 0 | 42.35 | 42.34 | 0.01 | 0
2015 | NYISO_J-K_2_NYISO_G-I | NYISO_J-K | NYISO_G-I | Internal | Summer | B7 | 400 | 2057 | 0 | 37.29 | 37.28 | 0.01 | 0
2015 | NYISO_J-K_2_NYISO_G-I | NYISO_J-K | NYISO_G-I | Internal | Summer | B8 | 500 | 2057 | 0 | 37.21 | 37.2 | 0.01 | 0
2015 | NYISO_J-K_2_NYISO_G-I | NYISO_J-K | NYISO_G-I | Internal | Summer | B9 | 800 | 2057 | 0 | 37.2 | 37.19 | 0.01 | 0
2015 | NYISO_J-K_2_NYISO_G-I | NYISO_J-K | NYISO_G-I | Internal | Summer | B10 | 1262 | 2057 | 0 | 37.2 | 37.19 | 0.01 | 0
2015 | NYISO_J-K_2_NYISO_G-I | NYISO_J-K | NYISO_G-I | Internal | Winter | B16 | 25 | 2057 | 0 | 51.21 | 51.19 | 0.01 | 0
2015 | NYISO_J-K_2_NYISO_G-I | NYISO_J-K | NYISO_G-I | Internal | Winter | B17 | 100 | 2057 | 0 | 48.3 | 48.29 | 0.01 | 0
2015 | NYISO_J-K_2_NYISO_G-I | NYISO_J-K | NYISO_G-I | Internal | Winter | B18 | 400 | 2057 | 0 | 48.29 | 48.28 | 0.01 | 0
2015 | NYISO_J-K_2_NYISO_G-I | NYISO_J-K | NYISO_G-I | Internal | Winter | B19 | 700 | 2057 | 0 | 48.14 | 48.13 | 0.01 | 0
2015 | NYISO_J-K_2_NYISO_G-I | NYISO_J-K | NYISO_G-I | Internal | Winter | B20 | 935 | 2057 | 0 | 44.32 | 44.31 | 0.01 | 0
2015 | NYISO_J-K_2_PJM_E | NYISO_J-K | PJM_E | Internal | Shoulder | B11 | 25 | 330 | 0 | 40.16 | 48.12 | 8 | 0
2015 | NYISO_J-K_2_PJM_E | NYISO_J-K | PJM_E | Internal | Shoulder | B12 | 200 | 330 | 0 | 39.92 | 42.66 | 8 | 0
2015 | NYISO_J-K_2_PJM_E | NYISO_J-K | PJM_E | Internal | Shoulder | B13 | 600 | 330 | 0 | 39.9 | 39.98 | 8 | 0
2015 | NYISO_J-K_2_PJM_E | NYISO_J-K | PJM_E | Internal | Shoulder | B14 | 900 | 330 | 0 | 38.08 | 39.31 | 8 | 0
2015 | NYISO_J-K_2_PJM_E | NYISO_J-K | PJM_E | Internal | Shoulder | B15 | 1203 | 330 | 0 | 38.08 | 36.44 | 8 | 0
2015 | NYISO_J-K_2_PJM_E | NYISO_J-K | PJM_E | Internal | Summer | B1 | 10 | 330 | 0 | 78.89 | 62.82 | 8 | 0
2015 | NYISO_J-K_2_PJM_E | NYISO_J-K | PJM_E | Internal | Summer | B2 | 25 | 330 | 0 | 59.3 | 61.31 | 8 | 0
2015 | NYISO_J-K_2_PJM_E | NYISO_J-K | PJM_E | Internal | Summer | B3 | 75 | 330 | 0 | 50.98 | 58.31 | 8 | 0
2015 | NYISO_J-K_2_PJM_E | NYISO_J-K | PJM_E | Internal | Summer | B4 | 100 | 330 | 330 | 49.51 | 57.55 | 8 | 0.04
2015 | NYISO_J-K_2_PJM_E | NYISO_J-K | PJM_E | Internal | Summer | B5 | 200 | 330 | 0 | 49.51 | 50.54 | 8 | 0
2015 | NYISO_J-K_2_PJM_E | NYISO_J-K | PJM_E | Internal | Summer | B6 | 300 | 330 | 0 | 42.35 | 45.02 | 8 | 0
2015 | NYISO_J-K_2_PJM_E | NYISO_J-K | PJM_E | Internal | Summer | B7 | 400 | 330 | 0 | 37.29 | 38.56 | 8 | 0
2015 | NYISO_J-K_2_PJM_E | NYISO_J-K | PJM_E | Internal | Summer | B8 | 500 | 330 | 0 | 37.21 | 37.21 | 8 | 0
2015 | NYISO_J-K_2_PJM_E | NYISO_J-K | PJM_E | Internal | Summer | B9 | 800 | 330 | 0 | 37.2 | 35.41 | 8 | 0
2015 | NYISO_J-K_2_PJM_E | NYISO_J-K | PJM_E | Internal | Summer | B10 | 1262 | 330 | 0 | 37.2 | 34.56 | 8 | 0
2015 | NYISO_J-K_2_PJM_E | NYISO_J-K | PJM_E | Internal | Winter | B16 | 25 | 330 | 0 | 51.21 | 50.7 | 8 | 0
2015 | NYISO_J-K_2_PJM_E | NYISO_J-K | PJM_E | Internal | Winter | B17 | 100 | 330 | 0 | 48.3 | 45.22 | 8 | 0
2015 | NYISO_J-K_2_PJM_E | NYISO_J-K | PJM_E | Internal | Winter | B18 | 400 | 330 | 0 | 48.29 | 44.03 | 8 | 0
2015 | NYISO_J-K_2_PJM_E | NYISO_J-K | PJM_E | Internal | Winter | B19 | 700 | 330 | 0 | 48.14 | 42.13 | 8 | 0
2015 | NYISO_J-K_2_PJM_E | NYISO_J-K | PJM_E | Internal | Winter | B20 | 935 | 330 | 0 | 44.32 | 36.74 | 8 | 0
2015 | PJM_E_2_NYISO_G-I | PJM_E | NYISO_G-I | Internal | Shoulder | B11 | 25 | 500 | 0 | 48.12 | 40.14 | 6 | 0
2015 | PJM_E_2_NYISO_G-I | PJM_E | NYISO_G-I | Internal | Shoulder | B12 | 200 | 500 | 0 | 42.66 | 39.91 | 6 | 0
2015 | PJM_E_2_NYISO_G-I | PJM_E | NYISO_G-I | Internal | Shoulder | B13 | 600 | 500 | 0 | 39.98 | 39.89 | 6 | 0
2015 | PJM_E_2_NYISO_G-I | PJM_E | NYISO_G-I | Internal | Shoulder | B14 | 900 | 500 | 0 | 39.31 | 38.07 | 6 | 0
2015 | PJM_E_2_NYISO_G-I | PJM_E | NYISO_G-I | Internal | Shoulder | B15 | 1203 | 500 | 0 | 36.44 | 38.07 | 6 | 0
2015 | PJM_E_2_NYISO_G-I | PJM_E | NYISO_G-I | Internal | Summer | B1 | 10 | 500 | 500 | 62.82 | 78.88 | 6 | 10.05
2015 | PJM_E_2_NYISO_G-I | PJM_E | NYISO_G-I | Internal | Summer | B2 | 25 | 500 | 0 | 61.31 | 59.29 | 6 | 0
2015 | PJM_E_2_NYISO_G-I | PJM_E | NYISO_G-I | Internal | Summer | B3 | 75 | 500 | 0 | 58.31 | 50.97 | 6 | 0
2015 | PJM_E_2_NYISO_G-I | PJM_E | NYISO_G-I | Internal | Summer | B4 | 100 | 500 | 0 | 57.55 | 49.5 | 6 | 0
2015 | PJM_E_2_NYISO_G-I | PJM_E | NYISO_G-I | Internal | Summer | B5 | 200 | 500 | 0 | 50.54 | 49.5 | 6 | 0
2015 | PJM_E_2_NYISO_G-I | PJM_E | NYISO_G-I | Internal | Summer | B6 | 300 | 500 | 0 | 45.02 | 42.34 | 6 | 0
2015 | PJM_E_2_NYISO_G-I | PJM_E | NYISO_G-I | Internal | Summer | B7 | 400 | 500 | 0 | 38.56 | 37.28 | 6 | 0
2015 | PJM_E_2_NYISO_G-I | PJM_E | NYISO_G-I | Internal | Summer | B8 | 500 | 500 | 0 | 37.21 | 37.2 | 6 | 0
2015 | PJM_E_2_NYISO_G-I | PJM_E | NYISO_G-I | Internal | Summer | B9 | 800 | 500 | 0 | 35.41 | 37.19 | 6 | 0
2015 | PJM_E_2_NYISO_G-I | PJM_E | NYISO_G-I | Internal | Summer | B10 | 1262 | 500 | 0 | 34.56 | 37.19 | 6 | 0
2015 | PJM_E_2_NYISO_G-I | PJM_E | NYISO_G-I | Internal | Winter | B16 | 25 | 500 | 0 | 50.7 | 51.19 | 6 | 0
2015 | PJM_E_2_NYISO_G-I | PJM_E | NYISO_G-I | Internal | Winter | B17 | 100 | 500 | 0 | 45.22 | 48.29 | 6 | 0
2015 | PJM_E_2_NYISO_G-I | PJM_E | NYISO_G-I | Internal | Winter | B18 | 400 | 500 | 0 | 44.03 | 48.28 | 6 | 0
2015 | PJM_E_2_NYISO_G-I | PJM_E | NYISO_G-I | Internal | Winter | B19 | 700 | 500 | 308.4 | 42.13 | 48.13 | 6 | 0
2015 | PJM_E_2_NYISO_G-I | PJM_E | NYISO_G-I | Internal | Winter | B20 | 935 | 500 | 500 | 36.74 | 44.31 | 6 | 1.57
2015 | PJM_E_2_NYISO_J-K | PJM_E | NYISO_J-K | Internal | Shoulder | B11 | 25 | 330 | 0 | 48.12 | 40.16 | 6 | 0
2015 | PJM_E_2_NYISO_J-K | PJM_E | NYISO_J-K | Internal | Shoulder | B12 | 200 | 330 | 0 | 42.66 | 39.92 | 6 | 0
2015 | PJM_E_2_NYISO_J-K | PJM_E | NYISO_J-K | Internal | Shoulder | B13 | 600 | 330 | 0 | 39.98 | 39.9 | 6 | 0
2015 | PJM_E_2_NYISO_J-K | PJM_E | NYISO_J-K | Internal | Shoulder | B14 | 900 | 330 | 0 | 39.31 | 38.08 | 6 | 0
2015 | PJM_E_2_NYISO_J-K | PJM_E | NYISO_J-K | Internal | Shoulder | B15 | 1203 | 330 | 0 | 36.44 | 38.08 | 6 | 0
2015 | PJM_E_2_NYISO_J-K | PJM_E | NYISO_J-K | Internal | Summer | B1 | 10 | 330 | 330 | 62.82 | 78.89 | 6 | 10.06
2015 | PJM_E_2_NYISO_J-K | PJM_E | NYISO_J-K | Internal | Summer | B2 | 25 | 330 | 0 | 61.31 | 59.3 | 6 | 0
2015 | PJM_E_2_NYISO_J-K | PJM_E | NYISO_J-K | Internal | Summer | B3 | 75 | 330 | 0 | 58.31 | 50.98 | 6 | 0
2015 | PJM_E_2_NYISO_J-K | PJM_E | NYISO_J-K | Internal | Summer | B4 | 100 | 330 | 0 | 57.55 | 49.51 | 6 | 0
2015 | PJM_E_2_NYISO_J-K | PJM_E | NYISO_J-K | Internal | Summer | B5 | 200 | 330 | 0 | 50.54 | 49.51 | 6 | 0
2015 | PJM_E_2_NYISO_J-K | PJM_E | NYISO_J-K | Internal | Summer | B6 | 300 | 330 | 0 | 45.02 | 42.35 | 6 | 0
2015 | PJM_E_2_NYISO_J-K | PJM_E | NYISO_J-K | Internal | Summer | B7 | 400 | 330 | 0 | 38.56 | 37.29 | 6 | 0
2015 | PJM_E_2_NYISO_J-K | PJM_E | NYISO_J-K | Internal | Summer | B8 | 500 | 330 | 0 | 37.21 | 37.21 | 6 | 0
2015 | PJM_E_2_NYISO_J-K | PJM_E | NYISO_J-K | Internal | Summer | B9 | 800 | 330 | 0 | 35.41 | 37.2 | 6 | 0
2015 | PJM_E_2_NYISO_J-K | PJM_E | NYISO_J-K | Internal | Summer | B10 | 1262 | 330 | 0 | 34.56 | 37.2 | 6 | 0
2015 | PJM_E_2_NYISO_J-K | PJM_E | NYISO_J-K | Internal | Winter | B16 | 25 | 330 | 0 | 50.7 | 51.21 | 6 | 0
2015 | PJM_E_2_NYISO_J-K | PJM_E | NYISO_J-K | Internal | Winter | B17 | 100 | 330 | 0 | 45.22 | 48.3 | 6 | 0
2015 | PJM_E_2_NYISO_J-K | PJM_E | NYISO_J-K | Internal | Winter | B18 | 400 | 330 | 0 | 44.03 | 48.29 | 6 | 0
2015 | PJM_E_2_NYISO_J-K | PJM_E | NYISO_J-K | Internal | Winter | B19 | 700 | 330 | 330 | 42.13 | 48.14 | 6 | 0.01
2015 | PJM_E_2_NYISO_J-K | PJM_E | NYISO_J-K | Internal | Winter | B20 | 935 | 330 | 330 | 36.74 | 44.32 | 6 | 1.58
2015 | PJM_E_2_PJM_ROM | PJM_E | PJM_ROM | Internal | Shoulder | B11 | 25 | 8000 | 1334.06 | 48.12 | 48.13 | 0.01 | 0
2015 | PJM_E_2_PJM_ROM | PJM_E | PJM_ROM | Internal | Shoulder | B12 | 200 | 8000 | 0 | 42.66 | 42.64 | 0.01 | 0
2015 | PJM_E_2_PJM_ROM | PJM_E | PJM_ROM | Internal | Shoulder | B13 | 600 | 8000 | 0 | 39.98 | 39.97 | 0.01 | 0
2015 | PJM_E_2_PJM_ROM | PJM_E | PJM_ROM | Internal | Shoulder | B14 | 900 | 8000 | 0 | 39.31 | 39.3 | 0.01 | 0
2015 | PJM_E_2_PJM_ROM | PJM_E | PJM_ROM | Internal | Shoulder | B15 | 1203 | 8000 | 0 | 36.44 | 36.43 | 0.01 | 0
2015 | PJM_E_2_PJM_ROM | PJM_E | PJM_ROM | Internal | Summer | B1 | 10 | 8000 | 0 | 62.82 | 62.81 | 0.01 | 0
2015 | PJM_E_2_PJM_ROM | PJM_E | PJM_ROM | Internal | Summer | B2 | 25 | 8000 | 0 | 61.31 | 61.3 | 0.01 | 0
2015 | PJM_E_2_PJM_ROM | PJM_E | PJM_ROM | Internal | Summer | B3 | 75 | 8000 | 0 | 58.31 | 58.3 | 0.01 | 0
2015 | PJM_E_2_PJM_ROM | PJM_E | PJM_ROM | Internal | Summer | B4 | 100 | 8000 | 64.77 | 57.55 | 57.56 | 0.01 | 0
2015 | PJM_E_2_PJM_ROM | PJM_E | PJM_ROM | Internal | Summer | B5 | 200 | 8000 | 0 | 50.54 | 50.53 | 0.01 | 0
2015 | PJM_E_2_PJM_ROM | PJM_E | PJM_ROM | Internal | Summer | B6 | 300 | 8000 | 0 | 45.02 | 45.01 | 0.01 | 0
2015 | PJM_E_2_PJM_ROM | PJM_E | PJM_ROM | Internal | Summer | B7 | 400 | 8000 | 0 | 38.56 | 38.55 | 0.01 | 0
2015 | PJM_E_2_PJM_ROM | PJM_E | PJM_ROM | Internal | Summer | B8 | 500 | 8000 | 0 | 37.21 | 37.2 | 0.01 | 0
2015 | PJM_E_2_PJM_ROM | PJM_E | PJM_ROM | Internal | Summer | B9 | 800 | 8000 | 0 | 35.41 | 35.4 | 0.01 | 0
2015 | PJM_E_2_PJM_ROM | PJM_E | PJM_ROM | Internal | Summer | B10 | 1262 | 8000 | 0 | 34.56 | 34.55 | 0.01 | 0
2015 | PJM_E_2_PJM_ROM | PJM_E | PJM_ROM | Internal | Winter | B16 | 25 | 8000 | 0 | 50.7 | 50.69 | 0.01 | 0
2015 | PJM_E_2_PJM_ROM | PJM_E | PJM_ROM | Internal | Winter | B17 | 100 | 8000 | 0 | 45.22 | 45.21 | 0.01 | 0
2015 | PJM_E_2_PJM_ROM | PJM_E | PJM_ROM | Internal | Winter | B18 | 400 | 8000 | 0 | 44.03 | 44.02 | 0.01 | 0
2015 | PJM_E_2_PJM_ROM | PJM_E | PJM_ROM | Internal | Winter | B19 | 700 | 8000 | 0 | 42.13 | 42.12 | 0.01 | 0
2015 | PJM_E_2_PJM_ROM | PJM_E | PJM_ROM | Internal | Winter | B20 | 935 | 8000 | 0 | 36.74 | 36.73 | 0.01 | 0
2015 | PJM_ROR_2_MISO_IN | PJM_ROR | MISO_IN | Internal | Shoulder | B11 | 25 | 909 | 0 | 48.12 | 47.94 | 2 | 0
2015 | PJM_ROR_2_MISO_IN | PJM_ROR | MISO_IN | Internal | Shoulder | B12 | 200 | 909 | 0 | 42.63 | 40.64 | 2 | 0
2015 | PJM_ROR_2_MISO_IN | PJM_ROR | MISO_IN | Internal | Shoulder | B13 | 600 | 909 | 0 | 39.96 | 37.96 | 2 | 0
2015 | PJM_ROR_2_MISO_IN | PJM_ROR | MISO_IN | Internal | Shoulder | B14 | 900 | 909 | 0 | 37.91 | 35.91 | 2 | 0
2015 | PJM_ROR_2_MISO_IN | PJM_ROR | MISO_IN | Internal | Shoulder | B15 | 1203 | 909 | 0 | 35.25 | 34.3 | 2 | 0
2015 | PJM_ROR_2_MISO_IN | PJM_ROR | MISO_IN | Internal | Summer | B1 | 10 | 909 | 0 | 62.8 | 60.8 | 2 | 0
2015 | PJM_ROR_2_MISO_IN | PJM_ROR | MISO_IN | Internal | Summer | B2 | 25 | 909 | 0 | 61.29 | 59.3 | 2 | 0
2015 | PJM_ROR_2_MISO_IN | PJM_ROR | MISO_IN | Internal | Summer | B3 | 75 | 909 | 0 | 58.29 | 57.07 | 2 | 0
2015 | PJM_ROR_2_MISO_IN | PJM_ROR | MISO_IN | Internal | Summer | B4 | 100 | 909 | 0 | 57.57 | 55.58 | 2 | 0
2015 | PJM_ROR_2_MISO_IN | PJM_ROR | MISO_IN | Internal | Summer | B5 | 200 | 909 | 0 | 50.52 | 48.52 | 2 | 0
2015 | PJM_ROR_2_MISO_IN | PJM_ROR | MISO_IN | Internal | Summer | B6 | 300 | 909 | 0 | 45 | 43 | 2 | 0
2015 | PJM_ROR_2_MISO_IN | PJM_ROR | MISO_IN | Internal | Summer | B7 | 400 | 909 | 0 | 38.53 | 36.52 | 2 | 0
2015 | PJM_ROR_2_MISO_IN | PJM_ROR | MISO_IN | Internal | Summer | B8 | 500 | 909 | 0 | 36.57 | 34.56 | 2 | 0
2015 | PJM_ROR_2_MISO_IN | PJM_ROR | MISO_IN | Internal | Summer | B9 | 800 | 909 | 0 | 35.39 | 33.52 | 2 | 0
2015 | PJM_ROR_2_MISO_IN | PJM_ROR | MISO_IN | Internal | Summer | B10 | 1262 | 909 | 0 | 31.97 | 32.55 | 2 | 0
2015 | PJM_ROR_2_MISO_IN | PJM_ROR | MISO_IN | Internal | Winter | B16 | 25 | 909 | 0 | 50.68 | 48.69 | 2 | 0
2015 | PJM_ROR_2_MISO_IN | PJM_ROR | MISO_IN | Internal | Winter | B17 | 100 | 909 | 0 | 45.2 | 43.2 | 2 | 0
2015 | PJM_ROR_2_MISO_IN | PJM_ROR | MISO_IN | Internal | Winter | B18 | 400 | 909 | 0 | 40.96 | 38.96 | 2 | 0
2015 | PJM_ROR_2_MISO_IN | PJM_ROR | MISO_IN | Internal | Winter | B19 | 700 | 909 | 0 | 38.9 | 36.9 | 2 | 0
2015 | PJM_ROR_2_MISO_IN | PJM_ROR | MISO_IN | Internal | Winter | B20 | 935 | 909 | 0 | 34.14 | 33.17 | 2 | 0
2015 | PJM_ROR_2_MISO_MI | PJM_ROR | MISO_MI | Internal | Shoulder | B11 | 25 | 1305 | 0 | 48.12 | 47.93 | 2 | 0
2015 | PJM_ROR_2_MISO_MI | PJM_ROR | MISO_MI | Internal | Shoulder | B12 | 200 | 1305 | 0 | 42.63 | 40.63 | 2 | 0
2015 | PJM_ROR_2_MISO_MI | PJM_ROR | MISO_MI | Internal | Shoulder | B13 | 600 | 1305 | 0 | 39.96 | 37.96 | 2 | 0
2015 | PJM_ROR_2_MISO_MI | PJM_ROR | MISO_MI | Internal | Shoulder | B14 | 900 | 1305 | 0 | 37.91 | 35.93 | 2 | 0
2015 | PJM_ROR_2_MISO_MI | PJM_ROR | MISO_MI | Internal | Shoulder | B15 | 1203 | 1305 | 0 | 35.25 | 34.31 | 2 | 0
2015 | PJM_ROR_2_MISO_MI | PJM_ROR | MISO_MI | Internal | Summer | B1 | 10 | 1305 | 0 | 62.8 | 59.43 | 2 | 0
2015 | PJM_ROR_2_MISO_MI | PJM_ROR | MISO_MI | Internal | Summer | B2 | 25 | 1305 | 0 | 61.29 | 59.29 | 2 | 0
2015 | PJM_ROR_2_MISO_MI | PJM_ROR | MISO_MI | Internal | Summer | B3 | 75 | 1305 | 0 | 58.29 | 54.01 | 2 | 0
2015 | PJM_ROR_2_MISO_MI | PJM_ROR | MISO_MI | Internal | Summer | B4 | 100 | 1305 | 0 | 57.57 | 54.01 | 2 | 0
2015 | PJM_ROR_2_MISO_MI | PJM_ROR | MISO_MI | Internal | Summer | B5 | 200 | 1305 | 0 | 50.52 | 48.51 | 2 | 0
2015 | PJM_ROR_2_MISO_MI | PJM_ROR | MISO_MI | Internal | Summer | B6 | 300 | 1305 | 0 | 45 | 42.99 | 2 | 0
2015 | PJM_ROR_2_MISO_MI | PJM_ROR | MISO_MI | Internal | Summer | B7 | 400 | 1305 | 0 | 38.53 | 36.53 | 2 | 0
2015 | PJM_ROR_2_MISO_MI | PJM_ROR | MISO_MI | Internal | Summer | B8 | 500 | 1305 | 0 | 36.57 | 34.57 | 2 | 0
2015 | PJM_ROR_2_MISO_MI | PJM_ROR | MISO_MI | Internal | Summer | B9 | 800 | 1305 | 0 | 35.39 | 33.53 | 2 | 0
2015 | PJM_ROR_2_MISO_MI | PJM_ROR | MISO_MI | Internal | Summer | B10 | 1262 | 1305 | 0 | 31.97 | 32.56 | 2 | 0
2015 | PJM_ROR_2_MISO_MI | PJM_ROR | MISO_MI | Internal | Winter | B16 | 25 | 1305 | 0 | 50.68 | 48.67 | 2 | 0
2015 | PJM_ROR_2_MISO_MI | PJM_ROR | MISO_MI | Internal | Winter | B17 | 100 | 1305 | 0 | 45.2 | 43.18 | 2 | 0
2015 | PJM_ROR_2_MISO_MI | PJM_ROR | MISO_MI | Internal | Winter | B18 | 400 | 1305 | 0 | 40.96 | 38.96 | 2 | 0
2015 | PJM_ROR_2_MISO_MI | PJM_ROR | MISO_MI | Internal | Winter | B19 | 700 | 1305 | 0 | 38.9 | 36.91 | 2 | 0
2015 | PJM_ROR_2_MISO_MI | PJM_ROR | MISO_MI | Internal | Winter | B20 | 935 | 1305 | 0 | 34.14 | 33.18 | 2 | 0
2015 | PJM_ROR_2_MISO_MO-IL | PJM_ROR | MISO_MO-IL | Internal | Shoulder | B11 | 25 | 1111 | 0 | 48.12 | 47.93 | 2 | 0
2015 | PJM_ROR_2_MISO_MO-IL | PJM_ROR | MISO_MO-IL | Internal | Shoulder | B12 | 200 | 1111 | 0 | 42.63 | 40.63 | 2 | 0
2015 | PJM_ROR_2_MISO_MO-IL | PJM_ROR | MISO_MO-IL | Internal | Shoulder | B13 | 600 | 1111 | 0 | 39.96 | 37.95 | 2 | 0
2015 | PJM_ROR_2_MISO_MO-IL | PJM_ROR | MISO_MO-IL | Internal | Shoulder | B14 | 900 | 1111 | 0 | 37.91 | 35.9 | 2 | 0
2015 | PJM_ROR_2_MISO_MO-IL | PJM_ROR | MISO_MO-IL | Internal | Shoulder | B15 | 1203 | 1111 | 0 | 35.25 | 33.25 | 2 | 0
2015 | PJM_ROR_2_MISO_MO-IL | PJM_ROR | MISO_MO-IL | Internal | Summer | B1 | 10 | 1111 | 0 | 62.8 | 60.8 | 2 | 0
2015 | PJM_ROR_2_MISO_MO-IL | PJM_ROR | MISO_MO-IL | Internal | Summer | B2 | 25 | 1111 | 0 | 61.29 | 59.29 | 2 | 0
2015 | PJM_ROR_2_MISO_MO-IL | PJM_ROR | MISO_MO-IL | Internal | Summer | B3 | 75 | 1111 | 0 | 58.29 | 57.08 | 2 | 0
2015 | PJM_ROR_2_MISO_MO-IL | PJM_ROR | MISO_MO-IL | Internal | Summer | B4 | 100 | 1111 | 0 | 57.57 | 55.57 | 2 | 0
2015 | PJM_ROR_2_MISO_MO-IL | PJM_ROR | MISO_MO-IL | Internal | Summer | B5 | 200 | 1111 | 0 | 50.52 | 48.52 | 2 | 0
2015 | PJM_ROR_2_MISO_MO-IL | PJM_ROR | MISO_MO-IL | Internal | Summer | B6 | 300 | 1111 | 0 | 45 | 42.99 | 2 | 0
2015 | PJM_ROR_2_MISO_MO-IL | PJM_ROR | MISO_MO-IL | Internal | Summer | B7 | 400 | 1111 | 0 | 38.53 | 36.51 | 2 | 0
2015 | PJM_ROR_2_MISO_MO-IL | PJM_ROR | MISO_MO-IL | Internal | Summer | B8 | 500 | 1111 | 0 | 36.57 | 34.55 | 2 | 0
2015 | PJM_ROR_2_MISO_MO-IL | PJM_ROR | MISO_MO-IL | Internal | Summer | B9 | 800 | 1111 | 0 | 35.39 | 33.39 | 2 | 0
2015 | PJM_ROR_2_MISO_MO-IL | PJM_ROR | MISO_MO-IL | Internal | Summer | B10 | 1262 | 1111 | 0 | 31.97 | 29.97 | 2 | 0
2015 | PJM_ROR_2_MISO_MO-IL | PJM_ROR | MISO_MO-IL | Internal | Winter | B16 | 25 | 1111 | 0 | 50.68 | 48.68 | 2 | 0
2015 | PJM_ROR_2_MISO_MO-IL | PJM_ROR | MISO_MO-IL | Internal | Winter | B17 | 100 | 1111 | 0 | 45.2 | 43.18 | 2 | 0
2015 | PJM_ROR_2_MISO_MO-IL | PJM_ROR | MISO_MO-IL | Internal | Winter | B18 | 400 | 1111 | 0 | 40.96 | 38.95 | 2 | 0
2015 | PJM_ROR_2_MISO_MO-IL | PJM_ROR | MISO_MO-IL | Internal | Winter | B19 | 700 | 1111 | 0 | 38.9 | 36.89 | 2 | 0
2015 | PJM_ROR_2_MISO_MO-IL | PJM_ROR | MISO_MO-IL | Internal | Winter | B20 | 935 | 1111 | 0 | 34.14 | 32.17 | 2 | 0
2015 | PJM_ROR_2_MISO_W | PJM_ROR | MISO_W | Internal | Shoulder | B11 | 25 | 709 | 0 | 48.12 | 47.93 | 2 | 0
2015 | PJM_ROR_2_MISO_W | PJM_ROR | MISO_W | Internal | Shoulder | B12 | 200 | 709 | 0 | 42.63 | 40.63 | 2 | 0
2015 | PJM_ROR_2_MISO_W | PJM_ROR | MISO_W | Internal | Shoulder | B13 | 600 | 709 | 0 | 39.96 | 37.96 | 2 | 0
2015 | PJM_ROR_2_MISO_W | PJM_ROR | MISO_W | Internal | Shoulder | B14 | 900 | 709 | 0 | 37.91 | 35.91 | 2 | 0
2015 | PJM_ROR_2_MISO_W | PJM_ROR | MISO_W | Internal | Shoulder | B15 | 1203 | 709 | 0 | 35.25 | 33.78 | 2 | 0
2015 | PJM_ROR_2_MISO_W | PJM_ROR | MISO_W | Internal | Summer | B1 | 10 | 709 | 0 | 62.8 | 60.79 | 2 | 0
2015 | PJM_ROR_2_MISO_W | PJM_ROR | MISO_W | Internal | Summer | B2 | 25 | 709 | 0 | 61.29 | 59.29 | 2 | 0
2015 | PJM_ROR_2_MISO_W | PJM_ROR | MISO_W | Internal | Summer | B3 | 75 | 709 | 0 | 58.29 | 58.83 | 2 | 0
2015 | PJM_ROR_2_MISO_W | PJM_ROR | MISO_W | Internal | Summer | B4 | 100 | 709 | 0 | 57.57 | 58.02 | 2 | 0
2015 | PJM_ROR_2_MISO_W | PJM_ROR | MISO_W | Internal | Summer | B5 | 200 | 709 | 0 | 50.52 | 48.53 | 2 | 0
2015 | PJM_ROR_2_MISO_W | PJM_ROR | MISO_W | Internal | Summer | B6 | 300 | 709 | 0 | 45 | 43.99 | 2 | 0
2015 | PJM_ROR_2_MISO_W | PJM_ROR | MISO_W | Internal | Summer | B7 | 400 | 709 | 0 | 38.53 | 36.53 | 2 | 0
2015 | PJM_ROR_2_MISO_W | PJM_ROR | MISO_W | Internal | Summer | B8 | 500 | 709 | 0 | 36.57 | 34.56 | 2 | 0
2015 | PJM_ROR_2_MISO_W | PJM_ROR | MISO_W | Internal | Summer | B9 | 800 | 709 | 0 | 35.39 | 33.53 | 2 | 0
2015 | PJM_ROR_2_MISO_W | PJM_ROR | MISO_W | Internal | Summer | B10 | 1262 | 709 | 0 | 31.97 | 29.98 | 2 | 0
2015 | PJM_ROR_2_MISO_W | PJM_ROR | MISO_W | Internal | Winter | B16 | 25 | 709 | 0 | 50.68 | 48.67 | 2 | 0
2015 | PJM_ROR_2_MISO_W | PJM_ROR | MISO_W | Internal | Winter | B17 | 100 | 709 | 0 | 45.2 | 43.17 | 2 | 0
2015 | PJM_ROR_2_MISO_W | PJM_ROR | MISO_W | Internal | Winter | B18 | 400 | 709 | 0 | 40.96 | 38.96 | 2 | 0
2015 | PJM_ROR_2_MISO_W | PJM_ROR | MISO_W | Internal | Winter | B19 | 700 | 709 | 0 | 38.9 | 37.56 | 2 | 0
2015 | PJM_ROR_2_MISO_W | PJM_ROR | MISO_W | Internal | Winter | B20 | 935 | 709 | 0 | 34.14 | 32.19 | 2 | 0
2015 | PJM_ROR_2_MISO_WUMS | PJM_ROR | MISO_WUMS | Internal | Shoulder | B11 | 25 | 1467 | 0 | 48.12 | 47.94 | 2 | 0
2015 | PJM_ROR_2_MISO_WUMS | PJM_ROR | MISO_WUMS | Internal | Shoulder | B12 | 200 | 1467 | 0 | 42.63 | 40.64 | 2 | 0
2015 | PJM_ROR_2_MISO_WUMS | PJM_ROR | MISO_WUMS | Internal | Shoulder | B13 | 600 | 1467 | 0 | 39.96 | 37.97 | 2 | 0
2015 | PJM_ROR_2_MISO_WUMS | PJM_ROR | MISO_WUMS | Internal | Shoulder | B14 | 900 | 1467 | 0 | 37.91 | 35.93 | 2 | 0
2015 | PJM_ROR_2_MISO_WUMS | PJM_ROR | MISO_WUMS | Internal | Shoulder | B15 | 1203 | 1467 | 0 | 35.25 | 34.32 | 2 | 0
2015 | PJM_ROR_2_MISO_WUMS | PJM_ROR | MISO_WUMS | Internal | Summer | B1 | 10 | 1467 | 0 | 62.8 | 60.8 | 2 | 0
2015 | PJM_ROR_2_MISO_WUMS | PJM_ROR | MISO_WUMS | Internal | Summer | B2 | 25 | 1467 | 0 | 61.29 | 59.3 | 2 | 0
2015 | PJM_ROR_2_MISO_WUMS | PJM_ROR | MISO_WUMS | Internal | Summer | B3 | 75 | 1467 | 0 | 58.29 | 58.84 | 2 | 0
2015 | PJM_ROR_2_MISO_WUMS | PJM_ROR | MISO_WUMS | Internal | Summer | B4 | 100 | 1467 | 0 | 57.57 | 58.01 | 2 | 0
2015 | PJM_ROR_2_MISO_WUMS | PJM_ROR | MISO_WUMS | Internal | Summer | B5 | 200 | 1467 | 0 | 50.52 | 48.52 | 2 | 0
2015 | PJM_ROR_2_MISO_WUMS | PJM_ROR | MISO_WUMS | Internal | Summer | B6 | 300 | 1467 | 0 | 45 | 43.97 | 2 | 0
2015 | PJM_ROR_2_MISO_WUMS | PJM_ROR | MISO_WUMS | Internal | Summer | B7 | 400 | 1467 | 0 | 38.53 | 36.55 | 2 | 0
2015 | PJM_ROR_2_MISO_WUMS | PJM_ROR | MISO_WUMS | Internal | Summer | B8 | 500 | 1467 | 0 | 36.57 | 34.57 | 2 | 0
2015 | PJM_ROR_2_MISO_WUMS | PJM_ROR | MISO_WUMS | Internal | Summer | B9 | 800 | 1467 | 0 | 35.39 | 33.55 | 2 | 0
2015 | PJM_ROR_2_MISO_WUMS | PJM_ROR | MISO_WUMS | Internal | Summer | B10 | 1262 | 1467 | 0 | 31.97 | 32.57 | 2 | 0
2015 | PJM_ROR_2_MISO_WUMS | PJM_ROR | MISO_WUMS | Internal | Winter | B16 | 25 | 1467 | 0 | 50.68 | 48.68 | 2 | 0
2015 | PJM_ROR_2_MISO_WUMS | PJM_ROR | MISO_WUMS | Internal | Winter | B17 | 100 | 1467 | 0 | 45.2 | 43.18 | 2 | 0
2015 | PJM_ROR_2_MISO_WUMS | PJM_ROR | MISO_WUMS | Internal | Winter | B18 | 400 | 1467 | 0 | 40.96 | 38.97 | 2 | 0
2015 | PJM_ROR_2_MISO_WUMS | PJM_ROR | MISO_WUMS | Internal | Winter | B19 | 700 | 1467 | 0 | 38.9 | 37.55 | 2 | 0
2015 | PJM_ROR_2_MISO_WUMS | PJM_ROR | MISO_WUMS | Internal | Winter | B20 | 935 | 1467 | 0 | 34.14 | 33.2 | 2 | 0
2015 | PJM_ROR_2_PJM_ROM | PJM_ROR | PJM_ROM | Internal | Shoulder | B11 | 25 | 8000 | 572.71 | 48.12 | 48.13 | 0.01 | 0
2015 | PJM_ROR_2_PJM_ROM | PJM_ROR | PJM_ROM | Internal | Shoulder | B12 | 200 | 8000 | 4600.26 | 42.63 | 42.64 | 0.01 | 0
2015 | PJM_ROR_2_PJM_ROM | PJM_ROR | PJM_ROM | Internal | Shoulder | B13 | 600 | 8000 | 6329.32 | 39.96 | 39.97 | 0.01 | 0
2015 | PJM_ROR_2_PJM_ROM | PJM_ROR | PJM_ROM | Internal | Shoulder | B14 | 900 | 8000 | 8000 | 37.91 | 39.3 | 0.01 | 1.37
2015 | PJM_ROR_2_PJM_ROM | PJM_ROR | PJM_ROM | Internal | Shoulder | B15 | 1203 | 8000 | 8000 | 35.25 | 36.43 | 0.01 | 1.16
2015 | PJM_ROR_2_PJM_ROM | PJM_ROR | PJM_ROM | Internal | Summer | B1 | 10 | 8000 | 6226.69 | 62.8 | 62.81 | 0.01 | 0
2015 | PJM_ROR_2_PJM_ROM | PJM_ROR | PJM_ROM | Internal | Summer | B2 | 25 | 8000 | 6040.39 | 61.29 | 61.3 | 0.01 | 0
2015 | PJM_ROR_2_PJM_ROM | PJM_ROR | PJM_ROM | Internal | Summer | B3 | 75 | 8000 | 1379.31 | 58.29 | 58.3 | 0.01 | 0
2015 | PJM_ROR_2_PJM_ROM | PJM_ROR | PJM_ROM | Internal | Summer | B4 | 100 | 8000 | 0 | 57.57 | 57.56 | 0.01 | 0
2015 | PJM_ROR_2_PJM_ROM | PJM_ROR | PJM_ROM | Internal | Summer | B5 | 200 | 8000 | 2979.06 | 50.52 | 50.53 | 0.01 | 0
2015 | PJM_ROR_2_PJM_ROM | PJM_ROR | PJM_ROM | Internal | Summer | B6 | 300 | 8000 | 3059.77 | 45 | 45.01 | 0.01 | 0
2015 | PJM_ROR_2_PJM_ROM | PJM_ROR | PJM_ROM | Internal | Summer | B7 | 400 | 8000 | 4810.3 | 38.53 | 38.55 | 0.01 | 0
2015 | PJM_ROR_2_PJM_ROM | PJM_ROR | PJM_ROM | Internal | Summer | B8 | 500 | 8000 | 8000 | 36.57 | 37.2 | 0.01 | 0.62
2015 | PJM_ROR_2_PJM_ROM | PJM_ROR | PJM_ROM | Internal | Summer | B9 | 800 | 8000 | 7426.35 | 35.39 | 35.4 | 0.01 | 0
2015 | PJM_ROR_2_PJM_ROM | PJM_ROR | PJM_ROM | Internal | Summer | B10 | 1262 | 8000 | 8000 | 31.97 | 34.55 | 0.01 | 2.57
2015 | PJM_ROR_2_PJM_ROM | PJM_ROR | PJM_ROM | Internal | Winter | B16 | 25 | 8000 | 5506.46 | 50.68 | 50.69 | 0.01 | 0
2015 | PJM_ROR_2_PJM_ROM | PJM_ROR | PJM_ROM | Internal | Winter | B17 | 100 | 8000 | 7358.82 | 45.2 | 45.21 | 0.01 | 0
2015 | PJM_ROR_2_PJM_ROM | PJM_ROR | PJM_ROM | Internal | Winter | B18 | 400 | 8000 | 8000 | 40.96 | 44.02 | 0.01 | 3.05
2015 | PJM_ROR_2_PJM_ROM | PJM_ROR | PJM_ROM | Internal | Winter | B19 | 700 | 8000 | 8000 | 38.9 | 42.12 | 0.01 | 3.21
2015 | PJM_ROR_2_PJM_ROM | PJM_ROR | PJM_ROM | Internal | Winter | B20 | 935 | 8000 | 8000 | 34.14 | 36.73 | 0.01 | 2.58
2015 | PJM_ROR_2_TVA_Transmission | PJM_ROR | TVA_Transmission | Internal | Shoulder | B11 | 25 | 2500 | 1029.26 | 48.12 | 54.12 | 6 | 0
2015 | PJM_ROR_2_TVA_Transmission | PJM_ROR | TVA_Transmission | Internal | Shoulder | B12 | 200 | 2500 | 0 | 42.63 | 44.39 | 6 | 0
2015 | PJM_ROR_2_TVA_Transmission | PJM_ROR | TVA_Transmission | Internal | Shoulder | B13 | 600 | 2500 | 0 | 39.96 | 42.38 | 6 | 0
2015 | PJM_ROR_2_TVA_Transmission | PJM_ROR | TVA_Transmission | Internal | Shoulder | B14 | 900 | 2500 | 0 | 37.91 | 40.93 | 6 | 0
2015 | PJM_ROR_2_TVA_Transmission | PJM_ROR | TVA_Transmission | Internal | Shoulder | B15 | 1203 | 2500 | 0 | 35.25 | 39.91 | 6 | 0
2015 | PJM_ROR_2_TVA_Transmission | PJM_ROR | TVA_Transmission | Internal | Summer | B1 | 10 | 2500 | 354.67 | 62.8 | 68.8 | 6 | 0
2015 | PJM_ROR_2_TVA_Transmission | PJM_ROR | TVA_Transmission | Internal | Summer | B2 | 25 | 2500 | 385.67 | 61.29 | 67.29 | 6 | 0
2015 | PJM_ROR_2_TVA_Transmission | PJM_ROR | TVA_Transmission | Internal | Summer | B3 | 75 | 2500 | 1506.02 | 58.29 | 64.29 | 6 | 0
2015 | PJM_ROR_2_TVA_Transmission | PJM_ROR | TVA_Transmission | Internal | Summer | B4 | 100 | 2500 | 751.18 | 57.57 | 63.57 | 6 | 0
2015 | PJM_ROR_2_TVA_Transmission | PJM_ROR | TVA_Transmission | Internal | Summer | B5 | 200 | 2500 | 0 | 50.52 | 54.82 | 6 | 0
2015 | PJM_ROR_2_TVA_Transmission | PJM_ROR | TVA_Transmission | Internal | Summer | B6 | 300 | 2500 | 0 | 45 | 47.76 | 6 | 0
2015 | PJM_ROR_2_TVA_Transmission | PJM_ROR | TVA_Transmission | Internal | Summer | B7 | 400 | 2500 | 0 | 38.53 | 43.25 | 6 | 0
2015 | PJM_ROR_2_TVA_Transmission | PJM_ROR | TVA_Transmission | Internal | Summer | B8 | 500 | 2500 | 0 | 36.57 | 39.7 | 6 | 0
2015 | PJM_ROR_2_TVA_Transmission | PJM_ROR | TVA_Transmission | Internal | Summer | B9 | 800 | 2500 | 0 | 35.39 | 39.06 | 6 | 0
2015 | PJM_ROR_2_TVA_Transmission | PJM_ROR | TVA_Transmission | Internal | Summer | B10 | 1262 | 2500 | 0 | 31.97 | 36.42 | 6 | 0
2015 | PJM_ROR_2_TVA_Transmission | PJM_ROR | TVA_Transmission | Internal | Winter | B16 | 25 | 2500 | 55.07 | 50.68 | 56.68 | 6 | 0
2015 | PJM_ROR_2_TVA_Transmission | PJM_ROR | TVA_Transmission | Internal | Winter | B17 | 100 | 2500 | 0 | 45.2 | 46.83 | 6 | 0
2015 | PJM_ROR_2_TVA_Transmission | PJM_ROR | TVA_Transmission | Internal | Winter | B18 | 400 | 2500 | 0 | 40.96 | 43.25 | 6 | 0
2015 | PJM_ROR_2_TVA_Transmission | PJM_ROR | TVA_Transmission | Internal | Winter | B19 | 700 | 2500 | 0 | 38.9 | 41.26 | 6 | 0
2015 | PJM_ROR_2_TVA_Transmission | PJM_ROR | TVA_Transmission | Internal | Winter | B20 | 935 | 2500 | 0 | 34.14 | 39.56 | 6 | 0
2015 | PJM_ROR_2_VACAR | PJM_ROR | VACAR | Internal | Shoulder | B11 | 25 | 3000 | 3000 | 48.12 | 59.27 | 6 | 5.15
2015 | PJM_ROR_2_VACAR | PJM_ROR | VACAR | Internal | Shoulder | B12 | 200 | 3000 | 2770.03 | 42.63 | 48.63 | 6 | 0
2015 | PJM_ROR_2_VACAR | PJM_ROR | VACAR | Internal | Shoulder | B13 | 600 | 3000 | 2695.37 | 39.96 | 45.96 | 6 | 0
2015 | PJM_ROR_2_VACAR | PJM_ROR | VACAR | Internal | Shoulder | B14 | 900 | 3000 | 3000 | 37.91 | 45.66 | 6 | 1.74
2015 | PJM_ROR_2_VACAR | PJM_ROR | VACAR | Internal | Shoulder | B15 | 1203 | 3000 | 3000 | 35.25 | 42.67 | 6 | 1.42
2015 | PJM_ROR_2_VACAR | PJM_ROR | VACAR | Internal | Summer | B1 | 10 | 3000 | 3000 | 62.8 | 69.73 | 6 | 0.93
2015 | PJM_ROR_2_VACAR | PJM_ROR | VACAR | Internal | Summer | B2 | 25 | 3000 | 3000 | 61.29 | 69.73 | 6 | 2.44
2015 | PJM_ROR_2_VACAR | PJM_ROR | VACAR | Internal | Summer | B3 | 75 | 3000 | 3000 | 58.29 | 69.73 | 6 | 5.44
2015 | PJM_ROR_2_VACAR | PJM_ROR | VACAR | Internal | Summer | B4 | 100 | 3000 | 3000 | 57.57 | 68.59 | 6 | 5.02
2015 | PJM_ROR_2_VACAR | PJM_ROR | VACAR | Internal | Summer | B5 | 200 | 3000 | 3000 | 50.52 | 57.65 | 6 | 1.13
2015 | PJM_ROR_2_VACAR | PJM_ROR | VACAR | Internal | Summer | B6 | 300 | 3000 | 2976.76 | 45 | 51 | 6 | 0
2015 | PJM_ROR_2_VACAR | PJM_ROR | VACAR | Internal | Summer | B7 | 400 | 3000 | 3000 | 38.53 | 46.96 | 6 | 2.43
2015 | PJM_ROR_2_VACAR | PJM_ROR | VACAR | Internal | Summer | B8 | 500 | 3000 | 3000 | 36.57 | 43.81 | 6 | 1.24
2015 | PJM_ROR_2_VACAR | PJM_ROR | VACAR | Internal | Summer | B9 | 800 | 3000 | 3000 | 35.39 | 42.28 | 6 | 0.89
2015 | PJM_ROR_2_VACAR | PJM_ROR | VACAR | Internal | Summer | B10 | 1262 | 3000 | 3000 | 31.97 | 41.46 | 6 | 3.49
2015 | PJM_ROR_2_VACAR | PJM_ROR | VACAR | Internal | Winter | B16 | 25 | 3000 | 3000 | 50.68 | 65.68 | 6 | 9
2015 | PJM_ROR_2_VACAR | PJM_ROR | VACAR | Internal | Winter | B17 | 100 | 3000 | 1493.62 | 45.2 | 51.2 | 6 | 0
2015 | PJM_ROR_2_VACAR | PJM_ROR | VACAR | Internal | Winter | B18 | 400 | 3000 | 1052.76 | 40.96 | 46.96 | 6 | 0
2015 | PJM_ROR_2_VACAR | PJM_ROR | VACAR | Internal | Winter | B19 | 700 | 3000 | 1823.85 | 38.9 | 44.9 | 6 | 0
2015 | PJM_ROR_2_VACAR | PJM_ROR | VACAR | Internal | Winter | B20 | 935 | 3000 | 3000 | 34.14 | 42.66 | 6 | 2.52
2015 | PJM_ROM_2_NYISO_A-F | PJM_ROM | NYISO_A-F | Internal | Shoulder | B11 | 25 | 2000 | 0 | 48.13 | 40.13 | 6 | 0
2015 | PJM_ROM_2_NYISO_A-F | PJM_ROM | NYISO_A-F | Internal | Shoulder | B12 | 200 | 2000 | 0 | 42.64 | 39.9 | 6 | 0
2015 | PJM_ROM_2_NYISO_A-F | PJM_ROM | NYISO_A-F | Internal | Shoulder | B13 | 600 | 2000 | 0 | 39.97 | 39.87 | 6 | 0
2015 | PJM_ROM_2_NYISO_A-F | PJM_ROM | NYISO_A-F | Internal | Shoulder | B14 | 900 | 2000 | 0 | 39.3 | 38.05 | 6 | 0
2015 | PJM_ROM_2_NYISO_A-F | PJM_ROM | NYISO_A-F | Internal | Shoulder | B15 | 1203 | 2000 | 0 | 36.43 | 38.05 | 6 | 0
2015 | PJM_ROM_2_NYISO_A-F | PJM_ROM | NYISO_A-F | Internal | Summer | B1 | 10 | 2000 | 0 | 62.81 | 54.81 | 6 | 0
2015 | PJM_ROM_2_NYISO_A-F | PJM_ROM | NYISO_A-F | Internal | Summer | B2 | 25 | 2000 | 0 | 61.3 | 53.3 | 6 | 0
2015 | PJM_ROM_2_NYISO_A-F | PJM_ROM | NYISO_A-F | Internal | Summer | B3 | 75 | 2000 | 0 | 58.3 | 50.3 | 6 | 0
2015 | PJM_ROM_2_NYISO_A-F | PJM_ROM | NYISO_A-F | Internal | Summer | B4 | 100 | 2000 | 0 | 57.56 | 46.05 | 6 | 0
2015 | PJM_ROM_2_NYISO_A-F | PJM_ROM | NYISO_A-F | Internal | Summer | B5 | 200 | 2000 | 0 | 50.53 | 42.53 | 6 | 0
2015 | PJM_ROM_2_NYISO_A-F | PJM_ROM | NYISO_A-F | Internal | Summer | B6 | 300 | 2000 | 0 | 45.01 | 42.33 | 6 | 0
2015 | PJM_ROM_2_NYISO_A-F | PJM_ROM | NYISO_A-F | Internal | Summer | B7 | 400 | 2000 | 0 | 38.55 | 37.27 | 6 | 0
2015 | PJM_ROM_2_NYISO_A-F | PJM_ROM | NYISO_A-F | Internal | Summer | B8 | 500 | 2000 | 0 | 37.2 | 37.19 | 6 | 0
2015 | PJM_ROM_2_NYISO_A-F | PJM_ROM | NYISO_A-F | Internal | Summer | B9 | 800 | 2000 | 0 | 35.4 | 37.18 | 6 | 0
2015 | PJM_ROM_2_NYISO_A-F | PJM_ROM | NYISO_A-F | Internal | Summer | B10 | 1262 | 2000 | 0 | 34.55 | 37.18 | 6 | 0
2015 | PJM_ROM_2_NYISO_A-F | PJM_ROM | NYISO_A-F | Internal | Winter | B16 | 25 | 2000 | 0 | 50.69 | 45.52 | 6 | 0
2015 | PJM_ROM_2_NYISO_A-F | PJM_ROM | NYISO_A-F | Internal | Winter | B17 | 100 | 2000 | 0 | 45.21 | 42.55 | 6 | 0
2015 | PJM_ROM_2_NYISO_A-F | PJM_ROM | NYISO_A-F | Internal | Winter | B18 | 400 | 2000 | 0 | 44.02 | 42.55 | 6 | 0
2015 | PJM_ROM_2_NYISO_A-F | PJM_ROM | NYISO_A-F | Internal | Winter | B19 | 700 | 2000 | 0 | 42.12 | 42.55 | 6 | 0
2015 | PJM_ROM_2_NYISO_A-F | PJM_ROM | NYISO_A-F | Internal | Winter | B20 | 935 | 2000 | 0 | 36.73 | 42.55 | 6 | 0
2015 | PJM_ROM_2_PJM_E | PJM_ROM | PJM_E | Internal | Shoulder | B11 | 25 | 8000 | 0 | 48.13 | 48.12 | 0.01 | 0
2015 | PJM_ROM_2_PJM_E | PJM_ROM | PJM_E | Internal | Shoulder | B12 | 200 | 8000 | 839.64 | 42.64 | 42.66 | 0.01 | 0
2015 | PJM_ROM_2_PJM_E | PJM_ROM | PJM_E | Internal | Shoulder | B13 | 600 | 8000 | 3451.04 | 39.97 | 39.98 | 0.01 | 0
2015 | PJM_ROM_2_PJM_E | PJM_ROM | PJM_E | Internal | Shoulder | B14 | 900 | 8000 | 3157.03 | 39.3 | 39.31 | 0.01 | 0
2015 | PJM_ROM_2_PJM_E | PJM_ROM | PJM_E | Internal | Shoulder | B15 | 1203 | 8000 | 4381.69 | 36.43 | 36.44 | 0.01 | 0
2015 | PJM_ROM_2_PJM_E | PJM_ROM | PJM_E | Internal | Summer | B1 | 10 | 8000 | 4481.34 | 62.81 | 62.82 | 0.01 | 0
2015 | PJM_ROM_2_PJM_E | PJM_ROM | PJM_E | Internal | Summer | B2 | 25 | 8000 | 5010.93 | 61.3 | 61.31 | 0.01 | 0
2015 | PJM_ROM_2_PJM_E | PJM_ROM | PJM_E | Internal | Summer | B3 | 75 | 8000 | 2015.83 | 58.3 | 58.31 | 0.01 | 0
2015 | PJM_ROM_2_PJM_E | PJM_ROM | PJM_E | Internal | Summer | B4 | 100 | 8000 | 0 | 57.56 | 57.55 | 0.01 | 0
2015 | PJM_ROM_2_PJM_E | PJM_ROM | PJM_E | Internal | Summer | B5 | 200 | 8000 | 1476.96 | 50.53 | 50.54 | 0.01 | 0
2015 | PJM_ROM_2_PJM_E | PJM_ROM | PJM_E | Internal | Summer | B6 | 300 | 8000 | 984.37 | 45.01 | 45.02 | 0.01 | 0
2015 | PJM_ROM_2_PJM_E | PJM_ROM | PJM_E | Internal | Summer | B7 | 400 | 8000 | 2303.05 | 38.55 | 38.56 | 0.01 | 0
2015 | PJM_ROM_2_PJM_E | PJM_ROM | PJM_E | Internal | Summer | B8 | 500 | 8000 | 4125.72 | 37.2 | 37.21 | 0.01 | 0
2015 | PJM_ROM_2_PJM_E | PJM_ROM | PJM_E | Internal | Summer | B9 | 800 | 8000 | 2593.27 | 35.4 | 35.41 | 0.01 | 0
2015 | PJM_ROM_2_PJM_E | PJM_ROM | PJM_E | Internal | Summer | B10 | 1262 | 8000 | 3835.65 | 34.55 | 34.56 | 0.01 | 0
2015 | PJM_ROM_2_PJM_E | PJM_ROM | PJM_E | Internal | Winter | B16 | 25 | 8000 | 1268.74 | 50.69 | 50.7 | 0.01 | 0
2015 | PJM_ROM_2_PJM_E | PJM_ROM | PJM_E | Internal | Winter | B17 | 100 | 8000 | 3332.55 | 45.21 | 45.22 | 0.01 | 0
2015 | PJM_ROM_2_PJM_E | PJM_ROM | PJM_E | Internal | Winter | B18 | 400 | 8000 | 4669.03 | 44.02 | 44.03 | 0.01 | 0
2015 | PJM_ROM_2_PJM_E | PJM_ROM | PJM_E | Internal | Winter | B19 | 700 | 8000 | 4035.95 | 42.12 | 42.13 | 0.01 | 0
2015 | PJM_ROM_2_PJM_E | PJM_ROM | PJM_E | Internal | Winter | B20 | 935 | 8000 | 4403.54 | 36.73 | 36.74 | 0.01 | 0
2015 | PJM_ROM_2_PJM_ROR | PJM_ROM | PJM_ROR | Internal | Shoulder | B11 | 25 | 8000 | 0 | 48.13 | 48.12 | 0.01 | 0
2015 | PJM_ROM_2_PJM_ROR | PJM_ROM | PJM_ROR | Internal | Shoulder | B12 | 200 | 8000 | 0 | 42.64 | 42.63 | 0.01 | 0
2015 | PJM_ROM_2_PJM_ROR | PJM_ROM | PJM_ROR | Internal | Shoulder | B13 | 600 | 8000 | 0 | 39.97 | 39.96 | 0.01 | 0
2015 | PJM_ROM_2_PJM_ROR | PJM_ROM | PJM_ROR | Internal | Shoulder | B14 | 900 | 8000 | 0 | 39.3 | 37.91 | 0.01 | 0
2015 | PJM_ROM_2_PJM_ROR | PJM_ROM | PJM_ROR | Internal | Shoulder | B15 | 1203 | 8000 | 0 | 36.43 | 35.25 | 0.01 | 0
2015 | PJM_ROM_2_PJM_ROR | PJM_ROM | PJM_ROR | Internal | Summer | B1 | 10 | 8000 | 0 | 62.81 | 62.8 | 0.01 | 0
2015 | PJM_ROM_2_PJM_ROR | PJM_ROM | PJM_ROR | Internal | Summer | B2 | 25 | 8000 | 0 | 61.3 | 61.29 | 0.01 | 0
2015 | PJM_ROM_2_PJM_ROR | PJM_ROM | PJM_ROR | Internal | Summer | B3 | 75 | 8000 | 0 | 58.3 | 58.29 | 0.01 | 0
2015 | PJM_ROM_2_PJM_ROR | PJM_ROM | PJM_ROR | Internal | Summer | B4 | 100 | 8000 | 2098.08 | 57.56 | 57.57 | 0.01 | 0
2015 | PJM_ROM_2_PJM_ROR | PJM_ROM | PJM_ROR | Internal | Summer | B5 | 200 | 8000 | 0 | 50.53 | 50.52 | 0.01 | 0
2015 | PJM_ROM_2_PJM_ROR | PJM_ROM | PJM_ROR | Internal | Summer | B6 | 300 | 8000 | 0 | 45.01 | 45 | 0.01 | 0
2015 | PJM_ROM_2_PJM_ROR | PJM_ROM | PJM_ROR | Internal | Summer | B7 | 400 | 8000 | 0 | 38.55 | 38.53 | 0.01 | 0
2015 | PJM_ROM_2_PJM_ROR | PJM_ROM | PJM_ROR | Internal | Summer | B8 | 500 | 8000 | 0 | 37.2 | 36.57 | 0.01 | 0
2015 | PJM_ROM_2_PJM_ROR | PJM_ROM | PJM_ROR | Internal | Summer | B9 | 800 | 8000 | 0 | 35.4 | 35.39 | 0.01 | 0
2015 | PJM_ROM_2_PJM_ROR | PJM_ROM | PJM_ROR | Internal | Summer | B10 | 1262 | 8000 | 0 | 34.55 | 31.97 | 0.01 | 0
2015 | PJM_ROM_2_PJM_ROR | PJM_ROM | PJM_ROR | Internal | Winter | B16 | 25 | 8000 | 0 | 50.69 | 50.68 | 0.01 | 0
2015 | PJM_ROM_2_PJM_ROR | PJM_ROM | PJM_ROR | Internal | Winter | B17 | 100 | 8000 | 0 | 45.21 | 45.2 | 0.01 | 0
2015 | PJM_ROM_2_PJM_ROR | PJM_ROM | PJM_ROR | Internal | Winter | B18 | 400 | 8000 | 0 | 44.02 | 40.96 | 0.01 | 0
2015 | PJM_ROM_2_PJM_ROR | PJM_ROM | PJM_ROR | Internal | Winter | B19 | 700 | 8000 | 0 | 42.12 | 38.9 | 0.01 | 0
2015 | PJM_ROM_2_PJM_ROR | PJM_ROM | PJM_ROR | Internal | Winter | B20 | 935 | 8000 | 0 | 36.73 | 34.14 | 0.01 | 0
2015 | SOCO_2_FRCC | SOCO | FRCC | Internal | Shoulder | B11 | 25 | 3700 | 530.89 | 63.12 | 73.12 | 10 | 0
2015 | SOCO_2_FRCC | SOCO | FRCC | Internal | Shoulder | B12 | 200 | 3700 | 1506.07 | 42.99 | 52.99 | 10 | 0
2015 | SOCO_2_FRCC | SOCO | FRCC | Internal | Shoulder | B13 | 600 | 3700 | 168.7 | 40 | 50 | 10 | 0
2015 | SOCO_2_FRCC | SOCO | FRCC | Internal | Shoulder | B14 | 900 | 3700 | 0 | 40 | 46.3 | 10 | 0
2015 | SOCO_2_FRCC | SOCO | FRCC | Internal | Shoulder | B15 | 1203 | 3700 | 0 | 40 | 44.41 | 10 | 0
2015 | SOCO_2_FRCC | SOCO | FRCC | Internal | Summer | B1 | 10 | 3700 | 0 | 66.43 | 73.02 | 10 | 0
2015 | SOCO_2_FRCC | SOCO | FRCC | Internal | Summer | B2 | 25 | 3700 | 0 | 66.43 | 73.02 | 10 | 0
2015 | SOCO_2_FRCC | SOCO | FRCC | Internal | Summer | B3 | 75 | 3700 | 0 | 66.43 | 73.02 | 10 | 0
2015 | SOCO_2_FRCC | SOCO | FRCC | Internal | Summer | B4 | 100 | 3700 | 0 | 66.43 | 73.02 | 10 | 0
2015 | SOCO_2_FRCC | SOCO | FRCC | Internal | Summer | B5 | 200 | 3700 | 428.87 | 62.02 | 72.02 | 10 | 0
2015 | SOCO_2_FRCC | SOCO | FRCC | Internal | Summer | B6 | 300 | 3700 | 575.83 | 54.15 | 64.15 | 10 | 0
2015 | SOCO_2_FRCC | SOCO | FRCC | Internal | Summer | B7 | 400 | 3700 | 1107.65 | 51.72 | 61.72 | 10 | 0
2015 | SOCO_2_FRCC | SOCO | FRCC | Internal | Summer | B8 | 500 | 3700 | 694.94 | 43.4 | 53.4 | 10 | 0
2015 | SOCO_2_FRCC | SOCO | FRCC | Internal | Summer | B9 | 800 | 3700 | 0 | 38.83 | 46.05 | 10 | 0
2015 | SOCO_2_FRCC | SOCO | FRCC | Internal | Summer | B10 | 1262 | 3700 | 0 | 38.83 | 43.74 | 10 | 0
2015 | SOCO_2_FRCC | SOCO | FRCC | Internal | Winter | B16 | 25 | 3700 | 1986.55 | 61.96 | 71.96 | 10 | 0
2015 | SOCO_2_FRCC | SOCO | FRCC | Internal | Winter | B17 | 100 | 3700 | 1998.67 | 43.89 | 53.89 | 10 | 0
2015 | SOCO_2_FRCC | SOCO | FRCC | Internal | Winter | B18 | 400 | 3700 | 0 | 42.39 | 52.16 | 10 | 0
2015 | SOCO_2_FRCC | SOCO | FRCC | Internal | Winter | B19 | 700 | 3700 | 0 | 42.39 | 48.42 | 10 | 0
2015 | SOCO_2_FRCC | SOCO | FRCC | Internal | Winter | B20 | 935 | 3700 | 0 | 42.39 | 46.43 | 10 | 0
2015 | SOCO_2_VACAR | SOCO | VACAR | Internal | Shoulder | B11 | 25 | 2000 | 0 | 63.12 | 59.27 | 10 | 0
2015 | SOCO_2_VACAR | SOCO | VACAR | Internal | Shoulder | B12 | 200 | 2000 | 0 | 42.99 | 48.63 | 10 | 0
2015 | SOCO_2_VACAR | SOCO | VACAR | Internal | Shoulder | B13 | 600 | 2000 | 0 | 40 | 45.96 | 10 | 0
2015 | SOCO_2_VACAR | SOCO | VACAR | Internal | Shoulder | B14 | 900 | 2000 | 0 | 40 | 45.66 | 10 | 0
2015 | SOCO_2_VACAR | SOCO | VACAR | Internal | Shoulder | B15 | 1203 | 2000 | 0 | 40 | 42.67 | 10 | 0
2015 | SOCO_2_VACAR | SOCO | VACAR | Internal | Summer | B1 | 10 | 2000 | 0 | 66.43 | 69.73 | 10 | 0
2015 | SOCO_2_VACAR | SOCO | VACAR | Internal | Summer | B2 | 25 | 2000 | 0 | 66.43 | 69.73 | 10 | 0
2015 | SOCO_2_VACAR | SOCO | VACAR | Internal | Summer | B3 | 75 | 2000 | 0 | 66.43 | 69.73 | 10 | 0
2015 | SOCO_2_VACAR | SOCO | VACAR | Internal | Summer | B4 | 100 | 2000 | 0 | 66.43 | 68.59 | 10 | 0
2015 | SOCO_2_VACAR | SOCO | VACAR | Internal | Summer | B5 | 200 | 2000 | 0 | 62.02 | 57.65 | 10 | 0
2015 | SOCO_2_VACAR | SOCO | VACAR | Internal | Summer | B6 | 300 | 2000 | 0 | 54.15 | 51 | 10 | 0
2015 | SOCO_2_VACAR | SOCO | VACAR | Internal | Summer | B7 | 400 | 2000 | 0 | 51.72 | 46.96 | 10 | 0
2015 | SOCO_2_VACAR | SOCO | VACAR | Internal | Summer | B8 | 500 | 2000 | 0 | 43.4 | 43.81 | 10 | 0
2015 | SOCO_2_VACAR | SOCO | VACAR | Internal | Summer | B9 | 800 | 2000 | 0 | 38.83 | 42.28 | 10 | 0
2015 | SOCO_2_VACAR | SOCO | VACAR | Internal | Summer | B10 | 1262 | 2000 | 0 | 38.83 | 41.46 | 10 | 0
2015 | SOCO_2_VACAR | SOCO | VACAR | Internal | Winter | B16 | 25 | 2000 | 0 | 61.96 | 65.68 | 10 | 0
2015 | SOCO_2_VACAR | SOCO | VACAR | Internal | Winter | B17 | 100 | 2000 | 0 | 43.89 | 51.2 | 10 | 0
2015 | SOCO_2_VACAR | SOCO | VACAR | Internal | Winter | B18 | 400 | 2000 | 0 | 42.39 | 46.96 | 10 | 0
2015 | SOCO_2_VACAR | SOCO | VACAR | Internal | Winter | B19 | 700 | 2000 | 0 | 42.39 | 44.9 | 10 | 0
2015 | SOCO_2_VACAR | SOCO | VACAR | Internal | Winter | B20 | 935 | 2000 | 0 | 42.39 | 42.66 | 10 | 0
2015 | SPP_N_2_ENT | SPP_N | ENT | Internal | Shoulder | B11 | 25 | 1800 | 0 | 54.93 | 55.32 | 5 | 0
2015 | SPP_N_2_ENT | SPP_N | ENT | Internal | Shoulder | B12 | 200 | 1800 | 0 | 40.64 | 39.32 | 5 | 0
2015 | SPP_N_2_ENT | SPP_N | ENT | Internal | Shoulder | B13 | 600 | 1800 | 0 | 39.06 | 39.32 | 5 | 0
2015 | SPP_N_2_ENT | SPP_N | ENT | Internal | Shoulder | B14 | 900 | 1800 | 0 | 38.93 | 39.04 | 5 | 0
2015 | SPP_N_2_ENT | SPP_N | ENT | Internal | Shoulder | B15 | 1203 | 1800 | 0 | 37.62 | 37.77 | 5 | 0
2015 | SPP_N_2_ENT | SPP_N | ENT | Internal | Summer | B1 | 10 | 1800 | 0 | 60.8 | 60.8 | 5 | 0
2015 | SPP_N_2_ENT | SPP_N | ENT | Internal | Summer | B2 | 25 | 1800 | 0 | 59.77 | 59.29 | 5 | 0
2015 | SPP_N_2_ENT | SPP_N | ENT | Internal | Summer | B3 | 75 | 1800 | 0 | 59.77 | 58.43 | 5 | 0
2015 | SPP_N_2_ENT | SPP_N | ENT | Internal | Summer | B4 | 100 | 1800 | 0 | 58.03 | 57.64 | 5 | 0
2015 | SPP_N_2_ENT | SPP_N | ENT | Internal | Summer | B5 | 200 | 1800 | 0 | 55.13 | 53.58 | 5 | 0
2015 | SPP_N_2_ENT | SPP_N | ENT | Internal | Summer | B6 | 300 | 1800 | 0 | 50.99 | 46.15 | 5 | 0
2015 | SPP_N_2_ENT | SPP_N | ENT | Internal | Summer | B7 | 400 | 1800 | 0 | 43.53 | 43.72 | 5 | 0
2015 | SPP_N_2_ENT | SPP_N | ENT | Internal | Summer | B8 | 500 | 1800 | 0 | 37.98 | 38.1 | 5 | 0
2015 | SPP_N_2_ENT | SPP_N | ENT | Internal | Summer | B9 | 800 | 1800 | 0 | 36.35 | 37.83 | 5 | 0
2015 | SPP_N_2_ENT | SPP_N | ENT | Internal | Summer | B10 | 1262 | 1800 | 0 | 36.12 | 36.6 | 5 | 0
2015 | SPP_N_2_ENT | SPP_N | ENT | Internal | Winter | B16 | 25 | 1800 | 25.98 | 48.68 | 53.68 | 5 | 0
2015 | SPP_N_2_ENT | SPP_N | ENT | Internal | Winter | B17 | 100 | 1800 | 0 | 41.5 | 41.76 | 5 | 0
2015 | SPP_N_2_ENT | SPP_N | ENT | Internal | Winter | B18 | 400 | 1800 | 0 | 40.09 | 41.46 | 5 | 0
2015 | SPP_N_2_ENT | SPP_N | ENT | Internal | Winter | B19 | 700 | 1800 | 0 | 40.09 | 41.46 | 5 | 0
2015 | SPP_N_2_ENT | SPP_N | ENT | Internal | Winter | B20 | 935 | 1800 | 0 | 39.19 | 40.11 | 5 | 0
2015 | SPP_N_2_MISO_MO-IL | SPP_N | MISO_MO-IL | Internal | Shoulder | B11 | 25 | 2000 | 0 | 54.93 | 47.93 | 5 | 0
2015 | SPP_N_2_MISO_MO-IL | SPP_N | MISO_MO-IL | Internal | Shoulder | B12 | 200 | 2000 | 0 | 40.64 | 40.63 | 5 | 0
2015 | SPP_N_2_MISO_MO-IL | SPP_N | MISO_MO-IL | Internal | Shoulder | B13 | 600 | 2000 | 0 | 39.06 | 37.95 | 5 | 0
2015 | SPP_N_2_MISO_MO-IL | SPP_N | MISO_MO-IL | Internal | Shoulder | B14 | 900 | 2000 | 0 | 38.93 | 35.9 | 5 | 0
2015 | SPP_N_2_MISO_MO-IL | SPP_N | MISO_MO-IL | Internal | Shoulder | B15 | 1203 | 2000 | 0 | 37.62 | 33.25 | 5 | 0
2015 | SPP_N_2_MISO_MO-IL | SPP_N | MISO_MO-IL | Internal | Summer | B1 | 10 | 2000 | 0 | 60.8 | 60.8 | 5 | 0
2015 | SPP_N_2_MISO_MO-IL | SPP_N | MISO_MO-IL | Internal | Summer | B2 | 25 | 2000 | 0 | 59.77 | 59.29 | 5 | 0
2015 | SPP_N_2_MISO_MO-IL | SPP_N | MISO_MO-IL | Internal | Summer | B3 | 75 | 2000 | 0 | 59.77 | 57.08 | 5 | 0
2015 | SPP_N_2_MISO_MO-IL | SPP_N | MISO_MO-IL | Internal | Summer | B4 | 100 | 2000 | 0 | 58.03 | 55.57 | 5 | 0
2015 | SPP_N_2_MISO_MO-IL | SPP_N | MISO_MO-IL | Internal | Summer | B5 | 200 | 2000 | 0 | 55.13 | 48.52 | 5 | 0
2015 | SPP_N_2_MISO_MO-IL | SPP_N | MISO_MO-IL | Internal | Summer | B6 | 300 | 2000 | 0 | 50.99 | 42.99 | 5 | 0
2015 | SPP_N_2_MISO_MO-IL | SPP_N | MISO_MO-IL | Internal | Summer | B7 | 400 | 2000 | 0 | 43.53 | 36.51 | 5 | 0
2015 | SPP_N_2_MISO_MO-IL | SPP_N | MISO_MO-IL | Internal | Summer | B8 | 500 | 2000 | 0 | 37.98 | 34.55 | 5 | 0
2015 | SPP_N_2_MISO_MO-IL | SPP_N | MISO_MO-IL | Internal | Summer | B9 | 800 | 2000 | 0 | 36.35 | 33.39 | 5 | 0
2015 | SPP_N_2_MISO_MO-IL | SPP_N | MISO_MO-IL | Internal | Summer | B10 | 1262 | 2000 | 0 | 36.12 | 29.97 | 5 | 0
2015 | SPP_N_2_MISO_MO-IL | SPP_N | MISO_MO-IL | Internal | Winter | B16 | 25 | 2000 | 0 | 48.68 | 48.68 | 5 | 0
2015 | SPP_N_2_MISO_MO-IL | SPP_N | MISO_MO-IL | Internal | Winter | B17 | 100 | 2000 | 0 | 41.5 | 43.18 | 5 | 0
2015 | SPP_N_2_MISO_MO-IL | SPP_N | MISO_MO-IL | Internal | Winter | B18 | 400 | 2000 | 0 | 40.09 | 38.95 | 5 | 0
2015 | SPP_N_2_MISO_MO-IL | SPP_N | MISO_MO-IL | Internal | Winter | B19 | 700 | 2000 | 0 | 40.09 | 36.89 | 5 | 0
2015 | SPP_N_2_MISO_MO-IL | SPP_N | MISO_MO-IL | Internal | Winter | B20 | 935 | 2000 | 0 | 39.19 | 32.17 | 5 | 0
2015 | SPP_N_2_MISO_W | SPP_N | MISO_W | Internal | Shoulder | B11 | 25 | 750 | 0 | 54.93 | 47.93 | 5 | 0
2015 | SPP_N_2_MISO_W | SPP_N | MISO_W | Internal | Shoulder | B12 | 200 | 750 | 0 | 40.64 | 40.63 | 5 | 0
2015 | SPP_N_2_MISO_W | SPP_N | MISO_W | Internal | Shoulder | B13 | 600 | 750 | 0 | 39.06 | 37.96 | 5 | 0
2015 | SPP_N_2_MISO_W | SPP_N | MISO_W | Internal | Shoulder | B14 | 900 | 750 | 0 | 38.93 | 35.91 | 5 | 0
2015 | SPP_N_2_MISO_W | SPP_N | MISO_W | Internal | Shoulder | B15 | 1203 | 750 | 0 | 37.62 | 33.78 | 5 | 0
2015 | SPP_N_2_MISO_W | SPP_N | MISO_W | Internal | Summer | B1 | 10 | 750 | 0 | 60.8 | 60.79 | 5 | 0
2015 | SPP_N_2_MISO_W | SPP_N | MISO_W | Internal | Summer | B2 | 25 | 750 | 0 | 59.77 | 59.29 | 5 | 0
2015 | SPP_N_2_MISO_W | SPP_N | MISO_W | Internal | Summer | B3 | 75 | 750 | 0 | 59.77 | 58.83 | 5 | 0
2015 | SPP_N_2_MISO_W | SPP_N | MISO_W | Internal | Summer | B4 | 100 | 750 | 0 | 58.03 | 58.02 | 5 | 0
2015 | SPP_N_2_MISO_W | SPP_N | MISO_W | Internal | Summer | B5 | 200 | 750 | 0 | 55.13 | 48.53 | 5 | 0
2015 | SPP_N_2_MISO_W | SPP_N | MISO_W | Internal | Summer | B6 | 300 | 750 | 0 | 50.99 | 43.99 | 5 | 0
2015 | SPP_N_2_MISO_W | SPP_N | MISO_W | Internal | Summer | B7 | 400 | 750 | 0 | 43.53 | 36.53 | 5 | 0
2015 | SPP_N_2_MISO_W | SPP_N | MISO_W | Internal | Summer | B8 | 500 | 750 | 0 | 37.98 | 34.56 | 5 | 0
2015 | SPP_N_2_MISO_W | SPP_N | MISO_W | Internal | Summer | B9 | 800 | 750 | 0 | 36.35 | 33.53 | 5 | 0
2015 | SPP_N_2_MISO_W | SPP_N | MISO_W | Internal | Summer | B10 | 1262 | 750 | 0 | 36.12 | 29.98 | 5 | 0
2015 | SPP_N_2_MISO_W | SPP_N | MISO_W | Internal | Winter | B16 | 25 | 750 | 0 | 48.68 | 48.67 | 5 | 0
2015 | SPP_N_2_MISO_W | SPP_N | MISO_W | Internal | Winter | B17 | 100 | 750 | 0 | 41.5 | 43.17 | 5 | 0
2015 | SPP_N_2_MISO_W | SPP_N | MISO_W | Internal | Winter | B18 | 400 | 750 | 0 | 40.09 | 38.96 | 5 | 0
2015 | SPP_N_2_MISO_W | SPP_N | MISO_W | Internal | Winter | B19 | 700 | 750 | 0 | 40.09 | 37.56 | 5 | 0
2015 | SPP_N_2_MISO_W | SPP_N | MISO_W | Internal | Winter | B20 | 935 | 750 | 0 | 39.19 | 32.19 | 5 | 0
2015 | SPP_N_2_NE | SPP_N | NE | Internal | Shoulder | B11 | 25 | 1531 | 0 | 54.93 | 54.92 | 0.01 | 0
2015 | SPP_N_2_NE | SPP_N | NE | Internal | Shoulder | B12 | 200 | 1531 | 0 | 40.64 | 40.63 | 0.01 | 0
2015 | SPP_N_2_NE | SPP_N | NE | Internal | Shoulder | B13 | 600 | 1531 | 0 | 39.06 | 39.05 | 0.01 | 0
2015 | SPP_N_2_NE | SPP_N | NE | Internal | Shoulder | B14 | 900 | 1531 | 0 | 38.93 | 38.91 | 0.01 | 0
2015 | SPP_N_2_NE | SPP_N | NE | Internal | Shoulder | B15 | 1203 | 1531 | 0 | 37.62 | 37.6 | 0.01 | 0
2015 | SPP_N_2_NE | SPP_N | NE | Internal | Summer | B1 | 10 | 1531 | 0 | 60.8 | 60.79 | 0.01 | 0
2015 | SPP_N_2_NE | SPP_N | NE | Internal | Summer | B2 | 25 | 1531 | 0 | 59.77 | 59.76 | 0.01 | 0
2015 | SPP_N_2_NE | SPP_N | NE | Internal | Summer | B3 | 75 | 1531 | 0 | 59.77 | 59.76 | 0.01 | 0
2015 | SPP_N_2_NE | SPP_N | NE | Internal | Summer | B4 | 100 | 1531 | 0 | 58.03 | 58.02 | 0.01 | 0
2015 | SPP_N_2_NE | SPP_N | NE | Internal | Summer | B5 | 200 | 1531 | 0 | 55.13 | 55.12 | 0.01 | 0
2015 | SPP_N_2_NE | SPP_N | NE | Internal | Summer | B6 | 300 | 1531 | 0 | 50.99 | 50.97 | 0.01 | 0
2015 | SPP_N_2_NE | SPP_N | NE | Internal | Summer | B7 | 400 | 1531 | 0 | 43.53 | 43.52 | 0.01 | 0
2015 | SPP_N_2_NE | SPP_N | NE | Internal | Summer | B8 | 500 | 1531 | 0 | 37.98 | 37.24 | 0.01 | 0
2015 | SPP_N_2_NE | SPP_N | NE | Internal | Summer | B9 | 800 | 1531 | 0 | 36.35 | 36.34 | 0.01 | 0
2015 | SPP_N_2_NE | SPP_N | NE | Internal | Summer | B10 | 1262 | 1531 | 0 | 36.12 | 36.11 | 0.01 | 0
2015 | SPP_N_2_NE | SPP_N | NE | Internal | Winter | B16 | 25 | 1531 | 0 | 48.68 | 48.67 | 0.01 | 0
2015 | SPP_N_2_NE | SPP_N | NE | Internal | Winter | B17 | 100 | 1531 | 0 | 41.5 | 41.48 | 0.01 | 0
2015 | SPP_N_2_NE | SPP_N | NE | Internal | Winter | B18 | 400 | 1531 | 0 | 40.09 | 40.08 | 0.01 | 0
2015 | SPP_N_2_NE | SPP_N | NE | Internal | Winter | B19 | 700 | 1531 | 0 | 40.09 | 40.08 | 0.01 | 0
2015 | SPP_N_2_NE | SPP_N | NE | Internal | Winter | B20 | 935 | 1531 | 0 | 39.19 | 39.17 | 0.01 | 0
2015 | SPP_N_2_SPP_S | SPP_N | SPP_S | Internal | Shoulder | B11 | 25 | 4383 | 0 | 54.93 | 54.07 | 0.01 | 0
2015 | SPP_N_2_SPP_S | SPP_N | SPP_S | Internal | Shoulder | B12 | 200 | 4383 | 0 | 40.64 | 40.63 | 0.01 | 0
2015 | SPP_N_2_SPP_S | SPP_N | SPP_S | Internal | Shoulder | B13 | 600 | 4383 | 1110.44 | 39.06 | 39.07 | 0.01 | 0
2015 | SPP_N_2_SPP_S | SPP_N | SPP_S | Internal | Shoulder | B14 | 900 | 4383 | 693.96 | 38.93 | 38.94 | 0.01 | 0
2015 | SPP_N_2_SPP_S | SPP_N | SPP_S | Internal | Shoulder | B15 | 1203 | 4383 | 1509.36 | 37.62 | 37.63 | 0.01 | 0
2015 | SPP_N_2_SPP_S | SPP_N | SPP_S | Internal | Summer | B1 | 10 | 4383 | 0 | 60.8 | 60.79 | 0.01 | 0
2015 | SPP_N_2_SPP_S | SPP_N | SPP_S | Internal | Summer | B2 | 25 | 4383 | 0 | 59.77 | 59.76 | 0.01 | 0
2015 | SPP_N_2_SPP_S | SPP_N | SPP_S | Internal | Summer | B3 | 75 | 4383 | 0 | 59.77 | 53.43 | 0.01 | 0
2015 | SPP_N_2_SPP_S | SPP_N | SPP_S | Internal | Summer | B4 | 100 | 4383 | 0 | 58.03 | 52.64 | 0.01 | 0
2015 | SPP_N_2_SPP_S | SPP_N | SPP_S | Internal | Summer | B5 | 200 | 4383 | 0 | 55.13 | 52.64 | 0.01 | 0
2015 | SPP_N_2_SPP_S | SPP_N | SPP_S | Internal | Summer | B6 | 300 | 4383 | 2233.59 | 50.99 | 51 | 0.01 | 0
2015 | SPP_N_2_SPP_S | SPP_N | SPP_S | Internal | Summer | B7 | 400 | 4383 | 1906.72 | 43.53 | 43.55 | 0.01 | 0
2015 | SPP_N_2_SPP_S | SPP_N | SPP_S | Internal | Summer | B8 | 500 | 4383 | 2475.55 | 37.98 | 38 | 0.01 | 0
2015 | SPP_N_2_SPP_S | SPP_N | SPP_S | Internal | Summer | B9 | 800 | 4383 | 2425.79 | 36.35 | 36.36 | 0.01 | 0
2015 | SPP_N_2_SPP_S | SPP_N | SPP_S | Internal | Summer | B10 | 1262 | 4383 | 4383 | 36.12 | 36.28 | 0.01 | 0.15
2015 | SPP_N_2_SPP_S | SPP_N | SPP_S | Internal | Winter | B16 | 25 | 4383 | 1439.83 | 48.68 | 48.69 | 0.01 | 0
2015 | SPP_N_2_SPP_S | SPP_N | SPP_S | Internal | Winter | B17 | 100 | 4383 | 1689.03 | 41.5 | 41.51 | 0.01 | 0
2015 | SPP_N_2_SPP_S | SPP_N | SPP_S | Internal | Winter | B18 | 400 | 4383 | 2649.88 | 40.09 | 40.11 | 0.01 | 0
2015 | SPP_N_2_SPP_S | SPP_N | SPP_S | Internal | Winter | B19 | 700 | 4383 | 2259.57 | 40.09 | 40.11 | 0.01 | 0
2015 | SPP_N_2_SPP_S | SPP_N | SPP_S | Internal | Winter | B20 | 935 | 4383 | 4383 | 39.19 | 40.02 | 0.01 | 0.82
2015 | SPP_S_2_ENT | SPP_S | ENT | Internal | Shoulder | B11 | 25 | 850 | 0 | 54.07 | 55.32 | 5 | 0
2015 | SPP_S_2_ENT | SPP_S | ENT | Internal | Shoulder | B12 | 200 | 850 | 0 | 40.63 | 39.32 | 5 | 0
2015 | SPP_S_2_ENT | SPP_S | ENT | Internal | Shoulder | B13 | 600 | 850 | 0 | 39.07 | 39.32 | 5 | 0
2015 | SPP_S_2_ENT | SPP_S | ENT | Internal | Shoulder | B14 | 900 | 850 | 0 | 38.94 | 39.04 | 5 | 0
2015 | SPP_S_2_ENT | SPP_S | ENT | Internal | Shoulder | B15 | 1203 | 850 | 0 | 37.63 | 37.77 | 5 | 0
2015 | SPP_S_2_ENT | SPP_S | ENT | Internal | Summer | B1 | 10 | 850 | 0 | 60.79 | 60.8 | 5 | 0
2015 | SPP_S_2_ENT | SPP_S | ENT | Internal | Summer | B2 | 25 | 850 | 0 | 59.76 | 59.29 | 5 | 0
2015 | SPP_S_2_ENT | SPP_S | ENT | Internal | Summer | B3 | 75 | 850 | 2.06 | 53.43 | 58.43 | 5 | 0
2015 | SPP_S_2_ENT | SPP_S | ENT | Internal | Summer | B4 | 100 | 850 | 239.03 | 52.64 | 57.64 | 5 | 0
2015 | SPP_S_2_ENT | SPP_S | ENT | Internal | Summer | B5 | 200 | 850 | 0 | 52.64 | 53.58 | 5 | 0
2015 | SPP_S_2_ENT | SPP_S | ENT | Internal | Summer | B6 | 300 | 850 | 0 | 51 | 46.15 | 5 | 0
2015 | SPP_S_2_ENT | SPP_S | ENT | Internal | Summer | B7 | 400 | 850 | 0 | 43.55 | 43.72 | 5 | 0
2015 | SPP_S_2_ENT | SPP_S | ENT | Internal | Summer | B8 | 500 | 850 | 0 | 38 | 38.1 | 5 | 0
2015 | SPP_S_2_ENT | SPP_S | ENT | Internal | Summer | B9 | 800 | 850 | 0 | 36.36 | 37.83 | 5 | 0
2015 | SPP_S_2_ENT | SPP_S | ENT | Internal | Summer | B10 | 1262 | 850 | 0 | 36.28 | 36.6 | 5 | 0
2015 | SPP_S_2_ENT | SPP_S | ENT | Internal | Winter | B16 | 25 | 850 | 0 | 48.69 | 53.68 | 5 | 0
2015 | SPP_S_2_ENT | SPP_S | ENT | Internal | Winter | B17 | 100 | 850 | 0 | 41.51 | 41.76 | 5 | 0
2015 | SPP_S_2_ENT | SPP_S | ENT | Internal | Winter | B18 | 400 | 850 | 0 | 40.11 | 41.46 | 5 | 0
2015 | SPP_S_2_ENT | SPP_S | ENT | Internal | Winter | B19 | 700 | 850 | 0 | 40.11 | 41.46 | 5 | 0
2015 | SPP_S_2_ENT | SPP_S | ENT | Internal | Winter | B20 | 935 | 850 | 0 | 40.02 | 40.11 | 5 | 0
2015 | SPP_S_2_SPP_N | SPP_S | SPP_N | Internal | Shoulder | B11 | 25 | 1023 | 1023 | 54.07 | 54.93 | 0.01 | 0.85
2015 | SPP_S_2_SPP_N | SPP_S | SPP_N | Internal | Shoulder | B12 | 200 | 1023 | 340.47 | 40.63 | 40.64 | 0.01 | 0
2015 | SPP_S_2_SPP_N | SPP_S | SPP_N | Internal | Shoulder | B13 | 600 | 1023 | 0 | 39.07 | 39.06 | 0.01 | 0
2015 | SPP_S_2_SPP_N | SPP_S | SPP_N | Internal | Shoulder | B14 | 900 | 1023 | 0 | 38.94 | 38.93 | 0.01 | 0
2015 | SPP_S_2_SPP_N | SPP_S | SPP_N | Internal | Shoulder | B15 | 1203 | 1023 | 0 | 37.63 | 37.62 | 0.01 | 0
2015 | SPP_S_2_SPP_N | SPP_S | SPP_N | Internal | Summer | B1 | 10 | 1023 | 1014.11 | 60.79 | 60.8 | 0.01 | 0
2015 | SPP_S_2_SPP_N | SPP_S | SPP_N | Internal | Summer | B2 | 25 | 1023 | 885.03 | 59.76 | 59.77 | 0.01 | 0
2015 | SPP_S_2_SPP_N | SPP_S | SPP_N | Internal | Summer | B3 | 75 | 1023 | 1023 | 53.43 | 59.77 | 0.01 | 6.33
2015 | SPP_S_2_SPP_N | SPP_S | SPP_N | Internal | Summer | B4 | 100 | 1023 | 1023 | 52.64 | 58.03 | 0.01 | 5.37
2015 | SPP_S_2_SPP_N | SPP_S | SPP_N | Internal | Summer | B5 | 200 | 1023 | 1023 | 52.64 | 55.13 | 0.01 | 2.48
2015 | SPP_S_2_SPP_N | SPP_S | SPP_N | Internal | Summer | B6 | 300 | 1023 | 0 | 51 | 50.99 | 0.01 | 0
2015 | SPP_S_2_SPP_N | SPP_S | SPP_N | Internal | Summer | B7 | 400 | 1023 | 0 | 43.55 | 43.53 | 0.01 | 0
2015 | SPP_S_2_SPP_N | SPP_S | SPP_N | Internal | Summer | B8 | 500 | 1023 | 0 | 38 | 37.98 | 0.01 | 0
2015 | SPP_S_2_SPP_N | SPP_S | SPP_N | Internal | Summer | B9 | 800 | 1023 | 0 | 36.36 | 36.35 | 0.01 | 0
2015 | SPP_S_2_SPP_N | SPP_S | SPP_N | Internal | Summer | B10 | 1262 | 1023 | 0 | 36.28 | 36.12 | 0.01 | 0
2015 | SPP_S_2_SPP_N | SPP_S | SPP_N | Internal | Winter | B16 | 25 | 1023 | 0 | 48.69 | 48.68 | 0.01 | 0
2015 | SPP_S_2_SPP_N | SPP_S | SPP_N | Internal | Winter | B17 | 100 | 1023 | 0 | 41.51 | 41.5 | 0.01 | 0
2015 | SPP_S_2_SPP_N | SPP_S | SPP_N | Internal | Winter | B18 | 400 | 1023 | 0 | 40.11 | 40.09 | 0.01 | 0
2015 | SPP_S_2_SPP_N | SPP_S | SPP_N | Internal | Winter | B19 | 700 | 1023 | 0 | 40.11 | 40.09 | 0.01 | 0
2015 | SPP_S_2_SPP_N | SPP_S | SPP_N | Internal | Winter | B20 | 935 | 1023 | 0 | 40.02 | 39.19 | 0.01 | 0
2015 | TVA_2_ENT | TVA | ENT | Internal | Shoulder | B11 | 25 | 500 | 0 | 54.13 | 55.32 | 9 | 0
2015 | TVA_2_ENT | TVA | ENT | Internal | Shoulder | B12 | 200 | 500 | 0 | 41.16 | 39.32 | 9 | 0
2015 | TVA_2_ENT | TVA | ENT | Internal | Shoulder | B13 | 600 | 500 | 0 | 39.49 | 39.32 | 9 | 0
2015 | TVA_2_ENT | TVA | ENT | Internal | Shoulder | B14 | 900 | 500 | 0 | 39.49 | 39.04 | 9 | 0
2015 | TVA_2_ENT | TVA | ENT | Internal | Shoulder | B15 | 1203 | 500 | 0 | 39.49 | 37.77 | 9 | 0
2015 | TVA_2_ENT | TVA | ENT | Internal | Summer | B1 | 10 | 500 | 0 | 68.81 | 60.8 | 9 | 0
2015 | TVA_2_ENT | TVA | ENT | Internal | Summer | B2 | 25 | 500 | 0 | 67.3 | 59.29 | 9 | 0
2015 | TVA_2_ENT | TVA | ENT | Internal | Summer | B3 | 75 | 500 | 0 | 64.3 | 58.43 | 9 | 0
2015 | TVA_2_ENT | TVA | ENT | Internal | Summer | B4 | 100 | 500 | 0 | 63.58 | 57.64 | 9 | 0
2015 | TVA_2_ENT | TVA | ENT | Internal | Summer | B5 | 200 | 500 | 0 | 51.07 | 53.58 | 9 | 0
2015 | TVA_2_ENT | TVA | ENT | Internal | Summer | B6 | 300 | 500 | 0 | 39.84 | 46.15 | 9 | 0
2015 | TVA_2_ENT | TVA | ENT | Internal | Summer | B7 | 400 | 500 | 0 | 39.28 | 43.72 | 9 | 0
2015 | TVA_2_ENT | TVA | ENT | Internal | Summer | B8 | 500 | 500 | 0 | 38.22 | 38.1 | 9 | 0
2015 | TVA_2_ENT | TVA | ENT | Internal | Summer | B9 | 800 | 500 | 0 | 38.22 | 37.83 | 9 | 0
2015 | TVA_2_ENT | TVA | ENT | Internal | Summer | B10 | 1262 | 500 | 0 | 35.46 | 36.6 | 9 | 0
2015 | TVA_2_ENT | TVA | ENT | Internal | Winter | B16 | 25 | 500 | 0 | 55.47 | 53.68 | 9 | 0
2015 | TVA_2_ENT | TVA | ENT | Internal | Winter | B17 | 100 | 500 | 0 | 43.7 | 41.76 | 9 | 0
2015 | TVA_2_ENT | TVA | ENT | Internal | Winter | B18 | 400 | 500 | 0 | 39.34 | 41.46 | 9 | 0
2015 | TVA_2_ENT | TVA | ENT | Internal | Winter | B19 | 700 | 500 | 0 | 39.34 | 41.46 | 9 | 0
2015 | TVA_2_ENT | TVA | ENT | Internal | Winter | B20 | 935 | 500 | 0 | 39.34 | 40.11 | 9 | 0
2015 | TVA_2_MISO_MO-IL | TVA | MISO_MO-IL | Internal | Shoulder | B11 | 25 | 50 | 0 | 54.13 | 47.93 | 9 | 0
2015 | TVA_2_MISO_MO-IL | TVA | MISO_MO-IL | Internal | Shoulder | B12 | 200 | 50 | 0 | 41.16 | 40.63 | 9 | 0
2015 | TVA_2_MISO_MO-IL | TVA | MISO_MO-IL | Internal | Shoulder | B13 | 600 | 50 | 0 | 39.49 | 37.95 | 9 | 0
2015 | TVA_2_MISO_MO-IL | TVA | MISO_MO-IL | Internal | Shoulder | B14 | 900 | 50 | 0 | 39.49 | 35.9 | 9 | 0
2015 | TVA_2_MISO_MO-IL | TVA | MISO_MO-IL | Internal | Shoulder | B15 | 1203 | 50 | 0 | 39.49 | 33.25 | 9 | 0
2015 | TVA_2_MISO_MO-IL | TVA | MISO_MO-IL | Internal | Summer | B1 | 10 | 50 | 0 | 68.81 | 60.8 | 9 | 0
2015 | TVA_2_MISO_MO-IL | TVA | MISO_MO-IL | Internal | Summer | B2 | 25 | 50 | 0 | 67.3 | 59.29 | 9 | 0
2015 | TVA_2_MISO_MO-IL | TVA | MISO_MO-IL | Internal | Summer | B3 | 75 | 50 | 0 | 64.3 | 57.08 | 9 | 0
2015 | TVA_2_MISO_MO-IL | TVA | MISO_MO-IL | Internal | Summer | B4 | 100 | 50 | 0 | 63.58 | 55.57 | 9 | 0
2015 | TVA_2_MISO_MO-IL | TVA | MISO_MO-IL | Internal | Summer | B5 | 200 | 50 | 0 | 51.07 | 48.52 | 9 | 0
2015 | TVA_2_MISO_MO-IL | TVA | MISO_MO-IL | Internal | Summer | B6 | 300 | 50 | 0 | 39.84 | 42.99 | 9 | 0
2015 | TVA_2_MISO_MO-IL | TVA | MISO_MO-IL | Internal | Summer | B7 | 400 | 50 | 0 | 39.28 | 36.51 | 9 | 0
2015 | TVA_2_MISO_MO-IL | TVA | MISO_MO-IL | Internal | Summer | B8 | 500 | 50 | 0 | 38.22 | 34.55 | 9 | 0
2015 | TVA_2_MISO_MO-IL | TVA | MISO_MO-IL | Internal | Summer | B9 | 800 | 50 | 0 | 38.22 | 33.39 | 9 | 0
2015 | TVA_2_MISO_MO-IL | TVA | MISO_MO-IL | Internal | Summer | B10 | 1262 | 50 | 0 | 35.46 | 29.97 | 9 | 0
2015 | TVA_2_MISO_MO-IL | TVA | MISO_MO-IL | Internal | Winter | B16 | 25 | 50 | 0 | 55.47 | 48.68 | 9 | 0
2015 | TVA_2_MISO_MO-IL | TVA | MISO_MO-IL | Internal | Winter | B17 | 100 | 50 | 0 | 43.7 | 43.18 | 9 | 0
2015 | TVA_2_MISO_MO-IL | TVA | MISO_MO-IL | Internal | Winter | B18 | 400 | 50 | 0 | 39.34 | 38.95 | 9 | 0
2015 | TVA_2_MISO_MO-IL | TVA | MISO_MO-IL | Internal | Winter | B19 | 700 | 50 | 0 | 39.34 | 36.89 | 9 | 0
2015 | TVA_2_MISO_MO-IL | TVA | MISO_MO-IL | Internal | Winter | B20 | 935 | 50 | 0 | 39.34 | 32.17 | 9 | 0
2015 | TVA_2_NonRTO_Midwest | TVA | NonRTO_Midwest | Internal | Shoulder | B11 | 25 | 100 | 0 | 54.13 | 55.94 | 9 | 0
2015 | TVA_2_NonRTO_Midwest | TVA | NonRTO_Midwest | Internal | Shoulder | B12 | 200 | 100 | 0 | 41.16 | 48.64 | 9 | 0
2015 | TVA_2_NonRTO_Midwest | TVA | NonRTO_Midwest | Internal | Shoulder | B13 | 600 | 100 | 0 | 39.49 | 45.66 | 9 | 0
2015 | TVA_2_NonRTO_Midwest | TVA | NonRTO_Midwest | Internal | Shoulder | B14 | 900 | 100 | 0 | 39.49 | 35.91 | 9 | 0
2015 | TVA_2_NonRTO_Midwest | TVA | NonRTO_Midwest | Internal | Shoulder | B15 | 1203 | 100 | 0 | 39.49 | 32.85 | 9 | 0
2015 | TVA_2_NonRTO_Midwest | TVA | NonRTO_Midwest | Internal | Summer | B1 | 10 | 100 | 0 | 68.81 | 65.02 | 9 | 0
2015 | TVA_2_NonRTO_Midwest | TVA | NonRTO_Midwest | Internal | Summer | B2 | 25 | 100 | 0 | 67.3 | 65.02 | 9 | 0
2015 | TVA_2_NonRTO_Midwest | TVA | NonRTO_Midwest | Internal | Summer | B3 | 75 | 100 | 0 | 64.3 | 65.02 | 9 | 0
2015 | TVA_2_NonRTO_Midwest | TVA | NonRTO_Midwest | Internal | Summer | B4 | 100 | 100 | 0 | 63.58 | 63.58 | 9 | 0
2015 | TVA_2_NonRTO_Midwest | TVA | NonRTO_Midwest | Internal | Summer | B5 | 200 | 100 | 0 | 51.07 | 56.52 | 9 | 0
2015 | TVA_2_NonRTO_Midwest | TVA | NonRTO_Midwest | Internal | Summer | B6 | 300 | 100 | 100 | 39.84 | 51 | 9 | 2.16
2015 | TVA_2_NonRTO_Midwest | TVA | NonRTO_Midwest | Internal | Summer | B7 | 400 | 100 | 0 | 39.28 | 36.02 | 9 | 0
2015 | TVA_2_NonRTO_Midwest | TVA | NonRTO_Midwest | Internal | Summer | B8 | 500 | 100 | 0 | 38.22 | 34.43 | 9 | 0
2015 | TVA_2_NonRTO_Midwest | TVA | NonRTO_Midwest | Internal | Summer | B9 | 800 | 100 | 0 | 38.22 | 32.85 | 9 | 0
2015 | TVA_2_NonRTO_Midwest | TVA | NonRTO_Midwest | Internal | Summer | B10 | 1262 | 100 | 0 | 35.46 | 32 | 9 | 0
2015 | TVA_2_NonRTO_Midwest | TVA | NonRTO_Midwest | Internal | Winter | B16 | 25 | 100 | 0 | 55.47 | 56.69 | 9 | 0
2015 | TVA_2_NonRTO_Midwest | TVA | NonRTO_Midwest | Internal | Winter | B17 | 100 | 100 | 0 | 43.7 | 51.2 | 9 | 0
2015 | TVA_2_NonRTO_Midwest | TVA | NonRTO_Midwest | Internal | Winter | B18 | 400 | 100 | 0 | 39.34 | 46.96 | 9 | 0
2015 | TVA_2_NonRTO_Midwest | TVA | NonRTO_Midwest | Internal | Winter | B19 | 700 | 100 | 0 | 39.34 | 36.15 | 9 | 0
2015 | TVA_2_NonRTO_Midwest | TVA | NonRTO_Midwest | Internal | Winter | B20 | 935 | 100 | 0 | 39.34 | 32.93 | 9 | 0
2015 | TVA_2_SOCO | TVA | SOCO | Internal | Shoulder | B11 | 25 | 500 | 0 | 54.13 | 63.12 | 9 | 0
2015 | TVA_2_SOCO | TVA | SOCO | Internal | Shoulder | B12 | 200 | 500 | 0 | 41.16 | 42.99 | 9 | 0
2015 | TVA_2_SOCO | TVA | SOCO | Internal | Shoulder | B13 | 600 | 500 | 0 | 39.49 | 40 | 9 | 0
2015 | TVA_2_SOCO | TVA | SOCO | Internal | Shoulder | B14 | 900 | 500 | 0 | 39.49 | 40 | 9 | 0
2015 | TVA_2_SOCO | TVA | SOCO | Internal | Shoulder | B15 | 1203 | 500 | 0 | 39.49 | 40 | 9 | 0
2015 | TVA_2_SOCO | TVA | SOCO | Internal | Summer | B1 | 10 | 500 | 0 | 68.81 | 66.43 | 9 | 0
2015 | TVA_2_SOCO | TVA | SOCO | Internal | Summer | B2 | 25 | 500 | 0 | 67.3 | 66.43 | 9 | 0
2015 | TVA_2_SOCO | TVA | SOCO | Internal | Summer | B3 | 75 | 500 | 0 | 64.3 | 66.43 | 9 | 0
2015 | TVA_2_SOCO | TVA | SOCO | Internal | Summer | B4 | 100 | 500 | 0 | 63.58 | 66.43 | 9 | 0
2015 | TVA_2_SOCO | TVA | SOCO | Internal | Summer | B5 | 200 | 500 | 500 | 51.07 | 62.02 | 9 | 1.94
2015 | TVA_2_SOCO | TVA | SOCO | Internal | Summer | B6 | 300 | 500 | 500 | 39.84 | 54.15 | 9 | 5.31
2015 | TVA_2_SOCO | TVA | SOCO | Internal | Summer | B7 | 400 | 500 | 500 | 39.28 | 51.72 | 9 | 3.44
2015 | TVA_2_SOCO | TVA | SOCO | Internal | Summer | B8 | 500 | 500 | 0 | 38.22 | 43.4 | 9 | 0
2015 | TVA_2_SOCO | TVA | SOCO | Internal | Summer | B9 | 800 | 500 | 0 | 38.22 | 38.83 | 9 | 0
2015 | TVA_2_SOCO | TVA | SOCO | Internal | Summer | B10 | 1262 | 500 | 0 | 35.46 | 38.83 | 9 | 0
2015 | TVA_2_SOCO | TVA | SOCO | Internal | Winter | B16 | 25 | 500 | 0 | 55.47 | 61.96 | 9 | 0
2015 | TVA_2_SOCO | TVA | SOCO | Internal | Winter | B17 | 100 | 500 | 0 | 43.7 | 43.89 | 9 | 0
2015 | TVA_2_SOCO | TVA | SOCO | Internal | Winter | B18 | 400 | 500 | 0 | 39.34 | 42.39 | 9 | 0
2015 | TVA_2_SOCO | TVA | SOCO | Internal | Winter | B19 | 700 | 500 | 0 | 39.34 | 42.39 | 9 | 0
2015 | TVA_2_SOCO | TVA | SOCO | Internal | Winter | B20 | 935 | 500 | 0 | 39.34 | 42.39 | 9 | 0
2015 | TVA_2_VACAR | TVA | VACAR | Internal | Shoulder | B11 | 25 | 150 | 0 | 54.13 | 59.27 | 9 | 0
2015 | TVA_2_VACAR | TVA | VACAR | Internal | Shoulder | B12 | 200 | 150 | 0 | 41.16 | 48.63 | 9 | 0
2015 | TVA_2_VACAR | TVA | VACAR | Internal | Shoulder | B13 | 600 | 150 | 0 | 39.49 | 45.96 | 9 | 0
2015 | TVA_2_VACAR | TVA | VACAR | Internal | Shoulder | B14 | 900 | 150 | 0 | 39.49 | 45.66 | 9 | 0
2015 | TVA_2_VACAR | TVA | VACAR | Internal | Shoulder | B15 | 1203 | 150 | 0 | 39.49 | 42.67 | 9 | 0
2015 | TVA_2_VACAR | TVA | VACAR | Internal | Summer | B1 | 10 | 150 | 0 | 68.81 | 69.73 | 9 | 0
2015 | TVA_2_VACAR | TVA | VACAR | Internal | Summer | B2 | 25 | 150 | 0 | 67.3 | 69.73 | 9 | 0
2015 | TVA_2_VACAR | TVA | VACAR | Internal | Summer | B3 | 75 | 150 | 0 | 64.3 | 69.73 | 9 | 0
2015 | TVA_2_VACAR | TVA | VACAR | Internal | Summer | B4 | 100 | 150 | 0 | 63.58 | 68.59 | 9 | 0
2015 | TVA_2_VACAR | TVA | VACAR | Internal | Summer | B5 | 200 | 150 | 0 | 51.07 | 57.65 | 9 | 0
2015 | TVA_2_VACAR | TVA | VACAR | Internal | Summer | B6 | 300 | 150 | 150 | 39.84 | 51 | 9 | 2.16
2015 | TVA_2_VACAR | TVA | VACAR | Internal | Summer | B7 | 400 | 150 | 0 | 39.28 | 46.96 | 9 | 0
2015 | TVA_2_VACAR | TVA | VACAR | Internal | Summer | B8 | 500 | 150 | 0 | 38.22 | 43.81 | 9 | 0
2015 | TVA_2_VACAR | TVA | VACAR | Internal | Summer | B9 | 800 | 150 | 0 | 38.22 | 42.28 | 9 | 0
2015 | TVA_2_VACAR | TVA | VACAR | Internal | Summer | B10 | 1262 | 150 | 0 | 35.46 | 41.46 | 9 | 0
2015 | TVA_2_VACAR | TVA | VACAR | Internal | Winter | B16 | 25 | 150 | 150 | 55.47 | 65.68 | 9 | 1.21
2015 | TVA_2_VACAR | TVA | VACAR | Internal | Winter | B17 | 100 | 150 | 0 | 43.7 | 51.2 | 9 | 0
2015 | TVA_2_VACAR | TVA | VACAR | Internal | Winter | B18 | 400 | 150 | 0 | 39.34 | 46.96 | 9 | 0
2015 | TVA_2_VACAR | TVA | VACAR | Internal | Winter | B19 | 700 | 150 | 0 | 39.34 | 44.9 | 9 | 0
2015 | TVA_2_VACAR | TVA | VACAR | Internal | Winter | B20 | 935 | 150 | 0 | 39.34 | 42.66 | 9 | 0
2015 | TVA_Transmission_2_ENT | TVA_Transmission | ENT | Internal | Shoulder | B11 | 25 | 3000 | 0 | 54.12 | 55.32 | 9 | 0
2015 | TVA_Transmission_2_ENT | TVA_Transmission | ENT | Internal | Shoulder | B12 | 200 | 3000 | 0 | 44.39 | 39.32 | 9 | 0
2015 | TVA_Transmission_2_ENT | TVA_Transmission | ENT | Internal | Shoulder | B13 | 600 | 3000 | 0 | 42.38 | 39.32 | 9 | 0
2015 | TVA_Transmission_2_ENT | TVA_Transmission | ENT | Internal | Shoulder | B14 | 900 | 3000 | 0 | 40.93 | 39.04 | 9 | 0
2015 | TVA_Transmission_2_ENT | TVA_Transmission | ENT | Internal | Shoulder | B15 | 1203 | 3000 | 0 | 39.91 | 37.77 | 9 | 0
2015 | TVA_Transmission_2_ENT | TVA_Transmission | ENT | Internal | Summer | B1 | 10 | 3000 | 0 | 68.8 | 60.8 | 9 | 0
2015 | TVA_Transmission_2_ENT | TVA_Transmission | ENT | Internal | Summer | B2 | 25 | 3000 | 0 | 67.29 | 59.29 | 9 | 0
2015 | TVA_Transmission_2_ENT | TVA_Transmission | ENT | Internal | Summer | B3 | 75 | 3000 | 0 | 64.29 | 58.43 | 9 | 0
2015 | TVA_Transmission_2_ENT | TVA_Transmission | ENT | Internal | Summer | B4 | 100 | 3000 | 0 | 63.57 | 57.64 | 9 | 0
2015 | TVA_Transmission_2_ENT | TVA_Transmission | ENT | Internal | Summer | B5 | 200 | 3000 | 0 | 54.82 | 53.58 | 9 | 0
2015 | TVA_Transmission_2_ENT | TVA_Transmission | ENT | Internal | Summer | B6 | 300 | 3000 | 0 | 47.76 | 46.15 | 9 | 0
2015 | TVA_Transmission_2_ENT | TVA_Transmission | ENT | Internal | Summer | B7 | 400 | 3000 | 0 | 43.25 | 43.72 | 9 | 0
2015 | TVA_Transmission_2_ENT | TVA_Transmission | ENT | Internal | Summer | B8 | 500 | 3000 | 0 | 39.7 | 38.1 | 9 | 0
2015 | TVA_Transmission_2_ENT | TVA_Transmission | ENT | Internal | Summer | B9 | 800 | 3000 | 0 | 39.06 | 37.83 | 9 | 0
2015 | TVA_Transmission_2_ENT | TVA_Transmission | ENT | Internal | Summer | B10 | 1262 | 3000 | 0 | 36.42 | 36.6 | 9 | 0
2015 | TVA_Transmission_2_ENT | TVA_Transmission | ENT | Internal | Winter | B16 | 25 | 3000 | 0 | 56.68 | 53.68 | 9 | 0
2015 | TVA_Transmission_2_ENT | TVA_Transmission | ENT | Internal | Winter | B17 | 100 | 3000 | 0 | 46.83 | 41.76 | 9 | 0
2015 | TVA_Transmission_2_ENT | TVA_Transmission | ENT | Internal | Winter | B18 | 400 | 3000 | 0 | 43.25 | 41.46 | 9 | 0
2015 | TVA_Transmission_2_ENT | TVA_Transmission | ENT | Internal | Winter | B19 | 700 | 3000 | 0 | 41.26 | 41.46 | 9 | 0
2015 | TVA_Transmission_2_ENT | TVA_Transmission | ENT | Internal | Winter | B20 | 935 | 3000 | 0 | 39.56 | 40.11 | 9 | 0
2015 | TVA_Transmission_2_NonRTO_Midwest | TVA_Transmission | NonRTO_Midwest | Internal | Shoulder | B11 | 25 | 700 | 0 | 54.12 | 55.94 | 9 | 0
2015 | TVA_Transmission_2_NonRTO_Midwest | TVA_Transmission | NonRTO_Midwest | Internal | Shoulder | B12 | 200 | 700 | 0 | 44.39 | 48.64 | 9 | 0
2015 | TVA_Transmission_2_NonRTO_Midwest | TVA_Transmission | NonRTO_Midwest | Internal | Shoulder | B13 | 600 | 700 | 0 | 42.38 | 45.66 | 9 | 0
2015 | TVA_Transmission_2_NonRTO_Midwest | TVA_Transmission | NonRTO_Midwest | Internal | Shoulder | B14 | 900 | 700 | 0 | 40.93 | 35.91 | 9 | 0
2015 | TVA_Transmission_2_NonRTO_Midwest | TVA_Transmission | NonRTO_Midwest | Internal | Shoulder | B15 | 1203 | 700 | 0 | 39.91 | 32.85 | 9 | 0
2015 | TVA_Transmission_2_NonRTO_Midwest | TVA_Transmission | NonRTO_Midwest | Internal | Summer | B1 | 10 | 700 | 0 | 68.8 | 65.02 | 9 | 0
2015 | TVA_Transmission_2_NonRTO_Midwest | TVA_Transmission | NonRTO_Midwest | Internal | Summer | B2 | 25 | 700 | 0 | 67.29 | 65.02 | 9 | 0
2015 | TVA_Transmission_2_NonRTO_Midwest | TVA_Transmission | NonRTO_Midwest | Internal | Summer | B3 | 75 | 700 | 0 | 64.29 | 65.02 | 9 | 0
2015 | TVA_Transmission_2_NonRTO_Midwest | TVA_Transmission | NonRTO_Midwest | Internal | Summer | B4 | 100 | 700 | 0 | 63.57 | 63.58 | 9 | 0
2015 | TVA_Transmission_2_NonRTO_Midwest | TVA_Transmission | NonRTO_Midwest | Internal | Summer | B5 | 200 | 700 | 0 | 54.82 | 56.52 | 9 | 0
2015 | TVA_Transmission_2_NonRTO_Midwest | TVA_Transmission | NonRTO_Midwest | Internal | Summer | B6 | 300 | 700 | 0 | 47.76 | 51 | 9 | 0
2015 | TVA_Transmission_2_NonRTO_Midwest | TVA_Transmission | NonRTO_Midwest | Internal | Summer | B7 | 400 | 700 | 0 | 43.25 | 36.02 | 9 | 0
2015 | TVA_Transmission_2_NonRTO_Midwest | TVA_Transmission | NonRTO_Midwest | Internal | Summer | B8 | 500 | 700 | 0 | 39.7 | 34.43 | 9 | 0
2015 | TVA_Transmission_2_NonRTO_Midwest | TVA_Transmission | NonRTO_Midwest | Internal | Summer | B9 | 800 | 700 | 0 | 39.06 | 32.85 | 9 | 0
2015 | TVA_Transmission_2_NonRTO_Midwest | TVA_Transmission | NonRTO_Midwest | Internal | Summer | B10 | 1262 | 700 | 0 | 36.42 | 32 | 9 | 0
2015 | TVA_Transmission_2_NonRTO_Midwest | TVA_Transmission | NonRTO_Midwest | Internal | Winter | B16 | 25 | 700 | 0 | 56.68 | 56.69 | 9 | 0
2015 | TVA_Transmission_2_NonRTO_Midwest | TVA_Transmission | NonRTO_Midwest | Internal | Winter | B17 | 100 | 700 | 0 | 46.83 | 51.2 | 9 | 0
2015 | TVA_Transmission_2_NonRTO_Midwest | TVA_Transmission | NonRTO_Midwest | Internal | Winter | B18 | 400 | 700 | 0 | 43.25 | 46.96 | 9 | 0
2015 | TVA_Transmission_2_NonRTO_Midwest | TVA_Transmission | NonRTO_Midwest | Internal | Winter | B19 | 700 | 700 | 0 | 41.26 | 36.15 | 9 | 0
2015 | TVA_Transmission_2_NonRTO_Midwest | TVA_Transmission | NonRTO_Midwest | Internal | Winter | B20 | 935 | 700 | 0 | 39.56 | 32.93 | 9 | 0
2015 | TVA_Transmission_2_SOCO | TVA_Transmission | SOCO | Internal | Shoulder | B11 | 25 | 3200 | 545.16 | 54.12 | 63.12 | 9 | 0
2015 | TVA_Transmission_2_SOCO | TVA_Transmission | SOCO | Internal | Shoulder | B12 | 200 | 3200 | 0 | 44.39 | 42.99 | 9 | 0
2015 | TVA_Transmission_2_SOCO | TVA_Transmission | SOCO | Internal | Shoulder | B13 | 600 | 3200 | 0 | 42.38 | 40 | 9 | 0
2015 | TVA_Transmission_2_SOCO | TVA_Transmission | SOCO | Internal | Shoulder | B14 | 900 | 3200 | 0 | 40.93 | 40 | 9 | 0
2015 | TVA_Transmission_2_SOCO | TVA_Transmission | SOCO | Internal | Shoulder | B15 | 1203 | 3200 | 0 | 39.91 | 40 | 9 | 0
2015 | TVA_Transmission_2_SOCO | TVA_Transmission | SOCO | Internal | Summer | B1 | 10 | 3200 | 0 | 68.8 | 66.43 | 9 | 0
2015 | TVA_Transmission_2_SOCO | TVA_Transmission | SOCO | Internal | Summer | B2 | 25 | 3200 | 0 | 67.29 | 66.43 | 9 | 0
2015 | TVA_Transmission_2_SOCO | TVA_Transmission | SOCO | Internal | Summer | B3 | 75 | 3200 | 0 | 64.29 | 66.43 | 9 | 0
2015 | TVA_Transmission_2_SOCO | TVA_Transmission | SOCO | Internal | Summer | B4 | 100 | 3200 | 0 | 63.57 | 66.43 | 9 | 0
2015 | TVA_Transmission_2_SOCO | TVA_Transmission | SOCO | Internal | Summer | B5 | 200 | 3200 | 0 | 54.82 | 62.02 | 9 | 0
2015 | TVA_Transmission_2_SOCO | TVA_Transmission | SOCO | Internal | Summer | B6 | 300 | 3200 | 0 | 47.76 | 54.15 | 9 | 0
2015 | TVA_Transmission_2_SOCO | TVA_Transmission | SOCO | Internal | Summer | B7 | 400 | 3200 | 0 | 43.25 | 51.72 | 9 | 0
2015 | TVA_Transmission_2_SOCO | TVA_Transmission | SOCO | Internal | Summer | B8 | 500 | 3200 | 0 | 39.7 | 43.4 | 9 | 0
2015 | TVA_Transmission_2_SOCO | TVA_Transmission | SOCO | Internal | Summer | B9 | 800 | 3200 | 0 | 39.06 | 38.83 | 9 | 0
2015 | TVA_Transmission_2_SOCO | TVA_Transmission | SOCO | Internal | Summer | B10 | 1262 | 3200 | 0 | 36.42 | 38.83 | 9 | 0
2015 | TVA_Transmission_2_SOCO | TVA_Transmission | SOCO | Internal | Winter | B16 | 25 | 3200 | 0 | 56.68 | 61.96 | 9 | 0
2015 | TVA_Transmission_2_SOCO | TVA_Transmission | SOCO | Internal | Winter | B17 | 100 | 3200 | 0 | 46.83 | 43.89 | 9 | 0
2015 | TVA_Transmission_2_SOCO | TVA_Transmission | SOCO | Internal | Winter | B18 | 400 | 3200 | 0 | 43.25 | 42.39 | 9 | 0
2015 | TVA_Transmission_2_SOCO | TVA_Transmission | SOCO | Internal | Winter | B19 | 700 | 3200 | 0 | 41.26 | 42.39 | 9 | 0
2015 | TVA_Transmission_2_SOCO | TVA_Transmission | SOCO | Internal | Winter | B20 | 935 | 3200 | 0 | 39.56 | 42.39 | 9 | 0
2015 | TVA_Transmission_2_TVA | TVA_Transmission | TVA | Internal | Shoulder | B11 | 25 | 99999 | 484.1 | 54.12 | 54.13 | 0.01 | 0
2015 | TVA_Transmission_2_TVA | TVA_Transmission | TVA | Internal | Shoulder | B12 | 200 | 99999 | 0 | 44.39 | 41.16 | 0.01 | 0
2015 | TVA_Transmission_2_TVA | TVA_Transmission | TVA | Internal | Shoulder | B13 | 600 | 99999 | 0 | 42.38 | 39.49 | 0.01 | 0
2015 | TVA_Transmission_2_TVA | TVA_Transmission | TVA | Internal | Shoulder | B14 | 900 | 99999 | 0 | 40.93 | 39.49 | 0.01 | 0
2015 | TVA_Transmission_2_TVA | TVA_Transmission | TVA | Internal | Shoulder | B15 | 1203 | 99999 | 0 | 39.91 | 39.49 | 0.01 | 0
2015 | TVA_Transmission_2_TVA | TVA_Transmission | TVA | Internal | Summer | B1 | 10 | 99999 | 3531.29 | 68.8 | 68.81 | 0.01 | 0
2015 | TVA_Transmission_2_TVA | TVA_Transmission | TVA | Internal | Summer | B2 | 25 | 99999 | 2834.68 | 67.29 | 67.3 | 0.01 | 0
2015 | TVA_Transmission_2_TVA | TVA_Transmission | TVA | Internal | Summer | B3 | 75 | 99999 | 1506.02 | 64.29 | 64.3 | 0.01 | 0
2015 | TVA_Transmission_2_TVA | TVA_Transmission | TVA | Internal | Summer | B4 | 100 | 99999 | 903.91 | 63.57 | 63.58 | 0.01 | 0
2015 | TVA_Transmission_2_TVA | TVA_Transmission | TVA | Internal | Summer | B5 | 200 | 99999 | 0 | 54.82 | 51.07 | 0.01 | 0
2015 | TVA_Transmission_2_TVA | TVA_Transmission | TVA | Internal | Summer | B6 | 300 | 99999 | 0 | 47.76 | 39.84 | 0.01 | 0
2015 | TVA_Transmission_2_TVA | TVA_Transmission | TVA | Internal | Summer | B7 | 400 | 99999 | 0 | 43.25 | 39.28 | 0.01 | 0
2015 | TVA_Transmission_2_TVA | TVA_Transmission | TVA | Internal | Summer | B8 | 500 | 99999 | 0 | 39.7 | 38.22 | 0.01 | 0
2015 | TVA_Transmission_2_TVA | TVA_Transmission | TVA | Internal | Summer | B9 | 800 | 99999 | 0 | 39.06 | 38.22 | 0.01 | 0
2015 | TVA_Transmission_2_TVA | TVA_Transmission | TVA | Internal | Summer | B10 | 1262 | 99999 | 0 | 36.42 | 35.46 | 0.01 | 0
2015 | TVA_Transmission_2_TVA | TVA_Transmission | TVA | Internal | Winter | B16 | 25 | 99999 | 0 | 56.68 | 55.47 | 0.01 | 0
2015 | TVA_Transmission_2_TVA | TVA_Transmission | TVA | Internal | Winter | B17 | 100 | 99999 | 0 | 46.83 | 43.7 | 0.01 | 0
2015 | TVA_Transmission_2_TVA | TVA_Transmission | TVA | Internal | Winter | B18 | 400 | 99999 | 0 | 43.25 | 39.34 | 0.01 | 0
2015 | TVA_Transmission_2_TVA | TVA_Transmission | TVA | Internal | Winter | B19 | 700 | 99999 | 0 | 41.26 | 39.34 | 0.01 | 0
2015 | TVA_Transmission_2_TVA | TVA_Transmission | TVA | Internal | Winter | B20 | 935 | 99999 | 0 | 39.56 | 39.34 | 0.01 | 0
2015 | TVA_Transmission_2_VACAR | TVA_Transmission | VACAR | Internal | Shoulder | B11 | 25 | 900 | 0 | 54.12 | 59.27 | 9 | 0
2015 | TVA_Transmission_2_VACAR | TVA_Transmission | VACAR | Internal | Shoulder | B12 | 200 | 900 | 0 | 44.39 | 48.63 | 9 | 0
2015 | TVA_Transmission_2_VACAR | TVA_Transmission | VACAR | Internal | Shoulder | B13 | 600 | 900 | 0 | 42.38 | 45.96 | 9 | 0
2015 | TVA_Transmission_2_VACAR | TVA_Transmission | VACAR | Internal | Shoulder | B14 | 900 | 900 | 0 | 40.93 | 45.66 | 9 | 0
2015 | TVA_Transmission_2_VACAR | TVA_Transmission | VACAR | Internal | Shoulder | B15 | 1203 | 900 | 0 | 39.91 | 42.67 | 9 | 0
2015 | TVA_Transmission_2_VACAR | TVA_Transmission | VACAR | Internal | Summer | B1 | 10 | 900 | 0 | 68.8 | 69.73 | 9 | 0
2015 | TVA_Transmission_2_VACAR | TVA_Transmission | VACAR | Internal | Summer | B2 | 25 | 900 | 0 | 67.29 | 69.73 | 9 | 0
2015 | TVA_Transmission_2_VACAR | TVA_Transmission | VACAR | Internal | Summer | B3 | 75 | 900 | 0 | 64.29 | 69.73 | 9 | 0
2015 | TVA_Transmission_2_VACAR | TVA_Transmission | VACAR | Internal | Summer | B4 | 100 | 900 | 0 | 63.57 | 68.59 | 9 | 0
2015 | TVA_Transmission_2_VACAR | TVA_Transmission | VACAR | Internal | Summer | B5 | 200 | 900 | 0 | 54.82 | 57.65 | 9 | 0
2015 | TVA_Transmission_2_VACAR | TVA_Transmission | VACAR | Internal | Summer | B6 | 300 | 900 | 0 | 47.76 | 51 | 9 | 0
2015 | TVA_Transmission_2_VACAR | TVA_Transmission | VACAR | Internal | Summer | B7 | 400 | 900 | 0 | 43.25 | 46.96 | 9 | 0
2015 | TVA_Transmission_2_VACAR | TVA_Transmission | VACAR | Internal | Summer | B8 | 500 | 900 | 0 | 39.7 | 43.81 | 9 | 0
2015 | TVA_Transmission_2_VACAR | TVA_Transmission | VACAR | Internal | Summer | B9 | 800 | 900 | 0 | 39.06 | 42.28 | 9 | 0
2015 | TVA_Transmission_2_VACAR | TVA_Transmission | VACAR | Internal | Summer | B10 | 1262 | 900 | 0 | 36.42 | 41.46 | 9 | 0
2015 | TVA_Transmission_2_VACAR | TVA_Transmission | VACAR | Internal | Winter | B16 | 25 | 900 | 125.16 | 56.68 | 65.68 | 9 | 0
2015 | TVA_Transmission_2_VACAR | TVA_Transmission | VACAR | Internal | Winter | B17 | 100 | 900 | 0 | 46.83 | 51.2 | 9 | 0
2015 | TVA_Transmission_2_VACAR | TVA_Transmission | VACAR | Internal | Winter | B18 | 400 | 900 | 0 | 43.25 | 46.96 | 9 | 0
2015 | TVA_Transmission_2_VACAR | TVA_Transmission | VACAR | Internal | Winter | B19 | 700 | 900 | 0 | 41.26 | 44.9 | 9 | 0
2015 | TVA_Transmission_2_VACAR | TVA_Transmission | VACAR | Internal | Winter | B20 | 935 | 900 | 0 | 39.56 | 42.66 | 9 | 0
2015 | VACAR_2_PJM_ROR | VACAR | PJM_ROR | Internal | Shoulder | B11 | 25 | 2000 | 0 | 59.27 | 48.12 | 7 | 0
2015 | VACAR_2_PJM_ROR | VACAR | PJM_ROR | Internal | Shoulder | B12 | 200 | 2000 | 0 | 48.63 | 42.63 | 7 | 0
2015 | VACAR_2_PJM_ROR | VACAR | PJM_ROR | Internal | Shoulder | B13 | 600 | 2000 | 0 | 45.96 | 39.96 | 7 | 0
2015 | VACAR_2_PJM_ROR | VACAR | PJM_ROR | Internal | Shoulder | B14 | 900 | 2000 | 0 | 45.66 | 37.91 | 7 | 0
2015 | VACAR_2_PJM_ROR | VACAR | PJM_ROR | Internal | Shoulder | B15 | 1203 | 2000 | 0 | 42.67 | 35.25 | 7 | 0
2015 | VACAR_2_PJM_ROR | VACAR | PJM_ROR | Internal | Summer | B1 | 10 | 2000 | 0 | 69.73 | 62.8 | 7 | 0
2015 | VACAR_2_PJM_ROR | VACAR | PJM_ROR | Internal | Summer | B2 | 25 | 2000 | 0 | 69.73 | 61.29 | 7 | 0
2015 | VACAR_2_PJM_ROR | VACAR | PJM_ROR | Internal | Summer | B3 | 75 | 2000 | 0 | 69.73 | 58.29 | 7 | 0
2015 | VACAR_2_PJM_ROR | VACAR | PJM_ROR | Internal | Summer | B4 | 100 | 2000 | 0 | 68.59 | 57.57 | 7 | 0
2015 | VACAR_2_PJM_ROR | VACAR | PJM_ROR | Internal | Summer | B5 | 200 | 2000 | 0 | 57.65 | 50.52 | 7 | 0
2015 | VACAR_2_PJM_ROR | VACAR | PJM_ROR | Internal | Summer | B6 | 300 | 2000 | 0 | 51 | 45 | 7 | 0
2015 | VACAR_2_PJM_ROR | VACAR | PJM_ROR | Internal | Summer | B7 | 400 | 2000 | 0 | 46.96 | 38.53 | 7 | 0
2015 | VACAR_2_PJM_ROR | VACAR | PJM_ROR | Internal | Summer | B8 | 500 | 2000 | 0 | 43.81 | 36.57 | 7 | 0
2015 | VACAR_2_PJM_ROR | VACAR | PJM_ROR | Internal | Summer | B9 | 800 | 2000 | 0 | 42.28 | 35.39 | 7 | 0
2015 | VACAR_2_PJM_ROR | VACAR | PJM_ROR | Internal | Summer | B10 | 1262 | 2000 | 0 | 41.46 | 31.97 | 7 | 0
2015 | VACAR_2_PJM_ROR | VACAR | PJM_ROR | Internal | Winter | B16 | 25 | 2000 | 0 | 65.68 | 50.68 | 7 | 0
2015 | VACAR_2_PJM_ROR | VACAR | PJM_ROR | Internal | Winter | B17 | 100 | 2000 | 0 | 51.2 | 45.2 | 7 | 0
2015 | VACAR_2_PJM_ROR | VACAR | PJM_ROR | Internal | Winter | B18 | 400 | 2000 | 0 | 46.96 | 40.96 | 7 | 0
2015 | VACAR_2_PJM_ROR | VACAR | PJM_ROR | Internal | Winter | B19 | 700 | 2000 | 0 | 44.9 | 38.9 | 7 | 0
2015 | VACAR_2_PJM_ROR | VACAR | PJM_ROR | Internal | Winter | B20 | 935 | 2000 | 0 | 42.66 | 34.14 | 7 | 0
2015 | VACAR_2_SOCO | VACAR | SOCO | Internal | Shoulder | B11 | 25 | 3000 | 0 | 59.27 | 63.12 | 7 | 0
2015 | VACAR_2_SOCO | VACAR | SOCO | Internal | Shoulder | B12 | 200 | 3000 | 0 | 48.63 | 42.99 | 7 | 0
2015 | VACAR_2_SOCO | VACAR | SOCO | Internal | Shoulder | B13 | 600 | 3000 | 0 | 45.96 | 40 | 7 | 0
2015 | VACAR_2_SOCO | VACAR | SOCO | Internal | Shoulder | B14 | 900 | 3000 | 0 | 45.66 | 40 | 7 | 0
2015 | VACAR_2_SOCO | VACAR | SOCO | Internal | Shoulder | B15 | 1203 | 3000 | 0 | 42.67 | 40 | 7 | 0
2015 | VACAR_2_SOCO | VACAR | SOCO | Internal | Summer | B1 | 10 | 3000 | 0 | 69.73 | 66.43 | 7 | 0
2015 | VACAR_2_SOCO | VACAR | SOCO | Internal | Summer | B2 | 25 | 3000 | 0 | 69.73 | 66.43 | 7 | 0
2015 | VACAR_2_SOCO | VACAR | SOCO | Internal | Summer | B3 | 75 | 3000 | 0 | 69.73 | 66.43 | 7 | 0
2015 | VACAR_2_SOCO | VACAR | SOCO | Internal | Summer | B4 | 100 | 3000 | 0 | 68.59 | 66.43 | 7 | 0
2015 | VACAR_2_SOCO | VACAR | SOCO | Internal | Summer | B5 | 200 | 3000 | 0 | 57.65 | 62.02 | 7 | 0
2015 | VACAR_2_SOCO | VACAR | SOCO | Internal | Summer | B6 | 300 | 3000 | 0 | 51 | 54.15 | 7 | 0
2015 | VACAR_2_SOCO | VACAR | SOCO | Internal | Summer | B7 | 400 | 3000 | 0 | 46.96 | 51.72 | 7 | 0
2015 | VACAR_2_SOCO | VACAR | SOCO | Internal | Summer | B8 | 500 | 3000 | 0 | 43.81 | 43.4 | 7 | 0
2015 | VACAR_2_SOCO | VACAR | SOCO | Internal | Summer | B9 | 800 | 3000 | 0 | 42.28 | 38.83 | 7 | 0
2015 | VACAR_2_SOCO | VACAR | SOCO | Internal | Summer | B10 | 1262 | 3000 | 0 | 41.46 | 38.83 | 7 | 0
2015 | VACAR_2_SOCO | VACAR | SOCO | Internal | Winter | B16 | 25 | 3000 | 0 | 65.68 | 61.96 | 7 | 0
2015 | VACAR_2_SOCO | VACAR | SOCO | Internal | Winter | B17 | 100 | 3000 | 0 | 51.2 | 43.89 | 7 | 0
2015 | VACAR_2_SOCO | VACAR | SOCO | Internal | Winter | B18 | 400 | 3000 | 0 | 46.96 | 42.39 | 7 | 0
2015 | VACAR_2_SOCO | VACAR | SOCO | Internal | Winter | B19 | 700 | 3000 | 0 | 44.9 | 42.39 | 7 | 0
2015 | VACAR_2_SOCO | VACAR | SOCO | Internal | Winter | B20 | 935 | 3000 | 0 | 42.66 | 42.39 | 7 | 0
2015 | VACAR_2_TVA_Transmission | VACAR | TVA_Transmission | Internal | Shoulder | B11 | 25 | 900 | 0 | 59.27 | 54.12 | 7 | 0
2015 | VACAR_2_TVA_Transmission | VACAR | TVA_Transmission | Internal | Shoulder | B12 | 200 | 900 | 0 | 48.63 | 44.39 | 7 | 0
2015 | VACAR_2_TVA_Transmission | VACAR | TVA_Transmission | Internal | Shoulder | B13 | 600 | 900 | 0 | 45.96 | 42.38 | 7 | 0
2015 | VACAR_2_TVA_Transmission | VACAR | TVA_Transmission | Internal | Shoulder | B14 | 900 | 900 | 0 | 45.66 | 40.93 | 7 | 0
2015 | VACAR_2_TVA_Transmission | VACAR | TVA_Transmission | Internal | Shoulder | B15 | 1203 | 900 | 0 | 42.67 | 39.91 | 7 | 0
2015 | VACAR_2_TVA_Transmission | VACAR | TVA_Transmission | Internal | Summer | B1 | 10 | 900 | 0 | 69.73 | 68.8 | 7 | 0
2015 | VACAR_2_TVA_Transmission | VACAR | TVA_Transmission | Internal | Summer | B2 | 25 | 900 | 0 | 69.73 | 67.29 | 7 | 0
2015 | VACAR_2_TVA_Transmission | VACAR | TVA_Transmission | Internal | Summer | B3 | 75 | 900 | 0 | 69.73 | 64.29 | 7 | 0
2015 | VACAR_2_TVA_Transmission | VACAR | TVA_Transmission | Internal | Summer | B4 | 100 | 900 | 0 | 68.59 | 63.57 | 7 | 0
2015 | VACAR_2_TVA_Transmission | VACAR | TVA_Transmission | Internal | Summer | B5 | 200 | 900 | 0 | 57.65 | 54.82 | 7 | 0
2015 | VACAR_2_TVA_Transmission | VACAR | TVA_Transmission | Internal | Summer | B6 | 300 | 900 | 0 | 51 | 47.76 | 7 | 0
2015 | VACAR_2_TVA_Transmission | VACAR | TVA_Transmission | Internal | Summer | B7 | 400 | 900 | 0 | 46.96 | 43.25 | 7 | 0
2015 | VACAR_2_TVA_Transmission | VACAR | TVA_Transmission | Internal | Summer | B8 | 500 | 900 | 0 | 43.81 | 39.7 | 7 | 0
2015 | VACAR_2_TVA_Transmission | VACAR | TVA_Transmission | Internal | Summer | B9 | 800 | 900 | 0 | 42.28 | 39.06 | 7 | 0
2015 | VACAR_2_TVA_Transmission | VACAR | TVA_Transmission | Internal | Summer | B10 | 1262 | 900 | 0 | 41.46 | 36.42 | 7 | 0
2015 | VACAR_2_TVA_Transmission | VACAR | TVA_Transmission | Internal | Winter | B16 | 25 | 900 | 0 | 65.68 | 56.68 | 7 | 0
2015 | VACAR_2_TVA_Transmission | VACAR | TVA_Transmission | Internal | Winter | B17 | 100 | 900 | 0 | 51.2 | 46.83 | 7 | 0
2015 | VACAR_2_TVA_Transmission | VACAR | TVA_Transmission | Internal | Winter | B18 | 400 | 900 | 0 | 46.96 | 43.25 | 7 | 0
2015 | VACAR_2_TVA_Transmission | VACAR | TVA_Transmission | Internal | Winter | B19 | 700 | 900 | 0 | 44.9 | 41.26 | 7 | 0
2015 | VACAR_2_TVA_Transmission | VACAR | TVA_Transmission | Internal | Winter | B20 | 935 | 900 | 0 | 42.66 | 39.56 | 7 | 0
2020 | ENT_2_SOCO | ENT | SOCO | Internal | Shoulder | B11 | 25 | 2000 | 0 | 59.7 | 67.66 | 8 | 0
2020 | ENT_2_SOCO | ENT | SOCO | Internal | Shoulder | B12 | 200 | 2000 | 0 | 42.38 | 44.18 | 8 | 0
2020 | ENT_2_SOCO | ENT | SOCO | Internal | Shoulder | B13 | 600 | 2000 | 0 | 42.38 | 42.57 | 8 | 0
2020 | ENT_2_SOCO | ENT | SOCO | Internal | Shoulder | B14 | 900 | 2000 | 0 | 42.38 | 42.57 | 8 | 0
2020 | ENT_2_SOCO | ENT | SOCO | Internal | Shoulder | B15 | 1203 | 2000 | 0 | 42.07 | 42.57 | 8 | 0
2020 | ENT_2_SOCO | ENT | SOCO | Internal | Summer | B1 | 10 | 2000 | 0 | 64.54 | 71.71 | 8 | 0
2020 | ENT_2_SOCO | ENT | SOCO | Internal | Summer | B2 | 25 | 2000 | 0 | 63.36 | 70.36 | 8 | 0
2020 | ENT_2_SOCO | ENT | SOCO | Internal | Summer | B3 | 75 | 2000 | 1679.09 | 62.36 | 70.36 | 8 | 0
2020 | ENT_2_SOCO | ENT | SOCO | Internal | Summer | B4 | 100 | 2000 | 1717.23 | 62.36 | 70.36 | 8 | 0
2020 | ENT_2_SOCO | ENT | SOCO | Internal | Summer | B5 | 200 | 2000 | 2000 | 59.66 | 70.36 | 8 | 2.7
2020 | ENT_2_SOCO | ENT | SOCO | Internal | Summer | B6 | 300 | 2000 | 0 | 55.88 | 63.6 | 8 | 0
2020 | ENT_2_SOCO | ENT | SOCO | Internal | Summer | B7 | 400 | 2000 | 473.99 | 48.06 | 56.06 | 8 | 0
2020 | ENT_2_SOCO | ENT | SOCO | Internal | Summer | B8 | 500 | 2000 | 0 | 41 | 44.08 | 8 | 0
2020 | ENT_2_SOCO | ENT | SOCO | Internal | Summer | B9 | 800 | 2000 | 0 | 41 | 41.3 | 8 | 0
2020 | ENT_2_SOCO | ENT | SOCO | Internal | Summer | B10 | 1262 | 2000 | 0 | 40.71 | 41.3 | 8 | 0
2020 | ENT_2_SOCO | ENT | SOCO | Internal | Winter | B16 | 25 | 2000 | 2000 | 56.45 | 64.75 | 8 | 0.3
2020 | ENT_2_SOCO | ENT | SOCO | Internal | Winter | B17 | 100 | 2000 | 0 | 45.1 | 46.79 | 8 | 0
2020 | ENT_2_SOCO | ENT | SOCO | Internal | Winter | B18 | 400 | 2000 | 0 | 45.1 | 45.18 | 8 | 0
2020 | ENT_2_SOCO | ENT | SOCO | Internal | Winter | B19 | 700 | 2000 | 0 | 44.77 | 45.18 | 8 | 0
2020 | ENT_2_SOCO | ENT | SOCO | Internal | Winter | B20 | 935 | 2000 | 0 | 43.66 | 44.59 | 8 | 0
2020 | ENT_2_TVA_Transmission | ENT | TVA_Transmission | Internal | Shoulder | B11 | 25 | 2100 | 0 | 59.7 | 59.22 | 8 | 0
2020 | ENT_2_TVA_Transmission | ENT | TVA_Transmission | Internal | Shoulder | B12 | 200 | 2100 | 0 | 42.38 | 48.29 | 8 | 0
2020 | ENT_2_TVA_Transmission | ENT | TVA_Transmission | Internal | Shoulder | B13 | 600 | 2100 | 0 | 42.38 | 45.29 | 8 | 0
2020 | ENT_2_TVA_Transmission | ENT | TVA_Transmission | Internal | Shoulder | B14 | 900 | 2100 | 0 | 42.38 | 43.74 | 8 | 0
2020 | ENT_2_TVA_Transmission | ENT | TVA_Transmission | Internal | Shoulder | B15 | 1203 | 2100 | 0 | 42.07 | 40.94 | 8 | 0
2020 | ENT_2_TVA_Transmission | ENT | TVA_Transmission | Internal | Summer | B1 | 10 | 2100 | 504.89 | 64.54 | 72.54 | 8 | 0
2020 | ENT_2_TVA_Transmission | ENT | TVA_Transmission | Internal | Summer | B2 | 25 | 2100 | 941.04 | 63.36 | 71.36 | 8 | 0
2020 | ENT_2_TVA_Transmission | ENT | TVA_Transmission | Internal | Summer | B3 | 75 | 2100 | 0 | 62.36 | 67.86 | 8 | 0
2020 | ENT_2_TVA_Transmission | ENT | TVA_Transmission | Internal | Summer | B4 | 100 | 2100 | 0 | 62.36 | 67.86 | 8 | 0
2020 | ENT_2_TVA_Transmission | ENT | TVA_Transmission | Internal | Summer | B5 | 200 | 2100 | 0 | 59.66 | 62.39 | 8 | 0
2020 | ENT_2_TVA_Transmission | ENT | TVA_Transmission | Internal | Summer | B6 | 300 | 2100 | 0 | 55.88 | 54.92 | 8 | 0
2020 | ENT_2_TVA_Transmission | ENT | TVA_Transmission | Internal | Summer | B7 | 400 | 2100 | 0 | 48.06 | 47.61 | 8 | 0
2020 | ENT_2_TVA_Transmission | ENT | TVA_Transmission | Internal | Summer | B8 | 500 | 2100 | 0 | 41 | 42.27 | 8 | 0
2020 | ENT_2_TVA_Transmission | ENT | TVA_Transmission | Internal | Summer | B9 | 800 | 2100 | 0 | 41 | 40.22 | 8 | 0
2020 | ENT_2_TVA_Transmission | ENT | TVA_Transmission | Internal | Summer | B10 | 1262 | 2100 | 0 | 40.71 | 38.24 | 8 | 0
2020 | ENT_2_TVA_Transmission | ENT | TVA_Transmission | Internal | Winter | B16 | 25 | 2100 | 0 | 56.45 | 59.74 | 8 | 0
2020 | ENT_2_TVA_Transmission | ENT | TVA_Transmission | Internal | Winter | B17 | 100 | 2100 | 0 | 45.1 | 50.64 | 8 | 0
2020 | ENT_2_TVA_Transmission | ENT | TVA_Transmission | Internal | Winter | B18 | 400 | 2100 | 0 | 45.1 | 45.99 | 8 | 0
2020 | ENT_2_TVA_Transmission | ENT | TVA_Transmission | Internal | Winter | B19 | 700 | 2100 | 0 | 44.77 | 44.3 | 8 | 0
2020 | ENT_2_TVA_Transmission | ENT | TVA_Transmission | Internal | Winter | B20 | 935 | 2100 | 0 | 43.66 | 41.18 | 8 | 0
2020 | HQ_NEISO_2_NEISO | HQ_NEISO | NEISO | Internal | Shoulder | B11 | 25 | 99999 | 2920 | 37.48 | 37.5 | 0.01 | 0
2020 | HQ_NEISO_2_NEISO | HQ_NEISO | NEISO | Internal | Shoulder | B12 | 200 | 99999 | 2920 | 37.48 | 37.5 | 0.01 | 0
2020 | HQ_NEISO_2_NEISO | HQ_NEISO | NEISO | Internal | Shoulder | B13 | 600 | 99999 | 2920 | 37.48 | 37.5 | 0.01 | 0
2020 | HQ_NEISO_2_NEISO | HQ_NEISO | NEISO | Internal | Shoulder | B14 | 900 | 99999 | 2920 | 37.48 | 37.5 | 0.01 | 0
2020 | HQ_NEISO_2_NEISO | HQ_NEISO | NEISO | Internal | Shoulder | B15 | 1203 | 99999 | 1143.24 | 37.48 | 37.5 | 0.01 | 0
2020 | HQ_NEISO_2_NEISO | HQ_NEISO | NEISO | Internal | Summer | B1 | 10 | 99999 | 2920 | 81.04 | 81.05 | 0.01 | 0
2020 | HQ_NEISO_2_NEISO | HQ_NEISO | NEISO | Internal | Summer | B2 | 25 | 99999 | 2920 | 68.36 | 68.37 | 0.01 | 0
2020 | HQ_NEISO_2_NEISO | HQ_NEISO | NEISO | Internal | Summer | B3 | 75 | 99999 | 2920 | 49.91 | 49.92 | 0.01 | 0
2020 | HQ_NEISO_2_NEISO | HQ_NEISO | NEISO | Internal | Summer | B4 | 100 | 99999 | 2920 | 45.92 | 45.93 | 0.01 | 0
2020 | HQ_NEISO_2_NEISO | HQ_NEISO | NEISO | Internal | Summer | B5 | 200 | 99999 | 2920 | 34.6 | 34.61 | 0.01 | 0
2020 | HQ_NEISO_2_NEISO | HQ_NEISO | NEISO | Internal | Summer | B6 | 300 | 99999 | 2920 | 34.6 | 34.61 | 0.01 | 0
2020 | HQ_NEISO_2_NEISO | HQ_NEISO | NEISO | Internal | Summer | B7 | 400 | 99999 | 2920 | 34.6 | 34.61 | 0.01 | 0
2020 | HQ_NEISO_2_NEISO | HQ_NEISO | NEISO | Internal | Summer | B8 | 500 | 99999 | 2920 | 34.6 | 34.61 | 0.01 | 0
2020 | HQ_NEISO_2_NEISO | HQ_NEISO | NEISO | Internal | Summer | B9 | 800 | 99999 | 2920 | 34.6 | 34.61 | 0.01 | 0
2020 | HQ_NEISO_2_NEISO | HQ_NEISO | NEISO | Internal | Summer | B10 | 1262 | 99999 | 795.94 | 34.6 | 34.61 | 0.01 | 0
2020 | HQ_NEISO_2_NEISO | HQ_NEISO | NEISO | Internal | Winter | B16 | 25 | 99999 | 2920 | 46.41 | 46.42 | 0.01 | 0
2020 | HQ_NEISO_2_NEISO | HQ_NEISO | NEISO | Internal | Winter | B17 | 100 | 99999 | 2920 | 46.41 | 46.42 | 0.01 | 0
2020 | HQ_NEISO_2_NEISO | HQ_NEISO | NEISO | Internal | Winter | B18 | 400 | 99999 | 2920 | 46.41 | 46.42 | 0.01 | 0
2020 | HQ_NEISO_2_NEISO | HQ_NEISO | NEISO | Internal | Winter | B19 | 700 | 99999 | 2920 | 46.41 | 46.42 | 0.01 | 0
2020 | HQ_NEISO_2_NEISO | HQ_NEISO | NEISO | Internal | Winter | B20 | 935 | 99999 | 1233.58 | 46.41 | 46.42 | 0.01 | 0
2020 | HQ_NY_2_NYISO_A-F | HQ_NY | NYISO_A-F | Internal | Shoulder | B11 | 25 | 99999 | 1000 | 40.48 | 40.5 | 0.01 | 0
2020 | HQ_NY_2_NYISO_A-F | HQ_NY | NYISO_A-F | Internal | Shoulder | B12 | 200 | 99999 | 1000 | 40.13 | 40.14 | 0.01 | 0
2020 | HQ_NY_2_NYISO_A-F | HQ_NY | NYISO_A-F | Internal | Shoulder | B13 | 600 | 99999 | 1000 | 39.86 | 39.87 | 0.01 | 0
2020 | HQ_NY_2_NYISO_A-F | HQ_NY | NYISO_A-F | Internal | Shoulder | B14 | 900 | 99999 | 1000 | 38.59 | 38.61 | 0.01 | 0
2020 | HQ_NY_2_NYISO_A-F | HQ_NY | NYISO_A-F | Internal | Shoulder | B15 | 1203 | 99999 | 188.69 | 38.59 | 38.61 | 0.01 | 0
2020 | HQ_NY_2_NYISO_A-F | HQ_NY | NYISO_A-F | Internal | Summer | B1 | 10 | 99999 | 1000 | 58.54 | 58.55 | 0.01 | 0
2020 | HQ_NY_2_NYISO_A-F | HQ_NY | NYISO_A-F | Internal | Summer | B2 | 25 | 99999 | 1000 | 57.36 | 57.37 | 0.01 | 0
2020 | HQ_NY_2_NYISO_A-F | HQ_NY | NYISO_A-F | Internal | Summer | B3 | 75 | 99999 | 1000 | 51.51 | 51.52 | 0.01 | 0
2020 | HQ_NY_2_NYISO_A-F | HQ_NY | NYISO_A-F | Internal | Summer | B4 | 100 | 99999 | 1000 | 48.92 | 48.93 | 0.01 | 0
2020 | HQ_NY_2_NYISO_A-F | HQ_NY | NYISO_A-F | Internal | Summer | B5 | 200 | 99999 | 1000 | 45.81 | 45.82 | 0.01 | 0
2020 | HQ_NY_2_NYISO_A-F | HQ_NY | NYISO_A-F | Internal | Summer | B6 | 300 | 99999 | 1000 | 42.31 | 42.32 | 0.01 | 0
2020 | HQ_NY_2_NYISO_A-F | HQ_NY | NYISO_A-F | Internal | Summer | B7 | 400 | 99999 | 1000 | 38.6 | 38.61 | 0.01 | 0
2020 | HQ_NY_2_NYISO_A-F | HQ_NY | NYISO_A-F | Internal | Summer | B8 | 500 | 99999 | 1000 | 37.59 | 37.6 | 0.01 | 0
2020 | HQ_NY_2_NYISO_A-F | HQ_NY | NYISO_A-F | Internal | Summer | B9 | 800 | 99999 | 1000 | 36.85 | 36.86 | 0.01 | 0
2020 | HQ_NY_2_NYISO_A-F | HQ_NY | NYISO_A-F | Internal | Summer | B10 | 1262 | 99999 | 30.11 | 36.85 | 36.86 | 0.01 | 0
2020 | HQ_NY_2_NYISO_A-F | HQ_NY | NYISO_A-F | Internal | Winter | B16 | 25 | 99999 | 1000 | 46.18 | 46.19 | 0.01 | 0
2020 | HQ_NY_2_NYISO_A-F | HQ_NY | NYISO_A-F | Internal | Winter | B17 | 100 | 99999 | 1000 | 43.41 | 43.42 | 0.01 | 0
2020 | HQ_NY_2_NYISO_A-F | HQ_NY | NYISO_A-F | Internal | Winter | B18 | 400 | 99999 | 1000 | 42.25 | 42.26 | 0.01 | 0
2020 | HQ_NY_2_NYISO_A-F | HQ_NY | NYISO_A-F | Internal | Winter | B19 | 700 | 99999 | 1000 | 42.25 | 42.26 | 0.01 | 0
2020 | HQ_NY_2_NYISO_A-F | HQ_NY | NYISO_A-F | Internal | Winter | B20 | 935 | 99999 | 229.95 | 42.25 | 42.26 | 0.01 | 0
2020 | HQ_IESO_2_IESO | HQ_IESO | IESO | Internal | Shoulder | B11 | 25 | 99999 | 400 | 31.59 | 31.61 | 0.01 | 0
2020 | HQ_IESO_2_IESO | HQ_IESO | IESO | Internal | Shoulder | B12 | 200 | 99999 | 400 | 31.89 | 31.91 | 0.01 | 0
2020 | HQ_IESO_2_IESO | HQ_IESO | IESO | Internal | Shoulder | B13 | 600 | 99999 | 400 | 31.59 | 31.61 | 0.01 | 0
2020 | HQ_IESO_2_IESO | HQ_IESO | IESO | Internal | Shoulder | B14 | 900 | 99999 | 400 | 31.59 | 31.61 | 0.01 | 0
2020 | HQ_IESO_2_IESO | HQ_IESO | IESO | Internal | Shoulder | B15 | 1203 | 99999 | 75.48 | 31.59 | 31.61 | 0.01 | 0
2020 | HQ_IESO_2_IESO | HQ_IESO | IESO | Internal | Summer | B1 | 10 | 99999 | 400 | 51.54 | 51.55 | 0.01 | 0
2020 | HQ_IESO_2_IESO | HQ_IESO | IESO | Internal | Summer | B2 | 25 | 99999 | 400 | 50.36 | 50.37 | 0.01 | 0
2020 | HQ_IESO_2_IESO | HQ_IESO | IESO | Internal | Summer | B3 | 75 | 99999 | 400 | 39.13 | 39.14 | 0.01 | 0
2020 | HQ_IESO_2_IESO | HQ_IESO | IESO | Internal | Summer | B4 | 100 | 99999 | 400 | 39.13 | 39.14 | 0.01 | 0
2020 | HQ_IESO_2_IESO | HQ_IESO | IESO | Internal | Summer | B5 | 200 | 99999 | 400 | 38.81 | 38.82 | 0.01 | 0
2020 | HQ_IESO_2_IESO | HQ_IESO | IESO | Internal | Summer | B6 | 300 | 99999 | 400 | 35.31 | 35.32 | 0.01 | 0
2020 | HQ_IESO_2_IESO | HQ_IESO | IESO | Internal | Summer | B7 | 400 | 99999 | 400 | 31.6 | 31.61 | 0.01 | 0
2020 | HQ_IESO_2_IESO | HQ_IESO | IESO | Internal | Summer | B8 | 500 | 99999 | 400 | 29.85 | 29.86 | 0.01 | 0
2020 | HQ_IESO_2_IESO | HQ_IESO | IESO | Internal | Summer | B9 | 800 | 99999 | 400 | 29.85 | 29.86 | 0.01 | 0
2020 | HQ_IESO_2_IESO | HQ_IESO | IESO | Internal | Summer | B10 | 1262 | 99999 | 12.04 | 29.85 | 29.86 | 0.01 | 0
2020 | HQ_IESO_2_IESO | HQ_IESO | IESO | Internal | Winter | B16 | 25 | 99999 | 400 | 39.18 | 39.19 | 0.01 | 0
2020 | HQ_IESO_2_IESO | HQ_IESO | IESO | Internal | Winter | B17 | 100 | 99999 | 400 | 36.41 | 36.42 | 0.01 | 0
2020 | HQ_IESO_2_IESO | HQ_IESO | IESO | Internal | Winter | B18 | 400 | 99999 | 400 | 35.25 | 35.26 | 0.01 | 0
2020 | HQ_IESO_2_IESO | HQ_IESO | IESO | Internal | Winter | B19 | 700 | 99999 | 400 | 35.25 | 35.26 | 0.01 | 0
2020 | HQ_IESO_2_IESO | HQ_IESO | IESO | Internal | Winter | B20 | 935 | 99999 | 91.98 | 35.25 | 35.26 | 0.01 | 0
2020 | IESO_2_MAPP_CA | IESO | MAPP_CA | Internal | Shoulder | B11 | 25 | 262 | 262 | 31.61 | 48.69 | 7 | 10.09
2020 | IESO_2_MAPP_CA | IESO | MAPP_CA | Internal | Shoulder | B12 | 200 | 262 | 262 | 31.91 | 46.17 | 7 | 7.26
2020 | IESO_2_MAPP_CA | IESO | MAPP_CA | Internal | Shoulder | B13 | 600 | 262 | 262 | 31.61 | 43.48 | 7 | 4.87
2020 | IESO_2_MAPP_CA | IESO | MAPP_CA | Internal | Shoulder | B14 | 900 | 262 | 262 | 31.61 | 43.48 | 7 | 4.87
2020 | IESO_2_MAPP_CA | IESO | MAPP_CA | Internal | Shoulder | B15 | 1203 | 262 | 262 | 31.61 | 43.48 | 7 | 4.87
2020 | IESO_2_MAPP_CA | IESO | MAPP_CA | Internal | Summer | B1 | 10 | 262 | 40.54 | 51.55 | 58.55 | 7 | 0
2020 | IESO_2_MAPP_CA | IESO | MAPP_CA | Internal | Summer | B2 | 25 | 262 | 145.33 | 50.37 | 57.37 | 7 | 0
2020 | IESO_2_MAPP_CA | IESO | MAPP_CA | Internal | Summer | B3 | 75 | 262 | 262 | 39.14 | 53.22 | 7 | 7.08
2020 | IESO_2_MAPP_CA | IESO | MAPP_CA | Internal | Summer | B4 | 100 | 262 | 262 | 39.14 | 51.33 | 7 | 5.19
2020 | IESO_2_MAPP_CA | IESO | MAPP_CA | Internal | Summer | B5 | 200 | 262 | 262 | 38.82 | 48.18 | 7 | 2.36
2020 | IESO_2_MAPP_CA | IESO | MAPP_CA | Internal | Summer | B6 | 300 | 262 | 262 | 35.32 | 48.18 | 7 | 5.87
2020 | IESO_2_MAPP_CA | IESO | MAPP_CA | Internal | Summer | B7 | 400 | 262 | 262 | 31.61 | 40.26 | 7 | 1.64
2020 | IESO_2_MAPP_CA | IESO | MAPP_CA | Internal | Summer | B8 | 500 | 262 | 262 | 29.86 | 40.26 | 7 | 3.4
2020 | IESO_2_MAPP_CA | IESO | MAPP_CA | Internal | Summer | B9 | 800 | 262 | 262 | 29.86 | 40.26 | 7 | 3.4
2020 | IESO_2_MAPP_CA | IESO | MAPP_CA | Internal | Summer | B10 | 1262 | 262 | 262 | 29.86 | 40.26 | 7 | 3.4
2020 | IESO_2_MAPP_CA | IESO | MAPP_CA | Internal | Winter | B16 | 25 | 262 | 262 | 39.19 | 52.69 | 7 | 6.5
2020 | IESO_2_MAPP_CA | IESO | MAPP_CA | Internal | Winter | B17 | 100 | 262 | 262 | 36.42 | 48.18 | 7 | 4.76
2020 | IESO_2_MAPP_CA | IESO | MAPP_CA | Internal | Winter | B18 | 400 | 262 | 262 | 35.26 | 48.18 | 7 | 5.92
2020 | IESO_2_MAPP_CA | IESO | MAPP_CA | Internal | Winter | B19 | 700 | 262 | 262 | 35.26 | 48.18 | 7 | 5.92
2020 | IESO_2_MAPP_CA | IESO | MAPP_CA | Internal | Winter | B20 | 935 | 262 | 262 | 35.26 | 48.18 | 7 | 5.92
2020 | IESO_2_MISO_MI | IESO | MISO_MI | Internal | Shoulder | B11 | 25 | 1840 | 1840 | 31.61 | 55.68 | 7 | 17.07
2020 | IESO_2_MISO_MI | IESO | MISO_MI | Internal | Shoulder | B12 | 200 | 1840 | 1840 | 31.91 | 46.18 | 7 | 7.27
2020 | IESO_2_MISO_MI | IESO | MISO_MI | Internal | Shoulder | B13 | 600 | 1840 | 1840 | 31.61 | 43.28 | 7 | 4.68
2020 | IESO_2_MISO_MI | IESO | MISO_MI | Internal | Shoulder | B14 | 900 | 1840 | 1840 | 31.61 | 40.41 | 7 | 1.81
2020 | IESO_2_MISO_MI | IESO | MISO_MI | Internal | Shoulder | B15 | 1203 | 1840 | 0 | 31.61 | 38.21 | 7 | 0
2020 | IESO_2_MISO_MI | IESO | MISO_MI | Internal | Summer | B1 | 10 | 1840 | 1840 | 51.55 | 64.12 | 7 | 5.57
2020 | IESO_2_MISO_MI | IESO | MISO_MI | Internal | Summer | B2 | 25 | 1840 | 1840 | 50.37 | 63.37 | 7 | 6
2020 | IESO_2_MISO_MI | IESO | MISO_MI | Internal | Summer | B3 | 75 | 1840 | 1840 | 39.14 | 60.38 | 7 | 14.24
2020 | IESO_2_MISO_MI | IESO | MISO_MI | Internal | Summer | B4 | 100 | 1840 | 1840 | 39.14 | 59.86 | 7 | 13.72
2020 | IESO_2_MISO_MI | IESO | MISO_MI | Internal | Summer | B5 | 200 | 1840 | 1840 | 38.82 | 58.75 | 7 | 12.93
2020 | IESO_2_MISO_MI | IESO | MISO_MI | Internal | Summer | B6 | 300 | 1840 | 1840 | 35.32 | 49.37 | 7 | 7.05
2020 | IESO_2_MISO_MI | IESO | MISO_MI | Internal | Summer | B7 | 400 | 1840 | 1840 | 31.61 | 40.28 | 7 | 1.67
2020 | IESO_2_MISO_MI | IESO | MISO_MI | Internal | Summer | B8 | 500 | 1840 | 1840 | 29.86 | 38.04 | 7 | 1.18
2020 | IESO_2_MISO_MI | IESO | MISO_MI | Internal | Summer | B9 | 800 | 1840 | 1243.36 | 29.86 | 36.86 | 7 | 0
2020 | IESO_2_MISO_MI | IESO | MISO_MI | Internal | Summer | B10 | 1262 | 1840 | 0 | 29.86 | 36.02 | 7 | 0
2020 | IESO_2_MISO_MI | IESO | MISO_MI | Internal | Winter | B16 | 25 | 1840 | 1840 | 39.19 | 52.73 | 7 | 6.53
2020 | IESO_2_MISO_MI | IESO | MISO_MI | Internal | Winter | B17 | 100 | 1840 | 1840 | 36.42 | 48.2 | 7 | 4.77
2020 | IESO_2_MISO_MI | IESO | MISO_MI | Internal | Winter | B18 | 400 | 1840 | 1840 | 35.26 | 42.33 | 7 | 0.07
2020 | IESO_2_MISO_MI | IESO | MISO_MI | Internal | Winter | B19 | 700 | 1840 | 0 | 35.26 | 41.94 | 7 | 0
2020 | IESO_2_MISO_MI | IESO | MISO_MI | Internal | Winter | B20 | 935 | 1840 | 0 | 35.26 | 37.77 | 7 | 0
2020 | IESO_2_MISO_W | IESO | MISO_W | Internal | Shoulder | B11 | 25 | 140 | 140 | 31.61 | 55.7 | 7 | 17.1
2020 | IESO_2_MISO_W | IESO | MISO_W | Internal | Shoulder | B12 | 200 | 140 | 140 | 31.91 | 46.18 | 7 | 7.27
2020 | IESO_2_MISO_W | IESO | MISO_W | Internal | Shoulder | B13 | 600 | 140 | 140 | 31.61 | 43.27 | 7 | 4.66
2020 | IESO_2_MISO_W | IESO | MISO_W | Internal | Shoulder | B14 | 900 | 140 | 140 | 31.61 | 40.41 | 7 | 1.81
2020 | IESO_2_MISO_W | IESO | MISO_W | Internal | Shoulder | B15 | 1203 | 140 | 0 | 31.61 | 38.21 | 7 | 0
2020 | IESO_2_MISO_W | IESO | MISO_W | Internal | Summer | B1 | 10 | 140 | 140 | 51.55 | 64.53 | 7 | 5.98
2020 | IESO_2_MISO_W | IESO | MISO_W | Internal | Summer | B2 | 25 | 140 | 140 | 50.37 | 63.38 | 7 | 6.01
2020 | IESO_2_MISO_W | IESO | MISO_W | Internal | Summer | B3 | 75 | 140 | 140 | 39.14 | 63.38 | 7 | 17.24
2020 | IESO_2_MISO_W | IESO | MISO_W | Internal | Summer | B4 | 100 | 140 | 140 | 39.14 | 61.18 | 7 | 15.04
2020 | IESO_2_MISO_W | IESO | MISO_W | Internal | Summer | B5 | 200 | 140 | 140 | 38.82 | 58.79 | 7 | 12.97
2020 | IESO_2_MISO_W | IESO | MISO_W | Internal | Summer | B6 | 300 | 140 | 140 | 35.32 | 49.4 | 7 | 7.08
2020 | IESO_2_MISO_W | IESO | MISO_W | Internal | Summer | B7 | 400 | 140 | 140 | 31.61 | 40.27 | 7 | 1.66
2020 | IESO_2_MISO_W | IESO | MISO_W | Internal | Summer | B8 | 500 | 140 | 140 | 29.86 | 38.03 | 7 | 1.17
2020 | IESO_2_MISO_W | IESO | MISO_W | Internal | Summer | B9 | 800 | 140 | 140 | 29.86 | 36.88 | 7 | 0.02
2020 | IESO_2_MISO_W | IESO | MISO_W | Internal | Summer | B10 | 1262 | 140 | 0 | 29.86 | 35.98 | 7 | 0
2020 | IESO_2_MISO_W | IESO | MISO_W | Internal | Winter | B16 | 25 | 140 | 140 | 39.19 | 52.7 | 7 | 6.51
2020 | IESO_2_MISO_W | IESO | MISO_W | Internal | Winter | B17 | 100 | 140 | 140 | 36.42 | 48.17 | 7 | 4.75
2020 | IESO_2_MISO_W | IESO | MISO_W | Internal | Winter | B18 | 400 | 140 | 140 | 35.26 | 42.34 | 7 | 0.08
2020 | IESO_2_MISO_W | IESO | MISO_W | Internal | Winter | B19 | 700 | 140 | 0 | 35.26 | 41.96 | 7 | 0
2020 | IESO_2_MISO_W | IESO | MISO_W | Internal | Winter | B20 | 935 | 140 | 0 | 35.26 | 37.74 | 7 | 0
2020 | IESO_2_NYISO_A-F | IESO | NYISO_A-F | Internal | Shoulder | B11 | 25 | 1725 | 1725 | 31.61 | 40.5 | 7 | 1.89
2020 | IESO_2_NYISO_A-F | IESO | NYISO_A-F | Internal | Shoulder | B12 | 200 | 1725 | 1725 | 31.91 | 40.14 | 7 | 1.24
2020 | IESO_2_NYISO_A-F | IESO | NYISO_A-F | Internal | Shoulder | B13 | 600 | 1725 | 1725 | 31.61 | 39.87 | 7 | 1.26
2020 | IESO_2_NYISO_A-F | IESO | NYISO_A-F | Internal | Shoulder | B14 | 900 | 1725 | 1277.75 | 31.61 | 38.61 | 7 | 0
2020 | IESO_2_NYISO_A-F | IESO | NYISO_A-F | Internal | Shoulder | B15 | 1203 | 1725 | 1047.08 | 31.61 | 38.61 | 7 | 0
2020 | IESO_2_NYISO_A-F | IESO | NYISO_A-F | Internal | Summer | B1 | 10 | 1725 | 1245.3 | 51.55 | 58.55 | 7 | 0
2020 | IESO_2_NYISO_A-F | IESO | NYISO_A-F | Internal | Summer | B2 | 25 | 1725 | 1654 | 50.37 | 57.37 | 7 | 0
2020 | IESO_2_NYISO_A-F | IESO | NYISO_A-F | Internal | Summer | B3 | 75 | 1725 | 1725 | 39.14 | 51.52 | 7 | 5.38
2020 | IESO_2_NYISO_A-F | IESO | NYISO_A-F | Internal | Summer | B4 | 100 | 1725 | 1725 | 39.14 | 48.93 | 7 | 2.8
2020 | IESO_2_NYISO_A-F | IESO | NYISO_A-F | Internal | Summer | B5 | 200 | 1725 | 1246.03 | 38.82 | 45.82 | 7 | 0
2020 | IESO_2_NYISO_A-F | IESO | NYISO_A-F | Internal | Summer | B6 | 300 | 1725 | 564.67 | 35.32 | 42.32 | 7 | 0
2020 | IESO_2_NYISO_A-F | IESO | NYISO_A-F | Internal | Summer | B7 | 400 | 1725 | 1277.73 | 31.61 | 38.61 | 7 | 0
2020 | IESO_2_NYISO_A-F | IESO | NYISO_A-F | Internal | Summer | B8 | 500 | 1725 | 1725 | 29.86 | 37.6 | 7 | 0.74
2020 | IESO_2_NYISO_A-F | IESO | NYISO_A-F | Internal | Summer | B9 | 800 | 1725 | 1578.31 | 29.86 | 36.86 | 7 | 0
2020 | IESO_2_NYISO_A-F | IESO | NYISO_A-F | Internal | Summer | B10 | 1262 | 1725 | 1596.86 | 29.86 | 36.86 | 7 | 0
2020 | IESO_2_NYISO_A-F | IESO | NYISO_A-F | Internal | Winter | B16 | 25 | 1725 | 866.07 | 39.19 | 46.19 | 7 | 0
2020 | IESO_2_NYISO_A-F | IESO | NYISO_A-F | Internal | Winter | B17 | 100 | 1725 | 1155.96 | 36.42 | 43.42 | 7 | 0
2020 | IESO_2_NYISO_A-F | IESO | NYISO_A-F | Internal | Winter | B18 | 400 | 1725 | 1556.14 | 35.26 | 42.26 | 7 | 0
2020 | IESO_2_NYISO_A-F | IESO | NYISO_A-F | Internal | Winter | B19 | 700 | 1725 | 1645.61 | 35.26 | 42.26 | 7 | 0
2020 | IESO_2_NYISO_A-F | IESO | NYISO_A-F | Internal | Winter | B20 | 935 | 1725 | 1638.94 | 35.26 | 42.26 | 7 | 0
2020 | MAPP_CA_2_IESO | MAPP_CA | IESO | Internal | Shoulder | B11 | 25 | 330 | 0 | 48.69 | 31.61 | 8 | 0
2020 | MAPP_CA_2_IESO | MAPP_CA | IESO | Internal | Shoulder | B12 | 200 | 330 | 0 | 46.17 | 31.91 | 8 | 0
2020 | MAPP_CA_2_IESO | MAPP_CA | IESO | Internal | Shoulder | B13 | 600 | 330 | 0 | 43.48 | 31.61 | 8 | 0
2020 | MAPP_CA_2_IESO | MAPP_CA | IESO | Internal | Shoulder | B14 | 900 | 330 | 0 | 43.48 | 31.61 | 8 | 0
2020 | MAPP_CA_2_IESO | MAPP_CA | IESO | Internal | Shoulder | B15 | 1203 | 330 | 0 | 43.48 | 31.61 | 8 | 0
2020 | MAPP_CA_2_IESO | MAPP_CA | IESO | Internal | Summer | B1 | 10 | 330 | 0 | 58.55 | 51.55 | 8 | 0
2020 | MAPP_CA_2_IESO | MAPP_CA | IESO | Internal | Summer | B2 | 25 | 330 | 0 | 57.37 | 50.37 | 8 | 0
2020 | MAPP_CA_2_IESO | MAPP_CA | IESO | Internal | Summer | B3 | 75 | 330 | 0 | 53.22 | 39.14 | 8 | 0
2020 | MAPP_CA_2_IESO | MAPP_CA | IESO | Internal | Summer | B4 | 100 | 330 | 0 | 51.33 | 39.14 | 8 | 0
2020 | MAPP_CA_2_IESO | MAPP_CA | IESO | Internal | Summer | B5 | 200 | 330 | 0 | 48.18 | 38.82 | 8 | 0
2020 | MAPP_CA_2_IESO | MAPP_CA | IESO | Internal | Summer | B6 | 300 | 330 | 0 | 48.18 | 35.32 | 8 | 0
2020 | MAPP_CA_2_IESO | MAPP_CA | IESO | Internal | Summer | B7 | 400 | 330 | 0 | 40.26 | 31.61 | 8 | 0
2020 | MAPP_CA_2_IESO | MAPP_CA | IESO | Internal | Summer | B8 | 500 | 330 | 0 | 40.26 | 29.86 | 8 | 0
2020 | MAPP_CA_2_IESO | MAPP_CA | IESO | Internal | Summer | B9 | 800 | 330 | 0 | 40.26 | 29.86 | 8 | 0
2020 | MAPP_CA_2_IESO | MAPP_CA | IESO | Internal | Summer | B10 | 1262 | 330 | 0 | 40.26 | 29.86 | 8 | 0
2020 | MAPP_CA_2_IESO | MAPP_CA | IESO | Internal | Winter | B16 | 25 | 330 | 0 | 52.69 | 39.19 | 8 | 0
2020 | MAPP_CA_2_IESO | MAPP_CA | IESO | Internal | Winter | B17 | 100 | 330 | 0 | 48.18 | 36.42 | 8 | 0
2020 | MAPP_CA_2_IESO | MAPP_CA | IESO | Internal | Winter | B18 | 400 | 330 | 0 | 48.18 | 35.26 | 8 | 0
2020 | MAPP_CA_2_IESO | MAPP_CA | IESO | Internal | Winter | B19 | 700 | 330 | 0 | 48.18 | 35.26 | 8 | 0
2020 | MAPP_CA_2_IESO | MAPP_CA | IESO | Internal | Winter | B20 | 935 | 330 | 0 | 48.18 | 35.26 | 8 | 0
2020 | MAPP_CA_2_MAPP_US | MAPP_CA | MAPP_US | Internal | Shoulder | B11 | 25 | 372 | 100.54 | 48.69 | 55.69 | 7 | 0
2020 | MAPP_CA_2_MAPP_US | MAPP_CA | MAPP_US | Internal | Shoulder | B12 | 200 | 372 | 0 | 46.17 | 39.18 | 7 | 0
2020 | MAPP_CA_2_MAPP_US | MAPP_CA | MAPP_US | Internal | Shoulder | B13 | 600 | 372 | 0 | 43.48 | 36.27 | 7 | 0
2020 | MAPP_CA_2_MAPP_US | MAPP_CA | MAPP_US | Internal | Shoulder | B14 | 900 | 372 | 0 | 43.48 | 34.01 | 7 | 0
2020 | MAPP_CA_2_MAPP_US | MAPP_CA | MAPP_US | Internal | Shoulder | B15 | 1203 | 372 | 0 | 43.48 | 33.51 | 7 | 0
2020 | MAPP_CA_2_MAPP_US | MAPP_CA | MAPP_US | Internal | Summer | B1 | 10 | 372 | 0 | 58.55 | 59.75 | 7 | 0
2020 | MAPP_CA_2_MAPP_US | MAPP_CA | MAPP_US | Internal | Summer | B2 | 25 | 372 | 0 | 57.37 | 58.33 | 7 | 0
2020 | MAPP_CA_2_MAPP_US | MAPP_CA | MAPP_US | Internal | Summer | B3 | 75 | 372 | 0 | 53.22 | 59.75 | 7 | 0
2020 | MAPP_CA_2_MAPP_US | MAPP_CA | MAPP_US | Internal | Summer | B4 | 100 | 372 | 26.68 | 51.33 | 58.33 | 7 | 0
2020 | MAPP_CA_2_MAPP_US | MAPP_CA | MAPP_US | Internal | Summer | B5 | 200 | 372 | 0 | 48.18 | 54.77 | 7 | 0
2020 | MAPP_CA_2_MAPP_US | MAPP_CA | MAPP_US | Internal | Summer | B6 | 300 | 372 | 0 | 48.18 | 49.38 | 7 | 0
2020 | MAPP_CA_2_MAPP_US | MAPP_CA | MAPP_US | Internal | Summer | B7 | 400 | 372 | 0 | 40.26 | 40.26 | 7 | 0
2020 | MAPP_CA_2_MAPP_US | MAPP_CA | MAPP_US | Internal | Summer | B8 | 500 | 372 | 0 | 40.26 | 33.26 | 7 | 0
2020 | MAPP_CA_2_MAPP_US | MAPP_CA | MAPP_US | Internal | Summer | B9 | 800 | 372 | 0 | 40.26 | 32.64 | 7 | 0
2020 | MAPP_CA_2_MAPP_US | MAPP_CA | MAPP_US | Internal | Summer | B10 | 1262 | 372 | 0 | 40.26 | 30.35 | 7 | 0
2020 | MAPP_CA_2_MAPP_US | MAPP_CA | MAPP_US | Internal | Winter | B16 | 25 | 372 | 0 | 52.69 | 45.7 | 7 | 0
2020 | MAPP_CA_2_MAPP_US | MAPP_CA | MAPP_US | Internal | Winter | B17 | 100 | 372 | 0 | 48.18 | 41.17 | 7 | 0
2020 | MAPP_CA_2_MAPP_US | MAPP_CA | MAPP_US | Internal | Winter | B18 | 400 | 372 | 0 | 48.18 | 36.27 | 7 | 0
2020 | MAPP_CA_2_MAPP_US | MAPP_CA | MAPP_US | Internal | Winter | B19 | 700 | 372 | 0 | 48.18 | 36.27 | 7 | 0
2020 | MAPP_CA_2_MAPP_US | MAPP_CA | MAPP_US | Internal | Winter | B20 | 935 | 372 | 0 | 48.18 | 32.11 | 7 | 0
2020 | MAPP_CA_2_MISO_W | MAPP_CA | MISO_W | Internal | Shoulder | B11 | 25 | 1988 | 1988 | 48.69 | 55.7 | 0.01 | 7
2020 | MAPP_CA_2_MISO_W | MAPP_CA | MISO_W | Internal | Shoulder | B12 | 200 | 1988 | 575.24 | 46.17 | 46.18 | 0.01 | 0
2020 | MAPP_CA_2_MISO_W | MAPP_CA | MISO_W | Internal | Shoulder | B13 | 600 | 1988 | 0 | 43.48 | 43.27 | 0.01 | 0
2020 | MAPP_CA_2_MISO_W | MAPP_CA | MISO_W | Internal | Shoulder | B14 | 900 | 1988 | 0 | 43.48 | 40.41 | 0.01 | 0
2020 | MAPP_CA_2_MISO_W | MAPP_CA | MISO_W | Internal | Shoulder | B15 | 1203 | 1988 | 0 | 43.48 | 38.21 | 0.01 | 0
2020 | MAPP_CA_2_MISO_W | MAPP_CA | MISO_W | Internal | Summer | B1 | 10 | 1988 | 1988 | 58.55 | 64.53 | 0.01 | 5.96
2020 | MAPP_CA_2_MISO_W | MAPP_CA | MISO_W | Internal | Summer | B2 | 25 | 1988 | 1988 | 57.37 | 63.38 | 0.01 | 6
2020 | MAPP_CA_2_MISO_W | MAPP_CA | MISO_W | Internal | Summer | B3 | 75 | 1988 | 1988 | 53.22 | 63.38 | 0.01 | 10.15
2020 | MAPP_CA_2_MISO_W | MAPP_CA | MISO_W | Internal | Summer | B4 | 100 | 1988 | 1988 | 51.33 | 61.18 | 0.01 | 9.84
2020 | MAPP_CA_2_MISO_W | MAPP_CA | MISO_W | Internal | Summer | B5 | 200 | 1988 | 1988 | 48.18 | 58.79 | 0.01 | 10.59
2020 | MAPP_CA_2_MISO_W | MAPP_CA | MISO_W | Internal | Summer | B6 | 300 | 1988 | 1988 | 48.18 | 49.4 | 0.01 | 1.2
2020 | MAPP_CA_2_MISO_W | MAPP_CA | MISO_W | Internal | Summer | B7 | 400 | 1988 | 351.98 | 40.26 | 40.27 | 0.01 | 0
2020 | MAPP_CA_2_MISO_W | MAPP_CA | MISO_W | Internal | Summer | B8 | 500 | 1988 | 0 | 40.26 | 38.03 | 0.01 | 0
2020 | MAPP_CA_2_MISO_W | MAPP_CA | MISO_W | Internal | Summer | B9 | 800 | 1988 | 0 | 40.26 | 36.88 | 0.01 | 0
2020 | MAPP_CA_2_MISO_W | MAPP_CA | MISO_W | Internal | Summer | B10 | 1262 | 1988 | 0 | 40.26 | 35.98 | 0.01 | 0
2020 | MAPP_CA_2_MISO_W | MAPP_CA | MISO_W | Internal | Winter | B16 | 25 | 1988 | 1455.19 | 52.69 | 52.7 | 0.01 | 0
2020 | MAPP_CA_2_MISO_W | MAPP_CA | MISO_W | Internal | Winter | B17 | 100 | 1988 | 0 | 48.18 | 48.17 | 0.01 | 0
2020 | MAPP_CA_2_MISO_W | MAPP_CA | MISO_W | Internal | Winter | B18 | 400 | 1988 | 0 | 48.18 | 42.34 | 0.01 | 0
2020 | MAPP_CA_2_MISO_W | MAPP_CA | MISO_W | Internal | Winter | B19 | 700 | 1988 | 0 | 48.18 | 41.96 | 0.01 | 0
2020 | MAPP_CA_2_MISO_W | MAPP_CA | MISO_W | Internal | Winter | B20 | 935 | 1988 | 0 | 48.18 | 37.74 | 0.01 | 0
2020 | MAPP_US_2_MAPP_CA | MAPP_US | MAPP_CA | Internal | Shoulder | B11 | 25 | 165 | 0 | 55.69 | 48.69 | 7 | 0
2020 | MAPP_US_2_MAPP_CA | MAPP_US | MAPP_CA | Internal | Shoulder | B12 | 200 | 165 | 0 | 39.18 | 46.17 | 7 | 0
2020 | MAPP_US_2_MAPP_CA | MAPP_US | MAPP_CA | Internal | Shoulder | B13 | 600 | 165 | 165 | 36.27 | 43.48 | 7 | 0.21
2020 | MAPP_US_2_MAPP_CA | MAPP_US | MAPP_CA | Internal | Shoulder | B14 | 900 | 165 | 165 | 34.01 | 43.48 | 7 | 2.48
2020 | MAPP_US_2_MAPP_CA | MAPP_US | MAPP_CA | Internal | Shoulder | B15 | 1203 | 165 | 165 | 33.51 | 43.48 | 7 | 2.97
2020 | MAPP_US_2_MAPP_CA | MAPP_US | MAPP_CA | Internal | Summer | B1 | 10 | 165 | 0 | 59.75 | 58.55 | 7 | 0
2020 | MAPP_US_2_MAPP_CA | MAPP_US | MAPP_CA | Internal | Summer | B2 | 25 | 165 | 0 | 58.33 | 57.37 | 7 | 0
2020 | MAPP_US_2_MAPP_CA | MAPP_US | MAPP_CA | Internal | Summer | B3 | 75 | 165 | 0 | 59.75 | 53.22 | 7 | 0
2020 | MAPP_US_2_MAPP_CA | MAPP_US | MAPP_CA | Internal | Summer | B4 | 100 | 165 | 0 | 58.33 | 51.33 | 7 | 0
2020 | MAPP_US_2_MAPP_CA | MAPP_US | MAPP_CA | Internal | Summer | B5 | 200 | 165 | 0 | 54.77 | 48.18 | 7 | 0
2020 | MAPP_US_2_MAPP_CA | MAPP_US | MAPP_CA | Internal | Summer | B6 | 300 | 165 | 0 | 49.38 | 48.18 | 7 | 0
2020 | MAPP_US_2_MAPP_CA | MAPP_US | MAPP_CA | Internal | Summer | B7 | 400 | 165 | 0 | 40.26 | 40.26 | 7 | 0
2020 | MAPP_US_2_MAPP_CA | MAPP_US | MAPP_CA | Internal | Summer | B8 | 500 | 165 | 10.49 | 33.26 | 40.26 | 7 | 0
2020 | MAPP_US_2_MAPP_CA | MAPP_US | MAPP_CA | Internal | Summer | B9 | 800 | 165 | 165 | 32.64 | 40.26 | 7 | 0.62
2020 | MAPP_US_2_MAPP_CA | MAPP_US | MAPP_CA | Internal | Summer | B10 | 1262 | 165 | 165 | 30.35 | 40.26 | 7 | 2.91
2020 | MAPP_US_2_MAPP_CA | MAPP_US | MAPP_CA | Internal | Winter | B16 | 25 | 165 | 0 | 45.7 | 52.69 | 7 | 0
2020 | MAPP_US_2_MAPP_CA | MAPP_US | MAPP_CA | Internal | Winter | B17 | 100 | 165 | 165 | 41.17 | 48.18 | 7 | 0.01
2020 | MAPP_US_2_MAPP_CA | MAPP_US | MAPP_CA | Internal | Winter | B18 | 400 | 165 | 165 | 36.27 | 48.18 | 7 | 4.91
2020 | MAPP_US_2_MAPP_CA | MAPP_US | MAPP_CA | Internal | Winter | B19 | 700 | 165 | 165 | 36.27 | 48.18 | 7 | 4.91
2020 | MAPP_US_2_MAPP_CA | MAPP_US | MAPP_CA | Internal | Winter | B20 | 935 | 165 | 165 | 32.11 | 48.18 | 7 | 9.07
2020 | MAPP_US_2_MISO_W | MAPP_US | MISO_W | Internal | Shoulder | B11 | 25 | 2635 | 0 | 55.69 | 55.7 | 7 | 0
2020 | MAPP_US_2_MISO_W | MAPP_US | MISO_W | Internal | Shoulder | B12 | 200 | 2635 | 1280.29 | 39.18 | 46.18 | 7 | 0
2020 | MAPP_US_2_MISO_W | MAPP_US | MISO_W | Internal | Shoulder | B13 | 600 | 2635 | 1236.3 | 36.27 | 43.27 | 7 | 0
2020 | MAPP_US_2_MISO_W | MAPP_US | MISO_W | Internal | Shoulder | B14 | 900 | 2635 | 0 | 34.01 | 40.41 | 7 | 0
2020 | MAPP_US_2_MISO_W | MAPP_US | MISO_W | Internal | Shoulder | B15 | 1203 | 2635 | 0 | 33.51 | 38.21 | 7 | 0
2020 | MAPP_US_2_MISO_W | MAPP_US | MISO_W | Internal | Summer | B1 | 10 | 2635 | 0 | 59.75 | 64.53 | 7 | 0
2020 | MAPP_US_2_MISO_W | MAPP_US | MISO_W | Internal | Summer | B2 | 25 | 2635 | 0 | 58.33 | 63.38 | 7 | 0
2020 | MAPP_US_2_MISO_W | MAPP_US | MISO_W | Internal | Summer | B3 | 75 | 2635 | 0 | 59.75 | 63.38 | 7 | 0
2020 | MAPP_US_2_MISO_W | MAPP_US | MISO_W | Internal | Summer | B4 | 100 | 2635 | 0 | 58.33 | 61.18 | 7 | 0
2020 | MAPP_US_2_MISO_W | MAPP_US | MISO_W | Internal | Summer | B5 | 200 | 2635 | 0 | 54.77 | 58.79 | 7 | 0
2020 | MAPP_US_2_MISO_W | MAPP_US | MISO_W | Internal | Summer | B6 | 300 | 2635 | 0 | 49.38 | 49.4 | 7 | 0
2020 | MAPP_US_2_MISO_W | MAPP_US | MISO_W | Internal | Summer | B7 | 400 | 2635 | 0 | 40.26 | 40.27 | 7 | 0
2020 | MAPP_US_2_MISO_W | MAPP_US | MISO_W | Internal | Summer | B8 | 500 | 2635 | 0 | 33.26 | 38.03 | 7 | 0
2020 | MAPP_US_2_MISO_W | MAPP_US | MISO_W | Internal | Summer | B9 | 800 | 2635 | 0 | 32.64 | 36.88 | 7 | 0
2020 | MAPP_US_2_MISO_W | MAPP_US | MISO_W | Internal | Summer | B10 | 1262 | 2635 | 0 | 30.35 | 35.98 | 7 | 0
2020 | MAPP_US_2_MISO_W | MAPP_US | MISO_W | Internal | Winter | B16 | 25 | 2635 | 1676.91 | 45.7 | 52.7 | 7 | 0
2020 | MAPP_US_2_MISO_W | MAPP_US | MISO_W | Internal | Winter | B17 | 100 | 2635 | 1141.7 | 41.17 | 48.17 | 7 | 0
2020 | MAPP_US_2_MISO_W | MAPP_US | MISO_W | Internal | Winter | B18 | 400 | 2635 | 0 | 36.27 | 42.34 | 7 | 0
2020 | MAPP_US_2_MISO_W | MAPP_US | MISO_W | Internal | Winter | B19 | 700 | 2635 | 0 | 36.27 | 41.96 | 7 | 0
2020 | MAPP_US_2_MISO_W | MAPP_US | MISO_W | Internal | Winter | B20 | 935 | 2635 | 0 | 32.11 | 37.74 | 7 | 0
2020 | MAPP_US_2_NE | MAPP_US | NE | Internal | Shoulder | B11 | 25 | 2000 | 1843.05 | 55.69 | 62.69 | 7 | 0
2020 | MAPP_US_2_NE | MAPP_US | NE | Internal | Shoulder | B12 | 200 | 2000 | 0 | 39.18 | 44.97 | 7 | 0
2020 | MAPP_US_2_NE | MAPP_US | NE | Internal | Shoulder | B13 | 600 | 2000 | 0 | 36.27 | 42.05 | 7 | 0
2020 | MAPP_US_2_NE | MAPP_US | NE | Internal | Shoulder | B14 | 900 | 2000 | 0 | 34.01 | 40.63 | 7 | 0
2020 | MAPP_US_2_NE | MAPP_US | NE | Internal | Shoulder | B15 | 1203 | 2000 | 77.96 | 33.51 | 40.51 | 7 | 0
2020 | MAPP_US_2_NE | MAPP_US | NE | Internal | Summer | B1 | 10 | 2000 | 1058.84 | 59.75 | 66.75 | 7 | 0
2020 | MAPP_US_2_NE | MAPP_US | NE | Internal | Summer | B2 | 25 | 2000 | 1377.2 | 58.33 | 65.33 | 7 | 0
2020 | MAPP_US_2_NE | MAPP_US | NE | Internal | Summer | B3 | 75 | 2000 | 1330.94 | 59.75 | 66.75 | 7 | 0
2020 | MAPP_US_2_NE | MAPP_US | NE | Internal | Summer | B4 | 100 | 2000 | 1629.37 | 58.33 | 65.33 | 7 | 0
2020 | MAPP_US_2_NE | MAPP_US | NE | Internal | Summer | B5 | 200 | 2000 | 1271.82 | 54.77 | 61.77 | 7 | 0
2020 | MAPP_US_2_NE | MAPP_US | NE | Internal | Summer | B6 | 300 | 2000 | 1370.71 | 49.38 | 56.38 | 7 | 0
2020 | MAPP_US_2_NE | MAPP_US | NE | Internal | Summer | B7 | 400 | 2000 | 1779.1 | 40.26 | 47.26 | 7 | 0
2020 | MAPP_US_2_NE | MAPP_US | NE | Internal | Summer | B8 | 500 | 2000 | 1704.26 | 33.26 | 40.26 | 7 | 0
2020 | MAPP_US_2_NE | MAPP_US | NE | Internal | Summer | B9 | 800 | 2000 | 842.73 | 32.64 | 39.64 | 7 | 0
2020 | MAPP_US_2_NE | MAPP_US | NE | Internal | Summer | B10 | 1262 | 2000 | 776.19 | 30.35 | 37.35 | 7 | 0
2020 | MAPP_US_2_NE | MAPP_US | NE | Internal | Winter | B16 | 25 | 2000 | 0 | 45.7 | 51.44 | 7 | 0
2020 | MAPP_US_2_NE | MAPP_US | NE | Internal | Winter | B17 | 100 | 2000 | 0 | 41.17 | 43.37 | 7 | 0
2020 | MAPP_US_2_NE | MAPP_US | NE | Internal | Winter | B18 | 400 | 2000 | 376.73 | 36.27 | 43.27 | 7 | 0
2020 | MAPP_US_2_NE | MAPP_US | NE | Internal | Winter | B19 | 700 | 2000 | 55.85 | 36.27 | 43.27 | 7 | 0
2020 | MAPP_US_2_NE | MAPP_US | NE | Internal | Winter | B20 | 935 | 2000 | 79.44 | 32.11 | 39.11 | 7 | 0
2020 | MARITIMES_2_NEISO | MARITIMES | NEISO | Internal | Shoulder | B11 | 25 | 99999 | 1400 | 37.48 | 37.5 | 0.01 | 0
2020 | MARITIMES_2_NEISO | MARITIMES | NEISO | Internal | Shoulder | B12 | 200 | 99999 | 1400 | 37.48 | 37.5 | 0.01 | 0
2020 | MARITIMES_2_NEISO | MARITIMES | NEISO | Internal | Shoulder | B13 | 600 | 99999 | 1400 | 37.48 | 37.5 | 0.01 | 0
2020 | MARITIMES_2_NEISO | MARITIMES | NEISO | Internal | Shoulder | B14 | 900 | 99999 | 1400 | 37.48 | 37.5 | 0.01 | 0
2020 | MARITIMES_2_NEISO | MARITIMES | NEISO | Internal | Shoulder | B15 | 1203 | 99999 | 426.43 | 37.48 | 37.5 | 0.01 | 0
2020 | MARITIMES_2_NEISO | MARITIMES | NEISO | Internal | Summer | B1 | 10 | 99999 | 1400 | 81.04 | 81.05 | 0.01 | 0
2020 | MARITIMES_2_NEISO | MARITIMES | NEISO | Internal | Summer | B2 | 25 | 99999 | 1400 | 68.36 | 68.37 | 0.01 | 0
2020 | MARITIMES_2_NEISO | MARITIMES | NEISO | Internal | Summer | B3 | 75 | 99999 | 1400 | 49.91 | 49.92 | 0.01 | 0
2020 | MARITIMES_2_NEISO | MARITIMES | NEISO | Internal | Summer | B4 | 100 | 99999 | 1400 | 45.92 | 45.93 | 0.01 | 0
2020 | MARITIMES_2_NEISO | MARITIMES | NEISO | Internal | Summer | B5 | 200 | 99999 | 1400 | 34.6 | 34.61 | 0.01 | 0
2020 | MARITIMES_2_NEISO | MARITIMES | NEISO | Internal | Summer | B6 | 300 | 99999 | 1400 | 34.6 | 34.61 | 0.01 | 0
2020 | MARITIMES_2_NEISO | MARITIMES | NEISO | Internal | Summer | B7 | 400 | 99999 | 1400 | 34.6 | 34.61 | 0.01 | 0
2020 | MARITIMES_2_NEISO | MARITIMES | NEISO | Internal | Summer | B8 | 500 | 99999 | 1400 | 34.6 | 34.61 | 0.01 | 0
2020 | MARITIMES_2_NEISO | MARITIMES | NEISO | Internal | Summer | B9 | 800 | 99999 | 1400 | 34.6 | 34.61 | 0.01 | 0
2020 | MARITIMES_2_NEISO | MARITIMES | NEISO | Internal | Summer | B10 | 1262 | 99999 | 236.13 | 34.6 | 34.61 | 0.01 | 0
2020 | MARITIMES_2_NEISO | MARITIMES | NEISO | Internal | Winter | B16 | 25 | 99999 | 1400 | 46.41 | 46.42 | 0.01 | 0
2020 | MARITIMES_2_NEISO | MARITIMES | NEISO | Internal | Winter | B17 | 100 | 99999 | 1400 | 46.41 | 46.42 | 0.01 | 0
2020 | MARITIMES_2_NEISO | MARITIMES | NEISO | Internal | Winter | B18 | 400 | 99999 | 1400 | 46.41 | 46.42 | 0.01 | 0
2020 | MARITIMES_2_NEISO | MARITIMES | NEISO | Internal | Winter | B19 | 700 | 99999 | 1400 | 46.41 | 46.42 | 0.01 | 0
2020 | MARITIMES_2_NEISO | MARITIMES | NEISO | Internal | Winter | B20 | 935 | 99999 | 475.94 | 46.41 | 46.42 | 0.01 | 0
2020 | MISO_IN_2_MISO_MI | MISO_IN | MISO_MI | Internal | Shoulder | B11 | 25 | 5000 | 0 | 55.69 | 55.68 | 0.01 | 0
2020 | MISO_IN_2_MISO_MI | MISO_IN | MISO_MI | Internal | Shoulder | B12 | 200 | 5000 | 0 | 46.19 | 46.18 | 0.01 | 0
2020 | MISO_IN_2_MISO_MI | MISO_IN | MISO_MI | Internal | Shoulder | B13 | 600 | 5000 | 241.09 | 43.27 | 43.28 | 0.01 | 0
2020 | MISO_IN_2_MISO_MI | MISO_IN | MISO_MI | Internal | Shoulder | B14 | 900 | 5000 | 0 | 40.41 | 40.41 | 0.01 | 0
2020 | MISO_IN_2_MISO_MI | MISO_IN | MISO_MI | Internal | Shoulder | B15 | 1203 | 5000 | 721.65 | 38.2 | 38.21 | 0.01 | 0
2020 | MISO_IN_2_MISO_MI | MISO_IN | MISO_MI | Internal | Summer | B1 | 10 | 5000 | 0 | 64.55 | 64.12 | 0.01 | 0
2020 | MISO_IN_2_MISO_MI | MISO_IN | MISO_MI | Internal | Summer | B2 | 25 | 5000 | 0 | 63.38 | 63.37 | 0.01 | 0
2020 | MISO_IN_2_MISO_MI | MISO_IN | MISO_MI | Internal | Summer | B3 | 75 | 5000 | 0 | 61.97 | 60.38 | 0.01 | 0
2020 | MISO_IN_2_MISO_MI | MISO_IN | MISO_MI | Internal | Summer | B4 | 100 | 5000 | 0 | 61.15 | 59.86 | 0.01 | 0
2020 | MISO_IN_2_MISO_MI | MISO_IN | MISO_MI | Internal | Summer | B5 | 200 | 5000 | 0 | 58.77 | 58.75 | 0.01 | 0
2020 | MISO_IN_2_MISO_MI | MISO_IN | MISO_MI | Internal | Summer | B6 | 300 | 5000 | 0 | 49.38 | 49.37 | 0.01 | 0
2020 | MISO_IN_2_MISO_MI | MISO_IN | MISO_MI | Internal | Summer | B7 | 400 | 5000 | 29.33 | 40.27 | 40.28 | 0.01 | 0
2020 | MISO_IN_2_MISO_MI | MISO_IN | MISO_MI | Internal | Summer | B8 | 500 | 5000 | 534.34 | 38.03 | 38.04 | 0.01 | 0
2020 | MISO_IN_2_MISO_MI | MISO_IN | MISO_MI | Internal | Summer | B9 | 800 | 5000 | 979.21 | 36.85 | 36.86 | 0.01 | 0
2020 | MISO_IN_2_MISO_MI | MISO_IN | MISO_MI | Internal | Summer | B10 | 1262 | 5000 | 2947.55 | 36 | 36.02 | 0.01 | 0
2020 | MISO_IN_2_MISO_MI | MISO_IN | MISO_MI | Internal | Winter | B16 | 25 | 5000 | 0 | 52.74 | 52.73 | 0.01 | 0
2020 | MISO_IN_2_MISO_MI | MISO_IN | MISO_MI | Internal | Winter | B17 | 100 | 5000 | 0 | 48.2 | 48.2 | 0.01 | 0
2020 | MISO_IN_2_MISO_MI | MISO_IN | MISO_MI | Internal | Winter | B18 | 400 | 5000 | 0 | 42.34 | 42.33 | 0.01 | 0
2020 | MISO_IN_2_MISO_MI | MISO_IN | MISO_MI | Internal | Winter | B19 | 700 | 5000 | 1668.66 | 41.93 | 41.94 | 0.01 | 0
2020 | MISO_IN_2_MISO_MI | MISO_IN | MISO_MI | Internal | Winter | B20 | 935 | 5000 | 611.03 | 37.75 | 37.77 | 0.01 | 0
2020 | MISO_IN_2_MISO_MO-IL | MISO_IN | MISO_MO-IL | Internal | Shoulder | B11 | 25 | 5000 | 294.78 | 55.69 | 55.7 | 0.01 | 0
2020 | MISO_IN_2_MISO_MO-IL | MISO_IN | MISO_MO-IL | Internal | Shoulder | B12 | 200 | 5000 | 0 | 46.19 | 46.18 | 0.01 | 0
2020 | MISO_IN_2_MISO_MO-IL | MISO_IN | MISO_MO-IL | Internal | Shoulder | B13 | 600 | 5000 | 0 | 43.27 | 43.26 | 0.01 | 0
2020 | MISO_IN_2_MISO_MO-IL | MISO_IN | MISO_MO-IL | Internal | Shoulder | B14 | 900 | 5000 | 0 | 40.41 | 40.4 | 0.01 | 0
2020 | MISO_IN_2_MISO_MO-IL | MISO_IN | MISO_MO-IL | Internal | Shoulder | B15 | 1203 | 5000 | 0 | 38.2 | 38.19 | 0.01 | 0
2020 | MISO_IN_2_MISO_MO-IL | MISO_IN | MISO_MO-IL | Internal | Summer | B1 | 10 | 5000 | 0 | 64.55 | 64.54 | 0.01 | 0
2020 | MISO_IN_2_MISO_MO-IL | MISO_IN | MISO_MO-IL | Internal | Summer | B2 | 25 | 5000 | 0 | 63.38 | 63.37 | 0.01 | 0
2020 | MISO_IN_2_MISO_MO-IL | MISO_IN | MISO_MO-IL | Internal | Summer | B3 | 75 | 5000 | 116.25 | 61.97 | 61.99 | 0.01 | 0
2020 | MISO_IN_2_MISO_MO-IL | MISO_IN | MISO_MO-IL | Internal | Summer | B4 | 100 | 5000 | 529.35 | 61.15 | 61.17 | 0.01 | 0
2020 | MISO_IN_2_MISO_MO-IL | MISO_IN | MISO_MO-IL | Internal | Summer | B5 | 200 | 5000 | 317.38 | 58.77 | 58.78 | 0.01 | 0
2020 | MISO_IN_2_MISO_MO-IL | MISO_IN | MISO_MO-IL | Internal | Summer | B6 | 300 | 5000 | 0 | 49.38 | 49.38 | 0.01 | 0
2020 | MISO_IN_2_MISO_MO-IL | MISO_IN | MISO_MO-IL | Internal | Summer | B7 | 400 | 5000 | 0 | 40.27 | 40.26 | 0.01 | 0
2020 | MISO_IN_2_MISO_MO-IL | MISO_IN | MISO_MO-IL | Internal | Summer | B8 | 500 | 5000 | 69.54 | 38.03 | 38.04 | 0.01 | 0
2020 | MISO_IN_2_MISO_MO-IL | MISO_IN | MISO_MO-IL | Internal | Summer | B9 | 800 | 5000 | 688.72 | 36.85 | 36.86 | 0.01 | 0
2020 | MISO_IN_2_MISO_MO-IL | MISO_IN | MISO_MO-IL | Internal | Summer | B10 | 1262 | 5000 | 0 | 36 | 35.99 | 0.01 | 0
2020 | MISO_IN_2_MISO_MO-IL | MISO_IN | MISO_MO-IL | Internal | Winter | B16 | 25 | 5000 | 0 | 52.74 | 52.72 | 0.01 | 0
2020 | MISO_IN_2_MISO_MO-IL | MISO_IN | MISO_MO-IL | Internal | Winter | B17 | 100 | 5000 | 0 | 48.2 | 48.18 | 0.01 | 0
2020 | MISO_IN_2_MISO_MO-IL | MISO_IN | MISO_MO-IL | Internal | Winter | B18 | 400 | 5000 | 0 | 42.34 | 42.33 | 0.01 | 0
2020 | MISO_IN_2_MISO_MO-IL | MISO_IN | MISO_MO-IL | Internal | Winter | B19 | 700 | 5000 | 0 | 41.93 | 41.91 | 0.01 | 0
2020 | MISO_IN_2_MISO_MO-IL | MISO_IN | MISO_MO-IL | Internal | Winter | B20 | 935 | 5000 | 0 | 37.75 | 37.74 | 0.01 | 0
2020 | MISO_IN_2_NonRTO_Midwest | MISO_IN | NonRTO_Midwest | Internal | Shoulder | B11 | 25 | 4800 | 875.29 | 55.69 | 63.69 | 8 | 0
2020 | MISO_IN_2_NonRTO_Midwest | MISO_IN | NonRTO_Midwest | Internal | Shoulder | B12 | 200 | 4800 | 450.5 | 46.19 | 54.19 | 8 | 0
2020 | MISO_IN_2_NonRTO_Midwest | MISO_IN | NonRTO_Midwest | Internal | Shoulder | B13 | 600 | 4800 | 0 | 43.27 | 49.17 | 8 | 0
2020 | MISO_IN_2_NonRTO_Midwest | MISO_IN | NonRTO_Midwest | Internal | Shoulder | B14 | 900 | 4800 | 0 | 40.41 | 43.24 | 8 | 0
2020 | MISO_IN_2_NonRTO_Midwest | MISO_IN | NonRTO_Midwest | Internal | Shoulder | B15 | 1203 | 4800 | 0 | 38.2 | 35.63 | 8 | 0
2020 | MISO_IN_2_NonRTO_Midwest | MISO_IN | NonRTO_Midwest | Internal | Summer | B1 | 10 | 4800 | 0 | 64.55 | 69.15 | 8 | 0
2020 | MISO_IN_2_NonRTO_Midwest | MISO_IN | NonRTO_Midwest | Internal | Summer | B2 | 25 | 4800 | 0 | 63.38 | 69.15 | 8 | 0
2020 | MISO_IN_2_NonRTO_Midwest | MISO_IN | NonRTO_Midwest | Internal | Summer | B3 | 75 | 4800 | 0 | 61.97 | 69.15 | 8 | 0
2020 | MISO_IN_2_NonRTO_Midwest | MISO_IN | NonRTO_Midwest | Internal | Summer | B4 | 100 | 4800 | 397.49 | 61.15 | 69.15 | 8 | 0
2020 | MISO_IN_2_NonRTO_Midwest | MISO_IN | NonRTO_Midwest | Internal | Summer | B5 | 200 | 4800 | 829.51 | 58.77 | 66.77 | 8 | 0
2020 | MISO_IN_2_NonRTO_Midwest | MISO_IN | NonRTO_Midwest | Internal | Summer | B6 | 300 | 4800 | 349.86 | 49.38 | 57.38 | 8 | 0
2020 | MISO_IN_2_NonRTO_Midwest | MISO_IN | NonRTO_Midwest | Internal | Summer | B7 | 400 | 4800 | 0 | 40.27 | 43.73 | 8 | 0
2020 | MISO_IN_2_NonRTO_Midwest | MISO_IN | NonRTO_Midwest | Internal | Summer | B8 | 500 | 4800 | 0 | 38.03 | 41.32 | 8 | 0
2020 | MISO_IN_2_NonRTO_Midwest | MISO_IN | NonRTO_Midwest | Internal | Summer | B9 | 800 | 4800 | 0 | 36.85 | 36.86 | 8 | 0
2020 | MISO_IN_2_NonRTO_Midwest | MISO_IN | NonRTO_Midwest | Internal | Summer | B10 | 1262 | 4800 | 0 | 36 | 33.61 | 8 | 0
2020 | MISO_IN_2_NonRTO_Midwest | MISO_IN | NonRTO_Midwest | Internal | Winter | B16 | 25 | 4800 | 2280.02 | 52.74 | 60.74 | 8 | 0
2020 | MISO_IN_2_NonRTO_Midwest | MISO_IN | NonRTO_Midwest | Internal | Winter | B17 | 100 | 4800 | 1170.83 | 48.2 | 56.2 | 8 | 0
2020 | MISO_IN_2_NonRTO_Midwest | MISO_IN | NonRTO_Midwest | Internal | Winter | B18 | 400 | 4800 | 315.05 | 42.34 | 50.34 | 8 | 0
2020 | MISO_IN_2_NonRTO_Midwest | MISO_IN | NonRTO_Midwest | Internal | Winter | B19 | 700 | 4800 | 0 | 41.93 | 43.73 | 8 | 0
2020 | MISO_IN_2_NonRTO_Midwest | MISO_IN | NonRTO_Midwest | Internal | Winter | B20 | 935 | 4800 | 0 | 37.75 | 35.69 | 8 | 0
2020 | MISO_IN_2_PJM_ROR | MISO_IN | PJM_ROR | Internal | Shoulder | B11 | 25 | 992 | 0 | 55.69 | 53.69 | 2 | 0
2020 | MISO_IN_2_PJM_ROR | MISO_IN | PJM_ROR | Internal | Shoulder | B12 | 200 | 992 | 0 | 46.19 | 48.18 | 2 | 0
2020 | MISO_IN_2_PJM_ROR | MISO_IN | PJM_ROR | Internal | Shoulder | B13 | 600 | 992 | 0 | 43.27 | 42.88 | 2 | 0
2020 | MISO_IN_2_PJM_ROR | MISO_IN | PJM_ROR | Internal | Shoulder | B14 | 900 | 992 | 0 | 40.41 | 40.17 | 2 | 0
2020 | MISO_IN_2_PJM_ROR | MISO_IN | PJM_ROR | Internal | Shoulder | B15 | 1203 | 992 | 0 | 38.2 | 37.47 | 2 | 0
2020 | MISO_IN_2_PJM_ROR | MISO_IN | PJM_ROR | Internal | Summer | B1 | 10 | 992 | 0 | 64.55 | 66.54 | 2 | 0
2020 | MISO_IN_2_PJM_ROR | MISO_IN | PJM_ROR | Internal | Summer | B2 | 25 | 992 | 0 | 63.38 | 65.36 | 2 | 0
2020 | MISO_IN_2_PJM_ROR | MISO_IN | PJM_ROR | Internal | Summer | B3 | 75 | 992 | 0 | 61.97 | 61.86 | 2 | 0
2020 | MISO_IN_2_PJM_ROR | MISO_IN | PJM_ROR | Internal | Summer | B4 | 100 | 992 | 0 | 61.15 | 61.86 | 2 | 0
2020 | MISO_IN_2_PJM_ROR | MISO_IN | PJM_ROR | Internal | Summer | B5 | 200 | 992 | 0 | 58.77 | 56.97 | 2 | 0
2020 | MISO_IN_2_PJM_ROR | MISO_IN | PJM_ROR | Internal | Summer | B6 | 300 | 992 | 0 | 49.38 | 49.23 | 2 | 0
2020 | MISO_IN_2_PJM_ROR | MISO_IN | PJM_ROR | Internal | Summer | B7 | 400 | 992 | 0 | 40.27 | 42.26 | 2 | 0
2020 | MISO_IN_2_PJM_ROR | MISO_IN | PJM_ROR | Internal | Summer | B8 | 500 | 992 | 0 | 38.03 | 38.01 | 2 | 0
2020 | MISO_IN_2_PJM_ROR | MISO_IN | PJM_ROR | Internal | Summer | B9 | 800 | 992 | 0 | 36.85 | 36.2 | 2 | 0
2020 | MISO_IN_2_PJM_ROR | MISO_IN | PJM_ROR | Internal | Summer | B10 | 1262 | 992 | 0 | 36 | 34.67 | 2 | 0
2020 | MISO_IN_2_PJM_ROR | MISO_IN | PJM_ROR | Internal | Winter | B16 | 25 | 992 | 0 | 52.74 | 53.74 | 2 | 0
2020 | MISO_IN_2_PJM_ROR | MISO_IN | PJM_ROR | Internal | Winter | B17 | 100 | 992 | 0 | 48.2 | 50.17 | 2 | 0
2020 | MISO_IN_2_PJM_ROR | MISO_IN | PJM_ROR | Internal | Winter | B18 | 400 | 992 | 0 | 42.34 | 44.33 | 2 | 0
2020 | MISO_IN_2_PJM_ROR | MISO_IN | PJM_ROR | Internal | Winter | B19 | 700 | 992 | 0 | 41.93 | 41.99 | 2 | 0
2020 | MISO_IN_2_PJM_ROR | MISO_IN | PJM_ROR | Internal | Winter | B20 | 935 | 992 | 0 | 37.75 | 35.85 | 2 | 0
2020 | MISO_MI_2_IESO | MISO_MI | IESO | Internal | Shoulder | B11 | 25 | 1580 | 0 | 55.68 | 31.61 | 8 | 0
2020 | MISO_MI_2_IESO | MISO_MI | IESO | Internal | Shoulder | B12 | 200 | 1580 | 0 | 46.18 | 31.91 | 8 | 0
2020 | MISO_MI_2_IESO | MISO_MI | IESO | Internal | Shoulder | B13 | 600 | 1580 | 0 | 43.28 | 31.61 | 8 | 0
2020 | MISO_MI_2_IESO | MISO_MI | IESO | Internal | Shoulder | B14 | 900 | 1580 | 0 | 40.41 | 31.61 | 8 | 0
2020 | MISO_MI_2_IESO | MISO_MI | IESO | Internal | Shoulder | B15 | 1203 | 1580 | 0 | 38.21 | 31.61 | 8 | 0
2020 | MISO_MI_2_IESO | MISO_MI | IESO | Internal | Summer | B1 | 10 | 1580 | 0 | 64.12 | 51.55 | 8 | 0
2020 | MISO_MI_2_IESO | MISO_MI | IESO | Internal | Summer | B2 | 25 | 1580 | 0 | 63.37 | 50.37 | 8 | 0
2020 | MISO_MI_2_IESO | MISO_MI | IESO | Internal | Summer | B3 | 75 | 1580 | 0 | 60.38 | 39.14 | 8 | 0
2020 | MISO_MI_2_IESO | MISO_MI | IESO | Internal | Summer | B4 | 100 | 1580 | 0 | 59.86 | 39.14 | 8 | 0
2020 | MISO_MI_2_IESO | MISO_MI | IESO | Internal | Summer | B5 | 200 | 1580 | 0 | 58.75 | 38.82 | 8 | 0
2020 | MISO_MI_2_IESO | MISO_MI | IESO | Internal | Summer | B6 | 300 | 1580 | 0 | 49.37 | 35.32 | 8 | 0
2020 | MISO_MI_2_IESO | MISO_MI | IESO | Internal | Summer | B7 | 400 | 1580 | 0 | 40.28 | 31.61 | 8 | 0
2020 | MISO_MI_2_IESO | MISO_MI | IESO | Internal | Summer | B8 | 500 | 1580 | 0 | 38.04 | 29.86 | 8 | 0
2020 | MISO_MI_2_IESO | MISO_MI | IESO | Internal | Summer | B9 | 800 | 1580 | 0 | 36.86 | 29.86 | 8 | 0
2020 | MISO_MI_2_IESO | MISO_MI | IESO | Internal | Summer | B10 | 1262 | 1580 | 0 | 36.02 | 29.86 | 8 | 0
2020 | MISO_MI_2_IESO | MISO_MI | IESO | Internal | Winter | B16 | 25 | 1580 | 0 | 52.73 | 39.19 | 8 | 0
2020 | MISO_MI_2_IESO | MISO_MI | IESO | Internal | Winter | B17 | 100 | 1580 | 0 | 48.2 | 36.42 | 8 | 0
2020 | MISO_MI_2_IESO | MISO_MI | IESO | Internal | Winter | B18 | 400 | 1580 | 0 | 42.33 | 35.26 | 8 | 0
2020 | MISO_MI_2_IESO | MISO_MI | IESO | Internal | Winter | B19 | 700 | 1580 | 0 | 41.94 | 35.26 | 8 | 0
2020 | MISO_MI_2_IESO | MISO_MI | IESO | Internal | Winter | B20 | 935 | 1580 | 0 | 37.77 | 35.26 | 8 | 0
2020 | MISO_MI_2_MISO_IN | MISO_MI | MISO_IN | Internal | Shoulder | B11 | 25 | 2045 | 1915.11 | 55.68 | 55.69 | 0.01 | 0
2020 | MISO_MI_2_MISO_IN | MISO_MI | MISO_IN | Internal | Shoulder | B12 | 200 | 2045 | 477.95 | 46.18 | 46.19 | 0.01 | 0
2020 | MISO_MI_2_MISO_IN | MISO_MI | MISO_IN | Internal | Shoulder | B13 | 600 | 2045 | 0 | 43.28 | 43.27 | 0.01 | 0
2020 | MISO_MI_2_MISO_IN | MISO_MI | MISO_IN | Internal | Shoulder | B14 | 900 | 2045 | 0 | 40.41 | 40.41 | 0.01 | 0
2020 | MISO_MI_2_MISO_IN | MISO_MI | MISO_IN | Internal | Shoulder | B15 | 1203 | 2045 | 0 | 38.21 | 38.2 | 0.01 | 0
2020 | MISO_MI_2_MISO_IN | MISO_MI | MISO_IN | Internal | Summer | B1 | 10 | 2045 | 2045 | 64.12 | 64.55 | 0.01 | 0.42
2020 | MISO_MI_2_MISO_IN | MISO_MI | MISO_IN | Internal | Summer | B2 | 25 | 2045 | 1283.95 | 63.37 | 63.38 | 0.01 | 0
2020 | MISO_MI_2_MISO_IN | MISO_MI | MISO_IN | Internal | Summer | B3 | 75 | 2045 | 2045 | 60.38 | 61.97 | 0.01 | 1.58
2020 | MISO_MI_2_MISO_IN | MISO_MI | MISO_IN | Internal | Summer | B4 | 100 | 2045 | 2045 | 59.86 | 61.15 | 0.01 | 1.28
2020 | MISO_MI_2_MISO_IN | MISO_MI | MISO_IN | Internal | Summer | B5 | 200 | 2045 | 1726.43 | 58.75 | 58.77 | 0.01 | 0
2020 | MISO_MI_2_MISO_IN | MISO_MI | MISO_IN | Internal | Summer | B6 | 300 | 2045 | 262.38 | 49.37 | 49.38 | 0.01 | 0
2020 | MISO_MI_2_MISO_IN | MISO_MI | MISO_IN | Internal | Summer | B7 | 400 | 2045 | 0 | 40.28 | 40.27 | 0.01 | 0
2020 | MISO_MI_2_MISO_IN | MISO_MI | MISO_IN | Internal | Summer | B8 | 500 | 2045 | 0 | 38.04 | 38.03 | 0.01 | 0
2020 | MISO_MI_2_MISO_IN | MISO_MI | MISO_IN | Internal | Summer | B9 | 800 | 2045 | 0 | 36.86 | 36.85 | 0.01 | 0
2020 | MISO_MI_2_MISO_IN | MISO_MI | MISO_IN | Internal | Summer | B10 | 1262 | 2045 | 0 | 36.02 | 36 | 0.01 | 0
2020 | MISO_MI_2_MISO_IN | MISO_MI | MISO_IN | Internal | Winter | B16 | 25 | 2045 | 1426.4 | 52.73 | 52.74 | 0.01 | 0
2020 | MISO_MI_2_MISO_IN | MISO_MI | MISO_IN | Internal | Winter | B17 | 100 | 2045 | 0 | 48.2 | 48.2 | 0.01 | 0
2020 | MISO_MI_2_MISO_IN | MISO_MI | MISO_IN | Internal | Winter | B18 | 400 | 2045 | 55.99 | 42.33 | 42.34 | 0.01 | 0
2020 | MISO_MI_2_MISO_IN | MISO_MI | MISO_IN | Internal | Winter | B19 | 700 | 2045 | 0 | 41.94 | 41.93 | 0.01 | 0
2020 | MISO_MI_2_MISO_IN | MISO_MI | MISO_IN | Internal | Winter | B20 | 935 | 2045 | 0 | 37.77 | 37.75 | 0.01 | 0
2020 | MISO_MI_2_MISO_WUMS | MISO_MI | MISO_WUMS | Internal | Shoulder | B11 | 25 | 947 | 827.77 | 55.68 | 55.69 | 0.01 | 0
2020 | MISO_MI_2_MISO_WUMS | MISO_MI | MISO_WUMS | Internal | Shoulder | B12 | 200 | 947 | 346.88 | 46.18 | 46.19 | 0.01 | 0
2020 | MISO_MI_2_MISO_WUMS | MISO_MI | MISO_WUMS | Internal | Shoulder | B13 | 600 | 947 | 0 | 43.28 | 43.28 | 0.01 | 0
2020 | MISO_MI_2_MISO_WUMS | MISO_MI | MISO_WUMS | Internal | Shoulder | B14 | 900 | 947 | 251.19 | 40.41 | 40.42 | 0.01 | 0
2020 | MISO_MI_2_MISO_WUMS | MISO_MI | MISO_WUMS | Internal | Shoulder | B15 | 1203 | 947 | 0 | 38.21 | 38.2 | 0.01 | 0
2020 | MISO_MI_2_MISO_WUMS | MISO_MI | MISO_WUMS | Internal | Summer | B1 | 10 | 947 | 0 | 64.12 | 63.96 | 0.01 | 0
2020 | MISO_MI_2_MISO_WUMS | MISO_MI | MISO_WUMS | Internal | Summer | B2 | 25 | 947 | 0 | 63.37 | 63.36 | 0.01 | 0
2020 | MISO_MI_2_MISO_WUMS | MISO_MI | MISO_WUMS | Internal | Summer | B3 | 75 | 947 | 558.77 | 60.38 | 60.4 | 0.01 | 0
2020 | MISO_MI_2_MISO_WUMS | MISO_MI | MISO_WUMS | Internal | Summer | B4 | 100 | 947 | 947 | 59.86 | 60.4 | 0.01 | 0.52
2020 | MISO_MI_2_MISO_WUMS | MISO_MI | MISO_WUMS | Internal | Summer | B5 | 200 | 947 | 947 | 58.75 | 58.78 | 0.01 | 0.01
2020 | MISO_MI_2_MISO_WUMS | MISO_MI | MISO_WUMS | Internal | Summer | B6 | 300 | 947 | 719.73 | 49.37 | 49.38 | 0.01 | 0
2020 | MISO_MI_2_MISO_WUMS | MISO_MI | MISO_WUMS | Internal | Summer | B7 | 400 | 947 | 0 | 40.28 | 40.28 | 0.01 | 0
2020 | MISO_MI_2_MISO_WUMS | MISO_MI | MISO_WUMS | Internal | Summer | B8 | 500 | 947 | 0 | 38.04 | 38.04 | 0.01 | 0
2020 | MISO_MI_2_MISO_WUMS | MISO_MI | MISO_WUMS | Internal | Summer | B9 | 800 | 947 | 530.61 | 36.86 | 36.87 | 0.01 | 0
2020 | MISO_MI_2_MISO_WUMS | MISO_MI | MISO_WUMS | Internal | Summer | B10 | 1262 | 947 | 0 | 36.02 | 36 | 0.01 | 0
2020 | MISO_MI_2_MISO_WUMS | MISO_MI | MISO_WUMS | Internal | Winter | B16 | 25 | 947 | 0 | 52.73 | 52.72 | 0.01 | 0
2020 | MISO_MI_2_MISO_WUMS | MISO_MI | MISO_WUMS | Internal | Winter | B17 | 100 | 947 | 0 | 48.2 | 48.18 | 0.01 | 0
2020 | MISO_MI_2_MISO_WUMS | MISO_MI | MISO_WUMS | Internal | Winter | B18 | 400 | 947 | 0 | 42.33 | 42.34 | 0.01 | 0
2020 | MISO_MI_2_MISO_WUMS | MISO_MI | MISO_WUMS | Internal | Winter | B19 | 700 | 947 | 235.92 | 41.94 | 41.95 | 0.01 | 0
2020 | MISO_MI_2_MISO_WUMS | MISO_MI | MISO_WUMS | Internal | Winter | B20 | 935 | 947 | 0 | 37.77 | 37.75 | 0.01 | 0
2020 | MISO_MI_2_PJM_ROR | MISO_MI | PJM_ROR | Internal | Shoulder | B11 | 25 | 1424 | 0 | 55.68 | 53.69 | 2 | 0
2020 | MISO_MI_2_PJM_ROR | MISO_MI | PJM_ROR | Internal | Shoulder | B12 | 200 | 1424 | 51.99 | 46.18 | 48.18 | 2 | 0
2020 | MISO_MI_2_PJM_ROR | MISO_MI | PJM_ROR | Internal | Shoulder | B13 | 600 | 1424 | 0 | 43.28 | 42.88 | 2 | 0
2020 | MISO_MI_2_PJM_ROR | MISO_MI | PJM_ROR | Internal | Shoulder | B14 | 900 | 1424 | 0 | 40.41 | 40.17 | 2 | 0
2020 | MISO_MI_2_PJM_ROR | MISO_MI | PJM_ROR | Internal | Shoulder | B15 | 1203 | 1424 | 0 | 38.21 | 37.47 | 2 | 0
2020 | MISO_MI_2_PJM_ROR | MISO_MI | PJM_ROR | Internal | Summer | B1 | 10 | 1424 | 1424 | 64.12 | 66.54 | 2 | 0.42
2020 | MISO_MI_2_PJM_ROR | MISO_MI | PJM_ROR | Internal | Summer | B2 | 25 | 1424 | 0 | 63.37 | 65.36 | 2 | 0
2020 | MISO_MI_2_PJM_ROR | MISO_MI | PJM_ROR | Internal | Summer | B3 | 75 | 1424 | 0 | 60.38 | 61.86 | 2 | 0
2020 | MISO_MI_2_PJM_ROR | MISO_MI | PJM_ROR | Internal | Summer | B4 | 100 | 1424 | 750.35 | 59.86 | 61.86 | 2 | 0
2020 | MISO_MI_2_PJM_ROR | MISO_MI | PJM_ROR | Internal | Summer | B5 | 200 | 1424 | 0 | 58.75 | 56.97 | 2 | 0
2020 | MISO_MI_2_PJM_ROR | MISO_MI | PJM_ROR | Internal | Summer | B6 | 300 | 1424 | 0 | 49.37 | 49.23 | 2 | 0
2020 | MISO_MI_2_PJM_ROR | MISO_MI | PJM_ROR | Internal | Summer | B7 | 400 | 1424 | 0 | 40.28 | 42.26 | 2 | 0
2020 | MISO_MI_2_PJM_ROR | MISO_MI | PJM_ROR | Internal | Summer | B8 | 500 | 1424 | 0 | 38.04 | 38.01 | 2 | 0
2020 | MISO_MI_2_PJM_ROR | MISO_MI | PJM_ROR | Internal | Summer | B9 | 800 | 1424 | 0 | 36.86 | 36.2 | 2 | 0
2020 | MISO_MI_2_PJM_ROR | MISO_MI | PJM_ROR | Internal | Summer | B10 | 1262 | 1424 | 0 | 36.02 | 34.67 | 2 | 0
2020 | MISO_MI_2_PJM_ROR | MISO_MI | PJM_ROR | Internal | Winter | B16 | 25 | 1424 | 0 | 52.73 | 53.74 | 2 | 0
2020 | MISO_MI_2_PJM_ROR | MISO_MI | PJM_ROR | Internal | Winter | B17 | 100 | 1424 | 0 | 48.2 | 50.17 | 2 | 0
2020 | MISO_MI_2_PJM_ROR | MISO_MI | PJM_ROR | Internal | Winter | B18 | 400 | 1424 | 125 | 42.33 | 44.33 | 2 | 0
2020 | MISO_MI_2_PJM_ROR | MISO_MI | PJM_ROR | Internal | Winter | B19 | 700 | 1424 | 0 | 41.94 | 41.99 | 2 | 0
2020 | MISO_MI_2_PJM_ROR | MISO_MI | PJM_ROR | Internal | Winter | B20 | 935 | 1424 | 0 | 37.77 | 35.85 | 2 | 0
2020 | MISO_MO-IL_2_ENT | MISO_MO-IL | ENT | Internal | Shoulder | B11 | 25 | 2540 | 0 | 55.7 | 59.7 | 8 | 0
2020 | MISO_MO-IL_2_ENT | MISO_MO-IL | ENT | Internal | Shoulder | B12 | 200 | 2540 | 0 | 46.18 | 42.38 | 8 | 0
2020 | MISO_MO-IL_2_ENT | MISO_MO-IL | ENT | Internal | Shoulder | B13 | 600 | 2540 | 0 | 43.26 | 42.38 | 8 | 0
2020 | MISO_MO-IL_2_ENT | MISO_MO-IL | ENT | Internal | Shoulder | B14 | 900 | 2540 | 0 | 40.4 | 42.38 | 8 | 0
2020 | MISO_MO-IL_2_ENT | MISO_MO-IL | ENT | Internal | Shoulder | B15 | 1203 | 2540 | 0 | 38.19 | 42.07 | 8 | 0
2020 | MISO_MO-IL_2_ENT | MISO_MO-IL | ENT | Internal | Summer | B1 | 10 | 2540 | 0 | 64.54 | 64.54 | 8 | 0
2020 | MISO_MO-IL_2_ENT | MISO_MO-IL | ENT | Internal | Summer | B2 | 25 | 2540 | 0 | 63.37 | 63.36 | 8 | 0
2020 | MISO_MO-IL_2_ENT | MISO_MO-IL | ENT | Internal | Summer | B3 | 75 | 2540 | 0 | 61.99 | 62.36 | 8 | 0
2020 | MISO_MO-IL_2_ENT | MISO_MO-IL | ENT | Internal | Summer | B4 | 100 | 2540 | 0 | 61.17 | 62.36 | 8 | 0
2020 | MISO_MO-IL_2_ENT | MISO_MO-IL | ENT | Internal | Summer | B5 | 200 | 2540 | 0 | 58.78 | 59.66 | 8 | 0
2020 | MISO_MO-IL_2_ENT | MISO_MO-IL | ENT | Internal | Summer | B6 | 300 | 2540 | 0 | 49.38 | 55.88 | 8 | 0
2020 | MISO_MO-IL_2_ENT | MISO_MO-IL | ENT | Internal | Summer | B7 | 400 | 2540 | 0 | 40.26 | 48.06 | 8 | 0
2020 | MISO_MO-IL_2_ENT | MISO_MO-IL | ENT | Internal | Summer | B8 | 500 | 2540 | 0 | 38.04 | 41 | 8 | 0
2020 | MISO_MO-IL_2_ENT | MISO_MO-IL | ENT | Internal | Summer | B9 | 800 | 2540 | 0 | 36.86 | 41 | 8 | 0
2020 | MISO_MO-IL_2_ENT | MISO_MO-IL | ENT | Internal | Summer | B10 | 1262 | 2540 | 0 | 35.99 | 40.71 | 8 | 0
2020 | MISO_MO-IL_2_ENT | MISO_MO-IL | ENT | Internal | Winter | B16 | 25 | 2540 | 0 | 52.72 | 56.45 | 8 | 0
2020 | MISO_MO-IL_2_ENT | MISO_MO-IL | ENT | Internal | Winter | B17 | 100 | 2540 | 0 | 48.18 | 45.1 | 8 | 0
2020 | MISO_MO-IL_2_ENT | MISO_MO-IL | ENT | Internal | Winter | B18 | 400 | 2540 | 0 | 42.33 | 45.1 | 8 | 0
2020 | MISO_MO-IL_2_ENT | MISO_MO-IL | ENT | Internal | Winter | B19 | 700 | 2540 | 0 | 41.91 | 44.77 | 8 | 0
2020 | MISO_MO-IL_2_ENT | MISO_MO-IL | ENT | Internal | Winter | B20 | 935 | 2540 | 0 | 37.74 | 43.66 | 8 | 0
2020 | MISO_MO-IL_2_MISO_IN | MISO_MO-IL | MISO_IN | Internal | Shoulder | B11 | 25 | 2100 | 0 | 55.7 | 55.69 | 0.01 | 0
2020 | MISO_MO-IL_2_MISO_IN | MISO_MO-IL | MISO_IN | Internal | Shoulder | B12 | 200 | 2100 | 594.29 | 46.18 | 46.19 | 0.01 | 0
2020 | MISO_MO-IL_2_MISO_IN | MISO_MO-IL | MISO_IN | Internal | Shoulder | B13 | 600 | 2100 | 411.96 | 43.26 | 43.27 | 0.01 | 0
2020 | MISO_MO-IL_2_MISO_IN | MISO_MO-IL | MISO_IN | Internal | Shoulder | B14 | 900 | 2100 | 302.89 | 40.4 | 40.41 | 0.01 | 0
2020 | MISO_MO-IL_2_MISO_IN | MISO_MO-IL | MISO_IN | Internal | Shoulder | B15 | 1203 | 2100 | 309.46 | 38.19 | 38.2 | 0.01 | 0
2020 | MISO_MO-IL_2_MISO_IN | MISO_MO-IL | MISO_IN | Internal | Summer | B1 | 10 | 2100 | 798.34 | 64.54 | 64.55 | 0.01 | 0
2020 | MISO_MO-IL_2_MISO_IN | MISO_MO-IL | MISO_IN | Internal | Summer | B2 | 25 | 2100 | 1518.5 | 63.37 | 63.38 | 0.01 | 0
2020 | MISO_MO-IL_2_MISO_IN | MISO_MO-IL | MISO_IN | Internal | Summer | B3 | 75 | 2100 | 0 | 61.99 | 61.97 | 0.01 | 0
2020 | MISO_MO-IL_2_MISO_IN | MISO_MO-IL | MISO_IN | Internal | Summer | B4 | 100 | 2100 | 0 | 61.17 | 61.15 | 0.01 | 0
2020 | MISO_MO-IL_2_MISO_IN | MISO_MO-IL | MISO_IN | Internal | Summer | B5 | 200 | 2100 | 0 | 58.78 | 58.77 | 0.01 | 0
2020 | MISO_MO-IL_2_MISO_IN | MISO_MO-IL | MISO_IN | Internal | Summer | B6 | 300 | 2100 | 0 | 49.38 | 49.38 | 0.01 | 0
2020 | MISO_MO-IL_2_MISO_IN | MISO_MO-IL | MISO_IN | Internal | Summer | B7 | 400 | 2100 | 79.66 | 40.26 | 40.27 | 0.01 | 0
2020 | MISO_MO-IL_2_MISO_IN | MISO_MO-IL | MISO_IN | Internal | Summer | B8 | 500 | 2100 | 0 | 38.04 | 38.03 | 0.01 | 0
2020 | MISO_MO-IL_2_MISO_IN | MISO_MO-IL | MISO_IN | Internal | Summer | B9 | 800 | 2100 | 0 | 36.86 | 36.85 | 0.01 | 0
2020 | MISO_MO-IL_2_MISO_IN | MISO_MO-IL | MISO_IN | Internal | Summer | B10 | 1262 | 2100 | 1114.44 | 35.99 | 36 | 0.01 | 0
2020 | MISO_MO-IL_2_MISO_IN | MISO_MO-IL | MISO_IN | Internal | Winter | B16 | 25 | 2100 | 2100 | 52.72 | 52.74 | 0.01 | 0.01
2020 | MISO_MO-IL_2_MISO_IN | MISO_MO-IL | MISO_IN | Internal | Winter | B17 | 100 | 2100 | 1598.68 | 48.18 | 48.2 | 0.01 | 0
2020 | MISO_MO-IL_2_MISO_IN | MISO_MO-IL | MISO_IN | Internal | Winter | B18 | 400 | 2100 | 118.72 | 42.33 | 42.34 | 0.01 | 0
2020 | MISO_MO-IL_2_MISO_IN | MISO_MO-IL | MISO_IN | Internal | Winter | B19 | 700 | 2100 | 876.65 | 41.91 | 41.93 | 0.01 | 0
2020 | MISO_MO-IL_2_MISO_IN | MISO_MO-IL | MISO_IN | Internal | Winter | B20 | 935 | 2100 | 0 | 37.74 | 37.75 | 0.01 | 0
2020 | MISO_MO-IL_2_MISO_W | MISO_MO-IL | MISO_W | Internal | Shoulder | B11 | 25 | 960 | 0 | 55.7 | 55.7 | 0.01 | 0
2020 | MISO_MO-IL_2_MISO_W | MISO_MO-IL | MISO_W | Internal | Shoulder | B12 | 200 | 960 | 0 | 46.18 | 46.18 | 0.01 | 0
2020 | MISO_MO-IL_2_MISO_W | MISO_MO-IL | MISO_W | Internal | Shoulder | B13 | 600 | 960 | 928.9 | 43.26 | 43.27 | 0.01 | 0
2020 | MISO_MO-IL_2_MISO_W | MISO_MO-IL | MISO_W | Internal | Shoulder | B14 | 900 | 960 | 960 | 40.4 | 40.41 | 0.01 | 0
2020 | MISO_MO-IL_2_MISO_W | MISO_MO-IL | MISO_W | Internal | Shoulder | B15 | 1203 | 960 | 960 | 38.19 | 38.21 | 0.01 | 0.01
2020 | MISO_MO-IL_2_MISO_W | MISO_MO-IL | MISO_W | Internal | Summer | B1 | 10 | 960 | 0 | 64.54 | 64.53 | 0.01 | 0
2020 | MISO_MO-IL_2_MISO_W | MISO_MO-IL | MISO_W | Internal | Summer | B2 | 25 | 960 | 338.4 | 63.37 | 63.38 | 0.01 | 0
2020 | MISO_MO-IL_2_MISO_W | MISO_MO-IL | MISO_W | Internal | Summer | B3 | 75 | 960 | 960 | 61.99 | 63.38 | 0.01 | 1.38
2020 | MISO_MO-IL_2_MISO_W | MISO_MO-IL | MISO_W | Internal | Summer | B4 | 100 | 960 | 680.1 | 61.17 | 61.18 | 0.01 | 0
2020 | MISO_MO-IL_2_MISO_W | MISO_MO-IL | MISO_W | Internal | Summer | B5 | 200 | 960 | 401.54 | 58.78 | 58.79 | 0.01 | 0
2020 | MISO_MO-IL_2_MISO_W | MISO_MO-IL | MISO_W | Internal | Summer | B6 | 300 | 960 | 720.14 | 49.38 | 49.4 | 0.01 | 0
2020 | MISO_MO-IL_2_MISO_W | MISO_MO-IL | MISO_W | Internal | Summer | B7 | 400 | 960 | 536.9 | 40.26 | 40.27 | 0.01 | 0
2020 | MISO_MO-IL_2_MISO_W | MISO_MO-IL | MISO_W | Internal | Summer | B8 | 500 | 960 | 0 | 38.04 | 38.03 | 0.01 | 0
2020 | MISO_MO-IL_2_MISO_W | MISO_MO-IL | MISO_W | Internal | Summer | B9 | 800 | 960 | 960 | 36.86 | 36.88 | 0.01 | 0.01
2020 | MISO_MO-IL_2_MISO_W | MISO_MO-IL | MISO_W | Internal | Summer | B10 | 1262 | 960 | 0 | 35.99 | 35.98 | 0.01 | 0
2020 | MISO_MO-IL_2_MISO_W | MISO_MO-IL | MISO_W | Internal | Winter | B16 | 25 | 960 | 0 | 52.72 | 52.7 | 0.01 | 0
2020 | MISO_MO-IL_2_MISO_W | MISO_MO-IL | MISO_W | Internal | Winter | B17 | 100 | 960 | 0 | 48.18 | 48.17 | 0.01 | 0
2020 | MISO_MO-IL_2_MISO_W | MISO_MO-IL | MISO_W | Internal | Winter | B18 | 400 | 960 | 660.32 | 42.33 | 42.34 | 0.01 | 0
2020 | MISO_MO-IL_2_MISO_W | MISO_MO-IL | MISO_W | Internal | Winter | B19 | 700 | 960 | 960 | 41.91 | 41.96 | 0.01 | 0.04
2020 | MISO_MO-IL_2_MISO_W | MISO_MO-IL | MISO_W | Internal | Winter | B20 | 935 | 960 | 0 | 37.74 | 37.74 | 0.01 | 0
2020 | MISO_MO-IL_2_PJM_ROR | MISO_MO-IL | PJM_ROR | Internal | Shoulder | B11 | 25 | 1212 | 0 | 55.7 | 53.69 | 2 | 0
2020 | MISO_MO-IL_2_PJM_ROR | MISO_MO-IL | PJM_ROR | Internal | Shoulder | B12 | 200 | 1212 | 50.8 | 46.18 | 48.18 | 2 | 0
2020 | MISO_MO-IL_2_PJM_ROR | MISO_MO-IL | PJM_ROR | Internal | Shoulder | B13 | 600 | 1212 | 0 | 43.26 | 42.88 | 2 | 0
2020 | MISO_MO-IL_2_PJM_ROR | MISO_MO-IL | PJM_ROR | Internal | Shoulder | B14 | 900 | 1212 | 0 | 40.4 | 40.17 | 2 | 0
2020 | MISO_MO-IL_2_PJM_ROR | MISO_MO-IL | PJM_ROR | Internal | Shoulder | B15 | 1203 | 1212 | 0 | 38.19 | 37.47 | 2 | 0
2020 | MISO_MO-IL_2_PJM_ROR | MISO_MO-IL | PJM_ROR | Internal | Summer | B1 | 10 | 1212 | 340.34 | 64.54 | 66.54 | 2 | 0
2020 | MISO_MO-IL_2_PJM_ROR | MISO_MO-IL | PJM_ROR | Internal | Summer | B2 | 25 | 1212 | 0 | 63.37 | 65.36 | 2 | 0
2020 | MISO_MO-IL_2_PJM_ROR | MISO_MO-IL | PJM_ROR | Internal | Summer | B3 | 75 | 1212 | 0 | 61.99 | 61.86 | 2 | 0
2020 | MISO_MO-IL_2_PJM_ROR | MISO_MO-IL | PJM_ROR | Internal | Summer | B4 | 100 | 1212 | 0 | 61.17 | 61.86 | 2 | 0
2020 | MISO_MO-IL_2_PJM_ROR | MISO_MO-IL | PJM_ROR | Internal | Summer | B5 | 200 | 1212 | 0 | 58.78 | 56.97 | 2 | 0
2020 | MISO_MO-IL_2_PJM_ROR | MISO_MO-IL | PJM_ROR | Internal | Summer | B6 | 300 | 1212 | 0 | 49.38 | 49.23 | 2 | 0
2020 | MISO_MO-IL_2_PJM_ROR | MISO_MO-IL | PJM_ROR | Internal | Summer | B7 | 400 | 1212 | 446.23 | 40.26 | 42.26 | 2 | 0
2020 | MISO_MO-IL_2_PJM_ROR | MISO_MO-IL | PJM_ROR | Internal | Summer | B8 | 500 | 1212 | 0 | 38.04 | 38.01 | 2 | 0
2020 | MISO_MO-IL_2_PJM_ROR | MISO_MO-IL | PJM_ROR | Internal | Summer | B9 | 800 | 1212 | 0 | 36.86 | 36.2 | 2 | 0
2020 | MISO_MO-IL_2_PJM_ROR | MISO_MO-IL | PJM_ROR | Internal | Summer | B10 | 1262 | 1212 | 0 | 35.99 | 34.67 | 2 | 0
2020 | MISO_MO-IL_2_PJM_ROR | MISO_MO-IL | PJM_ROR | Internal | Winter | B16 | 25 | 1212 | 0 | 52.72 | 53.74 | 2 | 0
2020 | MISO_MO-IL_2_PJM_ROR | MISO_MO-IL | PJM_ROR | Internal | Winter | B17 | 100 | 1212 | 0 | 48.18 | 50.17 | 2 | 0
2020 | MISO_MO-IL_2_PJM_ROR | MISO_MO-IL | PJM_ROR | Internal | Winter | B18 | 400 | 1212 | 325.83 | 42.33 | 44.33 | 2 | 0
2020 | MISO_MO-IL_2_PJM_ROR | MISO_MO-IL | PJM_ROR | Internal | Winter | B19 | 700 | 1212 | 0 | 41.91 | 41.99 | 2 | 0
2020 | MISO_MO-IL_2_PJM_ROR | MISO_MO-IL | PJM_ROR | Internal | Winter | B20 | 935 | 1212 | 0 | 37.74 | 35.85 | 2 | 0
2020 | MISO_MO-IL_2_SPP_N | MISO_MO-IL | SPP_N | Internal | Shoulder | B11 | 25 | 2000 | 0 | 55.7 | 62.7 | 8 | 0
2020 | MISO_MO-IL_2_SPP_N | MISO_MO-IL | SPP_N | Internal | Shoulder | B12 | 200 | 2000 | 0 | 46.18 | 44.98 | 8 | 0
2020 | MISO_MO-IL_2_SPP_N | MISO_MO-IL | SPP_N | Internal | Shoulder | B13 | 600 | 2000 | 0 | 43.26 | 42.06 | 8 | 0
2020 | MISO_MO-IL_2_SPP_N | MISO_MO-IL | SPP_N | Internal | Shoulder | B14 | 900 | 2000 | 0 | 40.4 | 40.64 | 8 | 0
2020 | MISO_MO-IL_2_SPP_N | MISO_MO-IL | SPP_N | Internal | Shoulder | B15 | 1203 | 2000 | 0 | 38.19 | 40.53 | 8 | 0
2020 | MISO_MO-IL_2_SPP_N | MISO_MO-IL | SPP_N | Internal | Summer | B1 | 10 | 2000 | 0 | 64.54 | 66.76 | 8 | 0
2020 | MISO_MO-IL_2_SPP_N | MISO_MO-IL | SPP_N | Internal | Summer | B2 | 25 | 2000 | 0 | 63.37 | 66.76 | 8 | 0
2020 | MISO_MO-IL_2_SPP_N | MISO_MO-IL | SPP_N | Internal | Summer | B3 | 75 | 2000 | 0 | 61.99 | 66.76 | 8 | 0
2020 | MISO_MO-IL_2_SPP_N | MISO_MO-IL | SPP_N | Internal | Summer | B4 | 100 | 2000 | 0 | 61.17 | 65.34 | 8 | 0
2020 | MISO_MO-IL_2_SPP_N | MISO_MO-IL | SPP_N | Internal | Summer | B5 | 200 | 2000 | 0 | 58.78 | 61.78 | 8 | 0
2020 | MISO_MO-IL_2_SPP_N | MISO_MO-IL | SPP_N | Internal | Summer | B6 | 300 | 2000 | 0 | 49.38 | 56.4 | 8 | 0
2020 | MISO_MO-IL_2_SPP_N | MISO_MO-IL | SPP_N | Internal | Summer | B7 | 400 | 2000 | 0 | 40.26 | 47.27 | 8 | 0
2020 | MISO_MO-IL_2_SPP_N | MISO_MO-IL | SPP_N | Internal | Summer | B8 | 500 | 2000 | 0 | 38.04 | 40.98 | 8 | 0
2020 | MISO_MO-IL_2_SPP_N | MISO_MO-IL | SPP_N | Internal | Summer | B9 | 800 | 2000 | 0 | 36.86 | 39.65 | 8 | 0
2020 | MISO_MO-IL_2_SPP_N | MISO_MO-IL | SPP_N | Internal | Summer | B10 | 1262 | 2000 | 0 | 35.99 | 39.12 | 8 | 0
2020 | MISO_MO-IL_2_SPP_N | MISO_MO-IL | SPP_N | Internal | Winter | B16 | 25 | 2000 | 0 | 52.72 | 51.45 | 8 | 0
2020 | MISO_MO-IL_2_SPP_N | MISO_MO-IL | SPP_N | Internal | Winter | B17 | 100 | 2000 | 0 | 48.18 | 43.38 | 8 | 0
2020 | MISO_MO-IL_2_SPP_N | MISO_MO-IL | SPP_N | Internal | Winter | B18 | 400 | 2000 | 0 | 42.33 | 43.28 | 8 | 0
2020 | MISO_MO-IL_2_SPP_N | MISO_MO-IL | SPP_N | Internal | Winter | B19 | 700 | 2000 | 0 | 41.91 | 43.28 | 8 | 0
2020 | MISO_MO-IL_2_SPP_N | MISO_MO-IL | SPP_N | Internal | Winter | B20 | 935 | 2000 | 0 | 37.74 | 39.12 | 8 | 0
2020 | MISO_MO-IL_2_TVA_Transmission | MISO_MO-IL | TVA_Transmission | Internal | Shoulder | B11 | 25 | 4000 | 0 | 55.7 | 59.22 | 8 | 0
2020 | MISO_MO-IL_2_TVA_Transmission | MISO_MO-IL | TVA_Transmission | Internal | Shoulder | B12 | 200 | 4000 | 0 | 46.18 | 48.29 | 8 | 0
2020 | MISO_MO-IL_2_TVA_Transmission | MISO_MO-IL | TVA_Transmission | Internal | Shoulder | B13 | 600 | 4000 | 0 | 43.26 | 45.29 | 8 | 0
2020 | MISO_MO-IL_2_TVA_Transmission | MISO_MO-IL | TVA_Transmission | Internal | Shoulder | B14 | 900 | 4000 | 0 | 40.4 | 43.74 | 8 | 0
2020 | MISO_MO-IL_2_TVA_Transmission | MISO_MO-IL | TVA_Transmission | Internal | Shoulder | B15 | 1203 | 4000 | 0 | 38.19 | 40.94 | 8 | 0
2020 | MISO_MO-IL_2_TVA_Transmission | MISO_MO-IL | TVA_Transmission | Internal | Summer | B1 | 10 | 4000 | 1215.71 | 64.54 | 72.54 | 8 | 0
2020 | MISO_MO-IL_2_TVA_Transmission | MISO_MO-IL | TVA_Transmission | Internal | Summer | B2 | 25 | 4000 | 0 | 63.37 | 71.36 | 8 | 0
2020 | MISO_MO-IL_2_TVA_Transmission | MISO_MO-IL | TVA_Transmission | Internal | Summer | B3 | 75 | 4000 | 0 | 61.99 | 67.86 | 8 | 0
2020 | MISO_MO-IL_2_TVA_Transmission | MISO_MO-IL | TVA_Transmission | Internal | Summer | B4 | 100 | 4000 | 0 | 61.17 | 67.86 | 8 | 0
2020 | MISO_MO-IL_2_TVA_Transmission | MISO_MO-IL | TVA_Transmission | Internal | Summer | B5 | 200 | 4000 | 0 | 58.78 | 62.39 | 8 | 0
2020 | MISO_MO-IL_2_TVA_Transmission | MISO_MO-IL | TVA_Transmission | Internal | Summer | B6 | 300 | 4000 | 0 | 49.38 | 54.92 | 8 | 0
2020 | MISO_MO-IL_2_TVA_Transmission | MISO_MO-IL | TVA_Transmission | Internal | Summer | B7 | 400 | 4000 | 0 | 40.26 | 47.61 | 8 | 0
2020 | MISO_MO-IL_2_TVA_Transmission | MISO_MO-IL | TVA_Transmission | Internal | Summer | B8 | 500 | 4000 | 0 | 38.04 | 42.27 | 8 | 0
2020 | MISO_MO-IL_2_TVA_Transmission | MISO_MO-IL | TVA_Transmission | Internal | Summer | B9 | 800 | 4000 | 0 | 36.86 | 40.22 | 8 | 0
2020 | MISO_MO-IL_2_TVA_Transmission | MISO_MO-IL | TVA_Transmission | Internal | Summer | B10 | 1262 | 4000 | 0 | 35.99 | 38.24 | 8 | 0
2020 | MISO_MO-IL_2_TVA_Transmission | MISO_MO-IL | TVA_Transmission | Internal | Winter | B16 | 25 | 4000 | 0 | 52.72 | 59.74 | 8 | 0
2020 | MISO_MO-IL_2_TVA_Transmission | MISO_MO-IL | TVA_Transmission | Internal | Winter | B17 | 100 | 4000 | 0 | 48.18 | 50.64 | 8 | 0
2020 | MISO_MO-IL_2_TVA_Transmission | MISO_MO-IL | TVA_Transmission | Internal | Winter | B18 | 400 | 4000 | 0 | 42.33 | 45.99 | 8 | 0
2020 | MISO_MO-IL_2_TVA_Transmission | MISO_MO-IL | TVA_Transmission | Internal | Winter | B19 | 700 | 4000 | 0 | 41.91 | 44.3 | 8 | 0
2020 | MISO_MO-IL_2_TVA_Transmission | MISO_MO-IL | TVA_Transmission | Internal | Winter | B20 | 935 | 4000 | 0 | 37.74 | 41.18 | 8 | 0
2020 | MISO_W_2_IESO | MISO_W | IESO | Internal | Shoulder | B11 | 25 | 90 | 0 | 55.7 | 31.61 | 8 | 0
2020 | MISO_W_2_IESO | MISO_W | IESO | Internal | Shoulder | B12 | 200 | 90 | 0 | 46.18 | 31.91 | 8 | 0
2020 | MISO_W_2_IESO | MISO_W | IESO | Internal | Shoulder | B13 | 600 | 90 | 0 | 43.27 | 31.61 | 8 | 0
2020 | MISO_W_2_IESO | MISO_W | IESO | Internal | Shoulder | B14 | 900 | 90 | 0 | 40.41 | 31.61 | 8 | 0
2020 | MISO_W_2_IESO | MISO_W | IESO | Internal | Shoulder | B15 | 1203 | 90 | 0 | 38.21 | 31.61 | 8 | 0
2020 | MISO_W_2_IESO | MISO_W | IESO | Internal | Summer | B1 | 10 | 90 | 0 | 64.53 | 51.55 | 8 | 0
2020 | MISO_W_2_IESO | MISO_W | IESO | Internal | Summer | B2 | 25 | 90 | 0 | 63.38 | 50.37 | 8 | 0
2020 | MISO_W_2_IESO | MISO_W | IESO | Internal | Summer | B3 | 75 | 90 | 0 | 63.38 | 39.14 | 8 | 0
2020 | MISO_W_2_IESO | MISO_W | IESO | Internal | Summer | B4 | 100 | 90 | 0 | 61.18 | 39.14 | 8 | 0
2020 | MISO_W_2_IESO | MISO_W | IESO | Internal | Summer | B5 | 200 | 90 | 0 | 58.79 | 38.82 | 8 | 0
2020 | MISO_W_2_IESO | MISO_W | IESO | Internal | Summer | B6 | 300 | 90 | 0 | 49.4 | 35.32 | 8 | 0
2020 | MISO_W_2_IESO | MISO_W | IESO | Internal | Summer | B7 | 400 | 90 | 0 | 40.27 | 31.61 | 8 | 0
2020 | MISO_W_2_IESO | MISO_W | IESO | Internal | Summer | B8 | 500 | 90 | 0 | 38.03 | 29.86 | 8 | 0
2020 | MISO_W_2_IESO | MISO_W | IESO | Internal | Summer | B9 | 800 | 90 | 0 | 36.88 | 29.86 | 8 | 0
2020 | MISO_W_2_IESO | MISO_W | IESO | Internal | Summer | B10 | 1262 | 90 | 0 | 35.98 | 29.86 | 8 | 0
2020 | MISO_W_2_IESO | MISO_W | IESO | Internal | Winter | B16 | 25 | 90 | 0 | 52.7 | 39.19 | 8 | 0
2020 | MISO_W_2_IESO | MISO_W | IESO | Internal | Winter | B17 | 100 | 90 | 0 | 48.17 | 36.42 | 8 | 0
2020 | MISO_W_2_IESO | MISO_W | IESO | Internal | Winter | B18 | 400 | 90 | 0 | 42.34 | 35.26 | 8 | 0
2020 | MISO_W_2_IESO | MISO_W | IESO | Internal | Winter | B19 | 700 | 90 | 0 | 41.96 | 35.26 | 8 | 0
2020 | MISO_W_2_IESO | MISO_W | IESO | Internal | Winter | B20 | 935 | 90 | 0 | 37.74 | 35.26 | 8 | 0
2020 | MISO_W_2_MAPP_CA | MISO_W | MAPP_CA | Internal | Shoulder | B11 | 25 | 718 | 0 | 55.7 | 48.69 | 0.01 | 0
2020 | MISO_W_2_MAPP_CA | MISO_W | MAPP_CA | Internal | Shoulder | B12 | 200 | 718 | 0 | 46.18 | 46.17 | 0.01 | 0
2020 | MISO_W_2_MAPP_CA | MISO_W | MAPP_CA | Internal | Shoulder | B13 | 600 | 718 | 718 | 43.27 | 43.48 | 0.01 | 0.2
2020 | MISO_W_2_MAPP_CA | MISO_W | MAPP_CA | Internal | Shoulder | B14 | 900 | 718 | 718 | 40.41 | 43.48 | 0.01 | 3.06
2020 | MISO_W_2_MAPP_CA | MISO_W | MAPP_CA | Internal | Shoulder | B15 | 1203 | 718 | 718 | 38.21 | 43.48 | 0.01 | 5.26
2020 | MISO_W_2_MAPP_CA | MISO_W | MAPP_CA | Internal | Summer | B1 | 10 | 718 | 0 | 64.53 | 58.55 | 0.01 | 0
2020 | MISO_W_2_MAPP_CA | MISO_W | MAPP_CA | Internal | Summer | B2 | 25 | 718 | 0 | 63.38 | 57.37 | 0.01 | 0
2020 | MISO_W_2_MAPP_CA | MISO_W | MAPP_CA | Internal | Summer | B3 | 75 | 718 | 0 | 63.38 | 53.22 | 0.01 | 0
2020 | MISO_W_2_MAPP_CA | MISO_W | MAPP_CA | Internal | Summer | B4 | 100 | 718 | 0 | 61.18 | 51.33 | 0.01 | 0
2020 | MISO_W_2_MAPP_CA | MISO_W | MAPP_CA | Internal | Summer | B5 | 200 | 718 | 0 | 58.79 | 48.18 | 0.01 | 0
2020 | MISO_W_2_MAPP_CA | MISO_W | MAPP_CA | Internal | Summer | B6 | 300 | 718 | 0 | 49.4 | 48.18 | 0.01 | 0
2020 | MISO_W_2_MAPP_CA | MISO_W | MAPP_CA | Internal | Summer | B7 | 400 | 718 | 0 | 40.27 | 40.26 | 0.01 | 0
2020 | MISO_W_2_MAPP_CA | MISO_W | MAPP_CA | Internal | Summer | B8 | 500 | 718 | 718 | 38.03 | 40.26 | 0.01 | 2.21
2020 | MISO_W_2_MAPP_CA | MISO_W | MAPP_CA | Internal | Summer | B9 | 800 | 718 | 718 | 36.88 | 40.26 | 0.01 | 3.36
2020 | MISO_W_2_MAPP_CA | MISO_W | MAPP_CA | Internal | Summer | B10 | 1262 | 718 | 718 | 35.98 | 40.26 | 0.01 | 4.26
2020 | MISO_W_2_MAPP_CA | MISO_W | MAPP_CA | Internal | Winter | B16 | 25 | 718 | 0 | 52.7 | 52.69 | 0.01 | 0
2020 | MISO_W_2_MAPP_CA | MISO_W | MAPP_CA | Internal | Winter | B17 | 100 | 718 | 671.23 | 48.17 | 48.18 | 0.01 | 0
2020 | MISO_W_2_MAPP_CA | MISO_W | MAPP_CA | Internal | Winter | B18 | 400 | 718 | 718 | 42.34 | 48.18 | 0.01 | 5.83
2020 | MISO_W_2_MAPP_CA | MISO_W | MAPP_CA | Internal | Winter | B19 | 700 | 718 | 718 | 41.96 | 48.18 | 0.01 | 6.21
2020 | MISO_W_2_MAPP_CA | MISO_W | MAPP_CA | Internal | Winter | B20 | 935 | 718 | 718 | 37.74 | 48.18 | 0.01 | 10.43
2020 | MISO_W_2_MISO_MO-IL | MISO_W | MISO_MO-IL | Internal | Shoulder | B11 | 25 | 3800 | 0 | 55.7 | 55.7 | 0.01 | 0
2020 | MISO_W_2_MISO_MO-IL | MISO_W | MISO_MO-IL | Internal | Shoulder | B12 | 200 | 3800 | 0 | 46.18 | 46.18 | 0.01 | 0
2020 | MISO_W_2_MISO_MO-IL | MISO_W | MISO_MO-IL | Internal | Shoulder | B13 | 600 | 3800 | 0 | 43.27 | 43.26 | 0.01 | 0
2020 | MISO_W_2_MISO_MO-IL | MISO_W | MISO_MO-IL | Internal | Shoulder | B14 | 900 | 3800 | 0 | 40.41 | 40.4 | 0.01 | 0
2020 | MISO_W_2_MISO_MO-IL | MISO_W | MISO_MO-IL | Internal | Shoulder | B15 | 1203 | 3800 | 0 | 38.21 | 38.19 | 0.01 | 0
2020 | MISO_W_2_MISO_MO-IL | MISO_W | MISO_MO-IL | Internal | Summer | B1 | 10 | 3800 | 1130.2 | 64.53 | 64.54 | 0.01 | 0
2020 | MISO_W_2_MISO_MO-IL | MISO_W | MISO_MO-IL | Internal | Summer | B2 | 25 | 3800 | 0 | 63.38 | 63.37 | 0.01 | 0
2020 | MISO_W_2_MISO_MO-IL | MISO_W | MISO_MO-IL | Internal | Summer | B3 | 75 | 3800 | 0 | 63.38 | 61.99 | 0.01 | 0
2020 | MISO_W_2_MISO_MO-IL | MISO_W | MISO_MO-IL | Internal | Summer | B4 | 100 | 3800 | 0 | 61.18 | 61.17 | 0.01 | 0
2020 | MISO_W_2_MISO_MO-IL | MISO_W | MISO_MO-IL | Internal | Summer | B5 | 200 | 3800 | 0 | 58.79 | 58.78 | 0.01 | 0
2020 | MISO_W_2_MISO_MO-IL | MISO_W | MISO_MO-IL | Internal | Summer | B6 | 300 | 3800 | 0 | 49.4 | 49.38 | 0.01 | 0
2020 | MISO_W_2_MISO_MO-IL | MISO_W | MISO_MO-IL | Internal | Summer | B7 | 400 | 3800 | 0 | 40.27 | 40.26 | 0.01 | 0
2020 | MISO_W_2_MISO_MO-IL | MISO_W | MISO_MO-IL | Internal | Summer | B8 | 500 | 3800 | 284.54 | 38.03 | 38.04 | 0.01 | 0
2020 | MISO_W_2_MISO_MO-IL | MISO_W | MISO_MO-IL | Internal | Summer | B9 | 800 | 3800 | 0 | 36.88 | 36.86 | 0.01 | 0
2020 | MISO_W_2_MISO_MO-IL | MISO_W | MISO_MO-IL | Internal | Summer | B10 | 1262 | 3800 | 89.22 | 35.98 | 35.99 | 0.01 | 0
2020 | MISO_W_2_MISO_MO-IL | MISO_W | MISO_MO-IL | Internal | Winter | B16 | 25 | 3800 | 2141.49 | 52.7 | 52.72 | 0.01 | 0
2020 | MISO_W_2_MISO_MO-IL | MISO_W | MISO_MO-IL | Internal | Winter | B17 | 100 | 3800 | 988.76 | 48.17 | 48.18 | 0.01 | 0
2020 | MISO_W_2_MISO_MO-IL | MISO_W | MISO_MO-IL | Internal | Winter | B18 | 400 | 3800 | 0 | 42.34 | 42.33 | 0.01 | 0
2020 | MISO_W_2_MISO_MO-IL | MISO_W | MISO_MO-IL | Internal | Winter | B19 | 700 | 3800 | 0 | 41.96 | 41.91 | 0.01 | 0
2020 | MISO_W_2_MISO_MO-IL | MISO_W | MISO_MO-IL | Internal | Winter | B20 | 935 | 3800 | 0 | 37.74 | 37.74 | 0.01 | 0
2020 | MISO_W_2_MISO_WUMS | MISO_W | MISO_WUMS | Internal | Shoulder | B11 | 25 | 1629 | 0 | 55.7 | 55.69 | 0.01 | 0
2020 | MISO_W_2_MISO_WUMS | MISO_W | MISO_WUMS | Internal | Shoulder | B12 | 200 | 1629 | 186.05 | 46.18 | 46.19 | 0.01 | 0
2020 | MISO_W_2_MISO_WUMS | MISO_W | MISO_WUMS | Internal | Shoulder | B13 | 600 | 1629 | 302.54 | 43.27 | 43.28 | 0.01 | 0
2020 | MISO_W_2_MISO_WUMS | MISO_W | MISO_WUMS | Internal | Shoulder | B14 | 900 | 1629 | 258.34 | 40.41 | 40.42 | 0.01 | 0
2020 | MISO_W_2_MISO_WUMS | MISO_W | MISO_WUMS | Internal | Shoulder | B15 | 1203 | 1629 | 0 | 38.21 | 38.2 | 0.01 | 0
2020 | MISO_W_2_MISO_WUMS | MISO_W | MISO_WUMS | Internal | Summer | B1 | 10 | 1629 | 0 | 64.53 | 63.96 | 0.01 | 0
2020 | MISO_W_2_MISO_WUMS | MISO_W | MISO_WUMS | Internal | Summer | B2 | 25 | 1629 | 0 | 63.38 | 63.36 | 0.01 | 0
2020 | MISO_W_2_MISO_WUMS | MISO_W | MISO_WUMS | Internal | Summer | B3 | 75 | 1629 | 0 | 63.38 | 60.4 | 0.01 | 0
2020 | MISO_W_2_MISO_WUMS | MISO_W | MISO_WUMS | Internal | Summer | B4 | 100 | 1629 | 0 | 61.18 | 60.4 | 0.01 | 0
2020 | MISO_W_2_MISO_WUMS | MISO_W | MISO_WUMS | Internal | Summer | B5 | 200 | 1629 | 0 | 58.79 | 58.78 | 0.01 | 0
2020 | MISO_W_2_MISO_WUMS | MISO_W | MISO_WUMS | Internal | Summer | B6 | 300 | 1629 | 0 | 49.4 | 49.38 | 0.01 | 0
2020 | MISO_W_2_MISO_WUMS | MISO_W | MISO_WUMS | Internal | Summer | B7 | 400 | 1629 | 403.91 | 40.27 | 40.28 | 0.01 | 0
2020 | MISO_W_2_MISO_WUMS | MISO_W | MISO_WUMS | Internal | Summer | B8 | 500 | 1629 | 175.84 | 38.03 | 38.04 | 0.01 | 0
2020 | MISO_W_2_MISO_WUMS | MISO_W | MISO_WUMS | Internal | Summer | B9 | 800 | 1629 | 0 | 36.88 | 36.87 | 0.01 | 0
2020 | MISO_W_2_MISO_WUMS | MISO_W | MISO_WUMS | Internal | Summer | B10 | 1262 | 1629 | 1629 | 35.98 | 36 | 0.01 | 0.01
2020 | MISO_W_2_MISO_WUMS | MISO_W | MISO_WUMS | Internal | Winter | B16 | 25 | 1629 | 1259.45 | 52.7 | 52.72 | 0.01 | 0
2020 | MISO_W_2_MISO_WUMS | MISO_W | MISO_WUMS | Internal | Winter | B17 | 100 | 1629 | 565.3 | 48.17 | 48.18 | 0.01 | 0
2020 | MISO_W_2_MISO_WUMS | MISO_W | MISO_WUMS | Internal | Winter | B18 | 400 | 1629 | 0 | 42.34 | 42.34 | 0.01 | 0
2020 | MISO_W_2_MISO_WUMS | MISO_W | MISO_WUMS | Internal | Winter | B19 | 700 | 1629 | 0 | 41.96 | 41.95 | 0.01 | 0
2020 | MISO_W_2_MISO_WUMS | MISO_W | MISO_WUMS | Internal | Winter | B20 | 935 | 1629 | 1230.23 | 37.74 | 37.75 | 0.01 | 0
2020 | MISO_W_2_NE | MISO_W | NE | Internal | Shoulder | B11 | 25 | 2800 | 0 | 55.7 | 62.69 | 7 | 0
2020 | MISO_W_2_NE | MISO_W | NE | Internal | Shoulder | B12 | 200 | 2800 | 0 | 46.18 | 44.97 | 7 | 0
2020 | MISO_W_2_NE | MISO_W | NE | Internal | Shoulder | B13 | 600 | 2800 | 0 | 43.27 | 42.05 | 7 | 0
2020 | MISO_W_2_NE | MISO_W | NE | Internal | Shoulder | B14 | 900 | 2800 | 0 | 40.41 | 40.63 | 7 | 0
2020 | MISO_W_2_NE | MISO_W | NE | Internal | Shoulder | B15 | 1203 | 2800 | 0 | 38.21 | 40.51 | 7 | 0
2020 | MISO_W_2_NE | MISO_W | NE | Internal | Summer | B1 | 10 | 2800 | 0 | 64.53 | 66.75 | 7 | 0
2020 | MISO_W_2_NE | MISO_W | NE | Internal | Summer | B2 | 25 | 2800 | 0 | 63.38 | 65.33 | 7 | 0
2020 | MISO_W_2_NE | MISO_W | NE | Internal | Summer | B3 | 75 | 2800 | 0 | 63.38 | 66.75 | 7 | 0
2020 | MISO_W_2_NE | MISO_W | NE | Internal | Summer | B4 | 100 | 2800 | 0 | 61.18 | 65.33 | 7 | 0
2020 | MISO_W_2_NE | MISO_W | NE | Internal | Summer | B5 | 200 | 2800 | 0 | 58.79 | 61.77 | 7 | 0
2020 | MISO_W_2_NE | MISO_W | NE | Internal | Summer | B6 | 300 | 2800 | 0 | 49.4 | 56.38 | 7 | 0
2020 | MISO_W_2_NE | MISO_W | NE | Internal | Summer | B7 | 400 | 2800 | 0 | 40.27 | 47.26 | 7 | 0
2020 | MISO_W_2_NE | MISO_W | NE | Internal | Summer | B8 | 500 | 2800 | 0 | 38.03 | 40.26 | 7 | 0
2020 | MISO_W_2_NE | MISO_W | NE | Internal | Summer | B9 | 800 | 2800 | 0 | 36.88 | 39.64 | 7 | 0
2020 | MISO_W_2_NE | MISO_W | NE | Internal | Summer | B10 | 1262 | 2800 | 0 | 35.98 | 37.35 | 7 | 0
2020 | MISO_W_2_NE | MISO_W | NE | Internal | Winter | B16 | 25 | 2800 | 0 | 52.7 | 51.44 | 7 | 0
2020 | MISO_W_2_NE | MISO_W | NE | Internal | Winter | B17 | 100 | 2800 | 0 | 48.17 | 43.37 | 7 | 0
2020 | MISO_W_2_NE | MISO_W | NE | Internal | Winter | B18 | 400 | 2800 | 0 | 42.34 | 43.27 | 7 | 0
2020 | MISO_W_2_NE | MISO_W | NE | Internal | Winter | B19 | 700 | 2800 | 0 | 41.96 | 43.27 | 7 | 0
2020 | MISO_W_2_NE | MISO_W | NE | Internal | Winter | B20 | 935 | 2800 | 0 | 37.74 | 39.11 | 7 | 0
2020 | MISO_W_2_PJM_ROR | MISO_W | PJM_ROR | Internal | Shoulder | B11 | 25 | 773 | 0 | 55.7 | 53.69 | 2 | 0
2020 | MISO_W_2_PJM_ROR | MISO_W | PJM_ROR | Internal | Shoulder | B12 | 200 | 773 | 39.74 | 46.18 | 48.18 | 2 | 0
2020 | MISO_W_2_PJM_ROR | MISO_W | PJM_ROR | Internal | Shoulder | B13 | 600 | 773 | 0 | 43.27 | 42.88 | 2 | 0
2020 | MISO_W_2_PJM_ROR | MISO_W | PJM_ROR | Internal | Shoulder | B14 | 900 | 773 | 0 | 40.41 | 40.17 | 2 | 0
2020 | MISO_W_2_PJM_ROR | MISO_W | PJM_ROR | Internal | Shoulder | B15 | 1203 | 773 | 0 | 38.21 | 37.47 | 2 | 0
2020 | MISO_W_2_PJM_ROR | MISO_W | PJM_ROR | Internal | Summer | B1 | 10 | 773 | 773 | 64.53 | 66.54 | 2 | 0.01
2020 | MISO_W_2_PJM_ROR | MISO_W | PJM_ROR | Internal | Summer | B2 | 25 | 773 | 0 | 63.38 | 65.36 | 2 | 0
2020 | MISO_W_2_PJM_ROR | MISO_W | PJM_ROR | Internal | Summer | B3 | 75 | 773 | 0 | 63.38 | 61.86 | 2 | 0
2020 | MISO_W_2_PJM_ROR | MISO_W | PJM_ROR | Internal | Summer | B4 | 100 | 773 | 0 | 61.18 | 61.86 | 2 | 0
2020 | MISO_W_2_PJM_ROR | MISO_W | PJM_ROR | Internal | Summer | B5 | 200 | 773 | 0 | 58.79 | 56.97 | 2 | 0
2020 | MISO_W_2_PJM_ROR | MISO_W | PJM_ROR | Internal | Summer | B6 | 300 | 773 | 0 | 49.4 | 49.23 | 2 | 0
2020 | MISO_W_2_PJM_ROR | MISO_W | PJM_ROR | Internal | Summer | B7 | 400 | 773 | 0 | 40.27 | 42.26 | 2 | 0
2020 | MISO_W_2_PJM_ROR | MISO_W | PJM_ROR | Internal | Summer | B8 | 500 | 773 | 0 | 38.03 | 38.01 | 2 | 0
2020 | MISO_W_2_PJM_ROR | MISO_W | PJM_ROR | Internal | Summer | B9 | 800 | 773 | 0 | 36.88 | 36.2 | 2 | 0
2020 | MISO_W_2_PJM_ROR | MISO_W | PJM_ROR | Internal | Summer | B10 | 1262 | 773 | 0 | 35.98 | 34.67 | 2 | 0
2020 | MISO_W_2_PJM_ROR | MISO_W | PJM_ROR | Internal | Winter | B16 | 25 | 773 | 0 | 52.7 | 53.74 | 2 | 0
2020 | MISO_W_2_PJM_ROR | MISO_W | PJM_ROR | Internal | Winter | B17 | 100 | 773 | 0 | 48.17 | 50.17 | 2 | 0
2020 | MISO_W_2_PJM_ROR | MISO_W | PJM_ROR | Internal | Winter | B18 | 400 | 773 | 0 | 42.34 | 44.33 | 2 | 0
2020 | MISO_W_2_PJM_ROR | MISO_W | PJM_ROR | Internal | Winter | B19 | 700 | 773 | 0 | 41.96 | 41.99 | 2 | 0
2020 | MISO_W_2_PJM_ROR | MISO_W | PJM_ROR | Internal | Winter | B20 | 935 | 773 | 0 | 37.74 | 35.85 | 2 | 0
2020 | MISO_W_2_SPP_N | MISO_W | SPP_N | Internal | Shoulder | B11 | 25 | 3200 | 838.81 | 55.7 | 62.7 | 7 | 0
2020 | MISO_W_2_SPP_N | MISO_W | SPP_N | Internal | Shoulder | B12 | 200 | 3200 | 0 | 46.18 | 44.98 | 7 | 0
2020 | MISO_W_2_SPP_N | MISO_W | SPP_N | Internal | Shoulder | B13 | 600 | 3200 | 0 | 43.27 | 42.06 | 7 | 0
2020 | MISO_W_2_SPP_N | MISO_W | SPP_N | Internal | Shoulder | B14 | 900 | 3200 | 0 | 40.41 | 40.64 | 7 | 0
2020 | MISO_W_2_SPP_N | MISO_W | SPP_N | Internal | Shoulder | B15 | 1203 | 3200 | 0 | 38.21 | 40.53 | 7 | 0
2020 | MISO_W_2_SPP_N | MISO_W | SPP_N | Internal | Summer | B1 | 10 | 3200 | 0 | 64.53 | 66.76 | 7 | 0
2020 | MISO_W_2_SPP_N | MISO_W | SPP_N | Internal | Summer | B2 | 25 | 3200 | 0 | 63.38 | 66.76 | 7 | 0
2020 | MISO_W_2_SPP_N | MISO_W | SPP_N | Internal | Summer | B3 | 75 | 3200 | 0 | 63.38 | 66.76 | 7 | 0
2020 | MISO_W_2_SPP_N | MISO_W | SPP_N | Internal | Summer | B4 | 100 | 3200 | 0 | 61.18 | 65.34 | 7 | 0
2020 | MISO_W_2_SPP_N | MISO_W | SPP_N | Internal | Summer | B5 | 200 | 3200 | 0 | 58.79 | 61.78 | 7 | 0
2020 | MISO_W_2_SPP_N | MISO_W | SPP_N | Internal | Summer | B6 | 300 | 3200 | 1873.75 | 49.4 | 56.4 | 7 | 0
2020 | MISO_W_2_SPP_N | MISO_W | SPP_N | Internal | Summer | B7 | 400 | 3200 | 116.73 | 40.27 | 47.27 | 7 | 0
2020 | MISO_W_2_SPP_N | MISO_W | SPP_N | Internal | Summer | B8 | 500 | 3200 | 0 | 38.03 | 40.98 | 7 | 0
2020 | MISO_W_2_SPP_N | MISO_W | SPP_N | Internal | Summer | B9 | 800 | 3200 | 0 | 36.88 | 39.65 | 7 | 0
2020 | MISO_W_2_SPP_N | MISO_W | SPP_N | Internal | Summer | B10 | 1262 | 3200 | 0 | 35.98 | 39.12 | 7 | 0
2020 | MISO_W_2_SPP_N | MISO_W | SPP_N | Internal | Winter | B16 | 25 | 3200 | 0 | 52.7 | 51.45 | 7 | 0
2020 | MISO_W_2_SPP_N | MISO_W | SPP_N | Internal | Winter | B17 | 100 | 3200 | 0 | 48.17 | 43.38 | 7 | 0
2020 | MISO_W_2_SPP_N | MISO_W | SPP_N | Internal | Winter | B18 | 400 | 3200 | 0 | 42.34 | 43.28 | 7 | 0
2020 | MISO_W_2_SPP_N | MISO_W | SPP_N | Internal | Winter | B19 | 700 | 3200 | 0 | 41.96 | 43.28 | 7 | 0
2020 | MISO_W_2_SPP_N | MISO_W | SPP_N | Internal | Winter | B20 | 935 | 3200 | 0 | 37.74 | 39.12 | 7 | 0
2020 | MISO_WUMS_2_MISO_MI | MISO_WUMS | MISO_MI | Internal | Shoulder | B11 | 25 | 929 | 0 | 55.69 | 55.68 | 0.01 | 0
2020 | MISO_WUMS_2_MISO_MI | MISO_WUMS | MISO_MI | Internal | Shoulder | B12 | 200 | 929 | 0 | 46.19 | 46.18 | 0.01 | 0
2020 | MISO_WUMS_2_MISO_MI | MISO_WUMS | MISO_MI | Internal | Shoulder | B13 | 600 | 929 | 0 | 43.28 | 43.28 | 0.01 | 0
2020 | MISO_WUMS_2_MISO_MI | MISO_WUMS | MISO_MI | Internal | Shoulder | B14 | 900 | 929 | 0 | 40.42 | 40.41 | 0.01 | 0
2020 | MISO_WUMS_2_MISO_MI | MISO_WUMS | MISO_MI | Internal | Shoulder | B15 | 1203 | 929 | 268.81 | 38.2 | 38.21 | 0.01 | 0
2020 | MISO_WUMS_2_MISO_MI | MISO_WUMS | MISO_MI | Internal | Summer | B1 | 10 | 929 | 929 | 63.96 | 64.12 | 0.01 | 0.14
2020 | MISO_WUMS_2_MISO_MI | MISO_WUMS | MISO_MI | Internal | Summer | B2 | 25 | 929 | 180.08 | 63.36 | 63.37 | 0.01 | 0
2020 | MISO_WUMS_2_MISO_MI | MISO_WUMS | MISO_MI | Internal | Summer | B3 | 75 | 929 | 0 | 60.4 | 60.38 | 0.01 | 0
2020 | MISO_WUMS_2_MISO_MI | MISO_WUMS | MISO_MI | Internal | Summer | B4 | 100 | 929 | 0 | 60.4 | 59.86 | 0.01 | 0
2020 | MISO_WUMS_2_MISO_MI | MISO_WUMS | MISO_MI | Internal | Summer | B5 | 200 | 929 | 0 | 58.78 | 58.75 | 0.01 | 0
2020 | MISO_WUMS_2_MISO_MI | MISO_WUMS | MISO_MI | Internal | Summer | B6 | 300 | 929 | 0 | 49.38 | 49.37 | 0.01 | 0
2020 | MISO_WUMS_2_MISO_MI | MISO_WUMS | MISO_MI | Internal | Summer | B7 | 400 | 929 | 0 | 40.28 | 40.28 | 0.01 | 0
2020 | MISO_WUMS_2_MISO_MI | MISO_WUMS | MISO_MI | Internal | Summer | B8 | 500 | 929 | 0 | 38.04 | 38.04 | 0.01 | 0
2020 | MISO_WUMS_2_MISO_MI | MISO_WUMS | MISO_MI | Internal | Summer | B9 | 800 | 929 | 0 | 36.87 | 36.86 | 0.01 | 0
2020 | MISO_WUMS_2_MISO_MI | MISO_WUMS | MISO_MI | Internal | Summer | B10 | 1262 | 929 | 670.52 | 36 | 36.02 | 0.01 | 0
2020 | MISO_WUMS_2_MISO_MI | MISO_WUMS | MISO_MI | Internal | Winter | B16 | 25 | 929 | 907.98 | 52.72 | 52.73 | 0.01 | 0
2020 | MISO_WUMS_2_MISO_MI | MISO_WUMS | MISO_MI | Internal | Winter | B17 | 100 | 929 | 522.1 | 48.18 | 48.2 | 0.01 | 0
2020 | MISO_WUMS_2_MISO_MI | MISO_WUMS | MISO_MI | Internal | Winter | B18 | 400 | 929 | 0 | 42.34 | 42.33 | 0.01 | 0
2020 | MISO_WUMS_2_MISO_MI | MISO_WUMS | MISO_MI | Internal | Winter | B19 | 700 | 929 | 0 | 41.95 | 41.94 | 0.01 | 0
2020 | MISO_WUMS_2_MISO_MI | MISO_WUMS | MISO_MI | Internal | Winter | B20 | 935 | 929 | 383.8 | 37.75 | 37.77 | 0.01 | 0
2020 | MISO_WUMS_2_MISO_W | MISO_WUMS | MISO_W | Internal | Shoulder | B11 | 25 | 1137 | 1126.97 | 55.69 | 55.7 | 0.01 | 0
2020 | MISO_WUMS_2_MISO_W | MISO_WUMS | MISO_W | Internal | Shoulder | B12 | 200 | 1137 | 0 | 46.19 | 46.18 | 0.01 | 0
2020 | MISO_WUMS_2_MISO_W | MISO_WUMS | MISO_W | Internal | Shoulder | B13 | 600 | 1137 | 0 | 43.28 | 43.27 | 0.01 | 0
2020 | MISO_WUMS_2_MISO_W | MISO_WUMS | MISO_W | Internal | Shoulder | B14 | 900 | 1137 | 0 | 40.42 | 40.41 | 0.01 | 0
2020 | MISO_WUMS_2_MISO_W | MISO_WUMS | MISO_W | Internal | Shoulder | B15 | 1203 | 1137 | 483.43 | 38.2 | 38.21 | 0.01 | 0
2020 | MISO_WUMS_2_MISO_W | MISO_WUMS | MISO_W | Internal | Summer | B1 | 10 | 1137 | 1137 | 63.96 | 64.53 | 0.01 | 0.55
2020 | MISO_WUMS_2_MISO_W | MISO_WUMS | MISO_W | Internal | Summer | B2 | 25 | 1137 | 1137 | 63.36 | 63.38 | 0.01 | 0.01
2020 | MISO_WUMS_2_MISO_W | MISO_WUMS | MISO_W | Internal | Summer | B3 | 75 | 1137 | 1137 | 60.4 | 63.38 | 0.01 | 2.97
2020 | MISO_WUMS_2_MISO_W | MISO_WUMS | MISO_W | Internal | Summer | B4 | 100 | 1137 | 1137 | 60.4 | 61.18 | 0.01 | 0.77
2020 | MISO_WUMS_2_MISO_W | MISO_WUMS | MISO_W | Internal | Summer | B5 | 200 | 1137 | 581.09 | 58.78 | 58.79 | 0.01 | 0
2020 | MISO_WUMS_2_MISO_W | MISO_WUMS | MISO_W | Internal | Summer | B6 | 300 | 1137 | 875.12 | 49.38 | 49.4 | 0.01 | 0
2020 | MISO_WUMS_2_MISO_W | MISO_WUMS | MISO_W | Internal | Summer | B7 | 400 | 1137 | 0 | 40.28 | 40.27 | 0.01 | 0
2020 | MISO_WUMS_2_MISO_W | MISO_WUMS | MISO_W | Internal | Summer | B8 | 500 | 1137 | 0 | 38.04 | 38.03 | 0.01 | 0
2020 | MISO_WUMS_2_MISO_W | MISO_WUMS | MISO_W | Internal | Summer | B9 | 800 | 1137 | 0.37 | 36.87 | 36.88 | 0.01 | 0
2020 | MISO_WUMS_2_MISO_W | MISO_WUMS | MISO_W | Internal | Summer | B10 | 1262 | 1137 | 0 | 36 | 35.98 | 0.01 | 0
2020 | MISO_WUMS_2_MISO_W | MISO_WUMS | MISO_W | Internal | Winter | B16 | 25 | 1137 | 0 | 52.72 | 52.7 | 0.01 | 0
2020 | MISO_WUMS_2_MISO_W | MISO_WUMS | MISO_W | Internal | Winter | B17 | 100 | 1137 | 0 | 48.18 | 48.17 | 0.01 | 0
2020 | MISO_WUMS_2_MISO_W | MISO_WUMS | MISO_W | Internal | Winter | B18 | 400 | 1137 | 0 | 42.34 | 42.34 | 0.01 | 0
2020 | MISO_WUMS_2_MISO_W | MISO_WUMS | MISO_W | Internal | Winter | B19 | 700 | 1137 | 552.72 | 41.95 | 41.96 | 0.01 | 0
2020 | MISO_WUMS_2_MISO_W | MISO_WUMS | MISO_W | Internal | Winter | B20 | 935 | 1137 | 0 | 37.75 | 37.74 | 0.01 | 0
2020 | MISO_WUMS_2_PJM_ROR | MISO_WUMS | PJM_ROR | Internal | Shoulder | B11 | 25 | 1600 | 0 | 55.69 | 53.69 | 2 | 0
2020 | MISO_WUMS_2_PJM_ROR | MISO_WUMS | PJM_ROR | Internal | Shoulder | B12 | 200 | 1600 | 0 | 46.19 | 48.18 | 2 | 0
2020 | MISO_WUMS_2_PJM_ROR | MISO_WUMS | PJM_ROR | Internal | Shoulder | B13 | 600 | 1600 | 0 | 43.28 | 42.88 | 2 | 0
2020 | MISO_WUMS_2_PJM_ROR | MISO_WUMS | PJM_ROR | Internal | Shoulder | B14 | 900 | 1600 | 0 | 40.42 | 40.17 | 2 | 0
2020 | MISO_WUMS_2_PJM_ROR | MISO_WUMS | PJM_ROR | Internal | Shoulder | B15 | 1203 | 1600 | 0 | 38.2 | 37.47 | 2 | 0
2020 | MISO_WUMS_2_PJM_ROR | MISO_WUMS | PJM_ROR | Internal | Summer | B1 | 10 | 1600 | 1600 | 63.96 | 66.54 | 2 | 0.57
2020 | MISO_WUMS_2_PJM_ROR | MISO_WUMS | PJM_ROR | Internal | Summer | B2 | 25 | 1600 | 57.07 | 63.36 | 65.36 | 2 | 0
2020 | MISO_WUMS_2_PJM_ROR | MISO_WUMS | PJM_ROR | Internal | Summer | B3 | 75 | 1600 | 0 | 60.4 | 61.86 | 2 | 0
2020 | MISO_WUMS_2_PJM_ROR | MISO_WUMS | PJM_ROR | Internal | Summer | B4 | 100 | 1600 | 0 | 60.4 | 61.86 | 2 | 0
2020 | MISO_WUMS_2_PJM_ROR | MISO_WUMS | PJM_ROR | Internal | Summer | B5 | 200 | 1600 | 0 | 58.78 | 56.97 | 2 | 0
2020 | MISO_WUMS_2_PJM_ROR | MISO_WUMS | PJM_ROR | Internal | Summer | B6 | 300 | 1600 | 0 | 49.38 | 49.23 | 2 | 0
2020 | MISO_WUMS_2_PJM_ROR | MISO_WUMS | PJM_ROR | Internal | Summer | B7 | 400 | 1600 | 0 | 40.28 | 42.26 | 2 | 0
2020 | MISO_WUMS_2_PJM_ROR | MISO_WUMS | PJM_ROR | Internal | Summer | B8 | 500 | 1600 | 0 | 38.04 | 38.01 | 2 | 0
2020 | MISO_WUMS_2_PJM_ROR | MISO_WUMS | PJM_ROR | Internal | Summer | B9 | 800 | 1600 | 0 | 36.87 | 36.2 | 2 | 0
2020 | MISO_WUMS_2_PJM_ROR | MISO_WUMS | PJM_ROR | Internal | Summer | B10 | 1262 | 1600 | 0 | 36 | 34.67 | 2 | 0
2020 | MISO_WUMS_2_PJM_ROR | MISO_WUMS | PJM_ROR | Internal | Winter | B16 | 25 | 1600 | 0 | 52.72 | 53.74 | 2 | 0
2020 | MISO_WUMS_2_PJM_ROR | MISO_WUMS | PJM_ROR | Internal | Winter | B17 | 100 | 1600 | 0 | 48.18 | 50.17 | 2 | 0
2020 | MISO_WUMS_2_PJM_ROR | MISO_WUMS | PJM_ROR | Internal | Winter | B18 | 400 | 1600 | 0 | 42.34 | 44.33 | 2 | 0
2020 | MISO_WUMS_2_PJM_ROR | MISO_WUMS | PJM_ROR | Internal | Winter | B19 | 700 | 1600 | 0 | 41.95 | 41.99 | 2 | 0
2020 | MISO_WUMS_2_PJM_ROR | MISO_WUMS | PJM_ROR | Internal | Winter | B20 | 935 | 1600 | 0 | 37.75 | 35.85 | 2 | 0
2020 | NE_2_MISO_W | NE | MISO_W | Internal | Shoulder | B11 | 25 | 1600 | 0 | 62.69 | 55.7 | 5 | 0
2020 | NE_2_MISO_W | NE | MISO_W | Internal | Shoulder | B12 | 200 | 1600 | 0 | 44.97 | 46.18 | 5 | 0
2020 | NE_2_MISO_W | NE | MISO_W | Internal | Shoulder | B13 | 600 | 1600 | 0 | 42.05 | 43.27 | 5 | 0
2020 | NE_2_MISO_W | NE | MISO_W | Internal | Shoulder | B14 | 900 | 1600 | 0 | 40.63 | 40.41 | 5 | 0
2020 | NE_2_MISO_W | NE | MISO_W | Internal | Shoulder | B15 | 1203 | 1600 | 0 | 40.51 | 38.21 | 5 | 0
2020 | NE_2_MISO_W | NE | MISO_W | Internal | Summer | B1 | 10 | 1600 | 0 | 66.75 | 64.53 | 5 | 0
2020 | NE_2_MISO_W | NE | MISO_W | Internal | Summer | B2 | 25 | 1600 | 0 | 65.33 | 63.38 | 5 | 0
2020 | NE_2_MISO_W | NE | MISO_W | Internal | Summer | B3 | 75 | 1600 | 0 | 66.75 | 63.38 | 5 | 0
2020 | NE_2_MISO_W | NE | MISO_W | Internal | Summer | B4 | 100 | 1600 | 0 | 65.33 | 61.18 | 5 | 0
2020 | NE_2_MISO_W | NE | MISO_W | Internal | Summer | B5 | 200 | 1600 | 0 | 61.77 | 58.79 | 5 | 0
2020 | NE_2_MISO_W | NE | MISO_W | Internal | Summer | B6 | 300 | 1600 | 0 | 56.38 | 49.4 | 5 | 0
2020 | NE_2_MISO_W | NE | MISO_W | Internal | Summer | B7 | 400 | 1600 | 0 | 47.26 | 40.27 | 5 | 0
2020 | NE_2_MISO_W | NE | MISO_W | Internal | Summer | B8 | 500 | 1600 | 0 | 40.26 | 38.03 | 5 | 0
2020 | NE_2_MISO_W | NE | MISO_W | Internal | Summer | B9 | 800 | 1600 | 0 | 39.64 | 36.88 | 5 | 0
2020 | NE_2_MISO_W | NE | MISO_W | Internal | Summer | B10 | 1262 | 1600 | 0 | 37.35 | 35.98 | 5 | 0
2020 | NE_2_MISO_W | NE | MISO_W | Internal | Winter | B16 | 25 | 1600 | 0 | 51.44 | 52.7 | 5 | 0
2020 | NE_2_MISO_W | NE | MISO_W | Internal | Winter | B17 | 100 | 1600 | 0 | 43.37 | 48.17 | 5 | 0
2020 | NE_2_MISO_W | NE | MISO_W | Internal | Winter | B18 | 400 | 1600 | 0 | 43.27 | 42.34 | 5 | 0
2020 | NE_2_MISO_W | NE | MISO_W | Internal | Winter | B19 | 700 | 1600 | 0 | 43.27 | 41.96 | 5 | 0
2020 | NE_2_MISO_W | NE | MISO_W | Internal | Winter | B20 | 935 | 1600 | 0 | 39.11 | 37.74 | 5 | 0
2020 | NE_2_SPP_N | NE | SPP_N | Internal | Shoulder | B11 | 25 | 3001 | 2413.52 | 62.69 | 62.7 | 0.01 | 0
2020 | NE_2_SPP_N | NE | SPP_N | Internal | Shoulder | B12 | 200 | 3001 | 904.05 | 44.97 | 44.98 | 0.01 | 0
2020 | NE_2_SPP_N | NE | SPP_N | Internal | Shoulder | B13 | 600 | 3001 | 805.29 | 42.05 | 42.06 | 0.01 | 0
2020 | NE_2_SPP_N | NE | SPP_N | Internal | Shoulder | B14 | 900 | 3001 | 1087.09 | 40.63 | 40.64 | 0.01 | 0
2020 | NE_2_SPP_N | NE | SPP_N | Internal | Shoulder | B15 | 1203 | 3001 | 1675.16 | 40.51 | 40.53 | 0.01 | 0
2020 | NE_2_SPP_N | NE | SPP_N | Internal | Summer | B1 | 10 | 3001 | 2620.79 | 66.75 | 66.76 | 0.01 | 0
2020 | NE_2_SPP_N | NE | SPP_N | Internal | Summer | B2 | 25 | 3001 | 3001 | 65.33 | 66.76 | 0.01 | 1.42
2020 | NE_2_SPP_N | NE | SPP_N | Internal | Summer | B3 | 75 | 3001 | 2998.66 | 66.75 | 66.76 | 0.01 | 0
2020 | NE_2_SPP_N | NE | SPP_N | Internal | Summer | B4 | 100 | 3001 | 2837.38 | 65.33 | 65.34 | 0.01 | 0
2020 | NE_2_SPP_N | NE | SPP_N | Internal | Summer | B5 | 200 | 3001 | 2062.73 | 61.77 | 61.78 | 0.01 | 0
2020 | NE_2_SPP_N | NE | SPP_N | Internal | Summer | B6 | 300 | 3001 | 2342.89 | 56.38 | 56.4 | 0.01 | 0
2020 | NE_2_SPP_N | NE | SPP_N | Internal | Summer | B7 | 400 | 3001 | 2860.61 | 47.26 | 47.27 | 0.01 | 0
2020 | NE_2_SPP_N | NE | SPP_N | Internal | Summer | B8 | 500 | 3001 | 3001 | 40.26 | 40.98 | 0.01 | 0.72
2020 | NE_2_SPP_N | NE | SPP_N | Internal | Summer | B9 | 800 | 3001 | 2409.97 | 39.64 | 39.65 | 0.01 | 0
2020 | NE_2_SPP_N | NE | SPP_N | Internal | Summer | B10 | 1262 | 3001 | 3001 | 37.35 | 39.12 | 0.01 | 1.76
2020 | NE_2_SPP_N | NE | SPP_N | Internal | Winter | B16 | 25 | 3001 | 2169.81 | 51.44 | 51.45 | 0.01 | 0
2020 | NE_2_SPP_N | NE | SPP_N | Internal | Winter | B17 | 100 | 3001 | 2121.3 | 43.37 | 43.38 | 0.01 | 0
2020 | NE_2_SPP_N | NE | SPP_N | Internal | Winter | B18 | 400 | 3001 | 2405.5 | 43.27 | 43.28 | 0.01 | 0
2020 | NE_2_SPP_N | NE | SPP_N | Internal | Winter | B19 | 700 | 3001 | 2179.84 | 43.27 | 43.28 | 0.01 | 0
2020 | NE_2_SPP_N | NE | SPP_N | Internal | Winter | B20 | 935 | 3001 | 2689.22 | 39.11 | 39.12 | 0.01 | 0
2020 | NEISO_2_NYISO_A-F | NEISO | NYISO_A-F | Internal | Shoulder | B11 | 25 | 600 | 110.06 | 37.5 | 40.5 | 3 | 0
2020 | NEISO_2_NYISO_A-F | NEISO | NYISO_A-F | Internal | Shoulder | B12 | 200 | 600 | 0 | 37.5 | 40.14 | 3 | 0
2020 | NEISO_2_NYISO_A-F | NEISO | NYISO_A-F | Internal | Shoulder | B13 | 600 | 600 | 0 | 37.5 | 39.87 | 3 | 0
2020 | NEISO_2_NYISO_A-F | NEISO | NYISO_A-F | Internal | Shoulder | B14 | 900 | 600 | 0 | 37.5 | 38.61 | 3 | 0
2020 | NEISO_2_NYISO_A-F | NEISO | NYISO_A-F | Internal | Shoulder | B15 | 1203 | 600 | 0 | 37.5 | 38.61 | 3 | 0
2020 | NEISO_2_NYISO_A-F | NEISO | NYISO_A-F | Internal | Summer | B1 | 10 | 600 | 0 | 81.05 | 58.55 | 3 | 0
2020 | NEISO_2_NYISO_A-F | NEISO | NYISO_A-F | Internal | Summer | B2 | 25 | 600 | 0 | 68.37 | 57.37 | 3 | 0
2020 | NEISO_2_NYISO_A-F | NEISO | NYISO_A-F | Internal | Summer | B3 | 75 | 600 | 0 | 49.92 | 51.52 | 3 | 0
2020 | NEISO_2_NYISO_A-F | NEISO | NYISO_A-F | Internal | Summer | B4 | 100 | 600 | 245.8 | 45.93 | 48.93 | 3 | 0
2020 | NEISO_2_NYISO_A-F | NEISO | NYISO_A-F | Internal | Summer | B5 | 200 | 600 | 600 | 34.61 | 45.82 | 3 | 8.21
2020 | NEISO_2_NYISO_A-F | NEISO | NYISO_A-F | Internal | Summer | B6 | 300 | 600 | 600 | 34.61 | 42.32 | 3 | 4.7
2020 | NEISO_2_NYISO_A-F | NEISO | NYISO_A-F | Internal | Summer | B7 | 400 | 600 | 600 | 34.61 | 38.61 | 3 | 1
2020 | NEISO_2_NYISO_A-F | NEISO | NYISO_A-F | Internal | Summer | B8 | 500 | 600 | 0 | 34.61 | 37.6 | 3 | 0
2020 | NEISO_2_NYISO_A-F | NEISO | NYISO_A-F | Internal | Summer | B9 | 800 | 600 | 0 | 34.61 | 36.86 | 3 | 0
2020 | NEISO_2_NYISO_A-F | NEISO | NYISO_A-F | Internal | Summer | B10 | 1262 | 600 | 0 | 34.61 | 36.86 | 3 | 0
2020 | NEISO_2_NYISO_A-F | NEISO | NYISO_A-F | Internal | Winter | B16 | 25 | 600 | 0 | 46.42 | 46.19 | 3 | 0
2020 | NEISO_2_NYISO_A-F | NEISO | NYISO_A-F | Internal | Winter | B17 | 100 | 600 | 0 | 46.42 | 43.42 | 3 | 0
2020 | NEISO_2_NYISO_A-F | NEISO | NYISO_A-F | Internal | Winter | B18 | 400 | 600 | 0 | 46.42 | 42.26 | 3 | 0
2020 | NEISO_2_NYISO_A-F | NEISO | NYISO_A-F | Internal | Winter | B19 | 700 | 600 | 0 | 46.42 | 42.26 | 3 | 0
2020 | NEISO_2_NYISO_A-F | NEISO | NYISO_A-F | Internal | Winter | B20 | 935 | 600 | 0 | 46.42 | 42.26 | 3 | 0
2020 | NEISO_2_NYISO_G-I | NEISO | NYISO_G-I | Internal | Shoulder | B11 | 25 | 600 | 600 | 37.5 | 45.67 | 3 | 5.17
2020 | NEISO_2_NYISO_G-I | NEISO | NYISO_G-I | Internal | Shoulder | B12 | 200 | 600 | 0 | 37.5 | 40.15 | 3 | 0
2020 | NEISO_2_NYISO_G-I | NEISO | NYISO_G-I | Internal | Shoulder | B13 | 600 | 600 | 0 | 37.5 | 40.02 | 3 | 0
2020 | NEISO_2_NYISO_G-I | NEISO | NYISO_G-I | Internal | Shoulder | B14 | 900 | 600 | 0 | 37.5 | 38.62 | 3 | 0
2020 | NEISO_2_NYISO_G-I | NEISO | NYISO_G-I | Internal | Shoulder | B15 | 1203 | 600 | 0 | 37.5 | 38.62 | 3 | 0
2020 | NEISO_2_NYISO_G-I | NEISO | NYISO_G-I | Internal | Summer | B1 | 10 | 600 | 0 | 81.05 | 78.05 | 3 | 0
2020 | NEISO_2_NYISO_G-I | NEISO | NYISO_G-I | Internal | Summer | B2 | 25 | 600 | 8.08 | 68.37 | 71.37 | 3 | 0
2020 | NEISO_2_NYISO_G-I | NEISO | NYISO_G-I | Internal | Summer | B3 | 75 | 600 | 455.88 | 49.92 | 52.92 | 3 | 0
2020 | NEISO_2_NYISO_G-I | NEISO | NYISO_G-I | Internal | Summer | B4 | 100 | 600 | 600 | 45.93 | 48.95 | 3 | 0.01
2020 | NEISO_2_NYISO_G-I | NEISO | NYISO_G-I | Internal | Summer | B5 | 200 | 600 | 600 | 34.61 | 48.95 | 3 | 11.33
2020 | NEISO_2_NYISO_G-I | NEISO | NYISO_G-I | Internal | Summer | B6 | 300 | 600 | 600 | 34.61 | 48.95 | 3 | 11.33
2020 | NEISO_2_NYISO_G-I | NEISO | NYISO_G-I | Internal | Summer | B7 | 400 | 600 | 600 | 34.61 | 38.62 | 3 | 1.01
2020 | NEISO_2_NYISO_G-I | NEISO | NYISO_G-I | Internal | Summer | B8 | 500 | 600 | 215.57 | 34.61 | 37.61 | 3 | 0
2020 | NEISO_2_NYISO_G-I | NEISO | NYISO_G-I | Internal | Summer | B9 | 800 | 600 | 0 | 34.61 | 36.87 | 3 | 0
2020 | NEISO_2_NYISO_G-I | NEISO | NYISO_G-I | Internal | Summer | B10 | 1262 | 600 | 0 | 34.61 | 36.87 | 3 | 0
2020 | NEISO_2_NYISO_G-I | NEISO | NYISO_G-I | Internal | Winter | B16 | 25 | 600 | 600 | 46.42 | 51.16 | 3 | 1.73
2020 | NEISO_2_NYISO_G-I | NEISO | NYISO_G-I | Internal | Winter | B17 | 100 | 600 | 240.29 | 46.42 | 49.42 | 3 | 0
2020 | NEISO_2_NYISO_G-I | NEISO | NYISO_G-I | Internal | Winter | B18 | 400 | 600 | 141.54 | 46.42 | 49.42 | 3 | 0
2020 | NEISO_2_NYISO_G-I | NEISO | NYISO_G-I | Internal | Winter | B19 | 700 | 600 | 0 | 46.42 | 48.09 | 3 | 0
2020 | NEISO_2_NYISO_G-I | NEISO | NYISO_G-I | Internal | Winter | B20 | 935 | 600 | 0 | 46.42 | 44.28 | 3 | 0
2020 | NEISO_2_NYISO_J-K | NEISO | NYISO_J-K | Internal | Shoulder | B11 | 25 | 500 | 500 | 37.5 | 45.68 | 3 | 5.18
2020 | NEISO_2_NYISO_J-K | NEISO | NYISO_J-K | Internal | Shoulder | B12 | 200 | 500 | 0 | 37.5 | 40.17 | 3 | 0
2020 | NEISO_2_NYISO_J-K | NEISO | NYISO_J-K | Internal | Shoulder | B13 | 600 | 500 | 0 | 37.5 | 40.03 | 3 | 0
2020 | NEISO_2_NYISO_J-K | NEISO | NYISO_J-K | Internal | Shoulder | B14 | 900 | 500 | 0 | 37.5 | 38.63 | 3 | 0
2020 | NEISO_2_NYISO_J-K | NEISO | NYISO_J-K | Internal | Shoulder | B15 | 1203 | 500 | 0 | 37.5 | 38.63 | 3 | 0
2020 | NEISO_2_NYISO_J-K | NEISO | NYISO_J-K | Internal | Summer | B1 | 10 | 500 | 0 | 81.05 | 78.06 | 3 | 0
2020 | NEISO_2_NYISO_J-K | NEISO | NYISO_J-K | Internal | Summer | B2 | 25 | 500 | 500 | 68.37 | 71.38 | 3 | 0.01
2020 | NEISO_2_NYISO_J-K | NEISO | NYISO_J-K | Internal | Summer | B3 | 75 | 500 | 500 | 49.92 | 52.93 | 3 | 0.01
2020 | NEISO_2_NYISO_J-K | NEISO | NYISO_J-K | Internal | Summer | B4 | 100 | 500 | 500 | 45.93 | 48.96 | 3 | 0.02
2020 | NEISO_2_NYISO_J-K | NEISO | NYISO_J-K | Internal | Summer | B5 | 200 | 500 | 500 | 34.61 | 48.96 | 3 | 11.34
2020 | NEISO_2_NYISO_J-K | NEISO | NYISO_J-K | Internal | Summer | B6 | 300 | 500 | 500 | 34.61 | 48.96 | 3 | 11.34
2020 | NEISO_2_NYISO_J-K | NEISO | NYISO_J-K | Internal | Summer | B7 | 400 | 500 | 500 | 34.61 | 38.64 | 3 | 1.02
2020 | NEISO_2_NYISO_J-K | NEISO | NYISO_J-K | Internal | Summer | B8 | 500 | 500 | 500 | 34.61 | 37.63 | 3 | 0.01
2020 | NEISO_2_NYISO_J-K | NEISO | NYISO_J-K | Internal | Summer | B9 | 800 | 500 | 0 | 34.61 | 36.88 | 3 | 0
2020 | NEISO_2_NYISO_J-K | NEISO | NYISO_J-K | Internal | Summer | B10 | 1262 | 500 | 0 | 34.61 | 36.88 | 3 | 0
2020 | NEISO_2_NYISO_J-K | NEISO | NYISO_J-K | Internal | Winter | B16 | 25 | 500 | 500 | 46.42 | 51.17 | 3 | 1.74
2020 | NEISO_2_NYISO_J-K | NEISO | NYISO_J-K | Internal | Winter | B17 | 100 | 500 | 500 | 46.42 | 49.44 | 3 | 0.01
2020 | NEISO_2_NYISO_J-K | NEISO | NYISO_J-K | Internal | Winter | B18 | 400 | 500 | 500 | 46.42 | 49.44 | 3 | 0.01
2020 | NEISO_2_NYISO_J-K | NEISO | NYISO_J-K | Internal | Winter | B19 | 700 | 500 | 0 | 46.42 | 48.1 | 3 | 0
2020 | NEISO_2_NYISO_J-K | NEISO | NYISO_J-K | Internal | Winter | B20 | 935 | 500 | 0 | 46.42 | 44.29 | 3 | 0
2020 | NonRTO_Midwest_2_TVA_Transmission | NonRTO_Midwest | TVA_Transmission | Internal | Shoulder | B11 | 25 | 2400 | 0 | 63.69 | 59.22 | 8 | 0
2020 | NonRTO_Midwest_2_TVA_Transmission | NonRTO_Midwest | TVA_Transmission | Internal | Shoulder | B12 | 200 | 2400 | 0 | 54.19 | 48.29 | 8 | 0
2020 | NonRTO_Midwest_2_TVA_Transmission | NonRTO_Midwest | TVA_Transmission | Internal | Shoulder | B13 | 600 | 2400 | 0 | 49.17 | 45.29 | 8 | 0
2020 | NonRTO_Midwest_2_TVA_Transmission | NonRTO_Midwest | TVA_Transmission | Internal | Shoulder | B14 | 900 | 2400 | 0 | 43.24 | 43.74 | 8 | 0
2020 | NonRTO_Midwest_2_TVA_Transmission | NonRTO_Midwest | TVA_Transmission | Internal | Shoulder | B15 | 1203 | 2400 | 0 | 35.63 | 40.94 | 8 | 0
2020 | NonRTO_Midwest_2_TVA_Transmission | NonRTO_Midwest | TVA_Transmission | Internal | Summer | B1 | 10 | 2400 | 0 | 69.15 | 72.54 | 8 | 0
2020 | NonRTO_Midwest_2_TVA_Transmission | NonRTO_Midwest | TVA_Transmission | Internal | Summer | B2 | 25 | 2400 | 0 | 69.15 | 71.36 | 8 | 0
2020 | NonRTO_Midwest_2_TVA_Transmission | NonRTO_Midwest | TVA_Transmission | Internal | Summer | B3 | 75 | 2400 | 0 | 69.15 | 67.86 | 8 | 0
2020 | NonRTO_Midwest_2_TVA_Transmission | NonRTO_Midwest | TVA_Transmission | Internal | Summer | B4 | 100 | 2400 | 0 | 69.15 | 67.86 | 8 | 0
2020 | NonRTO_Midwest_2_TVA_Transmission | NonRTO_Midwest | TVA_Transmission | Internal | Summer | B5 | 200 | 2400 | 0 | 66.77 | 62.39 | 8 | 0
2020 | NonRTO_Midwest_2_TVA_Transmission | NonRTO_Midwest | TVA_Transmission | Internal | Summer | B6 | 300 | 2400 | 0 | 57.38 | 54.92 | 8 | 0
2020 | NonRTO_Midwest_2_TVA_Transmission | NonRTO_Midwest | TVA_Transmission | Internal | Summer | B7 | 400 | 2400 | 0 | 43.73 | 47.61 | 8 | 0
2020 | NonRTO_Midwest_2_TVA_Transmission | NonRTO_Midwest | TVA_Transmission | Internal | Summer | B8 | 500 | 2400 | 0 | 41.32 | 42.27 | 8 | 0
2020 | NonRTO_Midwest_2_TVA_Transmission | NonRTO_Midwest | TVA_Transmission | Internal | Summer | B9 | 800 | 2400 | 0 | 36.86 | 40.22 | 8 | 0
2020 | NonRTO_Midwest_2_TVA_Transmission | NonRTO_Midwest | TVA_Transmission | Internal | Summer | B10 | 1262 | 2400 | 0 | 33.61 | 38.24 | 8 | 0
2020 | NonRTO_Midwest_2_TVA_Transmission | NonRTO_Midwest | TVA_Transmission | Internal | Winter | B16 | 25 | 2400 | 0 | 60.74 | 59.74 | 8 | 0
2020 | NonRTO_Midwest_2_TVA_Transmission | NonRTO_Midwest | TVA_Transmission | Internal | Winter | B17 | 100 | 2400 | 0 | 56.2 | 50.64 | 8 | 0
2020 | NonRTO_Midwest_2_TVA_Transmission | NonRTO_Midwest | TVA_Transmission | Internal | Winter | B18 | 400 | 2400 | 0 | 50.34 | 45.99 | 8 | 0
2020 | NonRTO_Midwest_2_TVA_Transmission | NonRTO_Midwest | TVA_Transmission | Internal | Winter | B19 | 700 | 2400 | 0 | 43.73 | 44.3 | 8 | 0
2020 | NonRTO_Midwest_2_TVA_Transmission | NonRTO_Midwest | TVA_Transmission | Internal | Winter | B20 | 935 | 2400 | 0 | 35.69 | 41.18 | 8 | 0
2020 | NYISO_A-F_2_IESO | NYISO_A-F | IESO | Internal | Shoulder | B11 | 25 | 1600 | 0 | 40.5 | 31.61 | 7 | 0
2020 | NYISO_A-F_2_IESO | NYISO_A-F | IESO | Internal | Shoulder | B12 | 200 | 1600 | 0 | 40.14 | 31.91 | 7 | 0
2020 | NYISO_A-F_2_IESO | NYISO_A-F | IESO | Internal | Shoulder | B13 | 600 | 1600 | 0 | 39.87 | 31.61 | 7 | 0
2020 | NYISO_A-F_2_IESO | NYISO_A-F | IESO | Internal | Shoulder | B14 | 900 | 1600 | 0 | 38.61 | 31.61 | 7 | 0
2020 | NYISO_A-F_2_IESO | NYISO_A-F | IESO | Internal | Shoulder | B15 | 1203 | 1600 | 0 | 38.61 | 31.61 | 7 | 0
2020 | NYISO_A-F_2_IESO | NYISO_A-F | IESO | Internal | Summer | B1 | 10 | 1600 | 0 | 58.55 | 51.55 | 7 | 0
2020 | NYISO_A-F_2_IESO | NYISO_A-F | IESO | Internal | Summer | B2 | 25 | 1600 | 0 | 57.37 | 50.37 | 7 | 0
2020 | NYISO_A-F_2_IESO | NYISO_A-F | IESO | Internal | Summer | B3 | 75 | 1600 | 0 | 51.52 | 39.14 | 7 | 0
2020 | NYISO_A-F_2_IESO | NYISO_A-F | IESO | Internal | Summer | B4 | 100 | 1600 | 0 | 48.93 | 39.14 | 7 | 0
2020 | NYISO_A-F_2_IESO | NYISO_A-F | IESO | Internal | Summer | B5 | 200 | 1600 | 0 | 45.82 | 38.82 | 7 | 0
2020 | NYISO_A-F_2_IESO | NYISO_A-F | IESO | Internal | Summer | B6 | 300 | 1600 | 0 | 42.32 | 35.32 | 7 | 0
2020 | NYISO_A-F_2_IESO | NYISO_A-F | IESO | Internal | Summer | B7 | 400 | 1600 | 0 | 38.61 | 31.61 | 7 | 0
2020 | NYISO_A-F_2_IESO | NYISO_A-F | IESO | Internal | Summer | B8 | 500 | 1600 | 0 | 37.6 | 29.86 | 7 | 0
2020 | NYISO_A-F_2_IESO | NYISO_A-F | IESO | Internal | Summer | B9 | 800 | 1600 | 0 | 36.86 | 29.86 | 7 | 0
2020 | NYISO_A-F_2_IESO | NYISO_A-F | IESO | Internal | Summer | B10 | 1262 | 1600 | 0 | 36.86 | 29.86 | 7 | 0
2020 | NYISO_A-F_2_IESO | NYISO_A-F | IESO | Internal | Winter | B16 | 25 | 1600 | 0 | 46.19 | 39.19 | 7 | 0
2020 | NYISO_A-F_2_IESO | NYISO_A-F | IESO | Internal | Winter | B17 | 100 | 1600 | 0 | 43.42 | 36.42 | 7 | 0
2020 | NYISO_A-F_2_IESO | NYISO_A-F | IESO | Internal | Winter | B18 | 400 | 1600 | 0 | 42.26 | 35.26 | 7 | 0
2020 | NYISO_A-F_2_IESO | NYISO_A-F | IESO | Internal | Winter | B19 | 700 | 1600 | 0 | 42.26 | 35.26 | 7 | 0
2020 | NYISO_A-F_2_IESO | NYISO_A-F | IESO | Internal | Winter | B20 | 935 | 1600 | 0 | 42.26 | 35.26 | 7 | 0
2020 | NYISO_A-F_2_NEISO | NYISO_A-F | NEISO | Internal | Shoulder | B11 | 25 | 600 | 0 | 40.5 | 37.5 | 3 | 0
2020 | NYISO_A-F_2_NEISO | NYISO_A-F | NEISO | Internal | Shoulder | B12 | 200 | 600 | 0 | 40.14 | 37.5 | 3 | 0
2020 | NYISO_A-F_2_NEISO | NYISO_A-F | NEISO | Internal | Shoulder | B13 | 600 | 600 | 0 | 39.87 | 37.5 | 3 | 0
2020 | NYISO_A-F_2_NEISO | NYISO_A-F | NEISO | Internal | Shoulder | B14 | 900 | 600 | 0 | 38.61 | 37.5 | 3 | 0
2020 | NYISO_A-F_2_NEISO | NYISO_A-F | NEISO | Internal | Shoulder | B15 | 1203 | 600 | 0 | 38.61 | 37.5 | 3 | 0
2020 | NYISO_A-F_2_NEISO | NYISO_A-F | NEISO | Internal | Summer | B1 | 10 | 600 | 600 | 58.55 | 81.05 | 3 | 19.5
2020 | NYISO_A-F_2_NEISO | NYISO_A-F | NEISO | Internal | Summer | B2 | 25 | 600 | 600 | 57.37 | 68.37 | 3 | 8
2020 | NYISO_A-F_2_NEISO | NYISO_A-F | NEISO | Internal | Summer | B3 | 75 | 600 | 0 | 51.52 | 49.92 | 3 | 0
2020 | NYISO_A-F_2_NEISO | NYISO_A-F | NEISO | Internal | Summer | B4 | 100 | 600 | 0 | 48.93 | 45.93 | 3 | 0
2020 | NYISO_A-F_2_NEISO | NYISO_A-F | NEISO | Internal | Summer | B5 | 200 | 600 | 0 | 45.82 | 34.61 | 3 | 0
2020 | NYISO_A-F_2_NEISO | NYISO_A-F | NEISO | Internal | Summer | B6 | 300 | 600 | 0 | 42.32 | 34.61 | 3 | 0
2020 | NYISO_A-F_2_NEISO | NYISO_A-F | NEISO | Internal | Summer | B7 | 400 | 600 | 0 | 38.61 | 34.61 | 3 | 0
2020 | NYISO_A-F_2_NEISO | NYISO_A-F | NEISO | Internal | Summer | B8 | 500 | 600 | 0 | 37.6 | 34.61 | 3 | 0
2020 | NYISO_A-F_2_NEISO | NYISO_A-F | NEISO | Internal | Summer | B9 | 800 | 600 | 0 | 36.86 | 34.61 | 3 | 0
2020 | NYISO_A-F_2_NEISO | NYISO_A-F | NEISO | Internal | Summer | B10 | 1262 | 600 | 0 | 36.86 | 34.61 | 3 | 0
2020 | NYISO_A-F_2_NEISO | NYISO_A-F | NEISO | Internal | Winter | B16 | 25 | 600 | 0 | 46.19 | 46.42 | 3 | 0
2020 | NYISO_A-F_2_NEISO | NYISO_A-F | NEISO | Internal | Winter | B17 | 100 | 600 | 483.74 | 43.42 | 46.42 | 3 | 0
2020 | NYISO_A-F_2_NEISO | NYISO_A-F | NEISO | Internal | Winter | B18 | 400 | 600 | 600 | 42.26 | 46.42 | 3 | 1.16
2020 | NYISO_A-F_2_NEISO | NYISO_A-F | NEISO | Internal | Winter | B19 | 700 | 600 | 600 | 42.26 | 46.42 | 3 | 1.16
2020 | NYISO_A-F_2_NEISO | NYISO_A-F | NEISO | Internal | Winter | B20 | 935 | 600 | 600 | 42.26 | 46.42 | 3 | 1.16
2020 | NYISO_A-F_2_NYISO_G-I | NYISO_A-F | NYISO_G-I | Internal | Shoulder | B11 | 25 | 4757 | 4757 | 40.5 | 45.67 | 0.01 | 5.16
2020 | NYISO_A-F_2_NYISO_G-I | NYISO_A-F | NYISO_G-I | Internal | Shoulder | B12 | 200 | 4757 | 4280.98 | 40.14 | 40.15 | 0.01 | 0
2020 | NYISO_A-F_2_NYISO_G-I | NYISO_A-F | NYISO_G-I | Internal | Shoulder | B13 | 600 | 4757 | 4757 | 39.87 | 40.02 | 0.01 | 0.14
2020 | NYISO_A-F_2_NYISO_G-I | NYISO_A-F | NYISO_G-I | Internal | Shoulder | B14 | 900 | 4757 | 4212.65 | 38.61 | 38.62 | 0.01 | 0
2020 | NYISO_A-F_2_NYISO_G-I | NYISO_A-F | NYISO_G-I | Internal | Shoulder | B15 | 1203 | 4757 | 2496.5 | 38.61 | 38.62 | 0.01 | 0
2020 | NYISO_A-F_2_NYISO_G-I | NYISO_A-F | NYISO_G-I | Internal | Summer | B1 | 10 | 4757 | 4757 | 58.55 | 78.05 | 0.01 | 19.49
2020 | NYISO_A-F_2_NYISO_G-I | NYISO_A-F | NYISO_G-I | Internal | Summer | B2 | 25 | 4757 | 4757 | 57.37 | 71.37 | 0.01 | 13.99
2020 | NYISO_A-F_2_NYISO_G-I | NYISO_A-F | NYISO_G-I | Internal | Summer | B3 | 75 | 4757 | 4757 | 51.52 | 52.92 | 0.01 | 1.39
2020 | NYISO_A-F_2_NYISO_G-I | NYISO_A-F | NYISO_G-I | Internal | Summer | B4 | 100 | 4757 | 4602.86 | 48.93 | 48.95 | 0.01 | 0
2020 | NYISO_A-F_2_NYISO_G-I | NYISO_A-F | NYISO_G-I | Internal | Summer | B5 | 200 | 4757 | 4757 | 45.82 | 48.95 | 0.01 | 3.11
2020 | NYISO_A-F_2_NYISO_G-I | NYISO_A-F | NYISO_G-I | Internal | Summer | B6 | 300 | 4757 | 4757 | 42.32 | 48.95 | 0.01 | 6.62
2020 | NYISO_A-F_2_NYISO_G-I | NYISO_A-F | NYISO_G-I | Internal | Summer | B7 | 400 | 4757 | 3815.7 | 38.61 | 38.62 | 0.01 | 0
2020 | NYISO_A-F_2_NYISO_G-I | NYISO_A-F | NYISO_G-I | Internal | Summer | B8 | 500 | 4757 | 3458.49 | 37.6 | 37.61 | 0.01 | 0
2020 | NYISO_A-F_2_NYISO_G-I | NYISO_A-F | NYISO_G-I | Internal | Summer | B9 | 800 | 4757 | 3209.04 | 36.86 | 36.87 | 0.01 | 0
2020 | NYISO_A-F_2_NYISO_G-I | NYISO_A-F | NYISO_G-I | Internal | Summer | B10 | 1262 | 4757 | 1083.33 | 36.86 | 36.87 | 0.01 | 0
2020 | NYISO_A-F_2_NYISO_G-I | NYISO_A-F | NYISO_G-I | Internal | Winter | B16 | 25 | 4757 | 4757 | 46.19 | 51.16 | 0.01 | 4.95
2020 | NYISO_A-F_2_NYISO_G-I | NYISO_A-F | NYISO_G-I | Internal | Winter | B17 | 100 | 4757 | 4757 | 43.42 | 49.42 | 0.01 | 5.99
2020 | NYISO_A-F_2_NYISO_G-I | NYISO_A-F | NYISO_G-I | Internal | Winter | B18 | 400 | 4757 | 4757 | 42.26 | 49.42 | 0.01 | 7.15
2020 | NYISO_A-F_2_NYISO_G-I | NYISO_A-F | NYISO_G-I | Internal | Winter | B19 | 700 | 4757 | 4757 | 42.26 | 48.09 | 0.01 | 5.82
2020 | NYISO_A-F_2_NYISO_G-I | NYISO_A-F | NYISO_G-I | Internal | Winter | B20 | 935 | 4757 | 4757 | 42.26 | 44.28 | 0.01 | 2.01
2020 | NYISO_A-F_2_PJM_ROM | NYISO_A-F | PJM_ROM | Internal | Shoulder | B11 | 25 | 1000 | 1000 | 40.5 | 53.68 | 8 | 5.18
2020 | NYISO_A-F_2_PJM_ROM | NYISO_A-F | PJM_ROM | Internal | Shoulder | B12 | 200 | 1000 | 1000 | 40.14 | 48.17 | 8 | 0.02
2020 | NYISO_A-F_2_PJM_ROM | NYISO_A-F | PJM_ROM | Internal | Shoulder | B13 | 600 | 1000 | 0 | 39.87 | 42.87 | 8 | 0
2020 | NYISO_A-F_2_PJM_ROM | NYISO_A-F | PJM_ROM | Internal | Shoulder | B14 | 900 | 1000 | 0 | 38.61 | 40.18 | 8 | 0
2020 | NYISO_A-F_2_PJM_ROM | NYISO_A-F | PJM_ROM | Internal | Shoulder | B15 | 1203 | 1000 | 0 | 38.61 | 37.48 | 8 | 0
2020 | NYISO_A-F_2_PJM_ROM | NYISO_A-F | PJM_ROM | Internal | Summer | B1 | 10 | 1000 | 812.46 | 58.55 | 66.55 | 8 | 0
2020 | NYISO_A-F_2_PJM_ROM | NYISO_A-F | PJM_ROM | Internal | Summer | B2 | 25 | 1000 | 783.27 | 57.37 | 65.37 | 8 | 0
2020 | NYISO_A-F_2_PJM_ROM | NYISO_A-F | PJM_ROM | Internal | Summer | B3 | 75 | 1000 | 1000 | 51.52 | 61.85 | 8 | 2.33
2020 | NYISO_A-F_2_PJM_ROM | NYISO_A-F | PJM_ROM | Internal | Summer | B4 | 100 | 1000 | 1000 | 48.93 | 61.85 | 8 | 4.92
2020 | NYISO_A-F_2_PJM_ROM | NYISO_A-F | PJM_ROM | Internal | Summer | B5 | 200 | 1000 | 1000 | 45.82 | 56.96 | 8 | 3.14
2020 | NYISO_A-F_2_PJM_ROM | NYISO_A-F | PJM_ROM | Internal | Summer | B6 | 300 | 1000 | 0 | 42.32 | 49.22 | 8 | 0
2020 | NYISO_A-F_2_PJM_ROM | NYISO_A-F | PJM_ROM | Internal | Summer | B7 | 400 | 1000 | 0 | 38.61 | 42.24 | 8 | 0
2020 | NYISO_A-F_2_PJM_ROM | NYISO_A-F | PJM_ROM | Internal | Summer | B8 | 500 | 1000 | 0 | 37.6 | 38.02 | 8 | 0
2020 | NYISO_A-F_2_PJM_ROM | NYISO_A-F | PJM_ROM | Internal | Summer | B9 | 800 | 1000 | 0 | 36.86 | 36.21 | 8 | 0
2020 | NYISO_A-F_2_PJM_ROM | NYISO_A-F | PJM_ROM | Internal | Summer | B10 | 1262 | 1000 | 0 | 36.86 | 34.68 | 8 | 0
2020 | NYISO_A-F_2_PJM_ROM | NYISO_A-F | PJM_ROM | Internal | Winter | B16 | 25 | 1000 | 0 | 46.19 | 53.75 | 8 | 0
2020 | NYISO_A-F_2_PJM_ROM | NYISO_A-F | PJM_ROM | Internal | Winter | B17 | 100 | 1000 | 0 | 43.42 | 50.18 | 8 | 0
2020 | NYISO_A-F_2_PJM_ROM | NYISO_A-F | PJM_ROM | Internal | Winter | B18 | 400 | 1000 | 0 | 42.26 | 44.34 | 8 | 0
2020 | NYISO_A-F_2_PJM_ROM | NYISO_A-F | PJM_ROM | Internal | Winter | B19 | 700 | 1000 | 0 | 42.26 | 42 | 8 | 0
2020 | NYISO_A-F_2_PJM_ROM | NYISO_A-F | PJM_ROM | Internal | Winter | B20 | 935 | 1000 | 0 | 42.26 | 36.26 | 8 | 0
2020 | NYISO_G-I_2_NEISO | NYISO_G-I | NEISO | Internal | Shoulder | B11 | 25 | 600 | 0 | 45.67 | 37.5 | 3 | 0
2020 | NYISO_G-I_2_NEISO | NYISO_G-I | NEISO | Internal | Shoulder | B12 | 200 | 600 | 0 | 40.15 | 37.5 | 3 | 0
2020 | NYISO_G-I_2_NEISO | NYISO_G-I | NEISO | Internal | Shoulder | B13 | 600 | 600 | 0 | 40.02 | 37.5 | 3 | 0
2020 | NYISO_G-I_2_NEISO | NYISO_G-I | NEISO | Internal | Shoulder | B14 | 900 | 600 | 0 | 38.62 | 37.5 | 3 | 0
2020 | NYISO_G-I_2_NEISO | NYISO_G-I | NEISO | Internal | Shoulder | B15 | 1203 | 600 | 0 | 38.62 | 37.5 | 3 | 0
2020 | NYISO_G-I_2_NEISO | NYISO_G-I | NEISO | Internal | Summer | B1 | 10 | 600 | 495.7 | 78.05 | 81.05 | 3 | 0
2020 | NYISO_G-I_2_NEISO | NYISO_G-I | NEISO | Internal | Summer | B2 | 25 | 600 | 0 | 71.37 | 68.37 | 3 | 0
2020 | NYISO_G-I_2_NEISO | NYISO_G-I | NEISO | Internal | Summer | B3 | 75 | 600 | 0 | 52.92 | 49.92 | 3 | 0
2020 | NYISO_G-I_2_NEISO | NYISO_G-I | NEISO | Internal | Summer | B4 | 100 | 600 | 0 | 48.95 | 45.93 | 3 | 0
2020 | NYISO_G-I_2_NEISO | NYISO_G-I | NEISO | Internal | Summer | B5 | 200 | 600 | 0 | 48.95 | 34.61 | 3 | 0
2020 | NYISO_G-I_2_NEISO | NYISO_G-I | NEISO | Internal | Summer | B6 | 300 | 600 | 0 | 48.95 | 34.61 | 3 | 0
2020 | NYISO_G-I_2_NEISO | NYISO_G-I | NEISO | Internal | Summer | B7 | 400 | 600 | 0 | 38.62 | 34.61 | 3 | 0
2020 | NYISO_G-I_2_NEISO | NYISO_G-I | NEISO | Internal | Summer | B8 | 500 | 600 | 0 | 37.61 | 34.61 | 3 | 0
2020 | NYISO_G-I_2_NEISO | NYISO_G-I | NEISO | Internal | Summer | B9 | 800 | 600 | 0 | 36.87 | 34.61 | 3 | 0
2020 | NYISO_G-I_2_NEISO | NYISO_G-I | NEISO | Internal | Summer | B10 | 1262 | 600 | 0 | 36.87 | 34.61 | 3 | 0
2020 | NYISO_G-I_2_NEISO | NYISO_G-I | NEISO | Internal | Winter | B16 | 25 | 600 | 0 | 51.16 | 46.42 | 3 | 0
2020 | NYISO_G-I_2_NEISO | NYISO_G-I | NEISO | Internal | Winter | B17 | 100 | 600 | 0 | 49.42 | 46.42 | 3 | 0
2020 | NYISO_G-I_2_NEISO | NYISO_G-I | NEISO | Internal | Winter | B18 | 400 | 600 | 0 | 49.42 | 46.42 | 3 | 0
2020 | NYISO_G-I_2_NEISO | NYISO_G-I | NEISO | Internal | Winter | B19 | 700 | 600 | 0 | 48.09 | 46.42 | 3 | 0
2020 | NYISO_G-I_2_NEISO | NYISO_G-I | NEISO | Internal | Winter | B20 | 935 | 600 | 0 | 44.28 | 46.42 | 3 | 0
2020 | NYISO_G-I_2_NYISO_A-F | NYISO_G-I | NYISO_A-F | Internal | Shoulder | B11 | 25 | 2506 | 0 | 45.67 | 40.5 | 0.01 | 0
2020 | NYISO_G-I_2_NYISO_A-F | NYISO_G-I | NYISO_A-F | Internal | Shoulder | B12 | 200 | 2506 | 0 | 40.15 | 40.14 | 0.01 | 0
2020 | NYISO_G-I_2_NYISO_A-F | NYISO_G-I | NYISO_A-F | Internal | Shoulder | B13 | 600 | 2506 | 0 | 40.02 | 39.87 | 0.01 | 0
2020 | NYISO_G-I_2_NYISO_A-F | NYISO_G-I | NYISO_A-F | Internal | Shoulder | B14 | 900 | 2506 | 0 | 38.62 | 38.61 | 0.01 | 0
2020 | NYISO_G-I_2_NYISO_A-F | NYISO_G-I | NYISO_A-F | Internal | Shoulder | B15 | 1203 | 2506 | 0 | 38.62 | 38.61 | 0.01 | 0
2020 | NYISO_G-I_2_NYISO_A-F | NYISO_G-I | NYISO_A-F | Internal | Summer | B1 | 10 | 2506 | 0 | 78.05 | 58.55 | 0.01 | 0
2020 | NYISO_G-I_2_NYISO_A-F | NYISO_G-I | NYISO_A-F | Internal | Summer | B2 | 25 | 2506 | 0 | 71.37 | 57.37 | 0.01 | 0
2020 | NYISO_G-I_2_NYISO_A-F | NYISO_G-I | NYISO_A-F | Internal | Summer | B3 | 75 | 2506 | 0 | 52.92 | 51.52 | 0.01 | 0
2020 | NYISO_G-I_2_NYISO_A-F | NYISO_G-I | NYISO_A-F | Internal | Summer | B4 | 100 | 2506 | 0 | 48.95 | 48.93 | 0.01 | 0
2020 | NYISO_G-I_2_NYISO_A-F | NYISO_G-I | NYISO_A-F | Internal | Summer | B5 | 200 | 2506 | 0 | 48.95 | 45.82 | 0.01 | 0
2020 | NYISO_G-I_2_NYISO_A-F | NYISO_G-I | NYISO_A-F | Internal | Summer | B6 | 300 | 2506 | 0 | 48.95 | 42.32 | 0.01 | 0
2020 | NYISO_G-I_2_NYISO_A-F | NYISO_G-I | NYISO_A-F | Internal | Summer | B7 | 400 | 2506 | 0 | 38.62 | 38.61 | 0.01 | 0
2020 | NYISO_G-I_2_NYISO_A-F | NYISO_G-I | NYISO_A-F | Internal | Summer | B8 | 500 | 2506 | 0 | 37.61 | 37.6 | 0.01 | 0
2020 | NYISO_G-I_2_NYISO_A-F | NYISO_G-I | NYISO_A-F | Internal | Summer | B9 | 800 | 2506 | 0 | 36.87 | 36.86 | 0.01 | 0
2020 | NYISO_G-I_2_NYISO_A-F | NYISO_G-I | NYISO_A-F | Internal | Summer | B10 | 1262 | 2506 | 0 | 36.87 | 36.86 | 0.01 | 0
2020 | NYISO_G-I_2_NYISO_A-F | NYISO_G-I | NYISO_A-F | Internal | Winter | B16 | 25 | 2506 | 0 | 51.16 | 46.19 | 0.01 | 0
2020 | NYISO_G-I_2_NYISO_A-F | NYISO_G-I | NYISO_A-F | Internal | Winter | B17 | 100 | 2506 | 0 | 49.42 | 43.42 | 0.01 | 0
2020 | NYISO_G-I_2_NYISO_A-F | NYISO_G-I | NYISO_A-F | Internal | Winter | B18 | 400 | 2506 | 0 | 49.42 | 42.26 | 0.01 | 0
2020 | NYISO_G-I_2_NYISO_A-F | NYISO_G-I | NYISO_A-F | Internal | Winter | B19 | 700 | 2506 | 0 | 48.09 | 42.26 | 0.01 | 0
2020 | NYISO_G-I_2_NYISO_A-F | NYISO_G-I | NYISO_A-F | Internal | Winter | B20 | 935 | 2506 | 0 | 44.28 | 42.26 | 0.01 | 0
2020 | NYISO_G-I_2_NYISO_J-K | NYISO_G-I | NYISO_J-K | Internal | Shoulder | B11 | 25 | 6188 | 3983.22 | 45.67 | 45.68 | 0.01 | 0
2020 | NYISO_G-I_2_NYISO_J-K | NYISO_G-I | NYISO_J-K | Internal | Shoulder | B12 | 200 | 6188 | 3997.28 | 40.15 | 40.17 | 0.01 | 0
2020 | NYISO_G-I_2_NYISO_J-K | NYISO_G-I | NYISO_J-K | Internal | Shoulder | B13 | 600 | 6188 | 4916.36 | 40.02 | 40.03 | 0.01 | 0
2020 | NYISO_G-I_2_NYISO_J-K | NYISO_G-I | NYISO_J-K | Internal | Shoulder | B14 | 900 | 6188 | 4311.43 | 38.62 | 38.63 | 0.01 | 0
2020 | NYISO_G-I_2_NYISO_J-K | NYISO_G-I | NYISO_J-K | Internal | Shoulder | B15 | 1203 | 6188 | 2649.52 | 38.62 | 38.63 | 0.01 | 0
2020 | NYISO_G-I_2_NYISO_J-K | NYISO_G-I | NYISO_J-K | Internal | Summer | B1 | 10 | 6188 | 3924 | 78.05 | 78.06 | 0.01 | 0
2020 | NYISO_G-I_2_NYISO_J-K | NYISO_G-I | NYISO_J-K | Internal | Summer | B2 | 25 | 6188 | 4092.22 | 71.37 | 71.38 | 0.01 | 0
2020 | NYISO_G-I_2_NYISO_J-K | NYISO_G-I | NYISO_J-K | Internal | Summer | B3 | 75 | 6188 | 3446.65 | 52.92 | 52.93 | 0.01 | 0
2020 | NYISO_G-I_2_NYISO_J-K | NYISO_G-I | NYISO_J-K | Internal | Summer | B4 | 100 | 6188 | 3704.95 | 48.95 | 48.96 | 0.01 | 0
2020 | NYISO_G-I_2_NYISO_J-K | NYISO_G-I | NYISO_J-K | Internal | Summer | B5 | 200 | 6188 | 5143.47 | 48.95 | 48.96 | 0.01 | 0
2020 | NYISO_G-I_2_NYISO_J-K | NYISO_G-I | NYISO_J-K | Internal | Summer | B6 | 300 | 6188 | 5688.05 | 48.95 | 48.96 | 0.01 | 0
2020 | NYISO_G-I_2_NYISO_J-K | NYISO_G-I | NYISO_J-K | Internal | Summer | B7 | 400 | 6188 | 4921.35 | 38.62 | 38.64 | 0.01 | 0
2020 | NYISO_G-I_2_NYISO_J-K | NYISO_G-I | NYISO_J-K | Internal | Summer | B8 | 500 | 6188 | 4332.55 | 37.61 | 37.63 | 0.01 | 0
2020 | NYISO_G-I_2_NYISO_J-K | NYISO_G-I | NYISO_J-K | Internal | Summer | B9 | 800 | 6188 | 4074.75 | 36.87 | 36.88 | 0.01 | 0
2020 | NYISO_G-I_2_NYISO_J-K | NYISO_G-I | NYISO_J-K | Internal | Summer | B10 | 1262 | 6188 | 2403.92 | 36.87 | 36.88 | 0.01 | 0
2020 | NYISO_G-I_2_NYISO_J-K | NYISO_G-I | NYISO_J-K | Internal | Winter | B16 | 25 | 6188 | 5841.43 | 51.16 | 51.17 | 0.01 | 0
2020 | NYISO_G-I_2_NYISO_J-K | NYISO_G-I | NYISO_J-K | Internal | Winter | B17 | 100 | 6188 | 5598.79 | 49.42 | 49.44 | 0.01 | 0
2020 | NYISO_G-I_2_NYISO_J-K | NYISO_G-I | NYISO_J-K | Internal | Winter | B18 | 400 | 6188 | 5571.23 | 49.42 | 49.44 | 0.01 | 0
2020 | NYISO_G-I_2_NYISO_J-K | NYISO_G-I | NYISO_J-K | Internal | Winter | B19 | 700 | 6188 | 6104.49 | 48.09 | 48.1 | 0.01 | 0
2020 | NYISO_G-I_2_NYISO_J-K | NYISO_G-I | NYISO_J-K | Internal | Winter | B20 | 935 | 6188 | 5449.12 | 44.28 | 44.29 | 0.01 | 0
2020 | NYISO_G-I_2_PJM_E | NYISO_G-I | PJM_E | Internal | Shoulder | B11 | 25 | 1500 | 1355.86 | 45.67 | 53.67 | 8 | 0
2020 | NYISO_G-I_2_PJM_E | NYISO_G-I | PJM_E | Internal | Shoulder | B12 | 200 | 1500 | 318.38 | 40.15 | 48.15 | 8 | 0
2020 | NYISO_G-I_2_PJM_E | NYISO_G-I | PJM_E | Internal | Shoulder | B13 | 600 | 1500 | 0 | 40.02 | 42.86 | 8 | 0
2020 | NYISO_G-I_2_PJM_E | NYISO_G-I | PJM_E | Internal | Shoulder | B14 | 900 | 1500 | 0 | 38.62 | 40.17 | 8 | 0
2020 | NYISO_G-I_2_PJM_E | NYISO_G-I | PJM_E | Internal | Shoulder | B15 | 1203 | 1500 | 0 | 38.62 | 37.47 | 8 | 0
2020 | NYISO_G-I_2_PJM_E | NYISO_G-I | PJM_E | Internal | Summer | B1 | 10 | 1500 | 0 | 78.05 | 66.56 | 8 | 0
2020 | NYISO_G-I_2_PJM_E | NYISO_G-I | PJM_E | Internal | Summer | B2 | 25 | 1500 | 0 | 71.37 | 65.38 | 8 | 0
2020 | NYISO_G-I_2_PJM_E | NYISO_G-I | PJM_E | Internal | Summer | B3 | 75 | 1500 | 1500 | 52.92 | 61.84 | 8 | 0.92
2020 | NYISO_G-I_2_PJM_E | NYISO_G-I | PJM_E | Internal | Summer | B4 | 100 | 1500 | 1500 | 48.95 | 61.84 | 8 | 4.89
2020 | NYISO_G-I_2_PJM_E | NYISO_G-I | PJM_E | Internal | Summer | B5 | 200 | 1500 | 350.81 | 48.95 | 56.95 | 8 | 0
2020 | NYISO_G-I_2_PJM_E | NYISO_G-I | PJM_E | Internal | Summer | B6 | 300 | 1500 | 0 | 48.95 | 49.21 | 8 | 0
2020 | NYISO_G-I_2_PJM_E | NYISO_G-I | PJM_E | Internal | Summer | B7 | 400 | 1500 | 0 | 38.62 | 42.23 | 8 | 0
2020 | NYISO_G-I_2_PJM_E | NYISO_G-I | PJM_E | Internal | Summer | B8 | 500 | 1500 | 0 | 37.61 | 38.01 | 8 | 0
2020 | NYISO_G-I_2_PJM_E | NYISO_G-I | PJM_E | Internal | Summer | B9 | 800 | 1500 | 0 | 36.87 | 36.22 | 8 | 0
2020 | NYISO_G-I_2_PJM_E | NYISO_G-I | PJM_E | Internal | Summer | B10 | 1262 | 1500 | 0 | 36.87 | 34.7 | 8 | 0
2020 | NYISO_G-I_2_PJM_E | NYISO_G-I | PJM_E | Internal | Winter | B16 | 25 | 1500 | 0 | 51.16 | 53.74 | 8 | 0
2020 | NYISO_G-I_2_PJM_E | NYISO_G-I | PJM_E | Internal | Winter | B17 | 100 | 1500 | 0 | 49.42 | 50.17 | 8 | 0
2020 | NYISO_G-I_2_PJM_E | NYISO_G-I | PJM_E | Internal | Winter | B18 | 400 | 1500 | 0 | 49.42 | 44.36 | 8 | 0
2020 | NYISO_G-I_2_PJM_E | NYISO_G-I | PJM_E | Internal | Winter | B19 | 700 | 1500 | 0 | 48.09 | 42.02 | 8 | 0
2020 | NYISO_G-I_2_PJM_E | NYISO_G-I | PJM_E | Internal | Winter | B20 | 935 | 1500 | 0 | 44.28 | 36.27 | 8 | 0
2020 | NYISO_J-K_2_NEISO | NYISO_J-K | NEISO | Internal | Shoulder | B11 | 25 | 70 | 0 | 45.68 | 37.5 | 3 | 0
2020 | NYISO_J-K_2_NEISO | NYISO_J-K | NEISO | Internal | Shoulder | B12 | 200 | 70 | 0 | 40.17 | 37.5 | 3 | 0
2020 | NYISO_J-K_2_NEISO | NYISO_J-K | NEISO | Internal | Shoulder | B13 | 600 | 70 | 0 | 40.03 | 37.5 | 3 | 0
2020 | NYISO_J-K_2_NEISO | NYISO_J-K | NEISO | Internal | Shoulder | B14 | 900 | 70 | 0 | 38.63 | 37.5 | 3 | 0
2020 | NYISO_J-K_2_NEISO | NYISO_J-K | NEISO | Internal | Shoulder | B15 | 1203 | 70 | 0 | 38.63 | 37.5 | 3 | 0
2020 | NYISO_J-K_2_NEISO | NYISO_J-K | NEISO | Internal | Summer | B1 | 10 | 70 | 0 | 78.06 | 81.05 | 3 | 0
2020 | NYISO_J-K_2_NEISO | NYISO_J-K | NEISO | Internal | Summer | B2 | 25 | 70 | 0 | 71.38 | 68.37 | 3 | 0
2020 | NYISO_J-K_2_NEISO | NYISO_J-K | NEISO | Internal | Summer | B3 | 75 | 70 | 0 | 52.93 | 49.92 | 3 | 0
2020 | NYISO_J-K_2_NEISO | NYISO_J-K | NEISO | Internal | Summer | B4 | 100 | 70 | 0 | 48.96 | 45.93 | 3 | 0
2020 | NYISO_J-K_2_NEISO | NYISO_J-K | NEISO | Internal | Summer | B5 | 200 | 70 | 0 | 48.96 | 34.61 | 3 | 0
2020 | NYISO_J-K_2_NEISO | NYISO_J-K | NEISO | Internal | Summer | B6 | 300 | 70 | 0 | 48.96 | 34.61 | 3 | 0
2020 | NYISO_J-K_2_NEISO | NYISO_J-K | NEISO | Internal | Summer | B7 | 400 | 70 | 0 | 38.64 | 34.61 | 3 | 0
2020 | NYISO_J-K_2_NEISO | NYISO_J-K | NEISO | Internal | Summer | B8 | 500 | 70 | 0 | 37.63 | 34.61 | 3 | 0
2020 | NYISO_J-K_2_NEISO | NYISO_J-K | NEISO | Internal | Summer | B9 | 800 | 70 | 0 | 36.88 | 34.61 | 3 | 0
2020 | NYISO_J-K_2_NEISO | NYISO_J-K | NEISO | Internal | Summer | B10 | 1262 | 70 | 0 | 36.88 | 34.61 | 3 | 0
2020 | NYISO_J-K_2_NEISO | NYISO_J-K | NEISO | Internal | Winter | B16 | 25 | 70 | 0 | 51.17 | 46.42 | 3 | 0
2020 | NYISO_J-K_2_NEISO | NYISO_J-K | NEISO | Internal | Winter | B17 | 100 | 70 | 0 | 49.44 | 46.42 | 3 | 0
2020 | NYISO_J-K_2_NEISO | NYISO_J-K | NEISO | Internal | Winter | B18 | 400 | 70 | 0 | 49.44 | 46.42 | 3 | 0
2020 | NYISO_J-K_2_NEISO | NYISO_J-K | NEISO | Internal | Winter | B19 | 700 | 70 | 0 | 48.1 | 46.42 | 3 | 0
2020 | NYISO_J-K_2_NEISO | NYISO_J-K | NEISO | Internal | Winter | B20 | 935 | 70 | 0 | 44.29 | 46.42 | 3 | 0
2020 | NYISO_J-K_2_NYISO_G-I | NYISO_J-K | NYISO_G-I | Internal | Shoulder | B11 | 25 | 2057 | 0 | 45.68 | 45.67 | 0.01 | 0
2020 | NYISO_J-K_2_NYISO_G-I | NYISO_J-K | NYISO_G-I | Internal | Shoulder | B12 | 200 | 2057 | 0 | 40.17 | 40.15 | 0.01 | 0
2020 | NYISO_J-K_2_NYISO_G-I | NYISO_J-K | NYISO_G-I | Internal | Shoulder | B13 | 600 | 2057 | 0 | 40.03 | 40.02 | 0.01 | 0
2020 | NYISO_J-K_2_NYISO_G-I | NYISO_J-K | NYISO_G-I | Internal | Shoulder | B14 | 900 | 2057 | 0 | 38.63 | 38.62 | 0.01 | 0
2020 | NYISO_J-K_2_NYISO_G-I | NYISO_J-K | NYISO_G-I | Internal | Shoulder | B15 | 1203 | 2057 | 0 | 38.63 | 38.62 | 0.01 | 0
2020 | NYISO_J-K_2_NYISO_G-I | NYISO_J-K | NYISO_G-I | Internal | Summer | B1 | 10 | 2057 | 0 | 78.06 | 78.05 | 0.01 | 0
2020 | NYISO_J-K_2_NYISO_G-I | NYISO_J-K | NYISO_G-I | Internal | Summer | B2 | 25 | 2057 | 0 | 71.38 | 71.37 | 0.01 | 0
2020 | NYISO_J-K_2_NYISO_G-I | NYISO_J-K | NYISO_G-I | Internal | Summer | B3 | 75 | 2057 | 0 | 52.93 | 52.92 | 0.01 | 0
2020 | NYISO_J-K_2_NYISO_G-I | NYISO_J-K | NYISO_G-I | Internal | Summer | B4 | 100 | 2057 | 0 | 48.96 | 48.95 | 0.01 | 0
2020 | NYISO_J-K_2_NYISO_G-I | NYISO_J-K | NYISO_G-I | Internal | Summer | B5 | 200 | 2057 | 0 | 48.96 | 48.95 | 0.01 | 0
2020 | NYISO_J-K_2_NYISO_G-I | NYISO_J-K | NYISO_G-I | Internal | Summer | B6 | 300 | 2057 | 0 | 48.96 | 48.95 | 0.01 | 0
2020 | NYISO_J-K_2_NYISO_G-I | NYISO_J-K | NYISO_G-I | Internal | Summer | B7 | 400 | 2057 | 0 | 38.64 | 38.62 | 0.01 | 0
2020 | NYISO_J-K_2_NYISO_G-I | NYISO_J-K | NYISO_G-I | Internal | Summer | B8 | 500 | 2057 | 0 | 37.63 | 37.61 | 0.01 | 0
2020 | NYISO_J-K_2_NYISO_G-I | NYISO_J-K | NYISO_G-I | Internal | Summer | B9 | 800 | 2057 | 0 | 36.88 | 36.87 | 0.01 | 0
2020 | NYISO_J-K_2_NYISO_G-I | NYISO_J-K | NYISO_G-I | Internal | Summer | B10 | 1262 | 2057 | 0 | 36.88 | 36.87 | 0.01 | 0
2020 | NYISO_J-K_2_NYISO_G-I | NYISO_J-K | NYISO_G-I | Internal | Winter | B16 | 25 | 2057 | 0 | 51.17 | 51.16 | 0.01 | 0
2020 | NYISO_J-K_2_NYISO_G-I | NYISO_J-K | NYISO_G-I | Internal | Winter | B17 | 100 | 2057 | 0 | 49.44 | 49.42 | 0.01 | 0
2020 | NYISO_J-K_2_NYISO_G-I | NYISO_J-K | NYISO_G-I | Internal | Winter | B18 | 400 | 2057 | 0 | 49.44 | 49.42 | 0.01 | 0
2020 | NYISO_J-K_2_NYISO_G-I | NYISO_J-K | NYISO_G-I | Internal | Winter | B19 | 700 | 2057 | 0 | 48.1 | 48.09 | 0.01 | 0
2020 | NYISO_J-K_2_NYISO_G-I | NYISO_J-K | NYISO_G-I | Internal | Winter | B20 | 935 | 2057 | 0 | 44.29 | 44.28 | 0.01 | 0
2020 | NYISO_J-K_2_PJM_E | NYISO_J-K | PJM_E | Internal | Shoulder | B11 | 25 | 330 | 0 | 45.68 | 53.67 | 8 | 0
2020 | NYISO_J-K_2_PJM_E | NYISO_J-K | PJM_E | Internal | Shoulder | B12 | 200 | 330 | 0 | 40.17 | 48.15 | 8 | 0
2020 | NYISO_J-K_2_PJM_E | NYISO_J-K | PJM_E | Internal | Shoulder | B13 | 600 | 330 | 0 | 40.03 | 42.86 | 8 | 0
2020 | NYISO_J-K_2_PJM_E | NYISO_J-K | PJM_E | Internal | Shoulder | B14 | 900 | 330 | 0 | 38.63 | 40.17 | 8 | 0
2020 | NYISO_J-K_2_PJM_E | NYISO_J-K | PJM_E | Internal | Shoulder | B15 | 1203 | 330 | 0 | 38.63 | 37.47 | 8 | 0
2020 | NYISO_J-K_2_PJM_E | NYISO_J-K | PJM_E | Internal | Summer | B1 | 10 | 330 | 0 | 78.06 | 66.56 | 8 | 0
2020 | NYISO_J-K_2_PJM_E | NYISO_J-K | PJM_E | Internal | Summer | B2 | 25 | 330 | 0 | 71.38 | 65.38 | 8 | 0
2020 | NYISO_J-K_2_PJM_E | NYISO_J-K | PJM_E | Internal | Summer | B3 | 75 | 330 | 330 | 52.93 | 61.84 | 8 | 0.91
2020 | NYISO_J-K_2_PJM_E | NYISO_J-K | PJM_E | Internal | Summer | B4 | 100 | 330 | 330 | 48.96 | 61.84 | 8 | 4.88
2020 | NYISO_J-K_2_PJM_E | NYISO_J-K | PJM_E | Internal | Summer | B5 | 200 | 330 | 0 | 48.96 | 56.95 | 8 | 0
2020 | NYISO_J-K_2_PJM_E | NYISO_J-K | PJM_E | Internal | Summer | B6 | 300 | 330 | 0 | 48.96 | 49.21 | 8 | 0
2020 | NYISO_J-K_2_PJM_E | NYISO_J-K | PJM_E | Internal | Summer | B7 | 400 | 330 | 0 | 38.64 | 42.23 | 8 | 0
2020 | NYISO_J-K_2_PJM_E | NYISO_J-K | PJM_E | Internal | Summer | B8 | 500 | 330 | 0 | 37.63 | 38.01 | 8 | 0
2020 | NYISO_J-K_2_PJM_E | NYISO_J-K | PJM_E | Internal | Summer | B9 | 800 | 330 | 0 | 36.88 | 36.22 | 8 | 0
2020 | NYISO_J-K_2_PJM_E | NYISO_J-K | PJM_E | Internal | Summer | B10 | 1262 | 330 | 0 | 36.88 | 34.7 | 8 | 0
2020 | NYISO_J-K_2_PJM_E | NYISO_J-K | PJM_E | Internal | Winter | B16 | 25 | 330 | 0 | 51.17 | 53.74 | 8 | 0
2020 | NYISO_J-K_2_PJM_E | NYISO_J-K | PJM_E | Internal | Winter | B17 | 100 | 330 | 0 | 49.44 | 50.17 | 8 | 0
2020 | NYISO_J-K_2_PJM_E | NYISO_J-K | PJM_E | Internal | Winter | B18 | 400 | 330 | 0 | 49.44 | 44.36 | 8 | 0
2020 | NYISO_J-K_2_PJM_E | NYISO_J-K | PJM_E | Internal | Winter | B19 | 700 | 330 | 0 | 48.1 | 42.02 | 8 | 0
2020 | NYISO_J-K_2_PJM_E | NYISO_J-K | PJM_E | Internal | Winter | B20 | 935 | 330 | 0 | 44.29 | 36.27 | 8 | 0
2020 | PJM_E_2_NYISO_G-I | PJM_E | NYISO_G-I | Internal | Shoulder | B11 | 25 | 500 | 0 | 53.67 | 45.67 | 6 | 0
2020 | PJM_E_2_NYISO_G-I | PJM_E | NYISO_G-I | Internal | Shoulder | B12 | 200 | 500 | 0 | 48.15 | 40.15 | 6 | 0
2020 | PJM_E_2_NYISO_G-I | PJM_E | NYISO_G-I | Internal | Shoulder | B13 | 600 | 500 | 0 | 42.86 | 40.02 | 6 | 0
2020 | PJM_E_2_NYISO_G-I | PJM_E | NYISO_G-I | Internal | Shoulder | B14 | 900 | 500 | 0 | 40.17 | 38.62 | 6 | 0
2020 | PJM_E_2_NYISO_G-I | PJM_E | NYISO_G-I | Internal | Shoulder | B15 | 1203 | 500 | 0 | 37.47 | 38.62 | 6 | 0
2020 | PJM_E_2_NYISO_G-I | PJM_E | NYISO_G-I | Internal | Summer | B1 | 10 | 500 | 500 | 66.56 | 78.05 | 6 | 5.49
2020 | PJM_E_2_NYISO_G-I | PJM_E | NYISO_G-I | Internal | Summer | B2 | 25 | 500 | 0 | 65.38 | 71.37 | 6 | 0
2020 | PJM_E_2_NYISO_G-I | PJM_E | NYISO_G-I | Internal | Summer | B3 | 75 | 500 | 0 | 61.84 | 52.92 | 6 | 0
2020 | PJM_E_2_NYISO_G-I | PJM_E | NYISO_G-I | Internal | Summer | B4 | 100 | 500 | 0 | 61.84 | 48.95 | 6 | 0
2020 | PJM_E_2_NYISO_G-I | PJM_E | NYISO_G-I | Internal | Summer | B5 | 200 | 500 | 0 | 56.95 | 48.95 | 6 | 0
2020 | PJM_E_2_NYISO_G-I | PJM_E | NYISO_G-I | Internal | Summer | B6 | 300 | 500 | 0 | 49.21 | 48.95 | 6 | 0
2020 | PJM_E_2_NYISO_G-I | PJM_E | NYISO_G-I | Internal | Summer | B7 | 400 | 500 | 0 | 42.23 | 38.62 | 6 | 0
2020 | PJM_E_2_NYISO_G-I | PJM_E | NYISO_G-I | Internal | Summer | B8 | 500 | 500 | 0 | 38.01 | 37.61 | 6 | 0
2020 | PJM_E_2_NYISO_G-I | PJM_E | NYISO_G-I | Internal | Summer | B9 | 800 | 500 | 0 | 36.22 | 36.87 | 6 | 0
2020 | PJM_E_2_NYISO_G-I | PJM_E | NYISO_G-I | Internal | Summer | B10 | 1262 | 500 | 0 | 34.7 | 36.87 | 6 | 0
2020 | PJM_E_2_NYISO_G-I | PJM_E | NYISO_G-I | Internal | Winter | B16 | 25 | 500 | 0 | 53.74 | 51.16 | 6 | 0
2020 | PJM_E_2_NYISO_G-I | PJM_E | NYISO_G-I | Internal | Winter | B17 | 100 | 500 | 0 | 50.17 | 49.42 | 6 | 0
2020 | PJM_E_2_NYISO_G-I | PJM_E | NYISO_G-I | Internal | Winter | B18 | 400 | 500 | 0 | 44.36 | 49.42 | 6 | 0
2020 | PJM_E_2_NYISO_G-I | PJM_E | NYISO_G-I | Internal | Winter | B19 | 700 | 500 | 500 | 42.02 | 48.09 | 6 | 0.08
2020 | PJM_E_2_NYISO_G-I | PJM_E | NYISO_G-I | Internal | Winter | B20 | 935 | 500 | 500 | 36.27 | 44.28 | 6 | 2.01
2020 | PJM_E_2_NYISO_J-K | PJM_E | NYISO_J-K | Internal | Shoulder | B11 | 25 | 330 | 0 | 53.67 | 45.68 | 6 | 0
2020 | PJM_E_2_NYISO_J-K | PJM_E | NYISO_J-K | Internal | Shoulder | B12 | 200 | 330 | 0 | 48.15 | 40.17 | 6 | 0
2020 | PJM_E_2_NYISO_J-K | PJM_E | NYISO_J-K | Internal | Shoulder | B13 | 600 | 330 | 0 | 42.86 | 40.03 | 6 | 0
2020 | PJM_E_2_NYISO_J-K | PJM_E | NYISO_J-K | Internal | Shoulder | B14 | 900 | 330 | 0 | 40.17 | 38.63 | 6 | 0
2020 | PJM_E_2_NYISO_J-K | PJM_E | NYISO_J-K | Internal | Shoulder | B15 | 1203 | 330 | 0 | 37.47 | 38.63 | 6 | 0
2020 | PJM_E_2_NYISO_J-K | PJM_E | NYISO_J-K | Internal | Summer | B1 | 10 | 330 | 330 | 66.56 | 78.06 | 6 | 5.5
2020 | PJM_E_2_NYISO_J-K | PJM_E | NYISO_J-K | Internal | Summer | B2 | 25 | 330 | 170.67 | 65.38 | 71.38 | 6 | 0
2020 | PJM_E_2_NYISO_J-K | PJM_E | NYISO_J-K | Internal | Summer | B3 | 75 | 330 | 0 | 61.84 | 52.93 | 6 | 0
2020 | PJM_E_2_NYISO_J-K | PJM_E | NYISO_J-K | Internal | Summer | B4 | 100 | 330 | 0 | 61.84 | 48.96 | 6 | 0
2020 | PJM_E_2_NYISO_J-K | PJM_E | NYISO_J-K | Internal | Summer | B5 | 200 | 330 | 0 | 56.95 | 48.96 | 6 | 0
2020 | PJM_E_2_NYISO_J-K | PJM_E | NYISO_J-K | Internal | Summer | B6 | 300 | 330 | 0 | 49.21 | 48.96 | 6 | 0
2020 | PJM_E_2_NYISO_J-K | PJM_E | NYISO_J-K | Internal | Summer | B7 | 400 | 330 | 0 | 42.23 | 38.64 | 6 | 0
2020 | PJM_E_2_NYISO_J-K | PJM_E | NYISO_J-K | Internal | Summer | B8 | 500 | 330 | 0 | 38.01 | 37.63 | 6 | 0
2020 | PJM_E_2_NYISO_J-K | PJM_E | NYISO_J-K | Internal | Summer | B9 | 800 | 330 | 0 | 36.22 | 36.88 | 6 | 0
2020 | PJM_E_2_NYISO_J-K | PJM_E | NYISO_J-K | Internal | Summer | B10 | 1262 | 330 | 0 | 34.7 | 36.88 | 6 | 0
2020 | PJM_E_2_NYISO_J-K | PJM_E | NYISO_J-K | Internal | Winter | B16 | 25 | 330 | 0 | 53.74 | 51.17 | 6 | 0
2020 | PJM_E_2_NYISO_J-K | PJM_E | NYISO_J-K | Internal | Winter | B17 | 100 | 330 | 0 | 50.17 | 49.44 | 6 | 0
2020 | PJM_E_2_NYISO_J-K | PJM_E | NYISO_J-K | Internal | Winter | B18 | 400 | 330 | 0 | 44.36 | 49.44 | 6 | 0
2020 | PJM_E_2_NYISO_J-K | PJM_E | NYISO_J-K | Internal | Winter | B19 | 700 | 330 | 330 | 42.02 | 48.1 | 6 | 0.09
2020 | PJM_E_2_NYISO_J-K | PJM_E | NYISO_J-K | Internal | Winter | B20 | 935 | 330 | 330 | 36.27 | 44.29 | 6 | 2.02
2020 | PJM_E_2_PJM_ROM | PJM_E | PJM_ROM | Internal | Shoulder | B11 | 25 | 8000 | 4910.38 | 53.67 | 53.68 | 0.01 | 0
2020 | PJM_E_2_PJM_ROM | PJM_E | PJM_ROM | Internal | Shoulder | B12 | 200 | 8000 | 3475.12 | 48.15 | 48.17 | 0.01 | 0
2020 | PJM_E_2_PJM_ROM | PJM_E | PJM_ROM | Internal | Shoulder | B13 | 600 | 8000 | 3362.5 | 42.86 | 42.87 | 0.01 | 0
2020 | PJM_E_2_PJM_ROM | PJM_E | PJM_ROM | Internal | Shoulder | B14 | 900 | 8000 | 527.72 | 40.17 | 40.18 | 0.01 | 0
2020 | PJM_E_2_PJM_ROM | PJM_E | PJM_ROM | Internal | Shoulder | B15 | 1203 | 8000 | 403.34 | 37.47 | 37.48 | 0.01 | 0
2020 | PJM_E_2_PJM_ROM | PJM_E | PJM_ROM | Internal | Summer | B1 | 10 | 8000 | 0 | 66.56 | 66.55 | 0.01 | 0
2020 | PJM_E_2_PJM_ROM | PJM_E | PJM_ROM | Internal | Summer | B2 | 25 | 8000 | 0 | 65.38 | 65.37 | 0.01 | 0
2020 | PJM_E_2_PJM_ROM | PJM_E | PJM_ROM | Internal | Summer | B3 | 75 | 8000 | 1228.03 | 61.84 | 61.85 | 0.01 | 0
2020 | PJM_E_2_PJM_ROM | PJM_E | PJM_ROM | Internal | Summer | B4 | 100 | 8000 | 3118.35 | 61.84 | 61.85 | 0.01 | 0
2020 | PJM_E_2_PJM_ROM | PJM_E | PJM_ROM | Internal | Summer | B5 | 200 | 8000 | 587.23 | 56.95 | 56.96 | 0.01 | 0
2020 | PJM_E_2_PJM_ROM | PJM_E | PJM_ROM | Internal | Summer | B6 | 300 | 8000 | 1483.75 | 49.21 | 49.22 | 0.01 | 0
2020 | PJM_E_2_PJM_ROM | PJM_E | PJM_ROM | Internal | Summer | B7 | 400 | 8000 | 2553.46 | 42.23 | 42.24 | 0.01 | 0
2020 | PJM_E_2_PJM_ROM | PJM_E | PJM_ROM | Internal | Summer | B8 | 500 | 8000 | 547.26 | 38.01 | 38.02 | 0.01 | 0
2020 | PJM_E_2_PJM_ROM | PJM_E | PJM_ROM | Internal | Summer | B9 | 800 | 8000 | 0 | 36.22 | 36.21 | 0.01 | 0
2020 | PJM_E_2_PJM_ROM | PJM_E | PJM_ROM | Internal | Summer | B10 | 1262 | 8000 | 0 | 34.7 | 34.68 | 0.01 | 0
2020 | PJM_E_2_PJM_ROM | PJM_E | PJM_ROM | Internal | Winter | B16 | 25 | 8000 | 298.21 | 53.74 | 53.75 | 0.01 | 0
2020 | PJM_E_2_PJM_ROM | PJM_E | PJM_ROM | Internal | Winter | B17 | 100 | 8000 | 833 | 50.17 | 50.18 | 0.01 | 0
2020 | PJM_E_2_PJM_ROM | PJM_E | PJM_ROM | Internal | Winter | B18 | 400 | 8000 | 0 | 44.36 | 44.34 | 0.01 | 0
2020 | PJM_E_2_PJM_ROM | PJM_E | PJM_ROM | Internal | Winter | B19 | 700 | 8000 | 0 | 42.02 | 42 | 0.01 | 0
2020 | PJM_E_2_PJM_ROM | PJM_E | PJM_ROM | Internal | Winter | B20 | 935 | 8000 | 0 | 36.27 | 36.26 | 0.01 | 0
2020 | PJM_ROR_2_MISO_IN | PJM_ROR | MISO_IN | Internal | Shoulder | B11 | 25 | 909 | 561.65 | 53.69 | 55.69 | 2 | 0
2020 | PJM_ROR_2_MISO_IN | PJM_ROR | MISO_IN | Internal | Shoulder | B12 | 200 | 909 | 0 | 48.18 | 46.19 | 2 | 0
2020 | PJM_ROR_2_MISO_IN | PJM_ROR | MISO_IN | Internal | Shoulder | B13 | 600 | 909 | 0 | 42.88 | 43.27 | 2 | 0
2020 | PJM_ROR_2_MISO_IN | PJM_ROR | MISO_IN | Internal | Shoulder | B14 | 900 | 909 | 0 | 40.17 | 40.41 | 2 | 0
2020 | PJM_ROR_2_MISO_IN | PJM_ROR | MISO_IN | Internal | Shoulder | B15 | 1203 | 909 | 0 | 37.47 | 38.2 | 2 | 0
2020 | PJM_ROR_2_MISO_IN | PJM_ROR | MISO_IN | Internal | Summer | B1 | 10 | 909 | 0 | 66.54 | 64.55 | 2 | 0
2020 | PJM_ROR_2_MISO_IN | PJM_ROR | MISO_IN | Internal | Summer | B2 | 25 | 909 | 0 | 65.36 | 63.38 | 2 | 0
2020 | PJM_ROR_2_MISO_IN | PJM_ROR | MISO_IN | Internal | Summer | B3 | 75 | 909 | 0 | 61.86 | 61.97 | 2 | 0
2020 | PJM_ROR_2_MISO_IN | PJM_ROR | MISO_IN | Internal | Summer | B4 | 100 | 909 | 0 | 61.86 | 61.15 | 2 | 0
2020 | PJM_ROR_2_MISO_IN | PJM_ROR | MISO_IN | Internal | Summer | B5 | 200 | 909 | 0 | 56.97 | 58.77 | 2 | 0
2020 | PJM_ROR_2_MISO_IN | PJM_ROR | MISO_IN | Internal | Summer | B6 | 300 | 909 | 0 | 49.23 | 49.38 | 2 | 0
2020 | PJM_ROR_2_MISO_IN | PJM_ROR | MISO_IN | Internal | Summer | B7 | 400 | 909 | 0 | 42.26 | 40.27 | 2 | 0
2020 | PJM_ROR_2_MISO_IN | PJM_ROR | MISO_IN | Internal | Summer | B8 | 500 | 909 | 0 | 38.01 | 38.03 | 2 | 0
2020 | PJM_ROR_2_MISO_IN | PJM_ROR | MISO_IN | Internal | Summer | B9 | 800 | 909 | 0 | 36.2 | 36.85 | 2 | 0
2020 | PJM_ROR_2_MISO_IN | PJM_ROR | MISO_IN | Internal | Summer | B10 | 1262 | 909 | 0 | 34.67 | 36 | 2 | 0
2020 | PJM_ROR_2_MISO_IN | PJM_ROR | MISO_IN | Internal | Winter | B16 | 25 | 909 | 0 | 53.74 | 52.74 | 2 | 0
2020 | PJM_ROR_2_MISO_IN | PJM_ROR | MISO_IN | Internal | Winter | B17 | 100 | 909 | 0 | 50.17 | 48.2 | 2 | 0
2020 | PJM_ROR_2_MISO_IN | PJM_ROR | MISO_IN | Internal | Winter | B18 | 400 | 909 | 0 | 44.33 | 42.34 | 2 | 0
2020 | PJM_ROR_2_MISO_IN | PJM_ROR | MISO_IN | Internal | Winter | B19 | 700 | 909 | 0 | 41.99 | 41.93 | 2 | 0
2020 | PJM_ROR_2_MISO_IN | PJM_ROR | MISO_IN | Internal | Winter | B20 | 935 | 909 | 0 | 35.85 | 37.75 | 2 | 0
2020 | PJM_ROR_2_MISO_MI | PJM_ROR | MISO_MI | Internal | Shoulder | B11 | 25 | 1305 | 0 | 53.69 | 55.68 | 2 | 0
2020 | PJM_ROR_2_MISO_MI | PJM_ROR | MISO_MI | Internal | Shoulder | B12 | 200 | 1305 | 0 | 48.18 | 46.18 | 2 | 0
2020 | PJM_ROR_2_MISO_MI | PJM_ROR | MISO_MI | Internal | Shoulder | B13 | 600 | 1305 | 0 | 42.88 | 43.28 | 2 | 0
2020 | PJM_ROR_2_MISO_MI | PJM_ROR | MISO_MI | Internal | Shoulder | B14 | 900 | 1305 | 0 | 40.17 | 40.41 | 2 | 0
2020 | PJM_ROR_2_MISO_MI | PJM_ROR | MISO_MI | Internal | Shoulder | B15 | 1203 | 1305 | 0 | 37.47 | 38.21 | 2 | 0
2020 | PJM_ROR_2_MISO_MI | PJM_ROR | MISO_MI | Internal | Summer | B1 | 10 | 1305 | 0 | 66.54 | 64.12 | 2 | 0
2020 | PJM_ROR_2_MISO_MI | PJM_ROR | MISO_MI | Internal | Summer | B2 | 25 | 1305 | 0 | 65.36 | 63.37 | 2 | 0
2020 | PJM_ROR_2_MISO_MI | PJM_ROR | MISO_MI | Internal | Summer | B3 | 75 | 1305 | 0 | 61.86 | 60.38 | 2 | 0
2020 | PJM_ROR_2_MISO_MI | PJM_ROR | MISO_MI | Internal | Summer | B4 | 100 | 1305 | 0 | 61.86 | 59.86 | 2 | 0
2020 | PJM_ROR_2_MISO_MI | PJM_ROR | MISO_MI | Internal | Summer | B5 | 200 | 1305 | 0 | 56.97 | 58.75 | 2 | 0
2020 | PJM_ROR_2_MISO_MI | PJM_ROR | MISO_MI | Internal | Summer | B6 | 300 | 1305 | 0 | 49.23 | 49.37 | 2 | 0
2020 | PJM_ROR_2_MISO_MI | PJM_ROR | MISO_MI | Internal | Summer | B7 | 400 | 1305 | 0 | 42.26 | 40.28 | 2 | 0
2020 | PJM_ROR_2_MISO_MI | PJM_ROR | MISO_MI | Internal | Summer | B8 | 500 | 1305 | 0 | 38.01 | 38.04 | 2 | 0
2020 | PJM_ROR_2_MISO_MI | PJM_ROR | MISO_MI | Internal | Summer | B9 | 800 | 1305 | 0 | 36.2 | 36.86 | 2 | 0
2020 | PJM_ROR_2_MISO_MI | PJM_ROR | MISO_MI | Internal | Summer | B10 | 1262 | 1305 | 0 | 34.67 | 36.02 | 2 | 0
2020 | PJM_ROR_2_MISO_MI | PJM_ROR | MISO_MI | Internal | Winter | B16 | 25 | 1305 | 0 | 53.74 | 52.73 | 2 | 0
2020 | PJM_ROR_2_MISO_MI | PJM_ROR | MISO_MI | Internal | Winter | B17 | 100 | 1305 | 0 | 50.17 | 48.2 | 2 | 0
2020 | PJM_ROR_2_MISO_MI | PJM_ROR | MISO_MI | Internal | Winter | B18 | 400 | 1305 | 0 | 44.33 | 42.33 | 2 | 0
2020 | PJM_ROR_2_MISO_MI | PJM_ROR | MISO_MI | Internal | Winter | B19 | 700 | 1305 | 0 | 41.99 | 41.94 | 2 | 0
2020 | PJM_ROR_2_MISO_MI | PJM_ROR | MISO_MI | Internal | Winter | B20 | 935 | 1305 | 0 | 35.85 | 37.77 | 2 | 0
2020 | PJM_ROR_2_MISO_MO-IL | PJM_ROR | MISO_MO-IL | Internal | Shoulder | B11 | 25 | 1111 | 1111 | 53.69 | 55.7 | 2 | 0.01
2020 | PJM_ROR_2_MISO_MO-IL | PJM_ROR | MISO_MO-IL | Internal | Shoulder | B12 | 200 | 1111 | 0 | 48.18 | 46.18 | 2 | 0
2020 | PJM_ROR_2_MISO_MO-IL | PJM_ROR | MISO_MO-IL | Internal | Shoulder | B13 | 600 | 1111 | 0 | 42.88 | 43.26 | 2 | 0
2020 | PJM_ROR_2_MISO_MO-IL | PJM_ROR | MISO_MO-IL | Internal | Shoulder | B14 | 900 | 1111 | 0 | 40.17 | 40.4 | 2 | 0
2020 | PJM_ROR_2_MISO_MO-IL | PJM_ROR | MISO_MO-IL | Internal | Shoulder | B15 | 1203 | 1111 | 0 | 37.47 | 38.19 | 2 | 0
2020 | PJM_ROR_2_MISO_MO-IL | PJM_ROR | MISO_MO-IL | Internal | Summer | B1 | 10 | 1111 | 0 | 66.54 | 64.54 | 2 | 0
2020 | PJM_ROR_2_MISO_MO-IL | PJM_ROR | MISO_MO-IL | Internal | Summer | B2 | 25 | 1111 | 0 | 65.36 | 63.37 | 2 | 0
2020 | PJM_ROR_2_MISO_MO-IL | PJM_ROR | MISO_MO-IL | Internal | Summer | B3 | 75 | 1111 | 0 | 61.86 | 61.99 | 2 | 0
2020 | PJM_ROR_2_MISO_MO-IL | PJM_ROR | MISO_MO-IL | Internal | Summer | B4 | 100 | 1111 | 0 | 61.86 | 61.17 | 2 | 0
2020 | PJM_ROR_2_MISO_MO-IL | PJM_ROR | MISO_MO-IL | Internal | Summer | B5 | 200 | 1111 | 0 | 56.97 | 58.78 | 2 | 0
2020 | PJM_ROR_2_MISO_MO-IL | PJM_ROR | MISO_MO-IL | Internal | Summer | B6 | 300 | 1111 | 0 | 49.23 | 49.38 | 2 | 0
2020 | PJM_ROR_2_MISO_MO-IL | PJM_ROR | MISO_MO-IL | Internal | Summer | B7 | 400 | 1111 | 0 | 42.26 | 40.26 | 2 | 0
2020 | PJM_ROR_2_MISO_MO-IL | PJM_ROR | MISO_MO-IL | Internal | Summer | B8 | 500 | 1111 | 0 | 38.01 | 38.04 | 2 | 0
2020 | PJM_ROR_2_MISO_MO-IL | PJM_ROR | MISO_MO-IL | Internal | Summer | B9 | 800 | 1111 | 0 | 36.2 | 36.86 | 2 | 0
2020 | PJM_ROR_2_MISO_MO-IL | PJM_ROR | MISO_MO-IL | Internal | Summer | B10 | 1262 | 1111 | 0 | 34.67 | 35.99 | 2 | 0
2020 | PJM_ROR_2_MISO_MO-IL | PJM_ROR | MISO_MO-IL | Internal | Winter | B16 | 25 | 1111 | 0 | 53.74 | 52.72 | 2 | 0
2020 | PJM_ROR_2_MISO_MO-IL | PJM_ROR | MISO_MO-IL | Internal | Winter | B17 | 100 | 1111 | 0 | 50.17 | 48.18 | 2 | 0
2020 | PJM_ROR_2_MISO_MO-IL | PJM_ROR | MISO_MO-IL | Internal | Winter | B18 | 400 | 1111 | 0 | 44.33 | 42.33 | 2 | 0
2020 | PJM_ROR_2_MISO_MO-IL | PJM_ROR | MISO_MO-IL | Internal | Winter | B19 | 700 | 1111 | 0 | 41.99 | 41.91 | 2 | 0
2020 | PJM_ROR_2_MISO_MO-IL | PJM_ROR | MISO_MO-IL | Internal | Winter | B20 | 935 | 1111 | 0 | 35.85 | 37.74 | 2 | 0
2020 | PJM_ROR_2_MISO_W | PJM_ROR | MISO_W | Internal | Shoulder | B11 | 25 | 709 | 709 | 53.69 | 55.7 | 2 | 0.01
2020 | PJM_ROR_2_MISO_W | PJM_ROR | MISO_W | Internal | Shoulder | B12 | 200 | 709 | 0 | 48.18 | 46.18 | 2 | 0
2020 | PJM_ROR_2_MISO_W | PJM_ROR | MISO_W | Internal | Shoulder | B13 | 600 | 709 | 0 | 42.88 | 43.27 | 2 | 0
2020 | PJM_ROR_2_MISO_W | PJM_ROR | MISO_W | Internal | Shoulder | B14 | 900 | 709 | 0 | 40.17 | 40.41 | 2 | 0
2020 | PJM_ROR_2_MISO_W | PJM_ROR | MISO_W | Internal | Shoulder | B15 | 1203 | 709 | 0 | 37.47 | 38.21 | 2 | 0
2020 | PJM_ROR_2_MISO_W | PJM_ROR | MISO_W | Internal | Summer | B1 | 10 | 709 | 0 | 66.54 | 64.53 | 2 | 0
2020 | PJM_ROR_2_MISO_W | PJM_ROR | MISO_W | Internal | Summer | B2 | 25 | 709 | 0 | 65.36 | 63.38 | 2 | 0
2020 | PJM_ROR_2_MISO_W | PJM_ROR | MISO_W | Internal | Summer | B3 | 75 | 709 | 0 | 61.86 | 63.38 | 2 | 0
2020 | PJM_ROR_2_MISO_W | PJM_ROR | MISO_W | Internal | Summer | B4 | 100 | 709 | 0 | 61.86 | 61.18 | 2 | 0
2020 | PJM_ROR_2_MISO_W | PJM_ROR | MISO_W | Internal | Summer | B5 | 200 | 709 | 0 | 56.97 | 58.79 | 2 | 0
2020 | PJM_ROR_2_MISO_W | PJM_ROR | MISO_W | Internal | Summer | B6 | 300 | 709 | 0 | 49.23 | 49.4 | 2 | 0
2020 | PJM_ROR_2_MISO_W | PJM_ROR | MISO_W | Internal | Summer | B7 | 400 | 709 | 0 | 42.26 | 40.27 | 2 | 0
2020 | PJM_ROR_2_MISO_W | PJM_ROR | MISO_W | Internal | Summer | B8 | 500 | 709 | 0 | 38.01 | 38.03 | 2 | 0
2020 | PJM_ROR_2_MISO_W | PJM_ROR | MISO_W | Internal | Summer | B9 | 800 | 709 | 0 | 36.2 | 36.88 | 2 | 0
2020 | PJM_ROR_2_MISO_W | PJM_ROR | MISO_W | Internal | Summer | B10 | 1262 | 709 | 0 | 34.67 | 35.98 | 2 | 0
2020 | PJM_ROR_2_MISO_W | PJM_ROR | MISO_W | Internal | Winter | B16 | 25 | 709 | 0 | 53.74 | 52.7 | 2 | 0
2020 | PJM_ROR_2_MISO_W | PJM_ROR | MISO_W | Internal | Winter | B17 | 100 | 709 | 0 | 50.17 | 48.17 | 2 | 0
2020 | PJM_ROR_2_MISO_W | PJM_ROR | MISO_W | Internal | Winter | B18 | 400 | 709 | 0 | 44.33 | 42.34 | 2 | 0
2020 | PJM_ROR_2_MISO_W | PJM_ROR | MISO_W | Internal | Winter | B19 | 700 | 709 | 0 | 41.99 | 41.96 | 2 | 0
2020 | PJM_ROR_2_MISO_W | PJM_ROR | MISO_W | Internal | Winter | B20 | 935 | 709 | 0 | 35.85 | 37.74 | 2 | 0
2020 | PJM_ROR_2_MISO_WUMS | PJM_ROR | MISO_WUMS | Internal | Shoulder | B11 | 25 | 1467 | 929.44 | 53.69 | 55.69 | 2 | 0
2020 | PJM_ROR_2_MISO_WUMS | PJM_ROR | MISO_WUMS | Internal | Shoulder | B12 | 200 | 1467 | 0 | 48.18 | 46.19 | 2 | 0
2020 | PJM_ROR_2_MISO_WUMS | PJM_ROR | MISO_WUMS | Internal | Shoulder | B13 | 600 | 1467 | 0 | 42.88 | 43.28 | 2 | 0
2020 | PJM_ROR_2_MISO_WUMS | PJM_ROR | MISO_WUMS | Internal | Shoulder | B14 | 900 | 1467 | 0 | 40.17 | 40.42 | 2 | 0
2020 | PJM_ROR_2_MISO_WUMS | PJM_ROR | MISO_WUMS | Internal | Shoulder | B15 | 1203 | 1467 | 0 | 37.47 | 38.2 | 2 | 0
2020 | PJM_ROR_2_MISO_WUMS | PJM_ROR | MISO_WUMS | Internal | Summer | B1 | 10 | 1467 | 0 | 66.54 | 63.96 | 2 | 0
2020 | PJM_ROR_2_MISO_WUMS | PJM_ROR | MISO_WUMS | Internal | Summer | B2 | 25 | 1467 | 0 | 65.36 | 63.36 | 2 | 0
2020 | PJM_ROR_2_MISO_WUMS | PJM_ROR | MISO_WUMS | Internal | Summer | B3 | 75 | 1467 | 0 | 61.86 | 60.4 | 2 | 0
2020 | PJM_ROR_2_MISO_WUMS | PJM_ROR | MISO_WUMS | Internal | Summer | B4 | 100 | 1467 | 0 | 61.86 | 60.4 | 2 | 0
2020 | PJM_ROR_2_MISO_WUMS | PJM_ROR | MISO_WUMS | Internal | Summer | B5 | 200 | 1467 | 0 | 56.97 | 58.78 | 2 | 0
2020 | PJM_ROR_2_MISO_WUMS | PJM_ROR | MISO_WUMS | Internal | Summer | B6 | 300 | 1467 | 0 | 49.23 | 49.38 | 2 | 0
2020 | PJM_ROR_2_MISO_WUMS | PJM_ROR | MISO_WUMS | Internal | Summer | B7 | 400 | 1467 | 0 | 42.26 | 40.28 | 2 | 0
2020 | PJM_ROR_2_MISO_WUMS | PJM_ROR | MISO_WUMS | Internal | Summer | B8 | 500 | 1467 | 0 | 38.01 | 38.04 | 2 | 0
2020 | PJM_ROR_2_MISO_WUMS | PJM_ROR | MISO_WUMS | Internal | Summer | B9 | 800 | 1467 | 0 | 36.2 | 36.87 | 2 | 0
2020 | PJM_ROR_2_MISO_WUMS | PJM_ROR | MISO_WUMS | Internal | Summer | B10 | 1262 | 1467 | 0 | 34.67 | 36 | 2 | 0
2020 | PJM_ROR_2_MISO_WUMS | PJM_ROR | MISO_WUMS | Internal | Winter | B16 | 25 | 1467 | 0 | 53.74 | 52.72 | 2 | 0
2020 | PJM_ROR_2_MISO_WUMS | PJM_ROR | MISO_WUMS | Internal | Winter | B17 | 100 | 1467 | 0 | 50.17 | 48.18 | 2 | 0
2020 | PJM_ROR_2_MISO_WUMS | PJM_ROR | MISO_WUMS | Internal | Winter | B18 | 400 | 1467 | 0 | 44.33 | 42.34 | 2 | 0
2020 | PJM_ROR_2_MISO_WUMS | PJM_ROR | MISO_WUMS | Internal | Winter | B19 | 700 | 1467 | 0 | 41.99 | 41.95 | 2 | 0
2020 | PJM_ROR_2_MISO_WUMS | PJM_ROR | MISO_WUMS | Internal | Winter | B20 | 935 | 1467 | 0 | 35.85 | 37.75 | 2 | 0
2020 | PJM_ROR_2_PJM_ROM | PJM_ROR | PJM_ROM | Internal | Shoulder | B11 | 25 | 8000 | 0 | 53.69 | 53.68 | 0.01 | 0
2020 | PJM_ROR_2_PJM_ROM | PJM_ROR | PJM_ROM | Internal | Shoulder | B12 | 200 | 8000 | 0 | 48.18 | 48.17 | 0.01 | 0
2020 | PJM_ROR_2_PJM_ROM | PJM_ROR | PJM_ROM | Internal | Shoulder | B13 | 600 | 8000 | 0 | 42.88 | 42.87 | 0.01 | 0
2020 | PJM_ROR_2_PJM_ROM | PJM_ROR | PJM_ROM | Internal | Shoulder | B14 | 900 | 8000 | 882.32 | 40.17 | 40.18 | 0.01 | 0
2020 | PJM_ROR_2_PJM_ROM | PJM_ROR | PJM_ROM | Internal | Shoulder | B15 | 1203 | 8000 | 928.04 | 37.47 | 37.48 | 0.01 | 0
2020 | PJM_ROR_2_PJM_ROM | PJM_ROR | PJM_ROM | Internal | Summer | B1 | 10 | 8000 | 3591.21 | 66.54 | 66.55 | 0.01 | 0
2020 | PJM_ROR_2_PJM_ROM | PJM_ROR | PJM_ROM | Internal | Summer | B2 | 25 | 8000 | 1680.55 | 65.36 | 65.37 | 0.01 | 0
2020 | PJM_ROR_2_PJM_ROM | PJM_ROR | PJM_ROM | Internal | Summer | B3 | 75 | 8000 | 0 | 61.86 | 61.85 | 0.01 | 0
2020 | PJM_ROR_2_PJM_ROM | PJM_ROR | PJM_ROM | Internal | Summer | B4 | 100 | 8000 | 0 | 61.86 | 61.85 | 0.01 | 0
2020 | PJM_ROR_2_PJM_ROM | PJM_ROR | PJM_ROM | Internal | Summer | B5 | 200 | 8000 | 0 | 56.97 | 56.96 | 0.01 | 0
2020 | PJM_ROR_2_PJM_ROM | PJM_ROR | PJM_ROM | Internal | Summer | B6 | 300 | 8000 | 0 | 49.23 | 49.22 | 0.01 | 0
2020 | PJM_ROR_2_PJM_ROM | PJM_ROR | PJM_ROM | Internal | Summer | B7 | 400 | 8000 | 0 | 42.26 | 42.24 | 0.01 | 0
2020 | PJM_ROR_2_PJM_ROM | PJM_ROR | PJM_ROM | Internal | Summer | B8 | 500 | 8000 | 2375.35 | 38.01 | 38.02 | 0.01 | 0
2020 | PJM_ROR_2_PJM_ROM | PJM_ROR | PJM_ROM | Internal | Summer | B9 | 800 | 8000 | 6302.33 | 36.2 | 36.21 | 0.01 | 0
2020 | PJM_ROR_2_PJM_ROM | PJM_ROR | PJM_ROM | Internal | Summer | B10 | 1262 | 8000 | 6734.37 | 34.67 | 34.68 | 0.01 | 0
2020 | PJM_ROR_2_PJM_ROM | PJM_ROR | PJM_ROM | Internal | Winter | B16 | 25 | 8000 | 708.75 | 53.74 | 53.75 | 0.01 | 0
2020 | PJM_ROR_2_PJM_ROM | PJM_ROR | PJM_ROM | Internal | Winter | B17 | 100 | 8000 | 1068.05 | 50.17 | 50.18 | 0.01 | 0
2020 | PJM_ROR_2_PJM_ROM | PJM_ROR | PJM_ROM | Internal | Winter | B18 | 400 | 8000 | 6435.93 | 44.33 | 44.34 | 0.01 | 0
2020 | PJM_ROR_2_PJM_ROM | PJM_ROR | PJM_ROM | Internal | Winter | B19 | 700 | 8000 | 6604.87 | 41.99 | 42 | 0.01 | 0
2020 | PJM_ROR_2_PJM_ROM | PJM_ROR | PJM_ROM | Internal | Winter | B20 | 935 | 8000 | 8000 | 35.85 | 36.26 | 0.01 | 0.4
2020 | PJM_ROR_2_TVA_Transmission | PJM_ROR | TVA_Transmission | Internal | Shoulder | B11 | 25 | 2500 | 0 | 53.69 | 59.22 | 6 | 0
2020 | PJM_ROR_2_TVA_Transmission | PJM_ROR | TVA_Transmission | Internal | Shoulder | B12 | 200 | 2500 | 0 | 48.18 | 48.29 | 6 | 0
2020 | PJM_ROR_2_TVA_Transmission | PJM_ROR | TVA_Transmission | Internal | Shoulder | B13 | 600 | 2500 | 0 | 42.88 | 45.29 | 6 | 0
2020 | PJM_ROR_2_TVA_Transmission | PJM_ROR | TVA_Transmission | Internal | Shoulder | B14 | 900 | 2500 | 0 | 40.17 | 43.74 | 6 | 0
2020 | PJM_ROR_2_TVA_Transmission | PJM_ROR | TVA_Transmission | Internal | Shoulder | B15 | 1203 | 2500 | 0 | 37.47 | 40.94 | 6 | 0
2020 | PJM_ROR_2_TVA_Transmission | PJM_ROR | TVA_Transmission | Internal | Summer | B1 | 10 | 2500 | 1954.04 | 66.54 | 72.54 | 6 | 0
2020 | PJM_ROR_2_TVA_Transmission | PJM_ROR | TVA_Transmission | Internal | Summer | B2 | 25 | 2500 | 1921.92 | 65.36 | 71.36 | 6 | 0
2020 | PJM_ROR_2_TVA_Transmission | PJM_ROR | TVA_Transmission | Internal | Summer | B3 | 75 | 2500 | 1263.3 | 61.86 | 67.86 | 6 | 0
2020 | PJM_ROR_2_TVA_Transmission | PJM_ROR | TVA_Transmission | Internal | Summer | B4 | 100 | 2500 | 525.46 | 61.86 | 67.86 | 6 | 0
2020 | PJM_ROR_2_TVA_Transmission | PJM_ROR | TVA_Transmission | Internal | Summer | B5 | 200 | 2500 | 0 | 56.97 | 62.39 | 6 | 0
2020 | PJM_ROR_2_TVA_Transmission | PJM_ROR | TVA_Transmission | Internal | Summer | B6 | 300 | 2500 | 0 | 49.23 | 54.92 | 6 | 0
2020 | PJM_ROR_2_TVA_Transmission | PJM_ROR | TVA_Transmission | Internal | Summer | B7 | 400 | 2500 | 0 | 42.26 | 47.61 | 6 | 0
2020 | PJM_ROR_2_TVA_Transmission | PJM_ROR | TVA_Transmission | Internal | Summer | B8 | 500 | 2500 | 0 | 38.01 | 42.27 | 6 | 0
2020 | PJM_ROR_2_TVA_Transmission | PJM_ROR | TVA_Transmission | Internal | Summer | B9 | 800 | 2500 | 0 | 36.2 | 40.22 | 6 | 0
2020 | PJM_ROR_2_TVA_Transmission | PJM_ROR | TVA_Transmission | Internal | Summer | B10 | 1262 | 2500 | 0 | 34.67 | 38.24 | 6 | 0
2020 | PJM_ROR_2_TVA_Transmission | PJM_ROR | TVA_Transmission | Internal | Winter | B16 | 25 | 2500 | 900 | 53.74 | 59.74 | 6 | 0
2020 | PJM_ROR_2_TVA_Transmission | PJM_ROR | TVA_Transmission | Internal | Winter | B17 | 100 | 2500 | 0 | 50.17 | 50.64 | 6 | 0
2020 | PJM_ROR_2_TVA_Transmission | PJM_ROR | TVA_Transmission | Internal | Winter | B18 | 400 | 2500 | 0 | 44.33 | 45.99 | 6 | 0
2020 | PJM_ROR_2_TVA_Transmission | PJM_ROR | TVA_Transmission | Internal | Winter | B19 | 700 | 2500 | 0 | 41.99 | 44.3 | 6 | 0
2020 | PJM_ROR_2_TVA_Transmission | PJM_ROR | TVA_Transmission | Internal | Winter | B20 | 935 | 2500 | 0 | 35.85 | 41.18 | 6 | 0
2020 | PJM_ROR_2_VACAR | PJM_ROR | VACAR | Internal | Shoulder | B11 | 25 | 3000 | 3000 | 53.69 | 60.66 | 6 | 0.97
2020 | PJM_ROR_2_VACAR | PJM_ROR | VACAR | Internal | Shoulder | B12 | 200 | 3000 | 115.24 | 48.18 | 54.18 | 6 | 0
2020 | PJM_ROR_2_VACAR | PJM_ROR | VACAR | Internal | Shoulder | B13 | 600 | 3000 | 0 | 42.88 | 47.61 | 6 | 0
2020 | PJM_ROR_2_VACAR | PJM_ROR | VACAR | Internal | Shoulder | B14 | 900 | 3000 | 0 | 40.17 | 45.98 | 6 | 0
2020 | PJM_ROR_2_VACAR | PJM_ROR | VACAR | Internal | Shoulder | B15 | 1203 | 3000 | 0 | 37.47 | 42.39 | 6 | 0
2020 | PJM_ROR_2_VACAR | PJM_ROR | VACAR | Internal | Summer | B1 | 10 | 3000 | 3000 | 66.54 | 73.8 | 6 | 1.27
2020 | PJM_ROR_2_VACAR | PJM_ROR | VACAR | Internal | Summer | B2 | 25 | 3000 | 3000 | 65.36 | 73.8 | 6 | 2.45
2020 | PJM_ROR_2_VACAR | PJM_ROR | VACAR | Internal | Summer | B3 | 75 | 3000 | 3000 | 61.86 | 73.8 | 6 | 5.94
2020 | PJM_ROR_2_VACAR | PJM_ROR | VACAR | Internal | Summer | B4 | 100 | 3000 | 3000 | 61.86 | 72.49 | 6 | 4.62
2020 | PJM_ROR_2_VACAR | PJM_ROR | VACAR | Internal | Summer | B5 | 200 | 3000 | 3000 | 56.97 | 63.36 | 6 | 0.39
2020 | PJM_ROR_2_VACAR | PJM_ROR | VACAR | Internal | Summer | B6 | 300 | 3000 | 3000 | 49.23 | 56.6 | 6 | 1.37
2020 | PJM_ROR_2_VACAR | PJM_ROR | VACAR | Internal | Summer | B7 | 400 | 3000 | 3000 | 42.26 | 49.06 | 6 | 0.8
2020 | PJM_ROR_2_VACAR | PJM_ROR | VACAR | Internal | Summer | B8 | 500 | 3000 | 3000 | 38.01 | 44.05 | 6 | 0.05
2020 | PJM_ROR_2_VACAR | PJM_ROR | VACAR | Internal | Summer | B9 | 800 | 3000 | 969.28 | 36.2 | 42.2 | 6 | 0
2020 | PJM_ROR_2_VACAR | PJM_ROR | VACAR | Internal | Summer | B10 | 1262 | 3000 | 2752.21 | 34.67 | 40.67 | 6 | 0
2020 | PJM_ROR_2_VACAR | PJM_ROR | VACAR | Internal | Winter | B16 | 25 | 3000 | 3000 | 53.74 | 74.75 | 6 | 15.01
2020 | PJM_ROR_2_VACAR | PJM_ROR | VACAR | Internal | Winter | B17 | 100 | 3000 | 2282.79 | 50.17 | 56.17 | 6 | 0
2020 | PJM_ROR_2_VACAR | PJM_ROR | VACAR | Internal | Winter | B18 | 400 | 3000 | 0 | 44.33 | 48.32 | 6 | 0
2020 | PJM_ROR_2_VACAR | PJM_ROR | VACAR | Internal | Winter | B19 | 700 | 3000 | 0 | 41.99 | 46.28 | 6 | 0
2020 | PJM_ROR_2_VACAR | PJM_ROR | VACAR | Internal | Winter | B20 | 935 | 3000 | 1248.58 | 35.85 | 41.85 | 6 | 0
2020 | PJM_ROM_2_NYISO_A-F | PJM_ROM | NYISO_A-F | Internal | Shoulder | B11 | 25 | 2000 | 0 | 53.68 | 40.5 | 6 | 0
2020 | PJM_ROM_2_NYISO_A-F | PJM_ROM | NYISO_A-F | Internal | Shoulder | B12 | 200 | 2000 | 0 | 48.17 | 40.14 | 6 | 0
2020 | PJM_ROM_2_NYISO_A-F | PJM_ROM | NYISO_A-F | Internal | Shoulder | B13 | 600 | 2000 | 0 | 42.87 | 39.87 | 6 | 0
2020 | PJM_ROM_2_NYISO_A-F | PJM_ROM | NYISO_A-F | Internal | Shoulder | B14 | 900 | 2000 | 0 | 40.18 | 38.61 | 6 | 0
2020 | PJM_ROM_2_NYISO_A-F | PJM_ROM | NYISO_A-F | Internal | Shoulder | B15 | 1203 | 2000 | 0 | 37.48 | 38.61 | 6 | 0
2020 | PJM_ROM_2_NYISO_A-F | PJM_ROM | NYISO_A-F | Internal | Summer | B1 | 10 | 2000 | 0 | 66.55 | 58.55 | 6 | 0
2020 | PJM_ROM_2_NYISO_A-F | PJM_ROM | NYISO_A-F | Internal | Summer | B2 | 25 | 2000 | 0 | 65.37 | 57.37 | 6 | 0
2020 | PJM_ROM_2_NYISO_A-F | PJM_ROM | NYISO_A-F | Internal | Summer | B3 | 75 | 2000 | 0 | 61.85 | 51.52 | 6 | 0
2020 | PJM_ROM_2_NYISO_A-F | PJM_ROM | NYISO_A-F | Internal | Summer | B4 | 100 | 2000 | 0 | 61.85 | 48.93 | 6 | 0
2020 | PJM_ROM_2_NYISO_A-F | PJM_ROM | NYISO_A-F | Internal | Summer | B5 | 200 | 2000 | 0 | 56.96 | 45.82 | 6 | 0
2020 | PJM_ROM_2_NYISO_A-F | PJM_ROM | NYISO_A-F | Internal | Summer | B6 | 300 | 2000 | 0 | 49.22 | 42.32 | 6 | 0
2020 | PJM_ROM_2_NYISO_A-F | PJM_ROM | NYISO_A-F | Internal | Summer | B7 | 400 | 2000 | 0 | 42.24 | 38.61 | 6 | 0
2020 | PJM_ROM_2_NYISO_A-F | PJM_ROM | NYISO_A-F | Internal | Summer | B8 | 500 | 2000 | 0 | 38.02 | 37.6 | 6 | 0
2020 | PJM_ROM_2_NYISO_A-F | PJM_ROM | NYISO_A-F | Internal | Summer | B9 | 800 | 2000 | 0 | 36.21 | 36.86 | 6 | 0
2020 | PJM_ROM_2_NYISO_A-F | PJM_ROM | NYISO_A-F | Internal | Summer | B10 | 1262 | 2000 | 0 | 34.68 | 36.86 | 6 | 0
2020 | PJM_ROM_2_NYISO_A-F | PJM_ROM | NYISO_A-F | Internal | Winter | B16 | 25 | 2000 | 0 | 53.75 | 46.19 | 6 | 0
2020 | PJM_ROM_2_NYISO_A-F | PJM_ROM | NYISO_A-F | Internal | Winter | B17 | 100 | 2000 | 0 | 50.18 | 43.42 | 6 | 0
2020 | PJM_ROM_2_NYISO_A-F | PJM_ROM | NYISO_A-F | Internal | Winter | B18 | 400 | 2000 | 0 | 44.34 | 42.26 | 6 | 0
2020 | PJM_ROM_2_NYISO_A-F | PJM_ROM | NYISO_A-F | Internal | Winter | B19 | 700 | 2000 | 0 | 42 | 42.26 | 6 | 0
2020 | PJM_ROM_2_NYISO_A-F | PJM_ROM | NYISO_A-F | Internal | Winter | B20 | 935 | 2000 | 1857.32 | 36.26 | 42.26 | 6 | 0
2020 | PJM_ROM_2_PJM_E | PJM_ROM | PJM_E | Internal | Shoulder | B11 | 25 | 8000 | 0 | 53.68 | 53.67 | 0.01 | 0
2020 | PJM_ROM_2_PJM_E | PJM_ROM | PJM_E | Internal | Shoulder | B12 | 200 | 8000 | 0 | 48.17 | 48.15 | 0.01 | 0
2020 | PJM_ROM_2_PJM_E | PJM_ROM | PJM_E | Internal | Shoulder | B13 | 600 | 8000 | 0 | 42.87 | 42.86 | 0.01 | 0
2020 | PJM_ROM_2_PJM_E | PJM_ROM | PJM_E | Internal | Shoulder | B14 | 900 | 8000 | 0 | 40.18 | 40.17 | 0.01 | 0
2020 | PJM_ROM_2_PJM_E | PJM_ROM | PJM_E | Internal | Shoulder | B15 | 1203 | 8000 | 0 | 37.48 | 37.47 | 0.01 | 0
2020 | PJM_ROM_2_PJM_E | PJM_ROM | PJM_E | Internal | Summer | B1 | 10 | 8000 | 2587.87 | 66.55 | 66.56 | 0.01 | 0
2020 | PJM_ROM_2_PJM_E | PJM_ROM | PJM_E | Internal | Summer | B2 | 25 | 8000 | 1154.55 | 65.37 | 65.38 | 0.01 | 0
2020 | PJM_ROM_2_PJM_E | PJM_ROM | PJM_E | Internal | Summer | B3 | 75 | 8000 | 0 | 61.85 | 61.84 | 0.01 | 0
2020 | PJM_ROM_2_PJM_E | PJM_ROM | PJM_E | Internal | Summer | B4 | 100 | 8000 | 0 | 61.85 | 61.84 | 0.01 | 0
2020 | PJM_ROM_2_PJM_E | PJM_ROM | PJM_E | Internal | Summer | B5 | 200 | 8000 | 0 | 56.96 | 56.95 | 0.01 | 0
2020 | PJM_ROM_2_PJM_E | PJM_ROM | PJM_E | Internal | Summer | B6 | 300 | 8000 | 0 | 49.22 | 49.21 | 0.01 | 0
2020 | PJM_ROM_2_PJM_E | PJM_ROM | PJM_E | Internal | Summer | B7 | 400 | 8000 | 0 | 42.24 | 42.23 | 0.01 | 0
2020 | PJM_ROM_2_PJM_E | PJM_ROM | PJM_E | Internal | Summer | B8 | 500 | 8000 | 0 | 38.02 | 38.01 | 0.01 | 0
2020 | PJM_ROM_2_PJM_E | PJM_ROM | PJM_E | Internal | Summer | B9 | 800 | 8000 | 1430.17 | 36.21 | 36.22 | 0.01 | 0
2020 | PJM_ROM_2_PJM_E | PJM_ROM | PJM_E | Internal | Summer | B10 | 1262 | 8000 | 3090.81 | 34.68 | 34.7 | 0.01 | 0
2020 | PJM_ROM_2_PJM_E | PJM_ROM | PJM_E | Internal | Winter | B16 | 25 | 8000 | 0 | 53.75 | 53.74 | 0.01 | 0
2020 | PJM_ROM_2_PJM_E | PJM_ROM | PJM_E | Internal | Winter | B17 | 100 | 8000 | 0 | 50.18 | 50.17 | 0.01 | 0
2020 | PJM_ROM_2_PJM_E | PJM_ROM | PJM_E | Internal | Winter | B18 | 400 | 8000 | 3309.45 | 44.34 | 44.36 | 0.01 | 0
2020 | PJM_ROM_2_PJM_E | PJM_ROM | PJM_E | Internal | Winter | B19 | 700 | 8000 | 3822.36 | 42 | 42.02 | 0.01 | 0
2020 | PJM_ROM_2_PJM_E | PJM_ROM | PJM_E | Internal | Winter | B20 | 935 | 8000 | 3378.54 | 36.26 | 36.27 | 0.01 | 0
2020 | PJM_ROM_2_PJM_ROR | PJM_ROM | PJM_ROR | Internal | Shoulder | B11 | 25 | 8000 | 5749.38 | 53.68 | 53.69 | 0.01 | 0
2020 | PJM_ROM_2_PJM_ROR | PJM_ROM | PJM_ROR | Internal | Shoulder | B12 | 200 | 8000 | 3045.7 | 48.17 | 48.18 | 0.01 | 0
2020 | PJM_ROM_2_PJM_ROR | PJM_ROM | PJM_ROR | Internal | Shoulder | B13 | 600 | 8000 | 1678.55 | 42.87 | 42.88 | 0.01 | 0
2020 | PJM_ROM_2_PJM_ROR | PJM_ROM | PJM_ROR | Internal | Shoulder | B14 | 900 | 8000 | 0 | 40.18 | 40.17 | 0.01 | 0
2020 | PJM_ROM_2_PJM_ROR | PJM_ROM | PJM_ROR | Internal | Shoulder | B15 | 1203 | 8000 | 0 | 37.48 | 37.47 | 0.01 | 0
2020 | PJM_ROM_2_PJM_ROR | PJM_ROM | PJM_ROR | Internal | Summer | B1 | 10 | 8000 | 0 | 66.55 | 66.54 | 0.01 | 0
2020 | PJM_ROM_2_PJM_ROR | PJM_ROM | PJM_ROR | Internal | Summer | B2 | 25 | 8000 | 0 | 65.37 | 65.36 | 0.01 | 0
2020 | PJM_ROM_2_PJM_ROR | PJM_ROM | PJM_ROR | Internal | Summer | B3 | 75 | 8000 | 1129.46 | 61.85 | 61.86 | 0.01 | 0
2020 | PJM_ROM_2_PJM_ROR | PJM_ROM | PJM_ROR | Internal | Summer | B4 | 100 | 8000 | 4074.59 | 61.85 | 61.86 | 0.01 | 0
2020 | PJM_ROM_2_PJM_ROR | PJM_ROM | PJM_ROR | Internal | Summer | B5 | 200 | 8000 | 2236 | 56.96 | 56.97 | 0.01 | 0
2020 | PJM_ROM_2_PJM_ROR | PJM_ROM | PJM_ROR | Internal | Summer | B6 | 300 | 8000 | 0 | 49.22 | 49.23 | 0.01 | 0
2020 | PJM_ROM_2_PJM_ROR | PJM_ROM | PJM_ROR | Internal | Summer | B7 | 400 | 8000 | 199.35 | 42.24 | 42.26 | 0.01 | 0
2020 | PJM_ROM_2_PJM_ROR | PJM_ROM | PJM_ROR | Internal | Summer | B8 | 500 | 8000 | 0 | 38.02 | 38.01 | 0.01 | 0
2020 | PJM_ROM_2_PJM_ROR | PJM_ROM | PJM_ROR | Internal | Summer | B9 | 800 | 8000 | 0 | 36.21 | 36.2 | 0.01 | 0
2020 | PJM_ROM_2_PJM_ROR | PJM_ROM | PJM_ROR | Internal | Summer | B10 | 1262 | 8000 | 0 | 34.68 | 34.67 | 0.01 | 0
2020 | PJM_ROM_2_PJM_ROR | PJM_ROM | PJM_ROR | Internal | Winter | B16 | 25 | 8000 | 0 | 53.75 | 53.74 | 0.01 | 0
2020 | PJM_ROM_2_PJM_ROR | PJM_ROM | PJM_ROR | Internal | Winter | B17 | 100 | 8000 | 0 | 50.18 | 50.17 | 0.01 | 0
2020 | PJM_ROM_2_PJM_ROR | PJM_ROM | PJM_ROR | Internal | Winter | B18 | 400 | 8000 | 0 | 44.34 | 44.33 | 0.01 | 0
2020 | PJM_ROM_2_PJM_ROR | PJM_ROM | PJM_ROR | Internal | Winter | B19 | 700 | 8000 | 0 | 42 | 41.99 | 0.01 | 0
2020 | PJM_ROM_2_PJM_ROR | PJM_ROM | PJM_ROR | Internal | Winter | B20 | 935 | 8000 | 0 | 36.26 | 35.85 | 0.01 | 0
2020 | SOCO_2_FRCC | SOCO | FRCC | Internal | Shoulder | B11 | 25 | 3700 | 2522.87 | 67.66 | 77.66 | 10 | 0
2020 | SOCO_2_FRCC | SOCO | FRCC | Internal | Shoulder | B12 | 200 | 3700 | 2124.18 | 44.18 | 54.18 | 10 | 0
2020 | SOCO_2_FRCC | SOCO | FRCC | Internal | Shoulder | B13 | 600 | 3700 | 0 | 42.57 | 50.43 | 10 | 0
2020 | SOCO_2_FRCC | SOCO | FRCC | Internal | Shoulder | B14 | 900 | 3700 | 0 | 42.57 | 49.53 | 10 | 0
2020 | SOCO_2_FRCC | SOCO | FRCC | Internal | Shoulder | B15 | 1203 | 3700 | 0 | 42.57 | 47.5 | 10 | 0
2020 | SOCO_2_FRCC | SOCO | FRCC | Internal | Summer | B1 | 10 | 3700 | 246.93 | 71.71 | 81.71 | 10 | 0
2020 | SOCO_2_FRCC | SOCO | FRCC | Internal | Summer | B2 | 25 | 3700 | 0 | 70.36 | 77.75 | 10 | 0
2020 | SOCO_2_FRCC | SOCO | FRCC | Internal | Summer | B3 | 75 | 3700 | 0 | 70.36 | 77.75 | 10 | 0
2020 | SOCO_2_FRCC | SOCO | FRCC | Internal | Summer | B4 | 100 | 3700 | 0 | 70.36 | 77.75 | 10 | 0
2020 | SOCO_2_FRCC | SOCO | FRCC | Internal | Summer | B5 | 200 | 3700 | 0 | 70.36 | 77.75 | 10 | 0
2020 | SOCO_2_FRCC | SOCO | FRCC | Internal | Summer | B6 | 300 | 3700 | 505.89 | 63.6 | 73.6 | 10 | 0
2020 | SOCO_2_FRCC | SOCO | FRCC | Internal | Summer | B7 | 400 | 3700 | 1789.08 | 56.06 | 66.06 | 10 | 0
2020 | SOCO_2_FRCC | SOCO | FRCC | Internal | Summer | B8 | 500 | 3700 | 1096.58 | 44.08 | 54.08 | 10 | 0
2020 | SOCO_2_FRCC | SOCO | FRCC | Internal | Summer | B9 | 800 | 3700 | 0 | 41.3 | 48.76 | 10 | 0
2020 | SOCO_2_FRCC | SOCO | FRCC | Internal | Summer | B10 | 1262 | 3700 | 0 | 41.3 | 46.76 | 10 | 0
2020 | SOCO_2_FRCC | SOCO | FRCC | Internal | Winter | B16 | 25 | 3700 | 1324.96 | 64.75 | 74.75 | 10 | 0
2020 | SOCO_2_FRCC | SOCO | FRCC | Internal | Winter | B17 | 100 | 3700 | 1095.7 | 46.79 | 56.79 | 10 | 0
2020 | SOCO_2_FRCC | SOCO | FRCC | Internal | Winter | B18 | 400 | 3700 | 0 | 45.18 | 51.86 | 10 | 0
2020 | SOCO_2_FRCC | SOCO | FRCC | Internal | Winter | B19 | 700 | 3700 | 0 | 45.18 | 51.86 | 10 | 0
2020 | SOCO_2_FRCC | SOCO | FRCC | Internal | Winter | B20 | 935 | 3700 | 0 | 44.59 | 49.73 | 10 | 0
2020 | SOCO_2_VACAR | SOCO | VACAR | Internal | Shoulder | B11 | 25 | 2000 | 0 | 67.66 | 60.66 | 10 | 0
2020 | SOCO_2_VACAR | SOCO | VACAR | Internal | Shoulder | B12 | 200 | 2000 | 506.01 | 44.18 | 54.18 | 10 | 0
2020 | SOCO_2_VACAR | SOCO | VACAR | Internal | Shoulder | B13 | 600 | 2000 | 0 | 42.57 | 47.61 | 10 | 0
2020 | SOCO_2_VACAR | SOCO | VACAR | Internal | Shoulder | B14 | 900 | 2000 | 0 | 42.57 | 45.98 | 10 | 0
2020 | SOCO_2_VACAR | SOCO | VACAR | Internal | Shoulder | B15 | 1203 | 2000 | 0 | 42.57 | 42.39 | 10 | 0
2020 | SOCO_2_VACAR | SOCO | VACAR | Internal | Summer | B1 | 10 | 2000 | 0 | 71.71 | 73.8 | 10 | 0
2020 | SOCO_2_VACAR | SOCO | VACAR | Internal | Summer | B2 | 25 | 2000 | 0 | 70.36 | 73.8 | 10 | 0
2020 | SOCO_2_VACAR | SOCO | VACAR | Internal | Summer | B3 | 75 | 2000 | 0 | 70.36 | 73.8 | 10 | 0
2020 | SOCO_2_VACAR | SOCO | VACAR | Internal | Summer | B4 | 100 | 2000 | 0 | 70.36 | 72.49 | 10 | 0
2020 | SOCO_2_VACAR | SOCO | VACAR | Internal | Summer | B5 | 200 | 2000 | 0 | 70.36 | 63.36 | 10 | 0
2020 | SOCO_2_VACAR | SOCO | VACAR | Internal | Summer | B6 | 300 | 2000 | 0 | 63.6 | 56.6 | 10 | 0
2020 | SOCO_2_VACAR | SOCO | VACAR | Internal | Summer | B7 | 400 | 2000 | 0 | 56.06 | 49.06 | 10 | 0
2020 | SOCO_2_VACAR | SOCO | VACAR | Internal | Summer | B8 | 500 | 2000 | 0 | 44.08 | 44.05 | 10 | 0
2020 | SOCO_2_VACAR | SOCO | VACAR | Internal | Summer | B9 | 800 | 2000 | 0 | 41.3 | 42.2 | 10 | 0
2020 | SOCO_2_VACAR | SOCO | VACAR | Internal | Summer | B10 | 1262 | 2000 | 0 | 41.3 | 40.67 | 10 | 0
2020 | SOCO_2_VACAR | SOCO | VACAR | Internal | Winter | B16 | 25 | 2000 | 362.66 | 64.75 | 74.75 | 10 | 0
2020 | SOCO_2_VACAR | SOCO | VACAR | Internal | Winter | B17 | 100 | 2000 | 0 | 46.79 | 56.17 | 10 | 0
2020 | SOCO_2_VACAR | SOCO | VACAR | Internal | Winter | B18 | 400 | 2000 | 0 | 45.18 | 48.32 | 10 | 0
2020 | SOCO_2_VACAR | SOCO | VACAR | Internal | Winter | B19 | 700 | 2000 | 0 | 45.18 | 46.28 | 10 | 0
2020 | SOCO_2_VACAR | SOCO | VACAR | Internal | Winter | B20 | 935 | 2000 | 0 | 44.59 | 41.85 | 10 | 0
2020 | SPP_N_2_ENT | SPP_N | ENT | Internal | Shoulder | B11 | 25 | 1800 | 0 | 62.7 | 59.7 | 5 | 0
2020 | SPP_N_2_ENT | SPP_N | ENT | Internal | Shoulder | B12 | 200 | 1800 | 0 | 44.98 | 42.38 | 5 | 0
2020 | SPP_N_2_ENT | SPP_N | ENT | Internal | Shoulder | B13 | 600 | 1800 | 0 | 42.06 | 42.38 | 5 | 0
2020 | SPP_N_2_ENT | SPP_N | ENT | Internal | Shoulder | B14 | 900 | 1800 | 0 | 40.64 | 42.38 | 5 | 0
2020 | SPP_N_2_ENT | SPP_N | ENT | Internal | Shoulder | B15 | 1203 | 1800 | 0 | 40.53 | 42.07 | 5 | 0
2020 | SPP_N_2_ENT | SPP_N | ENT | Internal | Summer | B1 | 10 | 1800 | 0 | 66.76 | 64.54 | 5 | 0
2020 | SPP_N_2_ENT | SPP_N | ENT | Internal | Summer | B2 | 25 | 1800 | 0 | 66.76 | 63.36 | 5 | 0
2020 | SPP_N_2_ENT | SPP_N | ENT | Internal | Summer | B3 | 75 | 1800 | 0 | 66.76 | 62.36 | 5 | 0
2020 | SPP_N_2_ENT | SPP_N | ENT | Internal | Summer | B4 | 100 | 1800 | 0 | 65.34 | 62.36 | 5 | 0
2020 | SPP_N_2_ENT | SPP_N | ENT | Internal | Summer | B5 | 200 | 1800 | 0 | 61.78 | 59.66 | 5 | 0
2020 | SPP_N_2_ENT | SPP_N | ENT | Internal | Summer | B6 | 300 | 1800 | 0 | 56.4 | 55.88 | 5 | 0
2020 | SPP_N_2_ENT | SPP_N | ENT | Internal | Summer | B7 | 400 | 1800 | 0 | 47.27 | 48.06 | 5 | 0
2020 | SPP_N_2_ENT | SPP_N | ENT | Internal | Summer | B8 | 500 | 1800 | 0 | 40.98 | 41 | 5 | 0
2020 | SPP_N_2_ENT | SPP_N | ENT | Internal | Summer | B9 | 800 | 1800 | 0 | 39.65 | 41 | 5 | 0
2020 | SPP_N_2_ENT | SPP_N | ENT | Internal | Summer | B10 | 1262 | 1800 | 0 | 39.12 | 40.71 | 5 | 0
2020 | SPP_N_2_ENT | SPP_N | ENT | Internal | Winter | B16 | 25 | 1800 | 1059.86 | 51.45 | 56.45 | 5 | 0
2020 | SPP_N_2_ENT | SPP_N | ENT | Internal | Winter | B17 | 100 | 1800 | 0 | 43.38 | 45.1 | 5 | 0
2020 | SPP_N_2_ENT | SPP_N | ENT | Internal | Winter | B18 | 400 | 1800 | 0 | 43.28 | 45.1 | 5 | 0
2020 | SPP_N_2_ENT | SPP_N | ENT | Internal | Winter | B19 | 700 | 1800 | 0 | 43.28 | 44.77 | 5 | 0
2020 | SPP_N_2_ENT | SPP_N | ENT | Internal | Winter | B20 | 935 | 1800 | 0 | 39.12 | 43.66 | 5 | 0
2020 | SPP_N_2_MISO_MO-IL | SPP_N | MISO_MO-IL | Internal | Shoulder | B11 | 25 | 2000 | 0 | 62.7 | 55.7 | 5 | 0
2020 | SPP_N_2_MISO_MO-IL | SPP_N | MISO_MO-IL | Internal | Shoulder | B12 | 200 | 2000 | 0 | 44.98 | 46.18 | 5 | 0
2020 | SPP_N_2_MISO_MO-IL | SPP_N | MISO_MO-IL | Internal | Shoulder | B13 | 600 | 2000 | 0 | 42.06 | 43.26 | 5 | 0
2020 | SPP_N_2_MISO_MO-IL | SPP_N | MISO_MO-IL | Internal | Shoulder | B14 | 900 | 2000 | 0 | 40.64 | 40.4 | 5 | 0
2020 | SPP_N_2_MISO_MO-IL | SPP_N | MISO_MO-IL | Internal | Shoulder | B15 | 1203 | 2000 | 0 | 40.53 | 38.19 | 5 | 0
2020 | SPP_N_2_MISO_MO-IL | SPP_N | MISO_MO-IL | Internal | Summer | B1 | 10 | 2000 | 0 | 66.76 | 64.54 | 5 | 0
2020 | SPP_N_2_MISO_MO-IL | SPP_N | MISO_MO-IL | Internal | Summer | B2 | 25 | 2000 | 0 | 66.76 | 63.37 | 5 | 0
2020 | SPP_N_2_MISO_MO-IL | SPP_N | MISO_MO-IL | Internal | Summer | B3 | 75 | 2000 | 0 | 66.76 | 61.99 | 5 | 0
2020 | SPP_N_2_MISO_MO-IL | SPP_N | MISO_MO-IL | Internal | Summer | B4 | 100 | 2000 | 0 | 65.34 | 61.17 | 5 | 0
2020 | SPP_N_2_MISO_MO-IL | SPP_N | MISO_MO-IL | Internal | Summer | B5 | 200 | 2000 | 0 | 61.78 | 58.78 | 5 | 0
2020 | SPP_N_2_MISO_MO-IL | SPP_N | MISO_MO-IL | Internal | Summer | B6 | 300 | 2000 | 0 | 56.4 | 49.38 | 5 | 0
2020 | SPP_N_2_MISO_MO-IL | SPP_N | MISO_MO-IL | Internal | Summer | B7 | 400 | 2000 | 0 | 47.27 | 40.26 | 5 | 0
2020 | SPP_N_2_MISO_MO-IL | SPP_N | MISO_MO-IL | Internal | Summer | B8 | 500 | 2000 | 0 | 40.98 | 38.04 | 5 | 0
2020 | SPP_N_2_MISO_MO-IL | SPP_N | MISO_MO-IL | Internal | Summer | B9 | 800 | 2000 | 0 | 39.65 | 36.86 | 5 | 0
2020 | SPP_N_2_MISO_MO-IL | SPP_N | MISO_MO-IL | Internal | Summer | B10 | 1262 | 2000 | 0 | 39.12 | 35.99 | 5 | 0
2020 | SPP_N_2_MISO_MO-IL | SPP_N | MISO_MO-IL | Internal | Winter | B16 | 25 | 2000 | 0 | 51.45 | 52.72 | 5 | 0
2020 | SPP_N_2_MISO_MO-IL | SPP_N | MISO_MO-IL | Internal | Winter | B17 | 100 | 2000 | 0 | 43.38 | 48.18 | 5 | 0
2020 | SPP_N_2_MISO_MO-IL | SPP_N | MISO_MO-IL | Internal | Winter | B18 | 400 | 2000 | 0 | 43.28 | 42.33 | 5 | 0
2020 | SPP_N_2_MISO_MO-IL | SPP_N | MISO_MO-IL | Internal | Winter | B19 | 700 | 2000 | 0 | 43.28 | 41.91 | 5 | 0
2020 | SPP_N_2_MISO_MO-IL | SPP_N | MISO_MO-IL | Internal | Winter | B20 | 935 | 2000 | 0 | 39.12 | 37.74 | 5 | 0
2020 | SPP_N_2_MISO_W | SPP_N | MISO_W | Internal | Shoulder | B11 | 25 | 750 | 0 | 62.7 | 55.7 | 5 | 0
2020 | SPP_N_2_MISO_W | SPP_N | MISO_W | Internal | Shoulder | B12 | 200 | 750 | 0 | 44.98 | 46.18 | 5 | 0
2020 | SPP_N_2_MISO_W | SPP_N | MISO_W | Internal | Shoulder | B13 | 600 | 750 | 0 | 42.06 | 43.27 | 5 | 0
2020 | SPP_N_2_MISO_W | SPP_N | MISO_W | Internal | Shoulder | B14 | 900 | 750 | 0 | 40.64 | 40.41 | 5 | 0
2020 | SPP_N_2_MISO_W | SPP_N | MISO_W | Internal | Shoulder | B15 | 1203 | 750 | 0 | 40.53 | 38.21 | 5 | 0
2020 | SPP_N_2_MISO_W | SPP_N | MISO_W | Internal | Summer | B1 | 10 | 750 | 0 | 66.76 | 64.53 | 5 | 0
2020 | SPP_N_2_MISO_W | SPP_N | MISO_W | Internal | Summer | B2 | 25 | 750 | 0 | 66.76 | 63.38 | 5 | 0
2020 | SPP_N_2_MISO_W | SPP_N | MISO_W | Internal | Summer | B3 | 75 | 750 | 0 | 66.76 | 63.38 | 5 | 0
2020 | SPP_N_2_MISO_W | SPP_N | MISO_W | Internal | Summer | B4 | 100 | 750 | 0 | 65.34 | 61.18 | 5 | 0
2020 | SPP_N_2_MISO_W | SPP_N | MISO_W | Internal | Summer | B5 | 200 | 750 | 0 | 61.78 | 58.79 | 5 | 0
2020 | SPP_N_2_MISO_W | SPP_N | MISO_W | Internal | Summer | B6 | 300 | 750 | 0 | 56.4 | 49.4 | 5 | 0
2020 | SPP_N_2_MISO_W | SPP_N | MISO_W | Internal | Summer | B7 | 400 | 750 | 0 | 47.27 | 40.27 | 5 | 0
2020 | SPP_N_2_MISO_W | SPP_N | MISO_W | Internal | Summer | B8 | 500 | 750 | 0 | 40.98 | 38.03 | 5 | 0
2020 | SPP_N_2_MISO_W | SPP_N | MISO_W | Internal | Summer | B9 | 800 | 750 | 0 | 39.65 | 36.88 | 5 | 0
2020 | SPP_N_2_MISO_W | SPP_N | MISO_W | Internal | Summer | B10 | 1262 | 750 | 0 | 39.12 | 35.98 | 5 | 0
2020 | SPP_N_2_MISO_W | SPP_N | MISO_W | Internal | Winter | B16 | 25 | 750 | 0 | 51.45 | 52.7 | 5 | 0
2020 | SPP_N_2_MISO_W | SPP_N | MISO_W | Internal | Winter | B17 | 100 | 750 | 0 | 43.38 | 48.17 | 5 | 0
2020 | SPP_N_2_MISO_W | SPP_N | MISO_W | Internal | Winter | B18 | 400 | 750 | 0 | 43.28 | 42.34 | 5 | 0
2020 | SPP_N_2_MISO_W | SPP_N | MISO_W | Internal | Winter | B19 | 700 | 750 | 0 | 43.28 | 41.96 | 5 | 0
2020 | SPP_N_2_MISO_W | SPP_N | MISO_W | Internal | Winter | B20 | 935 | 750 | 0 | 39.12 | 37.74 | 5 | 0
2020 | SPP_N_2_NE | SPP_N | NE | Internal | Shoulder | B11 | 25 | 1531 | 0 | 62.7 | 62.69 | 0.01 | 0
2020 | SPP_N_2_NE | SPP_N | NE | Internal | Shoulder | B12 | 200 | 1531 | 0 | 44.98 | 44.97 | 0.01 | 0
2020 | SPP_N_2_NE | SPP_N | NE | Internal | Shoulder | B13 | 600 | 1531 | 0 | 42.06 | 42.05 | 0.01 | 0
2020 | SPP_N_2_NE | SPP_N | NE | Internal | Shoulder | B14 | 900 | 1531 | 0 | 40.64 | 40.63 | 0.01 | 0
2020 | SPP_N_2_NE | SPP_N | NE | Internal | Shoulder | B15 | 1203 | 1531 | 0 | 40.53 | 40.51 | 0.01 | 0
2020 | SPP_N_2_NE | SPP_N | NE | Internal | Summer | B1 | 10 | 1531 | 0 | 66.76 | 66.75 | 0.01 | 0
2020 | SPP_N_2_NE | SPP_N | NE | Internal | Summer | B2 | 25 | 1531 | 0 | 66.76 | 65.33 | 0.01 | 0
2020 | SPP_N_2_NE | SPP_N | NE | Internal | Summer | B3 | 75 | 1531 | 0 | 66.76 | 66.75 | 0.01 | 0
2020 | SPP_N_2_NE | SPP_N | NE | Internal | Summer | B4 | 100 | 1531 | 0 | 65.34 | 65.33 | 0.01 | 0
2020 | SPP_N_2_NE | SPP_N | NE | Internal | Summer | B5 | 200 | 1531 | 0 | 61.78 | 61.77 | 0.01 | 0
2020 | SPP_N_2_NE | SPP_N | NE | Internal | Summer | B6 | 300 | 1531 | 0 | 56.4 | 56.38 | 0.01 | 0
2020 | SPP_N_2_NE | SPP_N | NE | Internal | Summer | B7 | 400 | 1531 | 0 | 47.27 | 47.26 | 0.01 | 0
2020 | SPP_N_2_NE | SPP_N | NE | Internal | Summer | B8 | 500 | 1531 | 0 | 40.98 | 40.26 | 0.01 | 0
2020 | SPP_N_2_NE | SPP_N | NE | Internal | Summer | B9 | 800 | 1531 | 0 | 39.65 | 39.64 | 0.01 | 0
2020 | SPP_N_2_NE | SPP_N | NE | Internal | Summer | B10 | 1262 | 1531 | 0 | 39.12 | 37.35 | 0.01 | 0
2020 | SPP_N_2_NE | SPP_N | NE | Internal | Winter | B16 | 25 | 1531 | 0 | 51.45 | 51.44 | 0.01 | 0
2020 | SPP_N_2_NE | SPP_N | NE | Internal | Winter | B17 | 100 | 1531 | 0 | 43.38 | 43.37 | 0.01 | 0
2020 | SPP_N_2_NE | SPP_N | NE | Internal | Winter | B18 | 400 | 1531 | 0 | 43.28 | 43.27 | 0.01 | 0
2020 | SPP_N_2_NE | SPP_N | NE | Internal | Winter | B19 | 700 | 1531 | 0 | 43.28 | 43.27 | 0.01 | 0
2020 | SPP_N_2_NE | SPP_N | NE | Internal | Winter | B20 | 935 | 1531 | 0 | 39.12 | 39.11 | 0.01 | 0
2020 | SPP_N_2_SPP_S | SPP_N | SPP_S | Internal | Shoulder | B11 | 25 | 4383 | 0 | 62.7 | 58.47 | 0.01 | 0
2020 | SPP_N_2_SPP_S | SPP_N | SPP_S | Internal | Shoulder | B12 | 200 | 4383 | 0 | 44.98 | 42.47 | 0.01 | 0
2020 | SPP_N_2_SPP_S | SPP_N | SPP_S | Internal | Shoulder | B13 | 600 | 4383 | 0 | 42.06 | 42.05 | 0.01 | 0
2020 | SPP_N_2_SPP_S | SPP_N | SPP_S | Internal | Shoulder | B14 | 900 | 4383 | 0 | 40.64 | 40.63 | 0.01 | 0
2020 | SPP_N_2_SPP_S | SPP_N | SPP_S | Internal | Shoulder | B15 | 1203 | 4383 | 1378.06 | 40.53 | 40.54 | 0.01 | 0
2020 | SPP_N_2_SPP_S | SPP_N | SPP_S | Internal | Summer | B1 | 10 | 4383 | 0 | 66.76 | 56.41 | 0.01 | 0
2020 | SPP_N_2_SPP_S | SPP_N | SPP_S | Internal | Summer | B2 | 25 | 4383 | 0 | 66.76 | 56.88 | 0.01 | 0
2020 | SPP_N_2_SPP_S | SPP_N | SPP_S | Internal | Summer | B3 | 75 | 4383 | 0 | 66.76 | 56.88 | 0.01 | 0
2020 | SPP_N_2_SPP_S | SPP_N | SPP_S | Internal | Summer | B4 | 100 | 4383 | 0 | 65.34 | 56.88 | 0.01 | 0
2020 | SPP_N_2_SPP_S | SPP_N | SPP_S | Internal | Summer | B5 | 200 | 4383 | 0 | 61.78 | 56.41 | 0.01 | 0
2020 | SPP_N_2_SPP_S | SPP_N | SPP_S | Internal | Summer | B6 | 300 | 4383 | 793.31 | 56.4 | 56.41 | 0.01 | 0
2020 | SPP_N_2_SPP_S | SPP_N | SPP_S | Internal | Summer | B7 | 400 | 4383 | 378 | 47.27 | 47.28 | 0.01 | 0
2020 | SPP_N_2_SPP_S | SPP_N | SPP_S | Internal | Summer | B8 | 500 | 4383 | 1735.27 | 40.98 | 41 | 0.01 | 0
2020 | SPP_N_2_SPP_S | SPP_N | SPP_S | Internal | Summer | B9 | 800 | 4383 | 1500.84 | 39.65 | 39.66 | 0.01 | 0
2020 | SPP_N_2_SPP_S | SPP_N | SPP_S | Internal | Summer | B10 | 1262 | 4383 | 3921.27 | 39.12 | 39.14 | 0.01 | 0
2020 | SPP_N_2_SPP_S | SPP_N | SPP_S | Internal | Winter | B16 | 25 | 4383 | 0 | 51.45 | 51.44 | 0.01 | 0
2020 | SPP_N_2_SPP_S | SPP_N | SPP_S | Internal | Winter | B17 | 100 | 4383 | 710.89 | 43.38 | 43.39 | 0.01 | 0
2020 | SPP_N_2_SPP_S | SPP_N | SPP_S | Internal | Winter | B18 | 400 | 4383 | 1357.55 | 43.28 | 43.29 | 0.01 | 0
2020 | SPP_N_2_SPP_S | SPP_N | SPP_S | Internal | Winter | B19 | 700 | 4383 | 1818.68 | 43.28 | 43.29 | 0.01 | 0
2020 | SPP_N_2_SPP_S | SPP_N | SPP_S | Internal | Winter | B20 | 935 | 4383 | 3833.38 | 39.12 | 39.14 | 0.01 | 0
2020 | SPP_S_2_ENT | SPP_S | ENT | Internal | Shoulder | B11 | 25 | 850 | 0 | 58.47 | 59.7 | 5 | 0
2020 | SPP_S_2_ENT | SPP_S | ENT | Internal | Shoulder | B12 | 200 | 850 | 0 | 42.47 | 42.38 | 5 | 0
2020 | SPP_S_2_ENT | SPP_S | ENT | Internal | Shoulder | B13 | 600 | 850 | 0 | 42.05 | 42.38 | 5 | 0
2020 | SPP_S_2_ENT | SPP_S | ENT | Internal | Shoulder | B14 | 900 | 850 | 0 | 40.63 | 42.38 | 5 | 0
2020 | SPP_S_2_ENT | SPP_S | ENT | Internal | Shoulder | B15 | 1203 | 850 | 0 | 40.54 | 42.07 | 5 | 0
2020 | SPP_S_2_ENT | SPP_S | ENT | Internal | Summer | B1 | 10 | 850 | 850 | 56.41 | 64.54 | 5 | 3.13
2020 | SPP_S_2_ENT | SPP_S | ENT | Internal | Summer | B2 | 25 | 850 | 850 | 56.88 | 63.36 | 5 | 1.48
2020 | SPP_S_2_ENT | SPP_S | ENT | Internal | Summer | B3 | 75 | 850 | 850 | 56.88 | 62.36 | 5 | 0.48
2020 | SPP_S_2_ENT | SPP_S | ENT | Internal | Summer | B4 | 100 | 850 | 850 | 56.88 | 62.36 | 5 | 0.48
2020 | SPP_S_2_ENT | SPP_S | ENT | Internal | Summer | B5 | 200 | 850 | 0 | 56.41 | 59.66 | 5 | 0
2020 | SPP_S_2_ENT | SPP_S | ENT | Internal | Summer | B6 | 300 | 850 | 0 | 56.41 | 55.88 | 5 | 0
2020 | SPP_S_2_ENT | SPP_S | ENT | Internal | Summer | B7 | 400 | 850 | 0 | 47.28 | 48.06 | 5 | 0
2020 | SPP_S_2_ENT | SPP_S | ENT | Internal | Summer | B8 | 500 | 850 | 0 | 41 | 41 | 5 | 0
2020 | SPP_S_2_ENT | SPP_S | ENT | Internal | Summer | B9 | 800 | 850 | 0 | 39.66 | 41 | 5 | 0
2020 | SPP_S_2_ENT | SPP_S | ENT | Internal | Summer | B10 | 1262 | 850 | 0 | 39.14 | 40.71 | 5 | 0
2020 | SPP_S_2_ENT | SPP_S | ENT | Internal | Winter | B16 | 25 | 850 | 850 | 51.44 | 56.45 | 5 | 0.01
2020 | SPP_S_2_ENT | SPP_S | ENT | Internal | Winter | B17 | 100 | 850 | 0 | 43.39 | 45.1 | 5 | 0
2020 | SPP_S_2_ENT | SPP_S | ENT | Internal | Winter | B18 | 400 | 850 | 0 | 43.29 | 45.1 | 5 | 0
2020 | SPP_S_2_ENT | SPP_S | ENT | Internal | Winter | B19 | 700 | 850 | 0 | 43.29 | 44.77 | 5 | 0
2020 | SPP_S_2_ENT | SPP_S | ENT | Internal | Winter | B20 | 935 | 850 | 0 | 39.14 | 43.66 | 5 | 0
2020 | SPP_S_2_SPP_N | SPP_S | SPP_N | Internal | Shoulder | B11 | 25 | 1023 | 1023 | 58.47 | 62.7 | 0.01 | 4.22
2020 | SPP_S_2_SPP_N | SPP_S | SPP_N | Internal | Shoulder | B12 | 200 | 1023 | 1023 | 42.47 | 44.98 | 0.01 | 2.5
2020 | SPP_S_2_SPP_N | SPP_S | SPP_N | Internal | Shoulder | B13 | 600 | 1023 | 518.21 | 42.05 | 42.06 | 0.01 | 0
2020 | SPP_S_2_SPP_N | SPP_S | SPP_N | Internal | Shoulder | B14 | 900 | 1023 | 742.58 | 40.63 | 40.64 | 0.01 | 0
2020 | SPP_S_2_SPP_N | SPP_S | SPP_N | Internal | Shoulder | B15 | 1203 | 1023 | 0 | 40.54 | 40.53 | 0.01 | 0
2020 | SPP_S_2_SPP_N | SPP_S | SPP_N | Internal | Summer | B1 | 10 | 1023 | 1023 | 56.41 | 66.76 | 0.01 | 10.34
2020 | SPP_S_2_SPP_N | SPP_S | SPP_N | Internal | Summer | B2 | 25 | 1023 | 1023 | 56.88 | 66.76 | 0.01 | 9.87
2020 | SPP_S_2_SPP_N | SPP_S | SPP_N | Internal | Summer | B3 | 75 | 1023 | 1023 | 56.88 | 66.76 | 0.01 | 9.87
2020 | SPP_S_2_SPP_N | SPP_S | SPP_N | Internal | Summer | B4 | 100 | 1023 | 1023 | 56.88 | 65.34 | 0.01 | 8.45
2020 | SPP_S_2_SPP_N | SPP_S | SPP_N | Internal | Summer | B5 | 200 | 1023 | 1023 | 56.41 | 61.78 | 0.01 | 5.36
2020 | SPP_S_2_SPP_N | SPP_S | SPP_N | Internal | Summer | B6 | 300 | 1023 | 0 | 56.41 | 56.4 | 0.01 | 0
2020 | SPP_S_2_SPP_N | SPP_S | SPP_N | Internal | Summer | B7 | 400 | 1023 | 0 | 47.28 | 47.27 | 0.01 | 0
2020 | SPP_S_2_SPP_N | SPP_S | SPP_N | Internal | Summer | B8 | 500 | 1023 | 0 | 41 | 40.98 | 0.01 | 0
2020 | SPP_S_2_SPP_N | SPP_S | SPP_N | Internal | Summer | B9 | 800 | 1023 | 0 | 39.66 | 39.65 | 0.01 | 0
2020 | SPP_S_2_SPP_N | SPP_S | SPP_N | Internal | Summer | B10 | 1262 | 1023 | 0 | 39.14 | 39.12 | 0.01 | 0
2020 | SPP_S_2_SPP_N | SPP_S | SPP_N | Internal | Winter | B16 | 25 | 1023 | 968.45 | 51.44 | 51.45 | 0.01 | 0
2020 | SPP_S_2_SPP_N | SPP_S | SPP_N | Internal | Winter | B17 | 100 | 1023 | 0 | 43.39 | 43.38 | 0.01 | 0
2020 | SPP_S_2_SPP_N | SPP_S | SPP_N | Internal | Winter | B18 | 400 | 1023 | 0 | 43.29 | 43.28 | 0.01 | 0
2020 | SPP_S_2_SPP_N | SPP_S | SPP_N | Internal | Winter | B19 | 700 | 1023 | 0 | 43.29 | 43.28 | 0.01 | 0
2020 | SPP_S_2_SPP_N | SPP_S | SPP_N | Internal | Winter | B20 | 935 | 1023 | 0 | 39.14 | 39.12 | 0.01 | 0
2020 | TVA_2_ENT | TVA | ENT | Internal | Shoulder | B11 | 25 | 500 | 315.49 | 50.7 | 59.7 | 9 | 0
2020 | TVA_2_ENT | TVA | ENT | Internal | Shoulder | B12 | 200 | 500 | 0 | 42.21 | 42.38 | 9 | 0
2020 | TVA_2_ENT | TVA | ENT | Internal | Shoulder | B13 | 600 | 500 | 0 | 41.86 | 42.38 | 9 | 0
2020 | TVA_2_ENT | TVA | ENT | Internal | Shoulder | B14 | 900 | 500 | 0 | 41.86 | 42.38 | 9 | 0
2020 | TVA_2_ENT | TVA | ENT | Internal | Shoulder | B15 | 1203 | 500 | 0 | 39.66 | 42.07 | 9 | 0
2020 | TVA_2_ENT | TVA | ENT | Internal | Summer | B1 | 10 | 500 | 0 | 72.55 | 64.54 | 9 | 0
2020 | TVA_2_ENT | TVA | ENT | Internal | Summer | B2 | 25 | 500 | 0 | 71.37 | 63.36 | 9 | 0
2020 | TVA_2_ENT | TVA | ENT | Internal | Summer | B3 | 75 | 500 | 0 | 67.87 | 62.36 | 9 | 0
2020 | TVA_2_ENT | TVA | ENT | Internal | Summer | B4 | 100 | 500 | 0 | 67.87 | 62.36 | 9 | 0
2020 | TVA_2_ENT | TVA | ENT | Internal | Summer | B5 | 200 | 500 | 178.73 | 50.66 | 59.66 | 9 | 0
2020 | TVA_2_ENT | TVA | ENT | Internal | Summer | B6 | 300 | 500 | 500 | 42.62 | 55.88 | 9 | 4.26
2020 | TVA_2_ENT | TVA | ENT | Internal | Summer | B7 | 400 | 500 | 0 | 40.88 | 48.06 | 9 | 0
2020 | TVA_2_ENT | TVA | ENT | Internal | Summer | B8 | 500 | 500 | 0 | 40.88 | 41 | 9 | 0
2020 | TVA_2_ENT | TVA | ENT | Internal | Summer | B9 | 800 | 500 | 0 | 38.67 | 41 | 9 | 0
2020 | TVA_2_ENT | TVA | ENT | Internal | Summer | B10 | 1262 | 500 | 0 | 36.22 | 40.71 | 9 | 0
2020 | TVA_2_ENT | TVA | ENT | Internal | Winter | B16 | 25 | 500 | 0 | 55.75 | 56.45 | 9 | 0
2020 | TVA_2_ENT | TVA | ENT | Internal | Winter | B17 | 100 | 500 | 0 | 44.84 | 45.1 | 9 | 0
2020 | TVA_2_ENT | TVA | ENT | Internal | Winter | B18 | 400 | 500 | 0 | 40.69 | 45.1 | 9 | 0
2020 | TVA_2_ENT | TVA | ENT | Internal | Winter | B19 | 700 | 500 | 0 | 40.69 | 44.77 | 9 | 0
2020 | TVA_2_ENT | TVA | ENT | Internal | Winter | B20 | 935 | 500 | 0 | 40.69 | 43.66 | 9 | 0
2020 | TVA_2_MISO_MO-IL | TVA | MISO_MO-IL | Internal | Shoulder | B11 | 25 | 50 | 0 | 50.7 | 55.7 | 9 | 0
2020 | TVA_2_MISO_MO-IL | TVA | MISO_MO-IL | Internal | Shoulder | B12 | 200 | 50 | 0 | 42.21 | 46.18 | 9 | 0
2020 | TVA_2_MISO_MO-IL | TVA | MISO_MO-IL | Internal | Shoulder | B13 | 600 | 50 | 0 | 41.86 | 43.26 | 9 | 0
2020 | TVA_2_MISO_MO-IL | TVA | MISO_MO-IL | Internal | Shoulder | B14 | 900 | 50 | 0 | 41.86 | 40.4 | 9 | 0
2020 | TVA_2_MISO_MO-IL | TVA | MISO_MO-IL | Internal | Shoulder | B15 | 1203 | 50 | 0 | 39.66 | 38.19 | 9 | 0
2020 | TVA_2_MISO_MO-IL | TVA | MISO_MO-IL | Internal | Summer | B1 | 10 | 50 | 0 | 72.55 | 64.54 | 9 | 0
2020 | TVA_2_MISO_MO-IL | TVA | MISO_MO-IL | Internal | Summer | B2 | 25 | 50 | 0 | 71.37 | 63.37 | 9 | 0
2020 | TVA_2_MISO_MO-IL | TVA | MISO_MO-IL | Internal | Summer | B3 | 75 | 50 | 0 | 67.87 | 61.99 | 9 | 0
2020 | TVA_2_MISO_MO-IL | TVA | MISO_MO-IL | Internal | Summer | B4 | 100 | 50 | 0 | 67.87 | 61.17 | 9 | 0
2020 | TVA_2_MISO_MO-IL | TVA | MISO_MO-IL | Internal | Summer | B5 | 200 | 50 | 0 | 50.66 | 58.78 | 9 | 0
2020 | TVA_2_MISO_MO-IL | TVA | MISO_MO-IL | Internal | Summer | B6 | 300 | 50 | 0 | 42.62 | 49.38 | 9 | 0
2020 | TVA_2_MISO_MO-IL | TVA | MISO_MO-IL | Internal | Summer | B7 | 400 | 50 | 0 | 40.88 | 40.26 | 9 | 0
2020 | TVA_2_MISO_MO-IL | TVA | MISO_MO-IL | Internal | Summer | B8 | 500 | 50 | 0 | 40.88 | 38.04 | 9 | 0
2020 | TVA_2_MISO_MO-IL | TVA | MISO_MO-IL | Internal | Summer | B9 | 800 | 50 | 0 | 38.67 | 36.86 | 9 | 0
2020 | TVA_2_MISO_MO-IL | TVA | MISO_MO-IL | Internal | Summer | B10 | 1262 | 50 | 0 | 36.22 | 35.99 | 9 | 0
2020 | TVA_2_MISO_MO-IL | TVA | MISO_MO-IL | Internal | Winter | B16 | 25 | 50 | 0 | 55.75 | 52.72 | 9 | 0
2020 | TVA_2_MISO_MO-IL | TVA | MISO_MO-IL | Internal | Winter | B17 | 100 | 50 | 0 | 44.84 | 48.18 | 9 | 0
2020 | TVA_2_MISO_MO-IL | TVA | MISO_MO-IL | Internal | Winter | B18 | 400 | 50 | 0 | 40.69 | 42.33 | 9 | 0
2020 | TVA_2_MISO_MO-IL | TVA | MISO_MO-IL | Internal | Winter | B19 | 700 | 50 | 0 | 40.69 | 41.91 | 9 | 0
2020 | TVA_2_MISO_MO-IL | TVA | MISO_MO-IL | Internal | Winter | B20 | 935 | 50 | 0 | 40.69 | 37.74 | 9 | 0
2020 | TVA_2_NonRTO_Midwest | TVA | NonRTO_Midwest | Internal | Shoulder | B11 | 25 | 100 | 100 | 50.7 | 63.69 | 9 | 3.99
2020 | TVA_2_NonRTO_Midwest | TVA | NonRTO_Midwest | Internal | Shoulder | B12 | 200 | 100 | 100 | 42.21 | 54.19 | 9 | 2.98
2020 | TVA_2_NonRTO_Midwest | TVA | NonRTO_Midwest | Internal | Shoulder | B13 | 600 | 100 | 0 | 41.86 | 49.17 | 9 | 0
2020 | TVA_2_NonRTO_Midwest | TVA | NonRTO_Midwest | Internal | Shoulder | B14 | 900 | 100 | 0 | 41.86 | 43.24 | 9 | 0
2020 | TVA_2_NonRTO_Midwest | TVA | NonRTO_Midwest | Internal | Shoulder | B15 | 1203 | 100 | 0 | 39.66 | 35.63 | 9 | 0
2020 | TVA_2_NonRTO_Midwest | TVA | NonRTO_Midwest | Internal | Summer | B1 | 10 | 100 | 0 | 72.55 | 69.15 | 9 | 0
2020 | TVA_2_NonRTO_Midwest | TVA | NonRTO_Midwest | Internal | Summer | B2 | 25 | 100 | 0 | 71.37 | 69.15 | 9 | 0
2020 | TVA_2_NonRTO_Midwest | TVA | NonRTO_Midwest | Internal | Summer | B3 | 75 | 100 | 0 | 67.87 | 69.15 | 9 | 0
2020 | TVA_2_NonRTO_Midwest | TVA | NonRTO_Midwest | Internal | Summer | B4 | 100 | 100 | 0 | 67.87 | 69.15 | 9 | 0
2020 | TVA_2_NonRTO_Midwest | TVA | NonRTO_Midwest | Internal | Summer | B5 | 200 | 100 | 100 | 50.66 | 66.77 | 9 | 7.1
2020 | TVA_2_NonRTO_Midwest | TVA | NonRTO_Midwest | Internal | Summer | B6 | 300 | 100 | 100 | 42.62 | 57.38 | 9 | 5.77
2020 | TVA_2_NonRTO_Midwest | TVA | NonRTO_Midwest | Internal | Summer | B7 | 400 | 100 | 0 | 40.88 | 43.73 | 9 | 0
2020 | TVA_2_NonRTO_Midwest | TVA | NonRTO_Midwest | Internal | Summer | B8 | 500 | 100 | 0 | 40.88 | 41.32 | 9 | 0
2020 | TVA_2_NonRTO_Midwest | TVA | NonRTO_Midwest | Internal | Summer | B9 | 800 | 100 | 0 | 38.67 | 36.86 | 9 | 0
2020 | TVA_2_NonRTO_Midwest | TVA | NonRTO_Midwest | Internal | Summer | B10 | 1262 | 100 | 0 | 36.22 | 33.61 | 9 | 0
2020 | TVA_2_NonRTO_Midwest | TVA | NonRTO_Midwest | Internal | Winter | B16 | 25 | 100 | 0 | 55.75 | 60.74 | 9 | 0
2020 | TVA_2_NonRTO_Midwest | TVA | NonRTO_Midwest | Internal | Winter | B17 | 100 | 100 | 100 | 44.84 | 56.2 | 9 | 2.36
2020 | TVA_2_NonRTO_Midwest | TVA | NonRTO_Midwest | Internal | Winter | B18 | 400 | 100 | 100 | 40.69 | 50.34 | 9 | 0.66
2020 | TVA_2_NonRTO_Midwest | TVA | NonRTO_Midwest | Internal | Winter | B19 | 700 | 100 | 0 | 40.69 | 43.73 | 9 | 0
2020 | TVA_2_NonRTO_Midwest | TVA | NonRTO_Midwest | Internal | Winter | B20 | 935 | 100 | 0 | 40.69 | 35.69 | 9 | 0
2020 | TVA_2_SOCO | TVA | SOCO | Internal | Shoulder | B11 | 25 | 500 | 500 | 50.7 | 67.66 | 9 | 7.96
2020 | TVA_2_SOCO | TVA | SOCO | Internal | Shoulder | B12 | 200 | 500 | 0 | 42.21 | 44.18 | 9 | 0
2020 | TVA_2_SOCO | TVA | SOCO | Internal | Shoulder | B13 | 600 | 500 | 0 | 41.86 | 42.57 | 9 | 0
2020 | TVA_2_SOCO | TVA | SOCO | Internal | Shoulder | B14 | 900 | 500 | 0 | 41.86 | 42.57 | 9 | 0
2020 | TVA_2_SOCO | TVA | SOCO | Internal | Shoulder | B15 | 1203 | 500 | 0 | 39.66 | 42.57 | 9 | 0
2020 | TVA_2_SOCO | TVA | SOCO | Internal | Summer | B1 | 10 | 500 | 0 | 72.55 | 71.71 | 9 | 0
2020 | TVA_2_SOCO | TVA | SOCO | Internal | Summer | B2 | 25 | 500 | 0 | 71.37 | 70.36 | 9 | 0
2020 | TVA_2_SOCO | TVA | SOCO | Internal | Summer | B3 | 75 | 500 | 0 | 67.87 | 70.36 | 9 | 0
2020 | TVA_2_SOCO | TVA | SOCO | Internal | Summer | B4 | 100 | 500 | 0 | 67.87 | 70.36 | 9 | 0
2020 | TVA_2_SOCO | TVA | SOCO | Internal | Summer | B5 | 200 | 500 | 500 | 50.66 | 70.36 | 9 | 10.7
2020 | TVA_2_SOCO | TVA | SOCO | Internal | Summer | B6 | 300 | 500 | 500 | 42.62 | 63.6 | 9 | 11.99
2020 | TVA_2_SOCO | TVA | SOCO | Internal | Summer | B7 | 400 | 500 | 500 | 40.88 | 56.06 | 9 | 6.18
2020 | TVA_2_SOCO | TVA | SOCO | Internal | Summer | B8 | 500 | 500 | 0 | 40.88 | 44.08 | 9 | 0
2020 | TVA_2_SOCO | TVA | SOCO | Internal | Summer | B9 | 800 | 500 | 0 | 38.67 | 41.3 | 9 | 0
2020 | TVA_2_SOCO | TVA | SOCO | Internal | Summer | B10 | 1262 | 500 | 0 | 36.22 | 41.3 | 9 | 0
2020 | TVA_2_SOCO | TVA | SOCO | Internal | Winter | B16 | 25 | 500 | 316.68 | 55.75 | 64.75 | 9 | 0
2020 | TVA_2_SOCO | TVA | SOCO | Internal | Winter | B17 | 100 | 500 | 0 | 44.84 | 46.79 | 9 | 0
2020 | TVA_2_SOCO | TVA | SOCO | Internal | Winter | B18 | 400 | 500 | 0 | 40.69 | 45.18 | 9 | 0
2020 | TVA_2_SOCO | TVA | SOCO | Internal | Winter | B19 | 700 | 500 | 0 | 40.69 | 45.18 | 9 | 0
2020 | TVA_2_SOCO | TVA | SOCO | Internal | Winter | B20 | 935 | 500 | 0 | 40.69 | 44.59 | 9 | 0
2020 | TVA_2_VACAR | TVA | VACAR | Internal | Shoulder | B11 | 25 | 150 | 150 | 50.7 | 60.66 | 9 | 0.96
2020 | TVA_2_VACAR | TVA | VACAR | Internal | Shoulder | B12 | 200 | 150 | 150 | 42.21 | 54.18 | 9 | 2.97
2020 | TVA_2_VACAR | TVA | VACAR | Internal | Shoulder | B13 | 600 | 150 | 0 | 41.86 | 47.61 | 9 | 0
2020 | TVA_2_VACAR | TVA | VACAR | Internal | Shoulder | B14 | 900 | 150 | 0 | 41.86 | 45.98 | 9 | 0
2020 | TVA_2_VACAR | TVA | VACAR | Internal | Shoulder | B15 | 1203 | 150 | 0 | 39.66 | 42.39 | 9 | 0
2020 | TVA_2_VACAR | TVA | VACAR | Internal | Summer | B1 | 10 | 150 | 0 | 72.55 | 73.8 | 9 | 0
2020 | TVA_2_VACAR | TVA | VACAR | Internal | Summer | B2 | 25 | 150 | 0 | 71.37 | 73.8 | 9 | 0
2020 | TVA_2_VACAR | TVA | VACAR | Internal | Summer | B3 | 75 | 150 | 0 | 67.87 | 73.8 | 9 | 0
2020 | TVA_2_VACAR | TVA | VACAR | Internal | Summer | B4 | 100 | 150 | 0 | 67.87 | 72.49 | 9 | 0
2020 | TVA_2_VACAR | TVA | VACAR | Internal | Summer | B5 | 200 | 150 | 150 | 50.66 | 63.36 | 9 | 3.7
2020 | TVA_2_VACAR | TVA | VACAR | Internal | Summer | B6 | 300 | 150 | 150 | 42.62 | 56.6 | 9 | 4.99
2020 | TVA_2_VACAR | TVA | VACAR | Internal | Summer | B7 | 400 | 150 | 0 | 40.88 | 49.06 | 9 | 0
2020 | TVA_2_VACAR | TVA | VACAR | Internal | Summer | B8 | 500 | 150 | 0 | 40.88 | 44.05 | 9 | 0
2020 | TVA_2_VACAR | TVA | VACAR | Internal | Summer | B9 | 800 | 150 | 0 | 38.67 | 42.2 | 9 | 0
2020 | TVA_2_VACAR | TVA | VACAR | Internal | Summer | B10 | 1262 | 150 | 0 | 36.22 | 40.67 | 9 | 0
2020 | TVA_2_VACAR | TVA | VACAR | Internal | Winter | B16 | 25 | 150 | 150 | 55.75 | 74.75 | 9 | 10
2020 | TVA_2_VACAR | TVA | VACAR | Internal | Winter | B17 | 100 | 150 | 150 | 44.84 | 56.17 | 9 | 2.33
2020 | TVA_2_VACAR | TVA | VACAR | Internal | Winter | B18 | 400 | 150 | 0 | 40.69 | 48.32 | 9 | 0
2020 | TVA_2_VACAR | TVA | VACAR | Internal | Winter | B19 | 700 | 150 | 0 | 40.69 | 46.28 | 9 | 0
2020 | TVA_2_VACAR | TVA | VACAR | Internal | Winter | B20 | 935 | 150 | 0 | 40.69 | 41.85 | 9 | 0
2020 | TVA_Transmission_2_ENT | TVA_Transmission | ENT | Internal | Shoulder | B11 | 25 | 3000 | 0 | 59.22 | 59.7 | 9 | 0
2020 | TVA_Transmission_2_ENT | TVA_Transmission | ENT | Internal | Shoulder | B12 | 200 | 3000 | 0 | 48.29 | 42.38 | 9 | 0
2020 | TVA_Transmission_2_ENT | TVA_Transmission | ENT | Internal | Shoulder | B13 | 600 | 3000 | 0 | 45.29 | 42.38 | 9 | 0
2020 | TVA_Transmission_2_ENT | TVA_Transmission | ENT | Internal | Shoulder | B14 | 900 | 3000 | 0 | 43.74 | 42.38 | 9 | 0
2020 | TVA_Transmission_2_ENT | TVA_Transmission | ENT | Internal | Shoulder | B15 | 1203 | 3000 | 0 | 40.94 | 42.07 | 9 | 0
2020 | TVA_Transmission_2_ENT | TVA_Transmission | ENT | Internal | Summer | B1 | 10 | 3000 | 0 | 72.54 | 64.54 | 9 | 0
2020 | TVA_Transmission_2_ENT | TVA_Transmission | ENT | Internal | Summer | B2 | 25 | 3000 | 0 | 71.36 | 63.36 | 9 | 0
2020 | TVA_Transmission_2_ENT | TVA_Transmission | ENT | Internal | Summer | B3 | 75 | 3000 | 0 | 67.86 | 62.36 | 9 | 0
2020 | TVA_Transmission_2_ENT | TVA_Transmission | ENT | Internal | Summer | B4 | 100 | 3000 | 0 | 67.86 | 62.36 | 9 | 0
2020 | TVA_Transmission_2_ENT | TVA_Transmission | ENT | Internal | Summer | B5 | 200 | 3000 | 0 | 62.39 | 59.66 | 9 | 0
2020 | TVA_Transmission_2_ENT | TVA_Transmission | ENT | Internal | Summer | B6 | 300 | 3000 | 0 | 54.92 | 55.88 | 9 | 0
2020 | TVA_Transmission_2_ENT | TVA_Transmission | ENT | Internal | Summer | B7 | 400 | 3000 | 0 | 47.61 | 48.06 | 9 | 0
2020 | TVA_Transmission_2_ENT | TVA_Transmission | ENT | Internal | Summer | B8 | 500 | 3000 | 0 | 42.27 | 41 | 9 | 0
2020 | TVA_Transmission_2_ENT | TVA_Transmission | ENT | Internal | Summer | B9 | 800 | 3000 | 0 | 40.22 | 41 | 9 | 0
2020 | TVA_Transmission_2_ENT | TVA_Transmission | ENT | Internal | Summer | B10 | 1262 | 3000 | 0 | 38.24 | 40.71 | 9 | 0
2020 | TVA_Transmission_2_ENT | TVA_Transmission | ENT | Internal | Winter | B16 | 25 | 3000 | 0 | 59.74 | 56.45 | 9 | 0
2020 | TVA_Transmission_2_ENT | TVA_Transmission | ENT | Internal | Winter | B17 | 100 | 3000 | 0 | 50.64 | 45.1 | 9 | 0
2020 | TVA_Transmission_2_ENT | TVA_Transmission | ENT | Internal | Winter | B18 | 400 | 3000 | 0 | 45.99 | 45.1 | 9 | 0
2020 | TVA_Transmission_2_ENT | TVA_Transmission | ENT | Internal | Winter | B19 | 700 | 3000 | 0 | 44.3 | 44.77 | 9 | 0
2020 | TVA_Transmission_2_ENT | TVA_Transmission | ENT | Internal | Winter | B20 | 935 | 3000 | 0 | 41.18 | 43.66 | 9 | 0
2020 | TVA_Transmission_2_NonRTO_Midwest | TVA_Transmission | NonRTO_Midwest | Internal | Shoulder | B11 | 25 | 700 | 0 | 59.22 | 63.69 | 9 | 0
2020 | TVA_Transmission_2_NonRTO_Midwest | TVA_Transmission | NonRTO_Midwest | Internal | Shoulder | B12 | 200 | 700 | 0 | 48.29 | 54.19 | 9 | 0
2020 | TVA_Transmission_2_NonRTO_Midwest | TVA_Transmission | NonRTO_Midwest | Internal | Shoulder | B13 | 600 | 700 | 0 | 45.29 | 49.17 | 9 | 0
2020 | TVA_Transmission_2_NonRTO_Midwest | TVA_Transmission | NonRTO_Midwest | Internal | Shoulder | B14 | 900 | 700 | 0 | 43.74 | 43.24 | 9 | 0
2020 | TVA_Transmission_2_NonRTO_Midwest | TVA_Transmission | NonRTO_Midwest | Internal | Shoulder | B15 | 1203 | 700 | 0 | 40.94 | 35.63 | 9 | 0
2020 | TVA_Transmission_2_NonRTO_Midwest | TVA_Transmission | NonRTO_Midwest | Internal | Summer | B1 | 10 | 700 | 0 | 72.54 | 69.15 | 9 | 0
2020 | TVA_Transmission_2_NonRTO_Midwest | TVA_Transmission | NonRTO_Midwest | Internal | Summer | B2 | 25 | 700 | 0 | 71.36 | 69.15 | 9 | 0
2020 | TVA_Transmission_2_NonRTO_Midwest | TVA_Transmission | NonRTO_Midwest | Internal | Summer | B3 | 75 | 700 | 0 | 67.86 | 69.15 | 9 | 0
2020 | TVA_Transmission_2_NonRTO_Midwest | TVA_Transmission | NonRTO_Midwest | Internal | Summer | B4 | 100 | 700 | 0 | 67.86 | 69.15 | 9 | 0
2020 | TVA_Transmission_2_NonRTO_Midwest | TVA_Transmission | NonRTO_Midwest | Internal | Summer | B5 | 200 | 700 | 0 | 62.39 | 66.77 | 9 | 0
2020 | TVA_Transmission_2_NonRTO_Midwest | TVA_Transmission | NonRTO_Midwest | Internal | Summer | B6 | 300 | 700 | 0 | 54.92 | 57.38 | 9 | 0
2020 | TVA_Transmission_2_NonRTO_Midwest | TVA_Transmission | NonRTO_Midwest | Internal | Summer | B7 | 400 | 700 | 0 | 47.61 | 43.73 | 9 | 0
2020 | TVA_Transmission_2_NonRTO_Midwest | TVA_Transmission | NonRTO_Midwest | Internal | Summer | B8 | 500 | 700 | 0 | 42.27 | 41.32 | 9 | 0
2020 | TVA_Transmission_2_NonRTO_Midwest | TVA_Transmission | NonRTO_Midwest | Internal | Summer | B9 | 800 | 700 | 0 | 40.22 | 36.86 | 9 | 0
2020 | TVA_Transmission_2_NonRTO_Midwest | TVA_Transmission | NonRTO_Midwest | Internal | Summer | B10 | 1262 | 700 | 0 | 38.24 | 33.61 | 9 | 0
2020 | TVA_Transmission_2_NonRTO_Midwest | TVA_Transmission | NonRTO_Midwest | Internal | Winter | B16 | 25 | 700 | 0 | 59.74 | 60.74 | 9 | 0
2020 | TVA_Transmission_2_NonRTO_Midwest | TVA_Transmission | NonRTO_Midwest | Internal | Winter | B17 | 100 | 700 | 0 | 50.64 | 56.2 | 9 | 0
2020 | TVA_Transmission_2_NonRTO_Midwest | TVA_Transmission | NonRTO_Midwest | Internal | Winter | B18 | 400 | 700 | 0 | 45.99 | 50.34 | 9 | 0
2020 | TVA_Transmission_2_NonRTO_Midwest | TVA_Transmission | NonRTO_Midwest | Internal | Winter | B19 | 700 | 700 | 0 | 44.3 | 43.73 | 9 | 0
2020 | TVA_Transmission_2_NonRTO_Midwest | TVA_Transmission | NonRTO_Midwest | Internal | Winter | B20 | 935 | 700 | 0 | 41.18 | 35.69 | 9 | 0
2020 | TVA_Transmission_2_SOCO | TVA_Transmission | SOCO | Internal | Shoulder | B11 | 25 | 3200 | 0 | 59.22 | 67.66 | 9 | 0
2020 | TVA_Transmission_2_SOCO | TVA_Transmission | SOCO | Internal | Shoulder | B12 | 200 | 3200 | 0 | 48.29 | 44.18 | 9 | 0
2020 | TVA_Transmission_2_SOCO | TVA_Transmission | SOCO | Internal | Shoulder | B13 | 600 | 3200 | 0 | 45.29 | 42.57 | 9 | 0
2020 | TVA_Transmission_2_SOCO | TVA_Transmission | SOCO | Internal | Shoulder | B14 | 900 | 3200 | 0 | 43.74 | 42.57 | 9 | 0
2020 | TVA_Transmission_2_SOCO | TVA_Transmission | SOCO | Internal | Shoulder | B15 | 1203 | 3200 | 0 | 40.94 | 42.57 | 9 | 0
2020 | TVA_Transmission_2_SOCO | TVA_Transmission | SOCO | Internal | Summer | B1 | 10 | 3200 | 0 | 72.54 | 71.71 | 9 | 0
2020 | TVA_Transmission_2_SOCO | TVA_Transmission | SOCO | Internal | Summer | B2 | 25 | 3200 | 0 | 71.36 | 70.36 | 9 | 0
2020 | TVA_Transmission_2_SOCO | TVA_Transmission | SOCO | Internal | Summer | B3 | 75 | 3200 | 0 | 67.86 | 70.36 | 9 | 0
2020 | TVA_Transmission_2_SOCO | TVA_Transmission | SOCO | Internal | Summer | B4 | 100 | 3200 | 0 | 67.86 | 70.36 | 9 | 0
2020 | TVA_Transmission_2_SOCO | TVA_Transmission | SOCO | Internal | Summer | B5 | 200 | 3200 | 0 | 62.39 | 70.36 | 9 | 0
2020 | TVA_Transmission_2_SOCO | TVA_Transmission | SOCO | Internal | Summer | B6 | 300 | 3200 | 0 | 54.92 | 63.6 | 9 | 0
2020 | TVA_Transmission_2_SOCO | TVA_Transmission | SOCO | Internal | Summer | B7 | 400 | 3200 | 0 | 47.61 | 56.06 | 9 | 0
2020 | TVA_Transmission_2_SOCO | TVA_Transmission | SOCO | Internal | Summer | B8 | 500 | 3200 | 0 | 42.27 | 44.08 | 9 | 0
2020 | TVA_Transmission_2_SOCO | TVA_Transmission | SOCO | Internal | Summer | B9 | 800 | 3200 | 0 | 40.22 | 41.3 | 9 | 0
2020 | TVA_Transmission_2_SOCO | TVA_Transmission | SOCO | Internal | Summer | B10 | 1262 | 3200 | 0 | 38.24 | 41.3 | 9 | 0
2020 | TVA_Transmission_2_SOCO | TVA_Transmission | SOCO | Internal | Winter | B16 | 25 | 3200 | 0 | 59.74 | 64.75 | 9 | 0
2020 | TVA_Transmission_2_SOCO | TVA_Transmission | SOCO | Internal | Winter | B17 | 100 | 3200 | 0 | 50.64 | 46.79 | 9 | 0
2020 | TVA_Transmission_2_SOCO | TVA_Transmission | SOCO | Internal | Winter | B18 | 400 | 3200 | 0 | 45.99 | 45.18 | 9 | 0
2020 | TVA_Transmission_2_SOCO | TVA_Transmission | SOCO | Internal | Winter | B19 | 700 | 3200 | 0 | 44.3 | 45.18 | 9 | 0
2020 | TVA_Transmission_2_SOCO | TVA_Transmission | SOCO | Internal | Winter | B20 | 935 | 3200 | 0 | 41.18 | 44.59 | 9 | 0
2020 | TVA_Transmission_2_TVA | TVA_Transmission | TVA | Internal | Shoulder | B11 | 25 | 99999 | 0 | 59.22 | 50.7 | 0.01 | 0
2020 | TVA_Transmission_2_TVA | TVA_Transmission | TVA | Internal | Shoulder | B12 | 200 | 99999 | 0 | 48.29 | 42.21 | 0.01 | 0
2020 | TVA_Transmission_2_TVA | TVA_Transmission | TVA | Internal | Shoulder | B13 | 600 | 99999 | 0 | 45.29 | 41.86 | 0.01 | 0
2020 | TVA_Transmission_2_TVA | TVA_Transmission | TVA | Internal | Shoulder | B14 | 900 | 99999 | 0 | 43.74 | 41.86 | 0.01 | 0
2020 | TVA_Transmission_2_TVA | TVA_Transmission | TVA | Internal | Shoulder | B15 | 1203 | 99999 | 0 | 40.94 | 39.66 | 0.01 | 0
2020 | TVA_Transmission_2_TVA | TVA_Transmission | TVA | Internal | Summer | B1 | 10 | 99999 | 3674.64 | 72.54 | 72.55 | 0.01 | 0
2020 | TVA_Transmission_2_TVA | TVA_Transmission | TVA | Internal | Summer | B2 | 25 | 99999 | 2862.95 | 71.36 | 71.37 | 0.01 | 0
2020 | TVA_Transmission_2_TVA | TVA_Transmission | TVA | Internal | Summer | B3 | 75 | 99999 | 1263.3 | 67.86 | 67.87 | 0.01 | 0
2020 | TVA_Transmission_2_TVA | TVA_Transmission | TVA | Internal | Summer | B4 | 100 | 99999 | 525.46 | 67.86 | 67.87 | 0.01 | 0
2020 | TVA_Transmission_2_TVA | TVA_Transmission | TVA | Internal | Summer | B5 | 200 | 99999 | 0 | 62.39 | 50.66 | 0.01 | 0
2020 | TVA_Transmission_2_TVA | TVA_Transmission | TVA | Internal | Summer | B6 | 300 | 99999 | 0 | 54.92 | 42.62 | 0.01 | 0
2020 | TVA_Transmission_2_TVA | TVA_Transmission | TVA | Internal | Summer | B7 | 400 | 99999 | 0 | 47.61 | 40.88 | 0.01 | 0
2020 | TVA_Transmission_2_TVA | TVA_Transmission | TVA | Internal | Summer | B8 | 500 | 99999 | 0 | 42.27 | 40.88 | 0.01 | 0
2020 | TVA_Transmission_2_TVA | TVA_Transmission | TVA | Internal | Summer | B9 | 800 | 99999 | 0 | 40.22 | 38.67 | 0.01 | 0
2020 | TVA_Transmission_2_TVA | TVA_Transmission | TVA | Internal | Summer | B10 | 1262 | 99999 | 0 | 38.24 | 36.22 | 0.01 | 0
2020 | TVA_Transmission_2_TVA | TVA_Transmission | TVA | Internal | Winter | B16 | 25 | 99999 | 0 | 59.74 | 55.75 | 0.01 | 0
2020 | TVA_Transmission_2_TVA | TVA_Transmission | TVA | Internal | Winter | B17 | 100 | 99999 | 0 | 50.64 | 44.84 | 0.01 | 0
2020 | TVA_Transmission_2_TVA | TVA_Transmission | TVA | Internal | Winter | B18 | 400 | 99999 | 0 | 45.99 | 40.69 | 0.01 | 0
2020 | TVA_Transmission_2_TVA | TVA_Transmission | TVA | Internal | Winter | B19 | 700 | 99999 | 0 | 44.3 | 40.69 | 0.01 | 0
2020 | TVA_Transmission_2_TVA | TVA_Transmission | TVA | Internal | Winter | B20 | 935 | 99999 | 0 | 41.18 | 40.69 | 0.01 | 0
2020 | TVA_Transmission_2_VACAR | TVA_Transmission | VACAR | Internal | Shoulder | B11 | 25 | 900 | 0 | 59.22 | 60.66 | 9 | 0
2020 | TVA_Transmission_2_VACAR | TVA_Transmission | VACAR | Internal | Shoulder | B12 | 200 | 900 | 0 | 48.29 | 54.18 | 9 | 0
2020 | TVA_Transmission_2_VACAR | TVA_Transmission | VACAR | Internal | Shoulder | B13 | 600 | 900 | 0 | 45.29 | 47.61 | 9 | 0
2020 | TVA_Transmission_2_VACAR | TVA_Transmission | VACAR | Internal | Shoulder | B14 | 900 | 900 | 0 | 43.74 | 45.98 | 9 | 0
2020 | TVA_Transmission_2_VACAR | TVA_Transmission | VACAR | Internal | Shoulder | B15 | 1203 | 900 | 0 | 40.94 | 42.39 | 9 | 0
2020 | TVA_Transmission_2_VACAR | TVA_Transmission | VACAR | Internal | Summer | B1 | 10 | 900 | 0 | 72.54 | 73.8 | 9 | 0
2020 | TVA_Transmission_2_VACAR | TVA_Transmission | VACAR | Internal | Summer | B2 | 25 | 900 | 0 | 71.36 | 73.8 | 9 | 0
2020 | TVA_Transmission_2_VACAR | TVA_Transmission | VACAR | Internal | Summer | B3 | 75 | 900 | 0 | 67.86 | 73.8 | 9 | 0
2020 | TVA_Transmission_2_VACAR | TVA_Transmission | VACAR | Internal | Summer | B4 | 100 | 900 | 0 | 67.86 | 72.49 | 9 | 0
2020 | TVA_Transmission_2_VACAR | TVA_Transmission | VACAR | Internal | Summer | B5 | 200 | 900 | 0 | 62.39 | 63.36 | 9 | 0
2020 | TVA_Transmission_2_VACAR | TVA_Transmission | VACAR | Internal | Summer | B6 | 300 | 900 | 0 | 54.92 | 56.6 | 9 | 0
2020 | TVA_Transmission_2_VACAR | TVA_Transmission | VACAR | Internal | Summer | B7 | 400 | 900 | 0 | 47.61 | 49.06 | 9 | 0
2020 | TVA_Transmission_2_VACAR | TVA_Transmission | VACAR | Internal | Summer | B8 | 500 | 900 | 0 | 42.27 | 44.05 | 9 | 0
2020 | TVA_Transmission_2_VACAR | TVA_Transmission | VACAR | Internal | Summer | B9 | 800 | 900 | 0 | 40.22 | 42.2 | 9 | 0
2020 | TVA_Transmission_2_VACAR | TVA_Transmission | VACAR | Internal | Summer | B10 | 1262 | 900 | 0 | 38.24 | 40.67 | 9 | 0
2020 | TVA_Transmission_2_VACAR | TVA_Transmission | VACAR | Internal | Winter | B16 | 25 | 900 | 900 | 59.74 | 74.75 | 9 | 6.01
2020 | TVA_Transmission_2_VACAR | TVA_Transmission | VACAR | Internal | Winter | B17 | 100 | 900 | 0 | 50.64 | 56.17 | 9 | 0
2020 | TVA_Transmission_2_VACAR | TVA_Transmission | VACAR | Internal | Winter | B18 | 400 | 900 | 0 | 45.99 | 48.32 | 9 | 0
2020 | TVA_Transmission_2_VACAR | TVA_Transmission | VACAR | Internal | Winter | B19 | 700 | 900 | 0 | 44.3 | 46.28 | 9 | 0
2020 | TVA_Transmission_2_VACAR | TVA_Transmission | VACAR | Internal | Winter | B20 | 935 | 900 | 0 | 41.18 | 41.85 | 9 | 0
2020 | VACAR_2_PJM_ROR | VACAR | PJM_ROR | Internal | Shoulder | B11 | 25 | 2000 | 0 | 60.66 | 53.69 | 7 | 0
2020 | VACAR_2_PJM_ROR | VACAR | PJM_ROR | Internal | Shoulder | B12 | 200 | 2000 | 0 | 54.18 | 48.18 | 7 | 0
2020 | VACAR_2_PJM_ROR | VACAR | PJM_ROR | Internal | Shoulder | B13 | 600 | 2000 | 0 | 47.61 | 42.88 | 7 | 0
2020 | VACAR_2_PJM_ROR | VACAR | PJM_ROR | Internal | Shoulder | B14 | 900 | 2000 | 0 | 45.98 | 40.17 | 7 | 0
2020 | VACAR_2_PJM_ROR | VACAR | PJM_ROR | Internal | Shoulder | B15 | 1203 | 2000 | 0 | 42.39 | 37.47 | 7 | 0
2020 | VACAR_2_PJM_ROR | VACAR | PJM_ROR | Internal | Summer | B1 | 10 | 2000 | 0 | 73.8 | 66.54 | 7 | 0
2020 | VACAR_2_PJM_ROR | VACAR | PJM_ROR | Internal | Summer | B2 | 25 | 2000 | 0 | 73.8 | 65.36 | 7 | 0
2020 | VACAR_2_PJM_ROR | VACAR | PJM_ROR | Internal | Summer | B3 | 75 | 2000 | 0 | 73.8 | 61.86 | 7 | 0
2020 | VACAR_2_PJM_ROR | VACAR | PJM_ROR | Internal | Summer | B4 | 100 | 2000 | 0 | 72.49 | 61.86 | 7 | 0
2020 | VACAR_2_PJM_ROR | VACAR | PJM_ROR | Internal | Summer | B5 | 200 | 2000 | 0 | 63.36 | 56.97 | 7 | 0
2020 | VACAR_2_PJM_ROR | VACAR | PJM_ROR | Internal | Summer | B6 | 300 | 2000 | 0 | 56.6 | 49.23 | 7 | 0
2020 | VACAR_2_PJM_ROR | VACAR | PJM_ROR | Internal | Summer | B7 | 400 | 2000 | 0 | 49.06 | 42.26 | 7 | 0
2020 | VACAR_2_PJM_ROR | VACAR | PJM_ROR | Internal | Summer | B8 | 500 | 2000 | 0 | 44.05 | 38.01 | 7 | 0
2020 | VACAR_2_PJM_ROR | VACAR | PJM_ROR | Internal | Summer | B9 | 800 | 2000 | 0 | 42.2 | 36.2 | 7 | 0
2020 | VACAR_2_PJM_ROR | VACAR | PJM_ROR | Internal | Summer | B10 | 1262 | 2000 | 0 | 40.67 | 34.67 | 7 | 0
2020 | VACAR_2_PJM_ROR | VACAR | PJM_ROR | Internal | Winter | B16 | 25 | 2000 | 0 | 74.75 | 53.74 | 7 | 0
2020 | VACAR_2_PJM_ROR | VACAR | PJM_ROR | Internal | Winter | B17 | 100 | 2000 | 0 | 56.17 | 50.17 | 7 | 0
2020 | VACAR_2_PJM_ROR | VACAR | PJM_ROR | Internal | Winter | B18 | 400 | 2000 | 0 | 48.32 | 44.33 | 7 | 0
2020 | VACAR_2_PJM_ROR | VACAR | PJM_ROR | Internal | Winter | B19 | 700 | 2000 | 0 | 46.28 | 41.99 | 7 | 0
2020 | VACAR_2_PJM_ROR | VACAR | PJM_ROR | Internal | Winter | B20 | 935 | 2000 | 0 | 41.85 | 35.85 | 7 | 0
2020 | VACAR_2_SOCO | VACAR | SOCO | Internal | Shoulder | B11 | 25 | 3000 | 2894.16 | 60.66 | 67.66 | 7 | 0
2020 | VACAR_2_SOCO | VACAR | SOCO | Internal | Shoulder | B12 | 200 | 3000 | 0 | 54.18 | 44.18 | 7 | 0
2020 | VACAR_2_SOCO | VACAR | SOCO | Internal | Shoulder | B13 | 600 | 3000 | 0 | 47.61 | 42.57 | 7 | 0
2020 | VACAR_2_SOCO | VACAR | SOCO | Internal | Shoulder | B14 | 900 | 3000 | 0 | 45.98 | 42.57 | 7 | 0
2020 | VACAR_2_SOCO | VACAR | SOCO | Internal | Shoulder | B15 | 1203 | 3000 | 0 | 42.39 | 42.57 | 7 | 0
2020 | VACAR_2_SOCO | VACAR | SOCO | Internal | Summer | B1 | 10 | 3000 | 0 | 73.8 | 71.71 | 7 | 0
2020 | VACAR_2_SOCO | VACAR | SOCO | Internal | Summer | B2 | 25 | 3000 | 0 | 73.8 | 70.36 | 7 | 0
2020 | VACAR_2_SOCO | VACAR | SOCO | Internal | Summer | B3 | 75 | 3000 | 0 | 73.8 | 70.36 | 7 | 0
2020 | VACAR_2_SOCO | VACAR | SOCO | Internal | Summer | B4 | 100 | 3000 | 0 | 72.49 | 70.36 | 7 | 0
2020 | VACAR_2_SOCO | VACAR | SOCO | Internal | Summer | B5 | 200 | 3000 | 449.02 | 63.36 | 70.36 | 7 | 0
2020 | VACAR_2_SOCO | VACAR | SOCO | Internal | Summer | B6 | 300 | 3000 | 432.05 | 56.6 | 63.6 | 7 | 0
2020 | VACAR_2_SOCO | VACAR | SOCO | Internal | Summer | B7 | 400 | 3000 | 2077.42 | 49.06 | 56.06 | 7 | 0
2020 | VACAR_2_SOCO | VACAR | SOCO | Internal | Summer | B8 | 500 | 3000 | 0 | 44.05 | 44.08 | 7 | 0
2020 | VACAR_2_SOCO | VACAR | SOCO | Internal | Summer | B9 | 800 | 3000 | 0 | 42.2 | 41.3 | 7 | 0
2020 | VACAR_2_SOCO | VACAR | SOCO | Internal | Summer | B10 | 1262 | 3000 | 0 | 40.67 | 41.3 | 7 | 0
2020 | VACAR_2_SOCO | VACAR | SOCO | Internal | Winter | B16 | 25 | 3000 | 0 | 74.75 | 64.75 | 7 | 0
2020 | VACAR_2_SOCO | VACAR | SOCO | Internal | Winter | B17 | 100 | 3000 | 0 | 56.17 | 46.79 | 7 | 0
2020 | VACAR_2_SOCO | VACAR | SOCO | Internal | Winter | B18 | 400 | 3000 | 0 | 48.32 | 45.18 | 7 | 0
2020 | VACAR_2_SOCO | VACAR | SOCO | Internal | Winter | B19 | 700 | 3000 | 0 | 46.28 | 45.18 | 7 | 0
2020 | VACAR_2_SOCO | VACAR | SOCO | Internal | Winter | B20 | 935 | 3000 | 0 | 41.85 | 44.59 | 7 | 0
2020 | VACAR_2_TVA_Transmission | VACAR | TVA_Transmission | Internal | Shoulder | B11 | 25 | 900 | 0 | 60.66 | 59.22 | 7 | 0
2020 | VACAR_2_TVA_Transmission | VACAR | TVA_Transmission | Internal | Shoulder | B12 | 200 | 900 | 0 | 54.18 | 48.29 | 7 | 0
2020 | VACAR_2_TVA_Transmission | VACAR | TVA_Transmission | Internal | Shoulder | B13 | 600 | 900 | 0 | 47.61 | 45.29 | 7 | 0
2020 | VACAR_2_TVA_Transmission | VACAR | TVA_Transmission | Internal | Shoulder | B14 | 900 | 900 | 0 | 45.98 | 43.74 | 7 | 0
2020 | VACAR_2_TVA_Transmission | VACAR | TVA_Transmission | Internal | Shoulder | B15 | 1203 | 900 | 0 | 42.39 | 40.94 | 7 | 0
2020 | VACAR_2_TVA_Transmission | VACAR | TVA_Transmission | Internal | Summer | B1 | 10 | 900 | 0 | 73.8 | 72.54 | 7 | 0
2020 | VACAR_2_TVA_Transmission | VACAR | TVA_Transmission | Internal | Summer | B2 | 25 | 900 | 0 | 73.8 | 71.36 | 7 | 0
2020 | VACAR_2_TVA_Transmission | VACAR | TVA_Transmission | Internal | Summer | B3 | 75 | 900 | 0 | 73.8 | 67.86 | 7 | 0
2020 | VACAR_2_TVA_Transmission | VACAR | TVA_Transmission | Internal | Summer | B4 | 100 | 900 | 0 | 72.49 | 67.86 | 7 | 0
2020 | VACAR_2_TVA_Transmission | VACAR | TVA_Transmission | Internal | Summer | B5 | 200 | 900 | 0 | 63.36 | 62.39 | 7 | 0
2020 | VACAR_2_TVA_Transmission | VACAR | TVA_Transmission | Internal | Summer | B6 | 300 | 900 | 0 | 56.6 | 54.92 | 7 | 0
2020 | VACAR_2_TVA_Transmission | VACAR | TVA_Transmission | Internal | Summer | B7 | 400 | 900 | 0 | 49.06 | 47.61 | 7 | 0
2020 | VACAR_2_TVA_Transmission | VACAR | TVA_Transmission | Internal | Summer | B8 | 500 | 900 | 0 | 44.05 | 42.27 | 7 | 0
2020 | VACAR_2_TVA_Transmission | VACAR | TVA_Transmission | Internal | Summer | B9 | 800 | 900 | 0 | 42.2 | 40.22 | 7 | 0
2020 | VACAR_2_TVA_Transmission | VACAR | TVA_Transmission | Internal | Summer | B10 | 1262 | 900 | 0 | 40.67 | 38.24 | 7 | 0
2020 | VACAR_2_TVA_Transmission | VACAR | TVA_Transmission | Internal | Winter | B16 | 25 | 900 | 0 | 74.75 | 59.74 | 7 | 0
2020 | VACAR_2_TVA_Transmission | VACAR | TVA_Transmission | Internal | Winter | B17 | 100 | 900 | 0 | 56.17 | 50.64 | 7 | 0
2020 | VACAR_2_TVA_Transmission | VACAR | TVA_Transmission | Internal | Winter | B18 | 400 | 900 | 0 | 48.32 | 45.99 | 7 | 0
2020 | VACAR_2_TVA_Transmission | VACAR | TVA_Transmission | Internal | Winter | B19 | 700 | 900 | 0 | 46.28 | 44.3 | 7 | 0
2020 | VACAR_2_TVA_Transmission | VACAR | TVA_Transmission | Internal | Winter | B20 | 935 | 900 | 0 | 41.85 | 41.18 | 7 | 0
2025 | ENT_2_SOCO | ENT | SOCO | Internal | Shoulder | B11 | 25 | 2000 | 0 | 63.17 | 67.5 | 8 | 0
2025 | ENT_2_SOCO | ENT | SOCO | Internal | Shoulder | B12 | 200 | 2000 | 0 | 44.8 | 44.95 | 8 | 0
2025 | ENT_2_SOCO | ENT | SOCO | Internal | Shoulder | B13 | 600 | 2000 | 0 | 44.8 | 44.95 | 8 | 0
2025 | ENT_2_SOCO | ENT | SOCO | Internal | Shoulder | B14 | 900 | 2000 | 0 | 44.8 | 44.95 | 8 | 0
2025 | ENT_2_SOCO | ENT | SOCO | Internal | Shoulder | B15 | 1203 | 2000 | 0 | 43.84 | 44.95 | 8 | 0
2025 | ENT_2_SOCO | ENT | SOCO | Internal | Summer | B1 | 10 | 2000 | 2000 | 75.77 | 84.58 | 8 | 0.81
2025 | ENT_2_SOCO | ENT | SOCO | Internal | Summer | B2 | 25 | 2000 | 0 | 72.42 | 73.95 | 8 | 0
2025 | ENT_2_SOCO | ENT | SOCO | Internal | Summer | B3 | 75 | 2000 | 510.92 | 65.95 | 73.95 | 8 | 0
2025 | ENT_2_SOCO | ENT | SOCO | Internal | Summer | B4 | 100 | 2000 | 544.5 | 65.95 | 73.95 | 8 | 0
2025 | ENT_2_SOCO | ENT | SOCO | Internal | Summer | B5 | 200 | 2000 | 686.92 | 63.82 | 71.82 | 8 | 0
2025 | ENT_2_SOCO | ENT | SOCO | Internal | Summer | B6 | 300 | 2000 | 0 | 57.77 | 60.44 | 8 | 0
2025 | ENT_2_SOCO | ENT | SOCO | Internal | Summer | B7 | 400 | 2000 | 50.15 | 47.2 | 55.2 | 8 | 0
2025 | ENT_2_SOCO | ENT | SOCO | Internal | Summer | B8 | 500 | 2000 | 0 | 43.28 | 44.25 | 8 | 0
2025 | ENT_2_SOCO | ENT | SOCO | Internal | Summer | B9 | 800 | 2000 | 0 | 43.28 | 43.55 | 8 | 0
2025 | ENT_2_SOCO | ENT | SOCO | Internal | Summer | B10 | 1262 | 2000 | 0 | 42.97 | 43.55 | 8 | 0
2025 | ENT_2_SOCO | ENT | SOCO | Internal | Winter | B16 | 25 | 2000 | 1863.19 | 56.47 | 64.47 | 8 | 0
2025 | ENT_2_SOCO | ENT | SOCO | Internal | Winter | B17 | 100 | 2000 | 0 | 47.79 | 47.83 | 8 | 0
2025 | ENT_2_SOCO | ENT | SOCO | Internal | Winter | B18 | 400 | 2000 | 0 | 47.79 | 47.83 | 8 | 0
2025 | ENT_2_SOCO | ENT | SOCO | Internal | Winter | B19 | 700 | 2000 | 0 | 47.44 | 47.83 | 8 | 0
2025 | ENT_2_SOCO | ENT | SOCO | Internal | Winter | B20 | 935 | 2000 | 0 | 45.31 | 44.05 | 8 | 0
2025 | ENT_2_TVA_Transmission | ENT | TVA_Transmission | Internal | Shoulder | B11 | 25 | 2100 | 0 | 63.17 | 58.5 | 8 | 0
2025 | ENT_2_TVA_Transmission | ENT | TVA_Transmission | Internal | Shoulder | B12 | 200 | 2100 | 0 | 44.8 | 48.44 | 8 | 0
2025 | ENT_2_TVA_Transmission | ENT | TVA_Transmission | Internal | Shoulder | B13 | 600 | 2100 | 0 | 44.8 | 46.19 | 8 | 0
2025 | ENT_2_TVA_Transmission | ENT | TVA_Transmission | Internal | Shoulder | B14 | 900 | 2100 | 0 | 44.8 | 45.6 | 8 | 0
2025 | ENT_2_TVA_Transmission | ENT | TVA_Transmission | Internal | Shoulder | B15 | 1203 | 2100 | 0 | 43.84 | 42.12 | 8 | 0
2025 | ENT_2_TVA_Transmission | ENT | TVA_Transmission | Internal | Summer | B1 | 10 | 2100 | 0 | 75.77 | 76.34 | 8 | 0
2025 | ENT_2_TVA_Transmission | ENT | TVA_Transmission | Internal | Summer | B2 | 25 | 2100 | 0 | 72.42 | 75.49 | 8 | 0
2025 | ENT_2_TVA_Transmission | ENT | TVA_Transmission | Internal | Summer | B3 | 75 | 2100 | 0 | 65.95 | 71.45 | 8 | 0
2025 | ENT_2_TVA_Transmission | ENT | TVA_Transmission | Internal | Summer | B4 | 100 | 2100 | 0 | 65.95 | 70.28 | 8 | 0
2025 | ENT_2_TVA_Transmission | ENT | TVA_Transmission | Internal | Summer | B5 | 200 | 2100 | 0 | 63.82 | 63.98 | 8 | 0
2025 | ENT_2_TVA_Transmission | ENT | TVA_Transmission | Internal | Summer | B6 | 300 | 2100 | 0 | 57.77 | 52.87 | 8 | 0
2025 | ENT_2_TVA_Transmission | ENT | TVA_Transmission | Internal | Summer | B7 | 400 | 2100 | 0 | 47.2 | 47.16 | 8 | 0
2025 | ENT_2_TVA_Transmission | ENT | TVA_Transmission | Internal | Summer | B8 | 500 | 2100 | 0 | 43.28 | 44.18 | 8 | 0
2025 | ENT_2_TVA_Transmission | ENT | TVA_Transmission | Internal | Summer | B9 | 800 | 2100 | 0 | 43.28 | 42.39 | 8 | 0
2025 | ENT_2_TVA_Transmission | ENT | TVA_Transmission | Internal | Summer | B10 | 1262 | 2100 | 0 | 42.97 | 38.3 | 8 | 0
2025 | ENT_2_TVA_Transmission | ENT | TVA_Transmission | Internal | Winter | B16 | 25 | 2100 | 0 | 56.47 | 55.49 | 8 | 0
2025 | ENT_2_TVA_Transmission | ENT | TVA_Transmission | Internal | Winter | B17 | 100 | 2100 | 0 | 47.79 | 51.51 | 8 | 0
2025 | ENT_2_TVA_Transmission | ENT | TVA_Transmission | Internal | Winter | B18 | 400 | 2100 | 0 | 47.79 | 48.05 | 8 | 0
2025 | ENT_2_TVA_Transmission | ENT | TVA_Transmission | Internal | Winter | B19 | 700 | 2100 | 0 | 47.44 | 46.22 | 8 | 0
2025 | ENT_2_TVA_Transmission | ENT | TVA_Transmission | Internal | Winter | B20 | 935 | 2100 | 0 | 45.31 | 41.31 | 8 | 0
2025 | HQ_NEISO_2_NEISO | HQ_NEISO | NEISO | Internal | Shoulder | B11 | 25 | 99999 | 2920 | 38.87 | 38.89 | 0.01 | 0
2025 | HQ_NEISO_2_NEISO | HQ_NEISO | NEISO | Internal | Shoulder | B12 | 200 | 99999 | 2920 | 38.87 | 38.89 | 0.01 | 0
2025 | HQ_NEISO_2_NEISO | HQ_NEISO | NEISO | Internal | Shoulder | B13 | 600 | 99999 | 2920 | 38.87 | 38.89 | 0.01 | 0
2025 | HQ_NEISO_2_NEISO | HQ_NEISO | NEISO | Internal | Shoulder | B14 | 900 | 99999 | 2920 | 38.87 | 38.89 | 0.01 | 0
2025 | HQ_NEISO_2_NEISO | HQ_NEISO | NEISO | Internal | Shoulder | B15 | 1203 | 99999 | 1143.24 | 38.87 | 38.89 | 0.01 | 0
2025 | HQ_NEISO_2_NEISO | HQ_NEISO | NEISO | Internal | Summer | B1 | 10 | 99999 | 2920 | 70.9 | 70.91 | 0.01 | 0
2025 | HQ_NEISO_2_NEISO | HQ_NEISO | NEISO | Internal | Summer | B2 | 25 | 99999 | 2920 | 59.66 | 59.67 | 0.01 | 0
2025 | HQ_NEISO_2_NEISO | HQ_NEISO | NEISO | Internal | Summer | B3 | 75 | 99999 | 2920 | 49.99 | 50 | 0.01 | 0
2025 | HQ_NEISO_2_NEISO | HQ_NEISO | NEISO | Internal | Summer | B4 | 100 | 99999 | 2920 | 39.57 | 39.58 | 0.01 | 0
2025 | HQ_NEISO_2_NEISO | HQ_NEISO | NEISO | Internal | Summer | B5 | 200 | 99999 | 2920 | 35.71 | 35.72 | 0.01 | 0
2025 | HQ_NEISO_2_NEISO | HQ_NEISO | NEISO | Internal | Summer | B6 | 300 | 99999 | 2920 | 35.71 | 35.72 | 0.01 | 0
2025 | HQ_NEISO_2_NEISO | HQ_NEISO | NEISO | Internal | Summer | B7 | 400 | 99999 | 2920 | 35.71 | 35.72 | 0.01 | 0
2025 | HQ_NEISO_2_NEISO | HQ_NEISO | NEISO | Internal | Summer | B8 | 500 | 99999 | 2920 | 35.71 | 35.72 | 0.01 | 0
2025 | HQ_NEISO_2_NEISO | HQ_NEISO | NEISO | Internal | Summer | B9 | 800 | 99999 | 2920 | 35.71 | 35.72 | 0.01 | 0
2025 | HQ_NEISO_2_NEISO | HQ_NEISO | NEISO | Internal | Summer | B10 | 1262 | 99999 | 795.94 | 35.71 | 35.72 | 0.01 | 0
2025 | HQ_NEISO_2_NEISO | HQ_NEISO | NEISO | Internal | Winter | B16 | 25 | 99999 | 2920 | 48.67 | 48.68 | 0.01 | 0
2025 | HQ_NEISO_2_NEISO | HQ_NEISO | NEISO | Internal | Winter | B17 | 100 | 99999 | 2920 | 48.67 | 48.68 | 0.01 | 0
2025 | HQ_NEISO_2_NEISO | HQ_NEISO | NEISO | Internal | Winter | B18 | 400 | 99999 | 2920 | 48.67 | 48.68 | 0.01 | 0
2025 | HQ_NEISO_2_NEISO | HQ_NEISO | NEISO | Internal | Winter | B19 | 700 | 99999 | 2920 | 48.67 | 48.68 | 0.01 | 0
2025 | HQ_NEISO_2_NEISO | HQ_NEISO | NEISO | Internal | Winter | B20 | 935 | 99999 | 1233.58 | 48.67 | 48.68 | 0.01 | 0
2025 | HQ_NY_2_NYISO_A-F | HQ_NY | NYISO_A-F | Internal | Shoulder | B11 | 25 | 99999 | 1000 | 41.87 | 41.89 | 0.01 | 0
2025 | HQ_NY_2_NYISO_A-F | HQ_NY | NYISO_A-F | Internal | Shoulder | B12 | 200 | 99999 | 1000 | 41.75 | 41.76 | 0.01 | 0
2025 | HQ_NY_2_NYISO_A-F | HQ_NY | NYISO_A-F | Internal | Shoulder | B13 | 600 | 99999 | 1000 | 41.69 | 41.7 | 0.01 | 0
2025 | HQ_NY_2_NYISO_A-F | HQ_NY | NYISO_A-F | Internal | Shoulder | B14 | 900 | 99999 | 1000 | 40.62 | 40.63 | 0.01 | 0
2025 | HQ_NY_2_NYISO_A-F | HQ_NY | NYISO_A-F | Internal | Shoulder | B15 | 1203 | 99999 | 188.69 | 40.62 | 40.63 | 0.01 | 0
2025 | HQ_NY_2_NYISO_A-F | HQ_NY | NYISO_A-F | Internal | Summer | B1 | 10 | 99999 | 1000 | 61.21 | 61.23 | 0.01 | 0
2025 | HQ_NY_2_NYISO_A-F | HQ_NY | NYISO_A-F | Internal | Summer | B2 | 25 | 99999 | 1000 | 57.49 | 57.51 | 0.01 | 0
2025 | HQ_NY_2_NYISO_A-F | HQ_NY | NYISO_A-F | Internal | Summer | B3 | 75 | 99999 | 1000 | 53.95 | 53.97 | 0.01 | 0
2025 | HQ_NY_2_NYISO_A-F | HQ_NY | NYISO_A-F | Internal | Summer | B4 | 100 | 99999 | 1000 | 49.83 | 49.84 | 0.01 | 0
2025 | HQ_NY_2_NYISO_A-F | HQ_NY | NYISO_A-F | Internal | Summer | B5 | 200 | 99999 | 1000 | 49.83 | 49.84 | 0.01 | 0
2025 | HQ_NY_2_NYISO_A-F | HQ_NY | NYISO_A-F | Internal | Summer | B6 | 300 | 99999 | 1000 | 46.58 | 46.59 | 0.01 | 0
2025 | HQ_NY_2_NYISO_A-F | HQ_NY | NYISO_A-F | Internal | Summer | B7 | 400 | 99999 | 1000 | 40.4 | 40.41 | 0.01 | 0
2025 | HQ_NY_2_NYISO_A-F | HQ_NY | NYISO_A-F | Internal | Summer | B8 | 500 | 99999 | 1000 | 38.69 | 38.71 | 0.01 | 0
2025 | HQ_NY_2_NYISO_A-F | HQ_NY | NYISO_A-F | Internal | Summer | B9 | 800 | 99999 | 1000 | 38.68 | 38.69 | 0.01 | 0
2025 | HQ_NY_2_NYISO_A-F | HQ_NY | NYISO_A-F | Internal | Summer | B10 | 1262 | 99999 | 30.11 | 38.68 | 38.69 | 0.01 | 0
2025 | HQ_NY_2_NYISO_A-F | HQ_NY | NYISO_A-F | Internal | Winter | B16 | 25 | 99999 | 1000 | 48.52 | 48.54 | 0.01 | 0
2025 | HQ_NY_2_NYISO_A-F | HQ_NY | NYISO_A-F | Internal | Winter | B17 | 100 | 99999 | 1000 | 47.7 | 47.71 | 0.01 | 0
2025 | HQ_NY_2_NYISO_A-F | HQ_NY | NYISO_A-F | Internal | Winter | B18 | 400 | 99999 | 1000 | 44.24 | 44.25 | 0.01 | 0
2025 | HQ_NY_2_NYISO_A-F | HQ_NY | NYISO_A-F | Internal | Winter | B19 | 700 | 99999 | 1000 | 44.24 | 44.25 | 0.01 | 0
2025 | HQ_NY_2_NYISO_A-F | HQ_NY | NYISO_A-F | Internal | Winter | B20 | 935 | 99999 | 229.95 | 44.24 | 44.25 | 0.01 | 0
2025 | HQ_IESO_2_IESO | HQ_IESO | IESO | Internal | Shoulder | B11 | 25 | 99999 | 400 | 34.87 | 34.89 | 0.01 | 0
2025 | HQ_IESO_2_IESO | HQ_IESO | IESO | Internal | Shoulder | B12 | 200 | 99999 | 400 | 34.75 | 34.76 | 0.01 | 0
2025 | HQ_IESO_2_IESO | HQ_IESO | IESO | Internal | Shoulder | B13 | 600 | 99999 | 400 | 34.69 | 34.7 | 0.01 | 0
2025 | HQ_IESO_2_IESO | HQ_IESO | IESO | Internal | Shoulder | B14 | 900 | 99999 | 400 | 33.62 | 33.63 | 0.01 | 0
2025 | HQ_IESO_2_IESO | HQ_IESO | IESO | Internal | Shoulder | B15 | 1203 | 99999 | 75.48 | 33.62 | 33.63 | 0.01 | 0
2025 | HQ_IESO_2_IESO | HQ_IESO | IESO | Internal | Summer | B1 | 10 | 99999 | 400 | 54.21 | 54.23 | 0.01 | 0
2025 | HQ_IESO_2_IESO | HQ_IESO | IESO | Internal | Summer | B2 | 25 | 99999 | 400 | 50.49 | 50.51 | 0.01 | 0
2025 | HQ_IESO_2_IESO | HQ_IESO | IESO | Internal | Summer | B3 | 75 | 99999 | 400 | 46.95 | 46.97 | 0.01 | 0
2025 | HQ_IESO_2_IESO | HQ_IESO | IESO | Internal | Summer | B4 | 100 | 99999 | 400 | 42.83 | 42.84 | 0.01 | 0
2025 | HQ_IESO_2_IESO | HQ_IESO | IESO | Internal | Summer | B5 | 200 | 99999 | 400 | 42.83 | 42.84 | 0.01 | 0
2025 | HQ_IESO_2_IESO | HQ_IESO | IESO | Internal | Summer | B6 | 300 | 99999 | 400 | 39.58 | 39.59 | 0.01 | 0
2025 | HQ_IESO_2_IESO | HQ_IESO | IESO | Internal | Summer | B7 | 400 | 99999 | 400 | 33.4 | 33.41 | 0.01 | 0
2025 | HQ_IESO_2_IESO | HQ_IESO | IESO | Internal | Summer | B8 | 500 | 99999 | 400 | 31.69 | 31.71 | 0.01 | 0
2025 | HQ_IESO_2_IESO | HQ_IESO | IESO | Internal | Summer | B9 | 800 | 99999 | 400 | 31.68 | 31.69 | 0.01 | 0
2025 | HQ_IESO_2_IESO | HQ_IESO | IESO | Internal | Summer | B10 | 1262 | 99999 | 12.04 | 31.68 | 31.69 | 0.01 | 0
2025 | HQ_IESO_2_IESO | HQ_IESO | IESO | Internal | Winter | B16 | 25 | 99999 | 400 | 42.48 | 42.49 | 0.01 | 0
2025 | HQ_IESO_2_IESO | HQ_IESO | IESO | Internal | Winter | B17 | 100 | 99999 | 400 | 40.7 | 40.71 | 0.01 | 0
2025 | HQ_IESO_2_IESO | HQ_IESO | IESO | Internal | Winter | B18 | 400 | 99999 | 400 | 37.24 | 37.25 | 0.01 | 0
2025 | HQ_IESO_2_IESO | HQ_IESO | IESO | Internal | Winter | B19 | 700 | 99999 | 400 | 37.24 | 37.25 | 0.01 | 0
2025 | HQ_IESO_2_IESO | HQ_IESO | IESO | Internal | Winter | B20 | 935 | 99999 | 91.98 | 37.24 | 37.25 | 0.01 | 0
2025 | IESO_2_MAPP_CA | IESO | MAPP_CA | Internal | Shoulder | B11 | 25 | 262 | 262 | 34.89 | 49.42 | 7 | 7.54
2025 | IESO_2_MAPP_CA | IESO | MAPP_CA | Internal | Shoulder | B12 | 200 | 262 | 262 | 34.76 | 46.87 | 7 | 5.1
2025 | IESO_2_MAPP_CA | IESO | MAPP_CA | Internal | Shoulder | B13 | 600 | 262 | 262 | 34.7 | 42.71 | 7 | 1.01
2025 | IESO_2_MAPP_CA | IESO | MAPP_CA | Internal | Shoulder | B14 | 900 | 262 | 262 | 33.63 | 42.28 | 7 | 1.65
2025 | IESO_2_MAPP_CA | IESO | MAPP_CA | Internal | Shoulder | B15 | 1203 | 262 | 262 | 33.63 | 42.28 | 7 | 1.65
2025 | IESO_2_MAPP_CA | IESO | MAPP_CA | Internal | Summer | B1 | 10 | 262 | 30.03 | 54.23 | 61.23 | 7 | 0
2025 | IESO_2_MAPP_CA | IESO | MAPP_CA | Internal | Summer | B2 | 25 | 262 | 104.68 | 50.51 | 57.51 | 7 | 0
2025 | IESO_2_MAPP_CA | IESO | MAPP_CA | Internal | Summer | B3 | 75 | 262 | 262 | 46.97 | 56.75 | 7 | 2.79
2025 | IESO_2_MAPP_CA | IESO | MAPP_CA | Internal | Summer | B4 | 100 | 262 | 262 | 42.84 | 55.63 | 7 | 5.79
2025 | IESO_2_MAPP_CA | IESO | MAPP_CA | Internal | Summer | B5 | 200 | 262 | 262 | 42.84 | 52.82 | 7 | 2.98
2025 | IESO_2_MAPP_CA | IESO | MAPP_CA | Internal | Summer | B6 | 300 | 262 | 262 | 39.59 | 47.37 | 7 | 0.78
2025 | IESO_2_MAPP_CA | IESO | MAPP_CA | Internal | Summer | B7 | 400 | 262 | 262 | 33.41 | 41.26 | 7 | 0.85
2025 | IESO_2_MAPP_CA | IESO | MAPP_CA | Internal | Summer | B8 | 500 | 262 | 262 | 31.71 | 39.78 | 7 | 1.07
2025 | IESO_2_MAPP_CA | IESO | MAPP_CA | Internal | Summer | B9 | 800 | 262 | 262 | 31.69 | 38.74 | 7 | 0.04
2025 | IESO_2_MAPP_CA | IESO | MAPP_CA | Internal | Summer | B10 | 1262 | 262 | 262 | 31.69 | 38.74 | 7 | 0.04
2025 | IESO_2_MAPP_CA | IESO | MAPP_CA | Internal | Winter | B16 | 25 | 262 | 262 | 42.49 | 51.47 | 7 | 1.98
2025 | IESO_2_MAPP_CA | IESO | MAPP_CA | Internal | Winter | B17 | 100 | 262 | 0 | 40.71 | 47.7 | 7 | 0
2025 | IESO_2_MAPP_CA | IESO | MAPP_CA | Internal | Winter | B18 | 400 | 262 | 262 | 37.25 | 45.58 | 7 | 1.32
2025 | IESO_2_MAPP_CA | IESO | MAPP_CA | Internal | Winter | B19 | 700 | 262 | 262 | 37.25 | 45.58 | 7 | 1.32
2025 | IESO_2_MAPP_CA | IESO | MAPP_CA | Internal | Winter | B20 | 935 | 262 | 262 | 37.25 | 45.58 | 7 | 1.32
2025 | IESO_2_MISO_MI | IESO | MISO_MI | Internal | Shoulder | B11 | 25 | 1840 | 1840 | 34.89 | 55.3 | 7 | 13.42
2025 | IESO_2_MISO_MI | IESO | MISO_MI | Internal | Shoulder | B12 | 200 | 1840 | 1840 | 34.76 | 46.9 | 7 | 5.14
2025 | IESO_2_MISO_MI | IESO | MISO_MI | Internal | Shoulder | B13 | 600 | 1840 | 1840 | 34.7 | 42.75 | 7 | 1.04
2025 | IESO_2_MISO_MI | IESO | MISO_MI | Internal | Shoulder | B14 | 900 | 1840 | 1840 | 33.63 | 42.27 | 7 | 1.64
2025 | IESO_2_MISO_MI | IESO | MISO_MI | Internal | Shoulder | B15 | 1203 | 1840 | 0 | 33.63 | 39.7 | 7 | 0
2025 | IESO_2_MISO_MI | IESO | MISO_MI | Internal | Summer | B1 | 10 | 1840 | 1840 | 54.23 | 67.94 | 7 | 6.72
2025 | IESO_2_MISO_MI | IESO | MISO_MI | Internal | Summer | B2 | 25 | 1840 | 1840 | 50.51 | 67.49 | 7 | 9.99
2025 | IESO_2_MISO_MI | IESO | MISO_MI | Internal | Summer | B3 | 75 | 1840 | 1840 | 46.97 | 63.85 | 7 | 9.88
2025 | IESO_2_MISO_MI | IESO | MISO_MI | Internal | Summer | B4 | 100 | 1840 | 1840 | 42.84 | 63.82 | 7 | 13.98
2025 | IESO_2_MISO_MI | IESO | MISO_MI | Internal | Summer | B5 | 200 | 1840 | 1840 | 42.84 | 60.9 | 7 | 11.06
2025 | IESO_2_MISO_MI | IESO | MISO_MI | Internal | Summer | B6 | 300 | 1840 | 1840 | 39.59 | 49.76 | 7 | 3.17
2025 | IESO_2_MISO_MI | IESO | MISO_MI | Internal | Summer | B7 | 400 | 1840 | 1840 | 33.41 | 41.29 | 7 | 0.88
2025 | IESO_2_MISO_MI | IESO | MISO_MI | Internal | Summer | B8 | 500 | 1840 | 1840 | 31.71 | 39.8 | 7 | 1.1
2025 | IESO_2_MISO_MI | IESO | MISO_MI | Internal | Summer | B9 | 800 | 1840 | 1840 | 31.69 | 38.73 | 7 | 0.03
2025 | IESO_2_MISO_MI | IESO | MISO_MI | Internal | Summer | B10 | 1262 | 1840 | 0 | 31.69 | 35.83 | 7 | 0
2025 | IESO_2_MISO_MI | IESO | MISO_MI | Internal | Winter | B16 | 25 | 1840 | 1840 | 42.49 | 51.6 | 7 | 2.11
2025 | IESO_2_MISO_MI | IESO | MISO_MI | Internal | Winter | B17 | 100 | 1840 | 1840 | 40.71 | 47.73 | 7 | 0.02
2025 | IESO_2_MISO_MI | IESO | MISO_MI | Internal | Winter | B18 | 400 | 1840 | 1840 | 37.25 | 45.56 | 7 | 1.31
2025 | IESO_2_MISO_MI | IESO | MISO_MI | Internal | Winter | B19 | 700 | 1840 | 439.65 | 37.25 | 44.25 | 7 | 0
2025 | IESO_2_MISO_MI | IESO | MISO_MI | Internal | Winter | B20 | 935 | 1840 | 0 | 37.25 | 37.31 | 7 | 0
2025 | IESO_2_MISO_W | IESO | MISO_W | Internal | Shoulder | B11 | 25 | 140 | 140 | 34.89 | 55.93 | 7 | 14.05
2025 | IESO_2_MISO_W | IESO | MISO_W | Internal | Shoulder | B12 | 200 | 140 | 140 | 34.76 | 46.88 | 7 | 5.11
2025 | IESO_2_MISO_W | IESO | MISO_W | Internal | Shoulder | B13 | 600 | 140 | 140 | 34.7 | 42.72 | 7 | 1.02
2025 | IESO_2_MISO_W | IESO | MISO_W | Internal | Shoulder | B14 | 900 | 140 | 140 | 33.63 | 42.27 | 7 | 1.64
2025 | IESO_2_MISO_W | IESO | MISO_W | Internal | Shoulder | B15 | 1203 | 140 | 0 | 33.63 | 39.69 | 7 | 0
2025 | IESO_2_MISO_W | IESO | MISO_W | Internal | Summer | B1 | 10 | 140 | 140 | 54.23 | 68.33 | 7 | 7.1
2025 | IESO_2_MISO_W | IESO | MISO_W | Internal | Summer | B2 | 25 | 140 | 140 | 50.51 | 67.48 | 7 | 9.98
2025 | IESO_2_MISO_W | IESO | MISO_W | Internal | Summer | B3 | 75 | 140 | 140 | 46.97 | 67.48 | 7 | 13.52
2025 | IESO_2_MISO_W | IESO | MISO_W | Internal | Summer | B4 | 100 | 140 | 140 | 42.84 | 66.28 | 7 | 16.44
2025 | IESO_2_MISO_W | IESO | MISO_W | Internal | Summer | B5 | 200 | 140 | 140 | 42.84 | 60.93 | 7 | 11.09
2025 | IESO_2_MISO_W | IESO | MISO_W | Internal | Summer | B6 | 300 | 140 | 140 | 39.59 | 49.78 | 7 | 3.19
2025 | IESO_2_MISO_W | IESO | MISO_W | Internal | Summer | B7 | 400 | 140 | 140 | 33.41 | 41.27 | 7 | 0.86
2025 | IESO_2_MISO_W | IESO | MISO_W | Internal | Summer | B8 | 500 | 140 | 140 | 31.71 | 39.79 | 7 | 1.09
2025 | IESO_2_MISO_W | IESO | MISO_W | Internal | Summer | B9 | 800 | 140 | 140 | 31.69 | 38.73 | 7 | 0.03
2025 | IESO_2_MISO_W | IESO | MISO_W | Internal | Summer | B10 | 1262 | 140 | 0 | 31.69 | 35.8 | 7 | 0
2025 | IESO_2_MISO_W | IESO | MISO_W | Internal | Winter | B16 | 25 | 140 | 140 | 42.49 | 51.48 | 7 | 1.99
2025 | IESO_2_MISO_W | IESO | MISO_W | Internal | Winter | B17 | 100 | 140 | 114.42 | 40.71 | 47.71 | 7 | 0
2025 | IESO_2_MISO_W | IESO | MISO_W | Internal | Winter | B18 | 400 | 140 | 140 | 37.25 | 45.56 | 7 | 1.31
2025 | IESO_2_MISO_W | IESO | MISO_W | Internal | Winter | B19 | 700 | 140 | 140 | 37.25 | 44.26 | 7 | 0
2025 | IESO_2_MISO_W | IESO | MISO_W | Internal | Winter | B20 | 935 | 140 | 0 | 37.25 | 37.3 | 7 | 0
2025 | IESO_2_NYISO_A-F | IESO | NYISO_A-F | Internal | Shoulder | B11 | 25 | 1725 | 1350.18 | 34.89 | 41.89 | 7 | 0
2025 | IESO_2_NYISO_A-F | IESO | NYISO_A-F | Internal | Shoulder | B12 | 200 | 1725 | 1149.83 | 34.76 | 41.76 | 7 | 0
2025 | IESO_2_NYISO_A-F | IESO | NYISO_A-F | Internal | Shoulder | B13 | 600 | 1725 | 1679.33 | 34.7 | 41.7 | 7 | 0
2025 | IESO_2_NYISO_A-F | IESO | NYISO_A-F | Internal | Shoulder | B14 | 900 | 1725 | 751.23 | 33.63 | 40.63 | 7 | 0
2025 | IESO_2_NYISO_A-F | IESO | NYISO_A-F | Internal | Shoulder | B15 | 1203 | 1725 | 381.07 | 33.63 | 40.63 | 7 | 0
2025 | IESO_2_NYISO_A-F | IESO | NYISO_A-F | Internal | Summer | B1 | 10 | 1725 | 302.82 | 54.23 | 61.23 | 7 | 0
2025 | IESO_2_NYISO_A-F | IESO | NYISO_A-F | Internal | Summer | B2 | 25 | 1725 | 779.23 | 50.51 | 57.51 | 7 | 0
2025 | IESO_2_NYISO_A-F | IESO | NYISO_A-F | Internal | Summer | B3 | 75 | 1725 | 1666.66 | 46.97 | 53.97 | 7 | 0
2025 | IESO_2_NYISO_A-F | IESO | NYISO_A-F | Internal | Summer | B4 | 100 | 1725 | 1466.68 | 42.84 | 49.84 | 7 | 0
2025 | IESO_2_NYISO_A-F | IESO | NYISO_A-F | Internal | Summer | B5 | 200 | 1725 | 1086.26 | 42.84 | 49.84 | 7 | 0
2025 | IESO_2_NYISO_A-F | IESO | NYISO_A-F | Internal | Summer | B6 | 300 | 1725 | 344.82 | 39.59 | 46.59 | 7 | 0
2025 | IESO_2_NYISO_A-F | IESO | NYISO_A-F | Internal | Summer | B7 | 400 | 1725 | 524.49 | 33.41 | 40.41 | 7 | 0
2025 | IESO_2_NYISO_A-F | IESO | NYISO_A-F | Internal | Summer | B8 | 500 | 1725 | 1298.19 | 31.71 | 38.71 | 7 | 0
2025 | IESO_2_NYISO_A-F | IESO | NYISO_A-F | Internal | Summer | B9 | 800 | 1725 | 787.77 | 31.69 | 38.69 | 7 | 0
2025 | IESO_2_NYISO_A-F | IESO | NYISO_A-F | Internal | Summer | B10 | 1262 | 1725 | 544.55 | 31.69 | 38.69 | 7 | 0
2025 | IESO_2_NYISO_A-F | IESO | NYISO_A-F | Internal | Winter | B16 | 25 | 1725 | 0 | 42.49 | 48.54 | 7 | 0
2025 | IESO_2_NYISO_A-F | IESO | NYISO_A-F | Internal | Winter | B17 | 100 | 1725 | 698.28 | 40.71 | 47.71 | 7 | 0
2025 | IESO_2_NYISO_A-F | IESO | NYISO_A-F | Internal | Winter | B18 | 400 | 1725 | 1061.74 | 37.25 | 44.25 | 7 | 0
2025 | IESO_2_NYISO_A-F | IESO | NYISO_A-F | Internal | Winter | B19 | 700 | 1725 | 1026.62 | 37.25 | 44.25 | 7 | 0
2025 | IESO_2_NYISO_A-F | IESO | NYISO_A-F | Internal | Winter | B20 | 935 | 1725 | 493.68 | 37.25 | 44.25 | 7 | 0
2025 | MAPP_CA_2_IESO | MAPP_CA | IESO | Internal | Shoulder | B11 | 25 | 330 | 0 | 49.42 | 34.89 | 8 | 0
2025 | MAPP_CA_2_IESO | MAPP_CA | IESO | Internal | Shoulder | B12 | 200 | 330 | 0 | 46.87 | 34.76 | 8 | 0
2025 | MAPP_CA_2_IESO | MAPP_CA | IESO | Internal | Shoulder | B13 | 600 | 330 | 0 | 42.71 | 34.7 | 8 | 0
2025 | MAPP_CA_2_IESO | MAPP_CA | IESO | Internal | Shoulder | B14 | 900 | 330 | 0 | 42.28 | 33.63 | 8 | 0
2025 | MAPP_CA_2_IESO | MAPP_CA | IESO | Internal | Shoulder | B15 | 1203 | 330 | 0 | 42.28 | 33.63 | 8 | 0
2025 | MAPP_CA_2_IESO | MAPP_CA | IESO | Internal | Summer | B1 | 10 | 330 | 0 | 61.23 | 54.23 | 8 | 0
2025 | MAPP_CA_2_IESO | MAPP_CA | IESO | Internal | Summer | B2 | 25 | 330 | 0 | 57.51 | 50.51 | 8 | 0
2025 | MAPP_CA_2_IESO | MAPP_CA | IESO | Internal | Summer | B3 | 75 | 330 | 0 | 56.75 | 46.97 | 8 | 0
2025 | MAPP_CA_2_IESO | MAPP_CA | IESO | Internal | Summer | B4 | 100 | 330 | 0 | 55.63 | 42.84 | 8 | 0
2025 | MAPP_CA_2_IESO | MAPP_CA | IESO | Internal | Summer | B5 | 200 | 330 | 0 | 52.82 | 42.84 | 8 | 0
2025 | MAPP_CA_2_IESO | MAPP_CA | IESO | Internal | Summer | B6 | 300 | 330 | 0 | 47.37 | 39.59 | 8 | 0
2025 | MAPP_CA_2_IESO | MAPP_CA | IESO | Internal | Summer | B7 | 400 | 330 | 0 | 41.26 | 33.41 | 8 | 0
2025 | MAPP_CA_2_IESO | MAPP_CA | IESO | Internal | Summer | B8 | 500 | 330 | 0 | 39.78 | 31.71 | 8 | 0
2025 | MAPP_CA_2_IESO | MAPP_CA | IESO | Internal | Summer | B9 | 800 | 330 | 0 | 38.74 | 31.69 | 8 | 0
2025 | MAPP_CA_2_IESO | MAPP_CA | IESO | Internal | Summer | B10 | 1262 | 330 | 0 | 38.74 | 31.69 | 8 | 0
2025 | MAPP_CA_2_IESO | MAPP_CA | IESO | Internal | Winter | B16 | 25 | 330 | 0 | 51.47 | 42.49 | 8 | 0
2025 | MAPP_CA_2_IESO | MAPP_CA | IESO | Internal | Winter | B17 | 100 | 330 | 0 | 47.7 | 40.71 | 8 | 0
2025 | MAPP_CA_2_IESO | MAPP_CA | IESO | Internal | Winter | B18 | 400 | 330 | 0 | 45.58 | 37.25 | 8 | 0
2025 | MAPP_CA_2_IESO | MAPP_CA | IESO | Internal | Winter | B19 | 700 | 330 | 0 | 45.58 | 37.25 | 8 | 0
2025 | MAPP_CA_2_IESO | MAPP_CA | IESO | Internal | Winter | B20 | 935 | 330 | 0 | 45.58 | 37.25 | 8 | 0
2025 | MAPP_CA_2_MAPP_US | MAPP_CA | MAPP_US | Internal | Shoulder | B11 | 25 | 372 | 0 | 49.42 | 55.92 | 7 | 0
2025 | MAPP_CA_2_MAPP_US | MAPP_CA | MAPP_US | Internal | Shoulder | B12 | 200 | 372 | 0 | 46.87 | 39.88 | 7 | 0
2025 | MAPP_CA_2_MAPP_US | MAPP_CA | MAPP_US | Internal | Shoulder | B13 | 600 | 372 | 0 | 42.71 | 35.92 | 7 | 0
2025 | MAPP_CA_2_MAPP_US | MAPP_CA | MAPP_US | Internal | Shoulder | B14 | 900 | 372 | 0 | 42.28 | 35.8 | 7 | 0
2025 | MAPP_CA_2_MAPP_US | MAPP_CA | MAPP_US | Internal | Shoulder | B15 | 1203 | 372 | 0 | 42.28 | 34.9 | 7 | 0
2025 | MAPP_CA_2_MAPP_US | MAPP_CA | MAPP_US | Internal | Summer | B1 | 10 | 372 | 0 | 61.23 | 63.75 | 7 | 0
2025 | MAPP_CA_2_MAPP_US | MAPP_CA | MAPP_US | Internal | Summer | B2 | 25 | 372 | 0 | 57.51 | 63.75 | 7 | 0
2025 | MAPP_CA_2_MAPP_US | MAPP_CA | MAPP_US | Internal | Summer | B3 | 75 | 372 | 46.32 | 56.75 | 63.75 | 7 | 0
2025 | MAPP_CA_2_MAPP_US | MAPP_CA | MAPP_US | Internal | Summer | B4 | 100 | 372 | 40.62 | 55.63 | 62.63 | 7 | 0
2025 | MAPP_CA_2_MAPP_US | MAPP_CA | MAPP_US | Internal | Summer | B5 | 200 | 372 | 27.56 | 52.82 | 59.82 | 7 | 0
2025 | MAPP_CA_2_MAPP_US | MAPP_CA | MAPP_US | Internal | Summer | B6 | 300 | 372 | 0 | 47.37 | 49.77 | 7 | 0
2025 | MAPP_CA_2_MAPP_US | MAPP_CA | MAPP_US | Internal | Summer | B7 | 400 | 372 | 0 | 41.26 | 40.38 | 7 | 0
2025 | MAPP_CA_2_MAPP_US | MAPP_CA | MAPP_US | Internal | Summer | B8 | 500 | 372 | 0 | 39.78 | 35.19 | 7 | 0
2025 | MAPP_CA_2_MAPP_US | MAPP_CA | MAPP_US | Internal | Summer | B9 | 800 | 372 | 0 | 38.74 | 34.34 | 7 | 0
2025 | MAPP_CA_2_MAPP_US | MAPP_CA | MAPP_US | Internal | Summer | B10 | 1262 | 372 | 0 | 38.74 | 30.02 | 7 | 0
2025 | MAPP_CA_2_MAPP_US | MAPP_CA | MAPP_US | Internal | Winter | B16 | 25 | 372 | 0 | 51.47 | 44.48 | 7 | 0
2025 | MAPP_CA_2_MAPP_US | MAPP_CA | MAPP_US | Internal | Winter | B17 | 100 | 372 | 0 | 47.7 | 40.71 | 7 | 0
2025 | MAPP_CA_2_MAPP_US | MAPP_CA | MAPP_US | Internal | Winter | B18 | 400 | 372 | 0 | 45.58 | 38.56 | 7 | 0
2025 | MAPP_CA_2_MAPP_US | MAPP_CA | MAPP_US | Internal | Winter | B19 | 700 | 372 | 0 | 45.58 | 38.56 | 7 | 0
2025 | MAPP_CA_2_MAPP_US | MAPP_CA | MAPP_US | Internal | Winter | B20 | 935 | 372 | 0 | 45.58 | 32.04 | 7 | 0
2025 | MAPP_CA_2_MISO_W | MAPP_CA | MISO_W | Internal | Shoulder | B11 | 25 | 1988 | 1988 | 49.42 | 55.93 | 0.01 | 6.5
2025 | MAPP_CA_2_MISO_W | MAPP_CA | MISO_W | Internal | Shoulder | B12 | 200 | 1988 | 1329.86 | 46.87 | 46.88 | 0.01 | 0
2025 | MAPP_CA_2_MISO_W | MAPP_CA | MISO_W | Internal | Shoulder | B13 | 600 | 1988 | 1110.85 | 42.71 | 42.72 | 0.01 | 0
2025 | MAPP_CA_2_MISO_W | MAPP_CA | MISO_W | Internal | Shoulder | B14 | 900 | 1988 | 0 | 42.28 | 42.27 | 0.01 | 0
2025 | MAPP_CA_2_MISO_W | MAPP_CA | MISO_W | Internal | Shoulder | B15 | 1203 | 1988 | 0 | 42.28 | 39.69 | 0.01 | 0
2025 | MAPP_CA_2_MISO_W | MAPP_CA | MISO_W | Internal | Summer | B1 | 10 | 1988 | 1988 | 61.23 | 68.33 | 0.01 | 7.09
2025 | MAPP_CA_2_MISO_W | MAPP_CA | MISO_W | Internal | Summer | B2 | 25 | 1988 | 1988 | 57.51 | 67.48 | 0.01 | 9.96
2025 | MAPP_CA_2_MISO_W | MAPP_CA | MISO_W | Internal | Summer | B3 | 75 | 1988 | 1988 | 56.75 | 67.48 | 0.01 | 10.72
2025 | MAPP_CA_2_MISO_W | MAPP_CA | MISO_W | Internal | Summer | B4 | 100 | 1988 | 1988 | 55.63 | 66.28 | 0.01 | 10.64
2025 | MAPP_CA_2_MISO_W | MAPP_CA | MISO_W | Internal | Summer | B5 | 200 | 1988 | 1988 | 52.82 | 60.93 | 0.01 | 8.09
2025 | MAPP_CA_2_MISO_W | MAPP_CA | MISO_W | Internal | Summer | B6 | 300 | 1988 | 1988 | 47.37 | 49.78 | 0.01 | 2.4
2025 | MAPP_CA_2_MISO_W | MAPP_CA | MISO_W | Internal | Summer | B7 | 400 | 1988 | 1392.44 | 41.26 | 41.27 | 0.01 | 0
2025 | MAPP_CA_2_MISO_W | MAPP_CA | MISO_W | Internal | Summer | B8 | 500 | 1988 | 1452.37 | 39.78 | 39.79 | 0.01 | 0
2025 | MAPP_CA_2_MISO_W | MAPP_CA | MISO_W | Internal | Summer | B9 | 800 | 1988 | 0 | 38.74 | 38.73 | 0.01 | 0
2025 | MAPP_CA_2_MISO_W | MAPP_CA | MISO_W | Internal | Summer | B10 | 1262 | 1988 | 0 | 38.74 | 35.8 | 0.01 | 0
2025 | MAPP_CA_2_MISO_W | MAPP_CA | MISO_W | Internal | Winter | B16 | 25 | 1988 | 736.62 | 51.47 | 51.48 | 0.01 | 0
2025 | MAPP_CA_2_MISO_W | MAPP_CA | MISO_W | Internal | Winter | B17 | 100 | 1988 | 40.68 | 47.7 | 47.71 | 0.01 | 0
2025 | MAPP_CA_2_MISO_W | MAPP_CA | MISO_W | Internal | Winter | B18 | 400 | 1988 | 0 | 45.58 | 45.56 | 0.01 | 0
2025 | MAPP_CA_2_MISO_W | MAPP_CA | MISO_W | Internal | Winter | B19 | 700 | 1988 | 0 | 45.58 | 44.26 | 0.01 | 0
2025 | MAPP_CA_2_MISO_W | MAPP_CA | MISO_W | Internal | Winter | B20 | 935 | 1988 | 0 | 45.58 | 37.3 | 0.01 | 0
2025 | MAPP_US_2_MAPP_CA | MAPP_US | MAPP_CA | Internal | Shoulder | B11 | 25 | 165 | 0 | 55.92 | 49.42 | 7 | 0
2025 | MAPP_US_2_MAPP_CA | MAPP_US | MAPP_CA | Internal | Shoulder | B12 | 200 | 165 | 0 | 39.88 | 46.87 | 7 | 0
2025 | MAPP_US_2_MAPP_CA | MAPP_US | MAPP_CA | Internal | Shoulder | B13 | 600 | 165 | 0 | 35.92 | 42.71 | 7 | 0
2025 | MAPP_US_2_MAPP_CA | MAPP_US | MAPP_CA | Internal | Shoulder | B14 | 900 | 165 | 0 | 35.8 | 42.28 | 7 | 0
2025 | MAPP_US_2_MAPP_CA | MAPP_US | MAPP_CA | Internal | Shoulder | B15 | 1203 | 165 | 165 | 34.9 | 42.28 | 7 | 0.38
2025 | MAPP_US_2_MAPP_CA | MAPP_US | MAPP_CA | Internal | Summer | B1 | 10 | 165 | 0 | 63.75 | 61.23 | 7 | 0
2025 | MAPP_US_2_MAPP_CA | MAPP_US | MAPP_CA | Internal | Summer | B2 | 25 | 165 | 0 | 63.75 | 57.51 | 7 | 0
2025 | MAPP_US_2_MAPP_CA | MAPP_US | MAPP_CA | Internal | Summer | B3 | 75 | 165 | 0 | 63.75 | 56.75 | 7 | 0
2025 | MAPP_US_2_MAPP_CA | MAPP_US | MAPP_CA | Internal | Summer | B4 | 100 | 165 | 0 | 62.63 | 55.63 | 7 | 0
2025 | MAPP_US_2_MAPP_CA | MAPP_US | MAPP_CA | Internal | Summer | B5 | 200 | 165 | 0 | 59.82 | 52.82 | 7 | 0
2025 | MAPP_US_2_MAPP_CA | MAPP_US | MAPP_CA | Internal | Summer | B6 | 300 | 165 | 0 | 49.77 | 47.37 | 7 | 0
2025 | MAPP_US_2_MAPP_CA | MAPP_US | MAPP_CA | Internal | Summer | B7 | 400 | 165 | 0 | 40.38 | 41.26 | 7 | 0
2025 | MAPP_US_2_MAPP_CA | MAPP_US | MAPP_CA | Internal | Summer | B8 | 500 | 165 | 0 | 35.19 | 39.78 | 7 | 0
2025 | MAPP_US_2_MAPP_CA | MAPP_US | MAPP_CA | Internal | Summer | B9 | 800 | 165 | 0 | 34.34 | 38.74 | 7 | 0
2025 | MAPP_US_2_MAPP_CA | MAPP_US | MAPP_CA | Internal | Summer | B10 | 1262 | 165 | 165 | 30.02 | 38.74 | 7 | 1.72
2025 | MAPP_US_2_MAPP_CA | MAPP_US | MAPP_CA | Internal | Winter | B16 | 25 | 165 | 0 | 44.48 | 51.47 | 7 | 0
2025 | MAPP_US_2_MAPP_CA | MAPP_US | MAPP_CA | Internal | Winter | B17 | 100 | 165 | 0 | 40.71 | 47.7 | 7 | 0
2025 | MAPP_US_2_MAPP_CA | MAPP_US | MAPP_CA | Internal | Winter | B18 | 400 | 165 | 165 | 38.56 | 45.58 | 7 | 0.01
2025 | MAPP_US_2_MAPP_CA | MAPP_US | MAPP_CA | Internal | Winter | B19 | 700 | 165 | 165 | 38.56 | 45.58 | 7 | 0.01
2025 | MAPP_US_2_MAPP_CA | MAPP_US | MAPP_CA | Internal | Winter | B20 | 935 | 165 | 165 | 32.04 | 45.58 | 7 | 6.54
2025 | MAPP_US_2_MISO_W | MAPP_US | MISO_W | Internal | Shoulder | B11 | 25 | 2635 | 0 | 55.92 | 55.93 | 7 | 0
2025 | MAPP_US_2_MISO_W | MAPP_US | MISO_W | Internal | Shoulder | B12 | 200 | 2635 | 1188.1 | 39.88 | 46.88 | 7 | 0
2025 | MAPP_US_2_MISO_W | MAPP_US | MISO_W | Internal | Shoulder | B13 | 600 | 2635 | 0 | 35.92 | 42.72 | 7 | 0
2025 | MAPP_US_2_MISO_W | MAPP_US | MISO_W | Internal | Shoulder | B14 | 900 | 2635 | 0 | 35.8 | 42.27 | 7 | 0
2025 | MAPP_US_2_MISO_W | MAPP_US | MISO_W | Internal | Shoulder | B15 | 1203 | 2635 | 0 | 34.9 | 39.69 | 7 | 0
2025 | MAPP_US_2_MISO_W | MAPP_US | MISO_W | Internal | Summer | B1 | 10 | 2635 | 0 | 63.75 | 68.33 | 7 | 0
2025 | MAPP_US_2_MISO_W | MAPP_US | MISO_W | Internal | Summer | B2 | 25 | 2635 | 0 | 63.75 | 67.48 | 7 | 0
2025 | MAPP_US_2_MISO_W | MAPP_US | MISO_W | Internal | Summer | B3 | 75 | 2635 | 0 | 63.75 | 67.48 | 7 | 0
2025 | MAPP_US_2_MISO_W | MAPP_US | MISO_W | Internal | Summer | B4 | 100 | 2635 | 0 | 62.63 | 66.28 | 7 | 0
2025 | MAPP_US_2_MISO_W | MAPP_US | MISO_W | Internal | Summer | B5 | 200 | 2635 | 0 | 59.82 | 60.93 | 7 | 0
2025 | MAPP_US_2_MISO_W | MAPP_US | MISO_W | Internal | Summer | B6 | 300 | 2635 | 0 | 49.77 | 49.78 | 7 | 0
2025 | MAPP_US_2_MISO_W | MAPP_US | MISO_W | Internal | Summer | B7 | 400 | 2635 | 0 | 40.38 | 41.27 | 7 | 0
2025 | MAPP_US_2_MISO_W | MAPP_US | MISO_W | Internal | Summer | B8 | 500 | 2635 | 0 | 35.19 | 39.79 | 7 | 0
2025 | MAPP_US_2_MISO_W | MAPP_US | MISO_W | Internal | Summer | B9 | 800 | 2635 | 0 | 34.34 | 38.73 | 7 | 0
2025 | MAPP_US_2_MISO_W | MAPP_US | MISO_W | Internal | Summer | B10 | 1262 | 2635 | 0 | 30.02 | 35.8 | 7 | 0
2025 | MAPP_US_2_MISO_W | MAPP_US | MISO_W | Internal | Winter | B16 | 25 | 2635 | 1476.3 | 44.48 | 51.48 | 7 | 0
2025 | MAPP_US_2_MISO_W | MAPP_US | MISO_W | Internal | Winter | B17 | 100 | 2635 | 1092.36 | 40.71 | 47.71 | 7 | 0
2025 | MAPP_US_2_MISO_W | MAPP_US | MISO_W | Internal | Winter | B18 | 400 | 2635 | 444.09 | 38.56 | 45.56 | 7 | 0
2025 | MAPP_US_2_MISO_W | MAPP_US | MISO_W | Internal | Winter | B19 | 700 | 2635 | 0 | 38.56 | 44.26 | 7 | 0
2025 | MAPP_US_2_MISO_W | MAPP_US | MISO_W | Internal | Winter | B20 | 935 | 2635 | 0 | 32.04 | 37.3 | 7 | 0
2025 | MAPP_US_2_NE | MAPP_US | NE | Internal | Shoulder | B11 | 25 | 2000 | 1703.78 | 55.92 | 62.92 | 7 | 0
2025 | MAPP_US_2_NE | MAPP_US | NE | Internal | Shoulder | B12 | 200 | 2000 | 0 | 39.88 | 44.48 | 7 | 0
2025 | MAPP_US_2_NE | MAPP_US | NE | Internal | Shoulder | B13 | 600 | 2000 | 1109.94 | 35.92 | 42.92 | 7 | 0
2025 | MAPP_US_2_NE | MAPP_US | NE | Internal | Shoulder | B14 | 900 | 2000 | 75.63 | 35.8 | 42.8 | 7 | 0
2025 | MAPP_US_2_NE | MAPP_US | NE | Internal | Shoulder | B15 | 1203 | 2000 | 0 | 34.9 | 38.83 | 7 | 0
2025 | MAPP_US_2_NE | MAPP_US | NE | Internal | Summer | B1 | 10 | 2000 | 987.2 | 63.75 | 70.75 | 7 | 0
2025 | MAPP_US_2_NE | MAPP_US | NE | Internal | Summer | B2 | 25 | 2000 | 1157.56 | 63.75 | 70.75 | 7 | 0
2025 | MAPP_US_2_NE | MAPP_US | NE | Internal | Summer | B3 | 75 | 2000 | 1309.42 | 63.75 | 70.75 | 7 | 0
2025 | MAPP_US_2_NE | MAPP_US | NE | Internal | Summer | B4 | 100 | 2000 | 1578.7 | 62.63 | 69.63 | 7 | 0
2025 | MAPP_US_2_NE | MAPP_US | NE | Internal | Summer | B5 | 200 | 2000 | 1237.73 | 59.82 | 66.82 | 7 | 0
2025 | MAPP_US_2_NE | MAPP_US | NE | Internal | Summer | B6 | 300 | 2000 | 1312.62 | 49.77 | 56.77 | 7 | 0
2025 | MAPP_US_2_NE | MAPP_US | NE | Internal | Summer | B7 | 400 | 2000 | 1599.07 | 40.38 | 47.38 | 7 | 0
2025 | MAPP_US_2_NE | MAPP_US | NE | Internal | Summer | B8 | 500 | 2000 | 1664.26 | 35.19 | 42.19 | 7 | 0
2025 | MAPP_US_2_NE | MAPP_US | NE | Internal | Summer | B9 | 800 | 2000 | 961.24 | 34.34 | 41.34 | 7 | 0
2025 | MAPP_US_2_NE | MAPP_US | NE | Internal | Summer | B10 | 1262 | 2000 | 735.79 | 30.02 | 37.02 | 7 | 0
2025 | MAPP_US_2_NE | MAPP_US | NE | Internal | Winter | B16 | 25 | 2000 | 0 | 44.48 | 51.46 | 7 | 0
2025 | MAPP_US_2_NE | MAPP_US | NE | Internal | Winter | B17 | 100 | 2000 | 0 | 40.71 | 45.85 | 7 | 0
2025 | MAPP_US_2_NE | MAPP_US | NE | Internal | Winter | B18 | 400 | 2000 | 0 | 38.56 | 43.82 | 7 | 0
2025 | MAPP_US_2_NE | MAPP_US | NE | Internal | Winter | B19 | 700 | 2000 | 0 | 38.56 | 42.43 | 7 | 0
2025 | MAPP_US_2_NE | MAPP_US | NE | Internal | Winter | B20 | 935 | 2000 | 62.25 | 32.04 | 39.04 | 7 | 0
2025 | MARITIMES_2_NEISO | MARITIMES | NEISO | Internal | Shoulder | B11 | 25 | 99999 | 1400 | 38.87 | 38.89 | 0.01 | 0
2025 | MARITIMES_2_NEISO | MARITIMES | NEISO | Internal | Shoulder | B12 | 200 | 99999 | 1400 | 38.87 | 38.89 | 0.01 | 0
2025 | MARITIMES_2_NEISO | MARITIMES | NEISO | Internal | Shoulder | B13 | 600 | 99999 | 1400 | 38.87 | 38.89 | 0.01 | 0
2025 | MARITIMES_2_NEISO | MARITIMES | NEISO | Internal | Shoulder | B14 | 900 | 99999 | 1400 | 38.87 | 38.89 | 0.01 | 0
2025 | MARITIMES_2_NEISO | MARITIMES | NEISO | Internal | Shoulder | B15 | 1203 | 99999 | 426.43 | 38.87 | 38.89 | 0.01 | 0
2025 | MARITIMES_2_NEISO | MARITIMES | NEISO | Internal | Summer | B1 | 10 | 99999 | 1400 | 70.9 | 70.91 | 0.01 | 0
2025 | MARITIMES_2_NEISO | MARITIMES | NEISO | Internal | Summer | B2 | 25 | 99999 | 1400 | 59.66 | 59.67 | 0.01 | 0
2025 | MARITIMES_2_NEISO | MARITIMES | NEISO | Internal | Summer | B3 | 75 | 99999 | 1400 | 49.99 | 50 | 0.01 | 0
2025 | MARITIMES_2_NEISO | MARITIMES | NEISO | Internal | Summer | B4 | 100 | 99999 | 1400 | 39.57 | 39.58 | 0.01 | 0
2025 | MARITIMES_2_NEISO | MARITIMES | NEISO | Internal | Summer | B5 | 200 | 99999 | 1400 | 35.71 | 35.72 | 0.01 | 0
2025 | MARITIMES_2_NEISO | MARITIMES | NEISO | Internal | Summer | B6 | 300 | 99999 | 1400 | 35.71 | 35.72 | 0.01 | 0
2025 | MARITIMES_2_NEISO | MARITIMES | NEISO | Internal | Summer | B7 | 400 | 99999 | 1400 | 35.71 | 35.72 | 0.01 | 0
2025 | MARITIMES_2_NEISO | MARITIMES | NEISO | Internal | Summer | B8 | 500 | 99999 | 1400 | 35.71 | 35.72 | 0.01 | 0
2025 | MARITIMES_2_NEISO | MARITIMES | NEISO | Internal | Summer | B9 | 800 | 99999 | 1400 | 35.71 | 35.72 | 0.01 | 0
2025 | MARITIMES_2_NEISO | MARITIMES | NEISO | Internal | Summer | B10 | 1262 | 99999 | 236.13 | 35.71 | 35.72 | 0.01 | 0
2025 | MARITIMES_2_NEISO | MARITIMES | NEISO | Internal | Winter | B16 | 25 | 99999 | 1400 | 48.67 | 48.68 | 0.01 | 0
2025 | MARITIMES_2_NEISO | MARITIMES | NEISO | Internal | Winter | B17 | 100 | 99999 | 1400 | 48.67 | 48.68 | 0.01 | 0
2025 | MARITIMES_2_NEISO | MARITIMES | NEISO | Internal | Winter | B18 | 400 | 99999 | 1400 | 48.67 | 48.68 | 0.01 | 0
2025 | MARITIMES_2_NEISO | MARITIMES | NEISO | Internal | Winter | B19 | 700 | 99999 | 1400 | 48.67 | 48.68 | 0.01 | 0
2025 | MARITIMES_2_NEISO | MARITIMES | NEISO | Internal | Winter | B20 | 935 | 99999 | 475.94 | 48.67 | 48.68 | 0.01 | 0
2025 | MISO_IN_2_MISO_MI | MISO_IN | MISO_MI | Internal | Shoulder | B11 | 25 | 5000 | 0 | 55.93 | 55.3 | 0.01 | 0
2025 | MISO_IN_2_MISO_MI | MISO_IN | MISO_MI | Internal | Shoulder | B12 | 200 | 5000 | 0 | 46.9 | 46.9 | 0.01 | 0
2025 | MISO_IN_2_MISO_MI | MISO_IN | MISO_MI | Internal | Shoulder | B13 | 600 | 5000 | 0 | 42.75 | 42.75 | 0.01 | 0
2025 | MISO_IN_2_MISO_MI | MISO_IN | MISO_MI | Internal | Shoulder | B14 | 900 | 5000 | 360.71 | 42.26 | 42.27 | 0.01 | 0
2025 | MISO_IN_2_MISO_MI | MISO_IN | MISO_MI | Internal | Shoulder | B15 | 1203 | 5000 | 549.96 | 39.69 | 39.7 | 0.01 | 0
2025 | MISO_IN_2_MISO_MI | MISO_IN | MISO_MI | Internal | Summer | B1 | 10 | 5000 | 0 | 68.33 | 67.94 | 0.01 | 0
2025 | MISO_IN_2_MISO_MI | MISO_IN | MISO_MI | Internal | Summer | B2 | 25 | 5000 | 0 | 67.51 | 67.49 | 0.01 | 0
2025 | MISO_IN_2_MISO_MI | MISO_IN | MISO_MI | Internal | Summer | B3 | 75 | 5000 | 0 | 66.25 | 63.85 | 0.01 | 0
2025 | MISO_IN_2_MISO_MI | MISO_IN | MISO_MI | Internal | Summer | B4 | 100 | 5000 | 0 | 66.25 | 63.82 | 0.01 | 0
2025 | MISO_IN_2_MISO_MI | MISO_IN | MISO_MI | Internal | Summer | B5 | 200 | 5000 | 0 | 60.91 | 60.9 | 0.01 | 0
2025 | MISO_IN_2_MISO_MI | MISO_IN | MISO_MI | Internal | Summer | B6 | 300 | 5000 | 0 | 49.77 | 49.76 | 0.01 | 0
2025 | MISO_IN_2_MISO_MI | MISO_IN | MISO_MI | Internal | Summer | B7 | 400 | 5000 | 749.84 | 41.28 | 41.29 | 0.01 | 0
2025 | MISO_IN_2_MISO_MI | MISO_IN | MISO_MI | Internal | Summer | B8 | 500 | 5000 | 975.86 | 39.79 | 39.8 | 0.01 | 0
2025 | MISO_IN_2_MISO_MI | MISO_IN | MISO_MI | Internal | Summer | B9 | 800 | 5000 | 1678.9 | 38.71 | 38.73 | 0.01 | 0
2025 | MISO_IN_2_MISO_MI | MISO_IN | MISO_MI | Internal | Summer | B10 | 1262 | 5000 | 3102.71 | 35.82 | 35.83 | 0.01 | 0
2025 | MISO_IN_2_MISO_MI | MISO_IN | MISO_MI | Internal | Winter | B16 | 25 | 5000 | 0 | 51.61 | 51.6 | 0.01 | 0
2025 | MISO_IN_2_MISO_MI | MISO_IN | MISO_MI | Internal | Winter | B17 | 100 | 5000 | 0 | 47.74 | 47.73 | 0.01 | 0
2025 | MISO_IN_2_MISO_MI | MISO_IN | MISO_MI | Internal | Winter | B18 | 400 | 5000 | 0 | 45.56 | 45.56 | 0.01 | 0
2025 | MISO_IN_2_MISO_MI | MISO_IN | MISO_MI | Internal | Winter | B19 | 700 | 5000 | 1197.76 | 44.24 | 44.25 | 0.01 | 0
2025 | MISO_IN_2_MISO_MI | MISO_IN | MISO_MI | Internal | Winter | B20 | 935 | 5000 | 0 | 37.31 | 37.31 | 0.01 | 0
2025 | MISO_IN_2_MISO_MO-IL | MISO_IN | MISO_MO-IL | Internal | Shoulder | B11 | 25 | 5000 | 410.5 | 55.93 | 55.94 | 0.01 | 0
2025 | MISO_IN_2_MISO_MO-IL | MISO_IN | MISO_MO-IL | Internal | Shoulder | B12 | 200 | 5000 | 0 | 46.9 | 46.89 | 0.01 | 0
2025 | MISO_IN_2_MISO_MO-IL | MISO_IN | MISO_MO-IL | Internal | Shoulder | B13 | 600 | 5000 | 0 | 42.75 | 42.74 | 0.01 | 0
2025 | MISO_IN_2_MISO_MO-IL | MISO_IN | MISO_MO-IL | Internal | Shoulder | B14 | 900 | 5000 | 0 | 42.26 | 42.26 | 0.01 | 0
2025 | MISO_IN_2_MISO_MO-IL | MISO_IN | MISO_MO-IL | Internal | Shoulder | B15 | 1203 | 5000 | 0 | 39.69 | 39.67 | 0.01 | 0
2025 | MISO_IN_2_MISO_MO-IL | MISO_IN | MISO_MO-IL | Internal | Summer | B1 | 10 | 5000 | 1492.48 | 68.33 | 68.34 | 0.01 | 0
2025 | MISO_IN_2_MISO_MO-IL | MISO_IN | MISO_MO-IL | Internal | Summer | B2 | 25 | 5000 | 0 | 67.51 | 67.49 | 0.01 | 0
2025 | MISO_IN_2_MISO_MO-IL | MISO_IN | MISO_MO-IL | Internal | Summer | B3 | 75 | 5000 | 69.9 | 66.25 | 66.27 | 0.01 | 0
2025 | MISO_IN_2_MISO_MO-IL | MISO_IN | MISO_MO-IL | Internal | Summer | B4 | 100 | 5000 | 889.28 | 66.25 | 66.27 | 0.01 | 0
2025 | MISO_IN_2_MISO_MO-IL | MISO_IN | MISO_MO-IL | Internal | Summer | B5 | 200 | 5000 | 0 | 60.91 | 60.91 | 0.01 | 0
2025 | MISO_IN_2_MISO_MO-IL | MISO_IN | MISO_MO-IL | Internal | Summer | B6 | 300 | 5000 | 0 | 49.77 | 49.77 | 0.01 | 0
2025 | MISO_IN_2_MISO_MO-IL | MISO_IN | MISO_MO-IL | Internal | Summer | B7 | 400 | 5000 | 0 | 41.28 | 41.27 | 0.01 | 0
2025 | MISO_IN_2_MISO_MO-IL | MISO_IN | MISO_MO-IL | Internal | Summer | B8 | 500 | 5000 | 0 | 39.79 | 39.78 | 0.01 | 0
2025 | MISO_IN_2_MISO_MO-IL | MISO_IN | MISO_MO-IL | Internal | Summer | B9 | 800 | 5000 | 0 | 38.71 | 38.71 | 0.01 | 0
2025 | MISO_IN_2_MISO_MO-IL | MISO_IN | MISO_MO-IL | Internal | Summer | B10 | 1262 | 5000 | 0 | 35.82 | 35.81 | 0.01 | 0
2025 | MISO_IN_2_MISO_MO-IL | MISO_IN | MISO_MO-IL | Internal | Winter | B16 | 25 | 5000 | 0 | 51.61 | 51.49 | 0.01 | 0
2025 | MISO_IN_2_MISO_MO-IL | MISO_IN | MISO_MO-IL | Internal | Winter | B17 | 100 | 5000 | 0 | 47.74 | 47.72 | 0.01 | 0
2025 | MISO_IN_2_MISO_MO-IL | MISO_IN | MISO_MO-IL | Internal | Winter | B18 | 400 | 5000 | 0 | 45.56 | 45.55 | 0.01 | 0
2025 | MISO_IN_2_MISO_MO-IL | MISO_IN | MISO_MO-IL | Internal | Winter | B19 | 700 | 5000 | 0 | 44.24 | 44.23 | 0.01 | 0
2025 | MISO_IN_2_MISO_MO-IL | MISO_IN | MISO_MO-IL | Internal | Winter | B20 | 935 | 5000 | 0 | 37.31 | 37.31 | 0.01 | 0
2025 | MISO_IN_2_NonRTO_Midwest | MISO_IN | NonRTO_Midwest | Internal | Shoulder | B11 | 25 | 4800 | 1533.26 | 55.93 | 63.93 | 8 | 0
2025 | MISO_IN_2_NonRTO_Midwest | MISO_IN | NonRTO_Midwest | Internal | Shoulder | B12 | 200 | 4800 | 903.08 | 46.9 | 54.9 | 8 | 0
2025 | MISO_IN_2_NonRTO_Midwest | MISO_IN | NonRTO_Midwest | Internal | Shoulder | B13 | 600 | 4800 | 399.33 | 42.75 | 50.75 | 8 | 0
2025 | MISO_IN_2_NonRTO_Midwest | MISO_IN | NonRTO_Midwest | Internal | Shoulder | B14 | 900 | 4800 | 0 | 42.26 | 44.04 | 8 | 0
2025 | MISO_IN_2_NonRTO_Midwest | MISO_IN | NonRTO_Midwest | Internal | Shoulder | B15 | 1203 | 4800 | 0 | 39.69 | 37.44 | 8 | 0
2025 | MISO_IN_2_NonRTO_Midwest | MISO_IN | NonRTO_Midwest | Internal | Summer | B1 | 10 | 4800 | 0 | 68.33 | 72.57 | 8 | 0
2025 | MISO_IN_2_NonRTO_Midwest | MISO_IN | NonRTO_Midwest | Internal | Summer | B2 | 25 | 4800 | 0 | 67.51 | 72.57 | 8 | 0
2025 | MISO_IN_2_NonRTO_Midwest | MISO_IN | NonRTO_Midwest | Internal | Summer | B3 | 75 | 4800 | 0 | 66.25 | 72.57 | 8 | 0
2025 | MISO_IN_2_NonRTO_Midwest | MISO_IN | NonRTO_Midwest | Internal | Summer | B4 | 100 | 4800 | 0 | 66.25 | 72.57 | 8 | 0
2025 | MISO_IN_2_NonRTO_Midwest | MISO_IN | NonRTO_Midwest | Internal | Summer | B5 | 200 | 4800 | 1177.99 | 60.91 | 68.91 | 8 | 0
2025 | MISO_IN_2_NonRTO_Midwest | MISO_IN | NonRTO_Midwest | Internal | Summer | B6 | 300 | 4800 | 650.14 | 49.77 | 57.77 | 8 | 0
2025 | MISO_IN_2_NonRTO_Midwest | MISO_IN | NonRTO_Midwest | Internal | Summer | B7 | 400 | 4800 | 103.14 | 41.28 | 49.28 | 8 | 0
2025 | MISO_IN_2_NonRTO_Midwest | MISO_IN | NonRTO_Midwest | Internal | Summer | B8 | 500 | 4800 | 0 | 39.79 | 42.97 | 8 | 0
2025 | MISO_IN_2_NonRTO_Midwest | MISO_IN | NonRTO_Midwest | Internal | Summer | B9 | 800 | 4800 | 0 | 38.71 | 37.44 | 8 | 0
2025 | MISO_IN_2_NonRTO_Midwest | MISO_IN | NonRTO_Midwest | Internal | Summer | B10 | 1262 | 4800 | 0 | 35.82 | 33.8 | 8 | 0
2025 | MISO_IN_2_NonRTO_Midwest | MISO_IN | NonRTO_Midwest | Internal | Winter | B16 | 25 | 4800 | 2480.14 | 51.61 | 59.61 | 8 | 0
2025 | MISO_IN_2_NonRTO_Midwest | MISO_IN | NonRTO_Midwest | Internal | Winter | B17 | 100 | 4800 | 1329.1 | 47.74 | 55.74 | 8 | 0
2025 | MISO_IN_2_NonRTO_Midwest | MISO_IN | NonRTO_Midwest | Internal | Winter | B18 | 400 | 4800 | 297.04 | 45.56 | 53.56 | 8 | 0
2025 | MISO_IN_2_NonRTO_Midwest | MISO_IN | NonRTO_Midwest | Internal | Winter | B19 | 700 | 4800 | 0 | 44.24 | 44.04 | 8 | 0
2025 | MISO_IN_2_NonRTO_Midwest | MISO_IN | NonRTO_Midwest | Internal | Winter | B20 | 935 | 4800 | 0 | 37.31 | 37.31 | 8 | 0
2025 | MISO_IN_2_PJM_ROR | MISO_IN | PJM_ROR | Internal | Shoulder | B11 | 25 | 992 | 0 | 55.93 | 52.5 | 2 | 0
2025 | MISO_IN_2_PJM_ROR | MISO_IN | PJM_ROR | Internal | Shoulder | B12 | 200 | 992 | 0 | 46.9 | 44.9 | 2 | 0
2025 | MISO_IN_2_PJM_ROR | MISO_IN | PJM_ROR | Internal | Shoulder | B13 | 600 | 992 | 0 | 42.75 | 42.08 | 2 | 0
2025 | MISO_IN_2_PJM_ROR | MISO_IN | PJM_ROR | Internal | Shoulder | B14 | 900 | 992 | 0 | 42.26 | 41.74 | 2 | 0
2025 | MISO_IN_2_PJM_ROR | MISO_IN | PJM_ROR | Internal | Shoulder | B15 | 1203 | 992 | 0 | 39.69 | 37.7 | 2 | 0
2025 | MISO_IN_2_PJM_ROR | MISO_IN | PJM_ROR | Internal | Summer | B1 | 10 | 992 | 0 | 68.33 | 67.9 | 2 | 0
2025 | MISO_IN_2_PJM_ROR | MISO_IN | PJM_ROR | Internal | Summer | B2 | 25 | 992 | 0 | 67.51 | 65.49 | 2 | 0
2025 | MISO_IN_2_PJM_ROR | MISO_IN | PJM_ROR | Internal | Summer | B3 | 75 | 992 | 0 | 66.25 | 65.45 | 2 | 0
2025 | MISO_IN_2_PJM_ROR | MISO_IN | PJM_ROR | Internal | Summer | B4 | 100 | 992 | 0 | 66.25 | 64.28 | 2 | 0
2025 | MISO_IN_2_PJM_ROR | MISO_IN | PJM_ROR | Internal | Summer | B5 | 200 | 992 | 0 | 60.91 | 58.91 | 2 | 0
2025 | MISO_IN_2_PJM_ROR | MISO_IN | PJM_ROR | Internal | Summer | B6 | 300 | 992 | 0 | 49.77 | 47.77 | 2 | 0
2025 | MISO_IN_2_PJM_ROR | MISO_IN | PJM_ROR | Internal | Summer | B7 | 400 | 992 | 0 | 41.28 | 42.2 | 2 | 0
2025 | MISO_IN_2_PJM_ROR | MISO_IN | PJM_ROR | Internal | Summer | B8 | 500 | 992 | 0 | 39.79 | 39.56 | 2 | 0
2025 | MISO_IN_2_PJM_ROR | MISO_IN | PJM_ROR | Internal | Summer | B9 | 800 | 992 | 0 | 38.71 | 36.82 | 2 | 0
2025 | MISO_IN_2_PJM_ROR | MISO_IN | PJM_ROR | Internal | Summer | B10 | 1262 | 992 | 0 | 35.82 | 33.83 | 2 | 0
2025 | MISO_IN_2_PJM_ROR | MISO_IN | PJM_ROR | Internal | Winter | B16 | 25 | 992 | 0 | 51.61 | 49.49 | 2 | 0
2025 | MISO_IN_2_PJM_ROR | MISO_IN | PJM_ROR | Internal | Winter | B17 | 100 | 992 | 0 | 47.74 | 49.46 | 2 | 0
2025 | MISO_IN_2_PJM_ROR | MISO_IN | PJM_ROR | Internal | Winter | B18 | 400 | 992 | 0 | 45.56 | 44.62 | 2 | 0
2025 | MISO_IN_2_PJM_ROR | MISO_IN | PJM_ROR | Internal | Winter | B19 | 700 | 992 | 0 | 44.24 | 43.33 | 2 | 0
2025 | MISO_IN_2_PJM_ROR | MISO_IN | PJM_ROR | Internal | Winter | B20 | 935 | 992 | 0 | 37.31 | 35.31 | 2 | 0
2025 | MISO_MI_2_IESO | MISO_MI | IESO | Internal | Shoulder | B11 | 25 | 1580 | 0 | 55.3 | 34.89 | 8 | 0
2025 | MISO_MI_2_IESO | MISO_MI | IESO | Internal | Shoulder | B12 | 200 | 1580 | 0 | 46.9 | 34.76 | 8 | 0
2025 | MISO_MI_2_IESO | MISO_MI | IESO | Internal | Shoulder | B13 | 600 | 1580 | 0 | 42.75 | 34.7 | 8 | 0
2025 | MISO_MI_2_IESO | MISO_MI | IESO | Internal | Shoulder | B14 | 900 | 1580 | 0 | 42.27 | 33.63 | 8 | 0
2025 | MISO_MI_2_IESO | MISO_MI | IESO | Internal | Shoulder | B15 | 1203 | 1580 | 0 | 39.7 | 33.63 | 8 | 0
2025 | MISO_MI_2_IESO | MISO_MI | IESO | Internal | Summer | B1 | 10 | 1580 | 0 | 67.94 | 54.23 | 8 | 0
2025 | MISO_MI_2_IESO | MISO_MI | IESO | Internal | Summer | B2 | 25 | 1580 | 0 | 67.49 | 50.51 | 8 | 0
2025 | MISO_MI_2_IESO | MISO_MI | IESO | Internal | Summer | B3 | 75 | 1580 | 0 | 63.85 | 46.97 | 8 | 0
2025 | MISO_MI_2_IESO | MISO_MI | IESO | Internal | Summer | B4 | 100 | 1580 | 0 | 63.82 | 42.84 | 8 | 0
2025 | MISO_MI_2_IESO | MISO_MI | IESO | Internal | Summer | B5 | 200 | 1580 | 0 | 60.9 | 42.84 | 8 | 0
2025 | MISO_MI_2_IESO | MISO_MI | IESO | Internal | Summer | B6 | 300 | 1580 | 0 | 49.76 | 39.59 | 8 | 0
2025 | MISO_MI_2_IESO | MISO_MI | IESO | Internal | Summer | B7 | 400 | 1580 | 0 | 41.29 | 33.41 | 8 | 0
2025 | MISO_MI_2_IESO | MISO_MI | IESO | Internal | Summer | B8 | 500 | 1580 | 0 | 39.8 | 31.71 | 8 | 0
2025 | MISO_MI_2_IESO | MISO_MI | IESO | Internal | Summer | B9 | 800 | 1580 | 0 | 38.73 | 31.69 | 8 | 0
2025 | MISO_MI_2_IESO | MISO_MI | IESO | Internal | Summer | B10 | 1262 | 1580 | 0 | 35.83 | 31.69 | 8 | 0
2025 | MISO_MI_2_IESO | MISO_MI | IESO | Internal | Winter | B16 | 25 | 1580 | 0 | 51.6 | 42.49 | 8 | 0
2025 | MISO_MI_2_IESO | MISO_MI | IESO | Internal | Winter | B17 | 100 | 1580 | 0 | 47.73 | 40.71 | 8 | 0
2025 | MISO_MI_2_IESO | MISO_MI | IESO | Internal | Winter | B18 | 400 | 1580 | 0 | 45.56 | 37.25 | 8 | 0
2025 | MISO_MI_2_IESO | MISO_MI | IESO | Internal | Winter | B19 | 700 | 1580 | 0 | 44.25 | 37.25 | 8 | 0
2025 | MISO_MI_2_IESO | MISO_MI | IESO | Internal | Winter | B20 | 935 | 1580 | 0 | 37.31 | 37.25 | 8 | 0
2025 | MISO_MI_2_MISO_IN | MISO_MI | MISO_IN | Internal | Shoulder | B11 | 25 | 2045 | 2045 | 55.3 | 55.93 | 0.01 | 0.62
2025 | MISO_MI_2_MISO_IN | MISO_MI | MISO_IN | Internal | Shoulder | B12 | 200 | 2045 | 0 | 46.9 | 46.9 | 0.01 | 0
2025 | MISO_MI_2_MISO_IN | MISO_MI | MISO_IN | Internal | Shoulder | B13 | 600 | 2045 | 0 | 42.75 | 42.75 | 0.01 | 0
2025 | MISO_MI_2_MISO_IN | MISO_MI | MISO_IN | Internal | Shoulder | B14 | 900 | 2045 | 0 | 42.27 | 42.26 | 0.01 | 0
2025 | MISO_MI_2_MISO_IN | MISO_MI | MISO_IN | Internal | Shoulder | B15 | 1203 | 2045 | 0 | 39.7 | 39.69 | 0.01 | 0
2025 | MISO_MI_2_MISO_IN | MISO_MI | MISO_IN | Internal | Summer | B1 | 10 | 2045 | 2045 | 67.94 | 68.33 | 0.01 | 0.38
2025 | MISO_MI_2_MISO_IN | MISO_MI | MISO_IN | Internal | Summer | B2 | 25 | 2045 | 1461.72 | 67.49 | 67.51 | 0.01 | 0
2025 | MISO_MI_2_MISO_IN | MISO_MI | MISO_IN | Internal | Summer | B3 | 75 | 2045 | 2045 | 63.85 | 66.25 | 0.01 | 2.4
2025 | MISO_MI_2_MISO_IN | MISO_MI | MISO_IN | Internal | Summer | B4 | 100 | 2045 | 2045 | 63.82 | 66.25 | 0.01 | 2.42
2025 | MISO_MI_2_MISO_IN | MISO_MI | MISO_IN | Internal | Summer | B5 | 200 | 2045 | 1201.14 | 60.9 | 60.91 | 0.01 | 0
2025 | MISO_MI_2_MISO_IN | MISO_MI | MISO_IN | Internal | Summer | B6 | 300 | 2045 | 132.05 | 49.76 | 49.77 | 0.01 | 0
2025 | MISO_MI_2_MISO_IN | MISO_MI | MISO_IN | Internal | Summer | B7 | 400 | 2045 | 0 | 41.29 | 41.28 | 0.01 | 0
2025 | MISO_MI_2_MISO_IN | MISO_MI | MISO_IN | Internal | Summer | B8 | 500 | 2045 | 0 | 39.8 | 39.79 | 0.01 | 0
2025 | MISO_MI_2_MISO_IN | MISO_MI | MISO_IN | Internal | Summer | B9 | 800 | 2045 | 0 | 38.73 | 38.71 | 0.01 | 0
2025 | MISO_MI_2_MISO_IN | MISO_MI | MISO_IN | Internal | Summer | B10 | 1262 | 2045 | 0 | 35.83 | 35.82 | 0.01 | 0
2025 | MISO_MI_2_MISO_IN | MISO_MI | MISO_IN | Internal | Winter | B16 | 25 | 2045 | 1264.4 | 51.6 | 51.61 | 0.01 | 0
2025 | MISO_MI_2_MISO_IN | MISO_MI | MISO_IN | Internal | Winter | B17 | 100 | 2045 | 194.25 | 47.73 | 47.74 | 0.01 | 0
2025 | MISO_MI_2_MISO_IN | MISO_MI | MISO_IN | Internal | Winter | B18 | 400 | 2045 | 0 | 45.56 | 45.56 | 0.01 | 0
2025 | MISO_MI_2_MISO_IN | MISO_MI | MISO_IN | Internal | Winter | B19 | 700 | 2045 | 0 | 44.25 | 44.24 | 0.01 | 0
2025 | MISO_MI_2_MISO_IN | MISO_MI | MISO_IN | Internal | Winter | B20 | 935 | 2045 | 0 | 37.31 | 37.31 | 0.01 | 0
2025 | MISO_MI_2_MISO_WUMS | MISO_MI | MISO_WUMS | Internal | Shoulder | B11 | 25 | 947 | 0 | 55.3 | 55.29 | 0.01 | 0
2025 | MISO_MI_2_MISO_WUMS | MISO_MI | MISO_WUMS | Internal | Shoulder | B12 | 200 | 947 | 0 | 46.9 | 46.89 | 0.01 | 0
2025 | MISO_MI_2_MISO_WUMS | MISO_MI | MISO_WUMS | Internal | Shoulder | B13 | 600 | 947 | 0 | 42.75 | 42.74 | 0.01 | 0
2025 | MISO_MI_2_MISO_WUMS | MISO_MI | MISO_WUMS | Internal | Shoulder | B14 | 900 | 947 | 0 | 42.27 | 42.26 | 0.01 | 0
2025 | MISO_MI_2_MISO_WUMS | MISO_MI | MISO_WUMS | Internal | Shoulder | B15 | 1203 | 947 | 0 | 39.7 | 39.7 | 0.01 | 0
2025 | MISO_MI_2_MISO_WUMS | MISO_MI | MISO_WUMS | Internal | Summer | B1 | 10 | 947 | 0 | 67.94 | 67.75 | 0.01 | 0
2025 | MISO_MI_2_MISO_WUMS | MISO_MI | MISO_WUMS | Internal | Summer | B2 | 25 | 947 | 0 | 67.49 | 66.1 | 0.01 | 0
2025 | MISO_MI_2_MISO_WUMS | MISO_MI | MISO_WUMS | Internal | Summer | B3 | 75 | 947 | 0 | 63.85 | 63.83 | 0.01 | 0
2025 | MISO_MI_2_MISO_WUMS | MISO_MI | MISO_WUMS | Internal | Summer | B4 | 100 | 947 | 921.49 | 63.82 | 63.83 | 0.01 | 0
2025 | MISO_MI_2_MISO_WUMS | MISO_MI | MISO_WUMS | Internal | Summer | B5 | 200 | 947 | 118.06 | 60.9 | 60.91 | 0.01 | 0
2025 | MISO_MI_2_MISO_WUMS | MISO_MI | MISO_WUMS | Internal | Summer | B6 | 300 | 947 | 144.72 | 49.76 | 49.77 | 0.01 | 0
2025 | MISO_MI_2_MISO_WUMS | MISO_MI | MISO_WUMS | Internal | Summer | B7 | 400 | 947 | 0 | 41.29 | 41.28 | 0.01 | 0
2025 | MISO_MI_2_MISO_WUMS | MISO_MI | MISO_WUMS | Internal | Summer | B8 | 500 | 947 | 0 | 39.8 | 39.8 | 0.01 | 0
2025 | MISO_MI_2_MISO_WUMS | MISO_MI | MISO_WUMS | Internal | Summer | B9 | 800 | 947 | 377.47 | 38.73 | 38.74 | 0.01 | 0
2025 | MISO_MI_2_MISO_WUMS | MISO_MI | MISO_WUMS | Internal | Summer | B10 | 1262 | 947 | 0 | 35.83 | 35.83 | 0.01 | 0
2025 | MISO_MI_2_MISO_WUMS | MISO_MI | MISO_WUMS | Internal | Winter | B16 | 25 | 947 | 0 | 51.6 | 51.49 | 0.01 | 0
2025 | MISO_MI_2_MISO_WUMS | MISO_MI | MISO_WUMS | Internal | Winter | B17 | 100 | 947 | 0 | 47.73 | 47.72 | 0.01 | 0
2025 | MISO_MI_2_MISO_WUMS | MISO_MI | MISO_WUMS | Internal | Winter | B18 | 400 | 947 | 48.91 | 45.56 | 45.58 | 0.01 | 0
2025 | MISO_MI_2_MISO_WUMS | MISO_MI | MISO_WUMS | Internal | Winter | B19 | 700 | 947 | 0 | 44.25 | 44.25 | 0.01 | 0
2025 | MISO_MI_2_MISO_WUMS | MISO_MI | MISO_WUMS | Internal | Winter | B20 | 935 | 947 | 0 | 37.31 | 37.31 | 0.01 | 0
2025 | MISO_MI_2_PJM_ROR | MISO_MI | PJM_ROR | Internal | Shoulder | B11 | 25 | 1424 | 0 | 55.3 | 52.5 | 2 | 0
2025 | MISO_MI_2_PJM_ROR | MISO_MI | PJM_ROR | Internal | Shoulder | B12 | 200 | 1424 | 0 | 46.9 | 44.9 | 2 | 0
2025 | MISO_MI_2_PJM_ROR | MISO_MI | PJM_ROR | Internal | Shoulder | B13 | 600 | 1424 | 0 | 42.75 | 42.08 | 2 | 0
2025 | MISO_MI_2_PJM_ROR | MISO_MI | PJM_ROR | Internal | Shoulder | B14 | 900 | 1424 | 0 | 42.27 | 41.74 | 2 | 0
2025 | MISO_MI_2_PJM_ROR | MISO_MI | PJM_ROR | Internal | Shoulder | B15 | 1203 | 1424 | 0 | 39.7 | 37.7 | 2 | 0
2025 | MISO_MI_2_PJM_ROR | MISO_MI | PJM_ROR | Internal | Summer | B1 | 10 | 1424 | 0 | 67.94 | 67.9 | 2 | 0
2025 | MISO_MI_2_PJM_ROR | MISO_MI | PJM_ROR | Internal | Summer | B2 | 25 | 1424 | 0 | 67.49 | 65.49 | 2 | 0
2025 | MISO_MI_2_PJM_ROR | MISO_MI | PJM_ROR | Internal | Summer | B3 | 75 | 1424 | 0 | 63.85 | 65.45 | 2 | 0
2025 | MISO_MI_2_PJM_ROR | MISO_MI | PJM_ROR | Internal | Summer | B4 | 100 | 1424 | 0 | 63.82 | 64.28 | 2 | 0
2025 | MISO_MI_2_PJM_ROR | MISO_MI | PJM_ROR | Internal | Summer | B5 | 200 | 1424 | 0 | 60.9 | 58.91 | 2 | 0
2025 | MISO_MI_2_PJM_ROR | MISO_MI | PJM_ROR | Internal | Summer | B6 | 300 | 1424 | 0 | 49.76 | 47.77 | 2 | 0
2025 | MISO_MI_2_PJM_ROR | MISO_MI | PJM_ROR | Internal | Summer | B7 | 400 | 1424 | 0 | 41.29 | 42.2 | 2 | 0
2025 | MISO_MI_2_PJM_ROR | MISO_MI | PJM_ROR | Internal | Summer | B8 | 500 | 1424 | 0 | 39.8 | 39.56 | 2 | 0
2025 | MISO_MI_2_PJM_ROR | MISO_MI | PJM_ROR | Internal | Summer | B9 | 800 | 1424 | 0 | 38.73 | 36.82 | 2 | 0
2025 | MISO_MI_2_PJM_ROR | MISO_MI | PJM_ROR | Internal | Summer | B10 | 1262 | 1424 | 0 | 35.83 | 33.83 | 2 | 0
2025 | MISO_MI_2_PJM_ROR | MISO_MI | PJM_ROR | Internal | Winter | B16 | 25 | 1424 | 0 | 51.6 | 49.49 | 2 | 0
2025 | MISO_MI_2_PJM_ROR | MISO_MI | PJM_ROR | Internal | Winter | B17 | 100 | 1424 | 0 | 47.73 | 49.46 | 2 | 0
2025 | MISO_MI_2_PJM_ROR | MISO_MI | PJM_ROR | Internal | Winter | B18 | 400 | 1424 | 0 | 45.56 | 44.62 | 2 | 0
2025 | MISO_MI_2_PJM_ROR | MISO_MI | PJM_ROR | Internal | Winter | B19 | 700 | 1424 | 0 | 44.25 | 43.33 | 2 | 0
2025 | MISO_MI_2_PJM_ROR | MISO_MI | PJM_ROR | Internal | Winter | B20 | 935 | 1424 | 0 | 37.31 | 35.31 | 2 | 0
2025 | MISO_MO-IL_2_ENT | MISO_MO-IL | ENT | Internal | Shoulder | B11 | 25 | 2540 | 0 | 55.94 | 63.17 | 8 | 0
2025 | MISO_MO-IL_2_ENT | MISO_MO-IL | ENT | Internal | Shoulder | B12 | 200 | 2540 | 0 | 46.89 | 44.8 | 8 | 0
2025 | MISO_MO-IL_2_ENT | MISO_MO-IL | ENT | Internal | Shoulder | B13 | 600 | 2540 | 0 | 42.74 | 44.8 | 8 | 0
2025 | MISO_MO-IL_2_ENT | MISO_MO-IL | ENT | Internal | Shoulder | B14 | 900 | 2540 | 0 | 42.26 | 44.8 | 8 | 0
2025 | MISO_MO-IL_2_ENT | MISO_MO-IL | ENT | Internal | Shoulder | B15 | 1203 | 2540 | 0 | 39.67 | 43.84 | 8 | 0
2025 | MISO_MO-IL_2_ENT | MISO_MO-IL | ENT | Internal | Summer | B1 | 10 | 2540 | 0 | 68.34 | 75.77 | 8 | 0
2025 | MISO_MO-IL_2_ENT | MISO_MO-IL | ENT | Internal | Summer | B2 | 25 | 2540 | 0 | 67.49 | 72.42 | 8 | 0
2025 | MISO_MO-IL_2_ENT | MISO_MO-IL | ENT | Internal | Summer | B3 | 75 | 2540 | 0 | 66.27 | 65.95 | 8 | 0
2025 | MISO_MO-IL_2_ENT | MISO_MO-IL | ENT | Internal | Summer | B4 | 100 | 2540 | 0 | 66.27 | 65.95 | 8 | 0
2025 | MISO_MO-IL_2_ENT | MISO_MO-IL | ENT | Internal | Summer | B5 | 200 | 2540 | 0 | 60.91 | 63.82 | 8 | 0
2025 | MISO_MO-IL_2_ENT | MISO_MO-IL | ENT | Internal | Summer | B6 | 300 | 2540 | 373.92 | 49.77 | 57.77 | 8 | 0
2025 | MISO_MO-IL_2_ENT | MISO_MO-IL | ENT | Internal | Summer | B7 | 400 | 2540 | 0 | 41.27 | 47.2 | 8 | 0
2025 | MISO_MO-IL_2_ENT | MISO_MO-IL | ENT | Internal | Summer | B8 | 500 | 2540 | 0 | 39.78 | 43.28 | 8 | 0
2025 | MISO_MO-IL_2_ENT | MISO_MO-IL | ENT | Internal | Summer | B9 | 800 | 2540 | 0 | 38.71 | 43.28 | 8 | 0
2025 | MISO_MO-IL_2_ENT | MISO_MO-IL | ENT | Internal | Summer | B10 | 1262 | 2540 | 0 | 35.81 | 42.97 | 8 | 0
2025 | MISO_MO-IL_2_ENT | MISO_MO-IL | ENT | Internal | Winter | B16 | 25 | 2540 | 0 | 51.49 | 56.47 | 8 | 0
2025 | MISO_MO-IL_2_ENT | MISO_MO-IL | ENT | Internal | Winter | B17 | 100 | 2540 | 0 | 47.72 | 47.79 | 8 | 0
2025 | MISO_MO-IL_2_ENT | MISO_MO-IL | ENT | Internal | Winter | B18 | 400 | 2540 | 0 | 45.55 | 47.79 | 8 | 0
2025 | MISO_MO-IL_2_ENT | MISO_MO-IL | ENT | Internal | Winter | B19 | 700 | 2540 | 0 | 44.23 | 47.44 | 8 | 0
2025 | MISO_MO-IL_2_ENT | MISO_MO-IL | ENT | Internal | Winter | B20 | 935 | 2540 | 1932.51 | 37.31 | 45.31 | 8 | 0
2025 | MISO_MO-IL_2_MISO_IN | MISO_MO-IL | MISO_IN | Internal | Shoulder | B11 | 25 | 2100 | 0 | 55.94 | 55.93 | 0.01 | 0
2025 | MISO_MO-IL_2_MISO_IN | MISO_MO-IL | MISO_IN | Internal | Shoulder | B12 | 200 | 2100 | 983.53 | 46.89 | 46.9 | 0.01 | 0
2025 | MISO_MO-IL_2_MISO_IN | MISO_MO-IL | MISO_IN | Internal | Shoulder | B13 | 600 | 2100 | 261.44 | 42.74 | 42.75 | 0.01 | 0
2025 | MISO_MO-IL_2_MISO_IN | MISO_MO-IL | MISO_IN | Internal | Shoulder | B14 | 900 | 2100 | 0 | 42.26 | 42.26 | 0.01 | 0
2025 | MISO_MO-IL_2_MISO_IN | MISO_MO-IL | MISO_IN | Internal | Shoulder | B15 | 1203 | 2100 | 623.82 | 39.67 | 39.69 | 0.01 | 0
2025 | MISO_MO-IL_2_MISO_IN | MISO_MO-IL | MISO_IN | Internal | Summer | B1 | 10 | 2100 | 0 | 68.34 | 68.33 | 0.01 | 0
2025 | MISO_MO-IL_2_MISO_IN | MISO_MO-IL | MISO_IN | Internal | Summer | B2 | 25 | 2100 | 487.33 | 67.49 | 67.51 | 0.01 | 0
2025 | MISO_MO-IL_2_MISO_IN | MISO_MO-IL | MISO_IN | Internal | Summer | B3 | 75 | 2100 | 0 | 66.27 | 66.25 | 0.01 | 0
2025 | MISO_MO-IL_2_MISO_IN | MISO_MO-IL | MISO_IN | Internal | Summer | B4 | 100 | 2100 | 0 | 66.27 | 66.25 | 0.01 | 0
2025 | MISO_MO-IL_2_MISO_IN | MISO_MO-IL | MISO_IN | Internal | Summer | B5 | 200 | 2100 | 0 | 60.91 | 60.91 | 0.01 | 0
2025 | MISO_MO-IL_2_MISO_IN | MISO_MO-IL | MISO_IN | Internal | Summer | B6 | 300 | 2100 | 0 | 49.77 | 49.77 | 0.01 | 0
2025 | MISO_MO-IL_2_MISO_IN | MISO_MO-IL | MISO_IN | Internal | Summer | B7 | 400 | 2100 | 579.74 | 41.27 | 41.28 | 0.01 | 0
2025 | MISO_MO-IL_2_MISO_IN | MISO_MO-IL | MISO_IN | Internal | Summer | B8 | 500 | 2100 | 372.1 | 39.78 | 39.79 | 0.01 | 0
2025 | MISO_MO-IL_2_MISO_IN | MISO_MO-IL | MISO_IN | Internal | Summer | B9 | 800 | 2100 | 0 | 38.71 | 38.71 | 0.01 | 0
2025 | MISO_MO-IL_2_MISO_IN | MISO_MO-IL | MISO_IN | Internal | Summer | B10 | 1262 | 2100 | 1243.74 | 35.81 | 35.82 | 0.01 | 0
2025 | MISO_MO-IL_2_MISO_IN | MISO_MO-IL | MISO_IN | Internal | Winter | B16 | 25 | 2100 | 2100 | 51.49 | 51.61 | 0.01 | 0.11
2025 | MISO_MO-IL_2_MISO_IN | MISO_MO-IL | MISO_IN | Internal | Winter | B17 | 100 | 2100 | 2100 | 47.72 | 47.74 | 0.01 | 0.01
2025 | MISO_MO-IL_2_MISO_IN | MISO_MO-IL | MISO_IN | Internal | Winter | B18 | 400 | 2100 | 468.24 | 45.55 | 45.56 | 0.01 | 0
2025 | MISO_MO-IL_2_MISO_IN | MISO_MO-IL | MISO_IN | Internal | Winter | B19 | 700 | 2100 | 755.14 | 44.23 | 44.24 | 0.01 | 0
2025 | MISO_MO-IL_2_MISO_IN | MISO_MO-IL | MISO_IN | Internal | Winter | B20 | 935 | 2100 | 0 | 37.31 | 37.31 | 0.01 | 0
2025 | MISO_MO-IL_2_MISO_W | MISO_MO-IL | MISO_W | Internal | Shoulder | B11 | 25 | 960 | 0 | 55.94 | 55.93 | 0.01 | 0
2025 | MISO_MO-IL_2_MISO_W | MISO_MO-IL | MISO_W | Internal | Shoulder | B12 | 200 | 960 | 0 | 46.89 | 46.88 | 0.01 | 0
2025 | MISO_MO-IL_2_MISO_W | MISO_MO-IL | MISO_W | Internal | Shoulder | B13 | 600 | 960 | 0 | 42.74 | 42.72 | 0.01 | 0
2025 | MISO_MO-IL_2_MISO_W | MISO_MO-IL | MISO_W | Internal | Shoulder | B14 | 900 | 960 | 797.6 | 42.26 | 42.27 | 0.01 | 0
2025 | MISO_MO-IL_2_MISO_W | MISO_MO-IL | MISO_W | Internal | Shoulder | B15 | 1203 | 960 | 276.09 | 39.67 | 39.69 | 0.01 | 0
2025 | MISO_MO-IL_2_MISO_W | MISO_MO-IL | MISO_W | Internal | Summer | B1 | 10 | 960 | 0 | 68.34 | 68.33 | 0.01 | 0
2025 | MISO_MO-IL_2_MISO_W | MISO_MO-IL | MISO_W | Internal | Summer | B2 | 25 | 960 | 0 | 67.49 | 67.48 | 0.01 | 0
2025 | MISO_MO-IL_2_MISO_W | MISO_MO-IL | MISO_W | Internal | Summer | B3 | 75 | 960 | 960 | 66.27 | 67.48 | 0.01 | 1.2
2025 | MISO_MO-IL_2_MISO_W | MISO_MO-IL | MISO_W | Internal | Summer | B4 | 100 | 960 | 712.77 | 66.27 | 66.28 | 0.01 | 0
2025 | MISO_MO-IL_2_MISO_W | MISO_MO-IL | MISO_W | Internal | Summer | B5 | 200 | 960 | 233.02 | 60.91 | 60.93 | 0.01 | 0
2025 | MISO_MO-IL_2_MISO_W | MISO_MO-IL | MISO_W | Internal | Summer | B6 | 300 | 960 | 329.44 | 49.77 | 49.78 | 0.01 | 0
2025 | MISO_MO-IL_2_MISO_W | MISO_MO-IL | MISO_W | Internal | Summer | B7 | 400 | 960 | 0 | 41.27 | 41.27 | 0.01 | 0
2025 | MISO_MO-IL_2_MISO_W | MISO_MO-IL | MISO_W | Internal | Summer | B8 | 500 | 960 | 272.9 | 39.78 | 39.79 | 0.01 | 0
2025 | MISO_MO-IL_2_MISO_W | MISO_MO-IL | MISO_W | Internal | Summer | B9 | 800 | 960 | 211.72 | 38.71 | 38.73 | 0.01 | 0
2025 | MISO_MO-IL_2_MISO_W | MISO_MO-IL | MISO_W | Internal | Summer | B10 | 1262 | 960 | 0 | 35.81 | 35.8 | 0.01 | 0
2025 | MISO_MO-IL_2_MISO_W | MISO_MO-IL | MISO_W | Internal | Winter | B16 | 25 | 960 | 0 | 51.49 | 51.48 | 0.01 | 0
2025 | MISO_MO-IL_2_MISO_W | MISO_MO-IL | MISO_W | Internal | Winter | B17 | 100 | 960 | 0 | 47.72 | 47.71 | 0.01 | 0
2025 | MISO_MO-IL_2_MISO_W | MISO_MO-IL | MISO_W | Internal | Winter | B18 | 400 | 960 | 452.65 | 45.55 | 45.56 | 0.01 | 0
2025 | MISO_MO-IL_2_MISO_W | MISO_MO-IL | MISO_W | Internal | Winter | B19 | 700 | 960 | 960 | 44.23 | 44.26 | 0.01 | 0.02
2025 | MISO_MO-IL_2_MISO_W | MISO_MO-IL | MISO_W | Internal | Winter | B20 | 935 | 960 | 0 | 37.31 | 37.3 | 0.01 | 0
2025 | MISO_MO-IL_2_PJM_ROR | MISO_MO-IL | PJM_ROR | Internal | Shoulder | B11 | 25 | 1212 | 0 | 55.94 | 52.5 | 2 | 0
2025 | MISO_MO-IL_2_PJM_ROR | MISO_MO-IL | PJM_ROR | Internal | Shoulder | B12 | 200 | 1212 | 0 | 46.89 | 44.9 | 2 | 0
2025 | MISO_MO-IL_2_PJM_ROR | MISO_MO-IL | PJM_ROR | Internal | Shoulder | B13 | 600 | 1212 | 0 | 42.74 | 42.08 | 2 | 0
2025 | MISO_MO-IL_2_PJM_ROR | MISO_MO-IL | PJM_ROR | Internal | Shoulder | B14 | 900 | 1212 | 0 | 42.26 | 41.74 | 2 | 0
2025 | MISO_MO-IL_2_PJM_ROR | MISO_MO-IL | PJM_ROR | Internal | Shoulder | B15 | 1203 | 1212 | 0 | 39.67 | 37.7 | 2 | 0
2025 | MISO_MO-IL_2_PJM_ROR | MISO_MO-IL | PJM_ROR | Internal | Summer | B1 | 10 | 1212 | 0 | 68.34 | 67.9 | 2 | 0
2025 | MISO_MO-IL_2_PJM_ROR | MISO_MO-IL | PJM_ROR | Internal | Summer | B2 | 25 | 1212 | 0 | 67.49 | 65.49 | 2 | 0
2025 | MISO_MO-IL_2_PJM_ROR | MISO_MO-IL | PJM_ROR | Internal | Summer | B3 | 75 | 1212 | 0 | 66.27 | 65.45 | 2 | 0
2025 | MISO_MO-IL_2_PJM_ROR | MISO_MO-IL | PJM_ROR | Internal | Summer | B4 | 100 | 1212 | 0 | 66.27 | 64.28 | 2 | 0
2025 | MISO_MO-IL_2_PJM_ROR | MISO_MO-IL | PJM_ROR | Internal | Summer | B5 | 200 | 1212 | 0 | 60.91 | 58.91 | 2 | 0
2025 | MISO_MO-IL_2_PJM_ROR | MISO_MO-IL | PJM_ROR | Internal | Summer | B6 | 300 | 1212 | 0 | 49.77 | 47.77 | 2 | 0
2025 | MISO_MO-IL_2_PJM_ROR | MISO_MO-IL | PJM_ROR | Internal | Summer | B7 | 400 | 1212 | 0 | 41.27 | 42.2 | 2 | 0
2025 | MISO_MO-IL_2_PJM_ROR | MISO_MO-IL | PJM_ROR | Internal | Summer | B8 | 500 | 1212 | 0 | 39.78 | 39.56 | 2 | 0
2025 | MISO_MO-IL_2_PJM_ROR | MISO_MO-IL | PJM_ROR | Internal | Summer | B9 | 800 | 1212 | 0 | 38.71 | 36.82 | 2 | 0
2025 | MISO_MO-IL_2_PJM_ROR | MISO_MO-IL | PJM_ROR | Internal | Summer | B10 | 1262 | 1212 | 0 | 35.81 | 33.83 | 2 | 0
2025 | MISO_MO-IL_2_PJM_ROR | MISO_MO-IL | PJM_ROR | Internal | Winter | B16 | 25 | 1212 | 0 | 51.49 | 49.49 | 2 | 0
2025 | MISO_MO-IL_2_PJM_ROR | MISO_MO-IL | PJM_ROR | Internal | Winter | B17 | 100 | 1212 | 0 | 47.72 | 49.46 | 2 | 0
2025 | MISO_MO-IL_2_PJM_ROR | MISO_MO-IL | PJM_ROR | Internal | Winter | B18 | 400 | 1212 | 0 | 45.55 | 44.62 | 2 | 0
2025 | MISO_MO-IL_2_PJM_ROR | MISO_MO-IL | PJM_ROR | Internal | Winter | B19 | 700 | 1212 | 0 | 44.23 | 43.33 | 2 | 0
2025 | MISO_MO-IL_2_PJM_ROR | MISO_MO-IL | PJM_ROR | Internal | Winter | B20 | 935 | 1212 | 0 | 37.31 | 35.31 | 2 | 0
2025 | MISO_MO-IL_2_SPP_N | MISO_MO-IL | SPP_N | Internal | Shoulder | B11 | 25 | 2000 | 0 | 55.94 | 62.93 | 8 | 0
2025 | MISO_MO-IL_2_SPP_N | MISO_MO-IL | SPP_N | Internal | Shoulder | B12 | 200 | 2000 | 0 | 46.89 | 44.49 | 8 | 0
2025 | MISO_MO-IL_2_SPP_N | MISO_MO-IL | SPP_N | Internal | Shoulder | B13 | 600 | 2000 | 0 | 42.74 | 42.94 | 8 | 0
2025 | MISO_MO-IL_2_SPP_N | MISO_MO-IL | SPP_N | Internal | Shoulder | B14 | 900 | 2000 | 0 | 42.26 | 42.82 | 8 | 0
2025 | MISO_MO-IL_2_SPP_N | MISO_MO-IL | SPP_N | Internal | Shoulder | B15 | 1203 | 2000 | 0 | 39.67 | 38.84 | 8 | 0
2025 | MISO_MO-IL_2_SPP_N | MISO_MO-IL | SPP_N | Internal | Summer | B1 | 10 | 2000 | 0 | 68.34 | 70.77 | 8 | 0
2025 | MISO_MO-IL_2_SPP_N | MISO_MO-IL | SPP_N | Internal | Summer | B2 | 25 | 2000 | 0 | 67.49 | 70.77 | 8 | 0
2025 | MISO_MO-IL_2_SPP_N | MISO_MO-IL | SPP_N | Internal | Summer | B3 | 75 | 2000 | 0 | 66.27 | 70.77 | 8 | 0
2025 | MISO_MO-IL_2_SPP_N | MISO_MO-IL | SPP_N | Internal | Summer | B4 | 100 | 2000 | 0 | 66.27 | 69.64 | 8 | 0
2025 | MISO_MO-IL_2_SPP_N | MISO_MO-IL | SPP_N | Internal | Summer | B5 | 200 | 2000 | 0 | 60.91 | 66.83 | 8 | 0
2025 | MISO_MO-IL_2_SPP_N | MISO_MO-IL | SPP_N | Internal | Summer | B6 | 300 | 2000 | 0 | 49.77 | 56.78 | 8 | 0
2025 | MISO_MO-IL_2_SPP_N | MISO_MO-IL | SPP_N | Internal | Summer | B7 | 400 | 2000 | 0 | 41.27 | 47.39 | 8 | 0
2025 | MISO_MO-IL_2_SPP_N | MISO_MO-IL | SPP_N | Internal | Summer | B8 | 500 | 2000 | 0 | 39.78 | 42.2 | 8 | 0
2025 | MISO_MO-IL_2_SPP_N | MISO_MO-IL | SPP_N | Internal | Summer | B9 | 800 | 2000 | 0 | 38.71 | 41.36 | 8 | 0
2025 | MISO_MO-IL_2_SPP_N | MISO_MO-IL | SPP_N | Internal | Summer | B10 | 1262 | 2000 | 0 | 35.81 | 38.64 | 8 | 0
2025 | MISO_MO-IL_2_SPP_N | MISO_MO-IL | SPP_N | Internal | Winter | B16 | 25 | 2000 | 0 | 51.49 | 51.47 | 8 | 0
2025 | MISO_MO-IL_2_SPP_N | MISO_MO-IL | SPP_N | Internal | Winter | B17 | 100 | 2000 | 0 | 47.72 | 45.86 | 8 | 0
2025 | MISO_MO-IL_2_SPP_N | MISO_MO-IL | SPP_N | Internal | Winter | B18 | 400 | 2000 | 0 | 45.55 | 43.83 | 8 | 0
2025 | MISO_MO-IL_2_SPP_N | MISO_MO-IL | SPP_N | Internal | Winter | B19 | 700 | 2000 | 0 | 44.23 | 42.44 | 8 | 0
2025 | MISO_MO-IL_2_SPP_N | MISO_MO-IL | SPP_N | Internal | Winter | B20 | 935 | 2000 | 0 | 37.31 | 39.05 | 8 | 0
2025 | MISO_MO-IL_2_TVA_Transmission | MISO_MO-IL | TVA_Transmission | Internal | Shoulder | B11 | 25 | 4000 | 0 | 55.94 | 58.5 | 8 | 0
2025 | MISO_MO-IL_2_TVA_Transmission | MISO_MO-IL | TVA_Transmission | Internal | Shoulder | B12 | 200 | 4000 | 0 | 46.89 | 48.44 | 8 | 0
2025 | MISO_MO-IL_2_TVA_Transmission | MISO_MO-IL | TVA_Transmission | Internal | Shoulder | B13 | 600 | 4000 | 0 | 42.74 | 46.19 | 8 | 0
2025 | MISO_MO-IL_2_TVA_Transmission | MISO_MO-IL | TVA_Transmission | Internal | Shoulder | B14 | 900 | 4000 | 0 | 42.26 | 45.6 | 8 | 0
2025 | MISO_MO-IL_2_TVA_Transmission | MISO_MO-IL | TVA_Transmission | Internal | Shoulder | B15 | 1203 | 4000 | 0 | 39.67 | 42.12 | 8 | 0
2025 | MISO_MO-IL_2_TVA_Transmission | MISO_MO-IL | TVA_Transmission | Internal | Summer | B1 | 10 | 4000 | 1669.06 | 68.34 | 76.34 | 8 | 0
2025 | MISO_MO-IL_2_TVA_Transmission | MISO_MO-IL | TVA_Transmission | Internal | Summer | B2 | 25 | 4000 | 839.35 | 67.49 | 75.49 | 8 | 0
2025 | MISO_MO-IL_2_TVA_Transmission | MISO_MO-IL | TVA_Transmission | Internal | Summer | B3 | 75 | 4000 | 0 | 66.27 | 71.45 | 8 | 0
2025 | MISO_MO-IL_2_TVA_Transmission | MISO_MO-IL | TVA_Transmission | Internal | Summer | B4 | 100 | 4000 | 0 | 66.27 | 70.28 | 8 | 0
2025 | MISO_MO-IL_2_TVA_Transmission | MISO_MO-IL | TVA_Transmission | Internal | Summer | B5 | 200 | 4000 | 0 | 60.91 | 63.98 | 8 | 0
2025 | MISO_MO-IL_2_TVA_Transmission | MISO_MO-IL | TVA_Transmission | Internal | Summer | B6 | 300 | 4000 | 0 | 49.77 | 52.87 | 8 | 0
2025 | MISO_MO-IL_2_TVA_Transmission | MISO_MO-IL | TVA_Transmission | Internal | Summer | B7 | 400 | 4000 | 0 | 41.27 | 47.16 | 8 | 0
2025 | MISO_MO-IL_2_TVA_Transmission | MISO_MO-IL | TVA_Transmission | Internal | Summer | B8 | 500 | 4000 | 0 | 39.78 | 44.18 | 8 | 0
2025 | MISO_MO-IL_2_TVA_Transmission | MISO_MO-IL | TVA_Transmission | Internal | Summer | B9 | 800 | 4000 | 0 | 38.71 | 42.39 | 8 | 0
2025 | MISO_MO-IL_2_TVA_Transmission | MISO_MO-IL | TVA_Transmission | Internal | Summer | B10 | 1262 | 4000 | 0 | 35.81 | 38.3 | 8 | 0
2025 | MISO_MO-IL_2_TVA_Transmission | MISO_MO-IL | TVA_Transmission | Internal | Winter | B16 | 25 | 4000 | 0 | 51.49 | 55.49 | 8 | 0
2025 | MISO_MO-IL_2_TVA_Transmission | MISO_MO-IL | TVA_Transmission | Internal | Winter | B17 | 100 | 4000 | 0 | 47.72 | 51.51 | 8 | 0
2025 | MISO_MO-IL_2_TVA_Transmission | MISO_MO-IL | TVA_Transmission | Internal | Winter | B18 | 400 | 4000 | 0 | 45.55 | 48.05 | 8 | 0
2025 | MISO_MO-IL_2_TVA_Transmission | MISO_MO-IL | TVA_Transmission | Internal | Winter | B19 | 700 | 4000 | 0 | 44.23 | 46.22 | 8 | 0
2025 | MISO_MO-IL_2_TVA_Transmission | MISO_MO-IL | TVA_Transmission | Internal | Winter | B20 | 935 | 4000 | 0 | 37.31 | 41.31 | 8 | 0
2025 | MISO_W_2_IESO | MISO_W | IESO | Internal | Shoulder | B11 | 25 | 90 | 0 | 55.93 | 34.89 | 8 | 0
2025 | MISO_W_2_IESO | MISO_W | IESO | Internal | Shoulder | B12 | 200 | 90 | 0 | 46.88 | 34.76 | 8 | 0
2025 | MISO_W_2_IESO | MISO_W | IESO | Internal | Shoulder | B13 | 600 | 90 | 0 | 42.72 | 34.7 | 8 | 0
2025 | MISO_W_2_IESO | MISO_W | IESO | Internal | Shoulder | B14 | 900 | 90 | 0 | 42.27 | 33.63 | 8 | 0
2025 | MISO_W_2_IESO | MISO_W | IESO | Internal | Shoulder | B15 | 1203 | 90 | 0 | 39.69 | 33.63 | 8 | 0
2025 | MISO_W_2_IESO | MISO_W | IESO | Internal | Summer | B1 | 10 | 90 | 0 | 68.33 | 54.23 | 8 | 0
2025 | MISO_W_2_IESO | MISO_W | IESO | Internal | Summer | B2 | 25 | 90 | 0 | 67.48 | 50.51 | 8 | 0
2025 | MISO_W_2_IESO | MISO_W | IESO | Internal | Summer | B3 | 75 | 90 | 0 | 67.48 | 46.97 | 8 | 0
2025 | MISO_W_2_IESO | MISO_W | IESO | Internal | Summer | B4 | 100 | 90 | 0 | 66.28 | 42.84 | 8 | 0
2025 | MISO_W_2_IESO | MISO_W | IESO | Internal | Summer | B5 | 200 | 90 | 0 | 60.93 | 42.84 | 8 | 0
2025 | MISO_W_2_IESO | MISO_W | IESO | Internal | Summer | B6 | 300 | 90 | 0 | 49.78 | 39.59 | 8 | 0
2025 | MISO_W_2_IESO | MISO_W | IESO | Internal | Summer | B7 | 400 | 90 | 0 | 41.27 | 33.41 | 8 | 0
2025 | MISO_W_2_IESO | MISO_W | IESO | Internal | Summer | B8 | 500 | 90 | 0 | 39.79 | 31.71 | 8 | 0
2025 | MISO_W_2_IESO | MISO_W | IESO | Internal | Summer | B9 | 800 | 90 | 0 | 38.73 | 31.69 | 8 | 0
2025 | MISO_W_2_IESO | MISO_W | IESO | Internal | Summer | B10 | 1262 | 90 | 0 | 35.8 | 31.69 | 8 | 0
2025 | MISO_W_2_IESO | MISO_W | IESO | Internal | Winter | B16 | 25 | 90 | 0 | 51.48 | 42.49 | 8 | 0
2025 | MISO_W_2_IESO | MISO_W | IESO | Internal | Winter | B17 | 100 | 90 | 0 | 47.71 | 40.71 | 8 | 0
2025 | MISO_W_2_IESO | MISO_W | IESO | Internal | Winter | B18 | 400 | 90 | 0 | 45.56 | 37.25 | 8 | 0
2025 | MISO_W_2_IESO | MISO_W | IESO | Internal | Winter | B19 | 700 | 90 | 0 | 44.26 | 37.25 | 8 | 0
2025 | MISO_W_2_IESO | MISO_W | IESO | Internal | Winter | B20 | 935 | 90 | 0 | 37.3 | 37.25 | 8 | 0
2025 | MISO_W_2_MAPP_CA | MISO_W | MAPP_CA | Internal | Shoulder | B11 | 25 | 718 | 0 | 55.93 | 49.42 | 0.01 | 0
2025 | MISO_W_2_MAPP_CA | MISO_W | MAPP_CA | Internal | Shoulder | B12 | 200 | 718 | 0 | 46.88 | 46.87 | 0.01 | 0
2025 | MISO_W_2_MAPP_CA | MISO_W | MAPP_CA | Internal | Shoulder | B13 | 600 | 718 | 0 | 42.72 | 42.71 | 0.01 | 0
2025 | MISO_W_2_MAPP_CA | MISO_W | MAPP_CA | Internal | Shoulder | B14 | 900 | 718 | 311.11 | 42.27 | 42.28 | 0.01 | 0
2025 | MISO_W_2_MAPP_CA | MISO_W | MAPP_CA | Internal | Shoulder | B15 | 1203 | 718 | 718 | 39.69 | 42.28 | 0.01 | 2.58
2025 | MISO_W_2_MAPP_CA | MISO_W | MAPP_CA | Internal | Summer | B1 | 10 | 718 | 0 | 68.33 | 61.23 | 0.01 | 0
2025 | MISO_W_2_MAPP_CA | MISO_W | MAPP_CA | Internal | Summer | B2 | 25 | 718 | 0 | 67.48 | 57.51 | 0.01 | 0
2025 | MISO_W_2_MAPP_CA | MISO_W | MAPP_CA | Internal | Summer | B3 | 75 | 718 | 0 | 67.48 | 56.75 | 0.01 | 0
2025 | MISO_W_2_MAPP_CA | MISO_W | MAPP_CA | Internal | Summer | B4 | 100 | 718 | 0 | 66.28 | 55.63 | 0.01 | 0
2025 | MISO_W_2_MAPP_CA | MISO_W | MAPP_CA | Internal | Summer | B5 | 200 | 718 | 0 | 60.93 | 52.82 | 0.01 | 0
2025 | MISO_W_2_MAPP_CA | MISO_W | MAPP_CA | Internal | Summer | B6 | 300 | 718 | 0 | 49.78 | 47.37 | 0.01 | 0
2025 | MISO_W_2_MAPP_CA | MISO_W | MAPP_CA | Internal | Summer | B7 | 400 | 718 | 0 | 41.27 | 41.26 | 0.01 | 0
2025 | MISO_W_2_MAPP_CA | MISO_W | MAPP_CA | Internal | Summer | B8 | 500 | 718 | 0 | 39.79 | 39.78 | 0.01 | 0
2025 | MISO_W_2_MAPP_CA | MISO_W | MAPP_CA | Internal | Summer | B9 | 800 | 718 | 228.09 | 38.73 | 38.74 | 0.01 | 0
2025 | MISO_W_2_MAPP_CA | MISO_W | MAPP_CA | Internal | Summer | B10 | 1262 | 718 | 718 | 35.8 | 38.74 | 0.01 | 2.93
2025 | MISO_W_2_MAPP_CA | MISO_W | MAPP_CA | Internal | Winter | B16 | 25 | 718 | 0 | 51.48 | 51.47 | 0.01 | 0
2025 | MISO_W_2_MAPP_CA | MISO_W | MAPP_CA | Internal | Winter | B17 | 100 | 718 | 0 | 47.71 | 47.7 | 0.01 | 0
2025 | MISO_W_2_MAPP_CA | MISO_W | MAPP_CA | Internal | Winter | B18 | 400 | 718 | 45.08 | 45.56 | 45.58 | 0.01 | 0
2025 | MISO_W_2_MAPP_CA | MISO_W | MAPP_CA | Internal | Winter | B19 | 700 | 718 | 718 | 44.26 | 45.58 | 0.01 | 1.31
2025 | MISO_W_2_MAPP_CA | MISO_W | MAPP_CA | Internal | Winter | B20 | 935 | 718 | 718 | 37.3 | 45.58 | 0.01 | 8.26
2025 | MISO_W_2_MISO_MO-IL | MISO_W | MISO_MO-IL | Internal | Shoulder | B11 | 25 | 3800 | 1069.07 | 55.93 | 55.94 | 0.01 | 0
2025 | MISO_W_2_MISO_MO-IL | MISO_W | MISO_MO-IL | Internal | Shoulder | B12 | 200 | 3800 | 1298.42 | 46.88 | 46.89 | 0.01 | 0
2025 | MISO_W_2_MISO_MO-IL | MISO_W | MISO_MO-IL | Internal | Shoulder | B13 | 600 | 3800 | 161.39 | 42.72 | 42.74 | 0.01 | 0
2025 | MISO_W_2_MISO_MO-IL | MISO_W | MISO_MO-IL | Internal | Shoulder | B14 | 900 | 3800 | 0 | 42.27 | 42.26 | 0.01 | 0
2025 | MISO_W_2_MISO_MO-IL | MISO_W | MISO_MO-IL | Internal | Shoulder | B15 | 1203 | 3800 | 0 | 39.69 | 39.67 | 0.01 | 0
2025 | MISO_W_2_MISO_MO-IL | MISO_W | MISO_MO-IL | Internal | Summer | B1 | 10 | 3800 | 93.31 | 68.33 | 68.34 | 0.01 | 0
2025 | MISO_W_2_MISO_MO-IL | MISO_W | MISO_MO-IL | Internal | Summer | B2 | 25 | 3800 | 3.45 | 67.48 | 67.49 | 0.01 | 0
2025 | MISO_W_2_MISO_MO-IL | MISO_W | MISO_MO-IL | Internal | Summer | B3 | 75 | 3800 | 0 | 67.48 | 66.27 | 0.01 | 0
2025 | MISO_W_2_MISO_MO-IL | MISO_W | MISO_MO-IL | Internal | Summer | B4 | 100 | 3800 | 0 | 66.28 | 66.27 | 0.01 | 0
2025 | MISO_W_2_MISO_MO-IL | MISO_W | MISO_MO-IL | Internal | Summer | B5 | 200 | 3800 | 0 | 60.93 | 60.91 | 0.01 | 0
2025 | MISO_W_2_MISO_MO-IL | MISO_W | MISO_MO-IL | Internal | Summer | B6 | 300 | 3800 | 0 | 49.78 | 49.77 | 0.01 | 0
2025 | MISO_W_2_MISO_MO-IL | MISO_W | MISO_MO-IL | Internal | Summer | B7 | 400 | 3800 | 0 | 41.27 | 41.27 | 0.01 | 0
2025 | MISO_W_2_MISO_MO-IL | MISO_W | MISO_MO-IL | Internal | Summer | B8 | 500 | 3800 | 0 | 39.79 | 39.78 | 0.01 | 0
2025 | MISO_W_2_MISO_MO-IL | MISO_W | MISO_MO-IL | Internal | Summer | B9 | 800 | 3800 | 0 | 38.73 | 38.71 | 0.01 | 0
2025 | MISO_W_2_MISO_MO-IL | MISO_W | MISO_MO-IL | Internal | Summer | B10 | 1262 | 3800 | 557.27 | 35.8 | 35.81 | 0.01 | 0
2025 | MISO_W_2_MISO_MO-IL | MISO_W | MISO_MO-IL | Internal | Winter | B16 | 25 | 3800 | 2417.72 | 51.48 | 51.49 | 0.01 | 0
2025 | MISO_W_2_MISO_MO-IL | MISO_W | MISO_MO-IL | Internal | Winter | B17 | 100 | 3800 | 1726.16 | 47.71 | 47.72 | 0.01 | 0
2025 | MISO_W_2_MISO_MO-IL | MISO_W | MISO_MO-IL | Internal | Winter | B18 | 400 | 3800 | 0 | 45.56 | 45.55 | 0.01 | 0
2025 | MISO_W_2_MISO_MO-IL | MISO_W | MISO_MO-IL | Internal | Winter | B19 | 700 | 3800 | 0 | 44.26 | 44.23 | 0.01 | 0
2025 | MISO_W_2_MISO_MO-IL | MISO_W | MISO_MO-IL | Internal | Winter | B20 | 935 | 3800 | 1030.2 | 37.3 | 37.31 | 0.01 | 0
2025 | MISO_W_2_MISO_WUMS | MISO_W | MISO_WUMS | Internal | Shoulder | B11 | 25 | 1629 | 0 | 55.93 | 55.29 | 0.01 | 0
2025 | MISO_W_2_MISO_WUMS | MISO_W | MISO_WUMS | Internal | Shoulder | B12 | 200 | 1629 | 667.66 | 46.88 | 46.89 | 0.01 | 0
2025 | MISO_W_2_MISO_WUMS | MISO_W | MISO_WUMS | Internal | Shoulder | B13 | 600 | 1629 | 776.1 | 42.72 | 42.74 | 0.01 | 0
2025 | MISO_W_2_MISO_WUMS | MISO_W | MISO_WUMS | Internal | Shoulder | B14 | 900 | 1629 | 0 | 42.27 | 42.26 | 0.01 | 0
2025 | MISO_W_2_MISO_WUMS | MISO_W | MISO_WUMS | Internal | Shoulder | B15 | 1203 | 1629 | 425.65 | 39.69 | 39.7 | 0.01 | 0
2025 | MISO_W_2_MISO_WUMS | MISO_W | MISO_WUMS | Internal | Summer | B1 | 10 | 1629 | 0 | 68.33 | 67.75 | 0.01 | 0
2025 | MISO_W_2_MISO_WUMS | MISO_W | MISO_WUMS | Internal | Summer | B2 | 25 | 1629 | 0 | 67.48 | 66.1 | 0.01 | 0
2025 | MISO_W_2_MISO_WUMS | MISO_W | MISO_WUMS | Internal | Summer | B3 | 75 | 1629 | 0 | 67.48 | 63.83 | 0.01 | 0
2025 | MISO_W_2_MISO_WUMS | MISO_W | MISO_WUMS | Internal | Summer | B4 | 100 | 1629 | 0 | 66.28 | 63.83 | 0.01 | 0
2025 | MISO_W_2_MISO_WUMS | MISO_W | MISO_WUMS | Internal | Summer | B5 | 200 | 1629 | 0 | 60.93 | 60.91 | 0.01 | 0
2025 | MISO_W_2_MISO_WUMS | MISO_W | MISO_WUMS | Internal | Summer | B6 | 300 | 1629 | 0 | 49.78 | 49.77 | 0.01 | 0
2025 | MISO_W_2_MISO_WUMS | MISO_W | MISO_WUMS | Internal | Summer | B7 | 400 | 1629 | 966.27 | 41.27 | 41.28 | 0.01 | 0
2025 | MISO_W_2_MISO_WUMS | MISO_W | MISO_WUMS | Internal | Summer | B8 | 500 | 1629 | 993.9 | 39.79 | 39.8 | 0.01 | 0
2025 | MISO_W_2_MISO_WUMS | MISO_W | MISO_WUMS | Internal | Summer | B9 | 800 | 1629 | 138.92 | 38.73 | 38.74 | 0.01 | 0
2025 | MISO_W_2_MISO_WUMS | MISO_W | MISO_WUMS | Internal | Summer | B10 | 1262 | 1629 | 1629 | 35.8 | 35.83 | 0.01 | 0.02
2025 | MISO_W_2_MISO_WUMS | MISO_W | MISO_WUMS | Internal | Winter | B16 | 25 | 1629 | 840.73 | 51.48 | 51.49 | 0.01 | 0
2025 | MISO_W_2_MISO_WUMS | MISO_W | MISO_WUMS | Internal | Winter | B17 | 100 | 1629 | 1060.19 | 47.71 | 47.72 | 0.01 | 0
2025 | MISO_W_2_MISO_WUMS | MISO_W | MISO_WUMS | Internal | Winter | B18 | 400 | 1629 | 58.76 | 45.56 | 45.58 | 0.01 | 0
2025 | MISO_W_2_MISO_WUMS | MISO_W | MISO_WUMS | Internal | Winter | B19 | 700 | 1629 | 0 | 44.26 | 44.25 | 0.01 | 0
2025 | MISO_W_2_MISO_WUMS | MISO_W | MISO_WUMS | Internal | Winter | B20 | 935 | 1629 | 434.61 | 37.3 | 37.31 | 0.01 | 0
2025 | MISO_W_2_NE | MISO_W | NE | Internal | Shoulder | B11 | 25 | 2800 | 0 | 55.93 | 62.92 | 7 | 0
2025 | MISO_W_2_NE | MISO_W | NE | Internal | Shoulder | B12 | 200 | 2800 | 0 | 46.88 | 44.48 | 7 | 0
2025 | MISO_W_2_NE | MISO_W | NE | Internal | Shoulder | B13 | 600 | 2800 | 0 | 42.72 | 42.92 | 7 | 0
2025 | MISO_W_2_NE | MISO_W | NE | Internal | Shoulder | B14 | 900 | 2800 | 0 | 42.27 | 42.8 | 7 | 0
2025 | MISO_W_2_NE | MISO_W | NE | Internal | Shoulder | B15 | 1203 | 2800 | 0 | 39.69 | 38.83 | 7 | 0
2025 | MISO_W_2_NE | MISO_W | NE | Internal | Summer | B1 | 10 | 2800 | 0 | 68.33 | 70.75 | 7 | 0
2025 | MISO_W_2_NE | MISO_W | NE | Internal | Summer | B2 | 25 | 2800 | 0 | 67.48 | 70.75 | 7 | 0
2025 | MISO_W_2_NE | MISO_W | NE | Internal | Summer | B3 | 75 | 2800 | 0 | 67.48 | 70.75 | 7 | 0
2025 | MISO_W_2_NE | MISO_W | NE | Internal | Summer | B4 | 100 | 2800 | 0 | 66.28 | 69.63 | 7 | 0
2025 | MISO_W_2_NE | MISO_W | NE | Internal | Summer | B5 | 200 | 2800 | 0 | 60.93 | 66.82 | 7 | 0
2025 | MISO_W_2_NE | MISO_W | NE | Internal | Summer | B6 | 300 | 2800 | 0 | 49.78 | 56.77 | 7 | 0
2025 | MISO_W_2_NE | MISO_W | NE | Internal | Summer | B7 | 400 | 2800 | 0 | 41.27 | 47.38 | 7 | 0
2025 | MISO_W_2_NE | MISO_W | NE | Internal | Summer | B8 | 500 | 2800 | 0 | 39.79 | 42.19 | 7 | 0
2025 | MISO_W_2_NE | MISO_W | NE | Internal | Summer | B9 | 800 | 2800 | 0 | 38.73 | 41.34 | 7 | 0
2025 | MISO_W_2_NE | MISO_W | NE | Internal | Summer | B10 | 1262 | 2800 | 0 | 35.8 | 37.02 | 7 | 0
2025 | MISO_W_2_NE | MISO_W | NE | Internal | Winter | B16 | 25 | 2800 | 0 | 51.48 | 51.46 | 7 | 0
2025 | MISO_W_2_NE | MISO_W | NE | Internal | Winter | B17 | 100 | 2800 | 0 | 47.71 | 45.85 | 7 | 0
2025 | MISO_W_2_NE | MISO_W | NE | Internal | Winter | B18 | 400 | 2800 | 0 | 45.56 | 43.82 | 7 | 0
2025 | MISO_W_2_NE | MISO_W | NE | Internal | Winter | B19 | 700 | 2800 | 0 | 44.26 | 42.43 | 7 | 0
2025 | MISO_W_2_NE | MISO_W | NE | Internal | Winter | B20 | 935 | 2800 | 0 | 37.3 | 39.04 | 7 | 0
2025 | MISO_W_2_PJM_ROR | MISO_W | PJM_ROR | Internal | Shoulder | B11 | 25 | 773 | 0 | 55.93 | 52.5 | 2 | 0
2025 | MISO_W_2_PJM_ROR | MISO_W | PJM_ROR | Internal | Shoulder | B12 | 200 | 773 | 0 | 46.88 | 44.9 | 2 | 0
2025 | MISO_W_2_PJM_ROR | MISO_W | PJM_ROR | Internal | Shoulder | B13 | 600 | 773 | 0 | 42.72 | 42.08 | 2 | 0
2025 | MISO_W_2_PJM_ROR | MISO_W | PJM_ROR | Internal | Shoulder | B14 | 900 | 773 | 0 | 42.27 | 41.74 | 2 | 0
2025 | MISO_W_2_PJM_ROR | MISO_W | PJM_ROR | Internal | Shoulder | B15 | 1203 | 773 | 0 | 39.69 | 37.7 | 2 | 0
2025 | MISO_W_2_PJM_ROR | MISO_W | PJM_ROR | Internal | Summer | B1 | 10 | 773 | 0 | 68.33 | 67.9 | 2 | 0
2025 | MISO_W_2_PJM_ROR | MISO_W | PJM_ROR | Internal | Summer | B2 | 25 | 773 | 0 | 67.48 | 65.49 | 2 | 0
2025 | MISO_W_2_PJM_ROR | MISO_W | PJM_ROR | Internal | Summer | B3 | 75 | 773 | 0 | 67.48 | 65.45 | 2 | 0
2025 | MISO_W_2_PJM_ROR | MISO_W | PJM_ROR | Internal | Summer | B4 | 100 | 773 | 0 | 66.28 | 64.28 | 2 | 0
2025 | MISO_W_2_PJM_ROR | MISO_W | PJM_ROR | Internal | Summer | B5 | 200 | 773 | 0 | 60.93 | 58.91 | 2 | 0
2025 | MISO_W_2_PJM_ROR | MISO_W | PJM_ROR | Internal | Summer | B6 | 300 | 773 | 0 | 49.78 | 47.77 | 2 | 0
2025 | MISO_W_2_PJM_ROR | MISO_W | PJM_ROR | Internal | Summer | B7 | 400 | 773 | 0 | 41.27 | 42.2 | 2 | 0
2025 | MISO_W_2_PJM_ROR | MISO_W | PJM_ROR | Internal | Summer | B8 | 500 | 773 | 0 | 39.79 | 39.56 | 2 | 0
2025 | MISO_W_2_PJM_ROR | MISO_W | PJM_ROR | Internal | Summer | B9 | 800 | 773 | 0 | 38.73 | 36.82 | 2 | 0
2025 | MISO_W_2_PJM_ROR | MISO_W | PJM_ROR | Internal | Summer | B10 | 1262 | 773 | 0 | 35.8 | 33.83 | 2 | 0
2025 | MISO_W_2_PJM_ROR | MISO_W | PJM_ROR | Internal | Winter | B16 | 25 | 773 | 0 | 51.48 | 49.49 | 2 | 0
2025 | MISO_W_2_PJM_ROR | MISO_W | PJM_ROR | Internal | Winter | B17 | 100 | 773 | 0 | 47.71 | 49.46 | 2 | 0
2025 | MISO_W_2_PJM_ROR | MISO_W | PJM_ROR | Internal | Winter | B18 | 400 | 773 | 0 | 45.56 | 44.62 | 2 | 0
2025 | MISO_W_2_PJM_ROR | MISO_W | PJM_ROR | Internal | Winter | B19 | 700 | 773 | 0 | 44.26 | 43.33 | 2 | 0
2025 | MISO_W_2_PJM_ROR | MISO_W | PJM_ROR | Internal | Winter | B20 | 935 | 773 | 0 | 37.3 | 35.31 | 2 | 0
2025 | MISO_W_2_SPP_N | MISO_W | SPP_N | Internal | Shoulder | B11 | 25 | 3200 | 418.27 | 55.93 | 62.93 | 7 | 0
2025 | MISO_W_2_SPP_N | MISO_W | SPP_N | Internal | Shoulder | B12 | 200 | 3200 | 0 | 46.88 | 44.49 | 7 | 0
2025 | MISO_W_2_SPP_N | MISO_W | SPP_N | Internal | Shoulder | B13 | 600 | 3200 | 0 | 42.72 | 42.94 | 7 | 0
2025 | MISO_W_2_SPP_N | MISO_W | SPP_N | Internal | Shoulder | B14 | 900 | 3200 | 0 | 42.27 | 42.82 | 7 | 0
2025 | MISO_W_2_SPP_N | MISO_W | SPP_N | Internal | Shoulder | B15 | 1203 | 3200 | 0 | 39.69 | 38.84 | 7 | 0
2025 | MISO_W_2_SPP_N | MISO_W | SPP_N | Internal | Summer | B1 | 10 | 3200 | 0 | 68.33 | 70.77 | 7 | 0
2025 | MISO_W_2_SPP_N | MISO_W | SPP_N | Internal | Summer | B2 | 25 | 3200 | 0 | 67.48 | 70.77 | 7 | 0
2025 | MISO_W_2_SPP_N | MISO_W | SPP_N | Internal | Summer | B3 | 75 | 3200 | 0 | 67.48 | 70.77 | 7 | 0
2025 | MISO_W_2_SPP_N | MISO_W | SPP_N | Internal | Summer | B4 | 100 | 3200 | 0 | 66.28 | 69.64 | 7 | 0
2025 | MISO_W_2_SPP_N | MISO_W | SPP_N | Internal | Summer | B5 | 200 | 3200 | 0 | 60.93 | 66.83 | 7 | 0
2025 | MISO_W_2_SPP_N | MISO_W | SPP_N | Internal | Summer | B6 | 300 | 3200 | 1531.07 | 49.78 | 56.78 | 7 | 0
2025 | MISO_W_2_SPP_N | MISO_W | SPP_N | Internal | Summer | B7 | 400 | 3200 | 0 | 41.27 | 47.39 | 7 | 0
2025 | MISO_W_2_SPP_N | MISO_W | SPP_N | Internal | Summer | B8 | 500 | 3200 | 0 | 39.79 | 42.2 | 7 | 0
2025 | MISO_W_2_SPP_N | MISO_W | SPP_N | Internal | Summer | B9 | 800 | 3200 | 0 | 38.73 | 41.36 | 7 | 0
2025 | MISO_W_2_SPP_N | MISO_W | SPP_N | Internal | Summer | B10 | 1262 | 3200 | 0 | 35.8 | 38.64 | 7 | 0
2025 | MISO_W_2_SPP_N | MISO_W | SPP_N | Internal | Winter | B16 | 25 | 3200 | 0 | 51.48 | 51.47 | 7 | 0
2025 | MISO_W_2_SPP_N | MISO_W | SPP_N | Internal | Winter | B17 | 100 | 3200 | 0 | 47.71 | 45.86 | 7 | 0
2025 | MISO_W_2_SPP_N | MISO_W | SPP_N | Internal | Winter | B18 | 400 | 3200 | 0 | 45.56 | 43.83 | 7 | 0
2025 | MISO_W_2_SPP_N | MISO_W | SPP_N | Internal | Winter | B19 | 700 | 3200 | 0 | 44.26 | 42.44 | 7 | 0
2025 | MISO_W_2_SPP_N | MISO_W | SPP_N | Internal | Winter | B20 | 935 | 3200 | 0 | 37.3 | 39.05 | 7 | 0
2025 | MISO_WUMS_2_MISO_MI | MISO_WUMS | MISO_MI | Internal | Shoulder | B11 | 25 | 929 | 174.68 | 55.29 | 55.3 | 0.01 | 0
2025 | MISO_WUMS_2_MISO_MI | MISO_WUMS | MISO_MI | Internal | Shoulder | B12 | 200 | 929 | 679.4 | 46.89 | 46.9 | 0.01 | 0
2025 | MISO_WUMS_2_MISO_MI | MISO_WUMS | MISO_MI | Internal | Shoulder | B13 | 600 | 929 | 804.69 | 42.74 | 42.75 | 0.01 | 0
2025 | MISO_WUMS_2_MISO_MI | MISO_WUMS | MISO_MI | Internal | Shoulder | B14 | 900 | 929 | 564.52 | 42.26 | 42.27 | 0.01 | 0
2025 | MISO_WUMS_2_MISO_MI | MISO_WUMS | MISO_MI | Internal | Shoulder | B15 | 1203 | 929 | 0 | 39.7 | 39.7 | 0.01 | 0
2025 | MISO_WUMS_2_MISO_MI | MISO_WUMS | MISO_MI | Internal | Summer | B1 | 10 | 929 | 929 | 67.75 | 67.94 | 0.01 | 0.18
2025 | MISO_WUMS_2_MISO_MI | MISO_WUMS | MISO_MI | Internal | Summer | B2 | 25 | 929 | 929 | 66.1 | 67.49 | 0.01 | 1.38
2025 | MISO_WUMS_2_MISO_MI | MISO_WUMS | MISO_MI | Internal | Summer | B3 | 75 | 929 | 275.26 | 63.83 | 63.85 | 0.01 | 0
2025 | MISO_WUMS_2_MISO_MI | MISO_WUMS | MISO_MI | Internal | Summer | B4 | 100 | 929 | 0 | 63.83 | 63.82 | 0.01 | 0
2025 | MISO_WUMS_2_MISO_MI | MISO_WUMS | MISO_MI | Internal | Summer | B5 | 200 | 929 | 0 | 60.91 | 60.9 | 0.01 | 0
2025 | MISO_WUMS_2_MISO_MI | MISO_WUMS | MISO_MI | Internal | Summer | B6 | 300 | 929 | 0 | 49.77 | 49.76 | 0.01 | 0
2025 | MISO_WUMS_2_MISO_MI | MISO_WUMS | MISO_MI | Internal | Summer | B7 | 400 | 929 | 528.47 | 41.28 | 41.29 | 0.01 | 0
2025 | MISO_WUMS_2_MISO_MI | MISO_WUMS | MISO_MI | Internal | Summer | B8 | 500 | 929 | 0 | 39.8 | 39.8 | 0.01 | 0
2025 | MISO_WUMS_2_MISO_MI | MISO_WUMS | MISO_MI | Internal | Summer | B9 | 800 | 929 | 0 | 38.74 | 38.73 | 0.01 | 0
2025 | MISO_WUMS_2_MISO_MI | MISO_WUMS | MISO_MI | Internal | Summer | B10 | 1262 | 929 | 0 | 35.83 | 35.83 | 0.01 | 0
2025 | MISO_WUMS_2_MISO_MI | MISO_WUMS | MISO_MI | Internal | Winter | B16 | 25 | 929 | 929 | 51.49 | 51.6 | 0.01 | 0.1
2025 | MISO_WUMS_2_MISO_MI | MISO_WUMS | MISO_MI | Internal | Winter | B17 | 100 | 929 | 894.19 | 47.72 | 47.73 | 0.01 | 0
2025 | MISO_WUMS_2_MISO_MI | MISO_WUMS | MISO_MI | Internal | Winter | B18 | 400 | 929 | 0 | 45.58 | 45.56 | 0.01 | 0
2025 | MISO_WUMS_2_MISO_MI | MISO_WUMS | MISO_MI | Internal | Winter | B19 | 700 | 929 | 0 | 44.25 | 44.25 | 0.01 | 0
2025 | MISO_WUMS_2_MISO_MI | MISO_WUMS | MISO_MI | Internal | Winter | B20 | 935 | 929 | 0 | 37.31 | 37.31 | 0.01 | 0
2025 | MISO_WUMS_2_MISO_W | MISO_WUMS | MISO_W | Internal | Shoulder | B11 | 25 | 1137 | 1137 | 55.29 | 55.93 | 0.01 | 0.63
2025 | MISO_WUMS_2_MISO_W | MISO_WUMS | MISO_W | Internal | Shoulder | B12 | 200 | 1137 | 0 | 46.89 | 46.88 | 0.01 | 0
2025 | MISO_WUMS_2_MISO_W | MISO_WUMS | MISO_W | Internal | Shoulder | B13 | 600 | 1137 | 0 | 42.74 | 42.72 | 0.01 | 0
2025 | MISO_WUMS_2_MISO_W | MISO_WUMS | MISO_W | Internal | Shoulder | B14 | 900 | 1137 | 0 | 42.26 | 42.27 | 0.01 | 0
2025 | MISO_WUMS_2_MISO_W | MISO_WUMS | MISO_W | Internal | Shoulder | B15 | 1203 | 1137 | 0 | 39.7 | 39.69 | 0.01 | 0
2025 | MISO_WUMS_2_MISO_W | MISO_WUMS | MISO_W | Internal | Summer | B1 | 10 | 1137 | 1137 | 67.75 | 68.33 | 0.01 | 0.57
2025 | MISO_WUMS_2_MISO_W | MISO_WUMS | MISO_W | Internal | Summer | B2 | 25 | 1137 | 1137 | 66.1 | 67.48 | 0.01 | 1.37
2025 | MISO_WUMS_2_MISO_W | MISO_WUMS | MISO_W | Internal | Summer | B3 | 75 | 1137 | 1137 | 63.83 | 67.48 | 0.01 | 3.64
2025 | MISO_WUMS_2_MISO_W | MISO_WUMS | MISO_W | Internal | Summer | B4 | 100 | 1137 | 1137 | 63.83 | 66.28 | 0.01 | 2.43
2025 | MISO_WUMS_2_MISO_W | MISO_WUMS | MISO_W | Internal | Summer | B5 | 200 | 1137 | 218.02 | 60.91 | 60.93 | 0.01 | 0
2025 | MISO_WUMS_2_MISO_W | MISO_WUMS | MISO_W | Internal | Summer | B6 | 300 | 1137 | 396.18 | 49.77 | 49.78 | 0.01 | 0
2025 | MISO_WUMS_2_MISO_W | MISO_WUMS | MISO_W | Internal | Summer | B7 | 400 | 1137 | 0 | 41.28 | 41.27 | 0.01 | 0
2025 | MISO_WUMS_2_MISO_W | MISO_WUMS | MISO_W | Internal | Summer | B8 | 500 | 1137 | 0 | 39.8 | 39.79 | 0.01 | 0
2025 | MISO_WUMS_2_MISO_W | MISO_WUMS | MISO_W | Internal | Summer | B9 | 800 | 1137 | 0 | 38.74 | 38.73 | 0.01 | 0
2025 | MISO_WUMS_2_MISO_W | MISO_WUMS | MISO_W | Internal | Summer | B10 | 1262 | 1137 | 0 | 35.83 | 35.8 | 0.01 | 0
2025 | MISO_WUMS_2_MISO_W | MISO_WUMS | MISO_W | Internal | Winter | B16 | 25 | 1137 | 0 | 51.49 | 51.48 | 0.01 | 0
2025 | MISO_WUMS_2_MISO_W | MISO_WUMS | MISO_W | Internal | Winter | B17 | 100 | 1137 | 0 | 47.72 | 47.71 | 0.01 | 0
2025 | MISO_WUMS_2_MISO_W | MISO_WUMS | MISO_W | Internal | Winter | B18 | 400 | 1137 | 0 | 45.58 | 45.56 | 0.01 | 0
2025 | MISO_WUMS_2_MISO_W | MISO_WUMS | MISO_W | Internal | Winter | B19 | 700 | 1137 | 236.07 | 44.25 | 44.26 | 0.01 | 0
2025 | MISO_WUMS_2_MISO_W | MISO_WUMS | MISO_W | Internal | Winter | B20 | 935 | 1137 | 0 | 37.31 | 37.3 | 0.01 | 0
2025 | MISO_WUMS_2_PJM_ROR | MISO_WUMS | PJM_ROR | Internal | Shoulder | B11 | 25 | 1600 | 0 | 55.29 | 52.5 | 2 | 0
2025 | MISO_WUMS_2_PJM_ROR | MISO_WUMS | PJM_ROR | Internal | Shoulder | B12 | 200 | 1600 | 0 | 46.89 | 44.9 | 2 | 0
2025 | MISO_WUMS_2_PJM_ROR | MISO_WUMS | PJM_ROR | Internal | Shoulder | B13 | 600 | 1600 | 0 | 42.74 | 42.08 | 2 | 0
2025 | MISO_WUMS_2_PJM_ROR | MISO_WUMS | PJM_ROR | Internal | Shoulder | B14 | 900 | 1600 | 0 | 42.26 | 41.74 | 2 | 0
2025 | MISO_WUMS_2_PJM_ROR | MISO_WUMS | PJM_ROR | Internal | Shoulder | B15 | 1203 | 1600 | 0 | 39.7 | 37.7 | 2 | 0
2025 | MISO_WUMS_2_PJM_ROR | MISO_WUMS | PJM_ROR | Internal | Summer | B1 | 10 | 1600 | 0 | 67.75 | 67.9 | 2 | 0
2025 | MISO_WUMS_2_PJM_ROR | MISO_WUMS | PJM_ROR | Internal | Summer | B2 | 25 | 1600 | 0 | 66.1 | 65.49 | 2 | 0
2025 | MISO_WUMS_2_PJM_ROR | MISO_WUMS | PJM_ROR | Internal | Summer | B3 | 75 | 1600 | 0 | 63.83 | 65.45 | 2 | 0
2025 | MISO_WUMS_2_PJM_ROR | MISO_WUMS | PJM_ROR | Internal | Summer | B4 | 100 | 1600 | 0 | 63.83 | 64.28 | 2 | 0
2025 | MISO_WUMS_2_PJM_ROR | MISO_WUMS | PJM_ROR | Internal | Summer | B5 | 200 | 1600 | 0 | 60.91 | 58.91 | 2 | 0
2025 | MISO_WUMS_2_PJM_ROR | MISO_WUMS | PJM_ROR | Internal | Summer | B6 | 300 | 1600 | 0 | 49.77 | 47.77 | 2 | 0
2025 | MISO_WUMS_2_PJM_ROR | MISO_WUMS | PJM_ROR | Internal | Summer | B7 | 400 | 1600 | 0 | 41.28 | 42.2 | 2 | 0
2025 | MISO_WUMS_2_PJM_ROR | MISO_WUMS | PJM_ROR | Internal | Summer | B8 | 500 | 1600 | 0 | 39.8 | 39.56 | 2 | 0
2025 | MISO_WUMS_2_PJM_ROR | MISO_WUMS | PJM_ROR | Internal | Summer | B9 | 800 | 1600 | 0 | 38.74 | 36.82 | 2 | 0
2025 | MISO_WUMS_2_PJM_ROR | MISO_WUMS | PJM_ROR | Internal | Summer | B10 | 1262 | 1600 | 0 | 35.83 | 33.83 | 2 | 0
2025 | MISO_WUMS_2_PJM_ROR | MISO_WUMS | PJM_ROR | Internal | Winter | B16 | 25 | 1600 | 0 | 51.49 | 49.49 | 2 | 0
2025 | MISO_WUMS_2_PJM_ROR | MISO_WUMS | PJM_ROR | Internal | Winter | B17 | 100 | 1600 | 0 | 47.72 | 49.46 | 2 | 0
2025 | MISO_WUMS_2_PJM_ROR | MISO_WUMS | PJM_ROR | Internal | Winter | B18 | 400 | 1600 | 0 | 45.58 | 44.62 | 2 | 0
2025 | MISO_WUMS_2_PJM_ROR | MISO_WUMS | PJM_ROR | Internal | Winter | B19 | 700 | 1600 | 0 | 44.25 | 43.33 | 2 | 0
2025 | MISO_WUMS_2_PJM_ROR | MISO_WUMS | PJM_ROR | Internal | Winter | B20 | 935 | 1600 | 0 | 37.31 | 35.31 | 2 | 0
2025 | NE_2_MISO_W | NE | MISO_W | Internal | Shoulder | B11 | 25 | 1600 | 0 | 62.92 | 55.93 | 5 | 0
2025 | NE_2_MISO_W | NE | MISO_W | Internal | Shoulder | B12 | 200 | 1600 | 0 | 44.48 | 46.88 | 5 | 0
2025 | NE_2_MISO_W | NE | MISO_W | Internal | Shoulder | B13 | 600 | 1600 | 0 | 42.92 | 42.72 | 5 | 0
2025 | NE_2_MISO_W | NE | MISO_W | Internal | Shoulder | B14 | 900 | 1600 | 0 | 42.8 | 42.27 | 5 | 0
2025 | NE_2_MISO_W | NE | MISO_W | Internal | Shoulder | B15 | 1203 | 1600 | 0 | 38.83 | 39.69 | 5 | 0
2025 | NE_2_MISO_W | NE | MISO_W | Internal | Summer | B1 | 10 | 1600 | 0 | 70.75 | 68.33 | 5 | 0
2025 | NE_2_MISO_W | NE | MISO_W | Internal | Summer | B2 | 25 | 1600 | 0 | 70.75 | 67.48 | 5 | 0
2025 | NE_2_MISO_W | NE | MISO_W | Internal | Summer | B3 | 75 | 1600 | 0 | 70.75 | 67.48 | 5 | 0
2025 | NE_2_MISO_W | NE | MISO_W | Internal | Summer | B4 | 100 | 1600 | 0 | 69.63 | 66.28 | 5 | 0
2025 | NE_2_MISO_W | NE | MISO_W | Internal | Summer | B5 | 200 | 1600 | 0 | 66.82 | 60.93 | 5 | 0
2025 | NE_2_MISO_W | NE | MISO_W | Internal | Summer | B6 | 300 | 1600 | 0 | 56.77 | 49.78 | 5 | 0
2025 | NE_2_MISO_W | NE | MISO_W | Internal | Summer | B7 | 400 | 1600 | 0 | 47.38 | 41.27 | 5 | 0
2025 | NE_2_MISO_W | NE | MISO_W | Internal | Summer | B8 | 500 | 1600 | 0 | 42.19 | 39.79 | 5 | 0
2025 | NE_2_MISO_W | NE | MISO_W | Internal | Summer | B9 | 800 | 1600 | 0 | 41.34 | 38.73 | 5 | 0
2025 | NE_2_MISO_W | NE | MISO_W | Internal | Summer | B10 | 1262 | 1600 | 0 | 37.02 | 35.8 | 5 | 0
2025 | NE_2_MISO_W | NE | MISO_W | Internal | Winter | B16 | 25 | 1600 | 0 | 51.46 | 51.48 | 5 | 0
2025 | NE_2_MISO_W | NE | MISO_W | Internal | Winter | B17 | 100 | 1600 | 0 | 45.85 | 47.71 | 5 | 0
2025 | NE_2_MISO_W | NE | MISO_W | Internal | Winter | B18 | 400 | 1600 | 0 | 43.82 | 45.56 | 5 | 0
2025 | NE_2_MISO_W | NE | MISO_W | Internal | Winter | B19 | 700 | 1600 | 0 | 42.43 | 44.26 | 5 | 0
2025 | NE_2_MISO_W | NE | MISO_W | Internal | Winter | B20 | 935 | 1600 | 0 | 39.04 | 37.3 | 5 | 0
2025 | NE_2_SPP_N | NE | SPP_N | Internal | Shoulder | B11 | 25 | 3001 | 2354.93 | 62.92 | 62.93 | 0.01 | 0
2025 | NE_2_SPP_N | NE | SPP_N | Internal | Shoulder | B12 | 200 | 3001 | 650.85 | 44.48 | 44.49 | 0.01 | 0
2025 | NE_2_SPP_N | NE | SPP_N | Internal | Shoulder | B13 | 600 | 3001 | 1998.94 | 42.92 | 42.94 | 0.01 | 0
2025 | NE_2_SPP_N | NE | SPP_N | Internal | Shoulder | B14 | 900 | 3001 | 1247.9 | 42.8 | 42.82 | 0.01 | 0
2025 | NE_2_SPP_N | NE | SPP_N | Internal | Shoulder | B15 | 1203 | 3001 | 1685.42 | 38.83 | 38.84 | 0.01 | 0
2025 | NE_2_SPP_N | NE | SPP_N | Internal | Summer | B1 | 10 | 3001 | 2516.36 | 70.75 | 70.77 | 0.01 | 0
2025 | NE_2_SPP_N | NE | SPP_N | Internal | Summer | B2 | 25 | 3001 | 2911.75 | 70.75 | 70.77 | 0.01 | 0
2025 | NE_2_SPP_N | NE | SPP_N | Internal | Summer | B3 | 75 | 3001 | 2944.38 | 70.75 | 70.77 | 0.01 | 0
2025 | NE_2_SPP_N | NE | SPP_N | Internal | Summer | B4 | 100 | 3001 | 2777.36 | 69.63 | 69.64 | 0.01 | 0
2025 | NE_2_SPP_N | NE | SPP_N | Internal | Summer | B5 | 200 | 3001 | 2203.16 | 66.82 | 66.83 | 0.01 | 0
2025 | NE_2_SPP_N | NE | SPP_N | Internal | Summer | B6 | 300 | 3001 | 2341.61 | 56.77 | 56.78 | 0.01 | 0
2025 | NE_2_SPP_N | NE | SPP_N | Internal | Summer | B7 | 400 | 3001 | 2652.3 | 47.38 | 47.39 | 0.01 | 0
2025 | NE_2_SPP_N | NE | SPP_N | Internal | Summer | B8 | 500 | 3001 | 2934.91 | 42.19 | 42.2 | 0.01 | 0
2025 | NE_2_SPP_N | NE | SPP_N | Internal | Summer | B9 | 800 | 3001 | 2504.85 | 41.34 | 41.36 | 0.01 | 0
2025 | NE_2_SPP_N | NE | SPP_N | Internal | Summer | B10 | 1262 | 3001 | 3001 | 37.02 | 38.64 | 0.01 | 1.61
2025 | NE_2_SPP_N | NE | SPP_N | Internal | Winter | B16 | 25 | 3001 | 2016.03 | 51.46 | 51.47 | 0.01 | 0
2025 | NE_2_SPP_N | NE | SPP_N | Internal | Winter | B17 | 100 | 3001 | 1643.69 | 45.85 | 45.86 | 0.01 | 0
2025 | NE_2_SPP_N | NE | SPP_N | Internal | Winter | B18 | 400 | 3001 | 1826.41 | 43.82 | 43.83 | 0.01 | 0
2025 | NE_2_SPP_N | NE | SPP_N | Internal | Winter | B19 | 700 | 3001 | 1601.46 | 42.43 | 42.44 | 0.01 | 0
2025 | NE_2_SPP_N | NE | SPP_N | Internal | Winter | B20 | 935 | 3001 | 2508.62 | 39.04 | 39.05 | 0.01 | 0
2025 | NEISO_2_NYISO_A-F | NEISO | NYISO_A-F | Internal | Shoulder | B11 | 25 | 600 | 518.83 | 38.89 | 41.89 | 3 | 0
2025 | NEISO_2_NYISO_A-F | NEISO | NYISO_A-F | Internal | Shoulder | B12 | 200 | 600 | 0 | 38.89 | 41.76 | 3 | 0
2025 | NEISO_2_NYISO_A-F | NEISO | NYISO_A-F | Internal | Shoulder | B13 | 600 | 600 | 0 | 38.89 | 41.7 | 3 | 0
2025 | NEISO_2_NYISO_A-F | NEISO | NYISO_A-F | Internal | Shoulder | B14 | 900 | 600 | 0 | 38.89 | 40.63 | 3 | 0
2025 | NEISO_2_NYISO_A-F | NEISO | NYISO_A-F | Internal | Shoulder | B15 | 1203 | 600 | 0 | 38.89 | 40.63 | 3 | 0
2025 | NEISO_2_NYISO_A-F | NEISO | NYISO_A-F | Internal | Summer | B1 | 10 | 600 | 0 | 70.91 | 61.23 | 3 | 0
2025 | NEISO_2_NYISO_A-F | NEISO | NYISO_A-F | Internal | Summer | B2 | 25 | 600 | 0 | 59.67 | 57.51 | 3 | 0
2025 | NEISO_2_NYISO_A-F | NEISO | NYISO_A-F | Internal | Summer | B3 | 75 | 600 | 600 | 50 | 53.97 | 3 | 0.97
2025 | NEISO_2_NYISO_A-F | NEISO | NYISO_A-F | Internal | Summer | B4 | 100 | 600 | 600 | 39.58 | 49.84 | 3 | 7.26
2025 | NEISO_2_NYISO_A-F | NEISO | NYISO_A-F | Internal | Summer | B5 | 200 | 600 | 600 | 35.72 | 49.84 | 3 | 11.12
2025 | NEISO_2_NYISO_A-F | NEISO | NYISO_A-F | Internal | Summer | B6 | 300 | 600 | 600 | 35.72 | 46.59 | 3 | 7.87
2025 | NEISO_2_NYISO_A-F | NEISO | NYISO_A-F | Internal | Summer | B7 | 400 | 600 | 600 | 35.72 | 40.41 | 3 | 1.69
2025 | NEISO_2_NYISO_A-F | NEISO | NYISO_A-F | Internal | Summer | B8 | 500 | 600 | 0 | 35.72 | 38.71 | 3 | 0
2025 | NEISO_2_NYISO_A-F | NEISO | NYISO_A-F | Internal | Summer | B9 | 800 | 600 | 0 | 35.72 | 38.69 | 3 | 0
2025 | NEISO_2_NYISO_A-F | NEISO | NYISO_A-F | Internal | Summer | B10 | 1262 | 600 | 0 | 35.72 | 38.69 | 3 | 0
2025 | NEISO_2_NYISO_A-F | NEISO | NYISO_A-F | Internal | Winter | B16 | 25 | 600 | 0 | 48.68 | 48.54 | 3 | 0
2025 | NEISO_2_NYISO_A-F | NEISO | NYISO_A-F | Internal | Winter | B17 | 100 | 600 | 0 | 48.68 | 47.71 | 3 | 0
2025 | NEISO_2_NYISO_A-F | NEISO | NYISO_A-F | Internal | Winter | B18 | 400 | 600 | 0 | 48.68 | 44.25 | 3 | 0
2025 | NEISO_2_NYISO_A-F | NEISO | NYISO_A-F | Internal | Winter | B19 | 700 | 600 | 0 | 48.68 | 44.25 | 3 | 0
2025 | NEISO_2_NYISO_A-F | NEISO | NYISO_A-F | Internal | Winter | B20 | 935 | 600 | 0 | 48.68 | 44.25 | 3 | 0
2025 | NEISO_2_NYISO_G-I | NEISO | NYISO_G-I | Internal | Shoulder | B11 | 25 | 600 | 600 | 38.89 | 41.9 | 3 | 0.01
2025 | NEISO_2_NYISO_G-I | NEISO | NYISO_G-I | Internal | Shoulder | B12 | 200 | 600 | 0 | 38.89 | 41.78 | 3 | 0
2025 | NEISO_2_NYISO_G-I | NEISO | NYISO_G-I | Internal | Shoulder | B13 | 600 | 600 | 0 | 38.89 | 41.72 | 3 | 0
2025 | NEISO_2_NYISO_G-I | NEISO | NYISO_G-I | Internal | Shoulder | B14 | 900 | 600 | 0 | 38.89 | 40.64 | 3 | 0
2025 | NEISO_2_NYISO_G-I | NEISO | NYISO_G-I | Internal | Shoulder | B15 | 1203 | 600 | 0 | 38.89 | 40.64 | 3 | 0
2025 | NEISO_2_NYISO_G-I | NEISO | NYISO_G-I | Internal | Summer | B1 | 10 | 600 | 206.25 | 70.91 | 73.91 | 3 | 0
2025 | NEISO_2_NYISO_G-I | NEISO | NYISO_G-I | Internal | Summer | B2 | 25 | 600 | 0 | 59.67 | 62.66 | 3 | 0
2025 | NEISO_2_NYISO_G-I | NEISO | NYISO_G-I | Internal | Summer | B3 | 75 | 600 | 600 | 50 | 54.78 | 3 | 1.79
2025 | NEISO_2_NYISO_G-I | NEISO | NYISO_G-I | Internal | Summer | B4 | 100 | 600 | 600 | 39.58 | 50.89 | 3 | 8.31
2025 | NEISO_2_NYISO_G-I | NEISO | NYISO_G-I | Internal | Summer | B5 | 200 | 600 | 600 | 35.72 | 50.89 | 3 | 12.17
2025 | NEISO_2_NYISO_G-I | NEISO | NYISO_G-I | Internal | Summer | B6 | 300 | 600 | 600 | 35.72 | 46.6 | 3 | 7.88
2025 | NEISO_2_NYISO_G-I | NEISO | NYISO_G-I | Internal | Summer | B7 | 400 | 600 | 600 | 35.72 | 40.42 | 3 | 1.7
2025 | NEISO_2_NYISO_G-I | NEISO | NYISO_G-I | Internal | Summer | B8 | 500 | 600 | 475.92 | 35.72 | 38.72 | 3 | 0
2025 | NEISO_2_NYISO_G-I | NEISO | NYISO_G-I | Internal | Summer | B9 | 800 | 600 | 0 | 35.72 | 38.71 | 3 | 0
2025 | NEISO_2_NYISO_G-I | NEISO | NYISO_G-I | Internal | Summer | B10 | 1262 | 600 | 0 | 35.72 | 38.71 | 3 | 0
2025 | NEISO_2_NYISO_G-I | NEISO | NYISO_G-I | Internal | Winter | B16 | 25 | 600 | 71.29 | 48.68 | 51.68 | 3 | 0
2025 | NEISO_2_NYISO_G-I | NEISO | NYISO_G-I | Internal | Winter | B17 | 100 | 600 | 0 | 48.68 | 51.67 | 3 | 0
2025 | NEISO_2_NYISO_G-I | NEISO | NYISO_G-I | Internal | Winter | B18 | 400 | 600 | 0 | 48.68 | 50.77 | 3 | 0
2025 | NEISO_2_NYISO_G-I | NEISO | NYISO_G-I | Internal | Winter | B19 | 700 | 600 | 0 | 48.68 | 50.77 | 3 | 0
2025 | NEISO_2_NYISO_G-I | NEISO | NYISO_G-I | Internal | Winter | B20 | 935 | 600 | 0 | 48.68 | 46.68 | 3 | 0
2025 | NEISO_2_NYISO_J-K | NEISO | NYISO_J-K | Internal | Shoulder | B11 | 25 | 500 | 500 | 38.89 | 41.91 | 3 | 0.02
2025 | NEISO_2_NYISO_J-K | NEISO | NYISO_J-K | Internal | Shoulder | B12 | 200 | 500 | 0 | 38.89 | 41.79 | 3 | 0
2025 | NEISO_2_NYISO_J-K | NEISO | NYISO_J-K | Internal | Shoulder | B13 | 600 | 500 | 0 | 38.89 | 41.73 | 3 | 0
2025 | NEISO_2_NYISO_J-K | NEISO | NYISO_J-K | Internal | Shoulder | B14 | 900 | 500 | 0 | 38.89 | 40.66 | 3 | 0
2025 | NEISO_2_NYISO_J-K | NEISO | NYISO_J-K | Internal | Shoulder | B15 | 1203 | 500 | 0 | 38.89 | 40.66 | 3 | 0
2025 | NEISO_2_NYISO_J-K | NEISO | NYISO_J-K | Internal | Summer | B1 | 10 | 500 | 500 | 70.91 | 73.92 | 3 | 0.01
2025 | NEISO_2_NYISO_J-K | NEISO | NYISO_J-K | Internal | Summer | B2 | 25 | 500 | 424.65 | 59.67 | 62.67 | 3 | 0
2025 | NEISO_2_NYISO_J-K | NEISO | NYISO_J-K | Internal | Summer | B3 | 75 | 500 | 500 | 50 | 54.8 | 3 | 1.8
2025 | NEISO_2_NYISO_J-K | NEISO | NYISO_J-K | Internal | Summer | B4 | 100 | 500 | 500 | 39.58 | 50.9 | 3 | 8.32
2025 | NEISO_2_NYISO_J-K | NEISO | NYISO_J-K | Internal | Summer | B5 | 200 | 500 | 500 | 35.72 | 50.9 | 3 | 12.18
2025 | NEISO_2_NYISO_J-K | NEISO | NYISO_J-K | Internal | Summer | B6 | 300 | 500 | 500 | 35.72 | 46.61 | 3 | 7.9
2025 | NEISO_2_NYISO_J-K | NEISO | NYISO_J-K | Internal | Summer | B7 | 400 | 500 | 500 | 35.72 | 40.43 | 3 | 1.72
2025 | NEISO_2_NYISO_J-K | NEISO | NYISO_J-K | Internal | Summer | B8 | 500 | 500 | 500 | 35.72 | 38.73 | 3 | 0.01
2025 | NEISO_2_NYISO_J-K | NEISO | NYISO_J-K | Internal | Summer | B9 | 800 | 500 | 492.24 | 35.72 | 38.72 | 3 | 0
2025 | NEISO_2_NYISO_J-K | NEISO | NYISO_J-K | Internal | Summer | B10 | 1262 | 500 | 494.46 | 35.72 | 38.72 | 3 | 0
2025 | NEISO_2_NYISO_J-K | NEISO | NYISO_J-K | Internal | Winter | B16 | 25 | 500 | 500 | 48.68 | 51.69 | 3 | 0.01
2025 | NEISO_2_NYISO_J-K | NEISO | NYISO_J-K | Internal | Winter | B17 | 100 | 500 | 300.98 | 48.68 | 51.68 | 3 | 0
2025 | NEISO_2_NYISO_J-K | NEISO | NYISO_J-K | Internal | Winter | B18 | 400 | 500 | 0 | 48.68 | 50.78 | 3 | 0
2025 | NEISO_2_NYISO_J-K | NEISO | NYISO_J-K | Internal | Winter | B19 | 700 | 500 | 0 | 48.68 | 50.78 | 3 | 0
2025 | NEISO_2_NYISO_J-K | NEISO | NYISO_J-K | Internal | Winter | B20 | 935 | 500 | 0 | 48.68 | 46.69 | 3 | 0
2025 | NonRTO_Midwest_2_TVA_Transmission | NonRTO_Midwest | TVA_Transmission | Internal | Shoulder | B11 | 25 | 2400 | 0 | 63.93 | 58.5 | 8 | 0
2025 | NonRTO_Midwest_2_TVA_Transmission | NonRTO_Midwest | TVA_Transmission | Internal | Shoulder | B12 | 200 | 2400 | 0 | 54.9 | 48.44 | 8 | 0
2025 | NonRTO_Midwest_2_TVA_Transmission | NonRTO_Midwest | TVA_Transmission | Internal | Shoulder | B13 | 600 | 2400 | 0 | 50.75 | 46.19 | 8 | 0
2025 | NonRTO_Midwest_2_TVA_Transmission | NonRTO_Midwest | TVA_Transmission | Internal | Shoulder | B14 | 900 | 2400 | 0 | 44.04 | 45.6 | 8 | 0
2025 | NonRTO_Midwest_2_TVA_Transmission | NonRTO_Midwest | TVA_Transmission | Internal | Shoulder | B15 | 1203 | 2400 | 0 | 37.44 | 42.12 | 8 | 0
2025 | NonRTO_Midwest_2_TVA_Transmission | NonRTO_Midwest | TVA_Transmission | Internal | Summer | B1 | 10 | 2400 | 0 | 72.57 | 76.34 | 8 | 0
2025 | NonRTO_Midwest_2_TVA_Transmission | NonRTO_Midwest | TVA_Transmission | Internal | Summer | B2 | 25 | 2400 | 0 | 72.57 | 75.49 | 8 | 0
2025 | NonRTO_Midwest_2_TVA_Transmission | NonRTO_Midwest | TVA_Transmission | Internal | Summer | B3 | 75 | 2400 | 0 | 72.57 | 71.45 | 8 | 0
2025 | NonRTO_Midwest_2_TVA_Transmission | NonRTO_Midwest | TVA_Transmission | Internal | Summer | B4 | 100 | 2400 | 0 | 72.57 | 70.28 | 8 | 0
2025 | NonRTO_Midwest_2_TVA_Transmission | NonRTO_Midwest | TVA_Transmission | Internal | Summer | B5 | 200 | 2400 | 0 | 68.91 | 63.98 | 8 | 0
2025 | NonRTO_Midwest_2_TVA_Transmission | NonRTO_Midwest | TVA_Transmission | Internal | Summer | B6 | 300 | 2400 | 0 | 57.77 | 52.87 | 8 | 0
2025 | NonRTO_Midwest_2_TVA_Transmission | NonRTO_Midwest | TVA_Transmission | Internal | Summer | B7 | 400 | 2400 | 0 | 49.28 | 47.16 | 8 | 0
2025 | NonRTO_Midwest_2_TVA_Transmission | NonRTO_Midwest | TVA_Transmission | Internal | Summer | B8 | 500 | 2400 | 0 | 42.97 | 44.18 | 8 | 0
2025 | NonRTO_Midwest_2_TVA_Transmission | NonRTO_Midwest | TVA_Transmission | Internal | Summer | B9 | 800 | 2400 | 0 | 37.44 | 42.39 | 8 | 0
2025 | NonRTO_Midwest_2_TVA_Transmission | NonRTO_Midwest | TVA_Transmission | Internal | Summer | B10 | 1262 | 2400 | 0 | 33.8 | 38.3 | 8 | 0
2025 | NonRTO_Midwest_2_TVA_Transmission | NonRTO_Midwest | TVA_Transmission | Internal | Winter | B16 | 25 | 2400 | 0 | 59.61 | 55.49 | 8 | 0
2025 | NonRTO_Midwest_2_TVA_Transmission | NonRTO_Midwest | TVA_Transmission | Internal | Winter | B17 | 100 | 2400 | 0 | 55.74 | 51.51 | 8 | 0
2025 | NonRTO_Midwest_2_TVA_Transmission | NonRTO_Midwest | TVA_Transmission | Internal | Winter | B18 | 400 | 2400 | 0 | 53.56 | 48.05 | 8 | 0
2025 | NonRTO_Midwest_2_TVA_Transmission | NonRTO_Midwest | TVA_Transmission | Internal | Winter | B19 | 700 | 2400 | 0 | 44.04 | 46.22 | 8 | 0
2025 | NonRTO_Midwest_2_TVA_Transmission | NonRTO_Midwest | TVA_Transmission | Internal | Winter | B20 | 935 | 2400 | 0 | 37.31 | 41.31 | 8 | 0
2025 | NYISO_A-F_2_IESO | NYISO_A-F | IESO | Internal | Shoulder | B11 | 25 | 1600 | 0 | 41.89 | 34.89 | 7 | 0
2025 | NYISO_A-F_2_IESO | NYISO_A-F | IESO | Internal | Shoulder | B12 | 200 | 1600 | 0 | 41.76 | 34.76 | 7 | 0
2025 | NYISO_A-F_2_IESO | NYISO_A-F | IESO | Internal | Shoulder | B13 | 600 | 1600 | 0 | 41.7 | 34.7 | 7 | 0
2025 | NYISO_A-F_2_IESO | NYISO_A-F | IESO | Internal | Shoulder | B14 | 900 | 1600 | 0 | 40.63 | 33.63 | 7 | 0
2025 | NYISO_A-F_2_IESO | NYISO_A-F | IESO | Internal | Shoulder | B15 | 1203 | 1600 | 0 | 40.63 | 33.63 | 7 | 0
2025 | NYISO_A-F_2_IESO | NYISO_A-F | IESO | Internal | Summer | B1 | 10 | 1600 | 0 | 61.23 | 54.23 | 7 | 0
2025 | NYISO_A-F_2_IESO | NYISO_A-F | IESO | Internal | Summer | B2 | 25 | 1600 | 0 | 57.51 | 50.51 | 7 | 0
2025 | NYISO_A-F_2_IESO | NYISO_A-F | IESO | Internal | Summer | B3 | 75 | 1600 | 0 | 53.97 | 46.97 | 7 | 0
2025 | NYISO_A-F_2_IESO | NYISO_A-F | IESO | Internal | Summer | B4 | 100 | 1600 | 0 | 49.84 | 42.84 | 7 | 0
2025 | NYISO_A-F_2_IESO | NYISO_A-F | IESO | Internal | Summer | B5 | 200 | 1600 | 0 | 49.84 | 42.84 | 7 | 0
2025 | NYISO_A-F_2_IESO | NYISO_A-F | IESO | Internal | Summer | B6 | 300 | 1600 | 0 | 46.59 | 39.59 | 7 | 0
2025 | NYISO_A-F_2_IESO | NYISO_A-F | IESO | Internal | Summer | B7 | 400 | 1600 | 0 | 40.41 | 33.41 | 7 | 0
2025 | NYISO_A-F_2_IESO | NYISO_A-F | IESO | Internal | Summer | B8 | 500 | 1600 | 0 | 38.71 | 31.71 | 7 | 0
2025 | NYISO_A-F_2_IESO | NYISO_A-F | IESO | Internal | Summer | B9 | 800 | 1600 | 0 | 38.69 | 31.69 | 7 | 0
2025 | NYISO_A-F_2_IESO | NYISO_A-F | IESO | Internal | Summer | B10 | 1262 | 1600 | 0 | 38.69 | 31.69 | 7 | 0
2025 | NYISO_A-F_2_IESO | NYISO_A-F | IESO | Internal | Winter | B16 | 25 | 1600 | 0 | 48.54 | 42.49 | 7 | 0
2025 | NYISO_A-F_2_IESO | NYISO_A-F | IESO | Internal | Winter | B17 | 100 | 1600 | 0 | 47.71 | 40.71 | 7 | 0
2025 | NYISO_A-F_2_IESO | NYISO_A-F | IESO | Internal | Winter | B18 | 400 | 1600 | 0 | 44.25 | 37.25 | 7 | 0
2025 | NYISO_A-F_2_IESO | NYISO_A-F | IESO | Internal | Winter | B19 | 700 | 1600 | 0 | 44.25 | 37.25 | 7 | 0
2025 | NYISO_A-F_2_IESO | NYISO_A-F | IESO | Internal | Winter | B20 | 935 | 1600 | 0 | 44.25 | 37.25 | 7 | 0
2025 | NYISO_A-F_2_NEISO | NYISO_A-F | NEISO | Internal | Shoulder | B11 | 25 | 600 | 0 | 41.89 | 38.89 | 3 | 0
2025 | NYISO_A-F_2_NEISO | NYISO_A-F | NEISO | Internal | Shoulder | B12 | 200 | 600 | 0 | 41.76 | 38.89 | 3 | 0
2025 | NYISO_A-F_2_NEISO | NYISO_A-F | NEISO | Internal | Shoulder | B13 | 600 | 600 | 0 | 41.7 | 38.89 | 3 | 0
2025 | NYISO_A-F_2_NEISO | NYISO_A-F | NEISO | Internal | Shoulder | B14 | 900 | 600 | 0 | 40.63 | 38.89 | 3 | 0
2025 | NYISO_A-F_2_NEISO | NYISO_A-F | NEISO | Internal | Shoulder | B15 | 1203 | 600 | 0 | 40.63 | 38.89 | 3 | 0
2025 | NYISO_A-F_2_NEISO | NYISO_A-F | NEISO | Internal | Summer | B1 | 10 | 600 | 600 | 61.23 | 70.91 | 3 | 6.69
2025 | NYISO_A-F_2_NEISO | NYISO_A-F | NEISO | Internal | Summer | B2 | 25 | 600 | 0 | 57.51 | 59.67 | 3 | 0
2025 | NYISO_A-F_2_NEISO | NYISO_A-F | NEISO | Internal | Summer | B3 | 75 | 600 | 0 | 53.97 | 50 | 3 | 0
2025 | NYISO_A-F_2_NEISO | NYISO_A-F | NEISO | Internal | Summer | B4 | 100 | 600 | 0 | 49.84 | 39.58 | 3 | 0
2025 | NYISO_A-F_2_NEISO | NYISO_A-F | NEISO | Internal | Summer | B5 | 200 | 600 | 0 | 49.84 | 35.72 | 3 | 0
2025 | NYISO_A-F_2_NEISO | NYISO_A-F | NEISO | Internal | Summer | B6 | 300 | 600 | 0 | 46.59 | 35.72 | 3 | 0
2025 | NYISO_A-F_2_NEISO | NYISO_A-F | NEISO | Internal | Summer | B7 | 400 | 600 | 0 | 40.41 | 35.72 | 3 | 0
2025 | NYISO_A-F_2_NEISO | NYISO_A-F | NEISO | Internal | Summer | B8 | 500 | 600 | 0 | 38.71 | 35.72 | 3 | 0
2025 | NYISO_A-F_2_NEISO | NYISO_A-F | NEISO | Internal | Summer | B9 | 800 | 600 | 0 | 38.69 | 35.72 | 3 | 0
2025 | NYISO_A-F_2_NEISO | NYISO_A-F | NEISO | Internal | Summer | B10 | 1262 | 600 | 0 | 38.69 | 35.72 | 3 | 0
2025 | NYISO_A-F_2_NEISO | NYISO_A-F | NEISO | Internal | Winter | B16 | 25 | 600 | 0 | 48.54 | 48.68 | 3 | 0
2025 | NYISO_A-F_2_NEISO | NYISO_A-F | NEISO | Internal | Winter | B17 | 100 | 600 | 0 | 47.71 | 48.68 | 3 | 0
2025 | NYISO_A-F_2_NEISO | NYISO_A-F | NEISO | Internal | Winter | B18 | 400 | 600 | 600 | 44.25 | 48.68 | 3 | 1.43
2025 | NYISO_A-F_2_NEISO | NYISO_A-F | NEISO | Internal | Winter | B19 | 700 | 600 | 600 | 44.25 | 48.68 | 3 | 1.43
2025 | NYISO_A-F_2_NEISO | NYISO_A-F | NEISO | Internal | Winter | B20 | 935 | 600 | 600 | 44.25 | 48.68 | 3 | 1.43
2025 | NYISO_A-F_2_NYISO_G-I | NYISO_A-F | NYISO_G-I | Internal | Shoulder | B11 | 25 | 4757 | 4659.78 | 41.89 | 41.9 | 0.01 | 0
2025 | NYISO_A-F_2_NYISO_G-I | NYISO_A-F | NYISO_G-I | Internal | Shoulder | B12 | 200 | 4757 | 4574.18 | 41.76 | 41.78 | 0.01 | 0
2025 | NYISO_A-F_2_NYISO_G-I | NYISO_A-F | NYISO_G-I | Internal | Shoulder | B13 | 600 | 4757 | 4570.65 | 41.7 | 41.72 | 0.01 | 0
2025 | NYISO_A-F_2_NYISO_G-I | NYISO_A-F | NYISO_G-I | Internal | Shoulder | B14 | 900 | 4757 | 3699.49 | 40.63 | 40.64 | 0.01 | 0
2025 | NYISO_A-F_2_NYISO_G-I | NYISO_A-F | NYISO_G-I | Internal | Shoulder | B15 | 1203 | 4757 | 1598.01 | 40.63 | 40.64 | 0.01 | 0
2025 | NYISO_A-F_2_NYISO_G-I | NYISO_A-F | NYISO_G-I | Internal | Summer | B1 | 10 | 4757 | 4757 | 61.23 | 73.91 | 0.01 | 12.67
2025 | NYISO_A-F_2_NYISO_G-I | NYISO_A-F | NYISO_G-I | Internal | Summer | B2 | 25 | 4757 | 4757 | 57.51 | 62.66 | 0.01 | 5.14
2025 | NYISO_A-F_2_NYISO_G-I | NYISO_A-F | NYISO_G-I | Internal | Summer | B3 | 75 | 4757 | 4757 | 53.97 | 54.78 | 0.01 | 0.81
2025 | NYISO_A-F_2_NYISO_G-I | NYISO_A-F | NYISO_G-I | Internal | Summer | B4 | 100 | 4757 | 4757 | 49.84 | 50.89 | 0.01 | 1.04
2025 | NYISO_A-F_2_NYISO_G-I | NYISO_A-F | NYISO_G-I | Internal | Summer | B5 | 200 | 4757 | 4757 | 49.84 | 50.89 | 0.01 | 1.04
2025 | NYISO_A-F_2_NYISO_G-I | NYISO_A-F | NYISO_G-I | Internal | Summer | B6 | 300 | 4757 | 4708.39 | 46.59 | 46.6 | 0.01 | 0
2025 | NYISO_A-F_2_NYISO_G-I | NYISO_A-F | NYISO_G-I | Internal | Summer | B7 | 400 | 4757 | 3608.7 | 40.41 | 40.42 | 0.01 | 0
2025 | NYISO_A-F_2_NYISO_G-I | NYISO_A-F | NYISO_G-I | Internal | Summer | B8 | 500 | 4757 | 3094.42 | 38.71 | 38.72 | 0.01 | 0
2025 | NYISO_A-F_2_NYISO_G-I | NYISO_A-F | NYISO_G-I | Internal | Summer | B9 | 800 | 4757 | 2367.05 | 38.69 | 38.71 | 0.01 | 0
2025 | NYISO_A-F_2_NYISO_G-I | NYISO_A-F | NYISO_G-I | Internal | Summer | B10 | 1262 | 4757 | 218.9 | 38.69 | 38.71 | 0.01 | 0
2025 | NYISO_A-F_2_NYISO_G-I | NYISO_A-F | NYISO_G-I | Internal | Winter | B16 | 25 | 4757 | 4757 | 48.54 | 51.68 | 0.01 | 3.13
2025 | NYISO_A-F_2_NYISO_G-I | NYISO_A-F | NYISO_G-I | Internal | Winter | B17 | 100 | 4757 | 4757 | 47.71 | 51.67 | 0.01 | 3.95
2025 | NYISO_A-F_2_NYISO_G-I | NYISO_A-F | NYISO_G-I | Internal | Winter | B18 | 400 | 4757 | 4757 | 44.25 | 50.77 | 0.01 | 6.51
2025 | NYISO_A-F_2_NYISO_G-I | NYISO_A-F | NYISO_G-I | Internal | Winter | B19 | 700 | 4757 | 4757 | 44.25 | 50.77 | 0.01 | 6.51
2025 | NYISO_A-F_2_NYISO_G-I | NYISO_A-F | NYISO_G-I | Internal | Winter | B20 | 935 | 4757 | 4757 | 44.25 | 46.68 | 0.01 | 2.41
2025 | NYISO_A-F_2_PJM_ROM | NYISO_A-F | PJM_ROM | Internal | Shoulder | B11 | 25 | 1000 | 1000 | 41.89 | 52.49 | 8 | 2.6
2025 | NYISO_A-F_2_PJM_ROM | NYISO_A-F | PJM_ROM | Internal | Shoulder | B12 | 200 | 1000 | 0 | 41.76 | 44.89 | 8 | 0
2025 | NYISO_A-F_2_PJM_ROM | NYISO_A-F | PJM_ROM | Internal | Shoulder | B13 | 600 | 1000 | 0 | 41.7 | 42.09 | 8 | 0
2025 | NYISO_A-F_2_PJM_ROM | NYISO_A-F | PJM_ROM | Internal | Shoulder | B14 | 900 | 1000 | 0 | 40.63 | 41.75 | 8 | 0
2025 | NYISO_A-F_2_PJM_ROM | NYISO_A-F | PJM_ROM | Internal | Shoulder | B15 | 1203 | 1000 | 0 | 40.63 | 37.71 | 8 | 0
2025 | NYISO_A-F_2_PJM_ROM | NYISO_A-F | PJM_ROM | Internal | Summer | B1 | 10 | 1000 | 0 | 61.23 | 67.91 | 8 | 0
2025 | NYISO_A-F_2_PJM_ROM | NYISO_A-F | PJM_ROM | Internal | Summer | B2 | 25 | 1000 | 563.06 | 57.51 | 65.51 | 8 | 0
2025 | NYISO_A-F_2_PJM_ROM | NYISO_A-F | PJM_ROM | Internal | Summer | B3 | 75 | 1000 | 1000 | 53.97 | 65.44 | 8 | 3.48
2025 | NYISO_A-F_2_PJM_ROM | NYISO_A-F | PJM_ROM | Internal | Summer | B4 | 100 | 1000 | 1000 | 49.84 | 64.27 | 8 | 6.43
2025 | NYISO_A-F_2_PJM_ROM | NYISO_A-F | PJM_ROM | Internal | Summer | B5 | 200 | 1000 | 1000 | 49.84 | 58.9 | 8 | 1.06
2025 | NYISO_A-F_2_PJM_ROM | NYISO_A-F | PJM_ROM | Internal | Summer | B6 | 300 | 1000 | 0 | 46.59 | 47.76 | 8 | 0
2025 | NYISO_A-F_2_PJM_ROM | NYISO_A-F | PJM_ROM | Internal | Summer | B7 | 400 | 1000 | 0 | 40.41 | 42.21 | 8 | 0
2025 | NYISO_A-F_2_PJM_ROM | NYISO_A-F | PJM_ROM | Internal | Summer | B8 | 500 | 1000 | 0 | 38.71 | 39.57 | 8 | 0
2025 | NYISO_A-F_2_PJM_ROM | NYISO_A-F | PJM_ROM | Internal | Summer | B9 | 800 | 1000 | 0 | 38.69 | 36.83 | 8 | 0
2025 | NYISO_A-F_2_PJM_ROM | NYISO_A-F | PJM_ROM | Internal | Summer | B10 | 1262 | 1000 | 0 | 38.69 | 33.84 | 8 | 0
2025 | NYISO_A-F_2_PJM_ROM | NYISO_A-F | PJM_ROM | Internal | Winter | B16 | 25 | 1000 | 0 | 48.54 | 49.5 | 8 | 0
2025 | NYISO_A-F_2_PJM_ROM | NYISO_A-F | PJM_ROM | Internal | Winter | B17 | 100 | 1000 | 0 | 47.71 | 49.47 | 8 | 0
2025 | NYISO_A-F_2_PJM_ROM | NYISO_A-F | PJM_ROM | Internal | Winter | B18 | 400 | 1000 | 0 | 44.25 | 44.63 | 8 | 0
2025 | NYISO_A-F_2_PJM_ROM | NYISO_A-F | PJM_ROM | Internal | Winter | B19 | 700 | 1000 | 0 | 44.25 | 43.35 | 8 | 0
2025 | NYISO_A-F_2_PJM_ROM | NYISO_A-F | PJM_ROM | Internal | Winter | B20 | 935 | 1000 | 0 | 44.25 | 35.33 | 8 | 0
2025 | NYISO_G-I_2_NEISO | NYISO_G-I | NEISO | Internal | Shoulder | B11 | 25 | 600 | 0 | 41.9 | 38.89 | 3 | 0
2025 | NYISO_G-I_2_NEISO | NYISO_G-I | NEISO | Internal | Shoulder | B12 | 200 | 600 | 0 | 41.78 | 38.89 | 3 | 0
2025 | NYISO_G-I_2_NEISO | NYISO_G-I | NEISO | Internal | Shoulder | B13 | 600 | 600 | 0 | 41.72 | 38.89 | 3 | 0
2025 | NYISO_G-I_2_NEISO | NYISO_G-I | NEISO | Internal | Shoulder | B14 | 900 | 600 | 0 | 40.64 | 38.89 | 3 | 0
2025 | NYISO_G-I_2_NEISO | NYISO_G-I | NEISO | Internal | Shoulder | B15 | 1203 | 600 | 0 | 40.64 | 38.89 | 3 | 0
2025 | NYISO_G-I_2_NEISO | NYISO_G-I | NEISO | Internal | Summer | B1 | 10 | 600 | 0 | 73.91 | 70.91 | 3 | 0
2025 | NYISO_G-I_2_NEISO | NYISO_G-I | NEISO | Internal | Summer | B2 | 25 | 600 | 0 | 62.66 | 59.67 | 3 | 0
2025 | NYISO_G-I_2_NEISO | NYISO_G-I | NEISO | Internal | Summer | B3 | 75 | 600 | 0 | 54.78 | 50 | 3 | 0
2025 | NYISO_G-I_2_NEISO | NYISO_G-I | NEISO | Internal | Summer | B4 | 100 | 600 | 0 | 50.89 | 39.58 | 3 | 0
2025 | NYISO_G-I_2_NEISO | NYISO_G-I | NEISO | Internal | Summer | B5 | 200 | 600 | 0 | 50.89 | 35.72 | 3 | 0
2025 | NYISO_G-I_2_NEISO | NYISO_G-I | NEISO | Internal | Summer | B6 | 300 | 600 | 0 | 46.6 | 35.72 | 3 | 0
2025 | NYISO_G-I_2_NEISO | NYISO_G-I | NEISO | Internal | Summer | B7 | 400 | 600 | 0 | 40.42 | 35.72 | 3 | 0
2025 | NYISO_G-I_2_NEISO | NYISO_G-I | NEISO | Internal | Summer | B8 | 500 | 600 | 0 | 38.72 | 35.72 | 3 | 0
2025 | NYISO_G-I_2_NEISO | NYISO_G-I | NEISO | Internal | Summer | B9 | 800 | 600 | 0 | 38.71 | 35.72 | 3 | 0
2025 | NYISO_G-I_2_NEISO | NYISO_G-I | NEISO | Internal | Summer | B10 | 1262 | 600 | 0 | 38.71 | 35.72 | 3 | 0
2025 | NYISO_G-I_2_NEISO | NYISO_G-I | NEISO | Internal | Winter | B16 | 25 | 600 | 0 | 51.68 | 48.68 | 3 | 0
2025 | NYISO_G-I_2_NEISO | NYISO_G-I | NEISO | Internal | Winter | B17 | 100 | 600 | 0 | 51.67 | 48.68 | 3 | 0
2025 | NYISO_G-I_2_NEISO | NYISO_G-I | NEISO | Internal | Winter | B18 | 400 | 600 | 0 | 50.77 | 48.68 | 3 | 0
2025 | NYISO_G-I_2_NEISO | NYISO_G-I | NEISO | Internal | Winter | B19 | 700 | 600 | 0 | 50.77 | 48.68 | 3 | 0
2025 | NYISO_G-I_2_NEISO | NYISO_G-I | NEISO | Internal | Winter | B20 | 935 | 600 | 0 | 46.68 | 48.68 | 3 | 0
2025 | NYISO_G-I_2_NYISO_A-F | NYISO_G-I | NYISO_A-F | Internal | Shoulder | B11 | 25 | 2506 | 0 | 41.9 | 41.89 | 0.01 | 0
2025 | NYISO_G-I_2_NYISO_A-F | NYISO_G-I | NYISO_A-F | Internal | Shoulder | B12 | 200 | 2506 | 0 | 41.78 | 41.76 | 0.01 | 0
2025 | NYISO_G-I_2_NYISO_A-F | NYISO_G-I | NYISO_A-F | Internal | Shoulder | B13 | 600 | 2506 | 0 | 41.72 | 41.7 | 0.01 | 0
2025 | NYISO_G-I_2_NYISO_A-F | NYISO_G-I | NYISO_A-F | Internal | Shoulder | B14 | 900 | 2506 | 0 | 40.64 | 40.63 | 0.01 | 0
2025 | NYISO_G-I_2_NYISO_A-F | NYISO_G-I | NYISO_A-F | Internal | Shoulder | B15 | 1203 | 2506 | 0 | 40.64 | 40.63 | 0.01 | 0
2025 | NYISO_G-I_2_NYISO_A-F | NYISO_G-I | NYISO_A-F | Internal | Summer | B1 | 10 | 2506 | 0 | 73.91 | 61.23 | 0.01 | 0
2025 | NYISO_G-I_2_NYISO_A-F | NYISO_G-I | NYISO_A-F | Internal | Summer | B2 | 25 | 2506 | 0 | 62.66 | 57.51 | 0.01 | 0
2025 | NYISO_G-I_2_NYISO_A-F | NYISO_G-I | NYISO_A-F | Internal | Summer | B3 | 75 | 2506 | 0 | 54.78 | 53.97 | 0.01 | 0
2025 | NYISO_G-I_2_NYISO_A-F | NYISO_G-I | NYISO_A-F | Internal | Summer | B4 | 100 | 2506 | 0 | 50.89 | 49.84 | 0.01 | 0
2025 | NYISO_G-I_2_NYISO_A-F | NYISO_G-I | NYISO_A-F | Internal | Summer | B5 | 200 | 2506 | 0 | 50.89 | 49.84 | 0.01 | 0
2025 | NYISO_G-I_2_NYISO_A-F | NYISO_G-I | NYISO_A-F | Internal | Summer | B6 | 300 | 2506 | 0 | 46.6 | 46.59 | 0.01 | 0
2025 | NYISO_G-I_2_NYISO_A-F | NYISO_G-I | NYISO_A-F | Internal | Summer | B7 | 400 | 2506 | 0 | 40.42 | 40.41 | 0.01 | 0
2025 | NYISO_G-I_2_NYISO_A-F | NYISO_G-I | NYISO_A-F | Internal | Summer | B8 | 500 | 2506 | 0 | 38.72 | 38.71 | 0.01 | 0
2025 | NYISO_G-I_2_NYISO_A-F | NYISO_G-I | NYISO_A-F | Internal | Summer | B9 | 800 | 2506 | 0 | 38.71 | 38.69 | 0.01 | 0
2025 | NYISO_G-I_2_NYISO_A-F | NYISO_G-I | NYISO_A-F | Internal | Summer | B10 | 1262 | 2506 | 0 | 38.71 | 38.69 | 0.01 | 0
2025 | NYISO_G-I_2_NYISO_A-F | NYISO_G-I | NYISO_A-F | Internal | Winter | B16 | 25 | 2506 | 0 | 51.68 | 48.54 | 0.01 | 0
2025 | NYISO_G-I_2_NYISO_A-F | NYISO_G-I | NYISO_A-F | Internal | Winter | B17 | 100 | 2506 | 0 | 51.67 | 47.71 | 0.01 | 0
2025 | NYISO_G-I_2_NYISO_A-F | NYISO_G-I | NYISO_A-F | Internal | Winter | B18 | 400 | 2506 | 0 | 50.77 | 44.25 | 0.01 | 0
2025 | NYISO_G-I_2_NYISO_A-F | NYISO_G-I | NYISO_A-F | Internal | Winter | B19 | 700 | 2506 | 0 | 50.77 | 44.25 | 0.01 | 0
2025 | NYISO_G-I_2_NYISO_A-F | NYISO_G-I | NYISO_A-F | Internal | Winter | B20 | 935 | 2506 | 0 | 46.68 | 44.25 | 0.01 | 0
2025 | NYISO_G-I_2_NYISO_J-K | NYISO_G-I | NYISO_J-K | Internal | Shoulder | B11 | 25 | 6188 | 3656.44 | 41.9 | 41.91 | 0.01 | 0
2025 | NYISO_G-I_2_NYISO_J-K | NYISO_G-I | NYISO_J-K | Internal | Shoulder | B12 | 200 | 6188 | 4543.22 | 41.78 | 41.79 | 0.01 | 0
2025 | NYISO_G-I_2_NYISO_J-K | NYISO_G-I | NYISO_J-K | Internal | Shoulder | B13 | 600 | 6188 | 4667.8 | 41.72 | 41.73 | 0.01 | 0
2025 | NYISO_G-I_2_NYISO_J-K | NYISO_G-I | NYISO_J-K | Internal | Shoulder | B14 | 900 | 6188 | 3956.46 | 40.64 | 40.66 | 0.01 | 0
2025 | NYISO_G-I_2_NYISO_J-K | NYISO_G-I | NYISO_J-K | Internal | Shoulder | B15 | 1203 | 6188 | 2299.94 | 40.64 | 40.66 | 0.01 | 0
2025 | NYISO_G-I_2_NYISO_J-K | NYISO_G-I | NYISO_J-K | Internal | Summer | B1 | 10 | 6188 | 4015.96 | 73.91 | 73.92 | 0.01 | 0
2025 | NYISO_G-I_2_NYISO_J-K | NYISO_G-I | NYISO_J-K | Internal | Summer | B2 | 25 | 6188 | 3978.67 | 62.66 | 62.67 | 0.01 | 0
2025 | NYISO_G-I_2_NYISO_J-K | NYISO_G-I | NYISO_J-K | Internal | Summer | B3 | 75 | 6188 | 3496.52 | 54.78 | 54.8 | 0.01 | 0
2025 | NYISO_G-I_2_NYISO_J-K | NYISO_G-I | NYISO_J-K | Internal | Summer | B4 | 100 | 6188 | 3772.23 | 50.89 | 50.9 | 0.01 | 0
2025 | NYISO_G-I_2_NYISO_J-K | NYISO_G-I | NYISO_J-K | Internal | Summer | B5 | 200 | 6188 | 4275.12 | 50.89 | 50.9 | 0.01 | 0
2025 | NYISO_G-I_2_NYISO_J-K | NYISO_G-I | NYISO_J-K | Internal | Summer | B6 | 300 | 6188 | 5561.64 | 46.6 | 46.61 | 0.01 | 0
2025 | NYISO_G-I_2_NYISO_J-K | NYISO_G-I | NYISO_J-K | Internal | Summer | B7 | 400 | 6188 | 4641.85 | 40.42 | 40.43 | 0.01 | 0
2025 | NYISO_G-I_2_NYISO_J-K | NYISO_G-I | NYISO_J-K | Internal | Summer | B8 | 500 | 6188 | 4160.54 | 38.72 | 38.73 | 0.01 | 0
2025 | NYISO_G-I_2_NYISO_J-K | NYISO_G-I | NYISO_J-K | Internal | Summer | B9 | 800 | 6188 | 3170.18 | 38.71 | 38.72 | 0.01 | 0
2025 | NYISO_G-I_2_NYISO_J-K | NYISO_G-I | NYISO_J-K | Internal | Summer | B10 | 1262 | 6188 | 1489.43 | 38.71 | 38.72 | 0.01 | 0
2025 | NYISO_G-I_2_NYISO_J-K | NYISO_G-I | NYISO_J-K | Internal | Winter | B16 | 25 | 6188 | 5226.67 | 51.68 | 51.69 | 0.01 | 0
2025 | NYISO_G-I_2_NYISO_J-K | NYISO_G-I | NYISO_J-K | Internal | Winter | B17 | 100 | 6188 | 5288.63 | 51.67 | 51.68 | 0.01 | 0
2025 | NYISO_G-I_2_NYISO_J-K | NYISO_G-I | NYISO_J-K | Internal | Winter | B18 | 400 | 6188 | 5861.79 | 50.77 | 50.78 | 0.01 | 0
2025 | NYISO_G-I_2_NYISO_J-K | NYISO_G-I | NYISO_J-K | Internal | Winter | B19 | 700 | 6188 | 6041.41 | 50.77 | 50.78 | 0.01 | 0
2025 | NYISO_G-I_2_NYISO_J-K | NYISO_G-I | NYISO_J-K | Internal | Winter | B20 | 935 | 6188 | 5397.41 | 46.68 | 46.69 | 0.01 | 0
2025 | NYISO_G-I_2_PJM_E | NYISO_G-I | PJM_E | Internal | Shoulder | B11 | 25 | 1500 | 1500 | 41.9 | 52.48 | 8 | 2.58
2025 | NYISO_G-I_2_PJM_E | NYISO_G-I | PJM_E | Internal | Shoulder | B12 | 200 | 1500 | 0 | 41.78 | 44.88 | 8 | 0
2025 | NYISO_G-I_2_PJM_E | NYISO_G-I | PJM_E | Internal | Shoulder | B13 | 600 | 1500 | 0 | 41.72 | 42.08 | 8 | 0
2025 | NYISO_G-I_2_PJM_E | NYISO_G-I | PJM_E | Internal | Shoulder | B14 | 900 | 1500 | 0 | 40.64 | 41.76 | 8 | 0
2025 | NYISO_G-I_2_PJM_E | NYISO_G-I | PJM_E | Internal | Shoulder | B15 | 1203 | 1500 | 0 | 40.64 | 37.72 | 8 | 0
2025 | NYISO_G-I_2_PJM_E | NYISO_G-I | PJM_E | Internal | Summer | B1 | 10 | 1500 | 0 | 73.91 | 67.92 | 8 | 0
2025 | NYISO_G-I_2_PJM_E | NYISO_G-I | PJM_E | Internal | Summer | B2 | 25 | 1500 | 0 | 62.66 | 65.49 | 8 | 0
2025 | NYISO_G-I_2_PJM_E | NYISO_G-I | PJM_E | Internal | Summer | B3 | 75 | 1500 | 1500 | 54.78 | 65.43 | 8 | 2.65
2025 | NYISO_G-I_2_PJM_E | NYISO_G-I | PJM_E | Internal | Summer | B4 | 100 | 1500 | 1500 | 50.89 | 64.25 | 8 | 5.36
2025 | NYISO_G-I_2_PJM_E | NYISO_G-I | PJM_E | Internal | Summer | B5 | 200 | 1500 | 1136.03 | 50.89 | 58.89 | 8 | 0
2025 | NYISO_G-I_2_PJM_E | NYISO_G-I | PJM_E | Internal | Summer | B6 | 300 | 1500 | 0 | 46.6 | 47.74 | 8 | 0
2025 | NYISO_G-I_2_PJM_E | NYISO_G-I | PJM_E | Internal | Summer | B7 | 400 | 1500 | 0 | 40.42 | 42.2 | 8 | 0
2025 | NYISO_G-I_2_PJM_E | NYISO_G-I | PJM_E | Internal | Summer | B8 | 500 | 1500 | 0 | 38.72 | 39.56 | 8 | 0
2025 | NYISO_G-I_2_PJM_E | NYISO_G-I | PJM_E | Internal | Summer | B9 | 800 | 1500 | 0 | 38.71 | 36.84 | 8 | 0
2025 | NYISO_G-I_2_PJM_E | NYISO_G-I | PJM_E | Internal | Summer | B10 | 1262 | 1500 | 0 | 38.71 | 33.86 | 8 | 0
2025 | NYISO_G-I_2_PJM_E | NYISO_G-I | PJM_E | Internal | Winter | B16 | 25 | 1500 | 0 | 51.68 | 49.49 | 8 | 0
2025 | NYISO_G-I_2_PJM_E | NYISO_G-I | PJM_E | Internal | Winter | B17 | 100 | 1500 | 0 | 51.67 | 49.46 | 8 | 0
2025 | NYISO_G-I_2_PJM_E | NYISO_G-I | PJM_E | Internal | Winter | B18 | 400 | 1500 | 0 | 50.77 | 44.65 | 8 | 0
2025 | NYISO_G-I_2_PJM_E | NYISO_G-I | PJM_E | Internal | Winter | B19 | 700 | 1500 | 0 | 50.77 | 43.36 | 8 | 0
2025 | NYISO_G-I_2_PJM_E | NYISO_G-I | PJM_E | Internal | Winter | B20 | 935 | 1500 | 0 | 46.68 | 35.34 | 8 | 0
2025 | NYISO_J-K_2_NEISO | NYISO_J-K | NEISO | Internal | Shoulder | B11 | 25 | 70 | 0 | 41.91 | 38.89 | 3 | 0
2025 | NYISO_J-K_2_NEISO | NYISO_J-K | NEISO | Internal | Shoulder | B12 | 200 | 70 | 0 | 41.79 | 38.89 | 3 | 0
2025 | NYISO_J-K_2_NEISO | NYISO_J-K | NEISO | Internal | Shoulder | B13 | 600 | 70 | 0 | 41.73 | 38.89 | 3 | 0
2025 | NYISO_J-K_2_NEISO | NYISO_J-K | NEISO | Internal | Shoulder | B14 | 900 | 70 | 0 | 40.66 | 38.89 | 3 | 0
2025 | NYISO_J-K_2_NEISO | NYISO_J-K | NEISO | Internal | Shoulder | B15 | 1203 | 70 | 0 | 40.66 | 38.89 | 3 | 0
2025 | NYISO_J-K_2_NEISO | NYISO_J-K | NEISO | Internal | Summer | B1 | 10 | 70 | 0 | 73.92 | 70.91 | 3 | 0
2025 | NYISO_J-K_2_NEISO | NYISO_J-K | NEISO | Internal | Summer | B2 | 25 | 70 | 0 | 62.67 | 59.67 | 3 | 0
2025 | NYISO_J-K_2_NEISO | NYISO_J-K | NEISO | Internal | Summer | B3 | 75 | 70 | 0 | 54.8 | 50 | 3 | 0
2025 | NYISO_J-K_2_NEISO | NYISO_J-K | NEISO | Internal | Summer | B4 | 100 | 70 | 0 | 50.9 | 39.58 | 3 | 0
2025 | NYISO_J-K_2_NEISO | NYISO_J-K | NEISO | Internal | Summer | B5 | 200 | 70 | 0 | 50.9 | 35.72 | 3 | 0
2025 | NYISO_J-K_2_NEISO | NYISO_J-K | NEISO | Internal | Summer | B6 | 300 | 70 | 0 | 46.61 | 35.72 | 3 | 0
2025 | NYISO_J-K_2_NEISO | NYISO_J-K | NEISO | Internal | Summer | B7 | 400 | 70 | 0 | 40.43 | 35.72 | 3 | 0
2025 | NYISO_J-K_2_NEISO | NYISO_J-K | NEISO | Internal | Summer | B8 | 500 | 70 | 0 | 38.73 | 35.72 | 3 | 0
2025 | NYISO_J-K_2_NEISO | NYISO_J-K | NEISO | Internal | Summer | B9 | 800 | 70 | 0 | 38.72 | 35.72 | 3 | 0
2025 | NYISO_J-K_2_NEISO | NYISO_J-K | NEISO | Internal | Summer | B10 | 1262 | 70 | 0 | 38.72 | 35.72 | 3 | 0
2025 | NYISO_J-K_2_NEISO | NYISO_J-K | NEISO | Internal | Winter | B16 | 25 | 70 | 0 | 51.69 | 48.68 | 3 | 0
2025 | NYISO_J-K_2_NEISO | NYISO_J-K | NEISO | Internal | Winter | B17 | 100 | 70 | 0 | 51.68 | 48.68 | 3 | 0
2025 | NYISO_J-K_2_NEISO | NYISO_J-K | NEISO | Internal | Winter | B18 | 400 | 70 | 0 | 50.78 | 48.68 | 3 | 0
2025 | NYISO_J-K_2_NEISO | NYISO_J-K | NEISO | Internal | Winter | B19 | 700 | 70 | 0 | 50.78 | 48.68 | 3 | 0
2025 | NYISO_J-K_2_NEISO | NYISO_J-K | NEISO | Internal | Winter | B20 | 935 | 70 | 0 | 46.69 | 48.68 | 3 | 0
2025 | NYISO_J-K_2_NYISO_G-I | NYISO_J-K | NYISO_G-I | Internal | Shoulder | B11 | 25 | 2057 | 0 | 41.91 | 41.9 | 0.01 | 0
2025 | NYISO_J-K_2_NYISO_G-I | NYISO_J-K | NYISO_G-I | Internal | Shoulder | B12 | 200 | 2057 | 0 | 41.79 | 41.78 | 0.01 | 0
2025 | NYISO_J-K_2_NYISO_G-I | NYISO_J-K | NYISO_G-I | Internal | Shoulder | B13 | 600 | 2057 | 0 | 41.73 | 41.72 | 0.01 | 0
2025 | NYISO_J-K_2_NYISO_G-I | NYISO_J-K | NYISO_G-I | Internal | Shoulder | B14 | 900 | 2057 | 0 | 40.66 | 40.64 | 0.01 | 0
2025 | NYISO_J-K_2_NYISO_G-I | NYISO_J-K | NYISO_G-I | Internal | Shoulder | B15 | 1203 | 2057 | 0 | 40.66 | 40.64 | 0.01 | 0
2025 | NYISO_J-K_2_NYISO_G-I | NYISO_J-K | NYISO_G-I | Internal | Summer | B1 | 10 | 2057 | 0 | 73.92 | 73.91 | 0.01 | 0
2025 | NYISO_J-K_2_NYISO_G-I | NYISO_J-K | NYISO_G-I | Internal | Summer | B2 | 25 | 2057 | 0 | 62.67 | 62.66 | 0.01 | 0
2025 | NYISO_J-K_2_NYISO_G-I | NYISO_J-K | NYISO_G-I | Internal | Summer | B3 | 75 | 2057 | 0 | 54.8 | 54.78 | 0.01 | 0
2025 | NYISO_J-K_2_NYISO_G-I | NYISO_J-K | NYISO_G-I | Internal | Summer | B4 | 100 | 2057 | 0 | 50.9 | 50.89 | 0.01 | 0
2025 | NYISO_J-K_2_NYISO_G-I | NYISO_J-K | NYISO_G-I | Internal | Summer | B5 | 200 | 2057 | 0 | 50.9 | 50.89 | 0.01 | 0
2025 | NYISO_J-K_2_NYISO_G-I | NYISO_J-K | NYISO_G-I | Internal | Summer | B6 | 300 | 2057 | 0 | 46.61 | 46.6 | 0.01 | 0
2025 | NYISO_J-K_2_NYISO_G-I | NYISO_J-K | NYISO_G-I | Internal | Summer | B7 | 400 | 2057 | 0 | 40.43 | 40.42 | 0.01 | 0
2025 | NYISO_J-K_2_NYISO_G-I | NYISO_J-K | NYISO_G-I | Internal | Summer | B8 | 500 | 2057 | 0 | 38.73 | 38.72 | 0.01 | 0
2025 | NYISO_J-K_2_NYISO_G-I | NYISO_J-K | NYISO_G-I | Internal | Summer | B9 | 800 | 2057 | 0 | 38.72 | 38.71 | 0.01 | 0
2025 | NYISO_J-K_2_NYISO_G-I | NYISO_J-K | NYISO_G-I | Internal | Summer | B10 | 1262 | 2057 | 0 | 38.72 | 38.71 | 0.01 | 0
2025 | NYISO_J-K_2_NYISO_G-I | NYISO_J-K | NYISO_G-I | Internal | Winter | B16 | 25 | 2057 | 0 | 51.69 | 51.68 | 0.01 | 0
2025 | NYISO_J-K_2_NYISO_G-I | NYISO_J-K | NYISO_G-I | Internal | Winter | B17 | 100 | 2057 | 0 | 51.68 | 51.67 | 0.01 | 0
2025 | NYISO_J-K_2_NYISO_G-I | NYISO_J-K | NYISO_G-I | Internal | Winter | B18 | 400 | 2057 | 0 | 50.78 | 50.77 | 0.01 | 0
2025 | NYISO_J-K_2_NYISO_G-I | NYISO_J-K | NYISO_G-I | Internal | Winter | B19 | 700 | 2057 | 0 | 50.78 | 50.77 | 0.01 | 0
2025 | NYISO_J-K_2_NYISO_G-I | NYISO_J-K | NYISO_G-I | Internal | Winter | B20 | 935 | 2057 | 0 | 46.69 | 46.68 | 0.01 | 0
2025 | NYISO_J-K_2_PJM_E | NYISO_J-K | PJM_E | Internal | Shoulder | B11 | 25 | 330 | 330 | 41.91 | 52.48 | 8 | 2.57
2025 | NYISO_J-K_2_PJM_E | NYISO_J-K | PJM_E | Internal | Shoulder | B12 | 200 | 330 | 0 | 41.79 | 44.88 | 8 | 0
2025 | NYISO_J-K_2_PJM_E | NYISO_J-K | PJM_E | Internal | Shoulder | B13 | 600 | 330 | 0 | 41.73 | 42.08 | 8 | 0
2025 | NYISO_J-K_2_PJM_E | NYISO_J-K | PJM_E | Internal | Shoulder | B14 | 900 | 330 | 0 | 40.66 | 41.76 | 8 | 0
2025 | NYISO_J-K_2_PJM_E | NYISO_J-K | PJM_E | Internal | Shoulder | B15 | 1203 | 330 | 0 | 40.66 | 37.72 | 8 | 0
2025 | NYISO_J-K_2_PJM_E | NYISO_J-K | PJM_E | Internal | Summer | B1 | 10 | 330 | 0 | 73.92 | 67.92 | 8 | 0
2025 | NYISO_J-K_2_PJM_E | NYISO_J-K | PJM_E | Internal | Summer | B2 | 25 | 330 | 0 | 62.67 | 65.49 | 8 | 0
2025 | NYISO_J-K_2_PJM_E | NYISO_J-K | PJM_E | Internal | Summer | B3 | 75 | 330 | 330 | 54.8 | 65.43 | 8 | 2.63
2025 | NYISO_J-K_2_PJM_E | NYISO_J-K | PJM_E | Internal | Summer | B4 | 100 | 330 | 330 | 50.9 | 64.25 | 8 | 5.35
2025 | NYISO_J-K_2_PJM_E | NYISO_J-K | PJM_E | Internal | Summer | B5 | 200 | 330 | 0 | 50.9 | 58.89 | 8 | 0
2025 | NYISO_J-K_2_PJM_E | NYISO_J-K | PJM_E | Internal | Summer | B6 | 300 | 330 | 0 | 46.61 | 47.74 | 8 | 0
2025 | NYISO_J-K_2_PJM_E | NYISO_J-K | PJM_E | Internal | Summer | B7 | 400 | 330 | 0 | 40.43 | 42.2 | 8 | 0
2025 | NYISO_J-K_2_PJM_E | NYISO_J-K | PJM_E | Internal | Summer | B8 | 500 | 330 | 0 | 38.73 | 39.56 | 8 | 0
2025 | NYISO_J-K_2_PJM_E | NYISO_J-K | PJM_E | Internal | Summer | B9 | 800 | 330 | 0 | 38.72 | 36.84 | 8 | 0
2025 | NYISO_J-K_2_PJM_E | NYISO_J-K | PJM_E | Internal | Summer | B10 | 1262 | 330 | 0 | 38.72 | 33.86 | 8 | 0
2025 | NYISO_J-K_2_PJM_E | NYISO_J-K | PJM_E | Internal | Winter | B16 | 25 | 330 | 0 | 51.69 | 49.49 | 8 | 0
2025 | NYISO_J-K_2_PJM_E | NYISO_J-K | PJM_E | Internal | Winter | B17 | 100 | 330 | 0 | 51.68 | 49.46 | 8 | 0
2025 | NYISO_J-K_2_PJM_E | NYISO_J-K | PJM_E | Internal | Winter | B18 | 400 | 330 | 0 | 50.78 | 44.65 | 8 | 0
2025 | NYISO_J-K_2_PJM_E | NYISO_J-K | PJM_E | Internal | Winter | B19 | 700 | 330 | 0 | 50.78 | 43.36 | 8 | 0
2025 | NYISO_J-K_2_PJM_E | NYISO_J-K | PJM_E | Internal | Winter | B20 | 935 | 330 | 0 | 46.69 | 35.34 | 8 | 0
2025 | PJM_E_2_NYISO_G-I | PJM_E | NYISO_G-I | Internal | Shoulder | B11 | 25 | 500 | 0 | 52.48 | 41.9 | 6 | 0
2025 | PJM_E_2_NYISO_G-I | PJM_E | NYISO_G-I | Internal | Shoulder | B12 | 200 | 500 | 0 | 44.88 | 41.78 | 6 | 0
2025 | PJM_E_2_NYISO_G-I | PJM_E | NYISO_G-I | Internal | Shoulder | B13 | 600 | 500 | 0 | 42.08 | 41.72 | 6 | 0
2025 | PJM_E_2_NYISO_G-I | PJM_E | NYISO_G-I | Internal | Shoulder | B14 | 900 | 500 | 0 | 41.76 | 40.64 | 6 | 0
2025 | PJM_E_2_NYISO_G-I | PJM_E | NYISO_G-I | Internal | Shoulder | B15 | 1203 | 500 | 0 | 37.72 | 40.64 | 6 | 0
2025 | PJM_E_2_NYISO_G-I | PJM_E | NYISO_G-I | Internal | Summer | B1 | 10 | 500 | 0 | 67.92 | 73.91 | 6 | 0
2025 | PJM_E_2_NYISO_G-I | PJM_E | NYISO_G-I | Internal | Summer | B2 | 25 | 500 | 0 | 65.49 | 62.66 | 6 | 0
2025 | PJM_E_2_NYISO_G-I | PJM_E | NYISO_G-I | Internal | Summer | B3 | 75 | 500 | 0 | 65.43 | 54.78 | 6 | 0
2025 | PJM_E_2_NYISO_G-I | PJM_E | NYISO_G-I | Internal | Summer | B4 | 100 | 500 | 0 | 64.25 | 50.89 | 6 | 0
2025 | PJM_E_2_NYISO_G-I | PJM_E | NYISO_G-I | Internal | Summer | B5 | 200 | 500 | 0 | 58.89 | 50.89 | 6 | 0
2025 | PJM_E_2_NYISO_G-I | PJM_E | NYISO_G-I | Internal | Summer | B6 | 300 | 500 | 0 | 47.74 | 46.6 | 6 | 0
2025 | PJM_E_2_NYISO_G-I | PJM_E | NYISO_G-I | Internal | Summer | B7 | 400 | 500 | 0 | 42.2 | 40.42 | 6 | 0
2025 | PJM_E_2_NYISO_G-I | PJM_E | NYISO_G-I | Internal | Summer | B8 | 500 | 500 | 0 | 39.56 | 38.72 | 6 | 0
2025 | PJM_E_2_NYISO_G-I | PJM_E | NYISO_G-I | Internal | Summer | B9 | 800 | 500 | 0 | 36.84 | 38.71 | 6 | 0
2025 | PJM_E_2_NYISO_G-I | PJM_E | NYISO_G-I | Internal | Summer | B10 | 1262 | 500 | 0 | 33.86 | 38.71 | 6 | 0
2025 | PJM_E_2_NYISO_G-I | PJM_E | NYISO_G-I | Internal | Winter | B16 | 25 | 500 | 0 | 49.49 | 51.68 | 6 | 0
2025 | PJM_E_2_NYISO_G-I | PJM_E | NYISO_G-I | Internal | Winter | B17 | 100 | 500 | 0 | 49.46 | 51.67 | 6 | 0
2025 | PJM_E_2_NYISO_G-I | PJM_E | NYISO_G-I | Internal | Winter | B18 | 400 | 500 | 500 | 44.65 | 50.77 | 6 | 0.13
2025 | PJM_E_2_NYISO_G-I | PJM_E | NYISO_G-I | Internal | Winter | B19 | 700 | 500 | 500 | 43.36 | 50.77 | 6 | 1.41
2025 | PJM_E_2_NYISO_G-I | PJM_E | NYISO_G-I | Internal | Winter | B20 | 935 | 500 | 500 | 35.34 | 46.68 | 6 | 5.34
2025 | PJM_E_2_NYISO_J-K | PJM_E | NYISO_J-K | Internal | Shoulder | B11 | 25 | 330 | 0 | 52.48 | 41.91 | 6 | 0
2025 | PJM_E_2_NYISO_J-K | PJM_E | NYISO_J-K | Internal | Shoulder | B12 | 200 | 330 | 0 | 44.88 | 41.79 | 6 | 0
2025 | PJM_E_2_NYISO_J-K | PJM_E | NYISO_J-K | Internal | Shoulder | B13 | 600 | 330 | 0 | 42.08 | 41.73 | 6 | 0
2025 | PJM_E_2_NYISO_J-K | PJM_E | NYISO_J-K | Internal | Shoulder | B14 | 900 | 330 | 0 | 41.76 | 40.66 | 6 | 0
2025 | PJM_E_2_NYISO_J-K | PJM_E | NYISO_J-K | Internal | Shoulder | B15 | 1203 | 330 | 0 | 37.72 | 40.66 | 6 | 0
2025 | PJM_E_2_NYISO_J-K | PJM_E | NYISO_J-K | Internal | Summer | B1 | 10 | 330 | 50.05 | 67.92 | 73.92 | 6 | 0
2025 | PJM_E_2_NYISO_J-K | PJM_E | NYISO_J-K | Internal | Summer | B2 | 25 | 330 | 0 | 65.49 | 62.67 | 6 | 0
2025 | PJM_E_2_NYISO_J-K | PJM_E | NYISO_J-K | Internal | Summer | B3 | 75 | 330 | 0 | 65.43 | 54.8 | 6 | 0
2025 | PJM_E_2_NYISO_J-K | PJM_E | NYISO_J-K | Internal | Summer | B4 | 100 | 330 | 0 | 64.25 | 50.9 | 6 | 0
2025 | PJM_E_2_NYISO_J-K | PJM_E | NYISO_J-K | Internal | Summer | B5 | 200 | 330 | 0 | 58.89 | 50.9 | 6 | 0
2025 | PJM_E_2_NYISO_J-K | PJM_E | NYISO_J-K | Internal | Summer | B6 | 300 | 330 | 0 | 47.74 | 46.61 | 6 | 0
2025 | PJM_E_2_NYISO_J-K | PJM_E | NYISO_J-K | Internal | Summer | B7 | 400 | 330 | 0 | 42.2 | 40.43 | 6 | 0
2025 | PJM_E_2_NYISO_J-K | PJM_E | NYISO_J-K | Internal | Summer | B8 | 500 | 330 | 0 | 39.56 | 38.73 | 6 | 0
2025 | PJM_E_2_NYISO_J-K | PJM_E | NYISO_J-K | Internal | Summer | B9 | 800 | 330 | 0 | 36.84 | 38.72 | 6 | 0
2025 | PJM_E_2_NYISO_J-K | PJM_E | NYISO_J-K | Internal | Summer | B10 | 1262 | 330 | 0 | 33.86 | 38.72 | 6 | 0
2025 | PJM_E_2_NYISO_J-K | PJM_E | NYISO_J-K | Internal | Winter | B16 | 25 | 330 | 0 | 49.49 | 51.69 | 6 | 0
2025 | PJM_E_2_NYISO_J-K | PJM_E | NYISO_J-K | Internal | Winter | B17 | 100 | 330 | 0 | 49.46 | 51.68 | 6 | 0
2025 | PJM_E_2_NYISO_J-K | PJM_E | NYISO_J-K | Internal | Winter | B18 | 400 | 330 | 330 | 44.65 | 50.78 | 6 | 0.14
2025 | PJM_E_2_NYISO_J-K | PJM_E | NYISO_J-K | Internal | Winter | B19 | 700 | 330 | 330 | 43.36 | 50.78 | 6 | 1.43
2025 | PJM_E_2_NYISO_J-K | PJM_E | NYISO_J-K | Internal | Winter | B20 | 935 | 330 | 330 | 35.34 | 46.69 | 6 | 5.35
2025 | PJM_E_2_PJM_ROM | PJM_E | PJM_ROM | Internal | Shoulder | B11 | 25 | 8000 | 7768.22 | 52.48 | 52.49 | 0.01 | 0
2025 | PJM_E_2_PJM_ROM | PJM_E | PJM_ROM | Internal | Shoulder | B12 | 200 | 8000 | 4514.47 | 44.88 | 44.89 | 0.01 | 0
2025 | PJM_E_2_PJM_ROM | PJM_E | PJM_ROM | Internal | Shoulder | B13 | 600 | 8000 | 2252.18 | 42.08 | 42.09 | 0.01 | 0
2025 | PJM_E_2_PJM_ROM | PJM_E | PJM_ROM | Internal | Shoulder | B14 | 900 | 8000 | 0 | 41.76 | 41.75 | 0.01 | 0
2025 | PJM_E_2_PJM_ROM | PJM_E | PJM_ROM | Internal | Shoulder | B15 | 1203 | 8000 | 0 | 37.72 | 37.71 | 0.01 | 0
2025 | PJM_E_2_PJM_ROM | PJM_E | PJM_ROM | Internal | Summer | B1 | 10 | 8000 | 0 | 67.92 | 67.91 | 0.01 | 0
2025 | PJM_E_2_PJM_ROM | PJM_E | PJM_ROM | Internal | Summer | B2 | 25 | 8000 | 114.29 | 65.49 | 65.51 | 0.01 | 0
2025 | PJM_E_2_PJM_ROM | PJM_E | PJM_ROM | Internal | Summer | B3 | 75 | 8000 | 4419.69 | 65.43 | 65.44 | 0.01 | 0
2025 | PJM_E_2_PJM_ROM | PJM_E | PJM_ROM | Internal | Summer | B4 | 100 | 8000 | 4136.7 | 64.25 | 64.27 | 0.01 | 0
2025 | PJM_E_2_PJM_ROM | PJM_E | PJM_ROM | Internal | Summer | B5 | 200 | 8000 | 2476.18 | 58.89 | 58.9 | 0.01 | 0
2025 | PJM_E_2_PJM_ROM | PJM_E | PJM_ROM | Internal | Summer | B6 | 300 | 8000 | 2274.91 | 47.74 | 47.76 | 0.01 | 0
2025 | PJM_E_2_PJM_ROM | PJM_E | PJM_ROM | Internal | Summer | B7 | 400 | 8000 | 2246.25 | 42.2 | 42.21 | 0.01 | 0
2025 | PJM_E_2_PJM_ROM | PJM_E | PJM_ROM | Internal | Summer | B8 | 500 | 8000 | 321.8 | 39.56 | 39.57 | 0.01 | 0
2025 | PJM_E_2_PJM_ROM | PJM_E | PJM_ROM | Internal | Summer | B9 | 800 | 8000 | 0 | 36.84 | 36.83 | 0.01 | 0
2025 | PJM_E_2_PJM_ROM | PJM_E | PJM_ROM | Internal | Summer | B10 | 1262 | 8000 | 0 | 33.86 | 33.84 | 0.01 | 0
2025 | PJM_E_2_PJM_ROM | PJM_E | PJM_ROM | Internal | Winter | B16 | 25 | 8000 | 337.1 | 49.49 | 49.5 | 0.01 | 0
2025 | PJM_E_2_PJM_ROM | PJM_E | PJM_ROM | Internal | Winter | B17 | 100 | 8000 | 719.64 | 49.46 | 49.47 | 0.01 | 0
2025 | PJM_E_2_PJM_ROM | PJM_E | PJM_ROM | Internal | Winter | B18 | 400 | 8000 | 0 | 44.65 | 44.63 | 0.01 | 0
2025 | PJM_E_2_PJM_ROM | PJM_E | PJM_ROM | Internal | Winter | B19 | 700 | 8000 | 0 | 43.36 | 43.35 | 0.01 | 0
2025 | PJM_E_2_PJM_ROM | PJM_E | PJM_ROM | Internal | Winter | B20 | 935 | 8000 | 0 | 35.34 | 35.33 | 0.01 | 0
2025 | PJM_ROR_2_MISO_IN | PJM_ROR | MISO_IN | Internal | Shoulder | B11 | 25 | 909 | 909 | 52.5 | 55.93 | 2 | 1.43
2025 | PJM_ROR_2_MISO_IN | PJM_ROR | MISO_IN | Internal | Shoulder | B12 | 200 | 909 | 237.36 | 44.9 | 46.9 | 2 | 0
2025 | PJM_ROR_2_MISO_IN | PJM_ROR | MISO_IN | Internal | Shoulder | B13 | 600 | 909 | 0 | 42.08 | 42.75 | 2 | 0
2025 | PJM_ROR_2_MISO_IN | PJM_ROR | MISO_IN | Internal | Shoulder | B14 | 900 | 909 | 0 | 41.74 | 42.26 | 2 | 0
2025 | PJM_ROR_2_MISO_IN | PJM_ROR | MISO_IN | Internal | Shoulder | B15 | 1203 | 909 | 0 | 37.7 | 39.69 | 2 | 0
2025 | PJM_ROR_2_MISO_IN | PJM_ROR | MISO_IN | Internal | Summer | B1 | 10 | 909 | 0 | 67.9 | 68.33 | 2 | 0
2025 | PJM_ROR_2_MISO_IN | PJM_ROR | MISO_IN | Internal | Summer | B2 | 25 | 909 | 909 | 65.49 | 67.51 | 2 | 0.01
2025 | PJM_ROR_2_MISO_IN | PJM_ROR | MISO_IN | Internal | Summer | B3 | 75 | 909 | 0 | 65.45 | 66.25 | 2 | 0
2025 | PJM_ROR_2_MISO_IN | PJM_ROR | MISO_IN | Internal | Summer | B4 | 100 | 909 | 0 | 64.28 | 66.25 | 2 | 0
2025 | PJM_ROR_2_MISO_IN | PJM_ROR | MISO_IN | Internal | Summer | B5 | 200 | 909 | 848.86 | 58.91 | 60.91 | 2 | 0
2025 | PJM_ROR_2_MISO_IN | PJM_ROR | MISO_IN | Internal | Summer | B6 | 300 | 909 | 453.13 | 47.77 | 49.77 | 2 | 0
2025 | PJM_ROR_2_MISO_IN | PJM_ROR | MISO_IN | Internal | Summer | B7 | 400 | 909 | 0 | 42.2 | 41.28 | 2 | 0
2025 | PJM_ROR_2_MISO_IN | PJM_ROR | MISO_IN | Internal | Summer | B8 | 500 | 909 | 0 | 39.56 | 39.79 | 2 | 0
2025 | PJM_ROR_2_MISO_IN | PJM_ROR | MISO_IN | Internal | Summer | B9 | 800 | 909 | 0 | 36.82 | 38.71 | 2 | 0
2025 | PJM_ROR_2_MISO_IN | PJM_ROR | MISO_IN | Internal | Summer | B10 | 1262 | 909 | 0 | 33.83 | 35.82 | 2 | 0
2025 | PJM_ROR_2_MISO_IN | PJM_ROR | MISO_IN | Internal | Winter | B16 | 25 | 909 | 909 | 49.49 | 51.61 | 2 | 0.12
2025 | PJM_ROR_2_MISO_IN | PJM_ROR | MISO_IN | Internal | Winter | B17 | 100 | 909 | 0 | 49.46 | 47.74 | 2 | 0
2025 | PJM_ROR_2_MISO_IN | PJM_ROR | MISO_IN | Internal | Winter | B18 | 400 | 909 | 0 | 44.62 | 45.56 | 2 | 0
2025 | PJM_ROR_2_MISO_IN | PJM_ROR | MISO_IN | Internal | Winter | B19 | 700 | 909 | 0 | 43.33 | 44.24 | 2 | 0
2025 | PJM_ROR_2_MISO_IN | PJM_ROR | MISO_IN | Internal | Winter | B20 | 935 | 909 | 147.77 | 35.31 | 37.31 | 2 | 0
2025 | PJM_ROR_2_MISO_MI | PJM_ROR | MISO_MI | Internal | Shoulder | B11 | 25 | 1305 | 1305 | 52.5 | 55.3 | 2 | 0.8
2025 | PJM_ROR_2_MISO_MI | PJM_ROR | MISO_MI | Internal | Shoulder | B12 | 200 | 1305 | 507.32 | 44.9 | 46.9 | 2 | 0
2025 | PJM_ROR_2_MISO_MI | PJM_ROR | MISO_MI | Internal | Shoulder | B13 | 600 | 1305 | 0 | 42.08 | 42.75 | 2 | 0
2025 | PJM_ROR_2_MISO_MI | PJM_ROR | MISO_MI | Internal | Shoulder | B14 | 900 | 1305 | 0 | 41.74 | 42.27 | 2 | 0
2025 | PJM_ROR_2_MISO_MI | PJM_ROR | MISO_MI | Internal | Shoulder | B15 | 1203 | 1305 | 731.85 | 37.7 | 39.7 | 2 | 0
2025 | PJM_ROR_2_MISO_MI | PJM_ROR | MISO_MI | Internal | Summer | B1 | 10 | 1305 | 0 | 67.9 | 67.94 | 2 | 0
2025 | PJM_ROR_2_MISO_MI | PJM_ROR | MISO_MI | Internal | Summer | B2 | 25 | 1305 | 303.7 | 65.49 | 67.49 | 2 | 0
2025 | PJM_ROR_2_MISO_MI | PJM_ROR | MISO_MI | Internal | Summer | B3 | 75 | 1305 | 0 | 65.45 | 63.85 | 2 | 0
2025 | PJM_ROR_2_MISO_MI | PJM_ROR | MISO_MI | Internal | Summer | B4 | 100 | 1305 | 0 | 64.28 | 63.82 | 2 | 0
2025 | PJM_ROR_2_MISO_MI | PJM_ROR | MISO_MI | Internal | Summer | B5 | 200 | 1305 | 0 | 58.91 | 60.9 | 2 | 0
2025 | PJM_ROR_2_MISO_MI | PJM_ROR | MISO_MI | Internal | Summer | B6 | 300 | 1305 | 0 | 47.77 | 49.76 | 2 | 0
2025 | PJM_ROR_2_MISO_MI | PJM_ROR | MISO_MI | Internal | Summer | B7 | 400 | 1305 | 0 | 42.2 | 41.29 | 2 | 0
2025 | PJM_ROR_2_MISO_MI | PJM_ROR | MISO_MI | Internal | Summer | B8 | 500 | 1305 | 0 | 39.56 | 39.8 | 2 | 0
2025 | PJM_ROR_2_MISO_MI | PJM_ROR | MISO_MI | Internal | Summer | B9 | 800 | 1305 | 0 | 36.82 | 38.73 | 2 | 0
2025 | PJM_ROR_2_MISO_MI | PJM_ROR | MISO_MI | Internal | Summer | B10 | 1262 | 1305 | 803.97 | 33.83 | 35.83 | 2 | 0
2025 | PJM_ROR_2_MISO_MI | PJM_ROR | MISO_MI | Internal | Winter | B16 | 25 | 1305 | 1305 | 49.49 | 51.6 | 2 | 0.11
2025 | PJM_ROR_2_MISO_MI | PJM_ROR | MISO_MI | Internal | Winter | B17 | 100 | 1305 | 0 | 49.46 | 47.73 | 2 | 0
2025 | PJM_ROR_2_MISO_MI | PJM_ROR | MISO_MI | Internal | Winter | B18 | 400 | 1305 | 0 | 44.62 | 45.56 | 2 | 0
2025 | PJM_ROR_2_MISO_MI | PJM_ROR | MISO_MI | Internal | Winter | B19 | 700 | 1305 | 0 | 43.33 | 44.25 | 2 | 0
2025 | PJM_ROR_2_MISO_MI | PJM_ROR | MISO_MI | Internal | Winter | B20 | 935 | 1305 | 1183.16 | 35.31 | 37.31 | 2 | 0
2025 | PJM_ROR_2_MISO_MO-IL | PJM_ROR | MISO_MO-IL | Internal | Shoulder | B11 | 25 | 1111 | 1111 | 52.5 | 55.94 | 2 | 1.44
2025 | PJM_ROR_2_MISO_MO-IL | PJM_ROR | MISO_MO-IL | Internal | Shoulder | B12 | 200 | 1111 | 0 | 44.9 | 46.89 | 2 | 0
2025 | PJM_ROR_2_MISO_MO-IL | PJM_ROR | MISO_MO-IL | Internal | Shoulder | B13 | 600 | 1111 | 0 | 42.08 | 42.74 | 2 | 0
2025 | PJM_ROR_2_MISO_MO-IL | PJM_ROR | MISO_MO-IL | Internal | Shoulder | B14 | 900 | 1111 | 0 | 41.74 | 42.26 | 2 | 0
2025 | PJM_ROR_2_MISO_MO-IL | PJM_ROR | MISO_MO-IL | Internal | Shoulder | B15 | 1203 | 1111 | 0 | 37.7 | 39.67 | 2 | 0
2025 | PJM_ROR_2_MISO_MO-IL | PJM_ROR | MISO_MO-IL | Internal | Summer | B1 | 10 | 1111 | 0 | 67.9 | 68.34 | 2 | 0
2025 | PJM_ROR_2_MISO_MO-IL | PJM_ROR | MISO_MO-IL | Internal | Summer | B2 | 25 | 1111 | 528.42 | 65.49 | 67.49 | 2 | 0
2025 | PJM_ROR_2_MISO_MO-IL | PJM_ROR | MISO_MO-IL | Internal | Summer | B3 | 75 | 1111 | 0 | 65.45 | 66.27 | 2 | 0
2025 | PJM_ROR_2_MISO_MO-IL | PJM_ROR | MISO_MO-IL | Internal | Summer | B4 | 100 | 1111 | 0 | 64.28 | 66.27 | 2 | 0
2025 | PJM_ROR_2_MISO_MO-IL | PJM_ROR | MISO_MO-IL | Internal | Summer | B5 | 200 | 1111 | 981.13 | 58.91 | 60.91 | 2 | 0
2025 | PJM_ROR_2_MISO_MO-IL | PJM_ROR | MISO_MO-IL | Internal | Summer | B6 | 300 | 1111 | 731.32 | 47.77 | 49.77 | 2 | 0
2025 | PJM_ROR_2_MISO_MO-IL | PJM_ROR | MISO_MO-IL | Internal | Summer | B7 | 400 | 1111 | 0 | 42.2 | 41.27 | 2 | 0
2025 | PJM_ROR_2_MISO_MO-IL | PJM_ROR | MISO_MO-IL | Internal | Summer | B8 | 500 | 1111 | 0 | 39.56 | 39.78 | 2 | 0
2025 | PJM_ROR_2_MISO_MO-IL | PJM_ROR | MISO_MO-IL | Internal | Summer | B9 | 800 | 1111 | 0 | 36.82 | 38.71 | 2 | 0
2025 | PJM_ROR_2_MISO_MO-IL | PJM_ROR | MISO_MO-IL | Internal | Summer | B10 | 1262 | 1111 | 0 | 33.83 | 35.81 | 2 | 0
2025 | PJM_ROR_2_MISO_MO-IL | PJM_ROR | MISO_MO-IL | Internal | Winter | B16 | 25 | 1111 | 502.19 | 49.49 | 51.49 | 2 | 0
2025 | PJM_ROR_2_MISO_MO-IL | PJM_ROR | MISO_MO-IL | Internal | Winter | B17 | 100 | 1111 | 0 | 49.46 | 47.72 | 2 | 0
2025 | PJM_ROR_2_MISO_MO-IL | PJM_ROR | MISO_MO-IL | Internal | Winter | B18 | 400 | 1111 | 0 | 44.62 | 45.55 | 2 | 0
2025 | PJM_ROR_2_MISO_MO-IL | PJM_ROR | MISO_MO-IL | Internal | Winter | B19 | 700 | 1111 | 0 | 43.33 | 44.23 | 2 | 0
2025 | PJM_ROR_2_MISO_MO-IL | PJM_ROR | MISO_MO-IL | Internal | Winter | B20 | 935 | 1111 | 1101.89 | 35.31 | 37.31 | 2 | 0
2025 | PJM_ROR_2_MISO_W | PJM_ROR | MISO_W | Internal | Shoulder | B11 | 25 | 709 | 709 | 52.5 | 55.93 | 2 | 1.43
2025 | PJM_ROR_2_MISO_W | PJM_ROR | MISO_W | Internal | Shoulder | B12 | 200 | 709 | 0 | 44.9 | 46.88 | 2 | 0
2025 | PJM_ROR_2_MISO_W | PJM_ROR | MISO_W | Internal | Shoulder | B13 | 600 | 709 | 0 | 42.08 | 42.72 | 2 | 0
2025 | PJM_ROR_2_MISO_W | PJM_ROR | MISO_W | Internal | Shoulder | B14 | 900 | 709 | 0 | 41.74 | 42.27 | 2 | 0
2025 | PJM_ROR_2_MISO_W | PJM_ROR | MISO_W | Internal | Shoulder | B15 | 1203 | 709 | 0 | 37.7 | 39.69 | 2 | 0
2025 | PJM_ROR_2_MISO_W | PJM_ROR | MISO_W | Internal | Summer | B1 | 10 | 709 | 0 | 67.9 | 68.33 | 2 | 0
2025 | PJM_ROR_2_MISO_W | PJM_ROR | MISO_W | Internal | Summer | B2 | 25 | 709 | 0 | 65.49 | 67.48 | 2 | 0
2025 | PJM_ROR_2_MISO_W | PJM_ROR | MISO_W | Internal | Summer | B3 | 75 | 709 | 709 | 65.45 | 67.48 | 2 | 0.03
2025 | PJM_ROR_2_MISO_W | PJM_ROR | MISO_W | Internal | Summer | B4 | 100 | 709 | 115.34 | 64.28 | 66.28 | 2 | 0
2025 | PJM_ROR_2_MISO_W | PJM_ROR | MISO_W | Internal | Summer | B5 | 200 | 709 | 709 | 58.91 | 60.93 | 2 | 0.01
2025 | PJM_ROR_2_MISO_W | PJM_ROR | MISO_W | Internal | Summer | B6 | 300 | 709 | 709 | 47.77 | 49.78 | 2 | 0.01
2025 | PJM_ROR_2_MISO_W | PJM_ROR | MISO_W | Internal | Summer | B7 | 400 | 709 | 0 | 42.2 | 41.27 | 2 | 0
2025 | PJM_ROR_2_MISO_W | PJM_ROR | MISO_W | Internal | Summer | B8 | 500 | 709 | 0 | 39.56 | 39.79 | 2 | 0
2025 | PJM_ROR_2_MISO_W | PJM_ROR | MISO_W | Internal | Summer | B9 | 800 | 709 | 0 | 36.82 | 38.73 | 2 | 0
2025 | PJM_ROR_2_MISO_W | PJM_ROR | MISO_W | Internal | Summer | B10 | 1262 | 709 | 0 | 33.83 | 35.8 | 2 | 0
2025 | PJM_ROR_2_MISO_W | PJM_ROR | MISO_W | Internal | Winter | B16 | 25 | 709 | 0 | 49.49 | 51.48 | 2 | 0
2025 | PJM_ROR_2_MISO_W | PJM_ROR | MISO_W | Internal | Winter | B17 | 100 | 709 | 0 | 49.46 | 47.71 | 2 | 0
2025 | PJM_ROR_2_MISO_W | PJM_ROR | MISO_W | Internal | Winter | B18 | 400 | 709 | 0 | 44.62 | 45.56 | 2 | 0
2025 | PJM_ROR_2_MISO_W | PJM_ROR | MISO_W | Internal | Winter | B19 | 700 | 709 | 0 | 43.33 | 44.26 | 2 | 0
2025 | PJM_ROR_2_MISO_W | PJM_ROR | MISO_W | Internal | Winter | B20 | 935 | 709 | 0 | 35.31 | 37.3 | 2 | 0
2025 | PJM_ROR_2_MISO_WUMS | PJM_ROR | MISO_WUMS | Internal | Shoulder | B11 | 25 | 1467 | 1467 | 52.5 | 55.29 | 2 | 0.79
2025 | PJM_ROR_2_MISO_WUMS | PJM_ROR | MISO_WUMS | Internal | Shoulder | B12 | 200 | 1467 | 0 | 44.9 | 46.89 | 2 | 0
2025 | PJM_ROR_2_MISO_WUMS | PJM_ROR | MISO_WUMS | Internal | Shoulder | B13 | 600 | 1467 | 0 | 42.08 | 42.74 | 2 | 0
2025 | PJM_ROR_2_MISO_WUMS | PJM_ROR | MISO_WUMS | Internal | Shoulder | B14 | 900 | 1467 | 0 | 41.74 | 42.26 | 2 | 0
2025 | PJM_ROR_2_MISO_WUMS | PJM_ROR | MISO_WUMS | Internal | Shoulder | B15 | 1203 | 1467 | 626.64 | 37.7 | 39.7 | 2 | 0
2025 | PJM_ROR_2_MISO_WUMS | PJM_ROR | MISO_WUMS | Internal | Summer | B1 | 10 | 1467 | 0 | 67.9 | 67.75 | 2 | 0
2025 | PJM_ROR_2_MISO_WUMS | PJM_ROR | MISO_WUMS | Internal | Summer | B2 | 25 | 1467 | 0 | 65.49 | 66.1 | 2 | 0
2025 | PJM_ROR_2_MISO_WUMS | PJM_ROR | MISO_WUMS | Internal | Summer | B3 | 75 | 1467 | 0 | 65.45 | 63.83 | 2 | 0
2025 | PJM_ROR_2_MISO_WUMS | PJM_ROR | MISO_WUMS | Internal | Summer | B4 | 100 | 1467 | 0 | 64.28 | 63.83 | 2 | 0
2025 | PJM_ROR_2_MISO_WUMS | PJM_ROR | MISO_WUMS | Internal | Summer | B5 | 200 | 1467 | 1353.4 | 58.91 | 60.91 | 2 | 0
2025 | PJM_ROR_2_MISO_WUMS | PJM_ROR | MISO_WUMS | Internal | Summer | B6 | 300 | 1467 | 960.33 | 47.77 | 49.77 | 2 | 0
2025 | PJM_ROR_2_MISO_WUMS | PJM_ROR | MISO_WUMS | Internal | Summer | B7 | 400 | 1467 | 0 | 42.2 | 41.28 | 2 | 0
2025 | PJM_ROR_2_MISO_WUMS | PJM_ROR | MISO_WUMS | Internal | Summer | B8 | 500 | 1467 | 0 | 39.56 | 39.8 | 2 | 0
2025 | PJM_ROR_2_MISO_WUMS | PJM_ROR | MISO_WUMS | Internal | Summer | B9 | 800 | 1467 | 0 | 36.82 | 38.74 | 2 | 0
2025 | PJM_ROR_2_MISO_WUMS | PJM_ROR | MISO_WUMS | Internal | Summer | B10 | 1262 | 1467 | 857.04 | 33.83 | 35.83 | 2 | 0
2025 | PJM_ROR_2_MISO_WUMS | PJM_ROR | MISO_WUMS | Internal | Winter | B16 | 25 | 1467 | 590.49 | 49.49 | 51.49 | 2 | 0
2025 | PJM_ROR_2_MISO_WUMS | PJM_ROR | MISO_WUMS | Internal | Winter | B17 | 100 | 1467 | 0 | 49.46 | 47.72 | 2 | 0
2025 | PJM_ROR_2_MISO_WUMS | PJM_ROR | MISO_WUMS | Internal | Winter | B18 | 400 | 1467 | 0 | 44.62 | 45.58 | 2 | 0
2025 | PJM_ROR_2_MISO_WUMS | PJM_ROR | MISO_WUMS | Internal | Winter | B19 | 700 | 1467 | 0 | 43.33 | 44.25 | 2 | 0
2025 | PJM_ROR_2_MISO_WUMS | PJM_ROR | MISO_WUMS | Internal | Winter | B20 | 935 | 1467 | 1458 | 35.31 | 37.31 | 2 | 0
2025 | PJM_ROR_2_PJM_ROM | PJM_ROR | PJM_ROM | Internal | Shoulder | B11 | 25 | 8000 | 0 | 52.5 | 52.49 | 0.01 | 0
2025 | PJM_ROR_2_PJM_ROM | PJM_ROR | PJM_ROM | Internal | Shoulder | B12 | 200 | 8000 | 0 | 44.9 | 44.89 | 0.01 | 0
2025 | PJM_ROR_2_PJM_ROM | PJM_ROR | PJM_ROM | Internal | Shoulder | B13 | 600 | 8000 | 431.36 | 42.08 | 42.09 | 0.01 | 0
2025 | PJM_ROR_2_PJM_ROM | PJM_ROR | PJM_ROM | Internal | Shoulder | B14 | 900 | 8000 | 2527.85 | 41.74 | 41.75 | 0.01 | 0
2025 | PJM_ROR_2_PJM_ROM | PJM_ROR | PJM_ROM | Internal | Shoulder | B15 | 1203 | 8000 | 5302.37 | 37.7 | 37.71 | 0.01 | 0
2025 | PJM_ROR_2_PJM_ROM | PJM_ROR | PJM_ROM | Internal | Summer | B1 | 10 | 8000 | 2225.82 | 67.9 | 67.91 | 0.01 | 0
2025 | PJM_ROR_2_PJM_ROM | PJM_ROR | PJM_ROM | Internal | Summer | B2 | 25 | 8000 | 1693.91 | 65.49 | 65.51 | 0.01 | 0
2025 | PJM_ROR_2_PJM_ROM | PJM_ROR | PJM_ROM | Internal | Summer | B3 | 75 | 8000 | 0 | 65.45 | 65.44 | 0.01 | 0
2025 | PJM_ROR_2_PJM_ROM | PJM_ROR | PJM_ROM | Internal | Summer | B4 | 100 | 8000 | 0 | 64.28 | 64.27 | 0.01 | 0
2025 | PJM_ROR_2_PJM_ROM | PJM_ROR | PJM_ROM | Internal | Summer | B5 | 200 | 8000 | 0 | 58.91 | 58.9 | 0.01 | 0
2025 | PJM_ROR_2_PJM_ROM | PJM_ROR | PJM_ROM | Internal | Summer | B6 | 300 | 8000 | 0 | 47.77 | 47.76 | 0.01 | 0
2025 | PJM_ROR_2_PJM_ROM | PJM_ROR | PJM_ROM | Internal | Summer | B7 | 400 | 8000 | 671.51 | 42.2 | 42.21 | 0.01 | 0
2025 | PJM_ROR_2_PJM_ROM | PJM_ROR | PJM_ROM | Internal | Summer | B8 | 500 | 8000 | 2000.17 | 39.56 | 39.57 | 0.01 | 0
2025 | PJM_ROR_2_PJM_ROM | PJM_ROR | PJM_ROM | Internal | Summer | B9 | 800 | 8000 | 3940.74 | 36.82 | 36.83 | 0.01 | 0
2025 | PJM_ROR_2_PJM_ROM | PJM_ROR | PJM_ROM | Internal | Summer | B10 | 1262 | 8000 | 6617.37 | 33.83 | 33.84 | 0.01 | 0
2025 | PJM_ROR_2_PJM_ROM | PJM_ROR | PJM_ROM | Internal | Winter | B16 | 25 | 8000 | 1579.88 | 49.49 | 49.5 | 0.01 | 0
2025 | PJM_ROR_2_PJM_ROM | PJM_ROR | PJM_ROM | Internal | Winter | B17 | 100 | 8000 | 1981.23 | 49.46 | 49.47 | 0.01 | 0
2025 | PJM_ROR_2_PJM_ROM | PJM_ROR | PJM_ROM | Internal | Winter | B18 | 400 | 8000 | 5930.76 | 44.62 | 44.63 | 0.01 | 0
2025 | PJM_ROR_2_PJM_ROM | PJM_ROR | PJM_ROM | Internal | Winter | B19 | 700 | 8000 | 6490.94 | 43.33 | 43.35 | 0.01 | 0
2025 | PJM_ROR_2_PJM_ROM | PJM_ROR | PJM_ROM | Internal | Winter | B20 | 935 | 8000 | 6923.43 | 35.31 | 35.33 | 0.01 | 0
2025 | PJM_ROR_2_TVA_Transmission | PJM_ROR | TVA_Transmission | Internal | Shoulder | B11 | 25 | 2500 | 86.97 | 52.5 | 58.5 | 6 | 0
2025 | PJM_ROR_2_TVA_Transmission | PJM_ROR | TVA_Transmission | Internal | Shoulder | B12 | 200 | 2500 | 0 | 44.9 | 48.44 | 6 | 0
2025 | PJM_ROR_2_TVA_Transmission | PJM_ROR | TVA_Transmission | Internal | Shoulder | B13 | 600 | 2500 | 0 | 42.08 | 46.19 | 6 | 0
2025 | PJM_ROR_2_TVA_Transmission | PJM_ROR | TVA_Transmission | Internal | Shoulder | B14 | 900 | 2500 | 0 | 41.74 | 45.6 | 6 | 0
2025 | PJM_ROR_2_TVA_Transmission | PJM_ROR | TVA_Transmission | Internal | Shoulder | B15 | 1203 | 2500 | 0 | 37.7 | 42.12 | 6 | 0
2025 | PJM_ROR_2_TVA_Transmission | PJM_ROR | TVA_Transmission | Internal | Summer | B1 | 10 | 2500 | 2500 | 67.9 | 76.34 | 6 | 2.44
2025 | PJM_ROR_2_TVA_Transmission | PJM_ROR | TVA_Transmission | Internal | Summer | B2 | 25 | 2500 | 2500 | 65.49 | 75.49 | 6 | 4
2025 | PJM_ROR_2_TVA_Transmission | PJM_ROR | TVA_Transmission | Internal | Summer | B3 | 75 | 2500 | 1704.34 | 65.45 | 71.45 | 6 | 0
2025 | PJM_ROR_2_TVA_Transmission | PJM_ROR | TVA_Transmission | Internal | Summer | B4 | 100 | 2500 | 950.17 | 64.28 | 70.28 | 6 | 0
2025 | PJM_ROR_2_TVA_Transmission | PJM_ROR | TVA_Transmission | Internal | Summer | B5 | 200 | 2500 | 0 | 58.91 | 63.98 | 6 | 0
2025 | PJM_ROR_2_TVA_Transmission | PJM_ROR | TVA_Transmission | Internal | Summer | B6 | 300 | 2500 | 0 | 47.77 | 52.87 | 6 | 0
2025 | PJM_ROR_2_TVA_Transmission | PJM_ROR | TVA_Transmission | Internal | Summer | B7 | 400 | 2500 | 0 | 42.2 | 47.16 | 6 | 0
2025 | PJM_ROR_2_TVA_Transmission | PJM_ROR | TVA_Transmission | Internal | Summer | B8 | 500 | 2500 | 0 | 39.56 | 44.18 | 6 | 0
2025 | PJM_ROR_2_TVA_Transmission | PJM_ROR | TVA_Transmission | Internal | Summer | B9 | 800 | 2500 | 0 | 36.82 | 42.39 | 6 | 0
2025 | PJM_ROR_2_TVA_Transmission | PJM_ROR | TVA_Transmission | Internal | Summer | B10 | 1262 | 2500 | 0 | 33.83 | 38.3 | 6 | 0
2025 | PJM_ROR_2_TVA_Transmission | PJM_ROR | TVA_Transmission | Internal | Winter | B16 | 25 | 2500 | 624.15 | 49.49 | 55.49 | 6 | 0
2025 | PJM_ROR_2_TVA_Transmission | PJM_ROR | TVA_Transmission | Internal | Winter | B17 | 100 | 2500 | 0 | 49.46 | 51.51 | 6 | 0
2025 | PJM_ROR_2_TVA_Transmission | PJM_ROR | TVA_Transmission | Internal | Winter | B18 | 400 | 2500 | 0 | 44.62 | 48.05 | 6 | 0
2025 | PJM_ROR_2_TVA_Transmission | PJM_ROR | TVA_Transmission | Internal | Winter | B19 | 700 | 2500 | 0 | 43.33 | 46.22 | 6 | 0
2025 | PJM_ROR_2_TVA_Transmission | PJM_ROR | TVA_Transmission | Internal | Winter | B20 | 935 | 2500 | 876.54 | 35.31 | 41.31 | 6 | 0
2025 | PJM_ROR_2_VACAR | PJM_ROR | VACAR | Internal | Shoulder | B11 | 25 | 3000 | 3000 | 52.5 | 60.5 | 6 | 2
2025 | PJM_ROR_2_VACAR | PJM_ROR | VACAR | Internal | Shoulder | B12 | 200 | 3000 | 341.19 | 44.9 | 50.9 | 6 | 0
2025 | PJM_ROR_2_VACAR | PJM_ROR | VACAR | Internal | Shoulder | B13 | 600 | 3000 | 4.92 | 42.08 | 48.08 | 6 | 0
2025 | PJM_ROR_2_VACAR | PJM_ROR | VACAR | Internal | Shoulder | B14 | 900 | 3000 | 0 | 41.74 | 45.49 | 6 | 0
2025 | PJM_ROR_2_VACAR | PJM_ROR | VACAR | Internal | Shoulder | B15 | 1203 | 3000 | 0 | 37.7 | 42.45 | 6 | 0
2025 | PJM_ROR_2_VACAR | PJM_ROR | VACAR | Internal | Summer | B1 | 10 | 3000 | 3000 | 67.9 | 77.58 | 6 | 3.68
2025 | PJM_ROR_2_VACAR | PJM_ROR | VACAR | Internal | Summer | B2 | 25 | 3000 | 3000 | 65.49 | 77.58 | 6 | 6.08
2025 | PJM_ROR_2_VACAR | PJM_ROR | VACAR | Internal | Summer | B3 | 75 | 3000 | 3000 | 65.45 | 77.58 | 6 | 6.12
2025 | PJM_ROR_2_VACAR | PJM_ROR | VACAR | Internal | Summer | B4 | 100 | 3000 | 3000 | 64.28 | 76.09 | 6 | 5.81
2025 | PJM_ROR_2_VACAR | PJM_ROR | VACAR | Internal | Summer | B5 | 200 | 3000 | 2301.04 | 58.91 | 64.91 | 6 | 0
2025 | PJM_ROR_2_VACAR | PJM_ROR | VACAR | Internal | Summer | B6 | 300 | 3000 | 2611.82 | 47.77 | 53.77 | 6 | 0
2025 | PJM_ROR_2_VACAR | PJM_ROR | VACAR | Internal | Summer | B7 | 400 | 3000 | 2983.6 | 42.2 | 48.2 | 6 | 0
2025 | PJM_ROR_2_VACAR | PJM_ROR | VACAR | Internal | Summer | B8 | 500 | 3000 | 1903.08 | 39.56 | 45.56 | 6 | 0
2025 | PJM_ROR_2_VACAR | PJM_ROR | VACAR | Internal | Summer | B9 | 800 | 3000 | 874.27 | 36.82 | 42.82 | 6 | 0
2025 | PJM_ROR_2_VACAR | PJM_ROR | VACAR | Internal | Summer | B10 | 1262 | 3000 | 982.27 | 33.83 | 39.83 | 6 | 0
2025 | PJM_ROR_2_VACAR | PJM_ROR | VACAR | Internal | Winter | B16 | 25 | 3000 | 3000 | 49.49 | 59.52 | 6 | 4.03
2025 | PJM_ROR_2_VACAR | PJM_ROR | VACAR | Internal | Winter | B17 | 100 | 3000 | 1914.63 | 49.46 | 55.46 | 6 | 0
2025 | PJM_ROR_2_VACAR | PJM_ROR | VACAR | Internal | Winter | B18 | 400 | 3000 | 0 | 44.62 | 48.99 | 6 | 0
2025 | PJM_ROR_2_VACAR | PJM_ROR | VACAR | Internal | Winter | B19 | 700 | 3000 | 0 | 43.33 | 46.46 | 6 | 0
2025 | PJM_ROR_2_VACAR | PJM_ROR | VACAR | Internal | Winter | B20 | 935 | 3000 | 744.93 | 35.31 | 41.31 | 6 | 0
2025 | PJM_ROM_2_NYISO_A-F | PJM_ROM | NYISO_A-F | Internal | Shoulder | B11 | 25 | 2000 | 0 | 52.49 | 41.89 | 6 | 0
2025 | PJM_ROM_2_NYISO_A-F | PJM_ROM | NYISO_A-F | Internal | Shoulder | B12 | 200 | 2000 | 0 | 44.89 | 41.76 | 6 | 0
2025 | PJM_ROM_2_NYISO_A-F | PJM_ROM | NYISO_A-F | Internal | Shoulder | B13 | 600 | 2000 | 0 | 42.09 | 41.7 | 6 | 0
2025 | PJM_ROM_2_NYISO_A-F | PJM_ROM | NYISO_A-F | Internal | Shoulder | B14 | 900 | 2000 | 0 | 41.75 | 40.63 | 6 | 0
2025 | PJM_ROM_2_NYISO_A-F | PJM_ROM | NYISO_A-F | Internal | Shoulder | B15 | 1203 | 2000 | 0 | 37.71 | 40.63 | 6 | 0
2025 | PJM_ROM_2_NYISO_A-F | PJM_ROM | NYISO_A-F | Internal | Summer | B1 | 10 | 2000 | 0 | 67.91 | 61.23 | 6 | 0
2025 | PJM_ROM_2_NYISO_A-F | PJM_ROM | NYISO_A-F | Internal | Summer | B2 | 25 | 2000 | 0 | 65.51 | 57.51 | 6 | 0
2025 | PJM_ROM_2_NYISO_A-F | PJM_ROM | NYISO_A-F | Internal | Summer | B3 | 75 | 2000 | 0 | 65.44 | 53.97 | 6 | 0
2025 | PJM_ROM_2_NYISO_A-F | PJM_ROM | NYISO_A-F | Internal | Summer | B4 | 100 | 2000 | 0 | 64.27 | 49.84 | 6 | 0
2025 | PJM_ROM_2_NYISO_A-F | PJM_ROM | NYISO_A-F | Internal | Summer | B5 | 200 | 2000 | 0 | 58.9 | 49.84 | 6 | 0
2025 | PJM_ROM_2_NYISO_A-F | PJM_ROM | NYISO_A-F | Internal | Summer | B6 | 300 | 2000 | 0 | 47.76 | 46.59 | 6 | 0
2025 | PJM_ROM_2_NYISO_A-F | PJM_ROM | NYISO_A-F | Internal | Summer | B7 | 400 | 2000 | 0 | 42.21 | 40.41 | 6 | 0
2025 | PJM_ROM_2_NYISO_A-F | PJM_ROM | NYISO_A-F | Internal | Summer | B8 | 500 | 2000 | 0 | 39.57 | 38.71 | 6 | 0
2025 | PJM_ROM_2_NYISO_A-F | PJM_ROM | NYISO_A-F | Internal | Summer | B9 | 800 | 2000 | 0 | 36.83 | 38.69 | 6 | 0
2025 | PJM_ROM_2_NYISO_A-F | PJM_ROM | NYISO_A-F | Internal | Summer | B10 | 1262 | 2000 | 0 | 33.84 | 38.69 | 6 | 0
2025 | PJM_ROM_2_NYISO_A-F | PJM_ROM | NYISO_A-F | Internal | Winter | B16 | 25 | 2000 | 0 | 49.5 | 48.54 | 6 | 0
2025 | PJM_ROM_2_NYISO_A-F | PJM_ROM | NYISO_A-F | Internal | Winter | B17 | 100 | 2000 | 0 | 49.47 | 47.71 | 6 | 0
2025 | PJM_ROM_2_NYISO_A-F | PJM_ROM | NYISO_A-F | Internal | Winter | B18 | 400 | 2000 | 0 | 44.63 | 44.25 | 6 | 0
2025 | PJM_ROM_2_NYISO_A-F | PJM_ROM | NYISO_A-F | Internal | Winter | B19 | 700 | 2000 | 0 | 43.35 | 44.25 | 6 | 0
2025 | PJM_ROM_2_NYISO_A-F | PJM_ROM | NYISO_A-F | Internal | Winter | B20 | 935 | 2000 | 2000 | 35.33 | 44.25 | 6 | 2.93
2025 | PJM_ROM_2_PJM_E | PJM_ROM | PJM_E | Internal | Shoulder | B11 | 25 | 8000 | 0 | 52.49 | 52.48 | 0.01 | 0
2025 | PJM_ROM_2_PJM_E | PJM_ROM | PJM_E | Internal | Shoulder | B12 | 200 | 8000 | 0 | 44.89 | 44.88 | 0.01 | 0
2025 | PJM_ROM_2_PJM_E | PJM_ROM | PJM_E | Internal | Shoulder | B13 | 600 | 8000 | 0 | 42.09 | 42.08 | 0.01 | 0
2025 | PJM_ROM_2_PJM_E | PJM_ROM | PJM_E | Internal | Shoulder | B14 | 900 | 8000 | 165.88 | 41.75 | 41.76 | 0.01 | 0
2025 | PJM_ROM_2_PJM_E | PJM_ROM | PJM_E | Internal | Shoulder | B15 | 1203 | 8000 | 1613.57 | 37.71 | 37.72 | 0.01 | 0
2025 | PJM_ROM_2_PJM_E | PJM_ROM | PJM_E | Internal | Summer | B1 | 10 | 8000 | 341.71 | 67.91 | 67.92 | 0.01 | 0
2025 | PJM_ROM_2_PJM_E | PJM_ROM | PJM_E | Internal | Summer | B2 | 25 | 8000 | 0 | 65.51 | 65.49 | 0.01 | 0
2025 | PJM_ROM_2_PJM_E | PJM_ROM | PJM_E | Internal | Summer | B3 | 75 | 8000 | 0 | 65.44 | 65.43 | 0.01 | 0
2025 | PJM_ROM_2_PJM_E | PJM_ROM | PJM_E | Internal | Summer | B4 | 100 | 8000 | 0 | 64.27 | 64.25 | 0.01 | 0
2025 | PJM_ROM_2_PJM_E | PJM_ROM | PJM_E | Internal | Summer | B5 | 200 | 8000 | 0 | 58.9 | 58.89 | 0.01 | 0
2025 | PJM_ROM_2_PJM_E | PJM_ROM | PJM_E | Internal | Summer | B6 | 300 | 8000 | 0 | 47.76 | 47.74 | 0.01 | 0
2025 | PJM_ROM_2_PJM_E | PJM_ROM | PJM_E | Internal | Summer | B7 | 400 | 8000 | 0 | 42.21 | 42.2 | 0.01 | 0
2025 | PJM_ROM_2_PJM_E | PJM_ROM | PJM_E | Internal | Summer | B8 | 500 | 8000 | 0 | 39.57 | 39.56 | 0.01 | 0
2025 | PJM_ROM_2_PJM_E | PJM_ROM | PJM_E | Internal | Summer | B9 | 800 | 8000 | 399.83 | 36.83 | 36.84 | 0.01 | 0
2025 | PJM_ROM_2_PJM_E | PJM_ROM | PJM_E | Internal | Summer | B10 | 1262 | 8000 | 2241.28 | 33.84 | 33.86 | 0.01 | 0
2025 | PJM_ROM_2_PJM_E | PJM_ROM | PJM_E | Internal | Winter | B16 | 25 | 8000 | 0 | 49.5 | 49.49 | 0.01 | 0
2025 | PJM_ROM_2_PJM_E | PJM_ROM | PJM_E | Internal | Winter | B17 | 100 | 8000 | 0 | 49.47 | 49.46 | 0.01 | 0
2025 | PJM_ROM_2_PJM_E | PJM_ROM | PJM_E | Internal | Winter | B18 | 400 | 8000 | 2507.92 | 44.63 | 44.65 | 0.01 | 0
2025 | PJM_ROM_2_PJM_E | PJM_ROM | PJM_E | Internal | Winter | B19 | 700 | 8000 | 3712.91 | 43.35 | 43.36 | 0.01 | 0
2025 | PJM_ROM_2_PJM_E | PJM_ROM | PJM_E | Internal | Winter | B20 | 935 | 8000 | 1648.48 | 35.33 | 35.34 | 0.01 | 0
2025 | PJM_ROM_2_PJM_ROR | PJM_ROM | PJM_ROR | Internal | Shoulder | B11 | 25 | 8000 | 6068.26 | 52.49 | 52.5 | 0.01 | 0
2025 | PJM_ROM_2_PJM_ROR | PJM_ROM | PJM_ROR | Internal | Shoulder | B12 | 200 | 8000 | 682.14 | 44.89 | 44.9 | 0.01 | 0
2025 | PJM_ROM_2_PJM_ROR | PJM_ROM | PJM_ROR | Internal | Shoulder | B13 | 600 | 8000 | 0 | 42.09 | 42.08 | 0.01 | 0
2025 | PJM_ROM_2_PJM_ROR | PJM_ROM | PJM_ROR | Internal | Shoulder | B14 | 900 | 8000 | 0 | 41.75 | 41.74 | 0.01 | 0
2025 | PJM_ROM_2_PJM_ROR | PJM_ROM | PJM_ROR | Internal | Shoulder | B15 | 1203 | 8000 | 0 | 37.71 | 37.7 | 0.01 | 0
2025 | PJM_ROM_2_PJM_ROR | PJM_ROM | PJM_ROR | Internal | Summer | B1 | 10 | 8000 | 0 | 67.91 | 67.9 | 0.01 | 0
2025 | PJM_ROM_2_PJM_ROR | PJM_ROM | PJM_ROR | Internal | Summer | B2 | 25 | 8000 | 0 | 65.51 | 65.49 | 0.01 | 0
2025 | PJM_ROM_2_PJM_ROR | PJM_ROM | PJM_ROR | Internal | Summer | B3 | 75 | 8000 | 4721.94 | 65.44 | 65.45 | 0.01 | 0
2025 | PJM_ROM_2_PJM_ROR | PJM_ROM | PJM_ROR | Internal | Summer | B4 | 100 | 8000 | 5468.1 | 64.27 | 64.28 | 0.01 | 0
2025 | PJM_ROM_2_PJM_ROR | PJM_ROM | PJM_ROR | Internal | Summer | B5 | 200 | 8000 | 4543.74 | 58.9 | 58.91 | 0.01 | 0
2025 | PJM_ROM_2_PJM_ROR | PJM_ROM | PJM_ROR | Internal | Summer | B6 | 300 | 8000 | 1289.01 | 47.76 | 47.77 | 0.01 | 0
2025 | PJM_ROM_2_PJM_ROR | PJM_ROM | PJM_ROR | Internal | Summer | B7 | 400 | 8000 | 0 | 42.21 | 42.2 | 0.01 | 0
2025 | PJM_ROM_2_PJM_ROR | PJM_ROM | PJM_ROR | Internal | Summer | B8 | 500 | 8000 | 0 | 39.57 | 39.56 | 0.01 | 0
2025 | PJM_ROM_2_PJM_ROR | PJM_ROM | PJM_ROR | Internal | Summer | B9 | 800 | 8000 | 0 | 36.83 | 36.82 | 0.01 | 0
2025 | PJM_ROM_2_PJM_ROR | PJM_ROM | PJM_ROR | Internal | Summer | B10 | 1262 | 8000 | 0 | 33.84 | 33.83 | 0.01 | 0
2025 | PJM_ROM_2_PJM_ROR | PJM_ROM | PJM_ROR | Internal | Winter | B16 | 25 | 8000 | 0 | 49.5 | 49.49 | 0.01 | 0
2025 | PJM_ROM_2_PJM_ROR | PJM_ROM | PJM_ROR | Internal | Winter | B17 | 100 | 8000 | 0 | 49.47 | 49.46 | 0.01 | 0
2025 | PJM_ROM_2_PJM_ROR | PJM_ROM | PJM_ROR | Internal | Winter | B18 | 400 | 8000 | 0 | 44.63 | 44.62 | 0.01 | 0
2025 | PJM_ROM_2_PJM_ROR | PJM_ROM | PJM_ROR | Internal | Winter | B19 | 700 | 8000 | 0 | 43.35 | 43.33 | 0.01 | 0
2025 | PJM_ROM_2_PJM_ROR | PJM_ROM | PJM_ROR | Internal | Winter | B20 | 935 | 8000 | 0 | 35.33 | 35.31 | 0.01 | 0
2025 | SOCO_2_FRCC | SOCO | FRCC | Internal | Shoulder | B11 | 25 | 3700 | 3657.4 | 67.5 | 77.5 | 10 | 0
2025 | SOCO_2_FRCC | SOCO | FRCC | Internal | Shoulder | B12 | 200 | 3700 | 2390.58 | 44.95 | 54.95 | 10 | 0
2025 | SOCO_2_FRCC | SOCO | FRCC | Internal | Shoulder | B13 | 600 | 3700 | 0 | 44.95 | 53.52 | 10 | 0
2025 | SOCO_2_FRCC | SOCO | FRCC | Internal | Shoulder | B14 | 900 | 3700 | 0 | 44.95 | 52.33 | 10 | 0
2025 | SOCO_2_FRCC | SOCO | FRCC | Internal | Shoulder | B15 | 1203 | 3700 | 0 | 44.95 | 50.17 | 10 | 0
2025 | SOCO_2_FRCC | SOCO | FRCC | Internal | Summer | B1 | 10 | 3700 | 1454.57 | 84.58 | 94.58 | 10 | 0
2025 | SOCO_2_FRCC | SOCO | FRCC | Internal | Summer | B2 | 25 | 3700 | 0 | 73.95 | 81.82 | 10 | 0
2025 | SOCO_2_FRCC | SOCO | FRCC | Internal | Summer | B3 | 75 | 3700 | 0 | 73.95 | 81.82 | 10 | 0
2025 | SOCO_2_FRCC | SOCO | FRCC | Internal | Summer | B4 | 100 | 3700 | 0 | 73.95 | 81.82 | 10 | 0
2025 | SOCO_2_FRCC | SOCO | FRCC | Internal | Summer | B5 | 200 | 3700 | 195.18 | 71.82 | 81.82 | 10 | 0
2025 | SOCO_2_FRCC | SOCO | FRCC | Internal | Summer | B6 | 300 | 3700 | 1358.55 | 60.44 | 70.44 | 10 | 0
2025 | SOCO_2_FRCC | SOCO | FRCC | Internal | Summer | B7 | 400 | 3700 | 3243.76 | 55.2 | 65.2 | 10 | 0
2025 | SOCO_2_FRCC | SOCO | FRCC | Internal | Summer | B8 | 500 | 3700 | 1596.72 | 44.25 | 54.25 | 10 | 0
2025 | SOCO_2_FRCC | SOCO | FRCC | Internal | Summer | B9 | 800 | 3700 | 0 | 43.55 | 51.48 | 10 | 0
2025 | SOCO_2_FRCC | SOCO | FRCC | Internal | Summer | B10 | 1262 | 3700 | 0 | 43.55 | 49.37 | 10 | 0
2025 | SOCO_2_FRCC | SOCO | FRCC | Internal | Winter | B16 | 25 | 3700 | 3296.08 | 64.47 | 74.47 | 10 | 0
2025 | SOCO_2_FRCC | SOCO | FRCC | Internal | Winter | B17 | 100 | 3700 | 1820.13 | 47.83 | 57.83 | 10 | 0
2025 | SOCO_2_FRCC | SOCO | FRCC | Internal | Winter | B18 | 400 | 3700 | 0 | 47.83 | 54.89 | 10 | 0
2025 | SOCO_2_FRCC | SOCO | FRCC | Internal | Winter | B19 | 700 | 3700 | 0 | 47.83 | 54.89 | 10 | 0
2025 | SOCO_2_FRCC | SOCO | FRCC | Internal | Winter | B20 | 935 | 3700 | 0 | 44.05 | 52.63 | 10 | 0
2025 | SOCO_2_VACAR | SOCO | VACAR | Internal | Shoulder | B11 | 25 | 2000 | 0 | 67.5 | 60.5 | 10 | 0
2025 | SOCO_2_VACAR | SOCO | VACAR | Internal | Shoulder | B12 | 200 | 2000 | 0 | 44.95 | 50.9 | 10 | 0
2025 | SOCO_2_VACAR | SOCO | VACAR | Internal | Shoulder | B13 | 600 | 2000 | 0 | 44.95 | 48.08 | 10 | 0
2025 | SOCO_2_VACAR | SOCO | VACAR | Internal | Shoulder | B14 | 900 | 2000 | 0 | 44.95 | 45.49 | 10 | 0
2025 | SOCO_2_VACAR | SOCO | VACAR | Internal | Shoulder | B15 | 1203 | 2000 | 0 | 44.95 | 42.45 | 10 | 0
2025 | SOCO_2_VACAR | SOCO | VACAR | Internal | Summer | B1 | 10 | 2000 | 0 | 84.58 | 77.58 | 10 | 0
2025 | SOCO_2_VACAR | SOCO | VACAR | Internal | Summer | B2 | 25 | 2000 | 0 | 73.95 | 77.58 | 10 | 0
2025 | SOCO_2_VACAR | SOCO | VACAR | Internal | Summer | B3 | 75 | 2000 | 0 | 73.95 | 77.58 | 10 | 0
2025 | SOCO_2_VACAR | SOCO | VACAR | Internal | Summer | B4 | 100 | 2000 | 0 | 73.95 | 76.09 | 10 | 0
2025 | SOCO_2_VACAR | SOCO | VACAR | Internal | Summer | B5 | 200 | 2000 | 0 | 71.82 | 64.91 | 10 | 0
2025 | SOCO_2_VACAR | SOCO | VACAR | Internal | Summer | B6 | 300 | 2000 | 0 | 60.44 | 53.77 | 10 | 0
2025 | SOCO_2_VACAR | SOCO | VACAR | Internal | Summer | B7 | 400 | 2000 | 0 | 55.2 | 48.2 | 10 | 0
2025 | SOCO_2_VACAR | SOCO | VACAR | Internal | Summer | B8 | 500 | 2000 | 0 | 44.25 | 45.56 | 10 | 0
2025 | SOCO_2_VACAR | SOCO | VACAR | Internal | Summer | B9 | 800 | 2000 | 0 | 43.55 | 42.82 | 10 | 0
2025 | SOCO_2_VACAR | SOCO | VACAR | Internal | Summer | B10 | 1262 | 2000 | 0 | 43.55 | 39.83 | 10 | 0
2025 | SOCO_2_VACAR | SOCO | VACAR | Internal | Winter | B16 | 25 | 2000 | 0 | 64.47 | 59.52 | 10 | 0
2025 | SOCO_2_VACAR | SOCO | VACAR | Internal | Winter | B17 | 100 | 2000 | 0 | 47.83 | 55.46 | 10 | 0
2025 | SOCO_2_VACAR | SOCO | VACAR | Internal | Winter | B18 | 400 | 2000 | 0 | 47.83 | 48.99 | 10 | 0
2025 | SOCO_2_VACAR | SOCO | VACAR | Internal | Winter | B19 | 700 | 2000 | 0 | 47.83 | 46.46 | 10 | 0
2025 | SOCO_2_VACAR | SOCO | VACAR | Internal | Winter | B20 | 935 | 2000 | 0 | 44.05 | 41.31 | 10 | 0
2025 | SPP_N_2_ENT | SPP_N | ENT | Internal | Shoulder | B11 | 25 | 1800 | 0 | 62.93 | 63.17 | 5 | 0
2025 | SPP_N_2_ENT | SPP_N | ENT | Internal | Shoulder | B12 | 200 | 1800 | 0 | 44.49 | 44.8 | 5 | 0
2025 | SPP_N_2_ENT | SPP_N | ENT | Internal | Shoulder | B13 | 600 | 1800 | 0 | 42.94 | 44.8 | 5 | 0
2025 | SPP_N_2_ENT | SPP_N | ENT | Internal | Shoulder | B14 | 900 | 1800 | 0 | 42.82 | 44.8 | 5 | 0
2025 | SPP_N_2_ENT | SPP_N | ENT | Internal | Shoulder | B15 | 1203 | 1800 | 780.13 | 38.84 | 43.84 | 5 | 0
2025 | SPP_N_2_ENT | SPP_N | ENT | Internal | Summer | B1 | 10 | 1800 | 293.95 | 70.77 | 75.77 | 5 | 0
2025 | SPP_N_2_ENT | SPP_N | ENT | Internal | Summer | B2 | 25 | 1800 | 0 | 70.77 | 72.42 | 5 | 0
2025 | SPP_N_2_ENT | SPP_N | ENT | Internal | Summer | B3 | 75 | 1800 | 0 | 70.77 | 65.95 | 5 | 0
2025 | SPP_N_2_ENT | SPP_N | ENT | Internal | Summer | B4 | 100 | 1800 | 0 | 69.64 | 65.95 | 5 | 0
2025 | SPP_N_2_ENT | SPP_N | ENT | Internal | Summer | B5 | 200 | 1800 | 0 | 66.83 | 63.82 | 5 | 0
2025 | SPP_N_2_ENT | SPP_N | ENT | Internal | Summer | B6 | 300 | 1800 | 0 | 56.78 | 57.77 | 5 | 0
2025 | SPP_N_2_ENT | SPP_N | ENT | Internal | Summer | B7 | 400 | 1800 | 0 | 47.39 | 47.2 | 5 | 0
2025 | SPP_N_2_ENT | SPP_N | ENT | Internal | Summer | B8 | 500 | 1800 | 0 | 42.2 | 43.28 | 5 | 0
2025 | SPP_N_2_ENT | SPP_N | ENT | Internal | Summer | B9 | 800 | 1800 | 0 | 41.36 | 43.28 | 5 | 0
2025 | SPP_N_2_ENT | SPP_N | ENT | Internal | Summer | B10 | 1262 | 1800 | 0 | 38.64 | 42.97 | 5 | 0
2025 | SPP_N_2_ENT | SPP_N | ENT | Internal | Winter | B16 | 25 | 1800 | 1263.2 | 51.47 | 56.47 | 5 | 0
2025 | SPP_N_2_ENT | SPP_N | ENT | Internal | Winter | B17 | 100 | 1800 | 0 | 45.86 | 47.79 | 5 | 0
2025 | SPP_N_2_ENT | SPP_N | ENT | Internal | Winter | B18 | 400 | 1800 | 0 | 43.83 | 47.79 | 5 | 0
2025 | SPP_N_2_ENT | SPP_N | ENT | Internal | Winter | B19 | 700 | 1800 | 814.11 | 42.44 | 47.44 | 5 | 0
2025 | SPP_N_2_ENT | SPP_N | ENT | Internal | Winter | B20 | 935 | 1800 | 1800 | 39.05 | 45.31 | 5 | 1.27
2025 | SPP_N_2_MISO_MO-IL | SPP_N | MISO_MO-IL | Internal | Shoulder | B11 | 25 | 2000 | 0 | 62.93 | 55.94 | 5 | 0
2025 | SPP_N_2_MISO_MO-IL | SPP_N | MISO_MO-IL | Internal | Shoulder | B12 | 200 | 2000 | 0 | 44.49 | 46.89 | 5 | 0
2025 | SPP_N_2_MISO_MO-IL | SPP_N | MISO_MO-IL | Internal | Shoulder | B13 | 600 | 2000 | 0 | 42.94 | 42.74 | 5 | 0
2025 | SPP_N_2_MISO_MO-IL | SPP_N | MISO_MO-IL | Internal | Shoulder | B14 | 900 | 2000 | 0 | 42.82 | 42.26 | 5 | 0
2025 | SPP_N_2_MISO_MO-IL | SPP_N | MISO_MO-IL | Internal | Shoulder | B15 | 1203 | 2000 | 0 | 38.84 | 39.67 | 5 | 0
2025 | SPP_N_2_MISO_MO-IL | SPP_N | MISO_MO-IL | Internal | Summer | B1 | 10 | 2000 | 0 | 70.77 | 68.34 | 5 | 0
2025 | SPP_N_2_MISO_MO-IL | SPP_N | MISO_MO-IL | Internal | Summer | B2 | 25 | 2000 | 0 | 70.77 | 67.49 | 5 | 0
2025 | SPP_N_2_MISO_MO-IL | SPP_N | MISO_MO-IL | Internal | Summer | B3 | 75 | 2000 | 0 | 70.77 | 66.27 | 5 | 0
2025 | SPP_N_2_MISO_MO-IL | SPP_N | MISO_MO-IL | Internal | Summer | B4 | 100 | 2000 | 0 | 69.64 | 66.27 | 5 | 0
2025 | SPP_N_2_MISO_MO-IL | SPP_N | MISO_MO-IL | Internal | Summer | B5 | 200 | 2000 | 0 | 66.83 | 60.91 | 5 | 0
2025 | SPP_N_2_MISO_MO-IL | SPP_N | MISO_MO-IL | Internal | Summer | B6 | 300 | 2000 | 0 | 56.78 | 49.77 | 5 | 0
2025 | SPP_N_2_MISO_MO-IL | SPP_N | MISO_MO-IL | Internal | Summer | B7 | 400 | 2000 | 0 | 47.39 | 41.27 | 5 | 0
2025 | SPP_N_2_MISO_MO-IL | SPP_N | MISO_MO-IL | Internal | Summer | B8 | 500 | 2000 | 0 | 42.2 | 39.78 | 5 | 0
2025 | SPP_N_2_MISO_MO-IL | SPP_N | MISO_MO-IL | Internal | Summer | B9 | 800 | 2000 | 0 | 41.36 | 38.71 | 5 | 0
2025 | SPP_N_2_MISO_MO-IL | SPP_N | MISO_MO-IL | Internal | Summer | B10 | 1262 | 2000 | 0 | 38.64 | 35.81 | 5 | 0
2025 | SPP_N_2_MISO_MO-IL | SPP_N | MISO_MO-IL | Internal | Winter | B16 | 25 | 2000 | 0 | 51.47 | 51.49 | 5 | 0
2025 | SPP_N_2_MISO_MO-IL | SPP_N | MISO_MO-IL | Internal | Winter | B17 | 100 | 2000 | 0 | 45.86 | 47.72 | 5 | 0
2025 | SPP_N_2_MISO_MO-IL | SPP_N | MISO_MO-IL | Internal | Winter | B18 | 400 | 2000 | 0 | 43.83 | 45.55 | 5 | 0
2025 | SPP_N_2_MISO_MO-IL | SPP_N | MISO_MO-IL | Internal | Winter | B19 | 700 | 2000 | 0 | 42.44 | 44.23 | 5 | 0
2025 | SPP_N_2_MISO_MO-IL | SPP_N | MISO_MO-IL | Internal | Winter | B20 | 935 | 2000 | 0 | 39.05 | 37.31 | 5 | 0
2025 | SPP_N_2_MISO_W | SPP_N | MISO_W | Internal | Shoulder | B11 | 25 | 750 | 0 | 62.93 | 55.93 | 5 | 0
2025 | SPP_N_2_MISO_W | SPP_N | MISO_W | Internal | Shoulder | B12 | 200 | 750 | 0 | 44.49 | 46.88 | 5 | 0
2025 | SPP_N_2_MISO_W | SPP_N | MISO_W | Internal | Shoulder | B13 | 600 | 750 | 0 | 42.94 | 42.72 | 5 | 0
2025 | SPP_N_2_MISO_W | SPP_N | MISO_W | Internal | Shoulder | B14 | 900 | 750 | 0 | 42.82 | 42.27 | 5 | 0
2025 | SPP_N_2_MISO_W | SPP_N | MISO_W | Internal | Shoulder | B15 | 1203 | 750 | 0 | 38.84 | 39.69 | 5 | 0
2025 | SPP_N_2_MISO_W | SPP_N | MISO_W | Internal | Summer | B1 | 10 | 750 | 0 | 70.77 | 68.33 | 5 | 0
2025 | SPP_N_2_MISO_W | SPP_N | MISO_W | Internal | Summer | B2 | 25 | 750 | 0 | 70.77 | 67.48 | 5 | 0
2025 | SPP_N_2_MISO_W | SPP_N | MISO_W | Internal | Summer | B3 | 75 | 750 | 0 | 70.77 | 67.48 | 5 | 0
2025 | SPP_N_2_MISO_W | SPP_N | MISO_W | Internal | Summer | B4 | 100 | 750 | 0 | 69.64 | 66.28 | 5 | 0
2025 | SPP_N_2_MISO_W | SPP_N | MISO_W | Internal | Summer | B5 | 200 | 750 | 0 | 66.83 | 60.93 | 5 | 0
2025 | SPP_N_2_MISO_W | SPP_N | MISO_W | Internal | Summer | B6 | 300 | 750 | 0 | 56.78 | 49.78 | 5 | 0
2025 | SPP_N_2_MISO_W | SPP_N | MISO_W | Internal | Summer | B7 | 400 | 750 | 0 | 47.39 | 41.27 | 5 | 0
2025 | SPP_N_2_MISO_W | SPP_N | MISO_W | Internal | Summer | B8 | 500 | 750 | 0 | 42.2 | 39.79 | 5 | 0
2025 | SPP_N_2_MISO_W | SPP_N | MISO_W | Internal | Summer | B9 | 800 | 750 | 0 | 41.36 | 38.73 | 5 | 0
2025 | SPP_N_2_MISO_W | SPP_N | MISO_W | Internal | Summer | B10 | 1262 | 750 | 0 | 38.64 | 35.8 | 5 | 0
2025 | SPP_N_2_MISO_W | SPP_N | MISO_W | Internal | Winter | B16 | 25 | 750 | 0 | 51.47 | 51.48 | 5 | 0
2025 | SPP_N_2_MISO_W | SPP_N | MISO_W | Internal | Winter | B17 | 100 | 750 | 0 | 45.86 | 47.71 | 5 | 0
2025 | SPP_N_2_MISO_W | SPP_N | MISO_W | Internal | Winter | B18 | 400 | 750 | 0 | 43.83 | 45.56 | 5 | 0
2025 | SPP_N_2_MISO_W | SPP_N | MISO_W | Internal | Winter | B19 | 700 | 750 | 0 | 42.44 | 44.26 | 5 | 0
2025 | SPP_N_2_MISO_W | SPP_N | MISO_W | Internal | Winter | B20 | 935 | 750 | 0 | 39.05 | 37.3 | 5 | 0
2025 | SPP_N_2_NE | SPP_N | NE | Internal | Shoulder | B11 | 25 | 1531 | 0 | 62.93 | 62.92 | 0.01 | 0
2025 | SPP_N_2_NE | SPP_N | NE | Internal | Shoulder | B12 | 200 | 1531 | 0 | 44.49 | 44.48 | 0.01 | 0
2025 | SPP_N_2_NE | SPP_N | NE | Internal | Shoulder | B13 | 600 | 1531 | 0 | 42.94 | 42.92 | 0.01 | 0
2025 | SPP_N_2_NE | SPP_N | NE | Internal | Shoulder | B14 | 900 | 1531 | 0 | 42.82 | 42.8 | 0.01 | 0
2025 | SPP_N_2_NE | SPP_N | NE | Internal | Shoulder | B15 | 1203 | 1531 | 0 | 38.84 | 38.83 | 0.01 | 0
2025 | SPP_N_2_NE | SPP_N | NE | Internal | Summer | B1 | 10 | 1531 | 0 | 70.77 | 70.75 | 0.01 | 0
2025 | SPP_N_2_NE | SPP_N | NE | Internal | Summer | B2 | 25 | 1531 | 0 | 70.77 | 70.75 | 0.01 | 0
2025 | SPP_N_2_NE | SPP_N | NE | Internal | Summer | B3 | 75 | 1531 | 0 | 70.77 | 70.75 | 0.01 | 0
2025 | SPP_N_2_NE | SPP_N | NE | Internal | Summer | B4 | 100 | 1531 | 0 | 69.64 | 69.63 | 0.01 | 0
2025 | SPP_N_2_NE | SPP_N | NE | Internal | Summer | B5 | 200 | 1531 | 0 | 66.83 | 66.82 | 0.01 | 0
2025 | SPP_N_2_NE | SPP_N | NE | Internal | Summer | B6 | 300 | 1531 | 0 | 56.78 | 56.77 | 0.01 | 0
2025 | SPP_N_2_NE | SPP_N | NE | Internal | Summer | B7 | 400 | 1531 | 0 | 47.39 | 47.38 | 0.01 | 0
2025 | SPP_N_2_NE | SPP_N | NE | Internal | Summer | B8 | 500 | 1531 | 0 | 42.2 | 42.19 | 0.01 | 0
2025 | SPP_N_2_NE | SPP_N | NE | Internal | Summer | B9 | 800 | 1531 | 0 | 41.36 | 41.34 | 0.01 | 0
2025 | SPP_N_2_NE | SPP_N | NE | Internal | Summer | B10 | 1262 | 1531 | 0 | 38.64 | 37.02 | 0.01 | 0
2025 | SPP_N_2_NE | SPP_N | NE | Internal | Winter | B16 | 25 | 1531 | 0 | 51.47 | 51.46 | 0.01 | 0
2025 | SPP_N_2_NE | SPP_N | NE | Internal | Winter | B17 | 100 | 1531 | 0 | 45.86 | 45.85 | 0.01 | 0
2025 | SPP_N_2_NE | SPP_N | NE | Internal | Winter | B18 | 400 | 1531 | 0 | 43.83 | 43.82 | 0.01 | 0
2025 | SPP_N_2_NE | SPP_N | NE | Internal | Winter | B19 | 700 | 1531 | 0 | 42.44 | 42.43 | 0.01 | 0
2025 | SPP_N_2_NE | SPP_N | NE | Internal | Winter | B20 | 935 | 1531 | 0 | 39.05 | 39.04 | 0.01 | 0
2025 | SPP_N_2_SPP_S | SPP_N | SPP_S | Internal | Shoulder | B11 | 25 | 4383 | 0 | 62.93 | 59.15 | 0.01 | 0
2025 | SPP_N_2_SPP_S | SPP_N | SPP_S | Internal | Shoulder | B12 | 200 | 4383 | 0 | 44.49 | 42.92 | 0.01 | 0
2025 | SPP_N_2_SPP_S | SPP_N | SPP_S | Internal | Shoulder | B13 | 600 | 4383 | 0 | 42.94 | 42.92 | 0.01 | 0
2025 | SPP_N_2_SPP_S | SPP_N | SPP_S | Internal | Shoulder | B14 | 900 | 4383 | 308.4 | 42.82 | 42.83 | 0.01 | 0
2025 | SPP_N_2_SPP_S | SPP_N | SPP_S | Internal | Shoulder | B15 | 1203 | 4383 | 1647.58 | 38.84 | 38.85 | 0.01 | 0
2025 | SPP_N_2_SPP_S | SPP_N | SPP_S | Internal | Summer | B1 | 10 | 4383 | 0 | 70.77 | 59.55 | 0.01 | 0
2025 | SPP_N_2_SPP_S | SPP_N | SPP_S | Internal | Summer | B2 | 25 | 4383 | 0 | 70.77 | 60.05 | 0.01 | 0
2025 | SPP_N_2_SPP_S | SPP_N | SPP_S | Internal | Summer | B3 | 75 | 4383 | 0 | 70.77 | 60.05 | 0.01 | 0
2025 | SPP_N_2_SPP_S | SPP_N | SPP_S | Internal | Summer | B4 | 100 | 4383 | 0 | 69.64 | 60.05 | 0.01 | 0
2025 | SPP_N_2_SPP_S | SPP_N | SPP_S | Internal | Summer | B5 | 200 | 4383 | 0 | 66.83 | 59.55 | 0.01 | 0
2025 | SPP_N_2_SPP_S | SPP_N | SPP_S | Internal | Summer | B6 | 300 | 4383 | 345.39 | 56.78 | 56.79 | 0.01 | 0
2025 | SPP_N_2_SPP_S | SPP_N | SPP_S | Internal | Summer | B7 | 400 | 4383 | 69.82 | 47.39 | 47.4 | 0.01 | 0
2025 | SPP_N_2_SPP_S | SPP_N | SPP_S | Internal | Summer | B8 | 500 | 4383 | 923.79 | 42.2 | 42.21 | 0.01 | 0
2025 | SPP_N_2_SPP_S | SPP_N | SPP_S | Internal | Summer | B9 | 800 | 4383 | 1661.02 | 41.36 | 41.37 | 0.01 | 0
2025 | SPP_N_2_SPP_S | SPP_N | SPP_S | Internal | Summer | B10 | 1262 | 4383 | 4383 | 38.64 | 39.15 | 0.01 | 0.49
2025 | SPP_N_2_SPP_S | SPP_N | SPP_S | Internal | Winter | B16 | 25 | 4383 | 0 | 51.47 | 46.09 | 0.01 | 0
2025 | SPP_N_2_SPP_S | SPP_N | SPP_S | Internal | Winter | B17 | 100 | 4383 | 351.84 | 45.86 | 45.87 | 0.01 | 0
2025 | SPP_N_2_SPP_S | SPP_N | SPP_S | Internal | Winter | B18 | 400 | 4383 | 920.18 | 43.83 | 43.85 | 0.01 | 0
2025 | SPP_N_2_SPP_S | SPP_N | SPP_S | Internal | Winter | B19 | 700 | 4383 | 567.58 | 42.44 | 42.46 | 0.01 | 0
2025 | SPP_N_2_SPP_S | SPP_N | SPP_S | Internal | Winter | B20 | 935 | 4383 | 2356.95 | 39.05 | 39.06 | 0.01 | 0
2025 | SPP_S_2_ENT | SPP_S | ENT | Internal | Shoulder | B11 | 25 | 850 | 0 | 59.15 | 63.17 | 5 | 0
2025 | SPP_S_2_ENT | SPP_S | ENT | Internal | Shoulder | B12 | 200 | 850 | 0 | 42.92 | 44.8 | 5 | 0
2025 | SPP_S_2_ENT | SPP_S | ENT | Internal | Shoulder | B13 | 600 | 850 | 0 | 42.92 | 44.8 | 5 | 0
2025 | SPP_S_2_ENT | SPP_S | ENT | Internal | Shoulder | B14 | 900 | 850 | 0 | 42.83 | 44.8 | 5 | 0
2025 | SPP_S_2_ENT | SPP_S | ENT | Internal | Shoulder | B15 | 1203 | 850 | 0 | 38.85 | 43.84 | 5 | 0
2025 | SPP_S_2_ENT | SPP_S | ENT | Internal | Summer | B1 | 10 | 850 | 850 | 59.55 | 75.77 | 5 | 11.21
2025 | SPP_S_2_ENT | SPP_S | ENT | Internal | Summer | B2 | 25 | 850 | 850 | 60.05 | 72.42 | 5 | 7.37
2025 | SPP_S_2_ENT | SPP_S | ENT | Internal | Summer | B3 | 75 | 850 | 850 | 60.05 | 65.95 | 5 | 0.89
2025 | SPP_S_2_ENT | SPP_S | ENT | Internal | Summer | B4 | 100 | 850 | 850 | 60.05 | 65.95 | 5 | 0.89
2025 | SPP_S_2_ENT | SPP_S | ENT | Internal | Summer | B5 | 200 | 850 | 0 | 59.55 | 63.82 | 5 | 0
2025 | SPP_S_2_ENT | SPP_S | ENT | Internal | Summer | B6 | 300 | 850 | 0 | 56.79 | 57.77 | 5 | 0
2025 | SPP_S_2_ENT | SPP_S | ENT | Internal | Summer | B7 | 400 | 850 | 0 | 47.4 | 47.2 | 5 | 0
2025 | SPP_S_2_ENT | SPP_S | ENT | Internal | Summer | B8 | 500 | 850 | 0 | 42.21 | 43.28 | 5 | 0
2025 | SPP_S_2_ENT | SPP_S | ENT | Internal | Summer | B9 | 800 | 850 | 0 | 41.37 | 43.28 | 5 | 0
2025 | SPP_S_2_ENT | SPP_S | ENT | Internal | Summer | B10 | 1262 | 850 | 0 | 39.15 | 42.97 | 5 | 0
2025 | SPP_S_2_ENT | SPP_S | ENT | Internal | Winter | B16 | 25 | 850 | 850 | 46.09 | 56.47 | 5 | 5.38
2025 | SPP_S_2_ENT | SPP_S | ENT | Internal | Winter | B17 | 100 | 850 | 0 | 45.87 | 47.79 | 5 | 0
2025 | SPP_S_2_ENT | SPP_S | ENT | Internal | Winter | B18 | 400 | 850 | 0 | 43.85 | 47.79 | 5 | 0
2025 | SPP_S_2_ENT | SPP_S | ENT | Internal | Winter | B19 | 700 | 850 | 0 | 42.46 | 47.44 | 5 | 0
2025 | SPP_S_2_ENT | SPP_S | ENT | Internal | Winter | B20 | 935 | 850 | 850 | 39.06 | 45.31 | 5 | 1.25
2025 | SPP_S_2_SPP_N | SPP_S | SPP_N | Internal | Shoulder | B11 | 25 | 1023 | 1023 | 59.15 | 62.93 | 0.01 | 3.77
2025 | SPP_S_2_SPP_N | SPP_S | SPP_N | Internal | Shoulder | B12 | 200 | 1023 | 1023 | 42.92 | 44.49 | 0.01 | 1.56
2025 | SPP_S_2_SPP_N | SPP_S | SPP_N | Internal | Shoulder | B13 | 600 | 1023 | 1.32 | 42.92 | 42.94 | 0.01 | 0
2025 | SPP_S_2_SPP_N | SPP_S | SPP_N | Internal | Shoulder | B14 | 900 | 1023 | 0 | 42.83 | 42.82 | 0.01 | 0
2025 | SPP_S_2_SPP_N | SPP_S | SPP_N | Internal | Shoulder | B15 | 1203 | 1023 | 0 | 38.85 | 38.84 | 0.01 | 0
2025 | SPP_S_2_SPP_N | SPP_S | SPP_N | Internal | Summer | B1 | 10 | 1023 | 1023 | 59.55 | 70.77 | 0.01 | 11.2
2025 | SPP_S_2_SPP_N | SPP_S | SPP_N | Internal | Summer | B2 | 25 | 1023 | 1023 | 60.05 | 70.77 | 0.01 | 10.7
2025 | SPP_S_2_SPP_N | SPP_S | SPP_N | Internal | Summer | B3 | 75 | 1023 | 1023 | 60.05 | 70.77 | 0.01 | 10.7
2025 | SPP_S_2_SPP_N | SPP_S | SPP_N | Internal | Summer | B4 | 100 | 1023 | 1023 | 60.05 | 69.64 | 0.01 | 9.57
2025 | SPP_S_2_SPP_N | SPP_S | SPP_N | Internal | Summer | B5 | 200 | 1023 | 1023 | 59.55 | 66.83 | 0.01 | 7.27
2025 | SPP_S_2_SPP_N | SPP_S | SPP_N | Internal | Summer | B6 | 300 | 1023 | 0 | 56.79 | 56.78 | 0.01 | 0
2025 | SPP_S_2_SPP_N | SPP_S | SPP_N | Internal | Summer | B7 | 400 | 1023 | 0 | 47.4 | 47.39 | 0.01 | 0
2025 | SPP_S_2_SPP_N | SPP_S | SPP_N | Internal | Summer | B8 | 500 | 1023 | 0 | 42.21 | 42.2 | 0.01 | 0
2025 | SPP_S_2_SPP_N | SPP_S | SPP_N | Internal | Summer | B9 | 800 | 1023 | 0 | 41.37 | 41.36 | 0.01 | 0
2025 | SPP_S_2_SPP_N | SPP_S | SPP_N | Internal | Summer | B10 | 1262 | 1023 | 0 | 39.15 | 38.64 | 0.01 | 0
2025 | SPP_S_2_SPP_N | SPP_S | SPP_N | Internal | Winter | B16 | 25 | 1023 | 1023 | 46.09 | 51.47 | 0.01 | 5.37
2025 | SPP_S_2_SPP_N | SPP_S | SPP_N | Internal | Winter | B17 | 100 | 1023 | 0 | 45.87 | 45.86 | 0.01 | 0
2025 | SPP_S_2_SPP_N | SPP_S | SPP_N | Internal | Winter | B18 | 400 | 1023 | 0 | 43.85 | 43.83 | 0.01 | 0
2025 | SPP_S_2_SPP_N | SPP_S | SPP_N | Internal | Winter | B19 | 700 | 1023 | 0 | 42.46 | 42.44 | 0.01 | 0
2025 | SPP_S_2_SPP_N | SPP_S | SPP_N | Internal | Winter | B20 | 935 | 1023 | 0 | 39.06 | 39.05 | 0.01 | 0
2025 | TVA_2_ENT | TVA | ENT | Internal | Shoulder | B11 | 25 | 500 | 262.5 | 54.17 | 63.17 | 9 | 0
2025 | TVA_2_ENT | TVA | ENT | Internal | Shoulder | B12 | 200 | 500 | 0 | 44.49 | 44.8 | 9 | 0
2025 | TVA_2_ENT | TVA | ENT | Internal | Shoulder | B13 | 600 | 500 | 0 | 44.15 | 44.8 | 9 | 0
2025 | TVA_2_ENT | TVA | ENT | Internal | Shoulder | B14 | 900 | 500 | 0 | 44.15 | 44.8 | 9 | 0
2025 | TVA_2_ENT | TVA | ENT | Internal | Shoulder | B15 | 1203 | 500 | 0 | 41.06 | 43.84 | 9 | 0
2025 | TVA_2_ENT | TVA | ENT | Internal | Summer | B1 | 10 | 500 | 0 | 76.36 | 75.77 | 9 | 0
2025 | TVA_2_ENT | TVA | ENT | Internal | Summer | B2 | 25 | 500 | 0 | 75.51 | 72.42 | 9 | 0
2025 | TVA_2_ENT | TVA | ENT | Internal | Summer | B3 | 75 | 500 | 0 | 71.47 | 65.95 | 9 | 0
2025 | TVA_2_ENT | TVA | ENT | Internal | Summer | B4 | 100 | 500 | 0 | 70.29 | 65.95 | 9 | 0
2025 | TVA_2_ENT | TVA | ENT | Internal | Summer | B5 | 200 | 500 | 25.65 | 54.82 | 63.82 | 9 | 0
2025 | TVA_2_ENT | TVA | ENT | Internal | Summer | B6 | 300 | 500 | 500 | 44.95 | 57.77 | 9 | 3.82
2025 | TVA_2_ENT | TVA | ENT | Internal | Summer | B7 | 400 | 500 | 0 | 43.12 | 47.2 | 9 | 0
2025 | TVA_2_ENT | TVA | ENT | Internal | Summer | B8 | 500 | 500 | 0 | 43.12 | 43.28 | 9 | 0
2025 | TVA_2_ENT | TVA | ENT | Internal | Summer | B9 | 800 | 500 | 0 | 42.03 | 43.28 | 9 | 0
2025 | TVA_2_ENT | TVA | ENT | Internal | Summer | B10 | 1262 | 500 | 0 | 36.4 | 42.97 | 9 | 0
2025 | TVA_2_ENT | TVA | ENT | Internal | Winter | B16 | 25 | 500 | 0 | 55.5 | 56.47 | 9 | 0
2025 | TVA_2_ENT | TVA | ENT | Internal | Winter | B17 | 100 | 500 | 0 | 48.41 | 47.79 | 9 | 0
2025 | TVA_2_ENT | TVA | ENT | Internal | Winter | B18 | 400 | 500 | 0 | 43.63 | 47.79 | 9 | 0
2025 | TVA_2_ENT | TVA | ENT | Internal | Winter | B19 | 700 | 500 | 0 | 43.63 | 47.44 | 9 | 0
2025 | TVA_2_ENT | TVA | ENT | Internal | Winter | B20 | 935 | 500 | 0 | 41.33 | 45.31 | 9 | 0
2025 | TVA_2_MISO_MO-IL | TVA | MISO_MO-IL | Internal | Shoulder | B11 | 25 | 50 | 0 | 54.17 | 55.94 | 9 | 0
2025 | TVA_2_MISO_MO-IL | TVA | MISO_MO-IL | Internal | Shoulder | B12 | 200 | 50 | 0 | 44.49 | 46.89 | 9 | 0
2025 | TVA_2_MISO_MO-IL | TVA | MISO_MO-IL | Internal | Shoulder | B13 | 600 | 50 | 0 | 44.15 | 42.74 | 9 | 0
2025 | TVA_2_MISO_MO-IL | TVA | MISO_MO-IL | Internal | Shoulder | B14 | 900 | 50 | 0 | 44.15 | 42.26 | 9 | 0
2025 | TVA_2_MISO_MO-IL | TVA | MISO_MO-IL | Internal | Shoulder | B15 | 1203 | 50 | 0 | 41.06 | 39.67 | 9 | 0
2025 | TVA_2_MISO_MO-IL | TVA | MISO_MO-IL | Internal | Summer | B1 | 10 | 50 | 0 | 76.36 | 68.34 | 9 | 0
2025 | TVA_2_MISO_MO-IL | TVA | MISO_MO-IL | Internal | Summer | B2 | 25 | 50 | 0 | 75.51 | 67.49 | 9 | 0
2025 | TVA_2_MISO_MO-IL | TVA | MISO_MO-IL | Internal | Summer | B3 | 75 | 50 | 0 | 71.47 | 66.27 | 9 | 0
2025 | TVA_2_MISO_MO-IL | TVA | MISO_MO-IL | Internal | Summer | B4 | 100 | 50 | 0 | 70.29 | 66.27 | 9 | 0
2025 | TVA_2_MISO_MO-IL | TVA | MISO_MO-IL | Internal | Summer | B5 | 200 | 50 | 0 | 54.82 | 60.91 | 9 | 0
2025 | TVA_2_MISO_MO-IL | TVA | MISO_MO-IL | Internal | Summer | B6 | 300 | 50 | 0 | 44.95 | 49.77 | 9 | 0
2025 | TVA_2_MISO_MO-IL | TVA | MISO_MO-IL | Internal | Summer | B7 | 400 | 50 | 0 | 43.12 | 41.27 | 9 | 0
2025 | TVA_2_MISO_MO-IL | TVA | MISO_MO-IL | Internal | Summer | B8 | 500 | 50 | 0 | 43.12 | 39.78 | 9 | 0
2025 | TVA_2_MISO_MO-IL | TVA | MISO_MO-IL | Internal | Summer | B9 | 800 | 50 | 0 | 42.03 | 38.71 | 9 | 0
2025 | TVA_2_MISO_MO-IL | TVA | MISO_MO-IL | Internal | Summer | B10 | 1262 | 50 | 0 | 36.4 | 35.81 | 9 | 0
2025 | TVA_2_MISO_MO-IL | TVA | MISO_MO-IL | Internal | Winter | B16 | 25 | 50 | 0 | 55.5 | 51.49 | 9 | 0
2025 | TVA_2_MISO_MO-IL | TVA | MISO_MO-IL | Internal | Winter | B17 | 100 | 50 | 0 | 48.41 | 47.72 | 9 | 0
2025 | TVA_2_MISO_MO-IL | TVA | MISO_MO-IL | Internal | Winter | B18 | 400 | 50 | 0 | 43.63 | 45.55 | 9 | 0
2025 | TVA_2_MISO_MO-IL | TVA | MISO_MO-IL | Internal | Winter | B19 | 700 | 50 | 0 | 43.63 | 44.23 | 9 | 0
2025 | TVA_2_MISO_MO-IL | TVA | MISO_MO-IL | Internal | Winter | B20 | 935 | 50 | 0 | 41.33 | 37.31 | 9 | 0
2025 | TVA_2_NonRTO_Midwest | TVA | NonRTO_Midwest | Internal | Shoulder | B11 | 25 | 100 | 100 | 54.17 | 63.93 | 9 | 0.76
2025 | TVA_2_NonRTO_Midwest | TVA | NonRTO_Midwest | Internal | Shoulder | B12 | 200 | 100 | 100 | 44.49 | 54.9 | 9 | 1.41
2025 | TVA_2_NonRTO_Midwest | TVA | NonRTO_Midwest | Internal | Shoulder | B13 | 600 | 100 | 0 | 44.15 | 50.75 | 9 | 0
2025 | TVA_2_NonRTO_Midwest | TVA | NonRTO_Midwest | Internal | Shoulder | B14 | 900 | 100 | 0 | 44.15 | 44.04 | 9 | 0
2025 | TVA_2_NonRTO_Midwest | TVA | NonRTO_Midwest | Internal | Shoulder | B15 | 1203 | 100 | 0 | 41.06 | 37.44 | 9 | 0
2025 | TVA_2_NonRTO_Midwest | TVA | NonRTO_Midwest | Internal | Summer | B1 | 10 | 100 | 0 | 76.36 | 72.57 | 9 | 0
2025 | TVA_2_NonRTO_Midwest | TVA | NonRTO_Midwest | Internal | Summer | B2 | 25 | 100 | 0 | 75.51 | 72.57 | 9 | 0
2025 | TVA_2_NonRTO_Midwest | TVA | NonRTO_Midwest | Internal | Summer | B3 | 75 | 100 | 0 | 71.47 | 72.57 | 9 | 0
2025 | TVA_2_NonRTO_Midwest | TVA | NonRTO_Midwest | Internal | Summer | B4 | 100 | 100 | 0 | 70.29 | 72.57 | 9 | 0
2025 | TVA_2_NonRTO_Midwest | TVA | NonRTO_Midwest | Internal | Summer | B5 | 200 | 100 | 100 | 54.82 | 68.91 | 9 | 5.09
2025 | TVA_2_NonRTO_Midwest | TVA | NonRTO_Midwest | Internal | Summer | B6 | 300 | 100 | 100 | 44.95 | 57.77 | 9 | 3.82
2025 | TVA_2_NonRTO_Midwest | TVA | NonRTO_Midwest | Internal | Summer | B7 | 400 | 100 | 0 | 43.12 | 49.28 | 9 | 0
2025 | TVA_2_NonRTO_Midwest | TVA | NonRTO_Midwest | Internal | Summer | B8 | 500 | 100 | 0 | 43.12 | 42.97 | 9 | 0
2025 | TVA_2_NonRTO_Midwest | TVA | NonRTO_Midwest | Internal | Summer | B9 | 800 | 100 | 0 | 42.03 | 37.44 | 9 | 0
2025 | TVA_2_NonRTO_Midwest | TVA | NonRTO_Midwest | Internal | Summer | B10 | 1262 | 100 | 0 | 36.4 | 33.8 | 9 | 0
2025 | TVA_2_NonRTO_Midwest | TVA | NonRTO_Midwest | Internal | Winter | B16 | 25 | 100 | 0 | 55.5 | 59.61 | 9 | 0
2025 | TVA_2_NonRTO_Midwest | TVA | NonRTO_Midwest | Internal | Winter | B17 | 100 | 100 | 0 | 48.41 | 55.74 | 9 | 0
2025 | TVA_2_NonRTO_Midwest | TVA | NonRTO_Midwest | Internal | Winter | B18 | 400 | 100 | 100 | 43.63 | 53.56 | 9 | 0.94
2025 | TVA_2_NonRTO_Midwest | TVA | NonRTO_Midwest | Internal | Winter | B19 | 700 | 100 | 0 | 43.63 | 44.04 | 9 | 0
2025 | TVA_2_NonRTO_Midwest | TVA | NonRTO_Midwest | Internal | Winter | B20 | 935 | 100 | 0 | 41.33 | 37.31 | 9 | 0
2025 | TVA_2_SOCO | TVA | SOCO | Internal | Shoulder | B11 | 25 | 500 | 500 | 54.17 | 67.5 | 9 | 4.33
2025 | TVA_2_SOCO | TVA | SOCO | Internal | Shoulder | B12 | 200 | 500 | 0 | 44.49 | 44.95 | 9 | 0
2025 | TVA_2_SOCO | TVA | SOCO | Internal | Shoulder | B13 | 600 | 500 | 0 | 44.15 | 44.95 | 9 | 0
2025 | TVA_2_SOCO | TVA | SOCO | Internal | Shoulder | B14 | 900 | 500 | 0 | 44.15 | 44.95 | 9 | 0
2025 | TVA_2_SOCO | TVA | SOCO | Internal | Shoulder | B15 | 1203 | 500 | 0 | 41.06 | 44.95 | 9 | 0
2025 | TVA_2_SOCO | TVA | SOCO | Internal | Summer | B1 | 10 | 500 | 0 | 76.36 | 84.58 | 9 | 0
2025 | TVA_2_SOCO | TVA | SOCO | Internal | Summer | B2 | 25 | 500 | 0 | 75.51 | 73.95 | 9 | 0
2025 | TVA_2_SOCO | TVA | SOCO | Internal | Summer | B3 | 75 | 500 | 0 | 71.47 | 73.95 | 9 | 0
2025 | TVA_2_SOCO | TVA | SOCO | Internal | Summer | B4 | 100 | 500 | 0 | 70.29 | 73.95 | 9 | 0
2025 | TVA_2_SOCO | TVA | SOCO | Internal | Summer | B5 | 200 | 500 | 500 | 54.82 | 71.82 | 9 | 8
2025 | TVA_2_SOCO | TVA | SOCO | Internal | Summer | B6 | 300 | 500 | 500 | 44.95 | 60.44 | 9 | 6.48
2025 | TVA_2_SOCO | TVA | SOCO | Internal | Summer | B7 | 400 | 500 | 500 | 43.12 | 55.2 | 9 | 3.08
2025 | TVA_2_SOCO | TVA | SOCO | Internal | Summer | B8 | 500 | 500 | 0 | 43.12 | 44.25 | 9 | 0
2025 | TVA_2_SOCO | TVA | SOCO | Internal | Summer | B9 | 800 | 500 | 0 | 42.03 | 43.55 | 9 | 0
2025 | TVA_2_SOCO | TVA | SOCO | Internal | Summer | B10 | 1262 | 500 | 0 | 36.4 | 43.55 | 9 | 0
2025 | TVA_2_SOCO | TVA | SOCO | Internal | Winter | B16 | 25 | 500 | 0 | 55.5 | 64.47 | 9 | 0
2025 | TVA_2_SOCO | TVA | SOCO | Internal | Winter | B17 | 100 | 500 | 0 | 48.41 | 47.83 | 9 | 0
2025 | TVA_2_SOCO | TVA | SOCO | Internal | Winter | B18 | 400 | 500 | 0 | 43.63 | 47.83 | 9 | 0
2025 | TVA_2_SOCO | TVA | SOCO | Internal | Winter | B19 | 700 | 500 | 0 | 43.63 | 47.83 | 9 | 0
2025 | TVA_2_SOCO | TVA | SOCO | Internal | Winter | B20 | 935 | 500 | 0 | 41.33 | 44.05 | 9 | 0
2025 | TVA_2_VACAR | TVA | VACAR | Internal | Shoulder | B11 | 25 | 150 | 0 | 54.17 | 60.5 | 9 | 0
2025 | TVA_2_VACAR | TVA | VACAR | Internal | Shoulder | B12 | 200 | 150 | 0 | 44.49 | 50.9 | 9 | 0
2025 | TVA_2_VACAR | TVA | VACAR | Internal | Shoulder | B13 | 600 | 150 | 0 | 44.15 | 48.08 | 9 | 0
2025 | TVA_2_VACAR | TVA | VACAR | Internal | Shoulder | B14 | 900 | 150 | 0 | 44.15 | 45.49 | 9 | 0
2025 | TVA_2_VACAR | TVA | VACAR | Internal | Shoulder | B15 | 1203 | 150 | 0 | 41.06 | 42.45 | 9 | 0
2025 | TVA_2_VACAR | TVA | VACAR | Internal | Summer | B1 | 10 | 150 | 0 | 76.36 | 77.58 | 9 | 0
2025 | TVA_2_VACAR | TVA | VACAR | Internal | Summer | B2 | 25 | 150 | 0 | 75.51 | 77.58 | 9 | 0
2025 | TVA_2_VACAR | TVA | VACAR | Internal | Summer | B3 | 75 | 150 | 0 | 71.47 | 77.58 | 9 | 0
2025 | TVA_2_VACAR | TVA | VACAR | Internal | Summer | B4 | 100 | 150 | 0 | 70.29 | 76.09 | 9 | 0
2025 | TVA_2_VACAR | TVA | VACAR | Internal | Summer | B5 | 200 | 150 | 150 | 54.82 | 64.91 | 9 | 1.09
2025 | TVA_2_VACAR | TVA | VACAR | Internal | Summer | B6 | 300 | 150 | 0 | 44.95 | 53.77 | 9 | 0
2025 | TVA_2_VACAR | TVA | VACAR | Internal | Summer | B7 | 400 | 150 | 0 | 43.12 | 48.2 | 9 | 0
2025 | TVA_2_VACAR | TVA | VACAR | Internal | Summer | B8 | 500 | 150 | 0 | 43.12 | 45.56 | 9 | 0
2025 | TVA_2_VACAR | TVA | VACAR | Internal | Summer | B9 | 800 | 150 | 0 | 42.03 | 42.82 | 9 | 0
2025 | TVA_2_VACAR | TVA | VACAR | Internal | Summer | B10 | 1262 | 150 | 0 | 36.4 | 39.83 | 9 | 0
2025 | TVA_2_VACAR | TVA | VACAR | Internal | Winter | B16 | 25 | 150 | 0 | 55.5 | 59.52 | 9 | 0
2025 | TVA_2_VACAR | TVA | VACAR | Internal | Winter | B17 | 100 | 150 | 0 | 48.41 | 55.46 | 9 | 0
2025 | TVA_2_VACAR | TVA | VACAR | Internal | Winter | B18 | 400 | 150 | 0 | 43.63 | 48.99 | 9 | 0
2025 | TVA_2_VACAR | TVA | VACAR | Internal | Winter | B19 | 700 | 150 | 0 | 43.63 | 46.46 | 9 | 0
2025 | TVA_2_VACAR | TVA | VACAR | Internal | Winter | B20 | 935 | 150 | 0 | 41.33 | 41.31 | 9 | 0
2025 | TVA_Transmission_2_ENT | TVA_Transmission | ENT | Internal | Shoulder | B11 | 25 | 3000 | 0 | 58.5 | 63.17 | 9 | 0
2025 | TVA_Transmission_2_ENT | TVA_Transmission | ENT | Internal | Shoulder | B12 | 200 | 3000 | 0 | 48.44 | 44.8 | 9 | 0
2025 | TVA_Transmission_2_ENT | TVA_Transmission | ENT | Internal | Shoulder | B13 | 600 | 3000 | 0 | 46.19 | 44.8 | 9 | 0
2025 | TVA_Transmission_2_ENT | TVA_Transmission | ENT | Internal | Shoulder | B14 | 900 | 3000 | 0 | 45.6 | 44.8 | 9 | 0
2025 | TVA_Transmission_2_ENT | TVA_Transmission | ENT | Internal | Shoulder | B15 | 1203 | 3000 | 0 | 42.12 | 43.84 | 9 | 0
2025 | TVA_Transmission_2_ENT | TVA_Transmission | ENT | Internal | Summer | B1 | 10 | 3000 | 0 | 76.34 | 75.77 | 9 | 0
2025 | TVA_Transmission_2_ENT | TVA_Transmission | ENT | Internal | Summer | B2 | 25 | 3000 | 0 | 75.49 | 72.42 | 9 | 0
2025 | TVA_Transmission_2_ENT | TVA_Transmission | ENT | Internal | Summer | B3 | 75 | 3000 | 0 | 71.45 | 65.95 | 9 | 0
2025 | TVA_Transmission_2_ENT | TVA_Transmission | ENT | Internal | Summer | B4 | 100 | 3000 | 0 | 70.28 | 65.95 | 9 | 0
2025 | TVA_Transmission_2_ENT | TVA_Transmission | ENT | Internal | Summer | B5 | 200 | 3000 | 0 | 63.98 | 63.82 | 9 | 0
2025 | TVA_Transmission_2_ENT | TVA_Transmission | ENT | Internal | Summer | B6 | 300 | 3000 | 0 | 52.87 | 57.77 | 9 | 0
2025 | TVA_Transmission_2_ENT | TVA_Transmission | ENT | Internal | Summer | B7 | 400 | 3000 | 0 | 47.16 | 47.2 | 9 | 0
2025 | TVA_Transmission_2_ENT | TVA_Transmission | ENT | Internal | Summer | B8 | 500 | 3000 | 0 | 44.18 | 43.28 | 9 | 0
2025 | TVA_Transmission_2_ENT | TVA_Transmission | ENT | Internal | Summer | B9 | 800 | 3000 | 0 | 42.39 | 43.28 | 9 | 0
2025 | TVA_Transmission_2_ENT | TVA_Transmission | ENT | Internal | Summer | B10 | 1262 | 3000 | 0 | 38.3 | 42.97 | 9 | 0
2025 | TVA_Transmission_2_ENT | TVA_Transmission | ENT | Internal | Winter | B16 | 25 | 3000 | 0 | 55.49 | 56.47 | 9 | 0
2025 | TVA_Transmission_2_ENT | TVA_Transmission | ENT | Internal | Winter | B17 | 100 | 3000 | 0 | 51.51 | 47.79 | 9 | 0
2025 | TVA_Transmission_2_ENT | TVA_Transmission | ENT | Internal | Winter | B18 | 400 | 3000 | 0 | 48.05 | 47.79 | 9 | 0
2025 | TVA_Transmission_2_ENT | TVA_Transmission | ENT | Internal | Winter | B19 | 700 | 3000 | 0 | 46.22 | 47.44 | 9 | 0
2025 | TVA_Transmission_2_ENT | TVA_Transmission | ENT | Internal | Winter | B20 | 935 | 3000 | 0 | 41.31 | 45.31 | 9 | 0
2025 | TVA_Transmission_2_NonRTO_Midwest | TVA_Transmission | NonRTO_Midwest | Internal | Shoulder | B11 | 25 | 700 | 0 | 58.5 | 63.93 | 9 | 0
2025 | TVA_Transmission_2_NonRTO_Midwest | TVA_Transmission | NonRTO_Midwest | Internal | Shoulder | B12 | 200 | 700 | 0 | 48.44 | 54.9 | 9 | 0
2025 | TVA_Transmission_2_NonRTO_Midwest | TVA_Transmission | NonRTO_Midwest | Internal | Shoulder | B13 | 600 | 700 | 0 | 46.19 | 50.75 | 9 | 0
2025 | TVA_Transmission_2_NonRTO_Midwest | TVA_Transmission | NonRTO_Midwest | Internal | Shoulder | B14 | 900 | 700 | 0 | 45.6 | 44.04 | 9 | 0
2025 | TVA_Transmission_2_NonRTO_Midwest | TVA_Transmission | NonRTO_Midwest | Internal | Shoulder | B15 | 1203 | 700 | 0 | 42.12 | 37.44 | 9 | 0
2025 | TVA_Transmission_2_NonRTO_Midwest | TVA_Transmission | NonRTO_Midwest | Internal | Summer | B1 | 10 | 700 | 0 | 76.34 | 72.57 | 9 | 0
2025 | TVA_Transmission_2_NonRTO_Midwest | TVA_Transmission | NonRTO_Midwest | Internal | Summer | B2 | 25 | 700 | 0 | 75.49 | 72.57 | 9 | 0
2025 | TVA_Transmission_2_NonRTO_Midwest | TVA_Transmission | NonRTO_Midwest | Internal | Summer | B3 | 75 | 700 | 0 | 71.45 | 72.57 | 9 | 0
2025 | TVA_Transmission_2_NonRTO_Midwest | TVA_Transmission | NonRTO_Midwest | Internal | Summer | B4 | 100 | 700 | 0 | 70.28 | 72.57 | 9 | 0
2025 | TVA_Transmission_2_NonRTO_Midwest | TVA_Transmission | NonRTO_Midwest | Internal | Summer | B5 | 200 | 700 | 0 | 63.98 | 68.91 | 9 | 0
2025 | TVA_Transmission_2_NonRTO_Midwest | TVA_Transmission | NonRTO_Midwest | Internal | Summer | B6 | 300 | 700 | 0 | 52.87 | 57.77 | 9 | 0
2025 | TVA_Transmission_2_NonRTO_Midwest | TVA_Transmission | NonRTO_Midwest | Internal | Summer | B7 | 400 | 700 | 0 | 47.16 | 49.28 | 9 | 0
2025 | TVA_Transmission_2_NonRTO_Midwest | TVA_Transmission | NonRTO_Midwest | Internal | Summer | B8 | 500 | 700 | 0 | 44.18 | 42.97 | 9 | 0
2025 | TVA_Transmission_2_NonRTO_Midwest | TVA_Transmission | NonRTO_Midwest | Internal | Summer | B9 | 800 | 700 | 0 | 42.39 | 37.44 | 9 | 0
2025 | TVA_Transmission_2_NonRTO_Midwest | TVA_Transmission | NonRTO_Midwest | Internal | Summer | B10 | 1262 | 700 | 0 | 38.3 | 33.8 | 9 | 0
2025 | TVA_Transmission_2_NonRTO_Midwest | TVA_Transmission | NonRTO_Midwest | Internal | Winter | B16 | 25 | 700 | 0 | 55.49 | 59.61 | 9 | 0
2025 | TVA_Transmission_2_NonRTO_Midwest | TVA_Transmission | NonRTO_Midwest | Internal | Winter | B17 | 100 | 700 | 0 | 51.51 | 55.74 | 9 | 0
2025 | TVA_Transmission_2_NonRTO_Midwest | TVA_Transmission | NonRTO_Midwest | Internal | Winter | B18 | 400 | 700 | 0 | 48.05 | 53.56 | 9 | 0
2025 | TVA_Transmission_2_NonRTO_Midwest | TVA_Transmission | NonRTO_Midwest | Internal | Winter | B19 | 700 | 700 | 0 | 46.22 | 44.04 | 9 | 0
2025 | TVA_Transmission_2_NonRTO_Midwest | TVA_Transmission | NonRTO_Midwest | Internal | Winter | B20 | 935 | 700 | 0 | 41.31 | 37.31 | 9 | 0
2025 | TVA_Transmission_2_SOCO | TVA_Transmission | SOCO | Internal | Shoulder | B11 | 25 | 3200 | 86.97 | 58.5 | 67.5 | 9 | 0
2025 | TVA_Transmission_2_SOCO | TVA_Transmission | SOCO | Internal | Shoulder | B12 | 200 | 3200 | 0 | 48.44 | 44.95 | 9 | 0
2025 | TVA_Transmission_2_SOCO | TVA_Transmission | SOCO | Internal | Shoulder | B13 | 600 | 3200 | 0 | 46.19 | 44.95 | 9 | 0
2025 | TVA_Transmission_2_SOCO | TVA_Transmission | SOCO | Internal | Shoulder | B14 | 900 | 3200 | 0 | 45.6 | 44.95 | 9 | 0
2025 | TVA_Transmission_2_SOCO | TVA_Transmission | SOCO | Internal | Shoulder | B15 | 1203 | 3200 | 0 | 42.12 | 44.95 | 9 | 0
2025 | TVA_Transmission_2_SOCO | TVA_Transmission | SOCO | Internal | Summer | B1 | 10 | 3200 | 0 | 76.34 | 84.58 | 9 | 0
2025 | TVA_Transmission_2_SOCO | TVA_Transmission | SOCO | Internal | Summer | B2 | 25 | 3200 | 0 | 75.49 | 73.95 | 9 | 0
2025 | TVA_Transmission_2_SOCO | TVA_Transmission | SOCO | Internal | Summer | B3 | 75 | 3200 | 0 | 71.45 | 73.95 | 9 | 0
2025 | TVA_Transmission_2_SOCO | TVA_Transmission | SOCO | Internal | Summer | B4 | 100 | 3200 | 0 | 70.28 | 73.95 | 9 | 0
2025 | TVA_Transmission_2_SOCO | TVA_Transmission | SOCO | Internal | Summer | B5 | 200 | 3200 | 0 | 63.98 | 71.82 | 9 | 0
2025 | TVA_Transmission_2_SOCO | TVA_Transmission | SOCO | Internal | Summer | B6 | 300 | 3200 | 0 | 52.87 | 60.44 | 9 | 0
2025 | TVA_Transmission_2_SOCO | TVA_Transmission | SOCO | Internal | Summer | B7 | 400 | 3200 | 0 | 47.16 | 55.2 | 9 | 0
2025 | TVA_Transmission_2_SOCO | TVA_Transmission | SOCO | Internal | Summer | B8 | 500 | 3200 | 0 | 44.18 | 44.25 | 9 | 0
2025 | TVA_Transmission_2_SOCO | TVA_Transmission | SOCO | Internal | Summer | B9 | 800 | 3200 | 0 | 42.39 | 43.55 | 9 | 0
2025 | TVA_Transmission_2_SOCO | TVA_Transmission | SOCO | Internal | Summer | B10 | 1262 | 3200 | 0 | 38.3 | 43.55 | 9 | 0
2025 | TVA_Transmission_2_SOCO | TVA_Transmission | SOCO | Internal | Winter | B16 | 25 | 3200 | 0 | 55.49 | 64.47 | 9 | 0
2025 | TVA_Transmission_2_SOCO | TVA_Transmission | SOCO | Internal | Winter | B17 | 100 | 3200 | 0 | 51.51 | 47.83 | 9 | 0
2025 | TVA_Transmission_2_SOCO | TVA_Transmission | SOCO | Internal | Winter | B18 | 400 | 3200 | 0 | 48.05 | 47.83 | 9 | 0
2025 | TVA_Transmission_2_SOCO | TVA_Transmission | SOCO | Internal | Winter | B19 | 700 | 3200 | 0 | 46.22 | 47.83 | 9 | 0
2025 | TVA_Transmission_2_SOCO | TVA_Transmission | SOCO | Internal | Winter | B20 | 935 | 3200 | 0 | 41.31 | 44.05 | 9 | 0
2025 | TVA_Transmission_2_TVA | TVA_Transmission | TVA | Internal | Shoulder | B11 | 25 | 99999 | 0 | 58.5 | 54.17 | 0.01 | 0
2025 | TVA_Transmission_2_TVA | TVA_Transmission | TVA | Internal | Shoulder | B12 | 200 | 99999 | 0 | 48.44 | 44.49 | 0.01 | 0
2025 | TVA_Transmission_2_TVA | TVA_Transmission | TVA | Internal | Shoulder | B13 | 600 | 99999 | 0 | 46.19 | 44.15 | 0.01 | 0
2025 | TVA_Transmission_2_TVA | TVA_Transmission | TVA | Internal | Shoulder | B14 | 900 | 99999 | 0 | 45.6 | 44.15 | 0.01 | 0
2025 | TVA_Transmission_2_TVA | TVA_Transmission | TVA | Internal | Shoulder | B15 | 1203 | 99999 | 0 | 42.12 | 41.06 | 0.01 | 0
2025 | TVA_Transmission_2_TVA | TVA_Transmission | TVA | Internal | Summer | B1 | 10 | 99999 | 4169.06 | 76.34 | 76.36 | 0.01 | 0
2025 | TVA_Transmission_2_TVA | TVA_Transmission | TVA | Internal | Summer | B2 | 25 | 99999 | 3339.35 | 75.49 | 75.51 | 0.01 | 0
2025 | TVA_Transmission_2_TVA | TVA_Transmission | TVA | Internal | Summer | B3 | 75 | 99999 | 1704.34 | 71.45 | 71.47 | 0.01 | 0
2025 | TVA_Transmission_2_TVA | TVA_Transmission | TVA | Internal | Summer | B4 | 100 | 99999 | 950.17 | 70.28 | 70.29 | 0.01 | 0
2025 | TVA_Transmission_2_TVA | TVA_Transmission | TVA | Internal | Summer | B5 | 200 | 99999 | 0 | 63.98 | 54.82 | 0.01 | 0
2025 | TVA_Transmission_2_TVA | TVA_Transmission | TVA | Internal | Summer | B6 | 300 | 99999 | 0 | 52.87 | 44.95 | 0.01 | 0
2025 | TVA_Transmission_2_TVA | TVA_Transmission | TVA | Internal | Summer | B7 | 400 | 99999 | 0 | 47.16 | 43.12 | 0.01 | 0
2025 | TVA_Transmission_2_TVA | TVA_Transmission | TVA | Internal | Summer | B8 | 500 | 99999 | 0 | 44.18 | 43.12 | 0.01 | 0
2025 | TVA_Transmission_2_TVA | TVA_Transmission | TVA | Internal | Summer | B9 | 800 | 99999 | 0 | 42.39 | 42.03 | 0.01 | 0
2025 | TVA_Transmission_2_TVA | TVA_Transmission | TVA | Internal | Summer | B10 | 1262 | 99999 | 0 | 38.3 | 36.4 | 0.01 | 0
2025 | TVA_Transmission_2_TVA | TVA_Transmission | TVA | Internal | Winter | B16 | 25 | 99999 | 624.15 | 55.49 | 55.5 | 0.01 | 0
2025 | TVA_Transmission_2_TVA | TVA_Transmission | TVA | Internal | Winter | B17 | 100 | 99999 | 0 | 51.51 | 48.41 | 0.01 | 0
2025 | TVA_Transmission_2_TVA | TVA_Transmission | TVA | Internal | Winter | B18 | 400 | 99999 | 0 | 48.05 | 43.63 | 0.01 | 0
2025 | TVA_Transmission_2_TVA | TVA_Transmission | TVA | Internal | Winter | B19 | 700 | 99999 | 0 | 46.22 | 43.63 | 0.01 | 0
2025 | TVA_Transmission_2_TVA | TVA_Transmission | TVA | Internal | Winter | B20 | 935 | 99999 | 876.54 | 41.31 | 41.33 | 0.01 | 0
2025 | TVA_Transmission_2_VACAR | TVA_Transmission | VACAR | Internal | Shoulder | B11 | 25 | 900 | 0 | 58.5 | 60.5 | 9 | 0
2025 | TVA_Transmission_2_VACAR | TVA_Transmission | VACAR | Internal | Shoulder | B12 | 200 | 900 | 0 | 48.44 | 50.9 | 9 | 0
2025 | TVA_Transmission_2_VACAR | TVA_Transmission | VACAR | Internal | Shoulder | B13 | 600 | 900 | 0 | 46.19 | 48.08 | 9 | 0
2025 | TVA_Transmission_2_VACAR | TVA_Transmission | VACAR | Internal | Shoulder | B14 | 900 | 900 | 0 | 45.6 | 45.49 | 9 | 0
2025 | TVA_Transmission_2_VACAR | TVA_Transmission | VACAR | Internal | Shoulder | B15 | 1203 | 900 | 0 | 42.12 | 42.45 | 9 | 0
2025 | TVA_Transmission_2_VACAR | TVA_Transmission | VACAR | Internal | Summer | B1 | 10 | 900 | 0 | 76.34 | 77.58 | 9 | 0
2025 | TVA_Transmission_2_VACAR | TVA_Transmission | VACAR | Internal | Summer | B2 | 25 | 900 | 0 | 75.49 | 77.58 | 9 | 0
2025 | TVA_Transmission_2_VACAR | TVA_Transmission | VACAR | Internal | Summer | B3 | 75 | 900 | 0 | 71.45 | 77.58 | 9 | 0
2025 | TVA_Transmission_2_VACAR | TVA_Transmission | VACAR | Internal | Summer | B4 | 100 | 900 | 0 | 70.28 | 76.09 | 9 | 0
2025 | TVA_Transmission_2_VACAR | TVA_Transmission | VACAR | Internal | Summer | B5 | 200 | 900 | 0 | 63.98 | 64.91 | 9 | 0
2025 | TVA_Transmission_2_VACAR | TVA_Transmission | VACAR | Internal | Summer | B6 | 300 | 900 | 0 | 52.87 | 53.77 | 9 | 0
2025 | TVA_Transmission_2_VACAR | TVA_Transmission | VACAR | Internal | Summer | B7 | 400 | 900 | 0 | 47.16 | 48.2 | 9 | 0
2025 | TVA_Transmission_2_VACAR | TVA_Transmission | VACAR | Internal | Summer | B8 | 500 | 900 | 0 | 44.18 | 45.56 | 9 | 0
2025 | TVA_Transmission_2_VACAR | TVA_Transmission | VACAR | Internal | Summer | B9 | 800 | 900 | 0 | 42.39 | 42.82 | 9 | 0
2025 | TVA_Transmission_2_VACAR | TVA_Transmission | VACAR | Internal | Summer | B10 | 1262 | 900 | 0 | 38.3 | 39.83 | 9 | 0
2025 | TVA_Transmission_2_VACAR | TVA_Transmission | VACAR | Internal | Winter | B16 | 25 | 900 | 0 | 55.49 | 59.52 | 9 | 0
2025 | TVA_Transmission_2_VACAR | TVA_Transmission | VACAR | Internal | Winter | B17 | 100 | 900 | 0 | 51.51 | 55.46 | 9 | 0
2025 | TVA_Transmission_2_VACAR | TVA_Transmission | VACAR | Internal | Winter | B18 | 400 | 900 | 0 | 48.05 | 48.99 | 9 | 0
2025 | TVA_Transmission_2_VACAR | TVA_Transmission | VACAR | Internal | Winter | B19 | 700 | 900 | 0 | 46.22 | 46.46 | 9 | 0
2025 | TVA_Transmission_2_VACAR | TVA_Transmission | VACAR | Internal | Winter | B20 | 935 | 900 | 0 | 41.31 | 41.31 | 9 | 0
2025 | VACAR_2_PJM_ROR | VACAR | PJM_ROR | Internal | Shoulder | B11 | 25 | 2000 | 0 | 60.5 | 52.5 | 7 | 0
2025 | VACAR_2_PJM_ROR | VACAR | PJM_ROR | Internal | Shoulder | B12 | 200 | 2000 | 0 | 50.9 | 44.9 | 7 | 0
2025 | VACAR_2_PJM_ROR | VACAR | PJM_ROR | Internal | Shoulder | B13 | 600 | 2000 | 0 | 48.08 | 42.08 | 7 | 0
2025 | VACAR_2_PJM_ROR | VACAR | PJM_ROR | Internal | Shoulder | B14 | 900 | 2000 | 0 | 45.49 | 41.74 | 7 | 0
2025 | VACAR_2_PJM_ROR | VACAR | PJM_ROR | Internal | Shoulder | B15 | 1203 | 2000 | 0 | 42.45 | 37.7 | 7 | 0
2025 | VACAR_2_PJM_ROR | VACAR | PJM_ROR | Internal | Summer | B1 | 10 | 2000 | 0 | 77.58 | 67.9 | 7 | 0
2025 | VACAR_2_PJM_ROR | VACAR | PJM_ROR | Internal | Summer | B2 | 25 | 2000 | 0 | 77.58 | 65.49 | 7 | 0
2025 | VACAR_2_PJM_ROR | VACAR | PJM_ROR | Internal | Summer | B3 | 75 | 2000 | 0 | 77.58 | 65.45 | 7 | 0
2025 | VACAR_2_PJM_ROR | VACAR | PJM_ROR | Internal | Summer | B4 | 100 | 2000 | 0 | 76.09 | 64.28 | 7 | 0
2025 | VACAR_2_PJM_ROR | VACAR | PJM_ROR | Internal | Summer | B5 | 200 | 2000 | 0 | 64.91 | 58.91 | 7 | 0
2025 | VACAR_2_PJM_ROR | VACAR | PJM_ROR | Internal | Summer | B6 | 300 | 2000 | 0 | 53.77 | 47.77 | 7 | 0
2025 | VACAR_2_PJM_ROR | VACAR | PJM_ROR | Internal | Summer | B7 | 400 | 2000 | 0 | 48.2 | 42.2 | 7 | 0
2025 | VACAR_2_PJM_ROR | VACAR | PJM_ROR | Internal | Summer | B8 | 500 | 2000 | 0 | 45.56 | 39.56 | 7 | 0
2025 | VACAR_2_PJM_ROR | VACAR | PJM_ROR | Internal | Summer | B9 | 800 | 2000 | 0 | 42.82 | 36.82 | 7 | 0
2025 | VACAR_2_PJM_ROR | VACAR | PJM_ROR | Internal | Summer | B10 | 1262 | 2000 | 0 | 39.83 | 33.83 | 7 | 0
2025 | VACAR_2_PJM_ROR | VACAR | PJM_ROR | Internal | Winter | B16 | 25 | 2000 | 0 | 59.52 | 49.49 | 7 | 0
2025 | VACAR_2_PJM_ROR | VACAR | PJM_ROR | Internal | Winter | B17 | 100 | 2000 | 0 | 55.46 | 49.46 | 7 | 0
2025 | VACAR_2_PJM_ROR | VACAR | PJM_ROR | Internal | Winter | B18 | 400 | 2000 | 0 | 48.99 | 44.62 | 7 | 0
2025 | VACAR_2_PJM_ROR | VACAR | PJM_ROR | Internal | Winter | B19 | 700 | 2000 | 0 | 46.46 | 43.33 | 7 | 0
2025 | VACAR_2_PJM_ROR | VACAR | PJM_ROR | Internal | Winter | B20 | 935 | 2000 | 0 | 41.31 | 35.31 | 7 | 0
2025 | VACAR_2_SOCO | VACAR | SOCO | Internal | Shoulder | B11 | 25 | 3000 | 2116.7 | 60.5 | 67.5 | 7 | 0
2025 | VACAR_2_SOCO | VACAR | SOCO | Internal | Shoulder | B12 | 200 | 3000 | 0 | 50.9 | 44.95 | 7 | 0
2025 | VACAR_2_SOCO | VACAR | SOCO | Internal | Shoulder | B13 | 600 | 3000 | 0 | 48.08 | 44.95 | 7 | 0
2025 | VACAR_2_SOCO | VACAR | SOCO | Internal | Shoulder | B14 | 900 | 3000 | 0 | 45.49 | 44.95 | 7 | 0
2025 | VACAR_2_SOCO | VACAR | SOCO | Internal | Shoulder | B15 | 1203 | 3000 | 0 | 42.45 | 44.95 | 7 | 0
2025 | VACAR_2_SOCO | VACAR | SOCO | Internal | Summer | B1 | 10 | 3000 | 226.71 | 77.58 | 84.58 | 7 | 0
2025 | VACAR_2_SOCO | VACAR | SOCO | Internal | Summer | B2 | 25 | 3000 | 0 | 77.58 | 73.95 | 7 | 0
2025 | VACAR_2_SOCO | VACAR | SOCO | Internal | Summer | B3 | 75 | 3000 | 0 | 77.58 | 73.95 | 7 | 0
2025 | VACAR_2_SOCO | VACAR | SOCO | Internal | Summer | B4 | 100 | 3000 | 0 | 76.09 | 73.95 | 7 | 0
2025 | VACAR_2_SOCO | VACAR | SOCO | Internal | Summer | B5 | 200 | 3000 | 0 | 64.91 | 71.82 | 7 | 0
2025 | VACAR_2_SOCO | VACAR | SOCO | Internal | Summer | B6 | 300 | 3000 | 0 | 53.77 | 60.44 | 7 | 0
2025 | VACAR_2_SOCO | VACAR | SOCO | Internal | Summer | B7 | 400 | 3000 | 1563.71 | 48.2 | 55.2 | 7 | 0
2025 | VACAR_2_SOCO | VACAR | SOCO | Internal | Summer | B8 | 500 | 3000 | 0 | 45.56 | 44.25 | 7 | 0
2025 | VACAR_2_SOCO | VACAR | SOCO | Internal | Summer | B9 | 800 | 3000 | 0 | 42.82 | 43.55 | 7 | 0
2025 | VACAR_2_SOCO | VACAR | SOCO | Internal | Summer | B10 | 1262 | 3000 | 0 | 39.83 | 43.55 | 7 | 0
2025 | VACAR_2_SOCO | VACAR | SOCO | Internal | Winter | B16 | 25 | 3000 | 0 | 59.52 | 64.47 | 7 | 0
2025 | VACAR_2_SOCO | VACAR | SOCO | Internal | Winter | B17 | 100 | 3000 | 0 | 55.46 | 47.83 | 7 | 0
2025 | VACAR_2_SOCO | VACAR | SOCO | Internal | Winter | B18 | 400 | 3000 | 0 | 48.99 | 47.83 | 7 | 0
2025 | VACAR_2_SOCO | VACAR | SOCO | Internal | Winter | B19 | 700 | 3000 | 0 | 46.46 | 47.83 | 7 | 0
2025 | VACAR_2_SOCO | VACAR | SOCO | Internal | Winter | B20 | 935 | 3000 | 0 | 41.31 | 44.05 | 7 | 0
2025 | VACAR_2_TVA_Transmission | VACAR | TVA_Transmission | Internal | Shoulder | B11 | 25 | 900 | 0 | 60.5 | 58.5 | 7 | 0
2025 | VACAR_2_TVA_Transmission | VACAR | TVA_Transmission | Internal | Shoulder | B12 | 200 | 900 | 0 | 50.9 | 48.44 | 7 | 0
2025 | VACAR_2_TVA_Transmission | VACAR | TVA_Transmission | Internal | Shoulder | B13 | 600 | 900 | 0 | 48.08 | 46.19 | 7 | 0
2025 | VACAR_2_TVA_Transmission | VACAR | TVA_Transmission | Internal | Shoulder | B14 | 900 | 900 | 0 | 45.49 | 45.6 | 7 | 0
2025 | VACAR_2_TVA_Transmission | VACAR | TVA_Transmission | Internal | Shoulder | B15 | 1203 | 900 | 0 | 42.45 | 42.12 | 7 | 0
2025 | VACAR_2_TVA_Transmission | VACAR | TVA_Transmission | Internal | Summer | B1 | 10 | 900 | 0 | 77.58 | 76.34 | 7 | 0
2025 | VACAR_2_TVA_Transmission | VACAR | TVA_Transmission | Internal | Summer | B2 | 25 | 900 | 0 | 77.58 | 75.49 | 7 | 0
2025 | VACAR_2_TVA_Transmission | VACAR | TVA_Transmission | Internal | Summer | B3 | 75 | 900 | 0 | 77.58 | 71.45 | 7 | 0
2025 | VACAR_2_TVA_Transmission | VACAR | TVA_Transmission | Internal | Summer | B4 | 100 | 900 | 0 | 76.09 | 70.28 | 7 | 0
2025 | VACAR_2_TVA_Transmission | VACAR | TVA_Transmission | Internal | Summer | B5 | 200 | 900 | 0 | 64.91 | 63.98 | 7 | 0
2025 | VACAR_2_TVA_Transmission | VACAR | TVA_Transmission | Internal | Summer | B6 | 300 | 900 | 0 | 53.77 | 52.87 | 7 | 0
2025 | VACAR_2_TVA_Transmission | VACAR | TVA_Transmission | Internal | Summer | B7 | 400 | 900 | 0 | 48.2 | 47.16 | 7 | 0
2025 | VACAR_2_TVA_Transmission | VACAR | TVA_Transmission | Internal | Summer | B8 | 500 | 900 | 0 | 45.56 | 44.18 | 7 | 0
2025 | VACAR_2_TVA_Transmission | VACAR | TVA_Transmission | Internal | Summer | B9 | 800 | 900 | 0 | 42.82 | 42.39 | 7 | 0
2025 | VACAR_2_TVA_Transmission | VACAR | TVA_Transmission | Internal | Summer | B10 | 1262 | 900 | 0 | 39.83 | 38.3 | 7 | 0
2025 | VACAR_2_TVA_Transmission | VACAR | TVA_Transmission | Internal | Winter | B16 | 25 | 900 | 0 | 59.52 | 55.49 | 7 | 0
2025 | VACAR_2_TVA_Transmission | VACAR | TVA_Transmission | Internal | Winter | B17 | 100 | 900 | 0 | 55.46 | 51.51 | 7 | 0
2025 | VACAR_2_TVA_Transmission | VACAR | TVA_Transmission | Internal | Winter | B18 | 400 | 900 | 0 | 48.99 | 48.05 | 7 | 0
2025 | VACAR_2_TVA_Transmission | VACAR | TVA_Transmission | Internal | Winter | B19 | 700 | 900 | 0 | 46.46 | 46.22 | 7 | 0
2025 | VACAR_2_TVA_Transmission | VACAR | TVA_Transmission | Internal | Winter | B20 | 935 | 900 | 0 | 41.31 | 41.31 | 7 | 0
2030 | ENT_2_SOCO | ENT | SOCO | Internal | Shoulder | B11 | 25 | 2000 | 0 | 58.25 | 60.2 | 8 | 0
2030 | ENT_2_SOCO | ENT | SOCO | Internal | Shoulder | B12 | 200 | 2000 | 0 | 47.35 | 47.47 | 8 | 0
2030 | ENT_2_SOCO | ENT | SOCO | Internal | Shoulder | B13 | 600 | 2000 | 0 | 47.35 | 47.47 | 8 | 0
2030 | ENT_2_SOCO | ENT | SOCO | Internal | Shoulder | B14 | 900 | 2000 | 0 | 45.46 | 47.47 | 8 | 0
2030 | ENT_2_SOCO | ENT | SOCO | Internal | Shoulder | B15 | 1203 | 2000 | 0 | 45.46 | 43.78 | 8 | 0
2030 | ENT_2_SOCO | ENT | SOCO | Internal | Summer | B1 | 10 | 2000 | 2000 | 77.49 | 86.19 | 8 | 0.7
2030 | ENT_2_SOCO | ENT | SOCO | Internal | Summer | B2 | 25 | 2000 | 0 | 76.19 | 77.81 | 8 | 0
2030 | ENT_2_SOCO | ENT | SOCO | Internal | Summer | B3 | 75 | 2000 | 733.09 | 69.81 | 77.81 | 8 | 0
2030 | ENT_2_SOCO | ENT | SOCO | Internal | Summer | B4 | 100 | 2000 | 0 | 67.94 | 75.63 | 8 | 0
2030 | ENT_2_SOCO | ENT | SOCO | Internal | Summer | B5 | 200 | 2000 | 834.5 | 64.44 | 72.44 | 8 | 0
2030 | ENT_2_SOCO | ENT | SOCO | Internal | Summer | B6 | 300 | 2000 | 0 | 56.67 | 58.29 | 8 | 0
2030 | ENT_2_SOCO | ENT | SOCO | Internal | Summer | B7 | 400 | 2000 | 34.66 | 45.68 | 53.68 | 8 | 0
2030 | ENT_2_SOCO | ENT | SOCO | Internal | Summer | B8 | 500 | 2000 | 0 | 45.68 | 45.97 | 8 | 0
2030 | ENT_2_SOCO | ENT | SOCO | Internal | Summer | B9 | 800 | 2000 | 0 | 45.36 | 45.97 | 8 | 0
2030 | ENT_2_SOCO | ENT | SOCO | Internal | Summer | B10 | 1262 | 2000 | 0 | 43.87 | 43.78 | 8 | 0
2030 | ENT_2_SOCO | ENT | SOCO | Internal | Winter | B16 | 25 | 2000 | 0 | 52.48 | 60.03 | 8 | 0
2030 | ENT_2_SOCO | ENT | SOCO | Internal | Winter | B17 | 100 | 2000 | 0 | 50.28 | 50.64 | 8 | 0
2030 | ENT_2_SOCO | ENT | SOCO | Internal | Winter | B18 | 400 | 2000 | 0 | 49.62 | 48.9 | 8 | 0
2030 | ENT_2_SOCO | ENT | SOCO | Internal | Winter | B19 | 700 | 2000 | 0 | 48.62 | 47.01 | 8 | 0
2030 | ENT_2_SOCO | ENT | SOCO | Internal | Winter | B20 | 935 | 2000 | 0 | 44.41 | 45.37 | 8 | 0
2030 | ENT_2_TVA_Transmission | ENT | TVA_Transmission | Internal | Shoulder | B11 | 25 | 2100 | 0 | 58.25 | 51.2 | 8 | 0
2030 | ENT_2_TVA_Transmission | ENT | TVA_Transmission | Internal | Shoulder | B12 | 200 | 2100 | 0 | 47.35 | 48.05 | 8 | 0
2030 | ENT_2_TVA_Transmission | ENT | TVA_Transmission | Internal | Shoulder | B13 | 600 | 2100 | 0 | 47.35 | 45.98 | 8 | 0
2030 | ENT_2_TVA_Transmission | ENT | TVA_Transmission | Internal | Shoulder | B14 | 900 | 2100 | 0 | 45.46 | 44.31 | 8 | 0
2030 | ENT_2_TVA_Transmission | ENT | TVA_Transmission | Internal | Shoulder | B15 | 1203 | 2100 | 0 | 45.46 | 39.01 | 8 | 0
2030 | ENT_2_TVA_Transmission | ENT | TVA_Transmission | Internal | Summer | B1 | 10 | 2100 | 0 | 77.49 | 80.38 | 8 | 0
2030 | ENT_2_TVA_Transmission | ENT | TVA_Transmission | Internal | Summer | B2 | 25 | 2100 | 0 | 76.19 | 79.85 | 8 | 0
2030 | ENT_2_TVA_Transmission | ENT | TVA_Transmission | Internal | Summer | B3 | 75 | 2100 | 0 | 69.81 | 72.59 | 8 | 0
2030 | ENT_2_TVA_Transmission | ENT | TVA_Transmission | Internal | Summer | B4 | 100 | 2100 | 0 | 67.94 | 67.13 | 8 | 0
2030 | ENT_2_TVA_Transmission | ENT | TVA_Transmission | Internal | Summer | B5 | 200 | 2100 | 0 | 64.44 | 63.44 | 8 | 0
2030 | ENT_2_TVA_Transmission | ENT | TVA_Transmission | Internal | Summer | B6 | 300 | 2100 | 0 | 56.67 | 51.55 | 8 | 0
2030 | ENT_2_TVA_Transmission | ENT | TVA_Transmission | Internal | Summer | B7 | 400 | 2100 | 0 | 45.68 | 46.22 | 8 | 0
2030 | ENT_2_TVA_Transmission | ENT | TVA_Transmission | Internal | Summer | B8 | 500 | 2100 | 0 | 45.68 | 43.14 | 8 | 0
2030 | ENT_2_TVA_Transmission | ENT | TVA_Transmission | Internal | Summer | B9 | 800 | 2100 | 0 | 45.36 | 41.12 | 8 | 0
2030 | ENT_2_TVA_Transmission | ENT | TVA_Transmission | Internal | Summer | B10 | 1262 | 2100 | 0 | 43.87 | 38.02 | 8 | 0
2030 | ENT_2_TVA_Transmission | ENT | TVA_Transmission | Internal | Winter | B16 | 25 | 2100 | 0 | 52.48 | 52.59 | 8 | 0
2030 | ENT_2_TVA_Transmission | ENT | TVA_Transmission | Internal | Winter | B17 | 100 | 2100 | 0 | 50.28 | 50.73 | 8 | 0
2030 | ENT_2_TVA_Transmission | ENT | TVA_Transmission | Internal | Winter | B18 | 400 | 2100 | 0 | 49.62 | 47.06 | 8 | 0
2030 | ENT_2_TVA_Transmission | ENT | TVA_Transmission | Internal | Winter | B19 | 700 | 2100 | 0 | 48.62 | 44.07 | 8 | 0
2030 | ENT_2_TVA_Transmission | ENT | TVA_Transmission | Internal | Winter | B20 | 935 | 2100 | 0 | 44.41 | 39.16 | 8 | 0
2030 | HQ_NEISO_2_NEISO | HQ_NEISO | NEISO | Internal | Shoulder | B11 | 25 | 99999 | 2920 | 38.89 | 38.9 | 0.01 | 0
2030 | HQ_NEISO_2_NEISO | HQ_NEISO | NEISO | Internal | Shoulder | B12 | 200 | 99999 | 2920 | 40.19 | 40.21 | 0.01 | 0
2030 | HQ_NEISO_2_NEISO | HQ_NEISO | NEISO | Internal | Shoulder | B13 | 600 | 99999 | 2920 | 40.19 | 40.21 | 0.01 | 0
2030 | HQ_NEISO_2_NEISO | HQ_NEISO | NEISO | Internal | Shoulder | B14 | 900 | 99999 | 2920 | 38.89 | 38.9 | 0.01 | 0
2030 | HQ_NEISO_2_NEISO | HQ_NEISO | NEISO | Internal | Shoulder | B15 | 1203 | 99999 | 1143.24 | 38.89 | 38.9 | 0.01 | 0
2030 | HQ_NEISO_2_NEISO | HQ_NEISO | NEISO | Internal | Summer | B1 | 10 | 99999 | 2920 | 58.26 | 58.27 | 0.01 | 0
2030 | HQ_NEISO_2_NEISO | HQ_NEISO | NEISO | Internal | Summer | B2 | 25 | 99999 | 2920 | 58.23 | 58.25 | 0.01 | 0
2030 | HQ_NEISO_2_NEISO | HQ_NEISO | NEISO | Internal | Summer | B3 | 75 | 99999 | 2920 | 51.41 | 51.42 | 0.01 | 0
2030 | HQ_NEISO_2_NEISO | HQ_NEISO | NEISO | Internal | Summer | B4 | 100 | 99999 | 2920 | 36.77 | 36.79 | 0.01 | 0
2030 | HQ_NEISO_2_NEISO | HQ_NEISO | NEISO | Internal | Summer | B5 | 200 | 99999 | 2920 | 36.77 | 36.79 | 0.01 | 0
2030 | HQ_NEISO_2_NEISO | HQ_NEISO | NEISO | Internal | Summer | B6 | 300 | 99999 | 2920 | 36.77 | 36.79 | 0.01 | 0
2030 | HQ_NEISO_2_NEISO | HQ_NEISO | NEISO | Internal | Summer | B7 | 400 | 99999 | 2920 | 36.77 | 36.79 | 0.01 | 0
2030 | HQ_NEISO_2_NEISO | HQ_NEISO | NEISO | Internal | Summer | B8 | 500 | 99999 | 2920 | 36.77 | 36.79 | 0.01 | 0
2030 | HQ_NEISO_2_NEISO | HQ_NEISO | NEISO | Internal | Summer | B9 | 800 | 99999 | 2920 | 36.77 | 36.79 | 0.01 | 0
2030 | HQ_NEISO_2_NEISO | HQ_NEISO | NEISO | Internal | Summer | B10 | 1262 | 99999 | 795.94 | 36.77 | 36.79 | 0.01 | 0
2030 | HQ_NEISO_2_NEISO | HQ_NEISO | NEISO | Internal | Winter | B16 | 25 | 99999 | 2920 | 50.76 | 50.77 | 0.01 | 0
2030 | HQ_NEISO_2_NEISO | HQ_NEISO | NEISO | Internal | Winter | B17 | 100 | 99999 | 2920 | 50.76 | 50.77 | 0.01 | 0
2030 | HQ_NEISO_2_NEISO | HQ_NEISO | NEISO | Internal | Winter | B18 | 400 | 99999 | 2920 | 49.01 | 49.02 | 0.01 | 0
2030 | HQ_NEISO_2_NEISO | HQ_NEISO | NEISO | Internal | Winter | B19 | 700 | 99999 | 2920 | 49.01 | 49.02 | 0.01 | 0
2030 | HQ_NEISO_2_NEISO | HQ_NEISO | NEISO | Internal | Winter | B20 | 935 | 99999 | 1233.58 | 49.01 | 49.02 | 0.01 | 0
2030 | HQ_NY_2_NYISO_A-F | HQ_NY | NYISO_A-F | Internal | Shoulder | B11 | 25 | 99999 | 1000 | 41.89 | 41.9 | 0.01 | 0
2030 | HQ_NY_2_NYISO_A-F | HQ_NY | NYISO_A-F | Internal | Shoulder | B12 | 200 | 99999 | 1000 | 43.33 | 43.34 | 0.01 | 0
2030 | HQ_NY_2_NYISO_A-F | HQ_NY | NYISO_A-F | Internal | Shoulder | B13 | 600 | 99999 | 1000 | 43.18 | 43.19 | 0.01 | 0
2030 | HQ_NY_2_NYISO_A-F | HQ_NY | NYISO_A-F | Internal | Shoulder | B14 | 900 | 99999 | 1000 | 41.87 | 41.88 | 0.01 | 0
2030 | HQ_NY_2_NYISO_A-F | HQ_NY | NYISO_A-F | Internal | Shoulder | B15 | 1203 | 99999 | 188.69 | 41.57 | 41.58 | 0.01 | 0
2030 | HQ_NY_2_NYISO_A-F | HQ_NY | NYISO_A-F | Internal | Summer | B1 | 10 | 99999 | 1000 | 61.26 | 61.27 | 0.01 | 0
2030 | HQ_NY_2_NYISO_A-F | HQ_NY | NYISO_A-F | Internal | Summer | B2 | 25 | 99999 | 1000 | 61.23 | 61.25 | 0.01 | 0
2030 | HQ_NY_2_NYISO_A-F | HQ_NY | NYISO_A-F | Internal | Summer | B3 | 75 | 99999 | 1000 | 55.12 | 55.13 | 0.01 | 0
2030 | HQ_NY_2_NYISO_A-F | HQ_NY | NYISO_A-F | Internal | Summer | B4 | 100 | 99999 | 1000 | 53.11 | 53.12 | 0.01 | 0
2030 | HQ_NY_2_NYISO_A-F | HQ_NY | NYISO_A-F | Internal | Summer | B5 | 200 | 99999 | 1000 | 51.01 | 51.02 | 0.01 | 0
2030 | HQ_NY_2_NYISO_A-F | HQ_NY | NYISO_A-F | Internal | Summer | B6 | 300 | 99999 | 1000 | 48.65 | 48.67 | 0.01 | 0
2030 | HQ_NY_2_NYISO_A-F | HQ_NY | NYISO_A-F | Internal | Summer | B7 | 400 | 99999 | 1000 | 42.01 | 42.02 | 0.01 | 0
2030 | HQ_NY_2_NYISO_A-F | HQ_NY | NYISO_A-F | Internal | Summer | B8 | 500 | 99999 | 1000 | 39.76 | 39.77 | 0.01 | 0
2030 | HQ_NY_2_NYISO_A-F | HQ_NY | NYISO_A-F | Internal | Summer | B9 | 800 | 99999 | 1000 | 39.56 | 39.57 | 0.01 | 0
2030 | HQ_NY_2_NYISO_A-F | HQ_NY | NYISO_A-F | Internal | Summer | B10 | 1262 | 99999 | 30.11 | 39.56 | 39.57 | 0.01 | 0
2030 | HQ_NY_2_NYISO_A-F | HQ_NY | NYISO_A-F | Internal | Winter | B16 | 25 | 99999 | 1000 | 52.42 | 52.43 | 0.01 | 0
2030 | HQ_NY_2_NYISO_A-F | HQ_NY | NYISO_A-F | Internal | Winter | B17 | 100 | 99999 | 1000 | 48.58 | 48.59 | 0.01 | 0
2030 | HQ_NY_2_NYISO_A-F | HQ_NY | NYISO_A-F | Internal | Winter | B18 | 400 | 99999 | 1000 | 46.01 | 46.02 | 0.01 | 0
2030 | HQ_NY_2_NYISO_A-F | HQ_NY | NYISO_A-F | Internal | Winter | B19 | 700 | 99999 | 1000 | 46.01 | 46.02 | 0.01 | 0
2030 | HQ_NY_2_NYISO_A-F | HQ_NY | NYISO_A-F | Internal | Winter | B20 | 935 | 99999 | 229.95 | 46.01 | 46.02 | 0.01 | 0
2030 | HQ_IESO_2_IESO | HQ_IESO | IESO | Internal | Shoulder | B11 | 25 | 99999 | 400 | 34.89 | 34.9 | 0.01 | 0
2030 | HQ_IESO_2_IESO | HQ_IESO | IESO | Internal | Shoulder | B12 | 200 | 99999 | 400 | 36.33 | 36.34 | 0.01 | 0
2030 | HQ_IESO_2_IESO | HQ_IESO | IESO | Internal | Shoulder | B13 | 600 | 99999 | 400 | 36.18 | 36.19 | 0.01 | 0
2030 | HQ_IESO_2_IESO | HQ_IESO | IESO | Internal | Shoulder | B14 | 900 | 99999 | 400 | 34.87 | 34.88 | 0.01 | 0
2030 | HQ_IESO_2_IESO | HQ_IESO | IESO | Internal | Shoulder | B15 | 1203 | 99999 | 75.48 | 34.57 | 34.58 | 0.01 | 0
2030 | HQ_IESO_2_IESO | HQ_IESO | IESO | Internal | Summer | B1 | 10 | 99999 | 400 | 54.26 | 54.27 | 0.01 | 0
2030 | HQ_IESO_2_IESO | HQ_IESO | IESO | Internal | Summer | B2 | 25 | 99999 | 400 | 54.23 | 54.25 | 0.01 | 0
2030 | HQ_IESO_2_IESO | HQ_IESO | IESO | Internal | Summer | B3 | 75 | 99999 | 400 | 48.12 | 48.13 | 0.01 | 0
2030 | HQ_IESO_2_IESO | HQ_IESO | IESO | Internal | Summer | B4 | 100 | 99999 | 400 | 46.11 | 46.12 | 0.01 | 0
2030 | HQ_IESO_2_IESO | HQ_IESO | IESO | Internal | Summer | B5 | 200 | 99999 | 400 | 44.01 | 44.02 | 0.01 | 0
2030 | HQ_IESO_2_IESO | HQ_IESO | IESO | Internal | Summer | B6 | 300 | 99999 | 400 | 41.65 | 41.67 | 0.01 | 0
2030 | HQ_IESO_2_IESO | HQ_IESO | IESO | Internal | Summer | B7 | 400 | 99999 | 400 | 35.01 | 35.02 | 0.01 | 0
2030 | HQ_IESO_2_IESO | HQ_IESO | IESO | Internal | Summer | B8 | 500 | 99999 | 400 | 32.76 | 32.77 | 0.01 | 0
2030 | HQ_IESO_2_IESO | HQ_IESO | IESO | Internal | Summer | B9 | 800 | 99999 | 400 | 32.56 | 32.57 | 0.01 | 0
2030 | HQ_IESO_2_IESO | HQ_IESO | IESO | Internal | Summer | B10 | 1262 | 99999 | 12.04 | 32.56 | 32.57 | 0.01 | 0
2030 | HQ_IESO_2_IESO | HQ_IESO | IESO | Internal | Winter | B16 | 25 | 99999 | 400 | 45.42 | 45.43 | 0.01 | 0
2030 | HQ_IESO_2_IESO | HQ_IESO | IESO | Internal | Winter | B17 | 100 | 99999 | 400 | 41.58 | 41.59 | 0.01 | 0
2030 | HQ_IESO_2_IESO | HQ_IESO | IESO | Internal | Winter | B18 | 400 | 99999 | 400 | 39.01 | 39.02 | 0.01 | 0
2030 | HQ_IESO_2_IESO | HQ_IESO | IESO | Internal | Winter | B19 | 700 | 99999 | 400 | 39.01 | 39.02 | 0.01 | 0
2030 | HQ_IESO_2_IESO | HQ_IESO | IESO | Internal | Winter | B20 | 935 | 99999 | 91.98 | 39.01 | 39.02 | 0.01 | 0
2030 | IESO_2_MAPP_CA | IESO | MAPP_CA | Internal | Shoulder | B11 | 25 | 262 | 0 | 34.9 | 37.57 | 7 | 0
2030 | IESO_2_MAPP_CA | IESO | MAPP_CA | Internal | Shoulder | B12 | 200 | 262 | 0 | 36.34 | 37.57 | 7 | 0
2030 | IESO_2_MAPP_CA | IESO | MAPP_CA | Internal | Shoulder | B13 | 600 | 262 | 0 | 36.19 | 37.57 | 7 | 0
2030 | IESO_2_MAPP_CA | IESO | MAPP_CA | Internal | Shoulder | B14 | 900 | 262 | 0 | 34.88 | 37.57 | 7 | 0
2030 | IESO_2_MAPP_CA | IESO | MAPP_CA | Internal | Shoulder | B15 | 1203 | 262 | 0 | 34.58 | 37.57 | 7 | 0
2030 | IESO_2_MAPP_CA | IESO | MAPP_CA | Internal | Summer | B1 | 10 | 262 | 0 | 54.27 | 35.18 | 7 | 0
2030 | IESO_2_MAPP_CA | IESO | MAPP_CA | Internal | Summer | B2 | 25 | 262 | 0 | 54.25 | 35.18 | 7 | 0
2030 | IESO_2_MAPP_CA | IESO | MAPP_CA | Internal | Summer | B3 | 75 | 262 | 0 | 48.13 | 35.18 | 7 | 0
2030 | IESO_2_MAPP_CA | IESO | MAPP_CA | Internal | Summer | B4 | 100 | 262 | 0 | 46.12 | 35.18 | 7 | 0
2030 | IESO_2_MAPP_CA | IESO | MAPP_CA | Internal | Summer | B5 | 200 | 262 | 0 | 44.02 | 35.18 | 7 | 0
2030 | IESO_2_MAPP_CA | IESO | MAPP_CA | Internal | Summer | B6 | 300 | 262 | 0 | 41.67 | 35.18 | 7 | 0
2030 | IESO_2_MAPP_CA | IESO | MAPP_CA | Internal | Summer | B7 | 400 | 262 | 0 | 35.02 | 35.18 | 7 | 0
2030 | IESO_2_MAPP_CA | IESO | MAPP_CA | Internal | Summer | B8 | 500 | 262 | 0 | 32.77 | 35.18 | 7 | 0
2030 | IESO_2_MAPP_CA | IESO | MAPP_CA | Internal | Summer | B9 | 800 | 262 | 0 | 32.57 | 35.18 | 7 | 0
2030 | IESO_2_MAPP_CA | IESO | MAPP_CA | Internal | Summer | B10 | 1262 | 262 | 0 | 32.57 | 35.18 | 7 | 0
2030 | IESO_2_MAPP_CA | IESO | MAPP_CA | Internal | Winter | B16 | 25 | 262 | 0 | 45.43 | 42.32 | 7 | 0
2030 | IESO_2_MAPP_CA | IESO | MAPP_CA | Internal | Winter | B17 | 100 | 262 | 0 | 41.59 | 44.57 | 7 | 0
2030 | IESO_2_MAPP_CA | IESO | MAPP_CA | Internal | Winter | B18 | 400 | 262 | 0 | 39.02 | 44.6 | 7 | 0
2030 | IESO_2_MAPP_CA | IESO | MAPP_CA | Internal | Winter | B19 | 700 | 262 | 0 | 39.02 | 42.32 | 7 | 0
2030 | IESO_2_MAPP_CA | IESO | MAPP_CA | Internal | Winter | B20 | 935 | 262 | 0 | 39.02 | 42.32 | 7 | 0
2030 | IESO_2_MISO_MI | IESO | MISO_MI | Internal | Shoulder | B11 | 25 | 1840 | 1840 | 34.9 | 53.24 | 7 | 11.33
2030 | IESO_2_MISO_MI | IESO | MISO_MI | Internal | Shoulder | B12 | 200 | 1840 | 1840 | 36.34 | 46.04 | 7 | 2.7
2030 | IESO_2_MISO_MI | IESO | MISO_MI | Internal | Shoulder | B13 | 600 | 1840 | 1840 | 36.19 | 44.94 | 7 | 1.74
2030 | IESO_2_MISO_MI | IESO | MISO_MI | Internal | Shoulder | B14 | 900 | 1840 | 1840 | 34.88 | 42.75 | 7 | 0.87
2030 | IESO_2_MISO_MI | IESO | MISO_MI | Internal | Shoulder | B15 | 1203 | 1840 | 0 | 34.58 | 38.15 | 7 | 0
2030 | IESO_2_MISO_MI | IESO | MISO_MI | Internal | Summer | B1 | 10 | 1840 | 1840 | 54.27 | 72.23 | 7 | 10.96
2030 | IESO_2_MISO_MI | IESO | MISO_MI | Internal | Summer | B2 | 25 | 1840 | 1840 | 54.25 | 71.85 | 7 | 10.6
2030 | IESO_2_MISO_MI | IESO | MISO_MI | Internal | Summer | B3 | 75 | 1840 | 1840 | 48.13 | 67.69 | 7 | 12.55
2030 | IESO_2_MISO_MI | IESO | MISO_MI | Internal | Summer | B4 | 100 | 1840 | 1840 | 46.12 | 66.95 | 7 | 13.82
2030 | IESO_2_MISO_MI | IESO | MISO_MI | Internal | Summer | B5 | 200 | 1840 | 1840 | 44.02 | 63.31 | 7 | 12.28
2030 | IESO_2_MISO_MI | IESO | MISO_MI | Internal | Summer | B6 | 300 | 1840 | 1441.67 | 41.67 | 48.67 | 7 | 0
2030 | IESO_2_MISO_MI | IESO | MISO_MI | Internal | Summer | B7 | 400 | 1840 | 1840 | 35.02 | 43.33 | 7 | 1.31
2030 | IESO_2_MISO_MI | IESO | MISO_MI | Internal | Summer | B8 | 500 | 1840 | 1840 | 32.77 | 41.34 | 7 | 1.56
2030 | IESO_2_MISO_MI | IESO | MISO_MI | Internal | Summer | B9 | 800 | 1840 | 1840 | 32.57 | 39.84 | 7 | 0.27
2030 | IESO_2_MISO_MI | IESO | MISO_MI | Internal | Summer | B10 | 1262 | 1840 | 0 | 32.57 | 36.08 | 7 | 0
2030 | IESO_2_MISO_MI | IESO | MISO_MI | Internal | Winter | B16 | 25 | 1840 | 1547.97 | 45.43 | 52.43 | 7 | 0
2030 | IESO_2_MISO_MI | IESO | MISO_MI | Internal | Winter | B17 | 100 | 1840 | 650.74 | 41.59 | 48.59 | 7 | 0
2030 | IESO_2_MISO_MI | IESO | MISO_MI | Internal | Winter | B18 | 400 | 1840 | 967.01 | 39.02 | 46.02 | 7 | 0
2030 | IESO_2_MISO_MI | IESO | MISO_MI | Internal | Winter | B19 | 700 | 1840 | 0 | 39.02 | 44.66 | 7 | 0
2030 | IESO_2_MISO_MI | IESO | MISO_MI | Internal | Winter | B20 | 935 | 1840 | 0 | 39.02 | 36.43 | 7 | 0
2030 | IESO_2_MISO_W | IESO | MISO_W | Internal | Shoulder | B11 | 25 | 140 | 140 | 34.9 | 53.24 | 7 | 11.33
2030 | IESO_2_MISO_W | IESO | MISO_W | Internal | Shoulder | B12 | 200 | 140 | 140 | 36.34 | 45.31 | 7 | 1.97
2030 | IESO_2_MISO_W | IESO | MISO_W | Internal | Shoulder | B13 | 600 | 140 | 140 | 36.19 | 44.03 | 7 | 0.84
2030 | IESO_2_MISO_W | IESO | MISO_W | Internal | Shoulder | B14 | 900 | 140 | 0 | 34.88 | 40.16 | 7 | 0
2030 | IESO_2_MISO_W | IESO | MISO_W | Internal | Shoulder | B15 | 1203 | 140 | 0 | 34.58 | 37.55 | 7 | 0
2030 | IESO_2_MISO_W | IESO | MISO_W | Internal | Summer | B1 | 10 | 140 | 140 | 54.27 | 72.37 | 7 | 11.1
2030 | IESO_2_MISO_W | IESO | MISO_W | Internal | Summer | B2 | 25 | 140 | 140 | 54.25 | 71.83 | 7 | 10.59
2030 | IESO_2_MISO_W | IESO | MISO_W | Internal | Summer | B3 | 75 | 140 | 140 | 48.13 | 71.83 | 7 | 16.7
2030 | IESO_2_MISO_W | IESO | MISO_W | Internal | Summer | B4 | 100 | 140 | 140 | 46.12 | 70.65 | 7 | 17.52
2030 | IESO_2_MISO_W | IESO | MISO_W | Internal | Summer | B5 | 200 | 140 | 140 | 44.02 | 64.42 | 7 | 13.39
2030 | IESO_2_MISO_W | IESO | MISO_W | Internal | Summer | B6 | 300 | 140 | 0 | 41.67 | 48.65 | 7 | 0
2030 | IESO_2_MISO_W | IESO | MISO_W | Internal | Summer | B7 | 400 | 140 | 140 | 35.02 | 43.31 | 7 | 1.29
2030 | IESO_2_MISO_W | IESO | MISO_W | Internal | Summer | B8 | 500 | 140 | 140 | 32.77 | 40.48 | 7 | 0.7
2030 | IESO_2_MISO_W | IESO | MISO_W | Internal | Summer | B9 | 800 | 140 | 55.12 | 32.57 | 39.57 | 7 | 0
2030 | IESO_2_MISO_W | IESO | MISO_W | Internal | Summer | B10 | 1262 | 140 | 0 | 32.57 | 35.19 | 7 | 0
2030 | IESO_2_MISO_W | IESO | MISO_W | Internal | Winter | B16 | 25 | 140 | 0 | 45.43 | 47.47 | 7 | 0
2030 | IESO_2_MISO_W | IESO | MISO_W | Internal | Winter | B17 | 100 | 140 | 0 | 41.59 | 44.58 | 7 | 0
2030 | IESO_2_MISO_W | IESO | MISO_W | Internal | Winter | B18 | 400 | 140 | 0 | 39.02 | 44.61 | 7 | 0
2030 | IESO_2_MISO_W | IESO | MISO_W | Internal | Winter | B19 | 700 | 140 | 0 | 39.02 | 42.33 | 7 | 0
2030 | IESO_2_MISO_W | IESO | MISO_W | Internal | Winter | B20 | 935 | 140 | 0 | 39.02 | 36.4 | 7 | 0
2030 | IESO_2_NYISO_A-F | IESO | NYISO_A-F | Internal | Shoulder | B11 | 25 | 1725 | 1046.61 | 34.9 | 41.9 | 7 | 0
2030 | IESO_2_NYISO_A-F | IESO | NYISO_A-F | Internal | Shoulder | B12 | 200 | 1725 | 832.12 | 36.34 | 43.34 | 7 | 0
2030 | IESO_2_NYISO_A-F | IESO | NYISO_A-F | Internal | Shoulder | B13 | 600 | 1725 | 1378.52 | 36.19 | 43.19 | 7 | 0
2030 | IESO_2_NYISO_A-F | IESO | NYISO_A-F | Internal | Shoulder | B14 | 900 | 1725 | 863.99 | 34.88 | 41.88 | 7 | 0
2030 | IESO_2_NYISO_A-F | IESO | NYISO_A-F | Internal | Shoulder | B15 | 1203 | 1725 | 6.58 | 34.58 | 41.58 | 7 | 0
2030 | IESO_2_NYISO_A-F | IESO | NYISO_A-F | Internal | Summer | B1 | 10 | 1725 | 7.79 | 54.27 | 61.27 | 7 | 0
2030 | IESO_2_NYISO_A-F | IESO | NYISO_A-F | Internal | Summer | B2 | 25 | 1725 | 588.57 | 54.25 | 61.25 | 7 | 0
2030 | IESO_2_NYISO_A-F | IESO | NYISO_A-F | Internal | Summer | B3 | 75 | 1725 | 1675.83 | 48.13 | 55.13 | 7 | 0
2030 | IESO_2_NYISO_A-F | IESO | NYISO_A-F | Internal | Summer | B4 | 100 | 1725 | 25.73 | 46.12 | 53.12 | 7 | 0
2030 | IESO_2_NYISO_A-F | IESO | NYISO_A-F | Internal | Summer | B5 | 200 | 1725 | 501.92 | 44.02 | 51.02 | 7 | 0
2030 | IESO_2_NYISO_A-F | IESO | NYISO_A-F | Internal | Summer | B6 | 300 | 1725 | 66.88 | 41.67 | 48.67 | 7 | 0
2030 | IESO_2_NYISO_A-F | IESO | NYISO_A-F | Internal | Summer | B7 | 400 | 1725 | 289.53 | 35.02 | 42.02 | 7 | 0
2030 | IESO_2_NYISO_A-F | IESO | NYISO_A-F | Internal | Summer | B8 | 500 | 1725 | 1086.43 | 32.77 | 39.77 | 7 | 0
2030 | IESO_2_NYISO_A-F | IESO | NYISO_A-F | Internal | Summer | B9 | 800 | 1725 | 822.57 | 32.57 | 39.57 | 7 | 0
2030 | IESO_2_NYISO_A-F | IESO | NYISO_A-F | Internal | Summer | B10 | 1262 | 1725 | 324.2 | 32.57 | 39.57 | 7 | 0
2030 | IESO_2_NYISO_A-F | IESO | NYISO_A-F | Internal | Winter | B16 | 25 | 1725 | 496.97 | 45.43 | 52.43 | 7 | 0
2030 | IESO_2_NYISO_A-F | IESO | NYISO_A-F | Internal | Winter | B17 | 100 | 1725 | 1412.1 | 41.59 | 48.59 | 7 | 0
2030 | IESO_2_NYISO_A-F | IESO | NYISO_A-F | Internal | Winter | B18 | 400 | 1725 | 1529.66 | 39.02 | 46.02 | 7 | 0
2030 | IESO_2_NYISO_A-F | IESO | NYISO_A-F | Internal | Winter | B19 | 700 | 1725 | 1279.35 | 39.02 | 46.02 | 7 | 0
2030 | IESO_2_NYISO_A-F | IESO | NYISO_A-F | Internal | Winter | B20 | 935 | 1725 | 444.66 | 39.02 | 46.02 | 7 | 0
2030 | MAPP_CA_2_IESO | MAPP_CA | IESO | Internal | Shoulder | B11 | 25 | 330 | 0 | 37.57 | 34.9 | 8 | 0
2030 | MAPP_CA_2_IESO | MAPP_CA | IESO | Internal | Shoulder | B12 | 200 | 330 | 0 | 37.57 | 36.34 | 8 | 0
2030 | MAPP_CA_2_IESO | MAPP_CA | IESO | Internal | Shoulder | B13 | 600 | 330 | 0 | 37.57 | 36.19 | 8 | 0
2030 | MAPP_CA_2_IESO | MAPP_CA | IESO | Internal | Shoulder | B14 | 900 | 330 | 0 | 37.57 | 34.88 | 8 | 0
2030 | MAPP_CA_2_IESO | MAPP_CA | IESO | Internal | Shoulder | B15 | 1203 | 330 | 0 | 37.57 | 34.58 | 8 | 0
2030 | MAPP_CA_2_IESO | MAPP_CA | IESO | Internal | Summer | B1 | 10 | 330 | 330 | 35.18 | 54.27 | 8 | 11.09
2030 | MAPP_CA_2_IESO | MAPP_CA | IESO | Internal | Summer | B2 | 25 | 330 | 330 | 35.18 | 54.25 | 8 | 11.07
2030 | MAPP_CA_2_IESO | MAPP_CA | IESO | Internal | Summer | B3 | 75 | 330 | 330 | 35.18 | 48.13 | 8 | 4.96
2030 | MAPP_CA_2_IESO | MAPP_CA | IESO | Internal | Summer | B4 | 100 | 330 | 330 | 35.18 | 46.12 | 8 | 2.95
2030 | MAPP_CA_2_IESO | MAPP_CA | IESO | Internal | Summer | B5 | 200 | 330 | 330 | 35.18 | 44.02 | 8 | 0.85
2030 | MAPP_CA_2_IESO | MAPP_CA | IESO | Internal | Summer | B6 | 300 | 330 | 0 | 35.18 | 41.67 | 8 | 0
2030 | MAPP_CA_2_IESO | MAPP_CA | IESO | Internal | Summer | B7 | 400 | 330 | 0 | 35.18 | 35.02 | 8 | 0
2030 | MAPP_CA_2_IESO | MAPP_CA | IESO | Internal | Summer | B8 | 500 | 330 | 0 | 35.18 | 32.77 | 8 | 0
2030 | MAPP_CA_2_IESO | MAPP_CA | IESO | Internal | Summer | B9 | 800 | 330 | 0 | 35.18 | 32.57 | 8 | 0
2030 | MAPP_CA_2_IESO | MAPP_CA | IESO | Internal | Summer | B10 | 1262 | 330 | 0 | 35.18 | 32.57 | 8 | 0
2030 | MAPP_CA_2_IESO | MAPP_CA | IESO | Internal | Winter | B16 | 25 | 330 | 0 | 42.32 | 45.43 | 8 | 0
2030 | MAPP_CA_2_IESO | MAPP_CA | IESO | Internal | Winter | B17 | 100 | 330 | 0 | 44.57 | 41.59 | 8 | 0
2030 | MAPP_CA_2_IESO | MAPP_CA | IESO | Internal | Winter | B18 | 400 | 330 | 0 | 44.6 | 39.02 | 8 | 0
2030 | MAPP_CA_2_IESO | MAPP_CA | IESO | Internal | Winter | B19 | 700 | 330 | 0 | 42.32 | 39.02 | 8 | 0
2030 | MAPP_CA_2_IESO | MAPP_CA | IESO | Internal | Winter | B20 | 935 | 330 | 0 | 42.32 | 39.02 | 8 | 0
2030 | MAPP_CA_2_MAPP_US | MAPP_CA | MAPP_US | Internal | Shoulder | B11 | 25 | 372 | 372 | 37.57 | 46.24 | 7 | 1.67
2030 | MAPP_CA_2_MAPP_US | MAPP_CA | MAPP_US | Internal | Shoulder | B12 | 200 | 372 | 0 | 37.57 | 38.31 | 7 | 0
2030 | MAPP_CA_2_MAPP_US | MAPP_CA | MAPP_US | Internal | Shoulder | B13 | 600 | 372 | 0 | 37.57 | 37.03 | 7 | 0
2030 | MAPP_CA_2_MAPP_US | MAPP_CA | MAPP_US | Internal | Shoulder | B14 | 900 | 372 | 0 | 37.57 | 33.16 | 7 | 0
2030 | MAPP_CA_2_MAPP_US | MAPP_CA | MAPP_US | Internal | Shoulder | B15 | 1203 | 372 | 0 | 37.57 | 30.55 | 7 | 0
2030 | MAPP_CA_2_MAPP_US | MAPP_CA | MAPP_US | Internal | Summer | B1 | 10 | 372 | 372 | 35.18 | 65.48 | 7 | 23.31
2030 | MAPP_CA_2_MAPP_US | MAPP_CA | MAPP_US | Internal | Summer | B2 | 25 | 372 | 372 | 35.18 | 65.48 | 7 | 23.31
2030 | MAPP_CA_2_MAPP_US | MAPP_CA | MAPP_US | Internal | Summer | B3 | 75 | 372 | 372 | 35.18 | 64.83 | 7 | 22.66
2030 | MAPP_CA_2_MAPP_US | MAPP_CA | MAPP_US | Internal | Summer | B4 | 100 | 372 | 372 | 35.18 | 63.65 | 7 | 21.47
2030 | MAPP_CA_2_MAPP_US | MAPP_CA | MAPP_US | Internal | Summer | B5 | 200 | 372 | 372 | 35.18 | 57.42 | 7 | 15.24
2030 | MAPP_CA_2_MAPP_US | MAPP_CA | MAPP_US | Internal | Summer | B6 | 300 | 372 | 254.69 | 35.18 | 42.18 | 7 | 0
2030 | MAPP_CA_2_MAPP_US | MAPP_CA | MAPP_US | Internal | Summer | B7 | 400 | 372 | 0 | 35.18 | 36.31 | 7 | 0
2030 | MAPP_CA_2_MAPP_US | MAPP_CA | MAPP_US | Internal | Summer | B8 | 500 | 372 | 0 | 35.18 | 33.48 | 7 | 0
2030 | MAPP_CA_2_MAPP_US | MAPP_CA | MAPP_US | Internal | Summer | B9 | 800 | 372 | 0 | 35.18 | 32.57 | 7 | 0
2030 | MAPP_CA_2_MAPP_US | MAPP_CA | MAPP_US | Internal | Summer | B10 | 1262 | 372 | 0 | 35.18 | 28.19 | 7 | 0
2030 | MAPP_CA_2_MAPP_US | MAPP_CA | MAPP_US | Internal | Winter | B16 | 25 | 372 | 0 | 42.32 | 40.47 | 7 | 0
2030 | MAPP_CA_2_MAPP_US | MAPP_CA | MAPP_US | Internal | Winter | B17 | 100 | 372 | 0 | 44.57 | 37.58 | 7 | 0
2030 | MAPP_CA_2_MAPP_US | MAPP_CA | MAPP_US | Internal | Winter | B18 | 400 | 372 | 0 | 44.6 | 37.61 | 7 | 0
2030 | MAPP_CA_2_MAPP_US | MAPP_CA | MAPP_US | Internal | Winter | B19 | 700 | 372 | 0 | 42.32 | 35.33 | 7 | 0
2030 | MAPP_CA_2_MAPP_US | MAPP_CA | MAPP_US | Internal | Winter | B20 | 935 | 372 | 0 | 42.32 | 29.4 | 7 | 0
2030 | MAPP_CA_2_MISO_W | MAPP_CA | MISO_W | Internal | Shoulder | B11 | 25 | 1988 | 1988 | 37.57 | 53.24 | 0.01 | 15.66
2030 | MAPP_CA_2_MISO_W | MAPP_CA | MISO_W | Internal | Shoulder | B12 | 200 | 1988 | 1988 | 37.57 | 45.31 | 0.01 | 7.73
2030 | MAPP_CA_2_MISO_W | MAPP_CA | MISO_W | Internal | Shoulder | B13 | 600 | 1988 | 1988 | 37.57 | 44.03 | 0.01 | 6.46
2030 | MAPP_CA_2_MISO_W | MAPP_CA | MISO_W | Internal | Shoulder | B14 | 900 | 1988 | 1988 | 37.57 | 40.16 | 0.01 | 2.58
2030 | MAPP_CA_2_MISO_W | MAPP_CA | MISO_W | Internal | Shoulder | B15 | 1203 | 1988 | 0 | 37.57 | 37.55 | 0.01 | 0
2030 | MAPP_CA_2_MISO_W | MAPP_CA | MISO_W | Internal | Summer | B1 | 10 | 1988 | 1988 | 35.18 | 72.37 | 0.01 | 37.18
2030 | MAPP_CA_2_MISO_W | MAPP_CA | MISO_W | Internal | Summer | B2 | 25 | 1988 | 1988 | 35.18 | 71.83 | 0.01 | 36.65
2030 | MAPP_CA_2_MISO_W | MAPP_CA | MISO_W | Internal | Summer | B3 | 75 | 1988 | 1988 | 35.18 | 71.83 | 0.01 | 36.65
2030 | MAPP_CA_2_MISO_W | MAPP_CA | MISO_W | Internal | Summer | B4 | 100 | 1988 | 1988 | 35.18 | 70.65 | 0.01 | 35.46
2030 | MAPP_CA_2_MISO_W | MAPP_CA | MISO_W | Internal | Summer | B5 | 200 | 1988 | 1988 | 35.18 | 64.42 | 0.01 | 29.23
2030 | MAPP_CA_2_MISO_W | MAPP_CA | MISO_W | Internal | Summer | B6 | 300 | 1988 | 1988 | 35.18 | 48.65 | 0.01 | 13.46
2030 | MAPP_CA_2_MISO_W | MAPP_CA | MISO_W | Internal | Summer | B7 | 400 | 1988 | 1988 | 35.18 | 43.31 | 0.01 | 8.12
2030 | MAPP_CA_2_MISO_W | MAPP_CA | MISO_W | Internal | Summer | B8 | 500 | 1988 | 1988 | 35.18 | 40.48 | 0.01 | 5.29
2030 | MAPP_CA_2_MISO_W | MAPP_CA | MISO_W | Internal | Summer | B9 | 800 | 1988 | 1988 | 35.18 | 39.57 | 0.01 | 4.38
2030 | MAPP_CA_2_MISO_W | MAPP_CA | MISO_W | Internal | Summer | B10 | 1262 | 1988 | 219.53 | 35.18 | 35.19 | 0.01 | 0
2030 | MAPP_CA_2_MISO_W | MAPP_CA | MISO_W | Internal | Winter | B16 | 25 | 1988 | 1988 | 42.32 | 47.47 | 0.01 | 5.14
2030 | MAPP_CA_2_MISO_W | MAPP_CA | MISO_W | Internal | Winter | B17 | 100 | 1988 | 1658.76 | 44.57 | 44.58 | 0.01 | 0
2030 | MAPP_CA_2_MISO_W | MAPP_CA | MISO_W | Internal | Winter | B18 | 400 | 1988 | 1690.26 | 44.6 | 44.61 | 0.01 | 0
2030 | MAPP_CA_2_MISO_W | MAPP_CA | MISO_W | Internal | Winter | B19 | 700 | 1988 | 1269.33 | 42.32 | 42.33 | 0.01 | 0
2030 | MAPP_CA_2_MISO_W | MAPP_CA | MISO_W | Internal | Winter | B20 | 935 | 1988 | 0 | 42.32 | 36.4 | 0.01 | 0
2030 | MAPP_US_2_MAPP_CA | MAPP_US | MAPP_CA | Internal | Shoulder | B11 | 25 | 165 | 0 | 46.24 | 37.57 | 7 | 0
2030 | MAPP_US_2_MAPP_CA | MAPP_US | MAPP_CA | Internal | Shoulder | B12 | 200 | 165 | 0 | 38.31 | 37.57 | 7 | 0
2030 | MAPP_US_2_MAPP_CA | MAPP_US | MAPP_CA | Internal | Shoulder | B13 | 600 | 165 | 0 | 37.03 | 37.57 | 7 | 0
2030 | MAPP_US_2_MAPP_CA | MAPP_US | MAPP_CA | Internal | Shoulder | B14 | 900 | 165 | 0 | 33.16 | 37.57 | 7 | 0
2030 | MAPP_US_2_MAPP_CA | MAPP_US | MAPP_CA | Internal | Shoulder | B15 | 1203 | 165 | 165 | 30.55 | 37.57 | 7 | 0.01
2030 | MAPP_US_2_MAPP_CA | MAPP_US | MAPP_CA | Internal | Summer | B1 | 10 | 165 | 0 | 65.48 | 35.18 | 7 | 0
2030 | MAPP_US_2_MAPP_CA | MAPP_US | MAPP_CA | Internal | Summer | B2 | 25 | 165 | 0 | 65.48 | 35.18 | 7 | 0
2030 | MAPP_US_2_MAPP_CA | MAPP_US | MAPP_CA | Internal | Summer | B3 | 75 | 165 | 0 | 64.83 | 35.18 | 7 | 0
2030 | MAPP_US_2_MAPP_CA | MAPP_US | MAPP_CA | Internal | Summer | B4 | 100 | 165 | 0 | 63.65 | 35.18 | 7 | 0
2030 | MAPP_US_2_MAPP_CA | MAPP_US | MAPP_CA | Internal | Summer | B5 | 200 | 165 | 0 | 57.42 | 35.18 | 7 | 0
2030 | MAPP_US_2_MAPP_CA | MAPP_US | MAPP_CA | Internal | Summer | B6 | 300 | 165 | 0 | 42.18 | 35.18 | 7 | 0
2030 | MAPP_US_2_MAPP_CA | MAPP_US | MAPP_CA | Internal | Summer | B7 | 400 | 165 | 0 | 36.31 | 35.18 | 7 | 0
2030 | MAPP_US_2_MAPP_CA | MAPP_US | MAPP_CA | Internal | Summer | B8 | 500 | 165 | 0 | 33.48 | 35.18 | 7 | 0
2030 | MAPP_US_2_MAPP_CA | MAPP_US | MAPP_CA | Internal | Summer | B9 | 800 | 165 | 0 | 32.57 | 35.18 | 7 | 0
2030 | MAPP_US_2_MAPP_CA | MAPP_US | MAPP_CA | Internal | Summer | B10 | 1262 | 165 | 0 | 28.19 | 35.18 | 7 | 0
2030 | MAPP_US_2_MAPP_CA | MAPP_US | MAPP_CA | Internal | Winter | B16 | 25 | 165 | 0 | 40.47 | 42.32 | 7 | 0
2030 | MAPP_US_2_MAPP_CA | MAPP_US | MAPP_CA | Internal | Winter | B17 | 100 | 165 | 0 | 37.58 | 44.57 | 7 | 0
2030 | MAPP_US_2_MAPP_CA | MAPP_US | MAPP_CA | Internal | Winter | B18 | 400 | 165 | 0 | 37.61 | 44.6 | 7 | 0
2030 | MAPP_US_2_MAPP_CA | MAPP_US | MAPP_CA | Internal | Winter | B19 | 700 | 165 | 0 | 35.33 | 42.32 | 7 | 0
2030 | MAPP_US_2_MAPP_CA | MAPP_US | MAPP_CA | Internal | Winter | B20 | 935 | 165 | 165 | 29.4 | 42.32 | 7 | 5.92
2030 | MAPP_US_2_MISO_W | MAPP_US | MISO_W | Internal | Shoulder | B11 | 25 | 2635 | 1421.75 | 46.24 | 53.24 | 7 | 0
2030 | MAPP_US_2_MISO_W | MAPP_US | MISO_W | Internal | Shoulder | B12 | 200 | 2635 | 2447.9 | 38.31 | 45.31 | 7 | 0
2030 | MAPP_US_2_MISO_W | MAPP_US | MISO_W | Internal | Shoulder | B13 | 600 | 2635 | 2415.41 | 37.03 | 44.03 | 7 | 0
2030 | MAPP_US_2_MISO_W | MAPP_US | MISO_W | Internal | Shoulder | B14 | 900 | 2635 | 1540.72 | 33.16 | 40.16 | 7 | 0
2030 | MAPP_US_2_MISO_W | MAPP_US | MISO_W | Internal | Shoulder | B15 | 1203 | 2635 | 966.75 | 30.55 | 37.55 | 7 | 0
2030 | MAPP_US_2_MISO_W | MAPP_US | MISO_W | Internal | Summer | B1 | 10 | 2635 | 0 | 65.48 | 72.37 | 7 | 0
2030 | MAPP_US_2_MISO_W | MAPP_US | MISO_W | Internal | Summer | B2 | 25 | 2635 | 0 | 65.48 | 71.83 | 7 | 0
2030 | MAPP_US_2_MISO_W | MAPP_US | MISO_W | Internal | Summer | B3 | 75 | 2635 | 53.95 | 64.83 | 71.83 | 7 | 0
2030 | MAPP_US_2_MISO_W | MAPP_US | MISO_W | Internal | Summer | B4 | 100 | 2635 | 240.45 | 63.65 | 70.65 | 7 | 0
2030 | MAPP_US_2_MISO_W | MAPP_US | MISO_W | Internal | Summer | B5 | 200 | 2635 | 225.2 | 57.42 | 64.42 | 7 | 0
2030 | MAPP_US_2_MISO_W | MAPP_US | MISO_W | Internal | Summer | B6 | 300 | 2635 | 0 | 42.18 | 48.65 | 7 | 0
2030 | MAPP_US_2_MISO_W | MAPP_US | MISO_W | Internal | Summer | B7 | 400 | 2635 | 377.01 | 36.31 | 43.31 | 7 | 0
2030 | MAPP_US_2_MISO_W | MAPP_US | MISO_W | Internal | Summer | B8 | 500 | 2635 | 951.42 | 33.48 | 40.48 | 7 | 0
2030 | MAPP_US_2_MISO_W | MAPP_US | MISO_W | Internal | Summer | B9 | 800 | 2635 | 369.48 | 32.57 | 39.57 | 7 | 0
2030 | MAPP_US_2_MISO_W | MAPP_US | MISO_W | Internal | Summer | B10 | 1262 | 2635 | 796.47 | 28.19 | 35.19 | 7 | 0
2030 | MAPP_US_2_MISO_W | MAPP_US | MISO_W | Internal | Winter | B16 | 25 | 2635 | 2159.26 | 40.47 | 47.47 | 7 | 0
2030 | MAPP_US_2_MISO_W | MAPP_US | MISO_W | Internal | Winter | B17 | 100 | 2635 | 2247.25 | 37.58 | 44.58 | 7 | 0
2030 | MAPP_US_2_MISO_W | MAPP_US | MISO_W | Internal | Winter | B18 | 400 | 2635 | 2046.46 | 37.61 | 44.61 | 7 | 0
2030 | MAPP_US_2_MISO_W | MAPP_US | MISO_W | Internal | Winter | B19 | 700 | 2635 | 1372.29 | 35.33 | 42.33 | 7 | 0
2030 | MAPP_US_2_MISO_W | MAPP_US | MISO_W | Internal | Winter | B20 | 935 | 2635 | 1292.24 | 29.4 | 36.4 | 7 | 0
2030 | MAPP_US_2_NE | MAPP_US | NE | Internal | Shoulder | B11 | 25 | 2000 | 1616.04 | 46.24 | 53.24 | 7 | 0
2030 | MAPP_US_2_NE | MAPP_US | NE | Internal | Shoulder | B12 | 200 | 2000 | 0 | 38.31 | 45.26 | 7 | 0
2030 | MAPP_US_2_NE | MAPP_US | NE | Internal | Shoulder | B13 | 600 | 2000 | 251.79 | 37.03 | 44.03 | 7 | 0
2030 | MAPP_US_2_NE | MAPP_US | NE | Internal | Shoulder | B14 | 900 | 2000 | 107.09 | 33.16 | 40.16 | 7 | 0
2030 | MAPP_US_2_NE | MAPP_US | NE | Internal | Shoulder | B15 | 1203 | 2000 | 797.02 | 30.55 | 37.55 | 7 | 0
2030 | MAPP_US_2_NE | MAPP_US | NE | Internal | Summer | B1 | 10 | 2000 | 1535.96 | 65.48 | 72.48 | 7 | 0
2030 | MAPP_US_2_NE | MAPP_US | NE | Internal | Summer | B2 | 25 | 2000 | 2000 | 65.48 | 74.24 | 7 | 1.76
2030 | MAPP_US_2_NE | MAPP_US | NE | Internal | Summer | B3 | 75 | 2000 | 2000 | 64.83 | 75.19 | 7 | 3.36
2030 | MAPP_US_2_NE | MAPP_US | NE | Internal | Summer | B4 | 100 | 2000 | 2000 | 63.65 | 74.24 | 7 | 3.6
2030 | MAPP_US_2_NE | MAPP_US | NE | Internal | Summer | B5 | 200 | 2000 | 2000 | 57.42 | 69.25 | 7 | 4.83
2030 | MAPP_US_2_NE | MAPP_US | NE | Internal | Summer | B6 | 300 | 2000 | 2000 | 42.18 | 55.64 | 7 | 6.46
2030 | MAPP_US_2_NE | MAPP_US | NE | Internal | Summer | B7 | 400 | 2000 | 2000 | 36.31 | 45.19 | 7 | 1.88
2030 | MAPP_US_2_NE | MAPP_US | NE | Internal | Summer | B8 | 500 | 2000 | 2000 | 33.48 | 43.65 | 7 | 3.18
2030 | MAPP_US_2_NE | MAPP_US | NE | Internal | Summer | B9 | 800 | 2000 | 2000 | 32.57 | 43.27 | 7 | 3.7
2030 | MAPP_US_2_NE | MAPP_US | NE | Internal | Summer | B10 | 1262 | 2000 | 1694.93 | 28.19 | 35.19 | 7 | 0
2030 | MAPP_US_2_NE | MAPP_US | NE | Internal | Winter | B16 | 25 | 2000 | 1718.92 | 40.47 | 47.47 | 7 | 0
2030 | MAPP_US_2_NE | MAPP_US | NE | Internal | Winter | B17 | 100 | 2000 | 783.43 | 37.58 | 44.58 | 7 | 0
2030 | MAPP_US_2_NE | MAPP_US | NE | Internal | Winter | B18 | 400 | 2000 | 787.26 | 37.61 | 44.61 | 7 | 0
2030 | MAPP_US_2_NE | MAPP_US | NE | Internal | Winter | B19 | 700 | 2000 | 0 | 35.33 | 42.32 | 7 | 0
2030 | MAPP_US_2_NE | MAPP_US | NE | Internal | Winter | B20 | 935 | 2000 | 408.45 | 29.4 | 36.4 | 7 | 0
2030 | MARITIMES_2_NEISO | MARITIMES | NEISO | Internal | Shoulder | B11 | 25 | 99999 | 1400 | 38.89 | 38.9 | 0.01 | 0
2030 | MARITIMES_2_NEISO | MARITIMES | NEISO | Internal | Shoulder | B12 | 200 | 99999 | 1400 | 40.19 | 40.21 | 0.01 | 0
2030 | MARITIMES_2_NEISO | MARITIMES | NEISO | Internal | Shoulder | B13 | 600 | 99999 | 1400 | 40.19 | 40.21 | 0.01 | 0
2030 | MARITIMES_2_NEISO | MARITIMES | NEISO | Internal | Shoulder | B14 | 900 | 99999 | 1400 | 38.89 | 38.9 | 0.01 | 0
2030 | MARITIMES_2_NEISO | MARITIMES | NEISO | Internal | Shoulder | B15 | 1203 | 99999 | 426.43 | 38.89 | 38.9 | 0.01 | 0
2030 | MARITIMES_2_NEISO | MARITIMES | NEISO | Internal | Summer | B1 | 10 | 99999 | 1400 | 58.26 | 58.27 | 0.01 | 0
2030 | MARITIMES_2_NEISO | MARITIMES | NEISO | Internal | Summer | B2 | 25 | 99999 | 1400 | 58.23 | 58.25 | 0.01 | 0
2030 | MARITIMES_2_NEISO | MARITIMES | NEISO | Internal | Summer | B3 | 75 | 99999 | 1400 | 51.41 | 51.42 | 0.01 | 0
2030 | MARITIMES_2_NEISO | MARITIMES | NEISO | Internal | Summer | B4 | 100 | 99999 | 1400 | 36.77 | 36.79 | 0.01 | 0
2030 | MARITIMES_2_NEISO | MARITIMES | NEISO | Internal | Summer | B5 | 200 | 99999 | 1400 | 36.77 | 36.79 | 0.01 | 0
2030 | MARITIMES_2_NEISO | MARITIMES | NEISO | Internal | Summer | B6 | 300 | 99999 | 1400 | 36.77 | 36.79 | 0.01 | 0
2030 | MARITIMES_2_NEISO | MARITIMES | NEISO | Internal | Summer | B7 | 400 | 99999 | 1400 | 36.77 | 36.79 | 0.01 | 0
2030 | MARITIMES_2_NEISO | MARITIMES | NEISO | Internal | Summer | B8 | 500 | 99999 | 1400 | 36.77 | 36.79 | 0.01 | 0
2030 | MARITIMES_2_NEISO | MARITIMES | NEISO | Internal | Summer | B9 | 800 | 99999 | 1400 | 36.77 | 36.79 | 0.01 | 0
2030 | MARITIMES_2_NEISO | MARITIMES | NEISO | Internal | Summer | B10 | 1262 | 99999 | 236.13 | 36.77 | 36.79 | 0.01 | 0
2030 | MARITIMES_2_NEISO | MARITIMES | NEISO | Internal | Winter | B16 | 25 | 99999 | 1400 | 50.76 | 50.77 | 0.01 | 0
2030 | MARITIMES_2_NEISO | MARITIMES | NEISO | Internal | Winter | B17 | 100 | 99999 | 1400 | 50.76 | 50.77 | 0.01 | 0
2030 | MARITIMES_2_NEISO | MARITIMES | NEISO | Internal | Winter | B18 | 400 | 99999 | 1400 | 49.01 | 49.02 | 0.01 | 0
2030 | MARITIMES_2_NEISO | MARITIMES | NEISO | Internal | Winter | B19 | 700 | 99999 | 1400 | 49.01 | 49.02 | 0.01 | 0
2030 | MARITIMES_2_NEISO | MARITIMES | NEISO | Internal | Winter | B20 | 935 | 99999 | 475.94 | 49.01 | 49.02 | 0.01 | 0
2030 | MISO_IN_2_MISO_MI | MISO_IN | MISO_MI | Internal | Shoulder | B11 | 25 | 5000 | 0 | 53.26 | 53.24 | 0.01 | 0
2030 | MISO_IN_2_MISO_MI | MISO_IN | MISO_MI | Internal | Shoulder | B12 | 200 | 5000 | 0 | 46.05 | 46.04 | 0.01 | 0
2030 | MISO_IN_2_MISO_MI | MISO_IN | MISO_MI | Internal | Shoulder | B13 | 600 | 5000 | 272.51 | 44.93 | 44.94 | 0.01 | 0
2030 | MISO_IN_2_MISO_MI | MISO_IN | MISO_MI | Internal | Shoulder | B14 | 900 | 5000 | 583.23 | 42.74 | 42.75 | 0.01 | 0
2030 | MISO_IN_2_MISO_MI | MISO_IN | MISO_MI | Internal | Shoulder | B15 | 1203 | 5000 | 1241.78 | 38.14 | 38.15 | 0.01 | 0
2030 | MISO_IN_2_MISO_MI | MISO_IN | MISO_MI | Internal | Summer | B1 | 10 | 5000 | 0 | 72.37 | 72.23 | 0.01 | 0
2030 | MISO_IN_2_MISO_MI | MISO_IN | MISO_MI | Internal | Summer | B2 | 25 | 5000 | 0 | 71.86 | 71.85 | 0.01 | 0
2030 | MISO_IN_2_MISO_MI | MISO_IN | MISO_MI | Internal | Summer | B3 | 75 | 5000 | 0 | 70.67 | 67.69 | 0.01 | 0
2030 | MISO_IN_2_MISO_MI | MISO_IN | MISO_MI | Internal | Summer | B4 | 100 | 5000 | 0 | 70.65 | 66.95 | 0.01 | 0
2030 | MISO_IN_2_MISO_MI | MISO_IN | MISO_MI | Internal | Summer | B5 | 200 | 5000 | 0 | 64.44 | 63.31 | 0.01 | 0
2030 | MISO_IN_2_MISO_MI | MISO_IN | MISO_MI | Internal | Summer | B6 | 300 | 5000 | 0 | 48.68 | 48.67 | 0.01 | 0
2030 | MISO_IN_2_MISO_MI | MISO_IN | MISO_MI | Internal | Summer | B7 | 400 | 5000 | 0 | 43.33 | 43.33 | 0.01 | 0
2030 | MISO_IN_2_MISO_MI | MISO_IN | MISO_MI | Internal | Summer | B8 | 500 | 5000 | 1391.98 | 41.33 | 41.34 | 0.01 | 0
2030 | MISO_IN_2_MISO_MI | MISO_IN | MISO_MI | Internal | Summer | B9 | 800 | 5000 | 1578.19 | 39.83 | 39.84 | 0.01 | 0
2030 | MISO_IN_2_MISO_MI | MISO_IN | MISO_MI | Internal | Summer | B10 | 1262 | 5000 | 2800.36 | 36.06 | 36.08 | 0.01 | 0
2030 | MISO_IN_2_MISO_MI | MISO_IN | MISO_MI | Internal | Winter | B16 | 25 | 5000 | 0 | 52.44 | 52.43 | 0.01 | 0
2030 | MISO_IN_2_MISO_MI | MISO_IN | MISO_MI | Internal | Winter | B17 | 100 | 5000 | 0 | 48.6 | 48.59 | 0.01 | 0
2030 | MISO_IN_2_MISO_MI | MISO_IN | MISO_MI | Internal | Winter | B18 | 400 | 5000 | 855.79 | 46.01 | 46.02 | 0.01 | 0
2030 | MISO_IN_2_MISO_MI | MISO_IN | MISO_MI | Internal | Winter | B19 | 700 | 5000 | 1471.54 | 44.64 | 44.66 | 0.01 | 0
2030 | MISO_IN_2_MISO_MI | MISO_IN | MISO_MI | Internal | Winter | B20 | 935 | 5000 | 665.16 | 36.42 | 36.43 | 0.01 | 0
2030 | MISO_IN_2_MISO_MO-IL | MISO_IN | MISO_MO-IL | Internal | Shoulder | B11 | 25 | 5000 | 0 | 53.26 | 53.25 | 0.01 | 0
2030 | MISO_IN_2_MISO_MO-IL | MISO_IN | MISO_MO-IL | Internal | Shoulder | B12 | 200 | 5000 | 0 | 46.05 | 45.32 | 0.01 | 0
2030 | MISO_IN_2_MISO_MO-IL | MISO_IN | MISO_MO-IL | Internal | Shoulder | B13 | 600 | 5000 | 0 | 44.93 | 44.05 | 0.01 | 0
2030 | MISO_IN_2_MISO_MO-IL | MISO_IN | MISO_MO-IL | Internal | Shoulder | B14 | 900 | 5000 | 0 | 42.74 | 40.17 | 0.01 | 0
2030 | MISO_IN_2_MISO_MO-IL | MISO_IN | MISO_MO-IL | Internal | Shoulder | B15 | 1203 | 5000 | 0 | 38.14 | 37.57 | 0.01 | 0
2030 | MISO_IN_2_MISO_MO-IL | MISO_IN | MISO_MO-IL | Internal | Summer | B1 | 10 | 5000 | 61.72 | 72.37 | 72.38 | 0.01 | 0
2030 | MISO_IN_2_MISO_MO-IL | MISO_IN | MISO_MO-IL | Internal | Summer | B2 | 25 | 5000 | 0 | 71.86 | 71.85 | 0.01 | 0
2030 | MISO_IN_2_MISO_MO-IL | MISO_IN | MISO_MO-IL | Internal | Summer | B3 | 75 | 5000 | 0 | 70.67 | 70.66 | 0.01 | 0
2030 | MISO_IN_2_MISO_MO-IL | MISO_IN | MISO_MO-IL | Internal | Summer | B4 | 100 | 5000 | 102.03 | 70.65 | 70.66 | 0.01 | 0
2030 | MISO_IN_2_MISO_MO-IL | MISO_IN | MISO_MO-IL | Internal | Summer | B5 | 200 | 5000 | 0 | 64.44 | 64.43 | 0.01 | 0
2030 | MISO_IN_2_MISO_MO-IL | MISO_IN | MISO_MO-IL | Internal | Summer | B6 | 300 | 5000 | 0 | 48.68 | 48.67 | 0.01 | 0
2030 | MISO_IN_2_MISO_MO-IL | MISO_IN | MISO_MO-IL | Internal | Summer | B7 | 400 | 5000 | 0 | 43.33 | 43.32 | 0.01 | 0
2030 | MISO_IN_2_MISO_MO-IL | MISO_IN | MISO_MO-IL | Internal | Summer | B8 | 500 | 5000 | 0 | 41.33 | 40.49 | 0.01 | 0
2030 | MISO_IN_2_MISO_MO-IL | MISO_IN | MISO_MO-IL | Internal | Summer | B9 | 800 | 5000 | 0 | 39.83 | 39.58 | 0.01 | 0
2030 | MISO_IN_2_MISO_MO-IL | MISO_IN | MISO_MO-IL | Internal | Summer | B10 | 1262 | 5000 | 0 | 36.06 | 35.2 | 0.01 | 0
2030 | MISO_IN_2_MISO_MO-IL | MISO_IN | MISO_MO-IL | Internal | Winter | B16 | 25 | 5000 | 0 | 52.44 | 47.48 | 0.01 | 0
2030 | MISO_IN_2_MISO_MO-IL | MISO_IN | MISO_MO-IL | Internal | Winter | B17 | 100 | 5000 | 0 | 48.6 | 44.59 | 0.01 | 0
2030 | MISO_IN_2_MISO_MO-IL | MISO_IN | MISO_MO-IL | Internal | Winter | B18 | 400 | 5000 | 0 | 46.01 | 44.62 | 0.01 | 0
2030 | MISO_IN_2_MISO_MO-IL | MISO_IN | MISO_MO-IL | Internal | Winter | B19 | 700 | 5000 | 0 | 44.64 | 42.34 | 0.01 | 0
2030 | MISO_IN_2_MISO_MO-IL | MISO_IN | MISO_MO-IL | Internal | Winter | B20 | 935 | 5000 | 0 | 36.42 | 36.41 | 0.01 | 0
2030 | MISO_IN_2_NonRTO_Midwest | MISO_IN | NonRTO_Midwest | Internal | Shoulder | B11 | 25 | 4800 | 857.78 | 53.26 | 61.26 | 8 | 0
2030 | MISO_IN_2_NonRTO_Midwest | MISO_IN | NonRTO_Midwest | Internal | Shoulder | B12 | 200 | 4800 | 1027.02 | 46.05 | 54.05 | 8 | 0
2030 | MISO_IN_2_NonRTO_Midwest | MISO_IN | NonRTO_Midwest | Internal | Shoulder | B13 | 600 | 4800 | 322.52 | 44.93 | 52.93 | 8 | 0
2030 | MISO_IN_2_NonRTO_Midwest | MISO_IN | NonRTO_Midwest | Internal | Shoulder | B14 | 900 | 4800 | 0 | 42.74 | 44.28 | 8 | 0
2030 | MISO_IN_2_NonRTO_Midwest | MISO_IN | NonRTO_Midwest | Internal | Shoulder | B15 | 1203 | 4800 | 0 | 38.14 | 37.74 | 8 | 0
2030 | MISO_IN_2_NonRTO_Midwest | MISO_IN | NonRTO_Midwest | Internal | Summer | B1 | 10 | 4800 | 0 | 72.37 | 76.13 | 8 | 0
2030 | MISO_IN_2_NonRTO_Midwest | MISO_IN | NonRTO_Midwest | Internal | Summer | B2 | 25 | 4800 | 0 | 71.86 | 76.13 | 8 | 0
2030 | MISO_IN_2_NonRTO_Midwest | MISO_IN | NonRTO_Midwest | Internal | Summer | B3 | 75 | 4800 | 0 | 70.67 | 76.13 | 8 | 0
2030 | MISO_IN_2_NonRTO_Midwest | MISO_IN | NonRTO_Midwest | Internal | Summer | B4 | 100 | 4800 | 0 | 70.65 | 76.13 | 8 | 0
2030 | MISO_IN_2_NonRTO_Midwest | MISO_IN | NonRTO_Midwest | Internal | Summer | B5 | 200 | 4800 | 1014.04 | 64.44 | 72.44 | 8 | 0
2030 | MISO_IN_2_NonRTO_Midwest | MISO_IN | NonRTO_Midwest | Internal | Summer | B6 | 300 | 4800 | 614.31 | 48.68 | 56.68 | 8 | 0
2030 | MISO_IN_2_NonRTO_Midwest | MISO_IN | NonRTO_Midwest | Internal | Summer | B7 | 400 | 4800 | 0 | 43.33 | 50.91 | 8 | 0
2030 | MISO_IN_2_NonRTO_Midwest | MISO_IN | NonRTO_Midwest | Internal | Summer | B8 | 500 | 4800 | 0 | 41.33 | 43.2 | 8 | 0
2030 | MISO_IN_2_NonRTO_Midwest | MISO_IN | NonRTO_Midwest | Internal | Summer | B9 | 800 | 4800 | 0 | 39.83 | 37.74 | 8 | 0
2030 | MISO_IN_2_NonRTO_Midwest | MISO_IN | NonRTO_Midwest | Internal | Summer | B10 | 1262 | 4800 | 0 | 36.06 | 33.75 | 8 | 0
2030 | MISO_IN_2_NonRTO_Midwest | MISO_IN | NonRTO_Midwest | Internal | Winter | B16 | 25 | 4800 | 2557.77 | 52.44 | 60.44 | 8 | 0
2030 | MISO_IN_2_NonRTO_Midwest | MISO_IN | NonRTO_Midwest | Internal | Winter | B17 | 100 | 4800 | 1405.35 | 48.6 | 56.6 | 8 | 0
2030 | MISO_IN_2_NonRTO_Midwest | MISO_IN | NonRTO_Midwest | Internal | Winter | B18 | 400 | 4800 | 372.13 | 46.01 | 54.01 | 8 | 0
2030 | MISO_IN_2_NonRTO_Midwest | MISO_IN | NonRTO_Midwest | Internal | Winter | B19 | 700 | 4800 | 0 | 44.64 | 44.8 | 8 | 0
2030 | MISO_IN_2_NonRTO_Midwest | MISO_IN | NonRTO_Midwest | Internal | Winter | B20 | 935 | 4800 | 0 | 36.42 | 37.74 | 8 | 0
2030 | MISO_IN_2_PJM_ROR | MISO_IN | PJM_ROR | Internal | Shoulder | B11 | 25 | 992 | 0 | 53.26 | 45.2 | 2 | 0
2030 | MISO_IN_2_PJM_ROR | MISO_IN | PJM_ROR | Internal | Shoulder | B12 | 200 | 992 | 0 | 46.05 | 44.04 | 2 | 0
2030 | MISO_IN_2_PJM_ROR | MISO_IN | PJM_ROR | Internal | Shoulder | B13 | 600 | 992 | 0 | 44.93 | 42.93 | 2 | 0
2030 | MISO_IN_2_PJM_ROR | MISO_IN | PJM_ROR | Internal | Shoulder | B14 | 900 | 992 | 0 | 42.74 | 40.86 | 2 | 0
2030 | MISO_IN_2_PJM_ROR | MISO_IN | PJM_ROR | Internal | Shoulder | B15 | 1203 | 992 | 0 | 38.14 | 35.57 | 2 | 0
2030 | MISO_IN_2_PJM_ROR | MISO_IN | PJM_ROR | Internal | Summer | B1 | 10 | 992 | 0 | 72.37 | 69.28 | 2 | 0
2030 | MISO_IN_2_PJM_ROR | MISO_IN | PJM_ROR | Internal | Summer | B2 | 25 | 992 | 0 | 71.86 | 69.28 | 2 | 0
2030 | MISO_IN_2_PJM_ROR | MISO_IN | PJM_ROR | Internal | Summer | B3 | 75 | 992 | 0 | 70.67 | 66.59 | 2 | 0
2030 | MISO_IN_2_PJM_ROR | MISO_IN | PJM_ROR | Internal | Summer | B4 | 100 | 992 | 0 | 70.65 | 61.16 | 2 | 0
2030 | MISO_IN_2_PJM_ROR | MISO_IN | PJM_ROR | Internal | Summer | B5 | 200 | 992 | 0 | 64.44 | 58.44 | 2 | 0
2030 | MISO_IN_2_PJM_ROR | MISO_IN | PJM_ROR | Internal | Summer | B6 | 300 | 992 | 0 | 48.68 | 46.64 | 2 | 0
2030 | MISO_IN_2_PJM_ROR | MISO_IN | PJM_ROR | Internal | Summer | B7 | 400 | 992 | 0 | 43.33 | 41.33 | 2 | 0
2030 | MISO_IN_2_PJM_ROR | MISO_IN | PJM_ROR | Internal | Summer | B8 | 500 | 992 | 0 | 41.33 | 40.88 | 2 | 0
2030 | MISO_IN_2_PJM_ROR | MISO_IN | PJM_ROR | Internal | Summer | B9 | 800 | 992 | 0 | 39.83 | 37.84 | 2 | 0
2030 | MISO_IN_2_PJM_ROR | MISO_IN | PJM_ROR | Internal | Summer | B10 | 1262 | 992 | 0 | 36.06 | 33.2 | 2 | 0
2030 | MISO_IN_2_PJM_ROR | MISO_IN | PJM_ROR | Internal | Winter | B16 | 25 | 992 | 0 | 52.44 | 46.59 | 2 | 0
2030 | MISO_IN_2_PJM_ROR | MISO_IN | PJM_ROR | Internal | Winter | B17 | 100 | 992 | 0 | 48.6 | 46.59 | 2 | 0
2030 | MISO_IN_2_PJM_ROR | MISO_IN | PJM_ROR | Internal | Winter | B18 | 400 | 992 | 0 | 46.01 | 45.85 | 2 | 0
2030 | MISO_IN_2_PJM_ROR | MISO_IN | PJM_ROR | Internal | Winter | B19 | 700 | 992 | 0 | 44.64 | 42.64 | 2 | 0
2030 | MISO_IN_2_PJM_ROR | MISO_IN | PJM_ROR | Internal | Winter | B20 | 935 | 992 | 0 | 36.42 | 33.16 | 2 | 0
2030 | MISO_MI_2_IESO | MISO_MI | IESO | Internal | Shoulder | B11 | 25 | 1580 | 0 | 53.24 | 34.9 | 8 | 0
2030 | MISO_MI_2_IESO | MISO_MI | IESO | Internal | Shoulder | B12 | 200 | 1580 | 0 | 46.04 | 36.34 | 8 | 0
2030 | MISO_MI_2_IESO | MISO_MI | IESO | Internal | Shoulder | B13 | 600 | 1580 | 0 | 44.94 | 36.19 | 8 | 0
2030 | MISO_MI_2_IESO | MISO_MI | IESO | Internal | Shoulder | B14 | 900 | 1580 | 0 | 42.75 | 34.88 | 8 | 0
2030 | MISO_MI_2_IESO | MISO_MI | IESO | Internal | Shoulder | B15 | 1203 | 1580 | 0 | 38.15 | 34.58 | 8 | 0
2030 | MISO_MI_2_IESO | MISO_MI | IESO | Internal | Summer | B1 | 10 | 1580 | 0 | 72.23 | 54.27 | 8 | 0
2030 | MISO_MI_2_IESO | MISO_MI | IESO | Internal | Summer | B2 | 25 | 1580 | 0 | 71.85 | 54.25 | 8 | 0
2030 | MISO_MI_2_IESO | MISO_MI | IESO | Internal | Summer | B3 | 75 | 1580 | 0 | 67.69 | 48.13 | 8 | 0
2030 | MISO_MI_2_IESO | MISO_MI | IESO | Internal | Summer | B4 | 100 | 1580 | 0 | 66.95 | 46.12 | 8 | 0
2030 | MISO_MI_2_IESO | MISO_MI | IESO | Internal | Summer | B5 | 200 | 1580 | 0 | 63.31 | 44.02 | 8 | 0
2030 | MISO_MI_2_IESO | MISO_MI | IESO | Internal | Summer | B6 | 300 | 1580 | 0 | 48.67 | 41.67 | 8 | 0
2030 | MISO_MI_2_IESO | MISO_MI | IESO | Internal | Summer | B7 | 400 | 1580 | 0 | 43.33 | 35.02 | 8 | 0
2030 | MISO_MI_2_IESO | MISO_MI | IESO | Internal | Summer | B8 | 500 | 1580 | 0 | 41.34 | 32.77 | 8 | 0
2030 | MISO_MI_2_IESO | MISO_MI | IESO | Internal | Summer | B9 | 800 | 1580 | 0 | 39.84 | 32.57 | 8 | 0
2030 | MISO_MI_2_IESO | MISO_MI | IESO | Internal | Summer | B10 | 1262 | 1580 | 0 | 36.08 | 32.57 | 8 | 0
2030 | MISO_MI_2_IESO | MISO_MI | IESO | Internal | Winter | B16 | 25 | 1580 | 0 | 52.43 | 45.43 | 8 | 0
2030 | MISO_MI_2_IESO | MISO_MI | IESO | Internal | Winter | B17 | 100 | 1580 | 0 | 48.59 | 41.59 | 8 | 0
2030 | MISO_MI_2_IESO | MISO_MI | IESO | Internal | Winter | B18 | 400 | 1580 | 0 | 46.02 | 39.02 | 8 | 0
2030 | MISO_MI_2_IESO | MISO_MI | IESO | Internal | Winter | B19 | 700 | 1580 | 0 | 44.66 | 39.02 | 8 | 0
2030 | MISO_MI_2_IESO | MISO_MI | IESO | Internal | Winter | B20 | 935 | 1580 | 0 | 36.43 | 39.02 | 8 | 0
2030 | MISO_MI_2_MISO_IN | MISO_MI | MISO_IN | Internal | Shoulder | B11 | 25 | 2045 | 2045 | 53.24 | 53.26 | 0.01 | 0.01
2030 | MISO_MI_2_MISO_IN | MISO_MI | MISO_IN | Internal | Shoulder | B12 | 200 | 2045 | 299.03 | 46.04 | 46.05 | 0.01 | 0
2030 | MISO_MI_2_MISO_IN | MISO_MI | MISO_IN | Internal | Shoulder | B13 | 600 | 2045 | 0 | 44.94 | 44.93 | 0.01 | 0
2030 | MISO_MI_2_MISO_IN | MISO_MI | MISO_IN | Internal | Shoulder | B14 | 900 | 2045 | 0 | 42.75 | 42.74 | 0.01 | 0
2030 | MISO_MI_2_MISO_IN | MISO_MI | MISO_IN | Internal | Shoulder | B15 | 1203 | 2045 | 0 | 38.15 | 38.14 | 0.01 | 0
2030 | MISO_MI_2_MISO_IN | MISO_MI | MISO_IN | Internal | Summer | B1 | 10 | 2045 | 2045 | 72.23 | 72.37 | 0.01 | 0.13
2030 | MISO_MI_2_MISO_IN | MISO_MI | MISO_IN | Internal | Summer | B2 | 25 | 2045 | 1935.77 | 71.85 | 71.86 | 0.01 | 0
2030 | MISO_MI_2_MISO_IN | MISO_MI | MISO_IN | Internal | Summer | B3 | 75 | 2045 | 2045 | 67.69 | 70.67 | 0.01 | 2.97
2030 | MISO_MI_2_MISO_IN | MISO_MI | MISO_IN | Internal | Summer | B4 | 100 | 2045 | 2045 | 66.95 | 70.65 | 0.01 | 3.69
2030 | MISO_MI_2_MISO_IN | MISO_MI | MISO_IN | Internal | Summer | B5 | 200 | 2045 | 2045 | 63.31 | 64.44 | 0.01 | 1.12
2030 | MISO_MI_2_MISO_IN | MISO_MI | MISO_IN | Internal | Summer | B6 | 300 | 2045 | 243.73 | 48.67 | 48.68 | 0.01 | 0
2030 | MISO_MI_2_MISO_IN | MISO_MI | MISO_IN | Internal | Summer | B7 | 400 | 2045 | 0 | 43.33 | 43.33 | 0.01 | 0
2030 | MISO_MI_2_MISO_IN | MISO_MI | MISO_IN | Internal | Summer | B8 | 500 | 2045 | 0 | 41.34 | 41.33 | 0.01 | 0
2030 | MISO_MI_2_MISO_IN | MISO_MI | MISO_IN | Internal | Summer | B9 | 800 | 2045 | 0 | 39.84 | 39.83 | 0.01 | 0
2030 | MISO_MI_2_MISO_IN | MISO_MI | MISO_IN | Internal | Summer | B10 | 1262 | 2045 | 0 | 36.08 | 36.06 | 0.01 | 0
2030 | MISO_MI_2_MISO_IN | MISO_MI | MISO_IN | Internal | Winter | B16 | 25 | 2045 | 2005.17 | 52.43 | 52.44 | 0.01 | 0
2030 | MISO_MI_2_MISO_IN | MISO_MI | MISO_IN | Internal | Winter | B17 | 100 | 2045 | 50.09 | 48.59 | 48.6 | 0.01 | 0
2030 | MISO_MI_2_MISO_IN | MISO_MI | MISO_IN | Internal | Winter | B18 | 400 | 2045 | 0 | 46.02 | 46.01 | 0.01 | 0
2030 | MISO_MI_2_MISO_IN | MISO_MI | MISO_IN | Internal | Winter | B19 | 700 | 2045 | 0 | 44.66 | 44.64 | 0.01 | 0
2030 | MISO_MI_2_MISO_IN | MISO_MI | MISO_IN | Internal | Winter | B20 | 935 | 2045 | 0 | 36.43 | 36.42 | 0.01 | 0
2030 | MISO_MI_2_MISO_WUMS | MISO_MI | MISO_WUMS | Internal | Shoulder | B11 | 25 | 947 | 0 | 53.24 | 53.23 | 0.01 | 0
2030 | MISO_MI_2_MISO_WUMS | MISO_MI | MISO_WUMS | Internal | Shoulder | B12 | 200 | 947 | 0 | 46.04 | 45.96 | 0.01 | 0
2030 | MISO_MI_2_MISO_WUMS | MISO_MI | MISO_WUMS | Internal | Shoulder | B13 | 600 | 947 | 0 | 44.94 | 44.05 | 0.01 | 0
2030 | MISO_MI_2_MISO_WUMS | MISO_MI | MISO_WUMS | Internal | Shoulder | B14 | 900 | 947 | 0 | 42.75 | 42.45 | 0.01 | 0
2030 | MISO_MI_2_MISO_WUMS | MISO_MI | MISO_WUMS | Internal | Shoulder | B15 | 1203 | 947 | 0 | 38.15 | 38.14 | 0.01 | 0
2030 | MISO_MI_2_MISO_WUMS | MISO_MI | MISO_WUMS | Internal | Summer | B1 | 10 | 947 | 0 | 72.23 | 67.68 | 0.01 | 0
2030 | MISO_MI_2_MISO_WUMS | MISO_MI | MISO_WUMS | Internal | Summer | B2 | 25 | 947 | 0 | 71.85 | 67.68 | 0.01 | 0
2030 | MISO_MI_2_MISO_WUMS | MISO_MI | MISO_WUMS | Internal | Summer | B3 | 75 | 947 | 0 | 67.69 | 67.68 | 0.01 | 0
2030 | MISO_MI_2_MISO_WUMS | MISO_MI | MISO_WUMS | Internal | Summer | B4 | 100 | 947 | 745 | 66.95 | 66.96 | 0.01 | 0
2030 | MISO_MI_2_MISO_WUMS | MISO_MI | MISO_WUMS | Internal | Summer | B5 | 200 | 947 | 162.74 | 63.31 | 63.32 | 0.01 | 0
2030 | MISO_MI_2_MISO_WUMS | MISO_MI | MISO_WUMS | Internal | Summer | B6 | 300 | 947 | 0 | 48.67 | 48.64 | 0.01 | 0
2030 | MISO_MI_2_MISO_WUMS | MISO_MI | MISO_WUMS | Internal | Summer | B7 | 400 | 947 | 0 | 43.33 | 43.32 | 0.01 | 0
2030 | MISO_MI_2_MISO_WUMS | MISO_MI | MISO_WUMS | Internal | Summer | B8 | 500 | 947 | 0 | 41.34 | 40.85 | 0.01 | 0
2030 | MISO_MI_2_MISO_WUMS | MISO_MI | MISO_WUMS | Internal | Summer | B9 | 800 | 947 | 0 | 39.84 | 39.84 | 0.01 | 0
2030 | MISO_MI_2_MISO_WUMS | MISO_MI | MISO_WUMS | Internal | Summer | B10 | 1262 | 947 | 0 | 36.08 | 36.06 | 0.01 | 0
2030 | MISO_MI_2_MISO_WUMS | MISO_MI | MISO_WUMS | Internal | Winter | B16 | 25 | 947 | 0 | 52.43 | 48.59 | 0.01 | 0
2030 | MISO_MI_2_MISO_WUMS | MISO_MI | MISO_WUMS | Internal | Winter | B17 | 100 | 947 | 0 | 48.59 | 45.53 | 0.01 | 0
2030 | MISO_MI_2_MISO_WUMS | MISO_MI | MISO_WUMS | Internal | Winter | B18 | 400 | 947 | 0 | 46.02 | 45.53 | 0.01 | 0
2030 | MISO_MI_2_MISO_WUMS | MISO_MI | MISO_WUMS | Internal | Winter | B19 | 700 | 947 | 0 | 44.66 | 44.64 | 0.01 | 0
2030 | MISO_MI_2_MISO_WUMS | MISO_MI | MISO_WUMS | Internal | Winter | B20 | 935 | 947 | 0 | 36.43 | 36.42 | 0.01 | 0
2030 | MISO_MI_2_PJM_ROR | MISO_MI | PJM_ROR | Internal | Shoulder | B11 | 25 | 1424 | 0 | 53.24 | 45.2 | 2 | 0
2030 | MISO_MI_2_PJM_ROR | MISO_MI | PJM_ROR | Internal | Shoulder | B12 | 200 | 1424 | 0 | 46.04 | 44.04 | 2 | 0
2030 | MISO_MI_2_PJM_ROR | MISO_MI | PJM_ROR | Internal | Shoulder | B13 | 600 | 1424 | 0 | 44.94 | 42.93 | 2 | 0
2030 | MISO_MI_2_PJM_ROR | MISO_MI | PJM_ROR | Internal | Shoulder | B14 | 900 | 1424 | 0 | 42.75 | 40.86 | 2 | 0
2030 | MISO_MI_2_PJM_ROR | MISO_MI | PJM_ROR | Internal | Shoulder | B15 | 1203 | 1424 | 0 | 38.15 | 35.57 | 2 | 0
2030 | MISO_MI_2_PJM_ROR | MISO_MI | PJM_ROR | Internal | Summer | B1 | 10 | 1424 | 0 | 72.23 | 69.28 | 2 | 0
2030 | MISO_MI_2_PJM_ROR | MISO_MI | PJM_ROR | Internal | Summer | B2 | 25 | 1424 | 0 | 71.85 | 69.28 | 2 | 0
2030 | MISO_MI_2_PJM_ROR | MISO_MI | PJM_ROR | Internal | Summer | B3 | 75 | 1424 | 0 | 67.69 | 66.59 | 2 | 0
2030 | MISO_MI_2_PJM_ROR | MISO_MI | PJM_ROR | Internal | Summer | B4 | 100 | 1424 | 0 | 66.95 | 61.16 | 2 | 0
2030 | MISO_MI_2_PJM_ROR | MISO_MI | PJM_ROR | Internal | Summer | B5 | 200 | 1424 | 0 | 63.31 | 58.44 | 2 | 0
2030 | MISO_MI_2_PJM_ROR | MISO_MI | PJM_ROR | Internal | Summer | B6 | 300 | 1424 | 0 | 48.67 | 46.64 | 2 | 0
2030 | MISO_MI_2_PJM_ROR | MISO_MI | PJM_ROR | Internal | Summer | B7 | 400 | 1424 | 0 | 43.33 | 41.33 | 2 | 0
2030 | MISO_MI_2_PJM_ROR | MISO_MI | PJM_ROR | Internal | Summer | B8 | 500 | 1424 | 0 | 41.34 | 40.88 | 2 | 0
2030 | MISO_MI_2_PJM_ROR | MISO_MI | PJM_ROR | Internal | Summer | B9 | 800 | 1424 | 0 | 39.84 | 37.84 | 2 | 0
2030 | MISO_MI_2_PJM_ROR | MISO_MI | PJM_ROR | Internal | Summer | B10 | 1262 | 1424 | 0 | 36.08 | 33.2 | 2 | 0
2030 | MISO_MI_2_PJM_ROR | MISO_MI | PJM_ROR | Internal | Winter | B16 | 25 | 1424 | 0 | 52.43 | 46.59 | 2 | 0
2030 | MISO_MI_2_PJM_ROR | MISO_MI | PJM_ROR | Internal | Winter | B17 | 100 | 1424 | 0 | 48.59 | 46.59 | 2 | 0
2030 | MISO_MI_2_PJM_ROR | MISO_MI | PJM_ROR | Internal | Winter | B18 | 400 | 1424 | 0 | 46.02 | 45.85 | 2 | 0
2030 | MISO_MI_2_PJM_ROR | MISO_MI | PJM_ROR | Internal | Winter | B19 | 700 | 1424 | 0 | 44.66 | 42.64 | 2 | 0
2030 | MISO_MI_2_PJM_ROR | MISO_MI | PJM_ROR | Internal | Winter | B20 | 935 | 1424 | 0 | 36.43 | 33.16 | 2 | 0
2030 | MISO_MO-IL_2_ENT | MISO_MO-IL | ENT | Internal | Shoulder | B11 | 25 | 2540 | 0 | 53.25 | 58.25 | 8 | 0
2030 | MISO_MO-IL_2_ENT | MISO_MO-IL | ENT | Internal | Shoulder | B12 | 200 | 2540 | 0 | 45.32 | 47.35 | 8 | 0
2030 | MISO_MO-IL_2_ENT | MISO_MO-IL | ENT | Internal | Shoulder | B13 | 600 | 2540 | 0 | 44.05 | 47.35 | 8 | 0
2030 | MISO_MO-IL_2_ENT | MISO_MO-IL | ENT | Internal | Shoulder | B14 | 900 | 2540 | 0 | 40.17 | 45.46 | 8 | 0
2030 | MISO_MO-IL_2_ENT | MISO_MO-IL | ENT | Internal | Shoulder | B15 | 1203 | 2540 | 0 | 37.57 | 45.46 | 8 | 0
2030 | MISO_MO-IL_2_ENT | MISO_MO-IL | ENT | Internal | Summer | B1 | 10 | 2540 | 0 | 72.38 | 77.49 | 8 | 0
2030 | MISO_MO-IL_2_ENT | MISO_MO-IL | ENT | Internal | Summer | B2 | 25 | 2540 | 0 | 71.85 | 76.19 | 8 | 0
2030 | MISO_MO-IL_2_ENT | MISO_MO-IL | ENT | Internal | Summer | B3 | 75 | 2540 | 0 | 70.66 | 69.81 | 8 | 0
2030 | MISO_MO-IL_2_ENT | MISO_MO-IL | ENT | Internal | Summer | B4 | 100 | 2540 | 0 | 70.66 | 67.94 | 8 | 0
2030 | MISO_MO-IL_2_ENT | MISO_MO-IL | ENT | Internal | Summer | B5 | 200 | 2540 | 0 | 64.43 | 64.44 | 8 | 0
2030 | MISO_MO-IL_2_ENT | MISO_MO-IL | ENT | Internal | Summer | B6 | 300 | 2540 | 144.85 | 48.67 | 56.67 | 8 | 0
2030 | MISO_MO-IL_2_ENT | MISO_MO-IL | ENT | Internal | Summer | B7 | 400 | 2540 | 0 | 43.32 | 45.68 | 8 | 0
2030 | MISO_MO-IL_2_ENT | MISO_MO-IL | ENT | Internal | Summer | B8 | 500 | 2540 | 0 | 40.49 | 45.68 | 8 | 0
2030 | MISO_MO-IL_2_ENT | MISO_MO-IL | ENT | Internal | Summer | B9 | 800 | 2540 | 0 | 39.58 | 45.36 | 8 | 0
2030 | MISO_MO-IL_2_ENT | MISO_MO-IL | ENT | Internal | Summer | B10 | 1262 | 2540 | 2540 | 35.2 | 43.87 | 8 | 0.67
2030 | MISO_MO-IL_2_ENT | MISO_MO-IL | ENT | Internal | Winter | B16 | 25 | 2540 | 0 | 47.48 | 52.48 | 8 | 0
2030 | MISO_MO-IL_2_ENT | MISO_MO-IL | ENT | Internal | Winter | B17 | 100 | 2540 | 0 | 44.59 | 50.28 | 8 | 0
2030 | MISO_MO-IL_2_ENT | MISO_MO-IL | ENT | Internal | Winter | B18 | 400 | 2540 | 0 | 44.62 | 49.62 | 8 | 0
2030 | MISO_MO-IL_2_ENT | MISO_MO-IL | ENT | Internal | Winter | B19 | 700 | 2540 | 0 | 42.34 | 48.62 | 8 | 0
2030 | MISO_MO-IL_2_ENT | MISO_MO-IL | ENT | Internal | Winter | B20 | 935 | 2540 | 2474.34 | 36.41 | 44.41 | 8 | 0
2030 | MISO_MO-IL_2_MISO_IN | MISO_MO-IL | MISO_IN | Internal | Shoulder | B11 | 25 | 2100 | 953.93 | 53.25 | 53.26 | 0.01 | 0
2030 | MISO_MO-IL_2_MISO_IN | MISO_MO-IL | MISO_IN | Internal | Shoulder | B12 | 200 | 2100 | 2100 | 45.32 | 46.05 | 0.01 | 0.71
2030 | MISO_MO-IL_2_MISO_IN | MISO_MO-IL | MISO_IN | Internal | Shoulder | B13 | 600 | 2100 | 2100 | 44.05 | 44.93 | 0.01 | 0.87
2030 | MISO_MO-IL_2_MISO_IN | MISO_MO-IL | MISO_IN | Internal | Shoulder | B14 | 900 | 2100 | 2100 | 40.17 | 42.74 | 0.01 | 2.56
2030 | MISO_MO-IL_2_MISO_IN | MISO_MO-IL | MISO_IN | Internal | Shoulder | B15 | 1203 | 2100 | 2100 | 37.57 | 38.14 | 0.01 | 0.56
2030 | MISO_MO-IL_2_MISO_IN | MISO_MO-IL | MISO_IN | Internal | Summer | B1 | 10 | 2100 | 0 | 72.38 | 72.37 | 0.01 | 0
2030 | MISO_MO-IL_2_MISO_IN | MISO_MO-IL | MISO_IN | Internal | Summer | B2 | 25 | 2100 | 1894.64 | 71.85 | 71.86 | 0.01 | 0
2030 | MISO_MO-IL_2_MISO_IN | MISO_MO-IL | MISO_IN | Internal | Summer | B3 | 75 | 2100 | 807.41 | 70.66 | 70.67 | 0.01 | 0
2030 | MISO_MO-IL_2_MISO_IN | MISO_MO-IL | MISO_IN | Internal | Summer | B4 | 100 | 2100 | 0 | 70.66 | 70.65 | 0.01 | 0
2030 | MISO_MO-IL_2_MISO_IN | MISO_MO-IL | MISO_IN | Internal | Summer | B5 | 200 | 2100 | 572.25 | 64.43 | 64.44 | 0.01 | 0
2030 | MISO_MO-IL_2_MISO_IN | MISO_MO-IL | MISO_IN | Internal | Summer | B6 | 300 | 2100 | 938.32 | 48.67 | 48.68 | 0.01 | 0
2030 | MISO_MO-IL_2_MISO_IN | MISO_MO-IL | MISO_IN | Internal | Summer | B7 | 400 | 2100 | 97.81 | 43.32 | 43.33 | 0.01 | 0
2030 | MISO_MO-IL_2_MISO_IN | MISO_MO-IL | MISO_IN | Internal | Summer | B8 | 500 | 2100 | 2100 | 40.49 | 41.33 | 0.01 | 0.83
2030 | MISO_MO-IL_2_MISO_IN | MISO_MO-IL | MISO_IN | Internal | Summer | B9 | 800 | 2100 | 2100 | 39.58 | 39.83 | 0.01 | 0.23
2030 | MISO_MO-IL_2_MISO_IN | MISO_MO-IL | MISO_IN | Internal | Summer | B10 | 1262 | 2100 | 2100 | 35.2 | 36.06 | 0.01 | 0.85
2030 | MISO_MO-IL_2_MISO_IN | MISO_MO-IL | MISO_IN | Internal | Winter | B16 | 25 | 2100 | 2100 | 47.48 | 52.44 | 0.01 | 4.95
2030 | MISO_MO-IL_2_MISO_IN | MISO_MO-IL | MISO_IN | Internal | Winter | B17 | 100 | 2100 | 2100 | 44.59 | 48.6 | 0.01 | 4
2030 | MISO_MO-IL_2_MISO_IN | MISO_MO-IL | MISO_IN | Internal | Winter | B18 | 400 | 2100 | 2100 | 44.62 | 46.01 | 0.01 | 1.38
2030 | MISO_MO-IL_2_MISO_IN | MISO_MO-IL | MISO_IN | Internal | Winter | B19 | 700 | 2100 | 2100 | 42.34 | 44.64 | 0.01 | 2.29
2030 | MISO_MO-IL_2_MISO_IN | MISO_MO-IL | MISO_IN | Internal | Winter | B20 | 935 | 2100 | 376.1 | 36.41 | 36.42 | 0.01 | 0
2030 | MISO_MO-IL_2_MISO_W | MISO_MO-IL | MISO_W | Internal | Shoulder | B11 | 25 | 960 | 0 | 53.25 | 53.24 | 0.01 | 0
2030 | MISO_MO-IL_2_MISO_W | MISO_MO-IL | MISO_W | Internal | Shoulder | B12 | 200 | 960 | 0 | 45.32 | 45.31 | 0.01 | 0
2030 | MISO_MO-IL_2_MISO_W | MISO_MO-IL | MISO_W | Internal | Shoulder | B13 | 600 | 960 | 0 | 44.05 | 44.03 | 0.01 | 0
2030 | MISO_MO-IL_2_MISO_W | MISO_MO-IL | MISO_W | Internal | Shoulder | B14 | 900 | 960 | 0 | 40.17 | 40.16 | 0.01 | 0
2030 | MISO_MO-IL_2_MISO_W | MISO_MO-IL | MISO_W | Internal | Shoulder | B15 | 1203 | 960 | 0 | 37.57 | 37.55 | 0.01 | 0
2030 | MISO_MO-IL_2_MISO_W | MISO_MO-IL | MISO_W | Internal | Summer | B1 | 10 | 960 | 0 | 72.38 | 72.37 | 0.01 | 0
2030 | MISO_MO-IL_2_MISO_W | MISO_MO-IL | MISO_W | Internal | Summer | B2 | 25 | 960 | 0 | 71.85 | 71.83 | 0.01 | 0
2030 | MISO_MO-IL_2_MISO_W | MISO_MO-IL | MISO_W | Internal | Summer | B3 | 75 | 960 | 960 | 70.66 | 71.83 | 0.01 | 1.16
2030 | MISO_MO-IL_2_MISO_W | MISO_MO-IL | MISO_W | Internal | Summer | B4 | 100 | 960 | 0 | 70.66 | 70.65 | 0.01 | 0
2030 | MISO_MO-IL_2_MISO_W | MISO_MO-IL | MISO_W | Internal | Summer | B5 | 200 | 960 | 0 | 64.43 | 64.42 | 0.01 | 0
2030 | MISO_MO-IL_2_MISO_W | MISO_MO-IL | MISO_W | Internal | Summer | B6 | 300 | 960 | 0 | 48.67 | 48.65 | 0.01 | 0
2030 | MISO_MO-IL_2_MISO_W | MISO_MO-IL | MISO_W | Internal | Summer | B7 | 400 | 960 | 0 | 43.32 | 43.31 | 0.01 | 0
2030 | MISO_MO-IL_2_MISO_W | MISO_MO-IL | MISO_W | Internal | Summer | B8 | 500 | 960 | 0 | 40.49 | 40.48 | 0.01 | 0
2030 | MISO_MO-IL_2_MISO_W | MISO_MO-IL | MISO_W | Internal | Summer | B9 | 800 | 960 | 0 | 39.58 | 39.57 | 0.01 | 0
2030 | MISO_MO-IL_2_MISO_W | MISO_MO-IL | MISO_W | Internal | Summer | B10 | 1262 | 960 | 0 | 35.2 | 35.19 | 0.01 | 0
2030 | MISO_MO-IL_2_MISO_W | MISO_MO-IL | MISO_W | Internal | Winter | B16 | 25 | 960 | 0 | 47.48 | 47.47 | 0.01 | 0
2030 | MISO_MO-IL_2_MISO_W | MISO_MO-IL | MISO_W | Internal | Winter | B17 | 100 | 960 | 0 | 44.59 | 44.58 | 0.01 | 0
2030 | MISO_MO-IL_2_MISO_W | MISO_MO-IL | MISO_W | Internal | Winter | B18 | 400 | 960 | 0 | 44.62 | 44.61 | 0.01 | 0
2030 | MISO_MO-IL_2_MISO_W | MISO_MO-IL | MISO_W | Internal | Winter | B19 | 700 | 960 | 0 | 42.34 | 42.33 | 0.01 | 0
2030 | MISO_MO-IL_2_MISO_W | MISO_MO-IL | MISO_W | Internal | Winter | B20 | 935 | 960 | 0 | 36.41 | 36.4 | 0.01 | 0
2030 | MISO_MO-IL_2_PJM_ROR | MISO_MO-IL | PJM_ROR | Internal | Shoulder | B11 | 25 | 1212 | 0 | 53.25 | 45.2 | 2 | 0
2030 | MISO_MO-IL_2_PJM_ROR | MISO_MO-IL | PJM_ROR | Internal | Shoulder | B12 | 200 | 1212 | 0 | 45.32 | 44.04 | 2 | 0
2030 | MISO_MO-IL_2_PJM_ROR | MISO_MO-IL | PJM_ROR | Internal | Shoulder | B13 | 600 | 1212 | 0 | 44.05 | 42.93 | 2 | 0
2030 | MISO_MO-IL_2_PJM_ROR | MISO_MO-IL | PJM_ROR | Internal | Shoulder | B14 | 900 | 1212 | 0 | 40.17 | 40.86 | 2 | 0
2030 | MISO_MO-IL_2_PJM_ROR | MISO_MO-IL | PJM_ROR | Internal | Shoulder | B15 | 1203 | 1212 | 0 | 37.57 | 35.57 | 2 | 0
2030 | MISO_MO-IL_2_PJM_ROR | MISO_MO-IL | PJM_ROR | Internal | Summer | B1 | 10 | 1212 | 0 | 72.38 | 69.28 | 2 | 0
2030 | MISO_MO-IL_2_PJM_ROR | MISO_MO-IL | PJM_ROR | Internal | Summer | B2 | 25 | 1212 | 0 | 71.85 | 69.28 | 2 | 0
2030 | MISO_MO-IL_2_PJM_ROR | MISO_MO-IL | PJM_ROR | Internal | Summer | B3 | 75 | 1212 | 0 | 70.66 | 66.59 | 2 | 0
2030 | MISO_MO-IL_2_PJM_ROR | MISO_MO-IL | PJM_ROR | Internal | Summer | B4 | 100 | 1212 | 0 | 70.66 | 61.16 | 2 | 0
2030 | MISO_MO-IL_2_PJM_ROR | MISO_MO-IL | PJM_ROR | Internal | Summer | B5 | 200 | 1212 | 0 | 64.43 | 58.44 | 2 | 0
2030 | MISO_MO-IL_2_PJM_ROR | MISO_MO-IL | PJM_ROR | Internal | Summer | B6 | 300 | 1212 | 0 | 48.67 | 46.64 | 2 | 0
2030 | MISO_MO-IL_2_PJM_ROR | MISO_MO-IL | PJM_ROR | Internal | Summer | B7 | 400 | 1212 | 0 | 43.32 | 41.33 | 2 | 0
2030 | MISO_MO-IL_2_PJM_ROR | MISO_MO-IL | PJM_ROR | Internal | Summer | B8 | 500 | 1212 | 0 | 40.49 | 40.88 | 2 | 0
2030 | MISO_MO-IL_2_PJM_ROR | MISO_MO-IL | PJM_ROR | Internal | Summer | B9 | 800 | 1212 | 0 | 39.58 | 37.84 | 2 | 0
2030 | MISO_MO-IL_2_PJM_ROR | MISO_MO-IL | PJM_ROR | Internal | Summer | B10 | 1262 | 1212 | 0 | 35.2 | 33.2 | 2 | 0
2030 | MISO_MO-IL_2_PJM_ROR | MISO_MO-IL | PJM_ROR | Internal | Winter | B16 | 25 | 1212 | 0 | 47.48 | 46.59 | 2 | 0
2030 | MISO_MO-IL_2_PJM_ROR | MISO_MO-IL | PJM_ROR | Internal | Winter | B17 | 100 | 1212 | 106.12 | 44.59 | 46.59 | 2 | 0
2030 | MISO_MO-IL_2_PJM_ROR | MISO_MO-IL | PJM_ROR | Internal | Winter | B18 | 400 | 1212 | 0 | 44.62 | 45.85 | 2 | 0
2030 | MISO_MO-IL_2_PJM_ROR | MISO_MO-IL | PJM_ROR | Internal | Winter | B19 | 700 | 1212 | 0 | 42.34 | 42.64 | 2 | 0
2030 | MISO_MO-IL_2_PJM_ROR | MISO_MO-IL | PJM_ROR | Internal | Winter | B20 | 935 | 1212 | 0 | 36.41 | 33.16 | 2 | 0
2030 | MISO_MO-IL_2_SPP_N | MISO_MO-IL | SPP_N | Internal | Shoulder | B11 | 25 | 2000 | 0 | 53.25 | 53.25 | 8 | 0
2030 | MISO_MO-IL_2_SPP_N | MISO_MO-IL | SPP_N | Internal | Shoulder | B12 | 200 | 2000 | 0 | 45.32 | 45.28 | 8 | 0
2030 | MISO_MO-IL_2_SPP_N | MISO_MO-IL | SPP_N | Internal | Shoulder | B13 | 600 | 2000 | 0 | 44.05 | 44.05 | 8 | 0
2030 | MISO_MO-IL_2_SPP_N | MISO_MO-IL | SPP_N | Internal | Shoulder | B14 | 900 | 2000 | 0 | 40.17 | 40.17 | 8 | 0
2030 | MISO_MO-IL_2_SPP_N | MISO_MO-IL | SPP_N | Internal | Shoulder | B15 | 1203 | 2000 | 0 | 37.57 | 37.57 | 8 | 0
2030 | MISO_MO-IL_2_SPP_N | MISO_MO-IL | SPP_N | Internal | Summer | B1 | 10 | 2000 | 0 | 72.38 | 72.49 | 8 | 0
2030 | MISO_MO-IL_2_SPP_N | MISO_MO-IL | SPP_N | Internal | Summer | B2 | 25 | 2000 | 0 | 71.85 | 74.25 | 8 | 0
2030 | MISO_MO-IL_2_SPP_N | MISO_MO-IL | SPP_N | Internal | Summer | B3 | 75 | 2000 | 0 | 70.66 | 75.21 | 8 | 0
2030 | MISO_MO-IL_2_SPP_N | MISO_MO-IL | SPP_N | Internal | Summer | B4 | 100 | 2000 | 0 | 70.66 | 74.25 | 8 | 0
2030 | MISO_MO-IL_2_SPP_N | MISO_MO-IL | SPP_N | Internal | Summer | B5 | 200 | 2000 | 0 | 64.43 | 69.26 | 8 | 0
2030 | MISO_MO-IL_2_SPP_N | MISO_MO-IL | SPP_N | Internal | Summer | B6 | 300 | 2000 | 0 | 48.67 | 55.65 | 8 | 0
2030 | MISO_MO-IL_2_SPP_N | MISO_MO-IL | SPP_N | Internal | Summer | B7 | 400 | 2000 | 0 | 43.32 | 45.2 | 8 | 0
2030 | MISO_MO-IL_2_SPP_N | MISO_MO-IL | SPP_N | Internal | Summer | B8 | 500 | 2000 | 0 | 40.49 | 43.67 | 8 | 0
2030 | MISO_MO-IL_2_SPP_N | MISO_MO-IL | SPP_N | Internal | Summer | B9 | 800 | 2000 | 0 | 39.58 | 43.29 | 8 | 0
2030 | MISO_MO-IL_2_SPP_N | MISO_MO-IL | SPP_N | Internal | Summer | B10 | 1262 | 2000 | 0 | 35.2 | 38.79 | 8 | 0
2030 | MISO_MO-IL_2_SPP_N | MISO_MO-IL | SPP_N | Internal | Winter | B16 | 25 | 2000 | 0 | 47.48 | 47.48 | 8 | 0
2030 | MISO_MO-IL_2_SPP_N | MISO_MO-IL | SPP_N | Internal | Winter | B17 | 100 | 2000 | 0 | 44.59 | 44.59 | 8 | 0
2030 | MISO_MO-IL_2_SPP_N | MISO_MO-IL | SPP_N | Internal | Winter | B18 | 400 | 2000 | 0 | 44.62 | 44.62 | 8 | 0
2030 | MISO_MO-IL_2_SPP_N | MISO_MO-IL | SPP_N | Internal | Winter | B19 | 700 | 2000 | 0 | 42.34 | 42.33 | 8 | 0
2030 | MISO_MO-IL_2_SPP_N | MISO_MO-IL | SPP_N | Internal | Winter | B20 | 935 | 2000 | 0 | 36.41 | 36.41 | 8 | 0
2030 | MISO_MO-IL_2_TVA_Transmission | MISO_MO-IL | TVA_Transmission | Internal | Shoulder | B11 | 25 | 4000 | 0 | 53.25 | 51.2 | 8 | 0
2030 | MISO_MO-IL_2_TVA_Transmission | MISO_MO-IL | TVA_Transmission | Internal | Shoulder | B12 | 200 | 4000 | 0 | 45.32 | 48.05 | 8 | 0
2030 | MISO_MO-IL_2_TVA_Transmission | MISO_MO-IL | TVA_Transmission | Internal | Shoulder | B13 | 600 | 4000 | 0 | 44.05 | 45.98 | 8 | 0
2030 | MISO_MO-IL_2_TVA_Transmission | MISO_MO-IL | TVA_Transmission | Internal | Shoulder | B14 | 900 | 4000 | 0 | 40.17 | 44.31 | 8 | 0
2030 | MISO_MO-IL_2_TVA_Transmission | MISO_MO-IL | TVA_Transmission | Internal | Shoulder | B15 | 1203 | 4000 | 0 | 37.57 | 39.01 | 8 | 0
2030 | MISO_MO-IL_2_TVA_Transmission | MISO_MO-IL | TVA_Transmission | Internal | Summer | B1 | 10 | 4000 | 1188.31 | 72.38 | 80.38 | 8 | 0
2030 | MISO_MO-IL_2_TVA_Transmission | MISO_MO-IL | TVA_Transmission | Internal | Summer | B2 | 25 | 4000 | 298.44 | 71.85 | 79.85 | 8 | 0
2030 | MISO_MO-IL_2_TVA_Transmission | MISO_MO-IL | TVA_Transmission | Internal | Summer | B3 | 75 | 4000 | 0 | 70.66 | 72.59 | 8 | 0
2030 | MISO_MO-IL_2_TVA_Transmission | MISO_MO-IL | TVA_Transmission | Internal | Summer | B4 | 100 | 4000 | 0 | 70.66 | 67.13 | 8 | 0
2030 | MISO_MO-IL_2_TVA_Transmission | MISO_MO-IL | TVA_Transmission | Internal | Summer | B5 | 200 | 4000 | 0 | 64.43 | 63.44 | 8 | 0
2030 | MISO_MO-IL_2_TVA_Transmission | MISO_MO-IL | TVA_Transmission | Internal | Summer | B6 | 300 | 4000 | 0 | 48.67 | 51.55 | 8 | 0
2030 | MISO_MO-IL_2_TVA_Transmission | MISO_MO-IL | TVA_Transmission | Internal | Summer | B7 | 400 | 4000 | 0 | 43.32 | 46.22 | 8 | 0
2030 | MISO_MO-IL_2_TVA_Transmission | MISO_MO-IL | TVA_Transmission | Internal | Summer | B8 | 500 | 4000 | 0 | 40.49 | 43.14 | 8 | 0
2030 | MISO_MO-IL_2_TVA_Transmission | MISO_MO-IL | TVA_Transmission | Internal | Summer | B9 | 800 | 4000 | 0 | 39.58 | 41.12 | 8 | 0
2030 | MISO_MO-IL_2_TVA_Transmission | MISO_MO-IL | TVA_Transmission | Internal | Summer | B10 | 1262 | 4000 | 0 | 35.2 | 38.02 | 8 | 0
2030 | MISO_MO-IL_2_TVA_Transmission | MISO_MO-IL | TVA_Transmission | Internal | Winter | B16 | 25 | 4000 | 0 | 47.48 | 52.59 | 8 | 0
2030 | MISO_MO-IL_2_TVA_Transmission | MISO_MO-IL | TVA_Transmission | Internal | Winter | B17 | 100 | 4000 | 0 | 44.59 | 50.73 | 8 | 0
2030 | MISO_MO-IL_2_TVA_Transmission | MISO_MO-IL | TVA_Transmission | Internal | Winter | B18 | 400 | 4000 | 0 | 44.62 | 47.06 | 8 | 0
2030 | MISO_MO-IL_2_TVA_Transmission | MISO_MO-IL | TVA_Transmission | Internal | Winter | B19 | 700 | 4000 | 0 | 42.34 | 44.07 | 8 | 0
2030 | MISO_MO-IL_2_TVA_Transmission | MISO_MO-IL | TVA_Transmission | Internal | Winter | B20 | 935 | 4000 | 0 | 36.41 | 39.16 | 8 | 0
2030 | MISO_W_2_IESO | MISO_W | IESO | Internal | Shoulder | B11 | 25 | 90 | 0 | 53.24 | 34.9 | 8 | 0
2030 | MISO_W_2_IESO | MISO_W | IESO | Internal | Shoulder | B12 | 200 | 90 | 0 | 45.31 | 36.34 | 8 | 0
2030 | MISO_W_2_IESO | MISO_W | IESO | Internal | Shoulder | B13 | 600 | 90 | 0 | 44.03 | 36.19 | 8 | 0
2030 | MISO_W_2_IESO | MISO_W | IESO | Internal | Shoulder | B14 | 900 | 90 | 0 | 40.16 | 34.88 | 8 | 0
2030 | MISO_W_2_IESO | MISO_W | IESO | Internal | Shoulder | B15 | 1203 | 90 | 0 | 37.55 | 34.58 | 8 | 0
2030 | MISO_W_2_IESO | MISO_W | IESO | Internal | Summer | B1 | 10 | 90 | 0 | 72.37 | 54.27 | 8 | 0
2030 | MISO_W_2_IESO | MISO_W | IESO | Internal | Summer | B2 | 25 | 90 | 0 | 71.83 | 54.25 | 8 | 0
2030 | MISO_W_2_IESO | MISO_W | IESO | Internal | Summer | B3 | 75 | 90 | 0 | 71.83 | 48.13 | 8 | 0
2030 | MISO_W_2_IESO | MISO_W | IESO | Internal | Summer | B4 | 100 | 90 | 0 | 70.65 | 46.12 | 8 | 0
2030 | MISO_W_2_IESO | MISO_W | IESO | Internal | Summer | B5 | 200 | 90 | 0 | 64.42 | 44.02 | 8 | 0
2030 | MISO_W_2_IESO | MISO_W | IESO | Internal | Summer | B6 | 300 | 90 | 0 | 48.65 | 41.67 | 8 | 0
2030 | MISO_W_2_IESO | MISO_W | IESO | Internal | Summer | B7 | 400 | 90 | 0 | 43.31 | 35.02 | 8 | 0
2030 | MISO_W_2_IESO | MISO_W | IESO | Internal | Summer | B8 | 500 | 90 | 0 | 40.48 | 32.77 | 8 | 0
2030 | MISO_W_2_IESO | MISO_W | IESO | Internal | Summer | B9 | 800 | 90 | 0 | 39.57 | 32.57 | 8 | 0
2030 | MISO_W_2_IESO | MISO_W | IESO | Internal | Summer | B10 | 1262 | 90 | 0 | 35.19 | 32.57 | 8 | 0
2030 | MISO_W_2_IESO | MISO_W | IESO | Internal | Winter | B16 | 25 | 90 | 0 | 47.47 | 45.43 | 8 | 0
2030 | MISO_W_2_IESO | MISO_W | IESO | Internal | Winter | B17 | 100 | 90 | 0 | 44.58 | 41.59 | 8 | 0
2030 | MISO_W_2_IESO | MISO_W | IESO | Internal | Winter | B18 | 400 | 90 | 0 | 44.61 | 39.02 | 8 | 0
2030 | MISO_W_2_IESO | MISO_W | IESO | Internal | Winter | B19 | 700 | 90 | 0 | 42.33 | 39.02 | 8 | 0
2030 | MISO_W_2_IESO | MISO_W | IESO | Internal | Winter | B20 | 935 | 90 | 0 | 36.4 | 39.02 | 8 | 0
2030 | MISO_W_2_MAPP_CA | MISO_W | MAPP_CA | Internal | Shoulder | B11 | 25 | 718 | 0 | 53.24 | 37.57 | 0.01 | 0
2030 | MISO_W_2_MAPP_CA | MISO_W | MAPP_CA | Internal | Shoulder | B12 | 200 | 718 | 0 | 45.31 | 37.57 | 0.01 | 0
2030 | MISO_W_2_MAPP_CA | MISO_W | MAPP_CA | Internal | Shoulder | B13 | 600 | 718 | 0 | 44.03 | 37.57 | 0.01 | 0
2030 | MISO_W_2_MAPP_CA | MISO_W | MAPP_CA | Internal | Shoulder | B14 | 900 | 718 | 0 | 40.16 | 37.57 | 0.01 | 0
2030 | MISO_W_2_MAPP_CA | MISO_W | MAPP_CA | Internal | Shoulder | B15 | 1203 | 718 | 471.63 | 37.55 | 37.57 | 0.01 | 0
2030 | MISO_W_2_MAPP_CA | MISO_W | MAPP_CA | Internal | Summer | B1 | 10 | 718 | 0 | 72.37 | 35.18 | 0.01 | 0
2030 | MISO_W_2_MAPP_CA | MISO_W | MAPP_CA | Internal | Summer | B2 | 25 | 718 | 0 | 71.83 | 35.18 | 0.01 | 0
2030 | MISO_W_2_MAPP_CA | MISO_W | MAPP_CA | Internal | Summer | B3 | 75 | 718 | 0 | 71.83 | 35.18 | 0.01 | 0
2030 | MISO_W_2_MAPP_CA | MISO_W | MAPP_CA | Internal | Summer | B4 | 100 | 718 | 0 | 70.65 | 35.18 | 0.01 | 0
2030 | MISO_W_2_MAPP_CA | MISO_W | MAPP_CA | Internal | Summer | B5 | 200 | 718 | 0 | 64.42 | 35.18 | 0.01 | 0
2030 | MISO_W_2_MAPP_CA | MISO_W | MAPP_CA | Internal | Summer | B6 | 300 | 718 | 0 | 48.65 | 35.18 | 0.01 | 0
2030 | MISO_W_2_MAPP_CA | MISO_W | MAPP_CA | Internal | Summer | B7 | 400 | 718 | 0 | 43.31 | 35.18 | 0.01 | 0
2030 | MISO_W_2_MAPP_CA | MISO_W | MAPP_CA | Internal | Summer | B8 | 500 | 718 | 0 | 40.48 | 35.18 | 0.01 | 0
2030 | MISO_W_2_MAPP_CA | MISO_W | MAPP_CA | Internal | Summer | B9 | 800 | 718 | 0 | 39.57 | 35.18 | 0.01 | 0
2030 | MISO_W_2_MAPP_CA | MISO_W | MAPP_CA | Internal | Summer | B10 | 1262 | 718 | 0 | 35.19 | 35.18 | 0.01 | 0
2030 | MISO_W_2_MAPP_CA | MISO_W | MAPP_CA | Internal | Winter | B16 | 25 | 718 | 0 | 47.47 | 42.32 | 0.01 | 0
2030 | MISO_W_2_MAPP_CA | MISO_W | MAPP_CA | Internal | Winter | B17 | 100 | 718 | 0 | 44.58 | 44.57 | 0.01 | 0
2030 | MISO_W_2_MAPP_CA | MISO_W | MAPP_CA | Internal | Winter | B18 | 400 | 718 | 0 | 44.61 | 44.6 | 0.01 | 0
2030 | MISO_W_2_MAPP_CA | MISO_W | MAPP_CA | Internal | Winter | B19 | 700 | 718 | 0 | 42.33 | 42.32 | 0.01 | 0
2030 | MISO_W_2_MAPP_CA | MISO_W | MAPP_CA | Internal | Winter | B20 | 935 | 718 | 718 | 36.4 | 42.32 | 0.01 | 5.91
2030 | MISO_W_2_MISO_MO-IL | MISO_W | MISO_MO-IL | Internal | Shoulder | B11 | 25 | 3800 | 3071.22 | 53.24 | 53.25 | 0.01 | 0
2030 | MISO_W_2_MISO_MO-IL | MISO_W | MISO_MO-IL | Internal | Shoulder | B12 | 200 | 3800 | 3291.43 | 45.31 | 45.32 | 0.01 | 0
2030 | MISO_W_2_MISO_MO-IL | MISO_W | MISO_MO-IL | Internal | Shoulder | B13 | 600 | 3800 | 2672.64 | 44.03 | 44.05 | 0.01 | 0
2030 | MISO_W_2_MISO_MO-IL | MISO_W | MISO_MO-IL | Internal | Shoulder | B14 | 900 | 3800 | 3179.55 | 40.16 | 40.17 | 0.01 | 0
2030 | MISO_W_2_MISO_MO-IL | MISO_W | MISO_MO-IL | Internal | Shoulder | B15 | 1203 | 3800 | 2732.56 | 37.55 | 37.57 | 0.01 | 0
2030 | MISO_W_2_MISO_MO-IL | MISO_W | MISO_MO-IL | Internal | Summer | B1 | 10 | 3800 | 709.48 | 72.37 | 72.38 | 0.01 | 0
2030 | MISO_W_2_MISO_MO-IL | MISO_W | MISO_MO-IL | Internal | Summer | B2 | 25 | 3800 | 1037.5 | 71.83 | 71.85 | 0.01 | 0
2030 | MISO_W_2_MISO_MO-IL | MISO_W | MISO_MO-IL | Internal | Summer | B3 | 75 | 3800 | 0 | 71.83 | 70.66 | 0.01 | 0
2030 | MISO_W_2_MISO_MO-IL | MISO_W | MISO_MO-IL | Internal | Summer | B4 | 100 | 3800 | 88.04 | 70.65 | 70.66 | 0.01 | 0
2030 | MISO_W_2_MISO_MO-IL | MISO_W | MISO_MO-IL | Internal | Summer | B5 | 200 | 3800 | 798.89 | 64.42 | 64.43 | 0.01 | 0
2030 | MISO_W_2_MISO_MO-IL | MISO_W | MISO_MO-IL | Internal | Summer | B6 | 300 | 3800 | 598.41 | 48.65 | 48.67 | 0.01 | 0
2030 | MISO_W_2_MISO_MO-IL | MISO_W | MISO_MO-IL | Internal | Summer | B7 | 400 | 3800 | 82.72 | 43.31 | 43.32 | 0.01 | 0
2030 | MISO_W_2_MISO_MO-IL | MISO_W | MISO_MO-IL | Internal | Summer | B8 | 500 | 3800 | 2234.38 | 40.48 | 40.49 | 0.01 | 0
2030 | MISO_W_2_MISO_MO-IL | MISO_W | MISO_MO-IL | Internal | Summer | B9 | 800 | 3800 | 2354.14 | 39.57 | 39.58 | 0.01 | 0
2030 | MISO_W_2_MISO_MO-IL | MISO_W | MISO_MO-IL | Internal | Summer | B10 | 1262 | 3800 | 3735.01 | 35.19 | 35.2 | 0.01 | 0
2030 | MISO_W_2_MISO_MO-IL | MISO_W | MISO_MO-IL | Internal | Winter | B16 | 25 | 3800 | 3679.93 | 47.47 | 47.48 | 0.01 | 0
2030 | MISO_W_2_MISO_MO-IL | MISO_W | MISO_MO-IL | Internal | Winter | B17 | 100 | 3800 | 3008.79 | 44.58 | 44.59 | 0.01 | 0
2030 | MISO_W_2_MISO_MO-IL | MISO_W | MISO_MO-IL | Internal | Winter | B18 | 400 | 3800 | 2086.84 | 44.61 | 44.62 | 0.01 | 0
2030 | MISO_W_2_MISO_MO-IL | MISO_W | MISO_MO-IL | Internal | Winter | B19 | 700 | 3800 | 1258.48 | 42.33 | 42.34 | 0.01 | 0
2030 | MISO_W_2_MISO_MO-IL | MISO_W | MISO_MO-IL | Internal | Winter | B20 | 935 | 3800 | 2879.74 | 36.4 | 36.41 | 0.01 | 0
2030 | MISO_W_2_MISO_WUMS | MISO_W | MISO_WUMS | Internal | Shoulder | B11 | 25 | 1629 | 0 | 53.24 | 53.23 | 0.01 | 0
2030 | MISO_W_2_MISO_WUMS | MISO_W | MISO_WUMS | Internal | Shoulder | B12 | 200 | 1629 | 1629 | 45.31 | 45.96 | 0.01 | 0.64
2030 | MISO_W_2_MISO_WUMS | MISO_W | MISO_WUMS | Internal | Shoulder | B13 | 600 | 1629 | 1390.03 | 44.03 | 44.05 | 0.01 | 0
2030 | MISO_W_2_MISO_WUMS | MISO_W | MISO_WUMS | Internal | Shoulder | B14 | 900 | 1629 | 1629 | 40.16 | 42.45 | 0.01 | 2.28
2030 | MISO_W_2_MISO_WUMS | MISO_W | MISO_WUMS | Internal | Shoulder | B15 | 1203 | 1629 | 1629 | 37.55 | 38.14 | 0.01 | 0.57
2030 | MISO_W_2_MISO_WUMS | MISO_W | MISO_WUMS | Internal | Summer | B1 | 10 | 1629 | 0 | 72.37 | 67.68 | 0.01 | 0
2030 | MISO_W_2_MISO_WUMS | MISO_W | MISO_WUMS | Internal | Summer | B2 | 25 | 1629 | 0 | 71.83 | 67.68 | 0.01 | 0
2030 | MISO_W_2_MISO_WUMS | MISO_W | MISO_WUMS | Internal | Summer | B3 | 75 | 1629 | 0 | 71.83 | 67.68 | 0.01 | 0
2030 | MISO_W_2_MISO_WUMS | MISO_W | MISO_WUMS | Internal | Summer | B4 | 100 | 1629 | 0 | 70.65 | 66.96 | 0.01 | 0
2030 | MISO_W_2_MISO_WUMS | MISO_W | MISO_WUMS | Internal | Summer | B5 | 200 | 1629 | 0 | 64.42 | 63.32 | 0.01 | 0
2030 | MISO_W_2_MISO_WUMS | MISO_W | MISO_WUMS | Internal | Summer | B6 | 300 | 1629 | 0 | 48.65 | 48.64 | 0.01 | 0
2030 | MISO_W_2_MISO_WUMS | MISO_W | MISO_WUMS | Internal | Summer | B7 | 400 | 1629 | 132.72 | 43.31 | 43.32 | 0.01 | 0
2030 | MISO_W_2_MISO_WUMS | MISO_W | MISO_WUMS | Internal | Summer | B8 | 500 | 1629 | 1629 | 40.48 | 40.85 | 0.01 | 0.36
2030 | MISO_W_2_MISO_WUMS | MISO_W | MISO_WUMS | Internal | Summer | B9 | 800 | 1629 | 1629 | 39.57 | 39.84 | 0.01 | 0.26
2030 | MISO_W_2_MISO_WUMS | MISO_W | MISO_WUMS | Internal | Summer | B10 | 1262 | 1629 | 1629 | 35.19 | 36.06 | 0.01 | 0.86
2030 | MISO_W_2_MISO_WUMS | MISO_W | MISO_WUMS | Internal | Winter | B16 | 25 | 1629 | 1629 | 47.47 | 48.59 | 0.01 | 1.1
2030 | MISO_W_2_MISO_WUMS | MISO_W | MISO_WUMS | Internal | Winter | B17 | 100 | 1629 | 1629 | 44.58 | 45.53 | 0.01 | 0.94
2030 | MISO_W_2_MISO_WUMS | MISO_W | MISO_WUMS | Internal | Winter | B18 | 400 | 1629 | 1629 | 44.61 | 45.53 | 0.01 | 0.91
2030 | MISO_W_2_MISO_WUMS | MISO_W | MISO_WUMS | Internal | Winter | B19 | 700 | 1629 | 1629 | 42.33 | 44.64 | 0.01 | 2.3
2030 | MISO_W_2_MISO_WUMS | MISO_W | MISO_WUMS | Internal | Winter | B20 | 935 | 1629 | 1629 | 36.4 | 36.42 | 0.01 | 0.01
2030 | MISO_W_2_NE | MISO_W | NE | Internal | Shoulder | B11 | 25 | 2800 | 0 | 53.24 | 53.24 | 7 | 0
2030 | MISO_W_2_NE | MISO_W | NE | Internal | Shoulder | B12 | 200 | 2800 | 0 | 45.31 | 45.26 | 7 | 0
2030 | MISO_W_2_NE | MISO_W | NE | Internal | Shoulder | B13 | 600 | 2800 | 0 | 44.03 | 44.03 | 7 | 0
2030 | MISO_W_2_NE | MISO_W | NE | Internal | Shoulder | B14 | 900 | 2800 | 0 | 40.16 | 40.16 | 7 | 0
2030 | MISO_W_2_NE | MISO_W | NE | Internal | Shoulder | B15 | 1203 | 2800 | 0 | 37.55 | 37.55 | 7 | 0
2030 | MISO_W_2_NE | MISO_W | NE | Internal | Summer | B1 | 10 | 2800 | 0 | 72.37 | 72.48 | 7 | 0
2030 | MISO_W_2_NE | MISO_W | NE | Internal | Summer | B2 | 25 | 2800 | 0 | 71.83 | 74.24 | 7 | 0
2030 | MISO_W_2_NE | MISO_W | NE | Internal | Summer | B3 | 75 | 2800 | 0 | 71.83 | 75.19 | 7 | 0
2030 | MISO_W_2_NE | MISO_W | NE | Internal | Summer | B4 | 100 | 2800 | 0 | 70.65 | 74.24 | 7 | 0
2030 | MISO_W_2_NE | MISO_W | NE | Internal | Summer | B5 | 200 | 2800 | 0 | 64.42 | 69.25 | 7 | 0
2030 | MISO_W_2_NE | MISO_W | NE | Internal | Summer | B6 | 300 | 2800 | 0 | 48.65 | 55.64 | 7 | 0
2030 | MISO_W_2_NE | MISO_W | NE | Internal | Summer | B7 | 400 | 2800 | 0 | 43.31 | 45.19 | 7 | 0
2030 | MISO_W_2_NE | MISO_W | NE | Internal | Summer | B8 | 500 | 2800 | 0 | 40.48 | 43.65 | 7 | 0
2030 | MISO_W_2_NE | MISO_W | NE | Internal | Summer | B9 | 800 | 2800 | 0 | 39.57 | 43.27 | 7 | 0
2030 | MISO_W_2_NE | MISO_W | NE | Internal | Summer | B10 | 1262 | 2800 | 0 | 35.19 | 35.19 | 7 | 0
2030 | MISO_W_2_NE | MISO_W | NE | Internal | Winter | B16 | 25 | 2800 | 0 | 47.47 | 47.47 | 7 | 0
2030 | MISO_W_2_NE | MISO_W | NE | Internal | Winter | B17 | 100 | 2800 | 0 | 44.58 | 44.58 | 7 | 0
2030 | MISO_W_2_NE | MISO_W | NE | Internal | Winter | B18 | 400 | 2800 | 0 | 44.61 | 44.61 | 7 | 0
2030 | MISO_W_2_NE | MISO_W | NE | Internal | Winter | B19 | 700 | 2800 | 0 | 42.33 | 42.32 | 7 | 0
2030 | MISO_W_2_NE | MISO_W | NE | Internal | Winter | B20 | 935 | 2800 | 0 | 36.4 | 36.4 | 7 | 0
2030 | MISO_W_2_PJM_ROR | MISO_W | PJM_ROR | Internal | Shoulder | B11 | 25 | 773 | 0 | 53.24 | 45.2 | 2 | 0
2030 | MISO_W_2_PJM_ROR | MISO_W | PJM_ROR | Internal | Shoulder | B12 | 200 | 773 | 0 | 45.31 | 44.04 | 2 | 0
2030 | MISO_W_2_PJM_ROR | MISO_W | PJM_ROR | Internal | Shoulder | B13 | 600 | 773 | 0 | 44.03 | 42.93 | 2 | 0
2030 | MISO_W_2_PJM_ROR | MISO_W | PJM_ROR | Internal | Shoulder | B14 | 900 | 773 | 0 | 40.16 | 40.86 | 2 | 0
2030 | MISO_W_2_PJM_ROR | MISO_W | PJM_ROR | Internal | Shoulder | B15 | 1203 | 773 | 0 | 37.55 | 35.57 | 2 | 0
2030 | MISO_W_2_PJM_ROR | MISO_W | PJM_ROR | Internal | Summer | B1 | 10 | 773 | 0 | 72.37 | 69.28 | 2 | 0
2030 | MISO_W_2_PJM_ROR | MISO_W | PJM_ROR | Internal | Summer | B2 | 25 | 773 | 0 | 71.83 | 69.28 | 2 | 0
2030 | MISO_W_2_PJM_ROR | MISO_W | PJM_ROR | Internal | Summer | B3 | 75 | 773 | 0 | 71.83 | 66.59 | 2 | 0
2030 | MISO_W_2_PJM_ROR | MISO_W | PJM_ROR | Internal | Summer | B4 | 100 | 773 | 0 | 70.65 | 61.16 | 2 | 0
2030 | MISO_W_2_PJM_ROR | MISO_W | PJM_ROR | Internal | Summer | B5 | 200 | 773 | 0 | 64.42 | 58.44 | 2 | 0
2030 | MISO_W_2_PJM_ROR | MISO_W | PJM_ROR | Internal | Summer | B6 | 300 | 773 | 0 | 48.65 | 46.64 | 2 | 0
2030 | MISO_W_2_PJM_ROR | MISO_W | PJM_ROR | Internal | Summer | B7 | 400 | 773 | 0 | 43.31 | 41.33 | 2 | 0
2030 | MISO_W_2_PJM_ROR | MISO_W | PJM_ROR | Internal | Summer | B8 | 500 | 773 | 0 | 40.48 | 40.88 | 2 | 0
2030 | MISO_W_2_PJM_ROR | MISO_W | PJM_ROR | Internal | Summer | B9 | 800 | 773 | 0 | 39.57 | 37.84 | 2 | 0
2030 | MISO_W_2_PJM_ROR | MISO_W | PJM_ROR | Internal | Summer | B10 | 1262 | 773 | 0 | 35.19 | 33.2 | 2 | 0
2030 | MISO_W_2_PJM_ROR | MISO_W | PJM_ROR | Internal | Winter | B16 | 25 | 773 | 0 | 47.47 | 46.59 | 2 | 0
2030 | MISO_W_2_PJM_ROR | MISO_W | PJM_ROR | Internal | Winter | B17 | 100 | 773 | 773 | 44.58 | 46.59 | 2 | 0.01
2030 | MISO_W_2_PJM_ROR | MISO_W | PJM_ROR | Internal | Winter | B18 | 400 | 773 | 0 | 44.61 | 45.85 | 2 | 0
2030 | MISO_W_2_PJM_ROR | MISO_W | PJM_ROR | Internal | Winter | B19 | 700 | 773 | 0 | 42.33 | 42.64 | 2 | 0
2030 | MISO_W_2_PJM_ROR | MISO_W | PJM_ROR | Internal | Winter | B20 | 935 | 773 | 0 | 36.4 | 33.16 | 2 | 0
2030 | MISO_W_2_SPP_N | MISO_W | SPP_N | Internal | Shoulder | B11 | 25 | 3200 | 0 | 53.24 | 53.25 | 7 | 0
2030 | MISO_W_2_SPP_N | MISO_W | SPP_N | Internal | Shoulder | B12 | 200 | 3200 | 0 | 45.31 | 45.28 | 7 | 0
2030 | MISO_W_2_SPP_N | MISO_W | SPP_N | Internal | Shoulder | B13 | 600 | 3200 | 0 | 44.03 | 44.05 | 7 | 0
2030 | MISO_W_2_SPP_N | MISO_W | SPP_N | Internal | Shoulder | B14 | 900 | 3200 | 0 | 40.16 | 40.17 | 7 | 0
2030 | MISO_W_2_SPP_N | MISO_W | SPP_N | Internal | Shoulder | B15 | 1203 | 3200 | 0 | 37.55 | 37.57 | 7 | 0
2030 | MISO_W_2_SPP_N | MISO_W | SPP_N | Internal | Summer | B1 | 10 | 3200 | 0 | 72.37 | 72.49 | 7 | 0
2030 | MISO_W_2_SPP_N | MISO_W | SPP_N | Internal | Summer | B2 | 25 | 3200 | 0 | 71.83 | 74.25 | 7 | 0
2030 | MISO_W_2_SPP_N | MISO_W | SPP_N | Internal | Summer | B3 | 75 | 3200 | 0 | 71.83 | 75.21 | 7 | 0
2030 | MISO_W_2_SPP_N | MISO_W | SPP_N | Internal | Summer | B4 | 100 | 3200 | 0 | 70.65 | 74.25 | 7 | 0
2030 | MISO_W_2_SPP_N | MISO_W | SPP_N | Internal | Summer | B5 | 200 | 3200 | 0 | 64.42 | 69.26 | 7 | 0
2030 | MISO_W_2_SPP_N | MISO_W | SPP_N | Internal | Summer | B6 | 300 | 3200 | 111.42 | 48.65 | 55.65 | 7 | 0
2030 | MISO_W_2_SPP_N | MISO_W | SPP_N | Internal | Summer | B7 | 400 | 3200 | 0 | 43.31 | 45.2 | 7 | 0
2030 | MISO_W_2_SPP_N | MISO_W | SPP_N | Internal | Summer | B8 | 500 | 3200 | 0 | 40.48 | 43.67 | 7 | 0
2030 | MISO_W_2_SPP_N | MISO_W | SPP_N | Internal | Summer | B9 | 800 | 3200 | 0 | 39.57 | 43.29 | 7 | 0
2030 | MISO_W_2_SPP_N | MISO_W | SPP_N | Internal | Summer | B10 | 1262 | 3200 | 0 | 35.19 | 38.79 | 7 | 0
2030 | MISO_W_2_SPP_N | MISO_W | SPP_N | Internal | Winter | B16 | 25 | 3200 | 0 | 47.47 | 47.48 | 7 | 0
2030 | MISO_W_2_SPP_N | MISO_W | SPP_N | Internal | Winter | B17 | 100 | 3200 | 0 | 44.58 | 44.59 | 7 | 0
2030 | MISO_W_2_SPP_N | MISO_W | SPP_N | Internal | Winter | B18 | 400 | 3200 | 0 | 44.61 | 44.62 | 7 | 0
2030 | MISO_W_2_SPP_N | MISO_W | SPP_N | Internal | Winter | B19 | 700 | 3200 | 0 | 42.33 | 42.33 | 7 | 0
2030 | MISO_W_2_SPP_N | MISO_W | SPP_N | Internal | Winter | B20 | 935 | 3200 | 0 | 36.4 | 36.41 | 7 | 0
2030 | MISO_WUMS_2_MISO_MI | MISO_WUMS | MISO_MI | Internal | Shoulder | B11 | 25 | 929 | 797.68 | 53.23 | 53.24 | 0.01 | 0
2030 | MISO_WUMS_2_MISO_MI | MISO_WUMS | MISO_MI | Internal | Shoulder | B12 | 200 | 929 | 929 | 45.96 | 46.04 | 0.01 | 0.06
2030 | MISO_WUMS_2_MISO_MI | MISO_WUMS | MISO_MI | Internal | Shoulder | B13 | 600 | 929 | 929 | 44.05 | 44.94 | 0.01 | 0.88
2030 | MISO_WUMS_2_MISO_MI | MISO_WUMS | MISO_MI | Internal | Shoulder | B14 | 900 | 929 | 929 | 42.45 | 42.75 | 0.01 | 0.29
2030 | MISO_WUMS_2_MISO_MI | MISO_WUMS | MISO_MI | Internal | Shoulder | B15 | 1203 | 929 | 629.45 | 38.14 | 38.15 | 0.01 | 0
2030 | MISO_WUMS_2_MISO_MI | MISO_WUMS | MISO_MI | Internal | Summer | B1 | 10 | 929 | 929 | 67.68 | 72.23 | 0.01 | 4.54
2030 | MISO_WUMS_2_MISO_MI | MISO_WUMS | MISO_MI | Internal | Summer | B2 | 25 | 929 | 929 | 67.68 | 71.85 | 0.01 | 4.16
2030 | MISO_WUMS_2_MISO_MI | MISO_WUMS | MISO_MI | Internal | Summer | B3 | 75 | 929 | 756.54 | 67.68 | 67.69 | 0.01 | 0
2030 | MISO_WUMS_2_MISO_MI | MISO_WUMS | MISO_MI | Internal | Summer | B4 | 100 | 929 | 0 | 66.96 | 66.95 | 0.01 | 0
2030 | MISO_WUMS_2_MISO_MI | MISO_WUMS | MISO_MI | Internal | Summer | B5 | 200 | 929 | 0 | 63.32 | 63.31 | 0.01 | 0
2030 | MISO_WUMS_2_MISO_MI | MISO_WUMS | MISO_MI | Internal | Summer | B6 | 300 | 929 | 929 | 48.64 | 48.67 | 0.01 | 0.01
2030 | MISO_WUMS_2_MISO_MI | MISO_WUMS | MISO_MI | Internal | Summer | B7 | 400 | 929 | 442.63 | 43.32 | 43.33 | 0.01 | 0
2030 | MISO_WUMS_2_MISO_MI | MISO_WUMS | MISO_MI | Internal | Summer | B8 | 500 | 929 | 929 | 40.85 | 41.34 | 0.01 | 0.48
2030 | MISO_WUMS_2_MISO_MI | MISO_WUMS | MISO_MI | Internal | Summer | B9 | 800 | 929 | 0 | 39.84 | 39.84 | 0.01 | 0
2030 | MISO_WUMS_2_MISO_MI | MISO_WUMS | MISO_MI | Internal | Summer | B10 | 1262 | 929 | 726.53 | 36.06 | 36.08 | 0.01 | 0
2030 | MISO_WUMS_2_MISO_MI | MISO_WUMS | MISO_MI | Internal | Winter | B16 | 25 | 929 | 929 | 48.59 | 52.43 | 0.01 | 3.83
2030 | MISO_WUMS_2_MISO_MI | MISO_WUMS | MISO_MI | Internal | Winter | B17 | 100 | 929 | 929 | 45.53 | 48.59 | 0.01 | 3.05
2030 | MISO_WUMS_2_MISO_MI | MISO_WUMS | MISO_MI | Internal | Winter | B18 | 400 | 929 | 929 | 45.53 | 46.02 | 0.01 | 0.48
2030 | MISO_WUMS_2_MISO_MI | MISO_WUMS | MISO_MI | Internal | Winter | B19 | 700 | 929 | 91.34 | 44.64 | 44.66 | 0.01 | 0
2030 | MISO_WUMS_2_MISO_MI | MISO_WUMS | MISO_MI | Internal | Winter | B20 | 935 | 929 | 808.17 | 36.42 | 36.43 | 0.01 | 0
2030 | MISO_WUMS_2_MISO_W | MISO_WUMS | MISO_W | Internal | Shoulder | B11 | 25 | 1137 | 53.94 | 53.23 | 53.24 | 0.01 | 0
2030 | MISO_WUMS_2_MISO_W | MISO_WUMS | MISO_W | Internal | Shoulder | B12 | 200 | 1137 | 0 | 45.96 | 45.31 | 0.01 | 0
2030 | MISO_WUMS_2_MISO_W | MISO_WUMS | MISO_W | Internal | Shoulder | B13 | 600 | 1137 | 0 | 44.05 | 44.03 | 0.01 | 0
2030 | MISO_WUMS_2_MISO_W | MISO_WUMS | MISO_W | Internal | Shoulder | B14 | 900 | 1137 | 0 | 42.45 | 40.16 | 0.01 | 0
2030 | MISO_WUMS_2_MISO_W | MISO_WUMS | MISO_W | Internal | Shoulder | B15 | 1203 | 1137 | 0 | 38.14 | 37.55 | 0.01 | 0
2030 | MISO_WUMS_2_MISO_W | MISO_WUMS | MISO_W | Internal | Summer | B1 | 10 | 1137 | 1137 | 67.68 | 72.37 | 0.01 | 4.69
2030 | MISO_WUMS_2_MISO_W | MISO_WUMS | MISO_W | Internal | Summer | B2 | 25 | 1137 | 1137 | 67.68 | 71.83 | 0.01 | 4.15
2030 | MISO_WUMS_2_MISO_W | MISO_WUMS | MISO_W | Internal | Summer | B3 | 75 | 1137 | 1137 | 67.68 | 71.83 | 0.01 | 4.15
2030 | MISO_WUMS_2_MISO_W | MISO_WUMS | MISO_W | Internal | Summer | B4 | 100 | 1137 | 1137 | 66.96 | 70.65 | 0.01 | 3.67
2030 | MISO_WUMS_2_MISO_W | MISO_WUMS | MISO_W | Internal | Summer | B5 | 200 | 1137 | 1137 | 63.32 | 64.42 | 0.01 | 1.09
2030 | MISO_WUMS_2_MISO_W | MISO_WUMS | MISO_W | Internal | Summer | B6 | 300 | 1137 | 92.17 | 48.64 | 48.65 | 0.01 | 0
2030 | MISO_WUMS_2_MISO_W | MISO_WUMS | MISO_W | Internal | Summer | B7 | 400 | 1137 | 0 | 43.32 | 43.31 | 0.01 | 0
2030 | MISO_WUMS_2_MISO_W | MISO_WUMS | MISO_W | Internal | Summer | B8 | 500 | 1137 | 0 | 40.85 | 40.48 | 0.01 | 0
2030 | MISO_WUMS_2_MISO_W | MISO_WUMS | MISO_W | Internal | Summer | B9 | 800 | 1137 | 0 | 39.84 | 39.57 | 0.01 | 0
2030 | MISO_WUMS_2_MISO_W | MISO_WUMS | MISO_W | Internal | Summer | B10 | 1262 | 1137 | 0 | 36.06 | 35.19 | 0.01 | 0
2030 | MISO_WUMS_2_MISO_W | MISO_WUMS | MISO_W | Internal | Winter | B16 | 25 | 1137 | 0 | 48.59 | 47.47 | 0.01 | 0
2030 | MISO_WUMS_2_MISO_W | MISO_WUMS | MISO_W | Internal | Winter | B17 | 100 | 1137 | 0 | 45.53 | 44.58 | 0.01 | 0
2030 | MISO_WUMS_2_MISO_W | MISO_WUMS | MISO_W | Internal | Winter | B18 | 400 | 1137 | 0 | 45.53 | 44.61 | 0.01 | 0
2030 | MISO_WUMS_2_MISO_W | MISO_WUMS | MISO_W | Internal | Winter | B19 | 700 | 1137 | 0 | 44.64 | 42.33 | 0.01 | 0
2030 | MISO_WUMS_2_MISO_W | MISO_WUMS | MISO_W | Internal | Winter | B20 | 935 | 1137 | 0 | 36.42 | 36.4 | 0.01 | 0
2030 | MISO_WUMS_2_PJM_ROR | MISO_WUMS | PJM_ROR | Internal | Shoulder | B11 | 25 | 1600 | 0 | 53.23 | 45.2 | 2 | 0
2030 | MISO_WUMS_2_PJM_ROR | MISO_WUMS | PJM_ROR | Internal | Shoulder | B12 | 200 | 1600 | 0 | 45.96 | 44.04 | 2 | 0
2030 | MISO_WUMS_2_PJM_ROR | MISO_WUMS | PJM_ROR | Internal | Shoulder | B13 | 600 | 1600 | 0 | 44.05 | 42.93 | 2 | 0
2030 | MISO_WUMS_2_PJM_ROR | MISO_WUMS | PJM_ROR | Internal | Shoulder | B14 | 900 | 1600 | 0 | 42.45 | 40.86 | 2 | 0
2030 | MISO_WUMS_2_PJM_ROR | MISO_WUMS | PJM_ROR | Internal | Shoulder | B15 | 1203 | 1600 | 0 | 38.14 | 35.57 | 2 | 0
2030 | MISO_WUMS_2_PJM_ROR | MISO_WUMS | PJM_ROR | Internal | Summer | B1 | 10 | 1600 | 0 | 67.68 | 69.28 | 2 | 0
2030 | MISO_WUMS_2_PJM_ROR | MISO_WUMS | PJM_ROR | Internal | Summer | B2 | 25 | 1600 | 0 | 67.68 | 69.28 | 2 | 0
2030 | MISO_WUMS_2_PJM_ROR | MISO_WUMS | PJM_ROR | Internal | Summer | B3 | 75 | 1600 | 0 | 67.68 | 66.59 | 2 | 0
2030 | MISO_WUMS_2_PJM_ROR | MISO_WUMS | PJM_ROR | Internal | Summer | B4 | 100 | 1600 | 0 | 66.96 | 61.16 | 2 | 0
2030 | MISO_WUMS_2_PJM_ROR | MISO_WUMS | PJM_ROR | Internal | Summer | B5 | 200 | 1600 | 0 | 63.32 | 58.44 | 2 | 0
2030 | MISO_WUMS_2_PJM_ROR | MISO_WUMS | PJM_ROR | Internal | Summer | B6 | 300 | 1600 | 0 | 48.64 | 46.64 | 2 | 0
2030 | MISO_WUMS_2_PJM_ROR | MISO_WUMS | PJM_ROR | Internal | Summer | B7 | 400 | 1600 | 0 | 43.32 | 41.33 | 2 | 0
2030 | MISO_WUMS_2_PJM_ROR | MISO_WUMS | PJM_ROR | Internal | Summer | B8 | 500 | 1600 | 0 | 40.85 | 40.88 | 2 | 0
2030 | MISO_WUMS_2_PJM_ROR | MISO_WUMS | PJM_ROR | Internal | Summer | B9 | 800 | 1600 | 0 | 39.84 | 37.84 | 2 | 0
2030 | MISO_WUMS_2_PJM_ROR | MISO_WUMS | PJM_ROR | Internal | Summer | B10 | 1262 | 1600 | 0 | 36.06 | 33.2 | 2 | 0
2030 | MISO_WUMS_2_PJM_ROR | MISO_WUMS | PJM_ROR | Internal | Winter | B16 | 25 | 1600 | 0 | 48.59 | 46.59 | 2 | 0
2030 | MISO_WUMS_2_PJM_ROR | MISO_WUMS | PJM_ROR | Internal | Winter | B17 | 100 | 1600 | 0 | 45.53 | 46.59 | 2 | 0
2030 | MISO_WUMS_2_PJM_ROR | MISO_WUMS | PJM_ROR | Internal | Winter | B18 | 400 | 1600 | 0 | 45.53 | 45.85 | 2 | 0
2030 | MISO_WUMS_2_PJM_ROR | MISO_WUMS | PJM_ROR | Internal | Winter | B19 | 700 | 1600 | 0 | 44.64 | 42.64 | 2 | 0
2030 | MISO_WUMS_2_PJM_ROR | MISO_WUMS | PJM_ROR | Internal | Winter | B20 | 935 | 1600 | 0 | 36.42 | 33.16 | 2 | 0
2030 | NE_2_MISO_W | NE | MISO_W | Internal | Shoulder | B11 | 25 | 1600 | 0 | 53.24 | 53.24 | 5 | 0
2030 | NE_2_MISO_W | NE | MISO_W | Internal | Shoulder | B12 | 200 | 1600 | 0 | 45.26 | 45.31 | 5 | 0
2030 | NE_2_MISO_W | NE | MISO_W | Internal | Shoulder | B13 | 600 | 1600 | 0 | 44.03 | 44.03 | 5 | 0
2030 | NE_2_MISO_W | NE | MISO_W | Internal | Shoulder | B14 | 900 | 1600 | 0 | 40.16 | 40.16 | 5 | 0
2030 | NE_2_MISO_W | NE | MISO_W | Internal | Shoulder | B15 | 1203 | 1600 | 0 | 37.55 | 37.55 | 5 | 0
2030 | NE_2_MISO_W | NE | MISO_W | Internal | Summer | B1 | 10 | 1600 | 0 | 72.48 | 72.37 | 5 | 0
2030 | NE_2_MISO_W | NE | MISO_W | Internal | Summer | B2 | 25 | 1600 | 0 | 74.24 | 71.83 | 5 | 0
2030 | NE_2_MISO_W | NE | MISO_W | Internal | Summer | B3 | 75 | 1600 | 0 | 75.19 | 71.83 | 5 | 0
2030 | NE_2_MISO_W | NE | MISO_W | Internal | Summer | B4 | 100 | 1600 | 0 | 74.24 | 70.65 | 5 | 0
2030 | NE_2_MISO_W | NE | MISO_W | Internal | Summer | B5 | 200 | 1600 | 0 | 69.25 | 64.42 | 5 | 0
2030 | NE_2_MISO_W | NE | MISO_W | Internal | Summer | B6 | 300 | 1600 | 0 | 55.64 | 48.65 | 5 | 0
2030 | NE_2_MISO_W | NE | MISO_W | Internal | Summer | B7 | 400 | 1600 | 0 | 45.19 | 43.31 | 5 | 0
2030 | NE_2_MISO_W | NE | MISO_W | Internal | Summer | B8 | 500 | 1600 | 0 | 43.65 | 40.48 | 5 | 0
2030 | NE_2_MISO_W | NE | MISO_W | Internal | Summer | B9 | 800 | 1600 | 0 | 43.27 | 39.57 | 5 | 0
2030 | NE_2_MISO_W | NE | MISO_W | Internal | Summer | B10 | 1262 | 1600 | 0 | 35.19 | 35.19 | 5 | 0
2030 | NE_2_MISO_W | NE | MISO_W | Internal | Winter | B16 | 25 | 1600 | 0 | 47.47 | 47.47 | 5 | 0
2030 | NE_2_MISO_W | NE | MISO_W | Internal | Winter | B17 | 100 | 1600 | 0 | 44.58 | 44.58 | 5 | 0
2030 | NE_2_MISO_W | NE | MISO_W | Internal | Winter | B18 | 400 | 1600 | 0 | 44.61 | 44.61 | 5 | 0
2030 | NE_2_MISO_W | NE | MISO_W | Internal | Winter | B19 | 700 | 1600 | 0 | 42.32 | 42.33 | 5 | 0
2030 | NE_2_MISO_W | NE | MISO_W | Internal | Winter | B20 | 935 | 1600 | 0 | 36.4 | 36.4 | 5 | 0
2030 | NE_2_SPP_N | NE | SPP_N | Internal | Shoulder | B11 | 25 | 3001 | 1667.23 | 53.24 | 53.25 | 0.01 | 0
2030 | NE_2_SPP_N | NE | SPP_N | Internal | Shoulder | B12 | 200 | 3001 | 111.32 | 45.26 | 45.28 | 0.01 | 0
2030 | NE_2_SPP_N | NE | SPP_N | Internal | Shoulder | B13 | 600 | 3001 | 621.11 | 44.03 | 44.05 | 0.01 | 0
2030 | NE_2_SPP_N | NE | SPP_N | Internal | Shoulder | B14 | 900 | 3001 | 798.52 | 40.16 | 40.17 | 0.01 | 0
2030 | NE_2_SPP_N | NE | SPP_N | Internal | Shoulder | B15 | 1203 | 3001 | 2081.73 | 37.55 | 37.57 | 0.01 | 0
2030 | NE_2_SPP_N | NE | SPP_N | Internal | Summer | B1 | 10 | 3001 | 1087.59 | 72.48 | 72.49 | 0.01 | 0
2030 | NE_2_SPP_N | NE | SPP_N | Internal | Summer | B2 | 25 | 3001 | 2410.89 | 74.24 | 74.25 | 0.01 | 0
2030 | NE_2_SPP_N | NE | SPP_N | Internal | Summer | B3 | 75 | 3001 | 2837.59 | 75.19 | 75.21 | 0.01 | 0
2030 | NE_2_SPP_N | NE | SPP_N | Internal | Summer | B4 | 100 | 3001 | 1806.17 | 74.24 | 74.25 | 0.01 | 0
2030 | NE_2_SPP_N | NE | SPP_N | Internal | Summer | B5 | 200 | 3001 | 1702.17 | 69.25 | 69.26 | 0.01 | 0
2030 | NE_2_SPP_N | NE | SPP_N | Internal | Summer | B6 | 300 | 3001 | 2006.09 | 55.64 | 55.65 | 0.01 | 0
2030 | NE_2_SPP_N | NE | SPP_N | Internal | Summer | B7 | 400 | 3001 | 2037.77 | 45.19 | 45.2 | 0.01 | 0
2030 | NE_2_SPP_N | NE | SPP_N | Internal | Summer | B8 | 500 | 3001 | 2649.25 | 43.65 | 43.67 | 0.01 | 0
2030 | NE_2_SPP_N | NE | SPP_N | Internal | Summer | B9 | 800 | 3001 | 2677.56 | 43.27 | 43.29 | 0.01 | 0
2030 | NE_2_SPP_N | NE | SPP_N | Internal | Summer | B10 | 1262 | 3001 | 3001 | 35.19 | 38.79 | 0.01 | 3.59
2030 | NE_2_SPP_N | NE | SPP_N | Internal | Winter | B16 | 25 | 3001 | 2204.31 | 47.47 | 47.48 | 0.01 | 0
2030 | NE_2_SPP_N | NE | SPP_N | Internal | Winter | B17 | 100 | 3001 | 1427.3 | 44.58 | 44.59 | 0.01 | 0
2030 | NE_2_SPP_N | NE | SPP_N | Internal | Winter | B18 | 400 | 3001 | 1436.98 | 44.61 | 44.62 | 0.01 | 0
2030 | NE_2_SPP_N | NE | SPP_N | Internal | Winter | B19 | 700 | 3001 | 644.46 | 42.32 | 42.33 | 0.01 | 0
2030 | NE_2_SPP_N | NE | SPP_N | Internal | Winter | B20 | 935 | 3001 | 1656.11 | 36.4 | 36.41 | 0.01 | 0
2030 | NEISO_2_NYISO_A-F | NEISO | NYISO_A-F | Internal | Shoulder | B11 | 25 | 600 | 330.99 | 38.9 | 41.9 | 3 | 0
2030 | NEISO_2_NYISO_A-F | NEISO | NYISO_A-F | Internal | Shoulder | B12 | 200 | 600 | 600 | 40.21 | 43.34 | 3 | 0.13
2030 | NEISO_2_NYISO_A-F | NEISO | NYISO_A-F | Internal | Shoulder | B13 | 600 | 600 | 0 | 40.21 | 43.19 | 3 | 0
2030 | NEISO_2_NYISO_A-F | NEISO | NYISO_A-F | Internal | Shoulder | B14 | 900 | 600 | 0 | 38.9 | 41.88 | 3 | 0
2030 | NEISO_2_NYISO_A-F | NEISO | NYISO_A-F | Internal | Shoulder | B15 | 1203 | 600 | 0 | 38.9 | 41.58 | 3 | 0
2030 | NEISO_2_NYISO_A-F | NEISO | NYISO_A-F | Internal | Summer | B1 | 10 | 600 | 79.32 | 58.27 | 61.27 | 3 | 0
2030 | NEISO_2_NYISO_A-F | NEISO | NYISO_A-F | Internal | Summer | B2 | 25 | 600 | 424.47 | 58.25 | 61.25 | 3 | 0
2030 | NEISO_2_NYISO_A-F | NEISO | NYISO_A-F | Internal | Summer | B3 | 75 | 600 | 600 | 51.42 | 55.13 | 3 | 0.71
2030 | NEISO_2_NYISO_A-F | NEISO | NYISO_A-F | Internal | Summer | B4 | 100 | 600 | 600 | 36.79 | 53.12 | 3 | 13.34
2030 | NEISO_2_NYISO_A-F | NEISO | NYISO_A-F | Internal | Summer | B5 | 200 | 600 | 600 | 36.79 | 51.02 | 3 | 11.24
2030 | NEISO_2_NYISO_A-F | NEISO | NYISO_A-F | Internal | Summer | B6 | 300 | 600 | 600 | 36.79 | 48.67 | 3 | 8.88
2030 | NEISO_2_NYISO_A-F | NEISO | NYISO_A-F | Internal | Summer | B7 | 400 | 600 | 600 | 36.79 | 42.02 | 3 | 2.23
2030 | NEISO_2_NYISO_A-F | NEISO | NYISO_A-F | Internal | Summer | B8 | 500 | 600 | 0 | 36.79 | 39.77 | 3 | 0
2030 | NEISO_2_NYISO_A-F | NEISO | NYISO_A-F | Internal | Summer | B9 | 800 | 600 | 0 | 36.79 | 39.57 | 3 | 0
2030 | NEISO_2_NYISO_A-F | NEISO | NYISO_A-F | Internal | Summer | B10 | 1262 | 600 | 0 | 36.79 | 39.57 | 3 | 0
2030 | NEISO_2_NYISO_A-F | NEISO | NYISO_A-F | Internal | Winter | B16 | 25 | 600 | 0 | 50.77 | 52.43 | 3 | 0
2030 | NEISO_2_NYISO_A-F | NEISO | NYISO_A-F | Internal | Winter | B17 | 100 | 600 | 0 | 50.77 | 48.59 | 3 | 0
2030 | NEISO_2_NYISO_A-F | NEISO | NYISO_A-F | Internal | Winter | B18 | 400 | 600 | 0 | 49.02 | 46.02 | 3 | 0
2030 | NEISO_2_NYISO_A-F | NEISO | NYISO_A-F | Internal | Winter | B19 | 700 | 600 | 0 | 49.02 | 46.02 | 3 | 0
2030 | NEISO_2_NYISO_A-F | NEISO | NYISO_A-F | Internal | Winter | B20 | 935 | 600 | 0 | 49.02 | 46.02 | 3 | 0
2030 | NEISO_2_NYISO_G-I | NEISO | NYISO_G-I | Internal | Shoulder | B11 | 25 | 600 | 600 | 38.9 | 41.92 | 3 | 0.01
2030 | NEISO_2_NYISO_G-I | NEISO | NYISO_G-I | Internal | Shoulder | B12 | 200 | 600 | 600 | 40.21 | 43.35 | 3 | 0.14
2030 | NEISO_2_NYISO_G-I | NEISO | NYISO_G-I | Internal | Shoulder | B13 | 600 | 600 | 246.38 | 40.21 | 43.21 | 3 | 0
2030 | NEISO_2_NYISO_G-I | NEISO | NYISO_G-I | Internal | Shoulder | B14 | 900 | 600 | 0 | 38.9 | 41.89 | 3 | 0
2030 | NEISO_2_NYISO_G-I | NEISO | NYISO_G-I | Internal | Shoulder | B15 | 1203 | 600 | 0 | 38.9 | 41.59 | 3 | 0
2030 | NEISO_2_NYISO_G-I | NEISO | NYISO_G-I | Internal | Summer | B1 | 10 | 600 | 600 | 58.27 | 61.28 | 3 | 0.01
2030 | NEISO_2_NYISO_G-I | NEISO | NYISO_G-I | Internal | Summer | B2 | 25 | 600 | 600 | 58.25 | 61.26 | 3 | 0.01
2030 | NEISO_2_NYISO_G-I | NEISO | NYISO_G-I | Internal | Summer | B3 | 75 | 600 | 600 | 51.42 | 56.42 | 3 | 2
2030 | NEISO_2_NYISO_G-I | NEISO | NYISO_G-I | Internal | Summer | B4 | 100 | 600 | 600 | 36.79 | 53.14 | 3 | 13.35
2030 | NEISO_2_NYISO_G-I | NEISO | NYISO_G-I | Internal | Summer | B5 | 200 | 600 | 600 | 36.79 | 52.6 | 3 | 12.82
2030 | NEISO_2_NYISO_G-I | NEISO | NYISO_G-I | Internal | Summer | B6 | 300 | 600 | 600 | 36.79 | 48.68 | 3 | 8.89
2030 | NEISO_2_NYISO_G-I | NEISO | NYISO_G-I | Internal | Summer | B7 | 400 | 600 | 600 | 36.79 | 42.03 | 3 | 2.25
2030 | NEISO_2_NYISO_G-I | NEISO | NYISO_G-I | Internal | Summer | B8 | 500 | 600 | 592.55 | 36.79 | 39.79 | 3 | 0
2030 | NEISO_2_NYISO_G-I | NEISO | NYISO_G-I | Internal | Summer | B9 | 800 | 600 | 0 | 36.79 | 39.58 | 3 | 0
2030 | NEISO_2_NYISO_G-I | NEISO | NYISO_G-I | Internal | Summer | B10 | 1262 | 600 | 0 | 36.79 | 39.58 | 3 | 0
2030 | NEISO_2_NYISO_G-I | NEISO | NYISO_G-I | Internal | Winter | B16 | 25 | 600 | 0 | 50.77 | 53.13 | 3 | 0
2030 | NEISO_2_NYISO_G-I | NEISO | NYISO_G-I | Internal | Winter | B17 | 100 | 600 | 0 | 50.77 | 52.62 | 3 | 0
2030 | NEISO_2_NYISO_G-I | NEISO | NYISO_G-I | Internal | Winter | B18 | 400 | 600 | 0 | 49.02 | 52.01 | 3 | 0
2030 | NEISO_2_NYISO_G-I | NEISO | NYISO_G-I | Internal | Winter | B19 | 700 | 600 | 0 | 49.02 | 50.3 | 3 | 0
2030 | NEISO_2_NYISO_G-I | NEISO | NYISO_G-I | Internal | Winter | B20 | 935 | 600 | 0 | 49.02 | 46.04 | 3 | 0
2030 | NEISO_2_NYISO_J-K | NEISO | NYISO_J-K | Internal | Shoulder | B11 | 25 | 500 | 500 | 38.9 | 41.93 | 3 | 0.02
2030 | NEISO_2_NYISO_J-K | NEISO | NYISO_J-K | Internal | Shoulder | B12 | 200 | 500 | 500 | 40.21 | 43.36 | 3 | 0.16
2030 | NEISO_2_NYISO_J-K | NEISO | NYISO_J-K | Internal | Shoulder | B13 | 600 | 500 | 500 | 40.21 | 43.22 | 3 | 0.01
2030 | NEISO_2_NYISO_J-K | NEISO | NYISO_J-K | Internal | Shoulder | B14 | 900 | 500 | 85.65 | 38.9 | 41.9 | 3 | 0
2030 | NEISO_2_NYISO_J-K | NEISO | NYISO_J-K | Internal | Shoulder | B15 | 1203 | 500 | 0 | 38.9 | 41.6 | 3 | 0
2030 | NEISO_2_NYISO_J-K | NEISO | NYISO_J-K | Internal | Summer | B1 | 10 | 500 | 500 | 58.27 | 61.29 | 3 | 0.02
2030 | NEISO_2_NYISO_J-K | NEISO | NYISO_J-K | Internal | Summer | B2 | 25 | 500 | 500 | 58.25 | 61.27 | 3 | 0.02
2030 | NEISO_2_NYISO_J-K | NEISO | NYISO_J-K | Internal | Summer | B3 | 75 | 500 | 500 | 51.42 | 56.44 | 3 | 2.01
2030 | NEISO_2_NYISO_J-K | NEISO | NYISO_J-K | Internal | Summer | B4 | 100 | 500 | 500 | 36.79 | 53.15 | 3 | 13.36
2030 | NEISO_2_NYISO_J-K | NEISO | NYISO_J-K | Internal | Summer | B5 | 200 | 500 | 500 | 36.79 | 52.61 | 3 | 12.83
2030 | NEISO_2_NYISO_J-K | NEISO | NYISO_J-K | Internal | Summer | B6 | 300 | 500 | 500 | 36.79 | 48.69 | 3 | 8.9
2030 | NEISO_2_NYISO_J-K | NEISO | NYISO_J-K | Internal | Summer | B7 | 400 | 500 | 500 | 36.79 | 42.04 | 3 | 2.26
2030 | NEISO_2_NYISO_J-K | NEISO | NYISO_J-K | Internal | Summer | B8 | 500 | 500 | 500 | 36.79 | 39.8 | 3 | 0.01
2030 | NEISO_2_NYISO_J-K | NEISO | NYISO_J-K | Internal | Summer | B9 | 800 | 500 | 0 | 36.79 | 39.59 | 3 | 0
2030 | NEISO_2_NYISO_J-K | NEISO | NYISO_J-K | Internal | Summer | B10 | 1262 | 500 | 0 | 36.79 | 39.59 | 3 | 0
2030 | NEISO_2_NYISO_J-K | NEISO | NYISO_J-K | Internal | Winter | B16 | 25 | 500 | 0 | 50.77 | 53.14 | 3 | 0
2030 | NEISO_2_NYISO_J-K | NEISO | NYISO_J-K | Internal | Winter | B17 | 100 | 500 | 0 | 50.77 | 52.63 | 3 | 0
2030 | NEISO_2_NYISO_J-K | NEISO | NYISO_J-K | Internal | Winter | B18 | 400 | 500 | 65.03 | 49.02 | 52.02 | 3 | 0
2030 | NEISO_2_NYISO_J-K | NEISO | NYISO_J-K | Internal | Winter | B19 | 700 | 500 | 0 | 49.02 | 50.31 | 3 | 0
2030 | NEISO_2_NYISO_J-K | NEISO | NYISO_J-K | Internal | Winter | B20 | 935 | 500 | 0 | 49.02 | 46.05 | 3 | 0
2030 | NonRTO_Midwest_2_TVA_Transmission | NonRTO_Midwest | TVA_Transmission | Internal | Shoulder | B11 | 25 | 2400 | 0 | 61.26 | 51.2 | 8 | 0
2030 | NonRTO_Midwest_2_TVA_Transmission | NonRTO_Midwest | TVA_Transmission | Internal | Shoulder | B12 | 200 | 2400 | 0 | 54.05 | 48.05 | 8 | 0
2030 | NonRTO_Midwest_2_TVA_Transmission | NonRTO_Midwest | TVA_Transmission | Internal | Shoulder | B13 | 600 | 2400 | 0 | 52.93 | 45.98 | 8 | 0
2030 | NonRTO_Midwest_2_TVA_Transmission | NonRTO_Midwest | TVA_Transmission | Internal | Shoulder | B14 | 900 | 2400 | 0 | 44.28 | 44.31 | 8 | 0
2030 | NonRTO_Midwest_2_TVA_Transmission | NonRTO_Midwest | TVA_Transmission | Internal | Shoulder | B15 | 1203 | 2400 | 0 | 37.74 | 39.01 | 8 | 0
2030 | NonRTO_Midwest_2_TVA_Transmission | NonRTO_Midwest | TVA_Transmission | Internal | Summer | B1 | 10 | 2400 | 0 | 76.13 | 80.38 | 8 | 0
2030 | NonRTO_Midwest_2_TVA_Transmission | NonRTO_Midwest | TVA_Transmission | Internal | Summer | B2 | 25 | 2400 | 0 | 76.13 | 79.85 | 8 | 0
2030 | NonRTO_Midwest_2_TVA_Transmission | NonRTO_Midwest | TVA_Transmission | Internal | Summer | B3 | 75 | 2400 | 0 | 76.13 | 72.59 | 8 | 0
2030 | NonRTO_Midwest_2_TVA_Transmission | NonRTO_Midwest | TVA_Transmission | Internal | Summer | B4 | 100 | 2400 | 0 | 76.13 | 67.13 | 8 | 0
2030 | NonRTO_Midwest_2_TVA_Transmission | NonRTO_Midwest | TVA_Transmission | Internal | Summer | B5 | 200 | 2400 | 0 | 72.44 | 63.44 | 8 | 0
2030 | NonRTO_Midwest_2_TVA_Transmission | NonRTO_Midwest | TVA_Transmission | Internal | Summer | B6 | 300 | 2400 | 0 | 56.68 | 51.55 | 8 | 0
2030 | NonRTO_Midwest_2_TVA_Transmission | NonRTO_Midwest | TVA_Transmission | Internal | Summer | B7 | 400 | 2400 | 0 | 50.91 | 46.22 | 8 | 0
2030 | NonRTO_Midwest_2_TVA_Transmission | NonRTO_Midwest | TVA_Transmission | Internal | Summer | B8 | 500 | 2400 | 0 | 43.2 | 43.14 | 8 | 0
2030 | NonRTO_Midwest_2_TVA_Transmission | NonRTO_Midwest | TVA_Transmission | Internal | Summer | B9 | 800 | 2400 | 0 | 37.74 | 41.12 | 8 | 0
2030 | NonRTO_Midwest_2_TVA_Transmission | NonRTO_Midwest | TVA_Transmission | Internal | Summer | B10 | 1262 | 2400 | 0 | 33.75 | 38.02 | 8 | 0
2030 | NonRTO_Midwest_2_TVA_Transmission | NonRTO_Midwest | TVA_Transmission | Internal | Winter | B16 | 25 | 2400 | 0 | 60.44 | 52.59 | 8 | 0
2030 | NonRTO_Midwest_2_TVA_Transmission | NonRTO_Midwest | TVA_Transmission | Internal | Winter | B17 | 100 | 2400 | 0 | 56.6 | 50.73 | 8 | 0
2030 | NonRTO_Midwest_2_TVA_Transmission | NonRTO_Midwest | TVA_Transmission | Internal | Winter | B18 | 400 | 2400 | 0 | 54.01 | 47.06 | 8 | 0
2030 | NonRTO_Midwest_2_TVA_Transmission | NonRTO_Midwest | TVA_Transmission | Internal | Winter | B19 | 700 | 2400 | 0 | 44.8 | 44.07 | 8 | 0
2030 | NonRTO_Midwest_2_TVA_Transmission | NonRTO_Midwest | TVA_Transmission | Internal | Winter | B20 | 935 | 2400 | 0 | 37.74 | 39.16 | 8 | 0
2030 | NYISO_A-F_2_IESO | NYISO_A-F | IESO | Internal | Shoulder | B11 | 25 | 1600 | 0 | 41.9 | 34.9 | 7 | 0
2030 | NYISO_A-F_2_IESO | NYISO_A-F | IESO | Internal | Shoulder | B12 | 200 | 1600 | 0 | 43.34 | 36.34 | 7 | 0
2030 | NYISO_A-F_2_IESO | NYISO_A-F | IESO | Internal | Shoulder | B13 | 600 | 1600 | 0 | 43.19 | 36.19 | 7 | 0
2030 | NYISO_A-F_2_IESO | NYISO_A-F | IESO | Internal | Shoulder | B14 | 900 | 1600 | 0 | 41.88 | 34.88 | 7 | 0
2030 | NYISO_A-F_2_IESO | NYISO_A-F | IESO | Internal | Shoulder | B15 | 1203 | 1600 | 0 | 41.58 | 34.58 | 7 | 0
2030 | NYISO_A-F_2_IESO | NYISO_A-F | IESO | Internal | Summer | B1 | 10 | 1600 | 0 | 61.27 | 54.27 | 7 | 0
2030 | NYISO_A-F_2_IESO | NYISO_A-F | IESO | Internal | Summer | B2 | 25 | 1600 | 0 | 61.25 | 54.25 | 7 | 0
2030 | NYISO_A-F_2_IESO | NYISO_A-F | IESO | Internal | Summer | B3 | 75 | 1600 | 0 | 55.13 | 48.13 | 7 | 0
2030 | NYISO_A-F_2_IESO | NYISO_A-F | IESO | Internal | Summer | B4 | 100 | 1600 | 0 | 53.12 | 46.12 | 7 | 0
2030 | NYISO_A-F_2_IESO | NYISO_A-F | IESO | Internal | Summer | B5 | 200 | 1600 | 0 | 51.02 | 44.02 | 7 | 0
2030 | NYISO_A-F_2_IESO | NYISO_A-F | IESO | Internal | Summer | B6 | 300 | 1600 | 0 | 48.67 | 41.67 | 7 | 0
2030 | NYISO_A-F_2_IESO | NYISO_A-F | IESO | Internal | Summer | B7 | 400 | 1600 | 0 | 42.02 | 35.02 | 7 | 0
2030 | NYISO_A-F_2_IESO | NYISO_A-F | IESO | Internal | Summer | B8 | 500 | 1600 | 0 | 39.77 | 32.77 | 7 | 0
2030 | NYISO_A-F_2_IESO | NYISO_A-F | IESO | Internal | Summer | B9 | 800 | 1600 | 0 | 39.57 | 32.57 | 7 | 0
2030 | NYISO_A-F_2_IESO | NYISO_A-F | IESO | Internal | Summer | B10 | 1262 | 1600 | 0 | 39.57 | 32.57 | 7 | 0
2030 | NYISO_A-F_2_IESO | NYISO_A-F | IESO | Internal | Winter | B16 | 25 | 1600 | 0 | 52.43 | 45.43 | 7 | 0
2030 | NYISO_A-F_2_IESO | NYISO_A-F | IESO | Internal | Winter | B17 | 100 | 1600 | 0 | 48.59 | 41.59 | 7 | 0
2030 | NYISO_A-F_2_IESO | NYISO_A-F | IESO | Internal | Winter | B18 | 400 | 1600 | 0 | 46.02 | 39.02 | 7 | 0
2030 | NYISO_A-F_2_IESO | NYISO_A-F | IESO | Internal | Winter | B19 | 700 | 1600 | 0 | 46.02 | 39.02 | 7 | 0
2030 | NYISO_A-F_2_IESO | NYISO_A-F | IESO | Internal | Winter | B20 | 935 | 1600 | 0 | 46.02 | 39.02 | 7 | 0
2030 | NYISO_A-F_2_NEISO | NYISO_A-F | NEISO | Internal | Shoulder | B11 | 25 | 600 | 0 | 41.9 | 38.9 | 3 | 0
2030 | NYISO_A-F_2_NEISO | NYISO_A-F | NEISO | Internal | Shoulder | B12 | 200 | 600 | 0 | 43.34 | 40.21 | 3 | 0
2030 | NYISO_A-F_2_NEISO | NYISO_A-F | NEISO | Internal | Shoulder | B13 | 600 | 600 | 0 | 43.19 | 40.21 | 3 | 0
2030 | NYISO_A-F_2_NEISO | NYISO_A-F | NEISO | Internal | Shoulder | B14 | 900 | 600 | 0 | 41.88 | 38.9 | 3 | 0
2030 | NYISO_A-F_2_NEISO | NYISO_A-F | NEISO | Internal | Shoulder | B15 | 1203 | 600 | 0 | 41.58 | 38.9 | 3 | 0
2030 | NYISO_A-F_2_NEISO | NYISO_A-F | NEISO | Internal | Summer | B1 | 10 | 600 | 0 | 61.27 | 58.27 | 3 | 0
2030 | NYISO_A-F_2_NEISO | NYISO_A-F | NEISO | Internal | Summer | B2 | 25 | 600 | 0 | 61.25 | 58.25 | 3 | 0
2030 | NYISO_A-F_2_NEISO | NYISO_A-F | NEISO | Internal | Summer | B3 | 75 | 600 | 0 | 55.13 | 51.42 | 3 | 0
2030 | NYISO_A-F_2_NEISO | NYISO_A-F | NEISO | Internal | Summer | B4 | 100 | 600 | 0 | 53.12 | 36.79 | 3 | 0
2030 | NYISO_A-F_2_NEISO | NYISO_A-F | NEISO | Internal | Summer | B5 | 200 | 600 | 0 | 51.02 | 36.79 | 3 | 0
2030 | NYISO_A-F_2_NEISO | NYISO_A-F | NEISO | Internal | Summer | B6 | 300 | 600 | 0 | 48.67 | 36.79 | 3 | 0
2030 | NYISO_A-F_2_NEISO | NYISO_A-F | NEISO | Internal | Summer | B7 | 400 | 600 | 0 | 42.02 | 36.79 | 3 | 0
2030 | NYISO_A-F_2_NEISO | NYISO_A-F | NEISO | Internal | Summer | B8 | 500 | 600 | 0 | 39.77 | 36.79 | 3 | 0
2030 | NYISO_A-F_2_NEISO | NYISO_A-F | NEISO | Internal | Summer | B9 | 800 | 600 | 0 | 39.57 | 36.79 | 3 | 0
2030 | NYISO_A-F_2_NEISO | NYISO_A-F | NEISO | Internal | Summer | B10 | 1262 | 600 | 0 | 39.57 | 36.79 | 3 | 0
2030 | NYISO_A-F_2_NEISO | NYISO_A-F | NEISO | Internal | Winter | B16 | 25 | 600 | 0 | 52.43 | 50.77 | 3 | 0
2030 | NYISO_A-F_2_NEISO | NYISO_A-F | NEISO | Internal | Winter | B17 | 100 | 600 | 0 | 48.59 | 50.77 | 3 | 0
2030 | NYISO_A-F_2_NEISO | NYISO_A-F | NEISO | Internal | Winter | B18 | 400 | 600 | 191.44 | 46.02 | 49.02 | 3 | 0
2030 | NYISO_A-F_2_NEISO | NYISO_A-F | NEISO | Internal | Winter | B19 | 700 | 600 | 206.46 | 46.02 | 49.02 | 3 | 0
2030 | NYISO_A-F_2_NEISO | NYISO_A-F | NEISO | Internal | Winter | B20 | 935 | 600 | 294.35 | 46.02 | 49.02 | 3 | 0
2030 | NYISO_A-F_2_NYISO_G-I | NYISO_A-F | NYISO_G-I | Internal | Shoulder | B11 | 25 | 4757 | 2993.68 | 41.9 | 41.92 | 0.01 | 0
2030 | NYISO_A-F_2_NYISO_G-I | NYISO_A-F | NYISO_G-I | Internal | Shoulder | B12 | 200 | 4757 | 3347.64 | 43.34 | 43.35 | 0.01 | 0
2030 | NYISO_A-F_2_NYISO_G-I | NYISO_A-F | NYISO_G-I | Internal | Shoulder | B13 | 600 | 4757 | 3085.58 | 43.19 | 43.21 | 0.01 | 0
2030 | NYISO_A-F_2_NYISO_G-I | NYISO_A-F | NYISO_G-I | Internal | Shoulder | B14 | 900 | 4757 | 3048.98 | 41.88 | 41.89 | 0.01 | 0
2030 | NYISO_A-F_2_NYISO_G-I | NYISO_A-F | NYISO_G-I | Internal | Shoulder | B15 | 1203 | 4757 | 1156.42 | 41.58 | 41.59 | 0.01 | 0
2030 | NYISO_A-F_2_NYISO_G-I | NYISO_A-F | NYISO_G-I | Internal | Summer | B1 | 10 | 4757 | 3607.97 | 61.27 | 61.28 | 0.01 | 0
2030 | NYISO_A-F_2_NYISO_G-I | NYISO_A-F | NYISO_G-I | Internal | Summer | B2 | 25 | 4757 | 4105.26 | 61.25 | 61.26 | 0.01 | 0
2030 | NYISO_A-F_2_NYISO_G-I | NYISO_A-F | NYISO_G-I | Internal | Summer | B3 | 75 | 4757 | 4757 | 55.13 | 56.42 | 0.01 | 1.28
2030 | NYISO_A-F_2_NYISO_G-I | NYISO_A-F | NYISO_G-I | Internal | Summer | B4 | 100 | 4757 | 2892.55 | 53.12 | 53.14 | 0.01 | 0
2030 | NYISO_A-F_2_NYISO_G-I | NYISO_A-F | NYISO_G-I | Internal | Summer | B5 | 200 | 4757 | 4757 | 51.02 | 52.6 | 0.01 | 1.57
2030 | NYISO_A-F_2_NYISO_G-I | NYISO_A-F | NYISO_G-I | Internal | Summer | B6 | 300 | 4757 | 4022.52 | 48.67 | 48.68 | 0.01 | 0
2030 | NYISO_A-F_2_NYISO_G-I | NYISO_A-F | NYISO_G-I | Internal | Summer | B7 | 400 | 4757 | 2952.86 | 42.02 | 42.03 | 0.01 | 0
2030 | NYISO_A-F_2_NYISO_G-I | NYISO_A-F | NYISO_G-I | Internal | Summer | B8 | 500 | 4757 | 2489.68 | 39.77 | 39.79 | 0.01 | 0
2030 | NYISO_A-F_2_NYISO_G-I | NYISO_A-F | NYISO_G-I | Internal | Summer | B9 | 800 | 4757 | 2391.66 | 39.57 | 39.58 | 0.01 | 0
2030 | NYISO_A-F_2_NYISO_G-I | NYISO_A-F | NYISO_G-I | Internal | Summer | B10 | 1262 | 4757 | 268.73 | 39.57 | 39.58 | 0.01 | 0
2030 | NYISO_A-F_2_NYISO_G-I | NYISO_A-F | NYISO_G-I | Internal | Winter | B16 | 25 | 4757 | 4757 | 52.43 | 53.13 | 0.01 | 0.69
2030 | NYISO_A-F_2_NYISO_G-I | NYISO_A-F | NYISO_G-I | Internal | Winter | B17 | 100 | 4757 | 4757 | 48.59 | 52.62 | 0.01 | 4.01
2030 | NYISO_A-F_2_NYISO_G-I | NYISO_A-F | NYISO_G-I | Internal | Winter | B18 | 400 | 4757 | 4757 | 46.02 | 52.01 | 0.01 | 5.98
2030 | NYISO_A-F_2_NYISO_G-I | NYISO_A-F | NYISO_G-I | Internal | Winter | B19 | 700 | 4757 | 4757 | 46.02 | 50.3 | 0.01 | 4.27
2030 | NYISO_A-F_2_NYISO_G-I | NYISO_A-F | NYISO_G-I | Internal | Winter | B20 | 935 | 4757 | 3905.2 | 46.02 | 46.04 | 0.01 | 0
2030 | NYISO_A-F_2_PJM_ROM | NYISO_A-F | PJM_ROM | Internal | Shoulder | B11 | 25 | 1000 | 0 | 41.9 | 45.19 | 8 | 0
2030 | NYISO_A-F_2_PJM_ROM | NYISO_A-F | PJM_ROM | Internal | Shoulder | B12 | 200 | 1000 | 0 | 43.34 | 44.05 | 8 | 0
2030 | NYISO_A-F_2_PJM_ROM | NYISO_A-F | PJM_ROM | Internal | Shoulder | B13 | 600 | 1000 | 0 | 43.19 | 42.94 | 8 | 0
2030 | NYISO_A-F_2_PJM_ROM | NYISO_A-F | PJM_ROM | Internal | Shoulder | B14 | 900 | 1000 | 0 | 41.88 | 40.87 | 8 | 0
2030 | NYISO_A-F_2_PJM_ROM | NYISO_A-F | PJM_ROM | Internal | Shoulder | B15 | 1203 | 1000 | 0 | 41.58 | 35.58 | 8 | 0
2030 | NYISO_A-F_2_PJM_ROM | NYISO_A-F | PJM_ROM | Internal | Summer | B1 | 10 | 1000 | 1000 | 61.27 | 69.29 | 8 | 0.02
2030 | NYISO_A-F_2_PJM_ROM | NYISO_A-F | PJM_ROM | Internal | Summer | B2 | 25 | 1000 | 1000 | 61.25 | 69.27 | 8 | 0.02
2030 | NYISO_A-F_2_PJM_ROM | NYISO_A-F | PJM_ROM | Internal | Summer | B3 | 75 | 1000 | 1000 | 55.13 | 66.58 | 8 | 3.45
2030 | NYISO_A-F_2_PJM_ROM | NYISO_A-F | PJM_ROM | Internal | Summer | B4 | 100 | 1000 | 1000 | 53.12 | 61.15 | 8 | 0.02
2030 | NYISO_A-F_2_PJM_ROM | NYISO_A-F | PJM_ROM | Internal | Summer | B5 | 200 | 1000 | 0 | 51.02 | 58.42 | 8 | 0
2030 | NYISO_A-F_2_PJM_ROM | NYISO_A-F | PJM_ROM | Internal | Summer | B6 | 300 | 1000 | 0 | 48.67 | 46.63 | 8 | 0
2030 | NYISO_A-F_2_PJM_ROM | NYISO_A-F | PJM_ROM | Internal | Summer | B7 | 400 | 1000 | 0 | 42.02 | 41.34 | 8 | 0
2030 | NYISO_A-F_2_PJM_ROM | NYISO_A-F | PJM_ROM | Internal | Summer | B8 | 500 | 1000 | 0 | 39.77 | 40.89 | 8 | 0
2030 | NYISO_A-F_2_PJM_ROM | NYISO_A-F | PJM_ROM | Internal | Summer | B9 | 800 | 1000 | 0 | 39.57 | 37.85 | 8 | 0
2030 | NYISO_A-F_2_PJM_ROM | NYISO_A-F | PJM_ROM | Internal | Summer | B10 | 1262 | 1000 | 0 | 39.57 | 33.57 | 8 | 0
2030 | NYISO_A-F_2_PJM_ROM | NYISO_A-F | PJM_ROM | Internal | Winter | B16 | 25 | 1000 | 0 | 52.43 | 46.6 | 8 | 0
2030 | NYISO_A-F_2_PJM_ROM | NYISO_A-F | PJM_ROM | Internal | Winter | B17 | 100 | 1000 | 0 | 48.59 | 46.6 | 8 | 0
2030 | NYISO_A-F_2_PJM_ROM | NYISO_A-F | PJM_ROM | Internal | Winter | B18 | 400 | 1000 | 0 | 46.02 | 45.86 | 8 | 0
2030 | NYISO_A-F_2_PJM_ROM | NYISO_A-F | PJM_ROM | Internal | Winter | B19 | 700 | 1000 | 0 | 46.02 | 42.66 | 8 | 0
2030 | NYISO_A-F_2_PJM_ROM | NYISO_A-F | PJM_ROM | Internal | Winter | B20 | 935 | 1000 | 0 | 46.02 | 33.32 | 8 | 0
2030 | NYISO_G-I_2_NEISO | NYISO_G-I | NEISO | Internal | Shoulder | B11 | 25 | 600 | 0 | 41.92 | 38.9 | 3 | 0
2030 | NYISO_G-I_2_NEISO | NYISO_G-I | NEISO | Internal | Shoulder | B12 | 200 | 600 | 0 | 43.35 | 40.21 | 3 | 0
2030 | NYISO_G-I_2_NEISO | NYISO_G-I | NEISO | Internal | Shoulder | B13 | 600 | 600 | 0 | 43.21 | 40.21 | 3 | 0
2030 | NYISO_G-I_2_NEISO | NYISO_G-I | NEISO | Internal | Shoulder | B14 | 900 | 600 | 0 | 41.89 | 38.9 | 3 | 0
2030 | NYISO_G-I_2_NEISO | NYISO_G-I | NEISO | Internal | Shoulder | B15 | 1203 | 600 | 0 | 41.59 | 38.9 | 3 | 0
2030 | NYISO_G-I_2_NEISO | NYISO_G-I | NEISO | Internal | Summer | B1 | 10 | 600 | 0 | 61.28 | 58.27 | 3 | 0
2030 | NYISO_G-I_2_NEISO | NYISO_G-I | NEISO | Internal | Summer | B2 | 25 | 600 | 0 | 61.26 | 58.25 | 3 | 0
2030 | NYISO_G-I_2_NEISO | NYISO_G-I | NEISO | Internal | Summer | B3 | 75 | 600 | 0 | 56.42 | 51.42 | 3 | 0
2030 | NYISO_G-I_2_NEISO | NYISO_G-I | NEISO | Internal | Summer | B4 | 100 | 600 | 0 | 53.14 | 36.79 | 3 | 0
2030 | NYISO_G-I_2_NEISO | NYISO_G-I | NEISO | Internal | Summer | B5 | 200 | 600 | 0 | 52.6 | 36.79 | 3 | 0
2030 | NYISO_G-I_2_NEISO | NYISO_G-I | NEISO | Internal | Summer | B6 | 300 | 600 | 0 | 48.68 | 36.79 | 3 | 0
2030 | NYISO_G-I_2_NEISO | NYISO_G-I | NEISO | Internal | Summer | B7 | 400 | 600 | 0 | 42.03 | 36.79 | 3 | 0
2030 | NYISO_G-I_2_NEISO | NYISO_G-I | NEISO | Internal | Summer | B8 | 500 | 600 | 0 | 39.79 | 36.79 | 3 | 0
2030 | NYISO_G-I_2_NEISO | NYISO_G-I | NEISO | Internal | Summer | B9 | 800 | 600 | 0 | 39.58 | 36.79 | 3 | 0
2030 | NYISO_G-I_2_NEISO | NYISO_G-I | NEISO | Internal | Summer | B10 | 1262 | 600 | 0 | 39.58 | 36.79 | 3 | 0
2030 | NYISO_G-I_2_NEISO | NYISO_G-I | NEISO | Internal | Winter | B16 | 25 | 600 | 0 | 53.13 | 50.77 | 3 | 0
2030 | NYISO_G-I_2_NEISO | NYISO_G-I | NEISO | Internal | Winter | B17 | 100 | 600 | 0 | 52.62 | 50.77 | 3 | 0
2030 | NYISO_G-I_2_NEISO | NYISO_G-I | NEISO | Internal | Winter | B18 | 400 | 600 | 0 | 52.01 | 49.02 | 3 | 0
2030 | NYISO_G-I_2_NEISO | NYISO_G-I | NEISO | Internal | Winter | B19 | 700 | 600 | 0 | 50.3 | 49.02 | 3 | 0
2030 | NYISO_G-I_2_NEISO | NYISO_G-I | NEISO | Internal | Winter | B20 | 935 | 600 | 0 | 46.04 | 49.02 | 3 | 0
2030 | NYISO_G-I_2_NYISO_A-F | NYISO_G-I | NYISO_A-F | Internal | Shoulder | B11 | 25 | 2506 | 0 | 41.92 | 41.9 | 0.01 | 0
2030 | NYISO_G-I_2_NYISO_A-F | NYISO_G-I | NYISO_A-F | Internal | Shoulder | B12 | 200 | 2506 | 0 | 43.35 | 43.34 | 0.01 | 0
2030 | NYISO_G-I_2_NYISO_A-F | NYISO_G-I | NYISO_A-F | Internal | Shoulder | B13 | 600 | 2506 | 0 | 43.21 | 43.19 | 0.01 | 0
2030 | NYISO_G-I_2_NYISO_A-F | NYISO_G-I | NYISO_A-F | Internal | Shoulder | B14 | 900 | 2506 | 0 | 41.89 | 41.88 | 0.01 | 0
2030 | NYISO_G-I_2_NYISO_A-F | NYISO_G-I | NYISO_A-F | Internal | Shoulder | B15 | 1203 | 2506 | 0 | 41.59 | 41.58 | 0.01 | 0
2030 | NYISO_G-I_2_NYISO_A-F | NYISO_G-I | NYISO_A-F | Internal | Summer | B1 | 10 | 2506 | 0 | 61.28 | 61.27 | 0.01 | 0
2030 | NYISO_G-I_2_NYISO_A-F | NYISO_G-I | NYISO_A-F | Internal | Summer | B2 | 25 | 2506 | 0 | 61.26 | 61.25 | 0.01 | 0
2030 | NYISO_G-I_2_NYISO_A-F | NYISO_G-I | NYISO_A-F | Internal | Summer | B3 | 75 | 2506 | 0 | 56.42 | 55.13 | 0.01 | 0
2030 | NYISO_G-I_2_NYISO_A-F | NYISO_G-I | NYISO_A-F | Internal | Summer | B4 | 100 | 2506 | 0 | 53.14 | 53.12 | 0.01 | 0
2030 | NYISO_G-I_2_NYISO_A-F | NYISO_G-I | NYISO_A-F | Internal | Summer | B5 | 200 | 2506 | 0 | 52.6 | 51.02 | 0.01 | 0
2030 | NYISO_G-I_2_NYISO_A-F | NYISO_G-I | NYISO_A-F | Internal | Summer | B6 | 300 | 2506 | 0 | 48.68 | 48.67 | 0.01 | 0
2030 | NYISO_G-I_2_NYISO_A-F | NYISO_G-I | NYISO_A-F | Internal | Summer | B7 | 400 | 2506 | 0 | 42.03 | 42.02 | 0.01 | 0
2030 | NYISO_G-I_2_NYISO_A-F | NYISO_G-I | NYISO_A-F | Internal | Summer | B8 | 500 | 2506 | 0 | 39.79 | 39.77 | 0.01 | 0
2030 | NYISO_G-I_2_NYISO_A-F | NYISO_G-I | NYISO_A-F | Internal | Summer | B9 | 800 | 2506 | 0 | 39.58 | 39.57 | 0.01 | 0
2030 | NYISO_G-I_2_NYISO_A-F | NYISO_G-I | NYISO_A-F | Internal | Summer | B10 | 1262 | 2506 | 0 | 39.58 | 39.57 | 0.01 | 0
2030 | NYISO_G-I_2_NYISO_A-F | NYISO_G-I | NYISO_A-F | Internal | Winter | B16 | 25 | 2506 | 0 | 53.13 | 52.43 | 0.01 | 0
2030 | NYISO_G-I_2_NYISO_A-F | NYISO_G-I | NYISO_A-F | Internal | Winter | B17 | 100 | 2506 | 0 | 52.62 | 48.59 | 0.01 | 0
2030 | NYISO_G-I_2_NYISO_A-F | NYISO_G-I | NYISO_A-F | Internal | Winter | B18 | 400 | 2506 | 0 | 52.01 | 46.02 | 0.01 | 0
2030 | NYISO_G-I_2_NYISO_A-F | NYISO_G-I | NYISO_A-F | Internal | Winter | B19 | 700 | 2506 | 0 | 50.3 | 46.02 | 0.01 | 0
2030 | NYISO_G-I_2_NYISO_A-F | NYISO_G-I | NYISO_A-F | Internal | Winter | B20 | 935 | 2506 | 0 | 46.04 | 46.02 | 0.01 | 0
2030 | NYISO_G-I_2_NYISO_J-K | NYISO_G-I | NYISO_J-K | Internal | Shoulder | B11 | 25 | 6188 | 3499.79 | 41.92 | 41.93 | 0.01 | 0
2030 | NYISO_G-I_2_NYISO_J-K | NYISO_G-I | NYISO_J-K | Internal | Shoulder | B12 | 200 | 6188 | 3927.57 | 43.35 | 43.36 | 0.01 | 0
2030 | NYISO_G-I_2_NYISO_J-K | NYISO_G-I | NYISO_J-K | Internal | Shoulder | B13 | 600 | 6188 | 3442.55 | 43.21 | 43.22 | 0.01 | 0
2030 | NYISO_G-I_2_NYISO_J-K | NYISO_G-I | NYISO_J-K | Internal | Shoulder | B14 | 900 | 6188 | 3165.22 | 41.89 | 41.9 | 0.01 | 0
2030 | NYISO_G-I_2_NYISO_J-K | NYISO_G-I | NYISO_J-K | Internal | Shoulder | B15 | 1203 | 6188 | 1296.58 | 41.59 | 41.6 | 0.01 | 0
2030 | NYISO_G-I_2_NYISO_J-K | NYISO_G-I | NYISO_J-K | Internal | Summer | B1 | 10 | 6188 | 2974.92 | 61.28 | 61.29 | 0.01 | 0
2030 | NYISO_G-I_2_NYISO_J-K | NYISO_G-I | NYISO_J-K | Internal | Summer | B2 | 25 | 6188 | 3075.13 | 61.26 | 61.27 | 0.01 | 0
2030 | NYISO_G-I_2_NYISO_J-K | NYISO_G-I | NYISO_J-K | Internal | Summer | B3 | 75 | 6188 | 3497.36 | 56.42 | 56.44 | 0.01 | 0
2030 | NYISO_G-I_2_NYISO_J-K | NYISO_G-I | NYISO_J-K | Internal | Summer | B4 | 100 | 6188 | 2329.76 | 53.14 | 53.15 | 0.01 | 0
2030 | NYISO_G-I_2_NYISO_J-K | NYISO_G-I | NYISO_J-K | Internal | Summer | B5 | 200 | 6188 | 5420.21 | 52.6 | 52.61 | 0.01 | 0
2030 | NYISO_G-I_2_NYISO_J-K | NYISO_G-I | NYISO_J-K | Internal | Summer | B6 | 300 | 6188 | 4888.78 | 48.68 | 48.69 | 0.01 | 0
2030 | NYISO_G-I_2_NYISO_J-K | NYISO_G-I | NYISO_J-K | Internal | Summer | B7 | 400 | 6188 | 4002.94 | 42.03 | 42.04 | 0.01 | 0
2030 | NYISO_G-I_2_NYISO_J-K | NYISO_G-I | NYISO_J-K | Internal | Summer | B8 | 500 | 6188 | 3692.48 | 39.79 | 39.8 | 0.01 | 0
2030 | NYISO_G-I_2_NYISO_J-K | NYISO_G-I | NYISO_J-K | Internal | Summer | B9 | 800 | 6188 | 3219.06 | 39.58 | 39.59 | 0.01 | 0
2030 | NYISO_G-I_2_NYISO_J-K | NYISO_G-I | NYISO_J-K | Internal | Summer | B10 | 1262 | 6188 | 1735.18 | 39.58 | 39.59 | 0.01 | 0
2030 | NYISO_G-I_2_NYISO_J-K | NYISO_G-I | NYISO_J-K | Internal | Winter | B16 | 25 | 6188 | 5668.59 | 53.13 | 53.14 | 0.01 | 0
2030 | NYISO_G-I_2_NYISO_J-K | NYISO_G-I | NYISO_J-K | Internal | Winter | B17 | 100 | 6188 | 5766.72 | 52.62 | 52.63 | 0.01 | 0
2030 | NYISO_G-I_2_NYISO_J-K | NYISO_G-I | NYISO_J-K | Internal | Winter | B18 | 400 | 6188 | 5882.13 | 52.01 | 52.02 | 0.01 | 0
2030 | NYISO_G-I_2_NYISO_J-K | NYISO_G-I | NYISO_J-K | Internal | Winter | B19 | 700 | 6188 | 5475.92 | 50.3 | 50.31 | 0.01 | 0
2030 | NYISO_G-I_2_NYISO_J-K | NYISO_G-I | NYISO_J-K | Internal | Winter | B20 | 935 | 6188 | 4577.94 | 46.04 | 46.05 | 0.01 | 0
2030 | NYISO_G-I_2_PJM_E | NYISO_G-I | PJM_E | Internal | Shoulder | B11 | 25 | 1500 | 0 | 41.92 | 45.18 | 8 | 0
2030 | NYISO_G-I_2_PJM_E | NYISO_G-I | PJM_E | Internal | Shoulder | B12 | 200 | 1500 | 0 | 43.35 | 44.04 | 8 | 0
2030 | NYISO_G-I_2_PJM_E | NYISO_G-I | PJM_E | Internal | Shoulder | B13 | 600 | 1500 | 0 | 43.21 | 42.95 | 8 | 0
2030 | NYISO_G-I_2_PJM_E | NYISO_G-I | PJM_E | Internal | Shoulder | B14 | 900 | 1500 | 0 | 41.89 | 40.86 | 8 | 0
2030 | NYISO_G-I_2_PJM_E | NYISO_G-I | PJM_E | Internal | Shoulder | B15 | 1203 | 1500 | 0 | 41.59 | 35.59 | 8 | 0
2030 | NYISO_G-I_2_PJM_E | NYISO_G-I | PJM_E | Internal | Summer | B1 | 10 | 1500 | 273.92 | 61.28 | 69.28 | 8 | 0
2030 | NYISO_G-I_2_PJM_E | NYISO_G-I | PJM_E | Internal | Summer | B2 | 25 | 1500 | 843.32 | 61.26 | 69.26 | 8 | 0
2030 | NYISO_G-I_2_PJM_E | NYISO_G-I | PJM_E | Internal | Summer | B3 | 75 | 1500 | 1500 | 56.42 | 66.57 | 8 | 2.14
2030 | NYISO_G-I_2_PJM_E | NYISO_G-I | PJM_E | Internal | Summer | B4 | 100 | 1500 | 1084.33 | 53.14 | 61.14 | 8 | 0
2030 | NYISO_G-I_2_PJM_E | NYISO_G-I | PJM_E | Internal | Summer | B5 | 200 | 1500 | 0 | 52.6 | 58.41 | 8 | 0
2030 | NYISO_G-I_2_PJM_E | NYISO_G-I | PJM_E | Internal | Summer | B6 | 300 | 1500 | 0 | 48.68 | 46.62 | 8 | 0
2030 | NYISO_G-I_2_PJM_E | NYISO_G-I | PJM_E | Internal | Summer | B7 | 400 | 1500 | 0 | 42.03 | 41.33 | 8 | 0
2030 | NYISO_G-I_2_PJM_E | NYISO_G-I | PJM_E | Internal | Summer | B8 | 500 | 1500 | 0 | 39.79 | 40.91 | 8 | 0
2030 | NYISO_G-I_2_PJM_E | NYISO_G-I | PJM_E | Internal | Summer | B9 | 800 | 1500 | 0 | 39.58 | 37.86 | 8 | 0
2030 | NYISO_G-I_2_PJM_E | NYISO_G-I | PJM_E | Internal | Summer | B10 | 1262 | 1500 | 0 | 39.58 | 33.58 | 8 | 0
2030 | NYISO_G-I_2_PJM_E | NYISO_G-I | PJM_E | Internal | Winter | B16 | 25 | 1500 | 0 | 53.13 | 46.61 | 8 | 0
2030 | NYISO_G-I_2_PJM_E | NYISO_G-I | PJM_E | Internal | Winter | B17 | 100 | 1500 | 0 | 52.62 | 46.62 | 8 | 0
2030 | NYISO_G-I_2_PJM_E | NYISO_G-I | PJM_E | Internal | Winter | B18 | 400 | 1500 | 0 | 52.01 | 45.88 | 8 | 0
2030 | NYISO_G-I_2_PJM_E | NYISO_G-I | PJM_E | Internal | Winter | B19 | 700 | 1500 | 0 | 50.3 | 42.67 | 8 | 0
2030 | NYISO_G-I_2_PJM_E | NYISO_G-I | PJM_E | Internal | Winter | B20 | 935 | 1500 | 0 | 46.04 | 33.34 | 8 | 0
2030 | NYISO_J-K_2_NEISO | NYISO_J-K | NEISO | Internal | Shoulder | B11 | 25 | 70 | 0 | 41.93 | 38.9 | 3 | 0
2030 | NYISO_J-K_2_NEISO | NYISO_J-K | NEISO | Internal | Shoulder | B12 | 200 | 70 | 0 | 43.36 | 40.21 | 3 | 0
2030 | NYISO_J-K_2_NEISO | NYISO_J-K | NEISO | Internal | Shoulder | B13 | 600 | 70 | 0 | 43.22 | 40.21 | 3 | 0
2030 | NYISO_J-K_2_NEISO | NYISO_J-K | NEISO | Internal | Shoulder | B14 | 900 | 70 | 0 | 41.9 | 38.9 | 3 | 0
2030 | NYISO_J-K_2_NEISO | NYISO_J-K | NEISO | Internal | Shoulder | B15 | 1203 | 70 | 0 | 41.6 | 38.9 | 3 | 0
2030 | NYISO_J-K_2_NEISO | NYISO_J-K | NEISO | Internal | Summer | B1 | 10 | 70 | 0 | 61.29 | 58.27 | 3 | 0
2030 | NYISO_J-K_2_NEISO | NYISO_J-K | NEISO | Internal | Summer | B2 | 25 | 70 | 0 | 61.27 | 58.25 | 3 | 0
2030 | NYISO_J-K_2_NEISO | NYISO_J-K | NEISO | Internal | Summer | B3 | 75 | 70 | 0 | 56.44 | 51.42 | 3 | 0
2030 | NYISO_J-K_2_NEISO | NYISO_J-K | NEISO | Internal | Summer | B4 | 100 | 70 | 0 | 53.15 | 36.79 | 3 | 0
2030 | NYISO_J-K_2_NEISO | NYISO_J-K | NEISO | Internal | Summer | B5 | 200 | 70 | 0 | 52.61 | 36.79 | 3 | 0
2030 | NYISO_J-K_2_NEISO | NYISO_J-K | NEISO | Internal | Summer | B6 | 300 | 70 | 0 | 48.69 | 36.79 | 3 | 0
2030 | NYISO_J-K_2_NEISO | NYISO_J-K | NEISO | Internal | Summer | B7 | 400 | 70 | 0 | 42.04 | 36.79 | 3 | 0
2030 | NYISO_J-K_2_NEISO | NYISO_J-K | NEISO | Internal | Summer | B8 | 500 | 70 | 0 | 39.8 | 36.79 | 3 | 0
2030 | NYISO_J-K_2_NEISO | NYISO_J-K | NEISO | Internal | Summer | B9 | 800 | 70 | 0 | 39.59 | 36.79 | 3 | 0
2030 | NYISO_J-K_2_NEISO | NYISO_J-K | NEISO | Internal | Summer | B10 | 1262 | 70 | 0 | 39.59 | 36.79 | 3 | 0
2030 | NYISO_J-K_2_NEISO | NYISO_J-K | NEISO | Internal | Winter | B16 | 25 | 70 | 0 | 53.14 | 50.77 | 3 | 0
2030 | NYISO_J-K_2_NEISO | NYISO_J-K | NEISO | Internal | Winter | B17 | 100 | 70 | 0 | 52.63 | 50.77 | 3 | 0
2030 | NYISO_J-K_2_NEISO | NYISO_J-K | NEISO | Internal | Winter | B18 | 400 | 70 | 0 | 52.02 | 49.02 | 3 | 0
2030 | NYISO_J-K_2_NEISO | NYISO_J-K | NEISO | Internal | Winter | B19 | 700 | 70 | 0 | 50.31 | 49.02 | 3 | 0
2030 | NYISO_J-K_2_NEISO | NYISO_J-K | NEISO | Internal | Winter | B20 | 935 | 70 | 0 | 46.05 | 49.02 | 3 | 0
2030 | NYISO_J-K_2_NYISO_G-I | NYISO_J-K | NYISO_G-I | Internal | Shoulder | B11 | 25 | 2057 | 0 | 41.93 | 41.92 | 0.01 | 0
2030 | NYISO_J-K_2_NYISO_G-I | NYISO_J-K | NYISO_G-I | Internal | Shoulder | B12 | 200 | 2057 | 0 | 43.36 | 43.35 | 0.01 | 0
2030 | NYISO_J-K_2_NYISO_G-I | NYISO_J-K | NYISO_G-I | Internal | Shoulder | B13 | 600 | 2057 | 0 | 43.22 | 43.21 | 0.01 | 0
2030 | NYISO_J-K_2_NYISO_G-I | NYISO_J-K | NYISO_G-I | Internal | Shoulder | B14 | 900 | 2057 | 0 | 41.9 | 41.89 | 0.01 | 0
2030 | NYISO_J-K_2_NYISO_G-I | NYISO_J-K | NYISO_G-I | Internal | Shoulder | B15 | 1203 | 2057 | 0 | 41.6 | 41.59 | 0.01 | 0
2030 | NYISO_J-K_2_NYISO_G-I | NYISO_J-K | NYISO_G-I | Internal | Summer | B1 | 10 | 2057 | 0 | 61.29 | 61.28 | 0.01 | 0
2030 | NYISO_J-K_2_NYISO_G-I | NYISO_J-K | NYISO_G-I | Internal | Summer | B2 | 25 | 2057 | 0 | 61.27 | 61.26 | 0.01 | 0
2030 | NYISO_J-K_2_NYISO_G-I | NYISO_J-K | NYISO_G-I | Internal | Summer | B3 | 75 | 2057 | 0 | 56.44 | 56.42 | 0.01 | 0
2030 | NYISO_J-K_2_NYISO_G-I | NYISO_J-K | NYISO_G-I | Internal | Summer | B4 | 100 | 2057 | 0 | 53.15 | 53.14 | 0.01 | 0
2030 | NYISO_J-K_2_NYISO_G-I | NYISO_J-K | NYISO_G-I | Internal | Summer | B5 | 200 | 2057 | 0 | 52.61 | 52.6 | 0.01 | 0
2030 | NYISO_J-K_2_NYISO_G-I | NYISO_J-K | NYISO_G-I | Internal | Summer | B6 | 300 | 2057 | 0 | 48.69 | 48.68 | 0.01 | 0
2030 | NYISO_J-K_2_NYISO_G-I | NYISO_J-K | NYISO_G-I | Internal | Summer | B7 | 400 | 2057 | 0 | 42.04 | 42.03 | 0.01 | 0
2030 | NYISO_J-K_2_NYISO_G-I | NYISO_J-K | NYISO_G-I | Internal | Summer | B8 | 500 | 2057 | 0 | 39.8 | 39.79 | 0.01 | 0
2030 | NYISO_J-K_2_NYISO_G-I | NYISO_J-K | NYISO_G-I | Internal | Summer | B9 | 800 | 2057 | 0 | 39.59 | 39.58 | 0.01 | 0
2030 | NYISO_J-K_2_NYISO_G-I | NYISO_J-K | NYISO_G-I | Internal | Summer | B10 | 1262 | 2057 | 0 | 39.59 | 39.58 | 0.01 | 0
2030 | NYISO_J-K_2_NYISO_G-I | NYISO_J-K | NYISO_G-I | Internal | Winter | B16 | 25 | 2057 | 0 | 53.14 | 53.13 | 0.01 | 0
2030 | NYISO_J-K_2_NYISO_G-I | NYISO_J-K | NYISO_G-I | Internal | Winter | B17 | 100 | 2057 | 0 | 52.63 | 52.62 | 0.01 | 0
2030 | NYISO_J-K_2_NYISO_G-I | NYISO_J-K | NYISO_G-I | Internal | Winter | B18 | 400 | 2057 | 0 | 52.02 | 52.01 | 0.01 | 0
2030 | NYISO_J-K_2_NYISO_G-I | NYISO_J-K | NYISO_G-I | Internal | Winter | B19 | 700 | 2057 | 0 | 50.31 | 50.3 | 0.01 | 0
2030 | NYISO_J-K_2_NYISO_G-I | NYISO_J-K | NYISO_G-I | Internal | Winter | B20 | 935 | 2057 | 0 | 46.05 | 46.04 | 0.01 | 0
2030 | NYISO_J-K_2_PJM_E | NYISO_J-K | PJM_E | Internal | Shoulder | B11 | 25 | 330 | 0 | 41.93 | 45.18 | 8 | 0
2030 | NYISO_J-K_2_PJM_E | NYISO_J-K | PJM_E | Internal | Shoulder | B12 | 200 | 330 | 0 | 43.36 | 44.04 | 8 | 0
2030 | NYISO_J-K_2_PJM_E | NYISO_J-K | PJM_E | Internal | Shoulder | B13 | 600 | 330 | 0 | 43.22 | 42.95 | 8 | 0
2030 | NYISO_J-K_2_PJM_E | NYISO_J-K | PJM_E | Internal | Shoulder | B14 | 900 | 330 | 0 | 41.9 | 40.86 | 8 | 0
2030 | NYISO_J-K_2_PJM_E | NYISO_J-K | PJM_E | Internal | Shoulder | B15 | 1203 | 330 | 0 | 41.6 | 35.59 | 8 | 0
2030 | NYISO_J-K_2_PJM_E | NYISO_J-K | PJM_E | Internal | Summer | B1 | 10 | 330 | 0 | 61.29 | 69.28 | 8 | 0
2030 | NYISO_J-K_2_PJM_E | NYISO_J-K | PJM_E | Internal | Summer | B2 | 25 | 330 | 0 | 61.27 | 69.26 | 8 | 0
2030 | NYISO_J-K_2_PJM_E | NYISO_J-K | PJM_E | Internal | Summer | B3 | 75 | 330 | 330 | 56.44 | 66.57 | 8 | 2.13
2030 | NYISO_J-K_2_PJM_E | NYISO_J-K | PJM_E | Internal | Summer | B4 | 100 | 330 | 0 | 53.15 | 61.14 | 8 | 0
2030 | NYISO_J-K_2_PJM_E | NYISO_J-K | PJM_E | Internal | Summer | B5 | 200 | 330 | 0 | 52.61 | 58.41 | 8 | 0
2030 | NYISO_J-K_2_PJM_E | NYISO_J-K | PJM_E | Internal | Summer | B6 | 300 | 330 | 0 | 48.69 | 46.62 | 8 | 0
2030 | NYISO_J-K_2_PJM_E | NYISO_J-K | PJM_E | Internal | Summer | B7 | 400 | 330 | 0 | 42.04 | 41.33 | 8 | 0
2030 | NYISO_J-K_2_PJM_E | NYISO_J-K | PJM_E | Internal | Summer | B8 | 500 | 330 | 0 | 39.8 | 40.91 | 8 | 0
2030 | NYISO_J-K_2_PJM_E | NYISO_J-K | PJM_E | Internal | Summer | B9 | 800 | 330 | 0 | 39.59 | 37.86 | 8 | 0
2030 | NYISO_J-K_2_PJM_E | NYISO_J-K | PJM_E | Internal | Summer | B10 | 1262 | 330 | 0 | 39.59 | 33.58 | 8 | 0
2030 | NYISO_J-K_2_PJM_E | NYISO_J-K | PJM_E | Internal | Winter | B16 | 25 | 330 | 0 | 53.14 | 46.61 | 8 | 0
2030 | NYISO_J-K_2_PJM_E | NYISO_J-K | PJM_E | Internal | Winter | B17 | 100 | 330 | 0 | 52.63 | 46.62 | 8 | 0
2030 | NYISO_J-K_2_PJM_E | NYISO_J-K | PJM_E | Internal | Winter | B18 | 400 | 330 | 0 | 52.02 | 45.88 | 8 | 0
2030 | NYISO_J-K_2_PJM_E | NYISO_J-K | PJM_E | Internal | Winter | B19 | 700 | 330 | 0 | 50.31 | 42.67 | 8 | 0
2030 | NYISO_J-K_2_PJM_E | NYISO_J-K | PJM_E | Internal | Winter | B20 | 935 | 330 | 0 | 46.05 | 33.34 | 8 | 0
2030 | PJM_E_2_NYISO_G-I | PJM_E | NYISO_G-I | Internal | Shoulder | B11 | 25 | 500 | 0 | 45.18 | 41.92 | 6 | 0
2030 | PJM_E_2_NYISO_G-I | PJM_E | NYISO_G-I | Internal | Shoulder | B12 | 200 | 500 | 0 | 44.04 | 43.35 | 6 | 0
2030 | PJM_E_2_NYISO_G-I | PJM_E | NYISO_G-I | Internal | Shoulder | B13 | 600 | 500 | 0 | 42.95 | 43.21 | 6 | 0
2030 | PJM_E_2_NYISO_G-I | PJM_E | NYISO_G-I | Internal | Shoulder | B14 | 900 | 500 | 0 | 40.86 | 41.89 | 6 | 0
2030 | PJM_E_2_NYISO_G-I | PJM_E | NYISO_G-I | Internal | Shoulder | B15 | 1203 | 500 | 250.54 | 35.59 | 41.59 | 6 | 0
2030 | PJM_E_2_NYISO_G-I | PJM_E | NYISO_G-I | Internal | Summer | B1 | 10 | 500 | 0 | 69.28 | 61.28 | 6 | 0
2030 | PJM_E_2_NYISO_G-I | PJM_E | NYISO_G-I | Internal | Summer | B2 | 25 | 500 | 0 | 69.26 | 61.26 | 6 | 0
2030 | PJM_E_2_NYISO_G-I | PJM_E | NYISO_G-I | Internal | Summer | B3 | 75 | 500 | 0 | 66.57 | 56.42 | 6 | 0
2030 | PJM_E_2_NYISO_G-I | PJM_E | NYISO_G-I | Internal | Summer | B4 | 100 | 500 | 0 | 61.14 | 53.14 | 6 | 0
2030 | PJM_E_2_NYISO_G-I | PJM_E | NYISO_G-I | Internal | Summer | B5 | 200 | 500 | 0 | 58.41 | 52.6 | 6 | 0
2030 | PJM_E_2_NYISO_G-I | PJM_E | NYISO_G-I | Internal | Summer | B6 | 300 | 500 | 0 | 46.62 | 48.68 | 6 | 0
2030 | PJM_E_2_NYISO_G-I | PJM_E | NYISO_G-I | Internal | Summer | B7 | 400 | 500 | 0 | 41.33 | 42.03 | 6 | 0
2030 | PJM_E_2_NYISO_G-I | PJM_E | NYISO_G-I | Internal | Summer | B8 | 500 | 500 | 0 | 40.91 | 39.79 | 6 | 0
2030 | PJM_E_2_NYISO_G-I | PJM_E | NYISO_G-I | Internal | Summer | B9 | 800 | 500 | 0 | 37.86 | 39.58 | 6 | 0
2030 | PJM_E_2_NYISO_G-I | PJM_E | NYISO_G-I | Internal | Summer | B10 | 1262 | 500 | 162.37 | 33.58 | 39.58 | 6 | 0
2030 | PJM_E_2_NYISO_G-I | PJM_E | NYISO_G-I | Internal | Winter | B16 | 25 | 500 | 500 | 46.61 | 53.13 | 6 | 0.52
2030 | PJM_E_2_NYISO_G-I | PJM_E | NYISO_G-I | Internal | Winter | B17 | 100 | 500 | 460.7 | 46.62 | 52.62 | 6 | 0
2030 | PJM_E_2_NYISO_G-I | PJM_E | NYISO_G-I | Internal | Winter | B18 | 400 | 500 | 500 | 45.88 | 52.01 | 6 | 0.14
2030 | PJM_E_2_NYISO_G-I | PJM_E | NYISO_G-I | Internal | Winter | B19 | 700 | 500 | 500 | 42.67 | 50.3 | 6 | 1.63
2030 | PJM_E_2_NYISO_G-I | PJM_E | NYISO_G-I | Internal | Winter | B20 | 935 | 500 | 500 | 33.34 | 46.04 | 6 | 6.7
2030 | PJM_E_2_NYISO_J-K | PJM_E | NYISO_J-K | Internal | Shoulder | B11 | 25 | 330 | 0 | 45.18 | 41.93 | 6 | 0
2030 | PJM_E_2_NYISO_J-K | PJM_E | NYISO_J-K | Internal | Shoulder | B12 | 200 | 330 | 0 | 44.04 | 43.36 | 6 | 0
2030 | PJM_E_2_NYISO_J-K | PJM_E | NYISO_J-K | Internal | Shoulder | B13 | 600 | 330 | 0 | 42.95 | 43.22 | 6 | 0
2030 | PJM_E_2_NYISO_J-K | PJM_E | NYISO_J-K | Internal | Shoulder | B14 | 900 | 330 | 0 | 40.86 | 41.9 | 6 | 0
2030 | PJM_E_2_NYISO_J-K | PJM_E | NYISO_J-K | Internal | Shoulder | B15 | 1203 | 330 | 330 | 35.59 | 41.6 | 6 | 0.01
2030 | PJM_E_2_NYISO_J-K | PJM_E | NYISO_J-K | Internal | Summer | B1 | 10 | 330 | 0 | 69.28 | 61.29 | 6 | 0
2030 | PJM_E_2_NYISO_J-K | PJM_E | NYISO_J-K | Internal | Summer | B2 | 25 | 330 | 0 | 69.26 | 61.27 | 6 | 0
2030 | PJM_E_2_NYISO_J-K | PJM_E | NYISO_J-K | Internal | Summer | B3 | 75 | 330 | 0 | 66.57 | 56.44 | 6 | 0
2030 | PJM_E_2_NYISO_J-K | PJM_E | NYISO_J-K | Internal | Summer | B4 | 100 | 330 | 0 | 61.14 | 53.15 | 6 | 0
2030 | PJM_E_2_NYISO_J-K | PJM_E | NYISO_J-K | Internal | Summer | B5 | 200 | 330 | 0 | 58.41 | 52.61 | 6 | 0
2030 | PJM_E_2_NYISO_J-K | PJM_E | NYISO_J-K | Internal | Summer | B6 | 300 | 330 | 0 | 46.62 | 48.69 | 6 | 0
2030 | PJM_E_2_NYISO_J-K | PJM_E | NYISO_J-K | Internal | Summer | B7 | 400 | 330 | 0 | 41.33 | 42.04 | 6 | 0
2030 | PJM_E_2_NYISO_J-K | PJM_E | NYISO_J-K | Internal | Summer | B8 | 500 | 330 | 0 | 40.91 | 39.8 | 6 | 0
2030 | PJM_E_2_NYISO_J-K | PJM_E | NYISO_J-K | Internal | Summer | B9 | 800 | 330 | 0 | 37.86 | 39.59 | 6 | 0
2030 | PJM_E_2_NYISO_J-K | PJM_E | NYISO_J-K | Internal | Summer | B10 | 1262 | 330 | 330 | 33.58 | 39.59 | 6 | 0.01
2030 | PJM_E_2_NYISO_J-K | PJM_E | NYISO_J-K | Internal | Winter | B16 | 25 | 330 | 330 | 46.61 | 53.14 | 6 | 0.53
2030 | PJM_E_2_NYISO_J-K | PJM_E | NYISO_J-K | Internal | Winter | B17 | 100 | 330 | 330 | 46.62 | 52.63 | 6 | 0.01
2030 | PJM_E_2_NYISO_J-K | PJM_E | NYISO_J-K | Internal | Winter | B18 | 400 | 330 | 330 | 45.88 | 52.02 | 6 | 0.15
2030 | PJM_E_2_NYISO_J-K | PJM_E | NYISO_J-K | Internal | Winter | B19 | 700 | 330 | 330 | 42.67 | 50.31 | 6 | 1.65
2030 | PJM_E_2_NYISO_J-K | PJM_E | NYISO_J-K | Internal | Winter | B20 | 935 | 330 | 330 | 33.34 | 46.05 | 6 | 6.71
2030 | PJM_E_2_PJM_ROM | PJM_E | PJM_ROM | Internal | Shoulder | B11 | 25 | 8000 | 4161.81 | 45.18 | 45.19 | 0.01 | 0
2030 | PJM_E_2_PJM_ROM | PJM_E | PJM_ROM | Internal | Shoulder | B12 | 200 | 8000 | 1863.65 | 44.04 | 44.05 | 0.01 | 0
2030 | PJM_E_2_PJM_ROM | PJM_E | PJM_ROM | Internal | Shoulder | B13 | 600 | 8000 | 0 | 42.95 | 42.94 | 0.01 | 0
2030 | PJM_E_2_PJM_ROM | PJM_E | PJM_ROM | Internal | Shoulder | B14 | 900 | 8000 | 588.01 | 40.86 | 40.87 | 0.01 | 0
2030 | PJM_E_2_PJM_ROM | PJM_E | PJM_ROM | Internal | Shoulder | B15 | 1203 | 8000 | 0 | 35.59 | 35.58 | 0.01 | 0
2030 | PJM_E_2_PJM_ROM | PJM_E | PJM_ROM | Internal | Summer | B1 | 10 | 8000 | 1002.77 | 69.28 | 69.29 | 0.01 | 0
2030 | PJM_E_2_PJM_ROM | PJM_E | PJM_ROM | Internal | Summer | B2 | 25 | 8000 | 1756.8 | 69.26 | 69.27 | 0.01 | 0
2030 | PJM_E_2_PJM_ROM | PJM_E | PJM_ROM | Internal | Summer | B3 | 75 | 8000 | 4106.66 | 66.57 | 66.58 | 0.01 | 0
2030 | PJM_E_2_PJM_ROM | PJM_E | PJM_ROM | Internal | Summer | B4 | 100 | 8000 | 2088.17 | 61.14 | 61.15 | 0.01 | 0
2030 | PJM_E_2_PJM_ROM | PJM_E | PJM_ROM | Internal | Summer | B5 | 200 | 8000 | 2178.48 | 58.41 | 58.42 | 0.01 | 0
2030 | PJM_E_2_PJM_ROM | PJM_E | PJM_ROM | Internal | Summer | B6 | 300 | 8000 | 2715.57 | 46.62 | 46.63 | 0.01 | 0
2030 | PJM_E_2_PJM_ROM | PJM_E | PJM_ROM | Internal | Summer | B7 | 400 | 8000 | 1222.72 | 41.33 | 41.34 | 0.01 | 0
2030 | PJM_E_2_PJM_ROM | PJM_E | PJM_ROM | Internal | Summer | B8 | 500 | 8000 | 0 | 40.91 | 40.89 | 0.01 | 0
2030 | PJM_E_2_PJM_ROM | PJM_E | PJM_ROM | Internal | Summer | B9 | 800 | 8000 | 0 | 37.86 | 37.85 | 0.01 | 0
2030 | PJM_E_2_PJM_ROM | PJM_E | PJM_ROM | Internal | Summer | B10 | 1262 | 8000 | 0 | 33.58 | 33.57 | 0.01 | 0
2030 | PJM_E_2_PJM_ROM | PJM_E | PJM_ROM | Internal | Winter | B16 | 25 | 8000 | 0 | 46.61 | 46.6 | 0.01 | 0
2030 | PJM_E_2_PJM_ROM | PJM_E | PJM_ROM | Internal | Winter | B17 | 100 | 8000 | 0 | 46.62 | 46.6 | 0.01 | 0
2030 | PJM_E_2_PJM_ROM | PJM_E | PJM_ROM | Internal | Winter | B18 | 400 | 8000 | 0 | 45.88 | 45.86 | 0.01 | 0
2030 | PJM_E_2_PJM_ROM | PJM_E | PJM_ROM | Internal | Winter | B19 | 700 | 8000 | 0 | 42.67 | 42.66 | 0.01 | 0
2030 | PJM_E_2_PJM_ROM | PJM_E | PJM_ROM | Internal | Winter | B20 | 935 | 8000 | 0 | 33.34 | 33.32 | 0.01 | 0
2030 | PJM_ROR_2_MISO_IN | PJM_ROR | MISO_IN | Internal | Shoulder | B11 | 25 | 909 | 909 | 45.2 | 53.26 | 2 | 6.06
2030 | PJM_ROR_2_MISO_IN | PJM_ROR | MISO_IN | Internal | Shoulder | B12 | 200 | 909 | 909 | 44.04 | 46.05 | 2 | 0.01
2030 | PJM_ROR_2_MISO_IN | PJM_ROR | MISO_IN | Internal | Shoulder | B13 | 600 | 909 | 578.75 | 42.93 | 44.93 | 2 | 0
2030 | PJM_ROR_2_MISO_IN | PJM_ROR | MISO_IN | Internal | Shoulder | B14 | 900 | 909 | 0 | 40.86 | 42.74 | 2 | 0
2030 | PJM_ROR_2_MISO_IN | PJM_ROR | MISO_IN | Internal | Shoulder | B15 | 1203 | 909 | 909 | 35.57 | 38.14 | 2 | 0.57
2030 | PJM_ROR_2_MISO_IN | PJM_ROR | MISO_IN | Internal | Summer | B1 | 10 | 909 | 909 | 69.28 | 72.37 | 2 | 1.09
2030 | PJM_ROR_2_MISO_IN | PJM_ROR | MISO_IN | Internal | Summer | B2 | 25 | 909 | 909 | 69.28 | 71.86 | 2 | 0.58
2030 | PJM_ROR_2_MISO_IN | PJM_ROR | MISO_IN | Internal | Summer | B3 | 75 | 909 | 909 | 66.59 | 70.67 | 2 | 2.08
2030 | PJM_ROR_2_MISO_IN | PJM_ROR | MISO_IN | Internal | Summer | B4 | 100 | 909 | 909 | 61.16 | 70.65 | 2 | 7.49
2030 | PJM_ROR_2_MISO_IN | PJM_ROR | MISO_IN | Internal | Summer | B5 | 200 | 909 | 909 | 58.44 | 64.44 | 2 | 4
2030 | PJM_ROR_2_MISO_IN | PJM_ROR | MISO_IN | Internal | Summer | B6 | 300 | 909 | 909 | 46.64 | 48.68 | 2 | 0.04
2030 | PJM_ROR_2_MISO_IN | PJM_ROR | MISO_IN | Internal | Summer | B7 | 400 | 909 | 444.97 | 41.33 | 43.33 | 2 | 0
2030 | PJM_ROR_2_MISO_IN | PJM_ROR | MISO_IN | Internal | Summer | B8 | 500 | 909 | 0 | 40.88 | 41.33 | 2 | 0
2030 | PJM_ROR_2_MISO_IN | PJM_ROR | MISO_IN | Internal | Summer | B9 | 800 | 909 | 0 | 37.84 | 39.83 | 2 | 0
2030 | PJM_ROR_2_MISO_IN | PJM_ROR | MISO_IN | Internal | Summer | B10 | 1262 | 909 | 909 | 33.2 | 36.06 | 2 | 0.86
2030 | PJM_ROR_2_MISO_IN | PJM_ROR | MISO_IN | Internal | Winter | B16 | 25 | 909 | 909 | 46.59 | 52.44 | 2 | 3.85
2030 | PJM_ROR_2_MISO_IN | PJM_ROR | MISO_IN | Internal | Winter | B17 | 100 | 909 | 909 | 46.59 | 48.6 | 2 | 0.01
2030 | PJM_ROR_2_MISO_IN | PJM_ROR | MISO_IN | Internal | Winter | B18 | 400 | 909 | 0 | 45.85 | 46.01 | 2 | 0
2030 | PJM_ROR_2_MISO_IN | PJM_ROR | MISO_IN | Internal | Winter | B19 | 700 | 909 | 33.77 | 42.64 | 44.64 | 2 | 0
2030 | PJM_ROR_2_MISO_IN | PJM_ROR | MISO_IN | Internal | Winter | B20 | 935 | 909 | 909 | 33.16 | 36.42 | 2 | 1.26
2030 | PJM_ROR_2_MISO_MI | PJM_ROR | MISO_MI | Internal | Shoulder | B11 | 25 | 1305 | 1305 | 45.2 | 53.24 | 2 | 6.04
2030 | PJM_ROR_2_MISO_MI | PJM_ROR | MISO_MI | Internal | Shoulder | B12 | 200 | 1305 | 1190.95 | 44.04 | 46.04 | 2 | 0
2030 | PJM_ROR_2_MISO_MI | PJM_ROR | MISO_MI | Internal | Shoulder | B13 | 600 | 1305 | 1305 | 42.93 | 44.94 | 2 | 0.01
2030 | PJM_ROR_2_MISO_MI | PJM_ROR | MISO_MI | Internal | Shoulder | B14 | 900 | 1305 | 0 | 40.86 | 42.75 | 2 | 0
2030 | PJM_ROR_2_MISO_MI | PJM_ROR | MISO_MI | Internal | Shoulder | B15 | 1203 | 1305 | 1305 | 35.57 | 38.15 | 2 | 0.58
2030 | PJM_ROR_2_MISO_MI | PJM_ROR | MISO_MI | Internal | Summer | B1 | 10 | 1305 | 1305 | 69.28 | 72.23 | 2 | 0.95
2030 | PJM_ROR_2_MISO_MI | PJM_ROR | MISO_MI | Internal | Summer | B2 | 25 | 1305 | 1305 | 69.28 | 71.85 | 2 | 0.56
2030 | PJM_ROR_2_MISO_MI | PJM_ROR | MISO_MI | Internal | Summer | B3 | 75 | 1305 | 0 | 66.59 | 67.69 | 2 | 0
2030 | PJM_ROR_2_MISO_MI | PJM_ROR | MISO_MI | Internal | Summer | B4 | 100 | 1305 | 1305 | 61.16 | 66.95 | 2 | 3.79
2030 | PJM_ROR_2_MISO_MI | PJM_ROR | MISO_MI | Internal | Summer | B5 | 200 | 1305 | 1305 | 58.44 | 63.31 | 2 | 2.87
2030 | PJM_ROR_2_MISO_MI | PJM_ROR | MISO_MI | Internal | Summer | B6 | 300 | 1305 | 1305 | 46.64 | 48.67 | 2 | 0.02
2030 | PJM_ROR_2_MISO_MI | PJM_ROR | MISO_MI | Internal | Summer | B7 | 400 | 1305 | 1239.87 | 41.33 | 43.33 | 2 | 0
2030 | PJM_ROR_2_MISO_MI | PJM_ROR | MISO_MI | Internal | Summer | B8 | 500 | 1305 | 0 | 40.88 | 41.34 | 2 | 0
2030 | PJM_ROR_2_MISO_MI | PJM_ROR | MISO_MI | Internal | Summer | B9 | 800 | 1305 | 210.79 | 37.84 | 39.84 | 2 | 0
2030 | PJM_ROR_2_MISO_MI | PJM_ROR | MISO_MI | Internal | Summer | B10 | 1262 | 1305 | 1305 | 33.2 | 36.08 | 2 | 0.87
2030 | PJM_ROR_2_MISO_MI | PJM_ROR | MISO_MI | Internal | Winter | B16 | 25 | 1305 | 1305 | 46.59 | 52.43 | 2 | 3.84
2030 | PJM_ROR_2_MISO_MI | PJM_ROR | MISO_MI | Internal | Winter | B17 | 100 | 1305 | 1234.76 | 46.59 | 48.59 | 2 | 0
2030 | PJM_ROR_2_MISO_MI | PJM_ROR | MISO_MI | Internal | Winter | B18 | 400 | 1305 | 0 | 45.85 | 46.02 | 2 | 0
2030 | PJM_ROR_2_MISO_MI | PJM_ROR | MISO_MI | Internal | Winter | B19 | 700 | 1305 | 1305 | 42.64 | 44.66 | 2 | 0.01
2030 | PJM_ROR_2_MISO_MI | PJM_ROR | MISO_MI | Internal | Winter | B20 | 935 | 1305 | 1305 | 33.16 | 36.43 | 2 | 1.27
2030 | PJM_ROR_2_MISO_MO-IL | PJM_ROR | MISO_MO-IL | Internal | Shoulder | B11 | 25 | 1111 | 1111 | 45.2 | 53.25 | 2 | 6.05
2030 | PJM_ROR_2_MISO_MO-IL | PJM_ROR | MISO_MO-IL | Internal | Shoulder | B12 | 200 | 1111 | 0 | 44.04 | 45.32 | 2 | 0
2030 | PJM_ROR_2_MISO_MO-IL | PJM_ROR | MISO_MO-IL | Internal | Shoulder | B13 | 600 | 1111 | 0 | 42.93 | 44.05 | 2 | 0
2030 | PJM_ROR_2_MISO_MO-IL | PJM_ROR | MISO_MO-IL | Internal | Shoulder | B14 | 900 | 1111 | 0 | 40.86 | 40.17 | 2 | 0
2030 | PJM_ROR_2_MISO_MO-IL | PJM_ROR | MISO_MO-IL | Internal | Shoulder | B15 | 1203 | 1111 | 331.6 | 35.57 | 37.57 | 2 | 0
2030 | PJM_ROR_2_MISO_MO-IL | PJM_ROR | MISO_MO-IL | Internal | Summer | B1 | 10 | 1111 | 1111 | 69.28 | 72.38 | 2 | 1.1
2030 | PJM_ROR_2_MISO_MO-IL | PJM_ROR | MISO_MO-IL | Internal | Summer | B2 | 25 | 1111 | 1111 | 69.28 | 71.85 | 2 | 0.56
2030 | PJM_ROR_2_MISO_MO-IL | PJM_ROR | MISO_MO-IL | Internal | Summer | B3 | 75 | 1111 | 1111 | 66.59 | 70.66 | 2 | 2.07
2030 | PJM_ROR_2_MISO_MO-IL | PJM_ROR | MISO_MO-IL | Internal | Summer | B4 | 100 | 1111 | 1111 | 61.16 | 70.66 | 2 | 7.5
2030 | PJM_ROR_2_MISO_MO-IL | PJM_ROR | MISO_MO-IL | Internal | Summer | B5 | 200 | 1111 | 1111 | 58.44 | 64.43 | 2 | 3.99
2030 | PJM_ROR_2_MISO_MO-IL | PJM_ROR | MISO_MO-IL | Internal | Summer | B6 | 300 | 1111 | 1111 | 46.64 | 48.67 | 2 | 0.02
2030 | PJM_ROR_2_MISO_MO-IL | PJM_ROR | MISO_MO-IL | Internal | Summer | B7 | 400 | 1111 | 0 | 41.33 | 43.32 | 2 | 0
2030 | PJM_ROR_2_MISO_MO-IL | PJM_ROR | MISO_MO-IL | Internal | Summer | B8 | 500 | 1111 | 0 | 40.88 | 40.49 | 2 | 0
2030 | PJM_ROR_2_MISO_MO-IL | PJM_ROR | MISO_MO-IL | Internal | Summer | B9 | 800 | 1111 | 0 | 37.84 | 39.58 | 2 | 0
2030 | PJM_ROR_2_MISO_MO-IL | PJM_ROR | MISO_MO-IL | Internal | Summer | B10 | 1262 | 1111 | 612.88 | 33.2 | 35.2 | 2 | 0
2030 | PJM_ROR_2_MISO_MO-IL | PJM_ROR | MISO_MO-IL | Internal | Winter | B16 | 25 | 1111 | 0 | 46.59 | 47.48 | 2 | 0
2030 | PJM_ROR_2_MISO_MO-IL | PJM_ROR | MISO_MO-IL | Internal | Winter | B17 | 100 | 1111 | 0 | 46.59 | 44.59 | 2 | 0
2030 | PJM_ROR_2_MISO_MO-IL | PJM_ROR | MISO_MO-IL | Internal | Winter | B18 | 400 | 1111 | 0 | 45.85 | 44.62 | 2 | 0
2030 | PJM_ROR_2_MISO_MO-IL | PJM_ROR | MISO_MO-IL | Internal | Winter | B19 | 700 | 1111 | 0 | 42.64 | 42.34 | 2 | 0
2030 | PJM_ROR_2_MISO_MO-IL | PJM_ROR | MISO_MO-IL | Internal | Winter | B20 | 935 | 1111 | 1111 | 33.16 | 36.41 | 2 | 1.25
2030 | PJM_ROR_2_MISO_W | PJM_ROR | MISO_W | Internal | Shoulder | B11 | 25 | 709 | 709 | 45.2 | 53.24 | 2 | 6.04
2030 | PJM_ROR_2_MISO_W | PJM_ROR | MISO_W | Internal | Shoulder | B12 | 200 | 709 | 0 | 44.04 | 45.31 | 2 | 0
2030 | PJM_ROR_2_MISO_W | PJM_ROR | MISO_W | Internal | Shoulder | B13 | 600 | 709 | 0 | 42.93 | 44.03 | 2 | 0
2030 | PJM_ROR_2_MISO_W | PJM_ROR | MISO_W | Internal | Shoulder | B14 | 900 | 709 | 0 | 40.86 | 40.16 | 2 | 0
2030 | PJM_ROR_2_MISO_W | PJM_ROR | MISO_W | Internal | Shoulder | B15 | 1203 | 709 | 0 | 35.57 | 37.55 | 2 | 0
2030 | PJM_ROR_2_MISO_W | PJM_ROR | MISO_W | Internal | Summer | B1 | 10 | 709 | 709 | 69.28 | 72.37 | 2 | 1.09
2030 | PJM_ROR_2_MISO_W | PJM_ROR | MISO_W | Internal | Summer | B2 | 25 | 709 | 709 | 69.28 | 71.83 | 2 | 0.55
2030 | PJM_ROR_2_MISO_W | PJM_ROR | MISO_W | Internal | Summer | B3 | 75 | 709 | 709 | 66.59 | 71.83 | 2 | 3.24
2030 | PJM_ROR_2_MISO_W | PJM_ROR | MISO_W | Internal | Summer | B4 | 100 | 709 | 709 | 61.16 | 70.65 | 2 | 7.49
2030 | PJM_ROR_2_MISO_W | PJM_ROR | MISO_W | Internal | Summer | B5 | 200 | 709 | 709 | 58.44 | 64.42 | 2 | 3.98
2030 | PJM_ROR_2_MISO_W | PJM_ROR | MISO_W | Internal | Summer | B6 | 300 | 709 | 709 | 46.64 | 48.65 | 2 | 0.01
2030 | PJM_ROR_2_MISO_W | PJM_ROR | MISO_W | Internal | Summer | B7 | 400 | 709 | 0 | 41.33 | 43.31 | 2 | 0
2030 | PJM_ROR_2_MISO_W | PJM_ROR | MISO_W | Internal | Summer | B8 | 500 | 709 | 0 | 40.88 | 40.48 | 2 | 0
2030 | PJM_ROR_2_MISO_W | PJM_ROR | MISO_W | Internal | Summer | B9 | 800 | 709 | 0 | 37.84 | 39.57 | 2 | 0
2030 | PJM_ROR_2_MISO_W | PJM_ROR | MISO_W | Internal | Summer | B10 | 1262 | 709 | 0 | 33.2 | 35.19 | 2 | 0
2030 | PJM_ROR_2_MISO_W | PJM_ROR | MISO_W | Internal | Winter | B16 | 25 | 709 | 0 | 46.59 | 47.47 | 2 | 0
2030 | PJM_ROR_2_MISO_W | PJM_ROR | MISO_W | Internal | Winter | B17 | 100 | 709 | 0 | 46.59 | 44.58 | 2 | 0
2030 | PJM_ROR_2_MISO_W | PJM_ROR | MISO_W | Internal | Winter | B18 | 400 | 709 | 0 | 45.85 | 44.61 | 2 | 0
2030 | PJM_ROR_2_MISO_W | PJM_ROR | MISO_W | Internal | Winter | B19 | 700 | 709 | 0 | 42.64 | 42.33 | 2 | 0
2030 | PJM_ROR_2_MISO_W | PJM_ROR | MISO_W | Internal | Winter | B20 | 935 | 709 | 709 | 33.16 | 36.4 | 2 | 1.24
2030 | PJM_ROR_2_MISO_WUMS | PJM_ROR | MISO_WUMS | Internal | Shoulder | B11 | 25 | 1467 | 1467 | 45.2 | 53.23 | 2 | 6.02
2030 | PJM_ROR_2_MISO_WUMS | PJM_ROR | MISO_WUMS | Internal | Shoulder | B12 | 200 | 1467 | 0 | 44.04 | 45.96 | 2 | 0
2030 | PJM_ROR_2_MISO_WUMS | PJM_ROR | MISO_WUMS | Internal | Shoulder | B13 | 600 | 1467 | 0 | 42.93 | 44.05 | 2 | 0
2030 | PJM_ROR_2_MISO_WUMS | PJM_ROR | MISO_WUMS | Internal | Shoulder | B14 | 900 | 1467 | 0 | 40.86 | 42.45 | 2 | 0
2030 | PJM_ROR_2_MISO_WUMS | PJM_ROR | MISO_WUMS | Internal | Shoulder | B15 | 1203 | 1467 | 1467 | 35.57 | 38.14 | 2 | 0.57
2030 | PJM_ROR_2_MISO_WUMS | PJM_ROR | MISO_WUMS | Internal | Summer | B1 | 10 | 1467 | 0 | 69.28 | 67.68 | 2 | 0
2030 | PJM_ROR_2_MISO_WUMS | PJM_ROR | MISO_WUMS | Internal | Summer | B2 | 25 | 1467 | 0 | 69.28 | 67.68 | 2 | 0
2030 | PJM_ROR_2_MISO_WUMS | PJM_ROR | MISO_WUMS | Internal | Summer | B3 | 75 | 1467 | 0 | 66.59 | 67.68 | 2 | 0
2030 | PJM_ROR_2_MISO_WUMS | PJM_ROR | MISO_WUMS | Internal | Summer | B4 | 100 | 1467 | 1467 | 61.16 | 66.96 | 2 | 3.8
2030 | PJM_ROR_2_MISO_WUMS | PJM_ROR | MISO_WUMS | Internal | Summer | B5 | 200 | 1467 | 1467 | 58.44 | 63.32 | 2 | 2.88
2030 | PJM_ROR_2_MISO_WUMS | PJM_ROR | MISO_WUMS | Internal | Summer | B6 | 300 | 1467 | 1070.41 | 46.64 | 48.64 | 2 | 0
2030 | PJM_ROR_2_MISO_WUMS | PJM_ROR | MISO_WUMS | Internal | Summer | B7 | 400 | 1467 | 0 | 41.33 | 43.32 | 2 | 0
2030 | PJM_ROR_2_MISO_WUMS | PJM_ROR | MISO_WUMS | Internal | Summer | B8 | 500 | 1467 | 0 | 40.88 | 40.85 | 2 | 0
2030 | PJM_ROR_2_MISO_WUMS | PJM_ROR | MISO_WUMS | Internal | Summer | B9 | 800 | 1467 | 549.36 | 37.84 | 39.84 | 2 | 0
2030 | PJM_ROR_2_MISO_WUMS | PJM_ROR | MISO_WUMS | Internal | Summer | B10 | 1262 | 1467 | 1467 | 33.2 | 36.06 | 2 | 0.86
2030 | PJM_ROR_2_MISO_WUMS | PJM_ROR | MISO_WUMS | Internal | Winter | B16 | 25 | 1467 | 126.86 | 46.59 | 48.59 | 2 | 0
2030 | PJM_ROR_2_MISO_WUMS | PJM_ROR | MISO_WUMS | Internal | Winter | B17 | 100 | 1467 | 0 | 46.59 | 45.53 | 2 | 0
2030 | PJM_ROR_2_MISO_WUMS | PJM_ROR | MISO_WUMS | Internal | Winter | B18 | 400 | 1467 | 0 | 45.85 | 45.53 | 2 | 0
2030 | PJM_ROR_2_MISO_WUMS | PJM_ROR | MISO_WUMS | Internal | Winter | B19 | 700 | 1467 | 55.43 | 42.64 | 44.64 | 2 | 0
2030 | PJM_ROR_2_MISO_WUMS | PJM_ROR | MISO_WUMS | Internal | Winter | B20 | 935 | 1467 | 1467 | 33.16 | 36.42 | 2 | 1.26
2030 | PJM_ROR_2_PJM_ROM | PJM_ROR | PJM_ROM | Internal | Shoulder | B11 | 25 | 8000 | 0 | 45.2 | 45.19 | 0.01 | 0
2030 | PJM_ROR_2_PJM_ROM | PJM_ROR | PJM_ROM | Internal | Shoulder | B12 | 200 | 8000 | 1675.84 | 44.04 | 44.05 | 0.01 | 0
2030 | PJM_ROR_2_PJM_ROM | PJM_ROR | PJM_ROM | Internal | Shoulder | B13 | 600 | 8000 | 3924.82 | 42.93 | 42.94 | 0.01 | 0
2030 | PJM_ROR_2_PJM_ROM | PJM_ROR | PJM_ROM | Internal | Shoulder | B14 | 900 | 8000 | 3822.94 | 40.86 | 40.87 | 0.01 | 0
2030 | PJM_ROR_2_PJM_ROM | PJM_ROR | PJM_ROM | Internal | Shoulder | B15 | 1203 | 8000 | 6753.27 | 35.57 | 35.58 | 0.01 | 0
2030 | PJM_ROR_2_PJM_ROM | PJM_ROR | PJM_ROM | Internal | Summer | B1 | 10 | 8000 | 524.83 | 69.28 | 69.29 | 0.01 | 0
2030 | PJM_ROR_2_PJM_ROM | PJM_ROR | PJM_ROM | Internal | Summer | B2 | 25 | 8000 | 0 | 69.28 | 69.27 | 0.01 | 0
2030 | PJM_ROR_2_PJM_ROM | PJM_ROR | PJM_ROM | Internal | Summer | B3 | 75 | 8000 | 0 | 66.59 | 66.58 | 0.01 | 0
2030 | PJM_ROR_2_PJM_ROM | PJM_ROR | PJM_ROM | Internal | Summer | B4 | 100 | 8000 | 0 | 61.16 | 61.15 | 0.01 | 0
2030 | PJM_ROR_2_PJM_ROM | PJM_ROR | PJM_ROM | Internal | Summer | B5 | 200 | 8000 | 0 | 58.44 | 58.42 | 0.01 | 0
2030 | PJM_ROR_2_PJM_ROM | PJM_ROR | PJM_ROM | Internal | Summer | B6 | 300 | 8000 | 0 | 46.64 | 46.63 | 0.01 | 0
2030 | PJM_ROR_2_PJM_ROM | PJM_ROR | PJM_ROM | Internal | Summer | B7 | 400 | 8000 | 1048.86 | 41.33 | 41.34 | 0.01 | 0
2030 | PJM_ROR_2_PJM_ROM | PJM_ROR | PJM_ROM | Internal | Summer | B8 | 500 | 8000 | 2876.61 | 40.88 | 40.89 | 0.01 | 0
2030 | PJM_ROR_2_PJM_ROM | PJM_ROR | PJM_ROM | Internal | Summer | B9 | 800 | 8000 | 5578.05 | 37.84 | 37.85 | 0.01 | 0
2030 | PJM_ROR_2_PJM_ROM | PJM_ROR | PJM_ROM | Internal | Summer | B10 | 1262 | 8000 | 8000 | 33.2 | 33.57 | 0.01 | 0.36
2030 | PJM_ROR_2_PJM_ROM | PJM_ROR | PJM_ROM | Internal | Winter | B16 | 25 | 8000 | 6502.13 | 46.59 | 46.6 | 0.01 | 0
2030 | PJM_ROR_2_PJM_ROM | PJM_ROR | PJM_ROM | Internal | Winter | B17 | 100 | 8000 | 5576.08 | 46.59 | 46.6 | 0.01 | 0
2030 | PJM_ROR_2_PJM_ROM | PJM_ROR | PJM_ROM | Internal | Winter | B18 | 400 | 8000 | 5049.51 | 45.85 | 45.86 | 0.01 | 0
2030 | PJM_ROR_2_PJM_ROM | PJM_ROR | PJM_ROM | Internal | Winter | B19 | 700 | 8000 | 5736.11 | 42.64 | 42.66 | 0.01 | 0
2030 | PJM_ROR_2_PJM_ROM | PJM_ROR | PJM_ROM | Internal | Winter | B20 | 935 | 8000 | 8000 | 33.16 | 33.32 | 0.01 | 0.15
2030 | PJM_ROR_2_TVA_Transmission | PJM_ROR | TVA_Transmission | Internal | Shoulder | B11 | 25 | 2500 | 1822.08 | 45.2 | 51.2 | 6 | 0
2030 | PJM_ROR_2_TVA_Transmission | PJM_ROR | TVA_Transmission | Internal | Shoulder | B12 | 200 | 2500 | 0 | 44.04 | 48.05 | 6 | 0
2030 | PJM_ROR_2_TVA_Transmission | PJM_ROR | TVA_Transmission | Internal | Shoulder | B13 | 600 | 2500 | 0 | 42.93 | 45.98 | 6 | 0
2030 | PJM_ROR_2_TVA_Transmission | PJM_ROR | TVA_Transmission | Internal | Shoulder | B14 | 900 | 2500 | 0 | 40.86 | 44.31 | 6 | 0
2030 | PJM_ROR_2_TVA_Transmission | PJM_ROR | TVA_Transmission | Internal | Shoulder | B15 | 1203 | 2500 | 0 | 35.57 | 39.01 | 6 | 0
2030 | PJM_ROR_2_TVA_Transmission | PJM_ROR | TVA_Transmission | Internal | Summer | B1 | 10 | 2500 | 2500 | 69.28 | 80.38 | 6 | 5.1
2030 | PJM_ROR_2_TVA_Transmission | PJM_ROR | TVA_Transmission | Internal | Summer | B2 | 25 | 2500 | 2500 | 69.28 | 79.85 | 6 | 4.56
2030 | PJM_ROR_2_TVA_Transmission | PJM_ROR | TVA_Transmission | Internal | Summer | B3 | 75 | 2500 | 1045.48 | 66.59 | 72.59 | 6 | 0
2030 | PJM_ROR_2_TVA_Transmission | PJM_ROR | TVA_Transmission | Internal | Summer | B4 | 100 | 2500 | 0 | 61.16 | 67.13 | 6 | 0
2030 | PJM_ROR_2_TVA_Transmission | PJM_ROR | TVA_Transmission | Internal | Summer | B5 | 200 | 2500 | 0 | 58.44 | 63.44 | 6 | 0
2030 | PJM_ROR_2_TVA_Transmission | PJM_ROR | TVA_Transmission | Internal | Summer | B6 | 300 | 2500 | 0 | 46.64 | 51.55 | 6 | 0
2030 | PJM_ROR_2_TVA_Transmission | PJM_ROR | TVA_Transmission | Internal | Summer | B7 | 400 | 2500 | 0 | 41.33 | 46.22 | 6 | 0
2030 | PJM_ROR_2_TVA_Transmission | PJM_ROR | TVA_Transmission | Internal | Summer | B8 | 500 | 2500 | 0 | 40.88 | 43.14 | 6 | 0
2030 | PJM_ROR_2_TVA_Transmission | PJM_ROR | TVA_Transmission | Internal | Summer | B9 | 800 | 2500 | 0 | 37.84 | 41.12 | 6 | 0
2030 | PJM_ROR_2_TVA_Transmission | PJM_ROR | TVA_Transmission | Internal | Summer | B10 | 1262 | 2500 | 0 | 33.2 | 38.02 | 6 | 0
2030 | PJM_ROR_2_TVA_Transmission | PJM_ROR | TVA_Transmission | Internal | Winter | B16 | 25 | 2500 | 315.43 | 46.59 | 52.59 | 6 | 0
2030 | PJM_ROR_2_TVA_Transmission | PJM_ROR | TVA_Transmission | Internal | Winter | B17 | 100 | 2500 | 0 | 46.59 | 50.73 | 6 | 0
2030 | PJM_ROR_2_TVA_Transmission | PJM_ROR | TVA_Transmission | Internal | Winter | B18 | 400 | 2500 | 0 | 45.85 | 47.06 | 6 | 0
2030 | PJM_ROR_2_TVA_Transmission | PJM_ROR | TVA_Transmission | Internal | Winter | B19 | 700 | 2500 | 0 | 42.64 | 44.07 | 6 | 0
2030 | PJM_ROR_2_TVA_Transmission | PJM_ROR | TVA_Transmission | Internal | Winter | B20 | 935 | 2500 | 35.68 | 33.16 | 39.16 | 6 | 0
2030 | PJM_ROR_2_VACAR | PJM_ROR | VACAR | Internal | Shoulder | B11 | 25 | 3000 | 1888.64 | 45.2 | 51.2 | 6 | 0
2030 | PJM_ROR_2_VACAR | PJM_ROR | VACAR | Internal | Shoulder | B12 | 200 | 3000 | 0 | 44.04 | 43.99 | 6 | 0
2030 | PJM_ROR_2_VACAR | PJM_ROR | VACAR | Internal | Shoulder | B13 | 600 | 3000 | 0 | 42.93 | 41.19 | 6 | 0
2030 | PJM_ROR_2_VACAR | PJM_ROR | VACAR | Internal | Shoulder | B14 | 900 | 3000 | 0 | 40.86 | 40.47 | 6 | 0
2030 | PJM_ROR_2_VACAR | PJM_ROR | VACAR | Internal | Shoulder | B15 | 1203 | 3000 | 0 | 35.57 | 36.62 | 6 | 0
2030 | PJM_ROR_2_VACAR | PJM_ROR | VACAR | Internal | Summer | B1 | 10 | 3000 | 3000 | 69.28 | 79.19 | 6 | 3.91
2030 | PJM_ROR_2_VACAR | PJM_ROR | VACAR | Internal | Summer | B2 | 25 | 3000 | 3000 | 69.28 | 80.82 | 6 | 5.54
2030 | PJM_ROR_2_VACAR | PJM_ROR | VACAR | Internal | Summer | B3 | 75 | 3000 | 0 | 66.59 | 70.81 | 6 | 0
2030 | PJM_ROR_2_VACAR | PJM_ROR | VACAR | Internal | Summer | B4 | 100 | 3000 | 0 | 61.16 | 54.16 | 6 | 0
2030 | PJM_ROR_2_VACAR | PJM_ROR | VACAR | Internal | Summer | B5 | 200 | 3000 | 0 | 58.44 | 56.44 | 6 | 0
2030 | PJM_ROR_2_VACAR | PJM_ROR | VACAR | Internal | Summer | B6 | 300 | 3000 | 0 | 46.64 | 51.29 | 6 | 0
2030 | PJM_ROR_2_VACAR | PJM_ROR | VACAR | Internal | Summer | B7 | 400 | 3000 | 0 | 41.33 | 46.68 | 6 | 0
2030 | PJM_ROR_2_VACAR | PJM_ROR | VACAR | Internal | Summer | B8 | 500 | 3000 | 0 | 40.88 | 43.99 | 6 | 0
2030 | PJM_ROR_2_VACAR | PJM_ROR | VACAR | Internal | Summer | B9 | 800 | 3000 | 0 | 37.84 | 41.52 | 6 | 0
2030 | PJM_ROR_2_VACAR | PJM_ROR | VACAR | Internal | Summer | B10 | 1262 | 3000 | 0 | 33.2 | 36.78 | 6 | 0
2030 | PJM_ROR_2_VACAR | PJM_ROR | VACAR | Internal | Winter | B16 | 25 | 3000 | 712.05 | 46.59 | 52.59 | 6 | 0
2030 | PJM_ROR_2_VACAR | PJM_ROR | VACAR | Internal | Winter | B17 | 100 | 3000 | 0 | 46.59 | 45.7 | 6 | 0
2030 | PJM_ROR_2_VACAR | PJM_ROR | VACAR | Internal | Winter | B18 | 400 | 3000 | 0 | 45.85 | 41.9 | 6 | 0
2030 | PJM_ROR_2_VACAR | PJM_ROR | VACAR | Internal | Winter | B19 | 700 | 3000 | 0 | 42.64 | 40.01 | 6 | 0
2030 | PJM_ROR_2_VACAR | PJM_ROR | VACAR | Internal | Winter | B20 | 935 | 3000 | 0 | 33.16 | 36.78 | 6 | 0
2030 | PJM_ROM_2_NYISO_A-F | PJM_ROM | NYISO_A-F | Internal | Shoulder | B11 | 25 | 2000 | 0 | 45.19 | 41.9 | 6 | 0
2030 | PJM_ROM_2_NYISO_A-F | PJM_ROM | NYISO_A-F | Internal | Shoulder | B12 | 200 | 2000 | 0 | 44.05 | 43.34 | 6 | 0
2030 | PJM_ROM_2_NYISO_A-F | PJM_ROM | NYISO_A-F | Internal | Shoulder | B13 | 600 | 2000 | 0 | 42.94 | 43.19 | 6 | 0
2030 | PJM_ROM_2_NYISO_A-F | PJM_ROM | NYISO_A-F | Internal | Shoulder | B14 | 900 | 2000 | 0 | 40.87 | 41.88 | 6 | 0
2030 | PJM_ROM_2_NYISO_A-F | PJM_ROM | NYISO_A-F | Internal | Shoulder | B15 | 1203 | 2000 | 955.16 | 35.58 | 41.58 | 6 | 0
2030 | PJM_ROM_2_NYISO_A-F | PJM_ROM | NYISO_A-F | Internal | Summer | B1 | 10 | 2000 | 0 | 69.29 | 61.27 | 6 | 0
2030 | PJM_ROM_2_NYISO_A-F | PJM_ROM | NYISO_A-F | Internal | Summer | B2 | 25 | 2000 | 0 | 69.27 | 61.25 | 6 | 0
2030 | PJM_ROM_2_NYISO_A-F | PJM_ROM | NYISO_A-F | Internal | Summer | B3 | 75 | 2000 | 0 | 66.58 | 55.13 | 6 | 0
2030 | PJM_ROM_2_NYISO_A-F | PJM_ROM | NYISO_A-F | Internal | Summer | B4 | 100 | 2000 | 0 | 61.15 | 53.12 | 6 | 0
2030 | PJM_ROM_2_NYISO_A-F | PJM_ROM | NYISO_A-F | Internal | Summer | B5 | 200 | 2000 | 0 | 58.42 | 51.02 | 6 | 0
2030 | PJM_ROM_2_NYISO_A-F | PJM_ROM | NYISO_A-F | Internal | Summer | B6 | 300 | 2000 | 0 | 46.63 | 48.67 | 6 | 0
2030 | PJM_ROM_2_NYISO_A-F | PJM_ROM | NYISO_A-F | Internal | Summer | B7 | 400 | 2000 | 0 | 41.34 | 42.02 | 6 | 0
2030 | PJM_ROM_2_NYISO_A-F | PJM_ROM | NYISO_A-F | Internal | Summer | B8 | 500 | 2000 | 0 | 40.89 | 39.77 | 6 | 0
2030 | PJM_ROM_2_NYISO_A-F | PJM_ROM | NYISO_A-F | Internal | Summer | B9 | 800 | 2000 | 0 | 37.85 | 39.57 | 6 | 0
2030 | PJM_ROM_2_NYISO_A-F | PJM_ROM | NYISO_A-F | Internal | Summer | B10 | 1262 | 2000 | 903.22 | 33.57 | 39.57 | 6 | 0
2030 | PJM_ROM_2_NYISO_A-F | PJM_ROM | NYISO_A-F | Internal | Winter | B16 | 25 | 2000 | 0 | 46.6 | 52.43 | 6 | 0
2030 | PJM_ROM_2_NYISO_A-F | PJM_ROM | NYISO_A-F | Internal | Winter | B17 | 100 | 2000 | 0 | 46.6 | 48.59 | 6 | 0
2030 | PJM_ROM_2_NYISO_A-F | PJM_ROM | NYISO_A-F | Internal | Winter | B18 | 400 | 2000 | 0 | 45.86 | 46.02 | 6 | 0
2030 | PJM_ROM_2_NYISO_A-F | PJM_ROM | NYISO_A-F | Internal | Winter | B19 | 700 | 2000 | 0 | 42.66 | 46.02 | 6 | 0
2030 | PJM_ROM_2_NYISO_A-F | PJM_ROM | NYISO_A-F | Internal | Winter | B20 | 935 | 2000 | 2000 | 33.32 | 46.02 | 6 | 6.7
2030 | PJM_ROM_2_PJM_E | PJM_ROM | PJM_E | Internal | Shoulder | B11 | 25 | 8000 | 0 | 45.19 | 45.18 | 0.01 | 0
2030 | PJM_ROM_2_PJM_E | PJM_ROM | PJM_E | Internal | Shoulder | B12 | 200 | 8000 | 0 | 44.05 | 44.04 | 0.01 | 0
2030 | PJM_ROM_2_PJM_E | PJM_ROM | PJM_E | Internal | Shoulder | B13 | 600 | 8000 | 417.66 | 42.94 | 42.95 | 0.01 | 0
2030 | PJM_ROM_2_PJM_E | PJM_ROM | PJM_E | Internal | Shoulder | B14 | 900 | 8000 | 0 | 40.87 | 40.86 | 0.01 | 0
2030 | PJM_ROM_2_PJM_E | PJM_ROM | PJM_E | Internal | Shoulder | B15 | 1203 | 8000 | 1429.01 | 35.58 | 35.59 | 0.01 | 0
2030 | PJM_ROM_2_PJM_E | PJM_ROM | PJM_E | Internal | Summer | B1 | 10 | 8000 | 0 | 69.29 | 69.28 | 0.01 | 0
2030 | PJM_ROM_2_PJM_E | PJM_ROM | PJM_E | Internal | Summer | B2 | 25 | 8000 | 0 | 69.27 | 69.26 | 0.01 | 0
2030 | PJM_ROM_2_PJM_E | PJM_ROM | PJM_E | Internal | Summer | B3 | 75 | 8000 | 0 | 66.58 | 66.57 | 0.01 | 0
2030 | PJM_ROM_2_PJM_E | PJM_ROM | PJM_E | Internal | Summer | B4 | 100 | 8000 | 0 | 61.15 | 61.14 | 0.01 | 0
2030 | PJM_ROM_2_PJM_E | PJM_ROM | PJM_E | Internal | Summer | B5 | 200 | 8000 | 0 | 58.42 | 58.41 | 0.01 | 0
2030 | PJM_ROM_2_PJM_E | PJM_ROM | PJM_E | Internal | Summer | B6 | 300 | 8000 | 0 | 46.63 | 46.62 | 0.01 | 0
2030 | PJM_ROM_2_PJM_E | PJM_ROM | PJM_E | Internal | Summer | B7 | 400 | 8000 | 0 | 41.34 | 41.33 | 0.01 | 0
2030 | PJM_ROM_2_PJM_E | PJM_ROM | PJM_E | Internal | Summer | B8 | 500 | 8000 | 1250.82 | 40.89 | 40.91 | 0.01 | 0
2030 | PJM_ROM_2_PJM_E | PJM_ROM | PJM_E | Internal | Summer | B9 | 800 | 8000 | 3269.62 | 37.85 | 37.86 | 0.01 | 0
2030 | PJM_ROM_2_PJM_E | PJM_ROM | PJM_E | Internal | Summer | B10 | 1262 | 8000 | 1830.23 | 33.57 | 33.58 | 0.01 | 0
2030 | PJM_ROM_2_PJM_E | PJM_ROM | PJM_E | Internal | Winter | B16 | 25 | 8000 | 1867.48 | 46.6 | 46.61 | 0.01 | 0
2030 | PJM_ROM_2_PJM_E | PJM_ROM | PJM_E | Internal | Winter | B17 | 100 | 8000 | 1712.62 | 46.6 | 46.62 | 0.01 | 0
2030 | PJM_ROM_2_PJM_E | PJM_ROM | PJM_E | Internal | Winter | B18 | 400 | 8000 | 2237.53 | 45.86 | 45.88 | 0.01 | 0
2030 | PJM_ROM_2_PJM_E | PJM_ROM | PJM_E | Internal | Winter | B19 | 700 | 8000 | 2515.76 | 42.66 | 42.67 | 0.01 | 0
2030 | PJM_ROM_2_PJM_E | PJM_ROM | PJM_E | Internal | Winter | B20 | 935 | 8000 | 526.73 | 33.32 | 33.34 | 0.01 | 0
2030 | PJM_ROM_2_PJM_ROR | PJM_ROM | PJM_ROR | Internal | Shoulder | B11 | 25 | 8000 | 428.8 | 45.19 | 45.2 | 0.01 | 0
2030 | PJM_ROM_2_PJM_ROR | PJM_ROM | PJM_ROR | Internal | Shoulder | B12 | 200 | 8000 | 0 | 44.05 | 44.04 | 0.01 | 0
2030 | PJM_ROM_2_PJM_ROR | PJM_ROM | PJM_ROR | Internal | Shoulder | B13 | 600 | 8000 | 0 | 42.94 | 42.93 | 0.01 | 0
2030 | PJM_ROM_2_PJM_ROR | PJM_ROM | PJM_ROR | Internal | Shoulder | B14 | 900 | 8000 | 0 | 40.87 | 40.86 | 0.01 | 0
2030 | PJM_ROM_2_PJM_ROR | PJM_ROM | PJM_ROR | Internal | Shoulder | B15 | 1203 | 8000 | 0 | 35.58 | 35.57 | 0.01 | 0
2030 | PJM_ROM_2_PJM_ROR | PJM_ROM | PJM_ROR | Internal | Summer | B1 | 10 | 8000 | 0 | 69.29 | 69.28 | 0.01 | 0
2030 | PJM_ROM_2_PJM_ROR | PJM_ROM | PJM_ROR | Internal | Summer | B2 | 25 | 8000 | 775.96 | 69.27 | 69.28 | 0.01 | 0
2030 | PJM_ROM_2_PJM_ROR | PJM_ROM | PJM_ROR | Internal | Summer | B3 | 75 | 8000 | 4852.77 | 66.58 | 66.59 | 0.01 | 0
2030 | PJM_ROM_2_PJM_ROR | PJM_ROM | PJM_ROR | Internal | Summer | B4 | 100 | 8000 | 3931.11 | 61.15 | 61.16 | 0.01 | 0
2030 | PJM_ROM_2_PJM_ROR | PJM_ROM | PJM_ROR | Internal | Summer | B5 | 200 | 8000 | 1267.36 | 58.42 | 58.44 | 0.01 | 0
2030 | PJM_ROM_2_PJM_ROR | PJM_ROM | PJM_ROR | Internal | Summer | B6 | 300 | 8000 | 587.02 | 46.63 | 46.64 | 0.01 | 0
2030 | PJM_ROM_2_PJM_ROR | PJM_ROM | PJM_ROR | Internal | Summer | B7 | 400 | 8000 | 0 | 41.34 | 41.33 | 0.01 | 0
2030 | PJM_ROM_2_PJM_ROR | PJM_ROM | PJM_ROR | Internal | Summer | B8 | 500 | 8000 | 0 | 40.89 | 40.88 | 0.01 | 0
2030 | PJM_ROM_2_PJM_ROR | PJM_ROM | PJM_ROR | Internal | Summer | B9 | 800 | 8000 | 0 | 37.85 | 37.84 | 0.01 | 0
2030 | PJM_ROM_2_PJM_ROR | PJM_ROM | PJM_ROR | Internal | Summer | B10 | 1262 | 8000 | 0 | 33.57 | 33.2 | 0.01 | 0
2030 | PJM_ROM_2_PJM_ROR | PJM_ROM | PJM_ROR | Internal | Winter | B16 | 25 | 8000 | 0 | 46.6 | 46.59 | 0.01 | 0
2030 | PJM_ROM_2_PJM_ROR | PJM_ROM | PJM_ROR | Internal | Winter | B17 | 100 | 8000 | 0 | 46.6 | 46.59 | 0.01 | 0
2030 | PJM_ROM_2_PJM_ROR | PJM_ROM | PJM_ROR | Internal | Winter | B18 | 400 | 8000 | 0 | 45.86 | 45.85 | 0.01 | 0
2030 | PJM_ROM_2_PJM_ROR | PJM_ROM | PJM_ROR | Internal | Winter | B19 | 700 | 8000 | 0 | 42.66 | 42.64 | 0.01 | 0
2030 | PJM_ROM_2_PJM_ROR | PJM_ROM | PJM_ROR | Internal | Winter | B20 | 935 | 8000 | 0 | 33.32 | 33.16 | 0.01 | 0
2030 | SOCO_2_FRCC | SOCO | FRCC | Internal | Shoulder | B11 | 25 | 3700 | 3700 | 60.2 | 85.49 | 10 | 15.29
2030 | SOCO_2_FRCC | SOCO | FRCC | Internal | Shoulder | B12 | 200 | 3700 | 2570.7 | 47.47 | 57.47 | 10 | 0
2030 | SOCO_2_FRCC | SOCO | FRCC | Internal | Shoulder | B13 | 600 | 3700 | 0 | 47.47 | 54.98 | 10 | 0
2030 | SOCO_2_FRCC | SOCO | FRCC | Internal | Shoulder | B14 | 900 | 3700 | 0 | 47.47 | 54.98 | 10 | 0
2030 | SOCO_2_FRCC | SOCO | FRCC | Internal | Shoulder | B15 | 1203 | 3700 | 0 | 43.78 | 52.71 | 10 | 0
2030 | SOCO_2_FRCC | SOCO | FRCC | Internal | Summer | B1 | 10 | 3700 | 1684.7 | 86.19 | 96.19 | 10 | 0
2030 | SOCO_2_FRCC | SOCO | FRCC | Internal | Summer | B2 | 25 | 3700 | 0 | 77.81 | 85.63 | 10 | 0
2030 | SOCO_2_FRCC | SOCO | FRCC | Internal | Summer | B3 | 75 | 3700 | 0 | 77.81 | 85.63 | 10 | 0
2030 | SOCO_2_FRCC | SOCO | FRCC | Internal | Summer | B4 | 100 | 3700 | 410.49 | 75.63 | 85.63 | 10 | 0
2030 | SOCO_2_FRCC | SOCO | FRCC | Internal | Summer | B5 | 200 | 3700 | 3700 | 72.44 | 84.12 | 10 | 1.68
2030 | SOCO_2_FRCC | SOCO | FRCC | Internal | Summer | B6 | 300 | 3700 | 3700 | 58.29 | 73.28 | 10 | 4.99
2030 | SOCO_2_FRCC | SOCO | FRCC | Internal | Summer | B7 | 400 | 3700 | 3324.95 | 53.68 | 63.68 | 10 | 0
2030 | SOCO_2_FRCC | SOCO | FRCC | Internal | Summer | B8 | 500 | 3700 | 1643.15 | 45.97 | 55.97 | 10 | 0
2030 | SOCO_2_FRCC | SOCO | FRCC | Internal | Summer | B9 | 800 | 3700 | 0 | 45.97 | 54.02 | 10 | 0
2030 | SOCO_2_FRCC | SOCO | FRCC | Internal | Summer | B10 | 1262 | 3700 | 0 | 43.78 | 51.8 | 10 | 0
2030 | SOCO_2_FRCC | SOCO | FRCC | Internal | Winter | B16 | 25 | 3700 | 3700 | 60.03 | 78.41 | 10 | 8.38
2030 | SOCO_2_FRCC | SOCO | FRCC | Internal | Winter | B17 | 100 | 3700 | 1685.53 | 50.64 | 60.64 | 10 | 0
2030 | SOCO_2_FRCC | SOCO | FRCC | Internal | Winter | B18 | 400 | 3700 | 0 | 48.9 | 57.76 | 10 | 0
2030 | SOCO_2_FRCC | SOCO | FRCC | Internal | Winter | B19 | 700 | 3700 | 291 | 47.01 | 57.01 | 10 | 0
2030 | SOCO_2_FRCC | SOCO | FRCC | Internal | Winter | B20 | 935 | 3700 | 1935.58 | 45.37 | 55.37 | 10 | 0
2030 | SOCO_2_VACAR | SOCO | VACAR | Internal | Shoulder | B11 | 25 | 2000 | 0 | 60.2 | 51.2 | 10 | 0
2030 | SOCO_2_VACAR | SOCO | VACAR | Internal | Shoulder | B12 | 200 | 2000 | 0 | 47.47 | 43.99 | 10 | 0
2030 | SOCO_2_VACAR | SOCO | VACAR | Internal | Shoulder | B13 | 600 | 2000 | 0 | 47.47 | 41.19 | 10 | 0
2030 | SOCO_2_VACAR | SOCO | VACAR | Internal | Shoulder | B14 | 900 | 2000 | 0 | 47.47 | 40.47 | 10 | 0
2030 | SOCO_2_VACAR | SOCO | VACAR | Internal | Shoulder | B15 | 1203 | 2000 | 0 | 43.78 | 36.62 | 10 | 0
2030 | SOCO_2_VACAR | SOCO | VACAR | Internal | Summer | B1 | 10 | 2000 | 0 | 86.19 | 79.19 | 10 | 0
2030 | SOCO_2_VACAR | SOCO | VACAR | Internal | Summer | B2 | 25 | 2000 | 0 | 77.81 | 80.82 | 10 | 0
2030 | SOCO_2_VACAR | SOCO | VACAR | Internal | Summer | B3 | 75 | 2000 | 0 | 77.81 | 70.81 | 10 | 0
2030 | SOCO_2_VACAR | SOCO | VACAR | Internal | Summer | B4 | 100 | 2000 | 0 | 75.63 | 54.16 | 10 | 0
2030 | SOCO_2_VACAR | SOCO | VACAR | Internal | Summer | B5 | 200 | 2000 | 0 | 72.44 | 56.44 | 10 | 0
2030 | SOCO_2_VACAR | SOCO | VACAR | Internal | Summer | B6 | 300 | 2000 | 0 | 58.29 | 51.29 | 10 | 0
2030 | SOCO_2_VACAR | SOCO | VACAR | Internal | Summer | B7 | 400 | 2000 | 0 | 53.68 | 46.68 | 10 | 0
2030 | SOCO_2_VACAR | SOCO | VACAR | Internal | Summer | B8 | 500 | 2000 | 0 | 45.97 | 43.99 | 10 | 0
2030 | SOCO_2_VACAR | SOCO | VACAR | Internal | Summer | B9 | 800 | 2000 | 0 | 45.97 | 41.52 | 10 | 0
2030 | SOCO_2_VACAR | SOCO | VACAR | Internal | Summer | B10 | 1262 | 2000 | 0 | 43.78 | 36.78 | 10 | 0
2030 | SOCO_2_VACAR | SOCO | VACAR | Internal | Winter | B16 | 25 | 2000 | 0 | 60.03 | 52.59 | 10 | 0
2030 | SOCO_2_VACAR | SOCO | VACAR | Internal | Winter | B17 | 100 | 2000 | 0 | 50.64 | 45.7 | 10 | 0
2030 | SOCO_2_VACAR | SOCO | VACAR | Internal | Winter | B18 | 400 | 2000 | 0 | 48.9 | 41.9 | 10 | 0
2030 | SOCO_2_VACAR | SOCO | VACAR | Internal | Winter | B19 | 700 | 2000 | 0 | 47.01 | 40.01 | 10 | 0
2030 | SOCO_2_VACAR | SOCO | VACAR | Internal | Winter | B20 | 935 | 2000 | 0 | 45.37 | 36.78 | 10 | 0
2030 | SPP_N_2_ENT | SPP_N | ENT | Internal | Shoulder | B11 | 25 | 1800 | 853.64 | 53.25 | 58.25 | 5 | 0
2030 | SPP_N_2_ENT | SPP_N | ENT | Internal | Shoulder | B12 | 200 | 1800 | 0 | 45.28 | 47.35 | 5 | 0
2030 | SPP_N_2_ENT | SPP_N | ENT | Internal | Shoulder | B13 | 600 | 1800 | 0 | 44.05 | 47.35 | 5 | 0
2030 | SPP_N_2_ENT | SPP_N | ENT | Internal | Shoulder | B14 | 900 | 1800 | 1800 | 40.17 | 45.46 | 5 | 0.29
2030 | SPP_N_2_ENT | SPP_N | ENT | Internal | Shoulder | B15 | 1203 | 1800 | 1800 | 37.57 | 45.46 | 5 | 2.9
2030 | SPP_N_2_ENT | SPP_N | ENT | Internal | Summer | B1 | 10 | 1800 | 227.26 | 72.49 | 77.49 | 5 | 0
2030 | SPP_N_2_ENT | SPP_N | ENT | Internal | Summer | B2 | 25 | 1800 | 0 | 74.25 | 76.19 | 5 | 0
2030 | SPP_N_2_ENT | SPP_N | ENT | Internal | Summer | B3 | 75 | 1800 | 0 | 75.21 | 69.81 | 5 | 0
2030 | SPP_N_2_ENT | SPP_N | ENT | Internal | Summer | B4 | 100 | 1800 | 0 | 74.25 | 67.94 | 5 | 0
2030 | SPP_N_2_ENT | SPP_N | ENT | Internal | Summer | B5 | 200 | 1800 | 0 | 69.26 | 64.44 | 5 | 0
2030 | SPP_N_2_ENT | SPP_N | ENT | Internal | Summer | B6 | 300 | 1800 | 0 | 55.65 | 56.67 | 5 | 0
2030 | SPP_N_2_ENT | SPP_N | ENT | Internal | Summer | B7 | 400 | 1800 | 0 | 45.2 | 45.68 | 5 | 0
2030 | SPP_N_2_ENT | SPP_N | ENT | Internal | Summer | B8 | 500 | 1800 | 0 | 43.67 | 45.68 | 5 | 0
2030 | SPP_N_2_ENT | SPP_N | ENT | Internal | Summer | B9 | 800 | 1800 | 0 | 43.29 | 45.36 | 5 | 0
2030 | SPP_N_2_ENT | SPP_N | ENT | Internal | Summer | B10 | 1262 | 1800 | 1800 | 38.79 | 43.87 | 5 | 0.08
2030 | SPP_N_2_ENT | SPP_N | ENT | Internal | Winter | B16 | 25 | 1800 | 334.03 | 47.48 | 52.48 | 5 | 0
2030 | SPP_N_2_ENT | SPP_N | ENT | Internal | Winter | B17 | 100 | 1800 | 1800 | 44.59 | 50.28 | 5 | 0.69
2030 | SPP_N_2_ENT | SPP_N | ENT | Internal | Winter | B18 | 400 | 1800 | 1722.98 | 44.62 | 49.62 | 5 | 0
2030 | SPP_N_2_ENT | SPP_N | ENT | Internal | Winter | B19 | 700 | 1800 | 1800 | 42.33 | 48.62 | 5 | 1.29
2030 | SPP_N_2_ENT | SPP_N | ENT | Internal | Winter | B20 | 935 | 1800 | 1800 | 36.41 | 44.41 | 5 | 3
2030 | SPP_N_2_MISO_MO-IL | SPP_N | MISO_MO-IL | Internal | Shoulder | B11 | 25 | 2000 | 0 | 53.25 | 53.25 | 5 | 0
2030 | SPP_N_2_MISO_MO-IL | SPP_N | MISO_MO-IL | Internal | Shoulder | B12 | 200 | 2000 | 0 | 45.28 | 45.32 | 5 | 0
2030 | SPP_N_2_MISO_MO-IL | SPP_N | MISO_MO-IL | Internal | Shoulder | B13 | 600 | 2000 | 0 | 44.05 | 44.05 | 5 | 0
2030 | SPP_N_2_MISO_MO-IL | SPP_N | MISO_MO-IL | Internal | Shoulder | B14 | 900 | 2000 | 0 | 40.17 | 40.17 | 5 | 0
2030 | SPP_N_2_MISO_MO-IL | SPP_N | MISO_MO-IL | Internal | Shoulder | B15 | 1203 | 2000 | 0 | 37.57 | 37.57 | 5 | 0
2030 | SPP_N_2_MISO_MO-IL | SPP_N | MISO_MO-IL | Internal | Summer | B1 | 10 | 2000 | 0 | 72.49 | 72.38 | 5 | 0
2030 | SPP_N_2_MISO_MO-IL | SPP_N | MISO_MO-IL | Internal | Summer | B2 | 25 | 2000 | 0 | 74.25 | 71.85 | 5 | 0
2030 | SPP_N_2_MISO_MO-IL | SPP_N | MISO_MO-IL | Internal | Summer | B3 | 75 | 2000 | 0 | 75.21 | 70.66 | 5 | 0
2030 | SPP_N_2_MISO_MO-IL | SPP_N | MISO_MO-IL | Internal | Summer | B4 | 100 | 2000 | 0 | 74.25 | 70.66 | 5 | 0
2030 | SPP_N_2_MISO_MO-IL | SPP_N | MISO_MO-IL | Internal | Summer | B5 | 200 | 2000 | 0 | 69.26 | 64.43 | 5 | 0
2030 | SPP_N_2_MISO_MO-IL | SPP_N | MISO_MO-IL | Internal | Summer | B6 | 300 | 2000 | 0 | 55.65 | 48.67 | 5 | 0
2030 | SPP_N_2_MISO_MO-IL | SPP_N | MISO_MO-IL | Internal | Summer | B7 | 400 | 2000 | 0 | 45.2 | 43.32 | 5 | 0
2030 | SPP_N_2_MISO_MO-IL | SPP_N | MISO_MO-IL | Internal | Summer | B8 | 500 | 2000 | 0 | 43.67 | 40.49 | 5 | 0
2030 | SPP_N_2_MISO_MO-IL | SPP_N | MISO_MO-IL | Internal | Summer | B9 | 800 | 2000 | 0 | 43.29 | 39.58 | 5 | 0
2030 | SPP_N_2_MISO_MO-IL | SPP_N | MISO_MO-IL | Internal | Summer | B10 | 1262 | 2000 | 0 | 38.79 | 35.2 | 5 | 0
2030 | SPP_N_2_MISO_MO-IL | SPP_N | MISO_MO-IL | Internal | Winter | B16 | 25 | 2000 | 0 | 47.48 | 47.48 | 5 | 0
2030 | SPP_N_2_MISO_MO-IL | SPP_N | MISO_MO-IL | Internal | Winter | B17 | 100 | 2000 | 0 | 44.59 | 44.59 | 5 | 0
2030 | SPP_N_2_MISO_MO-IL | SPP_N | MISO_MO-IL | Internal | Winter | B18 | 400 | 2000 | 0 | 44.62 | 44.62 | 5 | 0
2030 | SPP_N_2_MISO_MO-IL | SPP_N | MISO_MO-IL | Internal | Winter | B19 | 700 | 2000 | 0 | 42.33 | 42.34 | 5 | 0
2030 | SPP_N_2_MISO_MO-IL | SPP_N | MISO_MO-IL | Internal | Winter | B20 | 935 | 2000 | 0 | 36.41 | 36.41 | 5 | 0
2030 | SPP_N_2_MISO_W | SPP_N | MISO_W | Internal | Shoulder | B11 | 25 | 750 | 0 | 53.25 | 53.24 | 5 | 0
2030 | SPP_N_2_MISO_W | SPP_N | MISO_W | Internal | Shoulder | B12 | 200 | 750 | 0 | 45.28 | 45.31 | 5 | 0
2030 | SPP_N_2_MISO_W | SPP_N | MISO_W | Internal | Shoulder | B13 | 600 | 750 | 0 | 44.05 | 44.03 | 5 | 0
2030 | SPP_N_2_MISO_W | SPP_N | MISO_W | Internal | Shoulder | B14 | 900 | 750 | 0 | 40.17 | 40.16 | 5 | 0
2030 | SPP_N_2_MISO_W | SPP_N | MISO_W | Internal | Shoulder | B15 | 1203 | 750 | 0 | 37.57 | 37.55 | 5 | 0
2030 | SPP_N_2_MISO_W | SPP_N | MISO_W | Internal | Summer | B1 | 10 | 750 | 0 | 72.49 | 72.37 | 5 | 0
2030 | SPP_N_2_MISO_W | SPP_N | MISO_W | Internal | Summer | B2 | 25 | 750 | 0 | 74.25 | 71.83 | 5 | 0
2030 | SPP_N_2_MISO_W | SPP_N | MISO_W | Internal | Summer | B3 | 75 | 750 | 0 | 75.21 | 71.83 | 5 | 0
2030 | SPP_N_2_MISO_W | SPP_N | MISO_W | Internal | Summer | B4 | 100 | 750 | 0 | 74.25 | 70.65 | 5 | 0
2030 | SPP_N_2_MISO_W | SPP_N | MISO_W | Internal | Summer | B5 | 200 | 750 | 0 | 69.26 | 64.42 | 5 | 0
2030 | SPP_N_2_MISO_W | SPP_N | MISO_W | Internal | Summer | B6 | 300 | 750 | 0 | 55.65 | 48.65 | 5 | 0
2030 | SPP_N_2_MISO_W | SPP_N | MISO_W | Internal | Summer | B7 | 400 | 750 | 0 | 45.2 | 43.31 | 5 | 0
2030 | SPP_N_2_MISO_W | SPP_N | MISO_W | Internal | Summer | B8 | 500 | 750 | 0 | 43.67 | 40.48 | 5 | 0
2030 | SPP_N_2_MISO_W | SPP_N | MISO_W | Internal | Summer | B9 | 800 | 750 | 0 | 43.29 | 39.57 | 5 | 0
2030 | SPP_N_2_MISO_W | SPP_N | MISO_W | Internal | Summer | B10 | 1262 | 750 | 0 | 38.79 | 35.19 | 5 | 0
2030 | SPP_N_2_MISO_W | SPP_N | MISO_W | Internal | Winter | B16 | 25 | 750 | 0 | 47.48 | 47.47 | 5 | 0
2030 | SPP_N_2_MISO_W | SPP_N | MISO_W | Internal | Winter | B17 | 100 | 750 | 0 | 44.59 | 44.58 | 5 | 0
2030 | SPP_N_2_MISO_W | SPP_N | MISO_W | Internal | Winter | B18 | 400 | 750 | 0 | 44.62 | 44.61 | 5 | 0
2030 | SPP_N_2_MISO_W | SPP_N | MISO_W | Internal | Winter | B19 | 700 | 750 | 0 | 42.33 | 42.33 | 5 | 0
2030 | SPP_N_2_MISO_W | SPP_N | MISO_W | Internal | Winter | B20 | 935 | 750 | 0 | 36.41 | 36.4 | 5 | 0
2030 | SPP_N_2_NE | SPP_N | NE | Internal | Shoulder | B11 | 25 | 1531 | 0 | 53.25 | 53.24 | 0.01 | 0
2030 | SPP_N_2_NE | SPP_N | NE | Internal | Shoulder | B12 | 200 | 1531 | 0 | 45.28 | 45.26 | 0.01 | 0
2030 | SPP_N_2_NE | SPP_N | NE | Internal | Shoulder | B13 | 600 | 1531 | 0 | 44.05 | 44.03 | 0.01 | 0
2030 | SPP_N_2_NE | SPP_N | NE | Internal | Shoulder | B14 | 900 | 1531 | 0 | 40.17 | 40.16 | 0.01 | 0
2030 | SPP_N_2_NE | SPP_N | NE | Internal | Shoulder | B15 | 1203 | 1531 | 0 | 37.57 | 37.55 | 0.01 | 0
2030 | SPP_N_2_NE | SPP_N | NE | Internal | Summer | B1 | 10 | 1531 | 0 | 72.49 | 72.48 | 0.01 | 0
2030 | SPP_N_2_NE | SPP_N | NE | Internal | Summer | B2 | 25 | 1531 | 0 | 74.25 | 74.24 | 0.01 | 0
2030 | SPP_N_2_NE | SPP_N | NE | Internal | Summer | B3 | 75 | 1531 | 0 | 75.21 | 75.19 | 0.01 | 0
2030 | SPP_N_2_NE | SPP_N | NE | Internal | Summer | B4 | 100 | 1531 | 0 | 74.25 | 74.24 | 0.01 | 0
2030 | SPP_N_2_NE | SPP_N | NE | Internal | Summer | B5 | 200 | 1531 | 0 | 69.26 | 69.25 | 0.01 | 0
2030 | SPP_N_2_NE | SPP_N | NE | Internal | Summer | B6 | 300 | 1531 | 0 | 55.65 | 55.64 | 0.01 | 0
2030 | SPP_N_2_NE | SPP_N | NE | Internal | Summer | B7 | 400 | 1531 | 0 | 45.2 | 45.19 | 0.01 | 0
2030 | SPP_N_2_NE | SPP_N | NE | Internal | Summer | B8 | 500 | 1531 | 0 | 43.67 | 43.65 | 0.01 | 0
2030 | SPP_N_2_NE | SPP_N | NE | Internal | Summer | B9 | 800 | 1531 | 0 | 43.29 | 43.27 | 0.01 | 0
2030 | SPP_N_2_NE | SPP_N | NE | Internal | Summer | B10 | 1262 | 1531 | 0 | 38.79 | 35.19 | 0.01 | 0
2030 | SPP_N_2_NE | SPP_N | NE | Internal | Winter | B16 | 25 | 1531 | 0 | 47.48 | 47.47 | 0.01 | 0
2030 | SPP_N_2_NE | SPP_N | NE | Internal | Winter | B17 | 100 | 1531 | 0 | 44.59 | 44.58 | 0.01 | 0
2030 | SPP_N_2_NE | SPP_N | NE | Internal | Winter | B18 | 400 | 1531 | 0 | 44.62 | 44.61 | 0.01 | 0
2030 | SPP_N_2_NE | SPP_N | NE | Internal | Winter | B19 | 700 | 1531 | 0 | 42.33 | 42.32 | 0.01 | 0
2030 | SPP_N_2_NE | SPP_N | NE | Internal | Winter | B20 | 935 | 1531 | 0 | 36.41 | 36.4 | 0.01 | 0
2030 | SPP_N_2_SPP_S | SPP_N | SPP_S | Internal | Shoulder | B11 | 25 | 4383 | 0 | 53.25 | 52.48 | 0.01 | 0
2030 | SPP_N_2_SPP_S | SPP_N | SPP_S | Internal | Shoulder | B12 | 200 | 4383 | 0 | 45.28 | 45.26 | 0.01 | 0
2030 | SPP_N_2_SPP_S | SPP_N | SPP_S | Internal | Shoulder | B13 | 600 | 4383 | 677.65 | 44.05 | 44.06 | 0.01 | 0
2030 | SPP_N_2_SPP_S | SPP_N | SPP_S | Internal | Shoulder | B14 | 900 | 4383 | 575.35 | 40.17 | 40.18 | 0.01 | 0
2030 | SPP_N_2_SPP_S | SPP_N | SPP_S | Internal | Shoulder | B15 | 1203 | 4383 | 3053.24 | 37.57 | 37.58 | 0.01 | 0
2030 | SPP_N_2_SPP_S | SPP_N | SPP_S | Internal | Summer | B1 | 10 | 4383 | 0 | 72.49 | 45.66 | 0.01 | 0
2030 | SPP_N_2_SPP_S | SPP_N | SPP_S | Internal | Summer | B2 | 25 | 4383 | 0 | 74.25 | 62.94 | 0.01 | 0
2030 | SPP_N_2_SPP_S | SPP_N | SPP_S | Internal | Summer | B3 | 75 | 4383 | 0 | 75.21 | 63.47 | 0.01 | 0
2030 | SPP_N_2_SPP_S | SPP_N | SPP_S | Internal | Summer | B4 | 100 | 4383 | 0 | 74.25 | 62.94 | 0.01 | 0
2030 | SPP_N_2_SPP_S | SPP_N | SPP_S | Internal | Summer | B5 | 200 | 4383 | 0 | 69.26 | 62.94 | 0.01 | 0
2030 | SPP_N_2_SPP_S | SPP_N | SPP_S | Internal | Summer | B6 | 300 | 4383 | 0 | 55.65 | 55.64 | 0.01 | 0
2030 | SPP_N_2_SPP_S | SPP_N | SPP_S | Internal | Summer | B7 | 400 | 4383 | 202.4 | 45.2 | 45.21 | 0.01 | 0
2030 | SPP_N_2_SPP_S | SPP_N | SPP_S | Internal | Summer | B8 | 500 | 4383 | 1851.68 | 43.67 | 43.68 | 0.01 | 0
2030 | SPP_N_2_SPP_S | SPP_N | SPP_S | Internal | Summer | B9 | 800 | 4383 | 3213.87 | 43.29 | 43.3 | 0.01 | 0
2030 | SPP_N_2_SPP_S | SPP_N | SPP_S | Internal | Summer | B10 | 1262 | 4383 | 4383 | 38.79 | 39.3 | 0.01 | 0.5
2030 | SPP_N_2_SPP_S | SPP_N | SPP_S | Internal | Winter | B16 | 25 | 4383 | 755.23 | 47.48 | 47.5 | 0.01 | 0
2030 | SPP_N_2_SPP_S | SPP_N | SPP_S | Internal | Winter | B17 | 100 | 4383 | 85.66 | 44.59 | 44.6 | 0.01 | 0
2030 | SPP_N_2_SPP_S | SPP_N | SPP_S | Internal | Winter | B18 | 400 | 4383 | 0 | 44.62 | 44.61 | 0.01 | 0
2030 | SPP_N_2_SPP_S | SPP_N | SPP_S | Internal | Winter | B19 | 700 | 4383 | 0 | 42.33 | 42.33 | 0.01 | 0
2030 | SPP_N_2_SPP_S | SPP_N | SPP_S | Internal | Winter | B20 | 935 | 4383 | 3166.42 | 36.41 | 36.42 | 0.01 | 0
2030 | SPP_S_2_ENT | SPP_S | ENT | Internal | Shoulder | B11 | 25 | 850 | 850 | 52.48 | 58.25 | 5 | 0.77
2030 | SPP_S_2_ENT | SPP_S | ENT | Internal | Shoulder | B12 | 200 | 850 | 0 | 45.26 | 47.35 | 5 | 0
2030 | SPP_S_2_ENT | SPP_S | ENT | Internal | Shoulder | B13 | 600 | 850 | 0 | 44.06 | 47.35 | 5 | 0
2030 | SPP_S_2_ENT | SPP_S | ENT | Internal | Shoulder | B14 | 900 | 850 | 850 | 40.18 | 45.46 | 5 | 0.28
2030 | SPP_S_2_ENT | SPP_S | ENT | Internal | Shoulder | B15 | 1203 | 850 | 850 | 37.58 | 45.46 | 5 | 2.89
2030 | SPP_S_2_ENT | SPP_S | ENT | Internal | Summer | B1 | 10 | 850 | 850 | 45.66 | 77.49 | 5 | 26.83
2030 | SPP_S_2_ENT | SPP_S | ENT | Internal | Summer | B2 | 25 | 850 | 850 | 62.94 | 76.19 | 5 | 8.25
2030 | SPP_S_2_ENT | SPP_S | ENT | Internal | Summer | B3 | 75 | 850 | 850 | 63.47 | 69.81 | 5 | 1.35
2030 | SPP_S_2_ENT | SPP_S | ENT | Internal | Summer | B4 | 100 | 850 | 236.78 | 62.94 | 67.94 | 5 | 0
2030 | SPP_S_2_ENT | SPP_S | ENT | Internal | Summer | B5 | 200 | 850 | 0 | 62.94 | 64.44 | 5 | 0
2030 | SPP_S_2_ENT | SPP_S | ENT | Internal | Summer | B6 | 300 | 850 | 0 | 55.64 | 56.67 | 5 | 0
2030 | SPP_S_2_ENT | SPP_S | ENT | Internal | Summer | B7 | 400 | 850 | 0 | 45.21 | 45.68 | 5 | 0
2030 | SPP_S_2_ENT | SPP_S | ENT | Internal | Summer | B8 | 500 | 850 | 0 | 43.68 | 45.68 | 5 | 0
2030 | SPP_S_2_ENT | SPP_S | ENT | Internal | Summer | B9 | 800 | 850 | 0 | 43.3 | 45.36 | 5 | 0
2030 | SPP_S_2_ENT | SPP_S | ENT | Internal | Summer | B10 | 1262 | 850 | 0 | 39.3 | 43.87 | 5 | 0
2030 | SPP_S_2_ENT | SPP_S | ENT | Internal | Winter | B16 | 25 | 850 | 0 | 47.5 | 52.48 | 5 | 0
2030 | SPP_S_2_ENT | SPP_S | ENT | Internal | Winter | B17 | 100 | 850 | 850 | 44.6 | 50.28 | 5 | 0.68
2030 | SPP_S_2_ENT | SPP_S | ENT | Internal | Winter | B18 | 400 | 850 | 850 | 44.61 | 49.62 | 5 | 0.01
2030 | SPP_S_2_ENT | SPP_S | ENT | Internal | Winter | B19 | 700 | 850 | 850 | 42.33 | 48.62 | 5 | 1.29
2030 | SPP_S_2_ENT | SPP_S | ENT | Internal | Winter | B20 | 935 | 850 | 850 | 36.42 | 44.41 | 5 | 2.99
2030 | SPP_S_2_SPP_N | SPP_S | SPP_N | Internal | Shoulder | B11 | 25 | 1023 | 1023 | 52.48 | 53.25 | 0.01 | 0.76
2030 | SPP_S_2_SPP_N | SPP_S | SPP_N | Internal | Shoulder | B12 | 200 | 1023 | 499.48 | 45.26 | 45.28 | 0.01 | 0
2030 | SPP_S_2_SPP_N | SPP_S | SPP_N | Internal | Shoulder | B13 | 600 | 1023 | 0 | 44.06 | 44.05 | 0.01 | 0
2030 | SPP_S_2_SPP_N | SPP_S | SPP_N | Internal | Shoulder | B14 | 900 | 1023 | 0 | 40.18 | 40.17 | 0.01 | 0
2030 | SPP_S_2_SPP_N | SPP_S | SPP_N | Internal | Shoulder | B15 | 1203 | 1023 | 0 | 37.58 | 37.57 | 0.01 | 0
2030 | SPP_S_2_SPP_N | SPP_S | SPP_N | Internal | Summer | B1 | 10 | 1023 | 1023 | 45.66 | 72.49 | 0.01 | 26.82
2030 | SPP_S_2_SPP_N | SPP_S | SPP_N | Internal | Summer | B2 | 25 | 1023 | 1023 | 62.94 | 74.25 | 0.01 | 11.3
2030 | SPP_S_2_SPP_N | SPP_S | SPP_N | Internal | Summer | B3 | 75 | 1023 | 1023 | 63.47 | 75.21 | 0.01 | 11.73
2030 | SPP_S_2_SPP_N | SPP_S | SPP_N | Internal | Summer | B4 | 100 | 1023 | 1023 | 62.94 | 74.25 | 0.01 | 11.3
2030 | SPP_S_2_SPP_N | SPP_S | SPP_N | Internal | Summer | B5 | 200 | 1023 | 1023 | 62.94 | 69.26 | 0.01 | 6.31
2030 | SPP_S_2_SPP_N | SPP_S | SPP_N | Internal | Summer | B6 | 300 | 1023 | 461.72 | 55.64 | 55.65 | 0.01 | 0
2030 | SPP_S_2_SPP_N | SPP_S | SPP_N | Internal | Summer | B7 | 400 | 1023 | 0 | 45.21 | 45.2 | 0.01 | 0
2030 | SPP_S_2_SPP_N | SPP_S | SPP_N | Internal | Summer | B8 | 500 | 1023 | 0 | 43.68 | 43.67 | 0.01 | 0
2030 | SPP_S_2_SPP_N | SPP_S | SPP_N | Internal | Summer | B9 | 800 | 1023 | 0 | 43.3 | 43.29 | 0.01 | 0
2030 | SPP_S_2_SPP_N | SPP_S | SPP_N | Internal | Summer | B10 | 1262 | 1023 | 0 | 39.3 | 38.79 | 0.01 | 0
2030 | SPP_S_2_SPP_N | SPP_S | SPP_N | Internal | Winter | B16 | 25 | 1023 | 0 | 47.5 | 47.48 | 0.01 | 0
2030 | SPP_S_2_SPP_N | SPP_S | SPP_N | Internal | Winter | B17 | 100 | 1023 | 0 | 44.6 | 44.59 | 0.01 | 0
2030 | SPP_S_2_SPP_N | SPP_S | SPP_N | Internal | Winter | B18 | 400 | 1023 | 52.81 | 44.61 | 44.62 | 0.01 | 0
2030 | SPP_S_2_SPP_N | SPP_S | SPP_N | Internal | Winter | B19 | 700 | 1023 | 0 | 42.33 | 42.33 | 0.01 | 0
2030 | SPP_S_2_SPP_N | SPP_S | SPP_N | Internal | Winter | B20 | 935 | 1023 | 0 | 36.42 | 36.41 | 0.01 | 0
2030 | TVA_2_ENT | TVA | ENT | Internal | Shoulder | B11 | 25 | 500 | 500 | 48.87 | 58.25 | 9 | 0.38
2030 | TVA_2_ENT | TVA | ENT | Internal | Shoulder | B12 | 200 | 500 | 0 | 46.32 | 47.35 | 9 | 0
2030 | TVA_2_ENT | TVA | ENT | Internal | Shoulder | B13 | 600 | 500 | 0 | 43.19 | 47.35 | 9 | 0
2030 | TVA_2_ENT | TVA | ENT | Internal | Shoulder | B14 | 900 | 500 | 0 | 43.19 | 45.46 | 9 | 0
2030 | TVA_2_ENT | TVA | ENT | Internal | Shoulder | B15 | 1203 | 500 | 0 | 37.12 | 45.46 | 9 | 0
2030 | TVA_2_ENT | TVA | ENT | Internal | Summer | B1 | 10 | 500 | 0 | 80.4 | 77.49 | 9 | 0
2030 | TVA_2_ENT | TVA | ENT | Internal | Summer | B2 | 25 | 500 | 0 | 79.86 | 76.19 | 9 | 0
2030 | TVA_2_ENT | TVA | ENT | Internal | Summer | B3 | 75 | 500 | 0 | 72.6 | 69.81 | 9 | 0
2030 | TVA_2_ENT | TVA | ENT | Internal | Summer | B4 | 100 | 500 | 0 | 67.14 | 67.94 | 9 | 0
2030 | TVA_2_ENT | TVA | ENT | Internal | Summer | B5 | 200 | 500 | 500 | 51.21 | 64.44 | 9 | 4.23
2030 | TVA_2_ENT | TVA | ENT | Internal | Summer | B6 | 300 | 500 | 500 | 47.37 | 56.67 | 9 | 0.29
2030 | TVA_2_ENT | TVA | ENT | Internal | Summer | B7 | 400 | 500 | 0 | 41.91 | 45.68 | 9 | 0
2030 | TVA_2_ENT | TVA | ENT | Internal | Summer | B8 | 500 | 500 | 0 | 36.97 | 45.68 | 9 | 0
2030 | TVA_2_ENT | TVA | ENT | Internal | Summer | B9 | 800 | 500 | 0 | 36.88 | 45.36 | 9 | 0
2030 | TVA_2_ENT | TVA | ENT | Internal | Summer | B10 | 1262 | 500 | 0 | 36.63 | 43.87 | 9 | 0
2030 | TVA_2_ENT | TVA | ENT | Internal | Winter | B16 | 25 | 500 | 0 | 52.6 | 52.48 | 9 | 0
2030 | TVA_2_ENT | TVA | ENT | Internal | Winter | B17 | 100 | 500 | 0 | 49.9 | 50.28 | 9 | 0
2030 | TVA_2_ENT | TVA | ENT | Internal | Winter | B18 | 400 | 500 | 0 | 41.39 | 49.62 | 9 | 0
2030 | TVA_2_ENT | TVA | ENT | Internal | Winter | B19 | 700 | 500 | 0 | 41.39 | 48.62 | 9 | 0
2030 | TVA_2_ENT | TVA | ENT | Internal | Winter | B20 | 935 | 500 | 0 | 39.17 | 44.41 | 9 | 0
2030 | TVA_2_MISO_MO-IL | TVA | MISO_MO-IL | Internal | Shoulder | B11 | 25 | 50 | 0 | 48.87 | 53.25 | 9 | 0
2030 | TVA_2_MISO_MO-IL | TVA | MISO_MO-IL | Internal | Shoulder | B12 | 200 | 50 | 0 | 46.32 | 45.32 | 9 | 0
2030 | TVA_2_MISO_MO-IL | TVA | MISO_MO-IL | Internal | Shoulder | B13 | 600 | 50 | 0 | 43.19 | 44.05 | 9 | 0
2030 | TVA_2_MISO_MO-IL | TVA | MISO_MO-IL | Internal | Shoulder | B14 | 900 | 50 | 0 | 43.19 | 40.17 | 9 | 0
2030 | TVA_2_MISO_MO-IL | TVA | MISO_MO-IL | Internal | Shoulder | B15 | 1203 | 50 | 0 | 37.12 | 37.57 | 9 | 0
2030 | TVA_2_MISO_MO-IL | TVA | MISO_MO-IL | Internal | Summer | B1 | 10 | 50 | 0 | 80.4 | 72.38 | 9 | 0
2030 | TVA_2_MISO_MO-IL | TVA | MISO_MO-IL | Internal | Summer | B2 | 25 | 50 | 0 | 79.86 | 71.85 | 9 | 0
2030 | TVA_2_MISO_MO-IL | TVA | MISO_MO-IL | Internal | Summer | B3 | 75 | 50 | 0 | 72.6 | 70.66 | 9 | 0
2030 | TVA_2_MISO_MO-IL | TVA | MISO_MO-IL | Internal | Summer | B4 | 100 | 50 | 0 | 67.14 | 70.66 | 9 | 0
2030 | TVA_2_MISO_MO-IL | TVA | MISO_MO-IL | Internal | Summer | B5 | 200 | 50 | 50 | 51.21 | 64.43 | 9 | 4.22
2030 | TVA_2_MISO_MO-IL | TVA | MISO_MO-IL | Internal | Summer | B6 | 300 | 50 | 0 | 47.37 | 48.67 | 9 | 0
2030 | TVA_2_MISO_MO-IL | TVA | MISO_MO-IL | Internal | Summer | B7 | 400 | 50 | 0 | 41.91 | 43.32 | 9 | 0
2030 | TVA_2_MISO_MO-IL | TVA | MISO_MO-IL | Internal | Summer | B8 | 500 | 50 | 0 | 36.97 | 40.49 | 9 | 0
2030 | TVA_2_MISO_MO-IL | TVA | MISO_MO-IL | Internal | Summer | B9 | 800 | 50 | 0 | 36.88 | 39.58 | 9 | 0
2030 | TVA_2_MISO_MO-IL | TVA | MISO_MO-IL | Internal | Summer | B10 | 1262 | 50 | 0 | 36.63 | 35.2 | 9 | 0
2030 | TVA_2_MISO_MO-IL | TVA | MISO_MO-IL | Internal | Winter | B16 | 25 | 50 | 0 | 52.6 | 47.48 | 9 | 0
2030 | TVA_2_MISO_MO-IL | TVA | MISO_MO-IL | Internal | Winter | B17 | 100 | 50 | 0 | 49.9 | 44.59 | 9 | 0
2030 | TVA_2_MISO_MO-IL | TVA | MISO_MO-IL | Internal | Winter | B18 | 400 | 50 | 0 | 41.39 | 44.62 | 9 | 0
2030 | TVA_2_MISO_MO-IL | TVA | MISO_MO-IL | Internal | Winter | B19 | 700 | 50 | 0 | 41.39 | 42.34 | 9 | 0
2030 | TVA_2_MISO_MO-IL | TVA | MISO_MO-IL | Internal | Winter | B20 | 935 | 50 | 0 | 39.17 | 36.41 | 9 | 0
2030 | TVA_2_NonRTO_Midwest | TVA | NonRTO_Midwest | Internal | Shoulder | B11 | 25 | 100 | 100 | 48.87 | 61.26 | 9 | 3.39
2030 | TVA_2_NonRTO_Midwest | TVA | NonRTO_Midwest | Internal | Shoulder | B12 | 200 | 100 | 0 | 46.32 | 54.05 | 9 | 0
2030 | TVA_2_NonRTO_Midwest | TVA | NonRTO_Midwest | Internal | Shoulder | B13 | 600 | 100 | 100 | 43.19 | 52.93 | 9 | 0.74
2030 | TVA_2_NonRTO_Midwest | TVA | NonRTO_Midwest | Internal | Shoulder | B14 | 900 | 100 | 0 | 43.19 | 44.28 | 9 | 0
2030 | TVA_2_NonRTO_Midwest | TVA | NonRTO_Midwest | Internal | Shoulder | B15 | 1203 | 100 | 0 | 37.12 | 37.74 | 9 | 0
2030 | TVA_2_NonRTO_Midwest | TVA | NonRTO_Midwest | Internal | Summer | B1 | 10 | 100 | 0 | 80.4 | 76.13 | 9 | 0
2030 | TVA_2_NonRTO_Midwest | TVA | NonRTO_Midwest | Internal | Summer | B2 | 25 | 100 | 0 | 79.86 | 76.13 | 9 | 0
2030 | TVA_2_NonRTO_Midwest | TVA | NonRTO_Midwest | Internal | Summer | B3 | 75 | 100 | 0 | 72.6 | 76.13 | 9 | 0
2030 | TVA_2_NonRTO_Midwest | TVA | NonRTO_Midwest | Internal | Summer | B4 | 100 | 100 | 0 | 67.14 | 76.13 | 9 | 0
2030 | TVA_2_NonRTO_Midwest | TVA | NonRTO_Midwest | Internal | Summer | B5 | 200 | 100 | 100 | 51.21 | 72.44 | 9 | 12.23
2030 | TVA_2_NonRTO_Midwest | TVA | NonRTO_Midwest | Internal | Summer | B6 | 300 | 100 | 100 | 47.37 | 56.68 | 9 | 0.3
2030 | TVA_2_NonRTO_Midwest | TVA | NonRTO_Midwest | Internal | Summer | B7 | 400 | 100 | 66.51 | 41.91 | 50.91 | 9 | 0
2030 | TVA_2_NonRTO_Midwest | TVA | NonRTO_Midwest | Internal | Summer | B8 | 500 | 100 | 0 | 36.97 | 43.2 | 9 | 0
2030 | TVA_2_NonRTO_Midwest | TVA | NonRTO_Midwest | Internal | Summer | B9 | 800 | 100 | 0 | 36.88 | 37.74 | 9 | 0
2030 | TVA_2_NonRTO_Midwest | TVA | NonRTO_Midwest | Internal | Summer | B10 | 1262 | 100 | 0 | 36.63 | 33.75 | 9 | 0
2030 | TVA_2_NonRTO_Midwest | TVA | NonRTO_Midwest | Internal | Winter | B16 | 25 | 100 | 0 | 52.6 | 60.44 | 9 | 0
2030 | TVA_2_NonRTO_Midwest | TVA | NonRTO_Midwest | Internal | Winter | B17 | 100 | 100 | 0 | 49.9 | 56.6 | 9 | 0
2030 | TVA_2_NonRTO_Midwest | TVA | NonRTO_Midwest | Internal | Winter | B18 | 400 | 100 | 100 | 41.39 | 54.01 | 9 | 3.62
2030 | TVA_2_NonRTO_Midwest | TVA | NonRTO_Midwest | Internal | Winter | B19 | 700 | 100 | 0 | 41.39 | 44.8 | 9 | 0
2030 | TVA_2_NonRTO_Midwest | TVA | NonRTO_Midwest | Internal | Winter | B20 | 935 | 100 | 0 | 39.17 | 37.74 | 9 | 0
2030 | TVA_2_SOCO | TVA | SOCO | Internal | Shoulder | B11 | 25 | 500 | 500 | 48.87 | 60.2 | 9 | 2.33
2030 | TVA_2_SOCO | TVA | SOCO | Internal | Shoulder | B12 | 200 | 500 | 0 | 46.32 | 47.47 | 9 | 0
2030 | TVA_2_SOCO | TVA | SOCO | Internal | Shoulder | B13 | 600 | 500 | 0 | 43.19 | 47.47 | 9 | 0
2030 | TVA_2_SOCO | TVA | SOCO | Internal | Shoulder | B14 | 900 | 500 | 0 | 43.19 | 47.47 | 9 | 0
2030 | TVA_2_SOCO | TVA | SOCO | Internal | Shoulder | B15 | 1203 | 500 | 0 | 37.12 | 43.78 | 9 | 0
2030 | TVA_2_SOCO | TVA | SOCO | Internal | Summer | B1 | 10 | 500 | 0 | 80.4 | 86.19 | 9 | 0
2030 | TVA_2_SOCO | TVA | SOCO | Internal | Summer | B2 | 25 | 500 | 0 | 79.86 | 77.81 | 9 | 0
2030 | TVA_2_SOCO | TVA | SOCO | Internal | Summer | B3 | 75 | 500 | 0 | 72.6 | 77.81 | 9 | 0
2030 | TVA_2_SOCO | TVA | SOCO | Internal | Summer | B4 | 100 | 500 | 0 | 67.14 | 75.63 | 9 | 0
2030 | TVA_2_SOCO | TVA | SOCO | Internal | Summer | B5 | 200 | 500 | 500 | 51.21 | 72.44 | 9 | 12.23
2030 | TVA_2_SOCO | TVA | SOCO | Internal | Summer | B6 | 300 | 500 | 500 | 47.37 | 58.29 | 9 | 1.92
2030 | TVA_2_SOCO | TVA | SOCO | Internal | Summer | B7 | 400 | 500 | 500 | 41.91 | 53.68 | 9 | 2.78
2030 | TVA_2_SOCO | TVA | SOCO | Internal | Summer | B8 | 500 | 500 | 52.4 | 36.97 | 45.97 | 9 | 0
2030 | TVA_2_SOCO | TVA | SOCO | Internal | Summer | B9 | 800 | 500 | 500 | 36.88 | 45.97 | 9 | 0.09
2030 | TVA_2_SOCO | TVA | SOCO | Internal | Summer | B10 | 1262 | 500 | 0 | 36.63 | 43.78 | 9 | 0
2030 | TVA_2_SOCO | TVA | SOCO | Internal | Winter | B16 | 25 | 500 | 0 | 52.6 | 60.03 | 9 | 0
2030 | TVA_2_SOCO | TVA | SOCO | Internal | Winter | B17 | 100 | 500 | 0 | 49.9 | 50.64 | 9 | 0
2030 | TVA_2_SOCO | TVA | SOCO | Internal | Winter | B18 | 400 | 500 | 0 | 41.39 | 48.9 | 9 | 0
2030 | TVA_2_SOCO | TVA | SOCO | Internal | Winter | B19 | 700 | 500 | 0 | 41.39 | 47.01 | 9 | 0
2030 | TVA_2_SOCO | TVA | SOCO | Internal | Winter | B20 | 935 | 500 | 0 | 39.17 | 45.37 | 9 | 0
2030 | TVA_2_VACAR | TVA | VACAR | Internal | Shoulder | B11 | 25 | 150 | 0 | 48.87 | 51.2 | 9 | 0
2030 | TVA_2_VACAR | TVA | VACAR | Internal | Shoulder | B12 | 200 | 150 | 0 | 46.32 | 43.99 | 9 | 0
2030 | TVA_2_VACAR | TVA | VACAR | Internal | Shoulder | B13 | 600 | 150 | 0 | 43.19 | 41.19 | 9 | 0
2030 | TVA_2_VACAR | TVA | VACAR | Internal | Shoulder | B14 | 900 | 150 | 0 | 43.19 | 40.47 | 9 | 0
2030 | TVA_2_VACAR | TVA | VACAR | Internal | Shoulder | B15 | 1203 | 150 | 0 | 37.12 | 36.62 | 9 | 0
2030 | TVA_2_VACAR | TVA | VACAR | Internal | Summer | B1 | 10 | 150 | 0 | 80.4 | 79.19 | 9 | 0
2030 | TVA_2_VACAR | TVA | VACAR | Internal | Summer | B2 | 25 | 150 | 0 | 79.86 | 80.82 | 9 | 0
2030 | TVA_2_VACAR | TVA | VACAR | Internal | Summer | B3 | 75 | 150 | 0 | 72.6 | 70.81 | 9 | 0
2030 | TVA_2_VACAR | TVA | VACAR | Internal | Summer | B4 | 100 | 150 | 0 | 67.14 | 54.16 | 9 | 0
2030 | TVA_2_VACAR | TVA | VACAR | Internal | Summer | B5 | 200 | 150 | 0 | 51.21 | 56.44 | 9 | 0
2030 | TVA_2_VACAR | TVA | VACAR | Internal | Summer | B6 | 300 | 150 | 0 | 47.37 | 51.29 | 9 | 0
2030 | TVA_2_VACAR | TVA | VACAR | Internal | Summer | B7 | 400 | 150 | 0 | 41.91 | 46.68 | 9 | 0
2030 | TVA_2_VACAR | TVA | VACAR | Internal | Summer | B8 | 500 | 150 | 0 | 36.97 | 43.99 | 9 | 0
2030 | TVA_2_VACAR | TVA | VACAR | Internal | Summer | B9 | 800 | 150 | 0 | 36.88 | 41.52 | 9 | 0
2030 | TVA_2_VACAR | TVA | VACAR | Internal | Summer | B10 | 1262 | 150 | 0 | 36.63 | 36.78 | 9 | 0
2030 | TVA_2_VACAR | TVA | VACAR | Internal | Winter | B16 | 25 | 150 | 0 | 52.6 | 52.59 | 9 | 0
2030 | TVA_2_VACAR | TVA | VACAR | Internal | Winter | B17 | 100 | 150 | 0 | 49.9 | 45.7 | 9 | 0
2030 | TVA_2_VACAR | TVA | VACAR | Internal | Winter | B18 | 400 | 150 | 0 | 41.39 | 41.9 | 9 | 0
2030 | TVA_2_VACAR | TVA | VACAR | Internal | Winter | B19 | 700 | 150 | 0 | 41.39 | 40.01 | 9 | 0
2030 | TVA_2_VACAR | TVA | VACAR | Internal | Winter | B20 | 935 | 150 | 0 | 39.17 | 36.78 | 9 | 0
2030 | TVA_Transmission_2_ENT | TVA_Transmission | ENT | Internal | Shoulder | B11 | 25 | 3000 | 0 | 51.2 | 58.25 | 9 | 0
2030 | TVA_Transmission_2_ENT | TVA_Transmission | ENT | Internal | Shoulder | B12 | 200 | 3000 | 0 | 48.05 | 47.35 | 9 | 0
2030 | TVA_Transmission_2_ENT | TVA_Transmission | ENT | Internal | Shoulder | B13 | 600 | 3000 | 0 | 45.98 | 47.35 | 9 | 0
2030 | TVA_Transmission_2_ENT | TVA_Transmission | ENT | Internal | Shoulder | B14 | 900 | 3000 | 0 | 44.31 | 45.46 | 9 | 0
2030 | TVA_Transmission_2_ENT | TVA_Transmission | ENT | Internal | Shoulder | B15 | 1203 | 3000 | 0 | 39.01 | 45.46 | 9 | 0
2030 | TVA_Transmission_2_ENT | TVA_Transmission | ENT | Internal | Summer | B1 | 10 | 3000 | 0 | 80.38 | 77.49 | 9 | 0
2030 | TVA_Transmission_2_ENT | TVA_Transmission | ENT | Internal | Summer | B2 | 25 | 3000 | 0 | 79.85 | 76.19 | 9 | 0
2030 | TVA_Transmission_2_ENT | TVA_Transmission | ENT | Internal | Summer | B3 | 75 | 3000 | 0 | 72.59 | 69.81 | 9 | 0
2030 | TVA_Transmission_2_ENT | TVA_Transmission | ENT | Internal | Summer | B4 | 100 | 3000 | 0 | 67.13 | 67.94 | 9 | 0
2030 | TVA_Transmission_2_ENT | TVA_Transmission | ENT | Internal | Summer | B5 | 200 | 3000 | 0 | 63.44 | 64.44 | 9 | 0
2030 | TVA_Transmission_2_ENT | TVA_Transmission | ENT | Internal | Summer | B6 | 300 | 3000 | 0 | 51.55 | 56.67 | 9 | 0
2030 | TVA_Transmission_2_ENT | TVA_Transmission | ENT | Internal | Summer | B7 | 400 | 3000 | 0 | 46.22 | 45.68 | 9 | 0
2030 | TVA_Transmission_2_ENT | TVA_Transmission | ENT | Internal | Summer | B8 | 500 | 3000 | 0 | 43.14 | 45.68 | 9 | 0
2030 | TVA_Transmission_2_ENT | TVA_Transmission | ENT | Internal | Summer | B9 | 800 | 3000 | 0 | 41.12 | 45.36 | 9 | 0
2030 | TVA_Transmission_2_ENT | TVA_Transmission | ENT | Internal | Summer | B10 | 1262 | 3000 | 0 | 38.02 | 43.87 | 9 | 0
2030 | TVA_Transmission_2_ENT | TVA_Transmission | ENT | Internal | Winter | B16 | 25 | 3000 | 0 | 52.59 | 52.48 | 9 | 0
2030 | TVA_Transmission_2_ENT | TVA_Transmission | ENT | Internal | Winter | B17 | 100 | 3000 | 0 | 50.73 | 50.28 | 9 | 0
2030 | TVA_Transmission_2_ENT | TVA_Transmission | ENT | Internal | Winter | B18 | 400 | 3000 | 0 | 47.06 | 49.62 | 9 | 0
2030 | TVA_Transmission_2_ENT | TVA_Transmission | ENT | Internal | Winter | B19 | 700 | 3000 | 0 | 44.07 | 48.62 | 9 | 0
2030 | TVA_Transmission_2_ENT | TVA_Transmission | ENT | Internal | Winter | B20 | 935 | 3000 | 0 | 39.16 | 44.41 | 9 | 0
2030 | TVA_Transmission_2_NonRTO_Midwest | TVA_Transmission | NonRTO_Midwest | Internal | Shoulder | B11 | 25 | 700 | 700 | 51.2 | 61.26 | 9 | 1.06
2030 | TVA_Transmission_2_NonRTO_Midwest | TVA_Transmission | NonRTO_Midwest | Internal | Shoulder | B12 | 200 | 700 | 0 | 48.05 | 54.05 | 9 | 0
2030 | TVA_Transmission_2_NonRTO_Midwest | TVA_Transmission | NonRTO_Midwest | Internal | Shoulder | B13 | 600 | 700 | 0 | 45.98 | 52.93 | 9 | 0
2030 | TVA_Transmission_2_NonRTO_Midwest | TVA_Transmission | NonRTO_Midwest | Internal | Shoulder | B14 | 900 | 700 | 0 | 44.31 | 44.28 | 9 | 0
2030 | TVA_Transmission_2_NonRTO_Midwest | TVA_Transmission | NonRTO_Midwest | Internal | Shoulder | B15 | 1203 | 700 | 0 | 39.01 | 37.74 | 9 | 0
2030 | TVA_Transmission_2_NonRTO_Midwest | TVA_Transmission | NonRTO_Midwest | Internal | Summer | B1 | 10 | 700 | 0 | 80.38 | 76.13 | 9 | 0
2030 | TVA_Transmission_2_NonRTO_Midwest | TVA_Transmission | NonRTO_Midwest | Internal | Summer | B2 | 25 | 700 | 0 | 79.85 | 76.13 | 9 | 0
2030 | TVA_Transmission_2_NonRTO_Midwest | TVA_Transmission | NonRTO_Midwest | Internal | Summer | B3 | 75 | 700 | 0 | 72.59 | 76.13 | 9 | 0
2030 | TVA_Transmission_2_NonRTO_Midwest | TVA_Transmission | NonRTO_Midwest | Internal | Summer | B4 | 100 | 700 | 663.2 | 67.13 | 76.13 | 9 | 0
2030 | TVA_Transmission_2_NonRTO_Midwest | TVA_Transmission | NonRTO_Midwest | Internal | Summer | B5 | 200 | 700 | 128.77 | 63.44 | 72.44 | 9 | 0
2030 | TVA_Transmission_2_NonRTO_Midwest | TVA_Transmission | NonRTO_Midwest | Internal | Summer | B6 | 300 | 700 | 0 | 51.55 | 56.68 | 9 | 0
2030 | TVA_Transmission_2_NonRTO_Midwest | TVA_Transmission | NonRTO_Midwest | Internal | Summer | B7 | 400 | 700 | 0 | 46.22 | 50.91 | 9 | 0
2030 | TVA_Transmission_2_NonRTO_Midwest | TVA_Transmission | NonRTO_Midwest | Internal | Summer | B8 | 500 | 700 | 0 | 43.14 | 43.2 | 9 | 0
2030 | TVA_Transmission_2_NonRTO_Midwest | TVA_Transmission | NonRTO_Midwest | Internal | Summer | B9 | 800 | 700 | 0 | 41.12 | 37.74 | 9 | 0
2030 | TVA_Transmission_2_NonRTO_Midwest | TVA_Transmission | NonRTO_Midwest | Internal | Summer | B10 | 1262 | 700 | 0 | 38.02 | 33.75 | 9 | 0
2030 | TVA_Transmission_2_NonRTO_Midwest | TVA_Transmission | NonRTO_Midwest | Internal | Winter | B16 | 25 | 700 | 0 | 52.59 | 60.44 | 9 | 0
2030 | TVA_Transmission_2_NonRTO_Midwest | TVA_Transmission | NonRTO_Midwest | Internal | Winter | B17 | 100 | 700 | 0 | 50.73 | 56.6 | 9 | 0
2030 | TVA_Transmission_2_NonRTO_Midwest | TVA_Transmission | NonRTO_Midwest | Internal | Winter | B18 | 400 | 700 | 0 | 47.06 | 54.01 | 9 | 0
2030 | TVA_Transmission_2_NonRTO_Midwest | TVA_Transmission | NonRTO_Midwest | Internal | Winter | B19 | 700 | 700 | 0 | 44.07 | 44.8 | 9 | 0
2030 | TVA_Transmission_2_NonRTO_Midwest | TVA_Transmission | NonRTO_Midwest | Internal | Winter | B20 | 935 | 700 | 0 | 39.16 | 37.74 | 9 | 0
2030 | TVA_Transmission_2_SOCO | TVA_Transmission | SOCO | Internal | Shoulder | B11 | 25 | 3200 | 1122.08 | 51.2 | 60.2 | 9 | 0
2030 | TVA_Transmission_2_SOCO | TVA_Transmission | SOCO | Internal | Shoulder | B12 | 200 | 3200 | 0 | 48.05 | 47.47 | 9 | 0
2030 | TVA_Transmission_2_SOCO | TVA_Transmission | SOCO | Internal | Shoulder | B13 | 600 | 3200 | 0 | 45.98 | 47.47 | 9 | 0
2030 | TVA_Transmission_2_SOCO | TVA_Transmission | SOCO | Internal | Shoulder | B14 | 900 | 3200 | 0 | 44.31 | 47.47 | 9 | 0
2030 | TVA_Transmission_2_SOCO | TVA_Transmission | SOCO | Internal | Shoulder | B15 | 1203 | 3200 | 0 | 39.01 | 43.78 | 9 | 0
2030 | TVA_Transmission_2_SOCO | TVA_Transmission | SOCO | Internal | Summer | B1 | 10 | 3200 | 0 | 80.38 | 86.19 | 9 | 0
2030 | TVA_Transmission_2_SOCO | TVA_Transmission | SOCO | Internal | Summer | B2 | 25 | 3200 | 0 | 79.85 | 77.81 | 9 | 0
2030 | TVA_Transmission_2_SOCO | TVA_Transmission | SOCO | Internal | Summer | B3 | 75 | 3200 | 0 | 72.59 | 77.81 | 9 | 0
2030 | TVA_Transmission_2_SOCO | TVA_Transmission | SOCO | Internal | Summer | B4 | 100 | 3200 | 0 | 67.13 | 75.63 | 9 | 0
2030 | TVA_Transmission_2_SOCO | TVA_Transmission | SOCO | Internal | Summer | B5 | 200 | 3200 | 37.74 | 63.44 | 72.44 | 9 | 0
2030 | TVA_Transmission_2_SOCO | TVA_Transmission | SOCO | Internal | Summer | B6 | 300 | 3200 | 0 | 51.55 | 58.29 | 9 | 0
2030 | TVA_Transmission_2_SOCO | TVA_Transmission | SOCO | Internal | Summer | B7 | 400 | 3200 | 0 | 46.22 | 53.68 | 9 | 0
2030 | TVA_Transmission_2_SOCO | TVA_Transmission | SOCO | Internal | Summer | B8 | 500 | 3200 | 0 | 43.14 | 45.97 | 9 | 0
2030 | TVA_Transmission_2_SOCO | TVA_Transmission | SOCO | Internal | Summer | B9 | 800 | 3200 | 0 | 41.12 | 45.97 | 9 | 0
2030 | TVA_Transmission_2_SOCO | TVA_Transmission | SOCO | Internal | Summer | B10 | 1262 | 3200 | 0 | 38.02 | 43.78 | 9 | 0
2030 | TVA_Transmission_2_SOCO | TVA_Transmission | SOCO | Internal | Winter | B16 | 25 | 3200 | 0 | 52.59 | 60.03 | 9 | 0
2030 | TVA_Transmission_2_SOCO | TVA_Transmission | SOCO | Internal | Winter | B17 | 100 | 3200 | 0 | 50.73 | 50.64 | 9 | 0
2030 | TVA_Transmission_2_SOCO | TVA_Transmission | SOCO | Internal | Winter | B18 | 400 | 3200 | 0 | 47.06 | 48.9 | 9 | 0
2030 | TVA_Transmission_2_SOCO | TVA_Transmission | SOCO | Internal | Winter | B19 | 700 | 3200 | 0 | 44.07 | 47.01 | 9 | 0
2030 | TVA_Transmission_2_SOCO | TVA_Transmission | SOCO | Internal | Winter | B20 | 935 | 3200 | 0 | 39.16 | 45.37 | 9 | 0
2030 | TVA_Transmission_2_TVA | TVA_Transmission | TVA | Internal | Shoulder | B11 | 25 | 99999 | 0 | 51.2 | 48.87 | 0.01 | 0
2030 | TVA_Transmission_2_TVA | TVA_Transmission | TVA | Internal | Shoulder | B12 | 200 | 99999 | 0 | 48.05 | 46.32 | 0.01 | 0
2030 | TVA_Transmission_2_TVA | TVA_Transmission | TVA | Internal | Shoulder | B13 | 600 | 99999 | 0 | 45.98 | 43.19 | 0.01 | 0
2030 | TVA_Transmission_2_TVA | TVA_Transmission | TVA | Internal | Shoulder | B14 | 900 | 99999 | 0 | 44.31 | 43.19 | 0.01 | 0
2030 | TVA_Transmission_2_TVA | TVA_Transmission | TVA | Internal | Shoulder | B15 | 1203 | 99999 | 0 | 39.01 | 37.12 | 0.01 | 0
2030 | TVA_Transmission_2_TVA | TVA_Transmission | TVA | Internal | Summer | B1 | 10 | 99999 | 3688.31 | 80.38 | 80.4 | 0.01 | 0
2030 | TVA_Transmission_2_TVA | TVA_Transmission | TVA | Internal | Summer | B2 | 25 | 99999 | 2798.44 | 79.85 | 79.86 | 0.01 | 0
2030 | TVA_Transmission_2_TVA | TVA_Transmission | TVA | Internal | Summer | B3 | 75 | 99999 | 1045.48 | 72.59 | 72.6 | 0.01 | 0
2030 | TVA_Transmission_2_TVA | TVA_Transmission | TVA | Internal | Summer | B4 | 100 | 99999 | 236.8 | 67.13 | 67.14 | 0.01 | 0
2030 | TVA_Transmission_2_TVA | TVA_Transmission | TVA | Internal | Summer | B5 | 200 | 99999 | 0 | 63.44 | 51.21 | 0.01 | 0
2030 | TVA_Transmission_2_TVA | TVA_Transmission | TVA | Internal | Summer | B6 | 300 | 99999 | 0 | 51.55 | 47.37 | 0.01 | 0
2030 | TVA_Transmission_2_TVA | TVA_Transmission | TVA | Internal | Summer | B7 | 400 | 99999 | 0 | 46.22 | 41.91 | 0.01 | 0
2030 | TVA_Transmission_2_TVA | TVA_Transmission | TVA | Internal | Summer | B8 | 500 | 99999 | 0 | 43.14 | 36.97 | 0.01 | 0
2030 | TVA_Transmission_2_TVA | TVA_Transmission | TVA | Internal | Summer | B9 | 800 | 99999 | 0 | 41.12 | 36.88 | 0.01 | 0
2030 | TVA_Transmission_2_TVA | TVA_Transmission | TVA | Internal | Summer | B10 | 1262 | 99999 | 0 | 38.02 | 36.63 | 0.01 | 0
2030 | TVA_Transmission_2_TVA | TVA_Transmission | TVA | Internal | Winter | B16 | 25 | 99999 | 315.43 | 52.59 | 52.6 | 0.01 | 0
2030 | TVA_Transmission_2_TVA | TVA_Transmission | TVA | Internal | Winter | B17 | 100 | 99999 | 0 | 50.73 | 49.9 | 0.01 | 0
2030 | TVA_Transmission_2_TVA | TVA_Transmission | TVA | Internal | Winter | B18 | 400 | 99999 | 0 | 47.06 | 41.39 | 0.01 | 0
2030 | TVA_Transmission_2_TVA | TVA_Transmission | TVA | Internal | Winter | B19 | 700 | 99999 | 0 | 44.07 | 41.39 | 0.01 | 0
2030 | TVA_Transmission_2_TVA | TVA_Transmission | TVA | Internal | Winter | B20 | 935 | 99999 | 35.68 | 39.16 | 39.17 | 0.01 | 0
2030 | TVA_Transmission_2_VACAR | TVA_Transmission | VACAR | Internal | Shoulder | B11 | 25 | 900 | 0 | 51.2 | 51.2 | 9 | 0
2030 | TVA_Transmission_2_VACAR | TVA_Transmission | VACAR | Internal | Shoulder | B12 | 200 | 900 | 0 | 48.05 | 43.99 | 9 | 0
2030 | TVA_Transmission_2_VACAR | TVA_Transmission | VACAR | Internal | Shoulder | B13 | 600 | 900 | 0 | 45.98 | 41.19 | 9 | 0
2030 | TVA_Transmission_2_VACAR | TVA_Transmission | VACAR | Internal | Shoulder | B14 | 900 | 900 | 0 | 44.31 | 40.47 | 9 | 0
2030 | TVA_Transmission_2_VACAR | TVA_Transmission | VACAR | Internal | Shoulder | B15 | 1203 | 900 | 0 | 39.01 | 36.62 | 9 | 0
2030 | TVA_Transmission_2_VACAR | TVA_Transmission | VACAR | Internal | Summer | B1 | 10 | 900 | 0 | 80.38 | 79.19 | 9 | 0
2030 | TVA_Transmission_2_VACAR | TVA_Transmission | VACAR | Internal | Summer | B2 | 25 | 900 | 0 | 79.85 | 80.82 | 9 | 0
2030 | TVA_Transmission_2_VACAR | TVA_Transmission | VACAR | Internal | Summer | B3 | 75 | 900 | 0 | 72.59 | 70.81 | 9 | 0
2030 | TVA_Transmission_2_VACAR | TVA_Transmission | VACAR | Internal | Summer | B4 | 100 | 900 | 0 | 67.13 | 54.16 | 9 | 0
2030 | TVA_Transmission_2_VACAR | TVA_Transmission | VACAR | Internal | Summer | B5 | 200 | 900 | 0 | 63.44 | 56.44 | 9 | 0
2030 | TVA_Transmission_2_VACAR | TVA_Transmission | VACAR | Internal | Summer | B6 | 300 | 900 | 0 | 51.55 | 51.29 | 9 | 0
2030 | TVA_Transmission_2_VACAR | TVA_Transmission | VACAR | Internal | Summer | B7 | 400 | 900 | 0 | 46.22 | 46.68 | 9 | 0
2030 | TVA_Transmission_2_VACAR | TVA_Transmission | VACAR | Internal | Summer | B8 | 500 | 900 | 0 | 43.14 | 43.99 | 9 | 0
2030 | TVA_Transmission_2_VACAR | TVA_Transmission | VACAR | Internal | Summer | B9 | 800 | 900 | 0 | 41.12 | 41.52 | 9 | 0
2030 | TVA_Transmission_2_VACAR | TVA_Transmission | VACAR | Internal | Summer | B10 | 1262 | 900 | 0 | 38.02 | 36.78 | 9 | 0
2030 | TVA_Transmission_2_VACAR | TVA_Transmission | VACAR | Internal | Winter | B16 | 25 | 900 | 0 | 52.59 | 52.59 | 9 | 0
2030 | TVA_Transmission_2_VACAR | TVA_Transmission | VACAR | Internal | Winter | B17 | 100 | 900 | 0 | 50.73 | 45.7 | 9 | 0
2030 | TVA_Transmission_2_VACAR | TVA_Transmission | VACAR | Internal | Winter | B18 | 400 | 900 | 0 | 47.06 | 41.9 | 9 | 0
2030 | TVA_Transmission_2_VACAR | TVA_Transmission | VACAR | Internal | Winter | B19 | 700 | 900 | 0 | 44.07 | 40.01 | 9 | 0
2030 | TVA_Transmission_2_VACAR | TVA_Transmission | VACAR | Internal | Winter | B20 | 935 | 900 | 0 | 39.16 | 36.78 | 9 | 0
2030 | VACAR_2_PJM_ROR | VACAR | PJM_ROR | Internal | Shoulder | B11 | 25 | 2000 | 0 | 51.2 | 45.2 | 7 | 0
2030 | VACAR_2_PJM_ROR | VACAR | PJM_ROR | Internal | Shoulder | B12 | 200 | 2000 | 0 | 43.99 | 44.04 | 7 | 0
2030 | VACAR_2_PJM_ROR | VACAR | PJM_ROR | Internal | Shoulder | B13 | 600 | 2000 | 0 | 41.19 | 42.93 | 7 | 0
2030 | VACAR_2_PJM_ROR | VACAR | PJM_ROR | Internal | Shoulder | B14 | 900 | 2000 | 0 | 40.47 | 40.86 | 7 | 0
2030 | VACAR_2_PJM_ROR | VACAR | PJM_ROR | Internal | Shoulder | B15 | 1203 | 2000 | 0 | 36.62 | 35.57 | 7 | 0
2030 | VACAR_2_PJM_ROR | VACAR | PJM_ROR | Internal | Summer | B1 | 10 | 2000 | 0 | 79.19 | 69.28 | 7 | 0
2030 | VACAR_2_PJM_ROR | VACAR | PJM_ROR | Internal | Summer | B2 | 25 | 2000 | 0 | 80.82 | 69.28 | 7 | 0
2030 | VACAR_2_PJM_ROR | VACAR | PJM_ROR | Internal | Summer | B3 | 75 | 2000 | 0 | 70.81 | 66.59 | 7 | 0
2030 | VACAR_2_PJM_ROR | VACAR | PJM_ROR | Internal | Summer | B4 | 100 | 2000 | 363.83 | 54.16 | 61.16 | 7 | 0
2030 | VACAR_2_PJM_ROR | VACAR | PJM_ROR | Internal | Summer | B5 | 200 | 2000 | 0 | 56.44 | 58.44 | 7 | 0
2030 | VACAR_2_PJM_ROR | VACAR | PJM_ROR | Internal | Summer | B6 | 300 | 2000 | 0 | 51.29 | 46.64 | 7 | 0
2030 | VACAR_2_PJM_ROR | VACAR | PJM_ROR | Internal | Summer | B7 | 400 | 2000 | 0 | 46.68 | 41.33 | 7 | 0
2030 | VACAR_2_PJM_ROR | VACAR | PJM_ROR | Internal | Summer | B8 | 500 | 2000 | 0 | 43.99 | 40.88 | 7 | 0
2030 | VACAR_2_PJM_ROR | VACAR | PJM_ROR | Internal | Summer | B9 | 800 | 2000 | 0 | 41.52 | 37.84 | 7 | 0
2030 | VACAR_2_PJM_ROR | VACAR | PJM_ROR | Internal | Summer | B10 | 1262 | 2000 | 0 | 36.78 | 33.2 | 7 | 0
2030 | VACAR_2_PJM_ROR | VACAR | PJM_ROR | Internal | Winter | B16 | 25 | 2000 | 0 | 52.59 | 46.59 | 7 | 0
2030 | VACAR_2_PJM_ROR | VACAR | PJM_ROR | Internal | Winter | B17 | 100 | 2000 | 0 | 45.7 | 46.59 | 7 | 0
2030 | VACAR_2_PJM_ROR | VACAR | PJM_ROR | Internal | Winter | B18 | 400 | 2000 | 0 | 41.9 | 45.85 | 7 | 0
2030 | VACAR_2_PJM_ROR | VACAR | PJM_ROR | Internal | Winter | B19 | 700 | 2000 | 0 | 40.01 | 42.64 | 7 | 0
2030 | VACAR_2_PJM_ROR | VACAR | PJM_ROR | Internal | Winter | B20 | 935 | 2000 | 0 | 36.78 | 33.16 | 7 | 0
2030 | VACAR_2_SOCO | VACAR | SOCO | Internal | Shoulder | B11 | 25 | 3000 | 3000 | 51.2 | 60.2 | 7 | 2
2030 | VACAR_2_SOCO | VACAR | SOCO | Internal | Shoulder | B12 | 200 | 3000 | 0 | 43.99 | 47.47 | 7 | 0
2030 | VACAR_2_SOCO | VACAR | SOCO | Internal | Shoulder | B13 | 600 | 3000 | 0 | 41.19 | 47.47 | 7 | 0
2030 | VACAR_2_SOCO | VACAR | SOCO | Internal | Shoulder | B14 | 900 | 3000 | 682.1 | 40.47 | 47.47 | 7 | 0
2030 | VACAR_2_SOCO | VACAR | SOCO | Internal | Shoulder | B15 | 1203 | 3000 | 3000 | 36.62 | 43.78 | 7 | 0.15
2030 | VACAR_2_SOCO | VACAR | SOCO | Internal | Summer | B1 | 10 | 3000 | 161.9 | 79.19 | 86.19 | 7 | 0
2030 | VACAR_2_SOCO | VACAR | SOCO | Internal | Summer | B2 | 25 | 3000 | 0 | 80.82 | 77.81 | 7 | 0
2030 | VACAR_2_SOCO | VACAR | SOCO | Internal | Summer | B3 | 75 | 3000 | 291.27 | 70.81 | 77.81 | 7 | 0
2030 | VACAR_2_SOCO | VACAR | SOCO | Internal | Summer | B4 | 100 | 3000 | 3000 | 54.16 | 75.63 | 7 | 14.47
2030 | VACAR_2_SOCO | VACAR | SOCO | Internal | Summer | B5 | 200 | 3000 | 3000 | 56.44 | 72.44 | 7 | 9
2030 | VACAR_2_SOCO | VACAR | SOCO | Internal | Summer | B6 | 300 | 3000 | 2712.49 | 51.29 | 58.29 | 7 | 0
2030 | VACAR_2_SOCO | VACAR | SOCO | Internal | Summer | B7 | 400 | 3000 | 1312.77 | 46.68 | 53.68 | 7 | 0
2030 | VACAR_2_SOCO | VACAR | SOCO | Internal | Summer | B8 | 500 | 3000 | 0 | 43.99 | 45.97 | 7 | 0
2030 | VACAR_2_SOCO | VACAR | SOCO | Internal | Summer | B9 | 800 | 3000 | 0 | 41.52 | 45.97 | 7 | 0
2030 | VACAR_2_SOCO | VACAR | SOCO | Internal | Summer | B10 | 1262 | 3000 | 920.51 | 36.78 | 43.78 | 7 | 0
2030 | VACAR_2_SOCO | VACAR | SOCO | Internal | Winter | B16 | 25 | 3000 | 3000 | 52.59 | 60.03 | 7 | 0.44
2030 | VACAR_2_SOCO | VACAR | SOCO | Internal | Winter | B17 | 100 | 3000 | 0 | 45.7 | 50.64 | 7 | 0
2030 | VACAR_2_SOCO | VACAR | SOCO | Internal | Winter | B18 | 400 | 3000 | 822.47 | 41.9 | 48.9 | 7 | 0
2030 | VACAR_2_SOCO | VACAR | SOCO | Internal | Winter | B19 | 700 | 3000 | 1385.23 | 40.01 | 47.01 | 7 | 0
2030 | VACAR_2_SOCO | VACAR | SOCO | Internal | Winter | B20 | 935 | 3000 | 3000 | 36.78 | 45.37 | 7 | 1.59
2030 | VACAR_2_TVA_Transmission | VACAR | TVA_Transmission | Internal | Shoulder | B11 | 25 | 900 | 0 | 51.2 | 51.2 | 7 | 0
2030 | VACAR_2_TVA_Transmission | VACAR | TVA_Transmission | Internal | Shoulder | B12 | 200 | 900 | 0 | 43.99 | 48.05 | 7 | 0
2030 | VACAR_2_TVA_Transmission | VACAR | TVA_Transmission | Internal | Shoulder | B13 | 600 | 900 | 0 | 41.19 | 45.98 | 7 | 0
2030 | VACAR_2_TVA_Transmission | VACAR | TVA_Transmission | Internal | Shoulder | B14 | 900 | 900 | 0 | 40.47 | 44.31 | 7 | 0
2030 | VACAR_2_TVA_Transmission | VACAR | TVA_Transmission | Internal | Shoulder | B15 | 1203 | 900 | 0 | 36.62 | 39.01 | 7 | 0
2030 | VACAR_2_TVA_Transmission | VACAR | TVA_Transmission | Internal | Summer | B1 | 10 | 900 | 0 | 79.19 | 80.38 | 7 | 0
2030 | VACAR_2_TVA_Transmission | VACAR | TVA_Transmission | Internal | Summer | B2 | 25 | 900 | 0 | 80.82 | 79.85 | 7 | 0
2030 | VACAR_2_TVA_Transmission | VACAR | TVA_Transmission | Internal | Summer | B3 | 75 | 900 | 0 | 70.81 | 72.59 | 7 | 0
2030 | VACAR_2_TVA_Transmission | VACAR | TVA_Transmission | Internal | Summer | B4 | 100 | 900 | 900 | 54.16 | 67.13 | 7 | 5.97
2030 | VACAR_2_TVA_Transmission | VACAR | TVA_Transmission | Internal | Summer | B5 | 200 | 900 | 166.5 | 56.44 | 63.44 | 7 | 0
2030 | VACAR_2_TVA_Transmission | VACAR | TVA_Transmission | Internal | Summer | B6 | 300 | 900 | 0 | 51.29 | 51.55 | 7 | 0
2030 | VACAR_2_TVA_Transmission | VACAR | TVA_Transmission | Internal | Summer | B7 | 400 | 900 | 0 | 46.68 | 46.22 | 7 | 0
2030 | VACAR_2_TVA_Transmission | VACAR | TVA_Transmission | Internal | Summer | B8 | 500 | 900 | 0 | 43.99 | 43.14 | 7 | 0
2030 | VACAR_2_TVA_Transmission | VACAR | TVA_Transmission | Internal | Summer | B9 | 800 | 900 | 0 | 41.52 | 41.12 | 7 | 0
2030 | VACAR_2_TVA_Transmission | VACAR | TVA_Transmission | Internal | Summer | B10 | 1262 | 900 | 0 | 36.78 | 38.02 | 7 | 0
2030 | VACAR_2_TVA_Transmission | VACAR | TVA_Transmission | Internal | Winter | B16 | 25 | 900 | 0 | 52.59 | 52.59 | 7 | 0
2030 | VACAR_2_TVA_Transmission | VACAR | TVA_Transmission | Internal | Winter | B17 | 100 | 900 | 0 | 45.7 | 50.73 | 7 | 0
2030 | VACAR_2_TVA_Transmission | VACAR | TVA_Transmission | Internal | Winter | B18 | 400 | 900 | 0 | 41.9 | 47.06 | 7 | 0
2030 | VACAR_2_TVA_Transmission | VACAR | TVA_Transmission | Internal | Winter | B19 | 700 | 900 | 0 | 40.01 | 44.07 | 7 | 0
2030 | VACAR_2_TVA_Transmission | VACAR | TVA_Transmission | Internal | Winter | B20 | 935 | 900 | 0 | 36.78 | 39.16 | 7 | 0
2035 | ENT_2_SOCO | ENT | SOCO | Internal | Shoulder | B11 | 25 | 2000 | 0 | 73.87 | 72.54 | 8 | 0
2035 | ENT_2_SOCO | ENT | SOCO | Internal | Shoulder | B12 | 200 | 2000 | 0 | 52.97 | 53.05 | 8 | 0
2035 | ENT_2_SOCO | ENT | SOCO | Internal | Shoulder | B13 | 600 | 2000 | 0 | 52.97 | 53.05 | 8 | 0
2035 | ENT_2_SOCO | ENT | SOCO | Internal | Shoulder | B14 | 900 | 2000 | 0 | 52.58 | 53.05 | 8 | 0
2035 | ENT_2_SOCO | ENT | SOCO | Internal | Shoulder | B15 | 1203 | 2000 | 0 | 50.84 | 48.71 | 8 | 0
2035 | ENT_2_SOCO | ENT | SOCO | Internal | Summer | B1 | 10 | 2000 | 2000 | 86.3 | 94.37 | 8 | 0.07
2035 | ENT_2_SOCO | ENT | SOCO | Internal | Summer | B2 | 25 | 2000 | 0 | 84.7 | 86.6 | 8 | 0
2035 | ENT_2_SOCO | ENT | SOCO | Internal | Summer | B3 | 75 | 2000 | 459.54 | 78.6 | 86.6 | 8 | 0
2035 | ENT_2_SOCO | ENT | SOCO | Internal | Summer | B4 | 100 | 2000 | 490.42 | 78.6 | 86.6 | 8 | 0
2035 | ENT_2_SOCO | ENT | SOCO | Internal | Summer | B5 | 200 | 2000 | 840.28 | 75.59 | 83.59 | 8 | 0
2035 | ENT_2_SOCO | ENT | SOCO | Internal | Summer | B6 | 300 | 2000 | 0 | 71.72 | 71.01 | 8 | 0
2035 | ENT_2_SOCO | ENT | SOCO | Internal | Summer | B7 | 400 | 2000 | 73.48 | 51.78 | 59.78 | 8 | 0
2035 | ENT_2_SOCO | ENT | SOCO | Internal | Summer | B8 | 500 | 2000 | 0 | 51.11 | 51.48 | 8 | 0
2035 | ENT_2_SOCO | ENT | SOCO | Internal | Summer | B9 | 800 | 2000 | 0 | 50.74 | 51.48 | 8 | 0
2035 | ENT_2_SOCO | ENT | SOCO | Internal | Summer | B10 | 1262 | 2000 | 0 | 49.07 | 47.31 | 8 | 0
2035 | ENT_2_SOCO | ENT | SOCO | Internal | Winter | B16 | 25 | 2000 | 1395.34 | 62.59 | 70.59 | 8 | 0
2035 | ENT_2_SOCO | ENT | SOCO | Internal | Winter | B17 | 100 | 2000 | 0 | 56.74 | 56.53 | 8 | 0
2035 | ENT_2_SOCO | ENT | SOCO | Internal | Winter | B18 | 400 | 2000 | 0 | 56.74 | 56.53 | 8 | 0
2035 | ENT_2_SOCO | ENT | SOCO | Internal | Winter | B19 | 700 | 2000 | 0 | 55.48 | 52.01 | 8 | 0
2035 | ENT_2_SOCO | ENT | SOCO | Internal | Winter | B20 | 935 | 2000 | 0 | 49.98 | 51.16 | 8 | 0
2035 | ENT_2_TVA_Transmission | ENT | TVA_Transmission | Internal | Shoulder | B11 | 25 | 2100 | 0 | 73.87 | 64.87 | 8 | 0
2035 | ENT_2_TVA_Transmission | ENT | TVA_Transmission | Internal | Shoulder | B12 | 200 | 2100 | 0 | 52.97 | 56.95 | 8 | 0
2035 | ENT_2_TVA_Transmission | ENT | TVA_Transmission | Internal | Shoulder | B13 | 600 | 2100 | 0 | 52.97 | 52.38 | 8 | 0
2035 | ENT_2_TVA_Transmission | ENT | TVA_Transmission | Internal | Shoulder | B14 | 900 | 2100 | 0 | 52.58 | 50.16 | 8 | 0
2035 | ENT_2_TVA_Transmission | ENT | TVA_Transmission | Internal | Shoulder | B15 | 1203 | 2100 | 0 | 50.84 | 48 | 8 | 0
2035 | ENT_2_TVA_Transmission | ENT | TVA_Transmission | Internal | Summer | B1 | 10 | 2100 | 0 | 86.3 | 91.04 | 8 | 0
2035 | ENT_2_TVA_Transmission | ENT | TVA_Transmission | Internal | Summer | B2 | 25 | 2100 | 0 | 84.7 | 88.71 | 8 | 0
2035 | ENT_2_TVA_Transmission | ENT | TVA_Transmission | Internal | Summer | B3 | 75 | 2100 | 0 | 78.6 | 83.18 | 8 | 0
2035 | ENT_2_TVA_Transmission | ENT | TVA_Transmission | Internal | Summer | B4 | 100 | 2100 | 0 | 78.6 | 81.22 | 8 | 0
2035 | ENT_2_TVA_Transmission | ENT | TVA_Transmission | Internal | Summer | B5 | 200 | 2100 | 0 | 75.59 | 77.88 | 8 | 0
2035 | ENT_2_TVA_Transmission | ENT | TVA_Transmission | Internal | Summer | B6 | 300 | 2100 | 0 | 71.72 | 66.05 | 8 | 0
2035 | ENT_2_TVA_Transmission | ENT | TVA_Transmission | Internal | Summer | B7 | 400 | 2100 | 0 | 51.78 | 53.92 | 8 | 0
2035 | ENT_2_TVA_Transmission | ENT | TVA_Transmission | Internal | Summer | B8 | 500 | 2100 | 0 | 51.11 | 51.34 | 8 | 0
2035 | ENT_2_TVA_Transmission | ENT | TVA_Transmission | Internal | Summer | B9 | 800 | 2100 | 0 | 50.74 | 46.83 | 8 | 0
2035 | ENT_2_TVA_Transmission | ENT | TVA_Transmission | Internal | Summer | B10 | 1262 | 2100 | 0 | 49.07 | 41.45 | 8 | 0
2035 | ENT_2_TVA_Transmission | ENT | TVA_Transmission | Internal | Winter | B16 | 25 | 2100 | 0 | 62.59 | 61.85 | 8 | 0
2035 | ENT_2_TVA_Transmission | ENT | TVA_Transmission | Internal | Winter | B17 | 100 | 2100 | 0 | 56.74 | 58.8 | 8 | 0
2035 | ENT_2_TVA_Transmission | ENT | TVA_Transmission | Internal | Winter | B18 | 400 | 2100 | 0 | 56.74 | 55.15 | 8 | 0
2035 | ENT_2_TVA_Transmission | ENT | TVA_Transmission | Internal | Winter | B19 | 700 | 2100 | 0 | 55.48 | 51 | 8 | 0
2035 | ENT_2_TVA_Transmission | ENT | TVA_Transmission | Internal | Winter | B20 | 935 | 2100 | 0 | 49.98 | 45.61 | 8 | 0
2035 | HQ_NEISO_2_NEISO | HQ_NEISO | NEISO | Internal | Shoulder | B11 | 25 | 99999 | 2920 | 42.32 | 42.33 | 0.01 | 0
2035 | HQ_NEISO_2_NEISO | HQ_NEISO | NEISO | Internal | Shoulder | B12 | 200 | 99999 | 2920 | 42.32 | 42.33 | 0.01 | 0
2035 | HQ_NEISO_2_NEISO | HQ_NEISO | NEISO | Internal | Shoulder | B13 | 600 | 99999 | 2920 | 42.32 | 42.33 | 0.01 | 0
2035 | HQ_NEISO_2_NEISO | HQ_NEISO | NEISO | Internal | Shoulder | B14 | 900 | 99999 | 2920 | 42.32 | 42.33 | 0.01 | 0
2035 | HQ_NEISO_2_NEISO | HQ_NEISO | NEISO | Internal | Shoulder | B15 | 1203 | 99999 | 1143.24 | 42.32 | 42.33 | 0.01 | 0
2035 | HQ_NEISO_2_NEISO | HQ_NEISO | NEISO | Internal | Summer | B1 | 10 | 99999 | 2920 | 70.2 | 70.22 | 0.01 | 0
2035 | HQ_NEISO_2_NEISO | HQ_NEISO | NEISO | Internal | Summer | B2 | 25 | 99999 | 2920 | 66.34 | 66.35 | 0.01 | 0
2035 | HQ_NEISO_2_NEISO | HQ_NEISO | NEISO | Internal | Summer | B3 | 75 | 99999 | 2920 | 60.26 | 60.27 | 0.01 | 0
2035 | HQ_NEISO_2_NEISO | HQ_NEISO | NEISO | Internal | Summer | B4 | 100 | 99999 | 2920 | 53.96 | 53.98 | 0.01 | 0
2035 | HQ_NEISO_2_NEISO | HQ_NEISO | NEISO | Internal | Summer | B5 | 200 | 99999 | 2920 | 38.69 | 38.7 | 0.01 | 0
2035 | HQ_NEISO_2_NEISO | HQ_NEISO | NEISO | Internal | Summer | B6 | 300 | 99999 | 2920 | 38.69 | 38.7 | 0.01 | 0
2035 | HQ_NEISO_2_NEISO | HQ_NEISO | NEISO | Internal | Summer | B7 | 400 | 99999 | 2920 | 38.69 | 38.7 | 0.01 | 0
2035 | HQ_NEISO_2_NEISO | HQ_NEISO | NEISO | Internal | Summer | B8 | 500 | 99999 | 2920 | 38.69 | 38.7 | 0.01 | 0
2035 | HQ_NEISO_2_NEISO | HQ_NEISO | NEISO | Internal | Summer | B9 | 800 | 99999 | 2920 | 38.69 | 38.7 | 0.01 | 0
2035 | HQ_NEISO_2_NEISO | HQ_NEISO | NEISO | Internal | Summer | B10 | 1262 | 99999 | 795.94 | 38.69 | 38.7 | 0.01 | 0
2035 | HQ_NEISO_2_NEISO | HQ_NEISO | NEISO | Internal | Winter | B16 | 25 | 99999 | 2920 | 53.5 | 53.51 | 0.01 | 0
2035 | HQ_NEISO_2_NEISO | HQ_NEISO | NEISO | Internal | Winter | B17 | 100 | 99999 | 2920 | 53.5 | 53.51 | 0.01 | 0
2035 | HQ_NEISO_2_NEISO | HQ_NEISO | NEISO | Internal | Winter | B18 | 400 | 99999 | 2920 | 53.5 | 53.51 | 0.01 | 0
2035 | HQ_NEISO_2_NEISO | HQ_NEISO | NEISO | Internal | Winter | B19 | 700 | 99999 | 2920 | 53.5 | 53.51 | 0.01 | 0
2035 | HQ_NEISO_2_NEISO | HQ_NEISO | NEISO | Internal | Winter | B20 | 935 | 99999 | 1233.58 | 53.5 | 53.51 | 0.01 | 0
2035 | HQ_NY_2_NYISO_A-F | HQ_NY | NYISO_A-F | Internal | Shoulder | B11 | 25 | 99999 | 1000 | 50.83 | 50.84 | 0.01 | 0
2035 | HQ_NY_2_NYISO_A-F | HQ_NY | NYISO_A-F | Internal | Shoulder | B12 | 200 | 99999 | 1000 | 50.2 | 50.21 | 0.01 | 0
2035 | HQ_NY_2_NYISO_A-F | HQ_NY | NYISO_A-F | Internal | Shoulder | B13 | 600 | 99999 | 1000 | 45.79 | 45.81 | 0.01 | 0
2035 | HQ_NY_2_NYISO_A-F | HQ_NY | NYISO_A-F | Internal | Shoulder | B14 | 900 | 99999 | 1000 | 45.76 | 45.77 | 0.01 | 0
2035 | HQ_NY_2_NYISO_A-F | HQ_NY | NYISO_A-F | Internal | Shoulder | B15 | 1203 | 99999 | 188.69 | 45.76 | 45.77 | 0.01 | 0
2035 | HQ_NY_2_NYISO_A-F | HQ_NY | NYISO_A-F | Internal | Summer | B1 | 10 | 99999 | 1000 | 73.18 | 73.19 | 0.01 | 0
2035 | HQ_NY_2_NYISO_A-F | HQ_NY | NYISO_A-F | Internal | Summer | B2 | 25 | 99999 | 1000 | 69.33 | 69.34 | 0.01 | 0
2035 | HQ_NY_2_NYISO_A-F | HQ_NY | NYISO_A-F | Internal | Summer | B3 | 75 | 99999 | 1000 | 65.35 | 65.37 | 0.01 | 0
2035 | HQ_NY_2_NYISO_A-F | HQ_NY | NYISO_A-F | Internal | Summer | B4 | 100 | 99999 | 1000 | 59.26 | 59.27 | 0.01 | 0
2035 | HQ_NY_2_NYISO_A-F | HQ_NY | NYISO_A-F | Internal | Summer | B5 | 200 | 99999 | 1000 | 55.84 | 55.85 | 0.01 | 0
2035 | HQ_NY_2_NYISO_A-F | HQ_NY | NYISO_A-F | Internal | Summer | B6 | 300 | 99999 | 1000 | 55.56 | 55.57 | 0.01 | 0
2035 | HQ_NY_2_NYISO_A-F | HQ_NY | NYISO_A-F | Internal | Summer | B7 | 400 | 99999 | 1000 | 48.77 | 48.78 | 0.01 | 0
2035 | HQ_NY_2_NYISO_A-F | HQ_NY | NYISO_A-F | Internal | Summer | B8 | 500 | 99999 | 1000 | 44.46 | 44.48 | 0.01 | 0
2035 | HQ_NY_2_NYISO_A-F | HQ_NY | NYISO_A-F | Internal | Summer | B9 | 800 | 99999 | 1000 | 42.7 | 42.71 | 0.01 | 0
2035 | HQ_NY_2_NYISO_A-F | HQ_NY | NYISO_A-F | Internal | Summer | B10 | 1262 | 99999 | 30.11 | 42.7 | 42.71 | 0.01 | 0
2035 | HQ_NY_2_NYISO_A-F | HQ_NY | NYISO_A-F | Internal | Winter | B16 | 25 | 99999 | 1000 | 56.5 | 56.51 | 0.01 | 0
2035 | HQ_NY_2_NYISO_A-F | HQ_NY | NYISO_A-F | Internal | Winter | B17 | 100 | 99999 | 1000 | 56.5 | 56.51 | 0.01 | 0
2035 | HQ_NY_2_NYISO_A-F | HQ_NY | NYISO_A-F | Internal | Winter | B18 | 400 | 99999 | 1000 | 56.5 | 56.51 | 0.01 | 0
2035 | HQ_NY_2_NYISO_A-F | HQ_NY | NYISO_A-F | Internal | Winter | B19 | 700 | 99999 | 1000 | 56.16 | 56.17 | 0.01 | 0
2035 | HQ_NY_2_NYISO_A-F | HQ_NY | NYISO_A-F | Internal | Winter | B20 | 935 | 99999 | 229.95 | 53.12 | 53.13 | 0.01 | 0
2035 | HQ_IESO_2_IESO | HQ_IESO | IESO | Internal | Shoulder | B11 | 25 | 99999 | 400 | 49.64 | 49.65 | 0.01 | 0
2035 | HQ_IESO_2_IESO | HQ_IESO | IESO | Internal | Shoulder | B12 | 200 | 99999 | 400 | 49.64 | 49.65 | 0.01 | 0
2035 | HQ_IESO_2_IESO | HQ_IESO | IESO | Internal | Shoulder | B13 | 600 | 99999 | 400 | 45.66 | 45.67 | 0.01 | 0
2035 | HQ_IESO_2_IESO | HQ_IESO | IESO | Internal | Shoulder | B14 | 900 | 99999 | 400 | 45.66 | 45.67 | 0.01 | 0
2035 | HQ_IESO_2_IESO | HQ_IESO | IESO | Internal | Shoulder | B15 | 1203 | 99999 | 75.48 | 45.66 | 45.67 | 0.01 | 0
2035 | HQ_IESO_2_IESO | HQ_IESO | IESO | Internal | Summer | B1 | 10 | 99999 | 400 | 79.68 | 79.7 | 0.01 | 0
2035 | HQ_IESO_2_IESO | HQ_IESO | IESO | Internal | Summer | B2 | 25 | 99999 | 400 | 73.7 | 73.71 | 0.01 | 0
2035 | HQ_IESO_2_IESO | HQ_IESO | IESO | Internal | Summer | B3 | 75 | 99999 | 400 | 72.16 | 72.17 | 0.01 | 0
2035 | HQ_IESO_2_IESO | HQ_IESO | IESO | Internal | Summer | B4 | 100 | 99999 | 400 | 52.26 | 52.27 | 0.01 | 0
2035 | HQ_IESO_2_IESO | HQ_IESO | IESO | Internal | Summer | B5 | 200 | 99999 | 400 | 48.84 | 48.85 | 0.01 | 0
2035 | HQ_IESO_2_IESO | HQ_IESO | IESO | Internal | Summer | B6 | 300 | 99999 | 400 | 48.84 | 48.85 | 0.01 | 0
2035 | HQ_IESO_2_IESO | HQ_IESO | IESO | Internal | Summer | B7 | 400 | 99999 | 400 | 44.26 | 44.27 | 0.01 | 0
2035 | HQ_IESO_2_IESO | HQ_IESO | IESO | Internal | Summer | B8 | 500 | 99999 | 400 | 44.26 | 44.27 | 0.01 | 0
2035 | HQ_IESO_2_IESO | HQ_IESO | IESO | Internal | Summer | B9 | 800 | 99999 | 400 | 44.26 | 44.27 | 0.01 | 0
2035 | HQ_IESO_2_IESO | HQ_IESO | IESO | Internal | Summer | B10 | 1262 | 99999 | 12.04 | 44.26 | 44.27 | 0.01 | 0
2035 | HQ_IESO_2_IESO | HQ_IESO | IESO | Internal | Winter | B16 | 25 | 99999 | 400 | 52 | 52.02 | 0.01 | 0
2035 | HQ_IESO_2_IESO | HQ_IESO | IESO | Internal | Winter | B17 | 100 | 99999 | 400 | 50.19 | 50.2 | 0.01 | 0
2035 | HQ_IESO_2_IESO | HQ_IESO | IESO | Internal | Winter | B18 | 400 | 99999 | 400 | 49.58 | 49.59 | 0.01 | 0
2035 | HQ_IESO_2_IESO | HQ_IESO | IESO | Internal | Winter | B19 | 700 | 99999 | 400 | 49.58 | 49.59 | 0.01 | 0
2035 | HQ_IESO_2_IESO | HQ_IESO | IESO | Internal | Winter | B20 | 935 | 99999 | 91.98 | 49.58 | 49.59 | 0.01 | 0
2035 | IESO_2_MAPP_CA | IESO | MAPP_CA | Internal | Shoulder | B11 | 25 | 262 | 0 | 49.65 | 49.3 | 7 | 0
2035 | IESO_2_MAPP_CA | IESO | MAPP_CA | Internal | Shoulder | B12 | 200 | 262 | 0 | 49.65 | 49.3 | 7 | 0
2035 | IESO_2_MAPP_CA | IESO | MAPP_CA | Internal | Shoulder | B13 | 600 | 262 | 0 | 45.67 | 49.3 | 7 | 0
2035 | IESO_2_MAPP_CA | IESO | MAPP_CA | Internal | Shoulder | B14 | 900 | 262 | 0 | 45.67 | 49.3 | 7 | 0
2035 | IESO_2_MAPP_CA | IESO | MAPP_CA | Internal | Shoulder | B15 | 1203 | 262 | 0 | 45.67 | 49.3 | 7 | 0
2035 | IESO_2_MAPP_CA | IESO | MAPP_CA | Internal | Summer | B1 | 10 | 262 | 0 | 79.7 | 41.07 | 7 | 0
2035 | IESO_2_MAPP_CA | IESO | MAPP_CA | Internal | Summer | B2 | 25 | 262 | 0 | 73.71 | 41.07 | 7 | 0
2035 | IESO_2_MAPP_CA | IESO | MAPP_CA | Internal | Summer | B3 | 75 | 262 | 0 | 72.17 | 41.07 | 7 | 0
2035 | IESO_2_MAPP_CA | IESO | MAPP_CA | Internal | Summer | B4 | 100 | 262 | 0 | 52.27 | 41.07 | 7 | 0
2035 | IESO_2_MAPP_CA | IESO | MAPP_CA | Internal | Summer | B5 | 200 | 262 | 0 | 48.85 | 41.07 | 7 | 0
2035 | IESO_2_MAPP_CA | IESO | MAPP_CA | Internal | Summer | B6 | 300 | 262 | 0 | 48.85 | 41.07 | 7 | 0
2035 | IESO_2_MAPP_CA | IESO | MAPP_CA | Internal | Summer | B7 | 400 | 262 | 0 | 44.27 | 41.07 | 7 | 0
2035 | IESO_2_MAPP_CA | IESO | MAPP_CA | Internal | Summer | B8 | 500 | 262 | 0 | 44.27 | 41.07 | 7 | 0
2035 | IESO_2_MAPP_CA | IESO | MAPP_CA | Internal | Summer | B9 | 800 | 262 | 0 | 44.27 | 41.07 | 7 | 0
2035 | IESO_2_MAPP_CA | IESO | MAPP_CA | Internal | Summer | B10 | 1262 | 262 | 0 | 44.27 | 41.07 | 7 | 0
2035 | IESO_2_MAPP_CA | IESO | MAPP_CA | Internal | Winter | B16 | 25 | 262 | 0 | 52.02 | 57.49 | 7 | 0
2035 | IESO_2_MAPP_CA | IESO | MAPP_CA | Internal | Winter | B17 | 100 | 262 | 0 | 50.2 | 55.16 | 7 | 0
2035 | IESO_2_MAPP_CA | IESO | MAPP_CA | Internal | Winter | B18 | 400 | 262 | 0 | 49.59 | 54.45 | 7 | 0
2035 | IESO_2_MAPP_CA | IESO | MAPP_CA | Internal | Winter | B19 | 700 | 262 | 0 | 49.59 | 51.62 | 7 | 0
2035 | IESO_2_MAPP_CA | IESO | MAPP_CA | Internal | Winter | B20 | 935 | 262 | 0 | 49.59 | 51.62 | 7 | 0
2035 | IESO_2_MISO_MI | IESO | MISO_MI | Internal | Shoulder | B11 | 25 | 1840 | 1840 | 49.65 | 61.16 | 7 | 4.51
2035 | IESO_2_MISO_MI | IESO | MISO_MI | Internal | Shoulder | B12 | 200 | 1840 | 1252.16 | 49.65 | 56.65 | 7 | 0
2035 | IESO_2_MISO_MI | IESO | MISO_MI | Internal | Shoulder | B13 | 600 | 1840 | 0 | 45.67 | 51.09 | 7 | 0
2035 | IESO_2_MISO_MI | IESO | MISO_MI | Internal | Shoulder | B14 | 900 | 1840 | 0 | 45.67 | 49.35 | 7 | 0
2035 | IESO_2_MISO_MI | IESO | MISO_MI | Internal | Shoulder | B15 | 1203 | 1840 | 0 | 45.67 | 44.09 | 7 | 0
2035 | IESO_2_MISO_MI | IESO | MISO_MI | Internal | Summer | B1 | 10 | 1840 | 0 | 79.7 | 83.18 | 7 | 0
2035 | IESO_2_MISO_MI | IESO | MISO_MI | Internal | Summer | B2 | 25 | 1840 | 350.12 | 73.71 | 80.71 | 7 | 0
2035 | IESO_2_MISO_MI | IESO | MISO_MI | Internal | Summer | B3 | 75 | 1840 | 1721.51 | 72.17 | 79.17 | 7 | 0
2035 | IESO_2_MISO_MI | IESO | MISO_MI | Internal | Summer | B4 | 100 | 1840 | 1840 | 52.27 | 77.21 | 7 | 17.94
2035 | IESO_2_MISO_MI | IESO | MISO_MI | Internal | Summer | B5 | 200 | 1840 | 1840 | 48.85 | 75.52 | 7 | 19.67
2035 | IESO_2_MISO_MI | IESO | MISO_MI | Internal | Summer | B6 | 300 | 1840 | 1840 | 48.85 | 63.7 | 7 | 7.85
2035 | IESO_2_MISO_MI | IESO | MISO_MI | Internal | Summer | B7 | 400 | 1840 | 570.73 | 44.27 | 51.27 | 7 | 0
2035 | IESO_2_MISO_MI | IESO | MISO_MI | Internal | Summer | B8 | 500 | 1840 | 0 | 44.27 | 46.17 | 7 | 0
2035 | IESO_2_MISO_MI | IESO | MISO_MI | Internal | Summer | B9 | 800 | 1840 | 0 | 44.27 | 42.77 | 7 | 0
2035 | IESO_2_MISO_MI | IESO | MISO_MI | Internal | Summer | B10 | 1262 | 1840 | 0 | 44.27 | 41.94 | 7 | 0
2035 | IESO_2_MISO_MI | IESO | MISO_MI | Internal | Winter | B16 | 25 | 1840 | 1285.18 | 52.02 | 59.02 | 7 | 0
2035 | IESO_2_MISO_MI | IESO | MISO_MI | Internal | Winter | B17 | 100 | 1840 | 744.97 | 50.2 | 57.2 | 7 | 0
2035 | IESO_2_MISO_MI | IESO | MISO_MI | Internal | Winter | B18 | 400 | 1840 | 0 | 49.59 | 54.5 | 7 | 0
2035 | IESO_2_MISO_MI | IESO | MISO_MI | Internal | Winter | B19 | 700 | 1840 | 0 | 49.59 | 51.65 | 7 | 0
2035 | IESO_2_MISO_MI | IESO | MISO_MI | Internal | Winter | B20 | 935 | 1840 | 0 | 49.59 | 41.63 | 7 | 0
2035 | IESO_2_MISO_W | IESO | MISO_W | Internal | Shoulder | B11 | 25 | 140 | 140 | 49.65 | 65.87 | 7 | 9.22
2035 | IESO_2_MISO_W | IESO | MISO_W | Internal | Shoulder | B12 | 200 | 140 | 0 | 49.65 | 56.61 | 7 | 0
2035 | IESO_2_MISO_W | IESO | MISO_W | Internal | Shoulder | B13 | 600 | 140 | 0 | 45.67 | 51.05 | 7 | 0
2035 | IESO_2_MISO_W | IESO | MISO_W | Internal | Shoulder | B14 | 900 | 140 | 0 | 45.67 | 49.31 | 7 | 0
2035 | IESO_2_MISO_W | IESO | MISO_W | Internal | Shoulder | B15 | 1203 | 140 | 0 | 45.67 | 43.79 | 7 | 0
2035 | IESO_2_MISO_W | IESO | MISO_W | Internal | Summer | B1 | 10 | 140 | 0 | 79.7 | 83.18 | 7 | 0
2035 | IESO_2_MISO_W | IESO | MISO_W | Internal | Summer | B2 | 25 | 140 | 140 | 73.71 | 80.73 | 7 | 0.01
2035 | IESO_2_MISO_W | IESO | MISO_W | Internal | Summer | B3 | 75 | 140 | 140 | 72.17 | 81.39 | 7 | 2.22
2035 | IESO_2_MISO_W | IESO | MISO_W | Internal | Summer | B4 | 100 | 140 | 140 | 52.27 | 80.22 | 7 | 20.96
2035 | IESO_2_MISO_W | IESO | MISO_W | Internal | Summer | B5 | 200 | 140 | 140 | 48.85 | 80.22 | 7 | 24.37
2035 | IESO_2_MISO_W | IESO | MISO_W | Internal | Summer | B6 | 300 | 140 | 140 | 48.85 | 64.72 | 7 | 8.87
2035 | IESO_2_MISO_W | IESO | MISO_W | Internal | Summer | B7 | 400 | 140 | 26.29 | 44.27 | 51.27 | 7 | 0
2035 | IESO_2_MISO_W | IESO | MISO_W | Internal | Summer | B8 | 500 | 140 | 0 | 44.27 | 46.13 | 7 | 0
2035 | IESO_2_MISO_W | IESO | MISO_W | Internal | Summer | B9 | 800 | 140 | 0 | 44.27 | 42.73 | 7 | 0
2035 | IESO_2_MISO_W | IESO | MISO_W | Internal | Summer | B10 | 1262 | 140 | 0 | 44.27 | 41.06 | 7 | 0
2035 | IESO_2_MISO_W | IESO | MISO_W | Internal | Winter | B16 | 25 | 140 | 0 | 52.02 | 57.5 | 7 | 0
2035 | IESO_2_MISO_W | IESO | MISO_W | Internal | Winter | B17 | 100 | 140 | 0 | 50.2 | 55.17 | 7 | 0
2035 | IESO_2_MISO_W | IESO | MISO_W | Internal | Winter | B18 | 400 | 140 | 0 | 49.59 | 54.46 | 7 | 0
2035 | IESO_2_MISO_W | IESO | MISO_W | Internal | Winter | B19 | 700 | 140 | 0 | 49.59 | 51.63 | 7 | 0
2035 | IESO_2_MISO_W | IESO | MISO_W | Internal | Winter | B20 | 935 | 140 | 0 | 49.59 | 41.59 | 7 | 0
2035 | IESO_2_NYISO_A-F | IESO | NYISO_A-F | Internal | Shoulder | B11 | 25 | 1725 | 0 | 49.65 | 50.84 | 7 | 0
2035 | IESO_2_NYISO_A-F | IESO | NYISO_A-F | Internal | Shoulder | B12 | 200 | 1725 | 0 | 49.65 | 50.21 | 7 | 0
2035 | IESO_2_NYISO_A-F | IESO | NYISO_A-F | Internal | Shoulder | B13 | 600 | 1725 | 0 | 45.67 | 45.81 | 7 | 0
2035 | IESO_2_NYISO_A-F | IESO | NYISO_A-F | Internal | Shoulder | B14 | 900 | 1725 | 0 | 45.67 | 45.77 | 7 | 0
2035 | IESO_2_NYISO_A-F | IESO | NYISO_A-F | Internal | Shoulder | B15 | 1203 | 1725 | 0 | 45.67 | 45.77 | 7 | 0
2035 | IESO_2_NYISO_A-F | IESO | NYISO_A-F | Internal | Summer | B1 | 10 | 1725 | 0 | 79.7 | 73.19 | 7 | 0
2035 | IESO_2_NYISO_A-F | IESO | NYISO_A-F | Internal | Summer | B2 | 25 | 1725 | 0 | 73.71 | 69.34 | 7 | 0
2035 | IESO_2_NYISO_A-F | IESO | NYISO_A-F | Internal | Summer | B3 | 75 | 1725 | 0 | 72.17 | 65.37 | 7 | 0
2035 | IESO_2_NYISO_A-F | IESO | NYISO_A-F | Internal | Summer | B4 | 100 | 1725 | 718.61 | 52.27 | 59.27 | 7 | 0
2035 | IESO_2_NYISO_A-F | IESO | NYISO_A-F | Internal | Summer | B5 | 200 | 1725 | 728.96 | 48.85 | 55.85 | 7 | 0
2035 | IESO_2_NYISO_A-F | IESO | NYISO_A-F | Internal | Summer | B6 | 300 | 1725 | 0 | 48.85 | 55.57 | 7 | 0
2035 | IESO_2_NYISO_A-F | IESO | NYISO_A-F | Internal | Summer | B7 | 400 | 1725 | 0 | 44.27 | 48.78 | 7 | 0
2035 | IESO_2_NYISO_A-F | IESO | NYISO_A-F | Internal | Summer | B8 | 500 | 1725 | 0 | 44.27 | 44.48 | 7 | 0
2035 | IESO_2_NYISO_A-F | IESO | NYISO_A-F | Internal | Summer | B9 | 800 | 1725 | 0 | 44.27 | 42.71 | 7 | 0
2035 | IESO_2_NYISO_A-F | IESO | NYISO_A-F | Internal | Summer | B10 | 1262 | 1725 | 0 | 44.27 | 42.71 | 7 | 0
2035 | IESO_2_NYISO_A-F | IESO | NYISO_A-F | Internal | Winter | B16 | 25 | 1725 | 0 | 52.02 | 56.51 | 7 | 0
2035 | IESO_2_NYISO_A-F | IESO | NYISO_A-F | Internal | Winter | B17 | 100 | 1725 | 0 | 50.2 | 56.51 | 7 | 0
2035 | IESO_2_NYISO_A-F | IESO | NYISO_A-F | Internal | Winter | B18 | 400 | 1725 | 0 | 49.59 | 56.51 | 7 | 0
2035 | IESO_2_NYISO_A-F | IESO | NYISO_A-F | Internal | Winter | B19 | 700 | 1725 | 0 | 49.59 | 56.17 | 7 | 0
2035 | IESO_2_NYISO_A-F | IESO | NYISO_A-F | Internal | Winter | B20 | 935 | 1725 | 0 | 49.59 | 53.13 | 7 | 0
2035 | MAPP_CA_2_IESO | MAPP_CA | IESO | Internal | Shoulder | B11 | 25 | 330 | 0 | 49.3 | 49.65 | 8 | 0
2035 | MAPP_CA_2_IESO | MAPP_CA | IESO | Internal | Shoulder | B12 | 200 | 330 | 0 | 49.3 | 49.65 | 8 | 0
2035 | MAPP_CA_2_IESO | MAPP_CA | IESO | Internal | Shoulder | B13 | 600 | 330 | 0 | 49.3 | 45.67 | 8 | 0
2035 | MAPP_CA_2_IESO | MAPP_CA | IESO | Internal | Shoulder | B14 | 900 | 330 | 0 | 49.3 | 45.67 | 8 | 0
2035 | MAPP_CA_2_IESO | MAPP_CA | IESO | Internal | Shoulder | B15 | 1203 | 330 | 0 | 49.3 | 45.67 | 8 | 0
2035 | MAPP_CA_2_IESO | MAPP_CA | IESO | Internal | Summer | B1 | 10 | 330 | 330 | 41.07 | 79.7 | 8 | 30.63
2035 | MAPP_CA_2_IESO | MAPP_CA | IESO | Internal | Summer | B2 | 25 | 330 | 330 | 41.07 | 73.71 | 8 | 24.64
2035 | MAPP_CA_2_IESO | MAPP_CA | IESO | Internal | Summer | B3 | 75 | 330 | 330 | 41.07 | 72.17 | 8 | 23.1
2035 | MAPP_CA_2_IESO | MAPP_CA | IESO | Internal | Summer | B4 | 100 | 330 | 330 | 41.07 | 52.27 | 8 | 3.2
2035 | MAPP_CA_2_IESO | MAPP_CA | IESO | Internal | Summer | B5 | 200 | 330 | 0 | 41.07 | 48.85 | 8 | 0
2035 | MAPP_CA_2_IESO | MAPP_CA | IESO | Internal | Summer | B6 | 300 | 330 | 0 | 41.07 | 48.85 | 8 | 0
2035 | MAPP_CA_2_IESO | MAPP_CA | IESO | Internal | Summer | B7 | 400 | 330 | 0 | 41.07 | 44.27 | 8 | 0
2035 | MAPP_CA_2_IESO | MAPP_CA | IESO | Internal | Summer | B8 | 500 | 330 | 0 | 41.07 | 44.27 | 8 | 0
2035 | MAPP_CA_2_IESO | MAPP_CA | IESO | Internal | Summer | B9 | 800 | 330 | 0 | 41.07 | 44.27 | 8 | 0
2035 | MAPP_CA_2_IESO | MAPP_CA | IESO | Internal | Summer | B10 | 1262 | 330 | 0 | 41.07 | 44.27 | 8 | 0
2035 | MAPP_CA_2_IESO | MAPP_CA | IESO | Internal | Winter | B16 | 25 | 330 | 0 | 57.49 | 52.02 | 8 | 0
2035 | MAPP_CA_2_IESO | MAPP_CA | IESO | Internal | Winter | B17 | 100 | 330 | 0 | 55.16 | 50.2 | 8 | 0
2035 | MAPP_CA_2_IESO | MAPP_CA | IESO | Internal | Winter | B18 | 400 | 330 | 0 | 54.45 | 49.59 | 8 | 0
2035 | MAPP_CA_2_IESO | MAPP_CA | IESO | Internal | Winter | B19 | 700 | 330 | 0 | 51.62 | 49.59 | 8 | 0
2035 | MAPP_CA_2_IESO | MAPP_CA | IESO | Internal | Winter | B20 | 935 | 330 | 0 | 51.62 | 49.59 | 8 | 0
2035 | MAPP_CA_2_MAPP_US | MAPP_CA | MAPP_US | Internal | Shoulder | B11 | 25 | 372 | 372 | 49.3 | 58.87 | 7 | 2.57
2035 | MAPP_CA_2_MAPP_US | MAPP_CA | MAPP_US | Internal | Shoulder | B12 | 200 | 372 | 0 | 49.3 | 46.25 | 7 | 0
2035 | MAPP_CA_2_MAPP_US | MAPP_CA | MAPP_US | Internal | Shoulder | B13 | 600 | 372 | 0 | 49.3 | 44.05 | 7 | 0
2035 | MAPP_CA_2_MAPP_US | MAPP_CA | MAPP_US | Internal | Shoulder | B14 | 900 | 372 | 0 | 49.3 | 42.31 | 7 | 0
2035 | MAPP_CA_2_MAPP_US | MAPP_CA | MAPP_US | Internal | Shoulder | B15 | 1203 | 372 | 0 | 49.3 | 34.94 | 7 | 0
2035 | MAPP_CA_2_MAPP_US | MAPP_CA | MAPP_US | Internal | Summer | B1 | 10 | 372 | 372 | 41.07 | 76.18 | 7 | 28.11
2035 | MAPP_CA_2_MAPP_US | MAPP_CA | MAPP_US | Internal | Summer | B2 | 25 | 372 | 372 | 41.07 | 73.73 | 7 | 25.66
2035 | MAPP_CA_2_MAPP_US | MAPP_CA | MAPP_US | Internal | Summer | B3 | 75 | 372 | 372 | 41.07 | 74.39 | 7 | 26.32
2035 | MAPP_CA_2_MAPP_US | MAPP_CA | MAPP_US | Internal | Summer | B4 | 100 | 372 | 372 | 41.07 | 73.22 | 7 | 25.16
2035 | MAPP_CA_2_MAPP_US | MAPP_CA | MAPP_US | Internal | Summer | B5 | 200 | 372 | 372 | 41.07 | 73.22 | 7 | 25.16
2035 | MAPP_CA_2_MAPP_US | MAPP_CA | MAPP_US | Internal | Summer | B6 | 300 | 372 | 372 | 41.07 | 57.72 | 7 | 9.66
2035 | MAPP_CA_2_MAPP_US | MAPP_CA | MAPP_US | Internal | Summer | B7 | 400 | 372 | 0 | 41.07 | 44.27 | 7 | 0
2035 | MAPP_CA_2_MAPP_US | MAPP_CA | MAPP_US | Internal | Summer | B8 | 500 | 372 | 0 | 41.07 | 39.13 | 7 | 0
2035 | MAPP_CA_2_MAPP_US | MAPP_CA | MAPP_US | Internal | Summer | B9 | 800 | 372 | 0 | 41.07 | 35.73 | 7 | 0
2035 | MAPP_CA_2_MAPP_US | MAPP_CA | MAPP_US | Internal | Summer | B10 | 1262 | 372 | 0 | 41.07 | 34.06 | 7 | 0
2035 | MAPP_CA_2_MAPP_US | MAPP_CA | MAPP_US | Internal | Winter | B16 | 25 | 372 | 0 | 57.49 | 44.63 | 7 | 0
2035 | MAPP_CA_2_MAPP_US | MAPP_CA | MAPP_US | Internal | Winter | B17 | 100 | 372 | 0 | 55.16 | 44.73 | 7 | 0
2035 | MAPP_CA_2_MAPP_US | MAPP_CA | MAPP_US | Internal | Winter | B18 | 400 | 372 | 0 | 54.45 | 44.74 | 7 | 0
2035 | MAPP_CA_2_MAPP_US | MAPP_CA | MAPP_US | Internal | Winter | B19 | 700 | 372 | 0 | 51.62 | 44.63 | 7 | 0
2035 | MAPP_CA_2_MAPP_US | MAPP_CA | MAPP_US | Internal | Winter | B20 | 935 | 372 | 0 | 51.62 | 33.99 | 7 | 0
2035 | MAPP_CA_2_MISO_W | MAPP_CA | MISO_W | Internal | Shoulder | B11 | 25 | 1988 | 1988 | 49.3 | 65.87 | 0.01 | 16.56
2035 | MAPP_CA_2_MISO_W | MAPP_CA | MISO_W | Internal | Shoulder | B12 | 200 | 1988 | 1988 | 49.3 | 56.61 | 0.01 | 7.3
2035 | MAPP_CA_2_MISO_W | MAPP_CA | MISO_W | Internal | Shoulder | B13 | 600 | 1988 | 1988 | 49.3 | 51.05 | 0.01 | 1.74
2035 | MAPP_CA_2_MISO_W | MAPP_CA | MISO_W | Internal | Shoulder | B14 | 900 | 1988 | 1392.45 | 49.3 | 49.31 | 0.01 | 0
2035 | MAPP_CA_2_MISO_W | MAPP_CA | MISO_W | Internal | Shoulder | B15 | 1203 | 1988 | 0 | 49.3 | 43.79 | 0.01 | 0
2035 | MAPP_CA_2_MISO_W | MAPP_CA | MISO_W | Internal | Summer | B1 | 10 | 1988 | 1988 | 41.07 | 83.18 | 0.01 | 42.1
2035 | MAPP_CA_2_MISO_W | MAPP_CA | MISO_W | Internal | Summer | B2 | 25 | 1988 | 1988 | 41.07 | 80.73 | 0.01 | 39.64
2035 | MAPP_CA_2_MISO_W | MAPP_CA | MISO_W | Internal | Summer | B3 | 75 | 1988 | 1988 | 41.07 | 81.39 | 0.01 | 40.31
2035 | MAPP_CA_2_MISO_W | MAPP_CA | MISO_W | Internal | Summer | B4 | 100 | 1988 | 1988 | 41.07 | 80.22 | 0.01 | 39.14
2035 | MAPP_CA_2_MISO_W | MAPP_CA | MISO_W | Internal | Summer | B5 | 200 | 1988 | 1988 | 41.07 | 80.22 | 0.01 | 39.14
2035 | MAPP_CA_2_MISO_W | MAPP_CA | MISO_W | Internal | Summer | B6 | 300 | 1988 | 1988 | 41.07 | 64.72 | 0.01 | 23.64
2035 | MAPP_CA_2_MISO_W | MAPP_CA | MISO_W | Internal | Summer | B7 | 400 | 1988 | 1988 | 41.07 | 51.27 | 0.01 | 10.19
2035 | MAPP_CA_2_MISO_W | MAPP_CA | MISO_W | Internal | Summer | B8 | 500 | 1988 | 1988 | 41.07 | 46.13 | 0.01 | 5.05
2035 | MAPP_CA_2_MISO_W | MAPP_CA | MISO_W | Internal | Summer | B9 | 800 | 1988 | 1988 | 41.07 | 42.73 | 0.01 | 1.65
2035 | MAPP_CA_2_MISO_W | MAPP_CA | MISO_W | Internal | Summer | B10 | 1262 | 1988 | 0 | 41.07 | 41.06 | 0.01 | 0
2035 | MAPP_CA_2_MISO_W | MAPP_CA | MISO_W | Internal | Winter | B16 | 25 | 1988 | 1846.42 | 57.49 | 57.5 | 0.01 | 0
2035 | MAPP_CA_2_MISO_W | MAPP_CA | MISO_W | Internal | Winter | B17 | 100 | 1988 | 1475.34 | 55.16 | 55.17 | 0.01 | 0
2035 | MAPP_CA_2_MISO_W | MAPP_CA | MISO_W | Internal | Winter | B18 | 400 | 1988 | 1511.63 | 54.45 | 54.46 | 0.01 | 0
2035 | MAPP_CA_2_MISO_W | MAPP_CA | MISO_W | Internal | Winter | B19 | 700 | 1988 | 528.07 | 51.62 | 51.63 | 0.01 | 0
2035 | MAPP_CA_2_MISO_W | MAPP_CA | MISO_W | Internal | Winter | B20 | 935 | 1988 | 0 | 51.62 | 41.59 | 0.01 | 0
2035 | MAPP_US_2_MAPP_CA | MAPP_US | MAPP_CA | Internal | Shoulder | B11 | 25 | 165 | 0 | 58.87 | 49.3 | 7 | 0
2035 | MAPP_US_2_MAPP_CA | MAPP_US | MAPP_CA | Internal | Shoulder | B12 | 200 | 165 | 0 | 46.25 | 49.3 | 7 | 0
2035 | MAPP_US_2_MAPP_CA | MAPP_US | MAPP_CA | Internal | Shoulder | B13 | 600 | 165 | 0 | 44.05 | 49.3 | 7 | 0
2035 | MAPP_US_2_MAPP_CA | MAPP_US | MAPP_CA | Internal | Shoulder | B14 | 900 | 165 | 0 | 42.31 | 49.3 | 7 | 0
2035 | MAPP_US_2_MAPP_CA | MAPP_US | MAPP_CA | Internal | Shoulder | B15 | 1203 | 165 | 165 | 34.94 | 49.3 | 7 | 7.36
2035 | MAPP_US_2_MAPP_CA | MAPP_US | MAPP_CA | Internal | Summer | B1 | 10 | 165 | 0 | 76.18 | 41.07 | 7 | 0
2035 | MAPP_US_2_MAPP_CA | MAPP_US | MAPP_CA | Internal | Summer | B2 | 25 | 165 | 0 | 73.73 | 41.07 | 7 | 0
2035 | MAPP_US_2_MAPP_CA | MAPP_US | MAPP_CA | Internal | Summer | B3 | 75 | 165 | 0 | 74.39 | 41.07 | 7 | 0
2035 | MAPP_US_2_MAPP_CA | MAPP_US | MAPP_CA | Internal | Summer | B4 | 100 | 165 | 0 | 73.22 | 41.07 | 7 | 0
2035 | MAPP_US_2_MAPP_CA | MAPP_US | MAPP_CA | Internal | Summer | B5 | 200 | 165 | 0 | 73.22 | 41.07 | 7 | 0
2035 | MAPP_US_2_MAPP_CA | MAPP_US | MAPP_CA | Internal | Summer | B6 | 300 | 165 | 0 | 57.72 | 41.07 | 7 | 0
2035 | MAPP_US_2_MAPP_CA | MAPP_US | MAPP_CA | Internal | Summer | B7 | 400 | 165 | 0 | 44.27 | 41.07 | 7 | 0
2035 | MAPP_US_2_MAPP_CA | MAPP_US | MAPP_CA | Internal | Summer | B8 | 500 | 165 | 0 | 39.13 | 41.07 | 7 | 0
2035 | MAPP_US_2_MAPP_CA | MAPP_US | MAPP_CA | Internal | Summer | B9 | 800 | 165 | 0 | 35.73 | 41.07 | 7 | 0
2035 | MAPP_US_2_MAPP_CA | MAPP_US | MAPP_CA | Internal | Summer | B10 | 1262 | 165 | 165 | 34.06 | 41.07 | 7 | 0.01
2035 | MAPP_US_2_MAPP_CA | MAPP_US | MAPP_CA | Internal | Winter | B16 | 25 | 165 | 165 | 44.63 | 57.49 | 7 | 5.86
2035 | MAPP_US_2_MAPP_CA | MAPP_US | MAPP_CA | Internal | Winter | B17 | 100 | 165 | 165 | 44.73 | 55.16 | 7 | 3.43
2035 | MAPP_US_2_MAPP_CA | MAPP_US | MAPP_CA | Internal | Winter | B18 | 400 | 165 | 165 | 44.74 | 54.45 | 7 | 2.71
2035 | MAPP_US_2_MAPP_CA | MAPP_US | MAPP_CA | Internal | Winter | B19 | 700 | 165 | 0 | 44.63 | 51.62 | 7 | 0
2035 | MAPP_US_2_MAPP_CA | MAPP_US | MAPP_CA | Internal | Winter | B20 | 935 | 165 | 165 | 33.99 | 51.62 | 7 | 10.62
2035 | MAPP_US_2_MISO_W | MAPP_US | MISO_W | Internal | Shoulder | B11 | 25 | 2635 | 1449.18 | 58.87 | 65.87 | 7 | 0
2035 | MAPP_US_2_MISO_W | MAPP_US | MISO_W | Internal | Shoulder | B12 | 200 | 2635 | 2635 | 46.25 | 56.61 | 7 | 3.36
2035 | MAPP_US_2_MISO_W | MAPP_US | MISO_W | Internal | Shoulder | B13 | 600 | 2635 | 2562.06 | 44.05 | 51.05 | 7 | 0
2035 | MAPP_US_2_MISO_W | MAPP_US | MISO_W | Internal | Shoulder | B14 | 900 | 2635 | 2314.36 | 42.31 | 49.31 | 7 | 0
2035 | MAPP_US_2_MISO_W | MAPP_US | MISO_W | Internal | Shoulder | B15 | 1203 | 2635 | 2635 | 34.94 | 43.79 | 7 | 1.85
2035 | MAPP_US_2_MISO_W | MAPP_US | MISO_W | Internal | Summer | B1 | 10 | 2635 | 1643.92 | 76.18 | 83.18 | 7 | 0
2035 | MAPP_US_2_MISO_W | MAPP_US | MISO_W | Internal | Summer | B2 | 25 | 2635 | 646.54 | 73.73 | 80.73 | 7 | 0
2035 | MAPP_US_2_MISO_W | MAPP_US | MISO_W | Internal | Summer | B3 | 75 | 2635 | 1735.37 | 74.39 | 81.39 | 7 | 0
2035 | MAPP_US_2_MISO_W | MAPP_US | MISO_W | Internal | Summer | B4 | 100 | 2635 | 1081.24 | 73.22 | 80.22 | 7 | 0
2035 | MAPP_US_2_MISO_W | MAPP_US | MISO_W | Internal | Summer | B5 | 200 | 2635 | 1201.93 | 73.22 | 80.22 | 7 | 0
2035 | MAPP_US_2_MISO_W | MAPP_US | MISO_W | Internal | Summer | B6 | 300 | 2635 | 735.46 | 57.72 | 64.72 | 7 | 0
2035 | MAPP_US_2_MISO_W | MAPP_US | MISO_W | Internal | Summer | B7 | 400 | 2635 | 819 | 44.27 | 51.27 | 7 | 0
2035 | MAPP_US_2_MISO_W | MAPP_US | MISO_W | Internal | Summer | B8 | 500 | 2635 | 1524.88 | 39.13 | 46.13 | 7 | 0
2035 | MAPP_US_2_MISO_W | MAPP_US | MISO_W | Internal | Summer | B9 | 800 | 2635 | 1040.73 | 35.73 | 42.73 | 7 | 0
2035 | MAPP_US_2_MISO_W | MAPP_US | MISO_W | Internal | Summer | B10 | 1262 | 2635 | 1145.26 | 34.06 | 41.06 | 7 | 0
2035 | MAPP_US_2_MISO_W | MAPP_US | MISO_W | Internal | Winter | B16 | 25 | 2635 | 2635 | 44.63 | 57.5 | 7 | 5.87
2035 | MAPP_US_2_MISO_W | MAPP_US | MISO_W | Internal | Winter | B17 | 100 | 2635 | 2635 | 44.73 | 55.17 | 7 | 3.44
2035 | MAPP_US_2_MISO_W | MAPP_US | MISO_W | Internal | Winter | B18 | 400 | 2635 | 2635 | 44.74 | 54.46 | 7 | 2.72
2035 | MAPP_US_2_MISO_W | MAPP_US | MISO_W | Internal | Winter | B19 | 700 | 2635 | 2163.98 | 44.63 | 51.63 | 7 | 0
2035 | MAPP_US_2_MISO_W | MAPP_US | MISO_W | Internal | Winter | B20 | 935 | 2635 | 2635 | 33.99 | 41.59 | 7 | 0.6
2035 | MAPP_US_2_NE | MAPP_US | NE | Internal | Shoulder | B11 | 25 | 2000 | 2000 | 58.87 | 72.86 | 7 | 6.99
2035 | MAPP_US_2_NE | MAPP_US | NE | Internal | Shoulder | B12 | 200 | 2000 | 392.67 | 46.25 | 53.25 | 7 | 0
2035 | MAPP_US_2_NE | MAPP_US | NE | Internal | Shoulder | B13 | 600 | 2000 | 752.83 | 44.05 | 51.05 | 7 | 0
2035 | MAPP_US_2_NE | MAPP_US | NE | Internal | Shoulder | B14 | 900 | 2000 | 0 | 42.31 | 47.59 | 7 | 0
2035 | MAPP_US_2_NE | MAPP_US | NE | Internal | Shoulder | B15 | 1203 | 2000 | 0 | 34.94 | 41.46 | 7 | 0
2035 | MAPP_US_2_NE | MAPP_US | NE | Internal | Summer | B1 | 10 | 2000 | 266.54 | 76.18 | 83.18 | 7 | 0
2035 | MAPP_US_2_NE | MAPP_US | NE | Internal | Summer | B2 | 25 | 2000 | 2000 | 73.73 | 81.29 | 7 | 0.56
2035 | MAPP_US_2_NE | MAPP_US | NE | Internal | Summer | B3 | 75 | 2000 | 741.83 | 74.39 | 81.39 | 7 | 0
2035 | MAPP_US_2_NE | MAPP_US | NE | Internal | Summer | B4 | 100 | 2000 | 2000 | 73.22 | 81.29 | 7 | 1.06
2035 | MAPP_US_2_NE | MAPP_US | NE | Internal | Summer | B5 | 200 | 2000 | 2000 | 73.22 | 81.29 | 7 | 1.06
2035 | MAPP_US_2_NE | MAPP_US | NE | Internal | Summer | B6 | 300 | 2000 | 2000 | 57.72 | 71.71 | 7 | 6.99
2035 | MAPP_US_2_NE | MAPP_US | NE | Internal | Summer | B7 | 400 | 2000 | 2000 | 44.27 | 58.26 | 7 | 6.99
2035 | MAPP_US_2_NE | MAPP_US | NE | Internal | Summer | B8 | 500 | 2000 | 2000 | 39.13 | 50.59 | 7 | 4.46
2035 | MAPP_US_2_NE | MAPP_US | NE | Internal | Summer | B9 | 800 | 2000 | 2000 | 35.73 | 48.76 | 7 | 6.03
2035 | MAPP_US_2_NE | MAPP_US | NE | Internal | Summer | B10 | 1262 | 2000 | 2000 | 34.06 | 41.67 | 7 | 0.61
2035 | MAPP_US_2_NE | MAPP_US | NE | Internal | Winter | B16 | 25 | 2000 | 2000 | 44.63 | 57.58 | 7 | 5.95
2035 | MAPP_US_2_NE | MAPP_US | NE | Internal | Winter | B17 | 100 | 2000 | 1295.24 | 44.73 | 51.73 | 7 | 0
2035 | MAPP_US_2_NE | MAPP_US | NE | Internal | Winter | B18 | 400 | 2000 | 991.58 | 44.74 | 51.74 | 7 | 0
2035 | MAPP_US_2_NE | MAPP_US | NE | Internal | Winter | B19 | 700 | 2000 | 0 | 44.63 | 50.49 | 7 | 0
2035 | MAPP_US_2_NE | MAPP_US | NE | Internal | Winter | B20 | 935 | 2000 | 0 | 33.99 | 40.15 | 7 | 0
2035 | MARITIMES_2_NEISO | MARITIMES | NEISO | Internal | Shoulder | B11 | 25 | 99999 | 1400 | 42.32 | 42.33 | 0.01 | 0
2035 | MARITIMES_2_NEISO | MARITIMES | NEISO | Internal | Shoulder | B12 | 200 | 99999 | 1400 | 42.32 | 42.33 | 0.01 | 0
2035 | MARITIMES_2_NEISO | MARITIMES | NEISO | Internal | Shoulder | B13 | 600 | 99999 | 1400 | 42.32 | 42.33 | 0.01 | 0
2035 | MARITIMES_2_NEISO | MARITIMES | NEISO | Internal | Shoulder | B14 | 900 | 99999 | 1400 | 42.32 | 42.33 | 0.01 | 0
2035 | MARITIMES_2_NEISO | MARITIMES | NEISO | Internal | Shoulder | B15 | 1203 | 99999 | 426.43 | 42.32 | 42.33 | 0.01 | 0
2035 | MARITIMES_2_NEISO | MARITIMES | NEISO | Internal | Summer | B1 | 10 | 99999 | 1400 | 70.2 | 70.22 | 0.01 | 0
2035 | MARITIMES_2_NEISO | MARITIMES | NEISO | Internal | Summer | B2 | 25 | 99999 | 1400 | 66.34 | 66.35 | 0.01 | 0
2035 | MARITIMES_2_NEISO | MARITIMES | NEISO | Internal | Summer | B3 | 75 | 99999 | 1400 | 60.26 | 60.27 | 0.01 | 0
2035 | MARITIMES_2_NEISO | MARITIMES | NEISO | Internal | Summer | B4 | 100 | 99999 | 1400 | 53.96 | 53.98 | 0.01 | 0
2035 | MARITIMES_2_NEISO | MARITIMES | NEISO | Internal | Summer | B5 | 200 | 99999 | 1400 | 38.69 | 38.7 | 0.01 | 0
2035 | MARITIMES_2_NEISO | MARITIMES | NEISO | Internal | Summer | B6 | 300 | 99999 | 1400 | 38.69 | 38.7 | 0.01 | 0
2035 | MARITIMES_2_NEISO | MARITIMES | NEISO | Internal | Summer | B7 | 400 | 99999 | 1400 | 38.69 | 38.7 | 0.01 | 0
2035 | MARITIMES_2_NEISO | MARITIMES | NEISO | Internal | Summer | B8 | 500 | 99999 | 1400 | 38.69 | 38.7 | 0.01 | 0
2035 | MARITIMES_2_NEISO | MARITIMES | NEISO | Internal | Summer | B9 | 800 | 99999 | 1400 | 38.69 | 38.7 | 0.01 | 0
2035 | MARITIMES_2_NEISO | MARITIMES | NEISO | Internal | Summer | B10 | 1262 | 99999 | 236.13 | 38.69 | 38.7 | 0.01 | 0
2035 | MARITIMES_2_NEISO | MARITIMES | NEISO | Internal | Winter | B16 | 25 | 99999 | 1400 | 53.5 | 53.51 | 0.01 | 0
2035 | MARITIMES_2_NEISO | MARITIMES | NEISO | Internal | Winter | B17 | 100 | 99999 | 1400 | 53.5 | 53.51 | 0.01 | 0
2035 | MARITIMES_2_NEISO | MARITIMES | NEISO | Internal | Winter | B18 | 400 | 99999 | 1400 | 53.5 | 53.51 | 0.01 | 0
2035 | MARITIMES_2_NEISO | MARITIMES | NEISO | Internal | Winter | B19 | 700 | 99999 | 1400 | 53.5 | 53.51 | 0.01 | 0
2035 | MARITIMES_2_NEISO | MARITIMES | NEISO | Internal | Winter | B20 | 935 | 99999 | 475.94 | 53.5 | 53.51 | 0.01 | 0
2035 | MISO_IN_2_MISO_MI | MISO_IN | MISO_MI | Internal | Shoulder | B11 | 25 | 5000 | 0 | 65.87 | 61.16 | 0.01 | 0
2035 | MISO_IN_2_MISO_MI | MISO_IN | MISO_MI | Internal | Shoulder | B12 | 200 | 5000 | 1769.68 | 56.64 | 56.65 | 0.01 | 0
2035 | MISO_IN_2_MISO_MI | MISO_IN | MISO_MI | Internal | Shoulder | B13 | 600 | 5000 | 2318.71 | 51.08 | 51.09 | 0.01 | 0
2035 | MISO_IN_2_MISO_MI | MISO_IN | MISO_MI | Internal | Shoulder | B14 | 900 | 5000 | 3545.56 | 49.34 | 49.35 | 0.01 | 0
2035 | MISO_IN_2_MISO_MI | MISO_IN | MISO_MI | Internal | Shoulder | B15 | 1203 | 5000 | 2987.16 | 44.08 | 44.09 | 0.01 | 0
2035 | MISO_IN_2_MISO_MI | MISO_IN | MISO_MI | Internal | Summer | B1 | 10 | 5000 | 57.76 | 83.17 | 83.18 | 0.01 | 0
2035 | MISO_IN_2_MISO_MI | MISO_IN | MISO_MI | Internal | Summer | B2 | 25 | 5000 | 50.17 | 80.7 | 80.71 | 0.01 | 0
2035 | MISO_IN_2_MISO_MI | MISO_IN | MISO_MI | Internal | Summer | B3 | 75 | 5000 | 0 | 79.18 | 79.17 | 0.01 | 0
2035 | MISO_IN_2_MISO_MI | MISO_IN | MISO_MI | Internal | Summer | B4 | 100 | 5000 | 0 | 77.22 | 77.21 | 0.01 | 0
2035 | MISO_IN_2_MISO_MI | MISO_IN | MISO_MI | Internal | Summer | B5 | 200 | 5000 | 0 | 75.53 | 75.52 | 0.01 | 0
2035 | MISO_IN_2_MISO_MI | MISO_IN | MISO_MI | Internal | Summer | B6 | 300 | 5000 | 0 | 63.71 | 63.7 | 0.01 | 0
2035 | MISO_IN_2_MISO_MI | MISO_IN | MISO_MI | Internal | Summer | B7 | 400 | 5000 | 2227.12 | 51.26 | 51.27 | 0.01 | 0
2035 | MISO_IN_2_MISO_MI | MISO_IN | MISO_MI | Internal | Summer | B8 | 500 | 5000 | 4681.01 | 46.16 | 46.17 | 0.01 | 0
2035 | MISO_IN_2_MISO_MI | MISO_IN | MISO_MI | Internal | Summer | B9 | 800 | 5000 | 3633.63 | 42.76 | 42.77 | 0.01 | 0
2035 | MISO_IN_2_MISO_MI | MISO_IN | MISO_MI | Internal | Summer | B10 | 1262 | 5000 | 3134.46 | 41.93 | 41.94 | 0.01 | 0
2035 | MISO_IN_2_MISO_MI | MISO_IN | MISO_MI | Internal | Winter | B16 | 25 | 5000 | 0 | 59.03 | 59.02 | 0.01 | 0
2035 | MISO_IN_2_MISO_MI | MISO_IN | MISO_MI | Internal | Winter | B17 | 100 | 5000 | 1204.68 | 57.19 | 57.2 | 0.01 | 0
2035 | MISO_IN_2_MISO_MI | MISO_IN | MISO_MI | Internal | Winter | B18 | 400 | 5000 | 1211.19 | 54.49 | 54.5 | 0.01 | 0
2035 | MISO_IN_2_MISO_MI | MISO_IN | MISO_MI | Internal | Winter | B19 | 700 | 5000 | 2238.86 | 51.64 | 51.65 | 0.01 | 0
2035 | MISO_IN_2_MISO_MI | MISO_IN | MISO_MI | Internal | Winter | B20 | 935 | 5000 | 1165.98 | 41.62 | 41.63 | 0.01 | 0
2035 | MISO_IN_2_MISO_MO-IL | MISO_IN | MISO_MO-IL | Internal | Shoulder | B11 | 25 | 5000 | 2582.21 | 65.87 | 65.89 | 0.01 | 0
2035 | MISO_IN_2_MISO_MO-IL | MISO_IN | MISO_MO-IL | Internal | Shoulder | B12 | 200 | 5000 | 0 | 56.64 | 56.63 | 0.01 | 0
2035 | MISO_IN_2_MISO_MO-IL | MISO_IN | MISO_MO-IL | Internal | Shoulder | B13 | 600 | 5000 | 0 | 51.08 | 51.07 | 0.01 | 0
2035 | MISO_IN_2_MISO_MO-IL | MISO_IN | MISO_MO-IL | Internal | Shoulder | B14 | 900 | 5000 | 0 | 49.34 | 49.33 | 0.01 | 0
2035 | MISO_IN_2_MISO_MO-IL | MISO_IN | MISO_MO-IL | Internal | Shoulder | B15 | 1203 | 5000 | 0 | 44.08 | 43.81 | 0.01 | 0
2035 | MISO_IN_2_MISO_MO-IL | MISO_IN | MISO_MO-IL | Internal | Summer | B1 | 10 | 5000 | 361.01 | 83.17 | 83.18 | 0.01 | 0
2035 | MISO_IN_2_MISO_MO-IL | MISO_IN | MISO_MO-IL | Internal | Summer | B2 | 25 | 5000 | 1646.07 | 80.7 | 80.71 | 0.01 | 0
2035 | MISO_IN_2_MISO_MO-IL | MISO_IN | MISO_MO-IL | Internal | Summer | B3 | 75 | 5000 | 0 | 79.18 | 79.18 | 0.01 | 0
2035 | MISO_IN_2_MISO_MO-IL | MISO_IN | MISO_MO-IL | Internal | Summer | B4 | 100 | 5000 | 2389.43 | 77.22 | 77.23 | 0.01 | 0
2035 | MISO_IN_2_MISO_MO-IL | MISO_IN | MISO_MO-IL | Internal | Summer | B5 | 200 | 5000 | 1859.18 | 75.53 | 75.54 | 0.01 | 0
2035 | MISO_IN_2_MISO_MO-IL | MISO_IN | MISO_MO-IL | Internal | Summer | B6 | 300 | 5000 | 1989.1 | 63.71 | 63.72 | 0.01 | 0
2035 | MISO_IN_2_MISO_MO-IL | MISO_IN | MISO_MO-IL | Internal | Summer | B7 | 400 | 5000 | 418.01 | 51.26 | 51.27 | 0.01 | 0
2035 | MISO_IN_2_MISO_MO-IL | MISO_IN | MISO_MO-IL | Internal | Summer | B8 | 500 | 5000 | 0 | 46.16 | 46.15 | 0.01 | 0
2035 | MISO_IN_2_MISO_MO-IL | MISO_IN | MISO_MO-IL | Internal | Summer | B9 | 800 | 5000 | 0 | 42.76 | 42.74 | 0.01 | 0
2035 | MISO_IN_2_MISO_MO-IL | MISO_IN | MISO_MO-IL | Internal | Summer | B10 | 1262 | 5000 | 0 | 41.93 | 41.07 | 0.01 | 0
2035 | MISO_IN_2_MISO_MO-IL | MISO_IN | MISO_MO-IL | Internal | Winter | B16 | 25 | 5000 | 0 | 59.03 | 57.85 | 0.01 | 0
2035 | MISO_IN_2_MISO_MO-IL | MISO_IN | MISO_MO-IL | Internal | Winter | B17 | 100 | 5000 | 0 | 57.19 | 55.18 | 0.01 | 0
2035 | MISO_IN_2_MISO_MO-IL | MISO_IN | MISO_MO-IL | Internal | Winter | B18 | 400 | 5000 | 0 | 54.49 | 54.48 | 0.01 | 0
2035 | MISO_IN_2_MISO_MO-IL | MISO_IN | MISO_MO-IL | Internal | Winter | B19 | 700 | 5000 | 0 | 51.64 | 51.63 | 0.01 | 0
2035 | MISO_IN_2_MISO_MO-IL | MISO_IN | MISO_MO-IL | Internal | Winter | B20 | 935 | 5000 | 0 | 41.62 | 41.61 | 0.01 | 0
2035 | MISO_IN_2_NonRTO_Midwest | MISO_IN | NonRTO_Midwest | Internal | Shoulder | B11 | 25 | 4800 | 672.33 | 65.87 | 73.87 | 8 | 0
2035 | MISO_IN_2_NonRTO_Midwest | MISO_IN | NonRTO_Midwest | Internal | Shoulder | B12 | 200 | 4800 | 690.92 | 56.64 | 64.64 | 8 | 0
2035 | MISO_IN_2_NonRTO_Midwest | MISO_IN | NonRTO_Midwest | Internal | Shoulder | B13 | 600 | 4800 | 85.65 | 51.08 | 59.08 | 8 | 0
2035 | MISO_IN_2_NonRTO_Midwest | MISO_IN | NonRTO_Midwest | Internal | Shoulder | B14 | 900 | 4800 | 0 | 49.34 | 47.95 | 8 | 0
2035 | MISO_IN_2_NonRTO_Midwest | MISO_IN | NonRTO_Midwest | Internal | Shoulder | B15 | 1203 | 4800 | 0 | 44.08 | 40 | 8 | 0
2035 | MISO_IN_2_NonRTO_Midwest | MISO_IN | NonRTO_Midwest | Internal | Summer | B1 | 10 | 4800 | 45.75 | 83.17 | 91.17 | 8 | 0
2035 | MISO_IN_2_NonRTO_Midwest | MISO_IN | NonRTO_Midwest | Internal | Summer | B2 | 25 | 4800 | 0 | 80.7 | 84.43 | 8 | 0
2035 | MISO_IN_2_NonRTO_Midwest | MISO_IN | NonRTO_Midwest | Internal | Summer | B3 | 75 | 4800 | 0 | 79.18 | 84.43 | 8 | 0
2035 | MISO_IN_2_NonRTO_Midwest | MISO_IN | NonRTO_Midwest | Internal | Summer | B4 | 100 | 4800 | 0 | 77.22 | 84.43 | 8 | 0
2035 | MISO_IN_2_NonRTO_Midwest | MISO_IN | NonRTO_Midwest | Internal | Summer | B5 | 200 | 4800 | 1359.23 | 75.53 | 83.53 | 8 | 0
2035 | MISO_IN_2_NonRTO_Midwest | MISO_IN | NonRTO_Midwest | Internal | Summer | B6 | 300 | 4800 | 830.06 | 63.71 | 71.71 | 8 | 0
2035 | MISO_IN_2_NonRTO_Midwest | MISO_IN | NonRTO_Midwest | Internal | Summer | B7 | 400 | 4800 | 281.45 | 51.26 | 59.26 | 8 | 0
2035 | MISO_IN_2_NonRTO_Midwest | MISO_IN | NonRTO_Midwest | Internal | Summer | B8 | 500 | 4800 | 0 | 46.16 | 46.36 | 8 | 0
2035 | MISO_IN_2_NonRTO_Midwest | MISO_IN | NonRTO_Midwest | Internal | Summer | B9 | 800 | 4800 | 0 | 42.76 | 38.99 | 8 | 0
2035 | MISO_IN_2_NonRTO_Midwest | MISO_IN | NonRTO_Midwest | Internal | Summer | B10 | 1262 | 4800 | 0 | 41.93 | 34.36 | 8 | 0
2035 | MISO_IN_2_NonRTO_Midwest | MISO_IN | NonRTO_Midwest | Internal | Winter | B16 | 25 | 4800 | 2561.46 | 59.03 | 67.03 | 8 | 0
2035 | MISO_IN_2_NonRTO_Midwest | MISO_IN | NonRTO_Midwest | Internal | Winter | B17 | 100 | 4800 | 1307.62 | 57.19 | 65.19 | 8 | 0
2035 | MISO_IN_2_NonRTO_Midwest | MISO_IN | NonRTO_Midwest | Internal | Winter | B18 | 400 | 4800 | 373.2 | 54.49 | 62.49 | 8 | 0
2035 | MISO_IN_2_NonRTO_Midwest | MISO_IN | NonRTO_Midwest | Internal | Winter | B19 | 700 | 4800 | 0 | 51.64 | 50.77 | 8 | 0
2035 | MISO_IN_2_NonRTO_Midwest | MISO_IN | NonRTO_Midwest | Internal | Winter | B20 | 935 | 4800 | 0 | 41.62 | 38.14 | 8 | 0
2035 | MISO_IN_2_PJM_ROR | MISO_IN | PJM_ROR | Internal | Shoulder | B11 | 25 | 992 | 0 | 65.87 | 58.87 | 2 | 0
2035 | MISO_IN_2_PJM_ROR | MISO_IN | PJM_ROR | Internal | Shoulder | B12 | 200 | 992 | 0 | 56.64 | 54.65 | 2 | 0
2035 | MISO_IN_2_PJM_ROR | MISO_IN | PJM_ROR | Internal | Shoulder | B13 | 600 | 992 | 0 | 51.08 | 49.09 | 2 | 0
2035 | MISO_IN_2_PJM_ROR | MISO_IN | PJM_ROR | Internal | Shoulder | B14 | 900 | 992 | 0 | 49.34 | 47.79 | 2 | 0
2035 | MISO_IN_2_PJM_ROR | MISO_IN | PJM_ROR | Internal | Shoulder | B15 | 1203 | 992 | 0 | 44.08 | 42.35 | 2 | 0
2035 | MISO_IN_2_PJM_ROR | MISO_IN | PJM_ROR | Internal | Summer | B1 | 10 | 992 | 0 | 83.17 | 81.18 | 2 | 0
2035 | MISO_IN_2_PJM_ROR | MISO_IN | PJM_ROR | Internal | Summer | B2 | 25 | 992 | 0 | 80.7 | 77.33 | 2 | 0
2035 | MISO_IN_2_PJM_ROR | MISO_IN | PJM_ROR | Internal | Summer | B3 | 75 | 992 | 0 | 79.18 | 77.18 | 2 | 0
2035 | MISO_IN_2_PJM_ROR | MISO_IN | PJM_ROR | Internal | Summer | B4 | 100 | 992 | 0 | 77.22 | 75.22 | 2 | 0
2035 | MISO_IN_2_PJM_ROR | MISO_IN | PJM_ROR | Internal | Summer | B5 | 200 | 992 | 0 | 75.53 | 73.52 | 2 | 0
2035 | MISO_IN_2_PJM_ROR | MISO_IN | PJM_ROR | Internal | Summer | B6 | 300 | 992 | 0 | 63.71 | 61.71 | 2 | 0
2035 | MISO_IN_2_PJM_ROR | MISO_IN | PJM_ROR | Internal | Summer | B7 | 400 | 992 | 0 | 51.26 | 49.27 | 2 | 0
2035 | MISO_IN_2_PJM_ROR | MISO_IN | PJM_ROR | Internal | Summer | B8 | 500 | 992 | 0 | 46.16 | 46.15 | 2 | 0
2035 | MISO_IN_2_PJM_ROR | MISO_IN | PJM_ROR | Internal | Summer | B9 | 800 | 992 | 0 | 42.76 | 43.22 | 2 | 0
2035 | MISO_IN_2_PJM_ROR | MISO_IN | PJM_ROR | Internal | Summer | B10 | 1262 | 992 | 0 | 41.93 | 39.93 | 2 | 0
2035 | MISO_IN_2_PJM_ROR | MISO_IN | PJM_ROR | Internal | Winter | B16 | 25 | 992 | 0 | 59.03 | 55.85 | 2 | 0
2035 | MISO_IN_2_PJM_ROR | MISO_IN | PJM_ROR | Internal | Winter | B17 | 100 | 992 | 0 | 57.19 | 55.19 | 2 | 0
2035 | MISO_IN_2_PJM_ROR | MISO_IN | PJM_ROR | Internal | Winter | B18 | 400 | 992 | 0 | 54.49 | 52.5 | 2 | 0
2035 | MISO_IN_2_PJM_ROR | MISO_IN | PJM_ROR | Internal | Winter | B19 | 700 | 992 | 0 | 51.64 | 50.35 | 2 | 0
2035 | MISO_IN_2_PJM_ROR | MISO_IN | PJM_ROR | Internal | Winter | B20 | 935 | 992 | 0 | 41.62 | 39.61 | 2 | 0
2035 | MISO_MI_2_IESO | MISO_MI | IESO | Internal | Shoulder | B11 | 25 | 1580 | 0 | 61.16 | 49.65 | 8 | 0
2035 | MISO_MI_2_IESO | MISO_MI | IESO | Internal | Shoulder | B12 | 200 | 1580 | 0 | 56.65 | 49.65 | 8 | 0
2035 | MISO_MI_2_IESO | MISO_MI | IESO | Internal | Shoulder | B13 | 600 | 1580 | 0 | 51.09 | 45.67 | 8 | 0
2035 | MISO_MI_2_IESO | MISO_MI | IESO | Internal | Shoulder | B14 | 900 | 1580 | 0 | 49.35 | 45.67 | 8 | 0
2035 | MISO_MI_2_IESO | MISO_MI | IESO | Internal | Shoulder | B15 | 1203 | 1580 | 0 | 44.09 | 45.67 | 8 | 0
2035 | MISO_MI_2_IESO | MISO_MI | IESO | Internal | Summer | B1 | 10 | 1580 | 0 | 83.18 | 79.7 | 8 | 0
2035 | MISO_MI_2_IESO | MISO_MI | IESO | Internal | Summer | B2 | 25 | 1580 | 0 | 80.71 | 73.71 | 8 | 0
2035 | MISO_MI_2_IESO | MISO_MI | IESO | Internal | Summer | B3 | 75 | 1580 | 0 | 79.17 | 72.17 | 8 | 0
2035 | MISO_MI_2_IESO | MISO_MI | IESO | Internal | Summer | B4 | 100 | 1580 | 0 | 77.21 | 52.27 | 8 | 0
2035 | MISO_MI_2_IESO | MISO_MI | IESO | Internal | Summer | B5 | 200 | 1580 | 0 | 75.52 | 48.85 | 8 | 0
2035 | MISO_MI_2_IESO | MISO_MI | IESO | Internal | Summer | B6 | 300 | 1580 | 0 | 63.7 | 48.85 | 8 | 0
2035 | MISO_MI_2_IESO | MISO_MI | IESO | Internal | Summer | B7 | 400 | 1580 | 0 | 51.27 | 44.27 | 8 | 0
2035 | MISO_MI_2_IESO | MISO_MI | IESO | Internal | Summer | B8 | 500 | 1580 | 0 | 46.17 | 44.27 | 8 | 0
2035 | MISO_MI_2_IESO | MISO_MI | IESO | Internal | Summer | B9 | 800 | 1580 | 0 | 42.77 | 44.27 | 8 | 0
2035 | MISO_MI_2_IESO | MISO_MI | IESO | Internal | Summer | B10 | 1262 | 1580 | 0 | 41.94 | 44.27 | 8 | 0
2035 | MISO_MI_2_IESO | MISO_MI | IESO | Internal | Winter | B16 | 25 | 1580 | 0 | 59.02 | 52.02 | 8 | 0
2035 | MISO_MI_2_IESO | MISO_MI | IESO | Internal | Winter | B17 | 100 | 1580 | 0 | 57.2 | 50.2 | 8 | 0
2035 | MISO_MI_2_IESO | MISO_MI | IESO | Internal | Winter | B18 | 400 | 1580 | 0 | 54.5 | 49.59 | 8 | 0
2035 | MISO_MI_2_IESO | MISO_MI | IESO | Internal | Winter | B19 | 700 | 1580 | 0 | 51.65 | 49.59 | 8 | 0
2035 | MISO_MI_2_IESO | MISO_MI | IESO | Internal | Winter | B20 | 935 | 1580 | 0 | 41.63 | 49.59 | 8 | 0
2035 | MISO_MI_2_MISO_IN | MISO_MI | MISO_IN | Internal | Shoulder | B11 | 25 | 2045 | 2045 | 61.16 | 65.87 | 0.01 | 4.7
2035 | MISO_MI_2_MISO_IN | MISO_MI | MISO_IN | Internal | Shoulder | B12 | 200 | 2045 | 0 | 56.65 | 56.64 | 0.01 | 0
2035 | MISO_MI_2_MISO_IN | MISO_MI | MISO_IN | Internal | Shoulder | B13 | 600 | 2045 | 0 | 51.09 | 51.08 | 0.01 | 0
2035 | MISO_MI_2_MISO_IN | MISO_MI | MISO_IN | Internal | Shoulder | B14 | 900 | 2045 | 0 | 49.35 | 49.34 | 0.01 | 0
2035 | MISO_MI_2_MISO_IN | MISO_MI | MISO_IN | Internal | Shoulder | B15 | 1203 | 2045 | 0 | 44.09 | 44.08 | 0.01 | 0
2035 | MISO_MI_2_MISO_IN | MISO_MI | MISO_IN | Internal | Summer | B1 | 10 | 2045 | 0 | 83.18 | 83.17 | 0.01 | 0
2035 | MISO_MI_2_MISO_IN | MISO_MI | MISO_IN | Internal | Summer | B2 | 25 | 2045 | 0 | 80.71 | 80.7 | 0.01 | 0
2035 | MISO_MI_2_MISO_IN | MISO_MI | MISO_IN | Internal | Summer | B3 | 75 | 2045 | 488.15 | 79.17 | 79.18 | 0.01 | 0
2035 | MISO_MI_2_MISO_IN | MISO_MI | MISO_IN | Internal | Summer | B4 | 100 | 2045 | 1888.87 | 77.21 | 77.22 | 0.01 | 0
2035 | MISO_MI_2_MISO_IN | MISO_MI | MISO_IN | Internal | Summer | B5 | 200 | 2045 | 1502.12 | 75.52 | 75.53 | 0.01 | 0
2035 | MISO_MI_2_MISO_IN | MISO_MI | MISO_IN | Internal | Summer | B6 | 300 | 2045 | 299.33 | 63.7 | 63.71 | 0.01 | 0
2035 | MISO_MI_2_MISO_IN | MISO_MI | MISO_IN | Internal | Summer | B7 | 400 | 2045 | 0 | 51.27 | 51.26 | 0.01 | 0
2035 | MISO_MI_2_MISO_IN | MISO_MI | MISO_IN | Internal | Summer | B8 | 500 | 2045 | 0 | 46.17 | 46.16 | 0.01 | 0
2035 | MISO_MI_2_MISO_IN | MISO_MI | MISO_IN | Internal | Summer | B9 | 800 | 2045 | 0 | 42.77 | 42.76 | 0.01 | 0
2035 | MISO_MI_2_MISO_IN | MISO_MI | MISO_IN | Internal | Summer | B10 | 1262 | 2045 | 0 | 41.94 | 41.93 | 0.01 | 0
2035 | MISO_MI_2_MISO_IN | MISO_MI | MISO_IN | Internal | Winter | B16 | 25 | 2045 | 268.38 | 59.02 | 59.03 | 0.01 | 0
2035 | MISO_MI_2_MISO_IN | MISO_MI | MISO_IN | Internal | Winter | B17 | 100 | 2045 | 0 | 57.2 | 57.19 | 0.01 | 0
2035 | MISO_MI_2_MISO_IN | MISO_MI | MISO_IN | Internal | Winter | B18 | 400 | 2045 | 0 | 54.5 | 54.49 | 0.01 | 0
2035 | MISO_MI_2_MISO_IN | MISO_MI | MISO_IN | Internal | Winter | B19 | 700 | 2045 | 0 | 51.65 | 51.64 | 0.01 | 0
2035 | MISO_MI_2_MISO_IN | MISO_MI | MISO_IN | Internal | Winter | B20 | 935 | 2045 | 0 | 41.63 | 41.62 | 0.01 | 0
2035 | MISO_MI_2_MISO_WUMS | MISO_MI | MISO_WUMS | Internal | Shoulder | B11 | 25 | 947 | 0 | 61.16 | 61.15 | 0.01 | 0
2035 | MISO_MI_2_MISO_WUMS | MISO_MI | MISO_WUMS | Internal | Shoulder | B12 | 200 | 947 | 0 | 56.65 | 56.63 | 0.01 | 0
2035 | MISO_MI_2_MISO_WUMS | MISO_MI | MISO_WUMS | Internal | Shoulder | B13 | 600 | 947 | 0 | 51.09 | 51.07 | 0.01 | 0
2035 | MISO_MI_2_MISO_WUMS | MISO_MI | MISO_WUMS | Internal | Shoulder | B14 | 900 | 947 | 0 | 49.35 | 49.3 | 0.01 | 0
2035 | MISO_MI_2_MISO_WUMS | MISO_MI | MISO_WUMS | Internal | Shoulder | B15 | 1203 | 947 | 0 | 44.09 | 44.01 | 0.01 | 0
2035 | MISO_MI_2_MISO_WUMS | MISO_MI | MISO_WUMS | Internal | Summer | B1 | 10 | 947 | 0 | 83.18 | 75.33 | 0.01 | 0
2035 | MISO_MI_2_MISO_WUMS | MISO_MI | MISO_WUMS | Internal | Summer | B2 | 25 | 947 | 0 | 80.71 | 75.33 | 0.01 | 0
2035 | MISO_MI_2_MISO_WUMS | MISO_MI | MISO_WUMS | Internal | Summer | B3 | 75 | 947 | 0 | 79.17 | 75.33 | 0.01 | 0
2035 | MISO_MI_2_MISO_WUMS | MISO_MI | MISO_WUMS | Internal | Summer | B4 | 100 | 947 | 0 | 77.21 | 75.33 | 0.01 | 0
2035 | MISO_MI_2_MISO_WUMS | MISO_MI | MISO_WUMS | Internal | Summer | B5 | 200 | 947 | 0 | 75.52 | 75.33 | 0.01 | 0
2035 | MISO_MI_2_MISO_WUMS | MISO_MI | MISO_WUMS | Internal | Summer | B6 | 300 | 947 | 15.15 | 63.7 | 63.71 | 0.01 | 0
2035 | MISO_MI_2_MISO_WUMS | MISO_MI | MISO_WUMS | Internal | Summer | B7 | 400 | 947 | 0 | 51.27 | 51.26 | 0.01 | 0
2035 | MISO_MI_2_MISO_WUMS | MISO_MI | MISO_WUMS | Internal | Summer | B8 | 500 | 947 | 0 | 46.17 | 46.12 | 0.01 | 0
2035 | MISO_MI_2_MISO_WUMS | MISO_MI | MISO_WUMS | Internal | Summer | B9 | 800 | 947 | 0 | 42.77 | 42.74 | 0.01 | 0
2035 | MISO_MI_2_MISO_WUMS | MISO_MI | MISO_WUMS | Internal | Summer | B10 | 1262 | 947 | 0 | 41.94 | 41.93 | 0.01 | 0
2035 | MISO_MI_2_MISO_WUMS | MISO_MI | MISO_WUMS | Internal | Winter | B16 | 25 | 947 | 0 | 59.02 | 57.85 | 0.01 | 0
2035 | MISO_MI_2_MISO_WUMS | MISO_MI | MISO_WUMS | Internal | Winter | B17 | 100 | 947 | 0 | 57.2 | 55.55 | 0.01 | 0
2035 | MISO_MI_2_MISO_WUMS | MISO_MI | MISO_WUMS | Internal | Winter | B18 | 400 | 947 | 0 | 54.5 | 54.48 | 0.01 | 0
2035 | MISO_MI_2_MISO_WUMS | MISO_MI | MISO_WUMS | Internal | Winter | B19 | 700 | 947 | 0 | 51.65 | 51.64 | 0.01 | 0
2035 | MISO_MI_2_MISO_WUMS | MISO_MI | MISO_WUMS | Internal | Winter | B20 | 935 | 947 | 120.36 | 41.63 | 41.64 | 0.01 | 0
2035 | MISO_MI_2_PJM_ROR | MISO_MI | PJM_ROR | Internal | Shoulder | B11 | 25 | 1424 | 0 | 61.16 | 58.87 | 2 | 0
2035 | MISO_MI_2_PJM_ROR | MISO_MI | PJM_ROR | Internal | Shoulder | B12 | 200 | 1424 | 0 | 56.65 | 54.65 | 2 | 0
2035 | MISO_MI_2_PJM_ROR | MISO_MI | PJM_ROR | Internal | Shoulder | B13 | 600 | 1424 | 0 | 51.09 | 49.09 | 2 | 0
2035 | MISO_MI_2_PJM_ROR | MISO_MI | PJM_ROR | Internal | Shoulder | B14 | 900 | 1424 | 0 | 49.35 | 47.79 | 2 | 0
2035 | MISO_MI_2_PJM_ROR | MISO_MI | PJM_ROR | Internal | Shoulder | B15 | 1203 | 1424 | 0 | 44.09 | 42.35 | 2 | 0
2035 | MISO_MI_2_PJM_ROR | MISO_MI | PJM_ROR | Internal | Summer | B1 | 10 | 1424 | 0 | 83.18 | 81.18 | 2 | 0
2035 | MISO_MI_2_PJM_ROR | MISO_MI | PJM_ROR | Internal | Summer | B2 | 25 | 1424 | 0 | 80.71 | 77.33 | 2 | 0
2035 | MISO_MI_2_PJM_ROR | MISO_MI | PJM_ROR | Internal | Summer | B3 | 75 | 1424 | 0 | 79.17 | 77.18 | 2 | 0
2035 | MISO_MI_2_PJM_ROR | MISO_MI | PJM_ROR | Internal | Summer | B4 | 100 | 1424 | 0 | 77.21 | 75.22 | 2 | 0
2035 | MISO_MI_2_PJM_ROR | MISO_MI | PJM_ROR | Internal | Summer | B5 | 200 | 1424 | 0 | 75.52 | 73.52 | 2 | 0
2035 | MISO_MI_2_PJM_ROR | MISO_MI | PJM_ROR | Internal | Summer | B6 | 300 | 1424 | 0 | 63.7 | 61.71 | 2 | 0
2035 | MISO_MI_2_PJM_ROR | MISO_MI | PJM_ROR | Internal | Summer | B7 | 400 | 1424 | 0 | 51.27 | 49.27 | 2 | 0
2035 | MISO_MI_2_PJM_ROR | MISO_MI | PJM_ROR | Internal | Summer | B8 | 500 | 1424 | 0 | 46.17 | 46.15 | 2 | 0
2035 | MISO_MI_2_PJM_ROR | MISO_MI | PJM_ROR | Internal | Summer | B9 | 800 | 1424 | 0 | 42.77 | 43.22 | 2 | 0
2035 | MISO_MI_2_PJM_ROR | MISO_MI | PJM_ROR | Internal | Summer | B10 | 1262 | 1424 | 0 | 41.94 | 39.93 | 2 | 0
2035 | MISO_MI_2_PJM_ROR | MISO_MI | PJM_ROR | Internal | Winter | B16 | 25 | 1424 | 0 | 59.02 | 55.85 | 2 | 0
2035 | MISO_MI_2_PJM_ROR | MISO_MI | PJM_ROR | Internal | Winter | B17 | 100 | 1424 | 0 | 57.2 | 55.19 | 2 | 0
2035 | MISO_MI_2_PJM_ROR | MISO_MI | PJM_ROR | Internal | Winter | B18 | 400 | 1424 | 0 | 54.5 | 52.5 | 2 | 0
2035 | MISO_MI_2_PJM_ROR | MISO_MI | PJM_ROR | Internal | Winter | B19 | 700 | 1424 | 0 | 51.65 | 50.35 | 2 | 0
2035 | MISO_MI_2_PJM_ROR | MISO_MI | PJM_ROR | Internal | Winter | B20 | 935 | 1424 | 0 | 41.63 | 39.61 | 2 | 0
2035 | MISO_MO-IL_2_ENT | MISO_MO-IL | ENT | Internal | Shoulder | B11 | 25 | 2540 | 0 | 65.89 | 73.87 | 8 | 0
2035 | MISO_MO-IL_2_ENT | MISO_MO-IL | ENT | Internal | Shoulder | B12 | 200 | 2540 | 0 | 56.63 | 52.97 | 8 | 0
2035 | MISO_MO-IL_2_ENT | MISO_MO-IL | ENT | Internal | Shoulder | B13 | 600 | 2540 | 0 | 51.07 | 52.97 | 8 | 0
2035 | MISO_MO-IL_2_ENT | MISO_MO-IL | ENT | Internal | Shoulder | B14 | 900 | 2540 | 0 | 49.33 | 52.58 | 8 | 0
2035 | MISO_MO-IL_2_ENT | MISO_MO-IL | ENT | Internal | Shoulder | B15 | 1203 | 2540 | 0 | 43.81 | 50.84 | 8 | 0
2035 | MISO_MO-IL_2_ENT | MISO_MO-IL | ENT | Internal | Summer | B1 | 10 | 2540 | 0 | 83.18 | 86.3 | 8 | 0
2035 | MISO_MO-IL_2_ENT | MISO_MO-IL | ENT | Internal | Summer | B2 | 25 | 2540 | 0 | 80.71 | 84.7 | 8 | 0
2035 | MISO_MO-IL_2_ENT | MISO_MO-IL | ENT | Internal | Summer | B3 | 75 | 2540 | 0 | 79.18 | 78.6 | 8 | 0
2035 | MISO_MO-IL_2_ENT | MISO_MO-IL | ENT | Internal | Summer | B4 | 100 | 2540 | 0 | 77.23 | 78.6 | 8 | 0
2035 | MISO_MO-IL_2_ENT | MISO_MO-IL | ENT | Internal | Summer | B5 | 200 | 2540 | 0 | 75.54 | 75.59 | 8 | 0
2035 | MISO_MO-IL_2_ENT | MISO_MO-IL | ENT | Internal | Summer | B6 | 300 | 2540 | 129.35 | 63.72 | 71.72 | 8 | 0
2035 | MISO_MO-IL_2_ENT | MISO_MO-IL | ENT | Internal | Summer | B7 | 400 | 2540 | 0 | 51.27 | 51.78 | 8 | 0
2035 | MISO_MO-IL_2_ENT | MISO_MO-IL | ENT | Internal | Summer | B8 | 500 | 2540 | 0 | 46.15 | 51.11 | 8 | 0
2035 | MISO_MO-IL_2_ENT | MISO_MO-IL | ENT | Internal | Summer | B9 | 800 | 2540 | 1827.77 | 42.74 | 50.74 | 8 | 0
2035 | MISO_MO-IL_2_ENT | MISO_MO-IL | ENT | Internal | Summer | B10 | 1262 | 2540 | 2527.93 | 41.07 | 49.07 | 8 | 0
2035 | MISO_MO-IL_2_ENT | MISO_MO-IL | ENT | Internal | Winter | B16 | 25 | 2540 | 0 | 57.85 | 62.59 | 8 | 0
2035 | MISO_MO-IL_2_ENT | MISO_MO-IL | ENT | Internal | Winter | B17 | 100 | 2540 | 0 | 55.18 | 56.74 | 8 | 0
2035 | MISO_MO-IL_2_ENT | MISO_MO-IL | ENT | Internal | Winter | B18 | 400 | 2540 | 0 | 54.48 | 56.74 | 8 | 0
2035 | MISO_MO-IL_2_ENT | MISO_MO-IL | ENT | Internal | Winter | B19 | 700 | 2540 | 0 | 51.63 | 55.48 | 8 | 0
2035 | MISO_MO-IL_2_ENT | MISO_MO-IL | ENT | Internal | Winter | B20 | 935 | 2540 | 2540 | 41.61 | 49.98 | 8 | 0.37
2035 | MISO_MO-IL_2_MISO_IN | MISO_MO-IL | MISO_IN | Internal | Shoulder | B11 | 25 | 2100 | 0 | 65.89 | 65.87 | 0.01 | 0
2035 | MISO_MO-IL_2_MISO_IN | MISO_MO-IL | MISO_IN | Internal | Shoulder | B12 | 200 | 2100 | 1354.71 | 56.63 | 56.64 | 0.01 | 0
2035 | MISO_MO-IL_2_MISO_IN | MISO_MO-IL | MISO_IN | Internal | Shoulder | B13 | 600 | 2100 | 769.79 | 51.07 | 51.08 | 0.01 | 0
2035 | MISO_MO-IL_2_MISO_IN | MISO_MO-IL | MISO_IN | Internal | Shoulder | B14 | 900 | 2100 | 1382.81 | 49.33 | 49.34 | 0.01 | 0
2035 | MISO_MO-IL_2_MISO_IN | MISO_MO-IL | MISO_IN | Internal | Shoulder | B15 | 1203 | 2100 | 2100 | 43.81 | 44.08 | 0.01 | 0.26
2035 | MISO_MO-IL_2_MISO_IN | MISO_MO-IL | MISO_IN | Internal | Summer | B1 | 10 | 2100 | 0 | 83.18 | 83.17 | 0.01 | 0
2035 | MISO_MO-IL_2_MISO_IN | MISO_MO-IL | MISO_IN | Internal | Summer | B2 | 25 | 2100 | 0 | 80.71 | 80.7 | 0.01 | 0
2035 | MISO_MO-IL_2_MISO_IN | MISO_MO-IL | MISO_IN | Internal | Summer | B3 | 75 | 2100 | 0 | 79.18 | 79.18 | 0.01 | 0
2035 | MISO_MO-IL_2_MISO_IN | MISO_MO-IL | MISO_IN | Internal | Summer | B4 | 100 | 2100 | 0 | 77.23 | 77.22 | 0.01 | 0
2035 | MISO_MO-IL_2_MISO_IN | MISO_MO-IL | MISO_IN | Internal | Summer | B5 | 200 | 2100 | 0 | 75.54 | 75.53 | 0.01 | 0
2035 | MISO_MO-IL_2_MISO_IN | MISO_MO-IL | MISO_IN | Internal | Summer | B6 | 300 | 2100 | 0 | 63.72 | 63.71 | 0.01 | 0
2035 | MISO_MO-IL_2_MISO_IN | MISO_MO-IL | MISO_IN | Internal | Summer | B7 | 400 | 2100 | 0 | 51.27 | 51.26 | 0.01 | 0
2035 | MISO_MO-IL_2_MISO_IN | MISO_MO-IL | MISO_IN | Internal | Summer | B8 | 500 | 2100 | 1601.31 | 46.15 | 46.16 | 0.01 | 0
2035 | MISO_MO-IL_2_MISO_IN | MISO_MO-IL | MISO_IN | Internal | Summer | B9 | 800 | 2100 | 226.82 | 42.74 | 42.76 | 0.01 | 0
2035 | MISO_MO-IL_2_MISO_IN | MISO_MO-IL | MISO_IN | Internal | Summer | B10 | 1262 | 2100 | 2100 | 41.07 | 41.93 | 0.01 | 0.85
2035 | MISO_MO-IL_2_MISO_IN | MISO_MO-IL | MISO_IN | Internal | Winter | B16 | 25 | 2100 | 2100 | 57.85 | 59.03 | 0.01 | 1.17
2035 | MISO_MO-IL_2_MISO_IN | MISO_MO-IL | MISO_IN | Internal | Winter | B17 | 100 | 2100 | 2100 | 55.18 | 57.19 | 0.01 | 1.99
2035 | MISO_MO-IL_2_MISO_IN | MISO_MO-IL | MISO_IN | Internal | Winter | B18 | 400 | 2100 | 631.01 | 54.48 | 54.49 | 0.01 | 0
2035 | MISO_MO-IL_2_MISO_IN | MISO_MO-IL | MISO_IN | Internal | Winter | B19 | 700 | 2100 | 325.19 | 51.63 | 51.64 | 0.01 | 0
2035 | MISO_MO-IL_2_MISO_IN | MISO_MO-IL | MISO_IN | Internal | Winter | B20 | 935 | 2100 | 1415.19 | 41.61 | 41.62 | 0.01 | 0
2035 | MISO_MO-IL_2_MISO_W | MISO_MO-IL | MISO_W | Internal | Shoulder | B11 | 25 | 960 | 0 | 65.89 | 65.87 | 0.01 | 0
2035 | MISO_MO-IL_2_MISO_W | MISO_MO-IL | MISO_W | Internal | Shoulder | B12 | 200 | 960 | 0 | 56.63 | 56.61 | 0.01 | 0
2035 | MISO_MO-IL_2_MISO_W | MISO_MO-IL | MISO_W | Internal | Shoulder | B13 | 600 | 960 | 0 | 51.07 | 51.05 | 0.01 | 0
2035 | MISO_MO-IL_2_MISO_W | MISO_MO-IL | MISO_W | Internal | Shoulder | B14 | 900 | 960 | 0 | 49.33 | 49.31 | 0.01 | 0
2035 | MISO_MO-IL_2_MISO_W | MISO_MO-IL | MISO_W | Internal | Shoulder | B15 | 1203 | 960 | 0 | 43.81 | 43.79 | 0.01 | 0
2035 | MISO_MO-IL_2_MISO_W | MISO_MO-IL | MISO_W | Internal | Summer | B1 | 10 | 960 | 0 | 83.18 | 83.18 | 0.01 | 0
2035 | MISO_MO-IL_2_MISO_W | MISO_MO-IL | MISO_W | Internal | Summer | B2 | 25 | 960 | 932.58 | 80.71 | 80.73 | 0.01 | 0
2035 | MISO_MO-IL_2_MISO_W | MISO_MO-IL | MISO_W | Internal | Summer | B3 | 75 | 960 | 960 | 79.18 | 81.39 | 0.01 | 2.2
2035 | MISO_MO-IL_2_MISO_W | MISO_MO-IL | MISO_W | Internal | Summer | B4 | 100 | 960 | 960 | 77.23 | 80.22 | 0.01 | 2.98
2035 | MISO_MO-IL_2_MISO_W | MISO_MO-IL | MISO_W | Internal | Summer | B5 | 200 | 960 | 960 | 75.54 | 80.22 | 0.01 | 4.67
2035 | MISO_MO-IL_2_MISO_W | MISO_MO-IL | MISO_W | Internal | Summer | B6 | 300 | 960 | 960 | 63.72 | 64.72 | 0.01 | 0.99
2035 | MISO_MO-IL_2_MISO_W | MISO_MO-IL | MISO_W | Internal | Summer | B7 | 400 | 960 | 0 | 51.27 | 51.27 | 0.01 | 0
2035 | MISO_MO-IL_2_MISO_W | MISO_MO-IL | MISO_W | Internal | Summer | B8 | 500 | 960 | 0 | 46.15 | 46.13 | 0.01 | 0
2035 | MISO_MO-IL_2_MISO_W | MISO_MO-IL | MISO_W | Internal | Summer | B9 | 800 | 960 | 0 | 42.74 | 42.73 | 0.01 | 0
2035 | MISO_MO-IL_2_MISO_W | MISO_MO-IL | MISO_W | Internal | Summer | B10 | 1262 | 960 | 0 | 41.07 | 41.06 | 0.01 | 0
2035 | MISO_MO-IL_2_MISO_W | MISO_MO-IL | MISO_W | Internal | Winter | B16 | 25 | 960 | 0 | 57.85 | 57.5 | 0.01 | 0
2035 | MISO_MO-IL_2_MISO_W | MISO_MO-IL | MISO_W | Internal | Winter | B17 | 100 | 960 | 0 | 55.18 | 55.17 | 0.01 | 0
2035 | MISO_MO-IL_2_MISO_W | MISO_MO-IL | MISO_W | Internal | Winter | B18 | 400 | 960 | 0 | 54.48 | 54.46 | 0.01 | 0
2035 | MISO_MO-IL_2_MISO_W | MISO_MO-IL | MISO_W | Internal | Winter | B19 | 700 | 960 | 0 | 51.63 | 51.63 | 0.01 | 0
2035 | MISO_MO-IL_2_MISO_W | MISO_MO-IL | MISO_W | Internal | Winter | B20 | 935 | 960 | 0 | 41.61 | 41.59 | 0.01 | 0
2035 | MISO_MO-IL_2_PJM_ROR | MISO_MO-IL | PJM_ROR | Internal | Shoulder | B11 | 25 | 1212 | 0 | 65.89 | 58.87 | 2 | 0
2035 | MISO_MO-IL_2_PJM_ROR | MISO_MO-IL | PJM_ROR | Internal | Shoulder | B12 | 200 | 1212 | 0 | 56.63 | 54.65 | 2 | 0
2035 | MISO_MO-IL_2_PJM_ROR | MISO_MO-IL | PJM_ROR | Internal | Shoulder | B13 | 600 | 1212 | 0 | 51.07 | 49.09 | 2 | 0
2035 | MISO_MO-IL_2_PJM_ROR | MISO_MO-IL | PJM_ROR | Internal | Shoulder | B14 | 900 | 1212 | 0 | 49.33 | 47.79 | 2 | 0
2035 | MISO_MO-IL_2_PJM_ROR | MISO_MO-IL | PJM_ROR | Internal | Shoulder | B15 | 1203 | 1212 | 0 | 43.81 | 42.35 | 2 | 0
2035 | MISO_MO-IL_2_PJM_ROR | MISO_MO-IL | PJM_ROR | Internal | Summer | B1 | 10 | 1212 | 0 | 83.18 | 81.18 | 2 | 0
2035 | MISO_MO-IL_2_PJM_ROR | MISO_MO-IL | PJM_ROR | Internal | Summer | B2 | 25 | 1212 | 0 | 80.71 | 77.33 | 2 | 0
2035 | MISO_MO-IL_2_PJM_ROR | MISO_MO-IL | PJM_ROR | Internal | Summer | B3 | 75 | 1212 | 0 | 79.18 | 77.18 | 2 | 0
2035 | MISO_MO-IL_2_PJM_ROR | MISO_MO-IL | PJM_ROR | Internal | Summer | B4 | 100 | 1212 | 0 | 77.23 | 75.22 | 2 | 0
2035 | MISO_MO-IL_2_PJM_ROR | MISO_MO-IL | PJM_ROR | Internal | Summer | B5 | 200 | 1212 | 0 | 75.54 | 73.52 | 2 | 0
2035 | MISO_MO-IL_2_PJM_ROR | MISO_MO-IL | PJM_ROR | Internal | Summer | B6 | 300 | 1212 | 0 | 63.72 | 61.71 | 2 | 0
2035 | MISO_MO-IL_2_PJM_ROR | MISO_MO-IL | PJM_ROR | Internal | Summer | B7 | 400 | 1212 | 0 | 51.27 | 49.27 | 2 | 0
2035 | MISO_MO-IL_2_PJM_ROR | MISO_MO-IL | PJM_ROR | Internal | Summer | B8 | 500 | 1212 | 0 | 46.15 | 46.15 | 2 | 0
2035 | MISO_MO-IL_2_PJM_ROR | MISO_MO-IL | PJM_ROR | Internal | Summer | B9 | 800 | 1212 | 0 | 42.74 | 43.22 | 2 | 0
2035 | MISO_MO-IL_2_PJM_ROR | MISO_MO-IL | PJM_ROR | Internal | Summer | B10 | 1262 | 1212 | 0 | 41.07 | 39.93 | 2 | 0
2035 | MISO_MO-IL_2_PJM_ROR | MISO_MO-IL | PJM_ROR | Internal | Winter | B16 | 25 | 1212 | 0 | 57.85 | 55.85 | 2 | 0
2035 | MISO_MO-IL_2_PJM_ROR | MISO_MO-IL | PJM_ROR | Internal | Winter | B17 | 100 | 1212 | 0 | 55.18 | 55.19 | 2 | 0
2035 | MISO_MO-IL_2_PJM_ROR | MISO_MO-IL | PJM_ROR | Internal | Winter | B18 | 400 | 1212 | 0 | 54.48 | 52.5 | 2 | 0
2035 | MISO_MO-IL_2_PJM_ROR | MISO_MO-IL | PJM_ROR | Internal | Winter | B19 | 700 | 1212 | 0 | 51.63 | 50.35 | 2 | 0
2035 | MISO_MO-IL_2_PJM_ROR | MISO_MO-IL | PJM_ROR | Internal | Winter | B20 | 935 | 1212 | 0 | 41.61 | 39.61 | 2 | 0
2035 | MISO_MO-IL_2_SPP_N | MISO_MO-IL | SPP_N | Internal | Shoulder | B11 | 25 | 2000 | 0 | 65.89 | 72.87 | 8 | 0
2035 | MISO_MO-IL_2_SPP_N | MISO_MO-IL | SPP_N | Internal | Shoulder | B12 | 200 | 2000 | 0 | 56.63 | 53.24 | 8 | 0
2035 | MISO_MO-IL_2_SPP_N | MISO_MO-IL | SPP_N | Internal | Shoulder | B13 | 600 | 2000 | 0 | 51.07 | 51.05 | 8 | 0
2035 | MISO_MO-IL_2_SPP_N | MISO_MO-IL | SPP_N | Internal | Shoulder | B14 | 900 | 2000 | 0 | 49.33 | 47.58 | 8 | 0
2035 | MISO_MO-IL_2_SPP_N | MISO_MO-IL | SPP_N | Internal | Shoulder | B15 | 1203 | 2000 | 0 | 43.81 | 41.48 | 8 | 0
2035 | MISO_MO-IL_2_SPP_N | MISO_MO-IL | SPP_N | Internal | Summer | B1 | 10 | 2000 | 0 | 83.18 | 81.3 | 8 | 0
2035 | MISO_MO-IL_2_SPP_N | MISO_MO-IL | SPP_N | Internal | Summer | B2 | 25 | 2000 | 0 | 80.71 | 81.3 | 8 | 0
2035 | MISO_MO-IL_2_SPP_N | MISO_MO-IL | SPP_N | Internal | Summer | B3 | 75 | 2000 | 0 | 79.18 | 81.38 | 8 | 0
2035 | MISO_MO-IL_2_SPP_N | MISO_MO-IL | SPP_N | Internal | Summer | B4 | 100 | 2000 | 0 | 77.23 | 81.3 | 8 | 0
2035 | MISO_MO-IL_2_SPP_N | MISO_MO-IL | SPP_N | Internal | Summer | B5 | 200 | 2000 | 0 | 75.54 | 81.3 | 8 | 0
2035 | MISO_MO-IL_2_SPP_N | MISO_MO-IL | SPP_N | Internal | Summer | B6 | 300 | 2000 | 1292.15 | 63.72 | 71.72 | 8 | 0
2035 | MISO_MO-IL_2_SPP_N | MISO_MO-IL | SPP_N | Internal | Summer | B7 | 400 | 2000 | 0 | 51.27 | 58.27 | 8 | 0
2035 | MISO_MO-IL_2_SPP_N | MISO_MO-IL | SPP_N | Internal | Summer | B8 | 500 | 2000 | 0 | 46.15 | 50.6 | 8 | 0
2035 | MISO_MO-IL_2_SPP_N | MISO_MO-IL | SPP_N | Internal | Summer | B9 | 800 | 2000 | 0 | 42.74 | 48.77 | 8 | 0
2035 | MISO_MO-IL_2_SPP_N | MISO_MO-IL | SPP_N | Internal | Summer | B10 | 1262 | 2000 | 0 | 41.07 | 41.68 | 8 | 0
2035 | MISO_MO-IL_2_SPP_N | MISO_MO-IL | SPP_N | Internal | Winter | B16 | 25 | 2000 | 0 | 57.85 | 57.59 | 8 | 0
2035 | MISO_MO-IL_2_SPP_N | MISO_MO-IL | SPP_N | Internal | Winter | B17 | 100 | 2000 | 0 | 55.18 | 51.74 | 8 | 0
2035 | MISO_MO-IL_2_SPP_N | MISO_MO-IL | SPP_N | Internal | Winter | B18 | 400 | 2000 | 0 | 54.48 | 51.76 | 8 | 0
2035 | MISO_MO-IL_2_SPP_N | MISO_MO-IL | SPP_N | Internal | Winter | B19 | 700 | 2000 | 0 | 51.63 | 50.48 | 8 | 0
2035 | MISO_MO-IL_2_SPP_N | MISO_MO-IL | SPP_N | Internal | Winter | B20 | 935 | 2000 | 0 | 41.61 | 40.15 | 8 | 0
2035 | MISO_MO-IL_2_TVA_Transmission | MISO_MO-IL | TVA_Transmission | Internal | Shoulder | B11 | 25 | 4000 | 0 | 65.89 | 64.87 | 8 | 0
2035 | MISO_MO-IL_2_TVA_Transmission | MISO_MO-IL | TVA_Transmission | Internal | Shoulder | B12 | 200 | 4000 | 0 | 56.63 | 56.95 | 8 | 0
2035 | MISO_MO-IL_2_TVA_Transmission | MISO_MO-IL | TVA_Transmission | Internal | Shoulder | B13 | 600 | 4000 | 0 | 51.07 | 52.38 | 8 | 0
2035 | MISO_MO-IL_2_TVA_Transmission | MISO_MO-IL | TVA_Transmission | Internal | Shoulder | B14 | 900 | 4000 | 0 | 49.33 | 50.16 | 8 | 0
2035 | MISO_MO-IL_2_TVA_Transmission | MISO_MO-IL | TVA_Transmission | Internal | Shoulder | B15 | 1203 | 4000 | 0 | 43.81 | 48 | 8 | 0
2035 | MISO_MO-IL_2_TVA_Transmission | MISO_MO-IL | TVA_Transmission | Internal | Summer | B1 | 10 | 4000 | 0 | 83.18 | 91.04 | 8 | 0
2035 | MISO_MO-IL_2_TVA_Transmission | MISO_MO-IL | TVA_Transmission | Internal | Summer | B2 | 25 | 4000 | 1138.81 | 80.71 | 88.71 | 8 | 0
2035 | MISO_MO-IL_2_TVA_Transmission | MISO_MO-IL | TVA_Transmission | Internal | Summer | B3 | 75 | 4000 | 0 | 79.18 | 83.18 | 8 | 0
2035 | MISO_MO-IL_2_TVA_Transmission | MISO_MO-IL | TVA_Transmission | Internal | Summer | B4 | 100 | 4000 | 0 | 77.23 | 81.22 | 8 | 0
2035 | MISO_MO-IL_2_TVA_Transmission | MISO_MO-IL | TVA_Transmission | Internal | Summer | B5 | 200 | 4000 | 0 | 75.54 | 77.88 | 8 | 0
2035 | MISO_MO-IL_2_TVA_Transmission | MISO_MO-IL | TVA_Transmission | Internal | Summer | B6 | 300 | 4000 | 0 | 63.72 | 66.05 | 8 | 0
2035 | MISO_MO-IL_2_TVA_Transmission | MISO_MO-IL | TVA_Transmission | Internal | Summer | B7 | 400 | 4000 | 0 | 51.27 | 53.92 | 8 | 0
2035 | MISO_MO-IL_2_TVA_Transmission | MISO_MO-IL | TVA_Transmission | Internal | Summer | B8 | 500 | 4000 | 0 | 46.15 | 51.34 | 8 | 0
2035 | MISO_MO-IL_2_TVA_Transmission | MISO_MO-IL | TVA_Transmission | Internal | Summer | B9 | 800 | 4000 | 0 | 42.74 | 46.83 | 8 | 0
2035 | MISO_MO-IL_2_TVA_Transmission | MISO_MO-IL | TVA_Transmission | Internal | Summer | B10 | 1262 | 4000 | 0 | 41.07 | 41.45 | 8 | 0
2035 | MISO_MO-IL_2_TVA_Transmission | MISO_MO-IL | TVA_Transmission | Internal | Winter | B16 | 25 | 4000 | 0 | 57.85 | 61.85 | 8 | 0
2035 | MISO_MO-IL_2_TVA_Transmission | MISO_MO-IL | TVA_Transmission | Internal | Winter | B17 | 100 | 4000 | 0 | 55.18 | 58.8 | 8 | 0
2035 | MISO_MO-IL_2_TVA_Transmission | MISO_MO-IL | TVA_Transmission | Internal | Winter | B18 | 400 | 4000 | 0 | 54.48 | 55.15 | 8 | 0
2035 | MISO_MO-IL_2_TVA_Transmission | MISO_MO-IL | TVA_Transmission | Internal | Winter | B19 | 700 | 4000 | 0 | 51.63 | 51 | 8 | 0
2035 | MISO_MO-IL_2_TVA_Transmission | MISO_MO-IL | TVA_Transmission | Internal | Winter | B20 | 935 | 4000 | 0 | 41.61 | 45.61 | 8 | 0
2035 | MISO_W_2_IESO | MISO_W | IESO | Internal | Shoulder | B11 | 25 | 90 | 0 | 65.87 | 49.65 | 8 | 0
2035 | MISO_W_2_IESO | MISO_W | IESO | Internal | Shoulder | B12 | 200 | 90 | 0 | 56.61 | 49.65 | 8 | 0
2035 | MISO_W_2_IESO | MISO_W | IESO | Internal | Shoulder | B13 | 600 | 90 | 0 | 51.05 | 45.67 | 8 | 0
2035 | MISO_W_2_IESO | MISO_W | IESO | Internal | Shoulder | B14 | 900 | 90 | 0 | 49.31 | 45.67 | 8 | 0
2035 | MISO_W_2_IESO | MISO_W | IESO | Internal | Shoulder | B15 | 1203 | 90 | 0 | 43.79 | 45.67 | 8 | 0
2035 | MISO_W_2_IESO | MISO_W | IESO | Internal | Summer | B1 | 10 | 90 | 0 | 83.18 | 79.7 | 8 | 0
2035 | MISO_W_2_IESO | MISO_W | IESO | Internal | Summer | B2 | 25 | 90 | 0 | 80.73 | 73.71 | 8 | 0
2035 | MISO_W_2_IESO | MISO_W | IESO | Internal | Summer | B3 | 75 | 90 | 0 | 81.39 | 72.17 | 8 | 0
2035 | MISO_W_2_IESO | MISO_W | IESO | Internal | Summer | B4 | 100 | 90 | 0 | 80.22 | 52.27 | 8 | 0
2035 | MISO_W_2_IESO | MISO_W | IESO | Internal | Summer | B5 | 200 | 90 | 0 | 80.22 | 48.85 | 8 | 0
2035 | MISO_W_2_IESO | MISO_W | IESO | Internal | Summer | B6 | 300 | 90 | 0 | 64.72 | 48.85 | 8 | 0
2035 | MISO_W_2_IESO | MISO_W | IESO | Internal | Summer | B7 | 400 | 90 | 0 | 51.27 | 44.27 | 8 | 0
2035 | MISO_W_2_IESO | MISO_W | IESO | Internal | Summer | B8 | 500 | 90 | 0 | 46.13 | 44.27 | 8 | 0
2035 | MISO_W_2_IESO | MISO_W | IESO | Internal | Summer | B9 | 800 | 90 | 0 | 42.73 | 44.27 | 8 | 0
2035 | MISO_W_2_IESO | MISO_W | IESO | Internal | Summer | B10 | 1262 | 90 | 0 | 41.06 | 44.27 | 8 | 0
2035 | MISO_W_2_IESO | MISO_W | IESO | Internal | Winter | B16 | 25 | 90 | 0 | 57.5 | 52.02 | 8 | 0
2035 | MISO_W_2_IESO | MISO_W | IESO | Internal | Winter | B17 | 100 | 90 | 0 | 55.17 | 50.2 | 8 | 0
2035 | MISO_W_2_IESO | MISO_W | IESO | Internal | Winter | B18 | 400 | 90 | 0 | 54.46 | 49.59 | 8 | 0
2035 | MISO_W_2_IESO | MISO_W | IESO | Internal | Winter | B19 | 700 | 90 | 0 | 51.63 | 49.59 | 8 | 0
2035 | MISO_W_2_IESO | MISO_W | IESO | Internal | Winter | B20 | 935 | 90 | 76.24 | 41.59 | 49.59 | 8 | 0
2035 | MISO_W_2_MAPP_CA | MISO_W | MAPP_CA | Internal | Shoulder | B11 | 25 | 718 | 0 | 65.87 | 49.3 | 0.01 | 0
2035 | MISO_W_2_MAPP_CA | MISO_W | MAPP_CA | Internal | Shoulder | B12 | 200 | 718 | 0 | 56.61 | 49.3 | 0.01 | 0
2035 | MISO_W_2_MAPP_CA | MISO_W | MAPP_CA | Internal | Shoulder | B13 | 600 | 718 | 0 | 51.05 | 49.3 | 0.01 | 0
2035 | MISO_W_2_MAPP_CA | MISO_W | MAPP_CA | Internal | Shoulder | B14 | 900 | 718 | 0 | 49.31 | 49.3 | 0.01 | 0
2035 | MISO_W_2_MAPP_CA | MISO_W | MAPP_CA | Internal | Shoulder | B15 | 1203 | 718 | 718 | 43.79 | 49.3 | 0.01 | 5.5
2035 | MISO_W_2_MAPP_CA | MISO_W | MAPP_CA | Internal | Summer | B1 | 10 | 718 | 0 | 83.18 | 41.07 | 0.01 | 0
2035 | MISO_W_2_MAPP_CA | MISO_W | MAPP_CA | Internal | Summer | B2 | 25 | 718 | 0 | 80.73 | 41.07 | 0.01 | 0
2035 | MISO_W_2_MAPP_CA | MISO_W | MAPP_CA | Internal | Summer | B3 | 75 | 718 | 0 | 81.39 | 41.07 | 0.01 | 0
2035 | MISO_W_2_MAPP_CA | MISO_W | MAPP_CA | Internal | Summer | B4 | 100 | 718 | 0 | 80.22 | 41.07 | 0.01 | 0
2035 | MISO_W_2_MAPP_CA | MISO_W | MAPP_CA | Internal | Summer | B5 | 200 | 718 | 0 | 80.22 | 41.07 | 0.01 | 0
2035 | MISO_W_2_MAPP_CA | MISO_W | MAPP_CA | Internal | Summer | B6 | 300 | 718 | 0 | 64.72 | 41.07 | 0.01 | 0
2035 | MISO_W_2_MAPP_CA | MISO_W | MAPP_CA | Internal | Summer | B7 | 400 | 718 | 0 | 51.27 | 41.07 | 0.01 | 0
2035 | MISO_W_2_MAPP_CA | MISO_W | MAPP_CA | Internal | Summer | B8 | 500 | 718 | 0 | 46.13 | 41.07 | 0.01 | 0
2035 | MISO_W_2_MAPP_CA | MISO_W | MAPP_CA | Internal | Summer | B9 | 800 | 718 | 0 | 42.73 | 41.07 | 0.01 | 0
2035 | MISO_W_2_MAPP_CA | MISO_W | MAPP_CA | Internal | Summer | B10 | 1262 | 718 | 395.99 | 41.06 | 41.07 | 0.01 | 0
2035 | MISO_W_2_MAPP_CA | MISO_W | MAPP_CA | Internal | Winter | B16 | 25 | 718 | 0 | 57.5 | 57.49 | 0.01 | 0
2035 | MISO_W_2_MAPP_CA | MISO_W | MAPP_CA | Internal | Winter | B17 | 100 | 718 | 0 | 55.17 | 55.16 | 0.01 | 0
2035 | MISO_W_2_MAPP_CA | MISO_W | MAPP_CA | Internal | Winter | B18 | 400 | 718 | 0 | 54.46 | 54.45 | 0.01 | 0
2035 | MISO_W_2_MAPP_CA | MISO_W | MAPP_CA | Internal | Winter | B19 | 700 | 718 | 0 | 51.63 | 51.62 | 0.01 | 0
2035 | MISO_W_2_MAPP_CA | MISO_W | MAPP_CA | Internal | Winter | B20 | 935 | 718 | 718 | 41.59 | 51.62 | 0.01 | 10.01
2035 | MISO_W_2_MISO_MO-IL | MISO_W | MISO_MO-IL | Internal | Shoulder | B11 | 25 | 3800 | 69.95 | 65.87 | 65.89 | 0.01 | 0
2035 | MISO_W_2_MISO_MO-IL | MISO_W | MISO_MO-IL | Internal | Shoulder | B12 | 200 | 3800 | 2644.51 | 56.61 | 56.63 | 0.01 | 0
2035 | MISO_W_2_MISO_MO-IL | MISO_W | MISO_MO-IL | Internal | Shoulder | B13 | 600 | 3800 | 1589.23 | 51.05 | 51.07 | 0.01 | 0
2035 | MISO_W_2_MISO_MO-IL | MISO_W | MISO_MO-IL | Internal | Shoulder | B14 | 900 | 3800 | 2101.3 | 49.31 | 49.33 | 0.01 | 0
2035 | MISO_W_2_MISO_MO-IL | MISO_W | MISO_MO-IL | Internal | Shoulder | B15 | 1203 | 3800 | 1198.82 | 43.79 | 43.81 | 0.01 | 0
2035 | MISO_W_2_MISO_MO-IL | MISO_W | MISO_MO-IL | Internal | Summer | B1 | 10 | 3800 | 0 | 83.18 | 83.18 | 0.01 | 0
2035 | MISO_W_2_MISO_MO-IL | MISO_W | MISO_MO-IL | Internal | Summer | B2 | 25 | 3800 | 0 | 80.73 | 80.71 | 0.01 | 0
2035 | MISO_W_2_MISO_MO-IL | MISO_W | MISO_MO-IL | Internal | Summer | B3 | 75 | 3800 | 0 | 81.39 | 79.18 | 0.01 | 0
2035 | MISO_W_2_MISO_MO-IL | MISO_W | MISO_MO-IL | Internal | Summer | B4 | 100 | 3800 | 0 | 80.22 | 77.23 | 0.01 | 0
2035 | MISO_W_2_MISO_MO-IL | MISO_W | MISO_MO-IL | Internal | Summer | B5 | 200 | 3800 | 0 | 80.22 | 75.54 | 0.01 | 0
2035 | MISO_W_2_MISO_MO-IL | MISO_W | MISO_MO-IL | Internal | Summer | B6 | 300 | 3800 | 0 | 64.72 | 63.72 | 0.01 | 0
2035 | MISO_W_2_MISO_MO-IL | MISO_W | MISO_MO-IL | Internal | Summer | B7 | 400 | 3800 | 0 | 51.27 | 51.27 | 0.01 | 0
2035 | MISO_W_2_MISO_MO-IL | MISO_W | MISO_MO-IL | Internal | Summer | B8 | 500 | 3800 | 1568.34 | 46.13 | 46.15 | 0.01 | 0
2035 | MISO_W_2_MISO_MO-IL | MISO_W | MISO_MO-IL | Internal | Summer | B9 | 800 | 3800 | 610.97 | 42.73 | 42.74 | 0.01 | 0
2035 | MISO_W_2_MISO_MO-IL | MISO_W | MISO_MO-IL | Internal | Summer | B10 | 1262 | 3800 | 1915.76 | 41.06 | 41.07 | 0.01 | 0
2035 | MISO_W_2_MISO_MO-IL | MISO_W | MISO_MO-IL | Internal | Winter | B16 | 25 | 3800 | 3800 | 57.5 | 57.85 | 0.01 | 0.33
2035 | MISO_W_2_MISO_MO-IL | MISO_W | MISO_MO-IL | Internal | Winter | B17 | 100 | 3800 | 3017.65 | 55.17 | 55.18 | 0.01 | 0
2035 | MISO_W_2_MISO_MO-IL | MISO_W | MISO_MO-IL | Internal | Winter | B18 | 400 | 3800 | 704.54 | 54.46 | 54.48 | 0.01 | 0
2035 | MISO_W_2_MISO_MO-IL | MISO_W | MISO_MO-IL | Internal | Winter | B19 | 700 | 3800 | 0 | 51.63 | 51.63 | 0.01 | 0
2035 | MISO_W_2_MISO_MO-IL | MISO_W | MISO_MO-IL | Internal | Winter | B20 | 935 | 3800 | 2287.91 | 41.59 | 41.61 | 0.01 | 0
2035 | MISO_W_2_MISO_WUMS | MISO_W | MISO_WUMS | Internal | Shoulder | B11 | 25 | 1629 | 0 | 65.87 | 61.15 | 0.01 | 0
2035 | MISO_W_2_MISO_WUMS | MISO_W | MISO_WUMS | Internal | Shoulder | B12 | 200 | 1629 | 147.72 | 56.61 | 56.63 | 0.01 | 0
2035 | MISO_W_2_MISO_WUMS | MISO_W | MISO_WUMS | Internal | Shoulder | B13 | 600 | 1629 | 133.47 | 51.05 | 51.07 | 0.01 | 0
2035 | MISO_W_2_MISO_WUMS | MISO_W | MISO_WUMS | Internal | Shoulder | B14 | 900 | 1629 | 0 | 49.31 | 49.3 | 0.01 | 0
2035 | MISO_W_2_MISO_WUMS | MISO_W | MISO_WUMS | Internal | Shoulder | B15 | 1203 | 1629 | 1629 | 43.79 | 44.01 | 0.01 | 0.2
2035 | MISO_W_2_MISO_WUMS | MISO_W | MISO_WUMS | Internal | Summer | B1 | 10 | 1629 | 0 | 83.18 | 75.33 | 0.01 | 0
2035 | MISO_W_2_MISO_WUMS | MISO_W | MISO_WUMS | Internal | Summer | B2 | 25 | 1629 | 0 | 80.73 | 75.33 | 0.01 | 0
2035 | MISO_W_2_MISO_WUMS | MISO_W | MISO_WUMS | Internal | Summer | B3 | 75 | 1629 | 0 | 81.39 | 75.33 | 0.01 | 0
2035 | MISO_W_2_MISO_WUMS | MISO_W | MISO_WUMS | Internal | Summer | B4 | 100 | 1629 | 0 | 80.22 | 75.33 | 0.01 | 0
2035 | MISO_W_2_MISO_WUMS | MISO_W | MISO_WUMS | Internal | Summer | B5 | 200 | 1629 | 0 | 80.22 | 75.33 | 0.01 | 0
2035 | MISO_W_2_MISO_WUMS | MISO_W | MISO_WUMS | Internal | Summer | B6 | 300 | 1629 | 0 | 64.72 | 63.71 | 0.01 | 0
2035 | MISO_W_2_MISO_WUMS | MISO_W | MISO_WUMS | Internal | Summer | B7 | 400 | 1629 | 0 | 51.27 | 51.26 | 0.01 | 0
2035 | MISO_W_2_MISO_WUMS | MISO_W | MISO_WUMS | Internal | Summer | B8 | 500 | 1629 | 0 | 46.13 | 46.12 | 0.01 | 0
2035 | MISO_W_2_MISO_WUMS | MISO_W | MISO_WUMS | Internal | Summer | B9 | 800 | 1629 | 1214.02 | 42.73 | 42.74 | 0.01 | 0
2035 | MISO_W_2_MISO_WUMS | MISO_W | MISO_WUMS | Internal | Summer | B10 | 1262 | 1629 | 1629 | 41.06 | 41.93 | 0.01 | 0.86
2035 | MISO_W_2_MISO_WUMS | MISO_W | MISO_WUMS | Internal | Winter | B16 | 25 | 1629 | 1629 | 57.5 | 57.85 | 0.01 | 0.33
2035 | MISO_W_2_MISO_WUMS | MISO_W | MISO_WUMS | Internal | Winter | B17 | 100 | 1629 | 1629 | 55.17 | 55.55 | 0.01 | 0.36
2035 | MISO_W_2_MISO_WUMS | MISO_W | MISO_WUMS | Internal | Winter | B18 | 400 | 1629 | 1376.9 | 54.46 | 54.48 | 0.01 | 0
2035 | MISO_W_2_MISO_WUMS | MISO_W | MISO_WUMS | Internal | Winter | B19 | 700 | 1629 | 944.25 | 51.63 | 51.64 | 0.01 | 0
2035 | MISO_W_2_MISO_WUMS | MISO_W | MISO_WUMS | Internal | Winter | B20 | 935 | 1629 | 1629 | 41.59 | 41.64 | 0.01 | 0.04
2035 | MISO_W_2_NE | MISO_W | NE | Internal | Shoulder | B11 | 25 | 2800 | 0 | 65.87 | 72.86 | 7 | 0
2035 | MISO_W_2_NE | MISO_W | NE | Internal | Shoulder | B12 | 200 | 2800 | 0 | 56.61 | 53.25 | 7 | 0
2035 | MISO_W_2_NE | MISO_W | NE | Internal | Shoulder | B13 | 600 | 2800 | 0 | 51.05 | 51.05 | 7 | 0
2035 | MISO_W_2_NE | MISO_W | NE | Internal | Shoulder | B14 | 900 | 2800 | 0 | 49.31 | 47.59 | 7 | 0
2035 | MISO_W_2_NE | MISO_W | NE | Internal | Shoulder | B15 | 1203 | 2800 | 0 | 43.79 | 41.46 | 7 | 0
2035 | MISO_W_2_NE | MISO_W | NE | Internal | Summer | B1 | 10 | 2800 | 0 | 83.18 | 83.18 | 7 | 0
2035 | MISO_W_2_NE | MISO_W | NE | Internal | Summer | B2 | 25 | 2800 | 0 | 80.73 | 81.29 | 7 | 0
2035 | MISO_W_2_NE | MISO_W | NE | Internal | Summer | B3 | 75 | 2800 | 0 | 81.39 | 81.39 | 7 | 0
2035 | MISO_W_2_NE | MISO_W | NE | Internal | Summer | B4 | 100 | 2800 | 0 | 80.22 | 81.29 | 7 | 0
2035 | MISO_W_2_NE | MISO_W | NE | Internal | Summer | B5 | 200 | 2800 | 0 | 80.22 | 81.29 | 7 | 0
2035 | MISO_W_2_NE | MISO_W | NE | Internal | Summer | B6 | 300 | 2800 | 0 | 64.72 | 71.71 | 7 | 0
2035 | MISO_W_2_NE | MISO_W | NE | Internal | Summer | B7 | 400 | 2800 | 0 | 51.27 | 58.26 | 7 | 0
2035 | MISO_W_2_NE | MISO_W | NE | Internal | Summer | B8 | 500 | 2800 | 0 | 46.13 | 50.59 | 7 | 0
2035 | MISO_W_2_NE | MISO_W | NE | Internal | Summer | B9 | 800 | 2800 | 0 | 42.73 | 48.76 | 7 | 0
2035 | MISO_W_2_NE | MISO_W | NE | Internal | Summer | B10 | 1262 | 2800 | 0 | 41.06 | 41.67 | 7 | 0
2035 | MISO_W_2_NE | MISO_W | NE | Internal | Winter | B16 | 25 | 2800 | 0 | 57.5 | 57.58 | 7 | 0
2035 | MISO_W_2_NE | MISO_W | NE | Internal | Winter | B17 | 100 | 2800 | 0 | 55.17 | 51.73 | 7 | 0
2035 | MISO_W_2_NE | MISO_W | NE | Internal | Winter | B18 | 400 | 2800 | 0 | 54.46 | 51.74 | 7 | 0
2035 | MISO_W_2_NE | MISO_W | NE | Internal | Winter | B19 | 700 | 2800 | 0 | 51.63 | 50.49 | 7 | 0
2035 | MISO_W_2_NE | MISO_W | NE | Internal | Winter | B20 | 935 | 2800 | 0 | 41.59 | 40.15 | 7 | 0
2035 | MISO_W_2_PJM_ROR | MISO_W | PJM_ROR | Internal | Shoulder | B11 | 25 | 773 | 0 | 65.87 | 58.87 | 2 | 0
2035 | MISO_W_2_PJM_ROR | MISO_W | PJM_ROR | Internal | Shoulder | B12 | 200 | 773 | 0 | 56.61 | 54.65 | 2 | 0
2035 | MISO_W_2_PJM_ROR | MISO_W | PJM_ROR | Internal | Shoulder | B13 | 600 | 773 | 0 | 51.05 | 49.09 | 2 | 0
2035 | MISO_W_2_PJM_ROR | MISO_W | PJM_ROR | Internal | Shoulder | B14 | 900 | 773 | 0 | 49.31 | 47.79 | 2 | 0
2035 | MISO_W_2_PJM_ROR | MISO_W | PJM_ROR | Internal | Shoulder | B15 | 1203 | 773 | 0 | 43.79 | 42.35 | 2 | 0
2035 | MISO_W_2_PJM_ROR | MISO_W | PJM_ROR | Internal | Summer | B1 | 10 | 773 | 0 | 83.18 | 81.18 | 2 | 0
2035 | MISO_W_2_PJM_ROR | MISO_W | PJM_ROR | Internal | Summer | B2 | 25 | 773 | 0 | 80.73 | 77.33 | 2 | 0
2035 | MISO_W_2_PJM_ROR | MISO_W | PJM_ROR | Internal | Summer | B3 | 75 | 773 | 0 | 81.39 | 77.18 | 2 | 0
2035 | MISO_W_2_PJM_ROR | MISO_W | PJM_ROR | Internal | Summer | B4 | 100 | 773 | 0 | 80.22 | 75.22 | 2 | 0
2035 | MISO_W_2_PJM_ROR | MISO_W | PJM_ROR | Internal | Summer | B5 | 200 | 773 | 0 | 80.22 | 73.52 | 2 | 0
2035 | MISO_W_2_PJM_ROR | MISO_W | PJM_ROR | Internal | Summer | B6 | 300 | 773 | 0 | 64.72 | 61.71 | 2 | 0
2035 | MISO_W_2_PJM_ROR | MISO_W | PJM_ROR | Internal | Summer | B7 | 400 | 773 | 0 | 51.27 | 49.27 | 2 | 0
2035 | MISO_W_2_PJM_ROR | MISO_W | PJM_ROR | Internal | Summer | B8 | 500 | 773 | 0 | 46.13 | 46.15 | 2 | 0
2035 | MISO_W_2_PJM_ROR | MISO_W | PJM_ROR | Internal | Summer | B9 | 800 | 773 | 0 | 42.73 | 43.22 | 2 | 0
2035 | MISO_W_2_PJM_ROR | MISO_W | PJM_ROR | Internal | Summer | B10 | 1262 | 773 | 0 | 41.06 | 39.93 | 2 | 0
2035 | MISO_W_2_PJM_ROR | MISO_W | PJM_ROR | Internal | Winter | B16 | 25 | 773 | 0 | 57.5 | 55.85 | 2 | 0
2035 | MISO_W_2_PJM_ROR | MISO_W | PJM_ROR | Internal | Winter | B17 | 100 | 773 | 0 | 55.17 | 55.19 | 2 | 0
2035 | MISO_W_2_PJM_ROR | MISO_W | PJM_ROR | Internal | Winter | B18 | 400 | 773 | 0 | 54.46 | 52.5 | 2 | 0
2035 | MISO_W_2_PJM_ROR | MISO_W | PJM_ROR | Internal | Winter | B19 | 700 | 773 | 0 | 51.63 | 50.35 | 2 | 0
2035 | MISO_W_2_PJM_ROR | MISO_W | PJM_ROR | Internal | Winter | B20 | 935 | 773 | 0 | 41.59 | 39.61 | 2 | 0
2035 | MISO_W_2_SPP_N | MISO_W | SPP_N | Internal | Shoulder | B11 | 25 | 3200 | 801.37 | 65.87 | 72.87 | 7 | 0
2035 | MISO_W_2_SPP_N | MISO_W | SPP_N | Internal | Shoulder | B12 | 200 | 3200 | 0 | 56.61 | 53.24 | 7 | 0
2035 | MISO_W_2_SPP_N | MISO_W | SPP_N | Internal | Shoulder | B13 | 600 | 3200 | 0 | 51.05 | 51.05 | 7 | 0
2035 | MISO_W_2_SPP_N | MISO_W | SPP_N | Internal | Shoulder | B14 | 900 | 3200 | 0 | 49.31 | 47.58 | 7 | 0
2035 | MISO_W_2_SPP_N | MISO_W | SPP_N | Internal | Shoulder | B15 | 1203 | 3200 | 0 | 43.79 | 41.48 | 7 | 0
2035 | MISO_W_2_SPP_N | MISO_W | SPP_N | Internal | Summer | B1 | 10 | 3200 | 0 | 83.18 | 81.3 | 7 | 0
2035 | MISO_W_2_SPP_N | MISO_W | SPP_N | Internal | Summer | B2 | 25 | 3200 | 0 | 80.73 | 81.3 | 7 | 0
2035 | MISO_W_2_SPP_N | MISO_W | SPP_N | Internal | Summer | B3 | 75 | 3200 | 0 | 81.39 | 81.38 | 7 | 0
2035 | MISO_W_2_SPP_N | MISO_W | SPP_N | Internal | Summer | B4 | 100 | 3200 | 0 | 80.22 | 81.3 | 7 | 0
2035 | MISO_W_2_SPP_N | MISO_W | SPP_N | Internal | Summer | B5 | 200 | 3200 | 0 | 80.22 | 81.3 | 7 | 0
2035 | MISO_W_2_SPP_N | MISO_W | SPP_N | Internal | Summer | B6 | 300 | 3200 | 432.43 | 64.72 | 71.72 | 7 | 0
2035 | MISO_W_2_SPP_N | MISO_W | SPP_N | Internal | Summer | B7 | 400 | 3200 | 455.54 | 51.27 | 58.27 | 7 | 0
2035 | MISO_W_2_SPP_N | MISO_W | SPP_N | Internal | Summer | B8 | 500 | 3200 | 0 | 46.13 | 50.6 | 7 | 0
2035 | MISO_W_2_SPP_N | MISO_W | SPP_N | Internal | Summer | B9 | 800 | 3200 | 0 | 42.73 | 48.77 | 7 | 0
2035 | MISO_W_2_SPP_N | MISO_W | SPP_N | Internal | Summer | B10 | 1262 | 3200 | 0 | 41.06 | 41.68 | 7 | 0
2035 | MISO_W_2_SPP_N | MISO_W | SPP_N | Internal | Winter | B16 | 25 | 3200 | 0 | 57.5 | 57.59 | 7 | 0
2035 | MISO_W_2_SPP_N | MISO_W | SPP_N | Internal | Winter | B17 | 100 | 3200 | 0 | 55.17 | 51.74 | 7 | 0
2035 | MISO_W_2_SPP_N | MISO_W | SPP_N | Internal | Winter | B18 | 400 | 3200 | 0 | 54.46 | 51.76 | 7 | 0
2035 | MISO_W_2_SPP_N | MISO_W | SPP_N | Internal | Winter | B19 | 700 | 3200 | 0 | 51.63 | 50.48 | 7 | 0
2035 | MISO_W_2_SPP_N | MISO_W | SPP_N | Internal | Winter | B20 | 935 | 3200 | 0 | 41.59 | 40.15 | 7 | 0
2035 | MISO_WUMS_2_MISO_MI | MISO_WUMS | MISO_MI | Internal | Shoulder | B11 | 25 | 929 | 928.22 | 61.15 | 61.16 | 0.01 | 0
2035 | MISO_WUMS_2_MISO_MI | MISO_WUMS | MISO_MI | Internal | Shoulder | B12 | 200 | 929 | 929 | 56.63 | 56.65 | 0.01 | 0.01
2035 | MISO_WUMS_2_MISO_MI | MISO_WUMS | MISO_MI | Internal | Shoulder | B13 | 600 | 929 | 929 | 51.07 | 51.09 | 0.01 | 0.01
2035 | MISO_WUMS_2_MISO_MI | MISO_WUMS | MISO_MI | Internal | Shoulder | B14 | 900 | 929 | 929 | 49.3 | 49.35 | 0.01 | 0.04
2035 | MISO_WUMS_2_MISO_MI | MISO_WUMS | MISO_MI | Internal | Shoulder | B15 | 1203 | 929 | 929 | 44.01 | 44.09 | 0.01 | 0.07
2035 | MISO_WUMS_2_MISO_MI | MISO_WUMS | MISO_MI | Internal | Summer | B1 | 10 | 929 | 929 | 75.33 | 83.18 | 0.01 | 7.84
2035 | MISO_WUMS_2_MISO_MI | MISO_WUMS | MISO_MI | Internal | Summer | B2 | 25 | 929 | 929 | 75.33 | 80.71 | 0.01 | 5.38
2035 | MISO_WUMS_2_MISO_MI | MISO_WUMS | MISO_MI | Internal | Summer | B3 | 75 | 929 | 929 | 75.33 | 79.17 | 0.01 | 3.83
2035 | MISO_WUMS_2_MISO_MI | MISO_WUMS | MISO_MI | Internal | Summer | B4 | 100 | 929 | 929 | 75.33 | 77.21 | 0.01 | 1.87
2035 | MISO_WUMS_2_MISO_MI | MISO_WUMS | MISO_MI | Internal | Summer | B5 | 200 | 929 | 929 | 75.33 | 75.52 | 0.01 | 0.18
2035 | MISO_WUMS_2_MISO_MI | MISO_WUMS | MISO_MI | Internal | Summer | B6 | 300 | 929 | 0 | 63.71 | 63.7 | 0.01 | 0
2035 | MISO_WUMS_2_MISO_MI | MISO_WUMS | MISO_MI | Internal | Summer | B7 | 400 | 929 | 892.78 | 51.26 | 51.27 | 0.01 | 0
2035 | MISO_WUMS_2_MISO_MI | MISO_WUMS | MISO_MI | Internal | Summer | B8 | 500 | 929 | 929 | 46.12 | 46.17 | 0.01 | 0.04
2035 | MISO_WUMS_2_MISO_MI | MISO_WUMS | MISO_MI | Internal | Summer | B9 | 800 | 929 | 929 | 42.74 | 42.77 | 0.01 | 0.01
2035 | MISO_WUMS_2_MISO_MI | MISO_WUMS | MISO_MI | Internal | Summer | B10 | 1262 | 929 | 17.54 | 41.93 | 41.94 | 0.01 | 0
2035 | MISO_WUMS_2_MISO_MI | MISO_WUMS | MISO_MI | Internal | Winter | B16 | 25 | 929 | 929 | 57.85 | 59.02 | 0.01 | 1.16
2035 | MISO_WUMS_2_MISO_MI | MISO_WUMS | MISO_MI | Internal | Winter | B17 | 100 | 929 | 929 | 55.55 | 57.2 | 0.01 | 1.64
2035 | MISO_WUMS_2_MISO_MI | MISO_WUMS | MISO_MI | Internal | Winter | B18 | 400 | 929 | 929 | 54.48 | 54.5 | 0.01 | 0.01
2035 | MISO_WUMS_2_MISO_MI | MISO_WUMS | MISO_MI | Internal | Winter | B19 | 700 | 929 | 904.81 | 51.64 | 51.65 | 0.01 | 0
2035 | MISO_WUMS_2_MISO_MI | MISO_WUMS | MISO_MI | Internal | Winter | B20 | 935 | 929 | 0 | 41.64 | 41.63 | 0.01 | 0
2035 | MISO_WUMS_2_MISO_W | MISO_WUMS | MISO_W | Internal | Shoulder | B11 | 25 | 1137 | 1137 | 61.15 | 65.87 | 0.01 | 4.72
2035 | MISO_WUMS_2_MISO_W | MISO_WUMS | MISO_W | Internal | Shoulder | B12 | 200 | 1137 | 0 | 56.63 | 56.61 | 0.01 | 0
2035 | MISO_WUMS_2_MISO_W | MISO_WUMS | MISO_W | Internal | Shoulder | B13 | 600 | 1137 | 0 | 51.07 | 51.05 | 0.01 | 0
2035 | MISO_WUMS_2_MISO_W | MISO_WUMS | MISO_W | Internal | Shoulder | B14 | 900 | 1137 | 476.69 | 49.3 | 49.31 | 0.01 | 0
2035 | MISO_WUMS_2_MISO_W | MISO_WUMS | MISO_W | Internal | Shoulder | B15 | 1203 | 1137 | 0 | 44.01 | 43.79 | 0.01 | 0
2035 | MISO_WUMS_2_MISO_W | MISO_WUMS | MISO_W | Internal | Summer | B1 | 10 | 1137 | 1137 | 75.33 | 83.18 | 0.01 | 7.84
2035 | MISO_WUMS_2_MISO_W | MISO_WUMS | MISO_W | Internal | Summer | B2 | 25 | 1137 | 1137 | 75.33 | 80.73 | 0.01 | 5.39
2035 | MISO_WUMS_2_MISO_W | MISO_WUMS | MISO_W | Internal | Summer | B3 | 75 | 1137 | 1137 | 75.33 | 81.39 | 0.01 | 6.06
2035 | MISO_WUMS_2_MISO_W | MISO_WUMS | MISO_W | Internal | Summer | B4 | 100 | 1137 | 1137 | 75.33 | 80.22 | 0.01 | 4.89
2035 | MISO_WUMS_2_MISO_W | MISO_WUMS | MISO_W | Internal | Summer | B5 | 200 | 1137 | 1137 | 75.33 | 80.22 | 0.01 | 4.89
2035 | MISO_WUMS_2_MISO_W | MISO_WUMS | MISO_W | Internal | Summer | B6 | 300 | 1137 | 1137 | 63.71 | 64.72 | 0.01 | 1
2035 | MISO_WUMS_2_MISO_W | MISO_WUMS | MISO_W | Internal | Summer | B7 | 400 | 1137 | 367.82 | 51.26 | 51.27 | 0.01 | 0
2035 | MISO_WUMS_2_MISO_W | MISO_WUMS | MISO_W | Internal | Summer | B8 | 500 | 1137 | 640.14 | 46.12 | 46.13 | 0.01 | 0
2035 | MISO_WUMS_2_MISO_W | MISO_WUMS | MISO_W | Internal | Summer | B9 | 800 | 1137 | 0 | 42.74 | 42.73 | 0.01 | 0
2035 | MISO_WUMS_2_MISO_W | MISO_WUMS | MISO_W | Internal | Summer | B10 | 1262 | 1137 | 0 | 41.93 | 41.06 | 0.01 | 0
2035 | MISO_WUMS_2_MISO_W | MISO_WUMS | MISO_W | Internal | Winter | B16 | 25 | 1137 | 0 | 57.85 | 57.5 | 0.01 | 0
2035 | MISO_WUMS_2_MISO_W | MISO_WUMS | MISO_W | Internal | Winter | B17 | 100 | 1137 | 0 | 55.55 | 55.17 | 0.01 | 0
2035 | MISO_WUMS_2_MISO_W | MISO_WUMS | MISO_W | Internal | Winter | B18 | 400 | 1137 | 0 | 54.48 | 54.46 | 0.01 | 0
2035 | MISO_WUMS_2_MISO_W | MISO_WUMS | MISO_W | Internal | Winter | B19 | 700 | 1137 | 0 | 51.64 | 51.63 | 0.01 | 0
2035 | MISO_WUMS_2_MISO_W | MISO_WUMS | MISO_W | Internal | Winter | B20 | 935 | 1137 | 0 | 41.64 | 41.59 | 0.01 | 0
2035 | MISO_WUMS_2_PJM_ROR | MISO_WUMS | PJM_ROR | Internal | Shoulder | B11 | 25 | 1600 | 0 | 61.15 | 58.87 | 2 | 0
2035 | MISO_WUMS_2_PJM_ROR | MISO_WUMS | PJM_ROR | Internal | Shoulder | B12 | 200 | 1600 | 0 | 56.63 | 54.65 | 2 | 0
2035 | MISO_WUMS_2_PJM_ROR | MISO_WUMS | PJM_ROR | Internal | Shoulder | B13 | 600 | 1600 | 0 | 51.07 | 49.09 | 2 | 0
2035 | MISO_WUMS_2_PJM_ROR | MISO_WUMS | PJM_ROR | Internal | Shoulder | B14 | 900 | 1600 | 0 | 49.3 | 47.79 | 2 | 0
2035 | MISO_WUMS_2_PJM_ROR | MISO_WUMS | PJM_ROR | Internal | Shoulder | B15 | 1203 | 1600 | 0 | 44.01 | 42.35 | 2 | 0
2035 | MISO_WUMS_2_PJM_ROR | MISO_WUMS | PJM_ROR | Internal | Summer | B1 | 10 | 1600 | 1600 | 75.33 | 81.18 | 2 | 3.85
2035 | MISO_WUMS_2_PJM_ROR | MISO_WUMS | PJM_ROR | Internal | Summer | B2 | 25 | 1600 | 1371.85 | 75.33 | 77.33 | 2 | 0
2035 | MISO_WUMS_2_PJM_ROR | MISO_WUMS | PJM_ROR | Internal | Summer | B3 | 75 | 1600 | 0 | 75.33 | 77.18 | 2 | 0
2035 | MISO_WUMS_2_PJM_ROR | MISO_WUMS | PJM_ROR | Internal | Summer | B4 | 100 | 1600 | 0 | 75.33 | 75.22 | 2 | 0
2035 | MISO_WUMS_2_PJM_ROR | MISO_WUMS | PJM_ROR | Internal | Summer | B5 | 200 | 1600 | 0 | 75.33 | 73.52 | 2 | 0
2035 | MISO_WUMS_2_PJM_ROR | MISO_WUMS | PJM_ROR | Internal | Summer | B6 | 300 | 1600 | 0 | 63.71 | 61.71 | 2 | 0
2035 | MISO_WUMS_2_PJM_ROR | MISO_WUMS | PJM_ROR | Internal | Summer | B7 | 400 | 1600 | 0 | 51.26 | 49.27 | 2 | 0
2035 | MISO_WUMS_2_PJM_ROR | MISO_WUMS | PJM_ROR | Internal | Summer | B8 | 500 | 1600 | 0 | 46.12 | 46.15 | 2 | 0
2035 | MISO_WUMS_2_PJM_ROR | MISO_WUMS | PJM_ROR | Internal | Summer | B9 | 800 | 1600 | 0 | 42.74 | 43.22 | 2 | 0
2035 | MISO_WUMS_2_PJM_ROR | MISO_WUMS | PJM_ROR | Internal | Summer | B10 | 1262 | 1600 | 0 | 41.93 | 39.93 | 2 | 0
2035 | MISO_WUMS_2_PJM_ROR | MISO_WUMS | PJM_ROR | Internal | Winter | B16 | 25 | 1600 | 0 | 57.85 | 55.85 | 2 | 0
2035 | MISO_WUMS_2_PJM_ROR | MISO_WUMS | PJM_ROR | Internal | Winter | B17 | 100 | 1600 | 0 | 55.55 | 55.19 | 2 | 0
2035 | MISO_WUMS_2_PJM_ROR | MISO_WUMS | PJM_ROR | Internal | Winter | B18 | 400 | 1600 | 0 | 54.48 | 52.5 | 2 | 0
2035 | MISO_WUMS_2_PJM_ROR | MISO_WUMS | PJM_ROR | Internal | Winter | B19 | 700 | 1600 | 0 | 51.64 | 50.35 | 2 | 0
2035 | MISO_WUMS_2_PJM_ROR | MISO_WUMS | PJM_ROR | Internal | Winter | B20 | 935 | 1600 | 0 | 41.64 | 39.61 | 2 | 0
2035 | NE_2_MISO_W | NE | MISO_W | Internal | Shoulder | B11 | 25 | 1600 | 0 | 72.86 | 65.87 | 5 | 0
2035 | NE_2_MISO_W | NE | MISO_W | Internal | Shoulder | B12 | 200 | 1600 | 0 | 53.25 | 56.61 | 5 | 0
2035 | NE_2_MISO_W | NE | MISO_W | Internal | Shoulder | B13 | 600 | 1600 | 0 | 51.05 | 51.05 | 5 | 0
2035 | NE_2_MISO_W | NE | MISO_W | Internal | Shoulder | B14 | 900 | 1600 | 0 | 47.59 | 49.31 | 5 | 0
2035 | NE_2_MISO_W | NE | MISO_W | Internal | Shoulder | B15 | 1203 | 1600 | 0 | 41.46 | 43.79 | 5 | 0
2035 | NE_2_MISO_W | NE | MISO_W | Internal | Summer | B1 | 10 | 1600 | 0 | 83.18 | 83.18 | 5 | 0
2035 | NE_2_MISO_W | NE | MISO_W | Internal | Summer | B2 | 25 | 1600 | 0 | 81.29 | 80.73 | 5 | 0
2035 | NE_2_MISO_W | NE | MISO_W | Internal | Summer | B3 | 75 | 1600 | 0 | 81.39 | 81.39 | 5 | 0
2035 | NE_2_MISO_W | NE | MISO_W | Internal | Summer | B4 | 100 | 1600 | 0 | 81.29 | 80.22 | 5 | 0
2035 | NE_2_MISO_W | NE | MISO_W | Internal | Summer | B5 | 200 | 1600 | 0 | 81.29 | 80.22 | 5 | 0
2035 | NE_2_MISO_W | NE | MISO_W | Internal | Summer | B6 | 300 | 1600 | 0 | 71.71 | 64.72 | 5 | 0
2035 | NE_2_MISO_W | NE | MISO_W | Internal | Summer | B7 | 400 | 1600 | 0 | 58.26 | 51.27 | 5 | 0
2035 | NE_2_MISO_W | NE | MISO_W | Internal | Summer | B8 | 500 | 1600 | 0 | 50.59 | 46.13 | 5 | 0
2035 | NE_2_MISO_W | NE | MISO_W | Internal | Summer | B9 | 800 | 1600 | 0 | 48.76 | 42.73 | 5 | 0
2035 | NE_2_MISO_W | NE | MISO_W | Internal | Summer | B10 | 1262 | 1600 | 0 | 41.67 | 41.06 | 5 | 0
2035 | NE_2_MISO_W | NE | MISO_W | Internal | Winter | B16 | 25 | 1600 | 0 | 57.58 | 57.5 | 5 | 0
2035 | NE_2_MISO_W | NE | MISO_W | Internal | Winter | B17 | 100 | 1600 | 0 | 51.73 | 55.17 | 5 | 0
2035 | NE_2_MISO_W | NE | MISO_W | Internal | Winter | B18 | 400 | 1600 | 0 | 51.74 | 54.46 | 5 | 0
2035 | NE_2_MISO_W | NE | MISO_W | Internal | Winter | B19 | 700 | 1600 | 0 | 50.49 | 51.63 | 5 | 0
2035 | NE_2_MISO_W | NE | MISO_W | Internal | Winter | B20 | 935 | 1600 | 0 | 40.15 | 41.59 | 5 | 0
2035 | NE_2_SPP_N | NE | SPP_N | Internal | Shoulder | B11 | 25 | 3001 | 1183.19 | 72.86 | 72.87 | 0.01 | 0
2035 | NE_2_SPP_N | NE | SPP_N | Internal | Shoulder | B12 | 200 | 3001 | 0 | 53.25 | 53.24 | 0.01 | 0
2035 | NE_2_SPP_N | NE | SPP_N | Internal | Shoulder | B13 | 600 | 3001 | 0 | 51.05 | 51.05 | 0.01 | 0
2035 | NE_2_SPP_N | NE | SPP_N | Internal | Shoulder | B14 | 900 | 3001 | 0 | 47.59 | 47.58 | 0.01 | 0
2035 | NE_2_SPP_N | NE | SPP_N | Internal | Shoulder | B15 | 1203 | 3001 | 110.23 | 41.46 | 41.48 | 0.01 | 0
2035 | NE_2_SPP_N | NE | SPP_N | Internal | Summer | B1 | 10 | 3001 | 0 | 83.18 | 81.3 | 0.01 | 0
2035 | NE_2_SPP_N | NE | SPP_N | Internal | Summer | B2 | 25 | 3001 | 167.13 | 81.29 | 81.3 | 0.01 | 0
2035 | NE_2_SPP_N | NE | SPP_N | Internal | Summer | B3 | 75 | 3001 | 0 | 81.39 | 81.38 | 0.01 | 0
2035 | NE_2_SPP_N | NE | SPP_N | Internal | Summer | B4 | 100 | 3001 | 424.33 | 81.29 | 81.3 | 0.01 | 0
2035 | NE_2_SPP_N | NE | SPP_N | Internal | Summer | B5 | 200 | 3001 | 687.27 | 81.29 | 81.3 | 0.01 | 0
2035 | NE_2_SPP_N | NE | SPP_N | Internal | Summer | B6 | 300 | 3001 | 754.9 | 71.71 | 71.72 | 0.01 | 0
2035 | NE_2_SPP_N | NE | SPP_N | Internal | Summer | B7 | 400 | 3001 | 827.8 | 58.26 | 58.27 | 0.01 | 0
2035 | NE_2_SPP_N | NE | SPP_N | Internal | Summer | B8 | 500 | 3001 | 1129.05 | 50.59 | 50.6 | 0.01 | 0
2035 | NE_2_SPP_N | NE | SPP_N | Internal | Summer | B9 | 800 | 3001 | 1300.74 | 48.76 | 48.77 | 0.01 | 0
2035 | NE_2_SPP_N | NE | SPP_N | Internal | Summer | B10 | 1262 | 3001 | 2348.29 | 41.67 | 41.68 | 0.01 | 0
2035 | NE_2_SPP_N | NE | SPP_N | Internal | Winter | B16 | 25 | 3001 | 918.94 | 57.58 | 57.59 | 0.01 | 0
2035 | NE_2_SPP_N | NE | SPP_N | Internal | Winter | B17 | 100 | 3001 | 391.34 | 51.73 | 51.74 | 0.01 | 0
2035 | NE_2_SPP_N | NE | SPP_N | Internal | Winter | B18 | 400 | 3001 | 100.83 | 51.74 | 51.76 | 0.01 | 0
2035 | NE_2_SPP_N | NE | SPP_N | Internal | Winter | B19 | 700 | 3001 | 0 | 50.49 | 50.48 | 0.01 | 0
2035 | NE_2_SPP_N | NE | SPP_N | Internal | Winter | B20 | 935 | 3001 | 0 | 40.15 | 40.15 | 0.01 | 0
2035 | NEISO_2_NYISO_A-F | NEISO | NYISO_A-F | Internal | Shoulder | B11 | 25 | 600 | 600 | 42.33 | 50.84 | 3 | 5.51
2035 | NEISO_2_NYISO_A-F | NEISO | NYISO_A-F | Internal | Shoulder | B12 | 200 | 600 | 600 | 42.33 | 50.21 | 3 | 4.88
2035 | NEISO_2_NYISO_A-F | NEISO | NYISO_A-F | Internal | Shoulder | B13 | 600 | 600 | 600 | 42.33 | 45.81 | 3 | 0.47
2035 | NEISO_2_NYISO_A-F | NEISO | NYISO_A-F | Internal | Shoulder | B14 | 900 | 600 | 600 | 42.33 | 45.77 | 3 | 0.44
2035 | NEISO_2_NYISO_A-F | NEISO | NYISO_A-F | Internal | Shoulder | B15 | 1203 | 600 | 600 | 42.33 | 45.77 | 3 | 0.44
2035 | NEISO_2_NYISO_A-F | NEISO | NYISO_A-F | Internal | Summer | B1 | 10 | 600 | 0 | 70.22 | 73.19 | 3 | 0
2035 | NEISO_2_NYISO_A-F | NEISO | NYISO_A-F | Internal | Summer | B2 | 25 | 600 | 0 | 66.35 | 69.34 | 3 | 0
2035 | NEISO_2_NYISO_A-F | NEISO | NYISO_A-F | Internal | Summer | B3 | 75 | 600 | 600 | 60.27 | 65.37 | 3 | 2.1
2035 | NEISO_2_NYISO_A-F | NEISO | NYISO_A-F | Internal | Summer | B4 | 100 | 600 | 600 | 53.98 | 59.27 | 3 | 2.29
2035 | NEISO_2_NYISO_A-F | NEISO | NYISO_A-F | Internal | Summer | B5 | 200 | 600 | 600 | 38.7 | 55.85 | 3 | 14.15
2035 | NEISO_2_NYISO_A-F | NEISO | NYISO_A-F | Internal | Summer | B6 | 300 | 600 | 600 | 38.7 | 55.57 | 3 | 13.87
2035 | NEISO_2_NYISO_A-F | NEISO | NYISO_A-F | Internal | Summer | B7 | 400 | 600 | 600 | 38.7 | 48.78 | 3 | 7.08
2035 | NEISO_2_NYISO_A-F | NEISO | NYISO_A-F | Internal | Summer | B8 | 500 | 600 | 600 | 38.7 | 44.48 | 3 | 2.77
2035 | NEISO_2_NYISO_A-F | NEISO | NYISO_A-F | Internal | Summer | B9 | 800 | 600 | 600 | 38.7 | 42.71 | 3 | 1.01
2035 | NEISO_2_NYISO_A-F | NEISO | NYISO_A-F | Internal | Summer | B10 | 1262 | 600 | 600 | 38.7 | 42.71 | 3 | 1.01
2035 | NEISO_2_NYISO_A-F | NEISO | NYISO_A-F | Internal | Winter | B16 | 25 | 600 | 590.92 | 53.51 | 56.51 | 3 | 0
2035 | NEISO_2_NYISO_A-F | NEISO | NYISO_A-F | Internal | Winter | B17 | 100 | 600 | 264.75 | 53.51 | 56.51 | 3 | 0
2035 | NEISO_2_NYISO_A-F | NEISO | NYISO_A-F | Internal | Winter | B18 | 400 | 600 | 77.16 | 53.51 | 56.51 | 3 | 0
2035 | NEISO_2_NYISO_A-F | NEISO | NYISO_A-F | Internal | Winter | B19 | 700 | 600 | 0 | 53.51 | 56.17 | 3 | 0
2035 | NEISO_2_NYISO_A-F | NEISO | NYISO_A-F | Internal | Winter | B20 | 935 | 600 | 0 | 53.51 | 53.13 | 3 | 0
2035 | NEISO_2_NYISO_G-I | NEISO | NYISO_G-I | Internal | Shoulder | B11 | 25 | 600 | 600 | 42.33 | 50.85 | 3 | 5.52
2035 | NEISO_2_NYISO_G-I | NEISO | NYISO_G-I | Internal | Shoulder | B12 | 200 | 600 | 600 | 42.33 | 50.22 | 3 | 4.89
2035 | NEISO_2_NYISO_G-I | NEISO | NYISO_G-I | Internal | Shoulder | B13 | 600 | 600 | 600 | 42.33 | 45.82 | 3 | 0.49
2035 | NEISO_2_NYISO_G-I | NEISO | NYISO_G-I | Internal | Shoulder | B14 | 900 | 600 | 600 | 42.33 | 45.79 | 3 | 0.45
2035 | NEISO_2_NYISO_G-I | NEISO | NYISO_G-I | Internal | Shoulder | B15 | 1203 | 600 | 600 | 42.33 | 45.76 | 3 | 0.43
2035 | NEISO_2_NYISO_G-I | NEISO | NYISO_G-I | Internal | Summer | B1 | 10 | 600 | 0 | 70.22 | 73.2 | 3 | 0
2035 | NEISO_2_NYISO_G-I | NEISO | NYISO_G-I | Internal | Summer | B2 | 25 | 600 | 155.76 | 66.35 | 69.35 | 3 | 0
2035 | NEISO_2_NYISO_G-I | NEISO | NYISO_G-I | Internal | Summer | B3 | 75 | 600 | 600 | 60.27 | 65.38 | 3 | 2.11
2035 | NEISO_2_NYISO_G-I | NEISO | NYISO_G-I | Internal | Summer | B4 | 100 | 600 | 600 | 53.98 | 59.28 | 3 | 2.31
2035 | NEISO_2_NYISO_G-I | NEISO | NYISO_G-I | Internal | Summer | B5 | 200 | 600 | 600 | 38.7 | 55.86 | 3 | 14.16
2035 | NEISO_2_NYISO_G-I | NEISO | NYISO_G-I | Internal | Summer | B6 | 300 | 600 | 600 | 38.7 | 55.58 | 3 | 13.88
2035 | NEISO_2_NYISO_G-I | NEISO | NYISO_G-I | Internal | Summer | B7 | 400 | 600 | 600 | 38.7 | 48.79 | 3 | 7.09
2035 | NEISO_2_NYISO_G-I | NEISO | NYISO_G-I | Internal | Summer | B8 | 500 | 600 | 600 | 38.7 | 44.49 | 3 | 2.79
2035 | NEISO_2_NYISO_G-I | NEISO | NYISO_G-I | Internal | Summer | B9 | 800 | 600 | 600 | 38.7 | 42.73 | 3 | 1.02
2035 | NEISO_2_NYISO_G-I | NEISO | NYISO_G-I | Internal | Summer | B10 | 1262 | 600 | 600 | 38.7 | 42.7 | 3 | 1
2035 | NEISO_2_NYISO_G-I | NEISO | NYISO_G-I | Internal | Winter | B16 | 25 | 600 | 600 | 53.51 | 56.52 | 3 | 0.01
2035 | NEISO_2_NYISO_G-I | NEISO | NYISO_G-I | Internal | Winter | B17 | 100 | 600 | 600 | 53.51 | 56.52 | 3 | 0.01
2035 | NEISO_2_NYISO_G-I | NEISO | NYISO_G-I | Internal | Winter | B18 | 400 | 600 | 600 | 53.51 | 56.52 | 3 | 0.01
2035 | NEISO_2_NYISO_G-I | NEISO | NYISO_G-I | Internal | Winter | B19 | 700 | 600 | 0 | 53.51 | 56.19 | 3 | 0
2035 | NEISO_2_NYISO_G-I | NEISO | NYISO_G-I | Internal | Winter | B20 | 935 | 600 | 0 | 53.51 | 53.14 | 3 | 0
2035 | NEISO_2_NYISO_J-K | NEISO | NYISO_J-K | Internal | Shoulder | B11 | 25 | 500 | 500 | 42.33 | 50.86 | 3 | 5.53
2035 | NEISO_2_NYISO_J-K | NEISO | NYISO_J-K | Internal | Shoulder | B12 | 200 | 500 | 500 | 42.33 | 50.23 | 3 | 4.9
2035 | NEISO_2_NYISO_J-K | NEISO | NYISO_J-K | Internal | Shoulder | B13 | 600 | 500 | 500 | 42.33 | 45.83 | 3 | 0.5
2035 | NEISO_2_NYISO_J-K | NEISO | NYISO_J-K | Internal | Shoulder | B14 | 900 | 500 | 500 | 42.33 | 45.8 | 3 | 0.47
2035 | NEISO_2_NYISO_J-K | NEISO | NYISO_J-K | Internal | Shoulder | B15 | 1203 | 500 | 500 | 42.33 | 45.77 | 3 | 0.44
2035 | NEISO_2_NYISO_J-K | NEISO | NYISO_J-K | Internal | Summer | B1 | 10 | 500 | 233.7 | 70.22 | 73.22 | 3 | 0
2035 | NEISO_2_NYISO_J-K | NEISO | NYISO_J-K | Internal | Summer | B2 | 25 | 500 | 500 | 66.35 | 69.36 | 3 | 0.01
2035 | NEISO_2_NYISO_J-K | NEISO | NYISO_J-K | Internal | Summer | B3 | 75 | 500 | 500 | 60.27 | 65.39 | 3 | 2.12
2035 | NEISO_2_NYISO_J-K | NEISO | NYISO_J-K | Internal | Summer | B4 | 100 | 500 | 500 | 53.98 | 59.29 | 3 | 2.32
2035 | NEISO_2_NYISO_J-K | NEISO | NYISO_J-K | Internal | Summer | B5 | 200 | 500 | 500 | 38.7 | 55.88 | 3 | 14.17
2035 | NEISO_2_NYISO_J-K | NEISO | NYISO_J-K | Internal | Summer | B6 | 300 | 500 | 500 | 38.7 | 55.6 | 3 | 13.9
2035 | NEISO_2_NYISO_J-K | NEISO | NYISO_J-K | Internal | Summer | B7 | 400 | 500 | 500 | 38.7 | 48.8 | 3 | 7.1
2035 | NEISO_2_NYISO_J-K | NEISO | NYISO_J-K | Internal | Summer | B8 | 500 | 500 | 500 | 38.7 | 44.5 | 3 | 2.8
2035 | NEISO_2_NYISO_J-K | NEISO | NYISO_J-K | Internal | Summer | B9 | 800 | 500 | 500 | 38.7 | 42.74 | 3 | 1.04
2035 | NEISO_2_NYISO_J-K | NEISO | NYISO_J-K | Internal | Summer | B10 | 1262 | 500 | 500 | 38.7 | 42.71 | 3 | 1.01
2035 | NEISO_2_NYISO_J-K | NEISO | NYISO_J-K | Internal | Winter | B16 | 25 | 500 | 500 | 53.51 | 56.53 | 3 | 0.02
2035 | NEISO_2_NYISO_J-K | NEISO | NYISO_J-K | Internal | Winter | B17 | 100 | 500 | 500 | 53.51 | 56.53 | 3 | 0.02
2035 | NEISO_2_NYISO_J-K | NEISO | NYISO_J-K | Internal | Winter | B18 | 400 | 500 | 500 | 53.51 | 56.53 | 3 | 0.02
2035 | NEISO_2_NYISO_J-K | NEISO | NYISO_J-K | Internal | Winter | B19 | 700 | 500 | 0 | 53.51 | 56.2 | 3 | 0
2035 | NEISO_2_NYISO_J-K | NEISO | NYISO_J-K | Internal | Winter | B20 | 935 | 500 | 0 | 53.51 | 53.15 | 3 | 0
2035 | NonRTO_Midwest_2_TVA_Transmission | NonRTO_Midwest | TVA_Transmission | Internal | Shoulder | B11 | 25 | 2400 | 0 | 73.87 | 64.87 | 8 | 0
2035 | NonRTO_Midwest_2_TVA_Transmission | NonRTO_Midwest | TVA_Transmission | Internal | Shoulder | B12 | 200 | 2400 | 0 | 64.64 | 56.95 | 8 | 0
2035 | NonRTO_Midwest_2_TVA_Transmission | NonRTO_Midwest | TVA_Transmission | Internal | Shoulder | B13 | 600 | 2400 | 0 | 59.08 | 52.38 | 8 | 0
2035 | NonRTO_Midwest_2_TVA_Transmission | NonRTO_Midwest | TVA_Transmission | Internal | Shoulder | B14 | 900 | 2400 | 0 | 47.95 | 50.16 | 8 | 0
2035 | NonRTO_Midwest_2_TVA_Transmission | NonRTO_Midwest | TVA_Transmission | Internal | Shoulder | B15 | 1203 | 2400 | 433.54 | 40 | 48 | 8 | 0
2035 | NonRTO_Midwest_2_TVA_Transmission | NonRTO_Midwest | TVA_Transmission | Internal | Summer | B1 | 10 | 2400 | 0 | 91.17 | 91.04 | 8 | 0
2035 | NonRTO_Midwest_2_TVA_Transmission | NonRTO_Midwest | TVA_Transmission | Internal | Summer | B2 | 25 | 2400 | 0 | 84.43 | 88.71 | 8 | 0
2035 | NonRTO_Midwest_2_TVA_Transmission | NonRTO_Midwest | TVA_Transmission | Internal | Summer | B3 | 75 | 2400 | 0 | 84.43 | 83.18 | 8 | 0
2035 | NonRTO_Midwest_2_TVA_Transmission | NonRTO_Midwest | TVA_Transmission | Internal | Summer | B4 | 100 | 2400 | 0 | 84.43 | 81.22 | 8 | 0
2035 | NonRTO_Midwest_2_TVA_Transmission | NonRTO_Midwest | TVA_Transmission | Internal | Summer | B5 | 200 | 2400 | 0 | 83.53 | 77.88 | 8 | 0
2035 | NonRTO_Midwest_2_TVA_Transmission | NonRTO_Midwest | TVA_Transmission | Internal | Summer | B6 | 300 | 2400 | 0 | 71.71 | 66.05 | 8 | 0
2035 | NonRTO_Midwest_2_TVA_Transmission | NonRTO_Midwest | TVA_Transmission | Internal | Summer | B7 | 400 | 2400 | 0 | 59.26 | 53.92 | 8 | 0
2035 | NonRTO_Midwest_2_TVA_Transmission | NonRTO_Midwest | TVA_Transmission | Internal | Summer | B8 | 500 | 2400 | 0 | 46.36 | 51.34 | 8 | 0
2035 | NonRTO_Midwest_2_TVA_Transmission | NonRTO_Midwest | TVA_Transmission | Internal | Summer | B9 | 800 | 2400 | 0 | 38.99 | 46.83 | 8 | 0
2035 | NonRTO_Midwest_2_TVA_Transmission | NonRTO_Midwest | TVA_Transmission | Internal | Summer | B10 | 1262 | 2400 | 0 | 34.36 | 41.45 | 8 | 0
2035 | NonRTO_Midwest_2_TVA_Transmission | NonRTO_Midwest | TVA_Transmission | Internal | Winter | B16 | 25 | 2400 | 0 | 67.03 | 61.85 | 8 | 0
2035 | NonRTO_Midwest_2_TVA_Transmission | NonRTO_Midwest | TVA_Transmission | Internal | Winter | B17 | 100 | 2400 | 0 | 65.19 | 58.8 | 8 | 0
2035 | NonRTO_Midwest_2_TVA_Transmission | NonRTO_Midwest | TVA_Transmission | Internal | Winter | B18 | 400 | 2400 | 0 | 62.49 | 55.15 | 8 | 0
2035 | NonRTO_Midwest_2_TVA_Transmission | NonRTO_Midwest | TVA_Transmission | Internal | Winter | B19 | 700 | 2400 | 0 | 50.77 | 51 | 8 | 0
2035 | NonRTO_Midwest_2_TVA_Transmission | NonRTO_Midwest | TVA_Transmission | Internal | Winter | B20 | 935 | 2400 | 0 | 38.14 | 45.61 | 8 | 0
2035 | NYISO_A-F_2_IESO | NYISO_A-F | IESO | Internal | Shoulder | B11 | 25 | 1600 | 0 | 50.84 | 49.65 | 7 | 0
2035 | NYISO_A-F_2_IESO | NYISO_A-F | IESO | Internal | Shoulder | B12 | 200 | 1600 | 0 | 50.21 | 49.65 | 7 | 0
2035 | NYISO_A-F_2_IESO | NYISO_A-F | IESO | Internal | Shoulder | B13 | 600 | 1600 | 0 | 45.81 | 45.67 | 7 | 0
2035 | NYISO_A-F_2_IESO | NYISO_A-F | IESO | Internal | Shoulder | B14 | 900 | 1600 | 0 | 45.77 | 45.67 | 7 | 0
2035 | NYISO_A-F_2_IESO | NYISO_A-F | IESO | Internal | Shoulder | B15 | 1203 | 1600 | 0 | 45.77 | 45.67 | 7 | 0
2035 | NYISO_A-F_2_IESO | NYISO_A-F | IESO | Internal | Summer | B1 | 10 | 1600 | 0 | 73.19 | 79.7 | 7 | 0
2035 | NYISO_A-F_2_IESO | NYISO_A-F | IESO | Internal | Summer | B2 | 25 | 1600 | 0 | 69.34 | 73.71 | 7 | 0
2035 | NYISO_A-F_2_IESO | NYISO_A-F | IESO | Internal | Summer | B3 | 75 | 1600 | 0 | 65.37 | 72.17 | 7 | 0
2035 | NYISO_A-F_2_IESO | NYISO_A-F | IESO | Internal | Summer | B4 | 100 | 1600 | 0 | 59.27 | 52.27 | 7 | 0
2035 | NYISO_A-F_2_IESO | NYISO_A-F | IESO | Internal | Summer | B5 | 200 | 1600 | 0 | 55.85 | 48.85 | 7 | 0
2035 | NYISO_A-F_2_IESO | NYISO_A-F | IESO | Internal | Summer | B6 | 300 | 1600 | 0 | 55.57 | 48.85 | 7 | 0
2035 | NYISO_A-F_2_IESO | NYISO_A-F | IESO | Internal | Summer | B7 | 400 | 1600 | 0 | 48.78 | 44.27 | 7 | 0
2035 | NYISO_A-F_2_IESO | NYISO_A-F | IESO | Internal | Summer | B8 | 500 | 1600 | 0 | 44.48 | 44.27 | 7 | 0
2035 | NYISO_A-F_2_IESO | NYISO_A-F | IESO | Internal | Summer | B9 | 800 | 1600 | 0 | 42.71 | 44.27 | 7 | 0
2035 | NYISO_A-F_2_IESO | NYISO_A-F | IESO | Internal | Summer | B10 | 1262 | 1600 | 0 | 42.71 | 44.27 | 7 | 0
2035 | NYISO_A-F_2_IESO | NYISO_A-F | IESO | Internal | Winter | B16 | 25 | 1600 | 0 | 56.51 | 52.02 | 7 | 0
2035 | NYISO_A-F_2_IESO | NYISO_A-F | IESO | Internal | Winter | B17 | 100 | 1600 | 0 | 56.51 | 50.2 | 7 | 0
2035 | NYISO_A-F_2_IESO | NYISO_A-F | IESO | Internal | Winter | B18 | 400 | 1600 | 0 | 56.51 | 49.59 | 7 | 0
2035 | NYISO_A-F_2_IESO | NYISO_A-F | IESO | Internal | Winter | B19 | 700 | 1600 | 0 | 56.17 | 49.59 | 7 | 0
2035 | NYISO_A-F_2_IESO | NYISO_A-F | IESO | Internal | Winter | B20 | 935 | 1600 | 0 | 53.13 | 49.59 | 7 | 0
2035 | NYISO_A-F_2_NEISO | NYISO_A-F | NEISO | Internal | Shoulder | B11 | 25 | 600 | 0 | 50.84 | 42.33 | 3 | 0
2035 | NYISO_A-F_2_NEISO | NYISO_A-F | NEISO | Internal | Shoulder | B12 | 200 | 600 | 0 | 50.21 | 42.33 | 3 | 0
2035 | NYISO_A-F_2_NEISO | NYISO_A-F | NEISO | Internal | Shoulder | B13 | 600 | 600 | 0 | 45.81 | 42.33 | 3 | 0
2035 | NYISO_A-F_2_NEISO | NYISO_A-F | NEISO | Internal | Shoulder | B14 | 900 | 600 | 0 | 45.77 | 42.33 | 3 | 0
2035 | NYISO_A-F_2_NEISO | NYISO_A-F | NEISO | Internal | Shoulder | B15 | 1203 | 600 | 0 | 45.77 | 42.33 | 3 | 0
2035 | NYISO_A-F_2_NEISO | NYISO_A-F | NEISO | Internal | Summer | B1 | 10 | 600 | 0 | 73.19 | 70.22 | 3 | 0
2035 | NYISO_A-F_2_NEISO | NYISO_A-F | NEISO | Internal | Summer | B2 | 25 | 600 | 0 | 69.34 | 66.35 | 3 | 0
2035 | NYISO_A-F_2_NEISO | NYISO_A-F | NEISO | Internal | Summer | B3 | 75 | 600 | 0 | 65.37 | 60.27 | 3 | 0
2035 | NYISO_A-F_2_NEISO | NYISO_A-F | NEISO | Internal | Summer | B4 | 100 | 600 | 0 | 59.27 | 53.98 | 3 | 0
2035 | NYISO_A-F_2_NEISO | NYISO_A-F | NEISO | Internal | Summer | B5 | 200 | 600 | 0 | 55.85 | 38.7 | 3 | 0
2035 | NYISO_A-F_2_NEISO | NYISO_A-F | NEISO | Internal | Summer | B6 | 300 | 600 | 0 | 55.57 | 38.7 | 3 | 0
2035 | NYISO_A-F_2_NEISO | NYISO_A-F | NEISO | Internal | Summer | B7 | 400 | 600 | 0 | 48.78 | 38.7 | 3 | 0
2035 | NYISO_A-F_2_NEISO | NYISO_A-F | NEISO | Internal | Summer | B8 | 500 | 600 | 0 | 44.48 | 38.7 | 3 | 0
2035 | NYISO_A-F_2_NEISO | NYISO_A-F | NEISO | Internal | Summer | B9 | 800 | 600 | 0 | 42.71 | 38.7 | 3 | 0
2035 | NYISO_A-F_2_NEISO | NYISO_A-F | NEISO | Internal | Summer | B10 | 1262 | 600 | 0 | 42.71 | 38.7 | 3 | 0
2035 | NYISO_A-F_2_NEISO | NYISO_A-F | NEISO | Internal | Winter | B16 | 25 | 600 | 0 | 56.51 | 53.51 | 3 | 0
2035 | NYISO_A-F_2_NEISO | NYISO_A-F | NEISO | Internal | Winter | B17 | 100 | 600 | 0 | 56.51 | 53.51 | 3 | 0
2035 | NYISO_A-F_2_NEISO | NYISO_A-F | NEISO | Internal | Winter | B18 | 400 | 600 | 0 | 56.51 | 53.51 | 3 | 0
2035 | NYISO_A-F_2_NEISO | NYISO_A-F | NEISO | Internal | Winter | B19 | 700 | 600 | 0 | 56.17 | 53.51 | 3 | 0
2035 | NYISO_A-F_2_NEISO | NYISO_A-F | NEISO | Internal | Winter | B20 | 935 | 600 | 0 | 53.13 | 53.51 | 3 | 0
2035 | NYISO_A-F_2_NYISO_G-I | NYISO_A-F | NYISO_G-I | Internal | Shoulder | B11 | 25 | 4757 | 1912.35 | 50.84 | 50.85 | 0.01 | 0
2035 | NYISO_A-F_2_NYISO_G-I | NYISO_A-F | NYISO_G-I | Internal | Shoulder | B12 | 200 | 4757 | 1868.96 | 50.21 | 50.22 | 0.01 | 0
2035 | NYISO_A-F_2_NYISO_G-I | NYISO_A-F | NYISO_G-I | Internal | Shoulder | B13 | 600 | 4757 | 2149.62 | 45.81 | 45.82 | 0.01 | 0
2035 | NYISO_A-F_2_NYISO_G-I | NYISO_A-F | NYISO_G-I | Internal | Shoulder | B14 | 900 | 4757 | 1686.28 | 45.77 | 45.79 | 0.01 | 0
2035 | NYISO_A-F_2_NYISO_G-I | NYISO_A-F | NYISO_G-I | Internal | Shoulder | B15 | 1203 | 4757 | 0 | 45.77 | 45.76 | 0.01 | 0
2035 | NYISO_A-F_2_NYISO_G-I | NYISO_A-F | NYISO_G-I | Internal | Summer | B1 | 10 | 4757 | 3082.94 | 73.19 | 73.2 | 0.01 | 0
2035 | NYISO_A-F_2_NYISO_G-I | NYISO_A-F | NYISO_G-I | Internal | Summer | B2 | 25 | 4757 | 2800.69 | 69.34 | 69.35 | 0.01 | 0
2035 | NYISO_A-F_2_NYISO_G-I | NYISO_A-F | NYISO_G-I | Internal | Summer | B3 | 75 | 4757 | 3016.42 | 65.37 | 65.38 | 0.01 | 0
2035 | NYISO_A-F_2_NYISO_G-I | NYISO_A-F | NYISO_G-I | Internal | Summer | B4 | 100 | 4757 | 2832.61 | 59.27 | 59.28 | 0.01 | 0
2035 | NYISO_A-F_2_NYISO_G-I | NYISO_A-F | NYISO_G-I | Internal | Summer | B5 | 200 | 4757 | 3236.52 | 55.85 | 55.86 | 0.01 | 0
2035 | NYISO_A-F_2_NYISO_G-I | NYISO_A-F | NYISO_G-I | Internal | Summer | B6 | 300 | 4757 | 3896.01 | 55.57 | 55.58 | 0.01 | 0
2035 | NYISO_A-F_2_NYISO_G-I | NYISO_A-F | NYISO_G-I | Internal | Summer | B7 | 400 | 4757 | 3045.14 | 48.78 | 48.79 | 0.01 | 0
2035 | NYISO_A-F_2_NYISO_G-I | NYISO_A-F | NYISO_G-I | Internal | Summer | B8 | 500 | 4757 | 2536.66 | 44.48 | 44.49 | 0.01 | 0
2035 | NYISO_A-F_2_NYISO_G-I | NYISO_A-F | NYISO_G-I | Internal | Summer | B9 | 800 | 4757 | 1135.88 | 42.71 | 42.73 | 0.01 | 0
2035 | NYISO_A-F_2_NYISO_G-I | NYISO_A-F | NYISO_G-I | Internal | Summer | B10 | 1262 | 4757 | 0 | 42.71 | 42.7 | 0.01 | 0
2035 | NYISO_A-F_2_NYISO_G-I | NYISO_A-F | NYISO_G-I | Internal | Winter | B16 | 25 | 4757 | 3398.19 | 56.51 | 56.52 | 0.01 | 0
2035 | NYISO_A-F_2_NYISO_G-I | NYISO_A-F | NYISO_G-I | Internal | Winter | B17 | 100 | 4757 | 3293.07 | 56.51 | 56.52 | 0.01 | 0
2035 | NYISO_A-F_2_NYISO_G-I | NYISO_A-F | NYISO_G-I | Internal | Winter | B18 | 400 | 4757 | 3388.79 | 56.51 | 56.52 | 0.01 | 0
2035 | NYISO_A-F_2_NYISO_G-I | NYISO_A-F | NYISO_G-I | Internal | Winter | B19 | 700 | 4757 | 3838.2 | 56.17 | 56.19 | 0.01 | 0
2035 | NYISO_A-F_2_NYISO_G-I | NYISO_A-F | NYISO_G-I | Internal | Winter | B20 | 935 | 4757 | 2916.64 | 53.13 | 53.14 | 0.01 | 0
2035 | NYISO_A-F_2_PJM_ROM | NYISO_A-F | PJM_ROM | Internal | Shoulder | B11 | 25 | 1000 | 1000 | 50.84 | 58.86 | 8 | 0.02
2035 | NYISO_A-F_2_PJM_ROM | NYISO_A-F | PJM_ROM | Internal | Shoulder | B12 | 200 | 1000 | 0 | 50.21 | 54.66 | 8 | 0
2035 | NYISO_A-F_2_PJM_ROM | NYISO_A-F | PJM_ROM | Internal | Shoulder | B13 | 600 | 1000 | 0 | 45.81 | 49.08 | 8 | 0
2035 | NYISO_A-F_2_PJM_ROM | NYISO_A-F | PJM_ROM | Internal | Shoulder | B14 | 900 | 1000 | 0 | 45.77 | 47.8 | 8 | 0
2035 | NYISO_A-F_2_PJM_ROM | NYISO_A-F | PJM_ROM | Internal | Shoulder | B15 | 1203 | 1000 | 0 | 45.77 | 42.37 | 8 | 0
2035 | NYISO_A-F_2_PJM_ROM | NYISO_A-F | PJM_ROM | Internal | Summer | B1 | 10 | 1000 | 265.61 | 73.19 | 81.19 | 8 | 0
2035 | NYISO_A-F_2_PJM_ROM | NYISO_A-F | PJM_ROM | Internal | Summer | B2 | 25 | 1000 | 453.76 | 69.34 | 77.34 | 8 | 0
2035 | NYISO_A-F_2_PJM_ROM | NYISO_A-F | PJM_ROM | Internal | Summer | B3 | 75 | 1000 | 1000 | 65.37 | 77.17 | 8 | 3.81
2035 | NYISO_A-F_2_PJM_ROM | NYISO_A-F | PJM_ROM | Internal | Summer | B4 | 100 | 1000 | 1000 | 59.27 | 75.21 | 8 | 7.94
2035 | NYISO_A-F_2_PJM_ROM | NYISO_A-F | PJM_ROM | Internal | Summer | B5 | 200 | 1000 | 1000 | 55.85 | 73.51 | 8 | 9.66
2035 | NYISO_A-F_2_PJM_ROM | NYISO_A-F | PJM_ROM | Internal | Summer | B6 | 300 | 1000 | 0 | 55.57 | 61.7 | 8 | 0
2035 | NYISO_A-F_2_PJM_ROM | NYISO_A-F | PJM_ROM | Internal | Summer | B7 | 400 | 1000 | 0 | 48.78 | 49.28 | 8 | 0
2035 | NYISO_A-F_2_PJM_ROM | NYISO_A-F | PJM_ROM | Internal | Summer | B8 | 500 | 1000 | 0 | 44.48 | 46.16 | 8 | 0
2035 | NYISO_A-F_2_PJM_ROM | NYISO_A-F | PJM_ROM | Internal | Summer | B9 | 800 | 1000 | 0 | 42.71 | 43.23 | 8 | 0
2035 | NYISO_A-F_2_PJM_ROM | NYISO_A-F | PJM_ROM | Internal | Summer | B10 | 1262 | 1000 | 0 | 42.71 | 39.94 | 8 | 0
2035 | NYISO_A-F_2_PJM_ROM | NYISO_A-F | PJM_ROM | Internal | Winter | B16 | 25 | 1000 | 0 | 56.51 | 55.86 | 8 | 0
2035 | NYISO_A-F_2_PJM_ROM | NYISO_A-F | PJM_ROM | Internal | Winter | B17 | 100 | 1000 | 0 | 56.51 | 55.2 | 8 | 0
2035 | NYISO_A-F_2_PJM_ROM | NYISO_A-F | PJM_ROM | Internal | Winter | B18 | 400 | 1000 | 0 | 56.51 | 52.51 | 8 | 0
2035 | NYISO_A-F_2_PJM_ROM | NYISO_A-F | PJM_ROM | Internal | Winter | B19 | 700 | 1000 | 0 | 56.17 | 50.37 | 8 | 0
2035 | NYISO_A-F_2_PJM_ROM | NYISO_A-F | PJM_ROM | Internal | Winter | B20 | 935 | 1000 | 0 | 53.13 | 39.62 | 8 | 0
2035 | NYISO_G-I_2_NEISO | NYISO_G-I | NEISO | Internal | Shoulder | B11 | 25 | 600 | 0 | 50.85 | 42.33 | 3 | 0
2035 | NYISO_G-I_2_NEISO | NYISO_G-I | NEISO | Internal | Shoulder | B12 | 200 | 600 | 0 | 50.22 | 42.33 | 3 | 0
2035 | NYISO_G-I_2_NEISO | NYISO_G-I | NEISO | Internal | Shoulder | B13 | 600 | 600 | 0 | 45.82 | 42.33 | 3 | 0
2035 | NYISO_G-I_2_NEISO | NYISO_G-I | NEISO | Internal | Shoulder | B14 | 900 | 600 | 0 | 45.79 | 42.33 | 3 | 0
2035 | NYISO_G-I_2_NEISO | NYISO_G-I | NEISO | Internal | Shoulder | B15 | 1203 | 600 | 0 | 45.76 | 42.33 | 3 | 0
2035 | NYISO_G-I_2_NEISO | NYISO_G-I | NEISO | Internal | Summer | B1 | 10 | 600 | 0 | 73.2 | 70.22 | 3 | 0
2035 | NYISO_G-I_2_NEISO | NYISO_G-I | NEISO | Internal | Summer | B2 | 25 | 600 | 0 | 69.35 | 66.35 | 3 | 0
2035 | NYISO_G-I_2_NEISO | NYISO_G-I | NEISO | Internal | Summer | B3 | 75 | 600 | 0 | 65.38 | 60.27 | 3 | 0
2035 | NYISO_G-I_2_NEISO | NYISO_G-I | NEISO | Internal | Summer | B4 | 100 | 600 | 0 | 59.28 | 53.98 | 3 | 0
2035 | NYISO_G-I_2_NEISO | NYISO_G-I | NEISO | Internal | Summer | B5 | 200 | 600 | 0 | 55.86 | 38.7 | 3 | 0
2035 | NYISO_G-I_2_NEISO | NYISO_G-I | NEISO | Internal | Summer | B6 | 300 | 600 | 0 | 55.58 | 38.7 | 3 | 0
2035 | NYISO_G-I_2_NEISO | NYISO_G-I | NEISO | Internal | Summer | B7 | 400 | 600 | 0 | 48.79 | 38.7 | 3 | 0
2035 | NYISO_G-I_2_NEISO | NYISO_G-I | NEISO | Internal | Summer | B8 | 500 | 600 | 0 | 44.49 | 38.7 | 3 | 0
2035 | NYISO_G-I_2_NEISO | NYISO_G-I | NEISO | Internal | Summer | B9 | 800 | 600 | 0 | 42.73 | 38.7 | 3 | 0
2035 | NYISO_G-I_2_NEISO | NYISO_G-I | NEISO | Internal | Summer | B10 | 1262 | 600 | 0 | 42.7 | 38.7 | 3 | 0
2035 | NYISO_G-I_2_NEISO | NYISO_G-I | NEISO | Internal | Winter | B16 | 25 | 600 | 0 | 56.52 | 53.51 | 3 | 0
2035 | NYISO_G-I_2_NEISO | NYISO_G-I | NEISO | Internal | Winter | B17 | 100 | 600 | 0 | 56.52 | 53.51 | 3 | 0
2035 | NYISO_G-I_2_NEISO | NYISO_G-I | NEISO | Internal | Winter | B18 | 400 | 600 | 0 | 56.52 | 53.51 | 3 | 0
2035 | NYISO_G-I_2_NEISO | NYISO_G-I | NEISO | Internal | Winter | B19 | 700 | 600 | 0 | 56.19 | 53.51 | 3 | 0
2035 | NYISO_G-I_2_NEISO | NYISO_G-I | NEISO | Internal | Winter | B20 | 935 | 600 | 0 | 53.14 | 53.51 | 3 | 0
2035 | NYISO_G-I_2_NYISO_A-F | NYISO_G-I | NYISO_A-F | Internal | Shoulder | B11 | 25 | 2506 | 0 | 50.85 | 50.84 | 0.01 | 0
2035 | NYISO_G-I_2_NYISO_A-F | NYISO_G-I | NYISO_A-F | Internal | Shoulder | B12 | 200 | 2506 | 0 | 50.22 | 50.21 | 0.01 | 0
2035 | NYISO_G-I_2_NYISO_A-F | NYISO_G-I | NYISO_A-F | Internal | Shoulder | B13 | 600 | 2506 | 0 | 45.82 | 45.81 | 0.01 | 0
2035 | NYISO_G-I_2_NYISO_A-F | NYISO_G-I | NYISO_A-F | Internal | Shoulder | B14 | 900 | 2506 | 0 | 45.79 | 45.77 | 0.01 | 0
2035 | NYISO_G-I_2_NYISO_A-F | NYISO_G-I | NYISO_A-F | Internal | Shoulder | B15 | 1203 | 2506 | 534.63 | 45.76 | 45.77 | 0.01 | 0
2035 | NYISO_G-I_2_NYISO_A-F | NYISO_G-I | NYISO_A-F | Internal | Summer | B1 | 10 | 2506 | 0 | 73.2 | 73.19 | 0.01 | 0
2035 | NYISO_G-I_2_NYISO_A-F | NYISO_G-I | NYISO_A-F | Internal | Summer | B2 | 25 | 2506 | 0 | 69.35 | 69.34 | 0.01 | 0
2035 | NYISO_G-I_2_NYISO_A-F | NYISO_G-I | NYISO_A-F | Internal | Summer | B3 | 75 | 2506 | 0 | 65.38 | 65.37 | 0.01 | 0
2035 | NYISO_G-I_2_NYISO_A-F | NYISO_G-I | NYISO_A-F | Internal | Summer | B4 | 100 | 2506 | 0 | 59.28 | 59.27 | 0.01 | 0
2035 | NYISO_G-I_2_NYISO_A-F | NYISO_G-I | NYISO_A-F | Internal | Summer | B5 | 200 | 2506 | 0 | 55.86 | 55.85 | 0.01 | 0
2035 | NYISO_G-I_2_NYISO_A-F | NYISO_G-I | NYISO_A-F | Internal | Summer | B6 | 300 | 2506 | 0 | 55.58 | 55.57 | 0.01 | 0
2035 | NYISO_G-I_2_NYISO_A-F | NYISO_G-I | NYISO_A-F | Internal | Summer | B7 | 400 | 2506 | 0 | 48.79 | 48.78 | 0.01 | 0
2035 | NYISO_G-I_2_NYISO_A-F | NYISO_G-I | NYISO_A-F | Internal | Summer | B8 | 500 | 2506 | 0 | 44.49 | 44.48 | 0.01 | 0
2035 | NYISO_G-I_2_NYISO_A-F | NYISO_G-I | NYISO_A-F | Internal | Summer | B9 | 800 | 2506 | 0 | 42.73 | 42.71 | 0.01 | 0
2035 | NYISO_G-I_2_NYISO_A-F | NYISO_G-I | NYISO_A-F | Internal | Summer | B10 | 1262 | 2506 | 1057.35 | 42.7 | 42.71 | 0.01 | 0
2035 | NYISO_G-I_2_NYISO_A-F | NYISO_G-I | NYISO_A-F | Internal | Winter | B16 | 25 | 2506 | 0 | 56.52 | 56.51 | 0.01 | 0
2035 | NYISO_G-I_2_NYISO_A-F | NYISO_G-I | NYISO_A-F | Internal | Winter | B17 | 100 | 2506 | 0 | 56.52 | 56.51 | 0.01 | 0
2035 | NYISO_G-I_2_NYISO_A-F | NYISO_G-I | NYISO_A-F | Internal | Winter | B18 | 400 | 2506 | 0 | 56.52 | 56.51 | 0.01 | 0
2035 | NYISO_G-I_2_NYISO_A-F | NYISO_G-I | NYISO_A-F | Internal | Winter | B19 | 700 | 2506 | 0 | 56.19 | 56.17 | 0.01 | 0
2035 | NYISO_G-I_2_NYISO_A-F | NYISO_G-I | NYISO_A-F | Internal | Winter | B20 | 935 | 2506 | 0 | 53.14 | 53.13 | 0.01 | 0
2035 | NYISO_G-I_2_NYISO_J-K | NYISO_G-I | NYISO_J-K | Internal | Shoulder | B11 | 25 | 6188 | 2836.67 | 50.85 | 50.86 | 0.01 | 0
2035 | NYISO_G-I_2_NYISO_J-K | NYISO_G-I | NYISO_J-K | Internal | Shoulder | B12 | 200 | 6188 | 3211.71 | 50.22 | 50.23 | 0.01 | 0
2035 | NYISO_G-I_2_NYISO_J-K | NYISO_G-I | NYISO_J-K | Internal | Shoulder | B13 | 600 | 6188 | 3611.51 | 45.82 | 45.83 | 0.01 | 0
2035 | NYISO_G-I_2_NYISO_J-K | NYISO_G-I | NYISO_J-K | Internal | Shoulder | B14 | 900 | 6188 | 3319.06 | 45.79 | 45.8 | 0.01 | 0
2035 | NYISO_G-I_2_NYISO_J-K | NYISO_G-I | NYISO_J-K | Internal | Shoulder | B15 | 1203 | 6188 | 1573.89 | 45.76 | 45.77 | 0.01 | 0
2035 | NYISO_G-I_2_NYISO_J-K | NYISO_G-I | NYISO_J-K | Internal | Summer | B1 | 10 | 6188 | 2426.01 | 73.2 | 73.22 | 0.01 | 0
2035 | NYISO_G-I_2_NYISO_J-K | NYISO_G-I | NYISO_J-K | Internal | Summer | B2 | 25 | 6188 | 2227.45 | 69.35 | 69.36 | 0.01 | 0
2035 | NYISO_G-I_2_NYISO_J-K | NYISO_G-I | NYISO_J-K | Internal | Summer | B3 | 75 | 6188 | 2359.99 | 65.38 | 65.39 | 0.01 | 0
2035 | NYISO_G-I_2_NYISO_J-K | NYISO_G-I | NYISO_J-K | Internal | Summer | B4 | 100 | 6188 | 2470.97 | 59.28 | 59.29 | 0.01 | 0
2035 | NYISO_G-I_2_NYISO_J-K | NYISO_G-I | NYISO_J-K | Internal | Summer | B5 | 200 | 6188 | 3023.42 | 55.86 | 55.88 | 0.01 | 0
2035 | NYISO_G-I_2_NYISO_J-K | NYISO_G-I | NYISO_J-K | Internal | Summer | B6 | 300 | 6188 | 5395.78 | 55.58 | 55.6 | 0.01 | 0
2035 | NYISO_G-I_2_NYISO_J-K | NYISO_G-I | NYISO_J-K | Internal | Summer | B7 | 400 | 6188 | 4756.35 | 48.79 | 48.8 | 0.01 | 0
2035 | NYISO_G-I_2_NYISO_J-K | NYISO_G-I | NYISO_J-K | Internal | Summer | B8 | 500 | 6188 | 4397.95 | 44.49 | 44.5 | 0.01 | 0
2035 | NYISO_G-I_2_NYISO_J-K | NYISO_G-I | NYISO_J-K | Internal | Summer | B9 | 800 | 6188 | 3224.83 | 42.73 | 42.74 | 0.01 | 0
2035 | NYISO_G-I_2_NYISO_J-K | NYISO_G-I | NYISO_J-K | Internal | Summer | B10 | 1262 | 6188 | 1531.35 | 42.7 | 42.71 | 0.01 | 0
2035 | NYISO_G-I_2_NYISO_J-K | NYISO_G-I | NYISO_J-K | Internal | Winter | B16 | 25 | 6188 | 4739.31 | 56.52 | 56.53 | 0.01 | 0
2035 | NYISO_G-I_2_NYISO_J-K | NYISO_G-I | NYISO_J-K | Internal | Winter | B17 | 100 | 6188 | 4778.32 | 56.52 | 56.53 | 0.01 | 0
2035 | NYISO_G-I_2_NYISO_J-K | NYISO_G-I | NYISO_J-K | Internal | Winter | B18 | 400 | 6188 | 4952.76 | 56.52 | 56.53 | 0.01 | 0
2035 | NYISO_G-I_2_NYISO_J-K | NYISO_G-I | NYISO_J-K | Internal | Winter | B19 | 700 | 6188 | 4994.22 | 56.19 | 56.2 | 0.01 | 0
2035 | NYISO_G-I_2_NYISO_J-K | NYISO_G-I | NYISO_J-K | Internal | Winter | B20 | 935 | 6188 | 4289.48 | 53.14 | 53.15 | 0.01 | 0
2035 | NYISO_G-I_2_PJM_E | NYISO_G-I | PJM_E | Internal | Shoulder | B11 | 25 | 1500 | 341.03 | 50.85 | 58.85 | 8 | 0
2035 | NYISO_G-I_2_PJM_E | NYISO_G-I | PJM_E | Internal | Shoulder | B12 | 200 | 1500 | 0 | 50.22 | 54.65 | 8 | 0
2035 | NYISO_G-I_2_PJM_E | NYISO_G-I | PJM_E | Internal | Shoulder | B13 | 600 | 1500 | 0 | 45.82 | 49.07 | 8 | 0
2035 | NYISO_G-I_2_PJM_E | NYISO_G-I | PJM_E | Internal | Shoulder | B14 | 900 | 1500 | 0 | 45.79 | 47.79 | 8 | 0
2035 | NYISO_G-I_2_PJM_E | NYISO_G-I | PJM_E | Internal | Shoulder | B15 | 1203 | 1500 | 0 | 45.76 | 42.38 | 8 | 0
2035 | NYISO_G-I_2_PJM_E | NYISO_G-I | PJM_E | Internal | Summer | B1 | 10 | 1500 | 270.08 | 73.2 | 81.2 | 8 | 0
2035 | NYISO_G-I_2_PJM_E | NYISO_G-I | PJM_E | Internal | Summer | B2 | 25 | 1500 | 524.06 | 69.35 | 77.35 | 8 | 0
2035 | NYISO_G-I_2_PJM_E | NYISO_G-I | PJM_E | Internal | Summer | B3 | 75 | 1500 | 1500 | 65.38 | 77.16 | 8 | 3.78
2035 | NYISO_G-I_2_PJM_E | NYISO_G-I | PJM_E | Internal | Summer | B4 | 100 | 1500 | 1500 | 59.28 | 75.2 | 8 | 7.92
2035 | NYISO_G-I_2_PJM_E | NYISO_G-I | PJM_E | Internal | Summer | B5 | 200 | 1500 | 1500 | 55.86 | 73.5 | 8 | 9.63
2035 | NYISO_G-I_2_PJM_E | NYISO_G-I | PJM_E | Internal | Summer | B6 | 300 | 1500 | 0 | 55.58 | 61.69 | 8 | 0
2035 | NYISO_G-I_2_PJM_E | NYISO_G-I | PJM_E | Internal | Summer | B7 | 400 | 1500 | 0 | 48.79 | 49.27 | 8 | 0
2035 | NYISO_G-I_2_PJM_E | NYISO_G-I | PJM_E | Internal | Summer | B8 | 500 | 1500 | 0 | 44.49 | 46.15 | 8 | 0
2035 | NYISO_G-I_2_PJM_E | NYISO_G-I | PJM_E | Internal | Summer | B9 | 800 | 1500 | 0 | 42.73 | 43.25 | 8 | 0
2035 | NYISO_G-I_2_PJM_E | NYISO_G-I | PJM_E | Internal | Summer | B10 | 1262 | 1500 | 0 | 42.7 | 39.95 | 8 | 0
2035 | NYISO_G-I_2_PJM_E | NYISO_G-I | PJM_E | Internal | Winter | B16 | 25 | 1500 | 0 | 56.52 | 55.87 | 8 | 0
2035 | NYISO_G-I_2_PJM_E | NYISO_G-I | PJM_E | Internal | Winter | B17 | 100 | 1500 | 0 | 56.52 | 55.21 | 8 | 0
2035 | NYISO_G-I_2_PJM_E | NYISO_G-I | PJM_E | Internal | Winter | B18 | 400 | 1500 | 0 | 56.52 | 52.52 | 8 | 0
2035 | NYISO_G-I_2_PJM_E | NYISO_G-I | PJM_E | Internal | Winter | B19 | 700 | 1500 | 0 | 56.19 | 50.38 | 8 | 0
2035 | NYISO_G-I_2_PJM_E | NYISO_G-I | PJM_E | Internal | Winter | B20 | 935 | 1500 | 0 | 53.14 | 39.63 | 8 | 0
2035 | NYISO_J-K_2_NEISO | NYISO_J-K | NEISO | Internal | Shoulder | B11 | 25 | 70 | 0 | 50.86 | 42.33 | 3 | 0
2035 | NYISO_J-K_2_NEISO | NYISO_J-K | NEISO | Internal | Shoulder | B12 | 200 | 70 | 0 | 50.23 | 42.33 | 3 | 0
2035 | NYISO_J-K_2_NEISO | NYISO_J-K | NEISO | Internal | Shoulder | B13 | 600 | 70 | 0 | 45.83 | 42.33 | 3 | 0
2035 | NYISO_J-K_2_NEISO | NYISO_J-K | NEISO | Internal | Shoulder | B14 | 900 | 70 | 0 | 45.8 | 42.33 | 3 | 0
2035 | NYISO_J-K_2_NEISO | NYISO_J-K | NEISO | Internal | Shoulder | B15 | 1203 | 70 | 0 | 45.77 | 42.33 | 3 | 0
2035 | NYISO_J-K_2_NEISO | NYISO_J-K | NEISO | Internal | Summer | B1 | 10 | 70 | 0 | 73.22 | 70.22 | 3 | 0
2035 | NYISO_J-K_2_NEISO | NYISO_J-K | NEISO | Internal | Summer | B2 | 25 | 70 | 0 | 69.36 | 66.35 | 3 | 0
2035 | NYISO_J-K_2_NEISO | NYISO_J-K | NEISO | Internal | Summer | B3 | 75 | 70 | 0 | 65.39 | 60.27 | 3 | 0
2035 | NYISO_J-K_2_NEISO | NYISO_J-K | NEISO | Internal | Summer | B4 | 100 | 70 | 0 | 59.29 | 53.98 | 3 | 0
2035 | NYISO_J-K_2_NEISO | NYISO_J-K | NEISO | Internal | Summer | B5 | 200 | 70 | 0 | 55.88 | 38.7 | 3 | 0
2035 | NYISO_J-K_2_NEISO | NYISO_J-K | NEISO | Internal | Summer | B6 | 300 | 70 | 0 | 55.6 | 38.7 | 3 | 0
2035 | NYISO_J-K_2_NEISO | NYISO_J-K | NEISO | Internal | Summer | B7 | 400 | 70 | 0 | 48.8 | 38.7 | 3 | 0
2035 | NYISO_J-K_2_NEISO | NYISO_J-K | NEISO | Internal | Summer | B8 | 500 | 70 | 0 | 44.5 | 38.7 | 3 | 0
2035 | NYISO_J-K_2_NEISO | NYISO_J-K | NEISO | Internal | Summer | B9 | 800 | 70 | 0 | 42.74 | 38.7 | 3 | 0
2035 | NYISO_J-K_2_NEISO | NYISO_J-K | NEISO | Internal | Summer | B10 | 1262 | 70 | 0 | 42.71 | 38.7 | 3 | 0
2035 | NYISO_J-K_2_NEISO | NYISO_J-K | NEISO | Internal | Winter | B16 | 25 | 70 | 0 | 56.53 | 53.51 | 3 | 0
2035 | NYISO_J-K_2_NEISO | NYISO_J-K | NEISO | Internal | Winter | B17 | 100 | 70 | 0 | 56.53 | 53.51 | 3 | 0
2035 | NYISO_J-K_2_NEISO | NYISO_J-K | NEISO | Internal | Winter | B18 | 400 | 70 | 0 | 56.53 | 53.51 | 3 | 0
2035 | NYISO_J-K_2_NEISO | NYISO_J-K | NEISO | Internal | Winter | B19 | 700 | 70 | 0 | 56.2 | 53.51 | 3 | 0
2035 | NYISO_J-K_2_NEISO | NYISO_J-K | NEISO | Internal | Winter | B20 | 935 | 70 | 0 | 53.15 | 53.51 | 3 | 0
2035 | NYISO_J-K_2_NYISO_G-I | NYISO_J-K | NYISO_G-I | Internal | Shoulder | B11 | 25 | 2057 | 0 | 50.86 | 50.85 | 0.01 | 0
2035 | NYISO_J-K_2_NYISO_G-I | NYISO_J-K | NYISO_G-I | Internal | Shoulder | B12 | 200 | 2057 | 0 | 50.23 | 50.22 | 0.01 | 0
2035 | NYISO_J-K_2_NYISO_G-I | NYISO_J-K | NYISO_G-I | Internal | Shoulder | B13 | 600 | 2057 | 0 | 45.83 | 45.82 | 0.01 | 0
2035 | NYISO_J-K_2_NYISO_G-I | NYISO_J-K | NYISO_G-I | Internal | Shoulder | B14 | 900 | 2057 | 0 | 45.8 | 45.79 | 0.01 | 0
2035 | NYISO_J-K_2_NYISO_G-I | NYISO_J-K | NYISO_G-I | Internal | Shoulder | B15 | 1203 | 2057 | 0 | 45.77 | 45.76 | 0.01 | 0
2035 | NYISO_J-K_2_NYISO_G-I | NYISO_J-K | NYISO_G-I | Internal | Summer | B1 | 10 | 2057 | 0 | 73.22 | 73.2 | 0.01 | 0
2035 | NYISO_J-K_2_NYISO_G-I | NYISO_J-K | NYISO_G-I | Internal | Summer | B2 | 25 | 2057 | 0 | 69.36 | 69.35 | 0.01 | 0
2035 | NYISO_J-K_2_NYISO_G-I | NYISO_J-K | NYISO_G-I | Internal | Summer | B3 | 75 | 2057 | 0 | 65.39 | 65.38 | 0.01 | 0
2035 | NYISO_J-K_2_NYISO_G-I | NYISO_J-K | NYISO_G-I | Internal | Summer | B4 | 100 | 2057 | 0 | 59.29 | 59.28 | 0.01 | 0
2035 | NYISO_J-K_2_NYISO_G-I | NYISO_J-K | NYISO_G-I | Internal | Summer | B5 | 200 | 2057 | 0 | 55.88 | 55.86 | 0.01 | 0
2035 | NYISO_J-K_2_NYISO_G-I | NYISO_J-K | NYISO_G-I | Internal | Summer | B6 | 300 | 2057 | 0 | 55.6 | 55.58 | 0.01 | 0
2035 | NYISO_J-K_2_NYISO_G-I | NYISO_J-K | NYISO_G-I | Internal | Summer | B7 | 400 | 2057 | 0 | 48.8 | 48.79 | 0.01 | 0
2035 | NYISO_J-K_2_NYISO_G-I | NYISO_J-K | NYISO_G-I | Internal | Summer | B8 | 500 | 2057 | 0 | 44.5 | 44.49 | 0.01 | 0
2035 | NYISO_J-K_2_NYISO_G-I | NYISO_J-K | NYISO_G-I | Internal | Summer | B9 | 800 | 2057 | 0 | 42.74 | 42.73 | 0.01 | 0
2035 | NYISO_J-K_2_NYISO_G-I | NYISO_J-K | NYISO_G-I | Internal | Summer | B10 | 1262 | 2057 | 0 | 42.71 | 42.7 | 0.01 | 0
2035 | NYISO_J-K_2_NYISO_G-I | NYISO_J-K | NYISO_G-I | Internal | Winter | B16 | 25 | 2057 | 0 | 56.53 | 56.52 | 0.01 | 0
2035 | NYISO_J-K_2_NYISO_G-I | NYISO_J-K | NYISO_G-I | Internal | Winter | B17 | 100 | 2057 | 0 | 56.53 | 56.52 | 0.01 | 0
2035 | NYISO_J-K_2_NYISO_G-I | NYISO_J-K | NYISO_G-I | Internal | Winter | B18 | 400 | 2057 | 0 | 56.53 | 56.52 | 0.01 | 0
2035 | NYISO_J-K_2_NYISO_G-I | NYISO_J-K | NYISO_G-I | Internal | Winter | B19 | 700 | 2057 | 0 | 56.2 | 56.19 | 0.01 | 0
2035 | NYISO_J-K_2_NYISO_G-I | NYISO_J-K | NYISO_G-I | Internal | Winter | B20 | 935 | 2057 | 0 | 53.15 | 53.14 | 0.01 | 0
2035 | NYISO_J-K_2_PJM_E | NYISO_J-K | PJM_E | Internal | Shoulder | B11 | 25 | 330 | 0 | 50.86 | 58.85 | 8 | 0
2035 | NYISO_J-K_2_PJM_E | NYISO_J-K | PJM_E | Internal | Shoulder | B12 | 200 | 330 | 0 | 50.23 | 54.65 | 8 | 0
2035 | NYISO_J-K_2_PJM_E | NYISO_J-K | PJM_E | Internal | Shoulder | B13 | 600 | 330 | 0 | 45.83 | 49.07 | 8 | 0
2035 | NYISO_J-K_2_PJM_E | NYISO_J-K | PJM_E | Internal | Shoulder | B14 | 900 | 330 | 0 | 45.8 | 47.79 | 8 | 0
2035 | NYISO_J-K_2_PJM_E | NYISO_J-K | PJM_E | Internal | Shoulder | B15 | 1203 | 330 | 0 | 45.77 | 42.38 | 8 | 0
2035 | NYISO_J-K_2_PJM_E | NYISO_J-K | PJM_E | Internal | Summer | B1 | 10 | 330 | 0 | 73.22 | 81.2 | 8 | 0
2035 | NYISO_J-K_2_PJM_E | NYISO_J-K | PJM_E | Internal | Summer | B2 | 25 | 330 | 0 | 69.36 | 77.35 | 8 | 0
2035 | NYISO_J-K_2_PJM_E | NYISO_J-K | PJM_E | Internal | Summer | B3 | 75 | 330 | 330 | 65.39 | 77.16 | 8 | 3.77
2035 | NYISO_J-K_2_PJM_E | NYISO_J-K | PJM_E | Internal | Summer | B4 | 100 | 330 | 330 | 59.29 | 75.2 | 8 | 7.9
2035 | NYISO_J-K_2_PJM_E | NYISO_J-K | PJM_E | Internal | Summer | B5 | 200 | 330 | 330 | 55.88 | 73.5 | 8 | 9.62
2035 | NYISO_J-K_2_PJM_E | NYISO_J-K | PJM_E | Internal | Summer | B6 | 300 | 330 | 0 | 55.6 | 61.69 | 8 | 0
2035 | NYISO_J-K_2_PJM_E | NYISO_J-K | PJM_E | Internal | Summer | B7 | 400 | 330 | 0 | 48.8 | 49.27 | 8 | 0
2035 | NYISO_J-K_2_PJM_E | NYISO_J-K | PJM_E | Internal | Summer | B8 | 500 | 330 | 0 | 44.5 | 46.15 | 8 | 0
2035 | NYISO_J-K_2_PJM_E | NYISO_J-K | PJM_E | Internal | Summer | B9 | 800 | 330 | 0 | 42.74 | 43.25 | 8 | 0
2035 | NYISO_J-K_2_PJM_E | NYISO_J-K | PJM_E | Internal | Summer | B10 | 1262 | 330 | 0 | 42.71 | 39.95 | 8 | 0
2035 | NYISO_J-K_2_PJM_E | NYISO_J-K | PJM_E | Internal | Winter | B16 | 25 | 330 | 0 | 56.53 | 55.87 | 8 | 0
2035 | NYISO_J-K_2_PJM_E | NYISO_J-K | PJM_E | Internal | Winter | B17 | 100 | 330 | 0 | 56.53 | 55.21 | 8 | 0
2035 | NYISO_J-K_2_PJM_E | NYISO_J-K | PJM_E | Internal | Winter | B18 | 400 | 330 | 0 | 56.53 | 52.52 | 8 | 0
2035 | NYISO_J-K_2_PJM_E | NYISO_J-K | PJM_E | Internal | Winter | B19 | 700 | 330 | 0 | 56.2 | 50.38 | 8 | 0
2035 | NYISO_J-K_2_PJM_E | NYISO_J-K | PJM_E | Internal | Winter | B20 | 935 | 330 | 0 | 53.15 | 39.63 | 8 | 0
2035 | PJM_E_2_NYISO_G-I | PJM_E | NYISO_G-I | Internal | Shoulder | B11 | 25 | 500 | 0 | 58.85 | 50.85 | 6 | 0
2035 | PJM_E_2_NYISO_G-I | PJM_E | NYISO_G-I | Internal | Shoulder | B12 | 200 | 500 | 0 | 54.65 | 50.22 | 6 | 0
2035 | PJM_E_2_NYISO_G-I | PJM_E | NYISO_G-I | Internal | Shoulder | B13 | 600 | 500 | 0 | 49.07 | 45.82 | 6 | 0
2035 | PJM_E_2_NYISO_G-I | PJM_E | NYISO_G-I | Internal | Shoulder | B14 | 900 | 500 | 0 | 47.79 | 45.79 | 6 | 0
2035 | PJM_E_2_NYISO_G-I | PJM_E | NYISO_G-I | Internal | Shoulder | B15 | 1203 | 500 | 0 | 42.38 | 45.76 | 6 | 0
2035 | PJM_E_2_NYISO_G-I | PJM_E | NYISO_G-I | Internal | Summer | B1 | 10 | 500 | 0 | 81.2 | 73.2 | 6 | 0
2035 | PJM_E_2_NYISO_G-I | PJM_E | NYISO_G-I | Internal | Summer | B2 | 25 | 500 | 0 | 77.35 | 69.35 | 6 | 0
2035 | PJM_E_2_NYISO_G-I | PJM_E | NYISO_G-I | Internal | Summer | B3 | 75 | 500 | 0 | 77.16 | 65.38 | 6 | 0
2035 | PJM_E_2_NYISO_G-I | PJM_E | NYISO_G-I | Internal | Summer | B4 | 100 | 500 | 0 | 75.2 | 59.28 | 6 | 0
2035 | PJM_E_2_NYISO_G-I | PJM_E | NYISO_G-I | Internal | Summer | B5 | 200 | 500 | 0 | 73.5 | 55.86 | 6 | 0
2035 | PJM_E_2_NYISO_G-I | PJM_E | NYISO_G-I | Internal | Summer | B6 | 300 | 500 | 0 | 61.69 | 55.58 | 6 | 0
2035 | PJM_E_2_NYISO_G-I | PJM_E | NYISO_G-I | Internal | Summer | B7 | 400 | 500 | 0 | 49.27 | 48.79 | 6 | 0
2035 | PJM_E_2_NYISO_G-I | PJM_E | NYISO_G-I | Internal | Summer | B8 | 500 | 500 | 0 | 46.15 | 44.49 | 6 | 0
2035 | PJM_E_2_NYISO_G-I | PJM_E | NYISO_G-I | Internal | Summer | B9 | 800 | 500 | 0 | 43.25 | 42.73 | 6 | 0
2035 | PJM_E_2_NYISO_G-I | PJM_E | NYISO_G-I | Internal | Summer | B10 | 1262 | 500 | 0 | 39.95 | 42.7 | 6 | 0
2035 | PJM_E_2_NYISO_G-I | PJM_E | NYISO_G-I | Internal | Winter | B16 | 25 | 500 | 0 | 55.87 | 56.52 | 6 | 0
2035 | PJM_E_2_NYISO_G-I | PJM_E | NYISO_G-I | Internal | Winter | B17 | 100 | 500 | 0 | 55.21 | 56.52 | 6 | 0
2035 | PJM_E_2_NYISO_G-I | PJM_E | NYISO_G-I | Internal | Winter | B18 | 400 | 500 | 0 | 52.52 | 56.52 | 6 | 0
2035 | PJM_E_2_NYISO_G-I | PJM_E | NYISO_G-I | Internal | Winter | B19 | 700 | 500 | 0 | 50.38 | 56.19 | 6 | 0
2035 | PJM_E_2_NYISO_G-I | PJM_E | NYISO_G-I | Internal | Winter | B20 | 935 | 500 | 500 | 39.63 | 53.14 | 6 | 7.51
2035 | PJM_E_2_NYISO_J-K | PJM_E | NYISO_J-K | Internal | Shoulder | B11 | 25 | 330 | 0 | 58.85 | 50.86 | 6 | 0
2035 | PJM_E_2_NYISO_J-K | PJM_E | NYISO_J-K | Internal | Shoulder | B12 | 200 | 330 | 0 | 54.65 | 50.23 | 6 | 0
2035 | PJM_E_2_NYISO_J-K | PJM_E | NYISO_J-K | Internal | Shoulder | B13 | 600 | 330 | 0 | 49.07 | 45.83 | 6 | 0
2035 | PJM_E_2_NYISO_J-K | PJM_E | NYISO_J-K | Internal | Shoulder | B14 | 900 | 330 | 0 | 47.79 | 45.8 | 6 | 0
2035 | PJM_E_2_NYISO_J-K | PJM_E | NYISO_J-K | Internal | Shoulder | B15 | 1203 | 330 | 0 | 42.38 | 45.77 | 6 | 0
2035 | PJM_E_2_NYISO_J-K | PJM_E | NYISO_J-K | Internal | Summer | B1 | 10 | 330 | 0 | 81.2 | 73.22 | 6 | 0
2035 | PJM_E_2_NYISO_J-K | PJM_E | NYISO_J-K | Internal | Summer | B2 | 25 | 330 | 0 | 77.35 | 69.36 | 6 | 0
2035 | PJM_E_2_NYISO_J-K | PJM_E | NYISO_J-K | Internal | Summer | B3 | 75 | 330 | 0 | 77.16 | 65.39 | 6 | 0
2035 | PJM_E_2_NYISO_J-K | PJM_E | NYISO_J-K | Internal | Summer | B4 | 100 | 330 | 0 | 75.2 | 59.29 | 6 | 0
2035 | PJM_E_2_NYISO_J-K | PJM_E | NYISO_J-K | Internal | Summer | B5 | 200 | 330 | 0 | 73.5 | 55.88 | 6 | 0
2035 | PJM_E_2_NYISO_J-K | PJM_E | NYISO_J-K | Internal | Summer | B6 | 300 | 330 | 0 | 61.69 | 55.6 | 6 | 0
2035 | PJM_E_2_NYISO_J-K | PJM_E | NYISO_J-K | Internal | Summer | B7 | 400 | 330 | 0 | 49.27 | 48.8 | 6 | 0
2035 | PJM_E_2_NYISO_J-K | PJM_E | NYISO_J-K | Internal | Summer | B8 | 500 | 330 | 0 | 46.15 | 44.5 | 6 | 0
2035 | PJM_E_2_NYISO_J-K | PJM_E | NYISO_J-K | Internal | Summer | B9 | 800 | 330 | 0 | 43.25 | 42.74 | 6 | 0
2035 | PJM_E_2_NYISO_J-K | PJM_E | NYISO_J-K | Internal | Summer | B10 | 1262 | 330 | 0 | 39.95 | 42.71 | 6 | 0
2035 | PJM_E_2_NYISO_J-K | PJM_E | NYISO_J-K | Internal | Winter | B16 | 25 | 330 | 0 | 55.87 | 56.53 | 6 | 0
2035 | PJM_E_2_NYISO_J-K | PJM_E | NYISO_J-K | Internal | Winter | B17 | 100 | 330 | 0 | 55.21 | 56.53 | 6 | 0
2035 | PJM_E_2_NYISO_J-K | PJM_E | NYISO_J-K | Internal | Winter | B18 | 400 | 330 | 0 | 52.52 | 56.53 | 6 | 0
2035 | PJM_E_2_NYISO_J-K | PJM_E | NYISO_J-K | Internal | Winter | B19 | 700 | 330 | 0 | 50.38 | 56.2 | 6 | 0
2035 | PJM_E_2_NYISO_J-K | PJM_E | NYISO_J-K | Internal | Winter | B20 | 935 | 330 | 330 | 39.63 | 53.15 | 6 | 7.52
2035 | PJM_E_2_PJM_ROM | PJM_E | PJM_ROM | Internal | Shoulder | B11 | 25 | 8000 | 5540.77 | 58.85 | 58.86 | 0.01 | 0
2035 | PJM_E_2_PJM_ROM | PJM_E | PJM_ROM | Internal | Shoulder | B12 | 200 | 8000 | 3061.27 | 54.65 | 54.66 | 0.01 | 0
2035 | PJM_E_2_PJM_ROM | PJM_E | PJM_ROM | Internal | Shoulder | B13 | 600 | 8000 | 4222.08 | 49.07 | 49.08 | 0.01 | 0
2035 | PJM_E_2_PJM_ROM | PJM_E | PJM_ROM | Internal | Shoulder | B14 | 900 | 8000 | 2442.6 | 47.79 | 47.8 | 0.01 | 0
2035 | PJM_E_2_PJM_ROM | PJM_E | PJM_ROM | Internal | Shoulder | B15 | 1203 | 8000 | 0 | 42.38 | 42.37 | 0.01 | 0
2035 | PJM_E_2_PJM_ROM | PJM_E | PJM_ROM | Internal | Summer | B1 | 10 | 8000 | 0 | 81.2 | 81.19 | 0.01 | 0
2035 | PJM_E_2_PJM_ROM | PJM_E | PJM_ROM | Internal | Summer | B2 | 25 | 8000 | 0 | 77.35 | 77.34 | 0.01 | 0
2035 | PJM_E_2_PJM_ROM | PJM_E | PJM_ROM | Internal | Summer | B3 | 75 | 8000 | 2003.22 | 77.16 | 77.17 | 0.01 | 0
2035 | PJM_E_2_PJM_ROM | PJM_E | PJM_ROM | Internal | Summer | B4 | 100 | 8000 | 4203.85 | 75.2 | 75.21 | 0.01 | 0
2035 | PJM_E_2_PJM_ROM | PJM_E | PJM_ROM | Internal | Summer | B5 | 200 | 8000 | 5417.39 | 73.5 | 73.51 | 0.01 | 0
2035 | PJM_E_2_PJM_ROM | PJM_E | PJM_ROM | Internal | Summer | B6 | 300 | 8000 | 1153.17 | 61.69 | 61.7 | 0.01 | 0
2035 | PJM_E_2_PJM_ROM | PJM_E | PJM_ROM | Internal | Summer | B7 | 400 | 8000 | 1800.75 | 49.27 | 49.28 | 0.01 | 0
2035 | PJM_E_2_PJM_ROM | PJM_E | PJM_ROM | Internal | Summer | B8 | 500 | 8000 | 1532.55 | 46.15 | 46.16 | 0.01 | 0
2035 | PJM_E_2_PJM_ROM | PJM_E | PJM_ROM | Internal | Summer | B9 | 800 | 8000 | 0 | 43.25 | 43.23 | 0.01 | 0
2035 | PJM_E_2_PJM_ROM | PJM_E | PJM_ROM | Internal | Summer | B10 | 1262 | 8000 | 0 | 39.95 | 39.94 | 0.01 | 0
2035 | PJM_E_2_PJM_ROM | PJM_E | PJM_ROM | Internal | Winter | B16 | 25 | 8000 | 0 | 55.87 | 55.86 | 0.01 | 0
2035 | PJM_E_2_PJM_ROM | PJM_E | PJM_ROM | Internal | Winter | B17 | 100 | 8000 | 0 | 55.21 | 55.2 | 0.01 | 0
2035 | PJM_E_2_PJM_ROM | PJM_E | PJM_ROM | Internal | Winter | B18 | 400 | 8000 | 0 | 52.52 | 52.51 | 0.01 | 0
2035 | PJM_E_2_PJM_ROM | PJM_E | PJM_ROM | Internal | Winter | B19 | 700 | 8000 | 0 | 50.38 | 50.37 | 0.01 | 0
2035 | PJM_E_2_PJM_ROM | PJM_E | PJM_ROM | Internal | Winter | B20 | 935 | 8000 | 0 | 39.63 | 39.62 | 0.01 | 0
2035 | PJM_ROR_2_MISO_IN | PJM_ROR | MISO_IN | Internal | Shoulder | B11 | 25 | 909 | 909 | 58.87 | 65.87 | 2 | 5
2035 | PJM_ROR_2_MISO_IN | PJM_ROR | MISO_IN | Internal | Shoulder | B12 | 200 | 909 | 0 | 54.65 | 56.64 | 2 | 0
2035 | PJM_ROR_2_MISO_IN | PJM_ROR | MISO_IN | Internal | Shoulder | B13 | 600 | 909 | 0 | 49.09 | 51.08 | 2 | 0
2035 | PJM_ROR_2_MISO_IN | PJM_ROR | MISO_IN | Internal | Shoulder | B14 | 900 | 909 | 0 | 47.79 | 49.34 | 2 | 0
2035 | PJM_ROR_2_MISO_IN | PJM_ROR | MISO_IN | Internal | Shoulder | B15 | 1203 | 909 | 0 | 42.35 | 44.08 | 2 | 0
2035 | PJM_ROR_2_MISO_IN | PJM_ROR | MISO_IN | Internal | Summer | B1 | 10 | 909 | 0 | 81.18 | 83.17 | 2 | 0
2035 | PJM_ROR_2_MISO_IN | PJM_ROR | MISO_IN | Internal | Summer | B2 | 25 | 909 | 909 | 77.33 | 80.7 | 2 | 1.38
2035 | PJM_ROR_2_MISO_IN | PJM_ROR | MISO_IN | Internal | Summer | B3 | 75 | 909 | 283.09 | 77.18 | 79.18 | 2 | 0
2035 | PJM_ROR_2_MISO_IN | PJM_ROR | MISO_IN | Internal | Summer | B4 | 100 | 909 | 319.86 | 75.22 | 77.22 | 2 | 0
2035 | PJM_ROR_2_MISO_IN | PJM_ROR | MISO_IN | Internal | Summer | B5 | 200 | 909 | 909 | 73.52 | 75.53 | 2 | 0.01
2035 | PJM_ROR_2_MISO_IN | PJM_ROR | MISO_IN | Internal | Summer | B6 | 300 | 909 | 890.96 | 61.71 | 63.71 | 2 | 0
2035 | PJM_ROR_2_MISO_IN | PJM_ROR | MISO_IN | Internal | Summer | B7 | 400 | 909 | 0 | 49.27 | 51.26 | 2 | 0
2035 | PJM_ROR_2_MISO_IN | PJM_ROR | MISO_IN | Internal | Summer | B8 | 500 | 909 | 0 | 46.15 | 46.16 | 2 | 0
2035 | PJM_ROR_2_MISO_IN | PJM_ROR | MISO_IN | Internal | Summer | B9 | 800 | 909 | 0 | 43.22 | 42.76 | 2 | 0
2035 | PJM_ROR_2_MISO_IN | PJM_ROR | MISO_IN | Internal | Summer | B10 | 1262 | 909 | 479.3 | 39.93 | 41.93 | 2 | 0
2035 | PJM_ROR_2_MISO_IN | PJM_ROR | MISO_IN | Internal | Winter | B16 | 25 | 909 | 909 | 55.85 | 59.03 | 2 | 1.18
2035 | PJM_ROR_2_MISO_IN | PJM_ROR | MISO_IN | Internal | Winter | B17 | 100 | 909 | 155.43 | 55.19 | 57.19 | 2 | 0
2035 | PJM_ROR_2_MISO_IN | PJM_ROR | MISO_IN | Internal | Winter | B18 | 400 | 909 | 0 | 52.5 | 54.49 | 2 | 0
2035 | PJM_ROR_2_MISO_IN | PJM_ROR | MISO_IN | Internal | Winter | B19 | 700 | 909 | 0 | 50.35 | 51.64 | 2 | 0
2035 | PJM_ROR_2_MISO_IN | PJM_ROR | MISO_IN | Internal | Winter | B20 | 935 | 909 | 909 | 39.61 | 41.62 | 2 | 0.01
2035 | PJM_ROR_2_MISO_MI | PJM_ROR | MISO_MI | Internal | Shoulder | B11 | 25 | 1305 | 1305 | 58.87 | 61.16 | 2 | 0.28
2035 | PJM_ROR_2_MISO_MI | PJM_ROR | MISO_MI | Internal | Shoulder | B12 | 200 | 1305 | 898.37 | 54.65 | 56.65 | 2 | 0
2035 | PJM_ROR_2_MISO_MI | PJM_ROR | MISO_MI | Internal | Shoulder | B13 | 600 | 1305 | 1196.57 | 49.09 | 51.09 | 2 | 0
2035 | PJM_ROR_2_MISO_MI | PJM_ROR | MISO_MI | Internal | Shoulder | B14 | 900 | 1305 | 0 | 47.79 | 49.35 | 2 | 0
2035 | PJM_ROR_2_MISO_MI | PJM_ROR | MISO_MI | Internal | Shoulder | B15 | 1203 | 1305 | 0 | 42.35 | 44.09 | 2 | 0
2035 | PJM_ROR_2_MISO_MI | PJM_ROR | MISO_MI | Internal | Summer | B1 | 10 | 1305 | 1272.26 | 81.18 | 83.18 | 2 | 0
2035 | PJM_ROR_2_MISO_MI | PJM_ROR | MISO_MI | Internal | Summer | B2 | 25 | 1305 | 1305 | 77.33 | 80.71 | 2 | 1.39
2035 | PJM_ROR_2_MISO_MI | PJM_ROR | MISO_MI | Internal | Summer | B3 | 75 | 1305 | 0 | 77.18 | 79.17 | 2 | 0
2035 | PJM_ROR_2_MISO_MI | PJM_ROR | MISO_MI | Internal | Summer | B4 | 100 | 1305 | 0 | 75.22 | 77.21 | 2 | 0
2035 | PJM_ROR_2_MISO_MI | PJM_ROR | MISO_MI | Internal | Summer | B5 | 200 | 1305 | 132.87 | 73.52 | 75.52 | 2 | 0
2035 | PJM_ROR_2_MISO_MI | PJM_ROR | MISO_MI | Internal | Summer | B6 | 300 | 1305 | 0 | 61.71 | 63.7 | 2 | 0
2035 | PJM_ROR_2_MISO_MI | PJM_ROR | MISO_MI | Internal | Summer | B7 | 400 | 1305 | 180.81 | 49.27 | 51.27 | 2 | 0
2035 | PJM_ROR_2_MISO_MI | PJM_ROR | MISO_MI | Internal | Summer | B8 | 500 | 1305 | 0 | 46.15 | 46.17 | 2 | 0
2035 | PJM_ROR_2_MISO_MI | PJM_ROR | MISO_MI | Internal | Summer | B9 | 800 | 1305 | 0 | 43.22 | 42.77 | 2 | 0
2035 | PJM_ROR_2_MISO_MI | PJM_ROR | MISO_MI | Internal | Summer | B10 | 1262 | 1305 | 1305 | 39.93 | 41.94 | 2 | 0.01
2035 | PJM_ROR_2_MISO_MI | PJM_ROR | MISO_MI | Internal | Winter | B16 | 25 | 1305 | 1305 | 55.85 | 59.02 | 2 | 1.17
2035 | PJM_ROR_2_MISO_MI | PJM_ROR | MISO_MI | Internal | Winter | B17 | 100 | 1305 | 1305 | 55.19 | 57.2 | 2 | 0.01
2035 | PJM_ROR_2_MISO_MI | PJM_ROR | MISO_MI | Internal | Winter | B18 | 400 | 1305 | 1237.57 | 52.5 | 54.5 | 2 | 0
2035 | PJM_ROR_2_MISO_MI | PJM_ROR | MISO_MI | Internal | Winter | B19 | 700 | 1305 | 0 | 50.35 | 51.65 | 2 | 0
2035 | PJM_ROR_2_MISO_MI | PJM_ROR | MISO_MI | Internal | Winter | B20 | 935 | 1305 | 1305 | 39.61 | 41.63 | 2 | 0.02
2035 | PJM_ROR_2_MISO_MO-IL | PJM_ROR | MISO_MO-IL | Internal | Shoulder | B11 | 25 | 1111 | 1111 | 58.87 | 65.89 | 2 | 5.01
2035 | PJM_ROR_2_MISO_MO-IL | PJM_ROR | MISO_MO-IL | Internal | Shoulder | B12 | 200 | 1111 | 0 | 54.65 | 56.63 | 2 | 0
2035 | PJM_ROR_2_MISO_MO-IL | PJM_ROR | MISO_MO-IL | Internal | Shoulder | B13 | 600 | 1111 | 0 | 49.09 | 51.07 | 2 | 0
2035 | PJM_ROR_2_MISO_MO-IL | PJM_ROR | MISO_MO-IL | Internal | Shoulder | B14 | 900 | 1111 | 0 | 47.79 | 49.33 | 2 | 0
2035 | PJM_ROR_2_MISO_MO-IL | PJM_ROR | MISO_MO-IL | Internal | Shoulder | B15 | 1203 | 1111 | 0 | 42.35 | 43.81 | 2 | 0
2035 | PJM_ROR_2_MISO_MO-IL | PJM_ROR | MISO_MO-IL | Internal | Summer | B1 | 10 | 1111 | 1089.38 | 81.18 | 83.18 | 2 | 0
2035 | PJM_ROR_2_MISO_MO-IL | PJM_ROR | MISO_MO-IL | Internal | Summer | B2 | 25 | 1111 | 1111 | 77.33 | 80.71 | 2 | 1.39
2035 | PJM_ROR_2_MISO_MO-IL | PJM_ROR | MISO_MO-IL | Internal | Summer | B3 | 75 | 1111 | 128.4 | 77.18 | 79.18 | 2 | 0
2035 | PJM_ROR_2_MISO_MO-IL | PJM_ROR | MISO_MO-IL | Internal | Summer | B4 | 100 | 1111 | 1111 | 75.22 | 77.23 | 2 | 0.01
2035 | PJM_ROR_2_MISO_MO-IL | PJM_ROR | MISO_MO-IL | Internal | Summer | B5 | 200 | 1111 | 1111 | 73.52 | 75.54 | 2 | 0.02
2035 | PJM_ROR_2_MISO_MO-IL | PJM_ROR | MISO_MO-IL | Internal | Summer | B6 | 300 | 1111 | 1111 | 61.71 | 63.72 | 2 | 0.01
2035 | PJM_ROR_2_MISO_MO-IL | PJM_ROR | MISO_MO-IL | Internal | Summer | B7 | 400 | 1111 | 116.53 | 49.27 | 51.27 | 2 | 0
2035 | PJM_ROR_2_MISO_MO-IL | PJM_ROR | MISO_MO-IL | Internal | Summer | B8 | 500 | 1111 | 0 | 46.15 | 46.15 | 2 | 0
2035 | PJM_ROR_2_MISO_MO-IL | PJM_ROR | MISO_MO-IL | Internal | Summer | B9 | 800 | 1111 | 0 | 43.22 | 42.74 | 2 | 0
2035 | PJM_ROR_2_MISO_MO-IL | PJM_ROR | MISO_MO-IL | Internal | Summer | B10 | 1262 | 1111 | 0 | 39.93 | 41.07 | 2 | 0
2035 | PJM_ROR_2_MISO_MO-IL | PJM_ROR | MISO_MO-IL | Internal | Winter | B16 | 25 | 1111 | 241.25 | 55.85 | 57.85 | 2 | 0
2035 | PJM_ROR_2_MISO_MO-IL | PJM_ROR | MISO_MO-IL | Internal | Winter | B17 | 100 | 1111 | 0 | 55.19 | 55.18 | 2 | 0
2035 | PJM_ROR_2_MISO_MO-IL | PJM_ROR | MISO_MO-IL | Internal | Winter | B18 | 400 | 1111 | 0 | 52.5 | 54.48 | 2 | 0
2035 | PJM_ROR_2_MISO_MO-IL | PJM_ROR | MISO_MO-IL | Internal | Winter | B19 | 700 | 1111 | 0 | 50.35 | 51.63 | 2 | 0
2035 | PJM_ROR_2_MISO_MO-IL | PJM_ROR | MISO_MO-IL | Internal | Winter | B20 | 935 | 1111 | 220.37 | 39.61 | 41.61 | 2 | 0
2035 | PJM_ROR_2_MISO_W | PJM_ROR | MISO_W | Internal | Shoulder | B11 | 25 | 709 | 709 | 58.87 | 65.87 | 2 | 5
2035 | PJM_ROR_2_MISO_W | PJM_ROR | MISO_W | Internal | Shoulder | B12 | 200 | 709 | 0 | 54.65 | 56.61 | 2 | 0
2035 | PJM_ROR_2_MISO_W | PJM_ROR | MISO_W | Internal | Shoulder | B13 | 600 | 709 | 0 | 49.09 | 51.05 | 2 | 0
2035 | PJM_ROR_2_MISO_W | PJM_ROR | MISO_W | Internal | Shoulder | B14 | 900 | 709 | 0 | 47.79 | 49.31 | 2 | 0
2035 | PJM_ROR_2_MISO_W | PJM_ROR | MISO_W | Internal | Shoulder | B15 | 1203 | 709 | 0 | 42.35 | 43.79 | 2 | 0
2035 | PJM_ROR_2_MISO_W | PJM_ROR | MISO_W | Internal | Summer | B1 | 10 | 709 | 247.18 | 81.18 | 83.18 | 2 | 0
2035 | PJM_ROR_2_MISO_W | PJM_ROR | MISO_W | Internal | Summer | B2 | 25 | 709 | 709 | 77.33 | 80.73 | 2 | 1.4
2035 | PJM_ROR_2_MISO_W | PJM_ROR | MISO_W | Internal | Summer | B3 | 75 | 709 | 709 | 77.18 | 81.39 | 2 | 2.21
2035 | PJM_ROR_2_MISO_W | PJM_ROR | MISO_W | Internal | Summer | B4 | 100 | 709 | 709 | 75.22 | 80.22 | 2 | 3
2035 | PJM_ROR_2_MISO_W | PJM_ROR | MISO_W | Internal | Summer | B5 | 200 | 709 | 709 | 73.52 | 80.22 | 2 | 4.7
2035 | PJM_ROR_2_MISO_W | PJM_ROR | MISO_W | Internal | Summer | B6 | 300 | 709 | 709 | 61.71 | 64.72 | 2 | 1.01
2035 | PJM_ROR_2_MISO_W | PJM_ROR | MISO_W | Internal | Summer | B7 | 400 | 709 | 27.56 | 49.27 | 51.27 | 2 | 0
2035 | PJM_ROR_2_MISO_W | PJM_ROR | MISO_W | Internal | Summer | B8 | 500 | 709 | 0 | 46.15 | 46.13 | 2 | 0
2035 | PJM_ROR_2_MISO_W | PJM_ROR | MISO_W | Internal | Summer | B9 | 800 | 709 | 0 | 43.22 | 42.73 | 2 | 0
2035 | PJM_ROR_2_MISO_W | PJM_ROR | MISO_W | Internal | Summer | B10 | 1262 | 709 | 0 | 39.93 | 41.06 | 2 | 0
2035 | PJM_ROR_2_MISO_W | PJM_ROR | MISO_W | Internal | Winter | B16 | 25 | 709 | 0 | 55.85 | 57.5 | 2 | 0
2035 | PJM_ROR_2_MISO_W | PJM_ROR | MISO_W | Internal | Winter | B17 | 100 | 709 | 0 | 55.19 | 55.17 | 2 | 0
2035 | PJM_ROR_2_MISO_W | PJM_ROR | MISO_W | Internal | Winter | B18 | 400 | 709 | 0 | 52.5 | 54.46 | 2 | 0
2035 | PJM_ROR_2_MISO_W | PJM_ROR | MISO_W | Internal | Winter | B19 | 700 | 709 | 0 | 50.35 | 51.63 | 2 | 0
2035 | PJM_ROR_2_MISO_W | PJM_ROR | MISO_W | Internal | Winter | B20 | 935 | 709 | 0 | 39.61 | 41.59 | 2 | 0
2035 | PJM_ROR_2_MISO_WUMS | PJM_ROR | MISO_WUMS | Internal | Shoulder | B11 | 25 | 1467 | 1467 | 58.87 | 61.15 | 2 | 0.27
2035 | PJM_ROR_2_MISO_WUMS | PJM_ROR | MISO_WUMS | Internal | Shoulder | B12 | 200 | 1467 | 0 | 54.65 | 56.63 | 2 | 0
2035 | PJM_ROR_2_MISO_WUMS | PJM_ROR | MISO_WUMS | Internal | Shoulder | B13 | 600 | 1467 | 0 | 49.09 | 51.07 | 2 | 0
2035 | PJM_ROR_2_MISO_WUMS | PJM_ROR | MISO_WUMS | Internal | Shoulder | B14 | 900 | 1467 | 0 | 47.79 | 49.3 | 2 | 0
2035 | PJM_ROR_2_MISO_WUMS | PJM_ROR | MISO_WUMS | Internal | Shoulder | B15 | 1203 | 1467 | 0 | 42.35 | 44.01 | 2 | 0
2035 | PJM_ROR_2_MISO_WUMS | PJM_ROR | MISO_WUMS | Internal | Summer | B1 | 10 | 1467 | 0 | 81.18 | 75.33 | 2 | 0
2035 | PJM_ROR_2_MISO_WUMS | PJM_ROR | MISO_WUMS | Internal | Summer | B2 | 25 | 1467 | 0 | 77.33 | 75.33 | 2 | 0
2035 | PJM_ROR_2_MISO_WUMS | PJM_ROR | MISO_WUMS | Internal | Summer | B3 | 75 | 1467 | 0 | 77.18 | 75.33 | 2 | 0
2035 | PJM_ROR_2_MISO_WUMS | PJM_ROR | MISO_WUMS | Internal | Summer | B4 | 100 | 1467 | 0 | 75.22 | 75.33 | 2 | 0
2035 | PJM_ROR_2_MISO_WUMS | PJM_ROR | MISO_WUMS | Internal | Summer | B5 | 200 | 1467 | 0 | 73.52 | 75.33 | 2 | 0
2035 | PJM_ROR_2_MISO_WUMS | PJM_ROR | MISO_WUMS | Internal | Summer | B6 | 300 | 1467 | 348.87 | 61.71 | 63.71 | 2 | 0
2035 | PJM_ROR_2_MISO_WUMS | PJM_ROR | MISO_WUMS | Internal | Summer | B7 | 400 | 1467 | 0 | 49.27 | 51.26 | 2 | 0
2035 | PJM_ROR_2_MISO_WUMS | PJM_ROR | MISO_WUMS | Internal | Summer | B8 | 500 | 1467 | 0 | 46.15 | 46.12 | 2 | 0
2035 | PJM_ROR_2_MISO_WUMS | PJM_ROR | MISO_WUMS | Internal | Summer | B9 | 800 | 1467 | 0 | 43.22 | 42.74 | 2 | 0
2035 | PJM_ROR_2_MISO_WUMS | PJM_ROR | MISO_WUMS | Internal | Summer | B10 | 1262 | 1467 | 1449.87 | 39.93 | 41.93 | 2 | 0
2035 | PJM_ROR_2_MISO_WUMS | PJM_ROR | MISO_WUMS | Internal | Winter | B16 | 25 | 1467 | 288.43 | 55.85 | 57.85 | 2 | 0
2035 | PJM_ROR_2_MISO_WUMS | PJM_ROR | MISO_WUMS | Internal | Winter | B17 | 100 | 1467 | 0 | 55.19 | 55.55 | 2 | 0
2035 | PJM_ROR_2_MISO_WUMS | PJM_ROR | MISO_WUMS | Internal | Winter | B18 | 400 | 1467 | 0 | 52.5 | 54.48 | 2 | 0
2035 | PJM_ROR_2_MISO_WUMS | PJM_ROR | MISO_WUMS | Internal | Winter | B19 | 700 | 1467 | 0 | 50.35 | 51.64 | 2 | 0
2035 | PJM_ROR_2_MISO_WUMS | PJM_ROR | MISO_WUMS | Internal | Winter | B20 | 935 | 1467 | 1467 | 39.61 | 41.64 | 2 | 0.04
2035 | PJM_ROR_2_PJM_ROM | PJM_ROR | PJM_ROM | Internal | Shoulder | B11 | 25 | 8000 | 0 | 58.87 | 58.86 | 0.01 | 0
2035 | PJM_ROR_2_PJM_ROM | PJM_ROR | PJM_ROM | Internal | Shoulder | B12 | 200 | 8000 | 893.99 | 54.65 | 54.66 | 0.01 | 0
2035 | PJM_ROR_2_PJM_ROM | PJM_ROR | PJM_ROM | Internal | Shoulder | B13 | 600 | 8000 | 0 | 49.09 | 49.08 | 0.01 | 0
2035 | PJM_ROR_2_PJM_ROM | PJM_ROR | PJM_ROM | Internal | Shoulder | B14 | 900 | 8000 | 1181.22 | 47.79 | 47.8 | 0.01 | 0
2035 | PJM_ROR_2_PJM_ROM | PJM_ROR | PJM_ROM | Internal | Shoulder | B15 | 1203 | 8000 | 4549.1 | 42.35 | 42.37 | 0.01 | 0
2035 | PJM_ROR_2_PJM_ROM | PJM_ROR | PJM_ROM | Internal | Summer | B1 | 10 | 8000 | 5426.4 | 81.18 | 81.19 | 0.01 | 0
2035 | PJM_ROR_2_PJM_ROM | PJM_ROR | PJM_ROM | Internal | Summer | B2 | 25 | 8000 | 4198.14 | 77.33 | 77.34 | 0.01 | 0
2035 | PJM_ROR_2_PJM_ROM | PJM_ROR | PJM_ROM | Internal | Summer | B3 | 75 | 8000 | 0 | 77.18 | 77.17 | 0.01 | 0
2035 | PJM_ROR_2_PJM_ROM | PJM_ROR | PJM_ROM | Internal | Summer | B4 | 100 | 8000 | 0 | 75.22 | 75.21 | 0.01 | 0
2035 | PJM_ROR_2_PJM_ROM | PJM_ROR | PJM_ROM | Internal | Summer | B5 | 200 | 8000 | 0 | 73.52 | 73.51 | 0.01 | 0
2035 | PJM_ROR_2_PJM_ROM | PJM_ROR | PJM_ROM | Internal | Summer | B6 | 300 | 8000 | 0 | 61.71 | 61.7 | 0.01 | 0
2035 | PJM_ROR_2_PJM_ROM | PJM_ROR | PJM_ROM | Internal | Summer | B7 | 400 | 8000 | 1434.06 | 49.27 | 49.28 | 0.01 | 0
2035 | PJM_ROR_2_PJM_ROM | PJM_ROR | PJM_ROM | Internal | Summer | B8 | 500 | 8000 | 2109.22 | 46.15 | 46.16 | 0.01 | 0
2035 | PJM_ROR_2_PJM_ROM | PJM_ROR | PJM_ROM | Internal | Summer | B9 | 800 | 8000 | 3496.34 | 43.22 | 43.23 | 0.01 | 0
2035 | PJM_ROR_2_PJM_ROM | PJM_ROR | PJM_ROM | Internal | Summer | B10 | 1262 | 8000 | 3756.71 | 39.93 | 39.94 | 0.01 | 0
2035 | PJM_ROR_2_PJM_ROM | PJM_ROR | PJM_ROM | Internal | Winter | B16 | 25 | 8000 | 4213.67 | 55.85 | 55.86 | 0.01 | 0
2035 | PJM_ROR_2_PJM_ROM | PJM_ROR | PJM_ROM | Internal | Winter | B17 | 100 | 8000 | 4998.57 | 55.19 | 55.2 | 0.01 | 0
2035 | PJM_ROR_2_PJM_ROM | PJM_ROR | PJM_ROM | Internal | Winter | B18 | 400 | 8000 | 4794.89 | 52.5 | 52.51 | 0.01 | 0
2035 | PJM_ROR_2_PJM_ROM | PJM_ROR | PJM_ROM | Internal | Winter | B19 | 700 | 8000 | 5855.53 | 50.35 | 50.37 | 0.01 | 0
2035 | PJM_ROR_2_PJM_ROM | PJM_ROR | PJM_ROM | Internal | Winter | B20 | 935 | 8000 | 7865.44 | 39.61 | 39.62 | 0.01 | 0
2035 | PJM_ROR_2_TVA_Transmission | PJM_ROR | TVA_Transmission | Internal | Shoulder | B11 | 25 | 2500 | 2161.05 | 58.87 | 64.87 | 6 | 0
2035 | PJM_ROR_2_TVA_Transmission | PJM_ROR | TVA_Transmission | Internal | Shoulder | B12 | 200 | 2500 | 0 | 54.65 | 56.95 | 6 | 0
2035 | PJM_ROR_2_TVA_Transmission | PJM_ROR | TVA_Transmission | Internal | Shoulder | B13 | 600 | 2500 | 0 | 49.09 | 52.38 | 6 | 0
2035 | PJM_ROR_2_TVA_Transmission | PJM_ROR | TVA_Transmission | Internal | Shoulder | B14 | 900 | 2500 | 0 | 47.79 | 50.16 | 6 | 0
2035 | PJM_ROR_2_TVA_Transmission | PJM_ROR | TVA_Transmission | Internal | Shoulder | B15 | 1203 | 2500 | 0 | 42.35 | 48 | 6 | 0
2035 | PJM_ROR_2_TVA_Transmission | PJM_ROR | TVA_Transmission | Internal | Summer | B1 | 10 | 2500 | 2500 | 81.18 | 91.04 | 6 | 3.86
2035 | PJM_ROR_2_TVA_Transmission | PJM_ROR | TVA_Transmission | Internal | Summer | B2 | 25 | 2500 | 2500 | 77.33 | 88.71 | 6 | 5.39
2035 | PJM_ROR_2_TVA_Transmission | PJM_ROR | TVA_Transmission | Internal | Summer | B3 | 75 | 2500 | 1954.73 | 77.18 | 83.18 | 6 | 0
2035 | PJM_ROR_2_TVA_Transmission | PJM_ROR | TVA_Transmission | Internal | Summer | B4 | 100 | 2500 | 1177.88 | 75.22 | 81.22 | 6 | 0
2035 | PJM_ROR_2_TVA_Transmission | PJM_ROR | TVA_Transmission | Internal | Summer | B5 | 200 | 2500 | 0 | 73.52 | 77.88 | 6 | 0
2035 | PJM_ROR_2_TVA_Transmission | PJM_ROR | TVA_Transmission | Internal | Summer | B6 | 300 | 2500 | 0 | 61.71 | 66.05 | 6 | 0
2035 | PJM_ROR_2_TVA_Transmission | PJM_ROR | TVA_Transmission | Internal | Summer | B7 | 400 | 2500 | 0 | 49.27 | 53.92 | 6 | 0
2035 | PJM_ROR_2_TVA_Transmission | PJM_ROR | TVA_Transmission | Internal | Summer | B8 | 500 | 2500 | 0 | 46.15 | 51.34 | 6 | 0
2035 | PJM_ROR_2_TVA_Transmission | PJM_ROR | TVA_Transmission | Internal | Summer | B9 | 800 | 2500 | 0 | 43.22 | 46.83 | 6 | 0
2035 | PJM_ROR_2_TVA_Transmission | PJM_ROR | TVA_Transmission | Internal | Summer | B10 | 1262 | 2500 | 0 | 39.93 | 41.45 | 6 | 0
2035 | PJM_ROR_2_TVA_Transmission | PJM_ROR | TVA_Transmission | Internal | Winter | B16 | 25 | 2500 | 671.91 | 55.85 | 61.85 | 6 | 0
2035 | PJM_ROR_2_TVA_Transmission | PJM_ROR | TVA_Transmission | Internal | Winter | B17 | 100 | 2500 | 0 | 55.19 | 58.8 | 6 | 0
2035 | PJM_ROR_2_TVA_Transmission | PJM_ROR | TVA_Transmission | Internal | Winter | B18 | 400 | 2500 | 0 | 52.5 | 55.15 | 6 | 0
2035 | PJM_ROR_2_TVA_Transmission | PJM_ROR | TVA_Transmission | Internal | Winter | B19 | 700 | 2500 | 0 | 50.35 | 51 | 6 | 0
2035 | PJM_ROR_2_TVA_Transmission | PJM_ROR | TVA_Transmission | Internal | Winter | B20 | 935 | 2500 | 154.56 | 39.61 | 45.61 | 6 | 0
2035 | PJM_ROR_2_VACAR | PJM_ROR | VACAR | Internal | Shoulder | B11 | 25 | 3000 | 3000 | 58.87 | 65.54 | 6 | 0.66
2035 | PJM_ROR_2_VACAR | PJM_ROR | VACAR | Internal | Shoulder | B12 | 200 | 3000 | 0 | 54.65 | 51.76 | 6 | 0
2035 | PJM_ROR_2_VACAR | PJM_ROR | VACAR | Internal | Shoulder | B13 | 600 | 3000 | 0 | 49.09 | 48.37 | 6 | 0
2035 | PJM_ROR_2_VACAR | PJM_ROR | VACAR | Internal | Shoulder | B14 | 900 | 3000 | 0 | 47.79 | 46.05 | 6 | 0
2035 | PJM_ROR_2_VACAR | PJM_ROR | VACAR | Internal | Shoulder | B15 | 1203 | 3000 | 0 | 42.35 | 41.71 | 6 | 0
2035 | PJM_ROR_2_VACAR | PJM_ROR | VACAR | Internal | Summer | B1 | 10 | 3000 | 3000 | 81.18 | 87.37 | 6 | 0.19
2035 | PJM_ROR_2_VACAR | PJM_ROR | VACAR | Internal | Summer | B2 | 25 | 3000 | 3000 | 77.33 | 87.37 | 6 | 4.05
2035 | PJM_ROR_2_VACAR | PJM_ROR | VACAR | Internal | Summer | B3 | 75 | 3000 | 3000 | 77.18 | 85.46 | 6 | 2.27
2035 | PJM_ROR_2_VACAR | PJM_ROR | VACAR | Internal | Summer | B4 | 100 | 3000 | 700.63 | 75.22 | 81.22 | 6 | 0
2035 | PJM_ROR_2_VACAR | PJM_ROR | VACAR | Internal | Summer | B5 | 200 | 3000 | 1952.13 | 73.52 | 79.52 | 6 | 0
2035 | PJM_ROR_2_VACAR | PJM_ROR | VACAR | Internal | Summer | B6 | 300 | 3000 | 0 | 61.71 | 64.01 | 6 | 0
2035 | PJM_ROR_2_VACAR | PJM_ROR | VACAR | Internal | Summer | B7 | 400 | 3000 | 313.65 | 49.27 | 55.27 | 6 | 0
2035 | PJM_ROR_2_VACAR | PJM_ROR | VACAR | Internal | Summer | B8 | 500 | 3000 | 181.73 | 46.15 | 52.15 | 6 | 0
2035 | PJM_ROR_2_VACAR | PJM_ROR | VACAR | Internal | Summer | B9 | 800 | 3000 | 0 | 43.22 | 47.01 | 6 | 0
2035 | PJM_ROR_2_VACAR | PJM_ROR | VACAR | Internal | Summer | B10 | 1262 | 3000 | 0 | 39.93 | 43.18 | 6 | 0
2035 | PJM_ROR_2_VACAR | PJM_ROR | VACAR | Internal | Winter | B16 | 25 | 3000 | 3000 | 55.85 | 63.59 | 6 | 1.74
2035 | PJM_ROR_2_VACAR | PJM_ROR | VACAR | Internal | Winter | B17 | 100 | 3000 | 0 | 55.19 | 58.16 | 6 | 0
2035 | PJM_ROR_2_VACAR | PJM_ROR | VACAR | Internal | Winter | B18 | 400 | 3000 | 0 | 52.5 | 49.53 | 6 | 0
2035 | PJM_ROR_2_VACAR | PJM_ROR | VACAR | Internal | Winter | B19 | 700 | 3000 | 0 | 50.35 | 45.01 | 6 | 0
2035 | PJM_ROR_2_VACAR | PJM_ROR | VACAR | Internal | Winter | B20 | 935 | 3000 | 0 | 39.61 | 41.84 | 6 | 0
2035 | PJM_ROM_2_NYISO_A-F | PJM_ROM | NYISO_A-F | Internal | Shoulder | B11 | 25 | 2000 | 0 | 58.86 | 50.84 | 6 | 0
2035 | PJM_ROM_2_NYISO_A-F | PJM_ROM | NYISO_A-F | Internal | Shoulder | B12 | 200 | 2000 | 0 | 54.66 | 50.21 | 6 | 0
2035 | PJM_ROM_2_NYISO_A-F | PJM_ROM | NYISO_A-F | Internal | Shoulder | B13 | 600 | 2000 | 0 | 49.08 | 45.81 | 6 | 0
2035 | PJM_ROM_2_NYISO_A-F | PJM_ROM | NYISO_A-F | Internal | Shoulder | B14 | 900 | 2000 | 0 | 47.8 | 45.77 | 6 | 0
2035 | PJM_ROM_2_NYISO_A-F | PJM_ROM | NYISO_A-F | Internal | Shoulder | B15 | 1203 | 2000 | 0 | 42.37 | 45.77 | 6 | 0
2035 | PJM_ROM_2_NYISO_A-F | PJM_ROM | NYISO_A-F | Internal | Summer | B1 | 10 | 2000 | 0 | 81.19 | 73.19 | 6 | 0
2035 | PJM_ROM_2_NYISO_A-F | PJM_ROM | NYISO_A-F | Internal | Summer | B2 | 25 | 2000 | 0 | 77.34 | 69.34 | 6 | 0
2035 | PJM_ROM_2_NYISO_A-F | PJM_ROM | NYISO_A-F | Internal | Summer | B3 | 75 | 2000 | 0 | 77.17 | 65.37 | 6 | 0
2035 | PJM_ROM_2_NYISO_A-F | PJM_ROM | NYISO_A-F | Internal | Summer | B4 | 100 | 2000 | 0 | 75.21 | 59.27 | 6 | 0
2035 | PJM_ROM_2_NYISO_A-F | PJM_ROM | NYISO_A-F | Internal | Summer | B5 | 200 | 2000 | 0 | 73.51 | 55.85 | 6 | 0
2035 | PJM_ROM_2_NYISO_A-F | PJM_ROM | NYISO_A-F | Internal | Summer | B6 | 300 | 2000 | 0 | 61.7 | 55.57 | 6 | 0
2035 | PJM_ROM_2_NYISO_A-F | PJM_ROM | NYISO_A-F | Internal | Summer | B7 | 400 | 2000 | 0 | 49.28 | 48.78 | 6 | 0
2035 | PJM_ROM_2_NYISO_A-F | PJM_ROM | NYISO_A-F | Internal | Summer | B8 | 500 | 2000 | 0 | 46.16 | 44.48 | 6 | 0
2035 | PJM_ROM_2_NYISO_A-F | PJM_ROM | NYISO_A-F | Internal | Summer | B9 | 800 | 2000 | 0 | 43.23 | 42.71 | 6 | 0
2035 | PJM_ROM_2_NYISO_A-F | PJM_ROM | NYISO_A-F | Internal | Summer | B10 | 1262 | 2000 | 0 | 39.94 | 42.71 | 6 | 0
2035 | PJM_ROM_2_NYISO_A-F | PJM_ROM | NYISO_A-F | Internal | Winter | B16 | 25 | 2000 | 0 | 55.86 | 56.51 | 6 | 0
2035 | PJM_ROM_2_NYISO_A-F | PJM_ROM | NYISO_A-F | Internal | Winter | B17 | 100 | 2000 | 0 | 55.2 | 56.51 | 6 | 0
2035 | PJM_ROM_2_NYISO_A-F | PJM_ROM | NYISO_A-F | Internal | Winter | B18 | 400 | 2000 | 0 | 52.51 | 56.51 | 6 | 0
2035 | PJM_ROM_2_NYISO_A-F | PJM_ROM | NYISO_A-F | Internal | Winter | B19 | 700 | 2000 | 0 | 50.37 | 56.17 | 6 | 0
2035 | PJM_ROM_2_NYISO_A-F | PJM_ROM | NYISO_A-F | Internal | Winter | B20 | 935 | 2000 | 2000 | 39.62 | 53.13 | 6 | 7.51
2035 | PJM_ROM_2_PJM_E | PJM_ROM | PJM_E | Internal | Shoulder | B11 | 25 | 8000 | 0 | 58.86 | 58.85 | 0.01 | 0
2035 | PJM_ROM_2_PJM_E | PJM_ROM | PJM_E | Internal | Shoulder | B12 | 200 | 8000 | 0 | 54.66 | 54.65 | 0.01 | 0
2035 | PJM_ROM_2_PJM_E | PJM_ROM | PJM_E | Internal | Shoulder | B13 | 600 | 8000 | 0 | 49.08 | 49.07 | 0.01 | 0
2035 | PJM_ROM_2_PJM_E | PJM_ROM | PJM_E | Internal | Shoulder | B14 | 900 | 8000 | 0 | 47.8 | 47.79 | 0.01 | 0
2035 | PJM_ROM_2_PJM_E | PJM_ROM | PJM_E | Internal | Shoulder | B15 | 1203 | 8000 | 1390.64 | 42.37 | 42.38 | 0.01 | 0
2035 | PJM_ROM_2_PJM_E | PJM_ROM | PJM_E | Internal | Summer | B1 | 10 | 8000 | 2228.26 | 81.19 | 81.2 | 0.01 | 0
2035 | PJM_ROM_2_PJM_E | PJM_ROM | PJM_E | Internal | Summer | B2 | 25 | 8000 | 1754.69 | 77.34 | 77.35 | 0.01 | 0
2035 | PJM_ROM_2_PJM_E | PJM_ROM | PJM_E | Internal | Summer | B3 | 75 | 8000 | 0 | 77.17 | 77.16 | 0.01 | 0
2035 | PJM_ROM_2_PJM_E | PJM_ROM | PJM_E | Internal | Summer | B4 | 100 | 8000 | 0 | 75.21 | 75.2 | 0.01 | 0
2035 | PJM_ROM_2_PJM_E | PJM_ROM | PJM_E | Internal | Summer | B5 | 200 | 8000 | 0 | 73.51 | 73.5 | 0.01 | 0
2035 | PJM_ROM_2_PJM_E | PJM_ROM | PJM_E | Internal | Summer | B6 | 300 | 8000 | 0 | 61.7 | 61.69 | 0.01 | 0
2035 | PJM_ROM_2_PJM_E | PJM_ROM | PJM_E | Internal | Summer | B7 | 400 | 8000 | 0 | 49.28 | 49.27 | 0.01 | 0
2035 | PJM_ROM_2_PJM_E | PJM_ROM | PJM_E | Internal | Summer | B8 | 500 | 8000 | 0 | 46.16 | 46.15 | 0.01 | 0
2035 | PJM_ROM_2_PJM_E | PJM_ROM | PJM_E | Internal | Summer | B9 | 800 | 8000 | 1654.91 | 43.23 | 43.25 | 0.01 | 0
2035 | PJM_ROM_2_PJM_E | PJM_ROM | PJM_E | Internal | Summer | B10 | 1262 | 8000 | 1707.53 | 39.94 | 39.95 | 0.01 | 0
2035 | PJM_ROM_2_PJM_E | PJM_ROM | PJM_E | Internal | Winter | B16 | 25 | 8000 | 642.53 | 55.86 | 55.87 | 0.01 | 0
2035 | PJM_ROM_2_PJM_E | PJM_ROM | PJM_E | Internal | Winter | B17 | 100 | 8000 | 882.94 | 55.2 | 55.21 | 0.01 | 0
2035 | PJM_ROM_2_PJM_E | PJM_ROM | PJM_E | Internal | Winter | B18 | 400 | 8000 | 1623.65 | 52.51 | 52.52 | 0.01 | 0
2035 | PJM_ROM_2_PJM_E | PJM_ROM | PJM_E | Internal | Winter | B19 | 700 | 8000 | 1728.82 | 50.37 | 50.38 | 0.01 | 0
2035 | PJM_ROM_2_PJM_E | PJM_ROM | PJM_E | Internal | Winter | B20 | 935 | 8000 | 3133.85 | 39.62 | 39.63 | 0.01 | 0
2035 | PJM_ROM_2_PJM_ROR | PJM_ROM | PJM_ROR | Internal | Shoulder | B11 | 25 | 8000 | 3018.32 | 58.86 | 58.87 | 0.01 | 0
2035 | PJM_ROM_2_PJM_ROR | PJM_ROM | PJM_ROR | Internal | Shoulder | B12 | 200 | 8000 | 0 | 54.66 | 54.65 | 0.01 | 0
2035 | PJM_ROM_2_PJM_ROR | PJM_ROM | PJM_ROR | Internal | Shoulder | B13 | 600 | 8000 | 174.68 | 49.08 | 49.09 | 0.01 | 0
2035 | PJM_ROM_2_PJM_ROR | PJM_ROM | PJM_ROR | Internal | Shoulder | B14 | 900 | 8000 | 0 | 47.8 | 47.79 | 0.01 | 0
2035 | PJM_ROM_2_PJM_ROR | PJM_ROM | PJM_ROR | Internal | Shoulder | B15 | 1203 | 8000 | 0 | 42.37 | 42.35 | 0.01 | 0
2035 | PJM_ROM_2_PJM_ROR | PJM_ROM | PJM_ROR | Internal | Summer | B1 | 10 | 8000 | 0 | 81.19 | 81.18 | 0.01 | 0
2035 | PJM_ROM_2_PJM_ROR | PJM_ROM | PJM_ROR | Internal | Summer | B2 | 25 | 8000 | 0 | 77.34 | 77.33 | 0.01 | 0
2035 | PJM_ROM_2_PJM_ROR | PJM_ROM | PJM_ROR | Internal | Summer | B3 | 75 | 8000 | 1911.97 | 77.17 | 77.18 | 0.01 | 0
2035 | PJM_ROM_2_PJM_ROR | PJM_ROM | PJM_ROR | Internal | Summer | B4 | 100 | 8000 | 5258.82 | 75.21 | 75.22 | 0.01 | 0
2035 | PJM_ROM_2_PJM_ROR | PJM_ROM | PJM_ROR | Internal | Summer | B5 | 200 | 8000 | 5874.24 | 73.51 | 73.52 | 0.01 | 0
2035 | PJM_ROM_2_PJM_ROR | PJM_ROM | PJM_ROR | Internal | Summer | B6 | 300 | 8000 | 1302.09 | 61.7 | 61.71 | 0.01 | 0
2035 | PJM_ROM_2_PJM_ROR | PJM_ROM | PJM_ROR | Internal | Summer | B7 | 400 | 8000 | 0 | 49.28 | 49.27 | 0.01 | 0
2035 | PJM_ROM_2_PJM_ROR | PJM_ROM | PJM_ROR | Internal | Summer | B8 | 500 | 8000 | 0 | 46.16 | 46.15 | 0.01 | 0
2035 | PJM_ROM_2_PJM_ROR | PJM_ROM | PJM_ROR | Internal | Summer | B9 | 800 | 8000 | 0 | 43.23 | 43.22 | 0.01 | 0
2035 | PJM_ROM_2_PJM_ROR | PJM_ROM | PJM_ROR | Internal | Summer | B10 | 1262 | 8000 | 0 | 39.94 | 39.93 | 0.01 | 0
2035 | PJM_ROM_2_PJM_ROR | PJM_ROM | PJM_ROR | Internal | Winter | B16 | 25 | 8000 | 0 | 55.86 | 55.85 | 0.01 | 0
2035 | PJM_ROM_2_PJM_ROR | PJM_ROM | PJM_ROR | Internal | Winter | B17 | 100 | 8000 | 0 | 55.2 | 55.19 | 0.01 | 0
2035 | PJM_ROM_2_PJM_ROR | PJM_ROM | PJM_ROR | Internal | Winter | B18 | 400 | 8000 | 0 | 52.51 | 52.5 | 0.01 | 0
2035 | PJM_ROM_2_PJM_ROR | PJM_ROM | PJM_ROR | Internal | Winter | B19 | 700 | 8000 | 0 | 50.37 | 50.35 | 0.01 | 0
2035 | PJM_ROM_2_PJM_ROR | PJM_ROM | PJM_ROR | Internal | Winter | B20 | 935 | 8000 | 0 | 39.62 | 39.61 | 0.01 | 0
2035 | SOCO_2_FRCC | SOCO | FRCC | Internal | Shoulder | B11 | 25 | 3700 | 2803.48 | 72.54 | 82.54 | 10 | 0
2035 | SOCO_2_FRCC | SOCO | FRCC | Internal | Shoulder | B12 | 200 | 3700 | 460.32 | 53.05 | 63.05 | 10 | 0
2035 | SOCO_2_FRCC | SOCO | FRCC | Internal | Shoulder | B13 | 600 | 3700 | 0 | 53.05 | 60.77 | 10 | 0
2035 | SOCO_2_FRCC | SOCO | FRCC | Internal | Shoulder | B14 | 900 | 3700 | 0 | 53.05 | 58.25 | 10 | 0
2035 | SOCO_2_FRCC | SOCO | FRCC | Internal | Shoulder | B15 | 1203 | 3700 | 0 | 48.71 | 58.25 | 10 | 0
2035 | SOCO_2_FRCC | SOCO | FRCC | Internal | Summer | B1 | 10 | 3700 | 1173.86 | 94.37 | 104.37 | 10 | 0
2035 | SOCO_2_FRCC | SOCO | FRCC | Internal | Summer | B2 | 25 | 3700 | 0 | 86.6 | 94.06 | 10 | 0
2035 | SOCO_2_FRCC | SOCO | FRCC | Internal | Summer | B3 | 75 | 3700 | 0 | 86.6 | 94.06 | 10 | 0
2035 | SOCO_2_FRCC | SOCO | FRCC | Internal | Summer | B4 | 100 | 3700 | 0 | 86.6 | 94.06 | 10 | 0
2035 | SOCO_2_FRCC | SOCO | FRCC | Internal | Summer | B5 | 200 | 3700 | 169.69 | 83.59 | 93.59 | 10 | 0
2035 | SOCO_2_FRCC | SOCO | FRCC | Internal | Summer | B6 | 300 | 3700 | 3284.46 | 71.01 | 81.01 | 10 | 0
2035 | SOCO_2_FRCC | SOCO | FRCC | Internal | Summer | B7 | 400 | 3700 | 1458.53 | 59.78 | 69.78 | 10 | 0
2035 | SOCO_2_FRCC | SOCO | FRCC | Internal | Summer | B8 | 500 | 3700 | 0 | 51.48 | 59.66 | 10 | 0
2035 | SOCO_2_FRCC | SOCO | FRCC | Internal | Summer | B9 | 800 | 3700 | 0 | 51.48 | 57.19 | 10 | 0
2035 | SOCO_2_FRCC | SOCO | FRCC | Internal | Summer | B10 | 1262 | 3700 | 0 | 47.31 | 57.19 | 10 | 0
2035 | SOCO_2_FRCC | SOCO | FRCC | Internal | Winter | B16 | 25 | 3700 | 3700 | 70.59 | 82.47 | 10 | 1.87
2035 | SOCO_2_FRCC | SOCO | FRCC | Internal | Winter | B17 | 100 | 3700 | 113.44 | 56.53 | 66.53 | 10 | 0
2035 | SOCO_2_FRCC | SOCO | FRCC | Internal | Winter | B18 | 400 | 3700 | 0 | 56.53 | 62.49 | 10 | 0
2035 | SOCO_2_FRCC | SOCO | FRCC | Internal | Winter | B19 | 700 | 3700 | 0 | 52.01 | 61.16 | 10 | 0
2035 | SOCO_2_FRCC | SOCO | FRCC | Internal | Winter | B20 | 935 | 3700 | 1607.41 | 51.16 | 61.16 | 10 | 0
2035 | SOCO_2_VACAR | SOCO | VACAR | Internal | Shoulder | B11 | 25 | 2000 | 0 | 72.54 | 65.54 | 10 | 0
2035 | SOCO_2_VACAR | SOCO | VACAR | Internal | Shoulder | B12 | 200 | 2000 | 0 | 53.05 | 51.76 | 10 | 0
2035 | SOCO_2_VACAR | SOCO | VACAR | Internal | Shoulder | B13 | 600 | 2000 | 0 | 53.05 | 48.37 | 10 | 0
2035 | SOCO_2_VACAR | SOCO | VACAR | Internal | Shoulder | B14 | 900 | 2000 | 0 | 53.05 | 46.05 | 10 | 0
2035 | SOCO_2_VACAR | SOCO | VACAR | Internal | Shoulder | B15 | 1203 | 2000 | 0 | 48.71 | 41.71 | 10 | 0
2035 | SOCO_2_VACAR | SOCO | VACAR | Internal | Summer | B1 | 10 | 2000 | 0 | 94.37 | 87.37 | 10 | 0
2035 | SOCO_2_VACAR | SOCO | VACAR | Internal | Summer | B2 | 25 | 2000 | 0 | 86.6 | 87.37 | 10 | 0
2035 | SOCO_2_VACAR | SOCO | VACAR | Internal | Summer | B3 | 75 | 2000 | 0 | 86.6 | 85.46 | 10 | 0
2035 | SOCO_2_VACAR | SOCO | VACAR | Internal | Summer | B4 | 100 | 2000 | 0 | 86.6 | 81.22 | 10 | 0
2035 | SOCO_2_VACAR | SOCO | VACAR | Internal | Summer | B5 | 200 | 2000 | 0 | 83.59 | 79.52 | 10 | 0
2035 | SOCO_2_VACAR | SOCO | VACAR | Internal | Summer | B6 | 300 | 2000 | 0 | 71.01 | 64.01 | 10 | 0
2035 | SOCO_2_VACAR | SOCO | VACAR | Internal | Summer | B7 | 400 | 2000 | 0 | 59.78 | 55.27 | 10 | 0
2035 | SOCO_2_VACAR | SOCO | VACAR | Internal | Summer | B8 | 500 | 2000 | 0 | 51.48 | 52.15 | 10 | 0
2035 | SOCO_2_VACAR | SOCO | VACAR | Internal | Summer | B9 | 800 | 2000 | 0 | 51.48 | 47.01 | 10 | 0
2035 | SOCO_2_VACAR | SOCO | VACAR | Internal | Summer | B10 | 1262 | 2000 | 0 | 47.31 | 43.18 | 10 | 0
2035 | SOCO_2_VACAR | SOCO | VACAR | Internal | Winter | B16 | 25 | 2000 | 0 | 70.59 | 63.59 | 10 | 0
2035 | SOCO_2_VACAR | SOCO | VACAR | Internal | Winter | B17 | 100 | 2000 | 0 | 56.53 | 58.16 | 10 | 0
2035 | SOCO_2_VACAR | SOCO | VACAR | Internal | Winter | B18 | 400 | 2000 | 0 | 56.53 | 49.53 | 10 | 0
2035 | SOCO_2_VACAR | SOCO | VACAR | Internal | Winter | B19 | 700 | 2000 | 0 | 52.01 | 45.01 | 10 | 0
2035 | SOCO_2_VACAR | SOCO | VACAR | Internal | Winter | B20 | 935 | 2000 | 0 | 51.16 | 41.84 | 10 | 0
2035 | SPP_N_2_ENT | SPP_N | ENT | Internal | Shoulder | B11 | 25 | 1800 | 0 | 72.87 | 73.87 | 5 | 0
2035 | SPP_N_2_ENT | SPP_N | ENT | Internal | Shoulder | B12 | 200 | 1800 | 0 | 53.24 | 52.97 | 5 | 0
2035 | SPP_N_2_ENT | SPP_N | ENT | Internal | Shoulder | B13 | 600 | 1800 | 0 | 51.05 | 52.97 | 5 | 0
2035 | SPP_N_2_ENT | SPP_N | ENT | Internal | Shoulder | B14 | 900 | 1800 | 979.76 | 47.58 | 52.58 | 5 | 0
2035 | SPP_N_2_ENT | SPP_N | ENT | Internal | Shoulder | B15 | 1203 | 1800 | 1800 | 41.48 | 50.84 | 5 | 4.37
2035 | SPP_N_2_ENT | SPP_N | ENT | Internal | Summer | B1 | 10 | 1800 | 384.92 | 81.3 | 86.3 | 5 | 0
2035 | SPP_N_2_ENT | SPP_N | ENT | Internal | Summer | B2 | 25 | 1800 | 0 | 81.3 | 84.7 | 5 | 0
2035 | SPP_N_2_ENT | SPP_N | ENT | Internal | Summer | B3 | 75 | 1800 | 0 | 81.38 | 78.6 | 5 | 0
2035 | SPP_N_2_ENT | SPP_N | ENT | Internal | Summer | B4 | 100 | 1800 | 0 | 81.3 | 78.6 | 5 | 0
2035 | SPP_N_2_ENT | SPP_N | ENT | Internal | Summer | B5 | 200 | 1800 | 0 | 81.3 | 75.59 | 5 | 0
2035 | SPP_N_2_ENT | SPP_N | ENT | Internal | Summer | B6 | 300 | 1800 | 0 | 71.72 | 71.72 | 5 | 0
2035 | SPP_N_2_ENT | SPP_N | ENT | Internal | Summer | B7 | 400 | 1800 | 0 | 58.27 | 51.78 | 5 | 0
2035 | SPP_N_2_ENT | SPP_N | ENT | Internal | Summer | B8 | 500 | 1800 | 0 | 50.6 | 51.11 | 5 | 0
2035 | SPP_N_2_ENT | SPP_N | ENT | Internal | Summer | B9 | 800 | 1800 | 0 | 48.77 | 50.74 | 5 | 0
2035 | SPP_N_2_ENT | SPP_N | ENT | Internal | Summer | B10 | 1262 | 1800 | 1800 | 41.68 | 49.07 | 5 | 2.39
2035 | SPP_N_2_ENT | SPP_N | ENT | Internal | Winter | B16 | 25 | 1800 | 1212.99 | 57.59 | 62.59 | 5 | 0
2035 | SPP_N_2_ENT | SPP_N | ENT | Internal | Winter | B17 | 100 | 1800 | 446.7 | 51.74 | 56.74 | 5 | 0
2035 | SPP_N_2_ENT | SPP_N | ENT | Internal | Winter | B18 | 400 | 1800 | 0 | 51.76 | 56.74 | 5 | 0
2035 | SPP_N_2_ENT | SPP_N | ENT | Internal | Winter | B19 | 700 | 1800 | 984.9 | 50.48 | 55.48 | 5 | 0
2035 | SPP_N_2_ENT | SPP_N | ENT | Internal | Winter | B20 | 935 | 1800 | 1800 | 40.15 | 49.98 | 5 | 4.82
2035 | SPP_N_2_MISO_MO-IL | SPP_N | MISO_MO-IL | Internal | Shoulder | B11 | 25 | 2000 | 0 | 72.87 | 65.89 | 5 | 0
2035 | SPP_N_2_MISO_MO-IL | SPP_N | MISO_MO-IL | Internal | Shoulder | B12 | 200 | 2000 | 0 | 53.24 | 56.63 | 5 | 0
2035 | SPP_N_2_MISO_MO-IL | SPP_N | MISO_MO-IL | Internal | Shoulder | B13 | 600 | 2000 | 0 | 51.05 | 51.07 | 5 | 0
2035 | SPP_N_2_MISO_MO-IL | SPP_N | MISO_MO-IL | Internal | Shoulder | B14 | 900 | 2000 | 0 | 47.58 | 49.33 | 5 | 0
2035 | SPP_N_2_MISO_MO-IL | SPP_N | MISO_MO-IL | Internal | Shoulder | B15 | 1203 | 2000 | 0 | 41.48 | 43.81 | 5 | 0
2035 | SPP_N_2_MISO_MO-IL | SPP_N | MISO_MO-IL | Internal | Summer | B1 | 10 | 2000 | 0 | 81.3 | 83.18 | 5 | 0
2035 | SPP_N_2_MISO_MO-IL | SPP_N | MISO_MO-IL | Internal | Summer | B2 | 25 | 2000 | 0 | 81.3 | 80.71 | 5 | 0
2035 | SPP_N_2_MISO_MO-IL | SPP_N | MISO_MO-IL | Internal | Summer | B3 | 75 | 2000 | 0 | 81.38 | 79.18 | 5 | 0
2035 | SPP_N_2_MISO_MO-IL | SPP_N | MISO_MO-IL | Internal | Summer | B4 | 100 | 2000 | 0 | 81.3 | 77.23 | 5 | 0
2035 | SPP_N_2_MISO_MO-IL | SPP_N | MISO_MO-IL | Internal | Summer | B5 | 200 | 2000 | 0 | 81.3 | 75.54 | 5 | 0
2035 | SPP_N_2_MISO_MO-IL | SPP_N | MISO_MO-IL | Internal | Summer | B6 | 300 | 2000 | 0 | 71.72 | 63.72 | 5 | 0
2035 | SPP_N_2_MISO_MO-IL | SPP_N | MISO_MO-IL | Internal | Summer | B7 | 400 | 2000 | 0 | 58.27 | 51.27 | 5 | 0
2035 | SPP_N_2_MISO_MO-IL | SPP_N | MISO_MO-IL | Internal | Summer | B8 | 500 | 2000 | 0 | 50.6 | 46.15 | 5 | 0
2035 | SPP_N_2_MISO_MO-IL | SPP_N | MISO_MO-IL | Internal | Summer | B9 | 800 | 2000 | 0 | 48.77 | 42.74 | 5 | 0
2035 | SPP_N_2_MISO_MO-IL | SPP_N | MISO_MO-IL | Internal | Summer | B10 | 1262 | 2000 | 0 | 41.68 | 41.07 | 5 | 0
2035 | SPP_N_2_MISO_MO-IL | SPP_N | MISO_MO-IL | Internal | Winter | B16 | 25 | 2000 | 0 | 57.59 | 57.85 | 5 | 0
2035 | SPP_N_2_MISO_MO-IL | SPP_N | MISO_MO-IL | Internal | Winter | B17 | 100 | 2000 | 0 | 51.74 | 55.18 | 5 | 0
2035 | SPP_N_2_MISO_MO-IL | SPP_N | MISO_MO-IL | Internal | Winter | B18 | 400 | 2000 | 0 | 51.76 | 54.48 | 5 | 0
2035 | SPP_N_2_MISO_MO-IL | SPP_N | MISO_MO-IL | Internal | Winter | B19 | 700 | 2000 | 0 | 50.48 | 51.63 | 5 | 0
2035 | SPP_N_2_MISO_MO-IL | SPP_N | MISO_MO-IL | Internal | Winter | B20 | 935 | 2000 | 0 | 40.15 | 41.61 | 5 | 0
2035 | SPP_N_2_MISO_W | SPP_N | MISO_W | Internal | Shoulder | B11 | 25 | 750 | 0 | 72.87 | 65.87 | 5 | 0
2035 | SPP_N_2_MISO_W | SPP_N | MISO_W | Internal | Shoulder | B12 | 200 | 750 | 0 | 53.24 | 56.61 | 5 | 0
2035 | SPP_N_2_MISO_W | SPP_N | MISO_W | Internal | Shoulder | B13 | 600 | 750 | 0 | 51.05 | 51.05 | 5 | 0
2035 | SPP_N_2_MISO_W | SPP_N | MISO_W | Internal | Shoulder | B14 | 900 | 750 | 0 | 47.58 | 49.31 | 5 | 0
2035 | SPP_N_2_MISO_W | SPP_N | MISO_W | Internal | Shoulder | B15 | 1203 | 750 | 0 | 41.48 | 43.79 | 5 | 0
2035 | SPP_N_2_MISO_W | SPP_N | MISO_W | Internal | Summer | B1 | 10 | 750 | 0 | 81.3 | 83.18 | 5 | 0
2035 | SPP_N_2_MISO_W | SPP_N | MISO_W | Internal | Summer | B2 | 25 | 750 | 0 | 81.3 | 80.73 | 5 | 0
2035 | SPP_N_2_MISO_W | SPP_N | MISO_W | Internal | Summer | B3 | 75 | 750 | 0 | 81.38 | 81.39 | 5 | 0
2035 | SPP_N_2_MISO_W | SPP_N | MISO_W | Internal | Summer | B4 | 100 | 750 | 0 | 81.3 | 80.22 | 5 | 0
2035 | SPP_N_2_MISO_W | SPP_N | MISO_W | Internal | Summer | B5 | 200 | 750 | 0 | 81.3 | 80.22 | 5 | 0
2035 | SPP_N_2_MISO_W | SPP_N | MISO_W | Internal | Summer | B6 | 300 | 750 | 0 | 71.72 | 64.72 | 5 | 0
2035 | SPP_N_2_MISO_W | SPP_N | MISO_W | Internal | Summer | B7 | 400 | 750 | 0 | 58.27 | 51.27 | 5 | 0
2035 | SPP_N_2_MISO_W | SPP_N | MISO_W | Internal | Summer | B8 | 500 | 750 | 0 | 50.6 | 46.13 | 5 | 0
2035 | SPP_N_2_MISO_W | SPP_N | MISO_W | Internal | Summer | B9 | 800 | 750 | 0 | 48.77 | 42.73 | 5 | 0
2035 | SPP_N_2_MISO_W | SPP_N | MISO_W | Internal | Summer | B10 | 1262 | 750 | 0 | 41.68 | 41.06 | 5 | 0
2035 | SPP_N_2_MISO_W | SPP_N | MISO_W | Internal | Winter | B16 | 25 | 750 | 0 | 57.59 | 57.5 | 5 | 0
2035 | SPP_N_2_MISO_W | SPP_N | MISO_W | Internal | Winter | B17 | 100 | 750 | 0 | 51.74 | 55.17 | 5 | 0
2035 | SPP_N_2_MISO_W | SPP_N | MISO_W | Internal | Winter | B18 | 400 | 750 | 0 | 51.76 | 54.46 | 5 | 0
2035 | SPP_N_2_MISO_W | SPP_N | MISO_W | Internal | Winter | B19 | 700 | 750 | 0 | 50.48 | 51.63 | 5 | 0
2035 | SPP_N_2_MISO_W | SPP_N | MISO_W | Internal | Winter | B20 | 935 | 750 | 0 | 40.15 | 41.59 | 5 | 0
2035 | SPP_N_2_NE | SPP_N | NE | Internal | Shoulder | B11 | 25 | 1531 | 0 | 72.87 | 72.86 | 0.01 | 0
2035 | SPP_N_2_NE | SPP_N | NE | Internal | Shoulder | B12 | 200 | 1531 | 336.94 | 53.24 | 53.25 | 0.01 | 0
2035 | SPP_N_2_NE | SPP_N | NE | Internal | Shoulder | B13 | 600 | 1531 | 0 | 51.05 | 51.05 | 0.01 | 0
2035 | SPP_N_2_NE | SPP_N | NE | Internal | Shoulder | B14 | 900 | 1531 | 433.2 | 47.58 | 47.59 | 0.01 | 0
2035 | SPP_N_2_NE | SPP_N | NE | Internal | Shoulder | B15 | 1203 | 1531 | 0 | 41.48 | 41.46 | 0.01 | 0
2035 | SPP_N_2_NE | SPP_N | NE | Internal | Summer | B1 | 10 | 1531 | 1531 | 81.3 | 83.18 | 0.01 | 1.87
2035 | SPP_N_2_NE | SPP_N | NE | Internal | Summer | B2 | 25 | 1531 | 0 | 81.3 | 81.29 | 0.01 | 0
2035 | SPP_N_2_NE | SPP_N | NE | Internal | Summer | B3 | 75 | 1531 | 1198.9 | 81.38 | 81.39 | 0.01 | 0
2035 | SPP_N_2_NE | SPP_N | NE | Internal | Summer | B4 | 100 | 1531 | 0 | 81.3 | 81.29 | 0.01 | 0
2035 | SPP_N_2_NE | SPP_N | NE | Internal | Summer | B5 | 200 | 1531 | 0 | 81.3 | 81.29 | 0.01 | 0
2035 | SPP_N_2_NE | SPP_N | NE | Internal | Summer | B6 | 300 | 1531 | 0 | 71.72 | 71.71 | 0.01 | 0
2035 | SPP_N_2_NE | SPP_N | NE | Internal | Summer | B7 | 400 | 1531 | 0 | 58.27 | 58.26 | 0.01 | 0
2035 | SPP_N_2_NE | SPP_N | NE | Internal | Summer | B8 | 500 | 1531 | 0 | 50.6 | 50.59 | 0.01 | 0
2035 | SPP_N_2_NE | SPP_N | NE | Internal | Summer | B9 | 800 | 1531 | 0 | 48.77 | 48.76 | 0.01 | 0
2035 | SPP_N_2_NE | SPP_N | NE | Internal | Summer | B10 | 1262 | 1531 | 0 | 41.68 | 41.67 | 0.01 | 0
2035 | SPP_N_2_NE | SPP_N | NE | Internal | Winter | B16 | 25 | 1531 | 0 | 57.59 | 57.58 | 0.01 | 0
2035 | SPP_N_2_NE | SPP_N | NE | Internal | Winter | B17 | 100 | 1531 | 0 | 51.74 | 51.73 | 0.01 | 0
2035 | SPP_N_2_NE | SPP_N | NE | Internal | Winter | B18 | 400 | 1531 | 0 | 51.76 | 51.74 | 0.01 | 0
2035 | SPP_N_2_NE | SPP_N | NE | Internal | Winter | B19 | 700 | 1531 | 884.14 | 50.48 | 50.49 | 0.01 | 0
2035 | SPP_N_2_NE | SPP_N | NE | Internal | Winter | B20 | 935 | 1531 | 0 | 40.15 | 40.15 | 0.01 | 0
2035 | SPP_N_2_SPP_S | SPP_N | SPP_S | Internal | Shoulder | B11 | 25 | 4383 | 0 | 72.87 | 69.05 | 0.01 | 0
2035 | SPP_N_2_SPP_S | SPP_N | SPP_S | Internal | Shoulder | B12 | 200 | 4383 | 0 | 53.24 | 50.75 | 0.01 | 0
2035 | SPP_N_2_SPP_S | SPP_N | SPP_S | Internal | Shoulder | B13 | 600 | 4383 | 0 | 51.05 | 50.63 | 0.01 | 0
2035 | SPP_N_2_SPP_S | SPP_N | SPP_S | Internal | Shoulder | B14 | 900 | 4383 | 0 | 47.58 | 47.57 | 0.01 | 0
2035 | SPP_N_2_SPP_S | SPP_N | SPP_S | Internal | Shoulder | B15 | 1203 | 4383 | 210.72 | 41.48 | 41.49 | 0.01 | 0
2035 | SPP_N_2_SPP_S | SPP_N | SPP_S | Internal | Summer | B1 | 10 | 4383 | 0 | 81.3 | 57.96 | 0.01 | 0
2035 | SPP_N_2_SPP_S | SPP_N | SPP_S | Internal | Summer | B2 | 25 | 4383 | 0 | 81.3 | 70.59 | 0.01 | 0
2035 | SPP_N_2_SPP_S | SPP_N | SPP_S | Internal | Summer | B3 | 75 | 4383 | 0 | 81.38 | 71.18 | 0.01 | 0
2035 | SPP_N_2_SPP_S | SPP_N | SPP_S | Internal | Summer | B4 | 100 | 4383 | 0 | 81.3 | 71.18 | 0.01 | 0
2035 | SPP_N_2_SPP_S | SPP_N | SPP_S | Internal | Summer | B5 | 200 | 4383 | 0 | 81.3 | 70.59 | 0.01 | 0
2035 | SPP_N_2_SPP_S | SPP_N | SPP_S | Internal | Summer | B6 | 300 | 4383 | 0 | 71.72 | 70.59 | 0.01 | 0
2035 | SPP_N_2_SPP_S | SPP_N | SPP_S | Internal | Summer | B7 | 400 | 4383 | 0 | 58.27 | 57.19 | 0.01 | 0
2035 | SPP_N_2_SPP_S | SPP_N | SPP_S | Internal | Summer | B8 | 500 | 4383 | 0 | 50.6 | 50.59 | 0.01 | 0
2035 | SPP_N_2_SPP_S | SPP_N | SPP_S | Internal | Summer | B9 | 800 | 4383 | 1219.44 | 48.77 | 48.78 | 0.01 | 0
2035 | SPP_N_2_SPP_S | SPP_N | SPP_S | Internal | Summer | B10 | 1262 | 4383 | 3298.91 | 41.68 | 41.69 | 0.01 | 0
2035 | SPP_N_2_SPP_S | SPP_N | SPP_S | Internal | Winter | B16 | 25 | 4383 | 0 | 57.59 | 54.52 | 0.01 | 0
2035 | SPP_N_2_SPP_S | SPP_N | SPP_S | Internal | Winter | B17 | 100 | 4383 | 0 | 51.74 | 51.74 | 0.01 | 0
2035 | SPP_N_2_SPP_S | SPP_N | SPP_S | Internal | Winter | B18 | 400 | 4383 | 0 | 51.76 | 51.74 | 0.01 | 0
2035 | SPP_N_2_SPP_S | SPP_N | SPP_S | Internal | Winter | B19 | 700 | 4383 | 0 | 50.48 | 49.69 | 0.01 | 0
2035 | SPP_N_2_SPP_S | SPP_N | SPP_S | Internal | Winter | B20 | 935 | 4383 | 1536.46 | 40.15 | 40.17 | 0.01 | 0
2035 | SPP_S_2_ENT | SPP_S | ENT | Internal | Shoulder | B11 | 25 | 850 | 0 | 69.05 | 73.87 | 5 | 0
2035 | SPP_S_2_ENT | SPP_S | ENT | Internal | Shoulder | B12 | 200 | 850 | 0 | 50.75 | 52.97 | 5 | 0
2035 | SPP_S_2_ENT | SPP_S | ENT | Internal | Shoulder | B13 | 600 | 850 | 0 | 50.63 | 52.97 | 5 | 0
2035 | SPP_S_2_ENT | SPP_S | ENT | Internal | Shoulder | B14 | 900 | 850 | 850 | 47.57 | 52.58 | 5 | 0.01
2035 | SPP_S_2_ENT | SPP_S | ENT | Internal | Shoulder | B15 | 1203 | 850 | 850 | 41.49 | 50.84 | 5 | 4.36
2035 | SPP_S_2_ENT | SPP_S | ENT | Internal | Summer | B1 | 10 | 850 | 850 | 57.96 | 86.3 | 5 | 23.34
2035 | SPP_S_2_ENT | SPP_S | ENT | Internal | Summer | B2 | 25 | 850 | 850 | 70.59 | 84.7 | 5 | 9.11
2035 | SPP_S_2_ENT | SPP_S | ENT | Internal | Summer | B3 | 75 | 850 | 850 | 71.18 | 78.6 | 5 | 2.41
2035 | SPP_S_2_ENT | SPP_S | ENT | Internal | Summer | B4 | 100 | 850 | 850 | 71.18 | 78.6 | 5 | 2.41
2035 | SPP_S_2_ENT | SPP_S | ENT | Internal | Summer | B5 | 200 | 850 | 209.98 | 70.59 | 75.59 | 5 | 0
2035 | SPP_S_2_ENT | SPP_S | ENT | Internal | Summer | B6 | 300 | 850 | 0 | 70.59 | 71.72 | 5 | 0
2035 | SPP_S_2_ENT | SPP_S | ENT | Internal | Summer | B7 | 400 | 850 | 0 | 57.19 | 51.78 | 5 | 0
2035 | SPP_S_2_ENT | SPP_S | ENT | Internal | Summer | B8 | 500 | 850 | 0 | 50.59 | 51.11 | 5 | 0
2035 | SPP_S_2_ENT | SPP_S | ENT | Internal | Summer | B9 | 800 | 850 | 0 | 48.78 | 50.74 | 5 | 0
2035 | SPP_S_2_ENT | SPP_S | ENT | Internal | Summer | B10 | 1262 | 850 | 850 | 41.69 | 49.07 | 5 | 2.38
2035 | SPP_S_2_ENT | SPP_S | ENT | Internal | Winter | B16 | 25 | 850 | 850 | 54.52 | 62.59 | 5 | 3.08
2035 | SPP_S_2_ENT | SPP_S | ENT | Internal | Winter | B17 | 100 | 850 | 190.03 | 51.74 | 56.74 | 5 | 0
2035 | SPP_S_2_ENT | SPP_S | ENT | Internal | Winter | B18 | 400 | 850 | 317.82 | 51.74 | 56.74 | 5 | 0
2035 | SPP_S_2_ENT | SPP_S | ENT | Internal | Winter | B19 | 700 | 850 | 850 | 49.69 | 55.48 | 5 | 0.79
2035 | SPP_S_2_ENT | SPP_S | ENT | Internal | Winter | B20 | 935 | 850 | 850 | 40.17 | 49.98 | 5 | 4.81
2035 | SPP_S_2_SPP_N | SPP_S | SPP_N | Internal | Shoulder | B11 | 25 | 1023 | 1023 | 69.05 | 72.87 | 0.01 | 3.81
2035 | SPP_S_2_SPP_N | SPP_S | SPP_N | Internal | Shoulder | B12 | 200 | 1023 | 1023 | 50.75 | 53.24 | 0.01 | 2.48
2035 | SPP_S_2_SPP_N | SPP_S | SPP_N | Internal | Shoulder | B13 | 600 | 1023 | 1023 | 50.63 | 51.05 | 0.01 | 0.41
2035 | SPP_S_2_SPP_N | SPP_S | SPP_N | Internal | Shoulder | B14 | 900 | 1023 | 906.91 | 47.57 | 47.58 | 0.01 | 0
2035 | SPP_S_2_SPP_N | SPP_S | SPP_N | Internal | Shoulder | B15 | 1203 | 1023 | 0 | 41.49 | 41.48 | 0.01 | 0
2035 | SPP_S_2_SPP_N | SPP_S | SPP_N | Internal | Summer | B1 | 10 | 1023 | 1023 | 57.96 | 81.3 | 0.01 | 23.33
2035 | SPP_S_2_SPP_N | SPP_S | SPP_N | Internal | Summer | B2 | 25 | 1023 | 1023 | 70.59 | 81.3 | 0.01 | 10.7
2035 | SPP_S_2_SPP_N | SPP_S | SPP_N | Internal | Summer | B3 | 75 | 1023 | 1023 | 71.18 | 81.38 | 0.01 | 10.19
2035 | SPP_S_2_SPP_N | SPP_S | SPP_N | Internal | Summer | B4 | 100 | 1023 | 1023 | 71.18 | 81.3 | 0.01 | 10.1
2035 | SPP_S_2_SPP_N | SPP_S | SPP_N | Internal | Summer | B5 | 200 | 1023 | 1023 | 70.59 | 81.3 | 0.01 | 10.7
2035 | SPP_S_2_SPP_N | SPP_S | SPP_N | Internal | Summer | B6 | 300 | 1023 | 1023 | 70.59 | 71.72 | 0.01 | 1.12
2035 | SPP_S_2_SPP_N | SPP_S | SPP_N | Internal | Summer | B7 | 400 | 1023 | 1023 | 57.19 | 58.27 | 0.01 | 1.06
2035 | SPP_S_2_SPP_N | SPP_S | SPP_N | Internal | Summer | B8 | 500 | 1023 | 570.93 | 50.59 | 50.6 | 0.01 | 0
2035 | SPP_S_2_SPP_N | SPP_S | SPP_N | Internal | Summer | B9 | 800 | 1023 | 0 | 48.78 | 48.77 | 0.01 | 0
2035 | SPP_S_2_SPP_N | SPP_S | SPP_N | Internal | Summer | B10 | 1262 | 1023 | 0 | 41.69 | 41.68 | 0.01 | 0
2035 | SPP_S_2_SPP_N | SPP_S | SPP_N | Internal | Winter | B16 | 25 | 1023 | 1023 | 54.52 | 57.59 | 0.01 | 3.06
2035 | SPP_S_2_SPP_N | SPP_S | SPP_N | Internal | Winter | B17 | 100 | 1023 | 0 | 51.74 | 51.74 | 0.01 | 0
2035 | SPP_S_2_SPP_N | SPP_S | SPP_N | Internal | Winter | B18 | 400 | 1023 | 27.48 | 51.74 | 51.76 | 0.01 | 0
2035 | SPP_S_2_SPP_N | SPP_S | SPP_N | Internal | Winter | B19 | 700 | 1023 | 1023 | 49.69 | 50.48 | 0.01 | 0.78
2035 | SPP_S_2_SPP_N | SPP_S | SPP_N | Internal | Winter | B20 | 935 | 1023 | 0 | 40.17 | 40.15 | 0.01 | 0
2035 | TVA_2_ENT | TVA | ENT | Internal | Shoulder | B11 | 25 | 500 | 500 | 59.84 | 73.87 | 9 | 5.03
2035 | TVA_2_ENT | TVA | ENT | Internal | Shoulder | B12 | 200 | 500 | 0 | 52.27 | 52.97 | 9 | 0
2035 | TVA_2_ENT | TVA | ENT | Internal | Shoulder | B13 | 600 | 500 | 0 | 48.01 | 52.97 | 9 | 0
2035 | TVA_2_ENT | TVA | ENT | Internal | Shoulder | B14 | 900 | 500 | 0 | 48.01 | 52.58 | 9 | 0
2035 | TVA_2_ENT | TVA | ENT | Internal | Shoulder | B15 | 1203 | 500 | 0 | 48.01 | 50.84 | 9 | 0
2035 | TVA_2_ENT | TVA | ENT | Internal | Summer | B1 | 10 | 500 | 0 | 91.05 | 86.3 | 9 | 0
2035 | TVA_2_ENT | TVA | ENT | Internal | Summer | B2 | 25 | 500 | 0 | 88.73 | 84.7 | 9 | 0
2035 | TVA_2_ENT | TVA | ENT | Internal | Summer | B3 | 75 | 500 | 0 | 83.2 | 78.6 | 9 | 0
2035 | TVA_2_ENT | TVA | ENT | Internal | Summer | B4 | 100 | 500 | 0 | 81.23 | 78.6 | 9 | 0
2035 | TVA_2_ENT | TVA | ENT | Internal | Summer | B5 | 200 | 500 | 0 | 72.09 | 75.59 | 9 | 0
2035 | TVA_2_ENT | TVA | ENT | Internal | Summer | B6 | 300 | 500 | 500 | 52.95 | 71.72 | 9 | 9.77
2035 | TVA_2_ENT | TVA | ENT | Internal | Summer | B7 | 400 | 500 | 0 | 50.78 | 51.78 | 9 | 0
2035 | TVA_2_ENT | TVA | ENT | Internal | Summer | B8 | 500 | 500 | 0 | 50.78 | 51.11 | 9 | 0
2035 | TVA_2_ENT | TVA | ENT | Internal | Summer | B9 | 800 | 500 | 0 | 46.68 | 50.74 | 9 | 0
2035 | TVA_2_ENT | TVA | ENT | Internal | Summer | B10 | 1262 | 500 | 500 | 37.17 | 49.07 | 9 | 2.9
2035 | TVA_2_ENT | TVA | ENT | Internal | Winter | B16 | 25 | 500 | 0 | 61.86 | 62.59 | 9 | 0
2035 | TVA_2_ENT | TVA | ENT | Internal | Winter | B17 | 100 | 500 | 0 | 55.54 | 56.74 | 9 | 0
2035 | TVA_2_ENT | TVA | ENT | Internal | Winter | B18 | 400 | 500 | 0 | 49.82 | 56.74 | 9 | 0
2035 | TVA_2_ENT | TVA | ENT | Internal | Winter | B19 | 700 | 500 | 0 | 49.82 | 55.48 | 9 | 0
2035 | TVA_2_ENT | TVA | ENT | Internal | Winter | B20 | 935 | 500 | 0 | 45.62 | 49.98 | 9 | 0
2035 | TVA_2_MISO_MO-IL | TVA | MISO_MO-IL | Internal | Shoulder | B11 | 25 | 50 | 0 | 59.84 | 65.89 | 9 | 0
2035 | TVA_2_MISO_MO-IL | TVA | MISO_MO-IL | Internal | Shoulder | B12 | 200 | 50 | 0 | 52.27 | 56.63 | 9 | 0
2035 | TVA_2_MISO_MO-IL | TVA | MISO_MO-IL | Internal | Shoulder | B13 | 600 | 50 | 0 | 48.01 | 51.07 | 9 | 0
2035 | TVA_2_MISO_MO-IL | TVA | MISO_MO-IL | Internal | Shoulder | B14 | 900 | 50 | 0 | 48.01 | 49.33 | 9 | 0
2035 | TVA_2_MISO_MO-IL | TVA | MISO_MO-IL | Internal | Shoulder | B15 | 1203 | 50 | 0 | 48.01 | 43.81 | 9 | 0
2035 | TVA_2_MISO_MO-IL | TVA | MISO_MO-IL | Internal | Summer | B1 | 10 | 50 | 0 | 91.05 | 83.18 | 9 | 0
2035 | TVA_2_MISO_MO-IL | TVA | MISO_MO-IL | Internal | Summer | B2 | 25 | 50 | 0 | 88.73 | 80.71 | 9 | 0
2035 | TVA_2_MISO_MO-IL | TVA | MISO_MO-IL | Internal | Summer | B3 | 75 | 50 | 0 | 83.2 | 79.18 | 9 | 0
2035 | TVA_2_MISO_MO-IL | TVA | MISO_MO-IL | Internal | Summer | B4 | 100 | 50 | 0 | 81.23 | 77.23 | 9 | 0
2035 | TVA_2_MISO_MO-IL | TVA | MISO_MO-IL | Internal | Summer | B5 | 200 | 50 | 0 | 72.09 | 75.54 | 9 | 0
2035 | TVA_2_MISO_MO-IL | TVA | MISO_MO-IL | Internal | Summer | B6 | 300 | 50 | 50 | 52.95 | 63.72 | 9 | 1.77
2035 | TVA_2_MISO_MO-IL | TVA | MISO_MO-IL | Internal | Summer | B7 | 400 | 50 | 0 | 50.78 | 51.27 | 9 | 0
2035 | TVA_2_MISO_MO-IL | TVA | MISO_MO-IL | Internal | Summer | B8 | 500 | 50 | 0 | 50.78 | 46.15 | 9 | 0
2035 | TVA_2_MISO_MO-IL | TVA | MISO_MO-IL | Internal | Summer | B9 | 800 | 50 | 0 | 46.68 | 42.74 | 9 | 0
2035 | TVA_2_MISO_MO-IL | TVA | MISO_MO-IL | Internal | Summer | B10 | 1262 | 50 | 0 | 37.17 | 41.07 | 9 | 0
2035 | TVA_2_MISO_MO-IL | TVA | MISO_MO-IL | Internal | Winter | B16 | 25 | 50 | 0 | 61.86 | 57.85 | 9 | 0
2035 | TVA_2_MISO_MO-IL | TVA | MISO_MO-IL | Internal | Winter | B17 | 100 | 50 | 0 | 55.54 | 55.18 | 9 | 0
2035 | TVA_2_MISO_MO-IL | TVA | MISO_MO-IL | Internal | Winter | B18 | 400 | 50 | 0 | 49.82 | 54.48 | 9 | 0
2035 | TVA_2_MISO_MO-IL | TVA | MISO_MO-IL | Internal | Winter | B19 | 700 | 50 | 0 | 49.82 | 51.63 | 9 | 0
2035 | TVA_2_MISO_MO-IL | TVA | MISO_MO-IL | Internal | Winter | B20 | 935 | 50 | 0 | 45.62 | 41.61 | 9 | 0
2035 | TVA_2_NonRTO_Midwest | TVA | NonRTO_Midwest | Internal | Shoulder | B11 | 25 | 100 | 100 | 59.84 | 73.87 | 9 | 5.03
2035 | TVA_2_NonRTO_Midwest | TVA | NonRTO_Midwest | Internal | Shoulder | B12 | 200 | 100 | 100 | 52.27 | 64.64 | 9 | 3.37
2035 | TVA_2_NonRTO_Midwest | TVA | NonRTO_Midwest | Internal | Shoulder | B13 | 600 | 100 | 100 | 48.01 | 59.08 | 9 | 2.06
2035 | TVA_2_NonRTO_Midwest | TVA | NonRTO_Midwest | Internal | Shoulder | B14 | 900 | 100 | 0 | 48.01 | 47.95 | 9 | 0
2035 | TVA_2_NonRTO_Midwest | TVA | NonRTO_Midwest | Internal | Shoulder | B15 | 1203 | 100 | 0 | 48.01 | 40 | 9 | 0
2035 | TVA_2_NonRTO_Midwest | TVA | NonRTO_Midwest | Internal | Summer | B1 | 10 | 100 | 0 | 91.05 | 91.17 | 9 | 0
2035 | TVA_2_NonRTO_Midwest | TVA | NonRTO_Midwest | Internal | Summer | B2 | 25 | 100 | 0 | 88.73 | 84.43 | 9 | 0
2035 | TVA_2_NonRTO_Midwest | TVA | NonRTO_Midwest | Internal | Summer | B3 | 75 | 100 | 0 | 83.2 | 84.43 | 9 | 0
2035 | TVA_2_NonRTO_Midwest | TVA | NonRTO_Midwest | Internal | Summer | B4 | 100 | 100 | 0 | 81.23 | 84.43 | 9 | 0
2035 | TVA_2_NonRTO_Midwest | TVA | NonRTO_Midwest | Internal | Summer | B5 | 200 | 100 | 100 | 72.09 | 83.53 | 9 | 2.45
2035 | TVA_2_NonRTO_Midwest | TVA | NonRTO_Midwest | Internal | Summer | B6 | 300 | 100 | 100 | 52.95 | 71.71 | 9 | 9.76
2035 | TVA_2_NonRTO_Midwest | TVA | NonRTO_Midwest | Internal | Summer | B7 | 400 | 100 | 0 | 50.78 | 59.26 | 9 | 0
2035 | TVA_2_NonRTO_Midwest | TVA | NonRTO_Midwest | Internal | Summer | B8 | 500 | 100 | 0 | 50.78 | 46.36 | 9 | 0
2035 | TVA_2_NonRTO_Midwest | TVA | NonRTO_Midwest | Internal | Summer | B9 | 800 | 100 | 0 | 46.68 | 38.99 | 9 | 0
2035 | TVA_2_NonRTO_Midwest | TVA | NonRTO_Midwest | Internal | Summer | B10 | 1262 | 100 | 0 | 37.17 | 34.36 | 9 | 0
2035 | TVA_2_NonRTO_Midwest | TVA | NonRTO_Midwest | Internal | Winter | B16 | 25 | 100 | 0 | 61.86 | 67.03 | 9 | 0
2035 | TVA_2_NonRTO_Midwest | TVA | NonRTO_Midwest | Internal | Winter | B17 | 100 | 100 | 100 | 55.54 | 65.19 | 9 | 0.65
2035 | TVA_2_NonRTO_Midwest | TVA | NonRTO_Midwest | Internal | Winter | B18 | 400 | 100 | 100 | 49.82 | 62.49 | 9 | 3.67
2035 | TVA_2_NonRTO_Midwest | TVA | NonRTO_Midwest | Internal | Winter | B19 | 700 | 100 | 0 | 49.82 | 50.77 | 9 | 0
2035 | TVA_2_NonRTO_Midwest | TVA | NonRTO_Midwest | Internal | Winter | B20 | 935 | 100 | 0 | 45.62 | 38.14 | 9 | 0
2035 | TVA_2_SOCO | TVA | SOCO | Internal | Shoulder | B11 | 25 | 500 | 500 | 59.84 | 72.54 | 9 | 3.7
2035 | TVA_2_SOCO | TVA | SOCO | Internal | Shoulder | B12 | 200 | 500 | 0 | 52.27 | 53.05 | 9 | 0
2035 | TVA_2_SOCO | TVA | SOCO | Internal | Shoulder | B13 | 600 | 500 | 0 | 48.01 | 53.05 | 9 | 0
2035 | TVA_2_SOCO | TVA | SOCO | Internal | Shoulder | B14 | 900 | 500 | 0 | 48.01 | 53.05 | 9 | 0
2035 | TVA_2_SOCO | TVA | SOCO | Internal | Shoulder | B15 | 1203 | 500 | 0 | 48.01 | 48.71 | 9 | 0
2035 | TVA_2_SOCO | TVA | SOCO | Internal | Summer | B1 | 10 | 500 | 0 | 91.05 | 94.37 | 9 | 0
2035 | TVA_2_SOCO | TVA | SOCO | Internal | Summer | B2 | 25 | 500 | 0 | 88.73 | 86.6 | 9 | 0
2035 | TVA_2_SOCO | TVA | SOCO | Internal | Summer | B3 | 75 | 500 | 0 | 83.2 | 86.6 | 9 | 0
2035 | TVA_2_SOCO | TVA | SOCO | Internal | Summer | B4 | 100 | 500 | 0 | 81.23 | 86.6 | 9 | 0
2035 | TVA_2_SOCO | TVA | SOCO | Internal | Summer | B5 | 200 | 500 | 500 | 72.09 | 83.59 | 9 | 2.5
2035 | TVA_2_SOCO | TVA | SOCO | Internal | Summer | B6 | 300 | 500 | 500 | 52.95 | 71.01 | 9 | 9.06
2035 | TVA_2_SOCO | TVA | SOCO | Internal | Summer | B7 | 400 | 500 | 344.4 | 50.78 | 59.78 | 9 | 0
2035 | TVA_2_SOCO | TVA | SOCO | Internal | Summer | B8 | 500 | 500 | 0 | 50.78 | 51.48 | 9 | 0
2035 | TVA_2_SOCO | TVA | SOCO | Internal | Summer | B9 | 800 | 500 | 0 | 46.68 | 51.48 | 9 | 0
2035 | TVA_2_SOCO | TVA | SOCO | Internal | Summer | B10 | 1262 | 500 | 500 | 37.17 | 47.31 | 9 | 1.14
2035 | TVA_2_SOCO | TVA | SOCO | Internal | Winter | B16 | 25 | 500 | 0 | 61.86 | 70.59 | 9 | 0
2035 | TVA_2_SOCO | TVA | SOCO | Internal | Winter | B17 | 100 | 500 | 0 | 55.54 | 56.53 | 9 | 0
2035 | TVA_2_SOCO | TVA | SOCO | Internal | Winter | B18 | 400 | 500 | 0 | 49.82 | 56.53 | 9 | 0
2035 | TVA_2_SOCO | TVA | SOCO | Internal | Winter | B19 | 700 | 500 | 0 | 49.82 | 52.01 | 9 | 0
2035 | TVA_2_SOCO | TVA | SOCO | Internal | Winter | B20 | 935 | 500 | 0 | 45.62 | 51.16 | 9 | 0
2035 | TVA_2_VACAR | TVA | VACAR | Internal | Shoulder | B11 | 25 | 150 | 0 | 59.84 | 65.54 | 9 | 0
2035 | TVA_2_VACAR | TVA | VACAR | Internal | Shoulder | B12 | 200 | 150 | 0 | 52.27 | 51.76 | 9 | 0
2035 | TVA_2_VACAR | TVA | VACAR | Internal | Shoulder | B13 | 600 | 150 | 0 | 48.01 | 48.37 | 9 | 0
2035 | TVA_2_VACAR | TVA | VACAR | Internal | Shoulder | B14 | 900 | 150 | 0 | 48.01 | 46.05 | 9 | 0
2035 | TVA_2_VACAR | TVA | VACAR | Internal | Shoulder | B15 | 1203 | 150 | 0 | 48.01 | 41.71 | 9 | 0
2035 | TVA_2_VACAR | TVA | VACAR | Internal | Summer | B1 | 10 | 150 | 0 | 91.05 | 87.37 | 9 | 0
2035 | TVA_2_VACAR | TVA | VACAR | Internal | Summer | B2 | 25 | 150 | 0 | 88.73 | 87.37 | 9 | 0
2035 | TVA_2_VACAR | TVA | VACAR | Internal | Summer | B3 | 75 | 150 | 0 | 83.2 | 85.46 | 9 | 0
2035 | TVA_2_VACAR | TVA | VACAR | Internal | Summer | B4 | 100 | 150 | 0 | 81.23 | 81.22 | 9 | 0
2035 | TVA_2_VACAR | TVA | VACAR | Internal | Summer | B5 | 200 | 150 | 0 | 72.09 | 79.52 | 9 | 0
2035 | TVA_2_VACAR | TVA | VACAR | Internal | Summer | B6 | 300 | 150 | 150 | 52.95 | 64.01 | 9 | 2.06
2035 | TVA_2_VACAR | TVA | VACAR | Internal | Summer | B7 | 400 | 150 | 0 | 50.78 | 55.27 | 9 | 0
2035 | TVA_2_VACAR | TVA | VACAR | Internal | Summer | B8 | 500 | 150 | 0 | 50.78 | 52.15 | 9 | 0
2035 | TVA_2_VACAR | TVA | VACAR | Internal | Summer | B9 | 800 | 150 | 0 | 46.68 | 47.01 | 9 | 0
2035 | TVA_2_VACAR | TVA | VACAR | Internal | Summer | B10 | 1262 | 150 | 0 | 37.17 | 43.18 | 9 | 0
2035 | TVA_2_VACAR | TVA | VACAR | Internal | Winter | B16 | 25 | 150 | 0 | 61.86 | 63.59 | 9 | 0
2035 | TVA_2_VACAR | TVA | VACAR | Internal | Winter | B17 | 100 | 150 | 0 | 55.54 | 58.16 | 9 | 0
2035 | TVA_2_VACAR | TVA | VACAR | Internal | Winter | B18 | 400 | 150 | 0 | 49.82 | 49.53 | 9 | 0
2035 | TVA_2_VACAR | TVA | VACAR | Internal | Winter | B19 | 700 | 150 | 0 | 49.82 | 45.01 | 9 | 0
2035 | TVA_2_VACAR | TVA | VACAR | Internal | Winter | B20 | 935 | 150 | 0 | 45.62 | 41.84 | 9 | 0
2035 | TVA_Transmission_2_ENT | TVA_Transmission | ENT | Internal | Shoulder | B11 | 25 | 3000 | 1511.12 | 64.87 | 73.87 | 9 | 0
2035 | TVA_Transmission_2_ENT | TVA_Transmission | ENT | Internal | Shoulder | B12 | 200 | 3000 | 0 | 56.95 | 52.97 | 9 | 0
2035 | TVA_Transmission_2_ENT | TVA_Transmission | ENT | Internal | Shoulder | B13 | 600 | 3000 | 0 | 52.38 | 52.97 | 9 | 0
2035 | TVA_Transmission_2_ENT | TVA_Transmission | ENT | Internal | Shoulder | B14 | 900 | 3000 | 0 | 50.16 | 52.58 | 9 | 0
2035 | TVA_Transmission_2_ENT | TVA_Transmission | ENT | Internal | Shoulder | B15 | 1203 | 3000 | 0 | 48 | 50.84 | 9 | 0
2035 | TVA_Transmission_2_ENT | TVA_Transmission | ENT | Internal | Summer | B1 | 10 | 3000 | 0 | 91.04 | 86.3 | 9 | 0
2035 | TVA_Transmission_2_ENT | TVA_Transmission | ENT | Internal | Summer | B2 | 25 | 3000 | 0 | 88.71 | 84.7 | 9 | 0
2035 | TVA_Transmission_2_ENT | TVA_Transmission | ENT | Internal | Summer | B3 | 75 | 3000 | 0 | 83.18 | 78.6 | 9 | 0
2035 | TVA_Transmission_2_ENT | TVA_Transmission | ENT | Internal | Summer | B4 | 100 | 3000 | 0 | 81.22 | 78.6 | 9 | 0
2035 | TVA_Transmission_2_ENT | TVA_Transmission | ENT | Internal | Summer | B5 | 200 | 3000 | 0 | 77.88 | 75.59 | 9 | 0
2035 | TVA_Transmission_2_ENT | TVA_Transmission | ENT | Internal | Summer | B6 | 300 | 3000 | 0 | 66.05 | 71.72 | 9 | 0
2035 | TVA_Transmission_2_ENT | TVA_Transmission | ENT | Internal | Summer | B7 | 400 | 3000 | 0 | 53.92 | 51.78 | 9 | 0
2035 | TVA_Transmission_2_ENT | TVA_Transmission | ENT | Internal | Summer | B8 | 500 | 3000 | 0 | 51.34 | 51.11 | 9 | 0
2035 | TVA_Transmission_2_ENT | TVA_Transmission | ENT | Internal | Summer | B9 | 800 | 3000 | 0 | 46.83 | 50.74 | 9 | 0
2035 | TVA_Transmission_2_ENT | TVA_Transmission | ENT | Internal | Summer | B10 | 1262 | 3000 | 0 | 41.45 | 49.07 | 9 | 0
2035 | TVA_Transmission_2_ENT | TVA_Transmission | ENT | Internal | Winter | B16 | 25 | 3000 | 0 | 61.85 | 62.59 | 9 | 0
2035 | TVA_Transmission_2_ENT | TVA_Transmission | ENT | Internal | Winter | B17 | 100 | 3000 | 0 | 58.8 | 56.74 | 9 | 0
2035 | TVA_Transmission_2_ENT | TVA_Transmission | ENT | Internal | Winter | B18 | 400 | 3000 | 0 | 55.15 | 56.74 | 9 | 0
2035 | TVA_Transmission_2_ENT | TVA_Transmission | ENT | Internal | Winter | B19 | 700 | 3000 | 0 | 51 | 55.48 | 9 | 0
2035 | TVA_Transmission_2_ENT | TVA_Transmission | ENT | Internal | Winter | B20 | 935 | 3000 | 0 | 45.61 | 49.98 | 9 | 0
2035 | TVA_Transmission_2_NonRTO_Midwest | TVA_Transmission | NonRTO_Midwest | Internal | Shoulder | B11 | 25 | 700 | 649.93 | 64.87 | 73.87 | 9 | 0
2035 | TVA_Transmission_2_NonRTO_Midwest | TVA_Transmission | NonRTO_Midwest | Internal | Shoulder | B12 | 200 | 700 | 0 | 56.95 | 64.64 | 9 | 0
2035 | TVA_Transmission_2_NonRTO_Midwest | TVA_Transmission | NonRTO_Midwest | Internal | Shoulder | B13 | 600 | 700 | 0 | 52.38 | 59.08 | 9 | 0
2035 | TVA_Transmission_2_NonRTO_Midwest | TVA_Transmission | NonRTO_Midwest | Internal | Shoulder | B14 | 900 | 700 | 0 | 50.16 | 47.95 | 9 | 0
2035 | TVA_Transmission_2_NonRTO_Midwest | TVA_Transmission | NonRTO_Midwest | Internal | Shoulder | B15 | 1203 | 700 | 0 | 48 | 40 | 9 | 0
2035 | TVA_Transmission_2_NonRTO_Midwest | TVA_Transmission | NonRTO_Midwest | Internal | Summer | B1 | 10 | 700 | 0 | 91.04 | 91.17 | 9 | 0
2035 | TVA_Transmission_2_NonRTO_Midwest | TVA_Transmission | NonRTO_Midwest | Internal | Summer | B2 | 25 | 700 | 0 | 88.71 | 84.43 | 9 | 0
2035 | TVA_Transmission_2_NonRTO_Midwest | TVA_Transmission | NonRTO_Midwest | Internal | Summer | B3 | 75 | 700 | 0 | 83.18 | 84.43 | 9 | 0
2035 | TVA_Transmission_2_NonRTO_Midwest | TVA_Transmission | NonRTO_Midwest | Internal | Summer | B4 | 100 | 700 | 0 | 81.22 | 84.43 | 9 | 0
2035 | TVA_Transmission_2_NonRTO_Midwest | TVA_Transmission | NonRTO_Midwest | Internal | Summer | B5 | 200 | 700 | 0 | 77.88 | 83.53 | 9 | 0
2035 | TVA_Transmission_2_NonRTO_Midwest | TVA_Transmission | NonRTO_Midwest | Internal | Summer | B6 | 300 | 700 | 0 | 66.05 | 71.71 | 9 | 0
2035 | TVA_Transmission_2_NonRTO_Midwest | TVA_Transmission | NonRTO_Midwest | Internal | Summer | B7 | 400 | 700 | 0 | 53.92 | 59.26 | 9 | 0
2035 | TVA_Transmission_2_NonRTO_Midwest | TVA_Transmission | NonRTO_Midwest | Internal | Summer | B8 | 500 | 700 | 0 | 51.34 | 46.36 | 9 | 0
2035 | TVA_Transmission_2_NonRTO_Midwest | TVA_Transmission | NonRTO_Midwest | Internal | Summer | B9 | 800 | 700 | 0 | 46.83 | 38.99 | 9 | 0
2035 | TVA_Transmission_2_NonRTO_Midwest | TVA_Transmission | NonRTO_Midwest | Internal | Summer | B10 | 1262 | 700 | 0 | 41.45 | 34.36 | 9 | 0
2035 | TVA_Transmission_2_NonRTO_Midwest | TVA_Transmission | NonRTO_Midwest | Internal | Winter | B16 | 25 | 700 | 0 | 61.85 | 67.03 | 9 | 0
2035 | TVA_Transmission_2_NonRTO_Midwest | TVA_Transmission | NonRTO_Midwest | Internal | Winter | B17 | 100 | 700 | 0 | 58.8 | 65.19 | 9 | 0
2035 | TVA_Transmission_2_NonRTO_Midwest | TVA_Transmission | NonRTO_Midwest | Internal | Winter | B18 | 400 | 700 | 0 | 55.15 | 62.49 | 9 | 0
2035 | TVA_Transmission_2_NonRTO_Midwest | TVA_Transmission | NonRTO_Midwest | Internal | Winter | B19 | 700 | 700 | 0 | 51 | 50.77 | 9 | 0
2035 | TVA_Transmission_2_NonRTO_Midwest | TVA_Transmission | NonRTO_Midwest | Internal | Winter | B20 | 935 | 700 | 0 | 45.61 | 38.14 | 9 | 0
2035 | TVA_Transmission_2_SOCO | TVA_Transmission | SOCO | Internal | Shoulder | B11 | 25 | 3200 | 0 | 64.87 | 72.54 | 9 | 0
2035 | TVA_Transmission_2_SOCO | TVA_Transmission | SOCO | Internal | Shoulder | B12 | 200 | 3200 | 0 | 56.95 | 53.05 | 9 | 0
2035 | TVA_Transmission_2_SOCO | TVA_Transmission | SOCO | Internal | Shoulder | B13 | 600 | 3200 | 0 | 52.38 | 53.05 | 9 | 0
2035 | TVA_Transmission_2_SOCO | TVA_Transmission | SOCO | Internal | Shoulder | B14 | 900 | 3200 | 0 | 50.16 | 53.05 | 9 | 0
2035 | TVA_Transmission_2_SOCO | TVA_Transmission | SOCO | Internal | Shoulder | B15 | 1203 | 3200 | 0 | 48 | 48.71 | 9 | 0
2035 | TVA_Transmission_2_SOCO | TVA_Transmission | SOCO | Internal | Summer | B1 | 10 | 3200 | 0 | 91.04 | 94.37 | 9 | 0
2035 | TVA_Transmission_2_SOCO | TVA_Transmission | SOCO | Internal | Summer | B2 | 25 | 3200 | 0 | 88.71 | 86.6 | 9 | 0
2035 | TVA_Transmission_2_SOCO | TVA_Transmission | SOCO | Internal | Summer | B3 | 75 | 3200 | 0 | 83.18 | 86.6 | 9 | 0
2035 | TVA_Transmission_2_SOCO | TVA_Transmission | SOCO | Internal | Summer | B4 | 100 | 3200 | 0 | 81.22 | 86.6 | 9 | 0
2035 | TVA_Transmission_2_SOCO | TVA_Transmission | SOCO | Internal | Summer | B5 | 200 | 3200 | 0 | 77.88 | 83.59 | 9 | 0
2035 | TVA_Transmission_2_SOCO | TVA_Transmission | SOCO | Internal | Summer | B6 | 300 | 3200 | 0 | 66.05 | 71.01 | 9 | 0
2035 | TVA_Transmission_2_SOCO | TVA_Transmission | SOCO | Internal | Summer | B7 | 400 | 3200 | 0 | 53.92 | 59.78 | 9 | 0
2035 | TVA_Transmission_2_SOCO | TVA_Transmission | SOCO | Internal | Summer | B8 | 500 | 3200 | 0 | 51.34 | 51.48 | 9 | 0
2035 | TVA_Transmission_2_SOCO | TVA_Transmission | SOCO | Internal | Summer | B9 | 800 | 3200 | 0 | 46.83 | 51.48 | 9 | 0
2035 | TVA_Transmission_2_SOCO | TVA_Transmission | SOCO | Internal | Summer | B10 | 1262 | 3200 | 0 | 41.45 | 47.31 | 9 | 0
2035 | TVA_Transmission_2_SOCO | TVA_Transmission | SOCO | Internal | Winter | B16 | 25 | 3200 | 0 | 61.85 | 70.59 | 9 | 0
2035 | TVA_Transmission_2_SOCO | TVA_Transmission | SOCO | Internal | Winter | B17 | 100 | 3200 | 0 | 58.8 | 56.53 | 9 | 0
2035 | TVA_Transmission_2_SOCO | TVA_Transmission | SOCO | Internal | Winter | B18 | 400 | 3200 | 0 | 55.15 | 56.53 | 9 | 0
2035 | TVA_Transmission_2_SOCO | TVA_Transmission | SOCO | Internal | Winter | B19 | 700 | 3200 | 0 | 51 | 52.01 | 9 | 0
2035 | TVA_Transmission_2_SOCO | TVA_Transmission | SOCO | Internal | Winter | B20 | 935 | 3200 | 0 | 45.61 | 51.16 | 9 | 0
2035 | TVA_Transmission_2_TVA | TVA_Transmission | TVA | Internal | Shoulder | B11 | 25 | 99999 | 0 | 64.87 | 59.84 | 0.01 | 0
2035 | TVA_Transmission_2_TVA | TVA_Transmission | TVA | Internal | Shoulder | B12 | 200 | 99999 | 0 | 56.95 | 52.27 | 0.01 | 0
2035 | TVA_Transmission_2_TVA | TVA_Transmission | TVA | Internal | Shoulder | B13 | 600 | 99999 | 0 | 52.38 | 48.01 | 0.01 | 0
2035 | TVA_Transmission_2_TVA | TVA_Transmission | TVA | Internal | Shoulder | B14 | 900 | 99999 | 0 | 50.16 | 48.01 | 0.01 | 0
2035 | TVA_Transmission_2_TVA | TVA_Transmission | TVA | Internal | Shoulder | B15 | 1203 | 99999 | 433.54 | 48 | 48.01 | 0.01 | 0
2035 | TVA_Transmission_2_TVA | TVA_Transmission | TVA | Internal | Summer | B1 | 10 | 99999 | 2500 | 91.04 | 91.05 | 0.01 | 0
2035 | TVA_Transmission_2_TVA | TVA_Transmission | TVA | Internal | Summer | B2 | 25 | 99999 | 3638.81 | 88.71 | 88.73 | 0.01 | 0
2035 | TVA_Transmission_2_TVA | TVA_Transmission | TVA | Internal | Summer | B3 | 75 | 99999 | 1954.73 | 83.18 | 83.2 | 0.01 | 0
2035 | TVA_Transmission_2_TVA | TVA_Transmission | TVA | Internal | Summer | B4 | 100 | 99999 | 1177.88 | 81.22 | 81.23 | 0.01 | 0
2035 | TVA_Transmission_2_TVA | TVA_Transmission | TVA | Internal | Summer | B5 | 200 | 99999 | 0 | 77.88 | 72.09 | 0.01 | 0
2035 | TVA_Transmission_2_TVA | TVA_Transmission | TVA | Internal | Summer | B6 | 300 | 99999 | 0 | 66.05 | 52.95 | 0.01 | 0
2035 | TVA_Transmission_2_TVA | TVA_Transmission | TVA | Internal | Summer | B7 | 400 | 99999 | 0 | 53.92 | 50.78 | 0.01 | 0
2035 | TVA_Transmission_2_TVA | TVA_Transmission | TVA | Internal | Summer | B8 | 500 | 99999 | 0 | 51.34 | 50.78 | 0.01 | 0
2035 | TVA_Transmission_2_TVA | TVA_Transmission | TVA | Internal | Summer | B9 | 800 | 99999 | 0 | 46.83 | 46.68 | 0.01 | 0
2035 | TVA_Transmission_2_TVA | TVA_Transmission | TVA | Internal | Summer | B10 | 1262 | 99999 | 0 | 41.45 | 37.17 | 0.01 | 0
2035 | TVA_Transmission_2_TVA | TVA_Transmission | TVA | Internal | Winter | B16 | 25 | 99999 | 671.91 | 61.85 | 61.86 | 0.01 | 0
2035 | TVA_Transmission_2_TVA | TVA_Transmission | TVA | Internal | Winter | B17 | 100 | 99999 | 0 | 58.8 | 55.54 | 0.01 | 0
2035 | TVA_Transmission_2_TVA | TVA_Transmission | TVA | Internal | Winter | B18 | 400 | 99999 | 0 | 55.15 | 49.82 | 0.01 | 0
2035 | TVA_Transmission_2_TVA | TVA_Transmission | TVA | Internal | Winter | B19 | 700 | 99999 | 0 | 51 | 49.82 | 0.01 | 0
2035 | TVA_Transmission_2_TVA | TVA_Transmission | TVA | Internal | Winter | B20 | 935 | 99999 | 154.56 | 45.61 | 45.62 | 0.01 | 0
2035 | TVA_Transmission_2_VACAR | TVA_Transmission | VACAR | Internal | Shoulder | B11 | 25 | 900 | 0 | 64.87 | 65.54 | 9 | 0
2035 | TVA_Transmission_2_VACAR | TVA_Transmission | VACAR | Internal | Shoulder | B12 | 200 | 900 | 0 | 56.95 | 51.76 | 9 | 0
2035 | TVA_Transmission_2_VACAR | TVA_Transmission | VACAR | Internal | Shoulder | B13 | 600 | 900 | 0 | 52.38 | 48.37 | 9 | 0
2035 | TVA_Transmission_2_VACAR | TVA_Transmission | VACAR | Internal | Shoulder | B14 | 900 | 900 | 0 | 50.16 | 46.05 | 9 | 0
2035 | TVA_Transmission_2_VACAR | TVA_Transmission | VACAR | Internal | Shoulder | B15 | 1203 | 900 | 0 | 48 | 41.71 | 9 | 0
2035 | TVA_Transmission_2_VACAR | TVA_Transmission | VACAR | Internal | Summer | B1 | 10 | 900 | 0 | 91.04 | 87.37 | 9 | 0
2035 | TVA_Transmission_2_VACAR | TVA_Transmission | VACAR | Internal | Summer | B2 | 25 | 900 | 0 | 88.71 | 87.37 | 9 | 0
2035 | TVA_Transmission_2_VACAR | TVA_Transmission | VACAR | Internal | Summer | B3 | 75 | 900 | 0 | 83.18 | 85.46 | 9 | 0
2035 | TVA_Transmission_2_VACAR | TVA_Transmission | VACAR | Internal | Summer | B4 | 100 | 900 | 0 | 81.22 | 81.22 | 9 | 0
2035 | TVA_Transmission_2_VACAR | TVA_Transmission | VACAR | Internal | Summer | B5 | 200 | 900 | 0 | 77.88 | 79.52 | 9 | 0
2035 | TVA_Transmission_2_VACAR | TVA_Transmission | VACAR | Internal | Summer | B6 | 300 | 900 | 0 | 66.05 | 64.01 | 9 | 0
2035 | TVA_Transmission_2_VACAR | TVA_Transmission | VACAR | Internal | Summer | B7 | 400 | 900 | 0 | 53.92 | 55.27 | 9 | 0
2035 | TVA_Transmission_2_VACAR | TVA_Transmission | VACAR | Internal | Summer | B8 | 500 | 900 | 0 | 51.34 | 52.15 | 9 | 0
2035 | TVA_Transmission_2_VACAR | TVA_Transmission | VACAR | Internal | Summer | B9 | 800 | 900 | 0 | 46.83 | 47.01 | 9 | 0
2035 | TVA_Transmission_2_VACAR | TVA_Transmission | VACAR | Internal | Summer | B10 | 1262 | 900 | 0 | 41.45 | 43.18 | 9 | 0
2035 | TVA_Transmission_2_VACAR | TVA_Transmission | VACAR | Internal | Winter | B16 | 25 | 900 | 0 | 61.85 | 63.59 | 9 | 0
2035 | TVA_Transmission_2_VACAR | TVA_Transmission | VACAR | Internal | Winter | B17 | 100 | 900 | 0 | 58.8 | 58.16 | 9 | 0
2035 | TVA_Transmission_2_VACAR | TVA_Transmission | VACAR | Internal | Winter | B18 | 400 | 900 | 0 | 55.15 | 49.53 | 9 | 0
2035 | TVA_Transmission_2_VACAR | TVA_Transmission | VACAR | Internal | Winter | B19 | 700 | 900 | 0 | 51 | 45.01 | 9 | 0
2035 | TVA_Transmission_2_VACAR | TVA_Transmission | VACAR | Internal | Winter | B20 | 935 | 900 | 0 | 45.61 | 41.84 | 9 | 0
2035 | VACAR_2_PJM_ROR | VACAR | PJM_ROR | Internal | Shoulder | B11 | 25 | 2000 | 0 | 65.54 | 58.87 | 7 | 0
2035 | VACAR_2_PJM_ROR | VACAR | PJM_ROR | Internal | Shoulder | B12 | 200 | 2000 | 0 | 51.76 | 54.65 | 7 | 0
2035 | VACAR_2_PJM_ROR | VACAR | PJM_ROR | Internal | Shoulder | B13 | 600 | 2000 | 0 | 48.37 | 49.09 | 7 | 0
2035 | VACAR_2_PJM_ROR | VACAR | PJM_ROR | Internal | Shoulder | B14 | 900 | 2000 | 0 | 46.05 | 47.79 | 7 | 0
2035 | VACAR_2_PJM_ROR | VACAR | PJM_ROR | Internal | Shoulder | B15 | 1203 | 2000 | 0 | 41.71 | 42.35 | 7 | 0
2035 | VACAR_2_PJM_ROR | VACAR | PJM_ROR | Internal | Summer | B1 | 10 | 2000 | 0 | 87.37 | 81.18 | 7 | 0
2035 | VACAR_2_PJM_ROR | VACAR | PJM_ROR | Internal | Summer | B2 | 25 | 2000 | 0 | 87.37 | 77.33 | 7 | 0
2035 | VACAR_2_PJM_ROR | VACAR | PJM_ROR | Internal | Summer | B3 | 75 | 2000 | 0 | 85.46 | 77.18 | 7 | 0
2035 | VACAR_2_PJM_ROR | VACAR | PJM_ROR | Internal | Summer | B4 | 100 | 2000 | 0 | 81.22 | 75.22 | 7 | 0
2035 | VACAR_2_PJM_ROR | VACAR | PJM_ROR | Internal | Summer | B5 | 200 | 2000 | 0 | 79.52 | 73.52 | 7 | 0
2035 | VACAR_2_PJM_ROR | VACAR | PJM_ROR | Internal | Summer | B6 | 300 | 2000 | 0 | 64.01 | 61.71 | 7 | 0
2035 | VACAR_2_PJM_ROR | VACAR | PJM_ROR | Internal | Summer | B7 | 400 | 2000 | 0 | 55.27 | 49.27 | 7 | 0
2035 | VACAR_2_PJM_ROR | VACAR | PJM_ROR | Internal | Summer | B8 | 500 | 2000 | 0 | 52.15 | 46.15 | 7 | 0
2035 | VACAR_2_PJM_ROR | VACAR | PJM_ROR | Internal | Summer | B9 | 800 | 2000 | 0 | 47.01 | 43.22 | 7 | 0
2035 | VACAR_2_PJM_ROR | VACAR | PJM_ROR | Internal | Summer | B10 | 1262 | 2000 | 0 | 43.18 | 39.93 | 7 | 0
2035 | VACAR_2_PJM_ROR | VACAR | PJM_ROR | Internal | Winter | B16 | 25 | 2000 | 0 | 63.59 | 55.85 | 7 | 0
2035 | VACAR_2_PJM_ROR | VACAR | PJM_ROR | Internal | Winter | B17 | 100 | 2000 | 0 | 58.16 | 55.19 | 7 | 0
2035 | VACAR_2_PJM_ROR | VACAR | PJM_ROR | Internal | Winter | B18 | 400 | 2000 | 0 | 49.53 | 52.5 | 7 | 0
2035 | VACAR_2_PJM_ROR | VACAR | PJM_ROR | Internal | Winter | B19 | 700 | 2000 | 0 | 45.01 | 50.35 | 7 | 0
2035 | VACAR_2_PJM_ROR | VACAR | PJM_ROR | Internal | Winter | B20 | 935 | 2000 | 0 | 41.84 | 39.61 | 7 | 0
2035 | VACAR_2_SOCO | VACAR | SOCO | Internal | Shoulder | B11 | 25 | 3000 | 797.55 | 65.54 | 72.54 | 7 | 0
2035 | VACAR_2_SOCO | VACAR | SOCO | Internal | Shoulder | B12 | 200 | 3000 | 0 | 51.76 | 53.05 | 7 | 0
2035 | VACAR_2_SOCO | VACAR | SOCO | Internal | Shoulder | B13 | 600 | 3000 | 0 | 48.37 | 53.05 | 7 | 0
2035 | VACAR_2_SOCO | VACAR | SOCO | Internal | Shoulder | B14 | 900 | 3000 | 599.23 | 46.05 | 53.05 | 7 | 0
2035 | VACAR_2_SOCO | VACAR | SOCO | Internal | Shoulder | B15 | 1203 | 3000 | 2012.54 | 41.71 | 48.71 | 7 | 0
2035 | VACAR_2_SOCO | VACAR | SOCO | Internal | Summer | B1 | 10 | 3000 | 203.09 | 87.37 | 94.37 | 7 | 0
2035 | VACAR_2_SOCO | VACAR | SOCO | Internal | Summer | B2 | 25 | 3000 | 0 | 87.37 | 86.6 | 7 | 0
2035 | VACAR_2_SOCO | VACAR | SOCO | Internal | Summer | B3 | 75 | 3000 | 0 | 85.46 | 86.6 | 7 | 0
2035 | VACAR_2_SOCO | VACAR | SOCO | Internal | Summer | B4 | 100 | 3000 | 0 | 81.22 | 86.6 | 7 | 0
2035 | VACAR_2_SOCO | VACAR | SOCO | Internal | Summer | B5 | 200 | 3000 | 0 | 79.52 | 83.59 | 7 | 0
2035 | VACAR_2_SOCO | VACAR | SOCO | Internal | Summer | B6 | 300 | 3000 | 1093.32 | 64.01 | 71.01 | 7 | 0
2035 | VACAR_2_SOCO | VACAR | SOCO | Internal | Summer | B7 | 400 | 3000 | 0 | 55.27 | 59.78 | 7 | 0
2035 | VACAR_2_SOCO | VACAR | SOCO | Internal | Summer | B8 | 500 | 3000 | 0 | 52.15 | 51.48 | 7 | 0
2035 | VACAR_2_SOCO | VACAR | SOCO | Internal | Summer | B9 | 800 | 3000 | 0 | 47.01 | 51.48 | 7 | 0
2035 | VACAR_2_SOCO | VACAR | SOCO | Internal | Summer | B10 | 1262 | 3000 | 0 | 43.18 | 47.31 | 7 | 0
2035 | VACAR_2_SOCO | VACAR | SOCO | Internal | Winter | B16 | 25 | 3000 | 2213.89 | 63.59 | 70.59 | 7 | 0
2035 | VACAR_2_SOCO | VACAR | SOCO | Internal | Winter | B17 | 100 | 3000 | 0 | 58.16 | 56.53 | 7 | 0
2035 | VACAR_2_SOCO | VACAR | SOCO | Internal | Winter | B18 | 400 | 3000 | 882.78 | 49.53 | 56.53 | 7 | 0
2035 | VACAR_2_SOCO | VACAR | SOCO | Internal | Winter | B19 | 700 | 3000 | 1409.24 | 45.01 | 52.01 | 7 | 0
2035 | VACAR_2_SOCO | VACAR | SOCO | Internal | Winter | B20 | 935 | 3000 | 3000 | 41.84 | 51.16 | 7 | 2.32
2035 | VACAR_2_TVA_Transmission | VACAR | TVA_Transmission | Internal | Shoulder | B11 | 25 | 900 | 0 | 65.54 | 64.87 | 7 | 0
2035 | VACAR_2_TVA_Transmission | VACAR | TVA_Transmission | Internal | Shoulder | B12 | 200 | 900 | 0 | 51.76 | 56.95 | 7 | 0
2035 | VACAR_2_TVA_Transmission | VACAR | TVA_Transmission | Internal | Shoulder | B13 | 600 | 900 | 0 | 48.37 | 52.38 | 7 | 0
2035 | VACAR_2_TVA_Transmission | VACAR | TVA_Transmission | Internal | Shoulder | B14 | 900 | 900 | 0 | 46.05 | 50.16 | 7 | 0
2035 | VACAR_2_TVA_Transmission | VACAR | TVA_Transmission | Internal | Shoulder | B15 | 1203 | 900 | 0 | 41.71 | 48 | 7 | 0
2035 | VACAR_2_TVA_Transmission | VACAR | TVA_Transmission | Internal | Summer | B1 | 10 | 900 | 0 | 87.37 | 91.04 | 7 | 0
2035 | VACAR_2_TVA_Transmission | VACAR | TVA_Transmission | Internal | Summer | B2 | 25 | 900 | 0 | 87.37 | 88.71 | 7 | 0
2035 | VACAR_2_TVA_Transmission | VACAR | TVA_Transmission | Internal | Summer | B3 | 75 | 900 | 0 | 85.46 | 83.18 | 7 | 0
2035 | VACAR_2_TVA_Transmission | VACAR | TVA_Transmission | Internal | Summer | B4 | 100 | 900 | 0 | 81.22 | 81.22 | 7 | 0
2035 | VACAR_2_TVA_Transmission | VACAR | TVA_Transmission | Internal | Summer | B5 | 200 | 900 | 0 | 79.52 | 77.88 | 7 | 0
2035 | VACAR_2_TVA_Transmission | VACAR | TVA_Transmission | Internal | Summer | B6 | 300 | 900 | 0 | 64.01 | 66.05 | 7 | 0
2035 | VACAR_2_TVA_Transmission | VACAR | TVA_Transmission | Internal | Summer | B7 | 400 | 900 | 0 | 55.27 | 53.92 | 7 | 0
2035 | VACAR_2_TVA_Transmission | VACAR | TVA_Transmission | Internal | Summer | B8 | 500 | 900 | 0 | 52.15 | 51.34 | 7 | 0
2035 | VACAR_2_TVA_Transmission | VACAR | TVA_Transmission | Internal | Summer | B9 | 800 | 900 | 0 | 47.01 | 46.83 | 7 | 0
2035 | VACAR_2_TVA_Transmission | VACAR | TVA_Transmission | Internal | Summer | B10 | 1262 | 900 | 0 | 43.18 | 41.45 | 7 | 0
2035 | VACAR_2_TVA_Transmission | VACAR | TVA_Transmission | Internal | Winter | B16 | 25 | 900 | 0 | 63.59 | 61.85 | 7 | 0
2035 | VACAR_2_TVA_Transmission | VACAR | TVA_Transmission | Internal | Winter | B17 | 100 | 900 | 0 | 58.16 | 58.8 | 7 | 0
2035 | VACAR_2_TVA_Transmission | VACAR | TVA_Transmission | Internal | Winter | B18 | 400 | 900 | 0 | 49.53 | 55.15 | 7 | 0
2035 | VACAR_2_TVA_Transmission | VACAR | TVA_Transmission | Internal | Winter | B19 | 700 | 900 | 0 | 45.01 | 51 | 7 | 0
2035 | VACAR_2_TVA_Transmission | VACAR | TVA_Transmission | Internal | Winter | B20 | 935 | 900 | 0 | 41.84 | 45.61 | 7 | 0
2040 | ENT_2_SOCO | ENT | SOCO | Internal | Shoulder | B11 | 25 | 2000 | 0 | 83.39 | 83.39 | 8 | 0
2040 | ENT_2_SOCO | ENT | SOCO | Internal | Shoulder | B12 | 200 | 2000 | 0 | 59.51 | 59.58 | 8 | 0
2040 | ENT_2_SOCO | ENT | SOCO | Internal | Shoulder | B13 | 600 | 2000 | 0 | 59.51 | 59.58 | 8 | 0
2040 | ENT_2_SOCO | ENT | SOCO | Internal | Shoulder | B14 | 900 | 2000 | 0 | 57.12 | 59.58 | 8 | 0
2040 | ENT_2_SOCO | ENT | SOCO | Internal | Shoulder | B15 | 1203 | 2000 | 0 | 57.12 | 54.57 | 8 | 0
2040 | ENT_2_SOCO | ENT | SOCO | Internal | Summer | B1 | 10 | 2000 | 0 | 94.69 | 101.94 | 8 | 0
2040 | ENT_2_SOCO | ENT | SOCO | Internal | Summer | B2 | 25 | 2000 | 0 | 94.69 | 101.94 | 8 | 0
2040 | ENT_2_SOCO | ENT | SOCO | Internal | Summer | B3 | 75 | 2000 | 508.29 | 88.91 | 96.91 | 8 | 0
2040 | ENT_2_SOCO | ENT | SOCO | Internal | Summer | B4 | 100 | 2000 | 534.45 | 88.91 | 96.91 | 8 | 0
2040 | ENT_2_SOCO | ENT | SOCO | Internal | Summer | B5 | 200 | 2000 | 1405.69 | 84.58 | 92.58 | 8 | 0
2040 | ENT_2_SOCO | ENT | SOCO | Internal | Summer | B6 | 300 | 2000 | 0 | 76.08 | 79.08 | 8 | 0
2040 | ENT_2_SOCO | ENT | SOCO | Internal | Summer | B7 | 400 | 2000 | 0 | 57.49 | 65.33 | 8 | 0
2040 | ENT_2_SOCO | ENT | SOCO | Internal | Summer | B8 | 500 | 2000 | 0 | 57.49 | 57.95 | 8 | 0
2040 | ENT_2_SOCO | ENT | SOCO | Internal | Summer | B9 | 800 | 2000 | 0 | 55.79 | 57.95 | 8 | 0
2040 | ENT_2_SOCO | ENT | SOCO | Internal | Summer | B10 | 1262 | 2000 | 0 | 53.21 | 53.21 | 8 | 0
2040 | ENT_2_SOCO | ENT | SOCO | Internal | Winter | B16 | 25 | 2000 | 2000 | 69.38 | 78.31 | 8 | 0.93
2040 | ENT_2_SOCO | ENT | SOCO | Internal | Winter | B17 | 100 | 2000 | 0 | 63.4 | 63.4 | 8 | 0
2040 | ENT_2_SOCO | ENT | SOCO | Internal | Winter | B18 | 400 | 2000 | 0 | 63.4 | 57.97 | 8 | 0
2040 | ENT_2_SOCO | ENT | SOCO | Internal | Winter | B19 | 700 | 2000 | 0 | 61.29 | 57.96 | 8 | 0
2040 | ENT_2_SOCO | ENT | SOCO | Internal | Winter | B20 | 935 | 2000 | 0 | 56.07 | 56.95 | 8 | 0
2040 | ENT_2_TVA_Transmission | ENT | TVA_Transmission | Internal | Shoulder | B11 | 25 | 2100 | 0 | 83.39 | 74.39 | 8 | 0
2040 | ENT_2_TVA_Transmission | ENT | TVA_Transmission | Internal | Shoulder | B12 | 200 | 2100 | 0 | 59.51 | 60.61 | 8 | 0
2040 | ENT_2_TVA_Transmission | ENT | TVA_Transmission | Internal | Shoulder | B13 | 600 | 2100 | 0 | 59.51 | 59.66 | 8 | 0
2040 | ENT_2_TVA_Transmission | ENT | TVA_Transmission | Internal | Shoulder | B14 | 900 | 2100 | 0 | 57.12 | 58.43 | 8 | 0
2040 | ENT_2_TVA_Transmission | ENT | TVA_Transmission | Internal | Shoulder | B15 | 1203 | 2100 | 0 | 57.12 | 52.28 | 8 | 0
2040 | ENT_2_TVA_Transmission | ENT | TVA_Transmission | Internal | Summer | B1 | 10 | 2100 | 0 | 94.69 | 99.58 | 8 | 0
2040 | ENT_2_TVA_Transmission | ENT | TVA_Transmission | Internal | Summer | B2 | 25 | 2100 | 0 | 94.69 | 98.67 | 8 | 0
2040 | ENT_2_TVA_Transmission | ENT | TVA_Transmission | Internal | Summer | B3 | 75 | 2100 | 0 | 88.91 | 92.48 | 8 | 0
2040 | ENT_2_TVA_Transmission | ENT | TVA_Transmission | Internal | Summer | B4 | 100 | 2100 | 0 | 88.91 | 92.3 | 8 | 0
2040 | ENT_2_TVA_Transmission | ENT | TVA_Transmission | Internal | Summer | B5 | 200 | 2100 | 0 | 84.58 | 90.04 | 8 | 0
2040 | ENT_2_TVA_Transmission | ENT | TVA_Transmission | Internal | Summer | B6 | 300 | 2100 | 0 | 76.08 | 71.25 | 8 | 0
2040 | ENT_2_TVA_Transmission | ENT | TVA_Transmission | Internal | Summer | B7 | 400 | 2100 | 0 | 57.49 | 59.15 | 8 | 0
2040 | ENT_2_TVA_Transmission | ENT | TVA_Transmission | Internal | Summer | B8 | 500 | 2100 | 0 | 57.49 | 57.26 | 8 | 0
2040 | ENT_2_TVA_Transmission | ENT | TVA_Transmission | Internal | Summer | B9 | 800 | 2100 | 0 | 55.79 | 53.36 | 8 | 0
2040 | ENT_2_TVA_Transmission | ENT | TVA_Transmission | Internal | Summer | B10 | 1262 | 2100 | 0 | 53.21 | 44.61 | 8 | 0
2040 | ENT_2_TVA_Transmission | ENT | TVA_Transmission | Internal | Winter | B16 | 25 | 2100 | 0 | 69.38 | 69.31 | 8 | 0
2040 | ENT_2_TVA_Transmission | ENT | TVA_Transmission | Internal | Winter | B17 | 100 | 2100 | 0 | 63.4 | 65.35 | 8 | 0
2040 | ENT_2_TVA_Transmission | ENT | TVA_Transmission | Internal | Winter | B18 | 400 | 2100 | 0 | 63.4 | 62.82 | 8 | 0
2040 | ENT_2_TVA_Transmission | ENT | TVA_Transmission | Internal | Winter | B19 | 700 | 2100 | 0 | 61.29 | 57.96 | 8 | 0
2040 | ENT_2_TVA_Transmission | ENT | TVA_Transmission | Internal | Winter | B20 | 935 | 2100 | 0 | 56.07 | 51.07 | 8 | 0
2040 | HQ_NEISO_2_NEISO | HQ_NEISO | NEISO | Internal | Shoulder | B11 | 25 | 99999 | 2920 | 45.21 | 45.22 | 0.01 | 0
2040 | HQ_NEISO_2_NEISO | HQ_NEISO | NEISO | Internal | Shoulder | B12 | 200 | 99999 | 2920 | 45.21 | 45.22 | 0.01 | 0
2040 | HQ_NEISO_2_NEISO | HQ_NEISO | NEISO | Internal | Shoulder | B13 | 600 | 99999 | 2920 | 45.21 | 45.22 | 0.01 | 0
2040 | HQ_NEISO_2_NEISO | HQ_NEISO | NEISO | Internal | Shoulder | B14 | 900 | 99999 | 2920 | 45.21 | 45.22 | 0.01 | 0
2040 | HQ_NEISO_2_NEISO | HQ_NEISO | NEISO | Internal | Shoulder | B15 | 1203 | 99999 | 1143.24 | 45.21 | 45.22 | 0.01 | 0
2040 | HQ_NEISO_2_NEISO | HQ_NEISO | NEISO | Internal | Summer | B1 | 10 | 99999 | 2920 | 77.93 | 77.94 | 0.01 | 0
2040 | HQ_NEISO_2_NEISO | HQ_NEISO | NEISO | Internal | Summer | B2 | 25 | 99999 | 2920 | 75.45 | 75.46 | 0.01 | 0
2040 | HQ_NEISO_2_NEISO | HQ_NEISO | NEISO | Internal | Summer | B3 | 75 | 99999 | 2920 | 64.04 | 64.06 | 0.01 | 0
2040 | HQ_NEISO_2_NEISO | HQ_NEISO | NEISO | Internal | Summer | B4 | 100 | 99999 | 2920 | 57.49 | 57.5 | 0.01 | 0
2040 | HQ_NEISO_2_NEISO | HQ_NEISO | NEISO | Internal | Summer | B5 | 200 | 99999 | 2920 | 45.85 | 45.86 | 0.01 | 0
2040 | HQ_NEISO_2_NEISO | HQ_NEISO | NEISO | Internal | Summer | B6 | 300 | 99999 | 2920 | 41.34 | 41.35 | 0.01 | 0
2040 | HQ_NEISO_2_NEISO | HQ_NEISO | NEISO | Internal | Summer | B7 | 400 | 99999 | 2920 | 41.34 | 41.35 | 0.01 | 0
2040 | HQ_NEISO_2_NEISO | HQ_NEISO | NEISO | Internal | Summer | B8 | 500 | 99999 | 2920 | 41.34 | 41.35 | 0.01 | 0
2040 | HQ_NEISO_2_NEISO | HQ_NEISO | NEISO | Internal | Summer | B9 | 800 | 99999 | 2920 | 41.34 | 41.35 | 0.01 | 0
2040 | HQ_NEISO_2_NEISO | HQ_NEISO | NEISO | Internal | Summer | B10 | 1262 | 99999 | 795.94 | 41.34 | 41.35 | 0.01 | 0
2040 | HQ_NEISO_2_NEISO | HQ_NEISO | NEISO | Internal | Winter | B16 | 25 | 99999 | 2920 | 57.11 | 57.12 | 0.01 | 0
2040 | HQ_NEISO_2_NEISO | HQ_NEISO | NEISO | Internal | Winter | B17 | 100 | 99999 | 2920 | 57.11 | 57.12 | 0.01 | 0
2040 | HQ_NEISO_2_NEISO | HQ_NEISO | NEISO | Internal | Winter | B18 | 400 | 99999 | 2920 | 57.11 | 57.12 | 0.01 | 0
2040 | HQ_NEISO_2_NEISO | HQ_NEISO | NEISO | Internal | Winter | B19 | 700 | 99999 | 2920 | 57.11 | 57.12 | 0.01 | 0
2040 | HQ_NEISO_2_NEISO | HQ_NEISO | NEISO | Internal | Winter | B20 | 935 | 99999 | 1233.58 | 57.11 | 57.12 | 0.01 | 0
2040 | HQ_NY_2_NYISO_A-F | HQ_NY | NYISO_A-F | Internal | Shoulder | B11 | 25 | 99999 | 1000 | 49.06 | 49.07 | 0.01 | 0
2040 | HQ_NY_2_NYISO_A-F | HQ_NY | NYISO_A-F | Internal | Shoulder | B12 | 200 | 99999 | 1000 | 53.77 | 53.78 | 0.01 | 0
2040 | HQ_NY_2_NYISO_A-F | HQ_NY | NYISO_A-F | Internal | Shoulder | B13 | 600 | 99999 | 1000 | 49.06 | 49.07 | 0.01 | 0
2040 | HQ_NY_2_NYISO_A-F | HQ_NY | NYISO_A-F | Internal | Shoulder | B14 | 900 | 99999 | 1000 | 49 | 49.02 | 0.01 | 0
2040 | HQ_NY_2_NYISO_A-F | HQ_NY | NYISO_A-F | Internal | Shoulder | B15 | 1203 | 99999 | 188.69 | 48.22 | 48.23 | 0.01 | 0
2040 | HQ_NY_2_NYISO_A-F | HQ_NY | NYISO_A-F | Internal | Summer | B1 | 10 | 99999 | 1000 | 80.92 | 80.93 | 0.01 | 0
2040 | HQ_NY_2_NYISO_A-F | HQ_NY | NYISO_A-F | Internal | Summer | B2 | 25 | 99999 | 1000 | 78.45 | 78.46 | 0.01 | 0
2040 | HQ_NY_2_NYISO_A-F | HQ_NY | NYISO_A-F | Internal | Summer | B3 | 75 | 99999 | 1000 | 74.46 | 74.48 | 0.01 | 0
2040 | HQ_NY_2_NYISO_A-F | HQ_NY | NYISO_A-F | Internal | Summer | B4 | 100 | 99999 | 1000 | 63.15 | 63.16 | 0.01 | 0
2040 | HQ_NY_2_NYISO_A-F | HQ_NY | NYISO_A-F | Internal | Summer | B5 | 200 | 99999 | 1000 | 62.11 | 62.12 | 0.01 | 0
2040 | HQ_NY_2_NYISO_A-F | HQ_NY | NYISO_A-F | Internal | Summer | B6 | 300 | 99999 | 1000 | 58.06 | 58.07 | 0.01 | 0
2040 | HQ_NY_2_NYISO_A-F | HQ_NY | NYISO_A-F | Internal | Summer | B7 | 400 | 99999 | 1000 | 52.35 | 52.37 | 0.01 | 0
2040 | HQ_NY_2_NYISO_A-F | HQ_NY | NYISO_A-F | Internal | Summer | B8 | 500 | 99999 | 1000 | 47.72 | 47.73 | 0.01 | 0
2040 | HQ_NY_2_NYISO_A-F | HQ_NY | NYISO_A-F | Internal | Summer | B9 | 800 | 99999 | 1000 | 44.8 | 44.81 | 0.01 | 0
2040 | HQ_NY_2_NYISO_A-F | HQ_NY | NYISO_A-F | Internal | Summer | B10 | 1262 | 99999 | 30.11 | 44.8 | 44.81 | 0.01 | 0
2040 | HQ_NY_2_NYISO_A-F | HQ_NY | NYISO_A-F | Internal | Winter | B16 | 25 | 99999 | 1000 | 61.64 | 61.65 | 0.01 | 0
2040 | HQ_NY_2_NYISO_A-F | HQ_NY | NYISO_A-F | Internal | Winter | B17 | 100 | 99999 | 1000 | 60.11 | 60.12 | 0.01 | 0
2040 | HQ_NY_2_NYISO_A-F | HQ_NY | NYISO_A-F | Internal | Winter | B18 | 400 | 99999 | 1000 | 60.11 | 60.12 | 0.01 | 0
2040 | HQ_NY_2_NYISO_A-F | HQ_NY | NYISO_A-F | Internal | Winter | B19 | 700 | 99999 | 1000 | 58.37 | 58.38 | 0.01 | 0
2040 | HQ_NY_2_NYISO_A-F | HQ_NY | NYISO_A-F | Internal | Winter | B20 | 935 | 99999 | 229.95 | 56.15 | 56.16 | 0.01 | 0
2040 | HQ_IESO_2_IESO | HQ_IESO | IESO | Internal | Shoulder | B11 | 25 | 99999 | 400 | 52.69 | 52.7 | 0.01 | 0
2040 | HQ_IESO_2_IESO | HQ_IESO | IESO | Internal | Shoulder | B12 | 200 | 99999 | 400 | 51.9 | 51.91 | 0.01 | 0
2040 | HQ_IESO_2_IESO | HQ_IESO | IESO | Internal | Shoulder | B13 | 600 | 99999 | 400 | 51.9 | 51.91 | 0.01 | 0
2040 | HQ_IESO_2_IESO | HQ_IESO | IESO | Internal | Shoulder | B14 | 900 | 99999 | 400 | 51.9 | 51.91 | 0.01 | 0
2040 | HQ_IESO_2_IESO | HQ_IESO | IESO | Internal | Shoulder | B15 | 1203 | 99999 | 75.48 | 51.9 | 51.91 | 0.01 | 0
2040 | HQ_IESO_2_IESO | HQ_IESO | IESO | Internal | Summer | B1 | 10 | 99999 | 400 | 87.17 | 87.18 | 0.01 | 0
2040 | HQ_IESO_2_IESO | HQ_IESO | IESO | Internal | Summer | B2 | 25 | 99999 | 400 | 84.42 | 84.43 | 0.01 | 0
2040 | HQ_IESO_2_IESO | HQ_IESO | IESO | Internal | Summer | B3 | 75 | 99999 | 400 | 81.46 | 81.48 | 0.01 | 0
2040 | HQ_IESO_2_IESO | HQ_IESO | IESO | Internal | Summer | B4 | 100 | 99999 | 400 | 70.15 | 70.16 | 0.01 | 0
2040 | HQ_IESO_2_IESO | HQ_IESO | IESO | Internal | Summer | B5 | 200 | 99999 | 400 | 69.09 | 69.1 | 0.01 | 0
2040 | HQ_IESO_2_IESO | HQ_IESO | IESO | Internal | Summer | B6 | 300 | 99999 | 400 | 51.99 | 52 | 0.01 | 0
2040 | HQ_IESO_2_IESO | HQ_IESO | IESO | Internal | Summer | B7 | 400 | 99999 | 400 | 48.98 | 48.99 | 0.01 | 0
2040 | HQ_IESO_2_IESO | HQ_IESO | IESO | Internal | Summer | B8 | 500 | 99999 | 400 | 48.98 | 48.99 | 0.01 | 0
2040 | HQ_IESO_2_IESO | HQ_IESO | IESO | Internal | Summer | B9 | 800 | 99999 | 400 | 48.98 | 48.99 | 0.01 | 0
2040 | HQ_IESO_2_IESO | HQ_IESO | IESO | Internal | Summer | B10 | 1262 | 99999 | 12.04 | 48.98 | 48.99 | 0.01 | 0
2040 | HQ_IESO_2_IESO | HQ_IESO | IESO | Internal | Winter | B16 | 25 | 99999 | 400 | 55.58 | 55.59 | 0.01 | 0
2040 | HQ_IESO_2_IESO | HQ_IESO | IESO | Internal | Winter | B17 | 100 | 99999 | 400 | 55.04 | 55.05 | 0.01 | 0
2040 | HQ_IESO_2_IESO | HQ_IESO | IESO | Internal | Winter | B18 | 400 | 99999 | 400 | 55.04 | 55.05 | 0.01 | 0
2040 | HQ_IESO_2_IESO | HQ_IESO | IESO | Internal | Winter | B19 | 700 | 99999 | 400 | 55.04 | 55.05 | 0.01 | 0
2040 | HQ_IESO_2_IESO | HQ_IESO | IESO | Internal | Winter | B20 | 935 | 99999 | 91.98 | 55.04 | 55.05 | 0.01 | 0
2040 | IESO_2_MAPP_CA | IESO | MAPP_CA | Internal | Shoulder | B11 | 25 | 262 | 28 | 52.7 | 59.7 | 7 | 0
2040 | IESO_2_MAPP_CA | IESO | MAPP_CA | Internal | Shoulder | B12 | 200 | 262 | 0 | 51.91 | 58.61 | 7 | 0
2040 | IESO_2_MAPP_CA | IESO | MAPP_CA | Internal | Shoulder | B13 | 600 | 262 | 0 | 51.91 | 57.18 | 7 | 0
2040 | IESO_2_MAPP_CA | IESO | MAPP_CA | Internal | Shoulder | B14 | 900 | 262 | 0 | 51.91 | 54.01 | 7 | 0
2040 | IESO_2_MAPP_CA | IESO | MAPP_CA | Internal | Shoulder | B15 | 1203 | 262 | 0 | 51.91 | 54.01 | 7 | 0
2040 | IESO_2_MAPP_CA | IESO | MAPP_CA | Internal | Summer | B1 | 10 | 262 | 0 | 87.18 | 47.77 | 7 | 0
2040 | IESO_2_MAPP_CA | IESO | MAPP_CA | Internal | Summer | B2 | 25 | 262 | 0 | 84.43 | 47.77 | 7 | 0
2040 | IESO_2_MAPP_CA | IESO | MAPP_CA | Internal | Summer | B3 | 75 | 262 | 0 | 81.48 | 59.87 | 7 | 0
2040 | IESO_2_MAPP_CA | IESO | MAPP_CA | Internal | Summer | B4 | 100 | 262 | 0 | 70.16 | 62.16 | 7 | 0
2040 | IESO_2_MAPP_CA | IESO | MAPP_CA | Internal | Summer | B5 | 200 | 262 | 0 | 69.1 | 61.1 | 7 | 0
2040 | IESO_2_MAPP_CA | IESO | MAPP_CA | Internal | Summer | B6 | 300 | 262 | 0 | 52 | 55.08 | 7 | 0
2040 | IESO_2_MAPP_CA | IESO | MAPP_CA | Internal | Summer | B7 | 400 | 262 | 0 | 48.99 | 47.77 | 7 | 0
2040 | IESO_2_MAPP_CA | IESO | MAPP_CA | Internal | Summer | B8 | 500 | 262 | 0 | 48.99 | 47.77 | 7 | 0
2040 | IESO_2_MAPP_CA | IESO | MAPP_CA | Internal | Summer | B9 | 800 | 262 | 0 | 48.99 | 47.77 | 7 | 0
2040 | IESO_2_MAPP_CA | IESO | MAPP_CA | Internal | Summer | B10 | 1262 | 262 | 0 | 48.99 | 47.77 | 7 | 0
2040 | IESO_2_MAPP_CA | IESO | MAPP_CA | Internal | Winter | B16 | 25 | 262 | 0 | 55.59 | 62.58 | 7 | 0
2040 | IESO_2_MAPP_CA | IESO | MAPP_CA | Internal | Winter | B17 | 100 | 262 | 0 | 55.05 | 62.04 | 7 | 0
2040 | IESO_2_MAPP_CA | IESO | MAPP_CA | Internal | Winter | B18 | 400 | 262 | 0 | 55.05 | 60.43 | 7 | 0
2040 | IESO_2_MAPP_CA | IESO | MAPP_CA | Internal | Winter | B19 | 700 | 262 | 0 | 55.05 | 56.61 | 7 | 0
2040 | IESO_2_MAPP_CA | IESO | MAPP_CA | Internal | Winter | B20 | 935 | 262 | 0 | 55.05 | 56.61 | 7 | 0
2040 | IESO_2_MISO_MI | IESO | MISO_MI | Internal | Shoulder | B11 | 25 | 1840 | 1840 | 52.7 | 75.37 | 7 | 15.67
2040 | IESO_2_MISO_MI | IESO | MISO_MI | Internal | Shoulder | B12 | 200 | 1840 | 410.05 | 51.91 | 58.91 | 7 | 0
2040 | IESO_2_MISO_MI | IESO | MISO_MI | Internal | Shoulder | B13 | 600 | 1840 | 0 | 51.91 | 57.22 | 7 | 0
2040 | IESO_2_MISO_MI | IESO | MISO_MI | Internal | Shoulder | B14 | 900 | 1840 | 0 | 51.91 | 54.06 | 7 | 0
2040 | IESO_2_MISO_MI | IESO | MISO_MI | Internal | Shoulder | B15 | 1203 | 1840 | 0 | 51.91 | 49.48 | 7 | 0
2040 | IESO_2_MISO_MI | IESO | MISO_MI | Internal | Summer | B1 | 10 | 1840 | 0 | 87.18 | 91.58 | 7 | 0
2040 | IESO_2_MISO_MI | IESO | MISO_MI | Internal | Summer | B2 | 25 | 1840 | 0 | 84.43 | 90.67 | 7 | 0
2040 | IESO_2_MISO_MI | IESO | MISO_MI | Internal | Summer | B3 | 75 | 1840 | 1346.09 | 81.48 | 88.48 | 7 | 0
2040 | IESO_2_MISO_MI | IESO | MISO_MI | Internal | Summer | B4 | 100 | 1840 | 1840 | 70.16 | 88.18 | 7 | 11.02
2040 | IESO_2_MISO_MI | IESO | MISO_MI | Internal | Summer | B5 | 200 | 1840 | 1840 | 69.1 | 85.58 | 7 | 9.48
2040 | IESO_2_MISO_MI | IESO | MISO_MI | Internal | Summer | B6 | 300 | 1840 | 1840 | 52 | 68.08 | 7 | 9.08
2040 | IESO_2_MISO_MI | IESO | MISO_MI | Internal | Summer | B7 | 400 | 1840 | 97.55 | 48.99 | 55.99 | 7 | 0
2040 | IESO_2_MISO_MI | IESO | MISO_MI | Internal | Summer | B8 | 500 | 1840 | 0 | 48.99 | 52.58 | 7 | 0
2040 | IESO_2_MISO_MI | IESO | MISO_MI | Internal | Summer | B9 | 800 | 1840 | 0 | 48.99 | 47.8 | 7 | 0
2040 | IESO_2_MISO_MI | IESO | MISO_MI | Internal | Summer | B10 | 1262 | 1840 | 0 | 48.99 | 44.37 | 7 | 0
2040 | IESO_2_MISO_MI | IESO | MISO_MI | Internal | Winter | B16 | 25 | 1840 | 1840 | 55.59 | 65.11 | 7 | 2.52
2040 | IESO_2_MISO_MI | IESO | MISO_MI | Internal | Winter | B17 | 100 | 1840 | 1840 | 55.05 | 62.09 | 7 | 0.04
2040 | IESO_2_MISO_MI | IESO | MISO_MI | Internal | Winter | B18 | 400 | 1840 | 0 | 55.05 | 60.48 | 7 | 0
2040 | IESO_2_MISO_MI | IESO | MISO_MI | Internal | Winter | B19 | 700 | 1840 | 0 | 55.05 | 56.62 | 7 | 0
2040 | IESO_2_MISO_MI | IESO | MISO_MI | Internal | Winter | B20 | 935 | 1840 | 0 | 55.05 | 47.05 | 7 | 0
2040 | IESO_2_MISO_W | IESO | MISO_W | Internal | Shoulder | B11 | 25 | 140 | 140 | 52.7 | 75.38 | 7 | 15.68
2040 | IESO_2_MISO_W | IESO | MISO_W | Internal | Shoulder | B12 | 200 | 140 | 0 | 51.91 | 58.62 | 7 | 0
2040 | IESO_2_MISO_W | IESO | MISO_W | Internal | Shoulder | B13 | 600 | 140 | 0 | 51.91 | 57.19 | 7 | 0
2040 | IESO_2_MISO_W | IESO | MISO_W | Internal | Shoulder | B14 | 900 | 140 | 0 | 51.91 | 54.03 | 7 | 0
2040 | IESO_2_MISO_W | IESO | MISO_W | Internal | Shoulder | B15 | 1203 | 140 | 0 | 51.91 | 47.54 | 7 | 0
2040 | IESO_2_MISO_W | IESO | MISO_W | Internal | Summer | B1 | 10 | 140 | 0 | 87.18 | 91.57 | 7 | 0
2040 | IESO_2_MISO_W | IESO | MISO_W | Internal | Summer | B2 | 25 | 140 | 0 | 84.43 | 90.66 | 7 | 0
2040 | IESO_2_MISO_W | IESO | MISO_W | Internal | Summer | B3 | 75 | 140 | 140 | 81.48 | 89.88 | 7 | 1.41
2040 | IESO_2_MISO_W | IESO | MISO_W | Internal | Summer | B4 | 100 | 140 | 140 | 70.16 | 88.3 | 7 | 11.14
2040 | IESO_2_MISO_W | IESO | MISO_W | Internal | Summer | B5 | 200 | 140 | 140 | 69.1 | 86.04 | 7 | 9.94
2040 | IESO_2_MISO_W | IESO | MISO_W | Internal | Summer | B6 | 300 | 140 | 140 | 52 | 69.08 | 7 | 10.08
2040 | IESO_2_MISO_W | IESO | MISO_W | Internal | Summer | B7 | 400 | 140 | 0 | 48.99 | 55.96 | 7 | 0
2040 | IESO_2_MISO_W | IESO | MISO_W | Internal | Summer | B8 | 500 | 140 | 0 | 48.99 | 50.66 | 7 | 0
2040 | IESO_2_MISO_W | IESO | MISO_W | Internal | Summer | B9 | 800 | 140 | 0 | 48.99 | 47.78 | 7 | 0
2040 | IESO_2_MISO_W | IESO | MISO_W | Internal | Summer | B10 | 1262 | 140 | 0 | 48.99 | 40.36 | 7 | 0
2040 | IESO_2_MISO_W | IESO | MISO_W | Internal | Winter | B16 | 25 | 140 | 64.56 | 55.59 | 62.59 | 7 | 0
2040 | IESO_2_MISO_W | IESO | MISO_W | Internal | Winter | B17 | 100 | 140 | 67.08 | 55.05 | 62.05 | 7 | 0
2040 | IESO_2_MISO_W | IESO | MISO_W | Internal | Winter | B18 | 400 | 140 | 0 | 55.05 | 60.44 | 7 | 0
2040 | IESO_2_MISO_W | IESO | MISO_W | Internal | Winter | B19 | 700 | 140 | 0 | 55.05 | 56.6 | 7 | 0
2040 | IESO_2_MISO_W | IESO | MISO_W | Internal | Winter | B20 | 935 | 140 | 0 | 55.05 | 44.76 | 7 | 0
2040 | IESO_2_NYISO_A-F | IESO | NYISO_A-F | Internal | Shoulder | B11 | 25 | 1725 | 0 | 52.7 | 49.07 | 7 | 0
2040 | IESO_2_NYISO_A-F | IESO | NYISO_A-F | Internal | Shoulder | B12 | 200 | 1725 | 0 | 51.91 | 53.78 | 7 | 0
2040 | IESO_2_NYISO_A-F | IESO | NYISO_A-F | Internal | Shoulder | B13 | 600 | 1725 | 0 | 51.91 | 49.07 | 7 | 0
2040 | IESO_2_NYISO_A-F | IESO | NYISO_A-F | Internal | Shoulder | B14 | 900 | 1725 | 0 | 51.91 | 49.02 | 7 | 0
2040 | IESO_2_NYISO_A-F | IESO | NYISO_A-F | Internal | Shoulder | B15 | 1203 | 1725 | 0 | 51.91 | 48.23 | 7 | 0
2040 | IESO_2_NYISO_A-F | IESO | NYISO_A-F | Internal | Summer | B1 | 10 | 1725 | 0 | 87.18 | 80.93 | 7 | 0
2040 | IESO_2_NYISO_A-F | IESO | NYISO_A-F | Internal | Summer | B2 | 25 | 1725 | 0 | 84.43 | 78.46 | 7 | 0
2040 | IESO_2_NYISO_A-F | IESO | NYISO_A-F | Internal | Summer | B3 | 75 | 1725 | 0 | 81.48 | 74.48 | 7 | 0
2040 | IESO_2_NYISO_A-F | IESO | NYISO_A-F | Internal | Summer | B4 | 100 | 1725 | 0 | 70.16 | 63.16 | 7 | 0
2040 | IESO_2_NYISO_A-F | IESO | NYISO_A-F | Internal | Summer | B5 | 200 | 1725 | 0 | 69.1 | 62.12 | 7 | 0
2040 | IESO_2_NYISO_A-F | IESO | NYISO_A-F | Internal | Summer | B6 | 300 | 1725 | 0 | 52 | 58.07 | 7 | 0
2040 | IESO_2_NYISO_A-F | IESO | NYISO_A-F | Internal | Summer | B7 | 400 | 1725 | 0 | 48.99 | 52.37 | 7 | 0
2040 | IESO_2_NYISO_A-F | IESO | NYISO_A-F | Internal | Summer | B8 | 500 | 1725 | 0 | 48.99 | 47.73 | 7 | 0
2040 | IESO_2_NYISO_A-F | IESO | NYISO_A-F | Internal | Summer | B9 | 800 | 1725 | 0 | 48.99 | 44.81 | 7 | 0
2040 | IESO_2_NYISO_A-F | IESO | NYISO_A-F | Internal | Summer | B10 | 1262 | 1725 | 0 | 48.99 | 44.81 | 7 | 0
2040 | IESO_2_NYISO_A-F | IESO | NYISO_A-F | Internal | Winter | B16 | 25 | 1725 | 0 | 55.59 | 61.65 | 7 | 0
2040 | IESO_2_NYISO_A-F | IESO | NYISO_A-F | Internal | Winter | B17 | 100 | 1725 | 0 | 55.05 | 60.12 | 7 | 0
2040 | IESO_2_NYISO_A-F | IESO | NYISO_A-F | Internal | Winter | B18 | 400 | 1725 | 0 | 55.05 | 60.12 | 7 | 0
2040 | IESO_2_NYISO_A-F | IESO | NYISO_A-F | Internal | Winter | B19 | 700 | 1725 | 0 | 55.05 | 58.38 | 7 | 0
2040 | IESO_2_NYISO_A-F | IESO | NYISO_A-F | Internal | Winter | B20 | 935 | 1725 | 0 | 55.05 | 56.16 | 7 | 0
2040 | MAPP_CA_2_IESO | MAPP_CA | IESO | Internal | Shoulder | B11 | 25 | 330 | 0 | 59.7 | 52.7 | 8 | 0
2040 | MAPP_CA_2_IESO | MAPP_CA | IESO | Internal | Shoulder | B12 | 200 | 330 | 0 | 58.61 | 51.91 | 8 | 0
2040 | MAPP_CA_2_IESO | MAPP_CA | IESO | Internal | Shoulder | B13 | 600 | 330 | 0 | 57.18 | 51.91 | 8 | 0
2040 | MAPP_CA_2_IESO | MAPP_CA | IESO | Internal | Shoulder | B14 | 900 | 330 | 0 | 54.01 | 51.91 | 8 | 0
2040 | MAPP_CA_2_IESO | MAPP_CA | IESO | Internal | Shoulder | B15 | 1203 | 330 | 0 | 54.01 | 51.91 | 8 | 0
2040 | MAPP_CA_2_IESO | MAPP_CA | IESO | Internal | Summer | B1 | 10 | 330 | 330 | 47.77 | 87.18 | 8 | 31.42
2040 | MAPP_CA_2_IESO | MAPP_CA | IESO | Internal | Summer | B2 | 25 | 330 | 330 | 47.77 | 84.43 | 8 | 28.67
2040 | MAPP_CA_2_IESO | MAPP_CA | IESO | Internal | Summer | B3 | 75 | 330 | 330 | 59.87 | 81.48 | 8 | 13.61
2040 | MAPP_CA_2_IESO | MAPP_CA | IESO | Internal | Summer | B4 | 100 | 330 | 229.9 | 62.16 | 70.16 | 8 | 0
2040 | MAPP_CA_2_IESO | MAPP_CA | IESO | Internal | Summer | B5 | 200 | 330 | 126.26 | 61.1 | 69.1 | 8 | 0
2040 | MAPP_CA_2_IESO | MAPP_CA | IESO | Internal | Summer | B6 | 300 | 330 | 0 | 55.08 | 52 | 8 | 0
2040 | MAPP_CA_2_IESO | MAPP_CA | IESO | Internal | Summer | B7 | 400 | 330 | 0 | 47.77 | 48.99 | 8 | 0
2040 | MAPP_CA_2_IESO | MAPP_CA | IESO | Internal | Summer | B8 | 500 | 330 | 0 | 47.77 | 48.99 | 8 | 0
2040 | MAPP_CA_2_IESO | MAPP_CA | IESO | Internal | Summer | B9 | 800 | 330 | 0 | 47.77 | 48.99 | 8 | 0
2040 | MAPP_CA_2_IESO | MAPP_CA | IESO | Internal | Summer | B10 | 1262 | 330 | 0 | 47.77 | 48.99 | 8 | 0
2040 | MAPP_CA_2_IESO | MAPP_CA | IESO | Internal | Winter | B16 | 25 | 330 | 0 | 62.58 | 55.59 | 8 | 0
2040 | MAPP_CA_2_IESO | MAPP_CA | IESO | Internal | Winter | B17 | 100 | 330 | 0 | 62.04 | 55.05 | 8 | 0
2040 | MAPP_CA_2_IESO | MAPP_CA | IESO | Internal | Winter | B18 | 400 | 330 | 0 | 60.43 | 55.05 | 8 | 0
2040 | MAPP_CA_2_IESO | MAPP_CA | IESO | Internal | Winter | B19 | 700 | 330 | 0 | 56.61 | 55.05 | 8 | 0
2040 | MAPP_CA_2_IESO | MAPP_CA | IESO | Internal | Winter | B20 | 935 | 330 | 0 | 56.61 | 55.05 | 8 | 0
2040 | MAPP_CA_2_MAPP_US | MAPP_CA | MAPP_US | Internal | Shoulder | B11 | 25 | 372 | 372 | 59.7 | 68.38 | 7 | 1.68
2040 | MAPP_CA_2_MAPP_US | MAPP_CA | MAPP_US | Internal | Shoulder | B12 | 200 | 372 | 0 | 58.61 | 51.61 | 7 | 0
2040 | MAPP_CA_2_MAPP_US | MAPP_CA | MAPP_US | Internal | Shoulder | B13 | 600 | 372 | 0 | 57.18 | 49.89 | 7 | 0
2040 | MAPP_CA_2_MAPP_US | MAPP_CA | MAPP_US | Internal | Shoulder | B14 | 900 | 372 | 0 | 54.01 | 45.7 | 7 | 0
2040 | MAPP_CA_2_MAPP_US | MAPP_CA | MAPP_US | Internal | Shoulder | B15 | 1203 | 372 | 0 | 54.01 | 35.54 | 7 | 0
2040 | MAPP_CA_2_MAPP_US | MAPP_CA | MAPP_US | Internal | Summer | B1 | 10 | 372 | 372 | 47.77 | 84.57 | 7 | 29.8
2040 | MAPP_CA_2_MAPP_US | MAPP_CA | MAPP_US | Internal | Summer | B2 | 25 | 372 | 372 | 47.77 | 83.66 | 7 | 28.89
2040 | MAPP_CA_2_MAPP_US | MAPP_CA | MAPP_US | Internal | Summer | B3 | 75 | 372 | 372 | 59.87 | 82.88 | 7 | 16.02
2040 | MAPP_CA_2_MAPP_US | MAPP_CA | MAPP_US | Internal | Summer | B4 | 100 | 372 | 372 | 62.16 | 81.3 | 7 | 12.14
2040 | MAPP_CA_2_MAPP_US | MAPP_CA | MAPP_US | Internal | Summer | B5 | 200 | 372 | 372 | 61.1 | 79.04 | 7 | 10.94
2040 | MAPP_CA_2_MAPP_US | MAPP_CA | MAPP_US | Internal | Summer | B6 | 300 | 372 | 263.76 | 55.08 | 62.08 | 7 | 0
2040 | MAPP_CA_2_MAPP_US | MAPP_CA | MAPP_US | Internal | Summer | B7 | 400 | 372 | 0 | 47.77 | 48.96 | 7 | 0
2040 | MAPP_CA_2_MAPP_US | MAPP_CA | MAPP_US | Internal | Summer | B8 | 500 | 372 | 0 | 47.77 | 43.66 | 7 | 0
2040 | MAPP_CA_2_MAPP_US | MAPP_CA | MAPP_US | Internal | Summer | B9 | 800 | 372 | 0 | 47.77 | 40.78 | 7 | 0
2040 | MAPP_CA_2_MAPP_US | MAPP_CA | MAPP_US | Internal | Summer | B10 | 1262 | 372 | 0 | 47.77 | 33.36 | 7 | 0
2040 | MAPP_CA_2_MAPP_US | MAPP_CA | MAPP_US | Internal | Winter | B16 | 25 | 372 | 0 | 62.58 | 49.6 | 7 | 0
2040 | MAPP_CA_2_MAPP_US | MAPP_CA | MAPP_US | Internal | Winter | B17 | 100 | 372 | 0 | 62.04 | 49.6 | 7 | 0
2040 | MAPP_CA_2_MAPP_US | MAPP_CA | MAPP_US | Internal | Winter | B18 | 400 | 372 | 0 | 60.43 | 51.39 | 7 | 0
2040 | MAPP_CA_2_MAPP_US | MAPP_CA | MAPP_US | Internal | Winter | B19 | 700 | 372 | 0 | 56.61 | 49.6 | 7 | 0
2040 | MAPP_CA_2_MAPP_US | MAPP_CA | MAPP_US | Internal | Winter | B20 | 935 | 372 | 0 | 56.61 | 33.55 | 7 | 0
2040 | MAPP_CA_2_MISO_W | MAPP_CA | MISO_W | Internal | Shoulder | B11 | 25 | 1988 | 1988 | 59.7 | 75.38 | 0.01 | 15.67
2040 | MAPP_CA_2_MISO_W | MAPP_CA | MISO_W | Internal | Shoulder | B12 | 200 | 1988 | 1731.99 | 58.61 | 58.62 | 0.01 | 0
2040 | MAPP_CA_2_MISO_W | MAPP_CA | MISO_W | Internal | Shoulder | B13 | 600 | 1988 | 1875.14 | 57.18 | 57.19 | 0.01 | 0
2040 | MAPP_CA_2_MISO_W | MAPP_CA | MISO_W | Internal | Shoulder | B14 | 900 | 1988 | 848.31 | 54.01 | 54.03 | 0.01 | 0
2040 | MAPP_CA_2_MISO_W | MAPP_CA | MISO_W | Internal | Shoulder | B15 | 1203 | 1988 | 0 | 54.01 | 47.54 | 0.01 | 0
2040 | MAPP_CA_2_MISO_W | MAPP_CA | MISO_W | Internal | Summer | B1 | 10 | 1988 | 1988 | 47.77 | 91.57 | 0.01 | 43.79
2040 | MAPP_CA_2_MISO_W | MAPP_CA | MISO_W | Internal | Summer | B2 | 25 | 1988 | 1988 | 47.77 | 90.66 | 0.01 | 42.88
2040 | MAPP_CA_2_MISO_W | MAPP_CA | MISO_W | Internal | Summer | B3 | 75 | 1988 | 1988 | 59.87 | 89.88 | 0.01 | 30
2040 | MAPP_CA_2_MISO_W | MAPP_CA | MISO_W | Internal | Summer | B4 | 100 | 1988 | 1988 | 62.16 | 88.3 | 0.01 | 26.13
2040 | MAPP_CA_2_MISO_W | MAPP_CA | MISO_W | Internal | Summer | B5 | 200 | 1988 | 1988 | 61.1 | 86.04 | 0.01 | 24.92
2040 | MAPP_CA_2_MISO_W | MAPP_CA | MISO_W | Internal | Summer | B6 | 300 | 1988 | 1988 | 55.08 | 69.08 | 0.01 | 13.99
2040 | MAPP_CA_2_MISO_W | MAPP_CA | MISO_W | Internal | Summer | B7 | 400 | 1988 | 1988 | 47.77 | 55.96 | 0.01 | 8.18
2040 | MAPP_CA_2_MISO_W | MAPP_CA | MISO_W | Internal | Summer | B8 | 500 | 1988 | 1988 | 47.77 | 50.66 | 0.01 | 2.88
2040 | MAPP_CA_2_MISO_W | MAPP_CA | MISO_W | Internal | Summer | B9 | 800 | 1988 | 1254.39 | 47.77 | 47.78 | 0.01 | 0
2040 | MAPP_CA_2_MISO_W | MAPP_CA | MISO_W | Internal | Summer | B10 | 1262 | 1988 | 0 | 47.77 | 40.36 | 0.01 | 0
2040 | MAPP_CA_2_MISO_W | MAPP_CA | MISO_W | Internal | Winter | B16 | 25 | 1988 | 1489.01 | 62.58 | 62.59 | 0.01 | 0
2040 | MAPP_CA_2_MISO_W | MAPP_CA | MISO_W | Internal | Winter | B17 | 100 | 1988 | 1112.84 | 62.04 | 62.05 | 0.01 | 0
2040 | MAPP_CA_2_MISO_W | MAPP_CA | MISO_W | Internal | Winter | B18 | 400 | 1988 | 1154.1 | 60.43 | 60.44 | 0.01 | 0
2040 | MAPP_CA_2_MISO_W | MAPP_CA | MISO_W | Internal | Winter | B19 | 700 | 1988 | 0 | 56.61 | 56.6 | 0.01 | 0
2040 | MAPP_CA_2_MISO_W | MAPP_CA | MISO_W | Internal | Winter | B20 | 935 | 1988 | 0 | 56.61 | 44.76 | 0.01 | 0
2040 | MAPP_US_2_MAPP_CA | MAPP_US | MAPP_CA | Internal | Shoulder | B11 | 25 | 165 | 0 | 68.38 | 59.7 | 7 | 0
2040 | MAPP_US_2_MAPP_CA | MAPP_US | MAPP_CA | Internal | Shoulder | B12 | 200 | 165 | 46.04 | 51.61 | 58.61 | 7 | 0
2040 | MAPP_US_2_MAPP_CA | MAPP_US | MAPP_CA | Internal | Shoulder | B13 | 600 | 165 | 165 | 49.89 | 57.18 | 7 | 0.29
2040 | MAPP_US_2_MAPP_CA | MAPP_US | MAPP_CA | Internal | Shoulder | B14 | 900 | 165 | 165 | 45.7 | 54.01 | 7 | 1.31
2040 | MAPP_US_2_MAPP_CA | MAPP_US | MAPP_CA | Internal | Shoulder | B15 | 1203 | 165 | 165 | 35.54 | 54.01 | 7 | 11.47
2040 | MAPP_US_2_MAPP_CA | MAPP_US | MAPP_CA | Internal | Summer | B1 | 10 | 165 | 0 | 84.57 | 47.77 | 7 | 0
2040 | MAPP_US_2_MAPP_CA | MAPP_US | MAPP_CA | Internal | Summer | B2 | 25 | 165 | 0 | 83.66 | 47.77 | 7 | 0
2040 | MAPP_US_2_MAPP_CA | MAPP_US | MAPP_CA | Internal | Summer | B3 | 75 | 165 | 0 | 82.88 | 59.87 | 7 | 0
2040 | MAPP_US_2_MAPP_CA | MAPP_US | MAPP_CA | Internal | Summer | B4 | 100 | 165 | 0 | 81.3 | 62.16 | 7 | 0
2040 | MAPP_US_2_MAPP_CA | MAPP_US | MAPP_CA | Internal | Summer | B5 | 200 | 165 | 0 | 79.04 | 61.1 | 7 | 0
2040 | MAPP_US_2_MAPP_CA | MAPP_US | MAPP_CA | Internal | Summer | B6 | 300 | 165 | 0 | 62.08 | 55.08 | 7 | 0
2040 | MAPP_US_2_MAPP_CA | MAPP_US | MAPP_CA | Internal | Summer | B7 | 400 | 165 | 0 | 48.96 | 47.77 | 7 | 0
2040 | MAPP_US_2_MAPP_CA | MAPP_US | MAPP_CA | Internal | Summer | B8 | 500 | 165 | 0 | 43.66 | 47.77 | 7 | 0
2040 | MAPP_US_2_MAPP_CA | MAPP_US | MAPP_CA | Internal | Summer | B9 | 800 | 165 | 0 | 40.78 | 47.77 | 7 | 0
2040 | MAPP_US_2_MAPP_CA | MAPP_US | MAPP_CA | Internal | Summer | B10 | 1262 | 165 | 165 | 33.36 | 47.77 | 7 | 7.41
2040 | MAPP_US_2_MAPP_CA | MAPP_US | MAPP_CA | Internal | Winter | B16 | 25 | 165 | 165 | 49.6 | 62.58 | 7 | 5.98
2040 | MAPP_US_2_MAPP_CA | MAPP_US | MAPP_CA | Internal | Winter | B17 | 100 | 165 | 165 | 49.6 | 62.04 | 7 | 5.44
2040 | MAPP_US_2_MAPP_CA | MAPP_US | MAPP_CA | Internal | Winter | B18 | 400 | 165 | 165 | 51.39 | 60.43 | 7 | 2.04
2040 | MAPP_US_2_MAPP_CA | MAPP_US | MAPP_CA | Internal | Winter | B19 | 700 | 165 | 165 | 49.6 | 56.61 | 7 | 0.01
2040 | MAPP_US_2_MAPP_CA | MAPP_US | MAPP_CA | Internal | Winter | B20 | 935 | 165 | 165 | 33.55 | 56.61 | 7 | 16.06
2040 | MAPP_US_2_MISO_W | MAPP_US | MISO_W | Internal | Shoulder | B11 | 25 | 2635 | 1763.21 | 68.38 | 75.38 | 7 | 0
2040 | MAPP_US_2_MISO_W | MAPP_US | MISO_W | Internal | Shoulder | B12 | 200 | 2635 | 2635 | 51.61 | 58.62 | 7 | 0.01
2040 | MAPP_US_2_MISO_W | MAPP_US | MISO_W | Internal | Shoulder | B13 | 600 | 2635 | 2635 | 49.89 | 57.19 | 7 | 0.3
2040 | MAPP_US_2_MISO_W | MAPP_US | MISO_W | Internal | Shoulder | B14 | 900 | 2635 | 2635 | 45.7 | 54.03 | 7 | 1.32
2040 | MAPP_US_2_MISO_W | MAPP_US | MISO_W | Internal | Shoulder | B15 | 1203 | 2635 | 2635 | 35.54 | 47.54 | 7 | 5
2040 | MAPP_US_2_MISO_W | MAPP_US | MISO_W | Internal | Summer | B1 | 10 | 2635 | 1939.38 | 84.57 | 91.57 | 7 | 0
2040 | MAPP_US_2_MISO_W | MAPP_US | MISO_W | Internal | Summer | B2 | 25 | 2635 | 1011.87 | 83.66 | 90.66 | 7 | 0
2040 | MAPP_US_2_MISO_W | MAPP_US | MISO_W | Internal | Summer | B3 | 75 | 2635 | 665.46 | 82.88 | 89.88 | 7 | 0
2040 | MAPP_US_2_MISO_W | MAPP_US | MISO_W | Internal | Summer | B4 | 100 | 2635 | 1092.88 | 81.3 | 88.3 | 7 | 0
2040 | MAPP_US_2_MISO_W | MAPP_US | MISO_W | Internal | Summer | B5 | 200 | 2635 | 959.21 | 79.04 | 86.04 | 7 | 0
2040 | MAPP_US_2_MISO_W | MAPP_US | MISO_W | Internal | Summer | B6 | 300 | 2635 | 832.29 | 62.08 | 69.08 | 7 | 0
2040 | MAPP_US_2_MISO_W | MAPP_US | MISO_W | Internal | Summer | B7 | 400 | 2635 | 1158.56 | 48.96 | 55.96 | 7 | 0
2040 | MAPP_US_2_MISO_W | MAPP_US | MISO_W | Internal | Summer | B8 | 500 | 2635 | 1946.13 | 43.66 | 50.66 | 7 | 0
2040 | MAPP_US_2_MISO_W | MAPP_US | MISO_W | Internal | Summer | B9 | 800 | 2635 | 1522.06 | 40.78 | 47.78 | 7 | 0
2040 | MAPP_US_2_MISO_W | MAPP_US | MISO_W | Internal | Summer | B10 | 1262 | 2635 | 2366.95 | 33.36 | 40.36 | 7 | 0
2040 | MAPP_US_2_MISO_W | MAPP_US | MISO_W | Internal | Winter | B16 | 25 | 2635 | 2635 | 49.6 | 62.59 | 7 | 5.99
2040 | MAPP_US_2_MISO_W | MAPP_US | MISO_W | Internal | Winter | B17 | 100 | 2635 | 2635 | 49.6 | 62.05 | 7 | 5.45
2040 | MAPP_US_2_MISO_W | MAPP_US | MISO_W | Internal | Winter | B18 | 400 | 2635 | 2635 | 51.39 | 60.44 | 7 | 2.05
2040 | MAPP_US_2_MISO_W | MAPP_US | MISO_W | Internal | Winter | B19 | 700 | 2635 | 2599.34 | 49.6 | 56.6 | 7 | 0
2040 | MAPP_US_2_MISO_W | MAPP_US | MISO_W | Internal | Winter | B20 | 935 | 2635 | 2635 | 33.55 | 44.76 | 7 | 4.21
2040 | MAPP_US_2_NE | MAPP_US | NE | Internal | Shoulder | B11 | 25 | 2000 | 2000 | 68.38 | 82.37 | 7 | 6.99
2040 | MAPP_US_2_NE | MAPP_US | NE | Internal | Shoulder | B12 | 200 | 2000 | 778.28 | 51.61 | 58.61 | 7 | 0
2040 | MAPP_US_2_NE | MAPP_US | NE | Internal | Shoulder | B13 | 600 | 2000 | 990.08 | 49.89 | 56.89 | 7 | 0
2040 | MAPP_US_2_NE | MAPP_US | NE | Internal | Shoulder | B14 | 900 | 2000 | 0 | 45.7 | 52.11 | 7 | 0
2040 | MAPP_US_2_NE | MAPP_US | NE | Internal | Shoulder | B15 | 1203 | 2000 | 594.68 | 35.54 | 42.54 | 7 | 0
2040 | MAPP_US_2_NE | MAPP_US | NE | Internal | Summer | B1 | 10 | 2000 | 0 | 84.57 | 90.77 | 7 | 0
2040 | MAPP_US_2_NE | MAPP_US | NE | Internal | Summer | B2 | 25 | 2000 | 2000 | 83.66 | 90.75 | 7 | 0.09
2040 | MAPP_US_2_NE | MAPP_US | NE | Internal | Summer | B3 | 75 | 2000 | 2000 | 82.88 | 90.75 | 7 | 0.87
2040 | MAPP_US_2_NE | MAPP_US | NE | Internal | Summer | B4 | 100 | 2000 | 2000 | 81.3 | 90.75 | 7 | 2.45
2040 | MAPP_US_2_NE | MAPP_US | NE | Internal | Summer | B5 | 200 | 2000 | 2000 | 79.04 | 90.75 | 7 | 4.71
2040 | MAPP_US_2_NE | MAPP_US | NE | Internal | Summer | B6 | 300 | 2000 | 2000 | 62.08 | 76.07 | 7 | 6.99
2040 | MAPP_US_2_NE | MAPP_US | NE | Internal | Summer | B7 | 400 | 2000 | 2000 | 48.96 | 60.1 | 7 | 4.14
2040 | MAPP_US_2_NE | MAPP_US | NE | Internal | Summer | B8 | 500 | 2000 | 2000 | 43.66 | 55.02 | 7 | 4.37
2040 | MAPP_US_2_NE | MAPP_US | NE | Internal | Summer | B9 | 800 | 2000 | 2000 | 40.78 | 54.77 | 7 | 6.99
2040 | MAPP_US_2_NE | MAPP_US | NE | Internal | Summer | B10 | 1262 | 2000 | 1350.28 | 33.36 | 40.36 | 7 | 0
2040 | MAPP_US_2_NE | MAPP_US | NE | Internal | Winter | B16 | 25 | 2000 | 2000 | 49.6 | 64.37 | 7 | 7.77
2040 | MAPP_US_2_NE | MAPP_US | NE | Internal | Winter | B17 | 100 | 2000 | 2000 | 49.6 | 57.05 | 7 | 0.45
2040 | MAPP_US_2_NE | MAPP_US | NE | Internal | Winter | B18 | 400 | 2000 | 1672.82 | 51.39 | 58.39 | 7 | 0
2040 | MAPP_US_2_NE | MAPP_US | NE | Internal | Winter | B19 | 700 | 2000 | 0 | 49.6 | 55.88 | 7 | 0
2040 | MAPP_US_2_NE | MAPP_US | NE | Internal | Winter | B20 | 935 | 2000 | 653.39 | 33.55 | 40.55 | 7 | 0
2040 | MARITIMES_2_NEISO | MARITIMES | NEISO | Internal | Shoulder | B11 | 25 | 99999 | 1720.66 | 45.21 | 45.22 | 0.01 | 0
2040 | MARITIMES_2_NEISO | MARITIMES | NEISO | Internal | Shoulder | B12 | 200 | 99999 | 1717.44 | 45.21 | 45.22 | 0.01 | 0
2040 | MARITIMES_2_NEISO | MARITIMES | NEISO | Internal | Shoulder | B13 | 600 | 99999 | 1704.78 | 45.21 | 45.22 | 0.01 | 0
2040 | MARITIMES_2_NEISO | MARITIMES | NEISO | Internal | Shoulder | B14 | 900 | 99999 | 1682.64 | 45.21 | 45.22 | 0.01 | 0
2040 | MARITIMES_2_NEISO | MARITIMES | NEISO | Internal | Shoulder | B15 | 1203 | 99999 | 648.08 | 45.21 | 45.22 | 0.01 | 0
2040 | MARITIMES_2_NEISO | MARITIMES | NEISO | Internal | Summer | B1 | 10 | 99999 | 1900 | 77.93 | 77.94 | 0.01 | 0
2040 | MARITIMES_2_NEISO | MARITIMES | NEISO | Internal | Summer | B2 | 25 | 99999 | 1878.75 | 75.45 | 75.46 | 0.01 | 0
2040 | MARITIMES_2_NEISO | MARITIMES | NEISO | Internal | Summer | B3 | 75 | 99999 | 1836.38 | 64.04 | 64.06 | 0.01 | 0
2040 | MARITIMES_2_NEISO | MARITIMES | NEISO | Internal | Summer | B4 | 100 | 99999 | 1799.97 | 57.49 | 57.5 | 0.01 | 0
2040 | MARITIMES_2_NEISO | MARITIMES | NEISO | Internal | Summer | B5 | 200 | 99999 | 1780.16 | 45.85 | 45.86 | 0.01 | 0
2040 | MARITIMES_2_NEISO | MARITIMES | NEISO | Internal | Summer | B6 | 300 | 99999 | 1757.82 | 41.34 | 41.35 | 0.01 | 0
2040 | MARITIMES_2_NEISO | MARITIMES | NEISO | Internal | Summer | B7 | 400 | 99999 | 1732.23 | 41.34 | 41.35 | 0.01 | 0
2040 | MARITIMES_2_NEISO | MARITIMES | NEISO | Internal | Summer | B8 | 500 | 99999 | 1712.1 | 41.34 | 41.35 | 0.01 | 0
2040 | MARITIMES_2_NEISO | MARITIMES | NEISO | Internal | Summer | B9 | 800 | 99999 | 1687.45 | 41.34 | 41.35 | 0.01 | 0
2040 | MARITIMES_2_NEISO | MARITIMES | NEISO | Internal | Summer | B10 | 1262 | 99999 | 465.06 | 41.34 | 41.35 | 0.01 | 0
2040 | MARITIMES_2_NEISO | MARITIMES | NEISO | Internal | Winter | B16 | 25 | 99999 | 1765.23 | 57.11 | 57.12 | 0.01 | 0
2040 | MARITIMES_2_NEISO | MARITIMES | NEISO | Internal | Winter | B17 | 100 | 99999 | 1747.34 | 57.11 | 57.12 | 0.01 | 0
2040 | MARITIMES_2_NEISO | MARITIMES | NEISO | Internal | Winter | B18 | 400 | 99999 | 1733.65 | 57.11 | 57.12 | 0.01 | 0
2040 | MARITIMES_2_NEISO | MARITIMES | NEISO | Internal | Winter | B19 | 700 | 99999 | 1708.15 | 57.11 | 57.12 | 0.01 | 0
2040 | MARITIMES_2_NEISO | MARITIMES | NEISO | Internal | Winter | B20 | 935 | 99999 | 723.43 | 57.11 | 57.12 | 0.01 | 0
2040 | MISO_IN_2_MISO_MI | MISO_IN | MISO_MI | Internal | Shoulder | B11 | 25 | 5000 | 0 | 75.38 | 75.37 | 0.01 | 0
2040 | MISO_IN_2_MISO_MI | MISO_IN | MISO_MI | Internal | Shoulder | B12 | 200 | 5000 | 2696.97 | 58.9 | 58.91 | 0.01 | 0
2040 | MISO_IN_2_MISO_MI | MISO_IN | MISO_MI | Internal | Shoulder | B13 | 600 | 5000 | 3760.07 | 57.21 | 57.22 | 0.01 | 0
2040 | MISO_IN_2_MISO_MI | MISO_IN | MISO_MI | Internal | Shoulder | B14 | 900 | 5000 | 3975 | 54.05 | 54.06 | 0.01 | 0
2040 | MISO_IN_2_MISO_MI | MISO_IN | MISO_MI | Internal | Shoulder | B15 | 1203 | 5000 | 3673.59 | 49.46 | 49.48 | 0.01 | 0
2040 | MISO_IN_2_MISO_MI | MISO_IN | MISO_MI | Internal | Summer | B1 | 10 | 5000 | 806.85 | 91.57 | 91.58 | 0.01 | 0
2040 | MISO_IN_2_MISO_MI | MISO_IN | MISO_MI | Internal | Summer | B2 | 25 | 5000 | 1733.91 | 90.66 | 90.67 | 0.01 | 0
2040 | MISO_IN_2_MISO_MI | MISO_IN | MISO_MI | Internal | Summer | B3 | 75 | 5000 | 0 | 88.48 | 88.48 | 0.01 | 0
2040 | MISO_IN_2_MISO_MI | MISO_IN | MISO_MI | Internal | Summer | B4 | 100 | 5000 | 0 | 88.19 | 88.18 | 0.01 | 0
2040 | MISO_IN_2_MISO_MI | MISO_IN | MISO_MI | Internal | Summer | B5 | 200 | 5000 | 0 | 86.02 | 85.58 | 0.01 | 0
2040 | MISO_IN_2_MISO_MI | MISO_IN | MISO_MI | Internal | Summer | B6 | 300 | 5000 | 92.03 | 68.07 | 68.08 | 0.01 | 0
2040 | MISO_IN_2_MISO_MI | MISO_IN | MISO_MI | Internal | Summer | B7 | 400 | 5000 | 4473.05 | 55.98 | 55.99 | 0.01 | 0
2040 | MISO_IN_2_MISO_MI | MISO_IN | MISO_MI | Internal | Summer | B8 | 500 | 5000 | 5000 | 50.68 | 52.58 | 0.01 | 1.89
2040 | MISO_IN_2_MISO_MI | MISO_IN | MISO_MI | Internal | Summer | B9 | 800 | 5000 | 4927.25 | 47.79 | 47.8 | 0.01 | 0
2040 | MISO_IN_2_MISO_MI | MISO_IN | MISO_MI | Internal | Summer | B10 | 1262 | 5000 | 3238.83 | 44.36 | 44.37 | 0.01 | 0
2040 | MISO_IN_2_MISO_MI | MISO_IN | MISO_MI | Internal | Winter | B16 | 25 | 5000 | 1260.78 | 65.1 | 65.11 | 0.01 | 0
2040 | MISO_IN_2_MISO_MI | MISO_IN | MISO_MI | Internal | Winter | B17 | 100 | 5000 | 1668.82 | 62.08 | 62.09 | 0.01 | 0
2040 | MISO_IN_2_MISO_MI | MISO_IN | MISO_MI | Internal | Winter | B18 | 400 | 5000 | 2598.49 | 60.46 | 60.48 | 0.01 | 0
2040 | MISO_IN_2_MISO_MI | MISO_IN | MISO_MI | Internal | Winter | B19 | 700 | 5000 | 3118.69 | 56.61 | 56.62 | 0.01 | 0
2040 | MISO_IN_2_MISO_MI | MISO_IN | MISO_MI | Internal | Winter | B20 | 935 | 5000 | 2848.92 | 47.04 | 47.05 | 0.01 | 0
2040 | MISO_IN_2_MISO_MO-IL | MISO_IN | MISO_MO-IL | Internal | Shoulder | B11 | 25 | 5000 | 1569.2 | 75.38 | 75.39 | 0.01 | 0
2040 | MISO_IN_2_MISO_MO-IL | MISO_IN | MISO_MO-IL | Internal | Shoulder | B12 | 200 | 5000 | 0 | 58.9 | 58.89 | 0.01 | 0
2040 | MISO_IN_2_MISO_MO-IL | MISO_IN | MISO_MO-IL | Internal | Shoulder | B13 | 600 | 5000 | 0 | 57.21 | 57.2 | 0.01 | 0
2040 | MISO_IN_2_MISO_MO-IL | MISO_IN | MISO_MO-IL | Internal | Shoulder | B14 | 900 | 5000 | 0 | 54.05 | 54.04 | 0.01 | 0
2040 | MISO_IN_2_MISO_MO-IL | MISO_IN | MISO_MO-IL | Internal | Shoulder | B15 | 1203 | 5000 | 0 | 49.46 | 47.56 | 0.01 | 0
2040 | MISO_IN_2_MISO_MO-IL | MISO_IN | MISO_MO-IL | Internal | Summer | B1 | 10 | 5000 | 1318.64 | 91.57 | 91.58 | 0.01 | 0
2040 | MISO_IN_2_MISO_MO-IL | MISO_IN | MISO_MO-IL | Internal | Summer | B2 | 25 | 5000 | 733.5 | 90.66 | 90.67 | 0.01 | 0
2040 | MISO_IN_2_MISO_MO-IL | MISO_IN | MISO_MO-IL | Internal | Summer | B3 | 75 | 5000 | 298.08 | 88.48 | 88.49 | 0.01 | 0
2040 | MISO_IN_2_MISO_MO-IL | MISO_IN | MISO_MO-IL | Internal | Summer | B4 | 100 | 5000 | 2236.91 | 88.19 | 88.2 | 0.01 | 0
2040 | MISO_IN_2_MISO_MO-IL | MISO_IN | MISO_MO-IL | Internal | Summer | B5 | 200 | 5000 | 2314.37 | 86.02 | 86.04 | 0.01 | 0
2040 | MISO_IN_2_MISO_MO-IL | MISO_IN | MISO_MO-IL | Internal | Summer | B6 | 300 | 5000 | 1671.75 | 68.07 | 68.08 | 0.01 | 0
2040 | MISO_IN_2_MISO_MO-IL | MISO_IN | MISO_MO-IL | Internal | Summer | B7 | 400 | 5000 | 0 | 55.98 | 55.97 | 0.01 | 0
2040 | MISO_IN_2_MISO_MO-IL | MISO_IN | MISO_MO-IL | Internal | Summer | B8 | 500 | 5000 | 0 | 50.68 | 50.67 | 0.01 | 0
2040 | MISO_IN_2_MISO_MO-IL | MISO_IN | MISO_MO-IL | Internal | Summer | B9 | 800 | 5000 | 0 | 47.79 | 47.79 | 0.01 | 0
2040 | MISO_IN_2_MISO_MO-IL | MISO_IN | MISO_MO-IL | Internal | Summer | B10 | 1262 | 5000 | 0 | 44.36 | 40.67 | 0.01 | 0
2040 | MISO_IN_2_MISO_MO-IL | MISO_IN | MISO_MO-IL | Internal | Winter | B16 | 25 | 5000 | 0 | 65.1 | 64.46 | 0.01 | 0
2040 | MISO_IN_2_MISO_MO-IL | MISO_IN | MISO_MO-IL | Internal | Winter | B17 | 100 | 5000 | 0 | 62.08 | 62.07 | 0.01 | 0
2040 | MISO_IN_2_MISO_MO-IL | MISO_IN | MISO_MO-IL | Internal | Winter | B18 | 400 | 5000 | 0 | 60.46 | 60.45 | 0.01 | 0
2040 | MISO_IN_2_MISO_MO-IL | MISO_IN | MISO_MO-IL | Internal | Winter | B19 | 700 | 5000 | 0 | 56.61 | 56.6 | 0.01 | 0
2040 | MISO_IN_2_MISO_MO-IL | MISO_IN | MISO_MO-IL | Internal | Winter | B20 | 935 | 5000 | 0 | 47.04 | 44.77 | 0.01 | 0
2040 | MISO_IN_2_NonRTO_Midwest | MISO_IN | NonRTO_Midwest | Internal | Shoulder | B11 | 25 | 4800 | 1399.81 | 75.38 | 83.38 | 8 | 0
2040 | MISO_IN_2_NonRTO_Midwest | MISO_IN | NonRTO_Midwest | Internal | Shoulder | B12 | 200 | 4800 | 859.86 | 58.9 | 66.9 | 8 | 0
2040 | MISO_IN_2_NonRTO_Midwest | MISO_IN | NonRTO_Midwest | Internal | Shoulder | B13 | 600 | 4800 | 243.33 | 57.21 | 65.21 | 8 | 0
2040 | MISO_IN_2_NonRTO_Midwest | MISO_IN | NonRTO_Midwest | Internal | Shoulder | B14 | 900 | 4800 | 0 | 54.05 | 53.43 | 8 | 0
2040 | MISO_IN_2_NonRTO_Midwest | MISO_IN | NonRTO_Midwest | Internal | Shoulder | B15 | 1203 | 4800 | 0 | 49.46 | 44.28 | 8 | 0
2040 | MISO_IN_2_NonRTO_Midwest | MISO_IN | NonRTO_Midwest | Internal | Summer | B1 | 10 | 4800 | 7.32 | 91.57 | 99.57 | 8 | 0
2040 | MISO_IN_2_NonRTO_Midwest | MISO_IN | NonRTO_Midwest | Internal | Summer | B2 | 25 | 4800 | 0 | 90.66 | 94.05 | 8 | 0
2040 | MISO_IN_2_NonRTO_Midwest | MISO_IN | NonRTO_Midwest | Internal | Summer | B3 | 75 | 4800 | 0 | 88.48 | 94.05 | 8 | 0
2040 | MISO_IN_2_NonRTO_Midwest | MISO_IN | NonRTO_Midwest | Internal | Summer | B4 | 100 | 4800 | 0 | 88.19 | 94.05 | 8 | 0
2040 | MISO_IN_2_NonRTO_Midwest | MISO_IN | NonRTO_Midwest | Internal | Summer | B5 | 200 | 4800 | 1392.15 | 86.02 | 94.02 | 8 | 0
2040 | MISO_IN_2_NonRTO_Midwest | MISO_IN | NonRTO_Midwest | Internal | Summer | B6 | 300 | 4800 | 753.25 | 68.07 | 76.07 | 8 | 0
2040 | MISO_IN_2_NonRTO_Midwest | MISO_IN | NonRTO_Midwest | Internal | Summer | B7 | 400 | 4800 | 192.79 | 55.98 | 63.98 | 8 | 0
2040 | MISO_IN_2_NonRTO_Midwest | MISO_IN | NonRTO_Midwest | Internal | Summer | B8 | 500 | 4800 | 0 | 50.68 | 51.79 | 8 | 0
2040 | MISO_IN_2_NonRTO_Midwest | MISO_IN | NonRTO_Midwest | Internal | Summer | B9 | 800 | 4800 | 0 | 47.79 | 45.36 | 8 | 0
2040 | MISO_IN_2_NonRTO_Midwest | MISO_IN | NonRTO_Midwest | Internal | Summer | B10 | 1262 | 4800 | 0 | 44.36 | 36.74 | 8 | 0
2040 | MISO_IN_2_NonRTO_Midwest | MISO_IN | NonRTO_Midwest | Internal | Winter | B16 | 25 | 4800 | 2448.6 | 65.1 | 73.1 | 8 | 0
2040 | MISO_IN_2_NonRTO_Midwest | MISO_IN | NonRTO_Midwest | Internal | Winter | B17 | 100 | 4800 | 1274 | 62.08 | 70.08 | 8 | 0
2040 | MISO_IN_2_NonRTO_Midwest | MISO_IN | NonRTO_Midwest | Internal | Winter | B18 | 400 | 4800 | 322.09 | 60.46 | 68.46 | 8 | 0
2040 | MISO_IN_2_NonRTO_Midwest | MISO_IN | NonRTO_Midwest | Internal | Winter | B19 | 700 | 4800 | 0 | 56.61 | 55.09 | 8 | 0
2040 | MISO_IN_2_NonRTO_Midwest | MISO_IN | NonRTO_Midwest | Internal | Winter | B20 | 935 | 4800 | 0 | 47.04 | 43.07 | 8 | 0
2040 | MISO_IN_2_PJM_ROR | MISO_IN | PJM_ROR | Internal | Shoulder | B11 | 25 | 992 | 0 | 75.38 | 68.39 | 2 | 0
2040 | MISO_IN_2_PJM_ROR | MISO_IN | PJM_ROR | Internal | Shoulder | B12 | 200 | 992 | 0 | 58.9 | 56.9 | 2 | 0
2040 | MISO_IN_2_PJM_ROR | MISO_IN | PJM_ROR | Internal | Shoulder | B13 | 600 | 992 | 0 | 57.21 | 55.2 | 2 | 0
2040 | MISO_IN_2_PJM_ROR | MISO_IN | PJM_ROR | Internal | Shoulder | B14 | 900 | 992 | 0 | 54.05 | 52.43 | 2 | 0
2040 | MISO_IN_2_PJM_ROR | MISO_IN | PJM_ROR | Internal | Shoulder | B15 | 1203 | 992 | 0 | 49.46 | 46.79 | 2 | 0
2040 | MISO_IN_2_PJM_ROR | MISO_IN | PJM_ROR | Internal | Summer | B1 | 10 | 992 | 0 | 91.57 | 88.94 | 2 | 0
2040 | MISO_IN_2_PJM_ROR | MISO_IN | PJM_ROR | Internal | Summer | B2 | 25 | 992 | 0 | 90.66 | 86.48 | 2 | 0
2040 | MISO_IN_2_PJM_ROR | MISO_IN | PJM_ROR | Internal | Summer | B3 | 75 | 992 | 0 | 88.48 | 86.48 | 2 | 0
2040 | MISO_IN_2_PJM_ROR | MISO_IN | PJM_ROR | Internal | Summer | B4 | 100 | 992 | 0 | 88.19 | 86.3 | 2 | 0
2040 | MISO_IN_2_PJM_ROR | MISO_IN | PJM_ROR | Internal | Summer | B5 | 200 | 992 | 0 | 86.02 | 84.04 | 2 | 0
2040 | MISO_IN_2_PJM_ROR | MISO_IN | PJM_ROR | Internal | Summer | B6 | 300 | 992 | 0 | 68.07 | 66.08 | 2 | 0
2040 | MISO_IN_2_PJM_ROR | MISO_IN | PJM_ROR | Internal | Summer | B7 | 400 | 992 | 0 | 55.98 | 54.38 | 2 | 0
2040 | MISO_IN_2_PJM_ROR | MISO_IN | PJM_ROR | Internal | Summer | B8 | 500 | 992 | 0 | 50.68 | 51.74 | 2 | 0
2040 | MISO_IN_2_PJM_ROR | MISO_IN | PJM_ROR | Internal | Summer | B9 | 800 | 992 | 0 | 47.79 | 47.36 | 2 | 0
2040 | MISO_IN_2_PJM_ROR | MISO_IN | PJM_ROR | Internal | Summer | B10 | 1262 | 992 | 0 | 44.36 | 42.36 | 2 | 0
2040 | MISO_IN_2_PJM_ROR | MISO_IN | PJM_ROR | Internal | Winter | B16 | 25 | 992 | 0 | 65.1 | 62.46 | 2 | 0
2040 | MISO_IN_2_PJM_ROR | MISO_IN | PJM_ROR | Internal | Winter | B17 | 100 | 992 | 0 | 62.08 | 60.09 | 2 | 0
2040 | MISO_IN_2_PJM_ROR | MISO_IN | PJM_ROR | Internal | Winter | B18 | 400 | 992 | 0 | 60.46 | 58.48 | 2 | 0
2040 | MISO_IN_2_PJM_ROR | MISO_IN | PJM_ROR | Internal | Winter | B19 | 700 | 992 | 0 | 56.61 | 54.61 | 2 | 0
2040 | MISO_IN_2_PJM_ROR | MISO_IN | PJM_ROR | Internal | Winter | B20 | 935 | 992 | 0 | 47.04 | 45.07 | 2 | 0
2040 | MISO_MI_2_IESO | MISO_MI | IESO | Internal | Shoulder | B11 | 25 | 1580 | 0 | 75.37 | 52.7 | 8 | 0
2040 | MISO_MI_2_IESO | MISO_MI | IESO | Internal | Shoulder | B12 | 200 | 1580 | 0 | 58.91 | 51.91 | 8 | 0
2040 | MISO_MI_2_IESO | MISO_MI | IESO | Internal | Shoulder | B13 | 600 | 1580 | 0 | 57.22 | 51.91 | 8 | 0
2040 | MISO_MI_2_IESO | MISO_MI | IESO | Internal | Shoulder | B14 | 900 | 1580 | 0 | 54.06 | 51.91 | 8 | 0
2040 | MISO_MI_2_IESO | MISO_MI | IESO | Internal | Shoulder | B15 | 1203 | 1580 | 0 | 49.48 | 51.91 | 8 | 0
2040 | MISO_MI_2_IESO | MISO_MI | IESO | Internal | Summer | B1 | 10 | 1580 | 0 | 91.58 | 87.18 | 8 | 0
2040 | MISO_MI_2_IESO | MISO_MI | IESO | Internal | Summer | B2 | 25 | 1580 | 0 | 90.67 | 84.43 | 8 | 0
2040 | MISO_MI_2_IESO | MISO_MI | IESO | Internal | Summer | B3 | 75 | 1580 | 0 | 88.48 | 81.48 | 8 | 0
2040 | MISO_MI_2_IESO | MISO_MI | IESO | Internal | Summer | B4 | 100 | 1580 | 0 | 88.18 | 70.16 | 8 | 0
2040 | MISO_MI_2_IESO | MISO_MI | IESO | Internal | Summer | B5 | 200 | 1580 | 0 | 85.58 | 69.1 | 8 | 0
2040 | MISO_MI_2_IESO | MISO_MI | IESO | Internal | Summer | B6 | 300 | 1580 | 0 | 68.08 | 52 | 8 | 0
2040 | MISO_MI_2_IESO | MISO_MI | IESO | Internal | Summer | B7 | 400 | 1580 | 0 | 55.99 | 48.99 | 8 | 0
2040 | MISO_MI_2_IESO | MISO_MI | IESO | Internal | Summer | B8 | 500 | 1580 | 0 | 52.58 | 48.99 | 8 | 0
2040 | MISO_MI_2_IESO | MISO_MI | IESO | Internal | Summer | B9 | 800 | 1580 | 0 | 47.8 | 48.99 | 8 | 0
2040 | MISO_MI_2_IESO | MISO_MI | IESO | Internal | Summer | B10 | 1262 | 1580 | 0 | 44.37 | 48.99 | 8 | 0
2040 | MISO_MI_2_IESO | MISO_MI | IESO | Internal | Winter | B16 | 25 | 1580 | 0 | 65.11 | 55.59 | 8 | 0
2040 | MISO_MI_2_IESO | MISO_MI | IESO | Internal | Winter | B17 | 100 | 1580 | 0 | 62.09 | 55.05 | 8 | 0
2040 | MISO_MI_2_IESO | MISO_MI | IESO | Internal | Winter | B18 | 400 | 1580 | 0 | 60.48 | 55.05 | 8 | 0
2040 | MISO_MI_2_IESO | MISO_MI | IESO | Internal | Winter | B19 | 700 | 1580 | 0 | 56.62 | 55.05 | 8 | 0
2040 | MISO_MI_2_IESO | MISO_MI | IESO | Internal | Winter | B20 | 935 | 1580 | 342.78 | 47.05 | 55.05 | 8 | 0
2040 | MISO_MI_2_MISO_IN | MISO_MI | MISO_IN | Internal | Shoulder | B11 | 25 | 2045 | 1521.28 | 75.37 | 75.38 | 0.01 | 0
2040 | MISO_MI_2_MISO_IN | MISO_MI | MISO_IN | Internal | Shoulder | B12 | 200 | 2045 | 0 | 58.91 | 58.9 | 0.01 | 0
2040 | MISO_MI_2_MISO_IN | MISO_MI | MISO_IN | Internal | Shoulder | B13 | 600 | 2045 | 0 | 57.22 | 57.21 | 0.01 | 0
2040 | MISO_MI_2_MISO_IN | MISO_MI | MISO_IN | Internal | Shoulder | B14 | 900 | 2045 | 0 | 54.06 | 54.05 | 0.01 | 0
2040 | MISO_MI_2_MISO_IN | MISO_MI | MISO_IN | Internal | Shoulder | B15 | 1203 | 2045 | 0 | 49.48 | 49.46 | 0.01 | 0
2040 | MISO_MI_2_MISO_IN | MISO_MI | MISO_IN | Internal | Summer | B1 | 10 | 2045 | 0 | 91.58 | 91.57 | 0.01 | 0
2040 | MISO_MI_2_MISO_IN | MISO_MI | MISO_IN | Internal | Summer | B2 | 25 | 2045 | 0 | 90.67 | 90.66 | 0.01 | 0
2040 | MISO_MI_2_MISO_IN | MISO_MI | MISO_IN | Internal | Summer | B3 | 75 | 2045 | 0 | 88.48 | 88.48 | 0.01 | 0
2040 | MISO_MI_2_MISO_IN | MISO_MI | MISO_IN | Internal | Summer | B4 | 100 | 2045 | 1221.28 | 88.18 | 88.19 | 0.01 | 0
2040 | MISO_MI_2_MISO_IN | MISO_MI | MISO_IN | Internal | Summer | B5 | 200 | 2045 | 2045 | 85.58 | 86.02 | 0.01 | 0.43
2040 | MISO_MI_2_MISO_IN | MISO_MI | MISO_IN | Internal | Summer | B6 | 300 | 2045 | 0 | 68.08 | 68.07 | 0.01 | 0
2040 | MISO_MI_2_MISO_IN | MISO_MI | MISO_IN | Internal | Summer | B7 | 400 | 2045 | 0 | 55.99 | 55.98 | 0.01 | 0
2040 | MISO_MI_2_MISO_IN | MISO_MI | MISO_IN | Internal | Summer | B8 | 500 | 2045 | 0 | 52.58 | 50.68 | 0.01 | 0
2040 | MISO_MI_2_MISO_IN | MISO_MI | MISO_IN | Internal | Summer | B9 | 800 | 2045 | 0 | 47.8 | 47.79 | 0.01 | 0
2040 | MISO_MI_2_MISO_IN | MISO_MI | MISO_IN | Internal | Summer | B10 | 1262 | 2045 | 0 | 44.37 | 44.36 | 0.01 | 0
2040 | MISO_MI_2_MISO_IN | MISO_MI | MISO_IN | Internal | Winter | B16 | 25 | 2045 | 0 | 65.11 | 65.1 | 0.01 | 0
2040 | MISO_MI_2_MISO_IN | MISO_MI | MISO_IN | Internal | Winter | B17 | 100 | 2045 | 0 | 62.09 | 62.08 | 0.01 | 0
2040 | MISO_MI_2_MISO_IN | MISO_MI | MISO_IN | Internal | Winter | B18 | 400 | 2045 | 0 | 60.48 | 60.46 | 0.01 | 0
2040 | MISO_MI_2_MISO_IN | MISO_MI | MISO_IN | Internal | Winter | B19 | 700 | 2045 | 0 | 56.62 | 56.61 | 0.01 | 0
2040 | MISO_MI_2_MISO_IN | MISO_MI | MISO_IN | Internal | Winter | B20 | 935 | 2045 | 0 | 47.05 | 47.04 | 0.01 | 0
2040 | MISO_MI_2_MISO_WUMS | MISO_MI | MISO_WUMS | Internal | Shoulder | B11 | 25 | 947 | 0 | 75.37 | 75.36 | 0.01 | 0
2040 | MISO_MI_2_MISO_WUMS | MISO_MI | MISO_WUMS | Internal | Shoulder | B12 | 200 | 947 | 0 | 58.91 | 58.63 | 0.01 | 0
2040 | MISO_MI_2_MISO_WUMS | MISO_MI | MISO_WUMS | Internal | Shoulder | B13 | 600 | 947 | 0 | 57.22 | 57.2 | 0.01 | 0
2040 | MISO_MI_2_MISO_WUMS | MISO_MI | MISO_WUMS | Internal | Shoulder | B14 | 900 | 947 | 0 | 54.06 | 54.04 | 0.01 | 0
2040 | MISO_MI_2_MISO_WUMS | MISO_MI | MISO_WUMS | Internal | Shoulder | B15 | 1203 | 947 | 703.76 | 49.48 | 49.49 | 0.01 | 0
2040 | MISO_MI_2_MISO_WUMS | MISO_MI | MISO_WUMS | Internal | Summer | B1 | 10 | 947 | 0 | 91.58 | 84.3 | 0.01 | 0
2040 | MISO_MI_2_MISO_WUMS | MISO_MI | MISO_WUMS | Internal | Summer | B2 | 25 | 947 | 0 | 90.67 | 84.3 | 0.01 | 0
2040 | MISO_MI_2_MISO_WUMS | MISO_MI | MISO_WUMS | Internal | Summer | B3 | 75 | 947 | 0 | 88.48 | 84.3 | 0.01 | 0
2040 | MISO_MI_2_MISO_WUMS | MISO_MI | MISO_WUMS | Internal | Summer | B4 | 100 | 947 | 0 | 88.18 | 84.3 | 0.01 | 0
2040 | MISO_MI_2_MISO_WUMS | MISO_MI | MISO_WUMS | Internal | Summer | B5 | 200 | 947 | 0 | 85.58 | 84.3 | 0.01 | 0
2040 | MISO_MI_2_MISO_WUMS | MISO_MI | MISO_WUMS | Internal | Summer | B6 | 300 | 947 | 0 | 68.08 | 68.08 | 0.01 | 0
2040 | MISO_MI_2_MISO_WUMS | MISO_MI | MISO_WUMS | Internal | Summer | B7 | 400 | 947 | 0 | 55.99 | 55.97 | 0.01 | 0
2040 | MISO_MI_2_MISO_WUMS | MISO_MI | MISO_WUMS | Internal | Summer | B8 | 500 | 947 | 0 | 52.58 | 51.92 | 0.01 | 0
2040 | MISO_MI_2_MISO_WUMS | MISO_MI | MISO_WUMS | Internal | Summer | B9 | 800 | 947 | 0 | 47.8 | 47.79 | 0.01 | 0
2040 | MISO_MI_2_MISO_WUMS | MISO_MI | MISO_WUMS | Internal | Summer | B10 | 1262 | 947 | 0 | 44.37 | 44.36 | 0.01 | 0
2040 | MISO_MI_2_MISO_WUMS | MISO_MI | MISO_WUMS | Internal | Winter | B16 | 25 | 947 | 0 | 65.11 | 64.46 | 0.01 | 0
2040 | MISO_MI_2_MISO_WUMS | MISO_MI | MISO_WUMS | Internal | Winter | B17 | 100 | 947 | 0 | 62.09 | 62.08 | 0.01 | 0
2040 | MISO_MI_2_MISO_WUMS | MISO_MI | MISO_WUMS | Internal | Winter | B18 | 400 | 947 | 0 | 60.48 | 60.45 | 0.01 | 0
2040 | MISO_MI_2_MISO_WUMS | MISO_MI | MISO_WUMS | Internal | Winter | B19 | 700 | 947 | 0 | 56.62 | 56.61 | 0.01 | 0
2040 | MISO_MI_2_MISO_WUMS | MISO_MI | MISO_WUMS | Internal | Winter | B20 | 935 | 947 | 272.01 | 47.05 | 47.07 | 0.01 | 0
2040 | MISO_MI_2_PJM_ROR | MISO_MI | PJM_ROR | Internal | Shoulder | B11 | 25 | 1424 | 0 | 75.37 | 68.39 | 2 | 0
2040 | MISO_MI_2_PJM_ROR | MISO_MI | PJM_ROR | Internal | Shoulder | B12 | 200 | 1424 | 0 | 58.91 | 56.9 | 2 | 0
2040 | MISO_MI_2_PJM_ROR | MISO_MI | PJM_ROR | Internal | Shoulder | B13 | 600 | 1424 | 0 | 57.22 | 55.2 | 2 | 0
2040 | MISO_MI_2_PJM_ROR | MISO_MI | PJM_ROR | Internal | Shoulder | B14 | 900 | 1424 | 0 | 54.06 | 52.43 | 2 | 0
2040 | MISO_MI_2_PJM_ROR | MISO_MI | PJM_ROR | Internal | Shoulder | B15 | 1203 | 1424 | 0 | 49.48 | 46.79 | 2 | 0
2040 | MISO_MI_2_PJM_ROR | MISO_MI | PJM_ROR | Internal | Summer | B1 | 10 | 1424 | 0 | 91.58 | 88.94 | 2 | 0
2040 | MISO_MI_2_PJM_ROR | MISO_MI | PJM_ROR | Internal | Summer | B2 | 25 | 1424 | 0 | 90.67 | 86.48 | 2 | 0
2040 | MISO_MI_2_PJM_ROR | MISO_MI | PJM_ROR | Internal | Summer | B3 | 75 | 1424 | 0 | 88.48 | 86.48 | 2 | 0
2040 | MISO_MI_2_PJM_ROR | MISO_MI | PJM_ROR | Internal | Summer | B4 | 100 | 1424 | 0 | 88.18 | 86.3 | 2 | 0
2040 | MISO_MI_2_PJM_ROR | MISO_MI | PJM_ROR | Internal | Summer | B5 | 200 | 1424 | 0 | 85.58 | 84.04 | 2 | 0
2040 | MISO_MI_2_PJM_ROR | MISO_MI | PJM_ROR | Internal | Summer | B6 | 300 | 1424 | 0 | 68.08 | 66.08 | 2 | 0
2040 | MISO_MI_2_PJM_ROR | MISO_MI | PJM_ROR | Internal | Summer | B7 | 400 | 1424 | 0 | 55.99 | 54.38 | 2 | 0
2040 | MISO_MI_2_PJM_ROR | MISO_MI | PJM_ROR | Internal | Summer | B8 | 500 | 1424 | 0 | 52.58 | 51.74 | 2 | 0
2040 | MISO_MI_2_PJM_ROR | MISO_MI | PJM_ROR | Internal | Summer | B9 | 800 | 1424 | 0 | 47.8 | 47.36 | 2 | 0
2040 | MISO_MI_2_PJM_ROR | MISO_MI | PJM_ROR | Internal | Summer | B10 | 1262 | 1424 | 0 | 44.37 | 42.36 | 2 | 0
2040 | MISO_MI_2_PJM_ROR | MISO_MI | PJM_ROR | Internal | Winter | B16 | 25 | 1424 | 0 | 65.11 | 62.46 | 2 | 0
2040 | MISO_MI_2_PJM_ROR | MISO_MI | PJM_ROR | Internal | Winter | B17 | 100 | 1424 | 0 | 62.09 | 60.09 | 2 | 0
2040 | MISO_MI_2_PJM_ROR | MISO_MI | PJM_ROR | Internal | Winter | B18 | 400 | 1424 | 0 | 60.48 | 58.48 | 2 | 0
2040 | MISO_MI_2_PJM_ROR | MISO_MI | PJM_ROR | Internal | Winter | B19 | 700 | 1424 | 0 | 56.62 | 54.61 | 2 | 0
2040 | MISO_MI_2_PJM_ROR | MISO_MI | PJM_ROR | Internal | Winter | B20 | 935 | 1424 | 0 | 47.05 | 45.07 | 2 | 0
2040 | MISO_MO-IL_2_ENT | MISO_MO-IL | ENT | Internal | Shoulder | B11 | 25 | 2540 | 1004.07 | 75.39 | 83.39 | 8 | 0
2040 | MISO_MO-IL_2_ENT | MISO_MO-IL | ENT | Internal | Shoulder | B12 | 200 | 2540 | 0 | 58.89 | 59.51 | 8 | 0
2040 | MISO_MO-IL_2_ENT | MISO_MO-IL | ENT | Internal | Shoulder | B13 | 600 | 2540 | 0 | 57.2 | 59.51 | 8 | 0
2040 | MISO_MO-IL_2_ENT | MISO_MO-IL | ENT | Internal | Shoulder | B14 | 900 | 2540 | 0 | 54.04 | 57.12 | 8 | 0
2040 | MISO_MO-IL_2_ENT | MISO_MO-IL | ENT | Internal | Shoulder | B15 | 1203 | 2540 | 2540 | 47.56 | 57.12 | 8 | 1.56
2040 | MISO_MO-IL_2_ENT | MISO_MO-IL | ENT | Internal | Summer | B1 | 10 | 2540 | 0 | 91.58 | 94.69 | 8 | 0
2040 | MISO_MO-IL_2_ENT | MISO_MO-IL | ENT | Internal | Summer | B2 | 25 | 2540 | 0 | 90.67 | 94.69 | 8 | 0
2040 | MISO_MO-IL_2_ENT | MISO_MO-IL | ENT | Internal | Summer | B3 | 75 | 2540 | 0 | 88.49 | 88.91 | 8 | 0
2040 | MISO_MO-IL_2_ENT | MISO_MO-IL | ENT | Internal | Summer | B4 | 100 | 2540 | 0 | 88.2 | 88.91 | 8 | 0
2040 | MISO_MO-IL_2_ENT | MISO_MO-IL | ENT | Internal | Summer | B5 | 200 | 2540 | 0 | 86.04 | 84.58 | 8 | 0
2040 | MISO_MO-IL_2_ENT | MISO_MO-IL | ENT | Internal | Summer | B6 | 300 | 2540 | 33.26 | 68.08 | 76.08 | 8 | 0
2040 | MISO_MO-IL_2_ENT | MISO_MO-IL | ENT | Internal | Summer | B7 | 400 | 2540 | 0 | 55.97 | 57.49 | 8 | 0
2040 | MISO_MO-IL_2_ENT | MISO_MO-IL | ENT | Internal | Summer | B8 | 500 | 2540 | 0 | 50.67 | 57.49 | 8 | 0
2040 | MISO_MO-IL_2_ENT | MISO_MO-IL | ENT | Internal | Summer | B9 | 800 | 2540 | 2159.76 | 47.79 | 55.79 | 8 | 0
2040 | MISO_MO-IL_2_ENT | MISO_MO-IL | ENT | Internal | Summer | B10 | 1262 | 2540 | 2540 | 40.67 | 53.21 | 8 | 4.54
2040 | MISO_MO-IL_2_ENT | MISO_MO-IL | ENT | Internal | Winter | B16 | 25 | 2540 | 0 | 64.46 | 69.38 | 8 | 0
2040 | MISO_MO-IL_2_ENT | MISO_MO-IL | ENT | Internal | Winter | B17 | 100 | 2540 | 0 | 62.07 | 63.4 | 8 | 0
2040 | MISO_MO-IL_2_ENT | MISO_MO-IL | ENT | Internal | Winter | B18 | 400 | 2540 | 0 | 60.45 | 63.4 | 8 | 0
2040 | MISO_MO-IL_2_ENT | MISO_MO-IL | ENT | Internal | Winter | B19 | 700 | 2540 | 0 | 56.6 | 61.29 | 8 | 0
2040 | MISO_MO-IL_2_ENT | MISO_MO-IL | ENT | Internal | Winter | B20 | 935 | 2540 | 2540 | 44.77 | 56.07 | 8 | 3.3
2040 | MISO_MO-IL_2_MISO_IN | MISO_MO-IL | MISO_IN | Internal | Shoulder | B11 | 25 | 2100 | 0 | 75.39 | 75.38 | 0.01 | 0
2040 | MISO_MO-IL_2_MISO_IN | MISO_MO-IL | MISO_IN | Internal | Shoulder | B12 | 200 | 2100 | 1401.19 | 58.89 | 58.9 | 0.01 | 0
2040 | MISO_MO-IL_2_MISO_IN | MISO_MO-IL | MISO_IN | Internal | Shoulder | B13 | 600 | 2100 | 1178.16 | 57.2 | 57.21 | 0.01 | 0
2040 | MISO_MO-IL_2_MISO_IN | MISO_MO-IL | MISO_IN | Internal | Shoulder | B14 | 900 | 2100 | 1504.53 | 54.04 | 54.05 | 0.01 | 0
2040 | MISO_MO-IL_2_MISO_IN | MISO_MO-IL | MISO_IN | Internal | Shoulder | B15 | 1203 | 2100 | 2100 | 47.56 | 49.46 | 0.01 | 1.9
2040 | MISO_MO-IL_2_MISO_IN | MISO_MO-IL | MISO_IN | Internal | Summer | B1 | 10 | 2100 | 0 | 91.58 | 91.57 | 0.01 | 0
2040 | MISO_MO-IL_2_MISO_IN | MISO_MO-IL | MISO_IN | Internal | Summer | B2 | 25 | 2100 | 0 | 90.67 | 90.66 | 0.01 | 0
2040 | MISO_MO-IL_2_MISO_IN | MISO_MO-IL | MISO_IN | Internal | Summer | B3 | 75 | 2100 | 0 | 88.49 | 88.48 | 0.01 | 0
2040 | MISO_MO-IL_2_MISO_IN | MISO_MO-IL | MISO_IN | Internal | Summer | B4 | 100 | 2100 | 0 | 88.2 | 88.19 | 0.01 | 0
2040 | MISO_MO-IL_2_MISO_IN | MISO_MO-IL | MISO_IN | Internal | Summer | B5 | 200 | 2100 | 0 | 86.04 | 86.02 | 0.01 | 0
2040 | MISO_MO-IL_2_MISO_IN | MISO_MO-IL | MISO_IN | Internal | Summer | B6 | 300 | 2100 | 0 | 68.08 | 68.07 | 0.01 | 0
2040 | MISO_MO-IL_2_MISO_IN | MISO_MO-IL | MISO_IN | Internal | Summer | B7 | 400 | 2100 | 810.42 | 55.97 | 55.98 | 0.01 | 0
2040 | MISO_MO-IL_2_MISO_IN | MISO_MO-IL | MISO_IN | Internal | Summer | B8 | 500 | 2100 | 1183.43 | 50.67 | 50.68 | 0.01 | 0
2040 | MISO_MO-IL_2_MISO_IN | MISO_MO-IL | MISO_IN | Internal | Summer | B9 | 800 | 2100 | 0 | 47.79 | 47.79 | 0.01 | 0
2040 | MISO_MO-IL_2_MISO_IN | MISO_MO-IL | MISO_IN | Internal | Summer | B10 | 1262 | 2100 | 2100 | 40.67 | 44.36 | 0.01 | 3.68
2040 | MISO_MO-IL_2_MISO_IN | MISO_MO-IL | MISO_IN | Internal | Winter | B16 | 25 | 2100 | 2100 | 64.46 | 65.1 | 0.01 | 0.63
2040 | MISO_MO-IL_2_MISO_IN | MISO_MO-IL | MISO_IN | Internal | Winter | B17 | 100 | 2100 | 1235.81 | 62.07 | 62.08 | 0.01 | 0
2040 | MISO_MO-IL_2_MISO_IN | MISO_MO-IL | MISO_IN | Internal | Winter | B18 | 400 | 2100 | 488.89 | 60.45 | 60.46 | 0.01 | 0
2040 | MISO_MO-IL_2_MISO_IN | MISO_MO-IL | MISO_IN | Internal | Winter | B19 | 700 | 2100 | 191.66 | 56.6 | 56.61 | 0.01 | 0
2040 | MISO_MO-IL_2_MISO_IN | MISO_MO-IL | MISO_IN | Internal | Winter | B20 | 935 | 2100 | 2100 | 44.77 | 47.04 | 0.01 | 2.26
2040 | MISO_MO-IL_2_MISO_W | MISO_MO-IL | MISO_W | Internal | Shoulder | B11 | 25 | 960 | 0 | 75.39 | 75.38 | 0.01 | 0
2040 | MISO_MO-IL_2_MISO_W | MISO_MO-IL | MISO_W | Internal | Shoulder | B12 | 200 | 960 | 0 | 58.89 | 58.62 | 0.01 | 0
2040 | MISO_MO-IL_2_MISO_W | MISO_MO-IL | MISO_W | Internal | Shoulder | B13 | 600 | 960 | 0 | 57.2 | 57.19 | 0.01 | 0
2040 | MISO_MO-IL_2_MISO_W | MISO_MO-IL | MISO_W | Internal | Shoulder | B14 | 900 | 960 | 0 | 54.04 | 54.03 | 0.01 | 0
2040 | MISO_MO-IL_2_MISO_W | MISO_MO-IL | MISO_W | Internal | Shoulder | B15 | 1203 | 960 | 0 | 47.56 | 47.54 | 0.01 | 0
2040 | MISO_MO-IL_2_MISO_W | MISO_MO-IL | MISO_W | Internal | Summer | B1 | 10 | 960 | 0 | 91.58 | 91.57 | 0.01 | 0
2040 | MISO_MO-IL_2_MISO_W | MISO_MO-IL | MISO_W | Internal | Summer | B2 | 25 | 960 | 0 | 90.67 | 90.66 | 0.01 | 0
2040 | MISO_MO-IL_2_MISO_W | MISO_MO-IL | MISO_W | Internal | Summer | B3 | 75 | 960 | 960 | 88.49 | 89.88 | 0.01 | 1.38
2040 | MISO_MO-IL_2_MISO_W | MISO_MO-IL | MISO_W | Internal | Summer | B4 | 100 | 960 | 960 | 88.2 | 88.3 | 0.01 | 0.09
2040 | MISO_MO-IL_2_MISO_W | MISO_MO-IL | MISO_W | Internal | Summer | B5 | 200 | 960 | 0 | 86.04 | 86.04 | 0.01 | 0
2040 | MISO_MO-IL_2_MISO_W | MISO_MO-IL | MISO_W | Internal | Summer | B6 | 300 | 960 | 960 | 68.08 | 69.08 | 0.01 | 0.99
2040 | MISO_MO-IL_2_MISO_W | MISO_MO-IL | MISO_W | Internal | Summer | B7 | 400 | 960 | 0 | 55.97 | 55.96 | 0.01 | 0
2040 | MISO_MO-IL_2_MISO_W | MISO_MO-IL | MISO_W | Internal | Summer | B8 | 500 | 960 | 0 | 50.67 | 50.66 | 0.01 | 0
2040 | MISO_MO-IL_2_MISO_W | MISO_MO-IL | MISO_W | Internal | Summer | B9 | 800 | 960 | 0 | 47.79 | 47.78 | 0.01 | 0
2040 | MISO_MO-IL_2_MISO_W | MISO_MO-IL | MISO_W | Internal | Summer | B10 | 1262 | 960 | 0 | 40.67 | 40.36 | 0.01 | 0
2040 | MISO_MO-IL_2_MISO_W | MISO_MO-IL | MISO_W | Internal | Winter | B16 | 25 | 960 | 0 | 64.46 | 62.59 | 0.01 | 0
2040 | MISO_MO-IL_2_MISO_W | MISO_MO-IL | MISO_W | Internal | Winter | B17 | 100 | 960 | 0 | 62.07 | 62.05 | 0.01 | 0
2040 | MISO_MO-IL_2_MISO_W | MISO_MO-IL | MISO_W | Internal | Winter | B18 | 400 | 960 | 0 | 60.45 | 60.44 | 0.01 | 0
2040 | MISO_MO-IL_2_MISO_W | MISO_MO-IL | MISO_W | Internal | Winter | B19 | 700 | 960 | 0 | 56.6 | 56.6 | 0.01 | 0
2040 | MISO_MO-IL_2_MISO_W | MISO_MO-IL | MISO_W | Internal | Winter | B20 | 935 | 960 | 0 | 44.77 | 44.76 | 0.01 | 0
2040 | MISO_MO-IL_2_PJM_ROR | MISO_MO-IL | PJM_ROR | Internal | Shoulder | B11 | 25 | 1212 | 0 | 75.39 | 68.39 | 2 | 0
2040 | MISO_MO-IL_2_PJM_ROR | MISO_MO-IL | PJM_ROR | Internal | Shoulder | B12 | 200 | 1212 | 0 | 58.89 | 56.9 | 2 | 0
2040 | MISO_MO-IL_2_PJM_ROR | MISO_MO-IL | PJM_ROR | Internal | Shoulder | B13 | 600 | 1212 | 0 | 57.2 | 55.2 | 2 | 0
2040 | MISO_MO-IL_2_PJM_ROR | MISO_MO-IL | PJM_ROR | Internal | Shoulder | B14 | 900 | 1212 | 0 | 54.04 | 52.43 | 2 | 0
2040 | MISO_MO-IL_2_PJM_ROR | MISO_MO-IL | PJM_ROR | Internal | Shoulder | B15 | 1203 | 1212 | 0 | 47.56 | 46.79 | 2 | 0
2040 | MISO_MO-IL_2_PJM_ROR | MISO_MO-IL | PJM_ROR | Internal | Summer | B1 | 10 | 1212 | 0 | 91.58 | 88.94 | 2 | 0
2040 | MISO_MO-IL_2_PJM_ROR | MISO_MO-IL | PJM_ROR | Internal | Summer | B2 | 25 | 1212 | 0 | 90.67 | 86.48 | 2 | 0
2040 | MISO_MO-IL_2_PJM_ROR | MISO_MO-IL | PJM_ROR | Internal | Summer | B3 | 75 | 1212 | 0 | 88.49 | 86.48 | 2 | 0
2040 | MISO_MO-IL_2_PJM_ROR | MISO_MO-IL | PJM_ROR | Internal | Summer | B4 | 100 | 1212 | 0 | 88.2 | 86.3 | 2 | 0
2040 | MISO_MO-IL_2_PJM_ROR | MISO_MO-IL | PJM_ROR | Internal | Summer | B5 | 200 | 1212 | 0 | 86.04 | 84.04 | 2 | 0
2040 | MISO_MO-IL_2_PJM_ROR | MISO_MO-IL | PJM_ROR | Internal | Summer | B6 | 300 | 1212 | 0 | 68.08 | 66.08 | 2 | 0
2040 | MISO_MO-IL_2_PJM_ROR | MISO_MO-IL | PJM_ROR | Internal | Summer | B7 | 400 | 1212 | 0 | 55.97 | 54.38 | 2 | 0
2040 | MISO_MO-IL_2_PJM_ROR | MISO_MO-IL | PJM_ROR | Internal | Summer | B8 | 500 | 1212 | 0 | 50.67 | 51.74 | 2 | 0
2040 | MISO_MO-IL_2_PJM_ROR | MISO_MO-IL | PJM_ROR | Internal | Summer | B9 | 800 | 1212 | 0 | 47.79 | 47.36 | 2 | 0
2040 | MISO_MO-IL_2_PJM_ROR | MISO_MO-IL | PJM_ROR | Internal | Summer | B10 | 1262 | 1212 | 0 | 40.67 | 42.36 | 2 | 0
2040 | MISO_MO-IL_2_PJM_ROR | MISO_MO-IL | PJM_ROR | Internal | Winter | B16 | 25 | 1212 | 0 | 64.46 | 62.46 | 2 | 0
2040 | MISO_MO-IL_2_PJM_ROR | MISO_MO-IL | PJM_ROR | Internal | Winter | B17 | 100 | 1212 | 0 | 62.07 | 60.09 | 2 | 0
2040 | MISO_MO-IL_2_PJM_ROR | MISO_MO-IL | PJM_ROR | Internal | Winter | B18 | 400 | 1212 | 0 | 60.45 | 58.48 | 2 | 0
2040 | MISO_MO-IL_2_PJM_ROR | MISO_MO-IL | PJM_ROR | Internal | Winter | B19 | 700 | 1212 | 0 | 56.6 | 54.61 | 2 | 0
2040 | MISO_MO-IL_2_PJM_ROR | MISO_MO-IL | PJM_ROR | Internal | Winter | B20 | 935 | 1212 | 0 | 44.77 | 45.07 | 2 | 0
2040 | MISO_MO-IL_2_SPP_N | MISO_MO-IL | SPP_N | Internal | Shoulder | B11 | 25 | 2000 | 0 | 75.39 | 82.38 | 8 | 0
2040 | MISO_MO-IL_2_SPP_N | MISO_MO-IL | SPP_N | Internal | Shoulder | B12 | 200 | 2000 | 0 | 58.89 | 58.62 | 8 | 0
2040 | MISO_MO-IL_2_SPP_N | MISO_MO-IL | SPP_N | Internal | Shoulder | B13 | 600 | 2000 | 0 | 57.2 | 56.9 | 8 | 0
2040 | MISO_MO-IL_2_SPP_N | MISO_MO-IL | SPP_N | Internal | Shoulder | B14 | 900 | 2000 | 0 | 54.04 | 52.12 | 8 | 0
2040 | MISO_MO-IL_2_SPP_N | MISO_MO-IL | SPP_N | Internal | Shoulder | B15 | 1203 | 2000 | 0 | 47.56 | 42.56 | 8 | 0
2040 | MISO_MO-IL_2_SPP_N | MISO_MO-IL | SPP_N | Internal | Summer | B1 | 10 | 2000 | 0 | 91.58 | 90.76 | 8 | 0
2040 | MISO_MO-IL_2_SPP_N | MISO_MO-IL | SPP_N | Internal | Summer | B2 | 25 | 2000 | 0 | 90.67 | 90.76 | 8 | 0
2040 | MISO_MO-IL_2_SPP_N | MISO_MO-IL | SPP_N | Internal | Summer | B3 | 75 | 2000 | 0 | 88.49 | 90.76 | 8 | 0
2040 | MISO_MO-IL_2_SPP_N | MISO_MO-IL | SPP_N | Internal | Summer | B4 | 100 | 2000 | 0 | 88.2 | 90.76 | 8 | 0
2040 | MISO_MO-IL_2_SPP_N | MISO_MO-IL | SPP_N | Internal | Summer | B5 | 200 | 2000 | 0 | 86.04 | 90.76 | 8 | 0
2040 | MISO_MO-IL_2_SPP_N | MISO_MO-IL | SPP_N | Internal | Summer | B6 | 300 | 2000 | 238.3 | 68.08 | 76.08 | 8 | 0
2040 | MISO_MO-IL_2_SPP_N | MISO_MO-IL | SPP_N | Internal | Summer | B7 | 400 | 2000 | 0 | 55.97 | 60.11 | 8 | 0
2040 | MISO_MO-IL_2_SPP_N | MISO_MO-IL | SPP_N | Internal | Summer | B8 | 500 | 2000 | 0 | 50.67 | 55.03 | 8 | 0
2040 | MISO_MO-IL_2_SPP_N | MISO_MO-IL | SPP_N | Internal | Summer | B9 | 800 | 2000 | 0 | 47.79 | 54.78 | 8 | 0
2040 | MISO_MO-IL_2_SPP_N | MISO_MO-IL | SPP_N | Internal | Summer | B10 | 1262 | 2000 | 0 | 40.67 | 42.82 | 8 | 0
2040 | MISO_MO-IL_2_SPP_N | MISO_MO-IL | SPP_N | Internal | Winter | B16 | 25 | 2000 | 0 | 64.46 | 64.38 | 8 | 0
2040 | MISO_MO-IL_2_SPP_N | MISO_MO-IL | SPP_N | Internal | Winter | B17 | 100 | 2000 | 0 | 62.07 | 57.07 | 8 | 0
2040 | MISO_MO-IL_2_SPP_N | MISO_MO-IL | SPP_N | Internal | Winter | B18 | 400 | 2000 | 0 | 60.45 | 58.4 | 8 | 0
2040 | MISO_MO-IL_2_SPP_N | MISO_MO-IL | SPP_N | Internal | Winter | B19 | 700 | 2000 | 0 | 56.6 | 55.89 | 8 | 0
2040 | MISO_MO-IL_2_SPP_N | MISO_MO-IL | SPP_N | Internal | Winter | B20 | 935 | 2000 | 0 | 44.77 | 40.56 | 8 | 0
2040 | MISO_MO-IL_2_TVA_Transmission | MISO_MO-IL | TVA_Transmission | Internal | Shoulder | B11 | 25 | 4000 | 0 | 75.39 | 74.39 | 8 | 0
2040 | MISO_MO-IL_2_TVA_Transmission | MISO_MO-IL | TVA_Transmission | Internal | Shoulder | B12 | 200 | 4000 | 0 | 58.89 | 60.61 | 8 | 0
2040 | MISO_MO-IL_2_TVA_Transmission | MISO_MO-IL | TVA_Transmission | Internal | Shoulder | B13 | 600 | 4000 | 0 | 57.2 | 59.66 | 8 | 0
2040 | MISO_MO-IL_2_TVA_Transmission | MISO_MO-IL | TVA_Transmission | Internal | Shoulder | B14 | 900 | 4000 | 0 | 54.04 | 58.43 | 8 | 0
2040 | MISO_MO-IL_2_TVA_Transmission | MISO_MO-IL | TVA_Transmission | Internal | Shoulder | B15 | 1203 | 4000 | 0 | 47.56 | 52.28 | 8 | 0
2040 | MISO_MO-IL_2_TVA_Transmission | MISO_MO-IL | TVA_Transmission | Internal | Summer | B1 | 10 | 4000 | 2147.02 | 91.58 | 99.58 | 8 | 0
2040 | MISO_MO-IL_2_TVA_Transmission | MISO_MO-IL | TVA_Transmission | Internal | Summer | B2 | 25 | 4000 | 1298.43 | 90.67 | 98.67 | 8 | 0
2040 | MISO_MO-IL_2_TVA_Transmission | MISO_MO-IL | TVA_Transmission | Internal | Summer | B3 | 75 | 4000 | 0 | 88.49 | 92.48 | 8 | 0
2040 | MISO_MO-IL_2_TVA_Transmission | MISO_MO-IL | TVA_Transmission | Internal | Summer | B4 | 100 | 4000 | 0 | 88.2 | 92.3 | 8 | 0
2040 | MISO_MO-IL_2_TVA_Transmission | MISO_MO-IL | TVA_Transmission | Internal | Summer | B5 | 200 | 4000 | 0 | 86.04 | 90.04 | 8 | 0
2040 | MISO_MO-IL_2_TVA_Transmission | MISO_MO-IL | TVA_Transmission | Internal | Summer | B6 | 300 | 4000 | 0 | 68.08 | 71.25 | 8 | 0
2040 | MISO_MO-IL_2_TVA_Transmission | MISO_MO-IL | TVA_Transmission | Internal | Summer | B7 | 400 | 4000 | 0 | 55.97 | 59.15 | 8 | 0
2040 | MISO_MO-IL_2_TVA_Transmission | MISO_MO-IL | TVA_Transmission | Internal | Summer | B8 | 500 | 4000 | 0 | 50.67 | 57.26 | 8 | 0
2040 | MISO_MO-IL_2_TVA_Transmission | MISO_MO-IL | TVA_Transmission | Internal | Summer | B9 | 800 | 4000 | 0 | 47.79 | 53.36 | 8 | 0
2040 | MISO_MO-IL_2_TVA_Transmission | MISO_MO-IL | TVA_Transmission | Internal | Summer | B10 | 1262 | 4000 | 0 | 40.67 | 44.61 | 8 | 0
2040 | MISO_MO-IL_2_TVA_Transmission | MISO_MO-IL | TVA_Transmission | Internal | Winter | B16 | 25 | 4000 | 0 | 64.46 | 69.31 | 8 | 0
2040 | MISO_MO-IL_2_TVA_Transmission | MISO_MO-IL | TVA_Transmission | Internal | Winter | B17 | 100 | 4000 | 0 | 62.07 | 65.35 | 8 | 0
2040 | MISO_MO-IL_2_TVA_Transmission | MISO_MO-IL | TVA_Transmission | Internal | Winter | B18 | 400 | 4000 | 0 | 60.45 | 62.82 | 8 | 0
2040 | MISO_MO-IL_2_TVA_Transmission | MISO_MO-IL | TVA_Transmission | Internal | Winter | B19 | 700 | 4000 | 0 | 56.6 | 57.96 | 8 | 0
2040 | MISO_MO-IL_2_TVA_Transmission | MISO_MO-IL | TVA_Transmission | Internal | Winter | B20 | 935 | 4000 | 0 | 44.77 | 51.07 | 8 | 0
2040 | MISO_W_2_IESO | MISO_W | IESO | Internal | Shoulder | B11 | 25 | 90 | 0 | 75.38 | 52.7 | 8 | 0
2040 | MISO_W_2_IESO | MISO_W | IESO | Internal | Shoulder | B12 | 200 | 90 | 0 | 58.62 | 51.91 | 8 | 0
2040 | MISO_W_2_IESO | MISO_W | IESO | Internal | Shoulder | B13 | 600 | 90 | 0 | 57.19 | 51.91 | 8 | 0
2040 | MISO_W_2_IESO | MISO_W | IESO | Internal | Shoulder | B14 | 900 | 90 | 0 | 54.03 | 51.91 | 8 | 0
2040 | MISO_W_2_IESO | MISO_W | IESO | Internal | Shoulder | B15 | 1203 | 90 | 0 | 47.54 | 51.91 | 8 | 0
2040 | MISO_W_2_IESO | MISO_W | IESO | Internal | Summer | B1 | 10 | 90 | 0 | 91.57 | 87.18 | 8 | 0
2040 | MISO_W_2_IESO | MISO_W | IESO | Internal | Summer | B2 | 25 | 90 | 0 | 90.66 | 84.43 | 8 | 0
2040 | MISO_W_2_IESO | MISO_W | IESO | Internal | Summer | B3 | 75 | 90 | 0 | 89.88 | 81.48 | 8 | 0
2040 | MISO_W_2_IESO | MISO_W | IESO | Internal | Summer | B4 | 100 | 90 | 0 | 88.3 | 70.16 | 8 | 0
2040 | MISO_W_2_IESO | MISO_W | IESO | Internal | Summer | B5 | 200 | 90 | 0 | 86.04 | 69.1 | 8 | 0
2040 | MISO_W_2_IESO | MISO_W | IESO | Internal | Summer | B6 | 300 | 90 | 0 | 69.08 | 52 | 8 | 0
2040 | MISO_W_2_IESO | MISO_W | IESO | Internal | Summer | B7 | 400 | 90 | 0 | 55.96 | 48.99 | 8 | 0
2040 | MISO_W_2_IESO | MISO_W | IESO | Internal | Summer | B8 | 500 | 90 | 0 | 50.66 | 48.99 | 8 | 0
2040 | MISO_W_2_IESO | MISO_W | IESO | Internal | Summer | B9 | 800 | 90 | 0 | 47.78 | 48.99 | 8 | 0
2040 | MISO_W_2_IESO | MISO_W | IESO | Internal | Summer | B10 | 1262 | 90 | 90 | 40.36 | 48.99 | 8 | 0.63
2040 | MISO_W_2_IESO | MISO_W | IESO | Internal | Winter | B16 | 25 | 90 | 0 | 62.59 | 55.59 | 8 | 0
2040 | MISO_W_2_IESO | MISO_W | IESO | Internal | Winter | B17 | 100 | 90 | 0 | 62.05 | 55.05 | 8 | 0
2040 | MISO_W_2_IESO | MISO_W | IESO | Internal | Winter | B18 | 400 | 90 | 0 | 60.44 | 55.05 | 8 | 0
2040 | MISO_W_2_IESO | MISO_W | IESO | Internal | Winter | B19 | 700 | 90 | 0 | 56.6 | 55.05 | 8 | 0
2040 | MISO_W_2_IESO | MISO_W | IESO | Internal | Winter | B20 | 935 | 90 | 90 | 44.76 | 55.05 | 8 | 2.3
2040 | MISO_W_2_MAPP_CA | MISO_W | MAPP_CA | Internal | Shoulder | B11 | 25 | 718 | 0 | 75.38 | 59.7 | 0.01 | 0
2040 | MISO_W_2_MAPP_CA | MISO_W | MAPP_CA | Internal | Shoulder | B12 | 200 | 718 | 0 | 58.62 | 58.61 | 0.01 | 0
2040 | MISO_W_2_MAPP_CA | MISO_W | MAPP_CA | Internal | Shoulder | B13 | 600 | 718 | 0 | 57.19 | 57.18 | 0.01 | 0
2040 | MISO_W_2_MAPP_CA | MISO_W | MAPP_CA | Internal | Shoulder | B14 | 900 | 718 | 0 | 54.03 | 54.01 | 0.01 | 0
2040 | MISO_W_2_MAPP_CA | MISO_W | MAPP_CA | Internal | Shoulder | B15 | 1203 | 718 | 718 | 47.54 | 54.01 | 0.01 | 6.46
2040 | MISO_W_2_MAPP_CA | MISO_W | MAPP_CA | Internal | Summer | B1 | 10 | 718 | 0 | 91.57 | 47.77 | 0.01 | 0
2040 | MISO_W_2_MAPP_CA | MISO_W | MAPP_CA | Internal | Summer | B2 | 25 | 718 | 0 | 90.66 | 47.77 | 0.01 | 0
2040 | MISO_W_2_MAPP_CA | MISO_W | MAPP_CA | Internal | Summer | B3 | 75 | 718 | 0 | 89.88 | 59.87 | 0.01 | 0
2040 | MISO_W_2_MAPP_CA | MISO_W | MAPP_CA | Internal | Summer | B4 | 100 | 718 | 0 | 88.3 | 62.16 | 0.01 | 0
2040 | MISO_W_2_MAPP_CA | MISO_W | MAPP_CA | Internal | Summer | B5 | 200 | 718 | 0 | 86.04 | 61.1 | 0.01 | 0
2040 | MISO_W_2_MAPP_CA | MISO_W | MAPP_CA | Internal | Summer | B6 | 300 | 718 | 0 | 69.08 | 55.08 | 0.01 | 0
2040 | MISO_W_2_MAPP_CA | MISO_W | MAPP_CA | Internal | Summer | B7 | 400 | 718 | 0 | 55.96 | 47.77 | 0.01 | 0
2040 | MISO_W_2_MAPP_CA | MISO_W | MAPP_CA | Internal | Summer | B8 | 500 | 718 | 0 | 50.66 | 47.77 | 0.01 | 0
2040 | MISO_W_2_MAPP_CA | MISO_W | MAPP_CA | Internal | Summer | B9 | 800 | 718 | 0 | 47.78 | 47.77 | 0.01 | 0
2040 | MISO_W_2_MAPP_CA | MISO_W | MAPP_CA | Internal | Summer | B10 | 1262 | 718 | 718 | 40.36 | 47.77 | 0.01 | 7.39
2040 | MISO_W_2_MAPP_CA | MISO_W | MAPP_CA | Internal | Winter | B16 | 25 | 718 | 0 | 62.59 | 62.58 | 0.01 | 0
2040 | MISO_W_2_MAPP_CA | MISO_W | MAPP_CA | Internal | Winter | B17 | 100 | 718 | 0 | 62.05 | 62.04 | 0.01 | 0
2040 | MISO_W_2_MAPP_CA | MISO_W | MAPP_CA | Internal | Winter | B18 | 400 | 718 | 0 | 60.44 | 60.43 | 0.01 | 0
2040 | MISO_W_2_MAPP_CA | MISO_W | MAPP_CA | Internal | Winter | B19 | 700 | 718 | 76.81 | 56.6 | 56.61 | 0.01 | 0
2040 | MISO_W_2_MAPP_CA | MISO_W | MAPP_CA | Internal | Winter | B20 | 935 | 718 | 718 | 44.76 | 56.61 | 0.01 | 11.84
2040 | MISO_W_2_MISO_MO-IL | MISO_W | MISO_MO-IL | Internal | Shoulder | B11 | 25 | 3800 | 2956.11 | 75.38 | 75.39 | 0.01 | 0
2040 | MISO_W_2_MISO_MO-IL | MISO_W | MISO_MO-IL | Internal | Shoulder | B12 | 200 | 3800 | 3800 | 58.62 | 58.89 | 0.01 | 0.26
2040 | MISO_W_2_MISO_MO-IL | MISO_W | MISO_MO-IL | Internal | Shoulder | B13 | 600 | 3800 | 2486.96 | 57.19 | 57.2 | 0.01 | 0
2040 | MISO_W_2_MISO_MO-IL | MISO_W | MISO_MO-IL | Internal | Shoulder | B14 | 900 | 3800 | 2931.99 | 54.03 | 54.04 | 0.01 | 0
2040 | MISO_W_2_MISO_MO-IL | MISO_W | MISO_MO-IL | Internal | Shoulder | B15 | 1203 | 3800 | 3686.9 | 47.54 | 47.56 | 0.01 | 0
2040 | MISO_W_2_MISO_MO-IL | MISO_W | MISO_MO-IL | Internal | Summer | B1 | 10 | 3800 | 1993.8 | 91.57 | 91.58 | 0.01 | 0
2040 | MISO_W_2_MISO_MO-IL | MISO_W | MISO_MO-IL | Internal | Summer | B2 | 25 | 3800 | 944.29 | 90.66 | 90.67 | 0.01 | 0
2040 | MISO_W_2_MISO_MO-IL | MISO_W | MISO_MO-IL | Internal | Summer | B3 | 75 | 3800 | 0 | 89.88 | 88.49 | 0.01 | 0
2040 | MISO_W_2_MISO_MO-IL | MISO_W | MISO_MO-IL | Internal | Summer | B4 | 100 | 3800 | 0 | 88.3 | 88.2 | 0.01 | 0
2040 | MISO_W_2_MISO_MO-IL | MISO_W | MISO_MO-IL | Internal | Summer | B5 | 200 | 3800 | 0 | 86.04 | 86.04 | 0.01 | 0
2040 | MISO_W_2_MISO_MO-IL | MISO_W | MISO_MO-IL | Internal | Summer | B6 | 300 | 3800 | 0 | 69.08 | 68.08 | 0.01 | 0
2040 | MISO_W_2_MISO_MO-IL | MISO_W | MISO_MO-IL | Internal | Summer | B7 | 400 | 3800 | 1951.64 | 55.96 | 55.97 | 0.01 | 0
2040 | MISO_W_2_MISO_MO-IL | MISO_W | MISO_MO-IL | Internal | Summer | B8 | 500 | 3800 | 1709.18 | 50.66 | 50.67 | 0.01 | 0
2040 | MISO_W_2_MISO_MO-IL | MISO_W | MISO_MO-IL | Internal | Summer | B9 | 800 | 3800 | 1208.96 | 47.78 | 47.79 | 0.01 | 0
2040 | MISO_W_2_MISO_MO-IL | MISO_W | MISO_MO-IL | Internal | Summer | B10 | 1262 | 3800 | 3800 | 40.36 | 40.67 | 0.01 | 0.3
2040 | MISO_W_2_MISO_MO-IL | MISO_W | MISO_MO-IL | Internal | Winter | B16 | 25 | 3800 | 3800 | 62.59 | 64.46 | 0.01 | 1.86
2040 | MISO_W_2_MISO_MO-IL | MISO_W | MISO_MO-IL | Internal | Winter | B17 | 100 | 3800 | 2102.18 | 62.05 | 62.07 | 0.01 | 0
2040 | MISO_W_2_MISO_MO-IL | MISO_W | MISO_MO-IL | Internal | Winter | B18 | 400 | 3800 | 732.98 | 60.44 | 60.45 | 0.01 | 0
2040 | MISO_W_2_MISO_MO-IL | MISO_W | MISO_MO-IL | Internal | Winter | B19 | 700 | 3800 | 0 | 56.6 | 56.6 | 0.01 | 0
2040 | MISO_W_2_MISO_MO-IL | MISO_W | MISO_MO-IL | Internal | Winter | B20 | 935 | 3800 | 2881.22 | 44.76 | 44.77 | 0.01 | 0
2040 | MISO_W_2_MISO_WUMS | MISO_W | MISO_WUMS | Internal | Shoulder | B11 | 25 | 1629 | 0 | 75.38 | 75.36 | 0.01 | 0
2040 | MISO_W_2_MISO_WUMS | MISO_W | MISO_WUMS | Internal | Shoulder | B12 | 200 | 1629 | 864.54 | 58.62 | 58.63 | 0.01 | 0
2040 | MISO_W_2_MISO_WUMS | MISO_W | MISO_WUMS | Internal | Shoulder | B13 | 600 | 1629 | 464.28 | 57.19 | 57.2 | 0.01 | 0
2040 | MISO_W_2_MISO_WUMS | MISO_W | MISO_WUMS | Internal | Shoulder | B14 | 900 | 1629 | 917.82 | 54.03 | 54.04 | 0.01 | 0
2040 | MISO_W_2_MISO_WUMS | MISO_W | MISO_WUMS | Internal | Shoulder | B15 | 1203 | 1629 | 1629 | 47.54 | 49.49 | 0.01 | 1.93
2040 | MISO_W_2_MISO_WUMS | MISO_W | MISO_WUMS | Internal | Summer | B1 | 10 | 1629 | 0 | 91.57 | 84.3 | 0.01 | 0
2040 | MISO_W_2_MISO_WUMS | MISO_W | MISO_WUMS | Internal | Summer | B2 | 25 | 1629 | 0 | 90.66 | 84.3 | 0.01 | 0
2040 | MISO_W_2_MISO_WUMS | MISO_W | MISO_WUMS | Internal | Summer | B3 | 75 | 1629 | 0 | 89.88 | 84.3 | 0.01 | 0
2040 | MISO_W_2_MISO_WUMS | MISO_W | MISO_WUMS | Internal | Summer | B4 | 100 | 1629 | 0 | 88.3 | 84.3 | 0.01 | 0
2040 | MISO_W_2_MISO_WUMS | MISO_W | MISO_WUMS | Internal | Summer | B5 | 200 | 1629 | 0 | 86.04 | 84.3 | 0.01 | 0
2040 | MISO_W_2_MISO_WUMS | MISO_W | MISO_WUMS | Internal | Summer | B6 | 300 | 1629 | 0 | 69.08 | 68.08 | 0.01 | 0
2040 | MISO_W_2_MISO_WUMS | MISO_W | MISO_WUMS | Internal | Summer | B7 | 400 | 1629 | 228.96 | 55.96 | 55.97 | 0.01 | 0
2040 | MISO_W_2_MISO_WUMS | MISO_W | MISO_WUMS | Internal | Summer | B8 | 500 | 1629 | 1629 | 50.66 | 51.92 | 0.01 | 1.25
2040 | MISO_W_2_MISO_WUMS | MISO_W | MISO_WUMS | Internal | Summer | B9 | 800 | 1629 | 743.47 | 47.78 | 47.79 | 0.01 | 0
2040 | MISO_W_2_MISO_WUMS | MISO_W | MISO_WUMS | Internal | Summer | B10 | 1262 | 1629 | 1629 | 40.36 | 44.36 | 0.01 | 3.99
2040 | MISO_W_2_MISO_WUMS | MISO_W | MISO_WUMS | Internal | Winter | B16 | 25 | 1629 | 1629 | 62.59 | 64.46 | 0.01 | 1.86
2040 | MISO_W_2_MISO_WUMS | MISO_W | MISO_WUMS | Internal | Winter | B17 | 100 | 1629 | 1629 | 62.05 | 62.08 | 0.01 | 0.01
2040 | MISO_W_2_MISO_WUMS | MISO_W | MISO_WUMS | Internal | Winter | B18 | 400 | 1629 | 1478.43 | 60.44 | 60.45 | 0.01 | 0
2040 | MISO_W_2_MISO_WUMS | MISO_W | MISO_WUMS | Internal | Winter | B19 | 700 | 1629 | 1295.76 | 56.6 | 56.61 | 0.01 | 0
2040 | MISO_W_2_MISO_WUMS | MISO_W | MISO_WUMS | Internal | Winter | B20 | 935 | 1629 | 1629 | 44.76 | 47.07 | 0.01 | 2.3
2040 | MISO_W_2_NE | MISO_W | NE | Internal | Shoulder | B11 | 25 | 2800 | 0 | 75.38 | 82.37 | 7 | 0
2040 | MISO_W_2_NE | MISO_W | NE | Internal | Shoulder | B12 | 200 | 2800 | 0 | 58.62 | 58.61 | 7 | 0
2040 | MISO_W_2_NE | MISO_W | NE | Internal | Shoulder | B13 | 600 | 2800 | 0 | 57.19 | 56.89 | 7 | 0
2040 | MISO_W_2_NE | MISO_W | NE | Internal | Shoulder | B14 | 900 | 2800 | 0 | 54.03 | 52.11 | 7 | 0
2040 | MISO_W_2_NE | MISO_W | NE | Internal | Shoulder | B15 | 1203 | 2800 | 0 | 47.54 | 42.54 | 7 | 0
2040 | MISO_W_2_NE | MISO_W | NE | Internal | Summer | B1 | 10 | 2800 | 0 | 91.57 | 90.77 | 7 | 0
2040 | MISO_W_2_NE | MISO_W | NE | Internal | Summer | B2 | 25 | 2800 | 0 | 90.66 | 90.75 | 7 | 0
2040 | MISO_W_2_NE | MISO_W | NE | Internal | Summer | B3 | 75 | 2800 | 0 | 89.88 | 90.75 | 7 | 0
2040 | MISO_W_2_NE | MISO_W | NE | Internal | Summer | B4 | 100 | 2800 | 0 | 88.3 | 90.75 | 7 | 0
2040 | MISO_W_2_NE | MISO_W | NE | Internal | Summer | B5 | 200 | 2800 | 0 | 86.04 | 90.75 | 7 | 0
2040 | MISO_W_2_NE | MISO_W | NE | Internal | Summer | B6 | 300 | 2800 | 0 | 69.08 | 76.07 | 7 | 0
2040 | MISO_W_2_NE | MISO_W | NE | Internal | Summer | B7 | 400 | 2800 | 0 | 55.96 | 60.1 | 7 | 0
2040 | MISO_W_2_NE | MISO_W | NE | Internal | Summer | B8 | 500 | 2800 | 0 | 50.66 | 55.02 | 7 | 0
2040 | MISO_W_2_NE | MISO_W | NE | Internal | Summer | B9 | 800 | 2800 | 0 | 47.78 | 54.77 | 7 | 0
2040 | MISO_W_2_NE | MISO_W | NE | Internal | Summer | B10 | 1262 | 2800 | 0 | 40.36 | 40.36 | 7 | 0
2040 | MISO_W_2_NE | MISO_W | NE | Internal | Winter | B16 | 25 | 2800 | 0 | 62.59 | 64.37 | 7 | 0
2040 | MISO_W_2_NE | MISO_W | NE | Internal | Winter | B17 | 100 | 2800 | 0 | 62.05 | 57.05 | 7 | 0
2040 | MISO_W_2_NE | MISO_W | NE | Internal | Winter | B18 | 400 | 2800 | 0 | 60.44 | 58.39 | 7 | 0
2040 | MISO_W_2_NE | MISO_W | NE | Internal | Winter | B19 | 700 | 2800 | 0 | 56.6 | 55.88 | 7 | 0
2040 | MISO_W_2_NE | MISO_W | NE | Internal | Winter | B20 | 935 | 2800 | 0 | 44.76 | 40.55 | 7 | 0
2040 | MISO_W_2_PJM_ROR | MISO_W | PJM_ROR | Internal | Shoulder | B11 | 25 | 773 | 0 | 75.38 | 68.39 | 2 | 0
2040 | MISO_W_2_PJM_ROR | MISO_W | PJM_ROR | Internal | Shoulder | B12 | 200 | 773 | 0 | 58.62 | 56.9 | 2 | 0
2040 | MISO_W_2_PJM_ROR | MISO_W | PJM_ROR | Internal | Shoulder | B13 | 600 | 773 | 0 | 57.19 | 55.2 | 2 | 0
2040 | MISO_W_2_PJM_ROR | MISO_W | PJM_ROR | Internal | Shoulder | B14 | 900 | 773 | 0 | 54.03 | 52.43 | 2 | 0
2040 | MISO_W_2_PJM_ROR | MISO_W | PJM_ROR | Internal | Shoulder | B15 | 1203 | 773 | 0 | 47.54 | 46.79 | 2 | 0
2040 | MISO_W_2_PJM_ROR | MISO_W | PJM_ROR | Internal | Summer | B1 | 10 | 773 | 0 | 91.57 | 88.94 | 2 | 0
2040 | MISO_W_2_PJM_ROR | MISO_W | PJM_ROR | Internal | Summer | B2 | 25 | 773 | 0 | 90.66 | 86.48 | 2 | 0
2040 | MISO_W_2_PJM_ROR | MISO_W | PJM_ROR | Internal | Summer | B3 | 75 | 773 | 0 | 89.88 | 86.48 | 2 | 0
2040 | MISO_W_2_PJM_ROR | MISO_W | PJM_ROR | Internal | Summer | B4 | 100 | 773 | 0 | 88.3 | 86.3 | 2 | 0
2040 | MISO_W_2_PJM_ROR | MISO_W | PJM_ROR | Internal | Summer | B5 | 200 | 773 | 0 | 86.04 | 84.04 | 2 | 0
2040 | MISO_W_2_PJM_ROR | MISO_W | PJM_ROR | Internal | Summer | B6 | 300 | 773 | 0 | 69.08 | 66.08 | 2 | 0
2040 | MISO_W_2_PJM_ROR | MISO_W | PJM_ROR | Internal | Summer | B7 | 400 | 773 | 0 | 55.96 | 54.38 | 2 | 0
2040 | MISO_W_2_PJM_ROR | MISO_W | PJM_ROR | Internal | Summer | B8 | 500 | 773 | 0 | 50.66 | 51.74 | 2 | 0
2040 | MISO_W_2_PJM_ROR | MISO_W | PJM_ROR | Internal | Summer | B9 | 800 | 773 | 0 | 47.78 | 47.36 | 2 | 0
2040 | MISO_W_2_PJM_ROR | MISO_W | PJM_ROR | Internal | Summer | B10 | 1262 | 773 | 657.21 | 40.36 | 42.36 | 2 | 0
2040 | MISO_W_2_PJM_ROR | MISO_W | PJM_ROR | Internal | Winter | B16 | 25 | 773 | 0 | 62.59 | 62.46 | 2 | 0
2040 | MISO_W_2_PJM_ROR | MISO_W | PJM_ROR | Internal | Winter | B17 | 100 | 773 | 0 | 62.05 | 60.09 | 2 | 0
2040 | MISO_W_2_PJM_ROR | MISO_W | PJM_ROR | Internal | Winter | B18 | 400 | 773 | 0 | 60.44 | 58.48 | 2 | 0
2040 | MISO_W_2_PJM_ROR | MISO_W | PJM_ROR | Internal | Winter | B19 | 700 | 773 | 0 | 56.6 | 54.61 | 2 | 0
2040 | MISO_W_2_PJM_ROR | MISO_W | PJM_ROR | Internal | Winter | B20 | 935 | 773 | 0 | 44.76 | 45.07 | 2 | 0
2040 | MISO_W_2_SPP_N | MISO_W | SPP_N | Internal | Shoulder | B11 | 25 | 3200 | 417.1 | 75.38 | 82.38 | 7 | 0
2040 | MISO_W_2_SPP_N | MISO_W | SPP_N | Internal | Shoulder | B12 | 200 | 3200 | 0 | 58.62 | 58.62 | 7 | 0
2040 | MISO_W_2_SPP_N | MISO_W | SPP_N | Internal | Shoulder | B13 | 600 | 3200 | 0 | 57.19 | 56.9 | 7 | 0
2040 | MISO_W_2_SPP_N | MISO_W | SPP_N | Internal | Shoulder | B14 | 900 | 3200 | 0 | 54.03 | 52.12 | 7 | 0
2040 | MISO_W_2_SPP_N | MISO_W | SPP_N | Internal | Shoulder | B15 | 1203 | 3200 | 0 | 47.54 | 42.56 | 7 | 0
2040 | MISO_W_2_SPP_N | MISO_W | SPP_N | Internal | Summer | B1 | 10 | 3200 | 0 | 91.57 | 90.76 | 7 | 0
2040 | MISO_W_2_SPP_N | MISO_W | SPP_N | Internal | Summer | B2 | 25 | 3200 | 0 | 90.66 | 90.76 | 7 | 0
2040 | MISO_W_2_SPP_N | MISO_W | SPP_N | Internal | Summer | B3 | 75 | 3200 | 0 | 89.88 | 90.76 | 7 | 0
2040 | MISO_W_2_SPP_N | MISO_W | SPP_N | Internal | Summer | B4 | 100 | 3200 | 0 | 88.3 | 90.76 | 7 | 0
2040 | MISO_W_2_SPP_N | MISO_W | SPP_N | Internal | Summer | B5 | 200 | 3200 | 0 | 86.04 | 90.76 | 7 | 0
2040 | MISO_W_2_SPP_N | MISO_W | SPP_N | Internal | Summer | B6 | 300 | 3200 | 2307.19 | 69.08 | 76.08 | 7 | 0
2040 | MISO_W_2_SPP_N | MISO_W | SPP_N | Internal | Summer | B7 | 400 | 3200 | 0 | 55.96 | 60.11 | 7 | 0
2040 | MISO_W_2_SPP_N | MISO_W | SPP_N | Internal | Summer | B8 | 500 | 3200 | 0 | 50.66 | 55.03 | 7 | 0
2040 | MISO_W_2_SPP_N | MISO_W | SPP_N | Internal | Summer | B9 | 800 | 3200 | 1521.75 | 47.78 | 54.78 | 7 | 0
2040 | MISO_W_2_SPP_N | MISO_W | SPP_N | Internal | Summer | B10 | 1262 | 3200 | 0 | 40.36 | 42.82 | 7 | 0
2040 | MISO_W_2_SPP_N | MISO_W | SPP_N | Internal | Winter | B16 | 25 | 3200 | 0 | 62.59 | 64.38 | 7 | 0
2040 | MISO_W_2_SPP_N | MISO_W | SPP_N | Internal | Winter | B17 | 100 | 3200 | 0 | 62.05 | 57.07 | 7 | 0
2040 | MISO_W_2_SPP_N | MISO_W | SPP_N | Internal | Winter | B18 | 400 | 3200 | 0 | 60.44 | 58.4 | 7 | 0
2040 | MISO_W_2_SPP_N | MISO_W | SPP_N | Internal | Winter | B19 | 700 | 3200 | 0 | 56.6 | 55.89 | 7 | 0
2040 | MISO_W_2_SPP_N | MISO_W | SPP_N | Internal | Winter | B20 | 935 | 3200 | 0 | 44.76 | 40.56 | 7 | 0
2040 | MISO_WUMS_2_MISO_MI | MISO_WUMS | MISO_MI | Internal | Shoulder | B11 | 25 | 929 | 367.65 | 75.36 | 75.37 | 0.01 | 0
2040 | MISO_WUMS_2_MISO_MI | MISO_WUMS | MISO_MI | Internal | Shoulder | B12 | 200 | 929 | 929 | 58.63 | 58.91 | 0.01 | 0.27
2040 | MISO_WUMS_2_MISO_MI | MISO_WUMS | MISO_MI | Internal | Shoulder | B13 | 600 | 929 | 929 | 57.2 | 57.22 | 0.01 | 0.01
2040 | MISO_WUMS_2_MISO_MI | MISO_WUMS | MISO_MI | Internal | Shoulder | B14 | 900 | 929 | 929 | 54.04 | 54.06 | 0.01 | 0.01
2040 | MISO_WUMS_2_MISO_MI | MISO_WUMS | MISO_MI | Internal | Shoulder | B15 | 1203 | 929 | 0 | 49.49 | 49.48 | 0.01 | 0
2040 | MISO_WUMS_2_MISO_MI | MISO_WUMS | MISO_MI | Internal | Summer | B1 | 10 | 929 | 929 | 84.3 | 91.58 | 0.01 | 7.27
2040 | MISO_WUMS_2_MISO_MI | MISO_WUMS | MISO_MI | Internal | Summer | B2 | 25 | 929 | 929 | 84.3 | 90.67 | 0.01 | 6.36
2040 | MISO_WUMS_2_MISO_MI | MISO_WUMS | MISO_MI | Internal | Summer | B3 | 75 | 929 | 929 | 84.3 | 88.48 | 0.01 | 4.16
2040 | MISO_WUMS_2_MISO_MI | MISO_WUMS | MISO_MI | Internal | Summer | B4 | 100 | 929 | 929 | 84.3 | 88.18 | 0.01 | 3.86
2040 | MISO_WUMS_2_MISO_MI | MISO_WUMS | MISO_MI | Internal | Summer | B5 | 200 | 929 | 929 | 84.3 | 85.58 | 0.01 | 1.26
2040 | MISO_WUMS_2_MISO_MI | MISO_WUMS | MISO_MI | Internal | Summer | B6 | 300 | 929 | 0 | 68.08 | 68.08 | 0.01 | 0
2040 | MISO_WUMS_2_MISO_MI | MISO_WUMS | MISO_MI | Internal | Summer | B7 | 400 | 929 | 929 | 55.97 | 55.99 | 0.01 | 0.01
2040 | MISO_WUMS_2_MISO_MI | MISO_WUMS | MISO_MI | Internal | Summer | B8 | 500 | 929 | 929 | 51.92 | 52.58 | 0.01 | 0.65
2040 | MISO_WUMS_2_MISO_MI | MISO_WUMS | MISO_MI | Internal | Summer | B9 | 800 | 929 | 107.01 | 47.79 | 47.8 | 0.01 | 0
2040 | MISO_WUMS_2_MISO_MI | MISO_WUMS | MISO_MI | Internal | Summer | B10 | 1262 | 929 | 54.47 | 44.36 | 44.37 | 0.01 | 0
2040 | MISO_WUMS_2_MISO_MI | MISO_WUMS | MISO_MI | Internal | Winter | B16 | 25 | 929 | 929 | 64.46 | 65.11 | 0.01 | 0.64
2040 | MISO_WUMS_2_MISO_MI | MISO_WUMS | MISO_MI | Internal | Winter | B17 | 100 | 929 | 761.48 | 62.08 | 62.09 | 0.01 | 0
2040 | MISO_WUMS_2_MISO_MI | MISO_WUMS | MISO_MI | Internal | Winter | B18 | 400 | 929 | 929 | 60.45 | 60.48 | 0.01 | 0.01
2040 | MISO_WUMS_2_MISO_MI | MISO_WUMS | MISO_MI | Internal | Winter | B19 | 700 | 929 | 211.31 | 56.61 | 56.62 | 0.01 | 0
2040 | MISO_WUMS_2_MISO_MI | MISO_WUMS | MISO_MI | Internal | Winter | B20 | 935 | 929 | 0 | 47.07 | 47.05 | 0.01 | 0
2040 | MISO_WUMS_2_MISO_W | MISO_WUMS | MISO_W | Internal | Shoulder | B11 | 25 | 1137 | 1137 | 75.36 | 75.38 | 0.01 | 0.01
2040 | MISO_WUMS_2_MISO_W | MISO_WUMS | MISO_W | Internal | Shoulder | B12 | 200 | 1137 | 0 | 58.63 | 58.62 | 0.01 | 0
2040 | MISO_WUMS_2_MISO_W | MISO_WUMS | MISO_W | Internal | Shoulder | B13 | 600 | 1137 | 0 | 57.2 | 57.19 | 0.01 | 0
2040 | MISO_WUMS_2_MISO_W | MISO_WUMS | MISO_W | Internal | Shoulder | B14 | 900 | 1137 | 0 | 54.04 | 54.03 | 0.01 | 0
2040 | MISO_WUMS_2_MISO_W | MISO_WUMS | MISO_W | Internal | Shoulder | B15 | 1203 | 1137 | 0 | 49.49 | 47.54 | 0.01 | 0
2040 | MISO_WUMS_2_MISO_W | MISO_WUMS | MISO_W | Internal | Summer | B1 | 10 | 1137 | 1137 | 84.3 | 91.57 | 0.01 | 7.26
2040 | MISO_WUMS_2_MISO_W | MISO_WUMS | MISO_W | Internal | Summer | B2 | 25 | 1137 | 1137 | 84.3 | 90.66 | 0.01 | 6.34
2040 | MISO_WUMS_2_MISO_W | MISO_WUMS | MISO_W | Internal | Summer | B3 | 75 | 1137 | 1137 | 84.3 | 89.88 | 0.01 | 5.57
2040 | MISO_WUMS_2_MISO_W | MISO_WUMS | MISO_W | Internal | Summer | B4 | 100 | 1137 | 1137 | 84.3 | 88.3 | 0.01 | 3.99
2040 | MISO_WUMS_2_MISO_W | MISO_WUMS | MISO_W | Internal | Summer | B5 | 200 | 1137 | 1137 | 84.3 | 86.04 | 0.01 | 1.72
2040 | MISO_WUMS_2_MISO_W | MISO_WUMS | MISO_W | Internal | Summer | B6 | 300 | 1137 | 1137 | 68.08 | 69.08 | 0.01 | 0.99
2040 | MISO_WUMS_2_MISO_W | MISO_WUMS | MISO_W | Internal | Summer | B7 | 400 | 1137 | 0 | 55.97 | 55.96 | 0.01 | 0
2040 | MISO_WUMS_2_MISO_W | MISO_WUMS | MISO_W | Internal | Summer | B8 | 500 | 1137 | 0 | 51.92 | 50.66 | 0.01 | 0
2040 | MISO_WUMS_2_MISO_W | MISO_WUMS | MISO_W | Internal | Summer | B9 | 800 | 1137 | 0 | 47.79 | 47.78 | 0.01 | 0
2040 | MISO_WUMS_2_MISO_W | MISO_WUMS | MISO_W | Internal | Summer | B10 | 1262 | 1137 | 0 | 44.36 | 40.36 | 0.01 | 0
2040 | MISO_WUMS_2_MISO_W | MISO_WUMS | MISO_W | Internal | Winter | B16 | 25 | 1137 | 0 | 64.46 | 62.59 | 0.01 | 0
2040 | MISO_WUMS_2_MISO_W | MISO_WUMS | MISO_W | Internal | Winter | B17 | 100 | 1137 | 0 | 62.08 | 62.05 | 0.01 | 0
2040 | MISO_WUMS_2_MISO_W | MISO_WUMS | MISO_W | Internal | Winter | B18 | 400 | 1137 | 0 | 60.45 | 60.44 | 0.01 | 0
2040 | MISO_WUMS_2_MISO_W | MISO_WUMS | MISO_W | Internal | Winter | B19 | 700 | 1137 | 0 | 56.61 | 56.6 | 0.01 | 0
2040 | MISO_WUMS_2_MISO_W | MISO_WUMS | MISO_W | Internal | Winter | B20 | 935 | 1137 | 0 | 47.07 | 44.76 | 0.01 | 0
2040 | MISO_WUMS_2_PJM_ROR | MISO_WUMS | PJM_ROR | Internal | Shoulder | B11 | 25 | 1600 | 0 | 75.36 | 68.39 | 2 | 0
2040 | MISO_WUMS_2_PJM_ROR | MISO_WUMS | PJM_ROR | Internal | Shoulder | B12 | 200 | 1600 | 0 | 58.63 | 56.9 | 2 | 0
2040 | MISO_WUMS_2_PJM_ROR | MISO_WUMS | PJM_ROR | Internal | Shoulder | B13 | 600 | 1600 | 0 | 57.2 | 55.2 | 2 | 0
2040 | MISO_WUMS_2_PJM_ROR | MISO_WUMS | PJM_ROR | Internal | Shoulder | B14 | 900 | 1600 | 0 | 54.04 | 52.43 | 2 | 0
2040 | MISO_WUMS_2_PJM_ROR | MISO_WUMS | PJM_ROR | Internal | Shoulder | B15 | 1203 | 1600 | 0 | 49.49 | 46.79 | 2 | 0
2040 | MISO_WUMS_2_PJM_ROR | MISO_WUMS | PJM_ROR | Internal | Summer | B1 | 10 | 1600 | 1600 | 84.3 | 88.94 | 2 | 2.64
2040 | MISO_WUMS_2_PJM_ROR | MISO_WUMS | PJM_ROR | Internal | Summer | B2 | 25 | 1600 | 1600 | 84.3 | 86.48 | 2 | 0.17
2040 | MISO_WUMS_2_PJM_ROR | MISO_WUMS | PJM_ROR | Internal | Summer | B3 | 75 | 1600 | 1600 | 84.3 | 86.48 | 2 | 0.17
2040 | MISO_WUMS_2_PJM_ROR | MISO_WUMS | PJM_ROR | Internal | Summer | B4 | 100 | 1600 | 498.75 | 84.3 | 86.3 | 2 | 0
2040 | MISO_WUMS_2_PJM_ROR | MISO_WUMS | PJM_ROR | Internal | Summer | B5 | 200 | 1600 | 0 | 84.3 | 84.04 | 2 | 0
2040 | MISO_WUMS_2_PJM_ROR | MISO_WUMS | PJM_ROR | Internal | Summer | B6 | 300 | 1600 | 0 | 68.08 | 66.08 | 2 | 0
2040 | MISO_WUMS_2_PJM_ROR | MISO_WUMS | PJM_ROR | Internal | Summer | B7 | 400 | 1600 | 0 | 55.97 | 54.38 | 2 | 0
2040 | MISO_WUMS_2_PJM_ROR | MISO_WUMS | PJM_ROR | Internal | Summer | B8 | 500 | 1600 | 0 | 51.92 | 51.74 | 2 | 0
2040 | MISO_WUMS_2_PJM_ROR | MISO_WUMS | PJM_ROR | Internal | Summer | B9 | 800 | 1600 | 0 | 47.79 | 47.36 | 2 | 0
2040 | MISO_WUMS_2_PJM_ROR | MISO_WUMS | PJM_ROR | Internal | Summer | B10 | 1262 | 1600 | 0 | 44.36 | 42.36 | 2 | 0
2040 | MISO_WUMS_2_PJM_ROR | MISO_WUMS | PJM_ROR | Internal | Winter | B16 | 25 | 1600 | 0 | 64.46 | 62.46 | 2 | 0
2040 | MISO_WUMS_2_PJM_ROR | MISO_WUMS | PJM_ROR | Internal | Winter | B17 | 100 | 1600 | 0 | 62.08 | 60.09 | 2 | 0
2040 | MISO_WUMS_2_PJM_ROR | MISO_WUMS | PJM_ROR | Internal | Winter | B18 | 400 | 1600 | 0 | 60.45 | 58.48 | 2 | 0
2040 | MISO_WUMS_2_PJM_ROR | MISO_WUMS | PJM_ROR | Internal | Winter | B19 | 700 | 1600 | 0 | 56.61 | 54.61 | 2 | 0
2040 | MISO_WUMS_2_PJM_ROR | MISO_WUMS | PJM_ROR | Internal | Winter | B20 | 935 | 1600 | 0 | 47.07 | 45.07 | 2 | 0
2040 | NE_2_MISO_W | NE | MISO_W | Internal | Shoulder | B11 | 25 | 1600 | 0 | 82.37 | 75.38 | 5 | 0
2040 | NE_2_MISO_W | NE | MISO_W | Internal | Shoulder | B12 | 200 | 1600 | 0 | 58.61 | 58.62 | 5 | 0
2040 | NE_2_MISO_W | NE | MISO_W | Internal | Shoulder | B13 | 600 | 1600 | 0 | 56.89 | 57.19 | 5 | 0
2040 | NE_2_MISO_W | NE | MISO_W | Internal | Shoulder | B14 | 900 | 1600 | 0 | 52.11 | 54.03 | 5 | 0
2040 | NE_2_MISO_W | NE | MISO_W | Internal | Shoulder | B15 | 1203 | 1600 | 155.43 | 42.54 | 47.54 | 5 | 0
2040 | NE_2_MISO_W | NE | MISO_W | Internal | Summer | B1 | 10 | 1600 | 0 | 90.77 | 91.57 | 5 | 0
2040 | NE_2_MISO_W | NE | MISO_W | Internal | Summer | B2 | 25 | 1600 | 0 | 90.75 | 90.66 | 5 | 0
2040 | NE_2_MISO_W | NE | MISO_W | Internal | Summer | B3 | 75 | 1600 | 0 | 90.75 | 89.88 | 5 | 0
2040 | NE_2_MISO_W | NE | MISO_W | Internal | Summer | B4 | 100 | 1600 | 0 | 90.75 | 88.3 | 5 | 0
2040 | NE_2_MISO_W | NE | MISO_W | Internal | Summer | B5 | 200 | 1600 | 0 | 90.75 | 86.04 | 5 | 0
2040 | NE_2_MISO_W | NE | MISO_W | Internal | Summer | B6 | 300 | 1600 | 0 | 76.07 | 69.08 | 5 | 0
2040 | NE_2_MISO_W | NE | MISO_W | Internal | Summer | B7 | 400 | 1600 | 0 | 60.1 | 55.96 | 5 | 0
2040 | NE_2_MISO_W | NE | MISO_W | Internal | Summer | B8 | 500 | 1600 | 0 | 55.02 | 50.66 | 5 | 0
2040 | NE_2_MISO_W | NE | MISO_W | Internal | Summer | B9 | 800 | 1600 | 0 | 54.77 | 47.78 | 5 | 0
2040 | NE_2_MISO_W | NE | MISO_W | Internal | Summer | B10 | 1262 | 1600 | 0 | 40.36 | 40.36 | 5 | 0
2040 | NE_2_MISO_W | NE | MISO_W | Internal | Winter | B16 | 25 | 1600 | 0 | 64.37 | 62.59 | 5 | 0
2040 | NE_2_MISO_W | NE | MISO_W | Internal | Winter | B17 | 100 | 1600 | 4.5 | 57.05 | 62.05 | 5 | 0
2040 | NE_2_MISO_W | NE | MISO_W | Internal | Winter | B18 | 400 | 1600 | 0 | 58.39 | 60.44 | 5 | 0
2040 | NE_2_MISO_W | NE | MISO_W | Internal | Winter | B19 | 700 | 1600 | 0 | 55.88 | 56.6 | 5 | 0
2040 | NE_2_MISO_W | NE | MISO_W | Internal | Winter | B20 | 935 | 1600 | 0 | 40.55 | 44.76 | 5 | 0
2040 | NE_2_SPP_N | NE | SPP_N | Internal | Shoulder | B11 | 25 | 3001 | 1864.61 | 82.37 | 82.38 | 0.01 | 0
2040 | NE_2_SPP_N | NE | SPP_N | Internal | Shoulder | B12 | 200 | 3001 | 745.69 | 58.61 | 58.62 | 0.01 | 0
2040 | NE_2_SPP_N | NE | SPP_N | Internal | Shoulder | B13 | 600 | 3001 | 1229.51 | 56.89 | 56.9 | 0.01 | 0
2040 | NE_2_SPP_N | NE | SPP_N | Internal | Shoulder | B14 | 900 | 3001 | 278.96 | 52.11 | 52.12 | 0.01 | 0
2040 | NE_2_SPP_N | NE | SPP_N | Internal | Shoulder | B15 | 1203 | 3001 | 1368.1 | 42.54 | 42.56 | 0.01 | 0
2040 | NE_2_SPP_N | NE | SPP_N | Internal | Summer | B1 | 10 | 3001 | 0 | 90.77 | 90.76 | 0.01 | 0
2040 | NE_2_SPP_N | NE | SPP_N | Internal | Summer | B2 | 25 | 3001 | 1103.12 | 90.75 | 90.76 | 0.01 | 0
2040 | NE_2_SPP_N | NE | SPP_N | Internal | Summer | B3 | 75 | 3001 | 997.3 | 90.75 | 90.76 | 0.01 | 0
2040 | NE_2_SPP_N | NE | SPP_N | Internal | Summer | B4 | 100 | 3001 | 1367.85 | 90.75 | 90.76 | 0.01 | 0
2040 | NE_2_SPP_N | NE | SPP_N | Internal | Summer | B5 | 200 | 3001 | 1638.09 | 90.75 | 90.76 | 0.01 | 0
2040 | NE_2_SPP_N | NE | SPP_N | Internal | Summer | B6 | 300 | 3001 | 1966.7 | 76.07 | 76.08 | 0.01 | 0
2040 | NE_2_SPP_N | NE | SPP_N | Internal | Summer | B7 | 400 | 3001 | 1807.88 | 60.1 | 60.11 | 0.01 | 0
2040 | NE_2_SPP_N | NE | SPP_N | Internal | Summer | B8 | 500 | 3001 | 2054.48 | 55.02 | 55.03 | 0.01 | 0
2040 | NE_2_SPP_N | NE | SPP_N | Internal | Summer | B9 | 800 | 3001 | 2689.24 | 54.77 | 54.78 | 0.01 | 0
2040 | NE_2_SPP_N | NE | SPP_N | Internal | Summer | B10 | 1262 | 3001 | 3001 | 40.36 | 42.82 | 0.01 | 2.45
2040 | NE_2_SPP_N | NE | SPP_N | Internal | Winter | B16 | 25 | 3001 | 2401.91 | 64.37 | 64.38 | 0.01 | 0
2040 | NE_2_SPP_N | NE | SPP_N | Internal | Winter | B17 | 100 | 3001 | 2585.33 | 57.05 | 57.07 | 0.01 | 0
2040 | NE_2_SPP_N | NE | SPP_N | Internal | Winter | B18 | 400 | 3001 | 2280.01 | 58.39 | 58.4 | 0.01 | 0
2040 | NE_2_SPP_N | NE | SPP_N | Internal | Winter | B19 | 700 | 3001 | 620.65 | 55.88 | 55.89 | 0.01 | 0
2040 | NE_2_SPP_N | NE | SPP_N | Internal | Winter | B20 | 935 | 3001 | 2235.47 | 40.55 | 40.56 | 0.01 | 0
2040 | NEISO_2_NYISO_A-F | NEISO | NYISO_A-F | Internal | Shoulder | B11 | 25 | 600 | 600 | 45.22 | 49.07 | 3 | 0.85
2040 | NEISO_2_NYISO_A-F | NEISO | NYISO_A-F | Internal | Shoulder | B12 | 200 | 600 | 600 | 45.22 | 53.78 | 3 | 5.56
2040 | NEISO_2_NYISO_A-F | NEISO | NYISO_A-F | Internal | Shoulder | B13 | 600 | 600 | 600 | 45.22 | 49.07 | 3 | 0.85
2040 | NEISO_2_NYISO_A-F | NEISO | NYISO_A-F | Internal | Shoulder | B14 | 900 | 600 | 600 | 45.22 | 49.02 | 3 | 0.8
2040 | NEISO_2_NYISO_A-F | NEISO | NYISO_A-F | Internal | Shoulder | B15 | 1203 | 600 | 600 | 45.22 | 48.23 | 3 | 0.01
2040 | NEISO_2_NYISO_A-F | NEISO | NYISO_A-F | Internal | Summer | B1 | 10 | 600 | 0 | 77.94 | 80.93 | 3 | 0
2040 | NEISO_2_NYISO_A-F | NEISO | NYISO_A-F | Internal | Summer | B2 | 25 | 600 | 279.13 | 75.46 | 78.46 | 3 | 0
2040 | NEISO_2_NYISO_A-F | NEISO | NYISO_A-F | Internal | Summer | B3 | 75 | 600 | 600 | 64.06 | 74.48 | 3 | 7.42
2040 | NEISO_2_NYISO_A-F | NEISO | NYISO_A-F | Internal | Summer | B4 | 100 | 600 | 600 | 57.5 | 63.16 | 3 | 2.66
2040 | NEISO_2_NYISO_A-F | NEISO | NYISO_A-F | Internal | Summer | B5 | 200 | 600 | 600 | 45.86 | 62.12 | 3 | 13.26
2040 | NEISO_2_NYISO_A-F | NEISO | NYISO_A-F | Internal | Summer | B6 | 300 | 600 | 600 | 41.35 | 58.07 | 3 | 13.73
2040 | NEISO_2_NYISO_A-F | NEISO | NYISO_A-F | Internal | Summer | B7 | 400 | 600 | 600 | 41.35 | 52.37 | 3 | 8.02
2040 | NEISO_2_NYISO_A-F | NEISO | NYISO_A-F | Internal | Summer | B8 | 500 | 600 | 600 | 41.35 | 47.73 | 3 | 3.38
2040 | NEISO_2_NYISO_A-F | NEISO | NYISO_A-F | Internal | Summer | B9 | 800 | 600 | 600 | 41.35 | 44.81 | 3 | 0.47
2040 | NEISO_2_NYISO_A-F | NEISO | NYISO_A-F | Internal | Summer | B10 | 1262 | 600 | 600 | 41.35 | 44.81 | 3 | 0.47
2040 | NEISO_2_NYISO_A-F | NEISO | NYISO_A-F | Internal | Winter | B16 | 25 | 600 | 600 | 57.12 | 61.65 | 3 | 1.53
2040 | NEISO_2_NYISO_A-F | NEISO | NYISO_A-F | Internal | Winter | B17 | 100 | 600 | 512.51 | 57.12 | 60.12 | 3 | 0
2040 | NEISO_2_NYISO_A-F | NEISO | NYISO_A-F | Internal | Winter | B18 | 400 | 600 | 140.97 | 57.12 | 60.12 | 3 | 0
2040 | NEISO_2_NYISO_A-F | NEISO | NYISO_A-F | Internal | Winter | B19 | 700 | 600 | 0 | 57.12 | 58.38 | 3 | 0
2040 | NEISO_2_NYISO_A-F | NEISO | NYISO_A-F | Internal | Winter | B20 | 935 | 600 | 0 | 57.12 | 56.16 | 3 | 0
2040 | NEISO_2_NYISO_G-I | NEISO | NYISO_G-I | Internal | Shoulder | B11 | 25 | 600 | 600 | 45.22 | 49.08 | 3 | 0.87
2040 | NEISO_2_NYISO_G-I | NEISO | NYISO_G-I | Internal | Shoulder | B12 | 200 | 600 | 600 | 45.22 | 53.8 | 3 | 5.58
2040 | NEISO_2_NYISO_G-I | NEISO | NYISO_G-I | Internal | Shoulder | B13 | 600 | 600 | 600 | 45.22 | 49.08 | 3 | 0.87
2040 | NEISO_2_NYISO_G-I | NEISO | NYISO_G-I | Internal | Shoulder | B14 | 900 | 600 | 600 | 45.22 | 49.03 | 3 | 0.81
2040 | NEISO_2_NYISO_G-I | NEISO | NYISO_G-I | Internal | Shoulder | B15 | 1203 | 600 | 408.05 | 45.22 | 48.22 | 3 | 0
2040 | NEISO_2_NYISO_G-I | NEISO | NYISO_G-I | Internal | Summer | B1 | 10 | 600 | 297.63 | 77.94 | 80.94 | 3 | 0
2040 | NEISO_2_NYISO_G-I | NEISO | NYISO_G-I | Internal | Summer | B2 | 25 | 600 | 600 | 75.46 | 78.48 | 3 | 0.01
2040 | NEISO_2_NYISO_G-I | NEISO | NYISO_G-I | Internal | Summer | B3 | 75 | 600 | 600 | 64.06 | 74.49 | 3 | 7.43
2040 | NEISO_2_NYISO_G-I | NEISO | NYISO_G-I | Internal | Summer | B4 | 100 | 600 | 600 | 57.5 | 63.17 | 3 | 2.67
2040 | NEISO_2_NYISO_G-I | NEISO | NYISO_G-I | Internal | Summer | B5 | 200 | 600 | 600 | 45.86 | 62.14 | 3 | 13.27
2040 | NEISO_2_NYISO_G-I | NEISO | NYISO_G-I | Internal | Summer | B6 | 300 | 600 | 600 | 41.35 | 58.08 | 3 | 13.74
2040 | NEISO_2_NYISO_G-I | NEISO | NYISO_G-I | Internal | Summer | B7 | 400 | 600 | 600 | 41.35 | 52.38 | 3 | 8.03
2040 | NEISO_2_NYISO_G-I | NEISO | NYISO_G-I | Internal | Summer | B8 | 500 | 600 | 600 | 41.35 | 47.74 | 3 | 3.39
2040 | NEISO_2_NYISO_G-I | NEISO | NYISO_G-I | Internal | Summer | B9 | 800 | 600 | 600 | 41.35 | 44.8 | 3 | 0.45
2040 | NEISO_2_NYISO_G-I | NEISO | NYISO_G-I | Internal | Summer | B10 | 1262 | 600 | 600 | 41.35 | 44.8 | 3 | 0.45
2040 | NEISO_2_NYISO_G-I | NEISO | NYISO_G-I | Internal | Winter | B16 | 25 | 600 | 600 | 57.12 | 61.67 | 3 | 1.55
2040 | NEISO_2_NYISO_G-I | NEISO | NYISO_G-I | Internal | Winter | B17 | 100 | 600 | 600 | 57.12 | 60.13 | 3 | 0.01
2040 | NEISO_2_NYISO_G-I | NEISO | NYISO_G-I | Internal | Winter | B18 | 400 | 600 | 600 | 57.12 | 60.13 | 3 | 0.01
2040 | NEISO_2_NYISO_G-I | NEISO | NYISO_G-I | Internal | Winter | B19 | 700 | 600 | 0 | 57.12 | 58.39 | 3 | 0
2040 | NEISO_2_NYISO_G-I | NEISO | NYISO_G-I | Internal | Winter | B20 | 935 | 600 | 0 | 57.12 | 56.17 | 3 | 0
2040 | NEISO_2_NYISO_J-K | NEISO | NYISO_J-K | Internal | Shoulder | B11 | 25 | 500 | 500 | 45.22 | 49.1 | 3 | 0.88
2040 | NEISO_2_NYISO_J-K | NEISO | NYISO_J-K | Internal | Shoulder | B12 | 200 | 500 | 500 | 45.22 | 53.81 | 3 | 5.59
2040 | NEISO_2_NYISO_J-K | NEISO | NYISO_J-K | Internal | Shoulder | B13 | 600 | 500 | 500 | 45.22 | 49.1 | 3 | 0.88
2040 | NEISO_2_NYISO_J-K | NEISO | NYISO_J-K | Internal | Shoulder | B14 | 900 | 500 | 500 | 45.22 | 49.04 | 3 | 0.82
2040 | NEISO_2_NYISO_J-K | NEISO | NYISO_J-K | Internal | Shoulder | B15 | 1203 | 500 | 500 | 45.22 | 48.23 | 3 | 0.01
2040 | NEISO_2_NYISO_J-K | NEISO | NYISO_J-K | Internal | Summer | B1 | 10 | 500 | 500 | 77.94 | 80.96 | 3 | 0.01
2040 | NEISO_2_NYISO_J-K | NEISO | NYISO_J-K | Internal | Summer | B2 | 25 | 500 | 500 | 75.46 | 78.49 | 3 | 0.02
2040 | NEISO_2_NYISO_J-K | NEISO | NYISO_J-K | Internal | Summer | B3 | 75 | 500 | 500 | 64.06 | 74.5 | 3 | 7.44
2040 | NEISO_2_NYISO_J-K | NEISO | NYISO_J-K | Internal | Summer | B4 | 100 | 500 | 500 | 57.5 | 63.18 | 3 | 2.68
2040 | NEISO_2_NYISO_J-K | NEISO | NYISO_J-K | Internal | Summer | B5 | 200 | 500 | 500 | 45.86 | 62.15 | 3 | 13.28
2040 | NEISO_2_NYISO_J-K | NEISO | NYISO_J-K | Internal | Summer | B6 | 300 | 500 | 500 | 41.35 | 59.66 | 3 | 15.31
2040 | NEISO_2_NYISO_J-K | NEISO | NYISO_J-K | Internal | Summer | B7 | 400 | 500 | 500 | 41.35 | 52.39 | 3 | 8.04
2040 | NEISO_2_NYISO_J-K | NEISO | NYISO_J-K | Internal | Summer | B8 | 500 | 500 | 500 | 41.35 | 47.75 | 3 | 3.4
2040 | NEISO_2_NYISO_J-K | NEISO | NYISO_J-K | Internal | Summer | B9 | 800 | 500 | 500 | 41.35 | 44.81 | 3 | 0.47
2040 | NEISO_2_NYISO_J-K | NEISO | NYISO_J-K | Internal | Summer | B10 | 1262 | 500 | 500 | 41.35 | 44.81 | 3 | 0.47
2040 | NEISO_2_NYISO_J-K | NEISO | NYISO_J-K | Internal | Winter | B16 | 25 | 500 | 500 | 57.12 | 61.68 | 3 | 1.56
2040 | NEISO_2_NYISO_J-K | NEISO | NYISO_J-K | Internal | Winter | B17 | 100 | 500 | 500 | 57.12 | 60.15 | 3 | 0.03
2040 | NEISO_2_NYISO_J-K | NEISO | NYISO_J-K | Internal | Winter | B18 | 400 | 500 | 500 | 57.12 | 60.15 | 3 | 0.03
2040 | NEISO_2_NYISO_J-K | NEISO | NYISO_J-K | Internal | Winter | B19 | 700 | 500 | 500 | 57.12 | 60.15 | 3 | 0.03
2040 | NEISO_2_NYISO_J-K | NEISO | NYISO_J-K | Internal | Winter | B20 | 935 | 500 | 0 | 57.12 | 56.18 | 3 | 0
2040 | NonRTO_Midwest_2_TVA_Transmission | NonRTO_Midwest | TVA_Transmission | Internal | Shoulder | B11 | 25 | 2400 | 0 | 83.38 | 74.39 | 8 | 0
2040 | NonRTO_Midwest_2_TVA_Transmission | NonRTO_Midwest | TVA_Transmission | Internal | Shoulder | B12 | 200 | 2400 | 0 | 66.9 | 60.61 | 8 | 0
2040 | NonRTO_Midwest_2_TVA_Transmission | NonRTO_Midwest | TVA_Transmission | Internal | Shoulder | B13 | 600 | 2400 | 0 | 65.21 | 59.66 | 8 | 0
2040 | NonRTO_Midwest_2_TVA_Transmission | NonRTO_Midwest | TVA_Transmission | Internal | Shoulder | B14 | 900 | 2400 | 0 | 53.43 | 58.43 | 8 | 0
2040 | NonRTO_Midwest_2_TVA_Transmission | NonRTO_Midwest | TVA_Transmission | Internal | Shoulder | B15 | 1203 | 2400 | 326.03 | 44.28 | 52.28 | 8 | 0
2040 | NonRTO_Midwest_2_TVA_Transmission | NonRTO_Midwest | TVA_Transmission | Internal | Summer | B1 | 10 | 2400 | 0 | 99.57 | 99.58 | 8 | 0
2040 | NonRTO_Midwest_2_TVA_Transmission | NonRTO_Midwest | TVA_Transmission | Internal | Summer | B2 | 25 | 2400 | 0 | 94.05 | 98.67 | 8 | 0
2040 | NonRTO_Midwest_2_TVA_Transmission | NonRTO_Midwest | TVA_Transmission | Internal | Summer | B3 | 75 | 2400 | 0 | 94.05 | 92.48 | 8 | 0
2040 | NonRTO_Midwest_2_TVA_Transmission | NonRTO_Midwest | TVA_Transmission | Internal | Summer | B4 | 100 | 2400 | 0 | 94.05 | 92.3 | 8 | 0
2040 | NonRTO_Midwest_2_TVA_Transmission | NonRTO_Midwest | TVA_Transmission | Internal | Summer | B5 | 200 | 2400 | 0 | 94.02 | 90.04 | 8 | 0
2040 | NonRTO_Midwest_2_TVA_Transmission | NonRTO_Midwest | TVA_Transmission | Internal | Summer | B6 | 300 | 2400 | 0 | 76.07 | 71.25 | 8 | 0
2040 | NonRTO_Midwest_2_TVA_Transmission | NonRTO_Midwest | TVA_Transmission | Internal | Summer | B7 | 400 | 2400 | 0 | 63.98 | 59.15 | 8 | 0
2040 | NonRTO_Midwest_2_TVA_Transmission | NonRTO_Midwest | TVA_Transmission | Internal | Summer | B8 | 500 | 2400 | 0 | 51.79 | 57.26 | 8 | 0
2040 | NonRTO_Midwest_2_TVA_Transmission | NonRTO_Midwest | TVA_Transmission | Internal | Summer | B9 | 800 | 2400 | 520.86 | 45.36 | 53.36 | 8 | 0
2040 | NonRTO_Midwest_2_TVA_Transmission | NonRTO_Midwest | TVA_Transmission | Internal | Summer | B10 | 1262 | 2400 | 0 | 36.74 | 44.61 | 8 | 0
2040 | NonRTO_Midwest_2_TVA_Transmission | NonRTO_Midwest | TVA_Transmission | Internal | Winter | B16 | 25 | 2400 | 0 | 73.1 | 69.31 | 8 | 0
2040 | NonRTO_Midwest_2_TVA_Transmission | NonRTO_Midwest | TVA_Transmission | Internal | Winter | B17 | 100 | 2400 | 0 | 70.08 | 65.35 | 8 | 0
2040 | NonRTO_Midwest_2_TVA_Transmission | NonRTO_Midwest | TVA_Transmission | Internal | Winter | B18 | 400 | 2400 | 0 | 68.46 | 62.82 | 8 | 0
2040 | NonRTO_Midwest_2_TVA_Transmission | NonRTO_Midwest | TVA_Transmission | Internal | Winter | B19 | 700 | 2400 | 0 | 55.09 | 57.96 | 8 | 0
2040 | NonRTO_Midwest_2_TVA_Transmission | NonRTO_Midwest | TVA_Transmission | Internal | Winter | B20 | 935 | 2400 | 343.3 | 43.07 | 51.07 | 8 | 0
2040 | NYISO_A-F_2_IESO | NYISO_A-F | IESO | Internal | Shoulder | B11 | 25 | 1600 | 0 | 49.07 | 52.7 | 7 | 0
2040 | NYISO_A-F_2_IESO | NYISO_A-F | IESO | Internal | Shoulder | B12 | 200 | 1600 | 0 | 53.78 | 51.91 | 7 | 0
2040 | NYISO_A-F_2_IESO | NYISO_A-F | IESO | Internal | Shoulder | B13 | 600 | 1600 | 0 | 49.07 | 51.91 | 7 | 0
2040 | NYISO_A-F_2_IESO | NYISO_A-F | IESO | Internal | Shoulder | B14 | 900 | 1600 | 0 | 49.02 | 51.91 | 7 | 0
2040 | NYISO_A-F_2_IESO | NYISO_A-F | IESO | Internal | Shoulder | B15 | 1203 | 1600 | 0 | 48.23 | 51.91 | 7 | 0
2040 | NYISO_A-F_2_IESO | NYISO_A-F | IESO | Internal | Summer | B1 | 10 | 1600 | 0 | 80.93 | 87.18 | 7 | 0
2040 | NYISO_A-F_2_IESO | NYISO_A-F | IESO | Internal | Summer | B2 | 25 | 1600 | 0 | 78.46 | 84.43 | 7 | 0
2040 | NYISO_A-F_2_IESO | NYISO_A-F | IESO | Internal | Summer | B3 | 75 | 1600 | 1038.21 | 74.48 | 81.48 | 7 | 0
2040 | NYISO_A-F_2_IESO | NYISO_A-F | IESO | Internal | Summer | B4 | 100 | 1600 | 647.13 | 63.16 | 70.16 | 7 | 0
2040 | NYISO_A-F_2_IESO | NYISO_A-F | IESO | Internal | Summer | B5 | 200 | 1600 | 0 | 62.12 | 69.1 | 7 | 0
2040 | NYISO_A-F_2_IESO | NYISO_A-F | IESO | Internal | Summer | B6 | 300 | 1600 | 0 | 58.07 | 52 | 7 | 0
2040 | NYISO_A-F_2_IESO | NYISO_A-F | IESO | Internal | Summer | B7 | 400 | 1600 | 0 | 52.37 | 48.99 | 7 | 0
2040 | NYISO_A-F_2_IESO | NYISO_A-F | IESO | Internal | Summer | B8 | 500 | 1600 | 0 | 47.73 | 48.99 | 7 | 0
2040 | NYISO_A-F_2_IESO | NYISO_A-F | IESO | Internal | Summer | B9 | 800 | 1600 | 0 | 44.81 | 48.99 | 7 | 0
2040 | NYISO_A-F_2_IESO | NYISO_A-F | IESO | Internal | Summer | B10 | 1262 | 1600 | 0 | 44.81 | 48.99 | 7 | 0
2040 | NYISO_A-F_2_IESO | NYISO_A-F | IESO | Internal | Winter | B16 | 25 | 1600 | 0 | 61.65 | 55.59 | 7 | 0
2040 | NYISO_A-F_2_IESO | NYISO_A-F | IESO | Internal | Winter | B17 | 100 | 1600 | 0 | 60.12 | 55.05 | 7 | 0
2040 | NYISO_A-F_2_IESO | NYISO_A-F | IESO | Internal | Winter | B18 | 400 | 1600 | 0 | 60.12 | 55.05 | 7 | 0
2040 | NYISO_A-F_2_IESO | NYISO_A-F | IESO | Internal | Winter | B19 | 700 | 1600 | 0 | 58.38 | 55.05 | 7 | 0
2040 | NYISO_A-F_2_IESO | NYISO_A-F | IESO | Internal | Winter | B20 | 935 | 1600 | 0 | 56.16 | 55.05 | 7 | 0
2040 | NYISO_A-F_2_NEISO | NYISO_A-F | NEISO | Internal | Shoulder | B11 | 25 | 600 | 0 | 49.07 | 45.22 | 3 | 0
2040 | NYISO_A-F_2_NEISO | NYISO_A-F | NEISO | Internal | Shoulder | B12 | 200 | 600 | 0 | 53.78 | 45.22 | 3 | 0
2040 | NYISO_A-F_2_NEISO | NYISO_A-F | NEISO | Internal | Shoulder | B13 | 600 | 600 | 0 | 49.07 | 45.22 | 3 | 0
2040 | NYISO_A-F_2_NEISO | NYISO_A-F | NEISO | Internal | Shoulder | B14 | 900 | 600 | 0 | 49.02 | 45.22 | 3 | 0
2040 | NYISO_A-F_2_NEISO | NYISO_A-F | NEISO | Internal | Shoulder | B15 | 1203 | 600 | 0 | 48.23 | 45.22 | 3 | 0
2040 | NYISO_A-F_2_NEISO | NYISO_A-F | NEISO | Internal | Summer | B1 | 10 | 600 | 0 | 80.93 | 77.94 | 3 | 0
2040 | NYISO_A-F_2_NEISO | NYISO_A-F | NEISO | Internal | Summer | B2 | 25 | 600 | 0 | 78.46 | 75.46 | 3 | 0
2040 | NYISO_A-F_2_NEISO | NYISO_A-F | NEISO | Internal | Summer | B3 | 75 | 600 | 0 | 74.48 | 64.06 | 3 | 0
2040 | NYISO_A-F_2_NEISO | NYISO_A-F | NEISO | Internal | Summer | B4 | 100 | 600 | 0 | 63.16 | 57.5 | 3 | 0
2040 | NYISO_A-F_2_NEISO | NYISO_A-F | NEISO | Internal | Summer | B5 | 200 | 600 | 0 | 62.12 | 45.86 | 3 | 0
2040 | NYISO_A-F_2_NEISO | NYISO_A-F | NEISO | Internal | Summer | B6 | 300 | 600 | 0 | 58.07 | 41.35 | 3 | 0
2040 | NYISO_A-F_2_NEISO | NYISO_A-F | NEISO | Internal | Summer | B7 | 400 | 600 | 0 | 52.37 | 41.35 | 3 | 0
2040 | NYISO_A-F_2_NEISO | NYISO_A-F | NEISO | Internal | Summer | B8 | 500 | 600 | 0 | 47.73 | 41.35 | 3 | 0
2040 | NYISO_A-F_2_NEISO | NYISO_A-F | NEISO | Internal | Summer | B9 | 800 | 600 | 0 | 44.81 | 41.35 | 3 | 0
2040 | NYISO_A-F_2_NEISO | NYISO_A-F | NEISO | Internal | Summer | B10 | 1262 | 600 | 0 | 44.81 | 41.35 | 3 | 0
2040 | NYISO_A-F_2_NEISO | NYISO_A-F | NEISO | Internal | Winter | B16 | 25 | 600 | 0 | 61.65 | 57.12 | 3 | 0
2040 | NYISO_A-F_2_NEISO | NYISO_A-F | NEISO | Internal | Winter | B17 | 100 | 600 | 0 | 60.12 | 57.12 | 3 | 0
2040 | NYISO_A-F_2_NEISO | NYISO_A-F | NEISO | Internal | Winter | B18 | 400 | 600 | 0 | 60.12 | 57.12 | 3 | 0
2040 | NYISO_A-F_2_NEISO | NYISO_A-F | NEISO | Internal | Winter | B19 | 700 | 600 | 0 | 58.38 | 57.12 | 3 | 0
2040 | NYISO_A-F_2_NEISO | NYISO_A-F | NEISO | Internal | Winter | B20 | 935 | 600 | 0 | 56.16 | 57.12 | 3 | 0
2040 | NYISO_A-F_2_NYISO_G-I | NYISO_A-F | NYISO_G-I | Internal | Shoulder | B11 | 25 | 4757 | 1035.56 | 49.07 | 49.08 | 0.01 | 0
2040 | NYISO_A-F_2_NYISO_G-I | NYISO_A-F | NYISO_G-I | Internal | Shoulder | B12 | 200 | 4757 | 891.99 | 53.78 | 53.8 | 0.01 | 0
2040 | NYISO_A-F_2_NYISO_G-I | NYISO_A-F | NYISO_G-I | Internal | Shoulder | B13 | 600 | 4757 | 1155.57 | 49.07 | 49.08 | 0.01 | 0
2040 | NYISO_A-F_2_NYISO_G-I | NYISO_A-F | NYISO_G-I | Internal | Shoulder | B14 | 900 | 4757 | 649.8 | 49.02 | 49.03 | 0.01 | 0
2040 | NYISO_A-F_2_NYISO_G-I | NYISO_A-F | NYISO_G-I | Internal | Shoulder | B15 | 1203 | 4757 | 0 | 48.23 | 48.22 | 0.01 | 0
2040 | NYISO_A-F_2_NYISO_G-I | NYISO_A-F | NYISO_G-I | Internal | Summer | B1 | 10 | 4757 | 1731.19 | 80.93 | 80.94 | 0.01 | 0
2040 | NYISO_A-F_2_NYISO_G-I | NYISO_A-F | NYISO_G-I | Internal | Summer | B2 | 25 | 4757 | 1732.27 | 78.46 | 78.48 | 0.01 | 0
2040 | NYISO_A-F_2_NYISO_G-I | NYISO_A-F | NYISO_G-I | Internal | Summer | B3 | 75 | 4757 | 945.62 | 74.48 | 74.49 | 0.01 | 0
2040 | NYISO_A-F_2_NYISO_G-I | NYISO_A-F | NYISO_G-I | Internal | Summer | B4 | 100 | 4757 | 1702.16 | 63.16 | 63.17 | 0.01 | 0
2040 | NYISO_A-F_2_NYISO_G-I | NYISO_A-F | NYISO_G-I | Internal | Summer | B5 | 200 | 4757 | 2049.23 | 62.12 | 62.14 | 0.01 | 0
2040 | NYISO_A-F_2_NYISO_G-I | NYISO_A-F | NYISO_G-I | Internal | Summer | B6 | 300 | 4757 | 2489.34 | 58.07 | 58.08 | 0.01 | 0
2040 | NYISO_A-F_2_NYISO_G-I | NYISO_A-F | NYISO_G-I | Internal | Summer | B7 | 400 | 4757 | 1668.45 | 52.37 | 52.38 | 0.01 | 0
2040 | NYISO_A-F_2_NYISO_G-I | NYISO_A-F | NYISO_G-I | Internal | Summer | B8 | 500 | 4757 | 1024.35 | 47.73 | 47.74 | 0.01 | 0
2040 | NYISO_A-F_2_NYISO_G-I | NYISO_A-F | NYISO_G-I | Internal | Summer | B9 | 800 | 4757 | 0 | 44.81 | 44.8 | 0.01 | 0
2040 | NYISO_A-F_2_NYISO_G-I | NYISO_A-F | NYISO_G-I | Internal | Summer | B10 | 1262 | 4757 | 0 | 44.81 | 44.8 | 0.01 | 0
2040 | NYISO_A-F_2_NYISO_G-I | NYISO_A-F | NYISO_G-I | Internal | Winter | B16 | 25 | 4757 | 2161.93 | 61.65 | 61.67 | 0.01 | 0
2040 | NYISO_A-F_2_NYISO_G-I | NYISO_A-F | NYISO_G-I | Internal | Winter | B17 | 100 | 4757 | 2258.28 | 60.12 | 60.13 | 0.01 | 0
2040 | NYISO_A-F_2_NYISO_G-I | NYISO_A-F | NYISO_G-I | Internal | Winter | B18 | 400 | 4757 | 2177.88 | 60.12 | 60.13 | 0.01 | 0
2040 | NYISO_A-F_2_NYISO_G-I | NYISO_A-F | NYISO_G-I | Internal | Winter | B19 | 700 | 4757 | 2577.48 | 58.38 | 58.39 | 0.01 | 0
2040 | NYISO_A-F_2_NYISO_G-I | NYISO_A-F | NYISO_G-I | Internal | Winter | B20 | 935 | 4757 | 1465.43 | 56.16 | 56.17 | 0.01 | 0
2040 | NYISO_A-F_2_PJM_ROM | NYISO_A-F | PJM_ROM | Internal | Shoulder | B11 | 25 | 1000 | 0 | 49.07 | 53.03 | 8 | 0
2040 | NYISO_A-F_2_PJM_ROM | NYISO_A-F | PJM_ROM | Internal | Shoulder | B12 | 200 | 1000 | 0 | 53.78 | 56.89 | 8 | 0
2040 | NYISO_A-F_2_PJM_ROM | NYISO_A-F | PJM_ROM | Internal | Shoulder | B13 | 600 | 1000 | 0 | 49.07 | 53.03 | 8 | 0
2040 | NYISO_A-F_2_PJM_ROM | NYISO_A-F | PJM_ROM | Internal | Shoulder | B14 | 900 | 1000 | 0 | 49.02 | 52.42 | 8 | 0
2040 | NYISO_A-F_2_PJM_ROM | NYISO_A-F | PJM_ROM | Internal | Shoulder | B15 | 1203 | 1000 | 0 | 48.23 | 46.78 | 8 | 0
2040 | NYISO_A-F_2_PJM_ROM | NYISO_A-F | PJM_ROM | Internal | Summer | B1 | 10 | 1000 | 219.63 | 80.93 | 88.93 | 8 | 0
2040 | NYISO_A-F_2_PJM_ROM | NYISO_A-F | PJM_ROM | Internal | Summer | B2 | 25 | 1000 | 511.68 | 78.46 | 86.46 | 8 | 0
2040 | NYISO_A-F_2_PJM_ROM | NYISO_A-F | PJM_ROM | Internal | Summer | B3 | 75 | 1000 | 1000 | 74.48 | 86.46 | 8 | 3.99
2040 | NYISO_A-F_2_PJM_ROM | NYISO_A-F | PJM_ROM | Internal | Summer | B4 | 100 | 1000 | 1000 | 63.16 | 74.65 | 8 | 3.49
2040 | NYISO_A-F_2_PJM_ROM | NYISO_A-F | PJM_ROM | Internal | Summer | B5 | 200 | 1000 | 1000 | 62.12 | 70.93 | 8 | 0.8
2040 | NYISO_A-F_2_PJM_ROM | NYISO_A-F | PJM_ROM | Internal | Summer | B6 | 300 | 1000 | 251.54 | 58.07 | 66.07 | 8 | 0
2040 | NYISO_A-F_2_PJM_ROM | NYISO_A-F | PJM_ROM | Internal | Summer | B7 | 400 | 1000 | 0 | 52.37 | 54.37 | 8 | 0
2040 | NYISO_A-F_2_PJM_ROM | NYISO_A-F | PJM_ROM | Internal | Summer | B8 | 500 | 1000 | 0 | 47.73 | 51.73 | 8 | 0
2040 | NYISO_A-F_2_PJM_ROM | NYISO_A-F | PJM_ROM | Internal | Summer | B9 | 800 | 1000 | 0 | 44.81 | 47.35 | 8 | 0
2040 | NYISO_A-F_2_PJM_ROM | NYISO_A-F | PJM_ROM | Internal | Summer | B10 | 1262 | 1000 | 0 | 44.81 | 42.35 | 8 | 0
2040 | NYISO_A-F_2_PJM_ROM | NYISO_A-F | PJM_ROM | Internal | Winter | B16 | 25 | 1000 | 0 | 61.65 | 62.45 | 8 | 0
2040 | NYISO_A-F_2_PJM_ROM | NYISO_A-F | PJM_ROM | Internal | Winter | B17 | 100 | 1000 | 0 | 60.12 | 60.08 | 8 | 0
2040 | NYISO_A-F_2_PJM_ROM | NYISO_A-F | PJM_ROM | Internal | Winter | B18 | 400 | 1000 | 0 | 60.12 | 58.46 | 8 | 0
2040 | NYISO_A-F_2_PJM_ROM | NYISO_A-F | PJM_ROM | Internal | Winter | B19 | 700 | 1000 | 0 | 58.38 | 54.62 | 8 | 0
2040 | NYISO_A-F_2_PJM_ROM | NYISO_A-F | PJM_ROM | Internal | Winter | B20 | 935 | 1000 | 0 | 56.16 | 50.16 | 8 | 0
2040 | NYISO_G-I_2_NEISO | NYISO_G-I | NEISO | Internal | Shoulder | B11 | 25 | 600 | 0 | 49.08 | 45.22 | 3 | 0
2040 | NYISO_G-I_2_NEISO | NYISO_G-I | NEISO | Internal | Shoulder | B12 | 200 | 600 | 0 | 53.8 | 45.22 | 3 | 0
2040 | NYISO_G-I_2_NEISO | NYISO_G-I | NEISO | Internal | Shoulder | B13 | 600 | 600 | 0 | 49.08 | 45.22 | 3 | 0
2040 | NYISO_G-I_2_NEISO | NYISO_G-I | NEISO | Internal | Shoulder | B14 | 900 | 600 | 0 | 49.03 | 45.22 | 3 | 0
2040 | NYISO_G-I_2_NEISO | NYISO_G-I | NEISO | Internal | Shoulder | B15 | 1203 | 600 | 0 | 48.22 | 45.22 | 3 | 0
2040 | NYISO_G-I_2_NEISO | NYISO_G-I | NEISO | Internal | Summer | B1 | 10 | 600 | 0 | 80.94 | 77.94 | 3 | 0
2040 | NYISO_G-I_2_NEISO | NYISO_G-I | NEISO | Internal | Summer | B2 | 25 | 600 | 0 | 78.48 | 75.46 | 3 | 0
2040 | NYISO_G-I_2_NEISO | NYISO_G-I | NEISO | Internal | Summer | B3 | 75 | 600 | 0 | 74.49 | 64.06 | 3 | 0
2040 | NYISO_G-I_2_NEISO | NYISO_G-I | NEISO | Internal | Summer | B4 | 100 | 600 | 0 | 63.17 | 57.5 | 3 | 0
2040 | NYISO_G-I_2_NEISO | NYISO_G-I | NEISO | Internal | Summer | B5 | 200 | 600 | 0 | 62.14 | 45.86 | 3 | 0
2040 | NYISO_G-I_2_NEISO | NYISO_G-I | NEISO | Internal | Summer | B6 | 300 | 600 | 0 | 58.08 | 41.35 | 3 | 0
2040 | NYISO_G-I_2_NEISO | NYISO_G-I | NEISO | Internal | Summer | B7 | 400 | 600 | 0 | 52.38 | 41.35 | 3 | 0
2040 | NYISO_G-I_2_NEISO | NYISO_G-I | NEISO | Internal | Summer | B8 | 500 | 600 | 0 | 47.74 | 41.35 | 3 | 0
2040 | NYISO_G-I_2_NEISO | NYISO_G-I | NEISO | Internal | Summer | B9 | 800 | 600 | 0 | 44.8 | 41.35 | 3 | 0
2040 | NYISO_G-I_2_NEISO | NYISO_G-I | NEISO | Internal | Summer | B10 | 1262 | 600 | 0 | 44.8 | 41.35 | 3 | 0
2040 | NYISO_G-I_2_NEISO | NYISO_G-I | NEISO | Internal | Winter | B16 | 25 | 600 | 0 | 61.67 | 57.12 | 3 | 0
2040 | NYISO_G-I_2_NEISO | NYISO_G-I | NEISO | Internal | Winter | B17 | 100 | 600 | 0 | 60.13 | 57.12 | 3 | 0
2040 | NYISO_G-I_2_NEISO | NYISO_G-I | NEISO | Internal | Winter | B18 | 400 | 600 | 0 | 60.13 | 57.12 | 3 | 0
2040 | NYISO_G-I_2_NEISO | NYISO_G-I | NEISO | Internal | Winter | B19 | 700 | 600 | 0 | 58.39 | 57.12 | 3 | 0
2040 | NYISO_G-I_2_NEISO | NYISO_G-I | NEISO | Internal | Winter | B20 | 935 | 600 | 0 | 56.17 | 57.12 | 3 | 0
2040 | NYISO_G-I_2_NYISO_A-F | NYISO_G-I | NYISO_A-F | Internal | Shoulder | B11 | 25 | 2506 | 0 | 49.08 | 49.07 | 0.01 | 0
2040 | NYISO_G-I_2_NYISO_A-F | NYISO_G-I | NYISO_A-F | Internal | Shoulder | B12 | 200 | 2506 | 0 | 53.8 | 53.78 | 0.01 | 0
2040 | NYISO_G-I_2_NYISO_A-F | NYISO_G-I | NYISO_A-F | Internal | Shoulder | B13 | 600 | 2506 | 0 | 49.08 | 49.07 | 0.01 | 0
2040 | NYISO_G-I_2_NYISO_A-F | NYISO_G-I | NYISO_A-F | Internal | Shoulder | B14 | 900 | 2506 | 0 | 49.03 | 49.02 | 0.01 | 0
2040 | NYISO_G-I_2_NYISO_A-F | NYISO_G-I | NYISO_A-F | Internal | Shoulder | B15 | 1203 | 2506 | 1546.02 | 48.22 | 48.23 | 0.01 | 0
2040 | NYISO_G-I_2_NYISO_A-F | NYISO_G-I | NYISO_A-F | Internal | Summer | B1 | 10 | 2506 | 0 | 80.94 | 80.93 | 0.01 | 0
2040 | NYISO_G-I_2_NYISO_A-F | NYISO_G-I | NYISO_A-F | Internal | Summer | B2 | 25 | 2506 | 0 | 78.48 | 78.46 | 0.01 | 0
2040 | NYISO_G-I_2_NYISO_A-F | NYISO_G-I | NYISO_A-F | Internal | Summer | B3 | 75 | 2506 | 0 | 74.49 | 74.48 | 0.01 | 0
2040 | NYISO_G-I_2_NYISO_A-F | NYISO_G-I | NYISO_A-F | Internal | Summer | B4 | 100 | 2506 | 0 | 63.17 | 63.16 | 0.01 | 0
2040 | NYISO_G-I_2_NYISO_A-F | NYISO_G-I | NYISO_A-F | Internal | Summer | B5 | 200 | 2506 | 0 | 62.14 | 62.12 | 0.01 | 0
2040 | NYISO_G-I_2_NYISO_A-F | NYISO_G-I | NYISO_A-F | Internal | Summer | B6 | 300 | 2506 | 0 | 58.08 | 58.07 | 0.01 | 0
2040 | NYISO_G-I_2_NYISO_A-F | NYISO_G-I | NYISO_A-F | Internal | Summer | B7 | 400 | 2506 | 0 | 52.38 | 52.37 | 0.01 | 0
2040 | NYISO_G-I_2_NYISO_A-F | NYISO_G-I | NYISO_A-F | Internal | Summer | B8 | 500 | 2506 | 0 | 47.74 | 47.73 | 0.01 | 0
2040 | NYISO_G-I_2_NYISO_A-F | NYISO_G-I | NYISO_A-F | Internal | Summer | B9 | 800 | 2506 | 299.43 | 44.8 | 44.81 | 0.01 | 0
2040 | NYISO_G-I_2_NYISO_A-F | NYISO_G-I | NYISO_A-F | Internal | Summer | B10 | 1262 | 2506 | 2283.05 | 44.8 | 44.81 | 0.01 | 0
2040 | NYISO_G-I_2_NYISO_A-F | NYISO_G-I | NYISO_A-F | Internal | Winter | B16 | 25 | 2506 | 0 | 61.67 | 61.65 | 0.01 | 0
2040 | NYISO_G-I_2_NYISO_A-F | NYISO_G-I | NYISO_A-F | Internal | Winter | B17 | 100 | 2506 | 0 | 60.13 | 60.12 | 0.01 | 0
2040 | NYISO_G-I_2_NYISO_A-F | NYISO_G-I | NYISO_A-F | Internal | Winter | B18 | 400 | 2506 | 0 | 60.13 | 60.12 | 0.01 | 0
2040 | NYISO_G-I_2_NYISO_A-F | NYISO_G-I | NYISO_A-F | Internal | Winter | B19 | 700 | 2506 | 0 | 58.39 | 58.38 | 0.01 | 0
2040 | NYISO_G-I_2_NYISO_A-F | NYISO_G-I | NYISO_A-F | Internal | Winter | B20 | 935 | 2506 | 0 | 56.17 | 56.16 | 0.01 | 0
2040 | NYISO_G-I_2_NYISO_J-K | NYISO_G-I | NYISO_J-K | Internal | Shoulder | B11 | 25 | 6188 | 4203.87 | 49.08 | 49.1 | 0.01 | 0
2040 | NYISO_G-I_2_NYISO_J-K | NYISO_G-I | NYISO_J-K | Internal | Shoulder | B12 | 200 | 6188 | 4155.42 | 53.8 | 53.81 | 0.01 | 0
2040 | NYISO_G-I_2_NYISO_J-K | NYISO_G-I | NYISO_J-K | Internal | Shoulder | B13 | 600 | 6188 | 4544.47 | 49.08 | 49.1 | 0.01 | 0
2040 | NYISO_G-I_2_NYISO_J-K | NYISO_G-I | NYISO_J-K | Internal | Shoulder | B14 | 900 | 6188 | 4217.55 | 49.03 | 49.04 | 0.01 | 0
2040 | NYISO_G-I_2_NYISO_J-K | NYISO_G-I | NYISO_J-K | Internal | Shoulder | B15 | 1203 | 6188 | 2327.98 | 48.22 | 48.23 | 0.01 | 0
2040 | NYISO_G-I_2_NYISO_J-K | NYISO_G-I | NYISO_J-K | Internal | Summer | B1 | 10 | 6188 | 3733.38 | 80.94 | 80.96 | 0.01 | 0
2040 | NYISO_G-I_2_NYISO_J-K | NYISO_G-I | NYISO_J-K | Internal | Summer | B2 | 25 | 6188 | 3649.38 | 78.48 | 78.49 | 0.01 | 0
2040 | NYISO_G-I_2_NYISO_J-K | NYISO_G-I | NYISO_J-K | Internal | Summer | B3 | 75 | 6188 | 2681.89 | 74.49 | 74.5 | 0.01 | 0
2040 | NYISO_G-I_2_NYISO_J-K | NYISO_G-I | NYISO_J-K | Internal | Summer | B4 | 100 | 6188 | 3745.46 | 63.17 | 63.18 | 0.01 | 0
2040 | NYISO_G-I_2_NYISO_J-K | NYISO_G-I | NYISO_J-K | Internal | Summer | B5 | 200 | 6188 | 4248.91 | 62.14 | 62.15 | 0.01 | 0
2040 | NYISO_G-I_2_NYISO_J-K | NYISO_G-I | NYISO_J-K | Internal | Summer | B6 | 300 | 6188 | 6188 | 58.08 | 59.66 | 0.01 | 1.56
2040 | NYISO_G-I_2_NYISO_J-K | NYISO_G-I | NYISO_J-K | Internal | Summer | B7 | 400 | 6188 | 5811.09 | 52.38 | 52.39 | 0.01 | 0
2040 | NYISO_G-I_2_NYISO_J-K | NYISO_G-I | NYISO_J-K | Internal | Summer | B8 | 500 | 6188 | 5325.22 | 47.74 | 47.75 | 0.01 | 0
2040 | NYISO_G-I_2_NYISO_J-K | NYISO_G-I | NYISO_J-K | Internal | Summer | B9 | 800 | 6188 | 4241.12 | 44.8 | 44.81 | 0.01 | 0
2040 | NYISO_G-I_2_NYISO_J-K | NYISO_G-I | NYISO_J-K | Internal | Summer | B10 | 1262 | 6188 | 2780.54 | 44.8 | 44.81 | 0.01 | 0
2040 | NYISO_G-I_2_NYISO_J-K | NYISO_G-I | NYISO_J-K | Internal | Winter | B16 | 25 | 6188 | 5941.55 | 61.67 | 61.68 | 0.01 | 0
2040 | NYISO_G-I_2_NYISO_J-K | NYISO_G-I | NYISO_J-K | Internal | Winter | B17 | 100 | 6188 | 6188 | 60.13 | 60.15 | 0.01 | 0
2040 | NYISO_G-I_2_NYISO_J-K | NYISO_G-I | NYISO_J-K | Internal | Winter | B18 | 400 | 6188 | 6188 | 60.13 | 60.15 | 0.01 | 0
2040 | NYISO_G-I_2_NYISO_J-K | NYISO_G-I | NYISO_J-K | Internal | Winter | B19 | 700 | 6188 | 6188 | 58.39 | 60.15 | 0.01 | 1.74
2040 | NYISO_G-I_2_NYISO_J-K | NYISO_G-I | NYISO_J-K | Internal | Winter | B20 | 935 | 6188 | 5148.88 | 56.17 | 56.18 | 0.01 | 0
2040 | NYISO_G-I_2_PJM_E | NYISO_G-I | PJM_E | Internal | Shoulder | B11 | 25 | 1500 | 0 | 49.08 | 53.02 | 8 | 0
2040 | NYISO_G-I_2_PJM_E | NYISO_G-I | PJM_E | Internal | Shoulder | B12 | 200 | 1500 | 0 | 53.8 | 56.88 | 8 | 0
2040 | NYISO_G-I_2_PJM_E | NYISO_G-I | PJM_E | Internal | Shoulder | B13 | 600 | 1500 | 0 | 49.08 | 53.02 | 8 | 0
2040 | NYISO_G-I_2_PJM_E | NYISO_G-I | PJM_E | Internal | Shoulder | B14 | 900 | 1500 | 0 | 49.03 | 52.41 | 8 | 0
2040 | NYISO_G-I_2_PJM_E | NYISO_G-I | PJM_E | Internal | Shoulder | B15 | 1203 | 1500 | 0 | 48.22 | 46.79 | 8 | 0
2040 | NYISO_G-I_2_PJM_E | NYISO_G-I | PJM_E | Internal | Summer | B1 | 10 | 1500 | 273.58 | 80.94 | 88.94 | 8 | 0
2040 | NYISO_G-I_2_PJM_E | NYISO_G-I | PJM_E | Internal | Summer | B2 | 25 | 1500 | 848.5 | 78.48 | 86.48 | 8 | 0
2040 | NYISO_G-I_2_PJM_E | NYISO_G-I | PJM_E | Internal | Summer | B3 | 75 | 1500 | 1500 | 74.49 | 86.48 | 8 | 3.99
2040 | NYISO_G-I_2_PJM_E | NYISO_G-I | PJM_E | Internal | Summer | B4 | 100 | 1500 | 1500 | 63.17 | 74.66 | 8 | 3.49
2040 | NYISO_G-I_2_PJM_E | NYISO_G-I | PJM_E | Internal | Summer | B5 | 200 | 1500 | 1500 | 62.14 | 70.94 | 8 | 0.8
2040 | NYISO_G-I_2_PJM_E | NYISO_G-I | PJM_E | Internal | Summer | B6 | 300 | 1500 | 224.55 | 58.08 | 66.08 | 8 | 0
2040 | NYISO_G-I_2_PJM_E | NYISO_G-I | PJM_E | Internal | Summer | B7 | 400 | 1500 | 0 | 52.38 | 54.38 | 8 | 0
2040 | NYISO_G-I_2_PJM_E | NYISO_G-I | PJM_E | Internal | Summer | B8 | 500 | 1500 | 0 | 47.74 | 51.72 | 8 | 0
2040 | NYISO_G-I_2_PJM_E | NYISO_G-I | PJM_E | Internal | Summer | B9 | 800 | 1500 | 0 | 44.8 | 47.36 | 8 | 0
2040 | NYISO_G-I_2_PJM_E | NYISO_G-I | PJM_E | Internal | Summer | B10 | 1262 | 1500 | 0 | 44.8 | 42.36 | 8 | 0
2040 | NYISO_G-I_2_PJM_E | NYISO_G-I | PJM_E | Internal | Winter | B16 | 25 | 1500 | 0 | 61.67 | 62.46 | 8 | 0
2040 | NYISO_G-I_2_PJM_E | NYISO_G-I | PJM_E | Internal | Winter | B17 | 100 | 1500 | 0 | 60.13 | 60.09 | 8 | 0
2040 | NYISO_G-I_2_PJM_E | NYISO_G-I | PJM_E | Internal | Winter | B18 | 400 | 1500 | 0 | 60.13 | 58.48 | 8 | 0
2040 | NYISO_G-I_2_PJM_E | NYISO_G-I | PJM_E | Internal | Winter | B19 | 700 | 1500 | 0 | 58.39 | 54.64 | 8 | 0
2040 | NYISO_G-I_2_PJM_E | NYISO_G-I | PJM_E | Internal | Winter | B20 | 935 | 1500 | 0 | 56.17 | 50.17 | 8 | 0
2040 | NYISO_J-K_2_NEISO | NYISO_J-K | NEISO | Internal | Shoulder | B11 | 25 | 70 | 0 | 49.1 | 45.22 | 3 | 0
2040 | NYISO_J-K_2_NEISO | NYISO_J-K | NEISO | Internal | Shoulder | B12 | 200 | 70 | 0 | 53.81 | 45.22 | 3 | 0
2040 | NYISO_J-K_2_NEISO | NYISO_J-K | NEISO | Internal | Shoulder | B13 | 600 | 70 | 0 | 49.1 | 45.22 | 3 | 0
2040 | NYISO_J-K_2_NEISO | NYISO_J-K | NEISO | Internal | Shoulder | B14 | 900 | 70 | 0 | 49.04 | 45.22 | 3 | 0
2040 | NYISO_J-K_2_NEISO | NYISO_J-K | NEISO | Internal | Shoulder | B15 | 1203 | 70 | 0 | 48.23 | 45.22 | 3 | 0
2040 | NYISO_J-K_2_NEISO | NYISO_J-K | NEISO | Internal | Summer | B1 | 10 | 70 | 0 | 80.96 | 77.94 | 3 | 0
2040 | NYISO_J-K_2_NEISO | NYISO_J-K | NEISO | Internal | Summer | B2 | 25 | 70 | 0 | 78.49 | 75.46 | 3 | 0
2040 | NYISO_J-K_2_NEISO | NYISO_J-K | NEISO | Internal | Summer | B3 | 75 | 70 | 0 | 74.5 | 64.06 | 3 | 0
2040 | NYISO_J-K_2_NEISO | NYISO_J-K | NEISO | Internal | Summer | B4 | 100 | 70 | 0 | 63.18 | 57.5 | 3 | 0
2040 | NYISO_J-K_2_NEISO | NYISO_J-K | NEISO | Internal | Summer | B5 | 200 | 70 | 0 | 62.15 | 45.86 | 3 | 0
2040 | NYISO_J-K_2_NEISO | NYISO_J-K | NEISO | Internal | Summer | B6 | 300 | 70 | 0 | 59.66 | 41.35 | 3 | 0
2040 | NYISO_J-K_2_NEISO | NYISO_J-K | NEISO | Internal | Summer | B7 | 400 | 70 | 0 | 52.39 | 41.35 | 3 | 0
2040 | NYISO_J-K_2_NEISO | NYISO_J-K | NEISO | Internal | Summer | B8 | 500 | 70 | 0 | 47.75 | 41.35 | 3 | 0
2040 | NYISO_J-K_2_NEISO | NYISO_J-K | NEISO | Internal | Summer | B9 | 800 | 70 | 0 | 44.81 | 41.35 | 3 | 0
2040 | NYISO_J-K_2_NEISO | NYISO_J-K | NEISO | Internal | Summer | B10 | 1262 | 70 | 0 | 44.81 | 41.35 | 3 | 0
2040 | NYISO_J-K_2_NEISO | NYISO_J-K | NEISO | Internal | Winter | B16 | 25 | 70 | 0 | 61.68 | 57.12 | 3 | 0
2040 | NYISO_J-K_2_NEISO | NYISO_J-K | NEISO | Internal | Winter | B17 | 100 | 70 | 0 | 60.15 | 57.12 | 3 | 0
2040 | NYISO_J-K_2_NEISO | NYISO_J-K | NEISO | Internal | Winter | B18 | 400 | 70 | 0 | 60.15 | 57.12 | 3 | 0
2040 | NYISO_J-K_2_NEISO | NYISO_J-K | NEISO | Internal | Winter | B19 | 700 | 70 | 0 | 60.15 | 57.12 | 3 | 0
2040 | NYISO_J-K_2_NEISO | NYISO_J-K | NEISO | Internal | Winter | B20 | 935 | 70 | 0 | 56.18 | 57.12 | 3 | 0
2040 | NYISO_J-K_2_NYISO_G-I | NYISO_J-K | NYISO_G-I | Internal | Shoulder | B11 | 25 | 2057 | 0 | 49.1 | 49.08 | 0.01 | 0
2040 | NYISO_J-K_2_NYISO_G-I | NYISO_J-K | NYISO_G-I | Internal | Shoulder | B12 | 200 | 2057 | 0 | 53.81 | 53.8 | 0.01 | 0
2040 | NYISO_J-K_2_NYISO_G-I | NYISO_J-K | NYISO_G-I | Internal | Shoulder | B13 | 600 | 2057 | 0 | 49.1 | 49.08 | 0.01 | 0
2040 | NYISO_J-K_2_NYISO_G-I | NYISO_J-K | NYISO_G-I | Internal | Shoulder | B14 | 900 | 2057 | 0 | 49.04 | 49.03 | 0.01 | 0
2040 | NYISO_J-K_2_NYISO_G-I | NYISO_J-K | NYISO_G-I | Internal | Shoulder | B15 | 1203 | 2057 | 0 | 48.23 | 48.22 | 0.01 | 0
2040 | NYISO_J-K_2_NYISO_G-I | NYISO_J-K | NYISO_G-I | Internal | Summer | B1 | 10 | 2057 | 0 | 80.96 | 80.94 | 0.01 | 0
2040 | NYISO_J-K_2_NYISO_G-I | NYISO_J-K | NYISO_G-I | Internal | Summer | B2 | 25 | 2057 | 0 | 78.49 | 78.48 | 0.01 | 0
2040 | NYISO_J-K_2_NYISO_G-I | NYISO_J-K | NYISO_G-I | Internal | Summer | B3 | 75 | 2057 | 0 | 74.5 | 74.49 | 0.01 | 0
2040 | NYISO_J-K_2_NYISO_G-I | NYISO_J-K | NYISO_G-I | Internal | Summer | B4 | 100 | 2057 | 0 | 63.18 | 63.17 | 0.01 | 0
2040 | NYISO_J-K_2_NYISO_G-I | NYISO_J-K | NYISO_G-I | Internal | Summer | B5 | 200 | 2057 | 0 | 62.15 | 62.14 | 0.01 | 0
2040 | NYISO_J-K_2_NYISO_G-I | NYISO_J-K | NYISO_G-I | Internal | Summer | B6 | 300 | 2057 | 0 | 59.66 | 58.08 | 0.01 | 0
2040 | NYISO_J-K_2_NYISO_G-I | NYISO_J-K | NYISO_G-I | Internal | Summer | B7 | 400 | 2057 | 0 | 52.39 | 52.38 | 0.01 | 0
2040 | NYISO_J-K_2_NYISO_G-I | NYISO_J-K | NYISO_G-I | Internal | Summer | B8 | 500 | 2057 | 0 | 47.75 | 47.74 | 0.01 | 0
2040 | NYISO_J-K_2_NYISO_G-I | NYISO_J-K | NYISO_G-I | Internal | Summer | B9 | 800 | 2057 | 0 | 44.81 | 44.8 | 0.01 | 0
2040 | NYISO_J-K_2_NYISO_G-I | NYISO_J-K | NYISO_G-I | Internal | Summer | B10 | 1262 | 2057 | 0 | 44.81 | 44.8 | 0.01 | 0
2040 | NYISO_J-K_2_NYISO_G-I | NYISO_J-K | NYISO_G-I | Internal | Winter | B16 | 25 | 2057 | 0 | 61.68 | 61.67 | 0.01 | 0
2040 | NYISO_J-K_2_NYISO_G-I | NYISO_J-K | NYISO_G-I | Internal | Winter | B17 | 100 | 2057 | 0 | 60.15 | 60.13 | 0.01 | 0
2040 | NYISO_J-K_2_NYISO_G-I | NYISO_J-K | NYISO_G-I | Internal | Winter | B18 | 400 | 2057 | 0 | 60.15 | 60.13 | 0.01 | 0
2040 | NYISO_J-K_2_NYISO_G-I | NYISO_J-K | NYISO_G-I | Internal | Winter | B19 | 700 | 2057 | 0 | 60.15 | 58.39 | 0.01 | 0
2040 | NYISO_J-K_2_NYISO_G-I | NYISO_J-K | NYISO_G-I | Internal | Winter | B20 | 935 | 2057 | 0 | 56.18 | 56.17 | 0.01 | 0
2040 | NYISO_J-K_2_PJM_E | NYISO_J-K | PJM_E | Internal | Shoulder | B11 | 25 | 330 | 0 | 49.1 | 53.02 | 8 | 0
2040 | NYISO_J-K_2_PJM_E | NYISO_J-K | PJM_E | Internal | Shoulder | B12 | 200 | 330 | 0 | 53.81 | 56.88 | 8 | 0
2040 | NYISO_J-K_2_PJM_E | NYISO_J-K | PJM_E | Internal | Shoulder | B13 | 600 | 330 | 0 | 49.1 | 53.02 | 8 | 0
2040 | NYISO_J-K_2_PJM_E | NYISO_J-K | PJM_E | Internal | Shoulder | B14 | 900 | 330 | 0 | 49.04 | 52.41 | 8 | 0
2040 | NYISO_J-K_2_PJM_E | NYISO_J-K | PJM_E | Internal | Shoulder | B15 | 1203 | 330 | 0 | 48.23 | 46.79 | 8 | 0
2040 | NYISO_J-K_2_PJM_E | NYISO_J-K | PJM_E | Internal | Summer | B1 | 10 | 330 | 0 | 80.96 | 88.94 | 8 | 0
2040 | NYISO_J-K_2_PJM_E | NYISO_J-K | PJM_E | Internal | Summer | B2 | 25 | 330 | 0 | 78.49 | 86.48 | 8 | 0
2040 | NYISO_J-K_2_PJM_E | NYISO_J-K | PJM_E | Internal | Summer | B3 | 75 | 330 | 330 | 74.5 | 86.48 | 8 | 3.98
2040 | NYISO_J-K_2_PJM_E | NYISO_J-K | PJM_E | Internal | Summer | B4 | 100 | 330 | 330 | 63.18 | 74.66 | 8 | 3.47
2040 | NYISO_J-K_2_PJM_E | NYISO_J-K | PJM_E | Internal | Summer | B5 | 200 | 330 | 330 | 62.15 | 70.94 | 8 | 0.79
2040 | NYISO_J-K_2_PJM_E | NYISO_J-K | PJM_E | Internal | Summer | B6 | 300 | 330 | 0 | 59.66 | 66.08 | 8 | 0
2040 | NYISO_J-K_2_PJM_E | NYISO_J-K | PJM_E | Internal | Summer | B7 | 400 | 330 | 0 | 52.39 | 54.38 | 8 | 0
2040 | NYISO_J-K_2_PJM_E | NYISO_J-K | PJM_E | Internal | Summer | B8 | 500 | 330 | 0 | 47.75 | 51.72 | 8 | 0
2040 | NYISO_J-K_2_PJM_E | NYISO_J-K | PJM_E | Internal | Summer | B9 | 800 | 330 | 0 | 44.81 | 47.36 | 8 | 0
2040 | NYISO_J-K_2_PJM_E | NYISO_J-K | PJM_E | Internal | Summer | B10 | 1262 | 330 | 0 | 44.81 | 42.36 | 8 | 0
2040 | NYISO_J-K_2_PJM_E | NYISO_J-K | PJM_E | Internal | Winter | B16 | 25 | 330 | 0 | 61.68 | 62.46 | 8 | 0
2040 | NYISO_J-K_2_PJM_E | NYISO_J-K | PJM_E | Internal | Winter | B17 | 100 | 330 | 0 | 60.15 | 60.09 | 8 | 0
2040 | NYISO_J-K_2_PJM_E | NYISO_J-K | PJM_E | Internal | Winter | B18 | 400 | 330 | 0 | 60.15 | 58.48 | 8 | 0
2040 | NYISO_J-K_2_PJM_E | NYISO_J-K | PJM_E | Internal | Winter | B19 | 700 | 330 | 0 | 60.15 | 54.64 | 8 | 0
2040 | NYISO_J-K_2_PJM_E | NYISO_J-K | PJM_E | Internal | Winter | B20 | 935 | 330 | 0 | 56.18 | 50.17 | 8 | 0
2040 | PJM_E_2_NYISO_G-I | PJM_E | NYISO_G-I | Internal | Shoulder | B11 | 25 | 500 | 0 | 53.02 | 49.08 | 6 | 0
2040 | PJM_E_2_NYISO_G-I | PJM_E | NYISO_G-I | Internal | Shoulder | B12 | 200 | 500 | 0 | 56.88 | 53.8 | 6 | 0
2040 | PJM_E_2_NYISO_G-I | PJM_E | NYISO_G-I | Internal | Shoulder | B13 | 600 | 500 | 0 | 53.02 | 49.08 | 6 | 0
2040 | PJM_E_2_NYISO_G-I | PJM_E | NYISO_G-I | Internal | Shoulder | B14 | 900 | 500 | 0 | 52.41 | 49.03 | 6 | 0
2040 | PJM_E_2_NYISO_G-I | PJM_E | NYISO_G-I | Internal | Shoulder | B15 | 1203 | 500 | 0 | 46.79 | 48.22 | 6 | 0
2040 | PJM_E_2_NYISO_G-I | PJM_E | NYISO_G-I | Internal | Summer | B1 | 10 | 500 | 0 | 88.94 | 80.94 | 6 | 0
2040 | PJM_E_2_NYISO_G-I | PJM_E | NYISO_G-I | Internal | Summer | B2 | 25 | 500 | 0 | 86.48 | 78.48 | 6 | 0
2040 | PJM_E_2_NYISO_G-I | PJM_E | NYISO_G-I | Internal | Summer | B3 | 75 | 500 | 0 | 86.48 | 74.49 | 6 | 0
2040 | PJM_E_2_NYISO_G-I | PJM_E | NYISO_G-I | Internal | Summer | B4 | 100 | 500 | 0 | 74.66 | 63.17 | 6 | 0
2040 | PJM_E_2_NYISO_G-I | PJM_E | NYISO_G-I | Internal | Summer | B5 | 200 | 500 | 0 | 70.94 | 62.14 | 6 | 0
2040 | PJM_E_2_NYISO_G-I | PJM_E | NYISO_G-I | Internal | Summer | B6 | 300 | 500 | 0 | 66.08 | 58.08 | 6 | 0
2040 | PJM_E_2_NYISO_G-I | PJM_E | NYISO_G-I | Internal | Summer | B7 | 400 | 500 | 0 | 54.38 | 52.38 | 6 | 0
2040 | PJM_E_2_NYISO_G-I | PJM_E | NYISO_G-I | Internal | Summer | B8 | 500 | 500 | 0 | 51.72 | 47.74 | 6 | 0
2040 | PJM_E_2_NYISO_G-I | PJM_E | NYISO_G-I | Internal | Summer | B9 | 800 | 500 | 0 | 47.36 | 44.8 | 6 | 0
2040 | PJM_E_2_NYISO_G-I | PJM_E | NYISO_G-I | Internal | Summer | B10 | 1262 | 500 | 0 | 42.36 | 44.8 | 6 | 0
2040 | PJM_E_2_NYISO_G-I | PJM_E | NYISO_G-I | Internal | Winter | B16 | 25 | 500 | 0 | 62.46 | 61.67 | 6 | 0
2040 | PJM_E_2_NYISO_G-I | PJM_E | NYISO_G-I | Internal | Winter | B17 | 100 | 500 | 0 | 60.09 | 60.13 | 6 | 0
2040 | PJM_E_2_NYISO_G-I | PJM_E | NYISO_G-I | Internal | Winter | B18 | 400 | 500 | 0 | 58.48 | 60.13 | 6 | 0
2040 | PJM_E_2_NYISO_G-I | PJM_E | NYISO_G-I | Internal | Winter | B19 | 700 | 500 | 0 | 54.64 | 58.39 | 6 | 0
2040 | PJM_E_2_NYISO_G-I | PJM_E | NYISO_G-I | Internal | Winter | B20 | 935 | 500 | 351.94 | 50.17 | 56.17 | 6 | 0
2040 | PJM_E_2_NYISO_J-K | PJM_E | NYISO_J-K | Internal | Shoulder | B11 | 25 | 330 | 0 | 53.02 | 49.1 | 6 | 0
2040 | PJM_E_2_NYISO_J-K | PJM_E | NYISO_J-K | Internal | Shoulder | B12 | 200 | 330 | 0 | 56.88 | 53.81 | 6 | 0
2040 | PJM_E_2_NYISO_J-K | PJM_E | NYISO_J-K | Internal | Shoulder | B13 | 600 | 330 | 0 | 53.02 | 49.1 | 6 | 0
2040 | PJM_E_2_NYISO_J-K | PJM_E | NYISO_J-K | Internal | Shoulder | B14 | 900 | 330 | 0 | 52.41 | 49.04 | 6 | 0
2040 | PJM_E_2_NYISO_J-K | PJM_E | NYISO_J-K | Internal | Shoulder | B15 | 1203 | 330 | 0 | 46.79 | 48.23 | 6 | 0
2040 | PJM_E_2_NYISO_J-K | PJM_E | NYISO_J-K | Internal | Summer | B1 | 10 | 330 | 0 | 88.94 | 80.96 | 6 | 0
2040 | PJM_E_2_NYISO_J-K | PJM_E | NYISO_J-K | Internal | Summer | B2 | 25 | 330 | 0 | 86.48 | 78.49 | 6 | 0
2040 | PJM_E_2_NYISO_J-K | PJM_E | NYISO_J-K | Internal | Summer | B3 | 75 | 330 | 0 | 86.48 | 74.5 | 6 | 0
2040 | PJM_E_2_NYISO_J-K | PJM_E | NYISO_J-K | Internal | Summer | B4 | 100 | 330 | 0 | 74.66 | 63.18 | 6 | 0
2040 | PJM_E_2_NYISO_J-K | PJM_E | NYISO_J-K | Internal | Summer | B5 | 200 | 330 | 0 | 70.94 | 62.15 | 6 | 0
2040 | PJM_E_2_NYISO_J-K | PJM_E | NYISO_J-K | Internal | Summer | B6 | 300 | 330 | 0 | 66.08 | 59.66 | 6 | 0
2040 | PJM_E_2_NYISO_J-K | PJM_E | NYISO_J-K | Internal | Summer | B7 | 400 | 330 | 0 | 54.38 | 52.39 | 6 | 0
2040 | PJM_E_2_NYISO_J-K | PJM_E | NYISO_J-K | Internal | Summer | B8 | 500 | 330 | 0 | 51.72 | 47.75 | 6 | 0
2040 | PJM_E_2_NYISO_J-K | PJM_E | NYISO_J-K | Internal | Summer | B9 | 800 | 330 | 0 | 47.36 | 44.81 | 6 | 0
2040 | PJM_E_2_NYISO_J-K | PJM_E | NYISO_J-K | Internal | Summer | B10 | 1262 | 330 | 0 | 42.36 | 44.81 | 6 | 0
2040 | PJM_E_2_NYISO_J-K | PJM_E | NYISO_J-K | Internal | Winter | B16 | 25 | 330 | 0 | 62.46 | 61.68 | 6 | 0
2040 | PJM_E_2_NYISO_J-K | PJM_E | NYISO_J-K | Internal | Winter | B17 | 100 | 330 | 0 | 60.09 | 60.15 | 6 | 0
2040 | PJM_E_2_NYISO_J-K | PJM_E | NYISO_J-K | Internal | Winter | B18 | 400 | 330 | 0 | 58.48 | 60.15 | 6 | 0
2040 | PJM_E_2_NYISO_J-K | PJM_E | NYISO_J-K | Internal | Winter | B19 | 700 | 330 | 0 | 54.64 | 60.15 | 6 | 0
2040 | PJM_E_2_NYISO_J-K | PJM_E | NYISO_J-K | Internal | Winter | B20 | 935 | 330 | 330 | 50.17 | 56.18 | 6 | 0.01
2040 | PJM_E_2_PJM_ROM | PJM_E | PJM_ROM | Internal | Shoulder | B11 | 25 | 8000 | 3346.69 | 53.02 | 53.03 | 0.01 | 0
2040 | PJM_E_2_PJM_ROM | PJM_E | PJM_ROM | Internal | Shoulder | B12 | 200 | 8000 | 1687.04 | 56.88 | 56.89 | 0.01 | 0
2040 | PJM_E_2_PJM_ROM | PJM_E | PJM_ROM | Internal | Shoulder | B13 | 600 | 8000 | 2916.74 | 53.02 | 53.03 | 0.01 | 0
2040 | PJM_E_2_PJM_ROM | PJM_E | PJM_ROM | Internal | Shoulder | B14 | 900 | 8000 | 2237.58 | 52.41 | 52.42 | 0.01 | 0
2040 | PJM_E_2_PJM_ROM | PJM_E | PJM_ROM | Internal | Shoulder | B15 | 1203 | 8000 | 0 | 46.79 | 46.78 | 0.01 | 0
2040 | PJM_E_2_PJM_ROM | PJM_E | PJM_ROM | Internal | Summer | B1 | 10 | 8000 | 0 | 88.94 | 88.93 | 0.01 | 0
2040 | PJM_E_2_PJM_ROM | PJM_E | PJM_ROM | Internal | Summer | B2 | 25 | 8000 | 0 | 86.48 | 86.46 | 0.01 | 0
2040 | PJM_E_2_PJM_ROM | PJM_E | PJM_ROM | Internal | Summer | B3 | 75 | 8000 | 0 | 86.48 | 86.46 | 0.01 | 0
2040 | PJM_E_2_PJM_ROM | PJM_E | PJM_ROM | Internal | Summer | B4 | 100 | 8000 | 0 | 74.66 | 74.65 | 0.01 | 0
2040 | PJM_E_2_PJM_ROM | PJM_E | PJM_ROM | Internal | Summer | B5 | 200 | 8000 | 0 | 70.94 | 70.93 | 0.01 | 0
2040 | PJM_E_2_PJM_ROM | PJM_E | PJM_ROM | Internal | Summer | B6 | 300 | 8000 | 0 | 66.08 | 66.07 | 0.01 | 0
2040 | PJM_E_2_PJM_ROM | PJM_E | PJM_ROM | Internal | Summer | B7 | 400 | 8000 | 0 | 54.38 | 54.37 | 0.01 | 0
2040 | PJM_E_2_PJM_ROM | PJM_E | PJM_ROM | Internal | Summer | B8 | 500 | 8000 | 931.55 | 51.72 | 51.73 | 0.01 | 0
2040 | PJM_E_2_PJM_ROM | PJM_E | PJM_ROM | Internal | Summer | B9 | 800 | 8000 | 0 | 47.36 | 47.35 | 0.01 | 0
2040 | PJM_E_2_PJM_ROM | PJM_E | PJM_ROM | Internal | Summer | B10 | 1262 | 8000 | 0 | 42.36 | 42.35 | 0.01 | 0
2040 | PJM_E_2_PJM_ROM | PJM_E | PJM_ROM | Internal | Winter | B16 | 25 | 8000 | 0 | 62.46 | 62.45 | 0.01 | 0
2040 | PJM_E_2_PJM_ROM | PJM_E | PJM_ROM | Internal | Winter | B17 | 100 | 8000 | 0 | 60.09 | 60.08 | 0.01 | 0
2040 | PJM_E_2_PJM_ROM | PJM_E | PJM_ROM | Internal | Winter | B18 | 400 | 8000 | 0 | 58.48 | 58.46 | 0.01 | 0
2040 | PJM_E_2_PJM_ROM | PJM_E | PJM_ROM | Internal | Winter | B19 | 700 | 8000 | 0 | 54.64 | 54.62 | 0.01 | 0
2040 | PJM_E_2_PJM_ROM | PJM_E | PJM_ROM | Internal | Winter | B20 | 935 | 8000 | 0 | 50.17 | 50.16 | 0.01 | 0
2040 | PJM_ROR_2_MISO_IN | PJM_ROR | MISO_IN | Internal | Shoulder | B11 | 25 | 909 | 909 | 68.39 | 75.38 | 2 | 4.99
2040 | PJM_ROR_2_MISO_IN | PJM_ROR | MISO_IN | Internal | Shoulder | B12 | 200 | 909 | 785.15 | 56.9 | 58.9 | 2 | 0
2040 | PJM_ROR_2_MISO_IN | PJM_ROR | MISO_IN | Internal | Shoulder | B13 | 600 | 909 | 909 | 55.2 | 57.21 | 2 | 0.01
2040 | PJM_ROR_2_MISO_IN | PJM_ROR | MISO_IN | Internal | Shoulder | B14 | 900 | 909 | 0 | 52.43 | 54.05 | 2 | 0
2040 | PJM_ROR_2_MISO_IN | PJM_ROR | MISO_IN | Internal | Shoulder | B15 | 1203 | 909 | 909 | 46.79 | 49.46 | 2 | 0.67
2040 | PJM_ROR_2_MISO_IN | PJM_ROR | MISO_IN | Internal | Summer | B1 | 10 | 909 | 909 | 88.94 | 91.57 | 2 | 0.63
2040 | PJM_ROR_2_MISO_IN | PJM_ROR | MISO_IN | Internal | Summer | B2 | 25 | 909 | 909 | 86.48 | 90.66 | 2 | 2.18
2040 | PJM_ROR_2_MISO_IN | PJM_ROR | MISO_IN | Internal | Summer | B3 | 75 | 909 | 265.41 | 86.48 | 88.48 | 2 | 0
2040 | PJM_ROR_2_MISO_IN | PJM_ROR | MISO_IN | Internal | Summer | B4 | 100 | 909 | 0 | 86.3 | 88.19 | 2 | 0
2040 | PJM_ROR_2_MISO_IN | PJM_ROR | MISO_IN | Internal | Summer | B5 | 200 | 909 | 0 | 84.04 | 86.02 | 2 | 0
2040 | PJM_ROR_2_MISO_IN | PJM_ROR | MISO_IN | Internal | Summer | B6 | 300 | 909 | 0 | 66.08 | 68.07 | 2 | 0
2040 | PJM_ROR_2_MISO_IN | PJM_ROR | MISO_IN | Internal | Summer | B7 | 400 | 909 | 0 | 54.38 | 55.98 | 2 | 0
2040 | PJM_ROR_2_MISO_IN | PJM_ROR | MISO_IN | Internal | Summer | B8 | 500 | 909 | 0 | 51.74 | 50.68 | 2 | 0
2040 | PJM_ROR_2_MISO_IN | PJM_ROR | MISO_IN | Internal | Summer | B9 | 800 | 909 | 0 | 47.36 | 47.79 | 2 | 0
2040 | PJM_ROR_2_MISO_IN | PJM_ROR | MISO_IN | Internal | Summer | B10 | 1262 | 909 | 228.97 | 42.36 | 44.36 | 2 | 0
2040 | PJM_ROR_2_MISO_IN | PJM_ROR | MISO_IN | Internal | Winter | B16 | 25 | 909 | 909 | 62.46 | 65.1 | 2 | 0.64
2040 | PJM_ROR_2_MISO_IN | PJM_ROR | MISO_IN | Internal | Winter | B17 | 100 | 909 | 0 | 60.09 | 62.08 | 2 | 0
2040 | PJM_ROR_2_MISO_IN | PJM_ROR | MISO_IN | Internal | Winter | B18 | 400 | 909 | 0 | 58.48 | 60.46 | 2 | 0
2040 | PJM_ROR_2_MISO_IN | PJM_ROR | MISO_IN | Internal | Winter | B19 | 700 | 909 | 214.13 | 54.61 | 56.61 | 2 | 0
2040 | PJM_ROR_2_MISO_IN | PJM_ROR | MISO_IN | Internal | Winter | B20 | 935 | 909 | 0 | 45.07 | 47.04 | 2 | 0
2040 | PJM_ROR_2_MISO_MI | PJM_ROR | MISO_MI | Internal | Shoulder | B11 | 25 | 1305 | 1305 | 68.39 | 75.37 | 2 | 4.98
2040 | PJM_ROR_2_MISO_MI | PJM_ROR | MISO_MI | Internal | Shoulder | B12 | 200 | 1305 | 1305 | 56.9 | 58.91 | 2 | 0.01
2040 | PJM_ROR_2_MISO_MI | PJM_ROR | MISO_MI | Internal | Shoulder | B13 | 600 | 1305 | 1305 | 55.2 | 57.22 | 2 | 0.02
2040 | PJM_ROR_2_MISO_MI | PJM_ROR | MISO_MI | Internal | Shoulder | B14 | 900 | 1305 | 0 | 52.43 | 54.06 | 2 | 0
2040 | PJM_ROR_2_MISO_MI | PJM_ROR | MISO_MI | Internal | Shoulder | B15 | 1203 | 1305 | 1305 | 46.79 | 49.48 | 2 | 0.69
2040 | PJM_ROR_2_MISO_MI | PJM_ROR | MISO_MI | Internal | Summer | B1 | 10 | 1305 | 1305 | 88.94 | 91.58 | 2 | 0.64
2040 | PJM_ROR_2_MISO_MI | PJM_ROR | MISO_MI | Internal | Summer | B2 | 25 | 1305 | 1305 | 86.48 | 90.67 | 2 | 2.19
2040 | PJM_ROR_2_MISO_MI | PJM_ROR | MISO_MI | Internal | Summer | B3 | 75 | 1305 | 601.67 | 86.48 | 88.48 | 2 | 0
2040 | PJM_ROR_2_MISO_MI | PJM_ROR | MISO_MI | Internal | Summer | B4 | 100 | 1305 | 0 | 86.3 | 88.18 | 2 | 0
2040 | PJM_ROR_2_MISO_MI | PJM_ROR | MISO_MI | Internal | Summer | B5 | 200 | 1305 | 0 | 84.04 | 85.58 | 2 | 0
2040 | PJM_ROR_2_MISO_MI | PJM_ROR | MISO_MI | Internal | Summer | B6 | 300 | 1305 | 208.78 | 66.08 | 68.08 | 2 | 0
2040 | PJM_ROR_2_MISO_MI | PJM_ROR | MISO_MI | Internal | Summer | B7 | 400 | 1305 | 0 | 54.38 | 55.99 | 2 | 0
2040 | PJM_ROR_2_MISO_MI | PJM_ROR | MISO_MI | Internal | Summer | B8 | 500 | 1305 | 0 | 51.74 | 52.58 | 2 | 0
2040 | PJM_ROR_2_MISO_MI | PJM_ROR | MISO_MI | Internal | Summer | B9 | 800 | 1305 | 0 | 47.36 | 47.8 | 2 | 0
2040 | PJM_ROR_2_MISO_MI | PJM_ROR | MISO_MI | Internal | Summer | B10 | 1262 | 1305 | 1305 | 42.36 | 44.37 | 2 | 0.01
2040 | PJM_ROR_2_MISO_MI | PJM_ROR | MISO_MI | Internal | Winter | B16 | 25 | 1305 | 1305 | 62.46 | 65.11 | 2 | 0.65
2040 | PJM_ROR_2_MISO_MI | PJM_ROR | MISO_MI | Internal | Winter | B17 | 100 | 1305 | 419.07 | 60.09 | 62.09 | 2 | 0
2040 | PJM_ROR_2_MISO_MI | PJM_ROR | MISO_MI | Internal | Winter | B18 | 400 | 1305 | 1078.75 | 58.48 | 60.48 | 2 | 0
2040 | PJM_ROR_2_MISO_MI | PJM_ROR | MISO_MI | Internal | Winter | B19 | 700 | 1305 | 1305 | 54.61 | 56.62 | 2 | 0.01
2040 | PJM_ROR_2_MISO_MI | PJM_ROR | MISO_MI | Internal | Winter | B20 | 935 | 1305 | 0 | 45.07 | 47.05 | 2 | 0
2040 | PJM_ROR_2_MISO_MO-IL | PJM_ROR | MISO_MO-IL | Internal | Shoulder | B11 | 25 | 1111 | 1111 | 68.39 | 75.39 | 2 | 5
2040 | PJM_ROR_2_MISO_MO-IL | PJM_ROR | MISO_MO-IL | Internal | Shoulder | B12 | 200 | 1111 | 0 | 56.9 | 58.89 | 2 | 0
2040 | PJM_ROR_2_MISO_MO-IL | PJM_ROR | MISO_MO-IL | Internal | Shoulder | B13 | 600 | 1111 | 253.25 | 55.2 | 57.2 | 2 | 0
2040 | PJM_ROR_2_MISO_MO-IL | PJM_ROR | MISO_MO-IL | Internal | Shoulder | B14 | 900 | 1111 | 0 | 52.43 | 54.04 | 2 | 0
2040 | PJM_ROR_2_MISO_MO-IL | PJM_ROR | MISO_MO-IL | Internal | Shoulder | B15 | 1203 | 1111 | 0 | 46.79 | 47.56 | 2 | 0
2040 | PJM_ROR_2_MISO_MO-IL | PJM_ROR | MISO_MO-IL | Internal | Summer | B1 | 10 | 1111 | 1111 | 88.94 | 91.58 | 2 | 0.64
2040 | PJM_ROR_2_MISO_MO-IL | PJM_ROR | MISO_MO-IL | Internal | Summer | B2 | 25 | 1111 | 1111 | 86.48 | 90.67 | 2 | 2.19
2040 | PJM_ROR_2_MISO_MO-IL | PJM_ROR | MISO_MO-IL | Internal | Summer | B3 | 75 | 1111 | 1111 | 86.48 | 88.49 | 2 | 0.01
2040 | PJM_ROR_2_MISO_MO-IL | PJM_ROR | MISO_MO-IL | Internal | Summer | B4 | 100 | 1111 | 0 | 86.3 | 88.2 | 2 | 0
2040 | PJM_ROR_2_MISO_MO-IL | PJM_ROR | MISO_MO-IL | Internal | Summer | B5 | 200 | 1111 | 388.77 | 84.04 | 86.04 | 2 | 0
2040 | PJM_ROR_2_MISO_MO-IL | PJM_ROR | MISO_MO-IL | Internal | Summer | B6 | 300 | 1111 | 973.48 | 66.08 | 68.08 | 2 | 0
2040 | PJM_ROR_2_MISO_MO-IL | PJM_ROR | MISO_MO-IL | Internal | Summer | B7 | 400 | 1111 | 0 | 54.38 | 55.97 | 2 | 0
2040 | PJM_ROR_2_MISO_MO-IL | PJM_ROR | MISO_MO-IL | Internal | Summer | B8 | 500 | 1111 | 0 | 51.74 | 50.67 | 2 | 0
2040 | PJM_ROR_2_MISO_MO-IL | PJM_ROR | MISO_MO-IL | Internal | Summer | B9 | 800 | 1111 | 0 | 47.36 | 47.79 | 2 | 0
2040 | PJM_ROR_2_MISO_MO-IL | PJM_ROR | MISO_MO-IL | Internal | Summer | B10 | 1262 | 1111 | 0 | 42.36 | 40.67 | 2 | 0
2040 | PJM_ROR_2_MISO_MO-IL | PJM_ROR | MISO_MO-IL | Internal | Winter | B16 | 25 | 1111 | 301.02 | 62.46 | 64.46 | 2 | 0
2040 | PJM_ROR_2_MISO_MO-IL | PJM_ROR | MISO_MO-IL | Internal | Winter | B17 | 100 | 1111 | 0 | 60.09 | 62.07 | 2 | 0
2040 | PJM_ROR_2_MISO_MO-IL | PJM_ROR | MISO_MO-IL | Internal | Winter | B18 | 400 | 1111 | 0 | 58.48 | 60.45 | 2 | 0
2040 | PJM_ROR_2_MISO_MO-IL | PJM_ROR | MISO_MO-IL | Internal | Winter | B19 | 700 | 1111 | 0 | 54.61 | 56.6 | 2 | 0
2040 | PJM_ROR_2_MISO_MO-IL | PJM_ROR | MISO_MO-IL | Internal | Winter | B20 | 935 | 1111 | 0 | 45.07 | 44.77 | 2 | 0
2040 | PJM_ROR_2_MISO_W | PJM_ROR | MISO_W | Internal | Shoulder | B11 | 25 | 709 | 709 | 68.39 | 75.38 | 2 | 4.99
2040 | PJM_ROR_2_MISO_W | PJM_ROR | MISO_W | Internal | Shoulder | B12 | 200 | 709 | 0 | 56.9 | 58.62 | 2 | 0
2040 | PJM_ROR_2_MISO_W | PJM_ROR | MISO_W | Internal | Shoulder | B13 | 600 | 709 | 0 | 55.2 | 57.19 | 2 | 0
2040 | PJM_ROR_2_MISO_W | PJM_ROR | MISO_W | Internal | Shoulder | B14 | 900 | 709 | 0 | 52.43 | 54.03 | 2 | 0
2040 | PJM_ROR_2_MISO_W | PJM_ROR | MISO_W | Internal | Shoulder | B15 | 1203 | 709 | 0 | 46.79 | 47.54 | 2 | 0
2040 | PJM_ROR_2_MISO_W | PJM_ROR | MISO_W | Internal | Summer | B1 | 10 | 709 | 709 | 88.94 | 91.57 | 2 | 0.63
2040 | PJM_ROR_2_MISO_W | PJM_ROR | MISO_W | Internal | Summer | B2 | 25 | 709 | 709 | 86.48 | 90.66 | 2 | 2.18
2040 | PJM_ROR_2_MISO_W | PJM_ROR | MISO_W | Internal | Summer | B3 | 75 | 709 | 709 | 86.48 | 89.88 | 2 | 1.41
2040 | PJM_ROR_2_MISO_W | PJM_ROR | MISO_W | Internal | Summer | B4 | 100 | 709 | 414.71 | 86.3 | 88.3 | 2 | 0
2040 | PJM_ROR_2_MISO_W | PJM_ROR | MISO_W | Internal | Summer | B5 | 200 | 709 | 706.39 | 84.04 | 86.04 | 2 | 0
2040 | PJM_ROR_2_MISO_W | PJM_ROR | MISO_W | Internal | Summer | B6 | 300 | 709 | 709 | 66.08 | 69.08 | 2 | 1
2040 | PJM_ROR_2_MISO_W | PJM_ROR | MISO_W | Internal | Summer | B7 | 400 | 709 | 0 | 54.38 | 55.96 | 2 | 0
2040 | PJM_ROR_2_MISO_W | PJM_ROR | MISO_W | Internal | Summer | B8 | 500 | 709 | 0 | 51.74 | 50.66 | 2 | 0
2040 | PJM_ROR_2_MISO_W | PJM_ROR | MISO_W | Internal | Summer | B9 | 800 | 709 | 0 | 47.36 | 47.78 | 2 | 0
2040 | PJM_ROR_2_MISO_W | PJM_ROR | MISO_W | Internal | Summer | B10 | 1262 | 709 | 0 | 42.36 | 40.36 | 2 | 0
2040 | PJM_ROR_2_MISO_W | PJM_ROR | MISO_W | Internal | Winter | B16 | 25 | 709 | 0 | 62.46 | 62.59 | 2 | 0
2040 | PJM_ROR_2_MISO_W | PJM_ROR | MISO_W | Internal | Winter | B17 | 100 | 709 | 0 | 60.09 | 62.05 | 2 | 0
2040 | PJM_ROR_2_MISO_W | PJM_ROR | MISO_W | Internal | Winter | B18 | 400 | 709 | 0 | 58.48 | 60.44 | 2 | 0
2040 | PJM_ROR_2_MISO_W | PJM_ROR | MISO_W | Internal | Winter | B19 | 700 | 709 | 0 | 54.61 | 56.6 | 2 | 0
2040 | PJM_ROR_2_MISO_W | PJM_ROR | MISO_W | Internal | Winter | B20 | 935 | 709 | 0 | 45.07 | 44.76 | 2 | 0
2040 | PJM_ROR_2_MISO_WUMS | PJM_ROR | MISO_WUMS | Internal | Shoulder | B11 | 25 | 1467 | 1467 | 68.39 | 75.36 | 2 | 4.96
2040 | PJM_ROR_2_MISO_WUMS | PJM_ROR | MISO_WUMS | Internal | Shoulder | B12 | 200 | 1467 | 0 | 56.9 | 58.63 | 2 | 0
2040 | PJM_ROR_2_MISO_WUMS | PJM_ROR | MISO_WUMS | Internal | Shoulder | B13 | 600 | 1467 | 181 | 55.2 | 57.2 | 2 | 0
2040 | PJM_ROR_2_MISO_WUMS | PJM_ROR | MISO_WUMS | Internal | Shoulder | B14 | 900 | 1467 | 0 | 52.43 | 54.04 | 2 | 0
2040 | PJM_ROR_2_MISO_WUMS | PJM_ROR | MISO_WUMS | Internal | Shoulder | B15 | 1203 | 1467 | 1467 | 46.79 | 49.49 | 2 | 0.7
2040 | PJM_ROR_2_MISO_WUMS | PJM_ROR | MISO_WUMS | Internal | Summer | B1 | 10 | 1467 | 0 | 88.94 | 84.3 | 2 | 0
2040 | PJM_ROR_2_MISO_WUMS | PJM_ROR | MISO_WUMS | Internal | Summer | B2 | 25 | 1467 | 0 | 86.48 | 84.3 | 2 | 0
2040 | PJM_ROR_2_MISO_WUMS | PJM_ROR | MISO_WUMS | Internal | Summer | B3 | 75 | 1467 | 0 | 86.48 | 84.3 | 2 | 0
2040 | PJM_ROR_2_MISO_WUMS | PJM_ROR | MISO_WUMS | Internal | Summer | B4 | 100 | 1467 | 0 | 86.3 | 84.3 | 2 | 0
2040 | PJM_ROR_2_MISO_WUMS | PJM_ROR | MISO_WUMS | Internal | Summer | B5 | 200 | 1467 | 0 | 84.04 | 84.3 | 2 | 0
2040 | PJM_ROR_2_MISO_WUMS | PJM_ROR | MISO_WUMS | Internal | Summer | B6 | 300 | 1467 | 783.1 | 66.08 | 68.08 | 2 | 0
2040 | PJM_ROR_2_MISO_WUMS | PJM_ROR | MISO_WUMS | Internal | Summer | B7 | 400 | 1467 | 0 | 54.38 | 55.97 | 2 | 0
2040 | PJM_ROR_2_MISO_WUMS | PJM_ROR | MISO_WUMS | Internal | Summer | B8 | 500 | 1467 | 0 | 51.74 | 51.92 | 2 | 0
2040 | PJM_ROR_2_MISO_WUMS | PJM_ROR | MISO_WUMS | Internal | Summer | B9 | 800 | 1467 | 0 | 47.36 | 47.79 | 2 | 0
2040 | PJM_ROR_2_MISO_WUMS | PJM_ROR | MISO_WUMS | Internal | Summer | B10 | 1262 | 1467 | 1402.8 | 42.36 | 44.36 | 2 | 0
2040 | PJM_ROR_2_MISO_WUMS | PJM_ROR | MISO_WUMS | Internal | Winter | B16 | 25 | 1467 | 481.93 | 62.46 | 64.46 | 2 | 0
2040 | PJM_ROR_2_MISO_WUMS | PJM_ROR | MISO_WUMS | Internal | Winter | B17 | 100 | 1467 | 0 | 60.09 | 62.08 | 2 | 0
2040 | PJM_ROR_2_MISO_WUMS | PJM_ROR | MISO_WUMS | Internal | Winter | B18 | 400 | 1467 | 0 | 58.48 | 60.45 | 2 | 0
2040 | PJM_ROR_2_MISO_WUMS | PJM_ROR | MISO_WUMS | Internal | Winter | B19 | 700 | 1467 | 819.92 | 54.61 | 56.61 | 2 | 0
2040 | PJM_ROR_2_MISO_WUMS | PJM_ROR | MISO_WUMS | Internal | Winter | B20 | 935 | 1467 | 1044.45 | 45.07 | 47.07 | 2 | 0
2040 | PJM_ROR_2_PJM_ROM | PJM_ROR | PJM_ROM | Internal | Shoulder | B11 | 25 | 8000 | 0 | 68.39 | 53.03 | 0.01 | 0
2040 | PJM_ROR_2_PJM_ROM | PJM_ROR | PJM_ROM | Internal | Shoulder | B12 | 200 | 8000 | 0 | 56.9 | 56.89 | 0.01 | 0
2040 | PJM_ROR_2_PJM_ROM | PJM_ROR | PJM_ROM | Internal | Shoulder | B13 | 600 | 8000 | 0 | 55.2 | 53.03 | 0.01 | 0
2040 | PJM_ROR_2_PJM_ROM | PJM_ROR | PJM_ROM | Internal | Shoulder | B14 | 900 | 8000 | 0 | 52.43 | 52.42 | 0.01 | 0
2040 | PJM_ROR_2_PJM_ROM | PJM_ROR | PJM_ROM | Internal | Shoulder | B15 | 1203 | 8000 | 0 | 46.79 | 46.78 | 0.01 | 0
2040 | PJM_ROR_2_PJM_ROM | PJM_ROR | PJM_ROM | Internal | Summer | B1 | 10 | 8000 | 0 | 88.94 | 88.93 | 0.01 | 0
2040 | PJM_ROR_2_PJM_ROM | PJM_ROR | PJM_ROM | Internal | Summer | B2 | 25 | 8000 | 0 | 86.48 | 86.46 | 0.01 | 0
2040 | PJM_ROR_2_PJM_ROM | PJM_ROR | PJM_ROM | Internal | Summer | B3 | 75 | 8000 | 0 | 86.48 | 86.46 | 0.01 | 0
2040 | PJM_ROR_2_PJM_ROM | PJM_ROR | PJM_ROM | Internal | Summer | B4 | 100 | 8000 | 0 | 86.3 | 74.65 | 0.01 | 0
2040 | PJM_ROR_2_PJM_ROM | PJM_ROR | PJM_ROM | Internal | Summer | B5 | 200 | 8000 | 0 | 84.04 | 70.93 | 0.01 | 0
2040 | PJM_ROR_2_PJM_ROM | PJM_ROR | PJM_ROM | Internal | Summer | B6 | 300 | 8000 | 0 | 66.08 | 66.07 | 0.01 | 0
2040 | PJM_ROR_2_PJM_ROM | PJM_ROR | PJM_ROM | Internal | Summer | B7 | 400 | 8000 | 0 | 54.38 | 54.37 | 0.01 | 0
2040 | PJM_ROR_2_PJM_ROM | PJM_ROR | PJM_ROM | Internal | Summer | B8 | 500 | 8000 | 0 | 51.74 | 51.73 | 0.01 | 0
2040 | PJM_ROR_2_PJM_ROM | PJM_ROR | PJM_ROM | Internal | Summer | B9 | 800 | 8000 | 0 | 47.36 | 47.35 | 0.01 | 0
2040 | PJM_ROR_2_PJM_ROM | PJM_ROR | PJM_ROM | Internal | Summer | B10 | 1262 | 8000 | 0 | 42.36 | 42.35 | 0.01 | 0
2040 | PJM_ROR_2_PJM_ROM | PJM_ROR | PJM_ROM | Internal | Winter | B16 | 25 | 8000 | 0 | 62.46 | 62.45 | 0.01 | 0
2040 | PJM_ROR_2_PJM_ROM | PJM_ROR | PJM_ROM | Internal | Winter | B17 | 100 | 8000 | 0 | 60.09 | 60.08 | 0.01 | 0
2040 | PJM_ROR_2_PJM_ROM | PJM_ROR | PJM_ROM | Internal | Winter | B18 | 400 | 8000 | 0 | 58.48 | 58.46 | 0.01 | 0
2040 | PJM_ROR_2_PJM_ROM | PJM_ROR | PJM_ROM | Internal | Winter | B19 | 700 | 8000 | 1136.24 | 54.61 | 54.62 | 0.01 | 0
2040 | PJM_ROR_2_PJM_ROM | PJM_ROR | PJM_ROM | Internal | Winter | B20 | 935 | 8000 | 8000 | 45.07 | 50.16 | 0.01 | 5.08
2040 | PJM_ROR_2_TVA_Transmission | PJM_ROR | TVA_Transmission | Internal | Shoulder | B11 | 25 | 2500 | 618.08 | 68.39 | 74.39 | 6 | 0
2040 | PJM_ROR_2_TVA_Transmission | PJM_ROR | TVA_Transmission | Internal | Shoulder | B12 | 200 | 2500 | 0 | 56.9 | 60.61 | 6 | 0
2040 | PJM_ROR_2_TVA_Transmission | PJM_ROR | TVA_Transmission | Internal | Shoulder | B13 | 600 | 2500 | 0 | 55.2 | 59.66 | 6 | 0
2040 | PJM_ROR_2_TVA_Transmission | PJM_ROR | TVA_Transmission | Internal | Shoulder | B14 | 900 | 2500 | 539.56 | 52.43 | 58.43 | 6 | 0
2040 | PJM_ROR_2_TVA_Transmission | PJM_ROR | TVA_Transmission | Internal | Shoulder | B15 | 1203 | 2500 | 0 | 46.79 | 52.28 | 6 | 0
2040 | PJM_ROR_2_TVA_Transmission | PJM_ROR | TVA_Transmission | Internal | Summer | B1 | 10 | 2500 | 2500 | 88.94 | 99.58 | 6 | 4.64
2040 | PJM_ROR_2_TVA_Transmission | PJM_ROR | TVA_Transmission | Internal | Summer | B2 | 25 | 2500 | 2500 | 86.48 | 98.67 | 6 | 6.19
2040 | PJM_ROR_2_TVA_Transmission | PJM_ROR | TVA_Transmission | Internal | Summer | B3 | 75 | 2500 | 2126.4 | 86.48 | 92.48 | 6 | 0
2040 | PJM_ROR_2_TVA_Transmission | PJM_ROR | TVA_Transmission | Internal | Summer | B4 | 100 | 2500 | 1355.13 | 86.3 | 92.3 | 6 | 0
2040 | PJM_ROR_2_TVA_Transmission | PJM_ROR | TVA_Transmission | Internal | Summer | B5 | 200 | 2500 | 176.32 | 84.04 | 90.04 | 6 | 0
2040 | PJM_ROR_2_TVA_Transmission | PJM_ROR | TVA_Transmission | Internal | Summer | B6 | 300 | 2500 | 0 | 66.08 | 71.25 | 6 | 0
2040 | PJM_ROR_2_TVA_Transmission | PJM_ROR | TVA_Transmission | Internal | Summer | B7 | 400 | 2500 | 0 | 54.38 | 59.15 | 6 | 0
2040 | PJM_ROR_2_TVA_Transmission | PJM_ROR | TVA_Transmission | Internal | Summer | B8 | 500 | 2500 | 0 | 51.74 | 57.26 | 6 | 0
2040 | PJM_ROR_2_TVA_Transmission | PJM_ROR | TVA_Transmission | Internal | Summer | B9 | 800 | 2500 | 201.63 | 47.36 | 53.36 | 6 | 0
2040 | PJM_ROR_2_TVA_Transmission | PJM_ROR | TVA_Transmission | Internal | Summer | B10 | 1262 | 2500 | 0 | 42.36 | 44.61 | 6 | 0
2040 | PJM_ROR_2_TVA_Transmission | PJM_ROR | TVA_Transmission | Internal | Winter | B16 | 25 | 2500 | 2500 | 62.46 | 69.31 | 6 | 0.85
2040 | PJM_ROR_2_TVA_Transmission | PJM_ROR | TVA_Transmission | Internal | Winter | B17 | 100 | 2500 | 0 | 60.09 | 65.35 | 6 | 0
2040 | PJM_ROR_2_TVA_Transmission | PJM_ROR | TVA_Transmission | Internal | Winter | B18 | 400 | 2500 | 0 | 58.48 | 62.82 | 6 | 0
2040 | PJM_ROR_2_TVA_Transmission | PJM_ROR | TVA_Transmission | Internal | Winter | B19 | 700 | 2500 | 0 | 54.61 | 57.96 | 6 | 0
2040 | PJM_ROR_2_TVA_Transmission | PJM_ROR | TVA_Transmission | Internal | Winter | B20 | 935 | 2500 | 946.67 | 45.07 | 51.07 | 6 | 0
2040 | PJM_ROR_2_VACAR | PJM_ROR | VACAR | Internal | Shoulder | B11 | 25 | 3000 | 3000 | 68.39 | 81.1 | 6 | 6.71
2040 | PJM_ROR_2_VACAR | PJM_ROR | VACAR | Internal | Shoulder | B12 | 200 | 3000 | 0 | 56.9 | 56.14 | 6 | 0
2040 | PJM_ROR_2_VACAR | PJM_ROR | VACAR | Internal | Shoulder | B13 | 600 | 3000 | 0 | 55.2 | 55.06 | 6 | 0
2040 | PJM_ROR_2_VACAR | PJM_ROR | VACAR | Internal | Shoulder | B14 | 900 | 3000 | 0 | 52.43 | 54.12 | 6 | 0
2040 | PJM_ROR_2_VACAR | PJM_ROR | VACAR | Internal | Shoulder | B15 | 1203 | 3000 | 0 | 46.79 | 44.85 | 6 | 0
2040 | PJM_ROR_2_VACAR | PJM_ROR | VACAR | Internal | Summer | B1 | 10 | 3000 | 1062.57 | 88.94 | 94.94 | 6 | 0
2040 | PJM_ROR_2_VACAR | PJM_ROR | VACAR | Internal | Summer | B2 | 25 | 3000 | 3000 | 86.48 | 94.94 | 6 | 2.47
2040 | PJM_ROR_2_VACAR | PJM_ROR | VACAR | Internal | Summer | B3 | 75 | 3000 | 3000 | 86.48 | 92.69 | 6 | 0.22
2040 | PJM_ROR_2_VACAR | PJM_ROR | VACAR | Internal | Summer | B4 | 100 | 3000 | 1731.78 | 86.3 | 92.3 | 6 | 0
2040 | PJM_ROR_2_VACAR | PJM_ROR | VACAR | Internal | Summer | B5 | 200 | 3000 | 3000 | 84.04 | 92.69 | 6 | 2.66
2040 | PJM_ROR_2_VACAR | PJM_ROR | VACAR | Internal | Summer | B6 | 300 | 3000 | 1144.74 | 66.08 | 72.08 | 6 | 0
2040 | PJM_ROR_2_VACAR | PJM_ROR | VACAR | Internal | Summer | B7 | 400 | 3000 | 1281.47 | 54.38 | 60.38 | 6 | 0
2040 | PJM_ROR_2_VACAR | PJM_ROR | VACAR | Internal | Summer | B8 | 500 | 3000 | 0 | 51.74 | 57.5 | 6 | 0
2040 | PJM_ROR_2_VACAR | PJM_ROR | VACAR | Internal | Summer | B9 | 800 | 3000 | 0 | 47.36 | 52.69 | 6 | 0
2040 | PJM_ROR_2_VACAR | PJM_ROR | VACAR | Internal | Summer | B10 | 1262 | 3000 | 0 | 42.36 | 46.21 | 6 | 0
2040 | PJM_ROR_2_VACAR | PJM_ROR | VACAR | Internal | Winter | B16 | 25 | 3000 | 3000 | 62.46 | 71.31 | 6 | 2.85
2040 | PJM_ROR_2_VACAR | PJM_ROR | VACAR | Internal | Winter | B17 | 100 | 3000 | 0 | 60.09 | 62.19 | 6 | 0
2040 | PJM_ROR_2_VACAR | PJM_ROR | VACAR | Internal | Winter | B18 | 400 | 3000 | 0 | 58.48 | 60.67 | 6 | 0
2040 | PJM_ROR_2_VACAR | PJM_ROR | VACAR | Internal | Winter | B19 | 700 | 3000 | 0 | 54.61 | 50.96 | 6 | 0
2040 | PJM_ROR_2_VACAR | PJM_ROR | VACAR | Internal | Winter | B20 | 935 | 3000 | 0 | 45.07 | 44.86 | 6 | 0
2040 | PJM_ROM_2_NYISO_A-F | PJM_ROM | NYISO_A-F | Internal | Shoulder | B11 | 25 | 2000 | 0 | 53.03 | 49.07 | 6 | 0
2040 | PJM_ROM_2_NYISO_A-F | PJM_ROM | NYISO_A-F | Internal | Shoulder | B12 | 200 | 2000 | 0 | 56.89 | 53.78 | 6 | 0
2040 | PJM_ROM_2_NYISO_A-F | PJM_ROM | NYISO_A-F | Internal | Shoulder | B13 | 600 | 2000 | 0 | 53.03 | 49.07 | 6 | 0
2040 | PJM_ROM_2_NYISO_A-F | PJM_ROM | NYISO_A-F | Internal | Shoulder | B14 | 900 | 2000 | 0 | 52.42 | 49.02 | 6 | 0
2040 | PJM_ROM_2_NYISO_A-F | PJM_ROM | NYISO_A-F | Internal | Shoulder | B15 | 1203 | 2000 | 0 | 46.78 | 48.23 | 6 | 0
2040 | PJM_ROM_2_NYISO_A-F | PJM_ROM | NYISO_A-F | Internal | Summer | B1 | 10 | 2000 | 0 | 88.93 | 80.93 | 6 | 0
2040 | PJM_ROM_2_NYISO_A-F | PJM_ROM | NYISO_A-F | Internal | Summer | B2 | 25 | 2000 | 0 | 86.46 | 78.46 | 6 | 0
2040 | PJM_ROM_2_NYISO_A-F | PJM_ROM | NYISO_A-F | Internal | Summer | B3 | 75 | 2000 | 0 | 86.46 | 74.48 | 6 | 0
2040 | PJM_ROM_2_NYISO_A-F | PJM_ROM | NYISO_A-F | Internal | Summer | B4 | 100 | 2000 | 0 | 74.65 | 63.16 | 6 | 0
2040 | PJM_ROM_2_NYISO_A-F | PJM_ROM | NYISO_A-F | Internal | Summer | B5 | 200 | 2000 | 0 | 70.93 | 62.12 | 6 | 0
2040 | PJM_ROM_2_NYISO_A-F | PJM_ROM | NYISO_A-F | Internal | Summer | B6 | 300 | 2000 | 0 | 66.07 | 58.07 | 6 | 0
2040 | PJM_ROM_2_NYISO_A-F | PJM_ROM | NYISO_A-F | Internal | Summer | B7 | 400 | 2000 | 0 | 54.37 | 52.37 | 6 | 0
2040 | PJM_ROM_2_NYISO_A-F | PJM_ROM | NYISO_A-F | Internal | Summer | B8 | 500 | 2000 | 0 | 51.73 | 47.73 | 6 | 0
2040 | PJM_ROM_2_NYISO_A-F | PJM_ROM | NYISO_A-F | Internal | Summer | B9 | 800 | 2000 | 0 | 47.35 | 44.81 | 6 | 0
2040 | PJM_ROM_2_NYISO_A-F | PJM_ROM | NYISO_A-F | Internal | Summer | B10 | 1262 | 2000 | 0 | 42.35 | 44.81 | 6 | 0
2040 | PJM_ROM_2_NYISO_A-F | PJM_ROM | NYISO_A-F | Internal | Winter | B16 | 25 | 2000 | 0 | 62.45 | 61.65 | 6 | 0
2040 | PJM_ROM_2_NYISO_A-F | PJM_ROM | NYISO_A-F | Internal | Winter | B17 | 100 | 2000 | 0 | 60.08 | 60.12 | 6 | 0
2040 | PJM_ROM_2_NYISO_A-F | PJM_ROM | NYISO_A-F | Internal | Winter | B18 | 400 | 2000 | 0 | 58.46 | 60.12 | 6 | 0
2040 | PJM_ROM_2_NYISO_A-F | PJM_ROM | NYISO_A-F | Internal | Winter | B19 | 700 | 2000 | 0 | 54.62 | 58.38 | 6 | 0
2040 | PJM_ROM_2_NYISO_A-F | PJM_ROM | NYISO_A-F | Internal | Winter | B20 | 935 | 2000 | 1763.99 | 50.16 | 56.16 | 6 | 0
2040 | PJM_ROM_2_PJM_E | PJM_ROM | PJM_E | Internal | Shoulder | B11 | 25 | 8000 | 0 | 53.03 | 53.02 | 0.01 | 0
2040 | PJM_ROM_2_PJM_E | PJM_ROM | PJM_E | Internal | Shoulder | B12 | 200 | 8000 | 0 | 56.89 | 56.88 | 0.01 | 0
2040 | PJM_ROM_2_PJM_E | PJM_ROM | PJM_E | Internal | Shoulder | B13 | 600 | 8000 | 0 | 53.03 | 53.02 | 0.01 | 0
2040 | PJM_ROM_2_PJM_E | PJM_ROM | PJM_E | Internal | Shoulder | B14 | 900 | 8000 | 0 | 52.42 | 52.41 | 0.01 | 0
2040 | PJM_ROM_2_PJM_E | PJM_ROM | PJM_E | Internal | Shoulder | B15 | 1203 | 8000 | 230.27 | 46.78 | 46.79 | 0.01 | 0
2040 | PJM_ROM_2_PJM_E | PJM_ROM | PJM_E | Internal | Summer | B1 | 10 | 8000 | 4861.86 | 88.93 | 88.94 | 0.01 | 0
2040 | PJM_ROM_2_PJM_E | PJM_ROM | PJM_E | Internal | Summer | B2 | 25 | 8000 | 4056.5 | 86.46 | 86.48 | 0.01 | 0
2040 | PJM_ROM_2_PJM_E | PJM_ROM | PJM_E | Internal | Summer | B3 | 75 | 8000 | 399.77 | 86.46 | 86.48 | 0.01 | 0
2040 | PJM_ROM_2_PJM_E | PJM_ROM | PJM_E | Internal | Summer | B4 | 100 | 8000 | 166.1 | 74.65 | 74.66 | 0.01 | 0
2040 | PJM_ROM_2_PJM_E | PJM_ROM | PJM_E | Internal | Summer | B5 | 200 | 8000 | 974.53 | 70.93 | 70.94 | 0.01 | 0
2040 | PJM_ROM_2_PJM_E | PJM_ROM | PJM_E | Internal | Summer | B6 | 300 | 8000 | 702.58 | 66.07 | 66.08 | 0.01 | 0
2040 | PJM_ROM_2_PJM_E | PJM_ROM | PJM_E | Internal | Summer | B7 | 400 | 8000 | 155.07 | 54.37 | 54.38 | 0.01 | 0
2040 | PJM_ROM_2_PJM_E | PJM_ROM | PJM_E | Internal | Summer | B8 | 500 | 8000 | 0 | 51.73 | 51.72 | 0.01 | 0
2040 | PJM_ROM_2_PJM_E | PJM_ROM | PJM_E | Internal | Summer | B9 | 800 | 8000 | 469.04 | 47.35 | 47.36 | 0.01 | 0
2040 | PJM_ROM_2_PJM_E | PJM_ROM | PJM_E | Internal | Summer | B10 | 1262 | 8000 | 5645.64 | 42.35 | 42.36 | 0.01 | 0
2040 | PJM_ROM_2_PJM_E | PJM_ROM | PJM_E | Internal | Winter | B16 | 25 | 8000 | 590.66 | 62.45 | 62.46 | 0.01 | 0
2040 | PJM_ROM_2_PJM_E | PJM_ROM | PJM_E | Internal | Winter | B17 | 100 | 8000 | 463.25 | 60.08 | 60.09 | 0.01 | 0
2040 | PJM_ROM_2_PJM_E | PJM_ROM | PJM_E | Internal | Winter | B18 | 400 | 8000 | 2208.86 | 58.46 | 58.48 | 0.01 | 0
2040 | PJM_ROM_2_PJM_E | PJM_ROM | PJM_E | Internal | Winter | B19 | 700 | 8000 | 3217.46 | 54.62 | 54.64 | 0.01 | 0
2040 | PJM_ROM_2_PJM_E | PJM_ROM | PJM_E | Internal | Winter | B20 | 935 | 8000 | 4333.41 | 50.16 | 50.17 | 0.01 | 0
2040 | PJM_ROM_2_PJM_ROR | PJM_ROM | PJM_ROR | Internal | Shoulder | B11 | 25 | 8000 | 8000 | 53.03 | 68.39 | 0.01 | 15.35
2040 | PJM_ROM_2_PJM_ROR | PJM_ROM | PJM_ROR | Internal | Shoulder | B12 | 200 | 8000 | 6774.55 | 56.89 | 56.9 | 0.01 | 0
2040 | PJM_ROM_2_PJM_ROR | PJM_ROM | PJM_ROR | Internal | Shoulder | B13 | 600 | 8000 | 8000 | 53.03 | 55.2 | 0.01 | 2.16
2040 | PJM_ROM_2_PJM_ROR | PJM_ROM | PJM_ROR | Internal | Shoulder | B14 | 900 | 8000 | 7725.22 | 52.42 | 52.43 | 0.01 | 0
2040 | PJM_ROM_2_PJM_ROR | PJM_ROM | PJM_ROR | Internal | Shoulder | B15 | 1203 | 8000 | 5833.34 | 46.78 | 46.79 | 0.01 | 0
2040 | PJM_ROM_2_PJM_ROR | PJM_ROM | PJM_ROR | Internal | Summer | B1 | 10 | 8000 | 296.61 | 88.93 | 88.94 | 0.01 | 0
2040 | PJM_ROM_2_PJM_ROR | PJM_ROM | PJM_ROR | Internal | Summer | B2 | 25 | 8000 | 1976.84 | 86.46 | 86.48 | 0.01 | 0
2040 | PJM_ROM_2_PJM_ROR | PJM_ROM | PJM_ROR | Internal | Summer | B3 | 75 | 8000 | 7980.46 | 86.46 | 86.48 | 0.01 | 0
2040 | PJM_ROM_2_PJM_ROR | PJM_ROM | PJM_ROR | Internal | Summer | B4 | 100 | 8000 | 8000 | 74.65 | 86.3 | 0.01 | 11.64
2040 | PJM_ROM_2_PJM_ROR | PJM_ROM | PJM_ROR | Internal | Summer | B5 | 200 | 8000 | 8000 | 70.93 | 84.04 | 0.01 | 13.1
2040 | PJM_ROM_2_PJM_ROR | PJM_ROM | PJM_ROR | Internal | Summer | B6 | 300 | 8000 | 7561.25 | 66.07 | 66.08 | 0.01 | 0
2040 | PJM_ROM_2_PJM_ROR | PJM_ROM | PJM_ROR | Internal | Summer | B7 | 400 | 8000 | 5438.01 | 54.37 | 54.38 | 0.01 | 0
2040 | PJM_ROM_2_PJM_ROR | PJM_ROM | PJM_ROR | Internal | Summer | B8 | 500 | 8000 | 7043.5 | 51.73 | 51.74 | 0.01 | 0
2040 | PJM_ROM_2_PJM_ROR | PJM_ROM | PJM_ROR | Internal | Summer | B9 | 800 | 8000 | 6386.33 | 47.35 | 47.36 | 0.01 | 0
2040 | PJM_ROM_2_PJM_ROR | PJM_ROM | PJM_ROR | Internal | Summer | B10 | 1262 | 8000 | 1099.68 | 42.35 | 42.36 | 0.01 | 0
2040 | PJM_ROM_2_PJM_ROR | PJM_ROM | PJM_ROR | Internal | Winter | B16 | 25 | 8000 | 1189.32 | 62.45 | 62.46 | 0.01 | 0
2040 | PJM_ROM_2_PJM_ROR | PJM_ROM | PJM_ROR | Internal | Winter | B17 | 100 | 8000 | 2159.71 | 60.08 | 60.09 | 0.01 | 0
2040 | PJM_ROM_2_PJM_ROR | PJM_ROM | PJM_ROR | Internal | Winter | B18 | 400 | 8000 | 780.58 | 58.46 | 58.48 | 0.01 | 0
2040 | PJM_ROM_2_PJM_ROR | PJM_ROM | PJM_ROR | Internal | Winter | B19 | 700 | 8000 | 0 | 54.62 | 54.61 | 0.01 | 0
2040 | PJM_ROM_2_PJM_ROR | PJM_ROM | PJM_ROR | Internal | Winter | B20 | 935 | 8000 | 0 | 50.16 | 45.07 | 0.01 | 0
2040 | SOCO_2_FRCC | SOCO | FRCC | Internal | Shoulder | B11 | 25 | 3700 | 1779.39 | 83.39 | 93.39 | 10 | 0
2040 | SOCO_2_FRCC | SOCO | FRCC | Internal | Shoulder | B12 | 200 | 3700 | 0 | 59.58 | 67.37 | 10 | 0
2040 | SOCO_2_FRCC | SOCO | FRCC | Internal | Shoulder | B13 | 600 | 3700 | 0 | 59.58 | 64.57 | 10 | 0
2040 | SOCO_2_FRCC | SOCO | FRCC | Internal | Shoulder | B14 | 900 | 3700 | 0 | 59.58 | 64.57 | 10 | 0
2040 | SOCO_2_FRCC | SOCO | FRCC | Internal | Shoulder | B15 | 1203 | 3700 | 2287.47 | 54.57 | 64.57 | 10 | 0
2040 | SOCO_2_FRCC | SOCO | FRCC | Internal | Summer | B1 | 10 | 3700 | 1131.12 | 101.94 | 111.94 | 10 | 0
2040 | SOCO_2_FRCC | SOCO | FRCC | Internal | Summer | B2 | 25 | 3700 | 0 | 101.94 | 103.65 | 10 | 0
2040 | SOCO_2_FRCC | SOCO | FRCC | Internal | Summer | B3 | 75 | 3700 | 0 | 96.91 | 103.65 | 10 | 0
2040 | SOCO_2_FRCC | SOCO | FRCC | Internal | Summer | B4 | 100 | 3700 | 0 | 96.91 | 103.65 | 10 | 0
2040 | SOCO_2_FRCC | SOCO | FRCC | Internal | Summer | B5 | 200 | 3700 | 0 | 92.58 | 101.43 | 10 | 0
2040 | SOCO_2_FRCC | SOCO | FRCC | Internal | Summer | B6 | 300 | 3700 | 3259.63 | 79.08 | 89.08 | 10 | 0
2040 | SOCO_2_FRCC | SOCO | FRCC | Internal | Summer | B7 | 400 | 3700 | 1310.33 | 65.33 | 75.33 | 10 | 0
2040 | SOCO_2_FRCC | SOCO | FRCC | Internal | Summer | B8 | 500 | 3700 | 0 | 57.95 | 66.06 | 10 | 0
2040 | SOCO_2_FRCC | SOCO | FRCC | Internal | Summer | B9 | 800 | 3700 | 0 | 57.95 | 63.32 | 10 | 0
2040 | SOCO_2_FRCC | SOCO | FRCC | Internal | Summer | B10 | 1262 | 3700 | 3700 | 53.21 | 63.32 | 10 | 0.11
2040 | SOCO_2_FRCC | SOCO | FRCC | Internal | Winter | B16 | 25 | 3700 | 3700 | 78.31 | 89.87 | 10 | 1.56
2040 | SOCO_2_FRCC | SOCO | FRCC | Internal | Winter | B17 | 100 | 3700 | 0 | 63.4 | 70.67 | 10 | 0
2040 | SOCO_2_FRCC | SOCO | FRCC | Internal | Winter | B18 | 400 | 3700 | 87.33 | 57.97 | 67.97 | 10 | 0
2040 | SOCO_2_FRCC | SOCO | FRCC | Internal | Winter | B19 | 700 | 3700 | 0 | 57.96 | 67.73 | 10 | 0
2040 | SOCO_2_FRCC | SOCO | FRCC | Internal | Winter | B20 | 935 | 3700 | 3385.32 | 56.95 | 66.95 | 10 | 0
2040 | SOCO_2_VACAR | SOCO | VACAR | Internal | Shoulder | B11 | 25 | 2000 | 0 | 83.39 | 81.1 | 10 | 0
2040 | SOCO_2_VACAR | SOCO | VACAR | Internal | Shoulder | B12 | 200 | 2000 | 0 | 59.58 | 56.14 | 10 | 0
2040 | SOCO_2_VACAR | SOCO | VACAR | Internal | Shoulder | B13 | 600 | 2000 | 0 | 59.58 | 55.06 | 10 | 0
2040 | SOCO_2_VACAR | SOCO | VACAR | Internal | Shoulder | B14 | 900 | 2000 | 0 | 59.58 | 54.12 | 10 | 0
2040 | SOCO_2_VACAR | SOCO | VACAR | Internal | Shoulder | B15 | 1203 | 2000 | 0 | 54.57 | 44.85 | 10 | 0
2040 | SOCO_2_VACAR | SOCO | VACAR | Internal | Summer | B1 | 10 | 2000 | 0 | 101.94 | 94.94 | 10 | 0
2040 | SOCO_2_VACAR | SOCO | VACAR | Internal | Summer | B2 | 25 | 2000 | 0 | 101.94 | 94.94 | 10 | 0
2040 | SOCO_2_VACAR | SOCO | VACAR | Internal | Summer | B3 | 75 | 2000 | 0 | 96.91 | 92.69 | 10 | 0
2040 | SOCO_2_VACAR | SOCO | VACAR | Internal | Summer | B4 | 100 | 2000 | 0 | 96.91 | 92.3 | 10 | 0
2040 | SOCO_2_VACAR | SOCO | VACAR | Internal | Summer | B5 | 200 | 2000 | 0 | 92.58 | 92.69 | 10 | 0
2040 | SOCO_2_VACAR | SOCO | VACAR | Internal | Summer | B6 | 300 | 2000 | 0 | 79.08 | 72.08 | 10 | 0
2040 | SOCO_2_VACAR | SOCO | VACAR | Internal | Summer | B7 | 400 | 2000 | 0 | 65.33 | 60.38 | 10 | 0
2040 | SOCO_2_VACAR | SOCO | VACAR | Internal | Summer | B8 | 500 | 2000 | 0 | 57.95 | 57.5 | 10 | 0
2040 | SOCO_2_VACAR | SOCO | VACAR | Internal | Summer | B9 | 800 | 2000 | 0 | 57.95 | 52.69 | 10 | 0
2040 | SOCO_2_VACAR | SOCO | VACAR | Internal | Summer | B10 | 1262 | 2000 | 0 | 53.21 | 46.21 | 10 | 0
2040 | SOCO_2_VACAR | SOCO | VACAR | Internal | Winter | B16 | 25 | 2000 | 0 | 78.31 | 71.31 | 10 | 0
2040 | SOCO_2_VACAR | SOCO | VACAR | Internal | Winter | B17 | 100 | 2000 | 0 | 63.4 | 62.19 | 10 | 0
2040 | SOCO_2_VACAR | SOCO | VACAR | Internal | Winter | B18 | 400 | 2000 | 0 | 57.97 | 60.67 | 10 | 0
2040 | SOCO_2_VACAR | SOCO | VACAR | Internal | Winter | B19 | 700 | 2000 | 0 | 57.96 | 50.96 | 10 | 0
2040 | SOCO_2_VACAR | SOCO | VACAR | Internal | Winter | B20 | 935 | 2000 | 0 | 56.95 | 44.86 | 10 | 0
2040 | SPP_N_2_ENT | SPP_N | ENT | Internal | Shoulder | B11 | 25 | 1800 | 0 | 82.38 | 83.39 | 5 | 0
2040 | SPP_N_2_ENT | SPP_N | ENT | Internal | Shoulder | B12 | 200 | 1800 | 0 | 58.62 | 59.51 | 5 | 0
2040 | SPP_N_2_ENT | SPP_N | ENT | Internal | Shoulder | B13 | 600 | 1800 | 0 | 56.9 | 59.51 | 5 | 0
2040 | SPP_N_2_ENT | SPP_N | ENT | Internal | Shoulder | B14 | 900 | 1800 | 1662.13 | 52.12 | 57.12 | 5 | 0
2040 | SPP_N_2_ENT | SPP_N | ENT | Internal | Shoulder | B15 | 1203 | 1800 | 1800 | 42.56 | 57.12 | 5 | 9.56
2040 | SPP_N_2_ENT | SPP_N | ENT | Internal | Summer | B1 | 10 | 1800 | 0 | 90.76 | 94.69 | 5 | 0
2040 | SPP_N_2_ENT | SPP_N | ENT | Internal | Summer | B2 | 25 | 1800 | 0 | 90.76 | 94.69 | 5 | 0
2040 | SPP_N_2_ENT | SPP_N | ENT | Internal | Summer | B3 | 75 | 1800 | 0 | 90.76 | 88.91 | 5 | 0
2040 | SPP_N_2_ENT | SPP_N | ENT | Internal | Summer | B4 | 100 | 1800 | 0 | 90.76 | 88.91 | 5 | 0
2040 | SPP_N_2_ENT | SPP_N | ENT | Internal | Summer | B5 | 200 | 1800 | 0 | 90.76 | 84.58 | 5 | 0
2040 | SPP_N_2_ENT | SPP_N | ENT | Internal | Summer | B6 | 300 | 1800 | 0 | 76.08 | 76.08 | 5 | 0
2040 | SPP_N_2_ENT | SPP_N | ENT | Internal | Summer | B7 | 400 | 1800 | 0 | 60.11 | 57.49 | 5 | 0
2040 | SPP_N_2_ENT | SPP_N | ENT | Internal | Summer | B8 | 500 | 1800 | 0 | 55.03 | 57.49 | 5 | 0
2040 | SPP_N_2_ENT | SPP_N | ENT | Internal | Summer | B9 | 800 | 1800 | 0 | 54.78 | 55.79 | 5 | 0
2040 | SPP_N_2_ENT | SPP_N | ENT | Internal | Summer | B10 | 1262 | 1800 | 1800 | 42.82 | 53.21 | 5 | 5.39
2040 | SPP_N_2_ENT | SPP_N | ENT | Internal | Winter | B16 | 25 | 1800 | 1649.08 | 64.38 | 69.38 | 5 | 0
2040 | SPP_N_2_ENT | SPP_N | ENT | Internal | Winter | B17 | 100 | 1800 | 1800 | 57.07 | 63.4 | 5 | 1.33
2040 | SPP_N_2_ENT | SPP_N | ENT | Internal | Winter | B18 | 400 | 1800 | 1470.98 | 58.4 | 63.4 | 5 | 0
2040 | SPP_N_2_ENT | SPP_N | ENT | Internal | Winter | B19 | 700 | 1800 | 1800 | 55.89 | 61.29 | 5 | 0.39
2040 | SPP_N_2_ENT | SPP_N | ENT | Internal | Winter | B20 | 935 | 1800 | 1800 | 40.56 | 56.07 | 5 | 10.51
2040 | SPP_N_2_MISO_MO-IL | SPP_N | MISO_MO-IL | Internal | Shoulder | B11 | 25 | 2000 | 0 | 82.38 | 75.39 | 5 | 0
2040 | SPP_N_2_MISO_MO-IL | SPP_N | MISO_MO-IL | Internal | Shoulder | B12 | 200 | 2000 | 0 | 58.62 | 58.89 | 5 | 0
2040 | SPP_N_2_MISO_MO-IL | SPP_N | MISO_MO-IL | Internal | Shoulder | B13 | 600 | 2000 | 0 | 56.9 | 57.2 | 5 | 0
2040 | SPP_N_2_MISO_MO-IL | SPP_N | MISO_MO-IL | Internal | Shoulder | B14 | 900 | 2000 | 0 | 52.12 | 54.04 | 5 | 0
2040 | SPP_N_2_MISO_MO-IL | SPP_N | MISO_MO-IL | Internal | Shoulder | B15 | 1203 | 2000 | 689.14 | 42.56 | 47.56 | 5 | 0
2040 | SPP_N_2_MISO_MO-IL | SPP_N | MISO_MO-IL | Internal | Summer | B1 | 10 | 2000 | 0 | 90.76 | 91.58 | 5 | 0
2040 | SPP_N_2_MISO_MO-IL | SPP_N | MISO_MO-IL | Internal | Summer | B2 | 25 | 2000 | 0 | 90.76 | 90.67 | 5 | 0
2040 | SPP_N_2_MISO_MO-IL | SPP_N | MISO_MO-IL | Internal | Summer | B3 | 75 | 2000 | 0 | 90.76 | 88.49 | 5 | 0
2040 | SPP_N_2_MISO_MO-IL | SPP_N | MISO_MO-IL | Internal | Summer | B4 | 100 | 2000 | 0 | 90.76 | 88.2 | 5 | 0
2040 | SPP_N_2_MISO_MO-IL | SPP_N | MISO_MO-IL | Internal | Summer | B5 | 200 | 2000 | 0 | 90.76 | 86.04 | 5 | 0
2040 | SPP_N_2_MISO_MO-IL | SPP_N | MISO_MO-IL | Internal | Summer | B6 | 300 | 2000 | 0 | 76.08 | 68.08 | 5 | 0
2040 | SPP_N_2_MISO_MO-IL | SPP_N | MISO_MO-IL | Internal | Summer | B7 | 400 | 2000 | 0 | 60.11 | 55.97 | 5 | 0
2040 | SPP_N_2_MISO_MO-IL | SPP_N | MISO_MO-IL | Internal | Summer | B8 | 500 | 2000 | 0 | 55.03 | 50.67 | 5 | 0
2040 | SPP_N_2_MISO_MO-IL | SPP_N | MISO_MO-IL | Internal | Summer | B9 | 800 | 2000 | 0 | 54.78 | 47.79 | 5 | 0
2040 | SPP_N_2_MISO_MO-IL | SPP_N | MISO_MO-IL | Internal | Summer | B10 | 1262 | 2000 | 0 | 42.82 | 40.67 | 5 | 0
2040 | SPP_N_2_MISO_MO-IL | SPP_N | MISO_MO-IL | Internal | Winter | B16 | 25 | 2000 | 0 | 64.38 | 64.46 | 5 | 0
2040 | SPP_N_2_MISO_MO-IL | SPP_N | MISO_MO-IL | Internal | Winter | B17 | 100 | 2000 | 4.43 | 57.07 | 62.07 | 5 | 0
2040 | SPP_N_2_MISO_MO-IL | SPP_N | MISO_MO-IL | Internal | Winter | B18 | 400 | 2000 | 0 | 58.4 | 60.45 | 5 | 0
2040 | SPP_N_2_MISO_MO-IL | SPP_N | MISO_MO-IL | Internal | Winter | B19 | 700 | 2000 | 0 | 55.89 | 56.6 | 5 | 0
2040 | SPP_N_2_MISO_MO-IL | SPP_N | MISO_MO-IL | Internal | Winter | B20 | 935 | 2000 | 0 | 40.56 | 44.77 | 5 | 0
2040 | SPP_N_2_MISO_W | SPP_N | MISO_W | Internal | Shoulder | B11 | 25 | 750 | 0 | 82.38 | 75.38 | 5 | 0
2040 | SPP_N_2_MISO_W | SPP_N | MISO_W | Internal | Shoulder | B12 | 200 | 750 | 0 | 58.62 | 58.62 | 5 | 0
2040 | SPP_N_2_MISO_W | SPP_N | MISO_W | Internal | Shoulder | B13 | 600 | 750 | 0 | 56.9 | 57.19 | 5 | 0
2040 | SPP_N_2_MISO_W | SPP_N | MISO_W | Internal | Shoulder | B14 | 900 | 750 | 0 | 52.12 | 54.03 | 5 | 0
2040 | SPP_N_2_MISO_W | SPP_N | MISO_W | Internal | Shoulder | B15 | 1203 | 750 | 0 | 42.56 | 47.54 | 5 | 0
2040 | SPP_N_2_MISO_W | SPP_N | MISO_W | Internal | Summer | B1 | 10 | 750 | 0 | 90.76 | 91.57 | 5 | 0
2040 | SPP_N_2_MISO_W | SPP_N | MISO_W | Internal | Summer | B2 | 25 | 750 | 0 | 90.76 | 90.66 | 5 | 0
2040 | SPP_N_2_MISO_W | SPP_N | MISO_W | Internal | Summer | B3 | 75 | 750 | 0 | 90.76 | 89.88 | 5 | 0
2040 | SPP_N_2_MISO_W | SPP_N | MISO_W | Internal | Summer | B4 | 100 | 750 | 0 | 90.76 | 88.3 | 5 | 0
2040 | SPP_N_2_MISO_W | SPP_N | MISO_W | Internal | Summer | B5 | 200 | 750 | 0 | 90.76 | 86.04 | 5 | 0
2040 | SPP_N_2_MISO_W | SPP_N | MISO_W | Internal | Summer | B6 | 300 | 750 | 0 | 76.08 | 69.08 | 5 | 0
2040 | SPP_N_2_MISO_W | SPP_N | MISO_W | Internal | Summer | B7 | 400 | 750 | 0 | 60.11 | 55.96 | 5 | 0
2040 | SPP_N_2_MISO_W | SPP_N | MISO_W | Internal | Summer | B8 | 500 | 750 | 0 | 55.03 | 50.66 | 5 | 0
2040 | SPP_N_2_MISO_W | SPP_N | MISO_W | Internal | Summer | B9 | 800 | 750 | 0 | 54.78 | 47.78 | 5 | 0
2040 | SPP_N_2_MISO_W | SPP_N | MISO_W | Internal | Summer | B10 | 1262 | 750 | 0 | 42.82 | 40.36 | 5 | 0
2040 | SPP_N_2_MISO_W | SPP_N | MISO_W | Internal | Winter | B16 | 25 | 750 | 0 | 64.38 | 62.59 | 5 | 0
2040 | SPP_N_2_MISO_W | SPP_N | MISO_W | Internal | Winter | B17 | 100 | 750 | 0 | 57.07 | 62.05 | 5 | 0
2040 | SPP_N_2_MISO_W | SPP_N | MISO_W | Internal | Winter | B18 | 400 | 750 | 0 | 58.4 | 60.44 | 5 | 0
2040 | SPP_N_2_MISO_W | SPP_N | MISO_W | Internal | Winter | B19 | 700 | 750 | 0 | 55.89 | 56.6 | 5 | 0
2040 | SPP_N_2_MISO_W | SPP_N | MISO_W | Internal | Winter | B20 | 935 | 750 | 0 | 40.56 | 44.76 | 5 | 0
2040 | SPP_N_2_NE | SPP_N | NE | Internal | Shoulder | B11 | 25 | 1531 | 0 | 82.38 | 82.37 | 0.01 | 0
2040 | SPP_N_2_NE | SPP_N | NE | Internal | Shoulder | B12 | 200 | 1531 | 0 | 58.62 | 58.61 | 0.01 | 0
2040 | SPP_N_2_NE | SPP_N | NE | Internal | Shoulder | B13 | 600 | 1531 | 0 | 56.9 | 56.89 | 0.01 | 0
2040 | SPP_N_2_NE | SPP_N | NE | Internal | Shoulder | B14 | 900 | 1531 | 0 | 52.12 | 52.11 | 0.01 | 0
2040 | SPP_N_2_NE | SPP_N | NE | Internal | Shoulder | B15 | 1203 | 1531 | 0 | 42.56 | 42.54 | 0.01 | 0
2040 | SPP_N_2_NE | SPP_N | NE | Internal | Summer | B1 | 10 | 1531 | 1110.03 | 90.76 | 90.77 | 0.01 | 0
2040 | SPP_N_2_NE | SPP_N | NE | Internal | Summer | B2 | 25 | 1531 | 0 | 90.76 | 90.75 | 0.01 | 0
2040 | SPP_N_2_NE | SPP_N | NE | Internal | Summer | B3 | 75 | 1531 | 0 | 90.76 | 90.75 | 0.01 | 0
2040 | SPP_N_2_NE | SPP_N | NE | Internal | Summer | B4 | 100 | 1531 | 0 | 90.76 | 90.75 | 0.01 | 0
2040 | SPP_N_2_NE | SPP_N | NE | Internal | Summer | B5 | 200 | 1531 | 0 | 90.76 | 90.75 | 0.01 | 0
2040 | SPP_N_2_NE | SPP_N | NE | Internal | Summer | B6 | 300 | 1531 | 0 | 76.08 | 76.07 | 0.01 | 0
2040 | SPP_N_2_NE | SPP_N | NE | Internal | Summer | B7 | 400 | 1531 | 0 | 60.11 | 60.1 | 0.01 | 0
2040 | SPP_N_2_NE | SPP_N | NE | Internal | Summer | B8 | 500 | 1531 | 0 | 55.03 | 55.02 | 0.01 | 0
2040 | SPP_N_2_NE | SPP_N | NE | Internal | Summer | B9 | 800 | 1531 | 0 | 54.78 | 54.77 | 0.01 | 0
2040 | SPP_N_2_NE | SPP_N | NE | Internal | Summer | B10 | 1262 | 1531 | 0 | 42.82 | 40.36 | 0.01 | 0
2040 | SPP_N_2_NE | SPP_N | NE | Internal | Winter | B16 | 25 | 1531 | 0 | 64.38 | 64.37 | 0.01 | 0
2040 | SPP_N_2_NE | SPP_N | NE | Internal | Winter | B17 | 100 | 1531 | 0 | 57.07 | 57.05 | 0.01 | 0
2040 | SPP_N_2_NE | SPP_N | NE | Internal | Winter | B18 | 400 | 1531 | 0 | 58.4 | 58.39 | 0.01 | 0
2040 | SPP_N_2_NE | SPP_N | NE | Internal | Winter | B19 | 700 | 1531 | 0 | 55.89 | 55.88 | 0.01 | 0
2040 | SPP_N_2_NE | SPP_N | NE | Internal | Winter | B20 | 935 | 1531 | 0 | 40.56 | 40.55 | 0.01 | 0
2040 | SPP_N_2_SPP_S | SPP_N | SPP_S | Internal | Shoulder | B11 | 25 | 4383 | 0 | 82.38 | 78.39 | 0.01 | 0
2040 | SPP_N_2_SPP_S | SPP_N | SPP_S | Internal | Shoulder | B12 | 200 | 4383 | 0 | 58.62 | 57.04 | 0.01 | 0
2040 | SPP_N_2_SPP_S | SPP_N | SPP_S | Internal | Shoulder | B13 | 600 | 4383 | 200.73 | 56.9 | 56.91 | 0.01 | 0
2040 | SPP_N_2_SPP_S | SPP_N | SPP_S | Internal | Shoulder | B14 | 900 | 4383 | 0 | 52.12 | 51.99 | 0.01 | 0
2040 | SPP_N_2_SPP_S | SPP_N | SPP_S | Internal | Shoulder | B15 | 1203 | 4383 | 662.88 | 42.56 | 42.57 | 0.01 | 0
2040 | SPP_N_2_SPP_S | SPP_N | SPP_S | Internal | Summer | B1 | 10 | 4383 | 0 | 90.76 | 59.52 | 0.01 | 0
2040 | SPP_N_2_SPP_S | SPP_N | SPP_S | Internal | Summer | B2 | 25 | 4383 | 0 | 90.76 | 79.58 | 0.01 | 0
2040 | SPP_N_2_SPP_S | SPP_N | SPP_S | Internal | Summer | B3 | 75 | 4383 | 0 | 90.76 | 80.25 | 0.01 | 0
2040 | SPP_N_2_SPP_S | SPP_N | SPP_S | Internal | Summer | B4 | 100 | 4383 | 0 | 90.76 | 80.25 | 0.01 | 0
2040 | SPP_N_2_SPP_S | SPP_N | SPP_S | Internal | Summer | B5 | 200 | 4383 | 0 | 90.76 | 79.58 | 0.01 | 0
2040 | SPP_N_2_SPP_S | SPP_N | SPP_S | Internal | Summer | B6 | 300 | 4383 | 446.19 | 76.08 | 76.1 | 0.01 | 0
2040 | SPP_N_2_SPP_S | SPP_N | SPP_S | Internal | Summer | B7 | 400 | 4383 | 0 | 60.11 | 59.52 | 0.01 | 0
2040 | SPP_N_2_SPP_S | SPP_N | SPP_S | Internal | Summer | B8 | 500 | 4383 | 0 | 55.03 | 55.02 | 0.01 | 0
2040 | SPP_N_2_SPP_S | SPP_N | SPP_S | Internal | Summer | B9 | 800 | 4383 | 3715.62 | 54.78 | 54.79 | 0.01 | 0
2040 | SPP_N_2_SPP_S | SPP_N | SPP_S | Internal | Summer | B10 | 1262 | 4383 | 3612.13 | 42.82 | 42.83 | 0.01 | 0
2040 | SPP_N_2_SPP_S | SPP_N | SPP_S | Internal | Winter | B16 | 25 | 4383 | 0 | 64.38 | 61.25 | 0.01 | 0
2040 | SPP_N_2_SPP_S | SPP_N | SPP_S | Internal | Winter | B17 | 100 | 4383 | 99.52 | 57.07 | 57.08 | 0.01 | 0
2040 | SPP_N_2_SPP_S | SPP_N | SPP_S | Internal | Winter | B18 | 400 | 4383 | 0 | 58.4 | 58.39 | 0.01 | 0
2040 | SPP_N_2_SPP_S | SPP_N | SPP_S | Internal | Winter | B19 | 700 | 4383 | 0 | 55.89 | 55.45 | 0.01 | 0
2040 | SPP_N_2_SPP_S | SPP_N | SPP_S | Internal | Winter | B20 | 935 | 4383 | 3136.23 | 40.56 | 40.57 | 0.01 | 0
2040 | SPP_S_2_ENT | SPP_S | ENT | Internal | Shoulder | B11 | 25 | 850 | 299.05 | 78.39 | 83.39 | 5 | 0
2040 | SPP_S_2_ENT | SPP_S | ENT | Internal | Shoulder | B12 | 200 | 850 | 0 | 57.04 | 59.51 | 5 | 0
2040 | SPP_S_2_ENT | SPP_S | ENT | Internal | Shoulder | B13 | 600 | 850 | 0 | 56.91 | 59.51 | 5 | 0
2040 | SPP_S_2_ENT | SPP_S | ENT | Internal | Shoulder | B14 | 900 | 850 | 850 | 51.99 | 57.12 | 5 | 0.13
2040 | SPP_S_2_ENT | SPP_S | ENT | Internal | Shoulder | B15 | 1203 | 850 | 850 | 42.57 | 57.12 | 5 | 9.55
2040 | SPP_S_2_ENT | SPP_S | ENT | Internal | Summer | B1 | 10 | 850 | 850 | 59.52 | 94.69 | 5 | 30.17
2040 | SPP_S_2_ENT | SPP_S | ENT | Internal | Summer | B2 | 25 | 850 | 850 | 79.58 | 94.69 | 5 | 10.11
2040 | SPP_S_2_ENT | SPP_S | ENT | Internal | Summer | B3 | 75 | 850 | 850 | 80.25 | 88.91 | 5 | 3.67
2040 | SPP_S_2_ENT | SPP_S | ENT | Internal | Summer | B4 | 100 | 850 | 850 | 80.25 | 88.91 | 5 | 3.67
2040 | SPP_S_2_ENT | SPP_S | ENT | Internal | Summer | B5 | 200 | 850 | 708.66 | 79.58 | 84.58 | 5 | 0
2040 | SPP_S_2_ENT | SPP_S | ENT | Internal | Summer | B6 | 300 | 850 | 0 | 76.1 | 76.08 | 5 | 0
2040 | SPP_S_2_ENT | SPP_S | ENT | Internal | Summer | B7 | 400 | 850 | 0 | 59.52 | 57.49 | 5 | 0
2040 | SPP_S_2_ENT | SPP_S | ENT | Internal | Summer | B8 | 500 | 850 | 0 | 55.02 | 57.49 | 5 | 0
2040 | SPP_S_2_ENT | SPP_S | ENT | Internal | Summer | B9 | 800 | 850 | 0 | 54.79 | 55.79 | 5 | 0
2040 | SPP_S_2_ENT | SPP_S | ENT | Internal | Summer | B10 | 1262 | 850 | 850 | 42.83 | 53.21 | 5 | 5.38
2040 | SPP_S_2_ENT | SPP_S | ENT | Internal | Winter | B16 | 25 | 850 | 850 | 61.25 | 69.38 | 5 | 3.13
2040 | SPP_S_2_ENT | SPP_S | ENT | Internal | Winter | B17 | 100 | 850 | 850 | 57.08 | 63.4 | 5 | 1.32
2040 | SPP_S_2_ENT | SPP_S | ENT | Internal | Winter | B18 | 400 | 850 | 850 | 58.39 | 63.4 | 5 | 0.01
2040 | SPP_S_2_ENT | SPP_S | ENT | Internal | Winter | B19 | 700 | 850 | 850 | 55.45 | 61.29 | 5 | 0.84
2040 | SPP_S_2_ENT | SPP_S | ENT | Internal | Winter | B20 | 935 | 850 | 850 | 40.57 | 56.07 | 5 | 10.5
2040 | SPP_S_2_SPP_N | SPP_S | SPP_N | Internal | Shoulder | B11 | 25 | 1023 | 1023 | 78.39 | 82.38 | 0.01 | 3.98
2040 | SPP_S_2_SPP_N | SPP_S | SPP_N | Internal | Shoulder | B12 | 200 | 1023 | 1023 | 57.04 | 58.62 | 0.01 | 1.57
2040 | SPP_S_2_SPP_N | SPP_S | SPP_N | Internal | Shoulder | B13 | 600 | 1023 | 0 | 56.91 | 56.9 | 0.01 | 0
2040 | SPP_S_2_SPP_N | SPP_S | SPP_N | Internal | Shoulder | B14 | 900 | 1023 | 1023 | 51.99 | 52.12 | 0.01 | 0.12
2040 | SPP_S_2_SPP_N | SPP_S | SPP_N | Internal | Shoulder | B15 | 1203 | 1023 | 0 | 42.57 | 42.56 | 0.01 | 0
2040 | SPP_S_2_SPP_N | SPP_S | SPP_N | Internal | Summer | B1 | 10 | 1023 | 1023 | 59.52 | 90.76 | 0.01 | 31.23
2040 | SPP_S_2_SPP_N | SPP_S | SPP_N | Internal | Summer | B2 | 25 | 1023 | 1023 | 79.58 | 90.76 | 0.01 | 11.17
2040 | SPP_S_2_SPP_N | SPP_S | SPP_N | Internal | Summer | B3 | 75 | 1023 | 1023 | 80.25 | 90.76 | 0.01 | 10.5
2040 | SPP_S_2_SPP_N | SPP_S | SPP_N | Internal | Summer | B4 | 100 | 1023 | 1023 | 80.25 | 90.76 | 0.01 | 10.5
2040 | SPP_S_2_SPP_N | SPP_S | SPP_N | Internal | Summer | B5 | 200 | 1023 | 1023 | 79.58 | 90.76 | 0.01 | 11.17
2040 | SPP_S_2_SPP_N | SPP_S | SPP_N | Internal | Summer | B6 | 300 | 1023 | 0 | 76.1 | 76.08 | 0.01 | 0
2040 | SPP_S_2_SPP_N | SPP_S | SPP_N | Internal | Summer | B7 | 400 | 1023 | 1023 | 59.52 | 60.11 | 0.01 | 0.58
2040 | SPP_S_2_SPP_N | SPP_S | SPP_N | Internal | Summer | B8 | 500 | 1023 | 375.61 | 55.02 | 55.03 | 0.01 | 0
2040 | SPP_S_2_SPP_N | SPP_S | SPP_N | Internal | Summer | B9 | 800 | 1023 | 0 | 54.79 | 54.78 | 0.01 | 0
2040 | SPP_S_2_SPP_N | SPP_S | SPP_N | Internal | Summer | B10 | 1262 | 1023 | 0 | 42.83 | 42.82 | 0.01 | 0
2040 | SPP_S_2_SPP_N | SPP_S | SPP_N | Internal | Winter | B16 | 25 | 1023 | 1023 | 61.25 | 64.38 | 0.01 | 3.12
2040 | SPP_S_2_SPP_N | SPP_S | SPP_N | Internal | Winter | B17 | 100 | 1023 | 0 | 57.08 | 57.07 | 0.01 | 0
2040 | SPP_S_2_SPP_N | SPP_S | SPP_N | Internal | Winter | B18 | 400 | 1023 | 34.08 | 58.39 | 58.4 | 0.01 | 0
2040 | SPP_S_2_SPP_N | SPP_S | SPP_N | Internal | Winter | B19 | 700 | 1023 | 1023 | 55.45 | 55.89 | 0.01 | 0.43
2040 | SPP_S_2_SPP_N | SPP_S | SPP_N | Internal | Winter | B20 | 935 | 1023 | 0 | 40.57 | 40.56 | 0.01 | 0
2040 | TVA_2_ENT | TVA | ENT | Internal | Shoulder | B11 | 25 | 500 | 500 | 72.1 | 83.39 | 9 | 2.29
2040 | TVA_2_ENT | TVA | ENT | Internal | Shoulder | B12 | 200 | 500 | 0 | 58.51 | 59.51 | 9 | 0
2040 | TVA_2_ENT | TVA | ENT | Internal | Shoulder | B13 | 600 | 500 | 0 | 58.44 | 59.51 | 9 | 0
2040 | TVA_2_ENT | TVA | ENT | Internal | Shoulder | B14 | 900 | 500 | 0 | 58.44 | 57.12 | 9 | 0
2040 | TVA_2_ENT | TVA | ENT | Internal | Shoulder | B15 | 1203 | 500 | 0 | 52.29 | 57.12 | 9 | 0
2040 | TVA_2_ENT | TVA | ENT | Internal | Summer | B1 | 10 | 500 | 0 | 99.59 | 94.69 | 9 | 0
2040 | TVA_2_ENT | TVA | ENT | Internal | Summer | B2 | 25 | 500 | 0 | 98.68 | 94.69 | 9 | 0
2040 | TVA_2_ENT | TVA | ENT | Internal | Summer | B3 | 75 | 500 | 0 | 92.49 | 88.91 | 9 | 0
2040 | TVA_2_ENT | TVA | ENT | Internal | Summer | B4 | 100 | 500 | 0 | 92.31 | 88.91 | 9 | 0
2040 | TVA_2_ENT | TVA | ENT | Internal | Summer | B5 | 200 | 500 | 0 | 90.05 | 84.58 | 9 | 0
2040 | TVA_2_ENT | TVA | ENT | Internal | Summer | B6 | 300 | 500 | 500 | 61.32 | 76.08 | 9 | 5.77
2040 | TVA_2_ENT | TVA | ENT | Internal | Summer | B7 | 400 | 500 | 0 | 56.94 | 57.49 | 9 | 0
2040 | TVA_2_ENT | TVA | ENT | Internal | Summer | B8 | 500 | 500 | 0 | 56.94 | 57.49 | 9 | 0
2040 | TVA_2_ENT | TVA | ENT | Internal | Summer | B9 | 800 | 500 | 0 | 53.37 | 55.79 | 9 | 0
2040 | TVA_2_ENT | TVA | ENT | Internal | Summer | B10 | 1262 | 500 | 287.45 | 44.21 | 53.21 | 9 | 0
2040 | TVA_2_ENT | TVA | ENT | Internal | Winter | B16 | 25 | 500 | 0 | 69.32 | 69.38 | 9 | 0
2040 | TVA_2_ENT | TVA | ENT | Internal | Winter | B17 | 100 | 500 | 0 | 64.7 | 63.4 | 9 | 0
2040 | TVA_2_ENT | TVA | ENT | Internal | Winter | B18 | 400 | 500 | 0 | 61.25 | 63.4 | 9 | 0
2040 | TVA_2_ENT | TVA | ENT | Internal | Winter | B19 | 700 | 500 | 0 | 57.97 | 61.29 | 9 | 0
2040 | TVA_2_ENT | TVA | ENT | Internal | Winter | B20 | 935 | 500 | 0 | 51.08 | 56.07 | 9 | 0
2040 | TVA_2_MISO_MO-IL | TVA | MISO_MO-IL | Internal | Shoulder | B11 | 25 | 50 | 0 | 72.1 | 75.39 | 9 | 0
2040 | TVA_2_MISO_MO-IL | TVA | MISO_MO-IL | Internal | Shoulder | B12 | 200 | 50 | 0 | 58.51 | 58.89 | 9 | 0
2040 | TVA_2_MISO_MO-IL | TVA | MISO_MO-IL | Internal | Shoulder | B13 | 600 | 50 | 0 | 58.44 | 57.2 | 9 | 0
2040 | TVA_2_MISO_MO-IL | TVA | MISO_MO-IL | Internal | Shoulder | B14 | 900 | 50 | 0 | 58.44 | 54.04 | 9 | 0
2040 | TVA_2_MISO_MO-IL | TVA | MISO_MO-IL | Internal | Shoulder | B15 | 1203 | 50 | 0 | 52.29 | 47.56 | 9 | 0
2040 | TVA_2_MISO_MO-IL | TVA | MISO_MO-IL | Internal | Summer | B1 | 10 | 50 | 0 | 99.59 | 91.58 | 9 | 0
2040 | TVA_2_MISO_MO-IL | TVA | MISO_MO-IL | Internal | Summer | B2 | 25 | 50 | 0 | 98.68 | 90.67 | 9 | 0
2040 | TVA_2_MISO_MO-IL | TVA | MISO_MO-IL | Internal | Summer | B3 | 75 | 50 | 0 | 92.49 | 88.49 | 9 | 0
2040 | TVA_2_MISO_MO-IL | TVA | MISO_MO-IL | Internal | Summer | B4 | 100 | 50 | 0 | 92.31 | 88.2 | 9 | 0
2040 | TVA_2_MISO_MO-IL | TVA | MISO_MO-IL | Internal | Summer | B5 | 200 | 50 | 0 | 90.05 | 86.04 | 9 | 0
2040 | TVA_2_MISO_MO-IL | TVA | MISO_MO-IL | Internal | Summer | B6 | 300 | 50 | 0 | 61.32 | 68.08 | 9 | 0
2040 | TVA_2_MISO_MO-IL | TVA | MISO_MO-IL | Internal | Summer | B7 | 400 | 50 | 0 | 56.94 | 55.97 | 9 | 0
2040 | TVA_2_MISO_MO-IL | TVA | MISO_MO-IL | Internal | Summer | B8 | 500 | 50 | 0 | 56.94 | 50.67 | 9 | 0
2040 | TVA_2_MISO_MO-IL | TVA | MISO_MO-IL | Internal | Summer | B9 | 800 | 50 | 0 | 53.37 | 47.79 | 9 | 0
2040 | TVA_2_MISO_MO-IL | TVA | MISO_MO-IL | Internal | Summer | B10 | 1262 | 50 | 0 | 44.21 | 40.67 | 9 | 0
2040 | TVA_2_MISO_MO-IL | TVA | MISO_MO-IL | Internal | Winter | B16 | 25 | 50 | 0 | 69.32 | 64.46 | 9 | 0
2040 | TVA_2_MISO_MO-IL | TVA | MISO_MO-IL | Internal | Winter | B17 | 100 | 50 | 0 | 64.7 | 62.07 | 9 | 0
2040 | TVA_2_MISO_MO-IL | TVA | MISO_MO-IL | Internal | Winter | B18 | 400 | 50 | 0 | 61.25 | 60.45 | 9 | 0
2040 | TVA_2_MISO_MO-IL | TVA | MISO_MO-IL | Internal | Winter | B19 | 700 | 50 | 0 | 57.97 | 56.6 | 9 | 0
2040 | TVA_2_MISO_MO-IL | TVA | MISO_MO-IL | Internal | Winter | B20 | 935 | 50 | 0 | 51.08 | 44.77 | 9 | 0
2040 | TVA_2_NonRTO_Midwest | TVA | NonRTO_Midwest | Internal | Shoulder | B11 | 25 | 100 | 100 | 72.1 | 83.38 | 9 | 2.28
2040 | TVA_2_NonRTO_Midwest | TVA | NonRTO_Midwest | Internal | Shoulder | B12 | 200 | 100 | 0 | 58.51 | 66.9 | 9 | 0
2040 | TVA_2_NonRTO_Midwest | TVA | NonRTO_Midwest | Internal | Shoulder | B13 | 600 | 100 | 0 | 58.44 | 65.21 | 9 | 0
2040 | TVA_2_NonRTO_Midwest | TVA | NonRTO_Midwest | Internal | Shoulder | B14 | 900 | 100 | 0 | 58.44 | 53.43 | 9 | 0
2040 | TVA_2_NonRTO_Midwest | TVA | NonRTO_Midwest | Internal | Shoulder | B15 | 1203 | 100 | 0 | 52.29 | 44.28 | 9 | 0
2040 | TVA_2_NonRTO_Midwest | TVA | NonRTO_Midwest | Internal | Summer | B1 | 10 | 100 | 0 | 99.59 | 99.57 | 9 | 0
2040 | TVA_2_NonRTO_Midwest | TVA | NonRTO_Midwest | Internal | Summer | B2 | 25 | 100 | 0 | 98.68 | 94.05 | 9 | 0
2040 | TVA_2_NonRTO_Midwest | TVA | NonRTO_Midwest | Internal | Summer | B3 | 75 | 100 | 0 | 92.49 | 94.05 | 9 | 0
2040 | TVA_2_NonRTO_Midwest | TVA | NonRTO_Midwest | Internal | Summer | B4 | 100 | 100 | 0 | 92.31 | 94.05 | 9 | 0
2040 | TVA_2_NonRTO_Midwest | TVA | NonRTO_Midwest | Internal | Summer | B5 | 200 | 100 | 0 | 90.05 | 94.02 | 9 | 0
2040 | TVA_2_NonRTO_Midwest | TVA | NonRTO_Midwest | Internal | Summer | B6 | 300 | 100 | 100 | 61.32 | 76.07 | 9 | 5.76
2040 | TVA_2_NonRTO_Midwest | TVA | NonRTO_Midwest | Internal | Summer | B7 | 400 | 100 | 0 | 56.94 | 63.98 | 9 | 0
2040 | TVA_2_NonRTO_Midwest | TVA | NonRTO_Midwest | Internal | Summer | B8 | 500 | 100 | 0 | 56.94 | 51.79 | 9 | 0
2040 | TVA_2_NonRTO_Midwest | TVA | NonRTO_Midwest | Internal | Summer | B9 | 800 | 100 | 0 | 53.37 | 45.36 | 9 | 0
2040 | TVA_2_NonRTO_Midwest | TVA | NonRTO_Midwest | Internal | Summer | B10 | 1262 | 100 | 0 | 44.21 | 36.74 | 9 | 0
2040 | TVA_2_NonRTO_Midwest | TVA | NonRTO_Midwest | Internal | Winter | B16 | 25 | 100 | 0 | 69.32 | 73.1 | 9 | 0
2040 | TVA_2_NonRTO_Midwest | TVA | NonRTO_Midwest | Internal | Winter | B17 | 100 | 100 | 0 | 64.7 | 70.08 | 9 | 0
2040 | TVA_2_NonRTO_Midwest | TVA | NonRTO_Midwest | Internal | Winter | B18 | 400 | 100 | 0 | 61.25 | 68.46 | 9 | 0
2040 | TVA_2_NonRTO_Midwest | TVA | NonRTO_Midwest | Internal | Winter | B19 | 700 | 100 | 0 | 57.97 | 55.09 | 9 | 0
2040 | TVA_2_NonRTO_Midwest | TVA | NonRTO_Midwest | Internal | Winter | B20 | 935 | 100 | 0 | 51.08 | 43.07 | 9 | 0
2040 | TVA_2_SOCO | TVA | SOCO | Internal | Shoulder | B11 | 25 | 500 | 500 | 72.1 | 83.39 | 9 | 2.29
2040 | TVA_2_SOCO | TVA | SOCO | Internal | Shoulder | B12 | 200 | 500 | 0 | 58.51 | 59.58 | 9 | 0
2040 | TVA_2_SOCO | TVA | SOCO | Internal | Shoulder | B13 | 600 | 500 | 0 | 58.44 | 59.58 | 9 | 0
2040 | TVA_2_SOCO | TVA | SOCO | Internal | Shoulder | B14 | 900 | 500 | 0 | 58.44 | 59.58 | 9 | 0
2040 | TVA_2_SOCO | TVA | SOCO | Internal | Shoulder | B15 | 1203 | 500 | 0 | 52.29 | 54.57 | 9 | 0
2040 | TVA_2_SOCO | TVA | SOCO | Internal | Summer | B1 | 10 | 500 | 0 | 99.59 | 101.94 | 9 | 0
2040 | TVA_2_SOCO | TVA | SOCO | Internal | Summer | B2 | 25 | 500 | 0 | 98.68 | 101.94 | 9 | 0
2040 | TVA_2_SOCO | TVA | SOCO | Internal | Summer | B3 | 75 | 500 | 0 | 92.49 | 96.91 | 9 | 0
2040 | TVA_2_SOCO | TVA | SOCO | Internal | Summer | B4 | 100 | 500 | 0 | 92.31 | 96.91 | 9 | 0
2040 | TVA_2_SOCO | TVA | SOCO | Internal | Summer | B5 | 200 | 500 | 0 | 90.05 | 92.58 | 9 | 0
2040 | TVA_2_SOCO | TVA | SOCO | Internal | Summer | B6 | 300 | 500 | 500 | 61.32 | 79.08 | 9 | 8.77
2040 | TVA_2_SOCO | TVA | SOCO | Internal | Summer | B7 | 400 | 500 | 0 | 56.94 | 65.33 | 9 | 0
2040 | TVA_2_SOCO | TVA | SOCO | Internal | Summer | B8 | 500 | 500 | 0 | 56.94 | 57.95 | 9 | 0
2040 | TVA_2_SOCO | TVA | SOCO | Internal | Summer | B9 | 800 | 500 | 0 | 53.37 | 57.95 | 9 | 0
2040 | TVA_2_SOCO | TVA | SOCO | Internal | Summer | B10 | 1262 | 500 | 313.32 | 44.21 | 53.21 | 9 | 0
2040 | TVA_2_SOCO | TVA | SOCO | Internal | Winter | B16 | 25 | 500 | 0 | 69.32 | 78.31 | 9 | 0
2040 | TVA_2_SOCO | TVA | SOCO | Internal | Winter | B17 | 100 | 500 | 0 | 64.7 | 63.4 | 9 | 0
2040 | TVA_2_SOCO | TVA | SOCO | Internal | Winter | B18 | 400 | 500 | 0 | 61.25 | 57.97 | 9 | 0
2040 | TVA_2_SOCO | TVA | SOCO | Internal | Winter | B19 | 700 | 500 | 0 | 57.97 | 57.96 | 9 | 0
2040 | TVA_2_SOCO | TVA | SOCO | Internal | Winter | B20 | 935 | 500 | 0 | 51.08 | 56.95 | 9 | 0
2040 | TVA_2_VACAR | TVA | VACAR | Internal | Shoulder | B11 | 25 | 150 | 61.37 | 72.1 | 81.1 | 9 | 0
2040 | TVA_2_VACAR | TVA | VACAR | Internal | Shoulder | B12 | 200 | 150 | 0 | 58.51 | 56.14 | 9 | 0
2040 | TVA_2_VACAR | TVA | VACAR | Internal | Shoulder | B13 | 600 | 150 | 0 | 58.44 | 55.06 | 9 | 0
2040 | TVA_2_VACAR | TVA | VACAR | Internal | Shoulder | B14 | 900 | 150 | 0 | 58.44 | 54.12 | 9 | 0
2040 | TVA_2_VACAR | TVA | VACAR | Internal | Shoulder | B15 | 1203 | 150 | 0 | 52.29 | 44.85 | 9 | 0
2040 | TVA_2_VACAR | TVA | VACAR | Internal | Summer | B1 | 10 | 150 | 0 | 99.59 | 94.94 | 9 | 0
2040 | TVA_2_VACAR | TVA | VACAR | Internal | Summer | B2 | 25 | 150 | 0 | 98.68 | 94.94 | 9 | 0
2040 | TVA_2_VACAR | TVA | VACAR | Internal | Summer | B3 | 75 | 150 | 0 | 92.49 | 92.69 | 9 | 0
2040 | TVA_2_VACAR | TVA | VACAR | Internal | Summer | B4 | 100 | 150 | 0 | 92.31 | 92.3 | 9 | 0
2040 | TVA_2_VACAR | TVA | VACAR | Internal | Summer | B5 | 200 | 150 | 0 | 90.05 | 92.69 | 9 | 0
2040 | TVA_2_VACAR | TVA | VACAR | Internal | Summer | B6 | 300 | 150 | 150 | 61.32 | 72.08 | 9 | 1.77
2040 | TVA_2_VACAR | TVA | VACAR | Internal | Summer | B7 | 400 | 150 | 0 | 56.94 | 60.38 | 9 | 0
2040 | TVA_2_VACAR | TVA | VACAR | Internal | Summer | B8 | 500 | 150 | 0 | 56.94 | 57.5 | 9 | 0
2040 | TVA_2_VACAR | TVA | VACAR | Internal | Summer | B9 | 800 | 150 | 0 | 53.37 | 52.69 | 9 | 0
2040 | TVA_2_VACAR | TVA | VACAR | Internal | Summer | B10 | 1262 | 150 | 0 | 44.21 | 46.21 | 9 | 0
2040 | TVA_2_VACAR | TVA | VACAR | Internal | Winter | B16 | 25 | 150 | 0 | 69.32 | 71.31 | 9 | 0
2040 | TVA_2_VACAR | TVA | VACAR | Internal | Winter | B17 | 100 | 150 | 0 | 64.7 | 62.19 | 9 | 0
2040 | TVA_2_VACAR | TVA | VACAR | Internal | Winter | B18 | 400 | 150 | 0 | 61.25 | 60.67 | 9 | 0
2040 | TVA_2_VACAR | TVA | VACAR | Internal | Winter | B19 | 700 | 150 | 0 | 57.97 | 50.96 | 9 | 0
2040 | TVA_2_VACAR | TVA | VACAR | Internal | Winter | B20 | 935 | 150 | 0 | 51.08 | 44.86 | 9 | 0
2040 | TVA_Transmission_2_ENT | TVA_Transmission | ENT | Internal | Shoulder | B11 | 25 | 3000 | 280.96 | 74.39 | 83.39 | 9 | 0
2040 | TVA_Transmission_2_ENT | TVA_Transmission | ENT | Internal | Shoulder | B12 | 200 | 3000 | 0 | 60.61 | 59.51 | 9 | 0
2040 | TVA_Transmission_2_ENT | TVA_Transmission | ENT | Internal | Shoulder | B13 | 600 | 3000 | 0 | 59.66 | 59.51 | 9 | 0
2040 | TVA_Transmission_2_ENT | TVA_Transmission | ENT | Internal | Shoulder | B14 | 900 | 3000 | 0 | 58.43 | 57.12 | 9 | 0
2040 | TVA_Transmission_2_ENT | TVA_Transmission | ENT | Internal | Shoulder | B15 | 1203 | 3000 | 0 | 52.28 | 57.12 | 9 | 0
2040 | TVA_Transmission_2_ENT | TVA_Transmission | ENT | Internal | Summer | B1 | 10 | 3000 | 0 | 99.58 | 94.69 | 9 | 0
2040 | TVA_Transmission_2_ENT | TVA_Transmission | ENT | Internal | Summer | B2 | 25 | 3000 | 0 | 98.67 | 94.69 | 9 | 0
2040 | TVA_Transmission_2_ENT | TVA_Transmission | ENT | Internal | Summer | B3 | 75 | 3000 | 0 | 92.48 | 88.91 | 9 | 0
2040 | TVA_Transmission_2_ENT | TVA_Transmission | ENT | Internal | Summer | B4 | 100 | 3000 | 0 | 92.3 | 88.91 | 9 | 0
2040 | TVA_Transmission_2_ENT | TVA_Transmission | ENT | Internal | Summer | B5 | 200 | 3000 | 0 | 90.04 | 84.58 | 9 | 0
2040 | TVA_Transmission_2_ENT | TVA_Transmission | ENT | Internal | Summer | B6 | 300 | 3000 | 0 | 71.25 | 76.08 | 9 | 0
2040 | TVA_Transmission_2_ENT | TVA_Transmission | ENT | Internal | Summer | B7 | 400 | 3000 | 0 | 59.15 | 57.49 | 9 | 0
2040 | TVA_Transmission_2_ENT | TVA_Transmission | ENT | Internal | Summer | B8 | 500 | 3000 | 0 | 57.26 | 57.49 | 9 | 0
2040 | TVA_Transmission_2_ENT | TVA_Transmission | ENT | Internal | Summer | B9 | 800 | 3000 | 0 | 53.36 | 55.79 | 9 | 0
2040 | TVA_Transmission_2_ENT | TVA_Transmission | ENT | Internal | Summer | B10 | 1262 | 3000 | 0 | 44.61 | 53.21 | 9 | 0
2040 | TVA_Transmission_2_ENT | TVA_Transmission | ENT | Internal | Winter | B16 | 25 | 3000 | 0 | 69.31 | 69.38 | 9 | 0
2040 | TVA_Transmission_2_ENT | TVA_Transmission | ENT | Internal | Winter | B17 | 100 | 3000 | 0 | 65.35 | 63.4 | 9 | 0
2040 | TVA_Transmission_2_ENT | TVA_Transmission | ENT | Internal | Winter | B18 | 400 | 3000 | 0 | 62.82 | 63.4 | 9 | 0
2040 | TVA_Transmission_2_ENT | TVA_Transmission | ENT | Internal | Winter | B19 | 700 | 3000 | 0 | 57.96 | 61.29 | 9 | 0
2040 | TVA_Transmission_2_ENT | TVA_Transmission | ENT | Internal | Winter | B20 | 935 | 3000 | 0 | 51.07 | 56.07 | 9 | 0
2040 | TVA_Transmission_2_NonRTO_Midwest | TVA_Transmission | NonRTO_Midwest | Internal | Shoulder | B11 | 25 | 700 | 0 | 74.39 | 83.38 | 9 | 0
2040 | TVA_Transmission_2_NonRTO_Midwest | TVA_Transmission | NonRTO_Midwest | Internal | Shoulder | B12 | 200 | 700 | 0 | 60.61 | 66.9 | 9 | 0
2040 | TVA_Transmission_2_NonRTO_Midwest | TVA_Transmission | NonRTO_Midwest | Internal | Shoulder | B13 | 600 | 700 | 0 | 59.66 | 65.21 | 9 | 0
2040 | TVA_Transmission_2_NonRTO_Midwest | TVA_Transmission | NonRTO_Midwest | Internal | Shoulder | B14 | 900 | 700 | 0 | 58.43 | 53.43 | 9 | 0
2040 | TVA_Transmission_2_NonRTO_Midwest | TVA_Transmission | NonRTO_Midwest | Internal | Shoulder | B15 | 1203 | 700 | 0 | 52.28 | 44.28 | 9 | 0
2040 | TVA_Transmission_2_NonRTO_Midwest | TVA_Transmission | NonRTO_Midwest | Internal | Summer | B1 | 10 | 700 | 0 | 99.58 | 99.57 | 9 | 0
2040 | TVA_Transmission_2_NonRTO_Midwest | TVA_Transmission | NonRTO_Midwest | Internal | Summer | B2 | 25 | 700 | 0 | 98.67 | 94.05 | 9 | 0
2040 | TVA_Transmission_2_NonRTO_Midwest | TVA_Transmission | NonRTO_Midwest | Internal | Summer | B3 | 75 | 700 | 0 | 92.48 | 94.05 | 9 | 0
2040 | TVA_Transmission_2_NonRTO_Midwest | TVA_Transmission | NonRTO_Midwest | Internal | Summer | B4 | 100 | 700 | 0 | 92.3 | 94.05 | 9 | 0
2040 | TVA_Transmission_2_NonRTO_Midwest | TVA_Transmission | NonRTO_Midwest | Internal | Summer | B5 | 200 | 700 | 0 | 90.04 | 94.02 | 9 | 0
2040 | TVA_Transmission_2_NonRTO_Midwest | TVA_Transmission | NonRTO_Midwest | Internal | Summer | B6 | 300 | 700 | 0 | 71.25 | 76.07 | 9 | 0
2040 | TVA_Transmission_2_NonRTO_Midwest | TVA_Transmission | NonRTO_Midwest | Internal | Summer | B7 | 400 | 700 | 0 | 59.15 | 63.98 | 9 | 0
2040 | TVA_Transmission_2_NonRTO_Midwest | TVA_Transmission | NonRTO_Midwest | Internal | Summer | B8 | 500 | 700 | 0 | 57.26 | 51.79 | 9 | 0
2040 | TVA_Transmission_2_NonRTO_Midwest | TVA_Transmission | NonRTO_Midwest | Internal | Summer | B9 | 800 | 700 | 0 | 53.36 | 45.36 | 9 | 0
2040 | TVA_Transmission_2_NonRTO_Midwest | TVA_Transmission | NonRTO_Midwest | Internal | Summer | B10 | 1262 | 700 | 0 | 44.61 | 36.74 | 9 | 0
2040 | TVA_Transmission_2_NonRTO_Midwest | TVA_Transmission | NonRTO_Midwest | Internal | Winter | B16 | 25 | 700 | 0 | 69.31 | 73.1 | 9 | 0
2040 | TVA_Transmission_2_NonRTO_Midwest | TVA_Transmission | NonRTO_Midwest | Internal | Winter | B17 | 100 | 700 | 0 | 65.35 | 70.08 | 9 | 0
2040 | TVA_Transmission_2_NonRTO_Midwest | TVA_Transmission | NonRTO_Midwest | Internal | Winter | B18 | 400 | 700 | 0 | 62.82 | 68.46 | 9 | 0
2040 | TVA_Transmission_2_NonRTO_Midwest | TVA_Transmission | NonRTO_Midwest | Internal | Winter | B19 | 700 | 700 | 0 | 57.96 | 55.09 | 9 | 0
2040 | TVA_Transmission_2_NonRTO_Midwest | TVA_Transmission | NonRTO_Midwest | Internal | Winter | B20 | 935 | 700 | 0 | 51.07 | 43.07 | 9 | 0
2040 | TVA_Transmission_2_SOCO | TVA_Transmission | SOCO | Internal | Shoulder | B11 | 25 | 3200 | 337.12 | 74.39 | 83.39 | 9 | 0
2040 | TVA_Transmission_2_SOCO | TVA_Transmission | SOCO | Internal | Shoulder | B12 | 200 | 3200 | 0 | 60.61 | 59.58 | 9 | 0
2040 | TVA_Transmission_2_SOCO | TVA_Transmission | SOCO | Internal | Shoulder | B13 | 600 | 3200 | 0 | 59.66 | 59.58 | 9 | 0
2040 | TVA_Transmission_2_SOCO | TVA_Transmission | SOCO | Internal | Shoulder | B14 | 900 | 3200 | 0 | 58.43 | 59.58 | 9 | 0
2040 | TVA_Transmission_2_SOCO | TVA_Transmission | SOCO | Internal | Shoulder | B15 | 1203 | 3200 | 0 | 52.28 | 54.57 | 9 | 0
2040 | TVA_Transmission_2_SOCO | TVA_Transmission | SOCO | Internal | Summer | B1 | 10 | 3200 | 0 | 99.58 | 101.94 | 9 | 0
2040 | TVA_Transmission_2_SOCO | TVA_Transmission | SOCO | Internal | Summer | B2 | 25 | 3200 | 0 | 98.67 | 101.94 | 9 | 0
2040 | TVA_Transmission_2_SOCO | TVA_Transmission | SOCO | Internal | Summer | B3 | 75 | 3200 | 0 | 92.48 | 96.91 | 9 | 0
2040 | TVA_Transmission_2_SOCO | TVA_Transmission | SOCO | Internal | Summer | B4 | 100 | 3200 | 0 | 92.3 | 96.91 | 9 | 0
2040 | TVA_Transmission_2_SOCO | TVA_Transmission | SOCO | Internal | Summer | B5 | 200 | 3200 | 0 | 90.04 | 92.58 | 9 | 0
2040 | TVA_Transmission_2_SOCO | TVA_Transmission | SOCO | Internal | Summer | B6 | 300 | 3200 | 0 | 71.25 | 79.08 | 9 | 0
2040 | TVA_Transmission_2_SOCO | TVA_Transmission | SOCO | Internal | Summer | B7 | 400 | 3200 | 0 | 59.15 | 65.33 | 9 | 0
2040 | TVA_Transmission_2_SOCO | TVA_Transmission | SOCO | Internal | Summer | B8 | 500 | 3200 | 0 | 57.26 | 57.95 | 9 | 0
2040 | TVA_Transmission_2_SOCO | TVA_Transmission | SOCO | Internal | Summer | B9 | 800 | 3200 | 0 | 53.36 | 57.95 | 9 | 0
2040 | TVA_Transmission_2_SOCO | TVA_Transmission | SOCO | Internal | Summer | B10 | 1262 | 3200 | 0 | 44.61 | 53.21 | 9 | 0
2040 | TVA_Transmission_2_SOCO | TVA_Transmission | SOCO | Internal | Winter | B16 | 25 | 3200 | 585.05 | 69.31 | 78.31 | 9 | 0
2040 | TVA_Transmission_2_SOCO | TVA_Transmission | SOCO | Internal | Winter | B17 | 100 | 3200 | 0 | 65.35 | 63.4 | 9 | 0
2040 | TVA_Transmission_2_SOCO | TVA_Transmission | SOCO | Internal | Winter | B18 | 400 | 3200 | 0 | 62.82 | 57.97 | 9 | 0
2040 | TVA_Transmission_2_SOCO | TVA_Transmission | SOCO | Internal | Winter | B19 | 700 | 3200 | 0 | 57.96 | 57.96 | 9 | 0
2040 | TVA_Transmission_2_SOCO | TVA_Transmission | SOCO | Internal | Winter | B20 | 935 | 3200 | 0 | 51.07 | 56.95 | 9 | 0
2040 | TVA_Transmission_2_TVA | TVA_Transmission | TVA | Internal | Shoulder | B11 | 25 | 99999 | 0 | 74.39 | 72.1 | 0.01 | 0
2040 | TVA_Transmission_2_TVA | TVA_Transmission | TVA | Internal | Shoulder | B12 | 200 | 99999 | 0 | 60.61 | 58.51 | 0.01 | 0
2040 | TVA_Transmission_2_TVA | TVA_Transmission | TVA | Internal | Shoulder | B13 | 600 | 99999 | 0 | 59.66 | 58.44 | 0.01 | 0
2040 | TVA_Transmission_2_TVA | TVA_Transmission | TVA | Internal | Shoulder | B14 | 900 | 99999 | 539.56 | 58.43 | 58.44 | 0.01 | 0
2040 | TVA_Transmission_2_TVA | TVA_Transmission | TVA | Internal | Shoulder | B15 | 1203 | 99999 | 1226.03 | 52.28 | 52.29 | 0.01 | 0
2040 | TVA_Transmission_2_TVA | TVA_Transmission | TVA | Internal | Summer | B1 | 10 | 99999 | 4647.02 | 99.58 | 99.59 | 0.01 | 0
2040 | TVA_Transmission_2_TVA | TVA_Transmission | TVA | Internal | Summer | B2 | 25 | 99999 | 3798.43 | 98.67 | 98.68 | 0.01 | 0
2040 | TVA_Transmission_2_TVA | TVA_Transmission | TVA | Internal | Summer | B3 | 75 | 99999 | 2126.4 | 92.48 | 92.49 | 0.01 | 0
2040 | TVA_Transmission_2_TVA | TVA_Transmission | TVA | Internal | Summer | B4 | 100 | 99999 | 1355.13 | 92.3 | 92.31 | 0.01 | 0
2040 | TVA_Transmission_2_TVA | TVA_Transmission | TVA | Internal | Summer | B5 | 200 | 99999 | 176.32 | 90.04 | 90.05 | 0.01 | 0
2040 | TVA_Transmission_2_TVA | TVA_Transmission | TVA | Internal | Summer | B6 | 300 | 99999 | 0 | 71.25 | 61.32 | 0.01 | 0
2040 | TVA_Transmission_2_TVA | TVA_Transmission | TVA | Internal | Summer | B7 | 400 | 99999 | 0 | 59.15 | 56.94 | 0.01 | 0
2040 | TVA_Transmission_2_TVA | TVA_Transmission | TVA | Internal | Summer | B8 | 500 | 99999 | 0 | 57.26 | 56.94 | 0.01 | 0
2040 | TVA_Transmission_2_TVA | TVA_Transmission | TVA | Internal | Summer | B9 | 800 | 99999 | 722.49 | 53.36 | 53.37 | 0.01 | 0
2040 | TVA_Transmission_2_TVA | TVA_Transmission | TVA | Internal | Summer | B10 | 1262 | 99999 | 0 | 44.61 | 44.21 | 0.01 | 0
2040 | TVA_Transmission_2_TVA | TVA_Transmission | TVA | Internal | Winter | B16 | 25 | 99999 | 1914.95 | 69.31 | 69.32 | 0.01 | 0
2040 | TVA_Transmission_2_TVA | TVA_Transmission | TVA | Internal | Winter | B17 | 100 | 99999 | 0 | 65.35 | 64.7 | 0.01 | 0
2040 | TVA_Transmission_2_TVA | TVA_Transmission | TVA | Internal | Winter | B18 | 400 | 99999 | 0 | 62.82 | 61.25 | 0.01 | 0
2040 | TVA_Transmission_2_TVA | TVA_Transmission | TVA | Internal | Winter | B19 | 700 | 99999 | 548.63 | 57.96 | 57.97 | 0.01 | 0
2040 | TVA_Transmission_2_TVA | TVA_Transmission | TVA | Internal | Winter | B20 | 935 | 99999 | 1289.97 | 51.07 | 51.08 | 0.01 | 0
2040 | TVA_Transmission_2_VACAR | TVA_Transmission | VACAR | Internal | Shoulder | B11 | 25 | 900 | 0 | 74.39 | 81.1 | 9 | 0
2040 | TVA_Transmission_2_VACAR | TVA_Transmission | VACAR | Internal | Shoulder | B12 | 200 | 900 | 0 | 60.61 | 56.14 | 9 | 0
2040 | TVA_Transmission_2_VACAR | TVA_Transmission | VACAR | Internal | Shoulder | B13 | 600 | 900 | 0 | 59.66 | 55.06 | 9 | 0
2040 | TVA_Transmission_2_VACAR | TVA_Transmission | VACAR | Internal | Shoulder | B14 | 900 | 900 | 0 | 58.43 | 54.12 | 9 | 0
2040 | TVA_Transmission_2_VACAR | TVA_Transmission | VACAR | Internal | Shoulder | B15 | 1203 | 900 | 0 | 52.28 | 44.85 | 9 | 0
2040 | TVA_Transmission_2_VACAR | TVA_Transmission | VACAR | Internal | Summer | B1 | 10 | 900 | 0 | 99.58 | 94.94 | 9 | 0
2040 | TVA_Transmission_2_VACAR | TVA_Transmission | VACAR | Internal | Summer | B2 | 25 | 900 | 0 | 98.67 | 94.94 | 9 | 0
2040 | TVA_Transmission_2_VACAR | TVA_Transmission | VACAR | Internal | Summer | B3 | 75 | 900 | 0 | 92.48 | 92.69 | 9 | 0
2040 | TVA_Transmission_2_VACAR | TVA_Transmission | VACAR | Internal | Summer | B4 | 100 | 900 | 0 | 92.3 | 92.3 | 9 | 0
2040 | TVA_Transmission_2_VACAR | TVA_Transmission | VACAR | Internal | Summer | B5 | 200 | 900 | 0 | 90.04 | 92.69 | 9 | 0
2040 | TVA_Transmission_2_VACAR | TVA_Transmission | VACAR | Internal | Summer | B6 | 300 | 900 | 0 | 71.25 | 72.08 | 9 | 0
2040 | TVA_Transmission_2_VACAR | TVA_Transmission | VACAR | Internal | Summer | B7 | 400 | 900 | 0 | 59.15 | 60.38 | 9 | 0
2040 | TVA_Transmission_2_VACAR | TVA_Transmission | VACAR | Internal | Summer | B8 | 500 | 900 | 0 | 57.26 | 57.5 | 9 | 0
2040 | TVA_Transmission_2_VACAR | TVA_Transmission | VACAR | Internal | Summer | B9 | 800 | 900 | 0 | 53.36 | 52.69 | 9 | 0
2040 | TVA_Transmission_2_VACAR | TVA_Transmission | VACAR | Internal | Summer | B10 | 1262 | 900 | 0 | 44.61 | 46.21 | 9 | 0
2040 | TVA_Transmission_2_VACAR | TVA_Transmission | VACAR | Internal | Winter | B16 | 25 | 900 | 0 | 69.31 | 71.31 | 9 | 0
2040 | TVA_Transmission_2_VACAR | TVA_Transmission | VACAR | Internal | Winter | B17 | 100 | 900 | 0 | 65.35 | 62.19 | 9 | 0
2040 | TVA_Transmission_2_VACAR | TVA_Transmission | VACAR | Internal | Winter | B18 | 400 | 900 | 0 | 62.82 | 60.67 | 9 | 0
2040 | TVA_Transmission_2_VACAR | TVA_Transmission | VACAR | Internal | Winter | B19 | 700 | 900 | 0 | 57.96 | 50.96 | 9 | 0
2040 | TVA_Transmission_2_VACAR | TVA_Transmission | VACAR | Internal | Winter | B20 | 935 | 900 | 0 | 51.07 | 44.86 | 9 | 0
2040 | VACAR_2_PJM_ROR | VACAR | PJM_ROR | Internal | Shoulder | B11 | 25 | 2000 | 0 | 81.1 | 68.39 | 7 | 0
2040 | VACAR_2_PJM_ROR | VACAR | PJM_ROR | Internal | Shoulder | B12 | 200 | 2000 | 0 | 56.14 | 56.9 | 7 | 0
2040 | VACAR_2_PJM_ROR | VACAR | PJM_ROR | Internal | Shoulder | B13 | 600 | 2000 | 0 | 55.06 | 55.2 | 7 | 0
2040 | VACAR_2_PJM_ROR | VACAR | PJM_ROR | Internal | Shoulder | B14 | 900 | 2000 | 0 | 54.12 | 52.43 | 7 | 0
2040 | VACAR_2_PJM_ROR | VACAR | PJM_ROR | Internal | Shoulder | B15 | 1203 | 2000 | 0 | 44.85 | 46.79 | 7 | 0
2040 | VACAR_2_PJM_ROR | VACAR | PJM_ROR | Internal | Summer | B1 | 10 | 2000 | 0 | 94.94 | 88.94 | 7 | 0
2040 | VACAR_2_PJM_ROR | VACAR | PJM_ROR | Internal | Summer | B2 | 25 | 2000 | 0 | 94.94 | 86.48 | 7 | 0
2040 | VACAR_2_PJM_ROR | VACAR | PJM_ROR | Internal | Summer | B3 | 75 | 2000 | 0 | 92.69 | 86.48 | 7 | 0
2040 | VACAR_2_PJM_ROR | VACAR | PJM_ROR | Internal | Summer | B4 | 100 | 2000 | 0 | 92.3 | 86.3 | 7 | 0
2040 | VACAR_2_PJM_ROR | VACAR | PJM_ROR | Internal | Summer | B5 | 200 | 2000 | 0 | 92.69 | 84.04 | 7 | 0
2040 | VACAR_2_PJM_ROR | VACAR | PJM_ROR | Internal | Summer | B6 | 300 | 2000 | 0 | 72.08 | 66.08 | 7 | 0
2040 | VACAR_2_PJM_ROR | VACAR | PJM_ROR | Internal | Summer | B7 | 400 | 2000 | 0 | 60.38 | 54.38 | 7 | 0
2040 | VACAR_2_PJM_ROR | VACAR | PJM_ROR | Internal | Summer | B8 | 500 | 2000 | 0 | 57.5 | 51.74 | 7 | 0
2040 | VACAR_2_PJM_ROR | VACAR | PJM_ROR | Internal | Summer | B9 | 800 | 2000 | 0 | 52.69 | 47.36 | 7 | 0
2040 | VACAR_2_PJM_ROR | VACAR | PJM_ROR | Internal | Summer | B10 | 1262 | 2000 | 0 | 46.21 | 42.36 | 7 | 0
2040 | VACAR_2_PJM_ROR | VACAR | PJM_ROR | Internal | Winter | B16 | 25 | 2000 | 0 | 71.31 | 62.46 | 7 | 0
2040 | VACAR_2_PJM_ROR | VACAR | PJM_ROR | Internal | Winter | B17 | 100 | 2000 | 0 | 62.19 | 60.09 | 7 | 0
2040 | VACAR_2_PJM_ROR | VACAR | PJM_ROR | Internal | Winter | B18 | 400 | 2000 | 0 | 60.67 | 58.48 | 7 | 0
2040 | VACAR_2_PJM_ROR | VACAR | PJM_ROR | Internal | Winter | B19 | 700 | 2000 | 0 | 50.96 | 54.61 | 7 | 0
2040 | VACAR_2_PJM_ROR | VACAR | PJM_ROR | Internal | Winter | B20 | 935 | 2000 | 0 | 44.86 | 45.07 | 7 | 0
2040 | VACAR_2_SOCO | VACAR | SOCO | Internal | Shoulder | B11 | 25 | 3000 | 0 | 81.1 | 83.39 | 7 | 0
2040 | VACAR_2_SOCO | VACAR | SOCO | Internal | Shoulder | B12 | 200 | 3000 | 0 | 56.14 | 59.58 | 7 | 0
2040 | VACAR_2_SOCO | VACAR | SOCO | Internal | Shoulder | B13 | 600 | 3000 | 0 | 55.06 | 59.58 | 7 | 0
2040 | VACAR_2_SOCO | VACAR | SOCO | Internal | Shoulder | B14 | 900 | 3000 | 0 | 54.12 | 59.58 | 7 | 0
2040 | VACAR_2_SOCO | VACAR | SOCO | Internal | Shoulder | B15 | 1203 | 3000 | 3000 | 44.85 | 54.57 | 7 | 2.71
2040 | VACAR_2_SOCO | VACAR | SOCO | Internal | Summer | B1 | 10 | 3000 | 2858.94 | 94.94 | 101.94 | 7 | 0
2040 | VACAR_2_SOCO | VACAR | SOCO | Internal | Summer | B2 | 25 | 3000 | 316.21 | 94.94 | 101.94 | 7 | 0
2040 | VACAR_2_SOCO | VACAR | SOCO | Internal | Summer | B3 | 75 | 3000 | 0 | 92.69 | 96.91 | 7 | 0
2040 | VACAR_2_SOCO | VACAR | SOCO | Internal | Summer | B4 | 100 | 3000 | 0 | 92.3 | 96.91 | 7 | 0
2040 | VACAR_2_SOCO | VACAR | SOCO | Internal | Summer | B5 | 200 | 3000 | 0 | 92.69 | 92.58 | 7 | 0
2040 | VACAR_2_SOCO | VACAR | SOCO | Internal | Summer | B6 | 300 | 3000 | 1086 | 72.08 | 79.08 | 7 | 0
2040 | VACAR_2_SOCO | VACAR | SOCO | Internal | Summer | B7 | 400 | 3000 | 0 | 60.38 | 65.33 | 7 | 0
2040 | VACAR_2_SOCO | VACAR | SOCO | Internal | Summer | B8 | 500 | 3000 | 0 | 57.5 | 57.95 | 7 | 0
2040 | VACAR_2_SOCO | VACAR | SOCO | Internal | Summer | B9 | 800 | 3000 | 0 | 52.69 | 57.95 | 7 | 0
2040 | VACAR_2_SOCO | VACAR | SOCO | Internal | Summer | B10 | 1262 | 3000 | 601.04 | 46.21 | 53.21 | 7 | 0
2040 | VACAR_2_SOCO | VACAR | SOCO | Internal | Winter | B16 | 25 | 3000 | 1446.78 | 71.31 | 78.31 | 7 | 0
2040 | VACAR_2_SOCO | VACAR | SOCO | Internal | Winter | B17 | 100 | 3000 | 0 | 62.19 | 63.4 | 7 | 0
2040 | VACAR_2_SOCO | VACAR | SOCO | Internal | Winter | B18 | 400 | 3000 | 0 | 60.67 | 57.97 | 7 | 0
2040 | VACAR_2_SOCO | VACAR | SOCO | Internal | Winter | B19 | 700 | 3000 | 524.06 | 50.96 | 57.96 | 7 | 0
2040 | VACAR_2_SOCO | VACAR | SOCO | Internal | Winter | B20 | 935 | 3000 | 3000 | 44.86 | 56.95 | 7 | 5.09
2040 | VACAR_2_TVA_Transmission | VACAR | TVA_Transmission | Internal | Shoulder | B11 | 25 | 900 | 0 | 81.1 | 74.39 | 7 | 0
2040 | VACAR_2_TVA_Transmission | VACAR | TVA_Transmission | Internal | Shoulder | B12 | 200 | 900 | 0 | 56.14 | 60.61 | 7 | 0
2040 | VACAR_2_TVA_Transmission | VACAR | TVA_Transmission | Internal | Shoulder | B13 | 600 | 900 | 0 | 55.06 | 59.66 | 7 | 0
2040 | VACAR_2_TVA_Transmission | VACAR | TVA_Transmission | Internal | Shoulder | B14 | 900 | 900 | 0 | 54.12 | 58.43 | 7 | 0
2040 | VACAR_2_TVA_Transmission | VACAR | TVA_Transmission | Internal | Shoulder | B15 | 1203 | 900 | 900 | 44.85 | 52.28 | 7 | 0.43
2040 | VACAR_2_TVA_Transmission | VACAR | TVA_Transmission | Internal | Summer | B1 | 10 | 900 | 0 | 94.94 | 99.58 | 7 | 0
2040 | VACAR_2_TVA_Transmission | VACAR | TVA_Transmission | Internal | Summer | B2 | 25 | 900 | 0 | 94.94 | 98.67 | 7 | 0
2040 | VACAR_2_TVA_Transmission | VACAR | TVA_Transmission | Internal | Summer | B3 | 75 | 900 | 0 | 92.69 | 92.48 | 7 | 0
2040 | VACAR_2_TVA_Transmission | VACAR | TVA_Transmission | Internal | Summer | B4 | 100 | 900 | 0 | 92.3 | 92.3 | 7 | 0
2040 | VACAR_2_TVA_Transmission | VACAR | TVA_Transmission | Internal | Summer | B5 | 200 | 900 | 0 | 92.69 | 90.04 | 7 | 0
2040 | VACAR_2_TVA_Transmission | VACAR | TVA_Transmission | Internal | Summer | B6 | 300 | 900 | 0 | 72.08 | 71.25 | 7 | 0
2040 | VACAR_2_TVA_Transmission | VACAR | TVA_Transmission | Internal | Summer | B7 | 400 | 900 | 0 | 60.38 | 59.15 | 7 | 0
2040 | VACAR_2_TVA_Transmission | VACAR | TVA_Transmission | Internal | Summer | B8 | 500 | 900 | 0 | 57.5 | 57.26 | 7 | 0
2040 | VACAR_2_TVA_Transmission | VACAR | TVA_Transmission | Internal | Summer | B9 | 800 | 900 | 0 | 52.69 | 53.36 | 7 | 0
2040 | VACAR_2_TVA_Transmission | VACAR | TVA_Transmission | Internal | Summer | B10 | 1262 | 900 | 0 | 46.21 | 44.61 | 7 | 0
2040 | VACAR_2_TVA_Transmission | VACAR | TVA_Transmission | Internal | Winter | B16 | 25 | 900 | 0 | 71.31 | 69.31 | 7 | 0
2040 | VACAR_2_TVA_Transmission | VACAR | TVA_Transmission | Internal | Winter | B17 | 100 | 900 | 0 | 62.19 | 65.35 | 7 | 0
2040 | VACAR_2_TVA_Transmission | VACAR | TVA_Transmission | Internal | Winter | B18 | 400 | 900 | 0 | 60.67 | 62.82 | 7 | 0
2040 | VACAR_2_TVA_Transmission | VACAR | TVA_Transmission | Internal | Winter | B19 | 700 | 900 | 548.63 | 50.96 | 57.96 | 7 | 0
2040 | VACAR_2_TVA_Transmission | VACAR | TVA_Transmission | Internal | Winter | B20 | 935 | 900 | 0 | 44.86 | 51.07 | 7 | 0
2015 | AZ_NM_SNV_Coal_2_SPP_S | AZ_NM_SNV_Coal | SPP_S | External | Shoulder | B11 | 25 | 400 | 400 | 39.01 | 54.07 | 8.17 | 6.89
2015 | AZ_NM_SNV_Coal_2_SPP_S | AZ_NM_SNV_Coal | SPP_S | External | Shoulder | B12 | 200 | 400 | 0 | 39.01 | 40.63 | 8.17 | 0
2015 | AZ_NM_SNV_Coal_2_SPP_S | AZ_NM_SNV_Coal | SPP_S | External | Shoulder | B13 | 600 | 400 | 0 | 38.98 | 39.07 | 8.17 | 0
2015 | AZ_NM_SNV_Coal_2_SPP_S | AZ_NM_SNV_Coal | SPP_S | External | Shoulder | B14 | 900 | 400 | 0 | 38.98 | 38.94 | 8.17 | 0
2015 | AZ_NM_SNV_Coal_2_SPP_S | AZ_NM_SNV_Coal | SPP_S | External | Shoulder | B15 | 1203 | 400 | 0 | 38.95 | 37.63 | 8.17 | 0
2015 | AZ_NM_SNV_Coal_2_SPP_S | AZ_NM_SNV_Coal | SPP_S | External | Summer | B1 | 10 | 400 | 0 | 57.55 | 60.79 | 8.17 | 0
2015 | AZ_NM_SNV_Coal_2_SPP_S | AZ_NM_SNV_Coal | SPP_S | External | Summer | B2 | 25 | 400 | 0 | 57.55 | 59.76 | 8.17 | 0
2015 | AZ_NM_SNV_Coal_2_SPP_S | AZ_NM_SNV_Coal | SPP_S | External | Summer | B3 | 75 | 400 | 0 | 57.55 | 53.43 | 8.17 | 0
2015 | AZ_NM_SNV_Coal_2_SPP_S | AZ_NM_SNV_Coal | SPP_S | External | Summer | B4 | 100 | 400 | 0 | 55.54 | 52.64 | 8.17 | 0
2015 | AZ_NM_SNV_Coal_2_SPP_S | AZ_NM_SNV_Coal | SPP_S | External | Summer | B5 | 200 | 400 | 0 | 47.12 | 52.64 | 8.17 | 0
2015 | AZ_NM_SNV_Coal_2_SPP_S | AZ_NM_SNV_Coal | SPP_S | External | Summer | B6 | 300 | 400 | 400 | 41.65 | 51 | 8.17 | 1.18
2015 | AZ_NM_SNV_Coal_2_SPP_S | AZ_NM_SNV_Coal | SPP_S | External | Summer | B7 | 400 | 400 | 0 | 38.98 | 43.55 | 8.17 | 0
2015 | AZ_NM_SNV_Coal_2_SPP_S | AZ_NM_SNV_Coal | SPP_S | External | Summer | B8 | 500 | 400 | 0 | 38.97 | 38 | 8.17 | 0
2015 | AZ_NM_SNV_Coal_2_SPP_S | AZ_NM_SNV_Coal | SPP_S | External | Summer | B9 | 800 | 400 | 0 | 38.95 | 36.36 | 8.17 | 0
2015 | AZ_NM_SNV_Coal_2_SPP_S | AZ_NM_SNV_Coal | SPP_S | External | Summer | B10 | 1262 | 400 | 0 | 37.83 | 36.28 | 8.17 | 0
2015 | AZ_NM_SNV_Coal_2_SPP_S | AZ_NM_SNV_Coal | SPP_S | External | Winter | B16 | 25 | 400 | 0 | 41.47 | 48.69 | 8.17 | 0
2015 | AZ_NM_SNV_Coal_2_SPP_S | AZ_NM_SNV_Coal | SPP_S | External | Winter | B17 | 100 | 400 | 0 | 41.34 | 41.51 | 8.17 | 0
2015 | AZ_NM_SNV_Coal_2_SPP_S | AZ_NM_SNV_Coal | SPP_S | External | Winter | B18 | 400 | 400 | 0 | 41.34 | 40.11 | 8.17 | 0
2015 | AZ_NM_SNV_Coal_2_SPP_S | AZ_NM_SNV_Coal | SPP_S | External | Winter | B19 | 700 | 400 | 0 | 41.34 | 40.11 | 8.17 | 0
2015 | AZ_NM_SNV_Coal_2_SPP_S | AZ_NM_SNV_Coal | SPP_S | External | Winter | B20 | 935 | 400 | 0 | 41.32 | 40.02 | 8.17 | 0
2015 | MAPP_US_2_RMPA | MAPP_US | RMPA | External | Shoulder | B11 | 25 | 200 | 0 | 47.92 | 40.04 | 8 | 0
2015 | MAPP_US_2_RMPA | MAPP_US | RMPA | External | Shoulder | B12 | 200 | 200 | 0 | 33.63 | 40.04 | 8 | 0
2015 | MAPP_US_2_RMPA | MAPP_US | RMPA | External | Shoulder | B13 | 600 | 200 | 0 | 32.05 | 40.04 | 8 | 0
2015 | MAPP_US_2_RMPA | MAPP_US | RMPA | External | Shoulder | B14 | 900 | 200 | 200 | 31.91 | 40.04 | 8 | 0.12
2015 | MAPP_US_2_RMPA | MAPP_US | RMPA | External | Shoulder | B15 | 1203 | 200 | 180.16 | 31.91 | 39.91 | 8 | 0
2015 | MAPP_US_2_RMPA | MAPP_US | RMPA | External | Summer | B1 | 10 | 200 | 0 | 53.79 | 60.29 | 8 | 0
2015 | MAPP_US_2_RMPA | MAPP_US | RMPA | External | Summer | B2 | 25 | 200 | 0 | 52.76 | 53.71 | 8 | 0
2015 | MAPP_US_2_RMPA | MAPP_US | RMPA | External | Summer | B3 | 75 | 200 | 0 | 52.76 | 53.71 | 8 | 0
2015 | MAPP_US_2_RMPA | MAPP_US | RMPA | External | Summer | B4 | 100 | 200 | 0 | 51.02 | 50.03 | 8 | 0
2015 | MAPP_US_2_RMPA | MAPP_US | RMPA | External | Summer | B5 | 200 | 200 | 0 | 48.12 | 47.12 | 8 | 0
2015 | MAPP_US_2_RMPA | MAPP_US | RMPA | External | Summer | B6 | 300 | 200 | 0 | 43.97 | 41.29 | 8 | 0
2015 | MAPP_US_2_RMPA | MAPP_US | RMPA | External | Summer | B7 | 400 | 200 | 0 | 34.34 | 38.5 | 8 | 0
2015 | MAPP_US_2_RMPA | MAPP_US | RMPA | External | Summer | B8 | 500 | 200 | 200 | 30.24 | 38.5 | 8 | 0.26
2015 | MAPP_US_2_RMPA | MAPP_US | RMPA | External | Summer | B9 | 800 | 200 | 200 | 29.34 | 38.5 | 8 | 1.17
2015 | MAPP_US_2_RMPA | MAPP_US | RMPA | External | Summer | B10 | 1262 | 200 | 200 | 29.11 | 38.5 | 8 | 1.39
2015 | MAPP_US_2_RMPA | MAPP_US | RMPA | External | Winter | B16 | 25 | 200 | 0 | 41.67 | 49.48 | 8 | 0
2015 | MAPP_US_2_RMPA | MAPP_US | RMPA | External | Winter | B17 | 100 | 200 | 0 | 36.17 | 42.95 | 8 | 0
2015 | MAPP_US_2_RMPA | MAPP_US | RMPA | External | Winter | B18 | 400 | 200 | 200 | 33.08 | 42.95 | 8 | 1.87
2015 | MAPP_US_2_RMPA | MAPP_US | RMPA | External | Winter | B19 | 700 | 200 | 200 | 33.08 | 42.95 | 8 | 1.87
2015 | MAPP_US_2_RMPA | MAPP_US | RMPA | External | Winter | B20 | 935 | 200 | 0 | 32.17 | 35.93 | 8 | 0
2015 | NE_2_RMPA | NE | RMPA | External | Shoulder | B11 | 25 | 310 | 0 | 54.92 | 40.04 | 5 | 0
2015 | NE_2_RMPA | NE | RMPA | External | Shoulder | B12 | 200 | 310 | 0 | 40.63 | 40.04 | 5 | 0
2015 | NE_2_RMPA | NE | RMPA | External | Shoulder | B13 | 600 | 310 | 0 | 39.05 | 40.04 | 5 | 0
2015 | NE_2_RMPA | NE | RMPA | External | Shoulder | B14 | 900 | 310 | 0 | 38.91 | 40.04 | 5 | 0
2015 | NE_2_RMPA | NE | RMPA | External | Shoulder | B15 | 1203 | 310 | 0 | 37.6 | 39.91 | 5 | 0
2015 | NE_2_RMPA | NE | RMPA | External | Summer | B1 | 10 | 310 | 0 | 60.79 | 60.29 | 5 | 0
2015 | NE_2_RMPA | NE | RMPA | External | Summer | B2 | 25 | 310 | 0 | 59.76 | 53.71 | 5 | 0
2015 | NE_2_RMPA | NE | RMPA | External | Summer | B3 | 75 | 310 | 0 | 59.76 | 53.71 | 5 | 0
2015 | NE_2_RMPA | NE | RMPA | External | Summer | B4 | 100 | 310 | 0 | 58.02 | 50.03 | 5 | 0
2015 | NE_2_RMPA | NE | RMPA | External | Summer | B5 | 200 | 310 | 0 | 55.12 | 47.12 | 5 | 0
2015 | NE_2_RMPA | NE | RMPA | External | Summer | B6 | 300 | 310 | 0 | 50.97 | 41.29 | 5 | 0
2015 | NE_2_RMPA | NE | RMPA | External | Summer | B7 | 400 | 310 | 0 | 43.52 | 38.5 | 5 | 0
2015 | NE_2_RMPA | NE | RMPA | External | Summer | B8 | 500 | 310 | 0 | 37.24 | 38.5 | 5 | 0
2015 | NE_2_RMPA | NE | RMPA | External | Summer | B9 | 800 | 310 | 0 | 36.34 | 38.5 | 5 | 0
2015 | NE_2_RMPA | NE | RMPA | External | Summer | B10 | 1262 | 310 | 0 | 36.11 | 38.5 | 5 | 0
2015 | NE_2_RMPA | NE | RMPA | External | Winter | B16 | 25 | 310 | 0 | 48.67 | 49.48 | 5 | 0
2015 | NE_2_RMPA | NE | RMPA | External | Winter | B17 | 100 | 310 | 0 | 41.48 | 42.95 | 5 | 0
2015 | NE_2_RMPA | NE | RMPA | External | Winter | B18 | 400 | 310 | 0 | 40.08 | 42.95 | 5 | 0
2015 | NE_2_RMPA | NE | RMPA | External | Winter | B19 | 700 | 310 | 0 | 40.08 | 42.95 | 5 | 0
2015 | NE_2_RMPA | NE | RMPA | External | Winter | B20 | 935 | 310 | 0 | 39.17 | 35.93 | 5 | 0
2015 | NWPP_Coal_2_MAPP_US | NWPP_Coal | MAPP_US | External | Shoulder | B11 | 25 | 150 | 150 | 38.95 | 47.92 | 8 | 0.96
2015 | NWPP_Coal_2_MAPP_US | NWPP_Coal | MAPP_US | External | Shoulder | B12 | 200 | 150 | 0 | 38.95 | 33.63 | 8 | 0
2015 | NWPP_Coal_2_MAPP_US | NWPP_Coal | MAPP_US | External | Shoulder | B13 | 600 | 150 | 0 | 38.95 | 32.05 | 8 | 0
2015 | NWPP_Coal_2_MAPP_US | NWPP_Coal | MAPP_US | External | Shoulder | B14 | 900 | 150 | 0 | 38.95 | 31.91 | 8 | 0
2015 | NWPP_Coal_2_MAPP_US | NWPP_Coal | MAPP_US | External | Shoulder | B15 | 1203 | 150 | 0 | 38.95 | 31.91 | 8 | 0
2015 | NWPP_Coal_2_MAPP_US | NWPP_Coal | MAPP_US | External | Summer | B1 | 10 | 150 | 150 | 38.95 | 53.79 | 8 | 6.83
2015 | NWPP_Coal_2_MAPP_US | NWPP_Coal | MAPP_US | External | Summer | B2 | 25 | 150 | 150 | 38.95 | 52.76 | 8 | 5.81
2015 | NWPP_Coal_2_MAPP_US | NWPP_Coal | MAPP_US | External | Summer | B3 | 75 | 150 | 150 | 38.95 | 52.76 | 8 | 5.81
2015 | NWPP_Coal_2_MAPP_US | NWPP_Coal | MAPP_US | External | Summer | B4 | 100 | 150 | 150 | 38.95 | 51.02 | 8 | 4.06
2015 | NWPP_Coal_2_MAPP_US | NWPP_Coal | MAPP_US | External | Summer | B5 | 200 | 150 | 150 | 38.95 | 48.12 | 8 | 1.17
2015 | NWPP_Coal_2_MAPP_US | NWPP_Coal | MAPP_US | External | Summer | B6 | 300 | 150 | 0 | 38.95 | 43.97 | 8 | 0
2015 | NWPP_Coal_2_MAPP_US | NWPP_Coal | MAPP_US | External | Summer | B7 | 400 | 150 | 0 | 38.95 | 34.34 | 8 | 0
2015 | NWPP_Coal_2_MAPP_US | NWPP_Coal | MAPP_US | External | Summer | B8 | 500 | 150 | 0 | 38.95 | 30.24 | 8 | 0
2015 | NWPP_Coal_2_MAPP_US | NWPP_Coal | MAPP_US | External | Summer | B9 | 800 | 150 | 0 | 38.95 | 29.34 | 8 | 0
2015 | NWPP_Coal_2_MAPP_US | NWPP_Coal | MAPP_US | External | Summer | B10 | 1262 | 150 | 0 | 38.95 | 29.11 | 8 | 0
2015 | NWPP_Coal_2_MAPP_US | NWPP_Coal | MAPP_US | External | Winter | B16 | 25 | 150 | 0 | 41.32 | 41.67 | 8 | 0
2015 | NWPP_Coal_2_MAPP_US | NWPP_Coal | MAPP_US | External | Winter | B17 | 100 | 150 | 0 | 41.32 | 36.17 | 8 | 0
2015 | NWPP_Coal_2_MAPP_US | NWPP_Coal | MAPP_US | External | Winter | B18 | 400 | 150 | 0 | 41.32 | 33.08 | 8 | 0
2015 | NWPP_Coal_2_MAPP_US | NWPP_Coal | MAPP_US | External | Winter | B19 | 700 | 150 | 0 | 41.32 | 33.08 | 8 | 0
2015 | NWPP_Coal_2_MAPP_US | NWPP_Coal | MAPP_US | External | Winter | B20 | 935 | 150 | 0 | 41.32 | 32.17 | 8 | 0
2015 | RMPA_2_MAPP_US | RMPA | MAPP_US | External | Shoulder | B11 | 25 | 200 | 0 | 40.04 | 47.92 | 8 | 0
2015 | RMPA_2_MAPP_US | RMPA | MAPP_US | External | Shoulder | B12 | 200 | 200 | 0 | 40.04 | 33.63 | 8 | 0
2015 | RMPA_2_MAPP_US | RMPA | MAPP_US | External | Shoulder | B13 | 600 | 200 | 0 | 40.04 | 32.05 | 8 | 0
2015 | RMPA_2_MAPP_US | RMPA | MAPP_US | External | Shoulder | B14 | 900 | 200 | 0 | 40.04 | 31.91 | 8 | 0
2015 | RMPA_2_MAPP_US | RMPA | MAPP_US | External | Shoulder | B15 | 1203 | 200 | 0 | 39.91 | 31.91 | 8 | 0
2015 | RMPA_2_MAPP_US | RMPA | MAPP_US | External | Summer | B1 | 10 | 200 | 0 | 60.29 | 53.79 | 8 | 0
2015 | RMPA_2_MAPP_US | RMPA | MAPP_US | External | Summer | B2 | 25 | 200 | 0 | 53.71 | 52.76 | 8 | 0
2015 | RMPA_2_MAPP_US | RMPA | MAPP_US | External | Summer | B3 | 75 | 200 | 0 | 53.71 | 52.76 | 8 | 0
2015 | RMPA_2_MAPP_US | RMPA | MAPP_US | External | Summer | B4 | 100 | 200 | 0 | 50.03 | 51.02 | 8 | 0
2015 | RMPA_2_MAPP_US | RMPA | MAPP_US | External | Summer | B5 | 200 | 200 | 0 | 47.12 | 48.12 | 8 | 0
2015 | RMPA_2_MAPP_US | RMPA | MAPP_US | External | Summer | B6 | 300 | 200 | 0 | 41.29 | 43.97 | 8 | 0
2015 | RMPA_2_MAPP_US | RMPA | MAPP_US | External | Summer | B7 | 400 | 200 | 0 | 38.5 | 34.34 | 8 | 0
2015 | RMPA_2_MAPP_US | RMPA | MAPP_US | External | Summer | B8 | 500 | 200 | 0 | 38.5 | 30.24 | 8 | 0
2015 | RMPA_2_MAPP_US | RMPA | MAPP_US | External | Summer | B9 | 800 | 200 | 0 | 38.5 | 29.34 | 8 | 0
2015 | RMPA_2_MAPP_US | RMPA | MAPP_US | External | Summer | B10 | 1262 | 200 | 0 | 38.5 | 29.11 | 8 | 0
2015 | RMPA_2_MAPP_US | RMPA | MAPP_US | External | Winter | B16 | 25 | 200 | 0 | 49.48 | 41.67 | 8 | 0
2015 | RMPA_2_MAPP_US | RMPA | MAPP_US | External | Winter | B17 | 100 | 200 | 0 | 42.95 | 36.17 | 8 | 0
2015 | RMPA_2_MAPP_US | RMPA | MAPP_US | External | Winter | B18 | 400 | 200 | 0 | 42.95 | 33.08 | 8 | 0
2015 | RMPA_2_MAPP_US | RMPA | MAPP_US | External | Winter | B19 | 700 | 200 | 0 | 42.95 | 33.08 | 8 | 0
2015 | RMPA_2_MAPP_US | RMPA | MAPP_US | External | Winter | B20 | 935 | 200 | 0 | 35.93 | 32.17 | 8 | 0
2015 | RMPA_2_NE | RMPA | NE | External | Shoulder | B11 | 25 | 310 | 310 | 40.04 | 54.92 | 8 | 6.88
2015 | RMPA_2_NE | RMPA | NE | External | Shoulder | B12 | 200 | 310 | 0 | 40.04 | 40.63 | 8 | 0
2015 | RMPA_2_NE | RMPA | NE | External | Shoulder | B13 | 600 | 310 | 0 | 40.04 | 39.05 | 8 | 0
2015 | RMPA_2_NE | RMPA | NE | External | Shoulder | B14 | 900 | 310 | 0 | 40.04 | 38.91 | 8 | 0
2015 | RMPA_2_NE | RMPA | NE | External | Shoulder | B15 | 1203 | 310 | 0 | 39.91 | 37.6 | 8 | 0
2015 | RMPA_2_NE | RMPA | NE | External | Summer | B1 | 10 | 310 | 0 | 60.29 | 60.79 | 8 | 0
2015 | RMPA_2_NE | RMPA | NE | External | Summer | B2 | 25 | 310 | 0 | 53.71 | 59.76 | 8 | 0
2015 | RMPA_2_NE | RMPA | NE | External | Summer | B3 | 75 | 310 | 0 | 53.71 | 59.76 | 8 | 0
2015 | RMPA_2_NE | RMPA | NE | External | Summer | B4 | 100 | 310 | 0 | 50.03 | 58.02 | 8 | 0
2015 | RMPA_2_NE | RMPA | NE | External | Summer | B5 | 200 | 310 | 233.86 | 47.12 | 55.12 | 8 | 0
2015 | RMPA_2_NE | RMPA | NE | External | Summer | B6 | 300 | 310 | 310 | 41.29 | 50.97 | 8 | 1.69
2015 | RMPA_2_NE | RMPA | NE | External | Summer | B7 | 400 | 310 | 0 | 38.5 | 43.52 | 8 | 0
2015 | RMPA_2_NE | RMPA | NE | External | Summer | B8 | 500 | 310 | 0 | 38.5 | 37.24 | 8 | 0
2015 | RMPA_2_NE | RMPA | NE | External | Summer | B9 | 800 | 310 | 0 | 38.5 | 36.34 | 8 | 0
2015 | RMPA_2_NE | RMPA | NE | External | Summer | B10 | 1262 | 310 | 0 | 38.5 | 36.11 | 8 | 0
2015 | RMPA_2_NE | RMPA | NE | External | Winter | B16 | 25 | 310 | 0 | 49.48 | 48.67 | 8 | 0
2015 | RMPA_2_NE | RMPA | NE | External | Winter | B17 | 100 | 310 | 0 | 42.95 | 41.48 | 8 | 0
2015 | RMPA_2_NE | RMPA | NE | External | Winter | B18 | 400 | 310 | 0 | 42.95 | 40.08 | 8 | 0
2015 | RMPA_2_NE | RMPA | NE | External | Winter | B19 | 700 | 310 | 0 | 42.95 | 40.08 | 8 | 0
2015 | RMPA_2_NE | RMPA | NE | External | Winter | B20 | 935 | 310 | 0 | 35.93 | 39.17 | 8 | 0
2015 | RMPA_2_SPP_N | RMPA | SPP_N | External | Shoulder | B11 | 25 | 210 | 210 | 40.04 | 54.93 | 8 | 6.89
2015 | RMPA_2_SPP_N | RMPA | SPP_N | External | Shoulder | B12 | 200 | 210 | 0 | 40.04 | 40.64 | 8 | 0
2015 | RMPA_2_SPP_N | RMPA | SPP_N | External | Shoulder | B13 | 600 | 210 | 0 | 40.04 | 39.06 | 8 | 0
2015 | RMPA_2_SPP_N | RMPA | SPP_N | External | Shoulder | B14 | 900 | 210 | 0 | 40.04 | 38.93 | 8 | 0
2015 | RMPA_2_SPP_N | RMPA | SPP_N | External | Shoulder | B15 | 1203 | 210 | 0 | 39.91 | 37.62 | 8 | 0
2015 | RMPA_2_SPP_N | RMPA | SPP_N | External | Summer | B1 | 10 | 210 | 0 | 60.29 | 60.8 | 8 | 0
2015 | RMPA_2_SPP_N | RMPA | SPP_N | External | Summer | B2 | 25 | 210 | 0 | 53.71 | 59.77 | 8 | 0
2015 | RMPA_2_SPP_N | RMPA | SPP_N | External | Summer | B3 | 75 | 210 | 0 | 53.71 | 59.77 | 8 | 0
2015 | RMPA_2_SPP_N | RMPA | SPP_N | External | Summer | B4 | 100 | 210 | 153.69 | 50.03 | 58.03 | 8 | 0
2015 | RMPA_2_SPP_N | RMPA | SPP_N | External | Summer | B5 | 200 | 210 | 210 | 47.12 | 55.13 | 8 | 0.01
2015 | RMPA_2_SPP_N | RMPA | SPP_N | External | Summer | B6 | 300 | 210 | 210 | 41.29 | 50.99 | 8 | 1.7
2015 | RMPA_2_SPP_N | RMPA | SPP_N | External | Summer | B7 | 400 | 210 | 0 | 38.5 | 43.53 | 8 | 0
2015 | RMPA_2_SPP_N | RMPA | SPP_N | External | Summer | B8 | 500 | 210 | 0 | 38.5 | 37.98 | 8 | 0
2015 | RMPA_2_SPP_N | RMPA | SPP_N | External | Summer | B9 | 800 | 210 | 0 | 38.5 | 36.35 | 8 | 0
2015 | RMPA_2_SPP_N | RMPA | SPP_N | External | Summer | B10 | 1262 | 210 | 0 | 38.5 | 36.12 | 8 | 0
2015 | RMPA_2_SPP_N | RMPA | SPP_N | External | Winter | B16 | 25 | 210 | 0 | 49.48 | 48.68 | 8 | 0
2015 | RMPA_2_SPP_N | RMPA | SPP_N | External | Winter | B17 | 100 | 210 | 0 | 42.95 | 41.5 | 8 | 0
2015 | RMPA_2_SPP_N | RMPA | SPP_N | External | Winter | B18 | 400 | 210 | 0 | 42.95 | 40.09 | 8 | 0
2015 | RMPA_2_SPP_N | RMPA | SPP_N | External | Winter | B19 | 700 | 210 | 0 | 42.95 | 40.09 | 8 | 0
2015 | RMPA_2_SPP_N | RMPA | SPP_N | External | Winter | B20 | 935 | 210 | 0 | 35.93 | 39.19 | 8 | 0
2015 | SPP_N_2_RMPA | SPP_N | RMPA | External | Shoulder | B11 | 25 | 210 | 0 | 54.93 | 40.04 | 5 | 0
2015 | SPP_N_2_RMPA | SPP_N | RMPA | External | Shoulder | B12 | 200 | 210 | 0 | 40.64 | 40.04 | 5 | 0
2015 | SPP_N_2_RMPA | SPP_N | RMPA | External | Shoulder | B13 | 600 | 210 | 0 | 39.06 | 40.04 | 5 | 0
2015 | SPP_N_2_RMPA | SPP_N | RMPA | External | Shoulder | B14 | 900 | 210 | 0 | 38.93 | 40.04 | 5 | 0
2015 | SPP_N_2_RMPA | SPP_N | RMPA | External | Shoulder | B15 | 1203 | 210 | 0 | 37.62 | 39.91 | 5 | 0
2015 | SPP_N_2_RMPA | SPP_N | RMPA | External | Summer | B1 | 10 | 210 | 0 | 60.8 | 60.29 | 5 | 0
2015 | SPP_N_2_RMPA | SPP_N | RMPA | External | Summer | B2 | 25 | 210 | 0 | 59.77 | 53.71 | 5 | 0
2015 | SPP_N_2_RMPA | SPP_N | RMPA | External | Summer | B3 | 75 | 210 | 0 | 59.77 | 53.71 | 5 | 0
2015 | SPP_N_2_RMPA | SPP_N | RMPA | External | Summer | B4 | 100 | 210 | 0 | 58.03 | 50.03 | 5 | 0
2015 | SPP_N_2_RMPA | SPP_N | RMPA | External | Summer | B5 | 200 | 210 | 0 | 55.13 | 47.12 | 5 | 0
2015 | SPP_N_2_RMPA | SPP_N | RMPA | External | Summer | B6 | 300 | 210 | 0 | 50.99 | 41.29 | 5 | 0
2015 | SPP_N_2_RMPA | SPP_N | RMPA | External | Summer | B7 | 400 | 210 | 0 | 43.53 | 38.5 | 5 | 0
2015 | SPP_N_2_RMPA | SPP_N | RMPA | External | Summer | B8 | 500 | 210 | 0 | 37.98 | 38.5 | 5 | 0
2015 | SPP_N_2_RMPA | SPP_N | RMPA | External | Summer | B9 | 800 | 210 | 0 | 36.35 | 38.5 | 5 | 0
2015 | SPP_N_2_RMPA | SPP_N | RMPA | External | Summer | B10 | 1262 | 210 | 0 | 36.12 | 38.5 | 5 | 0
2015 | SPP_N_2_RMPA | SPP_N | RMPA | External | Winter | B16 | 25 | 210 | 0 | 48.68 | 49.48 | 5 | 0
2015 | SPP_N_2_RMPA | SPP_N | RMPA | External | Winter | B17 | 100 | 210 | 0 | 41.5 | 42.95 | 5 | 0
2015 | SPP_N_2_RMPA | SPP_N | RMPA | External | Winter | B18 | 400 | 210 | 0 | 40.09 | 42.95 | 5 | 0
2015 | SPP_N_2_RMPA | SPP_N | RMPA | External | Winter | B19 | 700 | 210 | 0 | 40.09 | 42.95 | 5 | 0
2015 | SPP_N_2_RMPA | SPP_N | RMPA | External | Winter | B20 | 935 | 210 | 0 | 39.19 | 35.93 | 5 | 0
2015 | SPP_S_2_ERCOT | SPP_S | ERCOT | External | Shoulder | B11 | 25 | 800 | 0 | 54.07 | 54.66 | 5 | 0
2015 | SPP_S_2_ERCOT | SPP_S | ERCOT | External | Shoulder | B12 | 200 | 800 | 0 | 40.63 | 40.88 | 5 | 0
2015 | SPP_S_2_ERCOT | SPP_S | ERCOT | External | Shoulder | B13 | 600 | 800 | 0 | 39.07 | 37.53 | 5 | 0
2015 | SPP_S_2_ERCOT | SPP_S | ERCOT | External | Shoulder | B14 | 900 | 800 | 0 | 38.94 | 37.53 | 5 | 0
2015 | SPP_S_2_ERCOT | SPP_S | ERCOT | External | Shoulder | B15 | 1203 | 800 | 0 | 37.63 | 37.53 | 5 | 0
2015 | SPP_S_2_ERCOT | SPP_S | ERCOT | External | Summer | B1 | 10 | 800 | 0 | 60.79 | 53.11 | 5 | 0
2015 | SPP_S_2_ERCOT | SPP_S | ERCOT | External | Summer | B2 | 25 | 800 | 0 | 59.76 | 53.11 | 5 | 0
2015 | SPP_S_2_ERCOT | SPP_S | ERCOT | External | Summer | B3 | 75 | 800 | 0 | 53.43 | 53.11 | 5 | 0
2015 | SPP_S_2_ERCOT | SPP_S | ERCOT | External | Summer | B4 | 100 | 800 | 0 | 52.64 | 53.11 | 5 | 0
2015 | SPP_S_2_ERCOT | SPP_S | ERCOT | External | Summer | B5 | 200 | 800 | 0 | 52.64 | 53.11 | 5 | 0
2015 | SPP_S_2_ERCOT | SPP_S | ERCOT | External | Summer | B6 | 300 | 800 | 0 | 51 | 53.11 | 5 | 0
2015 | SPP_S_2_ERCOT | SPP_S | ERCOT | External | Summer | B7 | 400 | 800 | 332.56 | 43.55 | 48.55 | 5 | 0
2015 | SPP_S_2_ERCOT | SPP_S | ERCOT | External | Summer | B8 | 500 | 800 | 0 | 38 | 39.73 | 5 | 0
2015 | SPP_S_2_ERCOT | SPP_S | ERCOT | External | Summer | B9 | 800 | 800 | 0 | 36.36 | 36.48 | 5 | 0
2015 | SPP_S_2_ERCOT | SPP_S | ERCOT | External | Summer | B10 | 1262 | 800 | 0 | 36.28 | 36.48 | 5 | 0
2015 | SPP_S_2_ERCOT | SPP_S | ERCOT | External | Winter | B16 | 25 | 800 | 0 | 48.69 | 51.14 | 5 | 0
2015 | SPP_S_2_ERCOT | SPP_S | ERCOT | External | Winter | B17 | 100 | 800 | 0 | 41.51 | 43.29 | 5 | 0
2015 | SPP_S_2_ERCOT | SPP_S | ERCOT | External | Winter | B18 | 400 | 800 | 0 | 40.11 | 39.73 | 5 | 0
2015 | SPP_S_2_ERCOT | SPP_S | ERCOT | External | Winter | B19 | 700 | 800 | 0 | 40.11 | 39.73 | 5 | 0
2015 | SPP_S_2_ERCOT | SPP_S | ERCOT | External | Winter | B20 | 935 | 800 | 0 | 40.02 | 39.73 | 5 | 0
2020 | AZ_NM_SNV_Coal_2_SPP_S | AZ_NM_SNV_Coal | SPP_S | External | Shoulder | B11 | 25 | 400 | 400 | 45.45 | 58.47 | 8.17 | 4.85
2020 | AZ_NM_SNV_Coal_2_SPP_S | AZ_NM_SNV_Coal | SPP_S | External | Shoulder | B12 | 200 | 400 | 0 | 45.44 | 42.47 | 8.17 | 0
2020 | AZ_NM_SNV_Coal_2_SPP_S | AZ_NM_SNV_Coal | SPP_S | External | Shoulder | B13 | 600 | 400 | 0 | 45.44 | 42.05 | 8.17 | 0
2020 | AZ_NM_SNV_Coal_2_SPP_S | AZ_NM_SNV_Coal | SPP_S | External | Shoulder | B14 | 900 | 400 | 0 | 45.44 | 40.63 | 8.17 | 0
2020 | AZ_NM_SNV_Coal_2_SPP_S | AZ_NM_SNV_Coal | SPP_S | External | Shoulder | B15 | 1203 | 400 | 0 | 44.72 | 40.54 | 8.17 | 0
2020 | AZ_NM_SNV_Coal_2_SPP_S | AZ_NM_SNV_Coal | SPP_S | External | Summer | B1 | 10 | 400 | 0 | 66.64 | 56.41 | 8.17 | 0
2020 | AZ_NM_SNV_Coal_2_SPP_S | AZ_NM_SNV_Coal | SPP_S | External | Summer | B2 | 25 | 400 | 0 | 66.64 | 56.88 | 8.17 | 0
2020 | AZ_NM_SNV_Coal_2_SPP_S | AZ_NM_SNV_Coal | SPP_S | External | Summer | B3 | 75 | 400 | 0 | 66.64 | 56.88 | 8.17 | 0
2020 | AZ_NM_SNV_Coal_2_SPP_S | AZ_NM_SNV_Coal | SPP_S | External | Summer | B4 | 100 | 400 | 0 | 63.88 | 56.88 | 8.17 | 0
2020 | AZ_NM_SNV_Coal_2_SPP_S | AZ_NM_SNV_Coal | SPP_S | External | Summer | B5 | 200 | 400 | 0 | 53.56 | 56.41 | 8.17 | 0
2020 | AZ_NM_SNV_Coal_2_SPP_S | AZ_NM_SNV_Coal | SPP_S | External | Summer | B6 | 300 | 400 | 0 | 48.46 | 56.41 | 8.17 | 0
2020 | AZ_NM_SNV_Coal_2_SPP_S | AZ_NM_SNV_Coal | SPP_S | External | Summer | B7 | 400 | 400 | 0 | 45.42 | 47.28 | 8.17 | 0
2020 | AZ_NM_SNV_Coal_2_SPP_S | AZ_NM_SNV_Coal | SPP_S | External | Summer | B8 | 500 | 400 | 0 | 45.41 | 41 | 8.17 | 0
2020 | AZ_NM_SNV_Coal_2_SPP_S | AZ_NM_SNV_Coal | SPP_S | External | Summer | B9 | 800 | 400 | 0 | 45.39 | 39.66 | 8.17 | 0
2020 | AZ_NM_SNV_Coal_2_SPP_S | AZ_NM_SNV_Coal | SPP_S | External | Summer | B10 | 1262 | 400 | 0 | 44.09 | 39.14 | 8.17 | 0
2020 | AZ_NM_SNV_Coal_2_SPP_S | AZ_NM_SNV_Coal | SPP_S | External | Winter | B16 | 25 | 400 | 0 | 48.29 | 51.44 | 8.17 | 0
2020 | AZ_NM_SNV_Coal_2_SPP_S | AZ_NM_SNV_Coal | SPP_S | External | Winter | B17 | 100 | 400 | 0 | 48.29 | 43.39 | 8.17 | 0
2020 | AZ_NM_SNV_Coal_2_SPP_S | AZ_NM_SNV_Coal | SPP_S | External | Winter | B18 | 400 | 400 | 0 | 48.29 | 43.29 | 8.17 | 0
2020 | AZ_NM_SNV_Coal_2_SPP_S | AZ_NM_SNV_Coal | SPP_S | External | Winter | B19 | 700 | 400 | 0 | 48.29 | 43.29 | 8.17 | 0
2020 | AZ_NM_SNV_Coal_2_SPP_S | AZ_NM_SNV_Coal | SPP_S | External | Winter | B20 | 935 | 400 | 0 | 47.95 | 39.14 | 8.17 | 0
2020 | MAPP_US_2_RMPA | MAPP_US | RMPA | External | Shoulder | B11 | 25 | 200 | 0 | 55.69 | 53.59 | 8 | 0
2020 | MAPP_US_2_RMPA | MAPP_US | RMPA | External | Shoulder | B12 | 200 | 200 | 0 | 39.18 | 44.56 | 8 | 0
2020 | MAPP_US_2_RMPA | MAPP_US | RMPA | External | Shoulder | B13 | 600 | 200 | 0 | 36.27 | 44.22 | 8 | 0
2020 | MAPP_US_2_RMPA | MAPP_US | RMPA | External | Shoulder | B14 | 900 | 200 | 200 | 34.01 | 44.22 | 8 | 2.22
2020 | MAPP_US_2_RMPA | MAPP_US | RMPA | External | Shoulder | B15 | 1203 | 200 | 200 | 33.51 | 44.22 | 8 | 2.71
2020 | MAPP_US_2_RMPA | MAPP_US | RMPA | External | Summer | B1 | 10 | 200 | 0 | 59.75 | 65.97 | 8 | 0
2020 | MAPP_US_2_RMPA | MAPP_US | RMPA | External | Summer | B2 | 25 | 200 | 0 | 58.33 | 65.97 | 8 | 0
2020 | MAPP_US_2_RMPA | MAPP_US | RMPA | External | Summer | B3 | 75 | 200 | 0 | 59.75 | 65.97 | 8 | 0
2020 | MAPP_US_2_RMPA | MAPP_US | RMPA | External | Summer | B4 | 100 | 200 | 0 | 58.33 | 58.84 | 8 | 0
2020 | MAPP_US_2_RMPA | MAPP_US | RMPA | External | Summer | B5 | 200 | 200 | 0 | 54.77 | 53.56 | 8 | 0
2020 | MAPP_US_2_RMPA | MAPP_US | RMPA | External | Summer | B6 | 300 | 200 | 0 | 49.38 | 48.38 | 8 | 0
2020 | MAPP_US_2_RMPA | MAPP_US | RMPA | External | Summer | B7 | 400 | 200 | 0 | 40.26 | 42.46 | 8 | 0
2020 | MAPP_US_2_RMPA | MAPP_US | RMPA | External | Summer | B8 | 500 | 200 | 200 | 33.26 | 42.46 | 8 | 1.2
2020 | MAPP_US_2_RMPA | MAPP_US | RMPA | External | Summer | B9 | 800 | 200 | 200 | 32.64 | 42.46 | 8 | 1.82
2020 | MAPP_US_2_RMPA | MAPP_US | RMPA | External | Summer | B10 | 1262 | 200 | 200 | 30.35 | 42.35 | 8 | 4
2020 | MAPP_US_2_RMPA | MAPP_US | RMPA | External | Winter | B16 | 25 | 200 | 200 | 45.7 | 56.44 | 8 | 2.74
2020 | MAPP_US_2_RMPA | MAPP_US | RMPA | External | Winter | B17 | 100 | 200 | 0 | 41.17 | 47.57 | 8 | 0
2020 | MAPP_US_2_RMPA | MAPP_US | RMPA | External | Winter | B18 | 400 | 200 | 200 | 36.27 | 47.57 | 8 | 3.3
2020 | MAPP_US_2_RMPA | MAPP_US | RMPA | External | Winter | B19 | 700 | 200 | 200 | 36.27 | 47.57 | 8 | 3.3
2020 | MAPP_US_2_RMPA | MAPP_US | RMPA | External | Winter | B20 | 935 | 200 | 182.34 | 32.11 | 40.11 | 8 | 0
2020 | NE_2_RMPA | NE | RMPA | External | Shoulder | B11 | 25 | 310 | 0 | 62.69 | 53.59 | 5 | 0
2020 | NE_2_RMPA | NE | RMPA | External | Shoulder | B12 | 200 | 310 | 0 | 44.97 | 44.56 | 5 | 0
2020 | NE_2_RMPA | NE | RMPA | External | Shoulder | B13 | 600 | 310 | 0 | 42.05 | 44.22 | 5 | 0
2020 | NE_2_RMPA | NE | RMPA | External | Shoulder | B14 | 900 | 310 | 0 | 40.63 | 44.22 | 5 | 0
2020 | NE_2_RMPA | NE | RMPA | External | Shoulder | B15 | 1203 | 310 | 0 | 40.51 | 44.22 | 5 | 0
2020 | NE_2_RMPA | NE | RMPA | External | Summer | B1 | 10 | 310 | 0 | 66.75 | 65.97 | 5 | 0
2020 | NE_2_RMPA | NE | RMPA | External | Summer | B2 | 25 | 310 | 0 | 65.33 | 65.97 | 5 | 0
2020 | NE_2_RMPA | NE | RMPA | External | Summer | B3 | 75 | 310 | 0 | 66.75 | 65.97 | 5 | 0
2020 | NE_2_RMPA | NE | RMPA | External | Summer | B4 | 100 | 310 | 0 | 65.33 | 58.84 | 5 | 0
2020 | NE_2_RMPA | NE | RMPA | External | Summer | B5 | 200 | 310 | 0 | 61.77 | 53.56 | 5 | 0
2020 | NE_2_RMPA | NE | RMPA | External | Summer | B6 | 300 | 310 | 0 | 56.38 | 48.38 | 5 | 0
2020 | NE_2_RMPA | NE | RMPA | External | Summer | B7 | 400 | 310 | 0 | 47.26 | 42.46 | 5 | 0
2020 | NE_2_RMPA | NE | RMPA | External | Summer | B8 | 500 | 310 | 0 | 40.26 | 42.46 | 5 | 0
2020 | NE_2_RMPA | NE | RMPA | External | Summer | B9 | 800 | 310 | 0 | 39.64 | 42.46 | 5 | 0
2020 | NE_2_RMPA | NE | RMPA | External | Summer | B10 | 1262 | 310 | 83.12 | 37.35 | 42.35 | 5 | 0
2020 | NE_2_RMPA | NE | RMPA | External | Winter | B16 | 25 | 310 | 73.98 | 51.44 | 56.44 | 5 | 0
2020 | NE_2_RMPA | NE | RMPA | External | Winter | B17 | 100 | 310 | 0 | 43.37 | 47.57 | 5 | 0
2020 | NE_2_RMPA | NE | RMPA | External | Winter | B18 | 400 | 310 | 0 | 43.27 | 47.57 | 5 | 0
2020 | NE_2_RMPA | NE | RMPA | External | Winter | B19 | 700 | 310 | 0 | 43.27 | 47.57 | 5 | 0
2020 | NE_2_RMPA | NE | RMPA | External | Winter | B20 | 935 | 310 | 0 | 39.11 | 40.11 | 5 | 0
2020 | NWPP_Coal_2_MAPP_US | NWPP_Coal | MAPP_US | External | Shoulder | B11 | 25 | 150 | 150 | 45.43 | 55.69 | 8 | 2.26
2020 | NWPP_Coal_2_MAPP_US | NWPP_Coal | MAPP_US | External | Shoulder | B12 | 200 | 150 | 0 | 45.43 | 39.18 | 8 | 0
2020 | NWPP_Coal_2_MAPP_US | NWPP_Coal | MAPP_US | External | Shoulder | B13 | 600 | 150 | 0 | 45.43 | 36.27 | 8 | 0
2020 | NWPP_Coal_2_MAPP_US | NWPP_Coal | MAPP_US | External | Shoulder | B14 | 900 | 150 | 0 | 45.43 | 34.01 | 8 | 0
2020 | NWPP_Coal_2_MAPP_US | NWPP_Coal | MAPP_US | External | Shoulder | B15 | 1203 | 150 | 0 | 45.43 | 33.51 | 8 | 0
2020 | NWPP_Coal_2_MAPP_US | NWPP_Coal | MAPP_US | External | Summer | B1 | 10 | 150 | 0 | 57.81 | 59.75 | 8 | 0
2020 | NWPP_Coal_2_MAPP_US | NWPP_Coal | MAPP_US | External | Summer | B2 | 25 | 150 | 150 | 45.39 | 58.33 | 8 | 4.93
2020 | NWPP_Coal_2_MAPP_US | NWPP_Coal | MAPP_US | External | Summer | B3 | 75 | 150 | 150 | 45.39 | 59.75 | 8 | 6.36
2020 | NWPP_Coal_2_MAPP_US | NWPP_Coal | MAPP_US | External | Summer | B4 | 100 | 150 | 150 | 45.39 | 58.33 | 8 | 4.93
2020 | NWPP_Coal_2_MAPP_US | NWPP_Coal | MAPP_US | External | Summer | B5 | 200 | 150 | 150 | 45.39 | 54.77 | 8 | 1.38
2020 | NWPP_Coal_2_MAPP_US | NWPP_Coal | MAPP_US | External | Summer | B6 | 300 | 150 | 0 | 45.39 | 49.38 | 8 | 0
2020 | NWPP_Coal_2_MAPP_US | NWPP_Coal | MAPP_US | External | Summer | B7 | 400 | 150 | 0 | 45.39 | 40.26 | 8 | 0
2020 | NWPP_Coal_2_MAPP_US | NWPP_Coal | MAPP_US | External | Summer | B8 | 500 | 150 | 0 | 45.39 | 33.26 | 8 | 0
2020 | NWPP_Coal_2_MAPP_US | NWPP_Coal | MAPP_US | External | Summer | B9 | 800 | 150 | 0 | 45.39 | 32.64 | 8 | 0
2020 | NWPP_Coal_2_MAPP_US | NWPP_Coal | MAPP_US | External | Summer | B10 | 1262 | 150 | 0 | 45.39 | 30.35 | 8 | 0
2020 | NWPP_Coal_2_MAPP_US | NWPP_Coal | MAPP_US | External | Winter | B16 | 25 | 150 | 0 | 48.28 | 45.7 | 8 | 0
2020 | NWPP_Coal_2_MAPP_US | NWPP_Coal | MAPP_US | External | Winter | B17 | 100 | 150 | 0 | 48.28 | 41.17 | 8 | 0
2020 | NWPP_Coal_2_MAPP_US | NWPP_Coal | MAPP_US | External | Winter | B18 | 400 | 150 | 0 | 48.28 | 36.27 | 8 | 0
2020 | NWPP_Coal_2_MAPP_US | NWPP_Coal | MAPP_US | External | Winter | B19 | 700 | 150 | 0 | 48.28 | 36.27 | 8 | 0
2020 | NWPP_Coal_2_MAPP_US | NWPP_Coal | MAPP_US | External | Winter | B20 | 935 | 150 | 0 | 48.28 | 32.11 | 8 | 0
2020 | RMPA_2_MAPP_US | RMPA | MAPP_US | External | Shoulder | B11 | 25 | 200 | 0 | 53.59 | 55.69 | 8 | 0
2020 | RMPA_2_MAPP_US | RMPA | MAPP_US | External | Shoulder | B12 | 200 | 200 | 0 | 44.56 | 39.18 | 8 | 0
2020 | RMPA_2_MAPP_US | RMPA | MAPP_US | External | Shoulder | B13 | 600 | 200 | 0 | 44.22 | 36.27 | 8 | 0
2020 | RMPA_2_MAPP_US | RMPA | MAPP_US | External | Shoulder | B14 | 900 | 200 | 0 | 44.22 | 34.01 | 8 | 0
2020 | RMPA_2_MAPP_US | RMPA | MAPP_US | External | Shoulder | B15 | 1203 | 200 | 0 | 44.22 | 33.51 | 8 | 0
2020 | RMPA_2_MAPP_US | RMPA | MAPP_US | External | Summer | B1 | 10 | 200 | 0 | 65.97 | 59.75 | 8 | 0
2020 | RMPA_2_MAPP_US | RMPA | MAPP_US | External | Summer | B2 | 25 | 200 | 0 | 65.97 | 58.33 | 8 | 0
2020 | RMPA_2_MAPP_US | RMPA | MAPP_US | External | Summer | B3 | 75 | 200 | 0 | 65.97 | 59.75 | 8 | 0
2020 | RMPA_2_MAPP_US | RMPA | MAPP_US | External | Summer | B4 | 100 | 200 | 0 | 58.84 | 58.33 | 8 | 0
2020 | RMPA_2_MAPP_US | RMPA | MAPP_US | External | Summer | B5 | 200 | 200 | 0 | 53.56 | 54.77 | 8 | 0
2020 | RMPA_2_MAPP_US | RMPA | MAPP_US | External | Summer | B6 | 300 | 200 | 0 | 48.38 | 49.38 | 8 | 0
2020 | RMPA_2_MAPP_US | RMPA | MAPP_US | External | Summer | B7 | 400 | 200 | 0 | 42.46 | 40.26 | 8 | 0
2020 | RMPA_2_MAPP_US | RMPA | MAPP_US | External | Summer | B8 | 500 | 200 | 0 | 42.46 | 33.26 | 8 | 0
2020 | RMPA_2_MAPP_US | RMPA | MAPP_US | External | Summer | B9 | 800 | 200 | 0 | 42.46 | 32.64 | 8 | 0
2020 | RMPA_2_MAPP_US | RMPA | MAPP_US | External | Summer | B10 | 1262 | 200 | 0 | 42.35 | 30.35 | 8 | 0
2020 | RMPA_2_MAPP_US | RMPA | MAPP_US | External | Winter | B16 | 25 | 200 | 0 | 56.44 | 45.7 | 8 | 0
2020 | RMPA_2_MAPP_US | RMPA | MAPP_US | External | Winter | B17 | 100 | 200 | 0 | 47.57 | 41.17 | 8 | 0
2020 | RMPA_2_MAPP_US | RMPA | MAPP_US | External | Winter | B18 | 400 | 200 | 0 | 47.57 | 36.27 | 8 | 0
2020 | RMPA_2_MAPP_US | RMPA | MAPP_US | External | Winter | B19 | 700 | 200 | 0 | 47.57 | 36.27 | 8 | 0
2020 | RMPA_2_MAPP_US | RMPA | MAPP_US | External | Winter | B20 | 935 | 200 | 0 | 40.11 | 32.11 | 8 | 0
2020 | RMPA_2_NE | RMPA | NE | External | Shoulder | B11 | 25 | 310 | 310 | 53.59 | 62.69 | 8 | 1.1
2020 | RMPA_2_NE | RMPA | NE | External | Shoulder | B12 | 200 | 310 | 0 | 44.56 | 44.97 | 8 | 0
2020 | RMPA_2_NE | RMPA | NE | External | Shoulder | B13 | 600 | 310 | 0 | 44.22 | 42.05 | 8 | 0
2020 | RMPA_2_NE | RMPA | NE | External | Shoulder | B14 | 900 | 310 | 0 | 44.22 | 40.63 | 8 | 0
2020 | RMPA_2_NE | RMPA | NE | External | Shoulder | B15 | 1203 | 310 | 0 | 44.22 | 40.51 | 8 | 0
2020 | RMPA_2_NE | RMPA | NE | External | Summer | B1 | 10 | 310 | 0 | 65.97 | 66.75 | 8 | 0
2020 | RMPA_2_NE | RMPA | NE | External | Summer | B2 | 25 | 310 | 0 | 65.97 | 65.33 | 8 | 0
2020 | RMPA_2_NE | RMPA | NE | External | Summer | B3 | 75 | 310 | 0 | 65.97 | 66.75 | 8 | 0
2020 | RMPA_2_NE | RMPA | NE | External | Summer | B4 | 100 | 310 | 0 | 58.84 | 65.33 | 8 | 0
2020 | RMPA_2_NE | RMPA | NE | External | Summer | B5 | 200 | 310 | 310 | 53.56 | 61.77 | 8 | 0.21
2020 | RMPA_2_NE | RMPA | NE | External | Summer | B6 | 300 | 310 | 223.62 | 48.38 | 56.38 | 8 | 0
2020 | RMPA_2_NE | RMPA | NE | External | Summer | B7 | 400 | 310 | 0 | 42.46 | 47.26 | 8 | 0
2020 | RMPA_2_NE | RMPA | NE | External | Summer | B8 | 500 | 310 | 0 | 42.46 | 40.26 | 8 | 0
2020 | RMPA_2_NE | RMPA | NE | External | Summer | B9 | 800 | 310 | 0 | 42.46 | 39.64 | 8 | 0
2020 | RMPA_2_NE | RMPA | NE | External | Summer | B10 | 1262 | 310 | 0 | 42.35 | 37.35 | 8 | 0
2020 | RMPA_2_NE | RMPA | NE | External | Winter | B16 | 25 | 310 | 0 | 56.44 | 51.44 | 8 | 0
2020 | RMPA_2_NE | RMPA | NE | External | Winter | B17 | 100 | 310 | 0 | 47.57 | 43.37 | 8 | 0
2020 | RMPA_2_NE | RMPA | NE | External | Winter | B18 | 400 | 310 | 0 | 47.57 | 43.27 | 8 | 0
2020 | RMPA_2_NE | RMPA | NE | External | Winter | B19 | 700 | 310 | 0 | 47.57 | 43.27 | 8 | 0
2020 | RMPA_2_NE | RMPA | NE | External | Winter | B20 | 935 | 310 | 0 | 40.11 | 39.11 | 8 | 0
2020 | RMPA_2_SPP_N | RMPA | SPP_N | External | Shoulder | B11 | 25 | 210 | 210 | 53.59 | 62.7 | 8 | 1.11
2020 | RMPA_2_SPP_N | RMPA | SPP_N | External | Shoulder | B12 | 200 | 210 | 0 | 44.56 | 44.98 | 8 | 0
2020 | RMPA_2_SPP_N | RMPA | SPP_N | External | Shoulder | B13 | 600 | 210 | 0 | 44.22 | 42.06 | 8 | 0
2020 | RMPA_2_SPP_N | RMPA | SPP_N | External | Shoulder | B14 | 900 | 210 | 0 | 44.22 | 40.64 | 8 | 0
2020 | RMPA_2_SPP_N | RMPA | SPP_N | External | Shoulder | B15 | 1203 | 210 | 0 | 44.22 | 40.53 | 8 | 0
2020 | RMPA_2_SPP_N | RMPA | SPP_N | External | Summer | B1 | 10 | 210 | 0 | 65.97 | 66.76 | 8 | 0
2020 | RMPA_2_SPP_N | RMPA | SPP_N | External | Summer | B2 | 25 | 210 | 0 | 65.97 | 66.76 | 8 | 0
2020 | RMPA_2_SPP_N | RMPA | SPP_N | External | Summer | B3 | 75 | 210 | 0 | 65.97 | 66.76 | 8 | 0
2020 | RMPA_2_SPP_N | RMPA | SPP_N | External | Summer | B4 | 100 | 210 | 0 | 58.84 | 65.34 | 8 | 0
2020 | RMPA_2_SPP_N | RMPA | SPP_N | External | Summer | B5 | 200 | 210 | 210 | 53.56 | 61.78 | 8 | 0.22
2020 | RMPA_2_SPP_N | RMPA | SPP_N | External | Summer | B6 | 300 | 210 | 210 | 48.38 | 56.4 | 8 | 0.01
2020 | RMPA_2_SPP_N | RMPA | SPP_N | External | Summer | B7 | 400 | 210 | 0 | 42.46 | 47.27 | 8 | 0
2020 | RMPA_2_SPP_N | RMPA | SPP_N | External | Summer | B8 | 500 | 210 | 0 | 42.46 | 40.98 | 8 | 0
2020 | RMPA_2_SPP_N | RMPA | SPP_N | External | Summer | B9 | 800 | 210 | 0 | 42.46 | 39.65 | 8 | 0
2020 | RMPA_2_SPP_N | RMPA | SPP_N | External | Summer | B10 | 1262 | 210 | 0 | 42.35 | 39.12 | 8 | 0
2020 | RMPA_2_SPP_N | RMPA | SPP_N | External | Winter | B16 | 25 | 210 | 0 | 56.44 | 51.45 | 8 | 0
2020 | RMPA_2_SPP_N | RMPA | SPP_N | External | Winter | B17 | 100 | 210 | 0 | 47.57 | 43.38 | 8 | 0
2020 | RMPA_2_SPP_N | RMPA | SPP_N | External | Winter | B18 | 400 | 210 | 0 | 47.57 | 43.28 | 8 | 0
2020 | RMPA_2_SPP_N | RMPA | SPP_N | External | Winter | B19 | 700 | 210 | 0 | 47.57 | 43.28 | 8 | 0
2020 | RMPA_2_SPP_N | RMPA | SPP_N | External | Winter | B20 | 935 | 210 | 0 | 40.11 | 39.12 | 8 | 0
2020 | SPP_N_2_RMPA | SPP_N | RMPA | External | Shoulder | B11 | 25 | 210 | 0 | 62.7 | 53.59 | 5 | 0
2020 | SPP_N_2_RMPA | SPP_N | RMPA | External | Shoulder | B12 | 200 | 210 | 0 | 44.98 | 44.56 | 5 | 0
2020 | SPP_N_2_RMPA | SPP_N | RMPA | External | Shoulder | B13 | 600 | 210 | 0 | 42.06 | 44.22 | 5 | 0
2020 | SPP_N_2_RMPA | SPP_N | RMPA | External | Shoulder | B14 | 900 | 210 | 0 | 40.64 | 44.22 | 5 | 0
2020 | SPP_N_2_RMPA | SPP_N | RMPA | External | Shoulder | B15 | 1203 | 210 | 0 | 40.53 | 44.22 | 5 | 0
2020 | SPP_N_2_RMPA | SPP_N | RMPA | External | Summer | B1 | 10 | 210 | 0 | 66.76 | 65.97 | 5 | 0
2020 | SPP_N_2_RMPA | SPP_N | RMPA | External | Summer | B2 | 25 | 210 | 0 | 66.76 | 65.97 | 5 | 0
2020 | SPP_N_2_RMPA | SPP_N | RMPA | External | Summer | B3 | 75 | 210 | 0 | 66.76 | 65.97 | 5 | 0
2020 | SPP_N_2_RMPA | SPP_N | RMPA | External | Summer | B4 | 100 | 210 | 0 | 65.34 | 58.84 | 5 | 0
2020 | SPP_N_2_RMPA | SPP_N | RMPA | External | Summer | B5 | 200 | 210 | 0 | 61.78 | 53.56 | 5 | 0
2020 | SPP_N_2_RMPA | SPP_N | RMPA | External | Summer | B6 | 300 | 210 | 0 | 56.4 | 48.38 | 5 | 0
2020 | SPP_N_2_RMPA | SPP_N | RMPA | External | Summer | B7 | 400 | 210 | 0 | 47.27 | 42.46 | 5 | 0
2020 | SPP_N_2_RMPA | SPP_N | RMPA | External | Summer | B8 | 500 | 210 | 0 | 40.98 | 42.46 | 5 | 0
2020 | SPP_N_2_RMPA | SPP_N | RMPA | External | Summer | B9 | 800 | 210 | 0 | 39.65 | 42.46 | 5 | 0
2020 | SPP_N_2_RMPA | SPP_N | RMPA | External | Summer | B10 | 1262 | 210 | 0 | 39.12 | 42.35 | 5 | 0
2020 | SPP_N_2_RMPA | SPP_N | RMPA | External | Winter | B16 | 25 | 210 | 0 | 51.45 | 56.44 | 5 | 0
2020 | SPP_N_2_RMPA | SPP_N | RMPA | External | Winter | B17 | 100 | 210 | 0 | 43.38 | 47.57 | 5 | 0
2020 | SPP_N_2_RMPA | SPP_N | RMPA | External | Winter | B18 | 400 | 210 | 0 | 43.28 | 47.57 | 5 | 0
2020 | SPP_N_2_RMPA | SPP_N | RMPA | External | Winter | B19 | 700 | 210 | 0 | 43.28 | 47.57 | 5 | 0
2020 | SPP_N_2_RMPA | SPP_N | RMPA | External | Winter | B20 | 935 | 210 | 0 | 39.12 | 40.11 | 5 | 0
2020 | SPP_S_2_ERCOT | SPP_S | ERCOT | External | Shoulder | B11 | 25 | 800 | 0 | 58.47 | 59.04 | 5 | 0
2020 | SPP_S_2_ERCOT | SPP_S | ERCOT | External | Shoulder | B12 | 200 | 800 | 0 | 42.47 | 44.1 | 5 | 0
2020 | SPP_S_2_ERCOT | SPP_S | ERCOT | External | Shoulder | B13 | 600 | 800 | 0 | 42.05 | 40.47 | 5 | 0
2020 | SPP_S_2_ERCOT | SPP_S | ERCOT | External | Shoulder | B14 | 900 | 800 | 0 | 40.63 | 40.47 | 5 | 0
2020 | SPP_S_2_ERCOT | SPP_S | ERCOT | External | Shoulder | B15 | 1203 | 800 | 0 | 40.54 | 40.47 | 5 | 0
2020 | SPP_S_2_ERCOT | SPP_S | ERCOT | External | Summer | B1 | 10 | 800 | 0 | 56.41 | 57.34 | 5 | 0
2020 | SPP_S_2_ERCOT | SPP_S | ERCOT | External | Summer | B2 | 25 | 800 | 0 | 56.88 | 57.34 | 5 | 0
2020 | SPP_S_2_ERCOT | SPP_S | ERCOT | External | Summer | B3 | 75 | 800 | 0 | 56.88 | 57.34 | 5 | 0
2020 | SPP_S_2_ERCOT | SPP_S | ERCOT | External | Summer | B4 | 100 | 800 | 0 | 56.88 | 57.34 | 5 | 0
2020 | SPP_S_2_ERCOT | SPP_S | ERCOT | External | Summer | B5 | 200 | 800 | 0 | 56.41 | 57.34 | 5 | 0
2020 | SPP_S_2_ERCOT | SPP_S | ERCOT | External | Summer | B6 | 300 | 800 | 0 | 56.41 | 57.34 | 5 | 0
2020 | SPP_S_2_ERCOT | SPP_S | ERCOT | External | Summer | B7 | 400 | 800 | 425.49 | 47.28 | 52.28 | 5 | 0
2020 | SPP_S_2_ERCOT | SPP_S | ERCOT | External | Summer | B8 | 500 | 800 | 0 | 41 | 42.85 | 5 | 0
2020 | SPP_S_2_ERCOT | SPP_S | ERCOT | External | Summer | B9 | 800 | 800 | 0 | 39.66 | 39.32 | 5 | 0
2020 | SPP_S_2_ERCOT | SPP_S | ERCOT | External | Summer | B10 | 1262 | 800 | 0 | 39.14 | 39.32 | 5 | 0
2020 | SPP_S_2_ERCOT | SPP_S | ERCOT | External | Winter | B16 | 25 | 800 | 0 | 51.44 | 55.33 | 5 | 0
2020 | SPP_S_2_ERCOT | SPP_S | ERCOT | External | Winter | B17 | 100 | 800 | 0 | 43.39 | 44.41 | 5 | 0
2020 | SPP_S_2_ERCOT | SPP_S | ERCOT | External | Winter | B18 | 400 | 800 | 0 | 43.29 | 42.93 | 5 | 0
2020 | SPP_S_2_ERCOT | SPP_S | ERCOT | External | Winter | B19 | 700 | 800 | 0 | 43.29 | 42.93 | 5 | 0
2020 | SPP_S_2_ERCOT | SPP_S | ERCOT | External | Winter | B20 | 935 | 800 | 0 | 39.14 | 42.93 | 5 | 0
2025 | AZ_NM_SNV_Coal_2_SPP_S | AZ_NM_SNV_Coal | SPP_S | External | Shoulder | B11 | 25 | 400 | 304.24 | 50.98 | 59.15 | 8.17 | 0
2025 | AZ_NM_SNV_Coal_2_SPP_S | AZ_NM_SNV_Coal | SPP_S | External | Shoulder | B12 | 200 | 400 | 0 | 50.98 | 42.92 | 8.17 | 0
2025 | AZ_NM_SNV_Coal_2_SPP_S | AZ_NM_SNV_Coal | SPP_S | External | Shoulder | B13 | 600 | 400 | 0 | 50.98 | 42.92 | 8.17 | 0
2025 | AZ_NM_SNV_Coal_2_SPP_S | AZ_NM_SNV_Coal | SPP_S | External | Shoulder | B14 | 900 | 400 | 0 | 50.98 | 42.83 | 8.17 | 0
2025 | AZ_NM_SNV_Coal_2_SPP_S | AZ_NM_SNV_Coal | SPP_S | External | Shoulder | B15 | 1203 | 400 | 0 | 47.69 | 38.85 | 8.17 | 0
2025 | AZ_NM_SNV_Coal_2_SPP_S | AZ_NM_SNV_Coal | SPP_S | External | Summer | B1 | 10 | 400 | 0 | 74.43 | 59.55 | 8.17 | 0
2025 | AZ_NM_SNV_Coal_2_SPP_S | AZ_NM_SNV_Coal | SPP_S | External | Summer | B2 | 25 | 400 | 0 | 74.43 | 60.05 | 8.17 | 0
2025 | AZ_NM_SNV_Coal_2_SPP_S | AZ_NM_SNV_Coal | SPP_S | External | Summer | B3 | 75 | 400 | 0 | 74.43 | 60.05 | 8.17 | 0
2025 | AZ_NM_SNV_Coal_2_SPP_S | AZ_NM_SNV_Coal | SPP_S | External | Summer | B4 | 100 | 400 | 0 | 71.53 | 60.05 | 8.17 | 0
2025 | AZ_NM_SNV_Coal_2_SPP_S | AZ_NM_SNV_Coal | SPP_S | External | Summer | B5 | 200 | 400 | 0 | 66.57 | 59.55 | 8.17 | 0
2025 | AZ_NM_SNV_Coal_2_SPP_S | AZ_NM_SNV_Coal | SPP_S | External | Summer | B6 | 300 | 400 | 0 | 54.3 | 56.79 | 8.17 | 0
2025 | AZ_NM_SNV_Coal_2_SPP_S | AZ_NM_SNV_Coal | SPP_S | External | Summer | B7 | 400 | 400 | 0 | 50.9 | 47.4 | 8.17 | 0
2025 | AZ_NM_SNV_Coal_2_SPP_S | AZ_NM_SNV_Coal | SPP_S | External | Summer | B8 | 500 | 400 | 0 | 50.9 | 42.21 | 8.17 | 0
2025 | AZ_NM_SNV_Coal_2_SPP_S | AZ_NM_SNV_Coal | SPP_S | External | Summer | B9 | 800 | 400 | 0 | 50.88 | 41.37 | 8.17 | 0
2025 | AZ_NM_SNV_Coal_2_SPP_S | AZ_NM_SNV_Coal | SPP_S | External | Summer | B10 | 1262 | 400 | 0 | 49.46 | 39.15 | 8.17 | 0
2025 | AZ_NM_SNV_Coal_2_SPP_S | AZ_NM_SNV_Coal | SPP_S | External | Winter | B16 | 25 | 400 | 0 | 54.14 | 46.09 | 8.17 | 0
2025 | AZ_NM_SNV_Coal_2_SPP_S | AZ_NM_SNV_Coal | SPP_S | External | Winter | B17 | 100 | 400 | 0 | 54.14 | 45.87 | 8.17 | 0
2025 | AZ_NM_SNV_Coal_2_SPP_S | AZ_NM_SNV_Coal | SPP_S | External | Winter | B18 | 400 | 400 | 0 | 54.14 | 43.85 | 8.17 | 0
2025 | AZ_NM_SNV_Coal_2_SPP_S | AZ_NM_SNV_Coal | SPP_S | External | Winter | B19 | 700 | 400 | 0 | 54.14 | 42.46 | 8.17 | 0
2025 | AZ_NM_SNV_Coal_2_SPP_S | AZ_NM_SNV_Coal | SPP_S | External | Winter | B20 | 935 | 400 | 0 | 50.65 | 39.06 | 8.17 | 0
2025 | MAPP_US_2_RMPA | MAPP_US | RMPA | External | Shoulder | B11 | 25 | 200 | 0 | 55.92 | 47.31 | 8 | 0
2025 | MAPP_US_2_RMPA | MAPP_US | RMPA | External | Shoulder | B12 | 200 | 200 | 0 | 39.88 | 47.31 | 8 | 0
2025 | MAPP_US_2_RMPA | MAPP_US | RMPA | External | Shoulder | B13 | 600 | 200 | 200 | 35.92 | 47.31 | 8 | 3.39
2025 | MAPP_US_2_RMPA | MAPP_US | RMPA | External | Shoulder | B14 | 900 | 200 | 200 | 35.8 | 47.31 | 8 | 3.51
2025 | MAPP_US_2_RMPA | MAPP_US | RMPA | External | Shoulder | B15 | 1203 | 200 | 194.45 | 34.9 | 42.9 | 8 | 0
2025 | MAPP_US_2_RMPA | MAPP_US | RMPA | External | Summer | B1 | 10 | 200 | 0 | 63.75 | 70.09 | 8 | 0
2025 | MAPP_US_2_RMPA | MAPP_US | RMPA | External | Summer | B2 | 25 | 200 | 0 | 63.75 | 69.07 | 8 | 0
2025 | MAPP_US_2_RMPA | MAPP_US | RMPA | External | Summer | B3 | 75 | 200 | 0 | 63.75 | 66.27 | 8 | 0
2025 | MAPP_US_2_RMPA | MAPP_US | RMPA | External | Summer | B4 | 100 | 200 | 0 | 62.63 | 61.63 | 8 | 0
2025 | MAPP_US_2_RMPA | MAPP_US | RMPA | External | Summer | B5 | 200 | 200 | 0 | 59.82 | 58.4 | 8 | 0
2025 | MAPP_US_2_RMPA | MAPP_US | RMPA | External | Summer | B6 | 300 | 200 | 0 | 49.77 | 46.13 | 8 | 0
2025 | MAPP_US_2_RMPA | MAPP_US | RMPA | External | Summer | B7 | 400 | 200 | 0 | 40.38 | 45.32 | 8 | 0
2025 | MAPP_US_2_RMPA | MAPP_US | RMPA | External | Summer | B8 | 500 | 200 | 200 | 35.19 | 45.32 | 8 | 2.13
2025 | MAPP_US_2_RMPA | MAPP_US | RMPA | External | Summer | B9 | 800 | 200 | 200 | 34.34 | 42.71 | 8 | 0.37
2025 | MAPP_US_2_RMPA | MAPP_US | RMPA | External | Summer | B10 | 1262 | 200 | 200 | 30.02 | 42.02 | 8 | 4
2025 | MAPP_US_2_RMPA | MAPP_US | RMPA | External | Winter | B16 | 25 | 200 | 200 | 44.48 | 56.46 | 8 | 3.98
2025 | MAPP_US_2_RMPA | MAPP_US | RMPA | External | Winter | B17 | 100 | 200 | 200 | 40.71 | 51.05 | 8 | 2.34
2025 | MAPP_US_2_RMPA | MAPP_US | RMPA | External | Winter | B18 | 400 | 200 | 200 | 38.56 | 48.82 | 8 | 2.26
2025 | MAPP_US_2_RMPA | MAPP_US | RMPA | External | Winter | B19 | 700 | 200 | 200 | 38.56 | 47.44 | 8 | 0.88
2025 | MAPP_US_2_RMPA | MAPP_US | RMPA | External | Winter | B20 | 935 | 200 | 200 | 32.04 | 41.73 | 8 | 1.69
2025 | NE_2_RMPA | NE | RMPA | External | Shoulder | B11 | 25 | 310 | 0 | 62.92 | 47.31 | 5 | 0
2025 | NE_2_RMPA | NE | RMPA | External | Shoulder | B12 | 200 | 310 | 0 | 44.48 | 47.31 | 5 | 0
2025 | NE_2_RMPA | NE | RMPA | External | Shoulder | B13 | 600 | 310 | 0 | 42.92 | 47.31 | 5 | 0
2025 | NE_2_RMPA | NE | RMPA | External | Shoulder | B14 | 900 | 310 | 0 | 42.8 | 47.31 | 5 | 0
2025 | NE_2_RMPA | NE | RMPA | External | Shoulder | B15 | 1203 | 310 | 0 | 38.83 | 42.9 | 5 | 0
2025 | NE_2_RMPA | NE | RMPA | External | Summer | B1 | 10 | 310 | 0 | 70.75 | 70.09 | 5 | 0
2025 | NE_2_RMPA | NE | RMPA | External | Summer | B2 | 25 | 310 | 0 | 70.75 | 69.07 | 5 | 0
2025 | NE_2_RMPA | NE | RMPA | External | Summer | B3 | 75 | 310 | 0 | 70.75 | 66.27 | 5 | 0
2025 | NE_2_RMPA | NE | RMPA | External | Summer | B4 | 100 | 310 | 0 | 69.63 | 61.63 | 5 | 0
2025 | NE_2_RMPA | NE | RMPA | External | Summer | B5 | 200 | 310 | 0 | 66.82 | 58.4 | 5 | 0
2025 | NE_2_RMPA | NE | RMPA | External | Summer | B6 | 300 | 310 | 0 | 56.77 | 46.13 | 5 | 0
2025 | NE_2_RMPA | NE | RMPA | External | Summer | B7 | 400 | 310 | 0 | 47.38 | 45.32 | 5 | 0
2025 | NE_2_RMPA | NE | RMPA | External | Summer | B8 | 500 | 310 | 0 | 42.19 | 45.32 | 5 | 0
2025 | NE_2_RMPA | NE | RMPA | External | Summer | B9 | 800 | 310 | 0 | 41.34 | 42.71 | 5 | 0
2025 | NE_2_RMPA | NE | RMPA | External | Summer | B10 | 1262 | 310 | 22.58 | 37.02 | 42.02 | 5 | 0
2025 | NE_2_RMPA | NE | RMPA | External | Winter | B16 | 25 | 310 | 58.57 | 51.46 | 56.46 | 5 | 0
2025 | NE_2_RMPA | NE | RMPA | External | Winter | B17 | 100 | 310 | 310 | 45.85 | 51.05 | 5 | 0.2
2025 | NE_2_RMPA | NE | RMPA | External | Winter | B18 | 400 | 310 | 116.81 | 43.82 | 48.82 | 5 | 0
2025 | NE_2_RMPA | NE | RMPA | External | Winter | B19 | 700 | 310 | 310 | 42.43 | 47.44 | 5 | 0.01
2025 | NE_2_RMPA | NE | RMPA | External | Winter | B20 | 935 | 310 | 0 | 39.04 | 41.73 | 5 | 0
2025 | NWPP_Coal_2_MAPP_US | NWPP_Coal | MAPP_US | External | Shoulder | B11 | 25 | 150 | 0 | 50.97 | 55.92 | 8 | 0
2025 | NWPP_Coal_2_MAPP_US | NWPP_Coal | MAPP_US | External | Shoulder | B12 | 200 | 150 | 0 | 50.97 | 39.88 | 8 | 0
2025 | NWPP_Coal_2_MAPP_US | NWPP_Coal | MAPP_US | External | Shoulder | B13 | 600 | 150 | 0 | 50.97 | 35.92 | 8 | 0
2025 | NWPP_Coal_2_MAPP_US | NWPP_Coal | MAPP_US | External | Shoulder | B14 | 900 | 150 | 0 | 50.97 | 35.8 | 8 | 0
2025 | NWPP_Coal_2_MAPP_US | NWPP_Coal | MAPP_US | External | Shoulder | B15 | 1203 | 150 | 0 | 50.97 | 34.9 | 8 | 0
2025 | NWPP_Coal_2_MAPP_US | NWPP_Coal | MAPP_US | External | Summer | B1 | 10 | 150 | 0 | 60.9 | 63.75 | 8 | 0
2025 | NWPP_Coal_2_MAPP_US | NWPP_Coal | MAPP_US | External | Summer | B2 | 25 | 150 | 0 | 60.9 | 63.75 | 8 | 0
2025 | NWPP_Coal_2_MAPP_US | NWPP_Coal | MAPP_US | External | Summer | B3 | 75 | 150 | 150 | 50.88 | 63.75 | 8 | 4.88
2025 | NWPP_Coal_2_MAPP_US | NWPP_Coal | MAPP_US | External | Summer | B4 | 100 | 150 | 150 | 50.88 | 62.63 | 8 | 3.75
2025 | NWPP_Coal_2_MAPP_US | NWPP_Coal | MAPP_US | External | Summer | B5 | 200 | 150 | 150 | 50.88 | 59.82 | 8 | 0.94
2025 | NWPP_Coal_2_MAPP_US | NWPP_Coal | MAPP_US | External | Summer | B6 | 300 | 150 | 0 | 50.88 | 49.77 | 8 | 0
2025 | NWPP_Coal_2_MAPP_US | NWPP_Coal | MAPP_US | External | Summer | B7 | 400 | 150 | 0 | 50.88 | 40.38 | 8 | 0
2025 | NWPP_Coal_2_MAPP_US | NWPP_Coal | MAPP_US | External | Summer | B8 | 500 | 150 | 0 | 50.88 | 35.19 | 8 | 0
2025 | NWPP_Coal_2_MAPP_US | NWPP_Coal | MAPP_US | External | Summer | B9 | 800 | 150 | 0 | 50.88 | 34.34 | 8 | 0
2025 | NWPP_Coal_2_MAPP_US | NWPP_Coal | MAPP_US | External | Summer | B10 | 1262 | 150 | 0 | 50.88 | 30.02 | 8 | 0
2025 | NWPP_Coal_2_MAPP_US | NWPP_Coal | MAPP_US | External | Winter | B16 | 25 | 150 | 0 | 54.13 | 44.48 | 8 | 0
2025 | NWPP_Coal_2_MAPP_US | NWPP_Coal | MAPP_US | External | Winter | B17 | 100 | 150 | 0 | 54.13 | 40.71 | 8 | 0
2025 | NWPP_Coal_2_MAPP_US | NWPP_Coal | MAPP_US | External | Winter | B18 | 400 | 150 | 0 | 54.13 | 38.56 | 8 | 0
2025 | NWPP_Coal_2_MAPP_US | NWPP_Coal | MAPP_US | External | Winter | B19 | 700 | 150 | 0 | 54.13 | 38.56 | 8 | 0
2025 | NWPP_Coal_2_MAPP_US | NWPP_Coal | MAPP_US | External | Winter | B20 | 935 | 150 | 0 | 54.13 | 32.04 | 8 | 0
2025 | RMPA_2_MAPP_US | RMPA | MAPP_US | External | Shoulder | B11 | 25 | 200 | 200 | 47.31 | 55.92 | 8 | 0.61
2025 | RMPA_2_MAPP_US | RMPA | MAPP_US | External | Shoulder | B12 | 200 | 200 | 0 | 47.31 | 39.88 | 8 | 0
2025 | RMPA_2_MAPP_US | RMPA | MAPP_US | External | Shoulder | B13 | 600 | 200 | 0 | 47.31 | 35.92 | 8 | 0
2025 | RMPA_2_MAPP_US | RMPA | MAPP_US | External | Shoulder | B14 | 900 | 200 | 0 | 47.31 | 35.8 | 8 | 0
2025 | RMPA_2_MAPP_US | RMPA | MAPP_US | External | Shoulder | B15 | 1203 | 200 | 0 | 42.9 | 34.9 | 8 | 0
2025 | RMPA_2_MAPP_US | RMPA | MAPP_US | External | Summer | B1 | 10 | 200 | 0 | 70.09 | 63.75 | 8 | 0
2025 | RMPA_2_MAPP_US | RMPA | MAPP_US | External | Summer | B2 | 25 | 200 | 0 | 69.07 | 63.75 | 8 | 0
2025 | RMPA_2_MAPP_US | RMPA | MAPP_US | External | Summer | B3 | 75 | 200 | 0 | 66.27 | 63.75 | 8 | 0
2025 | RMPA_2_MAPP_US | RMPA | MAPP_US | External | Summer | B4 | 100 | 200 | 0 | 61.63 | 62.63 | 8 | 0
2025 | RMPA_2_MAPP_US | RMPA | MAPP_US | External | Summer | B5 | 200 | 200 | 0 | 58.4 | 59.82 | 8 | 0
2025 | RMPA_2_MAPP_US | RMPA | MAPP_US | External | Summer | B6 | 300 | 200 | 0 | 46.13 | 49.77 | 8 | 0
2025 | RMPA_2_MAPP_US | RMPA | MAPP_US | External | Summer | B7 | 400 | 200 | 0 | 45.32 | 40.38 | 8 | 0
2025 | RMPA_2_MAPP_US | RMPA | MAPP_US | External | Summer | B8 | 500 | 200 | 0 | 45.32 | 35.19 | 8 | 0
2025 | RMPA_2_MAPP_US | RMPA | MAPP_US | External | Summer | B9 | 800 | 200 | 0 | 42.71 | 34.34 | 8 | 0
2025 | RMPA_2_MAPP_US | RMPA | MAPP_US | External | Summer | B10 | 1262 | 200 | 0 | 42.02 | 30.02 | 8 | 0
2025 | RMPA_2_MAPP_US | RMPA | MAPP_US | External | Winter | B16 | 25 | 200 | 0 | 56.46 | 44.48 | 8 | 0
2025 | RMPA_2_MAPP_US | RMPA | MAPP_US | External | Winter | B17 | 100 | 200 | 0 | 51.05 | 40.71 | 8 | 0
2025 | RMPA_2_MAPP_US | RMPA | MAPP_US | External | Winter | B18 | 400 | 200 | 0 | 48.82 | 38.56 | 8 | 0
2025 | RMPA_2_MAPP_US | RMPA | MAPP_US | External | Winter | B19 | 700 | 200 | 0 | 47.44 | 38.56 | 8 | 0
2025 | RMPA_2_MAPP_US | RMPA | MAPP_US | External | Winter | B20 | 935 | 200 | 0 | 41.73 | 32.04 | 8 | 0
2025 | RMPA_2_NE | RMPA | NE | External | Shoulder | B11 | 25 | 310 | 310 | 47.31 | 62.92 | 8 | 7.61
2025 | RMPA_2_NE | RMPA | NE | External | Shoulder | B12 | 200 | 310 | 0 | 47.31 | 44.48 | 8 | 0
2025 | RMPA_2_NE | RMPA | NE | External | Shoulder | B13 | 600 | 310 | 0 | 47.31 | 42.92 | 8 | 0
2025 | RMPA_2_NE | RMPA | NE | External | Shoulder | B14 | 900 | 310 | 0 | 47.31 | 42.8 | 8 | 0
2025 | RMPA_2_NE | RMPA | NE | External | Shoulder | B15 | 1203 | 310 | 0 | 42.9 | 38.83 | 8 | 0
2025 | RMPA_2_NE | RMPA | NE | External | Summer | B1 | 10 | 310 | 0 | 70.09 | 70.75 | 8 | 0
2025 | RMPA_2_NE | RMPA | NE | External | Summer | B2 | 25 | 310 | 0 | 69.07 | 70.75 | 8 | 0
2025 | RMPA_2_NE | RMPA | NE | External | Summer | B3 | 75 | 310 | 0 | 66.27 | 70.75 | 8 | 0
2025 | RMPA_2_NE | RMPA | NE | External | Summer | B4 | 100 | 310 | 153.41 | 61.63 | 69.63 | 8 | 0
2025 | RMPA_2_NE | RMPA | NE | External | Summer | B5 | 200 | 310 | 310 | 58.4 | 66.82 | 8 | 0.42
2025 | RMPA_2_NE | RMPA | NE | External | Summer | B6 | 300 | 310 | 310 | 46.13 | 56.77 | 8 | 2.64
2025 | RMPA_2_NE | RMPA | NE | External | Summer | B7 | 400 | 310 | 0 | 45.32 | 47.38 | 8 | 0
2025 | RMPA_2_NE | RMPA | NE | External | Summer | B8 | 500 | 310 | 0 | 45.32 | 42.19 | 8 | 0
2025 | RMPA_2_NE | RMPA | NE | External | Summer | B9 | 800 | 310 | 0 | 42.71 | 41.34 | 8 | 0
2025 | RMPA_2_NE | RMPA | NE | External | Summer | B10 | 1262 | 310 | 0 | 42.02 | 37.02 | 8 | 0
2025 | RMPA_2_NE | RMPA | NE | External | Winter | B16 | 25 | 310 | 0 | 56.46 | 51.46 | 8 | 0
2025 | RMPA_2_NE | RMPA | NE | External | Winter | B17 | 100 | 310 | 0 | 51.05 | 45.85 | 8 | 0
2025 | RMPA_2_NE | RMPA | NE | External | Winter | B18 | 400 | 310 | 0 | 48.82 | 43.82 | 8 | 0
2025 | RMPA_2_NE | RMPA | NE | External | Winter | B19 | 700 | 310 | 0 | 47.44 | 42.43 | 8 | 0
2025 | RMPA_2_NE | RMPA | NE | External | Winter | B20 | 935 | 310 | 0 | 41.73 | 39.04 | 8 | 0
2025 | RMPA_2_SPP_N | RMPA | SPP_N | External | Shoulder | B11 | 25 | 210 | 210 | 47.31 | 62.93 | 8 | 7.62
2025 | RMPA_2_SPP_N | RMPA | SPP_N | External | Shoulder | B12 | 200 | 210 | 0 | 47.31 | 44.49 | 8 | 0
2025 | RMPA_2_SPP_N | RMPA | SPP_N | External | Shoulder | B13 | 600 | 210 | 0 | 47.31 | 42.94 | 8 | 0
2025 | RMPA_2_SPP_N | RMPA | SPP_N | External | Shoulder | B14 | 900 | 210 | 0 | 47.31 | 42.82 | 8 | 0
2025 | RMPA_2_SPP_N | RMPA | SPP_N | External | Shoulder | B15 | 1203 | 210 | 0 | 42.9 | 38.84 | 8 | 0
2025 | RMPA_2_SPP_N | RMPA | SPP_N | External | Summer | B1 | 10 | 210 | 0 | 70.09 | 70.77 | 8 | 0
2025 | RMPA_2_SPP_N | RMPA | SPP_N | External | Summer | B2 | 25 | 210 | 0 | 69.07 | 70.77 | 8 | 0
2025 | RMPA_2_SPP_N | RMPA | SPP_N | External | Summer | B3 | 75 | 210 | 0 | 66.27 | 70.77 | 8 | 0
2025 | RMPA_2_SPP_N | RMPA | SPP_N | External | Summer | B4 | 100 | 210 | 210 | 61.63 | 69.64 | 8 | 0.01
2025 | RMPA_2_SPP_N | RMPA | SPP_N | External | Summer | B5 | 200 | 210 | 210 | 58.4 | 66.83 | 8 | 0.43
2025 | RMPA_2_SPP_N | RMPA | SPP_N | External | Summer | B6 | 300 | 210 | 210 | 46.13 | 56.78 | 8 | 2.65
2025 | RMPA_2_SPP_N | RMPA | SPP_N | External | Summer | B7 | 400 | 210 | 0 | 45.32 | 47.39 | 8 | 0
2025 | RMPA_2_SPP_N | RMPA | SPP_N | External | Summer | B8 | 500 | 210 | 0 | 45.32 | 42.2 | 8 | 0
2025 | RMPA_2_SPP_N | RMPA | SPP_N | External | Summer | B9 | 800 | 210 | 0 | 42.71 | 41.36 | 8 | 0
2025 | RMPA_2_SPP_N | RMPA | SPP_N | External | Summer | B10 | 1262 | 210 | 0 | 42.02 | 38.64 | 8 | 0
2025 | RMPA_2_SPP_N | RMPA | SPP_N | External | Winter | B16 | 25 | 210 | 0 | 56.46 | 51.47 | 8 | 0
2025 | RMPA_2_SPP_N | RMPA | SPP_N | External | Winter | B17 | 100 | 210 | 0 | 51.05 | 45.86 | 8 | 0
2025 | RMPA_2_SPP_N | RMPA | SPP_N | External | Winter | B18 | 400 | 210 | 0 | 48.82 | 43.83 | 8 | 0
2025 | RMPA_2_SPP_N | RMPA | SPP_N | External | Winter | B19 | 700 | 210 | 0 | 47.44 | 42.44 | 8 | 0
2025 | RMPA_2_SPP_N | RMPA | SPP_N | External | Winter | B20 | 935 | 210 | 0 | 41.73 | 39.05 | 8 | 0
2025 | SPP_N_2_RMPA | SPP_N | RMPA | External | Shoulder | B11 | 25 | 210 | 0 | 62.93 | 47.31 | 5 | 0
2025 | SPP_N_2_RMPA | SPP_N | RMPA | External | Shoulder | B12 | 200 | 210 | 0 | 44.49 | 47.31 | 5 | 0
2025 | SPP_N_2_RMPA | SPP_N | RMPA | External | Shoulder | B13 | 600 | 210 | 0 | 42.94 | 47.31 | 5 | 0
2025 | SPP_N_2_RMPA | SPP_N | RMPA | External | Shoulder | B14 | 900 | 210 | 0 | 42.82 | 47.31 | 5 | 0
2025 | SPP_N_2_RMPA | SPP_N | RMPA | External | Shoulder | B15 | 1203 | 210 | 0 | 38.84 | 42.9 | 5 | 0
2025 | SPP_N_2_RMPA | SPP_N | RMPA | External | Summer | B1 | 10 | 210 | 0 | 70.77 | 70.09 | 5 | 0
2025 | SPP_N_2_RMPA | SPP_N | RMPA | External | Summer | B2 | 25 | 210 | 0 | 70.77 | 69.07 | 5 | 0
2025 | SPP_N_2_RMPA | SPP_N | RMPA | External | Summer | B3 | 75 | 210 | 0 | 70.77 | 66.27 | 5 | 0
2025 | SPP_N_2_RMPA | SPP_N | RMPA | External | Summer | B4 | 100 | 210 | 0 | 69.64 | 61.63 | 5 | 0
2025 | SPP_N_2_RMPA | SPP_N | RMPA | External | Summer | B5 | 200 | 210 | 0 | 66.83 | 58.4 | 5 | 0
2025 | SPP_N_2_RMPA | SPP_N | RMPA | External | Summer | B6 | 300 | 210 | 0 | 56.78 | 46.13 | 5 | 0
2025 | SPP_N_2_RMPA | SPP_N | RMPA | External | Summer | B7 | 400 | 210 | 0 | 47.39 | 45.32 | 5 | 0
2025 | SPP_N_2_RMPA | SPP_N | RMPA | External | Summer | B8 | 500 | 210 | 0 | 42.2 | 45.32 | 5 | 0
2025 | SPP_N_2_RMPA | SPP_N | RMPA | External | Summer | B9 | 800 | 210 | 0 | 41.36 | 42.71 | 5 | 0
2025 | SPP_N_2_RMPA | SPP_N | RMPA | External | Summer | B10 | 1262 | 210 | 0 | 38.64 | 42.02 | 5 | 0
2025 | SPP_N_2_RMPA | SPP_N | RMPA | External | Winter | B16 | 25 | 210 | 0 | 51.47 | 56.46 | 5 | 0
2025 | SPP_N_2_RMPA | SPP_N | RMPA | External | Winter | B17 | 100 | 210 | 210 | 45.86 | 51.05 | 5 | 0.19
2025 | SPP_N_2_RMPA | SPP_N | RMPA | External | Winter | B18 | 400 | 210 | 0 | 43.83 | 48.82 | 5 | 0
2025 | SPP_N_2_RMPA | SPP_N | RMPA | External | Winter | B19 | 700 | 210 | 82.02 | 42.44 | 47.44 | 5 | 0
2025 | SPP_N_2_RMPA | SPP_N | RMPA | External | Winter | B20 | 935 | 210 | 0 | 39.05 | 41.73 | 5 | 0
2025 | SPP_S_2_ERCOT | SPP_S | ERCOT | External | Shoulder | B11 | 25 | 800 | 0 | 59.15 | 62.42 | 5 | 0
2025 | SPP_S_2_ERCOT | SPP_S | ERCOT | External | Shoulder | B12 | 200 | 800 | 0 | 42.92 | 46.59 | 5 | 0
2025 | SPP_S_2_ERCOT | SPP_S | ERCOT | External | Shoulder | B13 | 600 | 800 | 0 | 42.92 | 42.74 | 5 | 0
2025 | SPP_S_2_ERCOT | SPP_S | ERCOT | External | Shoulder | B14 | 900 | 800 | 0 | 42.83 | 42.74 | 5 | 0
2025 | SPP_S_2_ERCOT | SPP_S | ERCOT | External | Shoulder | B15 | 1203 | 800 | 0 | 38.85 | 42.74 | 5 | 0
2025 | SPP_S_2_ERCOT | SPP_S | ERCOT | External | Summer | B1 | 10 | 800 | 546.63 | 59.55 | 64.55 | 5 | 0
2025 | SPP_S_2_ERCOT | SPP_S | ERCOT | External | Summer | B2 | 25 | 800 | 0 | 60.05 | 60.55 | 5 | 0
2025 | SPP_S_2_ERCOT | SPP_S | ERCOT | External | Summer | B3 | 75 | 800 | 0 | 60.05 | 60.55 | 5 | 0
2025 | SPP_S_2_ERCOT | SPP_S | ERCOT | External | Summer | B4 | 100 | 800 | 0 | 60.05 | 60.55 | 5 | 0
2025 | SPP_S_2_ERCOT | SPP_S | ERCOT | External | Summer | B5 | 200 | 800 | 0 | 59.55 | 60.55 | 5 | 0
2025 | SPP_S_2_ERCOT | SPP_S | ERCOT | External | Summer | B6 | 300 | 800 | 0 | 56.79 | 60.55 | 5 | 0
2025 | SPP_S_2_ERCOT | SPP_S | ERCOT | External | Summer | B7 | 400 | 800 | 787.09 | 47.4 | 52.4 | 5 | 0
2025 | SPP_S_2_ERCOT | SPP_S | ERCOT | External | Summer | B8 | 500 | 800 | 0 | 42.21 | 45.22 | 5 | 0
2025 | SPP_S_2_ERCOT | SPP_S | ERCOT | External | Summer | B9 | 800 | 800 | 0 | 41.37 | 41.49 | 5 | 0
2025 | SPP_S_2_ERCOT | SPP_S | ERCOT | External | Summer | B10 | 1262 | 800 | 0 | 39.15 | 41.49 | 5 | 0
2025 | SPP_S_2_ERCOT | SPP_S | ERCOT | External | Winter | B16 | 25 | 800 | 0 | 46.09 | 49.57 | 5 | 0
2025 | SPP_S_2_ERCOT | SPP_S | ERCOT | External | Winter | B17 | 100 | 800 | 0 | 45.87 | 45.46 | 5 | 0
2025 | SPP_S_2_ERCOT | SPP_S | ERCOT | External | Winter | B18 | 400 | 800 | 0 | 43.85 | 45.46 | 5 | 0
2025 | SPP_S_2_ERCOT | SPP_S | ERCOT | External | Winter | B19 | 700 | 800 | 0 | 42.46 | 45.46 | 5 | 0
2025 | SPP_S_2_ERCOT | SPP_S | ERCOT | External | Winter | B20 | 935 | 800 | 95.61 | 39.06 | 44.06 | 5 | 0
2030 | AZ_NM_SNV_Coal_2_SPP_S | AZ_NM_SNV_Coal | SPP_S | External | Shoulder | B11 | 25 | 400 | 0 | 57.33 | 52.48 | 8.17 | 0
2030 | AZ_NM_SNV_Coal_2_SPP_S | AZ_NM_SNV_Coal | SPP_S | External | Shoulder | B12 | 200 | 400 | 0 | 56.54 | 45.26 | 8.17 | 0
2030 | AZ_NM_SNV_Coal_2_SPP_S | AZ_NM_SNV_Coal | SPP_S | External | Shoulder | B13 | 600 | 400 | 0 | 56.53 | 44.06 | 8.17 | 0
2030 | AZ_NM_SNV_Coal_2_SPP_S | AZ_NM_SNV_Coal | SPP_S | External | Shoulder | B14 | 900 | 400 | 0 | 56.53 | 40.18 | 8.17 | 0
2030 | AZ_NM_SNV_Coal_2_SPP_S | AZ_NM_SNV_Coal | SPP_S | External | Shoulder | B15 | 1203 | 400 | 0 | 50.86 | 37.58 | 8.17 | 0
2030 | AZ_NM_SNV_Coal_2_SPP_S | AZ_NM_SNV_Coal | SPP_S | External | Summer | B1 | 10 | 400 | 0 | 83.47 | 45.66 | 8.17 | 0
2030 | AZ_NM_SNV_Coal_2_SPP_S | AZ_NM_SNV_Coal | SPP_S | External | Summer | B2 | 25 | 400 | 0 | 83.47 | 62.94 | 8.17 | 0
2030 | AZ_NM_SNV_Coal_2_SPP_S | AZ_NM_SNV_Coal | SPP_S | External | Summer | B3 | 75 | 400 | 0 | 83.47 | 63.47 | 8.17 | 0
2030 | AZ_NM_SNV_Coal_2_SPP_S | AZ_NM_SNV_Coal | SPP_S | External | Summer | B4 | 100 | 400 | 0 | 75.91 | 62.94 | 8.17 | 0
2030 | AZ_NM_SNV_Coal_2_SPP_S | AZ_NM_SNV_Coal | SPP_S | External | Summer | B5 | 200 | 400 | 0 | 72.03 | 62.94 | 8.17 | 0
2030 | AZ_NM_SNV_Coal_2_SPP_S | AZ_NM_SNV_Coal | SPP_S | External | Summer | B6 | 300 | 400 | 0 | 64.66 | 55.64 | 8.17 | 0
2030 | AZ_NM_SNV_Coal_2_SPP_S | AZ_NM_SNV_Coal | SPP_S | External | Summer | B7 | 400 | 400 | 0 | 56.51 | 45.21 | 8.17 | 0
2030 | AZ_NM_SNV_Coal_2_SPP_S | AZ_NM_SNV_Coal | SPP_S | External | Summer | B8 | 500 | 400 | 0 | 56.51 | 43.68 | 8.17 | 0
2030 | AZ_NM_SNV_Coal_2_SPP_S | AZ_NM_SNV_Coal | SPP_S | External | Summer | B9 | 800 | 400 | 0 | 56.49 | 43.3 | 8.17 | 0
2030 | AZ_NM_SNV_Coal_2_SPP_S | AZ_NM_SNV_Coal | SPP_S | External | Summer | B10 | 1262 | 400 | 0 | 50.2 | 39.3 | 8.17 | 0
2030 | AZ_NM_SNV_Coal_2_SPP_S | AZ_NM_SNV_Coal | SPP_S | External | Winter | B16 | 25 | 400 | 0 | 60.82 | 47.5 | 8.17 | 0
2030 | AZ_NM_SNV_Coal_2_SPP_S | AZ_NM_SNV_Coal | SPP_S | External | Winter | B17 | 100 | 400 | 0 | 60.56 | 44.6 | 8.17 | 0
2030 | AZ_NM_SNV_Coal_2_SPP_S | AZ_NM_SNV_Coal | SPP_S | External | Winter | B18 | 400 | 400 | 0 | 60.56 | 44.61 | 8.17 | 0
2030 | AZ_NM_SNV_Coal_2_SPP_S | AZ_NM_SNV_Coal | SPP_S | External | Winter | B19 | 700 | 400 | 0 | 60.56 | 42.33 | 8.17 | 0
2030 | AZ_NM_SNV_Coal_2_SPP_S | AZ_NM_SNV_Coal | SPP_S | External | Winter | B20 | 935 | 400 | 0 | 53.63 | 36.42 | 8.17 | 0
2030 | MAPP_US_2_RMPA | MAPP_US | RMPA | External | Shoulder | B11 | 25 | 200 | 0 | 46.24 | 50.6 | 8 | 0
2030 | MAPP_US_2_RMPA | MAPP_US | RMPA | External | Shoulder | B12 | 200 | 200 | 200 | 38.31 | 50.6 | 8 | 4.29
2030 | MAPP_US_2_RMPA | MAPP_US | RMPA | External | Shoulder | B13 | 600 | 200 | 200 | 37.03 | 49.26 | 8 | 4.23
2030 | MAPP_US_2_RMPA | MAPP_US | RMPA | External | Shoulder | B14 | 900 | 200 | 200 | 33.16 | 49.26 | 8 | 8.11
2030 | MAPP_US_2_RMPA | MAPP_US | RMPA | External | Shoulder | B15 | 1203 | 200 | 200 | 30.55 | 48.35 | 8 | 9.8
2030 | MAPP_US_2_RMPA | MAPP_US | RMPA | External | Summer | B1 | 10 | 200 | 200 | 65.48 | 74.51 | 8 | 1.03
2030 | MAPP_US_2_RMPA | MAPP_US | RMPA | External | Summer | B2 | 25 | 200 | 200 | 65.48 | 74.51 | 8 | 1.03
2030 | MAPP_US_2_RMPA | MAPP_US | RMPA | External | Summer | B3 | 75 | 200 | 200 | 64.83 | 74.51 | 8 | 1.68
2030 | MAPP_US_2_RMPA | MAPP_US | RMPA | External | Summer | B4 | 100 | 200 | 0 | 63.65 | 67.74 | 8 | 0
2030 | MAPP_US_2_RMPA | MAPP_US | RMPA | External | Summer | B5 | 200 | 200 | 0 | 57.42 | 62.04 | 8 | 0
2030 | MAPP_US_2_RMPA | MAPP_US | RMPA | External | Summer | B6 | 300 | 200 | 115.57 | 42.18 | 50.18 | 8 | 0
2030 | MAPP_US_2_RMPA | MAPP_US | RMPA | External | Summer | B7 | 400 | 200 | 200 | 36.31 | 48.39 | 8 | 4.08
2030 | MAPP_US_2_RMPA | MAPP_US | RMPA | External | Summer | B8 | 500 | 200 | 200 | 33.48 | 48.39 | 8 | 6.91
2030 | MAPP_US_2_RMPA | MAPP_US | RMPA | External | Summer | B9 | 800 | 200 | 200 | 32.57 | 48.33 | 8 | 7.76
2030 | MAPP_US_2_RMPA | MAPP_US | RMPA | External | Summer | B10 | 1262 | 200 | 200 | 28.19 | 43.79 | 8 | 7.6
2030 | MAPP_US_2_RMPA | MAPP_US | RMPA | External | Winter | B16 | 25 | 200 | 200 | 40.47 | 57.58 | 8 | 9.11
2030 | MAPP_US_2_RMPA | MAPP_US | RMPA | External | Winter | B17 | 100 | 200 | 200 | 37.58 | 54.72 | 8 | 9.14
2030 | MAPP_US_2_RMPA | MAPP_US | RMPA | External | Winter | B18 | 400 | 200 | 200 | 37.61 | 54.72 | 8 | 9.12
2030 | MAPP_US_2_RMPA | MAPP_US | RMPA | External | Winter | B19 | 700 | 200 | 200 | 35.33 | 54.72 | 8 | 11.4
2030 | MAPP_US_2_RMPA | MAPP_US | RMPA | External | Winter | B20 | 935 | 200 | 200 | 29.4 | 41.41 | 8 | 4.01
2030 | NE_2_RMPA | NE | RMPA | External | Shoulder | B11 | 25 | 310 | 0 | 53.24 | 50.6 | 5 | 0
2030 | NE_2_RMPA | NE | RMPA | External | Shoulder | B12 | 200 | 310 | 310 | 45.26 | 50.6 | 5 | 0.34
2030 | NE_2_RMPA | NE | RMPA | External | Shoulder | B13 | 600 | 310 | 310 | 44.03 | 49.26 | 5 | 0.23
2030 | NE_2_RMPA | NE | RMPA | External | Shoulder | B14 | 900 | 310 | 310 | 40.16 | 49.26 | 5 | 4.11
2030 | NE_2_RMPA | NE | RMPA | External | Shoulder | B15 | 1203 | 310 | 310 | 37.55 | 48.35 | 5 | 5.8
2030 | NE_2_RMPA | NE | RMPA | External | Summer | B1 | 10 | 310 | 0 | 72.48 | 74.51 | 5 | 0
2030 | NE_2_RMPA | NE | RMPA | External | Summer | B2 | 25 | 310 | 0 | 74.24 | 74.51 | 5 | 0
2030 | NE_2_RMPA | NE | RMPA | External | Summer | B3 | 75 | 310 | 0 | 75.19 | 74.51 | 5 | 0
2030 | NE_2_RMPA | NE | RMPA | External | Summer | B4 | 100 | 310 | 0 | 74.24 | 67.74 | 5 | 0
2030 | NE_2_RMPA | NE | RMPA | External | Summer | B5 | 200 | 310 | 0 | 69.25 | 62.04 | 5 | 0
2030 | NE_2_RMPA | NE | RMPA | External | Summer | B6 | 300 | 310 | 0 | 55.64 | 50.18 | 5 | 0
2030 | NE_2_RMPA | NE | RMPA | External | Summer | B7 | 400 | 310 | 0 | 45.19 | 48.39 | 5 | 0
2030 | NE_2_RMPA | NE | RMPA | External | Summer | B8 | 500 | 310 | 0 | 43.65 | 48.39 | 5 | 0
2030 | NE_2_RMPA | NE | RMPA | External | Summer | B9 | 800 | 310 | 310 | 43.27 | 48.33 | 5 | 0.05
2030 | NE_2_RMPA | NE | RMPA | External | Summer | B10 | 1262 | 310 | 310 | 35.19 | 43.79 | 5 | 3.6
2030 | NE_2_RMPA | NE | RMPA | External | Winter | B16 | 25 | 310 | 310 | 47.47 | 57.58 | 5 | 5.11
2030 | NE_2_RMPA | NE | RMPA | External | Winter | B17 | 100 | 310 | 310 | 44.58 | 54.72 | 5 | 5.14
2030 | NE_2_RMPA | NE | RMPA | External | Winter | B18 | 400 | 310 | 310 | 44.61 | 54.72 | 5 | 5.12
2030 | NE_2_RMPA | NE | RMPA | External | Winter | B19 | 700 | 310 | 310 | 42.32 | 54.72 | 5 | 7.41
2030 | NE_2_RMPA | NE | RMPA | External | Winter | B20 | 935 | 310 | 310 | 36.4 | 41.41 | 5 | 0.01
2030 | NWPP_Coal_2_MAPP_US | NWPP_Coal | MAPP_US | External | Shoulder | B11 | 25 | 150 | 0 | 56.52 | 46.24 | 8 | 0
2030 | NWPP_Coal_2_MAPP_US | NWPP_Coal | MAPP_US | External | Shoulder | B12 | 200 | 150 | 0 | 56.52 | 38.31 | 8 | 0
2030 | NWPP_Coal_2_MAPP_US | NWPP_Coal | MAPP_US | External | Shoulder | B13 | 600 | 150 | 0 | 56.52 | 37.03 | 8 | 0
2030 | NWPP_Coal_2_MAPP_US | NWPP_Coal | MAPP_US | External | Shoulder | B14 | 900 | 150 | 0 | 56.52 | 33.16 | 8 | 0
2030 | NWPP_Coal_2_MAPP_US | NWPP_Coal | MAPP_US | External | Shoulder | B15 | 1203 | 150 | 0 | 56.52 | 30.55 | 8 | 0
2030 | NWPP_Coal_2_MAPP_US | NWPP_Coal | MAPP_US | External | Summer | B1 | 10 | 150 | 0 | 59.53 | 65.48 | 8 | 0
2030 | NWPP_Coal_2_MAPP_US | NWPP_Coal | MAPP_US | External | Summer | B2 | 25 | 150 | 0 | 59.53 | 65.48 | 8 | 0
2030 | NWPP_Coal_2_MAPP_US | NWPP_Coal | MAPP_US | External | Summer | B3 | 75 | 150 | 150 | 56.49 | 64.83 | 8 | 0.34
2030 | NWPP_Coal_2_MAPP_US | NWPP_Coal | MAPP_US | External | Summer | B4 | 100 | 150 | 0 | 56.49 | 63.65 | 8 | 0
2030 | NWPP_Coal_2_MAPP_US | NWPP_Coal | MAPP_US | External | Summer | B5 | 200 | 150 | 0 | 56.49 | 57.42 | 8 | 0
2030 | NWPP_Coal_2_MAPP_US | NWPP_Coal | MAPP_US | External | Summer | B6 | 300 | 150 | 0 | 56.49 | 42.18 | 8 | 0
2030 | NWPP_Coal_2_MAPP_US | NWPP_Coal | MAPP_US | External | Summer | B7 | 400 | 150 | 0 | 56.49 | 36.31 | 8 | 0
2030 | NWPP_Coal_2_MAPP_US | NWPP_Coal | MAPP_US | External | Summer | B8 | 500 | 150 | 0 | 56.49 | 33.48 | 8 | 0
2030 | NWPP_Coal_2_MAPP_US | NWPP_Coal | MAPP_US | External | Summer | B9 | 800 | 150 | 0 | 56.49 | 32.57 | 8 | 0
2030 | NWPP_Coal_2_MAPP_US | NWPP_Coal | MAPP_US | External | Summer | B10 | 1262 | 150 | 0 | 56.49 | 28.19 | 8 | 0
2030 | NWPP_Coal_2_MAPP_US | NWPP_Coal | MAPP_US | External | Winter | B16 | 25 | 150 | 0 | 60.55 | 40.47 | 8 | 0
2030 | NWPP_Coal_2_MAPP_US | NWPP_Coal | MAPP_US | External | Winter | B17 | 100 | 150 | 0 | 60.55 | 37.58 | 8 | 0
2030 | NWPP_Coal_2_MAPP_US | NWPP_Coal | MAPP_US | External | Winter | B18 | 400 | 150 | 0 | 60.55 | 37.61 | 8 | 0
2030 | NWPP_Coal_2_MAPP_US | NWPP_Coal | MAPP_US | External | Winter | B19 | 700 | 150 | 0 | 60.55 | 35.33 | 8 | 0
2030 | NWPP_Coal_2_MAPP_US | NWPP_Coal | MAPP_US | External | Winter | B20 | 935 | 150 | 0 | 60.55 | 29.4 | 8 | 0
2030 | RMPA_2_MAPP_US | RMPA | MAPP_US | External | Shoulder | B11 | 25 | 200 | 0 | 50.6 | 46.24 | 8 | 0
2030 | RMPA_2_MAPP_US | RMPA | MAPP_US | External | Shoulder | B12 | 200 | 200 | 0 | 50.6 | 38.31 | 8 | 0
2030 | RMPA_2_MAPP_US | RMPA | MAPP_US | External | Shoulder | B13 | 600 | 200 | 0 | 49.26 | 37.03 | 8 | 0
2030 | RMPA_2_MAPP_US | RMPA | MAPP_US | External | Shoulder | B14 | 900 | 200 | 0 | 49.26 | 33.16 | 8 | 0
2030 | RMPA_2_MAPP_US | RMPA | MAPP_US | External | Shoulder | B15 | 1203 | 200 | 0 | 48.35 | 30.55 | 8 | 0
2030 | RMPA_2_MAPP_US | RMPA | MAPP_US | External | Summer | B1 | 10 | 200 | 0 | 74.51 | 65.48 | 8 | 0
2030 | RMPA_2_MAPP_US | RMPA | MAPP_US | External | Summer | B2 | 25 | 200 | 0 | 74.51 | 65.48 | 8 | 0
2030 | RMPA_2_MAPP_US | RMPA | MAPP_US | External | Summer | B3 | 75 | 200 | 0 | 74.51 | 64.83 | 8 | 0
2030 | RMPA_2_MAPP_US | RMPA | MAPP_US | External | Summer | B4 | 100 | 200 | 0 | 67.74 | 63.65 | 8 | 0
2030 | RMPA_2_MAPP_US | RMPA | MAPP_US | External | Summer | B5 | 200 | 200 | 0 | 62.04 | 57.42 | 8 | 0
2030 | RMPA_2_MAPP_US | RMPA | MAPP_US | External | Summer | B6 | 300 | 200 | 0 | 50.18 | 42.18 | 8 | 0
2030 | RMPA_2_MAPP_US | RMPA | MAPP_US | External | Summer | B7 | 400 | 200 | 0 | 48.39 | 36.31 | 8 | 0
2030 | RMPA_2_MAPP_US | RMPA | MAPP_US | External | Summer | B8 | 500 | 200 | 0 | 48.39 | 33.48 | 8 | 0
2030 | RMPA_2_MAPP_US | RMPA | MAPP_US | External | Summer | B9 | 800 | 200 | 0 | 48.33 | 32.57 | 8 | 0
2030 | RMPA_2_MAPP_US | RMPA | MAPP_US | External | Summer | B10 | 1262 | 200 | 0 | 43.79 | 28.19 | 8 | 0
2030 | RMPA_2_MAPP_US | RMPA | MAPP_US | External | Winter | B16 | 25 | 200 | 0 | 57.58 | 40.47 | 8 | 0
2030 | RMPA_2_MAPP_US | RMPA | MAPP_US | External | Winter | B17 | 100 | 200 | 0 | 54.72 | 37.58 | 8 | 0
2030 | RMPA_2_MAPP_US | RMPA | MAPP_US | External | Winter | B18 | 400 | 200 | 0 | 54.72 | 37.61 | 8 | 0
2030 | RMPA_2_MAPP_US | RMPA | MAPP_US | External | Winter | B19 | 700 | 200 | 0 | 54.72 | 35.33 | 8 | 0
2030 | RMPA_2_MAPP_US | RMPA | MAPP_US | External | Winter | B20 | 935 | 200 | 0 | 41.41 | 29.4 | 8 | 0
2030 | RMPA_2_NE | RMPA | NE | External | Shoulder | B11 | 25 | 310 | 0 | 50.6 | 53.24 | 8 | 0
2030 | RMPA_2_NE | RMPA | NE | External | Shoulder | B12 | 200 | 310 | 0 | 50.6 | 45.26 | 8 | 0
2030 | RMPA_2_NE | RMPA | NE | External | Shoulder | B13 | 600 | 310 | 0 | 49.26 | 44.03 | 8 | 0
2030 | RMPA_2_NE | RMPA | NE | External | Shoulder | B14 | 900 | 310 | 0 | 49.26 | 40.16 | 8 | 0
2030 | RMPA_2_NE | RMPA | NE | External | Shoulder | B15 | 1203 | 310 | 0 | 48.35 | 37.55 | 8 | 0
2030 | RMPA_2_NE | RMPA | NE | External | Summer | B1 | 10 | 310 | 0 | 74.51 | 72.48 | 8 | 0
2030 | RMPA_2_NE | RMPA | NE | External | Summer | B2 | 25 | 310 | 0 | 74.51 | 74.24 | 8 | 0
2030 | RMPA_2_NE | RMPA | NE | External | Summer | B3 | 75 | 310 | 0 | 74.51 | 75.19 | 8 | 0
2030 | RMPA_2_NE | RMPA | NE | External | Summer | B4 | 100 | 310 | 0 | 67.74 | 74.24 | 8 | 0
2030 | RMPA_2_NE | RMPA | NE | External | Summer | B5 | 200 | 310 | 0 | 62.04 | 69.25 | 8 | 0
2030 | RMPA_2_NE | RMPA | NE | External | Summer | B6 | 300 | 310 | 0 | 50.18 | 55.64 | 8 | 0
2030 | RMPA_2_NE | RMPA | NE | External | Summer | B7 | 400 | 310 | 0 | 48.39 | 45.19 | 8 | 0
2030 | RMPA_2_NE | RMPA | NE | External | Summer | B8 | 500 | 310 | 0 | 48.39 | 43.65 | 8 | 0
2030 | RMPA_2_NE | RMPA | NE | External | Summer | B9 | 800 | 310 | 0 | 48.33 | 43.27 | 8 | 0
2030 | RMPA_2_NE | RMPA | NE | External | Summer | B10 | 1262 | 310 | 0 | 43.79 | 35.19 | 8 | 0
2030 | RMPA_2_NE | RMPA | NE | External | Winter | B16 | 25 | 310 | 0 | 57.58 | 47.47 | 8 | 0
2030 | RMPA_2_NE | RMPA | NE | External | Winter | B17 | 100 | 310 | 0 | 54.72 | 44.58 | 8 | 0
2030 | RMPA_2_NE | RMPA | NE | External | Winter | B18 | 400 | 310 | 0 | 54.72 | 44.61 | 8 | 0
2030 | RMPA_2_NE | RMPA | NE | External | Winter | B19 | 700 | 310 | 0 | 54.72 | 42.32 | 8 | 0
2030 | RMPA_2_NE | RMPA | NE | External | Winter | B20 | 935 | 310 | 0 | 41.41 | 36.4 | 8 | 0
2030 | RMPA_2_SPP_N | RMPA | SPP_N | External | Shoulder | B11 | 25 | 210 | 0 | 50.6 | 53.25 | 8 | 0
2030 | RMPA_2_SPP_N | RMPA | SPP_N | External | Shoulder | B12 | 200 | 210 | 0 | 50.6 | 45.28 | 8 | 0
2030 | RMPA_2_SPP_N | RMPA | SPP_N | External | Shoulder | B13 | 600 | 210 | 0 | 49.26 | 44.05 | 8 | 0
2030 | RMPA_2_SPP_N | RMPA | SPP_N | External | Shoulder | B14 | 900 | 210 | 0 | 49.26 | 40.17 | 8 | 0
2030 | RMPA_2_SPP_N | RMPA | SPP_N | External | Shoulder | B15 | 1203 | 210 | 0 | 48.35 | 37.57 | 8 | 0
2030 | RMPA_2_SPP_N | RMPA | SPP_N | External | Summer | B1 | 10 | 210 | 0 | 74.51 | 72.49 | 8 | 0
2030 | RMPA_2_SPP_N | RMPA | SPP_N | External | Summer | B2 | 25 | 210 | 0 | 74.51 | 74.25 | 8 | 0
2030 | RMPA_2_SPP_N | RMPA | SPP_N | External | Summer | B3 | 75 | 210 | 0 | 74.51 | 75.21 | 8 | 0
2030 | RMPA_2_SPP_N | RMPA | SPP_N | External | Summer | B4 | 100 | 210 | 0 | 67.74 | 74.25 | 8 | 0
2030 | RMPA_2_SPP_N | RMPA | SPP_N | External | Summer | B5 | 200 | 210 | 0 | 62.04 | 69.26 | 8 | 0
2030 | RMPA_2_SPP_N | RMPA | SPP_N | External | Summer | B6 | 300 | 210 | 0 | 50.18 | 55.65 | 8 | 0
2030 | RMPA_2_SPP_N | RMPA | SPP_N | External | Summer | B7 | 400 | 210 | 0 | 48.39 | 45.2 | 8 | 0
2030 | RMPA_2_SPP_N | RMPA | SPP_N | External | Summer | B8 | 500 | 210 | 0 | 48.39 | 43.67 | 8 | 0
2030 | RMPA_2_SPP_N | RMPA | SPP_N | External | Summer | B9 | 800 | 210 | 0 | 48.33 | 43.29 | 8 | 0
2030 | RMPA_2_SPP_N | RMPA | SPP_N | External | Summer | B10 | 1262 | 210 | 0 | 43.79 | 38.79 | 8 | 0
2030 | RMPA_2_SPP_N | RMPA | SPP_N | External | Winter | B16 | 25 | 210 | 0 | 57.58 | 47.48 | 8 | 0
2030 | RMPA_2_SPP_N | RMPA | SPP_N | External | Winter | B17 | 100 | 210 | 0 | 54.72 | 44.59 | 8 | 0
2030 | RMPA_2_SPP_N | RMPA | SPP_N | External | Winter | B18 | 400 | 210 | 0 | 54.72 | 44.62 | 8 | 0
2030 | RMPA_2_SPP_N | RMPA | SPP_N | External | Winter | B19 | 700 | 210 | 0 | 54.72 | 42.33 | 8 | 0
2030 | RMPA_2_SPP_N | RMPA | SPP_N | External | Winter | B20 | 935 | 210 | 0 | 41.41 | 36.41 | 8 | 0
2030 | SPP_N_2_RMPA | SPP_N | RMPA | External | Shoulder | B11 | 25 | 210 | 0 | 53.25 | 50.6 | 5 | 0
2030 | SPP_N_2_RMPA | SPP_N | RMPA | External | Shoulder | B12 | 200 | 210 | 210 | 45.28 | 50.6 | 5 | 0.33
2030 | SPP_N_2_RMPA | SPP_N | RMPA | External | Shoulder | B13 | 600 | 210 | 210 | 44.05 | 49.26 | 5 | 0.22
2030 | SPP_N_2_RMPA | SPP_N | RMPA | External | Shoulder | B14 | 900 | 210 | 210 | 40.17 | 49.26 | 5 | 4.09
2030 | SPP_N_2_RMPA | SPP_N | RMPA | External | Shoulder | B15 | 1203 | 210 | 210 | 37.57 | 48.35 | 5 | 5.79
2030 | SPP_N_2_RMPA | SPP_N | RMPA | External | Summer | B1 | 10 | 210 | 0 | 72.49 | 74.51 | 5 | 0
2030 | SPP_N_2_RMPA | SPP_N | RMPA | External | Summer | B2 | 25 | 210 | 0 | 74.25 | 74.51 | 5 | 0
2030 | SPP_N_2_RMPA | SPP_N | RMPA | External | Summer | B3 | 75 | 210 | 0 | 75.21 | 74.51 | 5 | 0
2030 | SPP_N_2_RMPA | SPP_N | RMPA | External | Summer | B4 | 100 | 210 | 0 | 74.25 | 67.74 | 5 | 0
2030 | SPP_N_2_RMPA | SPP_N | RMPA | External | Summer | B5 | 200 | 210 | 0 | 69.26 | 62.04 | 5 | 0
2030 | SPP_N_2_RMPA | SPP_N | RMPA | External | Summer | B6 | 300 | 210 | 0 | 55.65 | 50.18 | 5 | 0
2030 | SPP_N_2_RMPA | SPP_N | RMPA | External | Summer | B7 | 400 | 210 | 0 | 45.2 | 48.39 | 5 | 0
2030 | SPP_N_2_RMPA | SPP_N | RMPA | External | Summer | B8 | 500 | 210 | 0 | 43.67 | 48.39 | 5 | 0
2030 | SPP_N_2_RMPA | SPP_N | RMPA | External | Summer | B9 | 800 | 210 | 210 | 43.29 | 48.33 | 5 | 0.04
2030 | SPP_N_2_RMPA | SPP_N | RMPA | External | Summer | B10 | 1262 | 210 | 189.57 | 38.79 | 43.79 | 5 | 0
2030 | SPP_N_2_RMPA | SPP_N | RMPA | External | Winter | B16 | 25 | 210 | 210 | 47.48 | 57.58 | 5 | 5.1
2030 | SPP_N_2_RMPA | SPP_N | RMPA | External | Winter | B17 | 100 | 210 | 210 | 44.59 | 54.72 | 5 | 5.13
2030 | SPP_N_2_RMPA | SPP_N | RMPA | External | Winter | B18 | 400 | 210 | 210 | 44.62 | 54.72 | 5 | 5.1
2030 | SPP_N_2_RMPA | SPP_N | RMPA | External | Winter | B19 | 700 | 210 | 210 | 42.33 | 54.72 | 5 | 7.4
2030 | SPP_N_2_RMPA | SPP_N | RMPA | External | Winter | B20 | 935 | 210 | 10.58 | 36.41 | 41.41 | 5 | 0
2030 | SPP_S_2_ERCOT | SPP_S | ERCOT | External | Shoulder | B11 | 25 | 800 | 800 | 52.48 | 66.03 | 5 | 8.55
2030 | SPP_S_2_ERCOT | SPP_S | ERCOT | External | Shoulder | B12 | 200 | 800 | 0 | 45.26 | 49.25 | 5 | 0
2030 | SPP_S_2_ERCOT | SPP_S | ERCOT | External | Shoulder | B13 | 600 | 800 | 0 | 44.06 | 45.17 | 5 | 0
2030 | SPP_S_2_ERCOT | SPP_S | ERCOT | External | Shoulder | B14 | 900 | 800 | 0 | 40.18 | 45.17 | 5 | 0
2030 | SPP_S_2_ERCOT | SPP_S | ERCOT | External | Shoulder | B15 | 1203 | 800 | 739.21 | 37.58 | 42.58 | 5 | 0
2030 | SPP_S_2_ERCOT | SPP_S | ERCOT | External | Summer | B1 | 10 | 800 | 800 | 45.66 | 63.97 | 5 | 13.31
2030 | SPP_S_2_ERCOT | SPP_S | ERCOT | External | Summer | B2 | 25 | 800 | 0 | 62.94 | 63.97 | 5 | 0
2030 | SPP_S_2_ERCOT | SPP_S | ERCOT | External | Summer | B3 | 75 | 800 | 0 | 63.47 | 63.97 | 5 | 0
2030 | SPP_S_2_ERCOT | SPP_S | ERCOT | External | Summer | B4 | 100 | 800 | 0 | 62.94 | 63.97 | 5 | 0
2030 | SPP_S_2_ERCOT | SPP_S | ERCOT | External | Summer | B5 | 200 | 800 | 0 | 62.94 | 63.97 | 5 | 0
2030 | SPP_S_2_ERCOT | SPP_S | ERCOT | External | Summer | B6 | 300 | 800 | 800 | 55.64 | 63.97 | 5 | 3.33
2030 | SPP_S_2_ERCOT | SPP_S | ERCOT | External | Summer | B7 | 400 | 800 | 0 | 45.21 | 47.73 | 5 | 0
2030 | SPP_S_2_ERCOT | SPP_S | ERCOT | External | Summer | B8 | 500 | 800 | 0 | 43.68 | 43.79 | 5 | 0
2030 | SPP_S_2_ERCOT | SPP_S | ERCOT | External | Summer | B9 | 800 | 800 | 0 | 43.3 | 43.79 | 5 | 0
2030 | SPP_S_2_ERCOT | SPP_S | ERCOT | External | Summer | B10 | 1262 | 800 | 0 | 39.3 | 43.79 | 5 | 0
2030 | SPP_S_2_ERCOT | SPP_S | ERCOT | External | Winter | B16 | 25 | 800 | 224.7 | 47.5 | 52.5 | 5 | 0
2030 | SPP_S_2_ERCOT | SPP_S | ERCOT | External | Winter | B17 | 100 | 800 | 0 | 44.6 | 48.13 | 5 | 0
2030 | SPP_S_2_ERCOT | SPP_S | ERCOT | External | Winter | B18 | 400 | 800 | 0 | 44.61 | 48.13 | 5 | 0
2030 | SPP_S_2_ERCOT | SPP_S | ERCOT | External | Winter | B19 | 700 | 800 | 800 | 42.33 | 48.13 | 5 | 0.8
2030 | SPP_S_2_ERCOT | SPP_S | ERCOT | External | Winter | B20 | 935 | 800 | 484.87 | 36.42 | 41.42 | 5 | 0
2035 | AZ_NM_SNV_Coal_2_SPP_S | AZ_NM_SNV_Coal | SPP_S | External | Shoulder | B11 | 25 | 400 | 0 | 67.12 | 69.05 | 8.17 | 0
2035 | AZ_NM_SNV_Coal_2_SPP_S | AZ_NM_SNV_Coal | SPP_S | External | Shoulder | B12 | 200 | 400 | 0 | 62.05 | 50.75 | 8.17 | 0
2035 | AZ_NM_SNV_Coal_2_SPP_S | AZ_NM_SNV_Coal | SPP_S | External | Shoulder | B13 | 600 | 400 | 0 | 62.04 | 50.63 | 8.17 | 0
2035 | AZ_NM_SNV_Coal_2_SPP_S | AZ_NM_SNV_Coal | SPP_S | External | Shoulder | B14 | 900 | 400 | 0 | 62.04 | 47.57 | 8.17 | 0
2035 | AZ_NM_SNV_Coal_2_SPP_S | AZ_NM_SNV_Coal | SPP_S | External | Shoulder | B15 | 1203 | 400 | 0 | 56.34 | 41.49 | 8.17 | 0
2035 | AZ_NM_SNV_Coal_2_SPP_S | AZ_NM_SNV_Coal | SPP_S | External | Summer | B1 | 10 | 400 | 0 | 115.37 | 57.96 | 8.17 | 0
2035 | AZ_NM_SNV_Coal_2_SPP_S | AZ_NM_SNV_Coal | SPP_S | External | Summer | B2 | 25 | 400 | 0 | 97.49 | 70.59 | 8.17 | 0
2035 | AZ_NM_SNV_Coal_2_SPP_S | AZ_NM_SNV_Coal | SPP_S | External | Summer | B3 | 75 | 400 | 0 | 97.49 | 71.18 | 8.17 | 0
2035 | AZ_NM_SNV_Coal_2_SPP_S | AZ_NM_SNV_Coal | SPP_S | External | Summer | B4 | 100 | 400 | 0 | 97.49 | 71.18 | 8.17 | 0
2035 | AZ_NM_SNV_Coal_2_SPP_S | AZ_NM_SNV_Coal | SPP_S | External | Summer | B5 | 200 | 400 | 0 | 83.64 | 70.59 | 8.17 | 0
2035 | AZ_NM_SNV_Coal_2_SPP_S | AZ_NM_SNV_Coal | SPP_S | External | Summer | B6 | 300 | 400 | 0 | 71.57 | 70.59 | 8.17 | 0
2035 | AZ_NM_SNV_Coal_2_SPP_S | AZ_NM_SNV_Coal | SPP_S | External | Summer | B7 | 400 | 400 | 0 | 65.57 | 57.19 | 8.17 | 0
2035 | AZ_NM_SNV_Coal_2_SPP_S | AZ_NM_SNV_Coal | SPP_S | External | Summer | B8 | 500 | 400 | 0 | 65.57 | 50.59 | 8.17 | 0
2035 | AZ_NM_SNV_Coal_2_SPP_S | AZ_NM_SNV_Coal | SPP_S | External | Summer | B9 | 800 | 400 | 0 | 65.34 | 48.78 | 8.17 | 0
2035 | AZ_NM_SNV_Coal_2_SPP_S | AZ_NM_SNV_Coal | SPP_S | External | Summer | B10 | 1262 | 400 | 0 | 55.23 | 41.69 | 8.17 | 0
2035 | AZ_NM_SNV_Coal_2_SPP_S | AZ_NM_SNV_Coal | SPP_S | External | Winter | B16 | 25 | 400 | 0 | 71.02 | 54.52 | 8.17 | 0
2035 | AZ_NM_SNV_Coal_2_SPP_S | AZ_NM_SNV_Coal | SPP_S | External | Winter | B17 | 100 | 400 | 0 | 66.75 | 51.74 | 8.17 | 0
2035 | AZ_NM_SNV_Coal_2_SPP_S | AZ_NM_SNV_Coal | SPP_S | External | Winter | B18 | 400 | 400 | 0 | 66.74 | 51.74 | 8.17 | 0
2035 | AZ_NM_SNV_Coal_2_SPP_S | AZ_NM_SNV_Coal | SPP_S | External | Winter | B19 | 700 | 400 | 0 | 66.74 | 49.69 | 8.17 | 0
2035 | AZ_NM_SNV_Coal_2_SPP_S | AZ_NM_SNV_Coal | SPP_S | External | Winter | B20 | 935 | 400 | 0 | 59.4 | 40.17 | 8.17 | 0
2035 | MAPP_US_2_RMPA | MAPP_US | RMPA | External | Shoulder | B11 | 25 | 200 | 0 | 58.87 | 56.34 | 8 | 0
2035 | MAPP_US_2_RMPA | MAPP_US | RMPA | External | Shoulder | B12 | 200 | 200 | 200 | 46.25 | 56.34 | 8 | 2.08
2035 | MAPP_US_2_RMPA | MAPP_US | RMPA | External | Shoulder | B13 | 600 | 200 | 200 | 44.05 | 56.05 | 8 | 4
2035 | MAPP_US_2_RMPA | MAPP_US | RMPA | External | Shoulder | B14 | 900 | 200 | 200 | 42.31 | 56.05 | 8 | 5.74
2035 | MAPP_US_2_RMPA | MAPP_US | RMPA | External | Shoulder | B15 | 1203 | 200 | 200 | 34.94 | 49.17 | 8 | 6.23
2035 | MAPP_US_2_RMPA | MAPP_US | RMPA | External | Summer | B1 | 10 | 200 | 0 | 76.18 | 82.39 | 8 | 0
2035 | MAPP_US_2_RMPA | MAPP_US | RMPA | External | Summer | B2 | 25 | 200 | 151.41 | 73.73 | 81.73 | 8 | 0
2035 | MAPP_US_2_RMPA | MAPP_US | RMPA | External | Summer | B3 | 75 | 200 | 195.04 | 74.39 | 82.39 | 8 | 0
2035 | MAPP_US_2_RMPA | MAPP_US | RMPA | External | Summer | B4 | 100 | 200 | 0 | 73.22 | 70.2 | 8 | 0
2035 | MAPP_US_2_RMPA | MAPP_US | RMPA | External | Summer | B5 | 200 | 200 | 0 | 73.22 | 64.6 | 8 | 0
2035 | MAPP_US_2_RMPA | MAPP_US | RMPA | External | Summer | B6 | 300 | 200 | 0 | 57.72 | 53.87 | 8 | 0
2035 | MAPP_US_2_RMPA | MAPP_US | RMPA | External | Summer | B7 | 400 | 200 | 200 | 44.27 | 53.87 | 8 | 1.6
2035 | MAPP_US_2_RMPA | MAPP_US | RMPA | External | Summer | B8 | 500 | 200 | 200 | 39.13 | 53.87 | 8 | 6.74
2035 | MAPP_US_2_RMPA | MAPP_US | RMPA | External | Summer | B9 | 800 | 200 | 200 | 35.73 | 53.76 | 8 | 10.03
2035 | MAPP_US_2_RMPA | MAPP_US | RMPA | External | Summer | B10 | 1262 | 200 | 200 | 34.06 | 46.67 | 8 | 4.61
2035 | MAPP_US_2_RMPA | MAPP_US | RMPA | External | Winter | B16 | 25 | 200 | 200 | 44.63 | 62.86 | 8 | 10.23
2035 | MAPP_US_2_RMPA | MAPP_US | RMPA | External | Winter | B17 | 100 | 200 | 200 | 44.73 | 60.97 | 8 | 8.24
2035 | MAPP_US_2_RMPA | MAPP_US | RMPA | External | Winter | B18 | 400 | 200 | 200 | 44.74 | 59.21 | 8 | 6.47
2035 | MAPP_US_2_RMPA | MAPP_US | RMPA | External | Winter | B19 | 700 | 200 | 200 | 44.63 | 59.21 | 8 | 6.58
2035 | MAPP_US_2_RMPA | MAPP_US | RMPA | External | Winter | B20 | 935 | 200 | 200 | 33.99 | 45.15 | 8 | 3.16
2035 | NE_2_RMPA | NE | RMPA | External | Shoulder | B11 | 25 | 310 | 0 | 72.86 | 56.34 | 5 | 0
2035 | NE_2_RMPA | NE | RMPA | External | Shoulder | B12 | 200 | 310 | 0 | 53.25 | 56.34 | 5 | 0
2035 | NE_2_RMPA | NE | RMPA | External | Shoulder | B13 | 600 | 310 | 290.12 | 51.05 | 56.05 | 5 | 0
2035 | NE_2_RMPA | NE | RMPA | External | Shoulder | B14 | 900 | 310 | 310 | 47.59 | 56.05 | 5 | 3.46
2035 | NE_2_RMPA | NE | RMPA | External | Shoulder | B15 | 1203 | 310 | 310 | 41.46 | 49.17 | 5 | 2.71
2035 | NE_2_RMPA | NE | RMPA | External | Summer | B1 | 10 | 310 | 0 | 83.18 | 82.39 | 5 | 0
2035 | NE_2_RMPA | NE | RMPA | External | Summer | B2 | 25 | 310 | 0 | 81.29 | 81.73 | 5 | 0
2035 | NE_2_RMPA | NE | RMPA | External | Summer | B3 | 75 | 310 | 0 | 81.39 | 82.39 | 5 | 0
2035 | NE_2_RMPA | NE | RMPA | External | Summer | B4 | 100 | 310 | 0 | 81.29 | 70.2 | 5 | 0
2035 | NE_2_RMPA | NE | RMPA | External | Summer | B5 | 200 | 310 | 0 | 81.29 | 64.6 | 5 | 0
2035 | NE_2_RMPA | NE | RMPA | External | Summer | B6 | 300 | 310 | 0 | 71.71 | 53.87 | 5 | 0
2035 | NE_2_RMPA | NE | RMPA | External | Summer | B7 | 400 | 310 | 0 | 58.26 | 53.87 | 5 | 0
2035 | NE_2_RMPA | NE | RMPA | External | Summer | B8 | 500 | 310 | 0 | 50.59 | 53.87 | 5 | 0
2035 | NE_2_RMPA | NE | RMPA | External | Summer | B9 | 800 | 310 | 195.9 | 48.76 | 53.76 | 5 | 0
2035 | NE_2_RMPA | NE | RMPA | External | Summer | B10 | 1262 | 310 | 26.29 | 41.67 | 46.67 | 5 | 0
2035 | NE_2_RMPA | NE | RMPA | External | Winter | B16 | 25 | 310 | 310 | 57.58 | 62.86 | 5 | 0.28
2035 | NE_2_RMPA | NE | RMPA | External | Winter | B17 | 100 | 310 | 310 | 51.73 | 60.97 | 5 | 4.24
2035 | NE_2_RMPA | NE | RMPA | External | Winter | B18 | 400 | 310 | 310 | 51.74 | 59.21 | 5 | 2.47
2035 | NE_2_RMPA | NE | RMPA | External | Winter | B19 | 700 | 310 | 310 | 50.49 | 59.21 | 5 | 3.72
2035 | NE_2_RMPA | NE | RMPA | External | Winter | B20 | 935 | 310 | 59.67 | 40.15 | 45.15 | 5 | 0
2035 | NWPP_Coal_2_MAPP_US | NWPP_Coal | MAPP_US | External | Shoulder | B11 | 25 | 150 | 0 | 62.03 | 58.87 | 8 | 0
2035 | NWPP_Coal_2_MAPP_US | NWPP_Coal | MAPP_US | External | Shoulder | B12 | 200 | 150 | 0 | 62.03 | 46.25 | 8 | 0
2035 | NWPP_Coal_2_MAPP_US | NWPP_Coal | MAPP_US | External | Shoulder | B13 | 600 | 150 | 0 | 62.03 | 44.05 | 8 | 0
2035 | NWPP_Coal_2_MAPP_US | NWPP_Coal | MAPP_US | External | Shoulder | B14 | 900 | 150 | 0 | 62.03 | 42.31 | 8 | 0
2035 | NWPP_Coal_2_MAPP_US | NWPP_Coal | MAPP_US | External | Shoulder | B15 | 1203 | 150 | 0 | 62.03 | 34.94 | 8 | 0
2035 | NWPP_Coal_2_MAPP_US | NWPP_Coal | MAPP_US | External | Summer | B1 | 10 | 150 | 150 | 62.03 | 76.18 | 8 | 6.15
2035 | NWPP_Coal_2_MAPP_US | NWPP_Coal | MAPP_US | External | Summer | B2 | 25 | 150 | 150 | 62.03 | 73.73 | 8 | 3.7
2035 | NWPP_Coal_2_MAPP_US | NWPP_Coal | MAPP_US | External | Summer | B3 | 75 | 150 | 150 | 62.03 | 74.39 | 8 | 4.36
2035 | NWPP_Coal_2_MAPP_US | NWPP_Coal | MAPP_US | External | Summer | B4 | 100 | 150 | 150 | 62.03 | 73.22 | 8 | 3.19
2035 | NWPP_Coal_2_MAPP_US | NWPP_Coal | MAPP_US | External | Summer | B5 | 200 | 150 | 150 | 62.03 | 73.22 | 8 | 3.19
2035 | NWPP_Coal_2_MAPP_US | NWPP_Coal | MAPP_US | External | Summer | B6 | 300 | 150 | 0 | 62.03 | 57.72 | 8 | 0
2035 | NWPP_Coal_2_MAPP_US | NWPP_Coal | MAPP_US | External | Summer | B7 | 400 | 150 | 0 | 62.03 | 44.27 | 8 | 0
2035 | NWPP_Coal_2_MAPP_US | NWPP_Coal | MAPP_US | External | Summer | B8 | 500 | 150 | 0 | 62.03 | 39.13 | 8 | 0
2035 | NWPP_Coal_2_MAPP_US | NWPP_Coal | MAPP_US | External | Summer | B9 | 800 | 150 | 0 | 62.03 | 35.73 | 8 | 0
2035 | NWPP_Coal_2_MAPP_US | NWPP_Coal | MAPP_US | External | Summer | B10 | 1262 | 150 | 0 | 62.03 | 34.06 | 8 | 0
2035 | NWPP_Coal_2_MAPP_US | NWPP_Coal | MAPP_US | External | Winter | B16 | 25 | 150 | 0 | 66.73 | 44.63 | 8 | 0
2035 | NWPP_Coal_2_MAPP_US | NWPP_Coal | MAPP_US | External | Winter | B17 | 100 | 150 | 0 | 66.73 | 44.73 | 8 | 0
2035 | NWPP_Coal_2_MAPP_US | NWPP_Coal | MAPP_US | External | Winter | B18 | 400 | 150 | 0 | 66.73 | 44.74 | 8 | 0
2035 | NWPP_Coal_2_MAPP_US | NWPP_Coal | MAPP_US | External | Winter | B19 | 700 | 150 | 0 | 66.73 | 44.63 | 8 | 0
2035 | NWPP_Coal_2_MAPP_US | NWPP_Coal | MAPP_US | External | Winter | B20 | 935 | 150 | 0 | 66.73 | 33.99 | 8 | 0
2035 | RMPA_2_MAPP_US | RMPA | MAPP_US | External | Shoulder | B11 | 25 | 200 | 0 | 56.34 | 58.87 | 8 | 0
2035 | RMPA_2_MAPP_US | RMPA | MAPP_US | External | Shoulder | B12 | 200 | 200 | 0 | 56.34 | 46.25 | 8 | 0
2035 | RMPA_2_MAPP_US | RMPA | MAPP_US | External | Shoulder | B13 | 600 | 200 | 0 | 56.05 | 44.05 | 8 | 0
2035 | RMPA_2_MAPP_US | RMPA | MAPP_US | External | Shoulder | B14 | 900 | 200 | 0 | 56.05 | 42.31 | 8 | 0
2035 | RMPA_2_MAPP_US | RMPA | MAPP_US | External | Shoulder | B15 | 1203 | 200 | 0 | 49.17 | 34.94 | 8 | 0
2035 | RMPA_2_MAPP_US | RMPA | MAPP_US | External | Summer | B1 | 10 | 200 | 0 | 82.39 | 76.18 | 8 | 0
2035 | RMPA_2_MAPP_US | RMPA | MAPP_US | External | Summer | B2 | 25 | 200 | 0 | 81.73 | 73.73 | 8 | 0
2035 | RMPA_2_MAPP_US | RMPA | MAPP_US | External | Summer | B3 | 75 | 200 | 0 | 82.39 | 74.39 | 8 | 0
2035 | RMPA_2_MAPP_US | RMPA | MAPP_US | External | Summer | B4 | 100 | 200 | 0 | 70.2 | 73.22 | 8 | 0
2035 | RMPA_2_MAPP_US | RMPA | MAPP_US | External | Summer | B5 | 200 | 200 | 200 | 64.6 | 73.22 | 8 | 0.63
2035 | RMPA_2_MAPP_US | RMPA | MAPP_US | External | Summer | B6 | 300 | 200 | 0 | 53.87 | 57.72 | 8 | 0
2035 | RMPA_2_MAPP_US | RMPA | MAPP_US | External | Summer | B7 | 400 | 200 | 0 | 53.87 | 44.27 | 8 | 0
2035 | RMPA_2_MAPP_US | RMPA | MAPP_US | External | Summer | B8 | 500 | 200 | 0 | 53.87 | 39.13 | 8 | 0
2035 | RMPA_2_MAPP_US | RMPA | MAPP_US | External | Summer | B9 | 800 | 200 | 0 | 53.76 | 35.73 | 8 | 0
2035 | RMPA_2_MAPP_US | RMPA | MAPP_US | External | Summer | B10 | 1262 | 200 | 0 | 46.67 | 34.06 | 8 | 0
2035 | RMPA_2_MAPP_US | RMPA | MAPP_US | External | Winter | B16 | 25 | 200 | 0 | 62.86 | 44.63 | 8 | 0
2035 | RMPA_2_MAPP_US | RMPA | MAPP_US | External | Winter | B17 | 100 | 200 | 0 | 60.97 | 44.73 | 8 | 0
2035 | RMPA_2_MAPP_US | RMPA | MAPP_US | External | Winter | B18 | 400 | 200 | 0 | 59.21 | 44.74 | 8 | 0
2035 | RMPA_2_MAPP_US | RMPA | MAPP_US | External | Winter | B19 | 700 | 200 | 0 | 59.21 | 44.63 | 8 | 0
2035 | RMPA_2_MAPP_US | RMPA | MAPP_US | External | Winter | B20 | 935 | 200 | 0 | 45.15 | 33.99 | 8 | 0
2035 | RMPA_2_NE | RMPA | NE | External | Shoulder | B11 | 25 | 310 | 310 | 56.34 | 72.86 | 8 | 8.53
2035 | RMPA_2_NE | RMPA | NE | External | Shoulder | B12 | 200 | 310 | 0 | 56.34 | 53.25 | 8 | 0
2035 | RMPA_2_NE | RMPA | NE | External | Shoulder | B13 | 600 | 310 | 0 | 56.05 | 51.05 | 8 | 0
2035 | RMPA_2_NE | RMPA | NE | External | Shoulder | B14 | 900 | 310 | 0 | 56.05 | 47.59 | 8 | 0
2035 | RMPA_2_NE | RMPA | NE | External | Shoulder | B15 | 1203 | 310 | 0 | 49.17 | 41.46 | 8 | 0
2035 | RMPA_2_NE | RMPA | NE | External | Summer | B1 | 10 | 310 | 0 | 82.39 | 83.18 | 8 | 0
2035 | RMPA_2_NE | RMPA | NE | External | Summer | B2 | 25 | 310 | 0 | 81.73 | 81.29 | 8 | 0
2035 | RMPA_2_NE | RMPA | NE | External | Summer | B3 | 75 | 310 | 0 | 82.39 | 81.39 | 8 | 0
2035 | RMPA_2_NE | RMPA | NE | External | Summer | B4 | 100 | 310 | 310 | 70.2 | 81.29 | 8 | 3.09
2035 | RMPA_2_NE | RMPA | NE | External | Summer | B5 | 200 | 310 | 310 | 64.6 | 81.29 | 8 | 8.69
2035 | RMPA_2_NE | RMPA | NE | External | Summer | B6 | 300 | 310 | 310 | 53.87 | 71.71 | 8 | 9.84
2035 | RMPA_2_NE | RMPA | NE | External | Summer | B7 | 400 | 310 | 0 | 53.87 | 58.26 | 8 | 0
2035 | RMPA_2_NE | RMPA | NE | External | Summer | B8 | 500 | 310 | 0 | 53.87 | 50.59 | 8 | 0
2035 | RMPA_2_NE | RMPA | NE | External | Summer | B9 | 800 | 310 | 0 | 53.76 | 48.76 | 8 | 0
2035 | RMPA_2_NE | RMPA | NE | External | Summer | B10 | 1262 | 310 | 0 | 46.67 | 41.67 | 8 | 0
2035 | RMPA_2_NE | RMPA | NE | External | Winter | B16 | 25 | 310 | 0 | 62.86 | 57.58 | 8 | 0
2035 | RMPA_2_NE | RMPA | NE | External | Winter | B17 | 100 | 310 | 0 | 60.97 | 51.73 | 8 | 0
2035 | RMPA_2_NE | RMPA | NE | External | Winter | B18 | 400 | 310 | 0 | 59.21 | 51.74 | 8 | 0
2035 | RMPA_2_NE | RMPA | NE | External | Winter | B19 | 700 | 310 | 0 | 59.21 | 50.49 | 8 | 0
2035 | RMPA_2_NE | RMPA | NE | External | Winter | B20 | 935 | 310 | 0 | 45.15 | 40.15 | 8 | 0
2035 | RMPA_2_SPP_N | RMPA | SPP_N | External | Shoulder | B11 | 25 | 210 | 210 | 56.34 | 72.87 | 8 | 8.54
2035 | RMPA_2_SPP_N | RMPA | SPP_N | External | Shoulder | B12 | 200 | 210 | 0 | 56.34 | 53.24 | 8 | 0
2035 | RMPA_2_SPP_N | RMPA | SPP_N | External | Shoulder | B13 | 600 | 210 | 0 | 56.05 | 51.05 | 8 | 0
2035 | RMPA_2_SPP_N | RMPA | SPP_N | External | Shoulder | B14 | 900 | 210 | 0 | 56.05 | 47.58 | 8 | 0
2035 | RMPA_2_SPP_N | RMPA | SPP_N | External | Shoulder | B15 | 1203 | 210 | 0 | 49.17 | 41.48 | 8 | 0
2035 | RMPA_2_SPP_N | RMPA | SPP_N | External | Summer | B1 | 10 | 210 | 0 | 82.39 | 81.3 | 8 | 0
2035 | RMPA_2_SPP_N | RMPA | SPP_N | External | Summer | B2 | 25 | 210 | 0 | 81.73 | 81.3 | 8 | 0
2035 | RMPA_2_SPP_N | RMPA | SPP_N | External | Summer | B3 | 75 | 210 | 0 | 82.39 | 81.38 | 8 | 0
2035 | RMPA_2_SPP_N | RMPA | SPP_N | External | Summer | B4 | 100 | 210 | 210 | 70.2 | 81.3 | 8 | 3.1
2035 | RMPA_2_SPP_N | RMPA | SPP_N | External | Summer | B5 | 200 | 210 | 210 | 64.6 | 81.3 | 8 | 8.7
2035 | RMPA_2_SPP_N | RMPA | SPP_N | External | Summer | B6 | 300 | 210 | 210 | 53.87 | 71.72 | 8 | 9.86
2035 | RMPA_2_SPP_N | RMPA | SPP_N | External | Summer | B7 | 400 | 210 | 0 | 53.87 | 58.27 | 8 | 0
2035 | RMPA_2_SPP_N | RMPA | SPP_N | External | Summer | B8 | 500 | 210 | 0 | 53.87 | 50.6 | 8 | 0
2035 | RMPA_2_SPP_N | RMPA | SPP_N | External | Summer | B9 | 800 | 210 | 0 | 53.76 | 48.77 | 8 | 0
2035 | RMPA_2_SPP_N | RMPA | SPP_N | External | Summer | B10 | 1262 | 210 | 0 | 46.67 | 41.68 | 8 | 0
2035 | RMPA_2_SPP_N | RMPA | SPP_N | External | Winter | B16 | 25 | 210 | 0 | 62.86 | 57.59 | 8 | 0
2035 | RMPA_2_SPP_N | RMPA | SPP_N | External | Winter | B17 | 100 | 210 | 0 | 60.97 | 51.74 | 8 | 0
2035 | RMPA_2_SPP_N | RMPA | SPP_N | External | Winter | B18 | 400 | 210 | 0 | 59.21 | 51.76 | 8 | 0
2035 | RMPA_2_SPP_N | RMPA | SPP_N | External | Winter | B19 | 700 | 210 | 0 | 59.21 | 50.48 | 8 | 0
2035 | RMPA_2_SPP_N | RMPA | SPP_N | External | Winter | B20 | 935 | 210 | 0 | 45.15 | 40.15 | 8 | 0
2035 | SPP_N_2_RMPA | SPP_N | RMPA | External | Shoulder | B11 | 25 | 210 | 0 | 72.87 | 56.34 | 5 | 0
2035 | SPP_N_2_RMPA | SPP_N | RMPA | External | Shoulder | B12 | 200 | 210 | 0 | 53.24 | 56.34 | 5 | 0
2035 | SPP_N_2_RMPA | SPP_N | RMPA | External | Shoulder | B13 | 600 | 210 | 165.03 | 51.05 | 56.05 | 5 | 0
2035 | SPP_N_2_RMPA | SPP_N | RMPA | External | Shoulder | B14 | 900 | 210 | 210 | 47.58 | 56.05 | 5 | 3.47
2035 | SPP_N_2_RMPA | SPP_N | RMPA | External | Shoulder | B15 | 1203 | 210 | 210 | 41.48 | 49.17 | 5 | 2.7
2035 | SPP_N_2_RMPA | SPP_N | RMPA | External | Summer | B1 | 10 | 210 | 0 | 81.3 | 82.39 | 5 | 0
2035 | SPP_N_2_RMPA | SPP_N | RMPA | External | Summer | B2 | 25 | 210 | 0 | 81.3 | 81.73 | 5 | 0
2035 | SPP_N_2_RMPA | SPP_N | RMPA | External | Summer | B3 | 75 | 210 | 0 | 81.38 | 82.39 | 5 | 0
2035 | SPP_N_2_RMPA | SPP_N | RMPA | External | Summer | B4 | 100 | 210 | 0 | 81.3 | 70.2 | 5 | 0
2035 | SPP_N_2_RMPA | SPP_N | RMPA | External | Summer | B5 | 200 | 210 | 0 | 81.3 | 64.6 | 5 | 0
2035 | SPP_N_2_RMPA | SPP_N | RMPA | External | Summer | B6 | 300 | 210 | 0 | 71.72 | 53.87 | 5 | 0
2035 | SPP_N_2_RMPA | SPP_N | RMPA | External | Summer | B7 | 400 | 210 | 0 | 58.27 | 53.87 | 5 | 0
2035 | SPP_N_2_RMPA | SPP_N | RMPA | External | Summer | B8 | 500 | 210 | 0 | 50.6 | 53.87 | 5 | 0
2035 | SPP_N_2_RMPA | SPP_N | RMPA | External | Summer | B9 | 800 | 210 | 0 | 48.77 | 53.76 | 5 | 0
2035 | SPP_N_2_RMPA | SPP_N | RMPA | External | Summer | B10 | 1262 | 210 | 0 | 41.68 | 46.67 | 5 | 0
2035 | SPP_N_2_RMPA | SPP_N | RMPA | External | Winter | B16 | 25 | 210 | 210 | 57.59 | 62.86 | 5 | 0.26
2035 | SPP_N_2_RMPA | SPP_N | RMPA | External | Winter | B17 | 100 | 210 | 210 | 51.74 | 60.97 | 5 | 4.23
2035 | SPP_N_2_RMPA | SPP_N | RMPA | External | Winter | B18 | 400 | 210 | 210 | 51.76 | 59.21 | 5 | 2.46
2035 | SPP_N_2_RMPA | SPP_N | RMPA | External | Winter | B19 | 700 | 210 | 210 | 50.48 | 59.21 | 5 | 3.73
2035 | SPP_N_2_RMPA | SPP_N | RMPA | External | Winter | B20 | 935 | 210 | 0 | 40.15 | 45.15 | 5 | 0
2035 | SPP_S_2_ERCOT | SPP_S | ERCOT | External | Shoulder | B11 | 25 | 800 | 453.55 | 69.05 | 74.05 | 5 | 0
2035 | SPP_S_2_ERCOT | SPP_S | ERCOT | External | Shoulder | B12 | 200 | 800 | 0 | 50.75 | 50.56 | 5 | 0
2035 | SPP_S_2_ERCOT | SPP_S | ERCOT | External | Shoulder | B13 | 600 | 800 | 0 | 50.63 | 50.56 | 5 | 0
2035 | SPP_S_2_ERCOT | SPP_S | ERCOT | External | Shoulder | B14 | 900 | 800 | 0 | 47.57 | 50.56 | 5 | 0
2035 | SPP_S_2_ERCOT | SPP_S | ERCOT | External | Shoulder | B15 | 1203 | 800 | 390.43 | 41.49 | 46.49 | 5 | 0
2035 | SPP_S_2_ERCOT | SPP_S | ERCOT | External | Summer | B1 | 10 | 800 | 800 | 57.96 | 71.73 | 5 | 8.77
2035 | SPP_S_2_ERCOT | SPP_S | ERCOT | External | Summer | B2 | 25 | 800 | 0 | 70.59 | 71.73 | 5 | 0
2035 | SPP_S_2_ERCOT | SPP_S | ERCOT | External | Summer | B3 | 75 | 800 | 0 | 71.18 | 71.73 | 5 | 0
2035 | SPP_S_2_ERCOT | SPP_S | ERCOT | External | Summer | B4 | 100 | 800 | 0 | 71.18 | 71.73 | 5 | 0
2035 | SPP_S_2_ERCOT | SPP_S | ERCOT | External | Summer | B5 | 200 | 800 | 0 | 70.59 | 71.73 | 5 | 0
2035 | SPP_S_2_ERCOT | SPP_S | ERCOT | External | Summer | B6 | 300 | 800 | 0 | 70.59 | 71.73 | 5 | 0
2035 | SPP_S_2_ERCOT | SPP_S | ERCOT | External | Summer | B7 | 400 | 800 | 0 | 57.19 | 53.44 | 5 | 0
2035 | SPP_S_2_ERCOT | SPP_S | ERCOT | External | Summer | B8 | 500 | 800 | 0 | 50.59 | 49 | 5 | 0
2035 | SPP_S_2_ERCOT | SPP_S | ERCOT | External | Summer | B9 | 800 | 800 | 0 | 48.78 | 49 | 5 | 0
2035 | SPP_S_2_ERCOT | SPP_S | ERCOT | External | Summer | B10 | 1262 | 800 | 800 | 41.69 | 49 | 5 | 2.31
2035 | SPP_S_2_ERCOT | SPP_S | ERCOT | External | Winter | B16 | 25 | 800 | 0 | 54.52 | 58.73 | 5 | 0
2035 | SPP_S_2_ERCOT | SPP_S | ERCOT | External | Winter | B17 | 100 | 800 | 0 | 51.74 | 53.83 | 5 | 0
2035 | SPP_S_2_ERCOT | SPP_S | ERCOT | External | Winter | B18 | 400 | 800 | 0 | 51.74 | 53.83 | 5 | 0
2035 | SPP_S_2_ERCOT | SPP_S | ERCOT | External | Winter | B19 | 700 | 800 | 0 | 49.69 | 53.83 | 5 | 0
2035 | SPP_S_2_ERCOT | SPP_S | ERCOT | External | Winter | B20 | 935 | 800 | 0 | 40.17 | 42.75 | 5 | 0
2040 | AZ_NM_SNV_Coal_2_SPP_S | AZ_NM_SNV_Coal | SPP_S | External | Shoulder | B11 | 25 | 400 | 0 | 78.81 | 78.39 | 8.17 | 0
2040 | AZ_NM_SNV_Coal_2_SPP_S | AZ_NM_SNV_Coal | SPP_S | External | Shoulder | B12 | 200 | 400 | 0 | 68.43 | 57.04 | 8.17 | 0
2040 | AZ_NM_SNV_Coal_2_SPP_S | AZ_NM_SNV_Coal | SPP_S | External | Shoulder | B13 | 600 | 400 | 0 | 68.42 | 56.91 | 8.17 | 0
2040 | AZ_NM_SNV_Coal_2_SPP_S | AZ_NM_SNV_Coal | SPP_S | External | Shoulder | B14 | 900 | 400 | 0 | 68.41 | 51.99 | 8.17 | 0
2040 | AZ_NM_SNV_Coal_2_SPP_S | AZ_NM_SNV_Coal | SPP_S | External | Shoulder | B15 | 1203 | 400 | 0 | 58.84 | 42.57 | 8.17 | 0
2040 | AZ_NM_SNV_Coal_2_SPP_S | AZ_NM_SNV_Coal | SPP_S | External | Summer | B1 | 10 | 400 | 0 | 123.3 | 59.52 | 8.17 | 0
2040 | AZ_NM_SNV_Coal_2_SPP_S | AZ_NM_SNV_Coal | SPP_S | External | Summer | B2 | 25 | 400 | 0 | 114.23 | 79.58 | 8.17 | 0
2040 | AZ_NM_SNV_Coal_2_SPP_S | AZ_NM_SNV_Coal | SPP_S | External | Summer | B3 | 75 | 400 | 0 | 114.23 | 80.25 | 8.17 | 0
2040 | AZ_NM_SNV_Coal_2_SPP_S | AZ_NM_SNV_Coal | SPP_S | External | Summer | B4 | 100 | 400 | 0 | 114.23 | 80.25 | 8.17 | 0
2040 | AZ_NM_SNV_Coal_2_SPP_S | AZ_NM_SNV_Coal | SPP_S | External | Summer | B5 | 200 | 400 | 0 | 84.1 | 79.58 | 8.17 | 0
2040 | AZ_NM_SNV_Coal_2_SPP_S | AZ_NM_SNV_Coal | SPP_S | External | Summer | B6 | 300 | 400 | 0 | 77.09 | 76.1 | 8.17 | 0
2040 | AZ_NM_SNV_Coal_2_SPP_S | AZ_NM_SNV_Coal | SPP_S | External | Summer | B7 | 400 | 400 | 0 | 76.87 | 59.52 | 8.17 | 0
2040 | AZ_NM_SNV_Coal_2_SPP_S | AZ_NM_SNV_Coal | SPP_S | External | Summer | B8 | 500 | 400 | 0 | 76.87 | 55.02 | 8.17 | 0
2040 | AZ_NM_SNV_Coal_2_SPP_S | AZ_NM_SNV_Coal | SPP_S | External | Summer | B9 | 800 | 400 | 0 | 76.78 | 54.79 | 8.17 | 0
2040 | AZ_NM_SNV_Coal_2_SPP_S | AZ_NM_SNV_Coal | SPP_S | External | Summer | B10 | 1262 | 400 | 0 | 56.55 | 42.83 | 8.17 | 0
2040 | AZ_NM_SNV_Coal_2_SPP_S | AZ_NM_SNV_Coal | SPP_S | External | Winter | B16 | 25 | 400 | 0 | 81.71 | 61.25 | 8.17 | 0
2040 | AZ_NM_SNV_Coal_2_SPP_S | AZ_NM_SNV_Coal | SPP_S | External | Winter | B17 | 100 | 400 | 0 | 73.04 | 57.08 | 8.17 | 0
2040 | AZ_NM_SNV_Coal_2_SPP_S | AZ_NM_SNV_Coal | SPP_S | External | Winter | B18 | 400 | 400 | 0 | 73.02 | 58.39 | 8.17 | 0
2040 | AZ_NM_SNV_Coal_2_SPP_S | AZ_NM_SNV_Coal | SPP_S | External | Winter | B19 | 700 | 400 | 0 | 73.02 | 55.45 | 8.17 | 0
2040 | AZ_NM_SNV_Coal_2_SPP_S | AZ_NM_SNV_Coal | SPP_S | External | Winter | B20 | 935 | 400 | 0 | 63.8 | 40.57 | 8.17 | 0
2040 | MAPP_US_2_RMPA | MAPP_US | RMPA | External | Shoulder | B11 | 25 | 200 | 0 | 68.38 | 62.87 | 8 | 0
2040 | MAPP_US_2_RMPA | MAPP_US | RMPA | External | Shoulder | B12 | 200 | 200 | 200 | 51.61 | 62.87 | 8 | 3.26
2040 | MAPP_US_2_RMPA | MAPP_US | RMPA | External | Shoulder | B13 | 600 | 200 | 200 | 49.89 | 60.26 | 8 | 2.37
2040 | MAPP_US_2_RMPA | MAPP_US | RMPA | External | Shoulder | B14 | 900 | 200 | 200 | 45.7 | 60.24 | 8 | 6.54
2040 | MAPP_US_2_RMPA | MAPP_US | RMPA | External | Shoulder | B15 | 1203 | 200 | 200 | 35.54 | 48.64 | 8 | 5.09
2040 | MAPP_US_2_RMPA | MAPP_US | RMPA | External | Summer | B1 | 10 | 200 | 0 | 84.57 | 91.4 | 8 | 0
2040 | MAPP_US_2_RMPA | MAPP_US | RMPA | External | Summer | B2 | 25 | 200 | 0 | 83.66 | 91.4 | 8 | 0
2040 | MAPP_US_2_RMPA | MAPP_US | RMPA | External | Summer | B3 | 75 | 200 | 200 | 82.88 | 91.4 | 8 | 0.52
2040 | MAPP_US_2_RMPA | MAPP_US | RMPA | External | Summer | B4 | 100 | 200 | 0 | 81.3 | 76.78 | 8 | 0
2040 | MAPP_US_2_RMPA | MAPP_US | RMPA | External | Summer | B5 | 200 | 200 | 0 | 79.04 | 60.45 | 8 | 0
2040 | MAPP_US_2_RMPA | MAPP_US | RMPA | External | Summer | B6 | 300 | 200 | 0 | 62.08 | 60.13 | 8 | 0
2040 | MAPP_US_2_RMPA | MAPP_US | RMPA | External | Summer | B7 | 400 | 200 | 200 | 48.96 | 60.13 | 8 | 3.17
2040 | MAPP_US_2_RMPA | MAPP_US | RMPA | External | Summer | B8 | 500 | 200 | 200 | 43.66 | 60.13 | 8 | 8.47
2040 | MAPP_US_2_RMPA | MAPP_US | RMPA | External | Summer | B9 | 800 | 200 | 200 | 40.78 | 59.77 | 8 | 10.99
2040 | MAPP_US_2_RMPA | MAPP_US | RMPA | External | Summer | B10 | 1262 | 200 | 200 | 33.36 | 43.32 | 8 | 1.96
2040 | MAPP_US_2_RMPA | MAPP_US | RMPA | External | Winter | B16 | 25 | 200 | 200 | 49.6 | 73.52 | 8 | 15.92
2040 | MAPP_US_2_RMPA | MAPP_US | RMPA | External | Winter | B17 | 100 | 200 | 200 | 49.6 | 68.06 | 8 | 10.46
2040 | MAPP_US_2_RMPA | MAPP_US | RMPA | External | Winter | B18 | 400 | 200 | 200 | 51.39 | 64.86 | 8 | 5.47
2040 | MAPP_US_2_RMPA | MAPP_US | RMPA | External | Winter | B19 | 700 | 200 | 200 | 49.6 | 64.86 | 8 | 7.26
2040 | MAPP_US_2_RMPA | MAPP_US | RMPA | External | Winter | B20 | 935 | 200 | 200 | 33.55 | 43.08 | 8 | 1.54
2040 | NE_2_RMPA | NE | RMPA | External | Shoulder | B11 | 25 | 310 | 0 | 82.37 | 62.87 | 5 | 0
2040 | NE_2_RMPA | NE | RMPA | External | Shoulder | B12 | 200 | 310 | 0 | 58.61 | 62.87 | 5 | 0
2040 | NE_2_RMPA | NE | RMPA | External | Shoulder | B13 | 600 | 310 | 0 | 56.89 | 60.26 | 5 | 0
2040 | NE_2_RMPA | NE | RMPA | External | Shoulder | B14 | 900 | 310 | 310 | 52.11 | 60.24 | 5 | 3.14
2040 | NE_2_RMPA | NE | RMPA | External | Shoulder | B15 | 1203 | 310 | 310 | 42.54 | 48.64 | 5 | 1.09
2040 | NE_2_RMPA | NE | RMPA | External | Summer | B1 | 10 | 310 | 0 | 90.77 | 91.4 | 5 | 0
2040 | NE_2_RMPA | NE | RMPA | External | Summer | B2 | 25 | 310 | 0 | 90.75 | 91.4 | 5 | 0
2040 | NE_2_RMPA | NE | RMPA | External | Summer | B3 | 75 | 310 | 0 | 90.75 | 91.4 | 5 | 0
2040 | NE_2_RMPA | NE | RMPA | External | Summer | B4 | 100 | 310 | 0 | 90.75 | 76.78 | 5 | 0
2040 | NE_2_RMPA | NE | RMPA | External | Summer | B5 | 200 | 310 | 0 | 90.75 | 60.45 | 5 | 0
2040 | NE_2_RMPA | NE | RMPA | External | Summer | B6 | 300 | 310 | 0 | 76.07 | 60.13 | 5 | 0
2040 | NE_2_RMPA | NE | RMPA | External | Summer | B7 | 400 | 310 | 0 | 60.1 | 60.13 | 5 | 0
2040 | NE_2_RMPA | NE | RMPA | External | Summer | B8 | 500 | 310 | 310 | 55.02 | 60.13 | 5 | 0.11
2040 | NE_2_RMPA | NE | RMPA | External | Summer | B9 | 800 | 310 | 59.69 | 54.77 | 59.77 | 5 | 0
2040 | NE_2_RMPA | NE | RMPA | External | Summer | B10 | 1262 | 310 | 0 | 40.36 | 43.32 | 5 | 0
2040 | NE_2_RMPA | NE | RMPA | External | Winter | B16 | 25 | 310 | 310 | 64.37 | 73.52 | 5 | 4.16
2040 | NE_2_RMPA | NE | RMPA | External | Winter | B17 | 100 | 310 | 310 | 57.05 | 68.06 | 5 | 6.01
2040 | NE_2_RMPA | NE | RMPA | External | Winter | B18 | 400 | 310 | 310 | 58.39 | 64.86 | 5 | 1.47
2040 | NE_2_RMPA | NE | RMPA | External | Winter | B19 | 700 | 310 | 310 | 55.88 | 64.86 | 5 | 3.98
2040 | NE_2_RMPA | NE | RMPA | External | Winter | B20 | 935 | 310 | 0 | 40.55 | 43.08 | 5 | 0
2040 | NWPP_Coal_2_MAPP_US | NWPP_Coal | MAPP_US | External | Shoulder | B11 | 25 | 150 | 0 | 68.41 | 68.38 | 8 | 0
2040 | NWPP_Coal_2_MAPP_US | NWPP_Coal | MAPP_US | External | Shoulder | B12 | 200 | 150 | 0 | 68.41 | 51.61 | 8 | 0
2040 | NWPP_Coal_2_MAPP_US | NWPP_Coal | MAPP_US | External | Shoulder | B13 | 600 | 150 | 0 | 68.41 | 49.89 | 8 | 0
2040 | NWPP_Coal_2_MAPP_US | NWPP_Coal | MAPP_US | External | Shoulder | B14 | 900 | 150 | 0 | 68.41 | 45.7 | 8 | 0
2040 | NWPP_Coal_2_MAPP_US | NWPP_Coal | MAPP_US | External | Shoulder | B15 | 1203 | 150 | 0 | 68.41 | 35.54 | 8 | 0
2040 | NWPP_Coal_2_MAPP_US | NWPP_Coal | MAPP_US | External | Summer | B1 | 10 | 150 | 150 | 68.91 | 84.57 | 8 | 7.66
2040 | NWPP_Coal_2_MAPP_US | NWPP_Coal | MAPP_US | External | Summer | B2 | 25 | 150 | 150 | 68.61 | 83.66 | 8 | 7.04
2040 | NWPP_Coal_2_MAPP_US | NWPP_Coal | MAPP_US | External | Summer | B3 | 75 | 150 | 150 | 68.61 | 82.88 | 8 | 6.27
2040 | NWPP_Coal_2_MAPP_US | NWPP_Coal | MAPP_US | External | Summer | B4 | 100 | 150 | 150 | 68.61 | 81.3 | 8 | 4.69
2040 | NWPP_Coal_2_MAPP_US | NWPP_Coal | MAPP_US | External | Summer | B5 | 200 | 150 | 150 | 68.61 | 79.04 | 8 | 2.42
2040 | NWPP_Coal_2_MAPP_US | NWPP_Coal | MAPP_US | External | Summer | B6 | 300 | 150 | 0 | 68.61 | 62.08 | 8 | 0
2040 | NWPP_Coal_2_MAPP_US | NWPP_Coal | MAPP_US | External | Summer | B7 | 400 | 150 | 0 | 68.61 | 48.96 | 8 | 0
2040 | NWPP_Coal_2_MAPP_US | NWPP_Coal | MAPP_US | External | Summer | B8 | 500 | 150 | 0 | 68.61 | 43.66 | 8 | 0
2040 | NWPP_Coal_2_MAPP_US | NWPP_Coal | MAPP_US | External | Summer | B9 | 800 | 150 | 0 | 68.61 | 40.78 | 8 | 0
2040 | NWPP_Coal_2_MAPP_US | NWPP_Coal | MAPP_US | External | Summer | B10 | 1262 | 150 | 0 | 68.61 | 33.36 | 8 | 0
2040 | NWPP_Coal_2_MAPP_US | NWPP_Coal | MAPP_US | External | Winter | B16 | 25 | 150 | 0 | 81.69 | 49.6 | 8 | 0
2040 | NWPP_Coal_2_MAPP_US | NWPP_Coal | MAPP_US | External | Winter | B17 | 100 | 150 | 0 | 73.03 | 49.6 | 8 | 0
2040 | NWPP_Coal_2_MAPP_US | NWPP_Coal | MAPP_US | External | Winter | B18 | 400 | 150 | 0 | 73.03 | 51.39 | 8 | 0
2040 | NWPP_Coal_2_MAPP_US | NWPP_Coal | MAPP_US | External | Winter | B19 | 700 | 150 | 0 | 73.03 | 49.6 | 8 | 0
2040 | NWPP_Coal_2_MAPP_US | NWPP_Coal | MAPP_US | External | Winter | B20 | 935 | 150 | 0 | 73.03 | 33.55 | 8 | 0
2040 | RMPA_2_MAPP_US | RMPA | MAPP_US | External | Shoulder | B11 | 25 | 200 | 0 | 62.87 | 68.38 | 8 | 0
2040 | RMPA_2_MAPP_US | RMPA | MAPP_US | External | Shoulder | B12 | 200 | 200 | 0 | 62.87 | 51.61 | 8 | 0
2040 | RMPA_2_MAPP_US | RMPA | MAPP_US | External | Shoulder | B13 | 600 | 200 | 0 | 60.26 | 49.89 | 8 | 0
2040 | RMPA_2_MAPP_US | RMPA | MAPP_US | External | Shoulder | B14 | 900 | 200 | 0 | 60.24 | 45.7 | 8 | 0
2040 | RMPA_2_MAPP_US | RMPA | MAPP_US | External | Shoulder | B15 | 1203 | 200 | 0 | 48.64 | 35.54 | 8 | 0
2040 | RMPA_2_MAPP_US | RMPA | MAPP_US | External | Summer | B1 | 10 | 200 | 0 | 91.4 | 84.57 | 8 | 0
2040 | RMPA_2_MAPP_US | RMPA | MAPP_US | External | Summer | B2 | 25 | 200 | 0 | 91.4 | 83.66 | 8 | 0
2040 | RMPA_2_MAPP_US | RMPA | MAPP_US | External | Summer | B3 | 75 | 200 | 0 | 91.4 | 82.88 | 8 | 0
2040 | RMPA_2_MAPP_US | RMPA | MAPP_US | External | Summer | B4 | 100 | 200 | 0 | 76.78 | 81.3 | 8 | 0
2040 | RMPA_2_MAPP_US | RMPA | MAPP_US | External | Summer | B5 | 200 | 200 | 200 | 60.45 | 79.04 | 8 | 10.59
2040 | RMPA_2_MAPP_US | RMPA | MAPP_US | External | Summer | B6 | 300 | 200 | 0 | 60.13 | 62.08 | 8 | 0
2040 | RMPA_2_MAPP_US | RMPA | MAPP_US | External | Summer | B7 | 400 | 200 | 0 | 60.13 | 48.96 | 8 | 0
2040 | RMPA_2_MAPP_US | RMPA | MAPP_US | External | Summer | B8 | 500 | 200 | 0 | 60.13 | 43.66 | 8 | 0
2040 | RMPA_2_MAPP_US | RMPA | MAPP_US | External | Summer | B9 | 800 | 200 | 0 | 59.77 | 40.78 | 8 | 0
2040 | RMPA_2_MAPP_US | RMPA | MAPP_US | External | Summer | B10 | 1262 | 200 | 0 | 43.32 | 33.36 | 8 | 0
2040 | RMPA_2_MAPP_US | RMPA | MAPP_US | External | Winter | B16 | 25 | 200 | 0 | 73.52 | 49.6 | 8 | 0
2040 | RMPA_2_MAPP_US | RMPA | MAPP_US | External | Winter | B17 | 100 | 200 | 0 | 68.06 | 49.6 | 8 | 0
2040 | RMPA_2_MAPP_US | RMPA | MAPP_US | External | Winter | B18 | 400 | 200 | 0 | 64.86 | 51.39 | 8 | 0
2040 | RMPA_2_MAPP_US | RMPA | MAPP_US | External | Winter | B19 | 700 | 200 | 0 | 64.86 | 49.6 | 8 | 0
2040 | RMPA_2_MAPP_US | RMPA | MAPP_US | External | Winter | B20 | 935 | 200 | 0 | 43.08 | 33.55 | 8 | 0
2040 | RMPA_2_NE | RMPA | NE | External | Shoulder | B11 | 25 | 310 | 310 | 62.87 | 82.37 | 8 | 11.5
2040 | RMPA_2_NE | RMPA | NE | External | Shoulder | B12 | 200 | 310 | 0 | 62.87 | 58.61 | 8 | 0
2040 | RMPA_2_NE | RMPA | NE | External | Shoulder | B13 | 600 | 310 | 0 | 60.26 | 56.89 | 8 | 0
2040 | RMPA_2_NE | RMPA | NE | External | Shoulder | B14 | 900 | 310 | 0 | 60.24 | 52.11 | 8 | 0
2040 | RMPA_2_NE | RMPA | NE | External | Shoulder | B15 | 1203 | 310 | 0 | 48.64 | 42.54 | 8 | 0
2040 | RMPA_2_NE | RMPA | NE | External | Summer | B1 | 10 | 310 | 0 | 91.4 | 90.77 | 8 | 0
2040 | RMPA_2_NE | RMPA | NE | External | Summer | B2 | 25 | 310 | 0 | 91.4 | 90.75 | 8 | 0
2040 | RMPA_2_NE | RMPA | NE | External | Summer | B3 | 75 | 310 | 0 | 91.4 | 90.75 | 8 | 0
2040 | RMPA_2_NE | RMPA | NE | External | Summer | B4 | 100 | 310 | 310 | 76.78 | 90.75 | 8 | 5.97
2040 | RMPA_2_NE | RMPA | NE | External | Summer | B5 | 200 | 310 | 310 | 60.45 | 90.75 | 8 | 22.3
2040 | RMPA_2_NE | RMPA | NE | External | Summer | B6 | 300 | 310 | 310 | 60.13 | 76.07 | 8 | 7.94
2040 | RMPA_2_NE | RMPA | NE | External | Summer | B7 | 400 | 310 | 0 | 60.13 | 60.1 | 8 | 0
2040 | RMPA_2_NE | RMPA | NE | External | Summer | B8 | 500 | 310 | 0 | 60.13 | 55.02 | 8 | 0
2040 | RMPA_2_NE | RMPA | NE | External | Summer | B9 | 800 | 310 | 0 | 59.77 | 54.77 | 8 | 0
2040 | RMPA_2_NE | RMPA | NE | External | Summer | B10 | 1262 | 310 | 0 | 43.32 | 40.36 | 8 | 0
2040 | RMPA_2_NE | RMPA | NE | External | Winter | B16 | 25 | 310 | 0 | 73.52 | 64.37 | 8 | 0
2040 | RMPA_2_NE | RMPA | NE | External | Winter | B17 | 100 | 310 | 0 | 68.06 | 57.05 | 8 | 0
2040 | RMPA_2_NE | RMPA | NE | External | Winter | B18 | 400 | 310 | 0 | 64.86 | 58.39 | 8 | 0
2040 | RMPA_2_NE | RMPA | NE | External | Winter | B19 | 700 | 310 | 0 | 64.86 | 55.88 | 8 | 0
2040 | RMPA_2_NE | RMPA | NE | External | Winter | B20 | 935 | 310 | 0 | 43.08 | 40.55 | 8 | 0
2040 | RMPA_2_SPP_N | RMPA | SPP_N | External | Shoulder | B11 | 25 | 210 | 210 | 62.87 | 82.38 | 8 | 11.51
2040 | RMPA_2_SPP_N | RMPA | SPP_N | External | Shoulder | B12 | 200 | 210 | 0 | 62.87 | 58.62 | 8 | 0
2040 | RMPA_2_SPP_N | RMPA | SPP_N | External | Shoulder | B13 | 600 | 210 | 0 | 60.26 | 56.9 | 8 | 0
2040 | RMPA_2_SPP_N | RMPA | SPP_N | External | Shoulder | B14 | 900 | 210 | 0 | 60.24 | 52.12 | 8 | 0
2040 | RMPA_2_SPP_N | RMPA | SPP_N | External | Shoulder | B15 | 1203 | 210 | 0 | 48.64 | 42.56 | 8 | 0
2040 | RMPA_2_SPP_N | RMPA | SPP_N | External | Summer | B1 | 10 | 210 | 0 | 91.4 | 90.76 | 8 | 0
2040 | RMPA_2_SPP_N | RMPA | SPP_N | External | Summer | B2 | 25 | 210 | 0 | 91.4 | 90.76 | 8 | 0
2040 | RMPA_2_SPP_N | RMPA | SPP_N | External | Summer | B3 | 75 | 210 | 0 | 91.4 | 90.76 | 8 | 0
2040 | RMPA_2_SPP_N | RMPA | SPP_N | External | Summer | B4 | 100 | 210 | 210 | 76.78 | 90.76 | 8 | 5.98
2040 | RMPA_2_SPP_N | RMPA | SPP_N | External | Summer | B5 | 200 | 210 | 210 | 60.45 | 90.76 | 8 | 22.31
2040 | RMPA_2_SPP_N | RMPA | SPP_N | External | Summer | B6 | 300 | 210 | 210 | 60.13 | 76.08 | 8 | 7.95
2040 | RMPA_2_SPP_N | RMPA | SPP_N | External | Summer | B7 | 400 | 210 | 0 | 60.13 | 60.11 | 8 | 0
2040 | RMPA_2_SPP_N | RMPA | SPP_N | External | Summer | B8 | 500 | 210 | 0 | 60.13 | 55.03 | 8 | 0
2040 | RMPA_2_SPP_N | RMPA | SPP_N | External | Summer | B9 | 800 | 210 | 0 | 59.77 | 54.78 | 8 | 0
2040 | RMPA_2_SPP_N | RMPA | SPP_N | External | Summer | B10 | 1262 | 210 | 0 | 43.32 | 42.82 | 8 | 0
2040 | RMPA_2_SPP_N | RMPA | SPP_N | External | Winter | B16 | 25 | 210 | 0 | 73.52 | 64.38 | 8 | 0
2040 | RMPA_2_SPP_N | RMPA | SPP_N | External | Winter | B17 | 100 | 210 | 0 | 68.06 | 57.07 | 8 | 0
2040 | RMPA_2_SPP_N | RMPA | SPP_N | External | Winter | B18 | 400 | 210 | 0 | 64.86 | 58.4 | 8 | 0
2040 | RMPA_2_SPP_N | RMPA | SPP_N | External | Winter | B19 | 700 | 210 | 0 | 64.86 | 55.89 | 8 | 0
2040 | RMPA_2_SPP_N | RMPA | SPP_N | External | Winter | B20 | 935 | 210 | 0 | 43.08 | 40.56 | 8 | 0
2040 | SPP_N_2_RMPA | SPP_N | RMPA | External | Shoulder | B11 | 25 | 210 | 0 | 82.38 | 62.87 | 5 | 0
2040 | SPP_N_2_RMPA | SPP_N | RMPA | External | Shoulder | B12 | 200 | 210 | 0 | 58.62 | 62.87 | 5 | 0
2040 | SPP_N_2_RMPA | SPP_N | RMPA | External | Shoulder | B13 | 600 | 210 | 0 | 56.9 | 60.26 | 5 | 0
2040 | SPP_N_2_RMPA | SPP_N | RMPA | External | Shoulder | B14 | 900 | 210 | 210 | 52.12 | 60.24 | 5 | 3.13
2040 | SPP_N_2_RMPA | SPP_N | RMPA | External | Shoulder | B15 | 1203 | 210 | 210 | 42.56 | 48.64 | 5 | 1.08
2040 | SPP_N_2_RMPA | SPP_N | RMPA | External | Summer | B1 | 10 | 210 | 0 | 90.76 | 91.4 | 5 | 0
2040 | SPP_N_2_RMPA | SPP_N | RMPA | External | Summer | B2 | 25 | 210 | 0 | 90.76 | 91.4 | 5 | 0
2040 | SPP_N_2_RMPA | SPP_N | RMPA | External | Summer | B3 | 75 | 210 | 0 | 90.76 | 91.4 | 5 | 0
2040 | SPP_N_2_RMPA | SPP_N | RMPA | External | Summer | B4 | 100 | 210 | 0 | 90.76 | 76.78 | 5 | 0
2040 | SPP_N_2_RMPA | SPP_N | RMPA | External | Summer | B5 | 200 | 210 | 0 | 90.76 | 60.45 | 5 | 0
2040 | SPP_N_2_RMPA | SPP_N | RMPA | External | Summer | B6 | 300 | 210 | 0 | 76.08 | 60.13 | 5 | 0
2040 | SPP_N_2_RMPA | SPP_N | RMPA | External | Summer | B7 | 400 | 210 | 0 | 60.11 | 60.13 | 5 | 0
2040 | SPP_N_2_RMPA | SPP_N | RMPA | External | Summer | B8 | 500 | 210 | 210 | 55.03 | 60.13 | 5 | 0.1
2040 | SPP_N_2_RMPA | SPP_N | RMPA | External | Summer | B9 | 800 | 210 | 0 | 54.78 | 59.77 | 5 | 0
2040 | SPP_N_2_RMPA | SPP_N | RMPA | External | Summer | B10 | 1262 | 210 | 0 | 42.82 | 43.32 | 5 | 0
2040 | SPP_N_2_RMPA | SPP_N | RMPA | External | Winter | B16 | 25 | 210 | 210 | 64.38 | 73.52 | 5 | 4.14
2040 | SPP_N_2_RMPA | SPP_N | RMPA | External | Winter | B17 | 100 | 210 | 210 | 57.07 | 68.06 | 5 | 5.99
2040 | SPP_N_2_RMPA | SPP_N | RMPA | External | Winter | B18 | 400 | 210 | 210 | 58.4 | 64.86 | 5 | 1.46
2040 | SPP_N_2_RMPA | SPP_N | RMPA | External | Winter | B19 | 700 | 210 | 210 | 55.89 | 64.86 | 5 | 3.96
2040 | SPP_N_2_RMPA | SPP_N | RMPA | External | Winter | B20 | 935 | 210 | 0 | 40.56 | 43.08 | 5 | 0
2040 | SPP_S_2_ERCOT | SPP_S | ERCOT | External | Shoulder | B11 | 25 | 800 | 68.31 | 78.39 | 83.39 | 5 | 0
2040 | SPP_S_2_ERCOT | SPP_S | ERCOT | External | Shoulder | B12 | 200 | 800 | 0 | 57.04 | 56.84 | 5 | 0
2040 | SPP_S_2_ERCOT | SPP_S | ERCOT | External | Shoulder | B13 | 600 | 800 | 0 | 56.91 | 56.84 | 5 | 0
2040 | SPP_S_2_ERCOT | SPP_S | ERCOT | External | Shoulder | B14 | 900 | 800 | 0 | 51.99 | 56.84 | 5 | 0
2040 | SPP_S_2_ERCOT | SPP_S | ERCOT | External | Shoulder | B15 | 1203 | 800 | 800 | 42.57 | 49.55 | 5 | 1.99
2040 | SPP_S_2_ERCOT | SPP_S | ERCOT | External | Summer | B1 | 10 | 800 | 800 | 59.52 | 80.81 | 5 | 16.29
2040 | SPP_S_2_ERCOT | SPP_S | ERCOT | External | Summer | B2 | 25 | 800 | 0 | 79.58 | 80.81 | 5 | 0
2040 | SPP_S_2_ERCOT | SPP_S | ERCOT | External | Summer | B3 | 75 | 800 | 0 | 80.25 | 80.81 | 5 | 0
2040 | SPP_S_2_ERCOT | SPP_S | ERCOT | External | Summer | B4 | 100 | 800 | 0 | 80.25 | 80.81 | 5 | 0
2040 | SPP_S_2_ERCOT | SPP_S | ERCOT | External | Summer | B5 | 200 | 800 | 0 | 79.58 | 80.81 | 5 | 0
2040 | SPP_S_2_ERCOT | SPP_S | ERCOT | External | Summer | B6 | 300 | 800 | 0 | 76.1 | 80.81 | 5 | 0
2040 | SPP_S_2_ERCOT | SPP_S | ERCOT | External | Summer | B7 | 400 | 800 | 0 | 59.52 | 60.13 | 5 | 0
2040 | SPP_S_2_ERCOT | SPP_S | ERCOT | External | Summer | B8 | 500 | 800 | 0 | 55.02 | 55.11 | 5 | 0
2040 | SPP_S_2_ERCOT | SPP_S | ERCOT | External | Summer | B9 | 800 | 800 | 0 | 54.79 | 55.11 | 5 | 0
2040 | SPP_S_2_ERCOT | SPP_S | ERCOT | External | Summer | B10 | 1262 | 800 | 800 | 42.83 | 50.55 | 5 | 2.72
2040 | SPP_S_2_ERCOT | SPP_S | ERCOT | External | Winter | B16 | 25 | 800 | 0 | 61.25 | 65.99 | 5 | 0
2040 | SPP_S_2_ERCOT | SPP_S | ERCOT | External | Winter | B17 | 100 | 800 | 0 | 57.08 | 60.45 | 5 | 0
2040 | SPP_S_2_ERCOT | SPP_S | ERCOT | External | Winter | B18 | 400 | 800 | 0 | 58.39 | 60.45 | 5 | 0
2040 | SPP_S_2_ERCOT | SPP_S | ERCOT | External | Winter | B19 | 700 | 800 | 120.2 | 55.45 | 60.45 | 5 | 0
2040 | SPP_S_2_ERCOT | SPP_S | ERCOT | External | Winter | B20 | 935 | 800 | 124.59 | 40.57 | 45.57 | 5 | 0