## F1S1_RevXfr75
| Title | Short Description
Future | BAU | Business As Usual
Sensitivity | F1S1_RevXfr75% | Revised transfer capability -- overload charges at 75% of avg shadow prices
Worksheets Affected

## F1S2_RevXfr25
| Title | Short Description
Future | 1._BAU | Business As Usual
Sensitivity | F1S2_RevXfr25% | Transmission Sensitivity #1.2 -- Overload charges at 25% of avg shadow prices
Worksheets Affected

## F1S3_High_Load
| Title | Short Description
Future | BAU | Business As Usual
Sensitivity | F1S3_High_Load_Growth | Increase load growth to Energy and Peak Demand by 1% annually
Worksheets Affected | Table 2
Table 3
Table 2 - Energy Demand | [5 empty] | Table 3 - Peak Demand
Updated for AEO2011 growth rates after 2020 - 2/8/11 |  |  |  |  | Growth Adder
1%
NEEM Region | AEO Region for 2020+ Growth Rate | 2011 Energy (GWh) | 2011-2020 Growth Rate | 2020-2050 Growth Rate |  | NEEM Region | Reserve Margin Region | AEO Region for 2020+ Growth Rate | 2011 Peak (MW) | 2011-2020 Growth Rate | 2020-2050 Growth Rate
AZ_NM_SNV_Coal | AZNM | 124203 | 2.9% | 2.32% |  | AZ_NM_SNV_Coal | AZ_NM_SNV | AZNM | 27169 | 2.93% | 2.32%
ENT | SRDA | 159507 | 2.39% | 1.54% |  | ENT | ENT | SRDA | 29623 | 2.29% | 1.54%
ERCOT | ERCT | 316195 | 2.71% | 1.66% |  | ERCOT | ERCOT | ERCT | 64964 | 2.71% | 1.66%
FRCC | FRCC | 229020 | 2.75% | 2.25% |  | FRCC | FRCC | FRCC | 46580 | 2.66% | 2.25%
MAPP_US | MROW | 29828 | 1.88% | 1.79% |  | MAPP_US | MAPP_US | MROW | 5512 | 1.9% | 1.79%
MISO_IN | RFCW | 97101 | 2.06% | 1.62% |  | MISO_IN | MISO | RFCW | 17792 | 2.12% | 1.62%
MISO_MI | RFCM | 94678 | 1.81% | 1.8% |  | MISO_MI | MISO | RFCM | 19930 | 1.8% | 1.8%
MISO_MO-IL | SRGW | 96157 | 1.88% | 1.83% |  | MISO_MO-IL | MISO | SRGW | 18713 | 1.93% | 1.83%
MISO_W | MROW | 137739 | 1.86% | 1.79% |  | MISO_W | MISO | MROW | 25929 | 1.94% | 1.79%
MISO_WUMS | MROE | 66425 | 2.11% | 1.67% |  | MISO_WUMS | MISO | MROE | 12790 | 2.11% | 1.67%
NE | MROW | 29481 | 2.83% | 1.79% |  | NE | SPP | MROW | 5580 | 2.54% | 1.79%
NEISO | NEWE | 129768 | 1.02% | 1% |  | NEISO | NEISO | NEWE | 27165 | 1.5% | 1.12%
NonRTO_Midwest | SRCE | 58092 | 2.68% | 1.49% |  | NonRTO_Midwest | NonRTO_Midwest | SRCE | 10858 | 2.57% | 1.49%
NP15 | CAMX | 110014 | 1.95% | 2.01% |  | NP15 | CA | CAMX | 24248 | 2.25% | 2.01%
NWPP_Coal | NWPP | 246983 | 2.31% | 1.95% |  | NWPP_Coal | NWPP | NWPP | 41760 | 2.02% | 1.95%
NYISO_A-F (note A) | NYUP | 63281 | 1.2% | 1.52% |  | NYISO_A-F (Note A) | NYISO | NYUP | 11269 | 1.1% | 1.52%
NYISO_G-I (note A) | NYCW | 19524 | 1.15% | 1.86% |  | NYISO_G-I (Note A) | NYISO | NYCW | 4280 | 0.91% | 1.86%
NYISO_J-K (note A) | NYLI | 73315 | 1.39% | 1.89% |  | NYISO_J-K (Note A) | NYISO | NYLI | 16622 | 1.11% | 1.89%
PJM_E | RFCE | 135784 | 0.01% | 1.68% |  | PJM_E | PJM | RFCE | 31190 | 0.07% | 1.68%
PJM_ROM | RFCE | 144050 | 1.87% | 1.68% |  | PJM_ROM | PJM | RFCE | 25797 | 1.72% | 1.68%
PJM_ROR | RFCW | 520031 | 1.4% | 1.62% |  | PJM_ROR | PJM | RFCW | 95148 | 1.43% | 1.62%
RMPA | RMPA | 72067 | 2.22% | 2.28% |  | RMPA | RMPA | RMPA | 12556 | 2.35% | 2.28%
SOCO | SRSE | 249461 | 2.96% | 1.82% |  | SOCO | SOCO | SRSE | 48104 | 3.2% | 1.82%
SP15 | CAMX | 179898 | 2.32% | 2.01% |  | SP15 | CA | CAMX | 35048 | 2.33% | 2.01%
SPP_N | SPNO | 75955 | 2.23% | 1.92% |  | SPP_N | SPP | SPNO | 15530 | 3.05% | 1.92%
SPP_S | SPSO | 163927 | 2.16% | 1.65% |  | SPP_S | SPP | SPSO | 32752 | 2.07% | 1.65%
TVA | SRCE | 173627 | 1.98% | 1.49% |  | TVA | TVA | SRCE | 33073 | 2.63% | 1.49%
VACAR | SRVC | 236109 | 2.64% | 1.97% |  | VACAR | VACAR | SRVC | 46538 | 2.54% | 1.97%
ALB | NA | 64239 | 2.59% | 2.42% |  | ALB | ALB | NA | 9176 | 2.64% | 2.42%
BC | NA | 63168 | 2.16% | 1.97% |  | BC | BC | NA | 11441 | 2.17% | 1.97%
IESO | NA | 142313 | 0.71% | 1.68% |  | IESO | IESO | NA | 23625 | 0.71% | 1.69%
MAPP_CA | NA | 48058 | 3.02% | 1.79% |  | MAPP_CA | MAPP_CA | NA | 8007 | 2.71% | 1.79%
The input assumptions contained herein reflect a joint assumptions development process between EIPC, EIPC stakeholders and CRA for purposes of EIPC capacity expansion modeling. | [5 empty] | The input assumptions contained herein reflect a joint assumptions development process between EIPC, EIPC stakeholders and CRA for purposes of EIPC capacity expansion modeling.
As such, these inputs do not necessarily reflect the opinions or views of CRA or any individual EIPC stakeholder. | [5 empty] | As such, these inputs do not necessarily reflect the opinions or views of CRA or any individual EIPC stakeholder.
Note A. NYISO demands are bassed on EE reductions that are half of the state targets. The growth rates for the BAU must be lowered to reflect the additional EE. Preliminary values are shown here. Below are the PA values. | [5 empty] | Note A. NYISO demands are bassed on EE reductions that are half of the state targets. The growth rates for the BAU must be lowered to reflect the additional EE. Preliminary values are shown here. Below are the PA values.

## F1S4_Low_Load
| Title | Short Description
Future | BAU | Business As Usual
Sensitivity | F1S4_Low_Load_Growth | Reduce load growth to Energy and Peak Demand by 1% annualy
Worksheets Affected | Table 2
Table 3
Table 2 - Energy Demand | [5 empty] | Table 3 - Peak Demand
Updated for AEO2011 growth rates after 2020 - 2/8/11 |  |  |  |  | Growth Adder
-1%
NEEM Region | AEO Region for 2020+ Growth Rate | 2011 Energy (GWh) | 2011-2020 Growth Rate | 2020-2050 Growth Rate |  | NEEM Region | Reserve Margin Region | AEO Region for 2020+ Growth Rate | 2011 Peak (MW) | 2011-2020 Growth Rate | 2020-2050 Growth Rate
AZ_NM_SNV_Coal | AZNM | 124203 | 0.86% | 0.3% |  | AZ_NM_SNV_Coal | AZ_NM_SNV | AZNM | 27169 | 0.89% | 0.3%
ENT | SRDA | 159507 | 0.36% | -0.48% |  | ENT | ENT | SRDA | 29623 | 0.27% | -0.48%
ERCOT | ERCT | 316195 | 0.68% | -0.36% |  | ERCOT | ERCOT | ERCT | 64964 | 0.68% | -0.36%
FRCC | FRCC | 229020 | 0.72% | 0.23% |  | FRCC | FRCC | FRCC | 46580 | 0.63% | 0.23%
MAPP_US | MROW | 29828 | -0.14% | -0.23% |  | MAPP_US | MAPP_US | MROW | 5512 | -0.12% | -0.23%
MISO_IN | RFCW | 97101 | 0.04% | -0.4% |  | MISO_IN | MISO | RFCW | 17792 | 0.1% | -0.4%
MISO_MI | RFCM | 94678 | -0.21% | -0.22% |  | MISO_MI | MISO | RFCM | 19930 | -0.22% | -0.22%
MISO_MO-IL | SRGW | 96157 | -0.14% | -0.19% |  | MISO_MO-IL | MISO | SRGW | 18713 | -0.08% | -0.19%
MISO_W | MROW | 137739 | -0.16% | -0.23% |  | MISO_W | MISO | MROW | 25929 | -0.08% | -0.23%
MISO_WUMS | MROE | 66425 | 0.09% | -0.35% |  | MISO_WUMS | MISO | MROE | 12790 | 0.09% | -0.35%
NE | MROW | 29481 | 0.79% | -0.23% |  | NE | SPP | MROW | 5580 | 0.51% | -0.23%
NEISO | NEWE | 129768 | -0.98% | -1% |  | NEISO | NEISO | NEWE | 27165 | -0.51% | -0.89%
NonRTO_Midwest | SRCE | 58092 | 0.65% | -0.51% |  | NonRTO_Midwest | NonRTO_Midwest | SRCE | 10858 | 0.54% | -0.51%
NP15 | CAMX | 110014 | -0.07% | -0.01% |  | NP15 | CA | CAMX | 24248 | 0.23% | -0.01%
NWPP_Coal | NWPP | 246983 | 0.29% | -0.07% |  | NWPP_Coal | NWPP | NWPP | 41760 | 0% | -0.07%
NYISO_A-F (note A) | NYUP | 63281 | -0.81% | -0.5% |  | NYISO_A-F (Note A) | NYISO | NYUP | 11269 | -0.9% | -0.5%
NYISO_G-I (note A) | NYCW | 19524 | -0.86% | -0.16% |  | NYISO_G-I (Note A) | NYISO | NYCW | 4280 | -1.09% | -0.16%
NYISO_J-K (note A) | NYLI | 73315 | -0.62% | -0.13% |  | NYISO_J-K (Note A) | NYISO | NYLI | 16622 | -0.9% | -0.13%
PJM_E | RFCE | 135784 | -1.97% | -0.34% |  | PJM_E | PJM | RFCE | 31190 | -1.91% | -0.34%
PJM_ROM | RFCE | 144050 | -0.15% | -0.34% |  | PJM_ROM | PJM | RFCE | 25797 | -0.29% | -0.34%
PJM_ROR | RFCW | 520031 | -0.61% | -0.4% |  | PJM_ROR | PJM | RFCW | 95148 | -0.58% | -0.4%
RMPA | RMPA | 72067 | 0.2% | 0.26% |  | RMPA | RMPA | RMPA | 12556 | 0.32% | 0.26%
SOCO | SRSE | 249461 | 0.92% | -0.2% |  | SOCO | SOCO | SRSE | 48104 | 1.16% | -0.2%
SP15 | CAMX | 179898 | 0.3% | -0.01% |  | SP15 | CA | CAMX | 35048 | 0.3% | -0.01%
SPP_N | SPNO | 75955 | 0.21% | -0.1% |  | SPP_N | SPP | SPNO | 15530 | 1.01% | -0.1%
SPP_S | SPSO | 163927 | 0.14% | -0.37% |  | SPP_S | SPP | SPSO | 32752 | 0.05% | -0.37%
TVA | SRCE | 173627 | -0.04% | -0.51% |  | TVA | TVA | SRCE | 33073 | 0.6% | -0.51%
VACAR | SRVC | 236109 | 0.61% | -0.05% |  | VACAR | VACAR | SRVC | 46538 | 0.51% | -0.05%
ALB | NA | 64239 | 0.56% | 0.39% |  | ALB | ALB | NA | 9176 | 0.61% | 0.39%
BC | NA | 63168 | 0.14% | -0.05% |  | BC | BC | NA | 11441 | 0.15% | -0.05%
IESO | NA | 142313 | -1.29% | -0.34% |  | IESO | IESO | NA | 23625 | -1.28% | -0.33%
MAPP_CA | NA | 48058 | 0.98% | -0.23% |  | MAPP_CA | MAPP_CA | NA | 8007 | 0.67% | -0.23%
The input assumptions contained herein reflect a joint assumptions development process between EIPC, EIPC stakeholders and CRA for purposes of EIPC capacity expansion modeling. | [5 empty] | The input assumptions contained herein reflect a joint assumptions development process between EIPC, EIPC stakeholders and CRA for purposes of EIPC capacity expansion modeling.
As such, these inputs do not necessarily reflect the opinions or views of CRA or any individual EIPC stakeholder. | [5 empty] | As such, these inputs do not necessarily reflect the opinions or views of CRA or any individual EIPC stakeholder.
Note A. NYISO demands are bassed on EE reductions that are half of the state targets. The growth rates for the BAU must be lowered to reflect the additional EE. Preliminary values are shown here. Below are the PA values. | [5 empty] | Note A. NYISO demands are bassed on EE reductions that are half of the state targets. The growth rates for the BAU must be lowered to reflect the additional EE. Preliminary values are shown here. Below are the PA values.

## F1S5_High_Gas$
| Title | Short Description
Future | BAU | Business As Usual
Sensitivity | F1S5_High_Gas$ | Increase the price of Natural Gas by applying ratio of AEO2010 High Gas Price to AEO2010 Reference Price to the merged AEO2011/AEO2010 Price
Worksheets Affected | Exhibit 16A - HH Gas Prices | Below
| Exhibit 16B - Natural Gas Prices | Next sheet
| Exhibit 19 - MRN Inputs | Below
Appendix A, Exhibit 16 - Natural Gas Prices, Base Case
AEO 2011 Reference Case (early release)
Shift in Price from
Year | BAU Henry Hub Spot Price (2010$/MMBtu) | Hi Gas Henry Hub Price (2010$/mmBtu) | Increase in Price in 2010$/mmbtu for 16B | Increase in 2009$/mmBtu for Exhibit 19 below | AEO2011 HH (2009$/MMBtu) | AEO2011 in 2010$/MMBtu | AEO 2010 Reference HH (2008$/MMBtu) | AEO2010 in 2010$/MMBtu | AEO2011 | AEO2010 | Composite Price in 2010$/MMBtu | AEO2010 Hi Gas Scenario in 2008 $/mmbtu | Ratio of 2010 Hi Gas to Reference
2011 | 4.52 | 4.9871 | 0.46716 | 0.4631 | 4.4807 | 4.52 | 5.6827 | 5.7863 | 100% | 0% | 4.52 | 6.27 | 1.1034
2012 | 4.6066 | 5.4749 | 0.86838 | 0.86084 | 4.5665 | 4.6066 | 6.1725 | 6.2851 | 92.86% | 7.143% | 4.7265 | 7.15 | 1.1584
2013 | 4.743 | 5.8798 | 1.1368 | 1.1269 | 4.7018 | 4.743 | 6.129 | 6.2408 | 85.71% | 14.29% | 4.957 | 7.27 | 1.1862
2014 | 4.8077 | 6.216 | 1.4083 | 1.3961 | 4.7659 | 4.8077 | 6.0861 | 6.1971 | 78.57% | 21.43% | 5.1054 | 7.41 | 1.2175
2015 | 4.8478 | 6.3994 | 1.5516 | 1.5381 | 4.8057 | 4.8478 | 6.2707 | 6.3851 | 71.43% | 28.57% | 5.287 | 7.59 | 1.2104
2016 | 4.877 | 6.5602 | 1.6832 | 1.6685 | 4.8346 | 4.877 | 6.377 | 6.4933 | 64.29% | 35.71% | 5.4543 | 7.67 | 1.2028
2017 | 4.9247 | 6.7013 | 1.7766 | 1.7611 | 4.882 | 4.9247 | 6.385 | 6.5014 | 57.14% | 42.86% | 5.6005 | 7.64 | 1.1966
2018 | 5.0029 | 6.8959 | 1.893 | 1.8766 | 4.9594 | 5.0029 | 6.434 | 6.5514 | 50% | 50% | 5.7771 | 7.68 | 1.1937
2019 | 5.0807 | 7.1947 | 2.114 | 2.0957 | 5.0365 | 5.0807 | 6.5062 | 6.6249 | 42.86% | 57.14% | 5.9631 | 7.85 | 1.2065
2020 | 5.2234 | 7.2971 | 2.0738 | 2.0558 | 5.178 | 5.2234 | 6.64 | 6.7611 | 35.71% | 64.29% | 6.2119 | 7.8 | 1.1747
2021 | 5.3794 | 7.2702 | 1.8908 | 1.8744 | 5.3327 | 5.3794 | 6.7401 | 6.863 | 28.57% | 71.43% | 6.4391 | 7.61 | 1.1291
2022 | 5.533 | 7.6139 | 2.0809 | 2.0628 | 5.4849 | 5.533 | 6.9289 | 7.0553 | 21.43% | 78.57% | 6.7291 | 7.84 | 1.1315
2023 | 5.7164 | 8.0698 | 2.3534 | 2.3329 | 5.6668 | 5.7164 | 6.9571 | 7.084 | 14.29% | 85.71% | 6.8886 | 8.15 | 1.1715
2024 | 5.8971 | 8.4842 | 2.5871 | 2.5646 | 5.8459 | 5.8971 | 6.9144 | 7.0405 | 7.143% | 92.86% | 6.9588 | 8.43 | 1.2192
2025 | 6.0656 | 8.8689 | 2.8033 | 2.7789 | 6.0129 | 6.0656 | 6.9918 | 7.1193 | 0% | 100% | 7.1193 | 8.71 | 1.2458
2026 | 6.2063 | 9.0827 | 2.8764 | 2.8514 | 6.1524 | 6.2063 | 7.152 | 7.2825 | 0% | 100% | 7.2825 | 8.92 | 1.2472
2027 | 6.335 | 9.3067 | 2.9718 | 2.9459 | 6.2799 | 6.335 | 7.292 | 7.425 | 0% | 100% | 7.425 | 9.14 | 1.2534
2028 | 6.4203 | 9.6733 | 3.253 | 3.2247 | 6.3645 | 6.4203 | 7.5303 | 7.6676 | 0% | 100% | 7.6676 | 9.5 | 1.2616
2029 | 6.4822 | 9.9584 | 3.4762 | 3.446 | 6.4259 | 6.4822 | 7.7743 | 7.9161 | 0% | 100% | 7.9161 | 9.78 | 1.258
2030 | 6.5596 | 10.1824 | 3.6228 | 3.5913 | 6.5026 | 6.5596 | 8.0498 | 8.1967 | 0% | 100% | 8.1967 | 10 | 1.2423
2031 | 6.6804 | 10.1111 | 3.4307 | 3.4009 | 6.6224 | 6.6804 | 8.389 | 8.542 | 0% | 100% | 8.542 | 9.93 | 1.1837
2032 | 6.818 | 10.3657 | 3.5477 | 3.5169 | 6.7588 | 6.818 | 8.4968 | 8.6518 | 0% | 100% | 8.6518 | 10.18 | 1.1981
2033 | 6.9363 | 10.7119 | 3.7756 | 3.7428 | 6.876 | 6.9363 | 8.5296 | 8.6852 | 0% | 100% | 8.6852 | 10.52 | 1.2333
2034 | 7.0702 | 10.9766 | 3.9065 | 3.8725 | 7.0088 | 7.0702 | 8.7486 | 8.9082 | 0% | 100% | 8.9082 | 10.78 | 1.2322
2035 | 7.2541 | 11.0785 | 3.8243 | 3.7911 | 7.1911 | 7.2541 | 8.8799 | 9.0418 | 0% | 100% | 9.0418 | 10.88 | 1.2252
Between 2035 and 2050, CRA proposes to increase gas prices at the |  |  |  |  | EIA Case ID |  | EIA Case ID
same rate of increase for the 2030-2035 period. |  |  |  |  | d120810c |  | d111809a
The input assumptions contained herein reflect a joint assumptions development process between EIPC, EIPC stakeholders and CRA for purposes of EIPC capacity expansion modeling.
As such, these inputs do not necessarily reflect the opinions or views of CRA or any individual EIPC stakeholder.
|  |  |  | From AEO2011 Refernce |  | 2008 | 2009 | 2010
|  |  |  | GDP Chain-type Price Index (2005=1.000) |  | 1.086 | 1.0962 | 1.1058
1.0088
Exhibit 19 Gas Wellhead Price |  |  | Price rise starts in 2011 | [5 empty] | 2035-2050 use 2035 price increase
|  | Price increase | 0 | 1.5381 | 2.0558 | 2.7789 | 3.5913 | 3.7911 | 3.7911 | 3.7911 | 3.7911
|  |  | 2010 | 2015 | 2020 | 2025 | 2030 | 2035 | 2040 | 2045 | 2050
|  | BAU Gas Wellhead price (2009 dollars per million Btu) | 4.0951 | 4.2562 | 4.5855 | 5.324 | 5.757 | 6.3658 | 7.039 | 7.7833 | 8.6064
|  | High Gas Wellhead price (2009 dollars per million Btu) | 4.0951 | 5.7943 | 6.6413 | 8.1029 | 9.3484 | 10.1569 | 10.8301 | 11.5745 | 12.3975

## F1S5_Exhibit16B
Appendix A, Exhibit 16B - Natural Gas Prices, Base Case | Increase in Price from BAU_Sen5_High_Gas$ | [7 empty] | 1.0088 | convert 2009$ to 2010$
BAU Hi Gas Cost Sensitivity |  |  | 0.46716 | 0.86838 | 1.1368 | 1.4083 | 1.5516 | 1.6832 | 1.7766 | 1.893 | 2.114 | 2.0738 | 1.8908 | 2.0809 | 2.3534 | 2.5871 | 2.8033 | 2.8764 | 2.9718 | 3.253 | 3.4762 | 3.6228 | 3.4307 | 3.5477 | 3.7756 | 3.9065 | 3.8243
Between 2035 and 2050, CRA proposes to increase gas prices at the
| 2010$/MMBtu |  |  |  | same rate of increase for the 2030-2035 period.
| Region | Season | 2011 | 2012 | 2013 | 2014 | 2015 | 2016 | 2017 | 2018 | 2019 | 2020 | 2021 | 2022 | 2023 | 2024 | 2025 | 2026 | 2027 | 2028 | 2029 | 2030 | 2031 | 2032 | 2033 | 2034 | 2035
| ALB | Summer | 4.6372 | 4.8884 | 5.1068 | 5.2483 | 5.5116 | 5.9432 | 6.2066 | 6.483 | 6.814 | 6.9038 | 6.8608 | 7.2309 | 7.6934 | 8.0671 | 8.4033 | 8.5764 | 8.7818 | 9.193 | 9.5262 | 9.7728 | 9.6807 | 9.9177 | 10.2956 | 10.6265 | 10.7543
| ALB | Winter | 4.9672 | 5.2184 | 5.5268 | 5.6683 | 5.9516 | 6.4232 | 6.6966 | 6.993 | 7.334 | 7.4438 | 7.4208 | 7.8009 | 8.2834 | 8.6671 | 9.0233 | 9.2164 | 9.4218 | 9.853 | 10.2062 | 10.4628 | 10.3807 | 10.6277 | 11.0256 | 11.3765 | 11.5243
| ALB | Shoulder | 4.8072 | 5.0184 | 5.2468 | 5.3883 | 5.6516 | 6.1032 | 6.3766 | 6.643 | 6.984 | 7.0838 | 7.0408 | 7.4209 | 7.8934 | 8.2571 | 8.6033 | 8.7864 | 9.0018 | 9.403 | 9.7462 | 10.0028 | 9.9107 | 10.1577 | 10.5356 | 10.8765 | 11.0043
| AZ_NM_SNV_Gas | Summer | 5.0272 | 5.1784 | 5.4068 | 5.6283 | 5.8116 | 6.0632 | 6.2766 | 6.543 | 6.914 | 6.9938 | 6.9708 | 7.3509 | 7.7634 | 8.1171 | 8.4333 | 8.6364 | 8.8618 | 9.273 | 9.6062 | 9.8428 | 9.7407 | 9.9777 | 10.3256 | 10.6165 | 10.6943
| AZ_NM_SNV_Gas | Winter | 5.1872 | 5.5584 | 5.8568 | 6.1283 | 6.3216 | 6.5732 | 6.8066 | 7.093 | 7.474 | 7.5838 | 7.5708 | 7.9709 | 8.3934 | 8.7671 | 9.0933 | 9.3164 | 9.5618 | 9.993 | 10.3262 | 10.5728 | 10.4907 | 10.7277 | 11.0956 | 11.4065 | 11.5143
| AZ_NM_SNV_Gas | Shoulder | 5.0072 | 5.2984 | 5.5668 | 5.7983 | 5.9816 | 6.2432 | 6.4566 | 6.743 | 7.114 | 7.2038 | 7.1708 | 7.5609 | 7.9834 | 8.3471 | 8.6633 | 8.8764 | 9.1118 | 9.523 | 9.8562 | 10.1028 | 10.0007 | 10.2377 | 10.5956 | 10.8865 | 10.9743
| BC | Summer | 4.5872 | 4.7884 | 5.0068 | 5.1583 | 5.4116 | 5.8332 | 6.0966 | 6.363 | 6.694 | 6.7838 | 6.7308 | 7.1009 | 7.5534 | 7.9271 | 8.2533 | 8.4364 | 8.6418 | 9.033 | 9.3762 | 9.6228 | 9.5207 | 9.7477 | 10.1256 | 10.4565 | 10.5743
| BC | Winter | 5.0672 | 5.3484 | 5.6368 | 5.7883 | 6.0616 | 6.5432 | 6.8366 | 7.123 | 7.474 | 7.5838 | 7.5608 | 7.9509 | 8.4434 | 8.8271 | 9.1933 | 9.3864 | 9.6018 | 10.023 | 10.3762 | 10.6428 | 10.5607 | 10.8177 | 11.2256 | 11.5765 | 11.7243
| BC | Shoulder | 4.7672 | 5.0184 | 5.2568 | 5.3983 | 5.6716 | 6.1132 | 6.3866 | 6.663 | 7.004 | 7.1038 | 7.0608 | 7.4309 | 7.9034 | 8.2871 | 8.6233 | 8.8064 | 9.0118 | 9.423 | 9.7662 | 10.0228 | 9.9407 | 10.1777 | 10.5556 | 10.8965 | 11.0343
| ENT | Summer | 5.0372 | 5.2784 | 5.5768 | 5.7883 | 6.0116 | 6.2332 | 6.3766 | 6.563 | 6.844 | 6.9038 | 6.8608 | 7.1609 | 7.5934 | 7.9771 | 8.3333 | 8.5264 | 8.7418 | 9.093 | 9.3462 | 9.5428 | 9.4707 | 9.7277 | 10.0456 | 10.3165 | 10.4243
| ENT | Winter | 5.2572 | 5.6584 | 6.0068 | 6.2383 | 6.4616 | 6.6832 | 6.8466 | 7.043 | 7.324 | 7.4038 | 7.3608 | 7.6909 | 8.1234 | 8.5371 | 8.8933 | 9.1064 | 9.3318 | 9.683 | 9.9462 | 10.1428 | 10.0807 | 10.3577 | 10.6956 | 10.9765 | 11.1043
| ENT | Shoulder | 5.1172 | 5.4084 | 5.7268 | 5.9383 | 6.1616 | 6.3832 | 6.5266 | 6.723 | 7.004 | 7.0738 | 7.0208 | 7.3409 | 7.7734 | 8.1671 | 8.5233 | 8.7264 | 8.9418 | 9.283 | 9.5462 | 9.7528 | 9.6807 | 9.9377 | 10.2556 | 10.5365 | 10.6543
| ERCOT | Summer | 5.0572 | 5.2784 | 5.5568 | 5.7683 | 5.9816 | 6.2032 | 6.3566 | 6.543 | 6.824 | 6.8938 | 6.8508 | 7.1609 | 7.5834 | 7.9771 | 8.3233 | 8.5164 | 8.7318 | 9.083 | 9.3362 | 9.5328 | 9.4507 | 9.7177 | 10.0356 | 10.3065 | 10.4143
| ERCOT | Winter | 5.1572 | 5.5984 | 5.9468 | 6.1583 | 6.4016 | 6.6332 | 6.7866 | 6.983 | 7.274 | 7.3538 | 7.3108 | 7.6409 | 8.0834 | 8.4871 | 8.8433 | 9.0464 | 9.2718 | 9.623 | 9.8862 | 10.0928 | 10.0207 | 10.2977 | 10.6256 | 10.9065 | 11.0343
| ERCOT | Shoulder | 5.0872 | 5.3684 | 5.6868 | 5.8883 | 6.1216 | 6.3432 | 6.4966 | 6.693 | 6.964 | 7.0438 | 6.9908 | 7.3109 | 7.7434 | 8.1371 | 8.4933 | 8.6864 | 8.9018 | 9.253 | 9.5062 | 9.7128 | 9.6407 | 9.8877 | 10.2156 | 10.4965 | 10.6143
| FRCC | Summer | 6.2472 | 6.4284 | 6.6268 | 6.8383 | 7.0316 | 7.2232 | 7.3766 | 7.543 | 7.804 | 7.8838 | 7.8008 | 8.1509 | 8.6034 | 9.0271 | 9.4133 | 9.6064 | 9.8218 | 10.173 | 10.4362 | 10.6428 | 10.5507 | 10.7977 | 11.1456 | 11.4065 | 11.5443
| FRCC | Winter | 6.2472 | 6.6884 | 6.9468 | 7.1783 | 7.3916 | 7.5832 | 7.7366 | 7.903 | 8.174 | 8.2538 | 8.1908 | 8.5409 | 9.0134 | 9.4471 | 9.8433 | 10.0464 | 10.2618 | 10.613 | 10.8862 | 11.1028 | 11.0207 | 11.2777 | 11.6256 | 11.8965 | 12.0543
| FRCC | Shoulder | 6.2172 | 6.4884 | 6.6968 | 6.9283 | 7.1216 | 7.3132 | 7.4666 | 7.633 | 7.894 | 7.9738 | 7.9008 | 8.2509 | 8.7034 | 9.1271 | 9.5133 | 9.7164 | 9.9318 | 10.283 | 10.5462 | 10.7528 | 10.6707 | 10.9177 | 11.2656 | 11.5365 | 11.6743
| HQ | Summer | 4.2472 | 4.9984 | 5.5668 | 5.9583 | 5.9816 | 5.9632 | 6.0666 | 6.213 | 6.444 | 6.4238 | 6.2708 | 6.5209 | 6.9134 | 7.2171 | 7.5433 | 7.6764 | 7.8418 | 8.213 | 8.5262 | 8.7828 | 8.6907 | 8.8877 | 9.1956 | 9.3965 | 9.3043
| HQ | Winter | 6.9372 | 6.6084 | 7.0268 | 7.4483 | 7.4216 | 7.3532 | 7.4566 | 7.603 | 7.834 | 7.8138 | 7.6608 | 7.9409 | 8.3534 | 8.6771 | 9.0433 | 9.1764 | 9.3518 | 9.763 | 10.0962 | 10.3828 | 10.3107 | 10.5477 | 10.8756 | 11.0865 | 10.9843
| HQ | Shoulder | 4.6272 | 5.4184 | 5.9668 | 6.3683 | 6.3816 | 6.3432 | 6.4466 | 6.593 | 6.824 | 6.7938 | 6.6508 | 6.9009 | 7.3034 | 7.6071 | 7.9433 | 8.0764 | 8.2418 | 8.623 | 8.9362 | 9.2028 | 9.1107 | 9.3177 | 9.6456 | 9.8365 | 9.7443
| MAPP_CA | Summer | 4.6972 | 4.9284 | 5.1268 | 5.3383 | 5.5716 | 5.8132 | 6.0166 | 6.253 | 6.594 | 6.6838 | 6.6108 | 6.9209 | 7.3434 | 7.7271 | 8.1233 | 8.3064 | 8.5118 | 8.903 | 9.2162 | 9.4528 | 9.3507 | 9.5777 | 9.9356 | 10.2365 | 10.3543
| MAPP_CA | Winter | 5.0472 | 5.3084 | 5.5968 | 5.8183 | 6.0616 | 6.3232 | 6.5566 | 6.803 | 7.154 | 7.2538 | 7.2208 | 7.5309 | 7.9734 | 8.3771 | 8.8033 | 9.0064 | 9.2318 | 9.623 | 9.9562 | 10.2128 | 10.1207 | 10.3677 | 10.7256 | 11.0565 | 11.2043
| MAPP_CA | Shoulder | 4.8672 | 5.0684 | 5.2968 | 5.5083 | 5.7416 | 5.9832 | 6.2066 | 6.443 | 6.784 | 6.8738 | 6.8308 | 7.1409 | 7.5634 | 7.9471 | 8.3633 | 8.5564 | 8.7718 | 9.153 | 9.4762 | 9.7228 | 9.6207 | 9.8577 | 10.2156 | 10.5265 | 10.6443
| MAPP_US | Summer | 4.6972 | 4.9284 | 5.1268 | 5.3383 | 5.5716 | 5.8132 | 6.0166 | 6.253 | 6.594 | 6.6838 | 6.6108 | 6.9209 | 7.3434 | 7.7271 | 8.1233 | 8.3064 | 8.5118 | 8.903 | 9.2162 | 9.4528 | 9.3507 | 9.5777 | 9.9356 | 10.2365 | 10.3543
| MAPP_US | Winter | 5.0472 | 5.3084 | 5.5968 | 5.8183 | 6.0616 | 6.3232 | 6.5566 | 6.803 | 7.154 | 7.2538 | 7.2208 | 7.5309 | 7.9734 | 8.3771 | 8.8033 | 9.0064 | 9.2318 | 9.623 | 9.9562 | 10.2128 | 10.1207 | 10.3677 | 10.7256 | 11.0565 | 11.2043
| MAPP_US | Shoulder | 4.8672 | 5.0684 | 5.2968 | 5.5083 | 5.7416 | 5.9832 | 6.2066 | 6.443 | 6.784 | 6.8738 | 6.8308 | 7.1409 | 7.5634 | 7.9471 | 8.3633 | 8.5564 | 8.7718 | 9.153 | 9.4762 | 9.7228 | 9.6207 | 9.8577 | 10.2156 | 10.5265 | 10.6443
| MISO_IN | Summer | 4.7972 | 4.9784 | 5.3068 | 5.5283 | 5.7816 | 5.9032 | 6.0766 | 6.293 | 6.464 | 6.5138 | 6.4408 | 6.7509 | 7.1834 | 7.5571 | 7.9133 | 8.0964 | 8.3118 | 8.683 | 8.9662 | 9.1928 | 9.0907 | 9.3277 | 9.6856 | 9.9665 | 10.0443
| MISO_IN | Winter | 5.0872 | 5.3784 | 5.7268 | 5.9683 | 6.2316 | 6.3432 | 6.5366 | 6.763 | 6.924 | 6.9838 | 6.9308 | 7.2509 | 7.6934 | 8.0871 | 8.4533 | 8.6664 | 8.8818 | 9.273 | 9.5562 | 9.7928 | 9.7007 | 9.9577 | 10.3156 | 10.6165 | 10.7143
| MISO_IN | Shoulder | 4.8872 | 5.1184 | 5.4468 | 5.6783 | 5.9416 | 6.0532 | 6.2366 | 6.453 | 6.624 | 6.6738 | 6.6108 | 6.9209 | 7.3634 | 7.7371 | 8.0933 | 8.2964 | 8.5118 | 8.883 | 9.1762 | 9.3928 | 9.3007 | 9.5477 | 9.9056 | 10.1965 | 10.2643
| MISO_MI | Summer | 4.6572 | 4.8584 | 5.0768 | 5.2983 | 5.5316 | 5.7532 | 5.9566 | 6.163 | 6.454 | 6.5238 | 6.4408 | 6.7509 | 7.1734 | 7.5471 | 7.9033 | 8.0864 | 8.2918 | 8.683 | 8.9762 | 9.2028 | 9.1007 | 9.3477 | 9.7056 | 9.9965 | 10.0743
| MISO_MI | Winter | 4.7672 | 5.0984 | 5.3768 | 5.6183 | 5.8616 | 6.1032 | 6.3066 | 6.513 | 6.814 | 6.8838 | 6.8208 | 7.1409 | 7.5834 | 7.9571 | 8.3233 | 8.5164 | 8.7418 | 9.133 | 9.4262 | 9.6628 | 9.5707 | 9.8177 | 10.2056 | 10.4965 | 10.5943
| MISO_MI | Shoulder | 4.6972 | 4.9184 | 5.1668 | 5.3883 | 5.6216 | 5.8532 | 6.0566 | 6.273 | 6.554 | 6.6338 | 6.5608 | 6.8709 | 7.3034 | 7.6771 | 8.0233 | 8.2164 | 8.4318 | 8.813 | 9.1062 | 9.3328 | 9.2507 | 9.4877 | 9.8556 | 10.1465 | 10.2243
| MISO_MO_IL | Summer | 4.7472 | 4.9584 | 5.1768 | 5.3883 | 5.6116 | 5.9132 | 6.0866 | 6.263 | 6.564 | 6.5438 | 6.5008 | 6.7509 | 7.1834 | 7.5471 | 7.9633 | 8.1464 | 8.3618 | 8.783 | 9.1162 | 9.3328 | 9.2307 | 9.4777 | 9.8256 | 10.1165 | 10.2043
| MISO_MO_IL | Winter | 5.0872 | 5.3584 | 5.5968 | 5.8283 | 6.0616 | 6.3732 | 6.5566 | 6.743 | 7.064 | 7.0538 | 7.0108 | 7.2809 | 7.7234 | 8.1071 | 8.5433 | 8.7264 | 8.9518 | 9.403 | 9.7362 | 9.9728 | 9.8907 | 10.1377 | 10.5056 | 10.8065 | 10.9243
| MISO_MO_IL | Shoulder | 4.8572 | 5.0984 | 5.3168 | 5.5383 | 5.7716 | 6.0632 | 6.2466 | 6.433 | 6.734 | 6.7238 | 6.6708 | 6.9409 | 7.3734 | 7.7371 | 8.1633 | 8.3564 | 8.5618 | 9.003 | 9.3262 | 9.5528 | 9.4607 | 9.7077 | 10.0656 | 10.3565 | 10.4643
| MISO_W | Summer | 4.6972 | 4.9184 | 5.1368 | 5.3483 | 5.5716 | 5.8232 | 6.0266 | 6.263 | 6.604 | 6.6938 | 6.6308 | 6.9309 | 7.3534 | 7.7371 | 8.1333 | 8.3264 | 8.5318 | 8.913 | 9.2362 | 9.4728 | 9.3707 | 9.5977 | 9.9556 | 10.2465 | 10.3643
| MISO_W | Winter | 5.0572 | 5.3184 | 5.5868 | 5.8183 | 6.0516 | 6.3132 | 6.5366 | 6.793 | 7.144 | 7.2438 | 7.2008 | 7.5209 | 7.9634 | 8.3671 | 8.7833 | 8.9864 | 9.2118 | 9.613 | 9.9462 | 10.1828 | 10.1007 | 10.3377 | 10.7156 | 11.0365 | 11.1743
| MISO_W | Shoulder | 4.8472 | 5.0684 | 5.2968 | 5.5083 | 5.7416 | 5.9932 | 6.2066 | 6.453 | 6.784 | 6.8738 | 6.8308 | 7.1409 | 7.5634 | 7.9571 | 8.3633 | 8.5564 | 8.7618 | 9.163 | 9.4762 | 9.7228 | 9.6307 | 9.8577 | 10.2156 | 10.5265 | 10.6543
| MISO_WUMS | Summer | 4.5872 | 4.7884 | 5.0368 | 5.2583 | 5.4816 | 5.7132 | 5.9166 | 6.113 | 6.404 | 6.4738 | 6.3908 | 6.7009 | 7.1234 | 7.4871 | 7.8433 | 8.0264 | 8.2418 | 8.623 | 8.9162 | 9.1428 | 9.0407 | 9.2777 | 9.6456 | 9.9265 | 10.0043
| MISO_WUMS | Winter | 4.8672 | 5.1684 | 5.4268 | 5.6683 | 5.9016 | 6.1432 | 6.3566 | 6.573 | 6.864 | 6.9438 | 6.8808 | 7.2009 | 7.6334 | 8.0271 | 8.3833 | 8.5864 | 8.8018 | 9.203 | 9.4962 | 9.7328 | 9.6507 | 9.8977 | 10.2756 | 10.5765 | 10.6743
| MISO_WUMS | Shoulder | 4.6772 | 4.9284 | 5.1668 | 5.3983 | 5.6316 | 5.8632 | 6.0666 | 6.273 | 6.564 | 6.6338 | 6.5608 | 6.8709 | 7.3034 | 7.6771 | 8.0333 | 8.2164 | 8.4318 | 8.823 | 9.1162 | 9.3428 | 9.2407 | 9.4877 | 9.8556 | 10.1565 | 10.2343
| NE | Summer | 4.6972 | 4.9184 | 5.1368 | 5.3483 | 5.5816 | 5.8232 | 6.0366 | 6.273 | 6.614 | 6.6938 | 6.6408 | 6.9409 | 7.3634 | 7.7471 | 8.1533 | 8.3364 | 8.5418 | 8.933 | 9.2462 | 9.4828 | 9.3907 | 9.6177 | 9.9656 | 10.2765 | 10.3943
| NE | Winter | 5.0672 | 5.3184 | 5.5768 | 5.8083 | 6.0416 | 6.3032 | 6.5266 | 6.773 | 7.124 | 7.2238 | 7.1908 | 7.5009 | 7.9434 | 8.3371 | 8.7633 | 8.9764 | 9.1918 | 9.583 | 9.9162 | 10.1628 | 10.0807 | 10.3077 | 10.6856 | 11.0065 | 11.1443
| NE | Shoulder | 4.8272 | 5.0684 | 5.2968 | 5.5083 | 5.7416 | 5.9932 | 6.2066 | 6.453 | 6.794 | 6.8838 | 6.8308 | 7.1409 | 7.5634 | 7.9571 | 8.3733 | 8.5564 | 8.7718 | 9.163 | 9.4862 | 9.7228 | 9.6307 | 9.8577 | 10.2256 | 10.5265 | 10.6543
| NEISO | Summer | 4.2272 | 4.9784 | 5.5568 | 5.9383 | 5.9516 | 5.9332 | 6.0266 | 6.173 | 6.404 | 6.3738 | 6.2208 | 6.4709 | 6.8534 | 7.1471 | 7.4833 | 7.5964 | 7.7618 | 8.133 | 8.4362 | 8.6928 | 8.5907 | 8.7977 | 9.1056 | 9.2965 | 9.2043
| NEISO | Winter | 7.0072 | 6.6684 | 7.0768 | 7.5183 | 7.5016 | 7.4232 | 7.5266 | 7.693 | 7.924 | 7.9138 | 7.7608 | 8.0409 | 8.4734 | 8.7971 | 9.1633 | 9.3164 | 9.4918 | 9.903 | 10.2462 | 10.5328 | 10.4707 | 10.7077 | 11.0456 | 11.2565 | 11.1643
| NEISO | Shoulder | 4.5472 | 5.3684 | 5.9168 | 6.3183 | 6.3216 | 6.2932 | 6.3966 | 6.543 | 6.774 | 6.7538 | 6.5908 | 6.8509 | 7.2434 | 7.5571 | 7.8933 | 8.0164 | 8.1818 | 8.563 | 8.8862 | 9.1428 | 9.0507 | 9.2677 | 9.5756 | 9.7765 | 9.6843
| NonRTO_midwest | Summer | 5.2572 | 5.5384 | 5.8268 | 6.0583 | 6.2716 | 6.4832 | 6.6066 | 6.783 | 7.044 | 7.0938 | 7.0508 | 7.3509 | 7.7834 | 8.1771 | 8.5333 | 8.7364 | 8.9418 | 9.283 | 9.5362 | 9.7328 | 9.6507 | 9.8877 | 10.2256 | 10.4965 | 10.6143
| NonRTO_midwest | Winter | 5.5872 | 5.9584 | 6.3068 | 6.5583 | 6.7716 | 6.9832 | 7.1366 | 7.303 | 7.564 | 7.6238 | 7.6008 | 7.9109 | 8.3534 | 8.7671 | 9.1433 | 9.3464 | 9.5718 | 9.913 | 10.1762 | 10.3728 | 10.3007 | 10.5677 | 10.9156 | 11.1965 | 11.3343
| NonRTO_midwest | Shoulder | 5.3472 | 5.6784 | 5.9968 | 6.2383 | 6.4416 | 6.6532 | 6.7966 | 6.973 | 7.224 | 7.2738 | 7.2408 | 7.5409 | 7.9834 | 8.3771 | 8.7433 | 8.9464 | 9.1618 | 9.503 | 9.7562 | 9.9628 | 9.8707 | 10.1277 | 10.4656 | 10.7265 | 10.8543
| NP15 | Summer | 5.3372 | 5.5184 | 5.7468 | 5.9283 | 6.1016 | 6.3032 | 6.5666 | 6.863 | 7.264 | 7.3338 | 7.3308 | 7.7109 | 8.1134 | 8.4971 | 8.8533 | 9.0664 | 9.2818 | 9.693 | 10.0162 | 10.2528 | 10.1407 | 10.3777 | 10.7356 | 11.0265 | 11.1543
| NP15 | Winter | 5.4672 | 5.8384 | 6.1268 | 6.3383 | 6.5116 | 6.7132 | 6.9966 | 7.313 | 7.724 | 7.8038 | 7.8208 | 8.2109 | 8.6334 | 9.0371 | 9.4033 | 9.6264 | 9.8518 | 10.263 | 10.6062 | 10.8428 | 10.7507 | 10.9877 | 11.3656 | 11.6765 | 11.8143
| NP15 | Shoulder | 5.3872 | 5.6084 | 5.8568 | 6.0583 | 6.2216 | 6.4232 | 6.6966 | 7.003 | 7.394 | 7.4738 | 7.4708 | 7.8509 | 8.2634 | 8.6571 | 9.0233 | 9.2364 | 9.4518 | 9.863 | 10.1862 | 10.4228 | 10.3307 | 10.5577 | 10.9256 | 11.2265 | 11.3543
| NWPP_Gas | Summer | 4.6172 | 4.8084 | 5.0268 | 5.1783 | 5.4316 | 5.8632 | 6.1266 | 6.393 | 6.724 | 6.8138 | 6.7608 | 7.1209 | 7.5934 | 7.9571 | 8.2933 | 8.4664 | 8.6718 | 9.073 | 9.4062 | 9.6528 | 9.5607 | 9.7877 | 10.1656 | 10.4965 | 10.6143
| NWPP_Gas | Winter | 5.0272 | 5.3284 | 5.6068 | 5.7583 | 6.0416 | 6.5132 | 6.7966 | 7.083 | 7.444 | 7.5538 | 7.5208 | 7.9209 | 8.4134 | 8.7871 | 9.1533 | 9.3464 | 9.5618 | 9.983 | 10.3362 | 10.6028 | 10.5307 | 10.7777 | 11.1756 | 11.5265 | 11.6843
| NWPP_Gas | Shoulder | 4.7572 | 5.0084 | 5.2568 | 5.3983 | 5.6716 | 6.1132 | 6.3866 | 6.663 | 7.004 | 7.0938 | 7.0508 | 7.4309 | 7.9034 | 8.2771 | 8.6233 | 8.8064 | 9.0118 | 9.423 | 9.7662 | 10.0228 | 9.9307 | 10.1677 | 10.5556 | 10.8865 | 11.0243
| NYISO_A-F | Summer | 5.3272 | 5.7384 | 6.2968 | 6.7783 | 6.8516 | 6.6432 | 6.6766 | 6.763 | 6.944 | 6.8738 | 6.7008 | 6.9409 | 7.3334 | 7.6471 | 8.0333 | 8.1764 | 8.3618 | 8.753 | 9.0562 | 9.3328 | 9.2507 | 9.4777 | 9.7856 | 9.9865 | 9.9143
| NYISO_A-F | Winter | 5.6772 | 6.1884 | 6.8568 | 7.3683 | 7.4316 | 7.1732 | 7.1966 | 7.283 | 7.444 | 7.3638 | 7.1908 | 7.4309 | 7.8334 | 8.1571 | 8.5433 | 8.6864 | 8.8818 | 9.273 | 9.5862 | 9.8728 | 9.8007 | 10.0277 | 10.3556 | 10.5465 | 10.4643
| NYISO_A-F | Shoulder | 5.4572 | 5.8984 | 6.5068 | 6.9983 | 7.0616 | 6.8332 | 6.8566 | 6.953 | 7.124 | 7.0438 | 6.8708 | 7.1209 | 7.5034 | 7.8171 | 8.2033 | 8.3464 | 8.5418 | 8.933 | 9.2362 | 9.5128 | 9.4407 | 9.6577 | 9.9756 | 10.1665 | 10.0943
| NYISO_G-I | Summer | 4.6072 | 5.3384 | 5.9668 | 6.4483 | 6.5216 | 6.3332 | 6.3666 | 6.453 | 6.634 | 6.5538 | 6.3908 | 6.6309 | 7.0134 | 7.3271 | 7.6933 | 7.8264 | 8.0118 | 8.383 | 8.6962 | 8.9528 | 8.8707 | 9.0877 | 9.3956 | 9.5765 | 9.5043
| NYISO_G-I | Winter | 6.9672 | 6.8284 | 7.3768 | 7.9083 | 7.9516 | 7.6632 | 7.6866 | 7.773 | 7.944 | 7.8538 | 7.6808 | 7.9309 | 8.3334 | 8.6671 | 9.0833 | 9.2364 | 9.4418 | 9.843 | 10.1662 | 10.4628 | 10.4007 | 10.6377 | 10.9756 | 11.1865 | 11.1043
| NYISO_G-I | Shoulder | 4.9272 | 5.7184 | 6.3468 | 6.8383 | 6.9116 | 6.6932 | 6.7266 | 6.813 | 6.984 | 6.9138 | 6.7308 | 6.9709 | 7.3634 | 7.6771 | 8.0633 | 8.2064 | 8.3918 | 8.773 | 9.0762 | 9.3628 | 9.2707 | 9.4977 | 9.8056 | 10.0065 | 9.9243
| NYISO_J-K | Summer | 4.3472 | 5.1484 | 5.8068 | 6.2683 | 6.3416 | 6.1632 | 6.1966 | 6.293 | 6.474 | 6.3938 | 6.2208 | 6.4609 | 6.8334 | 7.1371 | 7.5033 | 7.6364 | 7.8118 | 8.193 | 8.4862 | 8.7428 | 8.6507 | 8.8577 | 9.1656 | 9.3565 | 9.2743
| NYISO_J-K | Winter | 7.4972 | 7.1684 | 7.6768 | 8.2383 | 8.2816 | 7.9832 | 7.9966 | 8.073 | 8.244 | 8.1538 | 7.9808 | 8.2309 | 8.6534 | 8.9871 | 9.4233 | 9.5764 | 9.7918 | 10.203 | 10.5262 | 10.8328 | 10.7807 | 11.0277 | 11.3656 | 11.5765 | 11.5043
| NYISO_J-K | Shoulder | 4.6572 | 5.5784 | 6.2168 | 6.6983 | 6.7716 | 6.5632 | 6.5966 | 6.683 | 6.864 | 6.7838 | 6.6108 | 6.8509 | 7.2334 | 7.5471 | 7.9233 | 8.0664 | 8.2518 | 8.623 | 8.9362 | 9.2128 | 9.1207 | 9.3377 | 9.6556 | 9.8465 | 9.7743
| OH | Summer | 5.3172 | 5.7284 | 6.2968 | 6.7783 | 6.8516 | 6.6432 | 6.6766 | 6.783 | 6.964 | 6.8838 | 6.7208 | 6.9609 | 7.3534 | 7.6771 | 8.0633 | 8.2064 | 8.4018 | 8.783 | 9.0962 | 9.3728 | 9.3007 | 9.5177 | 9.8356 | 10.0365 | 9.9643
| OH | Winter | 5.6872 | 6.1984 | 6.8568 | 7.3783 | 7.4316 | 7.1732 | 7.1966 | 7.273 | 7.434 | 7.3438 | 7.1808 | 7.4109 | 7.8134 | 8.1271 | 8.5133 | 8.6564 | 8.8418 | 9.233 | 9.5462 | 9.8328 | 9.7507 | 9.9777 | 10.2956 | 10.4865 | 10.4143
| OH | Shoulder | 5.4472 | 5.8984 | 6.4968 | 6.9883 | 7.0516 | 6.8332 | 6.8566 | 6.943 | 7.114 | 7.0338 | 6.8608 | 7.1009 | 7.4934 | 7.8171 | 8.1933 | 8.3364 | 8.5318 | 8.913 | 9.2262 | 9.5028 | 9.4307 | 9.6477 | 9.9656 | 10.1565 | 10.0843
| PJM_E | Summer | 4.7272 | 5.5084 | 6.1168 | 6.4483 | 6.6216 | 6.5032 | 6.5466 | 6.643 | 6.834 | 6.7838 | 6.6208 | 6.8709 | 7.2634 | 7.5871 | 7.9533 | 8.1064 | 8.2918 | 8.683 | 8.9762 | 9.2328 | 9.1507 | 9.3577 | 9.6756 | 9.8665 | 9.7943
| PJM_E | Winter | 6.9272 | 6.7384 | 7.2368 | 7.5683 | 7.7216 | 7.5532 | 7.5766 | 7.673 | 7.854 | 7.7938 | 7.6408 | 7.8909 | 8.3034 | 8.6571 | 9.0533 | 9.2164 | 9.4218 | 9.833 | 10.1462 | 10.4328 | 10.3507 | 10.5877 | 10.9156 | 11.1165 | 11.0443
| PJM_E | Shoulder | 5.0672 | 5.8584 | 6.4568 | 6.7883 | 6.9516 | 6.8232 | 6.8566 | 6.953 | 7.144 | 7.0838 | 6.9308 | 7.1809 | 7.5734 | 7.9071 | 8.2833 | 8.4364 | 8.6318 | 9.023 | 9.3262 | 9.5928 | 9.5007 | 9.7177 | 10.0456 | 10.2465 | 10.1643
| PJM_ROM | Summer | 4.8472 | 5.5684 | 6.1568 | 6.4983 | 6.6616 | 6.5432 | 6.5766 | 6.683 | 6.874 | 6.8138 | 6.6608 | 6.9009 | 7.3034 | 7.6271 | 7.9933 | 8.1464 | 8.3318 | 8.723 | 9.0262 | 9.2828 | 9.1907 | 9.3977 | 9.7156 | 9.9165 | 9.8343
| PJM_ROM | Winter | 6.7172 | 6.6384 | 7.1768 | 7.4983 | 7.6616 | 7.4932 | 7.5266 | 7.623 | 7.794 | 7.7338 | 7.5808 | 7.8409 | 8.2534 | 8.5971 | 8.9933 | 9.1564 | 9.3618 | 9.763 | 10.0862 | 10.3628 | 10.2907 | 10.5177 | 10.8556 | 11.0565 | 10.9743
| PJM_ROM | Shoulder | 5.1372 | 5.8784 | 6.4668 | 6.8083 | 6.9716 | 6.8432 | 6.8766 | 6.973 | 7.154 | 7.0938 | 6.9408 | 7.1909 | 7.5834 | 7.9171 | 8.3033 | 8.4564 | 8.6418 | 9.033 | 9.3462 | 9.6028 | 9.5207 | 9.7477 | 10.0556 | 10.2565 | 10.1843
| PJM_ROR | Summer | 4.6772 | 4.9484 | 5.2768 | 5.4983 | 5.7516 | 5.8732 | 6.0566 | 6.263 | 6.434 | 6.4838 | 6.4108 | 6.7209 | 7.1534 | 7.5271 | 7.8733 | 8.0664 | 8.2818 | 8.653 | 8.9362 | 9.1528 | 9.0507 | 9.2977 | 9.6456 | 9.9365 | 10.0043
| PJM_ROR | Winter | 5.2972 | 5.4384 | 5.7768 | 6.0083 | 6.2716 | 6.3932 | 6.5866 | 6.813 | 6.974 | 7.0338 | 6.9708 | 7.3009 | 7.7534 | 8.1371 | 8.5033 | 8.7164 | 8.9318 | 9.323 | 9.6162 | 9.8428 | 9.7507 | 10.0077 | 10.3756 | 10.6765 | 10.7743
| PJM_ROR | Shoulder | 4.7972 | 5.0984 | 5.4368 | 5.6683 | 5.9316 | 6.0432 | 6.2266 | 6.443 | 6.614 | 6.6638 | 6.6008 | 6.9109 | 7.3534 | 7.7271 | 8.0833 | 8.2764 | 8.4918 | 8.873 | 9.1562 | 9.3828 | 9.2907 | 9.5277 | 9.8856 | 10.1765 | 10.2543
| RMPA | Summer | 4.9672 | 5.2084 | 5.4468 | 5.6583 | 5.8616 | 6.1032 | 6.3066 | 6.563 | 6.904 | 7.0038 | 6.9608 | 7.3309 | 7.7534 | 8.1171 | 8.4333 | 8.6464 | 8.8918 | 9.313 | 9.6362 | 9.8728 | 9.7707 | 9.9977 | 10.3356 | 10.6365 | 10.7443
| RMPA | Winter | 5.3072 | 5.6484 | 5.9568 | 6.1783 | 6.3816 | 6.6432 | 6.8566 | 7.133 | 7.504 | 7.6138 | 7.5808 | 7.9709 | 8.4134 | 8.7971 | 9.1333 | 9.3664 | 9.6218 | 10.063 | 10.3962 | 10.6428 | 10.5507 | 10.7977 | 11.1556 | 11.4665 | 11.6043
| RMPA | Shoulder | 5.0672 | 5.3584 | 5.6268 | 5.8383 | 6.0316 | 6.2932 | 6.4966 | 6.763 | 7.114 | 7.2138 | 7.1708 | 7.5509 | 7.9834 | 8.3571 | 8.6733 | 8.8964 | 9.1518 | 9.573 | 9.8962 | 10.1428 | 10.0407 | 10.2777 | 10.6256 | 10.9265 | 11.0443
| SOCO | Summer | 5.4472 | 5.6384 | 5.9768 | 6.2283 | 6.4116 | 6.6032 | 6.7066 | 6.873 | 7.114 | 7.1638 | 7.1208 | 7.4209 | 7.8534 | 8.2471 | 8.6133 | 8.7964 | 9.0218 | 9.353 | 9.6262 | 9.8028 | 9.7507 | 9.9977 | 10.3356 | 10.6065 | 10.7243
| SOCO | Winter | 5.6072 | 6.0084 | 6.4268 | 6.6983 | 6.8816 | 7.0832 | 7.1866 | 7.353 | 7.604 | 7.6638 | 7.6208 | 7.9409 | 8.3834 | 8.7871 | 9.1633 | 9.3664 | 9.6018 | 9.943 | 10.2162 | 10.4128 | 10.3707 | 10.6277 | 10.9756 | 11.2565 | 11.3843
| SOCO | Shoulder | 5.5072 | 5.7584 | 6.1268 | 6.3783 | 6.5616 | 6.7632 | 6.8666 | 7.033 | 7.274 | 7.3238 | 7.2908 | 7.5909 | 8.0234 | 8.4271 | 8.7833 | 8.9964 | 9.2018 | 9.553 | 9.8162 | 10.0028 | 9.9507 | 10.2077 | 10.5456 | 10.8165 | 10.9343
| SP15 | Summer | 5.3072 | 5.4884 | 5.7168 | 5.9083 | 6.0816 | 6.2732 | 6.5366 | 6.853 | 7.244 | 7.3138 | 7.3108 | 7.6809 | 8.0834 | 8.4771 | 8.8233 | 9.0364 | 9.2518 | 9.663 | 9.9862 | 10.2228 | 10.1107 | 10.3377 | 10.7056 | 10.9965 | 11.1243
| SP15 | Winter | 5.5172 | 5.8584 | 6.1568 | 6.3683 | 6.5316 | 6.7432 | 7.0166 | 7.333 | 7.744 | 7.8338 | 7.8508 | 8.2409 | 8.6634 | 9.0571 | 9.4333 | 9.6564 | 9.8818 | 10.303 | 10.6362 | 10.8828 | 10.7907 | 11.0277 | 11.3956 | 11.7065 | 11.8543
| SP15 | Shoulder | 5.3772 | 5.6084 | 5.8668 | 6.0583 | 6.2316 | 6.4232 | 6.7066 | 7.003 | 7.404 | 7.4738 | 7.4808 | 7.8609 | 8.2734 | 8.6571 | 9.0233 | 9.2364 | 9.4618 | 9.873 | 10.1962 | 10.4328 | 10.3307 | 10.5577 | 10.9356 | 11.2265 | 11.3543
| SPP_N | Summer | 4.9072 | 5.0984 | 5.2868 | 5.4883 | 5.7116 | 5.9832 | 6.2166 | 6.453 | 6.754 | 6.8438 | 6.7808 | 7.1309 | 7.5734 | 7.9471 | 8.3033 | 8.4864 | 8.6918 | 9.073 | 9.3962 | 9.6228 | 9.5207 | 9.7477 | 10.1056 | 10.4065 | 10.5243
| SPP_N | Winter | 5.1272 | 5.4584 | 5.7068 | 5.9283 | 6.1616 | 6.4532 | 6.7066 | 6.953 | 7.264 | 7.3638 | 7.3208 | 7.6809 | 8.1434 | 8.5371 | 8.9033 | 9.0964 | 9.3118 | 9.713 | 10.0462 | 10.2828 | 10.1907 | 10.4277 | 10.7956 | 11.1065 | 11.2543
| SPP_N | Shoulder | 4.9672 | 5.2084 | 5.4268 | 5.6283 | 5.8516 | 6.1532 | 6.3866 | 6.613 | 6.934 | 7.0238 | 6.9708 | 7.3109 | 7.7634 | 8.1571 | 8.5033 | 8.6964 | 8.9018 | 9.293 | 9.6262 | 9.8528 | 9.7407 | 9.9677 | 10.3356 | 10.6465 | 10.7643
| SPP_S | Summer | 5.0072 | 5.2484 | 5.5268 | 5.7283 | 5.9516 | 6.1732 | 6.3266 | 6.513 | 6.794 | 6.8738 | 6.8208 | 7.1409 | 7.5634 | 7.9471 | 8.2933 | 8.4864 | 8.7018 | 9.053 | 9.3062 | 9.5028 | 9.4307 | 9.6877 | 10.0056 | 10.2765 | 10.3843
| SPP_S | Winter | 5.2372 | 5.6184 | 5.9768 | 6.1983 | 6.4316 | 6.6632 | 6.8266 | 7.023 | 7.314 | 7.3938 | 7.3608 | 7.6909 | 8.1334 | 8.5371 | 8.8933 | 9.0964 | 9.3218 | 9.683 | 9.9462 | 10.1528 | 10.0907 | 10.3577 | 10.6856 | 10.9765 | 11.1043
| SPP_S | Shoulder | 5.0772 | 5.3684 | 5.6768 | 5.8883 | 6.1116 | 6.3432 | 6.4966 | 6.683 | 6.974 | 7.0538 | 7.0008 | 7.3209 | 7.7534 | 8.1471 | 8.4933 | 8.6964 | 8.9118 | 9.263 | 9.5262 | 9.7228 | 9.6507 | 9.9077 | 10.2356 | 10.5165 | 10.6243
| TVA | Summer | 5.2772 | 5.5284 | 5.8268 | 6.0683 | 6.2716 | 6.4832 | 6.6166 | 6.793 | 7.054 | 7.1038 | 7.0608 | 7.3609 | 7.7934 | 8.1871 | 8.5533 | 8.7564 | 8.9618 | 9.303 | 9.5662 | 9.7628 | 9.6707 | 9.9177 | 10.2656 | 10.5265 | 10.6543
| TVA | Winter | 5.5272 | 5.9584 | 6.3068 | 6.5583 | 6.7716 | 6.9832 | 7.1266 | 7.303 | 7.554 | 7.6138 | 7.5808 | 7.8909 | 8.3334 | 8.7471 | 9.1233 | 9.3264 | 9.5518 | 9.893 | 10.1462 | 10.3528 | 10.2707 | 10.5277 | 10.8756 | 11.1465 | 11.2843
| TVA | Shoulder | 5.3772 | 5.6784 | 5.9968 | 6.2283 | 6.4416 | 6.6532 | 6.7966 | 6.963 | 7.224 | 7.2738 | 7.2408 | 7.5409 | 7.9834 | 8.3771 | 8.7333 | 8.9464 | 9.1518 | 9.493 | 9.7562 | 9.9528 | 9.8707 | 10.1177 | 10.4556 | 10.7265 | 10.8543
| VACAR | Summer | 5.6272 | 6.0584 | 6.4068 | 6.4783 | 6.6916 | 6.9132 | 7.0966 | 7.273 | 7.544 | 7.5738 | 7.5008 | 7.7909 | 8.2034 | 8.6071 | 8.9633 | 9.1664 | 9.4018 | 9.783 | 10.0862 | 10.2828 | 10.1807 | 10.3977 | 10.7356 | 10.9765 | 11.0443
| VACAR | Winter | 6.8772 | 6.8684 | 7.1668 | 7.2083 | 7.4416 | 7.6732 | 7.8666 | 8.043 | 8.324 | 8.3838 | 8.3008 | 8.6109 | 9.0634 | 9.4871 | 9.8633 | 10.0864 | 10.3418 | 10.743 | 11.0462 | 11.2528 | 11.1707 | 11.3977 | 11.7456 | 12.0165 | 12.1043
| VACAR | Shoulder | 5.8172 | 6.2984 | 6.6368 | 6.6983 | 6.9216 | 7.1532 | 7.3266 | 7.503 | 7.784 | 7.8238 | 7.7408 | 8.0409 | 8.4734 | 8.8771 | 9.2433 | 9.4464 | 9.6918 | 10.083 | 10.3762 | 10.5928 | 10.4807 | 10.7077 | 11.0456 | 11.2965 | 11.3743
The input assumptions contained herein reflect a joint assumptions development process between EIPC, EIPC stakeholders and CRA for purposes of EIPC capacity expansion modeling.
As such, these inputs do not necessarily reflect the opinions or views of CRA or any individual EIPC stakeholder.

## F1S6_Increase_RPS
| Title | Short Description
Future | BAU | Business As Usual
Sensitivity | F1S6_Increase_RPS | Increase state EE/DR levels and RPS reqs by 5 percentage points each
Worksheets Affected | Table 26 App C State RPS Rev.
Table 30 Demand Response
Table 31 - RPS Imports
Table 32 - RPS Existing
Table 33 - RPS New
Table 34 EE Energy Targets
Table 35 EE Peak Targets
Table 30. Demand Response
Based on State results from FERC National Assessment of Demand Response
Percentage of Peak Demand available as Demand Response Supply
Growth of DR of 5% between 2011 and 2030 |  | 5% | 0.25% | 0.5% | 0.75% | 1% | 1.25% | 1.5% | 1.75% | 2% | 2.25% | 2.5% | 2.75% | 3% | 3.25% | 3.5% | 3.75% | 4% | 4.25% | 4.5% | 4.75% | 5% | 5% | 5% | 5% | 5% | 5% | 5% | 5% | 5% | 5% | 5% | 5% | 5% | 5% | 5% | 5% | 5% | 5% | 5% | 5% | 5%
NEEM Region | State to use | 2010 | 2011 | 2012 | 2013 | 2014 | 2015 | 2016 | 2017 | 2018 | 2019 | 2020 | 2021 | 2022 | 2023 | 2024 | 2025 | 2026 | 2027 | 2028 | 2029 | 2030 | 2031 | 2032 | 2033 | 2034 | 2035 | 2036 | 2037 | 2038 | 2039 | 2040 | 2041 | 2042 | 2043 | 2044 | 2045 | 2046 | 2047 | 2048 | 2049 | 2050
ENT | AR+LA+MS | 4.7% | 4.95% | 5.1% | 5.25% | 5.4% | 5.65% | 6.4% | 7.15% | 8% | 8.75% | 9.6% | 10.45% | 11.3% | 12.15% | 13% | 13.85% | 14.1% | 14.35% | 14.6% | 14.85% | 15.1% | 15.1% | 15.1% | 15.1% | 15.1% | 15.1% | 15.1% | 15.1% | 15.1% | 15.1% | 15.1% | 15.1% | 15.1% | 15.1% | 15.1% | 15.1% | 15.1% | 15.1% | 15.1% | 15.1% | 15.1%
FRCC | FL | 5.7% | 5.85% | 5.9% | 6.05% | 6.2% | 6.35% | 6.9% | 7.45% | 8% | 8.65% | 9.3% | 9.95% | 10.6% | 11.35% | 12% | 12.65% | 12.9% | 13.15% | 13.4% | 13.65% | 13.9% | 13.9% | 13.9% | 13.9% | 13.9% | 13.9% | 13.9% | 13.9% | 13.9% | 13.9% | 13.9% | 13.9% | 13.9% | 13.9% | 13.9% | 13.9% | 13.9% | 13.9% | 13.9% | 13.9% | 13.9%
MAPP_US | ND | 1.1% | 1.25% | 1.5% | 1.75% | 2% | 2.25% | 2.9% | 3.55% | 4.3% | 4.95% | 5.6% | 6.35% | 7% | 7.65% | 8.4% | 9.05% | 9.3% | 9.55% | 9.8% | 10.05% | 10.3% | 10.3% | 10.3% | 10.3% | 10.3% | 10.3% | 10.3% | 10.3% | 10.3% | 10.3% | 10.3% | 10.3% | 10.3% | 10.3% | 10.3% | 10.3% | 10.3% | 10.3% | 10.3% | 10.3% | 10.3%
MISO_IN | IN | 5.7% | 5.85% | 6% | 6.15% | 6.4% | 6.55% | 6.9% | 7.25% | 7.7% | 8.05% | 8.5% | 8.95% | 9.4% | 9.85% | 10.3% | 10.75% | 11% | 11.25% | 11.5% | 11.75% | 12% | 12% | 12% | 12% | 12% | 12% | 12% | 12% | 12% | 12% | 12% | 12% | 12% | 12% | 12% | 12% | 12% | 12% | 12% | 12% | 12%
MISO_MI | MI | 8.8% | 8.95% | 9.1% | 9.25% | 9.3% | 9.45% | 10.1% | 10.65% | 11.3% | 11.95% | 12.6% | 13.35% | 14% | 14.75% | 15.4% | 16.15% | 16.4% | 16.65% | 16.9% | 17.15% | 17.4% | 17.4% | 17.4% | 17.4% | 17.4% | 17.4% | 17.4% | 17.4% | 17.4% | 17.4% | 17.4% | 17.4% | 17.4% | 17.4% | 17.4% | 17.4% | 17.4% | 17.4% | 17.4% | 17.4% | 17.4%
MISO_MO-IL | MO | 1.6% | 1.75% | 2% | 2.25% | 2.5% | 2.65% | 3.7% | 4.65% | 5.7% | 6.65% | 7.7% | 8.65% | 9.7% | 10.75% | 11.7% | 12.75% | 13% | 13.25% | 13.5% | 13.75% | 14% | 14% | 14% | 14% | 14% | 14% | 14% | 14% | 14% | 14% | 14% | 14% | 14% | 14% | 14% | 14% | 14% | 14% | 14% | 14% | 14%
MISO_W | MN+IA+SD | 9.8% | 9.85% | 9.9% | 10.05% | 10.1% | 10.25% | 10.5% | 10.85% | 11.2% | 11.45% | 11.9% | 12.35% | 12.8% | 13.25% | 13.7% | 14.15% | 14.4% | 14.65% | 14.9% | 15.15% | 15.4% | 15.4% | 15.4% | 15.4% | 15.4% | 15.4% | 15.4% | 15.4% | 15.4% | 15.4% | 15.4% | 15.4% | 15.4% | 15.4% | 15.4% | 15.4% | 15.4% | 15.4% | 15.4% | 15.4% | 15.4%
MISO_WUMS | WI | 1.4% | 1.65% | 1.9% | 2.15% | 2.4% | 2.55% | 3.2% | 3.75% | 4.3% | 4.85% | 5.5% | 6.05% | 6.6% | 7.25% | 7.8% | 8.45% | 8.7% | 8.95% | 9.2% | 9.45% | 9.7% | 9.7% | 9.7% | 9.7% | 9.7% | 9.7% | 9.7% | 9.7% | 9.7% | 9.7% | 9.7% | 9.7% | 9.7% | 9.7% | 9.7% | 9.7% | 9.7% | 9.7% | 9.7% | 9.7% | 9.7%
NE | NE | 10.7% | 10.75% | 10.8% | 10.85% | 11% | 11.05% | 11.5% | 12.05% | 12.5% | 12.95% | 13.6% | 14.15% | 14.8% | 15.45% | 16.1% | 16.65% | 16.9% | 17.15% | 17.4% | 17.65% | 17.9% | 17.9% | 17.9% | 17.9% | 17.9% | 17.9% | 17.9% | 17.9% | 17.9% | 17.9% | 17.9% | 17.9% | 17.9% | 17.9% | 17.9% | 17.9% | 17.9% | 17.9% | 17.9% | 17.9% | 17.9%
NEISO | ME+NH+VT+MA+RI+CT | 7.5% | 10.95% | 11% | 11.15% | 11.3% | 11.45% | 12% | 12.55% | 13.1% | 13.75% | 14.3% | 14.95% | 15.6% | 16.25% | 16.8% | 17.45% | 17.7% | 17.95% | 18.2% | 18.45% | 18.7% | 18.7% | 18.7% | 18.7% | 18.7% | 18.7% | 18.7% | 18.7% | 18.7% | 18.7% | 18.7% | 18.7% | 18.7% | 18.7% | 18.7% | 18.7% | 18.7% | 18.7% | 18.7% | 18.7% | 18.7%
NYISO_A-F | NY | 8.1% | 8.35% | 8.5% | 8.65% | 8.8% | 9.05% | 9.3% | 9.65% | 10% | 10.35% | 10.8% | 11.15% | 11.6% | 11.95% | 12.4% | 12.85% | 13.1% | 13.35% | 13.6% | 13.85% | 14.1% | 14.1% | 14.1% | 14.1% | 14.1% | 14.1% | 14.1% | 14.1% | 14.1% | 14.1% | 14.1% | 14.1% | 14.1% | 14.1% | 14.1% | 14.1% | 14.1% | 14.1% | 14.1% | 14.1% | 14.1%
NYISO_G-I | NY | 8.1% | 8.35% | 8.5% | 8.65% | 8.8% | 9.05% | 9.3% | 9.65% | 10% | 10.35% | 10.8% | 11.15% | 11.6% | 11.95% | 12.4% | 12.85% | 13.1% | 13.35% | 13.6% | 13.85% | 14.1% | 14.1% | 14.1% | 14.1% | 14.1% | 14.1% | 14.1% | 14.1% | 14.1% | 14.1% | 14.1% | 14.1% | 14.1% | 14.1% | 14.1% | 14.1% | 14.1% | 14.1% | 14.1% | 14.1% | 14.1%
NYISO_J-K | NY | 8.1% | 8.35% | 8.5% | 8.65% | 8.8% | 9.05% | 9.3% | 9.65% | 10% | 10.35% | 10.8% | 11.15% | 11.6% | 11.95% | 12.4% | 12.85% | 13.1% | 13.35% | 13.6% | 13.85% | 14.1% | 14.1% | 14.1% | 14.1% | 14.1% | 14.1% | 14.1% | 14.1% | 14.1% | 14.1% | 14.1% | 14.1% | 14.1% | 14.1% | 14.1% | 14.1% | 14.1% | 14.1% | 14.1% | 14.1% | 14.1%
NonRTO_Midwest | KY | 1.7% | 1.95% | 2.1% | 2.35% | 2.6% | 2.85% | 3.4% | 4.05% | 4.6% | 5.25% | 5.9% | 6.55% | 7.2% | 7.85% | 8.4% | 9.05% | 9.3% | 9.55% | 9.8% | 10.05% | 10.3% | 10.3% | 10.3% | 10.3% | 10.3% | 10.3% | 10.3% | 10.3% | 10.3% | 10.3% | 10.3% | 10.3% | 10.3% | 10.3% | 10.3% | 10.3% | 10.3% | 10.3% | 10.3% | 10.3% | 10.3%
PJM_E | NJ+DE | 4.2% | 4.35% | 4.5% | 4.75% | 4.9% | 5.05% | 5.7% | 6.25% | 6.8% | 7.45% | 8.1% | 8.65% | 9.3% | 9.95% | 10.6% | 11.25% | 11.5% | 11.75% | 12% | 12.25% | 12.5% | 12.5% | 12.5% | 12.5% | 12.5% | 12.5% | 12.5% | 12.5% | 12.5% | 12.5% | 12.5% | 12.5% | 12.5% | 12.5% | 12.5% | 12.5% | 12.5% | 12.5% | 12.5% | 12.5% | 12.5%
PJM_ROM | PA+MD | 9% | 9.05% | 9.1% | 9.15% | 9.3% | 9.45% | 9.9% | 10.35% | 10.9% | 11.35% | 11.9% | 12.45% | 13.1% | 13.65% | 14.2% | 14.75% | 15% | 15.25% | 15.5% | 15.75% | 16% | 16% | 16% | 16% | 16% | 16% | 16% | 16% | 16% | 16% | 16% | 16% | 16% | 16% | 16% | 16% | 16% | 16% | 16% | 16% | 16%
PJM_ROR | VA+WV+OH+IL | 3.4% | 3.55% | 3.8% | 3.95% | 4.1% | 4.35% | 5.1% | 5.95% | 6.7% | 7.55% | 8.4% | 9.25% | 10.1% | 10.95% | 11.8% | 12.65% | 12.9% | 13.15% | 13.4% | 13.65% | 13.9% | 13.9% | 13.9% | 13.9% | 13.9% | 13.9% | 13.9% | 13.9% | 13.9% | 13.9% | 13.9% | 13.9% | 13.9% | 13.9% | 13.9% | 13.9% | 13.9% | 13.9% | 13.9% | 13.9% | 13.9%
SOCO | GA+AL | 4.9% | 5.05% | 5.3% | 5.45% | 5.6% | 5.75% | 6.6% | 7.45% | 8.3% | 9.15% | 10.1% | 11.05% | 12% | 12.95% | 13.9% | 14.85% | 15.1% | 15.35% | 15.6% | 15.85% | 16.1% | 16.1% | 16.1% | 16.1% | 16.1% | 16.1% | 16.1% | 16.1% | 16.1% | 16.1% | 16.1% | 16.1% | 16.1% | 16.1% | 16.1% | 16.1% | 16.1% | 16.1% | 16.1% | 16.1% | 16.1%
SPP_N | KS | 2.7% | 2.95% | 3.1% | 3.35% | 3.6% | 3.75% | 4.4% | 5.15% | 5.8% | 6.45% | 7.1% | 7.85% | 8.5% | 9.25% | 9.9% | 10.65% | 10.9% | 11.15% | 11.4% | 11.65% | 11.9% | 11.9% | 11.9% | 11.9% | 11.9% | 11.9% | 11.9% | 11.9% | 11.9% | 11.9% | 11.9% | 11.9% | 11.9% | 11.9% | 11.9% | 11.9% | 11.9% | 11.9% | 11.9% | 11.9% | 11.9%
SPP_S | OK | 0.2% | 0.45% | 0.7% | 0.95% | 1.2% | 1.45% | 2.6% | 3.65% | 4.8% | 5.95% | 7.1% | 8.15% | 9.3% | 10.45% | 11.6% | 12.75% | 13% | 13.25% | 13.5% | 13.75% | 14% | 14% | 14% | 14% | 14% | 14% | 14% | 14% | 14% | 14% | 14% | 14% | 14% | 14% | 14% | 14% | 14% | 14% | 14% | 14% | 14%
TVA | TN | 5.3% | 5.45% | 5.6% | 5.75% | 5.9% | 6.05% | 6.5% | 7.05% | 7.6% | 8.15% | 8.7% | 9.35% | 9.9% | 10.55% | 11.1% | 11.75% | 12% | 12.25% | 12.5% | 12.75% | 13% | 13% | 13% | 13% | 13% | 13% | 13% | 13% | 13% | 13% | 13% | 13% | 13% | 13% | 13% | 13% | 13% | 13% | 13% | 13% | 13%
VACAR | SC+NC | 4.8% | 5.05% | 5.2% | 5.35% | 5.5% | 5.65% | 6.4% | 7.05% | 7.8% | 8.45% | 9.3% | 10.05% | 10.8% | 11.65% | 12.4% | 13.15% | 13.4% | 13.65% | 13.9% | 14.15% | 14.4% | 14.4% | 14.4% | 14.4% | 14.4% | 14.4% | 14.4% | 14.4% | 14.4% | 14.4% | 14.4% | 14.4% | 14.4% | 14.4% | 14.4% | 14.4% | 14.4% | 14.4% | 14.4% | 14.4% | 14.4%
ERCOT | TX | 1.1% | 1.35% | 1.5% | 1.75% | 2% | 2.25% | 3.2% | 4.15% | 5.1% | 5.95% | 7% | 7.95% | 8.9% | 9.85% | 10.8% | 11.75% | 12% | 12.25% | 12.5% | 12.75% | 13% | 13% | 13% | 13% | 13% | 13% | 13% | 13% | 13% | 13% | 13% | 13% | 13% | 13% | 13% | 13% | 13% | 13% | 13% | 13% | 13%
AZ_NM_SNV_Coal | AZ | 1.2% | 1.35% | 1.6% | 1.85% | 2.1% | 2.35% | 3% | 3.65% | 4.3% | 4.95% | 5.6% | 6.25% | 6.9% | 7.65% | 8.3% | 8.95% | 9.2% | 9.45% | 9.7% | 9.95% | 10.2% | 10.2% | 10.2% | 10.2% | 10.2% | 10.2% | 10.2% | 10.2% | 10.2% | 10.2% | 10.2% | 10.2% | 10.2% | 10.2% | 10.2% | 10.2% | 10.2% | 10.2% | 10.2% | 10.2% | 10.2%
NP15 | CA | 6.4% | 7.35% | 7.4% | 7.55% | 7.7% | 7.85% | 8% | 8.15% | 8.4% | 8.55% | 8.9% | 9.15% | 9.5% | 9.75% | 10.1% | 10.35% | 10.6% | 10.85% | 11.1% | 11.35% | 11.6% | 11.6% | 11.6% | 11.6% | 11.6% | 11.6% | 11.6% | 11.6% | 11.6% | 11.6% | 11.6% | 11.6% | 11.6% | 11.6% | 11.6% | 11.6% | 11.6% | 11.6% | 11.6% | 11.6% | 11.6%
NWPP_Coal | WA | 0% | 0.25% | 0.5% | 0.75% | 1% | 1.25% | 1.9% | 2.55% | 3.1% | 3.75% | 4.4% | 5.05% | 5.7% | 6.35% | 6.9% | 7.55% | 7.8% | 8.05% | 8.3% | 8.55% | 8.8% | 8.8% | 8.8% | 8.8% | 8.8% | 8.8% | 8.8% | 8.8% | 8.8% | 8.8% | 8.8% | 8.8% | 8.8% | 8.8% | 8.8% | 8.8% | 8.8% | 8.8% | 8.8% | 8.8% | 8.8%
RMPA | CO | 3.8% | 3.95% | 4.1% | 4.35% | 4.5% | 4.75% | 5.1% | 5.45% | 5.8% | 6.15% | 6.6% | 7.05% | 7.5% | 7.85% | 8.3% | 8.75% | 9% | 9.25% | 9.5% | 9.75% | 10% | 10% | 10% | 10% | 10% | 10% | 10% | 10% | 10% | 10% | 10% | 10% | 10% | 10% | 10% | 10% | 10% | 10% | 10% | 10% | 10%
SP15 | CA | 6.4% | 7.35% | 7.4% | 7.55% | 7.7% | 7.85% | 8% | 8.15% | 8.4% | 8.55% | 8.9% | 9.15% | 9.5% | 9.75% | 10.1% | 10.35% | 10.6% | 10.85% | 11.1% | 11.35% | 11.6% | 11.6% | 11.6% | 11.6% | 11.6% | 11.6% | 11.6% | 11.6% | 11.6% | 11.6% | 11.6% | 11.6% | 11.6% | 11.6% | 11.6% | 11.6% | 11.6% | 11.6% | 11.6% | 11.6% | 11.6%
ALB | ND | 1.1% | 1.25% | 1.5% | 1.75% | 2% | 2.25% | 2.9% | 3.55% | 4.3% | 4.95% | 5.6% | 6.35% | 7% | 7.65% | 8.4% | 9.05% | 9.3% | 9.55% | 9.8% | 10.05% | 10.3% | 10.3% | 10.3% | 10.3% | 10.3% | 10.3% | 10.3% | 10.3% | 10.3% | 10.3% | 10.3% | 10.3% | 10.3% | 10.3% | 10.3% | 10.3% | 10.3% | 10.3% | 10.3% | 10.3% | 10.3%
BC | WA | 0% | 0.25% | 0.5% | 0.75% | 1% | 1.25% | 1.9% | 2.55% | 3.1% | 3.75% | 4.4% | 5.05% | 5.7% | 6.35% | 6.9% | 7.55% | 7.8% | 8.05% | 8.3% | 8.55% | 8.8% | 8.8% | 8.8% | 8.8% | 8.8% | 8.8% | 8.8% | 8.8% | 8.8% | 8.8% | 8.8% | 8.8% | 8.8% | 8.8% | 8.8% | 8.8% | 8.8% | 8.8% | 8.8% | 8.8% | 8.8%
HQ | X
HQ_Dummy | X
MAPP_CA | ND | 1.1% | 1.25% | 1.5% | 1.75% | 2% | 2.25% | 2.9% | 3.55% | 4.3% | 4.95% | 5.6% | 6.35% | 7% | 7.65% | 8.4% | 9.05% | 9.3% | 9.55% | 9.8% | 10.05% | 10.3% | 10.3% | 10.3% | 10.3% | 10.3% | 10.3% | 10.3% | 10.3% | 10.3% | 10.3% | 10.3% | 10.3% | 10.3% | 10.3% | 10.3% | 10.3% | 10.3% | 10.3% | 10.3% | 10.3% | 10.3%
IESO | NY | 8.1% | 8.35% | 8.5% | 8.65% | 8.8% | 9.05% | 9.3% | 9.65% | 10% | 10.35% | 10.8% | 11.15% | 11.6% | 11.95% | 12.4% | 12.85% | 13.1% | 13.35% | 13.6% | 13.85% | 14.1% | 14.1% | 14.1% | 14.1% | 14.1% | 14.1% | 14.1% | 14.1% | 14.1% | 14.1% | 14.1% | 14.1% | 14.1% | 14.1% | 14.1% | 14.1% | 14.1% | 14.1% | 14.1% | 14.1% | 14.1%
Table 34. Energy Efficiency Resource Standards - Energy Savings from 2010 on
Sources of Information: |  | 2010: (1) FERC's December 2010 "Renewable Power & Energy Efficiency: Energy Efficiency Resource Standards (EERS) and Goals"
(2) ACEEE's October 2010 "The 2010 State Energy Efficiency Scorecard"
(3) U.S. DOE's July 2010 "State Energy Efficiency Resource Standards Analysis"
5% added between 2011 and date when full savings achieved
Reserve Margin Region | NEEM Region |  | 2010 | 2011 | 2012 | 2013 | 2014 | 2015 | 2016 | 2017 | 2018 | 2019 | 2020 | 2021 | 2022 | 2023 | 2024 | 2025 | 2026 | 2027 | 2028 | 2029 | 2030
AK | AK | bar: 2010 to 2030
AZNM_SNV | AZNM_SNV |  | 0.8% | 1.8% | 3% | 4.5% | 6.1% | 7.8% | 9.3% | 10.8% | 12.3% | 13.8% | 15.3% | 15.3% | 15.4% | 15.4% | 15.4% | 15.4% | 15.4% | 15.4% | 15.4% | 15.4% | 15.4%
ENT | ENT |  | 0% | 0.1% | 0.2% | 0.4% | 0.4% | 0.4% | 0.4% | 0.4% | 0.4% | 0.4% | 0.4% | 0.4% | 0.4% | 0.4% | 0.4% | 0.4% | 0.4% | 0.4% | 0.4% | 0.4% | 0.4%
ERCOT | ERCOT |  | 0.4% | 0.8% | 1.2% | 1.6% | 2% | 2.4% | 2.8% | 3.2% | 3.6% | 4% | 4.4% | 4.8% | 5.2% | 5.6% | 6% | 6.4% | 6.8% | 7.2% | 7.6% | 8% | 8.4%
FRCC | FRCC |  | 0.4% | 0.7% | 1.1% | 1.4% | 1.8% | 2.1% | 2.5% | 2.8% | 3.2% | 3.5% | 3.5% | 3.5% | 3.5% | 3.5% | 3.5% | 3.5% | 3.5% | 3.5% | 3.5% | 3.5% | 3.5%
HI | HI |  | 1% | 2% | 3% | 4% | 5% | 6% | 7% | 8% | 9% | 10% | 11% | 12% | 13% | 14% | 15% | 16% | 17% | 18% | 19% | 20% | 21%
MISO | MISO_IN |  | 0.3% | 0.8% | 1.5% | 2.4% | 3.5% | 4.8% | 6.2% | 7.9% | 9.7% | 11.7% | 11.7% | 11.7% | 11.7% | 11.7% | 11.7% | 11.7% | 11.7% | 11.7% | 11.7% | 11.7% | 11.7%
MISO | MISO_MI |  | 0.5% | 1.3% | 2.3% | 3.3% | 4.3% | 5.3% | 6.3% | 7.3% | 8.3% | 9.3% | 10.3% | 10.3% | 10.3% | 10.3% | 10.3% | 10.3% | 10.3% | 10.3% | 10.3% | 10.3% | 10.3%
MISO | MISO_MO-IL |  | 0.4% | 1.1% | 2% | 3.2% | 4.6% | 6.3% | 8% | 9.6% | 11.3% | 13% | 14.7% | 14.7% | 14.7% | 14.7% | 14.7% | 14.7% | 14.7% | 14.7% | 14.7% | 14.7% | 14.7%
MISO | MISO_W |  | 1.2% | 2.4% | 3.7% | 4.6% | 5.5% | 6.5% | 6.5% | 6.5% | 6.5% | 6.5% | 6.5% | 6.5% | 6.5% | 6.5% | 6.5% | 6.5% | 6.5% | 6.5% | 6.5% | 6.5% | 6.5%
MISO | MISO_WUMS |  | 1% | 2.1% | 3.5% | 5.1% | 6.9% | 8.9% | 8.9% | 8.9% | 8.9% | 8.9% | 8.9% | 8.9% | 8.9% | 8.9% | 8.9% | 8.9% | 8.9% | 8.9% | 8.9% | 8.9% | 8.9%
SPP | NE | bar: 1% to 21%
NEISO | NEISO |  | 1.2% | 2.8% | 4.4% | 4.9% | 5.4% | 6% | 6.5% | 7.1% | 7.6% | 8.1% | 8.7% | 8.7% | 8.7% | 8.7% | 8.7% | 8.7% | 8.7% | 8.7% | 8.7% | 8.7% | 8.7%
Non-RTO Midwest | Non-RTO Midwest | bar: 1% to 21%
CA | NP15 |  | 1% | 2% | 3% | 3% | 3% | 3% | 3% | 3% | 3% | 3% | 3% | 3% | 3% | 3% | 3% | 3% | 3% | 3% | 3% | 3% | 3%
NWPP | NWPP |  | 0.5% | 1.1% | 1.7% | 2.3% | 2.9% | 3.5% | 3.7% | 3.8% | 4% | 4.1% | 4.3% | 4.4% | 4.6% | 4.7% | 4.9% | 5% | 5% | 5% | 5% | 5% | 5%
NYISO | NYISO_AF |  | 1.9% | 4.4% | 6.9% | 9.4% | 11.9% | 14.4% | 14.4% | 14.4% | 14.4% | 14.4% | 14.4% | 14.4% | 14.4% | 14.4% | 14.4% | 14.4% | 14.4% | 14.4% | 14.4% | 14.4% | 14.4%
NYISO | NYISO_GI |  | 1.9% | 4.4% | 6.9% | 9.4% | 11.9% | 14.4% | 14.4% | 14.4% | 14.4% | 14.4% | 14.4% | 14.4% | 14.4% | 14.4% | 14.4% | 14.4% | 14.4% | 14.4% | 14.4% | 14.4% | 14.4%
NYISO | NYISO_JK |  | 1.9% | 4.4% | 6.9% | 9.4% | 11.9% | 14.4% | 14.4% | 14.4% | 14.4% | 14.4% | 14.4% | 14.4% | 14.4% | 14.4% | 14.4% | 14.4% | 14.4% | 14.4% | 14.4% | 14.4% | 14.4%
PJM | PJM EASTERN MAAC |  | 0.8% | 2.4% | 4.5% | 6.5% | 8.6% | 10.6% | 12.4% | 14.1% | 15.9% | 17.6% | 19.4% | 19.4% | 19.4% | 19.4% | 19.4% | 19.4% | 19.4% | 19.4% | 19.4% | 19.4% | 19.4%
PJM | PJM REST OF MAAC |  | 1% | 2.5% | 4% | 5.1% | 5.8% | 6.6% | 6.6% | 6.6% | 6.6% | 6.6% | 6.6% | 6.6% | 6.6% | 6.6% | 6.6% | 6.6% | 6.6% | 6.6% | 6.6% | 6.6% | 6.6%
PJM | PJM REST OF RTO |  | 0.3% | 0.8% | 1.3% | 1.9% | 2.8% | 3.7% | 4.7% | 5.8% | 7.1% | 8.4% | 9.8% | 11.2% | 12.5% | 13.6% | 14.7% | 15.8% | 15.8% | 15.8% | 15.8% | 15.8% | 15.8%
RMPA | RMPA |  | 0.6% | 1.2% | 1.8% | 2.4% | 3% | 3.6% | 4.2% | 4.9% | 5.5% | 6.1% | 6.7% | 6.7% | 6.7% | 6.7% | 6.7% | 6.7% | 6.7% | 6.7% | 6.7% | 6.7% | 6.7%
SOCO | SOCO | bar: 1% to 21%
CA | SP15 |  | 1% | 2% | 3% | 3% | 3% | 3% | 3% | 3% | 3% | 3% | 3% | 3% | 3% | 3% | 3% | 3% | 3% | 3% | 3% | 3% | 3%
SPP | SPP_N | bar: 1% to 21%
SPP | SPP_S |  | 0% | 0.8% | 1.5% | 2.3% | 3% | 3.8% | 3.8% | 3.8% | 3.8% | 3.8% | 3.8% | 3.8% | 3.8% | 3.8% | 3.8% | 3.8% | 3.8% | 3.8% | 3.8% | 3.8% | 3.8%
TVA | TVA | bar: 1% to 21%
VACAR | VACAR |  | 0.2% | 0.3% | 0.5% | 0.6% | 0.8% | 0.9% | 1.1% | 1.4% | 1.6% | 2.1% | 2.6% | 3.1% | 3.1% | 3.1% | 3.1% | 3.1% | 3.1% | 3.1% | 3.1% | 3.1% | 3.1%
Table 35. Energy Efficiency Resource Standards - Peak Demand Savings from 2010 on
Sources of Information: |  | (1) FERC's December 2010 "Renewable Power & Energy Efficiency: Energy Efficiency Resource Standards (EERS) and Goals"
(2) ACEEE's October 2010 "The 2010 State Energy Efficiency Scorecard"
(3) U.S. DOE's July 2010 "State Energy Efficiency Resource Standards Analysis"
5% added between 2011 and date when full savings achieved
Reserve Margin Region | NEEM Region |  | 2010 | 2011 | 2012 | 2013 | 2014 | 2015 | 2016 | 2017 | 2018 | 2019 | 2020 | 2021 | 2022 | 2023 | 2024 | 2025 | 2026 | 2027 | 2028 | 2029 | 2030
AK | AK | bar: 2010 to 2030
AZNM_SNV | AZNM_SNV |  | 0.7% | 1.8% | 3.1% | 4.7% | 6.4% | 8.1% | 9.8% | 11.5% | 13.1% | 14.8% | 16.4% | 16.4% | 16.5% | 16.5% | 16.5% | 16.5% | 16.5% | 16.5% | 16.5% | 16.5% | 16.5%
ENT | ENT |  | 0% | 0.1% | 0.2% | 0.4% | 0.4% | 0.4% | 0.4% | 0.4% | 0.4% | 0.4% | 0.4% | 0.4% | 0.4% | 0.4% | 0.4% | 0.4% | 0.4% | 0.4% | 0.4% | 0.4% | 0.4%
ERCOT | ERCOT |  | 0.4% | 0.8% | 1.2% | 1.6% | 2% | 2.4% | 2.8% | 3.2% | 3.6% | 4% | 4.4% | 4.8% | 5.2% | 5.6% | 6% | 6.4% | 6.8% | 7.2% | 7.6% | 8% | 8.4%
FRCC | FRCC |  | 0.4% | 0.7% | 1.1% | 1.4% | 1.8% | 2.1% | 2.5% | 2.8% | 3.2% | 3.5% | 3.5% | 3.5% | 3.5% | 3.5% | 3.5% | 3.5% | 3.5% | 3.5% | 3.5% | 3.5% | 3.5%
HI | HI |  | 1% | 2% | 3% | 4% | 5% | 6% | 7% | 8% | 9% | 10% | 11% | 12% | 13% | 14% | 15% | 16% | 17% | 18% | 19% | 20% | 21%
MISO | MISO_IN |  | 0.3% | 0.8% | 1.5% | 2.4% | 3.5% | 4.8% | 6.2% | 7.9% | 9.7% | 11.7% | 11.7% | 11.7% | 11.7% | 11.7% | 11.7% | 11.7% | 11.7% | 11.7% | 11.7% | 11.7% | 11.7%
MISO | MISO_MI |  | 0.5% | 1.3% | 2.3% | 3.3% | 4.3% | 5.3% | 6.3% | 7.3% | 8.3% | 9.3% | 10.3% | 10.3% | 10.3% | 10.3% | 10.3% | 10.3% | 10.3% | 10.3% | 10.3% | 10.3% | 10.3%
MISO | MISO_MO-IL |  | 0% | 0% | 0.1% | 0.1% | 0.2% | 0.3% | 0.4% | 0.5% | 0.5% | 0.6% | 0.7% | 0.7% | 0.7% | 0.7% | 0.7% | 0.7% | 0.7% | 0.7% | 0.7% | 0.7% | 0.7%
MISO | MISO_W |  | 1.2% | 2.4% | 3.7% | 4.6% | 5.5% | 6.5% | 6.5% | 6.5% | 6.5% | 6.5% | 6.5% | 6.5% | 6.5% | 6.5% | 6.5% | 6.5% | 6.5% | 6.5% | 6.5% | 6.5% | 6.5%
MISO | MISO_WUMS |  | 1% | 2.1% | 3.5% | 5.1% | 6.9% | 8.9% | 8.9% | 8.9% | 8.9% | 8.9% | 8.9% | 8.9% | 8.9% | 8.9% | 8.9% | 8.9% | 8.9% | 8.9% | 8.9% | 8.9% | 8.9%
SPP | NE | bar: 1% to 21%
NEISO | NEISO |  | 1.1% | 2.5% | 3.8% | 4.1% | 4.4% | 4.7% | 5% | 5.3% | 5.6% | 5.9% | 6.2% | 6.2% | 6.3% | 6.3% | 6.3% | 6.3% | 6.3% | 6.3% | 6.3% | 6.3% | 6.3%
Non-RTO Midwest | Non-RTO Midwest | bar: 1% to 21%
CA | NP15 |  | 1% | 2% | 3% | 3% | 3% | 3% | 3% | 3% | 3% | 3% | 3% | 3% | 3% | 3% | 3% | 3% | 3% | 3% | 3% | 3% | 3%
NWPP | NWPP |  | 0.5% | 1% | 1.5% | 2% | 2.5% | 3% | 3.3% | 3.5% | 3.7% | 4% | 4.2% | 4.5% | 4.7% | 5% | 5.2% | 5.5% | 5.5% | 5.5% | 5.5% | 5.5% | 5.5%
NYISO | NYISO_AF |  | 1.9% | 4.4% | 6.9% | 9.4% | 11.9% | 14.4% | 14.4% | 14.4% | 14.4% | 14.4% | 14.4% | 14.4% | 14.4% | 14.4% | 14.4% | 14.4% | 14.4% | 14.4% | 14.4% | 14.4% | 14.4%
NYISO | NYISO_GI |  | 1.9% | 4.4% | 6.9% | 9.4% | 11.9% | 14.4% | 14.4% | 14.4% | 14.4% | 14.4% | 14.4% | 14.4% | 14.4% | 14.4% | 14.4% | 14.4% | 14.4% | 14.4% | 14.4% | 14.4% | 14.4%
NYISO | NYISO_JK |  | 1.9% | 4.4% | 6.9% | 9.4% | 11.9% | 14.4% | 14.4% | 14.4% | 14.4% | 14.4% | 14.4% | 14.4% | 14.4% | 14.4% | 14.4% | 14.4% | 14.4% | 14.4% | 14.4% | 14.4% | 14.4%
PJM | PJM EASTERN MAAC |  | 0.6% | 2.2% | 4.1% | 6.1% | 8% | 10% | 11.7% | 13.5% | 15.2% | 17% | 18.7% | 18.7% | 18.7% | 18.7% | 18.7% | 18.7% | 18.7% | 18.7% | 18.7% | 18.7% | 18.7%
PJM | PJM REST OF MAAC |  | 1.2% | 3% | 4.8% | 6.1% | 6.9% | 7.6% | 7.6% | 7.6% | 7.6% | 7.6% | 7.6% | 7.6% | 7.6% | 7.6% | 7.6% | 7.6% | 7.6% | 7.6% | 7.6% | 7.6% | 7.6%
PJM | PJM REST OF RTO |  | 0.3% | 0.8% | 1.3% | 1.9% | 2.8% | 3.7% | 4.7% | 5.8% | 7.1% | 8.4% | 9.8% | 11.2% | 12.5% | 13.6% | 14.7% | 15.8% | 15.8% | 15.8% | 15.8% | 15.8% | 15.8%
RMPA | RMPA |  | 0.9% | 1.7% | 2.6% | 3.4% | 4.3% | 5.2% | 6% | 6.9% | 7.7% | 8.6% | 9.5% | 9.5% | 9.5% | 9.5% | 9.5% | 9.5% | 9.5% | 9.5% | 9.5% | 9.5% | 9.5%
SOCO | SOCO | bar: 1% to 21%
CA | SP15 |  | 1% | 2% | 3% | 3% | 3% | 3% | 3% | 3% | 3% | 3% | 3% | 3% | 3% | 3% | 3% | 3% | 3% | 3% | 3% | 3% | 3%
SPP | SPP_N | bar: 1% to 21%
SPP | SPP_S |  | 0% | 0.8% | 1.5% | 2.3% | 3% | 3.8% | 3.8% | 3.8% | 3.8% | 3.8% | 3.8% | 3.8% | 3.8% | 3.8% | 3.8% | 3.8% | 3.8% | 3.8% | 3.8% | 3.8% | 3.8%
TVA | TVA |  | 0.9% | 2.1% | 3.7% | 3.7% | 3.7% | 3.7% | 3.7% | 3.7% | 3.7% | 3.7% | 3.7% | 3.7% | 3.7% | 3.7% | 3.7% | 3.7% | 3.7% | 3.7% | 3.7% | 3.7% | 3.7%
VACAR | VACAR |  | 0.2% | 0.3% | 0.5% | 0.6% | 0.8% | 0.9% | 1.1% | 1.4% | 1.6% | 2.1% | 2.6% | 3.1% | 3.1% | 3.1% | 3.1% | 3.1% | 3.1% | 3.1% | 3.1% | 3.1% | 3.1%
Added amount of Savings
Reserve Margin Region | NEEM Region |  | 2010 | 2011 | 2012 | 2013 | 2014 | 2015 | 2016 | 2017 | 2018 | 2019 | 2020 | 2021 | 2022 | 2023 | 2024 | 2025 | 2026 | 2027 | 2028 | 2029 | 2030
AK | AK | bar: 2010 to 2030
AZNM_SNV | AZNM_SNV |  | 0% | 0.3% | 0.5% | 0.7% | 1% | 1.3% | 1.5% | 1.8% | 2% | 2.3% | 2.5% | 2.8% | 3% | 3.3% | 3.5% | 3.8% | 4% | 4.3% | 4.5% | 4.8% | 5%
ENT | ENT |  | 0% | 0.1% | 0.1% | 0.2% | 0.3% | 0.3% | 0.4% | 0.5% | 0.5% | 0.6% | 0.7% | 0.7% | 0.8% | 0.9% | 0.9% | 1% | 1.1% | 1.1% | 1.2% | 1.3% | 1.3%
ERCOT | ERCOT |  | 0% | 0.3% | 0.5% | 0.8% | 1% | 1.3% | 1.5% | 1.8% | 2% | 2.3% | 2.5% | 2.8% | 3% | 3.3% | 3.5% | 3.8% | 4% | 4.3% | 4.5% | 4.8% | 5%
FRCC | FRCC |  | 0% | 0.3% | 0.5% | 0.8% | 1% | 1.3% | 1.5% | 1.8% | 2% | 2.3% | 2.5% | 2.8% | 3% | 3.3% | 3.5% | 3.8% | 4% | 4.3% | 4.5% | 4.8% | 5%
HI | HI |  | 0% | 0.3% | 0.5% | 0.8% | 1% | 1.3% | 1.5% | 1.8% | 2% | 2.3% | 2.5% | 2.8% | 3% | 3.3% | 3.5% | 3.8% | 4% | 4.3% | 4.5% | 4.8% | 5%
MISO | MISO_IN |  | 0% | 0.3% | 0.5% | 0.8% | 1% | 1.3% | 1.5% | 1.8% | 2% | 2.3% | 2.5% | 2.8% | 3% | 3.3% | 3.5% | 3.8% | 4% | 4.3% | 4.5% | 4.8% | 5%
MISO | MISO_MI |  | 0% | 0.3% | 0.5% | 0.8% | 1% | 1.3% | 1.5% | 1.8% | 2% | 2.3% | 2.5% | 2.8% | 3% | 3.3% | 3.5% | 3.8% | 4% | 4.3% | 4.5% | 4.8% | 5%
MISO | MISO_MO-IL |  | 0% | 0.2% | 0.4% | 0.6% | 0.8% | 1% | 1.3% | 1.5% | 1.7% | 1.9% | 2.1% | 2.3% | 2.5% | 2.7% | 2.9% | 3.1% | 3.3% | 3.6% | 3.8% | 4% | 4.2%
MISO | MISO_W |  | 0% | 0.2% | 0.4% | 0.6% | 0.9% | 1.1% | 1.3% | 1.5% | 1.7% | 1.9% | 2.1% | 2.4% | 2.6% | 2.8% | 3% | 3.2% | 3.4% | 3.6% | 3.9% | 4.1% | 4.3%
MISO | MISO_WUMS |  | 0% | 0.3% | 0.5% | 0.8% | 1% | 1.3% | 1.5% | 1.8% | 2% | 2.3% | 2.5% | 2.8% | 3% | 3.3% | 3.5% | 3.8% | 4% | 4.3% | 4.5% | 4.8% | 5%
SPP | NE | bar: 0% to 4.2%
NEISO | NEISO |  | 0% | 0.2% | 0.5% | 0.7% | 0.9% | 1.1% | 1.4% | 1.6% | 1.8% | 2% | 2.3% | 2.5% | 2.7% | 3% | 3.2% | 3.4% | 3.6% | 3.9% | 4.1% | 4.3% | 4.6%
Non-RTO Midwest | Non-RTO Midwest | bar: 0% to 4.2%
CA | NP15 |  | 0% | 0.3% | 0.5% | 0.8% | 1% | 1.3% | 1.5% | 1.8% | 2% | 2.3% | 2.5% | 2.8% | 3% | 3.3% | 3.5% | 3.8% | 4% | 4.3% | 4.5% | 4.8% | 5%
NWPP | NWPP |  | 0% | 0.2% | 0.4% | 0.6% | 0.8% | 1% | 1.2% | 1.4% | 1.5% | 1.7% | 1.9% | 2.1% | 2.3% | 2.5% | 2.7% | 2.9% | 3.1% | 3.3% | 3.5% | 3.7% | 3.9%
NYISO | NYISO_AF |  | 0% | 0.3% | 0.5% | 0.8% | 1% | 1.3% | 1.5% | 1.8% | 2% | 2.3% | 2.5% | 2.8% | 3% | 3.3% | 3.5% | 3.8% | 4% | 4.3% | 4.5% | 4.8% | 5%
NYISO | NYISO_GI |  | 0% | 0.3% | 0.5% | 0.8% | 1% | 1.3% | 1.5% | 1.8% | 2% | 2.3% | 2.5% | 2.8% | 3% | 3.3% | 3.5% | 3.8% | 4% | 4.3% | 4.5% | 4.8% | 5%
NYISO | NYISO_JK |  | 0% | 0.3% | 0.5% | 0.8% | 1% | 1.3% | 1.5% | 1.8% | 2% | 2.3% | 2.5% | 2.8% | 3% | 3.3% | 3.5% | 3.8% | 4% | 4.3% | 4.5% | 4.8% | 5%
PJM | PJM EASTERN MAAC |  | 0% | 0.3% | 0.5% | 0.8% | 1% | 1.3% | 1.5% | 1.8% | 2% | 2.3% | 2.5% | 2.7% | 3% | 3.3% | 3.5% | 3.8% | 4% | 4.3% | 4.5% | 4.8% | 5%
PJM | PJM REST OF MAAC |  | 0% | 0.3% | 0.5% | 0.8% | 1% | 1.3% | 1.5% | 1.8% | 2% | 2.3% | 2.5% | 2.8% | 3% | 3.3% | 3.5% | 3.8% | 4% | 4.3% | 4.5% | 4.8% | 5%
PJM | PJM REST OF RTO |  | 0% | 0.3% | 0.5% | 0.8% | 1% | 1.3% | 1.5% | 1.8% | 2% | 2.3% | 2.5% | 2.8% | 3% | 3.3% | 3.5% | 3.8% | 4% | 4.3% | 4.5% | 4.8% | 5%
RMPA | RMPA |  | 0% | 0.2% | 0.3% | 0.5% | 0.6% | 0.8% | 0.9% | 1.1% | 1.2% | 1.4% | 1.5% | 1.7% | 1.8% | 2% | 2.1% | 2.3% | 2.4% | 2.6% | 2.7% | 2.9% | 3%
SOCO | SOCO | bar: 0% to 3.9%
CA | SP15 |  | 0% | 0.3% | 0.5% | 0.8% | 1% | 1.3% | 1.5% | 1.8% | 2% | 2.3% | 2.5% | 2.8% | 3% | 3.3% | 3.5% | 3.8% | 4% | 4.3% | 4.5% | 4.8% | 5%
SPP | SPP_N | bar: 0% to 3.9%
SPP | SPP_S |  | 0% | 0.3% | 0.5% | 0.8% | 1% | 1.3% | 1.5% | 1.8% | 2% | 2.3% | 2.5% | 2.8% | 3% | 3.3% | 3.5% | 3.8% | 4% | 4.3% | 4.5% | 4.8% | 5%
TVA | TVA | bar: 0% to 3.9%
VACAR | VACAR |  | 0% | 0.2% | 0.3% | 0.5% | 0.6% | 0.8% | 0.9% | 1.1% | 1.3% | 1.4% | 1.6% | 1.7% | 1.9% | 2% | 2.2% | 2.3% | 2.5% | 2.7% | 2.8% | 3% | 3.1%

## F1S7_High_PHEV
| Title | Short Description
Future | BAU | Business As Usual
Sensitivity | F1S7_High_PHEV | Higher PHEV levels
Outstanding issues
Worksheets Affected | Exhibit 21 MRN Impacts | PHEV/EV fleet and consequent VMT will be increased over the AEO2011 amounts by 2x in 2015, 4X in 2020, 7x in 2025, and 10x in 2030 and beyond
2040-2050 fleet growth based on AEO sales trend rather than inventory trend
| Exhibit 1 Load Blocks | Load block schedules per 1 million vehicles calculated using heavy charging at peak and light charging at peak. Values multiplied by number of PHEVs (minus BAU amounts) and added to demand and peak demands.
Appendix A, Exhibit 21: Key MRN Parameters
Original BAU Values
|  |  | 2010 | 2015 | 2020 | 2025 | 2030 | 2035 | 2040 | 2045 | 2050
| New vehicle stock (millions) | Plug-in 10/40 Gasoline Hybrid | 0 | 0.17 | 0.49 | 1.14 | 2.23 | 3.56 | 5.65 | 9 | 14.32
|  | 100/200 Mile Electric Vehicle | 0.02 | 0.13 | 0.32 | 0.64 | 1.08 | 1.51 | 2.12 | 2.99 | 4.2
| Total VMT for Light-Duty Vehicles (billions of miles) |  | 2733.552 | 2947.1597 | 3199.0596 | 3465.4707 | 3753.7415 | 4043.7061 | 4356.0695 | 4692.562 | 5055.0475
| Alternative Fuel VMT (billions of miles) | Plug-in 10/40 Gasoline Hybrid | 0 | 1.9531 | 5.935 | 14.3818 | 28.6389 | 46.2024 | 74.5372 | 120.2491 | 193.9949
|  | 100/200 Mile Electric Vehicle | 0.2882 | 1.4878 | 3.7443 | 7.776 | 13.2829 | 18.9172 | 26.9413 | 38.369 | 54.6441
|  | Fraction of VMT that are electric | 0.01054% | 0.1168% | 0.3026% | 0.6394% | 1.117% | 1.61% | 2.33% | 3.38% | 4.919%
|  | Millions of PEVs | 0.02 | 0.3 | 0.81 | 1.78 | 3.31 | 5.07 | 7.77 | 11.99 | 18.52
|  |  | Growth Factor | 3 | 6 | 9 | 10 | 10 | 10 | 10 | 10
| High PHEV Values | Only used in Senstivity so not used in MRN
|  |  | 2010 | 2015 | 2020 | 2025 | 2030 | 2035 | 2040 | 2045 | 2050
| New vehicle stock (millions) | Electric and Plug-in Electric Vehicles | 0.02 | 0.9 | 4.86 | 16.02 | 33.1 | 50.7 | 69.937 | 89.4 | 112.717
Based on 2030-2035 sales growth rate instead of 2030-2035 inventory growth rate
Exhibit 1 Load Block modifications
Load Blocks for 1 million vehicles (MW)
|  |  | 2010: Summer (May-Sep) |  | Shoulder (Mar-Apr, Oct-Nov) |  |  |  |  | Winter (Dec-Feb)
Hours |  |  | 10 | 25 | 75 | 100 | 200 | 300 | 400 | 500 | 800 | 1262 | 25 | 200 | 600 | 900 | 1203 | 25 | 100 | 400 | 700 | 935
|  |  | B1 | B2 | B3 | B4 | B5 | B6 | B7 | B8 | B9 | B10 | B11 | B12 | B13 | B14 | B15 | B16 | B17 | B18 | B19 | B20
| Time Zone | Highest in top 10 hours | [20 empty] | GWh
Peaking | Eastern | 1083.875 | 216.73 | 576.32 | 358.92 | 381.36 | 425.18 | 276.48 | 266.86 | 270.82 | 331.22 | 588.01 | 811.13 | 684.2 | 299.96 | 133.89 | 604.21 | 615.15 | 555.92 | 445.74 | 145.48 | 551.88 | 3550
Peaking | Central | 1083.875 | 0 | 350.63 | 256 | 271.43 | 354.35 | 352.97 | 238.98 | 262.67 | 296.65 | 636.66 | 751.58 | 821.24 | 283.97 | 109.46 | 608.27 | 802.95 | 617.77 | 459.17 | 118.48 | 553.88 | 3550

## F1S7 Table2_Demand
| Title | Short Description
Future | BAU | Business As Usual
Sensitivity | F1S7_High_PHEV | Higher PHEV levels
Table 2 - Energy Demand
Updated for AEO2011 growth rates after 2020 - 2/8/11
NEEM Region | AEO Region for 2020+ Growth Rate | 2011 Energy (GWh) | 2011-2020 Growth Rate Before High PHEV | 2020-2050 Growth Rate Before High PHEV | 2011-2020 Growth Rate After High PHEV | 2020-2050 Growth Rate After High PHEV
AZ_NM_SNV_Coal | AZNM | 124203 | 1.88% | 1.31% | 0.0194 | 0.0153
ENT | SRDA | 159507 | 1.37% | 0.53% | 0.014 | 0.0069
ERCOT | ERCT | 316195 | 1.69% | 0.65% | 0.0172 | 0.0081
FRCC | FRCC | 229020 | 1.73% | 1.24% | 0.0178 | 0.0145
MAPP_US | MROW | 29828 | 0.87% | 0.78% | 0.0089 | 0.0083
MISO_IN | RFCW | 97101 | 1.05% | 0.61% | 0.0108 | 0.008
MISO_MI | RFCM | 94678 | 0.8% | 0.79% | 0.0085 | 0.0104
MISO_MO-IL | SRGW | 96157 | 0.87% | 0.82% | 0.0091 | 0.0102
MISO_W | MROW | 137739 | 0.85% | 0.78% | 0.0089 | 0.0094
MISO_WUMS | MROE | 66425 | 1.1% | 0.66% | 0.0114 | 0.0088
NE | MROW | 29481 | 1.81% | 0.78% | 0.0184 | 0.009
NEISO | NEWE | 129768 | 0.02% | 0% | 0.0006 | 0.0037
NonRTO_Midwest | SRCE | 58092 | 1.66% | 0.49% | 0.0169 | 0.0064
NP15 | CAMX | 110014 | 0.94% | 1% | 0.0102 | 0.0144
NWPP_Coal | NWPP | 246983 | 1.3% | 0.94% | 0.0133 | 0.0108
NYISO_A-F (note A) | NYUP | 63281 | 0.2% | 0.51% | 0.0025 | 0.0084
NYISO_G-I (note A) | NYCW | 19524 | 0.14% | 0.85% | 0.002 | 0.0115
NYISO_J-K (note A) | NYLI | 73315 | 0.39% | 0.88% | 0.0044 | 0.0117
PJM_E | RFCE | 135784 | -0.98% | 0.67% | -0.0094 | 0.0088
PJM_ROM | RFCE | 144050 | 0.86% | 0.67% | 0.0092 | 0.0104
PJM_ROR | RFCW | 520031 | 0.4% | 0.61% | 0.0043 | 0.0079
RMPA | RMPA | 72067 | 1.21% | 1.27% | 0.0125 | 0.0147
SOCO | SRSE | 249461 | 1.94% | 0.81% | 0.0196 | 0.0096
SP15 | CAMX | 179898 | 1.31% | 1% | 0.0136 | 0.0127
SPP_N | SPNO | 75955 | 1.22% | 0.91% | 0.0124 | 0.0101
SPP_S | SPSO | 163927 | 1.15% | 0.64% | 0.0116 | 0.0072
TVA | SRCE | 173627 | 0.97% | 0.49% | 0.0098 | 0.0059
VACAR | SRVC | 236109 | 1.62% | 0.96% | 0.0165 | 0.0112
ALB | NA | 64239 | 1.57% | 1.41% | 0.0157 | 0.0141
BC | NA | 63168 | 1.15% | 0.96% | 0.0115 | 0.0096
IESO | NA | 142313 | -0.29% | 0.67% | -0.0024 | 0.0098
MAPP_CA | NA | 48058 | 2% | 0.78% | 0.0201 | 0.0083
The input assumptions contained herein reflect a joint assumptions development process between EIPC, EIPC stakeholders and CRA for purposes of EIPC capacity expansion modeling.
As such, these inputs do not necessarily reflect the opinions or views of CRA or any individual EIPC stakeholder.

## F1S7 Table3_Peak
| Title | Short Description
Future | BAU | Business As Usual
Sensitivity | F1S7_High_PHEV | Higher PHEV levels
Table 3 - Peak Demand
NEEM Region | Reserve Margin Region | AEO Region for 2020+ Growth Rate | 2011 Peak (MW) | 2011-2020 Growth Rate | 2020-2050 Growth Rate | 2011-2020 Growth Rate after High PHEV | 2020-2050 Growth Rate after High PHEV
AZ_NM_SNV_Coal | AZ_NM_SNV | AZNM | 27169 | 1.91% | 1.31% | 0.0199 | 0.0161
ENT | ENT | SRDA | 29623 | 1.28% | 0.53% | 0.0132 | 0.0078
ERCOT | ERCOT | ERCT | 64964 | 1.69% | 0.65% | 0.0173 | 0.0089
FRCC | FRCC | FRCC | 46580 | 1.65% | 1.24% | 0.0171 | 0.0156
MAPP_US | MAPP_US | MROW | 5512 | 0.89% | 0.78% | 0.0091 | 0.0087
MISO_IN | MISO | RFCW | 17792 | 1.11% | 0.61% | 0.0116 | 0.0091
MISO_MI | MISO | RFCM | 19930 | 0.79% | 0.79% | 0.0086 | 0.0115
MISO_MO-IL | MISO | SRGW | 18713 | 0.92% | 0.82% | 0.0099 | 0.0113
MISO_W | MISO | MROW | 25929 | 0.93% | 0.78% | 0.0098 | 0.0103
MISO_WUMS | MISO | MROE | 12790 | 1.1% | 0.66% | 0.0116 | 0.0101
NE | SPP | MROW | 5580 | 1.52% | 0.78% | 0.0157 | 0.0097
NEISO | NEISO | NEWE | 27165 | 0.49% | 0.12% | 0.0055 | 0.0061
NonRTO_Midwest | NonRTO_Midwest | SRCE | 10858 | 1.56% | 0.49% | 0.016 | 0.0074
NP15 | CA | CAMX | 24248 | 1.24% | 1% | 0.0135 | 0.0158
NWPP_Coal | NWPP | NWPP | 41760 | 1.01% | 0.94% | 0.0106 | 0.012
NYISO_A-F (Note A) | NYISO | NYUP | 11269 | 0.1% | 0.51% | 0.0019 | 0.0106
NYISO_G-I (Note A) | NYISO | NYCW | 4280 | -0.09% | 0.85% | -0.0001 | 0.0127
NYISO_J-K (Note A) | NYISO | NYLI | 16622 | 0.1% | 0.88% | 0.0017 | 0.0128
PJM_E | PJM | RFCE | 31190 | -0.92% | 0.67% | -0.0088 | 0.0095
PJM_ROM | PJM | RFCE | 25797 | 0.71% | 0.67% | 0.0082 | 0.0128
PJM_ROR | PJM | RFCW | 95148 | 0.42% | 0.61% | 0.0048 | 0.0091
RMPA | RMPA | RMPA | 12556 | 1.34% | 1.27% | 0.0141 | 0.0161
SOCO | SOCO | SRSE | 48104 | 2.18% | 0.81% | 0.0222 | 0.0104
SP15 | CA | CAMX | 35048 | 1.31% | 1% | 0.0139 | 0.0141
SPP_N | SPP | SPNO | 15530 | 2.03% | 0.91% | 0.0206 | 0.0105
SPP_S | SPP | SPSO | 32752 | 1.06% | 0.64% | 0.0108 | 0.0077
TVA | TVA | SRCE | 33073 | 1.62% | 0.49% | 0.0164 | 0.0065
VACAR | VACAR | SRVC | 46538 | 1.53% | 0.96% | 0.0157 | 0.012
ALB | ALB | NA | 9176 | 1.63% | 1.41% | 0.0163 | 0.0141
BC | BC | NA | 11441 | 1.16% | 0.96% | 0.0116 | 0.0096
IESO | IESO | NA | 23625 | -0.29% | 0.68% | -0.0019 | 0.0123
MAPP_CA | MAPP_CA | NA | 8007 | 1.69% | 0.78% | 0.0171 | 0.0088
The input assumptions contained herein reflect a joint assumptions development process between EIPC, EIPC stakeholders and CRA for purposes of EIPC capacity expansion modeling.
As such, these inputs do not necessarily reflect the opinions or views of CRA or any individual EIPC stakeholder.
Note A. NYISO demands are bassed on EE reductions that are half of the state targets. The growth rates for the BAU must be lowered to reflect the additional EE. Preliminary values are shown here. Below are the PA values.
NYISO_A-F | NYISO | NYUP | 11504 | 0.74%
NYISO_G-I | NYISO | NYCW | 4366 | 0.67%
NYISO_J-K | NYISO | NYLI | 17095 | 0.71%

## F1S9_Low_Ren_Cap$
| Title | Short Description
Future | BAU | Business As Usual
Sensitivity | F1S9_Low_Ren_Cap$ | Decreased renewable resources capital costs by 20%
Outstanding issues
Worksheets Affected | Exhibit 9 Capital Cost Detail, Table 7 New Build Cost Parameters
Appendix A, Exhibit 9 - Capital Cost Detail
|  | Technology | BAU Overnight Costs in 2011 (2010$/kW) | Sensitivity Overnight Costs in 2011 (2010$/kW) | Learning by 2025 | Sensitivity Overnight Capital Costs in 2025 ($2010/kW) | Gas Pipeline Cost | Electrical transmission | Rail Spur | Nuclear Decommissioning Cost | All-in Capital Cost in 2011 w/o IDC ($2010/kW) | All-in Capital Cost in 2025 w/o IDC ($2010/kW)
|  | Nuclear |  | 5339 | 10% | 4805.1 | 0 | 21.92 | 0 | 253.9714 | 5614.8914 | 5080.9914
|  | Advanced Coal |  | 2844 | 5% | 2701.8 | 0 | 21.92 | 18.9873 | 0 | 2884.9073 | 2742.7073
|  | CC F-Frame |  | 978 | 5% | 929.1 | 9.98 | 21.92 | 0 | 0 | 1009.9 | 961
|  | CC H-Frame |  | 1003 | 5% | 952.85 | 9.98 | 21.92 | 0 | 0 | 1034.9 | 984.75
|  | CT F-Frame |  | 665 | 5% | 631.75 | 24.41 | 21.92 | 0 | 0 | 711.33 | 678.08
|  | IGCC |  | 3221 | 5% | 3059.95 | 0 | 21.92 | 18.9873 | 0 | 3261.9073 | 3100.8573
|  | IGCC w/seq |  | 5348 | 10.97% | 4761.55 | 0 | 21.92 | 18.9873 | 0 | 5388.9073 | 4802.4573
| -20% | Wind | 2438 | 1950.4 | 10% | 1755.36 | 0 | 21.92 | 0 | 0 | 1972.32 | 1777.28
| -20% | Wind Offshore | 5975 | 4780 | 20% | 3824 | 0 | 21.92 | 0 | 0 | 4801.92 | 3845.92
| -20% | Photovoltaic | 4755 | 3804 | 20% | 3043.2 | 0 | 21.92 | 0 | 0 | 3825.92 | 3065.12
| -20% | Solar Thermal | 4692 | 3753.6 | 20% | 3002.88 | 0 | 21.92 | 0 | 0 | 3775.52 | 3024.8
| -20% | Landfill Gas | 2503.386 | 2002.7088 | 5% | 1902.5734 | 0 | 21.92 | 0 | 0 | 2024.6288 | 1924.4934
| -20% | Biomass | 3860 | 3088 | 20% | 2470.4 | 0 | 21.92 | 18.9873 | 0 | 3128.9073 | 2511.3073
| -20% | Geothermal | 4141 | 3312.8 | 10% | 2981.52 | 0 | 21.92 | 0 | 0 | 3334.72 | 3003.44
All-in Capital Cost w/o IDC ($2010/kW)
|  | Technology |  | 2011 | 2015 | 2020 | 2025 | 2030 |  |  |  | slope
|  | Nuclear |  | 5614.8914 | 5462.3485 | 5271.6699 | 5080.9914 | 5080.9914 |  |  |  | -38.1357
|  | Advanced Coal |  | 2884.9073 | 2844.2788 | 2793.4931 | 2742.7073 | 2742.7073 |  |  |  | -10.1571
|  | CC H-Frame |  | 1034.9 | 1020.5714 | 1002.6607 | 984.75 | 984.75 |  |  |  | -3.5821
|  | CT |  | 711.33 | 701.83 | 689.955 | 678.08 | 678.08 |  |  |  | -2.375
|  | IGCC |  | 3261.9073 | 3215.8931 | 3158.3752 | 3100.8573 | 3100.8573 |  |  |  | -11.5036
|  | IGCC w/seq |  | 5388.9073 | 5221.3502 | 5011.9038 | 4802.4573 | 4802.4573 |  |  |  | -41.8893
|  | Wind |  | 1972.32 | 1916.5943 | 1846.9371 | 1777.28 | 1777.28 |  |  |  | -13.9314
|  | Wind Offshore |  | 4801.92 | 4528.7771 | 4187.3486 | 3845.92 | 3845.92 |  |  |  | -68.2857
|  | Photovoltaic |  | 3825.92 | 3608.5486 | 3336.8343 | 3065.12 | 3065.12 |  |  |  | -54.3429
|  | Solar Thermal |  | 3775.52 | 3561.0286 | 3292.9143 | 3024.8 | 3024.8 |  |  |  | -53.6229
|  | Landfill Gas |  | 2024.6288 | 1996.0187 | 1960.256 | 1924.4934 | 1924.4934 |  |  |  | -7.1525
|  | Biomass |  | 3128.9073 | 2952.4502 | 2731.8788 | 2511.3073 | 2511.3073 |  |  |  | -44.1143
|  | Geothermal |  | 3334.72 | 3240.0686 | 3121.7543 | 3003.44 | 3003.44 |  |  |  | -23.6629
Table 7 - New Build Costs and Characteristics
|  |  | Capital Costs |  | Performance Data
|  | Technology | 2015 All-in Capital Cost (2010$/kW) | 2025 All-in Capital Cost (2010$/kW) | Total FOM (2010$/kW-yr) | Total VOM (2010$/MWh) | 2010 Heat Rate - HHV (Btu/kWh) | 2015+ Heat Rate - HHV (Btu/kWh)
|  | Nuclear | 5462.3485 | 5080.9914 | 88.75 | 2.04 | 10488 | 10488
|  | Advanced Coal | 2844.2788 | 2742.7073 | 29.67 | 4.25 | 9200 | 8800
|  | CC H-Frame | 1020.5714 | 984.75 | 14.39 | 3.43 | 7050 | 6430
|  | CT | 701.83 | 678.08 | 6.7 | 9.87 | 9750 | 9750
|  | IGCC | 3215.8931 | 3100.8573 | 48.9 | 6.87 | 8700 | 8700
|  | IGCC w/seq | 5221.3502 | 4802.4573 | 69.3 | 8.04 | 10700 | 10234.7826
|  | Wind | 1916.5943 | 1777.28 | 28.07 | 0 | NA | NA
|  | Wind Offshore | 4528.7771 | 3845.92 | 53.33 | 0 | NA | NA
|  | Photovoltaic | 3608.5486 | 3065.12 | 16.7 | 0 | NA | NA
|  | Solar Thermal | 3561.0286 | 3024.8 | 64 | 0 | NA | NA
|  | Landfill Gas | 1996.0187 | 1924.4934 | 120.3265 | 0 | 13648 | 13648
|  | Biomass | 2952.4502 | 2511.3073 | 100.5 | 5 | 13500 | 13500
|  | Geothermal | 3240.0686 | 3003.44 | 84.27 | 9.64 | NA | NA
CRA only models H-Frame CC so F-frame CC not listed.
Wind Options A&B based on New Gen Subteam Recommendations (see summary document)
The input assumptions contained herein reflect a joint assumptions development process between EIPC, EIPC stakeholders and CRA for purposes of EIPC capacity expansion modeling.
As such, these inputs do not necessarily reflect the opinions or views of CRA or any individual EIPC stakeholder.
Note on H51: CRA International: add 400 to start at AEO 2010 starting value
Note on I55: CRA International: ratio

## F1S16_Extra_Low_Ren_Cap$
| Title | Short Description
Future | BAU | Business As Usual
Sensitivity | F1S16_Low_Ren_Cap$ | Decreased renewable resources capital costs by 32.5%
Outstanding issues
Worksheets Affected | Exhibit 9 Capital Cost Detail, Table 7 New Build Cost Parameters
Appendix A, Exhibit 9 - Capital Cost Detail
|  | Technology | BAU Overnight Costs in 2011 (2010$/kW) | Sensitivity Overnight Costs in 2011 (2010$/kW) | Learning by 2025 | Sensitivity Overnight Capital Costs in 2025 ($2010/kW) | Gas Pipeline Cost | Electrical transmission | Rail Spur | Nuclear Decommissioning Cost | All-in Capital Cost in 2011 w/o IDC ($2010/kW) | All-in Capital Cost in 2025 w/o IDC ($2010/kW)
|  | Nuclear |  | 5339 | 10% | 4805.1 | 0 | 21.92 | 0 | 253.9714 | 5614.8914 | 5080.9914
|  | Advanced Coal |  | 2844 | 5% | 2701.8 | 0 | 21.92 | 18.9873 | 0 | 2884.9073 | 2742.7073
|  | CC F-Frame |  | 978 | 5% | 929.1 | 9.98 | 21.92 | 0 | 0 | 1009.9 | 961
|  | CC H-Frame |  | 1003 | 5% | 952.85 | 9.98 | 21.92 | 0 | 0 | 1034.9 | 984.75
|  | CT F-Frame |  | 665 | 5% | 631.75 | 24.41 | 21.92 | 0 | 0 | 711.33 | 678.08
|  | IGCC |  | 3221 | 5% | 3059.95 | 0 | 21.92 | 18.9873 | 0 | 3261.9073 | 3100.8573
|  | IGCC w/seq |  | 5348 | 10.97% | 4761.55 | 0 | 21.92 | 18.9873 | 0 | 5388.9073 | 4802.4573
| -32.5% | Wind | 2438 | 1645.65 | 10% | 1481.085 | 0 | 21.92 | 0 | 0 | 1667.57 | 1503.005
| -32.5% | Wind Offshore | 5975 | 4033.125 | 20% | 3226.5 | 0 | 21.92 | 0 | 0 | 4055.045 | 3248.42
| -32.5% | Photovoltaic | 4755 | 3209.625 | 20% | 2567.7 | 0 | 21.92 | 0 | 0 | 3231.545 | 2589.62
| -32.5% | Solar Thermal | 4692 | 3167.1 | 20% | 2533.68 | 0 | 21.92 | 0 | 0 | 3189.02 | 2555.6
| -32.5% | Landfill Gas | 2503.386 | 1689.7856 | 5% | 1605.2963 | 0 | 21.92 | 0 | 0 | 1711.7056 | 1627.2163
| -32.5% | Biomass | 3860 | 2605.5 | 20% | 2084.4 | 0 | 21.92 | 18.9873 | 0 | 2646.4073 | 2125.3073
| -32.5% | Geothermal | 4141 | 2795.175 | 10% | 2515.6575 | 0 | 21.92 | 0 | 0 | 2817.095 | 2537.5775
All-in Capital Cost w/o IDC ($2010/kW)
|  | Technology |  | 2011 | 2015 | 2020 | 2025 | 2030 |  |  |  | slope
|  | Nuclear |  | 5614.8914 | 5462.3485 | 5271.6699 | 5080.9914 | 5080.9914 |  |  |  | -38.1357
|  | Advanced Coal |  | 2884.9073 | 2844.2788 | 2793.4931 | 2742.7073 | 2742.7073 |  |  |  | -10.1571
|  | CC H-Frame |  | 1034.9 | 1020.5714 | 1002.6607 | 984.75 | 984.75 |  |  |  | -3.5821
|  | CT |  | 711.33 | 701.83 | 689.955 | 678.08 | 678.08 |  |  |  | -2.375
|  | IGCC |  | 3261.9073 | 3215.8931 | 3158.3752 | 3100.8573 | 3100.8573 |  |  |  | -11.5036
|  | IGCC w/seq |  | 5388.9073 | 5221.3502 | 5011.9038 | 4802.4573 | 4802.4573 |  |  |  | -41.8893
|  | Wind |  | 1667.57 | 1620.5514 | 1561.7782 | 1503.005 | 1503.005 |  |  |  | -11.7546
|  | Wind Offshore |  | 4055.045 | 3824.5807 | 3536.5004 | 3248.42 | 3248.42 |  |  |  | -57.6161
|  | Photovoltaic |  | 3231.545 | 3048.1379 | 2818.8789 | 2589.62 | 2589.62 |  |  |  | -45.8518
|  | Solar Thermal |  | 3189.02 | 3008.0429 | 2781.8214 | 2555.6 | 2555.6 |  |  |  | -45.2443
|  | Landfill Gas |  | 1711.7056 | 1687.5658 | 1657.391 | 1627.2163 | 1627.2163 |  |  |  | -6.0349
|  | Biomass |  | 2646.4073 | 2497.5216 | 2311.4145 | 2125.3073 | 2125.3073 |  |  |  | -37.2214
|  | Geothermal |  | 2817.095 | 2737.2329 | 2637.4052 | 2537.5775 | 2537.5775 |  |  |  | -19.9655
Table 7 - New Build Costs and Characteristics
|  |  | Capital Costs |  | Performance Data
|  | Technology | 2015 All-in Capital Cost (2010$/kW) | 2025 All-in Capital Cost (2010$/kW) | Total FOM (2010$/kW-yr) | Total VOM (2010$/MWh) | 2010 Heat Rate - HHV (Btu/kWh) | 2015+ Heat Rate - HHV (Btu/kWh)
|  | Nuclear | 5462.3485 | 5080.9914 | 88.75 | 2.04 | 10488 | 10488
|  | Advanced Coal | 2844.2788 | 2742.7073 | 29.67 | 4.25 | 9200 | 8800
|  | CC H-Frame | 1020.5714 | 984.75 | 14.39 | 3.43 | 7050 | 6430
|  | CT | 701.83 | 678.08 | 6.7 | 9.87 | 9750 | 9750
|  | IGCC | 3215.8931 | 3100.8573 | 48.9 | 6.87 | 8700 | 8700
|  | IGCC w/seq | 5221.3502 | 4802.4573 | 69.3 | 8.04 | 10700 | 10234.7826
|  | Wind | 1916.5943 | 1777.28 | 28.07 | 0 | NA | NA
|  | Wind Offshore | 4528.7771 | 3845.92 | 53.33 | 0 | NA | NA
|  | Photovoltaic | 3608.5486 | 3065.12 | 16.7 | 0 | NA | NA
|  | Solar Thermal | 3561.0286 | 3024.8 | 64 | 0 | NA | NA
|  | Landfill Gas | 1996.0187 | 1924.4934 | 120.3265 | 0 | 13648 | 13648
|  | Biomass | 2952.4502 | 2511.3073 | 100.5 | 5 | 13500 | 13500
|  | Geothermal | 3240.0686 | 3003.44 | 84.27 | 9.64 | NA | NA
CRA only models H-Frame CC so F-frame CC not listed.
Wind Options A&B based on New Gen Subteam Recommendations (see summary document)
The input assumptions contained herein reflect a joint assumptions development process between EIPC, EIPC stakeholders and CRA for purposes of EIPC capacity expansion modeling.
As such, these inputs do not necessarily reflect the opinions or views of CRA or any individual EIPC stakeholder.
Note on H51: CRA International: add 400 to start at AEO 2010 starting value
Note on I55: CRA International: ratio

## F1S17 Final BAU
| Title | Short Description
Future | BAU | Business As Usual
Sensitivity | F1S17 Final BAU | Modified CTs in MISO and SPP Variable Contribution to Reseves
Table 5 - Intermittent Resource Contributions
NEEM Region | Technology | Reserve Contribution
All Regions | Photovoltaic | 30%
All Regions | Solar Thermal | 30%
All Regions | Offshore Wind | 30%
California | Wind | 25%
Canada | Wind | 20%
ERCOT | Wind | 9%
New York | Wind | 15%
PJM (-E, -ROM, -ROR) | Wind | 13%
SPP | Wind | 15% | Changed from 6% in original BAU to match other futures
TVA | Wind | 12%
IESO | Wind | 11%
MAPP_CA | Wind | 11%
All Other Regions | Wind | 15%
Minimum amount of new builds placed into NEEM
[5 empty] | MISO_IN | MISO_MI | MISO_MO-IL | MISO_W | MISO_WUMS
|  |  |  | F1S3 2030 Cum CT Build | 0 | 0 | 0 | 0 | 4597
|  |  |  | 2011 Peak | 17792 | 19930 | 18713 | 25929 | 12790
|  |  |  | Recommended F1S17 CT Force Build | 860 | 963 | 904 | 1253 | 618