## Title
Future 1 BAU, Sensitivity 4: High Load Growth
"The results presented herein use modeling assumptions developed by EIPC, EIPC stakeholders and CRA for purposes of EIPC capacity expansion modeling. As such, these results do not necessarily reflect the opinions or views of CRA or any individual EIPC stakeholder."

## Build Summary
EI New Build Summary
EI New Builds by Type
|  | Additions |  |  | Retirements
| 2010 | 2015 | 2020 | 2030 | 2015 | 2020 | 2030 | Total
Coal | 271.9155 | 8.4766 | 0 | 0 | 54.4442 | 21.5505 | 0 | 204.3974
Nuclear | 99.849 | 2.7406 | 4.53 | 0 | 0 | 0.6145 | 1.4882 | 105.0169
CC | 132.682 | 33.9051 | 51.4458 | 87.6371 | 0.20768 | 0 | 0 | 305.4623
CT | 120.329 | 5.1324 | 12.5526 | 27.3783 | 0.56085 | 0 | 0 | 164.8315
Steam Oil/Gas | 74.547 | 0 | 0 | 0 | 27.3502 | 0 | 0 | 47.1968
Hydro | 44.6048 | 0 | 0 | 0 | 0 | 0 | 0 | 44.6048
On-Shore Wind | 18.707 | 22.1949 | 15.1452 | 22.6213 | 0 | 0 | 0 | 78.6684
Off-Shore Wind | 0 | 0.469 | 0 | 1.1 | 0 | 0 | 0 | 1.569
Other Renewable | 3.613 | 2.3484 | 3.6204 | 5.4745 | 0 | 0 | 0 | 15.0563
New HQ/Maritimes | 0 | 0 | 0 | 0 | 0 | 0 | 0 | 0
Other | 17.054 | 0 | 0 | 0 | 0 | 0 | 0 | 17.054
Total w/o DR | 783.3012 | 75.2669 | 87.2941 | 144.2112 | 82.5629 | 22.165 | 1.4882 | 983.8573
DR | 33.1 | -0.05464 | 20.1006 | 32.2771 | 0 | 0 | 0 | 85.4231
Total w/DR | 816.4012 | 75.2123 | 107.3947 | 176.4883 | 82.5629 | 22.165 | 1.4882 | 1069.2804
EI New Builds by Region
| EI Cumulative New Builds |  |  |  | EI Cumulative New CCs |  |  |  | EI Cumulative New On-Shore Wind |  |  |  | EI Cumulative Coal Retirements
| 2015 | 2020 | 2030 |  |  | 2015 | 2020 | 2030 |  | 2015 | 2020 | 2030 |  | 2015 | 2020 | 2030
ENT | 1578.35 | 4559.34 | 9555.42 |  | ENT | 688.06 | 3598.43 | 8433.55 | ENT | 0 | 0 | 0 | ENT | 892.9 | 892.9 | 892.9
FRCC | 4226.23 | 12258.18 | 26566.76 |  | FRCC | 1516.9 | 9548.85 | 23659.43 | FRCC | 0 | 0 | 0 | FRCC | 694.39 | 1563.39 | 1563.39
IESO | 5144.99 | 5144.99 | 5595.97 |  | IESO | 1263 | 1263 | 1559.62 | IESO | 2105.9 | 2105.9 | 2105.9 | IESO | 6416 | 6416 | 6416
MAPP_CA | 1605.62 | 2674.99 | 4536.43 |  | MAPP_CA | 1303.22 | 2372.59 | 4234.03 | MAPP_CA | 302.4 | 302.4 | 302.4 | MAPP_CA | 1009.41 | 1009.41 | 1009.41
MAPP_US | 729.6 | 1561.77 | 3119.26 |  | MAPP_US | 0 | 0 | 0.01 | MAPP_US | 421.3 | 1253.47 | 1742.31 | MAPP_US | 503.06 | 503.06 | 503.06
MISO_IN | 618 | 7958.22 | 14459.34 |  | MISO_IN | 0 | 7074.03 | 13265.84 | MISO_IN | 0 | 0 | 0 | MISO_IN | 626.45 | 1360.89 | 1360.89
MISO_MI | 2000 | 2160.26 | 4504.41 |  | MISO_MI | 0 | 0.01 | 763.89 | MISO_MI | 2000 | 2000 | 3580.26 | MISO_MI | 1028 | 4239.3 | 4239.3
MISO_MO-IL | 2090 | 2090 | 2313.33 |  | MISO_MO-IL | 0 | 0 | 0 | MISO_MO-IL | 300 | 300 | 300 | MISO_MO-IL | 821.69 | 2056.65 | 2056.65
MISO_W | 2894.83 | 5835.58 | 12345.03 |  | MISO_W | 0 | 0.01 | 0.02 | MISO_W | 2800.5 | 5741.23 | 12178.99 | MISO_W | 894.58 | 2579.78 | 2579.78
MISO_WUMS | 1819 | 13236.1 | 25324.87 |  | MISO_WUMS | 0.01 | 4033.19 | 5549.53 | MISO_WUMS | 968.9 | 968.9 | 968.9 | MISO_WUMS | 1210.95 | 3556.48 | 3556.48
NE | 434.1 | 875.38 | 1093.73 |  | NE | 0 | 441.28 | 587.96 | NE | 202 | 202 | 202 | NE | 0 | 0 | 0
NEISO | 3384.16 | 7469.38 | 11486.28 |  | NEISO | 2049.5 | 2049.5 | 2049.51 | NEISO | 231.2 | 3971.87 | 5280 | NEISO | 2250.13 | 2570.13 | 2570.13
NonRTO_Midwest | 0 | 1507.24 | 3590.04 |  | NonRTO_Midwest | 0 | 767.24 | 2466.47 | NonRTO_Midwest | 0 | 0 | 0 | NonRTO_Midwest | 571.83 | 571.83 | 571.83
NYISO_A-F | 3289.7 | 3999.5 | 7408.07 |  | NYISO_A-F | 639 | 639 | 639.01 | NYISO_A-F | 2476.3 | 3186.1 | 6526.73 | NYISO_A-F | 2251.9 | 2251.9 | 2251.9
NYISO_G-I | 0 | 569.81 | 4312.72 |  | NYISO_G-I | 0 | 509.81 | 4178.38 | NYISO_G-I | 0 | 60 | 60.01 | NYISO_G-I | 368.2 | 368.2 | 368.2
NYISO_J-K | 1207.4 | 1619.34 | 4811.55 |  | NYISO_J-K | 1175.4 | 1175.4 | 1841.18 | NYISO_J-K | 0 | 0 | 0 | NYISO_J-K | 0 | 0 | 0
PJM_E | 5940.05 | 6072.95 | 9607.86 |  | PJM_E | 4634.3 | 4634.3 | 4634.3 | PJM_E | 1150 | 1150 | 1150 | PJM_E | 2803.99 | 3371.99 | 3371.99
PJM_ROM | 2243.7 | 4096.58 | 12191.98 |  | PJM_ROM | 1678.5 | 1678.5 | 1678.5 | PJM_ROM | 479.8 | 479.8 | 7040 | PJM_ROM | 6520.48 | 6520.48 | 6520.48
PJM_ROR | 14076.1 | 24120.13 | 48889.6 |  | PJM_ROR | 3077 | 13121.03 | 34457.06 | PJM_ROR | 8325.7 | 8325.7 | 9533.34 | PJM_ROR | 8234.89 | 15649.98 | 15649.98
SOCO | 5151.9 | 11712.72 | 22239.51 |  | SOCO | 5026.9 | 9387.72 | 19807.11 | SOCO | 0 | 0 | 0 | SOCO | 8535.94 | 8535.94 | 8535.94
SPP_N | 465.04 | 3422.18 | 7839.56 |  | SPP_N | 0 | 2957.14 | 6327.97 | SPP_N | 0 | 0 | 0.14 | SPP_N | 0 | 374.9 | 374.9
SPP_S | 1830.99 | 7939.65 | 15561.09 |  | SPP_S | 0 | 2445.97 | 8274.71 | SPP_S | 430 | 3792.69 | 5490.38 | SPP_S | 1585.99 | 1585.99 | 1585.99
TVA | 3556.51 | 10165.68 | 16490.55 |  | TVA | 1418 | 5224.85 | 9189.32 | TVA | 0 | 0 | 0 | TVA | 2681.99 | 4017.98 | 4017.98
VACAR | 10980.61 | 21511.02 | 32928.81 |  | VACAR | 9435.25 | 12429.05 | 19390.6 | VACAR | 0.9 | 3500 | 3500 | VACAR | 4541.43 | 5997.54 | 5997.54
| 75266.88 | 162560.99 | 306772.17 |  |  | 33905.04 | 85350.9 | 172988 |  | 22194.9 | 37340.06 | 59961.36 |  | 54444.2 | 75994.72 | 75994.72

## Generation
#1 | Total Generation (GWh)
Total Generation by Reporting Type: Entergy
ReportingType | 2015 | 2020 | 2025 | 2030 | 2035 | 2040
BM | 0 | 0 | 0 | 0 | 0 | 0
CC | 74112.58 | 106132.71 | 110171.81 | 124253.21 | 148937.96 | 172321.67
CSP | 0 | 0 | 0 | 0 | 0 | 0
CT | 0 | 0 | 0 | 0 | 0 | 0
Coal | 60721.88 | 47164.09 | 56885.76 | 60276.31 | 60276.32 | 60276.32
Geo | 0 | 0 | 0 | 0 | 0 | 0
H | 153 | 153 | 153 | 153 | 153 | 153
LFG | 63.07 | 63.07 | 909.81 | 909.81 | 909.81 | 909.81
Nuc | 42234.08 | 42234.08 | 42234.08 | 42234.08 | 35675.42 | 27909.39
PS | 25.67 | 25.67 | 44.84 | 44.84 | 44.84 | 44.84
PV | 0.57 | 136.65 | 221.2 | 239.87 | 260.89 | 283.78
PeakG | 0 | 0 | 53.16 | 34.5 | 23.91 | 23.91
PeakO | 0 | 0 | 0 | 0 | 0 | 0
ST | 0 | 0 | 0 | 0 | 0 | 0
STOG | 1731.9 | 1839.09 | 1963.6 | 2180.75 | 2146.4 | 1928.18
STWD | 0 | 0 | 0 | 1.85 | 1.85 | 38.95
WT | 315.27 | 315.27 | 315.27 | 315.28 | 315.28 | 315.28
IGCC | 0 | 0 | 0 | 0 | 0 | 0
DemandResponse | 0 | 0 | 0 | 0 | 0 | 0
IGCC-CCS | 0 | 0 | 0 | 0 | 0 | 0
WT_off | 0 | 0 | 0 | 0 | 0 | 0
PseudoUnit | 0 | 0 | 0 | 0 | 0 | 0
FixedInterchange | 0 | 0 | 0 | 0 | 0 | 0
Total Generation by Reporting Type: FRCC
ReportingType | 2015 | 2020 | 2025 | 2030 | 2035 | 2040
BM | 0 | 0 | 0 | 0 | 0 | 0
CC | 156613.05 | 196860.25 | 224255.42 | 264900.07 | 321519.43 | 382934.86
CSP | 0 | 0 | 0 | 0 | 0 | 0
CT | 995.89 | 834.88 | 839.56 | 526.75 | 322.16 | 141
Coal | 54375.67 | 51658.9 | 57197.31 | 57581.62 | 58035.18 | 58544.74
Geo | 0 | 0 | 0 | 0 | 0 | 0
H | 27.85 | 27.85 | 27.85 | 27.85 | 27.85 | 27.85
LFG | 3831.62 | 3831.62 | 5392.66 | 5392.66 | 5392.66 | 5392.66
Nuc | 32180.57 | 32180.57 | 32180.57 | 32180.57 | 19598.11 | 6535.31
PS | 0 | 0 | 0 | 0 | 0 | 0
PV | 134.03 | 134.03 | 134.03 | 134.03 | 134.03 | 134.03
PeakG | 379.02 | 291.91 | 367.76 | 189.03 | 115.64 | 89.78
PeakO | 0 | 0 | 0 | 0 | 0 | 0
ST | 0 | 0 | 0 | 0 | 0 | 0
STOG | 6697.37 | 4797.18 | 4460.11 | 3921.76 | 3120.46 | 2174.66
STWD | 0 | 44.17 | 78.75 | 131.4 | 131.4 | 131.4
WT | 0 | 0 | 0 | 0 | 0 | 0
IGCC | 0 | 0 | 0 | 0 | 0 | 0
DemandResponse | 0 | 0 | 0 | 0 | 0 | 0
IGCC-CCS | 0 | 0 | 0 | 0 | 0 | 0
WT_off | 0 | 0 | 0 | 0 | 0 | 0
PseudoUnit | 0 | 0 | 0 | 0 | 0 | 0
FixedInterchange | 0 | 0 | 0 | 0 | 0 | 0
Total Generation by Reporting Type: MAPP_US
ReportingType | 2015 | 2020 | 2025 | 2030 | 2035 | 2040
BM | 0 | 0 | 0 | 0 | 0 | 0
CC | 204.14 | 204.26 | 310.72 | 503.19 | 381.9 | 275.98
CSP | 0 | 0 | 0 | 0 | 0 | 0
CT | 0 | 0 | 5.87 | 134.12 | 154.7 | 17.29
Coal | 20969.75 | 21490.35 | 22278.35 | 22824.77 | 26976.13 | 30551.81
Geo | 354.6 | 354.6 | 354.6 | 354.6 | 354.6 | 354.6
H | 10150.02 | 10150.02 | 10150.02 | 10150.02 | 10150.02 | 10150.02
LFG | 15.77 | 15.77 | 580.79 | 580.79 | 580.79 | 580.79
Nuc | 0 | 0 | 0 | 0 | 0 | 0.01
PS | 0 | 0 | 0 | 0 | 0 | 0
PV | 0 | 0 | 0 | 0 | 0 | 0
PeakG | 46.29 | 73.75 | 151.23 | 201.68 | 354.52 | 207.16
PeakO | 0 | 0 | 0 | 0 | 0 | 0
ST | 0 | 0 | 0 | 0 | 0 | 0
STOG | 0 | 0 | 0 | 0 | 0 | 0
STWD | 0 | 0 | 0 | 0 | 0 | 0
WT | 5908.78 | 8819.53 | 9636.6 | 10529.37 | 11504.86 | 12570.76
IGCC | 0 | 0 | 0 | 0 | 0 | 0
DemandResponse | 0 | 0 | 0 | 0 | 0 | 0
IGCC-CCS | 0 | 0 | 0 | 0 | 0 | 0
WT_off | 0 | 0 | 0 | 0 | 0 | 0
PseudoUnit | 0 | 0 | 0 | 0 | 0 | 0
FixedInterchange | 0 | 0 | 0 | 0 | 0 | 0
Total Generation by Reporting Type: MISO_IN
ReportingType | 2015 | 2020 | 2025 | 2030 | 2035 | 2040
BM | 0 | 0 | 0 | 0 | 0 | 0
CC | 4620.57 | 61196.45 | 70734.82 | 91926.65 | 103304.08 | 111247.2
CSP | 0 | 0 | 0 | 0 | 0 | 0
CT | 0 | 0 | 0 | 0 | 0 | 0
Coal | 86248.47 | 85704.08 | 90306.22 | 93638.82 | 95419.59 | 98667.81
Geo | 0 | 0 | 0 | 0 | 0 | 0
H | 417.2 | 417.2 | 417.2 | 417.2 | 417.2 | 417.2
LFG | 291.71 | 291.71 | 923.41 | 923.41 | 923.41 | 923.41
Nuc | 0 | 0 | 0 | 0 | 0 | 0.01
PS | 0 | 0 | 0 | 0 | 0 | 0
PV | 0 | 443.05 | 758.25 | 824.5 | 896.24 | 973.97
PeakG | 0 | 25.81 | 90.35 | 90.35 | 90.35 | 90.35
PeakO | 0 | 0 | 0 | 0 | 0 | 0
ST | 0 | 0 | 0 | 0 | 0 | 0
STOG | 39.73 | 54.68 | 54.68 | 103.31 | 54.68 | 54.68
STWD | 0 | 0 | 0 | 0 | 0 | 0
WT | 1553.06 | 1553.06 | 1553.06 | 1553.06 | 1553.06 | 1553.06
IGCC | 4427.31 | 4427.31 | 4427.31 | 4427.31 | 4427.31 | 4427.31
DemandResponse | 0 | 0 | 0 | 0 | 0 | 0
IGCC-CCS | 0 | 0 | 0 | 0 | 0 | 0
WT_off | 0 | 0 | 0 | 0 | 0 | 0
PseudoUnit | 0 | 0 | 0 | 0 | 0 | 0
FixedInterchange | 0 | 0 | 0 | 0 | 0 | 0
Total Generation by Reporting Type: MISO_MI
ReportingType | 2015 | 2020 | 2025 | 2030 | 2035 | 2040
BM | 0 | 0 | 0 | 0 | 0 | 0
CC | 15249.45 | 14371.09 | 15542.53 | 15868.28 | 32101.89 | 45403.71
CSP | 0 | 0 | 0 | 0 | 0 | 0
CT | 0 | 0 | 0 | 0 | 0 | 0
Coal | 60671.11 | 41947.52 | 46686.47 | 48155.26 | 48440.27 | 48440.31
Geo | 0 | 0 | 0 | 0 | 0 | 0
H | 410 | 410 | 410 | 410 | 410 | 410
LFG | 1285.09 | 2548.5 | 2548.5 | 2548.5 | 2548.5 | 2548.5
Nuc | 14714.16 | 14714.16 | 14714.16 | 14714.16 | 8654.01 | 8654.01
PS | 658.19 | 861.12 | 1320.91 | 1325.96 | 861.12 | 861.12
PV | 0 | 0 | 0 | 0 | 0 | 0
PeakG | 15.58 | 53.09 | 104.85 | 107.56 | 107.56 | 96.91
PeakO | 0 | 0 | 0 | 0 | 0 | 0
ST | 0 | 0 | 0 | 0 | 0 | 0
STOG | 190.82 | 540.49 | 541.37 | 605.71 | 403.96 | 440.33
STWD | 144.53 | 511.48 | 957.17 | 721.99 | 721.99 | 721.99
WT | 5161.16 | 5161.16 | 7722.6 | 9091.06 | 10329.92 | 11684.28
IGCC | 0 | 0 | 0 | 0 | 0 | 0
DemandResponse | 0 | 0 | 0 | 0 | 0 | 0
IGCC-CCS | 0 | 0 | 0 | 0 | 0 | 0
WT_off | 0 | 0 | 0 | 0 | 0 | 0
PseudoUnit | 0 | 0 | 0 | 0 | 0 | 0
FixedInterchange | 0 | 0 | 0 | 0 | 0 | 0
Total Generation by Reporting Type: MISO_MO-IL
ReportingType | 2015 | 2020 | 2025 | 2030 | 2035 | 2040
BM | 0 | 0 | 0 | 0 | 0 | 0
CC | 3111.58 | 4746.5 | 2784.37 | 2648.76 | 2445.37 | 1856.35
CSP | 0 | 0 | 0 | 0 | 0 | 0
CT | 0 | 0 | 0 | 0 | 0 | 0
Coal | 101222.87 | 80529.54 | 90520.01 | 93584.81 | 100726.14 | 100726.18
Geo | 0 | 0 | 0 | 0 | 0 | 0
H | 1317.1 | 1317.1 | 1317.1 | 1317.1 | 1317.1 | 1317.1
LFG | 141.91 | 141.91 | 1902.67 | 1902.67 | 1902.67 | 1902.67
Nuc | 17393.71 | 17393.71 | 17393.71 | 17393.71 | 17393.71 | 17393.71
PS | 202.4 | 202.4 | 334.4 | 334.4 | 334.4 | 334.4
PV | 0 | 0 | 0 | 0 | 0 | 0
PeakG | 148.97 | 200.09 | 310.89 | 474.41 | 1054.19 | 1694.58
PeakO | 0 | 0 | 0 | 0 | 0 | 0
ST | 0 | 0 | 0 | 0 | 0 | 0
STOG | 57.9 | 57.9 | 81.92 | 123.94 | 58.19 | 103.97
STWD | 0 | 0 | 0 | 0 | 0 | 0
WT | 2075.16 | 2075.16 | 2075.16 | 2075.16 | 2075.16 | 2075.16
IGCC | 0 | 0 | 0 | 0 | 0 | 0
DemandResponse | 0 | 0 | 0 | 0 | 0 | 0
IGCC-CCS | 0 | 0 | 0 | 0 | 0 | 0
WT_off | 0 | 0 | 0 | 0 | 0 | 0
PseudoUnit | 0 | 0 | 0 | 0 | 0 | 0
FixedInterchange | 0 | 0 | 0 | 0 | 0 | 0
Total Generation by Reporting Type: MISO_W
ReportingType | 2015 | 2020 | 2025 | 2030 | 2035 | 2040
BM | 0 | 0 | 0 | 0 | 0 | 0
CC | 11623.56 | 11136.73 | 7923.57 | 7262.94 | 6719.24 | 3310.15
CSP | 0 | 0 | 0 | 0 | 0 | 0
CT | 0 | 0 | 0 | 0.01 | 0.01 | 0.01
Coal | 92033.75 | 80743.05 | 83442.03 | 83637.82 | 110916.45 | 166583.07
Geo | 0 | 0 | 0 | 0 | 0 | 0
H | 1643.74 | 1643.74 | 1643.74 | 1643.74 | 1643.74 | 1643.74
LFG | 1616.22 | 1616.22 | 2181.24 | 2181.24 | 2181.24 | 2181.24
Nuc | 18393.35 | 18393.35 | 18393.35 | 18393.35 | 0.78 | 0.78
PS | 0 | 0 | 0 | 0 | 0 | 0
PV | 0 | 0 | 0 | 0 | 0 | 0
PeakG | 257.96 | 490.16 | 923.43 | 1350.08 | 1795.49 | 582.89
PeakO | 0 | 0 | 0 | 0 | 0 | 0
ST | 0 | 0 | 0 | 0 | 0 | 0
STOG | 14.27 | 19.59 | 19.9 | 31.09 | 31.09 | 14.27
STWD | 0 | 127.24 | 127.24 | 211.75 | 211.75 | 211.75
WT | 27590.66 | 37297.75 | 51822.76 | 58548.22 | 64206.23 | 70351.94
IGCC | 0 | 0 | 0 | 0 | 0 | 0
DemandResponse | 0 | 0 | 0 | 0 | 0 | 0
IGCC-CCS | 0 | 0 | 0 | 0 | 0 | 0
WT_off | 0 | 0 | 0 | 0 | 0 | 0
PseudoUnit | 0 | 0 | 0 | 0 | 0 | 0
FixedInterchange | 0 | 0 | 0 | 0 | 0 | 0
Total Generation by Reporting Type: MISO_WUMS
ReportingType | 2015 | 2020 | 2025 | 2030 | 2035 | 2040
BM | 0 | 0 | 0 | 0 | 0 | 0
CC | 18359.61 | 45471.97 | 44756.98 | 50815.89 | 70405.53 | 66068.49
CSP | 0 | 0 | 0 | 0 | 0 | 0
CT | 0.01 | 254.52 | 383.06 | 425.25 | 566.09 | 737.13
Coal | 27935.63 | 23342.56 | 27532.1 | 29976.11 | 33565.55 | 34041.57
Geo | 0 | 0 | 0 | 0 | 0 | 0
H | 1018.41 | 1018.41 | 1018.41 | 1018.41 | 1018.41 | 1018.41
LFG | 559.76 | 559.76 | 2320.52 | 2320.52 | 2320.52 | 2320.52
Nuc | 14153.33 | 14153.33 | 14153.33 | 14153.33 | 0.78 | 0.78
PS | 0 | 0 | 0 | 0 | 0 | 0
PV | 0 | 0 | 0 | 0 | 0 | 0
PeakG | 26.97 | 0 | 0 | 0 | 0 | 0
PeakO | 0 | 0 | 0 | 0 | 0 | 0
ST | 0 | 0 | 0 | 0 | 0 | 0
STOG | 2.33 | 0 | 0 | 0 | 0 | 0
STWD | 0 | 22.21 | 42.68 | 42.68 | 42.68 | 42.69
WT | 4109.61 | 4109.61 | 4109.61 | 4109.61 | 4109.61 | 4109.61
IGCC | 0 | 0 | 0 | 0 | 0 | 0
DemandResponse | 0 | 0 | 0 | 0 | 0 | 0
IGCC-CCS | 0 | 0 | 0 | 0 | 0 | 0
WT_off | 0 | 0 | 0 | 0 | 0 | 0
PseudoUnit | 0 | 0 | 0 | 0 | 0 | 0
FixedInterchange | 0 | 0 | 0 | 0 | 0 | 0
Total Generation by Reporting Type: Nebraska
ReportingType | 2015 | 2020 | 2025 | 2030 | 2035 | 2040
BM | 0 | 0 | 0 | 0 | 0 | 0
CC | 982.74 | 3822.45 | 4941.77 | 5060.77 | 3456.46 | 2431.59
CSP | 0 | 0 | 0 | 0 | 0 | 0
CT | 0 | 0 | 0 | 0 | 0 | 0
Coal | 30719.51 | 30424.37 | 30424.37 | 30424.37 | 53255.06 | 60053.91
Geo | 0 | 0 | 0 | 0 | 0 | 0
H | 591 | 591 | 591 | 591 | 591 | 591
LFG | 47.3 | 47.3 | 612.32 | 612.32 | 612.32 | 612.32
Nuc | 9752.32 | 9752.32 | 9752.32 | 9752.32 | 1.56 | 1.56
PS | 0 | 0 | 0 | 0 | 0 | 0
PV | 0 | 0 | 0 | 0 | 0 | 0
PeakG | 92.24 | 47.33 | 188.94 | 247.64 | 129.72 | 11.79
PeakO | 0 | 0 | 0 | 0 | 0 | 0
ST | 0 | 0 | 0 | 0 | 0 | 0
STOG | 52.91 | 103.3 | 103.3 | 103.31 | 27.72 | 2.52
STWD | 0 | 0 | 0 | 0 | 0 | 0
WT | 1220.72 | 1220.72 | 1220.72 | 1220.72 | 1220.72 | 1220.72
IGCC | 0 | 0 | 0 | 0 | 0 | 0
DemandResponse | 0 | 0 | 0 | 0 | 0 | 0
IGCC-CCS | 0 | 0 | 0 | 0 | 0 | 0
WT_off | 0 | 0 | 0 | 0 | 0 | 0
PseudoUnit | 0 | 0 | 0 | 0 | 0 | 0
FixedInterchange | 0 | 0 | 0 | 0 | 0 | 0
Total Generation by Reporting Type: NEISO
ReportingType | 2015 | 2020 | 2025 | 2030 | 2035 | 2040
BM | 1882.96 | 1882.95 | 597.66 | 597.67 | 707.91 | 675.86
CC | 52961.64 | 51598.95 | 57538.7 | 66486.03 | 83628.03 | 98171.46
CSP | 0 | 0 | 0 | 0 | 0 | 0
CT | 0 | 3.12 | 33.52 | 96.01 | 313.92 | 301.51
Coal | 10.28 | 0.01 | 0.01 | 0.02 | 0.02 | 0.02
Geo | 0 | 0 | 0 | 0 | 0 | 0
H | 12289.94 | 12289.94 | 12289.94 | 12289.94 | 12289.94 | 12289.94
LFG | 4582.65 | 4582.66 | 5132.48 | 5132.48 | 5132.48 | 5132.48
Nuc | 36181.73 | 36181.73 | 36181.73 | 36181.73 | 26141.23 | 19310.53
PS | 58.59 | 184.14 | 245.58 | 351.54 | 683.31 | 568.26
PV | 5.26 | 608.91 | 638.48 | 672.79 | 707.22 | 743.42
PeakG | 8.38 | 37.83 | 38.51 | 115.06 | 121.03 | 107.77
PeakO | 0 | 0 | 0 | 0 | 0 | 0
ST | 0 | 0 | 0 | 0 | 0 | 0
STOG | 0 | 0 | 0 | 0 | 0 | 0
STWD | 4274.88 | 1246.5 | 483.51 | 550.32 | 684.91 | 637.75
WT | 1283.3 | 12338.98 | 16205.23 | 16205.23 | 16205.23 | 16205.23
IGCC | 0 | 0 | 0 | 0 | 0 | 0
DemandResponse | 0 | 0 | 0 | 0 | 0 | 0
IGCC-CCS | 0 | 0 | 0 | 0 | 0 | 0
WT_off | 1870.13 | 1870.13 | 1870.13 | 1870.13 | 0.04 | 0.04
PseudoUnit | 0 | 0 | 0 | 0 | 0 | 0
FixedInterchange | 0 | 0 | 0 | 0 | 0 | 0
Total Generation by Reporting Type: NonRTO_Midwest
ReportingType | 2015 | 2020 | 2025 | 2030 | 2035 | 2040
BM | 0 | 0 | 0 | 0 | 0 | 0
CC | 0 | 3399.18 | 6793.53 | 10457.16 | 15527.1 | 20244.13
CSP | 0 | 0 | 0 | 0 | 0 | 0
CT | 0 | 117.64 | 147.35 | 372.3 | 212.1 | 743.85
Coal | 63935.25 | 68146.95 | 70376.76 | 71690.86 | 73617.61 | 74260.58
Geo | 0 | 0 | 0 | 0 | 0 | 0
H | 457.8 | 457.8 | 457.8 | 457.8 | 457.8 | 457.8
LFG | 110.38 | 110.38 | 110.38 | 1373.79 | 1373.79 | 1373.79
Nuc | 0 | 0 | 0 | 0 | 0 | 0.04
PS | 0 | 0 | 0 | 0 | 0 | 0
PV | 0 | 0 | 0 | 0 | 0 | 0
PeakG | 146.2 | 177.22 | 201.2 | 297.18 | 146.85 | 117.08
PeakO | 0 | 0 | 0 | 0 | 0 | 0
ST | 0 | 0 | 0 | 0 | 0 | 0
STOG | 0 | 0 | 0 | 0 | 0 | 0
STWD | 0 | 0 | 0 | 0 | 0 | 0
WT | 151.43 | 151.43 | 151.43 | 151.43 | 151.43 | 151.43
IGCC | 0 | 0 | 0 | 0 | 0 | 0
DemandResponse | 0 | 0 | 0 | 0 | 0 | 0
IGCC-CCS | 0 | 0 | 0 | 0 | 0 | 0
WT_off | 0 | 0 | 0 | 0 | 0 | 0
PseudoUnit | 0 | 0 | 0 | 0 | 0 | 0
FixedInterchange | 0 | 0 | 0 | 0 | 0 | 0
Total Generation by Reporting Type: NYISO_A-F
ReportingType | 2015 | 2020 | 2025 | 2030 | 2035 | 2040
BM | 0 | 0 | 0 | 0 | 0 | 0
CC | 9406.86 | 17165.37 | 19021.05 | 14207.26 | 13166.1 | 22472.47
CSP | 0 | 0 | 0 | 0 | 0 | 0
CT | 0 | 0 | 0 | 0 | 0 | 0
Coal | 0.02 | 0.02 | 0.03 | 0.03 | 0.03 | 0.03
Geo | 0 | 0 | 0 | 0 | 0 | 0
H | 27149.99 | 27149.99 | 27149.99 | 27149.99 | 27149.99 | 27149.99
LFG | 1359.2 | 1359.2 | 1894.79 | 1894.79 | 1894.79 | 1894.79
Nuc | 26211.3 | 26211.3 | 26211.3 | 21372.53 | 16850.79 | 10212.67
PS | 0 | 49.42 | 145.06 | 155.32 | 296.52 | 296.52
PV | 0 | 0 | 0 | 0 | 0 | 0
PeakG | 0 | 1.88 | 6.58 | 6.58 | 6.58 | 6.58
PeakO | 0 | 0 | 0 | 0 | 0 | 0
ST | 0 | 0 | 0 | 0 | 0 | 0
STOG | 0 | 0 | 0 | 0 | 0 | 0
STWD | 0 | 0 | 0.77 | 2.71 | 2.71 | 0.77
WT | 10101.82 | 11933.66 | 14908.25 | 20159.77 | 23813.19 | 26024.34
IGCC | 0 | 0 | 0 | 0 | 0 | 0
DemandResponse | 0 | 0 | 0 | 0 | 0 | 0
IGCC-CCS | 0 | 0 | 0 | 0 | 0 | 0
WT_off | 0 | 0 | 0 | 0 | 0 | 0
PseudoUnit | 0 | 0 | 0 | 0 | 0 | 0
FixedInterchange | 0 | 0 | 0 | 0 | 0 | 0
Total Generation by Reporting Type: NYISO_G-I
ReportingType | 2015 | 2020 | 2025 | 2030 | 2035 | 2040
BM | 0 | 0 | 0 | 0 | 0 | 0
CC | 7428.65 | 12509.67 | 25888.99 | 40597.18 | 62720.17 | 76863.06
CSP | 0 | 0 | 0 | 0 | 0 | 0
CT | 0 | 0 | 0 | 0 | 0 | 0
Coal | 0.01 | 0 | 0 | 0.01 | 0.01 | 0.01
Geo | 0 | 0 | 0 | 0 | 0 | 0
H | 266.56 | 266.56 | 266.56 | 266.56 | 266.56 | 266.56
LFG | 504.58 | 504.58 | 1090.62 | 1090.62 | 1090.62 | 1090.62
Nuc | 15929.31 | 15929.31 | 15929.31 | 15929.31 | 7987.24 | 3.12
PS | 0 | 0 | 0 | 0 | 0 | 0
PV | 0 | 0 | 0 | 0 | 0 | 0
PeakG | 0 | 0.01 | 0.04 | 0.68 | 0.04 | 0.04
PeakO | 0 | 0 | 0 | 0 | 0 | 0
ST | 0 | 0 | 0 | 0 | 0 | 0
STOG | 32.08 | 128.2 | 124.56 | 133.29 | 202.18 | 237.8
STWD | 0 | 0 | 0 | 0 | 0 | 0
WT | 0 | 178.23 | 178.24 | 178.24 | 178.25 | 178.25
IGCC | 0 | 0 | 0 | 0 | 0 | 0
DemandResponse | 0 | 0 | 0 | 0 | 0 | 0
IGCC-CCS | 0 | 0 | 0 | 0 | 0 | 0
WT_off | 0 | 0 | 0 | 0 | 0 | 0
PseudoUnit | 0 | 0 | 0 | 0 | 0 | 0
FixedInterchange | 0 | 0 | 0 | 0 | 0 | 0
Total Generation by Reporting Type: NYISO_J-K
ReportingType | 2015 | 2020 | 2025 | 2030 | 2035 | 2040
BM | 0 | 0 | 0 | 0 | 0 | 0
CC | 26523.08 | 33876.63 | 34387.64 | 38620.7 | 46950.33 | 58920.93
CSP | 0 | 0 | 0 | 0 | 0 | 0
CT | 0 | 9.87 | 46.06 | 93.64 | 346.1 | 457.37
Coal | 0 | 0 | 0 | 0 | 0 | 0
Geo | 0 | 0 | 0 | 0 | 0 | 0
H | 0 | 0 | 0 | 0 | 0 | 0
LFG | 977.62 | 977.62 | 1563.66 | 1563.66 | 1563.66 | 1563.66
Nuc | 0 | 0 | 0 | 0 | 0 | 0
PS | 0 | 0 | 0 | 0 | 0 | 0
PV | 53.26 | 53.26 | 53.26 | 53.26 | 0 | 0
PeakG | 6.03 | 103.98 | 179.88 | 335.22 | 327.91 | 415.28
PeakO | 0 | 0 | 0 | 0 | 0 | 0
ST | 0 | 0 | 0 | 0 | 0 | 0
STOG | 1522.22 | 3095.95 | 4322.6 | 6017.96 | 6514.14 | 6244.09
STWD | 0 | 0 | 0 | 0 | 0 | 0
WT | 0 | 0 | 0 | 0 | 0 | 0
IGCC | 0 | 0 | 0 | 0 | 0 | 0
DemandResponse | 0 | 0 | 0 | 0 | 0 | 0
IGCC-CCS | 0 | 0 | 0 | 0 | 0 | 0
WT_off | 0 | 0 | 0 | 0 | 0 | 0
PseudoUnit | 0 | 0 | 0 | 0 | 0 | 0
FixedInterchange | 0 | 0 | 0 | 0 | 0 | 0
Total Generation by Reporting Type: PJM_E
ReportingType | 2015 | 2020 | 2025 | 2030 | 2035 | 2040
BM | 223.98 | 223.98 | 223.98 | 223.98 | 223.98 | 223.98
CC | 27540.09 | 41246.54 | 41539.02 | 43984.67 | 55730.46 | 74986.46
CSP | 0 | 0 | 0 | 0 | 0 | 0
CT | 0 | 0.86 | 0.86 | 252.88 | 1300.46 | 1152.32
Coal | 480.27 | 410.12 | 1064.71 | 1363.57 | 1967.19 | 2499.81
Geo | 0 | 0 | 0 | 0 | 0 | 0
H | 1839.28 | 1839.28 | 1839.28 | 1839.28 | 1839.28 | 1839.28
LFG | 3714.15 | 4761.94 | 4761.94 | 4761.94 | 4761.94 | 4761.94
Nuc | 66287.73 | 61501.14 | 61501.14 | 61501.14 | 44177.54 | 35032.79
PS | 84 | 184 | 184.05 | 261.25 | 304 | 294.15
PV | 102.4 | 102.4 | 102.4 | 102.4 | 102.4 | 102.4
PeakG | 0 | 80.26 | 484.93 | 510.12 | 737.69 | 940.13
PeakO | 0 | 0 | 0 | 6.28 | 0 | 0
ST | 0 | 0 | 0 | 0 | 0 | 0
STOG | 85.43 | 512.56 | 512.63 | 1000.95 | 1040.15 | 1061.81
STWD | 0 | 0 | 0 | 0 | 0 | 0
WT | 2143.36 | 2143.36 | 2143.36 | 2143.36 | 2143.36 | 2143.36
IGCC | 0 | 0 | 0 | 0 | 0 | 0
DemandResponse | 0 | 0 | 0 | 0 | 0 | 0
IGCC-CCS | 0 | 0 | 0 | 0 | 0 | 0
WT_off | 0 | 0 | 3990.53 | 3990.53 | 3990.53 | 3990.53
PseudoUnit | 0 | 0 | 0 | 0 | 0 | 0
FixedInterchange | 0 | 0 | 0 | 0 | 0 | 0
Total Generation by Reporting Type: PJM_ROM
ReportingType | 2015 | 2020 | 2025 | 2030 | 2035 | 2040
BM | 134.39 | 134.39 | 134.39 | 134.39 | 134.39 | 134.39
CC | 18665.81 | 23034.69 | 23882.09 | 26681.76 | 80979.4 | 213609.64
CSP | 0 | 0 | 0 | 0 | 0 | 0
CT | 0 | 0.52 | 3.14 | 1.64 | 3.14 | 6.5
Coal | 57179.69 | 62788.49 | 68707.33 | 73983.7 | 73983.71 | 73983.71
Geo | 0 | 0 | 0 | 0 | 0 | 0
H | 3645.46 | 3645.46 | 3645.46 | 3645.46 | 3645.46 | 3645.46
LFG | 2813.8 | 4903.85 | 4903.85 | 4903.85 | 4903.85 | 4903.85
Nuc | 39227.38 | 39227.38 | 39227.38 | 39227.38 | 25736.15 | 18733.49
PS | 317.73 | 695.98 | 1015.06 | 1149.82 | 1151.74 | 1125.21
PV | 10.51 | 2792.3 | 4752.87 | 5481.97 | 5966.2 | 6492.41
PeakG | 0 | 16.8 | 51.56 | 59.2 | 155.76 | 51.56
PeakO | 0 | 0 | 0 | 0.24 | 0 | 0
ST | 0 | 0 | 0 | 0 | 0 | 0
STOG | 555.27 | 1025.74 | 1432.57 | 1432.57 | 1460.4 | 1432.57
STWD | 490.56 | 490.56 | 490.56 | 490.56 | 490.56 | 490.56
WT | 3032.09 | 3032.09 | 4910.74 | 17226.13 | 17226.13 | 17226.13
IGCC | 0 | 0 | 0 | 0 | 0 | 0
DemandResponse | 0 | 0 | 0 | 0 | 0 | 0
IGCC-CCS | 0 | 0 | 0 | 0 | 0 | 0
WT_off | 0 | 0 | 0 | 0 | 0 | 0
PseudoUnit | 0 | 0 | 0 | 0 | 0 | 0
FixedInterchange | 0 | 0 | 0 | 0 | 0 | 0
Total Generation by Reporting Type: PJM_ROR
ReportingType | 2015 | 2020 | 2025 | 2030 | 2035 | 2040
BM | 74.55 | 161.29 | 2119.54 | 2874.46 | 2142.45 | 1440.95
CC | 69441.69 | 140952.27 | 189418.77 | 256107.91 | 332914.07 | 299114.4
CSP | 0 | 0 | 0 | 0 | 0 | 0
CT | 2.98 | 5.69 | 5.69 | 341.54 | 178.9 | 1018.52
Coal | 378537.16 | 314959.28 | 327941.14 | 331005.18 | 337213.67 | 341538.13
Geo | 0 | 0 | 0 | 0 | 0 | 0
H | 4602.26 | 4602.26 | 4602.26 | 4602.26 | 4602.26 | 4602.26
LFG | 4252.63 | 4252.63 | 8302.71 | 8302.71 | 8302.71 | 8302.71
Nuc | 156083.84 | 156083.84 | 156083.84 | 149330.43 | 116030.78 | 77993.94
PS | 1386.09 | 1487.65 | 2341.56 | 2208.78 | 1575.56 | 1417.26
PV | 63.07 | 63.07 | 63.07 | 63.07 | 63.07 | 63.07
PeakG | 1188.77 | 1158.75 | 1190.81 | 1145.84 | 795.42 | 838.53
PeakO | 0 | 0 | 0 | 0 | 0 | 0
ST | 0 | 0 | 0 | 0 | 0 | 0
STOG | 798.51 | 853.14 | 877.99 | 855.28 | 847.53 | 854.51
STWD | 172.02 | 608.76 | 999.54 | 1359.55 | 1359.55 | 1359.55
WT | 28147.97 | 28147.97 | 28682.04 | 31076.39 | 35252.01 | 49547.67
IGCC | 0 | 0 | 0 | 0 | 0 | 0
DemandResponse | 0 | 0 | 0 | 0 | 0 | 0
IGCC-CCS | 0 | 0 | 0 | 0 | 0 | 0
WT_off | 0 | 0 | 0 | 0 | 0 | 0
PseudoUnit | 0 | 0 | 0 | 0 | 0 | 0
FixedInterchange | 0 | 0 | 0 | 0 | 0 | 0
Total Generation by Reporting Type: SOCO
ReportingType | 2015 | 2020 | 2025 | 2030 | 2035 | 2040
BM | 0 | 0 | 23.04 | 23.04 | 38.26 | 38.26
CC | 129332.45 | 150276.95 | 158675.36 | 189499.07 | 221872.91 | 200850.83
CSP | 0 | 0 | 0 | 0 | 0 | 0
CT | 0 | 0 | 0 | 0 | 75.15 | 75.15
Coal | 98014.01 | 97912.2 | 118524.26 | 120614.5 | 125843.44 | 208180.63
Geo | 0 | 0 | 0 | 0 | 0 | 0
H | 10893.11 | 10893.11 | 10893.11 | 10893.11 | 10893.11 | 10893.11
LFG | 291.71 | 291.71 | 335.45 | 1138.45 | 1138.45 | 1138.45
Nuc | 45497.84 | 62634.5 | 62634.5 | 62634.5 | 62634.5 | 42031.17
PS | 1273 | 1273 | 1273 | 1273 | 1273 | 1153.11
PV | 0 | 0 | 0 | 0 | 0 | 0
PeakG | 857.82 | 1269.83 | 2373.19 | 2317.81 | 1819.55 | 1501.65
PeakO | 0 | 0 | 0 | 0 | 0 | 0
ST | 0 | 0 | 0 | 0 | 0 | 0
STOG | 0 | 0 | 0 | 0 | 0 | 0
STWD | 0 | 0 | 6.01 | 21.04 | 271.55 | 271.56
WT | 0 | 0 | 0 | 0 | 0 | 0
IGCC | 0 | 0 | 0 | 0 | 0 | 0.01
DemandResponse | 0 | 0 | 0 | 0 | 0 | 0
IGCC-CCS | 0 | 0 | 0 | 0 | 0 | 0
WT_off | 0 | 0 | 0 | 0 | 0 | 0
PseudoUnit | 0 | 0 | 0 | 0 | 0 | 0
FixedInterchange | 0 | 0 | 0 | 0 | 0 | 0
Total Generation by Reporting Type: SPP_N
ReportingType | 2015 | 2020 | 2025 | 2030 | 2035 | 2040
BM | 0 | 0 | 0 | 0 | 0 | 0
CC | 9486.57 | 27442.25 | 30394.03 | 44977.38 | 32831.71 | 27814.04
CSP | 0 | 0 | 0 | 0 | 0 | 0
CT | 0 | 0 | 0 | 364.37 | 1617.1 | 1112.34
Coal | 61836.51 | 58201.53 | 58469.93 | 58898.69 | 58898.7 | 79754.08
Geo | 0 | 0 | 0 | 0 | 0 | 0
H | 60 | 60 | 60 | 60 | 60 | 60
LFG | 55.19 | 55.19 | 804.17 | 804.17 | 804.17 | 804.17
Nuc | 9035.69 | 9035.69 | 9035.69 | 9035.69 | 9035.69 | 9035.69
PS | 0 | 0 | 0 | 0 | 0 | 0
PV | 0 | 0 | 0 | 0 | 0 | 0
PeakG | 110.49 | 121.03 | 366.4 | 367.46 | 103.58 | 26.96
PeakO | 0 | 0 | 0 | 0 | 0 | 0
ST | 0 | 0 | 0 | 0 | 0 | 0
STOG | 415.28 | 656.01 | 680.81 | 681.14 | 1143.35 | 674.68
STWD | 0 | 0 | 0 | 0 | 0 | 0
WT | 4213.48 | 4213.5 | 4213.52 | 4213.96 | 4213.96 | 4213.96
IGCC | 0 | 0 | 0 | 0 | 0 | 0
DemandResponse | 0 | 0 | 0 | 0 | 0 | 0
IGCC-CCS | 0 | 0 | 0 | 0 | 0 | 0
WT_off | 0 | 0 | 0 | 0 | 0 | 0
PseudoUnit | 0 | 0 | 0 | 0 | 0 | 0
FixedInterchange | 0 | 0 | 0 | 0 | 0 | 0
Total Generation by Reporting Type: SPP_S
ReportingType | 2015 | 2020 | 2025 | 2030 | 2035 | 2040
BM | 0 | 0 | 0 | 0 | 0 | 0
CC | 50996.19 | 71151.19 | 76815.51 | 91304.36 | 78342.95 | 58460.49
CSP | 0 | 0 | 0 | 0 | 0 | 0
CT | 0 | 0 | 0 | 0 | 0 | 6.2
Coal | 85734.62 | 73798.2 | 87749.18 | 88784.5 | 91770.5 | 91770.52
Geo | 0 | 0 | 0 | 0 | 0 | 0
H | 10050.79 | 10050.79 | 10050.79 | 10050.79 | 10050.79 | 10050.79
LFG | 149.8 | 149.8 | 898.78 | 898.78 | 898.78 | 898.78
Nuc | 0 | 0 | 0 | 0 | 0 | 0.01
PS | 205.16 | 327.81 | 338.96 | 338.96 | 327.81 | 327.81
PV | 0 | 0 | 0 | 0 | 0 | 0
PeakG | 0 | 0 | 0 | 0 | 0 | 0
PeakO | 0 | 0 | 0 | 0 | 0 | 0
ST | 0 | 0 | 0 | 0 | 0 | 0
STOG | 2907.79 | 3338.64 | 3909.06 | 3889.53 | 3259.67 | 3252.91
STWD | 0 | 0 | 0 | 0 | 0 | 5.67
WT | 9404.55 | 21001.38 | 23474.41 | 26856.18 | 72444.66 | 110801.46
IGCC | 0 | 0 | 0 | 0 | 0 | 0
DemandResponse | 0 | 0 | 0 | 0 | 0 | 0
IGCC-CCS | 0 | 0 | 0 | 0 | 0 | 0
WT_off | 0 | 0 | 0 | 0 | 0 | 0
PseudoUnit | 0 | 0 | 0 | 0 | 0 | 0
FixedInterchange | 0 | 0 | 0 | 0 | 0 | 0
Total Generation by Reporting Type: TVA
ReportingType | 2015 | 2020 | 2025 | 2030 | 2035 | 2040
BM | 0 | 0 | 0 | 0 | 0 | 0
CC | 20200.79 | 47545.76 | 58276.55 | 72029.6 | 71764.32 | 59532.22
CSP | 0 | 0 | 0 | 0 | 0 | 0
CT | 45.27 | 324.7 | 468.78 | 811.27 | 956.6 | 849.18
Coal | 90941.81 | 76623.3 | 81428 | 82350.38 | 119283.43 | 162014.74
Geo | 0 | 0 | 0 | 0 | 0 | 0
H | 17444.81 | 17444.81 | 17444.81 | 17444.81 | 17444.81 | 17444.81
LFG | 102.49 | 102.49 | 102.5 | 949.23 | 949.23 | 949.23
Nuc | 65391.09 | 65391.09 | 65391.09 | 65391.09 | 45821.54 | 35861.5
PS | 760.64 | 780.86 | 793.14 | 1074.17 | 1062.44 | 801.78
PV | 0 | 0 | 0 | 0 | 0 | 0
PeakG | 0 | 0 | 38.73 | 39.91 | 40.55 | 27.17
PeakO | 0 | 0 | 0 | 0 | 0 | 0
ST | 0 | 0 | 0 | 0 | 0 | 0
STOG | 0 | 0 | 0 | 0 | 0 | 0
STWD | 0 | 0 | 0.05 | 0.27 | 1.96 | 2.03
WT | 73.94 | 73.94 | 73.94 | 73.94 | 73.94 | 73.94
IGCC | 0 | 0 | 0 | 0 | 0 | 0
DemandResponse | 0 | 0 | 0 | 0 | 0 | 0
IGCC-CCS | 0 | 0 | 0 | 0 | 0 | 0
WT_off | 0 | 0 | 0 | 0 | 0 | 0
PseudoUnit | 0 | 0 | 0 | 0 | 0 | 0
FixedInterchange | 0 | 0 | 0 | 0 | 0 | 0
Total Generation by Reporting Type: TVA_Transmission
ReportingType | 2015 | 2020 | 2025 | 2030 | 2035 | 2040
BM | 0 | 0 | 0 | 0 | 0 | 0
CC | 0 | 0 | 0 | 0 | 0 | 0
CSP | 0 | 0 | 0 | 0 | 0 | 0
CT | 0 | 0 | 0 | 0 | 0 | 0
Coal | 0 | 0 | 0 | 0 | 0 | 0
Geo | 0 | 0 | 0 | 0 | 0 | 0
H | 0 | 0 | 0 | 0 | 0 | 0
LFG | 0 | 0 | 0 | 0 | 0 | 0
Nuc | 0 | 0 | 0 | 0 | 0 | 0
PS | 0 | 0 | 0 | 0 | 0 | 0
PV | 0 | 0 | 0 | 0 | 0 | 0
PeakG | 0 | 0 | 0 | 0 | 0 | 0
PeakO | 0 | 0 | 0 | 0 | 0 | 0
ST | 0 | 0 | 0 | 0 | 0 | 0
STOG | 0 | 0 | 0 | 0 | 0 | 0
STWD | 0 | 0 | 0 | 0 | 0 | 0
WT | 0 | 0 | 0 | 0 | 0 | 0
IGCC | 0 | 0 | 0 | 0 | 0 | 0
DemandResponse | 0 | 0 | 0 | 0 | 0 | 0
IGCC-CCS | 0 | 0 | 0 | 0 | 0 | 0
WT_off | 0 | 0 | 0 | 0 | 0 | 0
PseudoUnit | 0 | 0 | 0 | 0 | 0 | 0
FixedInterchange | 0 | 0 | 0 | 0 | 0 | 0
Total Generation by Reporting Type: VACAR
ReportingType | 2015 | 2020 | 2025 | 2030 | 2035 | 2040
BM | 6.84 | 3999.65 | 10533.61 | 12743.73 | 14985.45 | 17784.67
CC | 80652.39 | 94025.28 | 90533.87 | 109852.2 | 159709.29 | 219380.52
CSP | 0 | 0 | 0 | 0 | 0 | 0
CT | 73.69 | 167.65 | 440.04 | 875.42 | 1314.32 | 1041.97
Coal | 68777.7 | 70710.51 | 91223.56 | 100571.62 | 109336.76 | 110697.58
Geo | 0 | 0 | 0 | 0 | 0 | 0
H | 4325 | 4325 | 4325 | 4325 | 4325 | 4325
LFG | 499.37 | 1343.43 | 1343.43 | 1343.43 | 1343.43 | 1343.43
Nuc | 89032.75 | 107182.03 | 107182.03 | 107182.03 | 81882.09 | 67409.4
PS | 689.7 | 1203.36 | 1203.36 | 1332.21 | 1392.41 | 1203.36
PV | 42.05 | 333.48 | 365.23 | 403.05 | 444.33 | 489.85
PeakG | 90.98 | 172.54 | 329.1 | 295.23 | 293.78 | 226.38
PeakO | 0 | 0 | 0 | 0 | 0 | 0
ST | 0 | 0 | 0 | 0 | 0 | 0
STOG | 0 | 0 | 0.86 | 0.86 | 0.86 | 0.86
STWD | 1969.25 | 1969.25 | 1244.66 | 1447.77 | 1969.24 | 1969.25
WT | 2.34 | 7866.99 | 7866.99 | 7866.99 | 7866.99 | 7866.99
IGCC | 0 | 0 | 0 | 0 | 0 | 0
DemandResponse | 0 | 0 | 0 | 0 | 0 | 0
IGCC-CCS | 0 | 0 | 0 | 0 | 0 | 0
WT_off | 3.46 | 3.46 | 3.46 | 3.46 | 3.46 | 3.46
PseudoUnit | 0 | 0 | 0 | 0 | 0 | 0
FixedInterchange | 0 | 0 | 0 | 0 | 0 | 0
Total Generation by Reporting Type: IESO
ReportingType | 2015 | 2020 | 2025 | 2030 | 2035 | 2040
BM | 0 | 0 | 0 | 3.01 | 3.01 | 3.01
CC | 1382.74 | 4752.26 | 10453.23 | 22302.57 | 52373.94 | 83018.13
CSP | 0 | 0 | 0 | 0 | 0 | 0
CT | 0 | 0 | 3.44 | 17.06 | 17.06 | 40.18
Coal | 0 | 0 | 0 | 0 | 0 | 0
Geo | 0 | 0 | 0 | 0 | 0 | 0
H | 46189.03 | 46189.03 | 46189.03 | 46189.03 | 46189.03 | 46189.03
LFG | 926.37 | 926.37 | 926.37 | 930.31 | 930.31 | 930.31
Nuc | 101402.3 | 101402.3 | 101402.3 | 101402.3 | 93379.23 | 81383.57
PS | 0 | 4.31 | 4.31 | 13.53 | 13.53 | 25.83
PV | 78.84 | 78.84 | 78.84 | 78.84 | 78.84 | 78.84
PeakG | 0 | 0 | 4.3 | 15.05 | 16.11 | 16.11
PeakO | 0 | 0 | 0 | 0 | 0 | 0
ST | 0 | 0 | 0 | 0 | 0 | 0
STOG | 0 | 0 | 0 | 0 | 0 | 0
STWD | 0 | 0 | 1.25 | 4.38 | 13.76 | 13.76
WT | 8479.75 | 8479.75 | 8479.75 | 8479.75 | 3205.67 | 3205.67
IGCC | 0 | 0 | 0 | 0 | 0 | 0
DemandResponse | 0 | 0 | 0 | 0 | 0 | 0
IGCC-CCS | 0 | 0 | 0 | 0 | 0 | 0
WT_off | 0 | 0 | 0 | 0 | 0 | 0
PseudoUnit | 0 | 0 | 0 | 0 | 0 | 0
FixedInterchange | 0 | 0 | 0 | 0 | 0 | 0
Total Generation by Reporting Type: MAPP_CA
ReportingType | 2015 | 2020 | 2025 | 2030 | 2035 | 2040
BM | 0 | 0 | 0 | 0 | 0 | 0
CC | 13037.01 | 20378.54 | 25993.77 | 34020.6 | 40972.28 | 41724.21
CSP | 0 | 0 | 0 | 0 | 0 | 0
CT | 0 | 0 | 0 | 0 | 0.44 | 9.12
Coal | 83.65 | 176 | 489.91 | 2324.04 | 3645.61 | 4116.93
Geo | 0 | 0 | 0 | 0 | 0 | 0
H | 41520.42 | 41520.42 | 41520.42 | 41520.42 | 41520.42 | 41520.42
LFG | 0 | 0 | 0 | 0 | 0 | 0
Nuc | 0 | 0 | 0 | 0 | 0 | 0.01
PS | 0 | 0 | 0 | 0 | 0 | 0
PV | 0 | 0 | 0 | 0 | 0 | 0
PeakG | 0 | 0 | 4.33 | 4.9 | 3.44 | 0
PeakO | 0 | 0 | 0 | 0 | 0 | 0
ST | 0 | 0 | 0 | 0 | 0 | 0
STOG | 0 | 0 | 1.18 | 1.18 | 0 | 0
STWD | 0 | 0 | 0 | 0 | 0 | 0
WT | 1446.06 | 1446.06 | 1446.06 | 1446.06 | 1446.06 | 1446.06
IGCC | 0 | 0 | 0 | 0 | 0 | 0
DemandResponse | 0 | 0 | 0 | 0 | 0 | 0
IGCC-CCS | 0 | 0 | 0 | 0 | 0 | 0
WT_off | 0 | 0 | 0 | 0 | 0 | 0
PseudoUnit | 0 | 0 | 0 | 0 | 0 | 0
FixedInterchange | 0 | 0 | 0 | 0 | 0 | 0
Total Generation by Reporting Type: AZ_NM_SNV_Coal
ReportingType | 2015 | 2020 | 2025 | 2030 | 2035 | 2040
BM | 0 | 0 | 0 | 0 | 0 | 0
CC | 0 | 0 | 0 | 0 | 0 | 0
CSP | 0 | 0 | 0 | 0 | 0 | 0
CT | 0 | 0 | 0 | 0 | 0 | 0
Coal | 72902.58 | 77472.95 | 77472.96 | 77472.96 | 77472.96 | 128284.98
Geo | 0 | 0 | 0 | 0 | 0 | 0
H | 0 | 0 | 0 | 0 | 0 | 0
LFG | 0 | 0 | 0 | 0 | 0 | 0
Nuc | 0 | 0 | 0 | 0 | 0 | 0
PS | 0 | 0 | 0 | 0 | 0 | 0
PV | 0 | 0 | 0 | 0 | 0 | 0
PeakG | 0 | 0 | 0 | 0 | 0 | 0
PeakO | 0 | 0 | 0 | 0 | 0 | 0
ST | 0 | 0 | 0 | 0 | 0 | 0
STOG | 0 | 0 | 0 | 0 | 0 | 0
STWD | 0 | 0 | 0 | 0 | 0 | 0
WT | 0 | 0 | 0 | 0 | 0 | 0
IGCC | 0 | 0 | 0 | 0 | 0 | 0
DemandResponse | 0 | 0 | 0 | 0 | 0 | 0
IGCC-CCS | 0 | 0 | 0 | 0 | 0 | 0
WT_off | 0 | 0 | 0 | 0 | 0 | 0
PseudoUnit | 0 | 0 | 0 | 0 | 0 | 0
FixedInterchange | 0 | 0 | 0 | 0 | 0 | 0
Total Generation by Reporting Type: AZ_NM_SNV_Gas
ReportingType | 2015 | 2020 | 2025 | 2030 | 2035 | 2040
BM | 0 | 0 | 0 | 0 | 0 | 0
CC | 110577.69 | 123451.81 | 143300.14 | 193497.96 | 246466.67 | 250639.15
CSP | 0 | 0 | 0 | 0 | 0 | 0
CT | 0 | 0 | 246.21 | 281.87 | 0 | 0
Coal | 0 | 0 | 0 | 0 | 0 | 0
Geo | 0 | 0 | 0 | 0 | 0 | 0
H | 0 | 0 | 0 | 0 | 0 | 0
LFG | 0 | 0 | 0 | 0 | 0 | 0
Nuc | 0 | 0 | 0 | 0 | 0 | 0
PS | 0 | 0 | 0 | 0 | 0 | 0
PV | 0 | 0 | 0 | 0 | 0 | 0
PeakG | 0 | 0 | 615.45 | 451.41 | 0 | 0
PeakO | 0 | 0 | 0 | 0 | 0 | 0
ST | 0 | 0 | 0 | 0 | 0 | 0
STOG | 0 | 0 | 0 | 0 | 0 | 0
STWD | 0 | 0 | 0 | 0 | 0 | 0
WT | 0 | 0 | 0 | 0 | 0 | 0
IGCC | 0 | 0 | 0 | 0 | 0 | 0
DemandResponse | 0 | 0 | 0 | 0 | 0 | 0
IGCC-CCS | 0 | 0 | 0 | 0 | 0 | 0
WT_off | 0 | 0 | 0 | 0 | 0 | 0
PseudoUnit | 0 | 0 | 0 | 0 | 0 | 0
FixedInterchange | 0 | 0 | 0 | 0 | 0 | 0
Total Generation by Reporting Type: AZ_NM_SNV_NucRenew
ReportingType | 2015 | 2020 | 2025 | 2030 | 2035 | 2040
BM | 0 | 0 | 0 | 0 | 0 | 0
CC | 0 | 0 | 0 | 0 | 0 | 0
CSP | 0 | 0 | 0 | 0 | 0 | 0
CT | 0 | 0 | 0 | 0 | 0 | 0
Coal | 0 | 0 | 0 | 0 | 0 | 0
Geo | 0 | 0 | 12066.9 | 12066.9 | 12066.9 | 12066.9
H | 8952 | 8952 | 8952 | 8952 | 8952 | 8952
LFG | 55.19 | 533.48 | 533.48 | 533.48 | 533.48 | 533.48
Nuc | 30183.89 | 30183.89 | 30183.89 | 30183.89 | 30183.89 | 30183.89
PS | 45.36 | 45.36 | 88.56 | 88.56 | 204.44 | 204.44
PV | 365.63 | 365.63 | 365.63 | 365.63 | 365.63 | 365.63
PeakG | 0 | 0 | 0 | 0 | 0 | 0
PeakO | 0 | 0 | 0 | 0 | 0 | 0
ST | 981.12 | 2886.24 | 4173.16 | 4722.32 | 4722.32 | 4722.33
STOG | 0 | 0 | 0 | 0 | 0 | 0
STWD | 182.21 | 182.21 | 26.56 | 133.88 | 133.88 | 110.48
WT | 1407.73 | 51333.39 | 51333.39 | 53307.12 | 53307.14 | 53330.56
IGCC | 0 | 0 | 0 | 0 | 0 | 0
DemandResponse | 0 | 0 | 0 | 0 | 0 | 0
IGCC-CCS | 0 | 0 | 0 | 0 | 0 | 0
WT_off | 0 | 0 | 0 | 0 | 0 | 0
PseudoUnit | 0 | 0 | 0 | 0 | 0 | 0
FixedInterchange | 0 | 0 | 0 | 0 | 0 | 0
Total Generation by Reporting Type: ERCOT
ReportingType | 2015 | 2020 | 2025 | 2030 | 2035 | 2040
BM | 0 | 0 | 4.68 | 4.68 | 100.59 | 98.27
CC | 186567.16 | 224078.9 | 238378.56 | 272423.26 | 313287.28 | 358122.89
CSP | 0 | 0 | 0 | 0 | 0 | 0
CT | 0 | 2.34 | 8.17 | 8.17 | 8.17 | 8.17
Coal | 95657.54 | 103578.5 | 122318.6 | 123338.02 | 124018.86 | 124018.86
Geo | 0 | 0 | 0 | 0 | 0 | 0
H | 607.38 | 607.38 | 607.38 | 607.38 | 607.38 | 607.38
LFG | 591.3 | 591.3 | 591.3 | 3382.24 | 3382.24 | 3382.24
Nuc | 39655.79 | 39655.79 | 39655.79 | 39655.79 | 39655.79 | 39655.79
PS | 0 | 0 | 0 | 0 | 0 | 0
PV | 30.84 | 30.84 | 30.84 | 30.84 | 2.63 | 2.63
PeakG | 0 | 2.72 | 93.94 | 93.12 | 72.66 | 72.96
PeakO | 0 | 0 | 0 | 0 | 0 | 0
ST | 0 | 0 | 0 | 0 | 0 | 0
STOG | 5518.01 | 6358.35 | 8322.03 | 7204.99 | 6381.89 | 5619.89
STWD | 0 | 0 | 0 | 0 | 0 | 0
WT | 27080.39 | 27080.39 | 27080.39 | 27080.39 | 27080.39 | 27080.39
IGCC | 0 | 0 | 0 | 0 | 0 | 0
DemandResponse | 0 | 0 | 0 | 0 | 0 | 0
IGCC-CCS | 0 | 0 | 0 | 0 | 0 | 0
WT_off | 0 | 0 | 0 | 0 | 0 | 0
PseudoUnit | 0 | 0 | 0 | 0 | 0 | 0
FixedInterchange | 0 | 0 | 0 | 0 | 0 | 0
Total Generation by Reporting Type: NP15
ReportingType | 2015 | 2020 | 2025 | 2030 | 2035 | 2040
BM | 0 | 0 | 0 | 0 | 0 | 0
CC | 40455.07 | 42416.06 | 51375.32 | 35178.33 | 38491.1 | 56821.35
CSP | 0 | 0 | 0 | 0 | 0 | 0
CT | 0 | 0 | 0 | 7.67 | 98.06 | 128.43
Coal | 213.44 | 0.01 | 0.01 | 0.01 | 0 | 0
Geo | 9050.48 | 9886.97 | 14043.68 | 14043.68 | 14043.68 | 14043.68
H | 24182 | 24182 | 24182 | 24182 | 24182 | 24182
LFG | 670.14 | 5124.6 | 5124.6 | 5124.6 | 5124.6 | 5124.6
Nuc | 17915.6 | 17915.6 | 17915.6 | 17915.6 | 17915.6 | 17915.6
PS | 11.29 | 56.9 | 67.19 | 300.39 | 486.14 | 1497.12
PV | 153.52 | 153.52 | 153.52 | 153.52 | 153.52 | 153.52
PeakG | 0 | 0 | 1.89 | 57.65 | 231.65 | 268.35
PeakO | 0 | 0 | 0 | 0 | 0 | 0
ST | 99.08 | 99.08 | 99.08 | 99.08 | 99.08 | 99.08
STOG | 221.13 | 411.86 | 497.45 | 640.28 | 1630.2 | 1063.74
STWD | 3097.54 | 3097.54 | 13.92 | 1833.27 | 1954.66 | 2326.63
WT | 3102.31 | 8102.45 | 8102.45 | 11679.16 | 11679.16 | 11679.16
IGCC | 0 | 0 | 0 | 0 | 0 | 0
DemandResponse | 0 | 0 | 0 | 0 | 0 | 0
IGCC-CCS | 0 | 0 | 0 | 0 | 0 | 0
WT_off | 0 | 0 | 0 | 0 | 0 | 0
PseudoUnit | 0 | 0 | 0 | 0 | 0 | 0
FixedInterchange | 0 | 0 | 0 | 0 | 0 | 0
Total Generation by Reporting Type: NWPP_Coal
ReportingType | 2015 | 2020 | 2025 | 2030 | 2035 | 2040
BM | 0 | 0 | 0 | 0 | 0 | 0
CC | 0 | 0 | 0 | 0 | 0 | 0
CSP | 0 | 0 | 0 | 0 | 0 | 0
CT | 0 | 0 | 0 | 0 | 0 | 0
Coal | 92102.48 | 91984.39 | 91984.39 | 91984.39 | 91984.39 | 91984.39
Geo | 0 | 0 | 0 | 0 | 0 | 0
H | 0 | 0 | 0 | 0 | 0 | 0
LFG | 0 | 0 | 0 | 0 | 0 | 0
Nuc | 0 | 0 | 0 | 0 | 0 | 0
PS | 0 | 0 | 0 | 0 | 0 | 0
PV | 0 | 0 | 0 | 0 | 0 | 0
PeakG | 0 | 0 | 0 | 0 | 0 | 0
PeakO | 0 | 0 | 0 | 0 | 0 | 0
ST | 0 | 0 | 0 | 0 | 0 | 0
STOG | 0 | 0 | 0 | 0 | 0 | 0
STWD | 0 | 0 | 0 | 0 | 0 | 0
WT | 0 | 0 | 0 | 0 | 0 | 0
IGCC | 0 | 0 | 0 | 0 | 0 | 0
DemandResponse | 0 | 0 | 0 | 0 | 0 | 0
IGCC-CCS | 0 | 0 | 0 | 0 | 0 | 0
WT_off | 0 | 0 | 0 | 0 | 0 | 0
PseudoUnit | 0 | 0 | 0 | 0 | 0 | 0
FixedInterchange | 0 | 0 | 0 | 0 | 0 | 0
Total Generation by Reporting Type: NWPP_Gas
ReportingType | 2015 | 2020 | 2025 | 2030 | 2035 | 2040
BM | 0 | 0 | 0 | 0 | 0 | 0
CC | 58117.16 | 71865.41 | 101108.19 | 150314.54 | 202553.5 | 245111.54
CSP | 0 | 0 | 0 | 0 | 0 | 0
CT | 0 | 0 | 0 | 0 | 0 | 0
Coal | 0 | 0 | 0 | 0 | 0.01 | 7206.15
Geo | 0 | 0 | 0 | 0 | 0 | 0
H | 0 | 0 | 0 | 0 | 0 | 0
LFG | 0 | 0 | 0 | 0 | 0 | 0
Nuc | 0 | 0 | 0 | 0 | 0 | 0
PS | 0 | 0 | 0 | 0 | 0 | 0
PV | 0 | 0 | 0 | 0 | 0 | 0
PeakG | 0 | 0 | 0 | 0 | 0 | 0
PeakO | 0 | 0 | 0 | 0 | 0 | 0
ST | 0 | 0 | 0 | 0 | 0 | 0
STOG | 0 | 0 | 0 | 0 | 0 | 0
STWD | 0 | 0 | 0 | 0 | 0 | 0
WT | 0 | 0 | 0 | 0 | 0 | 0
IGCC | 0 | 0 | 0 | 0 | 0 | 0
DemandResponse | 0 | 0 | 0 | 0 | 0 | 0
IGCC-CCS | 0 | 0 | 0 | 0 | 0 | 0
WT_off | 0 | 0 | 0 | 0 | 0 | 0
PseudoUnit | 0 | 0 | 0 | 0 | 0 | 0
FixedInterchange | 0 | 0 | 0 | 0 | 0 | 0
Total Generation by Reporting Type: NWPP_NucRenew
ReportingType | 2015 | 2020 | 2025 | 2030 | 2035 | 2040
BM | 0 | 243.02 | 243.02 | 243.02 | 243.02 | 243.02
CC | 0 | 0 | 0 | 0 | 0 | 0
CSP | 0 | 0 | 0 | 0 | 0 | 0
CT | 0 | 0 | 0 | 0 | 0 | 0
Coal | 0 | 0 | 0 | 0 | 0 | 0
Geo | 3280.13 | 3280.13 | 6891.88 | 6891.88 | 6891.88 | 6891.88
H | 133486 | 133486 | 133486 | 133486 | 133486 | 133486
LFG | 1013.09 | 1622.44 | 2940.73 | 2940.73 | 2940.73 | 2940.73
Nuc | 8809.8 | 8809.8 | 8809.8 | 8809.8 | 8809.8 | 8809.8
PS | 0 | 0 | 0 | 0 | 0 | 0
PV | 7.88 | 7.88 | 7.88 | 7.88 | 7.88 | 7.88
PeakG | 0 | 0 | 0 | 0 | 0 | 0
PeakO | 0 | 0 | 0 | 0 | 0 | 0
ST | 0 | 0 | 0 | 0 | 0 | 0
STOG | 0 | 0 | 0 | 0 | 0 | 0
STWD | 0 | 1428.18 | 2338.42 | 3931.49 | 3931.49 | 3931.35
WT | 15874.4 | 15874.4 | 15874.4 | 17575.51 | 17575.51 | 17575.51
IGCC | 0 | 0 | 0 | 0 | 0 | 0
DemandResponse | 0 | 0 | 0 | 0 | 0 | 0
IGCC-CCS | 0 | 0 | 0 | 0 | 0 | 0
WT_off | 0 | 0 | 0 | 0 | 0 | 0
PseudoUnit | 0 | 0 | 0 | 0 | 0 | 0
FixedInterchange | 0 | 0 | 0 | 0 | 0 | 0
Total Generation by Reporting Type: RMPA
ReportingType | 2015 | 2020 | 2025 | 2030 | 2035 | 2040
BM | 0 | 0 | 0 | 0 | 0 | 0
CC | 10239.54 | 8743.03 | 5088.68 | 3035.41 | 2029.35 | 1966.72
CSP | 0 | 0 | 0 | 0 | 0 | 0
CT | 0 | 0 | 0 | 0 | 0 | 0
Coal | 55435.07 | 61475.34 | 60007.02 | 76648.31 | 95013.82 | 111492.7
Geo | 0 | 4364.76 | 21387.54 | 21387.54 | 21387.54 | 21387.54
H | 4353 | 4353 | 4353 | 4353 | 4353 | 4353
LFG | 58.34 | 286.45 | 286.45 | 286.45 | 286.45 | 286.45
Nuc | 0 | 0 | 0 | 0 | 0 | 0.01
PS | 66.72 | 118.23 | 214.01 | 286.99 | 941.76 | 1036.85
PV | 54.93 | 54.93 | 54.93 | 54.93 | 54.93 | 54.93
PeakG | 19.28 | 46.07 | 57.07 | 81.64 | 81.4 | 115.31
PeakO | 0 | 0 | 0 | 0 | 0 | 0
ST | 9.83 | 1363.53 | 1532.74 | 1722.38 | 1722.38 | 1722.38
STOG | 0 | 0 | 0 | 0 | 0 | 0
STWD | 0 | 0 | 0 | 0 | 0 | 0
WT | 6354.34 | 6354.35 | 6354.35 | 6354.35 | 6354.35 | 6354.35
IGCC | 0 | 0 | 0 | 0 | 0 | 0
DemandResponse | 0 | 0 | 0 | 0 | 0 | 0
IGCC-CCS | 0 | 0 | 0 | 0 | 0 | 0
WT_off | 0 | 0 | 0 | 0 | 0 | 0
PseudoUnit | 0 | 0 | 0 | 0 | 0 | 0
FixedInterchange | 0 | 0 | 0 | 0 | 0 | 0
Total Generation by Reporting Type: SP15
ReportingType | 2015 | 2020 | 2025 | 2030 | 2035 | 2040
BM | 44.8 | 44.8 | 2.27 | 37.81 | 23.64 | 21.07
CC | 50791.27 | 21431.5 | 23310.16 | 16013.77 | 15220.75 | 12976.67
CSP | 0 | 0 | 0 | 0 | 0 | 0
CT | 0 | 0 | 0 | 0 | 215.57 | 549.28
Coal | 761.6 | 761.6 | 761.59 | 467.51 | 154.51 | 67.1
Geo | 7774.15 | 19841.05 | 19841.05 | 19841.05 | 19841.05 | 19841.05
H | 5920 | 5920 | 5920 | 5920 | 5920 | 5920
LFG | 1759.71 | 6141.64 | 6141.64 | 6141.64 | 6141.64 | 6141.64
Nuc | 17526.13 | 17526.13 | 17526.13 | 17526.13 | 17526.13 | 17526.13
PS | 292.81 | 302.4 | 590.4 | 590.4 | 1022.4 | 1362.96
PV | 331.57 | 331.57 | 331.57 | 331.57 | 331.57 | 331.57
PeakG | 0 | 0 | 0 | 28.6 | 53.93 | 43.09
PeakO | 0 | 0 | 0 | 0 | 0.08 | 0.08
ST | 1569.79 | 1569.79 | 1569.79 | 1569.79 | 1569.79 | 1569.79
STOG | 347.9 | 571.59 | 579.96 | 1124.25 | 2271.54 | 2884.4
STWD | 833.95 | 833.95 | 43.91 | 512.64 | 405.39 | 287.59
WT | 5740.26 | 5740.26 | 5740.26 | 9180.78 | 9180.78 | 9180.78
IGCC | 0 | 0 | 0 | 0 | 0 | 0
DemandResponse | 0 | 0 | 0 | 0 | 0 | 0
IGCC-CCS | 0 | 0 | 0 | 0 | 0 | 0
WT_off | 0 | 0 | 0 | 0 | 0 | 0
PseudoUnit | 0 | 0 | 0 | 0 | 0 | 0
FixedInterchange | 0 | 0 | 0 | 0 | 0 | 0
Total Generation by Reporting Type: ALB
ReportingType | 2015 | 2020 | 2025 | 2030 | 2035 | 2040
BM | 0 | 0 | 0 | 0 | 0 | 0
CC | 21368.65 | 29667.29 | 39242.65 | 52280.13 | 65722.52 | 77125.84
CSP | 0 | 0 | 0 | 0 | 0 | 0
CT | 0 | 0 | 0 | 0 | 0 | 0
Coal | 46350.59 | 46350.59 | 46350.59 | 46350.59 | 46350.59 | 46350.59
Geo | 0 | 0 | 0 | 0 | 0 | 0
H | 1979.87 | 1979.87 | 1979.87 | 1979.87 | 1979.87 | 1979.87
LFG | 78.84 | 78.84 | 78.84 | 78.84 | 78.84 | 78.84
Nuc | 0 | 0 | 0 | 0 | 0 | 0
PS | 0 | 0 | 0 | 0 | 0 | 0
PV | 0 | 0 | 0 | 0 | 0 | 0
PeakG | 0 | 0 | 1.26 | 0 | 0 | 0
PeakO | 0 | 0 | 0 | 0 | 0 | 0
ST | 0 | 0 | 0 | 0 | 0 | 0
STOG | 0 | 0 | 0 | 0 | 0 | 0
STWD | 0 | 0 | 0 | 0 | 0 | 0
WT | 1553.84 | 1553.84 | 1553.84 | 1553.84 | 1553.84 | 1553.84
IGCC | 0 | 0 | 0 | 0 | 0 | 0
DemandResponse | 0 | 0 | 0 | 0 | 0 | 0
IGCC-CCS | 0 | 0 | 0 | 0 | 0 | 0
WT_off | 0 | 0 | 0 | 0 | 0 | 0
PseudoUnit | 0 | 0 | 0 | 0 | 0 | 0
FixedInterchange | 0 | 0 | 0 | 0 | 0 | 0
Total Generation by Reporting Type: BC
ReportingType | 2015 | 2020 | 2025 | 2030 | 2035 | 2040
BM | 0 | 0 | 0 | 0 | 0 | 0
CC | 13226.1 | 22636.66 | 32785.26 | 45801.55 | 51031.15 | 61379.49
CSP | 0 | 0 | 0 | 0 | 0 | 0
CT | 0 | 0 | 0 | 0 | 0 | 0
Coal | 0 | 0 | 0 | 0 | 0 | 0
Geo | 0 | 0 | 0 | 0 | 0 | 0
H | 54411.22 | 54411.22 | 54411.22 | 54411.22 | 54411.22 | 54411.22
LFG | 189.22 | 189.22 | 189.22 | 189.22 | 189.22 | 189.22
Nuc | 0 | 0 | 0 | 0 | 0 | 0
PS | 0 | 0 | 0 | 0 | 0 | 0
PV | 0 | 0 | 0 | 0 | 0 | 0
PeakG | 0 | 0 | 0 | 0 | 0 | 0
PeakO | 0 | 0 | 0 | 0 | 0 | 0
ST | 0 | 0 | 0 | 0 | 0 | 0
STOG | 704.05 | 0 | 0 | 0 | 0 | 0
STWD | 0 | 0 | 0 | 0 | 0 | 0
WT | 568.82 | 568.82 | 568.82 | 568.82 | 568.82 | 568.82
IGCC | 0 | 0 | 0 | 0 | 0 | 0
DemandResponse | 0 | 0 | 0 | 0 | 0 | 0
IGCC-CCS | 0 | 0 | 0 | 0 | 0 | 0
WT_off | 0 | 0 | 0 | 0 | 0 | 0
PseudoUnit | 0 | 0 | 0 | 0 | 0 | 0
FixedInterchange | 0 | 0 | 0 | 0 | 0 | 0
Total Generation by Reporting Type: HQ_IESO
ReportingType | 2015 | 2020 | 2025 | 2030 | 2035 | 2040
BM | 0 | 0 | 0 | 0 | 0 | 0
CC | 0 | 0 | 0 | 0 | 0 | 0
CSP | 0 | 0 | 0 | 0 | 0 | 0
CT | 0 | 0 | 0 | 0 | 0 | 0
Coal | 0 | 0 | 0 | 0 | 0 | 0
Geo | 0 | 0 | 0 | 0 | 0 | 0
H | 0 | 0 | 0 | 0 | 0 | 0
LFG | 0 | 0 | 0 | 0 | 0 | 0
Nuc | 0 | 0 | 0 | 0 | 0 | 0
PS | 0 | 0 | 0 | 0 | 0 | 0
PV | 0 | 0 | 0 | 0 | 0 | 0
PeakG | 0 | 0 | 0 | 0 | 0 | 0
PeakO | 0 | 0 | 0 | 0 | 0 | 0
ST | 0 | 0 | 0 | 0 | 0 | 0
STOG | 0 | 0 | 0 | 0 | 0 | 0
STWD | 0 | 0 | 0 | 0 | 0 | 0
WT | 0 | 0 | 0 | 0 | 0 | 0
IGCC | 0 | 0 | 0 | 0 | 0 | 0
DemandResponse | 0 | 0 | 0 | 0 | 0 | 0
IGCC-CCS | 0 | 0 | 0 | 0 | 0 | 0
WT_off | 0 | 0 | 0 | 0 | 0 | 0
PseudoUnit | 0 | 0 | 0 | 0 | 0 | 0
FixedInterchange | 2336 | 2336 | 2336 | 2336 | 2336 | 2336
Total Generation by Reporting Type: HQ_NEISO
ReportingType | 2015 | 2020 | 2025 | 2030 | 2035 | 2040
BM | 0 | 0 | 0 | 0 | 0 | 0
CC | 0 | 0 | 0 | 0 | 0 | 0
CSP | 0 | 0 | 0 | 0 | 0 | 0
CT | 0 | 0 | 0 | 0 | 0 | 0
Coal | 0 | 0 | 0 | 0 | 0 | 0
Geo | 0 | 0 | 0 | 0 | 0 | 0
H | 0 | 0 | 0 | 0 | 0 | 0
LFG | 0 | 0 | 0 | 0 | 0 | 0
Nuc | 0 | 0 | 0 | 0 | 0 | 0
PS | 0 | 0 | 0 | 0 | 0 | 0
PV | 0 | 0 | 0 | 0 | 0 | 0
PeakG | 0 | 0 | 0 | 0 | 0 | 0
PeakO | 0 | 0 | 0 | 0 | 0 | 0
ST | 0 | 0 | 0 | 0 | 0 | 0
STOG | 0 | 0 | 0 | 0 | 0 | 0
STWD | 0 | 0 | 0 | 0 | 0 | 0
WT | 0 | 0 | 0 | 0 | 0 | 0
IGCC | 0 | 0 | 0 | 0 | 0 | 0
DemandResponse | 0 | 0 | 0 | 0 | 0 | 0
IGCC-CCS | 0 | 0 | 0 | 0 | 0 | 0
WT_off | 0 | 0 | 0 | 0 | 0 | 0
PseudoUnit | 0 | 0 | 0 | 0 | 0 | 0
FixedInterchange | 19184.4 | 19184.4 | 19184.4 | 19184.4 | 19184.4 | 19184.4
Total Generation by Reporting Type: HQ_NY
ReportingType | 2015 | 2020 | 2025 | 2030 | 2035 | 2040
BM | 0 | 0 | 0 | 0 | 0 | 0
CC | 0 | 0 | 0 | 0 | 0 | 0
CSP | 0 | 0 | 0 | 0 | 0 | 0
CT | 0 | 0 | 0 | 0 | 0 | 0
Coal | 0 | 0 | 0 | 0 | 0 | 0
Geo | 0 | 0 | 0 | 0 | 0 | 0
H | 0 | 0 | 0 | 0 | 0 | 0
LFG | 0 | 0 | 0 | 0 | 0 | 0
Nuc | 0 | 0 | 0 | 0 | 0 | 0
PS | 0 | 0 | 0 | 0 | 0 | 0
PV | 0 | 0 | 0 | 0 | 0 | 0
PeakG | 0 | 0 | 0 | 0 | 0 | 0
PeakO | 0 | 0 | 0 | 0 | 0 | 0
ST | 0 | 0 | 0 | 0 | 0 | 0
STOG | 0 | 0 | 0 | 0 | 0 | 0
STWD | 0 | 0 | 0 | 0 | 0 | 0
WT | 0 | 0 | 0 | 0 | 0 | 0
IGCC | 0 | 0 | 0 | 0 | 0 | 0
DemandResponse | 0 | 0 | 0 | 0 | 0 | 0
IGCC-CCS | 0 | 0 | 0 | 0 | 0 | 0
WT_off | 0 | 0 | 0 | 0 | 0 | 0
PseudoUnit | 0 | 0 | 0 | 0 | 0 | 0
FixedInterchange | 5840 | 5840 | 5840 | 5840 | 5840 | 5840
Total Generation by Reporting Type: MARITIMES
ReportingType | 2015 | 2020 | 2025 | 2030 | 2035 | 2040
BM | 0 | 0 | 0 | 0 | 0 | 0
CC | 0 | 0 | 0 | 0 | 0 | 0
CSP | 0 | 0 | 0 | 0 | 0 | 0
CT | 0 | 0 | 0 | 0 | 0 | 0
Coal | 0 | 0 | 0 | 0 | 0 | 0
Geo | 0 | 0 | 0 | 0 | 0 | 0
H | 0 | 0 | 0 | 0 | 0 | 0
LFG | 0 | 0 | 0 | 0 | 0 | 0
Nuc | 0 | 0 | 0 | 0 | 0 | 0
PS | 0 | 0 | 0 | 0 | 0 | 0
PV | 0 | 0 | 0 | 0 | 0 | 0
PeakG | 0 | 0 | 0 | 0 | 0 | 0
PeakO | 0 | 0 | 0 | 0 | 0 | 0
ST | 0 | 0 | 0 | 0 | 0 | 0
STOG | 0 | 0 | 0 | 0 | 0 | 0
STWD | 0 | 0 | 0 | 0 | 0 | 0
WT | 0 | 0 | 0 | 0 | 0 | 0
IGCC | 0 | 0 | 0 | 0 | 0 | 0
DemandResponse | 0 | 0 | 0 | 0 | 0 | 0
IGCC-CCS | 0 | 0 | 0 | 0 | 0 | 0
WT_off | 0 | 0 | 0 | 0 | 0 | 0
PseudoUnit | 0 | 0 | 0 | 0 | 0 | 0
FixedInterchange | 8760 | 8760 | 8760 | 8760 | 8760 | 8760
Total Generation by Reporting Type: All
ReportingType | 2015 | 2020 | 2025 | 2030 | 2035 | 2040
BM | 2367.53 | 6690.1 | 13882.2 | 16885.8 | 18602.71 | 20663.48
CC | 1293275.88 | 1727588.6 | 1965623.05 | 2392913.15 | 2973557.24 | 3405156.65
CSP | 0 | 0 | 0 | 0 | 0 | 0
CT | 1117.85 | 1721.79 | 2631.75 | 4609.98 | 7700.05 | 8395.54
Coal | 1803852.93 | 1668354.43 | 1810142.61 | 1867948.75 | 2018166.49 | 2316107.27
Geo | 20459.37 | 37727.52 | 74585.65 | 74585.65 | 74585.65 | 74585.65
H | 430354.22 | 430354.22 | 430354.22 | 430354.22 | 430354.22 | 430354.22
LFG | 32608.23 | 48005.68 | 65429.32 | 71137.33 | 71137.33 | 71137.33
Nuc | 913193.7 | 943693.07 | 943693.07 | 932100.91 | 725092.4 | 571594.74
PS | 6077.36 | 7802.61 | 10204.38 | 11130.11 | 11975.42 | 12555.02
PV | 1434.35 | 5690.35 | 8112.01 | 8998.14 | 9569.39 | 10277.93
PeakG | 3394.99 | 4371.05 | 8229.78 | 8917.89 | 8679.31 | 7572.31
PeakO | 0 | 0 | 0 | 6.52 | 0.08 | 0.08
ST | 2659.82 | 5918.63 | 7374.77 | 8113.57 | 8113.57 | 8113.58
STOG | 21894.9 | 24364.27 | 28486.58 | 30052.16 | 30594.41 | 28045.86
STWD | 11164.93 | 10562.03 | 6855.01 | 11397.57 | 12329.36 | 12553.74
WT | 178096.59 | 278167.49 | 307797.63 | 350819.87 | 406835.69 | 470288.71
IGCC | 4427.31 | 4427.31 | 4427.32 | 4427.32 | 4427.34 | 4427.35
DemandResponse | 0 | 0 | 0 | 0 | 0 | 0
IGCC-CCS | 0 | 0 | 0 | 0 | 0 | 0
WT_off | 1873.58 | 1873.58 | 5864.11 | 5864.11 | 3994.02 | 3994.02
PseudoUnit | 0 | 0 | 0 | 0 | 0 | 0
FixedInterchange | 36120.4 | 36120.4 | 36120.4 | 36120.4 | 36120.4 | 36120.4
Total Generation by Reporting Type: EI_US
ReportingType | 2015 | 2020 | 2025 | 2030 | 2035 | 2040
BM | 2322.73 | 6402.28 | 13632.23 | 16597.28 | 18232.44 | 20298.1
CC | 787513.51 | 1158167.14 | 1294587.09 | 1568045.03 | 1945408.7 | 2216270.65
CSP | 0 | 0 | 0 | 0 | 0 | 0
CT | 1117.85 | 1719.45 | 2373.93 | 4295.2 | 7360.74 | 7660.35
Coal | 1440345.99 | 1286555.06 | 1410757.55 | 1449362.93 | 1579525.74 | 1802585.56
Geo | 354.6 | 354.6 | 354.6 | 354.6 | 354.6 | 354.6
H | 108753.3 | 108753.3 | 108753.3 | 108753.3 | 108753.3 | 108753.3
LFG | 27266.03 | 32511.34 | 48616.69 | 51529.83 | 51529.82 | 51529.82
Nuc | 697700.18 | 728199.54 | 728199.54 | 716607.38 | 517621.94 | 376119.92
PS | 5661.17 | 7275.41 | 9239.91 | 9850.24 | 9307.14 | 8427.81
PV | 411.15 | 4667.15 | 7088.81 | 7974.94 | 8574.4 | 9282.93
PeakG | 3375.71 | 4322.26 | 7451.55 | 8185.52 | 8220.12 | 7056.49
PeakO | 0 | 0 | 0 | 6.52 | 0 | 0
ST | 0 | 0 | 0 | 0 | 0 | 0
STOG | 15103.81 | 17022.47 | 19085.96 | 21081.46 | 20310.78 | 18477.83
STWD | 7051.24 | 5020.16 | 4430.95 | 4981.9 | 5890.17 | 5883.93
WT | 106488.69 | 151633.78 | 181263.93 | 213594.1 | 274883.97 | 338313.57
IGCC | 4427.31 | 4427.31 | 4427.32 | 4427.32 | 4427.33 | 4427.35
DemandResponse | 0 | 0 | 0 | 0 | 0 | 0
IGCC-CCS | 0 | 0 | 0 | 0 | 0 | 0
WT_off | 1873.58 | 1873.58 | 5864.11 | 5864.11 | 3994.02 | 3994.02
PseudoUnit | 0 | 0 | 0 | 0 | 0 | 0
FixedInterchange | 33784.4 | 33784.4 | 33784.4 | 33784.4 | 33784.4 | 33784.4
Total Generation by Reporting Type: EI_Canada
ReportingType | 2015 | 2020 | 2025 | 2030 | 2035 | 2040
BM | 0 | 0 | 0 | 3.01 | 3.01 | 3.01
CC | 14419.75 | 25130.79 | 36447.01 | 56323.17 | 93346.22 | 124742.34
CSP | 0 | 0 | 0 | 0 | 0 | 0
CT | 0 | 0 | 3.44 | 17.06 | 17.5 | 49.3
Coal | 83.65 | 176 | 489.91 | 2324.04 | 3645.61 | 4116.93
Geo | 0 | 0 | 0 | 0 | 0 | 0
H | 87709.45 | 87709.45 | 87709.45 | 87709.45 | 87709.45 | 87709.45
LFG | 926.37 | 926.37 | 926.37 | 930.31 | 930.31 | 930.31
Nuc | 101402.3 | 101402.3 | 101402.3 | 101402.31 | 93379.23 | 81383.57
PS | 0 | 4.31 | 4.31 | 13.53 | 13.53 | 25.83
PV | 78.84 | 78.84 | 78.84 | 78.84 | 78.84 | 78.84
PeakG | 0 | 0 | 8.63 | 19.95 | 19.55 | 16.11
PeakO | 0 | 0 | 0 | 0 | 0 | 0
ST | 0 | 0 | 0 | 0 | 0 | 0
STOG | 0 | 0 | 1.18 | 1.18 | 0 | 0
STWD | 0 | 0 | 1.25 | 4.38 | 13.76 | 13.76
WT | 9925.81 | 9925.81 | 9925.81 | 9925.81 | 4651.73 | 4651.73
IGCC | 0 | 0 | 0 | 0 | 0 | 0
DemandResponse | 0 | 0 | 0 | 0 | 0 | 0
IGCC-CCS | 0 | 0 | 0 | 0 | 0 | 0
WT_off | 0 | 0 | 0 | 0 | 0 | 0
PseudoUnit | 0 | 0 | 0 | 0 | 0 | 0
FixedInterchange | 2336 | 2336 | 2336 | 2336 | 2336 | 2336
Total Generation by Reporting Type: EI
ReportingType | 2015 | 2020 | 2025 | 2030 | 2035 | 2040
BM | 2322.73 | 6402.28 | 13632.23 | 16600.29 | 18235.45 | 20301.11
CC | 801933.25 | 1183297.93 | 1331034.09 | 1624368.2 | 2038754.91 | 2341012.99
CSP | 0 | 0 | 0 | 0 | 0 | 0
CT | 1117.85 | 1719.45 | 2377.37 | 4312.26 | 7378.24 | 7709.65
Coal | 1440429.64 | 1286731.06 | 1411247.46 | 1451686.97 | 1583171.35 | 1806702.5
Geo | 354.6 | 354.6 | 354.6 | 354.6 | 354.6 | 354.6
H | 196462.75 | 196462.75 | 196462.75 | 196462.75 | 196462.75 | 196462.75
LFG | 28192.4 | 33437.71 | 49543.06 | 52460.14 | 52460.14 | 52460.13
Nuc | 799102.48 | 829601.84 | 829601.85 | 818009.69 | 611001.17 | 457503.5
PS | 5661.17 | 7279.71 | 9244.22 | 9863.77 | 9320.68 | 8453.64
PV | 489.99 | 4745.99 | 7167.65 | 8053.78 | 8653.24 | 9361.77
PeakG | 3375.71 | 4322.26 | 7460.18 | 8205.47 | 8239.66 | 7072.59
PeakO | 0 | 0 | 0 | 6.52 | 0 | 0
ST | 0 | 0 | 0 | 0 | 0 | 0
STOG | 15103.81 | 17022.47 | 19087.13 | 21082.64 | 20310.78 | 18477.83
STWD | 7051.24 | 5020.16 | 4432.2 | 4986.28 | 5903.93 | 5897.69
WT | 116414.5 | 161559.59 | 191189.74 | 223519.91 | 279535.7 | 342965.3
IGCC | 4427.31 | 4427.31 | 4427.32 | 4427.32 | 4427.33 | 4427.35
DemandResponse | 0 | 0 | 0 | 0 | 0 | 0
IGCC-CCS | 0 | 0 | 0 | 0 | 0 | 0
WT_off | 1873.58 | 1873.58 | 5864.11 | 5864.11 | 3994.02 | 3994.02
PseudoUnit | 0 | 0 | 0 | 0 | 0 | 0
FixedInterchange | 36120.4 | 36120.4 | 36120.4 | 36120.4 | 36120.4 | 36120.4
Total Generation by Reporting Type: Outside_EI
ReportingType | 2015 | 2020 | 2025 | 2030 | 2035 | 2040
BM | 44.8 | 287.82 | 249.97 | 285.52 | 367.26 | 362.37
CC | 491342.63 | 544290.66 | 634588.96 | 768544.95 | 934802.32 | 1064143.66
CSP | 0 | 0 | 0 | 0 | 0 | 0
CT | 0 | 2.34 | 254.38 | 297.72 | 321.81 | 685.89
Coal | 363423.29 | 381623.38 | 398895.15 | 416261.79 | 434995.14 | 509404.77
Geo | 20104.76 | 37372.91 | 74231.05 | 74231.05 | 74231.05 | 74231.05
H | 233891.47 | 233891.47 | 233891.47 | 233891.47 | 233891.47 | 233891.47
LFG | 4415.83 | 14567.97 | 15886.26 | 18677.2 | 18677.2 | 18677.2
Nuc | 114091.22 | 114091.22 | 114091.22 | 114091.22 | 114091.23 | 114091.24
PS | 416.18 | 522.89 | 960.16 | 1266.34 | 2654.74 | 4101.38
PV | 944.36 | 944.36 | 944.36 | 944.36 | 916.16 | 916.16
PeakG | 19.28 | 48.79 | 769.61 | 712.42 | 439.65 | 499.72
PeakO | 0 | 0 | 0 | 0 | 0.08 | 0.08
ST | 2659.82 | 5918.63 | 7374.77 | 8113.57 | 8113.57 | 8113.58
STOG | 6791.09 | 7341.8 | 9399.45 | 8969.52 | 10283.63 | 9568.03
STWD | 4113.7 | 5541.87 | 2422.81 | 6411.29 | 6425.43 | 6656.05
WT | 61682.09 | 116607.9 | 116607.9 | 127299.96 | 127299.99 | 127323.41
IGCC | 0 | 0 | 0 | 0 | 0 | 0
DemandResponse | 0 | 0 | 0 | 0 | 0 | 0
IGCC-CCS | 0 | 0 | 0 | 0 | 0 | 0
WT_off | 0 | 0 | 0 | 0 | 0 | 0
PseudoUnit | 0 | 0 | 0 | 0 | 0 | 0
FixedInterchange | 0 | 0 | 0 | 0 | 0 | 0
#2 | Energy Demand (TWh)
Energy Demand by Pool & Region:
Pool/Region | 2015 | 2020 | 2025 | 2030 | 2035 | 2040
ENT | 177.49 | 197.26 | 212.87 | 229.72 | 247.91 | 267.53
FRCC | 259.12 | 292.4 | 326.85 | 365.36 | 408.4 | 456.51
MAPP_US | 31.87 | 35.28 | 38.55 | 42.12 | 46.02 | 50.28
MISO_IN | 105.35 | 116.66 | 126.39 | 136.94 | 148.37 | 160.75
MISO_MI | 101.71 | 111.25 | 121.61 | 132.95 | 145.33 | 158.88
MISO_MO-IL | 103.6 | 113.71 | 124.5 | 136.3 | 149.22 | 163.37
MISO_W | 148.28 | 162.6 | 177.66 | 194.12 | 212.11 | 231.76
MISO_WUMS | 72.21 | 80.16 | 87.07 | 94.57 | 102.72 | 111.57
NE | 33.5 | 37.89 | 41.4 | 45.24 | 49.43 | 54.01
NEISO | 134.99 | 142.19 | 149.38 | 157.13 | 165.17 | 173.62
NonRTO_Midwest | 65.19 | 73.71 | 79.39 | 85.5 | 92.09 | 99.18
NYISO_A-F | 63.7 | 70.44 | 75.94 | 81.87 | 88.26 | 95.15
NYISO_G-I | 19.36 | 21.63 | 23.72 | 26.01 | 28.52 | 31.27
NYISO_J-K | 73.08 | 83.01 | 91.15 | 100.09 | 109.91 | 120.69
PJM_E | 137.04 | 135.94 | 147.73 | 160.53 | 174.45 | 189.57
PJM_ROM | 153.39 | 170.14 | 184.89 | 200.92 | 218.34 | 237.27
PJM_ROR | 569.49 | 589.42 | 638.61 | 691.91 | 749.66 | 812.22
SOCO | 283.3 | 324.24 | 354.81 | 388.26 | 424.86 | 464.91
SPP_N | 81.49 | 92.64 | 101.88 | 112.04 | 123.21 | 135.49
SPP_S | 179.38 | 198.7 | 215.6 | 233.95 | 253.85 | 275.44
TVA | 193.62 | 207.09 | 223.03 | 240.21 | 258.71 | 278.63
TVA_Transmission | 0 | 0 | 0 | 0 | 0 | 0
VACAR | 262.29 | 298.53 | 329.11 | 362.83 | 399.99 | 440.97
IESO | 146.85 | 151.63 | 164.78 | 179.07 | 194.59 | 211.46
MAPP_CA | 55.69 | 62.79 | 68.61 | 74.96 | 81.91 | 89.5
AZ_NM_SNV_Coal | 139.34 | 160.67 | 180.21 | 202.32 | 226.76 | 254.35
AZ_NM_SNV_Gas | 0 | 0 | 0 | 0 | 0 | 0
AZ_NM_SNV_NucRenew | 0 | 0 | 0 | 0 | 0 | 0
ERCOT | 355.87 | 402.22 | 437.56 | 473.97 | 514.65 | 558.71
NP15 | 119.45 | 130.91 | 143.66 | 159.59 | 176.45 | 194.91
NWPP_Coal | 273.73 | 303.42 | 332.62 | 367.59 | 405.3 | 446.36
NWPP_Gas | 0 | 0 | 0 | 0 | 0 | 0
NWPP_NucRenew | 0 | 0 | 0 | 0 | 0 | 0
RMPA | 77.54 | 87.83 | 98.31 | 110.05 | 123.18 | 137.88
SP15 | 197.17 | 221.22 | 242.76 | 269.67 | 298.16 | 329.36
ALB | 71.74 | 80.86 | 91.13 | 102.71 | 115.75 | 130.46
BC | 69.45 | 76.57 | 84.41 | 93.07 | 102.61 | 113.12
HQ_IESO | 0 | 0 | 0 | 0 | 0 | 0
HQ_NEISO | 0 | 0 | 0 | 0 | 0 | 0
HQ_NY | 0 | 0 | 0 | 0 | 0 | 0
MARITIMES | 0 | 0 | 0 | 0 | 0 | 0
All | 4756.27 | 5233.03 | 5716.21 | 6251.54 | 6835.87 | 7475.2
EI_US | 3249.44 | 3554.9 | 3872.16 | 4218.56 | 4596.52 | 5009.1
EI_Canada | 202.55 | 214.42 | 233.39 | 254.03 | 276.5 | 300.95
EI | 3451.98 | 3769.33 | 4105.54 | 4472.59 | 4873.01 | 5310.05
Outside_EI | 1304.29 | 1463.7 | 1610.66 | 1778.96 | 1962.85 | 2165.15
#3 | Generation Minus Energy (TWh)
Generation Minus Energy by Pool & Region:
Pool/Region | 2015 | 2020 | 2025 | 2030 | 2035 | 2040
ENT | 1.87 | 0.81 | 0.08 | 0.92 | 0.84 | -3.33
FRCC | -3.89 | -1.74 | -1.92 | -0.37 | 0 | -0.4
MAPP_US | 5.78 | 5.83 | 4.92 | 3.16 | 4.44 | 4.43
MISO_IN | -7.75 | 37.46 | 42.87 | 56.96 | 58.72 | 57.6
MISO_MI | -3.21 | -30.13 | -31.06 | -39.4 | -40.76 | -39.62
MISO_MO-IL | 22.07 | -7.05 | -7.78 | -16.44 | -21.92 | -35.97
MISO_W | 4.89 | -11.13 | -11.19 | -20.86 | -24.4 | 13.12
MISO_WUMS | -6.05 | 8.77 | 7.25 | 8.29 | 9.31 | -3.23
NE | 9.96 | 8.12 | 6.43 | 2.77 | 9.87 | 10.92
NEISO | -19.58 | -19.37 | -18.13 | -16.58 | -18.55 | -19.48
NonRTO_Midwest | -0.39 | -1.15 | -1.15 | -0.7 | -0.6 | -1.83
NYISO_A-F | 10.53 | 13.43 | 13.4 | 3.08 | -5.08 | -7.09
NYISO_G-I | 4.8 | 7.88 | 19.76 | 32.19 | 43.93 | 47.37
NYISO_J-K | -44 | -44.9 | -50.6 | -53.41 | -54.21 | -53.09
PJM_E | -34.54 | -22.93 | -29.38 | -38.59 | -56.13 | -60.54
PJM_ROM | -27.32 | -28.35 | -31.74 | -26.5 | -2.5 | 104.57
PJM_ROR | 75.26 | 63.92 | 84.02 | 97.36 | 91.62 | -24.13
SOCO | 2.86 | 0.31 | -0.07 | 0.16 | 1 | 1.22
SPP_N | 3.73 | 7.14 | 2.15 | 7.37 | -14.5 | -12
SPP_S | -19.93 | -18.88 | -12.37 | -11.82 | 3.25 | 0.13
TVA | 1.34 | 1.2 | 0.98 | -0.05 | -1.31 | -1.08
TVA_Transmission | 0 | 0 | 0 | 0 | 0 | 0
VACAR | -16.12 | -5.23 | -12.52 | -14.58 | -15.13 | -7.23
IESO | 11.61 | 10.2 | 2.76 | 0.37 | 1.63 | 3.45
MAPP_CA | 0.39 | 0.73 | 0.85 | 4.35 | 5.68 | -0.68
AZ_NM_SNV_Coal | -66.44 | -83.2 | -102.73 | -124.84 | -149.29 | -126.07
AZ_NM_SNV_Gas | 110.58 | 123.45 | 144.16 | 194.23 | 246.47 | 250.64
AZ_NM_SNV_NucRenew | 42.17 | 94.48 | 107.72 | 110.35 | 110.47 | 110.47
ERCOT | -0.16 | -0.24 | -0.47 | -0.14 | -0.05 | -0.04
NP15 | -20.28 | -19.47 | -22.09 | -48.37 | -60.36 | -59.6
NWPP_Coal | -181.62 | -211.44 | -240.64 | -275.61 | -313.32 | -354.38
NWPP_Gas | 58.12 | 71.87 | 101.11 | 150.31 | 202.55 | 252.32
NWPP_NucRenew | 162.47 | 164.75 | 170.59 | 173.89 | 173.89 | 173.89
RMPA | -0.95 | -0.67 | 1.03 | 4.16 | 9.05 | 10.89
SP15 | -103.47 | -140.2 | -160.4 | -190.38 | -218.28 | -250.65
ALB | -0.41 | -1.23 | -1.92 | -0.46 | -0.07 | -3.37
BC | -0.35 | 1.24 | 3.54 | 7.9 | 3.59 | 3.43
HQ_IESO | 2.34 | 2.34 | 2.34 | 2.34 | 2.34 | 2.34
HQ_NEISO | 19.18 | 19.18 | 19.18 | 19.18 | 19.18 | 19.18
HQ_NY | 5.84 | 5.84 | 5.84 | 5.84 | 5.84 | 5.84
MARITIMES | 8.76 | 8.76 | 8.76 | 8.76 | 8.76 | 8.76
All | 8.1 | 10.4 | 13.61 | 14.84 | 15.97 | 16.74
EI_US | -5.89 | -2.21 | 7.76 | 6.74 | 1.66 | 4.12
EI_Canada | 14.33 | 13.27 | 5.95 | 7.06 | 9.65 | 5.1
EI | 8.45 | 11.05 | 13.7 | 13.8 | 11.31 | 9.23
Outside_EI | -0.35 | -0.65 | -0.1 | 1.04 | 4.66 | 7.51
#4 | Fuel Use (TBtu)
Total Fuel Consumption by Reporting Type: Entergy
ReportingType | 2015 | 2020 | 2025 | 2030 | 2035 | 2040
BM | 0 | 0 | 0 | 0 | 0 | 0
CC | 534.72 | 750.39 | 768.47 | 849.17 | 1000.34 | 1139.65
CSP | 0 | 0 | 0 | 0 | 0 | 0
CT | 0 | 0 | 0 | 0 | 0 | 0
Coal | 609.58 | 476.14 | 576.71 | 612.4 | 612.4 | 612.4
Geo | 0 | 0 | 0 | 0 | 0 | 0
H | 0 | 0 | 0 | 0 | 0 | 0
LFG | 0 | 0 | 11.56 | 11.56 | 11.56 | 11.56
Nuc | 464.87 | 464.87 | 464.87 | 464.87 | 392.68 | 307.2
PS | 0 | 0 | 0 | 0 | 0 | 0
PV | 0 | 0 | 0 | 0 | 0 | 0
PeakG | 0 | 0 | 0.63 | 0.41 | 0.28 | 0.28
PeakO | 0 | 0 | 0 | 0 | 0 | 0
ST | 0 | 0 | 0 | 0 | 0 | 0
STOG | 18.64 | 19.8 | 21.14 | 23.47 | 23.1 | 20.75
STWD | 0 | 0 | 0 | 0.02 | 0.02 | 0.51
WT | 0 | 0 | 0 | 0 | 0 | 0
IGCC | 0 | 0 | 0 | 0 | 0 | 0
DemandResponse | 0 | 0 | 0 | 0 | 0 | 0
IGCC-CCS | 0 | 0 | 0 | 0 | 0 | 0
WT_off | 0 | 0 | 0 | 0 | 0 | 0
PseudoUnit | 0 | 0 | 0 | 0 | 0 | 0
FixedInterchange | 0 | 0 | 0 | 0 | 0 | 0
Total Fuel Consumption by Reporting Type: FRCC
ReportingType | 2015 | 2020 | 2025 | 2030 | 2035 | 2040
BM | 0 | 0 | 0 | 0 | 0 | 0
CC | 1126.83 | 1367.35 | 1528.3 | 1771.49 | 2120.12 | 2503.74
CSP | 0 | 0 | 0 | 0 | 0 | 0
CT | 10.77 | 9.03 | 9.08 | 5.69 | 3.48 | 1.52
Coal | 574.27 | 551.82 | 607.96 | 612.33 | 617.48 | 623.28
Geo | 0 | 0 | 0 | 0 | 0 | 0
H | 0 | 0 | 0 | 0 | 0 | 0
LFG | 0 | 0 | 21.31 | 21.31 | 21.31 | 21.31
Nuc | 352.09 | 352.09 | 352.09 | 352.09 | 214.42 | 71.5
PS | 0 | 0 | 0 | 0 | 0 | 0
PV | 0 | 0 | 0 | 0 | 0 | 0
PeakG | 4.27 | 3.29 | 4.14 | 2.13 | 1.3 | 1.01
PeakO | 0 | 0 | 0 | 0 | 0 | 0
ST | 0 | 0 | 0 | 0 | 0 | 0
STOG | 69.14 | 49.53 | 46.05 | 40.49 | 32.22 | 22.45
STWD | 0 | 0.5 | 0.89 | 1.49 | 1.49 | 1.49
WT | 0 | 0 | 0 | 0 | 0 | 0
IGCC | 0 | 0 | 0 | 0 | 0 | 0
DemandResponse | 0 | 0 | 0 | 0 | 0 | 0
IGCC-CCS | 0 | 0 | 0 | 0 | 0 | 0
WT_off | 0 | 0 | 0 | 0 | 0 | 0
PseudoUnit | 0 | 0 | 0 | 0 | 0 | 0
FixedInterchange | 0 | 0 | 0 | 0 | 0 | 0
Total Fuel Consumption by Reporting Type: MAPP_US
ReportingType | 2015 | 2020 | 2025 | 2030 | 2035 | 2040
BM | 0 | 0 | 0 | 0 | 0 | 0
CC | 1.47 | 1.47 | 2.24 | 3.62 | 2.75 | 1.99
CSP | 0 | 0 | 0 | 0 | 0 | 0
CT | 0 | 0 | 0.06 | 1.45 | 1.67 | 0.19
Coal | 221.02 | 227.64 | 236.22 | 242.21 | 280.41 | 313.3
Geo | 0 | 0 | 0 | 0 | 0 | 0
H | 0 | 0 | 0 | 0 | 0 | 0
LFG | 0 | 0 | 7.71 | 7.71 | 7.71 | 7.71
Nuc | 0 | 0 | 0 | 0 | 0 | 0
PS | 0 | 0 | 0 | 0 | 0 | 0
PV | 0 | 0 | 0 | 0 | 0 | 0
PeakG | 0.46 | 0.73 | 1.51 | 2.03 | 3.56 | 2.08
PeakO | 0 | 0 | 0 | 0 | 0 | 0
ST | 0 | 0 | 0 | 0 | 0 | 0
STOG | 0 | 0 | 0 | 0 | 0 | 0
STWD | 0 | 0 | 0 | 0 | 0 | 0
WT | 0.01 | 0.01 | 0.01 | 0.01 | 0.01 | 0.01
IGCC | 0 | 0 | 0 | 0 | 0 | 0
DemandResponse | 0 | 0 | 0 | 0 | 0 | 0
IGCC-CCS | 0 | 0 | 0 | 0 | 0 | 0
WT_off | 0 | 0 | 0 | 0 | 0 | 0
PseudoUnit | 0 | 0 | 0 | 0 | 0 | 0
FixedInterchange | 0 | 0 | 0 | 0 | 0 | 0
Total Fuel Consumption by Reporting Type: MISO_IN
ReportingType | 2015 | 2020 | 2025 | 2030 | 2035 | 2040
BM | 0 | 0 | 0 | 0 | 0 | 0
CC | 33.53 | 399.47 | 458.43 | 594.44 | 667.68 | 717.43
CSP | 0 | 0 | 0 | 0 | 0 | 0
CT | 0 | 0 | 0 | 0 | 0 | 0
Coal | 876.51 | 875.01 | 923.67 | 960.9 | 980.45 | 1018.1
Geo | 0 | 0 | 0 | 0 | 0 | 0
H | 0 | 0 | 0 | 0 | 0 | 0
LFG | 0 | 0 | 8.62 | 8.62 | 8.62 | 8.62
Nuc | 0 | 0 | 0 | 0 | 0 | 0
PS | 0 | 0 | 0 | 0 | 0 | 0
PV | 0 | 0 | 0 | 0 | 0 | 0
PeakG | 0 | 0.31 | 1.07 | 1.07 | 1.07 | 1.07
PeakO | 0 | 0 | 0 | 0 | 0 | 0
ST | 0 | 0 | 0 | 0 | 0 | 0
STOG | 0.47 | 0.65 | 0.65 | 1.22 | 0.65 | 0.65
STWD | 0 | 0 | 0 | 0 | 0 | 0
WT | 0 | 0 | 0 | 0 | 0 | 0
IGCC | 40.45 | 40.45 | 40.45 | 40.45 | 40.45 | 40.45
DemandResponse | 0 | 0 | 0 | 0 | 0 | 0
IGCC-CCS | 0 | 0 | 0 | 0 | 0 | 0
WT_off | 0 | 0 | 0 | 0 | 0 | 0
PseudoUnit | 0 | 0 | 0 | 0 | 0 | 0
FixedInterchange | 0 | 0 | 0 | 0 | 0 | 0
Total Fuel Consumption by Reporting Type: MISO_MI
ReportingType | 2015 | 2020 | 2025 | 2030 | 2035 | 2040
BM | 0 | 0 | 0 | 0 | 0 | 0
CC | 113.57 | 107.35 | 111.04 | 113.62 | 217.22 | 300.76
CSP | 0 | 0 | 0 | 0 | 0 | 0
CT | 0 | 0 | 0 | 0 | 0 | 0
Coal | 610.28 | 424.11 | 474.4 | 489.85 | 493.07 | 493.07
Geo | 0 | 0 | 0 | 0 | 0 | 0
H | 0 | 0 | 0 | 0 | 0 | 0
LFG | 0 | 17.24 | 17.24 | 17.24 | 17.24 | 17.24
Nuc | 174.19 | 174.19 | 174.19 | 174.19 | 102.45 | 102.45
PS | 0 | 0 | 0 | 0 | 0 | 0
PV | 0 | 0 | 0 | 0 | 0 | 0
PeakG | 0.18 | 0.63 | 1.24 | 1.28 | 1.28 | 1.14
PeakO | 0 | 0 | 0 | 0 | 0 | 0
ST | 0 | 0 | 0 | 0 | 0 | 0
STOG | 2.28 | 6.45 | 6.46 | 7.23 | 4.82 | 5.25
STWD | 1.69 | 6 | 11.22 | 8.46 | 8.46 | 8.46
WT | 0.01 | 0.01 | 0.01 | 0.01 | 0.01 | 0.01
IGCC | 0 | 0 | 0 | 0 | 0 | 0
DemandResponse | 0 | 0 | 0 | 0 | 0 | 0
IGCC-CCS | 0 | 0 | 0 | 0 | 0 | 0
WT_off | 0 | 0 | 0 | 0 | 0 | 0
PseudoUnit | 0 | 0 | 0 | 0 | 0 | 0
FixedInterchange | 0 | 0 | 0 | 0 | 0 | 0
Total Fuel Consumption by Reporting Type: MISO_MO-IL
ReportingType | 2015 | 2020 | 2025 | 2030 | 2035 | 2040
BM | 0 | 0 | 0 | 0 | 0 | 0
CC | 22.82 | 34.58 | 20.46 | 19.4 | 17.81 | 13.57
CSP | 0 | 0 | 0 | 0 | 0 | 0
CT | 0 | 0 | 0 | 0 | 0 | 0
Coal | 1021.47 | 811.6 | 916.14 | 948.93 | 1023.44 | 1023.44
Geo | 0 | 0 | 0 | 0 | 0 | 0
H | 0 | 0 | 0 | 0 | 0 | 0
LFG | 0 | 0 | 24.03 | 24.03 | 24.03 | 24.03
Nuc | 178.81 | 178.81 | 178.81 | 178.81 | 178.81 | 178.81
PS | 0 | 0 | 0 | 0 | 0 | 0
PV | 0 | 0 | 0 | 0 | 0 | 0
PeakG | 1.68 | 2.25 | 3.5 | 5.34 | 11.86 | 19.06
PeakO | 0 | 0 | 0 | 0 | 0 | 0
ST | 0 | 0 | 0 | 0 | 0 | 0
STOG | 0.7 | 0.7 | 0.99 | 1.51 | 0.71 | 1.26
STWD | 0 | 0 | 0 | 0 | 0 | 0
WT | 0 | 0 | 0 | 0 | 0 | 0
IGCC | 0 | 0 | 0 | 0 | 0 | 0
DemandResponse | 0 | 0 | 0 | 0 | 0 | 0
IGCC-CCS | 0 | 0 | 0 | 0 | 0 | 0
WT_off | 0 | 0 | 0 | 0 | 0 | 0
PseudoUnit | 0 | 0 | 0 | 0 | 0 | 0
FixedInterchange | 0 | 0 | 0 | 0 | 0 | 0
Total Fuel Consumption by Reporting Type: MISO_W
ReportingType | 2015 | 2020 | 2025 | 2030 | 2035 | 2040
BM | 0 | 0 | 0 | 0 | 0 | 0
CC | 83.94 | 80.44 | 57.25 | 52.53 | 48.61 | 24
CSP | 0 | 0 | 0 | 0 | 0 | 0
CT | 0 | 0 | 0 | 0 | 0 | 0
Coal | 966.07 | 838.31 | 868.07 | 870.36 | 1123.06 | 1634.42
Geo | 0 | 0 | 0 | 0 | 0 | 0
H | 0 | 0 | 0 | 0 | 0 | 0
LFG | 0 | 0 | 7.71 | 7.71 | 7.71 | 7.71
Nuc | 190.11 | 190.11 | 190.11 | 190.11 | 0.01 | 0.01
PS | 0 | 0 | 0 | 0 | 0 | 0
PV | 0 | 0 | 0 | 0 | 0 | 0
PeakG | 2.88 | 5.48 | 10.35 | 15.18 | 20.18 | 6.55
PeakO | 0 | 0 | 0 | 0 | 0 | 0
ST | 0 | 0 | 0 | 0 | 0 | 0
STOG | 0.18 | 0.24 | 0.25 | 0.39 | 0.39 | 0.18
STWD | 0 | 1.45 | 1.45 | 2.41 | 2.41 | 2.41
WT | 0.03 | 0.04 | 0.05 | 0.06 | 0.06 | 0.07
IGCC | 0 | 0 | 0 | 0 | 0 | 0
DemandResponse | 0 | 0 | 0 | 0 | 0 | 0
IGCC-CCS | 0 | 0 | 0 | 0 | 0 | 0
WT_off | 0 | 0 | 0 | 0 | 0 | 0
PseudoUnit | 0 | 0 | 0 | 0 | 0 | 0
FixedInterchange | 0 | 0 | 0 | 0 | 0 | 0
Total Fuel Consumption by Reporting Type: MISO_WUMS
ReportingType | 2015 | 2020 | 2025 | 2030 | 2035 | 2040
BM | 0 | 0 | 0 | 0 | 0 | 0
CC | 132.42 | 303.88 | 296.09 | 333.85 | 458.7 | 430.02
CSP | 0 | 0 | 0 | 0 | 0 | 0
CT | 0 | 2.75 | 4.14 | 4.6 | 6.12 | 7.97
Coal | 286.37 | 243.41 | 284.37 | 308.29 | 342.79 | 347.65
Geo | 0 | 0 | 0 | 0 | 0 | 0
H | 0 | 0 | 0 | 0 | 0 | 0
LFG | 0 | 0 | 24.03 | 24.03 | 24.03 | 24.03
Nuc | 150.68 | 150.68 | 150.68 | 150.68 | 0.01 | 0.01
PS | 0 | 0 | 0 | 0 | 0 | 0
PV | 0 | 0 | 0 | 0 | 0 | 0
PeakG | 0.32 | 0 | 0 | 0 | 0 | 0
PeakO | 0 | 0 | 0 | 0 | 0 | 0
ST | 0 | 0 | 0 | 0 | 0 | 0
STOG | 0.03 | 0 | 0 | 0 | 0 | 0
STWD | 0 | 0.29 | 0.56 | 0.56 | 0.56 | 0.56
WT | 0 | 0 | 0 | 0 | 0 | 0
IGCC | 0 | 0 | 0 | 0 | 0 | 0
DemandResponse | 0 | 0 | 0 | 0 | 0 | 0
IGCC-CCS | 0 | 0 | 0 | 0 | 0 | 0
WT_off | 0 | 0 | 0 | 0 | 0 | 0
PseudoUnit | 0 | 0 | 0 | 0 | 0 | 0
FixedInterchange | 0 | 0 | 0 | 0 | 0 | 0
Total Fuel Consumption by Reporting Type: Nebraska
ReportingType | 2015 | 2020 | 2025 | 2030 | 2035 | 2040
BM | 0 | 0 | 0 | 0 | 0 | 0
CC | 7.68 | 25.21 | 32.41 | 33.34 | 22.86 | 16.17
CSP | 0 | 0 | 0 | 0 | 0 | 0
CT | 0 | 0 | 0 | 0 | 0 | 0
Coal | 332.69 | 332.38 | 332.38 | 332.38 | 542.42 | 604.53
Geo | 0 | 0 | 0 | 0 | 0 | 0
H | 0 | 0 | 0 | 0 | 0 | 0
LFG | 0 | 0 | 7.71 | 7.71 | 7.71 | 7.71
Nuc | 104.28 | 104.28 | 104.28 | 104.28 | 0.02 | 0.02
PS | 0 | 0 | 0 | 0 | 0 | 0
PV | 0 | 0 | 0 | 0 | 0 | 0
PeakG | 1.06 | 0.55 | 2.18 | 2.86 | 1.5 | 0.14
PeakO | 0 | 0 | 0 | 0 | 0 | 0
ST | 0 | 0 | 0 | 0 | 0 | 0
STOG | 0.64 | 1.25 | 1.25 | 1.25 | 0.34 | 0.03
STWD | 0 | 0 | 0 | 0 | 0 | 0
WT | 0 | 0 | 0 | 0 | 0 | 0
IGCC | 0 | 0 | 0 | 0 | 0 | 0
DemandResponse | 0 | 0 | 0 | 0 | 0 | 0
IGCC-CCS | 0 | 0 | 0 | 0 | 0 | 0
WT_off | 0 | 0 | 0 | 0 | 0 | 0
PseudoUnit | 0 | 0 | 0 | 0 | 0 | 0
FixedInterchange | 0 | 0 | 0 | 0 | 0 | 0
Total Fuel Consumption by Reporting Type: NEISO
ReportingType | 2015 | 2020 | 2025 | 2030 | 2035 | 2040
BM | 24.48 | 24.48 | 7.77 | 7.77 | 9.2 | 8.79
CC | 369.45 | 359.93 | 402.89 | 467.66 | 590.04 | 676.59
CSP | 0 | 0 | 0 | 0 | 0 | 0
CT | 0 | 0.03 | 0.36 | 1.04 | 3.39 | 3.26
Coal | 0.11 | 0 | 0 | 0 | 0 | 0
Geo | 0 | 0 | 0 | 0 | 0 | 0
H | 0 | 0 | 0 | 0 | 0 | 0
LFG | 5.3 | 5.3 | 12.81 | 12.81 | 12.81 | 12.81
Nuc | 365.51 | 365.51 | 365.51 | 365.51 | 264.08 | 195.08
PS | 0 | 0 | 0 | 0 | 0 | 0
PV | 0 | 0 | 0 | 0 | 0 | 0
PeakG | 0.09 | 0.4 | 0.4 | 1.2 | 1.27 | 1.12
PeakO | 0 | 0 | 0 | 0 | 0 | 0
ST | 0 | 0 | 0 | 0 | 0 | 0
STOG | 0 | 0 | 0 | 0 | 0 | 0
STWD | 51.79 | 14.8 | 5.6 | 6.4 | 8.02 | 7.47
WT | 0 | 0.01 | 0.02 | 0.02 | 0.02 | 0.02
IGCC | 0 | 0 | 0 | 0 | 0 | 0
DemandResponse | 0 | 0 | 0 | 0 | 0 | 0
IGCC-CCS | 0 | 0 | 0 | 0 | 0 | 0
WT_off | 0 | 0 | 0 | 0 | 0 | 0
PseudoUnit | 0 | 0 | 0 | 0 | 0 | 0
FixedInterchange | 0 | 0 | 0 | 0 | 0 | 0
Total Fuel Consumption by Reporting Type: NonRTO_Midwest
ReportingType | 2015 | 2020 | 2025 | 2030 | 2035 | 2040
BM | 0 | 0 | 0 | 0 | 0 | 0
CC | 0 | 21.86 | 43.68 | 67.24 | 99.84 | 130.17
CSP | 0 | 0 | 0 | 0 | 0 | 0
CT | 0 | 1.27 | 1.59 | 4.02 | 2.29 | 8.04
Coal | 638.33 | 678.46 | 700.57 | 714.05 | 734.47 | 741.31
Geo | 0 | 0 | 0 | 0 | 0 | 0
H | 0 | 0 | 0 | 0 | 0 | 0
LFG | 0 | 0 | 0 | 17.24 | 17.24 | 17.24
Nuc | 0 | 0 | 0 | 0 | 0 | 0
PS | 0 | 0 | 0 | 0 | 0 | 0
PV | 0 | 0 | 0 | 0 | 0 | 0
PeakG | 1.67 | 2.02 | 2.29 | 3.39 | 1.67 | 1.33
PeakO | 0 | 0 | 0 | 0 | 0 | 0
ST | 0 | 0 | 0 | 0 | 0 | 0
STOG | 0 | 0 | 0 | 0 | 0 | 0
STWD | 0 | 0 | 0 | 0 | 0 | 0
WT | 0 | 0 | 0 | 0 | 0 | 0
IGCC | 0 | 0 | 0 | 0 | 0 | 0
DemandResponse | 0 | 0 | 0 | 0 | 0 | 0
IGCC-CCS | 0 | 0 | 0 | 0 | 0 | 0
WT_off | 0 | 0 | 0 | 0 | 0 | 0
PseudoUnit | 0 | 0 | 0 | 0 | 0 | 0
FixedInterchange | 0 | 0 | 0 | 0 | 0 | 0
Total Fuel Consumption by Reporting Type: NYISO_A-F
ReportingType | 2015 | 2020 | 2025 | 2030 | 2035 | 2040
BM | 0 | 0 | 0 | 0 | 0 | 0
CC | 64.59 | 121.2 | 136.38 | 100.78 | 92.92 | 152.83
CSP | 0 | 0 | 0 | 0 | 0 | 0
CT | 0 | 0 | 0 | 0 | 0 | 0
Coal | 0 | 0 | 0 | 0 | 0 | 0
Geo | 0 | 0 | 0 | 0 | 0 | 0
H | 0 | 0 | 0 | 0 | 0 | 0
LFG | 0.69 | 0.69 | 8 | 8 | 8 | 8
Nuc | 270.5 | 270.5 | 270.5 | 220.56 | 173.9 | 105.39
PS | 0 | 0 | 0 | 0 | 0 | 0
PV | 0 | 0 | 0 | 0 | 0 | 0
PeakG | 0 | 0.02 | 0.07 | 0.07 | 0.07 | 0.07
PeakO | 0 | 0 | 0 | 0 | 0 | 0
ST | 0 | 0 | 0 | 0 | 0 | 0
STOG | 0 | 0 | 0 | 0 | 0 | 0
STWD | 0 | 0 | 0.01 | 0.03 | 0.03 | 0.01
WT | 0.01 | 0.01 | 0.01 | 0.02 | 0.02 | 0.03
IGCC | 0 | 0 | 0 | 0 | 0 | 0
DemandResponse | 0 | 0 | 0 | 0 | 0 | 0
IGCC-CCS | 0 | 0 | 0 | 0 | 0 | 0
WT_off | 0 | 0 | 0 | 0 | 0 | 0
PseudoUnit | 0 | 0 | 0 | 0 | 0 | 0
FixedInterchange | 0 | 0 | 0 | 0 | 0 | 0
Total Fuel Consumption by Reporting Type: NYISO_G-I
ReportingType | 2015 | 2020 | 2025 | 2030 | 2035 | 2040
BM | 0 | 0 | 0 | 0 | 0 | 0
CC | 53.47 | 87.08 | 173.18 | 267.73 | 409.99 | 500.82
CSP | 0 | 0 | 0 | 0 | 0 | 0
CT | 0 | 0 | 0 | 0 | 0 | 0
Coal | 0 | 0 | 0 | 0 | 0 | 0
Geo | 0 | 0 | 0 | 0 | 0 | 0
H | 0 | 0 | 0 | 0 | 0 | 0
LFG | 0 | 0 | 8 | 8 | 8 | 8
Nuc | 162.83 | 162.83 | 162.83 | 162.83 | 81.65 | 0.03
PS | 0 | 0 | 0 | 0 | 0 | 0
PV | 0 | 0 | 0 | 0 | 0 | 0
PeakG | 0 | 0 | 0 | 0.01 | 0 | 0
PeakO | 0 | 0 | 0 | 0 | 0 | 0
ST | 0 | 0 | 0 | 0 | 0 | 0
STOG | 0.34 | 1.37 | 1.33 | 1.42 | 2.16 | 2.54
STWD | 0 | 0 | 0 | 0 | 0 | 0
WT | 0 | 0 | 0 | 0 | 0 | 0
IGCC | 0 | 0 | 0 | 0 | 0 | 0
DemandResponse | 0 | 0 | 0 | 0 | 0 | 0
IGCC-CCS | 0 | 0 | 0 | 0 | 0 | 0
WT_off | 0 | 0 | 0 | 0 | 0 | 0
PseudoUnit | 0 | 0 | 0 | 0 | 0 | 0
FixedInterchange | 0 | 0 | 0 | 0 | 0 | 0
Total Fuel Consumption by Reporting Type: NYISO_J-K
ReportingType | 2015 | 2020 | 2025 | 2030 | 2035 | 2040
BM | 0 | 0 | 0 | 0 | 0 | 0
CC | 185.24 | 241.29 | 245.1 | 271.12 | 322.93 | 398.25
CSP | 0 | 0 | 0 | 0 | 0 | 0
CT | 0 | 0.11 | 0.5 | 1.01 | 3.74 | 4.94
Coal | 0 | 0 | 0 | 0 | 0 | 0
Geo | 0 | 0 | 0 | 0 | 0 | 0
H | 0 | 0 | 0 | 0 | 0 | 0
LFG | 0 | 0 | 8 | 8 | 8 | 8
Nuc | 0 | 0 | 0 | 0 | 0 | 0
PS | 0 | 0 | 0 | 0 | 0 | 0
PV | 0 | 0 | 0 | 0 | 0 | 0
PeakG | 0.06 | 1.03 | 1.86 | 3.42 | 3.3 | 4.14
PeakO | 0 | 0 | 0 | 0 | 0 | 0
ST | 0 | 0 | 0 | 0 | 0 | 0
STOG | 15.78 | 32.09 | 44.8 | 62.37 | 67.51 | 64.71
STWD | 0 | 0 | 0 | 0 | 0 | 0
WT | 0 | 0 | 0 | 0 | 0 | 0
IGCC | 0 | 0 | 0 | 0 | 0 | 0
DemandResponse | 0 | 0 | 0 | 0 | 0 | 0
IGCC-CCS | 0 | 0 | 0 | 0 | 0 | 0
WT_off | 0 | 0 | 0 | 0 | 0 | 0
PseudoUnit | 0 | 0 | 0 | 0 | 0 | 0
FixedInterchange | 0 | 0 | 0 | 0 | 0 | 0
Total Fuel Consumption by Reporting Type: PJM_E
ReportingType | 2015 | 2020 | 2025 | 2030 | 2035 | 2040
BM | 2.91 | 2.91 | 2.91 | 2.91 | 2.91 | 2.91
CC | 184.83 | 281.62 | 283.36 | 302.49 | 383.5 | 507.64
CSP | 0 | 0 | 0 | 0 | 0 | 0
CT | 0 | 0.01 | 0.01 | 2.73 | 14.06 | 12.46
Coal | 4.85 | 3.99 | 10.48 | 13.43 | 19.45 | 24.76
Geo | 0 | 0 | 0 | 0 | 0 | 0
H | 0 | 0 | 0 | 0 | 0 | 0
LFG | 0.98 | 15.28 | 15.28 | 15.28 | 15.28 | 15.28
Nuc | 702.72 | 651.97 | 651.97 | 651.97 | 468.33 | 371.38
PS | 0 | 0 | 0 | 0 | 0 | 0
PV | 0 | 0 | 0 | 0 | 0 | 0
PeakG | 0 | 0.87 | 5.29 | 5.7 | 8.1 | 10.22
PeakO | 0 | 0 | 0 | 0.06 | 0 | 0
ST | 0 | 0 | 0 | 0 | 0 | 0
STOG | 0.96 | 5.76 | 5.76 | 11.24 | 11.68 | 11.93
STWD | 0 | 0 | 0 | 0 | 0 | 0
WT | 0 | 0 | 0 | 0 | 0 | 0
IGCC | 0 | 0 | 0 | 0 | 0 | 0
DemandResponse | 0 | 0 | 0 | 0 | 0 | 0
IGCC-CCS | 0 | 0 | 0 | 0 | 0 | 0
WT_off | 0 | 0 | 0 | 0 | 0 | 0
PseudoUnit | 0 | 0 | 0 | 0 | 0 | 0
FixedInterchange | 0 | 0 | 0 | 0 | 0 | 0
Total Fuel Consumption by Reporting Type: PJM_ROM
ReportingType | 2015 | 2020 | 2025 | 2030 | 2035 | 2040
BM | 1.75 | 1.75 | 1.75 | 1.75 | 1.75 | 1.75
CC | 126.62 | 157.81 | 163.65 | 183.45 | 532.83 | 1385.49
CSP | 0 | 0 | 0 | 0 | 0 | 0
CT | 0 | 0.01 | 0.03 | 0.02 | 0.03 | 0.07
Coal | 552.41 | 608.24 | 665.43 | 716.65 | 716.65 | 716.65
Geo | 0 | 0 | 0 | 0 | 0 | 0
H | 0 | 0 | 0 | 0 | 0 | 0
LFG | 2.04 | 30.56 | 30.56 | 30.56 | 30.56 | 30.56
Nuc | 420.79 | 420.79 | 420.79 | 420.79 | 276.07 | 200.95
PS | 0 | 0 | 0 | 0 | 0 | 0
PV | 0 | 0 | 0 | 0.01 | 0.01 | 0.01
PeakG | 0 | 0.19 | 0.6 | 0.71 | 1.79 | 0.6
PeakO | 0 | 0 | 0 | 0 | 0 | 0
ST | 0 | 0 | 0 | 0 | 0 | 0
STOG | 5.88 | 10.87 | 15.18 | 15.18 | 15.47 | 15.18
STWD | 5.38 | 5.38 | 5.38 | 5.38 | 5.38 | 5.38
WT | 0 | 0 | 0 | 0.02 | 0.02 | 0.02
IGCC | 0 | 0 | 0 | 0 | 0 | 0
DemandResponse | 0 | 0 | 0 | 0 | 0 | 0
IGCC-CCS | 0 | 0 | 0 | 0 | 0 | 0
WT_off | 0 | 0 | 0 | 0 | 0 | 0
PseudoUnit | 0 | 0 | 0 | 0 | 0 | 0
FixedInterchange | 0 | 0 | 0 | 0 | 0 | 0
Total Fuel Consumption by Reporting Type: PJM_ROR
ReportingType | 2015 | 2020 | 2025 | 2030 | 2035 | 2040
BM | 0.97 | 2.1 | 27.55 | 37.37 | 27.85 | 18.73
CC | 489.4 | 945.39 | 1246.37 | 1669.64 | 2157.45 | 1938.56
CSP | 0 | 0 | 0 | 0 | 0 | 0
CT | 0.03 | 0.06 | 0.06 | 3.69 | 1.93 | 11.01
Coal | 3756.88 | 3107.65 | 3243.92 | 3275.22 | 3340.89 | 3385.06
Geo | 0 | 0 | 0 | 0 | 0 | 0
H | 0 | 0 | 0 | 0 | 0 | 0
LFG | 6.18 | 6.18 | 61.46 | 61.46 | 61.46 | 61.46
Nuc | 1644.81 | 1644.81 | 1644.81 | 1573.64 | 1222.73 | 821.9
PS | 0 | 0 | 0 | 0 | 0 | 0
PV | 0 | 0 | 0 | 0 | 0 | 0
PeakG | 13.54 | 13.2 | 13.59 | 13.08 | 9.09 | 9.55
PeakO | 0 | 0 | 0 | 0 | 0 | 0
ST | 0 | 0 | 0 | 0 | 0 | 0
STOG | 8.36 | 8.93 | 9.2 | 8.96 | 8.88 | 8.95
STWD | 2.01 | 7.12 | 11.7 | 15.91 | 15.91 | 15.91
WT | 0.03 | 0.03 | 0.03 | 0.03 | 0.04 | 0.05
IGCC | 0 | 0 | 0 | 0 | 0 | 0
DemandResponse | 0 | 0 | 0 | 0 | 0 | 0
IGCC-CCS | 0 | 0 | 0 | 0 | 0 | 0
WT_off | 0 | 0 | 0 | 0 | 0 | 0
PseudoUnit | 0 | 0 | 0 | 0 | 0 | 0
FixedInterchange | 0 | 0 | 0 | 0 | 0 | 0
Total Fuel Consumption by Reporting Type: SOCO
ReportingType | 2015 | 2020 | 2025 | 2030 | 2035 | 2040
BM | 0 | 0 | 0.3 | 0.3 | 0.5 | 0.5
CC | 903.58 | 1028.01 | 1066.22 | 1249.45 | 1451.7 | 1308.62
CSP | 0 | 0 | 0 | 0 | 0 | 0
CT | 0 | 0 | 0 | 0 | 0.81 | 0.81
Coal | 999.53 | 999.24 | 1208.11 | 1229.28 | 1282.83 | 2040.33
Geo | 0 | 0 | 0 | 0 | 0 | 0
H | 0 | 0 | 0 | 0 | 0 | 0
LFG | 0 | 0 | 0.6 | 11.56 | 11.56 | 11.56
Nuc | 494.38 | 673.18 | 673.18 | 673.18 | 673.18 | 449.31
PS | 0 | 0 | 0 | 0 | 0 | 0
PV | 0 | 0 | 0 | 0 | 0 | 0
PeakG | 9.84 | 14.58 | 27.27 | 26.63 | 20.9 | 17.25
PeakO | 0 | 0 | 0 | 0 | 0 | 0
ST | 0 | 0 | 0 | 0 | 0 | 0
STOG | 0 | 0 | 0 | 0 | 0 | 0
STWD | 0 | 0 | 0.08 | 0.27 | 3.49 | 3.49
WT | 0 | 0 | 0 | 0 | 0 | 0
IGCC | 0 | 0 | 0 | 0 | 0 | 0
DemandResponse | 0 | 0 | 0 | 0 | 0 | 0
IGCC-CCS | 0 | 0 | 0 | 0 | 0 | 0
WT_off | 0 | 0 | 0 | 0 | 0 | 0
PseudoUnit | 0 | 0 | 0 | 0 | 0 | 0
FixedInterchange | 0 | 0 | 0 | 0 | 0 | 0
Total Fuel Consumption by Reporting Type: SPP_N
ReportingType | 2015 | 2020 | 2025 | 2030 | 2035 | 2040
BM | 0 | 0 | 0 | 0 | 0 | 0
CC | 69.69 | 180.93 | 198.15 | 291.23 | 212.93 | 180.56
CSP | 0 | 0 | 0 | 0 | 0 | 0
CT | 0 | 0 | 0 | 3.94 | 17.48 | 12.02
Coal | 647.03 | 607.77 | 610.59 | 615.29 | 615.29 | 807.16
Geo | 0 | 0 | 0 | 0 | 0 | 0
H | 0 | 0 | 0 | 0 | 0 | 0
LFG | 0 | 0 | 10.22 | 10.22 | 10.22 | 10.22
Nuc | 93.19 | 93.19 | 93.19 | 93.19 | 93.19 | 93.19
PS | 0 | 0 | 0 | 0 | 0 | 0
PV | 0 | 0 | 0 | 0 | 0 | 0
PeakG | 1.26 | 1.39 | 4.2 | 4.22 | 1.19 | 0.31
PeakO | 0 | 0 | 0 | 0 | 0 | 0
ST | 0 | 0 | 0 | 0 | 0 | 0
STOG | 4.76 | 7.51 | 7.8 | 7.8 | 13.09 | 7.72
STWD | 0 | 0 | 0 | 0 | 0 | 0
WT | 0 | 0 | 0 | 0 | 0 | 0
IGCC | 0 | 0 | 0 | 0 | 0 | 0
DemandResponse | 0 | 0 | 0 | 0 | 0 | 0
IGCC-CCS | 0 | 0 | 0 | 0 | 0 | 0
WT_off | 0 | 0 | 0 | 0 | 0 | 0
PseudoUnit | 0 | 0 | 0 | 0 | 0 | 0
FixedInterchange | 0 | 0 | 0 | 0 | 0 | 0
Total Fuel Consumption by Reporting Type: SPP_S
ReportingType | 2015 | 2020 | 2025 | 2030 | 2035 | 2040
BM | 0 | 0 | 0 | 0 | 0 | 0
CC | 370.66 | 501.15 | 525.48 | 611.31 | 521.39 | 389.51
CSP | 0 | 0 | 0 | 0 | 0 | 0
CT | 0 | 0 | 0 | 0 | 0 | 0.07
Coal | 867.3 | 752.72 | 898.73 | 909.72 | 940.98 | 940.98
Geo | 0 | 0 | 0 | 0 | 0 | 0
H | 0 | 0 | 0 | 0 | 0 | 0
LFG | 0 | 0 | 10.22 | 10.22 | 10.22 | 10.22
Nuc | 0 | 0 | 0 | 0 | 0 | 0
PS | 0 | 0 | 0 | 0 | 0 | 0
PV | 0 | 0 | 0 | 0 | 0 | 0
PeakG | 0 | 0 | 0 | 0 | 0 | 0
PeakO | 0 | 0 | 0 | 0 | 0 | 0
ST | 0 | 0 | 0 | 0 | 0 | 0
STOG | 30.85 | 35.41 | 41.51 | 41.28 | 34.59 | 34.52
STWD | 0 | 0 | 0 | 0 | 0 | 0.07
WT | 0.01 | 0.02 | 0.02 | 0.03 | 0.07 | 0.11
IGCC | 0 | 0 | 0 | 0 | 0 | 0
DemandResponse | 0 | 0 | 0 | 0 | 0 | 0
IGCC-CCS | 0 | 0 | 0 | 0 | 0 | 0
WT_off | 0 | 0 | 0 | 0 | 0 | 0
PseudoUnit | 0 | 0 | 0 | 0 | 0 | 0
FixedInterchange | 0 | 0 | 0 | 0 | 0 | 0
Total Fuel Consumption by Reporting Type: TVA
ReportingType | 2015 | 2020 | 2025 | 2030 | 2035 | 2040
BM | 0 | 0 | 0 | 0 | 0 | 0
CC | 139.53 | 314.04 | 379.77 | 470.73 | 469.39 | 387.15
CSP | 0 | 0 | 0 | 0 | 0 | 0
CT | 0.49 | 3.51 | 5.07 | 8.77 | 10.34 | 9.18
Coal | 926.38 | 784.32 | 833.29 | 842.3 | 1182.08 | 1575.21
Geo | 0 | 0 | 0 | 0 | 0 | 0
H | 0 | 0 | 0 | 0 | 0 | 0
LFG | 0 | 0 | 0 | 11.56 | 11.56 | 11.56
Nuc | 676.63 | 676.63 | 676.63 | 676.63 | 474.42 | 371.5
PS | 0 | 0 | 0 | 0 | 0 | 0
PV | 0 | 0 | 0 | 0 | 0 | 0
PeakG | 0 | 0 | 0.48 | 0.49 | 0.5 | 0.33
PeakO | 0 | 0 | 0 | 0 | 0 | 0
ST | 0 | 0 | 0 | 0 | 0 | 0
STOG | 0 | 0 | 0 | 0 | 0 | 0
STWD | 0 | 0 | 0 | 0 | 0.02 | 0.02
WT | 0 | 0 | 0 | 0 | 0 | 0
IGCC | 0 | 0 | 0 | 0 | 0 | 0
DemandResponse | 0 | 0 | 0 | 0 | 0 | 0
IGCC-CCS | 0 | 0 | 0 | 0 | 0 | 0
WT_off | 0 | 0 | 0 | 0 | 0 | 0
PseudoUnit | 0 | 0 | 0 | 0 | 0 | 0
FixedInterchange | 0 | 0 | 0 | 0 | 0 | 0
Total Fuel Consumption by Reporting Type: TVA_Transmission
ReportingType | 2015 | 2020 | 2025 | 2030 | 2035 | 2040
BM | 0 | 0 | 0 | 0 | 0 | 0
CC | 0 | 0 | 0 | 0 | 0 | 0
CSP | 0 | 0 | 0 | 0 | 0 | 0
CT | 0 | 0 | 0 | 0 | 0 | 0
Coal | 0 | 0 | 0 | 0 | 0 | 0
Geo | 0 | 0 | 0 | 0 | 0 | 0
H | 0 | 0 | 0 | 0 | 0 | 0
LFG | 0 | 0 | 0 | 0 | 0 | 0
Nuc | 0 | 0 | 0 | 0 | 0 | 0
PS | 0 | 0 | 0 | 0 | 0 | 0
PV | 0 | 0 | 0 | 0 | 0 | 0
PeakG | 0 | 0 | 0 | 0 | 0 | 0
PeakO | 0 | 0 | 0 | 0 | 0 | 0
ST | 0 | 0 | 0 | 0 | 0 | 0
STOG | 0 | 0 | 0 | 0 | 0 | 0
STWD | 0 | 0 | 0 | 0 | 0 | 0
WT | 0 | 0 | 0 | 0 | 0 | 0
IGCC | 0 | 0 | 0 | 0 | 0 | 0
DemandResponse | 0 | 0 | 0 | 0 | 0 | 0
IGCC-CCS | 0 | 0 | 0 | 0 | 0 | 0
WT_off | 0 | 0 | 0 | 0 | 0 | 0
PseudoUnit | 0 | 0 | 0 | 0 | 0 | 0
FixedInterchange | 0 | 0 | 0 | 0 | 0 | 0
Total Fuel Consumption by Reporting Type: VACAR
ReportingType | 2015 | 2020 | 2025 | 2030 | 2035 | 2040
BM | 0.09 | 52 | 136.94 | 165.67 | 194.81 | 231.2
CC | 527.51 | 610.75 | 586.18 | 710.15 | 1030.09 | 1413.79
CSP | 0 | 0 | 0 | 0 | 0 | 0
CT | 0.8 | 1.81 | 4.76 | 9.46 | 14.21 | 11.26
Coal | 680.38 | 695.72 | 904.77 | 1000.73 | 1093.84 | 1108.7
Geo | 0 | 0 | 0 | 0 | 0 | 0
H | 0 | 0 | 0 | 0 | 0 | 0
LFG | 0.04 | 11.56 | 11.56 | 11.56 | 11.56 | 11.56
Nuc | 910.72 | 1100.09 | 1100.09 | 1100.09 | 841.29 | 693.25
PS | 0 | 0 | 0 | 0 | 0 | 0
PV | 0 | 0 | 0 | 0 | 0 | 0
PeakG | 1.03 | 1.95 | 3.72 | 3.34 | 3.32 | 2.56
PeakO | 0 | 0 | 0 | 0 | 0 | 0
ST | 0 | 0 | 0 | 0 | 0 | 0
STOG | 0 | 0 | 0.01 | 0.01 | 0.01 | 0.01
STWD | 24.47 | 24.47 | 15.46 | 17.99 | 24.47 | 24.47
WT | 0 | 0.01 | 0.01 | 0.01 | 0.01 | 0.01
IGCC | 0 | 0 | 0 | 0 | 0 | 0
DemandResponse | 0 | 0 | 0 | 0 | 0 | 0
IGCC-CCS | 0 | 0 | 0 | 0 | 0 | 0
WT_off | 0 | 0 | 0 | 0 | 0 | 0
PseudoUnit | 0 | 0 | 0 | 0 | 0 | 0
FixedInterchange | 0 | 0 | 0 | 0 | 0 | 0
Total Fuel Consumption by Reporting Type: IESO
ReportingType | 2015 | 2020 | 2025 | 2030 | 2035 | 2040
BM | 0 | 0 | 0 | 0.04 | 0.04 | 0.04
CC | 9.57 | 32.22 | 69.9 | 151.83 | 342.76 | 540.89
CSP | 0 | 0 | 0 | 0 | 0 | 0
CT | 0 | 0 | 0.04 | 0.18 | 0.18 | 0.43
Coal | 0 | 0 | 0 | 0 | 0 | 0
Geo | 0 | 0 | 0 | 0 | 0 | 0
H | 0 | 0 | 0 | 0 | 0 | 0
LFG | 1.56 | 1.56 | 1.56 | 1.61 | 1.61 | 1.61
Nuc | 1064.72 | 1064.72 | 1064.72 | 1064.72 | 980.48 | 854.53
PS | 0 | 0 | 0 | 0 | 0 | 0
PV | 0 | 0 | 0 | 0 | 0 | 0
PeakG | 0 | 0 | 0.05 | 0.17 | 0.19 | 0.19
PeakO | 0 | 0 | 0 | 0 | 0 | 0
ST | 0 | 0 | 0 | 0 | 0 | 0
STOG | 0 | 0 | 0 | 0 | 0 | 0
STWD | 0 | 0 | 0.01 | 0.05 | 0.15 | 0.15
WT | 0.01 | 0.01 | 0.01 | 0.01 | 0 | 0
IGCC | 0 | 0 | 0 | 0 | 0 | 0
DemandResponse | 0 | 0 | 0 | 0 | 0 | 0
IGCC-CCS | 0 | 0 | 0 | 0 | 0 | 0
WT_off | 0 | 0 | 0 | 0 | 0 | 0
PseudoUnit | 0 | 0 | 0 | 0 | 0 | 0
FixedInterchange | 0 | 0 | 0 | 0 | 0 | 0
Total Fuel Consumption by Reporting Type: MAPP_CA
ReportingType | 2015 | 2020 | 2025 | 2030 | 2035 | 2040
BM | 0 | 0 | 0 | 0 | 0 | 0
CC | 86.75 | 133.16 | 169.04 | 220.42 | 264.38 | 269.1
CSP | 0 | 0 | 0 | 0 | 0 | 0
CT | 0 | 0 | 0 | 0 | 0 | 0.1
Coal | 0.84 | 1.76 | 4.9 | 23.24 | 36.46 | 41.17
Geo | 0 | 0 | 0 | 0 | 0 | 0
H | 0 | 0 | 0 | 0 | 0 | 0
LFG | 0 | 0 | 0 | 0 | 0 | 0
Nuc | 0 | 0 | 0 | 0 | 0 | 0
PS | 0 | 0 | 0 | 0 | 0 | 0
PV | 0 | 0 | 0 | 0 | 0 | 0
PeakG | 0 | 0 | 0.05 | 0.06 | 0.04 | 0
PeakO | 0 | 0 | 0 | 0 | 0 | 0
ST | 0 | 0 | 0 | 0 | 0 | 0
STOG | 0 | 0 | 0.01 | 0.01 | 0 | 0
STWD | 0 | 0 | 0 | 0 | 0 | 0
WT | 0 | 0 | 0 | 0 | 0 | 0
IGCC | 0 | 0 | 0 | 0 | 0 | 0
DemandResponse | 0 | 0 | 0 | 0 | 0 | 0
IGCC-CCS | 0 | 0 | 0 | 0 | 0 | 0
WT_off | 0 | 0 | 0 | 0 | 0 | 0
PseudoUnit | 0 | 0 | 0 | 0 | 0 | 0
FixedInterchange | 0 | 0 | 0 | 0 | 0 | 0
Total Fuel Consumption by Reporting Type: AZ_NM_SNV_Coal
ReportingType | 2015 | 2020 | 2025 | 2030 | 2035 | 2040
BM | 0 | 0 | 0 | 0 | 0 | 0
CC | 0 | 0 | 0 | 0 | 0 | 0
CSP | 0 | 0 | 0 | 0 | 0 | 0
CT | 0 | 0 | 0 | 0 | 0 | 0
Coal | 729.72 | 775.36 | 775.36 | 775.36 | 775.36 | 1242.83
Geo | 0 | 0 | 0 | 0 | 0 | 0
H | 0 | 0 | 0 | 0 | 0 | 0
LFG | 0 | 0 | 0 | 0 | 0 | 0
Nuc | 0 | 0 | 0 | 0 | 0 | 0
PS | 0 | 0 | 0 | 0 | 0 | 0
PV | 0 | 0 | 0 | 0 | 0 | 0
PeakG | 0 | 0 | 0 | 0 | 0 | 0
PeakO | 0 | 0 | 0 | 0 | 0 | 0
ST | 0 | 0 | 0 | 0 | 0 | 0
STOG | 0 | 0 | 0 | 0 | 0 | 0
STWD | 0 | 0 | 0 | 0 | 0 | 0
WT | 0 | 0 | 0 | 0 | 0 | 0
IGCC | 0 | 0 | 0 | 0 | 0 | 0
DemandResponse | 0 | 0 | 0 | 0 | 0 | 0
IGCC-CCS | 0 | 0 | 0 | 0 | 0 | 0
WT_off | 0 | 0 | 0 | 0 | 0 | 0
PseudoUnit | 0 | 0 | 0 | 0 | 0 | 0
FixedInterchange | 0 | 0 | 0 | 0 | 0 | 0
Total Fuel Consumption by Reporting Type: AZ_NM_SNV_Gas
ReportingType | 2015 | 2020 | 2025 | 2030 | 2035 | 2040
BM | 0 | 0 | 0 | 0 | 0 | 0
CC | 793.51 | 879.99 | 1009.37 | 1323.99 | 1659.85 | 1677.78
CSP | 0 | 0 | 0 | 0 | 0 | 0
CT | 0 | 0 | 2.66 | 3.05 | 0 | 0
Coal | 0 | 0 | 0 | 0 | 0 | 0
Geo | 0 | 0 | 0 | 0 | 0 | 0
H | 0 | 0 | 0 | 0 | 0 | 0
LFG | 0 | 0 | 0 | 0 | 0 | 0
Nuc | 0 | 0 | 0 | 0 | 0 | 0
PS | 0 | 0 | 0 | 0 | 0 | 0
PV | 0 | 0 | 0 | 0 | 0 | 0
PeakG | 0 | 0 | 6.89 | 5.05 | 0 | 0
PeakO | 0 | 0 | 0 | 0 | 0 | 0
ST | 0 | 0 | 0 | 0 | 0 | 0
STOG | 0 | 0 | 0 | 0 | 0 | 0
STWD | 0 | 0 | 0 | 0 | 0 | 0
WT | 0 | 0 | 0 | 0 | 0 | 0
IGCC | 0 | 0 | 0 | 0 | 0 | 0
DemandResponse | 0 | 0 | 0 | 0 | 0 | 0
IGCC-CCS | 0 | 0 | 0 | 0 | 0 | 0
WT_off | 0 | 0 | 0 | 0 | 0 | 0
PseudoUnit | 0 | 0 | 0 | 0 | 0 | 0
FixedInterchange | 0 | 0 | 0 | 0 | 0 | 0
Total Fuel Consumption by Reporting Type: AZ_NM_SNV_NucRenew
ReportingType | 2015 | 2020 | 2025 | 2030 | 2035 | 2040
BM | 0 | 0 | 0 | 0 | 0 | 0
CC | 0 | 0 | 0 | 0 | 0 | 0
CSP | 0 | 0 | 0 | 0 | 0 | 0
CT | 0 | 0 | 0 | 0 | 0 | 0
Coal | 0 | 0 | 0 | 0 | 0 | 0
Geo | 0 | 0 | 0.01 | 0.01 | 0.01 | 0.01
H | 0 | 0 | 0 | 0 | 0 | 0
LFG | 0 | 6.53 | 6.53 | 6.53 | 6.53 | 6.53
Nuc | 317.72 | 317.72 | 317.72 | 317.72 | 317.72 | 317.72
PS | 0 | 0 | 0 | 0 | 0 | 0
PV | 0 | 0 | 0 | 0 | 0 | 0
PeakG | 0 | 0 | 0 | 0 | 0 | 0
PeakO | 0 | 0 | 0 | 0 | 0 | 0
ST | 0 | 0 | 0 | 0 | 0 | 0
STOG | 0 | 0 | 0 | 0 | 0 | 0
STWD | 1.77 | 1.77 | 0.26 | 1.3 | 1.3 | 1.07
WT | 0 | 0.05 | 0.05 | 0.05 | 0.05 | 0.05
IGCC | 0 | 0 | 0 | 0 | 0 | 0
DemandResponse | 0 | 0 | 0 | 0 | 0 | 0
IGCC-CCS | 0 | 0 | 0 | 0 | 0 | 0
WT_off | 0 | 0 | 0 | 0 | 0 | 0
PseudoUnit | 0 | 0 | 0 | 0 | 0 | 0
FixedInterchange | 0 | 0 | 0 | 0 | 0 | 0
Total Fuel Consumption by Reporting Type: ERCOT
ReportingType | 2015 | 2020 | 2025 | 2030 | 2035 | 2040
BM | 0 | 0 | 0.06 | 0.06 | 1.31 | 1.28
CC | 1317.72 | 1542.71 | 1620.01 | 1822.11 | 2073.39 | 2351.08
CSP | 0 | 0 | 0 | 0 | 0 | 0
CT | 0 | 0.03 | 0.09 | 0.09 | 0.09 | 0.09
Coal | 969.83 | 1058.37 | 1272.78 | 1290.87 | 1298.29 | 1298.29
Geo | 0 | 0 | 0 | 0 | 0 | 0
H | 0 | 0 | 0 | 0 | 0 | 0
LFG | 0 | 0 | 0 | 38.09 | 38.09 | 38.09
Nuc | 422.69 | 422.69 | 422.69 | 422.69 | 422.69 | 422.69
PS | 0 | 0 | 0 | 0 | 0 | 0
PV | 0 | 0 | 0 | 0 | 0 | 0
PeakG | 0 | 0.03 | 1.09 | 1.08 | 0.85 | 0.85
PeakO | 0 | 0 | 0 | 0 | 0 | 0
ST | 0 | 0 | 0 | 0 | 0 | 0
STOG | 59.06 | 68.06 | 89.08 | 77.12 | 68.31 | 60.16
STWD | 0 | 0 | 0 | 0 | 0 | 0
WT | 0.03 | 0.03 | 0.03 | 0.03 | 0.03 | 0.03
IGCC | 0 | 0 | 0 | 0 | 0 | 0
DemandResponse | 0 | 0 | 0 | 0 | 0 | 0
IGCC-CCS | 0 | 0 | 0 | 0 | 0 | 0
WT_off | 0 | 0 | 0 | 0 | 0 | 0
PseudoUnit | 0 | 0 | 0 | 0 | 0 | 0
FixedInterchange | 0 | 0 | 0 | 0 | 0 | 0
Total Fuel Consumption by Reporting Type: NP15
ReportingType | 2015 | 2020 | 2025 | 2030 | 2035 | 2040
BM | 0 | 0 | 0 | 0 | 0 | 0
CC | 286.03 | 302.16 | 354.48 | 234.28 | 257.74 | 375.08
CSP | 0 | 0 | 0 | 0 | 0 | 0
CT | 0 | 0 | 0 | 0.08 | 1.06 | 1.39
Coal | 2.5 | 0 | 0 | 0 | 0 | 0
Geo | 0.01 | 0.01 | 0.01 | 0.01 | 0.01 | 0.01
H | 0 | 0 | 0 | 0 | 0 | 0
LFG | 0 | 60.8 | 60.8 | 60.8 | 60.8 | 60.8
Nuc | 187.74 | 187.74 | 187.74 | 187.74 | 187.74 | 187.74
PS | 0 | 0 | 0 | 0 | 0 | 0
PV | 0 | 0 | 0 | 0 | 0 | 0
PeakG | 0 | 0 | 0.02 | 0.62 | 2.48 | 2.87
PeakO | 0 | 0 | 0 | 0 | 0 | 0
ST | 0 | 0 | 0 | 0 | 0 | 0
STOG | 2.18 | 4.07 | 4.91 | 6.32 | 16.09 | 10.5
STWD | 37.44 | 37.44 | 0.17 | 22.16 | 23.63 | 28.12
WT | 0 | 0.01 | 0.01 | 0.01 | 0.01 | 0.01
IGCC | 0 | 0 | 0 | 0 | 0 | 0
DemandResponse | 0 | 0 | 0 | 0 | 0 | 0
IGCC-CCS | 0 | 0 | 0 | 0 | 0 | 0
WT_off | 0 | 0 | 0 | 0 | 0 | 0
PseudoUnit | 0 | 0 | 0 | 0 | 0 | 0
FixedInterchange | 0 | 0 | 0 | 0 | 0 | 0
Total Fuel Consumption by Reporting Type: NWPP_Coal
ReportingType | 2015 | 2020 | 2025 | 2030 | 2035 | 2040
BM | 0 | 0 | 0 | 0 | 0 | 0
CC | 0 | 0 | 0 | 0 | 0 | 0
CSP | 0 | 0 | 0 | 0 | 0 | 0
CT | 0 | 0 | 0 | 0 | 0 | 0
Coal | 972.13 | 972.03 | 972.03 | 972.03 | 972.03 | 972.03
Geo | 0 | 0 | 0 | 0 | 0 | 0
H | 0 | 0 | 0 | 0 | 0 | 0
LFG | 0 | 0 | 0 | 0 | 0 | 0
Nuc | 0 | 0 | 0 | 0 | 0 | 0
PS | 0 | 0 | 0 | 0 | 0 | 0
PV | 0 | 0 | 0 | 0 | 0 | 0
PeakG | 0 | 0 | 0 | 0 | 0 | 0
PeakO | 0 | 0 | 0 | 0 | 0 | 0
ST | 0 | 0 | 0 | 0 | 0 | 0
STOG | 0 | 0 | 0 | 0 | 0 | 0
STWD | 0 | 0 | 0 | 0 | 0 | 0
WT | 0 | 0 | 0 | 0 | 0 | 0
IGCC | 0 | 0 | 0 | 0 | 0 | 0
DemandResponse | 0 | 0 | 0 | 0 | 0 | 0
IGCC-CCS | 0 | 0 | 0 | 0 | 0 | 0
WT_off | 0 | 0 | 0 | 0 | 0 | 0
PseudoUnit | 0 | 0 | 0 | 0 | 0 | 0
FixedInterchange | 0 | 0 | 0 | 0 | 0 | 0
Total Fuel Consumption by Reporting Type: NWPP_Gas
ReportingType | 2015 | 2020 | 2025 | 2030 | 2035 | 2040
BM | 0 | 0 | 0 | 0 | 0 | 0
CC | 421.25 | 512.09 | 700.12 | 1016.52 | 1350 | 1611.93
CSP | 0 | 0 | 0 | 0 | 0 | 0
CT | 0 | 0 | 0 | 0 | 0 | 0
Coal | 0 | 0 | 0 | 0 | 0 | 66.3
Geo | 0 | 0 | 0 | 0 | 0 | 0
H | 0 | 0 | 0 | 0 | 0 | 0
LFG | 0 | 0 | 0 | 0 | 0 | 0
Nuc | 0 | 0 | 0 | 0 | 0 | 0
PS | 0 | 0 | 0 | 0 | 0 | 0
PV | 0 | 0 | 0 | 0 | 0 | 0
PeakG | 0 | 0 | 0 | 0 | 0 | 0
PeakO | 0 | 0 | 0 | 0 | 0 | 0
ST | 0 | 0 | 0 | 0 | 0 | 0
STOG | 0 | 0 | 0 | 0 | 0 | 0
STWD | 0 | 0 | 0 | 0 | 0 | 0
WT | 0 | 0 | 0 | 0 | 0 | 0
IGCC | 0 | 0 | 0 | 0 | 0 | 0
DemandResponse | 0 | 0 | 0 | 0 | 0 | 0
IGCC-CCS | 0 | 0 | 0 | 0 | 0 | 0
WT_off | 0 | 0 | 0 | 0 | 0 | 0
PseudoUnit | 0 | 0 | 0 | 0 | 0 | 0
FixedInterchange | 0 | 0 | 0 | 0 | 0 | 0
Total Fuel Consumption by Reporting Type: NWPP_NucRenew
ReportingType | 2015 | 2020 | 2025 | 2030 | 2035 | 2040
BM | 0 | 3.16 | 3.16 | 3.16 | 3.16 | 3.16
CC | 0 | 0 | 0 | 0 | 0 | 0
CSP | 0 | 0 | 0 | 0 | 0 | 0
CT | 0 | 0 | 0 | 0 | 0 | 0
Coal | 0 | 0 | 0 | 0 | 0 | 0
Geo | 0 | 0 | 0.01 | 0.01 | 0.01 | 0.01
H | 0 | 0 | 0 | 0 | 0 | 0
LFG | 2.74 | 11.06 | 29.05 | 29.05 | 29.05 | 29.05
Nuc | 88.66 | 88.66 | 88.66 | 88.66 | 88.66 | 88.66
PS | 0 | 0 | 0 | 0 | 0 | 0
PV | 0 | 0 | 0 | 0 | 0 | 0
PeakG | 0 | 0 | 0 | 0 | 0 | 0
PeakO | 0 | 0 | 0 | 0 | 0 | 0
ST | 0 | 0 | 0 | 0 | 0 | 0
STOG | 0 | 0 | 0 | 0 | 0 | 0
STWD | 0 | 16.77 | 27.46 | 46.18 | 46.18 | 46.17
WT | 0.02 | 0.02 | 0.02 | 0.02 | 0.02 | 0.02
IGCC | 0 | 0 | 0 | 0 | 0 | 0
DemandResponse | 0 | 0 | 0 | 0 | 0 | 0
IGCC-CCS | 0 | 0 | 0 | 0 | 0 | 0
WT_off | 0 | 0 | 0 | 0 | 0 | 0
PseudoUnit | 0 | 0 | 0 | 0 | 0 | 0
FixedInterchange | 0 | 0 | 0 | 0 | 0 | 0
Total Fuel Consumption by Reporting Type: RMPA
ReportingType | 2015 | 2020 | 2025 | 2030 | 2035 | 2040
BM | 0 | 0 | 0 | 0 | 0 | 0
CC | 77.59 | 66.25 | 38.56 | 23 | 15.38 | 14.9
CSP | 0 | 0 | 0 | 0 | 0 | 0
CT | 0 | 0 | 0 | 0 | 0 | 0
Coal | 577.93 | 632.99 | 617.08 | 769.34 | 937.65 | 1088.37
Geo | 0 | 0 | 0.02 | 0.02 | 0.02 | 0.02
H | 0 | 0 | 0 | 0 | 0 | 0
LFG | 0.15 | 3.26 | 3.26 | 3.26 | 3.26 | 3.26
Nuc | 0 | 0 | 0 | 0 | 0 | 0
PS | 0 | 0 | 0 | 0 | 0 | 0
PV | 0 | 0 | 0 | 0 | 0 | 0
PeakG | 0.21 | 0.5 | 0.62 | 0.89 | 0.89 | 1.26
PeakO | 0 | 0 | 0 | 0 | 0 | 0
ST | 0 | 0 | 0 | 0 | 0 | 0
STOG | 0 | 0 | 0 | 0 | 0 | 0
STWD | 0 | 0 | 0 | 0 | 0 | 0
WT | 0.01 | 0.01 | 0.01 | 0.01 | 0.01 | 0.01
IGCC | 0 | 0 | 0 | 0 | 0 | 0
DemandResponse | 0 | 0 | 0 | 0 | 0 | 0
IGCC-CCS | 0 | 0 | 0 | 0 | 0 | 0
WT_off | 0 | 0 | 0 | 0 | 0 | 0
PseudoUnit | 0 | 0 | 0 | 0 | 0 | 0
FixedInterchange | 0 | 0 | 0 | 0 | 0 | 0
Total Fuel Consumption by Reporting Type: SP15
ReportingType | 2015 | 2020 | 2025 | 2030 | 2035 | 2040
BM | 0.58 | 0.58 | 0.03 | 0.49 | 0.31 | 0.27
CC | 364.66 | 153.24 | 167.46 | 115.32 | 110.62 | 94.62
CSP | 0 | 0 | 0 | 0 | 0 | 0
CT | 0 | 0 | 0 | 0 | 2.33 | 5.94
Coal | 8.42 | 8.42 | 8.42 | 5.17 | 1.71 | 0.74
Geo | 0.01 | 0.02 | 0.02 | 0.02 | 0.02 | 0.02
H | 0 | 0 | 0 | 0 | 0 | 0
LFG | 0.99 | 60.8 | 60.8 | 60.8 | 60.8 | 60.8
Nuc | 173.28 | 173.28 | 173.28 | 173.28 | 173.28 | 173.28
PS | 0 | 0 | 0 | 0 | 0 | 0
PV | 0 | 0 | 0 | 0 | 0 | 0
PeakG | 0 | 0 | 0 | 0.33 | 0.66 | 0.53
PeakO | 0 | 0 | 0 | 0 | 0 | 0
ST | 0 | 0 | 0 | 0 | 0 | 0
STOG | 3.64 | 5.97 | 6.06 | 11.75 | 23.74 | 30.14
STWD | 9.59 | 9.59 | 0.51 | 5.9 | 4.66 | 3.31
WT | 0.01 | 0.01 | 0.01 | 0.01 | 0.01 | 0.01
IGCC | 0 | 0 | 0 | 0 | 0 | 0
DemandResponse | 0 | 0 | 0 | 0 | 0 | 0
IGCC-CCS | 0 | 0 | 0 | 0 | 0 | 0
WT_off | 0 | 0 | 0 | 0 | 0 | 0
PseudoUnit | 0 | 0 | 0 | 0 | 0 | 0
FixedInterchange | 0 | 0 | 0 | 0 | 0 | 0
Total Fuel Consumption by Reporting Type: ALB
ReportingType | 2015 | 2020 | 2025 | 2030 | 2035 | 2040
BM | 0 | 0 | 0 | 0 | 0 | 0
CC | 158.72 | 211.36 | 271.77 | 354.02 | 437 | 501.44
CSP | 0 | 0 | 0 | 0 | 0 | 0
CT | 0 | 0 | 0 | 0 | 0 | 0
Coal | 470.15 | 470.15 | 470.15 | 470.15 | 470.15 | 470.15
Geo | 0 | 0 | 0 | 0 | 0 | 0
H | 0 | 0 | 0 | 0 | 0 | 0
LFG | 0 | 0 | 0 | 0 | 0 | 0
Nuc | 0 | 0 | 0 | 0 | 0 | 0
PS | 0 | 0 | 0 | 0 | 0 | 0
PV | 0 | 0 | 0 | 0 | 0 | 0
PeakG | 0 | 0 | 0.01 | 0 | 0 | 0
PeakO | 0 | 0 | 0 | 0 | 0 | 0
ST | 0 | 0 | 0 | 0 | 0 | 0
STOG | 0 | 0 | 0 | 0 | 0 | 0
STWD | 0 | 0 | 0 | 0 | 0 | 0
WT | 0 | 0 | 0 | 0 | 0 | 0
IGCC | 0 | 0 | 0 | 0 | 0 | 0
DemandResponse | 0 | 0 | 0 | 0 | 0 | 0
IGCC-CCS | 0 | 0 | 0 | 0 | 0 | 0
WT_off | 0 | 0 | 0 | 0 | 0 | 0
PseudoUnit | 0 | 0 | 0 | 0 | 0 | 0
FixedInterchange | 0 | 0 | 0 | 0 | 0 | 0
Total Fuel Consumption by Reporting Type: BC
ReportingType | 2015 | 2020 | 2025 | 2030 | 2035 | 2040
BM | 0 | 0 | 0 | 0 | 0 | 0
CC | 86.24 | 146.75 | 212.01 | 295.24 | 328.9 | 394.99
CSP | 0 | 0 | 0 | 0 | 0 | 0
CT | 0 | 0 | 0 | 0 | 0 | 0
Coal | 0 | 0 | 0 | 0 | 0 | 0
Geo | 0 | 0 | 0 | 0 | 0 | 0
H | 0 | 0 | 0 | 0 | 0 | 0
LFG | 0 | 0 | 0 | 0 | 0 | 0
Nuc | 0 | 0 | 0 | 0 | 0 | 0
PS | 0 | 0 | 0 | 0 | 0 | 0
PV | 0 | 0 | 0 | 0 | 0 | 0
PeakG | 0 | 0 | 0 | 0 | 0 | 0
PeakO | 0 | 0 | 0 | 0 | 0 | 0
ST | 0 | 0 | 0 | 0 | 0 | 0
STOG | 6.84 | 0 | 0 | 0 | 0 | 0
STWD | 0 | 0 | 0 | 0 | 0 | 0
WT | 0 | 0 | 0 | 0 | 0 | 0
IGCC | 0 | 0 | 0 | 0 | 0 | 0
DemandResponse | 0 | 0 | 0 | 0 | 0 | 0
IGCC-CCS | 0 | 0 | 0 | 0 | 0 | 0
WT_off | 0 | 0 | 0 | 0 | 0 | 0
PseudoUnit | 0 | 0 | 0 | 0 | 0 | 0
FixedInterchange | 0 | 0 | 0 | 0 | 0 | 0
Total Fuel Consumption by Reporting Type: HQ_IESO
ReportingType | 2015 | 2020 | 2025 | 2030 | 2035 | 2040
BM | 0 | 0 | 0 | 0 | 0 | 0
CC | 0 | 0 | 0 | 0 | 0 | 0
CSP | 0 | 0 | 0 | 0 | 0 | 0
CT | 0 | 0 | 0 | 0 | 0 | 0
Coal | 0 | 0 | 0 | 0 | 0 | 0
Geo | 0 | 0 | 0 | 0 | 0 | 0
H | 0 | 0 | 0 | 0 | 0 | 0
LFG | 0 | 0 | 0 | 0 | 0 | 0
Nuc | 0 | 0 | 0 | 0 | 0 | 0
PS | 0 | 0 | 0 | 0 | 0 | 0
PV | 0 | 0 | 0 | 0 | 0 | 0
PeakG | 0 | 0 | 0 | 0 | 0 | 0
PeakO | 0 | 0 | 0 | 0 | 0 | 0
ST | 0 | 0 | 0 | 0 | 0 | 0
STOG | 0 | 0 | 0 | 0 | 0 | 0
STWD | 0 | 0 | 0 | 0 | 0 | 0
WT | 0 | 0 | 0 | 0 | 0 | 0
IGCC | 0 | 0 | 0 | 0 | 0 | 0
DemandResponse | 0 | 0 | 0 | 0 | 0 | 0
IGCC-CCS | 0 | 0 | 0 | 0 | 0 | 0
WT_off | 0 | 0 | 0 | 0 | 0 | 0
PseudoUnit | 0 | 0 | 0 | 0 | 0 | 0
FixedInterchange | 0 | 0 | 0 | 0 | 0 | 0
Total Fuel Consumption by Reporting Type: HQ_NEISO
ReportingType | 2015 | 2020 | 2025 | 2030 | 2035 | 2040
BM | 0 | 0 | 0 | 0 | 0 | 0
CC | 0 | 0 | 0 | 0 | 0 | 0
CSP | 0 | 0 | 0 | 0 | 0 | 0
CT | 0 | 0 | 0 | 0 | 0 | 0
Coal | 0 | 0 | 0 | 0 | 0 | 0
Geo | 0 | 0 | 0 | 0 | 0 | 0
H | 0 | 0 | 0 | 0 | 0 | 0
LFG | 0 | 0 | 0 | 0 | 0 | 0
Nuc | 0 | 0 | 0 | 0 | 0 | 0
PS | 0 | 0 | 0 | 0 | 0 | 0
PV | 0 | 0 | 0 | 0 | 0 | 0
PeakG | 0 | 0 | 0 | 0 | 0 | 0
PeakO | 0 | 0 | 0 | 0 | 0 | 0
ST | 0 | 0 | 0 | 0 | 0 | 0
STOG | 0 | 0 | 0 | 0 | 0 | 0
STWD | 0 | 0 | 0 | 0 | 0 | 0
WT | 0 | 0 | 0 | 0 | 0 | 0
IGCC | 0 | 0 | 0 | 0 | 0 | 0
DemandResponse | 0 | 0 | 0 | 0 | 0 | 0
IGCC-CCS | 0 | 0 | 0 | 0 | 0 | 0
WT_off | 0 | 0 | 0 | 0 | 0 | 0
PseudoUnit | 0 | 0 | 0 | 0 | 0 | 0
FixedInterchange | 0.02 | 0.02 | 0.02 | 0.02 | 0.02 | 0.02
Total Fuel Consumption by Reporting Type: HQ_NY
ReportingType | 2015 | 2020 | 2025 | 2030 | 2035 | 2040
BM | 0 | 0 | 0 | 0 | 0 | 0
CC | 0 | 0 | 0 | 0 | 0 | 0
CSP | 0 | 0 | 0 | 0 | 0 | 0
CT | 0 | 0 | 0 | 0 | 0 | 0
Coal | 0 | 0 | 0 | 0 | 0 | 0
Geo | 0 | 0 | 0 | 0 | 0 | 0
H | 0 | 0 | 0 | 0 | 0 | 0
LFG | 0 | 0 | 0 | 0 | 0 | 0
Nuc | 0 | 0 | 0 | 0 | 0 | 0
PS | 0 | 0 | 0 | 0 | 0 | 0
PV | 0 | 0 | 0 | 0 | 0 | 0
PeakG | 0 | 0 | 0 | 0 | 0 | 0
PeakO | 0 | 0 | 0 | 0 | 0 | 0
ST | 0 | 0 | 0 | 0 | 0 | 0
STOG | 0 | 0 | 0 | 0 | 0 | 0
STWD | 0 | 0 | 0 | 0 | 0 | 0
WT | 0 | 0 | 0 | 0 | 0 | 0
IGCC | 0 | 0 | 0 | 0 | 0 | 0
DemandResponse | 0 | 0 | 0 | 0 | 0 | 0
IGCC-CCS | 0 | 0 | 0 | 0 | 0 | 0
WT_off | 0 | 0 | 0 | 0 | 0 | 0
PseudoUnit | 0 | 0 | 0 | 0 | 0 | 0
FixedInterchange | 0.01 | 0.01 | 0.01 | 0.01 | 0.01 | 0.01
Total Fuel Consumption by Reporting Type: MARITIMES
ReportingType | 2015 | 2020 | 2025 | 2030 | 2035 | 2040
BM | 0 | 0 | 0 | 0 | 0 | 0
CC | 0 | 0 | 0 | 0 | 0 | 0
CSP | 0 | 0 | 0 | 0 | 0 | 0
CT | 0 | 0 | 0 | 0 | 0 | 0
Coal | 0 | 0 | 0 | 0 | 0 | 0
Geo | 0 | 0 | 0 | 0 | 0 | 0
H | 0 | 0 | 0 | 0 | 0 | 0
LFG | 0 | 0 | 0 | 0 | 0 | 0
Nuc | 0 | 0 | 0 | 0 | 0 | 0
PS | 0 | 0 | 0 | 0 | 0 | 0
PV | 0 | 0 | 0 | 0 | 0 | 0
PeakG | 0 | 0 | 0 | 0 | 0 | 0
PeakO | 0 | 0 | 0 | 0 | 0 | 0
ST | 0 | 0 | 0 | 0 | 0 | 0
STOG | 0 | 0 | 0 | 0 | 0 | 0
STWD | 0 | 0 | 0 | 0 | 0 | 0
WT | 0 | 0 | 0 | 0 | 0 | 0
IGCC | 0 | 0 | 0 | 0 | 0 | 0
DemandResponse | 0 | 0 | 0 | 0 | 0 | 0
IGCC-CCS | 0 | 0 | 0 | 0 | 0 | 0
WT_off | 0 | 0 | 0 | 0 | 0 | 0
PseudoUnit | 0 | 0 | 0 | 0 | 0 | 0
FixedInterchange | 0.01 | 0.01 | 0.01 | 0.01 | 0.01 | 0.01
Total Fuel Consumption by Reporting Type: All
ReportingType | 2015 | 2020 | 2025 | 2030 | 2035 | 2040
BM | 30.78 | 86.97 | 180.47 | 219.52 | 241.84 | 268.63
CC | 9143.59 | 11901.12 | 13337.84 | 15991.17 | 19671.11 | 22349.1
CSP | 0 | 0 | 0 | 0 | 0 | 0
CT | 12.08 | 18.61 | 28.45 | 49.83 | 83.24 | 90.76
Coal | 18302.96 | 16937.62 | 18416.52 | 19000.47 | 20433.65 | 23190.22
Geo | 0.02 | 0.04 | 0.07 | 0.07 | 0.07 | 0.07
H | 0 | 0 | 0 | 0 | 0 | 0
LFG | 20.69 | 230.83 | 468.63 | 546.54 | 546.54 | 546.54
Nuc | 9611.91 | 9929.34 | 9929.34 | 9808.24 | 7627.8 | 6006.6
PS | 0 | 0 | 0 | 0 | 0 | 0
PV | 0 | 0.01 | 0.01 | 0.01 | 0.01 | 0.01
PeakG | 38.56 | 49.42 | 93.13 | 100.74 | 97.33 | 84.51
PeakO | 0 | 0 | 0 | 0.06 | 0 | 0
ST | 0 | 0.01 | 0.01 | 0.01 | 0.01 | 0.01
STOG | 230.74 | 258.65 | 302.43 | 319.03 | 323.74 | 296.92
STWD | 134.14 | 125.58 | 80.75 | 134.5 | 146.17 | 149.07
WT | 0.18 | 0.28 | 0.31 | 0.35 | 0.41 | 0.47
IGCC | 40.45 | 40.45 | 40.45 | 40.45 | 40.45 | 40.45
DemandResponse | 0 | 0 | 0 | 0 | 0 | 0
IGCC-CCS | 0 | 0 | 0 | 0 | 0 | 0
WT_off | 0 | 0 | 0.01 | 0.01 | 0 | 0
PseudoUnit | 0 | 0 | 0 | 0 | 0 | 0
FixedInterchange | 0.04 | 0.04 | 0.04 | 0.04 | 0.04 | 0.04
Total Fuel Consumption by Reporting Type: EI_US
ReportingType | 2015 | 2020 | 2025 | 2030 | 2035 | 2040
BM | 30.2 | 83.23 | 177.22 | 215.76 | 237.02 | 263.88
CC | 5541.55 | 7921.19 | 8725.11 | 10434.44 | 12831.1 | 14517.3
CSP | 0 | 0 | 0 | 0 | 0 | 0
CT | 12.08 | 18.59 | 25.66 | 46.43 | 79.57 | 82.81
Coal | 14571.45 | 13018.55 | 14295.8 | 14694.32 | 15942.01 | 18010.35
Geo | 0 | 0 | 0 | 0 | 0 | 0
H | 0 | 0 | 0 | 0 | 0 | 0
LFG | 15.24 | 86.83 | 306.63 | 346.39 | 346.39 | 346.39
Nuc | 7357.09 | 7674.53 | 7674.53 | 7553.42 | 5457.23 | 3961.98
PS | 0 | 0 | 0 | 0 | 0 | 0
PV | 0 | 0 | 0.01 | 0.01 | 0.01 | 0.01
PeakG | 38.35 | 48.89 | 84.39 | 92.53 | 92.24 | 78.82
PeakO | 0 | 0 | 0 | 0.06 | 0 | 0
ST | 0 | 0 | 0 | 0 | 0 | 0
STOG | 159.02 | 180.55 | 202.36 | 223.82 | 215.61 | 196.13
STWD | 85.34 | 60 | 52.34 | 58.92 | 70.26 | 70.24
WT | 0.11 | 0.15 | 0.18 | 0.21 | 0.27 | 0.34
IGCC | 40.45 | 40.45 | 40.45 | 40.45 | 40.45 | 40.45
DemandResponse | 0 | 0 | 0 | 0 | 0 | 0
IGCC-CCS | 0 | 0 | 0 | 0 | 0 | 0
WT_off | 0 | 0 | 0.01 | 0.01 | 0 | 0
PseudoUnit | 0 | 0 | 0 | 0 | 0 | 0
FixedInterchange | 0.03 | 0.03 | 0.03 | 0.03 | 0.03 | 0.03
Total Fuel Consumption by Reporting Type: EI_Canada
ReportingType | 2015 | 2020 | 2025 | 2030 | 2035 | 2040
BM | 0 | 0 | 0 | 0.04 | 0.04 | 0.04
CC | 96.32 | 165.38 | 238.94 | 372.25 | 607.14 | 810
CSP | 0 | 0 | 0 | 0 | 0 | 0
CT | 0 | 0 | 0.04 | 0.18 | 0.19 | 0.53
Coal | 0.84 | 1.76 | 4.9 | 23.24 | 36.46 | 41.17
Geo | 0 | 0 | 0 | 0 | 0 | 0
H | 0 | 0 | 0 | 0 | 0 | 0
LFG | 1.56 | 1.56 | 1.56 | 1.61 | 1.61 | 1.61
Nuc | 1064.72 | 1064.72 | 1064.72 | 1064.72 | 980.48 | 854.53
PS | 0 | 0 | 0 | 0 | 0 | 0
PV | 0 | 0 | 0 | 0 | 0 | 0
PeakG | 0 | 0 | 0.1 | 0.23 | 0.23 | 0.19
PeakO | 0 | 0 | 0 | 0 | 0 | 0
ST | 0 | 0 | 0 | 0 | 0 | 0
STOG | 0 | 0 | 0.01 | 0.01 | 0 | 0
STWD | 0 | 0 | 0.01 | 0.05 | 0.15 | 0.15
WT | 0.01 | 0.01 | 0.01 | 0.01 | 0 | 0
IGCC | 0 | 0 | 0 | 0 | 0 | 0
DemandResponse | 0 | 0 | 0 | 0 | 0 | 0
IGCC-CCS | 0 | 0 | 0 | 0 | 0 | 0
WT_off | 0 | 0 | 0 | 0 | 0 | 0
PseudoUnit | 0 | 0 | 0 | 0 | 0 | 0
FixedInterchange | 0 | 0 | 0 | 0 | 0 | 0
Total Fuel Consumption by Reporting Type: EI
ReportingType | 2015 | 2020 | 2025 | 2030 | 2035 | 2040
BM | 30.2 | 83.23 | 177.22 | 215.8 | 237.06 | 263.91
CC | 5637.87 | 8086.57 | 8964.05 | 10806.69 | 13438.24 | 15327.29
CSP | 0 | 0 | 0 | 0 | 0 | 0
CT | 12.08 | 18.59 | 25.7 | 46.62 | 79.76 | 83.34
Coal | 14572.29 | 13020.31 | 14300.7 | 14717.56 | 15978.46 | 18051.52
Geo | 0 | 0 | 0 | 0 | 0 | 0
H | 0 | 0 | 0 | 0 | 0 | 0
LFG | 16.8 | 88.39 | 308.2 | 348.01 | 348.01 | 348.01
Nuc | 8421.82 | 8739.25 | 8739.25 | 8618.15 | 6437.71 | 4816.51
PS | 0 | 0 | 0 | 0 | 0 | 0
PV | 0 | 0 | 0.01 | 0.01 | 0.01 | 0.01
PeakG | 38.35 | 48.89 | 84.49 | 92.76 | 92.46 | 79
PeakO | 0 | 0 | 0 | 0.06 | 0 | 0
ST | 0 | 0 | 0 | 0 | 0 | 0
STOG | 159.02 | 180.55 | 202.38 | 223.84 | 215.61 | 196.13
STWD | 85.34 | 60 | 52.36 | 58.97 | 70.41 | 70.39
WT | 0.12 | 0.16 | 0.19 | 0.22 | 0.28 | 0.34
IGCC | 40.45 | 40.45 | 40.45 | 40.45 | 40.45 | 40.45
DemandResponse | 0 | 0 | 0 | 0 | 0 | 0
IGCC-CCS | 0 | 0 | 0 | 0 | 0 | 0
WT_off | 0 | 0 | 0.01 | 0.01 | 0 | 0
PseudoUnit | 0 | 0 | 0 | 0 | 0 | 0
FixedInterchange | 0.04 | 0.04 | 0.04 | 0.04 | 0.04 | 0.04
Total Fuel Consumption by Reporting Type: Outside_EI
ReportingType | 2015 | 2020 | 2025 | 2030 | 2035 | 2040
BM | 0.58 | 3.74 | 3.25 | 3.71 | 4.77 | 4.71
CC | 3505.72 | 3814.55 | 4373.79 | 5184.48 | 6232.87 | 7021.81
CSP | 0 | 0 | 0 | 0 | 0 | 0
CT | 0 | 0.03 | 2.75 | 3.22 | 3.48 | 7.41
Coal | 3730.67 | 3917.31 | 4115.81 | 4282.91 | 4455.18 | 5138.7
Geo | 0.02 | 0.04 | 0.07 | 0.07 | 0.07 | 0.07
H | 0 | 0 | 0 | 0 | 0 | 0
LFG | 3.89 | 142.44 | 160.44 | 198.53 | 198.53 | 198.53
Nuc | 1190.09 | 1190.09 | 1190.09 | 1190.09 | 1190.09 | 1190.09
PS | 0 | 0 | 0 | 0 | 0 | 0
PV | 0 | 0 | 0 | 0 | 0 | 0
PeakG | 0.21 | 0.53 | 8.64 | 7.98 | 4.87 | 5.51
PeakO | 0 | 0 | 0 | 0 | 0 | 0
ST | 0 | 0.01 | 0.01 | 0.01 | 0.01 | 0.01
STOG | 71.73 | 78.1 | 100.05 | 95.19 | 108.14 | 100.79
STWD | 48.8 | 65.58 | 28.4 | 75.53 | 75.77 | 78.68
WT | 0.06 | 0.12 | 0.12 | 0.13 | 0.13 | 0.13
IGCC | 0 | 0 | 0 | 0 | 0 | 0
DemandResponse | 0 | 0 | 0 | 0 | 0 | 0
IGCC-CCS | 0 | 0 | 0 | 0 | 0 | 0
WT_off | 0 | 0 | 0 | 0 | 0 | 0
PseudoUnit | 0 | 0 | 0 | 0 | 0 | 0
FixedInterchange | 0 | 0 | 0 | 0 | 0 | 0
#5 | 0.03: Annual Emmission Levels
SO2 Emissions (MMshortTons): Entergy
ReportingType | 2015 | 2020 | 2025 | 2030 | 2035 | 2040
BM | 0 | 0 | 0 | 0 | 0 | 0
CC | 0 | 0 | 0 | 0 | 0 | 0
CSP | 0 | 0 | 0 | 0 | 0 | 0
CT | 0 | 0 | 0 | 0 | 0 | 0
Coal | 0.34 | 0.06 | 0.13 | 0.24 | 0.24 | 0.24
Geo | 0 | 0 | 0 | 0 | 0 | 0
H | 0 | 0 | 0 | 0 | 0 | 0
LFG | 0 | 0 | 0 | 0 | 0 | 0
Nuc | 0 | 0 | 0 | 0 | 0 | 0
PS | 0 | 0 | 0 | 0 | 0 | 0
PV | 0 | 0 | 0 | 0 | 0 | 0
PeakG | 0 | 0 | 0 | 0 | 0 | 0
PeakO | 0 | 0 | 0 | 0 | 0 | 0
ST | 0 | 0 | 0 | 0 | 0 | 0
STOG | 0 | 0 | 0 | 0 | 0 | 0
STWD | 0 | 0 | 0 | 0 | 0 | 0
WT | 0 | 0 | 0 | 0 | 0 | 0
IGCC | 0 | 0 | 0 | 0 | 0 | 0
DemandResponse | 0 | 0 | 0 | 0 | 0 | 0
IGCC-CCS | 0 | 0 | 0 | 0 | 0 | 0
WT_off | 0 | 0 | 0 | 0 | 0 | 0
PseudoUnit | 0 | 0 | 0 | 0 | 0 | 0
FixedInterchange | 0 | 0 | 0 | 0 | 0 | 0
SO2 Emissions (MMshortTons): FRCC
ReportingType | 2015 | 2020 | 2025 | 2030 | 2035 | 2040
BM | 0 | 0 | 0 | 0 | 0 | 0
CC | 0 | 0 | 0 | 0 | 0 | 0
CSP | 0 | 0 | 0 | 0 | 0 | 0
CT | 0 | 0 | 0 | 0 | 0 | 0
Coal | 0.07 | 0.02 | 0.03 | 0.03 | 0.03 | 0.03
Geo | 0 | 0 | 0 | 0 | 0 | 0
H | 0 | 0 | 0 | 0 | 0 | 0
LFG | 0 | 0 | 0 | 0 | 0 | 0
Nuc | 0 | 0 | 0 | 0 | 0 | 0
PS | 0 | 0 | 0 | 0 | 0 | 0
PV | 0 | 0 | 0 | 0 | 0 | 0
PeakG | 0 | 0 | 0 | 0 | 0 | 0
PeakO | 0 | 0 | 0 | 0 | 0 | 0
ST | 0 | 0 | 0 | 0 | 0 | 0
STOG | 0 | 0 | 0 | 0 | 0 | 0
STWD | 0 | 0 | 0 | 0 | 0 | 0
WT | 0 | 0 | 0 | 0 | 0 | 0
IGCC | 0 | 0 | 0 | 0 | 0 | 0
DemandResponse | 0 | 0 | 0 | 0 | 0 | 0
IGCC-CCS | 0 | 0 | 0 | 0 | 0 | 0
WT_off | 0 | 0 | 0 | 0 | 0 | 0
PseudoUnit | 0 | 0 | 0 | 0 | 0 | 0
FixedInterchange | 0 | 0 | 0 | 0 | 0 | 0
SO2 Emissions (MMshortTons): MAPP_US
ReportingType | 2015 | 2020 | 2025 | 2030 | 2035 | 2040
BM | 0 | 0 | 0 | 0 | 0 | 0
CC | 0 | 0 | 0 | 0 | 0 | 0
CSP | 0 | 0 | 0 | 0 | 0 | 0
CT | 0 | 0 | 0 | 0 | 0 | 0
Coal | 0.04 | 0.02 | 0.02 | 0.03 | 0.03 | 0.03
Geo | 0 | 0 | 0 | 0 | 0 | 0
H | 0 | 0 | 0 | 0 | 0 | 0
LFG | 0 | 0 | 0 | 0 | 0 | 0
Nuc | 0 | 0 | 0 | 0 | 0 | 0
PS | 0 | 0 | 0 | 0 | 0 | 0
PV | 0 | 0 | 0 | 0 | 0 | 0
PeakG | 0 | 0 | 0 | 0 | 0 | 0
PeakO | 0 | 0 | 0 | 0 | 0 | 0
ST | 0 | 0 | 0 | 0 | 0 | 0
STOG | 0 | 0 | 0 | 0 | 0 | 0
STWD | 0 | 0 | 0 | 0 | 0 | 0
WT | 0 | 0 | 0 | 0 | 0 | 0
IGCC | 0 | 0 | 0 | 0 | 0 | 0
DemandResponse | 0 | 0 | 0 | 0 | 0 | 0
IGCC-CCS | 0 | 0 | 0 | 0 | 0 | 0
WT_off | 0 | 0 | 0 | 0 | 0 | 0
PseudoUnit | 0 | 0 | 0 | 0 | 0 | 0
FixedInterchange | 0 | 0 | 0 | 0 | 0 | 0
SO2 Emissions (MMshortTons): MISO_IN
ReportingType | 2015 | 2020 | 2025 | 2030 | 2035 | 2040
BM | 0 | 0 | 0 | 0 | 0 | 0
CC | 0 | 0 | 0 | 0 | 0 | 0
CSP | 0 | 0 | 0 | 0 | 0 | 0
CT | 0 | 0 | 0 | 0 | 0 | 0
Coal | 0.3 | 0.13 | 0.15 | 0.15 | 0.16 | 0.2
Geo | 0 | 0 | 0 | 0 | 0 | 0
H | 0 | 0 | 0 | 0 | 0 | 0
LFG | 0 | 0 | 0 | 0 | 0 | 0
Nuc | 0 | 0 | 0 | 0 | 0 | 0
PS | 0 | 0 | 0 | 0 | 0 | 0
PV | 0 | 0 | 0 | 0 | 0 | 0
PeakG | 0 | 0 | 0 | 0 | 0 | 0
PeakO | 0 | 0 | 0 | 0 | 0 | 0
ST | 0 | 0 | 0 | 0 | 0 | 0
STOG | 0 | 0 | 0 | 0 | 0 | 0
STWD | 0 | 0 | 0 | 0 | 0 | 0
WT | 0 | 0 | 0 | 0 | 0 | 0
IGCC | 0 | 0 | 0 | 0 | 0 | 0
DemandResponse | 0 | 0 | 0 | 0 | 0 | 0
IGCC-CCS | 0 | 0 | 0 | 0 | 0 | 0
WT_off | 0 | 0 | 0 | 0 | 0 | 0
PseudoUnit | 0 | 0 | 0 | 0 | 0 | 0
FixedInterchange | 0 | 0 | 0 | 0 | 0 | 0
SO2 Emissions (MMshortTons): MISO_MI
ReportingType | 2015 | 2020 | 2025 | 2030 | 2035 | 2040
BM | 0 | 0 | 0 | 0 | 0 | 0
CC | 0 | 0 | 0 | 0 | 0 | 0
CSP | 0 | 0 | 0 | 0 | 0 | 0
CT | 0 | 0 | 0 | 0 | 0 | 0
Coal | 0.27 | 0.02 | 0.02 | 0.03 | 0.05 | 0.05
Geo | 0 | 0 | 0 | 0 | 0 | 0
H | 0 | 0 | 0 | 0 | 0 | 0
LFG | 0 | 0 | 0 | 0 | 0 | 0
Nuc | 0 | 0 | 0 | 0 | 0 | 0
PS | 0 | 0 | 0 | 0 | 0 | 0
PV | 0 | 0 | 0 | 0 | 0 | 0
PeakG | 0 | 0 | 0 | 0 | 0 | 0
PeakO | 0 | 0 | 0 | 0 | 0 | 0
ST | 0 | 0 | 0 | 0 | 0 | 0
STOG | 0 | 0 | 0 | 0 | 0 | 0
STWD | 0 | 0 | 0 | 0 | 0 | 0
WT | 0 | 0 | 0 | 0 | 0 | 0
IGCC | 0 | 0 | 0 | 0 | 0 | 0
DemandResponse | 0 | 0 | 0 | 0 | 0 | 0
IGCC-CCS | 0 | 0 | 0 | 0 | 0 | 0
WT_off | 0 | 0 | 0 | 0 | 0 | 0
PseudoUnit | 0 | 0 | 0 | 0 | 0 | 0
FixedInterchange | 0 | 0 | 0 | 0 | 0 | 0
SO2 Emissions (MMshortTons): MISO_MO-IL
ReportingType | 2015 | 2020 | 2025 | 2030 | 2035 | 2040
BM | 0 | 0 | 0 | 0 | 0 | 0
CC | 0 | 0 | 0 | 0 | 0 | 0
CSP | 0 | 0 | 0 | 0 | 0 | 0
CT | 0 | 0 | 0 | 0 | 0 | 0
Coal | 0.48 | 0.13 | 0.21 | 0.23 | 0.29 | 0.3
Geo | 0 | 0 | 0 | 0 | 0 | 0
H | 0 | 0 | 0 | 0 | 0 | 0
LFG | 0 | 0 | 0 | 0 | 0 | 0
Nuc | 0 | 0 | 0 | 0 | 0 | 0
PS | 0 | 0 | 0 | 0 | 0 | 0
PV | 0 | 0 | 0 | 0 | 0 | 0
PeakG | 0 | 0 | 0 | 0 | 0 | 0
PeakO | 0 | 0 | 0 | 0 | 0 | 0
ST | 0 | 0 | 0 | 0 | 0 | 0
STOG | 0 | 0 | 0 | 0 | 0 | 0
STWD | 0 | 0 | 0 | 0 | 0 | 0
WT | 0 | 0 | 0 | 0 | 0 | 0
IGCC | 0 | 0 | 0 | 0 | 0 | 0
DemandResponse | 0 | 0 | 0 | 0 | 0 | 0
IGCC-CCS | 0 | 0 | 0 | 0 | 0 | 0
WT_off | 0 | 0 | 0 | 0 | 0 | 0
PseudoUnit | 0 | 0 | 0 | 0 | 0 | 0
FixedInterchange | 0 | 0 | 0 | 0 | 0 | 0
SO2 Emissions (MMshortTons): MISO_W
ReportingType | 2015 | 2020 | 2025 | 2030 | 2035 | 2040
BM | 0 | 0 | 0 | 0 | 0 | 0
CC | 0 | 0 | 0 | 0 | 0 | 0
CSP | 0 | 0 | 0 | 0 | 0 | 0
CT | 0 | 0 | 0 | 0 | 0 | 0
Coal | 0.26 | 0.05 | 0.06 | 0.06 | 0.06 | 0.07
Geo | 0 | 0 | 0 | 0 | 0 | 0
H | 0 | 0 | 0 | 0 | 0 | 0
LFG | 0 | 0 | 0 | 0 | 0 | 0
Nuc | 0 | 0 | 0 | 0 | 0 | 0
PS | 0 | 0 | 0 | 0 | 0 | 0
PV | 0 | 0 | 0 | 0 | 0 | 0
PeakG | 0 | 0 | 0 | 0 | 0 | 0
PeakO | 0 | 0 | 0 | 0 | 0 | 0
ST | 0 | 0 | 0 | 0 | 0 | 0
STOG | 0 | 0 | 0 | 0 | 0 | 0
STWD | 0 | 0 | 0 | 0 | 0 | 0
WT | 0 | 0 | 0 | 0 | 0 | 0
IGCC | 0 | 0 | 0 | 0 | 0 | 0
DemandResponse | 0 | 0 | 0 | 0 | 0 | 0
IGCC-CCS | 0 | 0 | 0 | 0 | 0 | 0
WT_off | 0 | 0 | 0 | 0 | 0 | 0
PseudoUnit | 0 | 0 | 0 | 0 | 0 | 0
FixedInterchange | 0 | 0 | 0 | 0 | 0 | 0
SO2 Emissions (MMshortTons): MISO_WUMS
ReportingType | 2015 | 2020 | 2025 | 2030 | 2035 | 2040
BM | 0 | 0 | 0 | 0 | 0 | 0
CC | 0 | 0 | 0 | 0 | 0 | 0
CSP | 0 | 0 | 0 | 0 | 0 | 0
CT | 0 | 0 | 0 | 0 | 0 | 0
Coal | 0.07 | 0.01 | 0.01 | 0.01 | 0.01 | 0.01
Geo | 0 | 0 | 0 | 0 | 0 | 0
H | 0 | 0 | 0 | 0 | 0 | 0
LFG | 0 | 0 | 0 | 0 | 0 | 0
Nuc | 0 | 0 | 0 | 0 | 0 | 0
PS | 0 | 0 | 0 | 0 | 0 | 0
PV | 0 | 0 | 0 | 0 | 0 | 0
PeakG | 0 | 0 | 0 | 0 | 0 | 0
PeakO | 0 | 0 | 0 | 0 | 0 | 0
ST | 0 | 0 | 0 | 0 | 0 | 0
STOG | 0 | 0 | 0 | 0 | 0 | 0
STWD | 0 | 0 | 0 | 0 | 0 | 0
WT | 0 | 0 | 0 | 0 | 0 | 0
IGCC | 0 | 0 | 0 | 0 | 0 | 0
DemandResponse | 0 | 0 | 0 | 0 | 0 | 0
IGCC-CCS | 0 | 0 | 0 | 0 | 0 | 0
WT_off | 0 | 0 | 0 | 0 | 0 | 0
PseudoUnit | 0 | 0 | 0 | 0 | 0 | 0
FixedInterchange | 0 | 0 | 0 | 0 | 0 | 0
SO2 Emissions (MMshortTons): Nebraska
ReportingType | 2015 | 2020 | 2025 | 2030 | 2035 | 2040
BM | 0 | 0 | 0 | 0 | 0 | 0
CC | 0 | 0 | 0 | 0 | 0 | 0
CSP | 0 | 0 | 0 | 0 | 0 | 0
CT | 0 | 0 | 0 | 0 | 0 | 0
Coal | 0.11 | 0.02 | 0.02 | 0.02 | 0.02 | 0.02
Geo | 0 | 0 | 0 | 0 | 0 | 0
H | 0 | 0 | 0 | 0 | 0 | 0
LFG | 0 | 0 | 0 | 0 | 0 | 0
Nuc | 0 | 0 | 0 | 0 | 0 | 0
PS | 0 | 0 | 0 | 0 | 0 | 0
PV | 0 | 0 | 0 | 0 | 0 | 0
PeakG | 0 | 0 | 0 | 0 | 0 | 0
PeakO | 0 | 0 | 0 | 0 | 0 | 0
ST | 0 | 0 | 0 | 0 | 0 | 0
STOG | 0 | 0 | 0 | 0 | 0 | 0
STWD | 0 | 0 | 0 | 0 | 0 | 0
WT | 0 | 0 | 0 | 0 | 0 | 0
IGCC | 0 | 0 | 0 | 0 | 0 | 0
DemandResponse | 0 | 0 | 0 | 0 | 0 | 0
IGCC-CCS | 0 | 0 | 0 | 0 | 0 | 0
WT_off | 0 | 0 | 0 | 0 | 0 | 0
PseudoUnit | 0 | 0 | 0 | 0 | 0 | 0
FixedInterchange | 0 | 0 | 0 | 0 | 0 | 0
SO2 Emissions (MMshortTons): NEISO
ReportingType | 2015 | 2020 | 2025 | 2030 | 2035 | 2040
BM | 0 | 0 | 0 | 0 | 0 | 0
CC | 0 | 0 | 0 | 0 | 0 | 0
CSP | 0 | 0 | 0 | 0 | 0 | 0
CT | 0 | 0 | 0 | 0 | 0 | 0
Coal | 0 | 0 | 0 | 0 | 0 | 0
Geo | 0 | 0 | 0 | 0 | 0 | 0
H | 0 | 0 | 0 | 0 | 0 | 0
LFG | 0 | 0 | 0 | 0 | 0 | 0
Nuc | 0 | 0 | 0 | 0 | 0 | 0
PS | 0 | 0 | 0 | 0 | 0 | 0
PV | 0 | 0 | 0 | 0 | 0 | 0
PeakG | 0 | 0 | 0 | 0 | 0 | 0
PeakO | 0 | 0 | 0 | 0 | 0 | 0
ST | 0 | 0 | 0 | 0 | 0 | 0
STOG | 0 | 0 | 0 | 0 | 0 | 0
STWD | 0 | 0 | 0 | 0 | 0 | 0
WT | 0 | 0 | 0 | 0 | 0 | 0
IGCC | 0 | 0 | 0 | 0 | 0 | 0
DemandResponse | 0 | 0 | 0 | 0 | 0 | 0
IGCC-CCS | 0 | 0 | 0 | 0 | 0 | 0
WT_off | 0 | 0 | 0 | 0 | 0 | 0
PseudoUnit | 0 | 0 | 0 | 0 | 0 | 0
FixedInterchange | 0 | 0 | 0 | 0 | 0 | 0
SO2 Emissions (MMshortTons): NonRTO_Midwest
ReportingType | 2015 | 2020 | 2025 | 2030 | 2035 | 2040
BM | 0 | 0 | 0 | 0 | 0 | 0
CC | 0 | 0 | 0 | 0 | 0 | 0
CSP | 0 | 0 | 0 | 0 | 0 | 0
CT | 0 | 0 | 0 | 0 | 0 | 0
Coal | 0.14 | 0.09 | 0.1 | 0.11 | 0.13 | 0.13
Geo | 0 | 0 | 0 | 0 | 0 | 0
H | 0 | 0 | 0 | 0 | 0 | 0
LFG | 0 | 0 | 0 | 0 | 0 | 0
Nuc | 0 | 0 | 0 | 0 | 0 | 0
PS | 0 | 0 | 0 | 0 | 0 | 0
PV | 0 | 0 | 0 | 0 | 0 | 0
PeakG | 0 | 0 | 0 | 0 | 0 | 0
PeakO | 0 | 0 | 0 | 0 | 0 | 0
ST | 0 | 0 | 0 | 0 | 0 | 0
STOG | 0 | 0 | 0 | 0 | 0 | 0
STWD | 0 | 0 | 0 | 0 | 0 | 0
WT | 0 | 0 | 0 | 0 | 0 | 0
IGCC | 0 | 0 | 0 | 0 | 0 | 0
DemandResponse | 0 | 0 | 0 | 0 | 0 | 0
IGCC-CCS | 0 | 0 | 0 | 0 | 0 | 0
WT_off | 0 | 0 | 0 | 0 | 0 | 0
PseudoUnit | 0 | 0 | 0 | 0 | 0 | 0
FixedInterchange | 0 | 0 | 0 | 0 | 0 | 0
SO2 Emissions (MMshortTons): NYISO_A-F
ReportingType | 2015 | 2020 | 2025 | 2030 | 2035 | 2040
BM | 0 | 0 | 0 | 0 | 0 | 0
CC | 0 | 0 | 0 | 0 | 0 | 0
CSP | 0 | 0 | 0 | 0 | 0 | 0
CT | 0 | 0 | 0 | 0 | 0 | 0
Coal | 0 | 0 | 0 | 0 | 0 | 0
Geo | 0 | 0 | 0 | 0 | 0 | 0
H | 0 | 0 | 0 | 0 | 0 | 0
LFG | 0 | 0 | 0 | 0 | 0 | 0
Nuc | 0 | 0 | 0 | 0 | 0 | 0
PS | 0 | 0 | 0 | 0 | 0 | 0
PV | 0 | 0 | 0 | 0 | 0 | 0
PeakG | 0 | 0 | 0 | 0 | 0 | 0
PeakO | 0 | 0 | 0 | 0 | 0 | 0
ST | 0 | 0 | 0 | 0 | 0 | 0
STOG | 0 | 0 | 0 | 0 | 0 | 0
STWD | 0 | 0 | 0 | 0 | 0 | 0
WT | 0 | 0 | 0 | 0 | 0 | 0
IGCC | 0 | 0 | 0 | 0 | 0 | 0
DemandResponse | 0 | 0 | 0 | 0 | 0 | 0
IGCC-CCS | 0 | 0 | 0 | 0 | 0 | 0
WT_off | 0 | 0 | 0 | 0 | 0 | 0
PseudoUnit | 0 | 0 | 0 | 0 | 0 | 0
FixedInterchange | 0 | 0 | 0 | 0 | 0 | 0
SO2 Emissions (MMshortTons): NYISO_G-I
ReportingType | 2015 | 2020 | 2025 | 2030 | 2035 | 2040
BM | 0 | 0 | 0 | 0 | 0 | 0
CC | 0 | 0 | 0 | 0 | 0 | 0
CSP | 0 | 0 | 0 | 0 | 0 | 0
CT | 0 | 0 | 0 | 0 | 0 | 0
Coal | 0 | 0 | 0 | 0 | 0 | 0
Geo | 0 | 0 | 0 | 0 | 0 | 0
H | 0 | 0 | 0 | 0 | 0 | 0
LFG | 0 | 0 | 0 | 0 | 0 | 0
Nuc | 0 | 0 | 0 | 0 | 0 | 0
PS | 0 | 0 | 0 | 0 | 0 | 0
PV | 0 | 0 | 0 | 0 | 0 | 0
PeakG | 0 | 0 | 0 | 0 | 0 | 0
PeakO | 0 | 0 | 0 | 0 | 0 | 0
ST | 0 | 0 | 0 | 0 | 0 | 0
STOG | 0 | 0 | 0 | 0 | 0 | 0
STWD | 0 | 0 | 0 | 0 | 0 | 0
WT | 0 | 0 | 0 | 0 | 0 | 0
IGCC | 0 | 0 | 0 | 0 | 0 | 0
DemandResponse | 0 | 0 | 0 | 0 | 0 | 0
IGCC-CCS | 0 | 0 | 0 | 0 | 0 | 0
WT_off | 0 | 0 | 0 | 0 | 0 | 0
PseudoUnit | 0 | 0 | 0 | 0 | 0 | 0
FixedInterchange | 0 | 0 | 0 | 0 | 0 | 0
SO2 Emissions (MMshortTons): NYISO_J-K
ReportingType | 2015 | 2020 | 2025 | 2030 | 2035 | 2040
BM | 0 | 0 | 0 | 0 | 0 | 0
CC | 0 | 0 | 0 | 0 | 0 | 0
CSP | 0 | 0 | 0 | 0 | 0 | 0
CT | 0 | 0 | 0 | 0 | 0 | 0
Coal | 0 | 0 | 0 | 0 | 0 | 0
Geo | 0 | 0 | 0 | 0 | 0 | 0
H | 0 | 0 | 0 | 0 | 0 | 0
LFG | 0 | 0 | 0 | 0 | 0 | 0
Nuc | 0 | 0 | 0 | 0 | 0 | 0
PS | 0 | 0 | 0 | 0 | 0 | 0
PV | 0 | 0 | 0 | 0 | 0 | 0
PeakG | 0 | 0 | 0 | 0 | 0 | 0
PeakO | 0 | 0 | 0 | 0 | 0 | 0
ST | 0 | 0 | 0 | 0 | 0 | 0
STOG | 0 | 0 | 0 | 0 | 0 | 0
STWD | 0 | 0 | 0 | 0 | 0 | 0
WT | 0 | 0 | 0 | 0 | 0 | 0
IGCC | 0 | 0 | 0 | 0 | 0 | 0
DemandResponse | 0 | 0 | 0 | 0 | 0 | 0
IGCC-CCS | 0 | 0 | 0 | 0 | 0 | 0
WT_off | 0 | 0 | 0 | 0 | 0 | 0
PseudoUnit | 0 | 0 | 0 | 0 | 0 | 0
FixedInterchange | 0 | 0 | 0 | 0 | 0 | 0
SO2 Emissions (MMshortTons): PJM_E
ReportingType | 2015 | 2020 | 2025 | 2030 | 2035 | 2040
BM | 0 | 0 | 0 | 0 | 0 | 0
CC | 0 | 0 | 0 | 0 | 0 | 0
CSP | 0 | 0 | 0 | 0 | 0 | 0
CT | 0 | 0 | 0 | 0 | 0 | 0
Coal | 0 | 0 | 0 | 0 | 0 | 0
Geo | 0 | 0 | 0 | 0 | 0 | 0
H | 0 | 0 | 0 | 0 | 0 | 0
LFG | 0 | 0 | 0 | 0 | 0 | 0
Nuc | 0 | 0 | 0 | 0 | 0 | 0
PS | 0 | 0 | 0 | 0 | 0 | 0
PV | 0 | 0 | 0 | 0 | 0 | 0
PeakG | 0 | 0 | 0 | 0 | 0 | 0
PeakO | 0 | 0 | 0 | 0 | 0 | 0
ST | 0 | 0 | 0 | 0 | 0 | 0
STOG | 0 | 0 | 0 | 0 | 0 | 0
STWD | 0 | 0 | 0 | 0 | 0 | 0
WT | 0 | 0 | 0 | 0 | 0 | 0
IGCC | 0 | 0 | 0 | 0 | 0 | 0
DemandResponse | 0 | 0 | 0 | 0 | 0 | 0
IGCC-CCS | 0 | 0 | 0 | 0 | 0 | 0
WT_off | 0 | 0 | 0 | 0 | 0 | 0
PseudoUnit | 0 | 0 | 0 | 0 | 0 | 0
FixedInterchange | 0 | 0 | 0 | 0 | 0 | 0
SO2 Emissions (MMshortTons): PJM_ROM
ReportingType | 2015 | 2020 | 2025 | 2030 | 2035 | 2040
BM | 0 | 0 | 0 | 0 | 0 | 0
CC | 0 | 0 | 0 | 0 | 0 | 0
CSP | 0 | 0 | 0 | 0 | 0 | 0
CT | 0 | 0 | 0 | 0 | 0 | 0
Coal | 0.14 | 0.06 | 0.07 | 0.07 | 0.07 | 0.07
Geo | 0 | 0 | 0 | 0 | 0 | 0
H | 0 | 0 | 0 | 0 | 0 | 0
LFG | 0 | 0 | 0 | 0 | 0 | 0
Nuc | 0 | 0 | 0 | 0 | 0 | 0
PS | 0 | 0 | 0 | 0 | 0 | 0
PV | 0 | 0 | 0 | 0 | 0 | 0
PeakG | 0 | 0 | 0 | 0 | 0 | 0
PeakO | 0 | 0 | 0 | 0 | 0 | 0
ST | 0 | 0 | 0 | 0 | 0 | 0
STOG | 0 | 0 | 0 | 0 | 0 | 0
STWD | 0 | 0 | 0 | 0 | 0 | 0
WT | 0 | 0 | 0 | 0 | 0 | 0
IGCC | 0 | 0 | 0 | 0 | 0 | 0
DemandResponse | 0 | 0 | 0 | 0 | 0 | 0
IGCC-CCS | 0 | 0 | 0 | 0 | 0 | 0
WT_off | 0 | 0 | 0 | 0 | 0 | 0
PseudoUnit | 0 | 0 | 0 | 0 | 0 | 0
FixedInterchange | 0 | 0 | 0 | 0 | 0 | 0
SO2 Emissions (MMshortTons): PJM_ROR
ReportingType | 2015 | 2020 | 2025 | 2030 | 2035 | 2040
BM | 0 | 0 | 0 | 0 | 0 | 0
CC | 0 | 0 | 0 | 0 | 0 | 0
CSP | 0 | 0 | 0 | 0 | 0 | 0
CT | 0 | 0 | 0 | 0 | 0 | 0
Coal | 1.58 | 0.47 | 0.52 | 0.54 | 0.49 | 0.51
Geo | 0 | 0 | 0 | 0 | 0 | 0
H | 0 | 0 | 0 | 0 | 0 | 0
LFG | 0 | 0 | 0 | 0 | 0 | 0
Nuc | 0 | 0 | 0 | 0 | 0 | 0
PS | 0 | 0 | 0 | 0 | 0 | 0
PV | 0 | 0 | 0 | 0 | 0 | 0
PeakG | 0 | 0 | 0 | 0 | 0 | 0
PeakO | 0 | 0 | 0 | 0 | 0 | 0
ST | 0 | 0 | 0 | 0 | 0 | 0
STOG | 0 | 0 | 0 | 0 | 0 | 0
STWD | 0 | 0 | 0 | 0 | 0 | 0
WT | 0 | 0 | 0 | 0 | 0 | 0
IGCC | 0 | 0 | 0 | 0 | 0 | 0
DemandResponse | 0 | 0 | 0 | 0 | 0 | 0
IGCC-CCS | 0 | 0 | 0 | 0 | 0 | 0
WT_off | 0 | 0 | 0 | 0 | 0 | 0
PseudoUnit | 0 | 0 | 0 | 0 | 0 | 0
FixedInterchange | 0 | 0 | 0 | 0 | 0 | 0
SO2 Emissions (MMshortTons): SOCO
ReportingType | 2015 | 2020 | 2025 | 2030 | 2035 | 2040
BM | 0 | 0 | 0 | 0 | 0 | 0
CC | 0 | 0 | 0 | 0 | 0 | 0
CSP | 0 | 0 | 0 | 0 | 0 | 0
CT | 0 | 0 | 0 | 0 | 0 | 0
Coal | 0.31 | 0.14 | 0.22 | 0.21 | 0.11 | 0.12
Geo | 0 | 0 | 0 | 0 | 0 | 0
H | 0 | 0 | 0 | 0 | 0 | 0
LFG | 0 | 0 | 0 | 0 | 0 | 0
Nuc | 0 | 0 | 0 | 0 | 0 | 0
PS | 0 | 0 | 0 | 0 | 0 | 0
PV | 0 | 0 | 0 | 0 | 0 | 0
PeakG | 0 | 0 | 0 | 0 | 0 | 0
PeakO | 0 | 0 | 0 | 0 | 0 | 0
ST | 0 | 0 | 0 | 0 | 0 | 0
STOG | 0 | 0 | 0 | 0 | 0 | 0
STWD | 0 | 0 | 0 | 0 | 0 | 0
WT | 0 | 0 | 0 | 0 | 0 | 0
IGCC | 0 | 0 | 0 | 0 | 0 | 0
DemandResponse | 0 | 0 | 0 | 0 | 0 | 0
IGCC-CCS | 0 | 0 | 0 | 0 | 0 | 0
WT_off | 0 | 0 | 0 | 0 | 0 | 0
PseudoUnit | 0 | 0 | 0 | 0 | 0 | 0
FixedInterchange | 0 | 0 | 0 | 0 | 0 | 0
SO2 Emissions (MMshortTons): SPP_N
ReportingType | 2015 | 2020 | 2025 | 2030 | 2035 | 2040
BM | 0 | 0 | 0 | 0 | 0 | 0
CC | 0 | 0 | 0 | 0 | 0 | 0
CSP | 0 | 0 | 0 | 0 | 0 | 0
CT | 0 | 0 | 0 | 0 | 0 | 0
Coal | 0.08 | 0.03 | 0.04 | 0.04 | 0.04 | 0.04
Geo | 0 | 0 | 0 | 0 | 0 | 0
H | 0 | 0 | 0 | 0 | 0 | 0
LFG | 0 | 0 | 0 | 0 | 0 | 0
Nuc | 0 | 0 | 0 | 0 | 0 | 0
PS | 0 | 0 | 0 | 0 | 0 | 0
PV | 0 | 0 | 0 | 0 | 0 | 0
PeakG | 0 | 0 | 0 | 0 | 0 | 0
PeakO | 0 | 0 | 0 | 0 | 0 | 0
ST | 0 | 0 | 0 | 0 | 0 | 0
STOG | 0 | 0 | 0 | 0 | 0 | 0
STWD | 0 | 0 | 0 | 0 | 0 | 0
WT | 0 | 0 | 0 | 0 | 0 | 0
IGCC | 0 | 0 | 0 | 0 | 0 | 0
DemandResponse | 0 | 0 | 0 | 0 | 0 | 0
IGCC-CCS | 0 | 0 | 0 | 0 | 0 | 0
WT_off | 0 | 0 | 0 | 0 | 0 | 0
PseudoUnit | 0 | 0 | 0 | 0 | 0 | 0
FixedInterchange | 0 | 0 | 0 | 0 | 0 | 0
SO2 Emissions (MMshortTons): SPP_S
ReportingType | 2015 | 2020 | 2025 | 2030 | 2035 | 2040
BM | 0 | 0 | 0 | 0 | 0 | 0
CC | 0 | 0 | 0 | 0 | 0 | 0
CSP | 0 | 0 | 0 | 0 | 0 | 0
CT | 0 | 0 | 0 | 0 | 0 | 0
Coal | 0.29 | 0.09 | 0.12 | 0.14 | 0.15 | 0.15
Geo | 0 | 0 | 0 | 0 | 0 | 0
H | 0 | 0 | 0 | 0 | 0 | 0
LFG | 0 | 0 | 0 | 0 | 0 | 0
Nuc | 0 | 0 | 0 | 0 | 0 | 0
PS | 0 | 0 | 0 | 0 | 0 | 0
PV | 0 | 0 | 0 | 0 | 0 | 0
PeakG | 0 | 0 | 0 | 0 | 0 | 0
PeakO | 0 | 0 | 0 | 0 | 0 | 0
ST | 0 | 0 | 0 | 0 | 0 | 0
STOG | 0 | 0 | 0 | 0 | 0 | 0
STWD | 0 | 0 | 0 | 0 | 0 | 0
WT | 0 | 0 | 0 | 0 | 0 | 0
IGCC | 0 | 0 | 0 | 0 | 0 | 0
DemandResponse | 0 | 0 | 0 | 0 | 0 | 0
IGCC-CCS | 0 | 0 | 0 | 0 | 0 | 0
WT_off | 0 | 0 | 0 | 0 | 0 | 0
PseudoUnit | 0 | 0 | 0 | 0 | 0 | 0
FixedInterchange | 0 | 0 | 0 | 0 | 0 | 0
SO2 Emissions (MMshortTons): TVA
ReportingType | 2015 | 2020 | 2025 | 2030 | 2035 | 2040
BM | 0 | 0 | 0 | 0 | 0 | 0
CC | 0 | 0 | 0 | 0 | 0 | 0
CSP | 0 | 0 | 0 | 0 | 0 | 0
CT | 0 | 0 | 0 | 0 | 0 | 0
Coal | 0.31 | 0.23 | 0.27 | 0.27 | 0.28 | 0.31
Geo | 0 | 0 | 0 | 0 | 0 | 0
H | 0 | 0 | 0 | 0 | 0 | 0
LFG | 0 | 0 | 0 | 0 | 0 | 0
Nuc | 0 | 0 | 0 | 0 | 0 | 0
PS | 0 | 0 | 0 | 0 | 0 | 0
PV | 0 | 0 | 0 | 0 | 0 | 0
PeakG | 0 | 0 | 0 | 0 | 0 | 0
PeakO | 0 | 0 | 0 | 0 | 0 | 0
ST | 0 | 0 | 0 | 0 | 0 | 0
STOG | 0 | 0 | 0 | 0 | 0 | 0
STWD | 0 | 0 | 0 | 0 | 0 | 0
WT | 0 | 0 | 0 | 0 | 0 | 0
IGCC | 0 | 0 | 0 | 0 | 0 | 0
DemandResponse | 0 | 0 | 0 | 0 | 0 | 0
IGCC-CCS | 0 | 0 | 0 | 0 | 0 | 0
WT_off | 0 | 0 | 0 | 0 | 0 | 0
PseudoUnit | 0 | 0 | 0 | 0 | 0 | 0
FixedInterchange | 0 | 0 | 0 | 0 | 0 | 0
SO2 Emissions (MMshortTons): TVA_Transmission
ReportingType | 2015 | 2020 | 2025 | 2030 | 2035 | 2040
BM | 0 | 0 | 0 | 0 | 0 | 0
CC | 0 | 0 | 0 | 0 | 0 | 0
CSP | 0 | 0 | 0 | 0 | 0 | 0
CT | 0 | 0 | 0 | 0 | 0 | 0
Coal | 0 | 0 | 0 | 0 | 0 | 0
Geo | 0 | 0 | 0 | 0 | 0 | 0
H | 0 | 0 | 0 | 0 | 0 | 0
LFG | 0 | 0 | 0 | 0 | 0 | 0
Nuc | 0 | 0 | 0 | 0 | 0 | 0
PS | 0 | 0 | 0 | 0 | 0 | 0
PV | 0 | 0 | 0 | 0 | 0 | 0
PeakG | 0 | 0 | 0 | 0 | 0 | 0
PeakO | 0 | 0 | 0 | 0 | 0 | 0
ST | 0 | 0 | 0 | 0 | 0 | 0
STOG | 0 | 0 | 0 | 0 | 0 | 0
STWD | 0 | 0 | 0 | 0 | 0 | 0
WT | 0 | 0 | 0 | 0 | 0 | 0
IGCC | 0 | 0 | 0 | 0 | 0 | 0
DemandResponse | 0 | 0 | 0 | 0 | 0 | 0
IGCC-CCS | 0 | 0 | 0 | 0 | 0 | 0
WT_off | 0 | 0 | 0 | 0 | 0 | 0
PseudoUnit | 0 | 0 | 0 | 0 | 0 | 0
FixedInterchange | 0 | 0 | 0 | 0 | 0 | 0
SO2 Emissions (MMshortTons): VACAR
ReportingType | 2015 | 2020 | 2025 | 2030 | 2035 | 2040
BM | 0 | 0 | 0 | 0 | 0 | 0
CC | 0 | 0 | 0 | 0 | 0 | 0
CSP | 0 | 0 | 0 | 0 | 0 | 0
CT | 0 | 0 | 0 | 0 | 0 | 0
Coal | 0.08 | 0.04 | 0.05 | 0.06 | 0.07 | 0.07
Geo | 0 | 0 | 0 | 0 | 0 | 0
H | 0 | 0 | 0 | 0 | 0 | 0
LFG | 0 | 0 | 0 | 0 | 0 | 0
Nuc | 0 | 0 | 0 | 0 | 0 | 0
PS | 0 | 0 | 0 | 0 | 0 | 0
PV | 0 | 0 | 0 | 0 | 0 | 0
PeakG | 0 | 0 | 0 | 0 | 0 | 0
PeakO | 0 | 0 | 0 | 0 | 0 | 0
ST | 0 | 0 | 0 | 0 | 0 | 0
STOG | 0 | 0 | 0 | 0 | 0 | 0
STWD | 0 | 0 | 0 | 0 | 0 | 0
WT | 0 | 0 | 0 | 0 | 0 | 0
IGCC | 0 | 0 | 0 | 0 | 0 | 0
DemandResponse | 0 | 0 | 0 | 0 | 0 | 0
IGCC-CCS | 0 | 0 | 0 | 0 | 0 | 0
WT_off | 0 | 0 | 0 | 0 | 0 | 0
PseudoUnit | 0 | 0 | 0 | 0 | 0 | 0
FixedInterchange | 0 | 0 | 0 | 0 | 0 | 0
SO2 Emissions (MMshortTons): IESO
ReportingType | 2015 | 2020 | 2025 | 2030 | 2035 | 2040
BM | 0 | 0 | 0 | 0 | 0 | 0
CC | 0 | 0 | 0 | 0 | 0 | 0
CSP | 0 | 0 | 0 | 0 | 0 | 0
CT | 0 | 0 | 0 | 0 | 0 | 0
Coal | 0 | 0 | 0 | 0 | 0 | 0
Geo | 0 | 0 | 0 | 0 | 0 | 0
H | 0 | 0 | 0 | 0 | 0 | 0
LFG | 0 | 0 | 0 | 0 | 0 | 0
Nuc | 0 | 0 | 0 | 0 | 0 | 0
PS | 0 | 0 | 0 | 0 | 0 | 0
PV | 0 | 0 | 0 | 0 | 0 | 0
PeakG | 0 | 0 | 0 | 0 | 0 | 0
PeakO | 0 | 0 | 0 | 0 | 0 | 0
ST | 0 | 0 | 0 | 0 | 0 | 0
STOG | 0 | 0 | 0 | 0 | 0 | 0
STWD | 0 | 0 | 0 | 0 | 0 | 0
WT | 0 | 0 | 0 | 0 | 0 | 0
IGCC | 0 | 0 | 0 | 0 | 0 | 0
DemandResponse | 0 | 0 | 0 | 0 | 0 | 0
IGCC-CCS | 0 | 0 | 0 | 0 | 0 | 0
WT_off | 0 | 0 | 0 | 0 | 0 | 0
PseudoUnit | 0 | 0 | 0 | 0 | 0 | 0
FixedInterchange | 0 | 0 | 0 | 0 | 0 | 0
SO2 Emissions (MMshortTons): MAPP_CA
ReportingType | 2015 | 2020 | 2025 | 2030 | 2035 | 2040
BM | 0 | 0 | 0 | 0 | 0 | 0
CC | 0 | 0 | 0 | 0 | 0 | 0
CSP | 0 | 0 | 0 | 0 | 0 | 0
CT | 0 | 0 | 0 | 0 | 0 | 0
Coal | 0 | 0 | 0.01 | 0.05 | 0.07 | 0.08
Geo | 0 | 0 | 0 | 0 | 0 | 0
H | 0 | 0 | 0 | 0 | 0 | 0
LFG | 0 | 0 | 0 | 0 | 0 | 0
Nuc | 0 | 0 | 0 | 0 | 0 | 0
PS | 0 | 0 | 0 | 0 | 0 | 0
PV | 0 | 0 | 0 | 0 | 0 | 0
PeakG | 0 | 0 | 0 | 0 | 0 | 0
PeakO | 0 | 0 | 0 | 0 | 0 | 0
ST | 0 | 0 | 0 | 0 | 0 | 0
STOG | 0 | 0 | 0 | 0 | 0 | 0
STWD | 0 | 0 | 0 | 0 | 0 | 0
WT | 0 | 0 | 0 | 0 | 0 | 0
IGCC | 0 | 0 | 0 | 0 | 0 | 0
DemandResponse | 0 | 0 | 0 | 0 | 0 | 0
IGCC-CCS | 0 | 0 | 0 | 0 | 0 | 0
WT_off | 0 | 0 | 0 | 0 | 0 | 0
PseudoUnit | 0 | 0 | 0 | 0 | 0 | 0
FixedInterchange | 0 | 0 | 0 | 0 | 0 | 0
SO2 Emissions (MMshortTons): AZ_NM_SNV_Coal
ReportingType | 2015 | 2020 | 2025 | 2030 | 2035 | 2040
BM | 0 | 0 | 0 | 0 | 0 | 0
CC | 0 | 0 | 0 | 0 | 0 | 0
CSP | 0 | 0 | 0 | 0 | 0 | 0
CT | 0 | 0 | 0 | 0 | 0 | 0
Coal | 0.03 | 0.02 | 0.02 | 0.02 | 0.02 | 0.03
Geo | 0 | 0 | 0 | 0 | 0 | 0
H | 0 | 0 | 0 | 0 | 0 | 0
LFG | 0 | 0 | 0 | 0 | 0 | 0
Nuc | 0 | 0 | 0 | 0 | 0 | 0
PS | 0 | 0 | 0 | 0 | 0 | 0
PV | 0 | 0 | 0 | 0 | 0 | 0
PeakG | 0 | 0 | 0 | 0 | 0 | 0
PeakO | 0 | 0 | 0 | 0 | 0 | 0
ST | 0 | 0 | 0 | 0 | 0 | 0
STOG | 0 | 0 | 0 | 0 | 0 | 0
STWD | 0 | 0 | 0 | 0 | 0 | 0
WT | 0 | 0 | 0 | 0 | 0 | 0
IGCC | 0 | 0 | 0 | 0 | 0 | 0
DemandResponse | 0 | 0 | 0 | 0 | 0 | 0
IGCC-CCS | 0 | 0 | 0 | 0 | 0 | 0
WT_off | 0 | 0 | 0 | 0 | 0 | 0
PseudoUnit | 0 | 0 | 0 | 0 | 0 | 0
FixedInterchange | 0 | 0 | 0 | 0 | 0 | 0
SO2 Emissions (MMshortTons): AZ_NM_SNV_Gas
ReportingType | 2015 | 2020 | 2025 | 2030 | 2035 | 2040
BM | 0 | 0 | 0 | 0 | 0 | 0
CC | 0 | 0 | 0 | 0 | 0 | 0
CSP | 0 | 0 | 0 | 0 | 0 | 0
CT | 0 | 0 | 0 | 0 | 0 | 0
Coal | 0 | 0 | 0 | 0 | 0 | 0
Geo | 0 | 0 | 0 | 0 | 0 | 0
H | 0 | 0 | 0 | 0 | 0 | 0
LFG | 0 | 0 | 0 | 0 | 0 | 0
Nuc | 0 | 0 | 0 | 0 | 0 | 0
PS | 0 | 0 | 0 | 0 | 0 | 0
PV | 0 | 0 | 0 | 0 | 0 | 0
PeakG | 0 | 0 | 0 | 0 | 0 | 0
PeakO | 0 | 0 | 0 | 0 | 0 | 0
ST | 0 | 0 | 0 | 0 | 0 | 0
STOG | 0 | 0 | 0 | 0 | 0 | 0
STWD | 0 | 0 | 0 | 0 | 0 | 0
WT | 0 | 0 | 0 | 0 | 0 | 0
IGCC | 0 | 0 | 0 | 0 | 0 | 0
DemandResponse | 0 | 0 | 0 | 0 | 0 | 0
IGCC-CCS | 0 | 0 | 0 | 0 | 0 | 0
WT_off | 0 | 0 | 0 | 0 | 0 | 0
PseudoUnit | 0 | 0 | 0 | 0 | 0 | 0
FixedInterchange | 0 | 0 | 0 | 0 | 0 | 0
SO2 Emissions (MMshortTons): AZ_NM_SNV_NucRenew
ReportingType | 2015 | 2020 | 2025 | 2030 | 2035 | 2040
BM | 0 | 0 | 0 | 0 | 0 | 0
CC | 0 | 0 | 0 | 0 | 0 | 0
CSP | 0 | 0 | 0 | 0 | 0 | 0
CT | 0 | 0 | 0 | 0 | 0 | 0
Coal | 0 | 0 | 0 | 0 | 0 | 0
Geo | 0 | 0 | 0 | 0 | 0 | 0
H | 0 | 0 | 0 | 0 | 0 | 0
LFG | 0 | 0 | 0 | 0 | 0 | 0
Nuc | 0 | 0 | 0 | 0 | 0 | 0
PS | 0 | 0 | 0 | 0 | 0 | 0
PV | 0 | 0 | 0 | 0 | 0 | 0
PeakG | 0 | 0 | 0 | 0 | 0 | 0
PeakO | 0 | 0 | 0 | 0 | 0 | 0
ST | 0 | 0 | 0 | 0 | 0 | 0
STOG | 0 | 0 | 0 | 0 | 0 | 0
STWD | 0 | 0 | 0 | 0 | 0 | 0
WT | 0 | 0 | 0 | 0 | 0 | 0
IGCC | 0 | 0 | 0 | 0 | 0 | 0
DemandResponse | 0 | 0 | 0 | 0 | 0 | 0
IGCC-CCS | 0 | 0 | 0 | 0 | 0 | 0
WT_off | 0 | 0 | 0 | 0 | 0 | 0
PseudoUnit | 0 | 0 | 0 | 0 | 0 | 0
FixedInterchange | 0 | 0 | 0 | 0 | 0 | 0
SO2 Emissions (MMshortTons): ERCOT
ReportingType | 2015 | 2020 | 2025 | 2030 | 2035 | 2040
BM | 0 | 0 | 0 | 0 | 0 | 0
CC | 0 | 0 | 0 | 0 | 0 | 0
CSP | 0 | 0 | 0 | 0 | 0 | 0
CT | 0 | 0 | 0 | 0 | 0 | 0
Coal | 0.18 | 0.06 | 0.08 | 0.08 | 0.08 | 0.08
Geo | 0 | 0 | 0 | 0 | 0 | 0
H | 0 | 0 | 0 | 0 | 0 | 0
LFG | 0 | 0 | 0 | 0 | 0 | 0
Nuc | 0 | 0 | 0 | 0 | 0 | 0
PS | 0 | 0 | 0 | 0 | 0 | 0
PV | 0 | 0 | 0 | 0 | 0 | 0
PeakG | 0 | 0 | 0 | 0 | 0 | 0
PeakO | 0 | 0 | 0 | 0 | 0 | 0
ST | 0 | 0 | 0 | 0 | 0 | 0
STOG | 0 | 0 | 0 | 0 | 0 | 0
STWD | 0 | 0 | 0 | 0 | 0 | 0
WT | 0 | 0 | 0 | 0 | 0 | 0
IGCC | 0 | 0 | 0 | 0 | 0 | 0
DemandResponse | 0 | 0 | 0 | 0 | 0 | 0
IGCC-CCS | 0 | 0 | 0 | 0 | 0 | 0
WT_off | 0 | 0 | 0 | 0 | 0 | 0
PseudoUnit | 0 | 0 | 0 | 0 | 0 | 0
FixedInterchange | 0 | 0 | 0 | 0 | 0 | 0
SO2 Emissions (MMshortTons): NP15
ReportingType | 2015 | 2020 | 2025 | 2030 | 2035 | 2040
BM | 0 | 0 | 0 | 0 | 0 | 0
CC | 0 | 0 | 0 | 0 | 0 | 0
CSP | 0 | 0 | 0 | 0 | 0 | 0
CT | 0 | 0 | 0 | 0 | 0 | 0
Coal | 0 | 0 | 0 | 0 | 0 | 0
Geo | 0 | 0 | 0 | 0 | 0 | 0
H | 0 | 0 | 0 | 0 | 0 | 0
LFG | 0 | 0 | 0 | 0 | 0 | 0
Nuc | 0 | 0 | 0 | 0 | 0 | 0
PS | 0 | 0 | 0 | 0 | 0 | 0
PV | 0 | 0 | 0 | 0 | 0 | 0
PeakG | 0 | 0 | 0 | 0 | 0 | 0
PeakO | 0 | 0 | 0 | 0 | 0 | 0
ST | 0 | 0 | 0 | 0 | 0 | 0
STOG | 0 | 0 | 0 | 0 | 0 | 0
STWD | 0 | 0 | 0 | 0 | 0 | 0
WT | 0 | 0 | 0 | 0 | 0 | 0
IGCC | 0 | 0 | 0 | 0 | 0 | 0
DemandResponse | 0 | 0 | 0 | 0 | 0 | 0
IGCC-CCS | 0 | 0 | 0 | 0 | 0 | 0
WT_off | 0 | 0 | 0 | 0 | 0 | 0
PseudoUnit | 0 | 0 | 0 | 0 | 0 | 0
FixedInterchange | 0 | 0 | 0 | 0 | 0 | 0
SO2 Emissions (MMshortTons): NWPP_Coal
ReportingType | 2015 | 2020 | 2025 | 2030 | 2035 | 2040
BM | 0 | 0 | 0 | 0 | 0 | 0
CC | 0 | 0 | 0 | 0 | 0 | 0
CSP | 0 | 0 | 0 | 0 | 0 | 0
CT | 0 | 0 | 0 | 0 | 0 | 0
Coal | 0.09 | 0.05 | 0.05 | 0.05 | 0.05 | 0.05
Geo | 0 | 0 | 0 | 0 | 0 | 0
H | 0 | 0 | 0 | 0 | 0 | 0
LFG | 0 | 0 | 0 | 0 | 0 | 0
Nuc | 0 | 0 | 0 | 0 | 0 | 0
PS | 0 | 0 | 0 | 0 | 0 | 0
PV | 0 | 0 | 0 | 0 | 0 | 0
PeakG | 0 | 0 | 0 | 0 | 0 | 0
PeakO | 0 | 0 | 0 | 0 | 0 | 0
ST | 0 | 0 | 0 | 0 | 0 | 0
STOG | 0 | 0 | 0 | 0 | 0 | 0
STWD | 0 | 0 | 0 | 0 | 0 | 0
WT | 0 | 0 | 0 | 0 | 0 | 0
IGCC | 0 | 0 | 0 | 0 | 0 | 0
DemandResponse | 0 | 0 | 0 | 0 | 0 | 0
IGCC-CCS | 0 | 0 | 0 | 0 | 0 | 0
WT_off | 0 | 0 | 0 | 0 | 0 | 0
PseudoUnit | 0 | 0 | 0 | 0 | 0 | 0
FixedInterchange | 0 | 0 | 0 | 0 | 0 | 0
SO2 Emissions (MMshortTons): NWPP_Gas
ReportingType | 2015 | 2020 | 2025 | 2030 | 2035 | 2040
BM | 0 | 0 | 0 | 0 | 0 | 0
CC | 0 | 0 | 0 | 0 | 0 | 0
CSP | 0 | 0 | 0 | 0 | 0 | 0
CT | 0 | 0 | 0 | 0 | 0 | 0
Coal | 0 | 0 | 0 | 0 | 0 | 0
Geo | 0 | 0 | 0 | 0 | 0 | 0
H | 0 | 0 | 0 | 0 | 0 | 0
LFG | 0 | 0 | 0 | 0 | 0 | 0
Nuc | 0 | 0 | 0 | 0 | 0 | 0
PS | 0 | 0 | 0 | 0 | 0 | 0
PV | 0 | 0 | 0 | 0 | 0 | 0
PeakG | 0 | 0 | 0 | 0 | 0 | 0
PeakO | 0 | 0 | 0 | 0 | 0 | 0
ST | 0 | 0 | 0 | 0 | 0 | 0
STOG | 0 | 0 | 0 | 0 | 0 | 0
STWD | 0 | 0 | 0 | 0 | 0 | 0
WT | 0 | 0 | 0 | 0 | 0 | 0
IGCC | 0 | 0 | 0 | 0 | 0 | 0
DemandResponse | 0 | 0 | 0 | 0 | 0 | 0
IGCC-CCS | 0 | 0 | 0 | 0 | 0 | 0
WT_off | 0 | 0 | 0 | 0 | 0 | 0
PseudoUnit | 0 | 0 | 0 | 0 | 0 | 0
FixedInterchange | 0 | 0 | 0 | 0 | 0 | 0
SO2 Emissions (MMshortTons): NWPP_NucRenew
ReportingType | 2015 | 2020 | 2025 | 2030 | 2035 | 2040
BM | 0 | 0 | 0 | 0 | 0 | 0
CC | 0 | 0 | 0 | 0 | 0 | 0
CSP | 0 | 0 | 0 | 0 | 0 | 0
CT | 0 | 0 | 0 | 0 | 0 | 0
Coal | 0 | 0 | 0 | 0 | 0 | 0
Geo | 0 | 0 | 0 | 0 | 0 | 0
H | 0 | 0 | 0 | 0 | 0 | 0
LFG | 0 | 0 | 0 | 0 | 0 | 0
Nuc | 0 | 0 | 0 | 0 | 0 | 0
PS | 0 | 0 | 0 | 0 | 0 | 0
PV | 0 | 0 | 0 | 0 | 0 | 0
PeakG | 0 | 0 | 0 | 0 | 0 | 0
PeakO | 0 | 0 | 0 | 0 | 0 | 0
ST | 0 | 0 | 0 | 0 | 0 | 0
STOG | 0 | 0 | 0 | 0 | 0 | 0
STWD | 0 | 0 | 0 | 0 | 0 | 0
WT | 0 | 0 | 0 | 0 | 0 | 0
IGCC | 0 | 0 | 0 | 0 | 0 | 0
DemandResponse | 0 | 0 | 0 | 0 | 0 | 0
IGCC-CCS | 0 | 0 | 0 | 0 | 0 | 0
WT_off | 0 | 0 | 0 | 0 | 0 | 0
PseudoUnit | 0 | 0 | 0 | 0 | 0 | 0
FixedInterchange | 0 | 0 | 0 | 0 | 0 | 0
SO2 Emissions (MMshortTons): RMPA
ReportingType | 2015 | 2020 | 2025 | 2030 | 2035 | 2040
BM | 0 | 0 | 0 | 0 | 0 | 0
CC | 0 | 0 | 0 | 0 | 0 | 0
CSP | 0 | 0 | 0 | 0 | 0 | 0
CT | 0 | 0 | 0 | 0 | 0 | 0
Coal | 0.06 | 0.03 | 0.03 | 0.03 | 0.03 | 0.03
Geo | 0 | 0 | 0 | 0 | 0 | 0
H | 0 | 0 | 0 | 0 | 0 | 0
LFG | 0 | 0 | 0 | 0 | 0 | 0
Nuc | 0 | 0 | 0 | 0 | 0 | 0
PS | 0 | 0 | 0 | 0 | 0 | 0
PV | 0 | 0 | 0 | 0 | 0 | 0
PeakG | 0 | 0 | 0 | 0 | 0 | 0
PeakO | 0 | 0 | 0 | 0 | 0 | 0
ST | 0 | 0 | 0 | 0 | 0 | 0
STOG | 0 | 0 | 0 | 0 | 0 | 0
STWD | 0 | 0 | 0 | 0 | 0 | 0
WT | 0 | 0 | 0 | 0 | 0 | 0
IGCC | 0 | 0 | 0 | 0 | 0 | 0
DemandResponse | 0 | 0 | 0 | 0 | 0 | 0
IGCC-CCS | 0 | 0 | 0 | 0 | 0 | 0
WT_off | 0 | 0 | 0 | 0 | 0 | 0
PseudoUnit | 0 | 0 | 0 | 0 | 0 | 0
FixedInterchange | 0 | 0 | 0 | 0 | 0 | 0
SO2 Emissions (MMshortTons): SP15
ReportingType | 2015 | 2020 | 2025 | 2030 | 2035 | 2040
BM | 0 | 0 | 0 | 0 | 0 | 0
CC | 0 | 0 | 0 | 0 | 0 | 0
CSP | 0 | 0 | 0 | 0 | 0 | 0
CT | 0 | 0 | 0 | 0 | 0 | 0
Coal | 0 | 0 | 0 | 0 | 0 | 0
Geo | 0 | 0 | 0 | 0 | 0 | 0
H | 0 | 0 | 0 | 0 | 0 | 0
LFG | 0 | 0 | 0 | 0 | 0 | 0
Nuc | 0 | 0 | 0 | 0 | 0 | 0
PS | 0 | 0 | 0 | 0 | 0 | 0
PV | 0 | 0 | 0 | 0 | 0 | 0
PeakG | 0 | 0 | 0 | 0 | 0 | 0
PeakO | 0 | 0 | 0 | 0 | 0 | 0
ST | 0 | 0 | 0 | 0 | 0 | 0
STOG | 0 | 0 | 0 | 0 | 0 | 0
STWD | 0 | 0 | 0 | 0 | 0 | 0
WT | 0 | 0 | 0 | 0 | 0 | 0
IGCC | 0 | 0 | 0 | 0 | 0 | 0
DemandResponse | 0 | 0 | 0 | 0 | 0 | 0
IGCC-CCS | 0 | 0 | 0 | 0 | 0 | 0
WT_off | 0 | 0 | 0 | 0 | 0 | 0
PseudoUnit | 0 | 0 | 0 | 0 | 0 | 0
FixedInterchange | 0 | 0 | 0 | 0 | 0 | 0
SO2 Emissions (MMshortTons): ALB
ReportingType | 2015 | 2020 | 2025 | 2030 | 2035 | 2040
BM | 0 | 0 | 0 | 0 | 0 | 0
CC | 0 | 0 | 0 | 0 | 0 | 0
CSP | 0 | 0 | 0 | 0 | 0 | 0
CT | 0 | 0 | 0 | 0 | 0 | 0
Coal | 0.17 | 0.14 | 0.14 | 0.14 | 0.14 | 0.17
Geo | 0 | 0 | 0 | 0 | 0 | 0
H | 0 | 0 | 0 | 0 | 0 | 0
LFG | 0 | 0 | 0 | 0 | 0 | 0
Nuc | 0 | 0 | 0 | 0 | 0 | 0
PS | 0 | 0 | 0 | 0 | 0 | 0
PV | 0 | 0 | 0 | 0 | 0 | 0
PeakG | 0 | 0 | 0 | 0 | 0 | 0
PeakO | 0 | 0 | 0 | 0 | 0 | 0
ST | 0 | 0 | 0 | 0 | 0 | 0
STOG | 0 | 0 | 0 | 0 | 0 | 0
STWD | 0 | 0 | 0 | 0 | 0 | 0
WT | 0 | 0 | 0 | 0 | 0 | 0
IGCC | 0 | 0 | 0 | 0 | 0 | 0
DemandResponse | 0 | 0 | 0 | 0 | 0 | 0
IGCC-CCS | 0 | 0 | 0 | 0 | 0 | 0
WT_off | 0 | 0 | 0 | 0 | 0 | 0
PseudoUnit | 0 | 0 | 0 | 0 | 0 | 0
FixedInterchange | 0 | 0 | 0 | 0 | 0 | 0
SO2 Emissions (MMshortTons): BC
ReportingType | 2015 | 2020 | 2025 | 2030 | 2035 | 2040
BM | 0 | 0 | 0 | 0 | 0 | 0
CC | 0 | 0 | 0 | 0 | 0 | 0
CSP | 0 | 0 | 0 | 0 | 0 | 0
CT | 0 | 0 | 0 | 0 | 0 | 0
Coal | 0 | 0 | 0 | 0 | 0 | 0
Geo | 0 | 0 | 0 | 0 | 0 | 0
H | 0 | 0 | 0 | 0 | 0 | 0
LFG | 0 | 0 | 0 | 0 | 0 | 0
Nuc | 0 | 0 | 0 | 0 | 0 | 0
PS | 0 | 0 | 0 | 0 | 0 | 0
PV | 0 | 0 | 0 | 0 | 0 | 0
PeakG | 0 | 0 | 0 | 0 | 0 | 0
PeakO | 0 | 0 | 0 | 0 | 0 | 0
ST | 0 | 0 | 0 | 0 | 0 | 0
STOG | 0 | 0 | 0 | 0 | 0 | 0
STWD | 0 | 0 | 0 | 0 | 0 | 0
WT | 0 | 0 | 0 | 0 | 0 | 0
IGCC | 0 | 0 | 0 | 0 | 0 | 0
DemandResponse | 0 | 0 | 0 | 0 | 0 | 0
IGCC-CCS | 0 | 0 | 0 | 0 | 0 | 0
WT_off | 0 | 0 | 0 | 0 | 0 | 0
PseudoUnit | 0 | 0 | 0 | 0 | 0 | 0
FixedInterchange | 0 | 0 | 0 | 0 | 0 | 0
SO2 Emissions (MMshortTons): HQ_IESO
ReportingType | 2015 | 2020 | 2025 | 2030 | 2035 | 2040
BM | 0 | 0 | 0 | 0 | 0 | 0
CC | 0 | 0 | 0 | 0 | 0 | 0
CSP | 0 | 0 | 0 | 0 | 0 | 0
CT | 0 | 0 | 0 | 0 | 0 | 0
Coal | 0 | 0 | 0 | 0 | 0 | 0
Geo | 0 | 0 | 0 | 0 | 0 | 0
H | 0 | 0 | 0 | 0 | 0 | 0
LFG | 0 | 0 | 0 | 0 | 0 | 0
Nuc | 0 | 0 | 0 | 0 | 0 | 0
PS | 0 | 0 | 0 | 0 | 0 | 0
PV | 0 | 0 | 0 | 0 | 0 | 0
PeakG | 0 | 0 | 0 | 0 | 0 | 0
PeakO | 0 | 0 | 0 | 0 | 0 | 0
ST | 0 | 0 | 0 | 0 | 0 | 0
STOG | 0 | 0 | 0 | 0 | 0 | 0
STWD | 0 | 0 | 0 | 0 | 0 | 0
WT | 0 | 0 | 0 | 0 | 0 | 0
IGCC | 0 | 0 | 0 | 0 | 0 | 0
DemandResponse | 0 | 0 | 0 | 0 | 0 | 0
IGCC-CCS | 0 | 0 | 0 | 0 | 0 | 0
WT_off | 0 | 0 | 0 | 0 | 0 | 0
PseudoUnit | 0 | 0 | 0 | 0 | 0 | 0
FixedInterchange | 0 | 0 | 0 | 0 | 0 | 0
SO2 Emissions (MMshortTons): HQ_NEISO
ReportingType | 2015 | 2020 | 2025 | 2030 | 2035 | 2040
BM | 0 | 0 | 0 | 0 | 0 | 0
CC | 0 | 0 | 0 | 0 | 0 | 0
CSP | 0 | 0 | 0 | 0 | 0 | 0
CT | 0 | 0 | 0 | 0 | 0 | 0
Coal | 0 | 0 | 0 | 0 | 0 | 0
Geo | 0 | 0 | 0 | 0 | 0 | 0
H | 0 | 0 | 0 | 0 | 0 | 0
LFG | 0 | 0 | 0 | 0 | 0 | 0
Nuc | 0 | 0 | 0 | 0 | 0 | 0
PS | 0 | 0 | 0 | 0 | 0 | 0
PV | 0 | 0 | 0 | 0 | 0 | 0
PeakG | 0 | 0 | 0 | 0 | 0 | 0
PeakO | 0 | 0 | 0 | 0 | 0 | 0
ST | 0 | 0 | 0 | 0 | 0 | 0
STOG | 0 | 0 | 0 | 0 | 0 | 0
STWD | 0 | 0 | 0 | 0 | 0 | 0
WT | 0 | 0 | 0 | 0 | 0 | 0
IGCC | 0 | 0 | 0 | 0 | 0 | 0
DemandResponse | 0 | 0 | 0 | 0 | 0 | 0
IGCC-CCS | 0 | 0 | 0 | 0 | 0 | 0
WT_off | 0 | 0 | 0 | 0 | 0 | 0
PseudoUnit | 0 | 0 | 0 | 0 | 0 | 0
FixedInterchange | 0 | 0 | 0 | 0 | 0 | 0
SO2 Emissions (MMshortTons): HQ_NY
ReportingType | 2015 | 2020 | 2025 | 2030 | 2035 | 2040
BM | 0 | 0 | 0 | 0 | 0 | 0
CC | 0 | 0 | 0 | 0 | 0 | 0
CSP | 0 | 0 | 0 | 0 | 0 | 0
CT | 0 | 0 | 0 | 0 | 0 | 0
Coal | 0 | 0 | 0 | 0 | 0 | 0
Geo | 0 | 0 | 0 | 0 | 0 | 0
H | 0 | 0 | 0 | 0 | 0 | 0
LFG | 0 | 0 | 0 | 0 | 0 | 0
Nuc | 0 | 0 | 0 | 0 | 0 | 0
PS | 0 | 0 | 0 | 0 | 0 | 0
PV | 0 | 0 | 0 | 0 | 0 | 0
PeakG | 0 | 0 | 0 | 0 | 0 | 0
PeakO | 0 | 0 | 0 | 0 | 0 | 0
ST | 0 | 0 | 0 | 0 | 0 | 0
STOG | 0 | 0 | 0 | 0 | 0 | 0
STWD | 0 | 0 | 0 | 0 | 0 | 0
WT | 0 | 0 | 0 | 0 | 0 | 0
IGCC | 0 | 0 | 0 | 0 | 0 | 0
DemandResponse | 0 | 0 | 0 | 0 | 0 | 0
IGCC-CCS | 0 | 0 | 0 | 0 | 0 | 0
WT_off | 0 | 0 | 0 | 0 | 0 | 0
PseudoUnit | 0 | 0 | 0 | 0 | 0 | 0
FixedInterchange | 0 | 0 | 0 | 0 | 0 | 0
SO2 Emissions (MMshortTons): MARITIMES
ReportingType | 2015 | 2020 | 2025 | 2030 | 2035 | 2040
BM | 0 | 0 | 0 | 0 | 0 | 0
CC | 0 | 0 | 0 | 0 | 0 | 0
CSP | 0 | 0 | 0 | 0 | 0 | 0
CT | 0 | 0 | 0 | 0 | 0 | 0
Coal | 0 | 0 | 0 | 0 | 0 | 0
Geo | 0 | 0 | 0 | 0 | 0 | 0
H | 0 | 0 | 0 | 0 | 0 | 0
LFG | 0 | 0 | 0 | 0 | 0 | 0
Nuc | 0 | 0 | 0 | 0 | 0 | 0
PS | 0 | 0 | 0 | 0 | 0 | 0
PV | 0 | 0 | 0 | 0 | 0 | 0
PeakG | 0 | 0 | 0 | 0 | 0 | 0
PeakO | 0 | 0 | 0 | 0 | 0 | 0
ST | 0 | 0 | 0 | 0 | 0 | 0
STOG | 0 | 0 | 0 | 0 | 0 | 0
STWD | 0 | 0 | 0 | 0 | 0 | 0
WT | 0 | 0 | 0 | 0 | 0 | 0
IGCC | 0 | 0 | 0 | 0 | 0 | 0
DemandResponse | 0 | 0 | 0 | 0 | 0 | 0
IGCC-CCS | 0 | 0 | 0 | 0 | 0 | 0
WT_off | 0 | 0 | 0 | 0 | 0 | 0
PseudoUnit | 0 | 0 | 0 | 0 | 0 | 0
FixedInterchange | 0 | 0 | 0 | 0 | 0 | 0
SO2 Emissions (MMshortTons): All
ReportingType | 2015 | 2020 | 2025 | 2030 | 2035 | 2040
BM | 0 | 0 | 0 | 0 | 0 | 0
CC | 0 | 0 | 0 | 0 | 0 | 0
CSP | 0 | 0 | 0 | 0 | 0 | 0
CT | 0 | 0 | 0 | 0 | 0 | 0
Coal | 5.38 | 1.92 | 2.39 | 2.61 | 2.63 | 2.81
Geo | 0 | 0 | 0 | 0 | 0 | 0
H | 0 | 0 | 0 | 0 | 0 | 0
LFG | 0 | 0 | 0 | 0 | 0 | 0
Nuc | 0 | 0 | 0 | 0 | 0 | 0
PS | 0 | 0 | 0 | 0 | 0 | 0
PV | 0 | 0 | 0 | 0 | 0 | 0
PeakG | 0 | 0 | 0 | 0 | 0 | 0
PeakO | 0 | 0 | 0 | 0 | 0 | 0
ST | 0 | 0 | 0 | 0 | 0 | 0
STOG | 0 | 0 | 0 | 0 | 0 | 0
STWD | 0 | 0 | 0 | 0 | 0 | 0
WT | 0 | 0 | 0 | 0 | 0 | 0
IGCC | 0 | 0 | 0 | 0 | 0 | 0
DemandResponse | 0 | 0 | 0 | 0 | 0 | 0
IGCC-CCS | 0 | 0 | 0 | 0 | 0 | 0
WT_off | 0 | 0 | 0 | 0 | 0 | 0
PseudoUnit | 0 | 0 | 0 | 0 | 0 | 0
FixedInterchange | 0 | 0 | 0 | 0 | 0 | 0
SO2 Emissions (MMshortTons): EI_US
ReportingType | 2015 | 2020 | 2025 | 2030 | 2035 | 2040
BM | 0 | 0 | 0 | 0 | 0 | 0
CC | 0 | 0 | 0 | 0 | 0 | 0
CSP | 0 | 0 | 0 | 0 | 0 | 0
CT | 0 | 0 | 0 | 0 | 0 | 0
Coal | 4.86 | 1.61 | 2.06 | 2.23 | 2.23 | 2.37
Geo | 0 | 0 | 0 | 0 | 0 | 0
H | 0 | 0 | 0 | 0 | 0 | 0
LFG | 0 | 0 | 0 | 0 | 0 | 0
Nuc | 0 | 0 | 0 | 0 | 0 | 0
PS | 0 | 0 | 0 | 0 | 0 | 0
PV | 0 | 0 | 0 | 0 | 0 | 0
PeakG | 0 | 0 | 0 | 0 | 0 | 0
PeakO | 0 | 0 | 0 | 0 | 0 | 0
ST | 0 | 0 | 0 | 0 | 0 | 0
STOG | 0 | 0 | 0 | 0 | 0 | 0
STWD | 0 | 0 | 0 | 0 | 0 | 0
WT | 0 | 0 | 0 | 0 | 0 | 0
IGCC | 0 | 0 | 0 | 0 | 0 | 0
DemandResponse | 0 | 0 | 0 | 0 | 0 | 0
IGCC-CCS | 0 | 0 | 0 | 0 | 0 | 0
WT_off | 0 | 0 | 0 | 0 | 0 | 0
PseudoUnit | 0 | 0 | 0 | 0 | 0 | 0
FixedInterchange | 0 | 0 | 0 | 0 | 0 | 0
SO2 Emissions (MMshortTons): EI_Canada
ReportingType | 2015 | 2020 | 2025 | 2030 | 2035 | 2040
BM | 0 | 0 | 0 | 0 | 0 | 0
CC | 0 | 0 | 0 | 0 | 0 | 0
CSP | 0 | 0 | 0 | 0 | 0 | 0
CT | 0 | 0 | 0 | 0 | 0 | 0
Coal | 0 | 0 | 0.01 | 0.05 | 0.07 | 0.08
Geo | 0 | 0 | 0 | 0 | 0 | 0
H | 0 | 0 | 0 | 0 | 0 | 0
LFG | 0 | 0 | 0 | 0 | 0 | 0
Nuc | 0 | 0 | 0 | 0 | 0 | 0
PS | 0 | 0 | 0 | 0 | 0 | 0
PV | 0 | 0 | 0 | 0 | 0 | 0
PeakG | 0 | 0 | 0 | 0 | 0 | 0
PeakO | 0 | 0 | 0 | 0 | 0 | 0
ST | 0 | 0 | 0 | 0 | 0 | 0
STOG | 0 | 0 | 0 | 0 | 0 | 0
STWD | 0 | 0 | 0 | 0 | 0 | 0
WT | 0 | 0 | 0 | 0 | 0 | 0
IGCC | 0 | 0 | 0 | 0 | 0 | 0
DemandResponse | 0 | 0 | 0 | 0 | 0 | 0
IGCC-CCS | 0 | 0 | 0 | 0 | 0 | 0
WT_off | 0 | 0 | 0 | 0 | 0 | 0
PseudoUnit | 0 | 0 | 0 | 0 | 0 | 0
FixedInterchange | 0 | 0 | 0 | 0 | 0 | 0
SO2 Emissions (MMshortTons): EI
ReportingType | 2015 | 2020 | 2025 | 2030 | 2035 | 2040
BM | 0 | 0 | 0 | 0 | 0 | 0
CC | 0 | 0 | 0 | 0 | 0 | 0
CSP | 0 | 0 | 0 | 0 | 0 | 0
CT | 0 | 0 | 0 | 0 | 0 | 0
Coal | 4.86 | 1.62 | 2.07 | 2.28 | 2.3 | 2.45
Geo | 0 | 0 | 0 | 0 | 0 | 0
H | 0 | 0 | 0 | 0 | 0 | 0
LFG | 0 | 0 | 0 | 0 | 0 | 0
Nuc | 0 | 0 | 0 | 0 | 0 | 0
PS | 0 | 0 | 0 | 0 | 0 | 0
PV | 0 | 0 | 0 | 0 | 0 | 0
PeakG | 0 | 0 | 0 | 0 | 0 | 0
PeakO | 0 | 0 | 0 | 0 | 0 | 0
ST | 0 | 0 | 0 | 0 | 0 | 0
STOG | 0 | 0 | 0 | 0 | 0 | 0
STWD | 0 | 0 | 0 | 0 | 0 | 0
WT | 0 | 0 | 0 | 0 | 0 | 0
IGCC | 0 | 0 | 0 | 0 | 0 | 0
DemandResponse | 0 | 0 | 0 | 0 | 0 | 0
IGCC-CCS | 0 | 0 | 0 | 0 | 0 | 0
WT_off | 0 | 0 | 0 | 0 | 0 | 0
PseudoUnit | 0 | 0 | 0 | 0 | 0 | 0
FixedInterchange | 0 | 0 | 0 | 0 | 0 | 0
SO2 Emissions (MMshortTons): Outside_EI
ReportingType | 2015 | 2020 | 2025 | 2030 | 2035 | 2040
BM | 0 | 0 | 0 | 0 | 0 | 0
CC | 0 | 0 | 0 | 0 | 0 | 0
CSP | 0 | 0 | 0 | 0 | 0 | 0
CT | 0 | 0 | 0 | 0 | 0 | 0
Coal | 0.52 | 0.3 | 0.32 | 0.32 | 0.33 | 0.36
Geo | 0 | 0 | 0 | 0 | 0 | 0
H | 0 | 0 | 0 | 0 | 0 | 0
LFG | 0 | 0 | 0 | 0 | 0 | 0
Nuc | 0 | 0 | 0 | 0 | 0 | 0
PS | 0 | 0 | 0 | 0 | 0 | 0
PV | 0 | 0 | 0 | 0 | 0 | 0
PeakG | 0 | 0 | 0 | 0 | 0 | 0
PeakO | 0 | 0 | 0 | 0 | 0 | 0
ST | 0 | 0 | 0 | 0 | 0 | 0
STOG | 0 | 0 | 0 | 0 | 0 | 0
STWD | 0 | 0 | 0 | 0 | 0 | 0
WT | 0 | 0 | 0 | 0 | 0 | 0
IGCC | 0 | 0 | 0 | 0 | 0 | 0
DemandResponse | 0 | 0 | 0 | 0 | 0 | 0
IGCC-CCS | 0 | 0 | 0 | 0 | 0 | 0
WT_off | 0 | 0 | 0 | 0 | 0 | 0
PseudoUnit | 0 | 0 | 0 | 0 | 0 | 0
FixedInterchange | 0 | 0 | 0 | 0 | 0 | 0
NOx Emissions (MMshortTons): Entergy
ReportingType | 2015 | 2020 | 2025 | 2030 | 2035 | 2040
BM | 0 | 0 | 0 | 0 | 0 | 0
CC | 0.01 | 0.01 | 0.01 | 0.01 | 0.01 | 0.01
CSP | 0 | 0 | 0 | 0 | 0 | 0
CT | 0 | 0 | 0 | 0 | 0 | 0
Coal | 0.05 | 0.04 | 0.05 | 0.05 | 0.05 | 0.05
Geo | 0 | 0 | 0 | 0 | 0 | 0
H | 0 | 0 | 0 | 0 | 0 | 0
LFG | 0 | 0 | 0 | 0 | 0 | 0
Nuc | 0 | 0 | 0 | 0 | 0 | 0
PS | 0 | 0 | 0 | 0 | 0 | 0
PV | 0 | 0 | 0 | 0 | 0 | 0
PeakG | 0 | 0 | 0 | 0 | 0 | 0
PeakO | 0 | 0 | 0 | 0 | 0 | 0
ST | 0 | 0 | 0 | 0 | 0 | 0
STOG | 0 | 0 | 0 | 0 | 0 | 0
STWD | 0 | 0 | 0 | 0 | 0 | 0
WT | 0 | 0 | 0 | 0 | 0 | 0
IGCC | 0 | 0 | 0 | 0 | 0 | 0
DemandResponse | 0 | 0 | 0 | 0 | 0 | 0
IGCC-CCS | 0 | 0 | 0 | 0 | 0 | 0
WT_off | 0 | 0 | 0 | 0 | 0 | 0
PseudoUnit | 0 | 0 | 0 | 0 | 0 | 0
FixedInterchange | 0 | 0 | 0 | 0 | 0 | 0
NOx Emissions (MMshortTons): FRCC
ReportingType | 2015 | 2020 | 2025 | 2030 | 2035 | 2040
BM | 0 | 0 | 0 | 0 | 0 | 0
CC | 0.01 | 0.01 | 0.02 | 0.02 | 0.02 | 0.03
CSP | 0 | 0 | 0 | 0 | 0 | 0
CT | 0 | 0 | 0 | 0 | 0 | 0
Coal | 0.04 | 0.03 | 0.04 | 0.04 | 0.04 | 0.04
Geo | 0 | 0 | 0 | 0 | 0 | 0
H | 0 | 0 | 0 | 0 | 0 | 0
LFG | 0 | 0 | 0 | 0 | 0 | 0
Nuc | 0 | 0 | 0 | 0 | 0 | 0
PS | 0 | 0 | 0 | 0 | 0 | 0
PV | 0 | 0 | 0 | 0 | 0 | 0
PeakG | 0 | 0 | 0 | 0 | 0 | 0
PeakO | 0 | 0 | 0 | 0 | 0 | 0
ST | 0 | 0 | 0 | 0 | 0 | 0
STOG | 0.01 | 0 | 0 | 0 | 0 | 0
STWD | 0 | 0 | 0 | 0 | 0 | 0
WT | 0 | 0 | 0 | 0 | 0 | 0
IGCC | 0 | 0 | 0 | 0 | 0 | 0
DemandResponse | 0 | 0 | 0 | 0 | 0 | 0
IGCC-CCS | 0 | 0 | 0 | 0 | 0 | 0
WT_off | 0 | 0 | 0 | 0 | 0 | 0
PseudoUnit | 0 | 0 | 0 | 0 | 0 | 0
FixedInterchange | 0 | 0 | 0 | 0 | 0 | 0
NOx Emissions (MMshortTons): MAPP_US
ReportingType | 2015 | 2020 | 2025 | 2030 | 2035 | 2040
BM | 0 | 0 | 0 | 0 | 0 | 0
CC | 0 | 0 | 0 | 0 | 0 | 0
CSP | 0 | 0 | 0 | 0 | 0 | 0
CT | 0 | 0 | 0 | 0 | 0 | 0
Coal | 0.05 | 0.05 | 0.05 | 0.05 | 0.05 | 0.05
Geo | 0 | 0 | 0 | 0 | 0 | 0
H | 0 | 0 | 0 | 0 | 0 | 0
LFG | 0 | 0 | 0 | 0 | 0 | 0
Nuc | 0 | 0 | 0 | 0 | 0 | 0
PS | 0 | 0 | 0 | 0 | 0 | 0
PV | 0 | 0 | 0 | 0 | 0 | 0
PeakG | 0 | 0 | 0 | 0 | 0 | 0
PeakO | 0 | 0 | 0 | 0 | 0 | 0
ST | 0 | 0 | 0 | 0 | 0 | 0
STOG | 0 | 0 | 0 | 0 | 0 | 0
STWD | 0 | 0 | 0 | 0 | 0 | 0
WT | 0 | 0 | 0 | 0 | 0 | 0
IGCC | 0 | 0 | 0 | 0 | 0 | 0
DemandResponse | 0 | 0 | 0 | 0 | 0 | 0
IGCC-CCS | 0 | 0 | 0 | 0 | 0 | 0
WT_off | 0 | 0 | 0 | 0 | 0 | 0
PseudoUnit | 0 | 0 | 0 | 0 | 0 | 0
FixedInterchange | 0 | 0 | 0 | 0 | 0 | 0
NOx Emissions (MMshortTons): MISO_IN
ReportingType | 2015 | 2020 | 2025 | 2030 | 2035 | 2040
BM | 0 | 0 | 0 | 0 | 0 | 0
CC | 0 | 0 | 0 | 0.01 | 0.01 | 0.01
CSP | 0 | 0 | 0 | 0 | 0 | 0
CT | 0 | 0 | 0 | 0 | 0 | 0
Coal | 0.07 | 0.07 | 0.07 | 0.07 | 0.07 | 0.08
Geo | 0 | 0 | 0 | 0 | 0 | 0
H | 0 | 0 | 0 | 0 | 0 | 0
LFG | 0 | 0 | 0 | 0 | 0 | 0
Nuc | 0 | 0 | 0 | 0 | 0 | 0
PS | 0 | 0 | 0 | 0 | 0 | 0
PV | 0 | 0 | 0 | 0 | 0 | 0
PeakG | 0 | 0 | 0 | 0 | 0 | 0
PeakO | 0 | 0 | 0 | 0 | 0 | 0
ST | 0 | 0 | 0 | 0 | 0 | 0
STOG | 0 | 0 | 0 | 0 | 0 | 0
STWD | 0 | 0 | 0 | 0 | 0 | 0
WT | 0 | 0 | 0 | 0 | 0 | 0
IGCC | 0 | 0 | 0 | 0 | 0 | 0
DemandResponse | 0 | 0 | 0 | 0 | 0 | 0
IGCC-CCS | 0 | 0 | 0 | 0 | 0 | 0
WT_off | 0 | 0 | 0 | 0 | 0 | 0
PseudoUnit | 0 | 0 | 0 | 0 | 0 | 0
FixedInterchange | 0 | 0 | 0 | 0 | 0 | 0
NOx Emissions (MMshortTons): MISO_MI
ReportingType | 2015 | 2020 | 2025 | 2030 | 2035 | 2040
BM | 0 | 0 | 0 | 0 | 0 | 0
CC | 0 | 0 | 0 | 0 | 0 | 0
CSP | 0 | 0 | 0 | 0 | 0 | 0
CT | 0 | 0 | 0 | 0 | 0 | 0
Coal | 0.06 | 0.04 | 0.05 | 0.05 | 0.05 | 0.05
Geo | 0 | 0 | 0 | 0 | 0 | 0
H | 0 | 0 | 0 | 0 | 0 | 0
LFG | 0 | 0 | 0 | 0 | 0 | 0
Nuc | 0 | 0 | 0 | 0 | 0 | 0
PS | 0 | 0 | 0 | 0 | 0 | 0
PV | 0 | 0 | 0 | 0 | 0 | 0
PeakG | 0 | 0 | 0 | 0 | 0 | 0
PeakO | 0 | 0 | 0 | 0 | 0 | 0
ST | 0 | 0 | 0 | 0 | 0 | 0
STOG | 0 | 0 | 0 | 0 | 0 | 0
STWD | 0 | 0 | 0 | 0 | 0 | 0
WT | 0 | 0 | 0 | 0 | 0 | 0
IGCC | 0 | 0 | 0 | 0 | 0 | 0
DemandResponse | 0 | 0 | 0 | 0 | 0 | 0
IGCC-CCS | 0 | 0 | 0 | 0 | 0 | 0
WT_off | 0 | 0 | 0 | 0 | 0 | 0
PseudoUnit | 0 | 0 | 0 | 0 | 0 | 0
FixedInterchange | 0 | 0 | 0 | 0 | 0 | 0
NOx Emissions (MMshortTons): MISO_MO-IL
ReportingType | 2015 | 2020 | 2025 | 2030 | 2035 | 2040
BM | 0 | 0 | 0 | 0 | 0 | 0
CC | 0 | 0 | 0 | 0 | 0 | 0
CSP | 0 | 0 | 0 | 0 | 0 | 0
CT | 0 | 0 | 0 | 0 | 0 | 0
Coal | 0.05 | 0.04 | 0.05 | 0.05 | 0.05 | 0.05
Geo | 0 | 0 | 0 | 0 | 0 | 0
H | 0 | 0 | 0 | 0 | 0 | 0
LFG | 0 | 0 | 0 | 0 | 0 | 0
Nuc | 0 | 0 | 0 | 0 | 0 | 0
PS | 0 | 0 | 0 | 0 | 0 | 0
PV | 0 | 0 | 0 | 0 | 0 | 0
PeakG | 0 | 0 | 0 | 0 | 0 | 0
PeakO | 0 | 0 | 0 | 0 | 0 | 0
ST | 0 | 0 | 0 | 0 | 0 | 0
STOG | 0 | 0 | 0 | 0 | 0 | 0
STWD | 0 | 0 | 0 | 0 | 0 | 0
WT | 0 | 0 | 0 | 0 | 0 | 0
IGCC | 0 | 0 | 0 | 0 | 0 | 0
DemandResponse | 0 | 0 | 0 | 0 | 0 | 0
IGCC-CCS | 0 | 0 | 0 | 0 | 0 | 0
WT_off | 0 | 0 | 0 | 0 | 0 | 0
PseudoUnit | 0 | 0 | 0 | 0 | 0 | 0
FixedInterchange | 0 | 0 | 0 | 0 | 0 | 0
NOx Emissions (MMshortTons): MISO_W
ReportingType | 2015 | 2020 | 2025 | 2030 | 2035 | 2040
BM | 0 | 0 | 0 | 0 | 0 | 0
CC | 0 | 0 | 0 | 0 | 0 | 0
CSP | 0 | 0 | 0 | 0 | 0 | 0
CT | 0 | 0 | 0 | 0 | 0 | 0
Coal | 0.1 | 0.09 | 0.1 | 0.1 | 0.1 | 0.12
Geo | 0 | 0 | 0 | 0 | 0 | 0
H | 0 | 0 | 0 | 0 | 0 | 0
LFG | 0 | 0 | 0 | 0 | 0 | 0
Nuc | 0 | 0 | 0 | 0 | 0 | 0
PS | 0 | 0 | 0 | 0 | 0 | 0
PV | 0 | 0 | 0 | 0 | 0 | 0
PeakG | 0 | 0 | 0 | 0 | 0 | 0
PeakO | 0 | 0 | 0 | 0 | 0 | 0
ST | 0 | 0 | 0 | 0 | 0 | 0
STOG | 0 | 0 | 0 | 0 | 0 | 0
STWD | 0 | 0 | 0 | 0 | 0 | 0
WT | 0 | 0 | 0 | 0 | 0 | 0
IGCC | 0 | 0 | 0 | 0 | 0 | 0
DemandResponse | 0 | 0 | 0 | 0 | 0 | 0
IGCC-CCS | 0 | 0 | 0 | 0 | 0 | 0
WT_off | 0 | 0 | 0 | 0 | 0 | 0
PseudoUnit | 0 | 0 | 0 | 0 | 0 | 0
FixedInterchange | 0 | 0 | 0 | 0 | 0 | 0
NOx Emissions (MMshortTons): MISO_WUMS
ReportingType | 2015 | 2020 | 2025 | 2030 | 2035 | 2040
BM | 0 | 0 | 0 | 0 | 0 | 0
CC | 0 | 0 | 0 | 0 | 0 | 0
CSP | 0 | 0 | 0 | 0 | 0 | 0
CT | 0 | 0 | 0 | 0 | 0 | 0
Coal | 0.01 | 0.01 | 0.01 | 0.01 | 0.01 | 0.01
Geo | 0 | 0 | 0 | 0 | 0 | 0
H | 0 | 0 | 0 | 0 | 0 | 0
LFG | 0 | 0 | 0 | 0 | 0 | 0
Nuc | 0 | 0 | 0 | 0 | 0 | 0
PS | 0 | 0 | 0 | 0 | 0 | 0
PV | 0 | 0 | 0 | 0 | 0 | 0
PeakG | 0 | 0 | 0 | 0 | 0 | 0
PeakO | 0 | 0 | 0 | 0 | 0 | 0
ST | 0 | 0 | 0 | 0 | 0 | 0
STOG | 0 | 0 | 0 | 0 | 0 | 0
STWD | 0 | 0 | 0 | 0 | 0 | 0
WT | 0 | 0 | 0 | 0 | 0 | 0
IGCC | 0 | 0 | 0 | 0 | 0 | 0
DemandResponse | 0 | 0 | 0 | 0 | 0 | 0
IGCC-CCS | 0 | 0 | 0 | 0 | 0 | 0
WT_off | 0 | 0 | 0 | 0 | 0 | 0
PseudoUnit | 0 | 0 | 0 | 0 | 0 | 0
FixedInterchange | 0 | 0 | 0 | 0 | 0 | 0
NOx Emissions (MMshortTons): Nebraska
ReportingType | 2015 | 2020 | 2025 | 2030 | 2035 | 2040
BM | 0 | 0 | 0 | 0 | 0 | 0
CC | 0 | 0 | 0 | 0 | 0 | 0
CSP | 0 | 0 | 0 | 0 | 0 | 0
CT | 0 | 0 | 0 | 0 | 0 | 0
Coal | 0.04 | 0.04 | 0.04 | 0.04 | 0.05 | 0.05
Geo | 0 | 0 | 0 | 0 | 0 | 0
H | 0 | 0 | 0 | 0 | 0 | 0
LFG | 0 | 0 | 0 | 0 | 0 | 0
Nuc | 0 | 0 | 0 | 0 | 0 | 0
PS | 0 | 0 | 0 | 0 | 0 | 0
PV | 0 | 0 | 0 | 0 | 0 | 0
PeakG | 0 | 0 | 0 | 0 | 0 | 0
PeakO | 0 | 0 | 0 | 0 | 0 | 0
ST | 0 | 0 | 0 | 0 | 0 | 0
STOG | 0 | 0 | 0 | 0 | 0 | 0
STWD | 0 | 0 | 0 | 0 | 0 | 0
WT | 0 | 0 | 0 | 0 | 0 | 0
IGCC | 0 | 0 | 0 | 0 | 0 | 0
DemandResponse | 0 | 0 | 0 | 0 | 0 | 0
IGCC-CCS | 0 | 0 | 0 | 0 | 0 | 0
WT_off | 0 | 0 | 0 | 0 | 0 | 0
PseudoUnit | 0 | 0 | 0 | 0 | 0 | 0
FixedInterchange | 0 | 0 | 0 | 0 | 0 | 0
NOx Emissions (MMshortTons): NEISO
ReportingType | 2015 | 2020 | 2025 | 2030 | 2035 | 2040
BM | 0 | 0 | 0 | 0 | 0 | 0
CC | 0 | 0 | 0 | 0 | 0.01 | 0.01
CSP | 0 | 0 | 0 | 0 | 0 | 0
CT | 0 | 0 | 0 | 0 | 0 | 0
Coal | 0 | 0 | 0 | 0 | 0 | 0
Geo | 0 | 0 | 0 | 0 | 0 | 0
H | 0 | 0 | 0 | 0 | 0 | 0
LFG | 0 | 0 | 0 | 0 | 0 | 0
Nuc | 0 | 0 | 0 | 0 | 0 | 0
PS | 0 | 0 | 0 | 0 | 0 | 0
PV | 0 | 0 | 0 | 0 | 0 | 0
PeakG | 0 | 0 | 0 | 0 | 0 | 0
PeakO | 0 | 0 | 0 | 0 | 0 | 0
ST | 0 | 0 | 0 | 0 | 0 | 0
STOG | 0 | 0 | 0 | 0 | 0 | 0
STWD | 0 | 0 | 0 | 0 | 0 | 0
WT | 0 | 0 | 0 | 0 | 0 | 0
IGCC | 0 | 0 | 0 | 0 | 0 | 0
DemandResponse | 0 | 0 | 0 | 0 | 0 | 0
IGCC-CCS | 0 | 0 | 0 | 0 | 0 | 0
WT_off | 0 | 0 | 0 | 0 | 0 | 0
PseudoUnit | 0 | 0 | 0 | 0 | 0 | 0
FixedInterchange | 0 | 0 | 0 | 0 | 0 | 0
NOx Emissions (MMshortTons): NonRTO_Midwest
ReportingType | 2015 | 2020 | 2025 | 2030 | 2035 | 2040
BM | 0 | 0 | 0 | 0 | 0 | 0
CC | 0 | 0 | 0 | 0 | 0 | 0
CSP | 0 | 0 | 0 | 0 | 0 | 0
CT | 0 | 0 | 0 | 0 | 0 | 0
Coal | 0.05 | 0.05 | 0.05 | 0.06 | 0.06 | 0.06
Geo | 0 | 0 | 0 | 0 | 0 | 0
H | 0 | 0 | 0 | 0 | 0 | 0
LFG | 0 | 0 | 0 | 0 | 0 | 0
Nuc | 0 | 0 | 0 | 0 | 0 | 0
PS | 0 | 0 | 0 | 0 | 0 | 0
PV | 0 | 0 | 0 | 0 | 0 | 0
PeakG | 0 | 0 | 0 | 0 | 0 | 0
PeakO | 0 | 0 | 0 | 0 | 0 | 0
ST | 0 | 0 | 0 | 0 | 0 | 0
STOG | 0 | 0 | 0 | 0 | 0 | 0
STWD | 0 | 0 | 0 | 0 | 0 | 0
WT | 0 | 0 | 0 | 0 | 0 | 0
IGCC | 0 | 0 | 0 | 0 | 0 | 0
DemandResponse | 0 | 0 | 0 | 0 | 0 | 0
IGCC-CCS | 0 | 0 | 0 | 0 | 0 | 0
WT_off | 0 | 0 | 0 | 0 | 0 | 0
PseudoUnit | 0 | 0 | 0 | 0 | 0 | 0
FixedInterchange | 0 | 0 | 0 | 0 | 0 | 0
NOx Emissions (MMshortTons): NYISO_A-F
ReportingType | 2015 | 2020 | 2025 | 2030 | 2035 | 2040
BM | 0 | 0 | 0 | 0 | 0 | 0
CC | 0 | 0 | 0 | 0 | 0 | 0
CSP | 0 | 0 | 0 | 0 | 0 | 0
CT | 0 | 0 | 0 | 0 | 0 | 0
Coal | 0 | 0 | 0 | 0 | 0 | 0
Geo | 0 | 0 | 0 | 0 | 0 | 0
H | 0 | 0 | 0 | 0 | 0 | 0
LFG | 0 | 0 | 0 | 0 | 0 | 0
Nuc | 0 | 0 | 0 | 0 | 0 | 0
PS | 0 | 0 | 0 | 0 | 0 | 0
PV | 0 | 0 | 0 | 0 | 0 | 0
PeakG | 0 | 0 | 0 | 0 | 0 | 0
PeakO | 0 | 0 | 0 | 0 | 0 | 0
ST | 0 | 0 | 0 | 0 | 0 | 0
STOG | 0 | 0 | 0 | 0 | 0 | 0
STWD | 0 | 0 | 0 | 0 | 0 | 0
WT | 0 | 0 | 0 | 0 | 0 | 0
IGCC | 0 | 0 | 0 | 0 | 0 | 0
DemandResponse | 0 | 0 | 0 | 0 | 0 | 0
IGCC-CCS | 0 | 0 | 0 | 0 | 0 | 0
WT_off | 0 | 0 | 0 | 0 | 0 | 0
PseudoUnit | 0 | 0 | 0 | 0 | 0 | 0
FixedInterchange | 0 | 0 | 0 | 0 | 0 | 0
NOx Emissions (MMshortTons): NYISO_G-I
ReportingType | 2015 | 2020 | 2025 | 2030 | 2035 | 2040
BM | 0 | 0 | 0 | 0 | 0 | 0
CC | 0 | 0 | 0 | 0 | 0 | 0.01
CSP | 0 | 0 | 0 | 0 | 0 | 0
CT | 0 | 0 | 0 | 0 | 0 | 0
Coal | 0 | 0 | 0 | 0 | 0 | 0
Geo | 0 | 0 | 0 | 0 | 0 | 0
H | 0 | 0 | 0 | 0 | 0 | 0
LFG | 0 | 0 | 0 | 0 | 0 | 0
Nuc | 0 | 0 | 0 | 0 | 0 | 0
PS | 0 | 0 | 0 | 0 | 0 | 0
PV | 0 | 0 | 0 | 0 | 0 | 0
PeakG | 0 | 0 | 0 | 0 | 0 | 0
PeakO | 0 | 0 | 0 | 0 | 0 | 0
ST | 0 | 0 | 0 | 0 | 0 | 0
STOG | 0 | 0 | 0 | 0 | 0 | 0
STWD | 0 | 0 | 0 | 0 | 0 | 0
WT | 0 | 0 | 0 | 0 | 0 | 0
IGCC | 0 | 0 | 0 | 0 | 0 | 0
DemandResponse | 0 | 0 | 0 | 0 | 0 | 0
IGCC-CCS | 0 | 0 | 0 | 0 | 0 | 0
WT_off | 0 | 0 | 0 | 0 | 0 | 0
PseudoUnit | 0 | 0 | 0 | 0 | 0 | 0
FixedInterchange | 0 | 0 | 0 | 0 | 0 | 0
NOx Emissions (MMshortTons): NYISO_J-K
ReportingType | 2015 | 2020 | 2025 | 2030 | 2035 | 2040
BM | 0 | 0 | 0 | 0 | 0 | 0
CC | 0 | 0 | 0 | 0 | 0 | 0
CSP | 0 | 0 | 0 | 0 | 0 | 0
CT | 0 | 0 | 0 | 0 | 0 | 0
Coal | 0 | 0 | 0 | 0 | 0 | 0
Geo | 0 | 0 | 0 | 0 | 0 | 0
H | 0 | 0 | 0 | 0 | 0 | 0
LFG | 0 | 0 | 0 | 0 | 0 | 0
Nuc | 0 | 0 | 0 | 0 | 0 | 0
PS | 0 | 0 | 0 | 0 | 0 | 0
PV | 0 | 0 | 0 | 0 | 0 | 0
PeakG | 0 | 0 | 0 | 0 | 0 | 0
PeakO | 0 | 0 | 0 | 0 | 0 | 0
ST | 0 | 0 | 0 | 0 | 0 | 0
STOG | 0 | 0 | 0 | 0.01 | 0.01 | 0.01
STWD | 0 | 0 | 0 | 0 | 0 | 0
WT | 0 | 0 | 0 | 0 | 0 | 0
IGCC | 0 | 0 | 0 | 0 | 0 | 0
DemandResponse | 0 | 0 | 0 | 0 | 0 | 0
IGCC-CCS | 0 | 0 | 0 | 0 | 0 | 0
WT_off | 0 | 0 | 0 | 0 | 0 | 0
PseudoUnit | 0 | 0 | 0 | 0 | 0 | 0
FixedInterchange | 0 | 0 | 0 | 0 | 0 | 0
NOx Emissions (MMshortTons): PJM_E
ReportingType | 2015 | 2020 | 2025 | 2030 | 2035 | 2040
BM | 0 | 0 | 0 | 0 | 0 | 0
CC | 0 | 0 | 0 | 0 | 0 | 0.01
CSP | 0 | 0 | 0 | 0 | 0 | 0
CT | 0 | 0 | 0 | 0 | 0 | 0
Coal | 0 | 0 | 0 | 0 | 0 | 0
Geo | 0 | 0 | 0 | 0 | 0 | 0
H | 0 | 0 | 0 | 0 | 0 | 0
LFG | 0 | 0 | 0 | 0 | 0 | 0
Nuc | 0 | 0 | 0 | 0 | 0 | 0
PS | 0 | 0 | 0 | 0 | 0 | 0
PV | 0 | 0 | 0 | 0 | 0 | 0
PeakG | 0 | 0 | 0 | 0 | 0 | 0
PeakO | 0 | 0 | 0 | 0 | 0 | 0
ST | 0 | 0 | 0 | 0 | 0 | 0
STOG | 0 | 0 | 0 | 0 | 0 | 0
STWD | 0 | 0 | 0 | 0 | 0 | 0
WT | 0 | 0 | 0 | 0 | 0 | 0
IGCC | 0 | 0 | 0 | 0 | 0 | 0
DemandResponse | 0 | 0 | 0 | 0 | 0 | 0
IGCC-CCS | 0 | 0 | 0 | 0 | 0 | 0
WT_off | 0 | 0 | 0 | 0 | 0 | 0
PseudoUnit | 0 | 0 | 0 | 0 | 0 | 0
FixedInterchange | 0 | 0 | 0 | 0 | 0 | 0
NOx Emissions (MMshortTons): PJM_ROM
ReportingType | 2015 | 2020 | 2025 | 2030 | 2035 | 2040
BM | 0 | 0 | 0 | 0 | 0 | 0
CC | 0 | 0 | 0 | 0 | 0.01 | 0.01
CSP | 0 | 0 | 0 | 0 | 0 | 0
CT | 0 | 0 | 0 | 0 | 0 | 0
Coal | 0.04 | 0.04 | 0.04 | 0.05 | 0.05 | 0.05
Geo | 0 | 0 | 0 | 0 | 0 | 0
H | 0 | 0 | 0 | 0 | 0 | 0
LFG | 0 | 0 | 0 | 0 | 0 | 0
Nuc | 0 | 0 | 0 | 0 | 0 | 0
PS | 0 | 0 | 0 | 0 | 0 | 0
PV | 0 | 0 | 0 | 0 | 0 | 0
PeakG | 0 | 0 | 0 | 0 | 0 | 0
PeakO | 0 | 0 | 0 | 0 | 0 | 0
ST | 0 | 0 | 0 | 0 | 0 | 0
STOG | 0 | 0 | 0 | 0 | 0 | 0
STWD | 0 | 0 | 0 | 0 | 0 | 0
WT | 0 | 0 | 0 | 0 | 0 | 0
IGCC | 0 | 0 | 0 | 0 | 0 | 0
DemandResponse | 0 | 0 | 0 | 0 | 0 | 0
IGCC-CCS | 0 | 0 | 0 | 0 | 0 | 0
WT_off | 0 | 0 | 0 | 0 | 0 | 0
PseudoUnit | 0 | 0 | 0 | 0 | 0 | 0
FixedInterchange | 0 | 0 | 0 | 0 | 0 | 0
NOx Emissions (MMshortTons): PJM_ROR
ReportingType | 2015 | 2020 | 2025 | 2030 | 2035 | 2040
BM | 0 | 0 | 0 | 0 | 0 | 0
CC | 0 | 0.01 | 0.01 | 0.02 | 0.02 | 0.02
CSP | 0 | 0 | 0 | 0 | 0 | 0
CT | 0 | 0 | 0 | 0 | 0 | 0
Coal | 0.31 | 0.24 | 0.26 | 0.27 | 0.28 | 0.28
Geo | 0 | 0 | 0 | 0 | 0 | 0
H | 0 | 0 | 0 | 0 | 0 | 0
LFG | 0 | 0 | 0 | 0 | 0 | 0
Nuc | 0 | 0 | 0 | 0 | 0 | 0
PS | 0 | 0 | 0 | 0 | 0 | 0
PV | 0 | 0 | 0 | 0 | 0 | 0
PeakG | 0 | 0 | 0 | 0 | 0 | 0
PeakO | 0 | 0 | 0 | 0 | 0 | 0
ST | 0 | 0 | 0 | 0 | 0 | 0
STOG | 0 | 0 | 0 | 0 | 0 | 0
STWD | 0 | 0 | 0 | 0 | 0 | 0
WT | 0 | 0 | 0 | 0 | 0 | 0
IGCC | 0 | 0 | 0 | 0 | 0 | 0
DemandResponse | 0 | 0 | 0 | 0 | 0 | 0
IGCC-CCS | 0 | 0 | 0 | 0 | 0 | 0
WT_off | 0 | 0 | 0 | 0 | 0 | 0
PseudoUnit | 0 | 0 | 0 | 0 | 0 | 0
FixedInterchange | 0 | 0 | 0 | 0 | 0 | 0
NOx Emissions (MMshortTons): SOCO
ReportingType | 2015 | 2020 | 2025 | 2030 | 2035 | 2040
BM | 0 | 0 | 0 | 0 | 0 | 0
CC | 0.01 | 0.01 | 0.01 | 0.01 | 0.01 | 0.01
CSP | 0 | 0 | 0 | 0 | 0 | 0
CT | 0 | 0 | 0 | 0 | 0 | 0
Coal | 0.06 | 0.06 | 0.07 | 0.07 | 0.07 | 0.09
Geo | 0 | 0 | 0 | 0 | 0 | 0
H | 0 | 0 | 0 | 0 | 0 | 0
LFG | 0 | 0 | 0 | 0 | 0 | 0
Nuc | 0 | 0 | 0 | 0 | 0 | 0
PS | 0 | 0 | 0 | 0 | 0 | 0
PV | 0 | 0 | 0 | 0 | 0 | 0
PeakG | 0 | 0 | 0 | 0 | 0 | 0
PeakO | 0 | 0 | 0 | 0 | 0 | 0
ST | 0 | 0 | 0 | 0 | 0 | 0
STOG | 0 | 0 | 0 | 0 | 0 | 0
STWD | 0 | 0 | 0 | 0 | 0 | 0
WT | 0 | 0 | 0 | 0 | 0 | 0
IGCC | 0 | 0 | 0 | 0 | 0 | 0
DemandResponse | 0 | 0 | 0 | 0 | 0 | 0
IGCC-CCS | 0 | 0 | 0 | 0 | 0 | 0
WT_off | 0 | 0 | 0 | 0 | 0 | 0
PseudoUnit | 0 | 0 | 0 | 0 | 0 | 0
FixedInterchange | 0 | 0 | 0 | 0 | 0 | 0
NOx Emissions (MMshortTons): SPP_N
ReportingType | 2015 | 2020 | 2025 | 2030 | 2035 | 2040
BM | 0 | 0 | 0 | 0 | 0 | 0
CC | 0 | 0 | 0 | 0 | 0 | 0
CSP | 0 | 0 | 0 | 0 | 0 | 0
CT | 0 | 0 | 0 | 0 | 0 | 0
Coal | 0.07 | 0.06 | 0.06 | 0.06 | 0.06 | 0.07
Geo | 0 | 0 | 0 | 0 | 0 | 0
H | 0 | 0 | 0 | 0 | 0 | 0
LFG | 0 | 0 | 0 | 0 | 0 | 0
Nuc | 0 | 0 | 0 | 0 | 0 | 0
PS | 0 | 0 | 0 | 0 | 0 | 0
PV | 0 | 0 | 0 | 0 | 0 | 0
PeakG | 0 | 0 | 0 | 0 | 0 | 0
PeakO | 0 | 0 | 0 | 0 | 0 | 0
ST | 0 | 0 | 0 | 0 | 0 | 0
STOG | 0 | 0 | 0 | 0 | 0 | 0
STWD | 0 | 0 | 0 | 0 | 0 | 0
WT | 0 | 0 | 0 | 0 | 0 | 0
IGCC | 0 | 0 | 0 | 0 | 0 | 0
DemandResponse | 0 | 0 | 0 | 0 | 0 | 0
IGCC-CCS | 0 | 0 | 0 | 0 | 0 | 0
WT_off | 0 | 0 | 0 | 0 | 0 | 0
PseudoUnit | 0 | 0 | 0 | 0 | 0 | 0
FixedInterchange | 0 | 0 | 0 | 0 | 0 | 0
NOx Emissions (MMshortTons): SPP_S
ReportingType | 2015 | 2020 | 2025 | 2030 | 2035 | 2040
BM | 0 | 0 | 0 | 0 | 0 | 0
CC | 0 | 0.01 | 0.01 | 0.01 | 0.01 | 0
CSP | 0 | 0 | 0 | 0 | 0 | 0
CT | 0 | 0 | 0 | 0 | 0 | 0
Coal | 0.1 | 0.09 | 0.11 | 0.11 | 0.11 | 0.11
Geo | 0 | 0 | 0 | 0 | 0 | 0
H | 0 | 0 | 0 | 0 | 0 | 0
LFG | 0 | 0 | 0 | 0 | 0 | 0
Nuc | 0 | 0 | 0 | 0 | 0 | 0
PS | 0 | 0 | 0 | 0 | 0 | 0
PV | 0 | 0 | 0 | 0 | 0 | 0
PeakG | 0 | 0 | 0 | 0 | 0 | 0
PeakO | 0 | 0 | 0 | 0 | 0 | 0
ST | 0 | 0 | 0 | 0 | 0 | 0
STOG | 0 | 0 | 0 | 0 | 0 | 0
STWD | 0 | 0 | 0 | 0 | 0 | 0
WT | 0 | 0 | 0 | 0 | 0 | 0
IGCC | 0 | 0 | 0 | 0 | 0 | 0
DemandResponse | 0 | 0 | 0 | 0 | 0 | 0
IGCC-CCS | 0 | 0 | 0 | 0 | 0 | 0
WT_off | 0 | 0 | 0 | 0 | 0 | 0
PseudoUnit | 0 | 0 | 0 | 0 | 0 | 0
FixedInterchange | 0 | 0 | 0 | 0 | 0 | 0
NOx Emissions (MMshortTons): TVA
ReportingType | 2015 | 2020 | 2025 | 2030 | 2035 | 2040
BM | 0 | 0 | 0 | 0 | 0 | 0
CC | 0 | 0 | 0 | 0 | 0 | 0
CSP | 0 | 0 | 0 | 0 | 0 | 0
CT | 0 | 0 | 0 | 0 | 0 | 0
Coal | 0.07 | 0.06 | 0.06 | 0.06 | 0.07 | 0.08
Geo | 0 | 0 | 0 | 0 | 0 | 0
H | 0 | 0 | 0 | 0 | 0 | 0
LFG | 0 | 0 | 0 | 0 | 0 | 0
Nuc | 0 | 0 | 0 | 0 | 0 | 0
PS | 0 | 0 | 0 | 0 | 0 | 0
PV | 0 | 0 | 0 | 0 | 0 | 0
PeakG | 0 | 0 | 0 | 0 | 0 | 0
PeakO | 0 | 0 | 0 | 0 | 0 | 0
ST | 0 | 0 | 0 | 0 | 0 | 0
STOG | 0 | 0 | 0 | 0 | 0 | 0
STWD | 0 | 0 | 0 | 0 | 0 | 0
WT | 0 | 0 | 0 | 0 | 0 | 0
IGCC | 0 | 0 | 0 | 0 | 0 | 0
DemandResponse | 0 | 0 | 0 | 0 | 0 | 0
IGCC-CCS | 0 | 0 | 0 | 0 | 0 | 0
WT_off | 0 | 0 | 0 | 0 | 0 | 0
PseudoUnit | 0 | 0 | 0 | 0 | 0 | 0
FixedInterchange | 0 | 0 | 0 | 0 | 0 | 0
NOx Emissions (MMshortTons): TVA_Transmission
ReportingType | 2015 | 2020 | 2025 | 2030 | 2035 | 2040
BM | 0 | 0 | 0 | 0 | 0 | 0
CC | 0 | 0 | 0 | 0 | 0 | 0
CSP | 0 | 0 | 0 | 0 | 0 | 0
CT | 0 | 0 | 0 | 0 | 0 | 0
Coal | 0 | 0 | 0 | 0 | 0 | 0
Geo | 0 | 0 | 0 | 0 | 0 | 0
H | 0 | 0 | 0 | 0 | 0 | 0
LFG | 0 | 0 | 0 | 0 | 0 | 0
Nuc | 0 | 0 | 0 | 0 | 0 | 0
PS | 0 | 0 | 0 | 0 | 0 | 0
PV | 0 | 0 | 0 | 0 | 0 | 0
PeakG | 0 | 0 | 0 | 0 | 0 | 0
PeakO | 0 | 0 | 0 | 0 | 0 | 0
ST | 0 | 0 | 0 | 0 | 0 | 0
STOG | 0 | 0 | 0 | 0 | 0 | 0
STWD | 0 | 0 | 0 | 0 | 0 | 0
WT | 0 | 0 | 0 | 0 | 0 | 0
IGCC | 0 | 0 | 0 | 0 | 0 | 0
DemandResponse | 0 | 0 | 0 | 0 | 0 | 0
IGCC-CCS | 0 | 0 | 0 | 0 | 0 | 0
WT_off | 0 | 0 | 0 | 0 | 0 | 0
PseudoUnit | 0 | 0 | 0 | 0 | 0 | 0
FixedInterchange | 0 | 0 | 0 | 0 | 0 | 0
NOx Emissions (MMshortTons): VACAR
ReportingType | 2015 | 2020 | 2025 | 2030 | 2035 | 2040
BM | 0 | 0 | 0 | 0 | 0 | 0
CC | 0.01 | 0.01 | 0.01 | 0.01 | 0.01 | 0.01
CSP | 0 | 0 | 0 | 0 | 0 | 0
CT | 0 | 0 | 0 | 0 | 0 | 0
Coal | 0.03 | 0.03 | 0.04 | 0.05 | 0.05 | 0.05
Geo | 0 | 0 | 0 | 0 | 0 | 0
H | 0 | 0 | 0 | 0 | 0 | 0
LFG | 0 | 0 | 0 | 0 | 0 | 0
Nuc | 0 | 0 | 0 | 0 | 0 | 0
PS | 0 | 0 | 0 | 0 | 0 | 0
PV | 0 | 0 | 0 | 0 | 0 | 0
PeakG | 0 | 0 | 0 | 0 | 0 | 0
PeakO | 0 | 0 | 0 | 0 | 0 | 0
ST | 0 | 0 | 0 | 0 | 0 | 0
STOG | 0 | 0 | 0 | 0 | 0 | 0
STWD | 0 | 0 | 0 | 0 | 0 | 0
WT | 0 | 0 | 0 | 0 | 0 | 0
IGCC | 0 | 0 | 0 | 0 | 0 | 0
DemandResponse | 0 | 0 | 0 | 0 | 0 | 0
IGCC-CCS | 0 | 0 | 0 | 0 | 0 | 0
WT_off | 0 | 0 | 0 | 0 | 0 | 0
PseudoUnit | 0 | 0 | 0 | 0 | 0 | 0
FixedInterchange | 0 | 0 | 0 | 0 | 0 | 0
NOx Emissions (MMshortTons): IESO
ReportingType | 2015 | 2020 | 2025 | 2030 | 2035 | 2040
BM | 0 | 0 | 0 | 0 | 0 | 0
CC | 0 | 0 | 0 | 0 | 0 | 0.01
CSP | 0 | 0 | 0 | 0 | 0 | 0
CT | 0 | 0 | 0 | 0 | 0 | 0
Coal | 0 | 0 | 0 | 0 | 0 | 0
Geo | 0 | 0 | 0 | 0 | 0 | 0
H | 0 | 0 | 0 | 0 | 0 | 0
LFG | 0 | 0 | 0 | 0 | 0 | 0
Nuc | 0 | 0 | 0 | 0 | 0 | 0
PS | 0 | 0 | 0 | 0 | 0 | 0
PV | 0 | 0 | 0 | 0 | 0 | 0
PeakG | 0 | 0 | 0 | 0 | 0 | 0
PeakO | 0 | 0 | 0 | 0 | 0 | 0
ST | 0 | 0 | 0 | 0 | 0 | 0
STOG | 0 | 0 | 0 | 0 | 0 | 0
STWD | 0 | 0 | 0 | 0 | 0 | 0
WT | 0 | 0 | 0 | 0 | 0 | 0
IGCC | 0 | 0 | 0 | 0 | 0 | 0
DemandResponse | 0 | 0 | 0 | 0 | 0 | 0
IGCC-CCS | 0 | 0 | 0 | 0 | 0 | 0
WT_off | 0 | 0 | 0 | 0 | 0 | 0
PseudoUnit | 0 | 0 | 0 | 0 | 0 | 0
FixedInterchange | 0 | 0 | 0 | 0 | 0 | 0
NOx Emissions (MMshortTons): MAPP_CA
ReportingType | 2015 | 2020 | 2025 | 2030 | 2035 | 2040
BM | 0 | 0 | 0 | 0 | 0 | 0
CC | 0 | 0 | 0 | 0 | 0 | 0
CSP | 0 | 0 | 0 | 0 | 0 | 0
CT | 0 | 0 | 0 | 0 | 0 | 0
Coal | 0 | 0 | 0 | 0 | 0 | 0
Geo | 0 | 0 | 0 | 0 | 0 | 0
H | 0 | 0 | 0 | 0 | 0 | 0
LFG | 0 | 0 | 0 | 0 | 0 | 0
Nuc | 0 | 0 | 0 | 0 | 0 | 0
PS | 0 | 0 | 0 | 0 | 0 | 0
PV | 0 | 0 | 0 | 0 | 0 | 0
PeakG | 0 | 0 | 0 | 0 | 0 | 0
PeakO | 0 | 0 | 0 | 0 | 0 | 0
ST | 0 | 0 | 0 | 0 | 0 | 0
STOG | 0 | 0 | 0 | 0 | 0 | 0
STWD | 0 | 0 | 0 | 0 | 0 | 0
WT | 0 | 0 | 0 | 0 | 0 | 0
IGCC | 0 | 0 | 0 | 0 | 0 | 0
DemandResponse | 0 | 0 | 0 | 0 | 0 | 0
IGCC-CCS | 0 | 0 | 0 | 0 | 0 | 0
WT_off | 0 | 0 | 0 | 0 | 0 | 0
PseudoUnit | 0 | 0 | 0 | 0 | 0 | 0
FixedInterchange | 0 | 0 | 0 | 0 | 0 | 0
NOx Emissions (MMshortTons): AZ_NM_SNV_Coal
ReportingType | 2015 | 2020 | 2025 | 2030 | 2035 | 2040
BM | 0 | 0 | 0 | 0 | 0 | 0
CC | 0 | 0 | 0 | 0 | 0 | 0
CSP | 0 | 0 | 0 | 0 | 0 | 0
CT | 0 | 0 | 0 | 0 | 0 | 0
Coal | 0.12 | 0.12 | 0.12 | 0.12 | 0.12 | 0.14
Geo | 0 | 0 | 0 | 0 | 0 | 0
H | 0 | 0 | 0 | 0 | 0 | 0
LFG | 0 | 0 | 0 | 0 | 0 | 0
Nuc | 0 | 0 | 0 | 0 | 0 | 0
PS | 0 | 0 | 0 | 0 | 0 | 0
PV | 0 | 0 | 0 | 0 | 0 | 0
PeakG | 0 | 0 | 0 | 0 | 0 | 0
PeakO | 0 | 0 | 0 | 0 | 0 | 0
ST | 0 | 0 | 0 | 0 | 0 | 0
STOG | 0 | 0 | 0 | 0 | 0 | 0
STWD | 0 | 0 | 0 | 0 | 0 | 0
WT | 0 | 0 | 0 | 0 | 0 | 0
IGCC | 0 | 0 | 0 | 0 | 0 | 0
DemandResponse | 0 | 0 | 0 | 0 | 0 | 0
IGCC-CCS | 0 | 0 | 0 | 0 | 0 | 0
WT_off | 0 | 0 | 0 | 0 | 0 | 0
PseudoUnit | 0 | 0 | 0 | 0 | 0 | 0
FixedInterchange | 0 | 0 | 0 | 0 | 0 | 0
NOx Emissions (MMshortTons): AZ_NM_SNV_Gas
ReportingType | 2015 | 2020 | 2025 | 2030 | 2035 | 2040
BM | 0 | 0 | 0 | 0 | 0 | 0
CC | 0.01 | 0.01 | 0.01 | 0.01 | 0.02 | 0.02
CSP | 0 | 0 | 0 | 0 | 0 | 0
CT | 0 | 0 | 0 | 0 | 0 | 0
Coal | 0 | 0 | 0 | 0 | 0 | 0
Geo | 0 | 0 | 0 | 0 | 0 | 0
H | 0 | 0 | 0 | 0 | 0 | 0
LFG | 0 | 0 | 0 | 0 | 0 | 0
Nuc | 0 | 0 | 0 | 0 | 0 | 0
PS | 0 | 0 | 0 | 0 | 0 | 0
PV | 0 | 0 | 0 | 0 | 0 | 0
PeakG | 0 | 0 | 0 | 0 | 0 | 0
PeakO | 0 | 0 | 0 | 0 | 0 | 0
ST | 0 | 0 | 0 | 0 | 0 | 0
STOG | 0 | 0 | 0 | 0 | 0 | 0
STWD | 0 | 0 | 0 | 0 | 0 | 0
WT | 0 | 0 | 0 | 0 | 0 | 0
IGCC | 0 | 0 | 0 | 0 | 0 | 0
DemandResponse | 0 | 0 | 0 | 0 | 0 | 0
IGCC-CCS | 0 | 0 | 0 | 0 | 0 | 0
WT_off | 0 | 0 | 0 | 0 | 0 | 0
PseudoUnit | 0 | 0 | 0 | 0 | 0 | 0
FixedInterchange | 0 | 0 | 0 | 0 | 0 | 0
NOx Emissions (MMshortTons): AZ_NM_SNV_NucRenew
ReportingType | 2015 | 2020 | 2025 | 2030 | 2035 | 2040
BM | 0 | 0 | 0 | 0 | 0 | 0
CC | 0 | 0 | 0 | 0 | 0 | 0
CSP | 0 | 0 | 0 | 0 | 0 | 0
CT | 0 | 0 | 0 | 0 | 0 | 0
Coal | 0 | 0 | 0 | 0 | 0 | 0
Geo | 0 | 0 | 0 | 0 | 0 | 0
H | 0 | 0 | 0 | 0 | 0 | 0
LFG | 0 | 0 | 0 | 0 | 0 | 0
Nuc | 0 | 0 | 0 | 0 | 0 | 0
PS | 0 | 0 | 0 | 0 | 0 | 0
PV | 0 | 0 | 0 | 0 | 0 | 0
PeakG | 0 | 0 | 0 | 0 | 0 | 0
PeakO | 0 | 0 | 0 | 0 | 0 | 0
ST | 0 | 0 | 0 | 0 | 0 | 0
STOG | 0 | 0 | 0 | 0 | 0 | 0
STWD | 0 | 0 | 0 | 0 | 0 | 0
WT | 0 | 0 | 0 | 0 | 0 | 0
IGCC | 0 | 0 | 0 | 0 | 0 | 0
DemandResponse | 0 | 0 | 0 | 0 | 0 | 0
IGCC-CCS | 0 | 0 | 0 | 0 | 0 | 0
WT_off | 0 | 0 | 0 | 0 | 0 | 0
PseudoUnit | 0 | 0 | 0 | 0 | 0 | 0
FixedInterchange | 0 | 0 | 0 | 0 | 0 | 0
NOx Emissions (MMshortTons): ERCOT
ReportingType | 2015 | 2020 | 2025 | 2030 | 2035 | 2040
BM | 0 | 0 | 0 | 0 | 0 | 0
CC | 0.01 | 0.02 | 0.02 | 0.02 | 0.02 | 0.02
CSP | 0 | 0 | 0 | 0 | 0 | 0
CT | 0 | 0 | 0 | 0 | 0 | 0
Coal | 0.06 | 0.06 | 0.07 | 0.07 | 0.07 | 0.07
Geo | 0 | 0 | 0 | 0 | 0 | 0
H | 0 | 0 | 0 | 0 | 0 | 0
LFG | 0 | 0 | 0 | 0 | 0 | 0
Nuc | 0 | 0 | 0 | 0 | 0 | 0
PS | 0 | 0 | 0 | 0 | 0 | 0
PV | 0 | 0 | 0 | 0 | 0 | 0
PeakG | 0 | 0 | 0 | 0 | 0 | 0
PeakO | 0 | 0 | 0 | 0 | 0 | 0
ST | 0 | 0 | 0 | 0 | 0 | 0
STOG | 0.01 | 0.01 | 0.01 | 0.01 | 0.01 | 0.01
STWD | 0 | 0 | 0 | 0 | 0 | 0
WT | 0 | 0 | 0 | 0 | 0 | 0
IGCC | 0 | 0 | 0 | 0 | 0 | 0
DemandResponse | 0 | 0 | 0 | 0 | 0 | 0
IGCC-CCS | 0 | 0 | 0 | 0 | 0 | 0
WT_off | 0 | 0 | 0 | 0 | 0 | 0
PseudoUnit | 0 | 0 | 0 | 0 | 0 | 0
FixedInterchange | 0 | 0 | 0 | 0 | 0 | 0
NOx Emissions (MMshortTons): NP15
ReportingType | 2015 | 2020 | 2025 | 2030 | 2035 | 2040
BM | 0 | 0 | 0 | 0 | 0 | 0
CC | 0 | 0 | 0 | 0 | 0 | 0
CSP | 0 | 0 | 0 | 0 | 0 | 0
CT | 0 | 0 | 0 | 0 | 0 | 0
Coal | 0 | 0 | 0 | 0 | 0 | 0
Geo | 0 | 0 | 0 | 0 | 0 | 0
H | 0 | 0 | 0 | 0 | 0 | 0
LFG | 0 | 0 | 0 | 0 | 0 | 0
Nuc | 0 | 0 | 0 | 0 | 0 | 0
PS | 0 | 0 | 0 | 0 | 0 | 0
PV | 0 | 0 | 0 | 0 | 0 | 0
PeakG | 0 | 0 | 0 | 0 | 0 | 0
PeakO | 0 | 0 | 0 | 0 | 0 | 0
ST | 0 | 0 | 0 | 0 | 0 | 0
STOG | 0 | 0 | 0 | 0 | 0 | 0
STWD | 0 | 0 | 0 | 0 | 0 | 0
WT | 0 | 0 | 0 | 0 | 0 | 0
IGCC | 0 | 0 | 0 | 0 | 0 | 0
DemandResponse | 0 | 0 | 0 | 0 | 0 | 0
IGCC-CCS | 0 | 0 | 0 | 0 | 0 | 0
WT_off | 0 | 0 | 0 | 0 | 0 | 0
PseudoUnit | 0 | 0 | 0 | 0 | 0 | 0
FixedInterchange | 0 | 0 | 0 | 0 | 0 | 0
NOx Emissions (MMshortTons): NWPP_Coal
ReportingType | 2015 | 2020 | 2025 | 2030 | 2035 | 2040
BM | 0 | 0 | 0 | 0 | 0 | 0
CC | 0 | 0 | 0 | 0 | 0 | 0
CSP | 0 | 0 | 0 | 0 | 0 | 0
CT | 0 | 0 | 0 | 0 | 0 | 0
Coal | 0.14 | 0.14 | 0.14 | 0.14 | 0.14 | 0.14
Geo | 0 | 0 | 0 | 0 | 0 | 0
H | 0 | 0 | 0 | 0 | 0 | 0
LFG | 0 | 0 | 0 | 0 | 0 | 0
Nuc | 0 | 0 | 0 | 0 | 0 | 0
PS | 0 | 0 | 0 | 0 | 0 | 0
PV | 0 | 0 | 0 | 0 | 0 | 0
PeakG | 0 | 0 | 0 | 0 | 0 | 0
PeakO | 0 | 0 | 0 | 0 | 0 | 0
ST | 0 | 0 | 0 | 0 | 0 | 0
STOG | 0 | 0 | 0 | 0 | 0 | 0
STWD | 0 | 0 | 0 | 0 | 0 | 0
WT | 0 | 0 | 0 | 0 | 0 | 0
IGCC | 0 | 0 | 0 | 0 | 0 | 0
DemandResponse | 0 | 0 | 0 | 0 | 0 | 0
IGCC-CCS | 0 | 0 | 0 | 0 | 0 | 0
WT_off | 0 | 0 | 0 | 0 | 0 | 0
PseudoUnit | 0 | 0 | 0 | 0 | 0 | 0
FixedInterchange | 0 | 0 | 0 | 0 | 0 | 0
NOx Emissions (MMshortTons): NWPP_Gas
ReportingType | 2015 | 2020 | 2025 | 2030 | 2035 | 2040
BM | 0 | 0 | 0 | 0 | 0 | 0
CC | 0 | 0.01 | 0.01 | 0.01 | 0.01 | 0.02
CSP | 0 | 0 | 0 | 0 | 0 | 0
CT | 0 | 0 | 0 | 0 | 0 | 0
Coal | 0 | 0 | 0 | 0 | 0 | 0
Geo | 0 | 0 | 0 | 0 | 0 | 0
H | 0 | 0 | 0 | 0 | 0 | 0
LFG | 0 | 0 | 0 | 0 | 0 | 0
Nuc | 0 | 0 | 0 | 0 | 0 | 0
PS | 0 | 0 | 0 | 0 | 0 | 0
PV | 0 | 0 | 0 | 0 | 0 | 0
PeakG | 0 | 0 | 0 | 0 | 0 | 0
PeakO | 0 | 0 | 0 | 0 | 0 | 0
ST | 0 | 0 | 0 | 0 | 0 | 0
STOG | 0 | 0 | 0 | 0 | 0 | 0
STWD | 0 | 0 | 0 | 0 | 0 | 0
WT | 0 | 0 | 0 | 0 | 0 | 0
IGCC | 0 | 0 | 0 | 0 | 0 | 0
DemandResponse | 0 | 0 | 0 | 0 | 0 | 0
IGCC-CCS | 0 | 0 | 0 | 0 | 0 | 0
WT_off | 0 | 0 | 0 | 0 | 0 | 0
PseudoUnit | 0 | 0 | 0 | 0 | 0 | 0
FixedInterchange | 0 | 0 | 0 | 0 | 0 | 0
NOx Emissions (MMshortTons): NWPP_NucRenew
ReportingType | 2015 | 2020 | 2025 | 2030 | 2035 | 2040
BM | 0 | 0 | 0 | 0 | 0 | 0
CC | 0 | 0 | 0 | 0 | 0 | 0
CSP | 0 | 0 | 0 | 0 | 0 | 0
CT | 0 | 0 | 0 | 0 | 0 | 0
Coal | 0 | 0 | 0 | 0 | 0 | 0
Geo | 0 | 0 | 0 | 0 | 0 | 0
H | 0 | 0 | 0 | 0 | 0 | 0
LFG | 0 | 0 | 0 | 0 | 0 | 0
Nuc | 0 | 0 | 0 | 0 | 0 | 0
PS | 0 | 0 | 0 | 0 | 0 | 0
PV | 0 | 0 | 0 | 0 | 0 | 0
PeakG | 0 | 0 | 0 | 0 | 0 | 0
PeakO | 0 | 0 | 0 | 0 | 0 | 0
ST | 0 | 0 | 0 | 0 | 0 | 0
STOG | 0 | 0 | 0 | 0 | 0 | 0
STWD | 0 | 0 | 0 | 0 | 0 | 0
WT | 0 | 0 | 0 | 0 | 0 | 0
IGCC | 0 | 0 | 0 | 0 | 0 | 0
DemandResponse | 0 | 0 | 0 | 0 | 0 | 0
IGCC-CCS | 0 | 0 | 0 | 0 | 0 | 0
WT_off | 0 | 0 | 0 | 0 | 0 | 0
PseudoUnit | 0 | 0 | 0 | 0 | 0 | 0
FixedInterchange | 0 | 0 | 0 | 0 | 0 | 0
NOx Emissions (MMshortTons): RMPA
ReportingType | 2015 | 2020 | 2025 | 2030 | 2035 | 2040
BM | 0 | 0 | 0 | 0 | 0 | 0
CC | 0 | 0 | 0 | 0 | 0 | 0
CSP | 0 | 0 | 0 | 0 | 0 | 0
CT | 0 | 0 | 0 | 0 | 0 | 0
Coal | 0.06 | 0.06 | 0.06 | 0.06 | 0.07 | 0.07
Geo | 0 | 0 | 0 | 0 | 0 | 0
H | 0 | 0 | 0 | 0 | 0 | 0
LFG | 0 | 0 | 0 | 0 | 0 | 0
Nuc | 0 | 0 | 0 | 0 | 0 | 0
PS | 0 | 0 | 0 | 0 | 0 | 0
PV | 0 | 0 | 0 | 0 | 0 | 0
PeakG | 0 | 0 | 0 | 0 | 0 | 0
PeakO | 0 | 0 | 0 | 0 | 0 | 0
ST | 0 | 0 | 0 | 0 | 0 | 0
STOG | 0 | 0 | 0 | 0 | 0 | 0
STWD | 0 | 0 | 0 | 0 | 0 | 0
WT | 0 | 0 | 0 | 0 | 0 | 0
IGCC | 0 | 0 | 0 | 0 | 0 | 0
DemandResponse | 0 | 0 | 0 | 0 | 0 | 0
IGCC-CCS | 0 | 0 | 0 | 0 | 0 | 0
WT_off | 0 | 0 | 0 | 0 | 0 | 0
PseudoUnit | 0 | 0 | 0 | 0 | 0 | 0
FixedInterchange | 0 | 0 | 0 | 0 | 0 | 0
NOx Emissions (MMshortTons): SP15
ReportingType | 2015 | 2020 | 2025 | 2030 | 2035 | 2040
BM | 0 | 0 | 0 | 0 | 0 | 0
CC | 0 | 0 | 0 | 0 | 0 | 0
CSP | 0 | 0 | 0 | 0 | 0 | 0
CT | 0 | 0 | 0 | 0 | 0 | 0
Coal | 0 | 0 | 0 | 0 | 0 | 0
Geo | 0 | 0 | 0 | 0 | 0 | 0
H | 0 | 0 | 0 | 0 | 0 | 0
LFG | 0 | 0 | 0 | 0 | 0 | 0
Nuc | 0 | 0 | 0 | 0 | 0 | 0
PS | 0 | 0 | 0 | 0 | 0 | 0
PV | 0 | 0 | 0 | 0 | 0 | 0
PeakG | 0 | 0 | 0 | 0 | 0 | 0
PeakO | 0 | 0 | 0 | 0 | 0 | 0
ST | 0 | 0 | 0 | 0 | 0 | 0
STOG | 0 | 0 | 0 | 0 | 0 | 0
STWD | 0 | 0 | 0 | 0 | 0 | 0
WT | 0 | 0 | 0 | 0 | 0 | 0
IGCC | 0 | 0 | 0 | 0 | 0 | 0
DemandResponse | 0 | 0 | 0 | 0 | 0 | 0
IGCC-CCS | 0 | 0 | 0 | 0 | 0 | 0
WT_off | 0 | 0 | 0 | 0 | 0 | 0
PseudoUnit | 0 | 0 | 0 | 0 | 0 | 0
FixedInterchange | 0 | 0 | 0 | 0 | 0 | 0
NOx Emissions (MMshortTons): ALB
ReportingType | 2015 | 2020 | 2025 | 2030 | 2035 | 2040
BM | 0 | 0 | 0 | 0 | 0 | 0
CC | 0 | 0 | 0 | 0 | 0 | 0.01
CSP | 0 | 0 | 0 | 0 | 0 | 0
CT | 0 | 0 | 0 | 0 | 0 | 0
Coal | 0.01 | 0.01 | 0.01 | 0.01 | 0.01 | 0.01
Geo | 0 | 0 | 0 | 0 | 0 | 0
H | 0 | 0 | 0 | 0 | 0 | 0
LFG | 0 | 0 | 0 | 0 | 0 | 0
Nuc | 0 | 0 | 0 | 0 | 0 | 0
PS | 0 | 0 | 0 | 0 | 0 | 0
PV | 0 | 0 | 0 | 0 | 0 | 0
PeakG | 0 | 0 | 0 | 0 | 0 | 0
PeakO | 0 | 0 | 0 | 0 | 0 | 0
ST | 0 | 0 | 0 | 0 | 0 | 0
STOG | 0 | 0 | 0 | 0 | 0 | 0
STWD | 0 | 0 | 0 | 0 | 0 | 0
WT | 0 | 0 | 0 | 0 | 0 | 0
IGCC | 0 | 0 | 0 | 0 | 0 | 0
DemandResponse | 0 | 0 | 0 | 0 | 0 | 0
IGCC-CCS | 0 | 0 | 0 | 0 | 0 | 0
WT_off | 0 | 0 | 0 | 0 | 0 | 0
PseudoUnit | 0 | 0 | 0 | 0 | 0 | 0
FixedInterchange | 0 | 0 | 0 | 0 | 0 | 0
NOx Emissions (MMshortTons): BC
ReportingType | 2015 | 2020 | 2025 | 2030 | 2035 | 2040
BM | 0 | 0 | 0 | 0 | 0 | 0
CC | 0 | 0 | 0 | 0 | 0 | 0
CSP | 0 | 0 | 0 | 0 | 0 | 0
CT | 0 | 0 | 0 | 0 | 0 | 0
Coal | 0 | 0 | 0 | 0 | 0 | 0
Geo | 0 | 0 | 0 | 0 | 0 | 0
H | 0 | 0 | 0 | 0 | 0 | 0
LFG | 0 | 0 | 0 | 0 | 0 | 0
Nuc | 0 | 0 | 0 | 0 | 0 | 0
PS | 0 | 0 | 0 | 0 | 0 | 0
PV | 0 | 0 | 0 | 0 | 0 | 0
PeakG | 0 | 0 | 0 | 0 | 0 | 0
PeakO | 0 | 0 | 0 | 0 | 0 | 0
ST | 0 | 0 | 0 | 0 | 0 | 0
STOG | 0 | 0 | 0 | 0 | 0 | 0
STWD | 0 | 0 | 0 | 0 | 0 | 0
WT | 0 | 0 | 0 | 0 | 0 | 0
IGCC | 0 | 0 | 0 | 0 | 0 | 0
DemandResponse | 0 | 0 | 0 | 0 | 0 | 0
IGCC-CCS | 0 | 0 | 0 | 0 | 0 | 0
WT_off | 0 | 0 | 0 | 0 | 0 | 0
PseudoUnit | 0 | 0 | 0 | 0 | 0 | 0
FixedInterchange | 0 | 0 | 0 | 0 | 0 | 0
NOx Emissions (MMshortTons): HQ_IESO
ReportingType | 2015 | 2020 | 2025 | 2030 | 2035 | 2040
BM | 0 | 0 | 0 | 0 | 0 | 0
CC | 0 | 0 | 0 | 0 | 0 | 0
CSP | 0 | 0 | 0 | 0 | 0 | 0
CT | 0 | 0 | 0 | 0 | 0 | 0
Coal | 0 | 0 | 0 | 0 | 0 | 0
Geo | 0 | 0 | 0 | 0 | 0 | 0
H | 0 | 0 | 0 | 0 | 0 | 0
LFG | 0 | 0 | 0 | 0 | 0 | 0
Nuc | 0 | 0 | 0 | 0 | 0 | 0
PS | 0 | 0 | 0 | 0 | 0 | 0
PV | 0 | 0 | 0 | 0 | 0 | 0
PeakG | 0 | 0 | 0 | 0 | 0 | 0
PeakO | 0 | 0 | 0 | 0 | 0 | 0
ST | 0 | 0 | 0 | 0 | 0 | 0
STOG | 0 | 0 | 0 | 0 | 0 | 0
STWD | 0 | 0 | 0 | 0 | 0 | 0
WT | 0 | 0 | 0 | 0 | 0 | 0
IGCC | 0 | 0 | 0 | 0 | 0 | 0
DemandResponse | 0 | 0 | 0 | 0 | 0 | 0
IGCC-CCS | 0 | 0 | 0 | 0 | 0 | 0
WT_off | 0 | 0 | 0 | 0 | 0 | 0
PseudoUnit | 0 | 0 | 0 | 0 | 0 | 0
FixedInterchange | 0 | 0 | 0 | 0 | 0 | 0
NOx Emissions (MMshortTons): HQ_NEISO
ReportingType | 2015 | 2020 | 2025 | 2030 | 2035 | 2040
BM | 0 | 0 | 0 | 0 | 0 | 0
CC | 0 | 0 | 0 | 0 | 0 | 0
CSP | 0 | 0 | 0 | 0 | 0 | 0
CT | 0 | 0 | 0 | 0 | 0 | 0
Coal | 0 | 0 | 0 | 0 | 0 | 0
Geo | 0 | 0 | 0 | 0 | 0 | 0
H | 0 | 0 | 0 | 0 | 0 | 0
LFG | 0 | 0 | 0 | 0 | 0 | 0
Nuc | 0 | 0 | 0 | 0 | 0 | 0
PS | 0 | 0 | 0 | 0 | 0 | 0
PV | 0 | 0 | 0 | 0 | 0 | 0
PeakG | 0 | 0 | 0 | 0 | 0 | 0
PeakO | 0 | 0 | 0 | 0 | 0 | 0
ST | 0 | 0 | 0 | 0 | 0 | 0
STOG | 0 | 0 | 0 | 0 | 0 | 0
STWD | 0 | 0 | 0 | 0 | 0 | 0
WT | 0 | 0 | 0 | 0 | 0 | 0
IGCC | 0 | 0 | 0 | 0 | 0 | 0
DemandResponse | 0 | 0 | 0 | 0 | 0 | 0
IGCC-CCS | 0 | 0 | 0 | 0 | 0 | 0
WT_off | 0 | 0 | 0 | 0 | 0 | 0
PseudoUnit | 0 | 0 | 0 | 0 | 0 | 0
FixedInterchange | 0 | 0 | 0 | 0 | 0 | 0
NOx Emissions (MMshortTons): HQ_NY
ReportingType | 2015 | 2020 | 2025 | 2030 | 2035 | 2040
BM | 0 | 0 | 0 | 0 | 0 | 0
CC | 0 | 0 | 0 | 0 | 0 | 0
CSP | 0 | 0 | 0 | 0 | 0 | 0
CT | 0 | 0 | 0 | 0 | 0 | 0
Coal | 0 | 0 | 0 | 0 | 0 | 0
Geo | 0 | 0 | 0 | 0 | 0 | 0
H | 0 | 0 | 0 | 0 | 0 | 0
LFG | 0 | 0 | 0 | 0 | 0 | 0
Nuc | 0 | 0 | 0 | 0 | 0 | 0
PS | 0 | 0 | 0 | 0 | 0 | 0
PV | 0 | 0 | 0 | 0 | 0 | 0
PeakG | 0 | 0 | 0 | 0 | 0 | 0
PeakO | 0 | 0 | 0 | 0 | 0 | 0
ST | 0 | 0 | 0 | 0 | 0 | 0
STOG | 0 | 0 | 0 | 0 | 0 | 0
STWD | 0 | 0 | 0 | 0 | 0 | 0
WT | 0 | 0 | 0 | 0 | 0 | 0
IGCC | 0 | 0 | 0 | 0 | 0 | 0
DemandResponse | 0 | 0 | 0 | 0 | 0 | 0
IGCC-CCS | 0 | 0 | 0 | 0 | 0 | 0
WT_off | 0 | 0 | 0 | 0 | 0 | 0
PseudoUnit | 0 | 0 | 0 | 0 | 0 | 0
FixedInterchange | 0 | 0 | 0 | 0 | 0 | 0
NOx Emissions (MMshortTons): MARITIMES
ReportingType | 2015 | 2020 | 2025 | 2030 | 2035 | 2040
BM | 0 | 0 | 0 | 0 | 0 | 0
CC | 0 | 0 | 0 | 0 | 0 | 0
CSP | 0 | 0 | 0 | 0 | 0 | 0
CT | 0 | 0 | 0 | 0 | 0 | 0
Coal | 0 | 0 | 0 | 0 | 0 | 0
Geo | 0 | 0 | 0 | 0 | 0 | 0
H | 0 | 0 | 0 | 0 | 0 | 0
LFG | 0 | 0 | 0 | 0 | 0 | 0
Nuc | 0 | 0 | 0 | 0 | 0 | 0
PS | 0 | 0 | 0 | 0 | 0 | 0
PV | 0 | 0 | 0 | 0 | 0 | 0
PeakG | 0 | 0 | 0 | 0 | 0 | 0
PeakO | 0 | 0 | 0 | 0 | 0 | 0
ST | 0 | 0 | 0 | 0 | 0 | 0
STOG | 0 | 0 | 0 | 0 | 0 | 0
STWD | 0 | 0 | 0 | 0 | 0 | 0
WT | 0 | 0 | 0 | 0 | 0 | 0
IGCC | 0 | 0 | 0 | 0 | 0 | 0
DemandResponse | 0 | 0 | 0 | 0 | 0 | 0
IGCC-CCS | 0 | 0 | 0 | 0 | 0 | 0
WT_off | 0 | 0 | 0 | 0 | 0 | 0
PseudoUnit | 0 | 0 | 0 | 0 | 0 | 0
FixedInterchange | 0 | 0 | 0 | 0 | 0 | 0
NOx Emissions (MMshortTons): All
ReportingType | 2015 | 2020 | 2025 | 2030 | 2035 | 2040
BM | 0 | 0 | 0 | 0 | 0 | 0
CC | 0.09 | 0.12 | 0.13 | 0.16 | 0.2 | 0.22
CSP | 0 | 0 | 0 | 0 | 0 | 0
CT | 0 | 0 | 0 | 0 | 0 | 0
Coal | 1.59 | 1.44 | 1.55 | 1.59 | 1.65 | 1.74
Geo | 0 | 0 | 0 | 0 | 0 | 0
H | 0 | 0 | 0 | 0 | 0 | 0
LFG | 0 | 0 | 0 | 0 | 0 | 0
Nuc | 0 | 0 | 0 | 0 | 0 | 0
PS | 0 | 0 | 0 | 0 | 0 | 0
PV | 0 | 0 | 0 | 0 | 0 | 0
PeakG | 0 | 0 | 0 | 0.01 | 0 | 0
PeakO | 0 | 0 | 0 | 0 | 0 | 0
ST | 0 | 0 | 0 | 0 | 0 | 0
STOG | 0.02 | 0.02 | 0.03 | 0.03 | 0.03 | 0.03
STWD | 0 | 0 | 0 | 0 | 0 | 0
WT | 0 | 0 | 0 | 0 | 0 | 0
IGCC | 0 | 0 | 0 | 0 | 0 | 0
DemandResponse | 0 | 0 | 0 | 0 | 0 | 0
IGCC-CCS | 0 | 0 | 0 | 0 | 0 | 0
WT_off | 0 | 0 | 0 | 0 | 0 | 0
PseudoUnit | 0 | 0 | 0 | 0 | 0 | 0
FixedInterchange | 0 | 0 | 0 | 0 | 0 | 0
NOx Emissions (MMshortTons): EI_US
ReportingType | 2015 | 2020 | 2025 | 2030 | 2035 | 2040
BM | 0 | 0 | 0 | 0 | 0 | 0
CC | 0.06 | 0.08 | 0.09 | 0.1 | 0.13 | 0.15
CSP | 0 | 0 | 0 | 0 | 0 | 0
CT | 0 | 0 | 0 | 0 | 0 | 0
Coal | 1.21 | 1.04 | 1.15 | 1.18 | 1.23 | 1.3
Geo | 0 | 0 | 0 | 0 | 0 | 0
H | 0 | 0 | 0 | 0 | 0 | 0
LFG | 0 | 0 | 0 | 0 | 0 | 0
Nuc | 0 | 0 | 0 | 0 | 0 | 0
PS | 0 | 0 | 0 | 0 | 0 | 0
PV | 0 | 0 | 0 | 0 | 0 | 0
PeakG | 0 | 0 | 0 | 0 | 0 | 0
PeakO | 0 | 0 | 0 | 0 | 0 | 0
ST | 0 | 0 | 0 | 0 | 0 | 0
STOG | 0.01 | 0.02 | 0.02 | 0.02 | 0.02 | 0.02
STWD | 0 | 0 | 0 | 0 | 0 | 0
WT | 0 | 0 | 0 | 0 | 0 | 0
IGCC | 0 | 0 | 0 | 0 | 0 | 0
DemandResponse | 0 | 0 | 0 | 0 | 0 | 0
IGCC-CCS | 0 | 0 | 0 | 0 | 0 | 0
WT_off | 0 | 0 | 0 | 0 | 0 | 0
PseudoUnit | 0 | 0 | 0 | 0 | 0 | 0
FixedInterchange | 0 | 0 | 0 | 0 | 0 | 0
NOx Emissions (MMshortTons): EI_Canada
ReportingType | 2015 | 2020 | 2025 | 2030 | 2035 | 2040
BM | 0 | 0 | 0 | 0 | 0 | 0
CC | 0 | 0 | 0 | 0 | 0.01 | 0.01
CSP | 0 | 0 | 0 | 0 | 0 | 0
CT | 0 | 0 | 0 | 0 | 0 | 0
Coal | 0 | 0 | 0 | 0 | 0 | 0
Geo | 0 | 0 | 0 | 0 | 0 | 0
H | 0 | 0 | 0 | 0 | 0 | 0
LFG | 0 | 0 | 0 | 0 | 0 | 0
Nuc | 0 | 0 | 0 | 0 | 0 | 0
PS | 0 | 0 | 0 | 0 | 0 | 0
PV | 0 | 0 | 0 | 0 | 0 | 0
PeakG | 0 | 0 | 0 | 0 | 0 | 0
PeakO | 0 | 0 | 0 | 0 | 0 | 0
ST | 0 | 0 | 0 | 0 | 0 | 0
STOG | 0 | 0 | 0 | 0 | 0 | 0
STWD | 0 | 0 | 0 | 0 | 0 | 0
WT | 0 | 0 | 0 | 0 | 0 | 0
IGCC | 0 | 0 | 0 | 0 | 0 | 0
DemandResponse | 0 | 0 | 0 | 0 | 0 | 0
IGCC-CCS | 0 | 0 | 0 | 0 | 0 | 0
WT_off | 0 | 0 | 0 | 0 | 0 | 0
PseudoUnit | 0 | 0 | 0 | 0 | 0 | 0
FixedInterchange | 0 | 0 | 0 | 0 | 0 | 0
NOx Emissions (MMshortTons): EI
ReportingType | 2015 | 2020 | 2025 | 2030 | 2035 | 2040
BM | 0 | 0 | 0 | 0 | 0 | 0
CC | 0.06 | 0.08 | 0.09 | 0.11 | 0.13 | 0.15
CSP | 0 | 0 | 0 | 0 | 0 | 0
CT | 0 | 0 | 0 | 0 | 0 | 0
Coal | 1.21 | 1.04 | 1.15 | 1.18 | 1.24 | 1.31
Geo | 0 | 0 | 0 | 0 | 0 | 0
H | 0 | 0 | 0 | 0 | 0 | 0
LFG | 0 | 0 | 0 | 0 | 0 | 0
Nuc | 0 | 0 | 0 | 0 | 0 | 0
PS | 0 | 0 | 0 | 0 | 0 | 0
PV | 0 | 0 | 0 | 0 | 0 | 0
PeakG | 0 | 0 | 0 | 0 | 0 | 0
PeakO | 0 | 0 | 0 | 0 | 0 | 0
ST | 0 | 0 | 0 | 0 | 0 | 0
STOG | 0.01 | 0.02 | 0.02 | 0.02 | 0.02 | 0.02
STWD | 0 | 0 | 0 | 0 | 0 | 0
WT | 0 | 0 | 0 | 0 | 0 | 0
IGCC | 0 | 0 | 0 | 0 | 0 | 0
DemandResponse | 0 | 0 | 0 | 0 | 0 | 0
IGCC-CCS | 0 | 0 | 0 | 0 | 0 | 0
WT_off | 0 | 0 | 0 | 0 | 0 | 0
PseudoUnit | 0 | 0 | 0 | 0 | 0 | 0
FixedInterchange | 0 | 0 | 0 | 0 | 0 | 0
NOx Emissions (MMshortTons): Outside_EI
ReportingType | 2015 | 2020 | 2025 | 2030 | 2035 | 2040
BM | 0 | 0 | 0 | 0 | 0 | 0
CC | 0.04 | 0.04 | 0.04 | 0.05 | 0.06 | 0.07
CSP | 0 | 0 | 0 | 0 | 0 | 0
CT | 0 | 0 | 0 | 0 | 0 | 0
Coal | 0.39 | 0.39 | 0.4 | 0.41 | 0.41 | 0.43
Geo | 0 | 0 | 0 | 0 | 0 | 0
H | 0 | 0 | 0 | 0 | 0 | 0
LFG | 0 | 0 | 0 | 0 | 0 | 0
Nuc | 0 | 0 | 0 | 0 | 0 | 0
PS | 0 | 0 | 0 | 0 | 0 | 0
PV | 0 | 0 | 0 | 0 | 0 | 0
PeakG | 0 | 0 | 0 | 0 | 0 | 0
PeakO | 0 | 0 | 0 | 0 | 0 | 0
ST | 0 | 0 | 0 | 0 | 0 | 0
STOG | 0.01 | 0.01 | 0.01 | 0.01 | 0.01 | 0.01
STWD | 0 | 0 | 0 | 0 | 0 | 0
WT | 0 | 0 | 0 | 0 | 0 | 0
IGCC | 0 | 0 | 0 | 0 | 0 | 0
DemandResponse | 0 | 0 | 0 | 0 | 0 | 0
IGCC-CCS | 0 | 0 | 0 | 0 | 0 | 0
WT_off | 0 | 0 | 0 | 0 | 0 | 0
PseudoUnit | 0 | 0 | 0 | 0 | 0 | 0
FixedInterchange | 0 | 0 | 0 | 0 | 0 | 0
CO2 Emissions (MMshortTons): Entergy
ReportingType | 2015 | 2020 | 2025 | 2030 | 2035 | 2040
BM | 0 | 0 | 0 | 0 | 0 | 0
CC | 31.2 | 43.78 | 44.84 | 49.55 | 58.37 | 66.5
CSP | 0 | 0 | 0 | 0 | 0 | 0
CT | 0 | 0 | 0 | 0 | 0 | 0
Coal | 64.41 | 50.46 | 60.91 | 64.26 | 64.26 | 64.26
Geo | 0 | 0 | 0 | 0 | 0 | 0
H | 0 | 0 | 0 | 0 | 0 | 0
LFG | 0 | 0 | 0 | 0 | 0 | 0
Nuc | 0 | 0 | 0 | 0 | 0 | 0
PS | 0 | 0 | 0 | 0 | 0 | 0
PV | 0 | 0 | 0 | 0 | 0 | 0
PeakG | 0 | 0 | 0.04 | 0.02 | 0.02 | 0.02
PeakO | 0 | 0 | 0 | 0 | 0 | 0
ST | 0 | 0 | 0 | 0 | 0 | 0
STOG | 1.09 | 1.16 | 1.23 | 1.37 | 1.35 | 1.21
STWD | 0 | 0 | 0 | 0 | 0 | 0
WT | 0 | 0 | 0 | 0 | 0 | 0
IGCC | 0 | 0 | 0 | 0 | 0 | 0
DemandResponse | 0 | 0 | 0 | 0 | 0 | 0
IGCC-CCS | 0 | 0 | 0 | 0 | 0 | 0
WT_off | 0 | 0 | 0 | 0 | 0 | 0
PseudoUnit | 0 | 0 | 0 | 0 | 0 | 0
FixedInterchange | 0 | 0 | 0 | 0 | 0 | 0
CO2 Emissions (MMshortTons): FRCC
ReportingType | 2015 | 2020 | 2025 | 2030 | 2035 | 2040
BM | 0 | 0 | 0 | 0 | 0 | 0
CC | 65.75 | 79.78 | 89.18 | 103.36 | 123.71 | 146.09
CSP | 0 | 0 | 0 | 0 | 0 | 0
CT | 0.63 | 0.53 | 0.53 | 0.33 | 0.2 | 0.09
Coal | 58.95 | 56.64 | 62.41 | 62.86 | 63.38 | 63.98
Geo | 0 | 0 | 0 | 0 | 0 | 0
H | 0 | 0 | 0 | 0 | 0 | 0
LFG | 0 | 0 | 0 | 0 | 0 | 0
Nuc | 0 | 0 | 0 | 0 | 0 | 0
PS | 0 | 0 | 0 | 0 | 0 | 0
PV | 0 | 0 | 0 | 0 | 0 | 0
PeakG | 0.25 | 0.19 | 0.24 | 0.12 | 0.08 | 0.06
PeakO | 0 | 0 | 0 | 0 | 0 | 0
ST | 0 | 0 | 0 | 0 | 0 | 0
STOG | 4.03 | 2.89 | 2.69 | 2.36 | 1.88 | 1.31
STWD | 0 | 0 | 0 | 0 | 0 | 0
WT | 0 | 0 | 0 | 0 | 0 | 0
IGCC | 0 | 0 | 0 | 0 | 0 | 0
DemandResponse | 0 | 0 | 0 | 0 | 0 | 0
IGCC-CCS | 0 | 0 | 0 | 0 | 0 | 0
WT_off | 0 | 0 | 0 | 0 | 0 | 0
PseudoUnit | 0 | 0 | 0 | 0 | 0 | 0
FixedInterchange | 0 | 0 | 0 | 0 | 0 | 0
CO2 Emissions (MMshortTons): MAPP_US
ReportingType | 2015 | 2020 | 2025 | 2030 | 2035 | 2040
BM | 0 | 0 | 0 | 0 | 0 | 0
CC | 0.09 | 0.09 | 0.13 | 0.21 | 0.16 | 0.12
CSP | 0 | 0 | 0 | 0 | 0 | 0
CT | 0 | 0 | 0 | 0.08 | 0.1 | 0.01
Coal | 23.68 | 24.39 | 25.31 | 25.96 | 30.02 | 33.56
Geo | 0 | 0 | 0 | 0 | 0 | 0
H | 0 | 0 | 0 | 0 | 0 | 0
LFG | 0 | 0 | 0 | 0 | 0 | 0
Nuc | 0 | 0 | 0 | 0 | 0 | 0
PS | 0 | 0 | 0 | 0 | 0 | 0
PV | 0 | 0 | 0 | 0 | 0 | 0
PeakG | 0.03 | 0.04 | 0.09 | 0.12 | 0.21 | 0.12
PeakO | 0 | 0 | 0 | 0 | 0 | 0
ST | 0 | 0 | 0 | 0 | 0 | 0
STOG | 0 | 0 | 0 | 0 | 0 | 0
STWD | 0 | 0 | 0 | 0 | 0 | 0
WT | 0 | 0 | 0 | 0 | 0 | 0
IGCC | 0 | 0 | 0 | 0 | 0 | 0
DemandResponse | 0 | 0 | 0 | 0 | 0 | 0
IGCC-CCS | 0 | 0 | 0 | 0 | 0 | 0
WT_off | 0 | 0 | 0 | 0 | 0 | 0
PseudoUnit | 0 | 0 | 0 | 0 | 0 | 0
FixedInterchange | 0 | 0 | 0 | 0 | 0 | 0
CO2 Emissions (MMshortTons): MISO_IN
ReportingType | 2015 | 2020 | 2025 | 2030 | 2035 | 2040
BM | 0 | 0 | 0 | 0 | 0 | 0
CC | 1.96 | 23.31 | 26.75 | 34.69 | 38.96 | 41.86
CSP | 0 | 0 | 0 | 0 | 0 | 0
CT | 0 | 0 | 0 | 0 | 0 | 0
Coal | 90.52 | 90.34 | 95.42 | 99.32 | 101.38 | 104.97
Geo | 0 | 0 | 0 | 0 | 0 | 0
H | 0 | 0 | 0 | 0 | 0 | 0
LFG | 0 | 0 | 0 | 0 | 0 | 0
Nuc | 0 | 0 | 0 | 0 | 0 | 0
PS | 0 | 0 | 0 | 0 | 0 | 0
PV | 0 | 0 | 0 | 0 | 0 | 0
PeakG | 0 | 0.02 | 0.06 | 0.06 | 0.06 | 0.06
PeakO | 0 | 0 | 0 | 0 | 0 | 0
ST | 0 | 0 | 0 | 0 | 0 | 0
STOG | 0.03 | 0.04 | 0.04 | 0.07 | 0.04 | 0.04
STWD | 0 | 0 | 0 | 0 | 0 | 0
WT | 0 | 0 | 0 | 0 | 0 | 0
IGCC | 4.15 | 4.15 | 4.15 | 4.15 | 4.15 | 4.15
DemandResponse | 0 | 0 | 0 | 0 | 0 | 0
IGCC-CCS | 0 | 0 | 0 | 0 | 0 | 0
WT_off | 0 | 0 | 0 | 0 | 0 | 0
PseudoUnit | 0 | 0 | 0 | 0 | 0 | 0
FixedInterchange | 0 | 0 | 0 | 0 | 0 | 0
CO2 Emissions (MMshortTons): MISO_MI
ReportingType | 2015 | 2020 | 2025 | 2030 | 2035 | 2040
BM | 0 | 0 | 0 | 0 | 0 | 0
CC | 6.63 | 6.26 | 6.48 | 6.63 | 12.67 | 17.55
CSP | 0 | 0 | 0 | 0 | 0 | 0
CT | 0 | 0 | 0 | 0 | 0 | 0
Coal | 64.9 | 45.1 | 50.45 | 51.8 | 51.62 | 51.62
Geo | 0 | 0 | 0 | 0 | 0 | 0
H | 0 | 0 | 0 | 0 | 0 | 0
LFG | 0 | 0 | 0 | 0 | 0 | 0
Nuc | 0 | 0 | 0 | 0 | 0 | 0
PS | 0 | 0 | 0 | 0 | 0 | 0
PV | 0 | 0 | 0 | 0 | 0 | 0
PeakG | 0.01 | 0.04 | 0.07 | 0.07 | 0.07 | 0.07
PeakO | 0 | 0 | 0 | 0 | 0 | 0
ST | 0 | 0 | 0 | 0 | 0 | 0
STOG | 0.13 | 0.38 | 0.38 | 0.42 | 0.28 | 0.31
STWD | 0 | 0 | 0 | 0 | 0 | 0
WT | 0 | 0 | 0 | 0 | 0 | 0
IGCC | 0 | 0 | 0 | 0 | 0 | 0
DemandResponse | 0 | 0 | 0 | 0 | 0 | 0
IGCC-CCS | 0 | 0 | 0 | 0 | 0 | 0
WT_off | 0 | 0 | 0 | 0 | 0 | 0
PseudoUnit | 0 | 0 | 0 | 0 | 0 | 0
FixedInterchange | 0 | 0 | 0 | 0 | 0 | 0
CO2 Emissions (MMshortTons): MISO_MO-IL
ReportingType | 2015 | 2020 | 2025 | 2030 | 2035 | 2040
BM | 0 | 0 | 0 | 0 | 0 | 0
CC | 1.33 | 2.02 | 1.19 | 1.13 | 1.04 | 0.79
CSP | 0 | 0 | 0 | 0 | 0 | 0
CT | 0 | 0 | 0 | 0 | 0 | 0
Coal | 107.79 | 85.43 | 96.03 | 99.42 | 107.14 | 107.02
Geo | 0 | 0 | 0 | 0 | 0 | 0
H | 0 | 0 | 0 | 0 | 0 | 0
LFG | 0 | 0 | 0 | 0 | 0 | 0
Nuc | 0 | 0 | 0 | 0 | 0 | 0
PS | 0 | 0 | 0 | 0 | 0 | 0
PV | 0 | 0 | 0 | 0 | 0 | 0
PeakG | 0.1 | 0.13 | 0.2 | 0.31 | 0.69 | 1.11
PeakO | 0 | 0 | 0 | 0 | 0 | 0
ST | 0 | 0 | 0 | 0 | 0 | 0
STOG | 0.04 | 0.04 | 0.06 | 0.09 | 0.04 | 0.07
STWD | 0 | 0 | 0 | 0 | 0 | 0
WT | 0 | 0 | 0 | 0 | 0 | 0
IGCC | 0 | 0 | 0 | 0 | 0 | 0
DemandResponse | 0 | 0 | 0 | 0 | 0 | 0
IGCC-CCS | 0 | 0 | 0 | 0 | 0 | 0
WT_off | 0 | 0 | 0 | 0 | 0 | 0
PseudoUnit | 0 | 0 | 0 | 0 | 0 | 0
FixedInterchange | 0 | 0 | 0 | 0 | 0 | 0
CO2 Emissions (MMshortTons): MISO_W
ReportingType | 2015 | 2020 | 2025 | 2030 | 2035 | 2040
BM | 0 | 0 | 0 | 0 | 0 | 0
CC | 4.9 | 4.69 | 3.34 | 3.07 | 2.84 | 1.4
CSP | 0 | 0 | 0 | 0 | 0 | 0
CT | 0 | 0 | 0 | 0 | 0 | 0
Coal | 102.87 | 89.28 | 92.44 | 92.69 | 119.54 | 174.52
Geo | 0 | 0 | 0 | 0 | 0 | 0
H | 0 | 0 | 0 | 0 | 0 | 0
LFG | 0 | 0 | 0 | 0 | 0 | 0
Nuc | 0 | 0 | 0 | 0 | 0 | 0
PS | 0 | 0 | 0 | 0 | 0 | 0
PV | 0 | 0 | 0 | 0 | 0 | 0
PeakG | 0.17 | 0.32 | 0.6 | 0.89 | 1.18 | 0.38
PeakO | 0 | 0 | 0 | 0 | 0 | 0
ST | 0 | 0 | 0 | 0 | 0 | 0
STOG | 0.01 | 0.01 | 0.01 | 0.02 | 0.02 | 0.01
STWD | 0 | 0 | 0 | 0 | 0 | 0
WT | 0 | 0 | 0 | 0 | 0 | 0
IGCC | 0 | 0 | 0 | 0 | 0 | 0
DemandResponse | 0 | 0 | 0 | 0 | 0 | 0
IGCC-CCS | 0 | 0 | 0 | 0 | 0 | 0
WT_off | 0 | 0 | 0 | 0 | 0 | 0
PseudoUnit | 0 | 0 | 0 | 0 | 0 | 0
FixedInterchange | 0 | 0 | 0 | 0 | 0 | 0
CO2 Emissions (MMshortTons): MISO_WUMS
ReportingType | 2015 | 2020 | 2025 | 2030 | 2035 | 2040
BM | 0 | 0 | 0 | 0 | 0 | 0
CC | 7.73 | 17.73 | 17.28 | 19.48 | 26.76 | 25.09
CSP | 0 | 0 | 0 | 0 | 0 | 0
CT | 0 | 0.16 | 0.24 | 0.27 | 0.36 | 0.46
Coal | 30.42 | 25.86 | 30.19 | 32.68 | 36.29 | 36.81
Geo | 0 | 0 | 0 | 0 | 0 | 0
H | 0 | 0 | 0 | 0 | 0 | 0
LFG | 0 | 0 | 0 | 0 | 0 | 0
Nuc | 0 | 0 | 0 | 0 | 0 | 0
PS | 0 | 0 | 0 | 0 | 0 | 0
PV | 0 | 0 | 0 | 0 | 0 | 0
PeakG | 0.02 | 0 | 0 | 0 | 0 | 0
PeakO | 0 | 0 | 0 | 0 | 0 | 0
ST | 0 | 0 | 0 | 0 | 0 | 0
STOG | 0 | 0 | 0 | 0 | 0 | 0
STWD | 0 | 0 | 0 | 0 | 0 | 0
WT | 0 | 0 | 0 | 0 | 0 | 0
IGCC | 0 | 0 | 0 | 0 | 0 | 0
DemandResponse | 0 | 0 | 0 | 0 | 0 | 0
IGCC-CCS | 0 | 0 | 0 | 0 | 0 | 0
WT_off | 0 | 0 | 0 | 0 | 0 | 0
PseudoUnit | 0 | 0 | 0 | 0 | 0 | 0
FixedInterchange | 0 | 0 | 0 | 0 | 0 | 0
CO2 Emissions (MMshortTons): Nebraska
ReportingType | 2015 | 2020 | 2025 | 2030 | 2035 | 2040
BM | 0 | 0 | 0 | 0 | 0 | 0
CC | 0.45 | 1.47 | 1.89 | 1.95 | 1.33 | 0.94
CSP | 0 | 0 | 0 | 0 | 0 | 0
CT | 0 | 0 | 0 | 0 | 0 | 0
Coal | 35.38 | 35.35 | 35.35 | 35.35 | 57.66 | 64.26
Geo | 0 | 0 | 0 | 0 | 0 | 0
H | 0 | 0 | 0 | 0 | 0 | 0
LFG | 0 | 0 | 0 | 0 | 0 | 0
Nuc | 0 | 0 | 0 | 0 | 0 | 0
PS | 0 | 0 | 0 | 0 | 0 | 0
PV | 0 | 0 | 0 | 0 | 0 | 0
PeakG | 0.06 | 0.03 | 0.13 | 0.17 | 0.09 | 0.01
PeakO | 0 | 0 | 0 | 0 | 0 | 0
ST | 0 | 0 | 0 | 0 | 0 | 0
STOG | 0.04 | 0.07 | 0.07 | 0.07 | 0.02 | 0
STWD | 0 | 0 | 0 | 0 | 0 | 0
WT | 0 | 0 | 0 | 0 | 0 | 0
IGCC | 0 | 0 | 0 | 0 | 0 | 0
DemandResponse | 0 | 0 | 0 | 0 | 0 | 0
IGCC-CCS | 0 | 0 | 0 | 0 | 0 | 0
WT_off | 0 | 0 | 0 | 0 | 0 | 0
PseudoUnit | 0 | 0 | 0 | 0 | 0 | 0
FixedInterchange | 0 | 0 | 0 | 0 | 0 | 0
CO2 Emissions (MMshortTons): NEISO
ReportingType | 2015 | 2020 | 2025 | 2030 | 2035 | 2040
BM | 0 | 0 | 0 | 0 | 0 | 0
CC | 21.56 | 21 | 23.51 | 27.29 | 34.43 | 39.48
CSP | 0 | 0 | 0 | 0 | 0 | 0
CT | 0 | 0 | 0.02 | 0.06 | 0.2 | 0.19
Coal | 0.01 | 0 | 0 | 0 | 0 | 0
Geo | 0 | 0 | 0 | 0 | 0 | 0
H | 0 | 0 | 0 | 0 | 0 | 0
LFG | 0 | 0 | 0 | 0 | 0 | 0
Nuc | 0 | 0 | 0 | 0 | 0 | 0
PS | 0 | 0 | 0 | 0 | 0 | 0
PV | 0 | 0 | 0 | 0 | 0 | 0
PeakG | 0.01 | 0.02 | 0.02 | 0.07 | 0.07 | 0.07
PeakO | 0 | 0 | 0 | 0 | 0 | 0
ST | 0 | 0 | 0 | 0 | 0 | 0
STOG | 0 | 0 | 0 | 0 | 0 | 0
STWD | 0 | 0 | 0 | 0 | 0 | 0
WT | 0 | 0 | 0 | 0 | 0 | 0
IGCC | 0 | 0 | 0 | 0 | 0 | 0
DemandResponse | 0 | 0 | 0 | 0 | 0 | 0
IGCC-CCS | 0 | 0 | 0 | 0 | 0 | 0
WT_off | 0 | 0 | 0 | 0 | 0 | 0
PseudoUnit | 0 | 0 | 0 | 0 | 0 | 0
FixedInterchange | 0 | 0 | 0 | 0 | 0 | 0
CO2 Emissions (MMshortTons): NonRTO_Midwest
ReportingType | 2015 | 2020 | 2025 | 2030 | 2035 | 2040
BM | 0 | 0 | 0 | 0 | 0 | 0
CC | 0 | 1.28 | 2.55 | 3.92 | 5.83 | 7.6
CSP | 0 | 0 | 0 | 0 | 0 | 0
CT | 0 | 0.07 | 0.09 | 0.23 | 0.13 | 0.47
Coal | 65.52 | 69.64 | 71.91 | 73.3 | 75.39 | 76.1
Geo | 0 | 0 | 0 | 0 | 0 | 0
H | 0 | 0 | 0 | 0 | 0 | 0
LFG | 0 | 0 | 0 | 0 | 0 | 0
Nuc | 0 | 0 | 0 | 0 | 0 | 0
PS | 0 | 0 | 0 | 0 | 0 | 0
PV | 0 | 0 | 0 | 0 | 0 | 0
PeakG | 0.1 | 0.12 | 0.13 | 0.2 | 0.1 | 0.08
PeakO | 0 | 0 | 0 | 0 | 0 | 0
ST | 0 | 0 | 0 | 0 | 0 | 0
STOG | 0 | 0 | 0 | 0 | 0 | 0
STWD | 0 | 0 | 0 | 0 | 0 | 0
WT | 0 | 0 | 0 | 0 | 0 | 0
IGCC | 0 | 0 | 0 | 0 | 0 | 0
DemandResponse | 0 | 0 | 0 | 0 | 0 | 0
IGCC-CCS | 0 | 0 | 0 | 0 | 0 | 0
WT_off | 0 | 0 | 0 | 0 | 0 | 0
PseudoUnit | 0 | 0 | 0 | 0 | 0 | 0
FixedInterchange | 0 | 0 | 0 | 0 | 0 | 0
CO2 Emissions (MMshortTons): NYISO_A-F
ReportingType | 2015 | 2020 | 2025 | 2030 | 2035 | 2040
BM | 0 | 0 | 0 | 0 | 0 | 0
CC | 3.77 | 7.07 | 7.96 | 5.88 | 5.42 | 8.92
CSP | 0 | 0 | 0 | 0 | 0 | 0
CT | 0 | 0 | 0 | 0 | 0 | 0
Coal | 0 | 0 | 0 | 0 | 0 | 0
Geo | 0 | 0 | 0 | 0 | 0 | 0
H | 0 | 0 | 0 | 0 | 0 | 0
LFG | 0 | 0 | 0 | 0 | 0 | 0
Nuc | 0 | 0 | 0 | 0 | 0 | 0
PS | 0 | 0 | 0 | 0 | 0 | 0
PV | 0 | 0 | 0 | 0 | 0 | 0
PeakG | 0 | 0 | 0 | 0 | 0 | 0
PeakO | 0 | 0 | 0 | 0 | 0 | 0
ST | 0 | 0 | 0 | 0 | 0 | 0
STOG | 0 | 0 | 0 | 0 | 0 | 0
STWD | 0 | 0 | 0 | 0 | 0 | 0
WT | 0 | 0 | 0 | 0 | 0 | 0
IGCC | 0 | 0 | 0 | 0 | 0 | 0
DemandResponse | 0 | 0 | 0 | 0 | 0 | 0
IGCC-CCS | 0 | 0 | 0 | 0 | 0 | 0
WT_off | 0 | 0 | 0 | 0 | 0 | 0
PseudoUnit | 0 | 0 | 0 | 0 | 0 | 0
FixedInterchange | 0 | 0 | 0 | 0 | 0 | 0
CO2 Emissions (MMshortTons): NYISO_G-I
ReportingType | 2015 | 2020 | 2025 | 2030 | 2035 | 2040
BM | 0 | 0 | 0 | 0 | 0 | 0
CC | 3.12 | 5.08 | 10.11 | 15.62 | 23.92 | 29.22
CSP | 0 | 0 | 0 | 0 | 0 | 0
CT | 0 | 0 | 0 | 0 | 0 | 0
Coal | 0 | 0 | 0 | 0 | 0 | 0
Geo | 0 | 0 | 0 | 0 | 0 | 0
H | 0 | 0 | 0 | 0 | 0 | 0
LFG | 0 | 0 | 0 | 0 | 0 | 0
Nuc | 0 | 0 | 0 | 0 | 0 | 0
PS | 0 | 0 | 0 | 0 | 0 | 0
PV | 0 | 0 | 0 | 0 | 0 | 0
PeakG | 0 | 0 | 0 | 0 | 0 | 0
PeakO | 0 | 0 | 0 | 0 | 0 | 0
ST | 0 | 0 | 0 | 0 | 0 | 0
STOG | 0.02 | 0.08 | 0.08 | 0.08 | 0.13 | 0.15
STWD | 0 | 0 | 0 | 0 | 0 | 0
WT | 0 | 0 | 0 | 0 | 0 | 0
IGCC | 0 | 0 | 0 | 0 | 0 | 0
DemandResponse | 0 | 0 | 0 | 0 | 0 | 0
IGCC-CCS | 0 | 0 | 0 | 0 | 0 | 0
WT_off | 0 | 0 | 0 | 0 | 0 | 0
PseudoUnit | 0 | 0 | 0 | 0 | 0 | 0
FixedInterchange | 0 | 0 | 0 | 0 | 0 | 0
CO2 Emissions (MMshortTons): NYISO_J-K
ReportingType | 2015 | 2020 | 2025 | 2030 | 2035 | 2040
BM | 0 | 0 | 0 | 0 | 0 | 0
CC | 10.81 | 14.08 | 14.3 | 15.82 | 18.84 | 23.24
CSP | 0 | 0 | 0 | 0 | 0 | 0
CT | 0 | 0.01 | 0.03 | 0.06 | 0.22 | 0.29
Coal | 0 | 0 | 0 | 0 | 0 | 0
Geo | 0 | 0 | 0 | 0 | 0 | 0
H | 0 | 0 | 0 | 0 | 0 | 0
LFG | 0 | 0 | 0 | 0 | 0 | 0
Nuc | 0 | 0 | 0 | 0 | 0 | 0
PS | 0 | 0 | 0 | 0 | 0 | 0
PV | 0 | 0 | 0 | 0 | 0 | 0
PeakG | 0 | 0.06 | 0.11 | 0.2 | 0.19 | 0.24
PeakO | 0 | 0 | 0 | 0 | 0 | 0
ST | 0 | 0 | 0 | 0 | 0 | 0
STOG | 0.92 | 1.87 | 2.61 | 3.64 | 3.94 | 3.78
STWD | 0 | 0 | 0 | 0 | 0 | 0
WT | 0 | 0 | 0 | 0 | 0 | 0
IGCC | 0 | 0 | 0 | 0 | 0 | 0
DemandResponse | 0 | 0 | 0 | 0 | 0 | 0
IGCC-CCS | 0 | 0 | 0 | 0 | 0 | 0
WT_off | 0 | 0 | 0 | 0 | 0 | 0
PseudoUnit | 0 | 0 | 0 | 0 | 0 | 0
FixedInterchange | 0 | 0 | 0 | 0 | 0 | 0
CO2 Emissions (MMshortTons): PJM_E
ReportingType | 2015 | 2020 | 2025 | 2030 | 2035 | 2040
BM | 0 | 0 | 0 | 0 | 0 | 0
CC | 10.78 | 16.43 | 16.53 | 17.65 | 22.38 | 29.62
CSP | 0 | 0 | 0 | 0 | 0 | 0
CT | 0 | 0 | 0 | 0.16 | 0.82 | 0.73
Coal | 0.5 | 0.41 | 1.08 | 1.38 | 2 | 2.54
Geo | 0 | 0 | 0 | 0 | 0 | 0
H | 0 | 0 | 0 | 0 | 0 | 0
LFG | 0 | 0 | 0 | 0 | 0 | 0
Nuc | 0 | 0 | 0 | 0 | 0 | 0
PS | 0 | 0 | 0 | 0 | 0 | 0
PV | 0 | 0 | 0 | 0 | 0 | 0
PeakG | 0 | 0.05 | 0.31 | 0.33 | 0.47 | 0.6
PeakO | 0 | 0 | 0 | 0.01 | 0 | 0
ST | 0 | 0 | 0 | 0 | 0 | 0
STOG | 0.06 | 0.34 | 0.34 | 0.66 | 0.68 | 0.7
STWD | 0 | 0 | 0 | 0 | 0 | 0
WT | 0 | 0 | 0 | 0 | 0 | 0
IGCC | 0 | 0 | 0 | 0 | 0 | 0
DemandResponse | 0 | 0 | 0 | 0 | 0 | 0
IGCC-CCS | 0 | 0 | 0 | 0 | 0 | 0
WT_off | 0 | 0 | 0 | 0 | 0 | 0
PseudoUnit | 0 | 0 | 0 | 0 | 0 | 0
FixedInterchange | 0 | 0 | 0 | 0 | 0 | 0
CO2 Emissions (MMshortTons): PJM_ROM
ReportingType | 2015 | 2020 | 2025 | 2030 | 2035 | 2040
BM | 0 | 0 | 0 | 0 | 0 | 0
CC | 7.39 | 9.21 | 9.55 | 10.7 | 31.09 | 80.84
CSP | 0 | 0 | 0 | 0 | 0 | 0
CT | 0 | 0 | 0 | 0 | 0 | 0
Coal | 56.7 | 62.44 | 68.31 | 73.56 | 73.56 | 73.56
Geo | 0 | 0 | 0 | 0 | 0 | 0
H | 0 | 0 | 0 | 0 | 0 | 0
LFG | 0 | 0 | 0 | 0 | 0 | 0
Nuc | 0 | 0 | 0 | 0 | 0 | 0
PS | 0 | 0 | 0 | 0 | 0 | 0
PV | 0 | 0 | 0 | 0 | 0 | 0
PeakG | 0 | 0.01 | 0.04 | 0.04 | 0.1 | 0.04
PeakO | 0 | 0 | 0 | 0 | 0 | 0
ST | 0 | 0 | 0 | 0 | 0 | 0
STOG | 0.34 | 0.63 | 0.89 | 0.89 | 0.9 | 0.89
STWD | 0 | 0 | 0 | 0 | 0 | 0
WT | 0 | 0 | 0 | 0 | 0 | 0
IGCC | 0 | 0 | 0 | 0 | 0 | 0
DemandResponse | 0 | 0 | 0 | 0 | 0 | 0
IGCC-CCS | 0 | 0 | 0 | 0 | 0 | 0
WT_off | 0 | 0 | 0 | 0 | 0 | 0
PseudoUnit | 0 | 0 | 0 | 0 | 0 | 0
FixedInterchange | 0 | 0 | 0 | 0 | 0 | 0
CO2 Emissions (MMshortTons): PJM_ROR
ReportingType | 2015 | 2020 | 2025 | 2030 | 2035 | 2040
BM | 0 | 0 | 0 | 0 | 0 | 0
CC | 28.56 | 55.16 | 72.72 | 97.42 | 125.89 | 113.11
CSP | 0 | 0 | 0 | 0 | 0 | 0
CT | 0 | 0 | 0 | 0.22 | 0.11 | 0.64
Coal | 387.52 | 319.44 | 333.43 | 336.64 | 343.38 | 347.92
Geo | 0 | 0 | 0 | 0 | 0 | 0
H | 0 | 0 | 0 | 0 | 0 | 0
LFG | 0 | 0 | 0 | 0 | 0 | 0
Nuc | 0 | 0 | 0 | 0 | 0 | 0
PS | 0 | 0 | 0 | 0 | 0 | 0
PV | 0 | 0 | 0 | 0 | 0 | 0
PeakG | 0.79 | 0.77 | 0.79 | 0.76 | 0.53 | 0.56
PeakO | 0 | 0 | 0 | 0 | 0 | 0
ST | 0 | 0 | 0 | 0 | 0 | 0
STOG | 0.49 | 0.52 | 0.54 | 0.52 | 0.52 | 0.52
STWD | 0 | 0 | 0 | 0 | 0 | 0
WT | 0 | 0 | 0 | 0 | 0 | 0
IGCC | 0 | 0 | 0 | 0 | 0 | 0
DemandResponse | 0 | 0 | 0 | 0 | 0 | 0
IGCC-CCS | 0 | 0 | 0 | 0 | 0 | 0
WT_off | 0 | 0 | 0 | 0 | 0 | 0
PseudoUnit | 0 | 0 | 0 | 0 | 0 | 0
FixedInterchange | 0 | 0 | 0 | 0 | 0 | 0
CO2 Emissions (MMshortTons): SOCO
ReportingType | 2015 | 2020 | 2025 | 2030 | 2035 | 2040
BM | 0 | 0 | 0 | 0 | 0 | 0
CC | 52.72 | 59.98 | 62.21 | 72.9 | 84.71 | 76.36
CSP | 0 | 0 | 0 | 0 | 0 | 0
CT | 0 | 0 | 0 | 0 | 0.05 | 0.05
Coal | 102.6 | 102.57 | 124.01 | 126.19 | 131.68 | 212.16
Geo | 0 | 0 | 0 | 0 | 0 | 0
H | 0 | 0 | 0 | 0 | 0 | 0
LFG | 0 | 0 | 0 | 0 | 0 | 0
Nuc | 0 | 0 | 0 | 0 | 0 | 0
PS | 0 | 0 | 0 | 0 | 0 | 0
PV | 0 | 0 | 0 | 0 | 0 | 0
PeakG | 0.57 | 0.85 | 1.59 | 1.55 | 1.22 | 1.01
PeakO | 0 | 0 | 0 | 0 | 0 | 0
ST | 0 | 0 | 0 | 0 | 0 | 0
STOG | 0 | 0 | 0 | 0 | 0 | 0
STWD | 0 | 0 | 0 | 0 | 0 | 0
WT | 0 | 0 | 0 | 0 | 0 | 0
IGCC | 0 | 0 | 0 | 0 | 0 | 0
DemandResponse | 0 | 0 | 0 | 0 | 0 | 0
IGCC-CCS | 0 | 0 | 0 | 0 | 0 | 0
WT_off | 0 | 0 | 0 | 0 | 0 | 0
PseudoUnit | 0 | 0 | 0 | 0 | 0 | 0
FixedInterchange | 0 | 0 | 0 | 0 | 0 | 0
CO2 Emissions (MMshortTons): SPP_N
ReportingType | 2015 | 2020 | 2025 | 2030 | 2035 | 2040
BM | 0 | 0 | 0 | 0 | 0 | 0
CC | 4.07 | 10.56 | 11.56 | 16.99 | 12.42 | 10.54
CSP | 0 | 0 | 0 | 0 | 0 | 0
CT | 0 | 0 | 0 | 0.23 | 1.02 | 0.7
Coal | 68.81 | 64.63 | 64.93 | 65.43 | 65.43 | 85.82
Geo | 0 | 0 | 0 | 0 | 0 | 0
H | 0 | 0 | 0 | 0 | 0 | 0
LFG | 0 | 0 | 0 | 0 | 0 | 0
Nuc | 0 | 0 | 0 | 0 | 0 | 0
PS | 0 | 0 | 0 | 0 | 0 | 0
PV | 0 | 0 | 0 | 0 | 0 | 0
PeakG | 0.07 | 0.08 | 0.25 | 0.25 | 0.07 | 0.02
PeakO | 0 | 0 | 0 | 0 | 0 | 0
ST | 0 | 0 | 0 | 0 | 0 | 0
STOG | 0.28 | 0.44 | 0.45 | 0.46 | 0.76 | 0.45
STWD | 0 | 0 | 0 | 0 | 0 | 0
WT | 0 | 0 | 0 | 0 | 0 | 0
IGCC | 0 | 0 | 0 | 0 | 0 | 0
DemandResponse | 0 | 0 | 0 | 0 | 0 | 0
IGCC-CCS | 0 | 0 | 0 | 0 | 0 | 0
WT_off | 0 | 0 | 0 | 0 | 0 | 0
PseudoUnit | 0 | 0 | 0 | 0 | 0 | 0
FixedInterchange | 0 | 0 | 0 | 0 | 0 | 0
CO2 Emissions (MMshortTons): SPP_S
ReportingType | 2015 | 2020 | 2025 | 2030 | 2035 | 2040
BM | 0 | 0 | 0 | 0 | 0 | 0
CC | 21.63 | 29.24 | 30.66 | 35.67 | 30.42 | 22.73
CSP | 0 | 0 | 0 | 0 | 0 | 0
CT | 0 | 0 | 0 | 0 | 0 | 0
Coal | 92.21 | 80.14 | 95.56 | 96.66 | 99.9 | 99.9
Geo | 0 | 0 | 0 | 0 | 0 | 0
H | 0 | 0 | 0 | 0 | 0 | 0
LFG | 0 | 0 | 0 | 0 | 0 | 0
Nuc | 0 | 0 | 0 | 0 | 0 | 0
PS | 0 | 0 | 0 | 0 | 0 | 0
PV | 0 | 0 | 0 | 0 | 0 | 0
PeakG | 0 | 0 | 0 | 0 | 0 | 0
PeakO | 0 | 0 | 0 | 0 | 0 | 0
ST | 0 | 0 | 0 | 0 | 0 | 0
STOG | 1.8 | 2.07 | 2.42 | 2.41 | 2.02 | 2.01
STWD | 0 | 0 | 0 | 0 | 0 | 0
WT | 0 | 0 | 0 | 0 | 0 | 0
IGCC | 0 | 0 | 0 | 0 | 0 | 0
DemandResponse | 0 | 0 | 0 | 0 | 0 | 0
IGCC-CCS | 0 | 0 | 0 | 0 | 0 | 0
WT_off | 0 | 0 | 0 | 0 | 0 | 0
PseudoUnit | 0 | 0 | 0 | 0 | 0 | 0
FixedInterchange | 0 | 0 | 0 | 0 | 0 | 0
CO2 Emissions (MMshortTons): TVA
ReportingType | 2015 | 2020 | 2025 | 2030 | 2035 | 2040
BM | 0 | 0 | 0 | 0 | 0 | 0
CC | 8.14 | 18.32 | 22.16 | 27.47 | 27.39 | 22.59
CSP | 0 | 0 | 0 | 0 | 0 | 0
CT | 0.03 | 0.2 | 0.3 | 0.51 | 0.6 | 0.54
Coal | 96.55 | 80.71 | 85.73 | 86.66 | 121.5 | 161.82
Geo | 0 | 0 | 0 | 0 | 0 | 0
H | 0 | 0 | 0 | 0 | 0 | 0
LFG | 0 | 0 | 0 | 0 | 0 | 0
Nuc | 0 | 0 | 0 | 0 | 0 | 0
PS | 0 | 0 | 0 | 0 | 0 | 0
PV | 0 | 0 | 0 | 0 | 0 | 0
PeakG | 0 | 0 | 0.03 | 0.03 | 0.03 | 0.02
PeakO | 0 | 0 | 0 | 0 | 0 | 0
ST | 0 | 0 | 0 | 0 | 0 | 0
STOG | 0 | 0 | 0 | 0 | 0 | 0
STWD | 0 | 0 | 0 | 0 | 0 | 0
WT | 0 | 0 | 0 | 0 | 0 | 0
IGCC | 0 | 0 | 0 | 0 | 0 | 0
DemandResponse | 0 | 0 | 0 | 0 | 0 | 0
IGCC-CCS | 0 | 0 | 0 | 0 | 0 | 0
WT_off | 0 | 0 | 0 | 0 | 0 | 0
PseudoUnit | 0 | 0 | 0 | 0 | 0 | 0
FixedInterchange | 0 | 0 | 0 | 0 | 0 | 0
CO2 Emissions (MMshortTons): TVA_Transmission
ReportingType | 2015 | 2020 | 2025 | 2030 | 2035 | 2040
BM | 0 | 0 | 0 | 0 | 0 | 0
CC | 0 | 0 | 0 | 0 | 0 | 0
CSP | 0 | 0 | 0 | 0 | 0 | 0
CT | 0 | 0 | 0 | 0 | 0 | 0
Coal | 0 | 0 | 0 | 0 | 0 | 0
Geo | 0 | 0 | 0 | 0 | 0 | 0
H | 0 | 0 | 0 | 0 | 0 | 0
LFG | 0 | 0 | 0 | 0 | 0 | 0
Nuc | 0 | 0 | 0 | 0 | 0 | 0
PS | 0 | 0 | 0 | 0 | 0 | 0
PV | 0 | 0 | 0 | 0 | 0 | 0
PeakG | 0 | 0 | 0 | 0 | 0 | 0
PeakO | 0 | 0 | 0 | 0 | 0 | 0
ST | 0 | 0 | 0 | 0 | 0 | 0
STOG | 0 | 0 | 0 | 0 | 0 | 0
STWD | 0 | 0 | 0 | 0 | 0 | 0
WT | 0 | 0 | 0 | 0 | 0 | 0
IGCC | 0 | 0 | 0 | 0 | 0 | 0
DemandResponse | 0 | 0 | 0 | 0 | 0 | 0
IGCC-CCS | 0 | 0 | 0 | 0 | 0 | 0
WT_off | 0 | 0 | 0 | 0 | 0 | 0
PseudoUnit | 0 | 0 | 0 | 0 | 0 | 0
FixedInterchange | 0 | 0 | 0 | 0 | 0 | 0
CO2 Emissions (MMshortTons): VACAR
ReportingType | 2015 | 2020 | 2025 | 2030 | 2035 | 2040
BM | 0 | 0 | 0 | 0 | 0 | 0
CC | 30.78 | 35.64 | 34.2 | 41.44 | 60.1 | 82.49
CSP | 0 | 0 | 0 | 0 | 0 | 0
CT | 0.05 | 0.11 | 0.28 | 0.55 | 0.83 | 0.66
Coal | 69.83 | 71.41 | 92.87 | 102.72 | 112.28 | 113.8
Geo | 0 | 0 | 0 | 0 | 0 | 0
H | 0 | 0 | 0 | 0 | 0 | 0
LFG | 0 | 0 | 0 | 0 | 0 | 0
Nuc | 0 | 0 | 0 | 0 | 0 | 0
PS | 0 | 0 | 0 | 0 | 0 | 0
PV | 0 | 0 | 0 | 0 | 0 | 0
PeakG | 0.06 | 0.11 | 0.22 | 0.19 | 0.19 | 0.15
PeakO | 0 | 0 | 0 | 0 | 0 | 0
ST | 0 | 0 | 0 | 0 | 0 | 0
STOG | 0 | 0 | 0 | 0 | 0 | 0
STWD | 0 | 0 | 0 | 0 | 0 | 0
WT | 0 | 0 | 0 | 0 | 0 | 0
IGCC | 0 | 0 | 0 | 0 | 0 | 0
DemandResponse | 0 | 0 | 0 | 0 | 0 | 0
IGCC-CCS | 0 | 0 | 0 | 0 | 0 | 0
WT_off | 0 | 0 | 0 | 0 | 0 | 0
PseudoUnit | 0 | 0 | 0 | 0 | 0 | 0
FixedInterchange | 0 | 0 | 0 | 0 | 0 | 0
CO2 Emissions (MMshortTons): IESO
ReportingType | 2015 | 2020 | 2025 | 2030 | 2035 | 2040
BM | 0 | 0 | 0 | 0 | 0 | 0
CC | 0.56 | 1.88 | 4.08 | 8.86 | 20 | 31.56
CSP | 0 | 0 | 0 | 0 | 0 | 0
CT | 0 | 0 | 0 | 0.01 | 0.01 | 0.03
Coal | 0 | 0 | 0 | 0 | 0 | 0
Geo | 0 | 0 | 0 | 0 | 0 | 0
H | 0 | 0 | 0 | 0 | 0 | 0
LFG | 0 | 0 | 0 | 0 | 0 | 0
Nuc | 0 | 0 | 0 | 0 | 0 | 0
PS | 0 | 0 | 0 | 0 | 0 | 0
PV | 0 | 0 | 0 | 0 | 0 | 0
PeakG | 0 | 0 | 0 | 0.01 | 0.01 | 0.01
PeakO | 0 | 0 | 0 | 0 | 0 | 0
ST | 0 | 0 | 0 | 0 | 0 | 0
STOG | 0 | 0 | 0 | 0 | 0 | 0
STWD | 0 | 0 | 0 | 0 | 0 | 0
WT | 0 | 0 | 0 | 0 | 0 | 0
IGCC | 0 | 0 | 0 | 0 | 0 | 0
DemandResponse | 0 | 0 | 0 | 0 | 0 | 0
IGCC-CCS | 0 | 0 | 0 | 0 | 0 | 0
WT_off | 0 | 0 | 0 | 0 | 0 | 0
PseudoUnit | 0 | 0 | 0 | 0 | 0 | 0
FixedInterchange | 0 | 0 | 0 | 0 | 0 | 0
CO2 Emissions (MMshortTons): MAPP_CA
ReportingType | 2015 | 2020 | 2025 | 2030 | 2035 | 2040
BM | 0 | 0 | 0 | 0 | 0 | 0
CC | 5.06 | 7.77 | 9.86 | 12.86 | 15.43 | 15.7
CSP | 0 | 0 | 0 | 0 | 0 | 0
CT | 0 | 0 | 0 | 0 | 0 | 0.01
Coal | 0.09 | 0.18 | 0.5 | 2.39 | 3.74 | 4.23
Geo | 0 | 0 | 0 | 0 | 0 | 0
H | 0 | 0 | 0 | 0 | 0 | 0
LFG | 0 | 0 | 0 | 0 | 0 | 0
Nuc | 0 | 0 | 0 | 0 | 0 | 0
PS | 0 | 0 | 0 | 0 | 0 | 0
PV | 0 | 0 | 0 | 0 | 0 | 0
PeakG | 0 | 0 | 0 | 0 | 0 | 0
PeakO | 0 | 0 | 0 | 0 | 0 | 0
ST | 0 | 0 | 0 | 0 | 0 | 0
STOG | 0 | 0 | 0 | 0 | 0 | 0
STWD | 0 | 0 | 0 | 0 | 0 | 0
WT | 0 | 0 | 0 | 0 | 0 | 0
IGCC | 0 | 0 | 0 | 0 | 0 | 0
DemandResponse | 0 | 0 | 0 | 0 | 0 | 0
IGCC-CCS | 0 | 0 | 0 | 0 | 0 | 0
WT_off | 0 | 0 | 0 | 0 | 0 | 0
PseudoUnit | 0 | 0 | 0 | 0 | 0 | 0
FixedInterchange | 0 | 0 | 0 | 0 | 0 | 0
CO2 Emissions (MMshortTons): AZ_NM_SNV_Coal
ReportingType | 2015 | 2020 | 2025 | 2030 | 2035 | 2040
BM | 0 | 0 | 0 | 0 | 0 | 0
CC | 0 | 0 | 0 | 0 | 0 | 0
CSP | 0 | 0 | 0 | 0 | 0 | 0
CT | 0 | 0 | 0 | 0 | 0 | 0
Coal | 75.46 | 80.51 | 80.51 | 80.51 | 80.51 | 130.17
Geo | 0 | 0 | 0 | 0 | 0 | 0
H | 0 | 0 | 0 | 0 | 0 | 0
LFG | 0 | 0 | 0 | 0 | 0 | 0
Nuc | 0 | 0 | 0 | 0 | 0 | 0
PS | 0 | 0 | 0 | 0 | 0 | 0
PV | 0 | 0 | 0 | 0 | 0 | 0
PeakG | 0 | 0 | 0 | 0 | 0 | 0
PeakO | 0 | 0 | 0 | 0 | 0 | 0
ST | 0 | 0 | 0 | 0 | 0 | 0
STOG | 0 | 0 | 0 | 0 | 0 | 0
STWD | 0 | 0 | 0 | 0 | 0 | 0
WT | 0 | 0 | 0 | 0 | 0 | 0
IGCC | 0 | 0 | 0 | 0 | 0 | 0
DemandResponse | 0 | 0 | 0 | 0 | 0 | 0
IGCC-CCS | 0 | 0 | 0 | 0 | 0 | 0
WT_off | 0 | 0 | 0 | 0 | 0 | 0
PseudoUnit | 0 | 0 | 0 | 0 | 0 | 0
FixedInterchange | 0 | 0 | 0 | 0 | 0 | 0
CO2 Emissions (MMshortTons): AZ_NM_SNV_Gas
ReportingType | 2015 | 2020 | 2025 | 2030 | 2035 | 2040
BM | 0 | 0 | 0 | 0 | 0 | 0
CC | 46.3 | 51.35 | 58.9 | 77.25 | 96.85 | 97.9
CSP | 0 | 0 | 0 | 0 | 0 | 0
CT | 0 | 0 | 0.16 | 0.18 | 0 | 0
Coal | 0 | 0 | 0 | 0 | 0 | 0
Geo | 0 | 0 | 0 | 0 | 0 | 0
H | 0 | 0 | 0 | 0 | 0 | 0
LFG | 0 | 0 | 0 | 0 | 0 | 0
Nuc | 0 | 0 | 0 | 0 | 0 | 0
PS | 0 | 0 | 0 | 0 | 0 | 0
PV | 0 | 0 | 0 | 0 | 0 | 0
PeakG | 0 | 0 | 0.4 | 0.29 | 0 | 0
PeakO | 0 | 0 | 0 | 0 | 0 | 0
ST | 0 | 0 | 0 | 0 | 0 | 0
STOG | 0 | 0 | 0 | 0 | 0 | 0
STWD | 0 | 0 | 0 | 0 | 0 | 0
WT | 0 | 0 | 0 | 0 | 0 | 0
IGCC | 0 | 0 | 0 | 0 | 0 | 0
DemandResponse | 0 | 0 | 0 | 0 | 0 | 0
IGCC-CCS | 0 | 0 | 0 | 0 | 0 | 0
WT_off | 0 | 0 | 0 | 0 | 0 | 0
PseudoUnit | 0 | 0 | 0 | 0 | 0 | 0
FixedInterchange | 0 | 0 | 0 | 0 | 0 | 0
CO2 Emissions (MMshortTons): AZ_NM_SNV_NucRenew
ReportingType | 2015 | 2020 | 2025 | 2030 | 2035 | 2040
BM | 0 | 0 | 0 | 0 | 0 | 0
CC | 0 | 0 | 0 | 0 | 0 | 0
CSP | 0 | 0 | 0 | 0 | 0 | 0
CT | 0 | 0 | 0 | 0 | 0 | 0
Coal | 0 | 0 | 0 | 0 | 0 | 0
Geo | 0 | 0 | 0 | 0 | 0 | 0
H | 0 | 0 | 0 | 0 | 0 | 0
LFG | 0 | 0 | 0 | 0 | 0 | 0
Nuc | 0 | 0 | 0 | 0 | 0 | 0
PS | 0 | 0 | 0 | 0 | 0 | 0
PV | 0 | 0 | 0 | 0 | 0 | 0
PeakG | 0 | 0 | 0 | 0 | 0 | 0
PeakO | 0 | 0 | 0 | 0 | 0 | 0
ST | 0 | 0 | 0 | 0 | 0 | 0
STOG | 0 | 0 | 0 | 0 | 0 | 0
STWD | 0 | 0 | 0 | 0 | 0 | 0
WT | 0 | 0 | 0 | 0 | 0 | 0
IGCC | 0 | 0 | 0 | 0 | 0 | 0
DemandResponse | 0 | 0 | 0 | 0 | 0 | 0
IGCC-CCS | 0 | 0 | 0 | 0 | 0 | 0
WT_off | 0 | 0 | 0 | 0 | 0 | 0
PseudoUnit | 0 | 0 | 0 | 0 | 0 | 0
FixedInterchange | 0 | 0 | 0 | 0 | 0 | 0
CO2 Emissions (MMshortTons): ERCOT
ReportingType | 2015 | 2020 | 2025 | 2030 | 2035 | 2040
BM | 0 | 0 | 0 | 0 | 0 | 0
CC | 76.89 | 90.02 | 94.53 | 106.32 | 120.98 | 137.18
CSP | 0 | 0 | 0 | 0 | 0 | 0
CT | 0 | 0 | 0.01 | 0.01 | 0.01 | 0.01
Coal | 103.42 | 112.84 | 135.72 | 137.67 | 138.46 | 138.46
Geo | 0 | 0 | 0 | 0 | 0 | 0
H | 0 | 0 | 0 | 0 | 0 | 0
LFG | 0 | 0 | 0 | 0 | 0 | 0
Nuc | 0 | 0 | 0 | 0 | 0 | 0
PS | 0 | 0 | 0 | 0 | 0 | 0
PV | 0 | 0 | 0 | 0 | 0 | 0
PeakG | 0 | 0 | 0.06 | 0.06 | 0.05 | 0.05
PeakO | 0 | 0 | 0 | 0 | 0 | 0
ST | 0 | 0 | 0 | 0 | 0 | 0
STOG | 3.45 | 3.97 | 5.2 | 4.5 | 3.99 | 3.51
STWD | 0 | 0 | 0 | 0 | 0 | 0
WT | 0 | 0 | 0 | 0 | 0 | 0
IGCC | 0 | 0 | 0 | 0 | 0 | 0
DemandResponse | 0 | 0 | 0 | 0 | 0 | 0
IGCC-CCS | 0 | 0 | 0 | 0 | 0 | 0
WT_off | 0 | 0 | 0 | 0 | 0 | 0
PseudoUnit | 0 | 0 | 0 | 0 | 0 | 0
FixedInterchange | 0 | 0 | 0 | 0 | 0 | 0
CO2 Emissions (MMshortTons): NP15
ReportingType | 2015 | 2020 | 2025 | 2030 | 2035 | 2040
BM | 0 | 0 | 0 | 0 | 0 | 0
CC | 16.69 | 17.63 | 20.68 | 13.67 | 15.04 | 21.89
CSP | 0 | 0 | 0 | 0 | 0 | 0
CT | 0 | 0 | 0 | 0 | 0.06 | 0.08
Coal | 0.27 | 0 | 0 | 0 | 0 | 0
Geo | 0 | 0 | 0 | 0 | 0 | 0
H | 0 | 0 | 0 | 0 | 0 | 0
LFG | 0 | 0 | 0 | 0 | 0 | 0
Nuc | 0 | 0 | 0 | 0 | 0 | 0
PS | 0 | 0 | 0 | 0 | 0 | 0
PV | 0 | 0 | 0 | 0 | 0 | 0
PeakG | 0 | 0 | 0 | 0.04 | 0.14 | 0.17
PeakO | 0 | 0 | 0 | 0 | 0 | 0
ST | 0 | 0 | 0 | 0 | 0 | 0
STOG | 0.13 | 0.24 | 0.29 | 0.37 | 0.94 | 0.61
STWD | 0 | 0 | 0 | 0 | 0 | 0
WT | 0 | 0 | 0 | 0 | 0 | 0
IGCC | 0 | 0 | 0 | 0 | 0 | 0
DemandResponse | 0 | 0 | 0 | 0 | 0 | 0
IGCC-CCS | 0 | 0 | 0 | 0 | 0 | 0
WT_off | 0 | 0 | 0 | 0 | 0 | 0
PseudoUnit | 0 | 0 | 0 | 0 | 0 | 0
FixedInterchange | 0 | 0 | 0 | 0 | 0 | 0
CO2 Emissions (MMshortTons): NWPP_Coal
ReportingType | 2015 | 2020 | 2025 | 2030 | 2035 | 2040
BM | 0 | 0 | 0 | 0 | 0 | 0
CC | 0 | 0 | 0 | 0 | 0 | 0
CSP | 0 | 0 | 0 | 0 | 0 | 0
CT | 0 | 0 | 0 | 0 | 0 | 0
Coal | 102.51 | 102.64 | 102.64 | 102.64 | 102.13 | 101.92
Geo | 0 | 0 | 0 | 0 | 0 | 0
H | 0 | 0 | 0 | 0 | 0 | 0
LFG | 0 | 0 | 0 | 0 | 0 | 0
Nuc | 0 | 0 | 0 | 0 | 0 | 0
PS | 0 | 0 | 0 | 0 | 0 | 0
PV | 0 | 0 | 0 | 0 | 0 | 0
PeakG | 0 | 0 | 0 | 0 | 0 | 0
PeakO | 0 | 0 | 0 | 0 | 0 | 0
ST | 0 | 0 | 0 | 0 | 0 | 0
STOG | 0 | 0 | 0 | 0 | 0 | 0
STWD | 0 | 0 | 0 | 0 | 0 | 0
WT | 0 | 0 | 0 | 0 | 0 | 0
IGCC | 0 | 0 | 0 | 0 | 0 | 0
DemandResponse | 0 | 0 | 0 | 0 | 0 | 0
IGCC-CCS | 0 | 0 | 0 | 0 | 0 | 0
WT_off | 0 | 0 | 0 | 0 | 0 | 0
PseudoUnit | 0 | 0 | 0 | 0 | 0 | 0
FixedInterchange | 0 | 0 | 0 | 0 | 0 | 0
CO2 Emissions (MMshortTons): NWPP_Gas
ReportingType | 2015 | 2020 | 2025 | 2030 | 2035 | 2040
BM | 0 | 0 | 0 | 0 | 0 | 0
CC | 24.58 | 29.88 | 40.85 | 59.31 | 78.77 | 94.05
CSP | 0 | 0 | 0 | 0 | 0 | 0
CT | 0 | 0 | 0 | 0 | 0 | 0
Coal | 0 | 0 | 0 | 0 | 0 | 7.04
Geo | 0 | 0 | 0 | 0 | 0 | 0
H | 0 | 0 | 0 | 0 | 0 | 0
LFG | 0 | 0 | 0 | 0 | 0 | 0
Nuc | 0 | 0 | 0 | 0 | 0 | 0
PS | 0 | 0 | 0 | 0 | 0 | 0
PV | 0 | 0 | 0 | 0 | 0 | 0
PeakG | 0 | 0 | 0 | 0 | 0 | 0
PeakO | 0 | 0 | 0 | 0 | 0 | 0
ST | 0 | 0 | 0 | 0 | 0 | 0
STOG | 0 | 0 | 0 | 0 | 0 | 0
STWD | 0 | 0 | 0 | 0 | 0 | 0
WT | 0 | 0 | 0 | 0 | 0 | 0
IGCC | 0 | 0 | 0 | 0 | 0 | 0
DemandResponse | 0 | 0 | 0 | 0 | 0 | 0
IGCC-CCS | 0 | 0 | 0 | 0 | 0 | 0
WT_off | 0 | 0 | 0 | 0 | 0 | 0
PseudoUnit | 0 | 0 | 0 | 0 | 0 | 0
FixedInterchange | 0 | 0 | 0 | 0 | 0 | 0
CO2 Emissions (MMshortTons): NWPP_NucRenew
ReportingType | 2015 | 2020 | 2025 | 2030 | 2035 | 2040
BM | 0 | 0 | 0 | 0 | 0 | 0
CC | 0 | 0 | 0 | 0 | 0 | 0
CSP | 0 | 0 | 0 | 0 | 0 | 0
CT | 0 | 0 | 0 | 0 | 0 | 0
Coal | 0 | 0 | 0 | 0 | 0 | 0
Geo | 0 | 0 | 0 | 0 | 0 | 0
H | 0 | 0 | 0 | 0 | 0 | 0
LFG | 0 | 0 | 0 | 0 | 0 | 0
Nuc | 0 | 0 | 0 | 0 | 0 | 0
PS | 0 | 0 | 0 | 0 | 0 | 0
PV | 0 | 0 | 0 | 0 | 0 | 0
PeakG | 0 | 0 | 0 | 0 | 0 | 0
PeakO | 0 | 0 | 0 | 0 | 0 | 0
ST | 0 | 0 | 0 | 0 | 0 | 0
STOG | 0 | 0 | 0 | 0 | 0 | 0
STWD | 0 | 0 | 0 | 0 | 0 | 0
WT | 0 | 0 | 0 | 0 | 0 | 0
IGCC | 0 | 0 | 0 | 0 | 0 | 0
DemandResponse | 0 | 0 | 0 | 0 | 0 | 0
IGCC-CCS | 0 | 0 | 0 | 0 | 0 | 0
WT_off | 0 | 0 | 0 | 0 | 0 | 0
PseudoUnit | 0 | 0 | 0 | 0 | 0 | 0
FixedInterchange | 0 | 0 | 0 | 0 | 0 | 0
CO2 Emissions (MMshortTons): RMPA
ReportingType | 2015 | 2020 | 2025 | 2030 | 2035 | 2040
BM | 0 | 0 | 0 | 0 | 0 | 0
CC | 4.53 | 3.87 | 2.25 | 1.34 | 0.9 | 0.87
CSP | 0 | 0 | 0 | 0 | 0 | 0
CT | 0 | 0 | 0 | 0 | 0 | 0
Coal | 61.31 | 67.16 | 65.46 | 81.66 | 99.56 | 115.59
Geo | 0 | 0 | 0 | 0 | 0 | 0
H | 0 | 0 | 0 | 0 | 0 | 0
LFG | 0 | 0 | 0 | 0 | 0 | 0
Nuc | 0 | 0 | 0 | 0 | 0 | 0
PS | 0 | 0 | 0 | 0 | 0 | 0
PV | 0 | 0 | 0 | 0 | 0 | 0
PeakG | 0.01 | 0.03 | 0.04 | 0.05 | 0.05 | 0.07
PeakO | 0 | 0 | 0 | 0 | 0 | 0
ST | 0 | 0 | 0 | 0 | 0 | 0
STOG | 0 | 0 | 0 | 0 | 0 | 0
STWD | 0 | 0 | 0 | 0 | 0 | 0
WT | 0 | 0 | 0 | 0 | 0 | 0
IGCC | 0 | 0 | 0 | 0 | 0 | 0
DemandResponse | 0 | 0 | 0 | 0 | 0 | 0
IGCC-CCS | 0 | 0 | 0 | 0 | 0 | 0
WT_off | 0 | 0 | 0 | 0 | 0 | 0
PseudoUnit | 0 | 0 | 0 | 0 | 0 | 0
FixedInterchange | 0 | 0 | 0 | 0 | 0 | 0
CO2 Emissions (MMshortTons): SP15
ReportingType | 2015 | 2020 | 2025 | 2030 | 2035 | 2040
BM | 0 | 0 | 0 | 0 | 0 | 0
CC | 21.28 | 8.94 | 9.77 | 6.73 | 6.45 | 5.52
CSP | 0 | 0 | 0 | 0 | 0 | 0
CT | 0 | 0 | 0 | 0 | 0.14 | 0.35
Coal | 0.9 | 0.9 | 0.89 | 0.55 | 0.18 | 0.08
Geo | 0 | 0 | 0 | 0 | 0 | 0
H | 0 | 0 | 0 | 0 | 0 | 0
LFG | 0 | 0 | 0 | 0 | 0 | 0
Nuc | 0 | 0 | 0 | 0 | 0 | 0
PS | 0 | 0 | 0 | 0 | 0 | 0
PV | 0 | 0 | 0 | 0 | 0 | 0
PeakG | 0 | 0 | 0 | 0.02 | 0.04 | 0.03
PeakO | 0 | 0 | 0 | 0 | 0 | 0
ST | 0 | 0 | 0 | 0 | 0 | 0
STOG | 0.21 | 0.35 | 0.35 | 0.69 | 1.38 | 1.76
STWD | 0 | 0 | 0 | 0 | 0 | 0
WT | 0 | 0 | 0 | 0 | 0 | 0
IGCC | 0 | 0 | 0 | 0 | 0 | 0
DemandResponse | 0 | 0 | 0 | 0 | 0 | 0
IGCC-CCS | 0 | 0 | 0 | 0 | 0 | 0
WT_off | 0 | 0 | 0 | 0 | 0 | 0
PseudoUnit | 0 | 0 | 0 | 0 | 0 | 0
FixedInterchange | 0 | 0 | 0 | 0 | 0 | 0
CO2 Emissions (MMshortTons): ALB
ReportingType | 2015 | 2020 | 2025 | 2030 | 2035 | 2040
BM | 0 | 0 | 0 | 0 | 0 | 0
CC | 9.26 | 12.33 | 15.86 | 20.66 | 25.5 | 29.26
CSP | 0 | 0 | 0 | 0 | 0 | 0
CT | 0 | 0 | 0 | 0 | 0 | 0
Coal | 50 | 50 | 50 | 50 | 50 | 50
Geo | 0 | 0 | 0 | 0 | 0 | 0
H | 0 | 0 | 0 | 0 | 0 | 0
LFG | 0 | 0 | 0 | 0 | 0 | 0
Nuc | 0 | 0 | 0 | 0 | 0 | 0
PS | 0 | 0 | 0 | 0 | 0 | 0
PV | 0 | 0 | 0 | 0 | 0 | 0
PeakG | 0 | 0 | 0 | 0 | 0 | 0
PeakO | 0 | 0 | 0 | 0 | 0 | 0
ST | 0 | 0 | 0 | 0 | 0 | 0
STOG | 0 | 0 | 0 | 0 | 0 | 0
STWD | 0 | 0 | 0 | 0 | 0 | 0
WT | 0 | 0 | 0 | 0 | 0 | 0
IGCC | 0 | 0 | 0 | 0 | 0 | 0
DemandResponse | 0 | 0 | 0 | 0 | 0 | 0
IGCC-CCS | 0 | 0 | 0 | 0 | 0 | 0
WT_off | 0 | 0 | 0 | 0 | 0 | 0
PseudoUnit | 0 | 0 | 0 | 0 | 0 | 0
FixedInterchange | 0 | 0 | 0 | 0 | 0 | 0
CO2 Emissions (MMshortTons): BC
ReportingType | 2015 | 2020 | 2025 | 2030 | 2035 | 2040
BM | 0 | 0 | 0 | 0 | 0 | 0
CC | 5.03 | 8.56 | 12.37 | 17.23 | 19.19 | 23.05
CSP | 0 | 0 | 0 | 0 | 0 | 0
CT | 0 | 0 | 0 | 0 | 0 | 0
Coal | 0 | 0 | 0 | 0 | 0 | 0
Geo | 0 | 0 | 0 | 0 | 0 | 0
H | 0 | 0 | 0 | 0 | 0 | 0
LFG | 0 | 0 | 0 | 0 | 0 | 0
Nuc | 0 | 0 | 0 | 0 | 0 | 0
PS | 0 | 0 | 0 | 0 | 0 | 0
PV | 0 | 0 | 0 | 0 | 0 | 0
PeakG | 0 | 0 | 0 | 0 | 0 | 0
PeakO | 0 | 0 | 0 | 0 | 0 | 0
ST | 0 | 0 | 0 | 0 | 0 | 0
STOG | 0.4 | 0 | 0 | 0 | 0 | 0
STWD | 0 | 0 | 0 | 0 | 0 | 0
WT | 0 | 0 | 0 | 0 | 0 | 0
IGCC | 0 | 0 | 0 | 0 | 0 | 0
DemandResponse | 0 | 0 | 0 | 0 | 0 | 0
IGCC-CCS | 0 | 0 | 0 | 0 | 0 | 0
WT_off | 0 | 0 | 0 | 0 | 0 | 0
PseudoUnit | 0 | 0 | 0 | 0 | 0 | 0
FixedInterchange | 0 | 0 | 0 | 0 | 0 | 0
CO2 Emissions (MMshortTons): HQ_IESO
ReportingType | 2015 | 2020 | 2025 | 2030 | 2035 | 2040
BM | 0 | 0 | 0 | 0 | 0 | 0
CC | 0 | 0 | 0 | 0 | 0 | 0
CSP | 0 | 0 | 0 | 0 | 0 | 0
CT | 0 | 0 | 0 | 0 | 0 | 0
Coal | 0 | 0 | 0 | 0 | 0 | 0
Geo | 0 | 0 | 0 | 0 | 0 | 0
H | 0 | 0 | 0 | 0 | 0 | 0
LFG | 0 | 0 | 0 | 0 | 0 | 0
Nuc | 0 | 0 | 0 | 0 | 0 | 0
PS | 0 | 0 | 0 | 0 | 0 | 0
PV | 0 | 0 | 0 | 0 | 0 | 0
PeakG | 0 | 0 | 0 | 0 | 0 | 0
PeakO | 0 | 0 | 0 | 0 | 0 | 0
ST | 0 | 0 | 0 | 0 | 0 | 0
STOG | 0 | 0 | 0 | 0 | 0 | 0
STWD | 0 | 0 | 0 | 0 | 0 | 0
WT | 0 | 0 | 0 | 0 | 0 | 0
IGCC | 0 | 0 | 0 | 0 | 0 | 0
DemandResponse | 0 | 0 | 0 | 0 | 0 | 0
IGCC-CCS | 0 | 0 | 0 | 0 | 0 | 0
WT_off | 0 | 0 | 0 | 0 | 0 | 0
PseudoUnit | 0 | 0 | 0 | 0 | 0 | 0
FixedInterchange | 0 | 0 | 0 | 0 | 0 | 0
CO2 Emissions (MMshortTons): HQ_NEISO
ReportingType | 2015 | 2020 | 2025 | 2030 | 2035 | 2040
BM | 0 | 0 | 0 | 0 | 0 | 0
CC | 0 | 0 | 0 | 0 | 0 | 0
CSP | 0 | 0 | 0 | 0 | 0 | 0
CT | 0 | 0 | 0 | 0 | 0 | 0
Coal | 0 | 0 | 0 | 0 | 0 | 0
Geo | 0 | 0 | 0 | 0 | 0 | 0
H | 0 | 0 | 0 | 0 | 0 | 0
LFG | 0 | 0 | 0 | 0 | 0 | 0
Nuc | 0 | 0 | 0 | 0 | 0 | 0
PS | 0 | 0 | 0 | 0 | 0 | 0
PV | 0 | 0 | 0 | 0 | 0 | 0
PeakG | 0 | 0 | 0 | 0 | 0 | 0
PeakO | 0 | 0 | 0 | 0 | 0 | 0
ST | 0 | 0 | 0 | 0 | 0 | 0
STOG | 0 | 0 | 0 | 0 | 0 | 0
STWD | 0 | 0 | 0 | 0 | 0 | 0
WT | 0 | 0 | 0 | 0 | 0 | 0
IGCC | 0 | 0 | 0 | 0 | 0 | 0
DemandResponse | 0 | 0 | 0 | 0 | 0 | 0
IGCC-CCS | 0 | 0 | 0 | 0 | 0 | 0
WT_off | 0 | 0 | 0 | 0 | 0 | 0
PseudoUnit | 0 | 0 | 0 | 0 | 0 | 0
FixedInterchange | 0 | 0 | 0 | 0 | 0 | 0
CO2 Emissions (MMshortTons): HQ_NY
ReportingType | 2015 | 2020 | 2025 | 2030 | 2035 | 2040
BM | 0 | 0 | 0 | 0 | 0 | 0
CC | 0 | 0 | 0 | 0 | 0 | 0
CSP | 0 | 0 | 0 | 0 | 0 | 0
CT | 0 | 0 | 0 | 0 | 0 | 0
Coal | 0 | 0 | 0 | 0 | 0 | 0
Geo | 0 | 0 | 0 | 0 | 0 | 0
H | 0 | 0 | 0 | 0 | 0 | 0
LFG | 0 | 0 | 0 | 0 | 0 | 0
Nuc | 0 | 0 | 0 | 0 | 0 | 0
PS | 0 | 0 | 0 | 0 | 0 | 0
PV | 0 | 0 | 0 | 0 | 0 | 0
PeakG | 0 | 0 | 0 | 0 | 0 | 0
PeakO | 0 | 0 | 0 | 0 | 0 | 0
ST | 0 | 0 | 0 | 0 | 0 | 0
STOG | 0 | 0 | 0 | 0 | 0 | 0
STWD | 0 | 0 | 0 | 0 | 0 | 0
WT | 0 | 0 | 0 | 0 | 0 | 0
IGCC | 0 | 0 | 0 | 0 | 0 | 0
DemandResponse | 0 | 0 | 0 | 0 | 0 | 0
IGCC-CCS | 0 | 0 | 0 | 0 | 0 | 0
WT_off | 0 | 0 | 0 | 0 | 0 | 0
PseudoUnit | 0 | 0 | 0 | 0 | 0 | 0
FixedInterchange | 0 | 0 | 0 | 0 | 0 | 0
CO2 Emissions (MMshortTons): MARITIMES
ReportingType | 2015 | 2020 | 2025 | 2030 | 2035 | 2040
BM | 0 | 0 | 0 | 0 | 0 | 0
CC | 0 | 0 | 0 | 0 | 0 | 0
CSP | 0 | 0 | 0 | 0 | 0 | 0
CT | 0 | 0 | 0 | 0 | 0 | 0
Coal | 0 | 0 | 0 | 0 | 0 | 0
Geo | 0 | 0 | 0 | 0 | 0 | 0
H | 0 | 0 | 0 | 0 | 0 | 0
LFG | 0 | 0 | 0 | 0 | 0 | 0
Nuc | 0 | 0 | 0 | 0 | 0 | 0
PS | 0 | 0 | 0 | 0 | 0 | 0
PV | 0 | 0 | 0 | 0 | 0 | 0
PeakG | 0 | 0 | 0 | 0 | 0 | 0
PeakO | 0 | 0 | 0 | 0 | 0 | 0
ST | 0 | 0 | 0 | 0 | 0 | 0
STOG | 0 | 0 | 0 | 0 | 0 | 0
STWD | 0 | 0 | 0 | 0 | 0 | 0
WT | 0 | 0 | 0 | 0 | 0 | 0
IGCC | 0 | 0 | 0 | 0 | 0 | 0
DemandResponse | 0 | 0 | 0 | 0 | 0 | 0
IGCC-CCS | 0 | 0 | 0 | 0 | 0 | 0
WT_off | 0 | 0 | 0 | 0 | 0 | 0
PseudoUnit | 0 | 0 | 0 | 0 | 0 | 0
FixedInterchange | 0 | 0 | 0 | 0 | 0 | 0
CO2 Emissions (MMshortTons): All
ReportingType | 2015 | 2020 | 2025 | 2030 | 2035 | 2040
BM | 0 | 0 | 0 | 0 | 0 | 0
CC | 533.52 | 694.42 | 778.25 | 933.07 | 1147.79 | 1304.05
CSP | 0 | 0 | 0 | 0 | 0 | 0
CT | 0.71 | 1.09 | 1.66 | 2.91 | 4.86 | 5.3
Coal | 1913.13 | 1768.45 | 1922.05 | 1982.28 | 2130.99 | 2422.1
Geo | 0 | 0 | 0 | 0 | 0 | 0
H | 0 | 0 | 0 | 0 | 0 | 0
LFG | 0 | 0 | 0 | 0 | 0 | 0
Nuc | 0 | 0 | 0 | 0 | 0 | 0
PS | 0 | 0 | 0 | 0 | 0 | 0
PV | 0 | 0 | 0 | 0 | 0 | 0
PeakG | 2.25 | 2.88 | 5.43 | 5.88 | 5.68 | 4.93
PeakO | 0 | 0 | 0 | 0.01 | 0 | 0
ST | 0 | 0 | 0 | 0 | 0 | 0
STOG | 13.46 | 15.09 | 17.65 | 18.61 | 18.89 | 17.33
STWD | 0 | 0 | 0 | 0 | 0 | 0
WT | 0 | 0 | 0 | 0 | 0 | 0
IGCC | 4.15 | 4.15 | 4.15 | 4.15 | 4.15 | 4.15
DemandResponse | 0 | 0 | 0 | 0 | 0 | 0
IGCC-CCS | 0 | 0 | 0 | 0 | 0 | 0
WT_off | 0 | 0 | 0 | 0 | 0 | 0
PseudoUnit | 0 | 0 | 0 | 0 | 0 | 0
FixedInterchange | 0 | 0 | 0 | 0 | 0 | 0
CO2 Emissions (MMshortTons): EI_US
ReportingType | 2015 | 2020 | 2025 | 2030 | 2035 | 2040
BM | 0 | 0 | 0 | 0 | 0 | 0
CC | 323.35 | 462.19 | 509.1 | 608.84 | 748.68 | 847.07
CSP | 0 | 0 | 0 | 0 | 0 | 0
CT | 0.71 | 1.08 | 1.5 | 2.71 | 4.64 | 4.83
Coal | 1519.18 | 1354.23 | 1486.33 | 1526.86 | 1656.41 | 1874.61
Geo | 0 | 0 | 0 | 0 | 0 | 0
H | 0 | 0 | 0 | 0 | 0 | 0
LFG | 0 | 0 | 0 | 0 | 0 | 0
Nuc | 0 | 0 | 0 | 0 | 0 | 0
PS | 0 | 0 | 0 | 0 | 0 | 0
PV | 0 | 0 | 0 | 0 | 0 | 0
PeakG | 2.24 | 2.85 | 4.92 | 5.4 | 5.38 | 4.6
PeakO | 0 | 0 | 0 | 0.01 | 0 | 0
ST | 0 | 0 | 0 | 0 | 0 | 0
STOG | 9.28 | 10.53 | 11.81 | 13.06 | 12.58 | 11.44
STWD | 0 | 0 | 0 | 0 | 0 | 0
WT | 0 | 0 | 0 | 0 | 0 | 0
IGCC | 4.15 | 4.15 | 4.15 | 4.15 | 4.15 | 4.15
DemandResponse | 0 | 0 | 0 | 0 | 0 | 0
IGCC-CCS | 0 | 0 | 0 | 0 | 0 | 0
WT_off | 0 | 0 | 0 | 0 | 0 | 0
PseudoUnit | 0 | 0 | 0 | 0 | 0 | 0
FixedInterchange | 0 | 0 | 0 | 0 | 0 | 0
CO2 Emissions (MMshortTons): EI_Canada
ReportingType | 2015 | 2020 | 2025 | 2030 | 2035 | 2040
BM | 0 | 0 | 0 | 0 | 0 | 0
CC | 5.62 | 9.65 | 13.94 | 21.72 | 35.43 | 47.26
CSP | 0 | 0 | 0 | 0 | 0 | 0
CT | 0 | 0 | 0 | 0.01 | 0.01 | 0.03
Coal | 0.09 | 0.18 | 0.5 | 2.39 | 3.74 | 4.23
Geo | 0 | 0 | 0 | 0 | 0 | 0
H | 0 | 0 | 0 | 0 | 0 | 0
LFG | 0 | 0 | 0 | 0 | 0 | 0
Nuc | 0 | 0 | 0 | 0 | 0 | 0
PS | 0 | 0 | 0 | 0 | 0 | 0
PV | 0 | 0 | 0 | 0 | 0 | 0
PeakG | 0 | 0 | 0.01 | 0.01 | 0.01 | 0.01
PeakO | 0 | 0 | 0 | 0 | 0 | 0
ST | 0 | 0 | 0 | 0 | 0 | 0
STOG | 0 | 0 | 0 | 0 | 0 | 0
STWD | 0 | 0 | 0 | 0 | 0 | 0
WT | 0 | 0 | 0 | 0 | 0 | 0
IGCC | 0 | 0 | 0 | 0 | 0 | 0
DemandResponse | 0 | 0 | 0 | 0 | 0 | 0
IGCC-CCS | 0 | 0 | 0 | 0 | 0 | 0
WT_off | 0 | 0 | 0 | 0 | 0 | 0
PseudoUnit | 0 | 0 | 0 | 0 | 0 | 0
FixedInterchange | 0 | 0 | 0 | 0 | 0 | 0
CO2 Emissions (MMshortTons): EI
ReportingType | 2015 | 2020 | 2025 | 2030 | 2035 | 2040
BM | 0 | 0 | 0 | 0 | 0 | 0
CC | 328.97 | 471.84 | 523.04 | 630.56 | 784.11 | 894.33
CSP | 0 | 0 | 0 | 0 | 0 | 0
CT | 0.71 | 1.08 | 1.5 | 2.72 | 4.65 | 4.86
Coal | 1519.27 | 1354.41 | 1486.84 | 1529.25 | 1660.16 | 1878.84
Geo | 0 | 0 | 0 | 0 | 0 | 0
H | 0 | 0 | 0 | 0 | 0 | 0
LFG | 0 | 0 | 0 | 0 | 0 | 0
Nuc | 0 | 0 | 0 | 0 | 0 | 0
PS | 0 | 0 | 0 | 0 | 0 | 0
PV | 0 | 0 | 0 | 0 | 0 | 0
PeakG | 2.24 | 2.85 | 4.93 | 5.41 | 5.4 | 4.61
PeakO | 0 | 0 | 0 | 0.01 | 0 | 0
ST | 0 | 0 | 0 | 0 | 0 | 0
STOG | 9.28 | 10.53 | 11.81 | 13.06 | 12.58 | 11.44
STWD | 0 | 0 | 0 | 0 | 0 | 0
WT | 0 | 0 | 0 | 0 | 0 | 0
IGCC | 4.15 | 4.15 | 4.15 | 4.15 | 4.15 | 4.15
DemandResponse | 0 | 0 | 0 | 0 | 0 | 0
IGCC-CCS | 0 | 0 | 0 | 0 | 0 | 0
WT_off | 0 | 0 | 0 | 0 | 0 | 0
PseudoUnit | 0 | 0 | 0 | 0 | 0 | 0
FixedInterchange | 0 | 0 | 0 | 0 | 0 | 0
CO2 Emissions (MMshortTons): Outside_EI
ReportingType | 2015 | 2020 | 2025 | 2030 | 2035 | 2040
BM | 0 | 0 | 0 | 0 | 0 | 0
CC | 204.56 | 222.58 | 255.21 | 302.51 | 363.68 | 409.72
CSP | 0 | 0 | 0 | 0 | 0 | 0
CT | 0 | 0 | 0.16 | 0.19 | 0.2 | 0.43
Coal | 393.86 | 414.03 | 435.22 | 453.03 | 470.84 | 543.27
Geo | 0 | 0 | 0 | 0 | 0 | 0
H | 0 | 0 | 0 | 0 | 0 | 0
LFG | 0 | 0 | 0 | 0 | 0 | 0
Nuc | 0 | 0 | 0 | 0 | 0 | 0
PS | 0 | 0 | 0 | 0 | 0 | 0
PV | 0 | 0 | 0 | 0 | 0 | 0
PeakG | 0.01 | 0.03 | 0.5 | 0.47 | 0.28 | 0.32
PeakO | 0 | 0 | 0 | 0 | 0 | 0
ST | 0 | 0 | 0 | 0 | 0 | 0
STOG | 4.19 | 4.56 | 5.84 | 5.55 | 6.31 | 5.88
STWD | 0 | 0 | 0 | 0 | 0 | 0
WT | 0 | 0 | 0 | 0 | 0 | 0
IGCC | 0 | 0 | 0 | 0 | 0 | 0
DemandResponse | 0 | 0 | 0 | 0 | 0 | 0
IGCC-CCS | 0 | 0 | 0 | 0 | 0 | 0
WT_off | 0 | 0 | 0 | 0 | 0 | 0
PseudoUnit | 0 | 0 | 0 | 0 | 0 | 0
FixedInterchange | 0 | 0 | 0 | 0 | 0 | 0
CO2 Emissions (MMmetricTons): Entergy
ReportingType | 2015 | 2020 | 2025 | 2030 | 2035 | 2040
BM | 0 | 0 | 0 | 0 | 0 | 0
CC | 28.3 | 39.72 | 40.68 | 44.95 | 52.95 | 60.33
CSP | 0 | 0 | 0 | 0 | 0 | 0
CT | 0 | 0 | 0 | 0 | 0 | 0
Coal | 58.43 | 45.77 | 55.26 | 58.3 | 58.3 | 58.3
Geo | 0 | 0 | 0 | 0 | 0 | 0
H | 0 | 0 | 0 | 0 | 0 | 0
LFG | 0 | 0 | 0 | 0 | 0 | 0
Nuc | 0 | 0 | 0 | 0 | 0 | 0
PS | 0 | 0 | 0 | 0 | 0 | 0
PV | 0 | 0 | 0 | 0 | 0 | 0
PeakG | 0 | 0 | 0.03 | 0.02 | 0.01 | 0.01
PeakO | 0 | 0 | 0 | 0 | 0 | 0
ST | 0 | 0 | 0 | 0 | 0 | 0
STOG | 0.99 | 1.05 | 1.12 | 1.24 | 1.22 | 1.1
STWD | 0 | 0 | 0 | 0 | 0 | 0
WT | 0 | 0 | 0 | 0 | 0 | 0
IGCC | 0 | 0 | 0 | 0 | 0 | 0
DemandResponse | 0 | 0 | 0 | 0 | 0 | 0
IGCC-CCS | 0 | 0 | 0 | 0 | 0 | 0
WT_off | 0 | 0 | 0 | 0 | 0 | 0
PseudoUnit | 0 | 0 | 0 | 0 | 0 | 0
FixedInterchange | 0 | 0 | 0 | 0 | 0 | 0
CO2 Emissions (MMmetricTons): FRCC
ReportingType | 2015 | 2020 | 2025 | 2030 | 2035 | 2040
BM | 0 | 0 | 0 | 0 | 0 | 0
CC | 59.65 | 72.38 | 80.9 | 93.77 | 112.23 | 132.53
CSP | 0 | 0 | 0 | 0 | 0 | 0
CT | 0.57 | 0.48 | 0.48 | 0.3 | 0.18 | 0.08
Coal | 53.48 | 51.39 | 56.61 | 57.02 | 57.5 | 58.04
Geo | 0 | 0 | 0 | 0 | 0 | 0
H | 0 | 0 | 0 | 0 | 0 | 0
LFG | 0 | 0 | 0 | 0 | 0 | 0
Nuc | 0 | 0 | 0 | 0 | 0 | 0
PS | 0 | 0 | 0 | 0 | 0 | 0
PV | 0 | 0 | 0 | 0 | 0 | 0
PeakG | 0.23 | 0.17 | 0.22 | 0.11 | 0.07 | 0.05
PeakO | 0 | 0 | 0 | 0 | 0 | 0
ST | 0 | 0 | 0 | 0 | 0 | 0
STOG | 3.66 | 2.62 | 2.44 | 2.14 | 1.71 | 1.19
STWD | 0 | 0 | 0 | 0 | 0 | 0
WT | 0 | 0 | 0 | 0 | 0 | 0
IGCC | 0 | 0 | 0 | 0 | 0 | 0
DemandResponse | 0 | 0 | 0 | 0 | 0 | 0
IGCC-CCS | 0 | 0 | 0 | 0 | 0 | 0
WT_off | 0 | 0 | 0 | 0 | 0 | 0
PseudoUnit | 0 | 0 | 0 | 0 | 0 | 0
FixedInterchange | 0 | 0 | 0 | 0 | 0 | 0
CO2 Emissions (MMmetricTons): MAPP_US
ReportingType | 2015 | 2020 | 2025 | 2030 | 2035 | 2040
BM | 0 | 0 | 0 | 0 | 0 | 0
CC | 0.08 | 0.08 | 0.12 | 0.19 | 0.15 | 0.11
CSP | 0 | 0 | 0 | 0 | 0 | 0
CT | 0 | 0 | 0 | 0.08 | 0.09 | 0.01
Coal | 21.48 | 22.13 | 22.96 | 23.55 | 27.23 | 30.45
Geo | 0 | 0 | 0 | 0 | 0 | 0
H | 0 | 0 | 0 | 0 | 0 | 0
LFG | 0 | 0 | 0 | 0 | 0 | 0
Nuc | 0 | 0 | 0 | 0 | 0 | 0
PS | 0 | 0 | 0 | 0 | 0 | 0
PV | 0 | 0 | 0 | 0 | 0 | 0
PeakG | 0.02 | 0.04 | 0.08 | 0.11 | 0.19 | 0.11
PeakO | 0 | 0 | 0 | 0 | 0 | 0
ST | 0 | 0 | 0 | 0 | 0 | 0
STOG | 0 | 0 | 0 | 0 | 0 | 0
STWD | 0 | 0 | 0 | 0 | 0 | 0
WT | 0 | 0 | 0 | 0 | 0 | 0
IGCC | 0 | 0 | 0 | 0 | 0 | 0
DemandResponse | 0 | 0 | 0 | 0 | 0 | 0
IGCC-CCS | 0 | 0 | 0 | 0 | 0 | 0
WT_off | 0 | 0 | 0 | 0 | 0 | 0
PseudoUnit | 0 | 0 | 0 | 0 | 0 | 0
FixedInterchange | 0 | 0 | 0 | 0 | 0 | 0
CO2 Emissions (MMmetricTons): MISO_IN
ReportingType | 2015 | 2020 | 2025 | 2030 | 2035 | 2040
BM | 0 | 0 | 0 | 0 | 0 | 0
CC | 1.78 | 21.15 | 24.27 | 31.47 | 35.34 | 37.98
CSP | 0 | 0 | 0 | 0 | 0 | 0
CT | 0 | 0 | 0 | 0 | 0 | 0
Coal | 82.12 | 81.95 | 86.56 | 90.11 | 91.97 | 95.23
Geo | 0 | 0 | 0 | 0 | 0 | 0
H | 0 | 0 | 0 | 0 | 0 | 0
LFG | 0 | 0 | 0 | 0 | 0 | 0
Nuc | 0 | 0 | 0 | 0 | 0 | 0
PS | 0 | 0 | 0 | 0 | 0 | 0
PV | 0 | 0 | 0 | 0 | 0 | 0
PeakG | 0 | 0.02 | 0.06 | 0.06 | 0.06 | 0.06
PeakO | 0 | 0 | 0 | 0 | 0 | 0
ST | 0 | 0 | 0 | 0 | 0 | 0
STOG | 0.02 | 0.03 | 0.03 | 0.06 | 0.03 | 0.03
STWD | 0 | 0 | 0 | 0 | 0 | 0
WT | 0 | 0 | 0 | 0 | 0 | 0
IGCC | 3.76 | 3.76 | 3.76 | 3.76 | 3.76 | 3.76
DemandResponse | 0 | 0 | 0 | 0 | 0 | 0
IGCC-CCS | 0 | 0 | 0 | 0 | 0 | 0
WT_off | 0 | 0 | 0 | 0 | 0 | 0
PseudoUnit | 0 | 0 | 0 | 0 | 0 | 0
FixedInterchange | 0 | 0 | 0 | 0 | 0 | 0
CO2 Emissions (MMmetricTons): MISO_MI
ReportingType | 2015 | 2020 | 2025 | 2030 | 2035 | 2040
BM | 0 | 0 | 0 | 0 | 0 | 0
CC | 6.01 | 5.68 | 5.88 | 6.01 | 11.5 | 15.92
CSP | 0 | 0 | 0 | 0 | 0 | 0
CT | 0 | 0 | 0 | 0 | 0 | 0
Coal | 58.88 | 40.92 | 45.77 | 46.99 | 46.83 | 46.83
Geo | 0 | 0 | 0 | 0 | 0 | 0
H | 0 | 0 | 0 | 0 | 0 | 0
LFG | 0 | 0 | 0 | 0 | 0 | 0
Nuc | 0 | 0 | 0 | 0 | 0 | 0
PS | 0 | 0 | 0 | 0 | 0 | 0
PV | 0 | 0 | 0 | 0 | 0 | 0
PeakG | 0.01 | 0.03 | 0.07 | 0.07 | 0.07 | 0.06
PeakO | 0 | 0 | 0 | 0 | 0 | 0
ST | 0 | 0 | 0 | 0 | 0 | 0
STOG | 0.12 | 0.34 | 0.34 | 0.38 | 0.26 | 0.28
STWD | 0 | 0 | 0 | 0 | 0 | 0
WT | 0 | 0 | 0 | 0 | 0 | 0
IGCC | 0 | 0 | 0 | 0 | 0 | 0
DemandResponse | 0 | 0 | 0 | 0 | 0 | 0
IGCC-CCS | 0 | 0 | 0 | 0 | 0 | 0
WT_off | 0 | 0 | 0 | 0 | 0 | 0
PseudoUnit | 0 | 0 | 0 | 0 | 0 | 0
FixedInterchange | 0 | 0 | 0 | 0 | 0 | 0
CO2 Emissions (MMmetricTons): MISO_MO-IL
ReportingType | 2015 | 2020 | 2025 | 2030 | 2035 | 2040
BM | 0 | 0 | 0 | 0 | 0 | 0
CC | 1.21 | 1.83 | 1.08 | 1.03 | 0.94 | 0.72
CSP | 0 | 0 | 0 | 0 | 0 | 0
CT | 0 | 0 | 0 | 0 | 0 | 0
Coal | 97.79 | 77.5 | 87.12 | 90.19 | 97.19 | 97.09
Geo | 0 | 0 | 0 | 0 | 0 | 0
H | 0 | 0 | 0 | 0 | 0 | 0
LFG | 0 | 0 | 0 | 0 | 0 | 0
Nuc | 0 | 0 | 0 | 0 | 0 | 0
PS | 0 | 0 | 0 | 0 | 0 | 0
PV | 0 | 0 | 0 | 0 | 0 | 0
PeakG | 0.09 | 0.12 | 0.19 | 0.28 | 0.63 | 1.01
PeakO | 0 | 0 | 0 | 0 | 0 | 0
ST | 0 | 0 | 0 | 0 | 0 | 0
STOG | 0.04 | 0.04 | 0.05 | 0.08 | 0.04 | 0.07
STWD | 0 | 0 | 0 | 0 | 0 | 0
WT | 0 | 0 | 0 | 0 | 0 | 0
IGCC | 0 | 0 | 0 | 0 | 0 | 0
DemandResponse | 0 | 0 | 0 | 0 | 0 | 0
IGCC-CCS | 0 | 0 | 0 | 0 | 0 | 0
WT_off | 0 | 0 | 0 | 0 | 0 | 0
PseudoUnit | 0 | 0 | 0 | 0 | 0 | 0
FixedInterchange | 0 | 0 | 0 | 0 | 0 | 0
CO2 Emissions (MMmetricTons): MISO_W
ReportingType | 2015 | 2020 | 2025 | 2030 | 2035 | 2040
BM | 0 | 0 | 0 | 0 | 0 | 0
CC | 4.44 | 4.26 | 3.03 | 2.78 | 2.57 | 1.27
CSP | 0 | 0 | 0 | 0 | 0 | 0
CT | 0 | 0 | 0 | 0 | 0 | 0
Coal | 93.32 | 80.99 | 83.86 | 84.09 | 108.44 | 158.32
Geo | 0 | 0 | 0 | 0 | 0 | 0
H | 0 | 0 | 0 | 0 | 0 | 0
LFG | 0 | 0 | 0 | 0 | 0 | 0
Nuc | 0 | 0 | 0 | 0 | 0 | 0
PS | 0 | 0 | 0 | 0 | 0 | 0
PV | 0 | 0 | 0 | 0 | 0 | 0
PeakG | 0.15 | 0.29 | 0.55 | 0.8 | 1.07 | 0.35
PeakO | 0 | 0 | 0 | 0 | 0 | 0
ST | 0 | 0 | 0 | 0 | 0 | 0
STOG | 0.01 | 0.01 | 0.01 | 0.02 | 0.02 | 0.01
STWD | 0 | 0 | 0 | 0 | 0 | 0
WT | 0 | 0 | 0 | 0 | 0 | 0
IGCC | 0 | 0 | 0 | 0 | 0 | 0
DemandResponse | 0 | 0 | 0 | 0 | 0 | 0
IGCC-CCS | 0 | 0 | 0 | 0 | 0 | 0
WT_off | 0 | 0 | 0 | 0 | 0 | 0
PseudoUnit | 0 | 0 | 0 | 0 | 0 | 0
FixedInterchange | 0 | 0 | 0 | 0 | 0 | 0
CO2 Emissions (MMmetricTons): MISO_WUMS
ReportingType | 2015 | 2020 | 2025 | 2030 | 2035 | 2040
BM | 0 | 0 | 0 | 0 | 0 | 0
CC | 7.01 | 16.09 | 15.67 | 17.67 | 24.28 | 22.76
CSP | 0 | 0 | 0 | 0 | 0 | 0
CT | 0 | 0.15 | 0.22 | 0.24 | 0.32 | 0.42
Coal | 27.6 | 23.46 | 27.39 | 29.64 | 32.92 | 33.39
Geo | 0 | 0 | 0 | 0 | 0 | 0
H | 0 | 0 | 0 | 0 | 0 | 0
LFG | 0 | 0 | 0 | 0 | 0 | 0
Nuc | 0 | 0 | 0 | 0 | 0 | 0
PS | 0 | 0 | 0 | 0 | 0 | 0
PV | 0 | 0 | 0 | 0 | 0 | 0
PeakG | 0.02 | 0 | 0 | 0 | 0 | 0
PeakO | 0 | 0 | 0 | 0 | 0 | 0
ST | 0 | 0 | 0 | 0 | 0 | 0
STOG | 0 | 0 | 0 | 0 | 0 | 0
STWD | 0 | 0 | 0 | 0 | 0 | 0
WT | 0 | 0 | 0 | 0 | 0 | 0
IGCC | 0 | 0 | 0 | 0 | 0 | 0
DemandResponse | 0 | 0 | 0 | 0 | 0 | 0
IGCC-CCS | 0 | 0 | 0 | 0 | 0 | 0
WT_off | 0 | 0 | 0 | 0 | 0 | 0
PseudoUnit | 0 | 0 | 0 | 0 | 0 | 0
FixedInterchange | 0 | 0 | 0 | 0 | 0 | 0
CO2 Emissions (MMmetricTons): Nebraska
ReportingType | 2015 | 2020 | 2025 | 2030 | 2035 | 2040
BM | 0 | 0 | 0 | 0 | 0 | 0
CC | 0.41 | 1.33 | 1.72 | 1.76 | 1.21 | 0.86
CSP | 0 | 0 | 0 | 0 | 0 | 0
CT | 0 | 0 | 0 | 0 | 0 | 0
Coal | 32.1 | 32.07 | 32.07 | 32.07 | 52.31 | 58.3
Geo | 0 | 0 | 0 | 0 | 0 | 0
H | 0 | 0 | 0 | 0 | 0 | 0
LFG | 0 | 0 | 0 | 0 | 0 | 0
Nuc | 0 | 0 | 0 | 0 | 0 | 0
PS | 0 | 0 | 0 | 0 | 0 | 0
PV | 0 | 0 | 0 | 0 | 0 | 0
PeakG | 0.06 | 0.03 | 0.12 | 0.15 | 0.08 | 0.01
PeakO | 0 | 0 | 0 | 0 | 0 | 0
ST | 0 | 0 | 0 | 0 | 0 | 0
STOG | 0.03 | 0.07 | 0.07 | 0.07 | 0.02 | 0
STWD | 0 | 0 | 0 | 0 | 0 | 0
WT | 0 | 0 | 0 | 0 | 0 | 0
IGCC | 0 | 0 | 0 | 0 | 0 | 0
DemandResponse | 0 | 0 | 0 | 0 | 0 | 0
IGCC-CCS | 0 | 0 | 0 | 0 | 0 | 0
WT_off | 0 | 0 | 0 | 0 | 0 | 0
PseudoUnit | 0 | 0 | 0 | 0 | 0 | 0
FixedInterchange | 0 | 0 | 0 | 0 | 0 | 0
CO2 Emissions (MMmetricTons): NEISO
ReportingType | 2015 | 2020 | 2025 | 2030 | 2035 | 2040
BM | 0 | 0 | 0 | 0 | 0 | 0
CC | 19.56 | 19.05 | 21.33 | 24.76 | 31.23 | 35.81
CSP | 0 | 0 | 0 | 0 | 0 | 0
CT | 0 | 0 | 0.02 | 0.05 | 0.18 | 0.17
Coal | 0.01 | 0 | 0 | 0 | 0 | 0
Geo | 0 | 0 | 0 | 0 | 0 | 0
H | 0 | 0 | 0 | 0 | 0 | 0
LFG | 0 | 0 | 0 | 0 | 0 | 0
Nuc | 0 | 0 | 0 | 0 | 0 | 0
PS | 0 | 0 | 0 | 0 | 0 | 0
PV | 0 | 0 | 0 | 0 | 0 | 0
PeakG | 0 | 0.02 | 0.02 | 0.06 | 0.07 | 0.06
PeakO | 0 | 0 | 0 | 0 | 0 | 0
ST | 0 | 0 | 0 | 0 | 0 | 0
STOG | 0 | 0 | 0 | 0 | 0 | 0
STWD | 0 | 0 | 0 | 0 | 0 | 0
WT | 0 | 0 | 0 | 0 | 0 | 0
IGCC | 0 | 0 | 0 | 0 | 0 | 0
DemandResponse | 0 | 0 | 0 | 0 | 0 | 0
IGCC-CCS | 0 | 0 | 0 | 0 | 0 | 0
WT_off | 0 | 0 | 0 | 0 | 0 | 0
PseudoUnit | 0 | 0 | 0 | 0 | 0 | 0
FixedInterchange | 0 | 0 | 0 | 0 | 0 | 0
CO2 Emissions (MMmetricTons): NonRTO_Midwest
ReportingType | 2015 | 2020 | 2025 | 2030 | 2035 | 2040
BM | 0 | 0 | 0 | 0 | 0 | 0
CC | 0 | 1.16 | 2.31 | 3.56 | 5.28 | 6.89
CSP | 0 | 0 | 0 | 0 | 0 | 0
CT | 0 | 0.07 | 0.08 | 0.21 | 0.12 | 0.43
Coal | 59.44 | 63.18 | 65.24 | 66.49 | 68.4 | 69.03
Geo | 0 | 0 | 0 | 0 | 0 | 0
H | 0 | 0 | 0 | 0 | 0 | 0
LFG | 0 | 0 | 0 | 0 | 0 | 0
Nuc | 0 | 0 | 0 | 0 | 0 | 0
PS | 0 | 0 | 0 | 0 | 0 | 0
PV | 0 | 0 | 0 | 0 | 0 | 0
PeakG | 0.09 | 0.11 | 0.12 | 0.18 | 0.09 | 0.07
PeakO | 0 | 0 | 0 | 0 | 0 | 0
ST | 0 | 0 | 0 | 0 | 0 | 0
STOG | 0 | 0 | 0 | 0 | 0 | 0
STWD | 0 | 0 | 0 | 0 | 0 | 0
WT | 0 | 0 | 0 | 0 | 0 | 0
IGCC | 0 | 0 | 0 | 0 | 0 | 0
DemandResponse | 0 | 0 | 0 | 0 | 0 | 0
IGCC-CCS | 0 | 0 | 0 | 0 | 0 | 0
WT_off | 0 | 0 | 0 | 0 | 0 | 0
PseudoUnit | 0 | 0 | 0 | 0 | 0 | 0
FixedInterchange | 0 | 0 | 0 | 0 | 0 | 0
CO2 Emissions (MMmetricTons): NYISO_A-F
ReportingType | 2015 | 2020 | 2025 | 2030 | 2035 | 2040
BM | 0 | 0 | 0 | 0 | 0 | 0
CC | 3.42 | 6.42 | 7.22 | 5.33 | 4.92 | 8.09
CSP | 0 | 0 | 0 | 0 | 0 | 0
CT | 0 | 0 | 0 | 0 | 0 | 0
Coal | 0 | 0 | 0 | 0 | 0 | 0
Geo | 0 | 0 | 0 | 0 | 0 | 0
H | 0 | 0 | 0 | 0 | 0 | 0
LFG | 0 | 0 | 0 | 0 | 0 | 0
Nuc | 0 | 0 | 0 | 0 | 0 | 0
PS | 0 | 0 | 0 | 0 | 0 | 0
PV | 0 | 0 | 0 | 0 | 0 | 0
PeakG | 0 | 0 | 0 | 0 | 0 | 0
PeakO | 0 | 0 | 0 | 0 | 0 | 0
ST | 0 | 0 | 0 | 0 | 0 | 0
STOG | 0 | 0 | 0 | 0 | 0 | 0
STWD | 0 | 0 | 0 | 0 | 0 | 0
WT | 0 | 0 | 0 | 0 | 0 | 0
IGCC | 0 | 0 | 0 | 0 | 0 | 0
DemandResponse | 0 | 0 | 0 | 0 | 0 | 0
IGCC-CCS | 0 | 0 | 0 | 0 | 0 | 0
WT_off | 0 | 0 | 0 | 0 | 0 | 0
PseudoUnit | 0 | 0 | 0 | 0 | 0 | 0
FixedInterchange | 0 | 0 | 0 | 0 | 0 | 0
CO2 Emissions (MMmetricTons): NYISO_G-I
ReportingType | 2015 | 2020 | 2025 | 2030 | 2035 | 2040
BM | 0 | 0 | 0 | 0 | 0 | 0
CC | 2.83 | 4.61 | 9.17 | 14.17 | 21.7 | 26.51
CSP | 0 | 0 | 0 | 0 | 0 | 0
CT | 0 | 0 | 0 | 0 | 0 | 0
Coal | 0 | 0 | 0 | 0 | 0 | 0
Geo | 0 | 0 | 0 | 0 | 0 | 0
H | 0 | 0 | 0 | 0 | 0 | 0
LFG | 0 | 0 | 0 | 0 | 0 | 0
Nuc | 0 | 0 | 0 | 0 | 0 | 0
PS | 0 | 0 | 0 | 0 | 0 | 0
PV | 0 | 0 | 0 | 0 | 0 | 0
PeakG | 0 | 0 | 0 | 0 | 0 | 0
PeakO | 0 | 0 | 0 | 0 | 0 | 0
ST | 0 | 0 | 0 | 0 | 0 | 0
STOG | 0.02 | 0.07 | 0.07 | 0.08 | 0.11 | 0.13
STWD | 0 | 0 | 0 | 0 | 0 | 0
WT | 0 | 0 | 0 | 0 | 0 | 0
IGCC | 0 | 0 | 0 | 0 | 0 | 0
DemandResponse | 0 | 0 | 0 | 0 | 0 | 0
IGCC-CCS | 0 | 0 | 0 | 0 | 0 | 0
WT_off | 0 | 0 | 0 | 0 | 0 | 0
PseudoUnit | 0 | 0 | 0 | 0 | 0 | 0
FixedInterchange | 0 | 0 | 0 | 0 | 0 | 0
CO2 Emissions (MMmetricTons): NYISO_J-K
ReportingType | 2015 | 2020 | 2025 | 2030 | 2035 | 2040
BM | 0 | 0 | 0 | 0 | 0 | 0
CC | 9.81 | 12.77 | 12.97 | 14.35 | 17.09 | 21.08
CSP | 0 | 0 | 0 | 0 | 0 | 0
CT | 0 | 0.01 | 0.03 | 0.05 | 0.2 | 0.26
Coal | 0 | 0 | 0 | 0 | 0 | 0
Geo | 0 | 0 | 0 | 0 | 0 | 0
H | 0 | 0 | 0 | 0 | 0 | 0
LFG | 0 | 0 | 0 | 0 | 0 | 0
Nuc | 0 | 0 | 0 | 0 | 0 | 0
PS | 0 | 0 | 0 | 0 | 0 | 0
PV | 0 | 0 | 0 | 0 | 0 | 0
PeakG | 0 | 0.05 | 0.1 | 0.18 | 0.17 | 0.22
PeakO | 0 | 0 | 0 | 0 | 0 | 0
ST | 0 | 0 | 0 | 0 | 0 | 0
STOG | 0.84 | 1.7 | 2.37 | 3.3 | 3.57 | 3.43
STWD | 0 | 0 | 0 | 0 | 0 | 0
WT | 0 | 0 | 0 | 0 | 0 | 0
IGCC | 0 | 0 | 0 | 0 | 0 | 0
DemandResponse | 0 | 0 | 0 | 0 | 0 | 0
IGCC-CCS | 0 | 0 | 0 | 0 | 0 | 0
WT_off | 0 | 0 | 0 | 0 | 0 | 0
PseudoUnit | 0 | 0 | 0 | 0 | 0 | 0
FixedInterchange | 0 | 0 | 0 | 0 | 0 | 0
CO2 Emissions (MMmetricTons): PJM_E
ReportingType | 2015 | 2020 | 2025 | 2030 | 2035 | 2040
BM | 0 | 0 | 0 | 0 | 0 | 0
CC | 9.78 | 14.91 | 15 | 16.01 | 20.3 | 26.87
CSP | 0 | 0 | 0 | 0 | 0 | 0
CT | 0 | 0 | 0 | 0.14 | 0.74 | 0.66
Coal | 0.45 | 0.37 | 0.98 | 1.25 | 1.81 | 2.31
Geo | 0 | 0 | 0 | 0 | 0 | 0
H | 0 | 0 | 0 | 0 | 0 | 0
LFG | 0 | 0 | 0 | 0 | 0 | 0
Nuc | 0 | 0 | 0 | 0 | 0 | 0
PS | 0 | 0 | 0 | 0 | 0 | 0
PV | 0 | 0 | 0 | 0 | 0 | 0
PeakG | 0 | 0.05 | 0.28 | 0.3 | 0.43 | 0.54
PeakO | 0 | 0 | 0 | 0 | 0 | 0
ST | 0 | 0 | 0 | 0 | 0 | 0
STOG | 0.05 | 0.3 | 0.3 | 0.6 | 0.62 | 0.63
STWD | 0 | 0 | 0 | 0 | 0 | 0
WT | 0 | 0 | 0 | 0 | 0 | 0
IGCC | 0 | 0 | 0 | 0 | 0 | 0
DemandResponse | 0 | 0 | 0 | 0 | 0 | 0
IGCC-CCS | 0 | 0 | 0 | 0 | 0 | 0
WT_off | 0 | 0 | 0 | 0 | 0 | 0
PseudoUnit | 0 | 0 | 0 | 0 | 0 | 0
FixedInterchange | 0 | 0 | 0 | 0 | 0 | 0
CO2 Emissions (MMmetricTons): PJM_ROM
ReportingType | 2015 | 2020 | 2025 | 2030 | 2035 | 2040
BM | 0 | 0 | 0 | 0 | 0 | 0
CC | 6.7 | 8.35 | 8.66 | 9.71 | 28.2 | 73.34
CSP | 0 | 0 | 0 | 0 | 0 | 0
CT | 0 | 0 | 0 | 0 | 0 | 0
Coal | 51.44 | 56.64 | 61.97 | 66.74 | 66.74 | 66.74
Geo | 0 | 0 | 0 | 0 | 0 | 0
H | 0 | 0 | 0 | 0 | 0 | 0
LFG | 0 | 0 | 0 | 0 | 0 | 0
Nuc | 0 | 0 | 0 | 0 | 0 | 0
PS | 0 | 0 | 0 | 0 | 0 | 0
PV | 0 | 0 | 0 | 0 | 0 | 0
PeakG | 0 | 0.01 | 0.03 | 0.04 | 0.09 | 0.03
PeakO | 0 | 0 | 0 | 0 | 0 | 0
ST | 0 | 0 | 0 | 0 | 0 | 0
STOG | 0.31 | 0.58 | 0.8 | 0.8 | 0.82 | 0.8
STWD | 0 | 0 | 0 | 0 | 0 | 0
WT | 0 | 0 | 0 | 0 | 0 | 0
IGCC | 0 | 0 | 0 | 0 | 0 | 0
DemandResponse | 0 | 0 | 0 | 0 | 0 | 0
IGCC-CCS | 0 | 0 | 0 | 0 | 0 | 0
WT_off | 0 | 0 | 0 | 0 | 0 | 0
PseudoUnit | 0 | 0 | 0 | 0 | 0 | 0
FixedInterchange | 0 | 0 | 0 | 0 | 0 | 0
CO2 Emissions (MMmetricTons): PJM_ROR
ReportingType | 2015 | 2020 | 2025 | 2030 | 2035 | 2040
BM | 0 | 0 | 0 | 0 | 0 | 0
CC | 25.91 | 50.04 | 65.98 | 88.38 | 114.2 | 102.62
CSP | 0 | 0 | 0 | 0 | 0 | 0
CT | 0 | 0 | 0 | 0.2 | 0.1 | 0.58
Coal | 351.55 | 289.79 | 302.48 | 305.4 | 311.51 | 315.63
Geo | 0 | 0 | 0 | 0 | 0 | 0
H | 0 | 0 | 0 | 0 | 0 | 0
LFG | 0 | 0 | 0 | 0 | 0 | 0
Nuc | 0 | 0 | 0 | 0 | 0 | 0
PS | 0 | 0 | 0 | 0 | 0 | 0
PV | 0 | 0 | 0 | 0 | 0 | 0
PeakG | 0.72 | 0.7 | 0.72 | 0.69 | 0.48 | 0.51
PeakO | 0 | 0 | 0 | 0 | 0 | 0
ST | 0 | 0 | 0 | 0 | 0 | 0
STOG | 0.44 | 0.47 | 0.49 | 0.47 | 0.47 | 0.47
STWD | 0 | 0 | 0 | 0 | 0 | 0
WT | 0 | 0 | 0 | 0 | 0 | 0
IGCC | 0 | 0 | 0 | 0 | 0 | 0
DemandResponse | 0 | 0 | 0 | 0 | 0 | 0
IGCC-CCS | 0 | 0 | 0 | 0 | 0 | 0
WT_off | 0 | 0 | 0 | 0 | 0 | 0
PseudoUnit | 0 | 0 | 0 | 0 | 0 | 0
FixedInterchange | 0 | 0 | 0 | 0 | 0 | 0
CO2 Emissions (MMmetricTons): SOCO
ReportingType | 2015 | 2020 | 2025 | 2030 | 2035 | 2040
BM | 0 | 0 | 0 | 0 | 0 | 0
CC | 47.83 | 54.42 | 56.44 | 66.14 | 76.84 | 69.27
CSP | 0 | 0 | 0 | 0 | 0 | 0
CT | 0 | 0 | 0 | 0 | 0.04 | 0.04
Coal | 93.08 | 93.05 | 112.5 | 114.47 | 119.46 | 192.47
Geo | 0 | 0 | 0 | 0 | 0 | 0
H | 0 | 0 | 0 | 0 | 0 | 0
LFG | 0 | 0 | 0 | 0 | 0 | 0
Nuc | 0 | 0 | 0 | 0 | 0 | 0
PS | 0 | 0 | 0 | 0 | 0 | 0
PV | 0 | 0 | 0 | 0 | 0 | 0
PeakG | 0.52 | 0.77 | 1.44 | 1.41 | 1.11 | 0.91
PeakO | 0 | 0 | 0 | 0 | 0 | 0
ST | 0 | 0 | 0 | 0 | 0 | 0
STOG | 0 | 0 | 0 | 0 | 0 | 0
STWD | 0 | 0 | 0 | 0 | 0 | 0
WT | 0 | 0 | 0 | 0 | 0 | 0
IGCC | 0 | 0 | 0 | 0 | 0 | 0
DemandResponse | 0 | 0 | 0 | 0 | 0 | 0
IGCC-CCS | 0 | 0 | 0 | 0 | 0 | 0
WT_off | 0 | 0 | 0 | 0 | 0 | 0
PseudoUnit | 0 | 0 | 0 | 0 | 0 | 0
FixedInterchange | 0 | 0 | 0 | 0 | 0 | 0
CO2 Emissions (MMmetricTons): SPP_N
ReportingType | 2015 | 2020 | 2025 | 2030 | 2035 | 2040
BM | 0 | 0 | 0 | 0 | 0 | 0
CC | 3.69 | 9.58 | 10.49 | 15.42 | 11.27 | 9.56
CSP | 0 | 0 | 0 | 0 | 0 | 0
CT | 0 | 0 | 0 | 0.21 | 0.93 | 0.64
Coal | 62.42 | 58.63 | 58.91 | 59.36 | 59.36 | 77.85
Geo | 0 | 0 | 0 | 0 | 0 | 0
H | 0 | 0 | 0 | 0 | 0 | 0
LFG | 0 | 0 | 0 | 0 | 0 | 0
Nuc | 0 | 0 | 0 | 0 | 0 | 0
PS | 0 | 0 | 0 | 0 | 0 | 0
PV | 0 | 0 | 0 | 0 | 0 | 0
PeakG | 0.07 | 0.07 | 0.22 | 0.22 | 0.06 | 0.02
PeakO | 0 | 0 | 0 | 0 | 0 | 0
ST | 0 | 0 | 0 | 0 | 0 | 0
STOG | 0.25 | 0.4 | 0.41 | 0.41 | 0.69 | 0.41
STWD | 0 | 0 | 0 | 0 | 0 | 0
WT | 0 | 0 | 0 | 0 | 0 | 0
IGCC | 0 | 0 | 0 | 0 | 0 | 0
DemandResponse | 0 | 0 | 0 | 0 | 0 | 0
IGCC-CCS | 0 | 0 | 0 | 0 | 0 | 0
WT_off | 0 | 0 | 0 | 0 | 0 | 0
PseudoUnit | 0 | 0 | 0 | 0 | 0 | 0
FixedInterchange | 0 | 0 | 0 | 0 | 0 | 0
CO2 Emissions (MMmetricTons): SPP_S
ReportingType | 2015 | 2020 | 2025 | 2030 | 2035 | 2040
BM | 0 | 0 | 0 | 0 | 0 | 0
CC | 19.62 | 26.53 | 27.82 | 32.36 | 27.6 | 20.62
CSP | 0 | 0 | 0 | 0 | 0 | 0
CT | 0 | 0 | 0 | 0 | 0 | 0
Coal | 83.66 | 72.7 | 86.69 | 87.69 | 90.63 | 90.63
Geo | 0 | 0 | 0 | 0 | 0 | 0
H | 0 | 0 | 0 | 0 | 0 | 0
LFG | 0 | 0 | 0 | 0 | 0 | 0
Nuc | 0 | 0 | 0 | 0 | 0 | 0
PS | 0 | 0 | 0 | 0 | 0 | 0
PV | 0 | 0 | 0 | 0 | 0 | 0
PeakG | 0 | 0 | 0 | 0 | 0 | 0
PeakO | 0 | 0 | 0 | 0 | 0 | 0
ST | 0 | 0 | 0 | 0 | 0 | 0
STOG | 1.63 | 1.87 | 2.2 | 2.19 | 1.83 | 1.83
STWD | 0 | 0 | 0 | 0 | 0 | 0
WT | 0 | 0 | 0 | 0 | 0 | 0
IGCC | 0 | 0 | 0 | 0 | 0 | 0
DemandResponse | 0 | 0 | 0 | 0 | 0 | 0
IGCC-CCS | 0 | 0 | 0 | 0 | 0 | 0
WT_off | 0 | 0 | 0 | 0 | 0 | 0
PseudoUnit | 0 | 0 | 0 | 0 | 0 | 0
FixedInterchange | 0 | 0 | 0 | 0 | 0 | 0
CO2 Emissions (MMmetricTons): TVA
ReportingType | 2015 | 2020 | 2025 | 2030 | 2035 | 2040
BM | 0 | 0 | 0 | 0 | 0 | 0
CC | 7.39 | 16.62 | 20.1 | 24.92 | 24.85 | 20.49
CSP | 0 | 0 | 0 | 0 | 0 | 0
CT | 0.03 | 0.19 | 0.27 | 0.46 | 0.55 | 0.49
Coal | 87.59 | 73.22 | 77.78 | 78.61 | 110.22 | 146.8
Geo | 0 | 0 | 0 | 0 | 0 | 0
H | 0 | 0 | 0 | 0 | 0 | 0
LFG | 0 | 0 | 0 | 0 | 0 | 0
Nuc | 0 | 0 | 0 | 0 | 0 | 0
PS | 0 | 0 | 0 | 0 | 0 | 0
PV | 0 | 0 | 0 | 0 | 0 | 0
PeakG | 0 | 0 | 0.03 | 0.03 | 0.03 | 0.02
PeakO | 0 | 0 | 0 | 0 | 0 | 0
ST | 0 | 0 | 0 | 0 | 0 | 0
STOG | 0 | 0 | 0 | 0 | 0 | 0
STWD | 0 | 0 | 0 | 0 | 0 | 0
WT | 0 | 0 | 0 | 0 | 0 | 0
IGCC | 0 | 0 | 0 | 0 | 0 | 0
DemandResponse | 0 | 0 | 0 | 0 | 0 | 0
IGCC-CCS | 0 | 0 | 0 | 0 | 0 | 0
WT_off | 0 | 0 | 0 | 0 | 0 | 0
PseudoUnit | 0 | 0 | 0 | 0 | 0 | 0
FixedInterchange | 0 | 0 | 0 | 0 | 0 | 0
CO2 Emissions (MMmetricTons): TVA_Transmission
ReportingType | 2015 | 2020 | 2025 | 2030 | 2035 | 2040
BM | 0 | 0 | 0 | 0 | 0 | 0
CC | 0 | 0 | 0 | 0 | 0 | 0
CSP | 0 | 0 | 0 | 0 | 0 | 0
CT | 0 | 0 | 0 | 0 | 0 | 0
Coal | 0 | 0 | 0 | 0 | 0 | 0
Geo | 0 | 0 | 0 | 0 | 0 | 0
H | 0 | 0 | 0 | 0 | 0 | 0
LFG | 0 | 0 | 0 | 0 | 0 | 0
Nuc | 0 | 0 | 0 | 0 | 0 | 0
PS | 0 | 0 | 0 | 0 | 0 | 0
PV | 0 | 0 | 0 | 0 | 0 | 0
PeakG | 0 | 0 | 0 | 0 | 0 | 0
PeakO | 0 | 0 | 0 | 0 | 0 | 0
ST | 0 | 0 | 0 | 0 | 0 | 0
STOG | 0 | 0 | 0 | 0 | 0 | 0
STWD | 0 | 0 | 0 | 0 | 0 | 0
WT | 0 | 0 | 0 | 0 | 0 | 0
IGCC | 0 | 0 | 0 | 0 | 0 | 0
DemandResponse | 0 | 0 | 0 | 0 | 0 | 0
IGCC-CCS | 0 | 0 | 0 | 0 | 0 | 0
WT_off | 0 | 0 | 0 | 0 | 0 | 0
PseudoUnit | 0 | 0 | 0 | 0 | 0 | 0
FixedInterchange | 0 | 0 | 0 | 0 | 0 | 0
CO2 Emissions (MMmetricTons): VACAR
ReportingType | 2015 | 2020 | 2025 | 2030 | 2035 | 2040
BM | 0 | 0 | 0 | 0 | 0 | 0
CC | 27.92 | 32.33 | 31.03 | 37.59 | 54.53 | 74.84
CSP | 0 | 0 | 0 | 0 | 0 | 0
CT | 0.04 | 0.1 | 0.25 | 0.5 | 0.75 | 0.6
Coal | 63.35 | 64.78 | 84.25 | 93.19 | 101.86 | 103.24
Geo | 0 | 0 | 0 | 0 | 0 | 0
H | 0 | 0 | 0 | 0 | 0 | 0
LFG | 0 | 0 | 0 | 0 | 0 | 0
Nuc | 0 | 0 | 0 | 0 | 0 | 0
PS | 0 | 0 | 0 | 0 | 0 | 0
PV | 0 | 0 | 0 | 0 | 0 | 0
PeakG | 0.05 | 0.1 | 0.2 | 0.18 | 0.18 | 0.14
PeakO | 0 | 0 | 0 | 0 | 0 | 0
ST | 0 | 0 | 0 | 0 | 0 | 0
STOG | 0 | 0 | 0 | 0 | 0 | 0
STWD | 0 | 0 | 0 | 0 | 0 | 0
WT | 0 | 0 | 0 | 0 | 0 | 0
IGCC | 0 | 0 | 0 | 0 | 0 | 0
DemandResponse | 0 | 0 | 0 | 0 | 0 | 0
IGCC-CCS | 0 | 0 | 0 | 0 | 0 | 0
WT_off | 0 | 0 | 0 | 0 | 0 | 0
PseudoUnit | 0 | 0 | 0 | 0 | 0 | 0
FixedInterchange | 0 | 0 | 0 | 0 | 0 | 0
CO2 Emissions (MMmetricTons): IESO
ReportingType | 2015 | 2020 | 2025 | 2030 | 2035 | 2040
BM | 0 | 0 | 0 | 0 | 0 | 0
CC | 0.51 | 1.71 | 3.7 | 8.04 | 18.14 | 28.63
CSP | 0 | 0 | 0 | 0 | 0 | 0
CT | 0 | 0 | 0 | 0.01 | 0.01 | 0.02
Coal | 0 | 0 | 0 | 0 | 0 | 0
Geo | 0 | 0 | 0 | 0 | 0 | 0
H | 0 | 0 | 0 | 0 | 0 | 0
LFG | 0 | 0 | 0 | 0 | 0 | 0
Nuc | 0 | 0 | 0 | 0 | 0 | 0
PS | 0 | 0 | 0 | 0 | 0 | 0
PV | 0 | 0 | 0 | 0 | 0 | 0
PeakG | 0 | 0 | 0 | 0.01 | 0.01 | 0.01
PeakO | 0 | 0 | 0 | 0 | 0 | 0
ST | 0 | 0 | 0 | 0 | 0 | 0
STOG | 0 | 0 | 0 | 0 | 0 | 0
STWD | 0 | 0 | 0 | 0 | 0 | 0
WT | 0 | 0 | 0 | 0 | 0 | 0
IGCC | 0 | 0 | 0 | 0 | 0 | 0
DemandResponse | 0 | 0 | 0 | 0 | 0 | 0
IGCC-CCS | 0 | 0 | 0 | 0 | 0 | 0
WT_off | 0 | 0 | 0 | 0 | 0 | 0
PseudoUnit | 0 | 0 | 0 | 0 | 0 | 0
FixedInterchange | 0 | 0 | 0 | 0 | 0 | 0
CO2 Emissions (MMmetricTons): MAPP_CA
ReportingType | 2015 | 2020 | 2025 | 2030 | 2035 | 2040
BM | 0 | 0 | 0 | 0 | 0 | 0
CC | 4.59 | 7.05 | 8.95 | 11.67 | 13.99 | 14.24
CSP | 0 | 0 | 0 | 0 | 0 | 0
CT | 0 | 0 | 0 | 0 | 0 | 0.01
Coal | 0.08 | 0.16 | 0.46 | 2.16 | 3.39 | 3.83
Geo | 0 | 0 | 0 | 0 | 0 | 0
H | 0 | 0 | 0 | 0 | 0 | 0
LFG | 0 | 0 | 0 | 0 | 0 | 0
Nuc | 0 | 0 | 0 | 0 | 0 | 0
PS | 0 | 0 | 0 | 0 | 0 | 0
PV | 0 | 0 | 0 | 0 | 0 | 0
PeakG | 0 | 0 | 0 | 0 | 0 | 0
PeakO | 0 | 0 | 0 | 0 | 0 | 0
ST | 0 | 0 | 0 | 0 | 0 | 0
STOG | 0 | 0 | 0 | 0 | 0 | 0
STWD | 0 | 0 | 0 | 0 | 0 | 0
WT | 0 | 0 | 0 | 0 | 0 | 0
IGCC | 0 | 0 | 0 | 0 | 0 | 0
DemandResponse | 0 | 0 | 0 | 0 | 0 | 0
IGCC-CCS | 0 | 0 | 0 | 0 | 0 | 0
WT_off | 0 | 0 | 0 | 0 | 0 | 0
PseudoUnit | 0 | 0 | 0 | 0 | 0 | 0
FixedInterchange | 0 | 0 | 0 | 0 | 0 | 0
CO2 Emissions (MMmetricTons): AZ_NM_SNV_Coal
ReportingType | 2015 | 2020 | 2025 | 2030 | 2035 | 2040
BM | 0 | 0 | 0 | 0 | 0 | 0
CC | 0 | 0 | 0 | 0 | 0 | 0
CSP | 0 | 0 | 0 | 0 | 0 | 0
CT | 0 | 0 | 0 | 0 | 0 | 0
Coal | 68.46 | 73.03 | 73.03 | 73.03 | 73.03 | 118.09
Geo | 0 | 0 | 0 | 0 | 0 | 0
H | 0 | 0 | 0 | 0 | 0 | 0
LFG | 0 | 0 | 0 | 0 | 0 | 0
Nuc | 0 | 0 | 0 | 0 | 0 | 0
PS | 0 | 0 | 0 | 0 | 0 | 0
PV | 0 | 0 | 0 | 0 | 0 | 0
PeakG | 0 | 0 | 0 | 0 | 0 | 0
PeakO | 0 | 0 | 0 | 0 | 0 | 0
ST | 0 | 0 | 0 | 0 | 0 | 0
STOG | 0 | 0 | 0 | 0 | 0 | 0
STWD | 0 | 0 | 0 | 0 | 0 | 0
WT | 0 | 0 | 0 | 0 | 0 | 0
IGCC | 0 | 0 | 0 | 0 | 0 | 0
DemandResponse | 0 | 0 | 0 | 0 | 0 | 0
IGCC-CCS | 0 | 0 | 0 | 0 | 0 | 0
WT_off | 0 | 0 | 0 | 0 | 0 | 0
PseudoUnit | 0 | 0 | 0 | 0 | 0 | 0
FixedInterchange | 0 | 0 | 0 | 0 | 0 | 0
CO2 Emissions (MMmetricTons): AZ_NM_SNV_Gas
ReportingType | 2015 | 2020 | 2025 | 2030 | 2035 | 2040
BM | 0 | 0 | 0 | 0 | 0 | 0
CC | 42 | 46.58 | 53.43 | 70.08 | 87.86 | 88.81
CSP | 0 | 0 | 0 | 0 | 0 | 0
CT | 0 | 0 | 0.14 | 0.16 | 0 | 0
Coal | 0 | 0 | 0 | 0 | 0 | 0
Geo | 0 | 0 | 0 | 0 | 0 | 0
H | 0 | 0 | 0 | 0 | 0 | 0
LFG | 0 | 0 | 0 | 0 | 0 | 0
Nuc | 0 | 0 | 0 | 0 | 0 | 0
PS | 0 | 0 | 0 | 0 | 0 | 0
PV | 0 | 0 | 0 | 0 | 0 | 0
PeakG | 0 | 0 | 0.36 | 0.27 | 0 | 0
PeakO | 0 | 0 | 0 | 0 | 0 | 0
ST | 0 | 0 | 0 | 0 | 0 | 0
STOG | 0 | 0 | 0 | 0 | 0 | 0
STWD | 0 | 0 | 0 | 0 | 0 | 0
WT | 0 | 0 | 0 | 0 | 0 | 0
IGCC | 0 | 0 | 0 | 0 | 0 | 0
DemandResponse | 0 | 0 | 0 | 0 | 0 | 0
IGCC-CCS | 0 | 0 | 0 | 0 | 0 | 0
WT_off | 0 | 0 | 0 | 0 | 0 | 0
PseudoUnit | 0 | 0 | 0 | 0 | 0 | 0
FixedInterchange | 0 | 0 | 0 | 0 | 0 | 0
CO2 Emissions (MMmetricTons): AZ_NM_SNV_NucRenew
ReportingType | 2015 | 2020 | 2025 | 2030 | 2035 | 2040
BM | 0 | 0 | 0 | 0 | 0 | 0
CC | 0 | 0 | 0 | 0 | 0 | 0
CSP | 0 | 0 | 0 | 0 | 0 | 0
CT | 0 | 0 | 0 | 0 | 0 | 0
Coal | 0 | 0 | 0 | 0 | 0 | 0
Geo | 0 | 0 | 0 | 0 | 0 | 0
H | 0 | 0 | 0 | 0 | 0 | 0
LFG | 0 | 0 | 0 | 0 | 0 | 0
Nuc | 0 | 0 | 0 | 0 | 0 | 0
PS | 0 | 0 | 0 | 0 | 0 | 0
PV | 0 | 0 | 0 | 0 | 0 | 0
PeakG | 0 | 0 | 0 | 0 | 0 | 0
PeakO | 0 | 0 | 0 | 0 | 0 | 0
ST | 0 | 0 | 0 | 0 | 0 | 0
STOG | 0 | 0 | 0 | 0 | 0 | 0
STWD | 0 | 0 | 0 | 0 | 0 | 0
WT | 0 | 0 | 0 | 0 | 0 | 0
IGCC | 0 | 0 | 0 | 0 | 0 | 0
DemandResponse | 0 | 0 | 0 | 0 | 0 | 0
IGCC-CCS | 0 | 0 | 0 | 0 | 0 | 0
WT_off | 0 | 0 | 0 | 0 | 0 | 0
PseudoUnit | 0 | 0 | 0 | 0 | 0 | 0
FixedInterchange | 0 | 0 | 0 | 0 | 0 | 0
CO2 Emissions (MMmetricTons): ERCOT
ReportingType | 2015 | 2020 | 2025 | 2030 | 2035 | 2040
BM | 0 | 0 | 0 | 0 | 0 | 0
CC | 69.75 | 81.66 | 85.75 | 96.45 | 109.75 | 124.45
CSP | 0 | 0 | 0 | 0 | 0 | 0
CT | 0 | 0 | 0 | 0 | 0 | 0
Coal | 93.82 | 102.37 | 123.12 | 124.9 | 125.61 | 125.61
Geo | 0 | 0 | 0 | 0 | 0 | 0
H | 0 | 0 | 0 | 0 | 0 | 0
LFG | 0 | 0 | 0 | 0 | 0 | 0
Nuc | 0 | 0 | 0 | 0 | 0 | 0
PS | 0 | 0 | 0 | 0 | 0 | 0
PV | 0 | 0 | 0 | 0 | 0 | 0
PeakG | 0 | 0 | 0.06 | 0.06 | 0.04 | 0.04
PeakO | 0 | 0 | 0 | 0 | 0 | 0
ST | 0 | 0 | 0 | 0 | 0 | 0
STOG | 3.13 | 3.6 | 4.72 | 4.08 | 3.62 | 3.18
STWD | 0 | 0 | 0 | 0 | 0 | 0
WT | 0 | 0 | 0 | 0 | 0 | 0
IGCC | 0 | 0 | 0 | 0 | 0 | 0
DemandResponse | 0 | 0 | 0 | 0 | 0 | 0
IGCC-CCS | 0 | 0 | 0 | 0 | 0 | 0
WT_off | 0 | 0 | 0 | 0 | 0 | 0
PseudoUnit | 0 | 0 | 0 | 0 | 0 | 0
FixedInterchange | 0 | 0 | 0 | 0 | 0 | 0
CO2 Emissions (MMmetricTons): NP15
ReportingType | 2015 | 2020 | 2025 | 2030 | 2035 | 2040
BM | 0 | 0 | 0 | 0 | 0 | 0
CC | 15.14 | 15.99 | 18.76 | 12.4 | 13.64 | 19.85
CSP | 0 | 0 | 0 | 0 | 0 | 0
CT | 0 | 0 | 0 | 0 | 0.06 | 0.07
Coal | 0.24 | 0 | 0 | 0 | 0 | 0
Geo | 0 | 0 | 0 | 0 | 0 | 0
H | 0 | 0 | 0 | 0 | 0 | 0
LFG | 0 | 0 | 0 | 0 | 0 | 0
Nuc | 0 | 0 | 0 | 0 | 0 | 0
PS | 0 | 0 | 0 | 0 | 0 | 0
PV | 0 | 0 | 0 | 0 | 0 | 0
PeakG | 0 | 0 | 0 | 0.03 | 0.13 | 0.15
PeakO | 0 | 0 | 0 | 0 | 0 | 0
ST | 0 | 0 | 0 | 0 | 0 | 0
STOG | 0.12 | 0.22 | 0.26 | 0.33 | 0.85 | 0.56
STWD | 0 | 0 | 0 | 0 | 0 | 0
WT | 0 | 0 | 0 | 0 | 0 | 0
IGCC | 0 | 0 | 0 | 0 | 0 | 0
DemandResponse | 0 | 0 | 0 | 0 | 0 | 0
IGCC-CCS | 0 | 0 | 0 | 0 | 0 | 0
WT_off | 0 | 0 | 0 | 0 | 0 | 0
PseudoUnit | 0 | 0 | 0 | 0 | 0 | 0
FixedInterchange | 0 | 0 | 0 | 0 | 0 | 0
CO2 Emissions (MMmetricTons): NWPP_Coal
ReportingType | 2015 | 2020 | 2025 | 2030 | 2035 | 2040
BM | 0 | 0 | 0 | 0 | 0 | 0
CC | 0 | 0 | 0 | 0 | 0 | 0
CSP | 0 | 0 | 0 | 0 | 0 | 0
CT | 0 | 0 | 0 | 0 | 0 | 0
Coal | 92.99 | 93.11 | 93.11 | 93.11 | 92.65 | 92.46
Geo | 0 | 0 | 0 | 0 | 0 | 0
H | 0 | 0 | 0 | 0 | 0 | 0
LFG | 0 | 0 | 0 | 0 | 0 | 0
Nuc | 0 | 0 | 0 | 0 | 0 | 0
PS | 0 | 0 | 0 | 0 | 0 | 0
PV | 0 | 0 | 0 | 0 | 0 | 0
PeakG | 0 | 0 | 0 | 0 | 0 | 0
PeakO | 0 | 0 | 0 | 0 | 0 | 0
ST | 0 | 0 | 0 | 0 | 0 | 0
STOG | 0 | 0 | 0 | 0 | 0 | 0
STWD | 0 | 0 | 0 | 0 | 0 | 0
WT | 0 | 0 | 0 | 0 | 0 | 0
IGCC | 0 | 0 | 0 | 0 | 0 | 0
DemandResponse | 0 | 0 | 0 | 0 | 0 | 0
IGCC-CCS | 0 | 0 | 0 | 0 | 0 | 0
WT_off | 0 | 0 | 0 | 0 | 0 | 0
PseudoUnit | 0 | 0 | 0 | 0 | 0 | 0
FixedInterchange | 0 | 0 | 0 | 0 | 0 | 0
CO2 Emissions (MMmetricTons): NWPP_Gas
ReportingType | 2015 | 2020 | 2025 | 2030 | 2035 | 2040
BM | 0 | 0 | 0 | 0 | 0 | 0
CC | 22.3 | 27.11 | 37.06 | 53.81 | 71.46 | 85.33
CSP | 0 | 0 | 0 | 0 | 0 | 0
CT | 0 | 0 | 0 | 0 | 0 | 0
Coal | 0 | 0 | 0 | 0 | 0 | 6.39
Geo | 0 | 0 | 0 | 0 | 0 | 0
H | 0 | 0 | 0 | 0 | 0 | 0
LFG | 0 | 0 | 0 | 0 | 0 | 0
Nuc | 0 | 0 | 0 | 0 | 0 | 0
PS | 0 | 0 | 0 | 0 | 0 | 0
PV | 0 | 0 | 0 | 0 | 0 | 0
PeakG | 0 | 0 | 0 | 0 | 0 | 0
PeakO | 0 | 0 | 0 | 0 | 0 | 0
ST | 0 | 0 | 0 | 0 | 0 | 0
STOG | 0 | 0 | 0 | 0 | 0 | 0
STWD | 0 | 0 | 0 | 0 | 0 | 0
WT | 0 | 0 | 0 | 0 | 0 | 0
IGCC | 0 | 0 | 0 | 0 | 0 | 0
DemandResponse | 0 | 0 | 0 | 0 | 0 | 0
IGCC-CCS | 0 | 0 | 0 | 0 | 0 | 0
WT_off | 0 | 0 | 0 | 0 | 0 | 0
PseudoUnit | 0 | 0 | 0 | 0 | 0 | 0
FixedInterchange | 0 | 0 | 0 | 0 | 0 | 0
CO2 Emissions (MMmetricTons): NWPP_NucRenew
ReportingType | 2015 | 2020 | 2025 | 2030 | 2035 | 2040
BM | 0 | 0 | 0 | 0 | 0 | 0
CC | 0 | 0 | 0 | 0 | 0 | 0
CSP | 0 | 0 | 0 | 0 | 0 | 0
CT | 0 | 0 | 0 | 0 | 0 | 0
Coal | 0 | 0 | 0 | 0 | 0 | 0
Geo | 0 | 0 | 0 | 0 | 0 | 0
H | 0 | 0 | 0 | 0 | 0 | 0
LFG | 0 | 0 | 0 | 0 | 0 | 0
Nuc | 0 | 0 | 0 | 0 | 0 | 0
PS | 0 | 0 | 0 | 0 | 0 | 0
PV | 0 | 0 | 0 | 0 | 0 | 0
PeakG | 0 | 0 | 0 | 0 | 0 | 0
PeakO | 0 | 0 | 0 | 0 | 0 | 0
ST | 0 | 0 | 0 | 0 | 0 | 0
STOG | 0 | 0 | 0 | 0 | 0 | 0
STWD | 0 | 0 | 0 | 0 | 0 | 0
WT | 0 | 0 | 0 | 0 | 0 | 0
IGCC | 0 | 0 | 0 | 0 | 0 | 0
DemandResponse | 0 | 0 | 0 | 0 | 0 | 0
IGCC-CCS | 0 | 0 | 0 | 0 | 0 | 0
WT_off | 0 | 0 | 0 | 0 | 0 | 0
PseudoUnit | 0 | 0 | 0 | 0 | 0 | 0
FixedInterchange | 0 | 0 | 0 | 0 | 0 | 0
CO2 Emissions (MMmetricTons): RMPA
ReportingType | 2015 | 2020 | 2025 | 2030 | 2035 | 2040
BM | 0 | 0 | 0 | 0 | 0 | 0
CC | 4.11 | 3.51 | 2.04 | 1.22 | 0.81 | 0.79
CSP | 0 | 0 | 0 | 0 | 0 | 0
CT | 0 | 0 | 0 | 0 | 0 | 0
Coal | 55.62 | 60.93 | 59.39 | 74.08 | 90.32 | 104.86
Geo | 0 | 0 | 0 | 0 | 0 | 0
H | 0 | 0 | 0 | 0 | 0 | 0
LFG | 0 | 0 | 0 | 0 | 0 | 0
Nuc | 0 | 0 | 0 | 0 | 0 | 0
PS | 0 | 0 | 0 | 0 | 0 | 0
PV | 0 | 0 | 0 | 0 | 0 | 0
PeakG | 0.01 | 0.03 | 0.03 | 0.05 | 0.05 | 0.07
PeakO | 0 | 0 | 0 | 0 | 0 | 0
ST | 0 | 0 | 0 | 0 | 0 | 0
STOG | 0 | 0 | 0 | 0 | 0 | 0
STWD | 0 | 0 | 0 | 0 | 0 | 0
WT | 0 | 0 | 0 | 0 | 0 | 0
IGCC | 0 | 0 | 0 | 0 | 0 | 0
DemandResponse | 0 | 0 | 0 | 0 | 0 | 0
IGCC-CCS | 0 | 0 | 0 | 0 | 0 | 0
WT_off | 0 | 0 | 0 | 0 | 0 | 0
PseudoUnit | 0 | 0 | 0 | 0 | 0 | 0
FixedInterchange | 0 | 0 | 0 | 0 | 0 | 0
CO2 Emissions (MMmetricTons): SP15
ReportingType | 2015 | 2020 | 2025 | 2030 | 2035 | 2040
BM | 0 | 0 | 0 | 0 | 0 | 0
CC | 19.3 | 8.11 | 8.86 | 6.1 | 5.86 | 5.01
CSP | 0 | 0 | 0 | 0 | 0 | 0
CT | 0 | 0 | 0 | 0 | 0.12 | 0.31
Coal | 0.81 | 0.81 | 0.81 | 0.5 | 0.16 | 0.07
Geo | 0 | 0 | 0 | 0 | 0 | 0
H | 0 | 0 | 0 | 0 | 0 | 0
LFG | 0 | 0 | 0 | 0 | 0 | 0
Nuc | 0 | 0 | 0 | 0 | 0 | 0
PS | 0 | 0 | 0 | 0 | 0 | 0
PV | 0 | 0 | 0 | 0 | 0 | 0
PeakG | 0 | 0 | 0 | 0.02 | 0.03 | 0.03
PeakO | 0 | 0 | 0 | 0 | 0 | 0
ST | 0 | 0 | 0 | 0 | 0 | 0
STOG | 0.19 | 0.32 | 0.32 | 0.62 | 1.26 | 1.6
STWD | 0 | 0 | 0 | 0 | 0 | 0
WT | 0 | 0 | 0 | 0 | 0 | 0
IGCC | 0 | 0 | 0 | 0 | 0 | 0
DemandResponse | 0 | 0 | 0 | 0 | 0 | 0
IGCC-CCS | 0 | 0 | 0 | 0 | 0 | 0
WT_off | 0 | 0 | 0 | 0 | 0 | 0
PseudoUnit | 0 | 0 | 0 | 0 | 0 | 0
FixedInterchange | 0 | 0 | 0 | 0 | 0 | 0
CO2 Emissions (MMmetricTons): ALB
ReportingType | 2015 | 2020 | 2025 | 2030 | 2035 | 2040
BM | 0 | 0 | 0 | 0 | 0 | 0
CC | 8.4 | 11.19 | 14.39 | 18.74 | 23.13 | 26.54
CSP | 0 | 0 | 0 | 0 | 0 | 0
CT | 0 | 0 | 0 | 0 | 0 | 0
Coal | 45.36 | 45.36 | 45.36 | 45.36 | 45.36 | 45.36
Geo | 0 | 0 | 0 | 0 | 0 | 0
H | 0 | 0 | 0 | 0 | 0 | 0
LFG | 0 | 0 | 0 | 0 | 0 | 0
Nuc | 0 | 0 | 0 | 0 | 0 | 0
PS | 0 | 0 | 0 | 0 | 0 | 0
PV | 0 | 0 | 0 | 0 | 0 | 0
PeakG | 0 | 0 | 0 | 0 | 0 | 0
PeakO | 0 | 0 | 0 | 0 | 0 | 0
ST | 0 | 0 | 0 | 0 | 0 | 0
STOG | 0 | 0 | 0 | 0 | 0 | 0
STWD | 0 | 0 | 0 | 0 | 0 | 0
WT | 0 | 0 | 0 | 0 | 0 | 0
IGCC | 0 | 0 | 0 | 0 | 0 | 0
DemandResponse | 0 | 0 | 0 | 0 | 0 | 0
IGCC-CCS | 0 | 0 | 0 | 0 | 0 | 0
WT_off | 0 | 0 | 0 | 0 | 0 | 0
PseudoUnit | 0 | 0 | 0 | 0 | 0 | 0
FixedInterchange | 0 | 0 | 0 | 0 | 0 | 0
CO2 Emissions (MMmetricTons): BC
ReportingType | 2015 | 2020 | 2025 | 2030 | 2035 | 2040
BM | 0 | 0 | 0 | 0 | 0 | 0
CC | 4.57 | 7.77 | 11.22 | 15.63 | 17.41 | 20.91
CSP | 0 | 0 | 0 | 0 | 0 | 0
CT | 0 | 0 | 0 | 0 | 0 | 0
Coal | 0 | 0 | 0 | 0 | 0 | 0
Geo | 0 | 0 | 0 | 0 | 0 | 0
H | 0 | 0 | 0 | 0 | 0 | 0
LFG | 0 | 0 | 0 | 0 | 0 | 0
Nuc | 0 | 0 | 0 | 0 | 0 | 0
PS | 0 | 0 | 0 | 0 | 0 | 0
PV | 0 | 0 | 0 | 0 | 0 | 0
PeakG | 0 | 0 | 0 | 0 | 0 | 0
PeakO | 0 | 0 | 0 | 0 | 0 | 0
ST | 0 | 0 | 0 | 0 | 0 | 0
STOG | 0.36 | 0 | 0 | 0 | 0 | 0
STWD | 0 | 0 | 0 | 0 | 0 | 0
WT | 0 | 0 | 0 | 0 | 0 | 0
IGCC | 0 | 0 | 0 | 0 | 0 | 0
DemandResponse | 0 | 0 | 0 | 0 | 0 | 0
IGCC-CCS | 0 | 0 | 0 | 0 | 0 | 0
WT_off | 0 | 0 | 0 | 0 | 0 | 0
PseudoUnit | 0 | 0 | 0 | 0 | 0 | 0
FixedInterchange | 0 | 0 | 0 | 0 | 0 | 0
CO2 Emissions (MMmetricTons): HQ_IESO
ReportingType | 2015 | 2020 | 2025 | 2030 | 2035 | 2040
BM | 0 | 0 | 0 | 0 | 0 | 0
CC | 0 | 0 | 0 | 0 | 0 | 0
CSP | 0 | 0 | 0 | 0 | 0 | 0
CT | 0 | 0 | 0 | 0 | 0 | 0
Coal | 0 | 0 | 0 | 0 | 0 | 0
Geo | 0 | 0 | 0 | 0 | 0 | 0
H | 0 | 0 | 0 | 0 | 0 | 0
LFG | 0 | 0 | 0 | 0 | 0 | 0
Nuc | 0 | 0 | 0 | 0 | 0 | 0
PS | 0 | 0 | 0 | 0 | 0 | 0
PV | 0 | 0 | 0 | 0 | 0 | 0
PeakG | 0 | 0 | 0 | 0 | 0 | 0
PeakO | 0 | 0 | 0 | 0 | 0 | 0
ST | 0 | 0 | 0 | 0 | 0 | 0
STOG | 0 | 0 | 0 | 0 | 0 | 0
STWD | 0 | 0 | 0 | 0 | 0 | 0
WT | 0 | 0 | 0 | 0 | 0 | 0
IGCC | 0 | 0 | 0 | 0 | 0 | 0
DemandResponse | 0 | 0 | 0 | 0 | 0 | 0
IGCC-CCS | 0 | 0 | 0 | 0 | 0 | 0
WT_off | 0 | 0 | 0 | 0 | 0 | 0
PseudoUnit | 0 | 0 | 0 | 0 | 0 | 0
FixedInterchange | 0 | 0 | 0 | 0 | 0 | 0
CO2 Emissions (MMmetricTons): HQ_NEISO
ReportingType | 2015 | 2020 | 2025 | 2030 | 2035 | 2040
BM | 0 | 0 | 0 | 0 | 0 | 0
CC | 0 | 0 | 0 | 0 | 0 | 0
CSP | 0 | 0 | 0 | 0 | 0 | 0
CT | 0 | 0 | 0 | 0 | 0 | 0
Coal | 0 | 0 | 0 | 0 | 0 | 0
Geo | 0 | 0 | 0 | 0 | 0 | 0
H | 0 | 0 | 0 | 0 | 0 | 0
LFG | 0 | 0 | 0 | 0 | 0 | 0
Nuc | 0 | 0 | 0 | 0 | 0 | 0
PS | 0 | 0 | 0 | 0 | 0 | 0
PV | 0 | 0 | 0 | 0 | 0 | 0
PeakG | 0 | 0 | 0 | 0 | 0 | 0
PeakO | 0 | 0 | 0 | 0 | 0 | 0
ST | 0 | 0 | 0 | 0 | 0 | 0
STOG | 0 | 0 | 0 | 0 | 0 | 0
STWD | 0 | 0 | 0 | 0 | 0 | 0
WT | 0 | 0 | 0 | 0 | 0 | 0
IGCC | 0 | 0 | 0 | 0 | 0 | 0
DemandResponse | 0 | 0 | 0 | 0 | 0 | 0
IGCC-CCS | 0 | 0 | 0 | 0 | 0 | 0
WT_off | 0 | 0 | 0 | 0 | 0 | 0
PseudoUnit | 0 | 0 | 0 | 0 | 0 | 0
FixedInterchange | 0 | 0 | 0 | 0 | 0 | 0
CO2 Emissions (MMmetricTons): HQ_NY
ReportingType | 2015 | 2020 | 2025 | 2030 | 2035 | 2040
BM | 0 | 0 | 0 | 0 | 0 | 0
CC | 0 | 0 | 0 | 0 | 0 | 0
CSP | 0 | 0 | 0 | 0 | 0 | 0
CT | 0 | 0 | 0 | 0 | 0 | 0
Coal | 0 | 0 | 0 | 0 | 0 | 0
Geo | 0 | 0 | 0 | 0 | 0 | 0
H | 0 | 0 | 0 | 0 | 0 | 0
LFG | 0 | 0 | 0 | 0 | 0 | 0
Nuc | 0 | 0 | 0 | 0 | 0 | 0
PS | 0 | 0 | 0 | 0 | 0 | 0
PV | 0 | 0 | 0 | 0 | 0 | 0
PeakG | 0 | 0 | 0 | 0 | 0 | 0
PeakO | 0 | 0 | 0 | 0 | 0 | 0
ST | 0 | 0 | 0 | 0 | 0 | 0
STOG | 0 | 0 | 0 | 0 | 0 | 0
STWD | 0 | 0 | 0 | 0 | 0 | 0
WT | 0 | 0 | 0 | 0 | 0 | 0
IGCC | 0 | 0 | 0 | 0 | 0 | 0
DemandResponse | 0 | 0 | 0 | 0 | 0 | 0
IGCC-CCS | 0 | 0 | 0 | 0 | 0 | 0
WT_off | 0 | 0 | 0 | 0 | 0 | 0
PseudoUnit | 0 | 0 | 0 | 0 | 0 | 0
FixedInterchange | 0 | 0 | 0 | 0 | 0 | 0
CO2 Emissions (MMmetricTons): MARITIMES
ReportingType | 2015 | 2020 | 2025 | 2030 | 2035 | 2040
BM | 0 | 0 | 0 | 0 | 0 | 0
CC | 0 | 0 | 0 | 0 | 0 | 0
CSP | 0 | 0 | 0 | 0 | 0 | 0
CT | 0 | 0 | 0 | 0 | 0 | 0
Coal | 0 | 0 | 0 | 0 | 0 | 0
Geo | 0 | 0 | 0 | 0 | 0 | 0
H | 0 | 0 | 0 | 0 | 0 | 0
LFG | 0 | 0 | 0 | 0 | 0 | 0
Nuc | 0 | 0 | 0 | 0 | 0 | 0
PS | 0 | 0 | 0 | 0 | 0 | 0
PV | 0 | 0 | 0 | 0 | 0 | 0
PeakG | 0 | 0 | 0 | 0 | 0 | 0
PeakO | 0 | 0 | 0 | 0 | 0 | 0
ST | 0 | 0 | 0 | 0 | 0 | 0
STOG | 0 | 0 | 0 | 0 | 0 | 0
STWD | 0 | 0 | 0 | 0 | 0 | 0
WT | 0 | 0 | 0 | 0 | 0 | 0
IGCC | 0 | 0 | 0 | 0 | 0 | 0
DemandResponse | 0 | 0 | 0 | 0 | 0 | 0
IGCC-CCS | 0 | 0 | 0 | 0 | 0 | 0
WT_off | 0 | 0 | 0 | 0 | 0 | 0
PseudoUnit | 0 | 0 | 0 | 0 | 0 | 0
FixedInterchange | 0 | 0 | 0 | 0 | 0 | 0
CO2 Emissions (MMmetricTons): All
ReportingType | 2015 | 2020 | 2025 | 2030 | 2035 | 2040
BM | 0 | 0 | 0 | 0 | 0 | 0
CC | 484 | 629.97 | 706.02 | 846.47 | 1041.27 | 1183.02
CSP | 0 | 0 | 0 | 0 | 0 | 0
CT | 0.64 | 0.99 | 1.51 | 2.64 | 4.41 | 4.8
Coal | 1735.57 | 1604.32 | 1743.67 | 1798.3 | 1933.22 | 2197.31
Geo | 0 | 0 | 0 | 0 | 0 | 0
H | 0 | 0 | 0 | 0 | 0 | 0
LFG | 0 | 0 | 0 | 0 | 0 | 0
Nuc | 0 | 0 | 0 | 0 | 0 | 0
PS | 0 | 0 | 0 | 0 | 0 | 0
PV | 0 | 0 | 0 | 0 | 0 | 0
PeakG | 2.04 | 2.62 | 4.93 | 5.33 | 5.15 | 4.47
PeakO | 0 | 0 | 0 | 0 | 0 | 0
ST | 0 | 0 | 0 | 0 | 0 | 0
STOG | 12.21 | 13.69 | 16.01 | 16.89 | 17.14 | 15.72
STWD | 0 | 0 | 0 | 0 | 0 | 0
WT | 0 | 0 | 0 | 0 | 0 | 0
IGCC | 3.76 | 3.76 | 3.76 | 3.76 | 3.76 | 3.76
DemandResponse | 0 | 0 | 0 | 0 | 0 | 0
IGCC-CCS | 0 | 0 | 0 | 0 | 0 | 0
WT_off | 0 | 0 | 0 | 0 | 0 | 0
PseudoUnit | 0 | 0 | 0 | 0 | 0 | 0
FixedInterchange | 0 | 0 | 0 | 0 | 0 | 0
CO2 Emissions (MMmetricTons): EI_US
ReportingType | 2015 | 2020 | 2025 | 2030 | 2035 | 2040
BM | 0 | 0 | 0 | 0 | 0 | 0
CC | 293.34 | 419.3 | 461.85 | 552.33 | 679.2 | 768.46
CSP | 0 | 0 | 0 | 0 | 0 | 0
CT | 0.64 | 0.98 | 1.36 | 2.46 | 4.21 | 4.38
Coal | 1378.19 | 1228.55 | 1348.39 | 1385.16 | 1502.68 | 1700.63
Geo | 0 | 0 | 0 | 0 | 0 | 0
H | 0 | 0 | 0 | 0 | 0 | 0
LFG | 0 | 0 | 0 | 0 | 0 | 0
Nuc | 0 | 0 | 0 | 0 | 0 | 0
PS | 0 | 0 | 0 | 0 | 0 | 0
PV | 0 | 0 | 0 | 0 | 0 | 0
PeakG | 2.03 | 2.59 | 4.47 | 4.9 | 4.88 | 4.17
PeakO | 0 | 0 | 0 | 0 | 0 | 0
ST | 0 | 0 | 0 | 0 | 0 | 0
STOG | 8.42 | 9.56 | 10.71 | 11.85 | 11.41 | 10.38
STWD | 0 | 0 | 0 | 0 | 0 | 0
WT | 0 | 0 | 0 | 0 | 0 | 0
IGCC | 3.76 | 3.76 | 3.76 | 3.76 | 3.76 | 3.76
DemandResponse | 0 | 0 | 0 | 0 | 0 | 0
IGCC-CCS | 0 | 0 | 0 | 0 | 0 | 0
WT_off | 0 | 0 | 0 | 0 | 0 | 0
PseudoUnit | 0 | 0 | 0 | 0 | 0 | 0
FixedInterchange | 0 | 0 | 0 | 0 | 0 | 0
CO2 Emissions (MMmetricTons): EI_Canada
ReportingType | 2015 | 2020 | 2025 | 2030 | 2035 | 2040
BM | 0 | 0 | 0 | 0 | 0 | 0
CC | 5.1 | 8.75 | 12.65 | 19.7 | 32.14 | 42.88
CSP | 0 | 0 | 0 | 0 | 0 | 0
CT | 0 | 0 | 0 | 0.01 | 0.01 | 0.03
Coal | 0.08 | 0.16 | 0.46 | 2.16 | 3.39 | 3.83
Geo | 0 | 0 | 0 | 0 | 0 | 0
H | 0 | 0 | 0 | 0 | 0 | 0
LFG | 0 | 0 | 0 | 0 | 0 | 0
Nuc | 0 | 0 | 0 | 0 | 0 | 0
PS | 0 | 0 | 0 | 0 | 0 | 0
PV | 0 | 0 | 0 | 0 | 0 | 0
PeakG | 0 | 0 | 0.01 | 0.01 | 0.01 | 0.01
PeakO | 0 | 0 | 0 | 0 | 0 | 0
ST | 0 | 0 | 0 | 0 | 0 | 0
STOG | 0 | 0 | 0 | 0 | 0 | 0
STWD | 0 | 0 | 0 | 0 | 0 | 0
WT | 0 | 0 | 0 | 0 | 0 | 0
IGCC | 0 | 0 | 0 | 0 | 0 | 0
DemandResponse | 0 | 0 | 0 | 0 | 0 | 0
IGCC-CCS | 0 | 0 | 0 | 0 | 0 | 0
WT_off | 0 | 0 | 0 | 0 | 0 | 0
PseudoUnit | 0 | 0 | 0 | 0 | 0 | 0
FixedInterchange | 0 | 0 | 0 | 0 | 0 | 0
CO2 Emissions (MMmetricTons): EI
ReportingType | 2015 | 2020 | 2025 | 2030 | 2035 | 2040
BM | 0 | 0 | 0 | 0 | 0 | 0
CC | 298.43 | 428.05 | 474.5 | 572.04 | 711.34 | 811.33
CSP | 0 | 0 | 0 | 0 | 0 | 0
CT | 0.64 | 0.98 | 1.36 | 2.47 | 4.22 | 4.41
Coal | 1378.26 | 1228.71 | 1348.84 | 1387.32 | 1506.08 | 1704.46
Geo | 0 | 0 | 0 | 0 | 0 | 0
H | 0 | 0 | 0 | 0 | 0 | 0
LFG | 0 | 0 | 0 | 0 | 0 | 0
Nuc | 0 | 0 | 0 | 0 | 0 | 0
PS | 0 | 0 | 0 | 0 | 0 | 0
PV | 0 | 0 | 0 | 0 | 0 | 0
PeakG | 2.03 | 2.59 | 4.47 | 4.91 | 4.89 | 4.18
PeakO | 0 | 0 | 0 | 0 | 0 | 0
ST | 0 | 0 | 0 | 0 | 0 | 0
STOG | 8.42 | 9.56 | 10.71 | 11.85 | 11.41 | 10.38
STWD | 0 | 0 | 0 | 0 | 0 | 0
WT | 0 | 0 | 0 | 0 | 0 | 0
IGCC | 3.76 | 3.76 | 3.76 | 3.76 | 3.76 | 3.76
DemandResponse | 0 | 0 | 0 | 0 | 0 | 0
IGCC-CCS | 0 | 0 | 0 | 0 | 0 | 0
WT_off | 0 | 0 | 0 | 0 | 0 | 0
PseudoUnit | 0 | 0 | 0 | 0 | 0 | 0
FixedInterchange | 0 | 0 | 0 | 0 | 0 | 0
CO2 Emissions (MMmetricTons): Outside_EI
ReportingType | 2015 | 2020 | 2025 | 2030 | 2035 | 2040
BM | 0 | 0 | 0 | 0 | 0 | 0
CC | 185.57 | 201.92 | 231.52 | 274.43 | 329.93 | 371.69
CSP | 0 | 0 | 0 | 0 | 0 | 0
CT | 0 | 0 | 0.15 | 0.17 | 0.18 | 0.39
Coal | 357.31 | 375.6 | 394.82 | 410.98 | 427.14 | 492.85
Geo | 0 | 0 | 0 | 0 | 0 | 0
H | 0 | 0 | 0 | 0 | 0 | 0
LFG | 0 | 0 | 0 | 0 | 0 | 0
Nuc | 0 | 0 | 0 | 0 | 0 | 0
PS | 0 | 0 | 0 | 0 | 0 | 0
PV | 0 | 0 | 0 | 0 | 0 | 0
PeakG | 0.01 | 0.03 | 0.46 | 0.42 | 0.26 | 0.29
PeakO | 0 | 0 | 0 | 0 | 0 | 0
ST | 0 | 0 | 0 | 0 | 0 | 0
STOG | 3.8 | 4.13 | 5.3 | 5.04 | 5.72 | 5.34
STWD | 0 | 0 | 0 | 0 | 0 | 0
WT | 0 | 0 | 0 | 0 | 0 | 0
IGCC | 0 | 0 | 0 | 0 | 0 | 0
DemandResponse | 0 | 0 | 0 | 0 | 0 | 0
IGCC-CCS | 0 | 0 | 0 | 0 | 0 | 0
WT_off | 0 | 0 | 0 | 0 | 0 | 0
PseudoUnit | 0 | 0 | 0 | 0 | 0 | 0
FixedInterchange | 0 | 0 | 0 | 0 | 0 | 0
#6 | 0.06: Fuel Cost [includes coal shadow price] ($million)
Fuel Cost by Reporting Type: Entergy
ReportingType | 2015 | 2020 | 2025 | 2030 | 2035 | 2040
BM | 0 | 0 | 0 | 0 | 0 | 0
CC | 2527.77 | 3933.49 | 4529.22 | 5386.79 | 7103.62 | 9023.04
CSP | 0 | 0 | 0 | 0 | 0 | 0
CT | 0 | 0 | 0 | 0 | 0 | 0
Coal | 1412.83 | 1025.57 | 1252.81 | 1516.34 | 1576.83 | 1651.51
Geo | 0 | 0 | 0 | 0 | 0 | 0
H | 0 | 0 | 0 | 0 | 0 | 0
LFG | 0 | 0 | 0.14 | 0.14 | 0.14 | 0.14
Nuc | 372.97 | 380.57 | 404.36 | 412.26 | 348.24 | 272.43
PS | 0 | 0 | 0 | 0 | 0 | 0
PV | 0 | 0 | 0 | 0 | 0 | 0
PeakG | 0 | 0 | 3.58 | 2.5 | 1.94 | 2.16
PeakO | 0 | 0 | 0 | 0 | 0 | 0
ST | 0 | 0 | 0 | 0 | 0 | 0
STOG | 85.79 | 100.88 | 121.39 | 144.97 | 159.29 | 159.54
STWD | 0 | 0 | 0 | 0.16 | 0.16 | 3.34
WT | 0 | 0 | 0 | 0 | 0 | 0
IGCC | 0 | 0 | 0 | 0 | 0 | 0
DemandResponse | 0 | 0 | 0 | 0 | 0 | 0
IGCC-CCS | 0 | 0 | 0 | 0 | 0 | 0
WT_off | 0 | 0 | 0 | 0 | 0 | 0
PseudoUnit | 0 | 0 | 0 | 0 | 0 | 0
FixedInterchange | 0 | 0 | 0 | 0 | 0 | 0
Fuel Cost by Reporting Type: FRCC
ReportingType | 2015 | 2020 | 2025 | 2030 | 2035 | 2040
BM | 0 | 0 | 0 | 0 | 0 | 0
CC | 6407.72 | 8461.4 | 10586.07 | 13059.28 | 17295.05 | 22475.31
CSP | 0 | 0 | 0 | 0 | 0 | 0
CT | 60.19 | 54.9 | 61.8 | 41.23 | 27.89 | 13.42
Coal | 1733.05 | 1601.9 | 1934.21 | 1919.92 | 1949.16 | 2052.57
Geo | 0 | 0 | 0 | 0 | 0 | 0
H | 0 | 0 | 0 | 0 | 0 | 0
LFG | 0 | 0 | 0.25 | 0.25 | 0.25 | 0.25
Nuc | 282.48 | 288.24 | 306.26 | 312.24 | 190.15 | 63.41
PS | 0 | 0 | 0 | 0 | 0 | 0
PV | 0 | 0 | 0 | 0 | 0 | 0
PeakG | 23.84 | 19.98 | 28.17 | 15.41 | 10.42 | 8.9
PeakO | 0 | 0 | 0 | 0 | 0 | 0
ST | 0 | 0 | 0 | 0 | 0 | 0
STOG | 386.95 | 301.74 | 313.98 | 293.79 | 258.33 | 197.92
STWD | 0 | 3.26 | 5.81 | 9.7 | 9.7 | 9.7
WT | 0 | 0 | 0 | 0 | 0 | 0
IGCC | 0 | 0 | 0 | 0 | 0 | 0
DemandResponse | 0 | 0 | 0 | 0 | 0 | 0
IGCC-CCS | 0 | 0 | 0 | 0 | 0 | 0
WT_off | 0 | 0 | 0 | 0 | 0 | 0
PseudoUnit | 0 | 0 | 0 | 0 | 0 | 0
FixedInterchange | 0 | 0 | 0 | 0 | 0 | 0
Fuel Cost by Reporting Type: MAPP_US
ReportingType | 2015 | 2020 | 2025 | 2030 | 2035 | 2040
BM | 0 | 0 | 0 | 0 | 0 | 0
CC | 6.26 | 7.18 | 12.42 | 22.84 | 19.05 | 15.51
CSP | 0 | 0 | 0 | 0 | 0 | 0
CT | 0 | 0 | 0.35 | 8.76 | 11.41 | 1.43
Coal | 280.52 | 288.11 | 300.64 | 357.58 | 491.92 | 602.27
Geo | 0 | 0 | 0 | 0 | 0 | 0
H | 0 | 0 | 0 | 0 | 0 | 0
LFG | 0 | 0 | 0.09 | 0.09 | 0.09 | 0.09
Nuc | 0 | 0 | 0 | 0 | 0 | 0
PS | 0 | 0 | 0 | 0 | 0 | 0
PV | 0 | 0 | 0 | 0 | 0 | 0
PeakG | 1.93 | 3.55 | 8.33 | 12.25 | 24.34 | 15.93
PeakO | 0 | 0 | 0 | 0 | 0 | 0
ST | 0 | 0 | 0 | 0 | 0 | 0
STOG | 0 | 0 | 0 | 0 | 0 | 0
STWD | 0 | 0 | 0 | 0 | 0 | 0
WT | 0 | 0 | 0 | 0 | 0 | 0
IGCC | 0 | 0 | 0 | 0 | 0 | 0
DemandResponse | 0 | 0 | 0 | 0 | 0 | 0
IGCC-CCS | 0 | 0 | 0 | 0 | 0 | 0
WT_off | 0 | 0 | 0 | 0 | 0 | 0
PseudoUnit | 0 | 0 | 0 | 0 | 0 | 0
FixedInterchange | 0 | 0 | 0 | 0 | 0 | 0
Fuel Cost by Reporting Type: MISO_IN
ReportingType | 2015 | 2020 | 2025 | 2030 | 2035 | 2040
BM | 0 | 0 | 0 | 0 | 0 | 0
CC | 147.65 | 1930.95 | 2504.5 | 3544.67 | 4473.17 | 5369.52
CSP | 0 | 0 | 0 | 0 | 0 | 0
CT | 0 | 0 | 0 | 0 | 0 | 0
Coal | 1785.35 | 1768.36 | 1887.11 | 2173.63 | 2314.6 | 2588.69
Geo | 0 | 0 | 0 | 0 | 0 | 0
H | 0 | 0 | 0 | 0 | 0 | 0
LFG | 0 | 0 | 0.1 | 0.1 | 0.1 | 0.1
Nuc | 0 | 0 | 0 | 0 | 0 | 0
PS | 0 | 0 | 0 | 0 | 0 | 0
PV | 0 | 0 | 0 | 0 | 0 | 0
PeakG | 0 | 1.44 | 5.7 | 6.21 | 6.97 | 7.78
PeakO | 0 | 0 | 0 | 0 | 0 | 0
ST | 0 | 0 | 0 | 0 | 0 | 0
STOG | 2.02 | 3.03 | 3.43 | 7.07 | 4.2 | 4.69
STWD | 0 | 0 | 0 | 0 | 0 | 0
WT | 0 | 0 | 0 | 0 | 0 | 0
IGCC | 90.51 | 91.28 | 92.53 | 100.48 | 105.35 | 112.86
DemandResponse | 0 | 0 | 0 | 0 | 0 | 0
IGCC-CCS | 0 | 0 | 0 | 0 | 0 | 0
WT_off | 0 | 0 | 0 | 0 | 0 | 0
PseudoUnit | 0 | 0 | 0 | 0 | 0 | 0
FixedInterchange | 0 | 0 | 0 | 0 | 0 | 0
Fuel Cost by Reporting Type: MISO_MI
ReportingType | 2015 | 2020 | 2025 | 2030 | 2035 | 2040
BM | 0 | 0 | 0 | 0 | 0 | 0
CC | 481.58 | 512.8 | 601.85 | 674.36 | 1456.33 | 2267.93
CSP | 0 | 0 | 0 | 0 | 0 | 0
CT | 0 | 0 | 0 | 0 | 0 | 0
Coal | 1475.67 | 1004.3 | 1120.05 | 1245.63 | 1324.39 | 1389.66
Geo | 0 | 0 | 0 | 0 | 0 | 0
H | 0 | 0 | 0 | 0 | 0 | 0
LFG | 0 | 0.2 | 0.2 | 0.2 | 0.2 | 0.2
Nuc | 139.75 | 142.6 | 151.51 | 154.47 | 90.85 | 90.85
PS | 0 | 0 | 0 | 0 | 0 | 0
PV | 0 | 0 | 0 | 0 | 0 | 0
PeakG | 0.77 | 2.93 | 6.56 | 7.42 | 8.35 | 8.37
PeakO | 0 | 0 | 0 | 0 | 0 | 0
ST | 0 | 0 | 0 | 0 | 0 | 0
STOG | 9.46 | 30.15 | 34.24 | 42.29 | 31.89 | 38.42
STWD | 11.06 | 39.15 | 73.26 | 55.26 | 55.26 | 55.26
WT | 0 | 0 | 0 | 0 | 0 | 0
IGCC | 0 | 0 | 0 | 0 | 0 | 0
DemandResponse | 0 | 0 | 0 | 0 | 0 | 0
IGCC-CCS | 0 | 0 | 0 | 0 | 0 | 0
WT_off | 0 | 0 | 0 | 0 | 0 | 0
PseudoUnit | 0 | 0 | 0 | 0 | 0 | 0
FixedInterchange | 0 | 0 | 0 | 0 | 0 | 0
Fuel Cost by Reporting Type: MISO_MO-IL
ReportingType | 2015 | 2020 | 2025 | 2030 | 2035 | 2040
BM | 0 | 0 | 0 | 0 | 0 | 0
CC | 100.15 | 167.63 | 113.54 | 118.73 | 122.52 | 104.13
CSP | 0 | 0 | 0 | 0 | 0 | 0
CT | 0 | 0 | 0 | 0 | 0 | 0
Coal | 2133.77 | 1573.15 | 1804.19 | 2060.59 | 2316.9 | 2434.73
Geo | 0 | 0 | 0 | 0 | 0 | 0
H | 0 | 0 | 0 | 0 | 0 | 0
LFG | 0 | 0 | 0.29 | 0.29 | 0.29 | 0.29
Nuc | 143.46 | 146.38 | 155.53 | 158.57 | 158.57 | 158.57
PS | 0 | 0 | 0 | 0 | 0 | 0
PV | 0 | 0 | 0 | 0 | 0 | 0
PeakG | 7.16 | 10.57 | 18.84 | 31.72 | 79.26 | 142.2
PeakO | 0 | 0 | 0 | 0 | 0 | 0
ST | 0 | 0 | 0 | 0 | 0 | 0
STOG | 3.01 | 3.3 | 5.36 | 8.97 | 4.71 | 9.39
STWD | 0 | 0 | 0 | 0 | 0 | 0
WT | 0 | 0 | 0 | 0 | 0 | 0
IGCC | 0 | 0 | 0 | 0 | 0 | 0
DemandResponse | 0 | 0 | 0 | 0 | 0 | 0
IGCC-CCS | 0 | 0 | 0 | 0 | 0 | 0
WT_off | 0 | 0 | 0 | 0 | 0 | 0
PseudoUnit | 0 | 0 | 0 | 0 | 0 | 0
FixedInterchange | 0 | 0 | 0 | 0 | 0 | 0
Fuel Cost by Reporting Type: MISO_W
ReportingType | 2015 | 2020 | 2025 | 2030 | 2035 | 2040
BM | 0 | 0 | 0 | 0 | 0 | 0
CC | 367.32 | 405.97 | 328.62 | 329.66 | 342.68 | 187.4
CSP | 0 | 0 | 0 | 0 | 0 | 0
CT | 0 | 0 | 0 | 0 | 0 | 0
Coal | 1691.92 | 1390.65 | 1445.56 | 1710.5 | 2198.52 | 3378.13
Geo | 0 | 0 | 0 | 0 | 0 | 0
H | 0 | 0 | 0 | 0 | 0 | 0
LFG | 0 | 0 | 0.09 | 0.09 | 0.09 | 0.09
Nuc | 152.53 | 155.64 | 165.37 | 168.6 | 0.01 | 0.01
PS | 0 | 0 | 0 | 0 | 0 | 0
PV | 0 | 0 | 0 | 0 | 0 | 0
PeakG | 12.24 | 26.65 | 57.37 | 92.02 | 137.93 | 49.96
PeakO | 0 | 0 | 0 | 0 | 0 | 0
ST | 0 | 0 | 0 | 0 | 0 | 0
STOG | 0.75 | 1.18 | 1.37 | 2.34 | 2.64 | 1.36
STWD | 0 | 9.45 | 9.45 | 15.72 | 15.72 | 15.72
WT | 0 | 0 | 0 | 0 | 0 | 0
IGCC | 0 | 0 | 0 | 0 | 0 | 0
DemandResponse | 0 | 0 | 0 | 0 | 0 | 0
IGCC-CCS | 0 | 0 | 0 | 0 | 0 | 0
WT_off | 0 | 0 | 0 | 0 | 0 | 0
PseudoUnit | 0 | 0 | 0 | 0 | 0 | 0
FixedInterchange | 0 | 0 | 0 | 0 | 0 | 0
Fuel Cost by Reporting Type: MISO_WUMS
ReportingType | 2015 | 2020 | 2025 | 2030 | 2035 | 2040
BM | 0 | 0 | 0 | 0 | 0 | 0
CC | 559.39 | 1451.39 | 1605.24 | 1980.63 | 3074.77 | 3217.87
CSP | 0 | 0 | 0 | 0 | 0 | 0
CT | 0 | 12.73 | 21.71 | 26.38 | 39.64 | 57.58
Coal | 680.59 | 518.98 | 627.33 | 764.57 | 896.16 | 924.28
Geo | 0 | 0 | 0 | 0 | 0 | 0
H | 0 | 0 | 0 | 0 | 0 | 0
LFG | 0 | 0 | 0.29 | 0.29 | 0.29 | 0.29
Nuc | 120.89 | 123.35 | 131.06 | 133.62 | 0.01 | 0.01
PS | 0 | 0 | 0 | 0 | 0 | 0
PV | 0 | 0 | 0 | 0 | 0 | 0
PeakG | 1.32 | 0 | 0 | 0 | 0 | 0
PeakO | 0 | 0 | 0 | 0 | 0 | 0
ST | 0 | 0 | 0 | 0 | 0 | 0
STOG | 0.13 | 0 | 0 | 0 | 0 | 0
STWD | 0 | 1.91 | 3.67 | 3.67 | 3.67 | 3.67
WT | 0 | 0 | 0 | 0 | 0 | 0
IGCC | 0 | 0 | 0 | 0 | 0 | 0
DemandResponse | 0 | 0 | 0 | 0 | 0 | 0
IGCC-CCS | 0 | 0 | 0 | 0 | 0 | 0
WT_off | 0 | 0 | 0 | 0 | 0 | 0
PseudoUnit | 0 | 0 | 0 | 0 | 0 | 0
FixedInterchange | 0 | 0 | 0 | 0 | 0 | 0
Fuel Cost by Reporting Type: Nebraska
ReportingType | 2015 | 2020 | 2025 | 2030 | 2035 | 2040
BM | 0 | 0 | 0 | 0 | 0 | 0
CC | 33.55 | 126.66 | 186.06 | 209.38 | 162.31 | 128.99
CSP | 0 | 0 | 0 | 0 | 0 | 0
CT | 0 | 0 | 0 | 0 | 0 | 0
Coal | 449.14 | 414.52 | 414.52 | 549.17 | 1004.34 | 1229.43
Geo | 0 | 0 | 0 | 0 | 0 | 0
H | 0 | 0 | 0 | 0 | 0 | 0
LFG | 0 | 0 | 0.09 | 0.09 | 0.09 | 0.09
Nuc | 83.67 | 85.37 | 90.71 | 92.48 | 0.01 | 0.01
PS | 0 | 0 | 0 | 0 | 0 | 0
PV | 0 | 0 | 0 | 0 | 0 | 0
PeakG | 4.52 | 2.66 | 12.11 | 17.37 | 10.28 | 1.05
PeakO | 0 | 0 | 0 | 0 | 0 | 0
ST | 0 | 0 | 0 | 0 | 0 | 0
STOG | 2.73 | 6.1 | 6.96 | 7.61 | 2.31 | 0.24
STWD | 0 | 0 | 0 | 0 | 0 | 0
WT | 0 | 0 | 0 | 0 | 0 | 0
IGCC | 0 | 0 | 0 | 0 | 0 | 0
DemandResponse | 0 | 0 | 0 | 0 | 0 | 0
IGCC-CCS | 0 | 0 | 0 | 0 | 0 | 0
WT_off | 0 | 0 | 0 | 0 | 0 | 0
PseudoUnit | 0 | 0 | 0 | 0 | 0 | 0
FixedInterchange | 0 | 0 | 0 | 0 | 0 | 0
Fuel Cost by Reporting Type: NEISO
ReportingType | 2015 | 2020 | 2025 | 2030 | 2035 | 2040
BM | 128.98 | 128.98 | 40.94 | 40.94 | 48.49 | 46.3
CC | 1737.38 | 1719.82 | 2094.8 | 2662.07 | 3576.24 | 4366.46
CSP | 0 | 0 | 0 | 0 | 0 | 0
CT | 0 | 0.15 | 1.74 | 5.43 | 18.68 | 19.03
Coal | 0.37 | 0 | 0 | 0 | 0 | 0
Geo | 0 | 0 | 0 | 0 | 0 | 0
H | 0 | 0 | 0 | 0 | 0 | 0
LFG | 0.06 | 0.06 | 0.15 | 0.15 | 0.15 | 0.15
Nuc | 293.25 | 299.23 | 317.93 | 324.14 | 234.19 | 173
PS | 0 | 0 | 0 | 0 | 0 | 0
PV | 0 | 0 | 0 | 0 | 0 | 0
PeakG | 0.37 | 1.74 | 1.94 | 6.28 | 6.98 | 6.52
PeakO | 0 | 0 | 0 | 0 | 0 | 0
ST | 0 | 0 | 0 | 0 | 0 | 0
STOG | 0 | 0 | 0 | 0 | 0 | 0
STWD | 338.09 | 96.61 | 36.54 | 41.78 | 52.36 | 48.74
WT | 0 | 0 | 0 | 0 | 0 | 0
IGCC | 0 | 0 | 0 | 0 | 0 | 0
DemandResponse | 0 | 0 | 0 | 0 | 0 | 0
IGCC-CCS | 0 | 0 | 0 | 0 | 0 | 0
WT_off | 0 | 0 | 0 | 0 | 0 | 0
PseudoUnit | 0 | 0 | 0 | 0 | 0 | 0
FixedInterchange | 0 | 0 | 0 | 0 | 0 | 0
Fuel Cost by Reporting Type: NonRTO_Midwest
ReportingType | 2015 | 2020 | 2025 | 2030 | 2035 | 2040
BM | 0 | 0 | 0 | 0 | 0 | 0
CC | 0 | 119.18 | 267.63 | 438.87 | 731.39 | 1060.73
CSP | 0 | 0 | 0 | 0 | 0 | 0
CT | 0 | 6.71 | 9.43 | 25.5 | 16.4 | 63.39
Coal | 1437.71 | 1530.77 | 1602.33 | 1791.22 | 1944.38 | 2094.93
Geo | 0 | 0 | 0 | 0 | 0 | 0
H | 0 | 0 | 0 | 0 | 0 | 0
LFG | 0 | 0 | 0 | 0.2 | 0.2 | 0.2
Nuc | 0 | 0 | 0 | 0 | 0 | 0
PS | 0 | 0 | 0 | 0 | 0 | 0
PV | 0 | 0 | 0 | 0 | 0 | 0
PeakG | 8.05 | 10.67 | 13.58 | 21.45 | 11.84 | 10.49
PeakO | 0 | 0 | 0 | 0 | 0 | 0
ST | 0 | 0 | 0 | 0 | 0 | 0
STOG | 0 | 0 | 0 | 0 | 0 | 0
STWD | 0 | 0 | 0 | 0 | 0 | 0
WT | 0 | 0 | 0 | 0 | 0 | 0
IGCC | 0 | 0 | 0 | 0 | 0 | 0
DemandResponse | 0 | 0 | 0 | 0 | 0 | 0
IGCC-CCS | 0 | 0 | 0 | 0 | 0 | 0
WT_off | 0 | 0 | 0 | 0 | 0 | 0
PseudoUnit | 0 | 0 | 0 | 0 | 0 | 0
FixedInterchange | 0 | 0 | 0 | 0 | 0 | 0
Fuel Cost by Reporting Type: NYISO_A-F
ReportingType | 2015 | 2020 | 2025 | 2030 | 2035 | 2040
BM | 0 | 0 | 0 | 0 | 0 | 0
CC | 337.71 | 616.23 | 767.11 | 621.1 | 603.5 | 1052.87
CSP | 0 | 0 | 0 | 0 | 0 | 0
CT | 0 | 0 | 0 | 0 | 0 | 0
Coal | 0 | 0 | 0 | 0 | 0 | 0
Geo | 0 | 0 | 0 | 0 | 0 | 0
H | 0 | 0 | 0 | 0 | 0 | 0
LFG | 0.01 | 0.01 | 0.09 | 0.09 | 0.09 | 0.09
Nuc | 217.02 | 221.45 | 235.29 | 195.6 | 154.22 | 93.47
PS | 0 | 0 | 0 | 0 | 0 | 0
PV | 0 | 0 | 0 | 0 | 0 | 0
PeakG | 0 | 0.09 | 0.36 | 0.39 | 0.41 | 0.44
PeakO | 0 | 0 | 0 | 0 | 0 | 0
ST | 0 | 0 | 0 | 0 | 0 | 0
STOG | 0 | 0 | 0 | 0 | 0 | 0
STWD | 0 | 0 | 0.06 | 0.22 | 0.22 | 0.06
WT | 0 | 0 | 0 | 0 | 0 | 0
IGCC | 0 | 0 | 0 | 0 | 0 | 0
DemandResponse | 0 | 0 | 0 | 0 | 0 | 0
IGCC-CCS | 0 | 0 | 0 | 0 | 0 | 0
WT_off | 0 | 0 | 0 | 0 | 0 | 0
PseudoUnit | 0 | 0 | 0 | 0 | 0 | 0
FixedInterchange | 0 | 0 | 0 | 0 | 0 | 0
Fuel Cost by Reporting Type: NYISO_G-I
ReportingType | 2015 | 2020 | 2025 | 2030 | 2035 | 2040
BM | 0 | 0 | 0 | 0 | 0 | 0
CC | 272.04 | 436.91 | 947.3 | 1595.64 | 2578.41 | 3364.32
CSP | 0 | 0 | 0 | 0 | 0 | 0
CT | 0 | 0 | 0 | 0 | 0 | 0
Coal | 0 | 0 | 0 | 0 | 0 | 0
Geo | 0 | 0 | 0 | 0 | 0 | 0
H | 0 | 0 | 0 | 0 | 0 | 0
LFG | 0 | 0 | 0.09 | 0.09 | 0.09 | 0.09
Nuc | 130.64 | 133.3 | 141.63 | 144.4 | 72.41 | 0.03
PS | 0 | 0 | 0 | 0 | 0 | 0
PV | 0 | 0 | 0 | 0 | 0 | 0
PeakG | 0 | 0 | 0 | 0.06 | 0 | 0
PeakO | 0 | 0 | 0 | 0 | 0 | 0
ST | 0 | 0 | 0 | 0 | 0 | 0
STOG | 1.6 | 6.32 | 6.7 | 7.84 | 12.56 | 15.75
STWD | 0 | 0 | 0 | 0 | 0 | 0
WT | 0 | 0 | 0 | 0 | 0 | 0
IGCC | 0 | 0 | 0 | 0 | 0 | 0
DemandResponse | 0 | 0 | 0 | 0 | 0 | 0
IGCC-CCS | 0 | 0 | 0 | 0 | 0 | 0
WT_off | 0 | 0 | 0 | 0 | 0 | 0
PseudoUnit | 0 | 0 | 0 | 0 | 0 | 0
FixedInterchange | 0 | 0 | 0 | 0 | 0 | 0
Fuel Cost by Reporting Type: NYISO_J-K
ReportingType | 2015 | 2020 | 2025 | 2030 | 2035 | 2040
BM | 0 | 0 | 0 | 0 | 0 | 0
CC | 896.49 | 1155.75 | 1308.67 | 1593.17 | 2014.15 | 2646.63
CSP | 0 | 0 | 0 | 0 | 0 | 0
CT | 0 | 0.47 | 2.41 | 5.35 | 20.88 | 29.38
Coal | 0 | 0 | 0 | 0 | 0 | 0
Geo | 0 | 0 | 0 | 0 | 0 | 0
H | 0 | 0 | 0 | 0 | 0 | 0
LFG | 0 | 0 | 0.09 | 0.09 | 0.09 | 0.09
Nuc | 0 | 0 | 0 | 0 | 0 | 0
PS | 0 | 0 | 0 | 0 | 0 | 0
PV | 0 | 0 | 0 | 0 | 0 | 0
PeakG | 0.27 | 4.55 | 8.99 | 18.07 | 18.44 | 24.61
PeakO | 0 | 0 | 0 | 0 | 0 | 0
ST | 0 | 0 | 0 | 0 | 0 | 0
STOG | 70.98 | 141.68 | 218.08 | 339.98 | 388.87 | 390.28
STWD | 0 | 0 | 0 | 0 | 0 | 0
WT | 0 | 0 | 0 | 0 | 0 | 0
IGCC | 0 | 0 | 0 | 0 | 0 | 0
DemandResponse | 0 | 0 | 0 | 0 | 0 | 0
IGCC-CCS | 0 | 0 | 0 | 0 | 0 | 0
WT_off | 0 | 0 | 0 | 0 | 0 | 0
PseudoUnit | 0 | 0 | 0 | 0 | 0 | 0
FixedInterchange | 0 | 0 | 0 | 0 | 0 | 0
Fuel Cost by Reporting Type: PJM_E
ReportingType | 2015 | 2020 | 2025 | 2030 | 2035 | 2040
BM | 15.34 | 15.34 | 15.34 | 15.34 | 15.34 | 15.34
CC | 931.16 | 1421.79 | 1577.03 | 1841.79 | 2474.54 | 3505.49
CSP | 0 | 0 | 0 | 0 | 0 | 0
CT | 0 | 0.04 | 0.05 | 15.83 | 85.95 | 81.05
Coal | 15.47 | 12.73 | 33.5 | 47.09 | 71.04 | 94.83
Geo | 0 | 0 | 0 | 0 | 0 | 0
H | 0 | 0 | 0 | 0 | 0 | 0
LFG | 0.01 | 0.18 | 0.18 | 0.18 | 0.18 | 0.18
Nuc | 563.79 | 533.75 | 567.11 | 578.18 | 415.32 | 329.35
PS | 0 | 0 | 0 | 0 | 0 | 0
PV | 0 | 0 | 0 | 0 | 0 | 0
PeakG | 0 | 4.2 | 28.12 | 32.99 | 49.53 | 66.48
PeakO | 0 | 0 | 0 | 1.66 | 0 | 0
ST | 0 | 0 | 0 | 0 | 0 | 0
STOG | 4.64 | 27.75 | 30.61 | 65.11 | 71.99 | 78.5
STWD | 0 | 0 | 0 | 0 | 0 | 0
WT | 0 | 0 | 0 | 0 | 0 | 0
IGCC | 0 | 0 | 0 | 0 | 0 | 0
DemandResponse | 0 | 0 | 0 | 0 | 0 | 0
IGCC-CCS | 0 | 0 | 0 | 0 | 0 | 0
WT_off | 0 | 0 | 0 | 0 | 0 | 0
PseudoUnit | 0 | 0 | 0 | 0 | 0 | 0
FixedInterchange | 0 | 0 | 0 | 0 | 0 | 0
Fuel Cost by Reporting Type: PJM_ROM
ReportingType | 2015 | 2020 | 2025 | 2030 | 2035 | 2040
BM | 9.21 | 9.21 | 9.21 | 9.21 | 9.21 | 9.21
CC | 642.2 | 800.95 | 923.62 | 1133.2 | 3475.86 | 9552.03
CSP | 0 | 0 | 0 | 0 | 0 | 0
CT | 0 | 0.03 | 0.18 | 0.1 | 0.21 | 0.46
Coal | 1412.33 | 1538.67 | 1738.39 | 2022.3 | 2082.44 | 2190.3
Geo | 0 | 0 | 0 | 0 | 0 | 0
H | 0 | 0 | 0 | 0 | 0 | 0
LFG | 0.02 | 0.36 | 0.36 | 0.36 | 0.36 | 0.36
Nuc | 337.6 | 344.49 | 366.02 | 373.17 | 244.83 | 178.21
PS | 0 | 0 | 0 | 0 | 0 | 0
PV | 0 | 0 | 0 | 0 | 0 | 0
PeakG | 0 | 0.93 | 3.22 | 4.17 | 11.03 | 3.92
PeakO | 0 | 0 | 0 | 0.07 | 0 | 0
ST | 0 | 0 | 0 | 0 | 0 | 0
STOG | 28.65 | 52.77 | 82.22 | 89.53 | 96.26 | 100.16
STWD | 35.1 | 35.1 | 35.1 | 35.1 | 35.1 | 35.1
WT | 0 | 0 | 0 | 0 | 0 | 0
IGCC | 0 | 0 | 0 | 0 | 0 | 0
DemandResponse | 0 | 0 | 0 | 0 | 0 | 0
IGCC-CCS | 0 | 0 | 0 | 0 | 0 | 0
WT_off | 0 | 0 | 0 | 0 | 0 | 0
PseudoUnit | 0 | 0 | 0 | 0 | 0 | 0
FixedInterchange | 0 | 0 | 0 | 0 | 0 | 0
Fuel Cost by Reporting Type: PJM_ROR
ReportingType | 2015 | 2020 | 2025 | 2030 | 2035 | 2040
BM | 5.11 | 11.05 | 145.19 | 196.9 | 146.76 | 98.7
CC | 2163.08 | 4559.03 | 6824.85 | 9975.47 | 14479.57 | 14590.94
CSP | 0 | 0 | 0 | 0 | 0 | 0
CT | 0.14 | 0.29 | 0.32 | 21.22 | 12.47 | 79.36
Coal | 8241.75 | 6745.55 | 7098.68 | 8089.1 | 8775.48 | 9437.49
Geo | 0 | 0 | 0 | 0 | 0 | 0
H | 0 | 0 | 0 | 0 | 0 | 0
LFG | 0.07 | 0.07 | 0.73 | 0.73 | 0.73 | 0.73
Nuc | 1319.64 | 1346.55 | 1430.71 | 1395.54 | 1084.35 | 728.88
PS | 0 | 0 | 0 | 0 | 0 | 0
PV | 0 | 0 | 0 | 0 | 0 | 0
PeakG | 57.81 | 61.38 | 71.72 | 75.18 | 58.62 | 68.87
PeakO | 0 | 0 | 0 | 0 | 0 | 0
ST | 0 | 0 | 0 | 0 | 0 | 0
STOG | 35.69 | 41.85 | 48.93 | 51.88 | 57.67 | 65
STWD | 13.14 | 46.51 | 76.36 | 103.86 | 103.86 | 103.86
WT | 0 | 0 | 0 | 0 | 0 | 0
IGCC | 0 | 0 | 0 | 0 | 0 | 0
DemandResponse | 0 | 0 | 0 | 0 | 0 | 0
IGCC-CCS | 0 | 0 | 0 | 0 | 0 | 0
WT_off | 0 | 0 | 0 | 0 | 0 | 0
PseudoUnit | 0 | 0 | 0 | 0 | 0 | 0
FixedInterchange | 0 | 0 | 0 | 0 | 0 | 0
Fuel Cost by Reporting Type: SOCO
ReportingType | 2015 | 2020 | 2025 | 2030 | 2035 | 2040
BM | 0 | 0 | 1.58 | 1.58 | 2.62 | 2.62
CC | 4584.41 | 5654.94 | 6563.22 | 8261.32 | 10741.75 | 10784.69
CSP | 0 | 0 | 0 | 0 | 0 | 0
CT | 0 | 0 | 0 | 0 | 5.85 | 6.53
Coal | 2627.9 | 2666.67 | 3336.39 | 3649.44 | 3958.79 | 6207.84
Geo | 0 | 0 | 0 | 0 | 0 | 0
H | 0 | 0 | 0 | 0 | 0 | 0
LFG | 0 | 0 | 0.01 | 0.14 | 0.14 | 0.14
Nuc | 396.64 | 551.11 | 585.56 | 596.99 | 596.99 | 398.46
PS | 0 | 0 | 0 | 0 | 0 | 0
PV | 0 | 0 | 0 | 0 | 0 | 0
PeakG | 48.57 | 78.02 | 163.7 | 171.23 | 150.44 | 138.61
PeakO | 0 | 0 | 0 | 0 | 0 | 0
ST | 0 | 0 | 0 | 0 | 0 | 0
STOG | 0 | 0 | 0 | 0 | 0 | 0
STWD | 0 | 0 | 0.5 | 1.76 | 22.77 | 22.77
WT | 0 | 0 | 0 | 0 | 0 | 0
IGCC | 0 | 0 | 0 | 0 | 0 | 0
DemandResponse | 0 | 0 | 0 | 0 | 0 | 0
IGCC-CCS | 0 | 0 | 0 | 0 | 0 | 0
WT_off | 0 | 0 | 0 | 0 | 0 | 0
PseudoUnit | 0 | 0 | 0 | 0 | 0 | 0
FixedInterchange | 0 | 0 | 0 | 0 | 0 | 0
Fuel Cost by Reporting Type: SPP_N
ReportingType | 2015 | 2020 | 2025 | 2030 | 2035 | 2040
BM | 0 | 0 | 0 | 0 | 0 | 0
CC | 317.44 | 940.15 | 1166.08 | 1861.93 | 1531.13 | 1442.87
CSP | 0 | 0 | 0 | 0 | 0 | 0
CT | 0 | 0 | 0 | 24.47 | 122.21 | 93.87
Coal | 1103.66 | 950.45 | 954.84 | 1185.3 | 1246.91 | 1750.21
Geo | 0 | 0 | 0 | 0 | 0 | 0
H | 0 | 0 | 0 | 0 | 0 | 0
LFG | 0 | 0 | 0.12 | 0.12 | 0.12 | 0.12
Nuc | 74.76 | 76.29 | 81.06 | 82.64 | 82.64 | 82.64
PS | 0 | 0 | 0 | 0 | 0 | 0
PV | 0 | 0 | 0 | 0 | 0 | 0
PeakG | 5.57 | 6.99 | 23.97 | 26.2 | 8.33 | 2.41
PeakO | 0 | 0 | 0 | 0 | 0 | 0
ST | 0 | 0 | 0 | 0 | 0 | 0
STOG | 21 | 37.92 | 44.56 | 48.55 | 91.6 | 60.38
STWD | 0 | 0 | 0 | 0 | 0 | 0
WT | 0 | 0 | 0 | 0 | 0 | 0
IGCC | 0 | 0 | 0 | 0 | 0 | 0
DemandResponse | 0 | 0 | 0 | 0 | 0 | 0
IGCC-CCS | 0 | 0 | 0 | 0 | 0 | 0
WT_off | 0 | 0 | 0 | 0 | 0 | 0
PseudoUnit | 0 | 0 | 0 | 0 | 0 | 0
FixedInterchange | 0 | 0 | 0 | 0 | 0 | 0
Fuel Cost by Reporting Type: SPP_S
ReportingType | 2015 | 2020 | 2025 | 2030 | 2035 | 2040
BM | 0 | 0 | 0 | 0 | 0 | 0
CC | 1730.15 | 2600.39 | 3074.18 | 3856.36 | 3661.81 | 3036.86
CSP | 0 | 0 | 0 | 0 | 0 | 0
CT | 0 | 0 | 0 | 0 | 0 | 0.51
Coal | 1809.9 | 1473.82 | 1806.5 | 2077.68 | 2236.36 | 2317.27
Geo | 0 | 0 | 0 | 0 | 0 | 0
H | 0 | 0 | 0 | 0 | 0 | 0
LFG | 0 | 0 | 0.12 | 0.12 | 0.12 | 0.12
Nuc | 0 | 0 | 0 | 0 | 0 | 0
PS | 0 | 0 | 0 | 0 | 0 | 0
PV | 0 | 0 | 0 | 0 | 0 | 0
PeakG | 0 | 0 | 0 | 0 | 0 | 0
PeakO | 0 | 0 | 0 | 0 | 0 | 0
ST | 0 | 0 | 0 | 0 | 0 | 0
STOG | 140.3 | 179.31 | 236.15 | 252.59 | 236.73 | 263.48
STWD | 0 | 0 | 0 | 0 | 0 | 0.48
WT | 0 | 0 | 0 | 0 | 0 | 0
IGCC | 0 | 0 | 0 | 0 | 0 | 0
DemandResponse | 0 | 0 | 0 | 0 | 0 | 0
IGCC-CCS | 0 | 0 | 0 | 0 | 0 | 0
WT_off | 0 | 0 | 0 | 0 | 0 | 0
PseudoUnit | 0 | 0 | 0 | 0 | 0 | 0
FixedInterchange | 0 | 0 | 0 | 0 | 0 | 0
Fuel Cost by Reporting Type: TVA
ReportingType | 2015 | 2020 | 2025 | 2030 | 2035 | 2040
BM | 0 | 0 | 0 | 0 | 0 | 0
CC | 691.54 | 1709.36 | 2326.12 | 3087.24 | 3439.28 | 3147.71
CSP | 0 | 0 | 0 | 0 | 0 | 0
CT | 2.37 | 18.57 | 30.12 | 55.92 | 73.58 | 72.66
Coal | 2140.21 | 1772.39 | 1925.53 | 2101.34 | 3124.47 | 4510.93
Geo | 0 | 0 | 0 | 0 | 0 | 0
H | 0 | 0 | 0 | 0 | 0 | 0
LFG | 0 | 0 | 0 | 0.14 | 0.14 | 0.14
Nuc | 542.87 | 553.94 | 588.56 | 600.05 | 420.73 | 329.46
PS | 0 | 0 | 0 | 0 | 0 | 0
PV | 0 | 0 | 0 | 0 | 0 | 0
PeakG | 0 | 0 | 2.83 | 3.12 | 3.55 | 2.65
PeakO | 0 | 0 | 0 | 0 | 0 | 0
ST | 0 | 0 | 0 | 0 | 0 | 0
STOG | 0 | 0 | 0 | 0 | 0 | 0
STWD | 0 | 0 | 0 | 0.02 | 0.15 | 0.16
WT | 0 | 0 | 0 | 0 | 0 | 0
IGCC | 0 | 0 | 0 | 0 | 0 | 0
DemandResponse | 0 | 0 | 0 | 0 | 0 | 0
IGCC-CCS | 0 | 0 | 0 | 0 | 0 | 0
WT_off | 0 | 0 | 0 | 0 | 0 | 0
PseudoUnit | 0 | 0 | 0 | 0 | 0 | 0
FixedInterchange | 0 | 0 | 0 | 0 | 0 | 0
Fuel Cost by Reporting Type: TVA_Transmission
ReportingType | 2015 | 2020 | 2025 | 2030 | 2035 | 2040
BM | 0 | 0 | 0 | 0 | 0 | 0
CC | 0 | 0 | 0 | 0 | 0 | 0
CSP | 0 | 0 | 0 | 0 | 0 | 0
CT | 0 | 0 | 0 | 0 | 0 | 0
Coal | 0 | 0 | 0 | 0 | 0 | 0
Geo | 0 | 0 | 0 | 0 | 0 | 0
H | 0 | 0 | 0 | 0 | 0 | 0
LFG | 0 | 0 | 0 | 0 | 0 | 0
Nuc | 0 | 0 | 0 | 0 | 0 | 0
PS | 0 | 0 | 0 | 0 | 0 | 0
PV | 0 | 0 | 0 | 0 | 0 | 0
PeakG | 0 | 0 | 0 | 0 | 0 | 0
PeakO | 0 | 0 | 0 | 0 | 0 | 0
ST | 0 | 0 | 0 | 0 | 0 | 0
STOG | 0 | 0 | 0 | 0 | 0 | 0
STWD | 0 | 0 | 0 | 0 | 0 | 0
WT | 0 | 0 | 0 | 0 | 0 | 0
IGCC | 0 | 0 | 0 | 0 | 0 | 0
DemandResponse | 0 | 0 | 0 | 0 | 0 | 0
IGCC-CCS | 0 | 0 | 0 | 0 | 0 | 0
WT_off | 0 | 0 | 0 | 0 | 0 | 0
PseudoUnit | 0 | 0 | 0 | 0 | 0 | 0
FixedInterchange | 0 | 0 | 0 | 0 | 0 | 0
Fuel Cost by Reporting Type: VACAR
ReportingType | 2015 | 2020 | 2025 | 2030 | 2035 | 2040
BM | 0.47 | 273.97 | 721.55 | 872.94 | 1026.5 | 1218.24
CC | 2896.64 | 3615.24 | 3879.57 | 5061.22 | 8028.01 | 11939.4
CSP | 0 | 0 | 0 | 0 | 0 | 0
CT | 4.22 | 10.38 | 30.62 | 65.24 | 105.86 | 90.94
Coal | 2077.31 | 2094.25 | 2940.85 | 3385.71 | 3999.46 | 4180.28
Geo | 0 | 0 | 0 | 0 | 0 | 0
H | 0 | 0 | 0 | 0 | 0 | 0
LFG | 0 | 0.14 | 0.14 | 0.14 | 0.14 | 0.14
Nuc | 730.67 | 900.6 | 956.89 | 975.58 | 746.08 | 614.79
PS | 0 | 0 | 0 | 0 | 0 | 0
PV | 0 | 0 | 0 | 0 | 0 | 0
PeakG | 5.45 | 11.17 | 23.79 | 22.86 | 24.74 | 20.67
PeakO | 0 | 0 | 0 | 0 | 0 | 0
ST | 0 | 0 | 0 | 0 | 0 | 0
STOG | 0 | 0 | 0.07 | 0.08 | 0.09 | 0.09
STWD | 159.73 | 159.73 | 100.95 | 117.43 | 159.73 | 159.73
WT | 0 | 0 | 0 | 0 | 0 | 0
IGCC | 0 | 0 | 0 | 0 | 0 | 0
DemandResponse | 0 | 0 | 0 | 0 | 0 | 0
IGCC-CCS | 0 | 0 | 0 | 0 | 0 | 0
WT_off | 0 | 0 | 0 | 0 | 0 | 0
PseudoUnit | 0 | 0 | 0 | 0 | 0 | 0
FixedInterchange | 0 | 0 | 0 | 0 | 0 | 0
Fuel Cost by Reporting Type: IESO
ReportingType | 2015 | 2020 | 2025 | 2030 | 2035 | 2040
BM | 0 | 0 | 0 | 0.26 | 0.26 | 0.26
CC | 47.86 | 163.28 | 390.22 | 929.06 | 2212.47 | 3718.21
CSP | 0 | 0 | 0 | 0 | 0 | 0
CT | 0 | 0 | 0.2 | 1.1 | 1.16 | 2.92
Coal | 0 | 0 | 0 | 0 | 0 | 0
Geo | 0 | 0 | 0 | 0 | 0 | 0
H | 0 | 0 | 0 | 0 | 0 | 0
LFG | 0.02 | 0.02 | 0.02 | 0.02 | 0.02 | 0.02
Nuc | 854.23 | 871.65 | 926.13 | 944.22 | 869.51 | 757.81
PS | 0 | 0 | 0 | 0 | 0 | 0
PV | 0 | 0 | 0 | 0 | 0 | 0
PeakG | 0 | 0 | 0.27 | 1.02 | 1.18 | 1.26
PeakO | 0 | 0 | 0 | 0 | 0 | 0
ST | 0 | 0 | 0 | 0 | 0 | 0
STOG | 0 | 0 | 0 | 0 | 0 | 0
STWD | 0 | 0 | 0.09 | 0.3 | 0.95 | 0.95
WT | 0 | 0 | 0 | 0 | 0 | 0
IGCC | 0 | 0 | 0 | 0 | 0 | 0
DemandResponse | 0 | 0 | 0 | 0 | 0 | 0
IGCC-CCS | 0 | 0 | 0 | 0 | 0 | 0
WT_off | 0 | 0 | 0 | 0 | 0 | 0
PseudoUnit | 0 | 0 | 0 | 0 | 0 | 0
FixedInterchange | 0 | 0 | 0 | 0 | 0 | 0
Fuel Cost by Reporting Type: MAPP_CA
ReportingType | 2015 | 2020 | 2025 | 2030 | 2035 | 2040
BM | 0 | 0 | 0 | 0 | 0 | 0
CC | 382.2 | 672.98 | 977.59 | 1395.47 | 1891.29 | 2151.38
CSP | 0 | 0 | 0 | 0 | 0 | 0
CT | 0 | 0 | 0 | 0 | 0.03 | 0.75
Coal | 3.64 | 7.65 | 21.29 | 107.48 | 176.14 | 204.3
Geo | 0 | 0 | 0 | 0 | 0 | 0
H | 0 | 0 | 0 | 0 | 0 | 0
LFG | 0 | 0 | 0 | 0 | 0 | 0
Nuc | 0 | 0 | 0 | 0 | 0 | 0
PS | 0 | 0 | 0 | 0 | 0 | 0
PV | 0 | 0 | 0 | 0 | 0 | 0
PeakG | 0 | 0 | 0.27 | 0.34 | 0.27 | 0
PeakO | 0 | 0 | 0 | 0 | 0 | 0
ST | 0 | 0 | 0 | 0 | 0 | 0
STOG | 0 | 0 | 0.08 | 0.09 | 0 | 0
STWD | 0 | 0 | 0 | 0 | 0 | 0
WT | 0 | 0 | 0 | 0 | 0 | 0
IGCC | 0 | 0 | 0 | 0 | 0 | 0
DemandResponse | 0 | 0 | 0 | 0 | 0 | 0
IGCC-CCS | 0 | 0 | 0 | 0 | 0 | 0
WT_off | 0 | 0 | 0 | 0 | 0 | 0
PseudoUnit | 0 | 0 | 0 | 0 | 0 | 0
FixedInterchange | 0 | 0 | 0 | 0 | 0 | 0
Fuel Cost by Reporting Type: AZ_NM_SNV_Coal
ReportingType | 2015 | 2020 | 2025 | 2030 | 2035 | 2040
BM | 0 | 0 | 0 | 0 | 0 | 0
CC | 0 | 0 | 0 | 0 | 0 | 0
CSP | 0 | 0 | 0 | 0 | 0 | 0
CT | 0 | 0 | 0 | 0 | 0 | 0
Coal | 1249.75 | 1320.25 | 1320.25 | 1370.37 | 1460.28 | 2748.72
Geo | 0 | 0 | 0 | 0 | 0 | 0
H | 0 | 0 | 0 | 0 | 0 | 0
LFG | 0 | 0 | 0 | 0 | 0 | 0
Nuc | 0 | 0 | 0 | 0 | 0 | 0
PS | 0 | 0 | 0 | 0 | 0 | 0
PV | 0 | 0 | 0 | 0 | 0 | 0
PeakG | 0 | 0 | 0 | 0 | 0 | 0
PeakO | 0 | 0 | 0 | 0 | 0 | 0
ST | 0 | 0 | 0 | 0 | 0 | 0
STOG | 0 | 0 | 0 | 0 | 0 | 0
STWD | 0 | 0 | 0 | 0 | 0 | 0
WT | 0 | 0 | 0 | 0 | 0 | 0
IGCC | 0 | 0 | 0 | 0 | 0 | 0
DemandResponse | 0 | 0 | 0 | 0 | 0 | 0
IGCC-CCS | 0 | 0 | 0 | 0 | 0 | 0
WT_off | 0 | 0 | 0 | 0 | 0 | 0
PseudoUnit | 0 | 0 | 0 | 0 | 0 | 0
FixedInterchange | 0 | 0 | 0 | 0 | 0 | 0
Fuel Cost by Reporting Type: AZ_NM_SNV_Gas
ReportingType | 2015 | 2020 | 2025 | 2030 | 2035 | 2040
BM | 0 | 0 | 0 | 0 | 0 | 0
CC | 3702.53 | 4753.87 | 6136.23 | 8815.57 | 12276.07 | 13688.25
CSP | 0 | 0 | 0 | 0 | 0 | 0
CT | 0 | 0 | 15.63 | 19.6 | 0 | 0
Coal | 0 | 0 | 0 | 0 | 0 | 0
Geo | 0 | 0 | 0 | 0 | 0 | 0
H | 0 | 0 | 0 | 0 | 0 | 0
LFG | 0 | 0 | 0 | 0 | 0 | 0
Nuc | 0 | 0 | 0 | 0 | 0 | 0
PS | 0 | 0 | 0 | 0 | 0 | 0
PV | 0 | 0 | 0 | 0 | 0 | 0
PeakG | 0 | 0 | 40.47 | 32.51 | 0 | 0
PeakO | 0 | 0 | 0 | 0 | 0 | 0
ST | 0 | 0 | 0 | 0 | 0 | 0
STOG | 0 | 0 | 0 | 0 | 0 | 0
STWD | 0 | 0 | 0 | 0 | 0 | 0
WT | 0 | 0 | 0 | 0 | 0 | 0
IGCC | 0 | 0 | 0 | 0 | 0 | 0
DemandResponse | 0 | 0 | 0 | 0 | 0 | 0
IGCC-CCS | 0 | 0 | 0 | 0 | 0 | 0
WT_off | 0 | 0 | 0 | 0 | 0 | 0
PseudoUnit | 0 | 0 | 0 | 0 | 0 | 0
FixedInterchange | 0 | 0 | 0 | 0 | 0 | 0
Fuel Cost by Reporting Type: AZ_NM_SNV_NucRenew
ReportingType | 2015 | 2020 | 2025 | 2030 | 2035 | 2040
BM | 0 | 0 | 0 | 0 | 0 | 0
CC | 0 | 0 | 0 | 0 | 0 | 0
CSP | 0 | 0 | 0 | 0 | 0 | 0
CT | 0 | 0 | 0 | 0 | 0 | 0
Coal | 0 | 0 | 0 | 0 | 0 | 0
Geo | 0 | 0 | 0 | 0 | 0 | 0
H | 0 | 0 | 0 | 0 | 0 | 0
LFG | 0 | 0.08 | 0.08 | 0.08 | 0.08 | 0.08
Nuc | 254.91 | 260.1 | 276.36 | 281.76 | 281.76 | 281.76
PS | 0 | 0 | 0 | 0 | 0 | 0
PV | 0 | 0 | 0 | 0 | 0 | 0
PeakG | 0 | 0 | 0 | 0 | 0 | 0
PeakO | 0 | 0 | 0 | 0 | 0 | 0
ST | 0 | 0 | 0 | 0 | 0 | 0
STOG | 0 | 0 | 0 | 0 | 0 | 0
STWD | 11.54 | 11.54 | 1.68 | 8.48 | 8.48 | 7
WT | 0 | 0 | 0 | 0 | 0 | 0
IGCC | 0 | 0 | 0 | 0 | 0 | 0
DemandResponse | 0 | 0 | 0 | 0 | 0 | 0
IGCC-CCS | 0 | 0 | 0 | 0 | 0 | 0
WT_off | 0 | 0 | 0 | 0 | 0 | 0
PseudoUnit | 0 | 0 | 0 | 0 | 0 | 0
FixedInterchange | 0 | 0 | 0 | 0 | 0 | 0
Fuel Cost by Reporting Type: ERCOT
ReportingType | 2015 | 2020 | 2025 | 2030 | 2035 | 2040
BM | 0 | 0 | 0.32 | 0.32 | 6.89 | 6.73
CC | 6175.07 | 8034.28 | 9494.65 | 11481.62 | 14628.38 | 18497.19
CSP | 0 | 0 | 0 | 0 | 0 | 0
CT | 0 | 0.13 | 0.5 | 0.54 | 0.61 | 0.68
Coal | 2280.74 | 2502.41 | 3088.06 | 3626.35 | 3788.15 | 3986.83
Geo | 0 | 0 | 0 | 0 | 0 | 0
H | 0 | 0 | 0 | 0 | 0 | 0
LFG | 0 | 0 | 0 | 0.45 | 0.45 | 0.45
Nuc | 339.13 | 346.04 | 367.67 | 374.85 | 374.85 | 374.85
PS | 0 | 0 | 0 | 0 | 0 | 0
PV | 0 | 0 | 0 | 0 | 0 | 0
PeakG | 0 | 0.16 | 6.25 | 6.66 | 5.81 | 6.51
PeakO | 0 | 0 | 0 | 0 | 0 | 0
ST | 0 | 0 | 0 | 0 | 0 | 0
STOG | 270.32 | 346.3 | 509.73 | 474.09 | 469.93 | 461.41
STWD | 0 | 0 | 0 | 0 | 0 | 0
WT | 0 | 0 | 0 | 0 | 0 | 0
IGCC | 0 | 0 | 0 | 0 | 0 | 0
DemandResponse | 0 | 0 | 0 | 0 | 0 | 0
IGCC-CCS | 0 | 0 | 0 | 0 | 0 | 0
WT_off | 0 | 0 | 0 | 0 | 0 | 0
PseudoUnit | 0 | 0 | 0 | 0 | 0 | 0
FixedInterchange | 0 | 0 | 0 | 0 | 0 | 0
Fuel Cost by Reporting Type: NP15
ReportingType | 2015 | 2020 | 2025 | 2030 | 2035 | 2040
BM | 0 | 0 | 0 | 0 | 0 | 0
CC | 1412.78 | 1729.77 | 2296.46 | 1638.36 | 2003.56 | 3228.41
CSP | 0 | 0 | 0 | 0 | 0 | 0
CT | 0 | 0 | 0 | 0.57 | 8.08 | 11.69
Coal | 1.35 | 0 | 0 | 0 | 0 | 0
Geo | 0 | 0 | 0 | 0 | 0 | 0
H | 0 | 0 | 0 | 0 | 0 | 0
LFG | 0 | 0.72 | 0.72 | 0.72 | 0.72 | 0.72
Nuc | 150.62 | 153.69 | 163.3 | 166.49 | 166.49 | 166.49
PS | 0 | 0 | 0 | 0 | 0 | 0
PV | 0 | 0 | 0 | 0 | 0 | 0
PeakG | 0 | 0 | 0.13 | 4.22 | 18.87 | 24.17
PeakO | 0 | 0 | 0 | 0 | 0 | 0
ST | 0 | 0 | 0 | 0 | 0 | 0
STOG | 10.48 | 22.7 | 30.9 | 43.21 | 122.58 | 88.43
STWD | 244.45 | 244.45 | 1.1 | 144.68 | 154.26 | 183.61
WT | 0 | 0 | 0 | 0 | 0 | 0
IGCC | 0 | 0 | 0 | 0 | 0 | 0
DemandResponse | 0 | 0 | 0 | 0 | 0 | 0
IGCC-CCS | 0 | 0 | 0 | 0 | 0 | 0
WT_off | 0 | 0 | 0 | 0 | 0 | 0
PseudoUnit | 0 | 0 | 0 | 0 | 0 | 0
FixedInterchange | 0 | 0 | 0 | 0 | 0 | 0
Fuel Cost by Reporting Type: NWPP_Coal
ReportingType | 2015 | 2020 | 2025 | 2030 | 2035 | 2040
BM | 0 | 0 | 0 | 0 | 0 | 0
CC | 0 | 0 | 0 | 0 | 0 | 0
CSP | 0 | 0 | 0 | 0 | 0 | 0
CT | 0 | 0 | 0 | 0 | 0 | 0
Coal | 1389.1 | 1265.82 | 1262.14 | 1379.56 | 1424.63 | 1794.3
Geo | 0 | 0 | 0 | 0 | 0 | 0
H | 0 | 0 | 0 | 0 | 0 | 0
LFG | 0 | 0 | 0 | 0 | 0 | 0
Nuc | 0 | 0 | 0 | 0 | 0 | 0
PS | 0 | 0 | 0 | 0 | 0 | 0
PV | 0 | 0 | 0 | 0 | 0 | 0
PeakG | 0 | 0 | 0 | 0 | 0 | 0
PeakO | 0 | 0 | 0 | 0 | 0 | 0
ST | 0 | 0 | 0 | 0 | 0 | 0
STOG | 0 | 0 | 0 | 0 | 0 | 0
STWD | 0 | 0 | 0 | 0 | 0 | 0
WT | 0 | 0 | 0 | 0 | 0 | 0
IGCC | 0 | 0 | 0 | 0 | 0 | 0
DemandResponse | 0 | 0 | 0 | 0 | 0 | 0
IGCC-CCS | 0 | 0 | 0 | 0 | 0 | 0
WT_off | 0 | 0 | 0 | 0 | 0 | 0
PseudoUnit | 0 | 0 | 0 | 0 | 0 | 0
FixedInterchange | 0 | 0 | 0 | 0 | 0 | 0
Fuel Cost by Reporting Type: NWPP_Gas
ReportingType | 2015 | 2020 | 2025 | 2030 | 2035 | 2040
BM | 0 | 0 | 0 | 0 | 0 | 0
CC | 1892.04 | 2710.97 | 4195.74 | 6719.63 | 10132.65 | 13626.91
CSP | 0 | 0 | 0 | 0 | 0 | 0
CT | 0 | 0 | 0 | 0 | 0 | 0
Coal | 0 | 0 | 0 | 0 | 0 | 179.44
Geo | 0 | 0 | 0 | 0 | 0 | 0
H | 0 | 0 | 0 | 0 | 0 | 0
LFG | 0 | 0 | 0 | 0 | 0 | 0
Nuc | 0 | 0 | 0 | 0 | 0 | 0
PS | 0 | 0 | 0 | 0 | 0 | 0
PV | 0 | 0 | 0 | 0 | 0 | 0
PeakG | 0 | 0 | 0 | 0 | 0 | 0
PeakO | 0 | 0 | 0 | 0 | 0 | 0
ST | 0 | 0 | 0 | 0 | 0 | 0
STOG | 0 | 0 | 0 | 0 | 0 | 0
STWD | 0 | 0 | 0 | 0 | 0 | 0
WT | 0 | 0 | 0 | 0 | 0 | 0
IGCC | 0 | 0 | 0 | 0 | 0 | 0
DemandResponse | 0 | 0 | 0 | 0 | 0 | 0
IGCC-CCS | 0 | 0 | 0 | 0 | 0 | 0
WT_off | 0 | 0 | 0 | 0 | 0 | 0
PseudoUnit | 0 | 0 | 0 | 0 | 0 | 0
FixedInterchange | 0 | 0 | 0 | 0 | 0 | 0
Fuel Cost by Reporting Type: NWPP_NucRenew
ReportingType | 2015 | 2020 | 2025 | 2030 | 2035 | 2040
BM | 0 | 16.65 | 16.65 | 16.65 | 16.65 | 16.65
CC | 0 | 0 | 0 | 0 | 0 | 0
CSP | 0 | 0 | 0 | 0 | 0 | 0
CT | 0 | 0 | 0 | 0 | 0 | 0
Coal | 0 | 0 | 0 | 0 | 0 | 0
Geo | 0 | 0 | 0 | 0 | 0 | 0
H | 0 | 0 | 0 | 0 | 0 | 0
LFG | 0.03 | 0.13 | 0.34 | 0.34 | 0.34 | 0.34
Nuc | 71.13 | 72.58 | 77.12 | 78.63 | 78.63 | 78.63
PS | 0 | 0 | 0 | 0 | 0 | 0
PV | 0 | 0 | 0 | 0 | 0 | 0
PeakG | 0 | 0 | 0 | 0 | 0 | 0
PeakO | 0 | 0 | 0 | 0 | 0 | 0
ST | 0 | 0 | 0 | 0 | 0 | 0
STOG | 0 | 0 | 0 | 0 | 0 | 0
STWD | 0 | 109.51 | 179.3 | 301.46 | 301.46 | 301.45
WT | 0 | 0 | 0 | 0 | 0 | 0
IGCC | 0 | 0 | 0 | 0 | 0 | 0
DemandResponse | 0 | 0 | 0 | 0 | 0 | 0
IGCC-CCS | 0 | 0 | 0 | 0 | 0 | 0
WT_off | 0 | 0 | 0 | 0 | 0 | 0
PseudoUnit | 0 | 0 | 0 | 0 | 0 | 0
FixedInterchange | 0 | 0 | 0 | 0 | 0 | 0
Fuel Cost by Reporting Type: RMPA
ReportingType | 2015 | 2020 | 2025 | 2030 | 2035 | 2040
BM | 0 | 0 | 0 | 0 | 0 | 0
CC | 364.48 | 358.56 | 235.64 | 150.23 | 111.7 | 119.98
CSP | 0 | 0 | 0 | 0 | 0 | 0
CT | 0 | 0 | 0 | 0 | 0 | 0
Coal | 711.76 | 704.07 | 690.98 | 1094.36 | 1398.9 | 1686.84
Geo | 0 | 0 | 0 | 0 | 0 | 0
H | 0 | 0 | 0 | 0 | 0 | 0
LFG | 0 | 0.04 | 0.04 | 0.04 | 0.04 | 0.04
Nuc | 0 | 0 | 0 | 0 | 0 | 0
PS | 0 | 0 | 0 | 0 | 0 | 0
PV | 0 | 0 | 0 | 0 | 0 | 0
PeakG | 0.95 | 2.62 | 3.67 | 5.74 | 6.39 | 10.02
PeakO | 0 | 0 | 0 | 0 | 0 | 0
ST | 0 | 0 | 0 | 0 | 0 | 0
STOG | 0 | 0 | 0 | 0 | 0 | 0
STWD | 0 | 0 | 0 | 0 | 0 | 0
WT | 0 | 0 | 0 | 0 | 0 | 0
IGCC | 0 | 0 | 0 | 0 | 0 | 0
DemandResponse | 0 | 0 | 0 | 0 | 0 | 0
IGCC-CCS | 0 | 0 | 0 | 0 | 0 | 0
WT_off | 0 | 0 | 0 | 0 | 0 | 0
PseudoUnit | 0 | 0 | 0 | 0 | 0 | 0
FixedInterchange | 0 | 0 | 0 | 0 | 0 | 0
Fuel Cost by Reporting Type: SP15
ReportingType | 2015 | 2020 | 2025 | 2030 | 2035 | 2040
BM | 3.07 | 3.07 | 0.16 | 2.59 | 1.62 | 1.44
CC | 1795.16 | 859.3 | 1058.05 | 787.73 | 840.78 | 794.63
CSP | 0 | 0 | 0 | 0 | 0 | 0
CT | 0 | 0 | 0 | 0 | 17.68 | 49.84
Coal | 4.55 | 3.9 | 3.9 | 3.44 | 1.23 | 0.98
Geo | 0 | 0 | 0 | 0 | 0 | 0
H | 0 | 0 | 0 | 0 | 0 | 0
LFG | 0.01 | 0.72 | 0.72 | 0.72 | 0.72 | 0.72
Nuc | 139.02 | 141.86 | 150.73 | 153.67 | 153.67 | 153.67
PS | 0 | 0 | 0 | 0 | 0 | 0
PV | 0 | 0 | 0 | 0 | 0 | 0
PeakG | 0 | 0 | 0 | 2.27 | 4.98 | 4.45
PeakO | 0 | 0 | 0 | 0 | 0.03 | 0.03
ST | 0 | 0 | 0 | 0 | 0 | 0
STOG | 17.37 | 33.21 | 37.96 | 79.95 | 180.12 | 252.97
STWD | 62.63 | 62.63 | 3.3 | 38.5 | 30.45 | 21.6
WT | 0 | 0 | 0 | 0 | 0 | 0
IGCC | 0 | 0 | 0 | 0 | 0 | 0
DemandResponse | 0 | 0 | 0 | 0 | 0 | 0
IGCC-CCS | 0 | 0 | 0 | 0 | 0 | 0
WT_off | 0 | 0 | 0 | 0 | 0 | 0
PseudoUnit | 0 | 0 | 0 | 0 | 0 | 0
FixedInterchange | 0 | 0 | 0 | 0 | 0 | 0
Fuel Cost by Reporting Type: ALB
ReportingType | 2015 | 2020 | 2025 | 2030 | 2035 | 2040
BM | 0 | 0 | 0 | 0 | 0 | 0
CC | 720.12 | 1128.27 | 1639.98 | 2348.28 | 3291.11 | 4261.05
CSP | 0 | 0 | 0 | 0 | 0 | 0
CT | 0 | 0 | 0 | 0 | 0 | 0
Coal | 254.35 | 217.7 | 217.7 | 312.91 | 339.23 | 624.89
Geo | 0 | 0 | 0 | 0 | 0 | 0
H | 0 | 0 | 0 | 0 | 0 | 0
LFG | 0 | 0 | 0 | 0 | 0 | 0
Nuc | 0 | 0 | 0 | 0 | 0 | 0
PS | 0 | 0 | 0 | 0 | 0 | 0
PV | 0 | 0 | 0 | 0 | 0 | 0
PeakG | 0 | 0 | 0.08 | 0 | 0 | 0
PeakO | 0 | 0 | 0 | 0 | 0 | 0
ST | 0 | 0 | 0 | 0 | 0 | 0
STOG | 0 | 0 | 0 | 0 | 0 | 0
STWD | 0 | 0 | 0 | 0 | 0 | 0
WT | 0 | 0 | 0 | 0 | 0 | 0
IGCC | 0 | 0 | 0 | 0 | 0 | 0
DemandResponse | 0 | 0 | 0 | 0 | 0 | 0
IGCC-CCS | 0 | 0 | 0 | 0 | 0 | 0
WT_off | 0 | 0 | 0 | 0 | 0 | 0
PseudoUnit | 0 | 0 | 0 | 0 | 0 | 0
FixedInterchange | 0 | 0 | 0 | 0 | 0 | 0
Fuel Cost by Reporting Type: BC
ReportingType | 2015 | 2020 | 2025 | 2030 | 2035 | 2040
BM | 0 | 0 | 0 | 0 | 0 | 0
CC | 392.18 | 785.47 | 1280.12 | 1951.47 | 2482.08 | 3360.86
CSP | 0 | 0 | 0 | 0 | 0 | 0
CT | 0 | 0 | 0 | 0 | 0 | 0
Coal | 0 | 0 | 0 | 0 | 0 | 0
Geo | 0 | 0 | 0 | 0 | 0 | 0
H | 0 | 0 | 0 | 0 | 0 | 0
LFG | 0 | 0 | 0 | 0 | 0 | 0
Nuc | 0 | 0 | 0 | 0 | 0 | 0
PS | 0 | 0 | 0 | 0 | 0 | 0
PV | 0 | 0 | 0 | 0 | 0 | 0
PeakG | 0 | 0 | 0 | 0 | 0 | 0
PeakO | 0 | 0 | 0 | 0 | 0 | 0
ST | 0 | 0 | 0 | 0 | 0 | 0
STOG | 29.27 | 0 | 0 | 0 | 0 | 0
STWD | 0 | 0 | 0 | 0 | 0 | 0
WT | 0 | 0 | 0 | 0 | 0 | 0
IGCC | 0 | 0 | 0 | 0 | 0 | 0
DemandResponse | 0 | 0 | 0 | 0 | 0 | 0
IGCC-CCS | 0 | 0 | 0 | 0 | 0 | 0
WT_off | 0 | 0 | 0 | 0 | 0 | 0
PseudoUnit | 0 | 0 | 0 | 0 | 0 | 0
FixedInterchange | 0 | 0 | 0 | 0 | 0 | 0
Fuel Cost by Reporting Type: HQ_IESO
ReportingType | 2015 | 2020 | 2025 | 2030 | 2035 | 2040
BM | 0 | 0 | 0 | 0 | 0 | 0
CC | 0 | 0 | 0 | 0 | 0 | 0
CSP | 0 | 0 | 0 | 0 | 0 | 0
CT | 0 | 0 | 0 | 0 | 0 | 0
Coal | 0 | 0 | 0 | 0 | 0 | 0
Geo | 0 | 0 | 0 | 0 | 0 | 0
H | 0 | 0 | 0 | 0 | 0 | 0
LFG | 0 | 0 | 0 | 0 | 0 | 0
Nuc | 0 | 0 | 0 | 0 | 0 | 0
PS | 0 | 0 | 0 | 0 | 0 | 0
PV | 0 | 0 | 0 | 0 | 0 | 0
PeakG | 0 | 0 | 0 | 0 | 0 | 0
PeakO | 0 | 0 | 0 | 0 | 0 | 0
ST | 0 | 0 | 0 | 0 | 0 | 0
STOG | 0 | 0 | 0 | 0 | 0 | 0
STWD | 0 | 0 | 0 | 0 | 0 | 0
WT | 0 | 0 | 0 | 0 | 0 | 0
IGCC | 0 | 0 | 0 | 0 | 0 | 0
DemandResponse | 0 | 0 | 0 | 0 | 0 | 0
IGCC-CCS | 0 | 0 | 0 | 0 | 0 | 0
WT_off | 0 | 0 | 0 | 0 | 0 | 0
PseudoUnit | 0 | 0 | 0 | 0 | 0 | 0
FixedInterchange | 0 | 0 | 0 | 0 | 0 | 0
Fuel Cost by Reporting Type: HQ_NEISO
ReportingType | 2015 | 2020 | 2025 | 2030 | 2035 | 2040
BM | 0 | 0 | 0 | 0 | 0 | 0
CC | 0 | 0 | 0 | 0 | 0 | 0
CSP | 0 | 0 | 0 | 0 | 0 | 0
CT | 0 | 0 | 0 | 0 | 0 | 0
Coal | 0 | 0 | 0 | 0 | 0 | 0
Geo | 0 | 0 | 0 | 0 | 0 | 0
H | 0 | 0 | 0 | 0 | 0 | 0
LFG | 0 | 0 | 0 | 0 | 0 | 0
Nuc | 0 | 0 | 0 | 0 | 0 | 0
PS | 0 | 0 | 0 | 0 | 0 | 0
PV | 0 | 0 | 0 | 0 | 0 | 0
PeakG | 0 | 0 | 0 | 0 | 0 | 0
PeakO | 0 | 0 | 0 | 0 | 0 | 0
ST | 0 | 0 | 0 | 0 | 0 | 0
STOG | 0 | 0 | 0 | 0 | 0 | 0
STWD | 0 | 0 | 0 | 0 | 0 | 0
WT | 0 | 0 | 0 | 0 | 0 | 0
IGCC | 0 | 0 | 0 | 0 | 0 | 0
DemandResponse | 0 | 0 | 0 | 0 | 0 | 0
IGCC-CCS | 0 | 0 | 0 | 0 | 0 | 0
WT_off | 0 | 0 | 0 | 0 | 0 | 0
PseudoUnit | 0 | 0 | 0 | 0 | 0 | 0
FixedInterchange | 0 | 0 | 0 | 0 | 0 | 0
Fuel Cost by Reporting Type: HQ_NY
ReportingType | 2015 | 2020 | 2025 | 2030 | 2035 | 2040
BM | 0 | 0 | 0 | 0 | 0 | 0
CC | 0 | 0 | 0 | 0 | 0 | 0
CSP | 0 | 0 | 0 | 0 | 0 | 0
CT | 0 | 0 | 0 | 0 | 0 | 0
Coal | 0 | 0 | 0 | 0 | 0 | 0
Geo | 0 | 0 | 0 | 0 | 0 | 0
H | 0 | 0 | 0 | 0 | 0 | 0
LFG | 0 | 0 | 0 | 0 | 0 | 0
Nuc | 0 | 0 | 0 | 0 | 0 | 0
PS | 0 | 0 | 0 | 0 | 0 | 0
PV | 0 | 0 | 0 | 0 | 0 | 0
PeakG | 0 | 0 | 0 | 0 | 0 | 0
PeakO | 0 | 0 | 0 | 0 | 0 | 0
ST | 0 | 0 | 0 | 0 | 0 | 0
STOG | 0 | 0 | 0 | 0 | 0 | 0
STWD | 0 | 0 | 0 | 0 | 0 | 0
WT | 0 | 0 | 0 | 0 | 0 | 0
IGCC | 0 | 0 | 0 | 0 | 0 | 0
DemandResponse | 0 | 0 | 0 | 0 | 0 | 0
IGCC-CCS | 0 | 0 | 0 | 0 | 0 | 0
WT_off | 0 | 0 | 0 | 0 | 0 | 0
PseudoUnit | 0 | 0 | 0 | 0 | 0 | 0
FixedInterchange | 0 | 0 | 0 | 0 | 0 | 0
Fuel Cost by Reporting Type: MARITIMES
ReportingType | 2015 | 2020 | 2025 | 2030 | 2035 | 2040
BM | 0 | 0 | 0 | 0 | 0 | 0
CC | 0 | 0 | 0 | 0 | 0 | 0
CSP | 0 | 0 | 0 | 0 | 0 | 0
CT | 0 | 0 | 0 | 0 | 0 | 0
Coal | 0 | 0 | 0 | 0 | 0 | 0
Geo | 0 | 0 | 0 | 0 | 0 | 0
H | 0 | 0 | 0 | 0 | 0 | 0
LFG | 0 | 0 | 0 | 0 | 0 | 0
Nuc | 0 | 0 | 0 | 0 | 0 | 0
PS | 0 | 0 | 0 | 0 | 0 | 0
PV | 0 | 0 | 0 | 0 | 0 | 0
PeakG | 0 | 0 | 0 | 0 | 0 | 0
PeakO | 0 | 0 | 0 | 0 | 0 | 0
ST | 0 | 0 | 0 | 0 | 0 | 0
STOG | 0 | 0 | 0 | 0 | 0 | 0
STWD | 0 | 0 | 0 | 0 | 0 | 0
WT | 0 | 0 | 0 | 0 | 0 | 0
IGCC | 0 | 0 | 0 | 0 | 0 | 0
DemandResponse | 0 | 0 | 0 | 0 | 0 | 0
IGCC-CCS | 0 | 0 | 0 | 0 | 0 | 0
WT_off | 0 | 0 | 0 | 0 | 0 | 0
PseudoUnit | 0 | 0 | 0 | 0 | 0 | 0
FixedInterchange | 0 | 0 | 0 | 0 | 0 | 0
Fuel Cost by Reporting Type: All
ReportingType | 2015 | 2020 | 2025 | 2030 | 2035 | 2040
BM | 162.17 | 458.27 | 950.92 | 1156.72 | 1274.33 | 1415.49
CC | 44716.05 | 63543.97 | 79892.38 | 103533.11 | 141255.21 | 176727.56
CSP | 0 | 0 | 0 | 0 | 0 | 0
CT | 66.91 | 104.39 | 175.08 | 317.24 | 568.59 | 675.49
Coal | 38404.7 | 34392.65 | 38827.76 | 44541.57 | 50100.69 | 60261.66
Geo | 0 | 0 | 0 | 0 | 0 | 0
H | 0 | 0 | 0 | 0 | 0 | 0
LFG | 0.25 | 2.74 | 5.56 | 6.49 | 6.49 | 6.49
Nuc | 7711.69 | 8128.82 | 8636.85 | 8698.16 | 6764.5 | 5326.78
PS | 0 | 0 | 0 | 0 | 0 | 0
PV | 0 | 0 | 0 | 0 | 0 | 0
PeakG | 178.82 | 250.31 | 534.03 | 619.66 | 660.9 | 628.41
PeakO | 0 | 0 | 0 | 1.73 | 0.03 | 0.03
ST | 0 | 0 | 0 | 0 | 0 | 0
STOG | 1121.15 | 1336.18 | 1732.73 | 1959.95 | 2191.75 | 2187.99
STWD | 875.75 | 819.84 | 527.19 | 878.11 | 954.29 | 973.19
WT | 0 | 0 | 0 | 0 | 0 | 0.01
IGCC | 90.51 | 91.28 | 92.53 | 100.48 | 105.35 | 112.86
DemandResponse | 0 | 0 | 0 | 0 | 0 | 0
IGCC-CCS | 0 | 0 | 0 | 0 | 0 | 0
WT_off | 0 | 0 | 0 | 0 | 0 | 0
PseudoUnit | 0 | 0 | 0 | 0 | 0 | 0
FixedInterchange | 0 | 0 | 0 | 0 | 0 | 0
Fuel Cost by Reporting Type: EI_US
ReportingType | 2015 | 2020 | 2025 | 2030 | 2035 | 2040
BM | 159.11 | 438.55 | 933.8 | 1136.91 | 1248.91 | 1390.41
CC | 27831.63 | 42347.21 | 52187.69 | 67315.69 | 91385.12 | 113280.71
CSP | 0 | 0 | 0 | 0 | 0 | 0
CT | 66.91 | 104.26 | 158.75 | 295.43 | 541.03 | 609.61
Coal | 32509.46 | 28370.85 | 32223.43 | 36647.09 | 41512.14 | 49035.35
Geo | 0 | 0 | 0 | 0 | 0 | 0
H | 0 | 0 | 0 | 0 | 0 | 0
LFG | 0.18 | 1.03 | 3.64 | 4.11 | 4.11 | 4.11
Nuc | 5902.64 | 6282.88 | 6675.54 | 6698.54 | 4839.59 | 3513.57
PS | 0 | 0 | 0 | 0 | 0 | 0
PV | 0 | 0 | 0 | 0 | 0 | 0
PeakG | 177.87 | 247.53 | 482.89 | 566.9 | 623.39 | 582
PeakO | 0 | 0 | 0 | 1.73 | 0 | 0
ST | 0 | 0 | 0 | 0 | 0 | 0
STOG | 793.71 | 933.97 | 1154.05 | 1362.6 | 1419.12 | 1385.18
STWD | 557.12 | 391.71 | 341.72 | 384.69 | 458.7 | 458.59
WT | 0 | 0 | 0 | 0 | 0 | 0
IGCC | 90.51 | 91.28 | 92.53 | 100.48 | 105.35 | 112.86
DemandResponse | 0 | 0 | 0 | 0 | 0 | 0
IGCC-CCS | 0 | 0 | 0 | 0 | 0 | 0
WT_off | 0 | 0 | 0 | 0 | 0 | 0
PseudoUnit | 0 | 0 | 0 | 0 | 0 | 0
FixedInterchange | 0 | 0 | 0 | 0 | 0 | 0
Fuel Cost by Reporting Type: EI_Canada
ReportingType | 2015 | 2020 | 2025 | 2030 | 2035 | 2040
BM | 0 | 0 | 0 | 0.26 | 0.26 | 0.26
CC | 430.06 | 836.26 | 1367.81 | 2324.53 | 4103.76 | 5869.59
CSP | 0 | 0 | 0 | 0 | 0 | 0
CT | 0 | 0 | 0.2 | 1.1 | 1.19 | 3.67
Coal | 3.64 | 7.65 | 21.29 | 107.48 | 176.14 | 204.3
Geo | 0 | 0 | 0 | 0 | 0 | 0
H | 0 | 0 | 0 | 0 | 0 | 0
LFG | 0.02 | 0.02 | 0.02 | 0.02 | 0.02 | 0.02
Nuc | 854.23 | 871.65 | 926.13 | 944.22 | 869.51 | 757.81
PS | 0 | 0 | 0 | 0 | 0 | 0
PV | 0 | 0 | 0 | 0 | 0 | 0
PeakG | 0 | 0 | 0.54 | 1.36 | 1.45 | 1.26
PeakO | 0 | 0 | 0 | 0 | 0 | 0
ST | 0 | 0 | 0 | 0 | 0 | 0
STOG | 0 | 0 | 0.08 | 0.09 | 0 | 0
STWD | 0 | 0 | 0.09 | 0.3 | 0.95 | 0.95
WT | 0 | 0 | 0 | 0 | 0 | 0
IGCC | 0 | 0 | 0 | 0 | 0 | 0
DemandResponse | 0 | 0 | 0 | 0 | 0 | 0
IGCC-CCS | 0 | 0 | 0 | 0 | 0 | 0
WT_off | 0 | 0 | 0 | 0 | 0 | 0
PseudoUnit | 0 | 0 | 0 | 0 | 0 | 0
FixedInterchange | 0 | 0 | 0 | 0 | 0 | 0
Fuel Cost by Reporting Type: EI
ReportingType | 2015 | 2020 | 2025 | 2030 | 2035 | 2040
BM | 159.11 | 438.55 | 933.8 | 1137.16 | 1249.17 | 1390.67
CC | 28261.69 | 43183.47 | 53555.5 | 69640.23 | 95488.89 | 119150.29
CSP | 0 | 0 | 0 | 0 | 0 | 0
CT | 66.91 | 104.26 | 158.95 | 296.53 | 542.22 | 613.28
Coal | 32513.1 | 28378.5 | 32244.73 | 36754.57 | 41688.28 | 49239.65
Geo | 0 | 0 | 0 | 0 | 0 | 0
H | 0 | 0 | 0 | 0 | 0 | 0
LFG | 0.2 | 1.05 | 3.66 | 4.13 | 4.13 | 4.13
Nuc | 6756.88 | 7154.54 | 7601.67 | 7642.76 | 5709.1 | 4271.39
PS | 0 | 0 | 0 | 0 | 0 | 0
PV | 0 | 0 | 0 | 0 | 0 | 0
PeakG | 177.87 | 247.53 | 483.43 | 568.26 | 624.84 | 583.26
PeakO | 0 | 0 | 0 | 1.73 | 0 | 0
ST | 0 | 0 | 0 | 0 | 0 | 0
STOG | 793.71 | 933.97 | 1154.14 | 1362.69 | 1419.12 | 1385.18
STWD | 557.12 | 391.71 | 341.8 | 384.99 | 459.65 | 459.54
WT | 0 | 0 | 0 | 0 | 0 | 0
IGCC | 90.51 | 91.28 | 92.53 | 100.48 | 105.35 | 112.86
DemandResponse | 0 | 0 | 0 | 0 | 0 | 0
IGCC-CCS | 0 | 0 | 0 | 0 | 0 | 0
WT_off | 0 | 0 | 0 | 0 | 0 | 0
PseudoUnit | 0 | 0 | 0 | 0 | 0 | 0
FixedInterchange | 0 | 0 | 0 | 0 | 0 | 0
Fuel Cost by Reporting Type: Outside_EI
ReportingType | 2015 | 2020 | 2025 | 2030 | 2035 | 2040
BM | 3.07 | 19.72 | 17.12 | 19.56 | 25.16 | 24.82
CC | 16454.36 | 20360.5 | 26336.88 | 33892.89 | 45766.32 | 57577.27
CSP | 0 | 0 | 0 | 0 | 0 | 0
CT | 0 | 0.13 | 16.14 | 20.71 | 26.37 | 62.21
Coal | 5891.6 | 6014.15 | 6583.03 | 7786.99 | 8412.41 | 11022.01
Geo | 0 | 0 | 0 | 0 | 0 | 0
H | 0 | 0 | 0 | 0 | 0 | 0
LFG | 0.05 | 1.69 | 1.9 | 2.36 | 2.36 | 2.36
Nuc | 954.81 | 974.28 | 1035.18 | 1055.4 | 1055.4 | 1055.4
PS | 0 | 0 | 0 | 0 | 0 | 0
PV | 0 | 0 | 0 | 0 | 0 | 0
PeakG | 0.95 | 2.78 | 50.6 | 51.39 | 36.05 | 45.15
PeakO | 0 | 0 | 0 | 0 | 0.03 | 0.03
ST | 0 | 0 | 0 | 0 | 0 | 0
STOG | 327.44 | 402.21 | 578.59 | 597.25 | 772.63 | 802.81
STWD | 318.62 | 428.13 | 185.38 | 493.11 | 494.64 | 513.65
WT | 0 | 0 | 0 | 0 | 0 | 0
IGCC | 0 | 0 | 0 | 0 | 0 | 0
DemandResponse | 0 | 0 | 0 | 0 | 0 | 0
IGCC-CCS | 0 | 0 | 0 | 0 | 0 | 0
WT_off | 0 | 0 | 0 | 0 | 0 | 0
PseudoUnit | 0 | 0 | 0 | 0 | 0 | 0
FixedInterchange | 0 | 0 | 0 | 0 | 0 | 0
#7 | 0.06: Emission Cost ($million)
==== Emission Program: TitleIV_CAIRSO2 : (SO2) ====
Emission Cost by Reporting Type: Entergy
ReportingType | 2015 | 2020 | 2025 | 2030 | 2035 | 2040
BM | 0 | 0 | 0 | 0 | 0 | 0
CC | 0 | 0 | 0 | 0 | 0 | 0
CSP | 0 | 0 | 0 | 0 | 0 | 0
CT | 0 | 0 | 0 | 0 | 0 | 0
Coal | 43.85 | 0 | 0 | 0 | 0 | 0
Geo | 0 | 0 | 0 | 0 | 0 | 0
H | 0 | 0 | 0 | 0 | 0 | 0
LFG | 0 | 0 | 0 | 0 | 0 | 0
Nuc | 0 | 0 | 0 | 0 | 0 | 0
PS | 0 | 0 | 0 | 0 | 0 | 0
PV | 0 | 0 | 0 | 0 | 0 | 0
PeakG | 0 | 0 | 0 | 0 | 0 | 0
PeakO | 0 | 0 | 0 | 0 | 0 | 0
ST | 0 | 0 | 0 | 0 | 0 | 0
STOG | 0 | 0 | 0 | 0 | 0 | 0
STWD | 0 | 0 | 0 | 0 | 0 | 0
WT | 0 | 0 | 0 | 0 | 0 | 0
IGCC | 0 | 0 | 0 | 0 | 0 | 0
DemandResponse | 0 | 0 | 0 | 0 | 0 | 0
IGCC-CCS | 0 | 0 | 0 | 0 | 0 | 0
WT_off | 0 | 0 | 0 | 0 | 0 | 0
PseudoUnit | 0 | 0 | 0 | 0 | 0 | 0
FixedInterchange | 0 | 0 | 0 | 0 | 0 | 0
Emission Cost by Reporting Type: FRCC
ReportingType | 2015 | 2020 | 2025 | 2030 | 2035 | 2040
BM | 0 | 0 | 0 | 0 | 0 | 0
CC | 0 | 0 | 0 | 0 | 0 | 0
CSP | 0 | 0 | 0 | 0 | 0 | 0
CT | 0 | 0 | 0 | 0 | 0 | 0
Coal | 10.94 | 0 | 0 | 0 | 0 | 0
Geo | 0 | 0 | 0 | 0 | 0 | 0
H | 0 | 0 | 0 | 0 | 0 | 0
LFG | 0 | 0 | 0 | 0 | 0 | 0
Nuc | 0 | 0 | 0 | 0 | 0 | 0
PS | 0 | 0 | 0 | 0 | 0 | 0
PV | 0 | 0 | 0 | 0 | 0 | 0
PeakG | 0 | 0 | 0 | 0 | 0 | 0
PeakO | 0 | 0 | 0 | 0 | 0 | 0
ST | 0 | 0 | 0 | 0 | 0 | 0
STOG | 0 | 0 | 0 | 0 | 0 | 0
STWD | 0 | 0 | 0 | 0 | 0 | 0
WT | 0 | 0 | 0 | 0 | 0 | 0
IGCC | 0 | 0 | 0 | 0 | 0 | 0
DemandResponse | 0 | 0 | 0 | 0 | 0 | 0
IGCC-CCS | 0 | 0 | 0 | 0 | 0 | 0
WT_off | 0 | 0 | 0 | 0 | 0 | 0
PseudoUnit | 0 | 0 | 0 | 0 | 0 | 0
FixedInterchange | 0 | 0 | 0 | 0 | 0 | 0
Emission Cost by Reporting Type: MAPP_US
ReportingType | 2015 | 2020 | 2025 | 2030 | 2035 | 2040
BM | 0 | 0 | 0 | 0 | 0 | 0
CC | 0 | 0 | 0 | 0 | 0 | 0
CSP | 0 | 0 | 0 | 0 | 0 | 0
CT | 0 | 0 | 0 | 0 | 0 | 0
Coal | 1.98 | 0 | 0 | 0 | 0 | 0
Geo | 0 | 0 | 0 | 0 | 0 | 0
H | 0 | 0 | 0 | 0 | 0 | 0
LFG | 0 | 0 | 0 | 0 | 0 | 0
Nuc | 0 | 0 | 0 | 0 | 0 | 0
PS | 0 | 0 | 0 | 0 | 0 | 0
PV | 0 | 0 | 0 | 0 | 0 | 0
PeakG | 0 | 0 | 0 | 0 | 0 | 0
PeakO | 0 | 0 | 0 | 0 | 0 | 0
ST | 0 | 0 | 0 | 0 | 0 | 0
STOG | 0 | 0 | 0 | 0 | 0 | 0
STWD | 0 | 0 | 0 | 0 | 0 | 0
WT | 0 | 0 | 0 | 0 | 0 | 0
IGCC | 0 | 0 | 0 | 0 | 0 | 0
DemandResponse | 0 | 0 | 0 | 0 | 0 | 0
IGCC-CCS | 0 | 0 | 0 | 0 | 0 | 0
WT_off | 0 | 0 | 0 | 0 | 0 | 0
PseudoUnit | 0 | 0 | 0 | 0 | 0 | 0
FixedInterchange | 0 | 0 | 0 | 0 | 0 | 0
Emission Cost by Reporting Type: MISO_IN
ReportingType | 2015 | 2020 | 2025 | 2030 | 2035 | 2040
BM | 0 | 0 | 0 | 0 | 0 | 0
CC | 0 | 0 | 0 | 0 | 0 | 0
CSP | 0 | 0 | 0 | 0 | 0 | 0
CT | 0 | 0 | 0 | 0 | 0 | 0
Coal | 48.23 | 0 | 0 | 0 | 0 | 0
Geo | 0 | 0 | 0 | 0 | 0 | 0
H | 0 | 0 | 0 | 0 | 0 | 0
LFG | 0 | 0 | 0 | 0 | 0 | 0
Nuc | 0 | 0 | 0 | 0 | 0 | 0
PS | 0 | 0 | 0 | 0 | 0 | 0
PV | 0 | 0 | 0 | 0 | 0 | 0
PeakG | 0 | 0 | 0 | 0 | 0 | 0
PeakO | 0 | 0 | 0 | 0 | 0 | 0
ST | 0 | 0 | 0 | 0 | 0 | 0
STOG | 0 | 0 | 0 | 0 | 0 | 0
STWD | 0 | 0 | 0 | 0 | 0 | 0
WT | 0 | 0 | 0 | 0 | 0 | 0
IGCC | 0.32 | 0 | 0 | 0 | 0 | 0
DemandResponse | 0 | 0 | 0 | 0 | 0 | 0
IGCC-CCS | 0 | 0 | 0 | 0 | 0 | 0
WT_off | 0 | 0 | 0 | 0 | 0 | 0
PseudoUnit | 0 | 0 | 0 | 0 | 0 | 0
FixedInterchange | 0 | 0 | 0 | 0 | 0 | 0
Emission Cost by Reporting Type: MISO_MI
ReportingType | 2015 | 2020 | 2025 | 2030 | 2035 | 2040
BM | 0 | 0 | 0 | 0 | 0 | 0
CC | 0 | 0 | 0 | 0 | 0 | 0
CSP | 0 | 0 | 0 | 0 | 0 | 0
CT | 0 | 0 | 0 | 0 | 0 | 0
Coal | 43.01 | 0 | 0 | 0 | 0 | 0
Geo | 0 | 0 | 0 | 0 | 0 | 0
H | 0 | 0 | 0 | 0 | 0 | 0
LFG | 0 | 0 | 0 | 0 | 0 | 0
Nuc | 0 | 0 | 0 | 0 | 0 | 0
PS | 0 | 0 | 0 | 0 | 0 | 0
PV | 0 | 0 | 0 | 0 | 0 | 0
PeakG | 0 | 0 | 0 | 0 | 0 | 0
PeakO | 0 | 0 | 0 | 0 | 0 | 0
ST | 0 | 0 | 0 | 0 | 0 | 0
STOG | 0 | 0 | 0 | 0 | 0 | 0
STWD | 0 | 0 | 0 | 0 | 0 | 0
WT | 0 | 0 | 0 | 0 | 0 | 0
IGCC | 0 | 0 | 0 | 0 | 0 | 0
DemandResponse | 0 | 0 | 0 | 0 | 0 | 0
IGCC-CCS | 0 | 0 | 0 | 0 | 0 | 0
WT_off | 0 | 0 | 0 | 0 | 0 | 0
PseudoUnit | 0 | 0 | 0 | 0 | 0 | 0
FixedInterchange | 0 | 0 | 0 | 0 | 0 | 0
Emission Cost by Reporting Type: MISO_MO-IL
ReportingType | 2015 | 2020 | 2025 | 2030 | 2035 | 2040
BM | 0 | 0 | 0 | 0 | 0 | 0
CC | 0 | 0 | 0 | 0 | 0 | 0
CSP | 0 | 0 | 0 | 0 | 0 | 0
CT | 0 | 0 | 0 | 0 | 0 | 0
Coal | 77.05 | 0 | 0 | 0 | 0 | 0
Geo | 0 | 0 | 0 | 0 | 0 | 0
H | 0 | 0 | 0 | 0 | 0 | 0
LFG | 0 | 0 | 0 | 0 | 0 | 0
Nuc | 0 | 0 | 0 | 0 | 0 | 0
PS | 0 | 0 | 0 | 0 | 0 | 0
PV | 0 | 0 | 0 | 0 | 0 | 0
PeakG | 0 | 0 | 0 | 0 | 0 | 0
PeakO | 0 | 0 | 0 | 0 | 0 | 0
ST | 0 | 0 | 0 | 0 | 0 | 0
STOG | 0 | 0 | 0 | 0 | 0 | 0
STWD | 0 | 0 | 0 | 0 | 0 | 0
WT | 0 | 0 | 0 | 0 | 0 | 0
IGCC | 0 | 0 | 0 | 0 | 0 | 0
DemandResponse | 0 | 0 | 0 | 0 | 0 | 0
IGCC-CCS | 0 | 0 | 0 | 0 | 0 | 0
WT_off | 0 | 0 | 0 | 0 | 0 | 0
PseudoUnit | 0 | 0 | 0 | 0 | 0 | 0
FixedInterchange | 0 | 0 | 0 | 0 | 0 | 0
Emission Cost by Reporting Type: MISO_W
ReportingType | 2015 | 2020 | 2025 | 2030 | 2035 | 2040
BM | 0 | 0 | 0 | 0 | 0 | 0
CC | 0 | 0 | 0 | 0 | 0 | 0
CSP | 0 | 0 | 0 | 0 | 0 | 0
CT | 0 | 0 | 0 | 0 | 0 | 0
Coal | 40.84 | 0 | 0 | 0 | 0 | 0
Geo | 0 | 0 | 0 | 0 | 0 | 0
H | 0 | 0 | 0 | 0 | 0 | 0
LFG | 0 | 0 | 0 | 0 | 0 | 0
Nuc | 0 | 0 | 0 | 0 | 0 | 0
PS | 0 | 0 | 0 | 0 | 0 | 0
PV | 0 | 0 | 0 | 0 | 0 | 0
PeakG | 0 | 0 | 0 | 0 | 0 | 0
PeakO | 0 | 0 | 0 | 0 | 0 | 0
ST | 0 | 0 | 0 | 0 | 0 | 0
STOG | 0 | 0 | 0 | 0 | 0 | 0
STWD | 0 | 0 | 0 | 0 | 0 | 0
WT | 0 | 0 | 0 | 0 | 0 | 0
IGCC | 0 | 0 | 0 | 0 | 0 | 0
DemandResponse | 0 | 0 | 0 | 0 | 0 | 0
IGCC-CCS | 0 | 0 | 0 | 0 | 0 | 0
WT_off | 0 | 0 | 0 | 0 | 0 | 0
PseudoUnit | 0 | 0 | 0 | 0 | 0 | 0
FixedInterchange | 0 | 0 | 0 | 0 | 0 | 0
Emission Cost by Reporting Type: MISO_WUMS
ReportingType | 2015 | 2020 | 2025 | 2030 | 2035 | 2040
BM | 0 | 0 | 0 | 0 | 0 | 0
CC | 0 | 0 | 0 | 0 | 0 | 0
CSP | 0 | 0 | 0 | 0 | 0 | 0
CT | 0 | 0 | 0 | 0 | 0 | 0
Coal | 10.81 | 0 | 0 | 0 | 0 | 0
Geo | 0 | 0 | 0 | 0 | 0 | 0
H | 0 | 0 | 0 | 0 | 0 | 0
LFG | 0 | 0 | 0 | 0 | 0 | 0
Nuc | 0 | 0 | 0 | 0 | 0 | 0
PS | 0 | 0 | 0 | 0 | 0 | 0
PV | 0 | 0 | 0 | 0 | 0 | 0
PeakG | 0 | 0 | 0 | 0 | 0 | 0
PeakO | 0 | 0 | 0 | 0 | 0 | 0
ST | 0 | 0 | 0 | 0 | 0 | 0
STOG | 0 | 0 | 0 | 0 | 0 | 0
STWD | 0 | 0 | 0 | 0 | 0 | 0
WT | 0 | 0 | 0 | 0 | 0 | 0
IGCC | 0 | 0 | 0 | 0 | 0 | 0
DemandResponse | 0 | 0 | 0 | 0 | 0 | 0
IGCC-CCS | 0 | 0 | 0 | 0 | 0 | 0
WT_off | 0 | 0 | 0 | 0 | 0 | 0
PseudoUnit | 0 | 0 | 0 | 0 | 0 | 0
FixedInterchange | 0 | 0 | 0 | 0 | 0 | 0
Emission Cost by Reporting Type: Nebraska
ReportingType | 2015 | 2020 | 2025 | 2030 | 2035 | 2040
BM | 0 | 0 | 0 | 0 | 0 | 0
CC | 0 | 0 | 0 | 0 | 0 | 0
CSP | 0 | 0 | 0 | 0 | 0 | 0
CT | 0 | 0 | 0 | 0 | 0 | 0
Coal | 5.87 | 0 | 0 | 0 | 0 | 0
Geo | 0 | 0 | 0 | 0 | 0 | 0
H | 0 | 0 | 0 | 0 | 0 | 0
LFG | 0 | 0 | 0 | 0 | 0 | 0
Nuc | 0 | 0 | 0 | 0 | 0 | 0
PS | 0 | 0 | 0 | 0 | 0 | 0
PV | 0 | 0 | 0 | 0 | 0 | 0
PeakG | 0 | 0 | 0 | 0 | 0 | 0
PeakO | 0 | 0 | 0 | 0 | 0 | 0
ST | 0 | 0 | 0 | 0 | 0 | 0
STOG | 0 | 0 | 0 | 0 | 0 | 0
STWD | 0 | 0 | 0 | 0 | 0 | 0
WT | 0 | 0 | 0 | 0 | 0 | 0
IGCC | 0 | 0 | 0 | 0 | 0 | 0
DemandResponse | 0 | 0 | 0 | 0 | 0 | 0
IGCC-CCS | 0 | 0 | 0 | 0 | 0 | 0
WT_off | 0 | 0 | 0 | 0 | 0 | 0
PseudoUnit | 0 | 0 | 0 | 0 | 0 | 0
FixedInterchange | 0 | 0 | 0 | 0 | 0 | 0
Emission Cost by Reporting Type: NEISO
ReportingType | 2015 | 2020 | 2025 | 2030 | 2035 | 2040
BM | 0 | 0 | 0 | 0 | 0 | 0
CC | 0 | 0 | 0 | 0 | 0 | 0
CSP | 0 | 0 | 0 | 0 | 0 | 0
CT | 0 | 0 | 0 | 0 | 0 | 0
Coal | 0 | 0 | 0 | 0 | 0 | 0
Geo | 0 | 0 | 0 | 0 | 0 | 0
H | 0 | 0 | 0 | 0 | 0 | 0
LFG | 0 | 0 | 0 | 0 | 0 | 0
Nuc | 0 | 0 | 0 | 0 | 0 | 0
PS | 0 | 0 | 0 | 0 | 0 | 0
PV | 0 | 0 | 0 | 0 | 0 | 0
PeakG | 0 | 0 | 0 | 0 | 0 | 0
PeakO | 0 | 0 | 0 | 0 | 0 | 0
ST | 0 | 0 | 0 | 0 | 0 | 0
STOG | 0 | 0 | 0 | 0 | 0 | 0
STWD | 0 | 0 | 0 | 0 | 0 | 0
WT | 0 | 0 | 0 | 0 | 0 | 0
IGCC | 0 | 0 | 0 | 0 | 0 | 0
DemandResponse | 0 | 0 | 0 | 0 | 0 | 0
IGCC-CCS | 0 | 0 | 0 | 0 | 0 | 0
WT_off | 0 | 0 | 0 | 0 | 0 | 0
PseudoUnit | 0 | 0 | 0 | 0 | 0 | 0
FixedInterchange | 0 | 0 | 0 | 0 | 0 | 0
Emission Cost by Reporting Type: NonRTO_Midwest
ReportingType | 2015 | 2020 | 2025 | 2030 | 2035 | 2040
BM | 0 | 0 | 0 | 0 | 0 | 0
CC | 0 | 0 | 0 | 0 | 0 | 0
CSP | 0 | 0 | 0 | 0 | 0 | 0
CT | 0 | 0 | 0 | 0 | 0 | 0
Coal | 23.14 | 0 | 0 | 0 | 0 | 0
Geo | 0 | 0 | 0 | 0 | 0 | 0
H | 0 | 0 | 0 | 0 | 0 | 0
LFG | 0 | 0 | 0 | 0 | 0 | 0
Nuc | 0 | 0 | 0 | 0 | 0 | 0
PS | 0 | 0 | 0 | 0 | 0 | 0
PV | 0 | 0 | 0 | 0 | 0 | 0
PeakG | 0 | 0 | 0 | 0 | 0 | 0
PeakO | 0 | 0 | 0 | 0 | 0 | 0
ST | 0 | 0 | 0 | 0 | 0 | 0
STOG | 0 | 0 | 0 | 0 | 0 | 0
STWD | 0 | 0 | 0 | 0 | 0 | 0
WT | 0 | 0 | 0 | 0 | 0 | 0
IGCC | 0 | 0 | 0 | 0 | 0 | 0
DemandResponse | 0 | 0 | 0 | 0 | 0 | 0
IGCC-CCS | 0 | 0 | 0 | 0 | 0 | 0
WT_off | 0 | 0 | 0 | 0 | 0 | 0
PseudoUnit | 0 | 0 | 0 | 0 | 0 | 0
FixedInterchange | 0 | 0 | 0 | 0 | 0 | 0
Emission Cost by Reporting Type: NYISO_A-F
ReportingType | 2015 | 2020 | 2025 | 2030 | 2035 | 2040
BM | 0 | 0 | 0 | 0 | 0 | 0
CC | 0 | 0 | 0 | 0 | 0 | 0
CSP | 0 | 0 | 0 | 0 | 0 | 0
CT | 0 | 0 | 0 | 0 | 0 | 0
Coal | 0 | 0 | 0 | 0 | 0 | 0
Geo | 0 | 0 | 0 | 0 | 0 | 0
H | 0 | 0 | 0 | 0 | 0 | 0
LFG | 0 | 0 | 0 | 0 | 0 | 0
Nuc | 0 | 0 | 0 | 0 | 0 | 0
PS | 0 | 0 | 0 | 0 | 0 | 0
PV | 0 | 0 | 0 | 0 | 0 | 0
PeakG | 0 | 0 | 0 | 0 | 0 | 0
PeakO | 0 | 0 | 0 | 0 | 0 | 0
ST | 0 | 0 | 0 | 0 | 0 | 0
STOG | 0 | 0 | 0 | 0 | 0 | 0
STWD | 0 | 0 | 0 | 0 | 0 | 0
WT | 0 | 0 | 0 | 0 | 0 | 0
IGCC | 0 | 0 | 0 | 0 | 0 | 0
DemandResponse | 0 | 0 | 0 | 0 | 0 | 0
IGCC-CCS | 0 | 0 | 0 | 0 | 0 | 0
WT_off | 0 | 0 | 0 | 0 | 0 | 0
PseudoUnit | 0 | 0 | 0 | 0 | 0 | 0
FixedInterchange | 0 | 0 | 0 | 0 | 0 | 0
Emission Cost by Reporting Type: NYISO_G-I
ReportingType | 2015 | 2020 | 2025 | 2030 | 2035 | 2040
BM | 0 | 0 | 0 | 0 | 0 | 0
CC | 0 | 0 | 0 | 0 | 0 | 0
CSP | 0 | 0 | 0 | 0 | 0 | 0
CT | 0 | 0 | 0 | 0 | 0 | 0
Coal | 0 | 0 | 0 | 0 | 0 | 0
Geo | 0 | 0 | 0 | 0 | 0 | 0
H | 0 | 0 | 0 | 0 | 0 | 0
LFG | 0 | 0 | 0 | 0 | 0 | 0
Nuc | 0 | 0 | 0 | 0 | 0 | 0
PS | 0 | 0 | 0 | 0 | 0 | 0
PV | 0 | 0 | 0 | 0 | 0 | 0
PeakG | 0 | 0 | 0 | 0 | 0 | 0
PeakO | 0 | 0 | 0 | 0 | 0 | 0
ST | 0 | 0 | 0 | 0 | 0 | 0
STOG | 0 | 0 | 0 | 0 | 0 | 0
STWD | 0 | 0 | 0 | 0 | 0 | 0
WT | 0 | 0 | 0 | 0 | 0 | 0
IGCC | 0 | 0 | 0 | 0 | 0 | 0
DemandResponse | 0 | 0 | 0 | 0 | 0 | 0
IGCC-CCS | 0 | 0 | 0 | 0 | 0 | 0
WT_off | 0 | 0 | 0 | 0 | 0 | 0
PseudoUnit | 0 | 0 | 0 | 0 | 0 | 0
FixedInterchange | 0 | 0 | 0 | 0 | 0 | 0
Emission Cost by Reporting Type: NYISO_J-K
ReportingType | 2015 | 2020 | 2025 | 2030 | 2035 | 2040
BM | 0 | 0 | 0 | 0 | 0 | 0
CC | 0 | 0 | 0 | 0 | 0 | 0
CSP | 0 | 0 | 0 | 0 | 0 | 0
CT | 0 | 0 | 0 | 0 | 0 | 0
Coal | 0 | 0 | 0 | 0 | 0 | 0
Geo | 0 | 0 | 0 | 0 | 0 | 0
H | 0 | 0 | 0 | 0 | 0 | 0
LFG | 0 | 0 | 0 | 0 | 0 | 0
Nuc | 0 | 0 | 0 | 0 | 0 | 0
PS | 0 | 0 | 0 | 0 | 0 | 0
PV | 0 | 0 | 0 | 0 | 0 | 0
PeakG | 0 | 0 | 0 | 0 | 0 | 0
PeakO | 0 | 0 | 0 | 0 | 0 | 0
ST | 0 | 0 | 0 | 0 | 0 | 0
STOG | 0 | 0 | 0 | 0 | 0 | 0
STWD | 0 | 0 | 0 | 0 | 0 | 0
WT | 0 | 0 | 0 | 0 | 0 | 0
IGCC | 0 | 0 | 0 | 0 | 0 | 0
DemandResponse | 0 | 0 | 0 | 0 | 0 | 0
IGCC-CCS | 0 | 0 | 0 | 0 | 0 | 0
WT_off | 0 | 0 | 0 | 0 | 0 | 0
PseudoUnit | 0 | 0 | 0 | 0 | 0 | 0
FixedInterchange | 0 | 0 | 0 | 0 | 0 | 0
Emission Cost by Reporting Type: PJM_E
ReportingType | 2015 | 2020 | 2025 | 2030 | 2035 | 2040
BM | 0 | 0 | 0 | 0 | 0 | 0
CC | 0 | 0 | 0 | 0 | 0 | 0
CSP | 0 | 0 | 0 | 0 | 0 | 0
CT | 0 | 0 | 0 | 0 | 0 | 0
Coal | 0.06 | 0 | 0 | 0 | 0 | 0
Geo | 0 | 0 | 0 | 0 | 0 | 0
H | 0 | 0 | 0 | 0 | 0 | 0
LFG | 0 | 0 | 0 | 0 | 0 | 0
Nuc | 0 | 0 | 0 | 0 | 0 | 0
PS | 0 | 0 | 0 | 0 | 0 | 0
PV | 0 | 0 | 0 | 0 | 0 | 0
PeakG | 0 | 0 | 0 | 0 | 0 | 0
PeakO | 0 | 0 | 0 | 0 | 0 | 0
ST | 0 | 0 | 0 | 0 | 0 | 0
STOG | 0 | 0 | 0 | 0 | 0 | 0
STWD | 0 | 0 | 0 | 0 | 0 | 0
WT | 0 | 0 | 0 | 0 | 0 | 0
IGCC | 0 | 0 | 0 | 0 | 0 | 0
DemandResponse | 0 | 0 | 0 | 0 | 0 | 0
IGCC-CCS | 0 | 0 | 0 | 0 | 0 | 0
WT_off | 0 | 0 | 0 | 0 | 0 | 0
PseudoUnit | 0 | 0 | 0 | 0 | 0 | 0
FixedInterchange | 0 | 0 | 0 | 0 | 0 | 0
Emission Cost by Reporting Type: PJM_ROM
ReportingType | 2015 | 2020 | 2025 | 2030 | 2035 | 2040
BM | 0 | 0 | 0 | 0 | 0 | 0
CC | 0 | 0 | 0 | 0 | 0 | 0
CSP | 0 | 0 | 0 | 0 | 0 | 0
CT | 0 | 0 | 0 | 0 | 0 | 0
Coal | 22.88 | 0 | 0 | 0 | 0 | 0
Geo | 0 | 0 | 0 | 0 | 0 | 0
H | 0 | 0 | 0 | 0 | 0 | 0
LFG | 0 | 0 | 0 | 0 | 0 | 0
Nuc | 0 | 0 | 0 | 0 | 0 | 0
PS | 0 | 0 | 0 | 0 | 0 | 0
PV | 0 | 0 | 0 | 0 | 0 | 0
PeakG | 0 | 0 | 0 | 0 | 0 | 0
PeakO | 0 | 0 | 0 | 0 | 0 | 0
ST | 0 | 0 | 0 | 0 | 0 | 0
STOG | 0 | 0 | 0 | 0 | 0 | 0
STWD | 0 | 0 | 0 | 0 | 0 | 0
WT | 0 | 0 | 0 | 0 | 0 | 0
IGCC | 0 | 0 | 0 | 0 | 0 | 0
DemandResponse | 0 | 0 | 0 | 0 | 0 | 0
IGCC-CCS | 0 | 0 | 0 | 0 | 0 | 0
WT_off | 0 | 0 | 0 | 0 | 0 | 0
PseudoUnit | 0 | 0 | 0 | 0 | 0 | 0
FixedInterchange | 0 | 0 | 0 | 0 | 0 | 0
Emission Cost by Reporting Type: PJM_ROR
ReportingType | 2015 | 2020 | 2025 | 2030 | 2035 | 2040
BM | 0 | 0 | 0 | 0 | 0 | 0
CC | 0 | 0 | 0 | 0 | 0 | 0
CSP | 0 | 0 | 0 | 0 | 0 | 0
CT | 0 | 0 | 0 | 0 | 0 | 0
Coal | 251.68 | 0 | 0 | 0 | 0 | 0
Geo | 0 | 0 | 0 | 0 | 0 | 0
H | 0 | 0 | 0 | 0 | 0 | 0
LFG | 0 | 0 | 0 | 0 | 0 | 0
Nuc | 0 | 0 | 0 | 0 | 0 | 0
PS | 0 | 0 | 0 | 0 | 0 | 0
PV | 0 | 0 | 0 | 0 | 0 | 0
PeakG | 0 | 0 | 0 | 0 | 0 | 0
PeakO | 0 | 0 | 0 | 0 | 0 | 0
ST | 0 | 0 | 0 | 0 | 0 | 0
STOG | 0 | 0 | 0 | 0 | 0 | 0
STWD | 0 | 0 | 0 | 0 | 0 | 0
WT | 0 | 0 | 0 | 0 | 0 | 0
IGCC | 0 | 0 | 0 | 0 | 0 | 0
DemandResponse | 0 | 0 | 0 | 0 | 0 | 0
IGCC-CCS | 0 | 0 | 0 | 0 | 0 | 0
WT_off | 0 | 0 | 0 | 0 | 0 | 0
PseudoUnit | 0 | 0 | 0 | 0 | 0 | 0
FixedInterchange | 0 | 0 | 0 | 0 | 0 | 0
Emission Cost by Reporting Type: SOCO
ReportingType | 2015 | 2020 | 2025 | 2030 | 2035 | 2040
BM | 0 | 0 | 0 | 0 | 0 | 0
CC | 0 | 0 | 0 | 0 | 0 | 0
CSP | 0 | 0 | 0 | 0 | 0 | 0
CT | 0 | 0 | 0 | 0 | 0 | 0
Coal | 49.34 | 0 | 0 | 0 | 0 | 0
Geo | 0 | 0 | 0 | 0 | 0 | 0
H | 0 | 0 | 0 | 0 | 0 | 0
LFG | 0 | 0 | 0 | 0 | 0 | 0
Nuc | 0 | 0 | 0 | 0 | 0 | 0
PS | 0 | 0 | 0 | 0 | 0 | 0
PV | 0 | 0 | 0 | 0 | 0 | 0
PeakG | 0 | 0 | 0 | 0 | 0 | 0
PeakO | 0 | 0 | 0 | 0 | 0 | 0
ST | 0 | 0 | 0 | 0 | 0 | 0
STOG | 0 | 0 | 0 | 0 | 0 | 0
STWD | 0 | 0 | 0 | 0 | 0 | 0
WT | 0 | 0 | 0 | 0 | 0 | 0
IGCC | 0 | 0 | 0 | 0 | 0 | 0
DemandResponse | 0 | 0 | 0 | 0 | 0 | 0
IGCC-CCS | 0 | 0 | 0 | 0 | 0 | 0
WT_off | 0 | 0 | 0 | 0 | 0 | 0
PseudoUnit | 0 | 0 | 0 | 0 | 0 | 0
FixedInterchange | 0 | 0 | 0 | 0 | 0 | 0
Emission Cost by Reporting Type: SPP_N
ReportingType | 2015 | 2020 | 2025 | 2030 | 2035 | 2040
BM | 0 | 0 | 0 | 0 | 0 | 0
CC | 0 | 0 | 0 | 0 | 0 | 0
CSP | 0 | 0 | 0 | 0 | 0 | 0
CT | 0 | 0 | 0 | 0 | 0 | 0
Coal | 8.34 | 0 | 0 | 0 | 0 | 0
Geo | 0 | 0 | 0 | 0 | 0 | 0
H | 0 | 0 | 0 | 0 | 0 | 0
LFG | 0 | 0 | 0 | 0 | 0 | 0
Nuc | 0 | 0 | 0 | 0 | 0 | 0
PS | 0 | 0 | 0 | 0 | 0 | 0
PV | 0 | 0 | 0 | 0 | 0 | 0
PeakG | 0 | 0 | 0 | 0 | 0 | 0
PeakO | 0 | 0 | 0 | 0 | 0 | 0
ST | 0 | 0 | 0 | 0 | 0 | 0
STOG | 0 | 0 | 0 | 0 | 0 | 0
STWD | 0 | 0 | 0 | 0 | 0 | 0
WT | 0 | 0 | 0 | 0 | 0 | 0
IGCC | 0 | 0 | 0 | 0 | 0 | 0
DemandResponse | 0 | 0 | 0 | 0 | 0 | 0
IGCC-CCS | 0 | 0 | 0 | 0 | 0 | 0
WT_off | 0 | 0 | 0 | 0 | 0 | 0
PseudoUnit | 0 | 0 | 0 | 0 | 0 | 0
FixedInterchange | 0 | 0 | 0 | 0 | 0 | 0
Emission Cost by Reporting Type: SPP_S
ReportingType | 2015 | 2020 | 2025 | 2030 | 2035 | 2040
BM | 0 | 0 | 0 | 0 | 0 | 0
CC | 0 | 0 | 0 | 0 | 0 | 0
CSP | 0 | 0 | 0 | 0 | 0 | 0
CT | 0 | 0 | 0 | 0 | 0 | 0
Coal | 22.22 | 0 | 0 | 0 | 0 | 0
Geo | 0 | 0 | 0 | 0 | 0 | 0
H | 0 | 0 | 0 | 0 | 0 | 0
LFG | 0 | 0 | 0 | 0 | 0 | 0
Nuc | 0 | 0 | 0 | 0 | 0 | 0
PS | 0 | 0 | 0 | 0 | 0 | 0
PV | 0 | 0 | 0 | 0 | 0 | 0
PeakG | 0 | 0 | 0 | 0 | 0 | 0
PeakO | 0 | 0 | 0 | 0 | 0 | 0
ST | 0 | 0 | 0 | 0 | 0 | 0
STOG | 0 | 0 | 0 | 0 | 0 | 0
STWD | 0 | 0 | 0 | 0 | 0 | 0
WT | 0 | 0 | 0 | 0 | 0 | 0
IGCC | 0 | 0 | 0 | 0 | 0 | 0
DemandResponse | 0 | 0 | 0 | 0 | 0 | 0
IGCC-CCS | 0 | 0 | 0 | 0 | 0 | 0
WT_off | 0 | 0 | 0 | 0 | 0 | 0
PseudoUnit | 0 | 0 | 0 | 0 | 0 | 0
FixedInterchange | 0 | 0 | 0 | 0 | 0 | 0
Emission Cost by Reporting Type: TVA
ReportingType | 2015 | 2020 | 2025 | 2030 | 2035 | 2040
BM | 0 | 0 | 0 | 0 | 0 | 0
CC | 0 | 0 | 0 | 0 | 0 | 0
CSP | 0 | 0 | 0 | 0 | 0 | 0
CT | 0 | 0 | 0 | 0 | 0 | 0
Coal | 49.58 | 0 | 0 | 0 | 0 | 0
Geo | 0 | 0 | 0 | 0 | 0 | 0
H | 0 | 0 | 0 | 0 | 0 | 0
LFG | 0 | 0 | 0 | 0 | 0 | 0
Nuc | 0 | 0 | 0 | 0 | 0 | 0
PS | 0 | 0 | 0 | 0 | 0 | 0
PV | 0 | 0 | 0 | 0 | 0 | 0
PeakG | 0 | 0 | 0 | 0 | 0 | 0
PeakO | 0 | 0 | 0 | 0 | 0 | 0
ST | 0 | 0 | 0 | 0 | 0 | 0
STOG | 0 | 0 | 0 | 0 | 0 | 0
STWD | 0 | 0 | 0 | 0 | 0 | 0
WT | 0 | 0 | 0 | 0 | 0 | 0
IGCC | 0 | 0 | 0 | 0 | 0 | 0
DemandResponse | 0 | 0 | 0 | 0 | 0 | 0
IGCC-CCS | 0 | 0 | 0 | 0 | 0 | 0
WT_off | 0 | 0 | 0 | 0 | 0 | 0
PseudoUnit | 0 | 0 | 0 | 0 | 0 | 0
FixedInterchange | 0 | 0 | 0 | 0 | 0 | 0
Emission Cost by Reporting Type: TVA_Transmission
ReportingType | 2015 | 2020 | 2025 | 2030 | 2035 | 2040
BM | 0 | 0 | 0 | 0 | 0 | 0
CC | 0 | 0 | 0 | 0 | 0 | 0
CSP | 0 | 0 | 0 | 0 | 0 | 0
CT | 0 | 0 | 0 | 0 | 0 | 0
Coal | 0 | 0 | 0 | 0 | 0 | 0
Geo | 0 | 0 | 0 | 0 | 0 | 0
H | 0 | 0 | 0 | 0 | 0 | 0
LFG | 0 | 0 | 0 | 0 | 0 | 0
Nuc | 0 | 0 | 0 | 0 | 0 | 0
PS | 0 | 0 | 0 | 0 | 0 | 0
PV | 0 | 0 | 0 | 0 | 0 | 0
PeakG | 0 | 0 | 0 | 0 | 0 | 0
PeakO | 0 | 0 | 0 | 0 | 0 | 0
ST | 0 | 0 | 0 | 0 | 0 | 0
STOG | 0 | 0 | 0 | 0 | 0 | 0
STWD | 0 | 0 | 0 | 0 | 0 | 0
WT | 0 | 0 | 0 | 0 | 0 | 0
IGCC | 0 | 0 | 0 | 0 | 0 | 0
DemandResponse | 0 | 0 | 0 | 0 | 0 | 0
IGCC-CCS | 0 | 0 | 0 | 0 | 0 | 0
WT_off | 0 | 0 | 0 | 0 | 0 | 0
PseudoUnit | 0 | 0 | 0 | 0 | 0 | 0
FixedInterchange | 0 | 0 | 0 | 0 | 0 | 0
Emission Cost by Reporting Type: VACAR
ReportingType | 2015 | 2020 | 2025 | 2030 | 2035 | 2040
BM | 0 | 0 | 0 | 0 | 0 | 0
CC | 0 | 0 | 0 | 0 | 0 | 0
CSP | 0 | 0 | 0 | 0 | 0 | 0
CT | 0 | 0 | 0 | 0 | 0 | 0
Coal | 12.42 | 0 | 0 | 0 | 0 | 0
Geo | 0 | 0 | 0 | 0 | 0 | 0
H | 0 | 0 | 0 | 0 | 0 | 0
LFG | 0 | 0 | 0 | 0 | 0 | 0
Nuc | 0 | 0 | 0 | 0 | 0 | 0
PS | 0 | 0 | 0 | 0 | 0 | 0
PV | 0 | 0 | 0 | 0 | 0 | 0
PeakG | 0 | 0 | 0 | 0 | 0 | 0
PeakO | 0 | 0 | 0 | 0 | 0 | 0
ST | 0 | 0 | 0 | 0 | 0 | 0
STOG | 0 | 0 | 0 | 0 | 0 | 0
STWD | 0 | 0 | 0 | 0 | 0 | 0
WT | 0 | 0 | 0 | 0 | 0 | 0
IGCC | 0 | 0 | 0 | 0 | 0 | 0
DemandResponse | 0 | 0 | 0 | 0 | 0 | 0
IGCC-CCS | 0 | 0 | 0 | 0 | 0 | 0
WT_off | 0 | 0 | 0 | 0 | 0 | 0
PseudoUnit | 0 | 0 | 0 | 0 | 0 | 0
FixedInterchange | 0 | 0 | 0 | 0 | 0 | 0
Emission Cost by Reporting Type: IESO
ReportingType | 2015 | 2020 | 2025 | 2030 | 2035 | 2040
BM | 0 | 0 | 0 | 0 | 0 | 0
CC | 0 | 0 | 0 | 0 | 0 | 0
CSP | 0 | 0 | 0 | 0 | 0 | 0
CT | 0 | 0 | 0 | 0 | 0 | 0
Coal | 0 | 0 | 0 | 0 | 0 | 0
Geo | 0 | 0 | 0 | 0 | 0 | 0
H | 0 | 0 | 0 | 0 | 0 | 0
LFG | 0 | 0 | 0 | 0 | 0 | 0
Nuc | 0 | 0 | 0 | 0 | 0 | 0
PS | 0 | 0 | 0 | 0 | 0 | 0
PV | 0 | 0 | 0 | 0 | 0 | 0
PeakG | 0 | 0 | 0 | 0 | 0 | 0
PeakO | 0 | 0 | 0 | 0 | 0 | 0
ST | 0 | 0 | 0 | 0 | 0 | 0
STOG | 0 | 0 | 0 | 0 | 0 | 0
STWD | 0 | 0 | 0 | 0 | 0 | 0
WT | 0 | 0 | 0 | 0 | 0 | 0
IGCC | 0 | 0 | 0 | 0 | 0 | 0
DemandResponse | 0 | 0 | 0 | 0 | 0 | 0
IGCC-CCS | 0 | 0 | 0 | 0 | 0 | 0
WT_off | 0 | 0 | 0 | 0 | 0 | 0
PseudoUnit | 0 | 0 | 0 | 0 | 0 | 0
FixedInterchange | 0 | 0 | 0 | 0 | 0 | 0
Emission Cost by Reporting Type: MAPP_CA
ReportingType | 2015 | 2020 | 2025 | 2030 | 2035 | 2040
BM | 0 | 0 | 0 | 0 | 0 | 0
CC | 0 | 0 | 0 | 0 | 0 | 0
CSP | 0 | 0 | 0 | 0 | 0 | 0
CT | 0 | 0 | 0 | 0 | 0 | 0
Coal | 0 | 0 | 0 | 0 | 0 | 0
Geo | 0 | 0 | 0 | 0 | 0 | 0
H | 0 | 0 | 0 | 0 | 0 | 0
LFG | 0 | 0 | 0 | 0 | 0 | 0
Nuc | 0 | 0 | 0 | 0 | 0 | 0
PS | 0 | 0 | 0 | 0 | 0 | 0
PV | 0 | 0 | 0 | 0 | 0 | 0
PeakG | 0 | 0 | 0 | 0 | 0 | 0
PeakO | 0 | 0 | 0 | 0 | 0 | 0
ST | 0 | 0 | 0 | 0 | 0 | 0
STOG | 0 | 0 | 0 | 0 | 0 | 0
STWD | 0 | 0 | 0 | 0 | 0 | 0
WT | 0 | 0 | 0 | 0 | 0 | 0
IGCC | 0 | 0 | 0 | 0 | 0 | 0
DemandResponse | 0 | 0 | 0 | 0 | 0 | 0
IGCC-CCS | 0 | 0 | 0 | 0 | 0 | 0
WT_off | 0 | 0 | 0 | 0 | 0 | 0
PseudoUnit | 0 | 0 | 0 | 0 | 0 | 0
FixedInterchange | 0 | 0 | 0 | 0 | 0 | 0
Emission Cost by Reporting Type: AZ_NM_SNV_Coal
ReportingType | 2015 | 2020 | 2025 | 2030 | 2035 | 2040
BM | 0 | 0 | 0 | 0 | 0 | 0
CC | 0 | 0 | 0 | 0 | 0 | 0
CSP | 0 | 0 | 0 | 0 | 0 | 0
CT | 0 | 0 | 0 | 0 | 0 | 0
Coal | 1.52 | 0 | 0 | 0 | 0 | 0
Geo | 0 | 0 | 0 | 0 | 0 | 0
H | 0 | 0 | 0 | 0 | 0 | 0
LFG | 0 | 0 | 0 | 0 | 0 | 0
Nuc | 0 | 0 | 0 | 0 | 0 | 0
PS | 0 | 0 | 0 | 0 | 0 | 0
PV | 0 | 0 | 0 | 0 | 0 | 0
PeakG | 0 | 0 | 0 | 0 | 0 | 0
PeakO | 0 | 0 | 0 | 0 | 0 | 0
ST | 0 | 0 | 0 | 0 | 0 | 0
STOG | 0 | 0 | 0 | 0 | 0 | 0
STWD | 0 | 0 | 0 | 0 | 0 | 0
WT | 0 | 0 | 0 | 0 | 0 | 0
IGCC | 0 | 0 | 0 | 0 | 0 | 0
DemandResponse | 0 | 0 | 0 | 0 | 0 | 0
IGCC-CCS | 0 | 0 | 0 | 0 | 0 | 0
WT_off | 0 | 0 | 0 | 0 | 0 | 0
PseudoUnit | 0 | 0 | 0 | 0 | 0 | 0
FixedInterchange | 0 | 0 | 0 | 0 | 0 | 0
Emission Cost by Reporting Type: AZ_NM_SNV_Gas
ReportingType | 2015 | 2020 | 2025 | 2030 | 2035 | 2040
BM | 0 | 0 | 0 | 0 | 0 | 0
CC | 0 | 0 | 0 | 0 | 0 | 0
CSP | 0 | 0 | 0 | 0 | 0 | 0
CT | 0 | 0 | 0 | 0 | 0 | 0
Coal | 0 | 0 | 0 | 0 | 0 | 0
Geo | 0 | 0 | 0 | 0 | 0 | 0
H | 0 | 0 | 0 | 0 | 0 | 0
LFG | 0 | 0 | 0 | 0 | 0 | 0
Nuc | 0 | 0 | 0 | 0 | 0 | 0
PS | 0 | 0 | 0 | 0 | 0 | 0
PV | 0 | 0 | 0 | 0 | 0 | 0
PeakG | 0 | 0 | 0 | 0 | 0 | 0
PeakO | 0 | 0 | 0 | 0 | 0 | 0
ST | 0 | 0 | 0 | 0 | 0 | 0
STOG | 0 | 0 | 0 | 0 | 0 | 0
STWD | 0 | 0 | 0 | 0 | 0 | 0
WT | 0 | 0 | 0 | 0 | 0 | 0
IGCC | 0 | 0 | 0 | 0 | 0 | 0
DemandResponse | 0 | 0 | 0 | 0 | 0 | 0
IGCC-CCS | 0 | 0 | 0 | 0 | 0 | 0
WT_off | 0 | 0 | 0 | 0 | 0 | 0
PseudoUnit | 0 | 0 | 0 | 0 | 0 | 0
FixedInterchange | 0 | 0 | 0 | 0 | 0 | 0
Emission Cost by Reporting Type: AZ_NM_SNV_NucRenew
ReportingType | 2015 | 2020 | 2025 | 2030 | 2035 | 2040
BM | 0 | 0 | 0 | 0 | 0 | 0
CC | 0 | 0 | 0 | 0 | 0 | 0
CSP | 0 | 0 | 0 | 0 | 0 | 0
CT | 0 | 0 | 0 | 0 | 0 | 0
Coal | 0 | 0 | 0 | 0 | 0 | 0
Geo | 0 | 0 | 0 | 0 | 0 | 0
H | 0 | 0 | 0 | 0 | 0 | 0
LFG | 0 | 0 | 0 | 0 | 0 | 0
Nuc | 0 | 0 | 0 | 0 | 0 | 0
PS | 0 | 0 | 0 | 0 | 0 | 0
PV | 0 | 0 | 0 | 0 | 0 | 0
PeakG | 0 | 0 | 0 | 0 | 0 | 0
PeakO | 0 | 0 | 0 | 0 | 0 | 0
ST | 0 | 0 | 0 | 0 | 0 | 0
STOG | 0 | 0 | 0 | 0 | 0 | 0
STWD | 0 | 0 | 0 | 0 | 0 | 0
WT | 0 | 0 | 0 | 0 | 0 | 0
IGCC | 0 | 0 | 0 | 0 | 0 | 0
DemandResponse | 0 | 0 | 0 | 0 | 0 | 0
IGCC-CCS | 0 | 0 | 0 | 0 | 0 | 0
WT_off | 0 | 0 | 0 | 0 | 0 | 0
PseudoUnit | 0 | 0 | 0 | 0 | 0 | 0
FixedInterchange | 0 | 0 | 0 | 0 | 0 | 0
Emission Cost by Reporting Type: ERCOT
ReportingType | 2015 | 2020 | 2025 | 2030 | 2035 | 2040
BM | 0 | 0 | 0 | 0 | 0 | 0
CC | 0 | 0 | 0 | 0 | 0 | 0
CSP | 0 | 0 | 0 | 0 | 0 | 0
CT | 0 | 0 | 0 | 0 | 0 | 0
Coal | 28.36 | 0 | 0 | 0 | 0 | 0
Geo | 0 | 0 | 0 | 0 | 0 | 0
H | 0 | 0 | 0 | 0 | 0 | 0
LFG | 0 | 0 | 0 | 0 | 0 | 0
Nuc | 0 | 0 | 0 | 0 | 0 | 0
PS | 0 | 0 | 0 | 0 | 0 | 0
PV | 0 | 0 | 0 | 0 | 0 | 0
PeakG | 0 | 0 | 0 | 0 | 0 | 0
PeakO | 0 | 0 | 0 | 0 | 0 | 0
ST | 0 | 0 | 0 | 0 | 0 | 0
STOG | 0 | 0 | 0 | 0 | 0 | 0
STWD | 0 | 0 | 0 | 0 | 0 | 0
WT | 0 | 0 | 0 | 0 | 0 | 0
IGCC | 0 | 0 | 0 | 0 | 0 | 0
DemandResponse | 0 | 0 | 0 | 0 | 0 | 0
IGCC-CCS | 0 | 0 | 0 | 0 | 0 | 0
WT_off | 0 | 0 | 0 | 0 | 0 | 0
PseudoUnit | 0 | 0 | 0 | 0 | 0 | 0
FixedInterchange | 0 | 0 | 0 | 0 | 0 | 0
Emission Cost by Reporting Type: NP15
ReportingType | 2015 | 2020 | 2025 | 2030 | 2035 | 2040
BM | 0 | 0 | 0 | 0 | 0 | 0
CC | 0 | 0 | 0 | 0 | 0 | 0
CSP | 0 | 0 | 0 | 0 | 0 | 0
CT | 0 | 0 | 0 | 0 | 0 | 0
Coal | 0 | 0 | 0 | 0 | 0 | 0
Geo | 0 | 0 | 0 | 0 | 0 | 0
H | 0 | 0 | 0 | 0 | 0 | 0
LFG | 0 | 0 | 0 | 0 | 0 | 0
Nuc | 0 | 0 | 0 | 0 | 0 | 0
PS | 0 | 0 | 0 | 0 | 0 | 0
PV | 0 | 0 | 0 | 0 | 0 | 0
PeakG | 0 | 0 | 0 | 0 | 0 | 0
PeakO | 0 | 0 | 0 | 0 | 0 | 0
ST | 0 | 0 | 0 | 0 | 0 | 0
STOG | 0 | 0 | 0 | 0 | 0 | 0
STWD | 0 | 0 | 0 | 0 | 0 | 0
WT | 0 | 0 | 0 | 0 | 0 | 0
IGCC | 0 | 0 | 0 | 0 | 0 | 0
DemandResponse | 0 | 0 | 0 | 0 | 0 | 0
IGCC-CCS | 0 | 0 | 0 | 0 | 0 | 0
WT_off | 0 | 0 | 0 | 0 | 0 | 0
PseudoUnit | 0 | 0 | 0 | 0 | 0 | 0
FixedInterchange | 0 | 0 | 0 | 0 | 0 | 0
Emission Cost by Reporting Type: NWPP_Coal
ReportingType | 2015 | 2020 | 2025 | 2030 | 2035 | 2040
BM | 0 | 0 | 0 | 0 | 0 | 0
CC | 0 | 0 | 0 | 0 | 0 | 0
CSP | 0 | 0 | 0 | 0 | 0 | 0
CT | 0 | 0 | 0 | 0 | 0 | 0
Coal | 4.95 | 0 | 0 | 0 | 0 | 0
Geo | 0 | 0 | 0 | 0 | 0 | 0
H | 0 | 0 | 0 | 0 | 0 | 0
LFG | 0 | 0 | 0 | 0 | 0 | 0
Nuc | 0 | 0 | 0 | 0 | 0 | 0
PS | 0 | 0 | 0 | 0 | 0 | 0
PV | 0 | 0 | 0 | 0 | 0 | 0
PeakG | 0 | 0 | 0 | 0 | 0 | 0
PeakO | 0 | 0 | 0 | 0 | 0 | 0
ST | 0 | 0 | 0 | 0 | 0 | 0
STOG | 0 | 0 | 0 | 0 | 0 | 0
STWD | 0 | 0 | 0 | 0 | 0 | 0
WT | 0 | 0 | 0 | 0 | 0 | 0
IGCC | 0 | 0 | 0 | 0 | 0 | 0
DemandResponse | 0 | 0 | 0 | 0 | 0 | 0
IGCC-CCS | 0 | 0 | 0 | 0 | 0 | 0
WT_off | 0 | 0 | 0 | 0 | 0 | 0
PseudoUnit | 0 | 0 | 0 | 0 | 0 | 0
FixedInterchange | 0 | 0 | 0 | 0 | 0 | 0
Emission Cost by Reporting Type: NWPP_Gas
ReportingType | 2015 | 2020 | 2025 | 2030 | 2035 | 2040
BM | 0 | 0 | 0 | 0 | 0 | 0
CC | 0 | 0 | 0 | 0 | 0 | 0
CSP | 0 | 0 | 0 | 0 | 0 | 0
CT | 0 | 0 | 0 | 0 | 0 | 0
Coal | 0 | 0 | 0 | 0 | 0 | 0
Geo | 0 | 0 | 0 | 0 | 0 | 0
H | 0 | 0 | 0 | 0 | 0 | 0
LFG | 0 | 0 | 0 | 0 | 0 | 0
Nuc | 0 | 0 | 0 | 0 | 0 | 0
PS | 0 | 0 | 0 | 0 | 0 | 0
PV | 0 | 0 | 0 | 0 | 0 | 0
PeakG | 0 | 0 | 0 | 0 | 0 | 0
PeakO | 0 | 0 | 0 | 0 | 0 | 0
ST | 0 | 0 | 0 | 0 | 0 | 0
STOG | 0 | 0 | 0 | 0 | 0 | 0
STWD | 0 | 0 | 0 | 0 | 0 | 0
WT | 0 | 0 | 0 | 0 | 0 | 0
IGCC | 0 | 0 | 0 | 0 | 0 | 0
DemandResponse | 0 | 0 | 0 | 0 | 0 | 0
IGCC-CCS | 0 | 0 | 0 | 0 | 0 | 0
WT_off | 0 | 0 | 0 | 0 | 0 | 0
PseudoUnit | 0 | 0 | 0 | 0 | 0 | 0
FixedInterchange | 0 | 0 | 0 | 0 | 0 | 0
Emission Cost by Reporting Type: NWPP_NucRenew
ReportingType | 2015 | 2020 | 2025 | 2030 | 2035 | 2040
BM | 0 | 0 | 0 | 0 | 0 | 0
CC | 0 | 0 | 0 | 0 | 0 | 0
CSP | 0 | 0 | 0 | 0 | 0 | 0
CT | 0 | 0 | 0 | 0 | 0 | 0
Coal | 0 | 0 | 0 | 0 | 0 | 0
Geo | 0 | 0 | 0 | 0 | 0 | 0
H | 0 | 0 | 0 | 0 | 0 | 0
LFG | 0 | 0 | 0 | 0 | 0 | 0
Nuc | 0 | 0 | 0 | 0 | 0 | 0
PS | 0 | 0 | 0 | 0 | 0 | 0
PV | 0 | 0 | 0 | 0 | 0 | 0
PeakG | 0 | 0 | 0 | 0 | 0 | 0
PeakO | 0 | 0 | 0 | 0 | 0 | 0
ST | 0 | 0 | 0 | 0 | 0 | 0
STOG | 0 | 0 | 0 | 0 | 0 | 0
STWD | 0 | 0 | 0 | 0 | 0 | 0
WT | 0 | 0 | 0 | 0 | 0 | 0
IGCC | 0 | 0 | 0 | 0 | 0 | 0
DemandResponse | 0 | 0 | 0 | 0 | 0 | 0
IGCC-CCS | 0 | 0 | 0 | 0 | 0 | 0
WT_off | 0 | 0 | 0 | 0 | 0 | 0
PseudoUnit | 0 | 0 | 0 | 0 | 0 | 0
FixedInterchange | 0 | 0 | 0 | 0 | 0 | 0
Emission Cost by Reporting Type: RMPA
ReportingType | 2015 | 2020 | 2025 | 2030 | 2035 | 2040
BM | 0 | 0 | 0 | 0 | 0 | 0
CC | 0 | 0 | 0 | 0 | 0 | 0
CSP | 0 | 0 | 0 | 0 | 0 | 0
CT | 0 | 0 | 0 | 0 | 0 | 0
Coal | 3.21 | 0 | 0 | 0 | 0 | 0
Geo | 0 | 0 | 0 | 0 | 0 | 0
H | 0 | 0 | 0 | 0 | 0 | 0
LFG | 0 | 0 | 0 | 0 | 0 | 0
Nuc | 0 | 0 | 0 | 0 | 0 | 0
PS | 0 | 0 | 0 | 0 | 0 | 0
PV | 0 | 0 | 0 | 0 | 0 | 0
PeakG | 0 | 0 | 0 | 0 | 0 | 0
PeakO | 0 | 0 | 0 | 0 | 0 | 0
ST | 0 | 0 | 0 | 0 | 0 | 0
STOG | 0 | 0 | 0 | 0 | 0 | 0
STWD | 0 | 0 | 0 | 0 | 0 | 0
WT | 0 | 0 | 0 | 0 | 0 | 0
IGCC | 0 | 0 | 0 | 0 | 0 | 0
DemandResponse | 0 | 0 | 0 | 0 | 0 | 0
IGCC-CCS | 0 | 0 | 0 | 0 | 0 | 0
WT_off | 0 | 0 | 0 | 0 | 0 | 0
PseudoUnit | 0 | 0 | 0 | 0 | 0 | 0
FixedInterchange | 0 | 0 | 0 | 0 | 0 | 0
Emission Cost by Reporting Type: SP15
ReportingType | 2015 | 2020 | 2025 | 2030 | 2035 | 2040
BM | 0 | 0 | 0 | 0 | 0 | 0
CC | 0 | 0 | 0 | 0 | 0 | 0
CSP | 0 | 0 | 0 | 0 | 0 | 0
CT | 0 | 0 | 0 | 0 | 0 | 0
Coal | 0.01 | 0 | 0 | 0 | 0 | 0
Geo | 0 | 0 | 0 | 0 | 0 | 0
H | 0 | 0 | 0 | 0 | 0 | 0
LFG | 0 | 0 | 0 | 0 | 0 | 0
Nuc | 0 | 0 | 0 | 0 | 0 | 0
PS | 0 | 0 | 0 | 0 | 0 | 0
PV | 0 | 0 | 0 | 0 | 0 | 0
PeakG | 0 | 0 | 0 | 0 | 0 | 0
PeakO | 0 | 0 | 0 | 0 | 0 | 0
ST | 0 | 0 | 0 | 0 | 0 | 0
STOG | 0 | 0 | 0 | 0 | 0 | 0
STWD | 0 | 0 | 0 | 0 | 0 | 0
WT | 0 | 0 | 0 | 0 | 0 | 0
IGCC | 0 | 0 | 0 | 0 | 0 | 0
DemandResponse | 0 | 0 | 0 | 0 | 0 | 0
IGCC-CCS | 0 | 0 | 0 | 0 | 0 | 0
WT_off | 0 | 0 | 0 | 0 | 0 | 0
PseudoUnit | 0 | 0 | 0 | 0 | 0 | 0
FixedInterchange | 0 | 0 | 0 | 0 | 0 | 0
Emission Cost by Reporting Type: ALB
ReportingType | 2015 | 2020 | 2025 | 2030 | 2035 | 2040
BM | 0 | 0 | 0 | 0 | 0 | 0
CC | 0 | 0 | 0 | 0 | 0 | 0
CSP | 0 | 0 | 0 | 0 | 0 | 0
CT | 0 | 0 | 0 | 0 | 0 | 0
Coal | 0 | 0 | 0 | 0 | 0 | 0
Geo | 0 | 0 | 0 | 0 | 0 | 0
H | 0 | 0 | 0 | 0 | 0 | 0
LFG | 0 | 0 | 0 | 0 | 0 | 0
Nuc | 0 | 0 | 0 | 0 | 0 | 0
PS | 0 | 0 | 0 | 0 | 0 | 0
PV | 0 | 0 | 0 | 0 | 0 | 0
PeakG | 0 | 0 | 0 | 0 | 0 | 0
PeakO | 0 | 0 | 0 | 0 | 0 | 0
ST | 0 | 0 | 0 | 0 | 0 | 0
STOG | 0 | 0 | 0 | 0 | 0 | 0
STWD | 0 | 0 | 0 | 0 | 0 | 0
WT | 0 | 0 | 0 | 0 | 0 | 0
IGCC | 0 | 0 | 0 | 0 | 0 | 0
DemandResponse | 0 | 0 | 0 | 0 | 0 | 0
IGCC-CCS | 0 | 0 | 0 | 0 | 0 | 0
WT_off | 0 | 0 | 0 | 0 | 0 | 0
PseudoUnit | 0 | 0 | 0 | 0 | 0 | 0
FixedInterchange | 0 | 0 | 0 | 0 | 0 | 0
Emission Cost by Reporting Type: BC
ReportingType | 2015 | 2020 | 2025 | 2030 | 2035 | 2040
BM | 0 | 0 | 0 | 0 | 0 | 0
CC | 0 | 0 | 0 | 0 | 0 | 0
CSP | 0 | 0 | 0 | 0 | 0 | 0
CT | 0 | 0 | 0 | 0 | 0 | 0
Coal | 0 | 0 | 0 | 0 | 0 | 0
Geo | 0 | 0 | 0 | 0 | 0 | 0
H | 0 | 0 | 0 | 0 | 0 | 0
LFG | 0 | 0 | 0 | 0 | 0 | 0
Nuc | 0 | 0 | 0 | 0 | 0 | 0
PS | 0 | 0 | 0 | 0 | 0 | 0
PV | 0 | 0 | 0 | 0 | 0 | 0
PeakG | 0 | 0 | 0 | 0 | 0 | 0
PeakO | 0 | 0 | 0 | 0 | 0 | 0
ST | 0 | 0 | 0 | 0 | 0 | 0
STOG | 0 | 0 | 0 | 0 | 0 | 0
STWD | 0 | 0 | 0 | 0 | 0 | 0
WT | 0 | 0 | 0 | 0 | 0 | 0
IGCC | 0 | 0 | 0 | 0 | 0 | 0
DemandResponse | 0 | 0 | 0 | 0 | 0 | 0
IGCC-CCS | 0 | 0 | 0 | 0 | 0 | 0
WT_off | 0 | 0 | 0 | 0 | 0 | 0
PseudoUnit | 0 | 0 | 0 | 0 | 0 | 0
FixedInterchange | 0 | 0 | 0 | 0 | 0 | 0
Emission Cost by Reporting Type: HQ_IESO
ReportingType | 2015 | 2020 | 2025 | 2030 | 2035 | 2040
BM | 0 | 0 | 0 | 0 | 0 | 0
CC | 0 | 0 | 0 | 0 | 0 | 0
CSP | 0 | 0 | 0 | 0 | 0 | 0
CT | 0 | 0 | 0 | 0 | 0 | 0
Coal | 0 | 0 | 0 | 0 | 0 | 0
Geo | 0 | 0 | 0 | 0 | 0 | 0
H | 0 | 0 | 0 | 0 | 0 | 0
LFG | 0 | 0 | 0 | 0 | 0 | 0
Nuc | 0 | 0 | 0 | 0 | 0 | 0
PS | 0 | 0 | 0 | 0 | 0 | 0
PV | 0 | 0 | 0 | 0 | 0 | 0
PeakG | 0 | 0 | 0 | 0 | 0 | 0
PeakO | 0 | 0 | 0 | 0 | 0 | 0
ST | 0 | 0 | 0 | 0 | 0 | 0
STOG | 0 | 0 | 0 | 0 | 0 | 0
STWD | 0 | 0 | 0 | 0 | 0 | 0
WT | 0 | 0 | 0 | 0 | 0 | 0
IGCC | 0 | 0 | 0 | 0 | 0 | 0
DemandResponse | 0 | 0 | 0 | 0 | 0 | 0
IGCC-CCS | 0 | 0 | 0 | 0 | 0 | 0
WT_off | 0 | 0 | 0 | 0 | 0 | 0
PseudoUnit | 0 | 0 | 0 | 0 | 0 | 0
FixedInterchange | 0 | 0 | 0 | 0 | 0 | 0
Emission Cost by Reporting Type: HQ_NEISO
ReportingType | 2015 | 2020 | 2025 | 2030 | 2035 | 2040
BM | 0 | 0 | 0 | 0 | 0 | 0
CC | 0 | 0 | 0 | 0 | 0 | 0
CSP | 0 | 0 | 0 | 0 | 0 | 0
CT | 0 | 0 | 0 | 0 | 0 | 0
Coal | 0 | 0 | 0 | 0 | 0 | 0
Geo | 0 | 0 | 0 | 0 | 0 | 0
H | 0 | 0 | 0 | 0 | 0 | 0
LFG | 0 | 0 | 0 | 0 | 0 | 0
Nuc | 0 | 0 | 0 | 0 | 0 | 0
PS | 0 | 0 | 0 | 0 | 0 | 0
PV | 0 | 0 | 0 | 0 | 0 | 0
PeakG | 0 | 0 | 0 | 0 | 0 | 0
PeakO | 0 | 0 | 0 | 0 | 0 | 0
ST | 0 | 0 | 0 | 0 | 0 | 0
STOG | 0 | 0 | 0 | 0 | 0 | 0
STWD | 0 | 0 | 0 | 0 | 0 | 0
WT | 0 | 0 | 0 | 0 | 0 | 0
IGCC | 0 | 0 | 0 | 0 | 0 | 0
DemandResponse | 0 | 0 | 0 | 0 | 0 | 0
IGCC-CCS | 0 | 0 | 0 | 0 | 0 | 0
WT_off | 0 | 0 | 0 | 0 | 0 | 0
PseudoUnit | 0 | 0 | 0 | 0 | 0 | 0
FixedInterchange | 0 | 0 | 0 | 0 | 0 | 0
Emission Cost by Reporting Type: HQ_NY
ReportingType | 2015 | 2020 | 2025 | 2030 | 2035 | 2040
BM | 0 | 0 | 0 | 0 | 0 | 0
CC | 0 | 0 | 0 | 0 | 0 | 0
CSP | 0 | 0 | 0 | 0 | 0 | 0
CT | 0 | 0 | 0 | 0 | 0 | 0
Coal | 0 | 0 | 0 | 0 | 0 | 0
Geo | 0 | 0 | 0 | 0 | 0 | 0
H | 0 | 0 | 0 | 0 | 0 | 0
LFG | 0 | 0 | 0 | 0 | 0 | 0
Nuc | 0 | 0 | 0 | 0 | 0 | 0
PS | 0 | 0 | 0 | 0 | 0 | 0
PV | 0 | 0 | 0 | 0 | 0 | 0
PeakG | 0 | 0 | 0 | 0 | 0 | 0
PeakO | 0 | 0 | 0 | 0 | 0 | 0
ST | 0 | 0 | 0 | 0 | 0 | 0
STOG | 0 | 0 | 0 | 0 | 0 | 0
STWD | 0 | 0 | 0 | 0 | 0 | 0
WT | 0 | 0 | 0 | 0 | 0 | 0
IGCC | 0 | 0 | 0 | 0 | 0 | 0
DemandResponse | 0 | 0 | 0 | 0 | 0 | 0
IGCC-CCS | 0 | 0 | 0 | 0 | 0 | 0
WT_off | 0 | 0 | 0 | 0 | 0 | 0
PseudoUnit | 0 | 0 | 0 | 0 | 0 | 0
FixedInterchange | 0 | 0 | 0 | 0 | 0 | 0
Emission Cost by Reporting Type: MARITIMES
ReportingType | 2015 | 2020 | 2025 | 2030 | 2035 | 2040
BM | 0 | 0 | 0 | 0 | 0 | 0
CC | 0 | 0 | 0 | 0 | 0 | 0
CSP | 0 | 0 | 0 | 0 | 0 | 0
CT | 0 | 0 | 0 | 0 | 0 | 0
Coal | 0 | 0 | 0 | 0 | 0 | 0
Geo | 0 | 0 | 0 | 0 | 0 | 0
H | 0 | 0 | 0 | 0 | 0 | 0
LFG | 0 | 0 | 0 | 0 | 0 | 0
Nuc | 0 | 0 | 0 | 0 | 0 | 0
PS | 0 | 0 | 0 | 0 | 0 | 0
PV | 0 | 0 | 0 | 0 | 0 | 0
PeakG | 0 | 0 | 0 | 0 | 0 | 0
PeakO | 0 | 0 | 0 | 0 | 0 | 0
ST | 0 | 0 | 0 | 0 | 0 | 0
STOG | 0 | 0 | 0 | 0 | 0 | 0
STWD | 0 | 0 | 0 | 0 | 0 | 0
WT | 0 | 0 | 0 | 0 | 0 | 0
IGCC | 0 | 0 | 0 | 0 | 0 | 0
DemandResponse | 0 | 0 | 0 | 0 | 0 | 0
IGCC-CCS | 0 | 0 | 0 | 0 | 0 | 0
WT_off | 0 | 0 | 0 | 0 | 0 | 0
PseudoUnit | 0 | 0 | 0 | 0 | 0 | 0
FixedInterchange | 0 | 0 | 0 | 0 | 0 | 0
Emission Cost by Reporting Type: All
ReportingType | 2015 | 2020 | 2025 | 2030 | 2035 | 2040
BM | 0 | 0 | 0 | 0 | 0 | 0
CC | 0 | 0 | 0 | 0 | 0 | 0
CSP | 0 | 0 | 0 | 0 | 0 | 0
CT | 0 | 0 | 0 | 0 | 0 | 0
Coal | 760.29 | 0 | 0 | 0 | 0 | 0
Geo | 0 | 0 | 0 | 0 | 0 | 0
H | 0 | 0 | 0 | 0 | 0 | 0
LFG | 0 | 0 | 0 | 0 | 0 | 0
Nuc | 0 | 0 | 0 | 0 | 0 | 0
PS | 0 | 0 | 0 | 0 | 0 | 0
PV | 0 | 0 | 0 | 0 | 0 | 0
PeakG | 0 | 0 | 0 | 0 | 0 | 0
PeakO | 0 | 0 | 0 | 0 | 0 | 0
ST | 0 | 0 | 0 | 0 | 0 | 0
STOG | 0 | 0 | 0 | 0 | 0 | 0
STWD | 0 | 0 | 0 | 0 | 0 | 0
WT | 0 | 0 | 0 | 0 | 0 | 0
IGCC | 0.32 | 0 | 0 | 0 | 0 | 0
DemandResponse | 0 | 0 | 0 | 0 | 0 | 0
IGCC-CCS | 0 | 0 | 0 | 0 | 0 | 0
WT_off | 0 | 0 | 0 | 0 | 0 | 0
PseudoUnit | 0 | 0 | 0 | 0 | 0 | 0
FixedInterchange | 0 | 0 | 0 | 0 | 0 | 0
Emission Cost by Reporting Type: EI_US
ReportingType | 2015 | 2020 | 2025 | 2030 | 2035 | 2040
BM | 0 | 0 | 0 | 0 | 0 | 0
CC | 0 | 0 | 0 | 0 | 0 | 0
CSP | 0 | 0 | 0 | 0 | 0 | 0
CT | 0 | 0 | 0 | 0 | 0 | 0
Coal | 722.24 | 0 | 0 | 0 | 0 | 0
Geo | 0 | 0 | 0 | 0 | 0 | 0
H | 0 | 0 | 0 | 0 | 0 | 0
LFG | 0 | 0 | 0 | 0 | 0 | 0
Nuc | 0 | 0 | 0 | 0 | 0 | 0
PS | 0 | 0 | 0 | 0 | 0 | 0
PV | 0 | 0 | 0 | 0 | 0 | 0
PeakG | 0 | 0 | 0 | 0 | 0 | 0
PeakO | 0 | 0 | 0 | 0 | 0 | 0
ST | 0 | 0 | 0 | 0 | 0 | 0
STOG | 0 | 0 | 0 | 0 | 0 | 0
STWD | 0 | 0 | 0 | 0 | 0 | 0
WT | 0 | 0 | 0 | 0 | 0 | 0
IGCC | 0.32 | 0 | 0 | 0 | 0 | 0
DemandResponse | 0 | 0 | 0 | 0 | 0 | 0
IGCC-CCS | 0 | 0 | 0 | 0 | 0 | 0
WT_off | 0 | 0 | 0 | 0 | 0 | 0
PseudoUnit | 0 | 0 | 0 | 0 | 0 | 0
FixedInterchange | 0 | 0 | 0 | 0 | 0 | 0
Emission Cost by Reporting Type: EI_Canada
ReportingType | 2015 | 2020 | 2025 | 2030 | 2035 | 2040
BM | 0 | 0 | 0 | 0 | 0 | 0
CC | 0 | 0 | 0 | 0 | 0 | 0
CSP | 0 | 0 | 0 | 0 | 0 | 0
CT | 0 | 0 | 0 | 0 | 0 | 0
Coal | 0 | 0 | 0 | 0 | 0 | 0
Geo | 0 | 0 | 0 | 0 | 0 | 0
H | 0 | 0 | 0 | 0 | 0 | 0
LFG | 0 | 0 | 0 | 0 | 0 | 0
Nuc | 0 | 0 | 0 | 0 | 0 | 0
PS | 0 | 0 | 0 | 0 | 0 | 0
PV | 0 | 0 | 0 | 0 | 0 | 0
PeakG | 0 | 0 | 0 | 0 | 0 | 0
PeakO | 0 | 0 | 0 | 0 | 0 | 0
ST | 0 | 0 | 0 | 0 | 0 | 0
STOG | 0 | 0 | 0 | 0 | 0 | 0
STWD | 0 | 0 | 0 | 0 | 0 | 0
WT | 0 | 0 | 0 | 0 | 0 | 0
IGCC | 0 | 0 | 0 | 0 | 0 | 0
DemandResponse | 0 | 0 | 0 | 0 | 0 | 0
IGCC-CCS | 0 | 0 | 0 | 0 | 0 | 0
WT_off | 0 | 0 | 0 | 0 | 0 | 0
PseudoUnit | 0 | 0 | 0 | 0 | 0 | 0
FixedInterchange | 0 | 0 | 0 | 0 | 0 | 0
Emission Cost by Reporting Type: EI
ReportingType | 2015 | 2020 | 2025 | 2030 | 2035 | 2040
BM | 0 | 0 | 0 | 0 | 0 | 0
CC | 0 | 0 | 0 | 0 | 0 | 0
CSP | 0 | 0 | 0 | 0 | 0 | 0
CT | 0 | 0 | 0 | 0 | 0 | 0
Coal | 722.24 | 0 | 0 | 0 | 0 | 0
Geo | 0 | 0 | 0 | 0 | 0 | 0
H | 0 | 0 | 0 | 0 | 0 | 0
LFG | 0 | 0 | 0 | 0 | 0 | 0
Nuc | 0 | 0 | 0 | 0 | 0 | 0
PS | 0 | 0 | 0 | 0 | 0 | 0
PV | 0 | 0 | 0 | 0 | 0 | 0
PeakG | 0 | 0 | 0 | 0 | 0 | 0
PeakO | 0 | 0 | 0 | 0 | 0 | 0
ST | 0 | 0 | 0 | 0 | 0 | 0
STOG | 0 | 0 | 0 | 0 | 0 | 0
STWD | 0 | 0 | 0 | 0 | 0 | 0
WT | 0 | 0 | 0 | 0 | 0 | 0
IGCC | 0.32 | 0 | 0 | 0 | 0 | 0
DemandResponse | 0 | 0 | 0 | 0 | 0 | 0
IGCC-CCS | 0 | 0 | 0 | 0 | 0 | 0
WT_off | 0 | 0 | 0 | 0 | 0 | 0
PseudoUnit | 0 | 0 | 0 | 0 | 0 | 0
FixedInterchange | 0 | 0 | 0 | 0 | 0 | 0
Emission Cost by Reporting Type: Outside_EI
ReportingType | 2015 | 2020 | 2025 | 2030 | 2035 | 2040
BM | 0 | 0 | 0 | 0 | 0 | 0
CC | 0 | 0 | 0 | 0 | 0 | 0
CSP | 0 | 0 | 0 | 0 | 0 | 0
CT | 0 | 0 | 0 | 0 | 0 | 0
Coal | 38.05 | 0 | 0 | 0 | 0 | 0
Geo | 0 | 0 | 0 | 0 | 0 | 0
H | 0 | 0 | 0 | 0 | 0 | 0
LFG | 0 | 0 | 0 | 0 | 0 | 0
Nuc | 0 | 0 | 0 | 0 | 0 | 0
PS | 0 | 0 | 0 | 0 | 0 | 0
PV | 0 | 0 | 0 | 0 | 0 | 0
PeakG | 0 | 0 | 0 | 0 | 0 | 0
PeakO | 0 | 0 | 0 | 0 | 0 | 0
ST | 0 | 0 | 0 | 0 | 0 | 0
STOG | 0 | 0 | 0 | 0 | 0 | 0
STWD | 0 | 0 | 0 | 0 | 0 | 0
WT | 0 | 0 | 0 | 0 | 0 | 0
IGCC | 0 | 0 | 0 | 0 | 0 | 0
DemandResponse | 0 | 0 | 0 | 0 | 0 | 0
IGCC-CCS | 0 | 0 | 0 | 0 | 0 | 0
WT_off | 0 | 0 | 0 | 0 | 0 | 0
PseudoUnit | 0 | 0 | 0 | 0 | 0 | 0
FixedInterchange | 0 | 0 | 0 | 0 | 0 | 0
==== Emission Program: CAIRNoxSeasonal : (NOx) ====
Emission Cost by Reporting Type: Entergy
ReportingType | 2015 | 2020 | 2025 | 2030 | 2035 | 2040
BM | 0 | 0 | 0 | 0 | 0 | 0
CC | 0 | 0.01 | 0.01 | 0.01 | 0.02 | 0.02
CSP | 0 | 0 | 0 | 0 | 0 | 0
CT | 0 | 0 | 0 | 0 | 0 | 0
Coal | 0.03 | 0.03 | 0.04 | 0.07 | 0.08 | 0.11
Geo | 0 | 0 | 0 | 0 | 0 | 0
H | 0 | 0 | 0 | 0 | 0 | 0
LFG | 0 | 0 | 0 | 0 | 0 | 0
Nuc | 0 | 0 | 0 | 0 | 0 | 0
PS | 0 | 0 | 0 | 0 | 0 | 0
PV | 0 | 0 | 0 | 0 | 0 | 0
PeakG | 0 | 0 | 0 | 0 | 0 | 0
PeakO | 0 | 0 | 0 | 0 | 0 | 0
ST | 0 | 0 | 0 | 0 | 0 | 0
STOG | 0 | 0 | 0 | 0.01 | 0.01 | 0.01
STWD | 0 | 0 | 0 | 0 | 0 | 0
WT | 0 | 0 | 0 | 0 | 0 | 0
IGCC | 0 | 0 | 0 | 0 | 0 | 0
DemandResponse | 0 | 0 | 0 | 0 | 0 | 0
IGCC-CCS | 0 | 0 | 0 | 0 | 0 | 0
WT_off | 0 | 0 | 0 | 0 | 0 | 0
PseudoUnit | 0 | 0 | 0 | 0 | 0 | 0
FixedInterchange | 0 | 0 | 0 | 0 | 0 | 0
Emission Cost by Reporting Type: FRCC
ReportingType | 2015 | 2020 | 2025 | 2030 | 2035 | 2040
BM | 0 | 0 | 0 | 0 | 0 | 0
CC | 0.01 | 0.01 | 0.02 | 0.02 | 0.03 | 0.05
CSP | 0 | 0 | 0 | 0 | 0 | 0
CT | 0 | 0 | 0 | 0 | 0 | 0
Coal | 0.02 | 0.02 | 0.04 | 0.05 | 0.06 | 0.08
Geo | 0 | 0 | 0 | 0 | 0 | 0
H | 0 | 0 | 0 | 0 | 0 | 0
LFG | 0 | 0 | 0 | 0 | 0 | 0
Nuc | 0 | 0 | 0 | 0 | 0 | 0
PS | 0 | 0 | 0 | 0 | 0 | 0
PV | 0 | 0 | 0 | 0 | 0 | 0
PeakG | 0 | 0 | 0 | 0 | 0 | 0
PeakO | 0 | 0 | 0 | 0 | 0 | 0
ST | 0 | 0 | 0 | 0 | 0 | 0
STOG | 0.01 | 0.01 | 0.01 | 0.01 | 0.01 | 0.01
STWD | 0 | 0 | 0 | 0 | 0 | 0
WT | 0 | 0 | 0 | 0 | 0 | 0
IGCC | 0 | 0 | 0 | 0 | 0 | 0
DemandResponse | 0 | 0 | 0 | 0 | 0 | 0
IGCC-CCS | 0 | 0 | 0 | 0 | 0 | 0
WT_off | 0 | 0 | 0 | 0 | 0 | 0
PseudoUnit | 0 | 0 | 0 | 0 | 0 | 0
FixedInterchange | 0 | 0 | 0 | 0 | 0 | 0
Emission Cost by Reporting Type: MAPP_US
ReportingType | 2015 | 2020 | 2025 | 2030 | 2035 | 2040
BM | 0 | 0 | 0 | 0 | 0 | 0
CC | 0 | 0 | 0 | 0 | 0 | 0
CSP | 0 | 0 | 0 | 0 | 0 | 0
CT | 0 | 0 | 0 | 0 | 0 | 0
Coal | 0 | 0 | 0 | 0 | 0 | 0
Geo | 0 | 0 | 0 | 0 | 0 | 0
H | 0 | 0 | 0 | 0 | 0 | 0
LFG | 0 | 0 | 0 | 0 | 0 | 0
Nuc | 0 | 0 | 0 | 0 | 0 | 0
PS | 0 | 0 | 0 | 0 | 0 | 0
PV | 0 | 0 | 0 | 0 | 0 | 0
PeakG | 0 | 0 | 0 | 0 | 0 | 0
PeakO | 0 | 0 | 0 | 0 | 0 | 0
ST | 0 | 0 | 0 | 0 | 0 | 0
STOG | 0 | 0 | 0 | 0 | 0 | 0
STWD | 0 | 0 | 0 | 0 | 0 | 0
WT | 0 | 0 | 0 | 0 | 0 | 0
IGCC | 0 | 0 | 0 | 0 | 0 | 0
DemandResponse | 0 | 0 | 0 | 0 | 0 | 0
IGCC-CCS | 0 | 0 | 0 | 0 | 0 | 0
WT_off | 0 | 0 | 0 | 0 | 0 | 0
PseudoUnit | 0 | 0 | 0 | 0 | 0 | 0
FixedInterchange | 0 | 0 | 0 | 0 | 0 | 0
Emission Cost by Reporting Type: MISO_IN
ReportingType | 2015 | 2020 | 2025 | 2030 | 2035 | 2040
BM | 0 | 0 | 0 | 0 | 0 | 0
CC | 0 | 0 | 0 | 0.01 | 0.01 | 0.01
CSP | 0 | 0 | 0 | 0 | 0 | 0
CT | 0 | 0 | 0 | 0 | 0 | 0
Coal | 0.04 | 0.05 | 0.07 | 0.09 | 0.11 | 0.16
Geo | 0 | 0 | 0 | 0 | 0 | 0
H | 0 | 0 | 0 | 0 | 0 | 0
LFG | 0 | 0 | 0 | 0 | 0 | 0
Nuc | 0 | 0 | 0 | 0 | 0 | 0
PS | 0 | 0 | 0 | 0 | 0 | 0
PV | 0 | 0 | 0 | 0 | 0 | 0
PeakG | 0 | 0 | 0 | 0 | 0 | 0
PeakO | 0 | 0 | 0 | 0 | 0 | 0
ST | 0 | 0 | 0 | 0 | 0 | 0
STOG | 0 | 0 | 0 | 0 | 0 | 0
STWD | 0 | 0 | 0 | 0 | 0 | 0
WT | 0 | 0 | 0 | 0 | 0 | 0
IGCC | 0 | 0 | 0 | 0 | 0 | 0
DemandResponse | 0 | 0 | 0 | 0 | 0 | 0
IGCC-CCS | 0 | 0 | 0 | 0 | 0 | 0
WT_off | 0 | 0 | 0 | 0 | 0 | 0
PseudoUnit | 0 | 0 | 0 | 0 | 0 | 0
FixedInterchange | 0 | 0 | 0 | 0 | 0 | 0
Emission Cost by Reporting Type: MISO_MI
ReportingType | 2015 | 2020 | 2025 | 2030 | 2035 | 2040
BM | 0 | 0 | 0 | 0 | 0 | 0
CC | 0 | 0 | 0 | 0 | 0 | 0.01
CSP | 0 | 0 | 0 | 0 | 0 | 0
CT | 0 | 0 | 0 | 0 | 0 | 0
Coal | 0.04 | 0.03 | 0.04 | 0.06 | 0.08 | 0.1
Geo | 0 | 0 | 0 | 0 | 0 | 0
H | 0 | 0 | 0 | 0 | 0 | 0
LFG | 0 | 0 | 0 | 0 | 0 | 0
Nuc | 0 | 0 | 0 | 0 | 0 | 0
PS | 0 | 0 | 0 | 0 | 0 | 0
PV | 0 | 0 | 0 | 0 | 0 | 0
PeakG | 0 | 0 | 0 | 0 | 0 | 0
PeakO | 0 | 0 | 0 | 0 | 0 | 0
ST | 0 | 0 | 0 | 0 | 0 | 0
STOG | 0 | 0 | 0 | 0 | 0 | 0
STWD | 0 | 0 | 0 | 0 | 0 | 0
WT | 0 | 0 | 0 | 0 | 0 | 0
IGCC | 0 | 0 | 0 | 0 | 0 | 0
DemandResponse | 0 | 0 | 0 | 0 | 0 | 0
IGCC-CCS | 0 | 0 | 0 | 0 | 0 | 0
WT_off | 0 | 0 | 0 | 0 | 0 | 0
PseudoUnit | 0 | 0 | 0 | 0 | 0 | 0
FixedInterchange | 0 | 0 | 0 | 0 | 0 | 0
Emission Cost by Reporting Type: MISO_MO-IL
ReportingType | 2015 | 2020 | 2025 | 2030 | 2035 | 2040
BM | 0 | 0 | 0 | 0 | 0 | 0
CC | 0 | 0 | 0 | 0 | 0 | 0
CSP | 0 | 0 | 0 | 0 | 0 | 0
CT | 0 | 0 | 0 | 0 | 0 | 0
Coal | 0.03 | 0.03 | 0.04 | 0.06 | 0.08 | 0.1
Geo | 0 | 0 | 0 | 0 | 0 | 0
H | 0 | 0 | 0 | 0 | 0 | 0
LFG | 0 | 0 | 0 | 0 | 0 | 0
Nuc | 0 | 0 | 0 | 0 | 0 | 0
PS | 0 | 0 | 0 | 0 | 0 | 0
PV | 0 | 0 | 0 | 0 | 0 | 0
PeakG | 0 | 0 | 0 | 0 | 0 | 0
PeakO | 0 | 0 | 0 | 0 | 0 | 0
ST | 0 | 0 | 0 | 0 | 0 | 0
STOG | 0 | 0 | 0 | 0 | 0 | 0
STWD | 0 | 0 | 0 | 0 | 0 | 0
WT | 0 | 0 | 0 | 0 | 0 | 0
IGCC | 0 | 0 | 0 | 0 | 0 | 0
DemandResponse | 0 | 0 | 0 | 0 | 0 | 0
IGCC-CCS | 0 | 0 | 0 | 0 | 0 | 0
WT_off | 0 | 0 | 0 | 0 | 0 | 0
PseudoUnit | 0 | 0 | 0 | 0 | 0 | 0
FixedInterchange | 0 | 0 | 0 | 0 | 0 | 0
Emission Cost by Reporting Type: MISO_W
ReportingType | 2015 | 2020 | 2025 | 2030 | 2035 | 2040
BM | 0 | 0 | 0 | 0 | 0 | 0
CC | 0 | 0 | 0 | 0 | 0 | 0
CSP | 0 | 0 | 0 | 0 | 0 | 0
CT | 0 | 0 | 0 | 0 | 0 | 0
Coal | 0.06 | 0.07 | 0.09 | 0.12 | 0.15 | 0.2
Geo | 0 | 0 | 0 | 0 | 0 | 0
H | 0 | 0 | 0 | 0 | 0 | 0
LFG | 0 | 0 | 0 | 0 | 0 | 0
Nuc | 0 | 0 | 0 | 0 | 0 | 0
PS | 0 | 0 | 0 | 0 | 0 | 0
PV | 0 | 0 | 0 | 0 | 0 | 0
PeakG | 0 | 0 | 0 | 0 | 0 | 0
PeakO | 0 | 0 | 0 | 0 | 0 | 0
ST | 0 | 0 | 0 | 0 | 0 | 0
STOG | 0 | 0 | 0 | 0 | 0 | 0
STWD | 0 | 0 | 0 | 0 | 0 | 0
WT | 0 | 0 | 0 | 0 | 0 | 0
IGCC | 0 | 0 | 0 | 0 | 0 | 0
DemandResponse | 0 | 0 | 0 | 0 | 0 | 0
IGCC-CCS | 0 | 0 | 0 | 0 | 0 | 0
WT_off | 0 | 0 | 0 | 0 | 0 | 0
PseudoUnit | 0 | 0 | 0 | 0 | 0 | 0
FixedInterchange | 0 | 0 | 0 | 0 | 0 | 0
Emission Cost by Reporting Type: MISO_WUMS
ReportingType | 2015 | 2020 | 2025 | 2030 | 2035 | 2040
BM | 0 | 0 | 0 | 0 | 0 | 0
CC | 0 | 0 | 0 | 0 | 0.01 | 0.01
CSP | 0 | 0 | 0 | 0 | 0 | 0
CT | 0 | 0 | 0 | 0 | 0 | 0
Coal | 0.01 | 0 | 0.01 | 0.01 | 0.02 | 0.02
Geo | 0 | 0 | 0 | 0 | 0 | 0
H | 0 | 0 | 0 | 0 | 0 | 0
LFG | 0 | 0 | 0 | 0 | 0 | 0
Nuc | 0 | 0 | 0 | 0 | 0 | 0
PS | 0 | 0 | 0 | 0 | 0 | 0
PV | 0 | 0 | 0 | 0 | 0 | 0
PeakG | 0 | 0 | 0 | 0 | 0 | 0
PeakO | 0 | 0 | 0 | 0 | 0 | 0
ST | 0 | 0 | 0 | 0 | 0 | 0
STOG | 0 | 0 | 0 | 0 | 0 | 0
STWD | 0 | 0 | 0 | 0 | 0 | 0
WT | 0 | 0 | 0 | 0 | 0 | 0
IGCC | 0 | 0 | 0 | 0 | 0 | 0
DemandResponse | 0 | 0 | 0 | 0 | 0 | 0
IGCC-CCS | 0 | 0 | 0 | 0 | 0 | 0
WT_off | 0 | 0 | 0 | 0 | 0 | 0
PseudoUnit | 0 | 0 | 0 | 0 | 0 | 0
FixedInterchange | 0 | 0 | 0 | 0 | 0 | 0
Emission Cost by Reporting Type: Nebraska
ReportingType | 2015 | 2020 | 2025 | 2030 | 2035 | 2040
BM | 0 | 0 | 0 | 0 | 0 | 0
CC | 0 | 0 | 0 | 0 | 0 | 0
CSP | 0 | 0 | 0 | 0 | 0 | 0
CT | 0 | 0 | 0 | 0 | 0 | 0
Coal | 0 | 0 | 0 | 0 | 0 | 0
Geo | 0 | 0 | 0 | 0 | 0 | 0
H | 0 | 0 | 0 | 0 | 0 | 0
LFG | 0 | 0 | 0 | 0 | 0 | 0
Nuc | 0 | 0 | 0 | 0 | 0 | 0
PS | 0 | 0 | 0 | 0 | 0 | 0
PV | 0 | 0 | 0 | 0 | 0 | 0
PeakG | 0 | 0 | 0 | 0 | 0 | 0
PeakO | 0 | 0 | 0 | 0 | 0 | 0
ST | 0 | 0 | 0 | 0 | 0 | 0
STOG | 0 | 0 | 0 | 0 | 0 | 0
STWD | 0 | 0 | 0 | 0 | 0 | 0
WT | 0 | 0 | 0 | 0 | 0 | 0
IGCC | 0 | 0 | 0 | 0 | 0 | 0
DemandResponse | 0 | 0 | 0 | 0 | 0 | 0
IGCC-CCS | 0 | 0 | 0 | 0 | 0 | 0
WT_off | 0 | 0 | 0 | 0 | 0 | 0
PseudoUnit | 0 | 0 | 0 | 0 | 0 | 0
FixedInterchange | 0 | 0 | 0 | 0 | 0 | 0
Emission Cost by Reporting Type: NEISO
ReportingType | 2015 | 2020 | 2025 | 2030 | 2035 | 2040
BM | 0 | 0 | 0 | 0 | 0 | 0
CC | 0 | 0 | 0 | 0.01 | 0.01 | 0.01
CSP | 0 | 0 | 0 | 0 | 0 | 0
CT | 0 | 0 | 0 | 0 | 0 | 0
Coal | 0 | 0 | 0 | 0 | 0 | 0
Geo | 0 | 0 | 0 | 0 | 0 | 0
H | 0 | 0 | 0 | 0 | 0 | 0
LFG | 0 | 0 | 0 | 0 | 0 | 0
Nuc | 0 | 0 | 0 | 0 | 0 | 0
PS | 0 | 0 | 0 | 0 | 0 | 0
PV | 0 | 0 | 0 | 0 | 0 | 0
PeakG | 0 | 0 | 0 | 0 | 0 | 0
PeakO | 0 | 0 | 0 | 0 | 0 | 0
ST | 0 | 0 | 0 | 0 | 0 | 0
STOG | 0 | 0 | 0 | 0 | 0 | 0
STWD | 0 | 0 | 0 | 0 | 0 | 0
WT | 0 | 0 | 0 | 0 | 0 | 0
IGCC | 0 | 0 | 0 | 0 | 0 | 0
DemandResponse | 0 | 0 | 0 | 0 | 0 | 0
IGCC-CCS | 0 | 0 | 0 | 0 | 0 | 0
WT_off | 0 | 0 | 0 | 0 | 0 | 0
PseudoUnit | 0 | 0 | 0 | 0 | 0 | 0
FixedInterchange | 0 | 0 | 0 | 0 | 0 | 0
Emission Cost by Reporting Type: NonRTO_Midwest
ReportingType | 2015 | 2020 | 2025 | 2030 | 2035 | 2040
BM | 0 | 0 | 0 | 0 | 0 | 0
CC | 0 | 0 | 0 | 0 | 0 | 0
CSP | 0 | 0 | 0 | 0 | 0 | 0
CT | 0 | 0 | 0 | 0 | 0 | 0
Coal | 0.03 | 0.03 | 0.05 | 0.06 | 0.08 | 0.11
Geo | 0 | 0 | 0 | 0 | 0 | 0
H | 0 | 0 | 0 | 0 | 0 | 0
LFG | 0 | 0 | 0 | 0 | 0 | 0
Nuc | 0 | 0 | 0 | 0 | 0 | 0
PS | 0 | 0 | 0 | 0 | 0 | 0
PV | 0 | 0 | 0 | 0 | 0 | 0
PeakG | 0 | 0 | 0 | 0 | 0 | 0
PeakO | 0 | 0 | 0 | 0 | 0 | 0
ST | 0 | 0 | 0 | 0 | 0 | 0
STOG | 0 | 0 | 0 | 0 | 0 | 0
STWD | 0 | 0 | 0 | 0 | 0 | 0
WT | 0 | 0 | 0 | 0 | 0 | 0
IGCC | 0 | 0 | 0 | 0 | 0 | 0
DemandResponse | 0 | 0 | 0 | 0 | 0 | 0
IGCC-CCS | 0 | 0 | 0 | 0 | 0 | 0
WT_off | 0 | 0 | 0 | 0 | 0 | 0
PseudoUnit | 0 | 0 | 0 | 0 | 0 | 0
FixedInterchange | 0 | 0 | 0 | 0 | 0 | 0
Emission Cost by Reporting Type: NYISO_A-F
ReportingType | 2015 | 2020 | 2025 | 2030 | 2035 | 2040
BM | 0 | 0 | 0 | 0 | 0 | 0
CC | 0 | 0 | 0 | 0 | 0 | 0
CSP | 0 | 0 | 0 | 0 | 0 | 0
CT | 0 | 0 | 0 | 0 | 0 | 0
Coal | 0 | 0 | 0 | 0 | 0 | 0
Geo | 0 | 0 | 0 | 0 | 0 | 0
H | 0 | 0 | 0 | 0 | 0 | 0
LFG | 0 | 0 | 0 | 0 | 0 | 0
Nuc | 0 | 0 | 0 | 0 | 0 | 0
PS | 0 | 0 | 0 | 0 | 0 | 0
PV | 0 | 0 | 0 | 0 | 0 | 0
PeakG | 0 | 0 | 0 | 0 | 0 | 0
PeakO | 0 | 0 | 0 | 0 | 0 | 0
ST | 0 | 0 | 0 | 0 | 0 | 0
STOG | 0 | 0 | 0 | 0 | 0 | 0
STWD | 0 | 0 | 0 | 0 | 0 | 0
WT | 0 | 0 | 0 | 0 | 0 | 0
IGCC | 0 | 0 | 0 | 0 | 0 | 0
DemandResponse | 0 | 0 | 0 | 0 | 0 | 0
IGCC-CCS | 0 | 0 | 0 | 0 | 0 | 0
WT_off | 0 | 0 | 0 | 0 | 0 | 0
PseudoUnit | 0 | 0 | 0 | 0 | 0 | 0
FixedInterchange | 0 | 0 | 0 | 0 | 0 | 0
Emission Cost by Reporting Type: NYISO_G-I
ReportingType | 2015 | 2020 | 2025 | 2030 | 2035 | 2040
BM | 0 | 0 | 0 | 0 | 0 | 0
CC | 0 | 0 | 0 | 0 | 0.01 | 0.01
CSP | 0 | 0 | 0 | 0 | 0 | 0
CT | 0 | 0 | 0 | 0 | 0 | 0
Coal | 0 | 0 | 0 | 0 | 0 | 0
Geo | 0 | 0 | 0 | 0 | 0 | 0
H | 0 | 0 | 0 | 0 | 0 | 0
LFG | 0 | 0 | 0 | 0 | 0 | 0
Nuc | 0 | 0 | 0 | 0 | 0 | 0
PS | 0 | 0 | 0 | 0 | 0 | 0
PV | 0 | 0 | 0 | 0 | 0 | 0
PeakG | 0 | 0 | 0 | 0 | 0 | 0
PeakO | 0 | 0 | 0 | 0 | 0 | 0
ST | 0 | 0 | 0 | 0 | 0 | 0
STOG | 0 | 0 | 0 | 0 | 0 | 0
STWD | 0 | 0 | 0 | 0 | 0 | 0
WT | 0 | 0 | 0 | 0 | 0 | 0
IGCC | 0 | 0 | 0 | 0 | 0 | 0
DemandResponse | 0 | 0 | 0 | 0 | 0 | 0
IGCC-CCS | 0 | 0 | 0 | 0 | 0 | 0
WT_off | 0 | 0 | 0 | 0 | 0 | 0
PseudoUnit | 0 | 0 | 0 | 0 | 0 | 0
FixedInterchange | 0 | 0 | 0 | 0 | 0 | 0
Emission Cost by Reporting Type: NYISO_J-K
ReportingType | 2015 | 2020 | 2025 | 2030 | 2035 | 2040
BM | 0 | 0 | 0 | 0 | 0 | 0
CC | 0 | 0 | 0 | 0 | 0.01 | 0.01
CSP | 0 | 0 | 0 | 0 | 0 | 0
CT | 0 | 0 | 0 | 0 | 0 | 0
Coal | 0 | 0 | 0 | 0 | 0 | 0
Geo | 0 | 0 | 0 | 0 | 0 | 0
H | 0 | 0 | 0 | 0 | 0 | 0
LFG | 0 | 0 | 0 | 0 | 0 | 0
Nuc | 0 | 0 | 0 | 0 | 0 | 0
PS | 0 | 0 | 0 | 0 | 0 | 0
PV | 0 | 0 | 0 | 0 | 0 | 0
PeakG | 0 | 0 | 0 | 0 | 0 | 0
PeakO | 0 | 0 | 0 | 0 | 0 | 0
ST | 0 | 0 | 0 | 0 | 0 | 0
STOG | 0 | 0 | 0.01 | 0.01 | 0.02 | 0.02
STWD | 0 | 0 | 0 | 0 | 0 | 0
WT | 0 | 0 | 0 | 0 | 0 | 0
IGCC | 0 | 0 | 0 | 0 | 0 | 0
DemandResponse | 0 | 0 | 0 | 0 | 0 | 0
IGCC-CCS | 0 | 0 | 0 | 0 | 0 | 0
WT_off | 0 | 0 | 0 | 0 | 0 | 0
PseudoUnit | 0 | 0 | 0 | 0 | 0 | 0
FixedInterchange | 0 | 0 | 0 | 0 | 0 | 0
Emission Cost by Reporting Type: PJM_E
ReportingType | 2015 | 2020 | 2025 | 2030 | 2035 | 2040
BM | 0 | 0 | 0 | 0 | 0 | 0
CC | 0 | 0 | 0 | 0 | 0.01 | 0.01
CSP | 0 | 0 | 0 | 0 | 0 | 0
CT | 0 | 0 | 0 | 0 | 0 | 0
Coal | 0 | 0 | 0 | 0 | 0 | 0
Geo | 0 | 0 | 0 | 0 | 0 | 0
H | 0 | 0 | 0 | 0 | 0 | 0
LFG | 0 | 0 | 0 | 0 | 0 | 0
Nuc | 0 | 0 | 0 | 0 | 0 | 0
PS | 0 | 0 | 0 | 0 | 0 | 0
PV | 0 | 0 | 0 | 0 | 0 | 0
PeakG | 0 | 0 | 0 | 0 | 0 | 0
PeakO | 0 | 0 | 0 | 0 | 0 | 0
ST | 0 | 0 | 0 | 0 | 0 | 0
STOG | 0 | 0 | 0 | 0 | 0 | 0
STWD | 0 | 0 | 0 | 0 | 0 | 0
WT | 0 | 0 | 0 | 0 | 0 | 0
IGCC | 0 | 0 | 0 | 0 | 0 | 0
DemandResponse | 0 | 0 | 0 | 0 | 0 | 0
IGCC-CCS | 0 | 0 | 0 | 0 | 0 | 0
WT_off | 0 | 0 | 0 | 0 | 0 | 0
PseudoUnit | 0 | 0 | 0 | 0 | 0 | 0
FixedInterchange | 0 | 0 | 0 | 0 | 0 | 0
Emission Cost by Reporting Type: PJM_ROM
ReportingType | 2015 | 2020 | 2025 | 2030 | 2035 | 2040
BM | 0 | 0 | 0 | 0 | 0 | 0
CC | 0 | 0 | 0 | 0 | 0.01 | 0.03
CSP | 0 | 0 | 0 | 0 | 0 | 0
CT | 0 | 0 | 0 | 0 | 0 | 0
Coal | 0.02 | 0.03 | 0.04 | 0.06 | 0.07 | 0.08
Geo | 0 | 0 | 0 | 0 | 0 | 0
H | 0 | 0 | 0 | 0 | 0 | 0
LFG | 0 | 0 | 0 | 0 | 0 | 0
Nuc | 0 | 0 | 0 | 0 | 0 | 0
PS | 0 | 0 | 0 | 0 | 0 | 0
PV | 0 | 0 | 0 | 0 | 0 | 0
PeakG | 0 | 0 | 0 | 0 | 0 | 0
PeakO | 0 | 0 | 0 | 0 | 0 | 0
ST | 0 | 0 | 0 | 0 | 0 | 0
STOG | 0 | 0 | 0 | 0 | 0 | 0.01
STWD | 0 | 0 | 0 | 0 | 0 | 0
WT | 0 | 0 | 0 | 0 | 0 | 0
IGCC | 0 | 0 | 0 | 0 | 0 | 0
DemandResponse | 0 | 0 | 0 | 0 | 0 | 0
IGCC-CCS | 0 | 0 | 0 | 0 | 0 | 0
WT_off | 0 | 0 | 0 | 0 | 0 | 0
PseudoUnit | 0 | 0 | 0 | 0 | 0 | 0
FixedInterchange | 0 | 0 | 0 | 0 | 0 | 0
Emission Cost by Reporting Type: PJM_ROR
ReportingType | 2015 | 2020 | 2025 | 2030 | 2035 | 2040
BM | 0 | 0 | 0 | 0 | 0 | 0
CC | 0 | 0.01 | 0.01 | 0.02 | 0.03 | 0.03
CSP | 0 | 0 | 0 | 0 | 0 | 0
CT | 0 | 0 | 0 | 0 | 0 | 0
Coal | 0.17 | 0.15 | 0.22 | 0.32 | 0.43 | 0.57
Geo | 0 | 0 | 0 | 0 | 0 | 0
H | 0 | 0 | 0 | 0 | 0 | 0
LFG | 0 | 0 | 0 | 0 | 0 | 0
Nuc | 0 | 0 | 0 | 0 | 0 | 0
PS | 0 | 0 | 0 | 0 | 0 | 0
PV | 0 | 0 | 0 | 0 | 0 | 0
PeakG | 0 | 0 | 0 | 0 | 0 | 0
PeakO | 0 | 0 | 0 | 0 | 0 | 0
ST | 0 | 0 | 0 | 0 | 0 | 0
STOG | 0 | 0 | 0 | 0 | 0 | 0
STWD | 0 | 0 | 0 | 0 | 0 | 0
WT | 0 | 0 | 0 | 0 | 0 | 0
IGCC | 0 | 0 | 0 | 0 | 0 | 0
DemandResponse | 0 | 0 | 0 | 0 | 0 | 0
IGCC-CCS | 0 | 0 | 0 | 0 | 0 | 0
WT_off | 0 | 0 | 0 | 0 | 0 | 0
PseudoUnit | 0 | 0 | 0 | 0 | 0 | 0
FixedInterchange | 0 | 0 | 0 | 0 | 0 | 0
Emission Cost by Reporting Type: SOCO
ReportingType | 2015 | 2020 | 2025 | 2030 | 2035 | 2040
BM | 0 | 0 | 0 | 0 | 0 | 0
CC | 0 | 0 | 0 | 0 | 0 | 0
CSP | 0 | 0 | 0 | 0 | 0 | 0
CT | 0 | 0 | 0 | 0 | 0 | 0
Coal | 0.03 | 0.03 | 0.05 | 0.06 | 0.08 | 0.1
Geo | 0 | 0 | 0 | 0 | 0 | 0
H | 0 | 0 | 0 | 0 | 0 | 0
LFG | 0 | 0 | 0 | 0 | 0 | 0
Nuc | 0 | 0 | 0 | 0 | 0 | 0
PS | 0 | 0 | 0 | 0 | 0 | 0
PV | 0 | 0 | 0 | 0 | 0 | 0
PeakG | 0 | 0 | 0 | 0 | 0 | 0
PeakO | 0 | 0 | 0 | 0 | 0 | 0
ST | 0 | 0 | 0 | 0 | 0 | 0
STOG | 0 | 0 | 0 | 0 | 0 | 0
STWD | 0 | 0 | 0 | 0 | 0 | 0
WT | 0 | 0 | 0 | 0 | 0 | 0
IGCC | 0 | 0 | 0 | 0 | 0 | 0
DemandResponse | 0 | 0 | 0 | 0 | 0 | 0
IGCC-CCS | 0 | 0 | 0 | 0 | 0 | 0
WT_off | 0 | 0 | 0 | 0 | 0 | 0
PseudoUnit | 0 | 0 | 0 | 0 | 0 | 0
FixedInterchange | 0 | 0 | 0 | 0 | 0 | 0
Emission Cost by Reporting Type: SPP_N
ReportingType | 2015 | 2020 | 2025 | 2030 | 2035 | 2040
BM | 0 | 0 | 0 | 0 | 0 | 0
CC | 0 | 0 | 0 | 0 | 0 | 0
CSP | 0 | 0 | 0 | 0 | 0 | 0
CT | 0 | 0 | 0 | 0 | 0 | 0
Coal | 0.01 | 0.01 | 0.01 | 0.02 | 0.02 | 0.03
Geo | 0 | 0 | 0 | 0 | 0 | 0
H | 0 | 0 | 0 | 0 | 0 | 0
LFG | 0 | 0 | 0 | 0 | 0 | 0
Nuc | 0 | 0 | 0 | 0 | 0 | 0
PS | 0 | 0 | 0 | 0 | 0 | 0
PV | 0 | 0 | 0 | 0 | 0 | 0
PeakG | 0 | 0 | 0 | 0 | 0 | 0
PeakO | 0 | 0 | 0 | 0 | 0 | 0
ST | 0 | 0 | 0 | 0 | 0 | 0
STOG | 0 | 0 | 0 | 0 | 0 | 0
STWD | 0 | 0 | 0 | 0 | 0 | 0
WT | 0 | 0 | 0 | 0 | 0 | 0
IGCC | 0 | 0 | 0 | 0 | 0 | 0
DemandResponse | 0 | 0 | 0 | 0 | 0 | 0
IGCC-CCS | 0 | 0 | 0 | 0 | 0 | 0
WT_off | 0 | 0 | 0 | 0 | 0 | 0
PseudoUnit | 0 | 0 | 0 | 0 | 0 | 0
FixedInterchange | 0 | 0 | 0 | 0 | 0 | 0
Emission Cost by Reporting Type: SPP_S
ReportingType | 2015 | 2020 | 2025 | 2030 | 2035 | 2040
BM | 0 | 0 | 0 | 0 | 0 | 0
CC | 0 | 0 | 0 | 0 | 0 | 0
CSP | 0 | 0 | 0 | 0 | 0 | 0
CT | 0 | 0 | 0 | 0 | 0 | 0
Coal | 0 | 0 | 0 | 0 | 0 | 0
Geo | 0 | 0 | 0 | 0 | 0 | 0
H | 0 | 0 | 0 | 0 | 0 | 0
LFG | 0 | 0 | 0 | 0 | 0 | 0
Nuc | 0 | 0 | 0 | 0 | 0 | 0
PS | 0 | 0 | 0 | 0 | 0 | 0
PV | 0 | 0 | 0 | 0 | 0 | 0
PeakG | 0 | 0 | 0 | 0 | 0 | 0
PeakO | 0 | 0 | 0 | 0 | 0 | 0
ST | 0 | 0 | 0 | 0 | 0 | 0
STOG | 0 | 0 | 0 | 0 | 0 | 0
STWD | 0 | 0 | 0 | 0 | 0 | 0
WT | 0 | 0 | 0 | 0 | 0 | 0
IGCC | 0 | 0 | 0 | 0 | 0 | 0
DemandResponse | 0 | 0 | 0 | 0 | 0 | 0
IGCC-CCS | 0 | 0 | 0 | 0 | 0 | 0
WT_off | 0 | 0 | 0 | 0 | 0 | 0
PseudoUnit | 0 | 0 | 0 | 0 | 0 | 0
FixedInterchange | 0 | 0 | 0 | 0 | 0 | 0
Emission Cost by Reporting Type: TVA
ReportingType | 2015 | 2020 | 2025 | 2030 | 2035 | 2040
BM | 0 | 0 | 0 | 0 | 0 | 0
CC | 0 | 0 | 0 | 0.01 | 0.01 | 0.01
CSP | 0 | 0 | 0 | 0 | 0 | 0
CT | 0 | 0 | 0 | 0 | 0 | 0
Coal | 0.04 | 0.04 | 0.06 | 0.08 | 0.11 | 0.17
Geo | 0 | 0 | 0 | 0 | 0 | 0
H | 0 | 0 | 0 | 0 | 0 | 0
LFG | 0 | 0 | 0 | 0 | 0 | 0
Nuc | 0 | 0 | 0 | 0 | 0 | 0
PS | 0 | 0 | 0 | 0 | 0 | 0
PV | 0 | 0 | 0 | 0 | 0 | 0
PeakG | 0 | 0 | 0 | 0 | 0 | 0
PeakO | 0 | 0 | 0 | 0 | 0 | 0
ST | 0 | 0 | 0 | 0 | 0 | 0
STOG | 0 | 0 | 0 | 0 | 0 | 0
STWD | 0 | 0 | 0 | 0 | 0 | 0
WT | 0 | 0 | 0 | 0 | 0 | 0
IGCC | 0 | 0 | 0 | 0 | 0 | 0
DemandResponse | 0 | 0 | 0 | 0 | 0 | 0
IGCC-CCS | 0 | 0 | 0 | 0 | 0 | 0
WT_off | 0 | 0 | 0 | 0 | 0 | 0
PseudoUnit | 0 | 0 | 0 | 0 | 0 | 0
FixedInterchange | 0 | 0 | 0 | 0 | 0 | 0
Emission Cost by Reporting Type: TVA_Transmission
ReportingType | 2015 | 2020 | 2025 | 2030 | 2035 | 2040
BM | 0 | 0 | 0 | 0 | 0 | 0
CC | 0 | 0 | 0 | 0 | 0 | 0
CSP | 0 | 0 | 0 | 0 | 0 | 0
CT | 0 | 0 | 0 | 0 | 0 | 0
Coal | 0 | 0 | 0 | 0 | 0 | 0
Geo | 0 | 0 | 0 | 0 | 0 | 0
H | 0 | 0 | 0 | 0 | 0 | 0
LFG | 0 | 0 | 0 | 0 | 0 | 0
Nuc | 0 | 0 | 0 | 0 | 0 | 0
PS | 0 | 0 | 0 | 0 | 0 | 0
PV | 0 | 0 | 0 | 0 | 0 | 0
PeakG | 0 | 0 | 0 | 0 | 0 | 0
PeakO | 0 | 0 | 0 | 0 | 0 | 0
ST | 0 | 0 | 0 | 0 | 0 | 0
STOG | 0 | 0 | 0 | 0 | 0 | 0
STWD | 0 | 0 | 0 | 0 | 0 | 0
WT | 0 | 0 | 0 | 0 | 0 | 0
IGCC | 0 | 0 | 0 | 0 | 0 | 0
DemandResponse | 0 | 0 | 0 | 0 | 0 | 0
IGCC-CCS | 0 | 0 | 0 | 0 | 0 | 0
WT_off | 0 | 0 | 0 | 0 | 0 | 0
PseudoUnit | 0 | 0 | 0 | 0 | 0 | 0
FixedInterchange | 0 | 0 | 0 | 0 | 0 | 0
Emission Cost by Reporting Type: VACAR
ReportingType | 2015 | 2020 | 2025 | 2030 | 2035 | 2040
BM | 0 | 0 | 0 | 0 | 0 | 0
CC | 0 | 0.01 | 0.01 | 0.01 | 0.02 | 0.03
CSP | 0 | 0 | 0 | 0 | 0 | 0
CT | 0 | 0 | 0 | 0 | 0 | 0
Coal | 0.01 | 0.02 | 0.03 | 0.05 | 0.08 | 0.1
Geo | 0 | 0 | 0 | 0 | 0 | 0
H | 0 | 0 | 0 | 0 | 0 | 0
LFG | 0 | 0 | 0 | 0 | 0 | 0
Nuc | 0 | 0 | 0 | 0 | 0 | 0
PS | 0 | 0 | 0 | 0 | 0 | 0
PV | 0 | 0 | 0 | 0 | 0 | 0
PeakG | 0 | 0 | 0 | 0 | 0 | 0
PeakO | 0 | 0 | 0 | 0 | 0 | 0
ST | 0 | 0 | 0 | 0 | 0 | 0
STOG | 0 | 0 | 0 | 0 | 0 | 0
STWD | 0 | 0 | 0 | 0 | 0 | 0
WT | 0 | 0 | 0 | 0 | 0 | 0
IGCC | 0 | 0 | 0 | 0 | 0 | 0
DemandResponse | 0 | 0 | 0 | 0 | 0 | 0
IGCC-CCS | 0 | 0 | 0 | 0 | 0 | 0
WT_off | 0 | 0 | 0 | 0 | 0 | 0
PseudoUnit | 0 | 0 | 0 | 0 | 0 | 0
FixedInterchange | 0 | 0 | 0 | 0 | 0 | 0
Emission Cost by Reporting Type: IESO
ReportingType | 2015 | 2020 | 2025 | 2030 | 2035 | 2040
BM | 0 | 0 | 0 | 0 | 0 | 0
CC | 0 | 0 | 0 | 0 | 0 | 0
CSP | 0 | 0 | 0 | 0 | 0 | 0
CT | 0 | 0 | 0 | 0 | 0 | 0
Coal | 0 | 0 | 0 | 0 | 0 | 0
Geo | 0 | 0 | 0 | 0 | 0 | 0
H | 0 | 0 | 0 | 0 | 0 | 0
LFG | 0 | 0 | 0 | 0 | 0 | 0
Nuc | 0 | 0 | 0 | 0 | 0 | 0
PS | 0 | 0 | 0 | 0 | 0 | 0
PV | 0 | 0 | 0 | 0 | 0 | 0
PeakG | 0 | 0 | 0 | 0 | 0 | 0
PeakO | 0 | 0 | 0 | 0 | 0 | 0
ST | 0 | 0 | 0 | 0 | 0 | 0
STOG | 0 | 0 | 0 | 0 | 0 | 0
STWD | 0 | 0 | 0 | 0 | 0 | 0
WT | 0 | 0 | 0 | 0 | 0 | 0
IGCC | 0 | 0 | 0 | 0 | 0 | 0
DemandResponse | 0 | 0 | 0 | 0 | 0 | 0
IGCC-CCS | 0 | 0 | 0 | 0 | 0 | 0
WT_off | 0 | 0 | 0 | 0 | 0 | 0
PseudoUnit | 0 | 0 | 0 | 0 | 0 | 0
FixedInterchange | 0 | 0 | 0 | 0 | 0 | 0
Emission Cost by Reporting Type: MAPP_CA
ReportingType | 2015 | 2020 | 2025 | 2030 | 2035 | 2040
BM | 0 | 0 | 0 | 0 | 0 | 0
CC | 0 | 0 | 0 | 0 | 0 | 0
CSP | 0 | 0 | 0 | 0 | 0 | 0
CT | 0 | 0 | 0 | 0 | 0 | 0
Coal | 0 | 0 | 0 | 0 | 0 | 0
Geo | 0 | 0 | 0 | 0 | 0 | 0
H | 0 | 0 | 0 | 0 | 0 | 0
LFG | 0 | 0 | 0 | 0 | 0 | 0
Nuc | 0 | 0 | 0 | 0 | 0 | 0
PS | 0 | 0 | 0 | 0 | 0 | 0
PV | 0 | 0 | 0 | 0 | 0 | 0
PeakG | 0 | 0 | 0 | 0 | 0 | 0
PeakO | 0 | 0 | 0 | 0 | 0 | 0
ST | 0 | 0 | 0 | 0 | 0 | 0
STOG | 0 | 0 | 0 | 0 | 0 | 0
STWD | 0 | 0 | 0 | 0 | 0 | 0
WT | 0 | 0 | 0 | 0 | 0 | 0
IGCC | 0 | 0 | 0 | 0 | 0 | 0
DemandResponse | 0 | 0 | 0 | 0 | 0 | 0
IGCC-CCS | 0 | 0 | 0 | 0 | 0 | 0
WT_off | 0 | 0 | 0 | 0 | 0 | 0
PseudoUnit | 0 | 0 | 0 | 0 | 0 | 0
FixedInterchange | 0 | 0 | 0 | 0 | 0 | 0
Emission Cost by Reporting Type: AZ_NM_SNV_Coal
ReportingType | 2015 | 2020 | 2025 | 2030 | 2035 | 2040
BM | 0 | 0 | 0 | 0 | 0 | 0
CC | 0 | 0 | 0 | 0 | 0 | 0
CSP | 0 | 0 | 0 | 0 | 0 | 0
CT | 0 | 0 | 0 | 0 | 0 | 0
Coal | 0 | 0 | 0 | 0 | 0 | 0
Geo | 0 | 0 | 0 | 0 | 0 | 0
H | 0 | 0 | 0 | 0 | 0 | 0
LFG | 0 | 0 | 0 | 0 | 0 | 0
Nuc | 0 | 0 | 0 | 0 | 0 | 0
PS | 0 | 0 | 0 | 0 | 0 | 0
PV | 0 | 0 | 0 | 0 | 0 | 0
PeakG | 0 | 0 | 0 | 0 | 0 | 0
PeakO | 0 | 0 | 0 | 0 | 0 | 0
ST | 0 | 0 | 0 | 0 | 0 | 0
STOG | 0 | 0 | 0 | 0 | 0 | 0
STWD | 0 | 0 | 0 | 0 | 0 | 0
WT | 0 | 0 | 0 | 0 | 0 | 0
IGCC | 0 | 0 | 0 | 0 | 0 | 0
DemandResponse | 0 | 0 | 0 | 0 | 0 | 0
IGCC-CCS | 0 | 0 | 0 | 0 | 0 | 0
WT_off | 0 | 0 | 0 | 0 | 0 | 0
PseudoUnit | 0 | 0 | 0 | 0 | 0 | 0
FixedInterchange | 0 | 0 | 0 | 0 | 0 | 0
Emission Cost by Reporting Type: AZ_NM_SNV_Gas
ReportingType | 2015 | 2020 | 2025 | 2030 | 2035 | 2040
BM | 0 | 0 | 0 | 0 | 0 | 0
CC | 0 | 0 | 0 | 0 | 0 | 0
CSP | 0 | 0 | 0 | 0 | 0 | 0
CT | 0 | 0 | 0 | 0 | 0 | 0
Coal | 0 | 0 | 0 | 0 | 0 | 0
Geo | 0 | 0 | 0 | 0 | 0 | 0
H | 0 | 0 | 0 | 0 | 0 | 0
LFG | 0 | 0 | 0 | 0 | 0 | 0
Nuc | 0 | 0 | 0 | 0 | 0 | 0
PS | 0 | 0 | 0 | 0 | 0 | 0
PV | 0 | 0 | 0 | 0 | 0 | 0
PeakG | 0 | 0 | 0 | 0 | 0 | 0
PeakO | 0 | 0 | 0 | 0 | 0 | 0
ST | 0 | 0 | 0 | 0 | 0 | 0
STOG | 0 | 0 | 0 | 0 | 0 | 0
STWD | 0 | 0 | 0 | 0 | 0 | 0
WT | 0 | 0 | 0 | 0 | 0 | 0
IGCC | 0 | 0 | 0 | 0 | 0 | 0
DemandResponse | 0 | 0 | 0 | 0 | 0 | 0
IGCC-CCS | 0 | 0 | 0 | 0 | 0 | 0
WT_off | 0 | 0 | 0 | 0 | 0 | 0
PseudoUnit | 0 | 0 | 0 | 0 | 0 | 0
FixedInterchange | 0 | 0 | 0 | 0 | 0 | 0
Emission Cost by Reporting Type: AZ_NM_SNV_NucRenew
ReportingType | 2015 | 2020 | 2025 | 2030 | 2035 | 2040
BM | 0 | 0 | 0 | 0 | 0 | 0
CC | 0 | 0 | 0 | 0 | 0 | 0
CSP | 0 | 0 | 0 | 0 | 0 | 0
CT | 0 | 0 | 0 | 0 | 0 | 0
Coal | 0 | 0 | 0 | 0 | 0 | 0
Geo | 0 | 0 | 0 | 0 | 0 | 0
H | 0 | 0 | 0 | 0 | 0 | 0
LFG | 0 | 0 | 0 | 0 | 0 | 0
Nuc | 0 | 0 | 0 | 0 | 0 | 0
PS | 0 | 0 | 0 | 0 | 0 | 0
PV | 0 | 0 | 0 | 0 | 0 | 0
PeakG | 0 | 0 | 0 | 0 | 0 | 0
PeakO | 0 | 0 | 0 | 0 | 0 | 0
ST | 0 | 0 | 0 | 0 | 0 | 0
STOG | 0 | 0 | 0 | 0 | 0 | 0
STWD | 0 | 0 | 0 | 0 | 0 | 0
WT | 0 | 0 | 0 | 0 | 0 | 0
IGCC | 0 | 0 | 0 | 0 | 0 | 0
DemandResponse | 0 | 0 | 0 | 0 | 0 | 0
IGCC-CCS | 0 | 0 | 0 | 0 | 0 | 0
WT_off | 0 | 0 | 0 | 0 | 0 | 0
PseudoUnit | 0 | 0 | 0 | 0 | 0 | 0
FixedInterchange | 0 | 0 | 0 | 0 | 0 | 0
Emission Cost by Reporting Type: ERCOT
ReportingType | 2015 | 2020 | 2025 | 2030 | 2035 | 2040
BM | 0 | 0 | 0 | 0 | 0 | 0
CC | 0 | 0 | 0 | 0 | 0 | 0
CSP | 0 | 0 | 0 | 0 | 0 | 0
CT | 0 | 0 | 0 | 0 | 0 | 0
Coal | 0 | 0 | 0 | 0 | 0 | 0
Geo | 0 | 0 | 0 | 0 | 0 | 0
H | 0 | 0 | 0 | 0 | 0 | 0
LFG | 0 | 0 | 0 | 0 | 0 | 0
Nuc | 0 | 0 | 0 | 0 | 0 | 0
PS | 0 | 0 | 0 | 0 | 0 | 0
PV | 0 | 0 | 0 | 0 | 0 | 0
PeakG | 0 | 0 | 0 | 0 | 0 | 0
PeakO | 0 | 0 | 0 | 0 | 0 | 0
ST | 0 | 0 | 0 | 0 | 0 | 0
STOG | 0 | 0 | 0 | 0 | 0 | 0
STWD | 0 | 0 | 0 | 0 | 0 | 0
WT | 0 | 0 | 0 | 0 | 0 | 0
IGCC | 0 | 0 | 0 | 0 | 0 | 0
DemandResponse | 0 | 0 | 0 | 0 | 0 | 0
IGCC-CCS | 0 | 0 | 0 | 0 | 0 | 0
WT_off | 0 | 0 | 0 | 0 | 0 | 0
PseudoUnit | 0 | 0 | 0 | 0 | 0 | 0
FixedInterchange | 0 | 0 | 0 | 0 | 0 | 0
Emission Cost by Reporting Type: NP15
ReportingType | 2015 | 2020 | 2025 | 2030 | 2035 | 2040
BM | 0 | 0 | 0 | 0 | 0 | 0
CC | 0 | 0 | 0 | 0 | 0 | 0
CSP | 0 | 0 | 0 | 0 | 0 | 0
CT | 0 | 0 | 0 | 0 | 0 | 0
Coal | 0 | 0 | 0 | 0 | 0 | 0
Geo | 0 | 0 | 0 | 0 | 0 | 0
H | 0 | 0 | 0 | 0 | 0 | 0
LFG | 0 | 0 | 0 | 0 | 0 | 0
Nuc | 0 | 0 | 0 | 0 | 0 | 0
PS | 0 | 0 | 0 | 0 | 0 | 0
PV | 0 | 0 | 0 | 0 | 0 | 0
PeakG | 0 | 0 | 0 | 0 | 0 | 0
PeakO | 0 | 0 | 0 | 0 | 0 | 0
ST | 0 | 0 | 0 | 0 | 0 | 0
STOG | 0 | 0 | 0 | 0 | 0 | 0
STWD | 0 | 0 | 0 | 0 | 0 | 0
WT | 0 | 0 | 0 | 0 | 0 | 0
IGCC | 0 | 0 | 0 | 0 | 0 | 0
DemandResponse | 0 | 0 | 0 | 0 | 0 | 0
IGCC-CCS | 0 | 0 | 0 | 0 | 0 | 0
WT_off | 0 | 0 | 0 | 0 | 0 | 0
PseudoUnit | 0 | 0 | 0 | 0 | 0 | 0
FixedInterchange | 0 | 0 | 0 | 0 | 0 | 0
Emission Cost by Reporting Type: NWPP_Coal
ReportingType | 2015 | 2020 | 2025 | 2030 | 2035 | 2040
BM | 0 | 0 | 0 | 0 | 0 | 0
CC | 0 | 0 | 0 | 0 | 0 | 0
CSP | 0 | 0 | 0 | 0 | 0 | 0
CT | 0 | 0 | 0 | 0 | 0 | 0
Coal | 0 | 0 | 0 | 0 | 0 | 0
Geo | 0 | 0 | 0 | 0 | 0 | 0
H | 0 | 0 | 0 | 0 | 0 | 0
LFG | 0 | 0 | 0 | 0 | 0 | 0
Nuc | 0 | 0 | 0 | 0 | 0 | 0
PS | 0 | 0 | 0 | 0 | 0 | 0
PV | 0 | 0 | 0 | 0 | 0 | 0
PeakG | 0 | 0 | 0 | 0 | 0 | 0
PeakO | 0 | 0 | 0 | 0 | 0 | 0
ST | 0 | 0 | 0 | 0 | 0 | 0
STOG | 0 | 0 | 0 | 0 | 0 | 0
STWD | 0 | 0 | 0 | 0 | 0 | 0
WT | 0 | 0 | 0 | 0 | 0 | 0
IGCC | 0 | 0 | 0 | 0 | 0 | 0
DemandResponse | 0 | 0 | 0 | 0 | 0 | 0
IGCC-CCS | 0 | 0 | 0 | 0 | 0 | 0
WT_off | 0 | 0 | 0 | 0 | 0 | 0
PseudoUnit | 0 | 0 | 0 | 0 | 0 | 0
FixedInterchange | 0 | 0 | 0 | 0 | 0 | 0
Emission Cost by Reporting Type: NWPP_Gas
ReportingType | 2015 | 2020 | 2025 | 2030 | 2035 | 2040
BM | 0 | 0 | 0 | 0 | 0 | 0
CC | 0 | 0 | 0 | 0 | 0 | 0
CSP | 0 | 0 | 0 | 0 | 0 | 0
CT | 0 | 0 | 0 | 0 | 0 | 0
Coal | 0 | 0 | 0 | 0 | 0 | 0
Geo | 0 | 0 | 0 | 0 | 0 | 0
H | 0 | 0 | 0 | 0 | 0 | 0
LFG | 0 | 0 | 0 | 0 | 0 | 0
Nuc | 0 | 0 | 0 | 0 | 0 | 0
PS | 0 | 0 | 0 | 0 | 0 | 0
PV | 0 | 0 | 0 | 0 | 0 | 0
PeakG | 0 | 0 | 0 | 0 | 0 | 0
PeakO | 0 | 0 | 0 | 0 | 0 | 0
ST | 0 | 0 | 0 | 0 | 0 | 0
STOG | 0 | 0 | 0 | 0 | 0 | 0
STWD | 0 | 0 | 0 | 0 | 0 | 0
WT | 0 | 0 | 0 | 0 | 0 | 0
IGCC | 0 | 0 | 0 | 0 | 0 | 0
DemandResponse | 0 | 0 | 0 | 0 | 0 | 0
IGCC-CCS | 0 | 0 | 0 | 0 | 0 | 0
WT_off | 0 | 0 | 0 | 0 | 0 | 0
PseudoUnit | 0 | 0 | 0 | 0 | 0 | 0
FixedInterchange | 0 | 0 | 0 | 0 | 0 | 0
Emission Cost by Reporting Type: NWPP_NucRenew
ReportingType | 2015 | 2020 | 2025 | 2030 | 2035 | 2040
BM | 0 | 0 | 0 | 0 | 0 | 0
CC | 0 | 0 | 0 | 0 | 0 | 0
CSP | 0 | 0 | 0 | 0 | 0 | 0
CT | 0 | 0 | 0 | 0 | 0 | 0
Coal | 0 | 0 | 0 | 0 | 0 | 0
Geo | 0 | 0 | 0 | 0 | 0 | 0
H | 0 | 0 | 0 | 0 | 0 | 0
LFG | 0 | 0 | 0 | 0 | 0 | 0
Nuc | 0 | 0 | 0 | 0 | 0 | 0
PS | 0 | 0 | 0 | 0 | 0 | 0
PV | 0 | 0 | 0 | 0 | 0 | 0
PeakG | 0 | 0 | 0 | 0 | 0 | 0
PeakO | 0 | 0 | 0 | 0 | 0 | 0
ST | 0 | 0 | 0 | 0 | 0 | 0
STOG | 0 | 0 | 0 | 0 | 0 | 0
STWD | 0 | 0 | 0 | 0 | 0 | 0
WT | 0 | 0 | 0 | 0 | 0 | 0
IGCC | 0 | 0 | 0 | 0 | 0 | 0
DemandResponse | 0 | 0 | 0 | 0 | 0 | 0
IGCC-CCS | 0 | 0 | 0 | 0 | 0 | 0
WT_off | 0 | 0 | 0 | 0 | 0 | 0
PseudoUnit | 0 | 0 | 0 | 0 | 0 | 0
FixedInterchange | 0 | 0 | 0 | 0 | 0 | 0
Emission Cost by Reporting Type: RMPA
ReportingType | 2015 | 2020 | 2025 | 2030 | 2035 | 2040
BM | 0 | 0 | 0 | 0 | 0 | 0
CC | 0 | 0 | 0 | 0 | 0 | 0
CSP | 0 | 0 | 0 | 0 | 0 | 0
CT | 0 | 0 | 0 | 0 | 0 | 0
Coal | 0 | 0 | 0 | 0 | 0 | 0
Geo | 0 | 0 | 0 | 0 | 0 | 0
H | 0 | 0 | 0 | 0 | 0 | 0
LFG | 0 | 0 | 0 | 0 | 0 | 0
Nuc | 0 | 0 | 0 | 0 | 0 | 0
PS | 0 | 0 | 0 | 0 | 0 | 0
PV | 0 | 0 | 0 | 0 | 0 | 0
PeakG | 0 | 0 | 0 | 0 | 0 | 0
PeakO | 0 | 0 | 0 | 0 | 0 | 0
ST | 0 | 0 | 0 | 0 | 0 | 0
STOG | 0 | 0 | 0 | 0 | 0 | 0
STWD | 0 | 0 | 0 | 0 | 0 | 0
WT | 0 | 0 | 0 | 0 | 0 | 0
IGCC | 0 | 0 | 0 | 0 | 0 | 0
DemandResponse | 0 | 0 | 0 | 0 | 0 | 0
IGCC-CCS | 0 | 0 | 0 | 0 | 0 | 0
WT_off | 0 | 0 | 0 | 0 | 0 | 0
PseudoUnit | 0 | 0 | 0 | 0 | 0 | 0
FixedInterchange | 0 | 0 | 0 | 0 | 0 | 0
Emission Cost by Reporting Type: SP15
ReportingType | 2015 | 2020 | 2025 | 2030 | 2035 | 2040
BM | 0 | 0 | 0 | 0 | 0 | 0
CC | 0 | 0 | 0 | 0 | 0 | 0
CSP | 0 | 0 | 0 | 0 | 0 | 0
CT | 0 | 0 | 0 | 0 | 0 | 0
Coal | 0 | 0 | 0 | 0 | 0 | 0
Geo | 0 | 0 | 0 | 0 | 0 | 0
H | 0 | 0 | 0 | 0 | 0 | 0
LFG | 0 | 0 | 0 | 0 | 0 | 0
Nuc | 0 | 0 | 0 | 0 | 0 | 0
PS | 0 | 0 | 0 | 0 | 0 | 0
PV | 0 | 0 | 0 | 0 | 0 | 0
PeakG | 0 | 0 | 0 | 0 | 0 | 0
PeakO | 0 | 0 | 0 | 0 | 0 | 0
ST | 0 | 0 | 0 | 0 | 0 | 0
STOG | 0 | 0 | 0 | 0 | 0 | 0
STWD | 0 | 0 | 0 | 0 | 0 | 0
WT | 0 | 0 | 0 | 0 | 0 | 0
IGCC | 0 | 0 | 0 | 0 | 0 | 0
DemandResponse | 0 | 0 | 0 | 0 | 0 | 0
IGCC-CCS | 0 | 0 | 0 | 0 | 0 | 0
WT_off | 0 | 0 | 0 | 0 | 0 | 0
PseudoUnit | 0 | 0 | 0 | 0 | 0 | 0
FixedInterchange | 0 | 0 | 0 | 0 | 0 | 0
Emission Cost by Reporting Type: ALB
ReportingType | 2015 | 2020 | 2025 | 2030 | 2035 | 2040
BM | 0 | 0 | 0 | 0 | 0 | 0
CC | 0 | 0 | 0 | 0 | 0 | 0
CSP | 0 | 0 | 0 | 0 | 0 | 0
CT | 0 | 0 | 0 | 0 | 0 | 0
Coal | 0 | 0 | 0 | 0 | 0 | 0
Geo | 0 | 0 | 0 | 0 | 0 | 0
H | 0 | 0 | 0 | 0 | 0 | 0
LFG | 0 | 0 | 0 | 0 | 0 | 0
Nuc | 0 | 0 | 0 | 0 | 0 | 0
PS | 0 | 0 | 0 | 0 | 0 | 0
PV | 0 | 0 | 0 | 0 | 0 | 0
PeakG | 0 | 0 | 0 | 0 | 0 | 0
PeakO | 0 | 0 | 0 | 0 | 0 | 0
ST | 0 | 0 | 0 | 0 | 0 | 0
STOG | 0 | 0 | 0 | 0 | 0 | 0
STWD | 0 | 0 | 0 | 0 | 0 | 0
WT | 0 | 0 | 0 | 0 | 0 | 0
IGCC | 0 | 0 | 0 | 0 | 0 | 0
DemandResponse | 0 | 0 | 0 | 0 | 0 | 0
IGCC-CCS | 0 | 0 | 0 | 0 | 0 | 0
WT_off | 0 | 0 | 0 | 0 | 0 | 0
PseudoUnit | 0 | 0 | 0 | 0 | 0 | 0
FixedInterchange | 0 | 0 | 0 | 0 | 0 | 0
Emission Cost by Reporting Type: BC
ReportingType | 2015 | 2020 | 2025 | 2030 | 2035 | 2040
BM | 0 | 0 | 0 | 0 | 0 | 0
CC | 0 | 0 | 0 | 0 | 0 | 0
CSP | 0 | 0 | 0 | 0 | 0 | 0
CT | 0 | 0 | 0 | 0 | 0 | 0
Coal | 0 | 0 | 0 | 0 | 0 | 0
Geo | 0 | 0 | 0 | 0 | 0 | 0
H | 0 | 0 | 0 | 0 | 0 | 0
LFG | 0 | 0 | 0 | 0 | 0 | 0
Nuc | 0 | 0 | 0 | 0 | 0 | 0
PS | 0 | 0 | 0 | 0 | 0 | 0
PV | 0 | 0 | 0 | 0 | 0 | 0
PeakG | 0 | 0 | 0 | 0 | 0 | 0
PeakO | 0 | 0 | 0 | 0 | 0 | 0
ST | 0 | 0 | 0 | 0 | 0 | 0
STOG | 0 | 0 | 0 | 0 | 0 | 0
STWD | 0 | 0 | 0 | 0 | 0 | 0
WT | 0 | 0 | 0 | 0 | 0 | 0
IGCC | 0 | 0 | 0 | 0 | 0 | 0
DemandResponse | 0 | 0 | 0 | 0 | 0 | 0
IGCC-CCS | 0 | 0 | 0 | 0 | 0 | 0
WT_off | 0 | 0 | 0 | 0 | 0 | 0
PseudoUnit | 0 | 0 | 0 | 0 | 0 | 0
FixedInterchange | 0 | 0 | 0 | 0 | 0 | 0
Emission Cost by Reporting Type: HQ_IESO
ReportingType | 2015 | 2020 | 2025 | 2030 | 2035 | 2040
BM | 0 | 0 | 0 | 0 | 0 | 0
CC | 0 | 0 | 0 | 0 | 0 | 0
CSP | 0 | 0 | 0 | 0 | 0 | 0
CT | 0 | 0 | 0 | 0 | 0 | 0
Coal | 0 | 0 | 0 | 0 | 0 | 0
Geo | 0 | 0 | 0 | 0 | 0 | 0
H | 0 | 0 | 0 | 0 | 0 | 0
LFG | 0 | 0 | 0 | 0 | 0 | 0
Nuc | 0 | 0 | 0 | 0 | 0 | 0
PS | 0 | 0 | 0 | 0 | 0 | 0
PV | 0 | 0 | 0 | 0 | 0 | 0
PeakG | 0 | 0 | 0 | 0 | 0 | 0
PeakO | 0 | 0 | 0 | 0 | 0 | 0
ST | 0 | 0 | 0 | 0 | 0 | 0
STOG | 0 | 0 | 0 | 0 | 0 | 0
STWD | 0 | 0 | 0 | 0 | 0 | 0
WT | 0 | 0 | 0 | 0 | 0 | 0
IGCC | 0 | 0 | 0 | 0 | 0 | 0
DemandResponse | 0 | 0 | 0 | 0 | 0 | 0
IGCC-CCS | 0 | 0 | 0 | 0 | 0 | 0
WT_off | 0 | 0 | 0 | 0 | 0 | 0
PseudoUnit | 0 | 0 | 0 | 0 | 0 | 0
FixedInterchange | 0 | 0 | 0 | 0 | 0 | 0
Emission Cost by Reporting Type: HQ_NEISO
ReportingType | 2015 | 2020 | 2025 | 2030 | 2035 | 2040
BM | 0 | 0 | 0 | 0 | 0 | 0
CC | 0 | 0 | 0 | 0 | 0 | 0
CSP | 0 | 0 | 0 | 0 | 0 | 0
CT | 0 | 0 | 0 | 0 | 0 | 0
Coal | 0 | 0 | 0 | 0 | 0 | 0
Geo | 0 | 0 | 0 | 0 | 0 | 0
H | 0 | 0 | 0 | 0 | 0 | 0
LFG | 0 | 0 | 0 | 0 | 0 | 0
Nuc | 0 | 0 | 0 | 0 | 0 | 0
PS | 0 | 0 | 0 | 0 | 0 | 0
PV | 0 | 0 | 0 | 0 | 0 | 0
PeakG | 0 | 0 | 0 | 0 | 0 | 0
PeakO | 0 | 0 | 0 | 0 | 0 | 0
ST | 0 | 0 | 0 | 0 | 0 | 0
STOG | 0 | 0 | 0 | 0 | 0 | 0
STWD | 0 | 0 | 0 | 0 | 0 | 0
WT | 0 | 0 | 0 | 0 | 0 | 0
IGCC | 0 | 0 | 0 | 0 | 0 | 0
DemandResponse | 0 | 0 | 0 | 0 | 0 | 0
IGCC-CCS | 0 | 0 | 0 | 0 | 0 | 0
WT_off | 0 | 0 | 0 | 0 | 0 | 0
PseudoUnit | 0 | 0 | 0 | 0 | 0 | 0
FixedInterchange | 0 | 0 | 0 | 0 | 0 | 0
Emission Cost by Reporting Type: HQ_NY
ReportingType | 2015 | 2020 | 2025 | 2030 | 2035 | 2040
BM | 0 | 0 | 0 | 0 | 0 | 0
CC | 0 | 0 | 0 | 0 | 0 | 0
CSP | 0 | 0 | 0 | 0 | 0 | 0
CT | 0 | 0 | 0 | 0 | 0 | 0
Coal | 0 | 0 | 0 | 0 | 0 | 0
Geo | 0 | 0 | 0 | 0 | 0 | 0
H | 0 | 0 | 0 | 0 | 0 | 0
LFG | 0 | 0 | 0 | 0 | 0 | 0
Nuc | 0 | 0 | 0 | 0 | 0 | 0
PS | 0 | 0 | 0 | 0 | 0 | 0
PV | 0 | 0 | 0 | 0 | 0 | 0
PeakG | 0 | 0 | 0 | 0 | 0 | 0
PeakO | 0 | 0 | 0 | 0 | 0 | 0
ST | 0 | 0 | 0 | 0 | 0 | 0
STOG | 0 | 0 | 0 | 0 | 0 | 0
STWD | 0 | 0 | 0 | 0 | 0 | 0
WT | 0 | 0 | 0 | 0 | 0 | 0
IGCC | 0 | 0 | 0 | 0 | 0 | 0
DemandResponse | 0 | 0 | 0 | 0 | 0 | 0
IGCC-CCS | 0 | 0 | 0 | 0 | 0 | 0
WT_off | 0 | 0 | 0 | 0 | 0 | 0
PseudoUnit | 0 | 0 | 0 | 0 | 0 | 0
FixedInterchange | 0 | 0 | 0 | 0 | 0 | 0
Emission Cost by Reporting Type: MARITIMES
ReportingType | 2015 | 2020 | 2025 | 2030 | 2035 | 2040
BM | 0 | 0 | 0 | 0 | 0 | 0
CC | 0 | 0 | 0 | 0 | 0 | 0
CSP | 0 | 0 | 0 | 0 | 0 | 0
CT | 0 | 0 | 0 | 0 | 0 | 0
Coal | 0 | 0 | 0 | 0 | 0 | 0
Geo | 0 | 0 | 0 | 0 | 0 | 0
H | 0 | 0 | 0 | 0 | 0 | 0
LFG | 0 | 0 | 0 | 0 | 0 | 0
Nuc | 0 | 0 | 0 | 0 | 0 | 0
PS | 0 | 0 | 0 | 0 | 0 | 0
PV | 0 | 0 | 0 | 0 | 0 | 0
PeakG | 0 | 0 | 0 | 0 | 0 | 0
PeakO | 0 | 0 | 0 | 0 | 0 | 0
ST | 0 | 0 | 0 | 0 | 0 | 0
STOG | 0 | 0 | 0 | 0 | 0 | 0
STWD | 0 | 0 | 0 | 0 | 0 | 0
WT | 0 | 0 | 0 | 0 | 0 | 0
IGCC | 0 | 0 | 0 | 0 | 0 | 0
DemandResponse | 0 | 0 | 0 | 0 | 0 | 0
IGCC-CCS | 0 | 0 | 0 | 0 | 0 | 0
WT_off | 0 | 0 | 0 | 0 | 0 | 0
PseudoUnit | 0 | 0 | 0 | 0 | 0 | 0
FixedInterchange | 0 | 0 | 0 | 0 | 0 | 0
Emission Cost by Reporting Type: All
ReportingType | 2015 | 2020 | 2025 | 2030 | 2035 | 2040
BM | 0 | 0 | 0 | 0 | 0 | 0
CC | 0.03 | 0.05 | 0.07 | 0.1 | 0.17 | 0.25
CSP | 0 | 0 | 0 | 0 | 0 | 0
CT | 0 | 0 | 0 | 0 | 0.01 | 0.01
Coal | 0.53 | 0.56 | 0.8 | 1.09 | 1.46 | 1.93
Geo | 0 | 0 | 0 | 0 | 0 | 0
H | 0 | 0 | 0 | 0 | 0 | 0
LFG | 0 | 0 | 0 | 0 | 0 | 0
Nuc | 0 | 0 | 0 | 0 | 0 | 0
PS | 0 | 0 | 0 | 0 | 0 | 0
PV | 0 | 0 | 0 | 0 | 0 | 0
PeakG | 0 | 0 | 0 | 0.01 | 0.01 | 0.01
PeakO | 0 | 0 | 0 | 0 | 0 | 0
ST | 0 | 0 | 0 | 0 | 0 | 0
STOG | 0.01 | 0.02 | 0.03 | 0.04 | 0.05 | 0.05
STWD | 0 | 0 | 0 | 0 | 0 | 0
WT | 0 | 0 | 0 | 0 | 0 | 0
IGCC | 0 | 0 | 0 | 0 | 0 | 0
DemandResponse | 0 | 0 | 0 | 0 | 0 | 0
IGCC-CCS | 0 | 0 | 0 | 0 | 0 | 0
WT_off | 0 | 0 | 0 | 0 | 0 | 0
PseudoUnit | 0 | 0 | 0 | 0 | 0 | 0
FixedInterchange | 0 | 0 | 0 | 0 | 0 | 0
Emission Cost by Reporting Type: EI_US
ReportingType | 2015 | 2020 | 2025 | 2030 | 2035 | 2040
BM | 0 | 0 | 0 | 0 | 0 | 0
CC | 0.03 | 0.05 | 0.07 | 0.1 | 0.17 | 0.25
CSP | 0 | 0 | 0 | 0 | 0 | 0
CT | 0 | 0 | 0 | 0 | 0.01 | 0.01
Coal | 0.53 | 0.56 | 0.8 | 1.09 | 1.46 | 1.93
Geo | 0 | 0 | 0 | 0 | 0 | 0
H | 0 | 0 | 0 | 0 | 0 | 0
LFG | 0 | 0 | 0 | 0 | 0 | 0
Nuc | 0 | 0 | 0 | 0 | 0 | 0
PS | 0 | 0 | 0 | 0 | 0 | 0
PV | 0 | 0 | 0 | 0 | 0 | 0
PeakG | 0 | 0 | 0 | 0.01 | 0.01 | 0.01
PeakO | 0 | 0 | 0 | 0 | 0 | 0
ST | 0 | 0 | 0 | 0 | 0 | 0
STOG | 0.01 | 0.02 | 0.03 | 0.04 | 0.05 | 0.05
STWD | 0 | 0 | 0 | 0 | 0 | 0
WT | 0 | 0 | 0 | 0 | 0 | 0
IGCC | 0 | 0 | 0 | 0 | 0 | 0
DemandResponse | 0 | 0 | 0 | 0 | 0 | 0
IGCC-CCS | 0 | 0 | 0 | 0 | 0 | 0
WT_off | 0 | 0 | 0 | 0 | 0 | 0
PseudoUnit | 0 | 0 | 0 | 0 | 0 | 0
FixedInterchange | 0 | 0 | 0 | 0 | 0 | 0
Emission Cost by Reporting Type: EI_Canada
ReportingType | 2015 | 2020 | 2025 | 2030 | 2035 | 2040
BM | 0 | 0 | 0 | 0 | 0 | 0
CC | 0 | 0 | 0 | 0 | 0 | 0
CSP | 0 | 0 | 0 | 0 | 0 | 0
CT | 0 | 0 | 0 | 0 | 0 | 0
Coal | 0 | 0 | 0 | 0 | 0 | 0
Geo | 0 | 0 | 0 | 0 | 0 | 0
H | 0 | 0 | 0 | 0 | 0 | 0
LFG | 0 | 0 | 0 | 0 | 0 | 0
Nuc | 0 | 0 | 0 | 0 | 0 | 0
PS | 0 | 0 | 0 | 0 | 0 | 0
PV | 0 | 0 | 0 | 0 | 0 | 0
PeakG | 0 | 0 | 0 | 0 | 0 | 0
PeakO | 0 | 0 | 0 | 0 | 0 | 0
ST | 0 | 0 | 0 | 0 | 0 | 0
STOG | 0 | 0 | 0 | 0 | 0 | 0
STWD | 0 | 0 | 0 | 0 | 0 | 0
WT | 0 | 0 | 0 | 0 | 0 | 0
IGCC | 0 | 0 | 0 | 0 | 0 | 0
DemandResponse | 0 | 0 | 0 | 0 | 0 | 0
IGCC-CCS | 0 | 0 | 0 | 0 | 0 | 0
WT_off | 0 | 0 | 0 | 0 | 0 | 0
PseudoUnit | 0 | 0 | 0 | 0 | 0 | 0
FixedInterchange | 0 | 0 | 0 | 0 | 0 | 0
Emission Cost by Reporting Type: EI
ReportingType | 2015 | 2020 | 2025 | 2030 | 2035 | 2040
BM | 0 | 0 | 0 | 0 | 0 | 0
CC | 0.03 | 0.05 | 0.07 | 0.1 | 0.17 | 0.25
CSP | 0 | 0 | 0 | 0 | 0 | 0
CT | 0 | 0 | 0 | 0 | 0.01 | 0.01
Coal | 0.53 | 0.56 | 0.8 | 1.09 | 1.46 | 1.93
Geo | 0 | 0 | 0 | 0 | 0 | 0
H | 0 | 0 | 0 | 0 | 0 | 0
LFG | 0 | 0 | 0 | 0 | 0 | 0
Nuc | 0 | 0 | 0 | 0 | 0 | 0
PS | 0 | 0 | 0 | 0 | 0 | 0
PV | 0 | 0 | 0 | 0 | 0 | 0
PeakG | 0 | 0 | 0 | 0.01 | 0.01 | 0.01
PeakO | 0 | 0 | 0 | 0 | 0 | 0
ST | 0 | 0 | 0 | 0 | 0 | 0
STOG | 0.01 | 0.02 | 0.03 | 0.04 | 0.05 | 0.05
STWD | 0 | 0 | 0 | 0 | 0 | 0
WT | 0 | 0 | 0 | 0 | 0 | 0
IGCC | 0 | 0 | 0 | 0 | 0 | 0
DemandResponse | 0 | 0 | 0 | 0 | 0 | 0
IGCC-CCS | 0 | 0 | 0 | 0 | 0 | 0
WT_off | 0 | 0 | 0 | 0 | 0 | 0
PseudoUnit | 0 | 0 | 0 | 0 | 0 | 0
FixedInterchange | 0 | 0 | 0 | 0 | 0 | 0
Emission Cost by Reporting Type: Outside_EI
ReportingType | 2015 | 2020 | 2025 | 2030 | 2035 | 2040
BM | 0 | 0 | 0 | 0 | 0 | 0
CC | 0 | 0 | 0 | 0 | 0 | 0
CSP | 0 | 0 | 0 | 0 | 0 | 0
CT | 0 | 0 | 0 | 0 | 0 | 0
Coal | 0 | 0 | 0 | 0 | 0 | 0
Geo | 0 | 0 | 0 | 0 | 0 | 0
H | 0 | 0 | 0 | 0 | 0 | 0
LFG | 0 | 0 | 0 | 0 | 0 | 0
Nuc | 0 | 0 | 0 | 0 | 0 | 0
PS | 0 | 0 | 0 | 0 | 0 | 0
PV | 0 | 0 | 0 | 0 | 0 | 0
PeakG | 0 | 0 | 0 | 0 | 0 | 0
PeakO | 0 | 0 | 0 | 0 | 0 | 0
ST | 0 | 0 | 0 | 0 | 0 | 0
STOG | 0 | 0 | 0 | 0 | 0 | 0
STWD | 0 | 0 | 0 | 0 | 0 | 0
WT | 0 | 0 | 0 | 0 | 0 | 0
IGCC | 0 | 0 | 0 | 0 | 0 | 0
DemandResponse | 0 | 0 | 0 | 0 | 0 | 0
IGCC-CCS | 0 | 0 | 0 | 0 | 0 | 0
WT_off | 0 | 0 | 0 | 0 | 0 | 0
PseudoUnit | 0 | 0 | 0 | 0 | 0 | 0
FixedInterchange | 0 | 0 | 0 | 0 | 0 | 0
==== Emission Program: CAMR : (Hg) ====
Emission Cost by Reporting Type: Entergy
ReportingType | 2015 | 2020 | 2025 | 2030 | 2035 | 2040
BM | 0 | 0 | 0 | 0 | 0 | 0
CC | 0 | 0 | 0 | 0 | 0 | 0
CSP | 0 | 0 | 0 | 0 | 0 | 0
CT | 0 | 0 | 0 | 0 | 0 | 0
Coal | 0 | 0 | 0 | 0 | 0 | 0
Geo | 0 | 0 | 0 | 0 | 0 | 0
H | 0 | 0 | 0 | 0 | 0 | 0
LFG | 0 | 0 | 0 | 0 | 0 | 0
Nuc | 0 | 0 | 0 | 0 | 0 | 0
PS | 0 | 0 | 0 | 0 | 0 | 0
PV | 0 | 0 | 0 | 0 | 0 | 0
PeakG | 0 | 0 | 0 | 0 | 0 | 0
PeakO | 0 | 0 | 0 | 0 | 0 | 0
ST | 0 | 0 | 0 | 0 | 0 | 0
STOG | 0 | 0 | 0 | 0 | 0 | 0
STWD | 0 | 0 | 0 | 0 | 0 | 0
WT | 0 | 0 | 0 | 0 | 0 | 0
IGCC | 0 | 0 | 0 | 0 | 0 | 0
DemandResponse | 0 | 0 | 0 | 0 | 0 | 0
IGCC-CCS | 0 | 0 | 0 | 0 | 0 | 0
WT_off | 0 | 0 | 0 | 0 | 0 | 0
PseudoUnit | 0 | 0 | 0 | 0 | 0 | 0
FixedInterchange | 0 | 0 | 0 | 0 | 0 | 0
Emission Cost by Reporting Type: FRCC
ReportingType | 2015 | 2020 | 2025 | 2030 | 2035 | 2040
BM | 0 | 0 | 0 | 0 | 0 | 0
CC | 0 | 0 | 0 | 0 | 0 | 0
CSP | 0 | 0 | 0 | 0 | 0 | 0
CT | 0 | 0 | 0 | 0 | 0 | 0
Coal | 0 | 0 | 0 | 0 | 0 | 0
Geo | 0 | 0 | 0 | 0 | 0 | 0
H | 0 | 0 | 0 | 0 | 0 | 0
LFG | 0 | 0 | 0 | 0 | 0 | 0
Nuc | 0 | 0 | 0 | 0 | 0 | 0
PS | 0 | 0 | 0 | 0 | 0 | 0
PV | 0 | 0 | 0 | 0 | 0 | 0
PeakG | 0 | 0 | 0 | 0 | 0 | 0
PeakO | 0 | 0 | 0 | 0 | 0 | 0
ST | 0 | 0 | 0 | 0 | 0 | 0
STOG | 0 | 0 | 0 | 0 | 0 | 0
STWD | 0 | 0 | 0 | 0 | 0 | 0
WT | 0 | 0 | 0 | 0 | 0 | 0
IGCC | 0 | 0 | 0 | 0 | 0 | 0
DemandResponse | 0 | 0 | 0 | 0 | 0 | 0
IGCC-CCS | 0 | 0 | 0 | 0 | 0 | 0
WT_off | 0 | 0 | 0 | 0 | 0 | 0
PseudoUnit | 0 | 0 | 0 | 0 | 0 | 0
FixedInterchange | 0 | 0 | 0 | 0 | 0 | 0
Emission Cost by Reporting Type: MAPP_US
ReportingType | 2015 | 2020 | 2025 | 2030 | 2035 | 2040
BM | 0 | 0 | 0 | 0 | 0 | 0
CC | 0 | 0 | 0 | 0 | 0 | 0
CSP | 0 | 0 | 0 | 0 | 0 | 0
CT | 0 | 0 | 0 | 0 | 0 | 0
Coal | 0 | 0 | 0 | 0 | 0 | 0
Geo | 0 | 0 | 0 | 0 | 0 | 0
H | 0 | 0 | 0 | 0 | 0 | 0
LFG | 0 | 0 | 0 | 0 | 0 | 0
Nuc | 0 | 0 | 0 | 0 | 0 | 0
PS | 0 | 0 | 0 | 0 | 0 | 0
PV | 0 | 0 | 0 | 0 | 0 | 0
PeakG | 0 | 0 | 0 | 0 | 0 | 0
PeakO | 0 | 0 | 0 | 0 | 0 | 0
ST | 0 | 0 | 0 | 0 | 0 | 0
STOG | 0 | 0 | 0 | 0 | 0 | 0
STWD | 0 | 0 | 0 | 0 | 0 | 0
WT | 0 | 0 | 0 | 0 | 0 | 0
IGCC | 0 | 0 | 0 | 0 | 0 | 0
DemandResponse | 0 | 0 | 0 | 0 | 0 | 0
IGCC-CCS | 0 | 0 | 0 | 0 | 0 | 0
WT_off | 0 | 0 | 0 | 0 | 0 | 0
PseudoUnit | 0 | 0 | 0 | 0 | 0 | 0
FixedInterchange | 0 | 0 | 0 | 0 | 0 | 0
Emission Cost by Reporting Type: MISO_IN
ReportingType | 2015 | 2020 | 2025 | 2030 | 2035 | 2040
BM | 0 | 0 | 0 | 0 | 0 | 0
CC | 0 | 0 | 0 | 0 | 0 | 0
CSP | 0 | 0 | 0 | 0 | 0 | 0
CT | 0 | 0 | 0 | 0 | 0 | 0
Coal | 0 | 0 | 0 | 0 | 0 | 0
Geo | 0 | 0 | 0 | 0 | 0 | 0
H | 0 | 0 | 0 | 0 | 0 | 0
LFG | 0 | 0 | 0 | 0 | 0 | 0
Nuc | 0 | 0 | 0 | 0 | 0 | 0
PS | 0 | 0 | 0 | 0 | 0 | 0
PV | 0 | 0 | 0 | 0 | 0 | 0
PeakG | 0 | 0 | 0 | 0 | 0 | 0
PeakO | 0 | 0 | 0 | 0 | 0 | 0
ST | 0 | 0 | 0 | 0 | 0 | 0
STOG | 0 | 0 | 0 | 0 | 0 | 0
STWD | 0 | 0 | 0 | 0 | 0 | 0
WT | 0 | 0 | 0 | 0 | 0 | 0
IGCC | 0 | 0 | 0 | 0 | 0 | 0
DemandResponse | 0 | 0 | 0 | 0 | 0 | 0
IGCC-CCS | 0 | 0 | 0 | 0 | 0 | 0
WT_off | 0 | 0 | 0 | 0 | 0 | 0
PseudoUnit | 0 | 0 | 0 | 0 | 0 | 0
FixedInterchange | 0 | 0 | 0 | 0 | 0 | 0
Emission Cost by Reporting Type: MISO_MI
ReportingType | 2015 | 2020 | 2025 | 2030 | 2035 | 2040
BM | 0 | 0 | 0 | 0 | 0 | 0
CC | 0 | 0 | 0 | 0 | 0 | 0
CSP | 0 | 0 | 0 | 0 | 0 | 0
CT | 0 | 0 | 0 | 0 | 0 | 0
Coal | 0 | 0 | 0 | 0 | 0 | 0
Geo | 0 | 0 | 0 | 0 | 0 | 0
H | 0 | 0 | 0 | 0 | 0 | 0
LFG | 0 | 0 | 0 | 0 | 0 | 0
Nuc | 0 | 0 | 0 | 0 | 0 | 0
PS | 0 | 0 | 0 | 0 | 0 | 0
PV | 0 | 0 | 0 | 0 | 0 | 0
PeakG | 0 | 0 | 0 | 0 | 0 | 0
PeakO | 0 | 0 | 0 | 0 | 0 | 0
ST | 0 | 0 | 0 | 0 | 0 | 0
STOG | 0 | 0 | 0 | 0 | 0 | 0
STWD | 0 | 0 | 0 | 0 | 0 | 0
WT | 0 | 0 | 0 | 0 | 0 | 0
IGCC | 0 | 0 | 0 | 0 | 0 | 0
DemandResponse | 0 | 0 | 0 | 0 | 0 | 0
IGCC-CCS | 0 | 0 | 0 | 0 | 0 | 0
WT_off | 0 | 0 | 0 | 0 | 0 | 0
PseudoUnit | 0 | 0 | 0 | 0 | 0 | 0
FixedInterchange | 0 | 0 | 0 | 0 | 0 | 0
Emission Cost by Reporting Type: MISO_MO-IL
ReportingType | 2015 | 2020 | 2025 | 2030 | 2035 | 2040
BM | 0 | 0 | 0 | 0 | 0 | 0
CC | 0 | 0 | 0 | 0 | 0 | 0
CSP | 0 | 0 | 0 | 0 | 0 | 0
CT | 0 | 0 | 0 | 0 | 0 | 0
Coal | 0 | 0 | 0 | 0 | 0 | 0
Geo | 0 | 0 | 0 | 0 | 0 | 0
H | 0 | 0 | 0 | 0 | 0 | 0
LFG | 0 | 0 | 0 | 0 | 0 | 0
Nuc | 0 | 0 | 0 | 0 | 0 | 0
PS | 0 | 0 | 0 | 0 | 0 | 0
PV | 0 | 0 | 0 | 0 | 0 | 0
PeakG | 0 | 0 | 0 | 0 | 0 | 0
PeakO | 0 | 0 | 0 | 0 | 0 | 0
ST | 0 | 0 | 0 | 0 | 0 | 0
STOG | 0 | 0 | 0 | 0 | 0 | 0
STWD | 0 | 0 | 0 | 0 | 0 | 0
WT | 0 | 0 | 0 | 0 | 0 | 0
IGCC | 0 | 0 | 0 | 0 | 0 | 0
DemandResponse | 0 | 0 | 0 | 0 | 0 | 0
IGCC-CCS | 0 | 0 | 0 | 0 | 0 | 0
WT_off | 0 | 0 | 0 | 0 | 0 | 0
PseudoUnit | 0 | 0 | 0 | 0 | 0 | 0
FixedInterchange | 0 | 0 | 0 | 0 | 0 | 0
Emission Cost by Reporting Type: MISO_W
ReportingType | 2015 | 2020 | 2025 | 2030 | 2035 | 2040
BM | 0 | 0 | 0 | 0 | 0 | 0
CC | 0 | 0 | 0 | 0 | 0 | 0
CSP | 0 | 0 | 0 | 0 | 0 | 0
CT | 0 | 0 | 0 | 0 | 0 | 0
Coal | 0 | 0 | 0 | 0 | 0 | 0
Geo | 0 | 0 | 0 | 0 | 0 | 0
H | 0 | 0 | 0 | 0 | 0 | 0
LFG | 0 | 0 | 0 | 0 | 0 | 0
Nuc | 0 | 0 | 0 | 0 | 0 | 0
PS | 0 | 0 | 0 | 0 | 0 | 0
PV | 0 | 0 | 0 | 0 | 0 | 0
PeakG | 0 | 0 | 0 | 0 | 0 | 0
PeakO | 0 | 0 | 0 | 0 | 0 | 0
ST | 0 | 0 | 0 | 0 | 0 | 0
STOG | 0 | 0 | 0 | 0 | 0 | 0
STWD | 0 | 0 | 0 | 0 | 0 | 0
WT | 0 | 0 | 0 | 0 | 0 | 0
IGCC | 0 | 0 | 0 | 0 | 0 | 0
DemandResponse | 0 | 0 | 0 | 0 | 0 | 0
IGCC-CCS | 0 | 0 | 0 | 0 | 0 | 0
WT_off | 0 | 0 | 0 | 0 | 0 | 0
PseudoUnit | 0 | 0 | 0 | 0 | 0 | 0
FixedInterchange | 0 | 0 | 0 | 0 | 0 | 0
Emission Cost by Reporting Type: MISO_WUMS
ReportingType | 2015 | 2020 | 2025 | 2030 | 2035 | 2040
BM | 0 | 0 | 0 | 0 | 0 | 0
CC | 0 | 0 | 0 | 0 | 0 | 0
CSP | 0 | 0 | 0 | 0 | 0 | 0
CT | 0 | 0 | 0 | 0 | 0 | 0
Coal | 0 | 0 | 0 | 0 | 0 | 0
Geo | 0 | 0 | 0 | 0 | 0 | 0
H | 0 | 0 | 0 | 0 | 0 | 0
LFG | 0 | 0 | 0 | 0 | 0 | 0
Nuc | 0 | 0 | 0 | 0 | 0 | 0
PS | 0 | 0 | 0 | 0 | 0 | 0
PV | 0 | 0 | 0 | 0 | 0 | 0
PeakG | 0 | 0 | 0 | 0 | 0 | 0
PeakO | 0 | 0 | 0 | 0 | 0 | 0
ST | 0 | 0 | 0 | 0 | 0 | 0
STOG | 0 | 0 | 0 | 0 | 0 | 0
STWD | 0 | 0 | 0 | 0 | 0 | 0
WT | 0 | 0 | 0 | 0 | 0 | 0
IGCC | 0 | 0 | 0 | 0 | 0 | 0
DemandResponse | 0 | 0 | 0 | 0 | 0 | 0
IGCC-CCS | 0 | 0 | 0 | 0 | 0 | 0
WT_off | 0 | 0 | 0 | 0 | 0 | 0
PseudoUnit | 0 | 0 | 0 | 0 | 0 | 0
FixedInterchange | 0 | 0 | 0 | 0 | 0 | 0
Emission Cost by Reporting Type: Nebraska
ReportingType | 2015 | 2020 | 2025 | 2030 | 2035 | 2040
BM | 0 | 0 | 0 | 0 | 0 | 0
CC | 0 | 0 | 0 | 0 | 0 | 0
CSP | 0 | 0 | 0 | 0 | 0 | 0
CT | 0 | 0 | 0 | 0 | 0 | 0
Coal | 0 | 0 | 0 | 0 | 0 | 0
Geo | 0 | 0 | 0 | 0 | 0 | 0
H | 0 | 0 | 0 | 0 | 0 | 0
LFG | 0 | 0 | 0 | 0 | 0 | 0
Nuc | 0 | 0 | 0 | 0 | 0 | 0
PS | 0 | 0 | 0 | 0 | 0 | 0
PV | 0 | 0 | 0 | 0 | 0 | 0
PeakG | 0 | 0 | 0 | 0 | 0 | 0
PeakO | 0 | 0 | 0 | 0 | 0 | 0
ST | 0 | 0 | 0 | 0 | 0 | 0
STOG | 0 | 0 | 0 | 0 | 0 | 0
STWD | 0 | 0 | 0 | 0 | 0 | 0
WT | 0 | 0 | 0 | 0 | 0 | 0
IGCC | 0 | 0 | 0 | 0 | 0 | 0
DemandResponse | 0 | 0 | 0 | 0 | 0 | 0
IGCC-CCS | 0 | 0 | 0 | 0 | 0 | 0
WT_off | 0 | 0 | 0 | 0 | 0 | 0
PseudoUnit | 0 | 0 | 0 | 0 | 0 | 0
FixedInterchange | 0 | 0 | 0 | 0 | 0 | 0
Emission Cost by Reporting Type: NEISO
ReportingType | 2015 | 2020 | 2025 | 2030 | 2035 | 2040
BM | 0 | 0 | 0 | 0 | 0 | 0
CC | 0 | 0 | 0 | 0 | 0 | 0
CSP | 0 | 0 | 0 | 0 | 0 | 0
CT | 0 | 0 | 0 | 0 | 0 | 0
Coal | 0 | 0 | 0 | 0 | 0 | 0
Geo | 0 | 0 | 0 | 0 | 0 | 0
H | 0 | 0 | 0 | 0 | 0 | 0
LFG | 0 | 0 | 0 | 0 | 0 | 0
Nuc | 0 | 0 | 0 | 0 | 0 | 0
PS | 0 | 0 | 0 | 0 | 0 | 0
PV | 0 | 0 | 0 | 0 | 0 | 0
PeakG | 0 | 0 | 0 | 0 | 0 | 0
PeakO | 0 | 0 | 0 | 0 | 0 | 0
ST | 0 | 0 | 0 | 0 | 0 | 0
STOG | 0 | 0 | 0 | 0 | 0 | 0
STWD | 0 | 0 | 0 | 0 | 0 | 0
WT | 0 | 0 | 0 | 0 | 0 | 0
IGCC | 0 | 0 | 0 | 0 | 0 | 0
DemandResponse | 0 | 0 | 0 | 0 | 0 | 0
IGCC-CCS | 0 | 0 | 0 | 0 | 0 | 0
WT_off | 0 | 0 | 0 | 0 | 0 | 0
PseudoUnit | 0 | 0 | 0 | 0 | 0 | 0
FixedInterchange | 0 | 0 | 0 | 0 | 0 | 0
Emission Cost by Reporting Type: NonRTO_Midwest
ReportingType | 2015 | 2020 | 2025 | 2030 | 2035 | 2040
BM | 0 | 0 | 0 | 0 | 0 | 0
CC | 0 | 0 | 0 | 0 | 0 | 0
CSP | 0 | 0 | 0 | 0 | 0 | 0
CT | 0 | 0 | 0 | 0 | 0 | 0
Coal | 0 | 0 | 0 | 0 | 0 | 0
Geo | 0 | 0 | 0 | 0 | 0 | 0
H | 0 | 0 | 0 | 0 | 0 | 0
LFG | 0 | 0 | 0 | 0 | 0 | 0
Nuc | 0 | 0 | 0 | 0 | 0 | 0
PS | 0 | 0 | 0 | 0 | 0 | 0
PV | 0 | 0 | 0 | 0 | 0 | 0
PeakG | 0 | 0 | 0 | 0 | 0 | 0
PeakO | 0 | 0 | 0 | 0 | 0 | 0
ST | 0 | 0 | 0 | 0 | 0 | 0
STOG | 0 | 0 | 0 | 0 | 0 | 0
STWD | 0 | 0 | 0 | 0 | 0 | 0
WT | 0 | 0 | 0 | 0 | 0 | 0
IGCC | 0 | 0 | 0 | 0 | 0 | 0
DemandResponse | 0 | 0 | 0 | 0 | 0 | 0
IGCC-CCS | 0 | 0 | 0 | 0 | 0 | 0
WT_off | 0 | 0 | 0 | 0 | 0 | 0
PseudoUnit | 0 | 0 | 0 | 0 | 0 | 0
FixedInterchange | 0 | 0 | 0 | 0 | 0 | 0
Emission Cost by Reporting Type: NYISO_A-F
ReportingType | 2015 | 2020 | 2025 | 2030 | 2035 | 2040
BM | 0 | 0 | 0 | 0 | 0 | 0
CC | 0 | 0 | 0 | 0 | 0 | 0
CSP | 0 | 0 | 0 | 0 | 0 | 0
CT | 0 | 0 | 0 | 0 | 0 | 0
Coal | 0 | 0 | 0 | 0 | 0 | 0
Geo | 0 | 0 | 0 | 0 | 0 | 0
H | 0 | 0 | 0 | 0 | 0 | 0
LFG | 0 | 0 | 0 | 0 | 0 | 0
Nuc | 0 | 0 | 0 | 0 | 0 | 0
PS | 0 | 0 | 0 | 0 | 0 | 0
PV | 0 | 0 | 0 | 0 | 0 | 0
PeakG | 0 | 0 | 0 | 0 | 0 | 0
PeakO | 0 | 0 | 0 | 0 | 0 | 0
ST | 0 | 0 | 0 | 0 | 0 | 0
STOG | 0 | 0 | 0 | 0 | 0 | 0
STWD | 0 | 0 | 0 | 0 | 0 | 0
WT | 0 | 0 | 0 | 0 | 0 | 0
IGCC | 0 | 0 | 0 | 0 | 0 | 0
DemandResponse | 0 | 0 | 0 | 0 | 0 | 0
IGCC-CCS | 0 | 0 | 0 | 0 | 0 | 0
WT_off | 0 | 0 | 0 | 0 | 0 | 0
PseudoUnit | 0 | 0 | 0 | 0 | 0 | 0
FixedInterchange | 0 | 0 | 0 | 0 | 0 | 0
Emission Cost by Reporting Type: NYISO_G-I
ReportingType | 2015 | 2020 | 2025 | 2030 | 2035 | 2040
BM | 0 | 0 | 0 | 0 | 0 | 0
CC | 0 | 0 | 0 | 0 | 0 | 0
CSP | 0 | 0 | 0 | 0 | 0 | 0
CT | 0 | 0 | 0 | 0 | 0 | 0
Coal | 0 | 0 | 0 | 0 | 0 | 0
Geo | 0 | 0 | 0 | 0 | 0 | 0
H | 0 | 0 | 0 | 0 | 0 | 0
LFG | 0 | 0 | 0 | 0 | 0 | 0
Nuc | 0 | 0 | 0 | 0 | 0 | 0
PS | 0 | 0 | 0 | 0 | 0 | 0
PV | 0 | 0 | 0 | 0 | 0 | 0
PeakG | 0 | 0 | 0 | 0 | 0 | 0
PeakO | 0 | 0 | 0 | 0 | 0 | 0
ST | 0 | 0 | 0 | 0 | 0 | 0
STOG | 0 | 0 | 0 | 0 | 0 | 0
STWD | 0 | 0 | 0 | 0 | 0 | 0
WT | 0 | 0 | 0 | 0 | 0 | 0
IGCC | 0 | 0 | 0 | 0 | 0 | 0
DemandResponse | 0 | 0 | 0 | 0 | 0 | 0
IGCC-CCS | 0 | 0 | 0 | 0 | 0 | 0
WT_off | 0 | 0 | 0 | 0 | 0 | 0
PseudoUnit | 0 | 0 | 0 | 0 | 0 | 0
FixedInterchange | 0 | 0 | 0 | 0 | 0 | 0
Emission Cost by Reporting Type: NYISO_J-K
ReportingType | 2015 | 2020 | 2025 | 2030 | 2035 | 2040
BM | 0 | 0 | 0 | 0 | 0 | 0
CC | 0 | 0 | 0 | 0 | 0 | 0
CSP | 0 | 0 | 0 | 0 | 0 | 0
CT | 0 | 0 | 0 | 0 | 0 | 0
Coal | 0 | 0 | 0 | 0 | 0 | 0
Geo | 0 | 0 | 0 | 0 | 0 | 0
H | 0 | 0 | 0 | 0 | 0 | 0
LFG | 0 | 0 | 0 | 0 | 0 | 0
Nuc | 0 | 0 | 0 | 0 | 0 | 0
PS | 0 | 0 | 0 | 0 | 0 | 0
PV | 0 | 0 | 0 | 0 | 0 | 0
PeakG | 0 | 0 | 0 | 0 | 0 | 0
PeakO | 0 | 0 | 0 | 0 | 0 | 0
ST | 0 | 0 | 0 | 0 | 0 | 0
STOG | 0 | 0 | 0 | 0 | 0 | 0
STWD | 0 | 0 | 0 | 0 | 0 | 0
WT | 0 | 0 | 0 | 0 | 0 | 0
IGCC | 0 | 0 | 0 | 0 | 0 | 0
DemandResponse | 0 | 0 | 0 | 0 | 0 | 0
IGCC-CCS | 0 | 0 | 0 | 0 | 0 | 0
WT_off | 0 | 0 | 0 | 0 | 0 | 0
PseudoUnit | 0 | 0 | 0 | 0 | 0 | 0
FixedInterchange | 0 | 0 | 0 | 0 | 0 | 0
Emission Cost by Reporting Type: PJM_E
ReportingType | 2015 | 2020 | 2025 | 2030 | 2035 | 2040
BM | 0 | 0 | 0 | 0 | 0 | 0
CC | 0 | 0 | 0 | 0 | 0 | 0
CSP | 0 | 0 | 0 | 0 | 0 | 0
CT | 0 | 0 | 0 | 0 | 0 | 0
Coal | 0 | 0 | 0 | 0 | 0 | 0
Geo | 0 | 0 | 0 | 0 | 0 | 0
H | 0 | 0 | 0 | 0 | 0 | 0
LFG | 0 | 0 | 0 | 0 | 0 | 0
Nuc | 0 | 0 | 0 | 0 | 0 | 0
PS | 0 | 0 | 0 | 0 | 0 | 0
PV | 0 | 0 | 0 | 0 | 0 | 0
PeakG | 0 | 0 | 0 | 0 | 0 | 0
PeakO | 0 | 0 | 0 | 0 | 0 | 0
ST | 0 | 0 | 0 | 0 | 0 | 0
STOG | 0 | 0 | 0 | 0 | 0 | 0
STWD | 0 | 0 | 0 | 0 | 0 | 0
WT | 0 | 0 | 0 | 0 | 0 | 0
IGCC | 0 | 0 | 0 | 0 | 0 | 0
DemandResponse | 0 | 0 | 0 | 0 | 0 | 0
IGCC-CCS | 0 | 0 | 0 | 0 | 0 | 0
WT_off | 0 | 0 | 0 | 0 | 0 | 0
PseudoUnit | 0 | 0 | 0 | 0 | 0 | 0
FixedInterchange | 0 | 0 | 0 | 0 | 0 | 0
Emission Cost by Reporting Type: PJM_ROM
ReportingType | 2015 | 2020 | 2025 | 2030 | 2035 | 2040
BM | 0 | 0 | 0 | 0 | 0 | 0
CC | 0 | 0 | 0 | 0 | 0 | 0
CSP | 0 | 0 | 0 | 0 | 0 | 0
CT | 0 | 0 | 0 | 0 | 0 | 0
Coal | 0 | 0 | 0 | 0 | 0 | 0
Geo | 0 | 0 | 0 | 0 | 0 | 0
H | 0 | 0 | 0 | 0 | 0 | 0
LFG | 0 | 0 | 0 | 0 | 0 | 0
Nuc | 0 | 0 | 0 | 0 | 0 | 0
PS | 0 | 0 | 0 | 0 | 0 | 0
PV | 0 | 0 | 0 | 0 | 0 | 0
PeakG | 0 | 0 | 0 | 0 | 0 | 0
PeakO | 0 | 0 | 0 | 0 | 0 | 0
ST | 0 | 0 | 0 | 0 | 0 | 0
STOG | 0 | 0 | 0 | 0 | 0 | 0
STWD | 0 | 0 | 0 | 0 | 0 | 0
WT | 0 | 0 | 0 | 0 | 0 | 0
IGCC | 0 | 0 | 0 | 0 | 0 | 0
DemandResponse | 0 | 0 | 0 | 0 | 0 | 0
IGCC-CCS | 0 | 0 | 0 | 0 | 0 | 0
WT_off | 0 | 0 | 0 | 0 | 0 | 0
PseudoUnit | 0 | 0 | 0 | 0 | 0 | 0
FixedInterchange | 0 | 0 | 0 | 0 | 0 | 0
Emission Cost by Reporting Type: PJM_ROR
ReportingType | 2015 | 2020 | 2025 | 2030 | 2035 | 2040
BM | 0 | 0 | 0 | 0 | 0 | 0
CC | 0 | 0 | 0 | 0 | 0 | 0
CSP | 0 | 0 | 0 | 0 | 0 | 0
CT | 0 | 0 | 0 | 0 | 0 | 0
Coal | 0 | 0 | 0 | 0 | 0 | 0
Geo | 0 | 0 | 0 | 0 | 0 | 0
H | 0 | 0 | 0 | 0 | 0 | 0
LFG | 0 | 0 | 0 | 0 | 0 | 0
Nuc | 0 | 0 | 0 | 0 | 0 | 0
PS | 0 | 0 | 0 | 0 | 0 | 0
PV | 0 | 0 | 0 | 0 | 0 | 0
PeakG | 0 | 0 | 0 | 0 | 0 | 0
PeakO | 0 | 0 | 0 | 0 | 0 | 0
ST | 0 | 0 | 0 | 0 | 0 | 0
STOG | 0 | 0 | 0 | 0 | 0 | 0
STWD | 0 | 0 | 0 | 0 | 0 | 0
WT | 0 | 0 | 0 | 0 | 0 | 0
IGCC | 0 | 0 | 0 | 0 | 0 | 0
DemandResponse | 0 | 0 | 0 | 0 | 0 | 0
IGCC-CCS | 0 | 0 | 0 | 0 | 0 | 0
WT_off | 0 | 0 | 0 | 0 | 0 | 0
PseudoUnit | 0 | 0 | 0 | 0 | 0 | 0
FixedInterchange | 0 | 0 | 0 | 0 | 0 | 0
Emission Cost by Reporting Type: SOCO
ReportingType | 2015 | 2020 | 2025 | 2030 | 2035 | 2040
BM | 0 | 0 | 0 | 0 | 0 | 0
CC | 0 | 0 | 0 | 0 | 0 | 0
CSP | 0 | 0 | 0 | 0 | 0 | 0
CT | 0 | 0 | 0 | 0 | 0 | 0
Coal | 0 | 0 | 0 | 0 | 0 | 0
Geo | 0 | 0 | 0 | 0 | 0 | 0
H | 0 | 0 | 0 | 0 | 0 | 0
LFG | 0 | 0 | 0 | 0 | 0 | 0
Nuc | 0 | 0 | 0 | 0 | 0 | 0
PS | 0 | 0 | 0 | 0 | 0 | 0
PV | 0 | 0 | 0 | 0 | 0 | 0
PeakG | 0 | 0 | 0 | 0 | 0 | 0
PeakO | 0 | 0 | 0 | 0 | 0 | 0
ST | 0 | 0 | 0 | 0 | 0 | 0
STOG | 0 | 0 | 0 | 0 | 0 | 0
STWD | 0 | 0 | 0 | 0 | 0 | 0
WT | 0 | 0 | 0 | 0 | 0 | 0
IGCC | 0 | 0 | 0 | 0 | 0 | 0
DemandResponse | 0 | 0 | 0 | 0 | 0 | 0
IGCC-CCS | 0 | 0 | 0 | 0 | 0 | 0
WT_off | 0 | 0 | 0 | 0 | 0 | 0
PseudoUnit | 0 | 0 | 0 | 0 | 0 | 0
FixedInterchange | 0 | 0 | 0 | 0 | 0 | 0
Emission Cost by Reporting Type: SPP_N
ReportingType | 2015 | 2020 | 2025 | 2030 | 2035 | 2040
BM | 0 | 0 | 0 | 0 | 0 | 0
CC | 0 | 0 | 0 | 0 | 0 | 0
CSP | 0 | 0 | 0 | 0 | 0 | 0
CT | 0 | 0 | 0 | 0 | 0 | 0
Coal | 0 | 0 | 0 | 0 | 0 | 0
Geo | 0 | 0 | 0 | 0 | 0 | 0
H | 0 | 0 | 0 | 0 | 0 | 0
LFG | 0 | 0 | 0 | 0 | 0 | 0
Nuc | 0 | 0 | 0 | 0 | 0 | 0
PS | 0 | 0 | 0 | 0 | 0 | 0
PV | 0 | 0 | 0 | 0 | 0 | 0
PeakG | 0 | 0 | 0 | 0 | 0 | 0
PeakO | 0 | 0 | 0 | 0 | 0 | 0
ST | 0 | 0 | 0 | 0 | 0 | 0
STOG | 0 | 0 | 0 | 0 | 0 | 0
STWD | 0 | 0 | 0 | 0 | 0 | 0
WT | 0 | 0 | 0 | 0 | 0 | 0
IGCC | 0 | 0 | 0 | 0 | 0 | 0
DemandResponse | 0 | 0 | 0 | 0 | 0 | 0
IGCC-CCS | 0 | 0 | 0 | 0 | 0 | 0
WT_off | 0 | 0 | 0 | 0 | 0 | 0
PseudoUnit | 0 | 0 | 0 | 0 | 0 | 0
FixedInterchange | 0 | 0 | 0 | 0 | 0 | 0
Emission Cost by Reporting Type: SPP_S
ReportingType | 2015 | 2020 | 2025 | 2030 | 2035 | 2040
BM | 0 | 0 | 0 | 0 | 0 | 0
CC | 0 | 0 | 0 | 0 | 0 | 0
CSP | 0 | 0 | 0 | 0 | 0 | 0
CT | 0 | 0 | 0 | 0 | 0 | 0
Coal | 0 | 0 | 0 | 0 | 0 | 0
Geo | 0 | 0 | 0 | 0 | 0 | 0
H | 0 | 0 | 0 | 0 | 0 | 0
LFG | 0 | 0 | 0 | 0 | 0 | 0
Nuc | 0 | 0 | 0 | 0 | 0 | 0
PS | 0 | 0 | 0 | 0 | 0 | 0
PV | 0 | 0 | 0 | 0 | 0 | 0
PeakG | 0 | 0 | 0 | 0 | 0 | 0
PeakO | 0 | 0 | 0 | 0 | 0 | 0
ST | 0 | 0 | 0 | 0 | 0 | 0
STOG | 0 | 0 | 0 | 0 | 0 | 0
STWD | 0 | 0 | 0 | 0 | 0 | 0
WT | 0 | 0 | 0 | 0 | 0 | 0
IGCC | 0 | 0 | 0 | 0 | 0 | 0
DemandResponse | 0 | 0 | 0 | 0 | 0 | 0
IGCC-CCS | 0 | 0 | 0 | 0 | 0 | 0
WT_off | 0 | 0 | 0 | 0 | 0 | 0
PseudoUnit | 0 | 0 | 0 | 0 | 0 | 0
FixedInterchange | 0 | 0 | 0 | 0 | 0 | 0
Emission Cost by Reporting Type: TVA
ReportingType | 2015 | 2020 | 2025 | 2030 | 2035 | 2040
BM | 0 | 0 | 0 | 0 | 0 | 0
CC | 0 | 0 | 0 | 0 | 0 | 0
CSP | 0 | 0 | 0 | 0 | 0 | 0
CT | 0 | 0 | 0 | 0 | 0 | 0
Coal | 0 | 0 | 0 | 0 | 0 | 0
Geo | 0 | 0 | 0 | 0 | 0 | 0
H | 0 | 0 | 0 | 0 | 0 | 0
LFG | 0 | 0 | 0 | 0 | 0 | 0
Nuc | 0 | 0 | 0 | 0 | 0 | 0
PS | 0 | 0 | 0 | 0 | 0 | 0
PV | 0 | 0 | 0 | 0 | 0 | 0
PeakG | 0 | 0 | 0 | 0 | 0 | 0
PeakO | 0 | 0 | 0 | 0 | 0 | 0
ST | 0 | 0 | 0 | 0 | 0 | 0
STOG | 0 | 0 | 0 | 0 | 0 | 0
STWD | 0 | 0 | 0 | 0 | 0 | 0
WT | 0 | 0 | 0 | 0 | 0 | 0
IGCC | 0 | 0 | 0 | 0 | 0 | 0
DemandResponse | 0 | 0 | 0 | 0 | 0 | 0
IGCC-CCS | 0 | 0 | 0 | 0 | 0 | 0
WT_off | 0 | 0 | 0 | 0 | 0 | 0
PseudoUnit | 0 | 0 | 0 | 0 | 0 | 0
FixedInterchange | 0 | 0 | 0 | 0 | 0 | 0
Emission Cost by Reporting Type: TVA_Transmission
ReportingType | 2015 | 2020 | 2025 | 2030 | 2035 | 2040
BM | 0 | 0 | 0 | 0 | 0 | 0
CC | 0 | 0 | 0 | 0 | 0 | 0
CSP | 0 | 0 | 0 | 0 | 0 | 0
CT | 0 | 0 | 0 | 0 | 0 | 0
Coal | 0 | 0 | 0 | 0 | 0 | 0
Geo | 0 | 0 | 0 | 0 | 0 | 0
H | 0 | 0 | 0 | 0 | 0 | 0
LFG | 0 | 0 | 0 | 0 | 0 | 0
Nuc | 0 | 0 | 0 | 0 | 0 | 0
PS | 0 | 0 | 0 | 0 | 0 | 0
PV | 0 | 0 | 0 | 0 | 0 | 0
PeakG | 0 | 0 | 0 | 0 | 0 | 0
PeakO | 0 | 0 | 0 | 0 | 0 | 0
ST | 0 | 0 | 0 | 0 | 0 | 0
STOG | 0 | 0 | 0 | 0 | 0 | 0
STWD | 0 | 0 | 0 | 0 | 0 | 0
WT | 0 | 0 | 0 | 0 | 0 | 0
IGCC | 0 | 0 | 0 | 0 | 0 | 0
DemandResponse | 0 | 0 | 0 | 0 | 0 | 0
IGCC-CCS | 0 | 0 | 0 | 0 | 0 | 0
WT_off | 0 | 0 | 0 | 0 | 0 | 0
PseudoUnit | 0 | 0 | 0 | 0 | 0 | 0
FixedInterchange | 0 | 0 | 0 | 0 | 0 | 0
Emission Cost by Reporting Type: VACAR
ReportingType | 2015 | 2020 | 2025 | 2030 | 2035 | 2040
BM | 0 | 0 | 0 | 0 | 0 | 0
CC | 0 | 0 | 0 | 0 | 0 | 0
CSP | 0 | 0 | 0 | 0 | 0 | 0
CT | 0 | 0 | 0 | 0 | 0 | 0
Coal | 0 | 0 | 0 | 0 | 0 | 0
Geo | 0 | 0 | 0 | 0 | 0 | 0
H | 0 | 0 | 0 | 0 | 0 | 0
LFG | 0 | 0 | 0 | 0 | 0 | 0
Nuc | 0 | 0 | 0 | 0 | 0 | 0
PS | 0 | 0 | 0 | 0 | 0 | 0
PV | 0 | 0 | 0 | 0 | 0 | 0
PeakG | 0 | 0 | 0 | 0 | 0 | 0
PeakO | 0 | 0 | 0 | 0 | 0 | 0
ST | 0 | 0 | 0 | 0 | 0 | 0
STOG | 0 | 0 | 0 | 0 | 0 | 0
STWD | 0 | 0 | 0 | 0 | 0 | 0
WT | 0 | 0 | 0 | 0 | 0 | 0
IGCC | 0 | 0 | 0 | 0 | 0 | 0
DemandResponse | 0 | 0 | 0 | 0 | 0 | 0
IGCC-CCS | 0 | 0 | 0 | 0 | 0 | 0
WT_off | 0 | 0 | 0 | 0 | 0 | 0
PseudoUnit | 0 | 0 | 0 | 0 | 0 | 0
FixedInterchange | 0 | 0 | 0 | 0 | 0 | 0
Emission Cost by Reporting Type: IESO
ReportingType | 2015 | 2020 | 2025 | 2030 | 2035 | 2040
BM | 0 | 0 | 0 | 0 | 0 | 0
CC | 0 | 0 | 0 | 0 | 0 | 0
CSP | 0 | 0 | 0 | 0 | 0 | 0
CT | 0 | 0 | 0 | 0 | 0 | 0
Coal | 0 | 0 | 0 | 0 | 0 | 0
Geo | 0 | 0 | 0 | 0 | 0 | 0
H | 0 | 0 | 0 | 0 | 0 | 0
LFG | 0 | 0 | 0 | 0 | 0 | 0
Nuc | 0 | 0 | 0 | 0 | 0 | 0
PS | 0 | 0 | 0 | 0 | 0 | 0
PV | 0 | 0 | 0 | 0 | 0 | 0
PeakG | 0 | 0 | 0 | 0 | 0 | 0
PeakO | 0 | 0 | 0 | 0 | 0 | 0
ST | 0 | 0 | 0 | 0 | 0 | 0
STOG | 0 | 0 | 0 | 0 | 0 | 0
STWD | 0 | 0 | 0 | 0 | 0 | 0
WT | 0 | 0 | 0 | 0 | 0 | 0
IGCC | 0 | 0 | 0 | 0 | 0 | 0
DemandResponse | 0 | 0 | 0 | 0 | 0 | 0
IGCC-CCS | 0 | 0 | 0 | 0 | 0 | 0
WT_off | 0 | 0 | 0 | 0 | 0 | 0
PseudoUnit | 0 | 0 | 0 | 0 | 0 | 0
FixedInterchange | 0 | 0 | 0 | 0 | 0 | 0
Emission Cost by Reporting Type: MAPP_CA
ReportingType | 2015 | 2020 | 2025 | 2030 | 2035 | 2040
BM | 0 | 0 | 0 | 0 | 0 | 0
CC | 0 | 0 | 0 | 0 | 0 | 0
CSP | 0 | 0 | 0 | 0 | 0 | 0
CT | 0 | 0 | 0 | 0 | 0 | 0
Coal | 0 | 0 | 0 | 0 | 0 | 0
Geo | 0 | 0 | 0 | 0 | 0 | 0
H | 0 | 0 | 0 | 0 | 0 | 0
LFG | 0 | 0 | 0 | 0 | 0 | 0
Nuc | 0 | 0 | 0 | 0 | 0 | 0
PS | 0 | 0 | 0 | 0 | 0 | 0
PV | 0 | 0 | 0 | 0 | 0 | 0
PeakG | 0 | 0 | 0 | 0 | 0 | 0
PeakO | 0 | 0 | 0 | 0 | 0 | 0
ST | 0 | 0 | 0 | 0 | 0 | 0
STOG | 0 | 0 | 0 | 0 | 0 | 0
STWD | 0 | 0 | 0 | 0 | 0 | 0
WT | 0 | 0 | 0 | 0 | 0 | 0
IGCC | 0 | 0 | 0 | 0 | 0 | 0
DemandResponse | 0 | 0 | 0 | 0 | 0 | 0
IGCC-CCS | 0 | 0 | 0 | 0 | 0 | 0
WT_off | 0 | 0 | 0 | 0 | 0 | 0
PseudoUnit | 0 | 0 | 0 | 0 | 0 | 0
FixedInterchange | 0 | 0 | 0 | 0 | 0 | 0
Emission Cost by Reporting Type: AZ_NM_SNV_Coal
ReportingType | 2015 | 2020 | 2025 | 2030 | 2035 | 2040
BM | 0 | 0 | 0 | 0 | 0 | 0
CC | 0 | 0 | 0 | 0 | 0 | 0
CSP | 0 | 0 | 0 | 0 | 0 | 0
CT | 0 | 0 | 0 | 0 | 0 | 0
Coal | 0 | 0 | 0 | 0 | 0 | 0
Geo | 0 | 0 | 0 | 0 | 0 | 0
H | 0 | 0 | 0 | 0 | 0 | 0
LFG | 0 | 0 | 0 | 0 | 0 | 0
Nuc | 0 | 0 | 0 | 0 | 0 | 0
PS | 0 | 0 | 0 | 0 | 0 | 0
PV | 0 | 0 | 0 | 0 | 0 | 0
PeakG | 0 | 0 | 0 | 0 | 0 | 0
PeakO | 0 | 0 | 0 | 0 | 0 | 0
ST | 0 | 0 | 0 | 0 | 0 | 0
STOG | 0 | 0 | 0 | 0 | 0 | 0
STWD | 0 | 0 | 0 | 0 | 0 | 0
WT | 0 | 0 | 0 | 0 | 0 | 0
IGCC | 0 | 0 | 0 | 0 | 0 | 0
DemandResponse | 0 | 0 | 0 | 0 | 0 | 0
IGCC-CCS | 0 | 0 | 0 | 0 | 0 | 0
WT_off | 0 | 0 | 0 | 0 | 0 | 0
PseudoUnit | 0 | 0 | 0 | 0 | 0 | 0
FixedInterchange | 0 | 0 | 0 | 0 | 0 | 0
Emission Cost by Reporting Type: AZ_NM_SNV_Gas
ReportingType | 2015 | 2020 | 2025 | 2030 | 2035 | 2040
BM | 0 | 0 | 0 | 0 | 0 | 0
CC | 0 | 0 | 0 | 0 | 0 | 0
CSP | 0 | 0 | 0 | 0 | 0 | 0
CT | 0 | 0 | 0 | 0 | 0 | 0
Coal | 0 | 0 | 0 | 0 | 0 | 0
Geo | 0 | 0 | 0 | 0 | 0 | 0
H | 0 | 0 | 0 | 0 | 0 | 0
LFG | 0 | 0 | 0 | 0 | 0 | 0
Nuc | 0 | 0 | 0 | 0 | 0 | 0
PS | 0 | 0 | 0 | 0 | 0 | 0
PV | 0 | 0 | 0 | 0 | 0 | 0
PeakG | 0 | 0 | 0 | 0 | 0 | 0
PeakO | 0 | 0 | 0 | 0 | 0 | 0
ST | 0 | 0 | 0 | 0 | 0 | 0
STOG | 0 | 0 | 0 | 0 | 0 | 0
STWD | 0 | 0 | 0 | 0 | 0 | 0
WT | 0 | 0 | 0 | 0 | 0 | 0
IGCC | 0 | 0 | 0 | 0 | 0 | 0
DemandResponse | 0 | 0 | 0 | 0 | 0 | 0
IGCC-CCS | 0 | 0 | 0 | 0 | 0 | 0
WT_off | 0 | 0 | 0 | 0 | 0 | 0
PseudoUnit | 0 | 0 | 0 | 0 | 0 | 0
FixedInterchange | 0 | 0 | 0 | 0 | 0 | 0
Emission Cost by Reporting Type: AZ_NM_SNV_NucRenew
ReportingType | 2015 | 2020 | 2025 | 2030 | 2035 | 2040
BM | 0 | 0 | 0 | 0 | 0 | 0
CC | 0 | 0 | 0 | 0 | 0 | 0
CSP | 0 | 0 | 0 | 0 | 0 | 0
CT | 0 | 0 | 0 | 0 | 0 | 0
Coal | 0 | 0 | 0 | 0 | 0 | 0
Geo | 0 | 0 | 0 | 0 | 0 | 0
H | 0 | 0 | 0 | 0 | 0 | 0
LFG | 0 | 0 | 0 | 0 | 0 | 0
Nuc | 0 | 0 | 0 | 0 | 0 | 0
PS | 0 | 0 | 0 | 0 | 0 | 0
PV | 0 | 0 | 0 | 0 | 0 | 0
PeakG | 0 | 0 | 0 | 0 | 0 | 0
PeakO | 0 | 0 | 0 | 0 | 0 | 0
ST | 0 | 0 | 0 | 0 | 0 | 0
STOG | 0 | 0 | 0 | 0 | 0 | 0
STWD | 0 | 0 | 0 | 0 | 0 | 0
WT | 0 | 0 | 0 | 0 | 0 | 0
IGCC | 0 | 0 | 0 | 0 | 0 | 0
DemandResponse | 0 | 0 | 0 | 0 | 0 | 0
IGCC-CCS | 0 | 0 | 0 | 0 | 0 | 0
WT_off | 0 | 0 | 0 | 0 | 0 | 0
PseudoUnit | 0 | 0 | 0 | 0 | 0 | 0
FixedInterchange | 0 | 0 | 0 | 0 | 0 | 0
Emission Cost by Reporting Type: ERCOT
ReportingType | 2015 | 2020 | 2025 | 2030 | 2035 | 2040
BM | 0 | 0 | 0 | 0 | 0 | 0
CC | 0 | 0 | 0 | 0 | 0 | 0
CSP | 0 | 0 | 0 | 0 | 0 | 0
CT | 0 | 0 | 0 | 0 | 0 | 0
Coal | 0 | 0 | 0 | 0 | 0 | 0
Geo | 0 | 0 | 0 | 0 | 0 | 0
H | 0 | 0 | 0 | 0 | 0 | 0
LFG | 0 | 0 | 0 | 0 | 0 | 0
Nuc | 0 | 0 | 0 | 0 | 0 | 0
PS | 0 | 0 | 0 | 0 | 0 | 0
PV | 0 | 0 | 0 | 0 | 0 | 0
PeakG | 0 | 0 | 0 | 0 | 0 | 0
PeakO | 0 | 0 | 0 | 0 | 0 | 0
ST | 0 | 0 | 0 | 0 | 0 | 0
STOG | 0 | 0 | 0 | 0 | 0 | 0
STWD | 0 | 0 | 0 | 0 | 0 | 0
WT | 0 | 0 | 0 | 0 | 0 | 0
IGCC | 0 | 0 | 0 | 0 | 0 | 0
DemandResponse | 0 | 0 | 0 | 0 | 0 | 0
IGCC-CCS | 0 | 0 | 0 | 0 | 0 | 0
WT_off | 0 | 0 | 0 | 0 | 0 | 0
PseudoUnit | 0 | 0 | 0 | 0 | 0 | 0
FixedInterchange | 0 | 0 | 0 | 0 | 0 | 0
Emission Cost by Reporting Type: NP15
ReportingType | 2015 | 2020 | 2025 | 2030 | 2035 | 2040
BM | 0 | 0 | 0 | 0 | 0 | 0
CC | 0 | 0 | 0 | 0 | 0 | 0
CSP | 0 | 0 | 0 | 0 | 0 | 0
CT | 0 | 0 | 0 | 0 | 0 | 0
Coal | 0 | 0 | 0 | 0 | 0 | 0
Geo | 0 | 0 | 0 | 0 | 0 | 0
H | 0 | 0 | 0 | 0 | 0 | 0
LFG | 0 | 0 | 0 | 0 | 0 | 0
Nuc | 0 | 0 | 0 | 0 | 0 | 0
PS | 0 | 0 | 0 | 0 | 0 | 0
PV | 0 | 0 | 0 | 0 | 0 | 0
PeakG | 0 | 0 | 0 | 0 | 0 | 0
PeakO | 0 | 0 | 0 | 0 | 0 | 0
ST | 0 | 0 | 0 | 0 | 0 | 0
STOG | 0 | 0 | 0 | 0 | 0 | 0
STWD | 0 | 0 | 0 | 0 | 0 | 0
WT | 0 | 0 | 0 | 0 | 0 | 0
IGCC | 0 | 0 | 0 | 0 | 0 | 0
DemandResponse | 0 | 0 | 0 | 0 | 0 | 0
IGCC-CCS | 0 | 0 | 0 | 0 | 0 | 0
WT_off | 0 | 0 | 0 | 0 | 0 | 0
PseudoUnit | 0 | 0 | 0 | 0 | 0 | 0
FixedInterchange | 0 | 0 | 0 | 0 | 0 | 0
Emission Cost by Reporting Type: NWPP_Coal
ReportingType | 2015 | 2020 | 2025 | 2030 | 2035 | 2040
BM | 0 | 0 | 0 | 0 | 0 | 0
CC | 0 | 0 | 0 | 0 | 0 | 0
CSP | 0 | 0 | 0 | 0 | 0 | 0
CT | 0 | 0 | 0 | 0 | 0 | 0
Coal | 0 | 0 | 0 | 0 | 0 | 0
Geo | 0 | 0 | 0 | 0 | 0 | 0
H | 0 | 0 | 0 | 0 | 0 | 0
LFG | 0 | 0 | 0 | 0 | 0 | 0
Nuc | 0 | 0 | 0 | 0 | 0 | 0
PS | 0 | 0 | 0 | 0 | 0 | 0
PV | 0 | 0 | 0 | 0 | 0 | 0
PeakG | 0 | 0 | 0 | 0 | 0 | 0
PeakO | 0 | 0 | 0 | 0 | 0 | 0
ST | 0 | 0 | 0 | 0 | 0 | 0
STOG | 0 | 0 | 0 | 0 | 0 | 0
STWD | 0 | 0 | 0 | 0 | 0 | 0
WT | 0 | 0 | 0 | 0 | 0 | 0
IGCC | 0 | 0 | 0 | 0 | 0 | 0
DemandResponse | 0 | 0 | 0 | 0 | 0 | 0
IGCC-CCS | 0 | 0 | 0 | 0 | 0 | 0
WT_off | 0 | 0 | 0 | 0 | 0 | 0
PseudoUnit | 0 | 0 | 0 | 0 | 0 | 0
FixedInterchange | 0 | 0 | 0 | 0 | 0 | 0
Emission Cost by Reporting Type: NWPP_Gas
ReportingType | 2015 | 2020 | 2025 | 2030 | 2035 | 2040
BM | 0 | 0 | 0 | 0 | 0 | 0
CC | 0 | 0 | 0 | 0 | 0 | 0
CSP | 0 | 0 | 0 | 0 | 0 | 0
CT | 0 | 0 | 0 | 0 | 0 | 0
Coal | 0 | 0 | 0 | 0 | 0 | 0
Geo | 0 | 0 | 0 | 0 | 0 | 0
H | 0 | 0 | 0 | 0 | 0 | 0
LFG | 0 | 0 | 0 | 0 | 0 | 0
Nuc | 0 | 0 | 0 | 0 | 0 | 0
PS | 0 | 0 | 0 | 0 | 0 | 0
PV | 0 | 0 | 0 | 0 | 0 | 0
PeakG | 0 | 0 | 0 | 0 | 0 | 0
PeakO | 0 | 0 | 0 | 0 | 0 | 0
ST | 0 | 0 | 0 | 0 | 0 | 0
STOG | 0 | 0 | 0 | 0 | 0 | 0
STWD | 0 | 0 | 0 | 0 | 0 | 0
WT | 0 | 0 | 0 | 0 | 0 | 0
IGCC | 0 | 0 | 0 | 0 | 0 | 0
DemandResponse | 0 | 0 | 0 | 0 | 0 | 0
IGCC-CCS | 0 | 0 | 0 | 0 | 0 | 0
WT_off | 0 | 0 | 0 | 0 | 0 | 0
PseudoUnit | 0 | 0 | 0 | 0 | 0 | 0
FixedInterchange | 0 | 0 | 0 | 0 | 0 | 0
Emission Cost by Reporting Type: NWPP_NucRenew
ReportingType | 2015 | 2020 | 2025 | 2030 | 2035 | 2040
BM | 0 | 0 | 0 | 0 | 0 | 0
CC | 0 | 0 | 0 | 0 | 0 | 0
CSP | 0 | 0 | 0 | 0 | 0 | 0
CT | 0 | 0 | 0 | 0 | 0 | 0
Coal | 0 | 0 | 0 | 0 | 0 | 0
Geo | 0 | 0 | 0 | 0 | 0 | 0
H | 0 | 0 | 0 | 0 | 0 | 0
LFG | 0 | 0 | 0 | 0 | 0 | 0
Nuc | 0 | 0 | 0 | 0 | 0 | 0
PS | 0 | 0 | 0 | 0 | 0 | 0
PV | 0 | 0 | 0 | 0 | 0 | 0
PeakG | 0 | 0 | 0 | 0 | 0 | 0
PeakO | 0 | 0 | 0 | 0 | 0 | 0
ST | 0 | 0 | 0 | 0 | 0 | 0
STOG | 0 | 0 | 0 | 0 | 0 | 0
STWD | 0 | 0 | 0 | 0 | 0 | 0
WT | 0 | 0 | 0 | 0 | 0 | 0
IGCC | 0 | 0 | 0 | 0 | 0 | 0
DemandResponse | 0 | 0 | 0 | 0 | 0 | 0
IGCC-CCS | 0 | 0 | 0 | 0 | 0 | 0
WT_off | 0 | 0 | 0 | 0 | 0 | 0
PseudoUnit | 0 | 0 | 0 | 0 | 0 | 0
FixedInterchange | 0 | 0 | 0 | 0 | 0 | 0
Emission Cost by Reporting Type: RMPA
ReportingType | 2015 | 2020 | 2025 | 2030 | 2035 | 2040
BM | 0 | 0 | 0 | 0 | 0 | 0
CC | 0 | 0 | 0 | 0 | 0 | 0
CSP | 0 | 0 | 0 | 0 | 0 | 0
CT | 0 | 0 | 0 | 0 | 0 | 0
Coal | 0 | 0 | 0 | 0 | 0 | 0
Geo | 0 | 0 | 0 | 0 | 0 | 0
H | 0 | 0 | 0 | 0 | 0 | 0
LFG | 0 | 0 | 0 | 0 | 0 | 0
Nuc | 0 | 0 | 0 | 0 | 0 | 0
PS | 0 | 0 | 0 | 0 | 0 | 0
PV | 0 | 0 | 0 | 0 | 0 | 0
PeakG | 0 | 0 | 0 | 0 | 0 | 0
PeakO | 0 | 0 | 0 | 0 | 0 | 0
ST | 0 | 0 | 0 | 0 | 0 | 0
STOG | 0 | 0 | 0 | 0 | 0 | 0
STWD | 0 | 0 | 0 | 0 | 0 | 0
WT | 0 | 0 | 0 | 0 | 0 | 0
IGCC | 0 | 0 | 0 | 0 | 0 | 0
DemandResponse | 0 | 0 | 0 | 0 | 0 | 0
IGCC-CCS | 0 | 0 | 0 | 0 | 0 | 0
WT_off | 0 | 0 | 0 | 0 | 0 | 0
PseudoUnit | 0 | 0 | 0 | 0 | 0 | 0
FixedInterchange | 0 | 0 | 0 | 0 | 0 | 0
Emission Cost by Reporting Type: SP15
ReportingType | 2015 | 2020 | 2025 | 2030 | 2035 | 2040
BM | 0 | 0 | 0 | 0 | 0 | 0
CC | 0 | 0 | 0 | 0 | 0 | 0
CSP | 0 | 0 | 0 | 0 | 0 | 0
CT | 0 | 0 | 0 | 0 | 0 | 0
Coal | 0 | 0 | 0 | 0 | 0 | 0
Geo | 0 | 0 | 0 | 0 | 0 | 0
H | 0 | 0 | 0 | 0 | 0 | 0
LFG | 0 | 0 | 0 | 0 | 0 | 0
Nuc | 0 | 0 | 0 | 0 | 0 | 0
PS | 0 | 0 | 0 | 0 | 0 | 0
PV | 0 | 0 | 0 | 0 | 0 | 0
PeakG | 0 | 0 | 0 | 0 | 0 | 0
PeakO | 0 | 0 | 0 | 0 | 0 | 0
ST | 0 | 0 | 0 | 0 | 0 | 0
STOG | 0 | 0 | 0 | 0 | 0 | 0
STWD | 0 | 0 | 0 | 0 | 0 | 0
WT | 0 | 0 | 0 | 0 | 0 | 0
IGCC | 0 | 0 | 0 | 0 | 0 | 0
DemandResponse | 0 | 0 | 0 | 0 | 0 | 0
IGCC-CCS | 0 | 0 | 0 | 0 | 0 | 0
WT_off | 0 | 0 | 0 | 0 | 0 | 0
PseudoUnit | 0 | 0 | 0 | 0 | 0 | 0
FixedInterchange | 0 | 0 | 0 | 0 | 0 | 0
Emission Cost by Reporting Type: ALB
ReportingType | 2015 | 2020 | 2025 | 2030 | 2035 | 2040
BM | 0 | 0 | 0 | 0 | 0 | 0
CC | 0 | 0 | 0 | 0 | 0 | 0
CSP | 0 | 0 | 0 | 0 | 0 | 0
CT | 0 | 0 | 0 | 0 | 0 | 0
Coal | 0 | 0 | 0 | 0 | 0 | 0
Geo | 0 | 0 | 0 | 0 | 0 | 0
H | 0 | 0 | 0 | 0 | 0 | 0
LFG | 0 | 0 | 0 | 0 | 0 | 0
Nuc | 0 | 0 | 0 | 0 | 0 | 0
PS | 0 | 0 | 0 | 0 | 0 | 0
PV | 0 | 0 | 0 | 0 | 0 | 0
PeakG | 0 | 0 | 0 | 0 | 0 | 0
PeakO | 0 | 0 | 0 | 0 | 0 | 0
ST | 0 | 0 | 0 | 0 | 0 | 0
STOG | 0 | 0 | 0 | 0 | 0 | 0
STWD | 0 | 0 | 0 | 0 | 0 | 0
WT | 0 | 0 | 0 | 0 | 0 | 0
IGCC | 0 | 0 | 0 | 0 | 0 | 0
DemandResponse | 0 | 0 | 0 | 0 | 0 | 0
IGCC-CCS | 0 | 0 | 0 | 0 | 0 | 0
WT_off | 0 | 0 | 0 | 0 | 0 | 0
PseudoUnit | 0 | 0 | 0 | 0 | 0 | 0
FixedInterchange | 0 | 0 | 0 | 0 | 0 | 0
Emission Cost by Reporting Type: BC
ReportingType | 2015 | 2020 | 2025 | 2030 | 2035 | 2040
BM | 0 | 0 | 0 | 0 | 0 | 0
CC | 0 | 0 | 0 | 0 | 0 | 0
CSP | 0 | 0 | 0 | 0 | 0 | 0
CT | 0 | 0 | 0 | 0 | 0 | 0
Coal | 0 | 0 | 0 | 0 | 0 | 0
Geo | 0 | 0 | 0 | 0 | 0 | 0
H | 0 | 0 | 0 | 0 | 0 | 0
LFG | 0 | 0 | 0 | 0 | 0 | 0
Nuc | 0 | 0 | 0 | 0 | 0 | 0
PS | 0 | 0 | 0 | 0 | 0 | 0
PV | 0 | 0 | 0 | 0 | 0 | 0
PeakG | 0 | 0 | 0 | 0 | 0 | 0
PeakO | 0 | 0 | 0 | 0 | 0 | 0
ST | 0 | 0 | 0 | 0 | 0 | 0
STOG | 0 | 0 | 0 | 0 | 0 | 0
STWD | 0 | 0 | 0 | 0 | 0 | 0
WT | 0 | 0 | 0 | 0 | 0 | 0
IGCC | 0 | 0 | 0 | 0 | 0 | 0
DemandResponse | 0 | 0 | 0 | 0 | 0 | 0
IGCC-CCS | 0 | 0 | 0 | 0 | 0 | 0
WT_off | 0 | 0 | 0 | 0 | 0 | 0
PseudoUnit | 0 | 0 | 0 | 0 | 0 | 0
FixedInterchange | 0 | 0 | 0 | 0 | 0 | 0
Emission Cost by Reporting Type: HQ_IESO
ReportingType | 2015 | 2020 | 2025 | 2030 | 2035 | 2040
BM | 0 | 0 | 0 | 0 | 0 | 0
CC | 0 | 0 | 0 | 0 | 0 | 0
CSP | 0 | 0 | 0 | 0 | 0 | 0
CT | 0 | 0 | 0 | 0 | 0 | 0
Coal | 0 | 0 | 0 | 0 | 0 | 0
Geo | 0 | 0 | 0 | 0 | 0 | 0
H | 0 | 0 | 0 | 0 | 0 | 0
LFG | 0 | 0 | 0 | 0 | 0 | 0
Nuc | 0 | 0 | 0 | 0 | 0 | 0
PS | 0 | 0 | 0 | 0 | 0 | 0
PV | 0 | 0 | 0 | 0 | 0 | 0
PeakG | 0 | 0 | 0 | 0 | 0 | 0
PeakO | 0 | 0 | 0 | 0 | 0 | 0
ST | 0 | 0 | 0 | 0 | 0 | 0
STOG | 0 | 0 | 0 | 0 | 0 | 0
STWD | 0 | 0 | 0 | 0 | 0 | 0
WT | 0 | 0 | 0 | 0 | 0 | 0
IGCC | 0 | 0 | 0 | 0 | 0 | 0
DemandResponse | 0 | 0 | 0 | 0 | 0 | 0
IGCC-CCS | 0 | 0 | 0 | 0 | 0 | 0
WT_off | 0 | 0 | 0 | 0 | 0 | 0
PseudoUnit | 0 | 0 | 0 | 0 | 0 | 0
FixedInterchange | 0 | 0 | 0 | 0 | 0 | 0
Emission Cost by Reporting Type: HQ_NEISO
ReportingType | 2015 | 2020 | 2025 | 2030 | 2035 | 2040
BM | 0 | 0 | 0 | 0 | 0 | 0
CC | 0 | 0 | 0 | 0 | 0 | 0
CSP | 0 | 0 | 0 | 0 | 0 | 0
CT | 0 | 0 | 0 | 0 | 0 | 0
Coal | 0 | 0 | 0 | 0 | 0 | 0
Geo | 0 | 0 | 0 | 0 | 0 | 0
H | 0 | 0 | 0 | 0 | 0 | 0
LFG | 0 | 0 | 0 | 0 | 0 | 0
Nuc | 0 | 0 | 0 | 0 | 0 | 0
PS | 0 | 0 | 0 | 0 | 0 | 0
PV | 0 | 0 | 0 | 0 | 0 | 0
PeakG | 0 | 0 | 0 | 0 | 0 | 0
PeakO | 0 | 0 | 0 | 0 | 0 | 0
ST | 0 | 0 | 0 | 0 | 0 | 0
STOG | 0 | 0 | 0 | 0 | 0 | 0
STWD | 0 | 0 | 0 | 0 | 0 | 0
WT | 0 | 0 | 0 | 0 | 0 | 0
IGCC | 0 | 0 | 0 | 0 | 0 | 0
DemandResponse | 0 | 0 | 0 | 0 | 0 | 0
IGCC-CCS | 0 | 0 | 0 | 0 | 0 | 0
WT_off | 0 | 0 | 0 | 0 | 0 | 0
PseudoUnit | 0 | 0 | 0 | 0 | 0 | 0
FixedInterchange | 0 | 0 | 0 | 0 | 0 | 0
Emission Cost by Reporting Type: HQ_NY
ReportingType | 2015 | 2020 | 2025 | 2030 | 2035 | 2040
BM | 0 | 0 | 0 | 0 | 0 | 0
CC | 0 | 0 | 0 | 0 | 0 | 0
CSP | 0 | 0 | 0 | 0 | 0 | 0
CT | 0 | 0 | 0 | 0 | 0 | 0
Coal | 0 | 0 | 0 | 0 | 0 | 0
Geo | 0 | 0 | 0 | 0 | 0 | 0
H | 0 | 0 | 0 | 0 | 0 | 0
LFG | 0 | 0 | 0 | 0 | 0 | 0
Nuc | 0 | 0 | 0 | 0 | 0 | 0
PS | 0 | 0 | 0 | 0 | 0 | 0
PV | 0 | 0 | 0 | 0 | 0 | 0
PeakG | 0 | 0 | 0 | 0 | 0 | 0
PeakO | 0 | 0 | 0 | 0 | 0 | 0
ST | 0 | 0 | 0 | 0 | 0 | 0
STOG | 0 | 0 | 0 | 0 | 0 | 0
STWD | 0 | 0 | 0 | 0 | 0 | 0
WT | 0 | 0 | 0 | 0 | 0 | 0
IGCC | 0 | 0 | 0 | 0 | 0 | 0
DemandResponse | 0 | 0 | 0 | 0 | 0 | 0
IGCC-CCS | 0 | 0 | 0 | 0 | 0 | 0
WT_off | 0 | 0 | 0 | 0 | 0 | 0
PseudoUnit | 0 | 0 | 0 | 0 | 0 | 0
FixedInterchange | 0 | 0 | 0 | 0 | 0 | 0
Emission Cost by Reporting Type: MARITIMES
ReportingType | 2015 | 2020 | 2025 | 2030 | 2035 | 2040
BM | 0 | 0 | 0 | 0 | 0 | 0
CC | 0 | 0 | 0 | 0 | 0 | 0
CSP | 0 | 0 | 0 | 0 | 0 | 0
CT | 0 | 0 | 0 | 0 | 0 | 0
Coal | 0 | 0 | 0 | 0 | 0 | 0
Geo | 0 | 0 | 0 | 0 | 0 | 0
H | 0 | 0 | 0 | 0 | 0 | 0
LFG | 0 | 0 | 0 | 0 | 0 | 0
Nuc | 0 | 0 | 0 | 0 | 0 | 0
PS | 0 | 0 | 0 | 0 | 0 | 0
PV | 0 | 0 | 0 | 0 | 0 | 0
PeakG | 0 | 0 | 0 | 0 | 0 | 0
PeakO | 0 | 0 | 0 | 0 | 0 | 0
ST | 0 | 0 | 0 | 0 | 0 | 0
STOG | 0 | 0 | 0 | 0 | 0 | 0
STWD | 0 | 0 | 0 | 0 | 0 | 0
WT | 0 | 0 | 0 | 0 | 0 | 0
IGCC | 0 | 0 | 0 | 0 | 0 | 0
DemandResponse | 0 | 0 | 0 | 0 | 0 | 0
IGCC-CCS | 0 | 0 | 0 | 0 | 0 | 0
WT_off | 0 | 0 | 0 | 0 | 0 | 0
PseudoUnit | 0 | 0 | 0 | 0 | 0 | 0
FixedInterchange | 0 | 0 | 0 | 0 | 0 | 0
Emission Cost by Reporting Type: All
ReportingType | 2015 | 2020 | 2025 | 2030 | 2035 | 2040
BM | 0 | 0 | 0 | 0 | 0 | 0
CC | 0 | 0 | 0 | 0 | 0 | 0
CSP | 0 | 0 | 0 | 0 | 0 | 0
CT | 0 | 0 | 0 | 0 | 0 | 0
Coal | 0 | 0 | 0 | 0 | 0 | 0
Geo | 0 | 0 | 0 | 0 | 0 | 0
H | 0 | 0 | 0 | 0 | 0 | 0
LFG | 0 | 0 | 0 | 0 | 0 | 0
Nuc | 0 | 0 | 0 | 0 | 0 | 0
PS | 0 | 0 | 0 | 0 | 0 | 0
PV | 0 | 0 | 0 | 0 | 0 | 0
PeakG | 0 | 0 | 0 | 0 | 0 | 0
PeakO | 0 | 0 | 0 | 0 | 0 | 0
ST | 0 | 0 | 0 | 0 | 0 | 0
STOG | 0 | 0 | 0 | 0 | 0 | 0
STWD | 0 | 0 | 0 | 0 | 0 | 0
WT | 0 | 0 | 0 | 0 | 0 | 0
IGCC | 0 | 0 | 0 | 0 | 0 | 0
DemandResponse | 0 | 0 | 0 | 0 | 0 | 0
IGCC-CCS | 0 | 0 | 0 | 0 | 0 | 0
WT_off | 0 | 0 | 0 | 0 | 0 | 0
PseudoUnit | 0 | 0 | 0 | 0 | 0 | 0
FixedInterchange | 0 | 0 | 0 | 0 | 0 | 0
Emission Cost by Reporting Type: EI_US
ReportingType | 2015 | 2020 | 2025 | 2030 | 2035 | 2040
BM | 0 | 0 | 0 | 0 | 0 | 0
CC | 0 | 0 | 0 | 0 | 0 | 0
CSP | 0 | 0 | 0 | 0 | 0 | 0
CT | 0 | 0 | 0 | 0 | 0 | 0
Coal | 0 | 0 | 0 | 0 | 0 | 0
Geo | 0 | 0 | 0 | 0 | 0 | 0
H | 0 | 0 | 0 | 0 | 0 | 0
LFG | 0 | 0 | 0 | 0 | 0 | 0
Nuc | 0 | 0 | 0 | 0 | 0 | 0
PS | 0 | 0 | 0 | 0 | 0 | 0
PV | 0 | 0 | 0 | 0 | 0 | 0
PeakG | 0 | 0 | 0 | 0 | 0 | 0
PeakO | 0 | 0 | 0 | 0 | 0 | 0
ST | 0 | 0 | 0 | 0 | 0 | 0
STOG | 0 | 0 | 0 | 0 | 0 | 0
STWD | 0 | 0 | 0 | 0 | 0 | 0
WT | 0 | 0 | 0 | 0 | 0 | 0
IGCC | 0 | 0 | 0 | 0 | 0 | 0
DemandResponse | 0 | 0 | 0 | 0 | 0 | 0
IGCC-CCS | 0 | 0 | 0 | 0 | 0 | 0
WT_off | 0 | 0 | 0 | 0 | 0 | 0
PseudoUnit | 0 | 0 | 0 | 0 | 0 | 0
FixedInterchange | 0 | 0 | 0 | 0 | 0 | 0
Emission Cost by Reporting Type: EI_Canada
ReportingType | 2015 | 2020 | 2025 | 2030 | 2035 | 2040
BM | 0 | 0 | 0 | 0 | 0 | 0
CC | 0 | 0 | 0 | 0 | 0 | 0
CSP | 0 | 0 | 0 | 0 | 0 | 0
CT | 0 | 0 | 0 | 0 | 0 | 0
Coal | 0 | 0 | 0 | 0 | 0 | 0
Geo | 0 | 0 | 0 | 0 | 0 | 0
H | 0 | 0 | 0 | 0 | 0 | 0
LFG | 0 | 0 | 0 | 0 | 0 | 0
Nuc | 0 | 0 | 0 | 0 | 0 | 0
PS | 0 | 0 | 0 | 0 | 0 | 0
PV | 0 | 0 | 0 | 0 | 0 | 0
PeakG | 0 | 0 | 0 | 0 | 0 | 0
PeakO | 0 | 0 | 0 | 0 | 0 | 0
ST | 0 | 0 | 0 | 0 | 0 | 0
STOG | 0 | 0 | 0 | 0 | 0 | 0
STWD | 0 | 0 | 0 | 0 | 0 | 0
WT | 0 | 0 | 0 | 0 | 0 | 0
IGCC | 0 | 0 | 0 | 0 | 0 | 0
DemandResponse | 0 | 0 | 0 | 0 | 0 | 0
IGCC-CCS | 0 | 0 | 0 | 0 | 0 | 0
WT_off | 0 | 0 | 0 | 0 | 0 | 0
PseudoUnit | 0 | 0 | 0 | 0 | 0 | 0
FixedInterchange | 0 | 0 | 0 | 0 | 0 | 0
Emission Cost by Reporting Type: EI
ReportingType | 2015 | 2020 | 2025 | 2030 | 2035 | 2040
BM | 0 | 0 | 0 | 0 | 0 | 0
CC | 0 | 0 | 0 | 0 | 0 | 0
CSP | 0 | 0 | 0 | 0 | 0 | 0
CT | 0 | 0 | 0 | 0 | 0 | 0
Coal | 0 | 0 | 0 | 0 | 0 | 0
Geo | 0 | 0 | 0 | 0 | 0 | 0
H | 0 | 0 | 0 | 0 | 0 | 0
LFG | 0 | 0 | 0 | 0 | 0 | 0
Nuc | 0 | 0 | 0 | 0 | 0 | 0
PS | 0 | 0 | 0 | 0 | 0 | 0
PV | 0 | 0 | 0 | 0 | 0 | 0
PeakG | 0 | 0 | 0 | 0 | 0 | 0
PeakO | 0 | 0 | 0 | 0 | 0 | 0
ST | 0 | 0 | 0 | 0 | 0 | 0
STOG | 0 | 0 | 0 | 0 | 0 | 0
STWD | 0 | 0 | 0 | 0 | 0 | 0
WT | 0 | 0 | 0 | 0 | 0 | 0
IGCC | 0 | 0 | 0 | 0 | 0 | 0
DemandResponse | 0 | 0 | 0 | 0 | 0 | 0
IGCC-CCS | 0 | 0 | 0 | 0 | 0 | 0
WT_off | 0 | 0 | 0 | 0 | 0 | 0
PseudoUnit | 0 | 0 | 0 | 0 | 0 | 0
FixedInterchange | 0 | 0 | 0 | 0 | 0 | 0
Emission Cost by Reporting Type: Outside_EI
ReportingType | 2015 | 2020 | 2025 | 2030 | 2035 | 2040
BM | 0 | 0 | 0 | 0 | 0 | 0
CC | 0 | 0 | 0 | 0 | 0 | 0
CSP | 0 | 0 | 0 | 0 | 0 | 0
CT | 0 | 0 | 0 | 0 | 0 | 0
Coal | 0 | 0 | 0 | 0 | 0 | 0
Geo | 0 | 0 | 0 | 0 | 0 | 0
H | 0 | 0 | 0 | 0 | 0 | 0
LFG | 0 | 0 | 0 | 0 | 0 | 0
Nuc | 0 | 0 | 0 | 0 | 0 | 0
PS | 0 | 0 | 0 | 0 | 0 | 0
PV | 0 | 0 | 0 | 0 | 0 | 0
PeakG | 0 | 0 | 0 | 0 | 0 | 0
PeakO | 0 | 0 | 0 | 0 | 0 | 0
ST | 0 | 0 | 0 | 0 | 0 | 0
STOG | 0 | 0 | 0 | 0 | 0 | 0
STWD | 0 | 0 | 0 | 0 | 0 | 0
WT | 0 | 0 | 0 | 0 | 0 | 0
IGCC | 0 | 0 | 0 | 0 | 0 | 0
DemandResponse | 0 | 0 | 0 | 0 | 0 | 0
IGCC-CCS | 0 | 0 | 0 | 0 | 0 | 0
WT_off | 0 | 0 | 0 | 0 | 0 | 0
PseudoUnit | 0 | 0 | 0 | 0 | 0 | 0
FixedInterchange | 0 | 0 | 0 | 0 | 0 | 0
==== Emission Program: CAIRNOxAnnual : (NOx) ====
Emission Cost by Reporting Type: Entergy
ReportingType | 2015 | 2020 | 2025 | 2030 | 2035 | 2040
BM | 0 | 0 | 0 | 0 | 0 | 0
CC | 0 | 0 | 0 | 0 | 0 | 0
CSP | 0 | 0 | 0 | 0 | 0 | 0
CT | 0 | 0 | 0 | 0 | 0 | 0
Coal | 0 | 0 | 0 | 0 | 0 | 0
Geo | 0 | 0 | 0 | 0 | 0 | 0
H | 0 | 0 | 0 | 0 | 0 | 0
LFG | 0 | 0 | 0 | 0 | 0 | 0
Nuc | 0 | 0 | 0 | 0 | 0 | 0
PS | 0 | 0 | 0 | 0 | 0 | 0
PV | 0 | 0 | 0 | 0 | 0 | 0
PeakG | 0 | 0 | 0 | 0 | 0 | 0
PeakO | 0 | 0 | 0 | 0 | 0 | 0
ST | 0 | 0 | 0 | 0 | 0 | 0
STOG | 0 | 0 | 0 | 0 | 0 | 0
STWD | 0 | 0 | 0 | 0 | 0 | 0
WT | 0 | 0 | 0 | 0 | 0 | 0
IGCC | 0 | 0 | 0 | 0 | 0 | 0
DemandResponse | 0 | 0 | 0 | 0 | 0 | 0
IGCC-CCS | 0 | 0 | 0 | 0 | 0 | 0
WT_off | 0 | 0 | 0 | 0 | 0 | 0
PseudoUnit | 0 | 0 | 0 | 0 | 0 | 0
FixedInterchange | 0 | 0 | 0 | 0 | 0 | 0
Emission Cost by Reporting Type: FRCC
ReportingType | 2015 | 2020 | 2025 | 2030 | 2035 | 2040
BM | 0 | 0 | 0 | 0 | 0 | 0
CC | 0 | 0 | 0 | 0 | 0 | 0
CSP | 0 | 0 | 0 | 0 | 0 | 0
CT | 0 | 0 | 0 | 0 | 0 | 0
Coal | 0 | 0 | 0 | 0 | 0 | 0
Geo | 0 | 0 | 0 | 0 | 0 | 0
H | 0 | 0 | 0 | 0 | 0 | 0
LFG | 0 | 0 | 0 | 0 | 0 | 0
Nuc | 0 | 0 | 0 | 0 | 0 | 0
PS | 0 | 0 | 0 | 0 | 0 | 0
PV | 0 | 0 | 0 | 0 | 0 | 0
PeakG | 0 | 0 | 0 | 0 | 0 | 0
PeakO | 0 | 0 | 0 | 0 | 0 | 0
ST | 0 | 0 | 0 | 0 | 0 | 0
STOG | 0 | 0 | 0 | 0 | 0 | 0
STWD | 0 | 0 | 0 | 0 | 0 | 0
WT | 0 | 0 | 0 | 0 | 0 | 0
IGCC | 0 | 0 | 0 | 0 | 0 | 0
DemandResponse | 0 | 0 | 0 | 0 | 0 | 0
IGCC-CCS | 0 | 0 | 0 | 0 | 0 | 0
WT_off | 0 | 0 | 0 | 0 | 0 | 0
PseudoUnit | 0 | 0 | 0 | 0 | 0 | 0
FixedInterchange | 0 | 0 | 0 | 0 | 0 | 0
Emission Cost by Reporting Type: MAPP_US
ReportingType | 2015 | 2020 | 2025 | 2030 | 2035 | 2040
BM | 0 | 0 | 0 | 0 | 0 | 0
CC | 0 | 0 | 0 | 0 | 0 | 0
CSP | 0 | 0 | 0 | 0 | 0 | 0
CT | 0 | 0 | 0 | 0 | 0 | 0
Coal | 0 | 0 | 0 | 0 | 0 | 0
Geo | 0 | 0 | 0 | 0 | 0 | 0
H | 0 | 0 | 0 | 0 | 0 | 0
LFG | 0 | 0 | 0 | 0 | 0 | 0
Nuc | 0 | 0 | 0 | 0 | 0 | 0
PS | 0 | 0 | 0 | 0 | 0 | 0
PV | 0 | 0 | 0 | 0 | 0 | 0
PeakG | 0 | 0 | 0 | 0 | 0 | 0
PeakO | 0 | 0 | 0 | 0 | 0 | 0
ST | 0 | 0 | 0 | 0 | 0 | 0
STOG | 0 | 0 | 0 | 0 | 0 | 0
STWD | 0 | 0 | 0 | 0 | 0 | 0
WT | 0 | 0 | 0 | 0 | 0 | 0
IGCC | 0 | 0 | 0 | 0 | 0 | 0
DemandResponse | 0 | 0 | 0 | 0 | 0 | 0
IGCC-CCS | 0 | 0 | 0 | 0 | 0 | 0
WT_off | 0 | 0 | 0 | 0 | 0 | 0
PseudoUnit | 0 | 0 | 0 | 0 | 0 | 0
FixedInterchange | 0 | 0 | 0 | 0 | 0 | 0
Emission Cost by Reporting Type: MISO_IN
ReportingType | 2015 | 2020 | 2025 | 2030 | 2035 | 2040
BM | 0 | 0 | 0 | 0 | 0 | 0
CC | 0 | 0 | 0 | 0 | 0 | 0
CSP | 0 | 0 | 0 | 0 | 0 | 0
CT | 0 | 0 | 0 | 0 | 0 | 0
Coal | 0 | 0 | 0 | 0 | 0 | 0
Geo | 0 | 0 | 0 | 0 | 0 | 0
H | 0 | 0 | 0 | 0 | 0 | 0
LFG | 0 | 0 | 0 | 0 | 0 | 0
Nuc | 0 | 0 | 0 | 0 | 0 | 0
PS | 0 | 0 | 0 | 0 | 0 | 0
PV | 0 | 0 | 0 | 0 | 0 | 0
PeakG | 0 | 0 | 0 | 0 | 0 | 0
PeakO | 0 | 0 | 0 | 0 | 0 | 0
ST | 0 | 0 | 0 | 0 | 0 | 0
STOG | 0 | 0 | 0 | 0 | 0 | 0
STWD | 0 | 0 | 0 | 0 | 0 | 0
WT | 0 | 0 | 0 | 0 | 0 | 0
IGCC | 0 | 0 | 0 | 0 | 0 | 0
DemandResponse | 0 | 0 | 0 | 0 | 0 | 0
IGCC-CCS | 0 | 0 | 0 | 0 | 0 | 0
WT_off | 0 | 0 | 0 | 0 | 0 | 0
PseudoUnit | 0 | 0 | 0 | 0 | 0 | 0
FixedInterchange | 0 | 0 | 0 | 0 | 0 | 0
Emission Cost by Reporting Type: MISO_MI
ReportingType | 2015 | 2020 | 2025 | 2030 | 2035 | 2040
BM | 0 | 0 | 0 | 0 | 0 | 0
CC | 0 | 0 | 0 | 0 | 0 | 0
CSP | 0 | 0 | 0 | 0 | 0 | 0
CT | 0 | 0 | 0 | 0 | 0 | 0
Coal | 0 | 0 | 0 | 0 | 0 | 0
Geo | 0 | 0 | 0 | 0 | 0 | 0
H | 0 | 0 | 0 | 0 | 0 | 0
LFG | 0 | 0 | 0 | 0 | 0 | 0
Nuc | 0 | 0 | 0 | 0 | 0 | 0
PS | 0 | 0 | 0 | 0 | 0 | 0
PV | 0 | 0 | 0 | 0 | 0 | 0
PeakG | 0 | 0 | 0 | 0 | 0 | 0
PeakO | 0 | 0 | 0 | 0 | 0 | 0
ST | 0 | 0 | 0 | 0 | 0 | 0
STOG | 0 | 0 | 0 | 0 | 0 | 0
STWD | 0 | 0 | 0 | 0 | 0 | 0
WT | 0 | 0 | 0 | 0 | 0 | 0
IGCC | 0 | 0 | 0 | 0 | 0 | 0
DemandResponse | 0 | 0 | 0 | 0 | 0 | 0
IGCC-CCS | 0 | 0 | 0 | 0 | 0 | 0
WT_off | 0 | 0 | 0 | 0 | 0 | 0
PseudoUnit | 0 | 0 | 0 | 0 | 0 | 0
FixedInterchange | 0 | 0 | 0 | 0 | 0 | 0
Emission Cost by Reporting Type: MISO_MO-IL
ReportingType | 2015 | 2020 | 2025 | 2030 | 2035 | 2040
BM | 0 | 0 | 0 | 0 | 0 | 0
CC | 0 | 0 | 0 | 0 | 0 | 0
CSP | 0 | 0 | 0 | 0 | 0 | 0
CT | 0 | 0 | 0 | 0 | 0 | 0
Coal | 0 | 0 | 0 | 0 | 0 | 0
Geo | 0 | 0 | 0 | 0 | 0 | 0
H | 0 | 0 | 0 | 0 | 0 | 0
LFG | 0 | 0 | 0 | 0 | 0 | 0
Nuc | 0 | 0 | 0 | 0 | 0 | 0
PS | 0 | 0 | 0 | 0 | 0 | 0
PV | 0 | 0 | 0 | 0 | 0 | 0
PeakG | 0 | 0 | 0 | 0 | 0 | 0
PeakO | 0 | 0 | 0 | 0 | 0 | 0
ST | 0 | 0 | 0 | 0 | 0 | 0
STOG | 0 | 0 | 0 | 0 | 0 | 0
STWD | 0 | 0 | 0 | 0 | 0 | 0
WT | 0 | 0 | 0 | 0 | 0 | 0
IGCC | 0 | 0 | 0 | 0 | 0 | 0
DemandResponse | 0 | 0 | 0 | 0 | 0 | 0
IGCC-CCS | 0 | 0 | 0 | 0 | 0 | 0
WT_off | 0 | 0 | 0 | 0 | 0 | 0
PseudoUnit | 0 | 0 | 0 | 0 | 0 | 0
FixedInterchange | 0 | 0 | 0 | 0 | 0 | 0
Emission Cost by Reporting Type: MISO_W
ReportingType | 2015 | 2020 | 2025 | 2030 | 2035 | 2040
BM | 0 | 0 | 0 | 0 | 0 | 0
CC | 0 | 0 | 0 | 0 | 0 | 0
CSP | 0 | 0 | 0 | 0 | 0 | 0
CT | 0 | 0 | 0 | 0 | 0 | 0
Coal | 0 | 0 | 0 | 0 | 0 | 0
Geo | 0 | 0 | 0 | 0 | 0 | 0
H | 0 | 0 | 0 | 0 | 0 | 0
LFG | 0 | 0 | 0 | 0 | 0 | 0
Nuc | 0 | 0 | 0 | 0 | 0 | 0
PS | 0 | 0 | 0 | 0 | 0 | 0
PV | 0 | 0 | 0 | 0 | 0 | 0
PeakG | 0 | 0 | 0 | 0 | 0 | 0
PeakO | 0 | 0 | 0 | 0 | 0 | 0
ST | 0 | 0 | 0 | 0 | 0 | 0
STOG | 0 | 0 | 0 | 0 | 0 | 0
STWD | 0 | 0 | 0 | 0 | 0 | 0
WT | 0 | 0 | 0 | 0 | 0 | 0
IGCC | 0 | 0 | 0 | 0 | 0 | 0
DemandResponse | 0 | 0 | 0 | 0 | 0 | 0
IGCC-CCS | 0 | 0 | 0 | 0 | 0 | 0
WT_off | 0 | 0 | 0 | 0 | 0 | 0
PseudoUnit | 0 | 0 | 0 | 0 | 0 | 0
FixedInterchange | 0 | 0 | 0 | 0 | 0 | 0
Emission Cost by Reporting Type: MISO_WUMS
ReportingType | 2015 | 2020 | 2025 | 2030 | 2035 | 2040
BM | 0 | 0 | 0 | 0 | 0 | 0
CC | 0 | 0 | 0 | 0 | 0 | 0
CSP | 0 | 0 | 0 | 0 | 0 | 0
CT | 0 | 0 | 0 | 0 | 0 | 0
Coal | 0 | 0 | 0 | 0 | 0 | 0
Geo | 0 | 0 | 0 | 0 | 0 | 0
H | 0 | 0 | 0 | 0 | 0 | 0
LFG | 0 | 0 | 0 | 0 | 0 | 0
Nuc | 0 | 0 | 0 | 0 | 0 | 0
PS | 0 | 0 | 0 | 0 | 0 | 0
PV | 0 | 0 | 0 | 0 | 0 | 0
PeakG | 0 | 0 | 0 | 0 | 0 | 0
PeakO | 0 | 0 | 0 | 0 | 0 | 0
ST | 0 | 0 | 0 | 0 | 0 | 0
STOG | 0 | 0 | 0 | 0 | 0 | 0
STWD | 0 | 0 | 0 | 0 | 0 | 0
WT | 0 | 0 | 0 | 0 | 0 | 0
IGCC | 0 | 0 | 0 | 0 | 0 | 0
DemandResponse | 0 | 0 | 0 | 0 | 0 | 0
IGCC-CCS | 0 | 0 | 0 | 0 | 0 | 0
WT_off | 0 | 0 | 0 | 0 | 0 | 0
PseudoUnit | 0 | 0 | 0 | 0 | 0 | 0
FixedInterchange | 0 | 0 | 0 | 0 | 0 | 0
Emission Cost by Reporting Type: Nebraska
ReportingType | 2015 | 2020 | 2025 | 2030 | 2035 | 2040
BM | 0 | 0 | 0 | 0 | 0 | 0
CC | 0 | 0 | 0 | 0 | 0 | 0
CSP | 0 | 0 | 0 | 0 | 0 | 0
CT | 0 | 0 | 0 | 0 | 0 | 0
Coal | 0 | 0 | 0 | 0 | 0 | 0
Geo | 0 | 0 | 0 | 0 | 0 | 0
H | 0 | 0 | 0 | 0 | 0 | 0
LFG | 0 | 0 | 0 | 0 | 0 | 0
Nuc | 0 | 0 | 0 | 0 | 0 | 0
PS | 0 | 0 | 0 | 0 | 0 | 0
PV | 0 | 0 | 0 | 0 | 0 | 0
PeakG | 0 | 0 | 0 | 0 | 0 | 0
PeakO | 0 | 0 | 0 | 0 | 0 | 0
ST | 0 | 0 | 0 | 0 | 0 | 0
STOG | 0 | 0 | 0 | 0 | 0 | 0
STWD | 0 | 0 | 0 | 0 | 0 | 0
WT | 0 | 0 | 0 | 0 | 0 | 0
IGCC | 0 | 0 | 0 | 0 | 0 | 0
DemandResponse | 0 | 0 | 0 | 0 | 0 | 0
IGCC-CCS | 0 | 0 | 0 | 0 | 0 | 0
WT_off | 0 | 0 | 0 | 0 | 0 | 0
PseudoUnit | 0 | 0 | 0 | 0 | 0 | 0
FixedInterchange | 0 | 0 | 0 | 0 | 0 | 0
Emission Cost by Reporting Type: NEISO
ReportingType | 2015 | 2020 | 2025 | 2030 | 2035 | 2040
BM | 0 | 0 | 0 | 0 | 0 | 0
CC | 0 | 0 | 0 | 0 | 0 | 0
CSP | 0 | 0 | 0 | 0 | 0 | 0
CT | 0 | 0 | 0 | 0 | 0 | 0
Coal | 0 | 0 | 0 | 0 | 0 | 0
Geo | 0 | 0 | 0 | 0 | 0 | 0
H | 0 | 0 | 0 | 0 | 0 | 0
LFG | 0 | 0 | 0 | 0 | 0 | 0
Nuc | 0 | 0 | 0 | 0 | 0 | 0
PS | 0 | 0 | 0 | 0 | 0 | 0
PV | 0 | 0 | 0 | 0 | 0 | 0
PeakG | 0 | 0 | 0 | 0 | 0 | 0
PeakO | 0 | 0 | 0 | 0 | 0 | 0
ST | 0 | 0 | 0 | 0 | 0 | 0
STOG | 0 | 0 | 0 | 0 | 0 | 0
STWD | 0 | 0 | 0 | 0 | 0 | 0
WT | 0 | 0 | 0 | 0 | 0 | 0
IGCC | 0 | 0 | 0 | 0 | 0 | 0
DemandResponse | 0 | 0 | 0 | 0 | 0 | 0
IGCC-CCS | 0 | 0 | 0 | 0 | 0 | 0
WT_off | 0 | 0 | 0 | 0 | 0 | 0
PseudoUnit | 0 | 0 | 0 | 0 | 0 | 0
FixedInterchange | 0 | 0 | 0 | 0 | 0 | 0
Emission Cost by Reporting Type: NonRTO_Midwest
ReportingType | 2015 | 2020 | 2025 | 2030 | 2035 | 2040
BM | 0 | 0 | 0 | 0 | 0 | 0
CC | 0 | 0 | 0 | 0 | 0 | 0
CSP | 0 | 0 | 0 | 0 | 0 | 0
CT | 0 | 0 | 0 | 0 | 0 | 0
Coal | 0 | 0 | 0 | 0 | 0 | 0
Geo | 0 | 0 | 0 | 0 | 0 | 0
H | 0 | 0 | 0 | 0 | 0 | 0
LFG | 0 | 0 | 0 | 0 | 0 | 0
Nuc | 0 | 0 | 0 | 0 | 0 | 0
PS | 0 | 0 | 0 | 0 | 0 | 0
PV | 0 | 0 | 0 | 0 | 0 | 0
PeakG | 0 | 0 | 0 | 0 | 0 | 0
PeakO | 0 | 0 | 0 | 0 | 0 | 0
ST | 0 | 0 | 0 | 0 | 0 | 0
STOG | 0 | 0 | 0 | 0 | 0 | 0
STWD | 0 | 0 | 0 | 0 | 0 | 0
WT | 0 | 0 | 0 | 0 | 0 | 0
IGCC | 0 | 0 | 0 | 0 | 0 | 0
DemandResponse | 0 | 0 | 0 | 0 | 0 | 0
IGCC-CCS | 0 | 0 | 0 | 0 | 0 | 0
WT_off | 0 | 0 | 0 | 0 | 0 | 0
PseudoUnit | 0 | 0 | 0 | 0 | 0 | 0
FixedInterchange | 0 | 0 | 0 | 0 | 0 | 0
Emission Cost by Reporting Type: NYISO_A-F
ReportingType | 2015 | 2020 | 2025 | 2030 | 2035 | 2040
BM | 0 | 0 | 0 | 0 | 0 | 0
CC | 0 | 0 | 0 | 0 | 0 | 0
CSP | 0 | 0 | 0 | 0 | 0 | 0
CT | 0 | 0 | 0 | 0 | 0 | 0
Coal | 0 | 0 | 0 | 0 | 0 | 0
Geo | 0 | 0 | 0 | 0 | 0 | 0
H | 0 | 0 | 0 | 0 | 0 | 0
LFG | 0 | 0 | 0 | 0 | 0 | 0
Nuc | 0 | 0 | 0 | 0 | 0 | 0
PS | 0 | 0 | 0 | 0 | 0 | 0
PV | 0 | 0 | 0 | 0 | 0 | 0
PeakG | 0 | 0 | 0 | 0 | 0 | 0
PeakO | 0 | 0 | 0 | 0 | 0 | 0
ST | 0 | 0 | 0 | 0 | 0 | 0
STOG | 0 | 0 | 0 | 0 | 0 | 0
STWD | 0 | 0 | 0 | 0 | 0 | 0
WT | 0 | 0 | 0 | 0 | 0 | 0
IGCC | 0 | 0 | 0 | 0 | 0 | 0
DemandResponse | 0 | 0 | 0 | 0 | 0 | 0
IGCC-CCS | 0 | 0 | 0 | 0 | 0 | 0
WT_off | 0 | 0 | 0 | 0 | 0 | 0
PseudoUnit | 0 | 0 | 0 | 0 | 0 | 0
FixedInterchange | 0 | 0 | 0 | 0 | 0 | 0
Emission Cost by Reporting Type: NYISO_G-I
ReportingType | 2015 | 2020 | 2025 | 2030 | 2035 | 2040
BM | 0 | 0 | 0 | 0 | 0 | 0
CC | 0 | 0 | 0 | 0 | 0 | 0
CSP | 0 | 0 | 0 | 0 | 0 | 0
CT | 0 | 0 | 0 | 0 | 0 | 0
Coal | 0 | 0 | 0 | 0 | 0 | 0
Geo | 0 | 0 | 0 | 0 | 0 | 0
H | 0 | 0 | 0 | 0 | 0 | 0
LFG | 0 | 0 | 0 | 0 | 0 | 0
Nuc | 0 | 0 | 0 | 0 | 0 | 0
PS | 0 | 0 | 0 | 0 | 0 | 0
PV | 0 | 0 | 0 | 0 | 0 | 0
PeakG | 0 | 0 | 0 | 0 | 0 | 0
PeakO | 0 | 0 | 0 | 0 | 0 | 0
ST | 0 | 0 | 0 | 0 | 0 | 0
STOG | 0 | 0 | 0 | 0 | 0 | 0
STWD | 0 | 0 | 0 | 0 | 0 | 0
WT | 0 | 0 | 0 | 0 | 0 | 0
IGCC | 0 | 0 | 0 | 0 | 0 | 0
DemandResponse | 0 | 0 | 0 | 0 | 0 | 0
IGCC-CCS | 0 | 0 | 0 | 0 | 0 | 0
WT_off | 0 | 0 | 0 | 0 | 0 | 0
PseudoUnit | 0 | 0 | 0 | 0 | 0 | 0
FixedInterchange | 0 | 0 | 0 | 0 | 0 | 0
Emission Cost by Reporting Type: NYISO_J-K
ReportingType | 2015 | 2020 | 2025 | 2030 | 2035 | 2040
BM | 0 | 0 | 0 | 0 | 0 | 0
CC | 0 | 0 | 0 | 0 | 0 | 0
CSP | 0 | 0 | 0 | 0 | 0 | 0
CT | 0 | 0 | 0 | 0 | 0 | 0
Coal | 0 | 0 | 0 | 0 | 0 | 0
Geo | 0 | 0 | 0 | 0 | 0 | 0
H | 0 | 0 | 0 | 0 | 0 | 0
LFG | 0 | 0 | 0 | 0 | 0 | 0
Nuc | 0 | 0 | 0 | 0 | 0 | 0
PS | 0 | 0 | 0 | 0 | 0 | 0
PV | 0 | 0 | 0 | 0 | 0 | 0
PeakG | 0 | 0 | 0 | 0 | 0 | 0
PeakO | 0 | 0 | 0 | 0 | 0 | 0
ST | 0 | 0 | 0 | 0 | 0 | 0
STOG | 0 | 0 | 0 | 0 | 0 | 0
STWD | 0 | 0 | 0 | 0 | 0 | 0
WT | 0 | 0 | 0 | 0 | 0 | 0
IGCC | 0 | 0 | 0 | 0 | 0 | 0
DemandResponse | 0 | 0 | 0 | 0 | 0 | 0
IGCC-CCS | 0 | 0 | 0 | 0 | 0 | 0
WT_off | 0 | 0 | 0 | 0 | 0 | 0
PseudoUnit | 0 | 0 | 0 | 0 | 0 | 0
FixedInterchange | 0 | 0 | 0 | 0 | 0 | 0
Emission Cost by Reporting Type: PJM_E
ReportingType | 2015 | 2020 | 2025 | 2030 | 2035 | 2040
BM | 0 | 0 | 0 | 0 | 0 | 0
CC | 0 | 0 | 0 | 0 | 0 | 0
CSP | 0 | 0 | 0 | 0 | 0 | 0
CT | 0 | 0 | 0 | 0 | 0 | 0
Coal | 0 | 0 | 0 | 0 | 0 | 0
Geo | 0 | 0 | 0 | 0 | 0 | 0
H | 0 | 0 | 0 | 0 | 0 | 0
LFG | 0 | 0 | 0 | 0 | 0 | 0
Nuc | 0 | 0 | 0 | 0 | 0 | 0
PS | 0 | 0 | 0 | 0 | 0 | 0
PV | 0 | 0 | 0 | 0 | 0 | 0
PeakG | 0 | 0 | 0 | 0 | 0 | 0
PeakO | 0 | 0 | 0 | 0 | 0 | 0
ST | 0 | 0 | 0 | 0 | 0 | 0
STOG | 0 | 0 | 0 | 0 | 0 | 0
STWD | 0 | 0 | 0 | 0 | 0 | 0
WT | 0 | 0 | 0 | 0 | 0 | 0
IGCC | 0 | 0 | 0 | 0 | 0 | 0
DemandResponse | 0 | 0 | 0 | 0 | 0 | 0
IGCC-CCS | 0 | 0 | 0 | 0 | 0 | 0
WT_off | 0 | 0 | 0 | 0 | 0 | 0
PseudoUnit | 0 | 0 | 0 | 0 | 0 | 0
FixedInterchange | 0 | 0 | 0 | 0 | 0 | 0
Emission Cost by Reporting Type: PJM_ROM
ReportingType | 2015 | 2020 | 2025 | 2030 | 2035 | 2040
BM | 0 | 0 | 0 | 0 | 0 | 0
CC | 0 | 0 | 0 | 0 | 0 | 0
CSP | 0 | 0 | 0 | 0 | 0 | 0
CT | 0 | 0 | 0 | 0 | 0 | 0
Coal | 0 | 0 | 0 | 0 | 0 | 0
Geo | 0 | 0 | 0 | 0 | 0 | 0
H | 0 | 0 | 0 | 0 | 0 | 0
LFG | 0 | 0 | 0 | 0 | 0 | 0
Nuc | 0 | 0 | 0 | 0 | 0 | 0
PS | 0 | 0 | 0 | 0 | 0 | 0
PV | 0 | 0 | 0 | 0 | 0 | 0
PeakG | 0 | 0 | 0 | 0 | 0 | 0
PeakO | 0 | 0 | 0 | 0 | 0 | 0
ST | 0 | 0 | 0 | 0 | 0 | 0
STOG | 0 | 0 | 0 | 0 | 0 | 0
STWD | 0 | 0 | 0 | 0 | 0 | 0
WT | 0 | 0 | 0 | 0 | 0 | 0
IGCC | 0 | 0 | 0 | 0 | 0 | 0
DemandResponse | 0 | 0 | 0 | 0 | 0 | 0
IGCC-CCS | 0 | 0 | 0 | 0 | 0 | 0
WT_off | 0 | 0 | 0 | 0 | 0 | 0
PseudoUnit | 0 | 0 | 0 | 0 | 0 | 0
FixedInterchange | 0 | 0 | 0 | 0 | 0 | 0
Emission Cost by Reporting Type: PJM_ROR
ReportingType | 2015 | 2020 | 2025 | 2030 | 2035 | 2040
BM | 0 | 0 | 0 | 0 | 0 | 0
CC | 0 | 0 | 0 | 0 | 0 | 0
CSP | 0 | 0 | 0 | 0 | 0 | 0
CT | 0 | 0 | 0 | 0 | 0 | 0
Coal | 0 | 0 | 0 | 0 | 0 | 0
Geo | 0 | 0 | 0 | 0 | 0 | 0
H | 0 | 0 | 0 | 0 | 0 | 0
LFG | 0 | 0 | 0 | 0 | 0 | 0
Nuc | 0 | 0 | 0 | 0 | 0 | 0
PS | 0 | 0 | 0 | 0 | 0 | 0
PV | 0 | 0 | 0 | 0 | 0 | 0
PeakG | 0 | 0 | 0 | 0 | 0 | 0
PeakO | 0 | 0 | 0 | 0 | 0 | 0
ST | 0 | 0 | 0 | 0 | 0 | 0
STOG | 0 | 0 | 0 | 0 | 0 | 0
STWD | 0 | 0 | 0 | 0 | 0 | 0
WT | 0 | 0 | 0 | 0 | 0 | 0
IGCC | 0 | 0 | 0 | 0 | 0 | 0
DemandResponse | 0 | 0 | 0 | 0 | 0 | 0
IGCC-CCS | 0 | 0 | 0 | 0 | 0 | 0
WT_off | 0 | 0 | 0 | 0 | 0 | 0
PseudoUnit | 0 | 0 | 0 | 0 | 0 | 0
FixedInterchange | 0 | 0 | 0 | 0 | 0 | 0
Emission Cost by Reporting Type: SOCO
ReportingType | 2015 | 2020 | 2025 | 2030 | 2035 | 2040
BM | 0 | 0 | 0 | 0 | 0 | 0
CC | 0 | 0 | 0 | 0 | 0 | 0
CSP | 0 | 0 | 0 | 0 | 0 | 0
CT | 0 | 0 | 0 | 0 | 0 | 0
Coal | 0 | 0 | 0 | 0 | 0 | 0
Geo | 0 | 0 | 0 | 0 | 0 | 0
H | 0 | 0 | 0 | 0 | 0 | 0
LFG | 0 | 0 | 0 | 0 | 0 | 0
Nuc | 0 | 0 | 0 | 0 | 0 | 0
PS | 0 | 0 | 0 | 0 | 0 | 0
PV | 0 | 0 | 0 | 0 | 0 | 0
PeakG | 0 | 0 | 0 | 0 | 0 | 0
PeakO | 0 | 0 | 0 | 0 | 0 | 0
ST | 0 | 0 | 0 | 0 | 0 | 0
STOG | 0 | 0 | 0 | 0 | 0 | 0
STWD | 0 | 0 | 0 | 0 | 0 | 0
WT | 0 | 0 | 0 | 0 | 0 | 0
IGCC | 0 | 0 | 0 | 0 | 0 | 0
DemandResponse | 0 | 0 | 0 | 0 | 0 | 0
IGCC-CCS | 0 | 0 | 0 | 0 | 0 | 0
WT_off | 0 | 0 | 0 | 0 | 0 | 0
PseudoUnit | 0 | 0 | 0 | 0 | 0 | 0
FixedInterchange | 0 | 0 | 0 | 0 | 0 | 0
Emission Cost by Reporting Type: SPP_N
ReportingType | 2015 | 2020 | 2025 | 2030 | 2035 | 2040
BM | 0 | 0 | 0 | 0 | 0 | 0
CC | 0 | 0 | 0 | 0 | 0 | 0
CSP | 0 | 0 | 0 | 0 | 0 | 0
CT | 0 | 0 | 0 | 0 | 0 | 0
Coal | 0 | 0 | 0 | 0 | 0 | 0
Geo | 0 | 0 | 0 | 0 | 0 | 0
H | 0 | 0 | 0 | 0 | 0 | 0
LFG | 0 | 0 | 0 | 0 | 0 | 0
Nuc | 0 | 0 | 0 | 0 | 0 | 0
PS | 0 | 0 | 0 | 0 | 0 | 0
PV | 0 | 0 | 0 | 0 | 0 | 0
PeakG | 0 | 0 | 0 | 0 | 0 | 0
PeakO | 0 | 0 | 0 | 0 | 0 | 0
ST | 0 | 0 | 0 | 0 | 0 | 0
STOG | 0 | 0 | 0 | 0 | 0 | 0
STWD | 0 | 0 | 0 | 0 | 0 | 0
WT | 0 | 0 | 0 | 0 | 0 | 0
IGCC | 0 | 0 | 0 | 0 | 0 | 0
DemandResponse | 0 | 0 | 0 | 0 | 0 | 0
IGCC-CCS | 0 | 0 | 0 | 0 | 0 | 0
WT_off | 0 | 0 | 0 | 0 | 0 | 0
PseudoUnit | 0 | 0 | 0 | 0 | 0 | 0
FixedInterchange | 0 | 0 | 0 | 0 | 0 | 0
Emission Cost by Reporting Type: SPP_S
ReportingType | 2015 | 2020 | 2025 | 2030 | 2035 | 2040
BM | 0 | 0 | 0 | 0 | 0 | 0
CC | 0 | 0 | 0 | 0 | 0 | 0
CSP | 0 | 0 | 0 | 0 | 0 | 0
CT | 0 | 0 | 0 | 0 | 0 | 0
Coal | 0 | 0 | 0 | 0 | 0 | 0
Geo | 0 | 0 | 0 | 0 | 0 | 0
H | 0 | 0 | 0 | 0 | 0 | 0
LFG | 0 | 0 | 0 | 0 | 0 | 0
Nuc | 0 | 0 | 0 | 0 | 0 | 0
PS | 0 | 0 | 0 | 0 | 0 | 0
PV | 0 | 0 | 0 | 0 | 0 | 0
PeakG | 0 | 0 | 0 | 0 | 0 | 0
PeakO | 0 | 0 | 0 | 0 | 0 | 0
ST | 0 | 0 | 0 | 0 | 0 | 0
STOG | 0 | 0 | 0 | 0 | 0 | 0
STWD | 0 | 0 | 0 | 0 | 0 | 0
WT | 0 | 0 | 0 | 0 | 0 | 0
IGCC | 0 | 0 | 0 | 0 | 0 | 0
DemandResponse | 0 | 0 | 0 | 0 | 0 | 0
IGCC-CCS | 0 | 0 | 0 | 0 | 0 | 0
WT_off | 0 | 0 | 0 | 0 | 0 | 0
PseudoUnit | 0 | 0 | 0 | 0 | 0 | 0
FixedInterchange | 0 | 0 | 0 | 0 | 0 | 0
Emission Cost by Reporting Type: TVA
ReportingType | 2015 | 2020 | 2025 | 2030 | 2035 | 2040
BM | 0 | 0 | 0 | 0 | 0 | 0
CC | 0 | 0 | 0 | 0 | 0 | 0
CSP | 0 | 0 | 0 | 0 | 0 | 0
CT | 0 | 0 | 0 | 0 | 0 | 0
Coal | 0 | 0 | 0 | 0 | 0 | 0
Geo | 0 | 0 | 0 | 0 | 0 | 0
H | 0 | 0 | 0 | 0 | 0 | 0
LFG | 0 | 0 | 0 | 0 | 0 | 0
Nuc | 0 | 0 | 0 | 0 | 0 | 0
PS | 0 | 0 | 0 | 0 | 0 | 0
PV | 0 | 0 | 0 | 0 | 0 | 0
PeakG | 0 | 0 | 0 | 0 | 0 | 0
PeakO | 0 | 0 | 0 | 0 | 0 | 0
ST | 0 | 0 | 0 | 0 | 0 | 0
STOG | 0 | 0 | 0 | 0 | 0 | 0
STWD | 0 | 0 | 0 | 0 | 0 | 0
WT | 0 | 0 | 0 | 0 | 0 | 0
IGCC | 0 | 0 | 0 | 0 | 0 | 0
DemandResponse | 0 | 0 | 0 | 0 | 0 | 0
IGCC-CCS | 0 | 0 | 0 | 0 | 0 | 0
WT_off | 0 | 0 | 0 | 0 | 0 | 0
PseudoUnit | 0 | 0 | 0 | 0 | 0 | 0
FixedInterchange | 0 | 0 | 0 | 0 | 0 | 0
Emission Cost by Reporting Type: TVA_Transmission
ReportingType | 2015 | 2020 | 2025 | 2030 | 2035 | 2040
BM | 0 | 0 | 0 | 0 | 0 | 0
CC | 0 | 0 | 0 | 0 | 0 | 0
CSP | 0 | 0 | 0 | 0 | 0 | 0
CT | 0 | 0 | 0 | 0 | 0 | 0
Coal | 0 | 0 | 0 | 0 | 0 | 0
Geo | 0 | 0 | 0 | 0 | 0 | 0
H | 0 | 0 | 0 | 0 | 0 | 0
LFG | 0 | 0 | 0 | 0 | 0 | 0
Nuc | 0 | 0 | 0 | 0 | 0 | 0
PS | 0 | 0 | 0 | 0 | 0 | 0
PV | 0 | 0 | 0 | 0 | 0 | 0
PeakG | 0 | 0 | 0 | 0 | 0 | 0
PeakO | 0 | 0 | 0 | 0 | 0 | 0
ST | 0 | 0 | 0 | 0 | 0 | 0
STOG | 0 | 0 | 0 | 0 | 0 | 0
STWD | 0 | 0 | 0 | 0 | 0 | 0
WT | 0 | 0 | 0 | 0 | 0 | 0
IGCC | 0 | 0 | 0 | 0 | 0 | 0
DemandResponse | 0 | 0 | 0 | 0 | 0 | 0
IGCC-CCS | 0 | 0 | 0 | 0 | 0 | 0
WT_off | 0 | 0 | 0 | 0 | 0 | 0
PseudoUnit | 0 | 0 | 0 | 0 | 0 | 0
FixedInterchange | 0 | 0 | 0 | 0 | 0 | 0
Emission Cost by Reporting Type: VACAR
ReportingType | 2015 | 2020 | 2025 | 2030 | 2035 | 2040
BM | 0 | 0 | 0 | 0 | 0 | 0
CC | 0 | 0 | 0 | 0 | 0 | 0
CSP | 0 | 0 | 0 | 0 | 0 | 0
CT | 0 | 0 | 0 | 0 | 0 | 0
Coal | 0 | 0 | 0 | 0 | 0 | 0
Geo | 0 | 0 | 0 | 0 | 0 | 0
H | 0 | 0 | 0 | 0 | 0 | 0
LFG | 0 | 0 | 0 | 0 | 0 | 0
Nuc | 0 | 0 | 0 | 0 | 0 | 0
PS | 0 | 0 | 0 | 0 | 0 | 0
PV | 0 | 0 | 0 | 0 | 0 | 0
PeakG | 0 | 0 | 0 | 0 | 0 | 0
PeakO | 0 | 0 | 0 | 0 | 0 | 0
ST | 0 | 0 | 0 | 0 | 0 | 0
STOG | 0 | 0 | 0 | 0 | 0 | 0
STWD | 0 | 0 | 0 | 0 | 0 | 0
WT | 0 | 0 | 0 | 0 | 0 | 0
IGCC | 0 | 0 | 0 | 0 | 0 | 0
DemandResponse | 0 | 0 | 0 | 0 | 0 | 0
IGCC-CCS | 0 | 0 | 0 | 0 | 0 | 0
WT_off | 0 | 0 | 0 | 0 | 0 | 0
PseudoUnit | 0 | 0 | 0 | 0 | 0 | 0
FixedInterchange | 0 | 0 | 0 | 0 | 0 | 0
Emission Cost by Reporting Type: IESO
ReportingType | 2015 | 2020 | 2025 | 2030 | 2035 | 2040
BM | 0 | 0 | 0 | 0 | 0 | 0
CC | 0 | 0 | 0 | 0 | 0 | 0
CSP | 0 | 0 | 0 | 0 | 0 | 0
CT | 0 | 0 | 0 | 0 | 0 | 0
Coal | 0 | 0 | 0 | 0 | 0 | 0
Geo | 0 | 0 | 0 | 0 | 0 | 0
H | 0 | 0 | 0 | 0 | 0 | 0
LFG | 0 | 0 | 0 | 0 | 0 | 0
Nuc | 0 | 0 | 0 | 0 | 0 | 0
PS | 0 | 0 | 0 | 0 | 0 | 0
PV | 0 | 0 | 0 | 0 | 0 | 0
PeakG | 0 | 0 | 0 | 0 | 0 | 0
PeakO | 0 | 0 | 0 | 0 | 0 | 0
ST | 0 | 0 | 0 | 0 | 0 | 0
STOG | 0 | 0 | 0 | 0 | 0 | 0
STWD | 0 | 0 | 0 | 0 | 0 | 0
WT | 0 | 0 | 0 | 0 | 0 | 0
IGCC | 0 | 0 | 0 | 0 | 0 | 0
DemandResponse | 0 | 0 | 0 | 0 | 0 | 0
IGCC-CCS | 0 | 0 | 0 | 0 | 0 | 0
WT_off | 0 | 0 | 0 | 0 | 0 | 0
PseudoUnit | 0 | 0 | 0 | 0 | 0 | 0
FixedInterchange | 0 | 0 | 0 | 0 | 0 | 0
Emission Cost by Reporting Type: MAPP_CA
ReportingType | 2015 | 2020 | 2025 | 2030 | 2035 | 2040
BM | 0 | 0 | 0 | 0 | 0 | 0
CC | 0 | 0 | 0 | 0 | 0 | 0
CSP | 0 | 0 | 0 | 0 | 0 | 0
CT | 0 | 0 | 0 | 0 | 0 | 0
Coal | 0 | 0 | 0 | 0 | 0 | 0
Geo | 0 | 0 | 0 | 0 | 0 | 0
H | 0 | 0 | 0 | 0 | 0 | 0
LFG | 0 | 0 | 0 | 0 | 0 | 0
Nuc | 0 | 0 | 0 | 0 | 0 | 0
PS | 0 | 0 | 0 | 0 | 0 | 0
PV | 0 | 0 | 0 | 0 | 0 | 0
PeakG | 0 | 0 | 0 | 0 | 0 | 0
PeakO | 0 | 0 | 0 | 0 | 0 | 0
ST | 0 | 0 | 0 | 0 | 0 | 0
STOG | 0 | 0 | 0 | 0 | 0 | 0
STWD | 0 | 0 | 0 | 0 | 0 | 0
WT | 0 | 0 | 0 | 0 | 0 | 0
IGCC | 0 | 0 | 0 | 0 | 0 | 0
DemandResponse | 0 | 0 | 0 | 0 | 0 | 0
IGCC-CCS | 0 | 0 | 0 | 0 | 0 | 0
WT_off | 0 | 0 | 0 | 0 | 0 | 0
PseudoUnit | 0 | 0 | 0 | 0 | 0 | 0
FixedInterchange | 0 | 0 | 0 | 0 | 0 | 0
Emission Cost by Reporting Type: AZ_NM_SNV_Coal
ReportingType | 2015 | 2020 | 2025 | 2030 | 2035 | 2040
BM | 0 | 0 | 0 | 0 | 0 | 0
CC | 0 | 0 | 0 | 0 | 0 | 0
CSP | 0 | 0 | 0 | 0 | 0 | 0
CT | 0 | 0 | 0 | 0 | 0 | 0
Coal | 0 | 0 | 0 | 0 | 0 | 0
Geo | 0 | 0 | 0 | 0 | 0 | 0
H | 0 | 0 | 0 | 0 | 0 | 0
LFG | 0 | 0 | 0 | 0 | 0 | 0
Nuc | 0 | 0 | 0 | 0 | 0 | 0
PS | 0 | 0 | 0 | 0 | 0 | 0
PV | 0 | 0 | 0 | 0 | 0 | 0
PeakG | 0 | 0 | 0 | 0 | 0 | 0
PeakO | 0 | 0 | 0 | 0 | 0 | 0
ST | 0 | 0 | 0 | 0 | 0 | 0
STOG | 0 | 0 | 0 | 0 | 0 | 0
STWD | 0 | 0 | 0 | 0 | 0 | 0
WT | 0 | 0 | 0 | 0 | 0 | 0
IGCC | 0 | 0 | 0 | 0 | 0 | 0
DemandResponse | 0 | 0 | 0 | 0 | 0 | 0
IGCC-CCS | 0 | 0 | 0 | 0 | 0 | 0
WT_off | 0 | 0 | 0 | 0 | 0 | 0
PseudoUnit | 0 | 0 | 0 | 0 | 0 | 0
FixedInterchange | 0 | 0 | 0 | 0 | 0 | 0
Emission Cost by Reporting Type: AZ_NM_SNV_Gas
ReportingType | 2015 | 2020 | 2025 | 2030 | 2035 | 2040
BM | 0 | 0 | 0 | 0 | 0 | 0
CC | 0 | 0 | 0 | 0 | 0 | 0
CSP | 0 | 0 | 0 | 0 | 0 | 0
CT | 0 | 0 | 0 | 0 | 0 | 0
Coal | 0 | 0 | 0 | 0 | 0 | 0
Geo | 0 | 0 | 0 | 0 | 0 | 0
H | 0 | 0 | 0 | 0 | 0 | 0
LFG | 0 | 0 | 0 | 0 | 0 | 0
Nuc | 0 | 0 | 0 | 0 | 0 | 0
PS | 0 | 0 | 0 | 0 | 0 | 0
PV | 0 | 0 | 0 | 0 | 0 | 0
PeakG | 0 | 0 | 0 | 0 | 0 | 0
PeakO | 0 | 0 | 0 | 0 | 0 | 0
ST | 0 | 0 | 0 | 0 | 0 | 0
STOG | 0 | 0 | 0 | 0 | 0 | 0
STWD | 0 | 0 | 0 | 0 | 0 | 0
WT | 0 | 0 | 0 | 0 | 0 | 0
IGCC | 0 | 0 | 0 | 0 | 0 | 0
DemandResponse | 0 | 0 | 0 | 0 | 0 | 0
IGCC-CCS | 0 | 0 | 0 | 0 | 0 | 0
WT_off | 0 | 0 | 0 | 0 | 0 | 0
PseudoUnit | 0 | 0 | 0 | 0 | 0 | 0
FixedInterchange | 0 | 0 | 0 | 0 | 0 | 0
Emission Cost by Reporting Type: AZ_NM_SNV_NucRenew
ReportingType | 2015 | 2020 | 2025 | 2030 | 2035 | 2040
BM | 0 | 0 | 0 | 0 | 0 | 0
CC | 0 | 0 | 0 | 0 | 0 | 0
CSP | 0 | 0 | 0 | 0 | 0 | 0
CT | 0 | 0 | 0 | 0 | 0 | 0
Coal | 0 | 0 | 0 | 0 | 0 | 0
Geo | 0 | 0 | 0 | 0 | 0 | 0
H | 0 | 0 | 0 | 0 | 0 | 0
LFG | 0 | 0 | 0 | 0 | 0 | 0
Nuc | 0 | 0 | 0 | 0 | 0 | 0
PS | 0 | 0 | 0 | 0 | 0 | 0
PV | 0 | 0 | 0 | 0 | 0 | 0
PeakG | 0 | 0 | 0 | 0 | 0 | 0
PeakO | 0 | 0 | 0 | 0 | 0 | 0
ST | 0 | 0 | 0 | 0 | 0 | 0
STOG | 0 | 0 | 0 | 0 | 0 | 0
STWD | 0 | 0 | 0 | 0 | 0 | 0
WT | 0 | 0 | 0 | 0 | 0 | 0
IGCC | 0 | 0 | 0 | 0 | 0 | 0
DemandResponse | 0 | 0 | 0 | 0 | 0 | 0
IGCC-CCS | 0 | 0 | 0 | 0 | 0 | 0
WT_off | 0 | 0 | 0 | 0 | 0 | 0
PseudoUnit | 0 | 0 | 0 | 0 | 0 | 0
FixedInterchange | 0 | 0 | 0 | 0 | 0 | 0
Emission Cost by Reporting Type: ERCOT
ReportingType | 2015 | 2020 | 2025 | 2030 | 2035 | 2040
BM | 0 | 0 | 0 | 0 | 0 | 0
CC | 0 | 0 | 0 | 0 | 0 | 0
CSP | 0 | 0 | 0 | 0 | 0 | 0
CT | 0 | 0 | 0 | 0 | 0 | 0
Coal | 0 | 0 | 0 | 0 | 0 | 0
Geo | 0 | 0 | 0 | 0 | 0 | 0
H | 0 | 0 | 0 | 0 | 0 | 0
LFG | 0 | 0 | 0 | 0 | 0 | 0
Nuc | 0 | 0 | 0 | 0 | 0 | 0
PS | 0 | 0 | 0 | 0 | 0 | 0
PV | 0 | 0 | 0 | 0 | 0 | 0
PeakG | 0 | 0 | 0 | 0 | 0 | 0
PeakO | 0 | 0 | 0 | 0 | 0 | 0
ST | 0 | 0 | 0 | 0 | 0 | 0
STOG | 0 | 0 | 0 | 0 | 0 | 0
STWD | 0 | 0 | 0 | 0 | 0 | 0
WT | 0 | 0 | 0 | 0 | 0 | 0
IGCC | 0 | 0 | 0 | 0 | 0 | 0
DemandResponse | 0 | 0 | 0 | 0 | 0 | 0
IGCC-CCS | 0 | 0 | 0 | 0 | 0 | 0
WT_off | 0 | 0 | 0 | 0 | 0 | 0
PseudoUnit | 0 | 0 | 0 | 0 | 0 | 0
FixedInterchange | 0 | 0 | 0 | 0 | 0 | 0
Emission Cost by Reporting Type: NP15
ReportingType | 2015 | 2020 | 2025 | 2030 | 2035 | 2040
BM | 0 | 0 | 0 | 0 | 0 | 0
CC | 0 | 0 | 0 | 0 | 0 | 0
CSP | 0 | 0 | 0 | 0 | 0 | 0
CT | 0 | 0 | 0 | 0 | 0 | 0
Coal | 0 | 0 | 0 | 0 | 0 | 0
Geo | 0 | 0 | 0 | 0 | 0 | 0
H | 0 | 0 | 0 | 0 | 0 | 0
LFG | 0 | 0 | 0 | 0 | 0 | 0
Nuc | 0 | 0 | 0 | 0 | 0 | 0
PS | 0 | 0 | 0 | 0 | 0 | 0
PV | 0 | 0 | 0 | 0 | 0 | 0
PeakG | 0 | 0 | 0 | 0 | 0 | 0
PeakO | 0 | 0 | 0 | 0 | 0 | 0
ST | 0 | 0 | 0 | 0 | 0 | 0
STOG | 0 | 0 | 0 | 0 | 0 | 0
STWD | 0 | 0 | 0 | 0 | 0 | 0
WT | 0 | 0 | 0 | 0 | 0 | 0
IGCC | 0 | 0 | 0 | 0 | 0 | 0
DemandResponse | 0 | 0 | 0 | 0 | 0 | 0
IGCC-CCS | 0 | 0 | 0 | 0 | 0 | 0
WT_off | 0 | 0 | 0 | 0 | 0 | 0
PseudoUnit | 0 | 0 | 0 | 0 | 0 | 0
FixedInterchange | 0 | 0 | 0 | 0 | 0 | 0
Emission Cost by Reporting Type: NWPP_Coal
ReportingType | 2015 | 2020 | 2025 | 2030 | 2035 | 2040
BM | 0 | 0 | 0 | 0 | 0 | 0
CC | 0 | 0 | 0 | 0 | 0 | 0
CSP | 0 | 0 | 0 | 0 | 0 | 0
CT | 0 | 0 | 0 | 0 | 0 | 0
Coal | 0 | 0 | 0 | 0 | 0 | 0
Geo | 0 | 0 | 0 | 0 | 0 | 0
H | 0 | 0 | 0 | 0 | 0 | 0
LFG | 0 | 0 | 0 | 0 | 0 | 0
Nuc | 0 | 0 | 0 | 0 | 0 | 0
PS | 0 | 0 | 0 | 0 | 0 | 0
PV | 0 | 0 | 0 | 0 | 0 | 0
PeakG | 0 | 0 | 0 | 0 | 0 | 0
PeakO | 0 | 0 | 0 | 0 | 0 | 0
ST | 0 | 0 | 0 | 0 | 0 | 0
STOG | 0 | 0 | 0 | 0 | 0 | 0
STWD | 0 | 0 | 0 | 0 | 0 | 0
WT | 0 | 0 | 0 | 0 | 0 | 0
IGCC | 0 | 0 | 0 | 0 | 0 | 0
DemandResponse | 0 | 0 | 0 | 0 | 0 | 0
IGCC-CCS | 0 | 0 | 0 | 0 | 0 | 0
WT_off | 0 | 0 | 0 | 0 | 0 | 0
PseudoUnit | 0 | 0 | 0 | 0 | 0 | 0
FixedInterchange | 0 | 0 | 0 | 0 | 0 | 0
Emission Cost by Reporting Type: NWPP_Gas
ReportingType | 2015 | 2020 | 2025 | 2030 | 2035 | 2040
BM | 0 | 0 | 0 | 0 | 0 | 0
CC | 0 | 0 | 0 | 0 | 0 | 0
CSP | 0 | 0 | 0 | 0 | 0 | 0
CT | 0 | 0 | 0 | 0 | 0 | 0
Coal | 0 | 0 | 0 | 0 | 0 | 0
Geo | 0 | 0 | 0 | 0 | 0 | 0
H | 0 | 0 | 0 | 0 | 0 | 0
LFG | 0 | 0 | 0 | 0 | 0 | 0
Nuc | 0 | 0 | 0 | 0 | 0 | 0
PS | 0 | 0 | 0 | 0 | 0 | 0
PV | 0 | 0 | 0 | 0 | 0 | 0
PeakG | 0 | 0 | 0 | 0 | 0 | 0
PeakO | 0 | 0 | 0 | 0 | 0 | 0
ST | 0 | 0 | 0 | 0 | 0 | 0
STOG | 0 | 0 | 0 | 0 | 0 | 0
STWD | 0 | 0 | 0 | 0 | 0 | 0
WT | 0 | 0 | 0 | 0 | 0 | 0
IGCC | 0 | 0 | 0 | 0 | 0 | 0
DemandResponse | 0 | 0 | 0 | 0 | 0 | 0
IGCC-CCS | 0 | 0 | 0 | 0 | 0 | 0
WT_off | 0 | 0 | 0 | 0 | 0 | 0
PseudoUnit | 0 | 0 | 0 | 0 | 0 | 0
FixedInterchange | 0 | 0 | 0 | 0 | 0 | 0
Emission Cost by Reporting Type: NWPP_NucRenew
ReportingType | 2015 | 2020 | 2025 | 2030 | 2035 | 2040
BM | 0 | 0 | 0 | 0 | 0 | 0
CC | 0 | 0 | 0 | 0 | 0 | 0
CSP | 0 | 0 | 0 | 0 | 0 | 0
CT | 0 | 0 | 0 | 0 | 0 | 0
Coal | 0 | 0 | 0 | 0 | 0 | 0
Geo | 0 | 0 | 0 | 0 | 0 | 0
H | 0 | 0 | 0 | 0 | 0 | 0
LFG | 0 | 0 | 0 | 0 | 0 | 0
Nuc | 0 | 0 | 0 | 0 | 0 | 0
PS | 0 | 0 | 0 | 0 | 0 | 0
PV | 0 | 0 | 0 | 0 | 0 | 0
PeakG | 0 | 0 | 0 | 0 | 0 | 0
PeakO | 0 | 0 | 0 | 0 | 0 | 0
ST | 0 | 0 | 0 | 0 | 0 | 0
STOG | 0 | 0 | 0 | 0 | 0 | 0
STWD | 0 | 0 | 0 | 0 | 0 | 0
WT | 0 | 0 | 0 | 0 | 0 | 0
IGCC | 0 | 0 | 0 | 0 | 0 | 0
DemandResponse | 0 | 0 | 0 | 0 | 0 | 0
IGCC-CCS | 0 | 0 | 0 | 0 | 0 | 0
WT_off | 0 | 0 | 0 | 0 | 0 | 0
PseudoUnit | 0 | 0 | 0 | 0 | 0 | 0
FixedInterchange | 0 | 0 | 0 | 0 | 0 | 0
Emission Cost by Reporting Type: RMPA
ReportingType | 2015 | 2020 | 2025 | 2030 | 2035 | 2040
BM | 0 | 0 | 0 | 0 | 0 | 0
CC | 0 | 0 | 0 | 0 | 0 | 0
CSP | 0 | 0 | 0 | 0 | 0 | 0
CT | 0 | 0 | 0 | 0 | 0 | 0
Coal | 0 | 0 | 0 | 0 | 0 | 0
Geo | 0 | 0 | 0 | 0 | 0 | 0
H | 0 | 0 | 0 | 0 | 0 | 0
LFG | 0 | 0 | 0 | 0 | 0 | 0
Nuc | 0 | 0 | 0 | 0 | 0 | 0
PS | 0 | 0 | 0 | 0 | 0 | 0
PV | 0 | 0 | 0 | 0 | 0 | 0
PeakG | 0 | 0 | 0 | 0 | 0 | 0
PeakO | 0 | 0 | 0 | 0 | 0 | 0
ST | 0 | 0 | 0 | 0 | 0 | 0
STOG | 0 | 0 | 0 | 0 | 0 | 0
STWD | 0 | 0 | 0 | 0 | 0 | 0
WT | 0 | 0 | 0 | 0 | 0 | 0
IGCC | 0 | 0 | 0 | 0 | 0 | 0
DemandResponse | 0 | 0 | 0 | 0 | 0 | 0
IGCC-CCS | 0 | 0 | 0 | 0 | 0 | 0
WT_off | 0 | 0 | 0 | 0 | 0 | 0
PseudoUnit | 0 | 0 | 0 | 0 | 0 | 0
FixedInterchange | 0 | 0 | 0 | 0 | 0 | 0
Emission Cost by Reporting Type: SP15
ReportingType | 2015 | 2020 | 2025 | 2030 | 2035 | 2040
BM | 0 | 0 | 0 | 0 | 0 | 0
CC | 0 | 0 | 0 | 0 | 0 | 0
CSP | 0 | 0 | 0 | 0 | 0 | 0
CT | 0 | 0 | 0 | 0 | 0 | 0
Coal | 0 | 0 | 0 | 0 | 0 | 0
Geo | 0 | 0 | 0 | 0 | 0 | 0
H | 0 | 0 | 0 | 0 | 0 | 0
LFG | 0 | 0 | 0 | 0 | 0 | 0
Nuc | 0 | 0 | 0 | 0 | 0 | 0
PS | 0 | 0 | 0 | 0 | 0 | 0
PV | 0 | 0 | 0 | 0 | 0 | 0
PeakG | 0 | 0 | 0 | 0 | 0 | 0
PeakO | 0 | 0 | 0 | 0 | 0 | 0
ST | 0 | 0 | 0 | 0 | 0 | 0
STOG | 0 | 0 | 0 | 0 | 0 | 0
STWD | 0 | 0 | 0 | 0 | 0 | 0
WT | 0 | 0 | 0 | 0 | 0 | 0
IGCC | 0 | 0 | 0 | 0 | 0 | 0
DemandResponse | 0 | 0 | 0 | 0 | 0 | 0
IGCC-CCS | 0 | 0 | 0 | 0 | 0 | 0
WT_off | 0 | 0 | 0 | 0 | 0 | 0
PseudoUnit | 0 | 0 | 0 | 0 | 0 | 0
FixedInterchange | 0 | 0 | 0 | 0 | 0 | 0
Emission Cost by Reporting Type: ALB
ReportingType | 2015 | 2020 | 2025 | 2030 | 2035 | 2040
BM | 0 | 0 | 0 | 0 | 0 | 0
CC | 0 | 0 | 0 | 0 | 0 | 0
CSP | 0 | 0 | 0 | 0 | 0 | 0
CT | 0 | 0 | 0 | 0 | 0 | 0
Coal | 0 | 0 | 0 | 0 | 0 | 0
Geo | 0 | 0 | 0 | 0 | 0 | 0
H | 0 | 0 | 0 | 0 | 0 | 0
LFG | 0 | 0 | 0 | 0 | 0 | 0
Nuc | 0 | 0 | 0 | 0 | 0 | 0
PS | 0 | 0 | 0 | 0 | 0 | 0
PV | 0 | 0 | 0 | 0 | 0 | 0
PeakG | 0 | 0 | 0 | 0 | 0 | 0
PeakO | 0 | 0 | 0 | 0 | 0 | 0
ST | 0 | 0 | 0 | 0 | 0 | 0
STOG | 0 | 0 | 0 | 0 | 0 | 0
STWD | 0 | 0 | 0 | 0 | 0 | 0
WT | 0 | 0 | 0 | 0 | 0 | 0
IGCC | 0 | 0 | 0 | 0 | 0 | 0
DemandResponse | 0 | 0 | 0 | 0 | 0 | 0
IGCC-CCS | 0 | 0 | 0 | 0 | 0 | 0
WT_off | 0 | 0 | 0 | 0 | 0 | 0
PseudoUnit | 0 | 0 | 0 | 0 | 0 | 0
FixedInterchange | 0 | 0 | 0 | 0 | 0 | 0
Emission Cost by Reporting Type: BC
ReportingType | 2015 | 2020 | 2025 | 2030 | 2035 | 2040
BM | 0 | 0 | 0 | 0 | 0 | 0
CC | 0 | 0 | 0 | 0 | 0 | 0
CSP | 0 | 0 | 0 | 0 | 0 | 0
CT | 0 | 0 | 0 | 0 | 0 | 0
Coal | 0 | 0 | 0 | 0 | 0 | 0
Geo | 0 | 0 | 0 | 0 | 0 | 0
H | 0 | 0 | 0 | 0 | 0 | 0
LFG | 0 | 0 | 0 | 0 | 0 | 0
Nuc | 0 | 0 | 0 | 0 | 0 | 0
PS | 0 | 0 | 0 | 0 | 0 | 0
PV | 0 | 0 | 0 | 0 | 0 | 0
PeakG | 0 | 0 | 0 | 0 | 0 | 0
PeakO | 0 | 0 | 0 | 0 | 0 | 0
ST | 0 | 0 | 0 | 0 | 0 | 0
STOG | 0 | 0 | 0 | 0 | 0 | 0
STWD | 0 | 0 | 0 | 0 | 0 | 0
WT | 0 | 0 | 0 | 0 | 0 | 0
IGCC | 0 | 0 | 0 | 0 | 0 | 0
DemandResponse | 0 | 0 | 0 | 0 | 0 | 0
IGCC-CCS | 0 | 0 | 0 | 0 | 0 | 0
WT_off | 0 | 0 | 0 | 0 | 0 | 0
PseudoUnit | 0 | 0 | 0 | 0 | 0 | 0
FixedInterchange | 0 | 0 | 0 | 0 | 0 | 0
Emission Cost by Reporting Type: HQ_IESO
ReportingType | 2015 | 2020 | 2025 | 2030 | 2035 | 2040
BM | 0 | 0 | 0 | 0 | 0 | 0
CC | 0 | 0 | 0 | 0 | 0 | 0
CSP | 0 | 0 | 0 | 0 | 0 | 0
CT | 0 | 0 | 0 | 0 | 0 | 0
Coal | 0 | 0 | 0 | 0 | 0 | 0
Geo | 0 | 0 | 0 | 0 | 0 | 0
H | 0 | 0 | 0 | 0 | 0 | 0
LFG | 0 | 0 | 0 | 0 | 0 | 0
Nuc | 0 | 0 | 0 | 0 | 0 | 0
PS | 0 | 0 | 0 | 0 | 0 | 0
PV | 0 | 0 | 0 | 0 | 0 | 0
PeakG | 0 | 0 | 0 | 0 | 0 | 0
PeakO | 0 | 0 | 0 | 0 | 0 | 0
ST | 0 | 0 | 0 | 0 | 0 | 0
STOG | 0 | 0 | 0 | 0 | 0 | 0
STWD | 0 | 0 | 0 | 0 | 0 | 0
WT | 0 | 0 | 0 | 0 | 0 | 0
IGCC | 0 | 0 | 0 | 0 | 0 | 0
DemandResponse | 0 | 0 | 0 | 0 | 0 | 0
IGCC-CCS | 0 | 0 | 0 | 0 | 0 | 0
WT_off | 0 | 0 | 0 | 0 | 0 | 0
PseudoUnit | 0 | 0 | 0 | 0 | 0 | 0
FixedInterchange | 0 | 0 | 0 | 0 | 0 | 0
Emission Cost by Reporting Type: HQ_NEISO
ReportingType | 2015 | 2020 | 2025 | 2030 | 2035 | 2040
BM | 0 | 0 | 0 | 0 | 0 | 0
CC | 0 | 0 | 0 | 0 | 0 | 0
CSP | 0 | 0 | 0 | 0 | 0 | 0
CT | 0 | 0 | 0 | 0 | 0 | 0
Coal | 0 | 0 | 0 | 0 | 0 | 0
Geo | 0 | 0 | 0 | 0 | 0 | 0
H | 0 | 0 | 0 | 0 | 0 | 0
LFG | 0 | 0 | 0 | 0 | 0 | 0
Nuc | 0 | 0 | 0 | 0 | 0 | 0
PS | 0 | 0 | 0 | 0 | 0 | 0
PV | 0 | 0 | 0 | 0 | 0 | 0
PeakG | 0 | 0 | 0 | 0 | 0 | 0
PeakO | 0 | 0 | 0 | 0 | 0 | 0
ST | 0 | 0 | 0 | 0 | 0 | 0
STOG | 0 | 0 | 0 | 0 | 0 | 0
STWD | 0 | 0 | 0 | 0 | 0 | 0
WT | 0 | 0 | 0 | 0 | 0 | 0
IGCC | 0 | 0 | 0 | 0 | 0 | 0
DemandResponse | 0 | 0 | 0 | 0 | 0 | 0
IGCC-CCS | 0 | 0 | 0 | 0 | 0 | 0
WT_off | 0 | 0 | 0 | 0 | 0 | 0
PseudoUnit | 0 | 0 | 0 | 0 | 0 | 0
FixedInterchange | 0 | 0 | 0 | 0 | 0 | 0
Emission Cost by Reporting Type: HQ_NY
ReportingType | 2015 | 2020 | 2025 | 2030 | 2035 | 2040
BM | 0 | 0 | 0 | 0 | 0 | 0
CC | 0 | 0 | 0 | 0 | 0 | 0
CSP | 0 | 0 | 0 | 0 | 0 | 0
CT | 0 | 0 | 0 | 0 | 0 | 0
Coal | 0 | 0 | 0 | 0 | 0 | 0
Geo | 0 | 0 | 0 | 0 | 0 | 0
H | 0 | 0 | 0 | 0 | 0 | 0
LFG | 0 | 0 | 0 | 0 | 0 | 0
Nuc | 0 | 0 | 0 | 0 | 0 | 0
PS | 0 | 0 | 0 | 0 | 0 | 0
PV | 0 | 0 | 0 | 0 | 0 | 0
PeakG | 0 | 0 | 0 | 0 | 0 | 0
PeakO | 0 | 0 | 0 | 0 | 0 | 0
ST | 0 | 0 | 0 | 0 | 0 | 0
STOG | 0 | 0 | 0 | 0 | 0 | 0
STWD | 0 | 0 | 0 | 0 | 0 | 0
WT | 0 | 0 | 0 | 0 | 0 | 0
IGCC | 0 | 0 | 0 | 0 | 0 | 0
DemandResponse | 0 | 0 | 0 | 0 | 0 | 0
IGCC-CCS | 0 | 0 | 0 | 0 | 0 | 0
WT_off | 0 | 0 | 0 | 0 | 0 | 0
PseudoUnit | 0 | 0 | 0 | 0 | 0 | 0
FixedInterchange | 0 | 0 | 0 | 0 | 0 | 0
Emission Cost by Reporting Type: MARITIMES
ReportingType | 2015 | 2020 | 2025 | 2030 | 2035 | 2040
BM | 0 | 0 | 0 | 0 | 0 | 0
CC | 0 | 0 | 0 | 0 | 0 | 0
CSP | 0 | 0 | 0 | 0 | 0 | 0
CT | 0 | 0 | 0 | 0 | 0 | 0
Coal | 0 | 0 | 0 | 0 | 0 | 0
Geo | 0 | 0 | 0 | 0 | 0 | 0
H | 0 | 0 | 0 | 0 | 0 | 0
LFG | 0 | 0 | 0 | 0 | 0 | 0
Nuc | 0 | 0 | 0 | 0 | 0 | 0
PS | 0 | 0 | 0 | 0 | 0 | 0
PV | 0 | 0 | 0 | 0 | 0 | 0
PeakG | 0 | 0 | 0 | 0 | 0 | 0
PeakO | 0 | 0 | 0 | 0 | 0 | 0
ST | 0 | 0 | 0 | 0 | 0 | 0
STOG | 0 | 0 | 0 | 0 | 0 | 0
STWD | 0 | 0 | 0 | 0 | 0 | 0
WT | 0 | 0 | 0 | 0 | 0 | 0
IGCC | 0 | 0 | 0 | 0 | 0 | 0
DemandResponse | 0 | 0 | 0 | 0 | 0 | 0
IGCC-CCS | 0 | 0 | 0 | 0 | 0 | 0
WT_off | 0 | 0 | 0 | 0 | 0 | 0
PseudoUnit | 0 | 0 | 0 | 0 | 0 | 0
FixedInterchange | 0 | 0 | 0 | 0 | 0 | 0
Emission Cost by Reporting Type: All
ReportingType | 2015 | 2020 | 2025 | 2030 | 2035 | 2040
BM | 0 | 0 | 0 | 0 | 0 | 0
CC | 0 | 0 | 0 | 0 | 0 | 0
CSP | 0 | 0 | 0 | 0 | 0 | 0
CT | 0 | 0 | 0 | 0 | 0 | 0
Coal | 0 | 0 | 0 | 0 | 0 | 0
Geo | 0 | 0 | 0 | 0 | 0 | 0
H | 0 | 0 | 0 | 0 | 0 | 0
LFG | 0 | 0 | 0 | 0 | 0 | 0
Nuc | 0 | 0 | 0 | 0 | 0 | 0
PS | 0 | 0 | 0 | 0 | 0 | 0
PV | 0 | 0 | 0 | 0 | 0 | 0
PeakG | 0 | 0 | 0 | 0 | 0 | 0
PeakO | 0 | 0 | 0 | 0 | 0 | 0
ST | 0 | 0 | 0 | 0 | 0 | 0
STOG | 0 | 0 | 0 | 0 | 0 | 0
STWD | 0 | 0 | 0 | 0 | 0 | 0
WT | 0 | 0 | 0 | 0 | 0 | 0
IGCC | 0 | 0 | 0 | 0 | 0 | 0
DemandResponse | 0 | 0 | 0 | 0 | 0 | 0
IGCC-CCS | 0 | 0 | 0 | 0 | 0 | 0
WT_off | 0 | 0 | 0 | 0 | 0 | 0
PseudoUnit | 0 | 0 | 0 | 0 | 0 | 0
FixedInterchange | 0 | 0 | 0 | 0 | 0 | 0
Emission Cost by Reporting Type: EI_US
ReportingType | 2015 | 2020 | 2025 | 2030 | 2035 | 2040
BM | 0 | 0 | 0 | 0 | 0 | 0
CC | 0 | 0 | 0 | 0 | 0 | 0
CSP | 0 | 0 | 0 | 0 | 0 | 0
CT | 0 | 0 | 0 | 0 | 0 | 0
Coal | 0 | 0 | 0 | 0 | 0 | 0
Geo | 0 | 0 | 0 | 0 | 0 | 0
H | 0 | 0 | 0 | 0 | 0 | 0
LFG | 0 | 0 | 0 | 0 | 0 | 0
Nuc | 0 | 0 | 0 | 0 | 0 | 0
PS | 0 | 0 | 0 | 0 | 0 | 0
PV | 0 | 0 | 0 | 0 | 0 | 0
PeakG | 0 | 0 | 0 | 0 | 0 | 0
PeakO | 0 | 0 | 0 | 0 | 0 | 0
ST | 0 | 0 | 0 | 0 | 0 | 0
STOG | 0 | 0 | 0 | 0 | 0 | 0
STWD | 0 | 0 | 0 | 0 | 0 | 0
WT | 0 | 0 | 0 | 0 | 0 | 0
IGCC | 0 | 0 | 0 | 0 | 0 | 0
DemandResponse | 0 | 0 | 0 | 0 | 0 | 0
IGCC-CCS | 0 | 0 | 0 | 0 | 0 | 0
WT_off | 0 | 0 | 0 | 0 | 0 | 0
PseudoUnit | 0 | 0 | 0 | 0 | 0 | 0
FixedInterchange | 0 | 0 | 0 | 0 | 0 | 0
Emission Cost by Reporting Type: EI_Canada
ReportingType | 2015 | 2020 | 2025 | 2030 | 2035 | 2040
BM | 0 | 0 | 0 | 0 | 0 | 0
CC | 0 | 0 | 0 | 0 | 0 | 0
CSP | 0 | 0 | 0 | 0 | 0 | 0
CT | 0 | 0 | 0 | 0 | 0 | 0
Coal | 0 | 0 | 0 | 0 | 0 | 0
Geo | 0 | 0 | 0 | 0 | 0 | 0
H | 0 | 0 | 0 | 0 | 0 | 0
LFG | 0 | 0 | 0 | 0 | 0 | 0
Nuc | 0 | 0 | 0 | 0 | 0 | 0
PS | 0 | 0 | 0 | 0 | 0 | 0
PV | 0 | 0 | 0 | 0 | 0 | 0
PeakG | 0 | 0 | 0 | 0 | 0 | 0
PeakO | 0 | 0 | 0 | 0 | 0 | 0
ST | 0 | 0 | 0 | 0 | 0 | 0
STOG | 0 | 0 | 0 | 0 | 0 | 0
STWD | 0 | 0 | 0 | 0 | 0 | 0
WT | 0 | 0 | 0 | 0 | 0 | 0
IGCC | 0 | 0 | 0 | 0 | 0 | 0
DemandResponse | 0 | 0 | 0 | 0 | 0 | 0
IGCC-CCS | 0 | 0 | 0 | 0 | 0 | 0
WT_off | 0 | 0 | 0 | 0 | 0 | 0
PseudoUnit | 0 | 0 | 0 | 0 | 0 | 0
FixedInterchange | 0 | 0 | 0 | 0 | 0 | 0
Emission Cost by Reporting Type: EI
ReportingType | 2015 | 2020 | 2025 | 2030 | 2035 | 2040
BM | 0 | 0 | 0 | 0 | 0 | 0
CC | 0 | 0 | 0 | 0 | 0 | 0
CSP | 0 | 0 | 0 | 0 | 0 | 0
CT | 0 | 0 | 0 | 0 | 0 | 0
Coal | 0 | 0 | 0 | 0 | 0 | 0
Geo | 0 | 0 | 0 | 0 | 0 | 0
H | 0 | 0 | 0 | 0 | 0 | 0
LFG | 0 | 0 | 0 | 0 | 0 | 0
Nuc | 0 | 0 | 0 | 0 | 0 | 0
PS | 0 | 0 | 0 | 0 | 0 | 0
PV | 0 | 0 | 0 | 0 | 0 | 0
PeakG | 0 | 0 | 0 | 0 | 0 | 0
PeakO | 0 | 0 | 0 | 0 | 0 | 0
ST | 0 | 0 | 0 | 0 | 0 | 0
STOG | 0 | 0 | 0 | 0 | 0 | 0
STWD | 0 | 0 | 0 | 0 | 0 | 0
WT | 0 | 0 | 0 | 0 | 0 | 0
IGCC | 0 | 0 | 0 | 0 | 0 | 0
DemandResponse | 0 | 0 | 0 | 0 | 0 | 0
IGCC-CCS | 0 | 0 | 0 | 0 | 0 | 0
WT_off | 0 | 0 | 0 | 0 | 0 | 0
PseudoUnit | 0 | 0 | 0 | 0 | 0 | 0
FixedInterchange | 0 | 0 | 0 | 0 | 0 | 0
Emission Cost by Reporting Type: Outside_EI
ReportingType | 2015 | 2020 | 2025 | 2030 | 2035 | 2040
BM | 0 | 0 | 0 | 0 | 0 | 0
CC | 0 | 0 | 0 | 0 | 0 | 0
CSP | 0 | 0 | 0 | 0 | 0 | 0
CT | 0 | 0 | 0 | 0 | 0 | 0
Coal | 0 | 0 | 0 | 0 | 0 | 0
Geo | 0 | 0 | 0 | 0 | 0 | 0
H | 0 | 0 | 0 | 0 | 0 | 0
LFG | 0 | 0 | 0 | 0 | 0 | 0
Nuc | 0 | 0 | 0 | 0 | 0 | 0
PS | 0 | 0 | 0 | 0 | 0 | 0
PV | 0 | 0 | 0 | 0 | 0 | 0
PeakG | 0 | 0 | 0 | 0 | 0 | 0
PeakO | 0 | 0 | 0 | 0 | 0 | 0
ST | 0 | 0 | 0 | 0 | 0 | 0
STOG | 0 | 0 | 0 | 0 | 0 | 0
STWD | 0 | 0 | 0 | 0 | 0 | 0
WT | 0 | 0 | 0 | 0 | 0 | 0
IGCC | 0 | 0 | 0 | 0 | 0 | 0
DemandResponse | 0 | 0 | 0 | 0 | 0 | 0
IGCC-CCS | 0 | 0 | 0 | 0 | 0 | 0
WT_off | 0 | 0 | 0 | 0 | 0 | 0
PseudoUnit | 0 | 0 | 0 | 0 | 0 | 0
FixedInterchange | 0 | 0 | 0 | 0 | 0 | 0
==== Emission Program: Carbon_CA : (CO2) ====
Emission Cost by Reporting Type: Entergy
ReportingType | 2015 | 2020 | 2025 | 2030 | 2035 | 2040
BM | 0 | 0 | 0 | 0 | 0 | 0
CC | 0 | 0 | 0 | 0 | 0 | 0
CSP | 0 | 0 | 0 | 0 | 0 | 0
CT | 0 | 0 | 0 | 0 | 0 | 0
Coal | 0 | 0 | 0 | 0 | 0 | 0
Geo | 0 | 0 | 0 | 0 | 0 | 0
H | 0 | 0 | 0 | 0 | 0 | 0
LFG | 0 | 0 | 0 | 0 | 0 | 0
Nuc | 0 | 0 | 0 | 0 | 0 | 0
PS | 0 | 0 | 0 | 0 | 0 | 0
PV | 0 | 0 | 0 | 0 | 0 | 0
PeakG | 0 | 0 | 0 | 0 | 0 | 0
PeakO | 0 | 0 | 0 | 0 | 0 | 0
ST | 0 | 0 | 0 | 0 | 0 | 0
STOG | 0 | 0 | 0 | 0 | 0 | 0
STWD | 0 | 0 | 0 | 0 | 0 | 0
WT | 0 | 0 | 0 | 0 | 0 | 0
IGCC | 0 | 0 | 0 | 0 | 0 | 0
DemandResponse | 0 | 0 | 0 | 0 | 0 | 0
IGCC-CCS | 0 | 0 | 0 | 0 | 0 | 0
WT_off | 0 | 0 | 0 | 0 | 0 | 0
PseudoUnit | 0 | 0 | 0 | 0 | 0 | 0
FixedInterchange | 0 | 0 | 0 | 0 | 0 | 0
Emission Cost by Reporting Type: FRCC
ReportingType | 2015 | 2020 | 2025 | 2030 | 2035 | 2040
BM | 0 | 0 | 0 | 0 | 0 | 0
CC | 0 | 0 | 0 | 0 | 0 | 0
CSP | 0 | 0 | 0 | 0 | 0 | 0
CT | 0 | 0 | 0 | 0 | 0 | 0
Coal | 0 | 0 | 0 | 0 | 0 | 0
Geo | 0 | 0 | 0 | 0 | 0 | 0
H | 0 | 0 | 0 | 0 | 0 | 0
LFG | 0 | 0 | 0 | 0 | 0 | 0
Nuc | 0 | 0 | 0 | 0 | 0 | 0
PS | 0 | 0 | 0 | 0 | 0 | 0
PV | 0 | 0 | 0 | 0 | 0 | 0
PeakG | 0 | 0 | 0 | 0 | 0 | 0
PeakO | 0 | 0 | 0 | 0 | 0 | 0
ST | 0 | 0 | 0 | 0 | 0 | 0
STOG | 0 | 0 | 0 | 0 | 0 | 0
STWD | 0 | 0 | 0 | 0 | 0 | 0
WT | 0 | 0 | 0 | 0 | 0 | 0
IGCC | 0 | 0 | 0 | 0 | 0 | 0
DemandResponse | 0 | 0 | 0 | 0 | 0 | 0
IGCC-CCS | 0 | 0 | 0 | 0 | 0 | 0
WT_off | 0 | 0 | 0 | 0 | 0 | 0
PseudoUnit | 0 | 0 | 0 | 0 | 0 | 0
FixedInterchange | 0 | 0 | 0 | 0 | 0 | 0
Emission Cost by Reporting Type: MAPP_US
ReportingType | 2015 | 2020 | 2025 | 2030 | 2035 | 2040
BM | 0 | 0 | 0 | 0 | 0 | 0
CC | 0 | 0 | 0 | 0 | 0 | 0
CSP | 0 | 0 | 0 | 0 | 0 | 0
CT | 0 | 0 | 0 | 0 | 0 | 0
Coal | 0 | 0 | 0 | 0 | 0 | 0
Geo | 0 | 0 | 0 | 0 | 0 | 0
H | 0 | 0 | 0 | 0 | 0 | 0
LFG | 0 | 0 | 0 | 0 | 0 | 0
Nuc | 0 | 0 | 0 | 0 | 0 | 0
PS | 0 | 0 | 0 | 0 | 0 | 0
PV | 0 | 0 | 0 | 0 | 0 | 0
PeakG | 0 | 0 | 0 | 0 | 0 | 0
PeakO | 0 | 0 | 0 | 0 | 0 | 0
ST | 0 | 0 | 0 | 0 | 0 | 0
STOG | 0 | 0 | 0 | 0 | 0 | 0
STWD | 0 | 0 | 0 | 0 | 0 | 0
WT | 0 | 0 | 0 | 0 | 0 | 0
IGCC | 0 | 0 | 0 | 0 | 0 | 0
DemandResponse | 0 | 0 | 0 | 0 | 0 | 0
IGCC-CCS | 0 | 0 | 0 | 0 | 0 | 0
WT_off | 0 | 0 | 0 | 0 | 0 | 0
PseudoUnit | 0 | 0 | 0 | 0 | 0 | 0
FixedInterchange | 0 | 0 | 0 | 0 | 0 | 0
Emission Cost by Reporting Type: MISO_IN
ReportingType | 2015 | 2020 | 2025 | 2030 | 2035 | 2040
BM | 0 | 0 | 0 | 0 | 0 | 0
CC | 0 | 0 | 0 | 0 | 0 | 0
CSP | 0 | 0 | 0 | 0 | 0 | 0
CT | 0 | 0 | 0 | 0 | 0 | 0
Coal | 0 | 0 | 0 | 0 | 0 | 0
Geo | 0 | 0 | 0 | 0 | 0 | 0
H | 0 | 0 | 0 | 0 | 0 | 0
LFG | 0 | 0 | 0 | 0 | 0 | 0
Nuc | 0 | 0 | 0 | 0 | 0 | 0
PS | 0 | 0 | 0 | 0 | 0 | 0
PV | 0 | 0 | 0 | 0 | 0 | 0
PeakG | 0 | 0 | 0 | 0 | 0 | 0
PeakO | 0 | 0 | 0 | 0 | 0 | 0
ST | 0 | 0 | 0 | 0 | 0 | 0
STOG | 0 | 0 | 0 | 0 | 0 | 0
STWD | 0 | 0 | 0 | 0 | 0 | 0
WT | 0 | 0 | 0 | 0 | 0 | 0
IGCC | 0 | 0 | 0 | 0 | 0 | 0
DemandResponse | 0 | 0 | 0 | 0 | 0 | 0
IGCC-CCS | 0 | 0 | 0 | 0 | 0 | 0
WT_off | 0 | 0 | 0 | 0 | 0 | 0
PseudoUnit | 0 | 0 | 0 | 0 | 0 | 0
FixedInterchange | 0 | 0 | 0 | 0 | 0 | 0
Emission Cost by Reporting Type: MISO_MI
ReportingType | 2015 | 2020 | 2025 | 2030 | 2035 | 2040
BM | 0 | 0 | 0 | 0 | 0 | 0
CC | 0 | 0 | 0 | 0 | 0 | 0
CSP | 0 | 0 | 0 | 0 | 0 | 0
CT | 0 | 0 | 0 | 0 | 0 | 0
Coal | 0 | 0 | 0 | 0 | 0 | 0
Geo | 0 | 0 | 0 | 0 | 0 | 0
H | 0 | 0 | 0 | 0 | 0 | 0
LFG | 0 | 0 | 0 | 0 | 0 | 0
Nuc | 0 | 0 | 0 | 0 | 0 | 0
PS | 0 | 0 | 0 | 0 | 0 | 0
PV | 0 | 0 | 0 | 0 | 0 | 0
PeakG | 0 | 0 | 0 | 0 | 0 | 0
PeakO | 0 | 0 | 0 | 0 | 0 | 0
ST | 0 | 0 | 0 | 0 | 0 | 0
STOG | 0 | 0 | 0 | 0 | 0 | 0
STWD | 0 | 0 | 0 | 0 | 0 | 0
WT | 0 | 0 | 0 | 0 | 0 | 0
IGCC | 0 | 0 | 0 | 0 | 0 | 0
DemandResponse | 0 | 0 | 0 | 0 | 0 | 0
IGCC-CCS | 0 | 0 | 0 | 0 | 0 | 0
WT_off | 0 | 0 | 0 | 0 | 0 | 0
PseudoUnit | 0 | 0 | 0 | 0 | 0 | 0
FixedInterchange | 0 | 0 | 0 | 0 | 0 | 0
Emission Cost by Reporting Type: MISO_MO-IL
ReportingType | 2015 | 2020 | 2025 | 2030 | 2035 | 2040
BM | 0 | 0 | 0 | 0 | 0 | 0
CC | 0 | 0 | 0 | 0 | 0 | 0
CSP | 0 | 0 | 0 | 0 | 0 | 0
CT | 0 | 0 | 0 | 0 | 0 | 0
Coal | 0 | 0 | 0 | 0 | 0 | 0
Geo | 0 | 0 | 0 | 0 | 0 | 0
H | 0 | 0 | 0 | 0 | 0 | 0
LFG | 0 | 0 | 0 | 0 | 0 | 0
Nuc | 0 | 0 | 0 | 0 | 0 | 0
PS | 0 | 0 | 0 | 0 | 0 | 0
PV | 0 | 0 | 0 | 0 | 0 | 0
PeakG | 0 | 0 | 0 | 0 | 0 | 0
PeakO | 0 | 0 | 0 | 0 | 0 | 0
ST | 0 | 0 | 0 | 0 | 0 | 0
STOG | 0 | 0 | 0 | 0 | 0 | 0
STWD | 0 | 0 | 0 | 0 | 0 | 0
WT | 0 | 0 | 0 | 0 | 0 | 0
IGCC | 0 | 0 | 0 | 0 | 0 | 0
DemandResponse | 0 | 0 | 0 | 0 | 0 | 0
IGCC-CCS | 0 | 0 | 0 | 0 | 0 | 0
WT_off | 0 | 0 | 0 | 0 | 0 | 0
PseudoUnit | 0 | 0 | 0 | 0 | 0 | 0
FixedInterchange | 0 | 0 | 0 | 0 | 0 | 0
Emission Cost by Reporting Type: MISO_W
ReportingType | 2015 | 2020 | 2025 | 2030 | 2035 | 2040
BM | 0 | 0 | 0 | 0 | 0 | 0
CC | 0 | 0 | 0 | 0 | 0 | 0
CSP | 0 | 0 | 0 | 0 | 0 | 0
CT | 0 | 0 | 0 | 0 | 0 | 0
Coal | 0 | 0 | 0 | 0 | 0 | 0
Geo | 0 | 0 | 0 | 0 | 0 | 0
H | 0 | 0 | 0 | 0 | 0 | 0
LFG | 0 | 0 | 0 | 0 | 0 | 0
Nuc | 0 | 0 | 0 | 0 | 0 | 0
PS | 0 | 0 | 0 | 0 | 0 | 0
PV | 0 | 0 | 0 | 0 | 0 | 0
PeakG | 0 | 0 | 0 | 0 | 0 | 0
PeakO | 0 | 0 | 0 | 0 | 0 | 0
ST | 0 | 0 | 0 | 0 | 0 | 0
STOG | 0 | 0 | 0 | 0 | 0 | 0
STWD | 0 | 0 | 0 | 0 | 0 | 0
WT | 0 | 0 | 0 | 0 | 0 | 0
IGCC | 0 | 0 | 0 | 0 | 0 | 0
DemandResponse | 0 | 0 | 0 | 0 | 0 | 0
IGCC-CCS | 0 | 0 | 0 | 0 | 0 | 0
WT_off | 0 | 0 | 0 | 0 | 0 | 0
PseudoUnit | 0 | 0 | 0 | 0 | 0 | 0
FixedInterchange | 0 | 0 | 0 | 0 | 0 | 0
Emission Cost by Reporting Type: MISO_WUMS
ReportingType | 2015 | 2020 | 2025 | 2030 | 2035 | 2040
BM | 0 | 0 | 0 | 0 | 0 | 0
CC | 0 | 0 | 0 | 0 | 0 | 0
CSP | 0 | 0 | 0 | 0 | 0 | 0
CT | 0 | 0 | 0 | 0 | 0 | 0
Coal | 0 | 0 | 0 | 0 | 0 | 0
Geo | 0 | 0 | 0 | 0 | 0 | 0
H | 0 | 0 | 0 | 0 | 0 | 0
LFG | 0 | 0 | 0 | 0 | 0 | 0
Nuc | 0 | 0 | 0 | 0 | 0 | 0
PS | 0 | 0 | 0 | 0 | 0 | 0
PV | 0 | 0 | 0 | 0 | 0 | 0
PeakG | 0 | 0 | 0 | 0 | 0 | 0
PeakO | 0 | 0 | 0 | 0 | 0 | 0
ST | 0 | 0 | 0 | 0 | 0 | 0
STOG | 0 | 0 | 0 | 0 | 0 | 0
STWD | 0 | 0 | 0 | 0 | 0 | 0
WT | 0 | 0 | 0 | 0 | 0 | 0
IGCC | 0 | 0 | 0 | 0 | 0 | 0
DemandResponse | 0 | 0 | 0 | 0 | 0 | 0
IGCC-CCS | 0 | 0 | 0 | 0 | 0 | 0
WT_off | 0 | 0 | 0 | 0 | 0 | 0
PseudoUnit | 0 | 0 | 0 | 0 | 0 | 0
FixedInterchange | 0 | 0 | 0 | 0 | 0 | 0
Emission Cost by Reporting Type: Nebraska
ReportingType | 2015 | 2020 | 2025 | 2030 | 2035 | 2040
BM | 0 | 0 | 0 | 0 | 0 | 0
CC | 0 | 0 | 0 | 0 | 0 | 0
CSP | 0 | 0 | 0 | 0 | 0 | 0
CT | 0 | 0 | 0 | 0 | 0 | 0
Coal | 0 | 0 | 0 | 0 | 0 | 0
Geo | 0 | 0 | 0 | 0 | 0 | 0
H | 0 | 0 | 0 | 0 | 0 | 0
LFG | 0 | 0 | 0 | 0 | 0 | 0
Nuc | 0 | 0 | 0 | 0 | 0 | 0
PS | 0 | 0 | 0 | 0 | 0 | 0
PV | 0 | 0 | 0 | 0 | 0 | 0
PeakG | 0 | 0 | 0 | 0 | 0 | 0
PeakO | 0 | 0 | 0 | 0 | 0 | 0
ST | 0 | 0 | 0 | 0 | 0 | 0
STOG | 0 | 0 | 0 | 0 | 0 | 0
STWD | 0 | 0 | 0 | 0 | 0 | 0
WT | 0 | 0 | 0 | 0 | 0 | 0
IGCC | 0 | 0 | 0 | 0 | 0 | 0
DemandResponse | 0 | 0 | 0 | 0 | 0 | 0
IGCC-CCS | 0 | 0 | 0 | 0 | 0 | 0
WT_off | 0 | 0 | 0 | 0 | 0 | 0
PseudoUnit | 0 | 0 | 0 | 0 | 0 | 0
FixedInterchange | 0 | 0 | 0 | 0 | 0 | 0
Emission Cost by Reporting Type: NEISO
ReportingType | 2015 | 2020 | 2025 | 2030 | 2035 | 2040
BM | 0 | 0 | 0 | 0 | 0 | 0
CC | 0 | 0 | 0 | 0 | 0 | 0
CSP | 0 | 0 | 0 | 0 | 0 | 0
CT | 0 | 0 | 0 | 0 | 0 | 0
Coal | 0 | 0 | 0 | 0 | 0 | 0
Geo | 0 | 0 | 0 | 0 | 0 | 0
H | 0 | 0 | 0 | 0 | 0 | 0
LFG | 0 | 0 | 0 | 0 | 0 | 0
Nuc | 0 | 0 | 0 | 0 | 0 | 0
PS | 0 | 0 | 0 | 0 | 0 | 0
PV | 0 | 0 | 0 | 0 | 0 | 0
PeakG | 0 | 0 | 0 | 0 | 0 | 0
PeakO | 0 | 0 | 0 | 0 | 0 | 0
ST | 0 | 0 | 0 | 0 | 0 | 0
STOG | 0 | 0 | 0 | 0 | 0 | 0
STWD | 0 | 0 | 0 | 0 | 0 | 0
WT | 0 | 0 | 0 | 0 | 0 | 0
IGCC | 0 | 0 | 0 | 0 | 0 | 0
DemandResponse | 0 | 0 | 0 | 0 | 0 | 0
IGCC-CCS | 0 | 0 | 0 | 0 | 0 | 0
WT_off | 0 | 0 | 0 | 0 | 0 | 0
PseudoUnit | 0 | 0 | 0 | 0 | 0 | 0
FixedInterchange | 0 | 0 | 0 | 0 | 0 | 0
Emission Cost by Reporting Type: NonRTO_Midwest
ReportingType | 2015 | 2020 | 2025 | 2030 | 2035 | 2040
BM | 0 | 0 | 0 | 0 | 0 | 0
CC | 0 | 0 | 0 | 0 | 0 | 0
CSP | 0 | 0 | 0 | 0 | 0 | 0
CT | 0 | 0 | 0 | 0 | 0 | 0
Coal | 0 | 0 | 0 | 0 | 0 | 0
Geo | 0 | 0 | 0 | 0 | 0 | 0
H | 0 | 0 | 0 | 0 | 0 | 0
LFG | 0 | 0 | 0 | 0 | 0 | 0
Nuc | 0 | 0 | 0 | 0 | 0 | 0
PS | 0 | 0 | 0 | 0 | 0 | 0
PV | 0 | 0 | 0 | 0 | 0 | 0
PeakG | 0 | 0 | 0 | 0 | 0 | 0
PeakO | 0 | 0 | 0 | 0 | 0 | 0
ST | 0 | 0 | 0 | 0 | 0 | 0
STOG | 0 | 0 | 0 | 0 | 0 | 0
STWD | 0 | 0 | 0 | 0 | 0 | 0
WT | 0 | 0 | 0 | 0 | 0 | 0
IGCC | 0 | 0 | 0 | 0 | 0 | 0
DemandResponse | 0 | 0 | 0 | 0 | 0 | 0
IGCC-CCS | 0 | 0 | 0 | 0 | 0 | 0
WT_off | 0 | 0 | 0 | 0 | 0 | 0
PseudoUnit | 0 | 0 | 0 | 0 | 0 | 0
FixedInterchange | 0 | 0 | 0 | 0 | 0 | 0
Emission Cost by Reporting Type: NYISO_A-F
ReportingType | 2015 | 2020 | 2025 | 2030 | 2035 | 2040
BM | 0 | 0 | 0 | 0 | 0 | 0
CC | 0 | 0 | 0 | 0 | 0 | 0
CSP | 0 | 0 | 0 | 0 | 0 | 0
CT | 0 | 0 | 0 | 0 | 0 | 0
Coal | 0 | 0 | 0 | 0 | 0 | 0
Geo | 0 | 0 | 0 | 0 | 0 | 0
H | 0 | 0 | 0 | 0 | 0 | 0
LFG | 0 | 0 | 0 | 0 | 0 | 0
Nuc | 0 | 0 | 0 | 0 | 0 | 0
PS | 0 | 0 | 0 | 0 | 0 | 0
PV | 0 | 0 | 0 | 0 | 0 | 0
PeakG | 0 | 0 | 0 | 0 | 0 | 0
PeakO | 0 | 0 | 0 | 0 | 0 | 0
ST | 0 | 0 | 0 | 0 | 0 | 0
STOG | 0 | 0 | 0 | 0 | 0 | 0
STWD | 0 | 0 | 0 | 0 | 0 | 0
WT | 0 | 0 | 0 | 0 | 0 | 0
IGCC | 0 | 0 | 0 | 0 | 0 | 0
DemandResponse | 0 | 0 | 0 | 0 | 0 | 0
IGCC-CCS | 0 | 0 | 0 | 0 | 0 | 0
WT_off | 0 | 0 | 0 | 0 | 0 | 0
PseudoUnit | 0 | 0 | 0 | 0 | 0 | 0
FixedInterchange | 0 | 0 | 0 | 0 | 0 | 0
Emission Cost by Reporting Type: NYISO_G-I
ReportingType | 2015 | 2020 | 2025 | 2030 | 2035 | 2040
BM | 0 | 0 | 0 | 0 | 0 | 0
CC | 0 | 0 | 0 | 0 | 0 | 0
CSP | 0 | 0 | 0 | 0 | 0 | 0
CT | 0 | 0 | 0 | 0 | 0 | 0
Coal | 0 | 0 | 0 | 0 | 0 | 0
Geo | 0 | 0 | 0 | 0 | 0 | 0
H | 0 | 0 | 0 | 0 | 0 | 0
LFG | 0 | 0 | 0 | 0 | 0 | 0
Nuc | 0 | 0 | 0 | 0 | 0 | 0
PS | 0 | 0 | 0 | 0 | 0 | 0
PV | 0 | 0 | 0 | 0 | 0 | 0
PeakG | 0 | 0 | 0 | 0 | 0 | 0
PeakO | 0 | 0 | 0 | 0 | 0 | 0
ST | 0 | 0 | 0 | 0 | 0 | 0
STOG | 0 | 0 | 0 | 0 | 0 | 0
STWD | 0 | 0 | 0 | 0 | 0 | 0
WT | 0 | 0 | 0 | 0 | 0 | 0
IGCC | 0 | 0 | 0 | 0 | 0 | 0
DemandResponse | 0 | 0 | 0 | 0 | 0 | 0
IGCC-CCS | 0 | 0 | 0 | 0 | 0 | 0
WT_off | 0 | 0 | 0 | 0 | 0 | 0
PseudoUnit | 0 | 0 | 0 | 0 | 0 | 0
FixedInterchange | 0 | 0 | 0 | 0 | 0 | 0
Emission Cost by Reporting Type: NYISO_J-K
ReportingType | 2015 | 2020 | 2025 | 2030 | 2035 | 2040
BM | 0 | 0 | 0 | 0 | 0 | 0
CC | 0 | 0 | 0 | 0 | 0 | 0
CSP | 0 | 0 | 0 | 0 | 0 | 0
CT | 0 | 0 | 0 | 0 | 0 | 0
Coal | 0 | 0 | 0 | 0 | 0 | 0
Geo | 0 | 0 | 0 | 0 | 0 | 0
H | 0 | 0 | 0 | 0 | 0 | 0
LFG | 0 | 0 | 0 | 0 | 0 | 0
Nuc | 0 | 0 | 0 | 0 | 0 | 0
PS | 0 | 0 | 0 | 0 | 0 | 0
PV | 0 | 0 | 0 | 0 | 0 | 0
PeakG | 0 | 0 | 0 | 0 | 0 | 0
PeakO | 0 | 0 | 0 | 0 | 0 | 0
ST | 0 | 0 | 0 | 0 | 0 | 0
STOG | 0 | 0 | 0 | 0 | 0 | 0
STWD | 0 | 0 | 0 | 0 | 0 | 0
WT | 0 | 0 | 0 | 0 | 0 | 0
IGCC | 0 | 0 | 0 | 0 | 0 | 0
DemandResponse | 0 | 0 | 0 | 0 | 0 | 0
IGCC-CCS | 0 | 0 | 0 | 0 | 0 | 0
WT_off | 0 | 0 | 0 | 0 | 0 | 0
PseudoUnit | 0 | 0 | 0 | 0 | 0 | 0
FixedInterchange | 0 | 0 | 0 | 0 | 0 | 0
Emission Cost by Reporting Type: PJM_E
ReportingType | 2015 | 2020 | 2025 | 2030 | 2035 | 2040
BM | 0 | 0 | 0 | 0 | 0 | 0
CC | 0 | 0 | 0 | 0 | 0 | 0
CSP | 0 | 0 | 0 | 0 | 0 | 0
CT | 0 | 0 | 0 | 0 | 0 | 0
Coal | 0 | 0 | 0 | 0 | 0 | 0
Geo | 0 | 0 | 0 | 0 | 0 | 0
H | 0 | 0 | 0 | 0 | 0 | 0
LFG | 0 | 0 | 0 | 0 | 0 | 0
Nuc | 0 | 0 | 0 | 0 | 0 | 0
PS | 0 | 0 | 0 | 0 | 0 | 0
PV | 0 | 0 | 0 | 0 | 0 | 0
PeakG | 0 | 0 | 0 | 0 | 0 | 0
PeakO | 0 | 0 | 0 | 0 | 0 | 0
ST | 0 | 0 | 0 | 0 | 0 | 0
STOG | 0 | 0 | 0 | 0 | 0 | 0
STWD | 0 | 0 | 0 | 0 | 0 | 0
WT | 0 | 0 | 0 | 0 | 0 | 0
IGCC | 0 | 0 | 0 | 0 | 0 | 0
DemandResponse | 0 | 0 | 0 | 0 | 0 | 0
IGCC-CCS | 0 | 0 | 0 | 0 | 0 | 0
WT_off | 0 | 0 | 0 | 0 | 0 | 0
PseudoUnit | 0 | 0 | 0 | 0 | 0 | 0
FixedInterchange | 0 | 0 | 0 | 0 | 0 | 0
Emission Cost by Reporting Type: PJM_ROM
ReportingType | 2015 | 2020 | 2025 | 2030 | 2035 | 2040
BM | 0 | 0 | 0 | 0 | 0 | 0
CC | 0 | 0 | 0 | 0 | 0 | 0
CSP | 0 | 0 | 0 | 0 | 0 | 0
CT | 0 | 0 | 0 | 0 | 0 | 0
Coal | 0 | 0 | 0 | 0 | 0 | 0
Geo | 0 | 0 | 0 | 0 | 0 | 0
H | 0 | 0 | 0 | 0 | 0 | 0
LFG | 0 | 0 | 0 | 0 | 0 | 0
Nuc | 0 | 0 | 0 | 0 | 0 | 0
PS | 0 | 0 | 0 | 0 | 0 | 0
PV | 0 | 0 | 0 | 0 | 0 | 0
PeakG | 0 | 0 | 0 | 0 | 0 | 0
PeakO | 0 | 0 | 0 | 0 | 0 | 0
ST | 0 | 0 | 0 | 0 | 0 | 0
STOG | 0 | 0 | 0 | 0 | 0 | 0
STWD | 0 | 0 | 0 | 0 | 0 | 0
WT | 0 | 0 | 0 | 0 | 0 | 0
IGCC | 0 | 0 | 0 | 0 | 0 | 0
DemandResponse | 0 | 0 | 0 | 0 | 0 | 0
IGCC-CCS | 0 | 0 | 0 | 0 | 0 | 0
WT_off | 0 | 0 | 0 | 0 | 0 | 0
PseudoUnit | 0 | 0 | 0 | 0 | 0 | 0
FixedInterchange | 0 | 0 | 0 | 0 | 0 | 0
Emission Cost by Reporting Type: PJM_ROR
ReportingType | 2015 | 2020 | 2025 | 2030 | 2035 | 2040
BM | 0 | 0 | 0 | 0 | 0 | 0
CC | 0 | 0 | 0 | 0 | 0 | 0
CSP | 0 | 0 | 0 | 0 | 0 | 0
CT | 0 | 0 | 0 | 0 | 0 | 0
Coal | 0 | 0 | 0 | 0 | 0 | 0
Geo | 0 | 0 | 0 | 0 | 0 | 0
H | 0 | 0 | 0 | 0 | 0 | 0
LFG | 0 | 0 | 0 | 0 | 0 | 0
Nuc | 0 | 0 | 0 | 0 | 0 | 0
PS | 0 | 0 | 0 | 0 | 0 | 0
PV | 0 | 0 | 0 | 0 | 0 | 0
PeakG | 0 | 0 | 0 | 0 | 0 | 0
PeakO | 0 | 0 | 0 | 0 | 0 | 0
ST | 0 | 0 | 0 | 0 | 0 | 0
STOG | 0 | 0 | 0 | 0 | 0 | 0
STWD | 0 | 0 | 0 | 0 | 0 | 0
WT | 0 | 0 | 0 | 0 | 0 | 0
IGCC | 0 | 0 | 0 | 0 | 0 | 0
DemandResponse | 0 | 0 | 0 | 0 | 0 | 0
IGCC-CCS | 0 | 0 | 0 | 0 | 0 | 0
WT_off | 0 | 0 | 0 | 0 | 0 | 0
PseudoUnit | 0 | 0 | 0 | 0 | 0 | 0
FixedInterchange | 0 | 0 | 0 | 0 | 0 | 0
Emission Cost by Reporting Type: SOCO
ReportingType | 2015 | 2020 | 2025 | 2030 | 2035 | 2040
BM | 0 | 0 | 0 | 0 | 0 | 0
CC | 0 | 0 | 0 | 0 | 0 | 0
CSP | 0 | 0 | 0 | 0 | 0 | 0
CT | 0 | 0 | 0 | 0 | 0 | 0
Coal | 0 | 0 | 0 | 0 | 0 | 0
Geo | 0 | 0 | 0 | 0 | 0 | 0
H | 0 | 0 | 0 | 0 | 0 | 0
LFG | 0 | 0 | 0 | 0 | 0 | 0
Nuc | 0 | 0 | 0 | 0 | 0 | 0
PS | 0 | 0 | 0 | 0 | 0 | 0
PV | 0 | 0 | 0 | 0 | 0 | 0
PeakG | 0 | 0 | 0 | 0 | 0 | 0
PeakO | 0 | 0 | 0 | 0 | 0 | 0
ST | 0 | 0 | 0 | 0 | 0 | 0
STOG | 0 | 0 | 0 | 0 | 0 | 0
STWD | 0 | 0 | 0 | 0 | 0 | 0
WT | 0 | 0 | 0 | 0 | 0 | 0
IGCC | 0 | 0 | 0 | 0 | 0 | 0
DemandResponse | 0 | 0 | 0 | 0 | 0 | 0
IGCC-CCS | 0 | 0 | 0 | 0 | 0 | 0
WT_off | 0 | 0 | 0 | 0 | 0 | 0
PseudoUnit | 0 | 0 | 0 | 0 | 0 | 0
FixedInterchange | 0 | 0 | 0 | 0 | 0 | 0
Emission Cost by Reporting Type: SPP_N
ReportingType | 2015 | 2020 | 2025 | 2030 | 2035 | 2040
BM | 0 | 0 | 0 | 0 | 0 | 0
CC | 0 | 0 | 0 | 0 | 0 | 0
CSP | 0 | 0 | 0 | 0 | 0 | 0
CT | 0 | 0 | 0 | 0 | 0 | 0
Coal | 0 | 0 | 0 | 0 | 0 | 0
Geo | 0 | 0 | 0 | 0 | 0 | 0
H | 0 | 0 | 0 | 0 | 0 | 0
LFG | 0 | 0 | 0 | 0 | 0 | 0
Nuc | 0 | 0 | 0 | 0 | 0 | 0
PS | 0 | 0 | 0 | 0 | 0 | 0
PV | 0 | 0 | 0 | 0 | 0 | 0
PeakG | 0 | 0 | 0 | 0 | 0 | 0
PeakO | 0 | 0 | 0 | 0 | 0 | 0
ST | 0 | 0 | 0 | 0 | 0 | 0
STOG | 0 | 0 | 0 | 0 | 0 | 0
STWD | 0 | 0 | 0 | 0 | 0 | 0
WT | 0 | 0 | 0 | 0 | 0 | 0
IGCC | 0 | 0 | 0 | 0 | 0 | 0
DemandResponse | 0 | 0 | 0 | 0 | 0 | 0
IGCC-CCS | 0 | 0 | 0 | 0 | 0 | 0
WT_off | 0 | 0 | 0 | 0 | 0 | 0
PseudoUnit | 0 | 0 | 0 | 0 | 0 | 0
FixedInterchange | 0 | 0 | 0 | 0 | 0 | 0
Emission Cost by Reporting Type: SPP_S
ReportingType | 2015 | 2020 | 2025 | 2030 | 2035 | 2040
BM | 0 | 0 | 0 | 0 | 0 | 0
CC | 0 | 0 | 0 | 0 | 0 | 0
CSP | 0 | 0 | 0 | 0 | 0 | 0
CT | 0 | 0 | 0 | 0 | 0 | 0
Coal | 0 | 0 | 0 | 0 | 0 | 0
Geo | 0 | 0 | 0 | 0 | 0 | 0
H | 0 | 0 | 0 | 0 | 0 | 0
LFG | 0 | 0 | 0 | 0 | 0 | 0
Nuc | 0 | 0 | 0 | 0 | 0 | 0
PS | 0 | 0 | 0 | 0 | 0 | 0
PV | 0 | 0 | 0 | 0 | 0 | 0
PeakG | 0 | 0 | 0 | 0 | 0 | 0
PeakO | 0 | 0 | 0 | 0 | 0 | 0
ST | 0 | 0 | 0 | 0 | 0 | 0
STOG | 0 | 0 | 0 | 0 | 0 | 0
STWD | 0 | 0 | 0 | 0 | 0 | 0
WT | 0 | 0 | 0 | 0 | 0 | 0
IGCC | 0 | 0 | 0 | 0 | 0 | 0
DemandResponse | 0 | 0 | 0 | 0 | 0 | 0
IGCC-CCS | 0 | 0 | 0 | 0 | 0 | 0
WT_off | 0 | 0 | 0 | 0 | 0 | 0
PseudoUnit | 0 | 0 | 0 | 0 | 0 | 0
FixedInterchange | 0 | 0 | 0 | 0 | 0 | 0
Emission Cost by Reporting Type: TVA
ReportingType | 2015 | 2020 | 2025 | 2030 | 2035 | 2040
BM | 0 | 0 | 0 | 0 | 0 | 0
CC | 0 | 0 | 0 | 0 | 0 | 0
CSP | 0 | 0 | 0 | 0 | 0 | 0
CT | 0 | 0 | 0 | 0 | 0 | 0
Coal | 0 | 0 | 0 | 0 | 0 | 0
Geo | 0 | 0 | 0 | 0 | 0 | 0
H | 0 | 0 | 0 | 0 | 0 | 0
LFG | 0 | 0 | 0 | 0 | 0 | 0
Nuc | 0 | 0 | 0 | 0 | 0 | 0
PS | 0 | 0 | 0 | 0 | 0 | 0
PV | 0 | 0 | 0 | 0 | 0 | 0
PeakG | 0 | 0 | 0 | 0 | 0 | 0
PeakO | 0 | 0 | 0 | 0 | 0 | 0
ST | 0 | 0 | 0 | 0 | 0 | 0
STOG | 0 | 0 | 0 | 0 | 0 | 0
STWD | 0 | 0 | 0 | 0 | 0 | 0
WT | 0 | 0 | 0 | 0 | 0 | 0
IGCC | 0 | 0 | 0 | 0 | 0 | 0
DemandResponse | 0 | 0 | 0 | 0 | 0 | 0
IGCC-CCS | 0 | 0 | 0 | 0 | 0 | 0
WT_off | 0 | 0 | 0 | 0 | 0 | 0
PseudoUnit | 0 | 0 | 0 | 0 | 0 | 0
FixedInterchange | 0 | 0 | 0 | 0 | 0 | 0
Emission Cost by Reporting Type: TVA_Transmission
ReportingType | 2015 | 2020 | 2025 | 2030 | 2035 | 2040
BM | 0 | 0 | 0 | 0 | 0 | 0
CC | 0 | 0 | 0 | 0 | 0 | 0
CSP | 0 | 0 | 0 | 0 | 0 | 0
CT | 0 | 0 | 0 | 0 | 0 | 0
Coal | 0 | 0 | 0 | 0 | 0 | 0
Geo | 0 | 0 | 0 | 0 | 0 | 0
H | 0 | 0 | 0 | 0 | 0 | 0
LFG | 0 | 0 | 0 | 0 | 0 | 0
Nuc | 0 | 0 | 0 | 0 | 0 | 0
PS | 0 | 0 | 0 | 0 | 0 | 0
PV | 0 | 0 | 0 | 0 | 0 | 0
PeakG | 0 | 0 | 0 | 0 | 0 | 0
PeakO | 0 | 0 | 0 | 0 | 0 | 0
ST | 0 | 0 | 0 | 0 | 0 | 0
STOG | 0 | 0 | 0 | 0 | 0 | 0
STWD | 0 | 0 | 0 | 0 | 0 | 0
WT | 0 | 0 | 0 | 0 | 0 | 0
IGCC | 0 | 0 | 0 | 0 | 0 | 0
DemandResponse | 0 | 0 | 0 | 0 | 0 | 0
IGCC-CCS | 0 | 0 | 0 | 0 | 0 | 0
WT_off | 0 | 0 | 0 | 0 | 0 | 0
PseudoUnit | 0 | 0 | 0 | 0 | 0 | 0
FixedInterchange | 0 | 0 | 0 | 0 | 0 | 0
Emission Cost by Reporting Type: VACAR
ReportingType | 2015 | 2020 | 2025 | 2030 | 2035 | 2040
BM | 0 | 0 | 0 | 0 | 0 | 0
CC | 0 | 0 | 0 | 0 | 0 | 0
CSP | 0 | 0 | 0 | 0 | 0 | 0
CT | 0 | 0 | 0 | 0 | 0 | 0
Coal | 0 | 0 | 0 | 0 | 0 | 0
Geo | 0 | 0 | 0 | 0 | 0 | 0
H | 0 | 0 | 0 | 0 | 0 | 0
LFG | 0 | 0 | 0 | 0 | 0 | 0
Nuc | 0 | 0 | 0 | 0 | 0 | 0
PS | 0 | 0 | 0 | 0 | 0 | 0
PV | 0 | 0 | 0 | 0 | 0 | 0
PeakG | 0 | 0 | 0 | 0 | 0 | 0
PeakO | 0 | 0 | 0 | 0 | 0 | 0
ST | 0 | 0 | 0 | 0 | 0 | 0
STOG | 0 | 0 | 0 | 0 | 0 | 0
STWD | 0 | 0 | 0 | 0 | 0 | 0
WT | 0 | 0 | 0 | 0 | 0 | 0
IGCC | 0 | 0 | 0 | 0 | 0 | 0
DemandResponse | 0 | 0 | 0 | 0 | 0 | 0
IGCC-CCS | 0 | 0 | 0 | 0 | 0 | 0
WT_off | 0 | 0 | 0 | 0 | 0 | 0
PseudoUnit | 0 | 0 | 0 | 0 | 0 | 0
FixedInterchange | 0 | 0 | 0 | 0 | 0 | 0
Emission Cost by Reporting Type: IESO
ReportingType | 2015 | 2020 | 2025 | 2030 | 2035 | 2040
BM | 0 | 0 | 0 | 0 | 0 | 0
CC | 0 | 0 | 0 | 0 | 0 | 0
CSP | 0 | 0 | 0 | 0 | 0 | 0
CT | 0 | 0 | 0 | 0 | 0 | 0
Coal | 0 | 0 | 0 | 0 | 0 | 0
Geo | 0 | 0 | 0 | 0 | 0 | 0
H | 0 | 0 | 0 | 0 | 0 | 0
LFG | 0 | 0 | 0 | 0 | 0 | 0
Nuc | 0 | 0 | 0 | 0 | 0 | 0
PS | 0 | 0 | 0 | 0 | 0 | 0
PV | 0 | 0 | 0 | 0 | 0 | 0
PeakG | 0 | 0 | 0 | 0 | 0 | 0
PeakO | 0 | 0 | 0 | 0 | 0 | 0
ST | 0 | 0 | 0 | 0 | 0 | 0
STOG | 0 | 0 | 0 | 0 | 0 | 0
STWD | 0 | 0 | 0 | 0 | 0 | 0
WT | 0 | 0 | 0 | 0 | 0 | 0
IGCC | 0 | 0 | 0 | 0 | 0 | 0
DemandResponse | 0 | 0 | 0 | 0 | 0 | 0
IGCC-CCS | 0 | 0 | 0 | 0 | 0 | 0
WT_off | 0 | 0 | 0 | 0 | 0 | 0
PseudoUnit | 0 | 0 | 0 | 0 | 0 | 0
FixedInterchange | 0 | 0 | 0 | 0 | 0 | 0
Emission Cost by Reporting Type: MAPP_CA
ReportingType | 2015 | 2020 | 2025 | 2030 | 2035 | 2040
BM | 0 | 0 | 0 | 0 | 0 | 0
CC | 0 | 0 | 0 | 0 | 0 | 0
CSP | 0 | 0 | 0 | 0 | 0 | 0
CT | 0 | 0 | 0 | 0 | 0 | 0
Coal | 0 | 0 | 0 | 0 | 0 | 0
Geo | 0 | 0 | 0 | 0 | 0 | 0
H | 0 | 0 | 0 | 0 | 0 | 0
LFG | 0 | 0 | 0 | 0 | 0 | 0
Nuc | 0 | 0 | 0 | 0 | 0 | 0
PS | 0 | 0 | 0 | 0 | 0 | 0
PV | 0 | 0 | 0 | 0 | 0 | 0
PeakG | 0 | 0 | 0 | 0 | 0 | 0
PeakO | 0 | 0 | 0 | 0 | 0 | 0
ST | 0 | 0 | 0 | 0 | 0 | 0
STOG | 0 | 0 | 0 | 0 | 0 | 0
STWD | 0 | 0 | 0 | 0 | 0 | 0
WT | 0 | 0 | 0 | 0 | 0 | 0
IGCC | 0 | 0 | 0 | 0 | 0 | 0
DemandResponse | 0 | 0 | 0 | 0 | 0 | 0
IGCC-CCS | 0 | 0 | 0 | 0 | 0 | 0
WT_off | 0 | 0 | 0 | 0 | 0 | 0
PseudoUnit | 0 | 0 | 0 | 0 | 0 | 0
FixedInterchange | 0 | 0 | 0 | 0 | 0 | 0
Emission Cost by Reporting Type: AZ_NM_SNV_Coal
ReportingType | 2015 | 2020 | 2025 | 2030 | 2035 | 2040
BM | 0 | 0 | 0 | 0 | 0 | 0
CC | 0 | 0 | 0 | 0 | 0 | 0
CSP | 0 | 0 | 0 | 0 | 0 | 0
CT | 0 | 0 | 0 | 0 | 0 | 0
Coal | 0 | 0 | 0 | 0 | 0 | 0
Geo | 0 | 0 | 0 | 0 | 0 | 0
H | 0 | 0 | 0 | 0 | 0 | 0
LFG | 0 | 0 | 0 | 0 | 0 | 0
Nuc | 0 | 0 | 0 | 0 | 0 | 0
PS | 0 | 0 | 0 | 0 | 0 | 0
PV | 0 | 0 | 0 | 0 | 0 | 0
PeakG | 0 | 0 | 0 | 0 | 0 | 0
PeakO | 0 | 0 | 0 | 0 | 0 | 0
ST | 0 | 0 | 0 | 0 | 0 | 0
STOG | 0 | 0 | 0 | 0 | 0 | 0
STWD | 0 | 0 | 0 | 0 | 0 | 0
WT | 0 | 0 | 0 | 0 | 0 | 0
IGCC | 0 | 0 | 0 | 0 | 0 | 0
DemandResponse | 0 | 0 | 0 | 0 | 0 | 0
IGCC-CCS | 0 | 0 | 0 | 0 | 0 | 0
WT_off | 0 | 0 | 0 | 0 | 0 | 0
PseudoUnit | 0 | 0 | 0 | 0 | 0 | 0
FixedInterchange | 0 | 0 | 0 | 0 | 0 | 0
Emission Cost by Reporting Type: AZ_NM_SNV_Gas
ReportingType | 2015 | 2020 | 2025 | 2030 | 2035 | 2040
BM | 0 | 0 | 0 | 0 | 0 | 0
CC | 0 | 0 | 0 | 0 | 0 | 0
CSP | 0 | 0 | 0 | 0 | 0 | 0
CT | 0 | 0 | 0 | 0 | 0 | 0
Coal | 0 | 0 | 0 | 0 | 0 | 0
Geo | 0 | 0 | 0 | 0 | 0 | 0
H | 0 | 0 | 0 | 0 | 0 | 0
LFG | 0 | 0 | 0 | 0 | 0 | 0
Nuc | 0 | 0 | 0 | 0 | 0 | 0
PS | 0 | 0 | 0 | 0 | 0 | 0
PV | 0 | 0 | 0 | 0 | 0 | 0
PeakG | 0 | 0 | 0 | 0 | 0 | 0
PeakO | 0 | 0 | 0 | 0 | 0 | 0
ST | 0 | 0 | 0 | 0 | 0 | 0
STOG | 0 | 0 | 0 | 0 | 0 | 0
STWD | 0 | 0 | 0 | 0 | 0 | 0
WT | 0 | 0 | 0 | 0 | 0 | 0
IGCC | 0 | 0 | 0 | 0 | 0 | 0
DemandResponse | 0 | 0 | 0 | 0 | 0 | 0
IGCC-CCS | 0 | 0 | 0 | 0 | 0 | 0
WT_off | 0 | 0 | 0 | 0 | 0 | 0
PseudoUnit | 0 | 0 | 0 | 0 | 0 | 0
FixedInterchange | 0 | 0 | 0 | 0 | 0 | 0
Emission Cost by Reporting Type: AZ_NM_SNV_NucRenew
ReportingType | 2015 | 2020 | 2025 | 2030 | 2035 | 2040
BM | 0 | 0 | 0 | 0 | 0 | 0
CC | 0 | 0 | 0 | 0 | 0 | 0
CSP | 0 | 0 | 0 | 0 | 0 | 0
CT | 0 | 0 | 0 | 0 | 0 | 0
Coal | 0 | 0 | 0 | 0 | 0 | 0
Geo | 0 | 0 | 0 | 0 | 0 | 0
H | 0 | 0 | 0 | 0 | 0 | 0
LFG | 0 | 0 | 0 | 0 | 0 | 0
Nuc | 0 | 0 | 0 | 0 | 0 | 0
PS | 0 | 0 | 0 | 0 | 0 | 0
PV | 0 | 0 | 0 | 0 | 0 | 0
PeakG | 0 | 0 | 0 | 0 | 0 | 0
PeakO | 0 | 0 | 0 | 0 | 0 | 0
ST | 0 | 0 | 0 | 0 | 0 | 0
STOG | 0 | 0 | 0 | 0 | 0 | 0
STWD | 0 | 0 | 0 | 0 | 0 | 0
WT | 0 | 0 | 0 | 0 | 0 | 0
IGCC | 0 | 0 | 0 | 0 | 0 | 0
DemandResponse | 0 | 0 | 0 | 0 | 0 | 0
IGCC-CCS | 0 | 0 | 0 | 0 | 0 | 0
WT_off | 0 | 0 | 0 | 0 | 0 | 0
PseudoUnit | 0 | 0 | 0 | 0 | 0 | 0
FixedInterchange | 0 | 0 | 0 | 0 | 0 | 0
Emission Cost by Reporting Type: ERCOT
ReportingType | 2015 | 2020 | 2025 | 2030 | 2035 | 2040
BM | 0 | 0 | 0 | 0 | 0 | 0
CC | 0 | 0 | 0 | 0 | 0 | 0
CSP | 0 | 0 | 0 | 0 | 0 | 0
CT | 0 | 0 | 0 | 0 | 0 | 0
Coal | 0 | 0 | 0 | 0 | 0 | 0
Geo | 0 | 0 | 0 | 0 | 0 | 0
H | 0 | 0 | 0 | 0 | 0 | 0
LFG | 0 | 0 | 0 | 0 | 0 | 0
Nuc | 0 | 0 | 0 | 0 | 0 | 0
PS | 0 | 0 | 0 | 0 | 0 | 0
PV | 0 | 0 | 0 | 0 | 0 | 0
PeakG | 0 | 0 | 0 | 0 | 0 | 0
PeakO | 0 | 0 | 0 | 0 | 0 | 0
ST | 0 | 0 | 0 | 0 | 0 | 0
STOG | 0 | 0 | 0 | 0 | 0 | 0
STWD | 0 | 0 | 0 | 0 | 0 | 0
WT | 0 | 0 | 0 | 0 | 0 | 0
IGCC | 0 | 0 | 0 | 0 | 0 | 0
DemandResponse | 0 | 0 | 0 | 0 | 0 | 0
IGCC-CCS | 0 | 0 | 0 | 0 | 0 | 0
WT_off | 0 | 0 | 0 | 0 | 0 | 0
PseudoUnit | 0 | 0 | 0 | 0 | 0 | 0
FixedInterchange | 0 | 0 | 0 | 0 | 0 | 0
Emission Cost by Reporting Type: NP15
ReportingType | 2015 | 2020 | 2025 | 2030 | 2035 | 2040
BM | 0 | 0 | 0 | 0 | 0 | 0
CC | 289.16 | 389.85 | 583.73 | 492.38 | 691.33 | 1284.04
CSP | 0 | 0 | 0 | 0 | 0 | 0
CT | 0 | 0 | 0 | 0.17 | 2.84 | 4.75
Coal | 4.6 | 0 | 0 | 0 | 0 | 0
Geo | 0 | 0 | 0 | 0 | 0 | 0
H | 0 | 0 | 0 | 0 | 0 | 0
LFG | 0 | 0 | 0 | 0 | 0 | 0
Nuc | 0 | 0 | 0 | 0 | 0 | 0
PS | 0 | 0 | 0 | 0 | 0 | 0
PV | 0 | 0 | 0 | 0 | 0 | 0
PeakG | 0 | 0 | 0.03 | 1.3 | 6.64 | 9.82
PeakO | 0 | 0 | 0 | 0 | 0 | 0
ST | 0 | 0 | 0 | 0 | 0 | 0
STOG | 2.21 | 5.24 | 8.09 | 13.28 | 43.16 | 35.94
STWD | 0 | 0 | 0 | 0 | 0 | 0
WT | 0 | 0 | 0 | 0 | 0 | 0
IGCC | 0 | 0 | 0 | 0 | 0 | 0
DemandResponse | 0 | 0 | 0 | 0 | 0 | 0
IGCC-CCS | 0 | 0 | 0 | 0 | 0 | 0
WT_off | 0 | 0 | 0 | 0 | 0 | 0
PseudoUnit | 0 | 0 | 0 | 0 | 0 | 0
FixedInterchange | 0 | 0 | 0 | 0 | 0 | 0
Emission Cost by Reporting Type: NWPP_Coal
ReportingType | 2015 | 2020 | 2025 | 2030 | 2035 | 2040
BM | 0 | 0 | 0 | 0 | 0 | 0
CC | 0 | 0 | 0 | 0 | 0 | 0
CSP | 0 | 0 | 0 | 0 | 0 | 0
CT | 0 | 0 | 0 | 0 | 0 | 0
Coal | 0 | 0 | 0 | 0 | 0 | 0
Geo | 0 | 0 | 0 | 0 | 0 | 0
H | 0 | 0 | 0 | 0 | 0 | 0
LFG | 0 | 0 | 0 | 0 | 0 | 0
Nuc | 0 | 0 | 0 | 0 | 0 | 0
PS | 0 | 0 | 0 | 0 | 0 | 0
PV | 0 | 0 | 0 | 0 | 0 | 0
PeakG | 0 | 0 | 0 | 0 | 0 | 0
PeakO | 0 | 0 | 0 | 0 | 0 | 0
ST | 0 | 0 | 0 | 0 | 0 | 0
STOG | 0 | 0 | 0 | 0 | 0 | 0
STWD | 0 | 0 | 0 | 0 | 0 | 0
WT | 0 | 0 | 0 | 0 | 0 | 0
IGCC | 0 | 0 | 0 | 0 | 0 | 0
DemandResponse | 0 | 0 | 0 | 0 | 0 | 0
IGCC-CCS | 0 | 0 | 0 | 0 | 0 | 0
WT_off | 0 | 0 | 0 | 0 | 0 | 0
PseudoUnit | 0 | 0 | 0 | 0 | 0 | 0
FixedInterchange | 0 | 0 | 0 | 0 | 0 | 0
Emission Cost by Reporting Type: NWPP_Gas
ReportingType | 2015 | 2020 | 2025 | 2030 | 2035 | 2040
BM | 0 | 0 | 0 | 0 | 0 | 0
CC | 0 | 0 | 0 | 0 | 0 | 0
CSP | 0 | 0 | 0 | 0 | 0 | 0
CT | 0 | 0 | 0 | 0 | 0 | 0
Coal | 0 | 0 | 0 | 0 | 0 | 0
Geo | 0 | 0 | 0 | 0 | 0 | 0
H | 0 | 0 | 0 | 0 | 0 | 0
LFG | 0 | 0 | 0 | 0 | 0 | 0
Nuc | 0 | 0 | 0 | 0 | 0 | 0
PS | 0 | 0 | 0 | 0 | 0 | 0
PV | 0 | 0 | 0 | 0 | 0 | 0
PeakG | 0 | 0 | 0 | 0 | 0 | 0
PeakO | 0 | 0 | 0 | 0 | 0 | 0
ST | 0 | 0 | 0 | 0 | 0 | 0
STOG | 0 | 0 | 0 | 0 | 0 | 0
STWD | 0 | 0 | 0 | 0 | 0 | 0
WT | 0 | 0 | 0 | 0 | 0 | 0
IGCC | 0 | 0 | 0 | 0 | 0 | 0
DemandResponse | 0 | 0 | 0 | 0 | 0 | 0
IGCC-CCS | 0 | 0 | 0 | 0 | 0 | 0
WT_off | 0 | 0 | 0 | 0 | 0 | 0
PseudoUnit | 0 | 0 | 0 | 0 | 0 | 0
FixedInterchange | 0 | 0 | 0 | 0 | 0 | 0
Emission Cost by Reporting Type: NWPP_NucRenew
ReportingType | 2015 | 2020 | 2025 | 2030 | 2035 | 2040
BM | 0 | 0 | 0 | 0 | 0 | 0
CC | 0 | 0 | 0 | 0 | 0 | 0
CSP | 0 | 0 | 0 | 0 | 0 | 0
CT | 0 | 0 | 0 | 0 | 0 | 0
Coal | 0 | 0 | 0 | 0 | 0 | 0
Geo | 0 | 0 | 0 | 0 | 0 | 0
H | 0 | 0 | 0 | 0 | 0 | 0
LFG | 0 | 0 | 0 | 0 | 0 | 0
Nuc | 0 | 0 | 0 | 0 | 0 | 0
PS | 0 | 0 | 0 | 0 | 0 | 0
PV | 0 | 0 | 0 | 0 | 0 | 0
PeakG | 0 | 0 | 0 | 0 | 0 | 0
PeakO | 0 | 0 | 0 | 0 | 0 | 0
ST | 0 | 0 | 0 | 0 | 0 | 0
STOG | 0 | 0 | 0 | 0 | 0 | 0
STWD | 0 | 0 | 0 | 0 | 0 | 0
WT | 0 | 0 | 0 | 0 | 0 | 0
IGCC | 0 | 0 | 0 | 0 | 0 | 0
DemandResponse | 0 | 0 | 0 | 0 | 0 | 0
IGCC-CCS | 0 | 0 | 0 | 0 | 0 | 0
WT_off | 0 | 0 | 0 | 0 | 0 | 0
PseudoUnit | 0 | 0 | 0 | 0 | 0 | 0
FixedInterchange | 0 | 0 | 0 | 0 | 0 | 0
Emission Cost by Reporting Type: RMPA
ReportingType | 2015 | 2020 | 2025 | 2030 | 2035 | 2040
BM | 0 | 0 | 0 | 0 | 0 | 0
CC | 0 | 0 | 0 | 0 | 0 | 0
CSP | 0 | 0 | 0 | 0 | 0 | 0
CT | 0 | 0 | 0 | 0 | 0 | 0
Coal | 0 | 0 | 0 | 0 | 0 | 0
Geo | 0 | 0 | 0 | 0 | 0 | 0
H | 0 | 0 | 0 | 0 | 0 | 0
LFG | 0 | 0 | 0 | 0 | 0 | 0
Nuc | 0 | 0 | 0 | 0 | 0 | 0
PS | 0 | 0 | 0 | 0 | 0 | 0
PV | 0 | 0 | 0 | 0 | 0 | 0
PeakG | 0 | 0 | 0 | 0 | 0 | 0
PeakO | 0 | 0 | 0 | 0 | 0 | 0
ST | 0 | 0 | 0 | 0 | 0 | 0
STOG | 0 | 0 | 0 | 0 | 0 | 0
STWD | 0 | 0 | 0 | 0 | 0 | 0
WT | 0 | 0 | 0 | 0 | 0 | 0
IGCC | 0 | 0 | 0 | 0 | 0 | 0
DemandResponse | 0 | 0 | 0 | 0 | 0 | 0
IGCC-CCS | 0 | 0 | 0 | 0 | 0 | 0
WT_off | 0 | 0 | 0 | 0 | 0 | 0
PseudoUnit | 0 | 0 | 0 | 0 | 0 | 0
FixedInterchange | 0 | 0 | 0 | 0 | 0 | 0
Emission Cost by Reporting Type: SP15
ReportingType | 2015 | 2020 | 2025 | 2030 | 2035 | 2040
BM | 0 | 0 | 0 | 0 | 0 | 0
CC | 368.65 | 197.72 | 275.76 | 242.37 | 296.72 | 323.91
CSP | 0 | 0 | 0 | 0 | 0 | 0
CT | 0 | 0 | 0 | 0 | 6.25 | 20.33
Coal | 15.51 | 19.79 | 25.26 | 19.79 | 8.35 | 4.63
Geo | 0 | 0 | 0 | 0 | 0 | 0
H | 0 | 0 | 0 | 0 | 0 | 0
LFG | 0 | 0 | 0 | 0 | 0 | 0
Nuc | 0 | 0 | 0 | 0 | 0 | 0
PS | 0 | 0 | 0 | 0 | 0 | 0
PV | 0 | 0 | 0 | 0 | 0 | 0
PeakG | 0 | 0 | 0 | 0.7 | 1.76 | 1.81
PeakO | 0 | 0 | 0 | 0 | 0 | 0
ST | 0 | 0 | 0 | 0 | 0 | 0
STOG | 3.67 | 7.71 | 9.98 | 24.69 | 63.67 | 103.18
STWD | 0 | 0 | 0 | 0 | 0 | 0
WT | 0 | 0 | 0 | 0 | 0 | 0
IGCC | 0 | 0 | 0 | 0 | 0 | 0
DemandResponse | 0 | 0 | 0 | 0 | 0 | 0
IGCC-CCS | 0 | 0 | 0 | 0 | 0 | 0
WT_off | 0 | 0 | 0 | 0 | 0 | 0
PseudoUnit | 0 | 0 | 0 | 0 | 0 | 0
FixedInterchange | 0 | 0 | 0 | 0 | 0 | 0
Emission Cost by Reporting Type: ALB
ReportingType | 2015 | 2020 | 2025 | 2030 | 2035 | 2040
BM | 0 | 0 | 0 | 0 | 0 | 0
CC | 0 | 0 | 0 | 0 | 0 | 0
CSP | 0 | 0 | 0 | 0 | 0 | 0
CT | 0 | 0 | 0 | 0 | 0 | 0
Coal | 0 | 0 | 0 | 0 | 0 | 0
Geo | 0 | 0 | 0 | 0 | 0 | 0
H | 0 | 0 | 0 | 0 | 0 | 0
LFG | 0 | 0 | 0 | 0 | 0 | 0
Nuc | 0 | 0 | 0 | 0 | 0 | 0
PS | 0 | 0 | 0 | 0 | 0 | 0
PV | 0 | 0 | 0 | 0 | 0 | 0
PeakG | 0 | 0 | 0 | 0 | 0 | 0
PeakO | 0 | 0 | 0 | 0 | 0 | 0
ST | 0 | 0 | 0 | 0 | 0 | 0
STOG | 0 | 0 | 0 | 0 | 0 | 0
STWD | 0 | 0 | 0 | 0 | 0 | 0
WT | 0 | 0 | 0 | 0 | 0 | 0
IGCC | 0 | 0 | 0 | 0 | 0 | 0
DemandResponse | 0 | 0 | 0 | 0 | 0 | 0
IGCC-CCS | 0 | 0 | 0 | 0 | 0 | 0
WT_off | 0 | 0 | 0 | 0 | 0 | 0
PseudoUnit | 0 | 0 | 0 | 0 | 0 | 0
FixedInterchange | 0 | 0 | 0 | 0 | 0 | 0
Emission Cost by Reporting Type: BC
ReportingType | 2015 | 2020 | 2025 | 2030 | 2035 | 2040
BM | 0 | 0 | 0 | 0 | 0 | 0
CC | 0 | 0 | 0 | 0 | 0 | 0
CSP | 0 | 0 | 0 | 0 | 0 | 0
CT | 0 | 0 | 0 | 0 | 0 | 0
Coal | 0 | 0 | 0 | 0 | 0 | 0
Geo | 0 | 0 | 0 | 0 | 0 | 0
H | 0 | 0 | 0 | 0 | 0 | 0
LFG | 0 | 0 | 0 | 0 | 0 | 0
Nuc | 0 | 0 | 0 | 0 | 0 | 0
PS | 0 | 0 | 0 | 0 | 0 | 0
PV | 0 | 0 | 0 | 0 | 0 | 0
PeakG | 0 | 0 | 0 | 0 | 0 | 0
PeakO | 0 | 0 | 0 | 0 | 0 | 0
ST | 0 | 0 | 0 | 0 | 0 | 0
STOG | 0 | 0 | 0 | 0 | 0 | 0
STWD | 0 | 0 | 0 | 0 | 0 | 0
WT | 0 | 0 | 0 | 0 | 0 | 0
IGCC | 0 | 0 | 0 | 0 | 0 | 0
DemandResponse | 0 | 0 | 0 | 0 | 0 | 0
IGCC-CCS | 0 | 0 | 0 | 0 | 0 | 0
WT_off | 0 | 0 | 0 | 0 | 0 | 0
PseudoUnit | 0 | 0 | 0 | 0 | 0 | 0
FixedInterchange | 0 | 0 | 0 | 0 | 0 | 0
Emission Cost by Reporting Type: HQ_IESO
ReportingType | 2015 | 2020 | 2025 | 2030 | 2035 | 2040
BM | 0 | 0 | 0 | 0 | 0 | 0
CC | 0 | 0 | 0 | 0 | 0 | 0
CSP | 0 | 0 | 0 | 0 | 0 | 0
CT | 0 | 0 | 0 | 0 | 0 | 0
Coal | 0 | 0 | 0 | 0 | 0 | 0
Geo | 0 | 0 | 0 | 0 | 0 | 0
H | 0 | 0 | 0 | 0 | 0 | 0
LFG | 0 | 0 | 0 | 0 | 0 | 0
Nuc | 0 | 0 | 0 | 0 | 0 | 0
PS | 0 | 0 | 0 | 0 | 0 | 0
PV | 0 | 0 | 0 | 0 | 0 | 0
PeakG | 0 | 0 | 0 | 0 | 0 | 0
PeakO | 0 | 0 | 0 | 0 | 0 | 0
ST | 0 | 0 | 0 | 0 | 0 | 0
STOG | 0 | 0 | 0 | 0 | 0 | 0
STWD | 0 | 0 | 0 | 0 | 0 | 0
WT | 0 | 0 | 0 | 0 | 0 | 0
IGCC | 0 | 0 | 0 | 0 | 0 | 0
DemandResponse | 0 | 0 | 0 | 0 | 0 | 0
IGCC-CCS | 0 | 0 | 0 | 0 | 0 | 0
WT_off | 0 | 0 | 0 | 0 | 0 | 0
PseudoUnit | 0 | 0 | 0 | 0 | 0 | 0
FixedInterchange | 0 | 0 | 0 | 0 | 0 | 0
Emission Cost by Reporting Type: HQ_NEISO
ReportingType | 2015 | 2020 | 2025 | 2030 | 2035 | 2040
BM | 0 | 0 | 0 | 0 | 0 | 0
CC | 0 | 0 | 0 | 0 | 0 | 0
CSP | 0 | 0 | 0 | 0 | 0 | 0
CT | 0 | 0 | 0 | 0 | 0 | 0
Coal | 0 | 0 | 0 | 0 | 0 | 0
Geo | 0 | 0 | 0 | 0 | 0 | 0
H | 0 | 0 | 0 | 0 | 0 | 0
LFG | 0 | 0 | 0 | 0 | 0 | 0
Nuc | 0 | 0 | 0 | 0 | 0 | 0
PS | 0 | 0 | 0 | 0 | 0 | 0
PV | 0 | 0 | 0 | 0 | 0 | 0
PeakG | 0 | 0 | 0 | 0 | 0 | 0
PeakO | 0 | 0 | 0 | 0 | 0 | 0
ST | 0 | 0 | 0 | 0 | 0 | 0
STOG | 0 | 0 | 0 | 0 | 0 | 0
STWD | 0 | 0 | 0 | 0 | 0 | 0
WT | 0 | 0 | 0 | 0 | 0 | 0
IGCC | 0 | 0 | 0 | 0 | 0 | 0
DemandResponse | 0 | 0 | 0 | 0 | 0 | 0
IGCC-CCS | 0 | 0 | 0 | 0 | 0 | 0
WT_off | 0 | 0 | 0 | 0 | 0 | 0
PseudoUnit | 0 | 0 | 0 | 0 | 0 | 0
FixedInterchange | 0 | 0 | 0 | 0 | 0 | 0
Emission Cost by Reporting Type: HQ_NY
ReportingType | 2015 | 2020 | 2025 | 2030 | 2035 | 2040
BM | 0 | 0 | 0 | 0 | 0 | 0
CC | 0 | 0 | 0 | 0 | 0 | 0
CSP | 0 | 0 | 0 | 0 | 0 | 0
CT | 0 | 0 | 0 | 0 | 0 | 0
Coal | 0 | 0 | 0 | 0 | 0 | 0
Geo | 0 | 0 | 0 | 0 | 0 | 0
H | 0 | 0 | 0 | 0 | 0 | 0
LFG | 0 | 0 | 0 | 0 | 0 | 0
Nuc | 0 | 0 | 0 | 0 | 0 | 0
PS | 0 | 0 | 0 | 0 | 0 | 0
PV | 0 | 0 | 0 | 0 | 0 | 0
PeakG | 0 | 0 | 0 | 0 | 0 | 0
PeakO | 0 | 0 | 0 | 0 | 0 | 0
ST | 0 | 0 | 0 | 0 | 0 | 0
STOG | 0 | 0 | 0 | 0 | 0 | 0
STWD | 0 | 0 | 0 | 0 | 0 | 0
WT | 0 | 0 | 0 | 0 | 0 | 0
IGCC | 0 | 0 | 0 | 0 | 0 | 0
DemandResponse | 0 | 0 | 0 | 0 | 0 | 0
IGCC-CCS | 0 | 0 | 0 | 0 | 0 | 0
WT_off | 0 | 0 | 0 | 0 | 0 | 0
PseudoUnit | 0 | 0 | 0 | 0 | 0 | 0
FixedInterchange | 0 | 0 | 0 | 0 | 0 | 0
Emission Cost by Reporting Type: MARITIMES
ReportingType | 2015 | 2020 | 2025 | 2030 | 2035 | 2040
BM | 0 | 0 | 0 | 0 | 0 | 0
CC | 0 | 0 | 0 | 0 | 0 | 0
CSP | 0 | 0 | 0 | 0 | 0 | 0
CT | 0 | 0 | 0 | 0 | 0 | 0
Coal | 0 | 0 | 0 | 0 | 0 | 0
Geo | 0 | 0 | 0 | 0 | 0 | 0
H | 0 | 0 | 0 | 0 | 0 | 0
LFG | 0 | 0 | 0 | 0 | 0 | 0
Nuc | 0 | 0 | 0 | 0 | 0 | 0
PS | 0 | 0 | 0 | 0 | 0 | 0
PV | 0 | 0 | 0 | 0 | 0 | 0
PeakG | 0 | 0 | 0 | 0 | 0 | 0
PeakO | 0 | 0 | 0 | 0 | 0 | 0
ST | 0 | 0 | 0 | 0 | 0 | 0
STOG | 0 | 0 | 0 | 0 | 0 | 0
STWD | 0 | 0 | 0 | 0 | 0 | 0
WT | 0 | 0 | 0 | 0 | 0 | 0
IGCC | 0 | 0 | 0 | 0 | 0 | 0
DemandResponse | 0 | 0 | 0 | 0 | 0 | 0
IGCC-CCS | 0 | 0 | 0 | 0 | 0 | 0
WT_off | 0 | 0 | 0 | 0 | 0 | 0
PseudoUnit | 0 | 0 | 0 | 0 | 0 | 0
FixedInterchange | 0 | 0 | 0 | 0 | 0 | 0
Emission Cost by Reporting Type: All
ReportingType | 2015 | 2020 | 2025 | 2030 | 2035 | 2040
BM | 0 | 0 | 0 | 0 | 0 | 0
CC | 657.8 | 587.57 | 859.49 | 734.75 | 988.05 | 1607.95
CSP | 0 | 0 | 0 | 0 | 0 | 0
CT | 0 | 0 | 0 | 0.17 | 9.09 | 25.08
Coal | 20.1 | 19.79 | 25.26 | 19.79 | 8.35 | 4.63
Geo | 0 | 0 | 0 | 0 | 0 | 0
H | 0 | 0 | 0 | 0 | 0 | 0
LFG | 0 | 0 | 0 | 0 | 0 | 0
Nuc | 0 | 0 | 0 | 0 | 0 | 0
PS | 0 | 0 | 0 | 0 | 0 | 0
PV | 0 | 0 | 0 | 0 | 0 | 0
PeakG | 0 | 0 | 0.03 | 2 | 8.41 | 11.64
PeakO | 0 | 0 | 0 | 0 | 0 | 0
ST | 0 | 0 | 0 | 0 | 0 | 0
STOG | 5.88 | 12.95 | 18.06 | 37.97 | 106.82 | 139.12
STWD | 0 | 0 | 0 | 0 | 0 | 0
WT | 0 | 0 | 0 | 0 | 0 | 0
IGCC | 0 | 0 | 0 | 0 | 0 | 0
DemandResponse | 0 | 0 | 0 | 0 | 0 | 0
IGCC-CCS | 0 | 0 | 0 | 0 | 0 | 0
WT_off | 0 | 0 | 0 | 0 | 0 | 0
PseudoUnit | 0 | 0 | 0 | 0 | 0 | 0
FixedInterchange | 0 | 0 | 0 | 0 | 0 | 0
Emission Cost by Reporting Type: EI_US
ReportingType | 2015 | 2020 | 2025 | 2030 | 2035 | 2040
BM | 0 | 0 | 0 | 0 | 0 | 0
CC | 0 | 0 | 0 | 0 | 0 | 0
CSP | 0 | 0 | 0 | 0 | 0 | 0
CT | 0 | 0 | 0 | 0 | 0 | 0
Coal | 0 | 0 | 0 | 0 | 0 | 0
Geo | 0 | 0 | 0 | 0 | 0 | 0
H | 0 | 0 | 0 | 0 | 0 | 0
LFG | 0 | 0 | 0 | 0 | 0 | 0
Nuc | 0 | 0 | 0 | 0 | 0 | 0
PS | 0 | 0 | 0 | 0 | 0 | 0
PV | 0 | 0 | 0 | 0 | 0 | 0
PeakG | 0 | 0 | 0 | 0 | 0 | 0
PeakO | 0 | 0 | 0 | 0 | 0 | 0
ST | 0 | 0 | 0 | 0 | 0 | 0
STOG | 0 | 0 | 0 | 0 | 0 | 0
STWD | 0 | 0 | 0 | 0 | 0 | 0
WT | 0 | 0 | 0 | 0 | 0 | 0
IGCC | 0 | 0 | 0 | 0 | 0 | 0
DemandResponse | 0 | 0 | 0 | 0 | 0 | 0
IGCC-CCS | 0 | 0 | 0 | 0 | 0 | 0
WT_off | 0 | 0 | 0 | 0 | 0 | 0
PseudoUnit | 0 | 0 | 0 | 0 | 0 | 0
FixedInterchange | 0 | 0 | 0 | 0 | 0 | 0
Emission Cost by Reporting Type: EI_Canada
ReportingType | 2015 | 2020 | 2025 | 2030 | 2035 | 2040
BM | 0 | 0 | 0 | 0 | 0 | 0
CC | 0 | 0 | 0 | 0 | 0 | 0
CSP | 0 | 0 | 0 | 0 | 0 | 0
CT | 0 | 0 | 0 | 0 | 0 | 0
Coal | 0 | 0 | 0 | 0 | 0 | 0
Geo | 0 | 0 | 0 | 0 | 0 | 0
H | 0 | 0 | 0 | 0 | 0 | 0
LFG | 0 | 0 | 0 | 0 | 0 | 0
Nuc | 0 | 0 | 0 | 0 | 0 | 0
PS | 0 | 0 | 0 | 0 | 0 | 0
PV | 0 | 0 | 0 | 0 | 0 | 0
PeakG | 0 | 0 | 0 | 0 | 0 | 0
PeakO | 0 | 0 | 0 | 0 | 0 | 0
ST | 0 | 0 | 0 | 0 | 0 | 0
STOG | 0 | 0 | 0 | 0 | 0 | 0
STWD | 0 | 0 | 0 | 0 | 0 | 0
WT | 0 | 0 | 0 | 0 | 0 | 0
IGCC | 0 | 0 | 0 | 0 | 0 | 0
DemandResponse | 0 | 0 | 0 | 0 | 0 | 0
IGCC-CCS | 0 | 0 | 0 | 0 | 0 | 0
WT_off | 0 | 0 | 0 | 0 | 0 | 0
PseudoUnit | 0 | 0 | 0 | 0 | 0 | 0
FixedInterchange | 0 | 0 | 0 | 0 | 0 | 0
Emission Cost by Reporting Type: EI
ReportingType | 2015 | 2020 | 2025 | 2030 | 2035 | 2040
BM | 0 | 0 | 0 | 0 | 0 | 0
CC | 0 | 0 | 0 | 0 | 0 | 0
CSP | 0 | 0 | 0 | 0 | 0 | 0
CT | 0 | 0 | 0 | 0 | 0 | 0
Coal | 0 | 0 | 0 | 0 | 0 | 0
Geo | 0 | 0 | 0 | 0 | 0 | 0
H | 0 | 0 | 0 | 0 | 0 | 0
LFG | 0 | 0 | 0 | 0 | 0 | 0
Nuc | 0 | 0 | 0 | 0 | 0 | 0
PS | 0 | 0 | 0 | 0 | 0 | 0
PV | 0 | 0 | 0 | 0 | 0 | 0
PeakG | 0 | 0 | 0 | 0 | 0 | 0
PeakO | 0 | 0 | 0 | 0 | 0 | 0
ST | 0 | 0 | 0 | 0 | 0 | 0
STOG | 0 | 0 | 0 | 0 | 0 | 0
STWD | 0 | 0 | 0 | 0 | 0 | 0
WT | 0 | 0 | 0 | 0 | 0 | 0
IGCC | 0 | 0 | 0 | 0 | 0 | 0
DemandResponse | 0 | 0 | 0 | 0 | 0 | 0
IGCC-CCS | 0 | 0 | 0 | 0 | 0 | 0
WT_off | 0 | 0 | 0 | 0 | 0 | 0
PseudoUnit | 0 | 0 | 0 | 0 | 0 | 0
FixedInterchange | 0 | 0 | 0 | 0 | 0 | 0
Emission Cost by Reporting Type: Outside_EI
ReportingType | 2015 | 2020 | 2025 | 2030 | 2035 | 2040
BM | 0 | 0 | 0 | 0 | 0 | 0
CC | 657.8 | 587.57 | 859.49 | 734.75 | 988.05 | 1607.95
CSP | 0 | 0 | 0 | 0 | 0 | 0
CT | 0 | 0 | 0 | 0.17 | 9.09 | 25.08
Coal | 20.1 | 19.79 | 25.26 | 19.79 | 8.35 | 4.63
Geo | 0 | 0 | 0 | 0 | 0 | 0
H | 0 | 0 | 0 | 0 | 0 | 0
LFG | 0 | 0 | 0 | 0 | 0 | 0
Nuc | 0 | 0 | 0 | 0 | 0 | 0
PS | 0 | 0 | 0 | 0 | 0 | 0
PV | 0 | 0 | 0 | 0 | 0 | 0
PeakG | 0 | 0 | 0.03 | 2 | 8.41 | 11.64
PeakO | 0 | 0 | 0 | 0 | 0 | 0
ST | 0 | 0 | 0 | 0 | 0 | 0
STOG | 5.88 | 12.95 | 18.06 | 37.97 | 106.82 | 139.12
STWD | 0 | 0 | 0 | 0 | 0 | 0
WT | 0 | 0 | 0 | 0 | 0 | 0
IGCC | 0 | 0 | 0 | 0 | 0 | 0
DemandResponse | 0 | 0 | 0 | 0 | 0 | 0
IGCC-CCS | 0 | 0 | 0 | 0 | 0 | 0
WT_off | 0 | 0 | 0 | 0 | 0 | 0
PseudoUnit | 0 | 0 | 0 | 0 | 0 | 0
FixedInterchange | 0 | 0 | 0 | 0 | 0 | 0
==== Emission Program: RGGI : (CO2) ====
Emission Cost by Reporting Type: Entergy
ReportingType | 2015 | 2020 | 2025 | 2030 | 2035 | 2040
BM | 0 | 0 | 0 | 0 | 0 | 0
CC | 0 | 0 | 0 | 0 | 0 | 0
CSP | 0 | 0 | 0 | 0 | 0 | 0
CT | 0 | 0 | 0 | 0 | 0 | 0
Coal | 0 | 0 | 0 | 0 | 0 | 0
Geo | 0 | 0 | 0 | 0 | 0 | 0
H | 0 | 0 | 0 | 0 | 0 | 0
LFG | 0 | 0 | 0 | 0 | 0 | 0
Nuc | 0 | 0 | 0 | 0 | 0 | 0
PS | 0 | 0 | 0 | 0 | 0 | 0
PV | 0 | 0 | 0 | 0 | 0 | 0
PeakG | 0 | 0 | 0 | 0 | 0 | 0
PeakO | 0 | 0 | 0 | 0 | 0 | 0
ST | 0 | 0 | 0 | 0 | 0 | 0
STOG | 0 | 0 | 0 | 0 | 0 | 0
STWD | 0 | 0 | 0 | 0 | 0 | 0
WT | 0 | 0 | 0 | 0 | 0 | 0
IGCC | 0 | 0 | 0 | 0 | 0 | 0
DemandResponse | 0 | 0 | 0 | 0 | 0 | 0
IGCC-CCS | 0 | 0 | 0 | 0 | 0 | 0
WT_off | 0 | 0 | 0 | 0 | 0 | 0
PseudoUnit | 0 | 0 | 0 | 0 | 0 | 0
FixedInterchange | 0 | 0 | 0 | 0 | 0 | 0
Emission Cost by Reporting Type: FRCC
ReportingType | 2015 | 2020 | 2025 | 2030 | 2035 | 2040
BM | 0 | 0 | 0 | 0 | 0 | 0
CC | 0 | 0 | 0 | 0 | 0 | 0
CSP | 0 | 0 | 0 | 0 | 0 | 0
CT | 0 | 0 | 0 | 0 | 0 | 0
Coal | 0 | 0 | 0 | 0 | 0 | 0
Geo | 0 | 0 | 0 | 0 | 0 | 0
H | 0 | 0 | 0 | 0 | 0 | 0
LFG | 0 | 0 | 0 | 0 | 0 | 0
Nuc | 0 | 0 | 0 | 0 | 0 | 0
PS | 0 | 0 | 0 | 0 | 0 | 0
PV | 0 | 0 | 0 | 0 | 0 | 0
PeakG | 0 | 0 | 0 | 0 | 0 | 0
PeakO | 0 | 0 | 0 | 0 | 0 | 0
ST | 0 | 0 | 0 | 0 | 0 | 0
STOG | 0 | 0 | 0 | 0 | 0 | 0
STWD | 0 | 0 | 0 | 0 | 0 | 0
WT | 0 | 0 | 0 | 0 | 0 | 0
IGCC | 0 | 0 | 0 | 0 | 0 | 0
DemandResponse | 0 | 0 | 0 | 0 | 0 | 0
IGCC-CCS | 0 | 0 | 0 | 0 | 0 | 0
WT_off | 0 | 0 | 0 | 0 | 0 | 0
PseudoUnit | 0 | 0 | 0 | 0 | 0 | 0
FixedInterchange | 0 | 0 | 0 | 0 | 0 | 0
Emission Cost by Reporting Type: MAPP_US
ReportingType | 2015 | 2020 | 2025 | 2030 | 2035 | 2040
BM | 0 | 0 | 0 | 0 | 0 | 0
CC | 0 | 0 | 0 | 0 | 0 | 0
CSP | 0 | 0 | 0 | 0 | 0 | 0
CT | 0 | 0 | 0 | 0 | 0 | 0
Coal | 0 | 0 | 0 | 0 | 0 | 0
Geo | 0 | 0 | 0 | 0 | 0 | 0
H | 0 | 0 | 0 | 0 | 0 | 0
LFG | 0 | 0 | 0 | 0 | 0 | 0
Nuc | 0 | 0 | 0 | 0 | 0 | 0
PS | 0 | 0 | 0 | 0 | 0 | 0
PV | 0 | 0 | 0 | 0 | 0 | 0
PeakG | 0 | 0 | 0 | 0 | 0 | 0
PeakO | 0 | 0 | 0 | 0 | 0 | 0
ST | 0 | 0 | 0 | 0 | 0 | 0
STOG | 0 | 0 | 0 | 0 | 0 | 0
STWD | 0 | 0 | 0 | 0 | 0 | 0
WT | 0 | 0 | 0 | 0 | 0 | 0
IGCC | 0 | 0 | 0 | 0 | 0 | 0
DemandResponse | 0 | 0 | 0 | 0 | 0 | 0
IGCC-CCS | 0 | 0 | 0 | 0 | 0 | 0
WT_off | 0 | 0 | 0 | 0 | 0 | 0
PseudoUnit | 0 | 0 | 0 | 0 | 0 | 0
FixedInterchange | 0 | 0 | 0 | 0 | 0 | 0
Emission Cost by Reporting Type: MISO_IN
ReportingType | 2015 | 2020 | 2025 | 2030 | 2035 | 2040
BM | 0 | 0 | 0 | 0 | 0 | 0
CC | 0 | 0 | 0 | 0 | 0 | 0
CSP | 0 | 0 | 0 | 0 | 0 | 0
CT | 0 | 0 | 0 | 0 | 0 | 0
Coal | 0 | 0 | 0 | 0 | 0 | 0
Geo | 0 | 0 | 0 | 0 | 0 | 0
H | 0 | 0 | 0 | 0 | 0 | 0
LFG | 0 | 0 | 0 | 0 | 0 | 0
Nuc | 0 | 0 | 0 | 0 | 0 | 0
PS | 0 | 0 | 0 | 0 | 0 | 0
PV | 0 | 0 | 0 | 0 | 0 | 0
PeakG | 0 | 0 | 0 | 0 | 0 | 0
PeakO | 0 | 0 | 0 | 0 | 0 | 0
ST | 0 | 0 | 0 | 0 | 0 | 0
STOG | 0 | 0 | 0 | 0 | 0 | 0
STWD | 0 | 0 | 0 | 0 | 0 | 0
WT | 0 | 0 | 0 | 0 | 0 | 0
IGCC | 0 | 0 | 0 | 0 | 0 | 0
DemandResponse | 0 | 0 | 0 | 0 | 0 | 0
IGCC-CCS | 0 | 0 | 0 | 0 | 0 | 0
WT_off | 0 | 0 | 0 | 0 | 0 | 0
PseudoUnit | 0 | 0 | 0 | 0 | 0 | 0
FixedInterchange | 0 | 0 | 0 | 0 | 0 | 0
Emission Cost by Reporting Type: MISO_MI
ReportingType | 2015 | 2020 | 2025 | 2030 | 2035 | 2040
BM | 0 | 0 | 0 | 0 | 0 | 0
CC | 0 | 0 | 0 | 0 | 0 | 0
CSP | 0 | 0 | 0 | 0 | 0 | 0
CT | 0 | 0 | 0 | 0 | 0 | 0
Coal | 0 | 0 | 0 | 0 | 0 | 0
Geo | 0 | 0 | 0 | 0 | 0 | 0
H | 0 | 0 | 0 | 0 | 0 | 0
LFG | 0 | 0 | 0 | 0 | 0 | 0
Nuc | 0 | 0 | 0 | 0 | 0 | 0
PS | 0 | 0 | 0 | 0 | 0 | 0
PV | 0 | 0 | 0 | 0 | 0 | 0
PeakG | 0 | 0 | 0 | 0 | 0 | 0
PeakO | 0 | 0 | 0 | 0 | 0 | 0
ST | 0 | 0 | 0 | 0 | 0 | 0
STOG | 0 | 0 | 0 | 0 | 0 | 0
STWD | 0 | 0 | 0 | 0 | 0 | 0
WT | 0 | 0 | 0 | 0 | 0 | 0
IGCC | 0 | 0 | 0 | 0 | 0 | 0
DemandResponse | 0 | 0 | 0 | 0 | 0 | 0
IGCC-CCS | 0 | 0 | 0 | 0 | 0 | 0
WT_off | 0 | 0 | 0 | 0 | 0 | 0
PseudoUnit | 0 | 0 | 0 | 0 | 0 | 0
FixedInterchange | 0 | 0 | 0 | 0 | 0 | 0
Emission Cost by Reporting Type: MISO_MO-IL
ReportingType | 2015 | 2020 | 2025 | 2030 | 2035 | 2040
BM | 0 | 0 | 0 | 0 | 0 | 0
CC | 0 | 0 | 0 | 0 | 0 | 0
CSP | 0 | 0 | 0 | 0 | 0 | 0
CT | 0 | 0 | 0 | 0 | 0 | 0
Coal | 0 | 0 | 0 | 0 | 0 | 0
Geo | 0 | 0 | 0 | 0 | 0 | 0
H | 0 | 0 | 0 | 0 | 0 | 0
LFG | 0 | 0 | 0 | 0 | 0 | 0
Nuc | 0 | 0 | 0 | 0 | 0 | 0
PS | 0 | 0 | 0 | 0 | 0 | 0
PV | 0 | 0 | 0 | 0 | 0 | 0
PeakG | 0 | 0 | 0 | 0 | 0 | 0
PeakO | 0 | 0 | 0 | 0 | 0 | 0
ST | 0 | 0 | 0 | 0 | 0 | 0
STOG | 0 | 0 | 0 | 0 | 0 | 0
STWD | 0 | 0 | 0 | 0 | 0 | 0
WT | 0 | 0 | 0 | 0 | 0 | 0
IGCC | 0 | 0 | 0 | 0 | 0 | 0
DemandResponse | 0 | 0 | 0 | 0 | 0 | 0
IGCC-CCS | 0 | 0 | 0 | 0 | 0 | 0
WT_off | 0 | 0 | 0 | 0 | 0 | 0
PseudoUnit | 0 | 0 | 0 | 0 | 0 | 0
FixedInterchange | 0 | 0 | 0 | 0 | 0 | 0
Emission Cost by Reporting Type: MISO_W
ReportingType | 2015 | 2020 | 2025 | 2030 | 2035 | 2040
BM | 0 | 0 | 0 | 0 | 0 | 0
CC | 0 | 0 | 0 | 0 | 0 | 0
CSP | 0 | 0 | 0 | 0 | 0 | 0
CT | 0 | 0 | 0 | 0 | 0 | 0
Coal | 0 | 0 | 0 | 0 | 0 | 0
Geo | 0 | 0 | 0 | 0 | 0 | 0
H | 0 | 0 | 0 | 0 | 0 | 0
LFG | 0 | 0 | 0 | 0 | 0 | 0
Nuc | 0 | 0 | 0 | 0 | 0 | 0
PS | 0 | 0 | 0 | 0 | 0 | 0
PV | 0 | 0 | 0 | 0 | 0 | 0
PeakG | 0 | 0 | 0 | 0 | 0 | 0
PeakO | 0 | 0 | 0 | 0 | 0 | 0
ST | 0 | 0 | 0 | 0 | 0 | 0
STOG | 0 | 0 | 0 | 0 | 0 | 0
STWD | 0 | 0 | 0 | 0 | 0 | 0
WT | 0 | 0 | 0 | 0 | 0 | 0
IGCC | 0 | 0 | 0 | 0 | 0 | 0
DemandResponse | 0 | 0 | 0 | 0 | 0 | 0
IGCC-CCS | 0 | 0 | 0 | 0 | 0 | 0
WT_off | 0 | 0 | 0 | 0 | 0 | 0
PseudoUnit | 0 | 0 | 0 | 0 | 0 | 0
FixedInterchange | 0 | 0 | 0 | 0 | 0 | 0
Emission Cost by Reporting Type: MISO_WUMS
ReportingType | 2015 | 2020 | 2025 | 2030 | 2035 | 2040
BM | 0 | 0 | 0 | 0 | 0 | 0
CC | 0 | 0 | 0 | 0 | 0 | 0
CSP | 0 | 0 | 0 | 0 | 0 | 0
CT | 0 | 0 | 0 | 0 | 0 | 0
Coal | 0 | 0 | 0 | 0 | 0 | 0
Geo | 0 | 0 | 0 | 0 | 0 | 0
H | 0 | 0 | 0 | 0 | 0 | 0
LFG | 0 | 0 | 0 | 0 | 0 | 0
Nuc | 0 | 0 | 0 | 0 | 0 | 0
PS | 0 | 0 | 0 | 0 | 0 | 0
PV | 0 | 0 | 0 | 0 | 0 | 0
PeakG | 0 | 0 | 0 | 0 | 0 | 0
PeakO | 0 | 0 | 0 | 0 | 0 | 0
ST | 0 | 0 | 0 | 0 | 0 | 0
STOG | 0 | 0 | 0 | 0 | 0 | 0
STWD | 0 | 0 | 0 | 0 | 0 | 0
WT | 0 | 0 | 0 | 0 | 0 | 0
IGCC | 0 | 0 | 0 | 0 | 0 | 0
DemandResponse | 0 | 0 | 0 | 0 | 0 | 0
IGCC-CCS | 0 | 0 | 0 | 0 | 0 | 0
WT_off | 0 | 0 | 0 | 0 | 0 | 0
PseudoUnit | 0 | 0 | 0 | 0 | 0 | 0
FixedInterchange | 0 | 0 | 0 | 0 | 0 | 0
Emission Cost by Reporting Type: Nebraska
ReportingType | 2015 | 2020 | 2025 | 2030 | 2035 | 2040
BM | 0 | 0 | 0 | 0 | 0 | 0
CC | 0 | 0 | 0 | 0 | 0 | 0
CSP | 0 | 0 | 0 | 0 | 0 | 0
CT | 0 | 0 | 0 | 0 | 0 | 0
Coal | 0 | 0 | 0 | 0 | 0 | 0
Geo | 0 | 0 | 0 | 0 | 0 | 0
H | 0 | 0 | 0 | 0 | 0 | 0
LFG | 0 | 0 | 0 | 0 | 0 | 0
Nuc | 0 | 0 | 0 | 0 | 0 | 0
PS | 0 | 0 | 0 | 0 | 0 | 0
PV | 0 | 0 | 0 | 0 | 0 | 0
PeakG | 0 | 0 | 0 | 0 | 0 | 0
PeakO | 0 | 0 | 0 | 0 | 0 | 0
ST | 0 | 0 | 0 | 0 | 0 | 0
STOG | 0 | 0 | 0 | 0 | 0 | 0
STWD | 0 | 0 | 0 | 0 | 0 | 0
WT | 0 | 0 | 0 | 0 | 0 | 0
IGCC | 0 | 0 | 0 | 0 | 0 | 0
DemandResponse | 0 | 0 | 0 | 0 | 0 | 0
IGCC-CCS | 0 | 0 | 0 | 0 | 0 | 0
WT_off | 0 | 0 | 0 | 0 | 0 | 0
PseudoUnit | 0 | 0 | 0 | 0 | 0 | 0
FixedInterchange | 0 | 0 | 0 | 0 | 0 | 0
Emission Cost by Reporting Type: NEISO
ReportingType | 2015 | 2020 | 2025 | 2030 | 2035 | 2040
BM | 0 | 0 | 0 | 0 | 0 | 0
CC | 40.74 | 39.69 | 44.43 | 51.57 | 65.07 | 74.61
CSP | 0 | 0 | 0 | 0 | 0 | 0
CT | 0 | 0 | 0.04 | 0.11 | 0.37 | 0.36
Coal | 0.02 | 0 | 0 | 0 | 0 | 0
Geo | 0 | 0 | 0 | 0 | 0 | 0
H | 0 | 0 | 0 | 0 | 0 | 0
LFG | 0 | 0 | 0 | 0 | 0 | 0
Nuc | 0 | 0 | 0 | 0 | 0 | 0
PS | 0 | 0 | 0 | 0 | 0 | 0
PV | 0 | 0 | 0 | 0 | 0 | 0
PeakG | 0.01 | 0.04 | 0.04 | 0.13 | 0.14 | 0.12
PeakO | 0 | 0 | 0 | 0 | 0 | 0
ST | 0 | 0 | 0 | 0 | 0 | 0
STOG | 0 | 0 | 0 | 0 | 0 | 0
STWD | 0 | 0 | 0 | 0 | 0 | 0
WT | 0 | 0 | 0 | 0 | 0 | 0
IGCC | 0 | 0 | 0 | 0 | 0 | 0
DemandResponse | 0 | 0 | 0 | 0 | 0 | 0
IGCC-CCS | 0 | 0 | 0 | 0 | 0 | 0
WT_off | 0 | 0 | 0 | 0 | 0 | 0
PseudoUnit | 0 | 0 | 0 | 0 | 0 | 0
FixedInterchange | 0 | 0 | 0 | 0 | 0 | 0
Emission Cost by Reporting Type: NonRTO_Midwest
ReportingType | 2015 | 2020 | 2025 | 2030 | 2035 | 2040
BM | 0 | 0 | 0 | 0 | 0 | 0
CC | 0 | 0 | 0 | 0 | 0 | 0
CSP | 0 | 0 | 0 | 0 | 0 | 0
CT | 0 | 0 | 0 | 0 | 0 | 0
Coal | 0 | 0 | 0 | 0 | 0 | 0
Geo | 0 | 0 | 0 | 0 | 0 | 0
H | 0 | 0 | 0 | 0 | 0 | 0
LFG | 0 | 0 | 0 | 0 | 0 | 0
Nuc | 0 | 0 | 0 | 0 | 0 | 0
PS | 0 | 0 | 0 | 0 | 0 | 0
PV | 0 | 0 | 0 | 0 | 0 | 0
PeakG | 0 | 0 | 0 | 0 | 0 | 0
PeakO | 0 | 0 | 0 | 0 | 0 | 0
ST | 0 | 0 | 0 | 0 | 0 | 0
STOG | 0 | 0 | 0 | 0 | 0 | 0
STWD | 0 | 0 | 0 | 0 | 0 | 0
WT | 0 | 0 | 0 | 0 | 0 | 0
IGCC | 0 | 0 | 0 | 0 | 0 | 0
DemandResponse | 0 | 0 | 0 | 0 | 0 | 0
IGCC-CCS | 0 | 0 | 0 | 0 | 0 | 0
WT_off | 0 | 0 | 0 | 0 | 0 | 0
PseudoUnit | 0 | 0 | 0 | 0 | 0 | 0
FixedInterchange | 0 | 0 | 0 | 0 | 0 | 0
Emission Cost by Reporting Type: NYISO_A-F
ReportingType | 2015 | 2020 | 2025 | 2030 | 2035 | 2040
BM | 0 | 0 | 0 | 0 | 0 | 0
CC | 7.12 | 13.37 | 15.04 | 11.11 | 10.25 | 16.85
CSP | 0 | 0 | 0 | 0 | 0 | 0
CT | 0 | 0 | 0 | 0 | 0 | 0
Coal | 0 | 0 | 0 | 0 | 0 | 0
Geo | 0 | 0 | 0 | 0 | 0 | 0
H | 0 | 0 | 0 | 0 | 0 | 0
LFG | 0 | 0 | 0 | 0 | 0 | 0
Nuc | 0 | 0 | 0 | 0 | 0 | 0
PS | 0 | 0 | 0 | 0 | 0 | 0
PV | 0 | 0 | 0 | 0 | 0 | 0
PeakG | 0 | 0 | 0.01 | 0.01 | 0.01 | 0.01
PeakO | 0 | 0 | 0 | 0 | 0 | 0
ST | 0 | 0 | 0 | 0 | 0 | 0
STOG | 0 | 0 | 0 | 0 | 0 | 0
STWD | 0 | 0 | 0 | 0 | 0 | 0
WT | 0 | 0 | 0 | 0 | 0 | 0
IGCC | 0 | 0 | 0 | 0 | 0 | 0
DemandResponse | 0 | 0 | 0 | 0 | 0 | 0
IGCC-CCS | 0 | 0 | 0 | 0 | 0 | 0
WT_off | 0 | 0 | 0 | 0 | 0 | 0
PseudoUnit | 0 | 0 | 0 | 0 | 0 | 0
FixedInterchange | 0 | 0 | 0 | 0 | 0 | 0
Emission Cost by Reporting Type: NYISO_G-I
ReportingType | 2015 | 2020 | 2025 | 2030 | 2035 | 2040
BM | 0 | 0 | 0 | 0 | 0 | 0
CC | 5.9 | 9.6 | 19.1 | 29.52 | 45.21 | 55.23
CSP | 0 | 0 | 0 | 0 | 0 | 0
CT | 0 | 0 | 0 | 0 | 0 | 0
Coal | 0 | 0 | 0 | 0 | 0 | 0
Geo | 0 | 0 | 0 | 0 | 0 | 0
H | 0 | 0 | 0 | 0 | 0 | 0
LFG | 0 | 0 | 0 | 0 | 0 | 0
Nuc | 0 | 0 | 0 | 0 | 0 | 0
PS | 0 | 0 | 0 | 0 | 0 | 0
PV | 0 | 0 | 0 | 0 | 0 | 0
PeakG | 0 | 0 | 0 | 0 | 0 | 0
PeakO | 0 | 0 | 0 | 0 | 0 | 0
ST | 0 | 0 | 0 | 0 | 0 | 0
STOG | 0.04 | 0.15 | 0.15 | 0.16 | 0.24 | 0.28
STWD | 0 | 0 | 0 | 0 | 0 | 0
WT | 0 | 0 | 0 | 0 | 0 | 0
IGCC | 0 | 0 | 0 | 0 | 0 | 0
DemandResponse | 0 | 0 | 0 | 0 | 0 | 0
IGCC-CCS | 0 | 0 | 0 | 0 | 0 | 0
WT_off | 0 | 0 | 0 | 0 | 0 | 0
PseudoUnit | 0 | 0 | 0 | 0 | 0 | 0
FixedInterchange | 0 | 0 | 0 | 0 | 0 | 0
Emission Cost by Reporting Type: NYISO_J-K
ReportingType | 2015 | 2020 | 2025 | 2030 | 2035 | 2040
BM | 0 | 0 | 0 | 0 | 0 | 0
CC | 20.43 | 26.61 | 27.03 | 29.9 | 35.61 | 43.92
CSP | 0 | 0 | 0 | 0 | 0 | 0
CT | 0 | 0.01 | 0.05 | 0.11 | 0.41 | 0.55
Coal | 0 | 0 | 0 | 0 | 0 | 0
Geo | 0 | 0 | 0 | 0 | 0 | 0
H | 0 | 0 | 0 | 0 | 0 | 0
LFG | 0 | 0 | 0 | 0 | 0 | 0
Nuc | 0 | 0 | 0 | 0 | 0 | 0
PS | 0 | 0 | 0 | 0 | 0 | 0
PV | 0 | 0 | 0 | 0 | 0 | 0
PeakG | 0.01 | 0.11 | 0.2 | 0.38 | 0.36 | 0.46
PeakO | 0 | 0 | 0 | 0 | 0 | 0
ST | 0 | 0 | 0 | 0 | 0 | 0
STOG | 1.74 | 3.54 | 4.94 | 6.88 | 7.44 | 7.14
STWD | 0 | 0 | 0 | 0 | 0 | 0
WT | 0 | 0 | 0 | 0 | 0 | 0
IGCC | 0 | 0 | 0 | 0 | 0 | 0
DemandResponse | 0 | 0 | 0 | 0 | 0 | 0
IGCC-CCS | 0 | 0 | 0 | 0 | 0 | 0
WT_off | 0 | 0 | 0 | 0 | 0 | 0
PseudoUnit | 0 | 0 | 0 | 0 | 0 | 0
FixedInterchange | 0 | 0 | 0 | 0 | 0 | 0
Emission Cost by Reporting Type: PJM_E
ReportingType | 2015 | 2020 | 2025 | 2030 | 2035 | 2040
BM | 0 | 0 | 0 | 0 | 0 | 0
CC | 20.38 | 31.06 | 31.25 | 33.36 | 42.29 | 55.98
CSP | 0 | 0 | 0 | 0 | 0 | 0
CT | 0 | 0 | 0 | 0.3 | 1.55 | 1.37
Coal | 0.94 | 0.77 | 2.03 | 2.61 | 3.77 | 4.8
Geo | 0 | 0 | 0 | 0 | 0 | 0
H | 0 | 0 | 0 | 0 | 0 | 0
LFG | 0 | 0 | 0 | 0 | 0 | 0
Nuc | 0 | 0 | 0 | 0 | 0 | 0
PS | 0 | 0 | 0 | 0 | 0 | 0
PV | 0 | 0 | 0 | 0 | 0 | 0
PeakG | 0 | 0.1 | 0.58 | 0.63 | 0.89 | 1.13
PeakO | 0 | 0 | 0 | 0.01 | 0 | 0
ST | 0 | 0 | 0 | 0 | 0 | 0
STOG | 0.11 | 0.63 | 0.63 | 1.24 | 1.29 | 1.32
STWD | 0 | 0 | 0 | 0 | 0 | 0
WT | 0 | 0 | 0 | 0 | 0 | 0
IGCC | 0 | 0 | 0 | 0 | 0 | 0
DemandResponse | 0 | 0 | 0 | 0 | 0 | 0
IGCC-CCS | 0 | 0 | 0 | 0 | 0 | 0
WT_off | 0 | 0 | 0 | 0 | 0 | 0
PseudoUnit | 0 | 0 | 0 | 0 | 0 | 0
FixedInterchange | 0 | 0 | 0 | 0 | 0 | 0
Emission Cost by Reporting Type: PJM_ROM
ReportingType | 2015 | 2020 | 2025 | 2030 | 2035 | 2040
BM | 0 | 0 | 0 | 0 | 0 | 0
CC | 0.08 | 0.18 | 0.2 | 0.2 | 0.27 | 0.2
CSP | 0 | 0 | 0 | 0 | 0 | 0
CT | 0 | 0 | 0 | 0 | 0 | 0
Coal | 18.19 | 27.91 | 30.05 | 35.48 | 35.48 | 35.48
Geo | 0 | 0 | 0 | 0 | 0 | 0
H | 0 | 0 | 0 | 0 | 0 | 0
LFG | 0 | 0 | 0 | 0 | 0 | 0
Nuc | 0 | 0 | 0 | 0 | 0 | 0
PS | 0 | 0 | 0 | 0 | 0 | 0
PV | 0 | 0 | 0 | 0 | 0 | 0
PeakG | 0 | 0.02 | 0.07 | 0.08 | 0.2 | 0.07
PeakO | 0 | 0 | 0 | 0 | 0 | 0
ST | 0 | 0 | 0 | 0 | 0 | 0
STOG | 0 | 0 | 0 | 0 | 0 | 0
STWD | 0 | 0 | 0 | 0 | 0 | 0
WT | 0 | 0 | 0 | 0 | 0 | 0
IGCC | 0 | 0 | 0 | 0 | 0 | 0
DemandResponse | 0 | 0 | 0 | 0 | 0 | 0
IGCC-CCS | 0 | 0 | 0 | 0 | 0 | 0
WT_off | 0 | 0 | 0 | 0 | 0 | 0
PseudoUnit | 0 | 0 | 0 | 0 | 0 | 0
FixedInterchange | 0 | 0 | 0 | 0 | 0 | 0
Emission Cost by Reporting Type: PJM_ROR
ReportingType | 2015 | 2020 | 2025 | 2030 | 2035 | 2040
BM | 0 | 0 | 0 | 0 | 0 | 0
CC | 0 | 0 | 0 | 0 | 0 | 0
CSP | 0 | 0 | 0 | 0 | 0 | 0
CT | 0 | 0 | 0 | 0 | 0 | 0
Coal | 0 | 0 | 0 | 0 | 0 | 0
Geo | 0 | 0 | 0 | 0 | 0 | 0
H | 0 | 0 | 0 | 0 | 0 | 0
LFG | 0 | 0 | 0 | 0 | 0 | 0
Nuc | 0 | 0 | 0 | 0 | 0 | 0
PS | 0 | 0 | 0 | 0 | 0 | 0
PV | 0 | 0 | 0 | 0 | 0 | 0
PeakG | 0 | 0 | 0 | 0 | 0 | 0
PeakO | 0 | 0 | 0 | 0 | 0 | 0
ST | 0 | 0 | 0 | 0 | 0 | 0
STOG | 0 | 0 | 0 | 0 | 0 | 0
STWD | 0 | 0 | 0 | 0 | 0 | 0
WT | 0 | 0 | 0 | 0 | 0 | 0
IGCC | 0 | 0 | 0 | 0 | 0 | 0
DemandResponse | 0 | 0 | 0 | 0 | 0 | 0
IGCC-CCS | 0 | 0 | 0 | 0 | 0 | 0
WT_off | 0 | 0 | 0 | 0 | 0 | 0
PseudoUnit | 0 | 0 | 0 | 0 | 0 | 0
FixedInterchange | 0 | 0 | 0 | 0 | 0 | 0
Emission Cost by Reporting Type: SOCO
ReportingType | 2015 | 2020 | 2025 | 2030 | 2035 | 2040
BM | 0 | 0 | 0 | 0 | 0 | 0
CC | 0 | 0 | 0 | 0 | 0 | 0
CSP | 0 | 0 | 0 | 0 | 0 | 0
CT | 0 | 0 | 0 | 0 | 0 | 0
Coal | 0 | 0 | 0 | 0 | 0 | 0
Geo | 0 | 0 | 0 | 0 | 0 | 0
H | 0 | 0 | 0 | 0 | 0 | 0
LFG | 0 | 0 | 0 | 0 | 0 | 0
Nuc | 0 | 0 | 0 | 0 | 0 | 0
PS | 0 | 0 | 0 | 0 | 0 | 0
PV | 0 | 0 | 0 | 0 | 0 | 0
PeakG | 0 | 0 | 0 | 0 | 0 | 0
PeakO | 0 | 0 | 0 | 0 | 0 | 0
ST | 0 | 0 | 0 | 0 | 0 | 0
STOG | 0 | 0 | 0 | 0 | 0 | 0
STWD | 0 | 0 | 0 | 0 | 0 | 0
WT | 0 | 0 | 0 | 0 | 0 | 0
IGCC | 0 | 0 | 0 | 0 | 0 | 0
DemandResponse | 0 | 0 | 0 | 0 | 0 | 0
IGCC-CCS | 0 | 0 | 0 | 0 | 0 | 0
WT_off | 0 | 0 | 0 | 0 | 0 | 0
PseudoUnit | 0 | 0 | 0 | 0 | 0 | 0
FixedInterchange | 0 | 0 | 0 | 0 | 0 | 0
Emission Cost by Reporting Type: SPP_N
ReportingType | 2015 | 2020 | 2025 | 2030 | 2035 | 2040
BM | 0 | 0 | 0 | 0 | 0 | 0
CC | 0 | 0 | 0 | 0 | 0 | 0
CSP | 0 | 0 | 0 | 0 | 0 | 0
CT | 0 | 0 | 0 | 0 | 0 | 0
Coal | 0 | 0 | 0 | 0 | 0 | 0
Geo | 0 | 0 | 0 | 0 | 0 | 0
H | 0 | 0 | 0 | 0 | 0 | 0
LFG | 0 | 0 | 0 | 0 | 0 | 0
Nuc | 0 | 0 | 0 | 0 | 0 | 0
PS | 0 | 0 | 0 | 0 | 0 | 0
PV | 0 | 0 | 0 | 0 | 0 | 0
PeakG | 0 | 0 | 0 | 0 | 0 | 0
PeakO | 0 | 0 | 0 | 0 | 0 | 0
ST | 0 | 0 | 0 | 0 | 0 | 0
STOG | 0 | 0 | 0 | 0 | 0 | 0
STWD | 0 | 0 | 0 | 0 | 0 | 0
WT | 0 | 0 | 0 | 0 | 0 | 0
IGCC | 0 | 0 | 0 | 0 | 0 | 0
DemandResponse | 0 | 0 | 0 | 0 | 0 | 0
IGCC-CCS | 0 | 0 | 0 | 0 | 0 | 0
WT_off | 0 | 0 | 0 | 0 | 0 | 0
PseudoUnit | 0 | 0 | 0 | 0 | 0 | 0
FixedInterchange | 0 | 0 | 0 | 0 | 0 | 0
Emission Cost by Reporting Type: SPP_S
ReportingType | 2015 | 2020 | 2025 | 2030 | 2035 | 2040
BM | 0 | 0 | 0 | 0 | 0 | 0
CC | 0 | 0 | 0 | 0 | 0 | 0
CSP | 0 | 0 | 0 | 0 | 0 | 0
CT | 0 | 0 | 0 | 0 | 0 | 0
Coal | 0 | 0 | 0 | 0 | 0 | 0
Geo | 0 | 0 | 0 | 0 | 0 | 0
H | 0 | 0 | 0 | 0 | 0 | 0
LFG | 0 | 0 | 0 | 0 | 0 | 0
Nuc | 0 | 0 | 0 | 0 | 0 | 0
PS | 0 | 0 | 0 | 0 | 0 | 0
PV | 0 | 0 | 0 | 0 | 0 | 0
PeakG | 0 | 0 | 0 | 0 | 0 | 0
PeakO | 0 | 0 | 0 | 0 | 0 | 0
ST | 0 | 0 | 0 | 0 | 0 | 0
STOG | 0 | 0 | 0 | 0 | 0 | 0
STWD | 0 | 0 | 0 | 0 | 0 | 0
WT | 0 | 0 | 0 | 0 | 0 | 0
IGCC | 0 | 0 | 0 | 0 | 0 | 0
DemandResponse | 0 | 0 | 0 | 0 | 0 | 0
IGCC-CCS | 0 | 0 | 0 | 0 | 0 | 0
WT_off | 0 | 0 | 0 | 0 | 0 | 0
PseudoUnit | 0 | 0 | 0 | 0 | 0 | 0
FixedInterchange | 0 | 0 | 0 | 0 | 0 | 0
Emission Cost by Reporting Type: TVA
ReportingType | 2015 | 2020 | 2025 | 2030 | 2035 | 2040
BM | 0 | 0 | 0 | 0 | 0 | 0
CC | 0 | 0 | 0 | 0 | 0 | 0
CSP | 0 | 0 | 0 | 0 | 0 | 0
CT | 0 | 0 | 0 | 0 | 0 | 0
Coal | 0 | 0 | 0 | 0 | 0 | 0
Geo | 0 | 0 | 0 | 0 | 0 | 0
H | 0 | 0 | 0 | 0 | 0 | 0
LFG | 0 | 0 | 0 | 0 | 0 | 0
Nuc | 0 | 0 | 0 | 0 | 0 | 0
PS | 0 | 0 | 0 | 0 | 0 | 0
PV | 0 | 0 | 0 | 0 | 0 | 0
PeakG | 0 | 0 | 0 | 0 | 0 | 0
PeakO | 0 | 0 | 0 | 0 | 0 | 0
ST | 0 | 0 | 0 | 0 | 0 | 0
STOG | 0 | 0 | 0 | 0 | 0 | 0
STWD | 0 | 0 | 0 | 0 | 0 | 0
WT | 0 | 0 | 0 | 0 | 0 | 0
IGCC | 0 | 0 | 0 | 0 | 0 | 0
DemandResponse | 0 | 0 | 0 | 0 | 0 | 0
IGCC-CCS | 0 | 0 | 0 | 0 | 0 | 0
WT_off | 0 | 0 | 0 | 0 | 0 | 0
PseudoUnit | 0 | 0 | 0 | 0 | 0 | 0
FixedInterchange | 0 | 0 | 0 | 0 | 0 | 0
Emission Cost by Reporting Type: TVA_Transmission
ReportingType | 2015 | 2020 | 2025 | 2030 | 2035 | 2040
BM | 0 | 0 | 0 | 0 | 0 | 0
CC | 0 | 0 | 0 | 0 | 0 | 0
CSP | 0 | 0 | 0 | 0 | 0 | 0
CT | 0 | 0 | 0 | 0 | 0 | 0
Coal | 0 | 0 | 0 | 0 | 0 | 0
Geo | 0 | 0 | 0 | 0 | 0 | 0
H | 0 | 0 | 0 | 0 | 0 | 0
LFG | 0 | 0 | 0 | 0 | 0 | 0
Nuc | 0 | 0 | 0 | 0 | 0 | 0
PS | 0 | 0 | 0 | 0 | 0 | 0
PV | 0 | 0 | 0 | 0 | 0 | 0
PeakG | 0 | 0 | 0 | 0 | 0 | 0
PeakO | 0 | 0 | 0 | 0 | 0 | 0
ST | 0 | 0 | 0 | 0 | 0 | 0
STOG | 0 | 0 | 0 | 0 | 0 | 0
STWD | 0 | 0 | 0 | 0 | 0 | 0
WT | 0 | 0 | 0 | 0 | 0 | 0
IGCC | 0 | 0 | 0 | 0 | 0 | 0
DemandResponse | 0 | 0 | 0 | 0 | 0 | 0
IGCC-CCS | 0 | 0 | 0 | 0 | 0 | 0
WT_off | 0 | 0 | 0 | 0 | 0 | 0
PseudoUnit | 0 | 0 | 0 | 0 | 0 | 0
FixedInterchange | 0 | 0 | 0 | 0 | 0 | 0
Emission Cost by Reporting Type: VACAR
ReportingType | 2015 | 2020 | 2025 | 2030 | 2035 | 2040
BM | 0 | 0 | 0 | 0 | 0 | 0
CC | 0 | 0 | 0 | 0 | 0 | 0
CSP | 0 | 0 | 0 | 0 | 0 | 0
CT | 0 | 0 | 0 | 0 | 0 | 0
Coal | 0 | 0 | 0 | 0 | 0 | 0
Geo | 0 | 0 | 0 | 0 | 0 | 0
H | 0 | 0 | 0 | 0 | 0 | 0
LFG | 0 | 0 | 0 | 0 | 0 | 0
Nuc | 0 | 0 | 0 | 0 | 0 | 0
PS | 0 | 0 | 0 | 0 | 0 | 0
PV | 0 | 0 | 0 | 0 | 0 | 0
PeakG | 0 | 0 | 0 | 0 | 0 | 0
PeakO | 0 | 0 | 0 | 0 | 0 | 0
ST | 0 | 0 | 0 | 0 | 0 | 0
STOG | 0 | 0 | 0 | 0 | 0 | 0
STWD | 0 | 0 | 0 | 0 | 0 | 0
WT | 0 | 0 | 0 | 0 | 0 | 0
IGCC | 0 | 0 | 0 | 0 | 0 | 0
DemandResponse | 0 | 0 | 0 | 0 | 0 | 0
IGCC-CCS | 0 | 0 | 0 | 0 | 0 | 0
WT_off | 0 | 0 | 0 | 0 | 0 | 0
PseudoUnit | 0 | 0 | 0 | 0 | 0 | 0
FixedInterchange | 0 | 0 | 0 | 0 | 0 | 0
Emission Cost by Reporting Type: IESO
ReportingType | 2015 | 2020 | 2025 | 2030 | 2035 | 2040
BM | 0 | 0 | 0 | 0 | 0 | 0
CC | 0 | 0 | 0 | 0 | 0 | 0
CSP | 0 | 0 | 0 | 0 | 0 | 0
CT | 0 | 0 | 0 | 0 | 0 | 0
Coal | 0 | 0 | 0 | 0 | 0 | 0
Geo | 0 | 0 | 0 | 0 | 0 | 0
H | 0 | 0 | 0 | 0 | 0 | 0
LFG | 0 | 0 | 0 | 0 | 0 | 0
Nuc | 0 | 0 | 0 | 0 | 0 | 0
PS | 0 | 0 | 0 | 0 | 0 | 0
PV | 0 | 0 | 0 | 0 | 0 | 0
PeakG | 0 | 0 | 0 | 0 | 0 | 0
PeakO | 0 | 0 | 0 | 0 | 0 | 0
ST | 0 | 0 | 0 | 0 | 0 | 0
STOG | 0 | 0 | 0 | 0 | 0 | 0
STWD | 0 | 0 | 0 | 0 | 0 | 0
WT | 0 | 0 | 0 | 0 | 0 | 0
IGCC | 0 | 0 | 0 | 0 | 0 | 0
DemandResponse | 0 | 0 | 0 | 0 | 0 | 0
IGCC-CCS | 0 | 0 | 0 | 0 | 0 | 0
WT_off | 0 | 0 | 0 | 0 | 0 | 0
PseudoUnit | 0 | 0 | 0 | 0 | 0 | 0
FixedInterchange | 0 | 0 | 0 | 0 | 0 | 0
Emission Cost by Reporting Type: MAPP_CA
ReportingType | 2015 | 2020 | 2025 | 2030 | 2035 | 2040
BM | 0 | 0 | 0 | 0 | 0 | 0
CC | 0 | 0 | 0 | 0 | 0 | 0
CSP | 0 | 0 | 0 | 0 | 0 | 0
CT | 0 | 0 | 0 | 0 | 0 | 0
Coal | 0 | 0 | 0 | 0 | 0 | 0
Geo | 0 | 0 | 0 | 0 | 0 | 0
H | 0 | 0 | 0 | 0 | 0 | 0
LFG | 0 | 0 | 0 | 0 | 0 | 0
Nuc | 0 | 0 | 0 | 0 | 0 | 0
PS | 0 | 0 | 0 | 0 | 0 | 0
PV | 0 | 0 | 0 | 0 | 0 | 0
PeakG | 0 | 0 | 0 | 0 | 0 | 0
PeakO | 0 | 0 | 0 | 0 | 0 | 0
ST | 0 | 0 | 0 | 0 | 0 | 0
STOG | 0 | 0 | 0 | 0 | 0 | 0
STWD | 0 | 0 | 0 | 0 | 0 | 0
WT | 0 | 0 | 0 | 0 | 0 | 0
IGCC | 0 | 0 | 0 | 0 | 0 | 0
DemandResponse | 0 | 0 | 0 | 0 | 0 | 0
IGCC-CCS | 0 | 0 | 0 | 0 | 0 | 0
WT_off | 0 | 0 | 0 | 0 | 0 | 0
PseudoUnit | 0 | 0 | 0 | 0 | 0 | 0
FixedInterchange | 0 | 0 | 0 | 0 | 0 | 0
Emission Cost by Reporting Type: AZ_NM_SNV_Coal
ReportingType | 2015 | 2020 | 2025 | 2030 | 2035 | 2040
BM | 0 | 0 | 0 | 0 | 0 | 0
CC | 0 | 0 | 0 | 0 | 0 | 0
CSP | 0 | 0 | 0 | 0 | 0 | 0
CT | 0 | 0 | 0 | 0 | 0 | 0
Coal | 0 | 0 | 0 | 0 | 0 | 0
Geo | 0 | 0 | 0 | 0 | 0 | 0
H | 0 | 0 | 0 | 0 | 0 | 0
LFG | 0 | 0 | 0 | 0 | 0 | 0
Nuc | 0 | 0 | 0 | 0 | 0 | 0
PS | 0 | 0 | 0 | 0 | 0 | 0
PV | 0 | 0 | 0 | 0 | 0 | 0
PeakG | 0 | 0 | 0 | 0 | 0 | 0
PeakO | 0 | 0 | 0 | 0 | 0 | 0
ST | 0 | 0 | 0 | 0 | 0 | 0
STOG | 0 | 0 | 0 | 0 | 0 | 0
STWD | 0 | 0 | 0 | 0 | 0 | 0
WT | 0 | 0 | 0 | 0 | 0 | 0
IGCC | 0 | 0 | 0 | 0 | 0 | 0
DemandResponse | 0 | 0 | 0 | 0 | 0 | 0
IGCC-CCS | 0 | 0 | 0 | 0 | 0 | 0
WT_off | 0 | 0 | 0 | 0 | 0 | 0
PseudoUnit | 0 | 0 | 0 | 0 | 0 | 0
FixedInterchange | 0 | 0 | 0 | 0 | 0 | 0
Emission Cost by Reporting Type: AZ_NM_SNV_Gas
ReportingType | 2015 | 2020 | 2025 | 2030 | 2035 | 2040
BM | 0 | 0 | 0 | 0 | 0 | 0
CC | 0 | 0 | 0 | 0 | 0 | 0
CSP | 0 | 0 | 0 | 0 | 0 | 0
CT | 0 | 0 | 0 | 0 | 0 | 0
Coal | 0 | 0 | 0 | 0 | 0 | 0
Geo | 0 | 0 | 0 | 0 | 0 | 0
H | 0 | 0 | 0 | 0 | 0 | 0
LFG | 0 | 0 | 0 | 0 | 0 | 0
Nuc | 0 | 0 | 0 | 0 | 0 | 0
PS | 0 | 0 | 0 | 0 | 0 | 0
PV | 0 | 0 | 0 | 0 | 0 | 0
PeakG | 0 | 0 | 0 | 0 | 0 | 0
PeakO | 0 | 0 | 0 | 0 | 0 | 0
ST | 0 | 0 | 0 | 0 | 0 | 0
STOG | 0 | 0 | 0 | 0 | 0 | 0
STWD | 0 | 0 | 0 | 0 | 0 | 0
WT | 0 | 0 | 0 | 0 | 0 | 0
IGCC | 0 | 0 | 0 | 0 | 0 | 0
DemandResponse | 0 | 0 | 0 | 0 | 0 | 0
IGCC-CCS | 0 | 0 | 0 | 0 | 0 | 0
WT_off | 0 | 0 | 0 | 0 | 0 | 0
PseudoUnit | 0 | 0 | 0 | 0 | 0 | 0
FixedInterchange | 0 | 0 | 0 | 0 | 0 | 0
Emission Cost by Reporting Type: AZ_NM_SNV_NucRenew
ReportingType | 2015 | 2020 | 2025 | 2030 | 2035 | 2040
BM | 0 | 0 | 0 | 0 | 0 | 0
CC | 0 | 0 | 0 | 0 | 0 | 0
CSP | 0 | 0 | 0 | 0 | 0 | 0
CT | 0 | 0 | 0 | 0 | 0 | 0
Coal | 0 | 0 | 0 | 0 | 0 | 0
Geo | 0 | 0 | 0 | 0 | 0 | 0
H | 0 | 0 | 0 | 0 | 0 | 0
LFG | 0 | 0 | 0 | 0 | 0 | 0
Nuc | 0 | 0 | 0 | 0 | 0 | 0
PS | 0 | 0 | 0 | 0 | 0 | 0
PV | 0 | 0 | 0 | 0 | 0 | 0
PeakG | 0 | 0 | 0 | 0 | 0 | 0
PeakO | 0 | 0 | 0 | 0 | 0 | 0
ST | 0 | 0 | 0 | 0 | 0 | 0
STOG | 0 | 0 | 0 | 0 | 0 | 0
STWD | 0 | 0 | 0 | 0 | 0 | 0
WT | 0 | 0 | 0 | 0 | 0 | 0
IGCC | 0 | 0 | 0 | 0 | 0 | 0
DemandResponse | 0 | 0 | 0 | 0 | 0 | 0
IGCC-CCS | 0 | 0 | 0 | 0 | 0 | 0
WT_off | 0 | 0 | 0 | 0 | 0 | 0
PseudoUnit | 0 | 0 | 0 | 0 | 0 | 0
FixedInterchange | 0 | 0 | 0 | 0 | 0 | 0
Emission Cost by Reporting Type: ERCOT
ReportingType | 2015 | 2020 | 2025 | 2030 | 2035 | 2040
BM | 0 | 0 | 0 | 0 | 0 | 0
CC | 0 | 0 | 0 | 0 | 0 | 0
CSP | 0 | 0 | 0 | 0 | 0 | 0
CT | 0 | 0 | 0 | 0 | 0 | 0
Coal | 0 | 0 | 0 | 0 | 0 | 0
Geo | 0 | 0 | 0 | 0 | 0 | 0
H | 0 | 0 | 0 | 0 | 0 | 0
LFG | 0 | 0 | 0 | 0 | 0 | 0
Nuc | 0 | 0 | 0 | 0 | 0 | 0
PS | 0 | 0 | 0 | 0 | 0 | 0
PV | 0 | 0 | 0 | 0 | 0 | 0
PeakG | 0 | 0 | 0 | 0 | 0 | 0
PeakO | 0 | 0 | 0 | 0 | 0 | 0
ST | 0 | 0 | 0 | 0 | 0 | 0
STOG | 0 | 0 | 0 | 0 | 0 | 0
STWD | 0 | 0 | 0 | 0 | 0 | 0
WT | 0 | 0 | 0 | 0 | 0 | 0
IGCC | 0 | 0 | 0 | 0 | 0 | 0
DemandResponse | 0 | 0 | 0 | 0 | 0 | 0
IGCC-CCS | 0 | 0 | 0 | 0 | 0 | 0
WT_off | 0 | 0 | 0 | 0 | 0 | 0
PseudoUnit | 0 | 0 | 0 | 0 | 0 | 0
FixedInterchange | 0 | 0 | 0 | 0 | 0 | 0
Emission Cost by Reporting Type: NP15
ReportingType | 2015 | 2020 | 2025 | 2030 | 2035 | 2040
BM | 0 | 0 | 0 | 0 | 0 | 0
CC | 0 | 0 | 0 | 0 | 0 | 0
CSP | 0 | 0 | 0 | 0 | 0 | 0
CT | 0 | 0 | 0 | 0 | 0 | 0
Coal | 0 | 0 | 0 | 0 | 0 | 0
Geo | 0 | 0 | 0 | 0 | 0 | 0
H | 0 | 0 | 0 | 0 | 0 | 0
LFG | 0 | 0 | 0 | 0 | 0 | 0
Nuc | 0 | 0 | 0 | 0 | 0 | 0
PS | 0 | 0 | 0 | 0 | 0 | 0
PV | 0 | 0 | 0 | 0 | 0 | 0
PeakG | 0 | 0 | 0 | 0 | 0 | 0
PeakO | 0 | 0 | 0 | 0 | 0 | 0
ST | 0 | 0 | 0 | 0 | 0 | 0
STOG | 0 | 0 | 0 | 0 | 0 | 0
STWD | 0 | 0 | 0 | 0 | 0 | 0
WT | 0 | 0 | 0 | 0 | 0 | 0
IGCC | 0 | 0 | 0 | 0 | 0 | 0
DemandResponse | 0 | 0 | 0 | 0 | 0 | 0
IGCC-CCS | 0 | 0 | 0 | 0 | 0 | 0
WT_off | 0 | 0 | 0 | 0 | 0 | 0
PseudoUnit | 0 | 0 | 0 | 0 | 0 | 0
FixedInterchange | 0 | 0 | 0 | 0 | 0 | 0
Emission Cost by Reporting Type: NWPP_Coal
ReportingType | 2015 | 2020 | 2025 | 2030 | 2035 | 2040
BM | 0 | 0 | 0 | 0 | 0 | 0
CC | 0 | 0 | 0 | 0 | 0 | 0
CSP | 0 | 0 | 0 | 0 | 0 | 0
CT | 0 | 0 | 0 | 0 | 0 | 0
Coal | 0 | 0 | 0 | 0 | 0 | 0
Geo | 0 | 0 | 0 | 0 | 0 | 0
H | 0 | 0 | 0 | 0 | 0 | 0
LFG | 0 | 0 | 0 | 0 | 0 | 0
Nuc | 0 | 0 | 0 | 0 | 0 | 0
PS | 0 | 0 | 0 | 0 | 0 | 0
PV | 0 | 0 | 0 | 0 | 0 | 0
PeakG | 0 | 0 | 0 | 0 | 0 | 0
PeakO | 0 | 0 | 0 | 0 | 0 | 0
ST | 0 | 0 | 0 | 0 | 0 | 0
STOG | 0 | 0 | 0 | 0 | 0 | 0
STWD | 0 | 0 | 0 | 0 | 0 | 0
WT | 0 | 0 | 0 | 0 | 0 | 0
IGCC | 0 | 0 | 0 | 0 | 0 | 0
DemandResponse | 0 | 0 | 0 | 0 | 0 | 0
IGCC-CCS | 0 | 0 | 0 | 0 | 0 | 0
WT_off | 0 | 0 | 0 | 0 | 0 | 0
PseudoUnit | 0 | 0 | 0 | 0 | 0 | 0
FixedInterchange | 0 | 0 | 0 | 0 | 0 | 0
Emission Cost by Reporting Type: NWPP_Gas
ReportingType | 2015 | 2020 | 2025 | 2030 | 2035 | 2040
BM | 0 | 0 | 0 | 0 | 0 | 0
CC | 0 | 0 | 0 | 0 | 0 | 0
CSP | 0 | 0 | 0 | 0 | 0 | 0
CT | 0 | 0 | 0 | 0 | 0 | 0
Coal | 0 | 0 | 0 | 0 | 0 | 0
Geo | 0 | 0 | 0 | 0 | 0 | 0
H | 0 | 0 | 0 | 0 | 0 | 0
LFG | 0 | 0 | 0 | 0 | 0 | 0
Nuc | 0 | 0 | 0 | 0 | 0 | 0
PS | 0 | 0 | 0 | 0 | 0 | 0
PV | 0 | 0 | 0 | 0 | 0 | 0
PeakG | 0 | 0 | 0 | 0 | 0 | 0
PeakO | 0 | 0 | 0 | 0 | 0 | 0
ST | 0 | 0 | 0 | 0 | 0 | 0
STOG | 0 | 0 | 0 | 0 | 0 | 0
STWD | 0 | 0 | 0 | 0 | 0 | 0
WT | 0 | 0 | 0 | 0 | 0 | 0
IGCC | 0 | 0 | 0 | 0 | 0 | 0
DemandResponse | 0 | 0 | 0 | 0 | 0 | 0
IGCC-CCS | 0 | 0 | 0 | 0 | 0 | 0
WT_off | 0 | 0 | 0 | 0 | 0 | 0
PseudoUnit | 0 | 0 | 0 | 0 | 0 | 0
FixedInterchange | 0 | 0 | 0 | 0 | 0 | 0
Emission Cost by Reporting Type: NWPP_NucRenew
ReportingType | 2015 | 2020 | 2025 | 2030 | 2035 | 2040
BM | 0 | 0 | 0 | 0 | 0 | 0
CC | 0 | 0 | 0 | 0 | 0 | 0
CSP | 0 | 0 | 0 | 0 | 0 | 0
CT | 0 | 0 | 0 | 0 | 0 | 0
Coal | 0 | 0 | 0 | 0 | 0 | 0
Geo | 0 | 0 | 0 | 0 | 0 | 0
H | 0 | 0 | 0 | 0 | 0 | 0
LFG | 0 | 0 | 0 | 0 | 0 | 0
Nuc | 0 | 0 | 0 | 0 | 0 | 0
PS | 0 | 0 | 0 | 0 | 0 | 0
PV | 0 | 0 | 0 | 0 | 0 | 0
PeakG | 0 | 0 | 0 | 0 | 0 | 0
PeakO | 0 | 0 | 0 | 0 | 0 | 0
ST | 0 | 0 | 0 | 0 | 0 | 0
STOG | 0 | 0 | 0 | 0 | 0 | 0
STWD | 0 | 0 | 0 | 0 | 0 | 0
WT | 0 | 0 | 0 | 0 | 0 | 0
IGCC | 0 | 0 | 0 | 0 | 0 | 0
DemandResponse | 0 | 0 | 0 | 0 | 0 | 0
IGCC-CCS | 0 | 0 | 0 | 0 | 0 | 0
WT_off | 0 | 0 | 0 | 0 | 0 | 0
PseudoUnit | 0 | 0 | 0 | 0 | 0 | 0
FixedInterchange | 0 | 0 | 0 | 0 | 0 | 0
Emission Cost by Reporting Type: RMPA
ReportingType | 2015 | 2020 | 2025 | 2030 | 2035 | 2040
BM | 0 | 0 | 0 | 0 | 0 | 0
CC | 0 | 0 | 0 | 0 | 0 | 0
CSP | 0 | 0 | 0 | 0 | 0 | 0
CT | 0 | 0 | 0 | 0 | 0 | 0
Coal | 0 | 0 | 0 | 0 | 0 | 0
Geo | 0 | 0 | 0 | 0 | 0 | 0
H | 0 | 0 | 0 | 0 | 0 | 0
LFG | 0 | 0 | 0 | 0 | 0 | 0
Nuc | 0 | 0 | 0 | 0 | 0 | 0
PS | 0 | 0 | 0 | 0 | 0 | 0
PV | 0 | 0 | 0 | 0 | 0 | 0
PeakG | 0 | 0 | 0 | 0 | 0 | 0
PeakO | 0 | 0 | 0 | 0 | 0 | 0
ST | 0 | 0 | 0 | 0 | 0 | 0
STOG | 0 | 0 | 0 | 0 | 0 | 0
STWD | 0 | 0 | 0 | 0 | 0 | 0
WT | 0 | 0 | 0 | 0 | 0 | 0
IGCC | 0 | 0 | 0 | 0 | 0 | 0
DemandResponse | 0 | 0 | 0 | 0 | 0 | 0
IGCC-CCS | 0 | 0 | 0 | 0 | 0 | 0
WT_off | 0 | 0 | 0 | 0 | 0 | 0
PseudoUnit | 0 | 0 | 0 | 0 | 0 | 0
FixedInterchange | 0 | 0 | 0 | 0 | 0 | 0
Emission Cost by Reporting Type: SP15
ReportingType | 2015 | 2020 | 2025 | 2030 | 2035 | 2040
BM | 0 | 0 | 0 | 0 | 0 | 0
CC | 0 | 0 | 0 | 0 | 0 | 0
CSP | 0 | 0 | 0 | 0 | 0 | 0
CT | 0 | 0 | 0 | 0 | 0 | 0
Coal | 0 | 0 | 0 | 0 | 0 | 0
Geo | 0 | 0 | 0 | 0 | 0 | 0
H | 0 | 0 | 0 | 0 | 0 | 0
LFG | 0 | 0 | 0 | 0 | 0 | 0
Nuc | 0 | 0 | 0 | 0 | 0 | 0
PS | 0 | 0 | 0 | 0 | 0 | 0
PV | 0 | 0 | 0 | 0 | 0 | 0
PeakG | 0 | 0 | 0 | 0 | 0 | 0
PeakO | 0 | 0 | 0 | 0 | 0 | 0
ST | 0 | 0 | 0 | 0 | 0 | 0
STOG | 0 | 0 | 0 | 0 | 0 | 0
STWD | 0 | 0 | 0 | 0 | 0 | 0
WT | 0 | 0 | 0 | 0 | 0 | 0
IGCC | 0 | 0 | 0 | 0 | 0 | 0
DemandResponse | 0 | 0 | 0 | 0 | 0 | 0
IGCC-CCS | 0 | 0 | 0 | 0 | 0 | 0
WT_off | 0 | 0 | 0 | 0 | 0 | 0
PseudoUnit | 0 | 0 | 0 | 0 | 0 | 0
FixedInterchange | 0 | 0 | 0 | 0 | 0 | 0
Emission Cost by Reporting Type: ALB
ReportingType | 2015 | 2020 | 2025 | 2030 | 2035 | 2040
BM | 0 | 0 | 0 | 0 | 0 | 0
CC | 0 | 0 | 0 | 0 | 0 | 0
CSP | 0 | 0 | 0 | 0 | 0 | 0
CT | 0 | 0 | 0 | 0 | 0 | 0
Coal | 0 | 0 | 0 | 0 | 0 | 0
Geo | 0 | 0 | 0 | 0 | 0 | 0
H | 0 | 0 | 0 | 0 | 0 | 0
LFG | 0 | 0 | 0 | 0 | 0 | 0
Nuc | 0 | 0 | 0 | 0 | 0 | 0
PS | 0 | 0 | 0 | 0 | 0 | 0
PV | 0 | 0 | 0 | 0 | 0 | 0
PeakG | 0 | 0 | 0 | 0 | 0 | 0
PeakO | 0 | 0 | 0 | 0 | 0 | 0
ST | 0 | 0 | 0 | 0 | 0 | 0
STOG | 0 | 0 | 0 | 0 | 0 | 0
STWD | 0 | 0 | 0 | 0 | 0 | 0
WT | 0 | 0 | 0 | 0 | 0 | 0
IGCC | 0 | 0 | 0 | 0 | 0 | 0
DemandResponse | 0 | 0 | 0 | 0 | 0 | 0
IGCC-CCS | 0 | 0 | 0 | 0 | 0 | 0
WT_off | 0 | 0 | 0 | 0 | 0 | 0
PseudoUnit | 0 | 0 | 0 | 0 | 0 | 0
FixedInterchange | 0 | 0 | 0 | 0 | 0 | 0
Emission Cost by Reporting Type: BC
ReportingType | 2015 | 2020 | 2025 | 2030 | 2035 | 2040
BM | 0 | 0 | 0 | 0 | 0 | 0
CC | 0 | 0 | 0 | 0 | 0 | 0
CSP | 0 | 0 | 0 | 0 | 0 | 0
CT | 0 | 0 | 0 | 0 | 0 | 0
Coal | 0 | 0 | 0 | 0 | 0 | 0
Geo | 0 | 0 | 0 | 0 | 0 | 0
H | 0 | 0 | 0 | 0 | 0 | 0
LFG | 0 | 0 | 0 | 0 | 0 | 0
Nuc | 0 | 0 | 0 | 0 | 0 | 0
PS | 0 | 0 | 0 | 0 | 0 | 0
PV | 0 | 0 | 0 | 0 | 0 | 0
PeakG | 0 | 0 | 0 | 0 | 0 | 0
PeakO | 0 | 0 | 0 | 0 | 0 | 0
ST | 0 | 0 | 0 | 0 | 0 | 0
STOG | 0 | 0 | 0 | 0 | 0 | 0
STWD | 0 | 0 | 0 | 0 | 0 | 0
WT | 0 | 0 | 0 | 0 | 0 | 0
IGCC | 0 | 0 | 0 | 0 | 0 | 0
DemandResponse | 0 | 0 | 0 | 0 | 0 | 0
IGCC-CCS | 0 | 0 | 0 | 0 | 0 | 0
WT_off | 0 | 0 | 0 | 0 | 0 | 0
PseudoUnit | 0 | 0 | 0 | 0 | 0 | 0
FixedInterchange | 0 | 0 | 0 | 0 | 0 | 0
Emission Cost by Reporting Type: HQ_IESO
ReportingType | 2015 | 2020 | 2025 | 2030 | 2035 | 2040
BM | 0 | 0 | 0 | 0 | 0 | 0
CC | 0 | 0 | 0 | 0 | 0 | 0
CSP | 0 | 0 | 0 | 0 | 0 | 0
CT | 0 | 0 | 0 | 0 | 0 | 0
Coal | 0 | 0 | 0 | 0 | 0 | 0
Geo | 0 | 0 | 0 | 0 | 0 | 0
H | 0 | 0 | 0 | 0 | 0 | 0
LFG | 0 | 0 | 0 | 0 | 0 | 0
Nuc | 0 | 0 | 0 | 0 | 0 | 0
PS | 0 | 0 | 0 | 0 | 0 | 0
PV | 0 | 0 | 0 | 0 | 0 | 0
PeakG | 0 | 0 | 0 | 0 | 0 | 0
PeakO | 0 | 0 | 0 | 0 | 0 | 0
ST | 0 | 0 | 0 | 0 | 0 | 0
STOG | 0 | 0 | 0 | 0 | 0 | 0
STWD | 0 | 0 | 0 | 0 | 0 | 0
WT | 0 | 0 | 0 | 0 | 0 | 0
IGCC | 0 | 0 | 0 | 0 | 0 | 0
DemandResponse | 0 | 0 | 0 | 0 | 0 | 0
IGCC-CCS | 0 | 0 | 0 | 0 | 0 | 0
WT_off | 0 | 0 | 0 | 0 | 0 | 0
PseudoUnit | 0 | 0 | 0 | 0 | 0 | 0
FixedInterchange | 0 | 0 | 0 | 0 | 0 | 0
Emission Cost by Reporting Type: HQ_NEISO
ReportingType | 2015 | 2020 | 2025 | 2030 | 2035 | 2040
BM | 0 | 0 | 0 | 0 | 0 | 0
CC | 0 | 0 | 0 | 0 | 0 | 0
CSP | 0 | 0 | 0 | 0 | 0 | 0
CT | 0 | 0 | 0 | 0 | 0 | 0
Coal | 0 | 0 | 0 | 0 | 0 | 0
Geo | 0 | 0 | 0 | 0 | 0 | 0
H | 0 | 0 | 0 | 0 | 0 | 0
LFG | 0 | 0 | 0 | 0 | 0 | 0
Nuc | 0 | 0 | 0 | 0 | 0 | 0
PS | 0 | 0 | 0 | 0 | 0 | 0
PV | 0 | 0 | 0 | 0 | 0 | 0
PeakG | 0 | 0 | 0 | 0 | 0 | 0
PeakO | 0 | 0 | 0 | 0 | 0 | 0
ST | 0 | 0 | 0 | 0 | 0 | 0
STOG | 0 | 0 | 0 | 0 | 0 | 0
STWD | 0 | 0 | 0 | 0 | 0 | 0
WT | 0 | 0 | 0 | 0 | 0 | 0
IGCC | 0 | 0 | 0 | 0 | 0 | 0
DemandResponse | 0 | 0 | 0 | 0 | 0 | 0
IGCC-CCS | 0 | 0 | 0 | 0 | 0 | 0
WT_off | 0 | 0 | 0 | 0 | 0 | 0
PseudoUnit | 0 | 0 | 0 | 0 | 0 | 0
FixedInterchange | 0 | 0 | 0 | 0 | 0 | 0
Emission Cost by Reporting Type: HQ_NY
ReportingType | 2015 | 2020 | 2025 | 2030 | 2035 | 2040
BM | 0 | 0 | 0 | 0 | 0 | 0
CC | 0 | 0 | 0 | 0 | 0 | 0
CSP | 0 | 0 | 0 | 0 | 0 | 0
CT | 0 | 0 | 0 | 0 | 0 | 0
Coal | 0 | 0 | 0 | 0 | 0 | 0
Geo | 0 | 0 | 0 | 0 | 0 | 0
H | 0 | 0 | 0 | 0 | 0 | 0
LFG | 0 | 0 | 0 | 0 | 0 | 0
Nuc | 0 | 0 | 0 | 0 | 0 | 0
PS | 0 | 0 | 0 | 0 | 0 | 0
PV | 0 | 0 | 0 | 0 | 0 | 0
PeakG | 0 | 0 | 0 | 0 | 0 | 0
PeakO | 0 | 0 | 0 | 0 | 0 | 0
ST | 0 | 0 | 0 | 0 | 0 | 0
STOG | 0 | 0 | 0 | 0 | 0 | 0
STWD | 0 | 0 | 0 | 0 | 0 | 0
WT | 0 | 0 | 0 | 0 | 0 | 0
IGCC | 0 | 0 | 0 | 0 | 0 | 0
DemandResponse | 0 | 0 | 0 | 0 | 0 | 0
IGCC-CCS | 0 | 0 | 0 | 0 | 0 | 0
WT_off | 0 | 0 | 0 | 0 | 0 | 0
PseudoUnit | 0 | 0 | 0 | 0 | 0 | 0
FixedInterchange | 0 | 0 | 0 | 0 | 0 | 0
Emission Cost by Reporting Type: MARITIMES
ReportingType | 2015 | 2020 | 2025 | 2030 | 2035 | 2040
BM | 0 | 0 | 0 | 0 | 0 | 0
CC | 0 | 0 | 0 | 0 | 0 | 0
CSP | 0 | 0 | 0 | 0 | 0 | 0
CT | 0 | 0 | 0 | 0 | 0 | 0
Coal | 0 | 0 | 0 | 0 | 0 | 0
Geo | 0 | 0 | 0 | 0 | 0 | 0
H | 0 | 0 | 0 | 0 | 0 | 0
LFG | 0 | 0 | 0 | 0 | 0 | 0
Nuc | 0 | 0 | 0 | 0 | 0 | 0
PS | 0 | 0 | 0 | 0 | 0 | 0
PV | 0 | 0 | 0 | 0 | 0 | 0
PeakG | 0 | 0 | 0 | 0 | 0 | 0
PeakO | 0 | 0 | 0 | 0 | 0 | 0
ST | 0 | 0 | 0 | 0 | 0 | 0
STOG | 0 | 0 | 0 | 0 | 0 | 0
STWD | 0 | 0 | 0 | 0 | 0 | 0
WT | 0 | 0 | 0 | 0 | 0 | 0
IGCC | 0 | 0 | 0 | 0 | 0 | 0
DemandResponse | 0 | 0 | 0 | 0 | 0 | 0
IGCC-CCS | 0 | 0 | 0 | 0 | 0 | 0
WT_off | 0 | 0 | 0 | 0 | 0 | 0
PseudoUnit | 0 | 0 | 0 | 0 | 0 | 0
FixedInterchange | 0 | 0 | 0 | 0 | 0 | 0
Emission Cost by Reporting Type: All
ReportingType | 2015 | 2020 | 2025 | 2030 | 2035 | 2040
BM | 0 | 0 | 0 | 0 | 0 | 0
CC | 94.65 | 120.51 | 137.04 | 155.66 | 198.7 | 246.79
CSP | 0 | 0 | 0 | 0 | 0 | 0
CT | 0 | 0.02 | 0.1 | 0.53 | 2.34 | 2.28
Coal | 19.15 | 28.68 | 32.08 | 38.09 | 39.26 | 40.29
Geo | 0 | 0 | 0 | 0 | 0 | 0
H | 0 | 0 | 0 | 0 | 0 | 0
LFG | 0 | 0 | 0 | 0 | 0 | 0
Nuc | 0 | 0 | 0 | 0 | 0 | 0
PS | 0 | 0 | 0 | 0 | 0 | 0
PV | 0 | 0 | 0 | 0 | 0 | 0
PeakG | 0.02 | 0.28 | 0.91 | 1.22 | 1.6 | 1.78
PeakO | 0 | 0 | 0 | 0.01 | 0 | 0
ST | 0 | 0 | 0 | 0 | 0 | 0
STOG | 1.88 | 4.32 | 5.72 | 8.27 | 8.97 | 8.73
STWD | 0 | 0 | 0 | 0 | 0 | 0
WT | 0 | 0 | 0 | 0 | 0 | 0
IGCC | 0 | 0 | 0 | 0 | 0 | 0
DemandResponse | 0 | 0 | 0 | 0 | 0 | 0
IGCC-CCS | 0 | 0 | 0 | 0 | 0 | 0
WT_off | 0 | 0 | 0 | 0 | 0 | 0
PseudoUnit | 0 | 0 | 0 | 0 | 0 | 0
FixedInterchange | 0 | 0 | 0 | 0 | 0 | 0
Emission Cost by Reporting Type: EI_US
ReportingType | 2015 | 2020 | 2025 | 2030 | 2035 | 2040
BM | 0 | 0 | 0 | 0 | 0 | 0
CC | 94.65 | 120.51 | 137.04 | 155.66 | 198.7 | 246.79
CSP | 0 | 0 | 0 | 0 | 0 | 0
CT | 0 | 0.02 | 0.1 | 0.53 | 2.34 | 2.28
Coal | 19.15 | 28.68 | 32.08 | 38.09 | 39.26 | 40.29
Geo | 0 | 0 | 0 | 0 | 0 | 0
H | 0 | 0 | 0 | 0 | 0 | 0
LFG | 0 | 0 | 0 | 0 | 0 | 0
Nuc | 0 | 0 | 0 | 0 | 0 | 0
PS | 0 | 0 | 0 | 0 | 0 | 0
PV | 0 | 0 | 0 | 0 | 0 | 0
PeakG | 0.02 | 0.28 | 0.91 | 1.22 | 1.6 | 1.78
PeakO | 0 | 0 | 0 | 0.01 | 0 | 0
ST | 0 | 0 | 0 | 0 | 0 | 0
STOG | 1.88 | 4.32 | 5.72 | 8.27 | 8.97 | 8.73
STWD | 0 | 0 | 0 | 0 | 0 | 0
WT | 0 | 0 | 0 | 0 | 0 | 0
IGCC | 0 | 0 | 0 | 0 | 0 | 0
DemandResponse | 0 | 0 | 0 | 0 | 0 | 0
IGCC-CCS | 0 | 0 | 0 | 0 | 0 | 0
WT_off | 0 | 0 | 0 | 0 | 0 | 0
PseudoUnit | 0 | 0 | 0 | 0 | 0 | 0
FixedInterchange | 0 | 0 | 0 | 0 | 0 | 0
Emission Cost by Reporting Type: EI_Canada
ReportingType | 2015 | 2020 | 2025 | 2030 | 2035 | 2040
BM | 0 | 0 | 0 | 0 | 0 | 0
CC | 0 | 0 | 0 | 0 | 0 | 0
CSP | 0 | 0 | 0 | 0 | 0 | 0
CT | 0 | 0 | 0 | 0 | 0 | 0
Coal | 0 | 0 | 0 | 0 | 0 | 0
Geo | 0 | 0 | 0 | 0 | 0 | 0
H | 0 | 0 | 0 | 0 | 0 | 0
LFG | 0 | 0 | 0 | 0 | 0 | 0
Nuc | 0 | 0 | 0 | 0 | 0 | 0
PS | 0 | 0 | 0 | 0 | 0 | 0
PV | 0 | 0 | 0 | 0 | 0 | 0
PeakG | 0 | 0 | 0 | 0 | 0 | 0
PeakO | 0 | 0 | 0 | 0 | 0 | 0
ST | 0 | 0 | 0 | 0 | 0 | 0
STOG | 0 | 0 | 0 | 0 | 0 | 0
STWD | 0 | 0 | 0 | 0 | 0 | 0
WT | 0 | 0 | 0 | 0 | 0 | 0
IGCC | 0 | 0 | 0 | 0 | 0 | 0
DemandResponse | 0 | 0 | 0 | 0 | 0 | 0
IGCC-CCS | 0 | 0 | 0 | 0 | 0 | 0
WT_off | 0 | 0 | 0 | 0 | 0 | 0
PseudoUnit | 0 | 0 | 0 | 0 | 0 | 0
FixedInterchange | 0 | 0 | 0 | 0 | 0 | 0
Emission Cost by Reporting Type: EI
ReportingType | 2015 | 2020 | 2025 | 2030 | 2035 | 2040
BM | 0 | 0 | 0 | 0 | 0 | 0
CC | 94.65 | 120.51 | 137.04 | 155.66 | 198.7 | 246.79
CSP | 0 | 0 | 0 | 0 | 0 | 0
CT | 0 | 0.02 | 0.1 | 0.53 | 2.34 | 2.28
Coal | 19.15 | 28.68 | 32.08 | 38.09 | 39.26 | 40.29
Geo | 0 | 0 | 0 | 0 | 0 | 0
H | 0 | 0 | 0 | 0 | 0 | 0
LFG | 0 | 0 | 0 | 0 | 0 | 0
Nuc | 0 | 0 | 0 | 0 | 0 | 0
PS | 0 | 0 | 0 | 0 | 0 | 0
PV | 0 | 0 | 0 | 0 | 0 | 0
PeakG | 0.02 | 0.28 | 0.91 | 1.22 | 1.6 | 1.78
PeakO | 0 | 0 | 0 | 0.01 | 0 | 0
ST | 0 | 0 | 0 | 0 | 0 | 0
STOG | 1.88 | 4.32 | 5.72 | 8.27 | 8.97 | 8.73
STWD | 0 | 0 | 0 | 0 | 0 | 0
WT | 0 | 0 | 0 | 0 | 0 | 0
IGCC | 0 | 0 | 0 | 0 | 0 | 0
DemandResponse | 0 | 0 | 0 | 0 | 0 | 0
IGCC-CCS | 0 | 0 | 0 | 0 | 0 | 0
WT_off | 0 | 0 | 0 | 0 | 0 | 0
PseudoUnit | 0 | 0 | 0 | 0 | 0 | 0
FixedInterchange | 0 | 0 | 0 | 0 | 0 | 0
Emission Cost by Reporting Type: Outside_EI
ReportingType | 2015 | 2020 | 2025 | 2030 | 2035 | 2040
BM | 0 | 0 | 0 | 0 | 0 | 0
CC | 0 | 0 | 0 | 0 | 0 | 0
CSP | 0 | 0 | 0 | 0 | 0 | 0
CT | 0 | 0 | 0 | 0 | 0 | 0
Coal | 0 | 0 | 0 | 0 | 0 | 0
Geo | 0 | 0 | 0 | 0 | 0 | 0
H | 0 | 0 | 0 | 0 | 0 | 0
LFG | 0 | 0 | 0 | 0 | 0 | 0
Nuc | 0 | 0 | 0 | 0 | 0 | 0
PS | 0 | 0 | 0 | 0 | 0 | 0
PV | 0 | 0 | 0 | 0 | 0 | 0
PeakG | 0 | 0 | 0 | 0 | 0 | 0
PeakO | 0 | 0 | 0 | 0 | 0 | 0
ST | 0 | 0 | 0 | 0 | 0 | 0
STOG | 0 | 0 | 0 | 0 | 0 | 0
STWD | 0 | 0 | 0 | 0 | 0 | 0
WT | 0 | 0 | 0 | 0 | 0 | 0
IGCC | 0 | 0 | 0 | 0 | 0 | 0
DemandResponse | 0 | 0 | 0 | 0 | 0 | 0
IGCC-CCS | 0 | 0 | 0 | 0 | 0 | 0
WT_off | 0 | 0 | 0 | 0 | 0 | 0
PseudoUnit | 0 | 0 | 0 | 0 | 0 | 0
FixedInterchange | 0 | 0 | 0 | 0 | 0 | 0
#8 | 0.01: Base VOM Costs ($million)
Base VOM Costs by Reporting Type: Entergy
ReportingType | 2015 | 2020 | 2025 | 2030 | 2035 | 2040
BM | 0 | 0 | 0 | 0 | 0 | 0
CC | 181.49 | 280.97 | 303.14 | 362.97 | 456.86 | 551.16
CSP | 0 | 0 | 0 | 0 | 0 | 0
CT | 0 | 0 | 0 | 0 | 0 | 0
Coal | 232.94 | 197.99 | 238.73 | 252.94 | 252.94 | 252.94
Geo | 0 | 0 | 0 | 0 | 0 | 0
H | 0 | 0 | 0 | 0 | 0 | 0
LFG | 0 | 0 | 0.01 | 0.01 | 0.01 | 0.01
Nuc | 100.26 | 100.26 | 100.26 | 100.26 | 84.69 | 66.26
PS | 0 | 0 | 0 | 0 | 0 | 0
PV | 0 | 0 | 0 | 0 | 0 | 0
PeakG | 0 | 0 | 0.44 | 0.29 | 0.2 | 0.2
PeakO | 0 | 0 | 0 | 0 | 0 | 0
ST | 0 | 0 | 0 | 0 | 0 | 0
STOG | 4.11 | 4.37 | 4.66 | 5.18 | 5.1 | 4.58
STWD | 0 | 0 | 0 | 0 | 0 | 0.09
WT | 0 | 0 | 0 | 0 | 0 | 0
IGCC | 0 | 0 | 0 | 0 | 0 | 0
DemandResponse | 0 | 0 | 0 | 0 | 0 | 0
IGCC-CCS | 0 | 0 | 0 | 0 | 0 | 0
WT_off | 0 | 0 | 0 | 0 | 0 | 0
PseudoUnit | 0 | 0 | 0 | 0 | 0 | 0
FixedInterchange | 0 | 0 | 0 | 0 | 0 | 0
Base VOM Costs by Reporting Type: FRCC
ReportingType | 2015 | 2020 | 2025 | 2030 | 2035 | 2040
BM | 0 | 0 | 0 | 0 | 0 | 0
CC | 384.03 | 544.33 | 656.5 | 819.62 | 1033.59 | 1259.24
CSP | 0 | 0 | 0 | 0 | 0 | 0
CT | 9.84 | 8.25 | 8.29 | 5.2 | 3.18 | 1.39
Coal | 206.34 | 216.5 | 239.71 | 241.32 | 243.22 | 245.36
Geo | 0 | 0 | 0 | 0 | 0 | 0
H | 0 | 0 | 0 | 0 | 0 | 0
LFG | 0.04 | 0.04 | 0.06 | 0.06 | 0.06 | 0.06
Nuc | 76.4 | 76.4 | 76.4 | 76.4 | 46.53 | 15.51
PS | 0 | 0 | 0 | 0 | 0 | 0
PV | 0 | 0 | 0 | 0 | 0 | 0
PeakG | 3.15 | 2.43 | 3.06 | 1.57 | 0.96 | 0.75
PeakO | 0 | 0 | 0 | 0 | 0 | 0
ST | 0 | 0 | 0 | 0 | 0 | 0
STOG | 15.9 | 11.39 | 10.59 | 9.31 | 7.41 | 5.16
STWD | 0 | 0.1 | 0.19 | 0.31 | 0.31 | 0.31
WT | 0 | 0 | 0 | 0 | 0 | 0
IGCC | 0 | 0 | 0 | 0 | 0 | 0
DemandResponse | 0 | 0 | 0 | 0 | 0 | 0
IGCC-CCS | 0 | 0 | 0 | 0 | 0 | 0
WT_off | 0 | 0 | 0 | 0 | 0 | 0
PseudoUnit | 0 | 0 | 0 | 0 | 0 | 0
FixedInterchange | 0 | 0 | 0 | 0 | 0 | 0
Base VOM Costs by Reporting Type: MAPP_US
ReportingType | 2015 | 2020 | 2025 | 2030 | 2035 | 2040
BM | 0 | 0 | 0 | 0 | 0 | 0
CC | 0.48 | 0.48 | 0.74 | 1.19 | 0.91 | 0.66
CSP | 0 | 0 | 0 | 0 | 0 | 0
CT | 0 | 0 | 0.06 | 1.32 | 1.53 | 0.17
Coal | 79.57 | 90.07 | 93.37 | 95.66 | 113.3 | 128.49
Geo | 0 | 0 | 0 | 0 | 0 | 0
H | 0 | 0 | 0 | 0 | 0 | 0
LFG | 0 | 0 | 0.01 | 0.01 | 0.01 | 0.01
Nuc | 0 | 0 | 0 | 0 | 0 | 0
PS | 0 | 0 | 0 | 0 | 0 | 0
PV | 0 | 0 | 0 | 0 | 0 | 0
PeakG | 0.38 | 0.61 | 1.26 | 1.68 | 2.95 | 1.72
PeakO | 0 | 0 | 0 | 0 | 0 | 0
ST | 0 | 0 | 0 | 0 | 0 | 0
STOG | 0 | 0 | 0 | 0 | 0 | 0
STWD | 0 | 0 | 0 | 0 | 0 | 0
WT | 0.07 | 0.1 | 0.11 | 0.12 | 0.13 | 0.14
IGCC | 0 | 0 | 0 | 0 | 0 | 0
DemandResponse | 0 | 0 | 0 | 0 | 0 | 0
IGCC-CCS | 0 | 0 | 0 | 0 | 0 | 0
WT_off | 0 | 0 | 0 | 0 | 0 | 0
PseudoUnit | 0 | 0 | 0 | 0 | 0 | 0
FixedInterchange | 0 | 0 | 0 | 0 | 0 | 0
Base VOM Costs by Reporting Type: MISO_IN
ReportingType | 2015 | 2020 | 2025 | 2030 | 2035 | 2040
BM | 0 | 0 | 0 | 0 | 0 | 0
CC | 10.97 | 202.31 | 238.07 | 311.17 | 350.01 | 378.92
CSP | 0 | 0 | 0 | 0 | 0 | 0
CT | 0 | 0 | 0 | 0 | 0 | 0
Coal | 327.29 | 359.18 | 378.47 | 392.44 | 399.9 | 413.51
Geo | 0 | 0 | 0 | 0 | 0 | 0
H | 0 | 0 | 0 | 0 | 0 | 0
LFG | 0 | 0 | 0.01 | 0.01 | 0.01 | 0.01
Nuc | 0 | 0 | 0 | 0 | 0 | 0
PS | 0 | 0 | 0 | 0 | 0 | 0
PV | 0 | 0 | 0.01 | 0.01 | 0.01 | 0.01
PeakG | 0 | 0.21 | 0.75 | 0.75 | 0.75 | 0.75
PeakO | 0 | 0 | 0 | 0 | 0 | 0
ST | 0 | 0 | 0 | 0 | 0 | 0
STOG | 0.09 | 0.13 | 0.13 | 0.25 | 0.13 | 0.13
STWD | 0 | 0 | 0 | 0 | 0 | 0
WT | 0.02 | 0.02 | 0.02 | 0.02 | 0.02 | 0.02
IGCC | 30.43 | 30.43 | 30.43 | 30.43 | 30.43 | 30.43
DemandResponse | 0 | 0 | 0 | 0 | 0 | 0
IGCC-CCS | 0 | 0 | 0 | 0 | 0 | 0
WT_off | 0 | 0 | 0 | 0 | 0 | 0
PseudoUnit | 0 | 0 | 0 | 0 | 0 | 0
FixedInterchange | 0 | 0 | 0 | 0 | 0 | 0
Base VOM Costs by Reporting Type: MISO_MI
ReportingType | 2015 | 2020 | 2025 | 2030 | 2035 | 2040
BM | 0 | 0 | 0 | 0 | 0 | 0
CC | 36.2 | 34.12 | 43.06 | 43.83 | 100.29 | 147.22
CSP | 0 | 0 | 0 | 0 | 0 | 0
CT | 0 | 0 | 0 | 0 | 0 | 0
Coal | 230.23 | 175.8 | 195.66 | 201.82 | 203.01 | 203.01
Geo | 0 | 0 | 0 | 0 | 0 | 0
H | 0 | 0 | 0 | 0 | 0 | 0
LFG | 0.01 | 0.03 | 0.03 | 0.03 | 0.03 | 0.03
Nuc | 34.93 | 34.93 | 34.93 | 34.93 | 20.54 | 20.54
PS | 0 | 0 | 0 | 0 | 0 | 0
PV | 0 | 0 | 0 | 0 | 0 | 0
PeakG | 0.13 | 0.44 | 0.87 | 0.89 | 0.89 | 0.81
PeakO | 0 | 0 | 0 | 0 | 0 | 0
ST | 0 | 0 | 0 | 0 | 0 | 0
STOG | 0.45 | 1.28 | 1.29 | 1.44 | 0.96 | 1.05
STWD | 0.34 | 1.21 | 2.27 | 1.71 | 1.71 | 1.71
WT | 0.06 | 0.06 | 0.08 | 0.1 | 0.11 | 0.12
IGCC | 0 | 0 | 0 | 0 | 0 | 0
DemandResponse | 0 | 0 | 0 | 0 | 0 | 0
IGCC-CCS | 0 | 0 | 0 | 0 | 0 | 0
WT_off | 0 | 0 | 0 | 0 | 0 | 0
PseudoUnit | 0 | 0 | 0 | 0 | 0 | 0
FixedInterchange | 0 | 0 | 0 | 0 | 0 | 0
Base VOM Costs by Reporting Type: MISO_MO-IL
ReportingType | 2015 | 2020 | 2025 | 2030 | 2035 | 2040
BM | 0 | 0 | 0 | 0 | 0 | 0
CC | 7.39 | 11.27 | 6.61 | 6.29 | 5.81 | 4.41
CSP | 0 | 0 | 0 | 0 | 0 | 0
CT | 0 | 0 | 0 | 0 | 0 | 0
Coal | 390.37 | 338.3 | 380.17 | 393.02 | 422.95 | 422.95
Geo | 0 | 0 | 0 | 0 | 0 | 0
H | 0 | 0 | 0 | 0 | 0 | 0
LFG | 0 | 0 | 0.02 | 0.02 | 0.02 | 0.02
Nuc | 41.29 | 41.29 | 41.29 | 41.29 | 41.29 | 41.29
PS | 0 | 0 | 0 | 0 | 0 | 0
PV | 0 | 0 | 0 | 0 | 0 | 0
PeakG | 1.24 | 1.66 | 2.58 | 3.94 | 8.76 | 14.08
PeakO | 0 | 0 | 0 | 0 | 0 | 0
ST | 0 | 0 | 0 | 0 | 0 | 0
STOG | 0.14 | 0.14 | 0.19 | 0.29 | 0.14 | 0.25
STWD | 0 | 0 | 0 | 0 | 0 | 0
WT | 0.02 | 0.02 | 0.02 | 0.02 | 0.02 | 0.02
IGCC | 0 | 0 | 0 | 0 | 0 | 0
DemandResponse | 0 | 0 | 0 | 0 | 0 | 0
IGCC-CCS | 0 | 0 | 0 | 0 | 0 | 0
WT_off | 0 | 0 | 0 | 0 | 0 | 0
PseudoUnit | 0 | 0 | 0 | 0 | 0 | 0
FixedInterchange | 0 | 0 | 0 | 0 | 0 | 0
Base VOM Costs by Reporting Type: MISO_W
ReportingType | 2015 | 2020 | 2025 | 2030 | 2035 | 2040
BM | 0 | 0 | 0 | 0 | 0 | 0
CC | 27.59 | 26.44 | 18.81 | 17.24 | 15.95 | 7.86
CSP | 0 | 0 | 0 | 0 | 0 | 0
CT | 0 | 0 | 0 | 0 | 0 | 0
Coal | 349.24 | 338.39 | 349.7 | 350.52 | 466.4 | 702.97
Geo | 0 | 0 | 0 | 0 | 0 | 0
H | 0 | 0 | 0 | 0 | 0 | 0
LFG | 0.02 | 0.02 | 0.02 | 0.02 | 0.02 | 0.02
Nuc | 43.67 | 43.67 | 43.67 | 43.67 | 0 | 0
PS | 0 | 0 | 0 | 0 | 0 | 0
PV | 0 | 0 | 0 | 0 | 0 | 0
PeakG | 2.14 | 4.07 | 7.67 | 11.22 | 14.92 | 4.84
PeakO | 0 | 0 | 0 | 0 | 0 | 0
ST | 0 | 0 | 0 | 0 | 0 | 0
STOG | 0.03 | 0.05 | 0.05 | 0.07 | 0.07 | 0.03
STWD | 0 | 0.3 | 0.3 | 0.5 | 0.5 | 0.5
WT | 0.32 | 0.42 | 0.57 | 0.64 | 0.7 | 0.77
IGCC | 0 | 0 | 0 | 0 | 0 | 0
DemandResponse | 0 | 0 | 0 | 0 | 0 | 0
IGCC-CCS | 0 | 0 | 0 | 0 | 0 | 0
WT_off | 0 | 0 | 0 | 0 | 0 | 0
PseudoUnit | 0 | 0 | 0 | 0 | 0 | 0
FixedInterchange | 0 | 0 | 0 | 0 | 0 | 0
Base VOM Costs by Reporting Type: MISO_WUMS
ReportingType | 2015 | 2020 | 2025 | 2030 | 2035 | 2040
BM | 0 | 0 | 0 | 0 | 0 | 0
CC | 43.59 | 140.47 | 142.23 | 164.73 | 233.41 | 219.62
CSP | 0 | 0 | 0 | 0 | 0 | 0
CT | 0 | 2.51 | 3.78 | 4.2 | 5.59 | 7.28
Coal | 106.17 | 97.88 | 115.48 | 125.81 | 140.95 | 142.94
Geo | 0 | 0 | 0 | 0 | 0 | 0
H | 0 | 0 | 0 | 0 | 0 | 0
LFG | 0.01 | 0.01 | 0.03 | 0.03 | 0.03 | 0.03
Nuc | 33.6 | 33.6 | 33.6 | 33.6 | 0 | 0
PS | 0 | 0 | 0 | 0 | 0 | 0
PV | 0 | 0 | 0 | 0 | 0 | 0
PeakG | 0.22 | 0 | 0 | 0 | 0 | 0
PeakO | 0 | 0 | 0 | 0 | 0 | 0
ST | 0 | 0 | 0 | 0 | 0 | 0
STOG | 0.01 | 0 | 0 | 0 | 0 | 0
STWD | 0 | 0.05 | 0.1 | 0.1 | 0.1 | 0.1
WT | 0.05 | 0.05 | 0.05 | 0.05 | 0.05 | 0.05
IGCC | 0 | 0 | 0 | 0 | 0 | 0
DemandResponse | 0 | 0 | 0 | 0 | 0 | 0
IGCC-CCS | 0 | 0 | 0 | 0 | 0 | 0
WT_off | 0 | 0 | 0 | 0 | 0 | 0
PseudoUnit | 0 | 0 | 0 | 0 | 0 | 0
FixedInterchange | 0 | 0 | 0 | 0 | 0 | 0
Base VOM Costs by Reporting Type: Nebraska
ReportingType | 2015 | 2020 | 2025 | 2030 | 2035 | 2040
BM | 0 | 0 | 0 | 0 | 0 | 0
CC | 2.33 | 12.63 | 16.47 | 16.75 | 11.38 | 7.93
CSP | 0 | 0 | 0 | 0 | 0 | 0
CT | 0 | 0 | 0 | 0 | 0 | 0
Coal | 117.38 | 127.61 | 127.61 | 127.61 | 224.63 | 253.54
Geo | 0 | 0 | 0 | 0 | 0 | 0
H | 0 | 0 | 0 | 0 | 0 | 0
LFG | 0 | 0 | 0.01 | 0.01 | 0.01 | 0.01
Nuc | 23.15 | 23.15 | 23.15 | 23.15 | 0 | 0
PS | 0 | 0 | 0 | 0 | 0 | 0
PV | 0 | 0 | 0 | 0 | 0 | 0
PeakG | 0.77 | 0.39 | 1.57 | 2.06 | 1.08 | 0.1
PeakO | 0 | 0 | 0 | 0 | 0 | 0
ST | 0 | 0 | 0 | 0 | 0 | 0
STOG | 0.13 | 0.25 | 0.25 | 0.25 | 0.07 | 0.01
STWD | 0 | 0 | 0 | 0 | 0 | 0
WT | 0.01 | 0.01 | 0.01 | 0.01 | 0.01 | 0.01
IGCC | 0 | 0 | 0 | 0 | 0 | 0
DemandResponse | 0 | 0 | 0 | 0 | 0 | 0
IGCC-CCS | 0 | 0 | 0 | 0 | 0 | 0
WT_off | 0 | 0 | 0 | 0 | 0 | 0
PseudoUnit | 0 | 0 | 0 | 0 | 0 | 0
FixedInterchange | 0 | 0 | 0 | 0 | 0 | 0
Base VOM Costs by Reporting Type: NEISO
ReportingType | 2015 | 2020 | 2025 | 2030 | 2035 | 2040
BM | 9.41 | 9.41 | 2.99 | 2.99 | 3.54 | 3.38
CC | 142.25 | 139.02 | 153.12 | 174.36 | 217.52 | 276.16
CSP | 0 | 0 | 0 | 0 | 0 | 0
CT | 0 | 0.03 | 0.33 | 0.95 | 3.1 | 2.98
Coal | 0.04 | 0 | 0 | 0 | 0 | 0
Geo | 0 | 0 | 0 | 0 | 0 | 0
H | 0 | 0 | 0 | 0 | 0 | 0
LFG | 0.05 | 0.05 | 0.06 | 0.06 | 0.06 | 0.06
Nuc | 85.9 | 85.9 | 85.9 | 85.9 | 62.06 | 45.84
PS | 0 | 0 | 0 | 0 | 0 | 0
PV | 0 | 0.01 | 0.01 | 0.01 | 0.01 | 0.01
PeakG | 0.07 | 0.31 | 0.32 | 0.96 | 1.01 | 0.9
PeakO | 0 | 0 | 0 | 0 | 0 | 0
ST | 0 | 0 | 0 | 0 | 0 | 0
STOG | 0 | 0 | 0 | 0 | 0 | 0
STWD | 10.15 | 2.96 | 1.15 | 1.31 | 1.63 | 1.51
WT | 0.01 | 0.13 | 0.17 | 0.17 | 0.17 | 0.17
IGCC | 0 | 0 | 0 | 0 | 0 | 0
DemandResponse | 0 | 0 | 0 | 0 | 0 | 0
IGCC-CCS | 0 | 0 | 0 | 0 | 0 | 0
WT_off | 0.02 | 0.02 | 0.02 | 0.02 | 0 | 0
PseudoUnit | 0 | 0 | 0 | 0 | 0 | 0
FixedInterchange | 0 | 0 | 0 | 0 | 0 | 0
Base VOM Costs by Reporting Type: NonRTO_Midwest
ReportingType | 2015 | 2020 | 2025 | 2030 | 2035 | 2040
BM | 0 | 0 | 0 | 0 | 0 | 0
CC | 0 | 11.66 | 23.3 | 35.87 | 53.26 | 69.45
CSP | 0 | 0 | 0 | 0 | 0 | 0
CT | 0 | 1.16 | 1.46 | 3.68 | 2.09 | 7.35
Coal | 242.62 | 285.6 | 294.95 | 300.45 | 308.53 | 311.22
Geo | 0 | 0 | 0 | 0 | 0 | 0
H | 0 | 0 | 0 | 0 | 0 | 0
LFG | 0 | 0 | 0 | 0.01 | 0.01 | 0.01
Nuc | 0 | 0 | 0 | 0 | 0 | 0
PS | 0 | 0 | 0 | 0 | 0 | 0
PV | 0 | 0 | 0 | 0 | 0 | 0
PeakG | 1.21 | 1.47 | 1.67 | 2.47 | 1.22 | 0.97
PeakO | 0 | 0 | 0 | 0 | 0 | 0
ST | 0 | 0 | 0 | 0 | 0 | 0
STOG | 0 | 0 | 0 | 0 | 0 | 0
STWD | 0 | 0 | 0 | 0 | 0 | 0
WT | 0 | 0 | 0 | 0 | 0 | 0
IGCC | 0 | 0 | 0 | 0 | 0 | 0
DemandResponse | 0 | 0 | 0 | 0 | 0 | 0
IGCC-CCS | 0 | 0 | 0 | 0 | 0 | 0
WT_off | 0 | 0 | 0 | 0 | 0 | 0
PseudoUnit | 0 | 0 | 0 | 0 | 0 | 0
FixedInterchange | 0 | 0 | 0 | 0 | 0 | 0
Base VOM Costs by Reporting Type: NYISO_A-F
ReportingType | 2015 | 2020 | 2025 | 2030 | 2035 | 2040
BM | 0 | 0 | 0 | 0 | 0 | 0
CC | 27.48 | 45.9 | 50.31 | 38.88 | 36.41 | 68.55
CSP | 0 | 0 | 0 | 0 | 0 | 0
CT | 0 | 0 | 0 | 0 | 0 | 0
Coal | 0 | 0 | 0 | 0 | 0 | 0
Geo | 0 | 0 | 0 | 0 | 0 | 0
H | 0 | 0 | 0 | 0 | 0 | 0
LFG | 0.02 | 0.02 | 0.02 | 0.02 | 0.02 | 0.02
Nuc | 62.23 | 62.23 | 62.23 | 50.74 | 40 | 24.24
PS | 0 | 0 | 0 | 0 | 0 | 0
PV | 0 | 0 | 0 | 0 | 0 | 0
PeakG | 0 | 0.02 | 0.05 | 0.05 | 0.05 | 0.05
PeakO | 0 | 0 | 0 | 0 | 0 | 0
ST | 0 | 0 | 0 | 0 | 0 | 0
STOG | 0 | 0 | 0 | 0 | 0 | 0
STWD | 0 | 0 | 0 | 0.01 | 0.01 | 0
WT | 0.11 | 0.13 | 0.16 | 0.22 | 0.26 | 0.28
IGCC | 0 | 0 | 0 | 0 | 0 | 0
DemandResponse | 0 | 0 | 0 | 0 | 0 | 0
IGCC-CCS | 0 | 0 | 0 | 0 | 0 | 0
WT_off | 0 | 0 | 0 | 0 | 0 | 0
PseudoUnit | 0 | 0 | 0 | 0 | 0 | 0
FixedInterchange | 0 | 0 | 0 | 0 | 0 | 0
Base VOM Costs by Reporting Type: NYISO_G-I
ReportingType | 2015 | 2020 | 2025 | 2030 | 2035 | 2040
BM | 0 | 0 | 0 | 0 | 0 | 0
CC | 17.64 | 33.81 | 79.59 | 130.07 | 205.95 | 254.61
CSP | 0 | 0 | 0 | 0 | 0 | 0
CT | 0 | 0 | 0 | 0 | 0 | 0
Coal | 0 | 0 | 0 | 0 | 0 | 0
Geo | 0 | 0 | 0 | 0 | 0 | 0
H | 0 | 0 | 0 | 0 | 0 | 0
LFG | 0.01 | 0.01 | 0.01 | 0.01 | 0.01 | 0.01
Nuc | 37.82 | 37.82 | 37.82 | 37.82 | 18.96 | 0.01
PS | 0 | 0 | 0 | 0 | 0 | 0
PV | 0 | 0 | 0 | 0 | 0 | 0
PeakG | 0 | 0 | 0 | 0.01 | 0 | 0
PeakO | 0 | 0 | 0 | 0 | 0 | 0
ST | 0 | 0 | 0 | 0 | 0 | 0
STOG | 0.08 | 0.3 | 0.3 | 0.32 | 0.48 | 0.56
STWD | 0 | 0 | 0 | 0 | 0 | 0
WT | 0 | 0 | 0 | 0 | 0 | 0
IGCC | 0 | 0 | 0 | 0 | 0 | 0
DemandResponse | 0 | 0 | 0 | 0 | 0 | 0
IGCC-CCS | 0 | 0 | 0 | 0 | 0 | 0
WT_off | 0 | 0 | 0 | 0 | 0 | 0
PseudoUnit | 0 | 0 | 0 | 0 | 0 | 0
FixedInterchange | 0 | 0 | 0 | 0 | 0 | 0
Base VOM Costs by Reporting Type: NYISO_J-K
ReportingType | 2015 | 2020 | 2025 | 2030 | 2035 | 2040
BM | 0 | 0 | 0 | 0 | 0 | 0
CC | 72.44 | 89.9 | 91.11 | 106.53 | 136.69 | 179.47
CSP | 0 | 0 | 0 | 0 | 0 | 0
CT | 0 | 0.1 | 0.45 | 0.92 | 3.42 | 4.52
Coal | 0 | 0 | 0 | 0 | 0 | 0
Geo | 0 | 0 | 0 | 0 | 0 | 0
H | 0 | 0 | 0 | 0 | 0 | 0
LFG | 0.01 | 0.01 | 0.02 | 0.02 | 0.02 | 0.02
Nuc | 0 | 0 | 0 | 0 | 0 | 0
PS | 0 | 0 | 0 | 0 | 0 | 0
PV | 0 | 0 | 0 | 0 | 0 | 0
PeakG | 0.05 | 0.86 | 1.49 | 2.79 | 2.72 | 3.45
PeakO | 0 | 0 | 0 | 0 | 0 | 0
ST | 0 | 0 | 0 | 0 | 0 | 0
STOG | 3.61 | 7.35 | 10.26 | 14.29 | 15.46 | 14.82
STWD | 0 | 0 | 0 | 0 | 0 | 0
WT | 0 | 0 | 0 | 0 | 0 | 0
IGCC | 0 | 0 | 0 | 0 | 0 | 0
DemandResponse | 0 | 0 | 0 | 0 | 0 | 0
IGCC-CCS | 0 | 0 | 0 | 0 | 0 | 0
WT_off | 0 | 0 | 0 | 0 | 0 | 0
PseudoUnit | 0 | 0 | 0 | 0 | 0 | 0
FixedInterchange | 0 | 0 | 0 | 0 | 0 | 0
Base VOM Costs by Reporting Type: PJM_E
ReportingType | 2015 | 2020 | 2025 | 2030 | 2035 | 2040
BM | 1.12 | 1.12 | 1.12 | 1.12 | 1.12 | 1.12
CC | 86.66 | 125.12 | 125.72 | 130.66 | 165.88 | 231.84
CSP | 0 | 0 | 0 | 0 | 0 | 0
CT | 0 | 0.01 | 0.01 | 2.5 | 12.84 | 11.38
Coal | 1.89 | 1.73 | 4.47 | 5.73 | 8.26 | 10.49
Geo | 0 | 0 | 0 | 0 | 0 | 0
H | 0 | 0 | 0 | 0 | 0 | 0
LFG | 0.04 | 0.05 | 0.05 | 0.05 | 0.05 | 0.05
Nuc | 157.37 | 146 | 146 | 146 | 104.88 | 83.17
PS | 0 | 0 | 0 | 0 | 0 | 0
PV | 0 | 0 | 0 | 0 | 0 | 0
PeakG | 0 | 0.67 | 4.03 | 4.24 | 6.13 | 7.81
PeakO | 0 | 0 | 0 | 0.05 | 0 | 0
ST | 0 | 0 | 0 | 0 | 0 | 0
STOG | 0.2 | 1.22 | 1.22 | 2.38 | 2.47 | 2.52
STWD | 0 | 0 | 0 | 0 | 0 | 0
WT | 0.02 | 0.02 | 0.02 | 0.02 | 0.02 | 0.02
IGCC | 0 | 0 | 0 | 0 | 0 | 0
DemandResponse | 0 | 0 | 0 | 0 | 0 | 0
IGCC-CCS | 0 | 0 | 0 | 0 | 0 | 0
WT_off | 0 | 0 | 0.04 | 0.04 | 0.04 | 0.04
PseudoUnit | 0 | 0 | 0 | 0 | 0 | 0
FixedInterchange | 0 | 0 | 0 | 0 | 0 | 0
Base VOM Costs by Reporting Type: PJM_ROM
ReportingType | 2015 | 2020 | 2025 | 2030 | 2035 | 2040
BM | 0.67 | 0.67 | 0.67 | 0.67 | 0.67 | 0.67
CC | 55.86 | 67.12 | 69.4 | 76.88 | 263.4 | 718.65
CSP | 0 | 0 | 0 | 0 | 0 | 0
CT | 0 | 0.01 | 0.03 | 0.02 | 0.03 | 0.06
Coal | 217.08 | 263.16 | 287.97 | 310.08 | 310.08 | 310.08
Geo | 0 | 0 | 0 | 0 | 0 | 0
H | 0 | 0 | 0 | 0 | 0 | 0
LFG | 0.03 | 0.05 | 0.05 | 0.05 | 0.05 | 0.05
Nuc | 93.13 | 93.13 | 93.13 | 93.13 | 61.1 | 44.47
PS | 0 | 0 | 0 | 0 | 0 | 0
PV | 0 | 0.03 | 0.05 | 0.06 | 0.06 | 0.07
PeakG | 0 | 0.14 | 0.43 | 0.49 | 1.29 | 0.43
PeakO | 0 | 0 | 0 | 0 | 0 | 0
ST | 0 | 0 | 0 | 0 | 0 | 0
STOG | 1.32 | 2.44 | 3.4 | 3.4 | 3.47 | 3.4
STWD | 1.16 | 1.16 | 1.16 | 1.16 | 1.16 | 1.16
WT | 0.03 | 0.03 | 0.05 | 0.19 | 0.19 | 0.19
IGCC | 0 | 0 | 0 | 0 | 0 | 0
DemandResponse | 0 | 0 | 0 | 0 | 0 | 0
IGCC-CCS | 0 | 0 | 0 | 0 | 0 | 0
WT_off | 0 | 0 | 0 | 0 | 0 | 0
PseudoUnit | 0 | 0 | 0 | 0 | 0 | 0
FixedInterchange | 0 | 0 | 0 | 0 | 0 | 0
Base VOM Costs by Reporting Type: PJM_ROR
ReportingType | 2015 | 2020 | 2025 | 2030 | 2035 | 2040
BM | 0.37 | 0.81 | 10.59 | 14.36 | 10.71 | 7.2
CC | 189.1 | 439.87 | 617.68 | 853 | 1123.66 | 1009.42
CSP | 0 | 0 | 0 | 0 | 0 | 0
CT | 0.03 | 0.06 | 0.06 | 3.37 | 1.77 | 10.06
Coal | 1444.01 | 1320.96 | 1375.37 | 1388.21 | 1414.23 | 1432.35
Geo | 0 | 0 | 0 | 0 | 0 | 0
H | 0 | 0 | 0 | 0 | 0 | 0
LFG | 0.05 | 0.05 | 0.09 | 0.09 | 0.09 | 0.09
Nuc | 370.54 | 370.54 | 370.54 | 354.51 | 275.46 | 185.16
PS | 0 | 0 | 0 | 0 | 0 | 0
PV | 0 | 0 | 0 | 0 | 0 | 0
PeakG | 9.88 | 9.63 | 9.89 | 9.52 | 6.61 | 6.97
PeakO | 0 | 0 | 0 | 0 | 0 | 0
ST | 0 | 0 | 0 | 0 | 0 | 0
STOG | 1.9 | 2.03 | 2.08 | 2.03 | 2.01 | 2.03
STWD | 0.41 | 1.45 | 2.37 | 3.23 | 3.23 | 3.23
WT | 0.31 | 0.31 | 0.31 | 0.34 | 0.38 | 0.54
IGCC | 0 | 0 | 0 | 0 | 0 | 0
DemandResponse | 0 | 0 | 0 | 0 | 0 | 0
IGCC-CCS | 0 | 0 | 0 | 0 | 0 | 0
WT_off | 0 | 0 | 0 | 0 | 0 | 0
PseudoUnit | 0 | 0 | 0 | 0 | 0 | 0
FixedInterchange | 0 | 0 | 0 | 0 | 0 | 0
Base VOM Costs by Reporting Type: SOCO
ReportingType | 2015 | 2020 | 2025 | 2030 | 2035 | 2040
BM | 0 | 0 | 0.12 | 0.12 | 0.19 | 0.19
CC | 347.56 | 432.44 | 482.93 | 608.66 | 727.86 | 666.4
CSP | 0 | 0 | 0 | 0 | 0 | 0
CT | 0 | 0 | 0 | 0 | 0.74 | 0.74
Coal | 371.94 | 410.35 | 496.73 | 505.49 | 527.41 | 877.3
Geo | 0 | 0 | 0 | 0 | 0 | 0
H | 0 | 0 | 0 | 0 | 0 | 0
LFG | 0 | 0 | 0 | 0.01 | 0.01 | 0.01
Nuc | 108.01 | 143 | 143 | 143 | 143 | 94.09
PS | 0 | 0 | 0 | 0 | 0 | 0
PV | 0 | 0 | 0 | 0 | 0 | 0
PeakG | 7.13 | 10.55 | 19.72 | 19.26 | 15.12 | 12.48
PeakO | 0 | 0 | 0 | 0 | 0 | 0
ST | 0 | 0 | 0 | 0 | 0 | 0
STOG | 0 | 0 | 0 | 0 | 0 | 0
STWD | 0 | 0 | 0.01 | 0.05 | 0.64 | 0.64
WT | 0 | 0 | 0 | 0 | 0 | 0
IGCC | 0 | 0 | 0 | 0 | 0 | 0
DemandResponse | 0 | 0 | 0 | 0 | 0 | 0
IGCC-CCS | 0 | 0 | 0 | 0 | 0 | 0
WT_off | 0 | 0 | 0 | 0 | 0 | 0
PseudoUnit | 0 | 0 | 0 | 0 | 0 | 0
FixedInterchange | 0 | 0 | 0 | 0 | 0 | 0
Base VOM Costs by Reporting Type: SPP_N
ReportingType | 2015 | 2020 | 2025 | 2030 | 2035 | 2040
BM | 0 | 0 | 0 | 0 | 0 | 0
CC | 22.52 | 88.99 | 101.14 | 151.95 | 110.53 | 93.46
CSP | 0 | 0 | 0 | 0 | 0 | 0
CT | 0 | 0 | 0 | 3.6 | 15.97 | 10.99
Coal | 236.28 | 244.13 | 245.26 | 247.05 | 247.05 | 335.68
Geo | 0 | 0 | 0 | 0 | 0 | 0
H | 0 | 0 | 0 | 0 | 0 | 0
LFG | 0 | 0 | 0.01 | 0.01 | 0.01 | 0.01
Nuc | 21.45 | 21.45 | 21.45 | 21.45 | 21.45 | 21.45
PS | 0 | 0 | 0 | 0 | 0 | 0
PV | 0 | 0 | 0 | 0 | 0 | 0
PeakG | 0.92 | 1.01 | 3.04 | 3.05 | 0.86 | 0.22
PeakO | 0 | 0 | 0 | 0 | 0 | 0
ST | 0 | 0 | 0 | 0 | 0 | 0
STOG | 0.99 | 1.56 | 1.62 | 1.62 | 2.71 | 1.6
STWD | 0 | 0 | 0 | 0 | 0 | 0
WT | 0.05 | 0.05 | 0.05 | 0.05 | 0.05 | 0.05
IGCC | 0 | 0 | 0 | 0 | 0 | 0
DemandResponse | 0 | 0 | 0 | 0 | 0 | 0
IGCC-CCS | 0 | 0 | 0 | 0 | 0 | 0
WT_off | 0 | 0 | 0 | 0 | 0 | 0
PseudoUnit | 0 | 0 | 0 | 0 | 0 | 0
FixedInterchange | 0 | 0 | 0 | 0 | 0 | 0
Base VOM Costs by Reporting Type: SPP_S
ReportingType | 2015 | 2020 | 2025 | 2030 | 2035 | 2040
BM | 0 | 0 | 0 | 0 | 0 | 0
CC | 121.06 | 188.63 | 223.97 | 283.47 | 247.8 | 184.89
CSP | 0 | 0 | 0 | 0 | 0 | 0
CT | 0 | 0 | 0 | 0 | 0 | 0.06
Coal | 328.79 | 309.73 | 368.2 | 372.54 | 385.05 | 385.05
Geo | 0 | 0 | 0 | 0 | 0 | 0
H | 0 | 0 | 0 | 0 | 0 | 0
LFG | 0 | 0 | 0.01 | 0.01 | 0.01 | 0.01
Nuc | 0 | 0 | 0 | 0 | 0 | 0
PS | 0 | 0 | 0 | 0 | 0 | 0
PV | 0 | 0 | 0 | 0 | 0 | 0
PeakG | 0 | 0 | 0 | 0 | 0 | 0
PeakO | 0 | 0 | 0 | 0 | 0 | 0
ST | 0 | 0 | 0 | 0 | 0 | 0
STOG | 6.9 | 7.93 | 9.28 | 9.23 | 7.74 | 7.72
STWD | 0 | 0 | 0 | 0 | 0 | 0.01
WT | 0.11 | 0.23 | 0.26 | 0.3 | 0.78 | 1.19
IGCC | 0 | 0 | 0 | 0 | 0 | 0
DemandResponse | 0 | 0 | 0 | 0 | 0 | 0
IGCC-CCS | 0 | 0 | 0 | 0 | 0 | 0
WT_off | 0 | 0 | 0 | 0 | 0 | 0
PseudoUnit | 0 | 0 | 0 | 0 | 0 | 0
FixedInterchange | 0 | 0 | 0 | 0 | 0 | 0
Base VOM Costs by Reporting Type: TVA
ReportingType | 2015 | 2020 | 2025 | 2030 | 2035 | 2040
BM | 0 | 0 | 0 | 0 | 0 | 0
CC | 57.13 | 152.74 | 194.05 | 237.93 | 236.83 | 199.43
CSP | 0 | 0 | 0 | 0 | 0 | 0
CT | 0.45 | 3.21 | 4.63 | 8.01 | 9.45 | 8.39
Coal | 345.1 | 321.13 | 341.26 | 345.13 | 502.07 | 683.66
Geo | 0 | 0 | 0 | 0 | 0 | 0
H | 0 | 0 | 0 | 0 | 0 | 0
LFG | 0 | 0 | 0 | 0.01 | 0.01 | 0.01
Nuc | 152.12 | 152.12 | 152.12 | 152.12 | 105.66 | 82.02
PS | 0 | 0 | 0 | 0 | 0 | 0
PV | 0 | 0 | 0 | 0 | 0 | 0
PeakG | 0 | 0 | 0.32 | 0.33 | 0.34 | 0.23
PeakO | 0 | 0 | 0 | 0 | 0 | 0
ST | 0 | 0 | 0 | 0 | 0 | 0
STOG | 0 | 0 | 0 | 0 | 0 | 0
STWD | 0 | 0 | 0 | 0 | 0 | 0
WT | 0 | 0 | 0 | 0 | 0 | 0
IGCC | 0 | 0 | 0 | 0 | 0 | 0
DemandResponse | 0 | 0 | 0 | 0 | 0 | 0
IGCC-CCS | 0 | 0 | 0 | 0 | 0 | 0
WT_off | 0 | 0 | 0 | 0 | 0 | 0
PseudoUnit | 0 | 0 | 0 | 0 | 0 | 0
FixedInterchange | 0 | 0 | 0 | 0 | 0 | 0
Base VOM Costs by Reporting Type: TVA_Transmission
ReportingType | 2015 | 2020 | 2025 | 2030 | 2035 | 2040
BM | 0 | 0 | 0 | 0 | 0 | 0
CC | 0 | 0 | 0 | 0 | 0 | 0
CSP | 0 | 0 | 0 | 0 | 0 | 0
CT | 0 | 0 | 0 | 0 | 0 | 0
Coal | 0 | 0 | 0 | 0 | 0 | 0
Geo | 0 | 0 | 0 | 0 | 0 | 0
H | 0 | 0 | 0 | 0 | 0 | 0
LFG | 0 | 0 | 0 | 0 | 0 | 0
Nuc | 0 | 0 | 0 | 0 | 0 | 0
PS | 0 | 0 | 0 | 0 | 0 | 0
PV | 0 | 0 | 0 | 0 | 0 | 0
PeakG | 0 | 0 | 0 | 0 | 0 | 0
PeakO | 0 | 0 | 0 | 0 | 0 | 0
ST | 0 | 0 | 0 | 0 | 0 | 0
STOG | 0 | 0 | 0 | 0 | 0 | 0
STWD | 0 | 0 | 0 | 0 | 0 | 0
WT | 0 | 0 | 0 | 0 | 0 | 0
IGCC | 0 | 0 | 0 | 0 | 0 | 0
DemandResponse | 0 | 0 | 0 | 0 | 0 | 0
IGCC-CCS | 0 | 0 | 0 | 0 | 0 | 0
WT_off | 0 | 0 | 0 | 0 | 0 | 0
PseudoUnit | 0 | 0 | 0 | 0 | 0 | 0
FixedInterchange | 0 | 0 | 0 | 0 | 0 | 0
Base VOM Costs by Reporting Type: VACAR
ReportingType | 2015 | 2020 | 2025 | 2030 | 2035 | 2040
BM | 0.03 | 19.99 | 52.64 | 63.68 | 74.89 | 88.87
CC | 265.53 | 315.2 | 306.04 | 372.53 | 544.44 | 749.14
CSP | 0 | 0 | 0 | 0 | 0 | 0
CT | 0.73 | 1.66 | 4.35 | 8.65 | 12.98 | 10.29
Coal | 263.88 | 296.72 | 382.69 | 421.86 | 458.6 | 464.3
Geo | 0 | 0 | 0 | 0 | 0 | 0
H | 0 | 0 | 0 | 0 | 0 | 0
LFG | 0.01 | 0.01 | 0.01 | 0.01 | 0.01 | 0.01
Nuc | 211.36 | 248.42 | 248.42 | 248.42 | 188.36 | 154
PS | 0 | 0 | 0 | 0 | 0 | 0
PV | 0 | 0 | 0 | 0 | 0 | 0.01
PeakG | 0.76 | 1.43 | 2.73 | 2.45 | 2.44 | 1.88
PeakO | 0 | 0 | 0 | 0 | 0 | 0
ST | 0 | 0 | 0 | 0 | 0 | 0
STOG | 0 | 0 | 0 | 0 | 0 | 0
STWD | 4.67 | 4.67 | 2.95 | 3.44 | 4.67 | 4.67
WT | 0 | 0.08 | 0.08 | 0.08 | 0.08 | 0.08
IGCC | 0 | 0 | 0 | 0 | 0 | 0
DemandResponse | 0 | 0 | 0 | 0 | 0 | 0
IGCC-CCS | 0 | 0 | 0 | 0 | 0 | 0
WT_off | 0 | 0 | 0 | 0 | 0 | 0
PseudoUnit | 0 | 0 | 0 | 0 | 0 | 0
FixedInterchange | 0 | 0 | 0 | 0 | 0 | 0
Base VOM Costs by Reporting Type: IESO
ReportingType | 2015 | 2020 | 2025 | 2030 | 2035 | 2040
BM | 0 | 0 | 0 | 0.02 | 0.02 | 0.02
CC | 3.83 | 14.14 | 32.45 | 65.52 | 172.1 | 275.96
CSP | 0 | 0 | 0 | 0 | 0 | 0
CT | 0 | 0 | 0.03 | 0.17 | 0.17 | 0.4
Coal | 0 | 0 | 0 | 0 | 0 | 0
Geo | 0 | 0 | 0 | 0 | 0 | 0
H | 0 | 0 | 0 | 0 | 0 | 0
LFG | 0.01 | 0.01 | 0.01 | 0.01 | 0.01 | 0.01
Nuc | 240.73 | 240.73 | 240.73 | 240.73 | 221.68 | 193.2
PS | 0 | 0 | 0 | 0 | 0 | 0
PV | 0 | 0 | 0 | 0 | 0 | 0
PeakG | 0 | 0 | 0.04 | 0.13 | 0.13 | 0.13
PeakO | 0 | 0 | 0 | 0 | 0 | 0
ST | 0 | 0 | 0 | 0 | 0 | 0
STOG | 0 | 0 | 0 | 0 | 0 | 0
STWD | 0 | 0 | 0 | 0.01 | 0.03 | 0.03
WT | 0.09 | 0.09 | 0.09 | 0.09 | 0.04 | 0.04
IGCC | 0 | 0 | 0 | 0 | 0 | 0
DemandResponse | 0 | 0 | 0 | 0 | 0 | 0
IGCC-CCS | 0 | 0 | 0 | 0 | 0 | 0
WT_off | 0 | 0 | 0 | 0 | 0 | 0
PseudoUnit | 0 | 0 | 0 | 0 | 0 | 0
FixedInterchange | 0 | 0 | 0 | 0 | 0 | 0
Base VOM Costs by Reporting Type: MAPP_CA
ReportingType | 2015 | 2020 | 2025 | 2030 | 2035 | 2040
BM | 0 | 0 | 0 | 0 | 0 | 0
CC | 41.46 | 67.51 | 87.01 | 114.9 | 139.51 | 142.33
CSP | 0 | 0 | 0 | 0 | 0 | 0
CT | 0 | 0 | 0 | 0 | 0 | 0.09
Coal | 0.3 | 0.63 | 1.74 | 8.28 | 12.98 | 14.66
Geo | 0 | 0 | 0 | 0 | 0 | 0
H | 0 | 0 | 0 | 0 | 0 | 0
LFG | 0 | 0 | 0 | 0 | 0 | 0
Nuc | 0 | 0 | 0 | 0 | 0 | 0
PS | 0 | 0 | 0 | 0 | 0 | 0
PV | 0 | 0 | 0 | 0 | 0 | 0
PeakG | 0 | 0 | 0.04 | 0.04 | 0.03 | 0
PeakO | 0 | 0 | 0 | 0 | 0 | 0
ST | 0 | 0 | 0 | 0 | 0 | 0
STOG | 0 | 0 | 0 | 0 | 0 | 0
STWD | 0 | 0 | 0 | 0 | 0 | 0
WT | 0.02 | 0.02 | 0.02 | 0.02 | 0.02 | 0.02
IGCC | 0 | 0 | 0 | 0 | 0 | 0
DemandResponse | 0 | 0 | 0 | 0 | 0 | 0
IGCC-CCS | 0 | 0 | 0 | 0 | 0 | 0
WT_off | 0 | 0 | 0 | 0 | 0 | 0
PseudoUnit | 0 | 0 | 0 | 0 | 0 | 0
FixedInterchange | 0 | 0 | 0 | 0 | 0 | 0
Base VOM Costs by Reporting Type: AZ_NM_SNV_Coal
ReportingType | 2015 | 2020 | 2025 | 2030 | 2035 | 2040
BM | 0 | 0 | 0 | 0 | 0 | 0
CC | 0 | 0 | 0 | 0 | 0 | 0
CSP | 0 | 0 | 0 | 0 | 0 | 0
CT | 0 | 0 | 0 | 0 | 0 | 0
Coal | 276.64 | 324.69 | 324.69 | 324.69 | 324.69 | 540.61
Geo | 0 | 0 | 0 | 0 | 0 | 0
H | 0 | 0 | 0 | 0 | 0 | 0
LFG | 0 | 0 | 0 | 0 | 0 | 0
Nuc | 0 | 0 | 0 | 0 | 0 | 0
PS | 0 | 0 | 0 | 0 | 0 | 0
PV | 0 | 0 | 0 | 0 | 0 | 0
PeakG | 0 | 0 | 0 | 0 | 0 | 0
PeakO | 0 | 0 | 0 | 0 | 0 | 0
ST | 0 | 0 | 0 | 0 | 0 | 0
STOG | 0 | 0 | 0 | 0 | 0 | 0
STWD | 0 | 0 | 0 | 0 | 0 | 0
WT | 0 | 0 | 0 | 0 | 0 | 0
IGCC | 0 | 0 | 0 | 0 | 0 | 0
DemandResponse | 0 | 0 | 0 | 0 | 0 | 0
IGCC-CCS | 0 | 0 | 0 | 0 | 0 | 0
WT_off | 0 | 0 | 0 | 0 | 0 | 0
PseudoUnit | 0 | 0 | 0 | 0 | 0 | 0
FixedInterchange | 0 | 0 | 0 | 0 | 0 | 0
Base VOM Costs by Reporting Type: AZ_NM_SNV_Gas
ReportingType | 2015 | 2020 | 2025 | 2030 | 2035 | 2040
BM | 0 | 0 | 0 | 0 | 0 | 0
CC | 271.24 | 316.17 | 382.42 | 564.18 | 752.99 | 777.75
CSP | 0 | 0 | 0 | 0 | 0 | 0
CT | 0 | 0 | 2.43 | 2.78 | 0 | 0
Coal | 0 | 0 | 0 | 0 | 0 | 0
Geo | 0 | 0 | 0 | 0 | 0 | 0
H | 0 | 0 | 0 | 0 | 0 | 0
LFG | 0 | 0 | 0 | 0 | 0 | 0
Nuc | 0 | 0 | 0 | 0 | 0 | 0
PS | 0 | 0 | 0 | 0 | 0 | 0
PV | 0 | 0 | 0 | 0 | 0 | 0
PeakG | 0 | 0 | 5.11 | 3.75 | 0 | 0
PeakO | 0 | 0 | 0 | 0 | 0 | 0
ST | 0 | 0 | 0 | 0 | 0 | 0
STOG | 0 | 0 | 0 | 0 | 0 | 0
STWD | 0 | 0 | 0 | 0 | 0 | 0
WT | 0 | 0 | 0 | 0 | 0 | 0
IGCC | 0 | 0 | 0 | 0 | 0 | 0
DemandResponse | 0 | 0 | 0 | 0 | 0 | 0
IGCC-CCS | 0 | 0 | 0 | 0 | 0 | 0
WT_off | 0 | 0 | 0 | 0 | 0 | 0
PseudoUnit | 0 | 0 | 0 | 0 | 0 | 0
FixedInterchange | 0 | 0 | 0 | 0 | 0 | 0
Base VOM Costs by Reporting Type: AZ_NM_SNV_NucRenew
ReportingType | 2015 | 2020 | 2025 | 2030 | 2035 | 2040
BM | 0 | 0 | 0 | 0 | 0 | 0
CC | 0 | 0 | 0 | 0 | 0 | 0
CSP | 0 | 0 | 0 | 0 | 0 | 0
CT | 0 | 0 | 0 | 0 | 0 | 0
Coal | 0 | 0 | 0 | 0 | 0 | 0
Geo | 0 | 0 | 116.31 | 116.31 | 116.31 | 116.31
H | 0 | 0 | 0 | 0 | 0 | 0
LFG | 0 | 0.01 | 0.01 | 0.01 | 0.01 | 0.01
Nuc | 71.66 | 71.66 | 71.66 | 71.66 | 71.66 | 71.66
PS | 0 | 0 | 0 | 0 | 0 | 0
PV | 0 | 0 | 0 | 0 | 0 | 0
PeakG | 0 | 0 | 0 | 0 | 0 | 0
PeakO | 0 | 0 | 0 | 0 | 0 | 0
ST | 0.01 | 0.03 | 0.04 | 0.05 | 0.05 | 0.05
STOG | 0 | 0 | 0 | 0 | 0 | 0
STWD | 0.43 | 0.43 | 0.06 | 0.32 | 0.32 | 0.26
WT | 0.02 | 0.55 | 0.55 | 0.57 | 0.57 | 0.57
IGCC | 0 | 0 | 0 | 0 | 0 | 0
DemandResponse | 0 | 0 | 0 | 0 | 0 | 0
IGCC-CCS | 0 | 0 | 0 | 0 | 0 | 0
WT_off | 0 | 0 | 0 | 0 | 0 | 0
PseudoUnit | 0 | 0 | 0 | 0 | 0 | 0
FixedInterchange | 0 | 0 | 0 | 0 | 0 | 0
Base VOM Costs by Reporting Type: ERCOT
ReportingType | 2015 | 2020 | 2025 | 2030 | 2035 | 2040
BM | 0 | 0 | 0.02 | 0.02 | 0.5 | 0.49
CC | 485.54 | 635.58 | 705 | 844.25 | 998.72 | 1166.38
CSP | 0 | 0 | 0 | 0 | 0 | 0
CT | 0 | 0.02 | 0.08 | 0.08 | 0.08 | 0.08
Coal | 370.06 | 435 | 513.54 | 517.82 | 520.67 | 520.67
Geo | 0 | 0 | 0 | 0 | 0 | 0
H | 0 | 0 | 0 | 0 | 0 | 0
LFG | 0.01 | 0.01 | 0.01 | 0.04 | 0.04 | 0.04
Nuc | 94.14 | 94.14 | 94.14 | 94.14 | 94.14 | 94.14
PS | 0 | 0 | 0 | 0 | 0 | 0
PV | 0 | 0 | 0 | 0 | 0 | 0
PeakG | 0 | 0.02 | 0.78 | 0.77 | 0.6 | 0.61
PeakO | 0 | 0 | 0 | 0 | 0 | 0
ST | 0 | 0 | 0 | 0 | 0 | 0
STOG | 13.1 | 15.09 | 19.76 | 17.1 | 15.15 | 13.34
STWD | 0 | 0 | 0 | 0 | 0 | 0
WT | 0.32 | 0.32 | 0.32 | 0.32 | 0.32 | 0.32
IGCC | 0 | 0 | 0 | 0 | 0 | 0
DemandResponse | 0 | 0 | 0 | 0 | 0 | 0
IGCC-CCS | 0 | 0 | 0 | 0 | 0 | 0
WT_off | 0 | 0 | 0 | 0 | 0 | 0
PseudoUnit | 0 | 0 | 0 | 0 | 0 | 0
FixedInterchange | 0 | 0 | 0 | 0 | 0 | 0
Base VOM Costs by Reporting Type: NP15
ReportingType | 2015 | 2020 | 2025 | 2030 | 2035 | 2040
BM | 0 | 0 | 0 | 0 | 0 | 0
CC | 103.62 | 108.27 | 144.02 | 110.81 | 119.91 | 183.48
CSP | 0 | 0 | 0 | 0 | 0 | 0
CT | 0 | 0 | 0 | 0.08 | 0.97 | 1.27
Coal | 0.81 | 0 | 0 | 0 | 0 | 0
Geo | 0.11 | 8.17 | 48.23 | 48.23 | 48.23 | 48.23
H | 0 | 0 | 0 | 0 | 0 | 0
LFG | 0.01 | 0.06 | 0.06 | 0.06 | 0.06 | 0.06
Nuc | 42.53 | 42.53 | 42.53 | 42.53 | 42.53 | 42.53
PS | 0 | 0 | 0 | 0 | 0 | 0
PV | 0 | 0 | 0 | 0 | 0 | 0
PeakG | 0 | 0 | 0.02 | 0.48 | 1.92 | 2.23
PeakO | 0 | 0 | 0 | 0 | 0 | 0
ST | 0 | 0 | 0 | 0 | 0 | 0
STOG | 0.52 | 0.98 | 1.18 | 1.52 | 3.87 | 2.53
STWD | 7.35 | 7.35 | 0.03 | 4.35 | 4.64 | 5.52
WT | 0.04 | 0.09 | 0.09 | 0.13 | 0.13 | 0.13
IGCC | 0 | 0 | 0 | 0 | 0 | 0
DemandResponse | 0 | 0 | 0 | 0 | 0 | 0
IGCC-CCS | 0 | 0 | 0 | 0 | 0 | 0
WT_off | 0 | 0 | 0 | 0 | 0 | 0
PseudoUnit | 0 | 0 | 0 | 0 | 0 | 0
FixedInterchange | 0 | 0 | 0 | 0 | 0 | 0
Base VOM Costs by Reporting Type: NWPP_Coal
ReportingType | 2015 | 2020 | 2025 | 2030 | 2035 | 2040
BM | 0 | 0 | 0 | 0 | 0 | 0
CC | 0 | 0 | 0 | 0 | 0 | 0
CSP | 0 | 0 | 0 | 0 | 0 | 0
CT | 0 | 0 | 0 | 0 | 0 | 0
Coal | 349.5 | 385.5 | 385.5 | 385.5 | 385.5 | 385.5
Geo | 0 | 0 | 0 | 0 | 0 | 0
H | 0 | 0 | 0 | 0 | 0 | 0
LFG | 0 | 0 | 0 | 0 | 0 | 0
Nuc | 0 | 0 | 0 | 0 | 0 | 0
PS | 0 | 0 | 0 | 0 | 0 | 0
PV | 0 | 0 | 0 | 0 | 0 | 0
PeakG | 0 | 0 | 0 | 0 | 0 | 0
PeakO | 0 | 0 | 0 | 0 | 0 | 0
ST | 0 | 0 | 0 | 0 | 0 | 0
STOG | 0 | 0 | 0 | 0 | 0 | 0
STWD | 0 | 0 | 0 | 0 | 0 | 0
WT | 0 | 0 | 0 | 0 | 0 | 0
IGCC | 0 | 0 | 0 | 0 | 0 | 0
DemandResponse | 0 | 0 | 0 | 0 | 0 | 0
IGCC-CCS | 0 | 0 | 0 | 0 | 0 | 0
WT_off | 0 | 0 | 0 | 0 | 0 | 0
PseudoUnit | 0 | 0 | 0 | 0 | 0 | 0
FixedInterchange | 0 | 0 | 0 | 0 | 0 | 0
Base VOM Costs by Reporting Type: NWPP_Gas
ReportingType | 2015 | 2020 | 2025 | 2030 | 2035 | 2040
BM | 0 | 0 | 0 | 0 | 0 | 0
CC | 140.39 | 185.71 | 286.02 | 454.82 | 635.85 | 791.4
CSP | 0 | 0 | 0 | 0 | 0 | 0
CT | 0 | 0 | 0 | 0 | 0 | 0
Coal | 0 | 0 | 0 | 0 | 0 | 30.62
Geo | 0 | 0 | 0 | 0 | 0 | 0
H | 0 | 0 | 0 | 0 | 0 | 0
LFG | 0 | 0 | 0 | 0 | 0 | 0
Nuc | 0 | 0 | 0 | 0 | 0 | 0
PS | 0 | 0 | 0 | 0 | 0 | 0
PV | 0 | 0 | 0 | 0 | 0 | 0
PeakG | 0 | 0 | 0 | 0 | 0 | 0
PeakO | 0 | 0 | 0 | 0 | 0 | 0
ST | 0 | 0 | 0 | 0 | 0 | 0
STOG | 0 | 0 | 0 | 0 | 0 | 0
STWD | 0 | 0 | 0 | 0 | 0 | 0
WT | 0 | 0 | 0 | 0 | 0 | 0
IGCC | 0 | 0 | 0 | 0 | 0 | 0
DemandResponse | 0 | 0 | 0 | 0 | 0 | 0
IGCC-CCS | 0 | 0 | 0 | 0 | 0 | 0
WT_off | 0 | 0 | 0 | 0 | 0 | 0
PseudoUnit | 0 | 0 | 0 | 0 | 0 | 0
FixedInterchange | 0 | 0 | 0 | 0 | 0 | 0
Base VOM Costs by Reporting Type: NWPP_NucRenew
ReportingType | 2015 | 2020 | 2025 | 2030 | 2035 | 2040
BM | 0 | 1.21 | 1.21 | 1.21 | 1.21 | 1.21
CC | 0 | 0 | 0 | 0 | 0 | 0
CSP | 0 | 0 | 0 | 0 | 0 | 0
CT | 0 | 0 | 0 | 0 | 0 | 0
Coal | 0 | 0 | 0 | 0 | 0 | 0
Geo | 6.93 | 6.93 | 41.74 | 41.74 | 41.74 | 41.74
H | 0 | 0 | 0 | 0 | 0 | 0
LFG | 0.01 | 0.02 | 0.03 | 0.03 | 0.03 | 0.03
Nuc | 20.91 | 20.91 | 20.91 | 20.91 | 20.91 | 20.91
PS | 0 | 0 | 0 | 0 | 0 | 0
PV | 0 | 0 | 0 | 0 | 0 | 0
PeakG | 0 | 0 | 0 | 0 | 0 | 0
PeakO | 0 | 0 | 0 | 0 | 0 | 0
ST | 0 | 0 | 0 | 0 | 0 | 0
STOG | 0 | 0 | 0 | 0 | 0 | 0
STWD | 0 | 3.39 | 5.55 | 9.33 | 9.33 | 9.33
WT | 0.19 | 0.19 | 0.19 | 0.2 | 0.2 | 0.2
IGCC | 0 | 0 | 0 | 0 | 0 | 0
DemandResponse | 0 | 0 | 0 | 0 | 0 | 0
IGCC-CCS | 0 | 0 | 0 | 0 | 0 | 0
WT_off | 0 | 0 | 0 | 0 | 0 | 0
PseudoUnit | 0 | 0 | 0 | 0 | 0 | 0
FixedInterchange | 0 | 0 | 0 | 0 | 0 | 0
Base VOM Costs by Reporting Type: RMPA
ReportingType | 2015 | 2020 | 2025 | 2030 | 2035 | 2040
BM | 0 | 0 | 0 | 0 | 0 | 0
CC | 24.31 | 20.76 | 12.08 | 7.21 | 4.82 | 4.67
CSP | 0 | 0 | 0 | 0 | 0 | 0
CT | 0 | 0 | 0 | 0 | 0 | 0
Coal | 211.72 | 258.25 | 252.16 | 322.91 | 400.98 | 471.05
Geo | 0 | 42.07 | 206.14 | 206.14 | 206.14 | 206.14
H | 0 | 0 | 0 | 0 | 0 | 0
LFG | 0 | 0 | 0 | 0 | 0 | 0
Nuc | 0 | 0 | 0 | 0 | 0 | 0
PS | 0 | 0 | 0 | 0 | 0 | 0
PV | 0 | 0 | 0 | 0 | 0 | 0
PeakG | 0.16 | 0.38 | 0.47 | 0.68 | 0.68 | 0.96
PeakO | 0 | 0 | 0 | 0 | 0 | 0
ST | 0 | 0.01 | 0.02 | 0.02 | 0.02 | 0.02
STOG | 0 | 0 | 0 | 0 | 0 | 0
STWD | 0 | 0 | 0 | 0 | 0 | 0
WT | 0.07 | 0.07 | 0.07 | 0.07 | 0.07 | 0.07
IGCC | 0 | 0 | 0 | 0 | 0 | 0
DemandResponse | 0 | 0 | 0 | 0 | 0 | 0
IGCC-CCS | 0 | 0 | 0 | 0 | 0 | 0
WT_off | 0 | 0 | 0 | 0 | 0 | 0
PseudoUnit | 0 | 0 | 0 | 0 | 0 | 0
FixedInterchange | 0 | 0 | 0 | 0 | 0 | 0
Base VOM Costs by Reporting Type: SP15
ReportingType | 2015 | 2020 | 2025 | 2030 | 2035 | 2040
BM | 0.22 | 0.22 | 0.01 | 0.19 | 0.12 | 0.11
CC | 123.88 | 54.18 | 57.88 | 40.04 | 37.4 | 31.87
CSP | 0 | 0 | 0 | 0 | 0 | 0
CT | 0 | 0 | 0 | 0 | 2.13 | 5.42
Coal | 2.89 | 3.19 | 3.19 | 1.96 | 0.65 | 0.28
Geo | 4.1 | 120.4 | 120.4 | 120.4 | 120.4 | 120.4
H | 0 | 0 | 0 | 0 | 0 | 0
LFG | 0.02 | 0.07 | 0.07 | 0.07 | 0.07 | 0.07
Nuc | 41.61 | 41.61 | 41.61 | 41.61 | 41.61 | 41.61
PS | 0 | 0 | 0 | 0 | 0 | 0
PV | 0 | 0 | 0 | 0 | 0 | 0
PeakG | 0 | 0 | 0 | 0.24 | 0.45 | 0.36
PeakO | 0 | 0 | 0 | 0 | 0 | 0
ST | 0.02 | 0.02 | 0.02 | 0.02 | 0.02 | 0.02
STOG | 0.83 | 1.36 | 1.38 | 2.67 | 5.39 | 6.85
STWD | 1.98 | 1.98 | 0.1 | 1.22 | 0.96 | 0.68
WT | 0.07 | 0.07 | 0.07 | 0.1 | 0.1 | 0.1
IGCC | 0 | 0 | 0 | 0 | 0 | 0
DemandResponse | 0 | 0 | 0 | 0 | 0 | 0
IGCC-CCS | 0 | 0 | 0 | 0 | 0 | 0
WT_off | 0 | 0 | 0 | 0 | 0 | 0
PseudoUnit | 0 | 0 | 0 | 0 | 0 | 0
FixedInterchange | 0 | 0 | 0 | 0 | 0 | 0
Base VOM Costs by Reporting Type: ALB
ReportingType | 2015 | 2020 | 2025 | 2030 | 2035 | 2040
BM | 0 | 0 | 0 | 0 | 0 | 0
CC | 55.55 | 84.59 | 118.35 | 164.33 | 213.18 | 259.35
CSP | 0 | 0 | 0 | 0 | 0 | 0
CT | 0 | 0 | 0 | 0 | 0 | 0
Coal | 167.67 | 167.67 | 167.67 | 167.67 | 167.67 | 167.67
Geo | 0 | 0 | 0 | 0 | 0 | 0
H | 0 | 0 | 0 | 0 | 0 | 0
LFG | 0 | 0 | 0 | 0 | 0 | 0
Nuc | 0 | 0 | 0 | 0 | 0 | 0
PS | 0 | 0 | 0 | 0 | 0 | 0
PV | 0 | 0 | 0 | 0 | 0 | 0
PeakG | 0 | 0 | 0.01 | 0 | 0 | 0
PeakO | 0 | 0 | 0 | 0 | 0 | 0
ST | 0 | 0 | 0 | 0 | 0 | 0
STOG | 0 | 0 | 0 | 0 | 0 | 0
STWD | 0 | 0 | 0 | 0 | 0 | 0
WT | 0.02 | 0.02 | 0.02 | 0.02 | 0.02 | 0.02
IGCC | 0 | 0 | 0 | 0 | 0 | 0
DemandResponse | 0 | 0 | 0 | 0 | 0 | 0
IGCC-CCS | 0 | 0 | 0 | 0 | 0 | 0
WT_off | 0 | 0 | 0 | 0 | 0 | 0
PseudoUnit | 0 | 0 | 0 | 0 | 0 | 0
FixedInterchange | 0 | 0 | 0 | 0 | 0 | 0
Base VOM Costs by Reporting Type: BC
ReportingType | 2015 | 2020 | 2025 | 2030 | 2035 | 2040
BM | 0 | 0 | 0 | 0 | 0 | 0
CC | 43.72 | 76 | 110.81 | 156.11 | 174 | 210.12
CSP | 0 | 0 | 0 | 0 | 0 | 0
CT | 0 | 0 | 0 | 0 | 0 | 0
Coal | 0 | 0 | 0 | 0 | 0 | 0
Geo | 0 | 0 | 0 | 0 | 0 | 0
H | 0 | 0 | 0 | 0 | 0 | 0
LFG | 0 | 0 | 0 | 0 | 0 | 0
Nuc | 0 | 0 | 0 | 0 | 0 | 0
PS | 0 | 0 | 0 | 0 | 0 | 0
PV | 0 | 0 | 0 | 0 | 0 | 0
PeakG | 0 | 0 | 0 | 0 | 0 | 0
PeakO | 0 | 0 | 0 | 0 | 0 | 0
ST | 0 | 0 | 0 | 0 | 0 | 0
STOG | 1.67 | 0 | 0 | 0 | 0 | 0
STWD | 0 | 0 | 0 | 0 | 0 | 0
WT | 0.01 | 0.01 | 0.01 | 0.01 | 0.01 | 0.01
IGCC | 0 | 0 | 0 | 0 | 0 | 0
DemandResponse | 0 | 0 | 0 | 0 | 0 | 0
IGCC-CCS | 0 | 0 | 0 | 0 | 0 | 0
WT_off | 0 | 0 | 0 | 0 | 0 | 0
PseudoUnit | 0 | 0 | 0 | 0 | 0 | 0
FixedInterchange | 0 | 0 | 0 | 0 | 0 | 0
Base VOM Costs by Reporting Type: HQ_IESO
ReportingType | 2015 | 2020 | 2025 | 2030 | 2035 | 2040
BM | 0 | 0 | 0 | 0 | 0 | 0
CC | 0 | 0 | 0 | 0 | 0 | 0
CSP | 0 | 0 | 0 | 0 | 0 | 0
CT | 0 | 0 | 0 | 0 | 0 | 0
Coal | 0 | 0 | 0 | 0 | 0 | 0
Geo | 0 | 0 | 0 | 0 | 0 | 0
H | 0 | 0 | 0 | 0 | 0 | 0
LFG | 0 | 0 | 0 | 0 | 0 | 0
Nuc | 0 | 0 | 0 | 0 | 0 | 0
PS | 0 | 0 | 0 | 0 | 0 | 0
PV | 0 | 0 | 0 | 0 | 0 | 0
PeakG | 0 | 0 | 0 | 0 | 0 | 0
PeakO | 0 | 0 | 0 | 0 | 0 | 0
ST | 0 | 0 | 0 | 0 | 0 | 0
STOG | 0 | 0 | 0 | 0 | 0 | 0
STWD | 0 | 0 | 0 | 0 | 0 | 0
WT | 0 | 0 | 0 | 0 | 0 | 0
IGCC | 0 | 0 | 0 | 0 | 0 | 0
DemandResponse | 0 | 0 | 0 | 0 | 0 | 0
IGCC-CCS | 0 | 0 | 0 | 0 | 0 | 0
WT_off | 0 | 0 | 0 | 0 | 0 | 0
PseudoUnit | 0 | 0 | 0 | 0 | 0 | 0
FixedInterchange | 0 | 0 | 0 | 0 | 0 | 0
Base VOM Costs by Reporting Type: HQ_NEISO
ReportingType | 2015 | 2020 | 2025 | 2030 | 2035 | 2040
BM | 0 | 0 | 0 | 0 | 0 | 0
CC | 0 | 0 | 0 | 0 | 0 | 0
CSP | 0 | 0 | 0 | 0 | 0 | 0
CT | 0 | 0 | 0 | 0 | 0 | 0
Coal | 0 | 0 | 0 | 0 | 0 | 0
Geo | 0 | 0 | 0 | 0 | 0 | 0
H | 0 | 0 | 0 | 0 | 0 | 0
LFG | 0 | 0 | 0 | 0 | 0 | 0
Nuc | 0 | 0 | 0 | 0 | 0 | 0
PS | 0 | 0 | 0 | 0 | 0 | 0
PV | 0 | 0 | 0 | 0 | 0 | 0
PeakG | 0 | 0 | 0 | 0 | 0 | 0
PeakO | 0 | 0 | 0 | 0 | 0 | 0
ST | 0 | 0 | 0 | 0 | 0 | 0
STOG | 0 | 0 | 0 | 0 | 0 | 0
STWD | 0 | 0 | 0 | 0 | 0 | 0
WT | 0 | 0 | 0 | 0 | 0 | 0
IGCC | 0 | 0 | 0 | 0 | 0 | 0
DemandResponse | 0 | 0 | 0 | 0 | 0 | 0
IGCC-CCS | 0 | 0 | 0 | 0 | 0 | 0
WT_off | 0 | 0 | 0 | 0 | 0 | 0
PseudoUnit | 0 | 0 | 0 | 0 | 0 | 0
FixedInterchange | 0 | 0 | 0 | 0 | 0 | 0
Base VOM Costs by Reporting Type: HQ_NY
ReportingType | 2015 | 2020 | 2025 | 2030 | 2035 | 2040
BM | 0 | 0 | 0 | 0 | 0 | 0
CC | 0 | 0 | 0 | 0 | 0 | 0
CSP | 0 | 0 | 0 | 0 | 0 | 0
CT | 0 | 0 | 0 | 0 | 0 | 0
Coal | 0 | 0 | 0 | 0 | 0 | 0
Geo | 0 | 0 | 0 | 0 | 0 | 0
H | 0 | 0 | 0 | 0 | 0 | 0
LFG | 0 | 0 | 0 | 0 | 0 | 0
Nuc | 0 | 0 | 0 | 0 | 0 | 0
PS | 0 | 0 | 0 | 0 | 0 | 0
PV | 0 | 0 | 0 | 0 | 0 | 0
PeakG | 0 | 0 | 0 | 0 | 0 | 0
PeakO | 0 | 0 | 0 | 0 | 0 | 0
ST | 0 | 0 | 0 | 0 | 0 | 0
STOG | 0 | 0 | 0 | 0 | 0 | 0
STWD | 0 | 0 | 0 | 0 | 0 | 0
WT | 0 | 0 | 0 | 0 | 0 | 0
IGCC | 0 | 0 | 0 | 0 | 0 | 0
DemandResponse | 0 | 0 | 0 | 0 | 0 | 0
IGCC-CCS | 0 | 0 | 0 | 0 | 0 | 0
WT_off | 0 | 0 | 0 | 0 | 0 | 0
PseudoUnit | 0 | 0 | 0 | 0 | 0 | 0
FixedInterchange | 0 | 0 | 0 | 0 | 0 | 0
Base VOM Costs by Reporting Type: MARITIMES
ReportingType | 2015 | 2020 | 2025 | 2030 | 2035 | 2040
BM | 0 | 0 | 0 | 0 | 0 | 0
CC | 0 | 0 | 0 | 0 | 0 | 0
CSP | 0 | 0 | 0 | 0 | 0 | 0
CT | 0 | 0 | 0 | 0 | 0 | 0
Coal | 0 | 0 | 0 | 0 | 0 | 0
Geo | 0 | 0 | 0 | 0 | 0 | 0
H | 0 | 0 | 0 | 0 | 0 | 0
LFG | 0 | 0 | 0 | 0 | 0 | 0
Nuc | 0 | 0 | 0 | 0 | 0 | 0
PS | 0 | 0 | 0 | 0 | 0 | 0
PV | 0 | 0 | 0 | 0 | 0 | 0
PeakG | 0 | 0 | 0 | 0 | 0 | 0
PeakO | 0 | 0 | 0 | 0 | 0 | 0
ST | 0 | 0 | 0 | 0 | 0 | 0
STOG | 0 | 0 | 0 | 0 | 0 | 0
STWD | 0 | 0 | 0 | 0 | 0 | 0
WT | 0 | 0 | 0 | 0 | 0 | 0
IGCC | 0 | 0 | 0 | 0 | 0 | 0
DemandResponse | 0 | 0 | 0 | 0 | 0 | 0
IGCC-CCS | 0 | 0 | 0 | 0 | 0 | 0
WT_off | 0 | 0 | 0 | 0 | 0 | 0
PseudoUnit | 0 | 0 | 0 | 0 | 0 | 0
FixedInterchange | 0 | 0 | 0 | 0 | 0 | 0
Base VOM Costs by Reporting Type: All
ReportingType | 2015 | 2020 | 2025 | 2030 | 2035 | 2040
BM | 11.83 | 33.43 | 69.37 | 84.38 | 92.96 | 103.26
CC | 3392.86 | 4946.34 | 5880.02 | 7466.77 | 9526.9 | 11121.77
CSP | 0 | 0 | 0 | 0 | 0 | 0
CT | 11.04 | 17 | 25.99 | 45.53 | 76.04 | 82.91
Coal | 6870.76 | 6970.16 | 7564.31 | 7806.51 | 8441.72 | 9706.92
Geo | 11.14 | 177.58 | 532.83 | 532.83 | 532.83 | 532.83
H | 0 | 0 | 0 | 0 | 0 | 0
LFG | 0.38 | 0.54 | 0.73 | 0.79 | 0.79 | 0.79
Nuc | 2164.81 | 2225.48 | 2225.48 | 2197.96 | 1706.52 | 1342.12
PS | 0 | 0 | 0 | 0 | 0 | 0
PV | 0.02 | 0.06 | 0.09 | 0.1 | 0.1 | 0.11
PeakG | 28.21 | 36.32 | 68.38 | 74.1 | 72.12 | 62.92
PeakO | 0 | 0 | 0 | 0.05 | 0 | 0
ST | 0.03 | 0.06 | 0.08 | 0.09 | 0.09 | 0.09
STOG | 51.98 | 57.84 | 67.63 | 71.34 | 72.63 | 66.58
STWD | 26.51 | 25.07 | 16.27 | 27.06 | 29.27 | 29.8
WT | 2.03 | 3.09 | 3.41 | 3.87 | 4.46 | 5.14
IGCC | 30.43 | 30.43 | 30.43 | 30.43 | 30.43 | 30.43
DemandResponse | 0 | 0 | 0 | 0 | 0 | 0
IGCC-CCS | 0 | 0 | 0 | 0 | 0 | 0
WT_off | 0.02 | 0.02 | 0.06 | 0.06 | 0.04 | 0.04
PseudoUnit | 0 | 0 | 0 | 0 | 0 | 0
FixedInterchange | 0 | 0 | 0 | 0 | 0 | 0
Base VOM Costs by Reporting Type: EI_US
ReportingType | 2015 | 2020 | 2025 | 2030 | 2035 | 2040
BM | 11.61 | 31.99 | 68.12 | 82.94 | 91.11 | 101.44
CC | 2099.33 | 3383.43 | 3943.97 | 4944.59 | 6278.43 | 7278.47
CSP | 0 | 0 | 0 | 0 | 0 | 0
CT | 11.04 | 16.98 | 23.44 | 42.42 | 72.69 | 75.65
Coal | 5491.16 | 5395.22 | 5915.8 | 6077.68 | 6628.58 | 7575.85
Geo | 0 | 0 | 0 | 0 | 0 | 0
H | 0 | 0 | 0 | 0 | 0 | 0
LFG | 0.32 | 0.37 | 0.54 | 0.57 | 0.57 | 0.57
Nuc | 1653.22 | 1713.9 | 1713.9 | 1686.38 | 1213.99 | 878.06
PS | 0 | 0 | 0 | 0 | 0 | 0
PV | 0 | 0.05 | 0.08 | 0.09 | 0.09 | 0.1
PeakG | 28.05 | 35.91 | 61.91 | 68.01 | 68.3 | 58.63
PeakO | 0 | 0 | 0 | 0.05 | 0 | 0
ST | 0 | 0 | 0 | 0 | 0 | 0
STOG | 35.86 | 40.41 | 45.31 | 50.05 | 48.22 | 43.87
STWD | 16.74 | 11.92 | 10.52 | 11.83 | 13.98 | 13.97
WT | 1.2 | 1.68 | 1.99 | 2.34 | 2.99 | 3.66
IGCC | 30.43 | 30.43 | 30.43 | 30.43 | 30.43 | 30.43
DemandResponse | 0 | 0 | 0 | 0 | 0 | 0
IGCC-CCS | 0 | 0 | 0 | 0 | 0 | 0
WT_off | 0.02 | 0.02 | 0.06 | 0.06 | 0.04 | 0.04
PseudoUnit | 0 | 0 | 0 | 0 | 0 | 0
FixedInterchange | 0 | 0 | 0 | 0 | 0 | 0
Base VOM Costs by Reporting Type: EI_Canada
ReportingType | 2015 | 2020 | 2025 | 2030 | 2035 | 2040
BM | 0 | 0 | 0 | 0.02 | 0.02 | 0.02
CC | 45.28 | 81.65 | 119.45 | 180.42 | 311.61 | 418.29
CSP | 0 | 0 | 0 | 0 | 0 | 0
CT | 0 | 0 | 0.03 | 0.17 | 0.17 | 0.49
Coal | 0.3 | 0.63 | 1.74 | 8.28 | 12.98 | 14.66
Geo | 0 | 0 | 0 | 0 | 0 | 0
H | 0 | 0 | 0 | 0 | 0 | 0
LFG | 0.01 | 0.01 | 0.01 | 0.01 | 0.01 | 0.01
Nuc | 240.73 | 240.73 | 240.73 | 240.73 | 221.68 | 193.2
PS | 0 | 0 | 0 | 0 | 0 | 0
PV | 0 | 0 | 0 | 0 | 0 | 0
PeakG | 0 | 0 | 0.07 | 0.17 | 0.16 | 0.13
PeakO | 0 | 0 | 0 | 0 | 0 | 0
ST | 0 | 0 | 0 | 0 | 0 | 0
STOG | 0 | 0 | 0 | 0 | 0 | 0
STWD | 0 | 0 | 0 | 0.01 | 0.03 | 0.03
WT | 0.11 | 0.11 | 0.11 | 0.11 | 0.05 | 0.05
IGCC | 0 | 0 | 0 | 0 | 0 | 0
DemandResponse | 0 | 0 | 0 | 0 | 0 | 0
IGCC-CCS | 0 | 0 | 0 | 0 | 0 | 0
WT_off | 0 | 0 | 0 | 0 | 0 | 0
PseudoUnit | 0 | 0 | 0 | 0 | 0 | 0
FixedInterchange | 0 | 0 | 0 | 0 | 0 | 0
Base VOM Costs by Reporting Type: EI
ReportingType | 2015 | 2020 | 2025 | 2030 | 2035 | 2040
BM | 11.61 | 31.99 | 68.12 | 82.96 | 91.13 | 101.45
CC | 2144.61 | 3465.08 | 4063.43 | 5125.01 | 6590.04 | 7696.75
CSP | 0 | 0 | 0 | 0 | 0 | 0
CT | 11.04 | 16.98 | 23.48 | 42.59 | 72.87 | 76.14
Coal | 5491.46 | 5395.85 | 5917.54 | 6085.96 | 6641.56 | 7590.51
Geo | 0 | 0 | 0 | 0 | 0 | 0
H | 0 | 0 | 0 | 0 | 0 | 0
LFG | 0.33 | 0.38 | 0.55 | 0.58 | 0.58 | 0.58
Nuc | 1893.95 | 1954.63 | 1954.63 | 1927.11 | 1435.67 | 1071.27
PS | 0 | 0 | 0 | 0 | 0 | 0
PV | 0.01 | 0.05 | 0.08 | 0.09 | 0.09 | 0.1
PeakG | 28.05 | 35.91 | 61.99 | 68.18 | 68.46 | 58.77
PeakO | 0 | 0 | 0 | 0.05 | 0 | 0
ST | 0 | 0 | 0 | 0 | 0 | 0
STOG | 35.86 | 40.41 | 45.31 | 50.05 | 48.22 | 43.87
STWD | 16.74 | 11.92 | 10.52 | 11.84 | 14.02 | 14
WT | 1.31 | 1.79 | 2.1 | 2.45 | 3.04 | 3.72
IGCC | 30.43 | 30.43 | 30.43 | 30.43 | 30.43 | 30.43
DemandResponse | 0 | 0 | 0 | 0 | 0 | 0
IGCC-CCS | 0 | 0 | 0 | 0 | 0 | 0
WT_off | 0.02 | 0.02 | 0.06 | 0.06 | 0.04 | 0.04
PseudoUnit | 0 | 0 | 0 | 0 | 0 | 0
FixedInterchange | 0 | 0 | 0 | 0 | 0 | 0
Base VOM Costs by Reporting Type: Outside_EI
ReportingType | 2015 | 2020 | 2025 | 2030 | 2035 | 2040
BM | 0.22 | 1.44 | 1.25 | 1.43 | 1.84 | 1.81
CC | 1248.25 | 1481.26 | 1816.59 | 2341.76 | 2936.86 | 3425.02
CSP | 0 | 0 | 0 | 0 | 0 | 0
CT | 0 | 0.02 | 2.51 | 2.94 | 3.18 | 6.77
Coal | 1379.3 | 1574.31 | 1646.77 | 1720.55 | 1800.16 | 2116.41
Geo | 11.13 | 177.57 | 532.83 | 532.83 | 532.83 | 532.83
H | 0 | 0 | 0 | 0 | 0 | 0
LFG | 0.05 | 0.16 | 0.17 | 0.2 | 0.2 | 0.2
Nuc | 270.85 | 270.85 | 270.85 | 270.85 | 270.85 | 270.85
PS | 0 | 0 | 0 | 0 | 0 | 0
PV | 0.01 | 0.01 | 0.01 | 0.01 | 0.01 | 0.01
PeakG | 0.16 | 0.41 | 6.39 | 5.92 | 3.65 | 4.15
PeakO | 0 | 0 | 0 | 0 | 0 | 0
ST | 0.03 | 0.06 | 0.08 | 0.09 | 0.09 | 0.09
STOG | 16.12 | 17.43 | 22.31 | 21.29 | 24.41 | 22.71
STWD | 9.77 | 13.16 | 5.75 | 15.22 | 15.25 | 15.8
WT | 0.72 | 1.31 | 1.31 | 1.42 | 1.42 | 1.42
IGCC | 0 | 0 | 0 | 0 | 0 | 0
DemandResponse | 0 | 0 | 0 | 0 | 0 | 0
IGCC-CCS | 0 | 0 | 0 | 0 | 0 | 0
WT_off | 0 | 0 | 0 | 0 | 0 | 0
PseudoUnit | 0 | 0 | 0 | 0 | 0 | 0
FixedInterchange | 0 | 0 | 0 | 0 | 0 | 0
#9 | 0.01: Retrofit VOM Costs ($million)
Retrofit VOM Costs by Reporting Type: Entergy
ReportingType | 2015 | 2020 | 2025 | 2030 | 2035 | 2040
BM | 0 | 0 | 0 | 0 | 0 | 0
CC | 0 | 0 | 0 | 0 | 0 | 0
CSP | 0 | 0 | 0 | 0 | 0 | 0
CT | 0 | 0 | 0 | 0 | 0 | 0
Coal | 13.97 | 243.64 | 375 | 420 | 420 | 420
Geo | 0 | 0 | 0 | 0 | 0 | 0
H | 0 | 0 | 0 | 0 | 0 | 0
LFG | 0 | 0 | 0 | 0 | 0 | 0
Nuc | 0 | 0 | 0 | 0 | 0 | 0
PS | 0 | 0 | 0 | 0 | 0 | 0
PV | 0 | 0 | 0 | 0 | 0 | 0
PeakG | 0 | 0 | 0 | 0 | 0 | 0
PeakO | 0 | 0 | 0 | 0 | 0 | 0
ST | 0 | 0 | 0 | 0 | 0 | 0
STOG | 0 | 0 | 0 | 0 | 0 | 0
STWD | 0 | 0 | 0 | 0 | 0 | 0
WT | 0 | 0 | 0 | 0 | 0 | 0
IGCC | 0 | 0 | 0 | 0 | 0 | 0
DemandResponse | 0 | 0 | 0 | 0 | 0 | 0
IGCC-CCS | 0 | 0 | 0 | 0 | 0 | 0
WT_off | 0 | 0 | 0 | 0 | 0 | 0
PseudoUnit | 0 | 0 | 0 | 0 | 0 | 0
FixedInterchange | 0 | 0 | 0 | 0 | 0 | 0
Retrofit VOM Costs by Reporting Type: FRCC
ReportingType | 2015 | 2020 | 2025 | 2030 | 2035 | 2040
BM | 0 | 0 | 0 | 0 | 0 | 0
CC | 0 | 0 | 0 | 0 | 0 | 0
CSP | 0 | 0 | 0 | 0 | 0 | 0
CT | 0 | 0 | 0 | 0 | 0 | 0
Coal | 217.84 | 259.26 | 284.57 | 287.86 | 291.76 | 296.13
Geo | 0 | 0 | 0 | 0 | 0 | 0
H | 0 | 0 | 0 | 0 | 0 | 0
LFG | 0 | 0 | 0 | 0 | 0 | 0
Nuc | 0 | 0 | 0 | 0 | 0 | 0
PS | 0 | 0 | 0 | 0 | 0 | 0
PV | 0 | 0 | 0 | 0 | 0 | 0
PeakG | 0 | 0 | 0 | 0 | 0 | 0
PeakO | 0 | 0 | 0 | 0 | 0 | 0
ST | 0 | 0 | 0 | 0 | 0 | 0
STOG | 0 | 0 | 0 | 0 | 0 | 0
STWD | 0 | 0 | 0 | 0 | 0 | 0
WT | 0 | 0 | 0 | 0 | 0 | 0
IGCC | 0 | 0 | 0 | 0 | 0 | 0
DemandResponse | 0 | 0 | 0 | 0 | 0 | 0
IGCC-CCS | 0 | 0 | 0 | 0 | 0 | 0
WT_off | 0 | 0 | 0 | 0 | 0 | 0
PseudoUnit | 0 | 0 | 0 | 0 | 0 | 0
FixedInterchange | 0 | 0 | 0 | 0 | 0 | 0
Retrofit VOM Costs by Reporting Type: MAPP_US
ReportingType | 2015 | 2020 | 2025 | 2030 | 2035 | 2040
BM | 0 | 0 | 0 | 0 | 0 | 0
CC | 0 | 0 | 0 | 0 | 0 | 0
CSP | 0 | 0 | 0 | 0 | 0 | 0
CT | 0 | 0 | 0 | 0 | 0 | 0
Coal | 93.4 | 128.87 | 137.76 | 143.54 | 143.54 | 143.54
Geo | 0 | 0 | 0 | 0 | 0 | 0
H | 0 | 0 | 0 | 0 | 0 | 0
LFG | 0 | 0 | 0 | 0 | 0 | 0
Nuc | 0 | 0 | 0 | 0 | 0 | 0
PS | 0 | 0 | 0 | 0 | 0 | 0
PV | 0 | 0 | 0 | 0 | 0 | 0
PeakG | 0 | 0 | 0 | 0 | 0 | 0
PeakO | 0 | 0 | 0 | 0 | 0 | 0
ST | 0 | 0 | 0 | 0 | 0 | 0
STOG | 0 | 0 | 0 | 0 | 0 | 0
STWD | 0 | 0 | 0 | 0 | 0 | 0
WT | 0 | 0 | 0 | 0 | 0 | 0
IGCC | 0 | 0 | 0 | 0 | 0 | 0
DemandResponse | 0 | 0 | 0 | 0 | 0 | 0
IGCC-CCS | 0 | 0 | 0 | 0 | 0 | 0
WT_off | 0 | 0 | 0 | 0 | 0 | 0
PseudoUnit | 0 | 0 | 0 | 0 | 0 | 0
FixedInterchange | 0 | 0 | 0 | 0 | 0 | 0
Retrofit VOM Costs by Reporting Type: MISO_IN
ReportingType | 2015 | 2020 | 2025 | 2030 | 2035 | 2040
BM | 0 | 0 | 0 | 0 | 0 | 0
CC | 0 | 0 | 0 | 0 | 0 | 0
CSP | 0 | 0 | 0 | 0 | 0 | 0
CT | 0 | 0 | 0 | 0 | 0 | 0
Coal | 292.02 | 448.92 | 495.52 | 527.89 | 551.05 | 590.09
Geo | 0 | 0 | 0 | 0 | 0 | 0
H | 0 | 0 | 0 | 0 | 0 | 0
LFG | 0 | 0 | 0 | 0 | 0 | 0
Nuc | 0 | 0 | 0 | 0 | 0 | 0
PS | 0 | 0 | 0 | 0 | 0 | 0
PV | 0 | 0 | 0 | 0 | 0 | 0
PeakG | 0 | 0 | 0 | 0 | 0 | 0
PeakO | 0 | 0 | 0 | 0 | 0 | 0
ST | 0 | 0 | 0 | 0 | 0 | 0
STOG | 0 | 0 | 0 | 0 | 0 | 0
STWD | 0 | 0 | 0 | 0 | 0 | 0
WT | 0 | 0 | 0 | 0 | 0 | 0
IGCC | 0 | 0 | 0 | 0 | 0 | 0
DemandResponse | 0 | 0 | 0 | 0 | 0 | 0
IGCC-CCS | 0 | 0 | 0 | 0 | 0 | 0
WT_off | 0 | 0 | 0 | 0 | 0 | 0
PseudoUnit | 0 | 0 | 0 | 0 | 0 | 0
FixedInterchange | 0 | 0 | 0 | 0 | 0 | 0
Retrofit VOM Costs by Reporting Type: MISO_MI
ReportingType | 2015 | 2020 | 2025 | 2030 | 2035 | 2040
BM | 0 | 0 | 0 | 0 | 0 | 0
CC | 0 | 0 | 0 | 0 | 0 | 0
CSP | 0 | 0 | 0 | 0 | 0 | 0
CT | 0 | 0 | 0 | 0 | 0 | 0
Coal | 36.92 | 170.75 | 202.39 | 213.32 | 215.44 | 215.44
Geo | 0 | 0 | 0 | 0 | 0 | 0
H | 0 | 0 | 0 | 0 | 0 | 0
LFG | 0 | 0 | 0 | 0 | 0 | 0
Nuc | 0 | 0 | 0 | 0 | 0 | 0
PS | 0 | 0 | 0 | 0 | 0 | 0
PV | 0 | 0 | 0 | 0 | 0 | 0
PeakG | 0 | 0 | 0 | 0 | 0 | 0
PeakO | 0 | 0 | 0 | 0 | 0 | 0
ST | 0 | 0 | 0 | 0 | 0 | 0
STOG | 0 | 0 | 0 | 0 | 0 | 0
STWD | 0 | 0 | 0 | 0 | 0 | 0
WT | 0 | 0 | 0 | 0 | 0 | 0
IGCC | 0 | 0 | 0 | 0 | 0 | 0
DemandResponse | 0 | 0 | 0 | 0 | 0 | 0
IGCC-CCS | 0 | 0 | 0 | 0 | 0 | 0
WT_off | 0 | 0 | 0 | 0 | 0 | 0
PseudoUnit | 0 | 0 | 0 | 0 | 0 | 0
FixedInterchange | 0 | 0 | 0 | 0 | 0 | 0
Retrofit VOM Costs by Reporting Type: MISO_MO-IL
ReportingType | 2015 | 2020 | 2025 | 2030 | 2035 | 2040
BM | 0 | 0 | 0 | 0 | 0 | 0
CC | 0 | 0 | 0 | 0 | 0 | 0
CSP | 0 | 0 | 0 | 0 | 0 | 0
CT | 0 | 0 | 0 | 0 | 0 | 0
Coal | 103.01 | 394.53 | 510.13 | 548.67 | 639.9 | 639.9
Geo | 0 | 0 | 0 | 0 | 0 | 0
H | 0 | 0 | 0 | 0 | 0 | 0
LFG | 0 | 0 | 0 | 0 | 0 | 0
Nuc | 0 | 0 | 0 | 0 | 0 | 0
PS | 0 | 0 | 0 | 0 | 0 | 0
PV | 0 | 0 | 0 | 0 | 0 | 0
PeakG | 0 | 0 | 0 | 0 | 0 | 0
PeakO | 0 | 0 | 0 | 0 | 0 | 0
ST | 0 | 0 | 0 | 0 | 0 | 0
STOG | 0 | 0 | 0 | 0 | 0 | 0
STWD | 0 | 0 | 0 | 0 | 0 | 0
WT | 0 | 0 | 0 | 0 | 0 | 0
IGCC | 0 | 0 | 0 | 0 | 0 | 0
DemandResponse | 0 | 0 | 0 | 0 | 0 | 0
IGCC-CCS | 0 | 0 | 0 | 0 | 0 | 0
WT_off | 0 | 0 | 0 | 0 | 0 | 0
PseudoUnit | 0 | 0 | 0 | 0 | 0 | 0
FixedInterchange | 0 | 0 | 0 | 0 | 0 | 0
Retrofit VOM Costs by Reporting Type: MISO_W
ReportingType | 2015 | 2020 | 2025 | 2030 | 2035 | 2040
BM | 0 | 0 | 0 | 0 | 0 | 0
CC | 0 | 0 | 0 | 0 | 0 | 0
CSP | 0 | 0 | 0 | 0 | 0 | 0
CT | 0 | 0 | 0 | 0 | 0 | 0
Coal | 147.15 | 407.66 | 433.66 | 435.27 | 440.87 | 438.33
Geo | 0 | 0 | 0 | 0 | 0 | 0
H | 0 | 0 | 0 | 0 | 0 | 0
LFG | 0 | 0 | 0 | 0 | 0 | 0
Nuc | 0 | 0 | 0 | 0 | 0 | 0
PS | 0 | 0 | 0 | 0 | 0 | 0
PV | 0 | 0 | 0 | 0 | 0 | 0
PeakG | 0 | 0 | 0 | 0 | 0 | 0
PeakO | 0 | 0 | 0 | 0 | 0 | 0
ST | 0 | 0 | 0 | 0 | 0 | 0
STOG | 0 | 0 | 0 | 0 | 0 | 0
STWD | 0 | 0 | 0 | 0 | 0 | 0
WT | 0 | 0 | 0 | 0 | 0 | 0
IGCC | 0 | 0 | 0 | 0 | 0 | 0
DemandResponse | 0 | 0 | 0 | 0 | 0 | 0
IGCC-CCS | 0 | 0 | 0 | 0 | 0 | 0
WT_off | 0 | 0 | 0 | 0 | 0 | 0
PseudoUnit | 0 | 0 | 0 | 0 | 0 | 0
FixedInterchange | 0 | 0 | 0 | 0 | 0 | 0
Retrofit VOM Costs by Reporting Type: MISO_WUMS
ReportingType | 2015 | 2020 | 2025 | 2030 | 2035 | 2040
BM | 0 | 0 | 0 | 0 | 0 | 0
CC | 0 | 0 | 0 | 0 | 0 | 0
CSP | 0 | 0 | 0 | 0 | 0 | 0
CT | 0 | 0 | 0 | 0 | 0 | 0
Coal | 67.29 | 121.81 | 150.43 | 160.05 | 180.93 | 187.32
Geo | 0 | 0 | 0 | 0 | 0 | 0
H | 0 | 0 | 0 | 0 | 0 | 0
LFG | 0 | 0 | 0 | 0 | 0 | 0
Nuc | 0 | 0 | 0 | 0 | 0 | 0
PS | 0 | 0 | 0 | 0 | 0 | 0
PV | 0 | 0 | 0 | 0 | 0 | 0
PeakG | 0 | 0 | 0 | 0 | 0 | 0
PeakO | 0 | 0 | 0 | 0 | 0 | 0
ST | 0 | 0 | 0 | 0 | 0 | 0
STOG | 0 | 0 | 0 | 0 | 0 | 0
STWD | 0 | 0 | 0 | 0 | 0 | 0
WT | 0 | 0 | 0 | 0 | 0 | 0
IGCC | 0 | 0 | 0 | 0 | 0 | 0
DemandResponse | 0 | 0 | 0 | 0 | 0 | 0
IGCC-CCS | 0 | 0 | 0 | 0 | 0 | 0
WT_off | 0 | 0 | 0 | 0 | 0 | 0
PseudoUnit | 0 | 0 | 0 | 0 | 0 | 0
FixedInterchange | 0 | 0 | 0 | 0 | 0 | 0
Retrofit VOM Costs by Reporting Type: Nebraska
ReportingType | 2015 | 2020 | 2025 | 2030 | 2035 | 2040
BM | 0 | 0 | 0 | 0 | 0 | 0
CC | 0 | 0 | 0 | 0 | 0 | 0
CSP | 0 | 0 | 0 | 0 | 0 | 0
CT | 0 | 0 | 0 | 0 | 0 | 0
Coal | 19.8 | 138.89 | 138.89 | 138.89 | 138.89 | 135.41
Geo | 0 | 0 | 0 | 0 | 0 | 0
H | 0 | 0 | 0 | 0 | 0 | 0
LFG | 0 | 0 | 0 | 0 | 0 | 0
Nuc | 0 | 0 | 0 | 0 | 0 | 0
PS | 0 | 0 | 0 | 0 | 0 | 0
PV | 0 | 0 | 0 | 0 | 0 | 0
PeakG | 0 | 0 | 0 | 0 | 0 | 0
PeakO | 0 | 0 | 0 | 0 | 0 | 0
ST | 0 | 0 | 0 | 0 | 0 | 0
STOG | 0 | 0 | 0 | 0 | 0 | 0
STWD | 0 | 0 | 0 | 0 | 0 | 0
WT | 0 | 0 | 0 | 0 | 0 | 0
IGCC | 0 | 0 | 0 | 0 | 0 | 0
DemandResponse | 0 | 0 | 0 | 0 | 0 | 0
IGCC-CCS | 0 | 0 | 0 | 0 | 0 | 0
WT_off | 0 | 0 | 0 | 0 | 0 | 0
PseudoUnit | 0 | 0 | 0 | 0 | 0 | 0
FixedInterchange | 0 | 0 | 0 | 0 | 0 | 0
Retrofit VOM Costs by Reporting Type: NEISO
ReportingType | 2015 | 2020 | 2025 | 2030 | 2035 | 2040
BM | 0 | 0 | 0 | 0 | 0 | 0
CC | 0 | 0 | 0 | 0 | 0 | 0
CSP | 0 | 0 | 0 | 0 | 0 | 0
CT | 0 | 0 | 0 | 0 | 0 | 0
Coal | 0.05 | 0 | 0 | 0 | 0 | 0
Geo | 0 | 0 | 0 | 0 | 0 | 0
H | 0 | 0 | 0 | 0 | 0 | 0
LFG | 0 | 0 | 0 | 0 | 0 | 0
Nuc | 0 | 0 | 0 | 0 | 0 | 0
PS | 0 | 0 | 0 | 0 | 0 | 0
PV | 0 | 0 | 0 | 0 | 0 | 0
PeakG | 0 | 0 | 0 | 0 | 0 | 0
PeakO | 0 | 0 | 0 | 0 | 0 | 0
ST | 0 | 0 | 0 | 0 | 0 | 0
STOG | 0 | 0 | 0 | 0 | 0 | 0
STWD | 0 | 0 | 0 | 0 | 0 | 0
WT | 0 | 0 | 0 | 0 | 0 | 0
IGCC | 0 | 0 | 0 | 0 | 0 | 0
DemandResponse | 0 | 0 | 0 | 0 | 0 | 0
IGCC-CCS | 0 | 0 | 0 | 0 | 0 | 0
WT_off | 0 | 0 | 0 | 0 | 0 | 0
PseudoUnit | 0 | 0 | 0 | 0 | 0 | 0
FixedInterchange | 0 | 0 | 0 | 0 | 0 | 0
Retrofit VOM Costs by Reporting Type: NonRTO_Midwest
ReportingType | 2015 | 2020 | 2025 | 2030 | 2035 | 2040
BM | 0 | 0 | 0 | 0 | 0 | 0
CC | 0 | 0 | 0 | 0 | 0 | 0
CSP | 0 | 0 | 0 | 0 | 0 | 0
CT | 0 | 0 | 0 | 0 | 0 | 0
Coal | 268.54 | 367.46 | 382.36 | 394.77 | 419.35 | 428.31
Geo | 0 | 0 | 0 | 0 | 0 | 0
H | 0 | 0 | 0 | 0 | 0 | 0
LFG | 0 | 0 | 0 | 0 | 0 | 0
Nuc | 0 | 0 | 0 | 0 | 0 | 0
PS | 0 | 0 | 0 | 0 | 0 | 0
PV | 0 | 0 | 0 | 0 | 0 | 0
PeakG | 0 | 0 | 0 | 0 | 0 | 0
PeakO | 0 | 0 | 0 | 0 | 0 | 0
ST | 0 | 0 | 0 | 0 | 0 | 0
STOG | 0 | 0 | 0 | 0 | 0 | 0
STWD | 0 | 0 | 0 | 0 | 0 | 0
WT | 0 | 0 | 0 | 0 | 0 | 0
IGCC | 0 | 0 | 0 | 0 | 0 | 0
DemandResponse | 0 | 0 | 0 | 0 | 0 | 0
IGCC-CCS | 0 | 0 | 0 | 0 | 0 | 0
WT_off | 0 | 0 | 0 | 0 | 0 | 0
PseudoUnit | 0 | 0 | 0 | 0 | 0 | 0
FixedInterchange | 0 | 0 | 0 | 0 | 0 | 0
Retrofit VOM Costs by Reporting Type: NYISO_A-F
ReportingType | 2015 | 2020 | 2025 | 2030 | 2035 | 2040
BM | 0 | 0 | 0 | 0 | 0 | 0
CC | 0 | 0 | 0 | 0 | 0 | 0
CSP | 0 | 0 | 0 | 0 | 0 | 0
CT | 0 | 0 | 0 | 0 | 0 | 0
Coal | 0 | 0 | 0 | 0 | 0 | 0
Geo | 0 | 0 | 0 | 0 | 0 | 0
H | 0 | 0 | 0 | 0 | 0 | 0
LFG | 0 | 0 | 0 | 0 | 0 | 0
Nuc | 0 | 0 | 0 | 0 | 0 | 0
PS | 0 | 0 | 0 | 0 | 0 | 0
PV | 0 | 0 | 0 | 0 | 0 | 0
PeakG | 0 | 0 | 0 | 0 | 0 | 0
PeakO | 0 | 0 | 0 | 0 | 0 | 0
ST | 0 | 0 | 0 | 0 | 0 | 0
STOG | 0 | 0 | 0 | 0 | 0 | 0
STWD | 0 | 0 | 0 | 0 | 0 | 0
WT | 0 | 0 | 0 | 0 | 0 | 0
IGCC | 0 | 0 | 0 | 0 | 0 | 0
DemandResponse | 0 | 0 | 0 | 0 | 0 | 0
IGCC-CCS | 0 | 0 | 0 | 0 | 0 | 0
WT_off | 0 | 0 | 0 | 0 | 0 | 0
PseudoUnit | 0 | 0 | 0 | 0 | 0 | 0
FixedInterchange | 0 | 0 | 0 | 0 | 0 | 0
Retrofit VOM Costs by Reporting Type: NYISO_G-I
ReportingType | 2015 | 2020 | 2025 | 2030 | 2035 | 2040
BM | 0 | 0 | 0 | 0 | 0 | 0
CC | 0 | 0 | 0 | 0 | 0 | 0
CSP | 0 | 0 | 0 | 0 | 0 | 0
CT | 0 | 0 | 0 | 0 | 0 | 0
Coal | 0 | 0 | 0 | 0 | 0 | 0
Geo | 0 | 0 | 0 | 0 | 0 | 0
H | 0 | 0 | 0 | 0 | 0 | 0
LFG | 0 | 0 | 0 | 0 | 0 | 0
Nuc | 0 | 0 | 0 | 0 | 0 | 0
PS | 0 | 0 | 0 | 0 | 0 | 0
PV | 0 | 0 | 0 | 0 | 0 | 0
PeakG | 0 | 0 | 0 | 0 | 0 | 0
PeakO | 0 | 0 | 0 | 0 | 0 | 0
ST | 0 | 0 | 0 | 0 | 0 | 0
STOG | 0 | 0 | 0 | 0 | 0 | 0
STWD | 0 | 0 | 0 | 0 | 0 | 0
WT | 0 | 0 | 0 | 0 | 0 | 0
IGCC | 0 | 0 | 0 | 0 | 0 | 0
DemandResponse | 0 | 0 | 0 | 0 | 0 | 0
IGCC-CCS | 0 | 0 | 0 | 0 | 0 | 0
WT_off | 0 | 0 | 0 | 0 | 0 | 0
PseudoUnit | 0 | 0 | 0 | 0 | 0 | 0
FixedInterchange | 0 | 0 | 0 | 0 | 0 | 0
Retrofit VOM Costs by Reporting Type: NYISO_J-K
ReportingType | 2015 | 2020 | 2025 | 2030 | 2035 | 2040
BM | 0 | 0 | 0 | 0 | 0 | 0
CC | 0 | 0 | 0 | 0 | 0 | 0
CSP | 0 | 0 | 0 | 0 | 0 | 0
CT | 0 | 0 | 0 | 0 | 0 | 0
Coal | 0 | 0 | 0 | 0 | 0 | 0
Geo | 0 | 0 | 0 | 0 | 0 | 0
H | 0 | 0 | 0 | 0 | 0 | 0
LFG | 0 | 0 | 0 | 0 | 0 | 0
Nuc | 0 | 0 | 0 | 0 | 0 | 0
PS | 0 | 0 | 0 | 0 | 0 | 0
PV | 0 | 0 | 0 | 0 | 0 | 0
PeakG | 0 | 0 | 0 | 0 | 0 | 0
PeakO | 0 | 0 | 0 | 0 | 0 | 0
ST | 0 | 0 | 0 | 0 | 0 | 0
STOG | 0 | 0 | 0 | 0 | 0 | 0
STWD | 0 | 0 | 0 | 0 | 0 | 0
WT | 0 | 0 | 0 | 0 | 0 | 0
IGCC | 0 | 0 | 0 | 0 | 0 | 0
DemandResponse | 0 | 0 | 0 | 0 | 0 | 0
IGCC-CCS | 0 | 0 | 0 | 0 | 0 | 0
WT_off | 0 | 0 | 0 | 0 | 0 | 0
PseudoUnit | 0 | 0 | 0 | 0 | 0 | 0
FixedInterchange | 0 | 0 | 0 | 0 | 0 | 0
Retrofit VOM Costs by Reporting Type: PJM_E
ReportingType | 2015 | 2020 | 2025 | 2030 | 2035 | 2040
BM | 0 | 0 | 0 | 0 | 0 | 0
CC | 0 | 0 | 0 | 0 | 0 | 0
CSP | 0 | 0 | 0 | 0 | 0 | 0
CT | 0 | 0 | 0 | 0 | 0 | 0
Coal | 2.5 | 2.29 | 7.31 | 9.5 | 14.46 | 18.84
Geo | 0 | 0 | 0 | 0 | 0 | 0
H | 0 | 0 | 0 | 0 | 0 | 0
LFG | 0 | 0 | 0 | 0 | 0 | 0
Nuc | 0 | 0 | 0 | 0 | 0 | 0
PS | 0 | 0 | 0 | 0 | 0 | 0
PV | 0 | 0 | 0 | 0 | 0 | 0
PeakG | 0 | 0 | 0 | 0 | 0 | 0
PeakO | 0 | 0 | 0 | 0 | 0 | 0
ST | 0 | 0 | 0 | 0 | 0 | 0
STOG | 0 | 0 | 0 | 0 | 0 | 0
STWD | 0 | 0 | 0 | 0 | 0 | 0
WT | 0 | 0 | 0 | 0 | 0 | 0
IGCC | 0 | 0 | 0 | 0 | 0 | 0
DemandResponse | 0 | 0 | 0 | 0 | 0 | 0
IGCC-CCS | 0 | 0 | 0 | 0 | 0 | 0
WT_off | 0 | 0 | 0 | 0 | 0 | 0
PseudoUnit | 0 | 0 | 0 | 0 | 0 | 0
FixedInterchange | 0 | 0 | 0 | 0 | 0 | 0
Retrofit VOM Costs by Reporting Type: PJM_ROM
ReportingType | 2015 | 2020 | 2025 | 2030 | 2035 | 2040
BM | 0 | 0 | 0 | 0 | 0 | 0
CC | 0 | 0 | 0 | 0 | 0 | 0
CSP | 0 | 0 | 0 | 0 | 0 | 0
CT | 0 | 0 | 0 | 0 | 0 | 0
Coal | 219.15 | 280.55 | 311.28 | 338 | 338 | 338
Geo | 0 | 0 | 0 | 0 | 0 | 0
H | 0 | 0 | 0 | 0 | 0 | 0
LFG | 0 | 0 | 0 | 0 | 0 | 0
Nuc | 0 | 0 | 0 | 0 | 0 | 0
PS | 0 | 0 | 0 | 0 | 0 | 0
PV | 0 | 0 | 0 | 0 | 0 | 0
PeakG | 0 | 0 | 0 | 0 | 0 | 0
PeakO | 0 | 0 | 0 | 0 | 0 | 0
ST | 0 | 0 | 0 | 0 | 0 | 0
STOG | 0 | 0 | 0 | 0 | 0 | 0
STWD | 0 | 0 | 0 | 0 | 0 | 0
WT | 0 | 0 | 0 | 0 | 0 | 0
IGCC | 0 | 0 | 0 | 0 | 0 | 0
DemandResponse | 0 | 0 | 0 | 0 | 0 | 0
IGCC-CCS | 0 | 0 | 0 | 0 | 0 | 0
WT_off | 0 | 0 | 0 | 0 | 0 | 0
PseudoUnit | 0 | 0 | 0 | 0 | 0 | 0
FixedInterchange | 0 | 0 | 0 | 0 | 0 | 0
Retrofit VOM Costs by Reporting Type: PJM_ROR
ReportingType | 2015 | 2020 | 2025 | 2030 | 2035 | 2040
BM | 0 | 0 | 0 | 0 | 0 | 0
CC | 0 | 0 | 0 | 0 | 0 | 0
CSP | 0 | 0 | 0 | 0 | 0 | 0
CT | 0 | 0 | 0 | 0 | 0 | 0
Coal | 977.1 | 1405.73 | 1512.68 | 1536.95 | 1594.12 | 1633.27
Geo | 0 | 0 | 0 | 0 | 0 | 0
H | 0 | 0 | 0 | 0 | 0 | 0
LFG | 0 | 0 | 0 | 0 | 0 | 0
Nuc | 0 | 0 | 0 | 0 | 0 | 0
PS | 0 | 0 | 0 | 0 | 0 | 0
PV | 0 | 0 | 0 | 0 | 0 | 0
PeakG | 0 | 0 | 0 | 0 | 0 | 0
PeakO | 0 | 0 | 0 | 0 | 0 | 0
ST | 0 | 0 | 0 | 0 | 0 | 0
STOG | 0 | 0 | 0 | 0 | 0 | 0
STWD | 0 | 0 | 0 | 0 | 0 | 0
WT | 0 | 0 | 0 | 0 | 0 | 0
IGCC | 0 | 0 | 0 | 0 | 0 | 0
DemandResponse | 0 | 0 | 0 | 0 | 0 | 0
IGCC-CCS | 0 | 0 | 0 | 0 | 0 | 0
WT_off | 0 | 0 | 0 | 0 | 0 | 0
PseudoUnit | 0 | 0 | 0 | 0 | 0 | 0
FixedInterchange | 0 | 0 | 0 | 0 | 0 | 0
Retrofit VOM Costs by Reporting Type: SOCO
ReportingType | 2015 | 2020 | 2025 | 2030 | 2035 | 2040
BM | 0 | 0 | 0 | 0 | 0 | 0
CC | 0 | 0 | 0 | 0 | 0 | 0
CSP | 0 | 0 | 0 | 0 | 0 | 0
CT | 0 | 0 | 0 | 0 | 0 | 0
Coal | 369.38 | 510.97 | 649.07 | 662.24 | 693.08 | 693.08
Geo | 0 | 0 | 0 | 0 | 0 | 0
H | 0 | 0 | 0 | 0 | 0 | 0
LFG | 0 | 0 | 0 | 0 | 0 | 0
Nuc | 0 | 0 | 0 | 0 | 0 | 0
PS | 0 | 0 | 0 | 0 | 0 | 0
PV | 0 | 0 | 0 | 0 | 0 | 0
PeakG | 0 | 0 | 0 | 0 | 0 | 0
PeakO | 0 | 0 | 0 | 0 | 0 | 0
ST | 0 | 0 | 0 | 0 | 0 | 0
STOG | 0 | 0 | 0 | 0 | 0 | 0
STWD | 0 | 0 | 0 | 0 | 0 | 0
WT | 0 | 0 | 0 | 0 | 0 | 0
IGCC | 0 | 0 | 0 | 0 | 0 | 0
DemandResponse | 0 | 0 | 0 | 0 | 0 | 0
IGCC-CCS | 0 | 0 | 0 | 0 | 0 | 0
WT_off | 0 | 0 | 0 | 0 | 0 | 0
PseudoUnit | 0 | 0 | 0 | 0 | 0 | 0
FixedInterchange | 0 | 0 | 0 | 0 | 0 | 0
Retrofit VOM Costs by Reporting Type: SPP_N
ReportingType | 2015 | 2020 | 2025 | 2030 | 2035 | 2040
BM | 0 | 0 | 0 | 0 | 0 | 0
CC | 0 | 0 | 0 | 0 | 0 | 0
CSP | 0 | 0 | 0 | 0 | 0 | 0
CT | 0 | 0 | 0 | 0 | 0 | 0
Coal | 193.29 | 337.01 | 340.57 | 346.6 | 346.6 | 346.6
Geo | 0 | 0 | 0 | 0 | 0 | 0
H | 0 | 0 | 0 | 0 | 0 | 0
LFG | 0 | 0 | 0 | 0 | 0 | 0
Nuc | 0 | 0 | 0 | 0 | 0 | 0
PS | 0 | 0 | 0 | 0 | 0 | 0
PV | 0 | 0 | 0 | 0 | 0 | 0
PeakG | 0 | 0 | 0 | 0 | 0 | 0
PeakO | 0 | 0 | 0 | 0 | 0 | 0
ST | 0 | 0 | 0 | 0 | 0 | 0
STOG | 0 | 0 | 0 | 0 | 0 | 0
STWD | 0 | 0 | 0 | 0 | 0 | 0
WT | 0 | 0 | 0 | 0 | 0 | 0
IGCC | 0 | 0 | 0 | 0 | 0 | 0
DemandResponse | 0 | 0 | 0 | 0 | 0 | 0
IGCC-CCS | 0 | 0 | 0 | 0 | 0 | 0
WT_off | 0 | 0 | 0 | 0 | 0 | 0
PseudoUnit | 0 | 0 | 0 | 0 | 0 | 0
FixedInterchange | 0 | 0 | 0 | 0 | 0 | 0
Retrofit VOM Costs by Reporting Type: SPP_S
ReportingType | 2015 | 2020 | 2025 | 2030 | 2035 | 2040
BM | 0 | 0 | 0 | 0 | 0 | 0
CC | 0 | 0 | 0 | 0 | 0 | 0
CSP | 0 | 0 | 0 | 0 | 0 | 0
CT | 0 | 0 | 0 | 0 | 0 | 0
Coal | 86.15 | 613.61 | 787.85 | 797.92 | 832.15 | 832.15
Geo | 0 | 0 | 0 | 0 | 0 | 0
H | 0 | 0 | 0 | 0 | 0 | 0
LFG | 0 | 0 | 0 | 0 | 0 | 0
Nuc | 0 | 0 | 0 | 0 | 0 | 0
PS | 0 | 0 | 0 | 0 | 0 | 0
PV | 0 | 0 | 0 | 0 | 0 | 0
PeakG | 0 | 0 | 0 | 0 | 0 | 0
PeakO | 0 | 0 | 0 | 0 | 0 | 0
ST | 0 | 0 | 0 | 0 | 0 | 0
STOG | 0 | 0 | 0 | 0 | 0 | 0
STWD | 0 | 0 | 0 | 0 | 0 | 0
WT | 0 | 0 | 0 | 0 | 0 | 0
IGCC | 0 | 0 | 0 | 0 | 0 | 0
DemandResponse | 0 | 0 | 0 | 0 | 0 | 0
IGCC-CCS | 0 | 0 | 0 | 0 | 0 | 0
WT_off | 0 | 0 | 0 | 0 | 0 | 0
PseudoUnit | 0 | 0 | 0 | 0 | 0 | 0
FixedInterchange | 0 | 0 | 0 | 0 | 0 | 0
Retrofit VOM Costs by Reporting Type: TVA
ReportingType | 2015 | 2020 | 2025 | 2030 | 2035 | 2040
BM | 0 | 0 | 0 | 0 | 0 | 0
CC | 0 | 0 | 0 | 0 | 0 | 0
CSP | 0 | 0 | 0 | 0 | 0 | 0
CT | 0 | 0 | 0 | 0 | 0 | 0
Coal | 243.33 | 437.77 | 480.03 | 492.99 | 492.99 | 492.99
Geo | 0 | 0 | 0 | 0 | 0 | 0
H | 0 | 0 | 0 | 0 | 0 | 0
LFG | 0 | 0 | 0 | 0 | 0 | 0
Nuc | 0 | 0 | 0 | 0 | 0 | 0
PS | 0 | 0 | 0 | 0 | 0 | 0
PV | 0 | 0 | 0 | 0 | 0 | 0
PeakG | 0 | 0 | 0 | 0 | 0 | 0
PeakO | 0 | 0 | 0 | 0 | 0 | 0
ST | 0 | 0 | 0 | 0 | 0 | 0
STOG | 0 | 0 | 0 | 0 | 0 | 0
STWD | 0 | 0 | 0 | 0 | 0 | 0
WT | 0 | 0 | 0 | 0 | 0 | 0
IGCC | 0 | 0 | 0 | 0 | 0 | 0
DemandResponse | 0 | 0 | 0 | 0 | 0 | 0
IGCC-CCS | 0 | 0 | 0 | 0 | 0 | 0
WT_off | 0 | 0 | 0 | 0 | 0 | 0
PseudoUnit | 0 | 0 | 0 | 0 | 0 | 0
FixedInterchange | 0 | 0 | 0 | 0 | 0 | 0
Retrofit VOM Costs by Reporting Type: TVA_Transmission
ReportingType | 2015 | 2020 | 2025 | 2030 | 2035 | 2040
BM | 0 | 0 | 0 | 0 | 0 | 0
CC | 0 | 0 | 0 | 0 | 0 | 0
CSP | 0 | 0 | 0 | 0 | 0 | 0
CT | 0 | 0 | 0 | 0 | 0 | 0
Coal | 0 | 0 | 0 | 0 | 0 | 0
Geo | 0 | 0 | 0 | 0 | 0 | 0
H | 0 | 0 | 0 | 0 | 0 | 0
LFG | 0 | 0 | 0 | 0 | 0 | 0
Nuc | 0 | 0 | 0 | 0 | 0 | 0
PS | 0 | 0 | 0 | 0 | 0 | 0
PV | 0 | 0 | 0 | 0 | 0 | 0
PeakG | 0 | 0 | 0 | 0 | 0 | 0
PeakO | 0 | 0 | 0 | 0 | 0 | 0
ST | 0 | 0 | 0 | 0 | 0 | 0
STOG | 0 | 0 | 0 | 0 | 0 | 0
STWD | 0 | 0 | 0 | 0 | 0 | 0
WT | 0 | 0 | 0 | 0 | 0 | 0
IGCC | 0 | 0 | 0 | 0 | 0 | 0
DemandResponse | 0 | 0 | 0 | 0 | 0 | 0
IGCC-CCS | 0 | 0 | 0 | 0 | 0 | 0
WT_off | 0 | 0 | 0 | 0 | 0 | 0
PseudoUnit | 0 | 0 | 0 | 0 | 0 | 0
FixedInterchange | 0 | 0 | 0 | 0 | 0 | 0
Retrofit VOM Costs by Reporting Type: VACAR
ReportingType | 2015 | 2020 | 2025 | 2030 | 2035 | 2040
BM | 0 | 0 | 0 | 0 | 0 | 0
CC | 0 | 0 | 0 | 0 | 0 | 0
CSP | 0 | 0 | 0 | 0 | 0 | 0
CT | 0 | 0 | 0 | 0 | 0 | 0
Coal | 260.42 | 303.89 | 405.64 | 454.16 | 498.9 | 505.51
Geo | 0 | 0 | 0 | 0 | 0 | 0
H | 0 | 0 | 0 | 0 | 0 | 0
LFG | 0 | 0 | 0 | 0 | 0 | 0
Nuc | 0 | 0 | 0 | 0 | 0 | 0
PS | 0 | 0 | 0 | 0 | 0 | 0
PV | 0 | 0 | 0 | 0 | 0 | 0
PeakG | 0 | 0 | 0 | 0 | 0 | 0
PeakO | 0 | 0 | 0 | 0 | 0 | 0
ST | 0 | 0 | 0 | 0 | 0 | 0
STOG | 0 | 0 | 0 | 0 | 0 | 0
STWD | 0 | 0 | 0 | 0 | 0 | 0
WT | 0 | 0 | 0 | 0 | 0 | 0
IGCC | 0 | 0 | 0 | 0 | 0 | 0
DemandResponse | 0 | 0 | 0 | 0 | 0 | 0
IGCC-CCS | 0 | 0 | 0 | 0 | 0 | 0
WT_off | 0 | 0 | 0 | 0 | 0 | 0
PseudoUnit | 0 | 0 | 0 | 0 | 0 | 0
FixedInterchange | 0 | 0 | 0 | 0 | 0 | 0
Retrofit VOM Costs by Reporting Type: IESO
ReportingType | 2015 | 2020 | 2025 | 2030 | 2035 | 2040
BM | 0 | 0 | 0 | 0 | 0 | 0
CC | 0 | 0 | 0 | 0 | 0 | 0
CSP | 0 | 0 | 0 | 0 | 0 | 0
CT | 0 | 0 | 0 | 0 | 0 | 0
Coal | 0 | 0 | 0 | 0 | 0 | 0
Geo | 0 | 0 | 0 | 0 | 0 | 0
H | 0 | 0 | 0 | 0 | 0 | 0
LFG | 0 | 0 | 0 | 0 | 0 | 0
Nuc | 0 | 0 | 0 | 0 | 0 | 0
PS | 0 | 0 | 0 | 0 | 0 | 0
PV | 0 | 0 | 0 | 0 | 0 | 0
PeakG | 0 | 0 | 0 | 0 | 0 | 0
PeakO | 0 | 0 | 0 | 0 | 0 | 0
ST | 0 | 0 | 0 | 0 | 0 | 0
STOG | 0 | 0 | 0 | 0 | 0 | 0
STWD | 0 | 0 | 0 | 0 | 0 | 0
WT | 0 | 0 | 0 | 0 | 0 | 0
IGCC | 0 | 0 | 0 | 0 | 0 | 0
DemandResponse | 0 | 0 | 0 | 0 | 0 | 0
IGCC-CCS | 0 | 0 | 0 | 0 | 0 | 0
WT_off | 0 | 0 | 0 | 0 | 0 | 0
PseudoUnit | 0 | 0 | 0 | 0 | 0 | 0
FixedInterchange | 0 | 0 | 0 | 0 | 0 | 0
Retrofit VOM Costs by Reporting Type: MAPP_CA
ReportingType | 2015 | 2020 | 2025 | 2030 | 2035 | 2040
BM | 0 | 0 | 0 | 0 | 0 | 0
CC | 0 | 0 | 0 | 0 | 0 | 0
CSP | 0 | 0 | 0 | 0 | 0 | 0
CT | 0 | 0 | 0 | 0 | 0 | 0
Coal | 0 | 0 | 0 | 0 | 0 | 0
Geo | 0 | 0 | 0 | 0 | 0 | 0
H | 0 | 0 | 0 | 0 | 0 | 0
LFG | 0 | 0 | 0 | 0 | 0 | 0
Nuc | 0 | 0 | 0 | 0 | 0 | 0
PS | 0 | 0 | 0 | 0 | 0 | 0
PV | 0 | 0 | 0 | 0 | 0 | 0
PeakG | 0 | 0 | 0 | 0 | 0 | 0
PeakO | 0 | 0 | 0 | 0 | 0 | 0
ST | 0 | 0 | 0 | 0 | 0 | 0
STOG | 0 | 0 | 0 | 0 | 0 | 0
STWD | 0 | 0 | 0 | 0 | 0 | 0
WT | 0 | 0 | 0 | 0 | 0 | 0
IGCC | 0 | 0 | 0 | 0 | 0 | 0
DemandResponse | 0 | 0 | 0 | 0 | 0 | 0
IGCC-CCS | 0 | 0 | 0 | 0 | 0 | 0
WT_off | 0 | 0 | 0 | 0 | 0 | 0
PseudoUnit | 0 | 0 | 0 | 0 | 0 | 0
FixedInterchange | 0 | 0 | 0 | 0 | 0 | 0
Retrofit VOM Costs by Reporting Type: AZ_NM_SNV_Coal
ReportingType | 2015 | 2020 | 2025 | 2030 | 2035 | 2040
BM | 0 | 0 | 0 | 0 | 0 | 0
CC | 0 | 0 | 0 | 0 | 0 | 0
CSP | 0 | 0 | 0 | 0 | 0 | 0
CT | 0 | 0 | 0 | 0 | 0 | 0
Coal | 333.8 | 413.98 | 413.98 | 413.98 | 413.98 | 413.98
Geo | 0 | 0 | 0 | 0 | 0 | 0
H | 0 | 0 | 0 | 0 | 0 | 0
LFG | 0 | 0 | 0 | 0 | 0 | 0
Nuc | 0 | 0 | 0 | 0 | 0 | 0
PS | 0 | 0 | 0 | 0 | 0 | 0
PV | 0 | 0 | 0 | 0 | 0 | 0
PeakG | 0 | 0 | 0 | 0 | 0 | 0
PeakO | 0 | 0 | 0 | 0 | 0 | 0
ST | 0 | 0 | 0 | 0 | 0 | 0
STOG | 0 | 0 | 0 | 0 | 0 | 0
STWD | 0 | 0 | 0 | 0 | 0 | 0
WT | 0 | 0 | 0 | 0 | 0 | 0
IGCC | 0 | 0 | 0 | 0 | 0 | 0
DemandResponse | 0 | 0 | 0 | 0 | 0 | 0
IGCC-CCS | 0 | 0 | 0 | 0 | 0 | 0
WT_off | 0 | 0 | 0 | 0 | 0 | 0
PseudoUnit | 0 | 0 | 0 | 0 | 0 | 0
FixedInterchange | 0 | 0 | 0 | 0 | 0 | 0
Retrofit VOM Costs by Reporting Type: AZ_NM_SNV_Gas
ReportingType | 2015 | 2020 | 2025 | 2030 | 2035 | 2040
BM | 0 | 0 | 0 | 0 | 0 | 0
CC | 0 | 0 | 0 | 0 | 0 | 0
CSP | 0 | 0 | 0 | 0 | 0 | 0
CT | 0 | 0 | 0 | 0 | 0 | 0
Coal | 0 | 0 | 0 | 0 | 0 | 0
Geo | 0 | 0 | 0 | 0 | 0 | 0
H | 0 | 0 | 0 | 0 | 0 | 0
LFG | 0 | 0 | 0 | 0 | 0 | 0
Nuc | 0 | 0 | 0 | 0 | 0 | 0
PS | 0 | 0 | 0 | 0 | 0 | 0
PV | 0 | 0 | 0 | 0 | 0 | 0
PeakG | 0 | 0 | 0 | 0 | 0 | 0
PeakO | 0 | 0 | 0 | 0 | 0 | 0
ST | 0 | 0 | 0 | 0 | 0 | 0
STOG | 0 | 0 | 0 | 0 | 0 | 0
STWD | 0 | 0 | 0 | 0 | 0 | 0
WT | 0 | 0 | 0 | 0 | 0 | 0
IGCC | 0 | 0 | 0 | 0 | 0 | 0
DemandResponse | 0 | 0 | 0 | 0 | 0 | 0
IGCC-CCS | 0 | 0 | 0 | 0 | 0 | 0
WT_off | 0 | 0 | 0 | 0 | 0 | 0
PseudoUnit | 0 | 0 | 0 | 0 | 0 | 0
FixedInterchange | 0 | 0 | 0 | 0 | 0 | 0
Retrofit VOM Costs by Reporting Type: AZ_NM_SNV_NucRenew
ReportingType | 2015 | 2020 | 2025 | 2030 | 2035 | 2040
BM | 0 | 0 | 0 | 0 | 0 | 0
CC | 0 | 0 | 0 | 0 | 0 | 0
CSP | 0 | 0 | 0 | 0 | 0 | 0
CT | 0 | 0 | 0 | 0 | 0 | 0
Coal | 0 | 0 | 0 | 0 | 0 | 0
Geo | 0 | 0 | 0 | 0 | 0 | 0
H | 0 | 0 | 0 | 0 | 0 | 0
LFG | 0 | 0 | 0 | 0 | 0 | 0
Nuc | 0 | 0 | 0 | 0 | 0 | 0
PS | 0 | 0 | 0 | 0 | 0 | 0
PV | 0 | 0 | 0 | 0 | 0 | 0
PeakG | 0 | 0 | 0 | 0 | 0 | 0
PeakO | 0 | 0 | 0 | 0 | 0 | 0
ST | 0 | 0 | 0 | 0 | 0 | 0
STOG | 0 | 0 | 0 | 0 | 0 | 0
STWD | 0 | 0 | 0 | 0 | 0 | 0
WT | 0 | 0 | 0 | 0 | 0 | 0
IGCC | 0 | 0 | 0 | 0 | 0 | 0
DemandResponse | 0 | 0 | 0 | 0 | 0 | 0
IGCC-CCS | 0 | 0 | 0 | 0 | 0 | 0
WT_off | 0 | 0 | 0 | 0 | 0 | 0
PseudoUnit | 0 | 0 | 0 | 0 | 0 | 0
FixedInterchange | 0 | 0 | 0 | 0 | 0 | 0
Retrofit VOM Costs by Reporting Type: ERCOT
ReportingType | 2015 | 2020 | 2025 | 2030 | 2035 | 2040
BM | 0 | 0 | 0 | 0 | 0 | 0
CC | 0 | 0 | 0 | 0 | 0 | 0
CSP | 0 | 0 | 0 | 0 | 0 | 0
CT | 0 | 0 | 0 | 0 | 0 | 0
Coal | 263.94 | 459.03 | 586.97 | 593.92 | 598.87 | 598.87
Geo | 0 | 0 | 0 | 0 | 0 | 0
H | 0 | 0 | 0 | 0 | 0 | 0
LFG | 0 | 0 | 0 | 0 | 0 | 0
Nuc | 0 | 0 | 0 | 0 | 0 | 0
PS | 0 | 0 | 0 | 0 | 0 | 0
PV | 0 | 0 | 0 | 0 | 0 | 0
PeakG | 0 | 0 | 0 | 0 | 0 | 0
PeakO | 0 | 0 | 0 | 0 | 0 | 0
ST | 0 | 0 | 0 | 0 | 0 | 0
STOG | 0 | 0 | 0 | 0 | 0 | 0
STWD | 0 | 0 | 0 | 0 | 0 | 0
WT | 0 | 0 | 0 | 0 | 0 | 0
IGCC | 0 | 0 | 0 | 0 | 0 | 0
DemandResponse | 0 | 0 | 0 | 0 | 0 | 0
IGCC-CCS | 0 | 0 | 0 | 0 | 0 | 0
WT_off | 0 | 0 | 0 | 0 | 0 | 0
PseudoUnit | 0 | 0 | 0 | 0 | 0 | 0
FixedInterchange | 0 | 0 | 0 | 0 | 0 | 0
Retrofit VOM Costs by Reporting Type: NP15
ReportingType | 2015 | 2020 | 2025 | 2030 | 2035 | 2040
BM | 0 | 0 | 0 | 0 | 0 | 0
CC | 0 | 0 | 0 | 0 | 0 | 0
CSP | 0 | 0 | 0 | 0 | 0 | 0
CT | 0 | 0 | 0 | 0 | 0 | 0
Coal | 1.46 | 0 | 0 | 0 | 0 | 0
Geo | 0 | 0 | 0 | 0 | 0 | 0
H | 0 | 0 | 0 | 0 | 0 | 0
LFG | 0 | 0 | 0 | 0 | 0 | 0
Nuc | 0 | 0 | 0 | 0 | 0 | 0
PS | 0 | 0 | 0 | 0 | 0 | 0
PV | 0 | 0 | 0 | 0 | 0 | 0
PeakG | 0 | 0 | 0 | 0 | 0 | 0
PeakO | 0 | 0 | 0 | 0 | 0 | 0
ST | 0 | 0 | 0 | 0 | 0 | 0
STOG | 0 | 0 | 0 | 0 | 0 | 0
STWD | 0 | 0 | 0 | 0 | 0 | 0
WT | 0 | 0 | 0 | 0 | 0 | 0
IGCC | 0 | 0 | 0 | 0 | 0 | 0
DemandResponse | 0 | 0 | 0 | 0 | 0 | 0
IGCC-CCS | 0 | 0 | 0 | 0 | 0 | 0
WT_off | 0 | 0 | 0 | 0 | 0 | 0
PseudoUnit | 0 | 0 | 0 | 0 | 0 | 0
FixedInterchange | 0 | 0 | 0 | 0 | 0 | 0
Retrofit VOM Costs by Reporting Type: NWPP_Coal
ReportingType | 2015 | 2020 | 2025 | 2030 | 2035 | 2040
BM | 0 | 0 | 0 | 0 | 0 | 0
CC | 0 | 0 | 0 | 0 | 0 | 0
CSP | 0 | 0 | 0 | 0 | 0 | 0
CT | 0 | 0 | 0 | 0 | 0 | 0
Coal | 515.16 | 668.97 | 668.97 | 668.97 | 668.97 | 668.97
Geo | 0 | 0 | 0 | 0 | 0 | 0
H | 0 | 0 | 0 | 0 | 0 | 0
LFG | 0 | 0 | 0 | 0 | 0 | 0
Nuc | 0 | 0 | 0 | 0 | 0 | 0
PS | 0 | 0 | 0 | 0 | 0 | 0
PV | 0 | 0 | 0 | 0 | 0 | 0
PeakG | 0 | 0 | 0 | 0 | 0 | 0
PeakO | 0 | 0 | 0 | 0 | 0 | 0
ST | 0 | 0 | 0 | 0 | 0 | 0
STOG | 0 | 0 | 0 | 0 | 0 | 0
STWD | 0 | 0 | 0 | 0 | 0 | 0
WT | 0 | 0 | 0 | 0 | 0 | 0
IGCC | 0 | 0 | 0 | 0 | 0 | 0
DemandResponse | 0 | 0 | 0 | 0 | 0 | 0
IGCC-CCS | 0 | 0 | 0 | 0 | 0 | 0
WT_off | 0 | 0 | 0 | 0 | 0 | 0
PseudoUnit | 0 | 0 | 0 | 0 | 0 | 0
FixedInterchange | 0 | 0 | 0 | 0 | 0 | 0
Retrofit VOM Costs by Reporting Type: NWPP_Gas
ReportingType | 2015 | 2020 | 2025 | 2030 | 2035 | 2040
BM | 0 | 0 | 0 | 0 | 0 | 0
CC | 0 | 0 | 0 | 0 | 0 | 0
CSP | 0 | 0 | 0 | 0 | 0 | 0
CT | 0 | 0 | 0 | 0 | 0 | 0
Coal | 0 | 0 | 0 | 0 | 0 | 0
Geo | 0 | 0 | 0 | 0 | 0 | 0
H | 0 | 0 | 0 | 0 | 0 | 0
LFG | 0 | 0 | 0 | 0 | 0 | 0
Nuc | 0 | 0 | 0 | 0 | 0 | 0
PS | 0 | 0 | 0 | 0 | 0 | 0
PV | 0 | 0 | 0 | 0 | 0 | 0
PeakG | 0 | 0 | 0 | 0 | 0 | 0
PeakO | 0 | 0 | 0 | 0 | 0 | 0
ST | 0 | 0 | 0 | 0 | 0 | 0
STOG | 0 | 0 | 0 | 0 | 0 | 0
STWD | 0 | 0 | 0 | 0 | 0 | 0
WT | 0 | 0 | 0 | 0 | 0 | 0
IGCC | 0 | 0 | 0 | 0 | 0 | 0
DemandResponse | 0 | 0 | 0 | 0 | 0 | 0
IGCC-CCS | 0 | 0 | 0 | 0 | 0 | 0
WT_off | 0 | 0 | 0 | 0 | 0 | 0
PseudoUnit | 0 | 0 | 0 | 0 | 0 | 0
FixedInterchange | 0 | 0 | 0 | 0 | 0 | 0
Retrofit VOM Costs by Reporting Type: NWPP_NucRenew
ReportingType | 2015 | 2020 | 2025 | 2030 | 2035 | 2040
BM | 0 | 0 | 0 | 0 | 0 | 0
CC | 0 | 0 | 0 | 0 | 0 | 0
CSP | 0 | 0 | 0 | 0 | 0 | 0
CT | 0 | 0 | 0 | 0 | 0 | 0
Coal | 0 | 0 | 0 | 0 | 0 | 0
Geo | 0 | 0 | 0 | 0 | 0 | 0
H | 0 | 0 | 0 | 0 | 0 | 0
LFG | 0 | 0 | 0 | 0 | 0 | 0
Nuc | 0 | 0 | 0 | 0 | 0 | 0
PS | 0 | 0 | 0 | 0 | 0 | 0
PV | 0 | 0 | 0 | 0 | 0 | 0
PeakG | 0 | 0 | 0 | 0 | 0 | 0
PeakO | 0 | 0 | 0 | 0 | 0 | 0
ST | 0 | 0 | 0 | 0 | 0 | 0
STOG | 0 | 0 | 0 | 0 | 0 | 0
STWD | 0 | 0 | 0 | 0 | 0 | 0
WT | 0 | 0 | 0 | 0 | 0 | 0
IGCC | 0 | 0 | 0 | 0 | 0 | 0
DemandResponse | 0 | 0 | 0 | 0 | 0 | 0
IGCC-CCS | 0 | 0 | 0 | 0 | 0 | 0
WT_off | 0 | 0 | 0 | 0 | 0 | 0
PseudoUnit | 0 | 0 | 0 | 0 | 0 | 0
FixedInterchange | 0 | 0 | 0 | 0 | 0 | 0
Retrofit VOM Costs by Reporting Type: RMPA
ReportingType | 2015 | 2020 | 2025 | 2030 | 2035 | 2040
BM | 0 | 0 | 0 | 0 | 0 | 0
CC | 0 | 0 | 0 | 0 | 0 | 0
CSP | 0 | 0 | 0 | 0 | 0 | 0
CT | 0 | 0 | 0 | 0 | 0 | 0
Coal | 262.57 | 346.74 | 327.14 | 324.76 | 322.91 | 315.64
Geo | 0 | 0 | 0 | 0 | 0 | 0
H | 0 | 0 | 0 | 0 | 0 | 0
LFG | 0 | 0 | 0 | 0 | 0 | 0
Nuc | 0 | 0 | 0 | 0 | 0 | 0
PS | 0 | 0 | 0 | 0 | 0 | 0
PV | 0 | 0 | 0 | 0 | 0 | 0
PeakG | 0 | 0 | 0 | 0 | 0 | 0
PeakO | 0 | 0 | 0 | 0 | 0 | 0
ST | 0 | 0 | 0 | 0 | 0 | 0
STOG | 0 | 0 | 0 | 0 | 0 | 0
STWD | 0 | 0 | 0 | 0 | 0 | 0
WT | 0 | 0 | 0 | 0 | 0 | 0
IGCC | 0 | 0 | 0 | 0 | 0 | 0
DemandResponse | 0 | 0 | 0 | 0 | 0 | 0
IGCC-CCS | 0 | 0 | 0 | 0 | 0 | 0
WT_off | 0 | 0 | 0 | 0 | 0 | 0
PseudoUnit | 0 | 0 | 0 | 0 | 0 | 0
FixedInterchange | 0 | 0 | 0 | 0 | 0 | 0
Retrofit VOM Costs by Reporting Type: SP15
ReportingType | 2015 | 2020 | 2025 | 2030 | 2035 | 2040
BM | 0 | 0 | 0 | 0 | 0 | 0
CC | 0 | 0 | 0 | 0 | 0 | 0
CSP | 0 | 0 | 0 | 0 | 0 | 0
CT | 0 | 0 | 0 | 0 | 0 | 0
Coal | 5.19 | 5.66 | 5.66 | 3.48 | 1.15 | 0.5
Geo | 0 | 0 | 0 | 0 | 0 | 0
H | 0 | 0 | 0 | 0 | 0 | 0
LFG | 0 | 0 | 0 | 0 | 0 | 0
Nuc | 0 | 0 | 0 | 0 | 0 | 0
PS | 0 | 0 | 0 | 0 | 0 | 0
PV | 0 | 0 | 0 | 0 | 0 | 0
PeakG | 0 | 0 | 0 | 0 | 0 | 0
PeakO | 0 | 0 | 0 | 0 | 0 | 0
ST | 0 | 0 | 0 | 0 | 0 | 0
STOG | 0 | 0 | 0 | 0 | 0 | 0
STWD | 0 | 0 | 0 | 0 | 0 | 0
WT | 0 | 0 | 0 | 0 | 0 | 0
IGCC | 0 | 0 | 0 | 0 | 0 | 0
DemandResponse | 0 | 0 | 0 | 0 | 0 | 0
IGCC-CCS | 0 | 0 | 0 | 0 | 0 | 0
WT_off | 0 | 0 | 0 | 0 | 0 | 0
PseudoUnit | 0 | 0 | 0 | 0 | 0 | 0
FixedInterchange | 0 | 0 | 0 | 0 | 0 | 0
Retrofit VOM Costs by Reporting Type: ALB
ReportingType | 2015 | 2020 | 2025 | 2030 | 2035 | 2040
BM | 0 | 0 | 0 | 0 | 0 | 0
CC | 0 | 0 | 0 | 0 | 0 | 0
CSP | 0 | 0 | 0 | 0 | 0 | 0
CT | 0 | 0 | 0 | 0 | 0 | 0
Coal | 21.2 | 21.2 | 21.2 | 21.2 | 21.2 | 21.2
Geo | 0 | 0 | 0 | 0 | 0 | 0
H | 0 | 0 | 0 | 0 | 0 | 0
LFG | 0 | 0 | 0 | 0 | 0 | 0
Nuc | 0 | 0 | 0 | 0 | 0 | 0
PS | 0 | 0 | 0 | 0 | 0 | 0
PV | 0 | 0 | 0 | 0 | 0 | 0
PeakG | 0 | 0 | 0 | 0 | 0 | 0
PeakO | 0 | 0 | 0 | 0 | 0 | 0
ST | 0 | 0 | 0 | 0 | 0 | 0
STOG | 0 | 0 | 0 | 0 | 0 | 0
STWD | 0 | 0 | 0 | 0 | 0 | 0
WT | 0 | 0 | 0 | 0 | 0 | 0
IGCC | 0 | 0 | 0 | 0 | 0 | 0
DemandResponse | 0 | 0 | 0 | 0 | 0 | 0
IGCC-CCS | 0 | 0 | 0 | 0 | 0 | 0
WT_off | 0 | 0 | 0 | 0 | 0 | 0
PseudoUnit | 0 | 0 | 0 | 0 | 0 | 0
FixedInterchange | 0 | 0 | 0 | 0 | 0 | 0
Retrofit VOM Costs by Reporting Type: BC
ReportingType | 2015 | 2020 | 2025 | 2030 | 2035 | 2040
BM | 0 | 0 | 0 | 0 | 0 | 0
CC | 0 | 0 | 0 | 0 | 0 | 0
CSP | 0 | 0 | 0 | 0 | 0 | 0
CT | 0 | 0 | 0 | 0 | 0 | 0
Coal | 0 | 0 | 0 | 0 | 0 | 0
Geo | 0 | 0 | 0 | 0 | 0 | 0
H | 0 | 0 | 0 | 0 | 0 | 0
LFG | 0 | 0 | 0 | 0 | 0 | 0
Nuc | 0 | 0 | 0 | 0 | 0 | 0
PS | 0 | 0 | 0 | 0 | 0 | 0
PV | 0 | 0 | 0 | 0 | 0 | 0
PeakG | 0 | 0 | 0 | 0 | 0 | 0
PeakO | 0 | 0 | 0 | 0 | 0 | 0
ST | 0 | 0 | 0 | 0 | 0 | 0
STOG | 0 | 0 | 0 | 0 | 0 | 0
STWD | 0 | 0 | 0 | 0 | 0 | 0
WT | 0 | 0 | 0 | 0 | 0 | 0
IGCC | 0 | 0 | 0 | 0 | 0 | 0
DemandResponse | 0 | 0 | 0 | 0 | 0 | 0
IGCC-CCS | 0 | 0 | 0 | 0 | 0 | 0
WT_off | 0 | 0 | 0 | 0 | 0 | 0
PseudoUnit | 0 | 0 | 0 | 0 | 0 | 0
FixedInterchange | 0 | 0 | 0 | 0 | 0 | 0
Retrofit VOM Costs by Reporting Type: HQ_IESO
ReportingType | 2015 | 2020 | 2025 | 2030 | 2035 | 2040
BM | 0 | 0 | 0 | 0 | 0 | 0
CC | 0 | 0 | 0 | 0 | 0 | 0
CSP | 0 | 0 | 0 | 0 | 0 | 0
CT | 0 | 0 | 0 | 0 | 0 | 0
Coal | 0 | 0 | 0 | 0 | 0 | 0
Geo | 0 | 0 | 0 | 0 | 0 | 0
H | 0 | 0 | 0 | 0 | 0 | 0
LFG | 0 | 0 | 0 | 0 | 0 | 0
Nuc | 0 | 0 | 0 | 0 | 0 | 0
PS | 0 | 0 | 0 | 0 | 0 | 0
PV | 0 | 0 | 0 | 0 | 0 | 0
PeakG | 0 | 0 | 0 | 0 | 0 | 0
PeakO | 0 | 0 | 0 | 0 | 0 | 0
ST | 0 | 0 | 0 | 0 | 0 | 0
STOG | 0 | 0 | 0 | 0 | 0 | 0
STWD | 0 | 0 | 0 | 0 | 0 | 0
WT | 0 | 0 | 0 | 0 | 0 | 0
IGCC | 0 | 0 | 0 | 0 | 0 | 0
DemandResponse | 0 | 0 | 0 | 0 | 0 | 0
IGCC-CCS | 0 | 0 | 0 | 0 | 0 | 0
WT_off | 0 | 0 | 0 | 0 | 0 | 0
PseudoUnit | 0 | 0 | 0 | 0 | 0 | 0
FixedInterchange | 0 | 0 | 0 | 0 | 0 | 0
Retrofit VOM Costs by Reporting Type: HQ_NEISO
ReportingType | 2015 | 2020 | 2025 | 2030 | 2035 | 2040
BM | 0 | 0 | 0 | 0 | 0 | 0
CC | 0 | 0 | 0 | 0 | 0 | 0
CSP | 0 | 0 | 0 | 0 | 0 | 0
CT | 0 | 0 | 0 | 0 | 0 | 0
Coal | 0 | 0 | 0 | 0 | 0 | 0
Geo | 0 | 0 | 0 | 0 | 0 | 0
H | 0 | 0 | 0 | 0 | 0 | 0
LFG | 0 | 0 | 0 | 0 | 0 | 0
Nuc | 0 | 0 | 0 | 0 | 0 | 0
PS | 0 | 0 | 0 | 0 | 0 | 0
PV | 0 | 0 | 0 | 0 | 0 | 0
PeakG | 0 | 0 | 0 | 0 | 0 | 0
PeakO | 0 | 0 | 0 | 0 | 0 | 0
ST | 0 | 0 | 0 | 0 | 0 | 0
STOG | 0 | 0 | 0 | 0 | 0 | 0
STWD | 0 | 0 | 0 | 0 | 0 | 0
WT | 0 | 0 | 0 | 0 | 0 | 0
IGCC | 0 | 0 | 0 | 0 | 0 | 0
DemandResponse | 0 | 0 | 0 | 0 | 0 | 0
IGCC-CCS | 0 | 0 | 0 | 0 | 0 | 0
WT_off | 0 | 0 | 0 | 0 | 0 | 0
PseudoUnit | 0 | 0 | 0 | 0 | 0 | 0
FixedInterchange | 0 | 0 | 0 | 0 | 0 | 0
Retrofit VOM Costs by Reporting Type: HQ_NY
ReportingType | 2015 | 2020 | 2025 | 2030 | 2035 | 2040
BM | 0 | 0 | 0 | 0 | 0 | 0
CC | 0 | 0 | 0 | 0 | 0 | 0
CSP | 0 | 0 | 0 | 0 | 0 | 0
CT | 0 | 0 | 0 | 0 | 0 | 0
Coal | 0 | 0 | 0 | 0 | 0 | 0
Geo | 0 | 0 | 0 | 0 | 0 | 0
H | 0 | 0 | 0 | 0 | 0 | 0
LFG | 0 | 0 | 0 | 0 | 0 | 0
Nuc | 0 | 0 | 0 | 0 | 0 | 0
PS | 0 | 0 | 0 | 0 | 0 | 0
PV | 0 | 0 | 0 | 0 | 0 | 0
PeakG | 0 | 0 | 0 | 0 | 0 | 0
PeakO | 0 | 0 | 0 | 0 | 0 | 0
ST | 0 | 0 | 0 | 0 | 0 | 0
STOG | 0 | 0 | 0 | 0 | 0 | 0
STWD | 0 | 0 | 0 | 0 | 0 | 0
WT | 0 | 0 | 0 | 0 | 0 | 0
IGCC | 0 | 0 | 0 | 0 | 0 | 0
DemandResponse | 0 | 0 | 0 | 0 | 0 | 0
IGCC-CCS | 0 | 0 | 0 | 0 | 0 | 0
WT_off | 0 | 0 | 0 | 0 | 0 | 0
PseudoUnit | 0 | 0 | 0 | 0 | 0 | 0
FixedInterchange | 0 | 0 | 0 | 0 | 0 | 0
Retrofit VOM Costs by Reporting Type: MARITIMES
ReportingType | 2015 | 2020 | 2025 | 2030 | 2035 | 2040
BM | 0 | 0 | 0 | 0 | 0 | 0
CC | 0 | 0 | 0 | 0 | 0 | 0
CSP | 0 | 0 | 0 | 0 | 0 | 0
CT | 0 | 0 | 0 | 0 | 0 | 0
Coal | 0 | 0 | 0 | 0 | 0 | 0
Geo | 0 | 0 | 0 | 0 | 0 | 0
H | 0 | 0 | 0 | 0 | 0 | 0
LFG | 0 | 0 | 0 | 0 | 0 | 0
Nuc | 0 | 0 | 0 | 0 | 0 | 0
PS | 0 | 0 | 0 | 0 | 0 | 0
PV | 0 | 0 | 0 | 0 | 0 | 0
PeakG | 0 | 0 | 0 | 0 | 0 | 0
PeakO | 0 | 0 | 0 | 0 | 0 | 0
ST | 0 | 0 | 0 | 0 | 0 | 0
STOG | 0 | 0 | 0 | 0 | 0 | 0
STWD | 0 | 0 | 0 | 0 | 0 | 0
WT | 0 | 0 | 0 | 0 | 0 | 0
IGCC | 0 | 0 | 0 | 0 | 0 | 0
DemandResponse | 0 | 0 | 0 | 0 | 0 | 0
IGCC-CCS | 0 | 0 | 0 | 0 | 0 | 0
WT_off | 0 | 0 | 0 | 0 | 0 | 0
PseudoUnit | 0 | 0 | 0 | 0 | 0 | 0
FixedInterchange | 0 | 0 | 0 | 0 | 0 | 0
retrofit VOM Costs by Reporting Type: All
ReportingType | 2015 | 2020 | 2025 | 2030 | 2035 | 2040
BM | 0 | 0 | 0 | 0 | 0 | 0
CC | 0 | 0 | 0 | 0 | 0 | 0
CSP | 0 | 0 | 0 | 0 | 0 | 0
CT | 0 | 0 | 0 | 0 | 0 | 0
Coal | 5014.64 | 8489.21 | 9629.06 | 9934.93 | 10279.11 | 10374.07
Geo | 0 | 0 | 0 | 0 | 0 | 0
H | 0 | 0 | 0 | 0 | 0 | 0
LFG | 0 | 0 | 0 | 0 | 0 | 0
Nuc | 0 | 0 | 0 | 0 | 0 | 0
PS | 0 | 0 | 0 | 0 | 0 | 0
PV | 0 | 0 | 0 | 0 | 0 | 0
PeakG | 0 | 0 | 0 | 0 | 0 | 0
PeakO | 0 | 0 | 0 | 0 | 0 | 0
ST | 0 | 0 | 0 | 0 | 0 | 0
STOG | 0 | 0 | 0 | 0 | 0 | 0
STWD | 0 | 0 | 0 | 0 | 0 | 0
WT | 0 | 0 | 0 | 0 | 0 | 0
IGCC | 0 | 0 | 0 | 0 | 0 | 0
DemandResponse | 0 | 0 | 0 | 0 | 0 | 0
IGCC-CCS | 0 | 0 | 0 | 0 | 0 | 0
WT_off | 0 | 0 | 0 | 0 | 0 | 0
PseudoUnit | 0 | 0 | 0 | 0 | 0 | 0
FixedInterchange | 0 | 0 | 0 | 0 | 0 | 0
retrofit VOM Costs by Reporting Type: EI_US
ReportingType | 2015 | 2020 | 2025 | 2030 | 2035 | 2040
BM | 0 | 0 | 0 | 0 | 0 | 0
CC | 0 | 0 | 0 | 0 | 0 | 0
CSP | 0 | 0 | 0 | 0 | 0 | 0
CT | 0 | 0 | 0 | 0 | 0 | 0
Coal | 3611.33 | 6573.63 | 7605.14 | 7908.63 | 8252.03 | 8354.91
Geo | 0 | 0 | 0 | 0 | 0 | 0
H | 0 | 0 | 0 | 0 | 0 | 0
LFG | 0 | 0 | 0 | 0 | 0 | 0
Nuc | 0 | 0 | 0 | 0 | 0 | 0
PS | 0 | 0 | 0 | 0 | 0 | 0
PV | 0 | 0 | 0 | 0 | 0 | 0
PeakG | 0 | 0 | 0 | 0 | 0 | 0
PeakO | 0 | 0 | 0 | 0 | 0 | 0
ST | 0 | 0 | 0 | 0 | 0 | 0
STOG | 0 | 0 | 0 | 0 | 0 | 0
STWD | 0 | 0 | 0 | 0 | 0 | 0
WT | 0 | 0 | 0 | 0 | 0 | 0
IGCC | 0 | 0 | 0 | 0 | 0 | 0
DemandResponse | 0 | 0 | 0 | 0 | 0 | 0
IGCC-CCS | 0 | 0 | 0 | 0 | 0 | 0
WT_off | 0 | 0 | 0 | 0 | 0 | 0
PseudoUnit | 0 | 0 | 0 | 0 | 0 | 0
FixedInterchange | 0 | 0 | 0 | 0 | 0 | 0
retrofit VOM Costs by Reporting Type: EI_Canada
ReportingType | 2015 | 2020 | 2025 | 2030 | 2035 | 2040
BM | 0 | 0 | 0 | 0 | 0 | 0
CC | 0 | 0 | 0 | 0 | 0 | 0
CSP | 0 | 0 | 0 | 0 | 0 | 0
CT | 0 | 0 | 0 | 0 | 0 | 0
Coal | 0 | 0 | 0 | 0 | 0 | 0
Geo | 0 | 0 | 0 | 0 | 0 | 0
H | 0 | 0 | 0 | 0 | 0 | 0
LFG | 0 | 0 | 0 | 0 | 0 | 0
Nuc | 0 | 0 | 0 | 0 | 0 | 0
PS | 0 | 0 | 0 | 0 | 0 | 0
PV | 0 | 0 | 0 | 0 | 0 | 0
PeakG | 0 | 0 | 0 | 0 | 0 | 0
PeakO | 0 | 0 | 0 | 0 | 0 | 0
ST | 0 | 0 | 0 | 0 | 0 | 0
STOG | 0 | 0 | 0 | 0 | 0 | 0
STWD | 0 | 0 | 0 | 0 | 0 | 0
WT | 0 | 0 | 0 | 0 | 0 | 0
IGCC | 0 | 0 | 0 | 0 | 0 | 0
DemandResponse | 0 | 0 | 0 | 0 | 0 | 0
IGCC-CCS | 0 | 0 | 0 | 0 | 0 | 0
WT_off | 0 | 0 | 0 | 0 | 0 | 0
PseudoUnit | 0 | 0 | 0 | 0 | 0 | 0
FixedInterchange | 0 | 0 | 0 | 0 | 0 | 0
retrofit VOM Costs by Reporting Type: EI
ReportingType | 2015 | 2020 | 2025 | 2030 | 2035 | 2040
BM | 0 | 0 | 0 | 0 | 0 | 0
CC | 0 | 0 | 0 | 0 | 0 | 0
CSP | 0 | 0 | 0 | 0 | 0 | 0
CT | 0 | 0 | 0 | 0 | 0 | 0
Coal | 3611.33 | 6573.63 | 7605.14 | 7908.63 | 8252.03 | 8354.91
Geo | 0 | 0 | 0 | 0 | 0 | 0
H | 0 | 0 | 0 | 0 | 0 | 0
LFG | 0 | 0 | 0 | 0 | 0 | 0
Nuc | 0 | 0 | 0 | 0 | 0 | 0
PS | 0 | 0 | 0 | 0 | 0 | 0
PV | 0 | 0 | 0 | 0 | 0 | 0
PeakG | 0 | 0 | 0 | 0 | 0 | 0
PeakO | 0 | 0 | 0 | 0 | 0 | 0
ST | 0 | 0 | 0 | 0 | 0 | 0
STOG | 0 | 0 | 0 | 0 | 0 | 0
STWD | 0 | 0 | 0 | 0 | 0 | 0
WT | 0 | 0 | 0 | 0 | 0 | 0
IGCC | 0 | 0 | 0 | 0 | 0 | 0
DemandResponse | 0 | 0 | 0 | 0 | 0 | 0
IGCC-CCS | 0 | 0 | 0 | 0 | 0 | 0
WT_off | 0 | 0 | 0 | 0 | 0 | 0
PseudoUnit | 0 | 0 | 0 | 0 | 0 | 0
FixedInterchange | 0 | 0 | 0 | 0 | 0 | 0
retrofit VOM Costs by Reporting Type: Outside_EI
ReportingType | 2015 | 2020 | 2025 | 2030 | 2035 | 2040
BM | 0 | 0 | 0 | 0 | 0 | 0
CC | 0 | 0 | 0 | 0 | 0 | 0
CSP | 0 | 0 | 0 | 0 | 0 | 0
CT | 0 | 0 | 0 | 0 | 0 | 0
Coal | 1403.32 | 1915.58 | 2023.92 | 2026.3 | 2027.08 | 2019.16
Geo | 0 | 0 | 0 | 0 | 0 | 0
H | 0 | 0 | 0 | 0 | 0 | 0
LFG | 0 | 0 | 0 | 0 | 0 | 0
Nuc | 0 | 0 | 0 | 0 | 0 | 0
PS | 0 | 0 | 0 | 0 | 0 | 0
PV | 0 | 0 | 0 | 0 | 0 | 0
PeakG | 0 | 0 | 0 | 0 | 0 | 0
PeakO | 0 | 0 | 0 | 0 | 0 | 0
ST | 0 | 0 | 0 | 0 | 0 | 0
STOG | 0 | 0 | 0 | 0 | 0 | 0
STWD | 0 | 0 | 0 | 0 | 0 | 0
WT | 0 | 0 | 0 | 0 | 0 | 0
IGCC | 0 | 0 | 0 | 0 | 0 | 0
DemandResponse | 0 | 0 | 0 | 0 | 0 | 0
IGCC-CCS | 0 | 0 | 0 | 0 | 0 | 0
WT_off | 0 | 0 | 0 | 0 | 0 | 0
PseudoUnit | 0 | 0 | 0 | 0 | 0 | 0
FixedInterchange | 0 | 0 | 0 | 0 | 0 | 0
#10 | 0.01: Base FOM Costs ($million)
Base FOM Costs by Reporting Type: Entergy
ReportingType | 2015 | 2020 | 2025 | 2030 | 2035 | 2040
BM | 0 | 0 | 0 | 0 | 0 | 0
CC | 423.36 | 577.05 | 496.41 | 571.54 | 699.38 | 768.6
CSP | 0 | 0 | 0 | 0 | 0 | 0
CT | 0 | 0 | 0 | 0 | 0 | 0
Coal | 517.35 | 557.26 | 562.84 | 589.52 | 615.72 | 775.53
Geo | 0 | 0 | 0 | 0 | 0 | 0
H | 10.6 | 10.6 | 10.6 | 10.6 | 10.6 | 10.6
LFG | 0.97 | 0.97 | 13.89 | 13.89 | 13.89 | 13.89
Nuc | 789.41 | 804.93 | 789.41 | 789.41 | 666.82 | 1125.48
PS | 1.4 | 1.4 | 1.4 | 1.4 | 1.4 | 1.4
PV | 0 | 1.18 | 1.92 | 2.08 | 2.26 | 2.46
PeakG | 47.54 | 69.98 | 49.29 | 63.1 | 67 | 67
PeakO | 4.42 | 5.87 | 5.08 | 5.22 | 5.22 | 5.22
ST | 0 | 0 | 0 | 0 | 0 | 0
STOG | 209.48 | 247.87 | 212.48 | 212.48 | 212.48 | 212.48
STWD | 6.6 | 8.26 | 6.73 | 6.73 | 6.73 | 6.73
WT | 3.66 | 3.66 | 3.66 | 3.66 | 3.66 | 3.66
IGCC | 0 | 0 | 0 | 0 | 0 | 0
DemandResponse | 0 | 0 | 0 | 0 | 0 | 0
IGCC-CCS | 0 | 0 | 0 | 0 | 0 | 0
WT_off | 0 | 0 | 0 | 0 | 0 | 0
PseudoUnit | 0 | 0 | 0 | 0 | 0 | 0
FixedInterchange | 0 | 0 | 0 | 0 | 0 | 0
Base FOM Costs by Reporting Type: FRCC
ReportingType | 2015 | 2020 | 2025 | 2030 | 2035 | 2040
BM | 0 | 0 | 0 | 0 | 0 | 0
CC | 674.93 | 965.93 | 888.31 | 1034.93 | 1279.66 | 1477.34
CSP | 0 | 0 | 0 | 0 | 0 | 0
CT | 16.6 | 16.6 | 16.6 | 16.6 | 16.6 | 16.6
Coal | 566.68 | 543.52 | 563.62 | 608.77 | 641.4 | 686.02
Geo | 0 | 0 | 0 | 0 | 0 | 0
H | 0.78 | 0.78 | 0.78 | 0.78 | 0.78 | 0.78
LFG | 58.63 | 58.63 | 82.46 | 82.46 | 82.46 | 82.46
Nuc | 601.49 | 635.55 | 601.49 | 601.49 | 946.02 | 369.98
PS | 0 | 0 | 0 | 0 | 0 | 0
PV | 0.75 | 0.75 | 0.75 | 0.75 | 0.75 | 0.75
PeakG | 149.81 | 217.71 | 155.12 | 202.68 | 202.68 | 202.68
PeakO | 64.61 | 83.43 | 68.43 | 68.43 | 68.43 | 68.43
ST | 0 | 0 | 0 | 0 | 0 | 0
STOG | 298.98 | 353.77 | 303.26 | 303.26 | 303.26 | 303.26
STWD | 6.25 | 7.82 | 6.37 | 6.37 | 6.37 | 6.37
WT | 0 | 0 | 0 | 0 | 0 | 0
IGCC | 0 | 0 | 0 | 0 | 0 | 0
DemandResponse | 0 | 0 | 0 | 0 | 0 | 0
IGCC-CCS | 0 | 0 | 0 | 0 | 0 | 0
WT_off | 0 | 0 | 0 | 0 | 0 | 0
PseudoUnit | 0 | 0 | 0 | 0 | 0 | 0
FixedInterchange | 0 | 0 | 0 | 0 | 0 | 0
Base FOM Costs by Reporting Type: MAPP_US
ReportingType | 2015 | 2020 | 2025 | 2030 | 2035 | 2040
BM | 0 | 0 | 0 | 0 | 0 | 0
CC | 8.58 | 10.9 | 8.79 | 8.81 | 9.52 | 10.72
CSP | 0 | 0 | 0 | 0 | 0 | 0
CT | 2.06 | 2.06 | 4.2 | 8.74 | 10.08 | 12.38
Coal | 207.33 | 225.56 | 229.41 | 243.93 | 291.4 | 344.55
Geo | 3.95 | 3.95 | 3.95 | 3.95 | 3.95 | 3.95
H | 31.14 | 31.14 | 31.14 | 31.14 | 31.14 | 31.14
LFG | 0.24 | 0.24 | 8.86 | 8.86 | 8.86 | 8.86
Nuc | 0.01 | 0.01 | 0.01 | 0.01 | 0.01 | 0.01
PS | 0 | 0 | 0 | 0 | 0 | 0
PV | 0 | 0 | 0 | 0 | 0 | 0
PeakG | 12.29 | 19.13 | 14.16 | 16.07 | 17.04 | 17.04
PeakO | 9.49 | 12.94 | 10.37 | 10.37 | 10.37 | 10.37
ST | 0 | 0 | 0 | 0 | 0 | 0
STOG | 0 | 0 | 0 | 0 | 0 | 0
STWD | 0 | 0 | 0 | 0 | 0 | 0
WT | 55.22 | 78.58 | 85.14 | 92.3 | 100.13 | 108.69
IGCC | 0 | 0 | 0 | 0 | 0 | 0
DemandResponse | 0 | 0 | 0 | 0 | 0 | 0
IGCC-CCS | 0 | 0 | 0 | 0 | 0 | 0
WT_off | 0 | 0 | 0 | 0 | 0 | 0
PseudoUnit | 0 | 0 | 0 | 0 | 0 | 0
FixedInterchange | 0 | 0 | 0 | 0 | 0 | 0
Base FOM Costs by Reporting Type: MISO_IN
ReportingType | 2015 | 2020 | 2025 | 2030 | 2035 | 2040
BM | 0 | 0 | 0 | 0 | 0 | 0
CC | 41.43 | 154.44 | 184.87 | 236.67 | 286.25 | 324.7
CSP | 0 | 0 | 0 | 0 | 0 | 0
CT | 0 | 0 | 0 | 0 | 0 | 0
Coal | 992.42 | 1050.46 | 1043.15 | 1172.35 | 1310.67 | 1455.93
Geo | 0 | 0 | 0 | 0 | 0 | 0
H | 1.07 | 1.07 | 1.07 | 1.07 | 1.07 | 1.07
LFG | 4.46 | 4.46 | 14.11 | 14.11 | 14.11 | 14.11
Nuc | 0.01 | 0.01 | 0.01 | 0.01 | 0.01 | 0.01
PS | 0 | 0 | 0 | 0 | 0 | 0
PV | 0 | 4.45 | 7.61 | 8.27 | 8.99 | 9.77
PeakG | 52.35 | 76.94 | 54.27 | 73.39 | 73.39 | 73.39
PeakO | 10.59 | 13.5 | 10.82 | 10.82 | 10.82 | 10.82
ST | 0 | 0 | 0 | 0 | 0 | 0
STOG | 12.26 | 14.51 | 12.44 | 12.44 | 12.44 | 12.44
STWD | 0 | 0 | 0 | 0 | 0 | 0
WT | 18.31 | 18.31 | 18.31 | 18.31 | 18.31 | 18.31
IGCC | 30.22 | 30.22 | 30.22 | 30.22 | 30.22 | 30.22
DemandResponse | 0 | 0 | 0 | 0 | 0 | 0
IGCC-CCS | 0 | 0 | 0 | 0 | 0 | 0
WT_off | 0 | 0 | 0 | 0 | 0 | 0
PseudoUnit | 0 | 0 | 0 | 0 | 0 | 0
FixedInterchange | 0 | 0 | 0 | 0 | 0 | 0
Base FOM Costs by Reporting Type: MISO_MI
ReportingType | 2015 | 2020 | 2025 | 2030 | 2035 | 2040
BM | 0 | 0 | 0 | 0 | 0 | 0
CC | 128.88 | 172.17 | 153.31 | 159.7 | 206.49 | 235.42
CSP | 0 | 0 | 0 | 0 | 0 | 0
CT | 0 | 0 | 0 | 0 | 0 | 0
Coal | 741.6 | 580.41 | 526.95 | 586.99 | 667.14 | 715.36
Geo | 0 | 0 | 0 | 0 | 0 | 0
H | 2.01 | 2.01 | 2.01 | 2.01 | 2.01 | 2.01
LFG | 19.67 | 38.95 | 38.95 | 38.95 | 38.95 | 38.95
Nuc | 275.03 | 275.03 | 275.03 | 275.03 | 161.75 | 417.74
PS | 44.44 | 44.44 | 44.44 | 44.44 | 44.44 | 44.44
PV | 0 | 0 | 0 | 0 | 0 | 0
PeakG | 61.2 | 89.88 | 71.67 | 85.63 | 85.63 | 85.63
PeakO | 15.67 | 19.97 | 16.01 | 16.01 | 16.01 | 16.01
ST | 0 | 0 | 0 | 0 | 0 | 0
STOG | 125.33 | 148.3 | 127.13 | 127.13 | 127.13 | 127.13
STWD | 5.22 | 6.54 | 5.33 | 5.33 | 5.33 | 5.33
WT | 61.65 | 61.65 | 89.77 | 106.02 | 120.73 | 136.81
IGCC | 0 | 0 | 0 | 0 | 0 | 0
DemandResponse | 0 | 0 | 0 | 0 | 0 | 0
IGCC-CCS | 0 | 0 | 0 | 0 | 0 | 0
WT_off | 0 | 0 | 0 | 0 | 0 | 0
PseudoUnit | 0 | 0 | 0 | 0 | 0 | 0
FixedInterchange | 0 | 0 | 0 | 0 | 0 | 0
Base FOM Costs by Reporting Type: MISO_MO-IL
ReportingType | 2015 | 2020 | 2025 | 2030 | 2035 | 2040
BM | 0 | 0 | 0 | 0 | 0 | 0
CC | 31.4 | 39.92 | 32.06 | 35.22 | 39.25 | 39.25
CSP | 0 | 0 | 0 | 0 | 0 | 0
CT | 0 | 0 | 0 | 0 | 0 | 0
Coal | 1046.98 | 1106.83 | 1037.49 | 1192.27 | 1357.47 | 1429.89
Geo | 0 | 0 | 0 | 0 | 0 | 0
H | 5.01 | 5.01 | 5.01 | 5.01 | 5.01 | 5.01
LFG | 2.17 | 2.17 | 29.04 | 29.04 | 29.04 | 29.04
Nuc | 308.98 | 325.11 | 325.11 | 325.11 | 325.11 | 325.11
PS | 10.45 | 10.45 | 10.45 | 10.45 | 10.45 | 10.45
PV | 0 | 0 | 0 | 0 | 0 | 0
PeakG | 77.83 | 114.84 | 80.73 | 103.92 | 110.46 | 110.46
PeakO | 21.48 | 28.65 | 22.96 | 22.96 | 22.96 | 22.96
ST | 0 | 0 | 0 | 0 | 0 | 0
STOG | 26.02 | 30.78 | 26.39 | 26.39 | 26.39 | 26.39
STWD | 0 | 0 | 0 | 0 | 0 | 0
WT | 21.36 | 21.36 | 21.36 | 21.36 | 21.36 | 21.36
IGCC | 0 | 0 | 0 | 0 | 0 | 0
DemandResponse | 0 | 0 | 0 | 0 | 0 | 0
IGCC-CCS | 0 | 0 | 0 | 0 | 0 | 0
WT_off | 0 | 0 | 0 | 0 | 0 | 0
PseudoUnit | 0 | 0 | 0 | 0 | 0 | 0
FixedInterchange | 0 | 0 | 0 | 0 | 0 | 0
Base FOM Costs by Reporting Type: MISO_W
ReportingType | 2015 | 2020 | 2025 | 2030 | 2035 | 2040
BM | 0 | 0 | 0 | 0 | 0 | 0
CC | 90.43 | 114.8 | 92.68 | 92.68 | 109.48 | 112.22
CSP | 0 | 0 | 0 | 0 | 0 | 0
CT | 0 | 0 | 0 | 0 | 0 | 0
Coal | 868.89 | 835.38 | 835.37 | 868.74 | 1119.95 | 1530.52
Geo | 0 | 0 | 0 | 0 | 0 | 0
H | 7.08 | 7.08 | 7.08 | 7.08 | 7.08 | 7.08
LFG | 24.73 | 24.73 | 33.36 | 33.36 | 33.36 | 33.36
Nuc | 343.79 | 343.79 | 343.79 | 602.57 | 0.04 | 0.04
PS | 0 | 0 | 0 | 0 | 0 | 0
PV | 0 | 0 | 0 | 0 | 0 | 0
PeakG | 87.12 | 123.54 | 89.97 | 105.17 | 108.71 | 108.71
PeakO | 56.38 | 79.08 | 64.57 | 64.57 | 64.57 | 64.57
ST | 0 | 0 | 0 | 0 | 0 | 0
STOG | 7.56 | 8.94 | 7.67 | 7.67 | 7.67 | 7.67
STWD | 10.03 | 12.55 | 10.23 | 10.23 | 10.23 | 10.23
WT | 268.82 | 351.37 | 474.9 | 532.1 | 580.22 | 632.48
IGCC | 0 | 0 | 0 | 0 | 0 | 0
DemandResponse | 0 | 0 | 0 | 0 | 0 | 0
IGCC-CCS | 0 | 0 | 0 | 0 | 0 | 0
WT_off | 0 | 0 | 0 | 0 | 0 | 0
PseudoUnit | 0 | 0 | 0 | 0 | 0 | 0
FixedInterchange | 0 | 0 | 0 | 0 | 0 | 0
Base FOM Costs by Reporting Type: MISO_WUMS
ReportingType | 2015 | 2020 | 2025 | 2030 | 2035 | 2040
BM | 0 | 0 | 0 | 0 | 0 | 0
CC | 80.83 | 160.8 | 146.75 | 162.39 | 224.2 | 236.23
CSP | 0 | 0 | 0 | 0 | 0 | 0
CT | 0 | 49.43 | 70.67 | 118.72 | 155.93 | 165.25
Coal | 440.12 | 305.29 | 319.41 | 328.69 | 330.08 | 379.19
Geo | 0 | 0 | 0 | 0 | 0 | 0
H | 4.79 | 4.79 | 4.79 | 4.79 | 4.79 | 4.79
LFG | 8.57 | 8.57 | 35.44 | 35.44 | 35.44 | 35.44
Nuc | 264.54 | 287.77 | 264.54 | 570.75 | 0.04 | 0.04
PS | 0 | 0 | 0 | 0 | 0 | 0
PV | 0 | 0 | 0 | 0 | 0 | 0
PeakG | 55.64 | 81.65 | 65.08 | 77.65 | 77.65 | 77.65
PeakO | 13.52 | 17.78 | 14.69 | 14.69 | 14.69 | 14.69
ST | 0 | 0 | 0 | 0 | 0 | 0
STOG | 13.21 | 15.63 | 13.39 | 13.39 | 13.39 | 13.39
STWD | 3.37 | 4.21 | 3.43 | 3.43 | 3.43 | 3.43
WT | 46.36 | 46.36 | 46.36 | 46.36 | 46.36 | 46.36
IGCC | 0 | 0 | 0 | 0 | 0 | 0
DemandResponse | 0 | 0 | 0 | 0 | 0 | 0
IGCC-CCS | 0 | 0 | 0 | 0 | 0 | 0
WT_off | 0 | 0 | 0 | 0 | 0 | 0
PseudoUnit | 0 | 0 | 0 | 0 | 0 | 0
FixedInterchange | 0 | 0 | 0 | 0 | 0 | 0
Base FOM Costs by Reporting Type: Nebraska
ReportingType | 2015 | 2020 | 2025 | 2030 | 2035 | 2040
BM | 0 | 0 | 0 | 0 | 0 | 0
CC | 10.62 | 19.86 | 19.31 | 19.31 | 21.2 | 21.74
CSP | 0 | 0 | 0 | 0 | 0 | 0
CT | 0 | 0 | 0 | 0 | 0 | 0
Coal | 257.61 | 296.53 | 307.03 | 324.87 | 423.59 | 524.5
Geo | 0 | 0 | 0 | 0 | 0 | 0
H | 2.38 | 2.38 | 2.38 | 2.38 | 2.38 | 2.38
LFG | 0.72 | 0.72 | 9.35 | 9.35 | 9.35 | 9.35
Nuc | 182.28 | 198.29 | 182.28 | 249.21 | 0.09 | 0.09
PS | 0 | 0 | 0 | 0 | 0 | 0
PV | 0 | 0 | 0 | 0 | 0 | 0
PeakG | 21.82 | 37.31 | 31.37 | 31.37 | 31.37 | 31.37
PeakO | 9.57 | 12.19 | 9.77 | 9.77 | 9.77 | 9.77
ST | 0 | 0 | 0 | 0 | 0 | 0
STOG | 11.87 | 14.04 | 12.04 | 12.04 | 12.04 | 12.04
STWD | 0 | 0 | 0 | 0 | 0 | 0
WT | 10.53 | 10.53 | 10.53 | 10.53 | 10.53 | 10.53
IGCC | 0 | 0 | 0 | 0 | 0 | 0
DemandResponse | 0 | 0 | 0 | 0 | 0 | 0
IGCC-CCS | 0 | 0 | 0 | 0 | 0 | 0
WT_off | 0 | 0 | 0 | 0 | 0 | 0
PseudoUnit | 0 | 0 | 0 | 0 | 0 | 0
FixedInterchange | 0 | 0 | 0 | 0 | 0 | 0
Base FOM Costs by Reporting Type: NEISO
ReportingType | 2015 | 2020 | 2025 | 2030 | 2035 | 2040
BM | 25.35 | 25.35 | 25.35 | 25.35 | 25.35 | 25.35
CC | 366.11 | 460.13 | 386.71 | 413.6 | 451.42 | 494.45
CSP | 0 | 0 | 0 | 0 | 0 | 0
CT | 2.24 | 2.24 | 6.86 | 19.66 | 40.57 | 40.57
Coal | 22.84 | 0 | 0 | 0 | 0 | 0
Geo | 0 | 0 | 0 | 0 | 0 | 0
H | 46.4 | 46.4 | 46.4 | 46.4 | 46.4 | 46.4
LFG | 70.11 | 70.11 | 78.5 | 78.5 | 78.5 | 78.5
Nuc | 676.28 | 735.67 | 676.28 | 676.28 | 488.61 | 932.14
PS | 39.74 | 39.74 | 39.74 | 39.74 | 39.74 | 39.74
PV | 0.03 | 5.78 | 6.07 | 6.39 | 6.72 | 7.07
PeakG | 19.94 | 29.61 | 20.7 | 22.52 | 28.85 | 28.85
PeakO | 34.72 | 44.24 | 35.46 | 35.46 | 35.46 | 35.46
ST | 0 | 0 | 0 | 0 | 0 | 0
STOG | 0 | 0 | 0 | 0 | 0 | 0
STWD | 19.55 | 24.46 | 19.93 | 19.93 | 19.93 | 19.93
WT | 13.44 | 118.45 | 155.17 | 155.17 | 155.17 | 155.17
IGCC | 0 | 0 | 0 | 0 | 0 | 0
DemandResponse | 0 | 0 | 0 | 0 | 0 | 0
IGCC-CCS | 0 | 0 | 0 | 0 | 0 | 0
WT_off | 24.96 | 24.96 | 24.96 | 24.96 | 0 | 0
PseudoUnit | 0 | 0 | 0 | 0 | 0 | 0
FixedInterchange | 0 | 0 | 0 | 0 | 0 | 0
Base FOM Costs by Reporting Type: NonRTO_Midwest
ReportingType | 2015 | 2020 | 2025 | 2030 | 2035 | 2040
BM | 0 | 0 | 0 | 0 | 0 | 0
CC | 0 | 11.04 | 23.21 | 35.48 | 54.43 | 56.5
CSP | 0 | 0 | 0 | 0 | 0 | 0
CT | 0 | 4.95 | 5.03 | 6.45 | 6.47 | 15.02
Coal | 769.64 | 857.56 | 853.87 | 901.08 | 979.66 | 1067.16
Geo | 0 | 0 | 0 | 0 | 0 | 0
H | 2.04 | 2.04 | 2.04 | 2.04 | 2.04 | 2.04
LFG | 1.69 | 1.69 | 1.69 | 20.97 | 20.97 | 20.97
Nuc | 0.01 | 0.01 | 0.01 | 0.01 | 0.01 | 0.01
PS | 0 | 0 | 0 | 0 | 0 | 0
PV | 0 | 0 | 0 | 0 | 0 | 0
PeakG | 56.39 | 83.4 | 58.5 | 71.11 | 80.61 | 80.61
PeakO | 0.35 | 0.45 | 0.36 | 0.36 | 0.36 | 0.36
ST | 0 | 0 | 0 | 0 | 0 | 0
STOG | 0 | 0 | 0 | 0 | 0 | 0
STWD | 0 | 0 | 0 | 0 | 0 | 0
WT | 2.26 | 2.26 | 2.26 | 2.26 | 2.26 | 2.26
IGCC | 0 | 0 | 0 | 0 | 0 | 0
DemandResponse | 0 | 0 | 0 | 0 | 0 | 0
IGCC-CCS | 0 | 0 | 0 | 0 | 0 | 0
WT_off | 0 | 0 | 0 | 0 | 0 | 0
PseudoUnit | 0 | 0 | 0 | 0 | 0 | 0
FixedInterchange | 0 | 0 | 0 | 0 | 0 | 0
Base FOM Costs by Reporting Type: NYISO_A-F
ReportingType | 2015 | 2020 | 2025 | 2030 | 2035 | 2040
BM | 0 | 0 | 0 | 0 | 0 | 0
CC | 115.84 | 148.08 | 131.11 | 142.52 | 142.52 | 160.44
CSP | 0 | 0 | 0 | 0 | 0 | 0
CT | 0 | 0 | 0 | 0 | 0 | 0
Coal | 0 | 0 | 0 | 0 | 0 | 0
Geo | 0 | 0 | 0 | 0 | 0 | 0
H | 62.6 | 62.6 | 62.6 | 62.6 | 62.6 | 62.6
LFG | 20.8 | 20.8 | 28.97 | 28.97 | 28.97 | 28.97
Nuc | 489.92 | 509.2 | 489.92 | 399.48 | 552.03 | 578.17
PS | 33.52 | 33.52 | 33.52 | 33.52 | 33.52 | 33.52
PV | 0 | 0 | 0 | 0 | 0 | 0
PeakG | 3.78 | 5.56 | 5.31 | 5.31 | 5.31 | 5.31
PeakO | 1.14 | 1.46 | 1.17 | 1.17 | 1.17 | 1.17
ST | 0 | 0 | 0 | 0 | 0 | 0
STOG | 0 | 0 | 0 | 0 | 0 | 0
STWD | 2.76 | 3.45 | 2.81 | 2.81 | 2.81 | 2.81
WT | 113.42 | 133.35 | 167.26 | 227.13 | 268.78 | 293.99
IGCC | 0 | 0 | 0 | 0 | 0 | 0
DemandResponse | 0 | 0 | 0 | 0 | 0 | 0
IGCC-CCS | 0 | 0 | 0 | 0 | 0 | 0
WT_off | 0 | 0 | 0 | 0 | 0 | 0
PseudoUnit | 0 | 0 | 0 | 0 | 0 | 0
FixedInterchange | 0 | 0 | 0 | 0 | 0 | 0
Base FOM Costs by Reporting Type: NYISO_G-I
ReportingType | 2015 | 2020 | 2025 | 2030 | 2035 | 2040
BM | 0 | 0 | 0 | 0 | 0 | 0
CC | 34.33 | 50.99 | 67.43 | 95.3 | 144.72 | 171.65
CSP | 0 | 0 | 0 | 0 | 0 | 0
CT | 0 | 0 | 0 | 0 | 0 | 0
Coal | 0 | 0 | 0 | 0 | 0 | 0
Geo | 0 | 0 | 0 | 0 | 0 | 0
H | 0.46 | 0.46 | 0.46 | 0.46 | 0.46 | 0.46
LFG | 7.72 | 7.72 | 16.67 | 16.67 | 16.67 | 16.67
Nuc | 297.74 | 323.88 | 297.74 | 297.74 | 452.18 | 0.18
PS | 0 | 0 | 0 | 0 | 0 | 0
PV | 0 | 0 | 0 | 0 | 0 | 0
PeakG | 1.51 | 2.04 | 1.56 | 1.56 | 1.56 | 1.56
PeakO | 2.55 | 3.25 | 2.61 | 2.61 | 2.61 | 2.61
ST | 0 | 0 | 0 | 0 | 0 | 0
STOG | 53.32 | 63.1 | 54.09 | 54.09 | 54.09 | 54.09
STWD | 0 | 0 | 0 | 0 | 0 | 0
WT | 0 | 1.68 | 1.68 | 1.68 | 1.68 | 1.68
IGCC | 0 | 0 | 0 | 0 | 0 | 0
DemandResponse | 0 | 0 | 0 | 0 | 0 | 0
IGCC-CCS | 0 | 0 | 0 | 0 | 0 | 0
WT_off | 0 | 0 | 0 | 0 | 0 | 0
PseudoUnit | 0 | 0 | 0 | 0 | 0 | 0
FixedInterchange | 0 | 0 | 0 | 0 | 0 | 0
Base FOM Costs by Reporting Type: NYISO_J-K
ReportingType | 2015 | 2020 | 2025 | 2030 | 2035 | 2040
BM | 0 | 0 | 0 | 0 | 0 | 0
CC | 125.46 | 154.92 | 127.77 | 148.52 | 180.72 | 206.35
CSP | 0 | 0 | 0 | 0 | 0 | 0
CT | 0 | 2.76 | 9.43 | 19.17 | 27.85 | 36.64
Coal | 0 | 0 | 0 | 0 | 0 | 0
Geo | 0 | 0 | 0 | 0 | 0 | 0
H | 0 | 0 | 0 | 0 | 0 | 0
LFG | 14.96 | 14.96 | 23.9 | 23.9 | 23.9 | 23.9
Nuc | 0.01 | 0.01 | 0.01 | 0.01 | 0.01 | 0.01
PS | 0 | 0 | 0 | 0 | 0 | 0
PV | 0.53 | 0.53 | 0.53 | 0.53 | 0 | 0
PeakG | 54.7 | 77.08 | 56.45 | 62.35 | 66.78 | 66.78
PeakO | 61.69 | 79.16 | 63.78 | 65.02 | 65.02 | 65.02
ST | 0 | 0 | 0 | 0 | 0 | 0
STOG | 298.78 | 353.54 | 303.07 | 303.07 | 303.07 | 303.07
STWD | 0 | 0 | 0 | 0 | 0 | 0
WT | 0 | 0 | 0 | 0 | 0 | 0
IGCC | 0 | 0 | 0 | 0 | 0 | 0
DemandResponse | 0 | 0 | 0 | 0 | 0 | 0
IGCC-CCS | 0 | 0 | 0 | 0 | 0 | 0
WT_off | 0 | 0 | 0 | 0 | 0 | 0
PseudoUnit | 0 | 0 | 0 | 0 | 0 | 0
FixedInterchange | 0 | 0 | 0 | 0 | 0 | 0
Base FOM Costs by Reporting Type: PJM_E
ReportingType | 2015 | 2020 | 2025 | 2030 | 2035 | 2040
BM | 3.02 | 3.02 | 3.02 | 3.02 | 3.02 | 3.02
CC | 297.21 | 359.4 | 312.87 | 330.19 | 350.43 | 384.09
CSP | 0 | 0 | 0 | 0 | 0 | 0
CT | 0.18 | 0.18 | 0.18 | 16.48 | 44.38 | 57.55
Coal | 67.42 | 27.04 | 31.98 | 32.27 | 34.91 | 34.91
Geo | 0 | 0 | 0 | 0 | 0 | 0
H | 3.85 | 3.85 | 3.85 | 3.85 | 3.85 | 3.85
LFG | 56.83 | 72.83 | 72.83 | 72.83 | 72.83 | 72.83
Nuc | 1239 | 1184.31 | 1149.53 | 1149.53 | 825.73 | 1983.3
PS | 9.5 | 9.5 | 9.5 | 9.5 | 9.5 | 9.5
PV | 0.75 | 0.75 | 0.75 | 0.75 | 0.75 | 0.75
PeakG | 75.2 | 106.43 | 77.64 | 89.79 | 93.22 | 93.22
PeakO | 75.92 | 100.78 | 82.41 | 82.41 | 82.41 | 82.41
ST | 0 | 0 | 0 | 0 | 0 | 0
STOG | 115.25 | 136.37 | 116.9 | 116.9 | 116.9 | 116.9
STWD | 0 | 0 | 0 | 0 | 0 | 0
WT | 32.63 | 32.63 | 32.63 | 32.63 | 32.63 | 32.63
IGCC | 0 | 0 | 0 | 0 | 0 | 0
DemandResponse | 0 | 0 | 0 | 0 | 0 | 0
IGCC-CCS | 0 | 0 | 0 | 0 | 0 | 0
WT_off | 0 | 0 | 58.67 | 58.67 | 58.67 | 58.67
PseudoUnit | 0 | 0 | 0 | 0 | 0 | 0
FixedInterchange | 0 | 0 | 0 | 0 | 0 | 0
Base FOM Costs by Reporting Type: PJM_ROM
ReportingType | 2015 | 2020 | 2025 | 2030 | 2035 | 2040
BM | 1.81 | 1.81 | 1.81 | 1.81 | 1.81 | 1.81
CC | 142.43 | 174.53 | 145.82 | 151.1 | 274.83 | 525.35
CSP | 0 | 0 | 0 | 0 | 0 | 0
CT | 0.11 | 0.11 | 0.11 | 0.11 | 0.11 | 0.11
Coal | 706.47 | 726.96 | 767.05 | 1012.4 | 1078.86 | 1096.56
Geo | 0 | 0 | 0 | 0 | 0 | 0
H | 19.83 | 19.83 | 19.83 | 19.83 | 19.83 | 19.83
LFG | 43.05 | 74.95 | 74.95 | 74.95 | 74.95 | 74.95
Nuc | 733.21 | 756.8 | 733.21 | 733.21 | 657.66 | 1060.55
PS | 35.92 | 35.92 | 35.92 | 35.92 | 35.92 | 35.92
PV | 0.06 | 26.58 | 45.27 | 52.22 | 56.83 | 61.85
PeakG | 30.83 | 44.67 | 41.32 | 41.32 | 41.32 | 41.32
PeakO | 45.95 | 58.57 | 46.94 | 46.94 | 46.94 | 46.94
ST | 0 | 0 | 0 | 0 | 0 | 0
STOG | 155.08 | 183.5 | 157.31 | 157.31 | 157.31 | 157.31
STWD | 2.24 | 2.81 | 2.29 | 2.29 | 2.29 | 2.29
WT | 38.48 | 38.48 | 59.55 | 222.65 | 222.65 | 222.65
IGCC | 0 | 0 | 0 | 0 | 0 | 0
DemandResponse | 0 | 0 | 0 | 0 | 0 | 0
IGCC-CCS | 0 | 0 | 0 | 0 | 0 | 0
WT_off | 0 | 0 | 0 | 0 | 0 | 0
PseudoUnit | 0 | 0 | 0 | 0 | 0 | 0
FixedInterchange | 0 | 0 | 0 | 0 | 0 | 0
Base FOM Costs by Reporting Type: PJM_ROR
ReportingType | 2015 | 2020 | 2025 | 2030 | 2035 | 2040
BM | 38.69 | 38.69 | 38.69 | 38.69 | 38.69 | 19.4
CC | 357.07 | 589.74 | 649.3 | 850.16 | 1094.34 | 1095.65
CSP | 0 | 0 | 0 | 0 | 0 | 0
CT | 0.19 | 0.19 | 0.19 | 11.66 | 11.66 | 37.05
Coal | 3939.87 | 3656.23 | 3699.79 | 4258.2 | 4778.56 | 5049.91
Geo | 0 | 0 | 0 | 0 | 0 | 0
H | 26.17 | 26.17 | 26.17 | 26.17 | 26.17 | 26.17
LFG | 65.06 | 65.06 | 126.87 | 126.87 | 126.87 | 126.87
Nuc | 2917.4 | 3014.07 | 2917.4 | 2791.17 | 2168.76 | 4415.45
PS | 73.14 | 73.14 | 73.14 | 73.14 | 73.14 | 73.14
PV | 0.35 | 0.35 | 0.35 | 0.35 | 0.35 | 0.35
PeakG | 325.76 | 481.29 | 337.93 | 436.45 | 464.24 | 464.24
PeakO | 48.69 | 65.15 | 52.22 | 52.22 | 52.22 | 52.22
ST | 0 | 0 | 0 | 0 | 0 | 0
STOG | 93.25 | 110.34 | 94.59 | 94.59 | 94.59 | 94.59
STWD | 6.22 | 7.78 | 6.34 | 6.34 | 6.34 | 6.34
WT | 322.6 | 322.6 | 327.98 | 356.5 | 406.24 | 576.52
IGCC | 0 | 0 | 0 | 0 | 0 | 0
DemandResponse | 0 | 0 | 0 | 0 | 0 | 0
IGCC-CCS | 0 | 0 | 0 | 0 | 0 | 0
WT_off | 0 | 0 | 0 | 0 | 0 | 0
PseudoUnit | 0 | 0 | 0 | 0 | 0 | 0
FixedInterchange | 0 | 0 | 0 | 0 | 0 | 0
Base FOM Costs by Reporting Type: SOCO
ReportingType | 2015 | 2020 | 2025 | 2030 | 2035 | 2040
BM | 5.53 | 5.53 | 5.53 | 5.53 | 5.53 | 5.53
CC | 511.87 | 693.9 | 639.16 | 755.52 | 937.59 | 937.59
CSP | 0 | 0 | 0 | 0 | 0 | 0
CT | 0 | 0 | 0 | 0 | 1.31 | 1.31
Coal | 1177.95 | 1251.42 | 1272.01 | 1434.92 | 1674.2 | 2090.02
Geo | 0 | 0 | 0 | 0 | 0 | 0
H | 59.74 | 59.74 | 59.74 | 59.74 | 59.74 | 59.74
LFG | 4.46 | 4.46 | 5.13 | 17.39 | 17.39 | 17.39
Nuc | 850.41 | 1045.67 | 1045.67 | 1045.67 | 1045.67 | 1199.16
PS | 39.76 | 39.76 | 39.76 | 39.76 | 39.76 | 39.76
PV | 0 | 0 | 0 | 0 | 0 | 0
PeakG | 182.94 | 270.92 | 189.83 | 246.58 | 262.59 | 262.59
PeakO | 32.01 | 41.31 | 33.6 | 34.14 | 34.14 | 34.14
ST | 0 | 0 | 0 | 0 | 0 | 0
STOG | 0 | 0 | 0 | 0 | 0 | 0
STWD | 21.41 | 26.79 | 21.83 | 21.83 | 21.83 | 21.83
WT | 0 | 0 | 0 | 0 | 0 | 0
IGCC | 0 | 0 | 0 | 0 | 0 | 0
DemandResponse | 0 | 0 | 0 | 0 | 0 | 0
IGCC-CCS | 0 | 0 | 0 | 0 | 0 | 0
WT_off | 0 | 0 | 0 | 0 | 0 | 0
PseudoUnit | 0 | 0 | 0 | 0 | 0 | 0
FixedInterchange | 0 | 0 | 0 | 0 | 0 | 0
Base FOM Costs by Reporting Type: SPP_N
ReportingType | 2015 | 2020 | 2025 | 2030 | 2035 | 2040
BM | 0 | 0 | 0 | 0 | 0 | 0
CC | 41.13 | 94.83 | 93.71 | 137.57 | 142.45 | 142.45
CSP | 0 | 0 | 0 | 0 | 0 | 0
CT | 0 | 0 | 0 | 6.37 | 39.65 | 62.71
Coal | 578.25 | 623.61 | 625.61 | 693.24 | 746.97 | 948.55
Geo | 0 | 0 | 0 | 0 | 0 | 0
H | 0.3 | 0.3 | 0.3 | 0.3 | 0.3 | 0.3
LFG | 0.84 | 0.84 | 12.28 | 12.28 | 12.28 | 12.28
Nuc | 160.51 | 168.89 | 168.89 | 168.89 | 168.89 | 168.89
PS | 0 | 0 | 0 | 0 | 0 | 0
PV | 0 | 0 | 0 | 0 | 0 | 0
PeakG | 74.97 | 117.69 | 105.7 | 105.7 | 105.7 | 105.7
PeakO | 34.89 | 44.84 | 35.94 | 35.94 | 35.94 | 35.94
ST | 0 | 0 | 0 | 0 | 0 | 0
STOG | 74.49 | 88.14 | 75.56 | 75.56 | 75.56 | 75.56
STWD | 0 | 0 | 0 | 0 | 0 | 0
WT | 41.99 | 41.99 | 41.99 | 41.99 | 41.99 | 41.99
IGCC | 0 | 0 | 0 | 0 | 0 | 0
DemandResponse | 0 | 0 | 0 | 0 | 0 | 0
IGCC-CCS | 0 | 0 | 0 | 0 | 0 | 0
WT_off | 0 | 0 | 0 | 0 | 0 | 0
PseudoUnit | 0 | 0 | 0 | 0 | 0 | 0
FixedInterchange | 0 | 0 | 0 | 0 | 0 | 0
Base FOM Costs by Reporting Type: SPP_S
ReportingType | 2015 | 2020 | 2025 | 2030 | 2035 | 2040
BM | 0 | 0 | 0 | 0 | 0 | 0
CC | 327.42 | 450.53 | 411.01 | 484.33 | 520.4 | 524.03
CSP | 0 | 0 | 0 | 0 | 0 | 0
CT | 2.76 | 4.77 | 4.77 | 4.77 | 4.77 | 7.57
Coal | 783.1 | 869.79 | 860.82 | 868.77 | 931.87 | 1154.25
Geo | 0 | 0 | 0 | 0 | 0 | 0
H | 30.03 | 30.03 | 30.03 | 30.03 | 30.03 | 30.03
LFG | 2.29 | 2.29 | 13.72 | 13.72 | 13.72 | 13.72
Nuc | 0.01 | 0.01 | 0.01 | 0.01 | 0.01 | 0.01
PS | 10.59 | 10.59 | 10.59 | 10.59 | 10.59 | 10.59
PV | 0 | 0 | 0 | 0 | 0 | 0
PeakG | 60.2 | 87.93 | 62.37 | 76.78 | 82.77 | 82.77
PeakO | 3.36 | 4.54 | 3.63 | 3.63 | 3.64 | 3.66
ST | 0 | 0 | 0 | 0 | 0 | 0
STOG | 432.55 | 511.83 | 438.76 | 438.76 | 438.76 | 438.76
STWD | 2.69 | 3.37 | 2.75 | 2.75 | 2.75 | 2.75
WT | 90.68 | 185.08 | 205.21 | 232.74 | 603.83 | 916.06
IGCC | 0 | 0 | 0 | 0 | 0 | 0
DemandResponse | 0 | 0 | 0 | 0 | 0 | 0
IGCC-CCS | 0 | 0 | 0 | 0 | 0 | 0
WT_off | 0 | 0 | 0 | 0 | 0 | 0
PseudoUnit | 0 | 0 | 0 | 0 | 0 | 0
FixedInterchange | 0 | 0 | 0 | 0 | 0 | 0
Base FOM Costs by Reporting Type: TVA
ReportingType | 2015 | 2020 | 2025 | 2030 | 2035 | 2040
BM | 0 | 0 | 0 | 0 | 0 | 0
CC | 152.84 | 243.55 | 248.35 | 273.31 | 297.77 | 297.77
CSP | 0 | 0 | 0 | 0 | 0 | 0
CT | 2.95 | 21.71 | 21.71 | 36.79 | 48.05 | 48.05
Coal | 1090.47 | 1089.38 | 1128.37 | 1231.52 | 1446.95 | 1612.84
Geo | 0 | 0 | 0 | 0 | 0 | 0
H | 72.8 | 72.8 | 72.8 | 72.8 | 72.8 | 72.8
LFG | 1.57 | 1.57 | 1.57 | 14.49 | 14.49 | 14.49
Nuc | 1153.81 | 1199.07 | 1153.81 | 1153.81 | 788.03 | 1385.25
PS | 41.38 | 41.38 | 41.38 | 41.38 | 41.38 | 41.38
PV | 0 | 0 | 0 | 0 | 0 | 0
PeakG | 99.24 | 153.37 | 140.99 | 140.99 | 140.99 | 140.99
PeakO | 1.87 | 2.54 | 1.92 | 2.49 | 2.49 | 2.49
ST | 0 | 0 | 0 | 0 | 0 | 0
STOG | 0 | 0 | 0 | 0 | 0 | 0
STWD | 0.16 | 0.2 | 0.16 | 0.16 | 0.16 | 0.16
WT | 0.99 | 0.99 | 0.99 | 0.99 | 0.99 | 0.99
IGCC | 0 | 0 | 0 | 0 | 0 | 0
DemandResponse | 0 | 0 | 0 | 0 | 0 | 0
IGCC-CCS | 0 | 0 | 0 | 0 | 0 | 0
WT_off | 0 | 0 | 0 | 0 | 0 | 0
PseudoUnit | 0 | 0 | 0 | 0 | 0 | 0
FixedInterchange | 0 | 0 | 0 | 0 | 0 | 0
Base FOM Costs by Reporting Type: TVA_Transmission
ReportingType | 2015 | 2020 | 2025 | 2030 | 2035 | 2040
BM | 0 | 0 | 0 | 0 | 0 | 0
CC | 0 | 0 | 0 | 0 | 0 | 0
CSP | 0 | 0 | 0 | 0 | 0 | 0
CT | 0 | 0 | 0 | 0 | 0 | 0
Coal | 0 | 0 | 0 | 0 | 0 | 0
Geo | 0 | 0 | 0 | 0 | 0 | 0
H | 0 | 0 | 0 | 0 | 0 | 0
LFG | 0 | 0 | 0 | 0 | 0 | 0
Nuc | 0 | 0 | 0 | 0 | 0 | 0
PS | 0 | 0 | 0 | 0 | 0 | 0
PV | 0 | 0 | 0 | 0 | 0 | 0
PeakG | 0 | 0 | 0 | 0 | 0 | 0
PeakO | 0 | 0 | 0 | 0 | 0 | 0
ST | 0 | 0 | 0 | 0 | 0 | 0
STOG | 0 | 0 | 0 | 0 | 0 | 0
STWD | 0 | 0 | 0 | 0 | 0 | 0
WT | 0 | 0 | 0 | 0 | 0 | 0
IGCC | 0 | 0 | 0 | 0 | 0 | 0
DemandResponse | 0 | 0 | 0 | 0 | 0 | 0
IGCC-CCS | 0 | 0 | 0 | 0 | 0 | 0
WT_off | 0 | 0 | 0 | 0 | 0 | 0
PseudoUnit | 0 | 0 | 0 | 0 | 0 | 0
FixedInterchange | 0 | 0 | 0 | 0 | 0 | 0
Base FOM Costs by Reporting Type: VACAR
ReportingType | 2015 | 2020 | 2025 | 2030 | 2035 | 2040
BM | 0.09 | 53.84 | 141.79 | 171.55 | 201.72 | 239.4
CC | 240.57 | 313.06 | 325.79 | 395.7 | 539.35 | 680.28
CSP | 0 | 0 | 0 | 0 | 0 | 0
CT | 4.8 | 10.92 | 17.37 | 32.67 | 42.57 | 42.57
Coal | 1111.67 | 1101.55 | 1131.05 | 1290.35 | 1462.58 | 1550.34
Geo | 0 | 0 | 0 | 0 | 0 | 0
H | 30.23 | 30.23 | 30.23 | 30.23 | 30.23 | 30.23
LFG | 7.64 | 20.52 | 20.52 | 20.52 | 20.52 | 20.52
Nuc | 1664.13 | 1955.26 | 1870.92 | 1870.92 | 1398.04 | 2995.54
PS | 62.1 | 62.1 | 62.1 | 62.1 | 62.1 | 62.1
PV | 0.23 | 2.76 | 3.04 | 3.36 | 3.72 | 4.12
PeakG | 142.93 | 209.84 | 148.17 | 188.38 | 199.72 | 199.72
PeakO | 36.13 | 46.34 | 37.33 | 38.01 | 38.01 | 38.01
ST | 0 | 0 | 0 | 0 | 0 | 0
STOG | 4.04 | 4.78 | 4.1 | 4.1 | 4.1 | 4.1
STWD | 9.01 | 11.27 | 9.18 | 9.18 | 9.18 | 9.18
WT | 0.03 | 98.25 | 98.25 | 98.25 | 98.25 | 98.25
IGCC | 0 | 0 | 0 | 0 | 0 | 0
DemandResponse | 0 | 0 | 0 | 0 | 0 | 0
IGCC-CCS | 0 | 0 | 0 | 0 | 0 | 0
WT_off | 0.05 | 0.05 | 0.05 | 0.05 | 0.05 | 0.05
PseudoUnit | 0 | 0 | 0 | 0 | 0 | 0
FixedInterchange | 0 | 0 | 0 | 0 | 0 | 0
Base FOM Costs by Reporting Type: IESO
ReportingType | 2015 | 2020 | 2025 | 2030 | 2035 | 2040
BM | 32.8 | 32.8 | 32.8 | 32.8 | 32.8 | 32.8
CC | 197.07 | 197.78 | 199.34 | 210.66 | 284.03 | 357.47
CSP | 0 | 0 | 0 | 0 | 0 | 0
CT | 2.46 | 2.46 | 2.46 | 3.49 | 3.49 | 8.23
Coal | 0 | 0 | 0 | 0 | 0 | 0
Geo | 0 | 0 | 0 | 0 | 0 | 0
H | 123.83 | 123.83 | 123.83 | 123.83 | 123.83 | 123.83
LFG | 14.17 | 14.17 | 14.17 | 14.23 | 14.23 | 14.23
Nuc | 1895.33 | 1895.33 | 1895.33 | 1895.33 | 1745.37 | 2079.68
PS | 2.92 | 2.92 | 2.92 | 2.92 | 2.92 | 2.92
PV | 18.26 | 18.26 | 18.26 | 18.26 | 0.44 | 0.44
PeakG | 11.67 | 13.67 | 13.67 | 13.67 | 13.67 | 13.67
PeakO | 4.92 | 4.92 | 5.03 | 5.12 | 5.12 | 5.12
ST | 0 | 0 | 0 | 0 | 0 | 0
STOG | 0 | 0 | 0 | 0 | 0 | 0
STWD | 4.45 | 4.45 | 4.45 | 4.45 | 4.45 | 4.45
WT | 102.92 | 102.92 | 102.92 | 102.92 | 43.8 | 43.8
IGCC | 0 | 0 | 0 | 0 | 0 | 0
DemandResponse | 0 | 0 | 0 | 0 | 0 | 0
IGCC-CCS | 0 | 0 | 0 | 0 | 0 | 0
WT_off | 0 | 0 | 0 | 0 | 0 | 0
PseudoUnit | 0 | 0 | 0 | 0 | 0 | 0
FixedInterchange | 0 | 0 | 0 | 0 | 0 | 0
Base FOM Costs by Reporting Type: MAPP_CA
ReportingType | 2015 | 2020 | 2025 | 2030 | 2035 | 2040
BM | 0 | 0 | 0 | 0 | 0 | 0
CC | 40.44 | 55.83 | 66.83 | 85.04 | 104.13 | 109.96
CSP | 0 | 0 | 0 | 0 | 0 | 0
CT | 0 | 0 | 0 | 0 | 0.31 | 6.36
Coal | 48.71 | 49.51 | 53.13 | 53.13 | 53.13 | 65.36
Geo | 0 | 0 | 0 | 0 | 0 | 0
H | 92.24 | 92.24 | 92.24 | 92.24 | 92.24 | 92.24
LFG | 0 | 0 | 0 | 0 | 0 | 0
Nuc | 0.01 | 0.01 | 0.01 | 0.01 | 0.01 | 0.01
PS | 0 | 0 | 0 | 0 | 0 | 0
PV | 0 | 0 | 0 | 0 | 0 | 0
PeakG | 9.88 | 9.88 | 9.88 | 9.88 | 13.09 | 13.09
PeakO | 0.09 | 0.09 | 0.09 | 0.12 | 0.12 | 0.12
ST | 0 | 0 | 0 | 0 | 0 | 0
STOG | 5.54 | 5.54 | 5.54 | 5.54 | 5.54 | 5.54
STWD | 0 | 0 | 0 | 0 | 0 | 0
WT | 17.9 | 17.9 | 17.9 | 17.9 | 17.9 | 17.9
IGCC | 0 | 0 | 0 | 0 | 0 | 0
DemandResponse | 0 | 0 | 0 | 0 | 0 | 0
IGCC-CCS | 0 | 0 | 0 | 0 | 0 | 0
WT_off | 0 | 0 | 0 | 0 | 0 | 0
PseudoUnit | 0 | 0 | 0 | 0 | 0 | 0
FixedInterchange | 0 | 0 | 0 | 0 | 0 | 0
Base FOM Costs by Reporting Type: AZ_NM_SNV_Coal
ReportingType | 2015 | 2020 | 2025 | 2030 | 2035 | 2040
BM | 0 | 0 | 0 | 0 | 0 | 0
CC | 0 | 0 | 0 | 0 | 0 | 0
CSP | 0 | 0 | 0 | 0 | 0 | 0
CT | 0 | 0 | 0 | 0 | 0 | 0
Coal | 731.78 | 781.65 | 789.38 | 904.87 | 1033.76 | 1346.67
Geo | 0 | 0 | 0 | 0 | 0 | 0
H | 0 | 0 | 0 | 0 | 0 | 0
LFG | 0 | 0 | 0 | 0 | 0 | 0
Nuc | 0 | 0 | 0 | 0 | 0 | 0
PS | 0 | 0 | 0 | 0 | 0 | 0
PV | 0 | 0 | 0 | 0 | 0 | 0
PeakG | 0 | 0 | 0 | 0 | 0 | 0
PeakO | 5.77 | 7.38 | 5.55 | 0 | 0 | 0
ST | 0 | 0 | 0 | 0 | 0 | 0
STOG | 0 | 0 | 0 | 0 | 0 | 0
STWD | 0 | 0 | 0 | 0 | 0 | 0
WT | 0 | 0 | 0 | 0 | 0 | 0
IGCC | 0 | 0 | 0 | 0 | 0 | 0
DemandResponse | 0 | 0 | 0 | 0 | 0 | 0
IGCC-CCS | 0 | 0 | 0 | 0 | 0 | 0
WT_off | 0 | 0 | 0 | 0 | 0 | 0
PseudoUnit | 0 | 0 | 0 | 0 | 0 | 0
FixedInterchange | 0 | 0 | 0 | 0 | 0 | 0
Base FOM Costs by Reporting Type: AZ_NM_SNV_Gas
ReportingType | 2015 | 2020 | 2025 | 2030 | 2035 | 2040
BM | 0 | 0 | 0 | 0 | 0 | 0
CC | 488.08 | 639.94 | 557.72 | 696.09 | 880.95 | 907.45
CSP | 0 | 0 | 0 | 0 | 0 | 0
CT | 4.93 | 4.93 | 4.93 | 4.93 | 0 | 0
Coal | 0 | 0 | 0 | 0 | 0 | 0
Geo | 0 | 0 | 0 | 0 | 0 | 0
H | 0 | 0 | 0 | 0 | 0 | 0
LFG | 0 | 0 | 0 | 0 | 0 | 0
Nuc | 0 | 0 | 0 | 0 | 0 | 0
PS | 0 | 0 | 0 | 0 | 0 | 0
PV | 0 | 0 | 0 | 0 | 0 | 0
PeakG | 63.97 | 93.45 | 74.33 | 28.86 | 0 | 0
PeakO | 0 | 0 | 0 | 0 | 0 | 0
ST | 0 | 0 | 0 | 0 | 0 | 0
STOG | 0 | 0 | 0 | 0 | 0 | 0
STWD | 0 | 0 | 0 | 0 | 0 | 0
WT | 0 | 0 | 0 | 0 | 0 | 0
IGCC | 0 | 0 | 0 | 0 | 0 | 0
DemandResponse | 0 | 0 | 0 | 0 | 0 | 0
IGCC-CCS | 0 | 0 | 0 | 0 | 0 | 0
WT_off | 0 | 0 | 0 | 0 | 0 | 0
PseudoUnit | 0 | 0 | 0 | 0 | 0 | 0
FixedInterchange | 0 | 0 | 0 | 0 | 0 | 0
Base FOM Costs by Reporting Type: AZ_NM_SNV_NucRenew
ReportingType | 2015 | 2020 | 2025 | 2030 | 2035 | 2040
BM | 0 | 0 | 0 | 0 | 0 | 0
CC | 0 | 0 | 0 | 0 | 0 | 0
CSP | 0 | 0 | 0 | 0 | 0 | 0
CT | 0 | 0 | 0 | 0 | 0 | 0
Coal | 0 | 0 | 0 | 0 | 0 | 0
Geo | 0 | 0 | 122.18 | 122.18 | 122.18 | 122.18
H | 44.6 | 44.6 | 44.6 | 44.6 | 44.6 | 44.6
LFG | 0.84 | 8.14 | 8.14 | 8.14 | 8.14 | 8.14
Nuc | 484.16 | 564.17 | 564.17 | 564.17 | 564.17 | 564.17
PS | 5.13 | 5.13 | 5.13 | 5.13 | 5.13 | 5.13
PV | 2.38 | 2.38 | 2.38 | 2.38 | 2.38 | 2.38
PeakG | 0 | 0 | 0 | 0 | 0 | 0
PeakO | 0 | 0 | 0 | 0 | 0 | 0
ST | 17.92 | 52.72 | 76.23 | 86.26 | 86.26 | 86.26
STOG | 0 | 0 | 0 | 0 | 0 | 0
STWD | 0.83 | 1.04 | 0.85 | 0.85 | 0.85 | 0.85
WT | 17.57 | 540.36 | 540.36 | 561.03 | 561.03 | 561.27
IGCC | 0 | 0 | 0 | 0 | 0 | 0
DemandResponse | 0 | 0 | 0 | 0 | 0 | 0
IGCC-CCS | 0 | 0 | 0 | 0 | 0 | 0
WT_off | 0 | 0 | 0 | 0 | 0 | 0
PseudoUnit | 0 | 0 | 0 | 0 | 0 | 0
FixedInterchange | 0 | 0 | 0 | 0 | 0 | 0
Base FOM Costs by Reporting Type: ERCOT
ReportingType | 2015 | 2020 | 2025 | 2030 | 2035 | 2040
BM | 14.57 | 14.57 | 14.57 | 14.57 | 14.57 | 14.57
CC | 934.85 | 1283.06 | 1156.66 | 1293.01 | 1551.11 | 1686.46
CSP | 0 | 0 | 0 | 0 | 0 | 0
CT | 1.67 | 1.67 | 1.67 | 1.67 | 1.67 | 1.67
Coal | 1019.59 | 1172.97 | 1088.29 | 1142.72 | 1271.61 | 1504.58
Geo | 0 | 0 | 0 | 0 | 0 | 0
H | 8.05 | 8.05 | 8.05 | 8.05 | 8.05 | 8.05
LFG | 9.05 | 9.05 | 9.05 | 51.64 | 51.64 | 51.64
Nuc | 574.09 | 734.71 | 741.22 | 741.22 | 741.22 | 741.22
PS | 0 | 0 | 0 | 0 | 0 | 0
PV | 0.25 | 0.25 | 0.25 | 0.25 | 0.01 | 0.01
PeakG | 80.63 | 119.03 | 114.62 | 114.62 | 114.62 | 114.62
PeakO | 1.29 | 1.86 | 1.53 | 1.53 | 1.53 | 1.53
ST | 0 | 0 | 0 | 0 | 0 | 0
STOG | 832.01 | 984.5 | 843.94 | 843.94 | 843.94 | 843.94
STWD | 0 | 0 | 0 | 0 | 0 | 0
WT | 315.42 | 315.42 | 315.42 | 315.42 | 315.42 | 315.42
IGCC | 0 | 0 | 0 | 0 | 0 | 0
DemandResponse | 0 | 0 | 0 | 0 | 0 | 0
IGCC-CCS | 0 | 0 | 0 | 0 | 0 | 0
WT_off | 0 | 0 | 0 | 0 | 0 | 0
PseudoUnit | 0 | 0 | 0 | 0 | 0 | 0
FixedInterchange | 0 | 0 | 0 | 0 | 0 | 0
Base FOM Costs by Reporting Type: NP15
ReportingType | 2015 | 2020 | 2025 | 2030 | 2035 | 2040
BM | 0 | 0 | 0 | 0 | 0 | 0
CC | 205.4 | 258.04 | 238.09 | 262.04 | 291.68 | 336.1
CSP | 0 | 0 | 0 | 0 | 0 | 0
CT | 20.48 | 56.83 | 92.05 | 148.39 | 190.86 | 220.01
Coal | 1.65 | 0 | 0 | 0 | 0 | 0
Geo | 100.8 | 109.27 | 151.36 | 151.36 | 151.36 | 151.36
H | 125.7 | 125.7 | 125.7 | 125.7 | 125.7 | 125.7
LFG | 10.26 | 78.24 | 78.24 | 78.24 | 78.24 | 78.24
Nuc | 302.44 | 364.27 | 334.86 | 334.86 | 334.86 | 334.86
PS | 53.58 | 53.58 | 53.58 | 53.58 | 53.58 | 53.58
PV | 0.89 | 0.89 | 0.89 | 0.89 | 0.89 | 0.89
PeakG | 56.04 | 82.34 | 58.1 | 74.01 | 78.49 | 78.49
PeakO | 10.26 | 13.08 | 10.48 | 10.49 | 10.49 | 10.49
ST | 1.86 | 1.86 | 1.86 | 1.86 | 1.86 | 1.86
STOG | 167.55 | 198.25 | 169.95 | 169.95 | 169.95 | 169.95
STWD | 14.17 | 17.73 | 14.44 | 14.44 | 14.44 | 14.44
WT | 40.21 | 94.2 | 94.2 | 132.82 | 132.82 | 132.82
IGCC | 0 | 0 | 0 | 0 | 0 | 0
DemandResponse | 0 | 0 | 0 | 0 | 0 | 0
IGCC-CCS | 0 | 0 | 0 | 0 | 0 | 0
WT_off | 0 | 0 | 0 | 0 | 0 | 0
PseudoUnit | 0 | 0 | 0 | 0 | 0 | 0
FixedInterchange | 0 | 0 | 0 | 0 | 0 | 0
Base FOM Costs by Reporting Type: NWPP_Coal
ReportingType | 2015 | 2020 | 2025 | 2030 | 2035 | 2040
BM | 0 | 0 | 0 | 0 | 0 | 0
CC | 0 | 0 | 0 | 0 | 0 | 0
CSP | 0 | 0 | 0 | 0 | 0 | 0
CT | 0 | 0 | 0 | 0 | 0 | 0
Coal | 849.12 | 903.29 | 941.99 | 996.34 | 1154.4 | 1256.49
Geo | 0 | 0 | 0 | 0 | 0 | 0
H | 0 | 0 | 0 | 0 | 0 | 0
LFG | 0 | 0 | 0 | 0 | 0 | 0
Nuc | 0 | 0 | 0 | 0 | 0 | 0
PS | 0 | 0 | 0 | 0 | 0 | 0
PV | 0 | 0 | 0 | 0 | 0 | 0
PeakG | 0 | 0 | 0 | 0 | 0 | 0
PeakO | 0 | 0 | 0 | 0 | 0 | 0
ST | 0 | 0 | 0 | 0 | 0 | 0
STOG | 0 | 0 | 0 | 0 | 0 | 0
STWD | 0 | 0 | 0 | 0 | 0 | 0
WT | 0 | 0 | 0 | 0 | 0 | 0
IGCC | 0 | 0 | 0 | 0 | 0 | 0
DemandResponse | 0 | 0 | 0 | 0 | 0 | 0
IGCC-CCS | 0 | 0 | 0 | 0 | 0 | 0
WT_off | 0 | 0 | 0 | 0 | 0 | 0
PseudoUnit | 0 | 0 | 0 | 0 | 0 | 0
FixedInterchange | 0 | 0 | 0 | 0 | 0 | 0
Base FOM Costs by Reporting Type: NWPP_Gas
ReportingType | 2015 | 2020 | 2025 | 2030 | 2035 | 2040
BM | 0 | 0 | 0 | 0 | 0 | 0
CC | 228.18 | 316.28 | 318.95 | 411.71 | 556.41 | 653.7
CSP | 0 | 0 | 0 | 0 | 0 | 0
CT | bar: 0.01 to 0.05
Coal | 0 | 0 | 0 | 0 | 0 | 27.81
Geo | 0 | 0 | 0 | 0 | 0 | 0
H | 0 | 0 | 0 | 0 | 0 | 0
LFG | 0 | 0 | 0 | 0 | 0 | 0
Nuc | 0 | 0 | 0 | 0 | 0 | 0
PS | 0 | 0 | 0 | 0 | 0 | 0
PV | 0 | 0 | 0 | 0 | 0 | 0
PeakG | 7.01 | 10.4 | 7.79 | 10.13 | 10.13 | 10.13
PeakO | 0 | 0 | 0 | 0 | 0 | 0
ST | 0 | 0 | 0 | 0 | 0 | 0
STOG | 0 | 0 | 0 | 0 | 0 | 0
STWD | 0 | 0 | 0 | 0 | 0 | 0
WT | 0 | 0 | 0 | 0 | 0 | 0
IGCC | 0 | 0 | 0 | 0 | 0 | 0
DemandResponse | 0 | 0 | 0 | 0 | 0 | 0
IGCC-CCS | 0 | 0 | 0 | 0 | 0 | 0
WT_off | 0 | 0 | 0 | 0 | 0 | 0
PseudoUnit | 0 | 0 | 0 | 0 | 0 | 0
FixedInterchange | 0 | 0 | 0 | 0 | 0 | 0
Base FOM Costs by Reporting Type: NWPP_NucRenew
ReportingType | 2015 | 2020 | 2025 | 2030 | 2035 | 2040
BM | 3.27 | 3.27 | 3.27 | 3.27 | 3.27 | 3.27
CC | 0 | 0 | 0 | 0 | 0 | 0
CSP | 0 | 0 | 0 | 0 | 0 | 0
CT | 0 | 0 | 0 | 0 | 0 | 0
Coal | 0 | 0 | 0 | 0 | 0 | 0
Geo | 35.81 | 35.81 | 72.38 | 72.38 | 72.38 | 72.38
H | 480.54 | 480.54 | 480.54 | 480.54 | 480.54 | 480.54
LFG | 15.5 | 24.8 | 44.91 | 44.91 | 44.91 | 44.91
Nuc | 164.67 | 164.67 | 164.67 | 164.67 | 164.67 | 225.13
PS | 6.12 | 6.12 | 6.12 | 6.12 | 6.12 | 6.12
PV | 0.04 | 0.04 | 0.04 | 0.04 | 0.04 | 0.04
PeakG | 0 | 0 | 0 | 0 | 0 | 0
PeakO | 0 | 0 | 0 | 0 | 0 | 0
ST | 0 | 0 | 0 | 0 | 0 | 0
STOG | 0 | 0 | 0 | 0 | 0 | 0
STWD | 17.98 | 22.5 | 18.33 | 18.33 | 18.33 | 18.33
WT | 228.93 | 228.93 | 228.93 | 249.58 | 249.58 | 249.58
IGCC | 0 | 0 | 0 | 0 | 0 | 0
DemandResponse | 0 | 0 | 0 | 0 | 0 | 0
IGCC-CCS | 0 | 0 | 0 | 0 | 0 | 0
WT_off | 0 | 0 | 0 | 0 | 0 | 0
PseudoUnit | 0 | 0 | 0 | 0 | 0 | 0
FixedInterchange | 0 | 0 | 0 | 0 | 0 | 0
Base FOM Costs by Reporting Type: RMPA
ReportingType | 2015 | 2020 | 2025 | 2030 | 2035 | 2040
BM | 0 | 0 | 0 | 0 | 0 | 0
CC | 79.71 | 101.34 | 81.4 | 99.64 | 99.64 | 99.64
CSP | 0 | 0 | 0 | 0 | 0 | 0
CT | 1.02 | 1.02 | 1.02 | 1.02 | 1.51 | 5.32
Coal | 483.02 | 529.33 | 538.95 | 612.96 | 724.65 | 905.25
Geo | 0 | 44.2 | 216.56 | 216.56 | 216.56 | 216.56
H | 13.99 | 13.99 | 13.99 | 13.99 | 13.99 | 13.99
LFG | 0.89 | 4.37 | 4.37 | 4.37 | 4.37 | 4.37
Nuc | 0.01 | 0.01 | 0.01 | 0.01 | 0.01 | 0.01
PS | 13.37 | 13.37 | 13.37 | 13.37 | 13.37 | 13.37
PV | 0.31 | 0.31 | 0.31 | 0.31 | 0.31 | 0.31
PeakG | 48.87 | 72.26 | 50.7 | 61.6 | 69.81 | 69.81
PeakO | 5.49 | 6.99 | 5.61 | 5.61 | 5.61 | 5.61
ST | 0.19 | 26.64 | 29.94 | 33.65 | 33.65 | 33.65
STOG | 9.54 | 11.28 | 9.67 | 9.67 | 9.67 | 9.67
STWD | 0 | 0 | 0 | 0 | 0 | 0
WT | 67.62 | 67.62 | 67.62 | 67.62 | 67.62 | 67.62
IGCC | 0 | 0 | 0 | 0 | 0 | 0
DemandResponse | 0 | 0 | 0 | 0 | 0 | 0
IGCC-CCS | 0 | 0 | 0 | 0 | 0 | 0
WT_off | 0 | 0 | 0 | 0 | 0 | 0
PseudoUnit | 0 | 0 | 0 | 0 | 0 | 0
FixedInterchange | 0 | 0 | 0 | 0 | 0 | 0
Base FOM Costs by Reporting Type: SP15
ReportingType | 2015 | 2020 | 2025 | 2030 | 2035 | 2040
BM | 0.6 | 0.6 | 0.6 | 0.6 | 0.6 | 0.6
CC | 299.75 | 377.64 | 311.5 | 321.09 | 355.07 | 364.66
CSP | 0 | 0 | 0 | 0 | 0 | 0
CT | 0 | 0 | 0 | 0 | 24.79 | 50.1
Coal | 6.4 | 8.11 | 7.61 | 8.09 | 8.23 | 8.23
Geo | 86.16 | 208.35 | 208.35 | 208.35 | 208.35 | 208.35
H | 16.57 | 16.57 | 16.57 | 16.57 | 16.57 | 16.57
LFG | 26.93 | 93.8 | 93.8 | 93.8 | 93.8 | 93.8
Nuc | 327.58 | 356.35 | 327.58 | 327.58 | 327.58 | 447.86
PS | 34.19 | 34.19 | 34.19 | 34.19 | 34.19 | 34.19
PV | 1.87 | 1.87 | 1.87 | 1.87 | 1.87 | 1.87
PeakG | 76.73 | 111.44 | 93.22 | 103.59 | 103.59 | 103.59
PeakO | 1.47 | 1.91 | 1.53 | 1.53 | 1.53 | 1.53
ST | 28.67 | 28.67 | 28.67 | 28.67 | 28.67 | 28.67
STOG | 450.09 | 532.57 | 456.54 | 456.54 | 456.54 | 456.54
STWD | 3.81 | 4.77 | 3.89 | 3.89 | 3.89 | 3.89
WT | 71.03 | 71.03 | 71.03 | 108.18 | 108.18 | 108.18
IGCC | 0 | 0 | 0 | 0 | 0 | 0
DemandResponse | 0 | 0 | 0 | 0 | 0 | 0
IGCC-CCS | 0 | 0 | 0 | 0 | 0 | 0
WT_off | 0 | 0 | 0 | 0 | 0 | 0
PseudoUnit | 0 | 0 | 0 | 0 | 0 | 0
FixedInterchange | 0 | 0 | 0 | 0 | 0 | 0
Base FOM Costs by Reporting Type: ALB
ReportingType | 2015 | 2020 | 2025 | 2030 | 2035 | 2040
BM | 0 | 0 | 0 | 0 | 0 | 0
CC | 73.95 | 90.61 | 112.69 | 150.68 | 182.29 | 216.36
CSP | 0 | 0 | 0 | 0 | 0 | 0
CT | 1.35 | 1.35 | 1.35 | 1.35 | 1.35 | 1.35
Coal | 380.9 | 399.22 | 412.86 | 439.17 | 499.16 | 562.47
Geo | 0 | 0 | 0 | 0 | 0 | 0
H | 12.99 | 12.99 | 12.99 | 12.99 | 12.99 | 12.99
LFG | 1.21 | 1.21 | 1.21 | 1.21 | 1.21 | 1.21
Nuc | 0.01 | 0.01 | 0.01 | 0.01 | 0.01 | 0.01
PS | 0 | 0 | 0 | 0 | 0 | 0
PV | 0 | 0 | 0 | 0 | 0 | 0
PeakG | 30.7 | 30.7 | 30.7 | 30.7 | 43.25 | 43.25
PeakO | 0 | 0 | 0 | 0 | 0 | 0
ST | 0 | 0 | 0 | 0 | 0 | 0
STOG | 0 | 0 | 0 | 0 | 0 | 0
STWD | 0 | 0 | 0 | 0 | 0 | 0
WT | 22.94 | 22.94 | 22.94 | 22.94 | 22.94 | 22.94
IGCC | 0 | 0 | 0 | 0 | 0 | 0
DemandResponse | 0 | 0 | 0 | 0 | 0 | 0
IGCC-CCS | 0 | 0 | 0 | 0 | 0 | 0
WT_off | 0 | 0 | 0 | 0 | 0 | 0
PseudoUnit | 0 | 0 | 0 | 0 | 0 | 0
FixedInterchange | 0 | 0 | 0 | 0 | 0 | 0
Base FOM Costs by Reporting Type: BC
ReportingType | 2015 | 2020 | 2025 | 2030 | 2035 | 2040
BM | 0 | 0 | 0 | 0 | 0 | 0
CC | 28.07 | 45.81 | 64.94 | 91.14 | 101.78 | 122.4
CSP | 0 | 0 | 0 | 0 | 0 | 0
CT | 0 | 0 | 0 | 0 | 8.63 | 13.56
Coal | 0 | 0 | 0 | 0 | 0 | 0
Geo | 0 | 0 | 0 | 0 | 0 | 0
H | 173.22 | 173.22 | 173.22 | 173.22 | 173.22 | 173.22
LFG | 2.9 | 2.9 | 2.9 | 2.9 | 2.9 | 2.9
Nuc | 0.01 | 0.01 | 0.01 | 0.01 | 0.01 | 0.01
PS | 0 | 0 | 0 | 0 | 0 | 0
PV | 0 | 0 | 0 | 0 | 0 | 0
PeakG | 2.66 | 2.77 | 3.3 | 3.3 | 3.3 | 3.3
PeakO | 1.16 | 1.29 | 1.29 | 1.29 | 1.29 | 1.29
ST | 0 | 0 | 0 | 0 | 0 | 0
STOG | 8.43 | 8.43 | 8.43 | 8.43 | 8.43 | 8.43
STWD | 16.34 | 16.34 | 16.34 | 16.34 | 16.34 | 16.34
WT | 7.53 | 7.53 | 7.53 | 7.53 | 7.53 | 7.53
IGCC | 0 | 0 | 0 | 0 | 0 | 0
DemandResponse | 0 | 0 | 0 | 0 | 0 | 0
IGCC-CCS | 0 | 0 | 0 | 0 | 0 | 0
WT_off | 0 | 0 | 0 | 0 | 0 | 0
PseudoUnit | 0 | 0 | 0 | 0 | 0 | 0
FixedInterchange | 0 | 0 | 0 | 0 | 0 | 0
Base FOM Costs by Reporting Type: HQ_IESO
ReportingType | 2015 | 2020 | 2025 | 2030 | 2035 | 2040
BM | 0 | 0 | 0 | 0 | 0 | 0
CC | 0 | 0 | 0 | 0 | 0 | 0
CSP | 0 | 0 | 0 | 0 | 0 | 0
CT | 0 | 0 | 0 | 0 | 0 | 0
Coal | 0 | 0 | 0 | 0 | 0 | 0
Geo | 0 | 0 | 0 | 0 | 0 | 0
H | 0 | 0 | 0 | 0 | 0 | 0
LFG | 0 | 0 | 0 | 0 | 0 | 0
Nuc | 0.01 | 0.01 | 0.01 | 0.01 | 0.01 | 0.01
PS | 0 | 0 | 0 | 0 | 0 | 0
PV | 0 | 0 | 0 | 0 | 0 | 0
PeakG | 0 | 0 | 0 | 0 | 0 | 0
PeakO | 0 | 0 | 0 | 0 | 0 | 0
ST | 0 | 0 | 0 | 0 | 0 | 0
STOG | 0 | 0 | 0 | 0 | 0 | 0
STWD | 0 | 0 | 0 | 0 | 0 | 0
WT | 0 | 0 | 0 | 0 | 0 | 0
IGCC | 0 | 0 | 0 | 0 | 0 | 0
DemandResponse | 0 | 0 | 0 | 0 | 0 | 0
IGCC-CCS | 0 | 0 | 0 | 0 | 0 | 0
WT_off | 0 | 0 | 0 | 0 | 0 | 0
PseudoUnit | 0 | 0 | 0 | 0 | 0 | 0
FixedInterchange | 0 | 0 | 0 | 0 | 0 | 0
Base FOM Costs by Reporting Type: HQ_NEISO
ReportingType | 2015 | 2020 | 2025 | 2030 | 2035 | 2040
BM | 0 | 0 | 0 | 0 | 0 | 0
CC | 0 | 0 | 0 | 0 | 0 | 0
CSP | 0 | 0 | 0 | 0 | 0 | 0
CT | 0 | 0 | 0 | 0 | 0 | 0
Coal | 0 | 0 | 0 | 0 | 0 | 0
Geo | 0 | 0 | 0 | 0 | 0 | 0
H | 0 | 0 | 0 | 0 | 0 | 0
LFG | 0 | 0 | 0 | 0 | 0 | 0
Nuc | 0.01 | 0.01 | 0.01 | 0.01 | 0.01 | 0.01
PS | 0 | 0 | 0 | 0 | 0 | 0
PV | 0 | 0 | 0 | 0 | 0 | 0
PeakG | 0 | 0 | 0 | 0 | 0 | 0
PeakO | 0 | 0 | 0 | 0 | 0 | 0
ST | 0 | 0 | 0 | 0 | 0 | 0
STOG | 0 | 0 | 0 | 0 | 0 | 0
STWD | 0 | 0 | 0 | 0 | 0 | 0
WT | 0 | 0 | 0 | 0 | 0 | 0
IGCC | 0 | 0 | 0 | 0 | 0 | 0
DemandResponse | 0 | 0 | 0 | 0 | 0 | 0
IGCC-CCS | 0 | 0 | 0 | 0 | 0 | 0
WT_off | 0 | 0 | 0 | 0 | 0 | 0
PseudoUnit | 0 | 0 | 0 | 0 | 0 | 0
FixedInterchange | 0 | 0 | 0 | 0 | 0 | 0
Base FOM Costs by Reporting Type: HQ_NY
ReportingType | 2015 | 2020 | 2025 | 2030 | 2035 | 2040
BM | 0 | 0 | 0 | 0 | 0 | 0
CC | 0 | 0 | 0 | 0 | 0 | 0
CSP | 0 | 0 | 0 | 0 | 0 | 0
CT | 0 | 0 | 0 | 0 | 0 | 0
Coal | 0 | 0 | 0 | 0 | 0 | 0
Geo | 0 | 0 | 0 | 0 | 0 | 0
H | 0 | 0 | 0 | 0 | 0 | 0
LFG | 0 | 0 | 0 | 0 | 0 | 0
Nuc | 0.01 | 0.01 | 0.01 | 0.01 | 0.01 | 0.01
PS | 0 | 0 | 0 | 0 | 0 | 0
PV | 0 | 0 | 0 | 0 | 0 | 0
PeakG | 0 | 0 | 0 | 0 | 0 | 0
PeakO | 0 | 0 | 0 | 0 | 0 | 0
ST | 0 | 0 | 0 | 0 | 0 | 0
STOG | 0 | 0 | 0 | 0 | 0 | 0
STWD | 0 | 0 | 0 | 0 | 0 | 0
WT | 0 | 0 | 0 | 0 | 0 | 0
IGCC | 0 | 0 | 0 | 0 | 0 | 0
DemandResponse | 0 | 0 | 0 | 0 | 0 | 0
IGCC-CCS | 0 | 0 | 0 | 0 | 0 | 0
WT_off | 0 | 0 | 0 | 0 | 0 | 0
PseudoUnit | 0 | 0 | 0 | 0 | 0 | 0
FixedInterchange | 0 | 0 | 0 | 0 | 0 | 0
Base FOM Costs by Reporting Type: MARITIMES
ReportingType | 2015 | 2020 | 2025 | 2030 | 2035 | 2040
BM | 0 | 0 | 0 | 0 | 0 | 0
CC | 0 | 0 | 0 | 0 | 0 | 0
CSP | 0 | 0 | 0 | 0 | 0 | 0
CT | 0 | 0 | 0 | 0 | 0 | 0
Coal | 0 | 0 | 0 | 0 | 0 | 0
Geo | 0 | 0 | 0 | 0 | 0 | 0
H | 0 | 0 | 0 | 0 | 0 | 0
LFG | 0 | 0 | 0 | 0 | 0 | 0
Nuc | 0.01 | 0.01 | 0.01 | 0.01 | 0.01 | 0.01
PS | 0 | 0 | 0 | 0 | 0 | 0
PV | 0 | 0 | 0 | 0 | 0 | 0
PeakG | 0 | 0 | 0 | 0 | 0 | 0
PeakO | 0 | 0 | 0 | 0 | 0 | 0
ST | 0 | 0 | 0 | 0 | 0 | 0
STOG | 0 | 0 | 0 | 0 | 0 | 0
STWD | 0 | 0 | 0 | 0 | 0 | 0
WT | 0 | 0 | 0 | 0 | 0 | 0
IGCC | 0 | 0 | 0 | 0 | 0 | 0
DemandResponse | 0 | 0 | 0 | 0 | 0 | 0
IGCC-CCS | 0 | 0 | 0 | 0 | 0 | 0
WT_off | 0 | 0 | 0 | 0 | 0 | 0
PseudoUnit | 0 | 0 | 0 | 0 | 0 | 0
FixedInterchange | 0 | 0 | 0 | 0 | 0 | 0
Base FOM Costs by Reporting Type: All
ReportingType | 2015 | 2020 | 2025 | 2030 | 2035 | 2040
BM | 125.73 | 179.48 | 267.43 | 297.18 | 327.36 | 345.74
CC | 6778.23 | 9326.9 | 8692.86 | 10155.66 | 12413.49 | 13757
CSP | 0 | 0 | 0 | 0 | 0 | 0
CT | 64.81 | 185.2 | 261.62 | 460.05 | 683.62 | 851.01
Coal | 19407.82 | 19548.87 | 19628.06 | 21796.16 | 24636.95 | 28122.87
Geo | 226.72 | 401.57 | 774.79 | 774.79 | 774.79 | 774.79
H | 1511 | 1511 | 1511 | 1511 | 1511 | 1511
LFG | 498.94 | 733.94 | 999.86 | 1086.97 | 1086.97 | 1086.97
Nuc | 16696.36 | 17842.96 | 17313.01 | 17728.25 | 14523.5 | 21350.19
PS | 517.25 | 517.25 | 517.25 | 517.25 | 517.25 | 517.25
PV | 26.7 | 67.13 | 90.27 | 98.7 | 86.31 | 93.04
PeakG | 2082.17 | 3046.76 | 2314.48 | 2698.23 | 2797.58 | 2797.58
PeakO | 615.44 | 803.55 | 651.17 | 648.9 | 648.91 | 648.93
ST | 48.64 | 109.89 | 136.7 | 150.43 | 150.43 | 150.43
STOG | 3404.62 | 4026.03 | 3453.23 | 3453.23 | 3453.23 | 3453.23
STWD | 153.1 | 186.34 | 155.7 | 155.7 | 155.7 | 155.7
WT | 2034.5 | 3036.44 | 3311.85 | 3788.57 | 4262.59 | 4847.45
IGCC | 30.22 | 30.22 | 30.22 | 30.22 | 30.22 | 30.22
DemandResponse | 0 | 0 | 0 | 0 | 0 | 0
IGCC-CCS | 0 | 0 | 0 | 0 | 0 | 0
WT_off | 25.01 | 25.01 | 83.68 | 83.68 | 58.72 | 58.72
PseudoUnit | 0 | 0 | 0 | 0 | 0 | 0
FixedInterchange | 0 | 0 | 0 | 0 | 0 | 0
Base FOM Costs by Reporting Type: EI_US
ReportingType | 2015 | 2020 | 2025 | 2030 | 2035 | 2040
BM | 74.48 | 128.23 | 216.19 | 245.94 | 276.11 | 294.5
CC | 4202.74 | 5960.58 | 5584.73 | 6534.57 | 8006.4 | 8902.81
CSP | 0 | 0 | 0 | 0 | 0 | 0
CT | 31.9 | 115.93 | 157.13 | 298.19 | 450 | 543.4
Coal | 15886.66 | 15704.79 | 15795.83 | 17638.87 | 19892 | 22446.02
Geo | 3.95 | 3.95 | 3.95 | 3.95 | 3.95 | 3.95
H | 419.29 | 419.29 | 419.29 | 419.29 | 419.29 | 419.29
LFG | 417.2 | 497.26 | 743.06 | 787.52 | 787.52 | 787.52
Nuc | 12948.03 | 13763.39 | 13285.11 | 13700.35 | 10645.57 | 16957.2
PS | 401.94 | 401.94 | 401.94 | 401.94 | 401.94 | 401.94
PV | 2.71 | 43.13 | 66.27 | 74.7 | 80.37 | 87.11
PeakG | 1694.01 | 2500.81 | 1858.16 | 2247.85 | 2347.62 | 2347.62
PeakO | 585 | 766.03 | 620.07 | 623.22 | 623.23 | 623.25
ST | 0 | 0 | 0 | 0 | 0 | 0
STOG | 1931.47 | 2285.45 | 1959.16 | 1959.16 | 1959.16 | 1959.16
STWD | 95.51 | 119.51 | 97.38 | 97.38 | 97.38 | 97.38
WT | 1142.42 | 1567.59 | 1842.99 | 2202.62 | 2735.76 | 3320.38
IGCC | 30.22 | 30.22 | 30.22 | 30.22 | 30.22 | 30.22
DemandResponse | 0 | 0 | 0 | 0 | 0 | 0
IGCC-CCS | 0 | 0 | 0 | 0 | 0 | 0
WT_off | 25.01 | 25.01 | 83.68 | 83.68 | 58.72 | 58.72
PseudoUnit | 0 | 0 | 0 | 0 | 0 | 0
FixedInterchange | 0 | 0 | 0 | 0 | 0 | 0
Base FOM Costs by Reporting Type: EI_Canada
ReportingType | 2015 | 2020 | 2025 | 2030 | 2035 | 2040
BM | 32.8 | 32.8 | 32.8 | 32.8 | 32.8 | 32.8
CC | 237.51 | 253.61 | 266.17 | 295.7 | 388.16 | 467.43
CSP | 0 | 0 | 0 | 0 | 0 | 0
CT | 2.46 | 2.46 | 2.46 | 3.49 | 3.81 | 14.59
Coal | 48.71 | 49.51 | 53.13 | 53.13 | 53.13 | 65.36
Geo | 0 | 0 | 0 | 0 | 0 | 0
H | 216.06 | 216.06 | 216.06 | 216.06 | 216.06 | 216.06
LFG | 14.17 | 14.17 | 14.17 | 14.23 | 14.23 | 14.23
Nuc | 1895.36 | 1895.36 | 1895.36 | 1895.36 | 1745.4 | 2079.7
PS | 2.92 | 2.92 | 2.92 | 2.92 | 2.92 | 2.92
PV | 18.26 | 18.26 | 18.26 | 18.26 | 0.44 | 0.44
PeakG | 21.55 | 23.55 | 23.55 | 23.55 | 26.76 | 26.76
PeakO | 5.01 | 5.01 | 5.12 | 5.23 | 5.23 | 5.23
ST | 0 | 0 | 0 | 0 | 0 | 0
STOG | 5.54 | 5.54 | 5.54 | 5.54 | 5.54 | 5.54
STWD | 4.45 | 4.45 | 4.45 | 4.45 | 4.45 | 4.45
WT | 120.82 | 120.82 | 120.82 | 120.82 | 61.7 | 61.7
IGCC | 0 | 0 | 0 | 0 | 0 | 0
DemandResponse | 0 | 0 | 0 | 0 | 0 | 0
IGCC-CCS | 0 | 0 | 0 | 0 | 0 | 0
WT_off | 0 | 0 | 0 | 0 | 0 | 0
PseudoUnit | 0 | 0 | 0 | 0 | 0 | 0
FixedInterchange | 0 | 0 | 0 | 0 | 0 | 0
Base FOM Costs by Reporting Type: EI
ReportingType | 2015 | 2020 | 2025 | 2030 | 2035 | 2040
BM | 107.28 | 161.03 | 248.99 | 278.74 | 308.91 | 327.3
CC | 4440.25 | 6214.18 | 5850.91 | 6830.26 | 8394.56 | 9370.24
CSP | 0 | 0 | 0 | 0 | 0 | 0
CT | 34.36 | 118.4 | 159.6 | 301.68 | 453.81 | 557.99
Coal | 15935.37 | 15754.31 | 15848.96 | 17692 | 19945.13 | 22511.37
Geo | 3.95 | 3.95 | 3.95 | 3.95 | 3.95 | 3.95
H | 635.35 | 635.35 | 635.35 | 635.35 | 635.35 | 635.35
LFG | 431.38 | 511.43 | 757.23 | 801.75 | 801.75 | 801.75
Nuc | 14843.39 | 15658.74 | 15180.47 | 15595.71 | 12390.96 | 19036.91
PS | 404.86 | 404.86 | 404.86 | 404.86 | 404.86 | 404.86
PV | 20.97 | 61.4 | 84.54 | 92.97 | 80.81 | 87.55
PeakG | 1715.56 | 2524.37 | 1881.71 | 2271.41 | 2374.38 | 2374.38
PeakO | 590.01 | 771.03 | 625.19 | 628.46 | 628.47 | 628.48
ST | 0 | 0 | 0 | 0 | 0 | 0
STOG | 1937.01 | 2290.99 | 1964.69 | 1964.69 | 1964.69 | 1964.69
STWD | 99.96 | 123.96 | 101.84 | 101.84 | 101.84 | 101.84
WT | 1263.24 | 1688.41 | 1963.81 | 2323.44 | 2797.47 | 3382.09
IGCC | 30.22 | 30.22 | 30.22 | 30.22 | 30.22 | 30.22
DemandResponse | 0 | 0 | 0 | 0 | 0 | 0
IGCC-CCS | 0 | 0 | 0 | 0 | 0 | 0
WT_off | 25.01 | 25.01 | 83.68 | 83.68 | 58.72 | 58.72
PseudoUnit | 0 | 0 | 0 | 0 | 0 | 0
FixedInterchange | 0 | 0 | 0 | 0 | 0 | 0
Base FOM Costs by Reporting Type: Outside_EI
ReportingType | 2015 | 2020 | 2025 | 2030 | 2035 | 2040
BM | 18.45 | 18.45 | 18.45 | 18.45 | 18.45 | 18.45
CC | 2337.98 | 3112.71 | 2841.95 | 3325.4 | 4018.94 | 4386.77
CSP | 0 | 0 | 0 | 0 | 0 | 0
CT | 30.45 | 66.81 | 102.02 | 158.36 | 229.82 | 293.02
Coal | 3472.45 | 3794.56 | 3779.09 | 4104.16 | 4691.81 | 5611.5
Geo | 222.78 | 397.63 | 770.84 | 770.84 | 770.84 | 770.84
H | 875.65 | 875.65 | 875.65 | 875.65 | 875.65 | 875.65
LFG | 67.56 | 222.51 | 242.63 | 285.22 | 285.22 | 285.22
Nuc | 1852.97 | 2184.21 | 2132.54 | 2132.54 | 2132.54 | 2313.28
PS | 112.39 | 112.39 | 112.39 | 112.39 | 112.39 | 112.39
PV | 5.73 | 5.73 | 5.73 | 5.73 | 5.5 | 5.5
PeakG | 366.61 | 522.39 | 432.77 | 426.82 | 423.2 | 423.2
PeakO | 25.44 | 32.51 | 25.98 | 20.44 | 20.45 | 20.45
ST | 48.64 | 109.89 | 136.7 | 150.43 | 150.43 | 150.43
STOG | 1467.62 | 1735.04 | 1488.53 | 1488.53 | 1488.53 | 1488.53
STWD | 53.14 | 62.38 | 53.86 | 53.86 | 53.86 | 53.86
WT | 771.26 | 1348.04 | 1348.04 | 1465.12 | 1465.12 | 1465.37
IGCC | 0 | 0 | 0 | 0 | 0 | 0
DemandResponse | 0 | 0 | 0 | 0 | 0 | 0
IGCC-CCS | 0 | 0 | 0 | 0 | 0 | 0
WT_off | 0 | 0 | 0 | 0 | 0 | 0
PseudoUnit | 0 | 0 | 0 | 0 | 0 | 0
FixedInterchange | 0 | 0 | 0 | 0 | 0 | 0
#11 | 0.01: Retrofit FOM Costs ($million)
Retrofit FOM Costs by Reporting Type: Entergy
ReportingType | 2015 | 2020 | 2025 | 2030 | 2035 | 2040
BM | 0 | 0 | 0 | 0 | 0 | 0
CC | 0 | 0 | 0 | 0 | 0 | 0
CSP | 0 | 0 | 0 | 0 | 0 | 0
CT | 0 | 0 | 0 | 0 | 0 | 0
Coal | 3.38 | 31.29 | 31.29 | 31.29 | 31.29 | 31.29
Geo | 0 | 0 | 0 | 0 | 0 | 0
H | 0 | 0 | 0 | 0 | 0 | 0
LFG | 0 | 0 | 0 | 0 | 0 | 0
Nuc | 0 | 0 | 0 | 0 | 0 | 0
PS | 0 | 0 | 0 | 0 | 0 | 0
PV | 0 | 0 | 0 | 0 | 0 | 0
PeakG | 0 | 0 | 0 | 0 | 0 | 0
PeakO | 0 | 0 | 0 | 0 | 0 | 0
ST | 0 | 0 | 0 | 0 | 0 | 0
STOG | 0 | 0 | 0 | 0 | 0 | 0
STWD | 0 | 0 | 0 | 0 | 0 | 0
WT | 0 | 0 | 0 | 0 | 0 | 0
IGCC | 0 | 0 | 0 | 0 | 0 | 0
DemandResponse | 0 | 0 | 0 | 0 | 0 | 0
IGCC-CCS | 0 | 0 | 0 | 0 | 0 | 0
WT_off | 0 | 0 | 0 | 0 | 0 | 0
PseudoUnit | 0 | 0 | 0 | 0 | 0 | 0
FixedInterchange | 0 | 0 | 0 | 0 | 0 | 0
Retrofit FOM Costs by Reporting Type: FRCC
ReportingType | 2015 | 2020 | 2025 | 2030 | 2035 | 2040
BM | 0 | 0 | 0 | 0 | 0 | 0
CC | 0 | 0 | 0 | 0 | 0 | 0
CSP | 0 | 0 | 0 | 0 | 0 | 0
CT | 0 | 0 | 0 | 0 | 0 | 0
Coal | 66.73 | 69.79 | 69.79 | 69.79 | 69.79 | 69.79
Geo | 0 | 0 | 0 | 0 | 0 | 0
H | 0 | 0 | 0 | 0 | 0 | 0
LFG | 0 | 0 | 0 | 0 | 0 | 0
Nuc | 0 | 0 | 0 | 0 | 0 | 0
PS | 0 | 0 | 0 | 0 | 0 | 0
PV | 0 | 0 | 0 | 0 | 0 | 0
PeakG | 0 | 0 | 0 | 0 | 0 | 0
PeakO | 0 | 0 | 0 | 0 | 0 | 0
ST | 0 | 0 | 0 | 0 | 0 | 0
STOG | 0 | 0 | 0 | 0 | 0 | 0
STWD | 0 | 0 | 0 | 0 | 0 | 0
WT | 0 | 0 | 0 | 0 | 0 | 0
IGCC | 0 | 0 | 0 | 0 | 0 | 0
DemandResponse | 0 | 0 | 0 | 0 | 0 | 0
IGCC-CCS | 0 | 0 | 0 | 0 | 0 | 0
WT_off | 0 | 0 | 0 | 0 | 0 | 0
PseudoUnit | 0 | 0 | 0 | 0 | 0 | 0
FixedInterchange | 0 | 0 | 0 | 0 | 0 | 0
Retrofit FOM Costs by Reporting Type: MAPP_US
ReportingType | 2015 | 2020 | 2025 | 2030 | 2035 | 2040
BM | 0 | 0 | 0 | 0 | 0 | 0
CC | 0 | 0 | 0 | 0 | 0 | 0
CSP | 0 | 0 | 0 | 0 | 0 | 0
CT | 0 | 0 | 0 | 0 | 0 | 0
Coal | 17.06 | 18.94 | 18.94 | 18.94 | 18.94 | 18.94
Geo | 0 | 0 | 0 | 0 | 0 | 0
H | 0 | 0 | 0 | 0 | 0 | 0
LFG | 0 | 0 | 0 | 0 | 0 | 0
Nuc | 0 | 0 | 0 | 0 | 0 | 0
PS | 0 | 0 | 0 | 0 | 0 | 0
PV | 0 | 0 | 0 | 0 | 0 | 0
PeakG | 0 | 0 | 0 | 0 | 0 | 0
PeakO | 0 | 0 | 0 | 0 | 0 | 0
ST | 0 | 0 | 0 | 0 | 0 | 0
STOG | 0 | 0 | 0 | 0 | 0 | 0
STWD | 0 | 0 | 0 | 0 | 0 | 0
WT | 0 | 0 | 0 | 0 | 0 | 0
IGCC | 0 | 0 | 0 | 0 | 0 | 0
DemandResponse | 0 | 0 | 0 | 0 | 0 | 0
IGCC-CCS | 0 | 0 | 0 | 0 | 0 | 0
WT_off | 0 | 0 | 0 | 0 | 0 | 0
PseudoUnit | 0 | 0 | 0 | 0 | 0 | 0
FixedInterchange | 0 | 0 | 0 | 0 | 0 | 0
Retrofit FOM Costs by Reporting Type: MISO_IN
ReportingType | 2015 | 2020 | 2025 | 2030 | 2035 | 2040
BM | 0 | 0 | 0 | 0 | 0 | 0
CC | 0 | 0 | 0 | 0 | 0 | 0
CSP | 0 | 0 | 0 | 0 | 0 | 0
CT | 0 | 0 | 0 | 0 | 0 | 0
Coal | 103.74 | 113.28 | 113.28 | 113.28 | 113.28 | 113.28
Geo | 0 | 0 | 0 | 0 | 0 | 0
H | 0 | 0 | 0 | 0 | 0 | 0
LFG | 0 | 0 | 0 | 0 | 0 | 0
Nuc | 0 | 0 | 0 | 0 | 0 | 0
PS | 0 | 0 | 0 | 0 | 0 | 0
PV | 0 | 0 | 0 | 0 | 0 | 0
PeakG | 0 | 0 | 0 | 0 | 0 | 0
PeakO | 0 | 0 | 0 | 0 | 0 | 0
ST | 0 | 0 | 0 | 0 | 0 | 0
STOG | 0 | 0 | 0 | 0 | 0 | 0
STWD | 0 | 0 | 0 | 0 | 0 | 0
WT | 0 | 0 | 0 | 0 | 0 | 0
IGCC | 0 | 0 | 0 | 0 | 0 | 0
DemandResponse | 0 | 0 | 0 | 0 | 0 | 0
IGCC-CCS | 0 | 0 | 0 | 0 | 0 | 0
WT_off | 0 | 0 | 0 | 0 | 0 | 0
PseudoUnit | 0 | 0 | 0 | 0 | 0 | 0
FixedInterchange | 0 | 0 | 0 | 0 | 0 | 0
Retrofit FOM Costs by Reporting Type: MISO_MI
ReportingType | 2015 | 2020 | 2025 | 2030 | 2035 | 2040
BM | 0 | 0 | 0 | 0 | 0 | 0
CC | 0 | 0 | 0 | 0 | 0 | 0
CSP | 0 | 0 | 0 | 0 | 0 | 0
CT | 0 | 0 | 0 | 0 | 0 | 0
Coal | 18.05 | 43.33 | 43.33 | 43.33 | 43.33 | 43.33
Geo | 0 | 0 | 0 | 0 | 0 | 0
H | 0 | 0 | 0 | 0 | 0 | 0
LFG | 0 | 0 | 0 | 0 | 0 | 0
Nuc | 0 | 0 | 0 | 0 | 0 | 0
PS | 0 | 0 | 0 | 0 | 0 | 0
PV | 0 | 0 | 0 | 0 | 0 | 0
PeakG | 0 | 0 | 0 | 0 | 0 | 0
PeakO | 0 | 0 | 0 | 0 | 0 | 0
ST | 0 | 0 | 0 | 0 | 0 | 0
STOG | 0 | 0 | 0 | 0 | 0 | 0
STWD | 0 | 0 | 0 | 0 | 0 | 0
WT | 0 | 0 | 0 | 0 | 0 | 0
IGCC | 0 | 0 | 0 | 0 | 0 | 0
DemandResponse | 0 | 0 | 0 | 0 | 0 | 0
IGCC-CCS | 0 | 0 | 0 | 0 | 0 | 0
WT_off | 0 | 0 | 0 | 0 | 0 | 0
PseudoUnit | 0 | 0 | 0 | 0 | 0 | 0
FixedInterchange | 0 | 0 | 0 | 0 | 0 | 0
Retrofit FOM Costs by Reporting Type: MISO_MO-IL
ReportingType | 2015 | 2020 | 2025 | 2030 | 2035 | 2040
BM | 0 | 0 | 0 | 0 | 0 | 0
CC | 0 | 0 | 0 | 0 | 0 | 0
CSP | 0 | 0 | 0 | 0 | 0 | 0
CT | 0 | 0 | 0 | 0 | 0 | 0
Coal | 30.52 | 58.94 | 58.94 | 58.94 | 58.94 | 58.94
Geo | 0 | 0 | 0 | 0 | 0 | 0
H | 0 | 0 | 0 | 0 | 0 | 0
LFG | 0 | 0 | 0 | 0 | 0 | 0
Nuc | 0 | 0 | 0 | 0 | 0 | 0
PS | 0 | 0 | 0 | 0 | 0 | 0
PV | 0 | 0 | 0 | 0 | 0 | 0
PeakG | 0 | 0 | 0 | 0 | 0 | 0
PeakO | 0 | 0 | 0 | 0 | 0 | 0
ST | 0 | 0 | 0 | 0 | 0 | 0
STOG | 0 | 0 | 0 | 0 | 0 | 0
STWD | 0 | 0 | 0 | 0 | 0 | 0
WT | 0 | 0 | 0 | 0 | 0 | 0
IGCC | 0 | 0 | 0 | 0 | 0 | 0
DemandResponse | 0 | 0 | 0 | 0 | 0 | 0
IGCC-CCS | 0 | 0 | 0 | 0 | 0 | 0
WT_off | 0 | 0 | 0 | 0 | 0 | 0
PseudoUnit | 0 | 0 | 0 | 0 | 0 | 0
FixedInterchange | 0 | 0 | 0 | 0 | 0 | 0
Retrofit FOM Costs by Reporting Type: MISO_W
ReportingType | 2015 | 2020 | 2025 | 2030 | 2035 | 2040
BM | 0 | 0 | 0 | 0 | 0 | 0
CC | 0 | 0 | 0 | 0 | 0 | 0
CSP | 0 | 0 | 0 | 0 | 0 | 0
CT | 0 | 0 | 0 | 0 | 0 | 0
Coal | 39.14 | 63.32 | 63.32 | 63.32 | 63.32 | 63.32
Geo | 0 | 0 | 0 | 0 | 0 | 0
H | 0 | 0 | 0 | 0 | 0 | 0
LFG | 0 | 0 | 0 | 0 | 0 | 0
Nuc | 0 | 0 | 0 | 0 | 0 | 0
PS | 0 | 0 | 0 | 0 | 0 | 0
PV | 0 | 0 | 0 | 0 | 0 | 0
PeakG | 0 | 0 | 0 | 0 | 0 | 0
PeakO | 0 | 0 | 0 | 0 | 0 | 0
ST | 0 | 0 | 0 | 0 | 0 | 0
STOG | 0 | 0 | 0 | 0 | 0 | 0
STWD | 0 | 0 | 0 | 0 | 0 | 0
WT | 0 | 0 | 0 | 0 | 0 | 0
IGCC | 0 | 0 | 0 | 0 | 0 | 0
DemandResponse | 0 | 0 | 0 | 0 | 0 | 0
IGCC-CCS | 0 | 0 | 0 | 0 | 0 | 0
WT_off | 0 | 0 | 0 | 0 | 0 | 0
PseudoUnit | 0 | 0 | 0 | 0 | 0 | 0
FixedInterchange | 0 | 0 | 0 | 0 | 0 | 0
Retrofit FOM Costs by Reporting Type: MISO_WUMS
ReportingType | 2015 | 2020 | 2025 | 2030 | 2035 | 2040
BM | 0 | 0 | 0 | 0 | 0 | 0
CC | 0 | 0 | 0 | 0 | 0 | 0
CSP | 0 | 0 | 0 | 0 | 0 | 0
CT | 0 | 0 | 0 | 0 | 0 | 0
Coal | 35.53 | 33.2 | 33.2 | 33.2 | 33.2 | 33.2
Geo | 0 | 0 | 0 | 0 | 0 | 0
H | 0 | 0 | 0 | 0 | 0 | 0
LFG | 0 | 0 | 0 | 0 | 0 | 0
Nuc | 0 | 0 | 0 | 0 | 0 | 0
PS | 0 | 0 | 0 | 0 | 0 | 0
PV | 0 | 0 | 0 | 0 | 0 | 0
PeakG | 0 | 0 | 0 | 0 | 0 | 0
PeakO | 0 | 0 | 0 | 0 | 0 | 0
ST | 0 | 0 | 0 | 0 | 0 | 0
STOG | 0 | 0 | 0 | 0 | 0 | 0
STWD | 0 | 0 | 0 | 0 | 0 | 0
WT | 0 | 0 | 0 | 0 | 0 | 0
IGCC | 0 | 0 | 0 | 0 | 0 | 0
DemandResponse | 0 | 0 | 0 | 0 | 0 | 0
IGCC-CCS | 0 | 0 | 0 | 0 | 0 | 0
WT_off | 0 | 0 | 0 | 0 | 0 | 0
PseudoUnit | 0 | 0 | 0 | 0 | 0 | 0
FixedInterchange | 0 | 0 | 0 | 0 | 0 | 0
Retrofit FOM Costs by Reporting Type: Nebraska
ReportingType | 2015 | 2020 | 2025 | 2030 | 2035 | 2040
BM | 0 | 0 | 0 | 0 | 0 | 0
CC | 0 | 0 | 0 | 0 | 0 | 0
CSP | 0 | 0 | 0 | 0 | 0 | 0
CT | 0 | 0 | 0 | 0 | 0 | 0
Coal | 5.05 | 22.39 | 22.39 | 22.39 | 22.39 | 22.39
Geo | 0 | 0 | 0 | 0 | 0 | 0
H | 0 | 0 | 0 | 0 | 0 | 0
LFG | 0 | 0 | 0 | 0 | 0 | 0
Nuc | 0 | 0 | 0 | 0 | 0 | 0
PS | 0 | 0 | 0 | 0 | 0 | 0
PV | 0 | 0 | 0 | 0 | 0 | 0
PeakG | 0 | 0 | 0 | 0 | 0 | 0
PeakO | 0 | 0 | 0 | 0 | 0 | 0
ST | 0 | 0 | 0 | 0 | 0 | 0
STOG | 0 | 0 | 0 | 0 | 0 | 0
STWD | 0 | 0 | 0 | 0 | 0 | 0
WT | 0 | 0 | 0 | 0 | 0 | 0
IGCC | 0 | 0 | 0 | 0 | 0 | 0
DemandResponse | 0 | 0 | 0 | 0 | 0 | 0
IGCC-CCS | 0 | 0 | 0 | 0 | 0 | 0
WT_off | 0 | 0 | 0 | 0 | 0 | 0
PseudoUnit | 0 | 0 | 0 | 0 | 0 | 0
FixedInterchange | 0 | 0 | 0 | 0 | 0 | 0
Retrofit FOM Costs by Reporting Type: NEISO
ReportingType | 2015 | 2020 | 2025 | 2030 | 2035 | 2040
BM | 0 | 0 | 0 | 0 | 0 | 0
CC | 0 | 0 | 0 | 0 | 0 | 0
CSP | 0 | 0 | 0 | 0 | 0 | 0
CT | 0 | 0 | 0 | 0 | 0 | 0
Coal | 4.08 | 0 | 0 | 0 | 0 | 0
Geo | 0 | 0 | 0 | 0 | 0 | 0
H | 0 | 0 | 0 | 0 | 0 | 0
LFG | 0 | 0 | 0 | 0 | 0 | 0
Nuc | 0 | 0 | 0 | 0 | 0 | 0
PS | 0 | 0 | 0 | 0 | 0 | 0
PV | 0 | 0 | 0 | 0 | 0 | 0
PeakG | 0 | 0 | 0 | 0 | 0 | 0
PeakO | 0 | 0 | 0 | 0 | 0 | 0
ST | 0 | 0 | 0 | 0 | 0 | 0
STOG | 0 | 0 | 0 | 0 | 0 | 0
STWD | 0 | 0 | 0 | 0 | 0 | 0
WT | 0 | 0 | 0 | 0 | 0 | 0
IGCC | 0 | 0 | 0 | 0 | 0 | 0
DemandResponse | 0 | 0 | 0 | 0 | 0 | 0
IGCC-CCS | 0 | 0 | 0 | 0 | 0 | 0
WT_off | 0 | 0 | 0 | 0 | 0 | 0
PseudoUnit | 0 | 0 | 0 | 0 | 0 | 0
FixedInterchange | 0 | 0 | 0 | 0 | 0 | 0
Retrofit FOM Costs by Reporting Type: NonRTO_Midwest
ReportingType | 2015 | 2020 | 2025 | 2030 | 2035 | 2040
BM | 0 | 0 | 0 | 0 | 0 | 0
CC | 0 | 0 | 0 | 0 | 0 | 0
CSP | 0 | 0 | 0 | 0 | 0 | 0
CT | 0 | 0 | 0 | 0 | 0 | 0
Coal | 88.22 | 94.92 | 94.92 | 94.92 | 94.92 | 94.92
Geo | 0 | 0 | 0 | 0 | 0 | 0
H | 0 | 0 | 0 | 0 | 0 | 0
LFG | 0 | 0 | 0 | 0 | 0 | 0
Nuc | 0 | 0 | 0 | 0 | 0 | 0
PS | 0 | 0 | 0 | 0 | 0 | 0
PV | 0 | 0 | 0 | 0 | 0 | 0
PeakG | 0 | 0 | 0 | 0 | 0 | 0
PeakO | 0 | 0 | 0 | 0 | 0 | 0
ST | 0 | 0 | 0 | 0 | 0 | 0
STOG | 0 | 0 | 0 | 0 | 0 | 0
STWD | 0 | 0 | 0 | 0 | 0 | 0
WT | 0 | 0 | 0 | 0 | 0 | 0
IGCC | 0 | 0 | 0 | 0 | 0 | 0
DemandResponse | 0 | 0 | 0 | 0 | 0 | 0
IGCC-CCS | 0 | 0 | 0 | 0 | 0 | 0
WT_off | 0 | 0 | 0 | 0 | 0 | 0
PseudoUnit | 0 | 0 | 0 | 0 | 0 | 0
FixedInterchange | 0 | 0 | 0 | 0 | 0 | 0
Retrofit FOM Costs by Reporting Type: NYISO_A-F
ReportingType | 2015 | 2020 | 2025 | 2030 | 2035 | 2040
BM | 0 | 0 | 0 | 0 | 0 | 0
CC | 0 | 0 | 0 | 0 | 0 | 0
CSP | 0 | 0 | 0 | 0 | 0 | 0
CT | 0 | 0 | 0 | 0 | 0 | 0
Coal | 0 | 0 | 0 | 0 | 0 | 0
Geo | 0 | 0 | 0 | 0 | 0 | 0
H | 0 | 0 | 0 | 0 | 0 | 0
LFG | 0 | 0 | 0 | 0 | 0 | 0
Nuc | 0 | 0 | 0 | 0 | 0 | 0
PS | 0 | 0 | 0 | 0 | 0 | 0
PV | 0 | 0 | 0 | 0 | 0 | 0
PeakG | 0 | 0 | 0 | 0 | 0 | 0
PeakO | 0 | 0 | 0 | 0 | 0 | 0
ST | 0 | 0 | 0 | 0 | 0 | 0
STOG | 0 | 0 | 0 | 0 | 0 | 0
STWD | 0 | 0 | 0 | 0 | 0 | 0
WT | 0 | 0 | 0 | 0 | 0 | 0
IGCC | 0 | 0 | 0 | 0 | 0 | 0
DemandResponse | 0 | 0 | 0 | 0 | 0 | 0
IGCC-CCS | 0 | 0 | 0 | 0 | 0 | 0
WT_off | 0 | 0 | 0 | 0 | 0 | 0
PseudoUnit | 0 | 0 | 0 | 0 | 0 | 0
FixedInterchange | 0 | 0 | 0 | 0 | 0 | 0
Retrofit FOM Costs by Reporting Type: NYISO_G-I
ReportingType | 2015 | 2020 | 2025 | 2030 | 2035 | 2040
BM | 0 | 0 | 0 | 0 | 0 | 0
CC | 0 | 0 | 0 | 0 | 0 | 0
CSP | 0 | 0 | 0 | 0 | 0 | 0
CT | 0 | 0 | 0 | 0 | 0 | 0
Coal | 0 | 0 | 0 | 0 | 0 | 0
Geo | 0 | 0 | 0 | 0 | 0 | 0
H | 0 | 0 | 0 | 0 | 0 | 0
LFG | 0 | 0 | 0 | 0 | 0 | 0
Nuc | 0 | 0 | 0 | 0 | 0 | 0
PS | 0 | 0 | 0 | 0 | 0 | 0
PV | 0 | 0 | 0 | 0 | 0 | 0
PeakG | 0 | 0 | 0 | 0 | 0 | 0
PeakO | 0 | 0 | 0 | 0 | 0 | 0
ST | 0 | 0 | 0 | 0 | 0 | 0
STOG | 0 | 0 | 0 | 0 | 0 | 0
STWD | 0 | 0 | 0 | 0 | 0 | 0
WT | 0 | 0 | 0 | 0 | 0 | 0
IGCC | 0 | 0 | 0 | 0 | 0 | 0
DemandResponse | 0 | 0 | 0 | 0 | 0 | 0
IGCC-CCS | 0 | 0 | 0 | 0 | 0 | 0
WT_off | 0 | 0 | 0 | 0 | 0 | 0
PseudoUnit | 0 | 0 | 0 | 0 | 0 | 0
FixedInterchange | 0 | 0 | 0 | 0 | 0 | 0
Retrofit FOM Costs by Reporting Type: NYISO_J-K
ReportingType | 2015 | 2020 | 2025 | 2030 | 2035 | 2040
BM | 0 | 0 | 0 | 0 | 0 | 0
CC | 0 | 0 | 0 | 0 | 0 | 0
CSP | 0 | 0 | 0 | 0 | 0 | 0
CT | 0 | 0 | 0 | 0 | 0 | 0
Coal | 0 | 0 | 0 | 0 | 0 | 0
Geo | 0 | 0 | 0 | 0 | 0 | 0
H | 0 | 0 | 0 | 0 | 0 | 0
LFG | 0 | 0 | 0 | 0 | 0 | 0
Nuc | 0 | 0 | 0 | 0 | 0 | 0
PS | 0 | 0 | 0 | 0 | 0 | 0
PV | 0 | 0 | 0 | 0 | 0 | 0
PeakG | 0 | 0 | 0 | 0 | 0 | 0
PeakO | 0 | 0 | 0 | 0 | 0 | 0
ST | 0 | 0 | 0 | 0 | 0 | 0
STOG | 0 | 0 | 0 | 0 | 0 | 0
STWD | 0 | 0 | 0 | 0 | 0 | 0
WT | 0 | 0 | 0 | 0 | 0 | 0
IGCC | 0 | 0 | 0 | 0 | 0 | 0
DemandResponse | 0 | 0 | 0 | 0 | 0 | 0
IGCC-CCS | 0 | 0 | 0 | 0 | 0 | 0
WT_off | 0 | 0 | 0 | 0 | 0 | 0
PseudoUnit | 0 | 0 | 0 | 0 | 0 | 0
FixedInterchange | 0 | 0 | 0 | 0 | 0 | 0
Retrofit FOM Costs by Reporting Type: PJM_E
ReportingType | 2015 | 2020 | 2025 | 2030 | 2035 | 2040
BM | 0 | 0 | 0 | 0 | 0 | 0
CC | 0 | 0 | 0 | 0 | 0 | 0
CSP | 0 | 0 | 0 | 0 | 0 | 0
CT | 0 | 0 | 0 | 0 | 0 | 0
Coal | 2.36 | 1.55 | 1.55 | 1.55 | 1.55 | 1.55
Geo | 0 | 0 | 0 | 0 | 0 | 0
H | 0 | 0 | 0 | 0 | 0 | 0
LFG | 0 | 0 | 0 | 0 | 0 | 0
Nuc | 0 | 0 | 0 | 0 | 0 | 0
PS | 0 | 0 | 0 | 0 | 0 | 0
PV | 0 | 0 | 0 | 0 | 0 | 0
PeakG | 0 | 0 | 0 | 0 | 0 | 0
PeakO | 0 | 0 | 0 | 0 | 0 | 0
ST | 0 | 0 | 0 | 0 | 0 | 0
STOG | 0 | 0 | 0 | 0 | 0 | 0
STWD | 0 | 0 | 0 | 0 | 0 | 0
WT | 0 | 0 | 0 | 0 | 0 | 0
IGCC | 0 | 0 | 0 | 0 | 0 | 0
DemandResponse | 0 | 0 | 0 | 0 | 0 | 0
IGCC-CCS | 0 | 0 | 0 | 0 | 0 | 0
WT_off | 0 | 0 | 0 | 0 | 0 | 0
PseudoUnit | 0 | 0 | 0 | 0 | 0 | 0
FixedInterchange | 0 | 0 | 0 | 0 | 0 | 0
Retrofit FOM Costs by Reporting Type: PJM_ROM
ReportingType | 2015 | 2020 | 2025 | 2030 | 2035 | 2040
BM | 0 | 0 | 0 | 0 | 0 | 0
CC | 0 | 0 | 0 | 0 | 0 | 0
CSP | 0 | 0 | 0 | 0 | 0 | 0
CT | 0 | 0 | 0 | 0 | 0 | 0
Coal | 72.07 | 81.97 | 81.97 | 81.97 | 81.97 | 81.97
Geo | 0 | 0 | 0 | 0 | 0 | 0
H | 0 | 0 | 0 | 0 | 0 | 0
LFG | 0 | 0 | 0 | 0 | 0 | 0
Nuc | 0 | 0 | 0 | 0 | 0 | 0
PS | 0 | 0 | 0 | 0 | 0 | 0
PV | 0 | 0 | 0 | 0 | 0 | 0
PeakG | 0 | 0 | 0 | 0 | 0 | 0
PeakO | 0 | 0 | 0 | 0 | 0 | 0
ST | 0 | 0 | 0 | 0 | 0 | 0
STOG | 0 | 0 | 0 | 0 | 0 | 0
STWD | 0 | 0 | 0 | 0 | 0 | 0
WT | 0 | 0 | 0 | 0 | 0 | 0
IGCC | 0 | 0 | 0 | 0 | 0 | 0
DemandResponse | 0 | 0 | 0 | 0 | 0 | 0
IGCC-CCS | 0 | 0 | 0 | 0 | 0 | 0
WT_off | 0 | 0 | 0 | 0 | 0 | 0
PseudoUnit | 0 | 0 | 0 | 0 | 0 | 0
FixedInterchange | 0 | 0 | 0 | 0 | 0 | 0
Retrofit FOM Costs by Reporting Type: PJM_ROR
ReportingType | 2015 | 2020 | 2025 | 2030 | 2035 | 2040
BM | 0 | 0 | 0 | 0 | 0 | 0
CC | 0 | 0 | 0 | 0 | 0 | 0
CSP | 0 | 0 | 0 | 0 | 0 | 0
CT | 0 | 0 | 0 | 0 | 0 | 0
Coal | 273.24 | 331.42 | 331.42 | 331.42 | 331.42 | 331.42
Geo | 0 | 0 | 0 | 0 | 0 | 0
H | 0 | 0 | 0 | 0 | 0 | 0
LFG | 0 | 0 | 0 | 0 | 0 | 0
Nuc | 0 | 0 | 0 | 0 | 0 | 0
PS | 0 | 0 | 0 | 0 | 0 | 0
PV | 0 | 0 | 0 | 0 | 0 | 0
PeakG | 0 | 0 | 0 | 0 | 0 | 0
PeakO | 0 | 0 | 0 | 0 | 0 | 0
ST | 0 | 0 | 0 | 0 | 0 | 0
STOG | 0 | 0 | 0 | 0 | 0 | 0
STWD | 0 | 0 | 0 | 0 | 0 | 0
WT | 0 | 0 | 0 | 0 | 0 | 0
IGCC | 0 | 0 | 0 | 0 | 0 | 0
DemandResponse | 0 | 0 | 0 | 0 | 0 | 0
IGCC-CCS | 0 | 0 | 0 | 0 | 0 | 0
WT_off | 0 | 0 | 0 | 0 | 0 | 0
PseudoUnit | 0 | 0 | 0 | 0 | 0 | 0
FixedInterchange | 0 | 0 | 0 | 0 | 0 | 0
Retrofit FOM Costs by Reporting Type: SOCO
ReportingType | 2015 | 2020 | 2025 | 2030 | 2035 | 2040
BM | 0 | 0 | 0 | 0 | 0 | 0
CC | 0 | 0 | 0 | 0 | 0 | 0
CSP | 0 | 0 | 0 | 0 | 0 | 0
CT | 0 | 0 | 0 | 0 | 0 | 0
Coal | 129.17 | 137.34 | 137.34 | 137.34 | 137.34 | 137.34
Geo | 0 | 0 | 0 | 0 | 0 | 0
H | 0 | 0 | 0 | 0 | 0 | 0
LFG | 0 | 0 | 0 | 0 | 0 | 0
Nuc | 0 | 0 | 0 | 0 | 0 | 0
PS | 0 | 0 | 0 | 0 | 0 | 0
PV | 0 | 0 | 0 | 0 | 0 | 0
PeakG | 0 | 0 | 0 | 0 | 0 | 0
PeakO | 0 | 0 | 0 | 0 | 0 | 0
ST | 0 | 0 | 0 | 0 | 0 | 0
STOG | 0 | 0 | 0 | 0 | 0 | 0
STWD | 0 | 0 | 0 | 0 | 0 | 0
WT | 0 | 0 | 0 | 0 | 0 | 0
IGCC | 0 | 0 | 0 | 0 | 0 | 0
DemandResponse | 0 | 0 | 0 | 0 | 0 | 0
IGCC-CCS | 0 | 0 | 0 | 0 | 0 | 0
WT_off | 0 | 0 | 0 | 0 | 0 | 0
PseudoUnit | 0 | 0 | 0 | 0 | 0 | 0
FixedInterchange | 0 | 0 | 0 | 0 | 0 | 0
Retrofit FOM Costs by Reporting Type: SPP_N
ReportingType | 2015 | 2020 | 2025 | 2030 | 2035 | 2040
BM | 0 | 0 | 0 | 0 | 0 | 0
CC | 0 | 0 | 0 | 0 | 0 | 0
CSP | 0 | 0 | 0 | 0 | 0 | 0
CT | 0 | 0 | 0 | 0 | 0 | 0
Coal | 36.38 | 44.38 | 44.38 | 44.38 | 44.38 | 44.38
Geo | 0 | 0 | 0 | 0 | 0 | 0
H | 0 | 0 | 0 | 0 | 0 | 0
LFG | 0 | 0 | 0 | 0 | 0 | 0
Nuc | 0 | 0 | 0 | 0 | 0 | 0
PS | 0 | 0 | 0 | 0 | 0 | 0
PV | 0 | 0 | 0 | 0 | 0 | 0
PeakG | 0 | 0 | 0 | 0 | 0 | 0
PeakO | 0 | 0 | 0 | 0 | 0 | 0
ST | 0 | 0 | 0 | 0 | 0 | 0
STOG | 0 | 0 | 0 | 0 | 0 | 0
STWD | 0 | 0 | 0 | 0 | 0 | 0
WT | 0 | 0 | 0 | 0 | 0 | 0
IGCC | 0 | 0 | 0 | 0 | 0 | 0
DemandResponse | 0 | 0 | 0 | 0 | 0 | 0
IGCC-CCS | 0 | 0 | 0 | 0 | 0 | 0
WT_off | 0 | 0 | 0 | 0 | 0 | 0
PseudoUnit | 0 | 0 | 0 | 0 | 0 | 0
FixedInterchange | 0 | 0 | 0 | 0 | 0 | 0
Retrofit FOM Costs by Reporting Type: SPP_S
ReportingType | 2015 | 2020 | 2025 | 2030 | 2035 | 2040
BM | 0 | 0 | 0 | 0 | 0 | 0
CC | 0 | 0 | 0 | 0 | 0 | 0
CSP | 0 | 0 | 0 | 0 | 0 | 0
CT | 0 | 0 | 0 | 0 | 0 | 0
Coal | 20.12 | 33.71 | 33.71 | 33.71 | 33.71 | 33.71
Geo | 0 | 0 | 0 | 0 | 0 | 0
H | 0 | 0 | 0 | 0 | 0 | 0
LFG | 0 | 0 | 0 | 0 | 0 | 0
Nuc | 0 | 0 | 0 | 0 | 0 | 0
PS | 0 | 0 | 0 | 0 | 0 | 0
PV | 0 | 0 | 0 | 0 | 0 | 0
PeakG | 0 | 0 | 0 | 0 | 0 | 0
PeakO | 0 | 0 | 0 | 0 | 0 | 0
ST | 0 | 0 | 0 | 0 | 0 | 0
STOG | 0 | 0 | 0 | 0 | 0 | 0
STWD | 0 | 0 | 0 | 0 | 0 | 0
WT | 0 | 0 | 0 | 0 | 0 | 0
IGCC | 0 | 0 | 0 | 0 | 0 | 0
DemandResponse | 0 | 0 | 0 | 0 | 0 | 0
IGCC-CCS | 0 | 0 | 0 | 0 | 0 | 0
WT_off | 0 | 0 | 0 | 0 | 0 | 0
PseudoUnit | 0 | 0 | 0 | 0 | 0 | 0
FixedInterchange | 0 | 0 | 0 | 0 | 0 | 0
Retrofit FOM Costs by Reporting Type: TVA
ReportingType | 2015 | 2020 | 2025 | 2030 | 2035 | 2040
BM | 0 | 0 | 0 | 0 | 0 | 0
CC | 0 | 0 | 0 | 0 | 0 | 0
CSP | 0 | 0 | 0 | 0 | 0 | 0
CT | 0 | 0 | 0 | 0 | 0 | 0
Coal | 56.14 | 69.83 | 69.83 | 69.83 | 69.83 | 69.83
Geo | 0 | 0 | 0 | 0 | 0 | 0
H | 0 | 0 | 0 | 0 | 0 | 0
LFG | 0 | 0 | 0 | 0 | 0 | 0
Nuc | 0 | 0 | 0 | 0 | 0 | 0
PS | 0 | 0 | 0 | 0 | 0 | 0
PV | 0 | 0 | 0 | 0 | 0 | 0
PeakG | 0 | 0 | 0 | 0 | 0 | 0
PeakO | 0 | 0 | 0 | 0 | 0 | 0
ST | 0 | 0 | 0 | 0 | 0 | 0
STOG | 0 | 0 | 0 | 0 | 0 | 0
STWD | 0 | 0 | 0 | 0 | 0 | 0
WT | 0 | 0 | 0 | 0 | 0 | 0
IGCC | 0 | 0 | 0 | 0 | 0 | 0
DemandResponse | 0 | 0 | 0 | 0 | 0 | 0
IGCC-CCS | 0 | 0 | 0 | 0 | 0 | 0
WT_off | 0 | 0 | 0 | 0 | 0 | 0
PseudoUnit | 0 | 0 | 0 | 0 | 0 | 0
FixedInterchange | 0 | 0 | 0 | 0 | 0 | 0
Retrofit FOM Costs by Reporting Type: TVA_Transmission
ReportingType | 2015 | 2020 | 2025 | 2030 | 2035 | 2040
BM | 0 | 0 | 0 | 0 | 0 | 0
CC | 0 | 0 | 0 | 0 | 0 | 0
CSP | 0 | 0 | 0 | 0 | 0 | 0
CT | 0 | 0 | 0 | 0 | 0 | 0
Coal | 0 | 0 | 0 | 0 | 0 | 0
Geo | 0 | 0 | 0 | 0 | 0 | 0
H | 0 | 0 | 0 | 0 | 0 | 0
LFG | 0 | 0 | 0 | 0 | 0 | 0
Nuc | 0 | 0 | 0 | 0 | 0 | 0
PS | 0 | 0 | 0 | 0 | 0 | 0
PV | 0 | 0 | 0 | 0 | 0 | 0
PeakG | 0 | 0 | 0 | 0 | 0 | 0
PeakO | 0 | 0 | 0 | 0 | 0 | 0
ST | 0 | 0 | 0 | 0 | 0 | 0
STOG | 0 | 0 | 0 | 0 | 0 | 0
STWD | 0 | 0 | 0 | 0 | 0 | 0
WT | 0 | 0 | 0 | 0 | 0 | 0
IGCC | 0 | 0 | 0 | 0 | 0 | 0
DemandResponse | 0 | 0 | 0 | 0 | 0 | 0
IGCC-CCS | 0 | 0 | 0 | 0 | 0 | 0
WT_off | 0 | 0 | 0 | 0 | 0 | 0
PseudoUnit | 0 | 0 | 0 | 0 | 0 | 0
FixedInterchange | 0 | 0 | 0 | 0 | 0 | 0
Retrofit FOM Costs by Reporting Type: VACAR
ReportingType | 2015 | 2020 | 2025 | 2030 | 2035 | 2040
BM | 0 | 0 | 0 | 0 | 0 | 0
CC | 0 | 0 | 0 | 0 | 0 | 0
CSP | 0 | 0 | 0 | 0 | 0 | 0
CT | 0 | 0 | 0 | 0 | 0 | 0
Coal | 136.77 | 140.37 | 140.37 | 140.37 | 140.37 | 140.37
Geo | 0 | 0 | 0 | 0 | 0 | 0
H | 0 | 0 | 0 | 0 | 0 | 0
LFG | 0 | 0 | 0 | 0 | 0 | 0
Nuc | 0 | 0 | 0 | 0 | 0 | 0
PS | 0 | 0 | 0 | 0 | 0 | 0
PV | 0 | 0 | 0 | 0 | 0 | 0
PeakG | 0 | 0 | 0 | 0 | 0 | 0
PeakO | 0 | 0 | 0 | 0 | 0 | 0
ST | 0 | 0 | 0 | 0 | 0 | 0
STOG | 0 | 0 | 0 | 0 | 0 | 0
STWD | 0 | 0 | 0 | 0 | 0 | 0
WT | 0 | 0 | 0 | 0 | 0 | 0
IGCC | 0 | 0 | 0 | 0 | 0 | 0
DemandResponse | 0 | 0 | 0 | 0 | 0 | 0
IGCC-CCS | 0 | 0 | 0 | 0 | 0 | 0
WT_off | 0 | 0 | 0 | 0 | 0 | 0
PseudoUnit | 0 | 0 | 0 | 0 | 0 | 0
FixedInterchange | 0 | 0 | 0 | 0 | 0 | 0
Retrofit FOM Costs by Reporting Type: IESO
ReportingType | 2015 | 2020 | 2025 | 2030 | 2035 | 2040
BM | 0 | 0 | 0 | 0 | 0 | 0
CC | 0 | 0 | 0 | 0 | 0 | 0
CSP | 0 | 0 | 0 | 0 | 0 | 0
CT | 0 | 0 | 0 | 0 | 0 | 0
Coal | 0 | 0 | 0 | 0 | 0 | 0
Geo | 0 | 0 | 0 | 0 | 0 | 0
H | 0 | 0 | 0 | 0 | 0 | 0
LFG | 0 | 0 | 0 | 0 | 0 | 0
Nuc | 0 | 0 | 0 | 0 | 0 | 0
PS | 0 | 0 | 0 | 0 | 0 | 0
PV | 0 | 0 | 0 | 0 | 0 | 0
PeakG | 0 | 0 | 0 | 0 | 0 | 0
PeakO | 0 | 0 | 0 | 0 | 0 | 0
ST | 0 | 0 | 0 | 0 | 0 | 0
STOG | 0 | 0 | 0 | 0 | 0 | 0
STWD | 0 | 0 | 0 | 0 | 0 | 0
WT | 0 | 0 | 0 | 0 | 0 | 0
IGCC | 0 | 0 | 0 | 0 | 0 | 0
DemandResponse | 0 | 0 | 0 | 0 | 0 | 0
IGCC-CCS | 0 | 0 | 0 | 0 | 0 | 0
WT_off | 0 | 0 | 0 | 0 | 0 | 0
PseudoUnit | 0 | 0 | 0 | 0 | 0 | 0
FixedInterchange | 0 | 0 | 0 | 0 | 0 | 0
Retrofit FOM Costs by Reporting Type: MAPP_CA
ReportingType | 2015 | 2020 | 2025 | 2030 | 2035 | 2040
BM | 0 | 0 | 0 | 0 | 0 | 0
CC | 0 | 0 | 0 | 0 | 0 | 0
CSP | 0 | 0 | 0 | 0 | 0 | 0
CT | 0 | 0 | 0 | 0 | 0 | 0
Coal | 0 | 0 | 0 | 0 | 0 | 0
Geo | 0 | 0 | 0 | 0 | 0 | 0
H | 0 | 0 | 0 | 0 | 0 | 0
LFG | 0 | 0 | 0 | 0 | 0 | 0
Nuc | 0 | 0 | 0 | 0 | 0 | 0
PS | 0 | 0 | 0 | 0 | 0 | 0
PV | 0 | 0 | 0 | 0 | 0 | 0
PeakG | 0 | 0 | 0 | 0 | 0 | 0
PeakO | 0 | 0 | 0 | 0 | 0 | 0
ST | 0 | 0 | 0 | 0 | 0 | 0
STOG | 0 | 0 | 0 | 0 | 0 | 0
STWD | 0 | 0 | 0 | 0 | 0 | 0
WT | 0 | 0 | 0 | 0 | 0 | 0
IGCC | 0 | 0 | 0 | 0 | 0 | 0
DemandResponse | 0 | 0 | 0 | 0 | 0 | 0
IGCC-CCS | 0 | 0 | 0 | 0 | 0 | 0
WT_off | 0 | 0 | 0 | 0 | 0 | 0
PseudoUnit | 0 | 0 | 0 | 0 | 0 | 0
FixedInterchange | 0 | 0 | 0 | 0 | 0 | 0
Retrofit FOM Costs by Reporting Type: AZ_NM_SNV_Coal
ReportingType | 2015 | 2020 | 2025 | 2030 | 2035 | 2040
BM | 0 | 0 | 0 | 0 | 0 | 0
CC | 0 | 0 | 0 | 0 | 0 | 0
CSP | 0 | 0 | 0 | 0 | 0 | 0
CT | 0 | 0 | 0 | 0 | 0 | 0
Coal | 70.65 | 76.07 | 76.07 | 76.07 | 76.07 | 76.07
Geo | 0 | 0 | 0 | 0 | 0 | 0
H | 0 | 0 | 0 | 0 | 0 | 0
LFG | 0 | 0 | 0 | 0 | 0 | 0
Nuc | 0 | 0 | 0 | 0 | 0 | 0
PS | 0 | 0 | 0 | 0 | 0 | 0
PV | 0 | 0 | 0 | 0 | 0 | 0
PeakG | 0 | 0 | 0 | 0 | 0 | 0
PeakO | 0 | 0 | 0 | 0 | 0 | 0
ST | 0 | 0 | 0 | 0 | 0 | 0
STOG | 0 | 0 | 0 | 0 | 0 | 0
STWD | 0 | 0 | 0 | 0 | 0 | 0
WT | 0 | 0 | 0 | 0 | 0 | 0
IGCC | 0 | 0 | 0 | 0 | 0 | 0
DemandResponse | 0 | 0 | 0 | 0 | 0 | 0
IGCC-CCS | 0 | 0 | 0 | 0 | 0 | 0
WT_off | 0 | 0 | 0 | 0 | 0 | 0
PseudoUnit | 0 | 0 | 0 | 0 | 0 | 0
FixedInterchange | 0 | 0 | 0 | 0 | 0 | 0
Retrofit FOM Costs by Reporting Type: AZ_NM_SNV_Gas
ReportingType | 2015 | 2020 | 2025 | 2030 | 2035 | 2040
BM | 0 | 0 | 0 | 0 | 0 | 0
CC | 0 | 0 | 0 | 0 | 0 | 0
CSP | 0 | 0 | 0 | 0 | 0 | 0
CT | 0 | 0 | 0 | 0 | 0 | 0
Coal | 0 | 0 | 0 | 0 | 0 | 0
Geo | 0 | 0 | 0 | 0 | 0 | 0
H | 0 | 0 | 0 | 0 | 0 | 0
LFG | 0 | 0 | 0 | 0 | 0 | 0
Nuc | 0 | 0 | 0 | 0 | 0 | 0
PS | 0 | 0 | 0 | 0 | 0 | 0
PV | 0 | 0 | 0 | 0 | 0 | 0
PeakG | 0 | 0 | 0 | 0 | 0 | 0
PeakO | 0 | 0 | 0 | 0 | 0 | 0
ST | 0 | 0 | 0 | 0 | 0 | 0
STOG | 0 | 0 | 0 | 0 | 0 | 0
STWD | 0 | 0 | 0 | 0 | 0 | 0
WT | 0 | 0 | 0 | 0 | 0 | 0
IGCC | 0 | 0 | 0 | 0 | 0 | 0
DemandResponse | 0 | 0 | 0 | 0 | 0 | 0
IGCC-CCS | 0 | 0 | 0 | 0 | 0 | 0
WT_off | 0 | 0 | 0 | 0 | 0 | 0
PseudoUnit | 0 | 0 | 0 | 0 | 0 | 0
FixedInterchange | 0 | 0 | 0 | 0 | 0 | 0
Retrofit FOM Costs by Reporting Type: AZ_NM_SNV_NucRenew
ReportingType | 2015 | 2020 | 2025 | 2030 | 2035 | 2040
BM | 0 | 0 | 0 | 0 | 0 | 0
CC | 0 | 0 | 0 | 0 | 0 | 0
CSP | 0 | 0 | 0 | 0 | 0 | 0
CT | 0 | 0 | 0 | 0 | 0 | 0
Coal | 0 | 0 | 0 | 0 | 0 | 0
Geo | 0 | 0 | 0 | 0 | 0 | 0
H | 0 | 0 | 0 | 0 | 0 | 0
LFG | 0 | 0 | 0 | 0 | 0 | 0
Nuc | 0 | 0 | 0 | 0 | 0 | 0
PS | 0 | 0 | 0 | 0 | 0 | 0
PV | 0 | 0 | 0 | 0 | 0 | 0
PeakG | 0 | 0 | 0 | 0 | 0 | 0
PeakO | 0 | 0 | 0 | 0 | 0 | 0
ST | 0 | 0 | 0 | 0 | 0 | 0
STOG | 0 | 0 | 0 | 0 | 0 | 0
STWD | 0 | 0 | 0 | 0 | 0 | 0
WT | 0 | 0 | 0 | 0 | 0 | 0
IGCC | 0 | 0 | 0 | 0 | 0 | 0
DemandResponse | 0 | 0 | 0 | 0 | 0 | 0
IGCC-CCS | 0 | 0 | 0 | 0 | 0 | 0
WT_off | 0 | 0 | 0 | 0 | 0 | 0
PseudoUnit | 0 | 0 | 0 | 0 | 0 | 0
FixedInterchange | 0 | 0 | 0 | 0 | 0 | 0
Retrofit FOM Costs by Reporting Type: ERCOT
ReportingType | 2015 | 2020 | 2025 | 2030 | 2035 | 2040
BM | 0 | 0 | 0 | 0 | 0 | 0
CC | 0 | 0 | 0 | 0 | 0 | 0
CSP | 0 | 0 | 0 | 0 | 0 | 0
CT | 0 | 0 | 0 | 0 | 0 | 0
Coal | 84.47 | 101.58 | 101.58 | 101.58 | 101.58 | 101.58
Geo | 0 | 0 | 0 | 0 | 0 | 0
H | 0 | 0 | 0 | 0 | 0 | 0
LFG | 0 | 0 | 0 | 0 | 0 | 0
Nuc | 0 | 0 | 0 | 0 | 0 | 0
PS | 0 | 0 | 0 | 0 | 0 | 0
PV | 0 | 0 | 0 | 0 | 0 | 0
PeakG | 0 | 0 | 0 | 0 | 0 | 0
PeakO | 0 | 0 | 0 | 0 | 0 | 0
ST | 0 | 0 | 0 | 0 | 0 | 0
STOG | 0 | 0 | 0 | 0 | 0 | 0
STWD | 0 | 0 | 0 | 0 | 0 | 0
WT | 0 | 0 | 0 | 0 | 0 | 0
IGCC | 0 | 0 | 0 | 0 | 0 | 0
DemandResponse | 0 | 0 | 0 | 0 | 0 | 0
IGCC-CCS | 0 | 0 | 0 | 0 | 0 | 0
WT_off | 0 | 0 | 0 | 0 | 0 | 0
PseudoUnit | 0 | 0 | 0 | 0 | 0 | 0
FixedInterchange | 0 | 0 | 0 | 0 | 0 | 0
Retrofit FOM Costs by Reporting Type: NP15
ReportingType | 2015 | 2020 | 2025 | 2030 | 2035 | 2040
BM | 0 | 0 | 0 | 0 | 0 | 0
CC | 0 | 0 | 0 | 0 | 0 | 0
CSP | 0 | 0 | 0 | 0 | 0 | 0
CT | 0 | 0 | 0 | 0 | 0 | 0
Coal | 0.19 | 0 | 0 | 0 | 0 | 0
Geo | 0 | 0 | 0 | 0 | 0 | 0
H | 0 | 0 | 0 | 0 | 0 | 0
LFG | 0 | 0 | 0 | 0 | 0 | 0
Nuc | 0 | 0 | 0 | 0 | 0 | 0
PS | 0 | 0 | 0 | 0 | 0 | 0
PV | 0 | 0 | 0 | 0 | 0 | 0
PeakG | 0 | 0 | 0 | 0 | 0 | 0
PeakO | 0 | 0 | 0 | 0 | 0 | 0
ST | 0 | 0 | 0 | 0 | 0 | 0
STOG | 0 | 0 | 0 | 0 | 0 | 0
STWD | 0 | 0 | 0 | 0 | 0 | 0
WT | 0 | 0 | 0 | 0 | 0 | 0
IGCC | 0 | 0 | 0 | 0 | 0 | 0
DemandResponse | 0 | 0 | 0 | 0 | 0 | 0
IGCC-CCS | 0 | 0 | 0 | 0 | 0 | 0
WT_off | 0 | 0 | 0 | 0 | 0 | 0
PseudoUnit | 0 | 0 | 0 | 0 | 0 | 0
FixedInterchange | 0 | 0 | 0 | 0 | 0 | 0
Retrofit FOM Costs by Reporting Type: NWPP_Coal
ReportingType | 2015 | 2020 | 2025 | 2030 | 2035 | 2040
BM | 0 | 0 | 0 | 0 | 0 | 0
CC | 0 | 0 | 0 | 0 | 0 | 0
CSP | 0 | 0 | 0 | 0 | 0 | 0
CT | 0 | 0 | 0 | 0 | 0 | 0
Coal | 61.49 | 70.97 | 70.97 | 70.97 | 70.97 | 70.97
Geo | 0 | 0 | 0 | 0 | 0 | 0
H | 0 | 0 | 0 | 0 | 0 | 0
LFG | 0 | 0 | 0 | 0 | 0 | 0
Nuc | 0 | 0 | 0 | 0 | 0 | 0
PS | 0 | 0 | 0 | 0 | 0 | 0
PV | 0 | 0 | 0 | 0 | 0 | 0
PeakG | 0 | 0 | 0 | 0 | 0 | 0
PeakO | 0 | 0 | 0 | 0 | 0 | 0
ST | 0 | 0 | 0 | 0 | 0 | 0
STOG | 0 | 0 | 0 | 0 | 0 | 0
STWD | 0 | 0 | 0 | 0 | 0 | 0
WT | 0 | 0 | 0 | 0 | 0 | 0
IGCC | 0 | 0 | 0 | 0 | 0 | 0
DemandResponse | 0 | 0 | 0 | 0 | 0 | 0
IGCC-CCS | 0 | 0 | 0 | 0 | 0 | 0
WT_off | 0 | 0 | 0 | 0 | 0 | 0
PseudoUnit | 0 | 0 | 0 | 0 | 0 | 0
FixedInterchange | 0 | 0 | 0 | 0 | 0 | 0
Retrofit FOM Costs by Reporting Type: NWPP_Gas
ReportingType | 2015 | 2020 | 2025 | 2030 | 2035 | 2040
BM | 0 | 0 | 0 | 0 | 0 | 0
CC | 0 | 0 | 0 | 0 | 0 | 0
CSP | 0 | 0 | 0 | 0 | 0 | 0
CT | 0 | 0 | 0 | 0 | 0 | 0
Coal | 0 | 0 | 0 | 0 | 0 | 0
Geo | 0 | 0 | 0 | 0 | 0 | 0
H | 0 | 0 | 0 | 0 | 0 | 0
LFG | 0 | 0 | 0 | 0 | 0 | 0
Nuc | 0 | 0 | 0 | 0 | 0 | 0
PS | 0 | 0 | 0 | 0 | 0 | 0
PV | 0 | 0 | 0 | 0 | 0 | 0
PeakG | 0 | 0 | 0 | 0 | 0 | 0
PeakO | 0 | 0 | 0 | 0 | 0 | 0
ST | 0 | 0 | 0 | 0 | 0 | 0
STOG | 0 | 0 | 0 | 0 | 0 | 0
STWD | 0 | 0 | 0 | 0 | 0 | 0
WT | 0 | 0 | 0 | 0 | 0 | 0
IGCC | 0 | 0 | 0 | 0 | 0 | 0
DemandResponse | 0 | 0 | 0 | 0 | 0 | 0
IGCC-CCS | 0 | 0 | 0 | 0 | 0 | 0
WT_off | 0 | 0 | 0 | 0 | 0 | 0
PseudoUnit | 0 | 0 | 0 | 0 | 0 | 0
FixedInterchange | 0 | 0 | 0 | 0 | 0 | 0
Retrofit FOM Costs by Reporting Type: NWPP_NucRenew
ReportingType | 2015 | 2020 | 2025 | 2030 | 2035 | 2040
BM | 0 | 0 | 0 | 0 | 0 | 0
CC | 0 | 0 | 0 | 0 | 0 | 0
CSP | 0 | 0 | 0 | 0 | 0 | 0
CT | 0 | 0 | 0 | 0 | 0 | 0
Coal | 0 | 0 | 0 | 0 | 0 | 0
Geo | 0 | 0 | 0 | 0 | 0 | 0
H | 0 | 0 | 0 | 0 | 0 | 0
LFG | 0 | 0 | 0 | 0 | 0 | 0
Nuc | 0 | 0 | 0 | 0 | 0 | 0
PS | 0 | 0 | 0 | 0 | 0 | 0
PV | 0 | 0 | 0 | 0 | 0 | 0
PeakG | 0 | 0 | 0 | 0 | 0 | 0
PeakO | 0 | 0 | 0 | 0 | 0 | 0
ST | 0 | 0 | 0 | 0 | 0 | 0
STOG | 0 | 0 | 0 | 0 | 0 | 0
STWD | 0 | 0 | 0 | 0 | 0 | 0
WT | 0 | 0 | 0 | 0 | 0 | 0
IGCC | 0 | 0 | 0 | 0 | 0 | 0
DemandResponse | 0 | 0 | 0 | 0 | 0 | 0
IGCC-CCS | 0 | 0 | 0 | 0 | 0 | 0
WT_off | 0 | 0 | 0 | 0 | 0 | 0
PseudoUnit | 0 | 0 | 0 | 0 | 0 | 0
FixedInterchange | 0 | 0 | 0 | 0 | 0 | 0
Retrofit FOM Costs by Reporting Type: RMPA
ReportingType | 2015 | 2020 | 2025 | 2030 | 2035 | 2040
BM | 0 | 0 | 0 | 0 | 0 | 0
CC | 0 | 0 | 0 | 0 | 0 | 0
CSP | 0 | 0 | 0 | 0 | 0 | 0
CT | 0 | 0 | 0 | 0 | 0 | 0
Coal | 26.49 | 35.49 | 35.07 | 35.07 | 35.07 | 35.07
Geo | 0 | 0 | 0 | 0 | 0 | 0
H | 0 | 0 | 0 | 0 | 0 | 0
LFG | 0 | 0 | 0 | 0 | 0 | 0
Nuc | 0 | 0 | 0 | 0 | 0 | 0
PS | 0 | 0 | 0 | 0 | 0 | 0
PV | 0 | 0 | 0 | 0 | 0 | 0
PeakG | 0 | 0 | 0 | 0 | 0 | 0
PeakO | 0 | 0 | 0 | 0 | 0 | 0
ST | 0 | 0 | 0 | 0 | 0 | 0
STOG | 0 | 0 | 0 | 0 | 0 | 0
STWD | 0 | 0 | 0 | 0 | 0 | 0
WT | 0 | 0 | 0 | 0 | 0 | 0
IGCC | 0 | 0 | 0 | 0 | 0 | 0
DemandResponse | 0 | 0 | 0 | 0 | 0 | 0
IGCC-CCS | 0 | 0 | 0 | 0 | 0 | 0
WT_off | 0 | 0 | 0 | 0 | 0 | 0
PseudoUnit | 0 | 0 | 0 | 0 | 0 | 0
FixedInterchange | 0 | 0 | 0 | 0 | 0 | 0
Retrofit FOM Costs by Reporting Type: SP15
ReportingType | 2015 | 2020 | 2025 | 2030 | 2035 | 2040
BM | 0 | 0 | 0 | 0 | 0 | 0
CC | 0 | 0 | 0 | 0 | 0 | 0
CSP | 0 | 0 | 0 | 0 | 0 | 0
CT | 0 | 0 | 0 | 0 | 0 | 0
Coal | 0.23 | 0.41 | 0.41 | 0.41 | 0.41 | 0.41
Geo | 0 | 0 | 0 | 0 | 0 | 0
H | 0 | 0 | 0 | 0 | 0 | 0
LFG | 0 | 0 | 0 | 0 | 0 | 0
Nuc | 0 | 0 | 0 | 0 | 0 | 0
PS | 0 | 0 | 0 | 0 | 0 | 0
PV | 0 | 0 | 0 | 0 | 0 | 0
PeakG | 0 | 0 | 0 | 0 | 0 | 0
PeakO | 0 | 0 | 0 | 0 | 0 | 0
ST | 0 | 0 | 0 | 0 | 0 | 0
STOG | 0 | 0 | 0 | 0 | 0 | 0
STWD | 0 | 0 | 0 | 0 | 0 | 0
WT | 0 | 0 | 0 | 0 | 0 | 0
IGCC | 0 | 0 | 0 | 0 | 0 | 0
DemandResponse | 0 | 0 | 0 | 0 | 0 | 0
IGCC-CCS | 0 | 0 | 0 | 0 | 0 | 0
WT_off | 0 | 0 | 0 | 0 | 0 | 0
PseudoUnit | 0 | 0 | 0 | 0 | 0 | 0
FixedInterchange | 0 | 0 | 0 | 0 | 0 | 0
Retrofit FOM Costs by Reporting Type: ALB
ReportingType | 2015 | 2020 | 2025 | 2030 | 2035 | 2040
BM | 0 | 0 | 0 | 0 | 0 | 0
CC | 0 | 0 | 0 | 0 | 0 | 0
CSP | 0 | 0 | 0 | 0 | 0 | 0
CT | 0 | 0 | 0 | 0 | 0 | 0
Coal | 0.29 | 0.29 | 0.29 | 0.29 | 0.29 | 0.29
Geo | 0 | 0 | 0 | 0 | 0 | 0
H | 0 | 0 | 0 | 0 | 0 | 0
LFG | 0 | 0 | 0 | 0 | 0 | 0
Nuc | 0 | 0 | 0 | 0 | 0 | 0
PS | 0 | 0 | 0 | 0 | 0 | 0
PV | 0 | 0 | 0 | 0 | 0 | 0
PeakG | 0 | 0 | 0 | 0 | 0 | 0
PeakO | 0 | 0 | 0 | 0 | 0 | 0
ST | 0 | 0 | 0 | 0 | 0 | 0
STOG | 0 | 0 | 0 | 0 | 0 | 0
STWD | 0 | 0 | 0 | 0 | 0 | 0
WT | 0 | 0 | 0 | 0 | 0 | 0
IGCC | 0 | 0 | 0 | 0 | 0 | 0
DemandResponse | 0 | 0 | 0 | 0 | 0 | 0
IGCC-CCS | 0 | 0 | 0 | 0 | 0 | 0
WT_off | 0 | 0 | 0 | 0 | 0 | 0
PseudoUnit | 0 | 0 | 0 | 0 | 0 | 0
FixedInterchange | 0 | 0 | 0 | 0 | 0 | 0
Retrofit FOM Costs by Reporting Type: BC
ReportingType | 2015 | 2020 | 2025 | 2030 | 2035 | 2040
BM | 0 | 0 | 0 | 0 | 0 | 0
CC | 0 | 0 | 0 | 0 | 0 | 0
CSP | 0 | 0 | 0 | 0 | 0 | 0
CT | 0 | 0 | 0 | 0 | 0 | 0
Coal | 0 | 0 | 0 | 0 | 0 | 0
Geo | 0 | 0 | 0 | 0 | 0 | 0
H | 0 | 0 | 0 | 0 | 0 | 0
LFG | 0 | 0 | 0 | 0 | 0 | 0
Nuc | 0 | 0 | 0 | 0 | 0 | 0
PS | 0 | 0 | 0 | 0 | 0 | 0
PV | 0 | 0 | 0 | 0 | 0 | 0
PeakG | 0 | 0 | 0 | 0 | 0 | 0
PeakO | 0 | 0 | 0 | 0 | 0 | 0
ST | 0 | 0 | 0 | 0 | 0 | 0
STOG | 0 | 0 | 0 | 0 | 0 | 0
STWD | 0 | 0 | 0 | 0 | 0 | 0
WT | 0 | 0 | 0 | 0 | 0 | 0
IGCC | 0 | 0 | 0 | 0 | 0 | 0
DemandResponse | 0 | 0 | 0 | 0 | 0 | 0
IGCC-CCS | 0 | 0 | 0 | 0 | 0 | 0
WT_off | 0 | 0 | 0 | 0 | 0 | 0
PseudoUnit | 0 | 0 | 0 | 0 | 0 | 0
FixedInterchange | 0 | 0 | 0 | 0 | 0 | 0
Retrofit FOM Costs by Reporting Type: HQ_IESO
ReportingType | 2015 | 2020 | 2025 | 2030 | 2035 | 2040
BM | 0 | 0 | 0 | 0 | 0 | 0
CC | 0 | 0 | 0 | 0 | 0 | 0
CSP | 0 | 0 | 0 | 0 | 0 | 0
CT | 0 | 0 | 0 | 0 | 0 | 0
Coal | 0 | 0 | 0 | 0 | 0 | 0
Geo | 0 | 0 | 0 | 0 | 0 | 0
H | 0 | 0 | 0 | 0 | 0 | 0
LFG | 0 | 0 | 0 | 0 | 0 | 0
Nuc | 0 | 0 | 0 | 0 | 0 | 0
PS | 0 | 0 | 0 | 0 | 0 | 0
PV | 0 | 0 | 0 | 0 | 0 | 0
PeakG | 0 | 0 | 0 | 0 | 0 | 0
PeakO | 0 | 0 | 0 | 0 | 0 | 0
ST | 0 | 0 | 0 | 0 | 0 | 0
STOG | 0 | 0 | 0 | 0 | 0 | 0
STWD | 0 | 0 | 0 | 0 | 0 | 0
WT | 0 | 0 | 0 | 0 | 0 | 0
IGCC | 0 | 0 | 0 | 0 | 0 | 0
DemandResponse | 0 | 0 | 0 | 0 | 0 | 0
IGCC-CCS | 0 | 0 | 0 | 0 | 0 | 0
WT_off | 0 | 0 | 0 | 0 | 0 | 0
PseudoUnit | 0 | 0 | 0 | 0 | 0 | 0
FixedInterchange | 0 | 0 | 0 | 0 | 0 | 0
Retrofit FOM Costs by Reporting Type: HQ_NEISO
ReportingType | 2015 | 2020 | 2025 | 2030 | 2035 | 2040
BM | 0 | 0 | 0 | 0 | 0 | 0
CC | 0 | 0 | 0 | 0 | 0 | 0
CSP | 0 | 0 | 0 | 0 | 0 | 0
CT | 0 | 0 | 0 | 0 | 0 | 0
Coal | 0 | 0 | 0 | 0 | 0 | 0
Geo | 0 | 0 | 0 | 0 | 0 | 0
H | 0 | 0 | 0 | 0 | 0 | 0
LFG | 0 | 0 | 0 | 0 | 0 | 0
Nuc | 0 | 0 | 0 | 0 | 0 | 0
PS | 0 | 0 | 0 | 0 | 0 | 0
PV | 0 | 0 | 0 | 0 | 0 | 0
PeakG | 0 | 0 | 0 | 0 | 0 | 0
PeakO | 0 | 0 | 0 | 0 | 0 | 0
ST | 0 | 0 | 0 | 0 | 0 | 0
STOG | 0 | 0 | 0 | 0 | 0 | 0
STWD | 0 | 0 | 0 | 0 | 0 | 0
WT | 0 | 0 | 0 | 0 | 0 | 0
IGCC | 0 | 0 | 0 | 0 | 0 | 0
DemandResponse | 0 | 0 | 0 | 0 | 0 | 0
IGCC-CCS | 0 | 0 | 0 | 0 | 0 | 0
WT_off | 0 | 0 | 0 | 0 | 0 | 0
PseudoUnit | 0 | 0 | 0 | 0 | 0 | 0
FixedInterchange | 0 | 0 | 0 | 0 | 0 | 0
Retrofit FOM Costs by Reporting Type: HQ_NY
ReportingType | 2015 | 2020 | 2025 | 2030 | 2035 | 2040
BM | 0 | 0 | 0 | 0 | 0 | 0
CC | 0 | 0 | 0 | 0 | 0 | 0
CSP | 0 | 0 | 0 | 0 | 0 | 0
CT | 0 | 0 | 0 | 0 | 0 | 0
Coal | 0 | 0 | 0 | 0 | 0 | 0
Geo | 0 | 0 | 0 | 0 | 0 | 0
H | 0 | 0 | 0 | 0 | 0 | 0
LFG | 0 | 0 | 0 | 0 | 0 | 0
Nuc | 0 | 0 | 0 | 0 | 0 | 0
PS | 0 | 0 | 0 | 0 | 0 | 0
PV | 0 | 0 | 0 | 0 | 0 | 0
PeakG | 0 | 0 | 0 | 0 | 0 | 0
PeakO | 0 | 0 | 0 | 0 | 0 | 0
ST | 0 | 0 | 0 | 0 | 0 | 0
STOG | 0 | 0 | 0 | 0 | 0 | 0
STWD | 0 | 0 | 0 | 0 | 0 | 0
WT | 0 | 0 | 0 | 0 | 0 | 0
IGCC | 0 | 0 | 0 | 0 | 0 | 0
DemandResponse | 0 | 0 | 0 | 0 | 0 | 0
IGCC-CCS | 0 | 0 | 0 | 0 | 0 | 0
WT_off | 0 | 0 | 0 | 0 | 0 | 0
PseudoUnit | 0 | 0 | 0 | 0 | 0 | 0
FixedInterchange | 0 | 0 | 0 | 0 | 0 | 0
Retrofit FOM Costs by Reporting Type: MARITIMES
ReportingType | 2015 | 2020 | 2025 | 2030 | 2035 | 2040
BM | 0 | 0 | 0 | 0 | 0 | 0
CC | 0 | 0 | 0 | 0 | 0 | 0
CSP | 0 | 0 | 0 | 0 | 0 | 0
CT | 0 | 0 | 0 | 0 | 0 | 0
Coal | 0 | 0 | 0 | 0 | 0 | 0
Geo | 0 | 0 | 0 | 0 | 0 | 0
H | 0 | 0 | 0 | 0 | 0 | 0
LFG | 0 | 0 | 0 | 0 | 0 | 0
Nuc | 0 | 0 | 0 | 0 | 0 | 0
PS | 0 | 0 | 0 | 0 | 0 | 0
PV | 0 | 0 | 0 | 0 | 0 | 0
PeakG | 0 | 0 | 0 | 0 | 0 | 0
PeakO | 0 | 0 | 0 | 0 | 0 | 0
ST | 0 | 0 | 0 | 0 | 0 | 0
STOG | 0 | 0 | 0 | 0 | 0 | 0
STWD | 0 | 0 | 0 | 0 | 0 | 0
WT | 0 | 0 | 0 | 0 | 0 | 0
IGCC | 0 | 0 | 0 | 0 | 0 | 0
DemandResponse | 0 | 0 | 0 | 0 | 0 | 0
IGCC-CCS | 0 | 0 | 0 | 0 | 0 | 0
WT_off | 0 | 0 | 0 | 0 | 0 | 0
PseudoUnit | 0 | 0 | 0 | 0 | 0 | 0
FixedInterchange | 0 | 0 | 0 | 0 | 0 | 0
Retrofit FOM Costs by Reporting Type: All
ReportingType | 2015 | 2020 | 2025 | 2030 | 2035 | 2040
BM | 0 | 0 | 0 | 0 | 0 | 0
CC | 0 | 0 | 0 | 0 | 0 | 0
CSP | 0 | 0 | 0 | 0 | 0 | 0
CT | 0 | 0 | 0 | 0 | 0 | 0
Coal | 1381.55 | 1674.76 | 1674.34 | 1674.34 | 1674.34 | 1674.34
Geo | 0 | 0 | 0 | 0 | 0 | 0
H | 0 | 0 | 0 | 0 | 0 | 0
LFG | 0 | 0 | 0 | 0 | 0 | 0
Nuc | 0 | 0 | 0 | 0 | 0 | 0
PS | 0 | 0 | 0 | 0 | 0 | 0
PV | 0 | 0 | 0 | 0 | 0 | 0
PeakG | 0 | 0 | 0 | 0 | 0 | 0
PeakO | 0 | 0 | 0 | 0 | 0 | 0
ST | 0 | 0 | 0 | 0 | 0 | 0
STOG | 0 | 0 | 0 | 0 | 0 | 0
STWD | 0 | 0 | 0 | 0 | 0 | 0
WT | 0 | 0 | 0 | 0 | 0 | 0
IGCC | 0 | 0 | 0 | 0 | 0 | 0
DemandResponse | 0 | 0 | 0 | 0 | 0 | 0
IGCC-CCS | 0 | 0 | 0 | 0 | 0 | 0
WT_off | 0 | 0 | 0 | 0 | 0 | 0
PseudoUnit | 0 | 0 | 0 | 0 | 0 | 0
FixedInterchange | 0 | 0 | 0 | 0 | 0 | 0
Retrofit FOM Costs by Reporting Type: EI_US
ReportingType | 2015 | 2020 | 2025 | 2030 | 2035 | 2040
BM | 0 | 0 | 0 | 0 | 0 | 0
CC | 0 | 0 | 0 | 0 | 0 | 0
CSP | 0 | 0 | 0 | 0 | 0 | 0
CT | 0 | 0 | 0 | 0 | 0 | 0
Coal | 1137.75 | 1389.94 | 1389.94 | 1389.94 | 1389.94 | 1389.94
Geo | 0 | 0 | 0 | 0 | 0 | 0
H | 0 | 0 | 0 | 0 | 0 | 0
LFG | 0 | 0 | 0 | 0 | 0 | 0
Nuc | 0 | 0 | 0 | 0 | 0 | 0
PS | 0 | 0 | 0 | 0 | 0 | 0
PV | 0 | 0 | 0 | 0 | 0 | 0
PeakG | 0 | 0 | 0 | 0 | 0 | 0
PeakO | 0 | 0 | 0 | 0 | 0 | 0
ST | 0 | 0 | 0 | 0 | 0 | 0
STOG | 0 | 0 | 0 | 0 | 0 | 0
STWD | 0 | 0 | 0 | 0 | 0 | 0
WT | 0 | 0 | 0 | 0 | 0 | 0
IGCC | 0 | 0 | 0 | 0 | 0 | 0
DemandResponse | 0 | 0 | 0 | 0 | 0 | 0
IGCC-CCS | 0 | 0 | 0 | 0 | 0 | 0
WT_off | 0 | 0 | 0 | 0 | 0 | 0
PseudoUnit | 0 | 0 | 0 | 0 | 0 | 0
FixedInterchange | 0 | 0 | 0 | 0 | 0 | 0
Retrofit FOM Costs by Reporting Type: EI_Canada
ReportingType | 2015 | 2020 | 2025 | 2030 | 2035 | 2040
BM | 0 | 0 | 0 | 0 | 0 | 0
CC | 0 | 0 | 0 | 0 | 0 | 0
CSP | 0 | 0 | 0 | 0 | 0 | 0
CT | 0 | 0 | 0 | 0 | 0 | 0
Coal | 0 | 0 | 0 | 0 | 0 | 0
Geo | 0 | 0 | 0 | 0 | 0 | 0
H | 0 | 0 | 0 | 0 | 0 | 0
LFG | 0 | 0 | 0 | 0 | 0 | 0
Nuc | 0 | 0 | 0 | 0 | 0 | 0
PS | 0 | 0 | 0 | 0 | 0 | 0
PV | 0 | 0 | 0 | 0 | 0 | 0
PeakG | 0 | 0 | 0 | 0 | 0 | 0
PeakO | 0 | 0 | 0 | 0 | 0 | 0
ST | 0 | 0 | 0 | 0 | 0 | 0
STOG | 0 | 0 | 0 | 0 | 0 | 0
STWD | 0 | 0 | 0 | 0 | 0 | 0
WT | 0 | 0 | 0 | 0 | 0 | 0
IGCC | 0 | 0 | 0 | 0 | 0 | 0
DemandResponse | 0 | 0 | 0 | 0 | 0 | 0
IGCC-CCS | 0 | 0 | 0 | 0 | 0 | 0
WT_off | 0 | 0 | 0 | 0 | 0 | 0
PseudoUnit | 0 | 0 | 0 | 0 | 0 | 0
FixedInterchange | 0 | 0 | 0 | 0 | 0 | 0
Retrofit FOM Costs by Reporting Type: EI
ReportingType | 2015 | 2020 | 2025 | 2030 | 2035 | 2040
BM | 0 | 0 | 0 | 0 | 0 | 0
CC | 0 | 0 | 0 | 0 | 0 | 0
CSP | 0 | 0 | 0 | 0 | 0 | 0
CT | 0 | 0 | 0 | 0 | 0 | 0
Coal | 1137.75 | 1389.94 | 1389.94 | 1389.94 | 1389.94 | 1389.94
Geo | 0 | 0 | 0 | 0 | 0 | 0
H | 0 | 0 | 0 | 0 | 0 | 0
LFG | 0 | 0 | 0 | 0 | 0 | 0
Nuc | 0 | 0 | 0 | 0 | 0 | 0
PS | 0 | 0 | 0 | 0 | 0 | 0
PV | 0 | 0 | 0 | 0 | 0 | 0
PeakG | 0 | 0 | 0 | 0 | 0 | 0
PeakO | 0 | 0 | 0 | 0 | 0 | 0
ST | 0 | 0 | 0 | 0 | 0 | 0
STOG | 0 | 0 | 0 | 0 | 0 | 0
STWD | 0 | 0 | 0 | 0 | 0 | 0
WT | 0 | 0 | 0 | 0 | 0 | 0
IGCC | 0 | 0 | 0 | 0 | 0 | 0
DemandResponse | 0 | 0 | 0 | 0 | 0 | 0
IGCC-CCS | 0 | 0 | 0 | 0 | 0 | 0
WT_off | 0 | 0 | 0 | 0 | 0 | 0
PseudoUnit | 0 | 0 | 0 | 0 | 0 | 0
FixedInterchange | 0 | 0 | 0 | 0 | 0 | 0
Retrofit FOM Costs by Reporting Type: Outside_EI
ReportingType | 2015 | 2020 | 2025 | 2030 | 2035 | 2040
BM | 0 | 0 | 0 | 0 | 0 | 0
CC | 0 | 0 | 0 | 0 | 0 | 0
CSP | 0 | 0 | 0 | 0 | 0 | 0
CT | 0 | 0 | 0 | 0 | 0 | 0
Coal | 243.81 | 284.82 | 284.4 | 284.4 | 284.4 | 284.4
Geo | 0 | 0 | 0 | 0 | 0 | 0
H | 0 | 0 | 0 | 0 | 0 | 0
LFG | 0 | 0 | 0 | 0 | 0 | 0
Nuc | 0 | 0 | 0 | 0 | 0 | 0
PS | 0 | 0 | 0 | 0 | 0 | 0
PV | 0 | 0 | 0 | 0 | 0 | 0
PeakG | 0 | 0 | 0 | 0 | 0 | 0
PeakO | 0 | 0 | 0 | 0 | 0 | 0
ST | 0 | 0 | 0 | 0 | 0 | 0
STOG | 0 | 0 | 0 | 0 | 0 | 0
STWD | 0 | 0 | 0 | 0 | 0 | 0
WT | 0 | 0 | 0 | 0 | 0 | 0
IGCC | 0 | 0 | 0 | 0 | 0 | 0
DemandResponse | 0 | 0 | 0 | 0 | 0 | 0
IGCC-CCS | 0 | 0 | 0 | 0 | 0 | 0
WT_off | 0 | 0 | 0 | 0 | 0 | 0
PseudoUnit | 0 | 0 | 0 | 0 | 0 | 0
FixedInterchange | 0 | 0 | 0 | 0 | 0 | 0
#12 | 0.01: Levelized Capital Costs ($million)
Levelized Capital Costs by Reporting Type: Entergy
ReportingType | 2015 | 2020 | 2025 | 2030 | 2035 | 2040
BM | 0 | 0 | 0 | 0 | 0 | 0
CC | 74.3 | 383.09 | 545.58 | 886.74 | 1342.61 | 1769.47
CSP | 0 | 0 | 0 | 0 | 0 | 0
CT | 0 | 0 | 0 | 0 | 0 | 0
Coal | 202.06 | 202.06 | 202.06 | 202.06 | 202.06 | 202.06
Geo | 0 | 0 | 0 | 0 | 0 | 0
H | 0 | 0 | 0 | 0 | 0 | 0
LFG | 0 | 0 | 20.14 | 20.14 | 20.14 | 20.14
Nuc | 0 | 0 | 0 | 0 | 0 | 0
PS | 0 | 0 | 0 | 0 | 0 | 0
PV | 0.11 | 23.83 | 37.37 | 40.36 | 43.62 | 23.56
PeakG | 0 | 0 | 0 | 0 | 0 | 0
PeakO | 0 | 0 | 0 | 0 | 0 | 0
ST | 0 | 0 | 0 | 0 | 0 | 0
STOG | 0 | 0 | 0 | 0 | 0 | 0
STWD | 0 | 0 | 0 | 0 | 0 | 0
WT | 0 | 0 | 0 | 0 | 0 | 0
IGCC | 0 | 0 | 0 | 0 | 0 | 0
DemandResponse | 0 | 0 | 0 | 0 | 0 | 0
IGCC-CCS | 0 | 0 | 0 | 0 | 0 | 0
WT_off | 0 | 0 | 0 | 0 | 0 | 0
PseudoUnit | 0 | 0 | 0 | 0 | 0 | 0
FixedInterchange | 0 | 0 | 0 | 0 | 0 | 0
Levelized Capital Costs by Reporting Type: FRCC
ReportingType | 2015 | 2020 | 2025 | 2030 | 2035 | 2040
BM | 0 | 0 | 0 | 0 | 0 | 0
CC | 165.38 | 1025.78 | 1640.58 | 2509.81 | 3651.34 | 4748.44
CSP | 0 | 0 | 0 | 0 | 0 | 0
CT | 196.14 | 196.14 | 196.14 | 196.14 | 0 | 0
Coal | 0 | 0 | 0 | 0 | 0 | 0
Geo | 0 | 0 | 0 | 0 | 0 | 0
H | 0 | 0 | 0 | 0 | 0 | 0
LFG | 0 | 0 | 37.91 | 37.91 | 37.91 | 37.91
Nuc | 0 | 0 | 0 | 0 | 0 | 0
PS | 0 | 0 | 0 | 0 | 0 | 0
PV | 0 | 0 | 0 | 0 | 0 | 0
PeakG | 0 | 0 | 0 | 0 | 0 | 0
PeakO | 0 | 0 | 0 | 0 | 0 | 0
ST | 0 | 0 | 0 | 0 | 0 | 0
STOG | 0 | 0 | 0 | 0 | 0 | 0
STWD | 0 | 0 | 0 | 0 | 0 | 0
WT | 0 | 0 | 0 | 0 | 0 | 0
IGCC | 0 | 0 | 0 | 0 | 0 | 0
DemandResponse | 0 | 0 | 0 | 0 | 0 | 0
IGCC-CCS | 0 | 0 | 0 | 0 | 0 | 0
WT_off | 0 | 0 | 0 | 0 | 0 | 0
PseudoUnit | 0 | 0 | 0 | 0 | 0 | 0
FixedInterchange | 0 | 0 | 0 | 0 | 0 | 0
Levelized Capital Costs by Reporting Type: MAPP_US
ReportingType | 2015 | 2020 | 2025 | 2030 | 2035 | 2040
BM | 0 | 0 | 0 | 0 | 0 | 0
CC | 0 | 0 | 0 | 0 | 0 | 0
CSP | 0 | 0 | 0 | 0 | 0 | 0
CT | 25.9 | 25.9 | 51.83 | 106.09 | 97.14 | 125.03
Coal | 0 | 0 | 0 | 0 | 141.76 | 263.86
Geo | 0 | 0 | 0 | 0 | 0 | 0
H | 0 | 0 | 0 | 0 | 0 | 0
LFG | 0 | 0 | 13.26 | 13.26 | 13.26 | 13.26
Nuc | 0 | 0 | 0 | 0 | 0 | 0
PS | 0 | 0 | 0 | 0 | 0 | 0
PV | 0 | 0 | 0 | 0 | 0 | 0
PeakG | 0 | 0 | 0 | 0 | 0 | 0
PeakO | 0 | 0 | 0 | 0 | 0 | 0
ST | 0 | 0 | 0 | 0 | 0 | 0
STOG | 0 | 0 | 0 | 0 | 0 | 0
STWD | 0 | 0 | 0 | 0 | 0 | 0
WT | 91.97 | 262.05 | 307.36 | 319.48 | 318.98 | 207.99
IGCC | 0 | 0 | 0 | 0 | 0 | 0
DemandResponse | 0 | 0 | 0 | 0 | 0 | 0
IGCC-CCS | 0 | 0 | 0 | 0 | 0 | 0
WT_off | 0 | 0 | 0 | 0 | 0 | 0
PseudoUnit | 0 | 0 | 0 | 0 | 0 | 0
FixedInterchange | 0 | 0 | 0 | 0 | 0 | 0
Levelized Capital Costs by Reporting Type: MISO_IN
ReportingType | 2015 | 2020 | 2025 | 2030 | 2035 | 2040
BM | 0 | 0 | 0 | 0 | 0 | 0
CC | 0 | 811.68 | 1131.14 | 1509.2 | 1850.7 | 2151.78
CSP | 0 | 0 | 0 | 0 | 0 | 0
CT | 0 | 0 | 0 | 0 | 0 | 0
Coal | 0 | 0 | 0 | 0 | 0 | 0
Geo | 0 | 0 | 0 | 0 | 0 | 0
H | 0 | 0 | 0 | 0 | 0 | 0
LFG | 0 | 0 | 15.89 | 15.89 | 15.89 | 15.89
Nuc | 0 | 0 | 0 | 0 | 0 | 0
PS | 0 | 0 | 0 | 0 | 0 | 0
PV | 0 | 94.5 | 156.26 | 169.23 | 183.29 | 104.02
PeakG | 0 | 0 | 0 | 0 | 0 | 0
PeakO | 0 | 0 | 0 | 0 | 0 | 0
ST | 0 | 0 | 0 | 0 | 0 | 0
STOG | 0 | 0 | 0 | 0 | 0 | 0
STWD | 0 | 0 | 0 | 0 | 0 | 0
WT | 0 | 0 | 0 | 0 | 0 | 0
IGCC | 215.26 | 215.26 | 215.26 | 215.26 | 215.26 | 215.26
DemandResponse | 0 | 0 | 0 | 0 | 0 | 0
IGCC-CCS | 0 | 0 | 0 | 0 | 0 | 0
WT_off | 0 | 0 | 0 | 0 | 0 | 0
PseudoUnit | 0 | 0 | 0 | 0 | 0 | 0
FixedInterchange | 0 | 0 | 0 | 0 | 0 | 0
Levelized Capital Costs by Reporting Type: MISO_MI
ReportingType | 2015 | 2020 | 2025 | 2030 | 2035 | 2040
BM | 0 | 0 | 0 | 0 | 0 | 0
CC | 0 | 0 | 89.71 | 89.72 | 371.95 | 608.2
CSP | 0 | 0 | 0 | 0 | 0 | 0
CT | 0 | 0 | 0 | 0 | 0 | 0
Coal | 0 | 0 | 0 | 0 | 0 | 0
Geo | 0 | 0 | 0 | 0 | 0 | 0
H | 0 | 0 | 0 | 0 | 0 | 0
LFG | 0 | 34.29 | 34.29 | 34.29 | 34.29 | 0
Nuc | 0 | 0 | 0 | 0 | 0 | 0
PS | 0 | 0 | 0 | 0 | 0 | 0
PV | 0 | 0 | 0 | 0 | 0 | 0
PeakG | 0 | 0 | 0 | 0 | 0 | 0
PeakO | 0 | 0 | 0 | 0 | 0 | 0
ST | 0 | 0 | 0 | 0 | 0 | 0
STOG | 0 | 0 | 0 | 0 | 0 | 0
STWD | 0 | 0 | 0 | 0 | 0 | 0
WT | 480.98 | 480.98 | 696.54 | 823.48 | 457.42 | 583.05
IGCC | 0 | 0 | 0 | 0 | 0 | 0
DemandResponse | 0 | 0 | 0 | 0 | 0 | 0
IGCC-CCS | 0 | 0 | 0 | 0 | 0 | 0
WT_off | 0 | 0 | 0 | 0 | 0 | 0
PseudoUnit | 0 | 0 | 0 | 0 | 0 | 0
FixedInterchange | 0 | 0 | 0 | 0 | 0 | 0
Levelized Capital Costs by Reporting Type: MISO_MO-IL
ReportingType | 2015 | 2020 | 2025 | 2030 | 2035 | 2040
BM | 0 | 0 | 0 | 0 | 0 | 0
CC | 0 | 0 | 0 | 0 | 0 | 0
CSP | 0 | 0 | 0 | 0 | 0 | 0
CT | 0 | 0 | 0 | 0 | 0 | 0
Coal | 574.94 | 574.94 | 574.94 | 574.94 | 574.94 | 574.94
Geo | 0 | 0 | 0 | 0 | 0 | 0
H | 0 | 0 | 0 | 0 | 0 | 0
LFG | 0 | 0 | 46.76 | 46.76 | 46.76 | 46.76
Nuc | 0 | 0 | 0 | 0 | 0 | 0
PS | 0 | 0 | 0 | 0 | 0 | 0
PV | 0 | 0 | 0 | 0 | 0 | 0
PeakG | 0 | 0 | 0 | 0 | 0 | 0
PeakO | 0 | 0 | 0 | 0 | 0 | 0
ST | 0 | 0 | 0 | 0 | 0 | 0
STOG | 0 | 0 | 0 | 0 | 0 | 0
STWD | 0 | 0 | 0 | 0 | 0 | 0
WT | 68.52 | 68.52 | 68.52 | 68.52 | 0 | 0
IGCC | 0 | 0 | 0 | 0 | 0 | 0
DemandResponse | 0 | 0 | 0 | 0 | 0 | 0
IGCC-CCS | 0 | 0 | 0 | 0 | 0 | 0
WT_off | 0 | 0 | 0 | 0 | 0 | 0
PseudoUnit | 0 | 0 | 0 | 0 | 0 | 0
FixedInterchange | 0 | 0 | 0 | 0 | 0 | 0
Levelized Capital Costs by Reporting Type: MISO_W
ReportingType | 2015 | 2020 | 2025 | 2030 | 2035 | 2040
BM | 0 | 0 | 0 | 0 | 0 | 0
CC | 0 | 0 | 0 | 0 | 0 | 0
CSP | 0 | 0 | 0 | 0 | 0 | 0
CT | 0 | 0 | 0 | 0 | 0 | 0
Coal | 0 | 0 | 0 | 0 | 1034.08 | 3213.5
Geo | 0 | 0 | 0 | 0 | 0 | 0
H | 0 | 0 | 0 | 0 | 0 | 0
LFG | 0 | 0 | 14.86 | 14.86 | 14.86 | 14.86
Nuc | 0 | 0 | 0 | 0 | 0 | 0
PS | 0 | 0 | 0 | 0 | 0 | 0
PV | 0 | 0 | 0 | 0 | 0 | 0
PeakG | 0 | 0 | 0 | 0 | 0 | 0
PeakO | 0 | 0 | 0 | 0 | 0 | 0
ST | 0 | 0 | 0 | 0 | 0 | 0
STOG | 0 | 0 | 0 | 0 | 0 | 0
STWD | 0 | 0 | 0 | 0 | 0 | 0
WT | 658.73 | 1315.16 | 2248.95 | 2616 | 2386.34 | 2125.02
IGCC | 0 | 0 | 0 | 0 | 0 | 0
DemandResponse | 0 | 0 | 0 | 0 | 0 | 0
IGCC-CCS | 0 | 0 | 0 | 0 | 0 | 0
WT_off | 0 | 0 | 0 | 0 | 0 | 0
PseudoUnit | 0 | 0 | 0 | 0 | 0 | 0
FixedInterchange | 0 | 0 | 0 | 0 | 0 | 0
Levelized Capital Costs by Reporting Type: MISO_WUMS
ReportingType | 2015 | 2020 | 2025 | 2030 | 2035 | 2040
BM | 0 | 0 | 0 | 0 | 0 | 0
CC | 0 | 452.68 | 500 | 619.78 | 980.74 | 1043.67
CSP | 0 | 0 | 0 | 0 | 0 | 0
CT | 0.01 | 570.51 | 811.36 | 1356.34 | 1778.43 | 1313.6
Coal | 184.51 | 184.51 | 184.51 | 184.51 | 184.51 | 184.51
Geo | 0 | 0 | 0 | 0 | 0 | 0
H | 0 | 0 | 0 | 0 | 0 | 0
LFG | 0 | 0 | 43.4 | 43.4 | 43.4 | 43.4
Nuc | 0 | 0 | 0 | 0 | 0 | 0
PS | 0 | 0 | 0 | 0 | 0 | 0
PV | 0 | 0 | 0 | 0 | 0 | 0
PeakG | 0 | 0 | 0 | 0 | 0 | 0
PeakO | 0 | 0 | 0 | 0 | 0 | 0
ST | 0 | 0 | 0 | 0 | 0 | 0
STOG | 0 | 0 | 0 | 0 | 0 | 0
STWD | 0 | 0 | 0 | 0 | 0 | 0
WT | 218.37 | 218.37 | 218.37 | 218.37 | 0 | 0
IGCC | 0 | 0 | 0 | 0 | 0 | 0
DemandResponse | 0 | 0 | 0 | 0 | 0 | 0
IGCC-CCS | 0 | 0 | 0 | 0 | 0 | 0
WT_off | 0 | 0 | 0 | 0 | 0 | 0
PseudoUnit | 0 | 0 | 0 | 0 | 0 | 0
FixedInterchange | 0 | 0 | 0 | 0 | 0 | 0
Levelized Capital Costs by Reporting Type: Nebraska
ReportingType | 2015 | 2020 | 2025 | 2030 | 2035 | 2040
BM | 0 | 0 | 0 | 0 | 0 | 0
CC | 0 | 49.48 | 65.62 | 65.63 | 65.63 | 65.63
CSP | 0 | 0 | 0 | 0 | 0 | 0
CT | 0 | 0 | 0 | 0 | 0 | 0
Coal | 66.52 | 66.52 | 66.52 | 66.52 | 887.13 | 1140.94
Geo | 0 | 0 | 0 | 0 | 0 | 0
H | 0 | 0 | 0 | 0 | 0 | 0
LFG | 0 | 0 | 13.78 | 13.78 | 13.78 | 13.78
Nuc | 0 | 0 | 0 | 0 | 0 | 0
PS | 0 | 0 | 0 | 0 | 0 | 0
PV | 0 | 0 | 0 | 0 | 0 | 0
PeakG | 0 | 0 | 0 | 0 | 0 | 0
PeakO | 0 | 0 | 0 | 0 | 0 | 0
ST | 0 | 0 | 0 | 0 | 0 | 0
STOG | 0 | 0 | 0 | 0 | 0 | 0
STWD | 0 | 0 | 0 | 0 | 0 | 0
WT | 44.36 | 44.36 | 44.36 | 34.86 | 0 | 0
IGCC | 0 | 0 | 0 | 0 | 0 | 0
DemandResponse | 0 | 0 | 0 | 0 | 0 | 0
IGCC-CCS | 0 | 0 | 0 | 0 | 0 | 0
WT_off | 0 | 0 | 0 | 0 | 0 | 0
PseudoUnit | 0 | 0 | 0 | 0 | 0 | 0
FixedInterchange | 0 | 0 | 0 | 0 | 0 | 0
Levelized Capital Costs by Reporting Type: NEISO
ReportingType | 2015 | 2020 | 2025 | 2030 | 2035 | 2040
BM | 115.57 | 115.57 | 115.57 | 115.57 | 115.57 | 115.57
CC | 273.49 | 273.49 | 273.49 | 273.49 | 312.87 | 424.34
CSP | 0 | 0 | 0 | 0 | 0 | 0
CT | 30 | 30 | 89.98 | 254.9 | 496.66 | 496.66
Coal | 0 | 0 | 0 | 0 | 0 | 0
Geo | 0 | 0 | 0 | 0 | 0 | 0
H | 0 | 0 | 0 | 0 | 0 | 0
LFG | 10.64 | 10.64 | 24.97 | 24.97 | 14.32 | 14.32
Nuc | 0 | 0 | 0 | 0 | 0 | 0
PS | 0 | 0 | 0 | 0 | 0 | 0
PV | 0 | 127.77 | 133.52 | 140.19 | 146.88 | 26.15
PeakG | 0 | 0 | 0 | 0 | 0 | 0
PeakO | 0 | 0 | 0 | 0 | 0 | 0
ST | 0 | 0 | 0 | 0 | 0 | 0
STOG | 0 | 0 | 0 | 0 | 0 | 0
STWD | 0 | 0 | 0 | 0 | 0 | 0
WT | 54.49 | 891.16 | 1169.69 | 1162.39 | 1115.2 | 278.53
IGCC | 0 | 0 | 0 | 0 | 0 | 0
DemandResponse | 0 | 0 | 0 | 0 | 0 | 0
IGCC-CCS | 0 | 0 | 0 | 0 | 0 | 0
WT_off | 283.24 | 283.24 | 283.24 | 283.24 | 0 | 0
PseudoUnit | 0 | 0 | 0 | 0 | 0 | 0
FixedInterchange | 0 | 0 | 0 | 0 | 0 | 0
Levelized Capital Costs by Reporting Type: NonRTO_Midwest
ReportingType | 2015 | 2020 | 2025 | 2030 | 2035 | 2040
BM | 0 | 0 | 0 | 0 | 0 | 0
CC | 0 | 82.71 | 172.25 | 262.56 | 401.98 | 417.19
CSP | 0 | 0 | 0 | 0 | 0 | 0
CT | 0 | 57.54 | 58.39 | 74.6 | 74.82 | 114.95
Coal | 0 | 0 | 0 | 0 | 0 | 0
Geo | 0 | 0 | 0 | 0 | 0 | 0
H | 0 | 0 | 0 | 0 | 0 | 0
LFG | 0 | 0 | 0 | 30 | 30 | 30
Nuc | 0 | 0 | 0 | 0 | 0 | 0
PS | 0 | 0 | 0 | 0 | 0 | 0
PV | 0 | 0 | 0 | 0 | 0 | 0
PeakG | 0 | 0 | 0 | 0 | 0 | 0
PeakO | 0 | 0 | 0 | 0 | 0 | 0
ST | 0 | 0 | 0 | 0 | 0 | 0
STOG | 0 | 0 | 0 | 0 | 0 | 0
STWD | 0 | 0 | 0 | 0 | 0 | 0
WT | 0 | 0 | 0 | 0 | 0 | 0
IGCC | 0 | 0 | 0 | 0 | 0 | 0
DemandResponse | 0 | 0 | 0 | 0 | 0 | 0
IGCC-CCS | 0 | 0 | 0 | 0 | 0 | 0
WT_off | 0 | 0 | 0 | 0 | 0 | 0
PseudoUnit | 0 | 0 | 0 | 0 | 0 | 0
FixedInterchange | 0 | 0 | 0 | 0 | 0 | 0
Levelized Capital Costs by Reporting Type: NYISO_A-F
ReportingType | 2015 | 2020 | 2025 | 2030 | 2035 | 2040
BM | 0 | 0 | 0 | 0 | 0 | 0
CC | 85.71 | 85.71 | 85.72 | 85.72 | 85.72 | 161.22
CSP | 0 | 0 | 0 | 0 | 0 | 0
CT | 0 | 0 | 0 | 0 | 0 | 0
Coal | 0 | 0 | 0 | 0 | 0 | 0
Geo | 0 | 0 | 0 | 0 | 0 | 0
H | 0 | 0 | 0 | 0 | 0 | 0
LFG | 1.35 | 1.35 | 14.91 | 14.91 | 13.57 | 13.57
Nuc | 0 | 0 | 0 | 0 | 0 | 0
PS | 0 | 0 | 0 | 0 | 0 | 0
PV | 0 | 0 | 0 | 0 | 0 | 0
PeakG | 0 | 0 | 0 | 0 | 0 | 0
PeakO | 0 | 0 | 0 | 0 | 0 | 0
ST | 0 | 0 | 0 | 0 | 0 | 0
STOG | 0 | 0 | 0 | 0 | 0 | 0
STWD | 0 | 0 | 0 | 0 | 0 | 0
WT | 571.17 | 727.41 | 983.83 | 1436.54 | 1180.31 | 1214.68
IGCC | 0 | 0 | 0 | 0 | 0 | 0
DemandResponse | 0 | 0 | 0 | 0 | 0 | 0
IGCC-CCS | 0 | 0 | 0 | 0 | 0 | 0
WT_off | 0 | 0 | 0 | 0 | 0 | 0
PseudoUnit | 0 | 0 | 0 | 0 | 0 | 0
FixedInterchange | 0 | 0 | 0 | 0 | 0 | 0
Levelized Capital Costs by Reporting Type: NYISO_G-I
ReportingType | 2015 | 2020 | 2025 | 2030 | 2035 | 2040
BM | 0 | 0 | 0 | 0 | 0 | 0
CC | 0 | 67.19 | 292.18 | 541.9 | 916.83 | 1159.04
CSP | 0 | 0 | 0 | 0 | 0 | 0
CT | 0 | 0 | 0 | 0 | 0 | 0
Coal | 0 | 0 | 0 | 0 | 0 | 0
Geo | 0 | 0 | 0 | 0 | 0 | 0
H | 0 | 0 | 0 | 0 | 0 | 0
LFG | 0 | 0 | 14.85 | 14.85 | 14.85 | 14.85
Nuc | 0 | 0 | 0 | 0 | 0 | 0
PS | 0 | 0 | 0 | 0 | 0 | 0
PV | 0 | 0 | 0 | 0 | 0 | 0
PeakG | 0 | 0 | 0 | 0 | 0 | 0
PeakO | 0 | 0 | 0 | 0 | 0 | 0
ST | 0 | 0 | 0 | 0 | 0 | 0
STOG | 0 | 0 | 0 | 0 | 0 | 0
STWD | 0 | 0 | 0 | 0 | 0 | 0
WT | 0 | 12.72 | 12.72 | 12.72 | 12.72 | 0
IGCC | 0 | 0 | 0 | 0 | 0 | 0
DemandResponse | 0 | 0 | 0 | 0 | 0 | 0
IGCC-CCS | 0 | 0 | 0 | 0 | 0 | 0
WT_off | 0 | 0 | 0 | 0 | 0 | 0
PseudoUnit | 0 | 0 | 0 | 0 | 0 | 0
FixedInterchange | 0 | 0 | 0 | 0 | 0 | 0
Levelized Capital Costs by Reporting Type: NYISO_J-K
ReportingType | 2015 | 2020 | 2025 | 2030 | 2035 | 2040
BM | 0 | 0 | 0 | 0 | 0 | 0
CC | 226.37 | 226.37 | 226.37 | 350.05 | 589.33 | 693.95
CSP | 0 | 0 | 0 | 0 | 0 | 0
CT | 0 | 32.43 | 109.58 | 222.16 | 322.41 | 391.63
Coal | 0 | 0 | 0 | 0 | 0 | 0
Geo | 0 | 0 | 0 | 0 | 0 | 0
H | 0 | 0 | 0 | 0 | 0 | 0
LFG | 0 | 0 | 20.47 | 20.47 | 20.47 | 20.47
Nuc | 0 | 0 | 0 | 0 | 0 | 0
PS | 0 | 0 | 0 | 0 | 0 | 0
PV | 16.99 | 16.99 | 16.99 | 16.99 | 0 | 0
PeakG | 0 | 0 | 0 | 0 | 0 | 0
PeakO | 0 | 0 | 0 | 0 | 0 | 0
ST | 0 | 0 | 0 | 0 | 0 | 0
STOG | 0 | 0 | 0 | 0 | 0 | 0
STWD | 0 | 0 | 0 | 0 | 0 | 0
WT | 0 | 0 | 0 | 0 | 0 | 0
IGCC | 0 | 0 | 0 | 0 | 0 | 0
DemandResponse | 0 | 0 | 0 | 0 | 0 | 0
IGCC-CCS | 0 | 0 | 0 | 0 | 0 | 0
WT_off | 0 | 0 | 0 | 0 | 0 | 0
PseudoUnit | 0 | 0 | 0 | 0 | 0 | 0
FixedInterchange | 0 | 0 | 0 | 0 | 0 | 0
Levelized Capital Costs by Reporting Type: PJM_E
ReportingType | 2015 | 2020 | 2025 | 2030 | 2035 | 2040
BM | 14.48 | 14.48 | 14.48 | 14.48 | 14.48 | 14.48
CC | 673.31 | 673.31 | 673.31 | 673.31 | 582.39 | 327.31
CSP | 0 | 0 | 0 | 0 | 0 | 0
CT | 2.28 | 2.28 | 2.28 | 202.25 | 548.48 | 711.9
Coal | 9.09 | 9.09 | 9.09 | 9.09 | 9.09 | 9.09
Geo | 0 | 0 | 0 | 0 | 0 | 0
H | 0 | 0 | 0 | 0 | 0 | 0
LFG | 2.19 | 32.86 | 32.86 | 30.67 | 30.67 | 0
Nuc | 0 | 0 | 0 | 0 | 0 | 0
PS | 0 | 0 | 0 | 0 | 0 | 0
PV | 11.04 | 11.04 | 11.04 | 11.04 | 0 | 0
PeakG | 0 | 0 | 0 | 0 | 0 | 0
PeakO | 0 | 0 | 0 | 0 | 0 | 0
ST | 0 | 0 | 0 | 0 | 0 | 0
STOG | 0 | 0 | 0 | 0 | 0 | 0
STWD | 0 | 0 | 0 | 0 | 0 | 0
WT | 300.12 | 300.12 | 300.12 | 300.12 | 0 | 0
IGCC | 0 | 0 | 0 | 0 | 0 | 0
DemandResponse | 0 | 0 | 0 | 0 | 0 | 0
IGCC-CCS | 0 | 0 | 0 | 0 | 0 | 0
WT_off | 0 | 0 | 540.35 | 540.35 | 540.35 | 540.35
PseudoUnit | 0 | 0 | 0 | 0 | 0 | 0
FixedInterchange | 0 | 0 | 0 | 0 | 0 | 0
Levelized Capital Costs by Reporting Type: PJM_ROM
ReportingType | 2015 | 2020 | 2025 | 2030 | 2035 | 2040
BM | 7.8 | 7.8 | 7.8 | 7.8 | 7.8 | 7.8
CC | 232.92 | 232.92 | 232.92 | 232.92 | 1189.59 | 3287.74
CSP | 0 | 0 | 0 | 0 | 0 | 0
CT | 1.4 | 1.4 | 1.4 | 1.4 | 0 | 0
Coal | 10.21 | 10.21 | 10.21 | 10.21 | 10.21 | 10.21
Geo | 0 | 0 | 0 | 0 | 0 | 0
H | 0 | 0 | 0 | 0 | 0 | 0
LFG | 3.93 | 57.29 | 57.29 | 55.71 | 53.36 | 0
Nuc | 0 | 0 | 0 | 0 | 0 | 0
PS | 0 | 0 | 0 | 0 | 0 | 0
PV | 0 | 555.7 | 915.43 | 1049.2 | 1138.05 | 678.9
PeakG | 0 | 0 | 0 | 0 | 0 | 0
PeakO | 0 | 0 | 0 | 0 | 0 | 0
ST | 0 | 0 | 0 | 0 | 0 | 0
STOG | 0 | 0 | 0 | 0 | 0 | 0
STWD | 0 | 0 | 0 | 0 | 0 | 0
WT | 113.55 | 113.55 | 273.91 | 1535.33 | 1449.19 | 1449.19
IGCC | 0 | 0 | 0 | 0 | 0 | 0
DemandResponse | 0 | 0 | 0 | 0 | 0 | 0
IGCC-CCS | 0 | 0 | 0 | 0 | 0 | 0
WT_off | 0 | 0 | 0 | 0 | 0 | 0
PseudoUnit | 0 | 0 | 0 | 0 | 0 | 0
FixedInterchange | 0 | 0 | 0 | 0 | 0 | 0
Levelized Capital Costs by Reporting Type: PJM_ROR
ReportingType | 2015 | 2020 | 2025 | 2030 | 2035 | 2040
BM | 165.77 | 165.77 | 165.77 | 165.77 | 165.77 | 80.7
CC | 350.7 | 1474.61 | 2484.57 | 3818.61 | 5383.72 | 5063.11
CSP | 0 | 0 | 0 | 0 | 0 | 0
CT | 2.4 | 2.4 | 2.4 | 139.26 | 136.86 | 440.11
Coal | 648.6 | 648.6 | 648.6 | 648.6 | 648.6 | 648.6
Geo | 0 | 0 | 0 | 0 | 0 | 0
H | 0 | 0 | 0 | 0 | 0 | 0
LFG | 11.72 | 11.72 | 110.38 | 104.73 | 98.66 | 98.66
Nuc | 0 | 0 | 0 | 0 | 0 | 0
PS | 0 | 0 | 0 | 0 | 0 | 0
PV | 0 | 0 | 0 | 0 | 0 | 0
PeakG | 0 | 0 | 0 | 0 | 0 | 0
PeakO | 0 | 0 | 0 | 0 | 0 | 0
ST | 0 | 0 | 0 | 0 | 0 | 0
STOG | 0 | 0 | 0 | 0 | 0 | 0
STWD | 0 | 0 | 0 | 0 | 0 | 0
WT | 1894.89 | 1894.89 | 1932.93 | 1356.81 | 616.27 | 1874.45
IGCC | 0 | 0 | 0 | 0 | 0 | 0
DemandResponse | 0 | 0 | 0 | 0 | 0 | 0
IGCC-CCS | 0 | 0 | 0 | 0 | 0 | 0
WT_off | 0 | 0 | 0 | 0 | 0 | 0
PseudoUnit | 0 | 0 | 0 | 0 | 0 | 0
FixedInterchange | 0 | 0 | 0 | 0 | 0 | 0
Levelized Capital Costs by Reporting Type: SOCO
ReportingType | 2015 | 2020 | 2025 | 2030 | 2035 | 2040
BM | 21 | 21 | 21 | 21 | 21 | 21
CC | 545.14 | 1009.81 | 1406.16 | 2099.81 | 2849.95 | 2304.81
CSP | 0 | 0 | 0 | 0 | 0 | 0
CT | 0 | 0 | 0 | 0 | 15.48 | 15.48
Coal | 0 | 0 | 0 | 0 | 0 | 2805.49
Geo | 0 | 0 | 0 | 0 | 0 | 0
H | 0 | 0 | 0 | 0 | 0 | 0
LFG | 0 | 0 | 1.02 | 19.65 | 19.65 | 19.65
Nuc | 0 | 1254.21 | 1254.21 | 1254.21 | 1254.21 | 1254.21
PS | 0 | 0 | 0 | 0 | 0 | 0
PV | 0 | 0 | 0 | 0 | 0 | 0
PeakG | 0 | 0 | 0 | 0 | 0 | 0
PeakO | 0 | 0 | 0 | 0 | 0 | 0
ST | 0 | 0 | 0 | 0 | 0 | 0
STOG | 0 | 0 | 0 | 0 | 0 | 0
STWD | 0 | 0 | 0 | 0 | 0 | 0
WT | 0 | 0 | 0 | 0 | 0 | 0
IGCC | 0 | 0 | 0 | 0 | 0 | 0
DemandResponse | 0 | 0 | 0 | 0 | 0 | 0
IGCC-CCS | 0 | 0 | 0 | 0 | 0 | 0
WT_off | 0 | 0 | 0 | 0 | 0 | 0
PseudoUnit | 0 | 0 | 0 | 0 | 0 | 0
FixedInterchange | 0 | 0 | 0 | 0 | 0 | 0
Levelized Capital Costs by Reporting Type: SPP_N
ReportingType | 2015 | 2020 | 2025 | 2030 | 2035 | 2040
BM | 0 | 0 | 0 | 0 | 0 | 0
CC | 0 | 321.82 | 389.92 | 681.98 | 681.98 | 681.98
CSP | 0 | 0 | 0 | 0 | 0 | 0
CT | 0 | 0 | 0 | 73.92 | 460.11 | 727.8
Coal | 128.56 | 128.56 | 128.56 | 128.56 | 128.56 | 851.65
Geo | 0 | 0 | 0 | 0 | 0 | 0
H | 0 | 0 | 0 | 0 | 0 | 0
LFG | 0 | 0 | 17.63 | 17.63 | 17.63 | 17.63
Nuc | 0 | 0 | 0 | 0 | 0 | 0
PS | 0 | 0 | 0 | 0 | 0 | 0
PV | 0 | 0 | 0 | 0 | 0 | 0
PeakG | 0 | 0 | 0 | 0 | 0 | 0
PeakO | 0 | 0 | 0 | 0 | 0 | 0
ST | 0 | 0 | 0 | 0 | 0 | 0
STOG | 0 | 0 | 0 | 0 | 0 | 0
STWD | 0 | 0 | 0 | 0 | 0 | 0
WT | 0 | 0 | 0 | 0.03 | 0.03 | 0.03
IGCC | 0 | 0 | 0 | 0 | 0 | 0
DemandResponse | 0 | 0 | 0 | 0 | 0 | 0
IGCC-CCS | 0 | 0 | 0 | 0 | 0 | 0
WT_off | 0 | 0 | 0 | 0 | 0 | 0
PseudoUnit | 0 | 0 | 0 | 0 | 0 | 0
FixedInterchange | 0 | 0 | 0 | 0 | 0 | 0
Levelized Capital Costs by Reporting Type: SPP_S
ReportingType | 2015 | 2020 | 2025 | 2030 | 2035 | 2040
BM | 0 | 0 | 0 | 0 | 0 | 0
CC | 0 | 266.19 | 556.26 | 888.97 | 888.97 | 888.97
CSP | 0 | 0 | 0 | 0 | 0 | 0
CT | 33.21 | 56.93 | 56.93 | 56.93 | 23.72 | 32.5
Coal | 273.14 | 273.14 | 273.14 | 273.14 | 273.14 | 273.14
Geo | 0 | 0 | 0 | 0 | 0 | 0
H | 0 | 0 | 0 | 0 | 0 | 0
LFG | 0 | 0 | 17.63 | 17.63 | 17.63 | 17.63
Nuc | 0 | 0 | 0 | 0 | 0 | 0
PS | 0 | 0 | 0 | 0 | 0 | 0
PV | 0 | 0 | 0 | 0 | 0 | 0
PeakG | 0 | 0 | 0 | 0 | 0 | 0
PeakO | 0 | 0 | 0 | 0 | 0 | 0
ST | 0 | 0 | 0 | 0 | 0 | 0
STOG | 0 | 0 | 0 | 0 | 0 | 0
STWD | 0 | 0 | 0 | 0 | 0 | 0
WT | 92.65 | 781.58 | 921.01 | 1111.68 | 3589.39 | 5063.07
IGCC | 0 | 0 | 0 | 0 | 0 | 0
DemandResponse | 0 | 0 | 0 | 0 | 0 | 0
IGCC-CCS | 0 | 0 | 0 | 0 | 0 | 0
WT_off | 0 | 0 | 0 | 0 | 0 | 0
PseudoUnit | 0 | 0 | 0 | 0 | 0 | 0
FixedInterchange | 0 | 0 | 0 | 0 | 0 | 0
Levelized Capital Costs by Reporting Type: TVA
ReportingType | 2015 | 2020 | 2025 | 2030 | 2035 | 2040
BM | 0 | 0 | 0 | 0 | 0 | 0
CC | 151.13 | 548.54 | 818.75 | 954.87 | 920.4 | 803.74
CSP | 0 | 0 | 0 | 0 | 0 | 0
CT | 35.98 | 260.95 | 260.95 | 438.7 | 535.43 | 310.46
Coal | 0 | 0 | 0 | 0 | 1247.37 | 2690.58
Geo | 0 | 0 | 0 | 0 | 0 | 0
H | 0 | 0 | 0 | 0 | 0 | 0
LFG | 0 | 0 | 0 | 19.35 | 19.35 | 19.35
Nuc | 684.91 | 684.91 | 684.91 | 684.91 | 684.91 | 684.91
PS | 0 | 0 | 0 | 0 | 0 | 0
PV | 0 | 0 | 0 | 0 | 0 | 0
PeakG | 0 | 0 | 0 | 0 | 0 | 0
PeakO | 0 | 0 | 0 | 0 | 0 | 0
ST | 0 | 0 | 0 | 0 | 0 | 0
STOG | 0 | 0 | 0 | 0 | 0 | 0
STWD | 0 | 0 | 0 | 0 | 0 | 0
WT | 0 | 0 | 0 | 0 | 0 | 0
IGCC | 0 | 0 | 0 | 0 | 0 | 0
DemandResponse | 0 | 0 | 0 | 0 | 0 | 0
IGCC-CCS | 0 | 0 | 0 | 0 | 0 | 0
WT_off | 0 | 0 | 0 | 0 | 0 | 0
PseudoUnit | 0 | 0 | 0 | 0 | 0 | 0
FixedInterchange | 0 | 0 | 0 | 0 | 0 | 0
Levelized Capital Costs by Reporting Type: TVA_Transmission
ReportingType | 2015 | 2020 | 2025 | 2030 | 2035 | 2040
BM | 0 | 0 | 0 | 0 | 0 | 0
CC | 0 | 0 | 0 | 0 | 0 | 0
CSP | 0 | 0 | 0 | 0 | 0 | 0
CT | 0 | 0 | 0 | 0 | 0 | 0
Coal | 0 | 0 | 0 | 0 | 0 | 0
Geo | 0 | 0 | 0 | 0 | 0 | 0
H | 0 | 0 | 0 | 0 | 0 | 0
LFG | 0 | 0 | 0 | 0 | 0 | 0
Nuc | 0 | 0 | 0 | 0 | 0 | 0
PS | 0 | 0 | 0 | 0 | 0 | 0
PV | 0 | 0 | 0 | 0 | 0 | 0
PeakG | 0 | 0 | 0 | 0 | 0 | 0
PeakO | 0 | 0 | 0 | 0 | 0 | 0
ST | 0 | 0 | 0 | 0 | 0 | 0
STOG | 0 | 0 | 0 | 0 | 0 | 0
STWD | 0 | 0 | 0 | 0 | 0 | 0
WT | 0 | 0 | 0 | 0 | 0 | 0
IGCC | 0 | 0 | 0 | 0 | 0 | 0
DemandResponse | 0 | 0 | 0 | 0 | 0 | 0
IGCC-CCS | 0 | 0 | 0 | 0 | 0 | 0
WT_off | 0 | 0 | 0 | 0 | 0 | 0
PseudoUnit | 0 | 0 | 0 | 0 | 0 | 0
FixedInterchange | 0 | 0 | 0 | 0 | 0 | 0
Levelized Capital Costs by Reporting Type: VACAR
ReportingType | 2015 | 2020 | 2025 | 2030 | 2035 | 2040
BM | 0.34 | 183.09 | 457.96 | 550.93 | 645.24 | 763
CC | 992.63 | 1302.1 | 1576.5 | 2008.61 | 2922.99 | 2924.53
CSP | 0 | 0 | 0 | 0 | 0 | 0
CT | 60.86 | 136.28 | 214.36 | 348.43 | 458.58 | 383.15
Coal | 220.45 | 220.45 | 220.45 | 220.45 | 220.45 | 220.45
Geo | 0 | 0 | 0 | 0 | 0 | 0
H | 0 | 0 | 0 | 0 | 0 | 0
LFG | 0.06 | 19.57 | 19.57 | 19.57 | 19.51 | 0
Nuc | 0 | 1320.06 | 1320.06 | 1320.06 | 1320.06 | 1320.06
PS | 0 | 0 | 0 | 0 | 0 | 0
PV | 0 | 48.03 | 52.84 | 58.57 | 64.82 | 23.67
PeakG | 0 | 0 | 0 | 0 | 0 | 0
PeakO | 0 | 0 | 0 | 0 | 0 | 0
ST | 0 | 0 | 0 | 0 | 0 | 0
STOG | 0 | 0 | 0 | 0 | 0 | 0
STWD | 0 | 0 | 0 | 0 | 0 | 0
WT | 0.19 | 740.59 | 740.59 | 740.59 | 740.4 | 0
IGCC | 0 | 0 | 0 | 0 | 0 | 0
DemandResponse | 0 | 0 | 0 | 0 | 0 | 0
IGCC-CCS | 0 | 0 | 0 | 0 | 0 | 0
WT_off | 0.53 | 0.53 | 0.53 | 0.53 | 0 | 0
PseudoUnit | 0 | 0 | 0 | 0 | 0 | 0
FixedInterchange | 0 | 0 | 0 | 0 | 0 | 0
Levelized Capital Costs by Reporting Type: IESO
ReportingType | 2015 | 2020 | 2025 | 2030 | 2035 | 2040
BM | 144.8 | 144.8 | 144.8 | 144.8 | 144.8 | 144.8
CC | 175.41 | 175.41 | 175.41 | 215.15 | 799.93 | 1141.49
CSP | 0 | 0 | 0 | 0 | 0 | 0
CT | 41.8 | 41.8 | 41.8 | 58.68 | 16.88 | 94.47
Coal | 0 | 0 | 0 | 0 | 0 | 0
Geo | 0 | 0 | 0 | 0 | 0 | 0
H | 0 | 0 | 0 | 0 | 0 | 0
LFG | 5.12 | 5.12 | 5.12 | 5.29 | 0.17 | 0.17
Nuc | 0 | 0 | 0 | 0 | 0 | 0
PS | 0 | 0 | 0 | 0 | 0 | 0
PV | 539.74 | 539.74 | 539.74 | 539.74 | 0 | 0
PeakG | 0 | 0 | 0 | 0 | 0 | 0
PeakO | 0 | 0 | 0 | 0 | 0 | 0
ST | 0 | 0 | 0 | 0 | 0 | 0
STOG | 0 | 0 | 0 | 0 | 0 | 0
STWD | 0 | 0 | 0 | 0 | 0 | 0
WT | 660.4 | 660.4 | 660.4 | 660.4 | 0 | 0
IGCC | 0 | 0 | 0 | 0 | 0 | 0
DemandResponse | 0 | 0 | 0 | 0 | 0 | 0
IGCC-CCS | 0 | 0 | 0 | 0 | 0 | 0
WT_off | 0 | 0 | 0 | 0 | 0 | 0
PseudoUnit | 0 | 0 | 0 | 0 | 0 | 0
FixedInterchange | 0 | 0 | 0 | 0 | 0 | 0
Levelized Capital Costs by Reporting Type: MAPP_CA
ReportingType | 2015 | 2020 | 2025 | 2030 | 2035 | 2040
BM | 0 | 0 | 0 | 0 | 0 | 0
CC | 142.99 | 258.27 | 339.26 | 455.29 | 577.11 | 477.01
CSP | 0 | 0 | 0 | 0 | 0 | 0
CT | 0 | 0 | 0 | 0 | 3.8 | 77.12
Coal | 0 | 0 | 0 | 0 | 0 | 0
Geo | 0 | 0 | 0 | 0 | 0 | 0
H | 0 | 0 | 0 | 0 | 0 | 0
LFG | 0 | 0 | 0 | 0 | 0 | 0
Nuc | 0 | 0 | 0 | 0 | 0 | 0
PS | 0 | 0 | 0 | 0 | 0 | 0
PV | 0 | 0 | 0 | 0 | 0 | 0
PeakG | 0 | 0 | 0 | 0 | 0 | 0
PeakO | 0 | 0 | 0 | 0 | 0 | 0
ST | 0 | 0 | 0 | 0 | 0 | 0
STOG | 0 | 0 | 0 | 0 | 0 | 0
STWD | 0 | 0 | 0 | 0 | 0 | 0
WT | 87.23 | 87.23 | 87.23 | 87.23 | 0 | 0
IGCC | 0 | 0 | 0 | 0 | 0 | 0
DemandResponse | 0 | 0 | 0 | 0 | 0 | 0
IGCC-CCS | 0 | 0 | 0 | 0 | 0 | 0
WT_off | 0 | 0 | 0 | 0 | 0 | 0
PseudoUnit | 0 | 0 | 0 | 0 | 0 | 0
FixedInterchange | 0 | 0 | 0 | 0 | 0 | 0
Levelized Capital Costs by Reporting Type: AZ_NM_SNV_Coal
ReportingType | 2015 | 2020 | 2025 | 2030 | 2035 | 2040
BM | 0 | 0 | 0 | 0 | 0 | 0
CC | 0 | 0 | 0 | 0 | 0 | 0
CSP | 0 | 0 | 0 | 0 | 0 | 0
CT | 0 | 0 | 0 | 0 | 0 | 0
Coal | 0 | 0 | 0 | 0 | 0 | 1792.14
Geo | 0 | 0 | 0 | 0 | 0 | 0
H | 0 | 0 | 0 | 0 | 0 | 0
LFG | 0 | 0 | 0 | 0 | 0 | 0
Nuc | 0 | 0 | 0 | 0 | 0 | 0
PS | 0 | 0 | 0 | 0 | 0 | 0
PV | 0 | 0 | 0 | 0 | 0 | 0
PeakG | 0 | 0 | 0 | 0 | 0 | 0
PeakO | 0 | 0 | 0 | 0 | 0 | 0
ST | 0 | 0 | 0 | 0 | 0 | 0
STOG | 0 | 0 | 0 | 0 | 0 | 0
STWD | 0 | 0 | 0 | 0 | 0 | 0
WT | 0 | 0 | 0 | 0 | 0 | 0
IGCC | 0 | 0 | 0 | 0 | 0 | 0
DemandResponse | 0 | 0 | 0 | 0 | 0 | 0
IGCC-CCS | 0 | 0 | 0 | 0 | 0 | 0
WT_off | 0 | 0 | 0 | 0 | 0 | 0
PseudoUnit | 0 | 0 | 0 | 0 | 0 | 0
FixedInterchange | 0 | 0 | 0 | 0 | 0 | 0
Levelized Capital Costs by Reporting Type: AZ_NM_SNV_Gas
ReportingType | 2015 | 2020 | 2025 | 2030 | 2035 | 2040
BM | 0 | 0 | 0 | 0 | 0 | 0
CC | 128.56 | 336.5 | 608.25 | 1497.6 | 2393.56 | 2476.04
CSP | 0 | 0 | 0 | 0 | 0 | 0
CT | 63.7 | 63.7 | 63.7 | 63.7 | 0 | 0
Coal | 0 | 0 | 0 | 0 | 0 | 0
Geo | 0 | 0 | 0 | 0 | 0 | 0
H | 0 | 0 | 0 | 0 | 0 | 0
LFG | 0 | 0 | 0 | 0 | 0 | 0
Nuc | 0 | 0 | 0 | 0 | 0 | 0
PS | 0 | 0 | 0 | 0 | 0 | 0
PV | 0 | 0 | 0 | 0 | 0 | 0
PeakG | 0 | 0 | 0 | 0 | 0 | 0
PeakO | 0 | 0 | 0 | 0 | 0 | 0
ST | 0 | 0 | 0 | 0 | 0 | 0
STOG | 0 | 0 | 0 | 0 | 0 | 0
STWD | 0 | 0 | 0 | 0 | 0 | 0
WT | 0 | 0 | 0 | 0 | 0 | 0
IGCC | 0 | 0 | 0 | 0 | 0 | 0
DemandResponse | 0 | 0 | 0 | 0 | 0 | 0
IGCC-CCS | 0 | 0 | 0 | 0 | 0 | 0
WT_off | 0 | 0 | 0 | 0 | 0 | 0
PseudoUnit | 0 | 0 | 0 | 0 | 0 | 0
FixedInterchange | 0 | 0 | 0 | 0 | 0 | 0
Levelized Capital Costs by Reporting Type: AZ_NM_SNV_NucRenew
ReportingType | 2015 | 2020 | 2025 | 2030 | 2035 | 2040
BM | 0 | 0 | 0 | 0 | 0 | 0
CC | 0 | 0 | 0 | 0 | 0 | 0
CSP | 0 | 0 | 0 | 0 | 0 | 0
CT | 0 | 0 | 0 | 0 | 0 | 0
Coal | 0 | 0 | 0 | 0 | 0 | 0
Geo | 0 | 0 | 369.64 | 369.64 | 369.64 | 369.64
H | 0 | 0 | 0 | 0 | 0 | 0
LFG | 0 | 11.72 | 11.72 | 11.72 | 11.72 | 0
Nuc | 0 | 0 | 0 | 0 | 0 | 0
PS | 0 | 0 | 0 | 0 | 0 | 0
PV | 34.88 | 34.88 | 34.88 | 34.88 | 0 | 0
PeakG | 0 | 0 | 0 | 0 | 0 | 0
PeakO | 0 | 0 | 0 | 0 | 0 | 0
ST | 101.54 | 277.19 | 386.17 | 367.31 | 331.14 | 155.5
STOG | 0 | 0 | 0 | 0 | 0 | 0
STWD | 0 | 0 | 0 | 0 | 0 | 0
WT | 14.29 | 3912.04 | 3912.04 | 4058.78 | 4044.49 | 148.48
IGCC | 0 | 0 | 0 | 0 | 0 | 0
DemandResponse | 0 | 0 | 0 | 0 | 0 | 0
IGCC-CCS | 0 | 0 | 0 | 0 | 0 | 0
WT_off | 0 | 0 | 0 | 0 | 0 | 0
PseudoUnit | 0 | 0 | 0 | 0 | 0 | 0
FixedInterchange | 0 | 0 | 0 | 0 | 0 | 0
Levelized Capital Costs by Reporting Type: ERCOT
ReportingType | 2015 | 2020 | 2025 | 2030 | 2035 | 2040
BM | 54.69 | 54.69 | 54.69 | 54.69 | 54.69 | 54.69
CC | 560 | 1347.01 | 1796.51 | 2554.54 | 3442.08 | 3843.23
CSP | 0 | 0 | 0 | 0 | 0 | 0
CT | 20.97 | 20.97 | 20.97 | 20.97 | 0 | 0
Coal | 540.38 | 540.38 | 540.38 | 540.38 | 540.38 | 540.38
Geo | 0 | 0 | 0 | 0 | 0 | 0
H | 0 | 0 | 0 | 0 | 0 | 0
LFG | 0 | 0 | 0 | 63.77 | 63.77 | 63.77
Nuc | 0 | 0 | 0 | 0 | 0 | 0
PS | 0 | 0 | 0 | 0 | 0 | 0
PV | 4.89 | 4.89 | 4.89 | 4.89 | 0 | 0
PeakG | 0 | 0 | 0 | 0 | 0 | 0
PeakO | 0 | 0 | 0 | 0 | 0 | 0
ST | 0 | 0 | 0 | 0 | 0 | 0
STOG | 0 | 0 | 0 | 0 | 0 | 0
STWD | 0 | 0 | 0 | 0 | 0 | 0
WT | 72.7 | 72.7 | 72.7 | 72.7 | 0 | 0
IGCC | 0 | 0 | 0 | 0 | 0 | 0
DemandResponse | 0 | 0 | 0 | 0 | 0 | 0
IGCC-CCS | 0 | 0 | 0 | 0 | 0 | 0
WT_off | 0 | 0 | 0 | 0 | 0 | 0
PseudoUnit | 0 | 0 | 0 | 0 | 0 | 0
FixedInterchange | 0 | 0 | 0 | 0 | 0 | 0
Levelized Capital Costs by Reporting Type: NP15
ReportingType | 2015 | 2020 | 2025 | 2030 | 2035 | 2040
BM | 0 | 0 | 0 | 0 | 0 | 0
CC | 130.44 | 130.44 | 370.87 | 457.88 | 487.42 | 770.24
CSP | 0 | 0 | 0 | 0 | 0 | 0
CT | 256.88 | 705.24 | 1132.04 | 1814.88 | 2072.73 | 1977.62
Coal | 0 | 0 | 0 | 0 | 0 | 0
Geo | 0 | 31.22 | 177.14 | 177.14 | 177.14 | 145.92
H | 0 | 0 | 0 | 0 | 0 | 0
LFG | 0 | 125.8 | 125.8 | 125.8 | 125.8 | 0
Nuc | 0 | 0 | 0 | 0 | 0 | 0
PS | 0 | 0 | 0 | 0 | 0 | 0
PV | 2.79 | 2.79 | 2.79 | 2.79 | 0 | 0
PeakG | 0 | 0 | 0 | 0 | 0 | 0
PeakO | 0 | 0 | 0 | 0 | 0 | 0
ST | 12.6 | 12.6 | 12.6 | 12.6 | 0 | 0
STOG | 0 | 0 | 0 | 0 | 0 | 0
STWD | 0 | 0 | 0 | 0 | 0 | 0
WT | 26.07 | 499.36 | 499.36 | 822.35 | 796.28 | 322.99
IGCC | 0 | 0 | 0 | 0 | 0 | 0
DemandResponse | 0 | 0 | 0 | 0 | 0 | 0
IGCC-CCS | 0 | 0 | 0 | 0 | 0 | 0
WT_off | 0 | 0 | 0 | 0 | 0 | 0
PseudoUnit | 0 | 0 | 0 | 0 | 0 | 0
FixedInterchange | 0 | 0 | 0 | 0 | 0 | 0
Levelized Capital Costs by Reporting Type: NWPP_Coal
ReportingType | 2015 | 2020 | 2025 | 2030 | 2035 | 2040
BM | 0 | 0 | 0 | 0 | 0 | 0
CC | 0 | 0 | 0 | 0 | 0 | 0
CSP | 0 | 0 | 0 | 0 | 0 | 0
CT | 0 | 0 | 0 | 0 | 0 | 0
Coal | 0 | 0 | 0 | 0 | 0 | 0
Geo | 0 | 0 | 0 | 0 | 0 | 0
H | 0 | 0 | 0 | 0 | 0 | 0
LFG | 0 | 0 | 0 | 0 | 0 | 0
Nuc | 0 | 0 | 0 | 0 | 0 | 0
PS | 0 | 0 | 0 | 0 | 0 | 0
PV | 0 | 0 | 0 | 0 | 0 | 0
PeakG | 0 | 0 | 0 | 0 | 0 | 0
PeakO | 0 | 0 | 0 | 0 | 0 | 0
ST | 0 | 0 | 0 | 0 | 0 | 0
STOG | 0 | 0 | 0 | 0 | 0 | 0
STWD | 0 | 0 | 0 | 0 | 0 | 0
WT | 0 | 0 | 0 | 0 | 0 | 0
IGCC | 0 | 0 | 0 | 0 | 0 | 0
DemandResponse | 0 | 0 | 0 | 0 | 0 | 0
IGCC-CCS | 0 | 0 | 0 | 0 | 0 | 0
WT_off | 0 | 0 | 0 | 0 | 0 | 0
PseudoUnit | 0 | 0 | 0 | 0 | 0 | 0
FixedInterchange | 0 | 0 | 0 | 0 | 0 | 0
Levelized Capital Costs by Reporting Type: NWPP_Gas
ReportingType | 2015 | 2020 | 2025 | 2030 | 2035 | 2040
BM | 0 | 0 | 0 | 0 | 0 | 0
CC | 33.4 | 205.46 | 617 | 1309.51 | 2068.98 | 2761.9
CSP | 0 | 0 | 0 | 0 | 0 | 0
CT | 13.02 | 13.02 | 13.02 | 13.02 | 0 | 0
Coal | 0 | 0 | 0 | 0 | 0 | 260.63
Geo | 0 | 0 | 0 | 0 | 0 | 0
H | 0 | 0 | 0 | 0 | 0 | 0
LFG | 0 | 0 | 0 | 0 | 0 | 0
Nuc | 0 | 0 | 0 | 0 | 0 | 0
PS | 0 | 0 | 0 | 0 | 0 | 0
PV | 0 | 0 | 0 | 0 | 0 | 0
PeakG | 0 | 0 | 0 | 0 | 0 | 0
PeakO | 0 | 0 | 0 | 0 | 0 | 0
ST | 0 | 0 | 0 | 0 | 0 | 0
STOG | 0 | 0 | 0 | 0 | 0 | 0
STWD | 0 | 0 | 0 | 0 | 0 | 0
WT | 0 | 0 | 0 | 0 | 0 | 0
IGCC | 0 | 0 | 0 | 0 | 0 | 0
DemandResponse | 0 | 0 | 0 | 0 | 0 | 0
IGCC-CCS | 0 | 0 | 0 | 0 | 0 | 0
WT_off | 0 | 0 | 0 | 0 | 0 | 0
PseudoUnit | 0 | 0 | 0 | 0 | 0 | 0
FixedInterchange | 0 | 0 | 0 | 0 | 0 | 0
Levelized Capital Costs by Reporting Type: NWPP_NucRenew
ReportingType | 2015 | 2020 | 2025 | 2030 | 2035 | 2040
BM | 13.89 | 13.89 | 13.89 | 13.89 | 13.89 | 13.89
CC | 0 | 0 | 0 | 0 | 0 | 0
CSP | 0 | 0 | 0 | 0 | 0 | 0
CT | 0 | 0 | 0 | 0 | 0 | 0
Coal | 0 | 0 | 0 | 0 | 0 | 0
Geo | 24.88 | 24.88 | 135.71 | 135.71 | 110.83 | 110.83
H | 0 | 0 | 0 | 0 | 0 | 0
LFG | 5.02 | 19.86 | 51.12 | 51.12 | 46.1 | 31.26
Nuc | 0 | 0 | 0 | 0 | 0 | 0
PS | 0 | 0 | 0 | 0 | 0 | 0
PV | 0 | 0 | 0 | 0 | 0 | 0
PeakG | 0 | 0 | 0 | 0 | 0 | 0
PeakO | 0 | 0 | 0 | 0 | 0 | 0
ST | 0 | 0 | 0 | 0 | 0 | 0
STOG | 0 | 0 | 0 | 0 | 0 | 0
STWD | 0 | 0 | 0 | 0 | 0 | 0
WT | 238.86 | 238.86 | 238.86 | 402.93 | 164.08 | 164.08
IGCC | 0 | 0 | 0 | 0 | 0 | 0
DemandResponse | 0 | 0 | 0 | 0 | 0 | 0
IGCC-CCS | 0 | 0 | 0 | 0 | 0 | 0
WT_off | 0 | 0 | 0 | 0 | 0 | 0
PseudoUnit | 0 | 0 | 0 | 0 | 0 | 0
FixedInterchange | 0 | 0 | 0 | 0 | 0 | 0
Levelized Capital Costs by Reporting Type: RMPA
ReportingType | 2015 | 2020 | 2025 | 2030 | 2035 | 2040
BM | 0 | 0 | 0 | 0 | 0 | 0
CC | 0 | 0 | 0 | 0 | 0 | 0
CSP | 0 | 0 | 0 | 0 | 0 | 0
CT | 15.2 | 15.2 | 15.2 | 15.2 | 7.1 | 62.1
Coal | 108.63 | 371.79 | 412.54 | 1011.7 | 1667.11 | 2270.15
Geo | 0 | 143.35 | 667.51 | 667.51 | 667.51 | 524.17
H | 0 | 0 | 0 | 0 | 0 | 0
LFG | 0.28 | 5.85 | 5.85 | 5.85 | 5.57 | 0
Nuc | 0 | 0 | 0 | 0 | 0 | 0
PS | 0 | 0 | 0 | 0 | 0 | 0
PV | 0.37 | 0.37 | 0.37 | 0.37 | 0 | 0
PeakG | 0 | 0 | 0 | 0 | 0 | 0
PeakO | 0 | 0 | 0 | 0 | 0 | 0
ST | 1.07 | 136.89 | 152.49 | 169.97 | 168.9 | 33.07
STOG | 0 | 0 | 0 | 0 | 0 | 0
STWD | 0 | 0 | 0 | 0 | 0 | 0
WT | 172.66 | 172.66 | 172.66 | 172.66 | 0 | 0
IGCC | 0 | 0 | 0 | 0 | 0 | 0
DemandResponse | 0 | 0 | 0 | 0 | 0 | 0
IGCC-CCS | 0 | 0 | 0 | 0 | 0 | 0
WT_off | 0 | 0 | 0 | 0 | 0 | 0
PseudoUnit | 0 | 0 | 0 | 0 | 0 | 0
FixedInterchange | 0 | 0 | 0 | 0 | 0 | 0
Levelized Capital Costs by Reporting Type: SP15
ReportingType | 2015 | 2020 | 2025 | 2030 | 2035 | 2040
BM | 2.9 | 2.9 | 2.9 | 2.9 | 2.9 | 2.9
CC | 60.76 | 60.76 | 60.76 | 60.76 | 60.76 | 0
CSP | 0 | 0 | 0 | 0 | 0 | 0
CT | 0 | 0 | 0 | 0 | 313.2 | 632.96
Coal | 0 | 0 | 0 | 0 | 0 | 0
Geo | 14.26 | 385.19 | 385.19 | 370.93 | 370.93 | 0
H | 0 | 0 | 0 | 0 | 0 | 0
LFG | 2.09 | 125.04 | 125.04 | 124.8 | 122.95 | 0
Nuc | 0 | 0 | 0 | 0 | 0 | 0
PS | 0 | 0 | 0 | 0 | 0 | 0
PV | 1.62 | 1.62 | 1.62 | 1.62 | 0 | 0
PeakG | 0 | 0 | 0 | 0 | 0 | 0
PeakO | 0 | 0 | 0 | 0 | 0 | 0
ST | 191.39 | 191.39 | 191.39 | 191.39 | 0 | 0
STOG | 0 | 0 | 0 | 0 | 0 | 0
STWD | 0 | 0 | 0 | 0 | 0 | 0
WT | 193.26 | 193.26 | 193.26 | 510.54 | 317.28 | 317.28
IGCC | 0 | 0 | 0 | 0 | 0 | 0
DemandResponse | 0 | 0 | 0 | 0 | 0 | 0
IGCC-CCS | 0 | 0 | 0 | 0 | 0 | 0
WT_off | 0 | 0 | 0 | 0 | 0 | 0
PseudoUnit | 0 | 0 | 0 | 0 | 0 | 0
FixedInterchange | 0 | 0 | 0 | 0 | 0 | 0
Levelized Capital Costs by Reporting Type: ALB
ReportingType | 2015 | 2020 | 2025 | 2030 | 2035 | 2040
BM | 0 | 0 | 0 | 0 | 0 | 0
CC | 69.21 | 200.94 | 353.67 | 561.8 | 796.36 | 991.52
CSP | 0 | 0 | 0 | 0 | 0 | 0
CT | 16.7 | 16.7 | 16.7 | 16.7 | 0 | 0
Coal | 147.62 | 147.62 | 147.62 | 147.62 | 147.62 | 147.62
Geo | 0 | 0 | 0 | 0 | 0 | 0
H | 0 | 0 | 0 | 0 | 0 | 0
LFG | 0 | 0 | 0 | 0 | 0 | 0
Nuc | 0 | 0 | 0 | 0 | 0 | 0
PS | 0 | 0 | 0 | 0 | 0 | 0
PV | 0 | 0 | 0 | 0 | 0 | 0
PeakG | 0 | 0 | 0 | 0 | 0 | 0
PeakO | 0 | 0 | 0 | 0 | 0 | 0
ST | 0 | 0 | 0 | 0 | 0 | 0
STOG | 0 | 0 | 0 | 0 | 0 | 0
STWD | 0 | 0 | 0 | 0 | 0 | 0
WT | 2.54 | 2.54 | 2.54 | 2.54 | 0 | 0
IGCC | 0 | 0 | 0 | 0 | 0 | 0
DemandResponse | 0 | 0 | 0 | 0 | 0 | 0
IGCC-CCS | 0 | 0 | 0 | 0 | 0 | 0
WT_off | 0 | 0 | 0 | 0 | 0 | 0
PseudoUnit | 0 | 0 | 0 | 0 | 0 | 0
FixedInterchange | 0 | 0 | 0 | 0 | 0 | 0
Levelized Capital Costs by Reporting Type: BC
ReportingType | 2015 | 2020 | 2025 | 2030 | 2035 | 2040
BM | 0 | 0 | 0 | 0 | 0 | 0
CC | 176.85 | 317.08 | 465.54 | 664.86 | 740.64 | 723.81
CSP | 0 | 0 | 0 | 0 | 0 | 0
CT | 0 | 0 | 0 | 0 | 103.29 | 162.29
Coal | 0 | 0 | 0 | 0 | 0 | 0
Geo | 0 | 0 | 0 | 0 | 0 | 0
H | 0 | 0 | 0 | 0 | 0 | 0
LFG | 0 | 0 | 0 | 0 | 0 | 0
Nuc | 0 | 0 | 0 | 0 | 0 | 0
PS | 0 | 0 | 0 | 0 | 0 | 0
PV | 0 | 0 | 0 | 0 | 0 | 0
PeakG | 0 | 0 | 0 | 0 | 0 | 0
PeakO | 0 | 0 | 0 | 0 | 0 | 0
ST | 0 | 0 | 0 | 0 | 0 | 0
STOG | 0 | 0 | 0 | 0 | 0 | 0
STWD | 0 | 0 | 0 | 0 | 0 | 0
WT | 40.68 | 40.68 | 40.68 | 40.68 | 0 | 0
IGCC | 0 | 0 | 0 | 0 | 0 | 0
DemandResponse | 0 | 0 | 0 | 0 | 0 | 0
IGCC-CCS | 0 | 0 | 0 | 0 | 0 | 0
WT_off | 0 | 0 | 0 | 0 | 0 | 0
PseudoUnit | 0 | 0 | 0 | 0 | 0 | 0
FixedInterchange | 0 | 0 | 0 | 0 | 0 | 0
Levelized Capital Costs by Reporting Type: HQ_IESO
ReportingType | 2015 | 2020 | 2025 | 2030 | 2035 | 2040
BM | 0 | 0 | 0 | 0 | 0 | 0
CC | 0 | 0 | 0 | 0 | 0 | 0
CSP | 0 | 0 | 0 | 0 | 0 | 0
CT | 0 | 0 | 0 | 0 | 0 | 0
Coal | 0 | 0 | 0 | 0 | 0 | 0
Geo | 0 | 0 | 0 | 0 | 0 | 0
H | 0 | 0 | 0 | 0 | 0 | 0
LFG | 0 | 0 | 0 | 0 | 0 | 0
Nuc | 0 | 0 | 0 | 0 | 0 | 0
PS | 0 | 0 | 0 | 0 | 0 | 0
PV | 0 | 0 | 0 | 0 | 0 | 0
PeakG | 0 | 0 | 0 | 0 | 0 | 0
PeakO | 0 | 0 | 0 | 0 | 0 | 0
ST | 0 | 0 | 0 | 0 | 0 | 0
STOG | 0 | 0 | 0 | 0 | 0 | 0
STWD | 0 | 0 | 0 | 0 | 0 | 0
WT | 0 | 0 | 0 | 0 | 0 | 0
IGCC | 0 | 0 | 0 | 0 | 0 | 0
DemandResponse | 0 | 0 | 0 | 0 | 0 | 0
IGCC-CCS | 0 | 0 | 0 | 0 | 0 | 0
WT_off | 0 | 0 | 0 | 0 | 0 | 0
PseudoUnit | 0 | 0 | 0 | 0 | 0 | 0
FixedInterchange | 0 | 0 | 0 | 0 | 0 | 0
Levelized Capital Costs by Reporting Type: HQ_NEISO
ReportingType | 2015 | 2020 | 2025 | 2030 | 2035 | 2040
BM | 0 | 0 | 0 | 0 | 0 | 0
CC | 0 | 0 | 0 | 0 | 0 | 0
CSP | 0 | 0 | 0 | 0 | 0 | 0
CT | 0 | 0 | 0 | 0 | 0 | 0
Coal | 0 | 0 | 0 | 0 | 0 | 0
Geo | 0 | 0 | 0 | 0 | 0 | 0
H | 0 | 0 | 0 | 0 | 0 | 0
LFG | 0 | 0 | 0 | 0 | 0 | 0
Nuc | 0 | 0 | 0 | 0 | 0 | 0
PS | 0 | 0 | 0 | 0 | 0 | 0
PV | 0 | 0 | 0 | 0 | 0 | 0
PeakG | 0 | 0 | 0 | 0 | 0 | 0
PeakO | 0 | 0 | 0 | 0 | 0 | 0
ST | 0 | 0 | 0 | 0 | 0 | 0
STOG | 0 | 0 | 0 | 0 | 0 | 0
STWD | 0 | 0 | 0 | 0 | 0 | 0
WT | 0 | 0 | 0 | 0 | 0 | 0
IGCC | 0 | 0 | 0 | 0 | 0 | 0
DemandResponse | 0 | 0 | 0 | 0 | 0 | 0
IGCC-CCS | 0 | 0 | 0 | 0 | 0 | 0
WT_off | 0 | 0 | 0 | 0 | 0 | 0
PseudoUnit | 0 | 0 | 0 | 0 | 0 | 0
FixedInterchange | 0 | 0 | 0 | 0 | 0 | 0
Levelized Capital Costs by Reporting Type: HQ_NY
ReportingType | 2015 | 2020 | 2025 | 2030 | 2035 | 2040
BM | 0 | 0 | 0 | 0 | 0 | 0
CC | 0 | 0 | 0 | 0 | 0 | 0
CSP | 0 | 0 | 0 | 0 | 0 | 0
CT | 0 | 0 | 0 | 0 | 0 | 0
Coal | 0 | 0 | 0 | 0 | 0 | 0
Geo | 0 | 0 | 0 | 0 | 0 | 0
H | 0 | 0 | 0 | 0 | 0 | 0
LFG | 0 | 0 | 0 | 0 | 0 | 0
Nuc | 0 | 0 | 0 | 0 | 0 | 0
PS | 0 | 0 | 0 | 0 | 0 | 0
PV | 0 | 0 | 0 | 0 | 0 | 0
PeakG | 0 | 0 | 0 | 0 | 0 | 0
PeakO | 0 | 0 | 0 | 0 | 0 | 0
ST | 0 | 0 | 0 | 0 | 0 | 0
STOG | 0 | 0 | 0 | 0 | 0 | 0
STWD | 0 | 0 | 0 | 0 | 0 | 0
WT | 0 | 0 | 0 | 0 | 0 | 0
IGCC | 0 | 0 | 0 | 0 | 0 | 0
DemandResponse | 0 | 0 | 0 | 0 | 0 | 0
IGCC-CCS | 0 | 0 | 0 | 0 | 0 | 0
WT_off | 0 | 0 | 0 | 0 | 0 | 0
PseudoUnit | 0 | 0 | 0 | 0 | 0 | 0
FixedInterchange | 0 | 0 | 0 | 0 | 0 | 0
Levelized Capital Costs by Reporting Type: MARITIMES
ReportingType | 2015 | 2020 | 2025 | 2030 | 2035 | 2040
BM | 0 | 0 | 0 | 0 | 0 | 0
CC | 0 | 0 | 0 | 0 | 0 | 0
CSP | 0 | 0 | 0 | 0 | 0 | 0
CT | 0 | 0 | 0 | 0 | 0 | 0
Coal | 0 | 0 | 0 | 0 | 0 | 0
Geo | 0 | 0 | 0 | 0 | 0 | 0
H | 0 | 0 | 0 | 0 | 0 | 0
LFG | 0 | 0 | 0 | 0 | 0 | 0
Nuc | 0 | 0 | 0 | 0 | 0 | 0
PS | 0 | 0 | 0 | 0 | 0 | 0
PV | 0 | 0 | 0 | 0 | 0 | 0
PeakG | 0 | 0 | 0 | 0 | 0 | 0
PeakO | 0 | 0 | 0 | 0 | 0 | 0
ST | 0 | 0 | 0 | 0 | 0 | 0
STOG | 0 | 0 | 0 | 0 | 0 | 0
STWD | 0 | 0 | 0 | 0 | 0 | 0
WT | 0 | 0 | 0 | 0 | 0 | 0
IGCC | 0 | 0 | 0 | 0 | 0 | 0
DemandResponse | 0 | 0 | 0 | 0 | 0 | 0
IGCC-CCS | 0 | 0 | 0 | 0 | 0 | 0
WT_off | 0 | 0 | 0 | 0 | 0 | 0
PseudoUnit | 0 | 0 | 0 | 0 | 0 | 0
FixedInterchange | 0 | 0 | 0 | 0 | 0 | 0
Levelized Capital Costs by Reporting Type: All
ReportingType | 2015 | 2020 | 2025 | 2030 | 2035 | 2040
BM | 541.24 | 723.99 | 998.86 | 1091.84 | 1186.14 | 1218.83
CC | 5248.71 | 12319.36 | 17948.3 | 26331.08 | 37356.52 | 42710.36
CSP | 0 | 0 | 0 | 0 | 0 | 0
CT | 816.46 | 2249.39 | 3159.03 | 5474.27 | 7465.13 | 8069.85
Coal | 3114.71 | 3377.87 | 3418.62 | 4017.78 | 7917.01 | 18099.93
Geo | 39.14 | 584.64 | 1735.19 | 1720.93 | 1696.05 | 1150.55
H | 0 | 0 | 0 | 0 | 0 | 0
LFG | 42.41 | 461.1 | 896.5 | 1018.77 | 986.02 | 567.33
Nuc | 684.91 | 3259.17 | 3259.17 | 3259.17 | 3259.17 | 3259.17
PS | 0 | 0 | 0 | 0 | 0 | 0
PV | 612.43 | 1462.16 | 1907.73 | 2069.87 | 1576.65 | 856.3
PeakG | 0 | 0 | 0 | 0 | 0 | 0
PeakO | 0 | 0 | 0 | 0 | 0 | 0
ST | 306.6 | 618.07 | 742.65 | 741.27 | 500.04 | 188.57
STOG | 0 | 0 | 0 | 0 | 0 | 0
STWD | 0 | 0 | 0 | 0 | 0 | 0
WT | 6098.68 | 13731.2 | 15798.64 | 18567.73 | 17188.36 | 13748.82
IGCC | 215.26 | 215.26 | 215.26 | 215.26 | 215.26 | 215.26
DemandResponse | 0 | 0 | 0 | 0 | 0 | 0
IGCC-CCS | 0 | 0 | 0 | 0 | 0 | 0
WT_off | 283.77 | 283.77 | 824.12 | 824.12 | 540.35 | 540.35
PseudoUnit | 0 | 0 | 0 | 0 | 0 | 0
FixedInterchange | 0 | 0 | 0 | 0 | 0 | 0
Levelized Capital Costs by Reporting Type: EI_US
ReportingType | 2015 | 2020 | 2025 | 2030 | 2035 | 2040
BM | 324.96 | 507.71 | 782.58 | 875.55 | 969.86 | 1002.54
CC | 3771.09 | 9287.5 | 13161.04 | 18553.7 | 25989.68 | 29525.11
CSP | 0 | 0 | 0 | 0 | 0 | 0
CT | 388.18 | 1372.75 | 1855.6 | 3471.12 | 4948.12 | 5063.28
Coal | 2318.08 | 2318.08 | 2318.08 | 2318.08 | 5561.9 | 13089.01
Geo | 0 | 0 | 0 | 0 | 0 | 0
H | 0 | 0 | 0 | 0 | 0 | 0
LFG | 29.9 | 167.72 | 571.85 | 630.42 | 609.94 | 472.13
Nuc | 684.91 | 3259.17 | 3259.17 | 3259.17 | 3259.17 | 3259.17
PS | 0 | 0 | 0 | 0 | 0 | 0
PV | 28.13 | 877.86 | 1323.43 | 1485.57 | 1576.65 | 856.3
PeakG | 0 | 0 | 0 | 0 | 0 | 0
PeakO | 0 | 0 | 0 | 0 | 0 | 0
ST | 0 | 0 | 0 | 0 | 0 | 0
STOG | 0 | 0 | 0 | 0 | 0 | 0
STWD | 0 | 0 | 0 | 0 | 0 | 0
WT | 4589.99 | 7851.47 | 9918.9 | 11736.91 | 11866.23 | 12796
IGCC | 215.26 | 215.26 | 215.26 | 215.26 | 215.26 | 215.26
DemandResponse | 0 | 0 | 0 | 0 | 0 | 0
IGCC-CCS | 0 | 0 | 0 | 0 | 0 | 0
WT_off | 283.77 | 283.77 | 824.12 | 824.12 | 540.35 | 540.35
PseudoUnit | 0 | 0 | 0 | 0 | 0 | 0
FixedInterchange | 0 | 0 | 0 | 0 | 0 | 0
Levelized Capital Costs by Reporting Type: EI_Canada
ReportingType | 2015 | 2020 | 2025 | 2030 | 2035 | 2040
BM | 144.8 | 144.8 | 144.8 | 144.8 | 144.8 | 144.8
CC | 318.4 | 433.68 | 514.67 | 670.44 | 1377.04 | 1618.5
CSP | 0 | 0 | 0 | 0 | 0 | 0
CT | 41.8 | 41.8 | 41.8 | 58.68 | 20.69 | 171.59
Coal | 0 | 0 | 0 | 0 | 0 | 0
Geo | 0 | 0 | 0 | 0 | 0 | 0
H | 0 | 0 | 0 | 0 | 0 | 0
LFG | 5.12 | 5.12 | 5.12 | 5.29 | 0.17 | 0.17
Nuc | 0 | 0 | 0 | 0 | 0 | 0
PS | 0 | 0 | 0 | 0 | 0 | 0
PV | 539.74 | 539.74 | 539.74 | 539.74 | 0 | 0
PeakG | 0 | 0 | 0 | 0 | 0 | 0
PeakO | 0 | 0 | 0 | 0 | 0 | 0
ST | 0 | 0 | 0 | 0 | 0 | 0
STOG | 0 | 0 | 0 | 0 | 0 | 0
STWD | 0 | 0 | 0 | 0 | 0 | 0
WT | 747.62 | 747.62 | 747.62 | 747.62 | 0 | 0
IGCC | 0 | 0 | 0 | 0 | 0 | 0
DemandResponse | 0 | 0 | 0 | 0 | 0 | 0
IGCC-CCS | 0 | 0 | 0 | 0 | 0 | 0
WT_off | 0 | 0 | 0 | 0 | 0 | 0
PseudoUnit | 0 | 0 | 0 | 0 | 0 | 0
FixedInterchange | 0 | 0 | 0 | 0 | 0 | 0
Levelized Capital Costs by Reporting Type: EI
ReportingType | 2015 | 2020 | 2025 | 2030 | 2035 | 2040
BM | 469.76 | 652.51 | 927.38 | 1020.36 | 1114.66 | 1147.35
CC | 4089.49 | 9721.18 | 13675.71 | 19224.14 | 27366.72 | 31143.61
CSP | 0 | 0 | 0 | 0 | 0 | 0
CT | 429.98 | 1414.55 | 1897.4 | 3529.8 | 4968.81 | 5234.87
Coal | 2318.08 | 2318.08 | 2318.08 | 2318.08 | 5561.9 | 13089.01
Geo | 0 | 0 | 0 | 0 | 0 | 0
H | 0 | 0 | 0 | 0 | 0 | 0
LFG | 35.02 | 172.84 | 576.97 | 635.7 | 610.11 | 472.3
Nuc | 684.91 | 3259.17 | 3259.17 | 3259.17 | 3259.17 | 3259.17
PS | 0 | 0 | 0 | 0 | 0 | 0
PV | 567.88 | 1417.6 | 1863.18 | 2025.32 | 1576.65 | 856.3
PeakG | 0 | 0 | 0 | 0 | 0 | 0
PeakO | 0 | 0 | 0 | 0 | 0 | 0
ST | 0 | 0 | 0 | 0 | 0 | 0
STOG | 0 | 0 | 0 | 0 | 0 | 0
STWD | 0 | 0 | 0 | 0 | 0 | 0
WT | 5337.61 | 8599.09 | 10666.53 | 12484.54 | 11866.23 | 12796
IGCC | 215.26 | 215.26 | 215.26 | 215.26 | 215.26 | 215.26
DemandResponse | 0 | 0 | 0 | 0 | 0 | 0
IGCC-CCS | 0 | 0 | 0 | 0 | 0 | 0
WT_off | 283.77 | 283.77 | 824.12 | 824.12 | 540.35 | 540.35
PseudoUnit | 0 | 0 | 0 | 0 | 0 | 0
FixedInterchange | 0 | 0 | 0 | 0 | 0 | 0
Levelized Capital Costs by Reporting Type: Outside_EI
ReportingType | 2015 | 2020 | 2025 | 2030 | 2035 | 2040
BM | 71.48 | 71.48 | 71.48 | 71.48 | 71.48 | 71.48
CC | 1159.22 | 2598.19 | 4272.6 | 7106.94 | 9989.8 | 11566.75
CSP | 0 | 0 | 0 | 0 | 0 | 0
CT | 386.48 | 834.84 | 1261.64 | 1944.48 | 2496.32 | 2834.98
Coal | 796.63 | 1059.79 | 1100.54 | 1699.7 | 2355.11 | 5010.92
Geo | 39.14 | 584.64 | 1735.19 | 1720.93 | 1696.05 | 1150.55
H | 0 | 0 | 0 | 0 | 0 | 0
LFG | 7.39 | 288.26 | 319.52 | 383.06 | 375.91 | 95.03
Nuc | 0 | 0 | 0 | 0 | 0 | 0
PS | 0 | 0 | 0 | 0 | 0 | 0
PV | 44.56 | 44.56 | 44.56 | 44.56 | 0 | 0
PeakG | 0 | 0 | 0 | 0 | 0 | 0
PeakO | 0 | 0 | 0 | 0 | 0 | 0
ST | 306.6 | 618.07 | 742.65 | 741.27 | 500.04 | 188.57
STOG | 0 | 0 | 0 | 0 | 0 | 0
STWD | 0 | 0 | 0 | 0 | 0 | 0
WT | 761.07 | 5132.12 | 5132.12 | 6083.19 | 5322.13 | 952.82
IGCC | 0 | 0 | 0 | 0 | 0 | 0
DemandResponse | 0 | 0 | 0 | 0 | 0 | 0
IGCC-CCS | 0 | 0 | 0 | 0 | 0 | 0
WT_off | 0 | 0 | 0 | 0 | 0 | 0
PseudoUnit | 0 | 0 | 0 | 0 | 0 | 0
FixedInterchange | 0 | 0 | 0 | 0 | 0 | 0
#13 | 0.01: Levelized Retrofit Capital Costs ($million)
Levelized Retrofit Capital Costs by Reporting Type: Entergy
ReportingType | 2015 | 2020 | 2025 | 2030 | 2035 | 2040
BM | 0 | 0 | 0 | 0 | 0 | 0
CC | 0 | 0 | 0 | 0 | 0 | 0
CSP | 0 | 0 | 0 | 0 | 0 | 0
CT | 0 | 0 | 0 | 0 | 0 | 0
Coal | 0 | 353.26 | 353.26 | 0 | 0 | 0
Geo | 0 | 0 | 0 | 0 | 0 | 0
H | 0 | 0 | 0 | 0 | 0 | 0
LFG | 0 | 0 | 0 | 0 | 0 | 0
Nuc | 0 | 0 | 0 | 0 | 0 | 0
PS | 0 | 0 | 0 | 0 | 0 | 0
PV | 0 | 0 | 0 | 0 | 0 | 0
PeakG | 0 | 0 | 0 | 0 | 0 | 0
PeakO | 0 | 0 | 0 | 0 | 0 | 0
ST | 0 | 0 | 0 | 0 | 0 | 0
STOG | 0 | 0 | 0 | 0 | 0 | 0
STWD | 0 | 0 | 0 | 0 | 0 | 0
WT | 0 | 0 | 0 | 0 | 0 | 0
IGCC | 0 | 0 | 0 | 0 | 0 | 0
DemandResponse | 0 | 0 | 0 | 0 | 0 | 0
IGCC-CCS | 0 | 0 | 0 | 0 | 0 | 0
WT_off | 0 | 0 | 0 | 0 | 0 | 0
PseudoUnit | 0 | 0 | 0 | 0 | 0 | 0
FixedInterchange | 0 | 0 | 0 | 0 | 0 | 0
Levelized Retrofit Capital Costs by Reporting Type: FRCC
ReportingType | 2015 | 2020 | 2025 | 2030 | 2035 | 2040
BM | 0 | 0 | 0 | 0 | 0 | 0
CC | 0 | 0 | 0 | 0 | 0 | 0
CSP | 0 | 0 | 0 | 0 | 0 | 0
CT | 0 | 0 | 0 | 0 | 0 | 0
Coal | 73.1 | 90.37 | 90.37 | 0 | 0 | 0
Geo | 0 | 0 | 0 | 0 | 0 | 0
H | 0 | 0 | 0 | 0 | 0 | 0
LFG | 0 | 0 | 0 | 0 | 0 | 0
Nuc | 0 | 0 | 0 | 0 | 0 | 0
PS | 0 | 0 | 0 | 0 | 0 | 0
PV | 0 | 0 | 0 | 0 | 0 | 0
PeakG | 0 | 0 | 0 | 0 | 0 | 0
PeakO | 0 | 0 | 0 | 0 | 0 | 0
ST | 0 | 0 | 0 | 0 | 0 | 0
STOG | 0 | 0 | 0 | 0 | 0 | 0
STWD | 0 | 0 | 0 | 0 | 0 | 0
WT | 0 | 0 | 0 | 0 | 0 | 0
IGCC | 0 | 0 | 0 | 0 | 0 | 0
DemandResponse | 0 | 0 | 0 | 0 | 0 | 0
IGCC-CCS | 0 | 0 | 0 | 0 | 0 | 0
WT_off | 0 | 0 | 0 | 0 | 0 | 0
PseudoUnit | 0 | 0 | 0 | 0 | 0 | 0
FixedInterchange | 0 | 0 | 0 | 0 | 0 | 0
Levelized Retrofit Capital Costs by Reporting Type: MAPP_US
ReportingType | 2015 | 2020 | 2025 | 2030 | 2035 | 2040
BM | 0 | 0 | 0 | 0 | 0 | 0
CC | 0 | 0 | 0 | 0 | 0 | 0
CSP | 0 | 0 | 0 | 0 | 0 | 0
CT | 0 | 0 | 0 | 0 | 0 | 0
Coal | 22.36 | 53.28 | 30.92 | 0 | 0 | 0
Geo | 0 | 0 | 0 | 0 | 0 | 0
H | 0 | 0 | 0 | 0 | 0 | 0
LFG | 0 | 0 | 0 | 0 | 0 | 0
Nuc | 0 | 0 | 0 | 0 | 0 | 0
PS | 0 | 0 | 0 | 0 | 0 | 0
PV | 0 | 0 | 0 | 0 | 0 | 0
PeakG | 0 | 0 | 0 | 0 | 0 | 0
PeakO | 0 | 0 | 0 | 0 | 0 | 0
ST | 0 | 0 | 0 | 0 | 0 | 0
STOG | 0 | 0 | 0 | 0 | 0 | 0
STWD | 0 | 0 | 0 | 0 | 0 | 0
WT | 0 | 0 | 0 | 0 | 0 | 0
IGCC | 0 | 0 | 0 | 0 | 0 | 0
DemandResponse | 0 | 0 | 0 | 0 | 0 | 0
IGCC-CCS | 0 | 0 | 0 | 0 | 0 | 0
WT_off | 0 | 0 | 0 | 0 | 0 | 0
PseudoUnit | 0 | 0 | 0 | 0 | 0 | 0
FixedInterchange | 0 | 0 | 0 | 0 | 0 | 0
Levelized Retrofit Capital Costs by Reporting Type: MISO_IN
ReportingType | 2015 | 2020 | 2025 | 2030 | 2035 | 2040
BM | 0 | 0 | 0 | 0 | 0 | 0
CC | 0 | 0 | 0 | 0 | 0 | 0
CSP | 0 | 0 | 0 | 0 | 0 | 0
CT | 0 | 0 | 0 | 0 | 0 | 0
Coal | 0 | 224.27 | 224.27 | 0 | 0 | 0
Geo | 0 | 0 | 0 | 0 | 0 | 0
H | 0 | 0 | 0 | 0 | 0 | 0
LFG | 0 | 0 | 0 | 0 | 0 | 0
Nuc | 0 | 0 | 0 | 0 | 0 | 0
PS | 0 | 0 | 0 | 0 | 0 | 0
PV | 0 | 0 | 0 | 0 | 0 | 0
PeakG | 0 | 0 | 0 | 0 | 0 | 0
PeakO | 0 | 0 | 0 | 0 | 0 | 0
ST | 0 | 0 | 0 | 0 | 0 | 0
STOG | 0 | 0 | 0 | 0 | 0 | 0
STWD | 0 | 0 | 0 | 0 | 0 | 0
WT | 0 | 0 | 0 | 0 | 0 | 0
IGCC | 0 | 0 | 0 | 0 | 0 | 0
DemandResponse | 0 | 0 | 0 | 0 | 0 | 0
IGCC-CCS | 0 | 0 | 0 | 0 | 0 | 0
WT_off | 0 | 0 | 0 | 0 | 0 | 0
PseudoUnit | 0 | 0 | 0 | 0 | 0 | 0
FixedInterchange | 0 | 0 | 0 | 0 | 0 | 0
Levelized Retrofit Capital Costs by Reporting Type: MISO_MI
ReportingType | 2015 | 2020 | 2025 | 2030 | 2035 | 2040
BM | 0 | 0 | 0 | 0 | 0 | 0
CC | 0 | 0 | 0 | 0 | 0 | 0
CSP | 0 | 0 | 0 | 0 | 0 | 0
CT | 0 | 0 | 0 | 0 | 0 | 0
Coal | 15.14 | 343.87 | 328.73 | 0 | 0 | 0
Geo | 0 | 0 | 0 | 0 | 0 | 0
H | 0 | 0 | 0 | 0 | 0 | 0
LFG | 0 | 0 | 0 | 0 | 0 | 0
Nuc | 0 | 0 | 0 | 0 | 0 | 0
PS | 0 | 0 | 0 | 0 | 0 | 0
PV | 0 | 0 | 0 | 0 | 0 | 0
PeakG | 0 | 0 | 0 | 0 | 0 | 0
PeakO | 0 | 0 | 0 | 0 | 0 | 0
ST | 0 | 0 | 0 | 0 | 0 | 0
STOG | 0 | 0 | 0 | 0 | 0 | 0
STWD | 0 | 0 | 0 | 0 | 0 | 0
WT | 0 | 0 | 0 | 0 | 0 | 0
IGCC | 0 | 0 | 0 | 0 | 0 | 0
DemandResponse | 0 | 0 | 0 | 0 | 0 | 0
IGCC-CCS | 0 | 0 | 0 | 0 | 0 | 0
WT_off | 0 | 0 | 0 | 0 | 0 | 0
PseudoUnit | 0 | 0 | 0 | 0 | 0 | 0
FixedInterchange | 0 | 0 | 0 | 0 | 0 | 0
Levelized Retrofit Capital Costs by Reporting Type: MISO_MO-IL
ReportingType | 2015 | 2020 | 2025 | 2030 | 2035 | 2040
BM | 0 | 0 | 0 | 0 | 0 | 0
CC | 0 | 0 | 0 | 0 | 0 | 0
CSP | 0 | 0 | 0 | 0 | 0 | 0
CT | 0 | 0 | 0 | 0 | 0 | 0
Coal | 10.32 | 377.16 | 376.69 | 0 | 0 | 0
Geo | 0 | 0 | 0 | 0 | 0 | 0
H | 0 | 0 | 0 | 0 | 0 | 0
LFG | 0 | 0 | 0 | 0 | 0 | 0
Nuc | 0 | 0 | 0 | 0 | 0 | 0
PS | 0 | 0 | 0 | 0 | 0 | 0
PV | 0 | 0 | 0 | 0 | 0 | 0
PeakG | 0 | 0 | 0 | 0 | 0 | 0
PeakO | 0 | 0 | 0 | 0 | 0 | 0
ST | 0 | 0 | 0 | 0 | 0 | 0
STOG | 0 | 0 | 0 | 0 | 0 | 0
STWD | 0 | 0 | 0 | 0 | 0 | 0
WT | 0 | 0 | 0 | 0 | 0 | 0
IGCC | 0 | 0 | 0 | 0 | 0 | 0
DemandResponse | 0 | 0 | 0 | 0 | 0 | 0
IGCC-CCS | 0 | 0 | 0 | 0 | 0 | 0
WT_off | 0 | 0 | 0 | 0 | 0 | 0
PseudoUnit | 0 | 0 | 0 | 0 | 0 | 0
FixedInterchange | 0 | 0 | 0 | 0 | 0 | 0
Levelized Retrofit Capital Costs by Reporting Type: MISO_W
ReportingType | 2015 | 2020 | 2025 | 2030 | 2035 | 2040
BM | 0 | 0 | 0 | 0 | 0 | 0
CC | 0 | 0 | 0 | 0 | 0 | 0
CSP | 0 | 0 | 0 | 0 | 0 | 0
CT | 0 | 0 | 0 | 0 | 0 | 0
Coal | 27.69 | 288.01 | 287.72 | 0 | 0 | 0
Geo | 0 | 0 | 0 | 0 | 0 | 0
H | 0 | 0 | 0 | 0 | 0 | 0
LFG | 0 | 0 | 0 | 0 | 0 | 0
Nuc | 0 | 0 | 0 | 0 | 0 | 0
PS | 0 | 0 | 0 | 0 | 0 | 0
PV | 0 | 0 | 0 | 0 | 0 | 0
PeakG | 0 | 0 | 0 | 0 | 0 | 0
PeakO | 0 | 0 | 0 | 0 | 0 | 0
ST | 0 | 0 | 0 | 0 | 0 | 0
STOG | 0 | 0 | 0 | 0 | 0 | 0
STWD | 0 | 0 | 0 | 0 | 0 | 0
WT | 0 | 0 | 0 | 0 | 0 | 0
IGCC | 0 | 0 | 0 | 0 | 0 | 0
DemandResponse | 0 | 0 | 0 | 0 | 0 | 0
IGCC-CCS | 0 | 0 | 0 | 0 | 0 | 0
WT_off | 0 | 0 | 0 | 0 | 0 | 0
PseudoUnit | 0 | 0 | 0 | 0 | 0 | 0
FixedInterchange | 0 | 0 | 0 | 0 | 0 | 0
Levelized Retrofit Capital Costs by Reporting Type: MISO_WUMS
ReportingType | 2015 | 2020 | 2025 | 2030 | 2035 | 2040
BM | 0 | 0 | 0 | 0 | 0 | 0
CC | 0 | 0 | 0 | 0 | 0 | 0
CSP | 0 | 0 | 0 | 0 | 0 | 0
CT | 0 | 0 | 0 | 0 | 0 | 0
Coal | 197.85 | 210.94 | 37.56 | 0 | 0 | 0
Geo | 0 | 0 | 0 | 0 | 0 | 0
H | 0 | 0 | 0 | 0 | 0 | 0
LFG | 0 | 0 | 0 | 0 | 0 | 0
Nuc | 0 | 0 | 0 | 0 | 0 | 0
PS | 0 | 0 | 0 | 0 | 0 | 0
PV | 0 | 0 | 0 | 0 | 0 | 0
PeakG | 0 | 0 | 0 | 0 | 0 | 0
PeakO | 0 | 0 | 0 | 0 | 0 | 0
ST | 0 | 0 | 0 | 0 | 0 | 0
STOG | 0 | 0 | 0 | 0 | 0 | 0
STWD | 0 | 0 | 0 | 0 | 0 | 0
WT | 0 | 0 | 0 | 0 | 0 | 0
IGCC | 0 | 0 | 0 | 0 | 0 | 0
DemandResponse | 0 | 0 | 0 | 0 | 0 | 0
IGCC-CCS | 0 | 0 | 0 | 0 | 0 | 0
WT_off | 0 | 0 | 0 | 0 | 0 | 0
PseudoUnit | 0 | 0 | 0 | 0 | 0 | 0
FixedInterchange | 0 | 0 | 0 | 0 | 0 | 0
Levelized Retrofit Capital Costs by Reporting Type: Nebraska
ReportingType | 2015 | 2020 | 2025 | 2030 | 2035 | 2040
BM | 0 | 0 | 0 | 0 | 0 | 0
CC | 0 | 0 | 0 | 0 | 0 | 0
CSP | 0 | 0 | 0 | 0 | 0 | 0
CT | 0 | 0 | 0 | 0 | 0 | 0
Coal | 0.61 | 187.72 | 187.72 | 0 | 0 | 0
Geo | 0 | 0 | 0 | 0 | 0 | 0
H | 0 | 0 | 0 | 0 | 0 | 0
LFG | 0 | 0 | 0 | 0 | 0 | 0
Nuc | 0 | 0 | 0 | 0 | 0 | 0
PS | 0 | 0 | 0 | 0 | 0 | 0
PV | 0 | 0 | 0 | 0 | 0 | 0
PeakG | 0 | 0 | 0 | 0 | 0 | 0
PeakO | 0 | 0 | 0 | 0 | 0 | 0
ST | 0 | 0 | 0 | 0 | 0 | 0
STOG | 0 | 0 | 0 | 0 | 0 | 0
STWD | 0 | 0 | 0 | 0 | 0 | 0
WT | 0 | 0 | 0 | 0 | 0 | 0
IGCC | 0 | 0 | 0 | 0 | 0 | 0
DemandResponse | 0 | 0 | 0 | 0 | 0 | 0
IGCC-CCS | 0 | 0 | 0 | 0 | 0 | 0
WT_off | 0 | 0 | 0 | 0 | 0 | 0
PseudoUnit | 0 | 0 | 0 | 0 | 0 | 0
FixedInterchange | 0 | 0 | 0 | 0 | 0 | 0
Levelized Retrofit Capital Costs by Reporting Type: NEISO
ReportingType | 2015 | 2020 | 2025 | 2030 | 2035 | 2040
BM | 0 | 0 | 0 | 0 | 0 | 0
CC | 0 | 0 | 0 | 0 | 0 | 0
CSP | 0 | 0 | 0 | 0 | 0 | 0
CT | 0 | 0 | 0 | 0 | 0 | 0
Coal | 29.15 | 29.15 | 0 | 0 | 0 | 0
Geo | 0 | 0 | 0 | 0 | 0 | 0
H | 0 | 0 | 0 | 0 | 0 | 0
LFG | 0 | 0 | 0 | 0 | 0 | 0
Nuc | 0 | 0 | 0 | 0 | 0 | 0
PS | 0 | 0 | 0 | 0 | 0 | 0
PV | 0 | 0 | 0 | 0 | 0 | 0
PeakG | 0 | 0 | 0 | 0 | 0 | 0
PeakO | 0 | 0 | 0 | 0 | 0 | 0
ST | 0 | 0 | 0 | 0 | 0 | 0
STOG | 0 | 0 | 0 | 0 | 0 | 0
STWD | 0 | 0 | 0 | 0 | 0 | 0
WT | 0 | 0 | 0 | 0 | 0 | 0
IGCC | 0 | 0 | 0 | 0 | 0 | 0
DemandResponse | 0 | 0 | 0 | 0 | 0 | 0
IGCC-CCS | 0 | 0 | 0 | 0 | 0 | 0
WT_off | 0 | 0 | 0 | 0 | 0 | 0
PseudoUnit | 0 | 0 | 0 | 0 | 0 | 0
FixedInterchange | 0 | 0 | 0 | 0 | 0 | 0
Levelized Retrofit Capital Costs by Reporting Type: NonRTO_Midwest
ReportingType | 2015 | 2020 | 2025 | 2030 | 2035 | 2040
BM | 0 | 0 | 0 | 0 | 0 | 0
CC | 0 | 0 | 0 | 0 | 0 | 0
CSP | 0 | 0 | 0 | 0 | 0 | 0
CT | 0 | 0 | 0 | 0 | 0 | 0
Coal | 165.72 | 286.09 | 148.06 | 0 | 0 | 0
Geo | 0 | 0 | 0 | 0 | 0 | 0
H | 0 | 0 | 0 | 0 | 0 | 0
LFG | 0 | 0 | 0 | 0 | 0 | 0
Nuc | 0 | 0 | 0 | 0 | 0 | 0
PS | 0 | 0 | 0 | 0 | 0 | 0
PV | 0 | 0 | 0 | 0 | 0 | 0
PeakG | 0 | 0 | 0 | 0 | 0 | 0
PeakO | 0 | 0 | 0 | 0 | 0 | 0
ST | 0 | 0 | 0 | 0 | 0 | 0
STOG | 0 | 0 | 0 | 0 | 0 | 0
STWD | 0 | 0 | 0 | 0 | 0 | 0
WT | 0 | 0 | 0 | 0 | 0 | 0
IGCC | 0 | 0 | 0 | 0 | 0 | 0
DemandResponse | 0 | 0 | 0 | 0 | 0 | 0
IGCC-CCS | 0 | 0 | 0 | 0 | 0 | 0
WT_off | 0 | 0 | 0 | 0 | 0 | 0
PseudoUnit | 0 | 0 | 0 | 0 | 0 | 0
FixedInterchange | 0 | 0 | 0 | 0 | 0 | 0
Levelized Retrofit Capital Costs by Reporting Type: NYISO_A-F
ReportingType | 2015 | 2020 | 2025 | 2030 | 2035 | 2040
BM | 0 | 0 | 0 | 0 | 0 | 0
CC | 0 | 0 | 0 | 0 | 0 | 0
CSP | 0 | 0 | 0 | 0 | 0 | 0
CT | 0 | 0 | 0 | 0 | 0 | 0
Coal | 65.34 | 0 | 0 | 0 | 0 | 0
Geo | 0 | 0 | 0 | 0 | 0 | 0
H | 0 | 0 | 0 | 0 | 0 | 0
LFG | 0 | 0 | 0 | 0 | 0 | 0
Nuc | 0 | 0 | 0 | 0 | 0 | 0
PS | 0 | 0 | 0 | 0 | 0 | 0
PV | 0 | 0 | 0 | 0 | 0 | 0
PeakG | 0 | 0 | 0 | 0 | 0 | 0
PeakO | 0 | 0 | 0 | 0 | 0 | 0
ST | 0 | 0 | 0 | 0 | 0 | 0
STOG | 0 | 0 | 0 | 0 | 0 | 0
STWD | 0 | 0 | 0 | 0 | 0 | 0
WT | 0 | 0 | 0 | 0 | 0 | 0
IGCC | 0 | 0 | 0 | 0 | 0 | 0
DemandResponse | 0 | 0 | 0 | 0 | 0 | 0
IGCC-CCS | 0 | 0 | 0 | 0 | 0 | 0
WT_off | 0 | 0 | 0 | 0 | 0 | 0
PseudoUnit | 0 | 0 | 0 | 0 | 0 | 0
FixedInterchange | 0 | 0 | 0 | 0 | 0 | 0
Levelized Retrofit Capital Costs by Reporting Type: NYISO_G-I
ReportingType | 2015 | 2020 | 2025 | 2030 | 2035 | 2040
BM | 0 | 0 | 0 | 0 | 0 | 0
CC | 0 | 0 | 0 | 0 | 0 | 0
CSP | 0 | 0 | 0 | 0 | 0 | 0
CT | 0 | 0 | 0 | 0 | 0 | 0
Coal | 0 | 0 | 0 | 0 | 0 | 0
Geo | 0 | 0 | 0 | 0 | 0 | 0
H | 0 | 0 | 0 | 0 | 0 | 0
LFG | 0 | 0 | 0 | 0 | 0 | 0
Nuc | 0 | 0 | 0 | 0 | 0 | 0
PS | 0 | 0 | 0 | 0 | 0 | 0
PV | 0 | 0 | 0 | 0 | 0 | 0
PeakG | 0 | 0 | 0 | 0 | 0 | 0
PeakO | 0 | 0 | 0 | 0 | 0 | 0
ST | 0 | 0 | 0 | 0 | 0 | 0
STOG | 0 | 0 | 0 | 0 | 0 | 0
STWD | 0 | 0 | 0 | 0 | 0 | 0
WT | 0 | 0 | 0 | 0 | 0 | 0
IGCC | 0 | 0 | 0 | 0 | 0 | 0
DemandResponse | 0 | 0 | 0 | 0 | 0 | 0
IGCC-CCS | 0 | 0 | 0 | 0 | 0 | 0
WT_off | 0 | 0 | 0 | 0 | 0 | 0
PseudoUnit | 0 | 0 | 0 | 0 | 0 | 0
FixedInterchange | 0 | 0 | 0 | 0 | 0 | 0
Levelized Retrofit Capital Costs by Reporting Type: NYISO_J-K
ReportingType | 2015 | 2020 | 2025 | 2030 | 2035 | 2040
BM | 0 | 0 | 0 | 0 | 0 | 0
CC | 0 | 0 | 0 | 0 | 0 | 0
CSP | 0 | 0 | 0 | 0 | 0 | 0
CT | 0 | 0 | 0 | 0 | 0 | 0
Coal | 0 | 0 | 0 | 0 | 0 | 0
Geo | 0 | 0 | 0 | 0 | 0 | 0
H | 0 | 0 | 0 | 0 | 0 | 0
LFG | 0 | 0 | 0 | 0 | 0 | 0
Nuc | 0 | 0 | 0 | 0 | 0 | 0
PS | 0 | 0 | 0 | 0 | 0 | 0
PV | 0 | 0 | 0 | 0 | 0 | 0
PeakG | 0 | 0 | 0 | 0 | 0 | 0
PeakO | 0 | 0 | 0 | 0 | 0 | 0
ST | 0 | 0 | 0 | 0 | 0 | 0
STOG | 0 | 0 | 0 | 0 | 0 | 0
STWD | 0 | 0 | 0 | 0 | 0 | 0
WT | 0 | 0 | 0 | 0 | 0 | 0
IGCC | 0 | 0 | 0 | 0 | 0 | 0
DemandResponse | 0 | 0 | 0 | 0 | 0 | 0
IGCC-CCS | 0 | 0 | 0 | 0 | 0 | 0
WT_off | 0 | 0 | 0 | 0 | 0 | 0
PseudoUnit | 0 | 0 | 0 | 0 | 0 | 0
FixedInterchange | 0 | 0 | 0 | 0 | 0 | 0
Levelized Retrofit Capital Costs by Reporting Type: PJM_E
ReportingType | 2015 | 2020 | 2025 | 2030 | 2035 | 2040
BM | 0 | 0 | 0 | 0 | 0 | 0
CC | 0 | 0 | 0 | 0 | 0 | 0
CSP | 0 | 0 | 0 | 0 | 0 | 0
CT | 0 | 0 | 0 | 0 | 0 | 0
Coal | 23.04 | 23.38 | 0.93 | 0 | 0 | 0
Geo | 0 | 0 | 0 | 0 | 0 | 0
H | 0 | 0 | 0 | 0 | 0 | 0
LFG | 0 | 0 | 0 | 0 | 0 | 0
Nuc | 0 | 0 | 0 | 0 | 0 | 0
PS | 0 | 0 | 0 | 0 | 0 | 0
PV | 0 | 0 | 0 | 0 | 0 | 0
PeakG | 0 | 0 | 0 | 0 | 0 | 0
PeakO | 0 | 0 | 0 | 0 | 0 | 0
ST | 0 | 0 | 0 | 0 | 0 | 0
STOG | 0 | 0 | 0 | 0 | 0 | 0
STWD | 0 | 0 | 0 | 0 | 0 | 0
WT | 0 | 0 | 0 | 0 | 0 | 0
IGCC | 0 | 0 | 0 | 0 | 0 | 0
DemandResponse | 0 | 0 | 0 | 0 | 0 | 0
IGCC-CCS | 0 | 0 | 0 | 0 | 0 | 0
WT_off | 0 | 0 | 0 | 0 | 0 | 0
PseudoUnit | 0 | 0 | 0 | 0 | 0 | 0
FixedInterchange | 0 | 0 | 0 | 0 | 0 | 0
Levelized Retrofit Capital Costs by Reporting Type: PJM_ROM
ReportingType | 2015 | 2020 | 2025 | 2030 | 2035 | 2040
BM | 0 | 0 | 0 | 0 | 0 | 0
CC | 0 | 0 | 0 | 0 | 0 | 0
CSP | 0 | 0 | 0 | 0 | 0 | 0
CT | 0 | 0 | 0 | 0 | 0 | 0
Coal | 15.5 | 162.26 | 162.26 | 0 | 0 | 0
Geo | 0 | 0 | 0 | 0 | 0 | 0
H | 0 | 0 | 0 | 0 | 0 | 0
LFG | 0 | 0 | 0 | 0 | 0 | 0
Nuc | 0 | 0 | 0 | 0 | 0 | 0
PS | 0 | 0 | 0 | 0 | 0 | 0
PV | 0 | 0 | 0 | 0 | 0 | 0
PeakG | 0 | 0 | 0 | 0 | 0 | 0
PeakO | 0 | 0 | 0 | 0 | 0 | 0
ST | 0 | 0 | 0 | 0 | 0 | 0
STOG | 0 | 0 | 0 | 0 | 0 | 0
STWD | 0 | 0 | 0 | 0 | 0 | 0
WT | 0 | 0 | 0 | 0 | 0 | 0
IGCC | 0 | 0 | 0 | 0 | 0 | 0
DemandResponse | 0 | 0 | 0 | 0 | 0 | 0
IGCC-CCS | 0 | 0 | 0 | 0 | 0 | 0
WT_off | 0 | 0 | 0 | 0 | 0 | 0
PseudoUnit | 0 | 0 | 0 | 0 | 0 | 0
FixedInterchange | 0 | 0 | 0 | 0 | 0 | 0
Levelized Retrofit Capital Costs by Reporting Type: PJM_ROR
ReportingType | 2015 | 2020 | 2025 | 2030 | 2035 | 2040
BM | 0 | 0 | 0 | 0 | 0 | 0
CC | 0 | 0 | 0 | 0 | 0 | 0
CSP | 0 | 0 | 0 | 0 | 0 | 0
CT | 0 | 0 | 0 | 0 | 0 | 0
Coal | 47 | 1030.61 | 1030.61 | 0 | 0 | 0
Geo | 0 | 0 | 0 | 0 | 0 | 0
H | 0 | 0 | 0 | 0 | 0 | 0
LFG | 0 | 0 | 0 | 0 | 0 | 0
Nuc | 0 | 0 | 0 | 0 | 0 | 0
PS | 0 | 0 | 0 | 0 | 0 | 0
PV | 0 | 0 | 0 | 0 | 0 | 0
PeakG | 0 | 0 | 0 | 0 | 0 | 0
PeakO | 0 | 0 | 0 | 0 | 0 | 0
ST | 0 | 0 | 0 | 0 | 0 | 0
STOG | 0 | 0 | 0 | 0 | 0 | 0
STWD | 0 | 0 | 0 | 0 | 0 | 0
WT | 0 | 0 | 0 | 0 | 0 | 0
IGCC | 0 | 0 | 0 | 0 | 0 | 0
DemandResponse | 0 | 0 | 0 | 0 | 0 | 0
IGCC-CCS | 0 | 0 | 0 | 0 | 0 | 0
WT_off | 0 | 0 | 0 | 0 | 0 | 0
PseudoUnit | 0 | 0 | 0 | 0 | 0 | 0
FixedInterchange | 0 | 0 | 0 | 0 | 0 | 0
Levelized Retrofit Capital Costs by Reporting Type: SOCO
ReportingType | 2015 | 2020 | 2025 | 2030 | 2035 | 2040
BM | 0 | 0 | 0 | 0 | 0 | 0
CC | 0 | 0 | 0 | 0 | 0 | 0
CSP | 0 | 0 | 0 | 0 | 0 | 0
CT | 0 | 0 | 0 | 0 | 0 | 0
Coal | 401.47 | 589.29 | 188.94 | 0 | 0 | 0
Geo | 0 | 0 | 0 | 0 | 0 | 0
H | 0 | 0 | 0 | 0 | 0 | 0
LFG | 0 | 0 | 0 | 0 | 0 | 0
Nuc | 0 | 0 | 0 | 0 | 0 | 0
PS | 0 | 0 | 0 | 0 | 0 | 0
PV | 0 | 0 | 0 | 0 | 0 | 0
PeakG | 0 | 0 | 0 | 0 | 0 | 0
PeakO | 0 | 0 | 0 | 0 | 0 | 0
ST | 0 | 0 | 0 | 0 | 0 | 0
STOG | 0 | 0 | 0 | 0 | 0 | 0
STWD | 0 | 0 | 0 | 0 | 0 | 0
WT | 0 | 0 | 0 | 0 | 0 | 0
IGCC | 0 | 0 | 0 | 0 | 0 | 0
DemandResponse | 0 | 0 | 0 | 0 | 0 | 0
IGCC-CCS | 0 | 0 | 0 | 0 | 0 | 0
WT_off | 0 | 0 | 0 | 0 | 0 | 0
PseudoUnit | 0 | 0 | 0 | 0 | 0 | 0
FixedInterchange | 0 | 0 | 0 | 0 | 0 | 0
Levelized Retrofit Capital Costs by Reporting Type: SPP_N
ReportingType | 2015 | 2020 | 2025 | 2030 | 2035 | 2040
BM | 0 | 0 | 0 | 0 | 0 | 0
CC | 0 | 0 | 0 | 0 | 0 | 0
CSP | 0 | 0 | 0 | 0 | 0 | 0
CT | 0 | 0 | 0 | 0 | 0 | 0
Coal | 0.58 | 130.45 | 130.45 | 0 | 0 | 0
Geo | 0 | 0 | 0 | 0 | 0 | 0
H | 0 | 0 | 0 | 0 | 0 | 0
LFG | 0 | 0 | 0 | 0 | 0 | 0
Nuc | 0 | 0 | 0 | 0 | 0 | 0
PS | 0 | 0 | 0 | 0 | 0 | 0
PV | 0 | 0 | 0 | 0 | 0 | 0
PeakG | 0 | 0 | 0 | 0 | 0 | 0
PeakO | 0 | 0 | 0 | 0 | 0 | 0
ST | 0 | 0 | 0 | 0 | 0 | 0
STOG | 0 | 0 | 0 | 0 | 0 | 0
STWD | 0 | 0 | 0 | 0 | 0 | 0
WT | 0 | 0 | 0 | 0 | 0 | 0
IGCC | 0 | 0 | 0 | 0 | 0 | 0
DemandResponse | 0 | 0 | 0 | 0 | 0 | 0
IGCC-CCS | 0 | 0 | 0 | 0 | 0 | 0
WT_off | 0 | 0 | 0 | 0 | 0 | 0
PseudoUnit | 0 | 0 | 0 | 0 | 0 | 0
FixedInterchange | 0 | 0 | 0 | 0 | 0 | 0
Levelized Retrofit Capital Costs by Reporting Type: SPP_S
ReportingType | 2015 | 2020 | 2025 | 2030 | 2035 | 2040
BM | 0 | 0 | 0 | 0 | 0 | 0
CC | 0 | 0 | 0 | 0 | 0 | 0
CSP | 0 | 0 | 0 | 0 | 0 | 0
CT | 0 | 0 | 0 | 0 | 0 | 0
Coal | 0 | 203.07 | 203.07 | 0 | 0 | 0
Geo | 0 | 0 | 0 | 0 | 0 | 0
H | 0 | 0 | 0 | 0 | 0 | 0
LFG | 0 | 0 | 0 | 0 | 0 | 0
Nuc | 0 | 0 | 0 | 0 | 0 | 0
PS | 0 | 0 | 0 | 0 | 0 | 0
PV | 0 | 0 | 0 | 0 | 0 | 0
PeakG | 0 | 0 | 0 | 0 | 0 | 0
PeakO | 0 | 0 | 0 | 0 | 0 | 0
ST | 0 | 0 | 0 | 0 | 0 | 0
STOG | 0 | 0 | 0 | 0 | 0 | 0
STWD | 0 | 0 | 0 | 0 | 0 | 0
WT | 0 | 0 | 0 | 0 | 0 | 0
IGCC | 0 | 0 | 0 | 0 | 0 | 0
DemandResponse | 0 | 0 | 0 | 0 | 0 | 0
IGCC-CCS | 0 | 0 | 0 | 0 | 0 | 0
WT_off | 0 | 0 | 0 | 0 | 0 | 0
PseudoUnit | 0 | 0 | 0 | 0 | 0 | 0
FixedInterchange | 0 | 0 | 0 | 0 | 0 | 0
Levelized Retrofit Capital Costs by Reporting Type: TVA
ReportingType | 2015 | 2020 | 2025 | 2030 | 2035 | 2040
BM | 0 | 0 | 0 | 0 | 0 | 0
CC | 0 | 0 | 0 | 0 | 0 | 0
CSP | 0 | 0 | 0 | 0 | 0 | 0
CT | 0 | 0 | 0 | 0 | 0 | 0
Coal | 0 | 248.72 | 248.72 | 0 | 0 | 0
Geo | 0 | 0 | 0 | 0 | 0 | 0
H | 0 | 0 | 0 | 0 | 0 | 0
LFG | 0 | 0 | 0 | 0 | 0 | 0
Nuc | 0 | 0 | 0 | 0 | 0 | 0
PS | 0 | 0 | 0 | 0 | 0 | 0
PV | 0 | 0 | 0 | 0 | 0 | 0
PeakG | 0 | 0 | 0 | 0 | 0 | 0
PeakO | 0 | 0 | 0 | 0 | 0 | 0
ST | 0 | 0 | 0 | 0 | 0 | 0
STOG | 0 | 0 | 0 | 0 | 0 | 0
STWD | 0 | 0 | 0 | 0 | 0 | 0
WT | 0 | 0 | 0 | 0 | 0 | 0
IGCC | 0 | 0 | 0 | 0 | 0 | 0
DemandResponse | 0 | 0 | 0 | 0 | 0 | 0
IGCC-CCS | 0 | 0 | 0 | 0 | 0 | 0
WT_off | 0 | 0 | 0 | 0 | 0 | 0
PseudoUnit | 0 | 0 | 0 | 0 | 0 | 0
FixedInterchange | 0 | 0 | 0 | 0 | 0 | 0
Levelized Retrofit Capital Costs by Reporting Type: TVA_Transmission
ReportingType | 2015 | 2020 | 2025 | 2030 | 2035 | 2040
BM | 0 | 0 | 0 | 0 | 0 | 0
CC | 0 | 0 | 0 | 0 | 0 | 0
CSP | 0 | 0 | 0 | 0 | 0 | 0
CT | 0 | 0 | 0 | 0 | 0 | 0
Coal | 0 | 0 | 0 | 0 | 0 | 0
Geo | 0 | 0 | 0 | 0 | 0 | 0
H | 0 | 0 | 0 | 0 | 0 | 0
LFG | 0 | 0 | 0 | 0 | 0 | 0
Nuc | 0 | 0 | 0 | 0 | 0 | 0
PS | 0 | 0 | 0 | 0 | 0 | 0
PV | 0 | 0 | 0 | 0 | 0 | 0
PeakG | 0 | 0 | 0 | 0 | 0 | 0
PeakO | 0 | 0 | 0 | 0 | 0 | 0
ST | 0 | 0 | 0 | 0 | 0 | 0
STOG | 0 | 0 | 0 | 0 | 0 | 0
STWD | 0 | 0 | 0 | 0 | 0 | 0
WT | 0 | 0 | 0 | 0 | 0 | 0
IGCC | 0 | 0 | 0 | 0 | 0 | 0
DemandResponse | 0 | 0 | 0 | 0 | 0 | 0
IGCC-CCS | 0 | 0 | 0 | 0 | 0 | 0
WT_off | 0 | 0 | 0 | 0 | 0 | 0
PseudoUnit | 0 | 0 | 0 | 0 | 0 | 0
FixedInterchange | 0 | 0 | 0 | 0 | 0 | 0
Levelized Retrofit Capital Costs by Reporting Type: VACAR
ReportingType | 2015 | 2020 | 2025 | 2030 | 2035 | 2040
BM | 0 | 0 | 0 | 0 | 0 | 0
CC | 0 | 0 | 0 | 0 | 0 | 0
CSP | 0 | 0 | 0 | 0 | 0 | 0
CT | 0 | 0 | 0 | 0 | 0 | 0
Coal | 0 | 150.03 | 150.03 | 0 | 0 | 0
Geo | 0 | 0 | 0 | 0 | 0 | 0
H | 0 | 0 | 0 | 0 | 0 | 0
LFG | 0 | 0 | 0 | 0 | 0 | 0
Nuc | 0 | 0 | 0 | 0 | 0 | 0
PS | 0 | 0 | 0 | 0 | 0 | 0
PV | 0 | 0 | 0 | 0 | 0 | 0
PeakG | 0 | 0 | 0 | 0 | 0 | 0
PeakO | 0 | 0 | 0 | 0 | 0 | 0
ST | 0 | 0 | 0 | 0 | 0 | 0
STOG | 0 | 0 | 0 | 0 | 0 | 0
STWD | 0 | 0 | 0 | 0 | 0 | 0
WT | 0 | 0 | 0 | 0 | 0 | 0
IGCC | 0 | 0 | 0 | 0 | 0 | 0
DemandResponse | 0 | 0 | 0 | 0 | 0 | 0
IGCC-CCS | 0 | 0 | 0 | 0 | 0 | 0
WT_off | 0 | 0 | 0 | 0 | 0 | 0
PseudoUnit | 0 | 0 | 0 | 0 | 0 | 0
FixedInterchange | 0 | 0 | 0 | 0 | 0 | 0
Levelized Retrofit Capital Costs by Reporting Type: IESO
ReportingType | 2015 | 2020 | 2025 | 2030 | 2035 | 2040
BM | 0 | 0 | 0 | 0 | 0 | 0
CC | 0 | 0 | 0 | 0 | 0 | 0
CSP | 0 | 0 | 0 | 0 | 0 | 0
CT | 0 | 0 | 0 | 0 | 0 | 0
Coal | 0 | 0 | 0 | 0 | 0 | 0
Geo | 0 | 0 | 0 | 0 | 0 | 0
H | 0 | 0 | 0 | 0 | 0 | 0
LFG | 0 | 0 | 0 | 0 | 0 | 0
Nuc | 0 | 0 | 0 | 0 | 0 | 0
PS | 0 | 0 | 0 | 0 | 0 | 0
PV | 0 | 0 | 0 | 0 | 0 | 0
PeakG | 0 | 0 | 0 | 0 | 0 | 0
PeakO | 0 | 0 | 0 | 0 | 0 | 0
ST | 0 | 0 | 0 | 0 | 0 | 0
STOG | 0 | 0 | 0 | 0 | 0 | 0
STWD | 0 | 0 | 0 | 0 | 0 | 0
WT | 0 | 0 | 0 | 0 | 0 | 0
IGCC | 0 | 0 | 0 | 0 | 0 | 0
DemandResponse | 0 | 0 | 0 | 0 | 0 | 0
IGCC-CCS | 0 | 0 | 0 | 0 | 0 | 0
WT_off | 0 | 0 | 0 | 0 | 0 | 0
PseudoUnit | 0 | 0 | 0 | 0 | 0 | 0
FixedInterchange | 0 | 0 | 0 | 0 | 0 | 0
Levelized Retrofit Capital Costs by Reporting Type: MAPP_CA
ReportingType | 2015 | 2020 | 2025 | 2030 | 2035 | 2040
BM | 0 | 0 | 0 | 0 | 0 | 0
CC | 0 | 0 | 0 | 0 | 0 | 0
CSP | 0 | 0 | 0 | 0 | 0 | 0
CT | 0 | 0 | 0 | 0 | 0 | 0
Coal | 0 | 0 | 0 | 0 | 0 | 0
Geo | 0 | 0 | 0 | 0 | 0 | 0
H | 0 | 0 | 0 | 0 | 0 | 0
LFG | 0 | 0 | 0 | 0 | 0 | 0
Nuc | 0 | 0 | 0 | 0 | 0 | 0
PS | 0 | 0 | 0 | 0 | 0 | 0
PV | 0 | 0 | 0 | 0 | 0 | 0
PeakG | 0 | 0 | 0 | 0 | 0 | 0
PeakO | 0 | 0 | 0 | 0 | 0 | 0
ST | 0 | 0 | 0 | 0 | 0 | 0
STOG | 0 | 0 | 0 | 0 | 0 | 0
STWD | 0 | 0 | 0 | 0 | 0 | 0
WT | 0 | 0 | 0 | 0 | 0 | 0
IGCC | 0 | 0 | 0 | 0 | 0 | 0
DemandResponse | 0 | 0 | 0 | 0 | 0 | 0
IGCC-CCS | 0 | 0 | 0 | 0 | 0 | 0
WT_off | 0 | 0 | 0 | 0 | 0 | 0
PseudoUnit | 0 | 0 | 0 | 0 | 0 | 0
FixedInterchange | 0 | 0 | 0 | 0 | 0 | 0
Levelized Retrofit Capital Costs by Reporting Type: AZ_NM_SNV_Coal
ReportingType | 2015 | 2020 | 2025 | 2030 | 2035 | 2040
BM | 0 | 0 | 0 | 0 | 0 | 0
CC | 0 | 0 | 0 | 0 | 0 | 0
CSP | 0 | 0 | 0 | 0 | 0 | 0
CT | 0 | 0 | 0 | 0 | 0 | 0
Coal | 51.7 | 122.5 | 89.57 | 0 | 0 | 0
Geo | 0 | 0 | 0 | 0 | 0 | 0
H | 0 | 0 | 0 | 0 | 0 | 0
LFG | 0 | 0 | 0 | 0 | 0 | 0
Nuc | 0 | 0 | 0 | 0 | 0 | 0
PS | 0 | 0 | 0 | 0 | 0 | 0
PV | 0 | 0 | 0 | 0 | 0 | 0
PeakG | 0 | 0 | 0 | 0 | 0 | 0
PeakO | 0 | 0 | 0 | 0 | 0 | 0
ST | 0 | 0 | 0 | 0 | 0 | 0
STOG | 0 | 0 | 0 | 0 | 0 | 0
STWD | 0 | 0 | 0 | 0 | 0 | 0
WT | 0 | 0 | 0 | 0 | 0 | 0
IGCC | 0 | 0 | 0 | 0 | 0 | 0
DemandResponse | 0 | 0 | 0 | 0 | 0 | 0
IGCC-CCS | 0 | 0 | 0 | 0 | 0 | 0
WT_off | 0 | 0 | 0 | 0 | 0 | 0
PseudoUnit | 0 | 0 | 0 | 0 | 0 | 0
FixedInterchange | 0 | 0 | 0 | 0 | 0 | 0
Levelized Retrofit Capital Costs by Reporting Type: AZ_NM_SNV_Gas
ReportingType | 2015 | 2020 | 2025 | 2030 | 2035 | 2040
BM | 0 | 0 | 0 | 0 | 0 | 0
CC | 0 | 0 | 0 | 0 | 0 | 0
CSP | 0 | 0 | 0 | 0 | 0 | 0
CT | 0 | 0 | 0 | 0 | 0 | 0
Coal | 0 | 0 | 0 | 0 | 0 | 0
Geo | 0 | 0 | 0 | 0 | 0 | 0
H | 0 | 0 | 0 | 0 | 0 | 0
LFG | 0 | 0 | 0 | 0 | 0 | 0
Nuc | 0 | 0 | 0 | 0 | 0 | 0
PS | 0 | 0 | 0 | 0 | 0 | 0
PV | 0 | 0 | 0 | 0 | 0 | 0
PeakG | 0 | 0 | 0 | 0 | 0 | 0
PeakO | 0 | 0 | 0 | 0 | 0 | 0
ST | 0 | 0 | 0 | 0 | 0 | 0
STOG | 0 | 0 | 0 | 0 | 0 | 0
STWD | 0 | 0 | 0 | 0 | 0 | 0
WT | 0 | 0 | 0 | 0 | 0 | 0
IGCC | 0 | 0 | 0 | 0 | 0 | 0
DemandResponse | 0 | 0 | 0 | 0 | 0 | 0
IGCC-CCS | 0 | 0 | 0 | 0 | 0 | 0
WT_off | 0 | 0 | 0 | 0 | 0 | 0
PseudoUnit | 0 | 0 | 0 | 0 | 0 | 0
FixedInterchange | 0 | 0 | 0 | 0 | 0 | 0
Levelized Retrofit Capital Costs by Reporting Type: AZ_NM_SNV_NucRenew
ReportingType | 2015 | 2020 | 2025 | 2030 | 2035 | 2040
BM | 0 | 0 | 0 | 0 | 0 | 0
CC | 0 | 0 | 0 | 0 | 0 | 0
CSP | 0 | 0 | 0 | 0 | 0 | 0
CT | 0 | 0 | 0 | 0 | 0 | 0
Coal | 0 | 0 | 0 | 0 | 0 | 0
Geo | 0 | 0 | 0 | 0 | 0 | 0
H | 0 | 0 | 0 | 0 | 0 | 0
LFG | 0 | 0 | 0 | 0 | 0 | 0
Nuc | 0 | 0 | 0 | 0 | 0 | 0
PS | 0 | 0 | 0 | 0 | 0 | 0
PV | 0 | 0 | 0 | 0 | 0 | 0
PeakG | 0 | 0 | 0 | 0 | 0 | 0
PeakO | 0 | 0 | 0 | 0 | 0 | 0
ST | 0 | 0 | 0 | 0 | 0 | 0
STOG | 0 | 0 | 0 | 0 | 0 | 0
STWD | 0 | 0 | 0 | 0 | 0 | 0
WT | 0 | 0 | 0 | 0 | 0 | 0
IGCC | 0 | 0 | 0 | 0 | 0 | 0
DemandResponse | 0 | 0 | 0 | 0 | 0 | 0
IGCC-CCS | 0 | 0 | 0 | 0 | 0 | 0
WT_off | 0 | 0 | 0 | 0 | 0 | 0
PseudoUnit | 0 | 0 | 0 | 0 | 0 | 0
FixedInterchange | 0 | 0 | 0 | 0 | 0 | 0
Levelized Retrofit Capital Costs by Reporting Type: ERCOT
ReportingType | 2015 | 2020 | 2025 | 2030 | 2035 | 2040
BM | 0 | 0 | 0 | 0 | 0 | 0
CC | 0 | 0 | 0 | 0 | 0 | 0
CSP | 0 | 0 | 0 | 0 | 0 | 0
CT | 0 | 0 | 0 | 0 | 0 | 0
Coal | 85.21 | 217.55 | 217.55 | 0 | 0 | 0
Geo | 0 | 0 | 0 | 0 | 0 | 0
H | 0 | 0 | 0 | 0 | 0 | 0
LFG | 0 | 0 | 0 | 0 | 0 | 0
Nuc | 0 | 0 | 0 | 0 | 0 | 0
PS | 0 | 0 | 0 | 0 | 0 | 0
PV | 0 | 0 | 0 | 0 | 0 | 0
PeakG | 0 | 0 | 0 | 0 | 0 | 0
PeakO | 0 | 0 | 0 | 0 | 0 | 0
ST | 0 | 0 | 0 | 0 | 0 | 0
STOG | 0 | 0 | 0 | 0 | 0 | 0
STWD | 0 | 0 | 0 | 0 | 0 | 0
WT | 0 | 0 | 0 | 0 | 0 | 0
IGCC | 0 | 0 | 0 | 0 | 0 | 0
DemandResponse | 0 | 0 | 0 | 0 | 0 | 0
IGCC-CCS | 0 | 0 | 0 | 0 | 0 | 0
WT_off | 0 | 0 | 0 | 0 | 0 | 0
PseudoUnit | 0 | 0 | 0 | 0 | 0 | 0
FixedInterchange | 0 | 0 | 0 | 0 | 0 | 0
Levelized Retrofit Capital Costs by Reporting Type: NP15
ReportingType | 2015 | 2020 | 2025 | 2030 | 2035 | 2040
BM | 0 | 0 | 0 | 0 | 0 | 0
CC | 0 | 0 | 0 | 0 | 0 | 0
CSP | 0 | 0 | 0 | 0 | 0 | 0
CT | 0 | 0 | 0 | 0 | 0 | 0
Coal | 0 | 0 | 0 | 0 | 0 | 0
Geo | 0 | 0 | 0 | 0 | 0 | 0
H | 0 | 0 | 0 | 0 | 0 | 0
LFG | 0 | 0 | 0 | 0 | 0 | 0
Nuc | 0 | 0 | 0 | 0 | 0 | 0
PS | 0 | 0 | 0 | 0 | 0 | 0
PV | 0 | 0 | 0 | 0 | 0 | 0
PeakG | 0 | 0 | 0 | 0 | 0 | 0
PeakO | 0 | 0 | 0 | 0 | 0 | 0
ST | 0 | 0 | 0 | 0 | 0 | 0
STOG | 0 | 0 | 0 | 0 | 0 | 0
STWD | 0 | 0 | 0 | 0 | 0 | 0
WT | 0 | 0 | 0 | 0 | 0 | 0
IGCC | 0 | 0 | 0 | 0 | 0 | 0
DemandResponse | 0 | 0 | 0 | 0 | 0 | 0
IGCC-CCS | 0 | 0 | 0 | 0 | 0 | 0
WT_off | 0 | 0 | 0 | 0 | 0 | 0
PseudoUnit | 0 | 0 | 0 | 0 | 0 | 0
FixedInterchange | 0 | 0 | 0 | 0 | 0 | 0
Levelized Retrofit Capital Costs by Reporting Type: NWPP_Coal
ReportingType | 2015 | 2020 | 2025 | 2030 | 2035 | 2040
BM | 0 | 0 | 0 | 0 | 0 | 0
CC | 0 | 0 | 0 | 0 | 0 | 0
CSP | 0 | 0 | 0 | 0 | 0 | 0
CT | 0 | 0 | 0 | 0 | 0 | 0
Coal | 0.46 | 166.25 | 166.25 | 0 | 0 | 0
Geo | 0 | 0 | 0 | 0 | 0 | 0
H | 0 | 0 | 0 | 0 | 0 | 0
LFG | 0 | 0 | 0 | 0 | 0 | 0
Nuc | 0 | 0 | 0 | 0 | 0 | 0
PS | 0 | 0 | 0 | 0 | 0 | 0
PV | 0 | 0 | 0 | 0 | 0 | 0
PeakG | 0 | 0 | 0 | 0 | 0 | 0
PeakO | 0 | 0 | 0 | 0 | 0 | 0
ST | 0 | 0 | 0 | 0 | 0 | 0
STOG | 0 | 0 | 0 | 0 | 0 | 0
STWD | 0 | 0 | 0 | 0 | 0 | 0
WT | 0 | 0 | 0 | 0 | 0 | 0
IGCC | 0 | 0 | 0 | 0 | 0 | 0
DemandResponse | 0 | 0 | 0 | 0 | 0 | 0
IGCC-CCS | 0 | 0 | 0 | 0 | 0 | 0
WT_off | 0 | 0 | 0 | 0 | 0 | 0
PseudoUnit | 0 | 0 | 0 | 0 | 0 | 0
FixedInterchange | 0 | 0 | 0 | 0 | 0 | 0
Levelized Retrofit Capital Costs by Reporting Type: NWPP_Gas
ReportingType | 2015 | 2020 | 2025 | 2030 | 2035 | 2040
BM | 0 | 0 | 0 | 0 | 0 | 0
CC | 0 | 0 | 0 | 0 | 0 | 0
CSP | 0 | 0 | 0 | 0 | 0 | 0
CT | 0 | 0 | 0 | 0 | 0 | 0
Coal | 0 | 0 | 0 | 0 | 0 | 0
Geo | 0 | 0 | 0 | 0 | 0 | 0
H | 0 | 0 | 0 | 0 | 0 | 0
LFG | 0 | 0 | 0 | 0 | 0 | 0
Nuc | 0 | 0 | 0 | 0 | 0 | 0
PS | 0 | 0 | 0 | 0 | 0 | 0
PV | 0 | 0 | 0 | 0 | 0 | 0
PeakG | 0 | 0 | 0 | 0 | 0 | 0
PeakO | 0 | 0 | 0 | 0 | 0 | 0
ST | 0 | 0 | 0 | 0 | 0 | 0
STOG | 0 | 0 | 0 | 0 | 0 | 0
STWD | 0 | 0 | 0 | 0 | 0 | 0
WT | 0 | 0 | 0 | 0 | 0 | 0
IGCC | 0 | 0 | 0 | 0 | 0 | 0
DemandResponse | 0 | 0 | 0 | 0 | 0 | 0
IGCC-CCS | 0 | 0 | 0 | 0 | 0 | 0
WT_off | 0 | 0 | 0 | 0 | 0 | 0
PseudoUnit | 0 | 0 | 0 | 0 | 0 | 0
FixedInterchange | 0 | 0 | 0 | 0 | 0 | 0
Levelized Retrofit Capital Costs by Reporting Type: NWPP_NucRenew
ReportingType | 2015 | 2020 | 2025 | 2030 | 2035 | 2040
BM | 0 | 0 | 0 | 0 | 0 | 0
CC | 0 | 0 | 0 | 0 | 0 | 0
CSP | 0 | 0 | 0 | 0 | 0 | 0
CT | 0 | 0 | 0 | 0 | 0 | 0
Coal | 0 | 0 | 0 | 0 | 0 | 0
Geo | 0 | 0 | 0 | 0 | 0 | 0
H | 0 | 0 | 0 | 0 | 0 | 0
LFG | 0 | 0 | 0 | 0 | 0 | 0
Nuc | 0 | 0 | 0 | 0 | 0 | 0
PS | 0 | 0 | 0 | 0 | 0 | 0
PV | 0 | 0 | 0 | 0 | 0 | 0
PeakG | 0 | 0 | 0 | 0 | 0 | 0
PeakO | 0 | 0 | 0 | 0 | 0 | 0
ST | 0 | 0 | 0 | 0 | 0 | 0
STOG | 0 | 0 | 0 | 0 | 0 | 0
STWD | 0 | 0 | 0 | 0 | 0 | 0
WT | 0 | 0 | 0 | 0 | 0 | 0
IGCC | 0 | 0 | 0 | 0 | 0 | 0
DemandResponse | 0 | 0 | 0 | 0 | 0 | 0
IGCC-CCS | 0 | 0 | 0 | 0 | 0 | 0
WT_off | 0 | 0 | 0 | 0 | 0 | 0
PseudoUnit | 0 | 0 | 0 | 0 | 0 | 0
FixedInterchange | 0 | 0 | 0 | 0 | 0 | 0
Levelized Retrofit Capital Costs by Reporting Type: RMPA
ReportingType | 2015 | 2020 | 2025 | 2030 | 2035 | 2040
BM | 0 | 0 | 0 | 0 | 0 | 0
CC | 0 | 0 | 0 | 0 | 0 | 0
CSP | 0 | 0 | 0 | 0 | 0 | 0
CT | 0 | 0 | 0 | 0 | 0 | 0
Coal | 30.09 | 92.23 | 92.23 | 0 | 0 | 0
Geo | 0 | 0 | 0 | 0 | 0 | 0
H | 0 | 0 | 0 | 0 | 0 | 0
LFG | 0 | 0 | 0 | 0 | 0 | 0
Nuc | 0 | 0 | 0 | 0 | 0 | 0
PS | 0 | 0 | 0 | 0 | 0 | 0
PV | 0 | 0 | 0 | 0 | 0 | 0
PeakG | 0 | 0 | 0 | 0 | 0 | 0
PeakO | 0 | 0 | 0 | 0 | 0 | 0
ST | 0 | 0 | 0 | 0 | 0 | 0
STOG | 0 | 0 | 0 | 0 | 0 | 0
STWD | 0 | 0 | 0 | 0 | 0 | 0
WT | 0 | 0 | 0 | 0 | 0 | 0
IGCC | 0 | 0 | 0 | 0 | 0 | 0
DemandResponse | 0 | 0 | 0 | 0 | 0 | 0
IGCC-CCS | 0 | 0 | 0 | 0 | 0 | 0
WT_off | 0 | 0 | 0 | 0 | 0 | 0
PseudoUnit | 0 | 0 | 0 | 0 | 0 | 0
FixedInterchange | 0 | 0 | 0 | 0 | 0 | 0
Levelized Retrofit Capital Costs by Reporting Type: SP15
ReportingType | 2015 | 2020 | 2025 | 2030 | 2035 | 2040
BM | 0 | 0 | 0 | 0 | 0 | 0
CC | 0 | 0 | 0 | 0 | 0 | 0
CSP | 0 | 0 | 0 | 0 | 0 | 0
CT | 0 | 0 | 0 | 0 | 0 | 0
Coal | 0 | 2.92 | 2.92 | 0 | 0 | 0
Geo | 0 | 0 | 0 | 0 | 0 | 0
H | 0 | 0 | 0 | 0 | 0 | 0
LFG | 0 | 0 | 0 | 0 | 0 | 0
Nuc | 0 | 0 | 0 | 0 | 0 | 0
PS | 0 | 0 | 0 | 0 | 0 | 0
PV | 0 | 0 | 0 | 0 | 0 | 0
PeakG | 0 | 0 | 0 | 0 | 0 | 0
PeakO | 0 | 0 | 0 | 0 | 0 | 0
ST | 0 | 0 | 0 | 0 | 0 | 0
STOG | 0 | 0 | 0 | 0 | 0 | 0
STWD | 0 | 0 | 0 | 0 | 0 | 0
WT | 0 | 0 | 0 | 0 | 0 | 0
IGCC | 0 | 0 | 0 | 0 | 0 | 0
DemandResponse | 0 | 0 | 0 | 0 | 0 | 0
IGCC-CCS | 0 | 0 | 0 | 0 | 0 | 0
WT_off | 0 | 0 | 0 | 0 | 0 | 0
PseudoUnit | 0 | 0 | 0 | 0 | 0 | 0
FixedInterchange | 0 | 0 | 0 | 0 | 0 | 0
Levelized Retrofit Capital Costs by Reporting Type: ALB
ReportingType | 2015 | 2020 | 2025 | 2030 | 2035 | 2040
BM | 0 | 0 | 0 | 0 | 0 | 0
CC | 0 | 0 | 0 | 0 | 0 | 0
CSP | 0 | 0 | 0 | 0 | 0 | 0
CT | 0 | 0 | 0 | 0 | 0 | 0
Coal | 0 | 0 | 0 | 0 | 0 | 0
Geo | 0 | 0 | 0 | 0 | 0 | 0
H | 0 | 0 | 0 | 0 | 0 | 0
LFG | 0 | 0 | 0 | 0 | 0 | 0
Nuc | 0 | 0 | 0 | 0 | 0 | 0
PS | 0 | 0 | 0 | 0 | 0 | 0
PV | 0 | 0 | 0 | 0 | 0 | 0
PeakG | 0 | 0 | 0 | 0 | 0 | 0
PeakO | 0 | 0 | 0 | 0 | 0 | 0
ST | 0 | 0 | 0 | 0 | 0 | 0
STOG | 0 | 0 | 0 | 0 | 0 | 0
STWD | 0 | 0 | 0 | 0 | 0 | 0
WT | 0 | 0 | 0 | 0 | 0 | 0
IGCC | 0 | 0 | 0 | 0 | 0 | 0
DemandResponse | 0 | 0 | 0 | 0 | 0 | 0
IGCC-CCS | 0 | 0 | 0 | 0 | 0 | 0
WT_off | 0 | 0 | 0 | 0 | 0 | 0
PseudoUnit | 0 | 0 | 0 | 0 | 0 | 0
FixedInterchange | 0 | 0 | 0 | 0 | 0 | 0
Levelized Retrofit Capital Costs by Reporting Type: BC
ReportingType | 2015 | 2020 | 2025 | 2030 | 2035 | 2040
BM | 0 | 0 | 0 | 0 | 0 | 0
CC | 0 | 0 | 0 | 0 | 0 | 0
CSP | 0 | 0 | 0 | 0 | 0 | 0
CT | 0 | 0 | 0 | 0 | 0 | 0
Coal | 0 | 0 | 0 | 0 | 0 | 0
Geo | 0 | 0 | 0 | 0 | 0 | 0
H | 0 | 0 | 0 | 0 | 0 | 0
LFG | 0 | 0 | 0 | 0 | 0 | 0
Nuc | 0 | 0 | 0 | 0 | 0 | 0
PS | 0 | 0 | 0 | 0 | 0 | 0
PV | 0 | 0 | 0 | 0 | 0 | 0
PeakG | 0 | 0 | 0 | 0 | 0 | 0
PeakO | 0 | 0 | 0 | 0 | 0 | 0
ST | 0 | 0 | 0 | 0 | 0 | 0
STOG | 0 | 0 | 0 | 0 | 0 | 0
STWD | 0 | 0 | 0 | 0 | 0 | 0
WT | 0 | 0 | 0 | 0 | 0 | 0
IGCC | 0 | 0 | 0 | 0 | 0 | 0
DemandResponse | 0 | 0 | 0 | 0 | 0 | 0
IGCC-CCS | 0 | 0 | 0 | 0 | 0 | 0
WT_off | 0 | 0 | 0 | 0 | 0 | 0
PseudoUnit | 0 | 0 | 0 | 0 | 0 | 0
FixedInterchange | 0 | 0 | 0 | 0 | 0 | 0
Levelized Retrofit Capital Costs by Reporting Type: HQ_IESO
ReportingType | 2015 | 2020 | 2025 | 2030 | 2035 | 2040
BM | 0 | 0 | 0 | 0 | 0 | 0
CC | 0 | 0 | 0 | 0 | 0 | 0
CSP | 0 | 0 | 0 | 0 | 0 | 0
CT | 0 | 0 | 0 | 0 | 0 | 0
Coal | 0 | 0 | 0 | 0 | 0 | 0
Geo | 0 | 0 | 0 | 0 | 0 | 0
H | 0 | 0 | 0 | 0 | 0 | 0
LFG | 0 | 0 | 0 | 0 | 0 | 0
Nuc | 0 | 0 | 0 | 0 | 0 | 0
PS | 0 | 0 | 0 | 0 | 0 | 0
PV | 0 | 0 | 0 | 0 | 0 | 0
PeakG | 0 | 0 | 0 | 0 | 0 | 0
PeakO | 0 | 0 | 0 | 0 | 0 | 0
ST | 0 | 0 | 0 | 0 | 0 | 0
STOG | 0 | 0 | 0 | 0 | 0 | 0
STWD | 0 | 0 | 0 | 0 | 0 | 0
WT | 0 | 0 | 0 | 0 | 0 | 0
IGCC | 0 | 0 | 0 | 0 | 0 | 0
DemandResponse | 0 | 0 | 0 | 0 | 0 | 0
IGCC-CCS | 0 | 0 | 0 | 0 | 0 | 0
WT_off | 0 | 0 | 0 | 0 | 0 | 0
PseudoUnit | 0 | 0 | 0 | 0 | 0 | 0
FixedInterchange | 0 | 0 | 0 | 0 | 0 | 0
Levelized Retrofit Capital Costs by Reporting Type: HQ_NEISO
ReportingType | 2015 | 2020 | 2025 | 2030 | 2035 | 2040
BM | 0 | 0 | 0 | 0 | 0 | 0
CC | 0 | 0 | 0 | 0 | 0 | 0
CSP | 0 | 0 | 0 | 0 | 0 | 0
CT | 0 | 0 | 0 | 0 | 0 | 0
Coal | 0 | 0 | 0 | 0 | 0 | 0
Geo | 0 | 0 | 0 | 0 | 0 | 0
H | 0 | 0 | 0 | 0 | 0 | 0
LFG | 0 | 0 | 0 | 0 | 0 | 0
Nuc | 0 | 0 | 0 | 0 | 0 | 0
PS | 0 | 0 | 0 | 0 | 0 | 0
PV | 0 | 0 | 0 | 0 | 0 | 0
PeakG | 0 | 0 | 0 | 0 | 0 | 0
PeakO | 0 | 0 | 0 | 0 | 0 | 0
ST | 0 | 0 | 0 | 0 | 0 | 0
STOG | 0 | 0 | 0 | 0 | 0 | 0
STWD | 0 | 0 | 0 | 0 | 0 | 0
WT | 0 | 0 | 0 | 0 | 0 | 0
IGCC | 0 | 0 | 0 | 0 | 0 | 0
DemandResponse | 0 | 0 | 0 | 0 | 0 | 0
IGCC-CCS | 0 | 0 | 0 | 0 | 0 | 0
WT_off | 0 | 0 | 0 | 0 | 0 | 0
PseudoUnit | 0 | 0 | 0 | 0 | 0 | 0
FixedInterchange | 0 | 0 | 0 | 0 | 0 | 0
Levelized Retrofit Capital Costs by Reporting Type: HQ_NY
ReportingType | 2015 | 2020 | 2025 | 2030 | 2035 | 2040
BM | 0 | 0 | 0 | 0 | 0 | 0
CC | 0 | 0 | 0 | 0 | 0 | 0
CSP | 0 | 0 | 0 | 0 | 0 | 0
CT | 0 | 0 | 0 | 0 | 0 | 0
Coal | 0 | 0 | 0 | 0 | 0 | 0
Geo | 0 | 0 | 0 | 0 | 0 | 0
H | 0 | 0 | 0 | 0 | 0 | 0
LFG | 0 | 0 | 0 | 0 | 0 | 0
Nuc | 0 | 0 | 0 | 0 | 0 | 0
PS | 0 | 0 | 0 | 0 | 0 | 0
PV | 0 | 0 | 0 | 0 | 0 | 0
PeakG | 0 | 0 | 0 | 0 | 0 | 0
PeakO | 0 | 0 | 0 | 0 | 0 | 0
ST | 0 | 0 | 0 | 0 | 0 | 0
STOG | 0 | 0 | 0 | 0 | 0 | 0
STWD | 0 | 0 | 0 | 0 | 0 | 0
WT | 0 | 0 | 0 | 0 | 0 | 0
IGCC | 0 | 0 | 0 | 0 | 0 | 0
DemandResponse | 0 | 0 | 0 | 0 | 0 | 0
IGCC-CCS | 0 | 0 | 0 | 0 | 0 | 0
WT_off | 0 | 0 | 0 | 0 | 0 | 0
PseudoUnit | 0 | 0 | 0 | 0 | 0 | 0
FixedInterchange | 0 | 0 | 0 | 0 | 0 | 0
Levelized Retrofit Capital Costs by Reporting Type: MARITIMES
ReportingType | 2015 | 2020 | 2025 | 2030 | 2035 | 2040
BM | 0 | 0 | 0 | 0 | 0 | 0
CC | 0 | 0 | 0 | 0 | 0 | 0
CSP | 0 | 0 | 0 | 0 | 0 | 0
CT | 0 | 0 | 0 | 0 | 0 | 0
Coal | 0 | 0 | 0 | 0 | 0 | 0
Geo | 0 | 0 | 0 | 0 | 0 | 0
H | 0 | 0 | 0 | 0 | 0 | 0
LFG | 0 | 0 | 0 | 0 | 0 | 0
Nuc | 0 | 0 | 0 | 0 | 0 | 0
PS | 0 | 0 | 0 | 0 | 0 | 0
PV | 0 | 0 | 0 | 0 | 0 | 0
PeakG | 0 | 0 | 0 | 0 | 0 | 0
PeakO | 0 | 0 | 0 | 0 | 0 | 0
ST | 0 | 0 | 0 | 0 | 0 | 0
STOG | 0 | 0 | 0 | 0 | 0 | 0
STWD | 0 | 0 | 0 | 0 | 0 | 0
WT | 0 | 0 | 0 | 0 | 0 | 0
IGCC | 0 | 0 | 0 | 0 | 0 | 0
DemandResponse | 0 | 0 | 0 | 0 | 0 | 0
IGCC-CCS | 0 | 0 | 0 | 0 | 0 | 0
WT_off | 0 | 0 | 0 | 0 | 0 | 0
PseudoUnit | 0 | 0 | 0 | 0 | 0 | 0
FixedInterchange | 0 | 0 | 0 | 0 | 0 | 0
Levelized Retrofit Capital Costs by Reporting Type: All
ReportingType | 2015 | 2020 | 2025 | 2030 | 2035 | 2040
BM | 0 | 0 | 0 | 0 | 0 | 0
CC | 0 | 0 | 0 | 0 | 0 | 0
CSP | 0 | 0 | 0 | 0 | 0 | 0
CT | 0 | 0 | 0 | 0 | 0 | 0
Coal | 1262.34 | 5583.38 | 4748.83 | 0 | 0 | 0
Geo | 0 | 0 | 0 | 0 | 0 | 0
H | 0 | 0 | 0 | 0 | 0 | 0
LFG | 0 | 0 | 0 | 0 | 0 | 0
Nuc | 0 | 0 | 0 | 0 | 0 | 0
PS | 0 | 0 | 0 | 0 | 0 | 0
PV | 0 | 0 | 0 | 0 | 0 | 0
PeakG | 0 | 0 | 0 | 0 | 0 | 0
PeakO | 0 | 0 | 0 | 0 | 0 | 0
ST | 0 | 0 | 0 | 0 | 0 | 0
STOG | 0 | 0 | 0 | 0 | 0 | 0
STWD | 0 | 0 | 0 | 0 | 0 | 0
WT | 0 | 0 | 0 | 0 | 0 | 0
IGCC | 0 | 0 | 0 | 0 | 0 | 0
DemandResponse | 0 | 0 | 0 | 0 | 0 | 0
IGCC-CCS | 0 | 0 | 0 | 0 | 0 | 0
WT_off | 0 | 0 | 0 | 0 | 0 | 0
PseudoUnit | 0 | 0 | 0 | 0 | 0 | 0
FixedInterchange | 0 | 0 | 0 | 0 | 0 | 0
Levelized Retrofit Capital Costs by Reporting Type: EI_US
ReportingType | 2015 | 2020 | 2025 | 2030 | 2035 | 2040
BM | 0 | 0 | 0 | 0 | 0 | 0
CC | 0 | 0 | 0 | 0 | 0 | 0
CSP | 0 | 0 | 0 | 0 | 0 | 0
CT | 0 | 0 | 0 | 0 | 0 | 0
Coal | 1094.88 | 4981.93 | 4180.31 | 0 | 0 | 0
Geo | 0 | 0 | 0 | 0 | 0 | 0
H | 0 | 0 | 0 | 0 | 0 | 0
LFG | 0 | 0 | 0 | 0 | 0 | 0
Nuc | 0 | 0 | 0 | 0 | 0 | 0
PS | 0 | 0 | 0 | 0 | 0 | 0
PV | 0 | 0 | 0 | 0 | 0 | 0
PeakG | 0 | 0 | 0 | 0 | 0 | 0
PeakO | 0 | 0 | 0 | 0 | 0 | 0
ST | 0 | 0 | 0 | 0 | 0 | 0
STOG | 0 | 0 | 0 | 0 | 0 | 0
STWD | 0 | 0 | 0 | 0 | 0 | 0
WT | 0 | 0 | 0 | 0 | 0 | 0
IGCC | 0 | 0 | 0 | 0 | 0 | 0
DemandResponse | 0 | 0 | 0 | 0 | 0 | 0
IGCC-CCS | 0 | 0 | 0 | 0 | 0 | 0
WT_off | 0 | 0 | 0 | 0 | 0 | 0
PseudoUnit | 0 | 0 | 0 | 0 | 0 | 0
FixedInterchange | 0 | 0 | 0 | 0 | 0 | 0
Levelized Retrofit Capital Costs by Reporting Type: EI_Canada
ReportingType | 2015 | 2020 | 2025 | 2030 | 2035 | 2040
BM | 0 | 0 | 0 | 0 | 0 | 0
CC | 0 | 0 | 0 | 0 | 0 | 0
CSP | 0 | 0 | 0 | 0 | 0 | 0
CT | 0 | 0 | 0 | 0 | 0 | 0
Coal | 0 | 0 | 0 | 0 | 0 | 0
Geo | 0 | 0 | 0 | 0 | 0 | 0
H | 0 | 0 | 0 | 0 | 0 | 0
LFG | 0 | 0 | 0 | 0 | 0 | 0
Nuc | 0 | 0 | 0 | 0 | 0 | 0
PS | 0 | 0 | 0 | 0 | 0 | 0
PV | 0 | 0 | 0 | 0 | 0 | 0
PeakG | 0 | 0 | 0 | 0 | 0 | 0
PeakO | 0 | 0 | 0 | 0 | 0 | 0
ST | 0 | 0 | 0 | 0 | 0 | 0
STOG | 0 | 0 | 0 | 0 | 0 | 0
STWD | 0 | 0 | 0 | 0 | 0 | 0
WT | 0 | 0 | 0 | 0 | 0 | 0
IGCC | 0 | 0 | 0 | 0 | 0 | 0
DemandResponse | 0 | 0 | 0 | 0 | 0 | 0
IGCC-CCS | 0 | 0 | 0 | 0 | 0 | 0
WT_off | 0 | 0 | 0 | 0 | 0 | 0
PseudoUnit | 0 | 0 | 0 | 0 | 0 | 0
FixedInterchange | 0 | 0 | 0 | 0 | 0 | 0
Levelized Retrofit Capital Costs by Reporting Type: EI
ReportingType | 2015 | 2020 | 2025 | 2030 | 2035 | 2040
BM | 0 | 0 | 0 | 0 | 0 | 0
CC | 0 | 0 | 0 | 0 | 0 | 0
CSP | 0 | 0 | 0 | 0 | 0 | 0
CT | 0 | 0 | 0 | 0 | 0 | 0
Coal | 1094.88 | 4981.93 | 4180.31 | 0 | 0 | 0
Geo | 0 | 0 | 0 | 0 | 0 | 0
H | 0 | 0 | 0 | 0 | 0 | 0
LFG | 0 | 0 | 0 | 0 | 0 | 0
Nuc | 0 | 0 | 0 | 0 | 0 | 0
PS | 0 | 0 | 0 | 0 | 0 | 0
PV | 0 | 0 | 0 | 0 | 0 | 0
PeakG | 0 | 0 | 0 | 0 | 0 | 0
PeakO | 0 | 0 | 0 | 0 | 0 | 0
ST | 0 | 0 | 0 | 0 | 0 | 0
STOG | 0 | 0 | 0 | 0 | 0 | 0
STWD | 0 | 0 | 0 | 0 | 0 | 0
WT | 0 | 0 | 0 | 0 | 0 | 0
IGCC | 0 | 0 | 0 | 0 | 0 | 0
DemandResponse | 0 | 0 | 0 | 0 | 0 | 0
IGCC-CCS | 0 | 0 | 0 | 0 | 0 | 0
WT_off | 0 | 0 | 0 | 0 | 0 | 0
PseudoUnit | 0 | 0 | 0 | 0 | 0 | 0
FixedInterchange | 0 | 0 | 0 | 0 | 0 | 0
Levelized Retrofit Capital Costs by Reporting Type: Outside_EI
ReportingType | 2015 | 2020 | 2025 | 2030 | 2035 | 2040
BM | 0 | 0 | 0 | 0 | 0 | 0
CC | 0 | 0 | 0 | 0 | 0 | 0
CSP | 0 | 0 | 0 | 0 | 0 | 0
CT | 0 | 0 | 0 | 0 | 0 | 0
Coal | 167.46 | 601.45 | 568.52 | 0 | 0 | 0
Geo | 0 | 0 | 0 | 0 | 0 | 0
H | 0 | 0 | 0 | 0 | 0 | 0
LFG | 0 | 0 | 0 | 0 | 0 | 0
Nuc | 0 | 0 | 0 | 0 | 0 | 0
PS | 0 | 0 | 0 | 0 | 0 | 0
PV | 0 | 0 | 0 | 0 | 0 | 0
PeakG | 0 | 0 | 0 | 0 | 0 | 0
PeakO | 0 | 0 | 0 | 0 | 0 | 0
ST | 0 | 0 | 0 | 0 | 0 | 0
STOG | 0 | 0 | 0 | 0 | 0 | 0
STWD | 0 | 0 | 0 | 0 | 0 | 0
WT | 0 | 0 | 0 | 0 | 0 | 0
IGCC | 0 | 0 | 0 | 0 | 0 | 0
DemandResponse | 0 | 0 | 0 | 0 | 0 | 0
IGCC-CCS | 0 | 0 | 0 | 0 | 0 | 0
WT_off | 0 | 0 | 0 | 0 | 0 | 0
PseudoUnit | 0 | 0 | 0 | 0 | 0 | 0
FixedInterchange | 0 | 0 | 0 | 0 | 0 | 0
#14 | 0.01: Total Costs ($million)
Total Costs by Reporting Type: Entergy
ReportingType | 2015 | 2020 | 2025 | 2030 | 2035 | 2040
BM | 0 | 0 | 0 | 0 | 0 | 0
CC | 3206.92 | 5174.6 | 5874.36 | 7208.05 | 9602.48 | 12112.29
CSP | 0 | 0 | 0 | 0 | 0 | 0
CT | 0 | 0 | 0 | 0 | 0 | 0
Coal | 2426.41 | 2611.09 | 3016.02 | 3012.21 | 3098.91 | 3333.42
Geo | 0 | 0 | 0 | 0 | 0 | 0
H | 10.6 | 10.6 | 10.6 | 10.6 | 10.6 | 10.6
LFG | 0.97 | 0.97 | 34.17 | 34.17 | 34.17 | 34.17
Nuc | 1262.64 | 1285.77 | 1294.03 | 1301.93 | 1099.75 | 1464.17
PS | 1.4 | 1.4 | 1.4 | 1.4 | 1.4 | 1.4
PV | 0.11 | 25.02 | 39.29 | 42.44 | 45.88 | 26.02
PeakG | 47.54 | 69.98 | 53.32 | 65.89 | 69.14 | 69.36
PeakO | 4.42 | 5.87 | 5.08 | 5.22 | 5.22 | 5.22
ST | 0 | 0 | 0 | 0 | 0 | 0
STOG | 299.38 | 353.12 | 338.53 | 362.64 | 376.87 | 376.6
STWD | 6.6 | 8.26 | 6.73 | 6.9 | 6.9 | 10.16
WT | 3.67 | 3.67 | 3.67 | 3.67 | 3.67 | 3.67
IGCC | 0 | 0 | 0 | 0 | 0 | 0
DemandResponse | 0 | 0 | 0 | 0 | 0 | 0
IGCC-CCS | 0 | 0 | 0 | 0 | 0 | 0
WT_off | 0 | 0 | 0 | 0 | 0 | 0
PseudoUnit | 0 | 0 | 0 | 0 | 0 | 0
FixedInterchange | 0 | 0 | 0 | 0 | 0 | 0
Total Costs by Reporting Type: FRCC
ReportingType | 2015 | 2020 | 2025 | 2030 | 2035 | 2040
BM | 0 | 0 | 0 | 0 | 0 | 0
CC | 7632.07 | 10997.45 | 13771.48 | 17423.67 | 23259.68 | 29960.38
CSP | 0 | 0 | 0 | 0 | 0 | 0
CT | 282.77 | 275.89 | 282.84 | 259.18 | 47.67 | 31.42
Coal | 2874.71 | 2781.36 | 3182.31 | 3127.71 | 3195.4 | 3349.94
Geo | 0 | 0 | 0 | 0 | 0 | 0
H | 0.78 | 0.78 | 0.78 | 0.78 | 0.78 | 0.78
LFG | 58.68 | 58.68 | 120.69 | 120.69 | 120.69 | 120.69
Nuc | 960.37 | 1000.19 | 984.15 | 990.13 | 1182.7 | 448.91
PS | 0 | 0 | 0 | 0 | 0 | 0
PV | 0.75 | 0.75 | 0.75 | 0.75 | 0.75 | 0.75
PeakG | 176.8 | 240.12 | 186.35 | 219.66 | 214.07 | 212.33
PeakO | 64.61 | 83.43 | 68.43 | 68.43 | 68.43 | 68.43
ST | 0 | 0 | 0 | 0 | 0 | 0
STOG | 701.83 | 666.91 | 627.84 | 606.37 | 569.01 | 506.35
STWD | 6.25 | 11.18 | 12.37 | 16.38 | 16.38 | 16.38
WT | 0 | 0 | 0 | 0 | 0 | 0
IGCC | 0 | 0 | 0 | 0 | 0 | 0
DemandResponse | 0 | 0 | 0 | 0 | 0 | 0
IGCC-CCS | 0 | 0 | 0 | 0 | 0 | 0
WT_off | 0 | 0 | 0 | 0 | 0 | 0
PseudoUnit | 0 | 0 | 0 | 0 | 0 | 0
FixedInterchange | 0 | 0 | 0 | 0 | 0 | 0
Total Costs by Reporting Type: MAPP_US
ReportingType | 2015 | 2020 | 2025 | 2030 | 2035 | 2040
BM | 0 | 0 | 0 | 0 | 0 | 0
CC | 15.32 | 18.56 | 21.94 | 32.84 | 29.48 | 26.89
CSP | 0 | 0 | 0 | 0 | 0 | 0
CT | 27.96 | 27.96 | 56.45 | 124.91 | 120.16 | 139.01
Coal | 702.23 | 804.83 | 811.03 | 859.64 | 1200.85 | 1501.66
Geo | 3.95 | 3.95 | 3.95 | 3.95 | 3.95 | 3.95
H | 31.14 | 31.14 | 31.14 | 31.14 | 31.14 | 31.14
LFG | 0.24 | 0.24 | 22.22 | 22.22 | 22.22 | 22.22
Nuc | 0.01 | 0.01 | 0.01 | 0.01 | 0.01 | 0.01
PS | 0 | 0 | 0 | 0 | 0 | 0
PV | 0 | 0 | 0 | 0 | 0 | 0
PeakG | 14.6 | 23.29 | 23.75 | 29.99 | 44.33 | 34.69
PeakO | 9.49 | 12.94 | 10.37 | 10.37 | 10.37 | 10.37
ST | 0 | 0 | 0 | 0 | 0 | 0
STOG | 0 | 0 | 0 | 0 | 0 | 0
STWD | 0 | 0 | 0 | 0 | 0 | 0
WT | 147.25 | 340.73 | 392.6 | 411.9 | 419.24 | 316.81
IGCC | 0 | 0 | 0 | 0 | 0 | 0
DemandResponse | 0 | 0 | 0 | 0 | 0 | 0
IGCC-CCS | 0 | 0 | 0 | 0 | 0 | 0
WT_off | 0 | 0 | 0 | 0 | 0 | 0
PseudoUnit | 0 | 0 | 0 | 0 | 0 | 0
FixedInterchange | 0 | 0 | 0 | 0 | 0 | 0
Total Costs by Reporting Type: MISO_IN
ReportingType | 2015 | 2020 | 2025 | 2030 | 2035 | 2040
BM | 0 | 0 | 0 | 0 | 0 | 0
CC | 200.04 | 3099.39 | 4058.58 | 5601.72 | 6960.14 | 8224.93
CSP | 0 | 0 | 0 | 0 | 0 | 0
CT | 0 | 0 | 0 | 0 | 0 | 0
Coal | 3549.08 | 3964.53 | 4141.87 | 4379.67 | 4689.61 | 5161.66
Geo | 0 | 0 | 0 | 0 | 0 | 0
H | 1.07 | 1.07 | 1.07 | 1.07 | 1.07 | 1.07
LFG | 4.47 | 4.47 | 30.11 | 30.11 | 30.11 | 30.11
Nuc | 0.01 | 0.01 | 0.01 | 0.01 | 0.01 | 0.01
PS | 0 | 0 | 0 | 0 | 0 | 0
PV | 0 | 98.95 | 163.87 | 177.52 | 192.29 | 113.8
PeakG | 52.35 | 78.59 | 60.73 | 80.36 | 81.12 | 81.93
PeakO | 10.59 | 13.5 | 10.82 | 10.82 | 10.82 | 10.82
ST | 0 | 0 | 0 | 0 | 0 | 0
STOG | 14.37 | 17.66 | 16 | 19.75 | 16.76 | 17.25
STWD | 0 | 0 | 0 | 0 | 0 | 0
WT | 18.33 | 18.33 | 18.33 | 18.33 | 18.33 | 18.33
IGCC | 366.75 | 367.19 | 368.44 | 376.39 | 381.26 | 388.77
DemandResponse | 0 | 0 | 0 | 0 | 0 | 0
IGCC-CCS | 0 | 0 | 0 | 0 | 0 | 0
WT_off | 0 | 0 | 0 | 0 | 0 | 0
PseudoUnit | 0 | 0 | 0 | 0 | 0 | 0
FixedInterchange | 0 | 0 | 0 | 0 | 0 | 0
Total Costs by Reporting Type: MISO_MI
ReportingType | 2015 | 2020 | 2025 | 2030 | 2035 | 2040
BM | 0 | 0 | 0 | 0 | 0 | 0
CC | 646.66 | 719.09 | 887.93 | 967.62 | 2135.05 | 3258.78
CSP | 0 | 0 | 0 | 0 | 0 | 0
CT | 0 | 0 | 0 | 0 | 0 | 0
Coal | 2560.65 | 2318.49 | 2417.16 | 2291.15 | 2453.39 | 2566.9
Geo | 0 | 0 | 0 | 0 | 0 | 0
H | 2.01 | 2.01 | 2.01 | 2.01 | 2.01 | 2.01
LFG | 19.68 | 73.47 | 73.47 | 73.47 | 73.47 | 39.18
Nuc | 449.71 | 452.56 | 461.47 | 464.43 | 273.15 | 529.13
PS | 44.44 | 44.44 | 44.44 | 44.44 | 44.44 | 44.44
PV | 0 | 0 | 0 | 0 | 0 | 0
PeakG | 62.09 | 93.26 | 79.11 | 93.94 | 94.87 | 94.8
PeakO | 15.67 | 19.97 | 16.01 | 16.01 | 16.01 | 16.01
ST | 0 | 0 | 0 | 0 | 0 | 0
STOG | 135.25 | 179.74 | 162.66 | 170.86 | 159.98 | 166.6
STWD | 16.63 | 46.9 | 80.85 | 62.3 | 62.3 | 62.3
WT | 542.69 | 542.69 | 786.39 | 929.59 | 578.26 | 719.98
IGCC | 0 | 0 | 0 | 0 | 0 | 0
DemandResponse | 0 | 0 | 0 | 0 | 0 | 0
IGCC-CCS | 0 | 0 | 0 | 0 | 0 | 0
WT_off | 0 | 0 | 0 | 0 | 0 | 0
PseudoUnit | 0 | 0 | 0 | 0 | 0 | 0
FixedInterchange | 0 | 0 | 0 | 0 | 0 | 0
Total Costs by Reporting Type: MISO_MO-IL
ReportingType | 2015 | 2020 | 2025 | 2030 | 2035 | 2040
BM | 0 | 0 | 0 | 0 | 0 | 0
CC | 138.93 | 218.81 | 152.22 | 160.23 | 167.57 | 147.79
CSP | 0 | 0 | 0 | 0 | 0 | 0
CT | 0 | 0 | 0 | 0 | 0 | 0
Coal | 4366.99 | 4423.88 | 4742.59 | 4828.48 | 5371.17 | 5561.45
Geo | 0 | 0 | 0 | 0 | 0 | 0
H | 5.01 | 5.01 | 5.01 | 5.01 | 5.01 | 5.01
LFG | 2.17 | 2.17 | 76.11 | 76.11 | 76.11 | 76.11
Nuc | 493.74 | 512.79 | 521.93 | 524.97 | 524.97 | 524.97
PS | 10.45 | 10.45 | 10.45 | 10.45 | 10.45 | 10.45
PV | 0 | 0 | 0 | 0 | 0 | 0
PeakG | 86.24 | 127.08 | 102.15 | 139.59 | 198.48 | 266.75
PeakO | 21.48 | 28.65 | 22.96 | 22.96 | 22.96 | 22.96
ST | 0 | 0 | 0 | 0 | 0 | 0
STOG | 29.16 | 34.22 | 31.94 | 35.65 | 31.24 | 36.03
STWD | 0 | 0 | 0 | 0 | 0 | 0
WT | 89.9 | 89.9 | 89.9 | 89.9 | 21.38 | 21.38
IGCC | 0 | 0 | 0 | 0 | 0 | 0
DemandResponse | 0 | 0 | 0 | 0 | 0 | 0
IGCC-CCS | 0 | 0 | 0 | 0 | 0 | 0
WT_off | 0 | 0 | 0 | 0 | 0 | 0
PseudoUnit | 0 | 0 | 0 | 0 | 0 | 0
FixedInterchange | 0 | 0 | 0 | 0 | 0 | 0
Total Costs by Reporting Type: MISO_W
ReportingType | 2015 | 2020 | 2025 | 2030 | 2035 | 2040
BM | 0 | 0 | 0 | 0 | 0 | 0
CC | 485.35 | 547.21 | 440.11 | 439.58 | 468.11 | 307.48
CSP | 0 | 0 | 0 | 0 | 0 | 0
CT | 0 | 0 | 0 | 0 | 0 | 0
Coal | 3164.93 | 3323.48 | 3415.43 | 3428.47 | 5323.28 | 9326.97
Geo | 0 | 0 | 0 | 0 | 0 | 0
H | 7.08 | 7.08 | 7.08 | 7.08 | 7.08 | 7.08
LFG | 24.75 | 24.75 | 48.33 | 48.33 | 48.33 | 48.33
Nuc | 539.99 | 543.1 | 552.83 | 814.83 | 0.05 | 0.05
PS | 0 | 0 | 0 | 0 | 0 | 0
PV | 0 | 0 | 0 | 0 | 0 | 0
PeakG | 101.5 | 154.26 | 155.01 | 208.4 | 261.56 | 163.51
PeakO | 56.38 | 79.08 | 64.57 | 64.57 | 64.57 | 64.57
ST | 0 | 0 | 0 | 0 | 0 | 0
STOG | 8.35 | 10.17 | 9.08 | 10.09 | 10.38 | 9.06
STWD | 10.03 | 22.3 | 19.98 | 26.45 | 26.45 | 26.45
WT | 927.86 | 1666.95 | 2724.43 | 3148.74 | 2967.27 | 2758.27
IGCC | 0 | 0 | 0 | 0 | 0 | 0
DemandResponse | 0 | 0 | 0 | 0 | 0 | 0
IGCC-CCS | 0 | 0 | 0 | 0 | 0 | 0
WT_off | 0 | 0 | 0 | 0 | 0 | 0
PseudoUnit | 0 | 0 | 0 | 0 | 0 | 0
FixedInterchange | 0 | 0 | 0 | 0 | 0 | 0
Total Costs by Reporting Type: MISO_WUMS
ReportingType | 2015 | 2020 | 2025 | 2030 | 2035 | 2040
BM | 0 | 0 | 0 | 0 | 0 | 0
CC | 683.81 | 2205.34 | 2394.23 | 2927.53 | 4513.13 | 4717.4
CSP | 0 | 0 | 0 | 0 | 0 | 0
CT | 0.01 | 635.18 | 907.53 | 1505.63 | 1979.59 | 1543.71
Coal | 1722.88 | 1472.62 | 1467.92 | 1596.85 | 1765.85 | 1851.46
Geo | 0 | 0 | 0 | 0 | 0 | 0
H | 4.79 | 4.79 | 4.79 | 4.79 | 4.79 | 4.79
LFG | 8.57 | 8.57 | 79.15 | 79.15 | 79.15 | 79.15
Nuc | 419.03 | 444.73 | 429.21 | 737.97 | 0.05 | 0.05
PS | 0 | 0 | 0 | 0 | 0 | 0
PV | 0 | 0 | 0 | 0 | 0 | 0
PeakG | 57.18 | 81.65 | 65.08 | 77.65 | 77.65 | 77.65
PeakO | 13.52 | 17.78 | 14.69 | 14.69 | 14.69 | 14.69
ST | 0 | 0 | 0 | 0 | 0 | 0
STOG | 13.34 | 15.63 | 13.39 | 13.39 | 13.39 | 13.39
STWD | 3.37 | 6.17 | 7.21 | 7.21 | 7.21 | 7.21
WT | 264.78 | 264.78 | 264.78 | 264.78 | 46.41 | 46.41
IGCC | 0 | 0 | 0 | 0 | 0 | 0
DemandResponse | 0 | 0 | 0 | 0 | 0 | 0
IGCC-CCS | 0 | 0 | 0 | 0 | 0 | 0
WT_off | 0 | 0 | 0 | 0 | 0 | 0
PseudoUnit | 0 | 0 | 0 | 0 | 0 | 0
FixedInterchange | 0 | 0 | 0 | 0 | 0 | 0
Total Costs by Reporting Type: Nebraska
ReportingType | 2015 | 2020 | 2025 | 2030 | 2035 | 2040
BM | 0 | 0 | 0 | 0 | 0 | 0
CC | 46.51 | 208.63 | 287.46 | 311.07 | 260.51 | 224.29
CSP | 0 | 0 | 0 | 0 | 0 | 0
CT | 0 | 0 | 0 | 0 | 0 | 0
Coal | 921.99 | 1254.19 | 1264.69 | 1229.45 | 2700.97 | 3306.21
Geo | 0 | 0 | 0 | 0 | 0 | 0
H | 2.38 | 2.38 | 2.38 | 2.38 | 2.38 | 2.38
LFG | 0.72 | 0.72 | 23.23 | 23.23 | 23.23 | 23.23
Nuc | 289.1 | 306.81 | 296.14 | 364.84 | 0.11 | 0.11
PS | 0 | 0 | 0 | 0 | 0 | 0
PV | 0 | 0 | 0 | 0 | 0 | 0
PeakG | 27.11 | 40.36 | 45.05 | 50.8 | 42.73 | 32.52
PeakO | 9.57 | 12.19 | 9.77 | 9.77 | 9.77 | 9.77
ST | 0 | 0 | 0 | 0 | 0 | 0
STOG | 14.72 | 20.38 | 19.24 | 19.9 | 14.41 | 12.28
STWD | 0 | 0 | 0 | 0 | 0 | 0
WT | 54.91 | 54.91 | 54.91 | 45.4 | 10.54 | 10.54
IGCC | 0 | 0 | 0 | 0 | 0 | 0
DemandResponse | 0 | 0 | 0 | 0 | 0 | 0
IGCC-CCS | 0 | 0 | 0 | 0 | 0 | 0
WT_off | 0 | 0 | 0 | 0 | 0 | 0
PseudoUnit | 0 | 0 | 0 | 0 | 0 | 0
FixedInterchange | 0 | 0 | 0 | 0 | 0 | 0
Total Costs by Reporting Type: NEISO
ReportingType | 2015 | 2020 | 2025 | 2030 | 2035 | 2040
BM | 279.31 | 279.31 | 184.84 | 184.84 | 192.94 | 190.59
CC | 2559.98 | 2632.16 | 2952.56 | 3575.11 | 4623.13 | 5636.02
CSP | 0 | 0 | 0 | 0 | 0 | 0
CT | 32.24 | 32.42 | 98.95 | 281.05 | 559.38 | 559.6
Coal | 56.55 | 29.15 | 0 | 0 | 0 | 0
Geo | 0 | 0 | 0 | 0 | 0 | 0
H | 46.4 | 46.4 | 46.4 | 46.4 | 46.4 | 46.4
LFG | 80.87 | 80.87 | 103.68 | 103.68 | 93.04 | 93.04
Nuc | 1055.43 | 1120.79 | 1080.11 | 1086.32 | 784.86 | 1150.98
PS | 39.74 | 39.74 | 39.74 | 39.74 | 39.74 | 39.74
PV | 0.03 | 133.56 | 139.59 | 146.59 | 153.61 | 33.22
PeakG | 20.39 | 31.71 | 23 | 29.9 | 36.97 | 36.39
PeakO | 34.72 | 44.24 | 35.46 | 35.46 | 35.46 | 35.46
ST | 0 | 0 | 0 | 0 | 0 | 0
STOG | 0 | 0 | 0 | 0 | 0 | 0
STWD | 367.79 | 124.03 | 57.63 | 63.03 | 73.92 | 70.19
WT | 67.94 | 1009.74 | 1325.03 | 1317.74 | 1270.54 | 433.87
IGCC | 0 | 0 | 0 | 0 | 0 | 0
DemandResponse | 0 | 0 | 0 | 0 | 0 | 0
IGCC-CCS | 0 | 0 | 0 | 0 | 0 | 0
WT_off | 308.22 | 308.22 | 308.22 | 308.22 | 0 | 0
PseudoUnit | 0 | 0 | 0 | 0 | 0 | 0
FixedInterchange | 0 | 0 | 0 | 0 | 0 | 0
Total Costs by Reporting Type: NonRTO_Midwest
ReportingType | 2015 | 2020 | 2025 | 2030 | 2035 | 2040
BM | 0 | 0 | 0 | 0 | 0 | 0
CC | 0 | 224.59 | 486.39 | 772.79 | 1241.06 | 1603.87
CSP | 0 | 0 | 0 | 0 | 0 | 0
CT | 0 | 70.37 | 74.3 | 110.23 | 99.78 | 200.7
Coal | 2995.62 | 3422.44 | 3376.53 | 3482.5 | 3746.92 | 3996.66
Geo | 0 | 0 | 0 | 0 | 0 | 0
H | 2.04 | 2.04 | 2.04 | 2.04 | 2.04 | 2.04
LFG | 1.69 | 1.69 | 1.69 | 51.19 | 51.19 | 51.19
Nuc | 0.01 | 0.01 | 0.01 | 0.01 | 0.01 | 0.02
PS | 0 | 0 | 0 | 0 | 0 | 0
PV | 0 | 0 | 0 | 0 | 0 | 0
PeakG | 65.66 | 95.54 | 73.76 | 95.03 | 93.67 | 92.07
PeakO | 0.35 | 0.45 | 0.36 | 0.36 | 0.36 | 0.36
ST | 0 | 0 | 0 | 0 | 0 | 0
STOG | 0 | 0 | 0 | 0 | 0 | 0
STWD | 0 | 0 | 0 | 0 | 0 | 0
WT | 2.26 | 2.26 | 2.26 | 2.26 | 2.26 | 2.26
IGCC | 0 | 0 | 0 | 0 | 0 | 0
DemandResponse | 0 | 0 | 0 | 0 | 0 | 0
IGCC-CCS | 0 | 0 | 0 | 0 | 0 | 0
WT_off | 0 | 0 | 0 | 0 | 0 | 0
PseudoUnit | 0 | 0 | 0 | 0 | 0 | 0
FixedInterchange | 0 | 0 | 0 | 0 | 0 | 0
Total Costs by Reporting Type: NYISO_A-F
ReportingType | 2015 | 2020 | 2025 | 2030 | 2035 | 2040
BM | 0 | 0 | 0 | 0 | 0 | 0
CC | 573.88 | 909.29 | 1049.28 | 899.33 | 878.39 | 1459.94
CSP | 0 | 0 | 0 | 0 | 0 | 0
CT | 0 | 0 | 0 | 0 | 0 | 0
Coal | 65.34 | 0 | 0 | 0 | 0 | 0
Geo | 0 | 0 | 0 | 0 | 0 | 0
H | 62.6 | 62.6 | 62.6 | 62.6 | 62.6 | 62.6
LFG | 22.17 | 22.17 | 44 | 44 | 42.66 | 42.66
Nuc | 769.17 | 792.88 | 787.44 | 645.82 | 746.25 | 695.88
PS | 33.52 | 33.52 | 33.52 | 33.52 | 33.52 | 33.52
PV | 0 | 0 | 0 | 0 | 0 | 0
PeakG | 3.78 | 5.67 | 5.73 | 5.77 | 5.79 | 5.82
PeakO | 1.14 | 1.46 | 1.17 | 1.17 | 1.17 | 1.17
ST | 0 | 0 | 0 | 0 | 0 | 0
STOG | 0 | 0 | 0 | 0 | 0 | 0
STWD | 2.76 | 3.45 | 2.88 | 3.04 | 3.04 | 2.88
WT | 684.71 | 860.89 | 1151.25 | 1663.88 | 1449.34 | 1508.95
IGCC | 0 | 0 | 0 | 0 | 0 | 0
DemandResponse | 0 | 0 | 0 | 0 | 0 | 0
IGCC-CCS | 0 | 0 | 0 | 0 | 0 | 0
WT_off | 0 | 0 | 0 | 0 | 0 | 0
PseudoUnit | 0 | 0 | 0 | 0 | 0 | 0
FixedInterchange | 0 | 0 | 0 | 0 | 0 | 0
Total Costs by Reporting Type: NYISO_G-I
ReportingType | 2015 | 2020 | 2025 | 2030 | 2035 | 2040
BM | 0 | 0 | 0 | 0 | 0 | 0
CC | 329.91 | 598.5 | 1405.61 | 2392.43 | 3891.13 | 5004.85
CSP | 0 | 0 | 0 | 0 | 0 | 0
CT | 0 | 0 | 0 | 0 | 0 | 0
Coal | 0 | 0 | 0 | 0 | 0 | 0
Geo | 0 | 0 | 0 | 0 | 0 | 0
H | 0.46 | 0.46 | 0.46 | 0.46 | 0.46 | 0.46
LFG | 7.73 | 7.73 | 31.62 | 31.62 | 31.62 | 31.62
Nuc | 466.19 | 495 | 477.19 | 479.96 | 543.55 | 0.21
PS | 0 | 0 | 0 | 0 | 0 | 0
PV | 0 | 0 | 0 | 0 | 0 | 0
PeakG | 1.51 | 2.04 | 1.56 | 1.63 | 1.57 | 1.57
PeakO | 2.55 | 3.25 | 2.61 | 2.61 | 2.61 | 2.61
ST | 0 | 0 | 0 | 0 | 0 | 0
STOG | 55.04 | 69.87 | 61.23 | 62.41 | 67.37 | 70.68
STWD | 0 | 0 | 0 | 0 | 0 | 0
WT | 0 | 14.4 | 14.4 | 14.4 | 14.4 | 1.69
IGCC | 0 | 0 | 0 | 0 | 0 | 0
DemandResponse | 0 | 0 | 0 | 0 | 0 | 0
IGCC-CCS | 0 | 0 | 0 | 0 | 0 | 0
WT_off | 0 | 0 | 0 | 0 | 0 | 0
PseudoUnit | 0 | 0 | 0 | 0 | 0 | 0
FixedInterchange | 0 | 0 | 0 | 0 | 0 | 0
Total Costs by Reporting Type: NYISO_J-K
ReportingType | 2015 | 2020 | 2025 | 2030 | 2035 | 2040
BM | 0 | 0 | 0 | 0 | 0 | 0
CC | 1341.19 | 1653.55 | 1780.95 | 2228.18 | 2956.5 | 3770.32
CSP | 0 | 0 | 0 | 0 | 0 | 0
CT | 0 | 35.77 | 121.93 | 247.73 | 374.97 | 462.71
Coal | 0 | 0 | 0 | 0 | 0 | 0
Geo | 0 | 0 | 0 | 0 | 0 | 0
H | 0 | 0 | 0 | 0 | 0 | 0
LFG | 14.97 | 14.97 | 44.49 | 44.49 | 44.49 | 44.49
Nuc | 0.01 | 0.01 | 0.01 | 0.01 | 0.01 | 0.01
PS | 0 | 0 | 0 | 0 | 0 | 0
PV | 17.52 | 17.52 | 17.52 | 17.52 | 0 | 0
PeakG | 55.03 | 82.6 | 67.14 | 83.58 | 88.31 | 95.3
PeakO | 61.69 | 79.16 | 63.78 | 65.02 | 65.02 | 65.02
ST | 0 | 0 | 0 | 0 | 0 | 0
STOG | 375.12 | 506.12 | 536.35 | 664.22 | 714.86 | 715.33
STWD | 0 | 0 | 0 | 0 | 0 | 0
WT | 0 | 0 | 0 | 0 | 0 | 0
IGCC | 0 | 0 | 0 | 0 | 0 | 0
DemandResponse | 0 | 0 | 0 | 0 | 0 | 0
IGCC-CCS | 0 | 0 | 0 | 0 | 0 | 0
WT_off | 0 | 0 | 0 | 0 | 0 | 0
PseudoUnit | 0 | 0 | 0 | 0 | 0 | 0
FixedInterchange | 0 | 0 | 0 | 0 | 0 | 0
Total Costs by Reporting Type: PJM_E
ReportingType | 2015 | 2020 | 2025 | 2030 | 2035 | 2040
BM | 33.95 | 33.95 | 33.95 | 33.95 | 33.95 | 33.95
CC | 2008.72 | 2610.68 | 2720.18 | 3009.31 | 3615.54 | 4504.71
CSP | 0 | 0 | 0 | 0 | 0 | 0
CT | 2.46 | 2.51 | 2.52 | 237.35 | 693.21 | 863.26
Coal | 122.76 | 78.59 | 90.86 | 107.82 | 143.08 | 174.51
Geo | 0 | 0 | 0 | 0 | 0 | 0
H | 3.85 | 3.85 | 3.85 | 3.85 | 3.85 | 3.85
LFG | 59.08 | 105.92 | 105.92 | 103.73 | 103.73 | 73.06
Nuc | 1960.16 | 1864.06 | 1862.64 | 1873.72 | 1345.93 | 2395.82
PS | 9.5 | 9.5 | 9.5 | 9.5 | 9.5 | 9.5
PV | 11.79 | 11.79 | 11.79 | 11.79 | 0.75 | 0.75
PeakG | 75.2 | 111.39 | 110.37 | 127.64 | 149.77 | 168.63
PeakO | 75.92 | 100.78 | 82.41 | 84.14 | 82.41 | 82.41
ST | 0 | 0 | 0 | 0 | 0 | 0
STOG | 120.19 | 165.97 | 149.37 | 185.63 | 192.65 | 199.23
STWD | 0 | 0 | 0 | 0 | 0 | 0
WT | 332.76 | 332.76 | 332.76 | 332.76 | 32.65 | 32.65
IGCC | 0 | 0 | 0 | 0 | 0 | 0
DemandResponse | 0 | 0 | 0 | 0 | 0 | 0
IGCC-CCS | 0 | 0 | 0 | 0 | 0 | 0
WT_off | 0 | 0 | 599.06 | 599.06 | 599.06 | 599.06
PseudoUnit | 0 | 0 | 0 | 0 | 0 | 0
FixedInterchange | 0 | 0 | 0 | 0 | 0 | 0
Total Costs by Reporting Type: PJM_ROM
ReportingType | 2015 | 2020 | 2025 | 2030 | 2035 | 2040
BM | 19.49 | 19.49 | 19.49 | 19.49 | 19.49 | 19.49
CC | 1073.5 | 1275.71 | 1371.96 | 1594.3 | 5203.96 | 14084
CSP | 0 | 0 | 0 | 0 | 0 | 0
CT | 1.51 | 1.54 | 1.72 | 1.63 | 0.35 | 0.63
Coal | 2693.9 | 3091.72 | 3389.22 | 3810.49 | 3937.12 | 4062.68
Geo | 0 | 0 | 0 | 0 | 0 | 0
H | 19.83 | 19.83 | 19.83 | 19.83 | 19.83 | 19.83
LFG | 47.04 | 132.66 | 132.66 | 131.08 | 128.72 | 75.37
Nuc | 1163.94 | 1194.41 | 1192.35 | 1199.5 | 963.59 | 1283.24
PS | 35.92 | 35.92 | 35.92 | 35.92 | 35.92 | 35.92
PV | 0.06 | 582.3 | 960.74 | 1101.48 | 1194.94 | 740.82
PeakG | 30.83 | 45.77 | 45.04 | 46.07 | 53.85 | 45.74
PeakO | 45.95 | 58.57 | 46.94 | 47.01 | 46.94 | 46.94
ST | 0 | 0 | 0 | 0 | 0 | 0
STOG | 185.06 | 238.71 | 242.93 | 250.24 | 257.03 | 260.88
STWD | 38.51 | 39.07 | 38.55 | 38.55 | 38.55 | 38.55
WT | 152.07 | 152.07 | 333.51 | 1758.17 | 1672.02 | 1672.02
IGCC | 0 | 0 | 0 | 0 | 0 | 0
DemandResponse | 0 | 0 | 0 | 0 | 0 | 0
IGCC-CCS | 0 | 0 | 0 | 0 | 0 | 0
WT_off | 0 | 0 | 0 | 0 | 0 | 0
PseudoUnit | 0 | 0 | 0 | 0 | 0 | 0
FixedInterchange | 0 | 0 | 0 | 0 | 0 | 0
Total Costs by Reporting Type: PJM_ROR
ReportingType | 2015 | 2020 | 2025 | 2030 | 2035 | 2040
BM | 209.94 | 216.32 | 360.24 | 415.73 | 361.93 | 206
CC | 3059.96 | 7063.26 | 10576.41 | 15497.25 | 22081.33 | 21759.16
CSP | 0 | 0 | 0 | 0 | 0 | 0
CT | 2.76 | 2.94 | 2.97 | 175.51 | 162.76 | 566.59
Coal | 15823.4 | 15139.25 | 15697.36 | 16252.79 | 17542.83 | 18533.6
Geo | 0 | 0 | 0 | 0 | 0 | 0
H | 26.17 | 26.17 | 26.17 | 26.17 | 26.17 | 26.17
LFG | 76.9 | 76.9 | 238.08 | 232.42 | 226.35 | 226.35
Nuc | 4607.58 | 4731.16 | 4718.65 | 4541.22 | 3528.56 | 5329.49
PS | 73.14 | 73.14 | 73.14 | 73.14 | 73.14 | 73.14
PV | 0.35 | 0.35 | 0.35 | 0.35 | 0.35 | 0.35
PeakG | 393.45 | 552.3 | 419.54 | 521.16 | 529.46 | 540.08
PeakO | 48.69 | 65.15 | 52.22 | 52.22 | 52.22 | 52.22
ST | 0 | 0 | 0 | 0 | 0 | 0
STOG | 130.84 | 154.21 | 145.6 | 148.5 | 154.27 | 161.62
STWD | 19.77 | 55.73 | 85.07 | 113.43 | 113.43 | 113.43
WT | 2217.8 | 2217.8 | 2261.22 | 1713.65 | 1022.89 | 2451.5
IGCC | 0 | 0 | 0 | 0 | 0 | 0
DemandResponse | 0 | 0 | 0 | 0 | 0 | 0
IGCC-CCS | 0 | 0 | 0 | 0 | 0 | 0
WT_off | 0 | 0 | 0 | 0 | 0 | 0
PseudoUnit | 0 | 0 | 0 | 0 | 0 | 0
FixedInterchange | 0 | 0 | 0 | 0 | 0 | 0
Total Costs by Reporting Type: SOCO
ReportingType | 2015 | 2020 | 2025 | 2030 | 2035 | 2040
BM | 26.53 | 26.53 | 28.22 | 28.22 | 29.34 | 29.34
CC | 5988.98 | 7791.09 | 9091.47 | 11725.31 | 15257.16 | 14693.5
CSP | 0 | 0 | 0 | 0 | 0 | 0
CT | 0 | 0 | 0 | 0 | 23.38 | 24.07
Coal | 5127.18 | 5566.07 | 6080.54 | 6389.5 | 6990.91 | 12811.16
Geo | 0 | 0 | 0 | 0 | 0 | 0
H | 59.74 | 59.74 | 59.74 | 59.74 | 59.74 | 59.74
LFG | 4.47 | 4.47 | 6.16 | 37.19 | 37.19 | 37.19
Nuc | 1355.07 | 2993.98 | 3028.43 | 3039.86 | 3039.86 | 2945.91
PS | 39.76 | 39.76 | 39.76 | 39.76 | 39.76 | 39.76
PV | 0 | 0 | 0 | 0 | 0 | 0
PeakG | 238.64 | 359.49 | 373.25 | 437.07 | 428.15 | 413.68
PeakO | 32.01 | 41.31 | 33.6 | 34.14 | 34.14 | 34.14
ST | 0 | 0 | 0 | 0 | 0 | 0
STOG | 0 | 0 | 0 | 0 | 0 | 0
STWD | 21.41 | 26.79 | 22.35 | 23.64 | 45.24 | 45.24
WT | 0 | 0 | 0 | 0 | 0 | 0
IGCC | 0 | 0 | 0 | 0 | 0 | 0
DemandResponse | 0 | 0 | 0 | 0 | 0 | 0
IGCC-CCS | 0 | 0 | 0 | 0 | 0 | 0
WT_off | 0 | 0 | 0 | 0 | 0 | 0
PseudoUnit | 0 | 0 | 0 | 0 | 0 | 0
FixedInterchange | 0 | 0 | 0 | 0 | 0 | 0
Total Costs by Reporting Type: SPP_N
ReportingType | 2015 | 2020 | 2025 | 2030 | 2035 | 2040
BM | 0 | 0 | 0 | 0 | 0 | 0
CC | 381.09 | 1445.79 | 1750.86 | 2833.44 | 2466.1 | 2360.76
CSP | 0 | 0 | 0 | 0 | 0 | 0
CT | 0 | 0 | 0 | 108.36 | 637.94 | 895.37
Coal | 2285.36 | 2458.6 | 2469.68 | 2645.15 | 2760.49 | 4277.08
Geo | 0 | 0 | 0 | 0 | 0 | 0
H | 0.3 | 0.3 | 0.3 | 0.3 | 0.3 | 0.3
LFG | 0.85 | 0.85 | 30.03 | 30.03 | 30.03 | 30.03
Nuc | 256.73 | 266.63 | 271.39 | 272.98 | 272.98 | 272.98
PS | 0 | 0 | 0 | 0 | 0 | 0
PV | 0 | 0 | 0 | 0 | 0 | 0
PeakG | 81.46 | 125.68 | 132.72 | 134.95 | 114.9 | 108.34
PeakO | 34.89 | 44.84 | 35.94 | 35.94 | 35.94 | 35.94
ST | 0 | 0 | 0 | 0 | 0 | 0
STOG | 96.48 | 127.61 | 121.74 | 125.73 | 169.87 | 137.54
STWD | 0 | 0 | 0 | 0 | 0 | 0
WT | 42.04 | 42.04 | 42.04 | 42.07 | 42.07 | 42.07
IGCC | 0 | 0 | 0 | 0 | 0 | 0
DemandResponse | 0 | 0 | 0 | 0 | 0 | 0
IGCC-CCS | 0 | 0 | 0 | 0 | 0 | 0
WT_off | 0 | 0 | 0 | 0 | 0 | 0
PseudoUnit | 0 | 0 | 0 | 0 | 0 | 0
FixedInterchange | 0 | 0 | 0 | 0 | 0 | 0
Total Costs by Reporting Type: SPP_S
ReportingType | 2015 | 2020 | 2025 | 2030 | 2035 | 2040
BM | 0 | 0 | 0 | 0 | 0 | 0
CC | 2178.64 | 3505.75 | 4265.42 | 5513.13 | 5318.98 | 4634.75
CSP | 0 | 0 | 0 | 0 | 0 | 0
CT | 35.98 | 61.7 | 61.7 | 61.7 | 28.49 | 40.65
Coal | 3323.44 | 3776.87 | 4333.29 | 4423.76 | 4692.29 | 4995.57
Geo | 0 | 0 | 0 | 0 | 0 | 0
H | 30.03 | 30.03 | 30.03 | 30.03 | 30.03 | 30.03
LFG | 2.29 | 2.29 | 31.48 | 31.48 | 31.48 | 31.48
Nuc | 0.01 | 0.01 | 0.01 | 0.01 | 0.01 | 0.01
PS | 10.59 | 10.59 | 10.59 | 10.59 | 10.59 | 10.59
PV | 0 | 0 | 0 | 0 | 0 | 0
PeakG | 60.2 | 87.93 | 62.37 | 76.78 | 82.77 | 82.77
PeakO | 3.36 | 4.54 | 3.63 | 3.63 | 3.64 | 3.66
ST | 0 | 0 | 0 | 0 | 0 | 0
STOG | 579.76 | 699.07 | 684.19 | 700.58 | 683.23 | 709.95
STWD | 2.69 | 3.37 | 2.75 | 2.75 | 2.75 | 3.24
WT | 183.43 | 966.89 | 1126.48 | 1344.72 | 4194 | 5980.31
IGCC | 0 | 0 | 0 | 0 | 0 | 0
DemandResponse | 0 | 0 | 0 | 0 | 0 | 0
IGCC-CCS | 0 | 0 | 0 | 0 | 0 | 0
WT_off | 0 | 0 | 0 | 0 | 0 | 0
PseudoUnit | 0 | 0 | 0 | 0 | 0 | 0
FixedInterchange | 0 | 0 | 0 | 0 | 0 | 0
Total Costs by Reporting Type: TVA
ReportingType | 2015 | 2020 | 2025 | 2030 | 2035 | 2040
BM | 0 | 0 | 0 | 0 | 0 | 0
CC | 1052.65 | 2654.2 | 3587.26 | 4553.36 | 4894.28 | 4448.64
CSP | 0 | 0 | 0 | 0 | 0 | 0
CT | 41.74 | 304.43 | 317.41 | 539.42 | 666.51 | 439.56
Coal | 3924.86 | 3939.25 | 4193.8 | 4240.88 | 6883.8 | 10060.99
Geo | 0 | 0 | 0 | 0 | 0 | 0
H | 72.8 | 72.8 | 72.8 | 72.8 | 72.8 | 72.8
LFG | 1.57 | 1.57 | 1.57 | 33.99 | 33.99 | 33.99
Nuc | 2533.71 | 2590.04 | 2579.4 | 2590.89 | 1999.33 | 2481.64
PS | 41.38 | 41.38 | 41.38 | 41.38 | 41.38 | 41.38
PV | 0 | 0 | 0 | 0 | 0 | 0
PeakG | 99.24 | 153.37 | 144.15 | 144.45 | 144.88 | 143.87
PeakO | 1.87 | 2.54 | 1.92 | 2.49 | 2.49 | 2.49
ST | 0 | 0 | 0 | 0 | 0 | 0
STOG | 0 | 0 | 0 | 0 | 0 | 0
STWD | 0.16 | 0.2 | 0.17 | 0.19 | 0.32 | 0.33
WT | 0.99 | 0.99 | 0.99 | 0.99 | 0.99 | 0.99
IGCC | 0 | 0 | 0 | 0 | 0 | 0
DemandResponse | 0 | 0 | 0 | 0 | 0 | 0
IGCC-CCS | 0 | 0 | 0 | 0 | 0 | 0
WT_off | 0 | 0 | 0 | 0 | 0 | 0
PseudoUnit | 0 | 0 | 0 | 0 | 0 | 0
FixedInterchange | 0 | 0 | 0 | 0 | 0 | 0
Total Costs by Reporting Type: TVA_Transmission
ReportingType | 2015 | 2020 | 2025 | 2030 | 2035 | 2040
BM | 0 | 0 | 0 | 0 | 0 | 0
CC | 0 | 0 | 0 | 0 | 0 | 0
CSP | 0 | 0 | 0 | 0 | 0 | 0
CT | 0 | 0 | 0 | 0 | 0 | 0
Coal | 0 | 0 | 0 | 0 | 0 | 0
Geo | 0 | 0 | 0 | 0 | 0 | 0
H | 0 | 0 | 0 | 0 | 0 | 0
LFG | 0 | 0 | 0 | 0 | 0 | 0
Nuc | 0 | 0 | 0 | 0 | 0 | 0
PS | 0 | 0 | 0 | 0 | 0 | 0
PV | 0 | 0 | 0 | 0 | 0 | 0
PeakG | 0 | 0 | 0 | 0 | 0 | 0
PeakO | 0 | 0 | 0 | 0 | 0 | 0
ST | 0 | 0 | 0 | 0 | 0 | 0
STOG | 0 | 0 | 0 | 0 | 0 | 0
STWD | 0 | 0 | 0 | 0 | 0 | 0
WT | 0 | 0 | 0 | 0 | 0 | 0
IGCC | 0 | 0 | 0 | 0 | 0 | 0
DemandResponse | 0 | 0 | 0 | 0 | 0 | 0
IGCC-CCS | 0 | 0 | 0 | 0 | 0 | 0
WT_off | 0 | 0 | 0 | 0 | 0 | 0
PseudoUnit | 0 | 0 | 0 | 0 | 0 | 0
FixedInterchange | 0 | 0 | 0 | 0 | 0 | 0
Total Costs by Reporting Type: VACAR
ReportingType | 2015 | 2020 | 2025 | 2030 | 2035 | 2040
BM | 0.93 | 530.89 | 1373.94 | 1659.1 | 1948.34 | 2309.52
CC | 4395.37 | 5545.61 | 6087.91 | 7838.06 | 12034.8 | 16293.38
CSP | 0 | 0 | 0 | 0 | 0 | 0
CT | 70.6 | 159.23 | 266.7 | 454.99 | 619.99 | 526.95
Coal | 4082.93 | 4307.27 | 5371.12 | 5912.95 | 6780.44 | 7061.36
Geo | 0 | 0 | 0 | 0 | 0 | 0
H | 30.23 | 30.23 | 30.23 | 30.23 | 30.23 | 30.23
LFG | 7.71 | 40.25 | 40.25 | 40.25 | 40.18 | 20.68
Nuc | 2606.17 | 4424.34 | 4396.29 | 4414.98 | 3652.53 | 5084.39
PS | 62.1 | 62.1 | 62.1 | 62.1 | 62.1 | 62.1
PV | 0.24 | 50.8 | 55.88 | 61.93 | 68.54 | 27.79
PeakG | 149.13 | 222.45 | 174.69 | 213.7 | 226.91 | 222.27
PeakO | 36.13 | 46.34 | 37.33 | 38.01 | 38.01 | 38.01
ST | 0 | 0 | 0 | 0 | 0 | 0
STOG | 4.04 | 4.78 | 4.18 | 4.18 | 4.19 | 4.2
STWD | 173.41 | 175.67 | 113.09 | 130.05 | 173.58 | 173.58
WT | 0.22 | 838.93 | 838.93 | 838.93 | 838.73 | 98.34
IGCC | 0 | 0 | 0 | 0 | 0 | 0
DemandResponse | 0 | 0 | 0 | 0 | 0 | 0
IGCC-CCS | 0 | 0 | 0 | 0 | 0 | 0
WT_off | 0.59 | 0.59 | 0.59 | 0.59 | 0.05 | 0.05
PseudoUnit | 0 | 0 | 0 | 0 | 0 | 0
FixedInterchange | 0 | 0 | 0 | 0 | 0 | 0
Total Costs by Reporting Type: IESO
ReportingType | 2015 | 2020 | 2025 | 2030 | 2035 | 2040
BM | 177.6 | 177.6 | 177.6 | 177.87 | 177.87 | 177.87
CC | 424.17 | 550.61 | 797.42 | 1420.4 | 3468.53 | 5493.12
CSP | 0 | 0 | 0 | 0 | 0 | 0
CT | 44.26 | 44.26 | 44.5 | 63.44 | 21.71 | 106.02
Coal | 0 | 0 | 0 | 0 | 0 | 0
Geo | 0 | 0 | 0 | 0 | 0 | 0
H | 123.83 | 123.83 | 123.83 | 123.83 | 123.83 | 123.83
LFG | 19.32 | 19.32 | 19.32 | 19.55 | 14.43 | 14.43
Nuc | 2990.3 | 3007.72 | 3062.19 | 3080.28 | 2836.57 | 3030.7
PS | 2.92 | 2.92 | 2.92 | 2.92 | 2.92 | 2.92
PV | 558.01 | 558.01 | 558.01 | 558.01 | 0.44 | 0.44
PeakG | 11.67 | 13.67 | 13.97 | 14.82 | 14.99 | 15.07
PeakO | 4.92 | 4.92 | 5.03 | 5.12 | 5.12 | 5.12
ST | 0 | 0 | 0 | 0 | 0 | 0
STOG | 0 | 0 | 0 | 0 | 0 | 0
STWD | 4.45 | 4.45 | 4.54 | 4.77 | 5.44 | 5.44
WT | 763.41 | 763.41 | 763.41 | 763.41 | 43.84 | 43.84
IGCC | 0 | 0 | 0 | 0 | 0 | 0
DemandResponse | 0 | 0 | 0 | 0 | 0 | 0
IGCC-CCS | 0 | 0 | 0 | 0 | 0 | 0
WT_off | 0 | 0 | 0 | 0 | 0 | 0
PseudoUnit | 0 | 0 | 0 | 0 | 0 | 0
FixedInterchange | 0 | 0 | 0 | 0 | 0 | 0
Total Costs by Reporting Type: MAPP_CA
ReportingType | 2015 | 2020 | 2025 | 2030 | 2035 | 2040
BM | 0 | 0 | 0 | 0 | 0 | 0
CC | 607.08 | 1054.59 | 1470.69 | 2050.69 | 2712.04 | 2880.67
CSP | 0 | 0 | 0 | 0 | 0 | 0
CT | 0 | 0 | 0 | 0 | 4.15 | 84.33
Coal | 52.65 | 57.79 | 76.17 | 168.89 | 242.26 | 284.32
Geo | 0 | 0 | 0 | 0 | 0 | 0
H | 92.24 | 92.24 | 92.24 | 92.24 | 92.24 | 92.24
LFG | 0 | 0 | 0 | 0 | 0 | 0
Nuc | 0.01 | 0.01 | 0.01 | 0.01 | 0.01 | 0.01
PS | 0 | 0 | 0 | 0 | 0 | 0
PV | 0 | 0 | 0 | 0 | 0 | 0
PeakG | 9.88 | 9.88 | 10.19 | 10.26 | 13.38 | 13.09
PeakO | 0.09 | 0.09 | 0.09 | 0.12 | 0.12 | 0.12
ST | 0 | 0 | 0 | 0 | 0 | 0
STOG | 5.54 | 5.54 | 5.62 | 5.63 | 5.54 | 5.54
STWD | 0 | 0 | 0 | 0 | 0 | 0
WT | 105.14 | 105.14 | 105.14 | 105.14 | 17.92 | 17.92
IGCC | 0 | 0 | 0 | 0 | 0 | 0
DemandResponse | 0 | 0 | 0 | 0 | 0 | 0
IGCC-CCS | 0 | 0 | 0 | 0 | 0 | 0
WT_off | 0 | 0 | 0 | 0 | 0 | 0
PseudoUnit | 0 | 0 | 0 | 0 | 0 | 0
FixedInterchange | 0 | 0 | 0 | 0 | 0 | 0
Total Costs by Reporting Type: AZ_NM_SNV_Coal
ReportingType | 2015 | 2020 | 2025 | 2030 | 2035 | 2040
BM | 0 | 0 | 0 | 0 | 0 | 0
CC | 0 | 0 | 0 | 0 | 0 | 0
CSP | 0 | 0 | 0 | 0 | 0 | 0
CT | 0 | 0 | 0 | 0 | 0 | 0
Coal | 2715.83 | 3039.14 | 3013.94 | 3089.98 | 3308.78 | 6918.19
Geo | 0 | 0 | 0 | 0 | 0 | 0
H | 0 | 0 | 0 | 0 | 0 | 0
LFG | 0 | 0 | 0 | 0 | 0 | 0
Nuc | 0 | 0 | 0 | 0 | 0 | 0
PS | 0 | 0 | 0 | 0 | 0 | 0
PV | 0 | 0 | 0 | 0 | 0 | 0
PeakG | 0 | 0 | 0 | 0 | 0 | 0
PeakO | 5.77 | 7.38 | 5.55 | 0 | 0 | 0
ST | 0 | 0 | 0 | 0 | 0 | 0
STOG | 0 | 0 | 0 | 0 | 0 | 0
STWD | 0 | 0 | 0 | 0 | 0 | 0
WT | 0 | 0 | 0 | 0 | 0 | 0
IGCC | 0 | 0 | 0 | 0 | 0 | 0
DemandResponse | 0 | 0 | 0 | 0 | 0 | 0
IGCC-CCS | 0 | 0 | 0 | 0 | 0 | 0
WT_off | 0 | 0 | 0 | 0 | 0 | 0
PseudoUnit | 0 | 0 | 0 | 0 | 0 | 0
FixedInterchange | 0 | 0 | 0 | 0 | 0 | 0
Total Costs by Reporting Type: AZ_NM_SNV_Gas
ReportingType | 2015 | 2020 | 2025 | 2030 | 2035 | 2040
BM | 0 | 0 | 0 | 0 | 0 | 0
CC | 4590.42 | 6046.48 | 7684.61 | 11573.44 | 16303.57 | 17849.49
CSP | 0 | 0 | 0 | 0 | 0 | 0
CT | 68.63 | 68.63 | 86.69 | 91.01 | 0 | 0
Coal | 0 | 0 | 0 | 0 | 0 | 0
Geo | 0 | 0 | 0 | 0 | 0 | 0
H | 0 | 0 | 0 | 0 | 0 | 0
LFG | 0 | 0 | 0 | 0 | 0 | 0
Nuc | 0 | 0 | 0 | 0 | 0 | 0
PS | 0 | 0 | 0 | 0 | 0 | 0
PV | 0 | 0 | 0 | 0 | 0 | 0
PeakG | 63.97 | 93.45 | 119.92 | 65.12 | 0 | 0
PeakO | 0 | 0 | 0 | 0 | 0 | 0
ST | 0 | 0 | 0 | 0 | 0 | 0
STOG | 0 | 0 | 0 | 0 | 0 | 0
STWD | 0 | 0 | 0 | 0 | 0 | 0
WT | 0 | 0 | 0 | 0 | 0 | 0
IGCC | 0 | 0 | 0 | 0 | 0 | 0
DemandResponse | 0 | 0 | 0 | 0 | 0 | 0
IGCC-CCS | 0 | 0 | 0 | 0 | 0 | 0
WT_off | 0 | 0 | 0 | 0 | 0 | 0
PseudoUnit | 0 | 0 | 0 | 0 | 0 | 0
FixedInterchange | 0 | 0 | 0 | 0 | 0 | 0
Total Costs by Reporting Type: AZ_NM_SNV_NucRenew
ReportingType | 2015 | 2020 | 2025 | 2030 | 2035 | 2040
BM | 0 | 0 | 0 | 0 | 0 | 0
CC | 0 | 0 | 0 | 0 | 0 | 0
CSP | 0 | 0 | 0 | 0 | 0 | 0
CT | 0 | 0 | 0 | 0 | 0 | 0
Coal | 0 | 0 | 0 | 0 | 0 | 0
Geo | 0 | 0 | 608.13 | 608.13 | 608.13 | 608.13
H | 44.6 | 44.6 | 44.6 | 44.6 | 44.6 | 44.6
LFG | 0.85 | 19.95 | 19.95 | 19.95 | 19.95 | 8.23
Nuc | 810.72 | 895.93 | 912.19 | 917.59 | 917.59 | 917.59
PS | 5.13 | 5.13 | 5.13 | 5.13 | 5.13 | 5.13
PV | 37.26 | 37.26 | 37.26 | 37.26 | 2.38 | 2.38
PeakG | 0 | 0 | 0 | 0 | 0 | 0
PeakO | 0 | 0 | 0 | 0 | 0 | 0
ST | 119.47 | 329.94 | 462.44 | 453.62 | 417.45 | 241.8
STOG | 0 | 0 | 0 | 0 | 0 | 0
STWD | 12.81 | 13.02 | 2.59 | 9.65 | 9.65 | 8.11
WT | 31.87 | 4452.95 | 4452.95 | 4620.37 | 4606.09 | 710.32
IGCC | 0 | 0 | 0 | 0 | 0 | 0
DemandResponse | 0 | 0 | 0 | 0 | 0 | 0
IGCC-CCS | 0 | 0 | 0 | 0 | 0 | 0
WT_off | 0 | 0 | 0 | 0 | 0 | 0
PseudoUnit | 0 | 0 | 0 | 0 | 0 | 0
FixedInterchange | 0 | 0 | 0 | 0 | 0 | 0
Total Costs by Reporting Type: ERCOT
ReportingType | 2015 | 2020 | 2025 | 2030 | 2035 | 2040
BM | 69.26 | 69.26 | 69.61 | 69.61 | 76.66 | 76.49
CC | 8155.47 | 11299.93 | 13152.82 | 16173.41 | 20620.29 | 25193.26
CSP | 0 | 0 | 0 | 0 | 0 | 0
CT | 22.65 | 22.8 | 23.23 | 23.27 | 2.36 | 2.43
Coal | 4672.74 | 5428.91 | 6136.36 | 6522.76 | 6821.26 | 7252.91
Geo | 0 | 0 | 0 | 0 | 0 | 0
H | 8.05 | 8.05 | 8.05 | 8.05 | 8.05 | 8.05
LFG | 9.06 | 9.06 | 9.06 | 115.9 | 115.9 | 115.9
Nuc | 1007.36 | 1174.9 | 1203.03 | 1210.21 | 1210.21 | 1210.21
PS | 0 | 0 | 0 | 0 | 0 | 0
PV | 5.14 | 5.14 | 5.14 | 5.14 | 0.01 | 0.01
PeakG | 80.63 | 119.21 | 121.65 | 122.05 | 121.04 | 121.74
PeakO | 1.29 | 1.86 | 1.53 | 1.53 | 1.53 | 1.53
ST | 0 | 0 | 0 | 0 | 0 | 0
STOG | 1115.43 | 1345.89 | 1373.43 | 1335.13 | 1329.02 | 1318.69
STWD | 0 | 0 | 0 | 0 | 0 | 0
WT | 388.45 | 388.45 | 388.45 | 388.45 | 315.74 | 315.74
IGCC | 0 | 0 | 0 | 0 | 0 | 0
DemandResponse | 0 | 0 | 0 | 0 | 0 | 0
IGCC-CCS | 0 | 0 | 0 | 0 | 0 | 0
WT_off | 0 | 0 | 0 | 0 | 0 | 0
PseudoUnit | 0 | 0 | 0 | 0 | 0 | 0
FixedInterchange | 0 | 0 | 0 | 0 | 0 | 0
Total Costs by Reporting Type: NP15
ReportingType | 2015 | 2020 | 2025 | 2030 | 2035 | 2040
BM | 0 | 0 | 0 | 0 | 0 | 0
CC | 2141.4 | 2616.38 | 3633.16 | 2961.48 | 3593.89 | 5802.27
CSP | 0 | 0 | 0 | 0 | 0 | 0
CT | 277.36 | 762.08 | 1224.09 | 1964.09 | 2275.48 | 2215.35
Coal | 10.06 | 0 | 0 | 0 | 0 | 0
Geo | 100.91 | 148.66 | 376.73 | 376.73 | 376.73 | 345.51
H | 125.7 | 125.7 | 125.7 | 125.7 | 125.7 | 125.7
LFG | 10.26 | 204.81 | 204.81 | 204.81 | 204.81 | 79.02
Nuc | 495.59 | 560.5 | 540.7 | 543.89 | 543.89 | 543.89
PS | 53.58 | 53.58 | 53.58 | 53.58 | 53.58 | 53.58
PV | 3.68 | 3.68 | 3.68 | 3.68 | 0.89 | 0.89
PeakG | 56.04 | 82.34 | 58.28 | 80 | 105.93 | 114.72
PeakO | 10.26 | 13.08 | 10.48 | 10.49 | 10.49 | 10.49
ST | 14.46 | 14.46 | 14.46 | 14.46 | 1.86 | 1.86
STOG | 180.75 | 227.17 | 210.12 | 227.96 | 339.56 | 296.85
STWD | 265.97 | 269.53 | 15.58 | 163.47 | 173.34 | 203.58
WT | 66.31 | 593.65 | 593.65 | 955.29 | 929.23 | 455.94
IGCC | 0 | 0 | 0 | 0 | 0 | 0
DemandResponse | 0 | 0 | 0 | 0 | 0 | 0
IGCC-CCS | 0 | 0 | 0 | 0 | 0 | 0
WT_off | 0 | 0 | 0 | 0 | 0 | 0
PseudoUnit | 0 | 0 | 0 | 0 | 0 | 0
FixedInterchange | 0 | 0 | 0 | 0 | 0 | 0
Total Costs by Reporting Type: NWPP_Coal
ReportingType | 2015 | 2020 | 2025 | 2030 | 2035 | 2040
BM | 0 | 0 | 0 | 0 | 0 | 0
CC | 0 | 0 | 0 | 0 | 0 | 0
CSP | 0 | 0 | 0 | 0 | 0 | 0
CT | 0 | 0 | 0 | 0 | 0 | 0
Coal | 3169.78 | 3460.81 | 3495.83 | 3501.35 | 3704.48 | 4176.24
Geo | 0 | 0 | 0 | 0 | 0 | 0
H | 0 | 0 | 0 | 0 | 0 | 0
LFG | 0 | 0 | 0 | 0 | 0 | 0
Nuc | 0 | 0 | 0 | 0 | 0 | 0
PS | 0 | 0 | 0 | 0 | 0 | 0
PV | 0 | 0 | 0 | 0 | 0 | 0
PeakG | 0 | 0 | 0 | 0 | 0 | 0
PeakO | 0 | 0 | 0 | 0 | 0 | 0
ST | 0 | 0 | 0 | 0 | 0 | 0
STOG | 0 | 0 | 0 | 0 | 0 | 0
STWD | 0 | 0 | 0 | 0 | 0 | 0
WT | 0 | 0 | 0 | 0 | 0 | 0
IGCC | 0 | 0 | 0 | 0 | 0 | 0
DemandResponse | 0 | 0 | 0 | 0 | 0 | 0
IGCC-CCS | 0 | 0 | 0 | 0 | 0 | 0
WT_off | 0 | 0 | 0 | 0 | 0 | 0
PseudoUnit | 0 | 0 | 0 | 0 | 0 | 0
FixedInterchange | 0 | 0 | 0 | 0 | 0 | 0
Total Costs by Reporting Type: NWPP_Gas
ReportingType | 2015 | 2020 | 2025 | 2030 | 2035 | 2040
BM | 0 | 0 | 0 | 0 | 0 | 0
CC | 2294.02 | 3418.42 | 5417.72 | 8895.67 | 13393.89 | 17833.9
CSP | 0 | 0 | 0 | 0 | 0 | 0
CT | 14.02 | 14.02 | 14.02 | 14.02 | 1 | 1
Coal | 0 | 0 | 0 | 0 | 0 | 498.5
Geo | 0 | 0 | 0 | 0 | 0 | 0
H | 0 | 0 | 0 | 0 | 0 | 0
LFG | 0 | 0 | 0 | 0 | 0 | 0
Nuc | 0 | 0 | 0 | 0 | 0 | 0
PS | 0 | 0 | 0 | 0 | 0 | 0
PV | 0 | 0 | 0 | 0 | 0 | 0
PeakG | 7.01 | 10.4 | 7.79 | 10.13 | 10.13 | 10.13
PeakO | 0 | 0 | 0 | 0 | 0 | 0
ST | 0 | 0 | 0 | 0 | 0 | 0
STOG | 0 | 0 | 0 | 0 | 0 | 0
STWD | 0 | 0 | 0 | 0 | 0 | 0
WT | 0 | 0 | 0 | 0 | 0 | 0
IGCC | 0 | 0 | 0 | 0 | 0 | 0
DemandResponse | 0 | 0 | 0 | 0 | 0 | 0
IGCC-CCS | 0 | 0 | 0 | 0 | 0 | 0
WT_off | 0 | 0 | 0 | 0 | 0 | 0
PseudoUnit | 0 | 0 | 0 | 0 | 0 | 0
FixedInterchange | 0 | 0 | 0 | 0 | 0 | 0
Total Costs by Reporting Type: NWPP_NucRenew
ReportingType | 2015 | 2020 | 2025 | 2030 | 2035 | 2040
BM | 17.16 | 35.02 | 35.02 | 35.02 | 35.02 | 35.02
CC | 0 | 0 | 0 | 0 | 0 | 0
CSP | 0 | 0 | 0 | 0 | 0 | 0
CT | 0 | 0 | 0 | 0 | 0 | 0
Coal | 0 | 0 | 0 | 0 | 0 | 0
Geo | 67.62 | 67.62 | 249.83 | 249.83 | 224.95 | 224.95
H | 480.54 | 480.54 | 480.54 | 480.54 | 480.54 | 480.54
LFG | 20.56 | 44.81 | 96.42 | 96.42 | 91.39 | 76.55
Nuc | 256.71 | 258.17 | 262.7 | 264.21 | 264.21 | 324.67
PS | 6.12 | 6.12 | 6.12 | 6.12 | 6.12 | 6.12
PV | 0.04 | 0.04 | 0.04 | 0.04 | 0.04 | 0.04
PeakG | 0 | 0 | 0 | 0 | 0 | 0
PeakO | 0 | 0 | 0 | 0 | 0 | 0
ST | 0 | 0 | 0 | 0 | 0 | 0
STOG | 0 | 0 | 0 | 0 | 0 | 0
STWD | 17.98 | 135.4 | 203.19 | 329.12 | 329.12 | 329.11
WT | 467.97 | 467.97 | 467.97 | 652.72 | 413.86 | 413.86
IGCC | 0 | 0 | 0 | 0 | 0 | 0
DemandResponse | 0 | 0 | 0 | 0 | 0 | 0
IGCC-CCS | 0 | 0 | 0 | 0 | 0 | 0
WT_off | 0 | 0 | 0 | 0 | 0 | 0
PseudoUnit | 0 | 0 | 0 | 0 | 0 | 0
FixedInterchange | 0 | 0 | 0 | 0 | 0 | 0
Total Costs by Reporting Type: RMPA
ReportingType | 2015 | 2020 | 2025 | 2030 | 2035 | 2040
BM | 0 | 0 | 0 | 0 | 0 | 0
CC | 468.49 | 480.65 | 329.12 | 257.08 | 216.16 | 224.29
CSP | 0 | 0 | 0 | 0 | 0 | 0
CT | 16.21 | 16.21 | 16.21 | 16.21 | 8.61 | 67.42
Coal | 1837.5 | 2337.9 | 2349.09 | 3401.76 | 4549.61 | 5684
Geo | 0 | 229.61 | 1090.22 | 1090.22 | 1090.22 | 946.87
H | 13.99 | 13.99 | 13.99 | 13.99 | 13.99 | 13.99
LFG | 1.17 | 10.26 | 10.26 | 10.26 | 9.99 | 4.42
Nuc | 0.01 | 0.01 | 0.01 | 0.01 | 0.01 | 0.01
PS | 13.37 | 13.37 | 13.37 | 13.37 | 13.37 | 13.37
PV | 0.68 | 0.68 | 0.68 | 0.68 | 0.31 | 0.31
PeakG | 49.98 | 75.26 | 54.84 | 68.03 | 76.87 | 80.79
PeakO | 5.49 | 6.99 | 5.61 | 5.61 | 5.61 | 5.61
ST | 1.26 | 163.54 | 182.45 | 203.63 | 202.57 | 66.74
STOG | 9.54 | 11.28 | 9.67 | 9.67 | 9.67 | 9.67
STWD | 0 | 0 | 0 | 0 | 0 | 0
WT | 240.35 | 240.35 | 240.35 | 240.35 | 67.69 | 67.69
IGCC | 0 | 0 | 0 | 0 | 0 | 0
DemandResponse | 0 | 0 | 0 | 0 | 0 | 0
IGCC-CCS | 0 | 0 | 0 | 0 | 0 | 0
WT_off | 0 | 0 | 0 | 0 | 0 | 0
PseudoUnit | 0 | 0 | 0 | 0 | 0 | 0
FixedInterchange | 0 | 0 | 0 | 0 | 0 | 0
Total Costs by Reporting Type: SP15
ReportingType | 2015 | 2020 | 2025 | 2030 | 2035 | 2040
BM | 6.8 | 6.8 | 3.67 | 6.29 | 5.24 | 5.05
CC | 2648.2 | 1549.6 | 1763.96 | 1452 | 1590.73 | 1515.07
CSP | 0 | 0 | 0 | 0 | 0 | 0
CT | 0 | 0 | 0 | 0 | 364.05 | 758.65
Coal | 34.78 | 43.99 | 48.96 | 37.17 | 20.02 | 15.04
Geo | 104.52 | 713.94 | 713.94 | 699.68 | 699.68 | 328.75
H | 16.57 | 16.57 | 16.57 | 16.57 | 16.57 | 16.57
LFG | 29.05 | 219.63 | 219.63 | 219.4 | 217.54 | 94.59
Nuc | 508.22 | 539.82 | 519.92 | 522.86 | 522.86 | 643.14
PS | 34.19 | 34.19 | 34.19 | 34.19 | 34.19 | 34.19
PV | 3.49 | 3.49 | 3.49 | 3.49 | 1.87 | 1.87
PeakG | 76.73 | 111.44 | 93.22 | 106.8 | 110.78 | 110.21
PeakO | 1.47 | 1.91 | 1.53 | 1.53 | 1.56 | 1.56
ST | 220.08 | 220.08 | 220.08 | 220.08 | 28.69 | 28.69
STOG | 471.96 | 574.85 | 505.85 | 563.85 | 705.71 | 819.53
STWD | 68.43 | 69.39 | 7.29 | 43.61 | 35.3 | 26.17
WT | 264.36 | 264.36 | 264.36 | 618.82 | 425.56 | 425.56
IGCC | 0 | 0 | 0 | 0 | 0 | 0
DemandResponse | 0 | 0 | 0 | 0 | 0 | 0
IGCC-CCS | 0 | 0 | 0 | 0 | 0 | 0
WT_off | 0 | 0 | 0 | 0 | 0 | 0
PseudoUnit | 0 | 0 | 0 | 0 | 0 | 0
FixedInterchange | 0 | 0 | 0 | 0 | 0 | 0
Total Costs by Reporting Type: ALB
ReportingType | 2015 | 2020 | 2025 | 2030 | 2035 | 2040
BM | 0 | 0 | 0 | 0 | 0 | 0
CC | 918.83 | 1504.41 | 2224.7 | 3225.08 | 4482.95 | 5728.27
CSP | 0 | 0 | 0 | 0 | 0 | 0
CT | 18.05 | 18.05 | 18.05 | 18.05 | 1.35 | 1.35
Coal | 972.03 | 953.71 | 967.34 | 1088.86 | 1175.17 | 1524.14
Geo | 0 | 0 | 0 | 0 | 0 | 0
H | 12.99 | 12.99 | 12.99 | 12.99 | 12.99 | 12.99
LFG | 1.21 | 1.21 | 1.21 | 1.21 | 1.21 | 1.21
Nuc | 0.01 | 0.01 | 0.01 | 0.01 | 0.01 | 0.01
PS | 0 | 0 | 0 | 0 | 0 | 0
PV | 0 | 0 | 0 | 0 | 0 | 0
PeakG | 30.7 | 30.7 | 30.79 | 30.7 | 43.25 | 43.25
PeakO | 0 | 0 | 0 | 0 | 0 | 0
ST | 0 | 0 | 0 | 0 | 0 | 0
STOG | 0 | 0 | 0 | 0 | 0 | 0
STWD | 0 | 0 | 0 | 0 | 0 | 0
WT | 25.5 | 25.5 | 25.5 | 25.5 | 22.96 | 22.96
IGCC | 0 | 0 | 0 | 0 | 0 | 0
DemandResponse | 0 | 0 | 0 | 0 | 0 | 0
IGCC-CCS | 0 | 0 | 0 | 0 | 0 | 0
WT_off | 0 | 0 | 0 | 0 | 0 | 0
PseudoUnit | 0 | 0 | 0 | 0 | 0 | 0
FixedInterchange | 0 | 0 | 0 | 0 | 0 | 0
Total Costs by Reporting Type: BC
ReportingType | 2015 | 2020 | 2025 | 2030 | 2035 | 2040
BM | 0 | 0 | 0 | 0 | 0 | 0
CC | 640.81 | 1224.35 | 1921.41 | 2863.58 | 3498.49 | 4417.19
CSP | 0 | 0 | 0 | 0 | 0 | 0
CT | 0 | 0 | 0 | 0 | 111.92 | 175.86
Coal | 0 | 0 | 0 | 0 | 0 | 0
Geo | 0 | 0 | 0 | 0 | 0 | 0
H | 173.22 | 173.22 | 173.22 | 173.22 | 173.22 | 173.22
LFG | 2.9 | 2.9 | 2.9 | 2.9 | 2.9 | 2.9
Nuc | 0.01 | 0.01 | 0.01 | 0.01 | 0.01 | 0.01
PS | 0 | 0 | 0 | 0 | 0 | 0
PV | 0 | 0 | 0 | 0 | 0 | 0
PeakG | 2.66 | 2.77 | 3.3 | 3.3 | 3.3 | 3.3
PeakO | 1.16 | 1.29 | 1.29 | 1.29 | 1.29 | 1.29
ST | 0 | 0 | 0 | 0 | 0 | 0
STOG | 39.38 | 8.43 | 8.43 | 8.43 | 8.43 | 8.43
STWD | 16.34 | 16.34 | 16.34 | 16.34 | 16.35 | 16.35
WT | 48.22 | 48.22 | 48.22 | 48.22 | 7.54 | 7.54
IGCC | 0 | 0 | 0 | 0 | 0 | 0
DemandResponse | 0 | 0 | 0 | 0 | 0 | 0
IGCC-CCS | 0 | 0 | 0 | 0 | 0 | 0
WT_off | 0 | 0 | 0 | 0 | 0 | 0
PseudoUnit | 0 | 0 | 0 | 0 | 0 | 0
FixedInterchange | 0 | 0 | 0 | 0 | 0 | 0
Total Costs by Reporting Type: HQ_IESO
ReportingType | 2015 | 2020 | 2025 | 2030 | 2035 | 2040
BM | 0 | 0 | 0 | 0 | 0 | 0
CC | 0 | 0 | 0 | 0 | 0 | 0
CSP | 0 | 0 | 0 | 0 | 0 | 0
CT | 0 | 0 | 0 | 0 | 0 | 0
Coal | 0 | 0 | 0 | 0 | 0 | 0
Geo | 0 | 0 | 0 | 0 | 0 | 0
H | 0 | 0 | 0 | 0 | 0 | 0
LFG | 0 | 0 | 0 | 0 | 0 | 0
Nuc | 0.01 | 0.01 | 0.01 | 0.01 | 0.01 | 0.01
PS | 0 | 0 | 0 | 0 | 0 | 0
PV | 0 | 0 | 0 | 0 | 0 | 0
PeakG | 0 | 0 | 0 | 0 | 0 | 0
PeakO | 0 | 0 | 0 | 0 | 0 | 0
ST | 0 | 0 | 0 | 0 | 0 | 0
STOG | 0 | 0 | 0 | 0 | 0 | 0
STWD | 0 | 0 | 0 | 0 | 0 | 0
WT | 0 | 0 | 0 | 0 | 0 | 0
IGCC | 0 | 0 | 0 | 0 | 0 | 0
DemandResponse | 0 | 0 | 0 | 0 | 0 | 0
IGCC-CCS | 0 | 0 | 0 | 0 | 0 | 0
WT_off | 0 | 0 | 0 | 0 | 0 | 0
PseudoUnit | 0 | 0 | 0 | 0 | 0 | 0
FixedInterchange | 0 | 0 | 0 | 0 | 0 | 0
Total Costs by Reporting Type: HQ_NEISO
ReportingType | 2015 | 2020 | 2025 | 2030 | 2035 | 2040
BM | 0 | 0 | 0 | 0 | 0 | 0
CC | 0 | 0 | 0 | 0 | 0 | 0
CSP | 0 | 0 | 0 | 0 | 0 | 0
CT | 0 | 0 | 0 | 0 | 0 | 0
Coal | 0 | 0 | 0 | 0 | 0 | 0
Geo | 0 | 0 | 0 | 0 | 0 | 0
H | 0 | 0 | 0 | 0 | 0 | 0
LFG | 0 | 0 | 0 | 0 | 0 | 0
Nuc | 0.01 | 0.01 | 0.01 | 0.01 | 0.01 | 0.01
PS | 0 | 0 | 0 | 0 | 0 | 0
PV | 0 | 0 | 0 | 0 | 0 | 0
PeakG | 0 | 0 | 0 | 0 | 0 | 0
PeakO | 0 | 0 | 0 | 0 | 0 | 0
ST | 0 | 0 | 0 | 0 | 0 | 0
STOG | 0 | 0 | 0 | 0 | 0 | 0
STWD | 0 | 0 | 0 | 0 | 0 | 0
WT | 0 | 0 | 0 | 0 | 0 | 0
IGCC | 0 | 0 | 0 | 0 | 0 | 0
DemandResponse | 0 | 0 | 0 | 0 | 0 | 0
IGCC-CCS | 0 | 0 | 0 | 0 | 0 | 0
WT_off | 0 | 0 | 0 | 0 | 0 | 0
PseudoUnit | 0 | 0 | 0 | 0 | 0 | 0
FixedInterchange | 0 | 0 | 0 | 0 | 0 | 0
Total Costs by Reporting Type: HQ_NY
ReportingType | 2015 | 2020 | 2025 | 2030 | 2035 | 2040
BM | 0 | 0 | 0 | 0 | 0 | 0
CC | 0 | 0 | 0 | 0 | 0 | 0
CSP | 0 | 0 | 0 | 0 | 0 | 0
CT | 0 | 0 | 0 | 0 | 0 | 0
Coal | 0 | 0 | 0 | 0 | 0 | 0
Geo | 0 | 0 | 0 | 0 | 0 | 0
H | 0 | 0 | 0 | 0 | 0 | 0
LFG | 0 | 0 | 0 | 0 | 0 | 0
Nuc | 0.01 | 0.01 | 0.01 | 0.01 | 0.01 | 0.01
PS | 0 | 0 | 0 | 0 | 0 | 0
PV | 0 | 0 | 0 | 0 | 0 | 0
PeakG | 0 | 0 | 0 | 0 | 0 | 0
PeakO | 0 | 0 | 0 | 0 | 0 | 0
ST | 0 | 0 | 0 | 0 | 0 | 0
STOG | 0 | 0 | 0 | 0 | 0 | 0
STWD | 0 | 0 | 0 | 0 | 0 | 0
WT | 0 | 0 | 0 | 0 | 0 | 0
IGCC | 0 | 0 | 0 | 0 | 0 | 0
DemandResponse | 0 | 0 | 0 | 0 | 0 | 0
IGCC-CCS | 0 | 0 | 0 | 0 | 0 | 0
WT_off | 0 | 0 | 0 | 0 | 0 | 0
PseudoUnit | 0 | 0 | 0 | 0 | 0 | 0
FixedInterchange | 0 | 0 | 0 | 0 | 0 | 0
Total Costs by Reporting Type: MARITIMES
ReportingType | 2015 | 2020 | 2025 | 2030 | 2035 | 2040
BM | 0 | 0 | 0 | 0 | 0 | 0
CC | 0 | 0 | 0 | 0 | 0 | 0
CSP | 0 | 0 | 0 | 0 | 0 | 0
CT | 0 | 0 | 0 | 0 | 0 | 0
Coal | 0 | 0 | 0 | 0 | 0 | 0
Geo | 0 | 0 | 0 | 0 | 0 | 0
H | 0 | 0 | 0 | 0 | 0 | 0
LFG | 0 | 0 | 0 | 0 | 0 | 0
Nuc | 0.01 | 0.01 | 0.01 | 0.01 | 0.01 | 0.01
PS | 0 | 0 | 0 | 0 | 0 | 0
PV | 0 | 0 | 0 | 0 | 0 | 0
PeakG | 0 | 0 | 0 | 0 | 0 | 0
PeakO | 0 | 0 | 0 | 0 | 0 | 0
ST | 0 | 0 | 0 | 0 | 0 | 0
STOG | 0 | 0 | 0 | 0 | 0 | 0
STWD | 0 | 0 | 0 | 0 | 0 | 0
WT | 0 | 0 | 0 | 0 | 0 | 0
IGCC | 0 | 0 | 0 | 0 | 0 | 0
DemandResponse | 0 | 0 | 0 | 0 | 0 | 0
IGCC-CCS | 0 | 0 | 0 | 0 | 0 | 0
WT_off | 0 | 0 | 0 | 0 | 0 | 0
PseudoUnit | 0 | 0 | 0 | 0 | 0 | 0
FixedInterchange | 0 | 0 | 0 | 0 | 0 | 0
Total Costs by Reporting Type: All
ReportingType | 2015 | 2020 | 2025 | 2030 | 2035 | 2040
BM | 840.98 | 1395.17 | 2286.59 | 2630.12 | 2880.79 | 3083.32
CC | 60888.35 | 90844.7 | 113410.16 | 148377.15 | 201739.04 | 246171.68
CSP | 0 | 0 | 0 | 0 | 0 | 0
CT | 959.22 | 2556.01 | 3621.83 | 6297.79 | 8804.82 | 9706.64
Coal | 76256.6 | 80085.92 | 85549.1 | 89830.25 | 103098.88 | 128286.63
Geo | 277 | 1163.79 | 3042.8 | 3028.54 | 3003.66 | 2458.17
H | 1511 | 1511 | 1511 | 1511 | 1511 | 1511
LFG | 541.97 | 1198.32 | 1902.64 | 2113.01 | 2080.26 | 1661.57
Nuc | 27257.76 | 31456.43 | 31434.52 | 31883.54 | 26253.69 | 31278.27
PS | 517.25 | 517.25 | 517.25 | 517.25 | 517.25 | 517.25
PV | 639.15 | 1529.34 | 1998.09 | 2168.67 | 1663.07 | 949.45
PeakG | 2289.22 | 3333.67 | 2917.83 | 3395.21 | 3540.61 | 3502.34
PeakO | 615.44 | 803.55 | 651.17 | 650.7 | 648.94 | 648.96
ST | 355.27 | 728.02 | 879.43 | 891.79 | 650.56 | 339.09
STOG | 4585.53 | 5437.34 | 5277.4 | 5530.8 | 5833.45 | 5855.7
STWD | 1055.35 | 1031.26 | 699.16 | 1060.86 | 1139.26 | 1158.69
WT | 8135.21 | 16770.74 | 19113.9 | 22360.17 | 21455.42 | 18601.41
IGCC | 366.75 | 367.19 | 368.44 | 376.39 | 381.26 | 388.78
DemandResponse | 0 | 0 | 0 | 0 | 0 | 0
IGCC-CCS | 0 | 0 | 0 | 0 | 0 | 0
WT_off | 308.81 | 308.81 | 907.86 | 907.86 | 599.11 | 599.11
PseudoUnit | 0 | 0 | 0 | 0 | 0 | 0
FixedInterchange | 0 | 0 | 0 | 0 | 0 | 0
Total Costs by Reporting Type: EI_US
ReportingType | 2015 | 2020 | 2025 | 2030 | 2035 | 2040
BM | 570.15 | 1106.49 | 2000.69 | 2341.34 | 2586 | 2788.89
CC | 37999.48 | 61099.28 | 75014.55 | 97504.32 | 131858.51 | 159234.13
CSP | 0 | 0 | 0 | 0 | 0 | 0
CT | 498.03 | 1609.95 | 2195.02 | 4107.69 | 6014.19 | 6294.23
Coal | 62791.24 | 64763.68 | 69461.41 | 72019.47 | 83277.3 | 101933.3
Geo | 3.95 | 3.95 | 3.95 | 3.95 | 3.95 | 3.95
H | 419.29 | 419.29 | 419.29 | 419.29 | 419.29 | 419.29
LFG | 447.6 | 666.38 | 1319.1 | 1422.62 | 1402.15 | 1264.33
Nuc | 21188.8 | 25019.34 | 24933.73 | 25344.45 | 19958.32 | 24608.02
PS | 401.94 | 401.94 | 401.94 | 401.94 | 401.94 | 401.94
PV | 30.85 | 921.04 | 1389.78 | 1560.36 | 1657.12 | 943.51
PeakG | 1899.94 | 2784.54 | 2403.87 | 2884 | 3040.92 | 2990.04
PeakO | 585 | 766.03 | 620.07 | 625.02 | 623.23 | 623.25
ST | 0 | 0 | 0 | 0 | 0 | 0
STOG | 2762.93 | 3264.18 | 3164.27 | 3380.12 | 3435.51 | 3396.99
STWD | 669.37 | 523.13 | 449.62 | 493.9 | 570.06 | 569.94
WT | 5733.61 | 9420.73 | 11763.89 | 13941.88 | 14604.99 | 16120.05
IGCC | 366.75 | 367.19 | 368.44 | 376.39 | 381.26 | 388.78
DemandResponse | 0 | 0 | 0 | 0 | 0 | 0
IGCC-CCS | 0 | 0 | 0 | 0 | 0 | 0
WT_off | 308.81 | 308.81 | 907.86 | 907.86 | 599.11 | 599.11
PseudoUnit | 0 | 0 | 0 | 0 | 0 | 0
FixedInterchange | 0 | 0 | 0 | 0 | 0 | 0
Total Costs by Reporting Type: EI_Canada
ReportingType | 2015 | 2020 | 2025 | 2030 | 2035 | 2040
BM | 177.6 | 177.6 | 177.6 | 177.87 | 177.87 | 177.87
CC | 1031.25 | 1605.2 | 2268.1 | 3471.09 | 6180.56 | 8373.8
CSP | 0 | 0 | 0 | 0 | 0 | 0
CT | 44.26 | 44.26 | 44.5 | 63.44 | 25.86 | 190.34
Coal | 52.65 | 57.79 | 76.17 | 168.89 | 242.26 | 284.32
Geo | 0 | 0 | 0 | 0 | 0 | 0
H | 216.06 | 216.06 | 216.06 | 216.06 | 216.06 | 216.06
LFG | 19.32 | 19.32 | 19.32 | 19.55 | 14.43 | 14.43
Nuc | 2990.32 | 3007.74 | 3062.22 | 3080.31 | 2836.59 | 3030.72
PS | 2.92 | 2.92 | 2.92 | 2.92 | 2.92 | 2.92
PV | 558.01 | 558.01 | 558.01 | 558.01 | 0.44 | 0.44
PeakG | 21.55 | 23.55 | 24.16 | 25.08 | 28.37 | 28.15
PeakO | 5.01 | 5.01 | 5.12 | 5.23 | 5.23 | 5.23
ST | 0 | 0 | 0 | 0 | 0 | 0
STOG | 5.54 | 5.54 | 5.62 | 5.63 | 5.54 | 5.54
STWD | 4.45 | 4.45 | 4.54 | 4.77 | 5.44 | 5.44
WT | 868.55 | 868.55 | 868.55 | 868.55 | 61.76 | 61.76
IGCC | 0 | 0 | 0 | 0 | 0 | 0
DemandResponse | 0 | 0 | 0 | 0 | 0 | 0
IGCC-CCS | 0 | 0 | 0 | 0 | 0 | 0
WT_off | 0 | 0 | 0 | 0 | 0 | 0
PseudoUnit | 0 | 0 | 0 | 0 | 0 | 0
FixedInterchange | 0 | 0 | 0 | 0 | 0 | 0
Total Costs by Reporting Type: EI
ReportingType | 2015 | 2020 | 2025 | 2030 | 2035 | 2040
BM | 747.76 | 1284.09 | 2178.29 | 2519.21 | 2763.87 | 2966.76
CC | 39030.72 | 62704.47 | 77282.66 | 100975.41 | 138039.07 | 167607.93
CSP | 0 | 0 | 0 | 0 | 0 | 0
CT | 542.29 | 1654.21 | 2239.52 | 4171.13 | 6040.05 | 6484.58
Coal | 62843.88 | 64821.47 | 69537.58 | 72188.36 | 83519.56 | 102217.61
Geo | 3.95 | 3.95 | 3.95 | 3.95 | 3.95 | 3.95
H | 635.35 | 635.35 | 635.35 | 635.35 | 635.35 | 635.35
LFG | 466.92 | 685.7 | 1338.41 | 1442.17 | 1416.58 | 1278.76
Nuc | 24179.13 | 28027.08 | 27995.95 | 28424.75 | 22794.91 | 27638.74
PS | 404.86 | 404.86 | 404.86 | 404.86 | 404.86 | 404.86
PV | 588.85 | 1479.05 | 1947.79 | 2118.37 | 1657.56 | 943.95
PeakG | 1921.49 | 2808.09 | 2428.04 | 2909.08 | 3069.29 | 3018.2
PeakO | 590.01 | 771.03 | 625.19 | 630.25 | 628.47 | 628.48
ST | 0 | 0 | 0 | 0 | 0 | 0
STOG | 2768.47 | 3269.71 | 3169.89 | 3385.75 | 3441.05 | 3402.53
STWD | 673.82 | 527.59 | 454.16 | 498.67 | 575.5 | 575.38
WT | 6602.17 | 10289.29 | 12632.44 | 14810.43 | 14666.74 | 16181.8
IGCC | 366.75 | 367.19 | 368.44 | 376.39 | 381.26 | 388.78
DemandResponse | 0 | 0 | 0 | 0 | 0 | 0
IGCC-CCS | 0 | 0 | 0 | 0 | 0 | 0
WT_off | 308.81 | 308.81 | 907.86 | 907.86 | 599.11 | 599.11
PseudoUnit | 0 | 0 | 0 | 0 | 0 | 0
FixedInterchange | 0 | 0 | 0 | 0 | 0 | 0
Total Costs by Reporting Type: Outside_EI
ReportingType | 2015 | 2020 | 2025 | 2030 | 2035 | 2040
BM | 93.22 | 111.08 | 108.3 | 110.91 | 116.92 | 116.56
CC | 21857.62 | 28140.23 | 36127.51 | 47401.74 | 63699.97 | 78563.75
CSP | 0 | 0 | 0 | 0 | 0 | 0
CT | 416.93 | 901.8 | 1382.31 | 2126.66 | 2764.77 | 3222.06
Coal | 13412.72 | 15264.45 | 16011.52 | 17641.89 | 19579.32 | 26069.02
Geo | 273.05 | 1159.83 | 3038.85 | 3024.59 | 2999.71 | 2454.21
H | 875.65 | 875.65 | 875.65 | 875.65 | 875.65 | 875.65
LFG | 75.05 | 512.62 | 564.23 | 670.84 | 663.69 | 382.81
Nuc | 3078.63 | 3429.35 | 3438.57 | 3458.79 | 3458.79 | 3639.53
PS | 112.39 | 112.39 | 112.39 | 112.39 | 112.39 | 112.39
PV | 50.3 | 50.3 | 50.3 | 50.3 | 5.51 | 5.51
PeakG | 367.73 | 525.58 | 489.79 | 486.13 | 471.32 | 484.14
PeakO | 25.44 | 32.51 | 25.98 | 20.44 | 20.48 | 20.48
ST | 355.27 | 728.02 | 879.43 | 891.79 | 650.56 | 339.09
STOG | 1817.06 | 2167.63 | 2107.51 | 2145.05 | 2392.4 | 2453.18
STWD | 381.53 | 503.67 | 244.99 | 562.19 | 563.75 | 583.31
WT | 1533.05 | 6481.46 | 6481.46 | 7549.74 | 6788.67 | 2419.61
IGCC | 0 | 0 | 0 | 0 | 0 | 0
DemandResponse | 0 | 0 | 0 | 0 | 0 | 0
IGCC-CCS | 0 | 0 | 0 | 0 | 0 | 0
WT_off | 0 | 0 | 0 | 0 | 0 | 0
PseudoUnit | 0 | 0 | 0 | 0 | 0 | 0
FixedInterchange | 0 | 0 | 0 | 0 | 0 | 0
#15 A | 0.01: RPS Generation Compliance Payments ($)
RPS Program | 2015 | 2020 | 2025 | 2030 | 2035 | 2040
NEISO | 28.24 | 0 | 0 | 0 | 0 | 0
CA | 1791.46 | 0 | 0 | 0 | 0 | 0
NWPP | 0 | 0 | 0 | 0 | 0 | 0
PJM | 24.83 | 761.14 | 917.67 | 565.01 | 739.19 | 731.1
US | 0 | 0 | 0 | 0 | 0 | 0
PJM_Solar | 395.18 | 0 | 0 | 0 | 0 | 0
MA_Solar | 164.65 | 0 | 0 | 0 | 0 | 0
NH_Solar | 11.09 | 0 | 0 | 0 | 0 | 0
MRETS_Solar | 0 | 0 | 0 | 0 | 0 | 0
AZNMSNV | 232.35 | 271.08 | 0 | 0 | 0 | 0
AZNMSNV_Solar | 77.12 | 0 | 0 | 0 | 0 | 0
MRETS | 0 | 0 | 0 | 0 | 0 | 0
MI | 89.97 | 66.76 | 0 | 0 | 0 | 0
Ohio | 0 | 0 | 0 | 0 | 0 | 0
Ohio_Solar | 60.56 | 0 | 0 | 0 | 0 | 0
MOKSOKNE | 275.73 | 0 | 0 | 0 | 0 | 0
MO_Solar | 30.72 | 0 | 0 | 0 | 0 | 0
NC | 830.57 | 0 | 0 | 0 | 0 | 0
NC_Solar | 27.41 | 0 | 0 | 0 | 0 | 0
CO | 50.24 | 0 | 0 | 0 | 0 | 0
CO_Solar | 199.73 | 0 | 0 | 0 | 0 | 0
NY | 19.3 | 23.66 | 13.8 | 35.76 | 60.56 | 86.65
TX | 0 | 0 | 0 | 0 | 0 | 0
#15 B | 0.01: RPS Capacity Compliance Payments ($)
RPS Program | 2015 | 2020 | 2025 | 2030 | 2035 | 2040
NEISO | 0 | 0 | 0 | 0 | 0 | 0
CA | 0 | 0 | 0 | 0 | 0 | 0
NWPP | 0 | 0 | 0 | 0 | 0 | 0
PJM | 0 | 0 | 0 | 0 | 0 | 0
US | 0 | 0 | 0 | 0 | 0 | 0
PJM_Solar | 0 | 0 | 0 | 0 | 0 | 0
MA_Solar | 0 | 0 | 0 | 0 | 0 | 0
NH_Solar | 0 | 0 | 0 | 0 | 0 | 0
MRETS_Solar | 0 | 0 | 0 | 0 | 0 | 0
AZNMSNV | 0 | 0 | 0 | 0 | 0 | 0
AZNMSNV_Solar | 0 | 0 | 0 | 0 | 0 | 0
MRETS | 0 | 0 | 0 | 0 | 0 | 0
MI | 0 | 0 | 0 | 0 | 0 | 0
Ohio | 0 | 0 | 0 | 0 | 0 | 0
Ohio_Solar | 0 | 0 | 0 | 0 | 0 | 0
MOKSOKNE | 0 | 0 | 0 | 0 | 0 | 0
MO_Solar | 0 | 0 | 0 | 0 | 0 | 0
NC | 0 | 0 | 0 | 0 | 0 | 0
NC_Solar | 0 | 0 | 0 | 0 | 0 | 0
CO | 0 | 0 | 0 | 0 | 0 | 0
CO_Solar | 0 | 0 | 0 | 0 | 0 | 0
NY | 0 | 0 | 0 | 0 | 0 | 0
TX | 0 | 0 | 0 | 0 | 0 | 0
#16a | 0.01: Transmission Costs ($million) [excludes shadow cost]
Transmission Costs: Entergy
Cost | 2015 | 2020 | 2025 | 2030 | 2035 | 2040
a. Wheel Share | 3.18 | 1.85 | 2.11 | 1.76 | 3.21 | 7.64
b. Friction Share | 5.21 | 2.84 | 2.69 | 2.87 | 5.21 | 9.49
Transmission Costs: FRCC
Cost | 2015 | 2020 | 2025 | 2030 | 2035 | 2040
a. Wheel Share | 9.72 | 4.35 | 4.79 | 0.92 | 0 | 1.1
b. Friction Share | 9.72 | 4.35 | 4.79 | 0.92 | 0 | 1.12
Transmission Costs: MAPP_US
Cost | 2015 | 2020 | 2025 | 2030 | 2035 | 2040
a. Wheel Share | 12.16 | 12.71 | 11.2 | 8.18 | 10.7 | 11.14
b. Friction Share | 8.79 | 9.1 | 8.07 | 6.23 | 8.29 | 8.84
Transmission Costs: MISO_IN
Cost | 2015 | 2020 | 2025 | 2030 | 2035 | 2040
a. Wheel Share | 1.06 | 2.83 | 2.83 | 1.71 | 1.5 | 4.46
b. Friction Share | 1.86 | 2.07 | 2.16 | 1.5 | 1.6 | 3.27
Transmission Costs: MISO_MI
Cost | 2015 | 2020 | 2025 | 2030 | 2035 | 2040
a. Wheel Share | 1.1 | 3.79 | 2.25 | 1.89 | 2.62 | 3.81
b. Friction Share | 4.1 | 9.72 | 5.96 | 7.4 | 9.46 | 12.71
Transmission Costs: MISO_MO-IL
Cost | 2015 | 2020 | 2025 | 2030 | 2035 | 2040
a. Wheel Share | 1.05 | 1.07 | 3.26 | 3.19 | 1.01 | 2.99
b. Friction Share | 4.79 | 0.97 | 2.38 | 3.99 | 3.28 | 5.86
Transmission Costs: MISO_W
Cost | 2015 | 2020 | 2025 | 2030 | 2035 | 2040
a. Wheel Share | 5.22 | 3.52 | 1.75 | 2.54 | 6.67 | 8.6
b. Friction Share | 5.64 | 3.49 | 3.04 | 6.17 | 9.88 | 10.59
Transmission Costs: MISO_WUMS
Cost | 2015 | 2020 | 2025 | 2030 | 2035 | 2040
a. Wheel Share | 0 | 0 | 0 | 0 | 0 | 0
b. Friction Share | 0.48 | 0.67 | 0.37 | 1.03 | 0.79 | 0.83
Transmission Costs: Nebraska
Cost | 2015 | 2020 | 2025 | 2030 | 2035 | 2040
a. Wheel Share | 8.21 | 6.4 | 7.05 | 4.8 | 4.07 | 5.53
b. Friction Share | 6.24 | 4.93 | 5.54 | 4.15 | 4.07 | 5.66
Transmission Costs: NEISO
Cost | 2015 | 2020 | 2025 | 2030 | 2035 | 2040
a. Wheel Share | 0 | 0 | 0 | 0 | 0 | 0
b. Friction Share | 12.6 | 12.7 | 14.46 | 16.54 | 12.88 | 11.73
Transmission Costs: NonRTO_Midwest
Cost | 2015 | 2020 | 2025 | 2030 | 2035 | 2040
a. Wheel Share | 1.12 | 2.87 | 2.89 | 1.77 | 1.54 | 4.6
b. Friction Share | 0.73 | 1.75 | 1.78 | 1.11 | 0.96 | 2.87
Transmission Costs: NYISO_A-F
Cost | 2015 | 2020 | 2025 | 2030 | 2035 | 2040
a. Wheel Share | 12.94 | 9.23 | 3.26 | 2.09 | 3.73 | 2.5
b. Friction Share | 35.48 | 24.86 | 10.54 | 8.29 | 8.26 | 7.16
Transmission Costs: NYISO_G-I
Cost | 2015 | 2020 | 2025 | 2030 | 2035 | 2040
a. Wheel Share | 1.71 | 2.23 | 1.48 | 1.69 | 2.6 | 3.73
b. Friction Share | 7.19 | 7.5 | 6.26 | 7.21 | 6.4 | 6.2
Transmission Costs: NYISO_J-K
Cost | 2015 | 2020 | 2025 | 2030 | 2035 | 2040
a. Wheel Share | 1.27 | 1.59 | 1.82 | 2.26 | 2.18 | 1.6
b. Friction Share | 5.45 | 5.5 | 7.06 | 7.53 | 6.83 | 5.78
Transmission Costs: PJM_E
Cost | 2015 | 2020 | 2025 | 2030 | 2035 | 2040
a. Wheel Share | 2.99 | 3.81 | 3.3 | 3.95 | 4.78 | 5.32
b. Friction Share | 3.2 | 3.7 | 2.89 | 3.62 | 4.08 | 4.19
Transmission Costs: PJM_ROM
Cost | 2015 | 2020 | 2025 | 2030 | 2035 | 2040
a. Wheel Share | 0.28 | 1.14 | 1.12 | 1.57 | 2.95 | 1.55
b. Friction Share | 0.77 | 1.16 | 1.23 | 1.82 | 3.01 | 1.58
Transmission Costs: PJM_ROR
Cost | 2015 | 2020 | 2025 | 2030 | 2035 | 2040
a. Wheel Share | 26.23 | 13.4 | 26.03 | 28.34 | 29.3 | 16.47
b. Friction Share | 34.96 | 15.13 | 28.44 | 37.39 | 39.12 | 27.22
Transmission Costs: SOCO
Cost | 2015 | 2020 | 2025 | 2030 | 2035 | 2040
a. Wheel Share | 13.9 | 8.31 | 10.74 | 4.88 | 2.92 | 2.36
b. Friction Share | 16.51 | 12.17 | 14.48 | 7.02 | 3.96 | 3.15
Transmission Costs: SPP_N
Cost | 2015 | 2020 | 2025 | 2030 | 2035 | 2040
a. Wheel Share | 5.06 | 2.37 | 3.51 | 3.73 | 2.24 | 6.69
b. Friction Share | 3.95 | 1.93 | 2.56 | 3.22 | 3.24 | 7.95
Transmission Costs: SPP_S
Cost | 2015 | 2020 | 2025 | 2030 | 2035 | 2040
a. Wheel Share | 0.4 | 0.32 | 0.76 | 0.33 | 0.9 | 2.56
b. Friction Share | 0.76 | 0.6 | 1.23 | 0.58 | 1.39 | 3.88
Transmission Costs: TVA
Cost | 2015 | 2020 | 2025 | 2030 | 2035 | 2040
a. Wheel Share | 1.19 | 0.94 | 1.05 | 0.82 | 0.07 | 0.17
b. Friction Share | 1.49 | 1.17 | 1.32 | 1.03 | 0.11 | 0.23
Transmission Costs: TVA_Transmission
Cost | 2015 | 2020 | 2025 | 2030 | 2035 | 2040
a. Wheel Share | 0.58 | 0.47 | 5.32 | 4.59 | 5.19 | 3.39
b. Friction Share | 0.6 | 0.48 | 5.95 | 4.9 | 5.5 | 3.47
Transmission Costs: VACAR
Cost | 2015 | 2020 | 2025 | 2030 | 2035 | 2040
a. Wheel Share | 26.27 | 14.79 | 25.14 | 26.48 | 26.17 | 13.33
b. Friction Share | 26.71 | 17.51 | 27.47 | 27.52 | 26.33 | 13.35
Transmission Costs: IESO
Cost | 2015 | 2020 | 2025 | 2030 | 2035 | 2040
a. Wheel Share | 13.94 | 12.53 | 5.1 | 2.7 | 3.96 | 6
b. Friction Share | 34.87 | 31.34 | 12.76 | 6.75 | 9.9 | 14.71
Transmission Costs: MAPP_CA
Cost | 2015 | 2020 | 2025 | 2030 | 2035 | 2040
a. Wheel Share | 0.42 | 1.63 | 1.2 | 0.73 | 1.45 | 2.79
b. Friction Share | 0.56 | 2.01 | 1.69 | 0.84 | 1.54 | 3.81
Transmission Costs: AZ_NM_SNV_Coal
Cost | 2015 | 2020 | 2025 | 2030 | 2035 | 2040
a. Wheel Share | 20.87 | 20.92 | 22.81 | 25.56 | 49.15 | 84
b. Friction Share | 35.25 | 35.44 | 38.69 | 43.41 | 82.92 | 140.98
Transmission Costs: AZ_NM_SNV_Gas
Cost | 2015 | 2020 | 2025 | 2030 | 2035 | 2040
a. Wheel Share | 74.5 | 97.22 | 109.5 | 135.98 | 149.29 | 155.28
b. Friction Share | 124.54 | 162.39 | 182.94 | 227.26 | 249.7 | 259.68
Transmission Costs: AZ_NM_SNV_NucRenew
Cost | 2015 | 2020 | 2025 | 2030 | 2035 | 2040
a. Wheel Share | 38.08 | 89.87 | 101.5 | 123.9 | 137.9 | 146.44
b. Friction Share | 63.57 | 150 | 169.41 | 206.68 | 229.95 | 244.15
Transmission Costs: ERCOT
Cost | 2015 | 2020 | 2025 | 2030 | 2035 | 2040
a. Wheel Share | 0.16 | 0.24 | 0.47 | 0.14 | 0.05 | 0.04
b. Friction Share | 0.24 | 0.35 | 0.7 | 0.22 | 0.07 | 0.07
Transmission Costs: NP15
Cost | 2015 | 2020 | 2025 | 2030 | 2035 | 2040
a. Wheel Share | 24 | 9.1 | 20.59 | 52.92 | 66.21 | 67.59
b. Friction Share | 40.08 | 15.28 | 34.44 | 88.34 | 110.49 | 112.8
Transmission Costs: NWPP_Coal
Cost | 2015 | 2020 | 2025 | 2030 | 2035 | 2040
a. Wheel Share | 59.65 | 39.98 | 56.47 | 104.53 | 117.8 | 120.46
b. Friction Share | 100.73 | 68.03 | 95.73 | 176.14 | 198.57 | 203.3
Transmission Costs: NWPP_Gas
Cost | 2015 | 2020 | 2025 | 2030 | 2035 | 2040
a. Wheel Share | 0 | 0 | 0 | 0 | 0 | 0
b. Friction Share | 0.34 | 0.43 | 0.6 | 0.89 | 1.2 | 1.5
Transmission Costs: NWPP_NucRenew
Cost | 2015 | 2020 | 2025 | 2030 | 2035 | 2040
a. Wheel Share | 0 | 0 | 0 | 0 | 0 | 0
b. Friction Share | 0.96 | 0.98 | 1.01 | 1.03 | 1.03 | 1.03
Transmission Costs: RMPA
Cost | 2015 | 2020 | 2025 | 2030 | 2035 | 2040
a. Wheel Share | 2.75 | 4.32 | 6.62 | 9.42 | 12.94 | 15.39
b. Friction Share | 1.97 | 3.79 | 8.02 | 14.38 | 21.28 | 25.37
Transmission Costs: SP15
Cost | 2015 | 2020 | 2025 | 2030 | 2035 | 2040
a. Wheel Share | 166.09 | 236.08 | 260.13 | 314.42 | 363.46 | 413.23
b. Friction Share | 276.9 | 393.59 | 433.67 | 524.17 | 605.92 | 688.87
Transmission Costs: ALB
Cost | 2015 | 2020 | 2025 | 2030 | 2035 | 2040
a. Wheel Share | 3.48 | 3.42 | 2.94 | 0.71 | 0.1 | 5.16
b. Friction Share | 5.8 | 5.69 | 4.9 | 1.18 | 0.17 | 8.6
Transmission Costs: BC
Cost | 2015 | 2020 | 2025 | 2030 | 2035 | 2040
a. Wheel Share | 4.64 | 3.46 | 5.42 | 12.1 | 5.5 | 5.24
b. Friction Share | 7.73 | 5.76 | 9.03 | 20.17 | 9.17 | 8.74
Transmission Costs: HQ_IESO
Cost | 2015 | 2020 | 2025 | 2030 | 2035 | 2040
a. Wheel Share | 0 | 0 | 0 | 0 | 0 | 0
b. Friction Share | 0.01 | 0.01 | 0.01 | 0.01 | 0.01 | 0.01
Transmission Costs: HQ_NEISO
Cost | 2015 | 2020 | 2025 | 2030 | 2035 | 2040
a. Wheel Share | 0 | 0 | 0 | 0 | 0 | 0
b. Friction Share | 0.11 | 0.11 | 0.11 | 0.11 | 0.11 | 0.11
Transmission Costs: HQ_NY
Cost | 2015 | 2020 | 2025 | 2030 | 2035 | 2040
a. Wheel Share | 0 | 0 | 0 | 0 | 0 | 0
b. Friction Share | 0.03 | 0.03 | 0.03 | 0.03 | 0.03 | 0.03
Transmission Costs: MARITIMES
Cost | 2015 | 2020 | 2025 | 2030 | 2035 | 2040
a. Wheel Share | 0 | 0 | 0 | 0 | 0 | 0
b. Friction Share | 0.05 | 0.05 | 0.05 | 0.05 | 0.05 | 0.05
Transmission Costs: All
Cost | 2015 | 2020 | 2025 | 2030 | 2035 | 2040
a. Wheel Share | 544.21 | 616.74 | 714.42 | 890.59 | 1022.15 | 1131.16
b. Friction Share | 890.96 | 1019.6 | 1154.5 | 1473.71 | 1686.76 | 1870.97
Transmission Costs: EI_US
Cost | 2015 | 2020 | 2025 | 2030 | 2035 | 2040
a. Wheel Share | 135.64 | 97.98 | 121.65 | 107.48 | 114.34 | 109.53
b. Friction Share | 197.42 | 144.49 | 160.88 | 162.24 | 164.84 | 157.35
Transmission Costs: EI_Canada
Cost | 2015 | 2020 | 2025 | 2030 | 2035 | 2040
a. Wheel Share | 14.36 | 14.16 | 6.31 | 3.42 | 5.41 | 8.79
b. Friction Share | 35.44 | 33.36 | 14.46 | 7.6 | 11.45 | 18.53
Transmission Costs: EI
Cost | 2015 | 2020 | 2025 | 2030 | 2035 | 2040
a. Wheel Share | 150 | 112.14 | 127.95 | 110.9 | 119.76 | 118.32
b. Friction Share | 232.86 | 177.85 | 175.34 | 169.84 | 176.29 | 175.89
Transmission Costs: Outside_EI
Cost | 2015 | 2020 | 2025 | 2030 | 2035 | 2040
a. Wheel Share | 394.21 | 504.6 | 586.46 | 779.69 | 902.39 | 1012.84
b. Friction Share | 658.1 | 841.75 | 979.16 | 1303.87 | 1510.46 | 1695.08

## Capacity
#1 | New Build Capacity (MW)
New Build Capacity by Reporting Type: Entergy
ReportingType | 2015 | 2020 | 2025 | 2030 | 2035 | 2040
BM | 0 | 0 | 0 | 0 | 0 | 0
CC | 688.06 | 2910.37 | 1559.92 | 3275.2 | 4376.32 | 4811.11
CSP | 0 | 0 | 0 | 0 | 0 | 0
CT | 0 | 0 | 0 | 0 | 0 | 0
Coal | 720 | 0 | 0 | 0 | 0 | 0
Geo | 0 | 0 | 0 | 0 | 0 | 0
H | 0 | 0 | 0 | 0 | 0 | 0
LFG | 0 | 0 | 107.4 | 0 | 0 | 0
Nuc | 170 | 0 | 0 | 0 | 0 | 0
PS | 0 | 0 | 0 | 0 | 0 | 0
PV | 0.29 | 70.61 | 43.87 | 9.69 | 10.91 | 11.87
PeakG | 0 | 0 | 0 | 0 | 0 | 0
PeakO | 0 | 0 | 0 | 0 | 0 | 0
ST | 0 | 0 | 0 | 0 | 0 | 0
STOG | 0 | 0 | 0 | 0 | 0 | 0
STWD | 0 | 0 | 0 | 0 | 0 | 0
WT | 0 | 0 | 0 | 0 | 0 | 0
IGCC | 0 | 0 | 0 | 0 | 0 | 0
DemandResponse | 0 | 0 | 0 | 0 | 0 | 0
IGCC-CCS | 0 | 0 | 0 | 0 | 0 | 0
WT_off | 0 | 0 | 0 | 0 | 0 | 0
PseudoUnit | 0 | 0 | 0 | 0 | 0 | 0
FixedInterchange | 0 | 0 | 0 | 0 | 0 | 0
New Build Capacity by Reporting Type: FRCC
ReportingType | 2015 | 2020 | 2025 | 2030 | 2035 | 2040
BM | 0 | 0 | 0 | 0 | 0 | 0
CC | 1516.9 | 8031.95 | 5845.71 | 8264.87 | 10853.88 | 12004.01
CSP | 0 | 0 | 0 | 0 | 0 | 0
CT | 2480 | 0 | 0 | 0 | 0 | 0
Coal | 0 | 0 | 0 | 0 | 0 | 0
Geo | 0 | 0 | 0 | 0 | 0 | 0
H | 0 | 0 | 0 | 0 | 0 | 0
LFG | 0 | 0 | 198 | 0 | 0 | 0
Nuc | 229.33 | 0 | 0 | 0 | 0 | 0
PS | 0 | 0 | 0 | 0 | 0 | 0
PV | 0 | 0 | 0 | 0 | 0 | 0
PeakG | 0 | 0 | 0 | 0 | 0 | 0
PeakO | 0 | 0 | 0 | 0 | 0 | 0
ST | 0 | 0 | 0 | 0 | 0 | 0
STOG | 0 | 0 | 0 | 0 | 0 | 0
STWD | 0 | 0 | 0 | 0 | 0 | 0
WT | 0 | 0 | 0 | 0 | 0 | 0
IGCC | 0 | 0 | 0 | 0 | 0 | 0
DemandResponse | 0 | 0 | 0 | 0 | 0 | 0
IGCC-CCS | 0 | 0 | 0 | 0 | 0 | 0
WT_off | 0 | 0 | 0 | 0 | 0 | 0
PseudoUnit | 0 | 0 | 0 | 0 | 0 | 0
FixedInterchange | 0 | 0 | 0 | 0 | 0 | 0
New Build Capacity by Reporting Type: MAPP_US
ReportingType | 2015 | 2020 | 2025 | 2030 | 2035 | 2040
BM | 0 | 0 | 0 | 0 | 0 | 0
CC | 0 | 0 | 0 | 0 | 0 | 0
CSP | 0 | 0 | 0 | 0 | 0 | 0
CT | 308.3 | 0 | 319.61 | 677.36 | 200.25 | 343.71
Coal | 0 | 0 | 0 | 0 | 539.87 | 465.01
Geo | 0 | 0 | 0 | 0 | 0 | 0
H | 0 | 0 | 0 | 0 | 0 | 0
LFG | 0 | 0 | 71.67 | 0 | 0 | 0
Nuc | 0 | 0 | 0 | 0 | 0 | 0
PS | 0 | 0 | 0 | 0 | 0 | 0
PV | 0 | 0 | 0 | 0 | 0 | 0
PeakG | 0 | 0 | 0 | 0 | 0 | 0
PeakO | 0 | 0 | 0 | 0 | 0 | 0
ST | 0 | 0 | 0 | 0 | 0 | 0
STOG | 0 | 0 | 0 | 0 | 0 | 0
STWD | 0 | 0 | 0 | 0 | 0 | 0
WT | 421.3 | 832.17 | 233.6 | 255.24 | 278.89 | 304.74
IGCC | 0 | 0 | 0 | 0 | 0 | 0
DemandResponse | 0 | 0 | 0 | 0 | 0 | 0
IGCC-CCS | 0 | 0 | 0 | 0 | 0 | 0
WT_off | 0 | 0 | 0 | 0 | 0 | 0
PseudoUnit | 0 | 0 | 0 | 0 | 0 | 0
FixedInterchange | 0 | 0 | 0 | 0 | 0 | 0
New Build Capacity by Reporting Type: MISO_IN
ReportingType | 2015 | 2020 | 2025 | 2030 | 2035 | 2040
BM | 0 | 0 | 0 | 0 | 0 | 0
CC | 0 | 7074.03 | 2835.74 | 3356.07 | 3031.44 | 2672.68
CSP | 0 | 0 | 0 | 0 | 0 | 0
CT | 0 | 0 | 0 | 0 | 0 | 0
Coal | 0 | 0 | 0 | 0 | 0 | 0
Geo | 0 | 0 | 0 | 0 | 0 | 0
H | 0 | 0 | 0 | 0 | 0 | 0
LFG | 0 | 0 | 80.12 | 0 | 0 | 0
Nuc | 0 | 0 | 0 | 0 | 0 | 0
PS | 0 | 0 | 0 | 0 | 0 | 0
PV | 0 | 266.19 | 189.38 | 39.8 | 43.1 | 46.7
PeakG | 0 | 0 | 0 | 0 | 0 | 0
PeakO | 0 | 0 | 0 | 0 | 0 | 0
ST | 0 | 0 | 0 | 0 | 0 | 0
STOG | 0 | 0 | 0 | 0 | 0 | 0
STWD | 0 | 0 | 0 | 0 | 0 | 0
WT | 0 | 0 | 0 | 0 | 0 | 0
IGCC | 618 | 0 | 0 | 0 | 0 | 0
DemandResponse | 0 | 0 | 0 | 0 | 0 | 0
IGCC-CCS | 0 | 0 | 0 | 0 | 0 | 0
WT_off | 0 | 0 | 0 | 0 | 0 | 0
PseudoUnit | 0 | 0 | 0 | 0 | 0 | 0
FixedInterchange | 0 | 0 | 0 | 0 | 0 | 0
New Build Capacity by Reporting Type: MISO_MI
ReportingType | 2015 | 2020 | 2025 | 2030 | 2035 | 2040
BM | 0 | 0 | 0 | 0 | 0 | 0
CC | 0 | 0.01 | 763.79 | 0.08 | 2402.87 | 2011.49
CSP | 0 | 0 | 0 | 0 | 0 | 0
CT | 0 | 0 | 0 | 0.01 | 0 | 0
Coal | 0 | 0 | 0 | 0 | 0 | 0
Geo | 0 | 0 | 0 | 0 | 0 | 0
H | 0 | 0 | 0 | 0 | 0 | 0
LFG | 0 | 160.25 | 0 | 0 | 0 | 0
Nuc | 0 | 0 | 0 | 0 | 0 | 0
PS | 0 | 0 | 0 | 0 | 0 | 0
PV | 0 | 0 | 0 | 0 | 0 | 0
PeakG | 0 | 0 | 0 | 0 | 0 | 0
PeakO | 0 | 0 | 0 | 0 | 0 | 0
ST | 0 | 0 | 0 | 0 | 0 | 0
STOG | 0 | 0 | 0 | 0 | 0 | 0
STWD | 0 | 0 | 0 | 0 | 0 | 0
WT | 2000 | 0 | 1001.45 | 578.81 | 523.99 | 572.85
IGCC | 0 | 0 | 0 | 0 | 0 | 0
DemandResponse | 0 | 0 | 0 | 0 | 0 | 0
IGCC-CCS | 0 | 0 | 0 | 0 | 0 | 0
WT_off | 0 | 0 | 0 | 0 | 0 | 0
PseudoUnit | 0 | 0 | 0 | 0 | 0 | 0
FixedInterchange | 0 | 0 | 0 | 0 | 0 | 0
New Build Capacity by Reporting Type: MISO_MO-IL
ReportingType | 2015 | 2020 | 2025 | 2030 | 2035 | 2040
BM | 0 | 0 | 0 | 0 | 0 | 0
CC | 0 | 0 | 0 | 0 | 0 | 0
CSP | 0 | 0 | 0 | 0 | 0 | 0
CT | 0 | 0 | 0 | 0 | 0 | 0
Coal | 1790 | 0 | 0 | 0 | 0 | 0
Geo | 0 | 0 | 0 | 0 | 0 | 0
H | 0 | 0 | 0 | 0 | 0 | 0
LFG | 0 | 0 | 223.33 | 0 | 0 | 0
Nuc | 0 | 0 | 0 | 0 | 0 | 0
PS | 0 | 0 | 0 | 0 | 0 | 0
PV | 0 | 0 | 0 | 0 | 0 | 0
PeakG | 0 | 0 | 0 | 0 | 0 | 0
PeakO | 0 | 0 | 0 | 0 | 0 | 0
ST | 0 | 0 | 0 | 0 | 0 | 0
STOG | 0 | 0 | 0 | 0 | 0 | 0
STWD | 0 | 0 | 0 | 0 | 0 | 0
WT | 300 | 0 | 0 | 0 | 0 | 0
IGCC | 0 | 0 | 0 | 0 | 0 | 0
DemandResponse | 0 | 0 | 0 | 0 | 0 | 0
IGCC-CCS | 0 | 0 | 0 | 0 | 0 | 0
WT_off | 0 | 0 | 0 | 0 | 0 | 0
PseudoUnit | 0 | 0 | 0 | 0 | 0 | 0
FixedInterchange | 0 | 0 | 0 | 0 | 0 | 0
New Build Capacity by Reporting Type: MISO_W
ReportingType | 2015 | 2020 | 2025 | 2030 | 2035 | 2040
BM | 0 | 0 | 0 | 0 | 0 | 0
CC | 0 | 0 | 0 | 0.01 | 0 | 0
CSP | 0 | 0 | 0 | 0 | 0 | 0
CT | 0 | 0 | 0 | 0.01 | 0 | 0
Coal | 0 | 0 | 0 | 0 | 3453.89 | 7279.42
Geo | 0 | 0 | 0 | 0 | 0 | 0
H | 0 | 0 | 0 | 0 | 0 | 0
LFG | 0 | 0 | 71.67 | 0 | 0 | 0
Nuc | 94.33 | 0 | 0 | 0 | 0 | 0
PS | 0 | 0 | 0 | 0 | 0 | 0
PV | 0 | 0 | 0 | 0 | 0 | 0
PeakG | 0 | 0 | 0 | 0 | 0 | 0
PeakO | 0 | 0 | 0 | 0 | 0 | 0
ST | 0 | 0 | 0 | 0 | 0 | 0
STOG | 0 | 0 | 0 | 0 | 0 | 0
STWD | 0 | 0 | 0 | 0 | 0 | 0
WT | 2800.5 | 2940.73 | 4400.31 | 2037.46 | 1714.08 | 1861.82
IGCC | 0 | 0 | 0 | 0 | 0 | 0
DemandResponse | 0 | 0 | 0 | 0 | 0 | 0
IGCC-CCS | 0 | 0 | 0 | 0 | 0 | 0
WT_off | 0 | 0 | 0 | 0 | 0 | 0
PseudoUnit | 0 | 0 | 0 | 0 | 0 | 0
FixedInterchange | 0 | 0 | 0 | 0 | 0 | 0
New Build Capacity by Reporting Type: MISO_WUMS
ReportingType | 2015 | 2020 | 2025 | 2030 | 2035 | 2040
BM | 0 | 0 | 0 | 0 | 0 | 0
CC | 0.01 | 4033.18 | 429.42 | 1086.93 | 3275.67 | 571.04
CSP | 0 | 0 | 0 | 0 | 0 | 0
CT | 0.09 | 7383.92 | 3171.98 | 7177.12 | 5558.81 | 1391.59
Coal | 615 | 0 | 0 | 0 | 0 | 0
Geo | 0 | 0 | 0 | 0 | 0 | 0
H | 0 | 0 | 0 | 0 | 0 | 0
LFG | 0 | 0 | 223.33 | 0 | 0 | 0
Nuc | 235 | 0 | 0 | 0 | 0 | 0
PS | 0 | 0 | 0 | 0 | 0 | 0
PV | 0 | 0 | 0 | 0 | 0 | 0
PeakG | 0 | 0 | 0 | 0 | 0 | 0
PeakO | 0 | 0 | 0 | 0 | 0 | 0
ST | 0 | 0 | 0 | 0 | 0 | 0
STOG | 0 | 0 | 0 | 0 | 0 | 0
STWD | 0 | 0 | 0 | 0 | 0 | 0
WT | 968.9 | 0 | 0 | 0 | 0 | 0
IGCC | 0 | 0 | 0 | 0 | 0 | 0
DemandResponse | 0 | 0 | 0 | 0 | 0 | 0
IGCC-CCS | 0 | 0 | 0 | 0 | 0 | 0
WT_off | 0 | 0 | 0 | 0 | 0 | 0
PseudoUnit | 0 | 0 | 0 | 0 | 0 | 0
FixedInterchange | 0 | 0 | 0 | 0 | 0 | 0
New Build Capacity by Reporting Type: Nebraska
ReportingType | 2015 | 2020 | 2025 | 2030 | 2035 | 2040
BM | 0 | 0 | 0 | 0 | 0 | 0
CC | 0 | 441.28 | 146.67 | 0.01 | 0 | 0
CSP | 0 | 0 | 0 | 0 | 0 | 0
CT | 0 | 0 | 0 | 0 | 0 | 0
Coal | 232.1 | 0 | 0 | 0 | 2969.06 | 918.31
Geo | 0 | 0 | 0 | 0 | 0 | 0
H | 0 | 0 | 0 | 0 | 0 | 0
LFG | 0 | 0 | 71.67 | 0 | 0 | 0
Nuc | 0 | 0 | 0 | 0 | 0 | 0
PS | 0 | 0 | 0 | 0 | 0 | 0
PV | 0 | 0 | 0 | 0 | 0 | 0
PeakG | 0 | 0 | 0 | 0 | 0 | 0
PeakO | 0 | 0 | 0 | 0 | 0 | 0
ST | 0 | 0 | 0 | 0 | 0 | 0
STOG | 0 | 0 | 0 | 0 | 0 | 0
STWD | 0 | 0 | 0 | 0 | 0 | 0
WT | 202 | 0 | 0 | 0 | 0 | 0
IGCC | 0 | 0 | 0 | 0 | 0 | 0
DemandResponse | 0 | 0 | 0 | 0 | 0 | 0
IGCC-CCS | 0 | 0 | 0 | 0 | 0 | 0
WT_off | 0 | 0 | 0 | 0 | 0 | 0
PseudoUnit | 0 | 0 | 0 | 0 | 0 | 0
FixedInterchange | 0 | 0 | 0 | 0 | 0 | 0
New Build Capacity by Reporting Type: NEISO
ReportingType | 2015 | 2020 | 2025 | 2030 | 2035 | 2040
BM | 252.2 | 0 | 0 | 0 | 0 | 0
CC | 2049.5 | 0 | 0 | 0 | 305.85 | 2990.49
CSP | 0 | 0 | 0 | 0 | 0 | 0
CT | 334 | 0 | 691.43 | 1911.13 | 3122.91 | 0
Coal | 0 | 0 | 0 | 0 | 0 | 0
Geo | 0 | 0 | 0 | 0 | 0 | 0
H | 0 | 0 | 0 | 0 | 0 | 0
LFG | 49.26 | 0 | 69.74 | 0 | 0 | 0
Nuc | 0 | 0 | 0 | 0 | 0 | 0
PS | 0 | 0 | 0 | 0 | 0 | 0
PV | 0 | 344.55 | 16.88 | 19.58 | 19.65 | 20.66
PeakG | 0 | 0 | 0 | 0 | 0 | 0
PeakO | 0 | 0 | 0 | 0 | 0 | 0
ST | 0 | 0 | 0 | 0 | 0 | 0
STOG | 0 | 0 | 0 | 0 | 0 | 0
STWD | 0 | 0 | 0 | 0 | 0 | 0
WT | 231.2 | 3740.67 | 1308.14 | 0 | 0 | 0
IGCC | 0 | 0 | 0 | 0 | 0 | 0
DemandResponse | 0 | 0 | 0 | 0 | 0 | 0
IGCC-CCS | 0 | 0 | 0 | 0 | 0 | 0
WT_off | 468 | 0 | 0 | 0 | 0 | 0
PseudoUnit | 0 | 0 | 0 | 0 | 0 | 0
FixedInterchange | 0 | 0 | 0 | 0 | 0 | 0
New Build Capacity by Reporting Type: NonRTO_Midwest
ReportingType | 2015 | 2020 | 2025 | 2030 | 2035 | 2040
BM | 0 | 0 | 0 | 0 | 0 | 0
CC | 0 | 767.24 | 845.93 | 853.3 | 1317.21 | 143.77
CSP | 0 | 0 | 0 | 0 | 0 | 0
CT | 0 | 740 | 11.15 | 212.17 | 2.92 | 1278.03
Coal | 0 | 0 | 0 | 0 | 0 | 0
Geo | 0 | 0 | 0 | 0 | 0 | 0
H | 0 | 0 | 0 | 0 | 0 | 0
LFG | 0 | 0 | 0 | 160.25 | 0 | 0
Nuc | 0 | 0 | 0 | 0 | 0 | 0
PS | 0 | 0 | 0 | 0 | 0 | 0
PV | 0 | 0 | 0 | 0 | 0 | 0
PeakG | 0 | 0 | 0 | 0 | 0 | 0
PeakO | 0 | 0 | 0 | 0 | 0 | 0
ST | 0 | 0 | 0 | 0 | 0 | 0
STOG | 0 | 0 | 0 | 0 | 0 | 0
STWD | 0 | 0 | 0 | 0 | 0 | 0
WT | 0 | 0 | 0 | 0 | 0 | 0
IGCC | 0 | 0 | 0 | 0 | 0 | 0
DemandResponse | 0 | 0 | 0 | 0 | 0 | 0
IGCC-CCS | 0 | 0 | 0 | 0 | 0 | 0
WT_off | 0 | 0 | 0 | 0 | 0 | 0
PseudoUnit | 0 | 0 | 0 | 0 | 0 | 0
FixedInterchange | 0 | 0 | 0 | 0 | 0 | 0
New Build Capacity by Reporting Type: NYISO_A-F
ReportingType | 2015 | 2020 | 2025 | 2030 | 2035 | 2040
BM | 0 | 0 | 0 | 0 | 0 | 0
CC | 639 | 0 | 0 | 0 | 0 | 1245.9
CSP | 0 | 0 | 0 | 0 | 0 | 0
CT | 0 | 0 | 0 | 0 | 0 | 0
Coal | 0 | 0 | 0 | 0 | 0 | 0
Geo | 0 | 0 | 0 | 0 | 0 | 0
H | 0 | 0 | 0 | 0 | 0 | 0
LFG | 6.4 | 0 | 67.93 | 0 | 0 | 0
Nuc | 168 | 0 | 0 | 0 | 0 | 0
PS | 0 | 0 | 0 | 0 | 0 | 0
PV | 0 | 0 | 0 | 0 | 0 | 0
PeakG | 0 | 0 | 0 | 0 | 0 | 0
PeakO | 0 | 0 | 0 | 0 | 0 | 0
ST | 0 | 0 | 0 | 0 | 0 | 0
STOG | 0 | 0 | 0 | 0 | 0 | 0
STWD | 0 | 0 | 0 | 0 | 0 | 0
WT | 2476.3 | 709.8 | 1207.98 | 2132.65 | 1483.66 | 897.95
IGCC | 0 | 0 | 0 | 0 | 0 | 0
DemandResponse | 0 | 0 | 0 | 0 | 0 | 0
IGCC-CCS | 0 | 0 | 0 | 0 | 0 | 0
WT_off | 0 | 0 | 0 | 0 | 0 | 0
PseudoUnit | 0 | 0 | 0 | 0 | 0 | 0
FixedInterchange | 0 | 0 | 0 | 0 | 0 | 0
New Build Capacity by Reporting Type: NYISO_G-I
ReportingType | 2015 | 2020 | 2025 | 2030 | 2035 | 2040
BM | 0 | 0 | 0 | 0 | 0 | 0
CC | 0 | 509.81 | 1738.75 | 1929.82 | 2897.49 | 1871.73
CSP | 0 | 0 | 0 | 0 | 0 | 0
CT | 0 | 0 | 0 | 0 | 0 | 0
Coal | 0 | 0 | 0 | 0 | 0 | 0
Geo | 0 | 0 | 0 | 0 | 0 | 0
H | 0 | 0 | 0 | 0 | 0 | 0
LFG | 0 | 0 | 74.33 | 0 | 0 | 0
Nuc | 0 | 0 | 0 | 0 | 0 | 0
PS | 0 | 0 | 0 | 0 | 0 | 0
PV | 0 | 0 | 0 | 0 | 0 | 0
PeakG | 0 | 0 | 0 | 0 | 0 | 0
PeakO | 0 | 0 | 0 | 0 | 0 | 0
ST | 0 | 0 | 0 | 0 | 0 | 0
STOG | 0 | 0 | 0 | 0 | 0 | 0
STWD | 0 | 0 | 0 | 0 | 0 | 0
WT | 0 | 60 | 0 | 0 | 0 | 0
IGCC | 0 | 0 | 0 | 0 | 0 | 0
DemandResponse | 0 | 0 | 0 | 0 | 0 | 0
IGCC-CCS | 0 | 0 | 0 | 0 | 0 | 0
WT_off | 0 | 0 | 0 | 0 | 0 | 0
PseudoUnit | 0 | 0 | 0 | 0 | 0 | 0
FixedInterchange | 0 | 0 | 0 | 0 | 0 | 0
New Build Capacity by Reporting Type: NYISO_J-K
ReportingType | 2015 | 2020 | 2025 | 2030 | 2035 | 2040
BM | 0 | 0 | 0 | 0 | 0 | 0
CC | 1175.4 | 0 | 0 | 665.78 | 1287.93 | 1781.59
CSP | 0 | 0 | 0 | 0 | 0 | 0
CT | 0 | 411.94 | 997.03 | 1455.07 | 1295.63 | 1313.72
Coal | 0 | 0 | 0 | 0 | 0 | 0
Geo | 0 | 0 | 0 | 0 | 0 | 0
H | 0 | 0 | 0 | 0 | 0 | 0
LFG | 0 | 0 | 74.33 | 0 | 0 | 0
Nuc | 0 | 0 | 0 | 0 | 0 | 0
PS | 0 | 0 | 0 | 0 | 0 | 0
PV | 32 | 0 | 0 | 0 | 0 | 0
PeakG | 0 | 0 | 0 | 0 | 0 | 0
PeakO | 0 | 0 | 0 | 0 | 0 | 0
ST | 0 | 0 | 0 | 0 | 0 | 0
STOG | 0 | 0 | 0 | 0 | 0 | 0
STWD | 0 | 0 | 0 | 0 | 0 | 0
WT | 0 | 0 | 0 | 0 | 0 | 0
IGCC | 0 | 0 | 0 | 0 | 0 | 0
DemandResponse | 0 | 0 | 0 | 0 | 0 | 0
IGCC-CCS | 0 | 0 | 0 | 0 | 0 | 0
WT_off | 0 | 0 | 0 | 0 | 0 | 0
PseudoUnit | 0 | 0 | 0 | 0 | 0 | 0
FixedInterchange | 0 | 0 | 0 | 0 | 0 | 0
New Build Capacity by Reporting Type: PJM_E
ReportingType | 2015 | 2020 | 2025 | 2030 | 2035 | 2040
BM | 30 | 0 | 0 | 0 | 0 | 0
CC | 4634.3 | 0 | 0 | 0 | 0 | 2339.69
CSP | 0 | 0 | 0 | 0 | 0 | 0
CT | 26.2 | 0 | 0 | 2434.91 | 4168.42 | 1967.48
Coal | 27 | 0 | 0 | 0 | 0 | 0
Geo | 0 | 0 | 0 | 0 | 0 | 0
H | 0 | 0 | 0 | 0 | 0 | 0
LFG | 9.1 | 132.9 | 0 | 0 | 0 | 0
Nuc | 38 | 0 | 0 | 0 | 0 | 0
PS | 0 | 0 | 0 | 0 | 0 | 0
PV | 25.45 | 0 | 0 | 0 | 0 | 0
PeakG | 0 | 0 | 0 | 0 | 0 | 0
PeakO | 0 | 0 | 0 | 0 | 0 | 0
ST | 0 | 0 | 0 | 0 | 0 | 0
STOG | 0 | 0 | 0 | 0 | 0 | 0
STWD | 0 | 0 | 0 | 0 | 0 | 0
WT | 1150 | 0 | 0 | 0 | 0 | 0
IGCC | 0 | 0 | 0 | 0 | 0 | 0
DemandResponse | 0 | 0 | 0 | 0 | 0 | 0
IGCC-CCS | 0 | 0 | 0 | 0 | 0 | 0
WT_off | 0 | 0 | 1100 | 0 | 0 | 0
PseudoUnit | 0 | 0 | 0 | 0 | 0 | 0
FixedInterchange | 0 | 0 | 0 | 0 | 0 | 0
New Build Capacity by Reporting Type: PJM_ROM
ReportingType | 2015 | 2020 | 2025 | 2030 | 2035 | 2040
BM | 18 | 0 | 0 | 0 | 0 | 0
CC | 1678.5 | 0 | 0 | 0 | 7146.54 | 17413.59
CSP | 0 | 0 | 0 | 0 | 0 | 0
CT | 16 | 0 | 0 | 0 | 0 | 0
Coal | 32.5 | 0 | 0 | 0 | 0 | 0
Geo | 0 | 0 | 0 | 0 | 0 | 0
H | 0 | 0 | 0 | 0 | 0 | 0
LFG | 18.9 | 265.1 | 0 | 0 | 0 | 0
Nuc | 0 | 0 | 0 | 0 | 0 | 0
PS | 0 | 0 | 0 | 0 | 0 | 0
PV | 0 | 1587.78 | 1119.05 | 416.15 | 276.39 | 300.35
PeakG | 0 | 0 | 0 | 0 | 0 | 0
PeakO | 0 | 0 | 0 | 0 | 0 | 0
ST | 0 | 0 | 0 | 0 | 0 | 0
STOG | 0 | 0 | 0 | 0 | 0 | 0
STWD | 0 | 0 | 0 | 0 | 0 | 0
WT | 479.8 | 0 | 750.2 | 5810 | 0 | 0
IGCC | 0 | 0 | 0 | 0 | 0 | 0
DemandResponse | 0 | 0 | 0 | 0 | 0 | 0
IGCC-CCS | 0 | 0 | 0 | 0 | 0 | 0
WT_off | 0 | 0 | 0 | 0 | 0 | 0
PseudoUnit | 0 | 0 | 0 | 0 | 0 | 0
FixedInterchange | 0 | 0 | 0 | 0 | 0 | 0
New Build Capacity by Reporting Type: PJM_ROR
ReportingType | 2015 | 2020 | 2025 | 2030 | 2035 | 2040
BM | 385 | 0 | 0 | 0 | 0 | 0
CC | 3077 | 10044.03 | 9193.03 | 12143 | 14429.23 | 90.99
CSP | 0 | 0 | 0 | 0 | 0 | 0
CT | 29 | 0 | 0 | 1712.09 | 0.02 | 3793.59
Coal | 2164 | 0 | 0 | 0 | 0 | 0
Geo | 0 | 0 | 0 | 0 | 0 | 0
H | 0 | 0 | 0 | 0 | 0 | 0
LFG | 57.4 | 0 | 513.71 | 0 | 0 | 0
Nuc | 38 | 0 | 0 | 0 | 0 | 0
PS | 0 | 0 | 0 | 0 | 0 | 0
PV | 0 | 0 | 0 | 0 | 0 | 0
PeakG | 0 | 0 | 0 | 0 | 0 | 0
PeakO | 0 | 0 | 0 | 0 | 0 | 0
ST | 0 | 0 | 0 | 0 | 0 | 0
STOG | 0 | 0 | 0 | 0 | 0 | 0
STWD | 0 | 0 | 0 | 0 | 0 | 0
WT | 8325.7 | 0 | 191.7 | 1015.94 | 1771.76 | 6065.79
IGCC | 0 | 0 | 0 | 0 | 0 | 0
DemandResponse | 0 | 0 | 0 | 0 | 0 | 0
IGCC-CCS | 0 | 0 | 0 | 0 | 0 | 0
WT_off | 0 | 0 | 0 | 0 | 0 | 0
PseudoUnit | 0 | 0 | 0 | 0 | 0 | 0
FixedInterchange | 0 | 0 | 0 | 0 | 0 | 0
New Build Capacity by Reporting Type: SOCO
ReportingType | 2015 | 2020 | 2025 | 2030 | 2035 | 2040
BM | 55 | 0 | 0 | 0 | 0 | 0
CC | 5026.9 | 4360.82 | 3788.75 | 6630.65 | 7170.54 | 0
CSP | 0 | 0 | 0 | 0 | 0 | 0
CT | 0 | 0 | 0 | 0 | 196.22 | 0
Coal | 0 | 0 | 0 | 0 | 0 | 10707.69
Geo | 0 | 0 | 0 | 0 | 0 | 0
H | 0 | 0 | 0 | 0 | 0 | 0
LFG | 0 | 0 | 5.55 | 101.85 | 0 | 0
Nuc | 70 | 2200 | 0 | 0 | 0 | 0
PS | 0 | 0 | 0 | 0 | 0 | 0
PV | 0 | 0 | 0 | 0 | 0 | 0
PeakG | 0 | 0 | 0 | 0 | 0 | 0
PeakO | 0 | 0 | 0 | 0 | 0 | 0
ST | 0 | 0 | 0 | 0 | 0 | 0
STOG | 0 | 0 | 0 | 0 | 0 | 0
STWD | 0 | 0 | 0 | 0 | 0 | 0
WT | 0 | 0 | 0 | 0 | 0 | 0
IGCC | 0 | 0 | 0 | 0 | 0 | 0
DemandResponse | 0 | 0 | 0 | 0 | 0 | 0
IGCC-CCS | 0 | 0 | 0 | 0 | 0 | 0
WT_off | 0 | 0 | 0 | 0 | 0 | 0
PseudoUnit | 0 | 0 | 0 | 0 | 0 | 0
FixedInterchange | 0 | 0 | 0 | 0 | 0 | 0
New Build Capacity by Reporting Type: SPP_N
ReportingType | 2015 | 2020 | 2025 | 2030 | 2035 | 2040
BM | 0 | 0 | 0 | 0 | 0 | 0
CC | 0 | 2957.14 | 637.37 | 2733.46 | 0 | 0
CSP | 0 | 0 | 0 | 0 | 0 | 0
CT | 0 | 0 | 0 | 951.41 | 4970.63 | 3445.44
Coal | 465.04 | 0 | 0 | 0 | 0 | 2712.18
Geo | 0 | 0 | 0 | 0 | 0 | 0
H | 0 | 0 | 0 | 0 | 0 | 0
LFG | 0 | 0 | 95 | 0 | 0 | 0
Nuc | 0 | 0 | 0 | 0 | 0 | 0
PS | 0 | 0 | 0 | 0 | 0 | 0
PV | 0 | 0 | 0 | 0 | 0 | 0
PeakG | 0 | 0 | 0 | 0 | 0 | 0
PeakO | 0 | 0 | 0 | 0 | 0 | 0
ST | 0 | 0 | 0 | 0 | 0 | 0
STOG | 0 | 0 | 0 | 0 | 0 | 0
STWD | 0 | 0 | 0 | 0 | 0 | 0
WT | 0 | 0 | 0.01 | 0.13 | 0 | 0
IGCC | 0 | 0 | 0 | 0 | 0 | 0
DemandResponse | 0 | 0 | 0 | 0 | 0 | 0
IGCC-CCS | 0 | 0 | 0 | 0 | 0 | 0
WT_off | 0 | 0 | 0 | 0 | 0 | 0
PseudoUnit | 0 | 0 | 0 | 0 | 0 | 0
FixedInterchange | 0 | 0 | 0 | 0 | 0 | 0
New Build Capacity by Reporting Type: SPP_S
ReportingType | 2015 | 2020 | 2025 | 2030 | 2035 | 2040
BM | 0 | 0 | 0 | 0 | 0 | 0
CC | 0 | 2445.97 | 2714.83 | 3113.91 | 0 | 0
CSP | 0 | 0 | 0 | 0 | 0 | 0
CT | 412.99 | 300 | 0 | 0.01 | 0.01 | 418.34
Coal | 988 | 0 | 0 | 0 | 0 | 0
Geo | 0 | 0 | 0 | 0 | 0 | 0
H | 0 | 0 | 0 | 0 | 0 | 0
LFG | 0 | 0 | 95 | 0 | 0 | 0
Nuc | 0 | 0 | 0 | 0 | 0 | 0
PS | 0 | 0 | 0 | 0 | 0 | 0
PV | 0 | 0 | 0 | 0 | 0 | 0
PeakG | 0 | 0 | 0 | 0 | 0 | 0
PeakO | 0 | 0 | 0 | 0 | 0 | 0
ST | 0 | 0 | 0 | 0 | 0 | 0
STOG | 0 | 0 | 0 | 0 | 0 | 0
STWD | 0 | 0 | 0 | 0 | 0 | 0
WT | 430 | 3362.69 | 717.09 | 980.6 | 13219.11 | 11122.17
IGCC | 0 | 0 | 0 | 0 | 0 | 0
DemandResponse | 0 | 0 | 0 | 0 | 0 | 0
IGCC-CCS | 0 | 0 | 0 | 0 | 0 | 0
WT_off | 0 | 0 | 0 | 0 | 0 | 0
PseudoUnit | 0 | 0 | 0 | 0 | 0 | 0
FixedInterchange | 0 | 0 | 0 | 0 | 0 | 0
New Build Capacity by Reporting Type: TVA
ReportingType | 2015 | 2020 | 2025 | 2030 | 2035 | 2040
BM | 0 | 0 | 0 | 0 | 0 | 0
CC | 1418 | 3806.85 | 2636.38 | 1328.1 | 0 | 0
CSP | 0 | 0 | 0 | 0 | 0 | 0
CT | 440.62 | 2802.32 | 0 | 2253 | 1682.07 | 0
Coal | 0 | 0 | 0 | 0 | 4803.03 | 5557.08
Geo | 0 | 0 | 0 | 0 | 0 | 0
H | 0 | 0 | 0 | 0 | 0 | 0
LFG | 0 | 0 | 0 | 107.4 | 0 | 0
Nuc | 1697.89 | 0 | 0 | 0 | 0 | 0
PS | 0 | 0 | 0 | 0 | 0 | 0
PV | 0 | 0 | 0 | 0 | 0 | 0
PeakG | 0 | 0 | 0 | 0 | 0 | 0
PeakO | 0 | 0 | 0 | 0 | 0 | 0
ST | 0 | 0 | 0 | 0 | 0 | 0
STOG | 0 | 0 | 0 | 0 | 0 | 0
STWD | 0 | 0 | 0 | 0 | 0 | 0
WT | 0 | 0 | 0 | 0 | 0 | 0
IGCC | 0 | 0 | 0 | 0 | 0 | 0
DemandResponse | 0 | 0 | 0 | 0 | 0 | 0
IGCC-CCS | 0 | 0 | 0 | 0 | 0 | 0
WT_off | 0 | 0 | 0 | 0 | 0 | 0
PseudoUnit | 0 | 0 | 0 | 0 | 0 | 0
FixedInterchange | 0 | 0 | 0 | 0 | 0 | 0
New Build Capacity by Reporting Type: TVA_Transmission
ReportingType | 2015 | 2020 | 2025 | 2030 | 2035 | 2040
BM | 0 | 0 | 0 | 0 | 0 | 0
CC | 0 | 0 | 0 | 0 | 0 | 0
CSP | 0 | 0 | 0 | 0 | 0 | 0
CT | 0 | 0 | 0 | 0 | 0 | 0
Coal | 0 | 0 | 0 | 0 | 0 | 0
Geo | 0 | 0 | 0 | 0 | 0 | 0
H | 0 | 0 | 0 | 0 | 0 | 0
LFG | 0 | 0 | 0 | 0 | 0 | 0
Nuc | 0 | 0 | 0 | 0 | 0 | 0
PS | 0 | 0 | 0 | 0 | 0 | 0
PV | 0 | 0 | 0 | 0 | 0 | 0
PeakG | 0 | 0 | 0 | 0 | 0 | 0
PeakO | 0 | 0 | 0 | 0 | 0 | 0
ST | 0 | 0 | 0 | 0 | 0 | 0
STOG | 0 | 0 | 0 | 0 | 0 | 0
STWD | 0 | 0 | 0 | 0 | 0 | 0
WT | 0 | 0 | 0 | 0 | 0 | 0
IGCC | 0 | 0 | 0 | 0 | 0 | 0
DemandResponse | 0 | 0 | 0 | 0 | 0 | 0
IGCC-CCS | 0 | 0 | 0 | 0 | 0 | 0
WT_off | 0 | 0 | 0 | 0 | 0 | 0
PseudoUnit | 0 | 0 | 0 | 0 | 0 | 0
FixedInterchange | 0 | 0 | 0 | 0 | 0 | 0
New Build Capacity by Reporting Type: VACAR
ReportingType | 2015 | 2020 | 2025 | 2030 | 2035 | 2040
BM | 0.92 | 534.79 | 875.14 | 296.02 | 300.25 | 374.92
CC | 9435.25 | 2993.8 | 2703.83 | 4257.73 | 9009.78 | 9796.04
CSP | 0 | 0 | 0 | 0 | 0 | 0
CT | 717.2 | 914.45 | 963.3 | 2285.68 | 1477.87 | 0
Coal | 825 | 0 | 0 | 0 | 0 | 0
Geo | 0 | 0 | 0 | 0 | 0 | 0
H | 0 | 0 | 0 | 0 | 0 | 0
LFG | 0.34 | 107.06 | 0 | 0 | 0 | 0
Nuc | 0 | 2330 | 0 | 0 | 0 | 0
PS | 0 | 0 | 0 | 0 | 0 | 0
PV | 0 | 151.22 | 16.48 | 19.62 | 21.42 | 23.62
PeakG | 0 | 0 | 0 | 0 | 0 | 0
PeakO | 0 | 0 | 0 | 0 | 0 | 0
ST | 0 | 0 | 0 | 0 | 0 | 0
STOG | 0 | 0 | 0 | 0 | 0 | 0
STWD | 0 | 0 | 0 | 0 | 0 | 0
WT | 0.9 | 3499.1 | 0 | 0 | 0 | 0
IGCC | 0 | 0 | 0 | 0 | 0 | 0
DemandResponse | 0 | 0 | 0 | 0 | 0 | 0
IGCC-CCS | 0 | 0 | 0 | 0 | 0 | 0
WT_off | 1 | 0 | 0 | 0 | 0 | 0
PseudoUnit | 0 | 0 | 0 | 0 | 0 | 0
FixedInterchange | 0 | 0 | 0 | 0 | 0 | 0
New Build Capacity by Reporting Type: IESO
ReportingType | 2015 | 2020 | 2025 | 2030 | 2035 | 2040
BM | 326.33 | 0 | 0 | 0 | 0 | 0
CC | 1263 | 0 | 0 | 296.62 | 4364.77 | 3858.66
CSP | 0 | 0 | 0 | 0 | 0 | 0
CT | 368 | 0 | 0 | 153.86 | 0 | 707.06
Coal | 0 | 0 | 0 | 0 | 0 | 0
Geo | 0 | 0 | 0 | 0 | 0 | 0
H | 0 | 0 | 0 | 0 | 0 | 0
LFG | 14.5 | 0 | 0 | 0.5 | 0 | 0
Nuc | 0 | 0 | 0 | 0 | 0 | 0
PS | 0 | 0 | 0 | 0 | 0 | 0
PV | 1067.26 | 0 | 0 | 0 | 0 | 0
PeakG | 0 | 0 | 0 | 0 | 0 | 0
PeakO | 0 | 0 | 0 | 0 | 0 | 0
ST | 0 | 0 | 0 | 0 | 0 | 0
STOG | 0 | 0 | 0 | 0 | 0 | 0
STWD | 0 | 0 | 0 | 0 | 0 | 0
WT | 2105.9 | 0 | 0 | 0 | 0 | 0
IGCC | 0 | 0 | 0 | 0 | 0 | 0
DemandResponse | 0 | 0 | 0 | 0 | 0 | 0
IGCC-CCS | 0 | 0 | 0 | 0 | 0 | 0
WT_off | 0 | 0 | 0 | 0 | 0 | 0
PseudoUnit | 0 | 0 | 0 | 0 | 0 | 0
FixedInterchange | 0 | 0 | 0 | 0 | 0 | 0
New Build Capacity by Reporting Type: MAPP_CA
ReportingType | 2015 | 2020 | 2025 | 2030 | 2035 | 2040
BM | 0 | 0 | 0 | 0 | 0 | 0
CC | 1303.22 | 1069.37 | 765.17 | 1096.28 | 1150.97 | 405.23
CSP | 0 | 0 | 0 | 0 | 0 | 0
CT | 0 | 0 | 0 | 0 | 46.87 | 903.58
Coal | 0 | 0 | 0 | 0 | 0 | 0
Geo | 0 | 0 | 0 | 0 | 0 | 0
H | 0 | 0 | 0 | 0 | 0 | 0
LFG | 0 | 0 | 0 | 0 | 0 | 0
Nuc | 0 | 0 | 0 | 0 | 0 | 0
PS | 0 | 0 | 0 | 0 | 0 | 0
PV | 0 | 0 | 0 | 0 | 0 | 0
PeakG | 0 | 0 | 0 | 0 | 0 | 0
PeakO | 0 | 0 | 0 | 0 | 0 | 0
ST | 0 | 0 | 0 | 0 | 0 | 0
STOG | 0 | 0 | 0 | 0 | 0 | 0
STWD | 0 | 0 | 0 | 0 | 0 | 0
WT | 302.4 | 0 | 0 | 0 | 0 | 0
IGCC | 0 | 0 | 0 | 0 | 0 | 0
DemandResponse | 0 | 0 | 0 | 0 | 0 | 0
IGCC-CCS | 0 | 0 | 0 | 0 | 0 | 0
WT_off | 0 | 0 | 0 | 0 | 0 | 0
PseudoUnit | 0 | 0 | 0 | 0 | 0 | 0
FixedInterchange | 0 | 0 | 0 | 0 | 0 | 0
New Build Capacity by Reporting Type: AZ_NM_SNV_Coal
ReportingType | 2015 | 2020 | 2025 | 2030 | 2035 | 2040
BM | 0 | 0 | 0 | 0 | 0 | 0
CC | 0 | 0 | 0 | 0 | 0 | 0
CSP | 0 | 0 | 0 | 0 | 0 | 0
CT | 0 | 0 | 0 | 0 | 0 | 0
Coal | 0 | 0 | 0 | 0 | 0 | 6607.95
Geo | 0 | 0 | 0 | 0 | 0 | 0
H | 0 | 0 | 0 | 0 | 0 | 0
LFG | 0 | 0 | 0 | 0 | 0 | 0
Nuc | 0 | 0 | 0 | 0 | 0 | 0
PS | 0 | 0 | 0 | 0 | 0 | 0
PV | 0 | 0 | 0 | 0 | 0 | 0
PeakG | 0 | 0 | 0 | 0 | 0 | 0
PeakO | 0 | 0 | 0 | 0 | 0 | 0
ST | 0 | 0 | 0 | 0 | 0 | 0
STOG | 0 | 0 | 0 | 0 | 0 | 0
STWD | 0 | 0 | 0 | 0 | 0 | 0
WT | 0 | 0 | 0 | 0 | 0 | 0
IGCC | 0 | 0 | 0 | 0 | 0 | 0
DemandResponse | 0 | 0 | 0 | 0 | 0 | 0
IGCC-CCS | 0 | 0 | 0 | 0 | 0 | 0
WT_off | 0 | 0 | 0 | 0 | 0 | 0
PseudoUnit | 0 | 0 | 0 | 0 | 0 | 0
FixedInterchange | 0 | 0 | 0 | 0 | 0 | 0
New Build Capacity by Reporting Type: AZ_NM_SNV_Gas
ReportingType | 2015 | 2020 | 2025 | 2030 | 2035 | 2040
BM | 0 | 0 | 0 | 0 | 0 | 0
CC | 1082.68 | 1782.21 | 2372.28 | 7763.87 | 7821.56 | 1842.39
CSP | 0 | 0 | 0 | 0 | 0 | 0
CT | 736 | 0 | 0 | 0 | 0 | 0
Coal | 0 | 0 | 0 | 0 | 0 | 0
Geo | 0 | 0 | 0 | 0 | 0 | 0
H | 0 | 0 | 0 | 0 | 0 | 0
LFG | 0 | 0 | 0 | 0 | 0 | 0
Nuc | 0 | 0 | 0 | 0 | 0 | 0
PS | 0 | 0 | 0 | 0 | 0 | 0
PV | 0 | 0 | 0 | 0 | 0 | 0
PeakG | 0 | 0 | 0 | 0 | 0 | 0
PeakO | 0 | 0 | 0 | 0 | 0 | 0
ST | 0 | 0 | 0 | 0 | 0 | 0
STOG | 0 | 0 | 0 | 0 | 0 | 0
STWD | 0 | 0 | 0 | 0 | 0 | 0
WT | 0 | 0 | 0 | 0 | 0 | 0
IGCC | 0 | 0 | 0 | 0 | 0 | 0
DemandResponse | 0 | 0 | 0 | 0 | 0 | 0
IGCC-CCS | 0 | 0 | 0 | 0 | 0 | 0
WT_off | 0 | 0 | 0 | 0 | 0 | 0
PseudoUnit | 0 | 0 | 0 | 0 | 0 | 0
FixedInterchange | 0 | 0 | 0 | 0 | 0 | 0
New Build Capacity by Reporting Type: AZ_NM_SNV_NucRenew
ReportingType | 2015 | 2020 | 2025 | 2030 | 2035 | 2040
BM | 0 | 0 | 0 | 0 | 0 | 0
CC | 0 | 0 | 0 | 0 | 0 | 0
CSP | 0 | 0 | 0 | 0 | 0 | 0
CT | 0 | 0 | 0 | 0 | 0 | 0
Coal | 0 | 0 | 0 | 0 | 0 | 0
Geo | 0 | 0 | 1450 | 0 | 0 | 0
H | 0 | 0 | 0 | 0 | 0 | 0
LFG | 0 | 60.67 | 0 | 0 | 0 | 0
Nuc | 0 | 0 | 0 | 0 | 0 | 0
PS | 0 | 0 | 0 | 0 | 0 | 0
PV | 95.7 | 0 | 0 | 0 | 0 | 0
PeakG | 0 | 0 | 0 | 0 | 0 | 0
PeakO | 0 | 0 | 0 | 0 | 0 | 0
ST | 280 | 543.7 | 367.27 | 156.72 | 0 | 0
STOG | 0 | 0 | 0 | 0 | 0 | 0
STWD | 0 | 0 | 0 | 0 | 0 | 0
WT | 65.1 | 18622.81 | 0 | 736.22 | 0.01 | 8.74
IGCC | 0 | 0 | 0 | 0 | 0 | 0
DemandResponse | 0 | 0 | 0 | 0 | 0 | 0
IGCC-CCS | 0 | 0 | 0 | 0 | 0 | 0
WT_off | 0 | 0 | 0 | 0 | 0 | 0
PseudoUnit | 0 | 0 | 0 | 0 | 0 | 0
FixedInterchange | 0 | 0 | 0 | 0 | 0 | 0
New Build Capacity by Reporting Type: ERCOT
ReportingType | 2015 | 2020 | 2025 | 2030 | 2035 | 2040
BM | 145 | 0 | 0 | 0 | 0 | 0
CC | 5288.03 | 7563.67 | 4400.04 | 7420.2 | 8688.01 | 9408.54
CSP | 0 | 0 | 0 | 0 | 0 | 0
CT | 250 | 0 | 0 | 0 | 0 | 0
Coal | 2020 | 0 | 0 | 0 | 0 | 0
Geo | 0 | 0 | 0 | 0 | 0 | 0
H | 0 | 0 | 0 | 0 | 0 | 0
LFG | 0 | 0 | 0 | 354 | 0 | 0
Nuc | 0 | 0 | 0 | 0 | 0 | 0
PS | 0 | 0 | 0 | 0 | 0 | 0
PV | 14 | 0 | 0 | 0 | 0 | 0
PeakG | 0 | 0 | 0 | 0 | 0 | 0
PeakO | 0 | 0 | 0 | 0 | 0 | 0
ST | 0 | 0 | 0 | 0 | 0 | 0
STOG | 0 | 0 | 0 | 0 | 0 | 0
STWD | 0 | 0 | 0 | 0 | 0 | 0
WT | 350.1 | 0 | 0 | 0 | 0 | 0
IGCC | 0 | 0 | 0 | 0 | 0 | 0
DemandResponse | 0 | 0 | 0 | 0 | 0 | 0
IGCC-CCS | 0 | 0 | 0 | 0 | 0 | 0
WT_off | 0 | 0 | 0 | 0 | 0 | 0
PseudoUnit | 0 | 0 | 0 | 0 | 0 | 0
FixedInterchange | 0 | 0 | 0 | 0 | 0 | 0
New Build Capacity by Reporting Type: NP15
ReportingType | 2015 | 2020 | 2025 | 2030 | 2035 | 2040
BM | 0 | 0 | 0 | 0 | 0 | 0
CC | 940 | 0 | 1796.01 | 650.01 | 220.65 | 3087.18
CSP | 0 | 0 | 0 | 0 | 0 | 0
CT | 3058.83 | 5430.73 | 5260.01 | 8415.71 | 6343.87 | 4353.71
Coal | 0 | 0 | 0 | 0 | 0 | 0
Geo | 0 | 100.52 | 499.48 | 0 | 0 | 0
H | 0 | 0 | 0 | 0 | 0 | 0
LFG | 0 | 565 | 0 | 0 | 0 | 0
Nuc | 0 | 0 | 0 | 0 | 0 | 0
PS | 0 | 0 | 0 | 0 | 0 | 0
PV | 6.5 | 0 | 0 | 0 | 0 | 0
PeakG | 0 | 0 | 0 | 0 | 0 | 0
PeakO | 0 | 0 | 0 | 0 | 0 | 0
ST | 29 | 0 | 0 | 0 | 0 | 0
STOG | 0 | 0 | 0 | 0 | 0 | 0
STWD | 0 | 0 | 0 | 0 | 0 | 0
WT | 101.2 | 1923.14 | 0 | 1375.66 | 0 | 0
IGCC | 0 | 0 | 0 | 0 | 0 | 0
DemandResponse | 0 | 0 | 0 | 0 | 0 | 0
IGCC-CCS | 0 | 0 | 0 | 0 | 0 | 0
WT_off | 0 | 0 | 0 | 0 | 0 | 0
PseudoUnit | 0 | 0 | 0 | 0 | 0 | 0
FixedInterchange | 0 | 0 | 0 | 0 | 0 | 0
New Build Capacity by Reporting Type: NWPP_Coal
ReportingType | 2015 | 2020 | 2025 | 2030 | 2035 | 2040
BM | 0 | 0 | 0 | 0 | 0 | 0
CC | 0 | 0 | 0 | 0 | 0 | 0
CSP | 0 | 0 | 0 | 0 | 0 | 0
CT | 0 | 0 | 0 | 0 | 0 | 0
Coal | 0 | 0 | 0 | 0 | 0 | 0
Geo | 0 | 0 | 0 | 0 | 0 | 0
H | 0 | 0 | 0 | 0 | 0 | 0
LFG | 0 | 0 | 0 | 0 | 0 | 0
Nuc | 0 | 0 | 0 | 0 | 0 | 0
PS | 0 | 0 | 0 | 0 | 0 | 0
PV | 0 | 0 | 0 | 0 | 0 | 0
PeakG | 0 | 0 | 0 | 0 | 0 | 0
PeakO | 0 | 0 | 0 | 0 | 0 | 0
ST | 0 | 0 | 0 | 0 | 0 | 0
STOG | 0 | 0 | 0 | 0 | 0 | 0
STWD | 0 | 0 | 0 | 0 | 0 | 0
WT | 0 | 0 | 0 | 0 | 0 | 0
IGCC | 0 | 0 | 0 | 0 | 0 | 0
DemandResponse | 0 | 0 | 0 | 0 | 0 | 0
IGCC-CCS | 0 | 0 | 0 | 0 | 0 | 0
WT_off | 0 | 0 | 0 | 0 | 0 | 0
PseudoUnit | 0 | 0 | 0 | 0 | 0 | 0
FixedInterchange | 0 | 0 | 0 | 0 | 0 | 0
New Build Capacity by Reporting Type: NWPP_Gas
ReportingType | 2015 | 2020 | 2025 | 2030 | 2035 | 2040
BM | 0 | 0 | 0 | 0 | 0 | 0
CC | 300 | 1572.75 | 3831.75 | 6447.62 | 7071.15 | 6762.43
CSP | 0 | 0 | 0 | 0 | 0 | 0
CT | 150 | 0 | 0 | 0 | 0 | 0
Coal | 0 | 0 | 0 | 0 | 0 | 937.14
Geo | 0 | 0 | 0 | 0 | 0 | 0
H | 0 | 0 | 0 | 0 | 0 | 0
LFG | 0 | 0 | 0 | 0 | 0 | 0
Nuc | 0 | 0 | 0 | 0 | 0 | 0
PS | 0 | 0 | 0 | 0 | 0 | 0
PV | 0 | 0 | 0 | 0 | 0 | 0
PeakG | 0 | 0 | 0 | 0 | 0 | 0
PeakO | 0 | 0 | 0 | 0 | 0 | 0
ST | 0 | 0 | 0 | 0 | 0 | 0
STOG | 0 | 0 | 0 | 0 | 0 | 0
STWD | 0 | 0 | 0 | 0 | 0 | 0
WT | 0 | 0 | 0 | 0 | 0 | 0
IGCC | 0 | 0 | 0 | 0 | 0 | 0
DemandResponse | 0 | 0 | 0 | 0 | 0 | 0
IGCC-CCS | 0 | 0 | 0 | 0 | 0 | 0
WT_off | 0 | 0 | 0 | 0 | 0 | 0
PseudoUnit | 0 | 0 | 0 | 0 | 0 | 0
FixedInterchange | 0 | 0 | 0 | 0 | 0 | 0
New Build Capacity by Reporting Type: NWPP_NucRenew
ReportingType | 2015 | 2020 | 2025 | 2030 | 2035 | 2040
BM | 32.55 | 0 | 0 | 0 | 0 | 0
CC | 0 | 0 | 0 | 0 | 0 | 0
CSP | 0 | 0 | 0 | 0 | 0 | 0
CT | 0 | 0 | 0 | 0 | 0 | 0
Coal | 0 | 0 | 0 | 0 | 0 | 0
Geo | 86 | 0 | 434 | 0 | 0 | 0
H | 0 | 0 | 0 | 0 | 0 | 0
LFG | 25.5 | 77.29 | 167.21 | 0 | 0 | 0
Nuc | 0 | 0 | 0 | 0 | 0 | 0
PS | 0 | 0 | 0 | 0 | 0 | 0
PV | 0 | 0 | 0 | 0 | 0 | 0
PeakG | 0 | 0 | 0 | 0 | 0 | 0
PeakO | 0 | 0 | 0 | 0 | 0 | 0
ST | 0 | 0 | 0 | 0 | 0 | 0
STOG | 0 | 0 | 0 | 0 | 0 | 0
STWD | 0 | 0 | 0 | 0 | 0 | 0
WT | 977.3 | 0 | 0 | 735.69 | 0 | 0
IGCC | 0 | 0 | 0 | 0 | 0 | 0
DemandResponse | 0 | 0 | 0 | 0 | 0 | 0
IGCC-CCS | 0 | 0 | 0 | 0 | 0 | 0
WT_off | 0 | 0 | 0 | 0 | 0 | 0
PseudoUnit | 0 | 0 | 0 | 0 | 0 | 0
FixedInterchange | 0 | 0 | 0 | 0 | 0 | 0
New Build Capacity by Reporting Type: RMPA
ReportingType | 2015 | 2020 | 2025 | 2030 | 2035 | 2040
BM | 0 | 0 | 0 | 0 | 0 | 0
CC | 0 | 0 | 0 | 0 | 0 | 0
CSP | 0 | 0 | 0 | 0 | 0 | 0
CT | 152 | 0 | 0 | 0 | 73.55 | 569.34
Coal | 390 | 962.02 | 151.71 | 2230.49 | 2439.9 | 2244.94
Geo | 0 | 524.48 | 2045.52 | 0 | 0 | 0
H | 0 | 0 | 0 | 0 | 0 | 0
LFG | 1.4 | 28.93 | 0 | 0 | 0 | 0
Nuc | 0 | 0 | 0 | 0 | 0 | 0
PS | 0 | 0 | 0 | 0 | 0 | 0
PV | 1 | 0 | 0 | 0 | 0 | 0
PeakG | 0 | 0 | 0 | 0 | 0 | 0
PeakO | 0 | 0 | 0 | 0 | 0 | 0
ST | 3 | 413.19 | 51.65 | 57.88 | 0 | 0
STOG | 0 | 0 | 0 | 0 | 0 | 0
STWD | 0 | 0 | 0 | 0 | 0 | 0
WT | 765.4 | 0 | 0 | 0 | 0 | 0
IGCC | 0 | 0 | 0 | 0 | 0 | 0
DemandResponse | 0 | 0 | 0 | 0 | 0 | 0
IGCC-CCS | 0 | 0 | 0 | 0 | 0 | 0
WT_off | 0 | 0 | 0 | 0 | 0 | 0
PseudoUnit | 0 | 0 | 0 | 0 | 0 | 0
FixedInterchange | 0 | 0 | 0 | 0 | 0 | 0
New Build Capacity by Reporting Type: SP15
ReportingType | 2015 | 2020 | 2025 | 2030 | 2035 | 2040
BM | 6 | 0 | 0 | 0 | 0 | 0
CC | 409.5 | 0 | 0 | 0 | 0 | 0
CSP | 0 | 0 | 0 | 0 | 0 | 0
CT | 0 | 0 | 0 | 0 | 3702.81 | 3780.52
Coal | 0 | 0 | 0 | 0 | 0 | 0
Geo | 50 | 1450 | 0 | 0 | 0 | 0
H | 0 | 0 | 0 | 0 | 0 | 0
LFG | 9.2 | 555.8 | 0 | 0 | 0 | 0
Nuc | 0 | 0 | 0 | 0 | 0 | 0
PS | 0 | 0 | 0 | 0 | 0 | 0
PV | 3.8 | 0 | 0 | 0 | 0 | 0
PeakG | 0 | 0 | 0 | 0 | 0 | 0
PeakO | 0 | 0 | 0 | 0 | 0 | 0
ST | 448 | 0 | 0 | 0 | 0 | 0
STOG | 0 | 0 | 0 | 0 | 0 | 0
STWD | 0 | 0 | 0 | 0 | 0 | 0
WT | 735 | 0 | 0 | 1323.28 | 0 | 0
IGCC | 0 | 0 | 0 | 0 | 0 | 0
DemandResponse | 0 | 0 | 0 | 0 | 0 | 0
IGCC-CCS | 0 | 0 | 0 | 0 | 0 | 0
WT_off | 0 | 0 | 0 | 0 | 0 | 0
PseudoUnit | 0 | 0 | 0 | 0 | 0 | 0
FixedInterchange | 0 | 0 | 0 | 0 | 0 | 0
New Build Capacity by Reporting Type: ALB
ReportingType | 2015 | 2020 | 2025 | 2030 | 2035 | 2040
BM | 0 | 0 | 0 | 0 | 0 | 0
CC | 597.98 | 1158.38 | 1367.99 | 1864.14 | 2100.97 | 2367.9
CSP | 0 | 0 | 0 | 0 | 0 | 0
CT | 201.5 | 0 | 0 | 0 | 0 | 0
Coal | 495 | 0 | 0 | 0 | 0 | 0
Geo | 0 | 0 | 0 | 0 | 0 | 0
H | 0 | 0 | 0 | 0 | 0 | 0
LFG | 0 | 0 | 0 | 0 | 0 | 0
Nuc | 0 | 0 | 0 | 0 | 0 | 0
PS | 0 | 0 | 0 | 0 | 0 | 0
PV | 0 | 0 | 0 | 0 | 0 | 0
PeakG | 0 | 0 | 0 | 0 | 0 | 0
PeakO | 0 | 0 | 0 | 0 | 0 | 0
ST | 0 | 0 | 0 | 0 | 0 | 0
STOG | 0 | 0 | 0 | 0 | 0 | 0
STWD | 0 | 0 | 0 | 0 | 0 | 0
WT | 9 | 0 | 0 | 0 | 0 | 0
IGCC | 0 | 0 | 0 | 0 | 0 | 0
DemandResponse | 0 | 0 | 0 | 0 | 0 | 0
IGCC-CCS | 0 | 0 | 0 | 0 | 0 | 0
WT_off | 0 | 0 | 0 | 0 | 0 | 0
PseudoUnit | 0 | 0 | 0 | 0 | 0 | 0
FixedInterchange | 0 | 0 | 0 | 0 | 0 | 0
New Build Capacity by Reporting Type: BC
ReportingType | 2015 | 2020 | 2025 | 2030 | 2035 | 2040
BM | 0 | 0 | 0 | 0 | 0 | 0
CC | 1528.04 | 1233.09 | 1329.79 | 1785.25 | 678.75 | 1433.28
CSP | 0 | 0 | 0 | 0 | 0 | 0
CT | 0 | 0 | 0 | 0 | 1289.49 | 736.7
Coal | 0 | 0 | 0 | 0 | 0 | 0
Geo | 0 | 0 | 0 | 0 | 0 | 0
H | 0 | 0 | 0 | 0 | 0 | 0
LFG | 0 | 0 | 0 | 0 | 0 | 0
Nuc | 0 | 0 | 0 | 0 | 0 | 0
PS | 0 | 0 | 0 | 0 | 0 | 0
PV | 0 | 0 | 0 | 0 | 0 | 0
PeakG | 0 | 0 | 0 | 0 | 0 | 0
PeakO | 0 | 0 | 0 | 0 | 0 | 0
ST | 0 | 0 | 0 | 0 | 0 | 0
STOG | 0 | 0 | 0 | 0 | 0 | 0
STWD | 0 | 0 | 0 | 0 | 0 | 0
WT | 144 | 0 | 0 | 0 | 0 | 0
IGCC | 0 | 0 | 0 | 0 | 0 | 0
DemandResponse | 0 | 0 | 0 | 0 | 0 | 0
IGCC-CCS | 0 | 0 | 0 | 0 | 0 | 0
WT_off | 0 | 0 | 0 | 0 | 0 | 0
PseudoUnit | 0 | 0 | 0 | 0 | 0 | 0
FixedInterchange | 0 | 0 | 0 | 0 | 0 | 0
New Build Capacity by Reporting Type: HQ_IESO
ReportingType | 2015 | 2020 | 2025 | 2030 | 2035 | 2040
BM | 0 | 0 | 0 | 0 | 0 | 0
CC | 0 | 0 | 0 | 0 | 0 | 0
CSP | 0 | 0 | 0 | 0 | 0 | 0
CT | 0 | 0 | 0 | 0 | 0 | 0
Coal | 0 | 0 | 0 | 0 | 0 | 0
Geo | 0 | 0 | 0 | 0 | 0 | 0
H | 0 | 0 | 0 | 0 | 0 | 0
LFG | 0 | 0 | 0 | 0 | 0 | 0
Nuc | 0 | 0 | 0 | 0 | 0 | 0
PS | 0 | 0 | 0 | 0 | 0 | 0
PV | 0 | 0 | 0 | 0 | 0 | 0
PeakG | 0 | 0 | 0 | 0 | 0 | 0
PeakO | 0 | 0 | 0 | 0 | 0 | 0
ST | 0 | 0 | 0 | 0 | 0 | 0
STOG | 0 | 0 | 0 | 0 | 0 | 0
STWD | 0 | 0 | 0 | 0 | 0 | 0
WT | 0 | 0 | 0 | 0 | 0 | 0
IGCC | 0 | 0 | 0 | 0 | 0 | 0
DemandResponse | 0 | 0 | 0 | 0 | 0 | 0
IGCC-CCS | 0 | 0 | 0 | 0 | 0 | 0
WT_off | 0 | 0 | 0 | 0 | 0 | 0
PseudoUnit | 0 | 0 | 0 | 0 | 0 | 0
FixedInterchange | 0 | 0 | 0 | 0 | 0 | 0
New Build Capacity by Reporting Type: HQ_NEISO
ReportingType | 2015 | 2020 | 2025 | 2030 | 2035 | 2040
BM | 0 | 0 | 0 | 0 | 0 | 0
CC | 0 | 0 | 0 | 0 | 0 | 0
CSP | 0 | 0 | 0 | 0 | 0 | 0
CT | 0 | 0 | 0 | 0 | 0 | 0
Coal | 0 | 0 | 0 | 0 | 0 | 0
Geo | 0 | 0 | 0 | 0 | 0 | 0
H | 0 | 0 | 0 | 0 | 0 | 0
LFG | 0 | 0 | 0 | 0 | 0 | 0
Nuc | 0 | 0 | 0 | 0 | 0 | 0
PS | 0 | 0 | 0 | 0 | 0 | 0
PV | 0 | 0 | 0 | 0 | 0 | 0
PeakG | 0 | 0 | 0 | 0 | 0 | 0
PeakO | 0 | 0 | 0 | 0 | 0 | 0
ST | 0 | 0 | 0 | 0 | 0 | 0
STOG | 0 | 0 | 0 | 0 | 0 | 0
STWD | 0 | 0 | 0 | 0 | 0 | 0
WT | 0 | 0 | 0 | 0 | 0 | 0
IGCC | 0 | 0 | 0 | 0 | 0 | 0
DemandResponse | 0 | 0 | 0 | 0 | 0 | 0
IGCC-CCS | 0 | 0 | 0 | 0 | 0 | 0
WT_off | 0 | 0 | 0 | 0 | 0 | 0
PseudoUnit | 0 | 0 | 0 | 0 | 0 | 0
FixedInterchange | 0 | 0 | 0 | 0 | 0 | 0
New Build Capacity by Reporting Type: HQ_NY
ReportingType | 2015 | 2020 | 2025 | 2030 | 2035 | 2040
BM | 0 | 0 | 0 | 0 | 0 | 0
CC | 0 | 0 | 0 | 0 | 0 | 0
CSP | 0 | 0 | 0 | 0 | 0 | 0
CT | 0 | 0 | 0 | 0 | 0 | 0
Coal | 0 | 0 | 0 | 0 | 0 | 0
Geo | 0 | 0 | 0 | 0 | 0 | 0
H | 0 | 0 | 0 | 0 | 0 | 0
LFG | 0 | 0 | 0 | 0 | 0 | 0
Nuc | 0 | 0 | 0 | 0 | 0 | 0
PS | 0 | 0 | 0 | 0 | 0 | 0
PV | 0 | 0 | 0 | 0 | 0 | 0
PeakG | 0 | 0 | 0 | 0 | 0 | 0
PeakO | 0 | 0 | 0 | 0 | 0 | 0
ST | 0 | 0 | 0 | 0 | 0 | 0
STOG | 0 | 0 | 0 | 0 | 0 | 0
STWD | 0 | 0 | 0 | 0 | 0 | 0
WT | 0 | 0 | 0 | 0 | 0 | 0
IGCC | 0 | 0 | 0 | 0 | 0 | 0
DemandResponse | 0 | 0 | 0 | 0 | 0 | 0
IGCC-CCS | 0 | 0 | 0 | 0 | 0 | 0
WT_off | 0 | 0 | 0 | 0 | 0 | 0
PseudoUnit | 0 | 0 | 0 | 0 | 0 | 0
FixedInterchange | 0 | 0 | 0 | 0 | 0 | 0
New Build Capacity by Reporting Type: MARITIMES
ReportingType | 2015 | 2020 | 2025 | 2030 | 2035 | 2040
BM | 0 | 0 | 0 | 0 | 0 | 0
CC | 0 | 0 | 0 | 0 | 0 | 0
CSP | 0 | 0 | 0 | 0 | 0 | 0
CT | 0 | 0 | 0 | 0 | 0 | 0
Coal | 0 | 0 | 0 | 0 | 0 | 0
Geo | 0 | 0 | 0 | 0 | 0 | 0
H | 0 | 0 | 0 | 0 | 0 | 0
LFG | 0 | 0 | 0 | 0 | 0 | 0
Nuc | 0 | 0 | 0 | 0 | 0 | 0
PS | 0 | 0 | 0 | 0 | 0 | 0
PV | 0 | 0 | 0 | 0 | 0 | 0
PeakG | 0 | 0 | 0 | 0 | 0 | 0
PeakO | 0 | 0 | 0 | 0 | 0 | 0
ST | 0 | 0 | 0 | 0 | 0 | 0
STOG | 0 | 0 | 0 | 0 | 0 | 0
STWD | 0 | 0 | 0 | 0 | 0 | 0
WT | 0 | 0 | 0 | 0 | 0 | 0
IGCC | 0 | 0 | 0 | 0 | 0 | 0
DemandResponse | 0 | 0 | 0 | 0 | 0 | 0
IGCC-CCS | 0 | 0 | 0 | 0 | 0 | 0
WT_off | 0 | 0 | 0 | 0 | 0 | 0
PseudoUnit | 0 | 0 | 0 | 0 | 0 | 0
FixedInterchange | 0 | 0 | 0 | 0 | 0 | 0
New Build Capacity by Reporting Type: All
ReportingType | 2015 | 2020 | 2025 | 2030 | 2035 | 2040
BM | 1251 | 534.79 | 875.14 | 296.02 | 300.25 | 374.92
CC | 44051.29 | 64755.96 | 51703.14 | 76962.9 | 99601.59 | 88909.72
CSP | 0 | 0 | 0 | 0 | 0 | 0
CT | 9680.75 | 17983.38 | 11414.53 | 29639.53 | 34132.36 | 25002.82
Coal | 10763.64 | 962.02 | 151.71 | 2230.49 | 14205.75 | 37429.73
Geo | 136 | 2075 | 4429 | 0 | 0 | 0
H | 0 | 0 | 0 | 0 | 0 | 0
LFG | 192 | 1953 | 2210 | 724 | 0 | 0
Nuc | 2740.56 | 4530 | 0 | 0 | 0 | 0
PS | 0 | 0 | 0 | 0 | 0 | 0
PV | 1246 | 2420.35 | 1385.66 | 504.84 | 371.48 | 403.2
PeakG | 0 | 0 | 0 | 0 | 0 | 0
PeakO | 0 | 0 | 0 | 0 | 0 | 0
ST | 760 | 956.88 | 418.92 | 214.61 | 0 | 0
STOG | 0 | 0 | 0 | 0 | 0 | 0
STWD | 0 | 0 | 0 | 0 | 0 | 0
WT | 25342 | 35691.11 | 9810.48 | 16981.68 | 18991.49 | 20834.06
IGCC | 618 | 0 | 0 | 0 | 0 | 0
DemandResponse | 0 | 0 | 0 | 0 | 0 | 0
IGCC-CCS | 0 | 0 | 0 | 0 | 0 | 0
WT_off | 469 | 0 | 1100 | 0 | 0 | 0
PseudoUnit | 0 | 0 | 0 | 0 | 0 | 0
FixedInterchange | 0 | 0 | 0 | 0 | 0 | 0
New Build Capacity by Reporting Type: EI_US
ReportingType | 2015 | 2020 | 2025 | 2030 | 2035 | 2040
BM | 741.12 | 534.79 | 875.14 | 296.02 | 300.25 | 374.92
CC | 31338.83 | 50376.49 | 35840.12 | 49638.91 | 67504.77 | 59744.11
CSP | 0 | 0 | 0 | 0 | 0 | 0
CT | 4764.41 | 12552.64 | 6154.51 | 21069.96 | 22675.76 | 13951.92
Coal | 7858.64 | 0 | 0 | 0 | 11765.85 | 27639.7
Geo | 0 | 0 | 0 | 0 | 0 | 0
H | 0 | 0 | 0 | 0 | 0 | 0
LFG | 141.4 | 665.31 | 2042.79 | 369.5 | 0 | 0
Nuc | 2740.56 | 4530 | 0 | 0 | 0 | 0
PS | 0 | 0 | 0 | 0 | 0 | 0
PV | 57.74 | 2420.35 | 1385.66 | 504.84 | 371.48 | 403.2
PeakG | 0 | 0 | 0 | 0 | 0 | 0
PeakO | 0 | 0 | 0 | 0 | 0 | 0
ST | 0 | 0 | 0 | 0 | 0 | 0
STOG | 0 | 0 | 0 | 0 | 0 | 0
STWD | 0 | 0 | 0 | 0 | 0 | 0
WT | 19786.6 | 15145.16 | 9810.48 | 12810.83 | 18991.48 | 20825.32
IGCC | 618 | 0 | 0 | 0 | 0 | 0
DemandResponse | 0 | 0 | 0 | 0 | 0 | 0
IGCC-CCS | 0 | 0 | 0 | 0 | 0 | 0
WT_off | 469 | 0 | 1100 | 0 | 0 | 0
PseudoUnit | 0 | 0 | 0 | 0 | 0 | 0
FixedInterchange | 0 | 0 | 0 | 0 | 0 | 0
New Build Capacity by Reporting Type: EI_Canada
ReportingType | 2015 | 2020 | 2025 | 2030 | 2035 | 2040
BM | 326.33 | 0 | 0 | 0 | 0 | 0
CC | 2566.22 | 1069.37 | 765.17 | 1392.9 | 5515.74 | 4263.89
CSP | 0 | 0 | 0 | 0 | 0 | 0
CT | 368 | 0 | 0 | 153.86 | 46.87 | 1610.64
Coal | 0 | 0 | 0 | 0 | 0 | 0
Geo | 0 | 0 | 0 | 0 | 0 | 0
H | 0 | 0 | 0 | 0 | 0 | 0
LFG | 14.5 | 0 | 0 | 0.5 | 0 | 0
Nuc | 0 | 0 | 0 | 0 | 0 | 0
PS | 0 | 0 | 0 | 0 | 0 | 0
PV | 1067.26 | 0 | 0 | 0 | 0 | 0
PeakG | 0 | 0 | 0 | 0 | 0 | 0
PeakO | 0 | 0 | 0 | 0 | 0 | 0
ST | 0 | 0 | 0 | 0 | 0 | 0
STOG | 0 | 0 | 0 | 0 | 0 | 0
STWD | 0 | 0 | 0 | 0 | 0 | 0
WT | 2408.3 | 0 | 0 | 0 | 0 | 0
IGCC | 0 | 0 | 0 | 0 | 0 | 0
DemandResponse | 0 | 0 | 0 | 0 | 0 | 0
IGCC-CCS | 0 | 0 | 0 | 0 | 0 | 0
WT_off | 0 | 0 | 0 | 0 | 0 | 0
PseudoUnit | 0 | 0 | 0 | 0 | 0 | 0
FixedInterchange | 0 | 0 | 0 | 0 | 0 | 0
New Build Capacity by Reporting Type: EI
ReportingType | 2015 | 2020 | 2025 | 2030 | 2035 | 2040
BM | 1067.45 | 534.79 | 875.14 | 296.02 | 300.25 | 374.92
CC | 33905.05 | 51445.85 | 36605.29 | 51031.81 | 73020.51 | 64007.99
CSP | 0 | 0 | 0 | 0 | 0 | 0
CT | 5132.41 | 12552.64 | 6154.51 | 21223.82 | 22722.64 | 15562.56
Coal | 7858.64 | 0 | 0 | 0 | 11765.85 | 27639.7
Geo | 0 | 0 | 0 | 0 | 0 | 0
H | 0 | 0 | 0 | 0 | 0 | 0
LFG | 155.9 | 665.31 | 2042.79 | 370 | 0 | 0
Nuc | 2740.56 | 4530 | 0 | 0 | 0 | 0
PS | 0 | 0 | 0 | 0 | 0 | 0
PV | 1125 | 2420.35 | 1385.66 | 504.84 | 371.48 | 403.2
PeakG | 0 | 0 | 0 | 0 | 0 | 0
PeakO | 0 | 0 | 0 | 0 | 0 | 0
ST | 0 | 0 | 0 | 0 | 0 | 0
STOG | 0 | 0 | 0 | 0 | 0 | 0
STWD | 0 | 0 | 0 | 0 | 0 | 0
WT | 22194.9 | 15145.16 | 9810.48 | 12810.83 | 18991.48 | 20825.32
IGCC | 618 | 0 | 0 | 0 | 0 | 0
DemandResponse | 0 | 0 | 0 | 0 | 0 | 0
IGCC-CCS | 0 | 0 | 0 | 0 | 0 | 0
WT_off | 469 | 0 | 1100 | 0 | 0 | 0
PseudoUnit | 0 | 0 | 0 | 0 | 0 | 0
FixedInterchange | 0 | 0 | 0 | 0 | 0 | 0
New Build Capacity by Reporting Type: Outside_EI
ReportingType | 2015 | 2020 | 2025 | 2030 | 2035 | 2040
BM | 183.55 | 0 | 0 | 0 | 0 | 0
CC | 10146.24 | 13310.11 | 15097.85 | 25931.09 | 26581.09 | 24901.72
CSP | 0 | 0 | 0 | 0 | 0 | 0
CT | 4548.33 | 5430.74 | 5260.02 | 8415.71 | 11409.72 | 9440.26
Coal | 2905 | 962.02 | 151.71 | 2230.49 | 2439.9 | 9790.03
Geo | 136 | 2075 | 4429 | 0 | 0 | 0
H | 0 | 0 | 0 | 0 | 0 | 0
LFG | 36.1 | 1287.69 | 167.21 | 354 | 0 | 0
Nuc | 0 | 0 | 0 | 0 | 0 | 0
PS | 0 | 0 | 0 | 0 | 0 | 0
PV | 121 | 0 | 0 | 0 | 0 | 0
PeakG | 0 | 0 | 0 | 0 | 0 | 0
PeakO | 0 | 0 | 0 | 0 | 0 | 0
ST | 760 | 956.88 | 418.92 | 214.61 | 0 | 0
STOG | 0 | 0 | 0 | 0 | 0 | 0
STWD | 0 | 0 | 0 | 0 | 0 | 0
WT | 3147.1 | 20545.95 | 0 | 4170.85 | 0.01 | 8.74
IGCC | 0 | 0 | 0 | 0 | 0 | 0
DemandResponse | 0 | 0 | 0 | 0 | 0 | 0
IGCC-CCS | 0 | 0 | 0 | 0 | 0 | 0
WT_off | 0 | 0 | 0 | 0 | 0 | 0
PseudoUnit | 0 | 0 | 0 | 0 | 0 | 0
FixedInterchange | 0 | 0 | 0 | 0 | 0 | 0
#2 | Cumulative New Build Capacity (MW)
Cumulative New Build Capacity by Reporting Type: Entergy
ReportingType | 2015 | 2020 | 2025 | 2030 | 2035 | 2040
BM | 0 | 0 | 0 | 0 | 0 | 0
CC | 688.06 | 3598.43 | 5158.35 | 8433.55 | 12809.87 | 17620.98
CSP | 0 | 0 | 0 | 0 | 0 | 0
CT | 0 | 0 | 0 | 0 | 0 | 0
Coal | 720 | 720 | 720 | 720 | 720 | 720
Geo | 0 | 0 | 0 | 0 | 0 | 0
H | 0 | 0 | 0 | 0 | 0 | 0
LFG | 0 | 0 | 107.4 | 107.4 | 107.4 | 107.4
Nuc | 170 | 170 | 170 | 170 | 170 | 170
PS | 0 | 0 | 0 | 0 | 0 | 0
PV | 0.29 | 70.91 | 114.78 | 124.47 | 135.37 | 147.25
PeakG | 0 | 0 | 0 | 0 | 0 | 0
PeakO | 0 | 0 | 0 | 0 | 0 | 0
ST | 0 | 0 | 0 | 0 | 0 | 0
STOG | 0 | 0 | 0 | 0 | 0 | 0
STWD | 0 | 0 | 0 | 0 | 0 | 0
WT | 0 | 0 | 0 | 0 | 0 | 0
IGCC | 0 | 0 | 0 | 0 | 0 | 0
DemandResponse | 0 | 0 | 0 | 0 | 0 | 0
IGCC-CCS | 0 | 0 | 0 | 0 | 0 | 0
WT_off | 0 | 0 | 0 | 0 | 0 | 0
PseudoUnit | 0 | 0 | 0 | 0 | 0 | 0
FixedInterchange | 0 | 0 | 0 | 0 | 0 | 0
Cumulative New Build Capacity by Reporting Type: FRCC
ReportingType | 2015 | 2020 | 2025 | 2030 | 2035 | 2040
BM | 0 | 0 | 0 | 0 | 0 | 0
CC | 1516.9 | 9548.85 | 15394.56 | 23659.43 | 34513.32 | 46517.32
CSP | 0 | 0 | 0 | 0 | 0 | 0
CT | 2480 | 2480 | 2480 | 2480 | 2480 | 2480
Coal | 0 | 0 | 0 | 0 | 0 | 0
Geo | 0 | 0 | 0 | 0 | 0 | 0
H | 0 | 0 | 0 | 0 | 0 | 0
LFG | 0 | 0 | 198 | 198 | 198 | 198
Nuc | 229.33 | 229.33 | 229.33 | 229.33 | 229.33 | 229.33
PS | 0 | 0 | 0 | 0 | 0 | 0
PV | 0 | 0 | 0 | 0 | 0 | 0
PeakG | 0 | 0 | 0 | 0 | 0 | 0
PeakO | 0 | 0 | 0 | 0 | 0 | 0
ST | 0 | 0 | 0 | 0 | 0 | 0
STOG | 0 | 0 | 0 | 0 | 0 | 0
STWD | 0 | 0 | 0 | 0 | 0 | 0
WT | 0 | 0 | 0 | 0 | 0 | 0
IGCC | 0 | 0 | 0 | 0 | 0 | 0
DemandResponse | 0 | 0 | 0 | 0 | 0 | 0
IGCC-CCS | 0 | 0 | 0 | 0 | 0 | 0
WT_off | 0 | 0 | 0 | 0 | 0 | 0
PseudoUnit | 0 | 0 | 0 | 0 | 0 | 0
FixedInterchange | 0 | 0 | 0 | 0 | 0 | 0
Cumulative New Build Capacity by Reporting Type: MAPP_US
ReportingType | 2015 | 2020 | 2025 | 2030 | 2035 | 2040
BM | 0 | 0 | 0 | 0 | 0 | 0
CC | 0 | 0 | 0.01 | 0.01 | 0.01 | 0.01
CSP | 0 | 0 | 0 | 0 | 0 | 0
CT | 308.3 | 308.3 | 627.91 | 1305.27 | 1505.52 | 1849.23
Coal | 0 | 0 | 0 | 0 | 539.87 | 1004.88
Geo | 0 | 0 | 0 | 0 | 0 | 0
H | 0 | 0 | 0 | 0 | 0 | 0
LFG | 0 | 0 | 71.67 | 71.67 | 71.67 | 71.67
Nuc | 0 | 0 | 0 | 0 | 0 | 0
PS | 0 | 0 | 0 | 0 | 0 | 0
PV | 0 | 0 | 0 | 0 | 0 | 0
PeakG | 0 | 0 | 0 | 0 | 0 | 0
PeakO | 0 | 0 | 0 | 0 | 0 | 0
ST | 0 | 0 | 0 | 0 | 0 | 0
STOG | 0 | 0 | 0 | 0 | 0 | 0
STWD | 0 | 0 | 0 | 0 | 0 | 0
WT | 421.3 | 1253.47 | 1487.07 | 1742.31 | 2021.2 | 2325.93
IGCC | 0 | 0 | 0 | 0 | 0 | 0
DemandResponse | 0 | 0 | 0 | 0 | 0 | 0
IGCC-CCS | 0 | 0 | 0 | 0 | 0 | 0
WT_off | 0 | 0 | 0 | 0 | 0 | 0
PseudoUnit | 0 | 0 | 0 | 0 | 0 | 0
FixedInterchange | 0 | 0 | 0 | 0 | 0 | 0
Cumulative New Build Capacity by Reporting Type: MISO_IN
ReportingType | 2015 | 2020 | 2025 | 2030 | 2035 | 2040
BM | 0 | 0 | 0 | 0 | 0 | 0
CC | 0 | 7074.03 | 9909.77 | 13265.84 | 16297.28 | 18969.95
CSP | 0 | 0 | 0 | 0 | 0 | 0
CT | 0 | 0 | 0 | 0 | 0 | 0
Coal | 0 | 0 | 0 | 0 | 0 | 0
Geo | 0 | 0 | 0 | 0 | 0 | 0
H | 0 | 0 | 0 | 0 | 0 | 0
LFG | 0 | 0 | 80.13 | 80.13 | 80.13 | 80.13
Nuc | 0 | 0 | 0 | 0 | 0 | 0
PS | 0 | 0 | 0 | 0 | 0 | 0
PV | 0 | 266.19 | 455.57 | 495.37 | 538.48 | 585.18
PeakG | 0 | 0 | 0 | 0 | 0 | 0
PeakO | 0 | 0 | 0 | 0 | 0 | 0
ST | 0 | 0 | 0 | 0 | 0 | 0
STOG | 0 | 0 | 0 | 0 | 0 | 0
STWD | 0 | 0 | 0 | 0 | 0 | 0
WT | 0 | 0 | 0 | 0 | 0 | 0
IGCC | 618 | 618 | 618 | 618 | 618 | 618
DemandResponse | 0 | 0 | 0 | 0 | 0 | 0
IGCC-CCS | 0 | 0 | 0 | 0 | 0 | 0
WT_off | 0 | 0 | 0 | 0 | 0 | 0
PseudoUnit | 0 | 0 | 0 | 0 | 0 | 0
FixedInterchange | 0 | 0 | 0 | 0 | 0 | 0
Cumulative New Build Capacity by Reporting Type: MISO_MI
ReportingType | 2015 | 2020 | 2025 | 2030 | 2035 | 2040
BM | 0 | 0 | 0 | 0 | 0 | 0
CC | 0 | 0.01 | 763.81 | 763.89 | 3166.76 | 5178.25
CSP | 0 | 0 | 0 | 0 | 0 | 0
CT | 0 | 0 | 0.01 | 0.01 | 0.02 | 0.02
Coal | 0 | 0 | 0 | 0 | 0 | 0
Geo | 0 | 0 | 0 | 0 | 0 | 0
H | 0 | 0 | 0 | 0 | 0 | 0
LFG | 0 | 160.25 | 160.25 | 160.25 | 160.25 | 160.25
Nuc | 0 | 0 | 0 | 0 | 0 | 0
PS | 0 | 0 | 0 | 0 | 0 | 0
PV | 0 | 0 | 0 | 0 | 0 | 0
PeakG | 0 | 0 | 0 | 0 | 0 | 0
PeakO | 0 | 0 | 0 | 0 | 0 | 0
ST | 0 | 0 | 0 | 0 | 0 | 0
STOG | 0 | 0 | 0 | 0 | 0 | 0
STWD | 0 | 0 | 0 | 0 | 0 | 0
WT | 2000 | 2000 | 3001.45 | 3580.26 | 4104.25 | 4677.1
IGCC | 0 | 0 | 0 | 0 | 0 | 0
DemandResponse | 0 | 0 | 0 | 0 | 0 | 0
IGCC-CCS | 0 | 0 | 0 | 0 | 0 | 0
WT_off | 0 | 0 | 0 | 0 | 0 | 0
PseudoUnit | 0 | 0 | 0 | 0 | 0 | 0
FixedInterchange | 0 | 0 | 0 | 0 | 0 | 0
Cumulative New Build Capacity by Reporting Type: MISO_MO-IL
ReportingType | 2015 | 2020 | 2025 | 2030 | 2035 | 2040
BM | 0 | 0 | 0 | 0 | 0 | 0
CC | 0 | 0 | 0 | 0 | 0.01 | 0.01
CSP | 0 | 0 | 0 | 0 | 0 | 0
CT | 0 | 0 | 0 | 0 | 0 | 0.01
Coal | 1790 | 1790 | 1790 | 1790 | 1790 | 1790
Geo | 0 | 0 | 0 | 0 | 0 | 0
H | 0 | 0 | 0 | 0 | 0 | 0
LFG | 0 | 0 | 223.33 | 223.33 | 223.33 | 223.33
Nuc | 0 | 0 | 0 | 0 | 0 | 0
PS | 0 | 0 | 0 | 0 | 0 | 0
PV | 0 | 0 | 0 | 0 | 0 | 0
PeakG | 0 | 0 | 0 | 0 | 0 | 0
PeakO | 0 | 0 | 0 | 0 | 0 | 0
ST | 0 | 0 | 0 | 0 | 0 | 0
STOG | 0 | 0 | 0 | 0 | 0 | 0
STWD | 0 | 0 | 0 | 0 | 0 | 0
WT | 300 | 300 | 300 | 300 | 300 | 300
IGCC | 0 | 0 | 0 | 0 | 0 | 0
DemandResponse | 0 | 0 | 0 | 0 | 0 | 0
IGCC-CCS | 0 | 0 | 0 | 0 | 0 | 0
WT_off | 0 | 0 | 0 | 0 | 0 | 0
PseudoUnit | 0 | 0 | 0 | 0 | 0 | 0
FixedInterchange | 0 | 0 | 0 | 0 | 0 | 0
Cumulative New Build Capacity by Reporting Type: MISO_W
ReportingType | 2015 | 2020 | 2025 | 2030 | 2035 | 2040
BM | 0 | 0 | 0 | 0 | 0 | 0
CC | 0 | 0.01 | 0.01 | 0.02 | 0.02 | 0.02
CSP | 0 | 0 | 0 | 0 | 0 | 0
CT | 0 | 0.01 | 0.01 | 0.02 | 0.02 | 0.02
Coal | 0 | 0 | 0 | 0 | 3453.89 | 10733.31
Geo | 0 | 0 | 0 | 0 | 0 | 0
H | 0 | 0 | 0 | 0 | 0 | 0
LFG | 0 | 0 | 71.67 | 71.67 | 71.67 | 71.67
Nuc | 94.33 | 94.33 | 94.33 | 94.33 | 94.33 | 94.33
PS | 0 | 0 | 0 | 0 | 0 | 0
PV | 0 | 0 | 0 | 0 | 0 | 0
PeakG | 0 | 0 | 0 | 0 | 0 | 0
PeakO | 0 | 0 | 0 | 0 | 0 | 0
ST | 0 | 0 | 0 | 0 | 0 | 0
STOG | 0 | 0 | 0 | 0 | 0 | 0
STWD | 0 | 0 | 0 | 0 | 0 | 0
WT | 2800.5 | 5741.23 | 10141.54 | 12178.99 | 13893.07 | 15754.89
IGCC | 0 | 0 | 0 | 0 | 0 | 0
DemandResponse | 0 | 0 | 0 | 0 | 0 | 0
IGCC-CCS | 0 | 0 | 0 | 0 | 0 | 0
WT_off | 0 | 0 | 0 | 0 | 0 | 0
PseudoUnit | 0 | 0 | 0 | 0 | 0 | 0
FixedInterchange | 0 | 0 | 0 | 0 | 0 | 0
Cumulative New Build Capacity by Reporting Type: MISO_WUMS
ReportingType | 2015 | 2020 | 2025 | 2030 | 2035 | 2040
BM | 0 | 0 | 0 | 0 | 0 | 0
CC | 0.01 | 4033.19 | 4462.6 | 5549.53 | 8825.21 | 9396.25
CSP | 0 | 0 | 0 | 0 | 0 | 0
CT | 0.09 | 7384.01 | 10555.99 | 17733.11 | 23291.92 | 24683.52
Coal | 615 | 615 | 615 | 615 | 615 | 615
Geo | 0 | 0 | 0 | 0 | 0 | 0
H | 0 | 0 | 0 | 0 | 0 | 0
LFG | 0 | 0 | 223.33 | 223.33 | 223.33 | 223.33
Nuc | 235 | 235 | 235 | 235 | 235 | 235
PS | 0 | 0 | 0 | 0 | 0 | 0
PV | 0 | 0 | 0 | 0 | 0 | 0
PeakG | 0 | 0 | 0 | 0 | 0 | 0
PeakO | 0 | 0 | 0 | 0 | 0 | 0
ST | 0 | 0 | 0 | 0 | 0 | 0
STOG | 0 | 0 | 0 | 0 | 0 | 0
STWD | 0 | 0 | 0 | 0 | 0 | 0
WT | 968.9 | 968.9 | 968.9 | 968.9 | 968.9 | 968.9
IGCC | 0 | 0 | 0 | 0 | 0 | 0
DemandResponse | 0 | 0 | 0 | 0 | 0 | 0
IGCC-CCS | 0 | 0 | 0 | 0 | 0 | 0
WT_off | 0 | 0 | 0 | 0 | 0 | 0
PseudoUnit | 0 | 0 | 0 | 0 | 0 | 0
FixedInterchange | 0 | 0 | 0 | 0 | 0 | 0
Cumulative New Build Capacity by Reporting Type: Nebraska
ReportingType | 2015 | 2020 | 2025 | 2030 | 2035 | 2040
BM | 0 | 0 | 0 | 0 | 0 | 0
CC | 0 | 441.28 | 587.95 | 587.96 | 587.96 | 587.96
CSP | 0 | 0 | 0 | 0 | 0 | 0
CT | 0 | 0 | 0 | 0 | 0 | 0
Coal | 232.1 | 232.1 | 232.1 | 232.1 | 3201.16 | 4119.48
Geo | 0 | 0 | 0 | 0 | 0 | 0
H | 0 | 0 | 0 | 0 | 0 | 0
LFG | 0 | 0 | 71.67 | 71.67 | 71.67 | 71.67
Nuc | 0 | 0 | 0 | 0 | 0 | 0
PS | 0 | 0 | 0 | 0 | 0 | 0
PV | 0 | 0 | 0 | 0 | 0 | 0
PeakG | 0 | 0 | 0 | 0 | 0 | 0
PeakO | 0 | 0 | 0 | 0 | 0 | 0
ST | 0 | 0 | 0 | 0 | 0 | 0
STOG | 0 | 0 | 0 | 0 | 0 | 0
STWD | 0 | 0 | 0 | 0 | 0 | 0
WT | 202 | 202 | 202 | 202 | 202 | 202
IGCC | 0 | 0 | 0 | 0 | 0 | 0
DemandResponse | 0 | 0 | 0 | 0 | 0 | 0
IGCC-CCS | 0 | 0 | 0 | 0 | 0 | 0
WT_off | 0 | 0 | 0 | 0 | 0 | 0
PseudoUnit | 0 | 0 | 0 | 0 | 0 | 0
FixedInterchange | 0 | 0 | 0 | 0 | 0 | 0
Cumulative New Build Capacity by Reporting Type: NEISO
ReportingType | 2015 | 2020 | 2025 | 2030 | 2035 | 2040
BM | 252.2 | 252.2 | 252.2 | 252.2 | 252.2 | 252.2
CC | 2049.5 | 2049.5 | 2049.5 | 2049.51 | 2355.36 | 5345.85
CSP | 0 | 0 | 0 | 0 | 0 | 0
CT | 334 | 334 | 1025.43 | 2936.56 | 6059.47 | 6059.47
Coal | 0 | 0 | 0 | 0 | 0 | 0
Geo | 0 | 0 | 0 | 0 | 0 | 0
H | 0 | 0 | 0 | 0 | 0 | 0
LFG | 49.26 | 49.26 | 119 | 119 | 119 | 119
Nuc | 0 | 0 | 0 | 0 | 0 | 0
PS | 0 | 0 | 0 | 0 | 0 | 0
PV | 0 | 344.55 | 361.43 | 381.01 | 400.66 | 421.32
PeakG | 0 | 0 | 0 | 0 | 0 | 0
PeakO | 0 | 0 | 0 | 0 | 0 | 0
ST | 0 | 0 | 0 | 0 | 0 | 0
STOG | 0 | 0 | 0 | 0 | 0 | 0
STWD | 0 | 0 | 0 | 0 | 0 | 0
WT | 231.2 | 3971.87 | 5280 | 5280 | 5280 | 5280
IGCC | 0 | 0 | 0 | 0 | 0 | 0
DemandResponse | 0 | 0 | 0 | 0 | 0 | 0
IGCC-CCS | 0 | 0 | 0 | 0 | 0 | 0
WT_off | 468 | 468 | 468 | 468 | 468 | 468
PseudoUnit | 0 | 0 | 0 | 0 | 0 | 0
FixedInterchange | 0 | 0 | 0 | 0 | 0 | 0
Cumulative New Build Capacity by Reporting Type: NonRTO_Midwest
ReportingType | 2015 | 2020 | 2025 | 2030 | 2035 | 2040
BM | 0 | 0 | 0 | 0 | 0 | 0
CC | 0 | 767.24 | 1613.17 | 2466.47 | 3783.68 | 3927.45
CSP | 0 | 0 | 0 | 0 | 0 | 0
CT | 0 | 740 | 751.15 | 963.32 | 966.24 | 2244.27
Coal | 0 | 0 | 0 | 0 | 0 | 0
Geo | 0 | 0 | 0 | 0 | 0 | 0
H | 0 | 0 | 0 | 0 | 0 | 0
LFG | 0 | 0 | 0 | 160.25 | 160.25 | 160.25
Nuc | 0 | 0 | 0 | 0 | 0 | 0
PS | 0 | 0 | 0 | 0 | 0 | 0
PV | 0 | 0 | 0 | 0 | 0 | 0
PeakG | 0 | 0 | 0 | 0 | 0 | 0
PeakO | 0 | 0 | 0 | 0 | 0 | 0
ST | 0 | 0 | 0 | 0 | 0 | 0
STOG | 0 | 0 | 0 | 0 | 0 | 0
STWD | 0 | 0 | 0 | 0 | 0 | 0
WT | 0 | 0 | 0 | 0 | 0 | 0
IGCC | 0 | 0 | 0 | 0 | 0 | 0
DemandResponse | 0 | 0 | 0 | 0 | 0 | 0
IGCC-CCS | 0 | 0 | 0 | 0 | 0 | 0
WT_off | 0 | 0 | 0 | 0 | 0 | 0
PseudoUnit | 0 | 0 | 0 | 0 | 0 | 0
FixedInterchange | 0 | 0 | 0 | 0 | 0 | 0
Cumulative New Build Capacity by Reporting Type: NYISO_A-F
ReportingType | 2015 | 2020 | 2025 | 2030 | 2035 | 2040
BM | 0 | 0 | 0 | 0 | 0 | 0
CC | 639 | 639 | 639 | 639.01 | 639.01 | 1884.9
CSP | 0 | 0 | 0 | 0 | 0 | 0
CT | 0 | 0 | 0 | 0 | 0 | 0
Coal | 0 | 0 | 0 | 0 | 0 | 0
Geo | 0 | 0 | 0 | 0 | 0 | 0
H | 0 | 0 | 0 | 0 | 0 | 0
LFG | 6.4 | 6.4 | 74.33 | 74.33 | 74.33 | 74.33
Nuc | 168 | 168 | 168 | 168 | 168 | 168
PS | 0 | 0 | 0 | 0 | 0 | 0
PV | 0 | 0 | 0 | 0 | 0 | 0
PeakG | 0 | 0 | 0 | 0 | 0 | 0
PeakO | 0 | 0 | 0 | 0 | 0 | 0
ST | 0 | 0 | 0 | 0 | 0 | 0
STOG | 0 | 0 | 0 | 0 | 0 | 0
STWD | 0 | 0 | 0 | 0 | 0 | 0
WT | 2476.3 | 3186.1 | 4394.08 | 6526.73 | 8010.39 | 8908.34
IGCC | 0 | 0 | 0 | 0 | 0 | 0
DemandResponse | 0 | 0 | 0 | 0 | 0 | 0
IGCC-CCS | 0 | 0 | 0 | 0 | 0 | 0
WT_off | 0 | 0 | 0 | 0 | 0 | 0
PseudoUnit | 0 | 0 | 0 | 0 | 0 | 0
FixedInterchange | 0 | 0 | 0 | 0 | 0 | 0
Cumulative New Build Capacity by Reporting Type: NYISO_G-I
ReportingType | 2015 | 2020 | 2025 | 2030 | 2035 | 2040
BM | 0 | 0 | 0 | 0 | 0 | 0
CC | 0 | 509.81 | 2248.56 | 4178.38 | 7075.87 | 8947.6
CSP | 0 | 0 | 0 | 0 | 0 | 0
CT | 0 | 0 | 0 | 0 | 0 | 0
Coal | 0 | 0 | 0 | 0 | 0 | 0
Geo | 0 | 0 | 0 | 0 | 0 | 0
H | 0 | 0 | 0 | 0 | 0 | 0
LFG | 0 | 0 | 74.33 | 74.33 | 74.33 | 74.33
Nuc | 0 | 0 | 0 | 0 | 0 | 0
PS | 0 | 0 | 0 | 0 | 0 | 0
PV | 0 | 0 | 0 | 0 | 0 | 0
PeakG | 0 | 0 | 0 | 0 | 0 | 0
PeakO | 0 | 0 | 0 | 0 | 0 | 0
ST | 0 | 0 | 0 | 0 | 0 | 0
STOG | 0 | 0 | 0 | 0 | 0 | 0
STWD | 0 | 0 | 0 | 0 | 0 | 0
WT | 0 | 60 | 60 | 60.01 | 60.01 | 60.01
IGCC | 0 | 0 | 0 | 0 | 0 | 0
DemandResponse | 0 | 0 | 0 | 0 | 0 | 0
IGCC-CCS | 0 | 0 | 0 | 0 | 0 | 0
WT_off | 0 | 0 | 0 | 0 | 0 | 0
PseudoUnit | 0 | 0 | 0 | 0 | 0 | 0
FixedInterchange | 0 | 0 | 0 | 0 | 0 | 0
Cumulative New Build Capacity by Reporting Type: NYISO_J-K
ReportingType | 2015 | 2020 | 2025 | 2030 | 2035 | 2040
BM | 0 | 0 | 0 | 0 | 0 | 0
CC | 1175.4 | 1175.4 | 1175.4 | 1841.18 | 3129.11 | 4910.7
CSP | 0 | 0 | 0 | 0 | 0 | 0
CT | 0 | 411.94 | 1408.97 | 2864.04 | 4159.67 | 5473.39
Coal | 0 | 0 | 0 | 0 | 0 | 0
Geo | 0 | 0 | 0 | 0 | 0 | 0
H | 0 | 0 | 0 | 0 | 0 | 0
LFG | 0 | 0 | 74.33 | 74.33 | 74.33 | 74.33
Nuc | 0 | 0 | 0 | 0 | 0 | 0
PS | 0 | 0 | 0 | 0 | 0 | 0
PV | 32 | 32 | 32 | 32 | 32 | 32
PeakG | 0 | 0 | 0 | 0 | 0 | 0
PeakO | 0 | 0 | 0 | 0 | 0 | 0
ST | 0 | 0 | 0 | 0 | 0 | 0
STOG | 0 | 0 | 0 | 0 | 0 | 0
STWD | 0 | 0 | 0 | 0 | 0 | 0
WT | 0 | 0 | 0 | 0 | 0 | 0
IGCC | 0 | 0 | 0 | 0 | 0 | 0
DemandResponse | 0 | 0 | 0 | 0 | 0 | 0
IGCC-CCS | 0 | 0 | 0 | 0 | 0 | 0
WT_off | 0 | 0 | 0 | 0 | 0 | 0
PseudoUnit | 0 | 0 | 0 | 0 | 0 | 0
FixedInterchange | 0 | 0 | 0 | 0 | 0 | 0
Cumulative New Build Capacity by Reporting Type: PJM_E
ReportingType | 2015 | 2020 | 2025 | 2030 | 2035 | 2040
BM | 30 | 30 | 30 | 30 | 30 | 30
CC | 4634.3 | 4634.3 | 4634.3 | 4634.3 | 4634.3 | 6973.99
CSP | 0 | 0 | 0 | 0 | 0 | 0
CT | 26.2 | 26.2 | 26.2 | 2461.11 | 6629.53 | 8597.01
Coal | 27 | 27 | 27 | 27 | 27 | 27
Geo | 0 | 0 | 0 | 0 | 0 | 0
H | 0 | 0 | 0 | 0 | 0 | 0
LFG | 9.1 | 142 | 142 | 142 | 142 | 142
Nuc | 38 | 38 | 38 | 38 | 38 | 38
PS | 0 | 0 | 0 | 0 | 0 | 0
PV | 25.45 | 25.45 | 25.45 | 25.45 | 25.45 | 25.45
PeakG | 0 | 0 | 0 | 0 | 0 | 0
PeakO | 0 | 0 | 0 | 0 | 0 | 0
ST | 0 | 0 | 0 | 0 | 0 | 0
STOG | 0 | 0 | 0 | 0 | 0 | 0
STWD | 0 | 0 | 0 | 0 | 0 | 0
WT | 1150 | 1150 | 1150 | 1150 | 1150 | 1150
IGCC | 0 | 0 | 0 | 0 | 0 | 0
DemandResponse | 0 | 0 | 0 | 0 | 0 | 0
IGCC-CCS | 0 | 0 | 0 | 0 | 0 | 0
WT_off | 0 | 0 | 1100 | 1100 | 1100 | 1100
PseudoUnit | 0 | 0 | 0 | 0 | 0 | 0
FixedInterchange | 0 | 0 | 0 | 0 | 0 | 0
Cumulative New Build Capacity by Reporting Type: PJM_ROM
ReportingType | 2015 | 2020 | 2025 | 2030 | 2035 | 2040
BM | 18 | 18 | 18 | 18 | 18 | 18
CC | 1678.5 | 1678.5 | 1678.5 | 1678.5 | 8825.04 | 26238.63
CSP | 0 | 0 | 0 | 0 | 0 | 0
CT | 16 | 16 | 16 | 16 | 16 | 16
Coal | 32.5 | 32.5 | 32.5 | 32.5 | 32.5 | 32.5
Geo | 0 | 0 | 0 | 0 | 0 | 0
H | 0 | 0 | 0 | 0 | 0 | 0
LFG | 18.9 | 284 | 284 | 284 | 284 | 284
Nuc | 0 | 0 | 0 | 0 | 0 | 0
PS | 0 | 0 | 0 | 0 | 0 | 0
PV | 0 | 1587.78 | 2706.83 | 3122.98 | 3399.37 | 3699.71
PeakG | 0 | 0 | 0 | 0 | 0 | 0
PeakO | 0 | 0 | 0 | 0 | 0 | 0
ST | 0 | 0 | 0 | 0 | 0 | 0
STOG | 0 | 0 | 0 | 0 | 0 | 0
STWD | 0 | 0 | 0 | 0 | 0 | 0
WT | 479.8 | 479.8 | 1230 | 7040 | 7040 | 7040
IGCC | 0 | 0 | 0 | 0 | 0 | 0
DemandResponse | 0 | 0 | 0 | 0 | 0 | 0
IGCC-CCS | 0 | 0 | 0 | 0 | 0 | 0
WT_off | 0 | 0 | 0 | 0 | 0 | 0
PseudoUnit | 0 | 0 | 0 | 0 | 0 | 0
FixedInterchange | 0 | 0 | 0 | 0 | 0 | 0
Cumulative New Build Capacity by Reporting Type: PJM_ROR
ReportingType | 2015 | 2020 | 2025 | 2030 | 2035 | 2040
BM | 385 | 385 | 385 | 385 | 385 | 385
CC | 3077 | 13121.03 | 22314.07 | 34457.06 | 48886.29 | 48977.28
CSP | 0 | 0 | 0 | 0 | 0 | 0
CT | 29 | 29 | 29 | 1741.09 | 1741.11 | 5534.7
Coal | 2164 | 2164 | 2164 | 2164 | 2164 | 2164
Geo | 0 | 0 | 0 | 0 | 0 | 0
H | 0 | 0 | 0 | 0 | 0 | 0
LFG | 57.4 | 57.4 | 571.11 | 571.11 | 571.11 | 571.11
Nuc | 38 | 38 | 38 | 38 | 38 | 38
PS | 0 | 0 | 0 | 0 | 0 | 0
PV | 0 | 0 | 0 | 0 | 0 | 0
PeakG | 0 | 0 | 0 | 0 | 0 | 0
PeakO | 0 | 0 | 0 | 0 | 0 | 0
ST | 0 | 0 | 0 | 0 | 0 | 0
STOG | 0 | 0 | 0 | 0 | 0 | 0
STWD | 0 | 0 | 0 | 0 | 0 | 0
WT | 8325.7 | 8325.7 | 8517.4 | 9533.34 | 11305.1 | 17370.89
IGCC | 0 | 0 | 0 | 0 | 0 | 0
DemandResponse | 0 | 0 | 0 | 0 | 0 | 0
IGCC-CCS | 0 | 0 | 0 | 0 | 0 | 0
WT_off | 0 | 0 | 0 | 0 | 0 | 0
PseudoUnit | 0 | 0 | 0 | 0 | 0 | 0
FixedInterchange | 0 | 0 | 0 | 0 | 0 | 0
Cumulative New Build Capacity by Reporting Type: SOCO
ReportingType | 2015 | 2020 | 2025 | 2030 | 2035 | 2040
BM | 55 | 55 | 55 | 55 | 55 | 55
CC | 5026.9 | 9387.72 | 13176.46 | 19807.11 | 26977.66 | 26977.66
CSP | 0 | 0 | 0 | 0 | 0 | 0
CT | 0 | 0 | 0 | 0 | 196.22 | 196.22
Coal | 0 | 0 | 0 | 0 | 0 | 10707.7
Geo | 0 | 0 | 0 | 0 | 0 | 0
H | 0 | 0 | 0 | 0 | 0 | 0
LFG | 0 | 0 | 5.55 | 107.4 | 107.4 | 107.4
Nuc | 70 | 2270 | 2270 | 2270 | 2270 | 2270
PS | 0 | 0 | 0 | 0 | 0 | 0
PV | 0 | 0 | 0 | 0 | 0 | 0
PeakG | 0 | 0 | 0 | 0 | 0 | 0
PeakO | 0 | 0 | 0 | 0 | 0 | 0
ST | 0 | 0 | 0 | 0 | 0 | 0
STOG | 0 | 0 | 0 | 0 | 0 | 0
STWD | 0 | 0 | 0 | 0 | 0 | 0
WT | 0 | 0 | 0 | 0 | 0 | 0
IGCC | 0 | 0 | 0 | 0 | 0 | 0
DemandResponse | 0 | 0 | 0 | 0 | 0 | 0
IGCC-CCS | 0 | 0 | 0 | 0 | 0 | 0
WT_off | 0 | 0 | 0 | 0 | 0 | 0
PseudoUnit | 0 | 0 | 0 | 0 | 0 | 0
FixedInterchange | 0 | 0 | 0 | 0 | 0 | 0
Cumulative New Build Capacity by Reporting Type: SPP_N
ReportingType | 2015 | 2020 | 2025 | 2030 | 2035 | 2040
BM | 0 | 0 | 0 | 0 | 0 | 0
CC | 0 | 2957.14 | 3594.51 | 6327.97 | 6327.97 | 6327.97
CSP | 0 | 0 | 0 | 0 | 0 | 0
CT | 0 | 0 | 0 | 951.41 | 5922.04 | 9367.48
Coal | 465.04 | 465.04 | 465.04 | 465.04 | 465.04 | 3177.22
Geo | 0 | 0 | 0 | 0 | 0 | 0
H | 0 | 0 | 0 | 0 | 0 | 0
LFG | 0 | 0 | 95 | 95 | 95 | 95
Nuc | 0 | 0 | 0 | 0 | 0 | 0
PS | 0 | 0 | 0 | 0 | 0 | 0
PV | 0 | 0 | 0 | 0 | 0 | 0
PeakG | 0 | 0 | 0 | 0 | 0 | 0
PeakO | 0 | 0 | 0 | 0 | 0 | 0
ST | 0 | 0 | 0 | 0 | 0 | 0
STOG | 0 | 0 | 0 | 0 | 0 | 0
STWD | 0 | 0 | 0 | 0 | 0 | 0
WT | 0 | 0 | 0.01 | 0.14 | 0.14 | 0.14
IGCC | 0 | 0 | 0 | 0 | 0 | 0
DemandResponse | 0 | 0 | 0 | 0 | 0 | 0
IGCC-CCS | 0 | 0 | 0 | 0 | 0 | 0
WT_off | 0 | 0 | 0 | 0 | 0 | 0
PseudoUnit | 0 | 0 | 0 | 0 | 0 | 0
FixedInterchange | 0 | 0 | 0 | 0 | 0 | 0
Cumulative New Build Capacity by Reporting Type: SPP_S
ReportingType | 2015 | 2020 | 2025 | 2030 | 2035 | 2040
BM | 0 | 0 | 0 | 0 | 0 | 0
CC | 0 | 2445.97 | 5160.8 | 8274.71 | 8274.71 | 8274.71
CSP | 0 | 0 | 0 | 0 | 0 | 0
CT | 412.99 | 712.99 | 712.99 | 713 | 713.01 | 1131.36
Coal | 988 | 988 | 988 | 988 | 988 | 988
Geo | 0 | 0 | 0 | 0 | 0 | 0
H | 0 | 0 | 0 | 0 | 0 | 0
LFG | 0 | 0 | 95 | 95 | 95 | 95
Nuc | 0 | 0 | 0 | 0 | 0 | 0
PS | 0 | 0 | 0 | 0 | 0 | 0
PV | 0 | 0 | 0 | 0 | 0 | 0
PeakG | 0 | 0 | 0 | 0 | 0 | 0
PeakO | 0 | 0 | 0 | 0 | 0 | 0
ST | 0 | 0 | 0 | 0 | 0 | 0
STOG | 0 | 0 | 0 | 0 | 0 | 0
STWD | 0 | 0 | 0 | 0 | 0 | 0
WT | 430 | 3792.69 | 4509.78 | 5490.38 | 18709.49 | 29831.66
IGCC | 0 | 0 | 0 | 0 | 0 | 0
DemandResponse | 0 | 0 | 0 | 0 | 0 | 0
IGCC-CCS | 0 | 0 | 0 | 0 | 0 | 0
WT_off | 0 | 0 | 0 | 0 | 0 | 0
PseudoUnit | 0 | 0 | 0 | 0 | 0 | 0
FixedInterchange | 0 | 0 | 0 | 0 | 0 | 0
Cumulative New Build Capacity by Reporting Type: TVA
ReportingType | 2015 | 2020 | 2025 | 2030 | 2035 | 2040
BM | 0 | 0 | 0 | 0 | 0 | 0
CC | 1418 | 5224.85 | 7861.23 | 9189.32 | 9189.32 | 9189.32
CSP | 0 | 0 | 0 | 0 | 0 | 0
CT | 440.62 | 3242.94 | 3242.94 | 5495.94 | 7178.01 | 7178.01
Coal | 0 | 0 | 0 | 0 | 4803.03 | 10360.11
Geo | 0 | 0 | 0 | 0 | 0 | 0
H | 0 | 0 | 0 | 0 | 0 | 0
LFG | 0 | 0 | 0 | 107.4 | 107.4 | 107.4
Nuc | 1697.89 | 1697.89 | 1697.89 | 1697.89 | 1697.89 | 1697.89
PS | 0 | 0 | 0 | 0 | 0 | 0
PV | 0 | 0 | 0 | 0 | 0 | 0
PeakG | 0 | 0 | 0 | 0 | 0 | 0
PeakO | 0 | 0 | 0 | 0 | 0 | 0
ST | 0 | 0 | 0 | 0 | 0 | 0
STOG | 0 | 0 | 0 | 0 | 0 | 0
STWD | 0 | 0 | 0 | 0 | 0 | 0
WT | 0 | 0 | 0 | 0 | 0 | 0
IGCC | 0 | 0 | 0 | 0 | 0 | 0
DemandResponse | 0 | 0 | 0 | 0 | 0 | 0
IGCC-CCS | 0 | 0 | 0 | 0 | 0 | 0
WT_off | 0 | 0 | 0 | 0 | 0 | 0
PseudoUnit | 0 | 0 | 0 | 0 | 0 | 0
FixedInterchange | 0 | 0 | 0 | 0 | 0 | 0
Cumulative New Build Capacity by Reporting Type: TVA_Transmission
ReportingType | 2015 | 2020 | 2025 | 2030 | 2035 | 2040
BM | 0 | 0 | 0 | 0 | 0 | 0
CC | 0 | 0 | 0 | 0 | 0 | 0
CSP | 0 | 0 | 0 | 0 | 0 | 0
CT | 0 | 0 | 0 | 0 | 0 | 0
Coal | 0 | 0 | 0 | 0 | 0 | 0
Geo | 0 | 0 | 0 | 0 | 0 | 0
H | 0 | 0 | 0 | 0 | 0 | 0
LFG | 0 | 0 | 0 | 0 | 0 | 0
Nuc | 0 | 0 | 0 | 0 | 0 | 0
PS | 0 | 0 | 0 | 0 | 0 | 0
PV | 0 | 0 | 0 | 0 | 0 | 0
PeakG | 0 | 0 | 0 | 0 | 0 | 0
PeakO | 0 | 0 | 0 | 0 | 0 | 0
ST | 0 | 0 | 0 | 0 | 0 | 0
STOG | 0 | 0 | 0 | 0 | 0 | 0
STWD | 0 | 0 | 0 | 0 | 0 | 0
WT | 0 | 0 | 0 | 0 | 0 | 0
IGCC | 0 | 0 | 0 | 0 | 0 | 0
DemandResponse | 0 | 0 | 0 | 0 | 0 | 0
IGCC-CCS | 0 | 0 | 0 | 0 | 0 | 0
WT_off | 0 | 0 | 0 | 0 | 0 | 0
PseudoUnit | 0 | 0 | 0 | 0 | 0 | 0
FixedInterchange | 0 | 0 | 0 | 0 | 0 | 0
Cumulative New Build Capacity by Reporting Type: VACAR
ReportingType | 2015 | 2020 | 2025 | 2030 | 2035 | 2040
BM | 0.92 | 535.7 | 1410.85 | 1706.87 | 2007.12 | 2382.04
CC | 9435.25 | 12429.05 | 15132.88 | 19390.6 | 28400.38 | 38196.42
CSP | 0 | 0 | 0 | 0 | 0 | 0
CT | 717.2 | 1631.65 | 2594.95 | 4880.62 | 6358.5 | 6358.5
Coal | 825 | 825 | 825 | 825 | 825 | 825
Geo | 0 | 0 | 0 | 0 | 0 | 0
H | 0 | 0 | 0 | 0 | 0 | 0
LFG | 0.34 | 107.4 | 107.4 | 107.4 | 107.4 | 107.4
Nuc | 0 | 2330 | 2330 | 2330 | 2330 | 2330
PS | 0 | 0 | 0 | 0 | 0 | 0
PV | 0 | 151.22 | 167.7 | 187.32 | 208.74 | 232.36
PeakG | 0 | 0 | 0 | 0 | 0 | 0
PeakO | 0 | 0 | 0 | 0 | 0 | 0
ST | 0 | 0 | 0 | 0 | 0 | 0
STOG | 0 | 0 | 0 | 0 | 0 | 0
STWD | 0 | 0 | 0 | 0 | 0 | 0
WT | 0.9 | 3500 | 3500 | 3500 | 3500 | 3500
IGCC | 0 | 0 | 0 | 0 | 0 | 0
DemandResponse | 0 | 0 | 0 | 0 | 0 | 0
IGCC-CCS | 0 | 0 | 0 | 0 | 0 | 0
WT_off | 1 | 1 | 1 | 1 | 1 | 1
PseudoUnit | 0 | 0 | 0 | 0 | 0 | 0
FixedInterchange | 0 | 0 | 0 | 0 | 0 | 0
Cumulative New Build Capacity by Reporting Type: IESO
ReportingType | 2015 | 2020 | 2025 | 2030 | 2035 | 2040
BM | 326.33 | 326.33 | 326.33 | 326.33 | 326.33 | 326.33
CC | 1263 | 1263 | 1263 | 1559.62 | 5924.39 | 9783.05
CSP | 0 | 0 | 0 | 0 | 0 | 0
CT | 368 | 368 | 368 | 521.86 | 521.86 | 1228.92
Coal | 0 | 0 | 0 | 0 | 0 | 0
Geo | 0 | 0 | 0 | 0 | 0 | 0
H | 0 | 0 | 0 | 0 | 0 | 0
LFG | 14.5 | 14.5 | 14.5 | 15 | 15 | 15
Nuc | 0 | 0 | 0 | 0 | 0 | 0
PS | 0 | 0 | 0 | 0 | 0 | 0
PV | 1067.26 | 1067.26 | 1067.26 | 1067.26 | 1067.26 | 1067.26
PeakG | 0 | 0 | 0 | 0 | 0 | 0
PeakO | 0 | 0 | 0 | 0 | 0 | 0
ST | 0 | 0 | 0 | 0 | 0 | 0
STOG | 0 | 0 | 0 | 0 | 0 | 0
STWD | 0 | 0 | 0 | 0 | 0 | 0
WT | 2105.9 | 2105.9 | 2105.9 | 2105.9 | 2105.9 | 2105.9
IGCC | 0 | 0 | 0 | 0 | 0 | 0
DemandResponse | 0 | 0 | 0 | 0 | 0 | 0
IGCC-CCS | 0 | 0 | 0 | 0 | 0 | 0
WT_off | 0 | 0 | 0 | 0 | 0 | 0
PseudoUnit | 0 | 0 | 0 | 0 | 0 | 0
FixedInterchange | 0 | 0 | 0 | 0 | 0 | 0
Cumulative New Build Capacity by Reporting Type: MAPP_CA
ReportingType | 2015 | 2020 | 2025 | 2030 | 2035 | 2040
BM | 0 | 0 | 0 | 0 | 0 | 0
CC | 1303.22 | 2372.59 | 3137.75 | 4234.03 | 5385 | 5790.24
CSP | 0 | 0 | 0 | 0 | 0 | 0
CT | 0 | 0 | 0 | 0 | 46.88 | 950.46
Coal | 0 | 0 | 0 | 0 | 0 | 0
Geo | 0 | 0 | 0 | 0 | 0 | 0
H | 0 | 0 | 0 | 0 | 0 | 0
LFG | 0 | 0 | 0 | 0 | 0 | 0
Nuc | 0 | 0 | 0 | 0 | 0 | 0
PS | 0 | 0 | 0 | 0 | 0 | 0
PV | 0 | 0 | 0 | 0 | 0 | 0
PeakG | 0 | 0 | 0 | 0 | 0 | 0
PeakO | 0 | 0 | 0 | 0 | 0 | 0
ST | 0 | 0 | 0 | 0 | 0 | 0
STOG | 0 | 0 | 0 | 0 | 0 | 0
STWD | 0 | 0 | 0 | 0 | 0 | 0
WT | 302.4 | 302.4 | 302.4 | 302.4 | 302.4 | 302.4
IGCC | 0 | 0 | 0 | 0 | 0 | 0
DemandResponse | 0 | 0 | 0 | 0 | 0 | 0
IGCC-CCS | 0 | 0 | 0 | 0 | 0 | 0
WT_off | 0 | 0 | 0 | 0 | 0 | 0
PseudoUnit | 0 | 0 | 0 | 0 | 0 | 0
FixedInterchange | 0 | 0 | 0 | 0 | 0 | 0
Cumulative New Build Capacity by Reporting Type: AZ_NM_SNV_Coal
ReportingType | 2015 | 2020 | 2025 | 2030 | 2035 | 2040
BM | 0 | 0 | 0 | 0 | 0 | 0
CC | 0 | 0 | 0 | 0 | 0 | 0
CSP | 0 | 0 | 0 | 0 | 0 | 0
CT | 0 | 0 | 0 | 0 | 0 | 0
Coal | 0 | 0 | 0 | 0 | 0 | 6607.95
Geo | 0 | 0 | 0 | 0 | 0 | 0
H | 0 | 0 | 0 | 0 | 0 | 0
LFG | 0 | 0 | 0 | 0 | 0 | 0
Nuc | 0 | 0 | 0 | 0 | 0 | 0
PS | 0 | 0 | 0 | 0 | 0 | 0
PV | 0 | 0 | 0 | 0 | 0 | 0
PeakG | 0 | 0 | 0 | 0 | 0 | 0
PeakO | 0 | 0 | 0 | 0 | 0 | 0
ST | 0 | 0 | 0 | 0 | 0 | 0
STOG | 0 | 0 | 0 | 0 | 0 | 0
STWD | 0 | 0 | 0 | 0 | 0 | 0
WT | 0 | 0 | 0 | 0 | 0 | 0
IGCC | 0 | 0 | 0 | 0 | 0 | 0
DemandResponse | 0 | 0 | 0 | 0 | 0 | 0
IGCC-CCS | 0 | 0 | 0 | 0 | 0 | 0
WT_off | 0 | 0 | 0 | 0 | 0 | 0
PseudoUnit | 0 | 0 | 0 | 0 | 0 | 0
FixedInterchange | 0 | 0 | 0 | 0 | 0 | 0
Cumulative New Build Capacity by Reporting Type: AZ_NM_SNV_Gas
ReportingType | 2015 | 2020 | 2025 | 2030 | 2035 | 2040
BM | 0 | 0 | 0 | 0 | 0 | 0
CC | 1082.68 | 2864.89 | 5237.16 | 13001.03 | 20822.6 | 22664.98
CSP | 0 | 0 | 0 | 0 | 0 | 0
CT | 736 | 736 | 736 | 736 | 736 | 736
Coal | 0 | 0 | 0 | 0 | 0 | 0
Geo | 0 | 0 | 0 | 0 | 0 | 0
H | 0 | 0 | 0 | 0 | 0 | 0
LFG | 0 | 0 | 0 | 0 | 0 | 0
Nuc | 0 | 0 | 0 | 0 | 0 | 0
PS | 0 | 0 | 0 | 0 | 0 | 0
PV | 0 | 0 | 0 | 0 | 0 | 0
PeakG | 0 | 0 | 0 | 0 | 0 | 0
PeakO | 0 | 0 | 0 | 0 | 0 | 0
ST | 0 | 0 | 0 | 0 | 0 | 0
STOG | 0 | 0 | 0 | 0 | 0 | 0
STWD | 0 | 0 | 0 | 0 | 0 | 0
WT | 0 | 0 | 0 | 0 | 0 | 0
IGCC | 0 | 0 | 0 | 0 | 0 | 0
DemandResponse | 0 | 0 | 0 | 0 | 0 | 0
IGCC-CCS | 0 | 0 | 0 | 0 | 0 | 0
WT_off | 0 | 0 | 0 | 0 | 0 | 0
PseudoUnit | 0 | 0 | 0 | 0 | 0 | 0
FixedInterchange | 0 | 0 | 0 | 0 | 0 | 0
Cumulative New Build Capacity by Reporting Type: AZ_NM_SNV_NucRenew
ReportingType | 2015 | 2020 | 2025 | 2030 | 2035 | 2040
BM | 0 | 0 | 0 | 0 | 0 | 0
CC | 0 | 0 | 0 | 0 | 0 | 0
CSP | 0 | 0 | 0 | 0 | 0 | 0
CT | 0 | 0 | 0 | 0 | 0 | 0
Coal | 0 | 0 | 0 | 0 | 0 | 0
Geo | 0 | 0 | 1450 | 1450 | 1450 | 1450
H | 0 | 0 | 0 | 0 | 0 | 0
LFG | 0 | 60.67 | 60.67 | 60.67 | 60.67 | 60.67
Nuc | 0 | 0 | 0 | 0 | 0 | 0
PS | 0 | 0 | 0 | 0 | 0 | 0
PV | 95.7 | 95.7 | 95.7 | 95.7 | 95.7 | 95.7
PeakG | 0 | 0 | 0 | 0 | 0 | 0
PeakO | 0 | 0 | 0 | 0 | 0 | 0
ST | 280 | 823.7 | 1190.97 | 1347.69 | 1347.7 | 1347.7
STOG | 0 | 0 | 0 | 0 | 0 | 0
STWD | 0 | 0 | 0 | 0 | 0 | 0
WT | 65.1 | 18687.91 | 18687.91 | 19424.13 | 19424.14 | 19432.88
IGCC | 0 | 0 | 0 | 0 | 0 | 0
DemandResponse | 0 | 0 | 0 | 0 | 0 | 0
IGCC-CCS | 0 | 0 | 0 | 0 | 0 | 0
WT_off | 0 | 0 | 0 | 0 | 0 | 0
PseudoUnit | 0 | 0 | 0 | 0 | 0 | 0
FixedInterchange | 0 | 0 | 0 | 0 | 0 | 0
Cumulative New Build Capacity by Reporting Type: ERCOT
ReportingType | 2015 | 2020 | 2025 | 2030 | 2035 | 2040
BM | 145 | 145 | 145 | 145 | 145 | 145
CC | 5288.03 | 12851.71 | 17251.74 | 24671.94 | 33359.95 | 42768.49
CSP | 0 | 0 | 0 | 0 | 0 | 0
CT | 250 | 250 | 250 | 250 | 250 | 250
Coal | 2020 | 2020 | 2020 | 2020 | 2020 | 2020
Geo | 0 | 0 | 0 | 0 | 0 | 0
H | 0 | 0 | 0 | 0 | 0 | 0
LFG | 0 | 0 | 0 | 354 | 354 | 354
Nuc | 0 | 0 | 0 | 0 | 0 | 0
PS | 0 | 0 | 0 | 0 | 0 | 0
PV | 14 | 14 | 14 | 14 | 14 | 14
PeakG | 0 | 0 | 0 | 0 | 0 | 0
PeakO | 0 | 0 | 0 | 0 | 0 | 0
ST | 0 | 0 | 0 | 0 | 0 | 0
STOG | 0 | 0 | 0 | 0 | 0 | 0
STWD | 0 | 0 | 0 | 0 | 0 | 0
WT | 350.1 | 350.1 | 350.1 | 350.1 | 350.1 | 350.1
IGCC | 0 | 0 | 0 | 0 | 0 | 0
DemandResponse | 0 | 0 | 0 | 0 | 0 | 0
IGCC-CCS | 0 | 0 | 0 | 0 | 0 | 0
WT_off | 0 | 0 | 0 | 0 | 0 | 0
PseudoUnit | 0 | 0 | 0 | 0 | 0 | 0
FixedInterchange | 0 | 0 | 0 | 0 | 0 | 0
Cumulative New Build Capacity by Reporting Type: NP15
ReportingType | 2015 | 2020 | 2025 | 2030 | 2035 | 2040
BM | 0 | 0 | 0 | 0 | 0 | 0
CC | 940 | 940 | 2736.01 | 3386.02 | 3606.67 | 6693.85
CSP | 0 | 0 | 0 | 0 | 0 | 0
CT | 3058.83 | 8489.57 | 13749.58 | 22165.29 | 28509.16 | 32862.87
Coal | 0 | 0 | 0 | 0 | 0 | 0
Geo | 0 | 100.52 | 600 | 600 | 600 | 600
H | 0 | 0 | 0 | 0 | 0 | 0
LFG | 0 | 565 | 565 | 565 | 565 | 565
Nuc | 0 | 0 | 0 | 0 | 0 | 0
PS | 0 | 0 | 0 | 0 | 0 | 0
PV | 6.5 | 6.5 | 6.5 | 6.5 | 6.5 | 6.5
PeakG | 0 | 0 | 0 | 0 | 0 | 0
PeakO | 0 | 0 | 0 | 0 | 0 | 0
ST | 29 | 29 | 29 | 29 | 29 | 29
STOG | 0 | 0 | 0 | 0 | 0 | 0
STWD | 0 | 0 | 0 | 0 | 0 | 0
WT | 101.2 | 2024.34 | 2024.34 | 3400 | 3400 | 3400
IGCC | 0 | 0 | 0 | 0 | 0 | 0
DemandResponse | 0 | 0 | 0 | 0 | 0 | 0
IGCC-CCS | 0 | 0 | 0 | 0 | 0 | 0
WT_off | 0 | 0 | 0 | 0 | 0 | 0
PseudoUnit | 0 | 0 | 0 | 0 | 0 | 0
FixedInterchange | 0 | 0 | 0 | 0 | 0 | 0
Cumulative New Build Capacity by Reporting Type: NWPP_Coal
ReportingType | 2015 | 2020 | 2025 | 2030 | 2035 | 2040
BM | 0 | 0 | 0 | 0 | 0 | 0
CC | 0 | 0 | 0 | 0 | 0 | 0
CSP | 0 | 0 | 0 | 0 | 0 | 0
CT | 0 | 0 | 0 | 0 | 0 | 0
Coal | 0 | 0 | 0 | 0 | 0 | 0
Geo | 0 | 0 | 0 | 0 | 0 | 0
H | 0 | 0 | 0 | 0 | 0 | 0
LFG | 0 | 0 | 0 | 0 | 0 | 0
Nuc | 0 | 0 | 0 | 0 | 0 | 0
PS | 0 | 0 | 0 | 0 | 0 | 0
PV | 0 | 0 | 0 | 0 | 0 | 0
PeakG | 0 | 0 | 0 | 0 | 0 | 0
PeakO | 0 | 0 | 0 | 0 | 0 | 0
ST | 0 | 0 | 0 | 0 | 0 | 0
STOG | 0 | 0 | 0 | 0 | 0 | 0
STWD | 0 | 0 | 0 | 0 | 0 | 0
WT | 0 | 0 | 0 | 0 | 0 | 0
IGCC | 0 | 0 | 0 | 0 | 0 | 0
DemandResponse | 0 | 0 | 0 | 0 | 0 | 0
IGCC-CCS | 0 | 0 | 0 | 0 | 0 | 0
WT_off | 0 | 0 | 0 | 0 | 0 | 0
PseudoUnit | 0 | 0 | 0 | 0 | 0 | 0
FixedInterchange | 0 | 0 | 0 | 0 | 0 | 0
Cumulative New Build Capacity by Reporting Type: NWPP_Gas
ReportingType | 2015 | 2020 | 2025 | 2030 | 2035 | 2040
BM | 0 | 0 | 0 | 0 | 0 | 0
CC | 300 | 1872.75 | 5704.5 | 12152.12 | 19223.26 | 25985.7
CSP | 0 | 0 | 0 | 0 | 0 | 0
CT | 150 | 150 | 150 | 150 | 150 | 150
Coal | 0 | 0 | 0 | 0 | 0 | 937.14
Geo | 0 | 0 | 0 | 0 | 0 | 0
H | 0 | 0 | 0 | 0 | 0 | 0
LFG | 0 | 0 | 0 | 0 | 0 | 0
Nuc | 0 | 0 | 0 | 0 | 0 | 0
PS | 0 | 0 | 0 | 0 | 0 | 0
PV | 0 | 0 | 0 | 0 | 0 | 0
PeakG | 0 | 0 | 0 | 0 | 0 | 0
PeakO | 0 | 0 | 0 | 0 | 0 | 0
ST | 0 | 0 | 0 | 0 | 0 | 0
STOG | 0 | 0 | 0 | 0 | 0 | 0
STWD | 0 | 0 | 0 | 0 | 0 | 0
WT | 0 | 0 | 0 | 0 | 0 | 0
IGCC | 0 | 0 | 0 | 0 | 0 | 0
DemandResponse | 0 | 0 | 0 | 0 | 0 | 0
IGCC-CCS | 0 | 0 | 0 | 0 | 0 | 0
WT_off | 0 | 0 | 0 | 0 | 0 | 0
PseudoUnit | 0 | 0 | 0 | 0 | 0 | 0
FixedInterchange | 0 | 0 | 0 | 0 | 0 | 0
Cumulative New Build Capacity by Reporting Type: NWPP_NucRenew
ReportingType | 2015 | 2020 | 2025 | 2030 | 2035 | 2040
BM | 32.55 | 32.55 | 32.55 | 32.55 | 32.55 | 32.55
CC | 0 | 0 | 0 | 0 | 0 | 0
CSP | 0 | 0 | 0 | 0 | 0 | 0
CT | 0 | 0 | 0 | 0 | 0 | 0
Coal | 0 | 0 | 0 | 0 | 0 | 0
Geo | 86 | 86 | 520 | 520 | 520 | 520
H | 0 | 0 | 0 | 0 | 0 | 0
LFG | 25.5 | 102.79 | 270 | 270 | 270 | 270
Nuc | 0 | 0 | 0 | 0 | 0 | 0
PS | 0 | 0 | 0 | 0 | 0 | 0
PV | 0 | 0 | 0 | 0 | 0 | 0
PeakG | 0 | 0 | 0 | 0 | 0 | 0
PeakO | 0 | 0 | 0 | 0 | 0 | 0
ST | 0 | 0 | 0 | 0 | 0 | 0
STOG | 0 | 0 | 0 | 0 | 0 | 0
STWD | 0 | 0 | 0 | 0 | 0 | 0
WT | 977.3 | 977.3 | 977.3 | 1712.99 | 1712.99 | 1712.99
IGCC | 0 | 0 | 0 | 0 | 0 | 0
DemandResponse | 0 | 0 | 0 | 0 | 0 | 0
IGCC-CCS | 0 | 0 | 0 | 0 | 0 | 0
WT_off | 0 | 0 | 0 | 0 | 0 | 0
PseudoUnit | 0 | 0 | 0 | 0 | 0 | 0
FixedInterchange | 0 | 0 | 0 | 0 | 0 | 0
Cumulative New Build Capacity by Reporting Type: RMPA
ReportingType | 2015 | 2020 | 2025 | 2030 | 2035 | 2040
BM | 0 | 0 | 0 | 0 | 0 | 0
CC | 0 | 0 | 0 | 0 | 0 | 0
CSP | 0 | 0 | 0 | 0 | 0 | 0
CT | 152 | 152 | 152 | 152 | 225.55 | 794.89
Coal | 390 | 1352.02 | 1503.73 | 3734.21 | 6174.11 | 8419.05
Geo | 0 | 524.48 | 2570 | 2570 | 2570 | 2570
H | 0 | 0 | 0 | 0 | 0 | 0
LFG | 1.4 | 30.33 | 30.33 | 30.33 | 30.33 | 30.33
Nuc | 0 | 0 | 0 | 0 | 0 | 0
PS | 0 | 0 | 0 | 0 | 0 | 0
PV | 1 | 1 | 1 | 1 | 1 | 1
PeakG | 0 | 0 | 0 | 0 | 0 | 0
PeakO | 0 | 0 | 0 | 0 | 0 | 0
ST | 3 | 416.19 | 467.83 | 525.72 | 525.72 | 525.72
STOG | 0 | 0 | 0 | 0 | 0 | 0
STWD | 0 | 0 | 0 | 0 | 0 | 0
WT | 765.4 | 765.4 | 765.4 | 765.4 | 765.4 | 765.4
IGCC | 0 | 0 | 0 | 0 | 0 | 0
DemandResponse | 0 | 0 | 0 | 0 | 0 | 0
IGCC-CCS | 0 | 0 | 0 | 0 | 0 | 0
WT_off | 0 | 0 | 0 | 0 | 0 | 0
PseudoUnit | 0 | 0 | 0 | 0 | 0 | 0
FixedInterchange | 0 | 0 | 0 | 0 | 0 | 0
Cumulative New Build Capacity by Reporting Type: SP15
ReportingType | 2015 | 2020 | 2025 | 2030 | 2035 | 2040
BM | 6 | 6 | 6 | 6 | 6 | 6
CC | 409.5 | 409.5 | 409.5 | 409.5 | 409.5 | 409.5
CSP | 0 | 0 | 0 | 0 | 0 | 0
CT | 0 | 0 | 0 | 0 | 3702.81 | 7483.33
Coal | 0 | 0 | 0 | 0 | 0 | 0
Geo | 50 | 1500 | 1500 | 1500 | 1500 | 1500
H | 0 | 0 | 0 | 0 | 0 | 0
LFG | 9.2 | 565 | 565 | 565 | 565 | 565
Nuc | 0 | 0 | 0 | 0 | 0 | 0
PS | 0 | 0 | 0 | 0 | 0 | 0
PV | 3.8 | 3.8 | 3.8 | 3.8 | 3.8 | 3.8
PeakG | 0 | 0 | 0 | 0 | 0 | 0
PeakO | 0 | 0 | 0 | 0 | 0 | 0
ST | 448 | 448 | 448 | 448 | 448 | 448
STOG | 0 | 0 | 0 | 0 | 0 | 0
STWD | 0 | 0 | 0 | 0 | 0 | 0
WT | 735 | 735 | 735 | 2058.28 | 2058.28 | 2058.28
IGCC | 0 | 0 | 0 | 0 | 0 | 0
DemandResponse | 0 | 0 | 0 | 0 | 0 | 0
IGCC-CCS | 0 | 0 | 0 | 0 | 0 | 0
WT_off | 0 | 0 | 0 | 0 | 0 | 0
PseudoUnit | 0 | 0 | 0 | 0 | 0 | 0
FixedInterchange | 0 | 0 | 0 | 0 | 0 | 0
Cumulative New Build Capacity by Reporting Type: ALB
ReportingType | 2015 | 2020 | 2025 | 2030 | 2035 | 2040
BM | 0 | 0 | 0 | 0 | 0 | 0
CC | 597.98 | 1756.36 | 3124.36 | 4988.5 | 7089.47 | 9457.37
CSP | 0 | 0 | 0 | 0 | 0 | 0
CT | 201.5 | 201.5 | 201.5 | 201.5 | 201.5 | 201.5
Coal | 495 | 495 | 495 | 495 | 495 | 495
Geo | 0 | 0 | 0 | 0 | 0 | 0
H | 0 | 0 | 0 | 0 | 0 | 0
LFG | 0 | 0 | 0 | 0 | 0 | 0
Nuc | 0 | 0 | 0 | 0 | 0 | 0
PS | 0 | 0 | 0 | 0 | 0 | 0
PV | 0 | 0 | 0 | 0 | 0 | 0
PeakG | 0 | 0 | 0 | 0 | 0 | 0
PeakO | 0 | 0 | 0 | 0 | 0 | 0
ST | 0 | 0 | 0 | 0 | 0 | 0
STOG | 0 | 0 | 0 | 0 | 0 | 0
STWD | 0 | 0 | 0 | 0 | 0 | 0
WT | 9 | 9 | 9 | 9 | 9 | 9
IGCC | 0 | 0 | 0 | 0 | 0 | 0
DemandResponse | 0 | 0 | 0 | 0 | 0 | 0
IGCC-CCS | 0 | 0 | 0 | 0 | 0 | 0
WT_off | 0 | 0 | 0 | 0 | 0 | 0
PseudoUnit | 0 | 0 | 0 | 0 | 0 | 0
FixedInterchange | 0 | 0 | 0 | 0 | 0 | 0
Cumulative New Build Capacity by Reporting Type: BC
ReportingType | 2015 | 2020 | 2025 | 2030 | 2035 | 2040
BM | 0 | 0 | 0 | 0 | 0 | 0
CC | 1528.04 | 2761.13 | 4090.93 | 5876.18 | 6554.92 | 7988.21
CSP | 0 | 0 | 0 | 0 | 0 | 0
CT | 0 | 0 | 0 | 0 | 1289.5 | 2026.2
Coal | 0 | 0 | 0 | 0 | 0 | 0
Geo | 0 | 0 | 0 | 0 | 0 | 0
H | 0 | 0 | 0 | 0 | 0 | 0
LFG | 0 | 0 | 0 | 0 | 0 | 0
Nuc | 0 | 0 | 0 | 0 | 0 | 0
PS | 0 | 0 | 0 | 0 | 0 | 0
PV | 0 | 0 | 0 | 0 | 0 | 0
PeakG | 0 | 0 | 0 | 0 | 0 | 0
PeakO | 0 | 0 | 0 | 0 | 0 | 0
ST | 0 | 0 | 0 | 0 | 0 | 0
STOG | 0 | 0 | 0 | 0 | 0 | 0
STWD | 0 | 0 | 0 | 0 | 0 | 0
WT | 144 | 144 | 144 | 144 | 144 | 144
IGCC | 0 | 0 | 0 | 0 | 0 | 0
DemandResponse | 0 | 0 | 0 | 0 | 0 | 0
IGCC-CCS | 0 | 0 | 0 | 0 | 0 | 0
WT_off | 0 | 0 | 0 | 0 | 0 | 0
PseudoUnit | 0 | 0 | 0 | 0 | 0 | 0
FixedInterchange | 0 | 0 | 0 | 0 | 0 | 0
Cumulative New Build Capacity by Reporting Type: HQ_IESO
ReportingType | 2015 | 2020 | 2025 | 2030 | 2035 | 2040
BM | 0 | 0 | 0 | 0 | 0 | 0
CC | 0 | 0 | 0 | 0 | 0 | 0
CSP | 0 | 0 | 0 | 0 | 0 | 0
CT | 0 | 0 | 0 | 0 | 0 | 0
Coal | 0 | 0 | 0 | 0 | 0 | 0
Geo | 0 | 0 | 0 | 0 | 0 | 0
H | 0 | 0 | 0 | 0 | 0 | 0
LFG | 0 | 0 | 0 | 0 | 0 | 0
Nuc | 0 | 0 | 0 | 0 | 0 | 0
PS | 0 | 0 | 0 | 0 | 0 | 0
PV | 0 | 0 | 0 | 0 | 0 | 0
PeakG | 0 | 0 | 0 | 0 | 0 | 0
PeakO | 0 | 0 | 0 | 0 | 0 | 0
ST | 0 | 0 | 0 | 0 | 0 | 0
STOG | 0 | 0 | 0 | 0 | 0 | 0
STWD | 0 | 0 | 0 | 0 | 0 | 0
WT | 0 | 0 | 0 | 0 | 0 | 0
IGCC | 0 | 0 | 0 | 0 | 0 | 0
DemandResponse | 0 | 0 | 0 | 0 | 0 | 0
IGCC-CCS | 0 | 0 | 0 | 0 | 0 | 0
WT_off | 0 | 0 | 0 | 0 | 0 | 0
PseudoUnit | 0 | 0 | 0 | 0 | 0 | 0
FixedInterchange | 0 | 0 | 0 | 0 | 0 | 0
Cumulative New Build Capacity by Reporting Type: HQ_NEISO
ReportingType | 2015 | 2020 | 2025 | 2030 | 2035 | 2040
BM | 0 | 0 | 0 | 0 | 0 | 0
CC | 0 | 0 | 0 | 0 | 0 | 0
CSP | 0 | 0 | 0 | 0 | 0 | 0
CT | 0 | 0 | 0 | 0 | 0 | 0
Coal | 0 | 0 | 0 | 0 | 0 | 0
Geo | 0 | 0 | 0 | 0 | 0 | 0
H | 0 | 0 | 0 | 0 | 0 | 0
LFG | 0 | 0 | 0 | 0 | 0 | 0
Nuc | 0 | 0 | 0 | 0 | 0 | 0
PS | 0 | 0 | 0 | 0 | 0 | 0
PV | 0 | 0 | 0 | 0 | 0 | 0
PeakG | 0 | 0 | 0 | 0 | 0 | 0
PeakO | 0 | 0 | 0 | 0 | 0 | 0
ST | 0 | 0 | 0 | 0 | 0 | 0
STOG | 0 | 0 | 0 | 0 | 0 | 0
STWD | 0 | 0 | 0 | 0 | 0 | 0
WT | 0 | 0 | 0 | 0 | 0 | 0
IGCC | 0 | 0 | 0 | 0 | 0 | 0
DemandResponse | 0 | 0 | 0 | 0 | 0 | 0
IGCC-CCS | 0 | 0 | 0 | 0 | 0 | 0
WT_off | 0 | 0 | 0 | 0 | 0 | 0
PseudoUnit | 0 | 0 | 0 | 0 | 0 | 0
FixedInterchange | 0 | 0 | 0 | 0 | 0 | 0
Cumulative New Build Capacity by Reporting Type: HQ_NY
ReportingType | 2015 | 2020 | 2025 | 2030 | 2035 | 2040
BM | 0 | 0 | 0 | 0 | 0 | 0
CC | 0 | 0 | 0 | 0 | 0 | 0
CSP | 0 | 0 | 0 | 0 | 0 | 0
CT | 0 | 0 | 0 | 0 | 0 | 0
Coal | 0 | 0 | 0 | 0 | 0 | 0
Geo | 0 | 0 | 0 | 0 | 0 | 0
H | 0 | 0 | 0 | 0 | 0 | 0
LFG | 0 | 0 | 0 | 0 | 0 | 0
Nuc | 0 | 0 | 0 | 0 | 0 | 0
PS | 0 | 0 | 0 | 0 | 0 | 0
PV | 0 | 0 | 0 | 0 | 0 | 0
PeakG | 0 | 0 | 0 | 0 | 0 | 0
PeakO | 0 | 0 | 0 | 0 | 0 | 0
ST | 0 | 0 | 0 | 0 | 0 | 0
STOG | 0 | 0 | 0 | 0 | 0 | 0
STWD | 0 | 0 | 0 | 0 | 0 | 0
WT | 0 | 0 | 0 | 0 | 0 | 0
IGCC | 0 | 0 | 0 | 0 | 0 | 0
DemandResponse | 0 | 0 | 0 | 0 | 0 | 0
IGCC-CCS | 0 | 0 | 0 | 0 | 0 | 0
WT_off | 0 | 0 | 0 | 0 | 0 | 0
PseudoUnit | 0 | 0 | 0 | 0 | 0 | 0
FixedInterchange | 0 | 0 | 0 | 0 | 0 | 0
Cumulative New Build Capacity by Reporting Type: MARITIMES
ReportingType | 2015 | 2020 | 2025 | 2030 | 2035 | 2040
BM | 0 | 0 | 0 | 0 | 0 | 0
CC | 0 | 0 | 0 | 0 | 0 | 0
CSP | 0 | 0 | 0 | 0 | 0 | 0
CT | 0 | 0 | 0 | 0 | 0 | 0
Coal | 0 | 0 | 0 | 0 | 0 | 0
Geo | 0 | 0 | 0 | 0 | 0 | 0
H | 0 | 0 | 0 | 0 | 0 | 0
LFG | 0 | 0 | 0 | 0 | 0 | 0
Nuc | 0 | 0 | 0 | 0 | 0 | 0
PS | 0 | 0 | 0 | 0 | 0 | 0
PV | 0 | 0 | 0 | 0 | 0 | 0
PeakG | 0 | 0 | 0 | 0 | 0 | 0
PeakO | 0 | 0 | 0 | 0 | 0 | 0
ST | 0 | 0 | 0 | 0 | 0 | 0
STOG | 0 | 0 | 0 | 0 | 0 | 0
STWD | 0 | 0 | 0 | 0 | 0 | 0
WT | 0 | 0 | 0 | 0 | 0 | 0
IGCC | 0 | 0 | 0 | 0 | 0 | 0
DemandResponse | 0 | 0 | 0 | 0 | 0 | 0
IGCC-CCS | 0 | 0 | 0 | 0 | 0 | 0
WT_off | 0 | 0 | 0 | 0 | 0 | 0
PseudoUnit | 0 | 0 | 0 | 0 | 0 | 0
FixedInterchange | 0 | 0 | 0 | 0 | 0 | 0
Cumulative New Build Capacity by Reporting Type: All
ReportingType | 2015 | 2020 | 2025 | 2030 | 2035 | 2040
BM | 1251 | 1785.79 | 2660.93 | 2956.95 | 3257.2 | 3632.13
CC | 44051.29 | 108807.25 | 160510.4 | 237473.3 | 337074.89 | 425984.61
CSP | 0 | 0 | 0 | 0 | 0 | 0
CT | 9680.75 | 27664.12 | 39078.65 | 68718.18 | 102850.54 | 127853.36
Coal | 10763.64 | 11725.66 | 11877.36 | 14107.85 | 28313.61 | 65743.33
Geo | 136 | 2211 | 6640 | 6640 | 6640 | 6640
H | 0 | 0 | 0 | 0 | 0 | 0
LFG | 192 | 2145 | 4355 | 5079 | 5079 | 5079
Nuc | 2740.56 | 7270.56 | 7270.56 | 7270.56 | 7270.56 | 7270.56
PS | 0 | 0 | 0 | 0 | 0 | 0
PV | 1246 | 3666.35 | 5052.01 | 5556.85 | 5928.33 | 6331.53
PeakG | 0 | 0 | 0 | 0 | 0 | 0
PeakO | 0 | 0 | 0 | 0 | 0 | 0
ST | 760 | 1716.88 | 2135.81 | 2350.41 | 2350.41 | 2350.42
STOG | 0 | 0 | 0 | 0 | 0 | 0
STWD | 0 | 0 | 0 | 0 | 0 | 0
WT | 25342 | 61033.11 | 70843.59 | 87825.28 | 106816.77 | 127650.82
IGCC | 618 | 618 | 618 | 618 | 618 | 618.01
DemandResponse | 0 | 0 | 0 | 0 | 0 | 0
IGCC-CCS | 0 | 0 | 0 | 0 | 0 | 0
WT_off | 469 | 469 | 1569 | 1569 | 1569 | 1569
PseudoUnit | 0 | 0 | 0 | 0 | 0 | 0
FixedInterchange | 0 | 0 | 0 | 0 | 0 | 0
Cumulative New Build Capacity by Reporting Type: EI_US
ReportingType | 2015 | 2020 | 2025 | 2030 | 2035 | 2040
BM | 741.12 | 1275.91 | 2151.05 | 2447.07 | 2747.32 | 3122.24
CC | 31338.83 | 81715.31 | 117555.44 | 167194.35 | 234699.12 | 294443.22
CSP | 0 | 0 | 0 | 0 | 0 | 0
CT | 4764.41 | 17317.05 | 23471.56 | 44541.52 | 67217.28 | 81169.2
Coal | 7858.64 | 7858.64 | 7858.64 | 7858.64 | 19624.49 | 47264.19
Geo | 0 | 0 | 0 | 0 | 0 | 0
H | 0 | 0 | 0 | 0 | 0 | 0
LFG | 141.4 | 806.71 | 2849.5 | 3219 | 3219 | 3219
Nuc | 2740.56 | 7270.56 | 7270.56 | 7270.56 | 7270.56 | 7270.56
PS | 0 | 0 | 0 | 0 | 0 | 0
PV | 57.74 | 2478.09 | 3863.75 | 4368.6 | 4740.07 | 5143.28
PeakG | 0 | 0 | 0 | 0 | 0 | 0
PeakO | 0 | 0 | 0 | 0 | 0 | 0
ST | 0 | 0 | 0 | 0 | 0 | 0
STOG | 0 | 0 | 0 | 0 | 0 | 0
STWD | 0 | 0 | 0 | 0 | 0 | 0
WT | 19786.6 | 34931.76 | 44742.24 | 57553.07 | 76544.55 | 97369.87
IGCC | 618 | 618 | 618 | 618 | 618 | 618.01
DemandResponse | 0 | 0 | 0 | 0 | 0 | 0
IGCC-CCS | 0 | 0 | 0 | 0 | 0 | 0
WT_off | 469 | 469 | 1569 | 1569 | 1569 | 1569
PseudoUnit | 0 | 0 | 0 | 0 | 0 | 0
FixedInterchange | 0 | 0 | 0 | 0 | 0 | 0
Cumulative New Build Capacity by Reporting Type: EI_Canada
ReportingType | 2015 | 2020 | 2025 | 2030 | 2035 | 2040
BM | 326.33 | 326.33 | 326.33 | 326.33 | 326.33 | 326.33
CC | 2566.22 | 3635.59 | 4400.76 | 5793.65 | 11309.39 | 15573.28
CSP | 0 | 0 | 0 | 0 | 0 | 0
CT | 368 | 368 | 368 | 521.87 | 568.74 | 2179.38
Coal | 0 | 0 | 0 | 0 | 0 | 0
Geo | 0 | 0 | 0 | 0 | 0 | 0
H | 0 | 0 | 0 | 0 | 0 | 0
LFG | 14.5 | 14.5 | 14.5 | 15 | 15 | 15
Nuc | 0 | 0 | 0 | 0 | 0 | 0
PS | 0 | 0 | 0 | 0 | 0 | 0
PV | 1067.26 | 1067.26 | 1067.26 | 1067.26 | 1067.26 | 1067.26
PeakG | 0 | 0 | 0 | 0 | 0 | 0
PeakO | 0 | 0 | 0 | 0 | 0 | 0
ST | 0 | 0 | 0 | 0 | 0 | 0
STOG | 0 | 0 | 0 | 0 | 0 | 0
STWD | 0 | 0 | 0 | 0 | 0 | 0
WT | 2408.3 | 2408.3 | 2408.3 | 2408.3 | 2408.3 | 2408.3
IGCC | 0 | 0 | 0 | 0 | 0 | 0
DemandResponse | 0 | 0 | 0 | 0 | 0 | 0
IGCC-CCS | 0 | 0 | 0 | 0 | 0 | 0
WT_off | 0 | 0 | 0 | 0 | 0 | 0
PseudoUnit | 0 | 0 | 0 | 0 | 0 | 0
FixedInterchange | 0 | 0 | 0 | 0 | 0 | 0
Cumulative New Build Capacity by Reporting Type: EI
ReportingType | 2015 | 2020 | 2025 | 2030 | 2035 | 2040
BM | 1067.45 | 1602.24 | 2477.38 | 2773.4 | 3073.65 | 3448.57
CC | 33905.05 | 85350.9 | 121956.19 | 172988 | 246008.51 | 310016.5
CSP | 0 | 0 | 0 | 0 | 0 | 0
CT | 5132.41 | 17685.05 | 23839.56 | 45063.38 | 67786.02 | 83348.58
Coal | 7858.64 | 7858.64 | 7858.64 | 7858.64 | 19624.49 | 47264.19
Geo | 0 | 0 | 0 | 0 | 0 | 0
H | 0 | 0 | 0 | 0 | 0 | 0
LFG | 155.9 | 821.21 | 2864 | 3234 | 3234 | 3234
Nuc | 2740.56 | 7270.56 | 7270.56 | 7270.56 | 7270.56 | 7270.56
PS | 0 | 0 | 0 | 0 | 0 | 0
PV | 1125 | 3545.35 | 4931.01 | 5435.85 | 5807.33 | 6210.53
PeakG | 0 | 0 | 0 | 0 | 0 | 0
PeakO | 0 | 0 | 0 | 0 | 0 | 0
ST | 0 | 0 | 0 | 0 | 0 | 0
STOG | 0 | 0 | 0 | 0 | 0 | 0
STWD | 0 | 0 | 0 | 0 | 0 | 0
WT | 22194.9 | 37340.06 | 47150.54 | 59961.37 | 78952.85 | 99778.17
IGCC | 618 | 618 | 618 | 618 | 618 | 618.01
DemandResponse | 0 | 0 | 0 | 0 | 0 | 0
IGCC-CCS | 0 | 0 | 0 | 0 | 0 | 0
WT_off | 469 | 469 | 1569 | 1569 | 1569 | 1569
PseudoUnit | 0 | 0 | 0 | 0 | 0 | 0
FixedInterchange | 0 | 0 | 0 | 0 | 0 | 0
Cumulative New Build Capacity by Reporting Type: Outside_EI
ReportingType | 2015 | 2020 | 2025 | 2030 | 2035 | 2040
BM | 183.55 | 183.55 | 183.55 | 183.55 | 183.55 | 183.55
CC | 10146.24 | 23456.35 | 38554.2 | 64485.29 | 91066.38 | 115968.11
CSP | 0 | 0 | 0 | 0 | 0 | 0
CT | 4548.33 | 9979.07 | 15239.09 | 23654.8 | 35064.52 | 44504.78
Coal | 2905 | 3867.02 | 4018.73 | 6249.21 | 8689.11 | 18479.14
Geo | 136 | 2211 | 6640 | 6640 | 6640 | 6640
H | 0 | 0 | 0 | 0 | 0 | 0
LFG | 36.1 | 1323.79 | 1491 | 1845 | 1845 | 1845
Nuc | 0 | 0 | 0 | 0 | 0 | 0
PS | 0 | 0 | 0 | 0 | 0 | 0
PV | 121 | 121 | 121 | 121 | 121 | 121
PeakG | 0 | 0 | 0 | 0 | 0 | 0
PeakO | 0 | 0 | 0 | 0 | 0 | 0
ST | 760 | 1716.88 | 2135.81 | 2350.41 | 2350.41 | 2350.42
STOG | 0 | 0 | 0 | 0 | 0 | 0
STWD | 0 | 0 | 0 | 0 | 0 | 0
WT | 3147.1 | 23693.05 | 23693.05 | 27863.91 | 27863.92 | 27872.65
IGCC | 0 | 0 | 0 | 0 | 0 | 0
DemandResponse | 0 | 0 | 0 | 0 | 0 | 0
IGCC-CCS | 0 | 0 | 0 | 0 | 0 | 0
WT_off | 0 | 0 | 0 | 0 | 0 | 0
PseudoUnit | 0 | 0 | 0 | 0 | 0 | 0
FixedInterchange | 0 | 0 | 0 | 0 | 0 | 0
#3 | Retirements of Capacity (MW)
Retirements of Capacity by Reporting Type: Entergy
ReportingType | 2015 | 2020 | 2025 | 2030 | 2035 | 2040
BM | 0 | 0 | 0 | 0 | 0 | 0
CC | 0 | 0 | 0 | 0 | 0 | 0
CSP | 0 | 0 | 0 | 0 | 0 | 0
CT | 0 | 0 | 0 | 0 | 0 | 0
Coal | 892.9 | 0 | 0 | 0 | 0 | 0
Geo | 0 | 0 | 0 | 0 | 0 | 0
H | 0 | 0 | 0 | 0 | 0 | 0
LFG | 0 | 0 | 0 | 0 | 0 | 0
Nuc | 0 | 0 | 0 | 0 | 842 | 997
PS | 0 | 0 | 0 | 0 | 0 | 0
PV | 0 | 0 | 0 | 0 | 0 | 0
PeakG | 0 | 0 | 0 | 0 | 0 | 0
PeakO | 0 | 0 | 0 | 0 | 0 | 0
ST | 0 | 0 | 0 | 0 | 0 | 0
STOG | 10098.16 | 0 | 0 | 0 | 0 | 0
STWD | 0 | 0 | 0 | 0 | 0 | 0
WT | 0 | 0 | 0 | 0 | 0 | 0
IGCC | 0 | 0 | 0 | 0 | 0 | 0
DemandResponse | 0 | 0 | 0 | 0 | 0 | 0
IGCC-CCS | 0 | 0 | 0 | 0 | 0 | 0
WT_off | 0 | 0 | 0 | 0 | 0 | 0
PseudoUnit | 0 | 0 | 0 | 0 | 0 | 0
FixedInterchange | 0 | 0 | 0 | 0 | 0 | 0
Retirements of Capacity by Reporting Type: FRCC
ReportingType | 2015 | 2020 | 2025 | 2030 | 2035 | 2040
BM | 0 | 0 | 0 | 0 | 0 | 0
CC | 0 | 0 | 0 | 0 | 0 | 0
CSP | 0 | 0 | 0 | 0 | 0 | 0
CT | 0 | 0 | 0 | 0 | 0 | 0
Coal | 694.39 | 869 | 0 | 0 | 0 | 0
Geo | 0 | 0 | 0 | 0 | 0 | 0
H | 0 | 0 | 0 | 0 | 0 | 0
LFG | 0 | 0 | 0 | 0 | 0 | 0
Nuc | 0 | 0 | 0 | 0 | 1615.33 | 1677
PS | 0 | 0 | 0 | 0 | 0 | 0
PV | 0 | 0 | 0 | 0 | 0 | 0
PeakG | 0 | 0 | 0 | 0 | 0 | 0
PeakO | 0 | 0 | 0 | 0 | 0 | 0
ST | 0 | 0 | 0 | 0 | 0 | 0
STOG | 3029.6 | 0 | 0 | 0 | 0 | 0
STWD | 0 | 0 | 0 | 0 | 0 | 0
WT | 0 | 0 | 0 | 0 | 0 | 0
IGCC | 0 | 0 | 0 | 0 | 0 | 0
DemandResponse | 0 | 0 | 0 | 0 | 0 | 0
IGCC-CCS | 0 | 0 | 0 | 0 | 0 | 0
WT_off | 0 | 0 | 0 | 0 | 0 | 0
PseudoUnit | 0 | 0 | 0 | 0 | 0 | 0
FixedInterchange | 0 | 0 | 0 | 0 | 0 | 0
Retirements of Capacity by Reporting Type: MAPP_US
ReportingType | 2015 | 2020 | 2025 | 2030 | 2035 | 2040
BM | 0 | 0 | 0 | 0 | 0 | 0
CC | 0 | 0 | 0 | 0 | 0 | 0
CSP | 0 | 0 | 0 | 0 | 0 | 0
CT | 0 | 0 | 0 | 0 | 0 | 0
Coal | 503.06 | 0 | 0 | 0 | 0 | 0
Geo | 0 | 0 | 0 | 0 | 0 | 0
H | 0 | 0 | 0 | 0 | 0 | 0
LFG | 0 | 0 | 0 | 0 | 0 | 0
Nuc | 0 | 0 | 0 | 0 | 0 | 0
PS | 0 | 0 | 0 | 0 | 0 | 0
PV | 0 | 0 | 0 | 0 | 0 | 0
PeakG | 0 | 0 | 0 | 0 | 0 | 0
PeakO | 0 | 0 | 0 | 0 | 0 | 0
ST | 0 | 0 | 0 | 0 | 0 | 0
STOG | 36 | 0 | 0 | 0 | 0 | 0
STWD | 0 | 0 | 0 | 0 | 0 | 0
WT | 0 | 0 | 0 | 0 | 0 | 0
IGCC | 0 | 0 | 0 | 0 | 0 | 0
DemandResponse | 0 | 0 | 0 | 0 | 0 | 0
IGCC-CCS | 0 | 0 | 0 | 0 | 0 | 0
WT_off | 0 | 0 | 0 | 0 | 0 | 0
PseudoUnit | 0 | 0 | 0 | 0 | 0 | 0
FixedInterchange | 0 | 0 | 0 | 0 | 0 | 0
Retirements of Capacity by Reporting Type: MISO_IN
ReportingType | 2015 | 2020 | 2025 | 2030 | 2035 | 2040
BM | 0 | 0 | 0 | 0 | 0 | 0
CC | 0 | 0 | 0 | 0 | 0 | 0
CSP | 0 | 0 | 0 | 0 | 0 | 0
CT | 0 | 0 | 0 | 0 | 0 | 0
Coal | 626.45 | 734.44 | 0 | 0 | 0 | 0
Geo | 0 | 0 | 0 | 0 | 0 | 0
H | 0 | 0 | 0 | 0 | 0 | 0
LFG | 0 | 0 | 0 | 0 | 0 | 0
Nuc | 0 | 0 | 0 | 0 | 0 | 0
PS | 0 | 0 | 0 | 0 | 0 | 0
PV | 0 | 0 | 0 | 0 | 0 | 0
PeakG | 0 | 0 | 0 | 0 | 0 | 0
PeakO | 0 | 0 | 0 | 0 | 0 | 0
ST | 0 | 0 | 0 | 0 | 0 | 0
STOG | 0 | 0 | 0 | 0 | 0 | 0
STWD | 0 | 0 | 0 | 0 | 0 | 0
WT | 0 | 0 | 0 | 0 | 0 | 0
IGCC | 0 | 0 | 0 | 0 | 0 | 0
DemandResponse | 0 | 0 | 0 | 0 | 0 | 0
IGCC-CCS | 0 | 0 | 0 | 0 | 0 | 0
WT_off | 0 | 0 | 0 | 0 | 0 | 0
PseudoUnit | 0 | 0 | 0 | 0 | 0 | 0
FixedInterchange | 0 | 0 | 0 | 0 | 0 | 0
Retirements of Capacity by Reporting Type: MISO_MI
ReportingType | 2015 | 2020 | 2025 | 2030 | 2035 | 2040
BM | 0 | 0 | 0 | 0 | 0 | 0
CC | 0 | 0 | 0 | 0 | 0 | 0
CSP | 0 | 0 | 0 | 0 | 0 | 0
CT | 0 | 0 | 0 | 0 | 0 | 0
Coal | 1028 | 3211.3 | 0 | 0 | 0 | 0
Geo | 0 | 0 | 0 | 0 | 0 | 0
H | 0 | 0 | 0 | 0 | 0 | 0
LFG | 0 | 0 | 0 | 0 | 0 | 0
Nuc | 0 | 0 | 0 | 0 | 778 | 0
PS | 0 | 0 | 0 | 0 | 0 | 0
PV | 0 | 0 | 0 | 0 | 0 | 0
PeakG | 0 | 0 | 0 | 0 | 0 | 0
PeakO | 0 | 0 | 0 | 0 | 0 | 0
ST | 0 | 0 | 0 | 0 | 0 | 0
STOG | 0 | 0 | 0 | 0 | 0 | 0
STWD | 0 | 0 | 0 | 0 | 0 | 0
WT | 0 | 0 | 0 | 0 | 0 | 0
IGCC | 0 | 0 | 0 | 0 | 0 | 0
DemandResponse | 0 | 0 | 0 | 0 | 0 | 0
IGCC-CCS | 0 | 0 | 0 | 0 | 0 | 0
WT_off | 0 | 0 | 0 | 0 | 0 | 0
PseudoUnit | 0 | 0 | 0 | 0 | 0 | 0
FixedInterchange | 0 | 0 | 0 | 0 | 0 | 0
Retirements of Capacity by Reporting Type: MISO_MO-IL
ReportingType | 2015 | 2020 | 2025 | 2030 | 2035 | 2040
BM | 0 | 0 | 0 | 0 | 0 | 0
CC | 0 | 0 | 0 | 0 | 0 | 0
CSP | 0 | 0 | 0 | 0 | 0 | 0
CT | 0 | 0 | 0 | 0 | 0 | 0
Coal | 821.69 | 1234.96 | 0 | 0 | 0 | 0
Geo | 0 | 0 | 0 | 0 | 0 | 0
H | 0 | 0 | 0 | 0 | 0 | 0
LFG | 0 | 0 | 0 | 0 | 0 | 0
Nuc | 0 | 0 | 0 | 0 | 0 | 0
PS | 0 | 0 | 0 | 0 | 0 | 0
PV | 0 | 0 | 0 | 0 | 0 | 0
PeakG | 0 | 0 | 0 | 0 | 0 | 0
PeakO | 0 | 0 | 0 | 0 | 0 | 0
ST | 0 | 0 | 0 | 0 | 0 | 0
STOG | 0 | 0 | 0 | 0 | 0 | 0
STWD | 0 | 0 | 0 | 0 | 0 | 0
WT | 0 | 0 | 0 | 0 | 0 | 0
IGCC | 0 | 0 | 0 | 0 | 0 | 0
DemandResponse | 0 | 0 | 0 | 0 | 0 | 0
IGCC-CCS | 0 | 0 | 0 | 0 | 0 | 0
WT_off | 0 | 0 | 0 | 0 | 0 | 0
PseudoUnit | 0 | 0 | 0 | 0 | 0 | 0
FixedInterchange | 0 | 0 | 0 | 0 | 0 | 0
Retirements of Capacity by Reporting Type: MISO_W
ReportingType | 2015 | 2020 | 2025 | 2030 | 2035 | 2040
BM | 0 | 0 | 0 | 0 | 0 | 0
CC | 0 | 0 | 0 | 0 | 0 | 0
CSP | 0 | 0 | 0 | 0 | 0 | 0
CT | 0 | 0 | 0 | 0 | 0 | 0
Coal | 894.58 | 1685.2 | 0 | 0 | 0 | 0
Geo | 0 | 0 | 0 | 0 | 0 | 0
H | 0 | 0 | 0 | 0 | 0 | 0
LFG | 0 | 0 | 0 | 0 | 0 | 0
Nuc | 0 | 0 | 0 | 0 | 2361.23 | 0
PS | 0 | 0 | 0 | 0 | 0 | 0
PV | 0 | 0 | 0 | 0 | 0 | 0
PeakG | 0 | 0 | 0 | 0 | 0 | 0
PeakO | 0 | 0 | 0 | 0 | 0 | 0
ST | 0 | 0 | 0 | 0 | 0 | 0
STOG | 0 | 0 | 0 | 0 | 0 | 0
STWD | 0 | 0 | 0 | 0 | 0 | 0
WT | 0 | 0 | 0 | 0 | 0 | 0
IGCC | 0 | 0 | 0 | 0 | 0 | 0
DemandResponse | 0 | 0 | 0 | 0 | 0 | 0
IGCC-CCS | 0 | 0 | 0 | 0 | 0 | 0
WT_off | 0 | 0 | 0 | 0 | 0 | 0
PseudoUnit | 0 | 0 | 0 | 0 | 0 | 0
FixedInterchange | 0 | 0 | 0 | 0 | 0 | 0
Retirements of Capacity by Reporting Type: MISO_WUMS
ReportingType | 2015 | 2020 | 2025 | 2030 | 2035 | 2040
BM | 0 | 0 | 0 | 0 | 0 | 0
CC | 0 | 0 | 0 | 0 | 0 | 0
CSP | 0 | 0 | 0 | 0 | 0 | 0
CT | 0 | 0 | 0 | 0 | 0 | 0
Coal | 1210.95 | 2345.53 | 0 | 0 | 0 | 0
Geo | 0 | 0 | 0 | 0 | 0 | 0
H | 0 | 0 | 0 | 0 | 0 | 0
LFG | 0 | 0 | 0 | 0 | 0 | 0
Nuc | 0 | 0 | 0 | 0 | 1816.9 | 0
PS | 0 | 0 | 0 | 0 | 0 | 0
PV | 0 | 0 | 0 | 0 | 0 | 0
PeakG | 0 | 0 | 0 | 0 | 0 | 0
PeakO | 0 | 0 | 0 | 0 | 0 | 0
ST | 0 | 0 | 0 | 0 | 0 | 0
STOG | 59.5 | 0 | 0 | 0 | 0 | 0
STWD | 0 | 0 | 0 | 0 | 0 | 0
WT | 0 | 0 | 0 | 0 | 0 | 0
IGCC | 0 | 0 | 0 | 0 | 0 | 0
DemandResponse | 0 | 0 | 0 | 0 | 0 | 0
IGCC-CCS | 0 | 0 | 0 | 0 | 0 | 0
WT_off | 0 | 0 | 0 | 0 | 0 | 0
PseudoUnit | 0 | 0 | 0 | 0 | 0 | 0
FixedInterchange | 0 | 0 | 0 | 0 | 0 | 0
Retirements of Capacity by Reporting Type: Nebraska
ReportingType | 2015 | 2020 | 2025 | 2030 | 2035 | 2040
BM | 0 | 0 | 0 | 0 | 0 | 0
CC | 0 | 0 | 0 | 0 | 0 | 0
CSP | 0 | 0 | 0 | 0 | 0 | 0
CT | 0 | 0 | 0 | 0 | 0 | 0
Coal | 0 | 0 | 0 | 0 | 0 | 0
Geo | 0 | 0 | 0 | 0 | 0 | 0
H | 0 | 0 | 0 | 0 | 0 | 0
LFG | 0 | 0 | 0 | 0 | 0 | 0
Nuc | 0 | 0 | 0 | 0 | 1251.8 | 0
PS | 0 | 0 | 0 | 0 | 0 | 0
PV | 0 | 0 | 0 | 0 | 0 | 0
PeakG | 0 | 0 | 0 | 0 | 0 | 0
PeakO | 0 | 0 | 0 | 0 | 0 | 0
ST | 0 | 0 | 0 | 0 | 0 | 0
STOG | 0 | 0 | 0 | 0 | 0 | 0
STWD | 0 | 0 | 0 | 0 | 0 | 0
WT | 0 | 0 | 0 | 0 | 0 | 0
IGCC | 0 | 0 | 0 | 0 | 0 | 0
DemandResponse | 0 | 0 | 0 | 0 | 0 | 0
IGCC-CCS | 0 | 0 | 0 | 0 | 0 | 0
WT_off | 0 | 0 | 0 | 0 | 0 | 0
PseudoUnit | 0 | 0 | 0 | 0 | 0 | 0
FixedInterchange | 0 | 0 | 0 | 0 | 0 | 0
Retirements of Capacity by Reporting Type: NEISO
ReportingType | 2015 | 2020 | 2025 | 2030 | 2035 | 2040
BM | 0 | 0 | 0 | 0 | 0 | 0
CC | 207.68 | 0 | 0 | 0 | 0 | 0
CSP | 0 | 0 | 0 | 0 | 0 | 0
CT | 0 | 0 | 0 | 0 | 0 | 0
Coal | 2250.13 | 320 | 0 | 0 | 0 | 0
Geo | 0 | 0 | 0 | 0 | 0 | 0
H | 0 | 0 | 0 | 0 | 0 | 0
LFG | 0 | 0 | 0 | 0 | 0 | 0
Nuc | 0 | 0 | 0 | 0 | 1289 | 876.92
PS | 0 | 0 | 0 | 0 | 0 | 0
PV | 0 | 0 | 0 | 0 | 0 | 0
PeakG | 0 | 0 | 0 | 0 | 0 | 0
PeakO | 0 | 0 | 0 | 0 | 0 | 0
ST | 0 | 0 | 0 | 0 | 0 | 0
STOG | 6237 | 0 | 0 | 0 | 0 | 0
STWD | 0 | 0 | 0 | 0 | 0 | 0
WT | 0 | 0 | 0 | 0 | 0 | 0
IGCC | 0 | 0 | 0 | 0 | 0 | 0
DemandResponse | 0 | 0 | 0 | 0 | 0 | 0
IGCC-CCS | 0 | 0 | 0 | 0 | 0 | 0
WT_off | 0 | 0 | 0 | 0 | 467.99 | 0
PseudoUnit | 0 | 0 | 0 | 0 | 0 | 0
FixedInterchange | 0 | 0 | 0 | 0 | 0 | 0
Retirements of Capacity by Reporting Type: NonRTO_Midwest
ReportingType | 2015 | 2020 | 2025 | 2030 | 2035 | 2040
BM | 0 | 0 | 0 | 0 | 0 | 0
CC | 0 | 0 | 0 | 0 | 0 | 0
CSP | 0 | 0 | 0 | 0 | 0 | 0
CT | 0 | 0 | 0 | 0 | 0 | 0
Coal | 571.83 | 0 | 0 | 0 | 0 | 0
Geo | 0 | 0 | 0 | 0 | 0 | 0
H | 0 | 0 | 0 | 0 | 0 | 0
LFG | 0 | 0 | 0 | 0 | 0 | 0
Nuc | 0 | 0 | 0 | 0 | 0 | 0
PS | 0 | 0 | 0 | 0 | 0 | 0
PV | 0 | 0 | 0 | 0 | 0 | 0
PeakG | 0 | 0 | 0 | 0 | 0 | 0
PeakO | 0 | 0 | 0 | 0 | 0 | 0
ST | 0 | 0 | 0 | 0 | 0 | 0
STOG | 0 | 0 | 0 | 0 | 0 | 0
STWD | 0 | 0 | 0 | 0 | 0 | 0
WT | 0 | 0 | 0 | 0 | 0 | 0
IGCC | 0 | 0 | 0 | 0 | 0 | 0
DemandResponse | 0 | 0 | 0 | 0 | 0 | 0
IGCC-CCS | 0 | 0 | 0 | 0 | 0 | 0
WT_off | 0 | 0 | 0 | 0 | 0 | 0
PseudoUnit | 0 | 0 | 0 | 0 | 0 | 0
FixedInterchange | 0 | 0 | 0 | 0 | 0 | 0
Retirements of Capacity by Reporting Type: NYISO_A-F
ReportingType | 2015 | 2020 | 2025 | 2030 | 2035 | 2040
BM | 0 | 0 | 0 | 0 | 0 | 0
CC | 0 | 0 | 0 | 0 | 0 | 0
CSP | 0 | 0 | 0 | 0 | 0 | 0
CT | 0 | 0 | 0 | 0 | 0 | 0
Coal | 2251.9 | 0 | 0 | 0 | 0 | 0
Geo | 0 | 0 | 0 | 0 | 0 | 0
H | 0 | 0 | 0 | 0 | 0 | 0
LFG | 0 | 0 | 0 | 0 | 0 | 0
Nuc | 0 | 0 | 0 | 621.2 | 580.5 | 852.2
PS | 0 | 0 | 0 | 0 | 0 | 0
PV | 0 | 0 | 0 | 0 | 0 | 0
PeakG | 0 | 0 | 0 | 0 | 0 | 0
PeakO | 0 | 0 | 0 | 0 | 0 | 0
ST | 0 | 0 | 0 | 0 | 0 | 0
STOG | 1700.99 | 0 | 0 | 0 | 0 | 0
STWD | 0 | 0 | 0 | 0 | 0 | 0
WT | 0 | 0 | 0 | 0 | 0 | 0
IGCC | 0 | 0 | 0 | 0 | 0 | 0
DemandResponse | 0 | 0 | 0 | 0 | 0 | 0
IGCC-CCS | 0 | 0 | 0 | 0 | 0 | 0
WT_off | 0 | 0 | 0 | 0 | 0 | 0
PseudoUnit | 0 | 0 | 0 | 0 | 0 | 0
FixedInterchange | 0 | 0 | 0 | 0 | 0 | 0
Retirements of Capacity by Reporting Type: NYISO_G-I
ReportingType | 2015 | 2020 | 2025 | 2030 | 2035 | 2040
BM | 0 | 0 | 0 | 0 | 0 | 0
CC | 0 | 0 | 0 | 0 | 0 | 0
CSP | 0 | 0 | 0 | 0 | 0 | 0
CT | 0 | 0 | 0 | 0 | 0 | 0
Coal | 368.2 | 0 | 0 | 0 | 0 | 0
Geo | 0 | 0 | 0 | 0 | 0 | 0
H | 0 | 0 | 0 | 0 | 0 | 0
LFG | 0 | 0 | 0 | 0 | 0 | 0
Nuc | 0 | 0 | 0 | 0 | 1019.6 | 1025
PS | 0 | 0 | 0 | 0 | 0 | 0
PV | 0 | 0 | 0 | 0 | 0 | 0
PeakG | 0 | 0 | 0 | 0 | 0 | 0
PeakO | 0 | 0 | 0 | 0 | 0 | 0
ST | 0 | 0 | 0 | 0 | 0 | 0
STOG | 1217.57 | 0 | 0 | 0 | 0 | 0
STWD | 0 | 0 | 0 | 0 | 0 | 0
WT | 0 | 0 | 0 | 0 | 0 | 0
IGCC | 0 | 0 | 0 | 0 | 0 | 0
DemandResponse | 0 | 0 | 0 | 0 | 0 | 0
IGCC-CCS | 0 | 0 | 0 | 0 | 0 | 0
WT_off | 0 | 0 | 0 | 0 | 0 | 0
PseudoUnit | 0 | 0 | 0 | 0 | 0 | 0
FixedInterchange | 0 | 0 | 0 | 0 | 0 | 0
Retirements of Capacity by Reporting Type: NYISO_J-K
ReportingType | 2015 | 2020 | 2025 | 2030 | 2035 | 2040
BM | 0 | 0 | 0 | 0 | 0 | 0
CC | 0 | 0 | 0 | 0 | 0 | 0
CSP | 0 | 0 | 0 | 0 | 0 | 0
CT | 0 | 0 | 0 | 0 | 0 | 0
Coal | 0 | 0 | 0 | 0 | 0 | 0
Geo | 0 | 0 | 0 | 0 | 0 | 0
H | 0 | 0 | 0 | 0 | 0 | 0
LFG | 0 | 0 | 0 | 0 | 0 | 0
Nuc | 0 | 0 | 0 | 0 | 0 | 0
PS | 0 | 0 | 0 | 0 | 0 | 0
PV | 0 | 0 | 0 | 0 | 32 | 0
PeakG | 0 | 0 | 0 | 0 | 0 | 0
PeakO | 0 | 0 | 0 | 0 | 0 | 0
ST | 0 | 0 | 0 | 0 | 0 | 0
STOG | 0 | 0 | 0 | 0 | 0 | 0
STWD | 0 | 0 | 0 | 0 | 0 | 0
WT | 0 | 0 | 0 | 0 | 0 | 0
IGCC | 0 | 0 | 0 | 0 | 0 | 0
DemandResponse | 0 | 0 | 0 | 0 | 0 | 0
IGCC-CCS | 0 | 0 | 0 | 0 | 0 | 0
WT_off | 0 | 0 | 0 | 0 | 0 | 0
PseudoUnit | 0 | 0 | 0 | 0 | 0 | 0
FixedInterchange | 0 | 0 | 0 | 0 | 0 | 0
Retirements of Capacity by Reporting Type: PJM_E
ReportingType | 2015 | 2020 | 2025 | 2030 | 2035 | 2040
BM | 0 | 0 | 0 | 0 | 0 | 0
CC | 0 | 0 | 0 | 0 | 0 | 0
CSP | 0 | 0 | 0 | 0 | 0 | 0
CT | 0 | 0 | 0 | 0 | 0 | 0
Coal | 2803.99 | 568 | 0 | 0 | 0 | 0
Geo | 0 | 0 | 0 | 0 | 0 | 0
H | 0 | 0 | 0 | 0 | 0 | 0
LFG | 0 | 0 | 0 | 0 | 0 | 0
Nuc | 0 | 614.5 | 0 | 0 | 2224 | 1174
PS | 0 | 0 | 0 | 0 | 0 | 0
PV | 0 | 0 | 0 | 0 | 0 | 0
PeakG | 268.5 | 0 | 0 | 0 | 0 | 0
PeakO | 2.7 | 0 | 0 | 0 | 0 | 0
ST | 0 | 0 | 0 | 0 | 0 | 0
STOG | 629.5 | 0 | 0 | 0 | 0 | 0
STWD | 0 | 0 | 0 | 0 | 0 | 0
WT | 0 | 0 | 0 | 0 | 0 | 0
IGCC | 0 | 0 | 0 | 0 | 0 | 0
DemandResponse | 0 | 0 | 0 | 0 | 0 | 0
IGCC-CCS | 0 | 0 | 0 | 0 | 0 | 0
WT_off | 0 | 0 | 0 | 0 | 0 | 0
PseudoUnit | 0 | 0 | 0 | 0 | 0 | 0
FixedInterchange | 0 | 0 | 0 | 0 | 0 | 0
Retirements of Capacity by Reporting Type: PJM_ROM
ReportingType | 2015 | 2020 | 2025 | 2030 | 2035 | 2040
BM | 0 | 0 | 0 | 0 | 0 | 0
CC | 0 | 0 | 0 | 0 | 0 | 0
CSP | 0 | 0 | 0 | 0 | 0 | 0
CT | 0 | 0 | 0 | 0 | 0 | 0
Coal | 6520.48 | 0 | 0 | 0 | 0 | 0
Geo | 0 | 0 | 0 | 0 | 0 | 0
H | 0 | 0 | 0 | 0 | 0 | 0
LFG | 0 | 0 | 0 | 0 | 0 | 0
Nuc | 0 | 0 | 0 | 0 | 1732 | 899
PS | 0 | 0 | 0 | 0 | 0 | 0
PV | 0 | 0 | 0 | 0 | 0 | 0
PeakG | 0 | 0 | 0 | 0 | 0 | 0
PeakO | 270 | 0 | 0 | 0 | 0 | 0
ST | 0 | 0 | 0 | 0 | 0 | 0
STOG | 580 | 0 | 0 | 0 | 0 | 0
STWD | 0 | 0 | 0 | 0 | 0 | 0
WT | 0 | 0 | 0 | 0 | 0 | 0
IGCC | 0 | 0 | 0 | 0 | 0 | 0
DemandResponse | 0 | 0 | 0 | 0 | 0 | 0
IGCC-CCS | 0 | 0 | 0 | 0 | 0 | 0
WT_off | 0 | 0 | 0 | 0 | 0 | 0
PseudoUnit | 0 | 0 | 0 | 0 | 0 | 0
FixedInterchange | 0 | 0 | 0 | 0 | 0 | 0
Retirements of Capacity by Reporting Type: PJM_ROR
ReportingType | 2015 | 2020 | 2025 | 2030 | 2035 | 2040
BM | 0 | 0 | 0 | 0 | 0 | 192
CC | 0 | 0 | 0 | 0 | 0 | 0
CSP | 0 | 0 | 0 | 0 | 0 | 0
CT | 0 | 0 | 0 | 0 | 0 | 0
Coal | 8234.89 | 7415.09 | 0 | 0 | 0 | 0
Geo | 0 | 0 | 0 | 0 | 0 | 0
H | 0 | 0 | 0 | 0 | 0 | 0
LFG | 0 | 0 | 0 | 0 | 0 | 0
Nuc | 0 | 0 | 0 | 867 | 4275 | 4883.16
PS | 0 | 0 | 0 | 0 | 0 | 0
PV | 0 | 0 | 0 | 0 | 0 | 0
PeakG | 0 | 0 | 0 | 0 | 0 | 0
PeakO | 19 | 0 | 0 | 0 | 0 | 0
ST | 0 | 0 | 0 | 0 | 0 | 0
STOG | 0 | 0 | 0 | 0 | 0 | 0
STWD | 0 | 0 | 0 | 0 | 0 | 0
WT | 0 | 0 | 0 | 0 | 0 | 0
IGCC | 0 | 0 | 0 | 0 | 0 | 0
DemandResponse | 0 | 0 | 0 | 0 | 0 | 0
IGCC-CCS | 0 | 0 | 0 | 0 | 0 | 0
WT_off | 0 | 0 | 0 | 0 | 0 | 0
PseudoUnit | 0 | 0 | 0 | 0 | 0 | 0
FixedInterchange | 0 | 0 | 0 | 0 | 0 | 0
Retirements of Capacity by Reporting Type: SOCO
ReportingType | 2015 | 2020 | 2025 | 2030 | 2035 | 2040
BM | 0 | 0 | 0 | 0 | 0 | 0
CC | 0 | 0 | 0 | 0 | 0 | 0
CSP | 0 | 0 | 0 | 0 | 0 | 0
CT | 0 | 0 | 0 | 0 | 0 | 0
Coal | 8535.94 | 0 | 0 | 0 | 0 | 0
Geo | 0 | 0 | 0 | 0 | 0 | 0
H | 0 | 0 | 0 | 0 | 0 | 0
LFG | 0 | 0 | 0 | 0 | 0 | 0
Nuc | 0 | 0 | 0 | 0 | 0 | 2645.05
PS | 0 | 0 | 0 | 0 | 0 | 0
PV | 0 | 0 | 0 | 0 | 0 | 0
PeakG | 0 | 0 | 0 | 0 | 0 | 0
PeakO | 0 | 0 | 0 | 0 | 0 | 0
ST | 0 | 0 | 0 | 0 | 0 | 0
STOG | 854 | 0 | 0 | 0 | 0 | 0
STWD | 0 | 0 | 0 | 0 | 0 | 0
WT | 0 | 0 | 0 | 0 | 0 | 0
IGCC | 0 | 0 | 0 | 0 | 0 | 0
DemandResponse | 0 | 0 | 0 | 0 | 0 | 0
IGCC-CCS | 0 | 0 | 0 | 0 | 0 | 0
WT_off | 0 | 0 | 0 | 0 | 0 | 0
PseudoUnit | 0 | 0 | 0 | 0 | 0 | 0
FixedInterchange | 0 | 0 | 0 | 0 | 0 | 0
Retirements of Capacity by Reporting Type: SPP_N
ReportingType | 2015 | 2020 | 2025 | 2030 | 2035 | 2040
BM | 0 | 0 | 0 | 0 | 0 | 0
CC | 0 | 0 | 0 | 0 | 0 | 0
CSP | 0 | 0 | 0 | 0 | 0 | 0
CT | 0 | 0 | 0 | 0 | 0 | 0
Coal | 0 | 374.9 | 0 | 0 | 0 | 0
Geo | 0 | 0 | 0 | 0 | 0 | 0
H | 0 | 0 | 0 | 0 | 0 | 0
LFG | 0 | 0 | 0 | 0 | 0 | 0
Nuc | 0 | 0 | 0 | 0 | 0 | 0
PS | 0 | 0 | 0 | 0 | 0 | 0
PV | 0 | 0 | 0 | 0 | 0 | 0
PeakG | 0 | 0 | 0 | 0 | 0 | 0
PeakO | 0 | 0 | 0 | 0 | 0 | 0
ST | 0 | 0 | 0 | 0 | 0 | 0
STOG | 53.96 | 0 | 0 | 0 | 0 | 0
STWD | 0 | 0 | 0 | 0 | 0 | 0
WT | 0 | 0 | 0 | 0 | 0 | 0
IGCC | 0 | 0 | 0 | 0 | 0 | 0
DemandResponse | 0 | 0 | 0 | 0 | 0 | 0
IGCC-CCS | 0 | 0 | 0 | 0 | 0 | 0
WT_off | 0 | 0 | 0 | 0 | 0 | 0
PseudoUnit | 0 | 0 | 0 | 0 | 0 | 0
FixedInterchange | 0 | 0 | 0 | 0 | 0 | 0
Retirements of Capacity by Reporting Type: SPP_S
ReportingType | 2015 | 2020 | 2025 | 2030 | 2035 | 2040
BM | 0 | 0 | 0 | 0 | 0 | 0
CC | 0 | 0 | 0 | 0 | 0 | 0
CSP | 0 | 0 | 0 | 0 | 0 | 0
CT | 0 | 0 | 0 | 0 | 0 | 0
Coal | 1585.99 | 0 | 0 | 0 | 0 | 0
Geo | 0 | 0 | 0 | 0 | 0 | 0
H | 0 | 0 | 0 | 0 | 0 | 0
LFG | 0 | 0 | 0 | 0 | 0 | 0
Nuc | 0 | 0 | 0 | 0 | 0 | 0
PS | 0 | 0 | 0 | 0 | 0 | 0
PV | 0 | 0 | 0 | 0 | 0 | 0
PeakG | 0 | 0 | 0 | 0 | 0 | 0
PeakO | 0 | 0 | 0 | 0 | 0 | 0
ST | 0 | 0 | 0 | 0 | 0 | 0
STOG | 727.94 | 0 | 0 | 0 | 0 | 0
STWD | 0 | 0 | 0 | 0 | 0 | 0
WT | 0 | 0 | 0 | 0 | 0 | 0
IGCC | 0 | 0 | 0 | 0 | 0 | 0
DemandResponse | 0 | 0 | 0 | 0 | 0 | 0
IGCC-CCS | 0 | 0 | 0 | 0 | 0 | 0
WT_off | 0 | 0 | 0 | 0 | 0 | 0
PseudoUnit | 0 | 0 | 0 | 0 | 0 | 0
FixedInterchange | 0 | 0 | 0 | 0 | 0 | 0
Retirements of Capacity by Reporting Type: TVA
ReportingType | 2015 | 2020 | 2025 | 2030 | 2035 | 2040
BM | 0 | 0 | 0 | 0 | 0 | 0
CC | 0 | 0 | 0 | 0 | 0 | 0
CSP | 0 | 0 | 0 | 0 | 0 | 0
CT | 0 | 0 | 0 | 0 | 0 | 0
Coal | 2681.99 | 1335.99 | 0 | 0 | 0 | 0
Geo | 0 | 0 | 0 | 0 | 0 | 0
H | 0 | 0 | 0 | 0 | 0 | 0
LFG | 0 | 0 | 0 | 0 | 0 | 0
Nuc | 0 | 0 | 0 | 0 | 2512.33 | 1278.67
PS | 0 | 0 | 0 | 0 | 0 | 0
PV | 0 | 0 | 0 | 0 | 0 | 0
PeakG | 0 | 0 | 0 | 0 | 0 | 0
PeakO | 0 | 0 | 0 | 0 | 0 | 0
ST | 0 | 0 | 0 | 0 | 0 | 0
STOG | 0 | 0 | 0 | 0 | 0 | 0
STWD | 0 | 0 | 0 | 0 | 0 | 0
WT | 0 | 0 | 0 | 0 | 0 | 0
IGCC | 0 | 0 | 0 | 0 | 0 | 0
DemandResponse | 0 | 0 | 0 | 0 | 0 | 0
IGCC-CCS | 0 | 0 | 0 | 0 | 0 | 0
WT_off | 0 | 0 | 0 | 0 | 0 | 0
PseudoUnit | 0 | 0 | 0 | 0 | 0 | 0
FixedInterchange | 0 | 0 | 0 | 0 | 0 | 0
Retirements of Capacity by Reporting Type: TVA_Transmission
ReportingType | 2015 | 2020 | 2025 | 2030 | 2035 | 2040
BM | 0 | 0 | 0 | 0 | 0 | 0
CC | 0 | 0 | 0 | 0 | 0 | 0
CSP | 0 | 0 | 0 | 0 | 0 | 0
CT | 0 | 0 | 0 | 0 | 0 | 0
Coal | 0 | 0 | 0 | 0 | 0 | 0
Geo | 0 | 0 | 0 | 0 | 0 | 0
H | 0 | 0 | 0 | 0 | 0 | 0
LFG | 0 | 0 | 0 | 0 | 0 | 0
Nuc | 0 | 0 | 0 | 0 | 0 | 0
PS | 0 | 0 | 0 | 0 | 0 | 0
PV | 0 | 0 | 0 | 0 | 0 | 0
PeakG | 0 | 0 | 0 | 0 | 0 | 0
PeakO | 0 | 0 | 0 | 0 | 0 | 0
ST | 0 | 0 | 0 | 0 | 0 | 0
STOG | 0 | 0 | 0 | 0 | 0 | 0
STWD | 0 | 0 | 0 | 0 | 0 | 0
WT | 0 | 0 | 0 | 0 | 0 | 0
IGCC | 0 | 0 | 0 | 0 | 0 | 0
DemandResponse | 0 | 0 | 0 | 0 | 0 | 0
IGCC-CCS | 0 | 0 | 0 | 0 | 0 | 0
WT_off | 0 | 0 | 0 | 0 | 0 | 0
PseudoUnit | 0 | 0 | 0 | 0 | 0 | 0
FixedInterchange | 0 | 0 | 0 | 0 | 0 | 0
Retirements of Capacity by Reporting Type: VACAR
ReportingType | 2015 | 2020 | 2025 | 2030 | 2035 | 2040
BM | 0 | 0 | 0 | 0 | 0 | 0
CC | 0 | 0 | 0 | 0 | 0 | 0
CSP | 0 | 0 | 0 | 0 | 0 | 0
CT | 0 | 0 | 0 | 0 | 0 | 0
Coal | 4541.43 | 1456.1 | 0 | 0 | 0 | 0
Geo | 0 | 0 | 0 | 0 | 0 | 0
H | 0 | 0 | 0 | 0 | 0 | 0
LFG | 0 | 0 | 0 | 0 | 0 | 0
Nuc | 0 | 0 | 0 | 0 | 3248 | 1858
PS | 0 | 0 | 0 | 0 | 0 | 0
PV | 0 | 0 | 0 | 0 | 0 | 0
PeakG | 0 | 0 | 0 | 0 | 0 | 0
PeakO | 0 | 0 | 0 | 0 | 0 | 0
ST | 0 | 0 | 0 | 0 | 0 | 0
STOG | 0 | 0 | 0 | 0 | 0 | 0
STWD | 0 | 0 | 0 | 0 | 0 | 0
WT | 0 | 0 | 0 | 0 | 0 | 0
IGCC | 0 | 0 | 0 | 0 | 0 | 0
DemandResponse | 0 | 0 | 0 | 0 | 0 | 0
IGCC-CCS | 0 | 0 | 0 | 0 | 0 | 0
WT_off | 0 | 0 | 0 | 0 | 0 | 0
PseudoUnit | 0 | 0 | 0 | 0 | 0 | 0
FixedInterchange | 0 | 0 | 0 | 0 | 0 | 0
Retirements of Capacity by Reporting Type: IESO
ReportingType | 2015 | 2020 | 2025 | 2030 | 2035 | 2040
BM | 0 | 0 | 0 | 0 | 0 | 0
CC | 0 | 0 | 0 | 0 | 0 | 0
CSP | 0 | 0 | 0 | 0 | 0 | 0
CT | 0 | 0 | 0 | 0 | 0 | 0
Coal | 6416 | 0 | 0 | 0 | 0 | 0
Geo | 0 | 0 | 0 | 0 | 0 | 0
H | 0 | 0 | 0 | 0 | 0 | 0
LFG | 0 | 0 | 0 | 0 | 0 | 0
Nuc | 0 | 0 | 0 | 0 | 1030 | 1540
PS | 0 | 0 | 0 | 0 | 0 | 0
PV | 0 | 0 | 0 | 0 | 1067.26 | 0
PeakG | 0 | 0 | 0 | 0 | 0 | 0
PeakO | 0.65 | 0 | 0 | 0 | 0 | 0
ST | 0 | 0 | 0 | 0 | 0 | 0
STOG | 2126 | 0 | 0 | 0 | 0 | 0
STWD | 0 | 0 | 0 | 0 | 0 | 0
WT | 0 | 0 | 0 | 0 | 2105.9 | 0
IGCC | 0 | 0 | 0 | 0 | 0 | 0
DemandResponse | 0 | 0 | 0 | 0 | 0 | 0
IGCC-CCS | 0 | 0 | 0 | 0 | 0 | 0
WT_off | 0 | 0 | 0 | 0 | 0 | 0
PseudoUnit | 0 | 0 | 0 | 0 | 0 | 0
FixedInterchange | 0 | 0 | 0 | 0 | 0 | 0
Retirements of Capacity by Reporting Type: MAPP_CA
ReportingType | 2015 | 2020 | 2025 | 2030 | 2035 | 2040
BM | 0 | 0 | 0 | 0 | 0 | 0
CC | 0 | 0 | 0 | 0 | 0 | 0
CSP | 0 | 0 | 0 | 0 | 0 | 0
CT | 0 | 0 | 0 | 0 | 0 | 0
Coal | 1009.41 | 0 | 0 | 0 | 0 | 0
Geo | 0 | 0 | 0 | 0 | 0 | 0
H | 0 | 0 | 0 | 0 | 0 | 0
LFG | 0 | 0 | 0 | 0 | 0 | 0
Nuc | 0 | 0 | 0 | 0 | 0 | 0
PS | 0 | 0 | 0 | 0 | 0 | 0
PV | 0 | 0 | 0 | 0 | 0 | 0
PeakG | 0 | 0 | 0 | 0 | 0 | 0
PeakO | 0 | 0 | 0 | 0 | 0 | 0
ST | 0 | 0 | 0 | 0 | 0 | 0
STOG | 0 | 0 | 0 | 0 | 0 | 0
STWD | 0 | 0 | 0 | 0 | 0 | 0
WT | 0 | 0 | 0 | 0 | 0 | 0
IGCC | 0 | 0 | 0 | 0 | 0 | 0
DemandResponse | 0 | 0 | 0 | 0 | 0 | 0
IGCC-CCS | 0 | 0 | 0 | 0 | 0 | 0
WT_off | 0 | 0 | 0 | 0 | 0 | 0
PseudoUnit | 0 | 0 | 0 | 0 | 0 | 0
FixedInterchange | 0 | 0 | 0 | 0 | 0 | 0
Retirements of Capacity by Reporting Type: AZ_NM_SNV_Coal
ReportingType | 2015 | 2020 | 2025 | 2030 | 2035 | 2040
BM | 0 | 0 | 0 | 0 | 0 | 0
CC | 0 | 0 | 0 | 0 | 0 | 0
CSP | 0 | 0 | 0 | 0 | 0 | 0
CT | 0 | 0 | 0 | 0 | 0 | 0
Coal | 0 | 0 | 0 | 0 | 0 | 0
Geo | 0 | 0 | 0 | 0 | 0 | 0
H | 0 | 0 | 0 | 0 | 0 | 0
LFG | 0 | 0 | 0 | 0 | 0 | 0
Nuc | 0 | 0 | 0 | 0 | 0 | 0
PS | 0 | 0 | 0 | 0 | 0 | 0
PV | 0 | 0 | 0 | 0 | 0 | 0
PeakG | 0 | 0 | 0 | 0 | 0 | 0
PeakO | 0 | 0 | 15 | 185 | 0 | 0
ST | 0 | 0 | 0 | 0 | 0 | 0
STOG | 0 | 0 | 0 | 0 | 0 | 0
STWD | 0 | 0 | 0 | 0 | 0 | 0
WT | 0 | 0 | 0 | 0 | 0 | 0
IGCC | 0 | 0 | 0 | 0 | 0 | 0
DemandResponse | 0 | 0 | 0 | 0 | 0 | 0
IGCC-CCS | 0 | 0 | 0 | 0 | 0 | 0
WT_off | 0 | 0 | 0 | 0 | 0 | 0
PseudoUnit | 0 | 0 | 0 | 0 | 0 | 0
FixedInterchange | 0 | 0 | 0 | 0 | 0 | 0
Retirements of Capacity by Reporting Type: AZ_NM_SNV_Gas
ReportingType | 2015 | 2020 | 2025 | 2030 | 2035 | 2040
BM | 0 | 0 | 0 | 0 | 0 | 0
CC | 0 | 0 | 0 | 0 | 0 | 0
CSP | 0 | 0 | 0 | 0 | 0 | 0
CT | 0 | 0 | 0 | 0 | 736 | 0
Coal | 0 | 0 | 0 | 0 | 0 | 0
Geo | 0 | 0 | 0 | 0 | 0 | 0
H | 0 | 0 | 0 | 0 | 0 | 0
LFG | 0 | 0 | 0 | 0 | 0 | 0
Nuc | 0 | 0 | 0 | 0 | 0 | 0
PS | 0 | 0 | 0 | 0 | 0 | 0
PV | 0 | 0 | 0 | 0 | 0 | 0
PeakG | 0 | 0 | 0 | 2459.35 | 1200.64 | 0
PeakO | 0 | 0 | 0 | 0 | 0 | 0
ST | 0 | 0 | 0 | 0 | 0 | 0
STOG | 2064 | 0 | 0 | 0 | 0 | 0
STWD | 0 | 0 | 0 | 0 | 0 | 0
WT | 0 | 0 | 0 | 0 | 0 | 0
IGCC | 0 | 0 | 0 | 0 | 0 | 0
DemandResponse | 0 | 0 | 0 | 0 | 0 | 0
IGCC-CCS | 0 | 0 | 0 | 0 | 0 | 0
WT_off | 0 | 0 | 0 | 0 | 0 | 0
PseudoUnit | 0 | 0 | 0 | 0 | 0 | 0
FixedInterchange | 0 | 0 | 0 | 0 | 0 | 0
Retirements of Capacity by Reporting Type: AZ_NM_SNV_NucRenew
ReportingType | 2015 | 2020 | 2025 | 2030 | 2035 | 2040
BM | 0 | 0 | 0 | 0 | 0 | 0
CC | 0 | 0 | 0 | 0 | 0 | 0
CSP | 65 | 0 | 0 | 0 | 0 | 0
CT | 0 | 0 | 0 | 0 | 0 | 0
Coal | 0 | 0 | 0 | 0 | 0 | 0
Geo | 0 | 0 | 0 | 0 | 0 | 0
H | 0 | 0 | 0 | 0 | 0 | 0
LFG | 0 | 0 | 0 | 0 | 0 | 0
Nuc | 0 | 0 | 0 | 0 | 0 | 0
PS | 0 | 0 | 0 | 0 | 0 | 0
PV | 0 | 0 | 0 | 0 | 0 | 0
PeakG | 0 | 0 | 0 | 0 | 0 | 0
PeakO | 0 | 0 | 0 | 0 | 0 | 0
ST | 0 | 0 | 0 | 0 | 0 | 0
STOG | 0 | 0 | 0 | 0 | 0 | 0
STWD | 0 | 0 | 0 | 0 | 0 | 0
WT | 0 | 0 | 0 | 0 | 0 | 0
IGCC | 0 | 0 | 0 | 0 | 0 | 0
DemandResponse | 0 | 0 | 0 | 0 | 0 | 0
IGCC-CCS | 0 | 0 | 0 | 0 | 0 | 0
WT_off | 0 | 0 | 0 | 0 | 0 | 0
PseudoUnit | 0 | 0 | 0 | 0 | 0 | 0
FixedInterchange | 0 | 0 | 0 | 0 | 0 | 0
Retirements of Capacity by Reporting Type: ERCOT
ReportingType | 2015 | 2020 | 2025 | 2030 | 2035 | 2040
BM | 0 | 0 | 0 | 0 | 0 | 0
CC | 0 | 0 | 0 | 0 | 0 | 0
CSP | 0 | 0 | 0 | 0 | 0 | 0
CT | 0 | 0 | 0 | 0 | 0 | 0
Coal | 3393.96 | 0 | 0 | 0 | 0 | 0
Geo | 0 | 0 | 0 | 0 | 0 | 0
H | 0 | 0 | 0 | 0 | 0 | 0
LFG | 0 | 0 | 0 | 0 | 0 | 0
Nuc | 0 | 0 | 0 | 0 | 0 | 0
PS | 0 | 0 | 0 | 0 | 0 | 0
PV | 0 | 0 | 0 | 0 | 14 | 0
PeakG | 0 | 0 | 0 | 0 | 0 | 0
PeakO | 0 | 0 | 0 | 0 | 0 | 0
ST | 0 | 0 | 0 | 0 | 0 | 0
STOG | 0 | 0 | 0 | 0 | 0 | 0
STWD | 0 | 0 | 0 | 0 | 0 | 0
WT | 0 | 0 | 0 | 0 | 0 | 0
IGCC | 0 | 0 | 0 | 0 | 0 | 0
DemandResponse | 0 | 0 | 0 | 0 | 0 | 0
IGCC-CCS | 0 | 0 | 0 | 0 | 0 | 0
WT_off | 0 | 0 | 0 | 0 | 0 | 0
PseudoUnit | 0 | 0 | 0 | 0 | 0 | 0
FixedInterchange | 0 | 0 | 0 | 0 | 0 | 0
Retirements of Capacity by Reporting Type: NP15
ReportingType | 2015 | 2020 | 2025 | 2030 | 2035 | 2040
BM | 0 | 0 | 0 | 0 | 0 | 0
CC | 0 | 0 | 0 | 0 | 0 | 0
CSP | 0 | 0 | 0 | 0 | 0 | 0
CT | 0 | 0 | 0 | 0 | 0 | 0
Coal | 163.7 | 28.2 | 0 | 0 | 0 | 0
Geo | 0 | 0 | 0 | 0 | 0 | 0
H | 0 | 0 | 0 | 0 | 0 | 0
LFG | 0 | 0 | 0 | 0 | 0 | 0
Nuc | 0 | 0 | 0 | 0 | 0 | 0
PS | 0 | 0 | 0 | 0 | 0 | 0
PV | 0 | 0 | 0 | 0 | 0 | 0
PeakG | 0 | 0 | 0 | 0 | 0 | 0
PeakO | 156 | 0 | 0 | 0 | 0 | 0
ST | 0 | 0 | 0 | 0 | 0 | 0
STOG | 1046.4 | 0 | 0 | 0 | 0 | 0
STWD | 0 | 0 | 0 | 0 | 0 | 0
WT | 0 | 0 | 0 | 0 | 0 | 0
IGCC | 0 | 0 | 0 | 0 | 0 | 0
DemandResponse | 0 | 0 | 0 | 0 | 0 | 0
IGCC-CCS | 0 | 0 | 0 | 0 | 0 | 0
WT_off | 0 | 0 | 0 | 0 | 0 | 0
PseudoUnit | 0 | 0 | 0 | 0 | 0 | 0
FixedInterchange | 0 | 0 | 0 | 0 | 0 | 0
Retirements of Capacity by Reporting Type: NWPP_Coal
ReportingType | 2015 | 2020 | 2025 | 2030 | 2035 | 2040
BM | 0 | 0 | 0 | 0 | 0 | 0
CC | 0 | 0 | 0 | 0 | 0 | 0
CSP | 0 | 0 | 0 | 0 | 0 | 0
CT | 0 | 0 | 0 | 0 | 0 | 0
Coal | 1373.65 | 0 | 0 | 0 | 0 | 0
Geo | 0 | 0 | 0 | 0 | 0 | 0
H | 0 | 0 | 0 | 0 | 0 | 0
LFG | 0 | 0 | 0 | 0 | 0 | 0
Nuc | 0 | 0 | 0 | 0 | 0 | 0
PS | 0 | 0 | 0 | 0 | 0 | 0
PV | 0 | 0 | 0 | 0 | 0 | 0
PeakG | 0 | 0 | 0 | 0 | 0 | 0
PeakO | 183 | 0 | 0 | 0 | 0 | 0
ST | 0 | 0 | 0 | 0 | 0 | 0
STOG | 0 | 0 | 0 | 0 | 0 | 0
STWD | 0 | 0 | 0 | 0 | 0 | 0
WT | 0 | 0 | 0 | 0 | 0 | 0
IGCC | 0 | 0 | 0 | 0 | 0 | 0
DemandResponse | 0 | 0 | 0 | 0 | 0 | 0
IGCC-CCS | 0 | 0 | 0 | 0 | 0 | 0
WT_off | 0 | 0 | 0 | 0 | 0 | 0
PseudoUnit | 0 | 0 | 0 | 0 | 0 | 0
FixedInterchange | 0 | 0 | 0 | 0 | 0 | 0
Retirements of Capacity by Reporting Type: NWPP_Gas
ReportingType | 2015 | 2020 | 2025 | 2030 | 2035 | 2040
BM | 0 | 0 | 0 | 0 | 0 | 0
CC | 461.07 | 0 | 0 | 0 | 0 | 0
CSP | 0 | 0 | 0 | 0 | 0 | 0
CT | 0 | 0 | 0 | 0 | 0 | 0
Coal | 0 | 0 | 0 | 0 | 0 | 0
Geo | 0 | 0 | 0 | 0 | 0 | 0
H | 0 | 0 | 0 | 0 | 0 | 0
LFG | 0 | 0 | 0 | 0 | 0 | 0
Nuc | 0 | 0 | 0 | 0 | 0 | 0
PS | 0 | 0 | 0 | 0 | 0 | 0
PV | 0 | 0 | 0 | 0 | 0 | 0
PeakG | 2201.46 | 0 | 0 | 0 | 0 | 0
PeakO | 0 | 0 | 0 | 0 | 0 | 0
ST | 0 | 0 | 0 | 0 | 0 | 0
STOG | 786 | 0 | 0 | 0 | 0 | 0
STWD | 0 | 0 | 0 | 0 | 0 | 0
WT | 0 | 0 | 0 | 0 | 0 | 0
IGCC | 0 | 0 | 0 | 0 | 0 | 0
DemandResponse | 0 | 0 | 0 | 0 | 0 | 0
IGCC-CCS | 0 | 0 | 0 | 0 | 0 | 0
WT_off | 0 | 0 | 0 | 0 | 0 | 0
PseudoUnit | 0 | 0 | 0 | 0 | 0 | 0
FixedInterchange | 0 | 0 | 0 | 0 | 0 | 0
Retirements of Capacity by Reporting Type: NWPP_NucRenew
ReportingType | 2015 | 2020 | 2025 | 2030 | 2035 | 2040
BM | 0 | 0 | 0 | 0 | 0 | 0
CC | 0 | 0 | 0 | 0 | 0 | 0
CSP | 0 | 0 | 0 | 0 | 0 | 0
CT | 0 | 0 | 0 | 0 | 0 | 0
Coal | 0 | 0 | 0 | 0 | 0 | 0
Geo | 4.8 | 0 | 0 | 0 | 0 | 0
H | 0 | 0 | 0 | 0 | 0 | 0
LFG | 0 | 0 | 0 | 0 | 0 | 0
Nuc | 0 | 0 | 0 | 0 | 0 | 0
PS | 0 | 0 | 0 | 0 | 0 | 0
PV | 0 | 0 | 0 | 0 | 0 | 0
PeakG | 0 | 0 | 0 | 0 | 0 | 0
PeakO | 0 | 0 | 0 | 0 | 0 | 0
ST | 0 | 0 | 0 | 0 | 0 | 0
STOG | 0 | 0 | 0 | 0 | 0 | 0
STWD | 0 | 0 | 0 | 0 | 0 | 0
WT | 0 | 0 | 0 | 0 | 0 | 0
IGCC | 0 | 0 | 0 | 0 | 0 | 0
DemandResponse | 0 | 0 | 0 | 0 | 0 | 0
IGCC-CCS | 0 | 0 | 0 | 0 | 0 | 0
WT_off | 0 | 0 | 0 | 0 | 0 | 0
PseudoUnit | 0 | 0 | 0 | 0 | 0 | 0
FixedInterchange | 0 | 0 | 0 | 0 | 0 | 0
Retirements of Capacity by Reporting Type: RMPA
ReportingType | 2015 | 2020 | 2025 | 2030 | 2035 | 2040
BM | 0 | 0 | 0 | 0 | 0 | 0
CC | 0 | 0 | 0 | 0 | 0 | 0
CSP | 1 | 0 | 0 | 0 | 0 | 0
CT | 0 | 0 | 0 | 0 | 0 | 0
Coal | 480 | 170.5 | 352 | 0 | 0 | 0
Geo | 0 | 0 | 0 | 0 | 0 | 0
H | 0 | 0 | 0 | 0 | 0 | 0
LFG | 0 | 0 | 0 | 0 | 0 | 0
Nuc | 0 | 0 | 0 | 0 | 0 | 0
PS | 0 | 0 | 0 | 0 | 0 | 0
PV | 0 | 0 | 0 | 0 | 0 | 0
PeakG | 0 | 0 | 0 | 0 | 0 | 0
PeakO | 0 | 0 | 0 | 0 | 0 | 0
ST | 0 | 0 | 0 | 0 | 0 | 0
STOG | 0 | 0 | 0 | 0 | 0 | 0
STWD | 0 | 0 | 0 | 0 | 0 | 0
WT | 0 | 0 | 0 | 0 | 0 | 0
IGCC | 0 | 0 | 0 | 0 | 0 | 0
DemandResponse | 0 | 0 | 0 | 0 | 0 | 0
IGCC-CCS | 0 | 0 | 0 | 0 | 0 | 0
WT_off | 0 | 0 | 0 | 0 | 0 | 0
PseudoUnit | 0 | 0 | 0 | 0 | 0 | 0
FixedInterchange | 0 | 0 | 0 | 0 | 0 | 0
Retirements of Capacity by Reporting Type: SP15
ReportingType | 2015 | 2020 | 2025 | 2030 | 2035 | 2040
BM | 0 | 0 | 0 | 0 | 0 | 0
CC | 0 | 0 | 0 | 0 | 0 | 0
CSP | 409 | 0 | 0 | 0 | 0 | 0
CT | 0 | 0 | 0 | 0 | 0 | 0
Coal | 141.5 | 0 | 0 | 0 | 0 | 0
Geo | 0 | 0 | 0 | 0 | 0 | 0
H | 0 | 0 | 0 | 0 | 0 | 0
LFG | 0 | 0 | 0 | 0 | 0 | 0
Nuc | 0 | 0 | 0 | 0 | 0 | 0
PS | 0 | 0 | 0 | 0 | 0 | 0
PV | 0 | 0 | 0 | 0 | 0 | 0
PeakG | 44 | 0 | 0 | 0 | 0 | 0
PeakO | 15 | 0 | 0 | 0 | 0 | 0
ST | 0 | 0 | 0 | 0 | 0 | 0
STOG | 958 | 0 | 0 | 0 | 0 | 0
STWD | 0 | 0 | 0 | 0 | 0 | 0
WT | 126.2 | 0 | 0 | 0 | 0 | 0
IGCC | 0 | 0 | 0 | 0 | 0 | 0
DemandResponse | 0 | 0 | 0 | 0 | 0 | 0
IGCC-CCS | 0 | 0 | 0 | 0 | 0 | 0
WT_off | 0 | 0 | 0 | 0 | 0 | 0
PseudoUnit | 0 | 0 | 0 | 0 | 0 | 0
FixedInterchange | 0 | 0 | 0 | 0 | 0 | 0
Retirements of Capacity by Reporting Type: ALB
ReportingType | 2015 | 2020 | 2025 | 2030 | 2035 | 2040
BM | 0 | 0 | 0 | 0 | 0 | 0
CC | 0 | 0 | 0 | 0 | 0 | 0
CSP | 0 | 0 | 0 | 0 | 0 | 0
CT | 0 | 0 | 0 | 0 | 0 | 0
Coal | 0 | 0 | 0 | 0 | 0 | 0
Geo | 0 | 0 | 0 | 0 | 0 | 0
H | 0 | 0 | 0 | 0 | 0 | 0
LFG | 0 | 0 | 0 | 0 | 0 | 0
Nuc | 0 | 0 | 0 | 0 | 0 | 0
PS | 0 | 0 | 0 | 0 | 0 | 0
PV | 0 | 0 | 0 | 0 | 0 | 0
PeakG | 520.34 | 0 | 0 | 0 | 0 | 0
PeakO | 6 | 0 | 0 | 0 | 0 | 0
ST | 0 | 0 | 0 | 0 | 0 | 0
STOG | 186 | 0 | 0 | 0 | 0 | 0
STWD | 174 | 0 | 0 | 0 | 0 | 0
WT | 0 | 0 | 0 | 0 | 0 | 0
IGCC | 0 | 0 | 0 | 0 | 0 | 0
DemandResponse | 0 | 0 | 0 | 0 | 0 | 0
IGCC-CCS | 0 | 0 | 0 | 0 | 0 | 0
WT_off | 0 | 0 | 0 | 0 | 0 | 0
PseudoUnit | 0 | 0 | 0 | 0 | 0 | 0
FixedInterchange | 0 | 0 | 0 | 0 | 0 | 0
Retirements of Capacity by Reporting Type: BC
ReportingType | 2015 | 2020 | 2025 | 2030 | 2035 | 2040
BM | 0 | 0 | 0 | 0 | 0 | 0
CC | 0 | 0 | 0 | 0 | 0 | 0
CSP | 0 | 0 | 0 | 0 | 0 | 0
CT | 0 | 0 | 0 | 0 | 0 | 0
Coal | 0 | 0 | 0 | 0 | 0 | 0
Geo | 0 | 0 | 0 | 0 | 0 | 0
H | 0 | 0 | 0 | 0 | 0 | 0
LFG | 0 | 0 | 0 | 0 | 0 | 0
Nuc | 0 | 0 | 0 | 0 | 0 | 0
PS | 0 | 0 | 0 | 0 | 0 | 0
PV | 0 | 0 | 0 | 0 | 0 | 0
PeakG | 0 | 0 | 0 | 0 | 0 | 0
PeakO | 0 | 0 | 0 | 0 | 0 | 0
ST | 0 | 0 | 0 | 0 | 0 | 0
STOG | 746.09 | 0 | 0 | 0 | 0 | 0
STWD | 0 | 0 | 0 | 0 | 0 | 0
WT | 0 | 0 | 0 | 0 | 0 | 0
IGCC | 0 | 0 | 0 | 0 | 0 | 0
DemandResponse | 0 | 0 | 0 | 0 | 0 | 0
IGCC-CCS | 0 | 0 | 0 | 0 | 0 | 0
WT_off | 0 | 0 | 0 | 0 | 0 | 0
PseudoUnit | 0 | 0 | 0 | 0 | 0 | 0
FixedInterchange | 0 | 0 | 0 | 0 | 0 | 0
Retirements of Capacity by Reporting Type: HQ_IESO
ReportingType | 2015 | 2020 | 2025 | 2030 | 2035 | 2040
BM | 0 | 0 | 0 | 0 | 0 | 0
CC | 0 | 0 | 0 | 0 | 0 | 0
CSP | 0 | 0 | 0 | 0 | 0 | 0
CT | 0 | 0 | 0 | 0 | 0 | 0
Coal | 0 | 0 | 0 | 0 | 0 | 0
Geo | 0 | 0 | 0 | 0 | 0 | 0
H | 0 | 0 | 0 | 0 | 0 | 0
LFG | 0 | 0 | 0 | 0 | 0 | 0
Nuc | 0 | 0 | 0 | 0 | 0 | 0
PS | 0 | 0 | 0 | 0 | 0 | 0
PV | 0 | 0 | 0 | 0 | 0 | 0
PeakG | 0 | 0 | 0 | 0 | 0 | 0
PeakO | 0 | 0 | 0 | 0 | 0 | 0
ST | 0 | 0 | 0 | 0 | 0 | 0
STOG | 0 | 0 | 0 | 0 | 0 | 0
STWD | 0 | 0 | 0 | 0 | 0 | 0
WT | 0 | 0 | 0 | 0 | 0 | 0
IGCC | 0 | 0 | 0 | 0 | 0 | 0
DemandResponse | 0 | 0 | 0 | 0 | 0 | 0
IGCC-CCS | 0 | 0 | 0 | 0 | 0 | 0
WT_off | 0 | 0 | 0 | 0 | 0 | 0
PseudoUnit | 0 | 0 | 0 | 0 | 0 | 0
FixedInterchange | 0 | 0 | 0 | 0 | 0 | 0
Retirements of Capacity by Reporting Type: HQ_NEISO
ReportingType | 2015 | 2020 | 2025 | 2030 | 2035 | 2040
BM | 0 | 0 | 0 | 0 | 0 | 0
CC | 0 | 0 | 0 | 0 | 0 | 0
CSP | 0 | 0 | 0 | 0 | 0 | 0
CT | 0 | 0 | 0 | 0 | 0 | 0
Coal | 0 | 0 | 0 | 0 | 0 | 0
Geo | 0 | 0 | 0 | 0 | 0 | 0
H | 0 | 0 | 0 | 0 | 0 | 0
LFG | 0 | 0 | 0 | 0 | 0 | 0
Nuc | 0 | 0 | 0 | 0 | 0 | 0
PS | 0 | 0 | 0 | 0 | 0 | 0
PV | 0 | 0 | 0 | 0 | 0 | 0
PeakG | 0 | 0 | 0 | 0 | 0 | 0
PeakO | 0 | 0 | 0 | 0 | 0 | 0
ST | 0 | 0 | 0 | 0 | 0 | 0
STOG | 0 | 0 | 0 | 0 | 0 | 0
STWD | 0 | 0 | 0 | 0 | 0 | 0
WT | 0 | 0 | 0 | 0 | 0 | 0
IGCC | 0 | 0 | 0 | 0 | 0 | 0
DemandResponse | 0 | 0 | 0 | 0 | 0 | 0
IGCC-CCS | 0 | 0 | 0 | 0 | 0 | 0
WT_off | 0 | 0 | 0 | 0 | 0 | 0
PseudoUnit | 0 | 0 | 0 | 0 | 0 | 0
FixedInterchange | 0 | 0 | 0 | 0 | 0 | 0
Retirements of Capacity by Reporting Type: HQ_NY
ReportingType | 2015 | 2020 | 2025 | 2030 | 2035 | 2040
BM | 0 | 0 | 0 | 0 | 0 | 0
CC | 0 | 0 | 0 | 0 | 0 | 0
CSP | 0 | 0 | 0 | 0 | 0 | 0
CT | 0 | 0 | 0 | 0 | 0 | 0
Coal | 0 | 0 | 0 | 0 | 0 | 0
Geo | 0 | 0 | 0 | 0 | 0 | 0
H | 0 | 0 | 0 | 0 | 0 | 0
LFG | 0 | 0 | 0 | 0 | 0 | 0
Nuc | 0 | 0 | 0 | 0 | 0 | 0
PS | 0 | 0 | 0 | 0 | 0 | 0
PV | 0 | 0 | 0 | 0 | 0 | 0
PeakG | 0 | 0 | 0 | 0 | 0 | 0
PeakO | 0 | 0 | 0 | 0 | 0 | 0
ST | 0 | 0 | 0 | 0 | 0 | 0
STOG | 0 | 0 | 0 | 0 | 0 | 0
STWD | 0 | 0 | 0 | 0 | 0 | 0
WT | 0 | 0 | 0 | 0 | 0 | 0
IGCC | 0 | 0 | 0 | 0 | 0 | 0
DemandResponse | 0 | 0 | 0 | 0 | 0 | 0
IGCC-CCS | 0 | 0 | 0 | 0 | 0 | 0
WT_off | 0 | 0 | 0 | 0 | 0 | 0
PseudoUnit | 0 | 0 | 0 | 0 | 0 | 0
FixedInterchange | 0 | 0 | 0 | 0 | 0 | 0
Retirements of Capacity by Reporting Type: MARITIMES
ReportingType | 2015 | 2020 | 2025 | 2030 | 2035 | 2040
BM | 0 | 0 | 0 | 0 | 0 | 0
CC | 0 | 0 | 0 | 0 | 0 | 0
CSP | 0 | 0 | 0 | 0 | 0 | 0
CT | 0 | 0 | 0 | 0 | 0 | 0
Coal | 0 | 0 | 0 | 0 | 0 | 0
Geo | 0 | 0 | 0 | 0 | 0 | 0
H | 0 | 0 | 0 | 0 | 0 | 0
LFG | 0 | 0 | 0 | 0 | 0 | 0
Nuc | 0 | 0 | 0 | 0 | 0 | 0
PS | 0 | 0 | 0 | 0 | 0 | 0
PV | 0 | 0 | 0 | 0 | 0 | 0
PeakG | 0 | 0 | 0 | 0 | 0 | 0
PeakO | 0 | 0 | 0 | 0 | 0 | 0
ST | 0 | 0 | 0 | 0 | 0 | 0
STOG | 0 | 0 | 0 | 0 | 0 | 0
STWD | 0 | 0 | 0 | 0 | 0 | 0
WT | 0 | 0 | 0 | 0 | 0 | 0
IGCC | 0 | 0 | 0 | 0 | 0 | 0
DemandResponse | 0 | 0 | 0 | 0 | 0 | 0
IGCC-CCS | 0 | 0 | 0 | 0 | 0 | 0
WT_off | 0 | 0 | 0 | 0 | 0 | 0
PseudoUnit | 0 | 0 | 0 | 0 | 0 | 0
FixedInterchange | 0 | 0 | 0 | 0 | 0 | 0
Retirements of Capacity by Reporting Type: All
ReportingType | 2015 | 2020 | 2025 | 2030 | 2035 | 2040
BM | 0 | 0 | 0 | 0 | 0 | 192
CC | 668.75 | 0 | 0 | 0 | 0 | 0
CSP | 475 | 0 | 0 | 0 | 0 | 0
CT | 0 | 0 | 0 | 0 | 736 | 0
Coal | 59997.01 | 21749.2 | 352 | 0 | 0 | 0
Geo | 4.8 | 0 | 0 | 0 | 0 | 0
H | 0 | 0 | 0 | 0 | 0 | 0
LFG | 0 | 0 | 0 | 0 | 0 | 0
Nuc | 0 | 614.5 | 0 | 1488.2 | 26575.7 | 19706
PS | 0 | 0 | 0 | 0 | 0 | 0
PV | 0 | 0 | 0 | 0 | 1113.26 | 0
PeakG | 3034.3 | 0 | 0 | 2459.35 | 1200.64 | 0
PeakO | 652.35 | 0 | 15 | 185 | 0 | 0
ST | 0 | 0 | 0 | 0 | 0 | 0
STOG | 33136.69 | 0 | 0 | 0 | 0 | 0
STWD | 174 | 0 | 0 | 0 | 0 | 0
WT | 126.2 | 0 | 0 | 0 | 2105.9 | 0
IGCC | 0 | 0 | 0 | 0 | 0 | 0
DemandResponse | 0 | 0 | 0 | 0 | 0 | 0
IGCC-CCS | 0 | 0 | 0 | 0 | 0 | 0
WT_off | 0 | 0 | 0 | 0 | 467.99 | 0
PseudoUnit | 0 | 0 | 0 | 0 | 0 | 0
FixedInterchange | 0 | 0 | 0 | 0 | 0 | 0
Retirements of Capacity by Reporting Type: EI_US
ReportingType | 2015 | 2020 | 2025 | 2030 | 2035 | 2040
BM | 0 | 0 | 0 | 0 | 0 | 192
CC | 207.68 | 0 | 0 | 0 | 0 | 0
CSP | 0 | 0 | 0 | 0 | 0 | 0
CT | 0 | 0 | 0 | 0 | 0 | 0
Coal | 47018.8 | 21550.5 | 0 | 0 | 0 | 0
Geo | 0 | 0 | 0 | 0 | 0 | 0
H | 0 | 0 | 0 | 0 | 0 | 0
LFG | 0 | 0 | 0 | 0 | 0 | 0
Nuc | 0 | 614.5 | 0 | 1488.2 | 25545.7 | 18166
PS | 0 | 0 | 0 | 0 | 0 | 0
PV | 0 | 0 | 0 | 0 | 32 | 0
PeakG | 268.5 | 0 | 0 | 0 | 0 | 0
PeakO | 291.7 | 0 | 0 | 0 | 0 | 0
ST | 0 | 0 | 0 | 0 | 0 | 0
STOG | 25224.2 | 0 | 0 | 0 | 0 | 0
STWD | 0 | 0 | 0 | 0 | 0 | 0
WT | 0 | 0 | 0 | 0 | 0 | 0
IGCC | 0 | 0 | 0 | 0 | 0 | 0
DemandResponse | 0 | 0 | 0 | 0 | 0 | 0
IGCC-CCS | 0 | 0 | 0 | 0 | 0 | 0
WT_off | 0 | 0 | 0 | 0 | 467.99 | 0
PseudoUnit | 0 | 0 | 0 | 0 | 0 | 0
FixedInterchange | 0 | 0 | 0 | 0 | 0 | 0
Retirements of Capacity by Reporting Type: EI_Canada
ReportingType | 2015 | 2020 | 2025 | 2030 | 2035 | 2040
BM | 0 | 0 | 0 | 0 | 0 | 0
CC | 0 | 0 | 0 | 0 | 0 | 0
CSP | 0 | 0 | 0 | 0 | 0 | 0
CT | 0 | 0 | 0 | 0 | 0 | 0
Coal | 7425.4 | 0 | 0 | 0 | 0 | 0
Geo | 0 | 0 | 0 | 0 | 0 | 0
H | 0 | 0 | 0 | 0 | 0 | 0
LFG | 0 | 0 | 0 | 0 | 0 | 0
Nuc | 0 | 0 | 0 | 0 | 1030 | 1540
PS | 0 | 0 | 0 | 0 | 0 | 0
PV | 0 | 0 | 0 | 0 | 1067.26 | 0
PeakG | 0 | 0 | 0 | 0 | 0 | 0
PeakO | 0.65 | 0 | 0 | 0 | 0 | 0
ST | 0 | 0 | 0 | 0 | 0 | 0
STOG | 2126 | 0 | 0 | 0 | 0 | 0
STWD | 0 | 0 | 0 | 0 | 0 | 0
WT | 0 | 0 | 0 | 0 | 2105.9 | 0
IGCC | 0 | 0 | 0 | 0 | 0 | 0
DemandResponse | 0 | 0 | 0 | 0 | 0 | 0
IGCC-CCS | 0 | 0 | 0 | 0 | 0 | 0
WT_off | 0 | 0 | 0 | 0 | 0 | 0
PseudoUnit | 0 | 0 | 0 | 0 | 0 | 0
FixedInterchange | 0 | 0 | 0 | 0 | 0 | 0
Retirements of Capacity by Reporting Type: EI
ReportingType | 2015 | 2020 | 2025 | 2030 | 2035 | 2040
BM | 0 | 0 | 0 | 0 | 0 | 192
CC | 207.68 | 0 | 0 | 0 | 0 | 0
CSP | 0 | 0 | 0 | 0 | 0 | 0
CT | 0 | 0 | 0 | 0 | 0 | 0
Coal | 54444.2 | 21550.5 | 0 | 0 | 0 | 0
Geo | 0 | 0 | 0 | 0 | 0 | 0
H | 0 | 0 | 0 | 0 | 0 | 0
LFG | 0 | 0 | 0 | 0 | 0 | 0
Nuc | 0 | 614.5 | 0 | 1488.2 | 26575.7 | 19706
PS | 0 | 0 | 0 | 0 | 0 | 0
PV | 0 | 0 | 0 | 0 | 1099.26 | 0
PeakG | 268.5 | 0 | 0 | 0 | 0 | 0
PeakO | 292.35 | 0 | 0 | 0 | 0 | 0
ST | 0 | 0 | 0 | 0 | 0 | 0
STOG | 27350.2 | 0 | 0 | 0 | 0 | 0
STWD | 0 | 0 | 0 | 0 | 0 | 0
WT | 0 | 0 | 0 | 0 | 2105.9 | 0
IGCC | 0 | 0 | 0 | 0 | 0 | 0
DemandResponse | 0 | 0 | 0 | 0 | 0 | 0
IGCC-CCS | 0 | 0 | 0 | 0 | 0 | 0
WT_off | 0 | 0 | 0 | 0 | 467.99 | 0
PseudoUnit | 0 | 0 | 0 | 0 | 0 | 0
FixedInterchange | 0 | 0 | 0 | 0 | 0 | 0
Retirements of Capacity by Reporting Type: Outside_EI
ReportingType | 2015 | 2020 | 2025 | 2030 | 2035 | 2040
BM | 0 | 0 | 0 | 0 | 0 | 0
CC | 461.07 | 0 | 0 | 0 | 0 | 0
CSP | 475 | 0 | 0 | 0 | 0 | 0
CT | 0 | 0 | 0 | 0 | 736 | 0
Coal | 5552.81 | 198.7 | 352 | 0 | 0 | 0
Geo | 4.8 | 0 | 0 | 0 | 0 | 0
H | 0 | 0 | 0 | 0 | 0 | 0
LFG | 0 | 0 | 0 | 0 | 0 | 0
Nuc | 0 | 0 | 0 | 0 | 0 | 0
PS | 0 | 0 | 0 | 0 | 0 | 0
PV | 0 | 0 | 0 | 0 | 14 | 0
PeakG | 2765.8 | 0 | 0 | 2459.35 | 1200.64 | 0
PeakO | 360 | 0 | 15 | 185 | 0 | 0
ST | 0 | 0 | 0 | 0 | 0 | 0
STOG | 5786.49 | 0 | 0 | 0 | 0 | 0
STWD | 174 | 0 | 0 | 0 | 0 | 0
WT | 126.2 | 0 | 0 | 0 | 0 | 0
IGCC | 0 | 0 | 0 | 0 | 0 | 0
DemandResponse | 0 | 0 | 0 | 0 | 0 | 0
IGCC-CCS | 0 | 0 | 0 | 0 | 0 | 0
WT_off | 0 | 0 | 0 | 0 | 0 | 0
PseudoUnit | 0 | 0 | 0 | 0 | 0 | 0
FixedInterchange | 0 | 0 | 0 | 0 | 0 | 0
#4 | Cumulative Retirements of Capacity (MW)
Cumulative Retirements of Capacity by Reporting Type: Entergy
ReportingType | 2015 | 2020 | 2025 | 2030 | 2035 | 2040
BM | 0 | 0 | 0 | 0 | 0 | 0
CC | 0 | 0 | 0 | 0 | 0 | 0
CSP | 0 | 0 | 0 | 0 | 0 | 0
CT | 0 | 0 | 0 | 0 | 0 | 0
Coal | 892.9 | 892.9 | 892.9 | 892.9 | 892.9 | 892.9
Geo | 0 | 0 | 0 | 0 | 0 | 0
H | 0 | 0 | 0 | 0 | 0 | 0
LFG | 0 | 0 | 0 | 0 | 0 | 0
Nuc | 0 | 0 | 0 | 0 | 842 | 1839
PS | 0 | 0 | 0 | 0 | 0 | 0
PV | 0 | 0 | 0 | 0 | 0 | 0
PeakG | 0 | 0 | 0 | 0 | 0 | 0
PeakO | 0 | 0 | 0 | 0 | 0 | 0
ST | 0 | 0 | 0 | 0 | 0 | 0
STOG | 10098.16 | 10098.16 | 10098.16 | 10098.16 | 10098.16 | 10098.16
STWD | 0 | 0 | 0 | 0 | 0 | 0
WT | 0 | 0 | 0 | 0 | 0 | 0
IGCC | 0 | 0 | 0 | 0 | 0 | 0
DemandResponse | 0 | 0 | 0 | 0 | 0 | 0
IGCC-CCS | 0 | 0 | 0 | 0 | 0 | 0
WT_off | 0 | 0 | 0 | 0 | 0 | 0
PseudoUnit | 0 | 0 | 0 | 0 | 0 | 0
FixedInterchange | 0 | 0 | 0 | 0 | 0 | 0
Cumulative Retirements of Capacity by Reporting Type: FRCC
ReportingType | 2015 | 2020 | 2025 | 2030 | 2035 | 2040
BM | 0 | 0 | 0 | 0 | 0 | 0
CC | 0 | 0 | 0 | 0 | 0 | 0
CSP | 0 | 0 | 0 | 0 | 0 | 0
CT | 0 | 0 | 0 | 0 | 0 | 0
Coal | 694.39 | 1563.39 | 1563.39 | 1563.39 | 1563.39 | 1563.39
Geo | 0 | 0 | 0 | 0 | 0 | 0
H | 0 | 0 | 0 | 0 | 0 | 0
LFG | 0 | 0 | 0 | 0 | 0 | 0
Nuc | 0 | 0 | 0 | 0 | 1615.33 | 3292.33
PS | 0 | 0 | 0 | 0 | 0 | 0
PV | 0 | 0 | 0 | 0 | 0 | 0
PeakG | 0 | 0 | 0 | 0 | 0 | 0
PeakO | 0 | 0 | 0 | 0 | 0 | 0
ST | 0 | 0 | 0 | 0 | 0 | 0
STOG | 3029.6 | 3029.6 | 3029.6 | 3029.6 | 3029.6 | 3029.6
STWD | 0 | 0 | 0 | 0 | 0 | 0
WT | 0 | 0 | 0 | 0 | 0 | 0
IGCC | 0 | 0 | 0 | 0 | 0 | 0
DemandResponse | 0 | 0 | 0 | 0 | 0 | 0
IGCC-CCS | 0 | 0 | 0 | 0 | 0 | 0
WT_off | 0 | 0 | 0 | 0 | 0 | 0
PseudoUnit | 0 | 0 | 0 | 0 | 0 | 0
FixedInterchange | 0 | 0 | 0 | 0 | 0 | 0
Cumulative Retirements of Capacity by Reporting Type: MAPP_US
ReportingType | 2015 | 2020 | 2025 | 2030 | 2035 | 2040
BM | 0 | 0 | 0 | 0 | 0 | 0
CC | 0 | 0 | 0 | 0 | 0 | 0
CSP | 0 | 0 | 0 | 0 | 0 | 0
CT | 0 | 0 | 0 | 0 | 0 | 0
Coal | 503.06 | 503.06 | 503.06 | 503.06 | 503.06 | 503.06
Geo | 0 | 0 | 0 | 0 | 0 | 0
H | 0 | 0 | 0 | 0 | 0 | 0
LFG | 0 | 0 | 0 | 0 | 0 | 0
Nuc | 0 | 0 | 0 | 0 | 0 | 0
PS | 0 | 0 | 0 | 0 | 0 | 0
PV | 0 | 0 | 0 | 0 | 0 | 0
PeakG | 0 | 0 | 0 | 0 | 0 | 0
PeakO | 0 | 0 | 0 | 0 | 0 | 0
ST | 0 | 0 | 0 | 0 | 0 | 0
STOG | 36 | 36 | 36 | 36 | 36 | 36
STWD | 0 | 0 | 0 | 0 | 0 | 0
WT | 0 | 0 | 0 | 0 | 0 | 0
IGCC | 0 | 0 | 0 | 0 | 0 | 0
DemandResponse | 0 | 0 | 0 | 0 | 0 | 0
IGCC-CCS | 0 | 0 | 0 | 0 | 0 | 0
WT_off | 0 | 0 | 0 | 0 | 0 | 0
PseudoUnit | 0 | 0 | 0 | 0 | 0 | 0
FixedInterchange | 0 | 0 | 0 | 0 | 0 | 0
Cumulative Retirements of Capacity by Reporting Type: MISO_IN
ReportingType | 2015 | 2020 | 2025 | 2030 | 2035 | 2040
BM | 0 | 0 | 0 | 0 | 0 | 0
CC | 0 | 0 | 0 | 0 | 0 | 0
CSP | 0 | 0 | 0 | 0 | 0 | 0
CT | 0 | 0 | 0 | 0 | 0 | 0
Coal | 626.45 | 1360.89 | 1360.89 | 1360.89 | 1360.89 | 1360.89
Geo | 0 | 0 | 0 | 0 | 0 | 0
H | 0 | 0 | 0 | 0 | 0 | 0
LFG | 0 | 0 | 0 | 0 | 0 | 0
Nuc | 0 | 0 | 0 | 0 | 0 | 0
PS | 0 | 0 | 0 | 0 | 0 | 0
PV | 0 | 0 | 0 | 0 | 0 | 0
PeakG | 0 | 0 | 0 | 0 | 0 | 0
PeakO | 0 | 0 | 0 | 0 | 0 | 0
ST | 0 | 0 | 0 | 0 | 0 | 0
STOG | 0 | 0 | 0 | 0 | 0 | 0
STWD | 0 | 0 | 0 | 0 | 0 | 0
WT | 0 | 0 | 0 | 0 | 0 | 0
IGCC | 0 | 0 | 0 | 0 | 0 | 0
DemandResponse | 0 | 0 | 0 | 0 | 0 | 0
IGCC-CCS | 0 | 0 | 0 | 0 | 0 | 0
WT_off | 0 | 0 | 0 | 0 | 0 | 0
PseudoUnit | 0 | 0 | 0 | 0 | 0 | 0
FixedInterchange | 0 | 0 | 0 | 0 | 0 | 0
Cumulative Retirements of Capacity by Reporting Type: MISO_MI
ReportingType | 2015 | 2020 | 2025 | 2030 | 2035 | 2040
BM | 0 | 0 | 0 | 0 | 0 | 0
CC | 0 | 0 | 0 | 0 | 0 | 0
CSP | 0 | 0 | 0 | 0 | 0 | 0
CT | 0 | 0 | 0 | 0 | 0 | 0
Coal | 1028 | 4239.3 | 4239.3 | 4239.3 | 4239.3 | 4239.3
Geo | 0 | 0 | 0 | 0 | 0 | 0
H | 0 | 0 | 0 | 0 | 0 | 0
LFG | 0 | 0 | 0 | 0 | 0 | 0
Nuc | 0 | 0 | 0 | 0 | 778 | 778
PS | 0 | 0 | 0 | 0 | 0 | 0
PV | 0 | 0 | 0 | 0 | 0 | 0
PeakG | 0 | 0 | 0 | 0 | 0 | 0
PeakO | 0 | 0 | 0 | 0 | 0 | 0
ST | 0 | 0 | 0 | 0 | 0 | 0
STOG | 0 | 0 | 0 | 0 | 0 | 0
STWD | 0 | 0 | 0 | 0 | 0 | 0
WT | 0 | 0 | 0 | 0 | 0 | 0
IGCC | 0 | 0 | 0 | 0 | 0 | 0
DemandResponse | 0 | 0 | 0 | 0 | 0 | 0
IGCC-CCS | 0 | 0 | 0 | 0 | 0 | 0
WT_off | 0 | 0 | 0 | 0 | 0 | 0
PseudoUnit | 0 | 0 | 0 | 0 | 0 | 0
FixedInterchange | 0 | 0 | 0 | 0 | 0 | 0
Cumulative Retirements of Capacity by Reporting Type: MISO_MO-IL
ReportingType | 2015 | 2020 | 2025 | 2030 | 2035 | 2040
BM | 0 | 0 | 0 | 0 | 0 | 0
CC | 0 | 0 | 0 | 0 | 0 | 0
CSP | 0 | 0 | 0 | 0 | 0 | 0
CT | 0 | 0 | 0 | 0 | 0 | 0
Coal | 821.69 | 2056.65 | 2056.65 | 2056.65 | 2056.65 | 2056.65
Geo | 0 | 0 | 0 | 0 | 0 | 0
H | 0 | 0 | 0 | 0 | 0 | 0
LFG | 0 | 0 | 0 | 0 | 0 | 0
Nuc | 0 | 0 | 0 | 0 | 0 | 0
PS | 0 | 0 | 0 | 0 | 0 | 0
PV | 0 | 0 | 0 | 0 | 0 | 0
PeakG | 0 | 0 | 0 | 0 | 0 | 0
PeakO | 0 | 0 | 0 | 0 | 0 | 0
ST | 0 | 0 | 0 | 0 | 0 | 0
STOG | 0 | 0 | 0 | 0 | 0 | 0
STWD | 0 | 0 | 0 | 0 | 0 | 0
WT | 0 | 0 | 0 | 0 | 0 | 0
IGCC | 0 | 0 | 0 | 0 | 0 | 0
DemandResponse | 0 | 0 | 0 | 0 | 0 | 0
IGCC-CCS | 0 | 0 | 0 | 0 | 0 | 0
WT_off | 0 | 0 | 0 | 0 | 0 | 0
PseudoUnit | 0 | 0 | 0 | 0 | 0 | 0
FixedInterchange | 0 | 0 | 0 | 0 | 0 | 0
Cumulative Retirements of Capacity by Reporting Type: MISO_W
ReportingType | 2015 | 2020 | 2025 | 2030 | 2035 | 2040
BM | 0 | 0 | 0 | 0 | 0 | 0
CC | 0 | 0 | 0 | 0 | 0 | 0
CSP | 0 | 0 | 0 | 0 | 0 | 0
CT | 0 | 0 | 0 | 0 | 0 | 0
Coal | 894.58 | 2579.78 | 2579.78 | 2579.78 | 2579.78 | 2579.78
Geo | 0 | 0 | 0 | 0 | 0 | 0
H | 0 | 0 | 0 | 0 | 0 | 0
LFG | 0 | 0 | 0 | 0 | 0 | 0
Nuc | 0 | 0 | 0 | 0 | 2361.23 | 2361.23
PS | 0 | 0 | 0 | 0 | 0 | 0
PV | 0 | 0 | 0 | 0 | 0 | 0
PeakG | 0 | 0 | 0 | 0 | 0 | 0
PeakO | 0 | 0 | 0 | 0 | 0 | 0
ST | 0 | 0 | 0 | 0 | 0 | 0
STOG | 0 | 0 | 0 | 0 | 0 | 0
STWD | 0 | 0 | 0 | 0 | 0 | 0
WT | 0 | 0 | 0 | 0 | 0 | 0
IGCC | 0 | 0 | 0 | 0 | 0 | 0
DemandResponse | 0 | 0 | 0 | 0 | 0 | 0
IGCC-CCS | 0 | 0 | 0 | 0 | 0 | 0
WT_off | 0 | 0 | 0 | 0 | 0 | 0
PseudoUnit | 0 | 0 | 0 | 0 | 0 | 0
FixedInterchange | 0 | 0 | 0 | 0 | 0 | 0
Cumulative Retirements of Capacity by Reporting Type: MISO_WUMS
ReportingType | 2015 | 2020 | 2025 | 2030 | 2035 | 2040
BM | 0 | 0 | 0 | 0 | 0 | 0
CC | 0 | 0 | 0 | 0 | 0 | 0
CSP | 0 | 0 | 0 | 0 | 0 | 0
CT | 0 | 0 | 0 | 0 | 0 | 0
Coal | 1210.95 | 3556.48 | 3556.48 | 3556.48 | 3556.48 | 3556.48
Geo | 0 | 0 | 0 | 0 | 0 | 0
H | 0 | 0 | 0 | 0 | 0 | 0
LFG | 0 | 0 | 0 | 0 | 0 | 0
Nuc | 0 | 0 | 0 | 0 | 1816.9 | 1816.9
PS | 0 | 0 | 0 | 0 | 0 | 0
PV | 0 | 0 | 0 | 0 | 0 | 0
PeakG | 0 | 0 | 0 | 0 | 0 | 0
PeakO | 0 | 0 | 0 | 0 | 0 | 0
ST | 0 | 0 | 0 | 0 | 0 | 0
STOG | 59.5 | 59.5 | 59.5 | 59.5 | 59.5 | 59.5
STWD | 0 | 0 | 0 | 0 | 0 | 0
WT | 0 | 0 | 0 | 0 | 0 | 0
IGCC | 0 | 0 | 0 | 0 | 0 | 0
DemandResponse | 0 | 0 | 0 | 0 | 0 | 0
IGCC-CCS | 0 | 0 | 0 | 0 | 0 | 0
WT_off | 0 | 0 | 0 | 0 | 0 | 0
PseudoUnit | 0 | 0 | 0 | 0 | 0 | 0
FixedInterchange | 0 | 0 | 0 | 0 | 0 | 0
Cumulative Retirements of Capacity by Reporting Type: Nebraska
ReportingType | 2015 | 2020 | 2025 | 2030 | 2035 | 2040
BM | 0 | 0 | 0 | 0 | 0 | 0
CC | 0 | 0 | 0 | 0 | 0 | 0
CSP | 0 | 0 | 0 | 0 | 0 | 0
CT | 0 | 0 | 0 | 0 | 0 | 0
Coal | 0 | 0 | 0 | 0 | 0 | 0
Geo | 0 | 0 | 0 | 0 | 0 | 0
H | 0 | 0 | 0 | 0 | 0 | 0
LFG | 0 | 0 | 0 | 0 | 0 | 0
Nuc | 0 | 0 | 0 | 0 | 1251.8 | 1251.8
PS | 0 | 0 | 0 | 0 | 0 | 0
PV | 0 | 0 | 0 | 0 | 0 | 0
PeakG | 0 | 0 | 0 | 0 | 0 | 0
PeakO | 0 | 0 | 0 | 0 | 0 | 0
ST | 0 | 0 | 0 | 0 | 0 | 0
STOG | 0 | 0 | 0 | 0 | 0 | 0
STWD | 0 | 0 | 0 | 0 | 0 | 0
WT | 0 | 0 | 0 | 0 | 0 | 0
IGCC | 0 | 0 | 0 | 0 | 0 | 0
DemandResponse | 0 | 0 | 0 | 0 | 0 | 0
IGCC-CCS | 0 | 0 | 0 | 0 | 0 | 0
WT_off | 0 | 0 | 0 | 0 | 0 | 0
PseudoUnit | 0 | 0 | 0 | 0 | 0 | 0
FixedInterchange | 0 | 0 | 0 | 0 | 0 | 0
Cumulative Retirements of Capacity by Reporting Type: NEISO
ReportingType | 2015 | 2020 | 2025 | 2030 | 2035 | 2040
BM | 0 | 0 | 0 | 0 | 0 | 0
CC | 207.68 | 207.68 | 207.68 | 207.68 | 207.68 | 207.68
CSP | 0 | 0 | 0 | 0 | 0 | 0
CT | 0 | 0 | 0 | 0 | 0 | 0
Coal | 2250.13 | 2570.13 | 2570.13 | 2570.13 | 2570.13 | 2570.13
Geo | 0 | 0 | 0 | 0 | 0 | 0
H | 0 | 0 | 0 | 0 | 0 | 0
LFG | 0 | 0 | 0 | 0 | 0 | 0
Nuc | 0 | 0 | 0 | 0 | 1289 | 2165.92
PS | 0 | 0 | 0 | 0 | 0 | 0
PV | 0 | 0 | 0 | 0 | 0 | 0
PeakG | 0 | 0 | 0 | 0 | 0 | 0
PeakO | 0 | 0 | 0 | 0 | 0 | 0
ST | 0 | 0 | 0 | 0 | 0 | 0
STOG | 6237 | 6237 | 6237 | 6237 | 6237 | 6237
STWD | 0 | 0 | 0 | 0 | 0 | 0
WT | 0 | 0 | 0 | 0 | 0 | 0
IGCC | 0 | 0 | 0 | 0 | 0 | 0
DemandResponse | 0 | 0 | 0 | 0 | 0 | 0
IGCC-CCS | 0 | 0 | 0 | 0 | 0 | 0
WT_off | 0 | 0 | 0 | 0 | 467.99 | 467.99
PseudoUnit | 0 | 0 | 0 | 0 | 0 | 0
FixedInterchange | 0 | 0 | 0 | 0 | 0 | 0
Cumulative Retirements of Capacity by Reporting Type: NonRTO_Midwest
ReportingType | 2015 | 2020 | 2025 | 2030 | 2035 | 2040
BM | 0 | 0 | 0 | 0 | 0 | 0
CC | 0 | 0 | 0 | 0 | 0 | 0
CSP | 0 | 0 | 0 | 0 | 0 | 0
CT | 0 | 0 | 0 | 0 | 0 | 0
Coal | 571.83 | 571.83 | 571.83 | 571.83 | 571.83 | 571.83
Geo | 0 | 0 | 0 | 0 | 0 | 0
H | 0 | 0 | 0 | 0 | 0 | 0
LFG | 0 | 0 | 0 | 0 | 0 | 0
Nuc | 0 | 0 | 0 | 0 | 0 | 0
PS | 0 | 0 | 0 | 0 | 0 | 0
PV | 0 | 0 | 0 | 0 | 0 | 0
PeakG | 0 | 0 | 0 | 0 | 0 | 0
PeakO | 0 | 0 | 0 | 0 | 0 | 0
ST | 0 | 0 | 0 | 0 | 0 | 0
STOG | 0 | 0 | 0 | 0 | 0 | 0
STWD | 0 | 0 | 0 | 0 | 0 | 0
WT | 0 | 0 | 0 | 0 | 0 | 0
IGCC | 0 | 0 | 0 | 0 | 0 | 0
DemandResponse | 0 | 0 | 0 | 0 | 0 | 0
IGCC-CCS | 0 | 0 | 0 | 0 | 0 | 0
WT_off | 0 | 0 | 0 | 0 | 0 | 0
PseudoUnit | 0 | 0 | 0 | 0 | 0 | 0
FixedInterchange | 0 | 0 | 0 | 0 | 0 | 0
Cumulative Retirements of Capacity by Reporting Type: NYISO_A-F
ReportingType | 2015 | 2020 | 2025 | 2030 | 2035 | 2040
BM | 0 | 0 | 0 | 0 | 0 | 0
CC | 0 | 0 | 0 | 0 | 0 | 0
CSP | 0 | 0 | 0 | 0 | 0 | 0
CT | 0 | 0 | 0 | 0 | 0 | 0
Coal | 2251.9 | 2251.9 | 2251.9 | 2251.9 | 2251.9 | 2251.9
Geo | 0 | 0 | 0 | 0 | 0 | 0
H | 0 | 0 | 0 | 0 | 0 | 0
LFG | 0 | 0 | 0 | 0 | 0 | 0
Nuc | 0 | 0 | 0 | 621.2 | 1201.7 | 2053.9
PS | 0 | 0 | 0 | 0 | 0 | 0
PV | 0 | 0 | 0 | 0 | 0 | 0
PeakG | 0 | 0 | 0 | 0 | 0 | 0
PeakO | 0 | 0 | 0 | 0 | 0 | 0
ST | 0 | 0 | 0 | 0 | 0 | 0
STOG | 1700.99 | 1700.99 | 1700.99 | 1700.99 | 1700.99 | 1700.99
STWD | 0 | 0 | 0 | 0 | 0 | 0
WT | 0 | 0 | 0 | 0 | 0 | 0
IGCC | 0 | 0 | 0 | 0 | 0 | 0
DemandResponse | 0 | 0 | 0 | 0 | 0 | 0
IGCC-CCS | 0 | 0 | 0 | 0 | 0 | 0
WT_off | 0 | 0 | 0 | 0 | 0 | 0
PseudoUnit | 0 | 0 | 0 | 0 | 0 | 0
FixedInterchange | 0 | 0 | 0 | 0 | 0 | 0
Cumulative Retirements of Capacity by Reporting Type: NYISO_G-I
ReportingType | 2015 | 2020 | 2025 | 2030 | 2035 | 2040
BM | 0 | 0 | 0 | 0 | 0 | 0
CC | 0 | 0 | 0 | 0 | 0 | 0
CSP | 0 | 0 | 0 | 0 | 0 | 0
CT | 0 | 0 | 0 | 0 | 0 | 0
Coal | 368.2 | 368.2 | 368.2 | 368.2 | 368.2 | 368.2
Geo | 0 | 0 | 0 | 0 | 0 | 0
H | 0 | 0 | 0 | 0 | 0 | 0
LFG | 0 | 0 | 0 | 0 | 0 | 0
Nuc | 0 | 0 | 0 | 0 | 1019.6 | 2044.6
PS | 0 | 0 | 0 | 0 | 0 | 0
PV | 0 | 0 | 0 | 0 | 0 | 0
PeakG | 0 | 0 | 0 | 0 | 0 | 0
PeakO | 0 | 0 | 0 | 0 | 0 | 0
ST | 0 | 0 | 0 | 0 | 0 | 0
STOG | 1217.57 | 1217.57 | 1217.57 | 1217.57 | 1217.57 | 1217.57
STWD | 0 | 0 | 0 | 0 | 0 | 0
WT | 0 | 0 | 0 | 0 | 0 | 0
IGCC | 0 | 0 | 0 | 0 | 0 | 0
DemandResponse | 0 | 0 | 0 | 0 | 0 | 0
IGCC-CCS | 0 | 0 | 0 | 0 | 0 | 0
WT_off | 0 | 0 | 0 | 0 | 0 | 0
PseudoUnit | 0 | 0 | 0 | 0 | 0 | 0
FixedInterchange | 0 | 0 | 0 | 0 | 0 | 0
Cumulative Retirements of Capacity by Reporting Type: NYISO_J-K
ReportingType | 2015 | 2020 | 2025 | 2030 | 2035 | 2040
BM | 0 | 0 | 0 | 0 | 0 | 0
CC | 0 | 0 | 0 | 0 | 0 | 0
CSP | 0 | 0 | 0 | 0 | 0 | 0
CT | 0 | 0 | 0 | 0 | 0 | 0
Coal | 0 | 0 | 0 | 0 | 0 | 0
Geo | 0 | 0 | 0 | 0 | 0 | 0
H | 0 | 0 | 0 | 0 | 0 | 0
LFG | 0 | 0 | 0 | 0 | 0 | 0
Nuc | 0 | 0 | 0 | 0 | 0 | 0
PS | 0 | 0 | 0 | 0 | 0 | 0
PV | 0 | 0 | 0 | 0 | 32 | 32
PeakG | 0 | 0 | 0 | 0 | 0 | 0
PeakO | 0 | 0 | 0 | 0 | 0 | 0
ST | 0 | 0 | 0 | 0 | 0 | 0
STOG | 0 | 0 | 0 | 0 | 0 | 0
STWD | 0 | 0 | 0 | 0 | 0 | 0
WT | 0 | 0 | 0 | 0 | 0 | 0
IGCC | 0 | 0 | 0 | 0 | 0 | 0
DemandResponse | 0 | 0 | 0 | 0 | 0 | 0
IGCC-CCS | 0 | 0 | 0 | 0 | 0 | 0
WT_off | 0 | 0 | 0 | 0 | 0 | 0
PseudoUnit | 0 | 0 | 0 | 0 | 0 | 0
FixedInterchange | 0 | 0 | 0 | 0 | 0 | 0
Cumulative Retirements of Capacity by Reporting Type: PJM_E
ReportingType | 2015 | 2020 | 2025 | 2030 | 2035 | 2040
BM | 0 | 0 | 0 | 0 | 0 | 0
CC | 0 | 0 | 0 | 0 | 0 | 0
CSP | 0 | 0 | 0 | 0 | 0 | 0
CT | 0 | 0 | 0 | 0 | 0 | 0
Coal | 2803.99 | 3371.99 | 3371.99 | 3371.99 | 3371.99 | 3371.99
Geo | 0 | 0 | 0 | 0 | 0 | 0
H | 0 | 0 | 0 | 0 | 0 | 0
LFG | 0 | 0 | 0 | 0 | 0 | 0
Nuc | 0 | 614.5 | 614.5 | 614.5 | 2838.5 | 4012.5
PS | 0 | 0 | 0 | 0 | 0 | 0
PV | 0 | 0 | 0 | 0 | 0 | 0
PeakG | 268.5 | 268.5 | 268.5 | 268.5 | 268.5 | 268.5
PeakO | 2.7 | 2.7 | 2.7 | 2.7 | 2.7 | 2.7
ST | 0 | 0 | 0 | 0 | 0 | 0
STOG | 629.5 | 629.5 | 629.5 | 629.5 | 629.5 | 629.5
STWD | 0 | 0 | 0 | 0 | 0 | 0
WT | 0 | 0 | 0 | 0 | 0 | 0
IGCC | 0 | 0 | 0 | 0 | 0 | 0
DemandResponse | 0 | 0 | 0 | 0 | 0 | 0
IGCC-CCS | 0 | 0 | 0 | 0 | 0 | 0
WT_off | 0 | 0 | 0 | 0 | 0 | 0
PseudoUnit | 0 | 0 | 0 | 0 | 0 | 0
FixedInterchange | 0 | 0 | 0 | 0 | 0 | 0
Cumulative Retirements of Capacity by Reporting Type: PJM_ROM
ReportingType | 2015 | 2020 | 2025 | 2030 | 2035 | 2040
BM | 0 | 0 | 0 | 0 | 0 | 0
CC | 0 | 0 | 0 | 0 | 0 | 0
CSP | 0 | 0 | 0 | 0 | 0 | 0
CT | 0 | 0 | 0 | 0 | 0 | 0
Coal | 6520.48 | 6520.48 | 6520.48 | 6520.48 | 6520.48 | 6520.48
Geo | 0 | 0 | 0 | 0 | 0 | 0
H | 0 | 0 | 0 | 0 | 0 | 0
LFG | 0 | 0 | 0 | 0 | 0 | 0
Nuc | 0 | 0 | 0 | 0 | 1732 | 2631
PS | 0 | 0 | 0 | 0 | 0 | 0
PV | 0 | 0 | 0 | 0 | 0 | 0
PeakG | 0 | 0 | 0 | 0 | 0 | 0
PeakO | 270 | 270 | 270 | 270 | 270 | 270
ST | 0 | 0 | 0 | 0 | 0 | 0
STOG | 580 | 580 | 580 | 580 | 580 | 580
STWD | 0 | 0 | 0 | 0 | 0 | 0
WT | 0 | 0 | 0 | 0 | 0 | 0
IGCC | 0 | 0 | 0 | 0 | 0 | 0
DemandResponse | 0 | 0 | 0 | 0 | 0 | 0
IGCC-CCS | 0 | 0 | 0 | 0 | 0 | 0
WT_off | 0 | 0 | 0 | 0 | 0 | 0
PseudoUnit | 0 | 0 | 0 | 0 | 0 | 0
FixedInterchange | 0 | 0 | 0 | 0 | 0 | 0
Cumulative Retirements of Capacity by Reporting Type: PJM_ROR
ReportingType | 2015 | 2020 | 2025 | 2030 | 2035 | 2040
BM | 0 | 0 | 0 | 0 | 0 | 192
CC | 0 | 0 | 0 | 0 | 0 | 0
CSP | 0 | 0 | 0 | 0 | 0 | 0
CT | 0 | 0 | 0 | 0 | 0 | 0
Coal | 8234.89 | 15649.98 | 15649.98 | 15649.98 | 15649.98 | 15649.98
Geo | 0 | 0 | 0 | 0 | 0 | 0
H | 0 | 0 | 0 | 0 | 0 | 0
LFG | 0 | 0 | 0 | 0 | 0 | 0
Nuc | 0 | 0 | 0 | 867 | 5142 | 10025.16
PS | 0 | 0 | 0 | 0 | 0 | 0
PV | 0 | 0 | 0 | 0 | 0 | 0
PeakG | 0 | 0 | 0 | 0 | 0 | 0
PeakO | 19 | 19 | 19 | 19 | 19 | 19
ST | 0 | 0 | 0 | 0 | 0 | 0
STOG | 0 | 0 | 0 | 0 | 0 | 0
STWD | 0 | 0 | 0 | 0 | 0 | 0
WT | 0 | 0 | 0 | 0 | 0 | 0
IGCC | 0 | 0 | 0 | 0 | 0 | 0
DemandResponse | 0 | 0 | 0 | 0 | 0 | 0
IGCC-CCS | 0 | 0 | 0 | 0 | 0 | 0
WT_off | 0 | 0 | 0 | 0 | 0 | 0
PseudoUnit | 0 | 0 | 0 | 0 | 0 | 0
FixedInterchange | 0 | 0 | 0 | 0 | 0 | 0
Cumulative Retirements of Capacity by Reporting Type: SOCO
ReportingType | 2015 | 2020 | 2025 | 2030 | 2035 | 2040
BM | 0 | 0 | 0 | 0 | 0 | 0
CC | 0 | 0 | 0 | 0 | 0 | 0
CSP | 0 | 0 | 0 | 0 | 0 | 0
CT | 0 | 0 | 0 | 0 | 0 | 0
Coal | 8535.94 | 8535.94 | 8535.94 | 8535.94 | 8535.94 | 8535.94
Geo | 0 | 0 | 0 | 0 | 0 | 0
H | 0 | 0 | 0 | 0 | 0 | 0
LFG | 0 | 0 | 0 | 0 | 0 | 0
Nuc | 0 | 0 | 0 | 0 | 0 | 2645.05
PS | 0 | 0 | 0 | 0 | 0 | 0
PV | 0 | 0 | 0 | 0 | 0 | 0
PeakG | 0 | 0 | 0 | 0 | 0 | 0
PeakO | 0 | 0 | 0 | 0 | 0 | 0
ST | 0 | 0 | 0 | 0 | 0 | 0
STOG | 854 | 854 | 854 | 854 | 854 | 854
STWD | 0 | 0 | 0 | 0 | 0 | 0
WT | 0 | 0 | 0 | 0 | 0 | 0
IGCC | 0 | 0 | 0 | 0 | 0 | 0
DemandResponse | 0 | 0 | 0 | 0 | 0 | 0
IGCC-CCS | 0 | 0 | 0 | 0 | 0 | 0
WT_off | 0 | 0 | 0 | 0 | 0 | 0
PseudoUnit | 0 | 0 | 0 | 0 | 0 | 0
FixedInterchange | 0 | 0 | 0 | 0 | 0 | 0
Cumulative Retirements of Capacity by Reporting Type: SPP_N
ReportingType | 2015 | 2020 | 2025 | 2030 | 2035 | 2040
BM | 0 | 0 | 0 | 0 | 0 | 0
CC | 0 | 0 | 0 | 0 | 0 | 0
CSP | 0 | 0 | 0 | 0 | 0 | 0
CT | 0 | 0 | 0 | 0 | 0 | 0
Coal | 0 | 374.9 | 374.9 | 374.9 | 374.9 | 374.9
Geo | 0 | 0 | 0 | 0 | 0 | 0
H | 0 | 0 | 0 | 0 | 0 | 0
LFG | 0 | 0 | 0 | 0 | 0 | 0
Nuc | 0 | 0 | 0 | 0 | 0 | 0
PS | 0 | 0 | 0 | 0 | 0 | 0
PV | 0 | 0 | 0 | 0 | 0 | 0
PeakG | 0 | 0 | 0 | 0 | 0 | 0
PeakO | 0 | 0 | 0 | 0 | 0 | 0
ST | 0 | 0 | 0 | 0 | 0 | 0
STOG | 53.96 | 53.96 | 53.96 | 53.96 | 53.96 | 53.96
STWD | 0 | 0 | 0 | 0 | 0 | 0
WT | 0 | 0 | 0 | 0 | 0 | 0
IGCC | 0 | 0 | 0 | 0 | 0 | 0
DemandResponse | 0 | 0 | 0 | 0 | 0 | 0
IGCC-CCS | 0 | 0 | 0 | 0 | 0 | 0
WT_off | 0 | 0 | 0 | 0 | 0 | 0
PseudoUnit | 0 | 0 | 0 | 0 | 0 | 0
FixedInterchange | 0 | 0 | 0 | 0 | 0 | 0
Cumulative Retirements of Capacity by Reporting Type: SPP_S
ReportingType | 2015 | 2020 | 2025 | 2030 | 2035 | 2040
BM | 0 | 0 | 0 | 0 | 0 | 0
CC | 0 | 0 | 0 | 0 | 0 | 0
CSP | 0 | 0 | 0 | 0 | 0 | 0
CT | 0 | 0 | 0 | 0 | 0 | 0
Coal | 1585.99 | 1585.99 | 1585.99 | 1585.99 | 1585.99 | 1585.99
Geo | 0 | 0 | 0 | 0 | 0 | 0
H | 0 | 0 | 0 | 0 | 0 | 0
LFG | 0 | 0 | 0 | 0 | 0 | 0
Nuc | 0 | 0 | 0 | 0 | 0 | 0
PS | 0 | 0 | 0 | 0 | 0 | 0
PV | 0 | 0 | 0 | 0 | 0 | 0
PeakG | 0 | 0 | 0 | 0 | 0 | 0
PeakO | 0 | 0 | 0 | 0 | 0 | 0
ST | 0 | 0 | 0 | 0 | 0 | 0
STOG | 727.94 | 727.94 | 727.94 | 727.94 | 727.94 | 727.94
STWD | 0 | 0 | 0 | 0 | 0 | 0
WT | 0 | 0 | 0 | 0 | 0 | 0
IGCC | 0 | 0 | 0 | 0 | 0 | 0
DemandResponse | 0 | 0 | 0 | 0 | 0 | 0
IGCC-CCS | 0 | 0 | 0 | 0 | 0 | 0
WT_off | 0 | 0 | 0 | 0 | 0 | 0
PseudoUnit | 0 | 0 | 0 | 0 | 0 | 0
FixedInterchange | 0 | 0 | 0 | 0 | 0 | 0
Cumulative Retirements of Capacity by Reporting Type: TVA
ReportingType | 2015 | 2020 | 2025 | 2030 | 2035 | 2040
BM | 0 | 0 | 0 | 0 | 0 | 0
CC | 0 | 0 | 0 | 0 | 0 | 0
CSP | 0 | 0 | 0 | 0 | 0 | 0
CT | 0 | 0 | 0 | 0 | 0 | 0
Coal | 2681.99 | 4017.98 | 4017.98 | 4017.98 | 4017.98 | 4017.98
Geo | 0 | 0 | 0 | 0 | 0 | 0
H | 0 | 0 | 0 | 0 | 0 | 0
LFG | 0 | 0 | 0 | 0 | 0 | 0
Nuc | 0 | 0 | 0 | 0 | 2512.33 | 3791
PS | 0 | 0 | 0 | 0 | 0 | 0
PV | 0 | 0 | 0 | 0 | 0 | 0
PeakG | 0 | 0 | 0 | 0 | 0 | 0
PeakO | 0 | 0 | 0 | 0 | 0 | 0
ST | 0 | 0 | 0 | 0 | 0 | 0
STOG | 0 | 0 | 0 | 0 | 0 | 0
STWD | 0 | 0 | 0 | 0 | 0 | 0
WT | 0 | 0 | 0 | 0 | 0 | 0
IGCC | 0 | 0 | 0 | 0 | 0 | 0
DemandResponse | 0 | 0 | 0 | 0 | 0 | 0
IGCC-CCS | 0 | 0 | 0 | 0 | 0 | 0
WT_off | 0 | 0 | 0 | 0 | 0 | 0
PseudoUnit | 0 | 0 | 0 | 0 | 0 | 0
FixedInterchange | 0 | 0 | 0 | 0 | 0 | 0
Cumulative Retirements of Capacity by Reporting Type: TVA_Transmission
ReportingType | 2015 | 2020 | 2025 | 2030 | 2035 | 2040
BM | 0 | 0 | 0 | 0 | 0 | 0
CC | 0 | 0 | 0 | 0 | 0 | 0
CSP | 0 | 0 | 0 | 0 | 0 | 0
CT | 0 | 0 | 0 | 0 | 0 | 0
Coal | 0 | 0 | 0 | 0 | 0 | 0
Geo | 0 | 0 | 0 | 0 | 0 | 0
H | 0 | 0 | 0 | 0 | 0 | 0
LFG | 0 | 0 | 0 | 0 | 0 | 0
Nuc | 0 | 0 | 0 | 0 | 0 | 0
PS | 0 | 0 | 0 | 0 | 0 | 0
PV | 0 | 0 | 0 | 0 | 0 | 0
PeakG | 0 | 0 | 0 | 0 | 0 | 0
PeakO | 0 | 0 | 0 | 0 | 0 | 0
ST | 0 | 0 | 0 | 0 | 0 | 0
STOG | 0 | 0 | 0 | 0 | 0 | 0
STWD | 0 | 0 | 0 | 0 | 0 | 0
WT | 0 | 0 | 0 | 0 | 0 | 0
IGCC | 0 | 0 | 0 | 0 | 0 | 0
DemandResponse | 0 | 0 | 0 | 0 | 0 | 0
IGCC-CCS | 0 | 0 | 0 | 0 | 0 | 0
WT_off | 0 | 0 | 0 | 0 | 0 | 0
PseudoUnit | 0 | 0 | 0 | 0 | 0 | 0
FixedInterchange | 0 | 0 | 0 | 0 | 0 | 0
Cumulative Retirements of Capacity by Reporting Type: VACAR
ReportingType | 2015 | 2020 | 2025 | 2030 | 2035 | 2040
BM | 0 | 0 | 0 | 0 | 0 | 0
CC | 0 | 0 | 0 | 0 | 0 | 0
CSP | 0 | 0 | 0 | 0 | 0 | 0
CT | 0 | 0 | 0 | 0 | 0 | 0
Coal | 4541.43 | 5997.54 | 5997.54 | 5997.54 | 5997.54 | 5997.54
Geo | 0 | 0 | 0 | 0 | 0 | 0
H | 0 | 0 | 0 | 0 | 0 | 0
LFG | 0 | 0 | 0 | 0 | 0 | 0
Nuc | 0 | 0 | 0 | 0 | 3248 | 5106
PS | 0 | 0 | 0 | 0 | 0 | 0
PV | 0 | 0 | 0 | 0 | 0 | 0
PeakG | 0 | 0 | 0 | 0 | 0 | 0
PeakO | 0 | 0 | 0 | 0 | 0 | 0
ST | 0 | 0 | 0 | 0 | 0 | 0
STOG | 0 | 0 | 0 | 0 | 0 | 0
STWD | 0 | 0 | 0 | 0 | 0 | 0
WT | 0 | 0 | 0 | 0 | 0 | 0
IGCC | 0 | 0 | 0 | 0 | 0 | 0
DemandResponse | 0 | 0 | 0 | 0 | 0 | 0
IGCC-CCS | 0 | 0 | 0 | 0 | 0 | 0
WT_off | 0 | 0 | 0 | 0 | 0 | 0
PseudoUnit | 0 | 0 | 0 | 0 | 0 | 0
FixedInterchange | 0 | 0 | 0 | 0 | 0 | 0
Cumulative Retirements of Capacity by Reporting Type: IESO
ReportingType | 2015 | 2020 | 2025 | 2030 | 2035 | 2040
BM | 0 | 0 | 0 | 0 | 0 | 0
CC | 0 | 0 | 0 | 0 | 0 | 0
CSP | 0 | 0 | 0 | 0 | 0 | 0
CT | 0 | 0 | 0 | 0 | 0 | 0
Coal | 6416 | 6416 | 6416 | 6416 | 6416 | 6416
Geo | 0 | 0 | 0 | 0 | 0 | 0
H | 0 | 0 | 0 | 0 | 0 | 0
LFG | 0 | 0 | 0 | 0 | 0 | 0
Nuc | 0 | 0 | 0 | 0 | 1030 | 2570
PS | 0 | 0 | 0 | 0 | 0 | 0
PV | 0 | 0 | 0 | 0 | 1067.26 | 1067.26
PeakG | 0 | 0 | 0 | 0 | 0 | 0
PeakO | 0.65 | 0.65 | 0.65 | 0.65 | 0.65 | 0.65
ST | 0 | 0 | 0 | 0 | 0 | 0
STOG | 2126 | 2126 | 2126 | 2126 | 2126 | 2126
STWD | 0 | 0 | 0 | 0 | 0 | 0
WT | 0 | 0 | 0 | 0 | 2105.9 | 2105.9
IGCC | 0 | 0 | 0 | 0 | 0 | 0
DemandResponse | 0 | 0 | 0 | 0 | 0 | 0
IGCC-CCS | 0 | 0 | 0 | 0 | 0 | 0
WT_off | 0 | 0 | 0 | 0 | 0 | 0
PseudoUnit | 0 | 0 | 0 | 0 | 0 | 0
FixedInterchange | 0 | 0 | 0 | 0 | 0 | 0
Cumulative Retirements of Capacity by Reporting Type: MAPP_CA
ReportingType | 2015 | 2020 | 2025 | 2030 | 2035 | 2040
BM | 0 | 0 | 0 | 0 | 0 | 0
CC | 0 | 0 | 0 | 0 | 0 | 0
CSP | 0 | 0 | 0 | 0 | 0 | 0
CT | 0 | 0 | 0 | 0 | 0 | 0
Coal | 1009.41 | 1009.41 | 1009.41 | 1009.41 | 1009.41 | 1009.41
Geo | 0 | 0 | 0 | 0 | 0 | 0
H | 0 | 0 | 0 | 0 | 0 | 0
LFG | 0 | 0 | 0 | 0 | 0 | 0
Nuc | 0 | 0 | 0 | 0 | 0 | 0
PS | 0 | 0 | 0 | 0 | 0 | 0
PV | 0 | 0 | 0 | 0 | 0 | 0
PeakG | 0 | 0 | 0 | 0 | 0 | 0
PeakO | 0 | 0 | 0 | 0 | 0 | 0
ST | 0 | 0 | 0 | 0 | 0 | 0
STOG | 0 | 0 | 0 | 0 | 0 | 0
STWD | 0 | 0 | 0 | 0 | 0 | 0
WT | 0 | 0 | 0 | 0 | 0 | 0
IGCC | 0 | 0 | 0 | 0 | 0 | 0
DemandResponse | 0 | 0 | 0 | 0 | 0 | 0
IGCC-CCS | 0 | 0 | 0 | 0 | 0 | 0
WT_off | 0 | 0 | 0 | 0 | 0 | 0
PseudoUnit | 0 | 0 | 0 | 0 | 0 | 0
FixedInterchange | 0 | 0 | 0 | 0 | 0 | 0
Cumulative Retirements of Capacity by Reporting Type: AZ_NM_SNV_Coal
ReportingType | 2015 | 2020 | 2025 | 2030 | 2035 | 2040
BM | 0 | 0 | 0 | 0 | 0 | 0
CC | 0 | 0 | 0 | 0 | 0 | 0
CSP | 0 | 0 | 0 | 0 | 0 | 0
CT | 0 | 0 | 0 | 0 | 0 | 0
Coal | 0 | 0 | 0 | 0 | 0 | 0
Geo | 0 | 0 | 0 | 0 | 0 | 0
H | 0 | 0 | 0 | 0 | 0 | 0
LFG | 0 | 0 | 0 | 0 | 0 | 0
Nuc | 0 | 0 | 0 | 0 | 0 | 0
PS | 0 | 0 | 0 | 0 | 0 | 0
PV | 0 | 0 | 0 | 0 | 0 | 0
PeakG | 0 | 0 | 0 | 0 | 0 | 0
PeakO | 0 | 0 | 15 | 200 | 200 | 200
ST | 0 | 0 | 0 | 0 | 0 | 0
STOG | 0 | 0 | 0 | 0 | 0 | 0
STWD | 0 | 0 | 0 | 0 | 0 | 0
WT | 0 | 0 | 0 | 0 | 0 | 0
IGCC | 0 | 0 | 0 | 0 | 0 | 0
DemandResponse | 0 | 0 | 0 | 0 | 0 | 0
IGCC-CCS | 0 | 0 | 0 | 0 | 0 | 0
WT_off | 0 | 0 | 0 | 0 | 0 | 0
PseudoUnit | 0 | 0 | 0 | 0 | 0 | 0
FixedInterchange | 0 | 0 | 0 | 0 | 0 | 0
Cumulative Retirements of Capacity by Reporting Type: AZ_NM_SNV_Gas
ReportingType | 2015 | 2020 | 2025 | 2030 | 2035 | 2040
BM | 0 | 0 | 0 | 0 | 0 | 0
CC | 0 | 0 | 0 | 0 | 0 | 0
CSP | 0 | 0 | 0 | 0 | 0 | 0
CT | 0 | 0 | 0 | 0 | 736 | 736
Coal | 0 | 0 | 0 | 0 | 0 | 0
Geo | 0 | 0 | 0 | 0 | 0 | 0
H | 0 | 0 | 0 | 0 | 0 | 0
LFG | 0 | 0 | 0 | 0 | 0 | 0
Nuc | 0 | 0 | 0 | 0 | 0 | 0
PS | 0 | 0 | 0 | 0 | 0 | 0
PV | 0 | 0 | 0 | 0 | 0 | 0
PeakG | 0 | 0 | 0 | 2459.35 | 3660 | 3660
PeakO | 0 | 0 | 0 | 0 | 0 | 0
ST | 0 | 0 | 0 | 0 | 0 | 0
STOG | 2064 | 2064 | 2064 | 2064 | 2064 | 2064
STWD | 0 | 0 | 0 | 0 | 0 | 0
WT | 0 | 0 | 0 | 0 | 0 | 0
IGCC | 0 | 0 | 0 | 0 | 0 | 0
DemandResponse | 0 | 0 | 0 | 0 | 0 | 0
IGCC-CCS | 0 | 0 | 0 | 0 | 0 | 0
WT_off | 0 | 0 | 0 | 0 | 0 | 0
PseudoUnit | 0 | 0 | 0 | 0 | 0 | 0
FixedInterchange | 0 | 0 | 0 | 0 | 0 | 0
Cumulative Retirements of Capacity by Reporting Type: AZ_NM_SNV_NucRenew
ReportingType | 2015 | 2020 | 2025 | 2030 | 2035 | 2040
BM | 0 | 0 | 0 | 0 | 0 | 0
CC | 0 | 0 | 0 | 0 | 0 | 0
CSP | 65 | 65 | 65 | 65 | 65 | 65
CT | 0 | 0 | 0 | 0 | 0 | 0
Coal | 0 | 0 | 0 | 0 | 0 | 0
Geo | 0 | 0 | 0 | 0 | 0 | 0
H | 0 | 0 | 0 | 0 | 0 | 0
LFG | 0 | 0 | 0 | 0 | 0 | 0
Nuc | 0 | 0 | 0 | 0 | 0 | 0
PS | 0 | 0 | 0 | 0 | 0 | 0
PV | 0 | 0 | 0 | 0 | 0 | 0
PeakG | 0 | 0 | 0 | 0 | 0 | 0
PeakO | 0 | 0 | 0 | 0 | 0 | 0
ST | 0 | 0 | 0 | 0 | 0 | 0
STOG | 0 | 0 | 0 | 0 | 0 | 0
STWD | 0 | 0 | 0 | 0 | 0 | 0
WT | 0 | 0 | 0 | 0 | 0 | 0
IGCC | 0 | 0 | 0 | 0 | 0 | 0
DemandResponse | 0 | 0 | 0 | 0 | 0 | 0
IGCC-CCS | 0 | 0 | 0 | 0 | 0 | 0
WT_off | 0 | 0 | 0 | 0 | 0 | 0
PseudoUnit | 0 | 0 | 0 | 0 | 0 | 0
FixedInterchange | 0 | 0 | 0 | 0 | 0 | 0
Cumulative Retirements of Capacity by Reporting Type: ERCOT
ReportingType | 2015 | 2020 | 2025 | 2030 | 2035 | 2040
BM | 0 | 0 | 0 | 0 | 0 | 0
CC | 0 | 0 | 0 | 0 | 0 | 0
CSP | 0 | 0 | 0 | 0 | 0 | 0
CT | 0 | 0 | 0 | 0 | 0 | 0
Coal | 3393.96 | 3393.96 | 3393.96 | 3393.96 | 3393.96 | 3393.96
Geo | 0 | 0 | 0 | 0 | 0 | 0
H | 0 | 0 | 0 | 0 | 0 | 0
LFG | 0 | 0 | 0 | 0 | 0 | 0
Nuc | 0 | 0 | 0 | 0 | 0 | 0
PS | 0 | 0 | 0 | 0 | 0 | 0
PV | 0 | 0 | 0 | 0 | 14 | 14
PeakG | 0 | 0 | 0 | 0 | 0 | 0
PeakO | 0 | 0 | 0 | 0 | 0 | 0
ST | 0 | 0 | 0 | 0 | 0 | 0
STOG | 0 | 0 | 0 | 0 | 0 | 0
STWD | 0 | 0 | 0 | 0 | 0 | 0
WT | 0 | 0 | 0 | 0 | 0 | 0
IGCC | 0 | 0 | 0 | 0 | 0 | 0
DemandResponse | 0 | 0 | 0 | 0 | 0 | 0
IGCC-CCS | 0 | 0 | 0 | 0 | 0 | 0
WT_off | 0 | 0 | 0 | 0 | 0 | 0
PseudoUnit | 0 | 0 | 0 | 0 | 0 | 0
FixedInterchange | 0 | 0 | 0 | 0 | 0 | 0
Cumulative Retirements of Capacity by Reporting Type: NP15
ReportingType | 2015 | 2020 | 2025 | 2030 | 2035 | 2040
BM | 0 | 0 | 0 | 0 | 0 | 0
CC | 0 | 0 | 0 | 0 | 0 | 0
CSP | 0 | 0 | 0 | 0 | 0 | 0
CT | 0 | 0 | 0 | 0 | 0 | 0
Coal | 163.7 | 191.9 | 191.9 | 191.9 | 191.9 | 191.9
Geo | 0 | 0 | 0 | 0 | 0 | 0
H | 0 | 0 | 0 | 0 | 0 | 0
LFG | 0 | 0 | 0 | 0 | 0 | 0
Nuc | 0 | 0 | 0 | 0 | 0 | 0
PS | 0 | 0 | 0 | 0 | 0 | 0
PV | 0 | 0 | 0 | 0 | 0 | 0
PeakG | 0 | 0 | 0 | 0 | 0 | 0
PeakO | 156 | 156 | 156 | 156 | 156 | 156
ST | 0 | 0 | 0 | 0 | 0 | 0
STOG | 1046.4 | 1046.4 | 1046.4 | 1046.4 | 1046.4 | 1046.4
STWD | 0 | 0 | 0 | 0 | 0 | 0
WT | 0 | 0 | 0 | 0 | 0 | 0
IGCC | 0 | 0 | 0 | 0 | 0 | 0
DemandResponse | 0 | 0 | 0 | 0 | 0 | 0
IGCC-CCS | 0 | 0 | 0 | 0 | 0 | 0
WT_off | 0 | 0 | 0 | 0 | 0 | 0
PseudoUnit | 0 | 0 | 0 | 0 | 0 | 0
FixedInterchange | 0 | 0 | 0 | 0 | 0 | 0
Cumulative Retirements of Capacity by Reporting Type: NWPP_Coal
ReportingType | 2015 | 2020 | 2025 | 2030 | 2035 | 2040
BM | 0 | 0 | 0 | 0 | 0 | 0
CC | 0 | 0 | 0 | 0 | 0 | 0
CSP | 0 | 0 | 0 | 0 | 0 | 0
CT | 0 | 0 | 0 | 0 | 0 | 0
Coal | 1373.65 | 1373.65 | 1373.65 | 1373.65 | 1373.65 | 1373.65
Geo | 0 | 0 | 0 | 0 | 0 | 0
H | 0 | 0 | 0 | 0 | 0 | 0
LFG | 0 | 0 | 0 | 0 | 0 | 0
Nuc | 0 | 0 | 0 | 0 | 0 | 0
PS | 0 | 0 | 0 | 0 | 0 | 0
PV | 0 | 0 | 0 | 0 | 0 | 0
PeakG | 0 | 0 | 0 | 0 | 0 | 0
PeakO | 183 | 183 | 183 | 183 | 183 | 183
ST | 0 | 0 | 0 | 0 | 0 | 0
STOG | 0 | 0 | 0 | 0 | 0 | 0
STWD | 0 | 0 | 0 | 0 | 0 | 0
WT | 0 | 0 | 0 | 0 | 0 | 0
IGCC | 0 | 0 | 0 | 0 | 0 | 0
DemandResponse | 0 | 0 | 0 | 0 | 0 | 0
IGCC-CCS | 0 | 0 | 0 | 0 | 0 | 0
WT_off | 0 | 0 | 0 | 0 | 0 | 0
PseudoUnit | 0 | 0 | 0 | 0 | 0 | 0
FixedInterchange | 0 | 0 | 0 | 0 | 0 | 0
Cumulative Retirements of Capacity by Reporting Type: NWPP_Gas
ReportingType | 2015 | 2020 | 2025 | 2030 | 2035 | 2040
BM | 0 | 0 | 0 | 0 | 0 | 0
CC | 461.07 | 461.07 | 461.07 | 461.07 | 461.07 | 461.07
CSP | 0 | 0 | 0 | 0 | 0 | 0
CT | 0 | 0 | 0 | 0 | 0 | 0
Coal | 0 | 0 | 0 | 0 | 0 | 0
Geo | 0 | 0 | 0 | 0 | 0 | 0
H | 0 | 0 | 0 | 0 | 0 | 0
LFG | 0 | 0 | 0 | 0 | 0 | 0
Nuc | 0 | 0 | 0 | 0 | 0 | 0
PS | 0 | 0 | 0 | 0 | 0 | 0
PV | 0 | 0 | 0 | 0 | 0 | 0
PeakG | 2201.46 | 2201.46 | 2201.46 | 2201.46 | 2201.46 | 2201.46
PeakO | 0 | 0 | 0 | 0 | 0 | 0
ST | 0 | 0 | 0 | 0 | 0 | 0
STOG | 786 | 786 | 786 | 786 | 786 | 786
STWD | 0 | 0 | 0 | 0 | 0 | 0
WT | 0 | 0 | 0 | 0 | 0 | 0
IGCC | 0 | 0 | 0 | 0 | 0 | 0
DemandResponse | 0 | 0 | 0 | 0 | 0 | 0
IGCC-CCS | 0 | 0 | 0 | 0 | 0 | 0
WT_off | 0 | 0 | 0 | 0 | 0 | 0
PseudoUnit | 0 | 0 | 0 | 0 | 0 | 0
FixedInterchange | 0 | 0 | 0 | 0 | 0 | 0
Cumulative Retirements of Capacity by Reporting Type: NWPP_NucRenew
ReportingType | 2015 | 2020 | 2025 | 2030 | 2035 | 2040
BM | 0 | 0 | 0 | 0 | 0 | 0
CC | 0 | 0 | 0 | 0 | 0 | 0
CSP | 0 | 0 | 0 | 0 | 0 | 0
CT | 0 | 0 | 0 | 0 | 0 | 0
Coal | 0 | 0 | 0 | 0 | 0 | 0
Geo | 4.8 | 4.8 | 4.8 | 4.8 | 4.8 | 4.8
H | 0 | 0 | 0 | 0 | 0 | 0
LFG | 0 | 0 | 0 | 0 | 0 | 0
Nuc | 0 | 0 | 0 | 0 | 0 | 0
PS | 0 | 0 | 0 | 0 | 0 | 0
PV | 0 | 0 | 0 | 0 | 0 | 0
PeakG | 0 | 0 | 0 | 0 | 0 | 0
PeakO | 0 | 0 | 0 | 0 | 0 | 0
ST | 0 | 0 | 0 | 0 | 0 | 0
STOG | 0 | 0 | 0 | 0 | 0 | 0
STWD | 0 | 0 | 0 | 0 | 0 | 0
WT | 0 | 0 | 0 | 0 | 0 | 0
IGCC | 0 | 0 | 0 | 0 | 0 | 0
DemandResponse | 0 | 0 | 0 | 0 | 0 | 0
IGCC-CCS | 0 | 0 | 0 | 0 | 0 | 0
WT_off | 0 | 0 | 0 | 0 | 0 | 0
PseudoUnit | 0 | 0 | 0 | 0 | 0 | 0
FixedInterchange | 0 | 0 | 0 | 0 | 0 | 0
Cumulative Retirements of Capacity by Reporting Type: RMPA
ReportingType | 2015 | 2020 | 2025 | 2030 | 2035 | 2040
BM | 0 | 0 | 0 | 0 | 0 | 0
CC | 0 | 0 | 0 | 0 | 0 | 0
CSP | 1 | 1 | 1 | 1 | 1 | 1
CT | 0 | 0 | 0 | 0 | 0 | 0
Coal | 480 | 650.5 | 1002.5 | 1002.5 | 1002.5 | 1002.5
Geo | 0 | 0 | 0 | 0 | 0 | 0
H | 0 | 0 | 0 | 0 | 0 | 0
LFG | 0 | 0 | 0 | 0 | 0 | 0
Nuc | 0 | 0 | 0 | 0 | 0 | 0
PS | 0 | 0 | 0 | 0 | 0 | 0
PV | 0 | 0 | 0 | 0 | 0 | 0
PeakG | 0 | 0 | 0 | 0 | 0 | 0
PeakO | 0 | 0 | 0 | 0 | 0 | 0
ST | 0 | 0 | 0 | 0 | 0 | 0
STOG | 0 | 0 | 0 | 0 | 0 | 0
STWD | 0 | 0 | 0 | 0 | 0 | 0
WT | 0 | 0 | 0 | 0 | 0 | 0
IGCC | 0 | 0 | 0 | 0 | 0 | 0
DemandResponse | 0 | 0 | 0 | 0 | 0 | 0
IGCC-CCS | 0 | 0 | 0 | 0 | 0 | 0
WT_off | 0 | 0 | 0 | 0 | 0 | 0
PseudoUnit | 0 | 0 | 0 | 0 | 0 | 0
FixedInterchange | 0 | 0 | 0 | 0 | 0 | 0
Cumulative Retirements of Capacity by Reporting Type: SP15
ReportingType | 2015 | 2020 | 2025 | 2030 | 2035 | 2040
BM | 0 | 0 | 0 | 0 | 0 | 0
CC | 0 | 0 | 0 | 0 | 0 | 0
CSP | 409 | 409 | 409 | 409 | 409 | 409
CT | 0 | 0 | 0 | 0 | 0 | 0
Coal | 141.5 | 141.5 | 141.5 | 141.5 | 141.5 | 141.5
Geo | 0 | 0 | 0 | 0 | 0 | 0
H | 0 | 0 | 0 | 0 | 0 | 0
LFG | 0 | 0 | 0 | 0 | 0 | 0
Nuc | 0 | 0 | 0 | 0 | 0 | 0
PS | 0 | 0 | 0 | 0 | 0 | 0
PV | 0 | 0 | 0 | 0 | 0 | 0
PeakG | 44 | 44 | 44 | 44 | 44 | 44
PeakO | 15 | 15 | 15 | 15 | 15 | 15
ST | 0 | 0 | 0 | 0 | 0 | 0
STOG | 958 | 958 | 958 | 958 | 958 | 958
STWD | 0 | 0 | 0 | 0 | 0 | 0
WT | 126.2 | 126.2 | 126.2 | 126.2 | 126.2 | 126.2
IGCC | 0 | 0 | 0 | 0 | 0 | 0
DemandResponse | 0 | 0 | 0 | 0 | 0 | 0
IGCC-CCS | 0 | 0 | 0 | 0 | 0 | 0
WT_off | 0 | 0 | 0 | 0 | 0 | 0
PseudoUnit | 0 | 0 | 0 | 0 | 0 | 0
FixedInterchange | 0 | 0 | 0 | 0 | 0 | 0
Cumulative Retirements of Capacity by Reporting Type: ALB
ReportingType | 2015 | 2020 | 2025 | 2030 | 2035 | 2040
BM | 0 | 0 | 0 | 0 | 0 | 0
CC | 0 | 0 | 0 | 0 | 0 | 0
CSP | 0 | 0 | 0 | 0 | 0 | 0
CT | 0 | 0 | 0 | 0 | 0 | 0
Coal | 0 | 0 | 0 | 0 | 0 | 0
Geo | 0 | 0 | 0 | 0 | 0 | 0
H | 0 | 0 | 0 | 0 | 0 | 0
LFG | 0 | 0 | 0 | 0 | 0 | 0
Nuc | 0 | 0 | 0 | 0 | 0 | 0
PS | 0 | 0 | 0 | 0 | 0 | 0
PV | 0 | 0 | 0 | 0 | 0 | 0
PeakG | 520.34 | 520.34 | 520.34 | 520.34 | 520.34 | 520.34
PeakO | 6 | 6 | 6 | 6 | 6 | 6
ST | 0 | 0 | 0 | 0 | 0 | 0
STOG | 186 | 186 | 186 | 186 | 186 | 186
STWD | 174 | 174 | 174 | 174 | 174 | 174
WT | 0 | 0 | 0 | 0 | 0 | 0
IGCC | 0 | 0 | 0 | 0 | 0 | 0
DemandResponse | 0 | 0 | 0 | 0 | 0 | 0
IGCC-CCS | 0 | 0 | 0 | 0 | 0 | 0
WT_off | 0 | 0 | 0 | 0 | 0 | 0
PseudoUnit | 0 | 0 | 0 | 0 | 0 | 0
FixedInterchange | 0 | 0 | 0 | 0 | 0 | 0
Cumulative Retirements of Capacity by Reporting Type: BC
ReportingType | 2015 | 2020 | 2025 | 2030 | 2035 | 2040
BM | 0 | 0 | 0 | 0 | 0 | 0
CC | 0 | 0 | 0 | 0 | 0 | 0
CSP | 0 | 0 | 0 | 0 | 0 | 0
CT | 0 | 0 | 0 | 0 | 0 | 0
Coal | 0 | 0 | 0 | 0 | 0 | 0
Geo | 0 | 0 | 0 | 0 | 0 | 0
H | 0 | 0 | 0 | 0 | 0 | 0
LFG | 0 | 0 | 0 | 0 | 0 | 0
Nuc | 0 | 0 | 0 | 0 | 0 | 0
PS | 0 | 0 | 0 | 0 | 0 | 0
PV | 0 | 0 | 0 | 0 | 0 | 0
PeakG | 0 | 0 | 0 | 0 | 0 | 0
PeakO | 0 | 0 | 0 | 0 | 0 | 0
ST | 0 | 0 | 0 | 0 | 0 | 0
STOG | 746.09 | 746.09 | 746.09 | 746.09 | 746.09 | 746.09
STWD | 0 | 0 | 0 | 0 | 0 | 0
WT | 0 | 0 | 0 | 0 | 0 | 0
IGCC | 0 | 0 | 0 | 0 | 0 | 0
DemandResponse | 0 | 0 | 0 | 0 | 0 | 0
IGCC-CCS | 0 | 0 | 0 | 0 | 0 | 0
WT_off | 0 | 0 | 0 | 0 | 0 | 0
PseudoUnit | 0 | 0 | 0 | 0 | 0 | 0
FixedInterchange | 0 | 0 | 0 | 0 | 0 | 0
Cumulative Retirements of Capacity by Reporting Type: HQ_IESO
ReportingType | 2015 | 2020 | 2025 | 2030 | 2035 | 2040
BM | 0 | 0 | 0 | 0 | 0 | 0
CC | 0 | 0 | 0 | 0 | 0 | 0
CSP | 0 | 0 | 0 | 0 | 0 | 0
CT | 0 | 0 | 0 | 0 | 0 | 0
Coal | 0 | 0 | 0 | 0 | 0 | 0
Geo | 0 | 0 | 0 | 0 | 0 | 0
H | 0 | 0 | 0 | 0 | 0 | 0
LFG | 0 | 0 | 0 | 0 | 0 | 0
Nuc | 0 | 0 | 0 | 0 | 0 | 0
PS | 0 | 0 | 0 | 0 | 0 | 0
PV | 0 | 0 | 0 | 0 | 0 | 0
PeakG | 0 | 0 | 0 | 0 | 0 | 0
PeakO | 0 | 0 | 0 | 0 | 0 | 0
ST | 0 | 0 | 0 | 0 | 0 | 0
STOG | 0 | 0 | 0 | 0 | 0 | 0
STWD | 0 | 0 | 0 | 0 | 0 | 0
WT | 0 | 0 | 0 | 0 | 0 | 0
IGCC | 0 | 0 | 0 | 0 | 0 | 0
DemandResponse | 0 | 0 | 0 | 0 | 0 | 0
IGCC-CCS | 0 | 0 | 0 | 0 | 0 | 0
WT_off | 0 | 0 | 0 | 0 | 0 | 0
PseudoUnit | 0 | 0 | 0 | 0 | 0 | 0
FixedInterchange | 0 | 0 | 0 | 0 | 0 | 0
Cumulative Retirements of Capacity by Reporting Type: HQ_NEISO
ReportingType | 2015 | 2020 | 2025 | 2030 | 2035 | 2040
BM | 0 | 0 | 0 | 0 | 0 | 0
CC | 0 | 0 | 0 | 0 | 0 | 0
CSP | 0 | 0 | 0 | 0 | 0 | 0
CT | 0 | 0 | 0 | 0 | 0 | 0
Coal | 0 | 0 | 0 | 0 | 0 | 0
Geo | 0 | 0 | 0 | 0 | 0 | 0
H | 0 | 0 | 0 | 0 | 0 | 0
LFG | 0 | 0 | 0 | 0 | 0 | 0
Nuc | 0 | 0 | 0 | 0 | 0 | 0
PS | 0 | 0 | 0 | 0 | 0 | 0
PV | 0 | 0 | 0 | 0 | 0 | 0
PeakG | 0 | 0 | 0 | 0 | 0 | 0
PeakO | 0 | 0 | 0 | 0 | 0 | 0
ST | 0 | 0 | 0 | 0 | 0 | 0
STOG | 0 | 0 | 0 | 0 | 0 | 0
STWD | 0 | 0 | 0 | 0 | 0 | 0
WT | 0 | 0 | 0 | 0 | 0 | 0
IGCC | 0 | 0 | 0 | 0 | 0 | 0
DemandResponse | 0 | 0 | 0 | 0 | 0 | 0
IGCC-CCS | 0 | 0 | 0 | 0 | 0 | 0
WT_off | 0 | 0 | 0 | 0 | 0 | 0
PseudoUnit | 0 | 0 | 0 | 0 | 0 | 0
FixedInterchange | 0 | 0 | 0 | 0 | 0 | 0
Cumulative Retirements of Capacity by Reporting Type: HQ_NY
ReportingType | 2015 | 2020 | 2025 | 2030 | 2035 | 2040
BM | 0 | 0 | 0 | 0 | 0 | 0
CC | 0 | 0 | 0 | 0 | 0 | 0
CSP | 0 | 0 | 0 | 0 | 0 | 0
CT | 0 | 0 | 0 | 0 | 0 | 0
Coal | 0 | 0 | 0 | 0 | 0 | 0
Geo | 0 | 0 | 0 | 0 | 0 | 0
H | 0 | 0 | 0 | 0 | 0 | 0
LFG | 0 | 0 | 0 | 0 | 0 | 0
Nuc | 0 | 0 | 0 | 0 | 0 | 0
PS | 0 | 0 | 0 | 0 | 0 | 0
PV | 0 | 0 | 0 | 0 | 0 | 0
PeakG | 0 | 0 | 0 | 0 | 0 | 0
PeakO | 0 | 0 | 0 | 0 | 0 | 0
ST | 0 | 0 | 0 | 0 | 0 | 0
STOG | 0 | 0 | 0 | 0 | 0 | 0
STWD | 0 | 0 | 0 | 0 | 0 | 0
WT | 0 | 0 | 0 | 0 | 0 | 0
IGCC | 0 | 0 | 0 | 0 | 0 | 0
DemandResponse | 0 | 0 | 0 | 0 | 0 | 0
IGCC-CCS | 0 | 0 | 0 | 0 | 0 | 0
WT_off | 0 | 0 | 0 | 0 | 0 | 0
PseudoUnit | 0 | 0 | 0 | 0 | 0 | 0
FixedInterchange | 0 | 0 | 0 | 0 | 0 | 0
Cumulative Retirements of Capacity by Reporting Type: MARITIMES
ReportingType | 2015 | 2020 | 2025 | 2030 | 2035 | 2040
BM | 0 | 0 | 0 | 0 | 0 | 0
CC | 0 | 0 | 0 | 0 | 0 | 0
CSP | 0 | 0 | 0 | 0 | 0 | 0
CT | 0 | 0 | 0 | 0 | 0 | 0
Coal | 0 | 0 | 0 | 0 | 0 | 0
Geo | 0 | 0 | 0 | 0 | 0 | 0
H | 0 | 0 | 0 | 0 | 0 | 0
LFG | 0 | 0 | 0 | 0 | 0 | 0
Nuc | 0 | 0 | 0 | 0 | 0 | 0
PS | 0 | 0 | 0 | 0 | 0 | 0
PV | 0 | 0 | 0 | 0 | 0 | 0
PeakG | 0 | 0 | 0 | 0 | 0 | 0
PeakO | 0 | 0 | 0 | 0 | 0 | 0
ST | 0 | 0 | 0 | 0 | 0 | 0
STOG | 0 | 0 | 0 | 0 | 0 | 0
STWD | 0 | 0 | 0 | 0 | 0 | 0
WT | 0 | 0 | 0 | 0 | 0 | 0
IGCC | 0 | 0 | 0 | 0 | 0 | 0
DemandResponse | 0 | 0 | 0 | 0 | 0 | 0
IGCC-CCS | 0 | 0 | 0 | 0 | 0 | 0
WT_off | 0 | 0 | 0 | 0 | 0 | 0
PseudoUnit | 0 | 0 | 0 | 0 | 0 | 0
FixedInterchange | 0 | 0 | 0 | 0 | 0 | 0
Cumulative Retirements of Capacity by Reporting Type: All
ReportingType | 2015 | 2020 | 2025 | 2030 | 2035 | 2040
BM | 0 | 0 | 0 | 0 | 0 | 192
CC | 668.75 | 668.75 | 668.75 | 668.75 | 668.75 | 668.75
CSP | 475 | 475 | 475 | 475 | 475 | 475
CT | 0 | 0 | 0 | 0 | 736 | 736
Coal | 59997.01 | 81746.22 | 82098.22 | 82098.22 | 82098.22 | 82098.22
Geo | 4.8 | 4.8 | 4.8 | 4.8 | 4.8 | 4.8
H | 0 | 0 | 0 | 0 | 0 | 0
LFG | 0 | 0 | 0 | 0 | 0 | 0
Nuc | 0 | 614.5 | 614.5 | 2102.7 | 28678.4 | 48384.39
PS | 0 | 0 | 0 | 0 | 0 | 0
PV | 0 | 0 | 0 | 0 | 1113.26 | 1113.26
PeakG | 3034.3 | 3034.3 | 3034.3 | 5493.66 | 6694.3 | 6694.3
PeakO | 652.35 | 652.35 | 667.35 | 852.35 | 852.35 | 852.35
ST | 0 | 0 | 0 | 0 | 0 | 0
STOG | 33136.69 | 33136.69 | 33136.69 | 33136.69 | 33136.69 | 33136.69
STWD | 174 | 174 | 174 | 174 | 174 | 174
WT | 126.2 | 126.2 | 126.2 | 126.2 | 2232.1 | 2232.1
IGCC | 0 | 0 | 0 | 0 | 0 | 0
DemandResponse | 0 | 0 | 0 | 0 | 0 | 0
IGCC-CCS | 0 | 0 | 0 | 0 | 0 | 0
WT_off | 0 | 0 | 0 | 0 | 467.99 | 467.99
PseudoUnit | 0 | 0 | 0 | 0 | 0 | 0
FixedInterchange | 0 | 0 | 0 | 0 | 0 | 0
Cumulative Retirements of Capacity by Reporting Type: EI_US
ReportingType | 2015 | 2020 | 2025 | 2030 | 2035 | 2040
BM | 0 | 0 | 0 | 0 | 0 | 192
CC | 207.68 | 207.68 | 207.68 | 207.68 | 207.68 | 207.68
CSP | 0 | 0 | 0 | 0 | 0 | 0
CT | 0 | 0 | 0 | 0 | 0 | 0
Coal | 47018.8 | 68569.3 | 68569.3 | 68569.3 | 68569.3 | 68569.3
Geo | 0 | 0 | 0 | 0 | 0 | 0
H | 0 | 0 | 0 | 0 | 0 | 0
LFG | 0 | 0 | 0 | 0 | 0 | 0
Nuc | 0 | 614.5 | 614.5 | 2102.7 | 27648.4 | 45814.39
PS | 0 | 0 | 0 | 0 | 0 | 0
PV | 0 | 0 | 0 | 0 | 32 | 32
PeakG | 268.5 | 268.5 | 268.5 | 268.5 | 268.5 | 268.5
PeakO | 291.7 | 291.7 | 291.7 | 291.7 | 291.7 | 291.7
ST | 0 | 0 | 0 | 0 | 0 | 0
STOG | 25224.2 | 25224.2 | 25224.2 | 25224.2 | 25224.2 | 25224.2
STWD | 0 | 0 | 0 | 0 | 0 | 0
WT | 0 | 0 | 0 | 0 | 0 | 0
IGCC | 0 | 0 | 0 | 0 | 0 | 0
DemandResponse | 0 | 0 | 0 | 0 | 0 | 0
IGCC-CCS | 0 | 0 | 0 | 0 | 0 | 0
WT_off | 0 | 0 | 0 | 0 | 467.99 | 467.99
PseudoUnit | 0 | 0 | 0 | 0 | 0 | 0
FixedInterchange | 0 | 0 | 0 | 0 | 0 | 0
Cumulative Retirements of Capacity by Reporting Type: EI_Canada
ReportingType | 2015 | 2020 | 2025 | 2030 | 2035 | 2040
BM | 0 | 0 | 0 | 0 | 0 | 0
CC | 0 | 0 | 0 | 0 | 0 | 0
CSP | 0 | 0 | 0 | 0 | 0 | 0
CT | 0 | 0 | 0 | 0 | 0 | 0
Coal | 7425.4 | 7425.4 | 7425.4 | 7425.4 | 7425.4 | 7425.4
Geo | 0 | 0 | 0 | 0 | 0 | 0
H | 0 | 0 | 0 | 0 | 0 | 0
LFG | 0 | 0 | 0 | 0 | 0 | 0
Nuc | 0 | 0 | 0 | 0 | 1030 | 2570
PS | 0 | 0 | 0 | 0 | 0 | 0
PV | 0 | 0 | 0 | 0 | 1067.26 | 1067.26
PeakG | 0 | 0 | 0 | 0 | 0 | 0
PeakO | 0.65 | 0.65 | 0.65 | 0.65 | 0.65 | 0.65
ST | 0 | 0 | 0 | 0 | 0 | 0
STOG | 2126 | 2126 | 2126 | 2126 | 2126 | 2126
STWD | 0 | 0 | 0 | 0 | 0 | 0
WT | 0 | 0 | 0 | 0 | 2105.9 | 2105.9
IGCC | 0 | 0 | 0 | 0 | 0 | 0
DemandResponse | 0 | 0 | 0 | 0 | 0 | 0
IGCC-CCS | 0 | 0 | 0 | 0 | 0 | 0
WT_off | 0 | 0 | 0 | 0 | 0 | 0
PseudoUnit | 0 | 0 | 0 | 0 | 0 | 0
FixedInterchange | 0 | 0 | 0 | 0 | 0 | 0
Cumulative Retirements of Capacity by Reporting Type: EI
ReportingType | 2015 | 2020 | 2025 | 2030 | 2035 | 2040
BM | 0 | 0 | 0 | 0 | 0 | 192
CC | 207.68 | 207.68 | 207.68 | 207.68 | 207.68 | 207.68
CSP | 0 | 0 | 0 | 0 | 0 | 0
CT | 0 | 0 | 0 | 0 | 0 | 0
Coal | 54444.2 | 75994.71 | 75994.71 | 75994.71 | 75994.71 | 75994.71
Geo | 0 | 0 | 0 | 0 | 0 | 0
H | 0 | 0 | 0 | 0 | 0 | 0
LFG | 0 | 0 | 0 | 0 | 0 | 0
Nuc | 0 | 614.5 | 614.5 | 2102.7 | 28678.4 | 48384.39
PS | 0 | 0 | 0 | 0 | 0 | 0
PV | 0 | 0 | 0 | 0 | 1099.26 | 1099.26
PeakG | 268.5 | 268.5 | 268.5 | 268.5 | 268.5 | 268.5
PeakO | 292.35 | 292.35 | 292.35 | 292.35 | 292.35 | 292.35
ST | 0 | 0 | 0 | 0 | 0 | 0
STOG | 27350.2 | 27350.2 | 27350.2 | 27350.2 | 27350.2 | 27350.2
STWD | 0 | 0 | 0 | 0 | 0 | 0
WT | 0 | 0 | 0 | 0 | 2105.9 | 2105.9
IGCC | 0 | 0 | 0 | 0 | 0 | 0
DemandResponse | 0 | 0 | 0 | 0 | 0 | 0
IGCC-CCS | 0 | 0 | 0 | 0 | 0 | 0
WT_off | 0 | 0 | 0 | 0 | 467.99 | 467.99
PseudoUnit | 0 | 0 | 0 | 0 | 0 | 0
FixedInterchange | 0 | 0 | 0 | 0 | 0 | 0
Cumulative Retirements of Capacity by Reporting Type: Outside_EI
ReportingType | 2015 | 2020 | 2025 | 2030 | 2035 | 2040
BM | 0 | 0 | 0 | 0 | 0 | 0
CC | 461.07 | 461.07 | 461.07 | 461.07 | 461.07 | 461.07
CSP | 475 | 475 | 475 | 475 | 475 | 475
CT | 0 | 0 | 0 | 0 | 736 | 736
Coal | 5552.81 | 5751.51 | 6103.51 | 6103.51 | 6103.51 | 6103.51
Geo | 4.8 | 4.8 | 4.8 | 4.8 | 4.8 | 4.8
H | 0 | 0 | 0 | 0 | 0 | 0
LFG | 0 | 0 | 0 | 0 | 0 | 0
Nuc | 0 | 0 | 0 | 0 | 0 | 0
PS | 0 | 0 | 0 | 0 | 0 | 0
PV | 0 | 0 | 0 | 0 | 14 | 14
PeakG | 2765.8 | 2765.8 | 2765.8 | 5225.16 | 6425.8 | 6425.8
PeakO | 360 | 360 | 375 | 560 | 560 | 560
ST | 0 | 0 | 0 | 0 | 0 | 0
STOG | 5786.49 | 5786.49 | 5786.49 | 5786.49 | 5786.49 | 5786.49
STWD | 174 | 174 | 174 | 174 | 174 | 174
WT | 126.2 | 126.2 | 126.2 | 126.2 | 126.2 | 126.2
IGCC | 0 | 0 | 0 | 0 | 0 | 0
DemandResponse | 0 | 0 | 0 | 0 | 0 | 0
IGCC-CCS | 0 | 0 | 0 | 0 | 0 | 0
WT_off | 0 | 0 | 0 | 0 | 0 | 0
PseudoUnit | 0 | 0 | 0 | 0 | 0 | 0
FixedInterchange | 0 | 0 | 0 | 0 | 0 | 0
#5 | Total Installed ACTIVE Capacity (MW)
Total Installed Capacity by Reporting Type: Entergy
ReportingType | 2015 | 2020 | 2025 | 2030 | 2035 | 2040
BM | 0 | 0 | 0 | 0 | 0 | 0
CC | 14573.06 | 17483.43 | 19043.35 | 22318.55 | 26694.87 | 31505.98
CSP | 0 | 0 | 0 | 0 | 0 | 0
CT | 0 | 0 | 0 | 0 | 0 | 0
Coal | 8136 | 8136 | 8136 | 8136 | 8136 | 8136
Geo | 0 | 0 | 0 | 0 | 0 | 0
H | 744 | 744 | 744 | 744 | 744 | 744
LFG | 8 | 8 | 115.4 | 115.4 | 115.4 | 115.4
Nuc | 5422 | 5422 | 5422 | 5422 | 4580 | 3583
PS | 59 | 59 | 59 | 59 | 59 | 59
PV | 0.29 | 70.91 | 114.78 | 124.47 | 135.37 | 147.25
PeakG | 2787 | 2787 | 2787 | 2787 | 2787 | 2787
PeakO | 174 | 174 | 174 | 174 | 174 | 174
ST | 0 | 0 | 0 | 0 | 0 | 0
STOG | 4766.84 | 4766.84 | 4766.84 | 4766.84 | 4766.84 | 4766.84
STWD | 206 | 206 | 206 | 206 | 206 | 206
WT | 107 | 107 | 107 | 107 | 107 | 107
IGCC | 0 | 0 | 0 | 0 | 0 | 0
DemandResponse | 313.8 | 1683.13 | 3280.98 | 3540.7 | 3820.98 | 4123.44
IGCC-CCS | 0 | 0 | 0 | 0 | 0 | 0
WT_off | 0 | 0 | 0 | 0 | 0 | 0
PseudoUnit | 0 | 0 | 0 | 0 | 0 | 0
FixedInterchange | 0 | 0 | 0 | 0 | 0 | 0
Total Installed Capacity by Reporting Type: FRCC
ReportingType | 2015 | 2020 | 2025 | 2030 | 2035 | 2040
BM | 0 | 0 | 0 | 0 | 0 | 0
CC | 23300.9 | 31332.85 | 37178.56 | 45443.43 | 56297.32 | 68301.32
CSP | 0 | 0 | 0 | 0 | 0 | 0
CT | 2480 | 2480 | 2480 | 2480 | 2480 | 2480
Coal | 8769.01 | 7900.01 | 7900.01 | 7900.01 | 7900.01 | 7900.01
Geo | 0 | 0 | 0 | 0 | 0 | 0
H | 55 | 55 | 55 | 55 | 55 | 55
LFG | 486 | 486 | 684 | 684 | 684 | 684
Nuc | 4131.33 | 4131.33 | 4131.33 | 4131.33 | 2516 | 839
PS | 0 | 0 | 0 | 0 | 0 | 0
PV | 51 | 51 | 51 | 51 | 51 | 51
PeakG | 8431 | 8431 | 8431 | 8431 | 8431 | 8431
PeakO | 2283 | 2283 | 2283 | 2283 | 2283 | 2283
ST | 0 | 0 | 0 | 0 | 0 | 0
STOG | 6803.4 | 6803.4 | 6803.4 | 6803.4 | 6803.4 | 6803.4
STWD | 195 | 195 | 195 | 195 | 195 | 195
WT | 0 | 0 | 0 | 0 | 0 | 0
IGCC | 0 | 0 | 0 | 0 | 0 | 0
DemandResponse | 2845.48 | 4334.11 | 6353.86 | 7102.41 | 7939.13 | 8874.43
IGCC-CCS | 0 | 0 | 0 | 0 | 0 | 0
WT_off | 0 | 0 | 0 | 0 | 0 | 0
PseudoUnit | 0 | 0 | 0 | 0 | 0 | 0
FixedInterchange | 0 | 0 | 0 | 0 | 0 | 0
Total Installed Capacity by Reporting Type: MAPP_US
ReportingType | 2015 | 2020 | 2025 | 2030 | 2035 | 2040
BM | 0 | 0 | 0 | 0 | 0 | 0
CC | 289 | 289 | 289.01 | 289.01 | 289.01 | 289.01
CSP | 0 | 0 | 0 | 0 | 0 | 0
CT | 308.3 | 308.3 | 627.91 | 1305.27 | 1505.52 | 1849.23
Coal | 3043.44 | 3043.44 | 3043.44 | 3043.44 | 3583.31 | 4048.32
Geo | 44 | 44 | 44 | 44 | 44 | 44
H | 2186 | 2186 | 2186 | 2186 | 2186 | 2186
LFG | 2 | 2 | 73.67 | 73.67 | 73.67 | 73.67
Nuc | 0.1 | 0.1 | 0.1 | 0.1 | 0.1 | 0.1
PS | 0 | 0 | 0 | 0 | 0 | 0
PV | 0 | 0 | 0 | 0 | 0 | 0
PeakG | 709 | 709 | 709 | 709 | 709 | 709
PeakO | 346 | 346 | 346 | 346 | 346 | 346
ST | 0 | 0 | 0 | 0 | 0 | 0
STOG | 0 | 0 | 0 | 0 | 0 | 0
STWD | 0 | 0 | 0 | 0 | 0 | 0
WT | 1689.3 | 2521.47 | 2755.07 | 3010.31 | 3289.2 | 3593.93
IGCC | 0 | 0 | 0 | 0 | 0 | 0
DemandResponse | 61.39 | 218.08 | 406.68 | 444.36 | 485.52 | 530.5
IGCC-CCS | 0 | 0 | 0 | 0 | 0 | 0
WT_off | 0 | 0 | 0 | 0 | 0 | 0
PseudoUnit | 0 | 0 | 0 | 0 | 0 | 0
FixedInterchange | 0 | 0 | 0 | 0 | 0 | 0
Total Installed Capacity by Reporting Type: MISO_IN
ReportingType | 2015 | 2020 | 2025 | 2030 | 2035 | 2040
BM | 0 | 0 | 0 | 0 | 0 | 0
CC | 1396 | 8470.03 | 11305.77 | 14661.84 | 17693.28 | 20365.95
CSP | 0 | 0 | 0 | 0 | 0 | 0
CT | 0 | 0 | 0 | 0 | 0 | 0
Coal | 14120.25 | 13385.81 | 13385.81 | 13385.81 | 13385.81 | 13385.81
Geo | 0 | 0 | 0 | 0 | 0 | 0
H | 75 | 75 | 75 | 75 | 75 | 75
LFG | 37 | 37 | 117.13 | 117.13 | 117.13 | 117.13
Nuc | 0.1 | 0.1 | 0.1 | 0.1 | 0.1 | 0.1
PS | 0 | 0 | 0 | 0 | 0 | 0
PV | 0 | 266.19 | 455.57 | 495.37 | 538.48 | 585.18
PeakG | 3053 | 3053 | 3053 | 3053 | 3053 | 3053
PeakO | 361 | 361 | 361 | 361 | 361 | 361
ST | 0 | 0 | 0 | 0 | 0 | 0
STOG | 279 | 279 | 279 | 279 | 279 | 279
STWD | 0 | 0 | 0 | 0 | 0 | 0
WT | 535 | 535 | 535 | 535 | 535 | 535
IGCC | 618 | 618 | 618 | 618 | 618 | 618
DemandResponse | 1111.94 | 1408.39 | 1776.05 | 1924.27 | 2084.87 | 2258.87
IGCC-CCS | 0 | 0 | 0 | 0 | 0 | 0
WT_off | 0 | 0 | 0 | 0 | 0 | 0
PseudoUnit | 0 | 0 | 0 | 0 | 0 | 0
FixedInterchange | 0 | 0 | 0 | 0 | 0 | 0
Total Installed Capacity by Reporting Type: MISO_MI
ReportingType | 2015 | 2020 | 2025 | 2030 | 2035 | 2040
BM | 0 | 0 | 0 | 0 | 0 | 0
CC | 4338 | 4338.01 | 5101.81 | 5101.89 | 7504.76 | 9516.25
CSP | 0 | 0 | 0 | 0 | 0 | 0
CT | 0 | 0 | 0.01 | 0.01 | 0.02 | 0.02
Coal | 9764.01 | 6552.71 | 6552.71 | 6552.71 | 6552.71 | 6552.71
Geo | 0 | 0 | 0 | 0 | 0 | 0
H | 141 | 141 | 141 | 141 | 141 | 141
LFG | 163 | 323.25 | 323.25 | 323.25 | 323.25 | 323.25
Nuc | 1889 | 1889 | 1889 | 1889 | 1111 | 1111
PS | 1872 | 1872 | 1872 | 1872 | 1872 | 1872
PV | 0 | 0 | 0 | 0 | 0 | 0
PeakG | 3562 | 3562 | 3562 | 3562 | 3562 | 3562
PeakO | 534 | 534 | 534 | 534 | 534 | 534
ST | 0 | 0 | 0 | 0 | 0 | 0
STOG | 2852 | 2852 | 2852 | 2852 | 2852 | 2852
STWD | 163 | 163 | 163 | 163 | 163 | 163
WT | 2161 | 2161 | 3162.45 | 3741.26 | 4265.25 | 4838.1
IGCC | 0 | 0 | 0 | 0 | 0 | 0
DemandResponse | 1913.54 | 2571.64 | 3448.76 | 3770.14 | 4121.47 | 4505.53
IGCC-CCS | 0 | 0 | 0 | 0 | 0 | 0
WT_off | 0 | 0 | 0 | 0 | 0 | 0
PseudoUnit | 0 | 0 | 0 | 0 | 0 | 0
FixedInterchange | 0 | 0 | 0 | 0 | 0 | 0
Total Installed Capacity by Reporting Type: MISO_MO-IL
ReportingType | 2015 | 2020 | 2025 | 2030 | 2035 | 2040
BM | 0 | 0 | 0 | 0 | 0 | 0
CC | 1058 | 1058 | 1058 | 1058 | 1058.01 | 1058.01
CSP | 0 | 0 | 0 | 0 | 0 | 0
CT | 0 | 0 | 0 | 0 | 0 | 0.01
Coal | 14932.01 | 13697.05 | 13697.05 | 13697.05 | 13697.05 | 13697.05
Geo | 0 | 0 | 0 | 0 | 0 | 0
H | 352 | 352 | 352 | 352 | 352 | 352
LFG | 18 | 18 | 241.33 | 241.33 | 241.33 | 241.33
Nuc | 2233 | 2233 | 2233 | 2233 | 2233 | 2233
PS | 440 | 440 | 440 | 440 | 440 | 440
PV | 0 | 0 | 0 | 0 | 0 | 0
PeakG | 4595 | 4595 | 4595 | 4595 | 4595 | 4595
PeakO | 766 | 766 | 766 | 766 | 766 | 766
ST | 0 | 0 | 0 | 0 | 0 | 0
STOG | 592 | 592 | 592 | 592 | 592 | 592
STWD | 0 | 0 | 0 | 0 | 0 | 0
WT | 678 | 678 | 678 | 678 | 678 | 678
IGCC | 0 | 0 | 0 | 0 | 0 | 0
DemandResponse | 313.37 | 1246.58 | 2376.71 | 2602.05 | 2848.77 | 3118.87
IGCC-CCS | 0 | 0 | 0 | 0 | 0 | 0
WT_off | 0 | 0 | 0 | 0 | 0 | 0
PseudoUnit | 0 | 0 | 0 | 0 | 0 | 0
FixedInterchange | 0 | 0 | 0 | 0 | 0 | 0
Total Installed Capacity by Reporting Type: MISO_W
ReportingType | 2015 | 2020 | 2025 | 2030 | 2035 | 2040
BM | 0 | 0 | 0 | 0 | 0 | 0
CC | 3025 | 3025.01 | 3025.01 | 3025.02 | 3025.02 | 3025.02
CSP | 0 | 0 | 0 | 0 | 0 | 0
CT | 0 | 0.01 | 0.01 | 0.02 | 0.02 | 0.02
Coal | 13040.01 | 11354.81 | 11354.81 | 11354.81 | 14808.7 | 22088.13
Geo | 0 | 0 | 0 | 0 | 0 | 0
H | 497 | 497 | 497 | 497 | 497 | 497
LFG | 205 | 205 | 276.67 | 276.67 | 276.67 | 276.67
Nuc | 2361.33 | 2361.33 | 2361.33 | 2361.33 | 0.1 | 0.1
PS | 0 | 0 | 0 | 0 | 0 | 0
PV | 0 | 0 | 0 | 0 | 0 | 0
PeakG | 4522 | 4522 | 4522 | 4522 | 4522 | 4522
PeakO | 2154 | 2154 | 2154 | 2154 | 2154 | 2154
ST | 0 | 0 | 0 | 0 | 0 | 0
STOG | 172 | 172 | 172 | 172 | 172 | 172
STWD | 313 | 313 | 313 | 313 | 313 | 313
WT | 8358.5 | 11299.23 | 15699.54 | 17736.99 | 19451.07 | 21312.89
IGCC | 0 | 0 | 0 | 0 | 0 | 0
DemandResponse | 2729.37 | 3156.13 | 3814.42 | 4167.8 | 4553.92 | 4975.82
IGCC-CCS | 0 | 0 | 0 | 0 | 0 | 0
WT_off | 0 | 0 | 0 | 0 | 0 | 0
PseudoUnit | 0 | 0 | 0 | 0 | 0 | 0
FixedInterchange | 0 | 0 | 0 | 0 | 0 | 0
Total Installed Capacity by Reporting Type: MISO_WUMS
ReportingType | 2015 | 2020 | 2025 | 2030 | 2035 | 2040
BM | 0 | 0 | 0 | 0 | 0 | 0
CC | 2724.01 | 6757.19 | 7186.6 | 8273.53 | 11549.21 | 12120.25
CSP | 0 | 0 | 0 | 0 | 0 | 0
CT | 0.09 | 7384.01 | 10555.99 | 17733.11 | 23291.92 | 24683.52
Coal | 6949.25 | 4603.72 | 4603.72 | 4603.72 | 4603.72 | 4603.72
Geo | 0 | 0 | 0 | 0 | 0 | 0
H | 336 | 336 | 336 | 336 | 336 | 336
LFG | 71 | 71 | 294.33 | 294.33 | 294.33 | 294.33
Nuc | 1817 | 1817 | 1817 | 1817 | 0.1 | 0.1
PS | 0 | 0 | 0 | 0 | 0 | 0
PV | 0 | 0 | 0 | 0 | 0 | 0
PeakG | 3230 | 3230 | 3230 | 3230 | 3230 | 3230
PeakO | 490 | 490 | 490 | 490 | 490 | 490
ST | 0 | 0 | 0 | 0 | 0 | 0
STOG | 300.5 | 300.5 | 300.5 | 300.5 | 300.5 | 300.5
STWD | 105 | 105 | 105 | 105 | 105 | 105
WT | 1528.9 | 1528.9 | 1528.9 | 1528.9 | 1528.9 | 1528.9
IGCC | 0 | 0 | 0 | 0 | 0 | 0
DemandResponse | 201.19 | 495.57 | 848.03 | 921.09 | 1000.45 | 1086.64
IGCC-CCS | 0 | 0 | 0 | 0 | 0 | 0
WT_off | 0 | 0 | 0 | 0 | 0 | 0
PseudoUnit | 0 | 0 | 0 | 0 | 0 | 0
FixedInterchange | 0 | 0 | 0 | 0 | 0 | 0
Total Installed Capacity by Reporting Type: Nebraska
ReportingType | 2015 | 2020 | 2025 | 2030 | 2035 | 2040
BM | 0 | 0 | 0 | 0 | 0 | 0
CC | 358 | 799.28 | 945.95 | 945.96 | 945.96 | 945.96
CSP | 0 | 0 | 0 | 0 | 0 | 0
CT | 0 | 0 | 0 | 0 | 0 | 0
Coal | 4110.1 | 4110.1 | 4110.1 | 4110.1 | 7079.16 | 7997.48
Geo | 0 | 0 | 0 | 0 | 0 | 0
H | 167 | 167 | 167 | 167 | 167 | 167
LFG | 6 | 6 | 77.67 | 77.67 | 77.67 | 77.67
Nuc | 1252 | 1252 | 1252 | 1252 | 0.2 | 0.2
PS | 0 | 0 | 0 | 0 | 0 | 0
PV | 0 | 0 | 0 | 0 | 0 | 0
PeakG | 1305 | 1305 | 1305 | 1305 | 1305 | 1305
PeakO | 326 | 326 | 326 | 326 | 326 | 326
ST | 0 | 0 | 0 | 0 | 0 | 0
STOG | 270 | 270 | 270 | 270 | 270 | 270
STWD | 0 | 0 | 0 | 0 | 0 | 0
WT | 344 | 344 | 344 | 344 | 344 | 344
IGCC | 0 | 0 | 0 | 0 | 0 | 0
DemandResponse | 649.78 | 826.97 | 1055.68 | 1153.48 | 1260.34 | 1377.11
IGCC-CCS | 0 | 0 | 0 | 0 | 0 | 0
WT_off | 0 | 0 | 0 | 0 | 0 | 0
PseudoUnit | 0 | 0 | 0 | 0 | 0 | 0
FixedInterchange | 0 | 0 | 0 | 0 | 0 | 0
Total Installed Capacity by Reporting Type: NEISO
ReportingType | 2015 | 2020 | 2025 | 2030 | 2035 | 2040
BM | 252.2 | 252.2 | 252.2 | 252.2 | 252.2 | 252.2
CC | 13304.82 | 13304.82 | 13304.83 | 13304.83 | 13610.68 | 16601.17
CSP | 0 | 0 | 0 | 0 | 0 | 0
CT | 334 | 334 | 1025.43 | 2936.56 | 6059.47 | 6059.47
Coal | 320 | 0 | 0 | 0 | 0 | 0
Geo | 0 | 0 | 0 | 0 | 0 | 0
H | 3257.7 | 3257.7 | 3257.7 | 3257.7 | 3257.7 | 3257.7
LFG | 581.26 | 581.26 | 651 | 651 | 651 | 651
Nuc | 4645 | 4645 | 4645 | 4645 | 3356 | 2479.08
PS | 1674 | 1674 | 1674 | 1674 | 1674 | 1674
PV | 2 | 346.55 | 363.43 | 383.01 | 402.66 | 423.32
PeakG | 1200 | 1200 | 1200 | 1200 | 1200 | 1200
PeakO | 1183 | 1183 | 1183 | 1183 | 1183 | 1183
ST | 0 | 0 | 0 | 0 | 0 | 0
STOG | 0 | 0 | 0 | 0 | 0 | 0
STWD | 610 | 610 | 610 | 610 | 610 | 610
WT | 434.2 | 4174.87 | 5483 | 5483 | 5483 | 5483
IGCC | 0 | 0 | 0 | 0 | 0 | 0
DemandResponse | 3217.96 | 3967.58 | 4863.03 | 5143.87 | 5437.63 | 5748.18
IGCC-CCS | 0 | 0 | 0 | 0 | 0 | 0
WT_off | 468 | 468 | 468 | 468 | 0.01 | 0.01
PseudoUnit | 0 | 0 | 0 | 0 | 0 | 0
FixedInterchange | 0 | 0 | 0 | 0 | 0 | 0
Total Installed Capacity by Reporting Type: NonRTO_Midwest
ReportingType | 2015 | 2020 | 2025 | 2030 | 2035 | 2040
BM | 0 | 0 | 0 | 0 | 0 | 0
CC | 0 | 767.24 | 1613.17 | 2466.47 | 3783.68 | 3927.45
CSP | 0 | 0 | 0 | 0 | 0 | 0
CT | 0 | 740 | 751.15 | 963.32 | 966.24 | 2244.27
Coal | 10058.37 | 10058.37 | 10058.37 | 10058.37 | 10058.37 | 10058.37
Geo | 0 | 0 | 0 | 0 | 0 | 0
H | 143 | 143 | 143 | 143 | 143 | 143
LFG | 14 | 14 | 14 | 174.25 | 174.25 | 174.25
Nuc | 0.1 | 0.1 | 0.1 | 0.1 | 0.1 | 0.1
PS | 0 | 0 | 0 | 0 | 0 | 0
PV | 0 | 0 | 0 | 0 | 0 | 0
PeakG | 3353 | 3353 | 3353 | 3353 | 3353 | 3353
PeakO | 12 | 12 | 12 | 12 | 12 | 12
ST | 0 | 0 | 0 | 0 | 0 | 0
STOG | 0 | 0 | 0 | 0 | 0 | 0
STWD | 0 | 0 | 0 | 0 | 0 | 0
WT | 66 | 66 | 66 | 66 | 66 | 66
IGCC | 0 | 0 | 0 | 0 | 0 | 0
DemandResponse | 201.86 | 495.85 | 836.68 | 901.12 | 970.52 | 1045.26
IGCC-CCS | 0 | 0 | 0 | 0 | 0 | 0
WT_off | 0 | 0 | 0 | 0 | 0 | 0
PseudoUnit | 0 | 0 | 0 | 0 | 0 | 0
FixedInterchange | 0 | 0 | 0 | 0 | 0 | 0
Total Installed Capacity by Reporting Type: NYISO_A-F
ReportingType | 2015 | 2020 | 2025 | 2030 | 2035 | 2040
BM | 0 | 0 | 0 | 0 | 0 | 0
CC | 4233 | 4233 | 4233 | 4233.01 | 4233.01 | 5478.9
CSP | 0 | 0 | 0 | 0 | 0 | 0
CT | 0 | 0 | 0 | 0 | 0 | 0
Coal | 0 | 0 | 0 | 0 | 0 | 0
Geo | 0 | 0 | 0 | 0 | 0 | 0
H | 4395 | 4395 | 4395 | 4395 | 4395 | 4395
LFG | 172.4 | 172.4 | 240.33 | 240.33 | 240.33 | 240.33
Nuc | 3365 | 3365 | 3365 | 2743.8 | 2163.3 | 1311.1
PS | 1412 | 1412 | 1412 | 1412 | 1412 | 1412
PV | 0 | 0 | 0 | 0 | 0 | 0
PeakG | 221 | 221 | 221 | 221 | 221 | 221
PeakO | 39 | 39 | 39 | 39 | 39 | 39
ST | 0 | 0 | 0 | 0 | 0 | 0
STOG | 0.01 | 0.01 | 0.01 | 0.01 | 0.01 | 0.01
STWD | 86 | 86 | 86 | 86 | 86 | 86
WT | 3759.3 | 4469.1 | 5677.08 | 7809.73 | 9293.39 | 10191.34
IGCC | 0 | 0 | 0 | 0 | 0 | 0
DemandResponse | 944.03 | 1113.54 | 1314.17 | 1416.79 | 1527.42 | 1646.69
IGCC-CCS | 0 | 0 | 0 | 0 | 0 | 0
WT_off | 0 | 0 | 0 | 0 | 0 | 0
PseudoUnit | 0 | 0 | 0 | 0 | 0 | 0
FixedInterchange | 0 | 0 | 0 | 0 | 0 | 0
Total Installed Capacity by Reporting Type: NYISO_G-I
ReportingType | 2015 | 2020 | 2025 | 2030 | 2035 | 2040
BM | 0 | 0 | 0 | 0 | 0 | 0
CC | 1157 | 1666.81 | 3405.56 | 5335.38 | 8232.87 | 10104.6
CSP | 0 | 0 | 0 | 0 | 0 | 0
CT | 0 | 0 | 0 | 0 | 0 | 0
Coal | 0 | 0 | 0 | 0 | 0 | 0
Geo | 0 | 0 | 0 | 0 | 0 | 0
H | 32 | 32 | 32 | 32 | 32 | 32
LFG | 64 | 64 | 138.33 | 138.33 | 138.33 | 138.33
Nuc | 2045 | 2045 | 2045 | 2045 | 1025.4 | 0.4
PS | 0 | 0 | 0 | 0 | 0 | 0
PV | 0 | 0 | 0 | 0 | 0 | 0
PeakG | 65 | 65 | 65 | 65 | 65 | 65
PeakO | 87 | 87 | 87 | 87 | 87 | 87
ST | 0 | 0 | 0 | 0 | 0 | 0
STOG | 1213.43 | 1213.43 | 1213.43 | 1213.43 | 1213.43 | 1213.43
STWD | 0 | 0 | 0 | 0 | 0 | 0
WT | 0 | 60 | 60 | 60.01 | 60.01 | 60.01
IGCC | 0 | 0 | 0 | 0 | 0 | 0
DemandResponse | 353.35 | 415.95 | 499.26 | 547.41 | 600.2 | 658.09
IGCC-CCS | 0 | 0 | 0 | 0 | 0 | 0
WT_off | 0 | 0 | 0 | 0 | 0 | 0
PseudoUnit | 0 | 0 | 0 | 0 | 0 | 0
FixedInterchange | 0 | 0 | 0 | 0 | 0 | 0
Total Installed Capacity by Reporting Type: NYISO_J-K
ReportingType | 2015 | 2020 | 2025 | 2030 | 2035 | 2040
BM | 0 | 0 | 0 | 0 | 0 | 0
CC | 4833.4 | 4833.4 | 4833.4 | 5499.18 | 6787.11 | 8568.7
CSP | 0 | 0 | 0 | 0 | 0 | 0
CT | 0 | 411.94 | 1408.97 | 2864.04 | 4159.67 | 5473.39
Coal | 0 | 0 | 0 | 0 | 0 | 0
Geo | 0 | 0 | 0 | 0 | 0 | 0
H | 0 | 0 | 0 | 0 | 0 | 0
LFG | 124 | 124 | 198.33 | 198.33 | 198.33 | 198.33
Nuc | 0.1 | 0.1 | 0.1 | 0.1 | 0.1 | 0.1
PS | 0 | 0 | 0 | 0 | 0 | 0
PV | 32 | 32 | 32 | 32 | 0 | 0
PeakG | 2778 | 2778 | 2778 | 2778 | 2778 | 2778
PeakO | 2169 | 2169 | 2169 | 2169 | 2169 | 2169
ST | 0 | 0 | 0 | 0 | 0 | 0
STOG | 6799 | 6799 | 6799 | 6799 | 6799 | 6799
STWD | 0 | 0 | 0 | 0 | 0 | 0
WT | 0 | 0 | 0 | 0 | 0 | 0
IGCC | 0 | 0 | 0 | 0 | 0 | 0
DemandResponse | 1372.63 | 1643.44 | 1975.51 | 2169.26 | 2382.01 | 2615.63
IGCC-CCS | 0 | 0 | 0 | 0 | 0 | 0
WT_off | 0 | 0 | 0 | 0 | 0 | 0
PseudoUnit | 0 | 0 | 0 | 0 | 0 | 0
FixedInterchange | 0 | 0 | 0 | 0 | 0 | 0
Total Installed Capacity by Reporting Type: PJM_E
ReportingType | 2015 | 2020 | 2025 | 2030 | 2035 | 2040
BM | 30 | 30 | 30 | 30 | 30 | 30
CC | 12283.3 | 12283.3 | 12283.3 | 12283.3 | 12283.3 | 14622.99
CSP | 0 | 0 | 0 | 0 | 0 | 0
CT | 26.2 | 26.2 | 26.2 | 2461.11 | 6629.53 | 8597.01
Coal | 1076.01 | 508.01 | 508.01 | 508.01 | 508.01 | 508.01
Geo | 0 | 0 | 0 | 0 | 0 | 0
H | 269.99 | 269.99 | 269.99 | 269.99 | 269.99 | 269.99
LFG | 471.1 | 604 | 604 | 604 | 604 | 604
Nuc | 8510 | 7895.5 | 7895.5 | 7895.5 | 5671.5 | 4497.5
PS | 400 | 400 | 400 | 400 | 400 | 400
PV | 47.45 | 47.45 | 47.45 | 47.45 | 47.45 | 47.45
PeakG | 3877.5 | 3877.5 | 3877.5 | 3877.5 | 3877.5 | 3877.5
PeakO | 2749.3 | 2749.3 | 2749.3 | 2749.3 | 2749.3 | 2749.3
ST | 0 | 0 | 0 | 0 | 0 | 0
STOG | 2622.5 | 2622.5 | 2622.5 | 2622.5 | 2622.5 | 2622.5
STWD | 0 | 0 | 0 | 0 | 0 | 0
WT | 1160 | 1160 | 1160 | 1160 | 1160 | 1160
IGCC | 0 | 0 | 0 | 0 | 0 | 0
DemandResponse | 1307.75 | 1879.13 | 2745.66 | 2983.69 | 3242.36 | 3523.45
IGCC-CCS | 0 | 0 | 0 | 0 | 0 | 0
WT_off | 0 | 0 | 1100 | 1100 | 1100 | 1100
PseudoUnit | 0 | 0 | 0 | 0 | 0 | 0
FixedInterchange | 0 | 0 | 0 | 0 | 0 | 0
Total Installed Capacity by Reporting Type: PJM_ROM
ReportingType | 2015 | 2020 | 2025 | 2030 | 2035 | 2040
BM | 18 | 18 | 18 | 18 | 18 | 18
CC | 5664.5 | 5664.5 | 5664.5 | 5664.5 | 12811.04 | 30224.63
CSP | 0 | 0 | 0 | 0 | 0 | 0
CT | 16 | 16 | 16 | 16 | 16 | 16
Coal | 9892.52 | 9892.52 | 9892.52 | 9892.52 | 9892.52 | 9892.52
Geo | 0 | 0 | 0 | 0 | 0 | 0
H | 1392 | 1392 | 1392 | 1392 | 1392 | 1392
LFG | 356.9 | 622 | 622 | 622 | 622 | 622
Nuc | 5036 | 5036 | 5036 | 5036 | 3304 | 2405
PS | 1513 | 1513 | 1513 | 1513 | 1513 | 1513
PV | 4 | 1591.78 | 2710.83 | 3126.98 | 3403.37 | 3703.71
PeakG | 1719 | 1719 | 1719 | 1719 | 1719 | 1719
PeakO | 1566 | 1566 | 1566 | 1566 | 1566 | 1566
ST | 0 | 0 | 0 | 0 | 0 | 0
STOG | 3529 | 3529 | 3529 | 3529 | 3529 | 3529
STWD | 70 | 70 | 70 | 70 | 70 | 70
WT | 1210.8 | 1210.8 | 1961 | 7771 | 7771 | 7771
IGCC | 0 | 0 | 0 | 0 | 0 | 0
DemandResponse | 2400.99 | 3048.92 | 3878.24 | 4214.46 | 4579.83 | 4976.88
IGCC-CCS | 0 | 0 | 0 | 0 | 0 | 0
WT_off | 0 | 0 | 0 | 0 | 0 | 0
PseudoUnit | 0 | 0 | 0 | 0 | 0 | 0
FixedInterchange | 0 | 0 | 0 | 0 | 0 | 0
Total Installed Capacity by Reporting Type: PJM_ROR
ReportingType | 2015 | 2020 | 2025 | 2030 | 2035 | 2040
BM | 385 | 385 | 385 | 385 | 385 | 193
CC | 13618 | 23662.03 | 32855.07 | 44998.06 | 59427.29 | 59518.28
CSP | 0 | 0 | 0 | 0 | 0 | 0
CT | 29 | 29 | 29 | 1741.09 | 1741.11 | 5534.7
Coal | 53797.31 | 46382.22 | 46382.22 | 46382.22 | 46382.23 | 46382.23
Geo | 0 | 0 | 0 | 0 | 0 | 0
H | 1837.4 | 1837.4 | 1837.4 | 1837.4 | 1837.4 | 1837.4
LFG | 539.4 | 539.4 | 1053.11 | 1053.11 | 1053.11 | 1053.11
Nuc | 20038 | 20038 | 20038 | 19171 | 14896 | 10012.84
PS | 3081 | 3081 | 3081 | 3081 | 3081 | 3081
PV | 24 | 24 | 24 | 24 | 24 | 24
PeakG | 19311 | 19311 | 19311 | 19311 | 19311 | 19311
PeakO | 1742 | 1742 | 1742 | 1742 | 1742 | 1742
ST | 0 | 0 | 0 | 0 | 0 | 0
STOG | 2122 | 2122 | 2122 | 2122 | 2122 | 2122
STWD | 194 | 194 | 194 | 194 | 194 | 194
WT | 10922.7 | 10922.7 | 11114.4 | 12130.34 | 13902.1 | 19967.89
IGCC | 0 | 0 | 0 | 0 | 0 | 0
DemandResponse | 3459.65 | 6870.76 | 11225.25 | 12162.1 | 13177.14 | 14276.89
IGCC-CCS | 0 | 0 | 0 | 0 | 0 | 0
WT_off | 0 | 0 | 0 | 0 | 0 | 0
PseudoUnit | 0 | 0 | 0 | 0 | 0 | 0
FixedInterchange | 0 | 0 | 0 | 0 | 0 | 0
Total Installed Capacity by Reporting Type: SOCO
ReportingType | 2015 | 2020 | 2025 | 2030 | 2035 | 2040
BM | 55 | 55 | 55 | 55 | 55 | 55
CC | 19838.9 | 24199.72 | 27988.46 | 34619.11 | 41789.66 | 41789.66
CSP | 0 | 0 | 0 | 0 | 0 | 0
CT | 0 | 0 | 0 | 0 | 196.22 | 196.22
Coal | 16799.06 | 16799.06 | 16799.07 | 16799.07 | 16799.07 | 27506.77
Geo | 0 | 0 | 0 | 0 | 0 | 0
H | 4194 | 4194 | 4194 | 4194 | 4194 | 4194
LFG | 37 | 37 | 42.55 | 144.4 | 144.4 | 144.4
Nuc | 5841 | 8041 | 8041 | 8041 | 8041 | 5395.95
PS | 1675 | 1675 | 1675 | 1675 | 1675 | 1675
PV | 0 | 0 | 0 | 0 | 0 | 0
PeakG | 10923 | 10923 | 10923 | 10923 | 10923 | 10923
PeakO | 1139 | 1139 | 1139 | 1139 | 1139 | 1139
ST | 0 | 0 | 0 | 0 | 0 | 0
STOG | 0 | 0 | 0 | 0 | 0 | 0
STWD | 668 | 668 | 668 | 668 | 668 | 668
WT | 0 | 0 | 0 | 0 | 0 | 0
IGCC | 0 | 0 | 0 | 0 | 0 | 0
DemandResponse | 2674.86 | 5221.22 | 8293.98 | 9075.87 | 9931.46 | 10867.71
IGCC-CCS | 0 | 0 | 0 | 0 | 0 | 0
WT_off | 0 | 0 | 0 | 0 | 0 | 0
PseudoUnit | 0 | 0 | 0 | 0 | 0 | 0
FixedInterchange | 0 | 0 | 0 | 0 | 0 | 0
Total Installed Capacity by Reporting Type: SPP_N
ReportingType | 2015 | 2020 | 2025 | 2030 | 2035 | 2040
BM | 0 | 0 | 0 | 0 | 0 | 0
CC | 1386 | 4343.14 | 4980.51 | 7713.97 | 7713.97 | 7713.97
CSP | 0 | 0 | 0 | 0 | 0 | 0
CT | 0 | 0 | 0 | 951.41 | 5922.04 | 9367.48
Coal | 8347.54 | 7972.64 | 7972.64 | 7972.64 | 7972.64 | 10684.82
Geo | 0 | 0 | 0 | 0 | 0 | 0
H | 21 | 21 | 21 | 21 | 21 | 21
LFG | 7 | 7 | 102 | 102 | 102 | 102
Nuc | 1160 | 1160 | 1160 | 1160 | 1160 | 1160
PS | 0 | 0 | 0 | 0 | 0 | 0
PV | 0 | 0 | 0 | 0 | 0 | 0
PeakG | 4397 | 4397 | 4397 | 4397 | 4397 | 4397
PeakO | 1199 | 1199 | 1199 | 1199 | 1199 | 1199
ST | 0 | 0 | 0 | 0 | 0 | 0
STOG | 1695.04 | 1695.04 | 1695.04 | 1695.04 | 1695.04 | 1695.04
STWD | 0 | 0 | 0 | 0 | 0 | 0
WT | 1227 | 1227 | 1227.01 | 1227.14 | 1227.14 | 1227.14
IGCC | 0 | 0 | 0 | 0 | 0 | 0
DemandResponse | 464.82 | 1006.82 | 1646.91 | 1811.12 | 1991.7 | 2190.3
IGCC-CCS | 0 | 0 | 0 | 0 | 0 | 0
WT_off | 0 | 0 | 0 | 0 | 0 | 0
PseudoUnit | 0 | 0 | 0 | 0 | 0 | 0
FixedInterchange | 0 | 0 | 0 | 0 | 0 | 0
Total Installed Capacity by Reporting Type: SPP_S
ReportingType | 2015 | 2020 | 2025 | 2030 | 2035 | 2040
BM | 0 | 0 | 0 | 0 | 0 | 0
CC | 10917 | 13362.97 | 16077.8 | 19191.71 | 19191.71 | 19191.71
CSP | 0 | 0 | 0 | 0 | 0 | 0
CT | 412.99 | 712.99 | 712.99 | 713 | 713.01 | 1131.36
Coal | 12541.94 | 12541.94 | 12541.94 | 12541.94 | 12541.94 | 12541.94
Geo | 0 | 0 | 0 | 0 | 0 | 0
H | 2108 | 2108 | 2108 | 2108 | 2108 | 2108
LFG | 19 | 19 | 114 | 114 | 114 | 114
Nuc | 0.1 | 0.1 | 0.1 | 0.1 | 0.1 | 0.1
PS | 446 | 446 | 446 | 446 | 446 | 446
PV | 0 | 0 | 0 | 0 | 0 | 0
PeakG | 3443 | 3443 | 3443 | 3443 | 3443 | 3443
PeakO | 122 | 122 | 122 | 122 | 122 | 122
ST | 0 | 0 | 0 | 0 | 0 | 0
STOG | 9843.06 | 9843.06 | 9843.06 | 9843.06 | 9843.06 | 9843.06
STWD | 84 | 84 | 84 | 84 | 84 | 84
WT | 2727 | 6089.69 | 6806.78 | 7787.38 | 21006.49 | 32128.66
IGCC | 0 | 0 | 0 | 0 | 0 | 0
DemandResponse | 63.59 | 1918.63 | 4092.37 | 4440.53 | 4818.31 | 5228.23
IGCC-CCS | 0 | 0 | 0 | 0 | 0 | 0
WT_off | 0 | 0 | 0 | 0 | 0 | 0
PseudoUnit | 0 | 0 | 0 | 0 | 0 | 0
FixedInterchange | 0 | 0 | 0 | 0 | 0 | 0
Total Installed Capacity by Reporting Type: TVA
ReportingType | 2015 | 2020 | 2025 | 2030 | 2035 | 2040
BM | 0 | 0 | 0 | 0 | 0 | 0
CC | 5881 | 9687.85 | 12324.23 | 13652.32 | 13652.32 | 13652.32
CSP | 0 | 0 | 0 | 0 | 0 | 0
CT | 440.62 | 3242.94 | 3242.94 | 5495.94 | 7178.01 | 7178.01
Coal | 12477.01 | 11141.02 | 11141.02 | 11141.03 | 15944.05 | 21501.13
Geo | 0 | 0 | 0 | 0 | 0 | 0
H | 5111 | 5111 | 5111 | 5111 | 5111 | 5111
LFG | 13 | 13 | 13 | 120.4 | 120.4 | 120.4
Nuc | 8394.89 | 8394.89 | 8394.89 | 8394.89 | 5882.56 | 4603.89
PS | 1743 | 1743 | 1743 | 1743 | 1743 | 1743
PV | 0 | 0 | 0 | 0 | 0 | 0
PeakG | 5865 | 5865 | 5865 | 5865 | 5865 | 5865
PeakO | 83 | 83 | 83 | 83 | 83 | 83
ST | 0 | 0 | 0 | 0 | 0 | 0
STOG | 0 | 0 | 0 | 0 | 0 | 0
STWD | 5 | 5 | 5 | 5 | 5 | 5
WT | 29 | 29 | 29 | 29 | 29 | 29
IGCC | 0 | 0 | 0 | 0 | 0 | 0
DemandResponse | 1878.29 | 2795.4 | 3859.81 | 4157.07 | 4477.22 | 4822.03
IGCC-CCS | 0 | 0 | 0 | 0 | 0 | 0
WT_off | 0 | 0 | 0 | 0 | 0 | 0
PseudoUnit | 0 | 0 | 0 | 0 | 0 | 0
FixedInterchange | 0 | 0 | 0 | 0 | 0 | 0
Total Installed Capacity by Reporting Type: TVA_Transmission
ReportingType | 2015 | 2020 | 2025 | 2030 | 2035 | 2040
BM | 0 | 0 | 0 | 0 | 0 | 0
CC | 0 | 0 | 0 | 0 | 0 | 0
CSP | 0 | 0 | 0 | 0 | 0 | 0
CT | 0 | 0 | 0 | 0 | 0 | 0
Coal | 0 | 0 | 0 | 0 | 0 | 0
Geo | 0 | 0 | 0 | 0 | 0 | 0
H | 0 | 0 | 0 | 0 | 0 | 0
LFG | 0 | 0 | 0 | 0 | 0 | 0
Nuc | 0 | 0 | 0 | 0 | 0 | 0
PS | 0 | 0 | 0 | 0 | 0 | 0
PV | 0 | 0 | 0 | 0 | 0 | 0
PeakG | 0 | 0 | 0 | 0 | 0 | 0
PeakO | 0 | 0 | 0 | 0 | 0 | 0
ST | 0 | 0 | 0 | 0 | 0 | 0
STOG | 0 | 0 | 0 | 0 | 0 | 0
STWD | 0 | 0 | 0 | 0 | 0 | 0
WT | 0 | 0 | 0 | 0 | 0 | 0
IGCC | 0 | 0 | 0 | 0 | 0 | 0
DemandResponse | 0 | 0 | 0 | 0 | 0 | 0
IGCC-CCS | 0 | 0 | 0 | 0 | 0 | 0
WT_off | 0 | 0 | 0 | 0 | 0 | 0
PseudoUnit | 0 | 0 | 0 | 0 | 0 | 0
FixedInterchange | 0 | 0 | 0 | 0 | 0 | 0
Total Installed Capacity by Reporting Type: VACAR
ReportingType | 2015 | 2020 | 2025 | 2030 | 2035 | 2040
BM | 0.92 | 535.7 | 1410.85 | 1706.87 | 2007.12 | 2382.04
CC | 12960.25 | 15954.05 | 18657.88 | 22915.6 | 31925.38 | 41721.42
CSP | 0 | 0 | 0 | 0 | 0 | 0
CT | 717.2 | 1631.65 | 2594.95 | 4880.62 | 6358.5 | 6358.5
Coal | 16419.57 | 14963.47 | 14963.47 | 14963.47 | 14963.47 | 14963.47
Geo | 0 | 0 | 0 | 0 | 0 | 0
H | 2122 | 2122 | 2122 | 2122 | 2122 | 2122
LFG | 63.34 | 170.4 | 170.4 | 170.4 | 170.4 | 170.4
Nuc | 11430 | 13760 | 13760 | 13760 | 10512 | 8654
PS | 2616 | 2616 | 2616 | 2616 | 2616 | 2616
PV | 16 | 167.22 | 183.7 | 203.32 | 224.74 | 248.36
PeakG | 8308 | 8308 | 8308 | 8308 | 8308 | 8308
PeakO | 1268 | 1268 | 1268 | 1268 | 1268 | 1268
ST | 0 | 0 | 0 | 0 | 0 | 0
STOG | 92 | 92 | 92 | 92 | 92 | 92
STWD | 281 | 281 | 281 | 281 | 281 | 281
WT | 0.9 | 3500 | 3500 | 3500 | 3500 | 3500
IGCC | 0 | 0 | 0 | 0 | 0 | 0
DemandResponse | 2434.26 | 4230.61 | 6496.28 | 7161.73 | 7895.36 | 8704.13
IGCC-CCS | 0 | 0 | 0 | 0 | 0 | 0
WT_off | 1 | 1 | 1 | 1 | 1 | 1
PseudoUnit | 0 | 0 | 0 | 0 | 0 | 0
FixedInterchange | 0 | 0 | 0 | 0 | 0 | 0
Total Installed Capacity by Reporting Type: IESO
ReportingType | 2015 | 2020 | 2025 | 2030 | 2035 | 2040
BM | 326.33 | 326.33 | 326.33 | 326.33 | 326.33 | 326.33
CC | 7206 | 7206 | 7206 | 7502.62 | 11867.39 | 15726.05
CSP | 0 | 0 | 0 | 0 | 0 | 0
CT | 368 | 368 | 368 | 521.86 | 521.86 | 1228.92
Coal | 0 | 0 | 0 | 0 | 0 | 0
Geo | 0 | 0 | 0 | 0 | 0 | 0
H | 8693.3 | 8693.3 | 8693.3 | 8693.3 | 8693.3 | 8693.3
LFG | 117.5 | 117.5 | 117.5 | 118 | 118 | 118
Nuc | 13018 | 13018 | 13018 | 13018 | 11988 | 10448
PS | 123 | 123 | 123 | 123 | 123 | 123
PV | 1097.26 | 1097.26 | 1097.26 | 1097.26 | 30 | 30
PeakG | 584 | 584 | 584 | 584 | 584 | 584
PeakO | 174.35 | 174.35 | 174.35 | 174.35 | 174.35 | 174.35
ST | 0 | 0 | 0 | 0 | 0 | 0
STOG | 0 | 0 | 0 | 0 | 0 | 0
STWD | 139 | 139 | 139 | 139 | 139 | 139
WT | 3385.9 | 3385.9 | 3385.9 | 3385.9 | 1280 | 1280
IGCC | 0 | 0 | 0 | 0 | 0 | 0
DemandResponse | 2038.33 | 2260.47 | 2690.39 | 2925.08 | 3180.25 | 3457.67
IGCC-CCS | 0 | 0 | 0 | 0 | 0 | 0
WT_off | 0 | 0 | 0 | 0 | 0 | 0
PseudoUnit | 0 | 0 | 0 | 0 | 0 | 0
FixedInterchange | 0 | 0 | 0 | 0 | 0 | 0
Total Installed Capacity by Reporting Type: MAPP_CA
ReportingType | 2015 | 2020 | 2025 | 2030 | 2035 | 2040
BM | 0 | 0 | 0 | 0 | 0 | 0
CC | 2034.22 | 3103.59 | 3868.75 | 4965.03 | 6116 | 6521.24
CSP | 0 | 0 | 0 | 0 | 0 | 0
CT | 0 | 0 | 0 | 0 | 46.88 | 950.46
Coal | 736.49 | 736.49 | 736.49 | 736.49 | 736.49 | 736.49
Geo | 0 | 0 | 0 | 0 | 0 | 0
H | 6475.4 | 6475.4 | 6475.4 | 6475.4 | 6475.4 | 6475.4
LFG | 0 | 0 | 0 | 0 | 0 | 0
Nuc | 0.1 | 0.1 | 0.1 | 0.1 | 0.1 | 0.1
PS | 0 | 0 | 0 | 0 | 0 | 0
PV | 0 | 0 | 0 | 0 | 0 | 0
PeakG | 559 | 559 | 559 | 559 | 559 | 559
PeakO | 4 | 4 | 4 | 4 | 4 | 4
ST | 0 | 0 | 0 | 0 | 0 | 0
STOG | 126 | 126 | 126 | 126 | 126 | 126
STWD | 0 | 0 | 0 | 0 | 0 | 0
WT | 577.4 | 577.4 | 577.4 | 577.4 | 577.4 | 577.4
IGCC | 0 | 0 | 0 | 0 | 0 | 0
DemandResponse | 93.13 | 337.01 | 628.45 | 686.68 | 750.29 | 819.8
IGCC-CCS | 0 | 0 | 0 | 0 | 0 | 0
WT_off | 0 | 0 | 0 | 0 | 0 | 0
PseudoUnit | 0 | 0 | 0 | 0 | 0 | 0
FixedInterchange | 0 | 0 | 0 | 0 | 0 | 0
Total Installed Capacity by Reporting Type: AZ_NM_SNV_Coal
ReportingType | 2015 | 2020 | 2025 | 2030 | 2035 | 2040
BM | 0 | 0 | 0 | 0 | 0 | 0
CC | 0 | 0 | 0 | 0 | 0 | 0
CSP | 0 | 0 | 0 | 0 | 0 | 0
CT | 0 | 0 | 0 | 0 | 0 | 0
Coal | 10466 | 10466 | 10466 | 10466 | 10466 | 17073.95
Geo | 0 | 0 | 0 | 0 | 0 | 0
H | 0 | 0 | 0 | 0 | 0 | 0
LFG | 0 | 0 | 0 | 0 | 0 | 0
Nuc | 0 | 0 | 0 | 0 | 0 | 0
PS | 0 | 0 | 0 | 0 | 0 | 0
PV | 0 | 0 | 0 | 0 | 0 | 0
PeakG | 0 | 0 | 0 | 0 | 0 | 0
PeakO | 200 | 200 | 185 | 0 | 0 | 0
ST | 0 | 0 | 0 | 0 | 0 | 0
STOG | 0 | 0 | 0 | 0 | 0 | 0
STWD | 0 | 0 | 0 | 0 | 0 | 0
WT | 0 | 0 | 0 | 0 | 0 | 0
IGCC | 0 | 0 | 0 | 0 | 0 | 0
DemandResponse | 0 | 0 | 0 | 0 | 0 | 0
IGCC-CCS | 0 | 0 | 0 | 0 | 0 | 0
WT_off | 0 | 0 | 0 | 0 | 0 | 0
PseudoUnit | 0 | 0 | 0 | 0 | 0 | 0
FixedInterchange | 0 | 0 | 0 | 0 | 0 | 0
Total Installed Capacity by Reporting Type: AZ_NM_SNV_Gas
ReportingType | 2015 | 2020 | 2025 | 2030 | 2035 | 2040
BM | 0 | 0 | 0 | 0 | 0 | 0
CC | 16754.68 | 18536.89 | 20909.16 | 28673.03 | 36494.6 | 38336.98
CSP | 0 | 0 | 0 | 0 | 0 | 0
CT | 736 | 736 | 736 | 736 | 0 | 0
Coal | 0 | 0 | 0 | 0 | 0 | 0
Geo | 0 | 0 | 0 | 0 | 0 | 0
H | 0 | 0 | 0 | 0 | 0 | 0
LFG | 0 | 0 | 0 | 0 | 0 | 0
Nuc | 0 | 0 | 0 | 0 | 0 | 0
PS | 0 | 0 | 0 | 0 | 0 | 0
PV | 0 | 0 | 0 | 0 | 0 | 0
PeakG | 3660 | 3660 | 3660 | 1200.65 | 0 | 0
PeakO | 0 | 0 | 0 | 0 | 0 | 0
ST | 0 | 0 | 0 | 0 | 0 | 0
STOG | 0 | 0 | 0 | 0 | 0 | 0
STWD | 0 | 0 | 0 | 0 | 0 | 0
WT | 0 | 0 | 0 | 0 | 0 | 0
IGCC | 0 | 0 | 0 | 0 | 0 | 0
DemandResponse | 348.13 | 1177.58 | 2216.56 | 2488.51 | 2789.15 | 3128.56
IGCC-CCS | 0 | 0 | 0 | 0 | 0 | 0
WT_off | 0 | 0 | 0 | 0 | 0 | 0
PseudoUnit | 0 | 0 | 0 | 0 | 0 | 0
FixedInterchange | 0 | 0 | 0 | 0 | 0 | 0
Total Installed Capacity by Reporting Type: AZ_NM_SNV_NucRenew
ReportingType | 2015 | 2020 | 2025 | 2030 | 2035 | 2040
BM | 0 | 0 | 0 | 0 | 0 | 0
CC | 0 | 0 | 0 | 0 | 0 | 0
CSP | 0 | 0 | 0 | 0 | 0 | 0
CT | 0 | 0 | 0 | 0 | 0 | 0
Coal | 0 | 0 | 0 | 0 | 0 | 0
Geo | 0 | 0 | 1450 | 1450 | 1450 | 1450
H | 3131 | 3131 | 3131 | 3131 | 3131 | 3131
LFG | 7 | 67.67 | 67.67 | 67.67 | 67.67 | 67.67
Nuc | 3875 | 3875 | 3875 | 3875 | 3875 | 3875
PS | 216 | 216 | 216 | 216 | 216 | 216
PV | 148.7 | 148.7 | 148.7 | 148.7 | 148.7 | 148.7
PeakG | 0 | 0 | 0 | 0 | 0 | 0
PeakO | 0 | 0 | 0 | 0 | 0 | 0
ST | 280 | 823.7 | 1190.97 | 1347.69 | 1347.7 | 1347.7
STOG | 0 | 0 | 0 | 0 | 0 | 0
STWD | 26 | 26 | 26 | 26 | 26 | 26
WT | 525.1 | 19147.91 | 19147.91 | 19884.13 | 19884.14 | 19892.88
IGCC | 0 | 0 | 0 | 0 | 0 | 0
DemandResponse | 0 | 0 | 0 | 0 | 0 | 0
IGCC-CCS | 0 | 0 | 0 | 0 | 0 | 0
WT_off | 0 | 0 | 0 | 0 | 0 | 0
PseudoUnit | 0 | 0 | 0 | 0 | 0 | 0
FixedInterchange | 0 | 0 | 0 | 0 | 0 | 0
Total Installed Capacity by Reporting Type: ERCOT
ReportingType | 2015 | 2020 | 2025 | 2030 | 2035 | 2040
BM | 145 | 145 | 145 | 145 | 145 | 145
CC | 34163.03 | 41726.71 | 46126.74 | 53546.94 | 62234.95 | 71643.49
CSP | 0 | 0 | 0 | 0 | 0 | 0
CT | 250 | 250 | 250 | 250 | 250 | 250
Coal | 16617.91 | 16617.91 | 16617.91 | 16617.91 | 16617.91 | 16617.91
Geo | 0 | 0 | 0 | 0 | 0 | 0
H | 565 | 565 | 565 | 565 | 565 | 565
LFG | 75 | 75 | 75 | 429 | 429 | 429
Nuc | 5091 | 5091 | 5091 | 5091 | 5091 | 5091
PS | 0 | 0 | 0 | 0 | 0 | 0
PV | 15 | 15 | 15 | 15 | 1 | 1
PeakG | 4768 | 4768 | 4768 | 4768 | 4768 | 4768
PeakO | 51 | 51 | 51 | 51 | 51 | 51
ST | 0 | 0 | 0 | 0 | 0 | 0
STOG | 18933 | 18933 | 18933 | 18933 | 18933 | 18933
STWD | 0 | 0 | 0 | 0 | 0 | 0
WT | 9280.1 | 9280.1 | 9280.1 | 9280.1 | 9280.1 | 9280.1
IGCC | 0 | 0 | 0 | 0 | 0 | 0
DemandResponse | 770.89 | 3956.66 | 7724.81 | 8367.66 | 9085.72 | 9863.71
IGCC-CCS | 0 | 0 | 0 | 0 | 0 | 0
WT_off | 0 | 0 | 0 | 0 | 0 | 0
PseudoUnit | 0 | 0 | 0 | 0 | 0 | 0
FixedInterchange | 0 | 0 | 0 | 0 | 0 | 0
Total Installed Capacity by Reporting Type: NP15
ReportingType | 2015 | 2020 | 2025 | 2030 | 2035 | 2040
BM | 0 | 0 | 0 | 0 | 0 | 0
CC | 7404 | 7404 | 9200.01 | 9850.02 | 10070.67 | 13157.85
CSP | 0 | 0 | 0 | 0 | 0 | 0
CT | 3058.83 | 8489.57 | 13749.58 | 22165.29 | 28509.16 | 32862.87
Coal | 28.2 | 0 | 0 | 0 | 0 | 0
Geo | 1123 | 1223.52 | 1723 | 1723 | 1723 | 1723
H | 8825 | 8825 | 8825 | 8825 | 8825 | 8825
LFG | 85 | 650 | 650 | 650 | 650 | 650
Nuc | 2300 | 2300 | 2300 | 2300 | 2300 | 2300
PS | 2257 | 2257 | 2257 | 2257 | 2257 | 2257
PV | 59.5 | 59.5 | 59.5 | 59.5 | 59.5 | 59.5
PeakG | 3265 | 3265 | 3265 | 3265 | 3265 | 3265
PeakO | 350 | 350 | 350 | 350 | 350 | 350
ST | 29 | 29 | 29 | 29 | 29 | 29
STOG | 3812.6 | 3812.6 | 3812.6 | 3812.6 | 3812.6 | 3812.6
STWD | 442 | 442 | 442 | 442 | 442 | 442
WT | 1193.2 | 3116.34 | 3116.34 | 4492 | 4492 | 4492
IGCC | 0 | 0 | 0 | 0 | 0 | 0
DemandResponse | 1902.29 | 2050.88 | 2338.06 | 2597.19 | 2871.61 | 3172.03
IGCC-CCS | 0 | 0 | 0 | 0 | 0 | 0
WT_off | 0 | 0 | 0 | 0 | 0 | 0
PseudoUnit | 0 | 0 | 0 | 0 | 0 | 0
FixedInterchange | 0 | 0 | 0 | 0 | 0 | 0
Total Installed Capacity by Reporting Type: NWPP_Coal
ReportingType | 2015 | 2020 | 2025 | 2030 | 2035 | 2040
BM | 0 | 0 | 0 | 0 | 0 | 0
CC | 0 | 0 | 0 | 0 | 0 | 0
CSP | 0 | 0 | 0 | 0 | 0 | 0
CT | 0 | 0 | 0 | 0 | 0 | 0
Coal | 12409.85 | 12409.85 | 12409.85 | 12409.85 | 12409.85 | 12409.86
Geo | 0 | 0 | 0 | 0 | 0 | 0
H | 0 | 0 | 0 | 0 | 0 | 0
LFG | 0 | 0 | 0 | 0 | 0 | 0
Nuc | 0 | 0 | 0 | 0 | 0 | 0
PS | 0 | 0 | 0 | 0 | 0 | 0
PV | 0 | 0 | 0 | 0 | 0 | 0
PeakG | 0 | 0 | 0 | 0 | 0 | 0
PeakO | 0 | 0 | 0 | 0 | 0 | 0
ST | 0 | 0 | 0 | 0 | 0 | 0
STOG | 0 | 0 | 0 | 0 | 0 | 0
STWD | 0 | 0 | 0 | 0 | 0 | 0
WT | 0 | 0 | 0 | 0 | 0 | 0
IGCC | 0 | 0 | 0 | 0 | 0 | 0
DemandResponse | 0 | 0 | 0 | 0 | 0 | 0
IGCC-CCS | 0 | 0 | 0 | 0 | 0 | 0
WT_off | 0 | 0 | 0 | 0 | 0 | 0
PseudoUnit | 0 | 0 | 0 | 0 | 0 | 0
FixedInterchange | 0 | 0 | 0 | 0 | 0 | 0
Total Installed Capacity by Reporting Type: NWPP_Gas
ReportingType | 2015 | 2020 | 2025 | 2030 | 2035 | 2040
BM | 0 | 0 | 0 | 0 | 0 | 0
CC | 7843.93 | 9416.68 | 13248.43 | 19696.05 | 26767.19 | 33529.63
CSP | 0 | 0 | 0 | 0 | 0 | 0
CT | 150 | 150 | 150 | 150 | 150 | 150
Coal | 0 | 0 | 0 | 0 | 0 | 937.14
Geo | 0 | 0 | 0 | 0 | 0 | 0
H | 0 | 0 | 0 | 0 | 0 | 0
LFG | 0 | 0 | 0 | 0 | 0 | 0
Nuc | 0 | 0 | 0 | 0 | 0 | 0
PS | 0 | 0 | 0 | 0 | 0 | 0
PV | 0 | 0 | 0 | 0 | 0 | 0
PeakG | 421.54 | 421.54 | 421.54 | 421.54 | 421.54 | 421.54
PeakO | 0 | 0 | 0 | 0 | 0 | 0
ST | 0 | 0 | 0 | 0 | 0 | 0
STOG | 0 | 0 | 0 | 0 | 0 | 0
STWD | 0 | 0 | 0 | 0 | 0 | 0
WT | 0 | 0 | 0 | 0 | 0 | 0
IGCC | 0 | 0 | 0 | 0 | 0 | 0
DemandResponse | 0.01 | 1042.66 | 2285.99 | 2526.32 | 2785.47 | 3067.66
IGCC-CCS | 0 | 0 | 0 | 0 | 0 | 0
WT_off | 0 | 0 | 0 | 0 | 0 | 0
PseudoUnit | 0 | 0 | 0 | 0 | 0 | 0
FixedInterchange | 0 | 0 | 0 | 0 | 0 | 0
Total Installed Capacity by Reporting Type: NWPP_NucRenew
ReportingType | 2015 | 2020 | 2025 | 2030 | 2035 | 2040
BM | 32.55 | 32.55 | 32.55 | 32.55 | 32.55 | 32.55
CC | 0 | 0 | 0 | 0 | 0 | 0
CSP | 0 | 0 | 0 | 0 | 0 | 0
CT | 0 | 0 | 0 | 0 | 0 | 0
Coal | 0 | 0 | 0 | 0 | 0 | 0
Geo | 404.2 | 404.2 | 838.2 | 838.2 | 838.2 | 838.2
H | 33736 | 33736 | 33736 | 33736 | 33736 | 33736
LFG | 128.5 | 205.79 | 373 | 373 | 373 | 373
Nuc | 1131 | 1131 | 1131 | 1131 | 1131 | 1131
PS | 258 | 258 | 258 | 258 | 258 | 258
PV | 3 | 3 | 3 | 3 | 3 | 3
PeakG | 0 | 0 | 0 | 0 | 0 | 0
PeakO | 0 | 0 | 0 | 0 | 0 | 0
ST | 0 | 0 | 0 | 0 | 0 | 0
STOG | 0 | 0 | 0 | 0 | 0 | 0
STWD | 561 | 561 | 561 | 561 | 561 | 561
WT | 6865.3 | 6865.3 | 6865.3 | 7600.99 | 7600.99 | 7600.99
IGCC | 0 | 0 | 0 | 0 | 0 | 0
DemandResponse | 0 | 0 | 0 | 0 | 0 | 0
IGCC-CCS | 0 | 0 | 0 | 0 | 0 | 0
WT_off | 0 | 0 | 0 | 0 | 0 | 0
PseudoUnit | 0 | 0 | 0 | 0 | 0 | 0
FixedInterchange | 0 | 0 | 0 | 0 | 0 | 0
Total Installed Capacity by Reporting Type: RMPA
ReportingType | 2015 | 2020 | 2025 | 2030 | 2035 | 2040
BM | 0 | 0 | 0 | 0 | 0 | 0
CC | 2686 | 2686 | 2686 | 2686 | 2686 | 2686
CSP | 0 | 0 | 0 | 0 | 0 | 0
CT | 152 | 152 | 152 | 152 | 225.55 | 794.89
Coal | 7475.3 | 8266.82 | 8066.53 | 10297.01 | 12736.91 | 14981.85
Geo | 0 | 524.48 | 2570 | 2570 | 2570 | 2570
H | 982 | 982 | 982 | 982 | 982 | 982
LFG | 7.4 | 36.33 | 36.33 | 36.33 | 36.33 | 36.33
Nuc | 0.1 | 0.1 | 0.1 | 0.1 | 0.1 | 0.1
PS | 563 | 563 | 563 | 563 | 563 | 563
PV | 21 | 21 | 21 | 21 | 21 | 21
PeakG | 2904 | 2904 | 2904 | 2904 | 2904 | 2904
PeakO | 187 | 187 | 187 | 187 | 187 | 187
ST | 3 | 416.19 | 467.83 | 525.72 | 525.72 | 525.72
STOG | 217 | 217 | 217 | 217 | 217 | 217
STWD | 0 | 0 | 0 | 0 | 0 | 0
WT | 2113.4 | 2113.4 | 2113.4 | 2113.4 | 2113.4 | 2113.4
IGCC | 0 | 0 | 0 | 0 | 0 | 0
DemandResponse | 505.79 | 681.25 | 924.75 | 1035.21 | 1158.72 | 1297.01
IGCC-CCS | 0 | 0 | 0 | 0 | 0 | 0
WT_off | 0 | 0 | 0 | 0 | 0 | 0
PseudoUnit | 0 | 0 | 0 | 0 | 0 | 0
FixedInterchange | 0 | 0 | 0 | 0 | 0 | 0
Total Installed Capacity by Reporting Type: SP15
ReportingType | 2015 | 2020 | 2025 | 2030 | 2035 | 2040
BM | 6 | 6 | 6 | 6 | 6 | 6
CC | 10080.5 | 10080.5 | 10080.5 | 10080.5 | 10080.5 | 10080.5
CSP | 0 | 0 | 0 | 0 | 0 | 0
CT | 0 | 0 | 0 | 0 | 3702.81 | 7483.33
Coal | 101.2 | 101.2 | 101.2 | 101.2 | 101.2 | 101.2
Geo | 963 | 2413 | 2413 | 2413 | 2413 | 2413
H | 1163 | 1163 | 1163 | 1163 | 1163 | 1163
LFG | 223.2 | 779 | 779 | 779 | 779 | 779
Nuc | 2250 | 2250 | 2250 | 2250 | 2250 | 2250
PS | 1440 | 1440 | 1440 | 1440 | 1440 | 1440
PV | 126.8 | 126.8 | 126.8 | 126.8 | 126.8 | 126.8
PeakG | 4309 | 4309 | 4309 | 4309 | 4309 | 4309
PeakO | 51 | 51 | 51 | 51 | 51 | 51
ST | 448 | 448 | 448 | 448 | 448 | 448
STOG | 10242 | 10242 | 10242 | 10242 | 10242 | 10242
STWD | 119 | 119 | 119 | 119 | 119 | 119
WT | 2207.8 | 2207.8 | 2207.8 | 3531.08 | 3531.08 | 3531.08
IGCC | 0 | 0 | 0 | 0 | 0 | 0
DemandResponse | 2719.25 | 2983.76 | 3401.56 | 3778.56 | 4177.81 | 4614.88
IGCC-CCS | 0 | 0 | 0 | 0 | 0 | 0
WT_off | 0 | 0 | 0 | 0 | 0 | 0
PseudoUnit | 0 | 0 | 0 | 0 | 0 | 0
FixedInterchange | 0 | 0 | 0 | 0 | 0 | 0
Total Installed Capacity by Reporting Type: ALB
ReportingType | 2015 | 2020 | 2025 | 2030 | 2035 | 2040
BM | 0 | 0 | 0 | 0 | 0 | 0
CC | 2799.98 | 3958.36 | 5326.36 | 7190.5 | 9291.47 | 11659.37
CSP | 0 | 0 | 0 | 0 | 0 | 0
CT | 201.5 | 201.5 | 201.5 | 201.5 | 201.5 | 201.5
Coal | 6240.83 | 6240.83 | 6240.83 | 6240.83 | 6240.83 | 6240.83
Geo | 0 | 0 | 0 | 0 | 0 | 0
H | 912 | 912 | 912 | 912 | 912 | 912
LFG | 10 | 10 | 10 | 10 | 10 | 10
Nuc | 0.1 | 0.1 | 0.1 | 0.1 | 0.1 | 0.1
PS | 0 | 0 | 0 | 0 | 0 | 0
PV | 0 | 0 | 0 | 0 | 0 | 0
PeakG | 1847.66 | 1847.66 | 1847.66 | 1847.66 | 1847.66 | 1847.66
PeakO | 0 | 0 | 0 | 0 | 0 | 0
ST | 0 | 0 | 0 | 0 | 0 | 0
STOG | 0 | 0 | 0 | 0 | 0 | 0
STWD | 0 | 0 | 0 | 0 | 0 | 0
WT | 672 | 672 | 672 | 672 | 672 | 672
IGCC | 0 | 0 | 0 | 0 | 0 | 0
DemandResponse | 109.43 | 394.9 | 759.6 | 856.11 | 964.87 | 1087.46
IGCC-CCS | 0 | 0 | 0 | 0 | 0 | 0
WT_off | 0 | 0 | 0 | 0 | 0 | 0
PseudoUnit | 0 | 0 | 0 | 0 | 0 | 0
FixedInterchange | 0 | 0 | 0 | 0 | 0 | 0
Total Installed Capacity by Reporting Type: BC
ReportingType | 2015 | 2020 | 2025 | 2030 | 2035 | 2040
BM | 0 | 0 | 0 | 0 | 0 | 0
CC | 1733.04 | 2966.13 | 4295.93 | 6081.18 | 6759.92 | 8193.21
CSP | 0 | 0 | 0 | 0 | 0 | 0
CT | 0 | 0 | 0 | 0 | 1289.5 | 2026.2
Coal | 0 | 0 | 0 | 0 | 0 | 0
Geo | 0 | 0 | 0 | 0 | 0 | 0
H | 12161 | 12161 | 12161 | 12161 | 12161 | 12161
LFG | 24 | 24 | 24 | 24 | 24 | 24
Nuc | 0.1 | 0.1 | 0.1 | 0.1 | 0.1 | 0.1
PS | 0 | 0 | 0 | 0 | 0 | 0
PV | 0 | 0 | 0 | 0 | 0 | 0
PeakG | 141 | 141 | 141 | 141 | 141 | 141
PeakO | 44 | 44 | 44 | 44 | 44 | 44
ST | 0 | 0 | 0 | 0 | 0 | 0
STOG | 191.91 | 191.91 | 191.91 | 191.91 | 191.91 | 191.91
STWD | 510 | 510 | 510 | 510 | 510 | 510
WT | 246 | 246 | 246 | 246 | 246 | 246
IGCC | 0 | 0 | 0 | 0 | 0 | 0
DemandResponse | 0.01 | 289.48 | 638.31 | 703.74 | 775.87 | 855.4
IGCC-CCS | 0 | 0 | 0 | 0 | 0 | 0
WT_off | 0 | 0 | 0 | 0 | 0 | 0
PseudoUnit | 0 | 0 | 0 | 0 | 0 | 0
FixedInterchange | 0 | 0 | 0 | 0 | 0 | 0
Total Installed Capacity by Reporting Type: HQ_IESO
ReportingType | 2015 | 2020 | 2025 | 2030 | 2035 | 2040
BM | 0 | 0 | 0 | 0 | 0 | 0
CC | 0 | 0 | 0 | 0 | 0 | 0
CSP | 0 | 0 | 0 | 0 | 0 | 0
CT | 0 | 0 | 0 | 0 | 0 | 0
Coal | 0 | 0 | 0 | 0 | 0 | 0
Geo | 0 | 0 | 0 | 0 | 0 | 0
H | 0 | 0 | 0 | 0 | 0 | 0
LFG | 0 | 0 | 0 | 0 | 0 | 0
Nuc | 0.1 | 0.1 | 0.1 | 0.1 | 0.1 | 0.1
PS | 0 | 0 | 0 | 0 | 0 | 0
PV | 0 | 0 | 0 | 0 | 0 | 0
PeakG | 0 | 0 | 0 | 0 | 0 | 0
PeakO | 0 | 0 | 0 | 0 | 0 | 0
ST | 0 | 0 | 0 | 0 | 0 | 0
STOG | 0 | 0 | 0 | 0 | 0 | 0
STWD | 0 | 0 | 0 | 0 | 0 | 0
WT | 0 | 0 | 0 | 0 | 0 | 0
IGCC | 0 | 0 | 0 | 0 | 0 | 0
DemandResponse | 0 | 0 | 0 | 0 | 0 | 0
IGCC-CCS | 0 | 0 | 0 | 0 | 0 | 0
WT_off | 0 | 0 | 0 | 0 | 0 | 0
PseudoUnit | 0 | 0 | 0 | 0 | 0 | 0
FixedInterchange | 3000 | 3000 | 3000 | 3000 | 3000 | 3000
Total Installed Capacity by Reporting Type: HQ_NEISO
ReportingType | 2015 | 2020 | 2025 | 2030 | 2035 | 2040
BM | 0 | 0 | 0 | 0 | 0 | 0
CC | 0 | 0 | 0 | 0 | 0 | 0
CSP | 0 | 0 | 0 | 0 | 0 | 0
CT | 0 | 0 | 0 | 0 | 0 | 0
Coal | 0 | 0 | 0 | 0 | 0 | 0
Geo | 0 | 0 | 0 | 0 | 0 | 0
H | 0 | 0 | 0 | 0 | 0 | 0
LFG | 0 | 0 | 0 | 0 | 0 | 0
Nuc | 0.1 | 0.1 | 0.1 | 0.1 | 0.1 | 0.1
PS | 0 | 0 | 0 | 0 | 0 | 0
PV | 0 | 0 | 0 | 0 | 0 | 0
PeakG | 0 | 0 | 0 | 0 | 0 | 0
PeakO | 0 | 0 | 0 | 0 | 0 | 0
ST | 0 | 0 | 0 | 0 | 0 | 0
STOG | 0 | 0 | 0 | 0 | 0 | 0
STWD | 0 | 0 | 0 | 0 | 0 | 0
WT | 0 | 0 | 0 | 0 | 0 | 0
IGCC | 0 | 0 | 0 | 0 | 0 | 0
DemandResponse | 0 | 0 | 0 | 0 | 0 | 0
IGCC-CCS | 0 | 0 | 0 | 0 | 0 | 0
WT_off | 0 | 0 | 0 | 0 | 0 | 0
PseudoUnit | 0 | 0 | 0 | 0 | 0 | 0
FixedInterchange | 2920 | 2920 | 2920 | 2920 | 2920 | 2920
Total Installed Capacity by Reporting Type: HQ_NY
ReportingType | 2015 | 2020 | 2025 | 2030 | 2035 | 2040
BM | 0 | 0 | 0 | 0 | 0 | 0
CC | 0 | 0 | 0 | 0 | 0 | 0
CSP | 0 | 0 | 0 | 0 | 0 | 0
CT | 0 | 0 | 0 | 0 | 0 | 0
Coal | 0 | 0 | 0 | 0 | 0 | 0
Geo | 0 | 0 | 0 | 0 | 0 | 0
H | 0 | 0 | 0 | 0 | 0 | 0
LFG | 0 | 0 | 0 | 0 | 0 | 0
Nuc | 0.1 | 0.1 | 0.1 | 0.1 | 0.1 | 0.1
PS | 0 | 0 | 0 | 0 | 0 | 0
PV | 0 | 0 | 0 | 0 | 0 | 0
PeakG | 0 | 0 | 0 | 0 | 0 | 0
PeakO | 0 | 0 | 0 | 0 | 0 | 0
ST | 0 | 0 | 0 | 0 | 0 | 0
STOG | 0 | 0 | 0 | 0 | 0 | 0
STWD | 0 | 0 | 0 | 0 | 0 | 0
WT | 0 | 0 | 0 | 0 | 0 | 0
IGCC | 0 | 0 | 0 | 0 | 0 | 0
DemandResponse | 0 | 0 | 0 | 0 | 0 | 0
IGCC-CCS | 0 | 0 | 0 | 0 | 0 | 0
WT_off | 0 | 0 | 0 | 0 | 0 | 0
PseudoUnit | 0 | 0 | 0 | 0 | 0 | 0
FixedInterchange | 1500 | 1500 | 1500 | 1500 | 1500 | 1500
Total Installed Capacity by Reporting Type: MARITIMES
ReportingType | 2015 | 2020 | 2025 | 2030 | 2035 | 2040
BM | 0 | 0 | 0 | 0 | 0 | 0
CC | 0 | 0 | 0 | 0 | 0 | 0
CSP | 0 | 0 | 0 | 0 | 0 | 0
CT | 0 | 0 | 0 | 0 | 0 | 0
Coal | 0 | 0 | 0 | 0 | 0 | 0
Geo | 0 | 0 | 0 | 0 | 0 | 0
H | 0 | 0 | 0 | 0 | 0 | 0
LFG | 0 | 0 | 0 | 0 | 0 | 0
Nuc | 0.1 | 0.1 | 0.1 | 0.1 | 0.1 | 0.1
PS | 0 | 0 | 0 | 0 | 0 | 0
PV | 0 | 0 | 0 | 0 | 0 | 0
PeakG | 0 | 0 | 0 | 0 | 0 | 0
PeakO | 0 | 0 | 0 | 0 | 0 | 0
ST | 0 | 0 | 0 | 0 | 0 | 0
STOG | 0 | 0 | 0 | 0 | 0 | 0
STWD | 0 | 0 | 0 | 0 | 0 | 0
WT | 0 | 0 | 0 | 0 | 0 | 0
IGCC | 0 | 0 | 0 | 0 | 0 | 0
DemandResponse | 0 | 0 | 0 | 0 | 0 | 0
IGCC-CCS | 0 | 0 | 0 | 0 | 0 | 0
WT_off | 0 | 0 | 0 | 0 | 0 | 0
PseudoUnit | 0 | 0 | 0 | 0 | 0 | 0
FixedInterchange | 1400 | 1400 | 1400 | 1400 | 1400 | 1400
Total Installed Capacity by Reporting Type: All
ReportingType | 2015 | 2020 | 2025 | 2030 | 2035 | 2040
BM | 1251 | 1785.79 | 2660.93 | 2956.95 | 3257.2 | 3440.13
CC | 249844.54 | 314600.5 | 366303.65 | 443266.55 | 542868.14 | 631777.86
CSP | 0 | 0 | 0 | 0 | 0 | 0
CT | 9680.75 | 27664.12 | 39078.65 | 68718.18 | 102114.54 | 127117.36
Coal | 278669.19 | 257882.01 | 257681.72 | 259912.23 | 274117.99 | 311547.73
Geo | 2534.2 | 4609.2 | 9038.2 | 9038.2 | 9038.2 | 9038.2
H | 106079.79 | 106079.79 | 106079.79 | 106079.79 | 106079.79 | 106079.79
LFG | 4136 | 6089 | 8299 | 9023 | 9023 | 9023
Nuc | 117236.86 | 121152.36 | 121152.36 | 119664.16 | 93088.46 | 73382.46
PS | 21788 | 21788 | 21788 | 21788 | 21788 | 21788
PV | 1648 | 4068.35 | 5454.01 | 5958.85 | 5217.07 | 5620.28
PeakG | 120113.7 | 120113.7 | 120113.7 | 117654.34 | 116453.7 | 116453.7
PeakO | 21853.65 | 21853.65 | 21838.65 | 21653.65 | 21653.65 | 21653.65
ST | 760 | 1716.88 | 2135.81 | 2350.41 | 2350.41 | 2350.42
STOG | 77474.31 | 77474.31 | 77474.31 | 77474.31 | 77474.31 | 77474.31
STWD | 4777 | 4777 | 4777 | 4777 | 4777 | 4777
WT | 64004.8 | 99695.91 | 109506.39 | 126488.08 | 143373.67 | 164207.72
IGCC | 618 | 618 | 618 | 618 | 618 | 618.01
DemandResponse | 39401.16 | 65723.11 | 98696.81 | 107776.36 | 117686.38 | 128518.83
IGCC-CCS | 0 | 0 | 0 | 0 | 0 | 0
WT_off | 469 | 469 | 1569 | 1569 | 1101.01 | 1101.01
PseudoUnit | 0 | 0 | 0 | 0 | 0 | 0
FixedInterchange | 8820 | 8820 | 8820 | 8820 | 8820 | 8820
Total Installed Capacity by Reporting Type: EI_US
ReportingType | 2015 | 2020 | 2025 | 2030 | 2035 | 2040
BM | 741.12 | 1275.9 | 2151.05 | 2447.07 | 2747.32 | 2930.24
CC | 157139.15 | 207515.64 | 243355.76 | 292994.67 | 360499.44 | 420243.55
CSP | 0 | 0 | 0 | 0 | 0 | 0
CT | 4764.41 | 17317.05 | 23471.56 | 44541.52 | 67217.28 | 81169.2
Coal | 224593.4 | 203042.9 | 203042.91 | 203042.92 | 214808.79 | 242448.5
Geo | 44 | 44 | 44 | 44 | 44 | 44
H | 29436.09 | 29436.09 | 29436.09 | 29436.09 | 29436.09 | 29436.09
LFG | 3458.4 | 4123.71 | 6166.5 | 6536 | 6536 | 6536
Nuc | 89571.36 | 93486.86 | 93486.86 | 91998.66 | 66452.96 | 48286.96
PS | 16931 | 16931 | 16931 | 16931 | 16931 | 16931
PV | 176.74 | 2597.09 | 3982.75 | 4487.6 | 4827.07 | 5230.28
PeakG | 97654.5 | 97654.5 | 97654.5 | 97654.5 | 97654.5 | 97654.5
PeakO | 20792.3 | 20792.3 | 20792.3 | 20792.3 | 20792.3 | 20792.3
ST | 0 | 0 | 0 | 0 | 0 | 0
STOG | 43951.8 | 43951.8 | 43951.8 | 43951.8 | 43951.8 | 43951.8
STWD | 2980 | 2980 | 2980 | 2980 | 2980 | 2980
WT | 36938.6 | 52083.76 | 61894.24 | 74705.07 | 93696.55 | 114521.87
IGCC | 618 | 618 | 618 | 618 | 618 | 618.01
DemandResponse | 30913.91 | 50548.46 | 75088.33 | 81811.32 | 89146.62 | 97154.67
IGCC-CCS | 0 | 0 | 0 | 0 | 0 | 0
WT_off | 469 | 469 | 1569 | 1569 | 1101.01 | 1101.01
PseudoUnit | 0 | 0 | 0 | 0 | 0 | 0
FixedInterchange | 5820 | 5820 | 5820 | 5820 | 5820 | 5820
Total Installed Capacity by Reporting Type: EI_Canada
ReportingType | 2015 | 2020 | 2025 | 2030 | 2035 | 2040
BM | 326.33 | 326.33 | 326.33 | 326.33 | 326.33 | 326.33
CC | 9240.22 | 10309.59 | 11074.76 | 12467.65 | 17983.39 | 22247.28
CSP | 0 | 0 | 0 | 0 | 0 | 0
CT | 368 | 368 | 368 | 521.87 | 568.74 | 2179.38
Coal | 736.5 | 736.5 | 736.5 | 736.5 | 736.5 | 736.5
Geo | 0 | 0 | 0 | 0 | 0 | 0
H | 15168.7 | 15168.7 | 15168.7 | 15168.7 | 15168.7 | 15168.7
LFG | 117.5 | 117.5 | 117.5 | 118 | 118 | 118
Nuc | 13018.2 | 13018.2 | 13018.2 | 13018.2 | 11988.2 | 10448.2
PS | 123 | 123 | 123 | 123 | 123 | 123
PV | 1097.26 | 1097.26 | 1097.26 | 1097.26 | 30 | 30
PeakG | 1143 | 1143 | 1143 | 1143 | 1143 | 1143
PeakO | 178.35 | 178.35 | 178.35 | 178.35 | 178.35 | 178.35
ST | 0 | 0 | 0 | 0 | 0 | 0
STOG | 126 | 126 | 126 | 126 | 126 | 126
STWD | 139 | 139 | 139 | 139 | 139 | 139
WT | 3963.3 | 3963.3 | 3963.3 | 3963.3 | 1857.4 | 1857.4
IGCC | 0 | 0 | 0 | 0 | 0 | 0
DemandResponse | 2131.46 | 2597.47 | 3318.84 | 3611.76 | 3930.54 | 4277.47
IGCC-CCS | 0 | 0 | 0 | 0 | 0 | 0
WT_off | 0 | 0 | 0 | 0 | 0 | 0
PseudoUnit | 0 | 0 | 0 | 0 | 0 | 0
FixedInterchange | 3000 | 3000 | 3000 | 3000 | 3000 | 3000
Total Installed Capacity by Reporting Type: EI
ReportingType | 2015 | 2020 | 2025 | 2030 | 2035 | 2040
BM | 1067.45 | 1602.24 | 2477.38 | 2773.4 | 3073.65 | 3256.58
CC | 166379.37 | 217825.23 | 254430.52 | 305462.33 | 378482.83 | 442490.83
CSP | 0 | 0 | 0 | 0 | 0 | 0
CT | 5132.41 | 17685.05 | 23839.56 | 45063.38 | 67786.02 | 83348.58
Coal | 225329.9 | 203779.4 | 203779.4 | 203779.42 | 215545.28 | 243184.99
Geo | 44 | 44 | 44 | 44 | 44 | 44
H | 44604.79 | 44604.79 | 44604.79 | 44604.79 | 44604.79 | 44604.79
LFG | 3575.9 | 4241.21 | 6284 | 6654 | 6654 | 6654
Nuc | 102589.56 | 106505.06 | 106505.06 | 105016.86 | 78441.16 | 58735.16
PS | 17054 | 17054 | 17054 | 17054 | 17054 | 17054
PV | 1274 | 3694.35 | 5080.01 | 5584.85 | 4857.07 | 5260.28
PeakG | 98797.5 | 98797.5 | 98797.5 | 98797.5 | 98797.5 | 98797.5
PeakO | 20970.65 | 20970.65 | 20970.65 | 20970.65 | 20970.65 | 20970.65
ST | 0 | 0 | 0 | 0 | 0 | 0
STOG | 44077.8 | 44077.8 | 44077.8 | 44077.8 | 44077.8 | 44077.8
STWD | 3119 | 3119 | 3119 | 3119 | 3119 | 3119
WT | 40901.9 | 56047.06 | 65857.54 | 78668.37 | 95553.95 | 116379.27
IGCC | 618 | 618 | 618 | 618 | 618 | 618.01
DemandResponse | 33045.36 | 53145.93 | 78407.17 | 85423.08 | 93077.15 | 101432.14
IGCC-CCS | 0 | 0 | 0 | 0 | 0 | 0
WT_off | 469 | 469 | 1569 | 1569 | 1101.01 | 1101.01
PseudoUnit | 0 | 0 | 0 | 0 | 0 | 0
FixedInterchange | 8820 | 8820 | 8820 | 8820 | 8820 | 8820
Total Installed Capacity by Reporting Type: Outside_EI
ReportingType | 2015 | 2020 | 2025 | 2030 | 2035 | 2040
BM | 183.55 | 183.55 | 183.55 | 183.55 | 183.55 | 183.55
CC | 83465.17 | 96775.28 | 111873.13 | 137804.22 | 164385.31 | 189287.04
CSP | 0 | 0 | 0 | 0 | 0 | 0
CT | 4548.33 | 9979.07 | 15239.09 | 23654.8 | 34328.52 | 43768.78
Coal | 53339.29 | 54102.61 | 53902.32 | 56132.81 | 58572.71 | 68362.74
Geo | 2490.2 | 4565.2 | 8994.2 | 8994.2 | 8994.2 | 8994.2
H | 61475 | 61475 | 61475 | 61475 | 61475 | 61475
LFG | 560.1 | 1847.79 | 2015 | 2369 | 2369 | 2369
Nuc | 14647.3 | 14647.3 | 14647.3 | 14647.3 | 14647.3 | 14647.3
PS | 4734 | 4734 | 4734 | 4734 | 4734 | 4734
PV | 374 | 374 | 374 | 374 | 360 | 360
PeakG | 21316.2 | 21316.2 | 21316.2 | 18856.84 | 17656.2 | 17656.2
PeakO | 883 | 883 | 868 | 683 | 683 | 683
ST | 760 | 1716.88 | 2135.81 | 2350.41 | 2350.41 | 2350.42
STOG | 33396.51 | 33396.51 | 33396.51 | 33396.51 | 33396.51 | 33396.51
STWD | 1658 | 1658 | 1658 | 1658 | 1658 | 1658
WT | 23102.9 | 43648.85 | 43648.85 | 47819.71 | 47819.72 | 47828.45
IGCC | 0 | 0 | 0 | 0 | 0 | 0
DemandResponse | 6355.8 | 12577.18 | 20289.64 | 22353.28 | 24609.22 | 27086.69
IGCC-CCS | 0 | 0 | 0 | 0 | 0 | 0
WT_off | 0 | 0 | 0 | 0 | 0 | 0
PseudoUnit | 0 | 0 | 0 | 0 | 0 | 0
FixedInterchange | 0 | 0 | 0 | 0 | 0 | 0
#6 | Retrofit Capacity (MW)
Retrofit Capacity by Reporting Type: Entergy
ReportingType | 2015 | 2020 | 2025 | 2030 | 2035 | 2040
FGD | 0 | 7356 | 7356 | 7356 | 7356 | 7356
SNCR | 0 | 0 | 0 | 0 | 0 | 0
SCR | 0 | 0 | 0 | 0 | 0 | 0
ACI90 | 0 | 0 | 0 | 0 | 0 | 0
RPJ90 | 0.01 | 7416 | 7416 | 7416 | 7416 | 7416
PCSEQ | 0 | 0 | 0 | 0 | 0 | 0
Retrofit Capacity by Reporting Type: FRCC
ReportingType | 2015 | 2020 | 2025 | 2030 | 2035 | 2040
FGD | 0 | 235 | 235 | 235 | 235 | 235
SNCR | 0 | 0 | 0 | 0 | 0 | 0
SCR | 3796 | 1898 | 1898 | 1898 | 1898 | 1898
ACI90 | 0 | 800.01 | 800.01 | 800.01 | 800.01 | 800.01
RPJ90 | 0.01 | 7100 | 7100 | 7100 | 7100 | 7100
PCSEQ | 0 | 0 | 0 | 0 | 0 | 0
Retrofit Capacity by Reporting Type: MAPP_US
ReportingType | 2015 | 2020 | 2025 | 2030 | 2035 | 2040
FGD | 221 | 471 | 471 | 471 | 471 | 471
SNCR | 0 | 0 | 0 | 0 | 0 | 0
SCR | 0 | 0 | 0 | 0 | 0 | 0
ACI90 | 0 | 1112.44 | 1112.44 | 1112.44 | 1112.44 | 1112.44
RPJ90 | 0 | 1931 | 1931 | 1931 | 1931 | 1931
PCSEQ | 0 | 0 | 0 | 0 | 0 | 0
Retrofit Capacity by Reporting Type: MISO_IN
ReportingType | 2015 | 2020 | 2025 | 2030 | 2035 | 2040
FGD | 0 | 2276.01 | 2276.01 | 2276.01 | 2276.01 | 2276.01
SNCR | 0.01 | 0.01 | 0.01 | 0.01 | 0.01 | 0.01
SCR | 0 | 0 | 0 | 0 | 0 | 0
ACI90 | 0 | 515 | 515 | 515 | 515 | 515
RPJ90 | 0.01 | 12870.81 | 12870.81 | 12870.81 | 12870.81 | 12870.81
PCSEQ | 0 | 0 | 0 | 0 | 0 | 0
Retrofit Capacity by Reporting Type: MISO_MI
ReportingType | 2015 | 2020 | 2025 | 2030 | 2035 | 2040
FGD | 0.01 | 4750.91 | 4750.91 | 4750.91 | 4750.91 | 4750.91
SNCR | 0.01 | 0.01 | 0.01 | 0.01 | 0.01 | 0.01
SCR | 355 | 0.01 | 0.01 | 0.01 | 0.01 | 0.01
ACI90 | 0 | 0 | 0 | 0 | 0 | 0
RPJ90 | 0.01 | 6552.71 | 6552.71 | 6552.71 | 6552.71 | 6552.71
PCSEQ | 0 | 0 | 0 | 0 | 0 | 0
Retrofit Capacity by Reporting Type: MISO_MO-IL
ReportingType | 2015 | 2020 | 2025 | 2030 | 2035 | 2040
FGD | 0.01 | 8057.05 | 8057.05 | 8057.05 | 8057.05 | 8057.05
SNCR | 0.01 | 0.01 | 0.01 | 0.01 | 0.01 | 0.01
SCR | 400 | 200 | 200 | 200 | 200.01 | 200.01
ACI90 | 1184.66 | 1445 | 1445 | 1445 | 1445 | 1445
RPJ90 | 0.01 | 10462.05 | 10462.05 | 10462.05 | 10462.05 | 10462.05
PCSEQ | 0 | 0 | 0 | 0 | 0 | 0
Retrofit Capacity by Reporting Type: MISO_W
ReportingType | 2015 | 2020 | 2025 | 2030 | 2035 | 2040
FGD | 0 | 5555.5 | 5555.5 | 5555.5 | 5555.5 | 5555.5
SNCR | 0.01 | 0.01 | 0.01 | 0.01 | 0.01 | 0.01
SCR | 1225.26 | 612.63 | 612.63 | 612.63 | 612.63 | 612.63
ACI90 | 1803.21 | 4930.83 | 4930.83 | 4930.83 | 4930.83 | 4930.83
RPJ90 | 0 | 6423.98 | 6423.98 | 6423.98 | 6423.98 | 6423.98
PCSEQ | 0 | 0 | 0 | 0 | 0 | 0
Retrofit Capacity by Reporting Type: MISO_WUMS
ReportingType | 2015 | 2020 | 2025 | 2030 | 2035 | 2040
FGD | 1135 | 1620.72 | 1620.72 | 1620.72 | 1620.72 | 1620.72
SNCR | 0 | 0 | 0 | 0 | 0 | 0
SCR | 2778.6 | 1902.6 | 1902.6 | 1902.6 | 1902.6 | 1902.6
ACI90 | 800.32 | 1485.1 | 1485.1 | 1485.1 | 1485.1 | 1485.1
RPJ90 | 0.01 | 2503.62 | 2503.62 | 2503.62 | 2503.62 | 2503.62
PCSEQ | 0 | 0 | 0 | 0 | 0 | 0
Retrofit Capacity by Reporting Type: Nebraska
ReportingType | 2015 | 2020 | 2025 | 2030 | 2035 | 2040
FGD | 0 | 3195.8 | 3195.8 | 3195.8 | 3195.8 | 3195.8
SNCR | 0 | 0 | 0 | 0 | 0 | 0
SCR | 0 | 0 | 0 | 0 | 0 | 0
ACI90 | 1364.4 | 2047.2 | 2047.2 | 2047.2 | 2047.2 | 2047.2
RPJ90 | 0 | 1830.8 | 1830.8 | 1830.8 | 1830.8 | 1830.8
PCSEQ | 0 | 0 | 0 | 0 | 0 | 0
Retrofit Capacity by Reporting Type: NEISO
ReportingType | 2015 | 2020 | 2025 | 2030 | 2035 | 2040
FGD | 320 | 0 | 0 | 0 | 0 | 0
SNCR | 0 | 0 | 0 | 0 | 0 | 0
SCR | 0 | 0 | 0 | 0 | 0 | 0
ACI90 | 0 | 0 | 0 | 0 | 0 | 0
RPJ90 | 0 | 0 | 0 | 0 | 0 | 0
PCSEQ | 0 | 0 | 0 | 0 | 0 | 0
Retrofit Capacity by Reporting Type: NonRTO_Midwest
ReportingType | 2015 | 2020 | 2025 | 2030 | 2035 | 2040
FGD | 1403 | 2344.17 | 2344.17 | 2344.17 | 2344.17 | 2344.17
SNCR | 0.01 | 0.01 | 0.01 | 0.01 | 0.01 | 0.01
SCR | 1463.8 | 731.9 | 731.9 | 731.91 | 731.91 | 731.91
ACI90 | 0 | 1277.9 | 1277.9 | 1277.9 | 1277.9 | 1277.9
RPJ90 | 0.02 | 8780.47 | 8780.47 | 8780.47 | 8780.47 | 8780.47
PCSEQ | 0 | 0 | 0 | 0 | 0 | 0
Retrofit Capacity by Reporting Type: NYISO_A-F
ReportingType | 2015 | 2020 | 2025 | 2030 | 2035 | 2040
FGD | 0 | 0 | 0 | 0 | 0 | 0
SNCR | 0 | 0 | 0 | 0 | 0 | 0
SCR | 0 | 0 | 0 | 0 | 0 | 0
ACI90 | 0 | 0 | 0 | 0 | 0 | 0
RPJ90 | 380 | 0 | 0 | 0 | 0 | 0
PCSEQ | 0 | 0 | 0 | 0 | 0 | 0
Retrofit Capacity by Reporting Type: NYISO_G-I
ReportingType | 2015 | 2020 | 2025 | 2030 | 2035 | 2040
FGD | 0 | 0 | 0 | 0 | 0 | 0
SNCR | 0 | 0 | 0 | 0 | 0 | 0
SCR | 0 | 0 | 0 | 0 | 0 | 0
ACI90 | 0 | 0 | 0 | 0 | 0 | 0
RPJ90 | 0 | 0 | 0 | 0 | 0 | 0
PCSEQ | 0 | 0 | 0 | 0 | 0 | 0
Retrofit Capacity by Reporting Type: NYISO_J-K
ReportingType | 2015 | 2020 | 2025 | 2030 | 2035 | 2040
FGD | 0 | 0 | 0 | 0 | 0 | 0
SNCR | 0 | 0 | 0 | 0 | 0 | 0
SCR | 0 | 0 | 0 | 0 | 0 | 0
ACI90 | 0 | 0 | 0 | 0 | 0 | 0
RPJ90 | 0 | 0 | 0 | 0 | 0 | 0
PCSEQ | 0 | 0 | 0 | 0 | 0 | 0
Retrofit Capacity by Reporting Type: PJM_E
ReportingType | 2015 | 2020 | 2025 | 2030 | 2035 | 2040
FGD | 0 | 0.01 | 0.01 | 0.01 | 0.01 | 0.01
SNCR | 0 | 0 | 0 | 0 | 0 | 0
SCR | 568 | 0 | 0 | 0 | 0 | 0
ACI90 | 432.47 | 481.01 | 481.01 | 481.01 | 481.01 | 481.01
RPJ90 | 0 | 0 | 0 | 0 | 0 | 0
PCSEQ | 0 | 0 | 0 | 0 | 0 | 0
Retrofit Capacity by Reporting Type: PJM_ROM
ReportingType | 2015 | 2020 | 2025 | 2030 | 2035 | 2040
FGD | 0 | 1234.01 | 1234.01 | 1234.01 | 1234.01 | 1234.01
SNCR | 0 | 0 | 0 | 0 | 0 | 0
SCR | 341 | 0 | 0 | 0 | 0 | 0
ACI90 | 1943.3 | 1807 | 1807 | 1807 | 1807 | 1807
RPJ90 | 0.01 | 8053.01 | 8053.01 | 8053.01 | 8053.01 | 8053.01
PCSEQ | 0 | 0 | 0 | 0 | 0 | 0
Retrofit Capacity by Reporting Type: PJM_ROR
ReportingType | 2015 | 2020 | 2025 | 2030 | 2035 | 2040
FGD | 0.02 | 13086.91 | 13086.91 | 13086.91 | 13086.91 | 13086.91
SNCR | 0.04 | 0.02 | 0.02 | 0.03 | 0.03 | 0.03
SCR | 2400.01 | 1200.01 | 1200.01 | 1200.01 | 1200.02 | 1200.02
ACI90 | 0 | 1102.8 | 1102.8 | 1102.8 | 1102.8 | 1102.8
RPJ90 | 0.05 | 43115.42 | 43115.42 | 43115.42 | 43115.42 | 43115.42
PCSEQ | 0 | 0 | 0 | 0 | 0 | 0
Retrofit Capacity by Reporting Type: SOCO
ReportingType | 2015 | 2020 | 2025 | 2030 | 2035 | 2040
FGD | 4088.71 | 6563.25 | 6563.25 | 6563.25 | 6563.25 | 6563.25
SNCR | 0.01 | 0.01 | 0.01 | 0.01 | 0.01 | 0.01
SCR | 3404.71 | 3404.71 | 3404.71 | 3404.71 | 3404.71 | 3404.71
ACI90 | 2517.75 | 3660.7 | 3660.7 | 3660.7 | 3660.7 | 3660.7
RPJ90 | 0.02 | 13138.36 | 13138.36 | 13138.36 | 13138.36 | 13138.36
PCSEQ | 0 | 0 | 0 | 0 | 0 | 0
Retrofit Capacity by Reporting Type: SPP_N
ReportingType | 2015 | 2020 | 2025 | 2030 | 2035 | 2040
FGD | 0 | 2009.6 | 2009.6 | 2009.6 | 2009.6 | 2009.6
SNCR | 0 | 0 | 0 | 0 | 0 | 0
SCR | 0 | 0 | 0 | 0 | 0 | 0
ACI90 | 1302 | 1576 | 1576 | 1576 | 1576 | 1576
RPJ90 | 0 | 5931.6 | 5931.6 | 5931.6 | 5931.6 | 5931.6
PCSEQ | 0 | 0 | 0 | 0 | 0 | 0
Retrofit Capacity by Reporting Type: SPP_S
ReportingType | 2015 | 2020 | 2025 | 2030 | 2035 | 2040
FGD | 0.01 | 8147.81 | 8147.81 | 8147.81 | 8147.81 | 8147.81
SNCR | 0.01 | 0.01 | 0.01 | 0.01 | 0.01 | 0.01
SCR | 0 | 0 | 0 | 0 | 0 | 0.01
ACI90 | 0.01 | 2369 | 2369 | 2369 | 2369 | 2369
RPJ90 | 0.01 | 9184.94 | 9184.94 | 9184.94 | 9184.94 | 9184.94
PCSEQ | 0 | 0 | 0 | 0 | 0 | 0
Retrofit Capacity by Reporting Type: TVA
ReportingType | 2015 | 2020 | 2025 | 2030 | 2035 | 2040
FGD | 0 | 4090.02 | 4090.02 | 4090.02 | 4090.02 | 4090.02
SNCR | 0 | 0 | 0 | 0 | 0 | 0
SCR | 0 | 0 | 0 | 0 | 0 | 0
ACI90 | 0 | 440 | 440 | 440 | 440 | 440
RPJ90 | 0.01 | 10701.02 | 10701.02 | 10701.02 | 10701.02 | 10701.02
PCSEQ | 0 | 0 | 0 | 0 | 0 | 0
Retrofit Capacity by Reporting Type: TVA_Transmission
ReportingType | 2015 | 2020 | 2025 | 2030 | 2035 | 2040
FGD | 0 | 0 | 0 | 0 | 0 | 0
SNCR | 0 | 0 | 0 | 0 | 0 | 0
SCR | 0 | 0 | 0 | 0 | 0 | 0
ACI90 | 0 | 0 | 0 | 0 | 0 | 0
RPJ90 | 0 | 0 | 0 | 0 | 0 | 0
PCSEQ | 0 | 0 | 0 | 0 | 0 | 0
Retrofit Capacity by Reporting Type: VACAR
ReportingType | 2015 | 2020 | 2025 | 2030 | 2035 | 2040
FGD | 0 | 0.01 | 0.01 | 0.01 | 0.01 | 0.01
SNCR | 0 | 0 | 0 | 0 | 0 | 0
SCR | 0 | 0 | 0 | 0 | 0 | 0
ACI90 | 0 | 1120 | 1120 | 1120 | 1120 | 1120
RPJ90 | 0.01 | 13018.47 | 13018.46 | 13018.47 | 13018.47 | 13018.47
PCSEQ | 0 | 0 | 0 | 0 | 0 | 0
Retrofit Capacity by Reporting Type: IESO
ReportingType | 2015 | 2020 | 2025 | 2030 | 2035 | 2040
FGD | 0 | 0 | 0 | 0 | 0 | 0
SNCR | 0 | 0 | 0 | 0 | 0 | 0
SCR | 0 | 0 | 0 | 0 | 0 | 0
ACI90 | 0 | 0 | 0 | 0 | 0 | 0
RPJ90 | 0 | 0 | 0 | 0 | 0 | 0
PCSEQ | 0 | 0 | 0 | 0 | 0 | 0
Retrofit Capacity by Reporting Type: MAPP_CA
ReportingType | 2015 | 2020 | 2025 | 2030 | 2035 | 2040
FGD | 0 | 0 | 0 | 0 | 0 | 0
SNCR | 0 | 0 | 0 | 0 | 0 | 0
SCR | 0 | 0 | 0 | 0 | 0 | 0
ACI90 | 0 | 0 | 0 | 0 | 0 | 0
RPJ90 | 0 | 0 | 0 | 0 | 0 | 0
PCSEQ | 0 | 0 | 0 | 0 | 0 | 0
Retrofit Capacity by Reporting Type: AZ_NM_SNV_Coal
ReportingType | 2015 | 2020 | 2025 | 2030 | 2035 | 2040
FGD | 384 | 540 | 540 | 540 | 540 | 540
SNCR | 0 | 0 | 0 | 0 | 0.01 | 0.01
SCR | 800 | 400 | 400 | 400 | 400 | 400
ACI90 | 3286.01 | 5677 | 5677 | 5677 | 5677 | 5677
RPJ90 | 0 | 4789 | 4789 | 4789 | 4789 | 4789
PCSEQ | 0 | 0 | 0 | 0 | 0 | 0
Retrofit Capacity by Reporting Type: AZ_NM_SNV_Gas
ReportingType | 2015 | 2020 | 2025 | 2030 | 2035 | 2040
FGD | 0 | 0 | 0 | 0 | 0 | 0
SNCR | 0 | 0 | 0 | 0 | 0 | 0
SCR | 0 | 0 | 0 | 0 | 0 | 0
ACI90 | 0 | 0 | 0 | 0 | 0 | 0
RPJ90 | 0 | 0 | 0 | 0 | 0 | 0
PCSEQ | 0 | 0 | 0 | 0 | 0 | 0
Retrofit Capacity by Reporting Type: AZ_NM_SNV_NucRenew
ReportingType | 2015 | 2020 | 2025 | 2030 | 2035 | 2040
FGD | 0 | 0 | 0 | 0 | 0 | 0
SNCR | 0 | 0 | 0 | 0 | 0 | 0
SCR | 0 | 0 | 0 | 0 | 0 | 0
ACI90 | 0 | 0 | 0 | 0 | 0 | 0
RPJ90 | 0 | 0 | 0 | 0 | 0 | 0
PCSEQ | 0 | 0 | 0 | 0 | 0 | 0
Retrofit Capacity by Reporting Type: ERCOT
ReportingType | 2015 | 2020 | 2025 | 2030 | 2035 | 2040
FGD | 0 | 4493.01 | 4493.01 | 4493.01 | 4493.01 | 4493
SNCR | 0.01 | 0 | 0 | 0.01 | 0.01 | 0.01
SCR | 4370 | 2185 | 2185 | 2185 | 2185 | 2185
ACI90 | 5916.01 | 7848.01 | 7848.01 | 7848.01 | 7848.01 | 7848.01
RPJ90 | 0 | 6749.9 | 6749.9 | 6749.9 | 6749.9 | 6749.9
PCSEQ | 0 | 0 | 0 | 0 | 0 | 0
Retrofit Capacity by Reporting Type: NP15
ReportingType | 2015 | 2020 | 2025 | 2030 | 2035 | 2040
FGD | 0 | 0 | 0 | 0 | 0 | 0
SNCR | 0 | 0 | 0 | 0 | 0 | 0
SCR | 0 | 0 | 0 | 0 | 0 | 0
ACI90 | 0 | 0 | 0 | 0 | 0 | 0
RPJ90 | 0 | 0 | 0 | 0 | 0 | 0
PCSEQ | 0 | 0 | 0 | 0 | 0 | 0
Retrofit Capacity by Reporting Type: NWPP_Coal
ReportingType | 2015 | 2020 | 2025 | 2030 | 2035 | 2040
FGD | 0 | 1601.2 | 1601.2 | 1601.2 | 1601.2 | 1601.2
SNCR | 0 | 0 | 0 | 0.01 | 0.01 | 0.01
SCR | 0 | 0 | 0 | 0 | 0 | 0
ACI90 | 453.61 | 4466.8 | 4466.8 | 4466.8 | 4466.8 | 4466.8
RPJ90 | 0.01 | 7943.05 | 7943.05 | 7943.05 | 7943.05 | 7943.05
PCSEQ | 0 | 0 | 0 | 0 | 0 | 0
Retrofit Capacity by Reporting Type: NWPP_Gas
ReportingType | 2015 | 2020 | 2025 | 2030 | 2035 | 2040
FGD | 0 | 0 | 0 | 0 | 0 | 0
SNCR | 0 | 0 | 0 | 0 | 0 | 0
SCR | 0 | 0 | 0 | 0 | 0 | 0
ACI90 | 0 | 0 | 0 | 0 | 0 | 0
RPJ90 | 0 | 0 | 0 | 0 | 0 | 0
PCSEQ | 0 | 0 | 0 | 0 | 0 | 0
Retrofit Capacity by Reporting Type: NWPP_NucRenew
ReportingType | 2015 | 2020 | 2025 | 2030 | 2035 | 2040
FGD | 0 | 0 | 0 | 0 | 0 | 0
SNCR | 0 | 0 | 0 | 0 | 0 | 0
SCR | 0 | 0 | 0 | 0 | 0 | 0
ACI90 | 0 | 0 | 0 | 0 | 0 | 0
RPJ90 | 0 | 0 | 0 | 0 | 0 | 0
PCSEQ | 0 | 0 | 0 | 0 | 0 | 0
Retrofit Capacity by Reporting Type: RMPA
ReportingType | 2015 | 2020 | 2025 | 2030 | 2035 | 2040
FGD | 0 | 1282 | 1282 | 1282 | 1282 | 1282
SNCR | 0 | 0 | 0 | 0 | 0 | 0.01
SCR | 1554.6 | 777.3 | 777.3 | 777.3 | 777.3 | 777.3
ACI90 | 1320.01 | 4563.3 | 4211.3 | 4211.3 | 4211.3 | 4211.3
RPJ90 | 0 | 2351.5 | 2351.5 | 2351.5 | 2351.5 | 2351.5
PCSEQ | 0 | 0 | 0 | 0 | 0 | 0
Retrofit Capacity by Reporting Type: SP15
ReportingType | 2015 | 2020 | 2025 | 2030 | 2035 | 2040
FGD | 0 | 0 | 0 | 0 | 0 | 0
SNCR | 0 | 0 | 0 | 0 | 0 | 0
SCR | 0 | 0 | 0 | 0 | 0 | 0
ACI90 | 0 | 0 | 0 | 0 | 0 | 0
RPJ90 | 0 | 101.2 | 101.2 | 101.2 | 101.2 | 101.2
PCSEQ | 0 | 0 | 0 | 0 | 0 | 0
Retrofit Capacity by Reporting Type: ALB
ReportingType | 2015 | 2020 | 2025 | 2030 | 2035 | 2040
FGD | 0 | 0 | 0 | 0 | 0 | 0
SNCR | 0 | 0 | 0 | 0 | 0 | 0
SCR | 0 | 0 | 0 | 0 | 0 | 0
ACI90 | 0 | 0 | 0 | 0 | 0 | 0
RPJ90 | 0 | 0 | 0 | 0 | 0 | 0
PCSEQ | 0 | 0 | 0 | 0 | 0 | 0
Retrofit Capacity by Reporting Type: BC
ReportingType | 2015 | 2020 | 2025 | 2030 | 2035 | 2040
FGD | 0 | 0 | 0 | 0 | 0 | 0
SNCR | 0 | 0 | 0 | 0 | 0 | 0
SCR | 0 | 0 | 0 | 0 | 0 | 0
ACI90 | 0 | 0 | 0 | 0 | 0 | 0
RPJ90 | 0 | 0 | 0 | 0 | 0 | 0
PCSEQ | 0 | 0 | 0 | 0 | 0 | 0
Retrofit Capacity by Reporting Type: HQ_IESO
ReportingType | 2015 | 2020 | 2025 | 2030 | 2035 | 2040
FGD | 0 | 0 | 0 | 0 | 0 | 0
SNCR | 0 | 0 | 0 | 0 | 0 | 0
SCR | 0 | 0 | 0 | 0 | 0 | 0
ACI90 | 0 | 0 | 0 | 0 | 0 | 0
RPJ90 | 0 | 0 | 0 | 0 | 0 | 0
PCSEQ | 0 | 0 | 0 | 0 | 0 | 0
Retrofit Capacity by Reporting Type: HQ_NEISO
ReportingType | 2015 | 2020 | 2025 | 2030 | 2035 | 2040
FGD | 0 | 0 | 0 | 0 | 0 | 0
SNCR | 0 | 0 | 0 | 0 | 0 | 0
SCR | 0 | 0 | 0 | 0 | 0 | 0
ACI90 | 0 | 0 | 0 | 0 | 0 | 0
RPJ90 | 0 | 0 | 0 | 0 | 0 | 0
PCSEQ | 0 | 0 | 0 | 0 | 0 | 0
Retrofit Capacity by Reporting Type: HQ_NY
ReportingType | 2015 | 2020 | 2025 | 2030 | 2035 | 2040
FGD | 0 | 0 | 0 | 0 | 0 | 0
SNCR | 0 | 0 | 0 | 0 | 0 | 0
SCR | 0 | 0 | 0 | 0 | 0 | 0
ACI90 | 0 | 0 | 0 | 0 | 0 | 0
RPJ90 | 0 | 0 | 0 | 0 | 0 | 0
PCSEQ | 0 | 0 | 0 | 0 | 0 | 0
Retrofit Capacity by Reporting Type: MARITIMES
ReportingType | 2015 | 2020 | 2025 | 2030 | 2035 | 2040
FGD | 0 | 0 | 0 | 0 | 0 | 0
SNCR | 0 | 0 | 0 | 0 | 0 | 0
SCR | 0 | 0 | 0 | 0 | 0 | 0
ACI90 | 0 | 0 | 0 | 0 | 0 | 0
RPJ90 | 0 | 0 | 0 | 0 | 0 | 0
PCSEQ | 0 | 0 | 0 | 0 | 0 | 0
Retrofit Capacity by Reporting Type: All
ReportingType | 2015 | 2020 | 2025 | 2030 | 2035 | 2040
FGD | 7551.78 | 78909.99 | 78909.98 | 78909.98 | 78909.98 | 78909.98
SNCR | 0.14 | 0.1 | 0.11 | 0.12 | 0.13 | 0.15
SCR | 23457.01 | 13312.2 | 13312.2 | 13312.21 | 13312.22 | 13312.24
ACI90 | 22323.78 | 48725.09 | 48373.09 | 48373.09 | 48373.09 | 48373.09
RPJ90 | 380.21 | 190948.94 | 190948.94 | 190948.94 | 190948.94 | 190948.94
PCSEQ | 0 | 0 | 0 | 0 | 0 | 0
Retrofit Capacity by Reporting Type: EI_US
ReportingType | 2015 | 2020 | 2025 | 2030 | 2035 | 2040
FGD | 7167.77 | 70993.78 | 70993.77 | 70993.77 | 70993.77 | 70993.77
SNCR | 0.12 | 0.09 | 0.09 | 0.1 | 0.11 | 0.12
SCR | 16732.41 | 9949.89 | 9949.89 | 9949.9 | 9949.91 | 9949.92
ACI90 | 11348.15 | 26169.99 | 26169.99 | 26169.99 | 26169.99 | 26169.99
RPJ90 | 380.2 | 169014.28 | 169014.28 | 169014.28 | 169014.28 | 169014.28
PCSEQ | 0 | 0 | 0 | 0 | 0 | 0
Retrofit Capacity by Reporting Type: EI_Canada
ReportingType | 2015 | 2020 | 2025 | 2030 | 2035 | 2040
FGD | 0 | 0 | 0 | 0 | 0 | 0
SNCR | 0 | 0 | 0 | 0 | 0 | 0
SCR | 0 | 0 | 0 | 0 | 0 | 0
ACI90 | 0 | 0 | 0 | 0 | 0 | 0
RPJ90 | 0 | 0 | 0 | 0 | 0 | 0
PCSEQ | 0 | 0 | 0 | 0 | 0 | 0
Retrofit Capacity by Reporting Type: EI
ReportingType | 2015 | 2020 | 2025 | 2030 | 2035 | 2040
FGD | 7167.77 | 70993.78 | 70993.77 | 70993.77 | 70993.77 | 70993.77
SNCR | 0.12 | 0.09 | 0.09 | 0.1 | 0.11 | 0.12
SCR | 16732.41 | 9949.89 | 9949.89 | 9949.9 | 9949.91 | 9949.92
ACI90 | 11348.15 | 26169.99 | 26169.99 | 26169.99 | 26169.99 | 26169.99
RPJ90 | 380.2 | 169014.28 | 169014.28 | 169014.28 | 169014.28 | 169014.28
PCSEQ | 0 | 0 | 0 | 0 | 0 | 0
Retrofit Capacity by Reporting Type: Outside_EI
ReportingType | 2015 | 2020 | 2025 | 2030 | 2035 | 2040
FGD | 384.01 | 7916.21 | 7916.21 | 7916.21 | 7916.21 | 7916.21
SNCR | 0.01 | 0.01 | 0.02 | 0.02 | 0.02 | 0.03
SCR | 6724.6 | 3362.31 | 3362.31 | 3362.31 | 3362.31 | 3362.31
ACI90 | 10975.64 | 22555.1 | 22203.1 | 22203.1 | 22203.1 | 22203.11
RPJ90 | 0.01 | 21934.66 | 21934.66 | 21934.66 | 21934.66 | 21934.66
PCSEQ | 0 | 0 | 0 | 0 | 0 | 0
#7 | Reserve Margin (MW)
Reserve Margin Data: ALB
| 2015 | 2020 | 2025 | 2030 | 2035 | 2040
a. Peak Demand | 10296.01 | 11604.08 | 13078.35 | 14739.91 | 16612.57 | 18723.15
b. Peak Demand + Reserve Margin | 12149.29 | 13692.82 | 15432.45 | 17393.1 | 19602.84 | 22093.32
c. DR MW | 109.43 | 394.9 | 759.6 | 856.11 | 964.87 | 1087.46
d. Capacity Credit | 12255.9 | 13699.76 | 15432.45 | 17393.1 | 19602.84 | 22093.32
Reserve Margin Data: BC
| 2015 | 2020 | 2025 | 2030 | 2035 | 2040
a. Peak Demand | 12588.36 | 13878.66 | 15301.23 | 16869.6 | 18598.73 | 20505.1
b. Peak Demand + Reserve Margin | 14854.26 | 16376.82 | 18055.45 | 19906.13 | 21946.5 | 24196.01
c. DR MW | 0.01 | 289.48 | 638.31 | 703.74 | 775.87 | 855.4
d. Capacity Credit | 14854.26 | 16376.82 | 18055.45 | 19906.13 | 21946.5 | 24196.01
Reserve Margin Data: ENT
| 2015 | 2020 | 2025 | 2030 | 2035 | 2040
a. Peak Demand | 32636.68 | 36328.53 | 39204.25 | 42307.6 | 45656.61 | 49270.73
b. Peak Demand + Reserve Margin | 37205.82 | 41414.53 | 44692.84 | 48230.67 | 52048.54 | 56168.63
c. DR MW | 313.8 | 1683.13 | 3280.98 | 3540.7 | 3820.98 | 4123.44
d. Capacity Credit | 37205.84 | 41414.51 | 44692.84 | 48230.67 | 52048.54 | 56168.68
Reserve Margin Data: ERCOT
| 2015 | 2020 | 2025 | 2030 | 2035 | 2040
a. Peak Demand | 73128.45 | 82644.98 | 89905.59 | 97387.42 | 105744.64 | 114799.23
b. Peak Demand + Reserve Margin | 82269.5 | 92975.6 | 101143.79 | 109560.84 | 118962.72 | 129149.13
c. DR MW | 770.89 | 3956.66 | 7724.81 | 8367.66 | 9085.72 | 9863.71
d. Capacity Credit | 82269.54 | 92975.6 | 101143.79 | 109560.84 | 118962.71 | 129149.24
Reserve Margin Data: FRCC
| 2015 | 2020 | 2025 | 2030 | 2035 | 2040
a. Peak Demand | 51547.78 | 59004.6 | 65955.86 | 73726.05 | 82411.63 | 92120.45
b. Peak Demand + Reserve Margin | 59795.42 | 68445.33 | 76508.8 | 85522.22 | 95597.49 | 106859.73
c. DR MW | 2845.48 | 4334.11 | 6353.86 | 7102.41 | 7939.13 | 8874.43
d. Capacity Credit | 59795.42 | 68445.34 | 76508.8 | 85522.22 | 95597.49 | 106859.8
Reserve Margin Data: IESO
| 2015 | 2020 | 2025 | 2030 | 2035 | 2040
a. Peak Demand | 24217.98 | 25181.86 | 27378.57 | 29766.9 | 32363.58 | 35186.77
b. Peak Demand + Reserve Margin | 28335.03 | 29462.78 | 32032.92 | 34827.27 | 37865.39 | 41168.52
c. DR MW | 2038.33 | 2260.47 | 2690.39 | 2925.08 | 3180.25 | 3457.67
d. Capacity Credit | 33489.54 | 33711.68 | 34141.6 | 34827.27 | 37865.39 | 41168.52
Reserve Margin Data: MAPP_CA
| 2015 | 2020 | 2025 | 2030 | 2035 | 2040
a. Peak Demand | 9010.59 | 10183.13 | 11126.53 | 12157.34 | 13283.64 | 14514.29
b. Peak Demand + Reserve Margin | 10091.86 | 11405.11 | 12461.72 | 13616.22 | 14877.68 | 16256.01
c. DR MW | 93.13 | 337.01 | 628.45 | 686.68 | 750.29 | 819.8
d. Capacity Credit | 10091.86 | 11405.11 | 12461.72 | 13616.22 | 14877.68 | 16256.01
Reserve Margin Data: MAPP_US
| 2015 | 2020 | 2025 | 2030 | 2035 | 2040
a. Peak Demand | 5884.28 | 6528.04 | 7132.83 | 7793.64 | 8515.67 | 9304.6
b. Peak Demand + Reserve Margin | 6708.08 | 7441.97 | 8131.42 | 8884.75 | 9707.87 | 10607.24
c. DR MW | 61.39 | 218.08 | 406.68 | 444.36 | 485.52 | 530.5
d. Capacity Credit | 7237.98 | 7516.5 | 8131.42 | 8884.75 | 9707.87 | 10607.28
Reserve Margin Data: NEISO
| 2015 | 2020 | 2025 | 2030 | 2035 | 2040
a. Peak Demand | 29149.4 | 31055.15 | 32808.86 | 34703.55 | 36685.46 | 38780.56
b. Peak Demand + Reserve Margin | 33813.3 | 36023.97 | 38058.27 | 40256.11 | 42555.13 | 44985.45
c. DR MW | 3217.96 | 3967.58 | 4863.03 | 5143.87 | 5437.63 | 5748.18
d. Capacity Credit | 35099.56 | 36200.37 | 38058.27 | 40256.11 | 42555.14 | 44985.45
Reserve Margin Data: NonRTO_Midwest
| 2015 | 2020 | 2025 | 2030 | 2035 | 2040
a. Peak Demand | 12072.67 | 13644.37 | 14695.17 | 15826.9 | 17045.78 | 18358.53
b. Peak Demand + Reserve Margin | 13762.85 | 15554.59 | 16752.5 | 18042.66 | 19432.19 | 20928.73
c. DR MW | 201.86 | 495.85 | 836.68 | 901.12 | 970.52 | 1045.26
d. Capacity Credit | 13762.77 | 15554.58 | 16752.49 | 18042.66 | 19432.18 | 20928.73
Reserve Margin Data: NYISO_J-K
| 2015 | 2020 | 2025 | 2030 | 2035 | 2040
a. Peak Demand | 16346.28 | 18350.35 | 20150.07 | 22126.3 | 24296.35 | 26679.23
b. Peak Demand + Reserve Margin | 15038.58 | 16882.32 | 18538.07 | 20356.2 | 22352.64 | 24544.89
c. DR MW | 1372.63 | 1643.44 | 1975.51 | 2169.26 | 2382.01 | 2615.63
d. Capacity Credit | 18085.73 | 18768.48 | 20171.92 | 22486.51 | 25273.22 | 28602.15
Reserve Margin Data: PJM_E
| 2015 | 2020 | 2025 | 2030 | 2035 | 2040
a. Peak Demand | 31814.39 | 31379.7 | 34100.12 | 37056.39 | 40268.96 | 43760.03
b. Peak Demand + Reserve Margin | 31114.47 | 30689.34 | 33349.92 | 36241.15 | 39383.04 | 42797.31
c. DR MW | 1307.75 | 1879.13 | 2745.66 | 2983.69 | 3242.36 | 3523.45
d. Capacity Credit | 33788.69 | 33310.47 | 34507 | 37179.94 | 39383.03 | 42797.3
Reserve Margin Data: RMPA
| 2015 | 2020 | 2025 | 2030 | 2035 | 2040
a. Peak Demand | 13663.65 | 15472.85 | 17318.66 | 19387.35 | 21700.48 | 24290.45
b. Peak Demand + Reserve Margin | 15576.56 | 17639.05 | 19743.27 | 22101.58 | 24738.54 | 27691.11
c. DR MW | 505.79 | 681.25 | 924.75 | 1035.21 | 1158.72 | 1297.01
d. Capacity Credit | 16003.8 | 17639.05 | 19743.27 | 22101.58 | 24738.54 | 27691.11
Reserve Margin Data: SOCO
| 2015 | 2020 | 2025 | 2030 | 2035 | 2040
a. Peak Demand | 55614.11 | 63897.69 | 69921.4 | 76512.97 | 83725.94 | 91618.87
b. Peak Demand + Reserve Margin | 63400.09 | 72843.37 | 79710.4 | 87224.79 | 95447.57 | 104445.52
c. DR MW | 2674.86 | 5221.22 | 8293.98 | 9075.87 | 9931.46 | 10867.71
d. Capacity Credit | 63758.97 | 72843.34 | 79710.4 | 87224.78 | 95447.14 | 104446.03
Reserve Margin Data: TVA
| 2015 | 2020 | 2025 | 2030 | 2035 | 2040
a. Peak Demand | 36430.71 | 41786.29 | 45004.39 | 48470.33 | 52203.19 | 56223.54
b. Peak Demand + Reserve Margin | 41895.32 | 48054.23 | 51755.05 | 55740.88 | 60033.67 | 64657.07
c. DR MW | 1878.29 | 2795.4 | 3859.81 | 4157.07 | 4477.22 | 4822.03
d. Capacity Credit | 41895.3 | 48054.24 | 51755.03 | 55740.78 | 60033.69 | 64656.91
Reserve Margin Data: VACAR
| 2015 | 2020 | 2025 | 2030 | 2035 | 2040
a. Peak Demand | 51506.78 | 58340.65 | 64316.87 | 70905.26 | 78168.54 | 86175.86
b. Peak Demand + Reserve Margin | 58717.73 | 66508.35 | 73321.23 | 80832 | 89112.14 | 98240.48
c. DR MW | 2434.26 | 4230.61 | 6496.28 | 7161.73 | 7895.36 | 8704.13
d. Capacity Credit | 58717.76 | 66508.34 | 73321.22 | 80831.99 | 89111.94 | 98240.76
Reserve Margin Data: AZ_NM_SNV
| 2015 | 2020 | 2025 | 2030 | 2035 | 2040
a. Peak Demand | 30375.36 | 35239.46 | 39523.33 | 44372.33 | 49733.14 | 55785.09
b. Peak Demand + Reserve Margin | 35144.29 | 40772.06 | 45728.49 | 51338.78 | 57541.25 | 64543.35
c. DR MW | 348.13 | 1177.58 | 2216.56 | 2488.51 | 2789.15 | 3128.56
d. Capacity Credit | 35144.3 | 40772.05 | 45728.49 | 51338.7 | 57541.23 | 66332.29
Reserve Margin Data: CA
| 2015 | 2020 | 2025 | 2030 | 2035 | 2040
a. Peak Demand | 65046.36 | 72737.14 | 79821.61 | 88668.33 | 98037.16 | 108293.47
b. Peak Demand + Reserve Margin | 75844.05 | 84811.5 | 93072 | 103387.28 | 114311.33 | 126270.18
c. DR MW | 4621.54 | 5034.64 | 5739.62 | 6375.75 | 7049.42 | 7786.91
d. Capacity Credit | 75844.07 | 84811.51 | 93072 | 103387.28 | 114311.31 | 126270.21
Reserve Margin Data: MISO
| 2015 | 2020 | 2025 | 2030 | 2035 | 2040
a. Peak Demand | 102853.79 | 113363.63 | 123629.51 | 134827.12 | 147041.2 | 160364.23
b. Peak Demand + Reserve Margin | 120750.35 | 133088.91 | 145141.05 | 158287.04 | 172626.37 | 188267.6
c. DR MW | 6269.41 | 8878.31 | 12263.97 | 13385.36 | 14609.47 | 15945.72
d. Capacity Credit | 120750.35 | 133088.9 | 145141.04 | 158287.04 | 172626.36 | 188268.06
Reserve Margin Data: NWPP
| 2015 | 2020 | 2025 | 2030 | 2035 | 2040
a. Peak Demand | 45539.94 | 49988 | 54798.41 | 60559.58 | 66771.68 | 73536.2
b. Peak Demand + Reserve Margin | 53737.13 | 58985.84 | 64662.12 | 71460.3 | 78790.58 | 86772.71
c. DR MW | 0.01 | 1042.66 | 2285.99 | 2526.32 | 2785.47 | 3067.66
d. Capacity Credit | 56307.33 | 58985.83 | 64662.11 | 71460.42 | 78790.71 | 86772.47
Reserve Margin Data: NYISO
| 2015 | 2020 | 2025 | 2030 | 2035 | 2040
a. Peak Demand | 31796.46 | 35428.41 | 38646.95 | 42161 | 45997.98 | 50187.83
b. Peak Demand + Reserve Margin | 37042.88 | 41274.1 | 45023.69 | 49117.57 | 53587.65 | 58468.82
c. DR MW | 2670.01 | 3172.93 | 3788.94 | 4133.46 | 4509.63 | 4920.4
d. Capacity Credit | 39733.96 | 41274.1 | 45023.69 | 49117.57 | 53587.64 | 58468.85
Reserve Margin Data: NYISO_G-I_J-K
| 2015 | 2020 | 2025 | 2030 | 2035 | 2040
a. Peak Demand | 20554.22 | 22994.81 | 25242.46 | 27709.82 | 30418.37 | 33391.68
b. Peak Demand + Reserve Margin | 19526.51 | 21845.07 | 23980.34 | 26324.33 | 28897.45 | 31722.09
c. DR MW | 1725.98 | 2059.39 | 2474.77 | 2716.66 | 2982.21 | 3273.71
d. Capacity Credit | 23102.51 | 24366.68 | 27666.5 | 31959.06 | 36676.45 | 40910
Reserve Margin Data: PJM
| 2015 | 2020 | 2025 | 2030 | 2035 | 2040
a. Peak Demand | 163661.8 | 169557.27 | 183907.18 | 199471.96 | 216354.49 | 234666.37
b. Peak Demand + Reserve Margin | 188702.06 | 195499.53 | 212044.98 | 229991.17 | 249456.73 | 270570.33
c. DR MW | 7168.4 | 11798.81 | 17849.15 | 19360.25 | 20999.33 | 22777.22
d. Capacity Credit | 188702.12 | 195499.59 | 212044.83 | 229991.16 | 249456.69 | 270570.41
Reserve Margin Data: SPP
| 2015 | 2020 | 2025 | 2030 | 2035 | 2040
a. Peak Demand | 59313.23 | 66714.54 | 72741.03 | 79314.82 | 86485.89 | 94308.81
b. Peak Demand + Reserve Margin | 67379.83 | 75787.72 | 82633.81 | 90101.64 | 98247.97 | 107134.8
c. DR MW | 1178.19 | 3752.42 | 6794.96 | 7405.13 | 8070.36 | 8795.64
d. Capacity Credit | 67379.84 | 75787.72 | 82633.81 | 90101.63 | 98247.92 | 107134.8

## Transmission
$/MW
[8 empty] | Transfer |  | $/MWh | $/MWh | Wheel+ | $/MWh
Year | Line | From | To | EI Internal/External | Season | Block | Duration | Limit | MW flow | From price | To price | Friction | Shadow Price
2015 | ENT_2_MISO_MO-IL | ENT | MISO_MO-IL | Internal | Shoulder | B11 | 25 | 2260 | 0 | 53.49 | 47.68 | 8 | 0
2015 | ENT_2_MISO_MO-IL | ENT | MISO_MO-IL | Internal | Shoulder | B12 | 200 | 2260 | 0 | 38.05 | 40.4 | 8 | 0
2015 | ENT_2_MISO_MO-IL | ENT | MISO_MO-IL | Internal | Shoulder | B13 | 600 | 2260 | 0 | 38.05 | 37.73 | 8 | 0
2015 | ENT_2_MISO_MO-IL | ENT | MISO_MO-IL | Internal | Shoulder | B14 | 900 | 2260 | 0 | 37.77 | 35.86 | 8 | 0
2015 | ENT_2_MISO_MO-IL | ENT | MISO_MO-IL | Internal | Shoulder | B15 | 1203 | 2260 | 0 | 37.18 | 33.42 | 8 | 0
2015 | ENT_2_MISO_MO-IL | ENT | MISO_MO-IL | Internal | Summer | B1 | 10 | 2260 | 0 | 58.15 | 58.15 | 8 | 0
2015 | ENT_2_MISO_MO-IL | ENT | MISO_MO-IL | Internal | Summer | B2 | 25 | 2260 | 0 | 56.92 | 56.45 | 8 | 0
2015 | ENT_2_MISO_MO-IL | ENT | MISO_MO-IL | Internal | Summer | B3 | 75 | 2260 | 0 | 56.92 | 56.4 | 8 | 0
2015 | ENT_2_MISO_MO-IL | ENT | MISO_MO-IL | Internal | Summer | B4 | 100 | 2260 | 0 | 55.82 | 53.19 | 8 | 0
2015 | ENT_2_MISO_MO-IL | ENT | MISO_MO-IL | Internal | Summer | B5 | 200 | 2260 | 0 | 51.84 | 45.81 | 8 | 0
2015 | ENT_2_MISO_MO-IL | ENT | MISO_MO-IL | Internal | Summer | B6 | 300 | 2260 | 0 | 47.85 | 40.87 | 8 | 0
2015 | ENT_2_MISO_MO-IL | ENT | MISO_MO-IL | Internal | Summer | B7 | 400 | 2260 | 0 | 43.31 | 36.3 | 8 | 0
2015 | ENT_2_MISO_MO-IL | ENT | MISO_MO-IL | Internal | Summer | B8 | 500 | 2260 | 0 | 36.89 | 34.27 | 8 | 0
2015 | ENT_2_MISO_MO-IL | ENT | MISO_MO-IL | Internal | Summer | B9 | 800 | 2260 | 0 | 36.63 | 32.92 | 8 | 0
2015 | ENT_2_MISO_MO-IL | ENT | MISO_MO-IL | Internal | Summer | B10 | 1262 | 2260 | 0 | 35.44 | 31.66 | 8 | 0
2015 | ENT_2_MISO_MO-IL | ENT | MISO_MO-IL | Internal | Winter | B16 | 25 | 2260 | 0 | 53.36 | 47.27 | 8 | 0
2015 | ENT_2_MISO_MO-IL | ENT | MISO_MO-IL | Internal | Winter | B17 | 100 | 2260 | 0 | 40.38 | 41.6 | 8 | 0
2015 | ENT_2_MISO_MO-IL | ENT | MISO_MO-IL | Internal | Winter | B18 | 400 | 2260 | 0 | 40.32 | 37.73 | 8 | 0
2015 | ENT_2_MISO_MO-IL | ENT | MISO_MO-IL | Internal | Winter | B19 | 700 | 2260 | 0 | 40.1 | 36.16 | 8 | 0
2015 | ENT_2_MISO_MO-IL | ENT | MISO_MO-IL | Internal | Winter | B20 | 935 | 2260 | 0 | 38.79 | 33.43 | 8 | 0
2015 | ENT_2_SOCO | ENT | SOCO | Internal | Shoulder | B11 | 25 | 2000 | 0.02 | 53.49 | 61.24 | 8 | 0
2015 | ENT_2_SOCO | ENT | SOCO | Internal | Shoulder | B12 | 200 | 2000 | 0 | 38.05 | 44.72 | 8 | 0
2015 | ENT_2_SOCO | ENT | SOCO | Internal | Shoulder | B13 | 600 | 2000 | 0 | 38.05 | 40.4 | 8 | 0
2015 | ENT_2_SOCO | ENT | SOCO | Internal | Shoulder | B14 | 900 | 2000 | 0 | 37.77 | 40.4 | 8 | 0
2015 | ENT_2_SOCO | ENT | SOCO | Internal | Shoulder | B15 | 1203 | 2000 | 0 | 37.18 | 39.02 | 8 | 0
2015 | ENT_2_SOCO | ENT | SOCO | Internal | Summer | B1 | 10 | 2000 | 471.22 | 58.15 | 66.15 | 8 | 0
2015 | ENT_2_SOCO | ENT | SOCO | Internal | Summer | B2 | 25 | 2000 | 947.39 | 56.92 | 64.92 | 8 | 0
2015 | ENT_2_SOCO | ENT | SOCO | Internal | Summer | B3 | 75 | 2000 | 1952.27 | 56.92 | 64.92 | 8 | 0
2015 | ENT_2_SOCO | ENT | SOCO | Internal | Summer | B4 | 100 | 2000 | 2000 | 55.82 | 64.92 | 8 | 1.09
2015 | ENT_2_SOCO | ENT | SOCO | Internal | Summer | B5 | 200 | 2000 | 2000 | 51.84 | 61.81 | 8 | 1.97
2015 | ENT_2_SOCO | ENT | SOCO | Internal | Summer | B6 | 300 | 2000 | 151.79 | 47.85 | 55.85 | 8 | 0
2015 | ENT_2_SOCO | ENT | SOCO | Internal | Summer | B7 | 400 | 2000 | 907.03 | 43.31 | 51.31 | 8 | 0
2015 | ENT_2_SOCO | ENT | SOCO | Internal | Summer | B8 | 500 | 2000 | 1257.93 | 36.89 | 44.89 | 8 | 0
2015 | ENT_2_SOCO | ENT | SOCO | Internal | Summer | B9 | 800 | 2000 | 0 | 36.63 | 39.22 | 8 | 0
2015 | ENT_2_SOCO | ENT | SOCO | Internal | Summer | B10 | 1262 | 2000 | 0 | 35.44 | 37.88 | 8 | 0
2015 | ENT_2_SOCO | ENT | SOCO | Internal | Winter | B16 | 25 | 2000 | 1730.59 | 53.36 | 61.36 | 8 | 0
2015 | ENT_2_SOCO | ENT | SOCO | Internal | Winter | B17 | 100 | 2000 | 1004.68 | 40.38 | 48.38 | 8 | 0
2015 | ENT_2_SOCO | ENT | SOCO | Internal | Winter | B18 | 400 | 2000 | 0 | 40.32 | 42.8 | 8 | 0
2015 | ENT_2_SOCO | ENT | SOCO | Internal | Winter | B19 | 700 | 2000 | 0 | 40.1 | 41.98 | 8 | 0
2015 | ENT_2_SOCO | ENT | SOCO | Internal | Winter | B20 | 935 | 2000 | 0 | 38.79 | 41.33 | 8 | 0
2015 | ENT_2_SPP_N | ENT | SPP_N | Internal | Shoulder | B11 | 25 | 1300 | 0 | 53.49 | 54.69 | 8 | 0
2015 | ENT_2_SPP_N | ENT | SPP_N | Internal | Shoulder | B12 | 200 | 1300 | 0 | 38.05 | 40.4 | 8 | 0
2015 | ENT_2_SPP_N | ENT | SPP_N | Internal | Shoulder | B13 | 600 | 1300 | 0 | 38.05 | 37.98 | 8 | 0
2015 | ENT_2_SPP_N | ENT | SPP_N | Internal | Shoulder | B14 | 900 | 1300 | 0 | 37.77 | 37.6 | 8 | 0
2015 | ENT_2_SPP_N | ENT | SPP_N | Internal | Shoulder | B15 | 1203 | 1300 | 0 | 37.18 | 36.34 | 8 | 0
2015 | ENT_2_SPP_N | ENT | SPP_N | Internal | Summer | B1 | 10 | 1300 | 0 | 58.15 | 58.76 | 8 | 0
2015 | ENT_2_SPP_N | ENT | SPP_N | Internal | Summer | B2 | 25 | 1300 | 0 | 56.92 | 58.76 | 8 | 0
2015 | ENT_2_SPP_N | ENT | SPP_N | Internal | Summer | B3 | 75 | 1300 | 0 | 56.92 | 58.76 | 8 | 0
2015 | ENT_2_SPP_N | ENT | SPP_N | Internal | Summer | B4 | 100 | 1300 | 0 | 55.82 | 58.76 | 8 | 0
2015 | ENT_2_SPP_N | ENT | SPP_N | Internal | Summer | B5 | 200 | 1300 | 0 | 51.84 | 52.82 | 8 | 0
2015 | ENT_2_SPP_N | ENT | SPP_N | Internal | Summer | B6 | 300 | 1300 | 0 | 47.85 | 48.87 | 8 | 0
2015 | ENT_2_SPP_N | ENT | SPP_N | Internal | Summer | B7 | 400 | 1300 | 0 | 43.31 | 43.31 | 8 | 0
2015 | ENT_2_SPP_N | ENT | SPP_N | Internal | Summer | B8 | 500 | 1300 | 0 | 36.89 | 39.72 | 8 | 0
2015 | ENT_2_SPP_N | ENT | SPP_N | Internal | Summer | B9 | 800 | 1300 | 0 | 36.63 | 36.34 | 8 | 0
2015 | ENT_2_SPP_N | ENT | SPP_N | Internal | Summer | B10 | 1262 | 1300 | 0 | 35.44 | 35.09 | 8 | 0
2015 | ENT_2_SPP_N | ENT | SPP_N | Internal | Winter | B16 | 25 | 1300 | 0 | 53.36 | 54.25 | 8 | 0
2015 | ENT_2_SPP_N | ENT | SPP_N | Internal | Winter | B17 | 100 | 1300 | 0 | 40.38 | 40.47 | 8 | 0
2015 | ENT_2_SPP_N | ENT | SPP_N | Internal | Winter | B18 | 400 | 1300 | 0 | 40.32 | 38.72 | 8 | 0
2015 | ENT_2_SPP_N | ENT | SPP_N | Internal | Winter | B19 | 700 | 1300 | 0 | 40.1 | 38.72 | 8 | 0
2015 | ENT_2_SPP_N | ENT | SPP_N | Internal | Winter | B20 | 935 | 1300 | 0 | 38.79 | 38.63 | 8 | 0
2015 | ENT_2_SPP_S | ENT | SPP_S | Internal | Shoulder | B11 | 25 | 1300 | 0 | 53.49 | 52.2 | 8 | 0
2015 | ENT_2_SPP_S | ENT | SPP_S | Internal | Shoulder | B12 | 200 | 1300 | 0 | 38.05 | 40.41 | 8 | 0
2015 | ENT_2_SPP_S | ENT | SPP_S | Internal | Shoulder | B13 | 600 | 1300 | 0 | 38.05 | 37.99 | 8 | 0
2015 | ENT_2_SPP_S | ENT | SPP_S | Internal | Shoulder | B14 | 900 | 1300 | 0 | 37.77 | 37.62 | 8 | 0
2015 | ENT_2_SPP_S | ENT | SPP_S | Internal | Shoulder | B15 | 1203 | 1300 | 0 | 37.18 | 36.35 | 8 | 0
2015 | ENT_2_SPP_S | ENT | SPP_S | Internal | Summer | B1 | 10 | 1300 | 0 | 58.15 | 53.15 | 8 | 0
2015 | ENT_2_SPP_S | ENT | SPP_S | Internal | Summer | B2 | 25 | 1300 | 0 | 56.92 | 52.6 | 8 | 0
2015 | ENT_2_SPP_S | ENT | SPP_S | Internal | Summer | B3 | 75 | 1300 | 0 | 56.92 | 52.6 | 8 | 0
2015 | ENT_2_SPP_S | ENT | SPP_S | Internal | Summer | B4 | 100 | 1300 | 0 | 55.82 | 50.82 | 8 | 0
2015 | ENT_2_SPP_S | ENT | SPP_S | Internal | Summer | B5 | 200 | 1300 | 0 | 51.84 | 50.82 | 8 | 0
2015 | ENT_2_SPP_S | ENT | SPP_S | Internal | Summer | B6 | 300 | 1300 | 0 | 47.85 | 48.88 | 8 | 0
2015 | ENT_2_SPP_S | ENT | SPP_S | Internal | Summer | B7 | 400 | 1300 | 0 | 43.31 | 43.33 | 8 | 0
2015 | ENT_2_SPP_S | ENT | SPP_S | Internal | Summer | B8 | 500 | 1300 | 0 | 36.89 | 39.73 | 8 | 0
2015 | ENT_2_SPP_S | ENT | SPP_S | Internal | Summer | B9 | 800 | 1300 | 0 | 36.63 | 36.35 | 8 | 0
2015 | ENT_2_SPP_S | ENT | SPP_S | Internal | Summer | B10 | 1262 | 1300 | 0 | 35.44 | 35.1 | 8 | 0
2015 | ENT_2_SPP_S | ENT | SPP_S | Internal | Winter | B16 | 25 | 1300 | 0 | 53.36 | 54.27 | 8 | 0
2015 | ENT_2_SPP_S | ENT | SPP_S | Internal | Winter | B17 | 100 | 1300 | 0 | 40.38 | 40.48 | 8 | 0
2015 | ENT_2_SPP_S | ENT | SPP_S | Internal | Winter | B18 | 400 | 1300 | 0 | 40.32 | 38.73 | 8 | 0
2015 | ENT_2_SPP_S | ENT | SPP_S | Internal | Winter | B19 | 700 | 1300 | 0 | 40.1 | 38.73 | 8 | 0
2015 | ENT_2_SPP_S | ENT | SPP_S | Internal | Winter | B20 | 935 | 1300 | 0 | 38.79 | 38.64 | 8 | 0
2015 | ENT_2_TVA_Transmission | ENT | TVA_Transmission | Internal | Shoulder | B11 | 25 | 2100 | 0 | 53.49 | 53.88 | 8 | 0
2015 | ENT_2_TVA_Transmission | ENT | TVA_Transmission | Internal | Shoulder | B12 | 200 | 2100 | 0 | 38.05 | 43.58 | 8 | 0
2015 | ENT_2_TVA_Transmission | ENT | TVA_Transmission | Internal | Shoulder | B13 | 600 | 2100 | 0 | 38.05 | 41.23 | 8 | 0
2015 | ENT_2_TVA_Transmission | ENT | TVA_Transmission | Internal | Shoulder | B14 | 900 | 2100 | 0 | 37.77 | 40.15 | 8 | 0
2015 | ENT_2_TVA_Transmission | ENT | TVA_Transmission | Internal | Shoulder | B15 | 1203 | 2100 | 0 | 37.18 | 39.13 | 8 | 0
2015 | ENT_2_TVA_Transmission | ENT | TVA_Transmission | Internal | Summer | B1 | 10 | 2100 | 779.69 | 58.15 | 66.15 | 8 | 0
2015 | ENT_2_TVA_Transmission | ENT | TVA_Transmission | Internal | Summer | B2 | 25 | 2100 | 0.01 | 56.92 | 64.45 | 8 | 0
2015 | ENT_2_TVA_Transmission | ENT | TVA_Transmission | Internal | Summer | B3 | 75 | 2100 | 0 | 56.92 | 62.94 | 8 | 0
2015 | ENT_2_TVA_Transmission | ENT | TVA_Transmission | Internal | Summer | B4 | 100 | 2100 | 0 | 55.82 | 59.97 | 8 | 0
2015 | ENT_2_TVA_Transmission | ENT | TVA_Transmission | Internal | Summer | B5 | 200 | 2100 | 0 | 51.84 | 53.16 | 8 | 0
2015 | ENT_2_TVA_Transmission | ENT | TVA_Transmission | Internal | Summer | B6 | 300 | 2100 | 0 | 47.85 | 46.85 | 8 | 0
2015 | ENT_2_TVA_Transmission | ENT | TVA_Transmission | Internal | Summer | B7 | 400 | 2100 | 0 | 43.31 | 42.76 | 8 | 0
2015 | ENT_2_TVA_Transmission | ENT | TVA_Transmission | Internal | Summer | B8 | 500 | 2100 | 0 | 36.89 | 39.17 | 8 | 0
2015 | ENT_2_TVA_Transmission | ENT | TVA_Transmission | Internal | Summer | B9 | 800 | 2100 | 0 | 36.63 | 38.38 | 8 | 0
2015 | ENT_2_TVA_Transmission | ENT | TVA_Transmission | Internal | Summer | B10 | 1262 | 2100 | 0 | 35.44 | 36.57 | 8 | 0
2015 | ENT_2_TVA_Transmission | ENT | TVA_Transmission | Internal | Winter | B16 | 25 | 2100 | 0 | 53.36 | 55.27 | 8 | 0
2015 | ENT_2_TVA_Transmission | ENT | TVA_Transmission | Internal | Winter | B17 | 100 | 2100 | 0 | 40.38 | 45.91 | 8 | 0
2015 | ENT_2_TVA_Transmission | ENT | TVA_Transmission | Internal | Winter | B18 | 400 | 2100 | 0 | 40.32 | 41.82 | 8 | 0
2015 | ENT_2_TVA_Transmission | ENT | TVA_Transmission | Internal | Winter | B19 | 700 | 2100 | 0 | 40.1 | 40.33 | 8 | 0
2015 | ENT_2_TVA_Transmission | ENT | TVA_Transmission | Internal | Winter | B20 | 935 | 2100 | 0 | 38.79 | 39.11 | 8 | 0
2015 | FRCC_2_SOCO | FRCC | SOCO | Internal | Shoulder | B11 | 25 | 900 | 0 | 71.24 | 61.24 | 8 | 0
2015 | FRCC_2_SOCO | FRCC | SOCO | Internal | Shoulder | B12 | 200 | 900 | 0 | 54.72 | 44.72 | 8 | 0
2015 | FRCC_2_SOCO | FRCC | SOCO | Internal | Shoulder | B13 | 600 | 900 | 0 | 50.4 | 40.4 | 8 | 0
2015 | FRCC_2_SOCO | FRCC | SOCO | Internal | Shoulder | B14 | 900 | 900 | 0 | 46.96 | 40.4 | 8 | 0
2015 | FRCC_2_SOCO | FRCC | SOCO | Internal | Shoulder | B15 | 1203 | 900 | 0 | 43.22 | 39.02 | 8 | 0
2015 | FRCC_2_SOCO | FRCC | SOCO | Internal | Summer | B1 | 10 | 900 | 0 | 71.2 | 66.15 | 8 | 0
2015 | FRCC_2_SOCO | FRCC | SOCO | Internal | Summer | B2 | 25 | 900 | 0 | 71.2 | 64.92 | 8 | 0
2015 | FRCC_2_SOCO | FRCC | SOCO | Internal | Summer | B3 | 75 | 900 | 0 | 71.2 | 64.92 | 8 | 0
2015 | FRCC_2_SOCO | FRCC | SOCO | Internal | Summer | B4 | 100 | 900 | 0 | 71.2 | 64.92 | 8 | 0
2015 | FRCC_2_SOCO | FRCC | SOCO | Internal | Summer | B5 | 200 | 900 | 0 | 71.2 | 61.81 | 8 | 0
2015 | FRCC_2_SOCO | FRCC | SOCO | Internal | Summer | B6 | 300 | 900 | 0 | 65.85 | 55.85 | 8 | 0
2015 | FRCC_2_SOCO | FRCC | SOCO | Internal | Summer | B7 | 400 | 900 | 0 | 60.05 | 51.31 | 8 | 0
2015 | FRCC_2_SOCO | FRCC | SOCO | Internal | Summer | B8 | 500 | 900 | 0 | 54.89 | 44.89 | 8 | 0
2015 | FRCC_2_SOCO | FRCC | SOCO | Internal | Summer | B9 | 800 | 900 | 0 | 49.22 | 39.22 | 8 | 0
2015 | FRCC_2_SOCO | FRCC | SOCO | Internal | Summer | B10 | 1262 | 900 | 0 | 42.58 | 37.88 | 8 | 0
2015 | FRCC_2_SOCO | FRCC | SOCO | Internal | Winter | B16 | 25 | 900 | 0 | 71.36 | 61.36 | 8 | 0
2015 | FRCC_2_SOCO | FRCC | SOCO | Internal | Winter | B17 | 100 | 900 | 0 | 58.38 | 48.38 | 8 | 0
2015 | FRCC_2_SOCO | FRCC | SOCO | Internal | Winter | B18 | 400 | 900 | 0 | 52.8 | 42.8 | 8 | 0
2015 | FRCC_2_SOCO | FRCC | SOCO | Internal | Winter | B19 | 700 | 900 | 0 | 49.15 | 41.98 | 8 | 0
2015 | FRCC_2_SOCO | FRCC | SOCO | Internal | Winter | B20 | 935 | 900 | 0 | 45.18 | 41.33 | 8 | 0
2015 | HQ_NEISO_2_NEISO | HQ_NEISO | NEISO | Internal | Shoulder | B11 | 25 | 99999 | 2920 | 36.72 | 36.73 | 0.01 | 0
2015 | HQ_NEISO_2_NEISO | HQ_NEISO | NEISO | Internal | Shoulder | B12 | 200 | 99999 | 2920 | 36.72 | 36.73 | 0.01 | 0
2015 | HQ_NEISO_2_NEISO | HQ_NEISO | NEISO | Internal | Shoulder | B13 | 600 | 99999 | 2920 | 36.72 | 36.73 | 0.01 | 0
2015 | HQ_NEISO_2_NEISO | HQ_NEISO | NEISO | Internal | Shoulder | B14 | 900 | 99999 | 2920 | 36.72 | 36.73 | 0.01 | 0
2015 | HQ_NEISO_2_NEISO | HQ_NEISO | NEISO | Internal | Shoulder | B15 | 1203 | 99999 | 1143.24 | 36.72 | 36.73 | 0.01 | 0
2015 | HQ_NEISO_2_NEISO | HQ_NEISO | NEISO | Internal | Summer | B1 | 10 | 99999 | 2920 | 53.65 | 53.66 | 0.01 | 0
2015 | HQ_NEISO_2_NEISO | HQ_NEISO | NEISO | Internal | Summer | B2 | 25 | 99999 | 2920 | 50.4 | 50.41 | 0.01 | 0
2015 | HQ_NEISO_2_NEISO | HQ_NEISO | NEISO | Internal | Summer | B3 | 75 | 99999 | 2920 | 47.12 | 47.14 | 0.01 | 0
2015 | HQ_NEISO_2_NEISO | HQ_NEISO | NEISO | Internal | Summer | B4 | 100 | 99999 | 2920 | 37.74 | 37.76 | 0.01 | 0
2015 | HQ_NEISO_2_NEISO | HQ_NEISO | NEISO | Internal | Summer | B5 | 200 | 99999 | 2920 | 34.07 | 34.08 | 0.01 | 0
2015 | HQ_NEISO_2_NEISO | HQ_NEISO | NEISO | Internal | Summer | B6 | 300 | 99999 | 2920 | 34.07 | 34.08 | 0.01 | 0
2015 | HQ_NEISO_2_NEISO | HQ_NEISO | NEISO | Internal | Summer | B7 | 400 | 99999 | 2920 | 34.07 | 34.08 | 0.01 | 0
2015 | HQ_NEISO_2_NEISO | HQ_NEISO | NEISO | Internal | Summer | B8 | 500 | 99999 | 2920 | 34.07 | 34.08 | 0.01 | 0
2015 | HQ_NEISO_2_NEISO | HQ_NEISO | NEISO | Internal | Summer | B9 | 800 | 99999 | 2920 | 34.07 | 34.08 | 0.01 | 0
2015 | HQ_NEISO_2_NEISO | HQ_NEISO | NEISO | Internal | Summer | B10 | 1262 | 99999 | 795.94 | 34.07 | 34.08 | 0.01 | 0
2015 | HQ_NEISO_2_NEISO | HQ_NEISO | NEISO | Internal | Winter | B16 | 25 | 99999 | 2920 | 44.98 | 44.99 | 0.01 | 0
2015 | HQ_NEISO_2_NEISO | HQ_NEISO | NEISO | Internal | Winter | B17 | 100 | 99999 | 2920 | 44.98 | 44.99 | 0.01 | 0
2015 | HQ_NEISO_2_NEISO | HQ_NEISO | NEISO | Internal | Winter | B18 | 400 | 99999 | 2920 | 44.98 | 44.99 | 0.01 | 0
2015 | HQ_NEISO_2_NEISO | HQ_NEISO | NEISO | Internal | Winter | B19 | 700 | 99999 | 2920 | 44.98 | 44.99 | 0.01 | 0
2015 | HQ_NEISO_2_NEISO | HQ_NEISO | NEISO | Internal | Winter | B20 | 935 | 99999 | 1233.58 | 44.98 | 44.99 | 0.01 | 0
2015 | HQ_NY_2_NYISO_A-F | HQ_NY | NYISO_A-F | Internal | Shoulder | B11 | 25 | 99999 | 1000 | 40.6 | 40.61 | 0.01 | 0
2015 | HQ_NY_2_NYISO_A-F | HQ_NY | NYISO_A-F | Internal | Shoulder | B12 | 200 | 99999 | 1000 | 40.39 | 40.4 | 0.01 | 0
2015 | HQ_NY_2_NYISO_A-F | HQ_NY | NYISO_A-F | Internal | Shoulder | B13 | 600 | 99999 | 1000 | 39.72 | 39.73 | 0.01 | 0
2015 | HQ_NY_2_NYISO_A-F | HQ_NY | NYISO_A-F | Internal | Shoulder | B14 | 900 | 99999 | 1000 | 39.36 | 39.37 | 0.01 | 0
2015 | HQ_NY_2_NYISO_A-F | HQ_NY | NYISO_A-F | Internal | Shoulder | B15 | 1203 | 99999 | 188.69 | 39.36 | 39.37 | 0.01 | 0
2015 | HQ_NY_2_NYISO_A-F | HQ_NY | NYISO_A-F | Internal | Summer | B1 | 10 | 99999 | 1000 | 52.15 | 52.16 | 0.01 | 0
2015 | HQ_NY_2_NYISO_A-F | HQ_NY | NYISO_A-F | Internal | Summer | B2 | 25 | 99999 | 1000 | 50.45 | 50.47 | 0.01 | 0
2015 | HQ_NY_2_NYISO_A-F | HQ_NY | NYISO_A-F | Internal | Summer | B3 | 75 | 99999 | 1000 | 48.94 | 48.95 | 0.01 | 0
2015 | HQ_NY_2_NYISO_A-F | HQ_NY | NYISO_A-F | Internal | Summer | B4 | 100 | 99999 | 1000 | 45.97 | 45.98 | 0.01 | 0
2015 | HQ_NY_2_NYISO_A-F | HQ_NY | NYISO_A-F | Internal | Summer | B5 | 200 | 99999 | 1000 | 45.27 | 45.28 | 0.01 | 0
2015 | HQ_NY_2_NYISO_A-F | HQ_NY | NYISO_A-F | Internal | Summer | B6 | 300 | 99999 | 1000 | 41.86 | 41.87 | 0.01 | 0
2015 | HQ_NY_2_NYISO_A-F | HQ_NY | NYISO_A-F | Internal | Summer | B7 | 400 | 99999 | 1000 | 39.22 | 39.23 | 0.01 | 0
2015 | HQ_NY_2_NYISO_A-F | HQ_NY | NYISO_A-F | Internal | Summer | B8 | 500 | 99999 | 1000 | 37.73 | 37.74 | 0.01 | 0
2015 | HQ_NY_2_NYISO_A-F | HQ_NY | NYISO_A-F | Internal | Summer | B9 | 800 | 99999 | 1000 | 37.73 | 37.74 | 0.01 | 0
2015 | HQ_NY_2_NYISO_A-F | HQ_NY | NYISO_A-F | Internal | Summer | B10 | 1262 | 99999 | 30.11 | 37.73 | 37.74 | 0.01 | 0
2015 | HQ_NY_2_NYISO_A-F | HQ_NY | NYISO_A-F | Internal | Winter | B16 | 25 | 99999 | 1000 | 47.23 | 47.24 | 0.01 | 0
2015 | HQ_NY_2_NYISO_A-F | HQ_NY | NYISO_A-F | Internal | Winter | B17 | 100 | 99999 | 1000 | 43.07 | 43.08 | 0.01 | 0
2015 | HQ_NY_2_NYISO_A-F | HQ_NY | NYISO_A-F | Internal | Winter | B18 | 400 | 99999 | 1000 | 43.07 | 43.08 | 0.01 | 0
2015 | HQ_NY_2_NYISO_A-F | HQ_NY | NYISO_A-F | Internal | Winter | B19 | 700 | 99999 | 1000 | 43.07 | 43.08 | 0.01 | 0
2015 | HQ_NY_2_NYISO_A-F | HQ_NY | NYISO_A-F | Internal | Winter | B20 | 935 | 99999 | 229.95 | 43.07 | 43.08 | 0.01 | 0
2015 | HQ_IESO_2_IESO | HQ_IESO | IESO | Internal | Shoulder | B11 | 25 | 99999 | 400 | 33.6 | 33.61 | 0.01 | 0
2015 | HQ_IESO_2_IESO | HQ_IESO | IESO | Internal | Shoulder | B12 | 200 | 99999 | 400 | 33.39 | 33.4 | 0.01 | 0
2015 | HQ_IESO_2_IESO | HQ_IESO | IESO | Internal | Shoulder | B13 | 600 | 99999 | 400 | 31.82 | 31.83 | 0.01 | 0
2015 | HQ_IESO_2_IESO | HQ_IESO | IESO | Internal | Shoulder | B14 | 900 | 99999 | 400 | 31.82 | 31.83 | 0.01 | 0
2015 | HQ_IESO_2_IESO | HQ_IESO | IESO | Internal | Shoulder | B15 | 1203 | 99999 | 75.48 | 31.82 | 31.83 | 0.01 | 0
2015 | HQ_IESO_2_IESO | HQ_IESO | IESO | Internal | Summer | B1 | 10 | 99999 | 400 | 41.89 | 41.9 | 0.01 | 0
2015 | HQ_IESO_2_IESO | HQ_IESO | IESO | Internal | Summer | B2 | 25 | 99999 | 400 | 41.25 | 41.26 | 0.01 | 0
2015 | HQ_IESO_2_IESO | HQ_IESO | IESO | Internal | Summer | B3 | 75 | 99999 | 400 | 38.27 | 38.28 | 0.01 | 0
2015 | HQ_IESO_2_IESO | HQ_IESO | IESO | Internal | Summer | B4 | 100 | 99999 | 400 | 38.27 | 38.28 | 0.01 | 0
2015 | HQ_IESO_2_IESO | HQ_IESO | IESO | Internal | Summer | B5 | 200 | 99999 | 400 | 38.27 | 38.28 | 0.01 | 0
2015 | HQ_IESO_2_IESO | HQ_IESO | IESO | Internal | Summer | B6 | 300 | 99999 | 400 | 34.86 | 34.87 | 0.01 | 0
2015 | HQ_IESO_2_IESO | HQ_IESO | IESO | Internal | Summer | B7 | 400 | 99999 | 400 | 30.73 | 30.74 | 0.01 | 0
2015 | HQ_IESO_2_IESO | HQ_IESO | IESO | Internal | Summer | B8 | 500 | 99999 | 400 | 30.73 | 30.74 | 0.01 | 0
2015 | HQ_IESO_2_IESO | HQ_IESO | IESO | Internal | Summer | B9 | 800 | 99999 | 400 | 30.73 | 30.74 | 0.01 | 0
2015 | HQ_IESO_2_IESO | HQ_IESO | IESO | Internal | Summer | B10 | 1262 | 99999 | 12.04 | 30.73 | 30.74 | 0.01 | 0
2015 | HQ_IESO_2_IESO | HQ_IESO | IESO | Internal | Winter | B16 | 25 | 99999 | 400 | 40.23 | 40.24 | 0.01 | 0
2015 | HQ_IESO_2_IESO | HQ_IESO | IESO | Internal | Winter | B17 | 100 | 99999 | 400 | 36.07 | 36.08 | 0.01 | 0
2015 | HQ_IESO_2_IESO | HQ_IESO | IESO | Internal | Winter | B18 | 400 | 99999 | 400 | 36.07 | 36.08 | 0.01 | 0
2015 | HQ_IESO_2_IESO | HQ_IESO | IESO | Internal | Winter | B19 | 700 | 99999 | 400 | 36.07 | 36.08 | 0.01 | 0
2015 | HQ_IESO_2_IESO | HQ_IESO | IESO | Internal | Winter | B20 | 935 | 99999 | 91.98 | 36.07 | 36.08 | 0.01 | 0
2015 | IESO_2_MAPP_CA | IESO | MAPP_CA | Internal | Shoulder | B11 | 25 | 262 | 187.21 | 33.61 | 40.61 | 7 | 0
2015 | IESO_2_MAPP_CA | IESO | MAPP_CA | Internal | Shoulder | B12 | 200 | 262 | 0.03 | 33.4 | 40.37 | 7 | 0
2015 | IESO_2_MAPP_CA | IESO | MAPP_CA | Internal | Shoulder | B13 | 600 | 262 | 0 | 31.83 | 37.72 | 7 | 0
2015 | IESO_2_MAPP_CA | IESO | MAPP_CA | Internal | Shoulder | B14 | 900 | 262 | 0 | 31.83 | 35.89 | 7 | 0
2015 | IESO_2_MAPP_CA | IESO | MAPP_CA | Internal | Shoulder | B15 | 1203 | 262 | 0 | 31.83 | 35.89 | 7 | 0
2015 | IESO_2_MAPP_CA | IESO | MAPP_CA | Internal | Summer | B1 | 10 | 262 | 219.15 | 41.9 | 48.9 | 7 | 0
2015 | IESO_2_MAPP_CA | IESO | MAPP_CA | Internal | Summer | B2 | 25 | 262 | 261.99 | 41.26 | 48.9 | 7 | 0.65
2015 | IESO_2_MAPP_CA | IESO | MAPP_CA | Internal | Summer | B3 | 75 | 262 | 262 | 38.28 | 48.9 | 7 | 3.62
2015 | IESO_2_MAPP_CA | IESO | MAPP_CA | Internal | Summer | B4 | 100 | 262 | 262 | 38.28 | 48.9 | 7 | 3.62
2015 | IESO_2_MAPP_CA | IESO | MAPP_CA | Internal | Summer | B5 | 200 | 262 | 262 | 38.28 | 45.81 | 7 | 0.53
2015 | IESO_2_MAPP_CA | IESO | MAPP_CA | Internal | Summer | B6 | 300 | 262 | 0.03 | 34.87 | 41.86 | 7 | 0
2015 | IESO_2_MAPP_CA | IESO | MAPP_CA | Internal | Summer | B7 | 400 | 262 | 0 | 30.74 | 36.3 | 7 | 0
2015 | IESO_2_MAPP_CA | IESO | MAPP_CA | Internal | Summer | B8 | 500 | 262 | 0 | 30.74 | 34.25 | 7 | 0
2015 | IESO_2_MAPP_CA | IESO | MAPP_CA | Internal | Summer | B9 | 800 | 262 | 0 | 30.74 | 32.89 | 7 | 0
2015 | IESO_2_MAPP_CA | IESO | MAPP_CA | Internal | Summer | B10 | 1262 | 262 | 0 | 30.74 | 32.89 | 7 | 0
2015 | IESO_2_MAPP_CA | IESO | MAPP_CA | Internal | Winter | B16 | 25 | 262 | 46.13 | 40.24 | 47.24 | 7 | 0
2015 | IESO_2_MAPP_CA | IESO | MAPP_CA | Internal | Winter | B17 | 100 | 262 | 0 | 36.08 | 41.58 | 7 | 0
2015 | IESO_2_MAPP_CA | IESO | MAPP_CA | Internal | Winter | B18 | 400 | 262 | 0 | 36.08 | 38.6 | 7 | 0
2015 | IESO_2_MAPP_CA | IESO | MAPP_CA | Internal | Winter | B19 | 700 | 262 | 0 | 36.08 | 38.6 | 7 | 0
2015 | IESO_2_MAPP_CA | IESO | MAPP_CA | Internal | Winter | B20 | 935 | 262 | 0 | 36.08 | 38.6 | 7 | 0
2015 | IESO_2_MISO_MI | IESO | MISO_MI | Internal | Shoulder | B11 | 25 | 1840 | 1840 | 33.61 | 46.66 | 7 | 6.05
2015 | IESO_2_MISO_MI | IESO | MISO_MI | Internal | Shoulder | B12 | 200 | 1840 | 1272.77 | 33.4 | 40.4 | 7 | 0
2015 | IESO_2_MISO_MI | IESO | MISO_MI | Internal | Shoulder | B13 | 600 | 1840 | 0 | 31.83 | 37.75 | 7 | 0
2015 | IESO_2_MISO_MI | IESO | MISO_MI | Internal | Shoulder | B14 | 900 | 1840 | 0 | 31.83 | 35.88 | 7 | 0
2015 | IESO_2_MISO_MI | IESO | MISO_MI | Internal | Shoulder | B15 | 1203 | 1840 | 0 | 31.83 | 33.77 | 7 | 0
2015 | IESO_2_MISO_MI | IESO | MISO_MI | Internal | Summer | B1 | 10 | 1840 | 1840 | 41.9 | 57.41 | 7 | 8.5
2015 | IESO_2_MISO_MI | IESO | MISO_MI | Internal | Summer | B2 | 25 | 1840 | 1840 | 41.26 | 56.45 | 7 | 8.2
2015 | IESO_2_MISO_MI | IESO | MISO_MI | Internal | Summer | B3 | 75 | 1840 | 1840 | 38.28 | 51.98 | 7 | 6.7
2015 | IESO_2_MISO_MI | IESO | MISO_MI | Internal | Summer | B4 | 100 | 1840 | 1840 | 38.28 | 51.97 | 7 | 6.69
2015 | IESO_2_MISO_MI | IESO | MISO_MI | Internal | Summer | B5 | 200 | 1840 | 1840 | 38.28 | 45.44 | 7 | 0.16
2015 | IESO_2_MISO_MI | IESO | MISO_MI | Internal | Summer | B6 | 300 | 1840 | 0 | 34.87 | 40.85 | 7 | 0
2015 | IESO_2_MISO_MI | IESO | MISO_MI | Internal | Summer | B7 | 400 | 1840 | 0 | 30.74 | 36.31 | 7 | 0
2015 | IESO_2_MISO_MI | IESO | MISO_MI | Internal | Summer | B8 | 500 | 1840 | 0 | 30.74 | 34.29 | 7 | 0
2015 | IESO_2_MISO_MI | IESO | MISO_MI | Internal | Summer | B9 | 800 | 1840 | 0 | 30.74 | 33.3 | 7 | 0
2015 | IESO_2_MISO_MI | IESO | MISO_MI | Internal | Summer | B10 | 1262 | 1840 | 0 | 30.74 | 32.3 | 7 | 0
2015 | IESO_2_MISO_MI | IESO | MISO_MI | Internal | Winter | B16 | 25 | 1840 | 1838.84 | 40.24 | 47.25 | 7 | 0
2015 | IESO_2_MISO_MI | IESO | MISO_MI | Internal | Winter | B17 | 100 | 1840 | 0 | 36.08 | 42.67 | 7 | 0
2015 | IESO_2_MISO_MI | IESO | MISO_MI | Internal | Winter | B18 | 400 | 1840 | 0 | 36.08 | 37.74 | 7 | 0
2015 | IESO_2_MISO_MI | IESO | MISO_MI | Internal | Winter | B19 | 700 | 1840 | 0 | 36.08 | 36.16 | 7 | 0
2015 | IESO_2_MISO_MI | IESO | MISO_MI | Internal | Winter | B20 | 935 | 1840 | 0 | 36.08 | 33.65 | 7 | 0
2015 | IESO_2_MISO_W | IESO | MISO_W | Internal | Shoulder | B11 | 25 | 140 | 140 | 33.61 | 47.69 | 7 | 7.08
2015 | IESO_2_MISO_W | IESO | MISO_W | Internal | Shoulder | B12 | 200 | 140 | 0.05 | 33.4 | 40.39 | 7 | 0
2015 | IESO_2_MISO_W | IESO | MISO_W | Internal | Shoulder | B13 | 600 | 140 | 0 | 31.83 | 37.74 | 7 | 0
2015 | IESO_2_MISO_W | IESO | MISO_W | Internal | Shoulder | B14 | 900 | 140 | 0 | 31.83 | 35.87 | 7 | 0
2015 | IESO_2_MISO_W | IESO | MISO_W | Internal | Shoulder | B15 | 1203 | 140 | 0 | 31.83 | 33.74 | 7 | 0
2015 | IESO_2_MISO_W | IESO | MISO_W | Internal | Summer | B1 | 10 | 140 | 140 | 41.9 | 58.14 | 7 | 9.23
2015 | IESO_2_MISO_W | IESO | MISO_W | Internal | Summer | B2 | 25 | 140 | 140 | 41.26 | 56.47 | 7 | 8.21
2015 | IESO_2_MISO_W | IESO | MISO_W | Internal | Summer | B3 | 75 | 140 | 140 | 38.28 | 56.41 | 7 | 11.14
2015 | IESO_2_MISO_W | IESO | MISO_W | Internal | Summer | B4 | 100 | 140 | 140 | 38.28 | 53.2 | 7 | 7.92
2015 | IESO_2_MISO_W | IESO | MISO_W | Internal | Summer | B5 | 200 | 140 | 140 | 38.28 | 45.82 | 7 | 0.54
2015 | IESO_2_MISO_W | IESO | MISO_W | Internal | Summer | B6 | 300 | 140 | 16.28 | 34.87 | 41.87 | 7 | 0
2015 | IESO_2_MISO_W | IESO | MISO_W | Internal | Summer | B7 | 400 | 140 | 0 | 30.74 | 36.31 | 7 | 0
2015 | IESO_2_MISO_W | IESO | MISO_W | Internal | Summer | B8 | 500 | 140 | 0 | 30.74 | 34.26 | 7 | 0
2015 | IESO_2_MISO_W | IESO | MISO_W | Internal | Summer | B9 | 800 | 140 | 0 | 30.74 | 32.9 | 7 | 0
2015 | IESO_2_MISO_W | IESO | MISO_W | Internal | Summer | B10 | 1262 | 140 | 0 | 30.74 | 31.99 | 7 | 0
2015 | IESO_2_MISO_W | IESO | MISO_W | Internal | Winter | B16 | 25 | 140 | 139.64 | 40.24 | 47.25 | 7 | 0.01
2015 | IESO_2_MISO_W | IESO | MISO_W | Internal | Winter | B17 | 100 | 140 | 0 | 36.08 | 41.59 | 7 | 0
2015 | IESO_2_MISO_W | IESO | MISO_W | Internal | Winter | B18 | 400 | 140 | 0 | 36.08 | 37.74 | 7 | 0
2015 | IESO_2_MISO_W | IESO | MISO_W | Internal | Winter | B19 | 700 | 140 | 0 | 36.08 | 36.56 | 7 | 0
2015 | IESO_2_MISO_W | IESO | MISO_W | Internal | Winter | B20 | 935 | 140 | 0 | 36.08 | 33.45 | 7 | 0
2015 | IESO_2_NYISO_A-F | IESO | NYISO_A-F | Internal | Shoulder | B11 | 25 | 1725 | 925.49 | 33.61 | 40.61 | 7 | 0
2015 | IESO_2_NYISO_A-F | IESO | NYISO_A-F | Internal | Shoulder | B12 | 200 | 1725 | 1603.01 | 33.4 | 40.4 | 7 | 0
2015 | IESO_2_NYISO_A-F | IESO | NYISO_A-F | Internal | Shoulder | B13 | 600 | 1725 | 1725 | 31.83 | 39.73 | 7 | 0.9
2015 | IESO_2_NYISO_A-F | IESO | NYISO_A-F | Internal | Shoulder | B14 | 900 | 1725 | 1725 | 31.83 | 39.37 | 7 | 0.54
2015 | IESO_2_NYISO_A-F | IESO | NYISO_A-F | Internal | Shoulder | B15 | 1203 | 1725 | 1725 | 31.83 | 39.37 | 7 | 0.54
2015 | IESO_2_NYISO_A-F | IESO | NYISO_A-F | Internal | Summer | B1 | 10 | 1725 | 1725 | 41.9 | 52.16 | 7 | 3.26
2015 | IESO_2_NYISO_A-F | IESO | NYISO_A-F | Internal | Summer | B2 | 25 | 1725 | 1725 | 41.26 | 50.47 | 7 | 2.21
2015 | IESO_2_NYISO_A-F | IESO | NYISO_A-F | Internal | Summer | B3 | 75 | 1725 | 1725 | 38.28 | 48.95 | 7 | 3.67
2015 | IESO_2_NYISO_A-F | IESO | NYISO_A-F | Internal | Summer | B4 | 100 | 1725 | 1725 | 38.28 | 45.98 | 7 | 0.7
2015 | IESO_2_NYISO_A-F | IESO | NYISO_A-F | Internal | Summer | B5 | 200 | 1725 | 592.12 | 38.28 | 45.28 | 7 | 0
2015 | IESO_2_NYISO_A-F | IESO | NYISO_A-F | Internal | Summer | B6 | 300 | 1725 | 1317.25 | 34.87 | 41.87 | 7 | 0
2015 | IESO_2_NYISO_A-F | IESO | NYISO_A-F | Internal | Summer | B7 | 400 | 1725 | 1725 | 30.74 | 39.23 | 7 | 1.49
2015 | IESO_2_NYISO_A-F | IESO | NYISO_A-F | Internal | Summer | B8 | 500 | 1725 | 1630.45 | 30.74 | 37.74 | 7 | 0
2015 | IESO_2_NYISO_A-F | IESO | NYISO_A-F | Internal | Summer | B9 | 800 | 1725 | 1449.47 | 30.74 | 37.74 | 7 | 0
2015 | IESO_2_NYISO_A-F | IESO | NYISO_A-F | Internal | Summer | B10 | 1262 | 1725 | 1394.25 | 30.74 | 37.74 | 7 | 0
2015 | IESO_2_NYISO_A-F | IESO | NYISO_A-F | Internal | Winter | B16 | 25 | 1725 | 670.83 | 40.24 | 47.24 | 7 | 0
2015 | IESO_2_NYISO_A-F | IESO | NYISO_A-F | Internal | Winter | B17 | 100 | 1725 | 1229.9 | 36.08 | 43.08 | 7 | 0
2015 | IESO_2_NYISO_A-F | IESO | NYISO_A-F | Internal | Winter | B18 | 400 | 1725 | 1171.07 | 36.08 | 43.08 | 7 | 0
2015 | IESO_2_NYISO_A-F | IESO | NYISO_A-F | Internal | Winter | B19 | 700 | 1725 | 1044.36 | 36.08 | 43.08 | 7 | 0
2015 | IESO_2_NYISO_A-F | IESO | NYISO_A-F | Internal | Winter | B20 | 935 | 1725 | 1082.57 | 36.08 | 43.08 | 7 | 0
2015 | MAPP_CA_2_IESO | MAPP_CA | IESO | Internal | Shoulder | B11 | 25 | 330 | 0 | 40.61 | 33.61 | 8 | 0
2015 | MAPP_CA_2_IESO | MAPP_CA | IESO | Internal | Shoulder | B12 | 200 | 330 | 0 | 40.37 | 33.4 | 8 | 0
2015 | MAPP_CA_2_IESO | MAPP_CA | IESO | Internal | Shoulder | B13 | 600 | 330 | 0 | 37.72 | 31.83 | 8 | 0
2015 | MAPP_CA_2_IESO | MAPP_CA | IESO | Internal | Shoulder | B14 | 900 | 330 | 0 | 35.89 | 31.83 | 8 | 0
2015 | MAPP_CA_2_IESO | MAPP_CA | IESO | Internal | Shoulder | B15 | 1203 | 330 | 0 | 35.89 | 31.83 | 8 | 0
2015 | MAPP_CA_2_IESO | MAPP_CA | IESO | Internal | Summer | B1 | 10 | 330 | 0 | 48.9 | 41.9 | 8 | 0
2015 | MAPP_CA_2_IESO | MAPP_CA | IESO | Internal | Summer | B2 | 25 | 330 | 0 | 48.9 | 41.26 | 8 | 0
2015 | MAPP_CA_2_IESO | MAPP_CA | IESO | Internal | Summer | B3 | 75 | 330 | 0 | 48.9 | 38.28 | 8 | 0
2015 | MAPP_CA_2_IESO | MAPP_CA | IESO | Internal | Summer | B4 | 100 | 330 | 0 | 48.9 | 38.28 | 8 | 0
2015 | MAPP_CA_2_IESO | MAPP_CA | IESO | Internal | Summer | B5 | 200 | 330 | 0 | 45.81 | 38.28 | 8 | 0
2015 | MAPP_CA_2_IESO | MAPP_CA | IESO | Internal | Summer | B6 | 300 | 330 | 0 | 41.86 | 34.87 | 8 | 0
2015 | MAPP_CA_2_IESO | MAPP_CA | IESO | Internal | Summer | B7 | 400 | 330 | 0 | 36.3 | 30.74 | 8 | 0
2015 | MAPP_CA_2_IESO | MAPP_CA | IESO | Internal | Summer | B8 | 500 | 330 | 0 | 34.25 | 30.74 | 8 | 0
2015 | MAPP_CA_2_IESO | MAPP_CA | IESO | Internal | Summer | B9 | 800 | 330 | 0 | 32.89 | 30.74 | 8 | 0
2015 | MAPP_CA_2_IESO | MAPP_CA | IESO | Internal | Summer | B10 | 1262 | 330 | 0 | 32.89 | 30.74 | 8 | 0
2015 | MAPP_CA_2_IESO | MAPP_CA | IESO | Internal | Winter | B16 | 25 | 330 | 0 | 47.24 | 40.24 | 8 | 0
2015 | MAPP_CA_2_IESO | MAPP_CA | IESO | Internal | Winter | B17 | 100 | 330 | 0 | 41.58 | 36.08 | 8 | 0
2015 | MAPP_CA_2_IESO | MAPP_CA | IESO | Internal | Winter | B18 | 400 | 330 | 0 | 38.6 | 36.08 | 8 | 0
2015 | MAPP_CA_2_IESO | MAPP_CA | IESO | Internal | Winter | B19 | 700 | 330 | 0 | 38.6 | 36.08 | 8 | 0
2015 | MAPP_CA_2_IESO | MAPP_CA | IESO | Internal | Winter | B20 | 935 | 330 | 0 | 38.6 | 36.08 | 8 | 0
2015 | MAPP_CA_2_MAPP_US | MAPP_CA | MAPP_US | Internal | Shoulder | B11 | 25 | 372 | 0 | 40.61 | 40.69 | 7 | 0
2015 | MAPP_CA_2_MAPP_US | MAPP_CA | MAPP_US | Internal | Shoulder | B12 | 200 | 372 | 0 | 40.37 | 33.39 | 7 | 0
2015 | MAPP_CA_2_MAPP_US | MAPP_CA | MAPP_US | Internal | Shoulder | B13 | 600 | 372 | 0 | 37.72 | 30.74 | 7 | 0
2015 | MAPP_CA_2_MAPP_US | MAPP_CA | MAPP_US | Internal | Shoulder | B14 | 900 | 372 | 0 | 35.89 | 30.59 | 7 | 0
2015 | MAPP_CA_2_MAPP_US | MAPP_CA | MAPP_US | Internal | Shoulder | B15 | 1203 | 372 | 0 | 35.89 | 29.33 | 7 | 0
2015 | MAPP_CA_2_MAPP_US | MAPP_CA | MAPP_US | Internal | Summer | B1 | 10 | 372 | 0 | 48.9 | 51.14 | 7 | 0
2015 | MAPP_CA_2_MAPP_US | MAPP_CA | MAPP_US | Internal | Summer | B2 | 25 | 372 | 0 | 48.9 | 50.36 | 7 | 0
2015 | MAPP_CA_2_MAPP_US | MAPP_CA | MAPP_US | Internal | Summer | B3 | 75 | 372 | 0 | 48.9 | 50.36 | 7 | 0
2015 | MAPP_CA_2_MAPP_US | MAPP_CA | MAPP_US | Internal | Summer | B4 | 100 | 372 | 0 | 48.9 | 50.36 | 7 | 0
2015 | MAPP_CA_2_MAPP_US | MAPP_CA | MAPP_US | Internal | Summer | B5 | 200 | 372 | 0 | 45.81 | 45.81 | 7 | 0
2015 | MAPP_CA_2_MAPP_US | MAPP_CA | MAPP_US | Internal | Summer | B6 | 300 | 372 | 0 | 41.86 | 37.15 | 7 | 0
2015 | MAPP_CA_2_MAPP_US | MAPP_CA | MAPP_US | Internal | Summer | B7 | 400 | 372 | 0 | 36.3 | 29.31 | 7 | 0
2015 | MAPP_CA_2_MAPP_US | MAPP_CA | MAPP_US | Internal | Summer | B8 | 500 | 372 | 0 | 34.25 | 27.26 | 7 | 0
2015 | MAPP_CA_2_MAPP_US | MAPP_CA | MAPP_US | Internal | Summer | B9 | 800 | 372 | 0 | 32.89 | 27.26 | 7 | 0
2015 | MAPP_CA_2_MAPP_US | MAPP_CA | MAPP_US | Internal | Summer | B10 | 1262 | 372 | 0 | 32.89 | 26.55 | 7 | 0
2015 | MAPP_CA_2_MAPP_US | MAPP_CA | MAPP_US | Internal | Winter | B16 | 25 | 372 | 0 | 47.24 | 40.25 | 7 | 0
2015 | MAPP_CA_2_MAPP_US | MAPP_CA | MAPP_US | Internal | Winter | B17 | 100 | 372 | 0 | 41.58 | 34.59 | 7 | 0
2015 | MAPP_CA_2_MAPP_US | MAPP_CA | MAPP_US | Internal | Winter | B18 | 400 | 372 | 0 | 38.6 | 31.71 | 7 | 0
2015 | MAPP_CA_2_MAPP_US | MAPP_CA | MAPP_US | Internal | Winter | B19 | 700 | 372 | 0 | 38.6 | 31.71 | 7 | 0
2015 | MAPP_CA_2_MAPP_US | MAPP_CA | MAPP_US | Internal | Winter | B20 | 935 | 372 | 0 | 38.6 | 28.23 | 7 | 0
2015 | MAPP_CA_2_MISO_W | MAPP_CA | MISO_W | Internal | Shoulder | B11 | 25 | 1970 | 1970 | 40.61 | 47.69 | 0.01 | 7.06
2015 | MAPP_CA_2_MISO_W | MAPP_CA | MISO_W | Internal | Shoulder | B12 | 200 | 1970 | 1366.89 | 40.37 | 40.39 | 0.01 | 0
2015 | MAPP_CA_2_MISO_W | MAPP_CA | MISO_W | Internal | Shoulder | B13 | 600 | 1970 | 1464.21 | 37.72 | 37.74 | 0.01 | 0
2015 | MAPP_CA_2_MISO_W | MAPP_CA | MISO_W | Internal | Shoulder | B14 | 900 | 1970 | 0 | 35.89 | 35.87 | 0.01 | 0
2015 | MAPP_CA_2_MISO_W | MAPP_CA | MISO_W | Internal | Shoulder | B15 | 1203 | 1970 | 0 | 35.89 | 33.74 | 0.01 | 0
2015 | MAPP_CA_2_MISO_W | MAPP_CA | MISO_W | Internal | Summer | B1 | 10 | 1970 | 1970 | 48.9 | 58.14 | 0.01 | 9.22
2015 | MAPP_CA_2_MISO_W | MAPP_CA | MISO_W | Internal | Summer | B2 | 25 | 1970 | 1970 | 48.9 | 56.47 | 0.01 | 7.55
2015 | MAPP_CA_2_MISO_W | MAPP_CA | MISO_W | Internal | Summer | B3 | 75 | 1970 | 1970 | 48.9 | 56.41 | 0.01 | 7.5
2015 | MAPP_CA_2_MISO_W | MAPP_CA | MISO_W | Internal | Summer | B4 | 100 | 1970 | 1970 | 48.9 | 53.2 | 0.01 | 4.29
2015 | MAPP_CA_2_MISO_W | MAPP_CA | MISO_W | Internal | Summer | B5 | 200 | 1970 | 1687.33 | 45.81 | 45.82 | 0.01 | 0
2015 | MAPP_CA_2_MISO_W | MAPP_CA | MISO_W | Internal | Summer | B6 | 300 | 1970 | 1554.05 | 41.86 | 41.87 | 0.01 | 0
2015 | MAPP_CA_2_MISO_W | MAPP_CA | MISO_W | Internal | Summer | B7 | 400 | 1970 | 1692.44 | 36.3 | 36.31 | 0.01 | 0
2015 | MAPP_CA_2_MISO_W | MAPP_CA | MISO_W | Internal | Summer | B8 | 500 | 1970 | 1486.14 | 34.25 | 34.26 | 0.01 | 0
2015 | MAPP_CA_2_MISO_W | MAPP_CA | MISO_W | Internal | Summer | B9 | 800 | 1970 | 165.54 | 32.89 | 32.9 | 0.01 | 0
2015 | MAPP_CA_2_MISO_W | MAPP_CA | MISO_W | Internal | Summer | B10 | 1262 | 1970 | 0 | 32.89 | 31.99 | 0.01 | 0
2015 | MAPP_CA_2_MISO_W | MAPP_CA | MISO_W | Internal | Winter | B16 | 25 | 1970 | 538.72 | 47.24 | 47.25 | 0.01 | 0
2015 | MAPP_CA_2_MISO_W | MAPP_CA | MISO_W | Internal | Winter | B17 | 100 | 1970 | 373.86 | 41.58 | 41.59 | 0.01 | 0
2015 | MAPP_CA_2_MISO_W | MAPP_CA | MISO_W | Internal | Winter | B18 | 400 | 1970 | 0 | 38.6 | 37.74 | 0.01 | 0
2015 | MAPP_CA_2_MISO_W | MAPP_CA | MISO_W | Internal | Winter | B19 | 700 | 1970 | 0 | 38.6 | 36.56 | 0.01 | 0
2015 | MAPP_CA_2_MISO_W | MAPP_CA | MISO_W | Internal | Winter | B20 | 935 | 1970 | 0 | 38.6 | 33.45 | 0.01 | 0
2015 | MAPP_US_2_MAPP_CA | MAPP_US | MAPP_CA | Internal | Shoulder | B11 | 25 | 165 | 0 | 40.69 | 40.61 | 7 | 0
2015 | MAPP_US_2_MAPP_CA | MAPP_US | MAPP_CA | Internal | Shoulder | B12 | 200 | 165 | 0.05 | 33.39 | 40.37 | 7 | 0
2015 | MAPP_US_2_MAPP_CA | MAPP_US | MAPP_CA | Internal | Shoulder | B13 | 600 | 165 | 0.02 | 30.74 | 37.72 | 7 | 0
2015 | MAPP_US_2_MAPP_CA | MAPP_US | MAPP_CA | Internal | Shoulder | B14 | 900 | 165 | 0 | 30.59 | 35.89 | 7 | 0
2015 | MAPP_US_2_MAPP_CA | MAPP_US | MAPP_CA | Internal | Shoulder | B15 | 1203 | 165 | 0 | 29.33 | 35.89 | 7 | 0
2015 | MAPP_US_2_MAPP_CA | MAPP_US | MAPP_CA | Internal | Summer | B1 | 10 | 165 | 0 | 51.14 | 48.9 | 7 | 0
2015 | MAPP_US_2_MAPP_CA | MAPP_US | MAPP_CA | Internal | Summer | B2 | 25 | 165 | 0 | 50.36 | 48.9 | 7 | 0
2015 | MAPP_US_2_MAPP_CA | MAPP_US | MAPP_CA | Internal | Summer | B3 | 75 | 165 | 0 | 50.36 | 48.9 | 7 | 0
2015 | MAPP_US_2_MAPP_CA | MAPP_US | MAPP_CA | Internal | Summer | B4 | 100 | 165 | 0 | 50.36 | 48.9 | 7 | 0
2015 | MAPP_US_2_MAPP_CA | MAPP_US | MAPP_CA | Internal | Summer | B5 | 200 | 165 | 0 | 45.81 | 45.81 | 7 | 0
2015 | MAPP_US_2_MAPP_CA | MAPP_US | MAPP_CA | Internal | Summer | B6 | 300 | 165 | 0 | 37.15 | 41.86 | 7 | 0
2015 | MAPP_US_2_MAPP_CA | MAPP_US | MAPP_CA | Internal | Summer | B7 | 400 | 165 | 0.02 | 29.31 | 36.3 | 7 | 0
2015 | MAPP_US_2_MAPP_CA | MAPP_US | MAPP_CA | Internal | Summer | B8 | 500 | 165 | 0.02 | 27.26 | 34.25 | 7 | 0
2015 | MAPP_US_2_MAPP_CA | MAPP_US | MAPP_CA | Internal | Summer | B9 | 800 | 165 | 0 | 27.26 | 32.89 | 7 | 0
2015 | MAPP_US_2_MAPP_CA | MAPP_US | MAPP_CA | Internal | Summer | B10 | 1262 | 165 | 0 | 26.55 | 32.89 | 7 | 0
2015 | MAPP_US_2_MAPP_CA | MAPP_US | MAPP_CA | Internal | Winter | B16 | 25 | 165 | 0.36 | 40.25 | 47.24 | 7 | 0
2015 | MAPP_US_2_MAPP_CA | MAPP_US | MAPP_CA | Internal | Winter | B17 | 100 | 165 | 0.1 | 34.59 | 41.58 | 7 | 0
2015 | MAPP_US_2_MAPP_CA | MAPP_US | MAPP_CA | Internal | Winter | B18 | 400 | 165 | 0 | 31.71 | 38.6 | 7 | 0
2015 | MAPP_US_2_MAPP_CA | MAPP_US | MAPP_CA | Internal | Winter | B19 | 700 | 165 | 0 | 31.71 | 38.6 | 7 | 0
2015 | MAPP_US_2_MAPP_CA | MAPP_US | MAPP_CA | Internal | Winter | B20 | 935 | 165 | 165 | 28.23 | 38.6 | 7 | 3.37
2015 | MAPP_US_2_MISO_W | MAPP_US | MISO_W | Internal | Shoulder | B11 | 25 | 2635 | 284.96 | 40.69 | 47.69 | 7 | 0
2015 | MAPP_US_2_MISO_W | MAPP_US | MISO_W | Internal | Shoulder | B12 | 200 | 2635 | 507.53 | 33.39 | 40.39 | 7 | 0
2015 | MAPP_US_2_MISO_W | MAPP_US | MISO_W | Internal | Shoulder | B13 | 600 | 2635 | 368.76 | 30.74 | 37.74 | 7 | 0
2015 | MAPP_US_2_MISO_W | MAPP_US | MISO_W | Internal | Shoulder | B14 | 900 | 2635 | 0 | 30.59 | 35.87 | 7 | 0
2015 | MAPP_US_2_MISO_W | MAPP_US | MISO_W | Internal | Shoulder | B15 | 1203 | 2635 | 0 | 29.33 | 33.74 | 7 | 0
2015 | MAPP_US_2_MISO_W | MAPP_US | MISO_W | Internal | Summer | B1 | 10 | 2635 | 794.98 | 51.14 | 58.14 | 7 | 0
2015 | MAPP_US_2_MISO_W | MAPP_US | MISO_W | Internal | Summer | B2 | 25 | 2635 | 0 | 50.36 | 56.47 | 7 | 0
2015 | MAPP_US_2_MISO_W | MAPP_US | MISO_W | Internal | Summer | B3 | 75 | 2635 | 0 | 50.36 | 56.41 | 7 | 0
2015 | MAPP_US_2_MISO_W | MAPP_US | MISO_W | Internal | Summer | B4 | 100 | 2635 | 0 | 50.36 | 53.2 | 7 | 0
2015 | MAPP_US_2_MISO_W | MAPP_US | MISO_W | Internal | Summer | B5 | 200 | 2635 | 0 | 45.81 | 45.82 | 7 | 0
2015 | MAPP_US_2_MISO_W | MAPP_US | MISO_W | Internal | Summer | B6 | 300 | 2635 | 0 | 37.15 | 41.87 | 7 | 0
2015 | MAPP_US_2_MISO_W | MAPP_US | MISO_W | Internal | Summer | B7 | 400 | 2635 | 94.93 | 29.31 | 36.31 | 7 | 0
2015 | MAPP_US_2_MISO_W | MAPP_US | MISO_W | Internal | Summer | B8 | 500 | 2635 | 85.12 | 27.26 | 34.26 | 7 | 0
2015 | MAPP_US_2_MISO_W | MAPP_US | MISO_W | Internal | Summer | B9 | 800 | 2635 | 0 | 27.26 | 32.9 | 7 | 0
2015 | MAPP_US_2_MISO_W | MAPP_US | MISO_W | Internal | Summer | B10 | 1262 | 2635 | 0 | 26.55 | 31.99 | 7 | 0
2015 | MAPP_US_2_MISO_W | MAPP_US | MISO_W | Internal | Winter | B16 | 25 | 2635 | 727.72 | 40.25 | 47.25 | 7 | 0
2015 | MAPP_US_2_MISO_W | MAPP_US | MISO_W | Internal | Winter | B17 | 100 | 2635 | 1281.8 | 34.59 | 41.59 | 7 | 0
2015 | MAPP_US_2_MISO_W | MAPP_US | MISO_W | Internal | Winter | B18 | 400 | 2635 | 0 | 31.71 | 37.74 | 7 | 0
2015 | MAPP_US_2_MISO_W | MAPP_US | MISO_W | Internal | Winter | B19 | 700 | 2635 | 0 | 31.71 | 36.56 | 7 | 0
2015 | MAPP_US_2_MISO_W | MAPP_US | MISO_W | Internal | Winter | B20 | 935 | 2635 | 0 | 28.23 | 33.45 | 7 | 0
2015 | MAPP_US_2_NE | MAPP_US | NE | Internal | Shoulder | B11 | 25 | 2000 | 1434.5 | 40.69 | 47.69 | 7 | 0
2015 | MAPP_US_2_NE | MAPP_US | NE | Internal | Shoulder | B12 | 200 | 2000 | 794.27 | 33.39 | 40.39 | 7 | 0
2015 | MAPP_US_2_NE | MAPP_US | NE | Internal | Shoulder | B13 | 600 | 2000 | 869.54 | 30.74 | 37.74 | 7 | 0
2015 | MAPP_US_2_NE | MAPP_US | NE | Internal | Shoulder | B14 | 900 | 2000 | 204.06 | 30.59 | 37.59 | 7 | 0
2015 | MAPP_US_2_NE | MAPP_US | NE | Internal | Shoulder | B15 | 1203 | 2000 | 29.95 | 29.33 | 36.33 | 7 | 0
2015 | MAPP_US_2_NE | MAPP_US | NE | Internal | Summer | B1 | 10 | 2000 | 494.67 | 51.14 | 58.14 | 7 | 0
2015 | MAPP_US_2_NE | MAPP_US | NE | Internal | Summer | B2 | 25 | 2000 | 1090.65 | 50.36 | 57.36 | 7 | 0
2015 | MAPP_US_2_NE | MAPP_US | NE | Internal | Summer | B3 | 75 | 2000 | 1058.56 | 50.36 | 57.36 | 7 | 0
2015 | MAPP_US_2_NE | MAPP_US | NE | Internal | Summer | B4 | 100 | 2000 | 1320.86 | 50.36 | 57.36 | 7 | 0
2015 | MAPP_US_2_NE | MAPP_US | NE | Internal | Summer | B5 | 200 | 2000 | 1106.79 | 45.81 | 52.81 | 7 | 0
2015 | MAPP_US_2_NE | MAPP_US | NE | Internal | Summer | B6 | 300 | 2000 | 1360.8 | 37.15 | 44.15 | 7 | 0
2015 | MAPP_US_2_NE | MAPP_US | NE | Internal | Summer | B7 | 400 | 2000 | 1126.76 | 29.31 | 36.31 | 7 | 0
2015 | MAPP_US_2_NE | MAPP_US | NE | Internal | Summer | B8 | 500 | 2000 | 1143.28 | 27.26 | 34.26 | 7 | 0
2015 | MAPP_US_2_NE | MAPP_US | NE | Internal | Summer | B9 | 800 | 2000 | 751.29 | 27.26 | 34.26 | 7 | 0
2015 | MAPP_US_2_NE | MAPP_US | NE | Internal | Summer | B10 | 1262 | 2000 | 188.05 | 26.55 | 33.55 | 7 | 0
2015 | MAPP_US_2_NE | MAPP_US | NE | Internal | Winter | B16 | 25 | 2000 | 779.78 | 40.25 | 47.25 | 7 | 0
2015 | MAPP_US_2_NE | MAPP_US | NE | Internal | Winter | B17 | 100 | 2000 | 0 | 34.59 | 40.45 | 7 | 0
2015 | MAPP_US_2_NE | MAPP_US | NE | Internal | Winter | B18 | 400 | 2000 | 588.88 | 31.71 | 38.71 | 7 | 0
2015 | MAPP_US_2_NE | MAPP_US | NE | Internal | Winter | B19 | 700 | 2000 | 35.59 | 31.71 | 38.71 | 7 | 0
2015 | MAPP_US_2_NE | MAPP_US | NE | Internal | Winter | B20 | 935 | 2000 | 167.61 | 28.23 | 35.23 | 7 | 0
2015 | MARITIMES_2_NEISO | MARITIMES | NEISO | Internal | Shoulder | B11 | 25 | 99999 | 1400 | 36.72 | 36.73 | 0.01 | 0
2015 | MARITIMES_2_NEISO | MARITIMES | NEISO | Internal | Shoulder | B12 | 200 | 99999 | 1400 | 36.72 | 36.73 | 0.01 | 0
2015 | MARITIMES_2_NEISO | MARITIMES | NEISO | Internal | Shoulder | B13 | 600 | 99999 | 1400 | 36.72 | 36.73 | 0.01 | 0
2015 | MARITIMES_2_NEISO | MARITIMES | NEISO | Internal | Shoulder | B14 | 900 | 99999 | 1400 | 36.72 | 36.73 | 0.01 | 0
2015 | MARITIMES_2_NEISO | MARITIMES | NEISO | Internal | Shoulder | B15 | 1203 | 99999 | 426.43 | 36.72 | 36.73 | 0.01 | 0
2015 | MARITIMES_2_NEISO | MARITIMES | NEISO | Internal | Summer | B1 | 10 | 99999 | 1400 | 53.65 | 53.66 | 0.01 | 0
2015 | MARITIMES_2_NEISO | MARITIMES | NEISO | Internal | Summer | B2 | 25 | 99999 | 1400 | 50.4 | 50.41 | 0.01 | 0
2015 | MARITIMES_2_NEISO | MARITIMES | NEISO | Internal | Summer | B3 | 75 | 99999 | 1400 | 47.12 | 47.14 | 0.01 | 0
2015 | MARITIMES_2_NEISO | MARITIMES | NEISO | Internal | Summer | B4 | 100 | 99999 | 1400 | 37.74 | 37.76 | 0.01 | 0
2015 | MARITIMES_2_NEISO | MARITIMES | NEISO | Internal | Summer | B5 | 200 | 99999 | 1400 | 34.07 | 34.08 | 0.01 | 0
2015 | MARITIMES_2_NEISO | MARITIMES | NEISO | Internal | Summer | B6 | 300 | 99999 | 1400 | 34.07 | 34.08 | 0.01 | 0
2015 | MARITIMES_2_NEISO | MARITIMES | NEISO | Internal | Summer | B7 | 400 | 99999 | 1400 | 34.07 | 34.08 | 0.01 | 0
2015 | MARITIMES_2_NEISO | MARITIMES | NEISO | Internal | Summer | B8 | 500 | 99999 | 1400 | 34.07 | 34.08 | 0.01 | 0
2015 | MARITIMES_2_NEISO | MARITIMES | NEISO | Internal | Summer | B9 | 800 | 99999 | 1400 | 34.07 | 34.08 | 0.01 | 0
2015 | MARITIMES_2_NEISO | MARITIMES | NEISO | Internal | Summer | B10 | 1262 | 99999 | 236.13 | 34.07 | 34.08 | 0.01 | 0
2015 | MARITIMES_2_NEISO | MARITIMES | NEISO | Internal | Winter | B16 | 25 | 99999 | 1400 | 44.98 | 44.99 | 0.01 | 0
2015 | MARITIMES_2_NEISO | MARITIMES | NEISO | Internal | Winter | B17 | 100 | 99999 | 1400 | 44.98 | 44.99 | 0.01 | 0
2015 | MARITIMES_2_NEISO | MARITIMES | NEISO | Internal | Winter | B18 | 400 | 99999 | 1400 | 44.98 | 44.99 | 0.01 | 0
2015 | MARITIMES_2_NEISO | MARITIMES | NEISO | Internal | Winter | B19 | 700 | 99999 | 1400 | 44.98 | 44.99 | 0.01 | 0
2015 | MARITIMES_2_NEISO | MARITIMES | NEISO | Internal | Winter | B20 | 935 | 99999 | 475.94 | 44.98 | 44.99 | 0.01 | 0
2015 | MISO_IN_2_MISO_MI | MISO_IN | MISO_MI | Internal | Shoulder | B11 | 25 | 5000 | 0 | 47.69 | 46.66 | 0.01 | 0
2015 | MISO_IN_2_MISO_MI | MISO_IN | MISO_MI | Internal | Shoulder | B12 | 200 | 5000 | 0.03 | 40.41 | 40.4 | 0.01 | 0
2015 | MISO_IN_2_MISO_MI | MISO_IN | MISO_MI | Internal | Shoulder | B13 | 600 | 5000 | 902.66 | 37.74 | 37.75 | 0.01 | 0
2015 | MISO_IN_2_MISO_MI | MISO_IN | MISO_MI | Internal | Shoulder | B14 | 900 | 5000 | 0.08 | 35.87 | 35.88 | 0.01 | 0
2015 | MISO_IN_2_MISO_MI | MISO_IN | MISO_MI | Internal | Shoulder | B15 | 1203 | 5000 | 539.13 | 33.75 | 33.77 | 0.01 | 0
2015 | MISO_IN_2_MISO_MI | MISO_IN | MISO_MI | Internal | Summer | B1 | 10 | 5000 | 0.02 | 58.16 | 57.41 | 0.01 | 0
2015 | MISO_IN_2_MISO_MI | MISO_IN | MISO_MI | Internal | Summer | B2 | 25 | 5000 | 0.18 | 56.47 | 56.45 | 0.01 | 0
2015 | MISO_IN_2_MISO_MI | MISO_IN | MISO_MI | Internal | Summer | B3 | 75 | 5000 | 0 | 56.39 | 51.98 | 0.01 | 0
2015 | MISO_IN_2_MISO_MI | MISO_IN | MISO_MI | Internal | Summer | B4 | 100 | 5000 | 0 | 53.18 | 51.97 | 0.01 | 0
2015 | MISO_IN_2_MISO_MI | MISO_IN | MISO_MI | Internal | Summer | B5 | 200 | 5000 | 0 | 45.81 | 45.44 | 0.01 | 0
2015 | MISO_IN_2_MISO_MI | MISO_IN | MISO_MI | Internal | Summer | B6 | 300 | 5000 | 0.02 | 40.86 | 40.85 | 0.01 | 0
2015 | MISO_IN_2_MISO_MI | MISO_IN | MISO_MI | Internal | Summer | B7 | 400 | 5000 | 0.02 | 36.31 | 36.31 | 0.01 | 0
2015 | MISO_IN_2_MISO_MI | MISO_IN | MISO_MI | Internal | Summer | B8 | 500 | 5000 | 1345.97 | 34.28 | 34.29 | 0.01 | 0
2015 | MISO_IN_2_MISO_MI | MISO_IN | MISO_MI | Internal | Summer | B9 | 800 | 5000 | 1655.96 | 33.29 | 33.3 | 0.01 | 0
2015 | MISO_IN_2_MISO_MI | MISO_IN | MISO_MI | Internal | Summer | B10 | 1262 | 5000 | 1270.31 | 32.29 | 32.3 | 0.01 | 0
2015 | MISO_IN_2_MISO_MI | MISO_IN | MISO_MI | Internal | Winter | B16 | 25 | 5000 | 0.1 | 47.28 | 47.25 | 0.01 | 0
2015 | MISO_IN_2_MISO_MI | MISO_IN | MISO_MI | Internal | Winter | B17 | 100 | 5000 | 0.11 | 42.67 | 42.67 | 0.01 | 0
2015 | MISO_IN_2_MISO_MI | MISO_IN | MISO_MI | Internal | Winter | B18 | 400 | 5000 | 0.03 | 37.74 | 37.74 | 0.01 | 0
2015 | MISO_IN_2_MISO_MI | MISO_IN | MISO_MI | Internal | Winter | B19 | 700 | 5000 | 0 | 36.17 | 36.16 | 0.01 | 0
2015 | MISO_IN_2_MISO_MI | MISO_IN | MISO_MI | Internal | Winter | B20 | 935 | 5000 | 1116.8 | 33.64 | 33.65 | 0.01 | 0
2015 | MISO_IN_2_MISO_MO-IL | MISO_IN | MISO_MO-IL | Internal | Shoulder | B11 | 25 | 5000 | 0.21 | 47.69 | 47.68 | 0.01 | 0
2015 | MISO_IN_2_MISO_MO-IL | MISO_IN | MISO_MO-IL | Internal | Shoulder | B12 | 200 | 5000 | 0.03 | 40.41 | 40.4 | 0.01 | 0
2015 | MISO_IN_2_MISO_MO-IL | MISO_IN | MISO_MO-IL | Internal | Shoulder | B13 | 600 | 5000 | 0 | 37.74 | 37.73 | 0.01 | 0
2015 | MISO_IN_2_MISO_MO-IL | MISO_IN | MISO_MO-IL | Internal | Shoulder | B14 | 900 | 5000 | 0 | 35.87 | 35.86 | 0.01 | 0
2015 | MISO_IN_2_MISO_MO-IL | MISO_IN | MISO_MO-IL | Internal | Shoulder | B15 | 1203 | 5000 | 0 | 33.75 | 33.42 | 0.01 | 0
2015 | MISO_IN_2_MISO_MO-IL | MISO_IN | MISO_MO-IL | Internal | Summer | B1 | 10 | 5000 | 0.47 | 58.16 | 58.15 | 0.01 | 0
2015 | MISO_IN_2_MISO_MO-IL | MISO_IN | MISO_MO-IL | Internal | Summer | B2 | 25 | 5000 | 0.2 | 56.47 | 56.45 | 0.01 | 0
2015 | MISO_IN_2_MISO_MO-IL | MISO_IN | MISO_MO-IL | Internal | Summer | B3 | 75 | 5000 | 26.29 | 56.39 | 56.4 | 0.01 | 0
2015 | MISO_IN_2_MISO_MO-IL | MISO_IN | MISO_MO-IL | Internal | Summer | B4 | 100 | 5000 | 7.13 | 53.18 | 53.19 | 0.01 | 0
2015 | MISO_IN_2_MISO_MO-IL | MISO_IN | MISO_MO-IL | Internal | Summer | B5 | 200 | 5000 | 0.05 | 45.81 | 45.81 | 0.01 | 0
2015 | MISO_IN_2_MISO_MO-IL | MISO_IN | MISO_MO-IL | Internal | Summer | B6 | 300 | 5000 | 371.2 | 40.86 | 40.87 | 0.01 | 0
2015 | MISO_IN_2_MISO_MO-IL | MISO_IN | MISO_MO-IL | Internal | Summer | B7 | 400 | 5000 | 0.01 | 36.31 | 36.3 | 0.01 | 0
2015 | MISO_IN_2_MISO_MO-IL | MISO_IN | MISO_MO-IL | Internal | Summer | B8 | 500 | 5000 | 0.01 | 34.28 | 34.27 | 0.01 | 0
2015 | MISO_IN_2_MISO_MO-IL | MISO_IN | MISO_MO-IL | Internal | Summer | B9 | 800 | 5000 | 0 | 33.29 | 32.92 | 0.01 | 0
2015 | MISO_IN_2_MISO_MO-IL | MISO_IN | MISO_MO-IL | Internal | Summer | B10 | 1262 | 5000 | 0 | 32.29 | 31.66 | 0.01 | 0
2015 | MISO_IN_2_MISO_MO-IL | MISO_IN | MISO_MO-IL | Internal | Winter | B16 | 25 | 5000 | 0.2 | 47.28 | 47.27 | 0.01 | 0
2015 | MISO_IN_2_MISO_MO-IL | MISO_IN | MISO_MO-IL | Internal | Winter | B17 | 100 | 5000 | 0 | 42.67 | 41.6 | 0.01 | 0
2015 | MISO_IN_2_MISO_MO-IL | MISO_IN | MISO_MO-IL | Internal | Winter | B18 | 400 | 5000 | 0.01 | 37.74 | 37.73 | 0.01 | 0
2015 | MISO_IN_2_MISO_MO-IL | MISO_IN | MISO_MO-IL | Internal | Winter | B19 | 700 | 5000 | 0 | 36.17 | 36.16 | 0.01 | 0
2015 | MISO_IN_2_MISO_MO-IL | MISO_IN | MISO_MO-IL | Internal | Winter | B20 | 935 | 5000 | 0 | 33.64 | 33.43 | 0.01 | 0
2015 | MISO_IN_2_NonRTO_Midwest | MISO_IN | NonRTO_Midwest | Internal | Shoulder | B11 | 25 | 4800 | 1017.97 | 47.69 | 55.69 | 8 | 0
2015 | MISO_IN_2_NonRTO_Midwest | MISO_IN | NonRTO_Midwest | Internal | Shoulder | B12 | 200 | 4800 | 574.69 | 40.41 | 48.41 | 8 | 0
2015 | MISO_IN_2_NonRTO_Midwest | MISO_IN | NonRTO_Midwest | Internal | Shoulder | B13 | 600 | 4800 | 0 | 37.74 | 41.24 | 8 | 0
2015 | MISO_IN_2_NonRTO_Midwest | MISO_IN | NonRTO_Midwest | Internal | Shoulder | B14 | 900 | 4800 | 0 | 35.87 | 35.6 | 8 | 0
2015 | MISO_IN_2_NonRTO_Midwest | MISO_IN | NonRTO_Midwest | Internal | Shoulder | B15 | 1203 | 4800 | 0 | 33.75 | 34.56 | 8 | 0
2015 | MISO_IN_2_NonRTO_Midwest | MISO_IN | NonRTO_Midwest | Internal | Summer | B1 | 10 | 4800 | 0 | 58.16 | 63.37 | 8 | 0
2015 | MISO_IN_2_NonRTO_Midwest | MISO_IN | NonRTO_Midwest | Internal | Summer | B2 | 25 | 4800 | 0 | 56.47 | 63.37 | 8 | 0
2015 | MISO_IN_2_NonRTO_Midwest | MISO_IN | NonRTO_Midwest | Internal | Summer | B3 | 75 | 4800 | 0 | 56.39 | 63.37 | 8 | 0
2015 | MISO_IN_2_NonRTO_Midwest | MISO_IN | NonRTO_Midwest | Internal | Summer | B4 | 100 | 4800 | 709.27 | 53.18 | 61.18 | 8 | 0
2015 | MISO_IN_2_NonRTO_Midwest | MISO_IN | NonRTO_Midwest | Internal | Summer | B5 | 200 | 4800 | 380.8 | 45.81 | 53.81 | 8 | 0
2015 | MISO_IN_2_NonRTO_Midwest | MISO_IN | NonRTO_Midwest | Internal | Summer | B6 | 300 | 4800 | 0 | 40.86 | 38.85 | 8 | 0
2015 | MISO_IN_2_NonRTO_Midwest | MISO_IN | NonRTO_Midwest | Internal | Summer | B7 | 400 | 4800 | 0 | 36.31 | 35.6 | 8 | 0
2015 | MISO_IN_2_NonRTO_Midwest | MISO_IN | NonRTO_Midwest | Internal | Summer | B8 | 500 | 4800 | 0 | 34.28 | 34.56 | 8 | 0
2015 | MISO_IN_2_NonRTO_Midwest | MISO_IN | NonRTO_Midwest | Internal | Summer | B9 | 800 | 4800 | 0 | 33.29 | 34.56 | 8 | 0
2015 | MISO_IN_2_NonRTO_Midwest | MISO_IN | NonRTO_Midwest | Internal | Summer | B10 | 1262 | 4800 | 0 | 32.29 | 33.74 | 8 | 0
2015 | MISO_IN_2_NonRTO_Midwest | MISO_IN | NonRTO_Midwest | Internal | Winter | B16 | 25 | 4800 | 1951.88 | 47.28 | 55.28 | 8 | 0
2015 | MISO_IN_2_NonRTO_Midwest | MISO_IN | NonRTO_Midwest | Internal | Winter | B17 | 100 | 4800 | 895 | 42.67 | 50.67 | 8 | 0
2015 | MISO_IN_2_NonRTO_Midwest | MISO_IN | NonRTO_Midwest | Internal | Winter | B18 | 400 | 4800 | 0 | 37.74 | 42.62 | 8 | 0
2015 | MISO_IN_2_NonRTO_Midwest | MISO_IN | NonRTO_Midwest | Internal | Winter | B19 | 700 | 4800 | 0 | 36.17 | 35.6 | 8 | 0
2015 | MISO_IN_2_NonRTO_Midwest | MISO_IN | NonRTO_Midwest | Internal | Winter | B20 | 935 | 4800 | 0 | 33.64 | 34.56 | 8 | 0
2015 | MISO_IN_2_PJM_ROR | MISO_IN | PJM_ROR | Internal | Shoulder | B11 | 25 | 992 | 0 | 47.69 | 48.18 | 2 | 0
2015 | MISO_IN_2_PJM_ROR | MISO_IN | PJM_ROR | Internal | Shoulder | B12 | 200 | 992 | 0.05 | 40.41 | 42.4 | 2 | 0
2015 | MISO_IN_2_PJM_ROR | MISO_IN | PJM_ROR | Internal | Shoulder | B13 | 600 | 992 | 523.19 | 37.74 | 39.74 | 2 | 0
2015 | MISO_IN_2_PJM_ROR | MISO_IN | PJM_ROR | Internal | Shoulder | B14 | 900 | 992 | 258.89 | 35.87 | 37.87 | 2 | 0
2015 | MISO_IN_2_PJM_ROR | MISO_IN | PJM_ROR | Internal | Shoulder | B15 | 1203 | 992 | 0 | 33.75 | 34.35 | 2 | 0
2015 | MISO_IN_2_PJM_ROR | MISO_IN | PJM_ROR | Internal | Summer | B1 | 10 | 992 | 0.97 | 58.16 | 60.15 | 2 | 0
2015 | MISO_IN_2_PJM_ROR | MISO_IN | PJM_ROR | Internal | Summer | B2 | 25 | 992 | 0.37 | 56.47 | 58.45 | 2 | 0
2015 | MISO_IN_2_PJM_ROR | MISO_IN | PJM_ROR | Internal | Summer | B3 | 75 | 992 | 0 | 56.39 | 56.94 | 2 | 0
2015 | MISO_IN_2_PJM_ROR | MISO_IN | PJM_ROR | Internal | Summer | B4 | 100 | 992 | 0 | 53.18 | 53.97 | 2 | 0
2015 | MISO_IN_2_PJM_ROR | MISO_IN | PJM_ROR | Internal | Summer | B5 | 200 | 992 | 780.98 | 45.81 | 47.81 | 2 | 0
2015 | MISO_IN_2_PJM_ROR | MISO_IN | PJM_ROR | Internal | Summer | B6 | 300 | 992 | 0.03 | 40.86 | 42.85 | 2 | 0
2015 | MISO_IN_2_PJM_ROR | MISO_IN | PJM_ROR | Internal | Summer | B7 | 400 | 992 | 0.09 | 36.31 | 38.31 | 2 | 0
2015 | MISO_IN_2_PJM_ROR | MISO_IN | PJM_ROR | Internal | Summer | B8 | 500 | 992 | 239.89 | 34.28 | 36.28 | 2 | 0
2015 | MISO_IN_2_PJM_ROR | MISO_IN | PJM_ROR | Internal | Summer | B9 | 800 | 992 | 0 | 33.29 | 34.73 | 2 | 0
2015 | MISO_IN_2_PJM_ROR | MISO_IN | PJM_ROR | Internal | Summer | B10 | 1262 | 992 | 0 | 32.29 | 32.67 | 2 | 0
2015 | MISO_IN_2_PJM_ROR | MISO_IN | PJM_ROR | Internal | Winter | B16 | 25 | 992 | 0.39 | 47.28 | 49.27 | 2 | 0
2015 | MISO_IN_2_PJM_ROR | MISO_IN | PJM_ROR | Internal | Winter | B17 | 100 | 992 | 629.76 | 42.67 | 44.67 | 2 | 0
2015 | MISO_IN_2_PJM_ROR | MISO_IN | PJM_ROR | Internal | Winter | B18 | 400 | 992 | 519.73 | 37.74 | 39.74 | 2 | 0
2015 | MISO_IN_2_PJM_ROR | MISO_IN | PJM_ROR | Internal | Winter | B19 | 700 | 992 | 0.01 | 36.17 | 38.16 | 2 | 0
2015 | MISO_IN_2_PJM_ROR | MISO_IN | PJM_ROR | Internal | Winter | B20 | 935 | 992 | 0 | 33.64 | 34.29 | 2 | 0
2015 | MISO_MI_2_IESO | MISO_MI | IESO | Internal | Shoulder | B11 | 25 | 1580 | 0 | 46.66 | 33.61 | 8 | 0
2015 | MISO_MI_2_IESO | MISO_MI | IESO | Internal | Shoulder | B12 | 200 | 1580 | 0 | 40.4 | 33.4 | 8 | 0
2015 | MISO_MI_2_IESO | MISO_MI | IESO | Internal | Shoulder | B13 | 600 | 1580 | 0 | 37.75 | 31.83 | 8 | 0
2015 | MISO_MI_2_IESO | MISO_MI | IESO | Internal | Shoulder | B14 | 900 | 1580 | 0 | 35.88 | 31.83 | 8 | 0
2015 | MISO_MI_2_IESO | MISO_MI | IESO | Internal | Shoulder | B15 | 1203 | 1580 | 0 | 33.77 | 31.83 | 8 | 0
2015 | MISO_MI_2_IESO | MISO_MI | IESO | Internal | Summer | B1 | 10 | 1580 | 0 | 57.41 | 41.9 | 8 | 0
2015 | MISO_MI_2_IESO | MISO_MI | IESO | Internal | Summer | B2 | 25 | 1580 | 0 | 56.45 | 41.26 | 8 | 0
2015 | MISO_MI_2_IESO | MISO_MI | IESO | Internal | Summer | B3 | 75 | 1580 | 0 | 51.98 | 38.28 | 8 | 0
2015 | MISO_MI_2_IESO | MISO_MI | IESO | Internal | Summer | B4 | 100 | 1580 | 0 | 51.97 | 38.28 | 8 | 0
2015 | MISO_MI_2_IESO | MISO_MI | IESO | Internal | Summer | B5 | 200 | 1580 | 0 | 45.44 | 38.28 | 8 | 0
2015 | MISO_MI_2_IESO | MISO_MI | IESO | Internal | Summer | B6 | 300 | 1580 | 0 | 40.85 | 34.87 | 8 | 0
2015 | MISO_MI_2_IESO | MISO_MI | IESO | Internal | Summer | B7 | 400 | 1580 | 0 | 36.31 | 30.74 | 8 | 0
2015 | MISO_MI_2_IESO | MISO_MI | IESO | Internal | Summer | B8 | 500 | 1580 | 0 | 34.29 | 30.74 | 8 | 0
2015 | MISO_MI_2_IESO | MISO_MI | IESO | Internal | Summer | B9 | 800 | 1580 | 0 | 33.3 | 30.74 | 8 | 0
2015 | MISO_MI_2_IESO | MISO_MI | IESO | Internal | Summer | B10 | 1262 | 1580 | 0 | 32.3 | 30.74 | 8 | 0
2015 | MISO_MI_2_IESO | MISO_MI | IESO | Internal | Winter | B16 | 25 | 1580 | 0 | 47.25 | 40.24 | 8 | 0
2015 | MISO_MI_2_IESO | MISO_MI | IESO | Internal | Winter | B17 | 100 | 1580 | 0 | 42.67 | 36.08 | 8 | 0
2015 | MISO_MI_2_IESO | MISO_MI | IESO | Internal | Winter | B18 | 400 | 1580 | 0 | 37.74 | 36.08 | 8 | 0
2015 | MISO_MI_2_IESO | MISO_MI | IESO | Internal | Winter | B19 | 700 | 1580 | 0 | 36.16 | 36.08 | 8 | 0
2015 | MISO_MI_2_IESO | MISO_MI | IESO | Internal | Winter | B20 | 935 | 1580 | 0 | 33.65 | 36.08 | 8 | 0
2015 | MISO_MI_2_MISO_IN | MISO_MI | MISO_IN | Internal | Shoulder | B11 | 25 | 2045 | 2045 | 46.66 | 47.69 | 0.01 | 1.02
2015 | MISO_MI_2_MISO_IN | MISO_MI | MISO_IN | Internal | Shoulder | B12 | 200 | 2045 | 103.33 | 40.4 | 40.41 | 0.01 | 0
2015 | MISO_MI_2_MISO_IN | MISO_MI | MISO_IN | Internal | Shoulder | B13 | 600 | 2045 | 0 | 37.75 | 37.74 | 0.01 | 0
2015 | MISO_MI_2_MISO_IN | MISO_MI | MISO_IN | Internal | Shoulder | B14 | 900 | 2045 | 0 | 35.88 | 35.87 | 0.01 | 0
2015 | MISO_MI_2_MISO_IN | MISO_MI | MISO_IN | Internal | Shoulder | B15 | 1203 | 2045 | 0 | 33.77 | 33.75 | 0.01 | 0
2015 | MISO_MI_2_MISO_IN | MISO_MI | MISO_IN | Internal | Summer | B1 | 10 | 2045 | 2044.98 | 57.41 | 58.16 | 0.01 | 0.74
2015 | MISO_MI_2_MISO_IN | MISO_MI | MISO_IN | Internal | Summer | B2 | 25 | 2045 | 1913.03 | 56.45 | 56.47 | 0.01 | 0
2015 | MISO_MI_2_MISO_IN | MISO_MI | MISO_IN | Internal | Summer | B3 | 75 | 2045 | 2045 | 51.98 | 56.39 | 0.01 | 4.4
2015 | MISO_MI_2_MISO_IN | MISO_MI | MISO_IN | Internal | Summer | B4 | 100 | 2045 | 2045 | 51.97 | 53.18 | 0.01 | 1.2
2015 | MISO_MI_2_MISO_IN | MISO_MI | MISO_IN | Internal | Summer | B5 | 200 | 2045 | 2045 | 45.44 | 45.81 | 0.01 | 0.35
2015 | MISO_MI_2_MISO_IN | MISO_MI | MISO_IN | Internal | Summer | B6 | 300 | 2045 | 782.05 | 40.85 | 40.86 | 0.01 | 0
2015 | MISO_MI_2_MISO_IN | MISO_MI | MISO_IN | Internal | Summer | B7 | 400 | 2045 | 0.04 | 36.31 | 36.31 | 0.01 | 0
2015 | MISO_MI_2_MISO_IN | MISO_MI | MISO_IN | Internal | Summer | B8 | 500 | 2045 | 0.01 | 34.29 | 34.28 | 0.01 | 0
2015 | MISO_MI_2_MISO_IN | MISO_MI | MISO_IN | Internal | Summer | B9 | 800 | 2045 | 0 | 33.3 | 33.29 | 0.01 | 0
2015 | MISO_MI_2_MISO_IN | MISO_MI | MISO_IN | Internal | Summer | B10 | 1262 | 2045 | 0 | 32.3 | 32.29 | 0.01 | 0
2015 | MISO_MI_2_MISO_IN | MISO_MI | MISO_IN | Internal | Winter | B16 | 25 | 2045 | 2044.78 | 47.25 | 47.28 | 0.01 | 0.02
2015 | MISO_MI_2_MISO_IN | MISO_MI | MISO_IN | Internal | Winter | B17 | 100 | 2045 | 0.1 | 42.67 | 42.67 | 0.01 | 0
2015 | MISO_MI_2_MISO_IN | MISO_MI | MISO_IN | Internal | Winter | B18 | 400 | 2045 | 0.03 | 37.74 | 37.74 | 0.01 | 0
2015 | MISO_MI_2_MISO_IN | MISO_MI | MISO_IN | Internal | Winter | B19 | 700 | 2045 | 320.78 | 36.16 | 36.17 | 0.01 | 0
2015 | MISO_MI_2_MISO_IN | MISO_MI | MISO_IN | Internal | Winter | B20 | 935 | 2045 | 0 | 33.65 | 33.64 | 0.01 | 0
2015 | MISO_MI_2_MISO_WUMS | MISO_MI | MISO_WUMS | Internal | Shoulder | B11 | 25 | 117 | 117 | 46.66 | 47.68 | 0.01 | 1
2015 | MISO_MI_2_MISO_WUMS | MISO_MI | MISO_WUMS | Internal | Shoulder | B12 | 200 | 117 | 0.05 | 40.4 | 40.4 | 0.01 | 0
2015 | MISO_MI_2_MISO_WUMS | MISO_MI | MISO_WUMS | Internal | Shoulder | B13 | 600 | 117 | 0.01 | 37.75 | 37.75 | 0.01 | 0
2015 | MISO_MI_2_MISO_WUMS | MISO_MI | MISO_WUMS | Internal | Shoulder | B14 | 900 | 117 | 0.02 | 35.88 | 35.89 | 0.01 | 0
2015 | MISO_MI_2_MISO_WUMS | MISO_MI | MISO_WUMS | Internal | Shoulder | B15 | 1203 | 117 | 0 | 33.77 | 33.75 | 0.01 | 0
2015 | MISO_MI_2_MISO_WUMS | MISO_MI | MISO_WUMS | Internal | Summer | B1 | 10 | 117 | 116.98 | 57.41 | 58.13 | 0.01 | 0.71
2015 | MISO_MI_2_MISO_WUMS | MISO_MI | MISO_WUMS | Internal | Summer | B2 | 25 | 117 | 116.68 | 56.45 | 56.48 | 0.01 | 0.01
2015 | MISO_MI_2_MISO_WUMS | MISO_MI | MISO_WUMS | Internal | Summer | B3 | 75 | 117 | 117 | 51.98 | 56.43 | 0.01 | 4.44
2015 | MISO_MI_2_MISO_WUMS | MISO_MI | MISO_WUMS | Internal | Summer | B4 | 100 | 117 | 117 | 51.97 | 53.19 | 0.01 | 1.21
2015 | MISO_MI_2_MISO_WUMS | MISO_MI | MISO_WUMS | Internal | Summer | B5 | 200 | 117 | 117 | 45.44 | 45.81 | 0.01 | 0.35
2015 | MISO_MI_2_MISO_WUMS | MISO_MI | MISO_WUMS | Internal | Summer | B6 | 300 | 117 | 117 | 40.85 | 41.6 | 0.01 | 0.74
2015 | MISO_MI_2_MISO_WUMS | MISO_MI | MISO_WUMS | Internal | Summer | B7 | 400 | 117 | 116.92 | 36.31 | 36.33 | 0.01 | 0
2015 | MISO_MI_2_MISO_WUMS | MISO_MI | MISO_WUMS | Internal | Summer | B8 | 500 | 117 | 0.01 | 34.29 | 34.28 | 0.01 | 0
2015 | MISO_MI_2_MISO_WUMS | MISO_MI | MISO_WUMS | Internal | Summer | B9 | 800 | 117 | 0 | 33.3 | 32.92 | 0.01 | 0
2015 | MISO_MI_2_MISO_WUMS | MISO_MI | MISO_WUMS | Internal | Summer | B10 | 1262 | 117 | 81.35 | 32.3 | 32.31 | 0.01 | 0
2015 | MISO_MI_2_MISO_WUMS | MISO_MI | MISO_WUMS | Internal | Winter | B16 | 25 | 117 | 116.47 | 47.25 | 47.27 | 0.01 | 0.01
2015 | MISO_MI_2_MISO_WUMS | MISO_MI | MISO_WUMS | Internal | Winter | B17 | 100 | 117 | 0 | 42.67 | 41.6 | 0.01 | 0
2015 | MISO_MI_2_MISO_WUMS | MISO_MI | MISO_WUMS | Internal | Winter | B18 | 400 | 117 | 49.68 | 37.74 | 37.75 | 0.01 | 0
2015 | MISO_MI_2_MISO_WUMS | MISO_MI | MISO_WUMS | Internal | Winter | B19 | 700 | 117 | 117 | 36.16 | 36.57 | 0.01 | 0.41
2015 | MISO_MI_2_MISO_WUMS | MISO_MI | MISO_WUMS | Internal | Winter | B20 | 935 | 117 | 0 | 33.65 | 33.64 | 0.01 | 0
2015 | MISO_MI_2_PJM_ROR | MISO_MI | PJM_ROR | Internal | Shoulder | B11 | 25 | 1424 | 0.01 | 46.66 | 48.18 | 2 | 0
2015 | MISO_MI_2_PJM_ROR | MISO_MI | PJM_ROR | Internal | Shoulder | B12 | 200 | 1424 | 173.88 | 40.4 | 42.4 | 2 | 0
2015 | MISO_MI_2_PJM_ROR | MISO_MI | PJM_ROR | Internal | Shoulder | B13 | 600 | 1424 | 0.02 | 37.75 | 39.74 | 2 | 0
2015 | MISO_MI_2_PJM_ROR | MISO_MI | PJM_ROR | Internal | Shoulder | B14 | 900 | 1424 | 0.02 | 35.88 | 37.87 | 2 | 0
2015 | MISO_MI_2_PJM_ROR | MISO_MI | PJM_ROR | Internal | Shoulder | B15 | 1203 | 1424 | 0 | 33.77 | 34.35 | 2 | 0
2015 | MISO_MI_2_PJM_ROR | MISO_MI | PJM_ROR | Internal | Summer | B1 | 10 | 1424 | 1423.98 | 57.41 | 60.15 | 2 | 0.74
2015 | MISO_MI_2_PJM_ROR | MISO_MI | PJM_ROR | Internal | Summer | B2 | 25 | 1424 | 1267.51 | 56.45 | 58.45 | 2 | 0
2015 | MISO_MI_2_PJM_ROR | MISO_MI | PJM_ROR | Internal | Summer | B3 | 75 | 1424 | 1424 | 51.98 | 56.94 | 2 | 2.96
2015 | MISO_MI_2_PJM_ROR | MISO_MI | PJM_ROR | Internal | Summer | B4 | 100 | 1424 | 1232.53 | 51.97 | 53.97 | 2 | 0
2015 | MISO_MI_2_PJM_ROR | MISO_MI | PJM_ROR | Internal | Summer | B5 | 200 | 1424 | 1424 | 45.44 | 47.81 | 2 | 0.36
2015 | MISO_MI_2_PJM_ROR | MISO_MI | PJM_ROR | Internal | Summer | B6 | 300 | 1424 | 467.21 | 40.85 | 42.85 | 2 | 0
2015 | MISO_MI_2_PJM_ROR | MISO_MI | PJM_ROR | Internal | Summer | B7 | 400 | 1424 | 297.5 | 36.31 | 38.31 | 2 | 0
2015 | MISO_MI_2_PJM_ROR | MISO_MI | PJM_ROR | Internal | Summer | B8 | 500 | 1424 | 0.02 | 34.29 | 36.28 | 2 | 0
2015 | MISO_MI_2_PJM_ROR | MISO_MI | PJM_ROR | Internal | Summer | B9 | 800 | 1424 | 0 | 33.3 | 34.73 | 2 | 0
2015 | MISO_MI_2_PJM_ROR | MISO_MI | PJM_ROR | Internal | Summer | B10 | 1262 | 1424 | 0 | 32.3 | 32.67 | 2 | 0
2015 | MISO_MI_2_PJM_ROR | MISO_MI | PJM_ROR | Internal | Winter | B16 | 25 | 1424 | 1423.78 | 47.25 | 49.27 | 2 | 0.02
2015 | MISO_MI_2_PJM_ROR | MISO_MI | PJM_ROR | Internal | Winter | B17 | 100 | 1424 | 955.31 | 42.67 | 44.67 | 2 | 0
2015 | MISO_MI_2_PJM_ROR | MISO_MI | PJM_ROR | Internal | Winter | B18 | 400 | 1424 | 457.1 | 37.74 | 39.74 | 2 | 0
2015 | MISO_MI_2_PJM_ROR | MISO_MI | PJM_ROR | Internal | Winter | B19 | 700 | 1424 | 185.99 | 36.16 | 38.16 | 2 | 0
2015 | MISO_MI_2_PJM_ROR | MISO_MI | PJM_ROR | Internal | Winter | B20 | 935 | 1424 | 0 | 33.65 | 34.29 | 2 | 0
2015 | MISO_MO-IL_2_ENT | MISO_MO-IL | ENT | Internal | Shoulder | B11 | 25 | 2540 | 0 | 47.68 | 53.49 | 8 | 0
2015 | MISO_MO-IL_2_ENT | MISO_MO-IL | ENT | Internal | Shoulder | B12 | 200 | 2540 | 0 | 40.4 | 38.05 | 8 | 0
2015 | MISO_MO-IL_2_ENT | MISO_MO-IL | ENT | Internal | Shoulder | B13 | 600 | 2540 | 0 | 37.73 | 38.05 | 8 | 0
2015 | MISO_MO-IL_2_ENT | MISO_MO-IL | ENT | Internal | Shoulder | B14 | 900 | 2540 | 0 | 35.86 | 37.77 | 8 | 0
2015 | MISO_MO-IL_2_ENT | MISO_MO-IL | ENT | Internal | Shoulder | B15 | 1203 | 2540 | 0 | 33.42 | 37.18 | 8 | 0
2015 | MISO_MO-IL_2_ENT | MISO_MO-IL | ENT | Internal | Summer | B1 | 10 | 2540 | 0 | 58.15 | 58.15 | 8 | 0
2015 | MISO_MO-IL_2_ENT | MISO_MO-IL | ENT | Internal | Summer | B2 | 25 | 2540 | 0 | 56.45 | 56.92 | 8 | 0
2015 | MISO_MO-IL_2_ENT | MISO_MO-IL | ENT | Internal | Summer | B3 | 75 | 2540 | 0 | 56.4 | 56.92 | 8 | 0
2015 | MISO_MO-IL_2_ENT | MISO_MO-IL | ENT | Internal | Summer | B4 | 100 | 2540 | 0 | 53.19 | 55.82 | 8 | 0
2015 | MISO_MO-IL_2_ENT | MISO_MO-IL | ENT | Internal | Summer | B5 | 200 | 2540 | 0 | 45.81 | 51.84 | 8 | 0
2015 | MISO_MO-IL_2_ENT | MISO_MO-IL | ENT | Internal | Summer | B6 | 300 | 2540 | 0 | 40.87 | 47.85 | 8 | 0
2015 | MISO_MO-IL_2_ENT | MISO_MO-IL | ENT | Internal | Summer | B7 | 400 | 2540 | 0 | 36.3 | 43.31 | 8 | 0
2015 | MISO_MO-IL_2_ENT | MISO_MO-IL | ENT | Internal | Summer | B8 | 500 | 2540 | 0 | 34.27 | 36.89 | 8 | 0
2015 | MISO_MO-IL_2_ENT | MISO_MO-IL | ENT | Internal | Summer | B9 | 800 | 2540 | 0 | 32.92 | 36.63 | 8 | 0
2015 | MISO_MO-IL_2_ENT | MISO_MO-IL | ENT | Internal | Summer | B10 | 1262 | 2540 | 0 | 31.66 | 35.44 | 8 | 0
2015 | MISO_MO-IL_2_ENT | MISO_MO-IL | ENT | Internal | Winter | B16 | 25 | 2540 | 0 | 47.27 | 53.36 | 8 | 0
2015 | MISO_MO-IL_2_ENT | MISO_MO-IL | ENT | Internal | Winter | B17 | 100 | 2540 | 0 | 41.6 | 40.38 | 8 | 0
2015 | MISO_MO-IL_2_ENT | MISO_MO-IL | ENT | Internal | Winter | B18 | 400 | 2540 | 0 | 37.73 | 40.32 | 8 | 0
2015 | MISO_MO-IL_2_ENT | MISO_MO-IL | ENT | Internal | Winter | B19 | 700 | 2540 | 0 | 36.16 | 40.1 | 8 | 0
2015 | MISO_MO-IL_2_ENT | MISO_MO-IL | ENT | Internal | Winter | B20 | 935 | 2540 | 0 | 33.43 | 38.79 | 8 | 0
2015 | MISO_MO-IL_2_MISO_IN | MISO_MO-IL | MISO_IN | Internal | Shoulder | B11 | 25 | 2100 | 374.96 | 47.68 | 47.69 | 0.01 | 0
2015 | MISO_MO-IL_2_MISO_IN | MISO_MO-IL | MISO_IN | Internal | Shoulder | B12 | 200 | 2100 | 1523.94 | 40.4 | 40.41 | 0.01 | 0
2015 | MISO_MO-IL_2_MISO_IN | MISO_MO-IL | MISO_IN | Internal | Shoulder | B13 | 600 | 2100 | 2006.87 | 37.73 | 37.74 | 0.01 | 0
2015 | MISO_MO-IL_2_MISO_IN | MISO_MO-IL | MISO_IN | Internal | Shoulder | B14 | 900 | 2100 | 1343.67 | 35.86 | 35.87 | 0.01 | 0
2015 | MISO_MO-IL_2_MISO_IN | MISO_MO-IL | MISO_IN | Internal | Shoulder | B15 | 1203 | 2100 | 2100 | 33.42 | 33.75 | 0.01 | 0.33
2015 | MISO_MO-IL_2_MISO_IN | MISO_MO-IL | MISO_IN | Internal | Summer | B1 | 10 | 2100 | 1158.78 | 58.15 | 58.16 | 0.01 | 0
2015 | MISO_MO-IL_2_MISO_IN | MISO_MO-IL | MISO_IN | Internal | Summer | B2 | 25 | 2100 | 1009.84 | 56.45 | 56.47 | 0.01 | 0
2015 | MISO_MO-IL_2_MISO_IN | MISO_MO-IL | MISO_IN | Internal | Summer | B3 | 75 | 2100 | 0.09 | 56.4 | 56.39 | 0.01 | 0
2015 | MISO_MO-IL_2_MISO_IN | MISO_MO-IL | MISO_IN | Internal | Summer | B4 | 100 | 2100 | 0.06 | 53.19 | 53.18 | 0.01 | 0
2015 | MISO_MO-IL_2_MISO_IN | MISO_MO-IL | MISO_IN | Internal | Summer | B5 | 200 | 2100 | 0.05 | 45.81 | 45.81 | 0.01 | 0
2015 | MISO_MO-IL_2_MISO_IN | MISO_MO-IL | MISO_IN | Internal | Summer | B6 | 300 | 2100 | 0.02 | 40.87 | 40.86 | 0.01 | 0
2015 | MISO_MO-IL_2_MISO_IN | MISO_MO-IL | MISO_IN | Internal | Summer | B7 | 400 | 2100 | 282.74 | 36.3 | 36.31 | 0.01 | 0
2015 | MISO_MO-IL_2_MISO_IN | MISO_MO-IL | MISO_IN | Internal | Summer | B8 | 500 | 2100 | 1812.44 | 34.27 | 34.28 | 0.01 | 0
2015 | MISO_MO-IL_2_MISO_IN | MISO_MO-IL | MISO_IN | Internal | Summer | B9 | 800 | 2100 | 2100 | 32.92 | 33.29 | 0.01 | 0.36
2015 | MISO_MO-IL_2_MISO_IN | MISO_MO-IL | MISO_IN | Internal | Summer | B10 | 1262 | 2100 | 2100 | 31.66 | 32.29 | 0.01 | 0.62
2015 | MISO_MO-IL_2_MISO_IN | MISO_MO-IL | MISO_IN | Internal | Winter | B16 | 25 | 2100 | 1063.73 | 47.27 | 47.28 | 0.01 | 0
2015 | MISO_MO-IL_2_MISO_IN | MISO_MO-IL | MISO_IN | Internal | Winter | B17 | 100 | 2100 | 2100 | 41.6 | 42.67 | 0.01 | 1.05
2015 | MISO_MO-IL_2_MISO_IN | MISO_MO-IL | MISO_IN | Internal | Winter | B18 | 400 | 2100 | 737.51 | 37.73 | 37.74 | 0.01 | 0
2015 | MISO_MO-IL_2_MISO_IN | MISO_MO-IL | MISO_IN | Internal | Winter | B19 | 700 | 2100 | 956.22 | 36.16 | 36.17 | 0.01 | 0
2015 | MISO_MO-IL_2_MISO_IN | MISO_MO-IL | MISO_IN | Internal | Winter | B20 | 935 | 2100 | 2100 | 33.43 | 33.64 | 0.01 | 0.2
2015 | MISO_MO-IL_2_MISO_W | MISO_MO-IL | MISO_W | Internal | Shoulder | B11 | 25 | 960 | 131.27 | 47.68 | 47.69 | 0.01 | 0
2015 | MISO_MO-IL_2_MISO_W | MISO_MO-IL | MISO_W | Internal | Shoulder | B12 | 200 | 960 | 0.03 | 40.4 | 40.39 | 0.01 | 0
2015 | MISO_MO-IL_2_MISO_W | MISO_MO-IL | MISO_W | Internal | Shoulder | B13 | 600 | 960 | 0.04 | 37.73 | 37.74 | 0.01 | 0
2015 | MISO_MO-IL_2_MISO_W | MISO_MO-IL | MISO_W | Internal | Shoulder | B14 | 900 | 960 | 575.59 | 35.86 | 35.87 | 0.01 | 0
2015 | MISO_MO-IL_2_MISO_W | MISO_MO-IL | MISO_W | Internal | Shoulder | B15 | 1203 | 960 | 960 | 33.42 | 33.74 | 0.01 | 0.31
2015 | MISO_MO-IL_2_MISO_W | MISO_MO-IL | MISO_W | Internal | Summer | B1 | 10 | 960 | 0.48 | 58.15 | 58.14 | 0.01 | 0
2015 | MISO_MO-IL_2_MISO_W | MISO_MO-IL | MISO_W | Internal | Summer | B2 | 25 | 960 | 842.98 | 56.45 | 56.47 | 0.01 | 0
2015 | MISO_MO-IL_2_MISO_W | MISO_MO-IL | MISO_W | Internal | Summer | B3 | 75 | 960 | 424.67 | 56.4 | 56.41 | 0.01 | 0
2015 | MISO_MO-IL_2_MISO_W | MISO_MO-IL | MISO_W | Internal | Summer | B4 | 100 | 960 | 761.6 | 53.19 | 53.2 | 0.01 | 0
2015 | MISO_MO-IL_2_MISO_W | MISO_MO-IL | MISO_W | Internal | Summer | B5 | 200 | 960 | 896.97 | 45.81 | 45.82 | 0.01 | 0
2015 | MISO_MO-IL_2_MISO_W | MISO_MO-IL | MISO_W | Internal | Summer | B6 | 300 | 960 | 960 | 40.87 | 41.87 | 0.01 | 0.99
2015 | MISO_MO-IL_2_MISO_W | MISO_MO-IL | MISO_W | Internal | Summer | B7 | 400 | 960 | 860.11 | 36.3 | 36.31 | 0.01 | 0
2015 | MISO_MO-IL_2_MISO_W | MISO_MO-IL | MISO_W | Internal | Summer | B8 | 500 | 960 | 0.01 | 34.27 | 34.26 | 0.01 | 0
2015 | MISO_MO-IL_2_MISO_W | MISO_MO-IL | MISO_W | Internal | Summer | B9 | 800 | 960 | 0 | 32.92 | 32.9 | 0.01 | 0
2015 | MISO_MO-IL_2_MISO_W | MISO_MO-IL | MISO_W | Internal | Summer | B10 | 1262 | 960 | 960 | 31.66 | 31.99 | 0.01 | 0.32
2015 | MISO_MO-IL_2_MISO_W | MISO_MO-IL | MISO_W | Internal | Winter | B16 | 25 | 960 | 0.2 | 47.27 | 47.25 | 0.01 | 0
2015 | MISO_MO-IL_2_MISO_W | MISO_MO-IL | MISO_W | Internal | Winter | B17 | 100 | 960 | 0.05 | 41.6 | 41.59 | 0.01 | 0
2015 | MISO_MO-IL_2_MISO_W | MISO_MO-IL | MISO_W | Internal | Winter | B18 | 400 | 960 | 343.41 | 37.73 | 37.74 | 0.01 | 0
2015 | MISO_MO-IL_2_MISO_W | MISO_MO-IL | MISO_W | Internal | Winter | B19 | 700 | 960 | 960 | 36.16 | 36.56 | 0.01 | 0.39
2015 | MISO_MO-IL_2_MISO_W | MISO_MO-IL | MISO_W | Internal | Winter | B20 | 935 | 960 | 223.53 | 33.43 | 33.45 | 0.01 | 0
2015 | MISO_MO-IL_2_PJM_ROR | MISO_MO-IL | PJM_ROR | Internal | Shoulder | B11 | 25 | 1212 | 0 | 47.68 | 48.18 | 2 | 0
2015 | MISO_MO-IL_2_PJM_ROR | MISO_MO-IL | PJM_ROR | Internal | Shoulder | B12 | 200 | 1212 | 1048.39 | 40.4 | 42.4 | 2 | 0
2015 | MISO_MO-IL_2_PJM_ROR | MISO_MO-IL | PJM_ROR | Internal | Shoulder | B13 | 600 | 1212 | 1211.98 | 37.73 | 39.74 | 2 | 0.01
2015 | MISO_MO-IL_2_PJM_ROR | MISO_MO-IL | PJM_ROR | Internal | Shoulder | B14 | 900 | 1212 | 1211.99 | 35.86 | 37.87 | 2 | 0.01
2015 | MISO_MO-IL_2_PJM_ROR | MISO_MO-IL | PJM_ROR | Internal | Shoulder | B15 | 1203 | 1212 | 0 | 33.42 | 34.35 | 2 | 0
2015 | MISO_MO-IL_2_PJM_ROR | MISO_MO-IL | PJM_ROR | Internal | Summer | B1 | 10 | 1212 | 896.49 | 58.15 | 60.15 | 2 | 0
2015 | MISO_MO-IL_2_PJM_ROR | MISO_MO-IL | PJM_ROR | Internal | Summer | B2 | 25 | 1212 | 364.6 | 56.45 | 58.45 | 2 | 0
2015 | MISO_MO-IL_2_PJM_ROR | MISO_MO-IL | PJM_ROR | Internal | Summer | B3 | 75 | 1212 | 0 | 56.4 | 56.94 | 2 | 0
2015 | MISO_MO-IL_2_PJM_ROR | MISO_MO-IL | PJM_ROR | Internal | Summer | B4 | 100 | 1212 | 0 | 53.19 | 53.97 | 2 | 0
2015 | MISO_MO-IL_2_PJM_ROR | MISO_MO-IL | PJM_ROR | Internal | Summer | B5 | 200 | 1212 | 313.04 | 45.81 | 47.81 | 2 | 0
2015 | MISO_MO-IL_2_PJM_ROR | MISO_MO-IL | PJM_ROR | Internal | Summer | B6 | 300 | 1212 | 0.02 | 40.87 | 42.85 | 2 | 0
2015 | MISO_MO-IL_2_PJM_ROR | MISO_MO-IL | PJM_ROR | Internal | Summer | B7 | 400 | 1212 | 1211.96 | 36.3 | 38.31 | 2 | 0.01
2015 | MISO_MO-IL_2_PJM_ROR | MISO_MO-IL | PJM_ROR | Internal | Summer | B8 | 500 | 1212 | 1211.98 | 34.27 | 36.28 | 2 | 0.01
2015 | MISO_MO-IL_2_PJM_ROR | MISO_MO-IL | PJM_ROR | Internal | Summer | B9 | 800 | 1212 | 0 | 32.92 | 34.73 | 2 | 0
2015 | MISO_MO-IL_2_PJM_ROR | MISO_MO-IL | PJM_ROR | Internal | Summer | B10 | 1262 | 1212 | 0 | 31.66 | 32.67 | 2 | 0
2015 | MISO_MO-IL_2_PJM_ROR | MISO_MO-IL | PJM_ROR | Internal | Winter | B16 | 25 | 1212 | 703.72 | 47.27 | 49.27 | 2 | 0
2015 | MISO_MO-IL_2_PJM_ROR | MISO_MO-IL | PJM_ROR | Internal | Winter | B17 | 100 | 1212 | 1212 | 41.6 | 44.67 | 2 | 1.06
2015 | MISO_MO-IL_2_PJM_ROR | MISO_MO-IL | PJM_ROR | Internal | Winter | B18 | 400 | 1212 | 1211.97 | 37.73 | 39.74 | 2 | 0.01
2015 | MISO_MO-IL_2_PJM_ROR | MISO_MO-IL | PJM_ROR | Internal | Winter | B19 | 700 | 1212 | 309.89 | 36.16 | 38.16 | 2 | 0
2015 | MISO_MO-IL_2_PJM_ROR | MISO_MO-IL | PJM_ROR | Internal | Winter | B20 | 935 | 1212 | 0 | 33.43 | 34.29 | 2 | 0
2015 | MISO_MO-IL_2_SPP_N | MISO_MO-IL | SPP_N | Internal | Shoulder | B11 | 25 | 2000 | 0 | 47.68 | 54.69 | 8 | 0
2015 | MISO_MO-IL_2_SPP_N | MISO_MO-IL | SPP_N | Internal | Shoulder | B12 | 200 | 2000 | 0 | 40.4 | 40.4 | 8 | 0
2015 | MISO_MO-IL_2_SPP_N | MISO_MO-IL | SPP_N | Internal | Shoulder | B13 | 600 | 2000 | 0 | 37.73 | 37.98 | 8 | 0
2015 | MISO_MO-IL_2_SPP_N | MISO_MO-IL | SPP_N | Internal | Shoulder | B14 | 900 | 2000 | 0 | 35.86 | 37.6 | 8 | 0
2015 | MISO_MO-IL_2_SPP_N | MISO_MO-IL | SPP_N | Internal | Shoulder | B15 | 1203 | 2000 | 0 | 33.42 | 36.34 | 8 | 0
2015 | MISO_MO-IL_2_SPP_N | MISO_MO-IL | SPP_N | Internal | Summer | B1 | 10 | 2000 | 0 | 58.15 | 58.76 | 8 | 0
2015 | MISO_MO-IL_2_SPP_N | MISO_MO-IL | SPP_N | Internal | Summer | B2 | 25 | 2000 | 0 | 56.45 | 58.76 | 8 | 0
2015 | MISO_MO-IL_2_SPP_N | MISO_MO-IL | SPP_N | Internal | Summer | B3 | 75 | 2000 | 0 | 56.4 | 58.76 | 8 | 0
2015 | MISO_MO-IL_2_SPP_N | MISO_MO-IL | SPP_N | Internal | Summer | B4 | 100 | 2000 | 0 | 53.19 | 58.76 | 8 | 0
2015 | MISO_MO-IL_2_SPP_N | MISO_MO-IL | SPP_N | Internal | Summer | B5 | 200 | 2000 | 0 | 45.81 | 52.82 | 8 | 0
2015 | MISO_MO-IL_2_SPP_N | MISO_MO-IL | SPP_N | Internal | Summer | B6 | 300 | 2000 | 1247.17 | 40.87 | 48.87 | 8 | 0
2015 | MISO_MO-IL_2_SPP_N | MISO_MO-IL | SPP_N | Internal | Summer | B7 | 400 | 2000 | 0 | 36.3 | 43.31 | 8 | 0
2015 | MISO_MO-IL_2_SPP_N | MISO_MO-IL | SPP_N | Internal | Summer | B8 | 500 | 2000 | 0 | 34.27 | 39.72 | 8 | 0
2015 | MISO_MO-IL_2_SPP_N | MISO_MO-IL | SPP_N | Internal | Summer | B9 | 800 | 2000 | 0 | 32.92 | 36.34 | 8 | 0
2015 | MISO_MO-IL_2_SPP_N | MISO_MO-IL | SPP_N | Internal | Summer | B10 | 1262 | 2000 | 0 | 31.66 | 35.09 | 8 | 0
2015 | MISO_MO-IL_2_SPP_N | MISO_MO-IL | SPP_N | Internal | Winter | B16 | 25 | 2000 | 0 | 47.27 | 54.25 | 8 | 0
2015 | MISO_MO-IL_2_SPP_N | MISO_MO-IL | SPP_N | Internal | Winter | B17 | 100 | 2000 | 0 | 41.6 | 40.47 | 8 | 0
2015 | MISO_MO-IL_2_SPP_N | MISO_MO-IL | SPP_N | Internal | Winter | B18 | 400 | 2000 | 0 | 37.73 | 38.72 | 8 | 0
2015 | MISO_MO-IL_2_SPP_N | MISO_MO-IL | SPP_N | Internal | Winter | B19 | 700 | 2000 | 0 | 36.16 | 38.72 | 8 | 0
2015 | MISO_MO-IL_2_SPP_N | MISO_MO-IL | SPP_N | Internal | Winter | B20 | 935 | 2000 | 0 | 33.43 | 38.63 | 8 | 0
2015 | MISO_MO-IL_2_TVA_Transmission | MISO_MO-IL | TVA_Transmission | Internal | Shoulder | B11 | 25 | 4000 | 0 | 47.68 | 53.88 | 8 | 0
2015 | MISO_MO-IL_2_TVA_Transmission | MISO_MO-IL | TVA_Transmission | Internal | Shoulder | B12 | 200 | 4000 | 0 | 40.4 | 43.58 | 8 | 0
2015 | MISO_MO-IL_2_TVA_Transmission | MISO_MO-IL | TVA_Transmission | Internal | Shoulder | B13 | 600 | 4000 | 0 | 37.73 | 41.23 | 8 | 0
2015 | MISO_MO-IL_2_TVA_Transmission | MISO_MO-IL | TVA_Transmission | Internal | Shoulder | B14 | 900 | 4000 | 0 | 35.86 | 40.15 | 8 | 0
2015 | MISO_MO-IL_2_TVA_Transmission | MISO_MO-IL | TVA_Transmission | Internal | Shoulder | B15 | 1203 | 4000 | 0 | 33.42 | 39.13 | 8 | 0
2015 | MISO_MO-IL_2_TVA_Transmission | MISO_MO-IL | TVA_Transmission | Internal | Summer | B1 | 10 | 4000 | 1978.64 | 58.15 | 66.15 | 8 | 0
2015 | MISO_MO-IL_2_TVA_Transmission | MISO_MO-IL | TVA_Transmission | Internal | Summer | B2 | 25 | 4000 | 792.83 | 56.45 | 64.45 | 8 | 0
2015 | MISO_MO-IL_2_TVA_Transmission | MISO_MO-IL | TVA_Transmission | Internal | Summer | B3 | 75 | 4000 | 0 | 56.4 | 62.94 | 8 | 0
2015 | MISO_MO-IL_2_TVA_Transmission | MISO_MO-IL | TVA_Transmission | Internal | Summer | B4 | 100 | 4000 | 0 | 53.19 | 59.97 | 8 | 0
2015 | MISO_MO-IL_2_TVA_Transmission | MISO_MO-IL | TVA_Transmission | Internal | Summer | B5 | 200 | 4000 | 0 | 45.81 | 53.16 | 8 | 0
2015 | MISO_MO-IL_2_TVA_Transmission | MISO_MO-IL | TVA_Transmission | Internal | Summer | B6 | 300 | 4000 | 0 | 40.87 | 46.85 | 8 | 0
2015 | MISO_MO-IL_2_TVA_Transmission | MISO_MO-IL | TVA_Transmission | Internal | Summer | B7 | 400 | 4000 | 0 | 36.3 | 42.76 | 8 | 0
2015 | MISO_MO-IL_2_TVA_Transmission | MISO_MO-IL | TVA_Transmission | Internal | Summer | B8 | 500 | 4000 | 0 | 34.27 | 39.17 | 8 | 0
2015 | MISO_MO-IL_2_TVA_Transmission | MISO_MO-IL | TVA_Transmission | Internal | Summer | B9 | 800 | 4000 | 0 | 32.92 | 38.38 | 8 | 0
2015 | MISO_MO-IL_2_TVA_Transmission | MISO_MO-IL | TVA_Transmission | Internal | Summer | B10 | 1262 | 4000 | 0 | 31.66 | 36.57 | 8 | 0
2015 | MISO_MO-IL_2_TVA_Transmission | MISO_MO-IL | TVA_Transmission | Internal | Winter | B16 | 25 | 4000 | 196.38 | 47.27 | 55.27 | 8 | 0
2015 | MISO_MO-IL_2_TVA_Transmission | MISO_MO-IL | TVA_Transmission | Internal | Winter | B17 | 100 | 4000 | 0 | 41.6 | 45.91 | 8 | 0
2015 | MISO_MO-IL_2_TVA_Transmission | MISO_MO-IL | TVA_Transmission | Internal | Winter | B18 | 400 | 4000 | 0 | 37.73 | 41.82 | 8 | 0
2015 | MISO_MO-IL_2_TVA_Transmission | MISO_MO-IL | TVA_Transmission | Internal | Winter | B19 | 700 | 4000 | 0 | 36.16 | 40.33 | 8 | 0
2015 | MISO_MO-IL_2_TVA_Transmission | MISO_MO-IL | TVA_Transmission | Internal | Winter | B20 | 935 | 4000 | 0 | 33.43 | 39.11 | 8 | 0
2015 | MISO_W_2_IESO | MISO_W | IESO | Internal | Shoulder | B11 | 25 | 90 | 0 | 47.69 | 33.61 | 8 | 0
2015 | MISO_W_2_IESO | MISO_W | IESO | Internal | Shoulder | B12 | 200 | 90 | 0 | 40.39 | 33.4 | 8 | 0
2015 | MISO_W_2_IESO | MISO_W | IESO | Internal | Shoulder | B13 | 600 | 90 | 0 | 37.74 | 31.83 | 8 | 0
2015 | MISO_W_2_IESO | MISO_W | IESO | Internal | Shoulder | B14 | 900 | 90 | 0 | 35.87 | 31.83 | 8 | 0
2015 | MISO_W_2_IESO | MISO_W | IESO | Internal | Shoulder | B15 | 1203 | 90 | 0 | 33.74 | 31.83 | 8 | 0
2015 | MISO_W_2_IESO | MISO_W | IESO | Internal | Summer | B1 | 10 | 90 | 0 | 58.14 | 41.9 | 8 | 0
2015 | MISO_W_2_IESO | MISO_W | IESO | Internal | Summer | B2 | 25 | 90 | 0 | 56.47 | 41.26 | 8 | 0
2015 | MISO_W_2_IESO | MISO_W | IESO | Internal | Summer | B3 | 75 | 90 | 0 | 56.41 | 38.28 | 8 | 0
2015 | MISO_W_2_IESO | MISO_W | IESO | Internal | Summer | B4 | 100 | 90 | 0 | 53.2 | 38.28 | 8 | 0
2015 | MISO_W_2_IESO | MISO_W | IESO | Internal | Summer | B5 | 200 | 90 | 0 | 45.82 | 38.28 | 8 | 0
2015 | MISO_W_2_IESO | MISO_W | IESO | Internal | Summer | B6 | 300 | 90 | 0 | 41.87 | 34.87 | 8 | 0
2015 | MISO_W_2_IESO | MISO_W | IESO | Internal | Summer | B7 | 400 | 90 | 0 | 36.31 | 30.74 | 8 | 0
2015 | MISO_W_2_IESO | MISO_W | IESO | Internal | Summer | B8 | 500 | 90 | 0 | 34.26 | 30.74 | 8 | 0
2015 | MISO_W_2_IESO | MISO_W | IESO | Internal | Summer | B9 | 800 | 90 | 0 | 32.9 | 30.74 | 8 | 0
2015 | MISO_W_2_IESO | MISO_W | IESO | Internal | Summer | B10 | 1262 | 90 | 0 | 31.99 | 30.74 | 8 | 0
2015 | MISO_W_2_IESO | MISO_W | IESO | Internal | Winter | B16 | 25 | 90 | 0 | 47.25 | 40.24 | 8 | 0
2015 | MISO_W_2_IESO | MISO_W | IESO | Internal | Winter | B17 | 100 | 90 | 0 | 41.59 | 36.08 | 8 | 0
2015 | MISO_W_2_IESO | MISO_W | IESO | Internal | Winter | B18 | 400 | 90 | 0 | 37.74 | 36.08 | 8 | 0
2015 | MISO_W_2_IESO | MISO_W | IESO | Internal | Winter | B19 | 700 | 90 | 0 | 36.56 | 36.08 | 8 | 0
2015 | MISO_W_2_IESO | MISO_W | IESO | Internal | Winter | B20 | 935 | 90 | 0 | 33.45 | 36.08 | 8 | 0
2015 | MISO_W_2_MAPP_CA | MISO_W | MAPP_CA | Internal | Shoulder | B11 | 25 | 700 | 0 | 47.69 | 40.61 | 0.01 | 0
2015 | MISO_W_2_MAPP_CA | MISO_W | MAPP_CA | Internal | Shoulder | B12 | 200 | 700 | 0.03 | 40.39 | 40.37 | 0.01 | 0
2015 | MISO_W_2_MAPP_CA | MISO_W | MAPP_CA | Internal | Shoulder | B13 | 600 | 700 | 0 | 37.74 | 37.72 | 0.01 | 0
2015 | MISO_W_2_MAPP_CA | MISO_W | MAPP_CA | Internal | Shoulder | B14 | 900 | 700 | 234.24 | 35.87 | 35.89 | 0.01 | 0
2015 | MISO_W_2_MAPP_CA | MISO_W | MAPP_CA | Internal | Shoulder | B15 | 1203 | 700 | 700 | 33.74 | 35.89 | 0.01 | 2.13
2015 | MISO_W_2_MAPP_CA | MISO_W | MAPP_CA | Internal | Summer | B1 | 10 | 700 | 0 | 58.14 | 48.9 | 0.01 | 0
2015 | MISO_W_2_MAPP_CA | MISO_W | MAPP_CA | Internal | Summer | B2 | 25 | 700 | 0 | 56.47 | 48.9 | 0.01 | 0
2015 | MISO_W_2_MAPP_CA | MISO_W | MAPP_CA | Internal | Summer | B3 | 75 | 700 | 0 | 56.41 | 48.9 | 0.01 | 0
2015 | MISO_W_2_MAPP_CA | MISO_W | MAPP_CA | Internal | Summer | B4 | 100 | 700 | 0 | 53.2 | 48.9 | 0.01 | 0
2015 | MISO_W_2_MAPP_CA | MISO_W | MAPP_CA | Internal | Summer | B5 | 200 | 700 | 0.03 | 45.82 | 45.81 | 0.01 | 0
2015 | MISO_W_2_MAPP_CA | MISO_W | MAPP_CA | Internal | Summer | B6 | 300 | 700 | 0.02 | 41.87 | 41.86 | 0.01 | 0
2015 | MISO_W_2_MAPP_CA | MISO_W | MAPP_CA | Internal | Summer | B7 | 400 | 700 | 0.01 | 36.31 | 36.3 | 0.01 | 0
2015 | MISO_W_2_MAPP_CA | MISO_W | MAPP_CA | Internal | Summer | B8 | 500 | 700 | 0.01 | 34.26 | 34.25 | 0.01 | 0
2015 | MISO_W_2_MAPP_CA | MISO_W | MAPP_CA | Internal | Summer | B9 | 800 | 700 | 0 | 32.9 | 32.89 | 0.01 | 0
2015 | MISO_W_2_MAPP_CA | MISO_W | MAPP_CA | Internal | Summer | B10 | 1262 | 700 | 700 | 31.99 | 32.89 | 0.01 | 0.89
2015 | MISO_W_2_MAPP_CA | MISO_W | MAPP_CA | Internal | Winter | B16 | 25 | 700 | 0.2 | 47.25 | 47.24 | 0.01 | 0
2015 | MISO_W_2_MAPP_CA | MISO_W | MAPP_CA | Internal | Winter | B17 | 100 | 700 | 0.05 | 41.59 | 41.58 | 0.01 | 0
2015 | MISO_W_2_MAPP_CA | MISO_W | MAPP_CA | Internal | Winter | B18 | 400 | 700 | 700 | 37.74 | 38.6 | 0.01 | 0.85
2015 | MISO_W_2_MAPP_CA | MISO_W | MAPP_CA | Internal | Winter | B19 | 700 | 700 | 700 | 36.56 | 38.6 | 0.01 | 2.03
2015 | MISO_W_2_MAPP_CA | MISO_W | MAPP_CA | Internal | Winter | B20 | 935 | 700 | 700 | 33.45 | 38.6 | 0.01 | 5.14
2015 | MISO_W_2_MAPP_US | MISO_W | MAPP_US | Internal | Shoulder | B11 | 25 | 2300 | 0 | 47.69 | 40.69 | 7 | 0
2015 | MISO_W_2_MAPP_US | MISO_W | MAPP_US | Internal | Shoulder | B12 | 200 | 2300 | 0 | 40.39 | 33.39 | 7 | 0
2015 | MISO_W_2_MAPP_US | MISO_W | MAPP_US | Internal | Shoulder | B13 | 600 | 2300 | 0 | 37.74 | 30.74 | 7 | 0
2015 | MISO_W_2_MAPP_US | MISO_W | MAPP_US | Internal | Shoulder | B14 | 900 | 2300 | 0 | 35.87 | 30.59 | 7 | 0
2015 | MISO_W_2_MAPP_US | MISO_W | MAPP_US | Internal | Shoulder | B15 | 1203 | 2300 | 0 | 33.74 | 29.33 | 7 | 0
2015 | MISO_W_2_MAPP_US | MISO_W | MAPP_US | Internal | Summer | B1 | 10 | 2300 | 0 | 58.14 | 51.14 | 7 | 0
2015 | MISO_W_2_MAPP_US | MISO_W | MAPP_US | Internal | Summer | B2 | 25 | 2300 | 0 | 56.47 | 50.36 | 7 | 0
2015 | MISO_W_2_MAPP_US | MISO_W | MAPP_US | Internal | Summer | B3 | 75 | 2300 | 0 | 56.41 | 50.36 | 7 | 0
2015 | MISO_W_2_MAPP_US | MISO_W | MAPP_US | Internal | Summer | B4 | 100 | 2300 | 0 | 53.2 | 50.36 | 7 | 0
2015 | MISO_W_2_MAPP_US | MISO_W | MAPP_US | Internal | Summer | B5 | 200 | 2300 | 0 | 45.82 | 45.81 | 7 | 0
2015 | MISO_W_2_MAPP_US | MISO_W | MAPP_US | Internal | Summer | B6 | 300 | 2300 | 0 | 41.87 | 37.15 | 7 | 0
2015 | MISO_W_2_MAPP_US | MISO_W | MAPP_US | Internal | Summer | B7 | 400 | 2300 | 0 | 36.31 | 29.31 | 7 | 0
2015 | MISO_W_2_MAPP_US | MISO_W | MAPP_US | Internal | Summer | B8 | 500 | 2300 | 0 | 34.26 | 27.26 | 7 | 0
2015 | MISO_W_2_MAPP_US | MISO_W | MAPP_US | Internal | Summer | B9 | 800 | 2300 | 0 | 32.9 | 27.26 | 7 | 0
2015 | MISO_W_2_MAPP_US | MISO_W | MAPP_US | Internal | Summer | B10 | 1262 | 2300 | 0 | 31.99 | 26.55 | 7 | 0
2015 | MISO_W_2_MAPP_US | MISO_W | MAPP_US | Internal | Winter | B16 | 25 | 2300 | 0 | 47.25 | 40.25 | 7 | 0
2015 | MISO_W_2_MAPP_US | MISO_W | MAPP_US | Internal | Winter | B17 | 100 | 2300 | 0 | 41.59 | 34.59 | 7 | 0
2015 | MISO_W_2_MAPP_US | MISO_W | MAPP_US | Internal | Winter | B18 | 400 | 2300 | 0 | 37.74 | 31.71 | 7 | 0
2015 | MISO_W_2_MAPP_US | MISO_W | MAPP_US | Internal | Winter | B19 | 700 | 2300 | 0 | 36.56 | 31.71 | 7 | 0
2015 | MISO_W_2_MAPP_US | MISO_W | MAPP_US | Internal | Winter | B20 | 935 | 2300 | 0 | 33.45 | 28.23 | 7 | 0
2015 | MISO_W_2_MISO_MO-IL | MISO_W | MISO_MO-IL | Internal | Shoulder | B11 | 25 | 3800 | 0.22 | 47.69 | 47.68 | 0.01 | 0
2015 | MISO_W_2_MISO_MO-IL | MISO_W | MISO_MO-IL | Internal | Shoulder | B12 | 200 | 3800 | 20.9 | 40.39 | 40.4 | 0.01 | 0
2015 | MISO_W_2_MISO_MO-IL | MISO_W | MISO_MO-IL | Internal | Shoulder | B13 | 600 | 3800 | 0.01 | 37.74 | 37.73 | 0.01 | 0
2015 | MISO_W_2_MISO_MO-IL | MISO_W | MISO_MO-IL | Internal | Shoulder | B14 | 900 | 3800 | 0 | 35.87 | 35.86 | 0.01 | 0
2015 | MISO_W_2_MISO_MO-IL | MISO_W | MISO_MO-IL | Internal | Shoulder | B15 | 1203 | 3800 | 0 | 33.74 | 33.42 | 0.01 | 0
2015 | MISO_W_2_MISO_MO-IL | MISO_W | MISO_MO-IL | Internal | Summer | B1 | 10 | 3800 | 1649.38 | 58.14 | 58.15 | 0.01 | 0
2015 | MISO_W_2_MISO_MO-IL | MISO_W | MISO_MO-IL | Internal | Summer | B2 | 25 | 3800 | 0.18 | 56.47 | 56.45 | 0.01 | 0
2015 | MISO_W_2_MISO_MO-IL | MISO_W | MISO_MO-IL | Internal | Summer | B3 | 75 | 3800 | 0.07 | 56.41 | 56.4 | 0.01 | 0
2015 | MISO_W_2_MISO_MO-IL | MISO_W | MISO_MO-IL | Internal | Summer | B4 | 100 | 3800 | 0.05 | 53.2 | 53.19 | 0.01 | 0
2015 | MISO_W_2_MISO_MO-IL | MISO_W | MISO_MO-IL | Internal | Summer | B5 | 200 | 3800 | 0.02 | 45.82 | 45.81 | 0.01 | 0
2015 | MISO_W_2_MISO_MO-IL | MISO_W | MISO_MO-IL | Internal | Summer | B6 | 300 | 3800 | 0 | 41.87 | 40.87 | 0.01 | 0
2015 | MISO_W_2_MISO_MO-IL | MISO_W | MISO_MO-IL | Internal | Summer | B7 | 400 | 3800 | 0.01 | 36.31 | 36.3 | 0.01 | 0
2015 | MISO_W_2_MISO_MO-IL | MISO_W | MISO_MO-IL | Internal | Summer | B8 | 500 | 3800 | 1210.82 | 34.26 | 34.27 | 0.01 | 0
2015 | MISO_W_2_MISO_MO-IL | MISO_W | MISO_MO-IL | Internal | Summer | B9 | 800 | 3800 | 496.19 | 32.9 | 32.92 | 0.01 | 0
2015 | MISO_W_2_MISO_MO-IL | MISO_W | MISO_MO-IL | Internal | Summer | B10 | 1262 | 3800 | 0 | 31.99 | 31.66 | 0.01 | 0
2015 | MISO_W_2_MISO_MO-IL | MISO_W | MISO_MO-IL | Internal | Winter | B16 | 25 | 3800 | 771.52 | 47.25 | 47.27 | 0.01 | 0
2015 | MISO_W_2_MISO_MO-IL | MISO_W | MISO_MO-IL | Internal | Winter | B17 | 100 | 3800 | 1490.84 | 41.59 | 41.6 | 0.01 | 0
2015 | MISO_W_2_MISO_MO-IL | MISO_W | MISO_MO-IL | Internal | Winter | B18 | 400 | 3800 | 0.01 | 37.74 | 37.73 | 0.01 | 0
2015 | MISO_W_2_MISO_MO-IL | MISO_W | MISO_MO-IL | Internal | Winter | B19 | 700 | 3800 | 0 | 36.56 | 36.16 | 0.01 | 0
2015 | MISO_W_2_MISO_MO-IL | MISO_W | MISO_MO-IL | Internal | Winter | B20 | 935 | 3800 | 0 | 33.45 | 33.43 | 0.01 | 0
2015 | MISO_W_2_MISO_WUMS | MISO_W | MISO_WUMS | Internal | Shoulder | B11 | 25 | 1629 | 0.2 | 47.69 | 47.68 | 0.01 | 0
2015 | MISO_W_2_MISO_WUMS | MISO_W | MISO_WUMS | Internal | Shoulder | B12 | 200 | 1629 | 109.12 | 40.39 | 40.4 | 0.01 | 0
2015 | MISO_W_2_MISO_WUMS | MISO_W | MISO_WUMS | Internal | Shoulder | B13 | 600 | 1629 | 638.27 | 37.74 | 37.75 | 0.01 | 0
2015 | MISO_W_2_MISO_WUMS | MISO_W | MISO_WUMS | Internal | Shoulder | B14 | 900 | 1629 | 629.43 | 35.87 | 35.89 | 0.01 | 0
2015 | MISO_W_2_MISO_WUMS | MISO_W | MISO_WUMS | Internal | Shoulder | B15 | 1203 | 1629 | 207.77 | 33.74 | 33.75 | 0.01 | 0
2015 | MISO_W_2_MISO_WUMS | MISO_W | MISO_WUMS | Internal | Summer | B1 | 10 | 1629 | 0.49 | 58.14 | 58.13 | 0.01 | 0
2015 | MISO_W_2_MISO_WUMS | MISO_W | MISO_WUMS | Internal | Summer | B2 | 25 | 1629 | 992.81 | 56.47 | 56.48 | 0.01 | 0
2015 | MISO_W_2_MISO_WUMS | MISO_W | MISO_WUMS | Internal | Summer | B3 | 75 | 1629 | 370.25 | 56.41 | 56.43 | 0.01 | 0
2015 | MISO_W_2_MISO_WUMS | MISO_W | MISO_WUMS | Internal | Summer | B4 | 100 | 1629 | 0.05 | 53.2 | 53.19 | 0.01 | 0
2015 | MISO_W_2_MISO_WUMS | MISO_W | MISO_WUMS | Internal | Summer | B5 | 200 | 1629 | 0.03 | 45.82 | 45.81 | 0.01 | 0
2015 | MISO_W_2_MISO_WUMS | MISO_W | MISO_WUMS | Internal | Summer | B6 | 300 | 1629 | 0 | 41.87 | 41.6 | 0.01 | 0
2015 | MISO_W_2_MISO_WUMS | MISO_W | MISO_WUMS | Internal | Summer | B7 | 400 | 1629 | 159.02 | 36.31 | 36.33 | 0.01 | 0
2015 | MISO_W_2_MISO_WUMS | MISO_W | MISO_WUMS | Internal | Summer | B8 | 500 | 1629 | 1628.98 | 34.26 | 34.28 | 0.01 | 0.01
2015 | MISO_W_2_MISO_WUMS | MISO_W | MISO_WUMS | Internal | Summer | B9 | 800 | 1629 | 1091.76 | 32.9 | 32.92 | 0.01 | 0
2015 | MISO_W_2_MISO_WUMS | MISO_W | MISO_WUMS | Internal | Summer | B10 | 1262 | 1629 | 1629 | 31.99 | 32.31 | 0.01 | 0.31
2015 | MISO_W_2_MISO_WUMS | MISO_W | MISO_WUMS | Internal | Winter | B16 | 25 | 1629 | 270.54 | 47.25 | 47.27 | 0.01 | 0
2015 | MISO_W_2_MISO_WUMS | MISO_W | MISO_WUMS | Internal | Winter | B17 | 100 | 1629 | 770.05 | 41.59 | 41.6 | 0.01 | 0
2015 | MISO_W_2_MISO_WUMS | MISO_W | MISO_WUMS | Internal | Winter | B18 | 400 | 1629 | 254.49 | 37.74 | 37.75 | 0.01 | 0
2015 | MISO_W_2_MISO_WUMS | MISO_W | MISO_WUMS | Internal | Winter | B19 | 700 | 1629 | 193.18 | 36.56 | 36.57 | 0.01 | 0
2015 | MISO_W_2_MISO_WUMS | MISO_W | MISO_WUMS | Internal | Winter | B20 | 935 | 1629 | 1629 | 33.45 | 33.64 | 0.01 | 0.18
2015 | MISO_W_2_NE | MISO_W | NE | Internal | Shoulder | B11 | 25 | 2800 | 0 | 47.69 | 47.69 | 7 | 0
2015 | MISO_W_2_NE | MISO_W | NE | Internal | Shoulder | B12 | 200 | 2800 | 0 | 40.39 | 40.39 | 7 | 0
2015 | MISO_W_2_NE | MISO_W | NE | Internal | Shoulder | B13 | 600 | 2800 | 0 | 37.74 | 37.74 | 7 | 0
2015 | MISO_W_2_NE | MISO_W | NE | Internal | Shoulder | B14 | 900 | 2800 | 0 | 35.87 | 37.59 | 7 | 0
2015 | MISO_W_2_NE | MISO_W | NE | Internal | Shoulder | B15 | 1203 | 2800 | 0 | 33.74 | 36.33 | 7 | 0
2015 | MISO_W_2_NE | MISO_W | NE | Internal | Summer | B1 | 10 | 2800 | 0 | 58.14 | 58.14 | 7 | 0
2015 | MISO_W_2_NE | MISO_W | NE | Internal | Summer | B2 | 25 | 2800 | 0 | 56.47 | 57.36 | 7 | 0
2015 | MISO_W_2_NE | MISO_W | NE | Internal | Summer | B3 | 75 | 2800 | 0 | 56.41 | 57.36 | 7 | 0
2015 | MISO_W_2_NE | MISO_W | NE | Internal | Summer | B4 | 100 | 2800 | 0 | 53.2 | 57.36 | 7 | 0
2015 | MISO_W_2_NE | MISO_W | NE | Internal | Summer | B5 | 200 | 2800 | 0.05 | 45.82 | 52.81 | 7 | 0
2015 | MISO_W_2_NE | MISO_W | NE | Internal | Summer | B6 | 300 | 2800 | 0 | 41.87 | 44.15 | 7 | 0
2015 | MISO_W_2_NE | MISO_W | NE | Internal | Summer | B7 | 400 | 2800 | 0 | 36.31 | 36.31 | 7 | 0
2015 | MISO_W_2_NE | MISO_W | NE | Internal | Summer | B8 | 500 | 2800 | 0 | 34.26 | 34.26 | 7 | 0
2015 | MISO_W_2_NE | MISO_W | NE | Internal | Summer | B9 | 800 | 2800 | 0 | 32.9 | 34.26 | 7 | 0
2015 | MISO_W_2_NE | MISO_W | NE | Internal | Summer | B10 | 1262 | 2800 | 0 | 31.99 | 33.55 | 7 | 0
2015 | MISO_W_2_NE | MISO_W | NE | Internal | Winter | B16 | 25 | 2800 | 0 | 47.25 | 47.25 | 7 | 0
2015 | MISO_W_2_NE | MISO_W | NE | Internal | Winter | B17 | 100 | 2800 | 0 | 41.59 | 40.45 | 7 | 0
2015 | MISO_W_2_NE | MISO_W | NE | Internal | Winter | B18 | 400 | 2800 | 0 | 37.74 | 38.71 | 7 | 0
2015 | MISO_W_2_NE | MISO_W | NE | Internal | Winter | B19 | 700 | 2800 | 0 | 36.56 | 38.71 | 7 | 0
2015 | MISO_W_2_NE | MISO_W | NE | Internal | Winter | B20 | 935 | 2800 | 0 | 33.45 | 35.23 | 7 | 0
2015 | MISO_W_2_PJM_ROR | MISO_W | PJM_ROR | Internal | Shoulder | B11 | 25 | 773 | 0 | 47.69 | 48.18 | 2 | 0
2015 | MISO_W_2_PJM_ROR | MISO_W | PJM_ROR | Internal | Shoulder | B12 | 200 | 773 | 772.94 | 40.39 | 42.4 | 2 | 0.01
2015 | MISO_W_2_PJM_ROR | MISO_W | PJM_ROR | Internal | Shoulder | B13 | 600 | 773 | 772.97 | 37.74 | 39.74 | 2 | 0.01
2015 | MISO_W_2_PJM_ROR | MISO_W | PJM_ROR | Internal | Shoulder | B14 | 900 | 773 | 216.39 | 35.87 | 37.87 | 2 | 0
2015 | MISO_W_2_PJM_ROR | MISO_W | PJM_ROR | Internal | Shoulder | B15 | 1203 | 773 | 0 | 33.74 | 34.35 | 2 | 0
2015 | MISO_W_2_PJM_ROR | MISO_W | PJM_ROR | Internal | Summer | B1 | 10 | 773 | 772.13 | 58.14 | 60.15 | 2 | 0.01
2015 | MISO_W_2_PJM_ROR | MISO_W | PJM_ROR | Internal | Summer | B2 | 25 | 773 | 0.34 | 56.47 | 58.45 | 2 | 0
2015 | MISO_W_2_PJM_ROR | MISO_W | PJM_ROR | Internal | Summer | B3 | 75 | 773 | 0 | 56.41 | 56.94 | 2 | 0
2015 | MISO_W_2_PJM_ROR | MISO_W | PJM_ROR | Internal | Summer | B4 | 100 | 773 | 0 | 53.2 | 53.97 | 2 | 0
2015 | MISO_W_2_PJM_ROR | MISO_W | PJM_ROR | Internal | Summer | B5 | 200 | 773 | 0.05 | 45.82 | 47.81 | 2 | 0
2015 | MISO_W_2_PJM_ROR | MISO_W | PJM_ROR | Internal | Summer | B6 | 300 | 773 | 0 | 41.87 | 42.85 | 2 | 0
2015 | MISO_W_2_PJM_ROR | MISO_W | PJM_ROR | Internal | Summer | B7 | 400 | 773 | 0.08 | 36.31 | 38.31 | 2 | 0
2015 | MISO_W_2_PJM_ROR | MISO_W | PJM_ROR | Internal | Summer | B8 | 500 | 773 | 772.99 | 34.26 | 36.28 | 2 | 0.02
2015 | MISO_W_2_PJM_ROR | MISO_W | PJM_ROR | Internal | Summer | B9 | 800 | 773 | 0 | 32.9 | 34.73 | 2 | 0
2015 | MISO_W_2_PJM_ROR | MISO_W | PJM_ROR | Internal | Summer | B10 | 1262 | 773 | 0 | 31.99 | 32.67 | 2 | 0
2015 | MISO_W_2_PJM_ROR | MISO_W | PJM_ROR | Internal | Winter | B16 | 25 | 773 | 772.62 | 47.25 | 49.27 | 2 | 0.01
2015 | MISO_W_2_PJM_ROR | MISO_W | PJM_ROR | Internal | Winter | B17 | 100 | 773 | 773 | 41.59 | 44.67 | 2 | 1.07
2015 | MISO_W_2_PJM_ROR | MISO_W | PJM_ROR | Internal | Winter | B18 | 400 | 773 | 448.62 | 37.74 | 39.74 | 2 | 0
2015 | MISO_W_2_PJM_ROR | MISO_W | PJM_ROR | Internal | Winter | B19 | 700 | 773 | 0 | 36.56 | 38.16 | 2 | 0
2015 | MISO_W_2_PJM_ROR | MISO_W | PJM_ROR | Internal | Winter | B20 | 935 | 773 | 0 | 33.45 | 34.29 | 2 | 0
2015 | MISO_W_2_SPP_N | MISO_W | SPP_N | Internal | Shoulder | B11 | 25 | 3200 | 472.01 | 47.69 | 54.69 | 7 | 0
2015 | MISO_W_2_SPP_N | MISO_W | SPP_N | Internal | Shoulder | B12 | 200 | 3200 | 0 | 40.39 | 40.4 | 7 | 0
2015 | MISO_W_2_SPP_N | MISO_W | SPP_N | Internal | Shoulder | B13 | 600 | 3200 | 0 | 37.74 | 37.98 | 7 | 0
2015 | MISO_W_2_SPP_N | MISO_W | SPP_N | Internal | Shoulder | B14 | 900 | 3200 | 0 | 35.87 | 37.6 | 7 | 0
2015 | MISO_W_2_SPP_N | MISO_W | SPP_N | Internal | Shoulder | B15 | 1203 | 3200 | 0 | 33.74 | 36.34 | 7 | 0
2015 | MISO_W_2_SPP_N | MISO_W | SPP_N | Internal | Summer | B1 | 10 | 3200 | 0 | 58.14 | 58.76 | 7 | 0
2015 | MISO_W_2_SPP_N | MISO_W | SPP_N | Internal | Summer | B2 | 25 | 3200 | 0 | 56.47 | 58.76 | 7 | 0
2015 | MISO_W_2_SPP_N | MISO_W | SPP_N | Internal | Summer | B3 | 75 | 3200 | 0 | 56.41 | 58.76 | 7 | 0
2015 | MISO_W_2_SPP_N | MISO_W | SPP_N | Internal | Summer | B4 | 100 | 3200 | 0 | 53.2 | 58.76 | 7 | 0
2015 | MISO_W_2_SPP_N | MISO_W | SPP_N | Internal | Summer | B5 | 200 | 3200 | 1218.72 | 45.82 | 52.82 | 7 | 0
2015 | MISO_W_2_SPP_N | MISO_W | SPP_N | Internal | Summer | B6 | 300 | 3200 | 2564.47 | 41.87 | 48.87 | 7 | 0
2015 | MISO_W_2_SPP_N | MISO_W | SPP_N | Internal | Summer | B7 | 400 | 3200 | 2453.99 | 36.31 | 43.31 | 7 | 0
2015 | MISO_W_2_SPP_N | MISO_W | SPP_N | Internal | Summer | B8 | 500 | 3200 | 0 | 34.26 | 39.72 | 7 | 0
2015 | MISO_W_2_SPP_N | MISO_W | SPP_N | Internal | Summer | B9 | 800 | 3200 | 0 | 32.9 | 36.34 | 7 | 0
2015 | MISO_W_2_SPP_N | MISO_W | SPP_N | Internal | Summer | B10 | 1262 | 3200 | 0 | 31.99 | 35.09 | 7 | 0
2015 | MISO_W_2_SPP_N | MISO_W | SPP_N | Internal | Winter | B16 | 25 | 3200 | 116.74 | 47.25 | 54.25 | 7 | 0
2015 | MISO_W_2_SPP_N | MISO_W | SPP_N | Internal | Winter | B17 | 100 | 3200 | 0 | 41.59 | 40.47 | 7 | 0
2015 | MISO_W_2_SPP_N | MISO_W | SPP_N | Internal | Winter | B18 | 400 | 3200 | 0 | 37.74 | 38.72 | 7 | 0
2015 | MISO_W_2_SPP_N | MISO_W | SPP_N | Internal | Winter | B19 | 700 | 3200 | 0 | 36.56 | 38.72 | 7 | 0
2015 | MISO_W_2_SPP_N | MISO_W | SPP_N | Internal | Winter | B20 | 935 | 3200 | 0 | 33.45 | 38.63 | 7 | 0
2015 | MISO_WUMS_2_MISO_MI | MISO_WUMS | MISO_MI | Internal | Shoulder | B11 | 25 | 99 | 0 | 47.68 | 46.66 | 0.01 | 0
2015 | MISO_WUMS_2_MISO_MI | MISO_WUMS | MISO_MI | Internal | Shoulder | B12 | 200 | 99 | 0.05 | 40.4 | 40.4 | 0.01 | 0
2015 | MISO_WUMS_2_MISO_MI | MISO_WUMS | MISO_MI | Internal | Shoulder | B13 | 600 | 99 | 0.03 | 37.75 | 37.75 | 0.01 | 0
2015 | MISO_WUMS_2_MISO_MI | MISO_WUMS | MISO_MI | Internal | Shoulder | B14 | 900 | 99 | 0 | 35.89 | 35.88 | 0.01 | 0
2015 | MISO_WUMS_2_MISO_MI | MISO_WUMS | MISO_MI | Internal | Shoulder | B15 | 1203 | 99 | 58.52 | 33.75 | 33.77 | 0.01 | 0
2015 | MISO_WUMS_2_MISO_MI | MISO_WUMS | MISO_MI | Internal | Summer | B1 | 10 | 99 | 0.02 | 58.13 | 57.41 | 0.01 | 0
2015 | MISO_WUMS_2_MISO_MI | MISO_WUMS | MISO_MI | Internal | Summer | B2 | 25 | 99 | 0.12 | 56.48 | 56.45 | 0.01 | 0
2015 | MISO_WUMS_2_MISO_MI | MISO_WUMS | MISO_MI | Internal | Summer | B3 | 75 | 99 | 0 | 56.43 | 51.98 | 0.01 | 0
2015 | MISO_WUMS_2_MISO_MI | MISO_WUMS | MISO_MI | Internal | Summer | B4 | 100 | 99 | 0 | 53.19 | 51.97 | 0.01 | 0
2015 | MISO_WUMS_2_MISO_MI | MISO_WUMS | MISO_MI | Internal | Summer | B5 | 200 | 99 | 0 | 45.81 | 45.44 | 0.01 | 0
2015 | MISO_WUMS_2_MISO_MI | MISO_WUMS | MISO_MI | Internal | Summer | B6 | 300 | 99 | 0 | 41.6 | 40.85 | 0.01 | 0
2015 | MISO_WUMS_2_MISO_MI | MISO_WUMS | MISO_MI | Internal | Summer | B7 | 400 | 99 | 0.01 | 36.33 | 36.31 | 0.01 | 0
2015 | MISO_WUMS_2_MISO_MI | MISO_WUMS | MISO_MI | Internal | Summer | B8 | 500 | 99 | 50.81 | 34.28 | 34.29 | 0.01 | 0
2015 | MISO_WUMS_2_MISO_MI | MISO_WUMS | MISO_MI | Internal | Summer | B9 | 800 | 99 | 99 | 32.92 | 33.3 | 0.01 | 0.37
2015 | MISO_WUMS_2_MISO_MI | MISO_WUMS | MISO_MI | Internal | Summer | B10 | 1262 | 99 | 0 | 32.31 | 32.3 | 0.01 | 0
2015 | MISO_WUMS_2_MISO_MI | MISO_WUMS | MISO_MI | Internal | Winter | B16 | 25 | 99 | 0.14 | 47.27 | 47.25 | 0.01 | 0
2015 | MISO_WUMS_2_MISO_MI | MISO_WUMS | MISO_MI | Internal | Winter | B17 | 100 | 99 | 99 | 41.6 | 42.67 | 0.01 | 1.05
2015 | MISO_WUMS_2_MISO_MI | MISO_WUMS | MISO_MI | Internal | Winter | B18 | 400 | 99 | 0.01 | 37.75 | 37.74 | 0.01 | 0
2015 | MISO_WUMS_2_MISO_MI | MISO_WUMS | MISO_MI | Internal | Winter | B19 | 700 | 99 | 0 | 36.57 | 36.16 | 0.01 | 0
2015 | MISO_WUMS_2_MISO_MI | MISO_WUMS | MISO_MI | Internal | Winter | B20 | 935 | 99 | 27.41 | 33.64 | 33.65 | 0.01 | 0
2015 | MISO_WUMS_2_MISO_W | MISO_WUMS | MISO_W | Internal | Shoulder | B11 | 25 | 1137 | 307.06 | 47.68 | 47.69 | 0.01 | 0
2015 | MISO_WUMS_2_MISO_W | MISO_WUMS | MISO_W | Internal | Shoulder | B12 | 200 | 1137 | 0.03 | 40.4 | 40.39 | 0.01 | 0
2015 | MISO_WUMS_2_MISO_W | MISO_WUMS | MISO_W | Internal | Shoulder | B13 | 600 | 1137 | 0 | 37.75 | 37.74 | 0.01 | 0
2015 | MISO_WUMS_2_MISO_W | MISO_WUMS | MISO_W | Internal | Shoulder | B14 | 900 | 1137 | 0 | 35.89 | 35.87 | 0.01 | 0
2015 | MISO_WUMS_2_MISO_W | MISO_WUMS | MISO_W | Internal | Shoulder | B15 | 1203 | 1137 | 0 | 33.75 | 33.74 | 0.01 | 0
2015 | MISO_WUMS_2_MISO_W | MISO_WUMS | MISO_W | Internal | Summer | B1 | 10 | 1137 | 258.16 | 58.13 | 58.14 | 0.01 | 0
2015 | MISO_WUMS_2_MISO_W | MISO_WUMS | MISO_W | Internal | Summer | B2 | 25 | 1137 | 0.19 | 56.48 | 56.47 | 0.01 | 0
2015 | MISO_WUMS_2_MISO_W | MISO_WUMS | MISO_W | Internal | Summer | B3 | 75 | 1137 | 0.07 | 56.43 | 56.41 | 0.01 | 0
2015 | MISO_WUMS_2_MISO_W | MISO_WUMS | MISO_W | Internal | Summer | B4 | 100 | 1137 | 407.38 | 53.19 | 53.2 | 0.01 | 0
2015 | MISO_WUMS_2_MISO_W | MISO_WUMS | MISO_W | Internal | Summer | B5 | 200 | 1137 | 914.63 | 45.81 | 45.82 | 0.01 | 0
2015 | MISO_WUMS_2_MISO_W | MISO_WUMS | MISO_W | Internal | Summer | B6 | 300 | 1137 | 1137 | 41.6 | 41.87 | 0.01 | 0.26
2015 | MISO_WUMS_2_MISO_W | MISO_WUMS | MISO_W | Internal | Summer | B7 | 400 | 1137 | 0.01 | 36.33 | 36.31 | 0.01 | 0
2015 | MISO_WUMS_2_MISO_W | MISO_WUMS | MISO_W | Internal | Summer | B8 | 500 | 1137 | 0 | 34.28 | 34.26 | 0.01 | 0
2015 | MISO_WUMS_2_MISO_W | MISO_WUMS | MISO_W | Internal | Summer | B9 | 800 | 1137 | 0 | 32.92 | 32.9 | 0.01 | 0
2015 | MISO_WUMS_2_MISO_W | MISO_WUMS | MISO_W | Internal | Summer | B10 | 1262 | 1137 | 0 | 32.31 | 31.99 | 0.01 | 0
2015 | MISO_WUMS_2_MISO_W | MISO_WUMS | MISO_W | Internal | Winter | B16 | 25 | 1137 | 0.21 | 47.27 | 47.25 | 0.01 | 0
2015 | MISO_WUMS_2_MISO_W | MISO_WUMS | MISO_W | Internal | Winter | B17 | 100 | 1137 | 0.05 | 41.6 | 41.59 | 0.01 | 0
2015 | MISO_WUMS_2_MISO_W | MISO_WUMS | MISO_W | Internal | Winter | B18 | 400 | 1137 | 0.01 | 37.75 | 37.74 | 0.01 | 0
2015 | MISO_WUMS_2_MISO_W | MISO_WUMS | MISO_W | Internal | Winter | B19 | 700 | 1137 | 0 | 36.57 | 36.56 | 0.01 | 0
2015 | MISO_WUMS_2_MISO_W | MISO_WUMS | MISO_W | Internal | Winter | B20 | 935 | 1137 | 0 | 33.64 | 33.45 | 0.01 | 0
2015 | MISO_WUMS_2_PJM_ROR | MISO_WUMS | PJM_ROR | Internal | Shoulder | B11 | 25 | 1600 | 0 | 47.68 | 48.18 | 2 | 0
2015 | MISO_WUMS_2_PJM_ROR | MISO_WUMS | PJM_ROR | Internal | Shoulder | B12 | 200 | 1600 | 29.36 | 40.4 | 42.4 | 2 | 0
2015 | MISO_WUMS_2_PJM_ROR | MISO_WUMS | PJM_ROR | Internal | Shoulder | B13 | 600 | 1600 | 0.04 | 37.75 | 39.74 | 2 | 0
2015 | MISO_WUMS_2_PJM_ROR | MISO_WUMS | PJM_ROR | Internal | Shoulder | B14 | 900 | 1600 | 0.01 | 35.89 | 37.87 | 2 | 0
2015 | MISO_WUMS_2_PJM_ROR | MISO_WUMS | PJM_ROR | Internal | Shoulder | B15 | 1203 | 1600 | 0 | 33.75 | 34.35 | 2 | 0
2015 | MISO_WUMS_2_PJM_ROR | MISO_WUMS | PJM_ROR | Internal | Summer | B1 | 10 | 1600 | 1599.53 | 58.13 | 60.15 | 2 | 0.02
2015 | MISO_WUMS_2_PJM_ROR | MISO_WUMS | PJM_ROR | Internal | Summer | B2 | 25 | 1600 | 0.18 | 56.48 | 58.45 | 2 | 0
2015 | MISO_WUMS_2_PJM_ROR | MISO_WUMS | PJM_ROR | Internal | Summer | B3 | 75 | 1600 | 0 | 56.43 | 56.94 | 2 | 0
2015 | MISO_WUMS_2_PJM_ROR | MISO_WUMS | PJM_ROR | Internal | Summer | B4 | 100 | 1600 | 0 | 53.19 | 53.97 | 2 | 0
2015 | MISO_WUMS_2_PJM_ROR | MISO_WUMS | PJM_ROR | Internal | Summer | B5 | 200 | 1600 | 71.76 | 45.81 | 47.81 | 2 | 0
2015 | MISO_WUMS_2_PJM_ROR | MISO_WUMS | PJM_ROR | Internal | Summer | B6 | 300 | 1600 | 0 | 41.6 | 42.85 | 2 | 0
2015 | MISO_WUMS_2_PJM_ROR | MISO_WUMS | PJM_ROR | Internal | Summer | B7 | 400 | 1600 | 0.02 | 36.33 | 38.31 | 2 | 0
2015 | MISO_WUMS_2_PJM_ROR | MISO_WUMS | PJM_ROR | Internal | Summer | B8 | 500 | 1600 | 404.84 | 34.28 | 36.28 | 2 | 0
2015 | MISO_WUMS_2_PJM_ROR | MISO_WUMS | PJM_ROR | Internal | Summer | B9 | 800 | 1600 | 0 | 32.92 | 34.73 | 2 | 0
2015 | MISO_WUMS_2_PJM_ROR | MISO_WUMS | PJM_ROR | Internal | Summer | B10 | 1262 | 1600 | 0 | 32.31 | 32.67 | 2 | 0
2015 | MISO_WUMS_2_PJM_ROR | MISO_WUMS | PJM_ROR | Internal | Winter | B16 | 25 | 1600 | 1295.76 | 47.27 | 49.27 | 2 | 0
2015 | MISO_WUMS_2_PJM_ROR | MISO_WUMS | PJM_ROR | Internal | Winter | B17 | 100 | 1600 | 1600 | 41.6 | 44.67 | 2 | 1.06
2015 | MISO_WUMS_2_PJM_ROR | MISO_WUMS | PJM_ROR | Internal | Winter | B18 | 400 | 1600 | 0.03 | 37.75 | 39.74 | 2 | 0
2015 | MISO_WUMS_2_PJM_ROR | MISO_WUMS | PJM_ROR | Internal | Winter | B19 | 700 | 1600 | 0 | 36.57 | 38.16 | 2 | 0
2015 | MISO_WUMS_2_PJM_ROR | MISO_WUMS | PJM_ROR | Internal | Winter | B20 | 935 | 1600 | 0 | 33.64 | 34.29 | 2 | 0
2015 | NE_2_MAPP_US | NE | MAPP_US | Internal | Shoulder | B11 | 25 | 1600 | 0 | 47.69 | 40.69 | 5 | 0
2015 | NE_2_MAPP_US | NE | MAPP_US | Internal | Shoulder | B12 | 200 | 1600 | 0 | 40.39 | 33.39 | 5 | 0
2015 | NE_2_MAPP_US | NE | MAPP_US | Internal | Shoulder | B13 | 600 | 1600 | 0 | 37.74 | 30.74 | 5 | 0
2015 | NE_2_MAPP_US | NE | MAPP_US | Internal | Shoulder | B14 | 900 | 1600 | 0 | 37.59 | 30.59 | 5 | 0
2015 | NE_2_MAPP_US | NE | MAPP_US | Internal | Shoulder | B15 | 1203 | 1600 | 0 | 36.33 | 29.33 | 5 | 0
2015 | NE_2_MAPP_US | NE | MAPP_US | Internal | Summer | B1 | 10 | 1600 | 0 | 58.14 | 51.14 | 5 | 0
2015 | NE_2_MAPP_US | NE | MAPP_US | Internal | Summer | B2 | 25 | 1600 | 0 | 57.36 | 50.36 | 5 | 0
2015 | NE_2_MAPP_US | NE | MAPP_US | Internal | Summer | B3 | 75 | 1600 | 0 | 57.36 | 50.36 | 5 | 0
2015 | NE_2_MAPP_US | NE | MAPP_US | Internal | Summer | B4 | 100 | 1600 | 0 | 57.36 | 50.36 | 5 | 0
2015 | NE_2_MAPP_US | NE | MAPP_US | Internal | Summer | B5 | 200 | 1600 | 0 | 52.81 | 45.81 | 5 | 0
2015 | NE_2_MAPP_US | NE | MAPP_US | Internal | Summer | B6 | 300 | 1600 | 0 | 44.15 | 37.15 | 5 | 0
2015 | NE_2_MAPP_US | NE | MAPP_US | Internal | Summer | B7 | 400 | 1600 | 0 | 36.31 | 29.31 | 5 | 0
2015 | NE_2_MAPP_US | NE | MAPP_US | Internal | Summer | B8 | 500 | 1600 | 0 | 34.26 | 27.26 | 5 | 0
2015 | NE_2_MAPP_US | NE | MAPP_US | Internal | Summer | B9 | 800 | 1600 | 0 | 34.26 | 27.26 | 5 | 0
2015 | NE_2_MAPP_US | NE | MAPP_US | Internal | Summer | B10 | 1262 | 1600 | 0 | 33.55 | 26.55 | 5 | 0
2015 | NE_2_MAPP_US | NE | MAPP_US | Internal | Winter | B16 | 25 | 1600 | 0 | 47.25 | 40.25 | 5 | 0
2015 | NE_2_MAPP_US | NE | MAPP_US | Internal | Winter | B17 | 100 | 1600 | 0 | 40.45 | 34.59 | 5 | 0
2015 | NE_2_MAPP_US | NE | MAPP_US | Internal | Winter | B18 | 400 | 1600 | 0 | 38.71 | 31.71 | 5 | 0
2015 | NE_2_MAPP_US | NE | MAPP_US | Internal | Winter | B19 | 700 | 1600 | 0 | 38.71 | 31.71 | 5 | 0
2015 | NE_2_MAPP_US | NE | MAPP_US | Internal | Winter | B20 | 935 | 1600 | 0 | 35.23 | 28.23 | 5 | 0
2015 | NE_2_MISO_W | NE | MISO_W | Internal | Shoulder | B11 | 25 | 1600 | 0 | 47.69 | 47.69 | 5 | 0
2015 | NE_2_MISO_W | NE | MISO_W | Internal | Shoulder | B12 | 200 | 1600 | 0 | 40.39 | 40.39 | 5 | 0
2015 | NE_2_MISO_W | NE | MISO_W | Internal | Shoulder | B13 | 600 | 1600 | 0 | 37.74 | 37.74 | 5 | 0
2015 | NE_2_MISO_W | NE | MISO_W | Internal | Shoulder | B14 | 900 | 1600 | 0 | 37.59 | 35.87 | 5 | 0
2015 | NE_2_MISO_W | NE | MISO_W | Internal | Shoulder | B15 | 1203 | 1600 | 0 | 36.33 | 33.74 | 5 | 0
2015 | NE_2_MISO_W | NE | MISO_W | Internal | Summer | B1 | 10 | 1600 | 0 | 58.14 | 58.14 | 5 | 0
2015 | NE_2_MISO_W | NE | MISO_W | Internal | Summer | B2 | 25 | 1600 | 0 | 57.36 | 56.47 | 5 | 0
2015 | NE_2_MISO_W | NE | MISO_W | Internal | Summer | B3 | 75 | 1600 | 0 | 57.36 | 56.41 | 5 | 0
2015 | NE_2_MISO_W | NE | MISO_W | Internal | Summer | B4 | 100 | 1600 | 0 | 57.36 | 53.2 | 5 | 0
2015 | NE_2_MISO_W | NE | MISO_W | Internal | Summer | B5 | 200 | 1600 | 0 | 52.81 | 45.82 | 5 | 0
2015 | NE_2_MISO_W | NE | MISO_W | Internal | Summer | B6 | 300 | 1600 | 0 | 44.15 | 41.87 | 5 | 0
2015 | NE_2_MISO_W | NE | MISO_W | Internal | Summer | B7 | 400 | 1600 | 0 | 36.31 | 36.31 | 5 | 0
2015 | NE_2_MISO_W | NE | MISO_W | Internal | Summer | B8 | 500 | 1600 | 0 | 34.26 | 34.26 | 5 | 0
2015 | NE_2_MISO_W | NE | MISO_W | Internal | Summer | B9 | 800 | 1600 | 0 | 34.26 | 32.9 | 5 | 0
2015 | NE_2_MISO_W | NE | MISO_W | Internal | Summer | B10 | 1262 | 1600 | 0 | 33.55 | 31.99 | 5 | 0
2015 | NE_2_MISO_W | NE | MISO_W | Internal | Winter | B16 | 25 | 1600 | 0 | 47.25 | 47.25 | 5 | 0
2015 | NE_2_MISO_W | NE | MISO_W | Internal | Winter | B17 | 100 | 1600 | 0 | 40.45 | 41.59 | 5 | 0
2015 | NE_2_MISO_W | NE | MISO_W | Internal | Winter | B18 | 400 | 1600 | 0 | 38.71 | 37.74 | 5 | 0
2015 | NE_2_MISO_W | NE | MISO_W | Internal | Winter | B19 | 700 | 1600 | 0 | 38.71 | 36.56 | 5 | 0
2015 | NE_2_MISO_W | NE | MISO_W | Internal | Winter | B20 | 935 | 1600 | 0 | 35.23 | 33.45 | 5 | 0
2015 | NE_2_SPP_N | NE | SPP_N | Internal | Shoulder | B11 | 25 | 1800 | 1800 | 47.69 | 54.69 | 0.01 | 6.99
2015 | NE_2_SPP_N | NE | SPP_N | Internal | Shoulder | B12 | 200 | 1800 | 1582.33 | 40.39 | 40.4 | 0.01 | 0
2015 | NE_2_SPP_N | NE | SPP_N | Internal | Shoulder | B13 | 600 | 1800 | 1800 | 37.74 | 37.98 | 0.01 | 0.23
2015 | NE_2_SPP_N | NE | SPP_N | Internal | Shoulder | B14 | 900 | 1800 | 1355.4 | 37.59 | 37.6 | 0.01 | 0
2015 | NE_2_SPP_N | NE | SPP_N | Internal | Shoulder | B15 | 1203 | 1800 | 1253.68 | 36.33 | 36.34 | 0.01 | 0
2015 | NE_2_SPP_N | NE | SPP_N | Internal | Summer | B1 | 10 | 1800 | 1799.98 | 58.14 | 58.76 | 0.01 | 0.61
2015 | NE_2_SPP_N | NE | SPP_N | Internal | Summer | B2 | 25 | 1800 | 1800 | 57.36 | 58.76 | 0.01 | 1.4
2015 | NE_2_SPP_N | NE | SPP_N | Internal | Summer | B3 | 75 | 1800 | 1800 | 57.36 | 58.76 | 0.01 | 1.4
2015 | NE_2_SPP_N | NE | SPP_N | Internal | Summer | B4 | 100 | 1800 | 1800 | 57.36 | 58.76 | 0.01 | 1.4
2015 | NE_2_SPP_N | NE | SPP_N | Internal | Summer | B5 | 200 | 1800 | 1312.62 | 52.81 | 52.82 | 0.01 | 0
2015 | NE_2_SPP_N | NE | SPP_N | Internal | Summer | B6 | 300 | 1800 | 1800 | 44.15 | 48.87 | 0.01 | 4.71
2015 | NE_2_SPP_N | NE | SPP_N | Internal | Summer | B7 | 400 | 1800 | 1800 | 36.31 | 43.31 | 0.01 | 6.99
2015 | NE_2_SPP_N | NE | SPP_N | Internal | Summer | B8 | 500 | 1800 | 1800 | 34.26 | 39.72 | 0.01 | 5.45
2015 | NE_2_SPP_N | NE | SPP_N | Internal | Summer | B9 | 800 | 1800 | 1800 | 34.26 | 36.34 | 0.01 | 2.06
2015 | NE_2_SPP_N | NE | SPP_N | Internal | Summer | B10 | 1262 | 1800 | 1800 | 33.55 | 35.09 | 0.01 | 1.53
2015 | NE_2_SPP_N | NE | SPP_N | Internal | Winter | B16 | 25 | 1800 | 1800 | 47.25 | 54.25 | 0.01 | 6.99
2015 | NE_2_SPP_N | NE | SPP_N | Internal | Winter | B17 | 100 | 1800 | 1279.21 | 40.45 | 40.47 | 0.01 | 0
2015 | NE_2_SPP_N | NE | SPP_N | Internal | Winter | B18 | 400 | 1800 | 1664.35 | 38.71 | 38.72 | 0.01 | 0
2015 | NE_2_SPP_N | NE | SPP_N | Internal | Winter | B19 | 700 | 1800 | 1236.01 | 38.71 | 38.72 | 0.01 | 0
2015 | NE_2_SPP_N | NE | SPP_N | Internal | Winter | B20 | 935 | 1800 | 1800 | 35.23 | 38.63 | 0.01 | 3.39
2015 | NEISO_2_NYISO_A-F | NEISO | NYISO_A-F | Internal | Shoulder | B11 | 25 | 600 | 599.99 | 36.73 | 40.61 | 3 | 0.88
2015 | NEISO_2_NYISO_A-F | NEISO | NYISO_A-F | Internal | Shoulder | B12 | 200 | 600 | 600 | 36.73 | 40.4 | 3 | 0.67
2015 | NEISO_2_NYISO_A-F | NEISO | NYISO_A-F | Internal | Shoulder | B13 | 600 | 600 | 39.8 | 36.73 | 39.73 | 3 | 0
2015 | NEISO_2_NYISO_A-F | NEISO | NYISO_A-F | Internal | Shoulder | B14 | 900 | 600 | 0 | 36.73 | 39.37 | 3 | 0
2015 | NEISO_2_NYISO_A-F | NEISO | NYISO_A-F | Internal | Shoulder | B15 | 1203 | 600 | 0 | 36.73 | 39.37 | 3 | 0
2015 | NEISO_2_NYISO_A-F | NEISO | NYISO_A-F | Internal | Summer | B1 | 10 | 600 | 0 | 53.66 | 52.16 | 3 | 0
2015 | NEISO_2_NYISO_A-F | NEISO | NYISO_A-F | Internal | Summer | B2 | 25 | 600 | 0 | 50.41 | 50.47 | 3 | 0
2015 | NEISO_2_NYISO_A-F | NEISO | NYISO_A-F | Internal | Summer | B3 | 75 | 600 | 0 | 47.14 | 48.95 | 3 | 0
2015 | NEISO_2_NYISO_A-F | NEISO | NYISO_A-F | Internal | Summer | B4 | 100 | 600 | 600 | 37.76 | 45.98 | 3 | 5.22
2015 | NEISO_2_NYISO_A-F | NEISO | NYISO_A-F | Internal | Summer | B5 | 200 | 600 | 600 | 34.08 | 45.28 | 3 | 8.2
2015 | NEISO_2_NYISO_A-F | NEISO | NYISO_A-F | Internal | Summer | B6 | 300 | 600 | 600 | 34.08 | 41.87 | 3 | 4.79
2015 | NEISO_2_NYISO_A-F | NEISO | NYISO_A-F | Internal | Summer | B7 | 400 | 600 | 600 | 34.08 | 39.23 | 3 | 2.15
2015 | NEISO_2_NYISO_A-F | NEISO | NYISO_A-F | Internal | Summer | B8 | 500 | 600 | 600 | 34.08 | 37.74 | 3 | 0.66
2015 | NEISO_2_NYISO_A-F | NEISO | NYISO_A-F | Internal | Summer | B9 | 800 | 600 | 600 | 34.08 | 37.74 | 3 | 0.66
2015 | NEISO_2_NYISO_A-F | NEISO | NYISO_A-F | Internal | Summer | B10 | 1262 | 600 | 600 | 34.08 | 37.74 | 3 | 0.66
2015 | NEISO_2_NYISO_A-F | NEISO | NYISO_A-F | Internal | Winter | B16 | 25 | 600 | 0 | 44.99 | 47.24 | 3 | 0
2015 | NEISO_2_NYISO_A-F | NEISO | NYISO_A-F | Internal | Winter | B17 | 100 | 600 | 0 | 44.99 | 43.08 | 3 | 0
2015 | NEISO_2_NYISO_A-F | NEISO | NYISO_A-F | Internal | Winter | B18 | 400 | 600 | 0 | 44.99 | 43.08 | 3 | 0
2015 | NEISO_2_NYISO_A-F | NEISO | NYISO_A-F | Internal | Winter | B19 | 700 | 600 | 0 | 44.99 | 43.08 | 3 | 0
2015 | NEISO_2_NYISO_A-F | NEISO | NYISO_A-F | Internal | Winter | B20 | 935 | 600 | 0 | 44.99 | 43.08 | 3 | 0
2015 | NEISO_2_NYISO_G-I | NEISO | NYISO_G-I | Internal | Shoulder | B11 | 25 | 600 | 600 | 36.73 | 45.6 | 3 | 5.87
2015 | NEISO_2_NYISO_G-I | NEISO | NYISO_G-I | Internal | Shoulder | B12 | 200 | 600 | 600 | 36.73 | 40.85 | 3 | 1.12
2015 | NEISO_2_NYISO_G-I | NEISO | NYISO_G-I | Internal | Shoulder | B13 | 600 | 600 | 600 | 36.73 | 40.85 | 3 | 1.12
2015 | NEISO_2_NYISO_G-I | NEISO | NYISO_G-I | Internal | Shoulder | B14 | 900 | 600 | 0.01 | 36.73 | 39.72 | 3 | 0
2015 | NEISO_2_NYISO_G-I | NEISO | NYISO_G-I | Internal | Shoulder | B15 | 1203 | 600 | 0 | 36.73 | 39.38 | 3 | 0
2015 | NEISO_2_NYISO_G-I | NEISO | NYISO_G-I | Internal | Summer | B1 | 10 | 600 | 0 | 53.66 | 54.06 | 3 | 0
2015 | NEISO_2_NYISO_G-I | NEISO | NYISO_G-I | Internal | Summer | B2 | 25 | 600 | 0.37 | 50.41 | 53.4 | 3 | 0
2015 | NEISO_2_NYISO_G-I | NEISO | NYISO_G-I | Internal | Summer | B3 | 75 | 600 | 256.91 | 47.14 | 50.14 | 3 | 0
2015 | NEISO_2_NYISO_G-I | NEISO | NYISO_G-I | Internal | Summer | B4 | 100 | 600 | 600 | 37.76 | 50.14 | 3 | 9.38
2015 | NEISO_2_NYISO_G-I | NEISO | NYISO_G-I | Internal | Summer | B5 | 200 | 600 | 600 | 34.08 | 50.14 | 3 | 13.06
2015 | NEISO_2_NYISO_G-I | NEISO | NYISO_G-I | Internal | Summer | B6 | 300 | 600 | 600 | 34.08 | 50.14 | 3 | 13.06
2015 | NEISO_2_NYISO_G-I | NEISO | NYISO_G-I | Internal | Summer | B7 | 400 | 600 | 600 | 34.08 | 44.32 | 3 | 7.24
2015 | NEISO_2_NYISO_G-I | NEISO | NYISO_G-I | Internal | Summer | B8 | 500 | 600 | 600 | 34.08 | 37.75 | 3 | 0.67
2015 | NEISO_2_NYISO_G-I | NEISO | NYISO_G-I | Internal | Summer | B9 | 800 | 600 | 600 | 34.08 | 37.75 | 3 | 0.67
2015 | NEISO_2_NYISO_G-I | NEISO | NYISO_G-I | Internal | Summer | B10 | 1262 | 600 | 600 | 34.08 | 37.75 | 3 | 0.67
2015 | NEISO_2_NYISO_G-I | NEISO | NYISO_G-I | Internal | Winter | B16 | 25 | 600 | 600 | 44.99 | 55.28 | 3 | 7.29
2015 | NEISO_2_NYISO_G-I | NEISO | NYISO_G-I | Internal | Winter | B17 | 100 | 600 | 600 | 44.99 | 51.49 | 3 | 3.5
2015 | NEISO_2_NYISO_G-I | NEISO | NYISO_G-I | Internal | Winter | B18 | 400 | 600 | 600 | 44.99 | 50.3 | 3 | 2.31
2015 | NEISO_2_NYISO_G-I | NEISO | NYISO_G-I | Internal | Winter | B19 | 700 | 600 | 571.78 | 44.99 | 47.99 | 3 | 0
2015 | NEISO_2_NYISO_G-I | NEISO | NYISO_G-I | Internal | Winter | B20 | 935 | 600 | 0 | 44.99 | 46.43 | 3 | 0
2015 | NEISO_2_NYISO_J-K | NEISO | NYISO_J-K | Internal | Shoulder | B11 | 25 | 430 | 430 | 36.73 | 45.61 | 3 | 5.88
2015 | NEISO_2_NYISO_J-K | NEISO | NYISO_J-K | Internal | Shoulder | B12 | 200 | 430 | 430 | 36.73 | 40.86 | 3 | 1.13
2015 | NEISO_2_NYISO_J-K | NEISO | NYISO_J-K | Internal | Shoulder | B13 | 600 | 430 | 430 | 36.73 | 40.86 | 3 | 1.13
2015 | NEISO_2_NYISO_J-K | NEISO | NYISO_J-K | Internal | Shoulder | B14 | 900 | 430 | 191.31 | 36.73 | 39.73 | 3 | 0
2015 | NEISO_2_NYISO_J-K | NEISO | NYISO_J-K | Internal | Shoulder | B15 | 1203 | 430 | 0 | 36.73 | 39.39 | 3 | 0
2015 | NEISO_2_NYISO_J-K | NEISO | NYISO_J-K | Internal | Summer | B1 | 10 | 430 | 0 | 53.66 | 54.07 | 3 | 0
2015 | NEISO_2_NYISO_J-K | NEISO | NYISO_J-K | Internal | Summer | B2 | 25 | 430 | 257.79 | 50.41 | 53.41 | 3 | 0
2015 | NEISO_2_NYISO_J-K | NEISO | NYISO_J-K | Internal | Summer | B3 | 75 | 430 | 429.87 | 47.14 | 50.15 | 3 | 0.01
2015 | NEISO_2_NYISO_J-K | NEISO | NYISO_J-K | Internal | Summer | B4 | 100 | 430 | 430 | 37.76 | 50.15 | 3 | 9.39
2015 | NEISO_2_NYISO_J-K | NEISO | NYISO_J-K | Internal | Summer | B5 | 200 | 430 | 430 | 34.08 | 50.15 | 3 | 13.07
2015 | NEISO_2_NYISO_J-K | NEISO | NYISO_J-K | Internal | Summer | B6 | 300 | 430 | 430 | 34.08 | 50.15 | 3 | 13.07
2015 | NEISO_2_NYISO_J-K | NEISO | NYISO_J-K | Internal | Summer | B7 | 400 | 430 | 430 | 34.08 | 44.33 | 3 | 7.25
2015 | NEISO_2_NYISO_J-K | NEISO | NYISO_J-K | Internal | Summer | B8 | 500 | 430 | 430 | 34.08 | 37.77 | 3 | 0.69
2015 | NEISO_2_NYISO_J-K | NEISO | NYISO_J-K | Internal | Summer | B9 | 800 | 430 | 430 | 34.08 | 37.77 | 3 | 0.69
2015 | NEISO_2_NYISO_J-K | NEISO | NYISO_J-K | Internal | Summer | B10 | 1262 | 430 | 430 | 34.08 | 37.77 | 3 | 0.69
2015 | NEISO_2_NYISO_J-K | NEISO | NYISO_J-K | Internal | Winter | B16 | 25 | 430 | 430 | 44.99 | 55.29 | 3 | 7.3
2015 | NEISO_2_NYISO_J-K | NEISO | NYISO_J-K | Internal | Winter | B17 | 100 | 430 | 430 | 44.99 | 51.5 | 3 | 3.51
2015 | NEISO_2_NYISO_J-K | NEISO | NYISO_J-K | Internal | Winter | B18 | 400 | 430 | 430 | 44.99 | 50.32 | 3 | 2.32
2015 | NEISO_2_NYISO_J-K | NEISO | NYISO_J-K | Internal | Winter | B19 | 700 | 430 | 430 | 44.99 | 48.68 | 3 | 0.69
2015 | NEISO_2_NYISO_J-K | NEISO | NYISO_J-K | Internal | Winter | B20 | 935 | 430 | 0 | 44.99 | 46.44 | 3 | 0
2015 | NonRTO_Midwest_2_MISO_IN | NonRTO_Midwest | MISO_IN | Internal | Shoulder | B11 | 25 | 4450 | 0 | 55.69 | 47.69 | 8 | 0
2015 | NonRTO_Midwest_2_MISO_IN | NonRTO_Midwest | MISO_IN | Internal | Shoulder | B12 | 200 | 4450 | 0 | 48.41 | 40.41 | 8 | 0
2015 | NonRTO_Midwest_2_MISO_IN | NonRTO_Midwest | MISO_IN | Internal | Shoulder | B13 | 600 | 4450 | 0 | 41.24 | 37.74 | 8 | 0
2015 | NonRTO_Midwest_2_MISO_IN | NonRTO_Midwest | MISO_IN | Internal | Shoulder | B14 | 900 | 4450 | 0 | 35.6 | 35.87 | 8 | 0
2015 | NonRTO_Midwest_2_MISO_IN | NonRTO_Midwest | MISO_IN | Internal | Shoulder | B15 | 1203 | 4450 | 0 | 34.56 | 33.75 | 8 | 0
2015 | NonRTO_Midwest_2_MISO_IN | NonRTO_Midwest | MISO_IN | Internal | Summer | B1 | 10 | 4450 | 0 | 63.37 | 58.16 | 8 | 0
2015 | NonRTO_Midwest_2_MISO_IN | NonRTO_Midwest | MISO_IN | Internal | Summer | B2 | 25 | 4450 | 0 | 63.37 | 56.47 | 8 | 0
2015 | NonRTO_Midwest_2_MISO_IN | NonRTO_Midwest | MISO_IN | Internal | Summer | B3 | 75 | 4450 | 0 | 63.37 | 56.39 | 8 | 0
2015 | NonRTO_Midwest_2_MISO_IN | NonRTO_Midwest | MISO_IN | Internal | Summer | B4 | 100 | 4450 | 0 | 61.18 | 53.18 | 8 | 0
2015 | NonRTO_Midwest_2_MISO_IN | NonRTO_Midwest | MISO_IN | Internal | Summer | B5 | 200 | 4450 | 0 | 53.81 | 45.81 | 8 | 0
2015 | NonRTO_Midwest_2_MISO_IN | NonRTO_Midwest | MISO_IN | Internal | Summer | B6 | 300 | 4450 | 0 | 38.85 | 40.86 | 8 | 0
2015 | NonRTO_Midwest_2_MISO_IN | NonRTO_Midwest | MISO_IN | Internal | Summer | B7 | 400 | 4450 | 0 | 35.6 | 36.31 | 8 | 0
2015 | NonRTO_Midwest_2_MISO_IN | NonRTO_Midwest | MISO_IN | Internal | Summer | B8 | 500 | 4450 | 0 | 34.56 | 34.28 | 8 | 0
2015 | NonRTO_Midwest_2_MISO_IN | NonRTO_Midwest | MISO_IN | Internal | Summer | B9 | 800 | 4450 | 0 | 34.56 | 33.29 | 8 | 0
2015 | NonRTO_Midwest_2_MISO_IN | NonRTO_Midwest | MISO_IN | Internal | Summer | B10 | 1262 | 4450 | 0 | 33.74 | 32.29 | 8 | 0
2015 | NonRTO_Midwest_2_MISO_IN | NonRTO_Midwest | MISO_IN | Internal | Winter | B16 | 25 | 4450 | 0 | 55.28 | 47.28 | 8 | 0
2015 | NonRTO_Midwest_2_MISO_IN | NonRTO_Midwest | MISO_IN | Internal | Winter | B17 | 100 | 4450 | 0 | 50.67 | 42.67 | 8 | 0
2015 | NonRTO_Midwest_2_MISO_IN | NonRTO_Midwest | MISO_IN | Internal | Winter | B18 | 400 | 4450 | 0 | 42.62 | 37.74 | 8 | 0
2015 | NonRTO_Midwest_2_MISO_IN | NonRTO_Midwest | MISO_IN | Internal | Winter | B19 | 700 | 4450 | 0 | 35.6 | 36.17 | 8 | 0
2015 | NonRTO_Midwest_2_MISO_IN | NonRTO_Midwest | MISO_IN | Internal | Winter | B20 | 935 | 4450 | 0 | 34.56 | 33.64 | 8 | 0
2015 | NonRTO_Midwest_2_TVA_Transmission | NonRTO_Midwest | TVA_Transmission | Internal | Shoulder | B11 | 25 | 2400 | 0 | 55.69 | 53.88 | 8 | 0
2015 | NonRTO_Midwest_2_TVA_Transmission | NonRTO_Midwest | TVA_Transmission | Internal | Shoulder | B12 | 200 | 2400 | 0 | 48.41 | 43.58 | 8 | 0
2015 | NonRTO_Midwest_2_TVA_Transmission | NonRTO_Midwest | TVA_Transmission | Internal | Shoulder | B13 | 600 | 2400 | 0 | 41.24 | 41.23 | 8 | 0
2015 | NonRTO_Midwest_2_TVA_Transmission | NonRTO_Midwest | TVA_Transmission | Internal | Shoulder | B14 | 900 | 2400 | 0 | 35.6 | 40.15 | 8 | 0
2015 | NonRTO_Midwest_2_TVA_Transmission | NonRTO_Midwest | TVA_Transmission | Internal | Shoulder | B15 | 1203 | 2400 | 0 | 34.56 | 39.13 | 8 | 0
2015 | NonRTO_Midwest_2_TVA_Transmission | NonRTO_Midwest | TVA_Transmission | Internal | Summer | B1 | 10 | 2400 | 0 | 63.37 | 66.15 | 8 | 0
2015 | NonRTO_Midwest_2_TVA_Transmission | NonRTO_Midwest | TVA_Transmission | Internal | Summer | B2 | 25 | 2400 | 0 | 63.37 | 64.45 | 8 | 0
2015 | NonRTO_Midwest_2_TVA_Transmission | NonRTO_Midwest | TVA_Transmission | Internal | Summer | B3 | 75 | 2400 | 0 | 63.37 | 62.94 | 8 | 0
2015 | NonRTO_Midwest_2_TVA_Transmission | NonRTO_Midwest | TVA_Transmission | Internal | Summer | B4 | 100 | 2400 | 0 | 61.18 | 59.97 | 8 | 0
2015 | NonRTO_Midwest_2_TVA_Transmission | NonRTO_Midwest | TVA_Transmission | Internal | Summer | B5 | 200 | 2400 | 0 | 53.81 | 53.16 | 8 | 0
2015 | NonRTO_Midwest_2_TVA_Transmission | NonRTO_Midwest | TVA_Transmission | Internal | Summer | B6 | 300 | 2400 | 128.05 | 38.85 | 46.85 | 8 | 0
2015 | NonRTO_Midwest_2_TVA_Transmission | NonRTO_Midwest | TVA_Transmission | Internal | Summer | B7 | 400 | 2400 | 0 | 35.6 | 42.76 | 8 | 0
2015 | NonRTO_Midwest_2_TVA_Transmission | NonRTO_Midwest | TVA_Transmission | Internal | Summer | B8 | 500 | 2400 | 0 | 34.56 | 39.17 | 8 | 0
2015 | NonRTO_Midwest_2_TVA_Transmission | NonRTO_Midwest | TVA_Transmission | Internal | Summer | B9 | 800 | 2400 | 0 | 34.56 | 38.38 | 8 | 0
2015 | NonRTO_Midwest_2_TVA_Transmission | NonRTO_Midwest | TVA_Transmission | Internal | Summer | B10 | 1262 | 2400 | 0 | 33.74 | 36.57 | 8 | 0
2015 | NonRTO_Midwest_2_TVA_Transmission | NonRTO_Midwest | TVA_Transmission | Internal | Winter | B16 | 25 | 2400 | 0 | 55.28 | 55.27 | 8 | 0
2015 | NonRTO_Midwest_2_TVA_Transmission | NonRTO_Midwest | TVA_Transmission | Internal | Winter | B17 | 100 | 2400 | 0 | 50.67 | 45.91 | 8 | 0
2015 | NonRTO_Midwest_2_TVA_Transmission | NonRTO_Midwest | TVA_Transmission | Internal | Winter | B18 | 400 | 2400 | 0 | 42.62 | 41.82 | 8 | 0
2015 | NonRTO_Midwest_2_TVA_Transmission | NonRTO_Midwest | TVA_Transmission | Internal | Winter | B19 | 700 | 2400 | 0 | 35.6 | 40.33 | 8 | 0
2015 | NonRTO_Midwest_2_TVA_Transmission | NonRTO_Midwest | TVA_Transmission | Internal | Winter | B20 | 935 | 2400 | 0 | 34.56 | 39.11 | 8 | 0
2015 | NYISO_A-F_2_IESO | NYISO_A-F | IESO | Internal | Shoulder | B11 | 25 | 1600 | 0 | 40.61 | 33.61 | 7 | 0
2015 | NYISO_A-F_2_IESO | NYISO_A-F | IESO | Internal | Shoulder | B12 | 200 | 1600 | 0 | 40.4 | 33.4 | 7 | 0
2015 | NYISO_A-F_2_IESO | NYISO_A-F | IESO | Internal | Shoulder | B13 | 600 | 1600 | 0 | 39.73 | 31.83 | 7 | 0
2015 | NYISO_A-F_2_IESO | NYISO_A-F | IESO | Internal | Shoulder | B14 | 900 | 1600 | 0 | 39.37 | 31.83 | 7 | 0
2015 | NYISO_A-F_2_IESO | NYISO_A-F | IESO | Internal | Shoulder | B15 | 1203 | 1600 | 0 | 39.37 | 31.83 | 7 | 0
2015 | NYISO_A-F_2_IESO | NYISO_A-F | IESO | Internal | Summer | B1 | 10 | 1600 | 0 | 52.16 | 41.9 | 7 | 0
2015 | NYISO_A-F_2_IESO | NYISO_A-F | IESO | Internal | Summer | B2 | 25 | 1600 | 0 | 50.47 | 41.26 | 7 | 0
2015 | NYISO_A-F_2_IESO | NYISO_A-F | IESO | Internal | Summer | B3 | 75 | 1600 | 0 | 48.95 | 38.28 | 7 | 0
2015 | NYISO_A-F_2_IESO | NYISO_A-F | IESO | Internal | Summer | B4 | 100 | 1600 | 0 | 45.98 | 38.28 | 7 | 0
2015 | NYISO_A-F_2_IESO | NYISO_A-F | IESO | Internal | Summer | B5 | 200 | 1600 | 0 | 45.28 | 38.28 | 7 | 0
2015 | NYISO_A-F_2_IESO | NYISO_A-F | IESO | Internal | Summer | B6 | 300 | 1600 | 0 | 41.87 | 34.87 | 7 | 0
2015 | NYISO_A-F_2_IESO | NYISO_A-F | IESO | Internal | Summer | B7 | 400 | 1600 | 0 | 39.23 | 30.74 | 7 | 0
2015 | NYISO_A-F_2_IESO | NYISO_A-F | IESO | Internal | Summer | B8 | 500 | 1600 | 0 | 37.74 | 30.74 | 7 | 0
2015 | NYISO_A-F_2_IESO | NYISO_A-F | IESO | Internal | Summer | B9 | 800 | 1600 | 0 | 37.74 | 30.74 | 7 | 0
2015 | NYISO_A-F_2_IESO | NYISO_A-F | IESO | Internal | Summer | B10 | 1262 | 1600 | 0 | 37.74 | 30.74 | 7 | 0
2015 | NYISO_A-F_2_IESO | NYISO_A-F | IESO | Internal | Winter | B16 | 25 | 1600 | 0 | 47.24 | 40.24 | 7 | 0
2015 | NYISO_A-F_2_IESO | NYISO_A-F | IESO | Internal | Winter | B17 | 100 | 1600 | 0 | 43.08 | 36.08 | 7 | 0
2015 | NYISO_A-F_2_IESO | NYISO_A-F | IESO | Internal | Winter | B18 | 400 | 1600 | 0 | 43.08 | 36.08 | 7 | 0
2015 | NYISO_A-F_2_IESO | NYISO_A-F | IESO | Internal | Winter | B19 | 700 | 1600 | 0 | 43.08 | 36.08 | 7 | 0
2015 | NYISO_A-F_2_IESO | NYISO_A-F | IESO | Internal | Winter | B20 | 935 | 1600 | 0 | 43.08 | 36.08 | 7 | 0
2015 | NYISO_A-F_2_NEISO | NYISO_A-F | NEISO | Internal | Shoulder | B11 | 25 | 600 | 0 | 40.61 | 36.73 | 3 | 0
2015 | NYISO_A-F_2_NEISO | NYISO_A-F | NEISO | Internal | Shoulder | B12 | 200 | 600 | 0 | 40.4 | 36.73 | 3 | 0
2015 | NYISO_A-F_2_NEISO | NYISO_A-F | NEISO | Internal | Shoulder | B13 | 600 | 600 | 0 | 39.73 | 36.73 | 3 | 0
2015 | NYISO_A-F_2_NEISO | NYISO_A-F | NEISO | Internal | Shoulder | B14 | 900 | 600 | 0 | 39.37 | 36.73 | 3 | 0
2015 | NYISO_A-F_2_NEISO | NYISO_A-F | NEISO | Internal | Shoulder | B15 | 1203 | 600 | 0 | 39.37 | 36.73 | 3 | 0
2015 | NYISO_A-F_2_NEISO | NYISO_A-F | NEISO | Internal | Summer | B1 | 10 | 600 | 0 | 52.16 | 53.66 | 3 | 0
2015 | NYISO_A-F_2_NEISO | NYISO_A-F | NEISO | Internal | Summer | B2 | 25 | 600 | 0 | 50.47 | 50.41 | 3 | 0
2015 | NYISO_A-F_2_NEISO | NYISO_A-F | NEISO | Internal | Summer | B3 | 75 | 600 | 0 | 48.95 | 47.14 | 3 | 0
2015 | NYISO_A-F_2_NEISO | NYISO_A-F | NEISO | Internal | Summer | B4 | 100 | 600 | 0 | 45.98 | 37.76 | 3 | 0
2015 | NYISO_A-F_2_NEISO | NYISO_A-F | NEISO | Internal | Summer | B5 | 200 | 600 | 0 | 45.28 | 34.08 | 3 | 0
2015 | NYISO_A-F_2_NEISO | NYISO_A-F | NEISO | Internal | Summer | B6 | 300 | 600 | 0 | 41.87 | 34.08 | 3 | 0
2015 | NYISO_A-F_2_NEISO | NYISO_A-F | NEISO | Internal | Summer | B7 | 400 | 600 | 0 | 39.23 | 34.08 | 3 | 0
2015 | NYISO_A-F_2_NEISO | NYISO_A-F | NEISO | Internal | Summer | B8 | 500 | 600 | 0 | 37.74 | 34.08 | 3 | 0
2015 | NYISO_A-F_2_NEISO | NYISO_A-F | NEISO | Internal | Summer | B9 | 800 | 600 | 0 | 37.74 | 34.08 | 3 | 0
2015 | NYISO_A-F_2_NEISO | NYISO_A-F | NEISO | Internal | Summer | B10 | 1262 | 600 | 0 | 37.74 | 34.08 | 3 | 0
2015 | NYISO_A-F_2_NEISO | NYISO_A-F | NEISO | Internal | Winter | B16 | 25 | 600 | 0 | 47.24 | 44.99 | 3 | 0
2015 | NYISO_A-F_2_NEISO | NYISO_A-F | NEISO | Internal | Winter | B17 | 100 | 600 | 0 | 43.08 | 44.99 | 3 | 0
2015 | NYISO_A-F_2_NEISO | NYISO_A-F | NEISO | Internal | Winter | B18 | 400 | 600 | 0 | 43.08 | 44.99 | 3 | 0
2015 | NYISO_A-F_2_NEISO | NYISO_A-F | NEISO | Internal | Winter | B19 | 700 | 600 | 0 | 43.08 | 44.99 | 3 | 0
2015 | NYISO_A-F_2_NEISO | NYISO_A-F | NEISO | Internal | Winter | B20 | 935 | 600 | 0 | 43.08 | 44.99 | 3 | 0
2015 | NYISO_A-F_2_NYISO_G-I | NYISO_A-F | NYISO_G-I | Internal | Shoulder | B11 | 25 | 4250 | 4250 | 40.61 | 45.6 | 0.01 | 4.98
2015 | NYISO_A-F_2_NYISO_G-I | NYISO_A-F | NYISO_G-I | Internal | Shoulder | B12 | 200 | 4250 | 4250 | 40.4 | 40.85 | 0.01 | 0.44
2015 | NYISO_A-F_2_NYISO_G-I | NYISO_A-F | NYISO_G-I | Internal | Shoulder | B13 | 600 | 4250 | 4250 | 39.73 | 40.85 | 0.01 | 1.11
2015 | NYISO_A-F_2_NYISO_G-I | NYISO_A-F | NYISO_G-I | Internal | Shoulder | B14 | 900 | 4250 | 4250 | 39.37 | 39.72 | 0.01 | 0.33
2015 | NYISO_A-F_2_NYISO_G-I | NYISO_A-F | NYISO_G-I | Internal | Shoulder | B15 | 1203 | 4250 | 3008.91 | 39.37 | 39.38 | 0.01 | 0
2015 | NYISO_A-F_2_NYISO_G-I | NYISO_A-F | NYISO_G-I | Internal | Summer | B1 | 10 | 4250 | 4249.99 | 52.16 | 54.06 | 0.01 | 1.89
2015 | NYISO_A-F_2_NYISO_G-I | NYISO_A-F | NYISO_G-I | Internal | Summer | B2 | 25 | 4250 | 4250 | 50.47 | 53.4 | 0.01 | 2.92
2015 | NYISO_A-F_2_NYISO_G-I | NYISO_A-F | NYISO_G-I | Internal | Summer | B3 | 75 | 4250 | 4250 | 48.95 | 50.14 | 0.01 | 1.18
2015 | NYISO_A-F_2_NYISO_G-I | NYISO_A-F | NYISO_G-I | Internal | Summer | B4 | 100 | 4250 | 4250 | 45.98 | 50.14 | 0.01 | 4.14
2015 | NYISO_A-F_2_NYISO_G-I | NYISO_A-F | NYISO_G-I | Internal | Summer | B5 | 200 | 4250 | 4250 | 45.28 | 50.14 | 0.01 | 4.85
2015 | NYISO_A-F_2_NYISO_G-I | NYISO_A-F | NYISO_G-I | Internal | Summer | B6 | 300 | 4250 | 4250 | 41.87 | 50.14 | 0.01 | 8.25
2015 | NYISO_A-F_2_NYISO_G-I | NYISO_A-F | NYISO_G-I | Internal | Summer | B7 | 400 | 4250 | 4250 | 39.23 | 44.32 | 0.01 | 5.08
2015 | NYISO_A-F_2_NYISO_G-I | NYISO_A-F | NYISO_G-I | Internal | Summer | B8 | 500 | 4250 | 3624.79 | 37.74 | 37.75 | 0.01 | 0
2015 | NYISO_A-F_2_NYISO_G-I | NYISO_A-F | NYISO_G-I | Internal | Summer | B9 | 800 | 4250 | 3516.6 | 37.74 | 37.75 | 0.01 | 0
2015 | NYISO_A-F_2_NYISO_G-I | NYISO_A-F | NYISO_G-I | Internal | Summer | B10 | 1262 | 4250 | 1380 | 37.74 | 37.75 | 0.01 | 0
2015 | NYISO_A-F_2_NYISO_G-I | NYISO_A-F | NYISO_G-I | Internal | Winter | B16 | 25 | 4250 | 4250 | 47.24 | 55.28 | 0.01 | 8.02
2015 | NYISO_A-F_2_NYISO_G-I | NYISO_A-F | NYISO_G-I | Internal | Winter | B17 | 100 | 4250 | 4250 | 43.08 | 51.49 | 0.01 | 8.4
2015 | NYISO_A-F_2_NYISO_G-I | NYISO_A-F | NYISO_G-I | Internal | Winter | B18 | 400 | 4250 | 4250 | 43.08 | 50.3 | 0.01 | 7.21
2015 | NYISO_A-F_2_NYISO_G-I | NYISO_A-F | NYISO_G-I | Internal | Winter | B19 | 700 | 4250 | 4250 | 43.08 | 47.99 | 0.01 | 4.9
2015 | NYISO_A-F_2_NYISO_G-I | NYISO_A-F | NYISO_G-I | Internal | Winter | B20 | 935 | 4250 | 4250 | 43.08 | 46.43 | 0.01 | 3.34
2015 | NYISO_A-F_2_PJM_ROM | NYISO_A-F | PJM_ROM | Internal | Shoulder | B11 | 25 | 1000 | 0.01 | 40.61 | 48.19 | 8 | 0
2015 | NYISO_A-F_2_PJM_ROM | NYISO_A-F | PJM_ROM | Internal | Shoulder | B12 | 200 | 1000 | 0 | 40.4 | 42.41 | 8 | 0
2015 | NYISO_A-F_2_PJM_ROM | NYISO_A-F | PJM_ROM | Internal | Shoulder | B13 | 600 | 1000 | 0 | 39.73 | 39.75 | 8 | 0
2015 | NYISO_A-F_2_PJM_ROM | NYISO_A-F | PJM_ROM | Internal | Shoulder | B14 | 900 | 1000 | 0 | 39.37 | 38.99 | 8 | 0
2015 | NYISO_A-F_2_PJM_ROM | NYISO_A-F | PJM_ROM | Internal | Shoulder | B15 | 1203 | 1000 | 0 | 39.37 | 37.24 | 8 | 0
2015 | NYISO_A-F_2_PJM_ROM | NYISO_A-F | PJM_ROM | Internal | Summer | B1 | 10 | 1000 | 484.55 | 52.16 | 60.16 | 8 | 0
2015 | NYISO_A-F_2_PJM_ROM | NYISO_A-F | PJM_ROM | Internal | Summer | B2 | 25 | 1000 | 153.06 | 50.47 | 58.47 | 8 | 0
2015 | NYISO_A-F_2_PJM_ROM | NYISO_A-F | PJM_ROM | Internal | Summer | B3 | 75 | 1000 | 381.66 | 48.95 | 56.95 | 8 | 0
2015 | NYISO_A-F_2_PJM_ROM | NYISO_A-F | PJM_ROM | Internal | Summer | B4 | 100 | 1000 | 740.8 | 45.98 | 53.98 | 8 | 0
2015 | NYISO_A-F_2_PJM_ROM | NYISO_A-F | PJM_ROM | Internal | Summer | B5 | 200 | 1000 | 0 | 45.28 | 47.82 | 8 | 0
2015 | NYISO_A-F_2_PJM_ROM | NYISO_A-F | PJM_ROM | Internal | Summer | B6 | 300 | 1000 | 0 | 41.87 | 42.86 | 8 | 0
2015 | NYISO_A-F_2_PJM_ROM | NYISO_A-F | PJM_ROM | Internal | Summer | B7 | 400 | 1000 | 0 | 39.23 | 38.32 | 8 | 0
2015 | NYISO_A-F_2_PJM_ROM | NYISO_A-F | PJM_ROM | Internal | Summer | B8 | 500 | 1000 | 0 | 37.74 | 37.94 | 8 | 0
2015 | NYISO_A-F_2_PJM_ROM | NYISO_A-F | PJM_ROM | Internal | Summer | B9 | 800 | 1000 | 0 | 37.74 | 37.43 | 8 | 0
2015 | NYISO_A-F_2_PJM_ROM | NYISO_A-F | PJM_ROM | Internal | Summer | B10 | 1262 | 1000 | 0 | 37.74 | 34.75 | 8 | 0
2015 | NYISO_A-F_2_PJM_ROM | NYISO_A-F | PJM_ROM | Internal | Winter | B16 | 25 | 1000 | 0 | 47.24 | 49.28 | 8 | 0
2015 | NYISO_A-F_2_PJM_ROM | NYISO_A-F | PJM_ROM | Internal | Winter | B17 | 100 | 1000 | 0 | 43.08 | 45.48 | 8 | 0
2015 | NYISO_A-F_2_PJM_ROM | NYISO_A-F | PJM_ROM | Internal | Winter | B18 | 400 | 1000 | 0 | 43.08 | 44.29 | 8 | 0
2015 | NYISO_A-F_2_PJM_ROM | NYISO_A-F | PJM_ROM | Internal | Winter | B19 | 700 | 1000 | 0 | 43.08 | 41.94 | 8 | 0
2015 | NYISO_A-F_2_PJM_ROM | NYISO_A-F | PJM_ROM | Internal | Winter | B20 | 935 | 1000 | 0 | 43.08 | 38.39 | 8 | 0
2015 | NYISO_G-I_2_NEISO | NYISO_G-I | NEISO | Internal | Shoulder | B11 | 25 | 600 | 0 | 45.6 | 36.73 | 3 | 0
2015 | NYISO_G-I_2_NEISO | NYISO_G-I | NEISO | Internal | Shoulder | B12 | 200 | 600 | 0 | 40.85 | 36.73 | 3 | 0
2015 | NYISO_G-I_2_NEISO | NYISO_G-I | NEISO | Internal | Shoulder | B13 | 600 | 600 | 0 | 40.85 | 36.73 | 3 | 0
2015 | NYISO_G-I_2_NEISO | NYISO_G-I | NEISO | Internal | Shoulder | B14 | 900 | 600 | 0 | 39.72 | 36.73 | 3 | 0
2015 | NYISO_G-I_2_NEISO | NYISO_G-I | NEISO | Internal | Shoulder | B15 | 1203 | 600 | 0 | 39.38 | 36.73 | 3 | 0
2015 | NYISO_G-I_2_NEISO | NYISO_G-I | NEISO | Internal | Summer | B1 | 10 | 600 | 0 | 54.06 | 53.66 | 3 | 0
2015 | NYISO_G-I_2_NEISO | NYISO_G-I | NEISO | Internal | Summer | B2 | 25 | 600 | 0 | 53.4 | 50.41 | 3 | 0
2015 | NYISO_G-I_2_NEISO | NYISO_G-I | NEISO | Internal | Summer | B3 | 75 | 600 | 0 | 50.14 | 47.14 | 3 | 0
2015 | NYISO_G-I_2_NEISO | NYISO_G-I | NEISO | Internal | Summer | B4 | 100 | 600 | 0 | 50.14 | 37.76 | 3 | 0
2015 | NYISO_G-I_2_NEISO | NYISO_G-I | NEISO | Internal | Summer | B5 | 200 | 600 | 0 | 50.14 | 34.08 | 3 | 0
2015 | NYISO_G-I_2_NEISO | NYISO_G-I | NEISO | Internal | Summer | B6 | 300 | 600 | 0 | 50.14 | 34.08 | 3 | 0
2015 | NYISO_G-I_2_NEISO | NYISO_G-I | NEISO | Internal | Summer | B7 | 400 | 600 | 0 | 44.32 | 34.08 | 3 | 0
2015 | NYISO_G-I_2_NEISO | NYISO_G-I | NEISO | Internal | Summer | B8 | 500 | 600 | 0 | 37.75 | 34.08 | 3 | 0
2015 | NYISO_G-I_2_NEISO | NYISO_G-I | NEISO | Internal | Summer | B9 | 800 | 600 | 0 | 37.75 | 34.08 | 3 | 0
2015 | NYISO_G-I_2_NEISO | NYISO_G-I | NEISO | Internal | Summer | B10 | 1262 | 600 | 0 | 37.75 | 34.08 | 3 | 0
2015 | NYISO_G-I_2_NEISO | NYISO_G-I | NEISO | Internal | Winter | B16 | 25 | 600 | 0 | 55.28 | 44.99 | 3 | 0
2015 | NYISO_G-I_2_NEISO | NYISO_G-I | NEISO | Internal | Winter | B17 | 100 | 600 | 0 | 51.49 | 44.99 | 3 | 0
2015 | NYISO_G-I_2_NEISO | NYISO_G-I | NEISO | Internal | Winter | B18 | 400 | 600 | 0 | 50.3 | 44.99 | 3 | 0
2015 | NYISO_G-I_2_NEISO | NYISO_G-I | NEISO | Internal | Winter | B19 | 700 | 600 | 0 | 47.99 | 44.99 | 3 | 0
2015 | NYISO_G-I_2_NEISO | NYISO_G-I | NEISO | Internal | Winter | B20 | 935 | 600 | 0 | 46.43 | 44.99 | 3 | 0
2015 | NYISO_G-I_2_NYISO_A-F | NYISO_G-I | NYISO_A-F | Internal | Shoulder | B11 | 25 | 1999 | 0 | 45.6 | 40.61 | 0.01 | 0
2015 | NYISO_G-I_2_NYISO_A-F | NYISO_G-I | NYISO_A-F | Internal | Shoulder | B12 | 200 | 1999 | 0 | 40.85 | 40.4 | 0.01 | 0
2015 | NYISO_G-I_2_NYISO_A-F | NYISO_G-I | NYISO_A-F | Internal | Shoulder | B13 | 600 | 1999 | 0 | 40.85 | 39.73 | 0.01 | 0
2015 | NYISO_G-I_2_NYISO_A-F | NYISO_G-I | NYISO_A-F | Internal | Shoulder | B14 | 900 | 1999 | 0 | 39.72 | 39.37 | 0.01 | 0
2015 | NYISO_G-I_2_NYISO_A-F | NYISO_G-I | NYISO_A-F | Internal | Shoulder | B15 | 1203 | 1999 | 0 | 39.38 | 39.37 | 0.01 | 0
2015 | NYISO_G-I_2_NYISO_A-F | NYISO_G-I | NYISO_A-F | Internal | Summer | B1 | 10 | 1999 | 0 | 54.06 | 52.16 | 0.01 | 0
2015 | NYISO_G-I_2_NYISO_A-F | NYISO_G-I | NYISO_A-F | Internal | Summer | B2 | 25 | 1999 | 0 | 53.4 | 50.47 | 0.01 | 0
2015 | NYISO_G-I_2_NYISO_A-F | NYISO_G-I | NYISO_A-F | Internal | Summer | B3 | 75 | 1999 | 0 | 50.14 | 48.95 | 0.01 | 0
2015 | NYISO_G-I_2_NYISO_A-F | NYISO_G-I | NYISO_A-F | Internal | Summer | B4 | 100 | 1999 | 0 | 50.14 | 45.98 | 0.01 | 0
2015 | NYISO_G-I_2_NYISO_A-F | NYISO_G-I | NYISO_A-F | Internal | Summer | B5 | 200 | 1999 | 0 | 50.14 | 45.28 | 0.01 | 0
2015 | NYISO_G-I_2_NYISO_A-F | NYISO_G-I | NYISO_A-F | Internal | Summer | B6 | 300 | 1999 | 0 | 50.14 | 41.87 | 0.01 | 0
2015 | NYISO_G-I_2_NYISO_A-F | NYISO_G-I | NYISO_A-F | Internal | Summer | B7 | 400 | 1999 | 0 | 44.32 | 39.23 | 0.01 | 0
2015 | NYISO_G-I_2_NYISO_A-F | NYISO_G-I | NYISO_A-F | Internal | Summer | B8 | 500 | 1999 | 0.01 | 37.75 | 37.74 | 0.01 | 0
2015 | NYISO_G-I_2_NYISO_A-F | NYISO_G-I | NYISO_A-F | Internal | Summer | B9 | 800 | 1999 | 0 | 37.75 | 37.74 | 0.01 | 0
2015 | NYISO_G-I_2_NYISO_A-F | NYISO_G-I | NYISO_A-F | Internal | Summer | B10 | 1262 | 1999 | 0 | 37.75 | 37.74 | 0.01 | 0
2015 | NYISO_G-I_2_NYISO_A-F | NYISO_G-I | NYISO_A-F | Internal | Winter | B16 | 25 | 1999 | 0 | 55.28 | 47.24 | 0.01 | 0
2015 | NYISO_G-I_2_NYISO_A-F | NYISO_G-I | NYISO_A-F | Internal | Winter | B17 | 100 | 1999 | 0 | 51.49 | 43.08 | 0.01 | 0
2015 | NYISO_G-I_2_NYISO_A-F | NYISO_G-I | NYISO_A-F | Internal | Winter | B18 | 400 | 1999 | 0 | 50.3 | 43.08 | 0.01 | 0
2015 | NYISO_G-I_2_NYISO_A-F | NYISO_G-I | NYISO_A-F | Internal | Winter | B19 | 700 | 1999 | 0 | 47.99 | 43.08 | 0.01 | 0
2015 | NYISO_G-I_2_NYISO_A-F | NYISO_G-I | NYISO_A-F | Internal | Winter | B20 | 935 | 1999 | 0 | 46.43 | 43.08 | 0.01 | 0
2015 | NYISO_G-I_2_NYISO_J-K | NYISO_G-I | NYISO_J-K | Internal | Shoulder | B11 | 25 | 6130 | 4785.36 | 45.6 | 45.61 | 0.01 | 0
2015 | NYISO_G-I_2_NYISO_J-K | NYISO_G-I | NYISO_J-K | Internal | Shoulder | B12 | 200 | 6130 | 4842.89 | 40.85 | 40.86 | 0.01 | 0
2015 | NYISO_G-I_2_NYISO_J-K | NYISO_G-I | NYISO_J-K | Internal | Shoulder | B13 | 600 | 6130 | 4969.73 | 40.85 | 40.86 | 0.01 | 0
2015 | NYISO_G-I_2_NYISO_J-K | NYISO_G-I | NYISO_J-K | Internal | Shoulder | B14 | 900 | 6130 | 4528.01 | 39.72 | 39.73 | 0.01 | 0
2015 | NYISO_G-I_2_NYISO_J-K | NYISO_G-I | NYISO_J-K | Internal | Shoulder | B15 | 1203 | 6130 | 3017.37 | 39.38 | 39.39 | 0.01 | 0
2015 | NYISO_G-I_2_NYISO_J-K | NYISO_G-I | NYISO_J-K | Internal | Summer | B1 | 10 | 6130 | 4429.08 | 54.06 | 54.07 | 0.01 | 0
2015 | NYISO_G-I_2_NYISO_J-K | NYISO_G-I | NYISO_J-K | Internal | Summer | B2 | 25 | 6130 | 4299.49 | 53.4 | 53.41 | 0.01 | 0
2015 | NYISO_G-I_2_NYISO_J-K | NYISO_G-I | NYISO_J-K | Internal | Summer | B3 | 75 | 6130 | 4148.55 | 50.14 | 50.15 | 0.01 | 0
2015 | NYISO_G-I_2_NYISO_J-K | NYISO_G-I | NYISO_J-K | Internal | Summer | B4 | 100 | 6130 | 4773.04 | 50.14 | 50.15 | 0.01 | 0
2015 | NYISO_G-I_2_NYISO_J-K | NYISO_G-I | NYISO_J-K | Internal | Summer | B5 | 200 | 6130 | 4915.01 | 50.14 | 50.15 | 0.01 | 0
2015 | NYISO_G-I_2_NYISO_J-K | NYISO_G-I | NYISO_J-K | Internal | Summer | B6 | 300 | 6130 | 5619.03 | 50.14 | 50.15 | 0.01 | 0
2015 | NYISO_G-I_2_NYISO_J-K | NYISO_G-I | NYISO_J-K | Internal | Summer | B7 | 400 | 6130 | 5323.25 | 44.32 | 44.33 | 0.01 | 0
2015 | NYISO_G-I_2_NYISO_J-K | NYISO_G-I | NYISO_J-K | Internal | Summer | B8 | 500 | 6130 | 4842.57 | 37.75 | 37.77 | 0.01 | 0
2015 | NYISO_G-I_2_NYISO_J-K | NYISO_G-I | NYISO_J-K | Internal | Summer | B9 | 800 | 6130 | 4949.1 | 37.75 | 37.77 | 0.01 | 0
2015 | NYISO_G-I_2_NYISO_J-K | NYISO_G-I | NYISO_J-K | Internal | Summer | B10 | 1262 | 6130 | 3275.66 | 37.75 | 37.77 | 0.01 | 0
2015 | NYISO_G-I_2_NYISO_J-K | NYISO_G-I | NYISO_J-K | Internal | Winter | B16 | 25 | 6130 | 5280.69 | 55.28 | 55.29 | 0.01 | 0
2015 | NYISO_G-I_2_NYISO_J-K | NYISO_G-I | NYISO_J-K | Internal | Winter | B17 | 100 | 6130 | 5892.35 | 51.49 | 51.5 | 0.01 | 0
2015 | NYISO_G-I_2_NYISO_J-K | NYISO_G-I | NYISO_J-K | Internal | Winter | B18 | 400 | 6130 | 5797.45 | 50.3 | 50.32 | 0.01 | 0
2015 | NYISO_G-I_2_NYISO_J-K | NYISO_G-I | NYISO_J-K | Internal | Winter | B19 | 700 | 6130 | 6130 | 47.99 | 48.68 | 0.01 | 0.68
2015 | NYISO_G-I_2_NYISO_J-K | NYISO_G-I | NYISO_J-K | Internal | Winter | B20 | 935 | 6130 | 5525.26 | 46.43 | 46.44 | 0.01 | 0
2015 | NYISO_G-I_2_PJM_E | NYISO_G-I | PJM_E | Internal | Shoulder | B11 | 25 | 1500 | 0 | 45.6 | 48.18 | 8 | 0
2015 | NYISO_G-I_2_PJM_E | NYISO_G-I | PJM_E | Internal | Shoulder | B12 | 200 | 1500 | 0 | 40.85 | 42.42 | 8 | 0
2015 | NYISO_G-I_2_PJM_E | NYISO_G-I | PJM_E | Internal | Shoulder | B13 | 600 | 1500 | 0 | 40.85 | 39.76 | 8 | 0
2015 | NYISO_G-I_2_PJM_E | NYISO_G-I | PJM_E | Internal | Shoulder | B14 | 900 | 1500 | 0 | 39.72 | 39 | 8 | 0
2015 | NYISO_G-I_2_PJM_E | NYISO_G-I | PJM_E | Internal | Shoulder | B15 | 1203 | 1500 | 0 | 39.38 | 37.25 | 8 | 0
2015 | NYISO_G-I_2_PJM_E | NYISO_G-I | PJM_E | Internal | Summer | B1 | 10 | 1500 | 0 | 54.06 | 60.17 | 8 | 0
2015 | NYISO_G-I_2_PJM_E | NYISO_G-I | PJM_E | Internal | Summer | B2 | 25 | 1500 | 0 | 53.4 | 58.48 | 8 | 0
2015 | NYISO_G-I_2_PJM_E | NYISO_G-I | PJM_E | Internal | Summer | B3 | 75 | 1500 | 0 | 50.14 | 56.96 | 8 | 0
2015 | NYISO_G-I_2_PJM_E | NYISO_G-I | PJM_E | Internal | Summer | B4 | 100 | 1500 | 0 | 50.14 | 53.99 | 8 | 0
2015 | NYISO_G-I_2_PJM_E | NYISO_G-I | PJM_E | Internal | Summer | B5 | 200 | 1500 | 0 | 50.14 | 47.83 | 8 | 0
2015 | NYISO_G-I_2_PJM_E | NYISO_G-I | PJM_E | Internal | Summer | B6 | 300 | 1500 | 0 | 50.14 | 42.87 | 8 | 0
2015 | NYISO_G-I_2_PJM_E | NYISO_G-I | PJM_E | Internal | Summer | B7 | 400 | 1500 | 0 | 44.32 | 38.33 | 8 | 0
2015 | NYISO_G-I_2_PJM_E | NYISO_G-I | PJM_E | Internal | Summer | B8 | 500 | 1500 | 0 | 37.75 | 37.95 | 8 | 0
2015 | NYISO_G-I_2_PJM_E | NYISO_G-I | PJM_E | Internal | Summer | B9 | 800 | 1500 | 0 | 37.75 | 37.44 | 8 | 0
2015 | NYISO_G-I_2_PJM_E | NYISO_G-I | PJM_E | Internal | Summer | B10 | 1262 | 1500 | 0 | 37.75 | 34.77 | 8 | 0
2015 | NYISO_G-I_2_PJM_E | NYISO_G-I | PJM_E | Internal | Winter | B16 | 25 | 1500 | 0 | 55.28 | 49.29 | 8 | 0
2015 | NYISO_G-I_2_PJM_E | NYISO_G-I | PJM_E | Internal | Winter | B17 | 100 | 1500 | 0 | 51.49 | 45.49 | 8 | 0
2015 | NYISO_G-I_2_PJM_E | NYISO_G-I | PJM_E | Internal | Winter | B18 | 400 | 1500 | 0 | 50.3 | 44.3 | 8 | 0
2015 | NYISO_G-I_2_PJM_E | NYISO_G-I | PJM_E | Internal | Winter | B19 | 700 | 1500 | 0 | 47.99 | 41.96 | 8 | 0
2015 | NYISO_G-I_2_PJM_E | NYISO_G-I | PJM_E | Internal | Winter | B20 | 935 | 1500 | 0 | 46.43 | 38.4 | 8 | 0
2015 | NYISO_J-K_2_NEISO | NYISO_J-K | NEISO | Internal | Shoulder | B11 | 25 | 0.01 | 0 | 45.61 | 36.73 | 3 | 0.42
2015 | NYISO_J-K_2_NEISO | NYISO_J-K | NEISO | Internal | Shoulder | B12 | 200 | 0.01 | 0 | 40.86 | 36.73 | 3 | 0.06
2015 | NYISO_J-K_2_NEISO | NYISO_J-K | NEISO | Internal | Shoulder | B13 | 600 | 0.01 | 0 | 40.86 | 36.73 | 3 | 0.02
2015 | NYISO_J-K_2_NEISO | NYISO_J-K | NEISO | Internal | Shoulder | B14 | 900 | 0.01 | 0 | 39.73 | 36.73 | 3 | 0.01
2015 | NYISO_J-K_2_NEISO | NYISO_J-K | NEISO | Internal | Shoulder | B15 | 1203 | 0.01 | 0 | 39.39 | 36.73 | 3 | 0.01
2015 | NYISO_J-K_2_NEISO | NYISO_J-K | NEISO | Internal | Summer | B1 | 10 | 0.01 | 0 | 54.07 | 53.66 | 3 | 1.08
2015 | NYISO_J-K_2_NEISO | NYISO_J-K | NEISO | Internal | Summer | B2 | 25 | 0.01 | 0 | 53.41 | 50.41 | 3 | 0.45
2015 | NYISO_J-K_2_NEISO | NYISO_J-K | NEISO | Internal | Summer | B3 | 75 | 0.01 | 0 | 50.15 | 47.14 | 3 | 0.16
2015 | NYISO_J-K_2_NEISO | NYISO_J-K | NEISO | Internal | Summer | B4 | 100 | 0.01 | 0 | 50.15 | 37.76 | 3 | 0.11
2015 | NYISO_J-K_2_NEISO | NYISO_J-K | NEISO | Internal | Summer | B5 | 200 | 0.01 | 0 | 50.15 | 34.08 | 3 | 0.06
2015 | NYISO_J-K_2_NEISO | NYISO_J-K | NEISO | Internal | Summer | B6 | 300 | 0.01 | 0 | 50.15 | 34.08 | 3 | 0.04
2015 | NYISO_J-K_2_NEISO | NYISO_J-K | NEISO | Internal | Summer | B7 | 400 | 0.01 | 0 | 44.33 | 34.08 | 3 | 0.03
2015 | NYISO_J-K_2_NEISO | NYISO_J-K | NEISO | Internal | Summer | B8 | 500 | 0.01 | 0 | 37.77 | 34.08 | 3 | 0.02
2015 | NYISO_J-K_2_NEISO | NYISO_J-K | NEISO | Internal | Summer | B9 | 800 | 0.01 | 0 | 37.77 | 34.08 | 3 | 0.02
2015 | NYISO_J-K_2_NEISO | NYISO_J-K | NEISO | Internal | Summer | B10 | 1262 | 0.01 | 0 | 37.77 | 34.08 | 3 | 0.01
2015 | NYISO_J-K_2_NEISO | NYISO_J-K | NEISO | Internal | Winter | B16 | 25 | 0.01 | 0 | 55.29 | 44.99 | 3 | 0.41
2015 | NYISO_J-K_2_NEISO | NYISO_J-K | NEISO | Internal | Winter | B17 | 100 | 0.01 | 0 | 51.5 | 44.99 | 3 | 0.11
2015 | NYISO_J-K_2_NEISO | NYISO_J-K | NEISO | Internal | Winter | B18 | 400 | 0.01 | 0 | 50.32 | 44.99 | 3 | 0.03
2015 | NYISO_J-K_2_NEISO | NYISO_J-K | NEISO | Internal | Winter | B19 | 700 | 0.01 | 0 | 48.68 | 44.99 | 3 | 0.02
2015 | NYISO_J-K_2_NEISO | NYISO_J-K | NEISO | Internal | Winter | B20 | 935 | 0.01 | 0 | 46.44 | 44.99 | 3 | 0.01
2015 | NYISO_J-K_2_NYISO_G-I | NYISO_J-K | NYISO_G-I | Internal | Shoulder | B11 | 25 | 1999 | 0.2 | 45.61 | 45.6 | 0.01 | 0
2015 | NYISO_J-K_2_NYISO_G-I | NYISO_J-K | NYISO_G-I | Internal | Shoulder | B12 | 200 | 1999 | 0.03 | 40.86 | 40.85 | 0.01 | 0
2015 | NYISO_J-K_2_NYISO_G-I | NYISO_J-K | NYISO_G-I | Internal | Shoulder | B13 | 600 | 1999 | 0 | 40.86 | 40.85 | 0.01 | 0
2015 | NYISO_J-K_2_NYISO_G-I | NYISO_J-K | NYISO_G-I | Internal | Shoulder | B14 | 900 | 1999 | 0 | 39.73 | 39.72 | 0.01 | 0
2015 | NYISO_J-K_2_NYISO_G-I | NYISO_J-K | NYISO_G-I | Internal | Shoulder | B15 | 1203 | 1999 | 0 | 39.39 | 39.38 | 0.01 | 0
2015 | NYISO_J-K_2_NYISO_G-I | NYISO_J-K | NYISO_G-I | Internal | Summer | B1 | 10 | 1999 | 0.48 | 54.07 | 54.06 | 0.01 | 0
2015 | NYISO_J-K_2_NYISO_G-I | NYISO_J-K | NYISO_G-I | Internal | Summer | B2 | 25 | 1999 | 0.2 | 53.41 | 53.4 | 0.01 | 0
2015 | NYISO_J-K_2_NYISO_G-I | NYISO_J-K | NYISO_G-I | Internal | Summer | B3 | 75 | 1999 | 0.07 | 50.15 | 50.14 | 0.01 | 0
2015 | NYISO_J-K_2_NYISO_G-I | NYISO_J-K | NYISO_G-I | Internal | Summer | B4 | 100 | 1999 | 0.05 | 50.15 | 50.14 | 0.01 | 0
2015 | NYISO_J-K_2_NYISO_G-I | NYISO_J-K | NYISO_G-I | Internal | Summer | B5 | 200 | 1999 | 0.03 | 50.15 | 50.14 | 0.01 | 0
2015 | NYISO_J-K_2_NYISO_G-I | NYISO_J-K | NYISO_G-I | Internal | Summer | B6 | 300 | 1999 | 0.02 | 50.15 | 50.14 | 0.01 | 0
2015 | NYISO_J-K_2_NYISO_G-I | NYISO_J-K | NYISO_G-I | Internal | Summer | B7 | 400 | 1999 | 0.01 | 44.33 | 44.32 | 0.01 | 0
2015 | NYISO_J-K_2_NYISO_G-I | NYISO_J-K | NYISO_G-I | Internal | Summer | B8 | 500 | 1999 | 0.01 | 37.77 | 37.75 | 0.01 | 0
2015 | NYISO_J-K_2_NYISO_G-I | NYISO_J-K | NYISO_G-I | Internal | Summer | B9 | 800 | 1999 | 0 | 37.77 | 37.75 | 0.01 | 0
2015 | NYISO_J-K_2_NYISO_G-I | NYISO_J-K | NYISO_G-I | Internal | Summer | B10 | 1262 | 1999 | 0 | 37.77 | 37.75 | 0.01 | 0
2015 | NYISO_J-K_2_NYISO_G-I | NYISO_J-K | NYISO_G-I | Internal | Winter | B16 | 25 | 1999 | 0.19 | 55.29 | 55.28 | 0.01 | 0
2015 | NYISO_J-K_2_NYISO_G-I | NYISO_J-K | NYISO_G-I | Internal | Winter | B17 | 100 | 1999 | 0.05 | 51.5 | 51.49 | 0.01 | 0
2015 | NYISO_J-K_2_NYISO_G-I | NYISO_J-K | NYISO_G-I | Internal | Winter | B18 | 400 | 1999 | 0.01 | 50.32 | 50.3 | 0.01 | 0
2015 | NYISO_J-K_2_NYISO_G-I | NYISO_J-K | NYISO_G-I | Internal | Winter | B19 | 700 | 1999 | 0 | 48.68 | 47.99 | 0.01 | 0
2015 | NYISO_J-K_2_NYISO_G-I | NYISO_J-K | NYISO_G-I | Internal | Winter | B20 | 935 | 1999 | 0 | 46.44 | 46.43 | 0.01 | 0
2015 | NYISO_J-K_2_PJM_E | NYISO_J-K | PJM_E | Internal | Shoulder | B11 | 25 | 0.01 | 0 | 45.61 | 48.18 | 8 | 0.45
2015 | NYISO_J-K_2_PJM_E | NYISO_J-K | PJM_E | Internal | Shoulder | B12 | 200 | 0.01 | 0 | 40.86 | 42.42 | 8 | 0.06
2015 | NYISO_J-K_2_PJM_E | NYISO_J-K | PJM_E | Internal | Shoulder | B13 | 600 | 0.01 | 0 | 40.86 | 39.76 | 8 | 0.02
2015 | NYISO_J-K_2_PJM_E | NYISO_J-K | PJM_E | Internal | Shoulder | B14 | 900 | 0.01 | 0 | 39.73 | 39 | 8 | 0.01
2015 | NYISO_J-K_2_PJM_E | NYISO_J-K | PJM_E | Internal | Shoulder | B15 | 1203 | 0.01 | 0 | 39.39 | 37.25 | 8 | 0.01
2015 | NYISO_J-K_2_PJM_E | NYISO_J-K | PJM_E | Internal | Summer | B1 | 10 | 0.01 | 0 | 54.07 | 60.17 | 8 | 1.15
2015 | NYISO_J-K_2_PJM_E | NYISO_J-K | PJM_E | Internal | Summer | B2 | 25 | 0.01 | 0 | 53.41 | 58.48 | 8 | 0.48
2015 | NYISO_J-K_2_PJM_E | NYISO_J-K | PJM_E | Internal | Summer | B3 | 75 | 0.01 | 0 | 50.15 | 56.96 | 8 | 0.18
2015 | NYISO_J-K_2_PJM_E | NYISO_J-K | PJM_E | Internal | Summer | B4 | 100 | 0.01 | 0 | 50.15 | 53.99 | 8 | 0.12
2015 | NYISO_J-K_2_PJM_E | NYISO_J-K | PJM_E | Internal | Summer | B5 | 200 | 0.01 | 0 | 50.15 | 47.83 | 8 | 0.06
2015 | NYISO_J-K_2_PJM_E | NYISO_J-K | PJM_E | Internal | Summer | B6 | 300 | 0.01 | 0 | 50.15 | 42.87 | 8 | 0.04
2015 | NYISO_J-K_2_PJM_E | NYISO_J-K | PJM_E | Internal | Summer | B7 | 400 | 0.01 | 0 | 44.33 | 38.33 | 8 | 0.03
2015 | NYISO_J-K_2_PJM_E | NYISO_J-K | PJM_E | Internal | Summer | B8 | 500 | 0.01 | 0 | 37.77 | 37.95 | 8 | 0.02
2015 | NYISO_J-K_2_PJM_E | NYISO_J-K | PJM_E | Internal | Summer | B9 | 800 | 0.01 | 0 | 37.77 | 37.44 | 8 | 0.02
2015 | NYISO_J-K_2_PJM_E | NYISO_J-K | PJM_E | Internal | Summer | B10 | 1262 | 0.01 | 0 | 37.77 | 34.77 | 8 | 0.01
2015 | NYISO_J-K_2_PJM_E | NYISO_J-K | PJM_E | Internal | Winter | B16 | 25 | 0.01 | 0 | 55.29 | 49.29 | 8 | 0.41
2015 | NYISO_J-K_2_PJM_E | NYISO_J-K | PJM_E | Internal | Winter | B17 | 100 | 0.01 | 0 | 51.5 | 45.49 | 8 | 0.11
2015 | NYISO_J-K_2_PJM_E | NYISO_J-K | PJM_E | Internal | Winter | B18 | 400 | 0.01 | 0 | 50.32 | 44.3 | 8 | 0.03
2015 | NYISO_J-K_2_PJM_E | NYISO_J-K | PJM_E | Internal | Winter | B19 | 700 | 0.01 | 0 | 48.68 | 41.96 | 8 | 0.02
2015 | NYISO_J-K_2_PJM_E | NYISO_J-K | PJM_E | Internal | Winter | B20 | 935 | 0.01 | 0 | 46.44 | 38.4 | 8 | 0.01
2015 | PJM_E_2_NYISO_G-I | PJM_E | NYISO_G-I | Internal | Shoulder | B11 | 25 | 500 | 0 | 48.18 | 45.6 | 6 | 0
2015 | PJM_E_2_NYISO_G-I | PJM_E | NYISO_G-I | Internal | Shoulder | B12 | 200 | 500 | 0 | 42.42 | 40.85 | 6 | 0
2015 | PJM_E_2_NYISO_G-I | PJM_E | NYISO_G-I | Internal | Shoulder | B13 | 600 | 500 | 0 | 39.76 | 40.85 | 6 | 0
2015 | PJM_E_2_NYISO_G-I | PJM_E | NYISO_G-I | Internal | Shoulder | B14 | 900 | 500 | 0 | 39 | 39.72 | 6 | 0
2015 | PJM_E_2_NYISO_G-I | PJM_E | NYISO_G-I | Internal | Shoulder | B15 | 1203 | 500 | 0 | 37.25 | 39.38 | 6 | 0
2015 | PJM_E_2_NYISO_G-I | PJM_E | NYISO_G-I | Internal | Summer | B1 | 10 | 500 | 0 | 60.17 | 54.06 | 6 | 0
2015 | PJM_E_2_NYISO_G-I | PJM_E | NYISO_G-I | Internal | Summer | B2 | 25 | 500 | 0 | 58.48 | 53.4 | 6 | 0
2015 | PJM_E_2_NYISO_G-I | PJM_E | NYISO_G-I | Internal | Summer | B3 | 75 | 500 | 0 | 56.96 | 50.14 | 6 | 0
2015 | PJM_E_2_NYISO_G-I | PJM_E | NYISO_G-I | Internal | Summer | B4 | 100 | 500 | 0 | 53.99 | 50.14 | 6 | 0
2015 | PJM_E_2_NYISO_G-I | PJM_E | NYISO_G-I | Internal | Summer | B5 | 200 | 500 | 0 | 47.83 | 50.14 | 6 | 0
2015 | PJM_E_2_NYISO_G-I | PJM_E | NYISO_G-I | Internal | Summer | B6 | 300 | 500 | 500 | 42.87 | 50.14 | 6 | 1.27
2015 | PJM_E_2_NYISO_G-I | PJM_E | NYISO_G-I | Internal | Summer | B7 | 400 | 500 | 0.02 | 38.33 | 44.32 | 6 | 0
2015 | PJM_E_2_NYISO_G-I | PJM_E | NYISO_G-I | Internal | Summer | B8 | 500 | 500 | 0 | 37.95 | 37.75 | 6 | 0
2015 | PJM_E_2_NYISO_G-I | PJM_E | NYISO_G-I | Internal | Summer | B9 | 800 | 500 | 0 | 37.44 | 37.75 | 6 | 0
2015 | PJM_E_2_NYISO_G-I | PJM_E | NYISO_G-I | Internal | Summer | B10 | 1262 | 500 | 0 | 34.77 | 37.75 | 6 | 0
2015 | PJM_E_2_NYISO_G-I | PJM_E | NYISO_G-I | Internal | Winter | B16 | 25 | 500 | 0.39 | 49.29 | 55.28 | 6 | 0
2015 | PJM_E_2_NYISO_G-I | PJM_E | NYISO_G-I | Internal | Winter | B17 | 100 | 500 | 473.62 | 45.49 | 51.49 | 6 | 0
2015 | PJM_E_2_NYISO_G-I | PJM_E | NYISO_G-I | Internal | Winter | B18 | 400 | 500 | 320.31 | 44.3 | 50.3 | 6 | 0
2015 | PJM_E_2_NYISO_G-I | PJM_E | NYISO_G-I | Internal | Winter | B19 | 700 | 500 | 500 | 41.96 | 47.99 | 6 | 0.04
2015 | PJM_E_2_NYISO_G-I | PJM_E | NYISO_G-I | Internal | Winter | B20 | 935 | 500 | 500 | 38.4 | 46.43 | 6 | 2.03
2015 | PJM_E_2_NYISO_J-K | PJM_E | NYISO_J-K | Internal | Shoulder | B11 | 25 | 330 | 0 | 48.18 | 45.61 | 6 | 0
2015 | PJM_E_2_NYISO_J-K | PJM_E | NYISO_J-K | Internal | Shoulder | B12 | 200 | 330 | 0 | 42.42 | 40.86 | 6 | 0
2015 | PJM_E_2_NYISO_J-K | PJM_E | NYISO_J-K | Internal | Shoulder | B13 | 600 | 330 | 0 | 39.76 | 40.86 | 6 | 0
2015 | PJM_E_2_NYISO_J-K | PJM_E | NYISO_J-K | Internal | Shoulder | B14 | 900 | 330 | 0 | 39 | 39.73 | 6 | 0
2015 | PJM_E_2_NYISO_J-K | PJM_E | NYISO_J-K | Internal | Shoulder | B15 | 1203 | 330 | 0 | 37.25 | 39.39 | 6 | 0
2015 | PJM_E_2_NYISO_J-K | PJM_E | NYISO_J-K | Internal | Summer | B1 | 10 | 330 | 0 | 60.17 | 54.07 | 6 | 0
2015 | PJM_E_2_NYISO_J-K | PJM_E | NYISO_J-K | Internal | Summer | B2 | 25 | 330 | 0 | 58.48 | 53.41 | 6 | 0
2015 | PJM_E_2_NYISO_J-K | PJM_E | NYISO_J-K | Internal | Summer | B3 | 75 | 330 | 0 | 56.96 | 50.15 | 6 | 0
2015 | PJM_E_2_NYISO_J-K | PJM_E | NYISO_J-K | Internal | Summer | B4 | 100 | 330 | 0 | 53.99 | 50.15 | 6 | 0
2015 | PJM_E_2_NYISO_J-K | PJM_E | NYISO_J-K | Internal | Summer | B5 | 200 | 330 | 0 | 47.83 | 50.15 | 6 | 0
2015 | PJM_E_2_NYISO_J-K | PJM_E | NYISO_J-K | Internal | Summer | B6 | 300 | 330 | 330 | 42.87 | 50.15 | 6 | 1.28
2015 | PJM_E_2_NYISO_J-K | PJM_E | NYISO_J-K | Internal | Summer | B7 | 400 | 330 | 95.77 | 38.33 | 44.33 | 6 | 0
2015 | PJM_E_2_NYISO_J-K | PJM_E | NYISO_J-K | Internal | Summer | B8 | 500 | 330 | 0 | 37.95 | 37.77 | 6 | 0
2015 | PJM_E_2_NYISO_J-K | PJM_E | NYISO_J-K | Internal | Summer | B9 | 800 | 330 | 0 | 37.44 | 37.77 | 6 | 0
2015 | PJM_E_2_NYISO_J-K | PJM_E | NYISO_J-K | Internal | Summer | B10 | 1262 | 330 | 0 | 34.77 | 37.77 | 6 | 0
2015 | PJM_E_2_NYISO_J-K | PJM_E | NYISO_J-K | Internal | Winter | B16 | 25 | 330 | 255.29 | 49.29 | 55.29 | 6 | 0
2015 | PJM_E_2_NYISO_J-K | PJM_E | NYISO_J-K | Internal | Winter | B17 | 100 | 330 | 329.92 | 45.49 | 51.5 | 6 | 0.01
2015 | PJM_E_2_NYISO_J-K | PJM_E | NYISO_J-K | Internal | Winter | B18 | 400 | 330 | 329.98 | 44.3 | 50.32 | 6 | 0.01
2015 | PJM_E_2_NYISO_J-K | PJM_E | NYISO_J-K | Internal | Winter | B19 | 700 | 330 | 330 | 41.96 | 48.68 | 6 | 0.73
2015 | PJM_E_2_NYISO_J-K | PJM_E | NYISO_J-K | Internal | Winter | B20 | 935 | 330 | 330 | 38.4 | 46.44 | 6 | 2.05
2015 | PJM_E_2_PJM_ROM | PJM_E | PJM_ROM | Internal | Shoulder | B11 | 25 | 8000 | 585.15 | 48.18 | 48.19 | 0.01 | 0
2015 | PJM_E_2_PJM_ROM | PJM_E | PJM_ROM | Internal | Shoulder | B12 | 200 | 8000 | 0.03 | 42.42 | 42.41 | 0.01 | 0
2015 | PJM_E_2_PJM_ROM | PJM_E | PJM_ROM | Internal | Shoulder | B13 | 600 | 8000 | 0 | 39.76 | 39.75 | 0.01 | 0
2015 | PJM_E_2_PJM_ROM | PJM_E | PJM_ROM | Internal | Shoulder | B14 | 900 | 8000 | 0 | 39 | 38.99 | 0.01 | 0
2015 | PJM_E_2_PJM_ROM | PJM_E | PJM_ROM | Internal | Shoulder | B15 | 1203 | 8000 | 0 | 37.25 | 37.24 | 0.01 | 0
2015 | PJM_E_2_PJM_ROM | PJM_E | PJM_ROM | Internal | Summer | B1 | 10 | 8000 | 0.49 | 60.17 | 60.16 | 0.01 | 0
2015 | PJM_E_2_PJM_ROM | PJM_E | PJM_ROM | Internal | Summer | B2 | 25 | 8000 | 0.2 | 58.48 | 58.47 | 0.01 | 0
2015 | PJM_E_2_PJM_ROM | PJM_E | PJM_ROM | Internal | Summer | B3 | 75 | 8000 | 0.07 | 56.96 | 56.95 | 0.01 | 0
2015 | PJM_E_2_PJM_ROM | PJM_E | PJM_ROM | Internal | Summer | B4 | 100 | 8000 | 0.05 | 53.99 | 53.98 | 0.01 | 0
2015 | PJM_E_2_PJM_ROM | PJM_E | PJM_ROM | Internal | Summer | B5 | 200 | 8000 | 0.03 | 47.83 | 47.82 | 0.01 | 0
2015 | PJM_E_2_PJM_ROM | PJM_E | PJM_ROM | Internal | Summer | B6 | 300 | 8000 | 0.02 | 42.87 | 42.86 | 0.01 | 0
2015 | PJM_E_2_PJM_ROM | PJM_E | PJM_ROM | Internal | Summer | B7 | 400 | 8000 | 0.01 | 38.33 | 38.32 | 0.01 | 0
2015 | PJM_E_2_PJM_ROM | PJM_E | PJM_ROM | Internal | Summer | B8 | 500 | 8000 | 0.01 | 37.95 | 37.94 | 0.01 | 0
2015 | PJM_E_2_PJM_ROM | PJM_E | PJM_ROM | Internal | Summer | B9 | 800 | 8000 | 0 | 37.44 | 37.43 | 0.01 | 0
2015 | PJM_E_2_PJM_ROM | PJM_E | PJM_ROM | Internal | Summer | B10 | 1262 | 8000 | 0 | 34.77 | 34.75 | 0.01 | 0
2015 | PJM_E_2_PJM_ROM | PJM_E | PJM_ROM | Internal | Winter | B16 | 25 | 8000 | 0.21 | 49.29 | 49.28 | 0.01 | 0
2015 | PJM_E_2_PJM_ROM | PJM_E | PJM_ROM | Internal | Winter | B17 | 100 | 8000 | 0.05 | 45.49 | 45.48 | 0.01 | 0
2015 | PJM_E_2_PJM_ROM | PJM_E | PJM_ROM | Internal | Winter | B18 | 400 | 8000 | 0.01 | 44.3 | 44.29 | 0.01 | 0
2015 | PJM_E_2_PJM_ROM | PJM_E | PJM_ROM | Internal | Winter | B19 | 700 | 8000 | 0 | 41.96 | 41.94 | 0.01 | 0
2015 | PJM_E_2_PJM_ROM | PJM_E | PJM_ROM | Internal | Winter | B20 | 935 | 8000 | 0 | 38.4 | 38.39 | 0.01 | 0
2015 | PJM_ROR_2_MISO_IN | PJM_ROR | MISO_IN | Internal | Shoulder | B11 | 25 | 909 | 0 | 48.18 | 47.69 | 2 | 0
2015 | PJM_ROR_2_MISO_IN | PJM_ROR | MISO_IN | Internal | Shoulder | B12 | 200 | 909 | 0 | 42.4 | 40.41 | 2 | 0
2015 | PJM_ROR_2_MISO_IN | PJM_ROR | MISO_IN | Internal | Shoulder | B13 | 600 | 909 | 0 | 39.74 | 37.74 | 2 | 0
2015 | PJM_ROR_2_MISO_IN | PJM_ROR | MISO_IN | Internal | Shoulder | B14 | 900 | 909 | 0 | 37.87 | 35.87 | 2 | 0
2015 | PJM_ROR_2_MISO_IN | PJM_ROR | MISO_IN | Internal | Shoulder | B15 | 1203 | 909 | 0 | 34.35 | 33.75 | 2 | 0
2015 | PJM_ROR_2_MISO_IN | PJM_ROR | MISO_IN | Internal | Summer | B1 | 10 | 909 | 0 | 60.15 | 58.16 | 2 | 0
2015 | PJM_ROR_2_MISO_IN | PJM_ROR | MISO_IN | Internal | Summer | B2 | 25 | 909 | 0 | 58.45 | 56.47 | 2 | 0
2015 | PJM_ROR_2_MISO_IN | PJM_ROR | MISO_IN | Internal | Summer | B3 | 75 | 909 | 0 | 56.94 | 56.39 | 2 | 0
2015 | PJM_ROR_2_MISO_IN | PJM_ROR | MISO_IN | Internal | Summer | B4 | 100 | 909 | 0 | 53.97 | 53.18 | 2 | 0
2015 | PJM_ROR_2_MISO_IN | PJM_ROR | MISO_IN | Internal | Summer | B5 | 200 | 909 | 0 | 47.81 | 45.81 | 2 | 0
2015 | PJM_ROR_2_MISO_IN | PJM_ROR | MISO_IN | Internal | Summer | B6 | 300 | 909 | 0 | 42.85 | 40.86 | 2 | 0
2015 | PJM_ROR_2_MISO_IN | PJM_ROR | MISO_IN | Internal | Summer | B7 | 400 | 909 | 0 | 38.31 | 36.31 | 2 | 0
2015 | PJM_ROR_2_MISO_IN | PJM_ROR | MISO_IN | Internal | Summer | B8 | 500 | 909 | 0 | 36.28 | 34.28 | 2 | 0
2015 | PJM_ROR_2_MISO_IN | PJM_ROR | MISO_IN | Internal | Summer | B9 | 800 | 909 | 0 | 34.73 | 33.29 | 2 | 0
2015 | PJM_ROR_2_MISO_IN | PJM_ROR | MISO_IN | Internal | Summer | B10 | 1262 | 909 | 0 | 32.67 | 32.29 | 2 | 0
2015 | PJM_ROR_2_MISO_IN | PJM_ROR | MISO_IN | Internal | Winter | B16 | 25 | 909 | 0 | 49.27 | 47.28 | 2 | 0
2015 | PJM_ROR_2_MISO_IN | PJM_ROR | MISO_IN | Internal | Winter | B17 | 100 | 909 | 0 | 44.67 | 42.67 | 2 | 0
2015 | PJM_ROR_2_MISO_IN | PJM_ROR | MISO_IN | Internal | Winter | B18 | 400 | 909 | 0 | 39.74 | 37.74 | 2 | 0
2015 | PJM_ROR_2_MISO_IN | PJM_ROR | MISO_IN | Internal | Winter | B19 | 700 | 909 | 0 | 38.16 | 36.17 | 2 | 0
2015 | PJM_ROR_2_MISO_IN | PJM_ROR | MISO_IN | Internal | Winter | B20 | 935 | 909 | 0 | 34.29 | 33.64 | 2 | 0
2015 | PJM_ROR_2_MISO_MI | PJM_ROR | MISO_MI | Internal | Shoulder | B11 | 25 | 1305 | 0 | 48.18 | 46.66 | 2 | 0
2015 | PJM_ROR_2_MISO_MI | PJM_ROR | MISO_MI | Internal | Shoulder | B12 | 200 | 1305 | 0 | 42.4 | 40.4 | 2 | 0
2015 | PJM_ROR_2_MISO_MI | PJM_ROR | MISO_MI | Internal | Shoulder | B13 | 600 | 1305 | 0 | 39.74 | 37.75 | 2 | 0
2015 | PJM_ROR_2_MISO_MI | PJM_ROR | MISO_MI | Internal | Shoulder | B14 | 900 | 1305 | 0 | 37.87 | 35.88 | 2 | 0
2015 | PJM_ROR_2_MISO_MI | PJM_ROR | MISO_MI | Internal | Shoulder | B15 | 1203 | 1305 | 0 | 34.35 | 33.77 | 2 | 0
2015 | PJM_ROR_2_MISO_MI | PJM_ROR | MISO_MI | Internal | Summer | B1 | 10 | 1305 | 0 | 60.15 | 57.41 | 2 | 0
2015 | PJM_ROR_2_MISO_MI | PJM_ROR | MISO_MI | Internal | Summer | B2 | 25 | 1305 | 0 | 58.45 | 56.45 | 2 | 0
2015 | PJM_ROR_2_MISO_MI | PJM_ROR | MISO_MI | Internal | Summer | B3 | 75 | 1305 | 0 | 56.94 | 51.98 | 2 | 0
2015 | PJM_ROR_2_MISO_MI | PJM_ROR | MISO_MI | Internal | Summer | B4 | 100 | 1305 | 0 | 53.97 | 51.97 | 2 | 0
2015 | PJM_ROR_2_MISO_MI | PJM_ROR | MISO_MI | Internal | Summer | B5 | 200 | 1305 | 0 | 47.81 | 45.44 | 2 | 0
2015 | PJM_ROR_2_MISO_MI | PJM_ROR | MISO_MI | Internal | Summer | B6 | 300 | 1305 | 0 | 42.85 | 40.85 | 2 | 0
2015 | PJM_ROR_2_MISO_MI | PJM_ROR | MISO_MI | Internal | Summer | B7 | 400 | 1305 | 0 | 38.31 | 36.31 | 2 | 0
2015 | PJM_ROR_2_MISO_MI | PJM_ROR | MISO_MI | Internal | Summer | B8 | 500 | 1305 | 0 | 36.28 | 34.29 | 2 | 0
2015 | PJM_ROR_2_MISO_MI | PJM_ROR | MISO_MI | Internal | Summer | B9 | 800 | 1305 | 0 | 34.73 | 33.3 | 2 | 0
2015 | PJM_ROR_2_MISO_MI | PJM_ROR | MISO_MI | Internal | Summer | B10 | 1262 | 1305 | 0 | 32.67 | 32.3 | 2 | 0
2015 | PJM_ROR_2_MISO_MI | PJM_ROR | MISO_MI | Internal | Winter | B16 | 25 | 1305 | 0 | 49.27 | 47.25 | 2 | 0
2015 | PJM_ROR_2_MISO_MI | PJM_ROR | MISO_MI | Internal | Winter | B17 | 100 | 1305 | 0 | 44.67 | 42.67 | 2 | 0
2015 | PJM_ROR_2_MISO_MI | PJM_ROR | MISO_MI | Internal | Winter | B18 | 400 | 1305 | 0 | 39.74 | 37.74 | 2 | 0
2015 | PJM_ROR_2_MISO_MI | PJM_ROR | MISO_MI | Internal | Winter | B19 | 700 | 1305 | 0 | 38.16 | 36.16 | 2 | 0
2015 | PJM_ROR_2_MISO_MI | PJM_ROR | MISO_MI | Internal | Winter | B20 | 935 | 1305 | 0 | 34.29 | 33.65 | 2 | 0
2015 | PJM_ROR_2_MISO_MO-IL | PJM_ROR | MISO_MO-IL | Internal | Shoulder | B11 | 25 | 1111 | 0 | 48.18 | 47.68 | 2 | 0
2015 | PJM_ROR_2_MISO_MO-IL | PJM_ROR | MISO_MO-IL | Internal | Shoulder | B12 | 200 | 1111 | 0 | 42.4 | 40.4 | 2 | 0
2015 | PJM_ROR_2_MISO_MO-IL | PJM_ROR | MISO_MO-IL | Internal | Shoulder | B13 | 600 | 1111 | 0 | 39.74 | 37.73 | 2 | 0
2015 | PJM_ROR_2_MISO_MO-IL | PJM_ROR | MISO_MO-IL | Internal | Shoulder | B14 | 900 | 1111 | 0 | 37.87 | 35.86 | 2 | 0
2015 | PJM_ROR_2_MISO_MO-IL | PJM_ROR | MISO_MO-IL | Internal | Shoulder | B15 | 1203 | 1111 | 0 | 34.35 | 33.42 | 2 | 0
2015 | PJM_ROR_2_MISO_MO-IL | PJM_ROR | MISO_MO-IL | Internal | Summer | B1 | 10 | 1111 | 0 | 60.15 | 58.15 | 2 | 0
2015 | PJM_ROR_2_MISO_MO-IL | PJM_ROR | MISO_MO-IL | Internal | Summer | B2 | 25 | 1111 | 0 | 58.45 | 56.45 | 2 | 0
2015 | PJM_ROR_2_MISO_MO-IL | PJM_ROR | MISO_MO-IL | Internal | Summer | B3 | 75 | 1111 | 0 | 56.94 | 56.4 | 2 | 0
2015 | PJM_ROR_2_MISO_MO-IL | PJM_ROR | MISO_MO-IL | Internal | Summer | B4 | 100 | 1111 | 0 | 53.97 | 53.19 | 2 | 0
2015 | PJM_ROR_2_MISO_MO-IL | PJM_ROR | MISO_MO-IL | Internal | Summer | B5 | 200 | 1111 | 0 | 47.81 | 45.81 | 2 | 0
2015 | PJM_ROR_2_MISO_MO-IL | PJM_ROR | MISO_MO-IL | Internal | Summer | B6 | 300 | 1111 | 0 | 42.85 | 40.87 | 2 | 0
2015 | PJM_ROR_2_MISO_MO-IL | PJM_ROR | MISO_MO-IL | Internal | Summer | B7 | 400 | 1111 | 0 | 38.31 | 36.3 | 2 | 0
2015 | PJM_ROR_2_MISO_MO-IL | PJM_ROR | MISO_MO-IL | Internal | Summer | B8 | 500 | 1111 | 0 | 36.28 | 34.27 | 2 | 0
2015 | PJM_ROR_2_MISO_MO-IL | PJM_ROR | MISO_MO-IL | Internal | Summer | B9 | 800 | 1111 | 0 | 34.73 | 32.92 | 2 | 0
2015 | PJM_ROR_2_MISO_MO-IL | PJM_ROR | MISO_MO-IL | Internal | Summer | B10 | 1262 | 1111 | 0 | 32.67 | 31.66 | 2 | 0
2015 | PJM_ROR_2_MISO_MO-IL | PJM_ROR | MISO_MO-IL | Internal | Winter | B16 | 25 | 1111 | 0 | 49.27 | 47.27 | 2 | 0
2015 | PJM_ROR_2_MISO_MO-IL | PJM_ROR | MISO_MO-IL | Internal | Winter | B17 | 100 | 1111 | 0 | 44.67 | 41.6 | 2 | 0
2015 | PJM_ROR_2_MISO_MO-IL | PJM_ROR | MISO_MO-IL | Internal | Winter | B18 | 400 | 1111 | 0 | 39.74 | 37.73 | 2 | 0
2015 | PJM_ROR_2_MISO_MO-IL | PJM_ROR | MISO_MO-IL | Internal | Winter | B19 | 700 | 1111 | 0 | 38.16 | 36.16 | 2 | 0
2015 | PJM_ROR_2_MISO_MO-IL | PJM_ROR | MISO_MO-IL | Internal | Winter | B20 | 935 | 1111 | 0 | 34.29 | 33.43 | 2 | 0
2015 | PJM_ROR_2_MISO_W | PJM_ROR | MISO_W | Internal | Shoulder | B11 | 25 | 709 | 0 | 48.18 | 47.69 | 2 | 0
2015 | PJM_ROR_2_MISO_W | PJM_ROR | MISO_W | Internal | Shoulder | B12 | 200 | 709 | 0 | 42.4 | 40.39 | 2 | 0
2015 | PJM_ROR_2_MISO_W | PJM_ROR | MISO_W | Internal | Shoulder | B13 | 600 | 709 | 0 | 39.74 | 37.74 | 2 | 0
2015 | PJM_ROR_2_MISO_W | PJM_ROR | MISO_W | Internal | Shoulder | B14 | 900 | 709 | 0 | 37.87 | 35.87 | 2 | 0
2015 | PJM_ROR_2_MISO_W | PJM_ROR | MISO_W | Internal | Shoulder | B15 | 1203 | 709 | 0 | 34.35 | 33.74 | 2 | 0
2015 | PJM_ROR_2_MISO_W | PJM_ROR | MISO_W | Internal | Summer | B1 | 10 | 709 | 0 | 60.15 | 58.14 | 2 | 0
2015 | PJM_ROR_2_MISO_W | PJM_ROR | MISO_W | Internal | Summer | B2 | 25 | 709 | 0 | 58.45 | 56.47 | 2 | 0
2015 | PJM_ROR_2_MISO_W | PJM_ROR | MISO_W | Internal | Summer | B3 | 75 | 709 | 0 | 56.94 | 56.41 | 2 | 0
2015 | PJM_ROR_2_MISO_W | PJM_ROR | MISO_W | Internal | Summer | B4 | 100 | 709 | 0 | 53.97 | 53.2 | 2 | 0
2015 | PJM_ROR_2_MISO_W | PJM_ROR | MISO_W | Internal | Summer | B5 | 200 | 709 | 0 | 47.81 | 45.82 | 2 | 0
2015 | PJM_ROR_2_MISO_W | PJM_ROR | MISO_W | Internal | Summer | B6 | 300 | 709 | 0 | 42.85 | 41.87 | 2 | 0
2015 | PJM_ROR_2_MISO_W | PJM_ROR | MISO_W | Internal | Summer | B7 | 400 | 709 | 0 | 38.31 | 36.31 | 2 | 0
2015 | PJM_ROR_2_MISO_W | PJM_ROR | MISO_W | Internal | Summer | B8 | 500 | 709 | 0 | 36.28 | 34.26 | 2 | 0
2015 | PJM_ROR_2_MISO_W | PJM_ROR | MISO_W | Internal | Summer | B9 | 800 | 709 | 0 | 34.73 | 32.9 | 2 | 0
2015 | PJM_ROR_2_MISO_W | PJM_ROR | MISO_W | Internal | Summer | B10 | 1262 | 709 | 0 | 32.67 | 31.99 | 2 | 0
2015 | PJM_ROR_2_MISO_W | PJM_ROR | MISO_W | Internal | Winter | B16 | 25 | 709 | 0 | 49.27 | 47.25 | 2 | 0
2015 | PJM_ROR_2_MISO_W | PJM_ROR | MISO_W | Internal | Winter | B17 | 100 | 709 | 0 | 44.67 | 41.59 | 2 | 0
2015 | PJM_ROR_2_MISO_W | PJM_ROR | MISO_W | Internal | Winter | B18 | 400 | 709 | 0 | 39.74 | 37.74 | 2 | 0
2015 | PJM_ROR_2_MISO_W | PJM_ROR | MISO_W | Internal | Winter | B19 | 700 | 709 | 0 | 38.16 | 36.56 | 2 | 0
2015 | PJM_ROR_2_MISO_W | PJM_ROR | MISO_W | Internal | Winter | B20 | 935 | 709 | 0 | 34.29 | 33.45 | 2 | 0
2015 | PJM_ROR_2_MISO_WUMS | PJM_ROR | MISO_WUMS | Internal | Shoulder | B11 | 25 | 1467 | 0 | 48.18 | 47.68 | 2 | 0
2015 | PJM_ROR_2_MISO_WUMS | PJM_ROR | MISO_WUMS | Internal | Shoulder | B12 | 200 | 1467 | 0 | 42.4 | 40.4 | 2 | 0
2015 | PJM_ROR_2_MISO_WUMS | PJM_ROR | MISO_WUMS | Internal | Shoulder | B13 | 600 | 1467 | 0 | 39.74 | 37.75 | 2 | 0
2015 | PJM_ROR_2_MISO_WUMS | PJM_ROR | MISO_WUMS | Internal | Shoulder | B14 | 900 | 1467 | 0 | 37.87 | 35.89 | 2 | 0
2015 | PJM_ROR_2_MISO_WUMS | PJM_ROR | MISO_WUMS | Internal | Shoulder | B15 | 1203 | 1467 | 0 | 34.35 | 33.75 | 2 | 0
2015 | PJM_ROR_2_MISO_WUMS | PJM_ROR | MISO_WUMS | Internal | Summer | B1 | 10 | 1467 | 0 | 60.15 | 58.13 | 2 | 0
2015 | PJM_ROR_2_MISO_WUMS | PJM_ROR | MISO_WUMS | Internal | Summer | B2 | 25 | 1467 | 0 | 58.45 | 56.48 | 2 | 0
2015 | PJM_ROR_2_MISO_WUMS | PJM_ROR | MISO_WUMS | Internal | Summer | B3 | 75 | 1467 | 0 | 56.94 | 56.43 | 2 | 0
2015 | PJM_ROR_2_MISO_WUMS | PJM_ROR | MISO_WUMS | Internal | Summer | B4 | 100 | 1467 | 0 | 53.97 | 53.19 | 2 | 0
2015 | PJM_ROR_2_MISO_WUMS | PJM_ROR | MISO_WUMS | Internal | Summer | B5 | 200 | 1467 | 0 | 47.81 | 45.81 | 2 | 0
2015 | PJM_ROR_2_MISO_WUMS | PJM_ROR | MISO_WUMS | Internal | Summer | B6 | 300 | 1467 | 0 | 42.85 | 41.6 | 2 | 0
2015 | PJM_ROR_2_MISO_WUMS | PJM_ROR | MISO_WUMS | Internal | Summer | B7 | 400 | 1467 | 0 | 38.31 | 36.33 | 2 | 0
2015 | PJM_ROR_2_MISO_WUMS | PJM_ROR | MISO_WUMS | Internal | Summer | B8 | 500 | 1467 | 0 | 36.28 | 34.28 | 2 | 0
2015 | PJM_ROR_2_MISO_WUMS | PJM_ROR | MISO_WUMS | Internal | Summer | B9 | 800 | 1467 | 0 | 34.73 | 32.92 | 2 | 0
2015 | PJM_ROR_2_MISO_WUMS | PJM_ROR | MISO_WUMS | Internal | Summer | B10 | 1262 | 1467 | 0 | 32.67 | 32.31 | 2 | 0
2015 | PJM_ROR_2_MISO_WUMS | PJM_ROR | MISO_WUMS | Internal | Winter | B16 | 25 | 1467 | 0 | 49.27 | 47.27 | 2 | 0
2015 | PJM_ROR_2_MISO_WUMS | PJM_ROR | MISO_WUMS | Internal | Winter | B17 | 100 | 1467 | 0 | 44.67 | 41.6 | 2 | 0
2015 | PJM_ROR_2_MISO_WUMS | PJM_ROR | MISO_WUMS | Internal | Winter | B18 | 400 | 1467 | 0 | 39.74 | 37.75 | 2 | 0
2015 | PJM_ROR_2_MISO_WUMS | PJM_ROR | MISO_WUMS | Internal | Winter | B19 | 700 | 1467 | 0 | 38.16 | 36.57 | 2 | 0
2015 | PJM_ROR_2_MISO_WUMS | PJM_ROR | MISO_WUMS | Internal | Winter | B20 | 935 | 1467 | 0 | 34.29 | 33.64 | 2 | 0
2015 | PJM_ROR_2_PJM_ROM | PJM_ROR | PJM_ROM | Internal | Shoulder | B11 | 25 | 8000 | 944.25 | 48.18 | 48.19 | 0.01 | 0
2015 | PJM_ROR_2_PJM_ROM | PJM_ROR | PJM_ROM | Internal | Shoulder | B12 | 200 | 8000 | 4263.9 | 42.4 | 42.41 | 0.01 | 0
2015 | PJM_ROR_2_PJM_ROM | PJM_ROR | PJM_ROM | Internal | Shoulder | B13 | 600 | 8000 | 6552.72 | 39.74 | 39.75 | 0.01 | 0
2015 | PJM_ROR_2_PJM_ROM | PJM_ROR | PJM_ROM | Internal | Shoulder | B14 | 900 | 8000 | 8000 | 37.87 | 38.99 | 0.01 | 1.1
2015 | PJM_ROR_2_PJM_ROM | PJM_ROR | PJM_ROM | Internal | Shoulder | B15 | 1203 | 8000 | 8000 | 34.35 | 37.24 | 0.01 | 2.88
2015 | PJM_ROR_2_PJM_ROM | PJM_ROR | PJM_ROM | Internal | Summer | B1 | 10 | 8000 | 6807.38 | 60.15 | 60.16 | 0.01 | 0
2015 | PJM_ROR_2_PJM_ROM | PJM_ROR | PJM_ROM | Internal | Summer | B2 | 25 | 8000 | 5639.62 | 58.45 | 58.47 | 0.01 | 0
2015 | PJM_ROR_2_PJM_ROM | PJM_ROR | PJM_ROM | Internal | Summer | B3 | 75 | 8000 | 3071.12 | 56.94 | 56.95 | 0.01 | 0
2015 | PJM_ROR_2_PJM_ROM | PJM_ROR | PJM_ROM | Internal | Summer | B4 | 100 | 8000 | 726.6 | 53.97 | 53.98 | 0.01 | 0
2015 | PJM_ROR_2_PJM_ROM | PJM_ROR | PJM_ROM | Internal | Summer | B5 | 200 | 8000 | 4541.34 | 47.81 | 47.82 | 0.01 | 0
2015 | PJM_ROR_2_PJM_ROM | PJM_ROR | PJM_ROM | Internal | Summer | B6 | 300 | 8000 | 3434.98 | 42.85 | 42.86 | 0.01 | 0
2015 | PJM_ROR_2_PJM_ROM | PJM_ROR | PJM_ROM | Internal | Summer | B7 | 400 | 8000 | 6256.58 | 38.31 | 38.32 | 0.01 | 0
2015 | PJM_ROR_2_PJM_ROM | PJM_ROR | PJM_ROM | Internal | Summer | B8 | 500 | 8000 | 8000 | 36.28 | 37.94 | 0.01 | 1.64
2015 | PJM_ROR_2_PJM_ROM | PJM_ROR | PJM_ROM | Internal | Summer | B9 | 800 | 8000 | 8000 | 34.73 | 37.43 | 0.01 | 2.69
2015 | PJM_ROR_2_PJM_ROM | PJM_ROR | PJM_ROM | Internal | Summer | B10 | 1262 | 8000 | 8000 | 32.67 | 34.75 | 0.01 | 2.07
2015 | PJM_ROR_2_PJM_ROM | PJM_ROR | PJM_ROM | Internal | Winter | B16 | 25 | 8000 | 4463.13 | 49.27 | 49.28 | 0.01 | 0
2015 | PJM_ROR_2_PJM_ROM | PJM_ROR | PJM_ROM | Internal | Winter | B17 | 100 | 8000 | 8000 | 44.67 | 45.48 | 0.01 | 0.8
2015 | PJM_ROR_2_PJM_ROM | PJM_ROR | PJM_ROM | Internal | Winter | B18 | 400 | 8000 | 8000 | 39.74 | 44.29 | 0.01 | 4.54
2015 | PJM_ROR_2_PJM_ROM | PJM_ROR | PJM_ROM | Internal | Winter | B19 | 700 | 8000 | 8000 | 38.16 | 41.94 | 0.01 | 3.78
2015 | PJM_ROR_2_PJM_ROM | PJM_ROR | PJM_ROM | Internal | Winter | B20 | 935 | 8000 | 8000 | 34.29 | 38.39 | 0.01 | 4.08
2015 | PJM_ROR_2_TVA_Transmission | PJM_ROR | TVA_Transmission | Internal | Shoulder | B11 | 25 | 2500 | 0.02 | 48.18 | 53.88 | 6 | 0
2015 | PJM_ROR_2_TVA_Transmission | PJM_ROR | TVA_Transmission | Internal | Shoulder | B12 | 200 | 2500 | 0 | 42.4 | 43.58 | 6 | 0
2015 | PJM_ROR_2_TVA_Transmission | PJM_ROR | TVA_Transmission | Internal | Shoulder | B13 | 600 | 2500 | 0 | 39.74 | 41.23 | 6 | 0
2015 | PJM_ROR_2_TVA_Transmission | PJM_ROR | TVA_Transmission | Internal | Shoulder | B14 | 900 | 2500 | 0 | 37.87 | 40.15 | 6 | 0
2015 | PJM_ROR_2_TVA_Transmission | PJM_ROR | TVA_Transmission | Internal | Shoulder | B15 | 1203 | 2500 | 0 | 34.35 | 39.13 | 6 | 0
2015 | PJM_ROR_2_TVA_Transmission | PJM_ROR | TVA_Transmission | Internal | Summer | B1 | 10 | 2500 | 407.53 | 60.15 | 66.15 | 6 | 0
2015 | PJM_ROR_2_TVA_Transmission | PJM_ROR | TVA_Transmission | Internal | Summer | B2 | 25 | 2500 | 1651.56 | 58.45 | 64.45 | 6 | 0
2015 | PJM_ROR_2_TVA_Transmission | PJM_ROR | TVA_Transmission | Internal | Summer | B3 | 75 | 2500 | 1068.4 | 56.94 | 62.94 | 6 | 0
2015 | PJM_ROR_2_TVA_Transmission | PJM_ROR | TVA_Transmission | Internal | Summer | B4 | 100 | 2500 | 856.41 | 53.97 | 59.97 | 6 | 0
2015 | PJM_ROR_2_TVA_Transmission | PJM_ROR | TVA_Transmission | Internal | Summer | B5 | 200 | 2500 | 0 | 47.81 | 53.16 | 6 | 0
2015 | PJM_ROR_2_TVA_Transmission | PJM_ROR | TVA_Transmission | Internal | Summer | B6 | 300 | 2500 | 0 | 42.85 | 46.85 | 6 | 0
2015 | PJM_ROR_2_TVA_Transmission | PJM_ROR | TVA_Transmission | Internal | Summer | B7 | 400 | 2500 | 0 | 38.31 | 42.76 | 6 | 0
2015 | PJM_ROR_2_TVA_Transmission | PJM_ROR | TVA_Transmission | Internal | Summer | B8 | 500 | 2500 | 0 | 36.28 | 39.17 | 6 | 0
2015 | PJM_ROR_2_TVA_Transmission | PJM_ROR | TVA_Transmission | Internal | Summer | B9 | 800 | 2500 | 0 | 34.73 | 38.38 | 6 | 0
2015 | PJM_ROR_2_TVA_Transmission | PJM_ROR | TVA_Transmission | Internal | Summer | B10 | 1262 | 2500 | 0 | 32.67 | 36.57 | 6 | 0
2015 | PJM_ROR_2_TVA_Transmission | PJM_ROR | TVA_Transmission | Internal | Winter | B16 | 25 | 2500 | 173.1 | 49.27 | 55.27 | 6 | 0
2015 | PJM_ROR_2_TVA_Transmission | PJM_ROR | TVA_Transmission | Internal | Winter | B17 | 100 | 2500 | 0 | 44.67 | 45.91 | 6 | 0
2015 | PJM_ROR_2_TVA_Transmission | PJM_ROR | TVA_Transmission | Internal | Winter | B18 | 400 | 2500 | 0 | 39.74 | 41.82 | 6 | 0
2015 | PJM_ROR_2_TVA_Transmission | PJM_ROR | TVA_Transmission | Internal | Winter | B19 | 700 | 2500 | 0 | 38.16 | 40.33 | 6 | 0
2015 | PJM_ROR_2_TVA_Transmission | PJM_ROR | TVA_Transmission | Internal | Winter | B20 | 935 | 2500 | 0 | 34.29 | 39.11 | 6 | 0
2015 | PJM_ROR_2_VACAR | PJM_ROR | VACAR | Internal | Shoulder | B11 | 25 | 3000 | 2999.93 | 48.18 | 54.24 | 6 | 0.07
2015 | PJM_ROR_2_VACAR | PJM_ROR | VACAR | Internal | Shoulder | B12 | 200 | 3000 | 0 | 42.4 | 47.71 | 6 | 0
2015 | PJM_ROR_2_VACAR | PJM_ROR | VACAR | Internal | Shoulder | B13 | 600 | 3000 | 0 | 39.74 | 44.54 | 6 | 0
2015 | PJM_ROR_2_VACAR | PJM_ROR | VACAR | Internal | Shoulder | B14 | 900 | 3000 | 0 | 37.87 | 43.6 | 6 | 0
2015 | PJM_ROR_2_VACAR | PJM_ROR | VACAR | Internal | Shoulder | B15 | 1203 | 3000 | 3000 | 34.35 | 41.6 | 6 | 1.25
2015 | PJM_ROR_2_VACAR | PJM_ROR | VACAR | Internal | Summer | B1 | 10 | 3000 | 2999.99 | 60.15 | 68.16 | 6 | 2.01
2015 | PJM_ROR_2_VACAR | PJM_ROR | VACAR | Internal | Summer | B2 | 25 | 3000 | 3000 | 58.45 | 68.16 | 6 | 3.71
2015 | PJM_ROR_2_VACAR | PJM_ROR | VACAR | Internal | Summer | B3 | 75 | 3000 | 3000 | 56.94 | 68.16 | 6 | 5.22
2015 | PJM_ROR_2_VACAR | PJM_ROR | VACAR | Internal | Summer | B4 | 100 | 3000 | 1717.9 | 53.97 | 59.97 | 6 | 0
2015 | PJM_ROR_2_VACAR | PJM_ROR | VACAR | Internal | Summer | B5 | 200 | 3000 | 3000 | 47.81 | 54.81 | 6 | 1
2015 | PJM_ROR_2_VACAR | PJM_ROR | VACAR | Internal | Summer | B6 | 300 | 3000 | 1073.48 | 42.85 | 48.85 | 6 | 0
2015 | PJM_ROR_2_VACAR | PJM_ROR | VACAR | Internal | Summer | B7 | 400 | 3000 | 1815.88 | 38.31 | 44.31 | 6 | 0
2015 | PJM_ROR_2_VACAR | PJM_ROR | VACAR | Internal | Summer | B8 | 500 | 3000 | 3000 | 36.28 | 42.75 | 6 | 0.47
2015 | PJM_ROR_2_VACAR | PJM_ROR | VACAR | Internal | Summer | B9 | 800 | 3000 | 3000 | 34.73 | 41.69 | 6 | 0.96
2015 | PJM_ROR_2_VACAR | PJM_ROR | VACAR | Internal | Summer | B10 | 1262 | 3000 | 3000 | 32.67 | 39.33 | 6 | 0.66
2015 | PJM_ROR_2_VACAR | PJM_ROR | VACAR | Internal | Winter | B16 | 25 | 3000 | 3000 | 49.27 | 58.89 | 6 | 3.62
2015 | PJM_ROR_2_VACAR | PJM_ROR | VACAR | Internal | Winter | B17 | 100 | 3000 | 578.75 | 44.67 | 50.67 | 6 | 0
2015 | PJM_ROR_2_VACAR | PJM_ROR | VACAR | Internal | Winter | B18 | 400 | 3000 | 1075.37 | 39.74 | 45.74 | 6 | 0
2015 | PJM_ROR_2_VACAR | PJM_ROR | VACAR | Internal | Winter | B19 | 700 | 3000 | 546.26 | 38.16 | 44.16 | 6 | 0
2015 | PJM_ROR_2_VACAR | PJM_ROR | VACAR | Internal | Winter | B20 | 935 | 3000 | 3000 | 34.29 | 42.38 | 6 | 2.1
2015 | PJM_ROM_2_NYISO_A-F | PJM_ROM | NYISO_A-F | Internal | Shoulder | B11 | 25 | 2000 | 0 | 48.19 | 40.61 | 6 | 0
2015 | PJM_ROM_2_NYISO_A-F | PJM_ROM | NYISO_A-F | Internal | Shoulder | B12 | 200 | 2000 | 0 | 42.41 | 40.4 | 6 | 0
2015 | PJM_ROM_2_NYISO_A-F | PJM_ROM | NYISO_A-F | Internal | Shoulder | B13 | 600 | 2000 | 0 | 39.75 | 39.73 | 6 | 0
2015 | PJM_ROM_2_NYISO_A-F | PJM_ROM | NYISO_A-F | Internal | Shoulder | B14 | 900 | 2000 | 0 | 38.99 | 39.37 | 6 | 0
2015 | PJM_ROM_2_NYISO_A-F | PJM_ROM | NYISO_A-F | Internal | Shoulder | B15 | 1203 | 2000 | 0 | 37.24 | 39.37 | 6 | 0
2015 | PJM_ROM_2_NYISO_A-F | PJM_ROM | NYISO_A-F | Internal | Summer | B1 | 10 | 2000 | 0 | 60.16 | 52.16 | 6 | 0
2015 | PJM_ROM_2_NYISO_A-F | PJM_ROM | NYISO_A-F | Internal | Summer | B2 | 25 | 2000 | 0 | 58.47 | 50.47 | 6 | 0
2015 | PJM_ROM_2_NYISO_A-F | PJM_ROM | NYISO_A-F | Internal | Summer | B3 | 75 | 2000 | 0 | 56.95 | 48.95 | 6 | 0
2015 | PJM_ROM_2_NYISO_A-F | PJM_ROM | NYISO_A-F | Internal | Summer | B4 | 100 | 2000 | 0 | 53.98 | 45.98 | 6 | 0
2015 | PJM_ROM_2_NYISO_A-F | PJM_ROM | NYISO_A-F | Internal | Summer | B5 | 200 | 2000 | 0 | 47.82 | 45.28 | 6 | 0
2015 | PJM_ROM_2_NYISO_A-F | PJM_ROM | NYISO_A-F | Internal | Summer | B6 | 300 | 2000 | 0 | 42.86 | 41.87 | 6 | 0
2015 | PJM_ROM_2_NYISO_A-F | PJM_ROM | NYISO_A-F | Internal | Summer | B7 | 400 | 2000 | 0 | 38.32 | 39.23 | 6 | 0
2015 | PJM_ROM_2_NYISO_A-F | PJM_ROM | NYISO_A-F | Internal | Summer | B8 | 500 | 2000 | 0 | 37.94 | 37.74 | 6 | 0
2015 | PJM_ROM_2_NYISO_A-F | PJM_ROM | NYISO_A-F | Internal | Summer | B9 | 800 | 2000 | 0 | 37.43 | 37.74 | 6 | 0
2015 | PJM_ROM_2_NYISO_A-F | PJM_ROM | NYISO_A-F | Internal | Summer | B10 | 1262 | 2000 | 0 | 34.75 | 37.74 | 6 | 0
2015 | PJM_ROM_2_NYISO_A-F | PJM_ROM | NYISO_A-F | Internal | Winter | B16 | 25 | 2000 | 0 | 49.28 | 47.24 | 6 | 0
2015 | PJM_ROM_2_NYISO_A-F | PJM_ROM | NYISO_A-F | Internal | Winter | B17 | 100 | 2000 | 0 | 45.48 | 43.08 | 6 | 0
2015 | PJM_ROM_2_NYISO_A-F | PJM_ROM | NYISO_A-F | Internal | Winter | B18 | 400 | 2000 | 0 | 44.29 | 43.08 | 6 | 0
2015 | PJM_ROM_2_NYISO_A-F | PJM_ROM | NYISO_A-F | Internal | Winter | B19 | 700 | 2000 | 0 | 41.94 | 43.08 | 6 | 0
2015 | PJM_ROM_2_NYISO_A-F | PJM_ROM | NYISO_A-F | Internal | Winter | B20 | 935 | 2000 | 0 | 38.39 | 43.08 | 6 | 0
2015 | PJM_ROM_2_PJM_E | PJM_ROM | PJM_E | Internal | Shoulder | B11 | 25 | 8000 | 0.22 | 48.19 | 48.18 | 0.01 | 0
2015 | PJM_ROM_2_PJM_E | PJM_ROM | PJM_E | Internal | Shoulder | B12 | 200 | 8000 | 1709.92 | 42.41 | 42.42 | 0.01 | 0
2015 | PJM_ROM_2_PJM_E | PJM_ROM | PJM_E | Internal | Shoulder | B13 | 600 | 8000 | 4916.89 | 39.75 | 39.76 | 0.01 | 0
2015 | PJM_ROM_2_PJM_E | PJM_ROM | PJM_E | Internal | Shoulder | B14 | 900 | 8000 | 3766.84 | 38.99 | 39 | 0.01 | 0
2015 | PJM_ROM_2_PJM_E | PJM_ROM | PJM_E | Internal | Shoulder | B15 | 1203 | 8000 | 3731.84 | 37.24 | 37.25 | 0.01 | 0
2015 | PJM_ROM_2_PJM_E | PJM_ROM | PJM_E | Internal | Summer | B1 | 10 | 8000 | 6395.26 | 60.16 | 60.17 | 0.01 | 0
2015 | PJM_ROM_2_PJM_E | PJM_ROM | PJM_E | Internal | Summer | B2 | 25 | 8000 | 5420.23 | 58.47 | 58.48 | 0.01 | 0
2015 | PJM_ROM_2_PJM_E | PJM_ROM | PJM_E | Internal | Summer | B3 | 75 | 8000 | 4738.02 | 56.95 | 56.96 | 0.01 | 0
2015 | PJM_ROM_2_PJM_E | PJM_ROM | PJM_E | Internal | Summer | B4 | 100 | 8000 | 2630.48 | 53.98 | 53.99 | 0.01 | 0
2015 | PJM_ROM_2_PJM_E | PJM_ROM | PJM_E | Internal | Summer | B5 | 200 | 8000 | 2926.34 | 47.82 | 47.83 | 0.01 | 0
2015 | PJM_ROM_2_PJM_E | PJM_ROM | PJM_E | Internal | Summer | B6 | 300 | 8000 | 2711.59 | 42.86 | 42.87 | 0.01 | 0
2015 | PJM_ROM_2_PJM_E | PJM_ROM | PJM_E | Internal | Summer | B7 | 400 | 8000 | 3205.84 | 38.32 | 38.33 | 0.01 | 0
2015 | PJM_ROM_2_PJM_E | PJM_ROM | PJM_E | Internal | Summer | B8 | 500 | 8000 | 4419.48 | 37.94 | 37.95 | 0.01 | 0
2015 | PJM_ROM_2_PJM_E | PJM_ROM | PJM_E | Internal | Summer | B9 | 800 | 8000 | 3235.1 | 37.43 | 37.44 | 0.01 | 0
2015 | PJM_ROM_2_PJM_E | PJM_ROM | PJM_E | Internal | Summer | B10 | 1262 | 8000 | 4294.06 | 34.75 | 34.77 | 0.01 | 0
2015 | PJM_ROM_2_PJM_E | PJM_ROM | PJM_E | Internal | Winter | B16 | 25 | 8000 | 1881.67 | 49.28 | 49.29 | 0.01 | 0
2015 | PJM_ROM_2_PJM_E | PJM_ROM | PJM_E | Internal | Winter | B17 | 100 | 8000 | 5674.58 | 45.48 | 45.49 | 0.01 | 0
2015 | PJM_ROM_2_PJM_E | PJM_ROM | PJM_E | Internal | Winter | B18 | 400 | 8000 | 6039.65 | 44.29 | 44.3 | 0.01 | 0
2015 | PJM_ROM_2_PJM_E | PJM_ROM | PJM_E | Internal | Winter | B19 | 700 | 8000 | 5852.39 | 41.94 | 41.96 | 0.01 | 0
2015 | PJM_ROM_2_PJM_E | PJM_ROM | PJM_E | Internal | Winter | B20 | 935 | 8000 | 4961.18 | 38.39 | 38.4 | 0.01 | 0
2015 | PJM_ROM_2_PJM_ROR | PJM_ROM | PJM_ROR | Internal | Shoulder | B11 | 25 | 8000 | 0.22 | 48.19 | 48.18 | 0.01 | 0
2015 | PJM_ROM_2_PJM_ROR | PJM_ROM | PJM_ROR | Internal | Shoulder | B12 | 200 | 8000 | 0.03 | 42.41 | 42.4 | 0.01 | 0
2015 | PJM_ROM_2_PJM_ROR | PJM_ROM | PJM_ROR | Internal | Shoulder | B13 | 600 | 8000 | 0 | 39.75 | 39.74 | 0.01 | 0
2015 | PJM_ROM_2_PJM_ROR | PJM_ROM | PJM_ROR | Internal | Shoulder | B14 | 900 | 8000 | 0 | 38.99 | 37.87 | 0.01 | 0
2015 | PJM_ROM_2_PJM_ROR | PJM_ROM | PJM_ROR | Internal | Shoulder | B15 | 1203 | 8000 | 0 | 37.24 | 34.35 | 0.01 | 0
2015 | PJM_ROM_2_PJM_ROR | PJM_ROM | PJM_ROR | Internal | Summer | B1 | 10 | 8000 | 0.48 | 60.16 | 60.15 | 0.01 | 0
2015 | PJM_ROM_2_PJM_ROR | PJM_ROM | PJM_ROR | Internal | Summer | B2 | 25 | 8000 | 0.2 | 58.47 | 58.45 | 0.01 | 0
2015 | PJM_ROM_2_PJM_ROR | PJM_ROM | PJM_ROR | Internal | Summer | B3 | 75 | 8000 | 0.07 | 56.95 | 56.94 | 0.01 | 0
2015 | PJM_ROM_2_PJM_ROR | PJM_ROM | PJM_ROR | Internal | Summer | B4 | 100 | 8000 | 0.05 | 53.98 | 53.97 | 0.01 | 0
2015 | PJM_ROM_2_PJM_ROR | PJM_ROM | PJM_ROR | Internal | Summer | B5 | 200 | 8000 | 0.03 | 47.82 | 47.81 | 0.01 | 0
2015 | PJM_ROM_2_PJM_ROR | PJM_ROM | PJM_ROR | Internal | Summer | B6 | 300 | 8000 | 0.02 | 42.86 | 42.85 | 0.01 | 0
2015 | PJM_ROM_2_PJM_ROR | PJM_ROM | PJM_ROR | Internal | Summer | B7 | 400 | 8000 | 0.01 | 38.32 | 38.31 | 0.01 | 0
2015 | PJM_ROM_2_PJM_ROR | PJM_ROM | PJM_ROR | Internal | Summer | B8 | 500 | 8000 | 0 | 37.94 | 36.28 | 0.01 | 0
2015 | PJM_ROM_2_PJM_ROR | PJM_ROM | PJM_ROR | Internal | Summer | B9 | 800 | 8000 | 0 | 37.43 | 34.73 | 0.01 | 0
2015 | PJM_ROM_2_PJM_ROR | PJM_ROM | PJM_ROR | Internal | Summer | B10 | 1262 | 8000 | 0 | 34.75 | 32.67 | 0.01 | 0
2015 | PJM_ROM_2_PJM_ROR | PJM_ROM | PJM_ROR | Internal | Winter | B16 | 25 | 8000 | 0.21 | 49.28 | 49.27 | 0.01 | 0
2015 | PJM_ROM_2_PJM_ROR | PJM_ROM | PJM_ROR | Internal | Winter | B17 | 100 | 8000 | 0 | 45.48 | 44.67 | 0.01 | 0
2015 | PJM_ROM_2_PJM_ROR | PJM_ROM | PJM_ROR | Internal | Winter | B18 | 400 | 8000 | 0 | 44.29 | 39.74 | 0.01 | 0
2015 | PJM_ROM_2_PJM_ROR | PJM_ROM | PJM_ROR | Internal | Winter | B19 | 700 | 8000 | 0 | 41.94 | 38.16 | 0.01 | 0
2015 | PJM_ROM_2_PJM_ROR | PJM_ROM | PJM_ROR | Internal | Winter | B20 | 935 | 8000 | 0 | 38.39 | 34.29 | 0.01 | 0
2015 | SOCO_2_ENT | SOCO | ENT | Internal | Shoulder | B11 | 25 | 2400 | 0 | 61.24 | 53.49 | 10 | 0
2015 | SOCO_2_ENT | SOCO | ENT | Internal | Shoulder | B12 | 200 | 2400 | 0 | 44.72 | 38.05 | 10 | 0
2015 | SOCO_2_ENT | SOCO | ENT | Internal | Shoulder | B13 | 600 | 2400 | 0 | 40.4 | 38.05 | 10 | 0
2015 | SOCO_2_ENT | SOCO | ENT | Internal | Shoulder | B14 | 900 | 2400 | 0 | 40.4 | 37.77 | 10 | 0
2015 | SOCO_2_ENT | SOCO | ENT | Internal | Shoulder | B15 | 1203 | 2400 | 0 | 39.02 | 37.18 | 10 | 0
2015 | SOCO_2_ENT | SOCO | ENT | Internal | Summer | B1 | 10 | 2400 | 0 | 66.15 | 58.15 | 10 | 0
2015 | SOCO_2_ENT | SOCO | ENT | Internal | Summer | B2 | 25 | 2400 | 0 | 64.92 | 56.92 | 10 | 0
2015 | SOCO_2_ENT | SOCO | ENT | Internal | Summer | B3 | 75 | 2400 | 0 | 64.92 | 56.92 | 10 | 0
2015 | SOCO_2_ENT | SOCO | ENT | Internal | Summer | B4 | 100 | 2400 | 0 | 64.92 | 55.82 | 10 | 0
2015 | SOCO_2_ENT | SOCO | ENT | Internal | Summer | B5 | 200 | 2400 | 0 | 61.81 | 51.84 | 10 | 0
2015 | SOCO_2_ENT | SOCO | ENT | Internal | Summer | B6 | 300 | 2400 | 0 | 55.85 | 47.85 | 10 | 0
2015 | SOCO_2_ENT | SOCO | ENT | Internal | Summer | B7 | 400 | 2400 | 0 | 51.31 | 43.31 | 10 | 0
2015 | SOCO_2_ENT | SOCO | ENT | Internal | Summer | B8 | 500 | 2400 | 0 | 44.89 | 36.89 | 10 | 0
2015 | SOCO_2_ENT | SOCO | ENT | Internal | Summer | B9 | 800 | 2400 | 0 | 39.22 | 36.63 | 10 | 0
2015 | SOCO_2_ENT | SOCO | ENT | Internal | Summer | B10 | 1262 | 2400 | 0 | 37.88 | 35.44 | 10 | 0
2015 | SOCO_2_ENT | SOCO | ENT | Internal | Winter | B16 | 25 | 2400 | 0 | 61.36 | 53.36 | 10 | 0
2015 | SOCO_2_ENT | SOCO | ENT | Internal | Winter | B17 | 100 | 2400 | 0 | 48.38 | 40.38 | 10 | 0
2015 | SOCO_2_ENT | SOCO | ENT | Internal | Winter | B18 | 400 | 2400 | 0 | 42.8 | 40.32 | 10 | 0
2015 | SOCO_2_ENT | SOCO | ENT | Internal | Winter | B19 | 700 | 2400 | 0 | 41.98 | 40.1 | 10 | 0
2015 | SOCO_2_ENT | SOCO | ENT | Internal | Winter | B20 | 935 | 2400 | 0 | 41.33 | 38.79 | 10 | 0
2015 | SOCO_2_FRCC | SOCO | FRCC | Internal | Shoulder | B11 | 25 | 3700 | 2232.94 | 61.24 | 71.24 | 10 | 0
2015 | SOCO_2_FRCC | SOCO | FRCC | Internal | Shoulder | B12 | 200 | 3700 | 3184.65 | 44.72 | 54.72 | 10 | 0
2015 | SOCO_2_FRCC | SOCO | FRCC | Internal | Shoulder | B13 | 600 | 3700 | 1639.18 | 40.4 | 50.4 | 10 | 0
2015 | SOCO_2_FRCC | SOCO | FRCC | Internal | Shoulder | B14 | 900 | 3700 | 0 | 40.4 | 46.96 | 10 | 0
2015 | SOCO_2_FRCC | SOCO | FRCC | Internal | Shoulder | B15 | 1203 | 3700 | 0 | 39.02 | 43.22 | 10 | 0
2015 | SOCO_2_FRCC | SOCO | FRCC | Internal | Summer | B1 | 10 | 3700 | 0 | 66.15 | 71.2 | 10 | 0
2015 | SOCO_2_FRCC | SOCO | FRCC | Internal | Summer | B2 | 25 | 3700 | 0 | 64.92 | 71.2 | 10 | 0
2015 | SOCO_2_FRCC | SOCO | FRCC | Internal | Summer | B3 | 75 | 3700 | 0 | 64.92 | 71.2 | 10 | 0
2015 | SOCO_2_FRCC | SOCO | FRCC | Internal | Summer | B4 | 100 | 3700 | 0 | 64.92 | 71.2 | 10 | 0
2015 | SOCO_2_FRCC | SOCO | FRCC | Internal | Summer | B5 | 200 | 3700 | 0 | 61.81 | 71.2 | 10 | 0
2015 | SOCO_2_FRCC | SOCO | FRCC | Internal | Summer | B6 | 300 | 3700 | 313.67 | 55.85 | 65.85 | 10 | 0
2015 | SOCO_2_FRCC | SOCO | FRCC | Internal | Summer | B7 | 400 | 3700 | 0 | 51.31 | 60.05 | 10 | 0
2015 | SOCO_2_FRCC | SOCO | FRCC | Internal | Summer | B8 | 500 | 3700 | 2462.73 | 44.89 | 54.89 | 10 | 0
2015 | SOCO_2_FRCC | SOCO | FRCC | Internal | Summer | B9 | 800 | 3700 | 197.94 | 39.22 | 49.22 | 10 | 0
2015 | SOCO_2_FRCC | SOCO | FRCC | Internal | Summer | B10 | 1262 | 3700 | 0 | 37.88 | 42.58 | 10 | 0
2015 | SOCO_2_FRCC | SOCO | FRCC | Internal | Winter | B16 | 25 | 3700 | 73.33 | 61.36 | 71.36 | 10 | 0
2015 | SOCO_2_FRCC | SOCO | FRCC | Internal | Winter | B17 | 100 | 3700 | 2379.78 | 48.38 | 58.38 | 10 | 0
2015 | SOCO_2_FRCC | SOCO | FRCC | Internal | Winter | B18 | 400 | 3700 | 1215.54 | 42.8 | 52.8 | 10 | 0
2015 | SOCO_2_FRCC | SOCO | FRCC | Internal | Winter | B19 | 700 | 3700 | 0 | 41.98 | 49.15 | 10 | 0
2015 | SOCO_2_FRCC | SOCO | FRCC | Internal | Winter | B20 | 935 | 3700 | 0 | 41.33 | 45.18 | 10 | 0
2015 | SOCO_2_TVA_Transmission | SOCO | TVA_Transmission | Internal | Shoulder | B11 | 25 | 2600 | 0 | 61.24 | 53.88 | 10 | 0
2015 | SOCO_2_TVA_Transmission | SOCO | TVA_Transmission | Internal | Shoulder | B12 | 200 | 2600 | 0 | 44.72 | 43.58 | 10 | 0
2015 | SOCO_2_TVA_Transmission | SOCO | TVA_Transmission | Internal | Shoulder | B13 | 600 | 2600 | 0 | 40.4 | 41.23 | 10 | 0
2015 | SOCO_2_TVA_Transmission | SOCO | TVA_Transmission | Internal | Shoulder | B14 | 900 | 2600 | 0 | 40.4 | 40.15 | 10 | 0
2015 | SOCO_2_TVA_Transmission | SOCO | TVA_Transmission | Internal | Shoulder | B15 | 1203 | 2600 | 0 | 39.02 | 39.13 | 10 | 0
2015 | SOCO_2_TVA_Transmission | SOCO | TVA_Transmission | Internal | Summer | B1 | 10 | 2600 | 0 | 66.15 | 66.15 | 10 | 0
2015 | SOCO_2_TVA_Transmission | SOCO | TVA_Transmission | Internal | Summer | B2 | 25 | 2600 | 0 | 64.92 | 64.45 | 10 | 0
2015 | SOCO_2_TVA_Transmission | SOCO | TVA_Transmission | Internal | Summer | B3 | 75 | 2600 | 0 | 64.92 | 62.94 | 10 | 0
2015 | SOCO_2_TVA_Transmission | SOCO | TVA_Transmission | Internal | Summer | B4 | 100 | 2600 | 0 | 64.92 | 59.97 | 10 | 0
2015 | SOCO_2_TVA_Transmission | SOCO | TVA_Transmission | Internal | Summer | B5 | 200 | 2600 | 0 | 61.81 | 53.16 | 10 | 0
2015 | SOCO_2_TVA_Transmission | SOCO | TVA_Transmission | Internal | Summer | B6 | 300 | 2600 | 0 | 55.85 | 46.85 | 10 | 0
2015 | SOCO_2_TVA_Transmission | SOCO | TVA_Transmission | Internal | Summer | B7 | 400 | 2600 | 0 | 51.31 | 42.76 | 10 | 0
2015 | SOCO_2_TVA_Transmission | SOCO | TVA_Transmission | Internal | Summer | B8 | 500 | 2600 | 0 | 44.89 | 39.17 | 10 | 0
2015 | SOCO_2_TVA_Transmission | SOCO | TVA_Transmission | Internal | Summer | B9 | 800 | 2600 | 0 | 39.22 | 38.38 | 10 | 0
2015 | SOCO_2_TVA_Transmission | SOCO | TVA_Transmission | Internal | Summer | B10 | 1262 | 2600 | 0 | 37.88 | 36.57 | 10 | 0
2015 | SOCO_2_TVA_Transmission | SOCO | TVA_Transmission | Internal | Winter | B16 | 25 | 2600 | 0 | 61.36 | 55.27 | 10 | 0
2015 | SOCO_2_TVA_Transmission | SOCO | TVA_Transmission | Internal | Winter | B17 | 100 | 2600 | 0 | 48.38 | 45.91 | 10 | 0
2015 | SOCO_2_TVA_Transmission | SOCO | TVA_Transmission | Internal | Winter | B18 | 400 | 2600 | 0 | 42.8 | 41.82 | 10 | 0
2015 | SOCO_2_TVA_Transmission | SOCO | TVA_Transmission | Internal | Winter | B19 | 700 | 2600 | 0 | 41.98 | 40.33 | 10 | 0
2015 | SOCO_2_TVA_Transmission | SOCO | TVA_Transmission | Internal | Winter | B20 | 935 | 2600 | 0 | 41.33 | 39.11 | 10 | 0
2015 | SOCO_2_VACAR | SOCO | VACAR | Internal | Shoulder | B11 | 25 | 2000 | 0 | 61.24 | 54.24 | 10 | 0
2015 | SOCO_2_VACAR | SOCO | VACAR | Internal | Shoulder | B12 | 200 | 2000 | 0 | 44.72 | 47.71 | 10 | 0
2015 | SOCO_2_VACAR | SOCO | VACAR | Internal | Shoulder | B13 | 600 | 2000 | 0 | 40.4 | 44.54 | 10 | 0
2015 | SOCO_2_VACAR | SOCO | VACAR | Internal | Shoulder | B14 | 900 | 2000 | 0 | 40.4 | 43.6 | 10 | 0
2015 | SOCO_2_VACAR | SOCO | VACAR | Internal | Shoulder | B15 | 1203 | 2000 | 0 | 39.02 | 41.6 | 10 | 0
2015 | SOCO_2_VACAR | SOCO | VACAR | Internal | Summer | B1 | 10 | 2000 | 0 | 66.15 | 68.16 | 10 | 0
2015 | SOCO_2_VACAR | SOCO | VACAR | Internal | Summer | B2 | 25 | 2000 | 0 | 64.92 | 68.16 | 10 | 0
2015 | SOCO_2_VACAR | SOCO | VACAR | Internal | Summer | B3 | 75 | 2000 | 0 | 64.92 | 68.16 | 10 | 0
2015 | SOCO_2_VACAR | SOCO | VACAR | Internal | Summer | B4 | 100 | 2000 | 0 | 64.92 | 59.97 | 10 | 0
2015 | SOCO_2_VACAR | SOCO | VACAR | Internal | Summer | B5 | 200 | 2000 | 0 | 61.81 | 54.81 | 10 | 0
2015 | SOCO_2_VACAR | SOCO | VACAR | Internal | Summer | B6 | 300 | 2000 | 0 | 55.85 | 48.85 | 10 | 0
2015 | SOCO_2_VACAR | SOCO | VACAR | Internal | Summer | B7 | 400 | 2000 | 0 | 51.31 | 44.31 | 10 | 0
2015 | SOCO_2_VACAR | SOCO | VACAR | Internal | Summer | B8 | 500 | 2000 | 0 | 44.89 | 42.75 | 10 | 0
2015 | SOCO_2_VACAR | SOCO | VACAR | Internal | Summer | B9 | 800 | 2000 | 0 | 39.22 | 41.69 | 10 | 0
2015 | SOCO_2_VACAR | SOCO | VACAR | Internal | Summer | B10 | 1262 | 2000 | 0 | 37.88 | 39.33 | 10 | 0
2015 | SOCO_2_VACAR | SOCO | VACAR | Internal | Winter | B16 | 25 | 2000 | 0 | 61.36 | 58.89 | 10 | 0
2015 | SOCO_2_VACAR | SOCO | VACAR | Internal | Winter | B17 | 100 | 2000 | 0 | 48.38 | 50.67 | 10 | 0
2015 | SOCO_2_VACAR | SOCO | VACAR | Internal | Winter | B18 | 400 | 2000 | 0 | 42.8 | 45.74 | 10 | 0
2015 | SOCO_2_VACAR | SOCO | VACAR | Internal | Winter | B19 | 700 | 2000 | 0 | 41.98 | 44.16 | 10 | 0
2015 | SOCO_2_VACAR | SOCO | VACAR | Internal | Winter | B20 | 935 | 2000 | 0 | 41.33 | 42.38 | 10 | 0
2015 | SPP_N_2_ENT | SPP_N | ENT | Internal | Shoulder | B11 | 25 | 1800 | 0 | 54.69 | 53.49 | 5 | 0
2015 | SPP_N_2_ENT | SPP_N | ENT | Internal | Shoulder | B12 | 200 | 1800 | 0 | 40.4 | 38.05 | 5 | 0
2015 | SPP_N_2_ENT | SPP_N | ENT | Internal | Shoulder | B13 | 600 | 1800 | 0 | 37.98 | 38.05 | 5 | 0
2015 | SPP_N_2_ENT | SPP_N | ENT | Internal | Shoulder | B14 | 900 | 1800 | 0 | 37.6 | 37.77 | 5 | 0
2015 | SPP_N_2_ENT | SPP_N | ENT | Internal | Shoulder | B15 | 1203 | 1800 | 0 | 36.34 | 37.18 | 5 | 0
2015 | SPP_N_2_ENT | SPP_N | ENT | Internal | Summer | B1 | 10 | 1800 | 0 | 58.76 | 58.15 | 5 | 0
2015 | SPP_N_2_ENT | SPP_N | ENT | Internal | Summer | B2 | 25 | 1800 | 0 | 58.76 | 56.92 | 5 | 0
2015 | SPP_N_2_ENT | SPP_N | ENT | Internal | Summer | B3 | 75 | 1800 | 0 | 58.76 | 56.92 | 5 | 0
2015 | SPP_N_2_ENT | SPP_N | ENT | Internal | Summer | B4 | 100 | 1800 | 0 | 58.76 | 55.82 | 5 | 0
2015 | SPP_N_2_ENT | SPP_N | ENT | Internal | Summer | B5 | 200 | 1800 | 0 | 52.82 | 51.84 | 5 | 0
2015 | SPP_N_2_ENT | SPP_N | ENT | Internal | Summer | B6 | 300 | 1800 | 0 | 48.87 | 47.85 | 5 | 0
2015 | SPP_N_2_ENT | SPP_N | ENT | Internal | Summer | B7 | 400 | 1800 | 0 | 43.31 | 43.31 | 5 | 0
2015 | SPP_N_2_ENT | SPP_N | ENT | Internal | Summer | B8 | 500 | 1800 | 0 | 39.72 | 36.89 | 5 | 0
2015 | SPP_N_2_ENT | SPP_N | ENT | Internal | Summer | B9 | 800 | 1800 | 0 | 36.34 | 36.63 | 5 | 0
2015 | SPP_N_2_ENT | SPP_N | ENT | Internal | Summer | B10 | 1262 | 1800 | 0 | 35.09 | 35.44 | 5 | 0
2015 | SPP_N_2_ENT | SPP_N | ENT | Internal | Winter | B16 | 25 | 1800 | 0 | 54.25 | 53.36 | 5 | 0
2015 | SPP_N_2_ENT | SPP_N | ENT | Internal | Winter | B17 | 100 | 1800 | 0 | 40.47 | 40.38 | 5 | 0
2015 | SPP_N_2_ENT | SPP_N | ENT | Internal | Winter | B18 | 400 | 1800 | 0 | 38.72 | 40.32 | 5 | 0
2015 | SPP_N_2_ENT | SPP_N | ENT | Internal | Winter | B19 | 700 | 1800 | 0 | 38.72 | 40.1 | 5 | 0
2015 | SPP_N_2_ENT | SPP_N | ENT | Internal | Winter | B20 | 935 | 1800 | 0 | 38.63 | 38.79 | 5 | 0
2015 | SPP_N_2_MISO_MO-IL | SPP_N | MISO_MO-IL | Internal | Shoulder | B11 | 25 | 2000 | 0 | 54.69 | 47.68 | 5 | 0
2015 | SPP_N_2_MISO_MO-IL | SPP_N | MISO_MO-IL | Internal | Shoulder | B12 | 200 | 2000 | 0 | 40.4 | 40.4 | 5 | 0
2015 | SPP_N_2_MISO_MO-IL | SPP_N | MISO_MO-IL | Internal | Shoulder | B13 | 600 | 2000 | 0 | 37.98 | 37.73 | 5 | 0
2015 | SPP_N_2_MISO_MO-IL | SPP_N | MISO_MO-IL | Internal | Shoulder | B14 | 900 | 2000 | 0 | 37.6 | 35.86 | 5 | 0
2015 | SPP_N_2_MISO_MO-IL | SPP_N | MISO_MO-IL | Internal | Shoulder | B15 | 1203 | 2000 | 0 | 36.34 | 33.42 | 5 | 0
2015 | SPP_N_2_MISO_MO-IL | SPP_N | MISO_MO-IL | Internal | Summer | B1 | 10 | 2000 | 0 | 58.76 | 58.15 | 5 | 0
2015 | SPP_N_2_MISO_MO-IL | SPP_N | MISO_MO-IL | Internal | Summer | B2 | 25 | 2000 | 0 | 58.76 | 56.45 | 5 | 0
2015 | SPP_N_2_MISO_MO-IL | SPP_N | MISO_MO-IL | Internal | Summer | B3 | 75 | 2000 | 0 | 58.76 | 56.4 | 5 | 0
2015 | SPP_N_2_MISO_MO-IL | SPP_N | MISO_MO-IL | Internal | Summer | B4 | 100 | 2000 | 0 | 58.76 | 53.19 | 5 | 0
2015 | SPP_N_2_MISO_MO-IL | SPP_N | MISO_MO-IL | Internal | Summer | B5 | 200 | 2000 | 0 | 52.82 | 45.81 | 5 | 0
2015 | SPP_N_2_MISO_MO-IL | SPP_N | MISO_MO-IL | Internal | Summer | B6 | 300 | 2000 | 0 | 48.87 | 40.87 | 5 | 0
2015 | SPP_N_2_MISO_MO-IL | SPP_N | MISO_MO-IL | Internal | Summer | B7 | 400 | 2000 | 0 | 43.31 | 36.3 | 5 | 0
2015 | SPP_N_2_MISO_MO-IL | SPP_N | MISO_MO-IL | Internal | Summer | B8 | 500 | 2000 | 0 | 39.72 | 34.27 | 5 | 0
2015 | SPP_N_2_MISO_MO-IL | SPP_N | MISO_MO-IL | Internal | Summer | B9 | 800 | 2000 | 0 | 36.34 | 32.92 | 5 | 0
2015 | SPP_N_2_MISO_MO-IL | SPP_N | MISO_MO-IL | Internal | Summer | B10 | 1262 | 2000 | 0 | 35.09 | 31.66 | 5 | 0
2015 | SPP_N_2_MISO_MO-IL | SPP_N | MISO_MO-IL | Internal | Winter | B16 | 25 | 2000 | 0 | 54.25 | 47.27 | 5 | 0
2015 | SPP_N_2_MISO_MO-IL | SPP_N | MISO_MO-IL | Internal | Winter | B17 | 100 | 2000 | 0 | 40.47 | 41.6 | 5 | 0
2015 | SPP_N_2_MISO_MO-IL | SPP_N | MISO_MO-IL | Internal | Winter | B18 | 400 | 2000 | 0 | 38.72 | 37.73 | 5 | 0
2015 | SPP_N_2_MISO_MO-IL | SPP_N | MISO_MO-IL | Internal | Winter | B19 | 700 | 2000 | 0 | 38.72 | 36.16 | 5 | 0
2015 | SPP_N_2_MISO_MO-IL | SPP_N | MISO_MO-IL | Internal | Winter | B20 | 935 | 2000 | 0 | 38.63 | 33.43 | 5 | 0
2015 | SPP_N_2_MISO_W | SPP_N | MISO_W | Internal | Shoulder | B11 | 25 | 750 | 0 | 54.69 | 47.69 | 5 | 0
2015 | SPP_N_2_MISO_W | SPP_N | MISO_W | Internal | Shoulder | B12 | 200 | 750 | 0 | 40.4 | 40.39 | 5 | 0
2015 | SPP_N_2_MISO_W | SPP_N | MISO_W | Internal | Shoulder | B13 | 600 | 750 | 0 | 37.98 | 37.74 | 5 | 0
2015 | SPP_N_2_MISO_W | SPP_N | MISO_W | Internal | Shoulder | B14 | 900 | 750 | 0 | 37.6 | 35.87 | 5 | 0
2015 | SPP_N_2_MISO_W | SPP_N | MISO_W | Internal | Shoulder | B15 | 1203 | 750 | 0 | 36.34 | 33.74 | 5 | 0
2015 | SPP_N_2_MISO_W | SPP_N | MISO_W | Internal | Summer | B1 | 10 | 750 | 0 | 58.76 | 58.14 | 5 | 0
2015 | SPP_N_2_MISO_W | SPP_N | MISO_W | Internal | Summer | B2 | 25 | 750 | 0 | 58.76 | 56.47 | 5 | 0
2015 | SPP_N_2_MISO_W | SPP_N | MISO_W | Internal | Summer | B3 | 75 | 750 | 0 | 58.76 | 56.41 | 5 | 0
2015 | SPP_N_2_MISO_W | SPP_N | MISO_W | Internal | Summer | B4 | 100 | 750 | 0 | 58.76 | 53.2 | 5 | 0
2015 | SPP_N_2_MISO_W | SPP_N | MISO_W | Internal | Summer | B5 | 200 | 750 | 0 | 52.82 | 45.82 | 5 | 0
2015 | SPP_N_2_MISO_W | SPP_N | MISO_W | Internal | Summer | B6 | 300 | 750 | 0 | 48.87 | 41.87 | 5 | 0
2015 | SPP_N_2_MISO_W | SPP_N | MISO_W | Internal | Summer | B7 | 400 | 750 | 0 | 43.31 | 36.31 | 5 | 0
2015 | SPP_N_2_MISO_W | SPP_N | MISO_W | Internal | Summer | B8 | 500 | 750 | 0 | 39.72 | 34.26 | 5 | 0
2015 | SPP_N_2_MISO_W | SPP_N | MISO_W | Internal | Summer | B9 | 800 | 750 | 0 | 36.34 | 32.9 | 5 | 0
2015 | SPP_N_2_MISO_W | SPP_N | MISO_W | Internal | Summer | B10 | 1262 | 750 | 0 | 35.09 | 31.99 | 5 | 0
2015 | SPP_N_2_MISO_W | SPP_N | MISO_W | Internal | Winter | B16 | 25 | 750 | 0 | 54.25 | 47.25 | 5 | 0
2015 | SPP_N_2_MISO_W | SPP_N | MISO_W | Internal | Winter | B17 | 100 | 750 | 0 | 40.47 | 41.59 | 5 | 0
2015 | SPP_N_2_MISO_W | SPP_N | MISO_W | Internal | Winter | B18 | 400 | 750 | 0 | 38.72 | 37.74 | 5 | 0
2015 | SPP_N_2_MISO_W | SPP_N | MISO_W | Internal | Winter | B19 | 700 | 750 | 0 | 38.72 | 36.56 | 5 | 0
2015 | SPP_N_2_MISO_W | SPP_N | MISO_W | Internal | Winter | B20 | 935 | 750 | 0 | 38.63 | 33.45 | 5 | 0
2015 | SPP_N_2_NE | SPP_N | NE | Internal | Shoulder | B11 | 25 | 330 | 0 | 54.69 | 47.69 | 0.01 | 0
2015 | SPP_N_2_NE | SPP_N | NE | Internal | Shoulder | B12 | 200 | 330 | 0.02 | 40.4 | 40.39 | 0.01 | 0
2015 | SPP_N_2_NE | SPP_N | NE | Internal | Shoulder | B13 | 600 | 330 | 0 | 37.98 | 37.74 | 0.01 | 0
2015 | SPP_N_2_NE | SPP_N | NE | Internal | Shoulder | B14 | 900 | 330 | 0 | 37.6 | 37.59 | 0.01 | 0
2015 | SPP_N_2_NE | SPP_N | NE | Internal | Shoulder | B15 | 1203 | 330 | 0 | 36.34 | 36.33 | 0.01 | 0
2015 | SPP_N_2_NE | SPP_N | NE | Internal | Summer | B1 | 10 | 330 | 0.02 | 58.76 | 58.14 | 0.01 | 0
2015 | SPP_N_2_NE | SPP_N | NE | Internal | Summer | B2 | 25 | 330 | 0 | 58.76 | 57.36 | 0.01 | 0
2015 | SPP_N_2_NE | SPP_N | NE | Internal | Summer | B3 | 75 | 330 | 0 | 58.76 | 57.36 | 0.01 | 0
2015 | SPP_N_2_NE | SPP_N | NE | Internal | Summer | B4 | 100 | 330 | 0 | 58.76 | 57.36 | 0.01 | 0
2015 | SPP_N_2_NE | SPP_N | NE | Internal | Summer | B5 | 200 | 330 | 0.03 | 52.82 | 52.81 | 0.01 | 0
2015 | SPP_N_2_NE | SPP_N | NE | Internal | Summer | B6 | 300 | 330 | 0 | 48.87 | 44.15 | 0.01 | 0
2015 | SPP_N_2_NE | SPP_N | NE | Internal | Summer | B7 | 400 | 330 | 0 | 43.31 | 36.31 | 0.01 | 0
2015 | SPP_N_2_NE | SPP_N | NE | Internal | Summer | B8 | 500 | 330 | 0 | 39.72 | 34.26 | 0.01 | 0
2015 | SPP_N_2_NE | SPP_N | NE | Internal | Summer | B9 | 800 | 330 | 0 | 36.34 | 34.26 | 0.01 | 0
2015 | SPP_N_2_NE | SPP_N | NE | Internal | Summer | B10 | 1262 | 330 | 0 | 35.09 | 33.55 | 0.01 | 0
2015 | SPP_N_2_NE | SPP_N | NE | Internal | Winter | B16 | 25 | 330 | 0 | 54.25 | 47.25 | 0.01 | 0
2015 | SPP_N_2_NE | SPP_N | NE | Internal | Winter | B17 | 100 | 330 | 0.05 | 40.47 | 40.45 | 0.01 | 0
2015 | SPP_N_2_NE | SPP_N | NE | Internal | Winter | B18 | 400 | 330 | 0.01 | 38.72 | 38.71 | 0.01 | 0
2015 | SPP_N_2_NE | SPP_N | NE | Internal | Winter | B19 | 700 | 330 | 0 | 38.72 | 38.71 | 0.01 | 0
2015 | SPP_N_2_NE | SPP_N | NE | Internal | Winter | B20 | 935 | 330 | 0 | 38.63 | 35.23 | 0.01 | 0
2015 | SPP_N_2_SPP_S | SPP_N | SPP_S | Internal | Shoulder | B11 | 25 | 4000 | 0 | 54.69 | 52.2 | 0.01 | 0
2015 | SPP_N_2_SPP_S | SPP_N | SPP_S | Internal | Shoulder | B12 | 200 | 4000 | 132.48 | 40.4 | 40.41 | 0.01 | 0
2015 | SPP_N_2_SPP_S | SPP_N | SPP_S | Internal | Shoulder | B13 | 600 | 4000 | 910.5 | 37.98 | 37.99 | 0.01 | 0
2015 | SPP_N_2_SPP_S | SPP_N | SPP_S | Internal | Shoulder | B14 | 900 | 4000 | 1123.99 | 37.6 | 37.62 | 0.01 | 0
2015 | SPP_N_2_SPP_S | SPP_N | SPP_S | Internal | Shoulder | B15 | 1203 | 4000 | 2421.81 | 36.34 | 36.35 | 0.01 | 0
2015 | SPP_N_2_SPP_S | SPP_N | SPP_S | Internal | Summer | B1 | 10 | 4000 | 0 | 58.76 | 53.15 | 0.01 | 0
2015 | SPP_N_2_SPP_S | SPP_N | SPP_S | Internal | Summer | B2 | 25 | 4000 | 0 | 58.76 | 52.6 | 0.01 | 0
2015 | SPP_N_2_SPP_S | SPP_N | SPP_S | Internal | Summer | B3 | 75 | 4000 | 0 | 58.76 | 52.6 | 0.01 | 0
2015 | SPP_N_2_SPP_S | SPP_N | SPP_S | Internal | Summer | B4 | 100 | 4000 | 0 | 58.76 | 50.82 | 0.01 | 0
2015 | SPP_N_2_SPP_S | SPP_N | SPP_S | Internal | Summer | B5 | 200 | 4000 | 0 | 52.82 | 50.82 | 0.01 | 0
2015 | SPP_N_2_SPP_S | SPP_N | SPP_S | Internal | Summer | B6 | 300 | 4000 | 3356.14 | 48.87 | 48.88 | 0.01 | 0
2015 | SPP_N_2_SPP_S | SPP_N | SPP_S | Internal | Summer | B7 | 400 | 4000 | 2638.75 | 43.31 | 43.33 | 0.01 | 0
2015 | SPP_N_2_SPP_S | SPP_N | SPP_S | Internal | Summer | B8 | 500 | 4000 | 1307.47 | 39.72 | 39.73 | 0.01 | 0
2015 | SPP_N_2_SPP_S | SPP_N | SPP_S | Internal | Summer | B9 | 800 | 4000 | 2639.44 | 36.34 | 36.35 | 0.01 | 0
2015 | SPP_N_2_SPP_S | SPP_N | SPP_S | Internal | Summer | B10 | 1262 | 4000 | 3875.01 | 35.09 | 35.1 | 0.01 | 0
2015 | SPP_N_2_SPP_S | SPP_N | SPP_S | Internal | Winter | B16 | 25 | 4000 | 947.95 | 54.25 | 54.27 | 0.01 | 0
2015 | SPP_N_2_SPP_S | SPP_N | SPP_S | Internal | Winter | B17 | 100 | 4000 | 1493.07 | 40.47 | 40.48 | 0.01 | 0
2015 | SPP_N_2_SPP_S | SPP_N | SPP_S | Internal | Winter | B18 | 400 | 4000 | 2220.3 | 38.72 | 38.73 | 0.01 | 0
2015 | SPP_N_2_SPP_S | SPP_N | SPP_S | Internal | Winter | B19 | 700 | 4000 | 2368.69 | 38.72 | 38.73 | 0.01 | 0
2015 | SPP_N_2_SPP_S | SPP_N | SPP_S | Internal | Winter | B20 | 935 | 4000 | 3840.27 | 38.63 | 38.64 | 0.01 | 0
2015 | SPP_S_2_ENT | SPP_S | ENT | Internal | Shoulder | B11 | 25 | 850 | 0 | 52.2 | 53.49 | 5 | 0
2015 | SPP_S_2_ENT | SPP_S | ENT | Internal | Shoulder | B12 | 200 | 850 | 0 | 40.41 | 38.05 | 5 | 0
2015 | SPP_S_2_ENT | SPP_S | ENT | Internal | Shoulder | B13 | 600 | 850 | 0 | 37.99 | 38.05 | 5 | 0
2015 | SPP_S_2_ENT | SPP_S | ENT | Internal | Shoulder | B14 | 900 | 850 | 0 | 37.62 | 37.77 | 5 | 0
2015 | SPP_S_2_ENT | SPP_S | ENT | Internal | Shoulder | B15 | 1203 | 850 | 0 | 36.35 | 37.18 | 5 | 0
2015 | SPP_S_2_ENT | SPP_S | ENT | Internal | Summer | B1 | 10 | 850 | 615.5 | 53.15 | 58.15 | 5 | 0
2015 | SPP_S_2_ENT | SPP_S | ENT | Internal | Summer | B2 | 25 | 850 | 0 | 52.6 | 56.92 | 5 | 0
2015 | SPP_S_2_ENT | SPP_S | ENT | Internal | Summer | B3 | 75 | 850 | 0 | 52.6 | 56.92 | 5 | 0
2015 | SPP_S_2_ENT | SPP_S | ENT | Internal | Summer | B4 | 100 | 850 | 213.78 | 50.82 | 55.82 | 5 | 0
2015 | SPP_S_2_ENT | SPP_S | ENT | Internal | Summer | B5 | 200 | 850 | 0 | 50.82 | 51.84 | 5 | 0
2015 | SPP_S_2_ENT | SPP_S | ENT | Internal | Summer | B6 | 300 | 850 | 0 | 48.88 | 47.85 | 5 | 0
2015 | SPP_S_2_ENT | SPP_S | ENT | Internal | Summer | B7 | 400 | 850 | 0 | 43.33 | 43.31 | 5 | 0
2015 | SPP_S_2_ENT | SPP_S | ENT | Internal | Summer | B8 | 500 | 850 | 0 | 39.73 | 36.89 | 5 | 0
2015 | SPP_S_2_ENT | SPP_S | ENT | Internal | Summer | B9 | 800 | 850 | 0 | 36.35 | 36.63 | 5 | 0
2015 | SPP_S_2_ENT | SPP_S | ENT | Internal | Summer | B10 | 1262 | 850 | 0 | 35.1 | 35.44 | 5 | 0
2015 | SPP_S_2_ENT | SPP_S | ENT | Internal | Winter | B16 | 25 | 850 | 0 | 54.27 | 53.36 | 5 | 0
2015 | SPP_S_2_ENT | SPP_S | ENT | Internal | Winter | B17 | 100 | 850 | 0 | 40.48 | 40.38 | 5 | 0
2015 | SPP_S_2_ENT | SPP_S | ENT | Internal | Winter | B18 | 400 | 850 | 0 | 38.73 | 40.32 | 5 | 0
2015 | SPP_S_2_ENT | SPP_S | ENT | Internal | Winter | B19 | 700 | 850 | 0 | 38.73 | 40.1 | 5 | 0
2015 | SPP_S_2_ENT | SPP_S | ENT | Internal | Winter | B20 | 935 | 850 | 0 | 38.64 | 38.79 | 5 | 0
2015 | SPP_S_2_SPP_N | SPP_S | SPP_N | Internal | Shoulder | B11 | 25 | 640 | 640 | 52.2 | 54.69 | 0.01 | 2.48
2015 | SPP_S_2_SPP_N | SPP_S | SPP_N | Internal | Shoulder | B12 | 200 | 640 | 0.03 | 40.41 | 40.4 | 0.01 | 0
2015 | SPP_S_2_SPP_N | SPP_S | SPP_N | Internal | Shoulder | B13 | 600 | 640 | 0 | 37.99 | 37.98 | 0.01 | 0
2015 | SPP_S_2_SPP_N | SPP_S | SPP_N | Internal | Shoulder | B14 | 900 | 640 | 0 | 37.62 | 37.6 | 0.01 | 0
2015 | SPP_S_2_SPP_N | SPP_S | SPP_N | Internal | Shoulder | B15 | 1203 | 640 | 0 | 36.35 | 36.34 | 0.01 | 0
2015 | SPP_S_2_SPP_N | SPP_S | SPP_N | Internal | Summer | B1 | 10 | 640 | 640 | 53.15 | 58.76 | 0.01 | 5.6
2015 | SPP_S_2_SPP_N | SPP_S | SPP_N | Internal | Summer | B2 | 25 | 640 | 640 | 52.6 | 58.76 | 0.01 | 6.15
2015 | SPP_S_2_SPP_N | SPP_S | SPP_N | Internal | Summer | B3 | 75 | 640 | 640 | 52.6 | 58.76 | 0.01 | 6.15
2015 | SPP_S_2_SPP_N | SPP_S | SPP_N | Internal | Summer | B4 | 100 | 640 | 640 | 50.82 | 58.76 | 0.01 | 7.93
2015 | SPP_S_2_SPP_N | SPP_S | SPP_N | Internal | Summer | B5 | 200 | 640 | 640 | 50.82 | 52.82 | 0.01 | 1.98
2015 | SPP_S_2_SPP_N | SPP_S | SPP_N | Internal | Summer | B6 | 300 | 640 | 0.02 | 48.88 | 48.87 | 0.01 | 0
2015 | SPP_S_2_SPP_N | SPP_S | SPP_N | Internal | Summer | B7 | 400 | 640 | 0.01 | 43.33 | 43.31 | 0.01 | 0
2015 | SPP_S_2_SPP_N | SPP_S | SPP_N | Internal | Summer | B8 | 500 | 640 | 0.01 | 39.73 | 39.72 | 0.01 | 0
2015 | SPP_S_2_SPP_N | SPP_S | SPP_N | Internal | Summer | B9 | 800 | 640 | 0 | 36.35 | 36.34 | 0.01 | 0
2015 | SPP_S_2_SPP_N | SPP_S | SPP_N | Internal | Summer | B10 | 1262 | 640 | 0 | 35.1 | 35.09 | 0.01 | 0
2015 | SPP_S_2_SPP_N | SPP_S | SPP_N | Internal | Winter | B16 | 25 | 640 | 0.2 | 54.27 | 54.25 | 0.01 | 0
2015 | SPP_S_2_SPP_N | SPP_S | SPP_N | Internal | Winter | B17 | 100 | 640 | 0.05 | 40.48 | 40.47 | 0.01 | 0
2015 | SPP_S_2_SPP_N | SPP_S | SPP_N | Internal | Winter | B18 | 400 | 640 | 0.01 | 38.73 | 38.72 | 0.01 | 0
2015 | SPP_S_2_SPP_N | SPP_S | SPP_N | Internal | Winter | B19 | 700 | 640 | 0 | 38.73 | 38.72 | 0.01 | 0
2015 | SPP_S_2_SPP_N | SPP_S | SPP_N | Internal | Winter | B20 | 935 | 640 | 0 | 38.64 | 38.63 | 0.01 | 0
2015 | TVA_2_ENT | TVA | ENT | Internal | Shoulder | B11 | 25 | 500 | 0 | 53.58 | 53.49 | 9 | 0
2015 | TVA_2_ENT | TVA | ENT | Internal | Shoulder | B12 | 200 | 500 | 0 | 40.02 | 38.05 | 9 | 0
2015 | TVA_2_ENT | TVA | ENT | Internal | Shoulder | B13 | 600 | 500 | 0 | 38.51 | 38.05 | 9 | 0
2015 | TVA_2_ENT | TVA | ENT | Internal | Shoulder | B14 | 900 | 500 | 0 | 38.51 | 37.77 | 9 | 0
2015 | TVA_2_ENT | TVA | ENT | Internal | Shoulder | B15 | 1203 | 500 | 0 | 38.4 | 37.18 | 9 | 0
2015 | TVA_2_ENT | TVA | ENT | Internal | Summer | B1 | 10 | 500 | 0 | 66.16 | 58.15 | 9 | 0
2015 | TVA_2_ENT | TVA | ENT | Internal | Summer | B2 | 25 | 500 | 0 | 64.47 | 56.92 | 9 | 0
2015 | TVA_2_ENT | TVA | ENT | Internal | Summer | B3 | 75 | 500 | 0 | 62.95 | 56.92 | 9 | 0
2015 | TVA_2_ENT | TVA | ENT | Internal | Summer | B4 | 100 | 500 | 0 | 59.98 | 55.82 | 9 | 0
2015 | TVA_2_ENT | TVA | ENT | Internal | Summer | B5 | 200 | 500 | 0 | 49.31 | 51.84 | 9 | 0
2015 | TVA_2_ENT | TVA | ENT | Internal | Summer | B6 | 300 | 500 | 340.38 | 38.85 | 47.85 | 9 | 0
2015 | TVA_2_ENT | TVA | ENT | Internal | Summer | B7 | 400 | 500 | 0 | 37.16 | 43.31 | 9 | 0
2015 | TVA_2_ENT | TVA | ENT | Internal | Summer | B8 | 500 | 500 | 0 | 37.16 | 36.89 | 9 | 0
2015 | TVA_2_ENT | TVA | ENT | Internal | Summer | B9 | 800 | 500 | 0 | 37.16 | 36.63 | 9 | 0
2015 | TVA_2_ENT | TVA | ENT | Internal | Summer | B10 | 1262 | 500 | 0 | 35.2 | 35.44 | 9 | 0
2015 | TVA_2_ENT | TVA | ENT | Internal | Winter | B16 | 25 | 500 | 0 | 55.28 | 53.36 | 9 | 0
2015 | TVA_2_ENT | TVA | ENT | Internal | Winter | B17 | 100 | 500 | 0 | 42.52 | 40.38 | 9 | 0
2015 | TVA_2_ENT | TVA | ENT | Internal | Winter | B18 | 400 | 500 | 0 | 38.31 | 40.32 | 9 | 0
2015 | TVA_2_ENT | TVA | ENT | Internal | Winter | B19 | 700 | 500 | 0 | 38.31 | 40.1 | 9 | 0
2015 | TVA_2_ENT | TVA | ENT | Internal | Winter | B20 | 935 | 500 | 0 | 38.31 | 38.79 | 9 | 0
2015 | TVA_2_MISO_MO-IL | TVA | MISO_MO-IL | Internal | Shoulder | B11 | 25 | 50 | 0 | 53.58 | 47.68 | 9 | 0
2015 | TVA_2_MISO_MO-IL | TVA | MISO_MO-IL | Internal | Shoulder | B12 | 200 | 50 | 0 | 40.02 | 40.4 | 9 | 0
2015 | TVA_2_MISO_MO-IL | TVA | MISO_MO-IL | Internal | Shoulder | B13 | 600 | 50 | 0 | 38.51 | 37.73 | 9 | 0
2015 | TVA_2_MISO_MO-IL | TVA | MISO_MO-IL | Internal | Shoulder | B14 | 900 | 50 | 0 | 38.51 | 35.86 | 9 | 0
2015 | TVA_2_MISO_MO-IL | TVA | MISO_MO-IL | Internal | Shoulder | B15 | 1203 | 50 | 0 | 38.4 | 33.42 | 9 | 0
2015 | TVA_2_MISO_MO-IL | TVA | MISO_MO-IL | Internal | Summer | B1 | 10 | 50 | 0 | 66.16 | 58.15 | 9 | 0
2015 | TVA_2_MISO_MO-IL | TVA | MISO_MO-IL | Internal | Summer | B2 | 25 | 50 | 0 | 64.47 | 56.45 | 9 | 0
2015 | TVA_2_MISO_MO-IL | TVA | MISO_MO-IL | Internal | Summer | B3 | 75 | 50 | 0 | 62.95 | 56.4 | 9 | 0
2015 | TVA_2_MISO_MO-IL | TVA | MISO_MO-IL | Internal | Summer | B4 | 100 | 50 | 0 | 59.98 | 53.19 | 9 | 0
2015 | TVA_2_MISO_MO-IL | TVA | MISO_MO-IL | Internal | Summer | B5 | 200 | 50 | 0 | 49.31 | 45.81 | 9 | 0
2015 | TVA_2_MISO_MO-IL | TVA | MISO_MO-IL | Internal | Summer | B6 | 300 | 50 | 0 | 38.85 | 40.87 | 9 | 0
2015 | TVA_2_MISO_MO-IL | TVA | MISO_MO-IL | Internal | Summer | B7 | 400 | 50 | 0 | 37.16 | 36.3 | 9 | 0
2015 | TVA_2_MISO_MO-IL | TVA | MISO_MO-IL | Internal | Summer | B8 | 500 | 50 | 0 | 37.16 | 34.27 | 9 | 0
2015 | TVA_2_MISO_MO-IL | TVA | MISO_MO-IL | Internal | Summer | B9 | 800 | 50 | 0 | 37.16 | 32.92 | 9 | 0
2015 | TVA_2_MISO_MO-IL | TVA | MISO_MO-IL | Internal | Summer | B10 | 1262 | 50 | 0 | 35.2 | 31.66 | 9 | 0
2015 | TVA_2_MISO_MO-IL | TVA | MISO_MO-IL | Internal | Winter | B16 | 25 | 50 | 0 | 55.28 | 47.27 | 9 | 0
2015 | TVA_2_MISO_MO-IL | TVA | MISO_MO-IL | Internal | Winter | B17 | 100 | 50 | 0 | 42.52 | 41.6 | 9 | 0
2015 | TVA_2_MISO_MO-IL | TVA | MISO_MO-IL | Internal | Winter | B18 | 400 | 50 | 0 | 38.31 | 37.73 | 9 | 0
2015 | TVA_2_MISO_MO-IL | TVA | MISO_MO-IL | Internal | Winter | B19 | 700 | 50 | 0 | 38.31 | 36.16 | 9 | 0
2015 | TVA_2_MISO_MO-IL | TVA | MISO_MO-IL | Internal | Winter | B20 | 935 | 50 | 0 | 38.31 | 33.43 | 9 | 0
2015 | TVA_2_NonRTO_Midwest | TVA | NonRTO_Midwest | Internal | Shoulder | B11 | 25 | 100 | 0 | 53.58 | 55.69 | 9 | 0
2015 | TVA_2_NonRTO_Midwest | TVA | NonRTO_Midwest | Internal | Shoulder | B12 | 200 | 100 | 0 | 40.02 | 48.41 | 9 | 0
2015 | TVA_2_NonRTO_Midwest | TVA | NonRTO_Midwest | Internal | Shoulder | B13 | 600 | 100 | 0 | 38.51 | 41.24 | 9 | 0
2015 | TVA_2_NonRTO_Midwest | TVA | NonRTO_Midwest | Internal | Shoulder | B14 | 900 | 100 | 0 | 38.51 | 35.6 | 9 | 0
2015 | TVA_2_NonRTO_Midwest | TVA | NonRTO_Midwest | Internal | Shoulder | B15 | 1203 | 100 | 0 | 38.4 | 34.56 | 9 | 0
2015 | TVA_2_NonRTO_Midwest | TVA | NonRTO_Midwest | Internal | Summer | B1 | 10 | 100 | 0 | 66.16 | 63.37 | 9 | 0
2015 | TVA_2_NonRTO_Midwest | TVA | NonRTO_Midwest | Internal | Summer | B2 | 25 | 100 | 0 | 64.47 | 63.37 | 9 | 0
2015 | TVA_2_NonRTO_Midwest | TVA | NonRTO_Midwest | Internal | Summer | B3 | 75 | 100 | 0 | 62.95 | 63.37 | 9 | 0
2015 | TVA_2_NonRTO_Midwest | TVA | NonRTO_Midwest | Internal | Summer | B4 | 100 | 100 | 0 | 59.98 | 61.18 | 9 | 0
2015 | TVA_2_NonRTO_Midwest | TVA | NonRTO_Midwest | Internal | Summer | B5 | 200 | 100 | 0 | 49.31 | 53.81 | 9 | 0
2015 | TVA_2_NonRTO_Midwest | TVA | NonRTO_Midwest | Internal | Summer | B6 | 300 | 100 | 0 | 38.85 | 38.85 | 9 | 0
2015 | TVA_2_NonRTO_Midwest | TVA | NonRTO_Midwest | Internal | Summer | B7 | 400 | 100 | 0 | 37.16 | 35.6 | 9 | 0
2015 | TVA_2_NonRTO_Midwest | TVA | NonRTO_Midwest | Internal | Summer | B8 | 500 | 100 | 0 | 37.16 | 34.56 | 9 | 0
2015 | TVA_2_NonRTO_Midwest | TVA | NonRTO_Midwest | Internal | Summer | B9 | 800 | 100 | 0 | 37.16 | 34.56 | 9 | 0
2015 | TVA_2_NonRTO_Midwest | TVA | NonRTO_Midwest | Internal | Summer | B10 | 1262 | 100 | 0 | 35.2 | 33.74 | 9 | 0
2015 | TVA_2_NonRTO_Midwest | TVA | NonRTO_Midwest | Internal | Winter | B16 | 25 | 100 | 0 | 55.28 | 55.28 | 9 | 0
2015 | TVA_2_NonRTO_Midwest | TVA | NonRTO_Midwest | Internal | Winter | B17 | 100 | 100 | 0 | 42.52 | 50.67 | 9 | 0
2015 | TVA_2_NonRTO_Midwest | TVA | NonRTO_Midwest | Internal | Winter | B18 | 400 | 100 | 0 | 38.31 | 42.62 | 9 | 0
2015 | TVA_2_NonRTO_Midwest | TVA | NonRTO_Midwest | Internal | Winter | B19 | 700 | 100 | 0 | 38.31 | 35.6 | 9 | 0
2015 | TVA_2_NonRTO_Midwest | TVA | NonRTO_Midwest | Internal | Winter | B20 | 935 | 100 | 0 | 38.31 | 34.56 | 9 | 0
2015 | TVA_2_PJM_ROR | TVA | PJM_ROR | Internal | Shoulder | B11 | 25 | 500 | 0 | 53.58 | 48.18 | 9 | 0
2015 | TVA_2_PJM_ROR | TVA | PJM_ROR | Internal | Shoulder | B12 | 200 | 500 | 0 | 40.02 | 42.4 | 9 | 0
2015 | TVA_2_PJM_ROR | TVA | PJM_ROR | Internal | Shoulder | B13 | 600 | 500 | 0 | 38.51 | 39.74 | 9 | 0
2015 | TVA_2_PJM_ROR | TVA | PJM_ROR | Internal | Shoulder | B14 | 900 | 500 | 0 | 38.51 | 37.87 | 9 | 0
2015 | TVA_2_PJM_ROR | TVA | PJM_ROR | Internal | Shoulder | B15 | 1203 | 500 | 0 | 38.4 | 34.35 | 9 | 0
2015 | TVA_2_PJM_ROR | TVA | PJM_ROR | Internal | Summer | B1 | 10 | 500 | 0 | 66.16 | 60.15 | 9 | 0
2015 | TVA_2_PJM_ROR | TVA | PJM_ROR | Internal | Summer | B2 | 25 | 500 | 0 | 64.47 | 58.45 | 9 | 0
2015 | TVA_2_PJM_ROR | TVA | PJM_ROR | Internal | Summer | B3 | 75 | 500 | 0 | 62.95 | 56.94 | 9 | 0
2015 | TVA_2_PJM_ROR | TVA | PJM_ROR | Internal | Summer | B4 | 100 | 500 | 0 | 59.98 | 53.97 | 9 | 0
2015 | TVA_2_PJM_ROR | TVA | PJM_ROR | Internal | Summer | B5 | 200 | 500 | 0 | 49.31 | 47.81 | 9 | 0
2015 | TVA_2_PJM_ROR | TVA | PJM_ROR | Internal | Summer | B6 | 300 | 500 | 0 | 38.85 | 42.85 | 9 | 0
2015 | TVA_2_PJM_ROR | TVA | PJM_ROR | Internal | Summer | B7 | 400 | 500 | 0 | 37.16 | 38.31 | 9 | 0
2015 | TVA_2_PJM_ROR | TVA | PJM_ROR | Internal | Summer | B8 | 500 | 500 | 0 | 37.16 | 36.28 | 9 | 0
2015 | TVA_2_PJM_ROR | TVA | PJM_ROR | Internal | Summer | B9 | 800 | 500 | 0 | 37.16 | 34.73 | 9 | 0
2015 | TVA_2_PJM_ROR | TVA | PJM_ROR | Internal | Summer | B10 | 1262 | 500 | 0 | 35.2 | 32.67 | 9 | 0
2015 | TVA_2_PJM_ROR | TVA | PJM_ROR | Internal | Winter | B16 | 25 | 500 | 0 | 55.28 | 49.27 | 9 | 0
2015 | TVA_2_PJM_ROR | TVA | PJM_ROR | Internal | Winter | B17 | 100 | 500 | 0 | 42.52 | 44.67 | 9 | 0
2015 | TVA_2_PJM_ROR | TVA | PJM_ROR | Internal | Winter | B18 | 400 | 500 | 0 | 38.31 | 39.74 | 9 | 0
2015 | TVA_2_PJM_ROR | TVA | PJM_ROR | Internal | Winter | B19 | 700 | 500 | 0 | 38.31 | 38.16 | 9 | 0
2015 | TVA_2_PJM_ROR | TVA | PJM_ROR | Internal | Winter | B20 | 935 | 500 | 0 | 38.31 | 34.29 | 9 | 0
2015 | TVA_2_SOCO | TVA | SOCO | Internal | Shoulder | B11 | 25 | 500 | 0 | 53.58 | 61.24 | 9 | 0
2015 | TVA_2_SOCO | TVA | SOCO | Internal | Shoulder | B12 | 200 | 500 | 0 | 40.02 | 44.72 | 9 | 0
2015 | TVA_2_SOCO | TVA | SOCO | Internal | Shoulder | B13 | 600 | 500 | 0 | 38.51 | 40.4 | 9 | 0
2015 | TVA_2_SOCO | TVA | SOCO | Internal | Shoulder | B14 | 900 | 500 | 0 | 38.51 | 40.4 | 9 | 0
2015 | TVA_2_SOCO | TVA | SOCO | Internal | Shoulder | B15 | 1203 | 500 | 0 | 38.4 | 39.02 | 9 | 0
2015 | TVA_2_SOCO | TVA | SOCO | Internal | Summer | B1 | 10 | 500 | 0 | 66.16 | 66.15 | 9 | 0
2015 | TVA_2_SOCO | TVA | SOCO | Internal | Summer | B2 | 25 | 500 | 0 | 64.47 | 64.92 | 9 | 0
2015 | TVA_2_SOCO | TVA | SOCO | Internal | Summer | B3 | 75 | 500 | 0 | 62.95 | 64.92 | 9 | 0
2015 | TVA_2_SOCO | TVA | SOCO | Internal | Summer | B4 | 100 | 500 | 0 | 59.98 | 64.92 | 9 | 0
2015 | TVA_2_SOCO | TVA | SOCO | Internal | Summer | B5 | 200 | 500 | 500 | 49.31 | 61.81 | 9 | 3.5
2015 | TVA_2_SOCO | TVA | SOCO | Internal | Summer | B6 | 300 | 500 | 500 | 38.85 | 55.85 | 9 | 8
2015 | TVA_2_SOCO | TVA | SOCO | Internal | Summer | B7 | 400 | 500 | 500 | 37.16 | 51.31 | 9 | 5.15
2015 | TVA_2_SOCO | TVA | SOCO | Internal | Summer | B8 | 500 | 500 | 0 | 37.16 | 44.89 | 9 | 0
2015 | TVA_2_SOCO | TVA | SOCO | Internal | Summer | B9 | 800 | 500 | 0 | 37.16 | 39.22 | 9 | 0
2015 | TVA_2_SOCO | TVA | SOCO | Internal | Summer | B10 | 1262 | 500 | 0 | 35.2 | 37.88 | 9 | 0
2015 | TVA_2_SOCO | TVA | SOCO | Internal | Winter | B16 | 25 | 500 | 0 | 55.28 | 61.36 | 9 | 0
2015 | TVA_2_SOCO | TVA | SOCO | Internal | Winter | B17 | 100 | 500 | 0 | 42.52 | 48.38 | 9 | 0
2015 | TVA_2_SOCO | TVA | SOCO | Internal | Winter | B18 | 400 | 500 | 0 | 38.31 | 42.8 | 9 | 0
2015 | TVA_2_SOCO | TVA | SOCO | Internal | Winter | B19 | 700 | 500 | 0 | 38.31 | 41.98 | 9 | 0
2015 | TVA_2_SOCO | TVA | SOCO | Internal | Winter | B20 | 935 | 500 | 0 | 38.31 | 41.33 | 9 | 0
2015 | TVA_2_VACAR | TVA | VACAR | Internal | Shoulder | B11 | 25 | 150 | 0 | 53.58 | 54.24 | 9 | 0
2015 | TVA_2_VACAR | TVA | VACAR | Internal | Shoulder | B12 | 200 | 150 | 0 | 40.02 | 47.71 | 9 | 0
2015 | TVA_2_VACAR | TVA | VACAR | Internal | Shoulder | B13 | 600 | 150 | 0 | 38.51 | 44.54 | 9 | 0
2015 | TVA_2_VACAR | TVA | VACAR | Internal | Shoulder | B14 | 900 | 150 | 0 | 38.51 | 43.6 | 9 | 0
2015 | TVA_2_VACAR | TVA | VACAR | Internal | Shoulder | B15 | 1203 | 150 | 0 | 38.4 | 41.6 | 9 | 0
2015 | TVA_2_VACAR | TVA | VACAR | Internal | Summer | B1 | 10 | 150 | 0 | 66.16 | 68.16 | 9 | 0
2015 | TVA_2_VACAR | TVA | VACAR | Internal | Summer | B2 | 25 | 150 | 0 | 64.47 | 68.16 | 9 | 0
2015 | TVA_2_VACAR | TVA | VACAR | Internal | Summer | B3 | 75 | 150 | 0 | 62.95 | 68.16 | 9 | 0
2015 | TVA_2_VACAR | TVA | VACAR | Internal | Summer | B4 | 100 | 150 | 0 | 59.98 | 59.97 | 9 | 0
2015 | TVA_2_VACAR | TVA | VACAR | Internal | Summer | B5 | 200 | 150 | 0 | 49.31 | 54.81 | 9 | 0
2015 | TVA_2_VACAR | TVA | VACAR | Internal | Summer | B6 | 300 | 150 | 150 | 38.85 | 48.85 | 9 | 1
2015 | TVA_2_VACAR | TVA | VACAR | Internal | Summer | B7 | 400 | 150 | 0 | 37.16 | 44.31 | 9 | 0
2015 | TVA_2_VACAR | TVA | VACAR | Internal | Summer | B8 | 500 | 150 | 0 | 37.16 | 42.75 | 9 | 0
2015 | TVA_2_VACAR | TVA | VACAR | Internal | Summer | B9 | 800 | 150 | 0 | 37.16 | 41.69 | 9 | 0
2015 | TVA_2_VACAR | TVA | VACAR | Internal | Summer | B10 | 1262 | 150 | 0 | 35.2 | 39.33 | 9 | 0
2015 | TVA_2_VACAR | TVA | VACAR | Internal | Winter | B16 | 25 | 150 | 0 | 55.28 | 58.89 | 9 | 0
2015 | TVA_2_VACAR | TVA | VACAR | Internal | Winter | B17 | 100 | 150 | 0 | 42.52 | 50.67 | 9 | 0
2015 | TVA_2_VACAR | TVA | VACAR | Internal | Winter | B18 | 400 | 150 | 0 | 38.31 | 45.74 | 9 | 0
2015 | TVA_2_VACAR | TVA | VACAR | Internal | Winter | B19 | 700 | 150 | 0 | 38.31 | 44.16 | 9 | 0
2015 | TVA_2_VACAR | TVA | VACAR | Internal | Winter | B20 | 935 | 150 | 0 | 38.31 | 42.38 | 9 | 0
2015 | TVA_Transmission_2_ENT | TVA_Transmission | ENT | Internal | Shoulder | B11 | 25 | 3000 | 0 | 53.88 | 53.49 | 9 | 0
2015 | TVA_Transmission_2_ENT | TVA_Transmission | ENT | Internal | Shoulder | B12 | 200 | 3000 | 0 | 43.58 | 38.05 | 9 | 0
2015 | TVA_Transmission_2_ENT | TVA_Transmission | ENT | Internal | Shoulder | B13 | 600 | 3000 | 0 | 41.23 | 38.05 | 9 | 0
2015 | TVA_Transmission_2_ENT | TVA_Transmission | ENT | Internal | Shoulder | B14 | 900 | 3000 | 0 | 40.15 | 37.77 | 9 | 0
2015 | TVA_Transmission_2_ENT | TVA_Transmission | ENT | Internal | Shoulder | B15 | 1203 | 3000 | 0 | 39.13 | 37.18 | 9 | 0
2015 | TVA_Transmission_2_ENT | TVA_Transmission | ENT | Internal | Summer | B1 | 10 | 3000 | 0 | 66.15 | 58.15 | 9 | 0
2015 | TVA_Transmission_2_ENT | TVA_Transmission | ENT | Internal | Summer | B2 | 25 | 3000 | 0 | 64.45 | 56.92 | 9 | 0
2015 | TVA_Transmission_2_ENT | TVA_Transmission | ENT | Internal | Summer | B3 | 75 | 3000 | 0 | 62.94 | 56.92 | 9 | 0
2015 | TVA_Transmission_2_ENT | TVA_Transmission | ENT | Internal | Summer | B4 | 100 | 3000 | 0 | 59.97 | 55.82 | 9 | 0
2015 | TVA_Transmission_2_ENT | TVA_Transmission | ENT | Internal | Summer | B5 | 200 | 3000 | 0 | 53.16 | 51.84 | 9 | 0
2015 | TVA_Transmission_2_ENT | TVA_Transmission | ENT | Internal | Summer | B6 | 300 | 3000 | 0 | 46.85 | 47.85 | 9 | 0
2015 | TVA_Transmission_2_ENT | TVA_Transmission | ENT | Internal | Summer | B7 | 400 | 3000 | 0 | 42.76 | 43.31 | 9 | 0
2015 | TVA_Transmission_2_ENT | TVA_Transmission | ENT | Internal | Summer | B8 | 500 | 3000 | 0 | 39.17 | 36.89 | 9 | 0
2015 | TVA_Transmission_2_ENT | TVA_Transmission | ENT | Internal | Summer | B9 | 800 | 3000 | 0 | 38.38 | 36.63 | 9 | 0
2015 | TVA_Transmission_2_ENT | TVA_Transmission | ENT | Internal | Summer | B10 | 1262 | 3000 | 0 | 36.57 | 35.44 | 9 | 0
2015 | TVA_Transmission_2_ENT | TVA_Transmission | ENT | Internal | Winter | B16 | 25 | 3000 | 0 | 55.27 | 53.36 | 9 | 0
2015 | TVA_Transmission_2_ENT | TVA_Transmission | ENT | Internal | Winter | B17 | 100 | 3000 | 0 | 45.91 | 40.38 | 9 | 0
2015 | TVA_Transmission_2_ENT | TVA_Transmission | ENT | Internal | Winter | B18 | 400 | 3000 | 0 | 41.82 | 40.32 | 9 | 0
2015 | TVA_Transmission_2_ENT | TVA_Transmission | ENT | Internal | Winter | B19 | 700 | 3000 | 0 | 40.33 | 40.1 | 9 | 0
2015 | TVA_Transmission_2_ENT | TVA_Transmission | ENT | Internal | Winter | B20 | 935 | 3000 | 0 | 39.11 | 38.79 | 9 | 0
2015 | TVA_Transmission_2_MISO_MO-IL | TVA_Transmission | MISO_MO-IL | Internal | Shoulder | B11 | 25 | 4000 | 0 | 53.88 | 47.68 | 9 | 0
2015 | TVA_Transmission_2_MISO_MO-IL | TVA_Transmission | MISO_MO-IL | Internal | Shoulder | B12 | 200 | 4000 | 0 | 43.58 | 40.4 | 9 | 0
2015 | TVA_Transmission_2_MISO_MO-IL | TVA_Transmission | MISO_MO-IL | Internal | Shoulder | B13 | 600 | 4000 | 0 | 41.23 | 37.73 | 9 | 0
2015 | TVA_Transmission_2_MISO_MO-IL | TVA_Transmission | MISO_MO-IL | Internal | Shoulder | B14 | 900 | 4000 | 0 | 40.15 | 35.86 | 9 | 0
2015 | TVA_Transmission_2_MISO_MO-IL | TVA_Transmission | MISO_MO-IL | Internal | Shoulder | B15 | 1203 | 4000 | 0 | 39.13 | 33.42 | 9 | 0
2015 | TVA_Transmission_2_MISO_MO-IL | TVA_Transmission | MISO_MO-IL | Internal | Summer | B1 | 10 | 4000 | 0 | 66.15 | 58.15 | 9 | 0
2015 | TVA_Transmission_2_MISO_MO-IL | TVA_Transmission | MISO_MO-IL | Internal | Summer | B2 | 25 | 4000 | 0 | 64.45 | 56.45 | 9 | 0
2015 | TVA_Transmission_2_MISO_MO-IL | TVA_Transmission | MISO_MO-IL | Internal | Summer | B3 | 75 | 4000 | 0 | 62.94 | 56.4 | 9 | 0
2015 | TVA_Transmission_2_MISO_MO-IL | TVA_Transmission | MISO_MO-IL | Internal | Summer | B4 | 100 | 4000 | 0 | 59.97 | 53.19 | 9 | 0
2015 | TVA_Transmission_2_MISO_MO-IL | TVA_Transmission | MISO_MO-IL | Internal | Summer | B5 | 200 | 4000 | 0 | 53.16 | 45.81 | 9 | 0
2015 | TVA_Transmission_2_MISO_MO-IL | TVA_Transmission | MISO_MO-IL | Internal | Summer | B6 | 300 | 4000 | 0 | 46.85 | 40.87 | 9 | 0
2015 | TVA_Transmission_2_MISO_MO-IL | TVA_Transmission | MISO_MO-IL | Internal | Summer | B7 | 400 | 4000 | 0 | 42.76 | 36.3 | 9 | 0
2015 | TVA_Transmission_2_MISO_MO-IL | TVA_Transmission | MISO_MO-IL | Internal | Summer | B8 | 500 | 4000 | 0 | 39.17 | 34.27 | 9 | 0
2015 | TVA_Transmission_2_MISO_MO-IL | TVA_Transmission | MISO_MO-IL | Internal | Summer | B9 | 800 | 4000 | 0 | 38.38 | 32.92 | 9 | 0
2015 | TVA_Transmission_2_MISO_MO-IL | TVA_Transmission | MISO_MO-IL | Internal | Summer | B10 | 1262 | 4000 | 0 | 36.57 | 31.66 | 9 | 0
2015 | TVA_Transmission_2_MISO_MO-IL | TVA_Transmission | MISO_MO-IL | Internal | Winter | B16 | 25 | 4000 | 0 | 55.27 | 47.27 | 9 | 0
2015 | TVA_Transmission_2_MISO_MO-IL | TVA_Transmission | MISO_MO-IL | Internal | Winter | B17 | 100 | 4000 | 0 | 45.91 | 41.6 | 9 | 0
2015 | TVA_Transmission_2_MISO_MO-IL | TVA_Transmission | MISO_MO-IL | Internal | Winter | B18 | 400 | 4000 | 0 | 41.82 | 37.73 | 9 | 0
2015 | TVA_Transmission_2_MISO_MO-IL | TVA_Transmission | MISO_MO-IL | Internal | Winter | B19 | 700 | 4000 | 0 | 40.33 | 36.16 | 9 | 0
2015 | TVA_Transmission_2_MISO_MO-IL | TVA_Transmission | MISO_MO-IL | Internal | Winter | B20 | 935 | 4000 | 0 | 39.11 | 33.43 | 9 | 0
2015 | TVA_Transmission_2_NonRTO_Midwest | TVA_Transmission | NonRTO_Midwest | Internal | Shoulder | B11 | 25 | 700 | 0 | 53.88 | 55.69 | 9 | 0
2015 | TVA_Transmission_2_NonRTO_Midwest | TVA_Transmission | NonRTO_Midwest | Internal | Shoulder | B12 | 200 | 700 | 0 | 43.58 | 48.41 | 9 | 0
2015 | TVA_Transmission_2_NonRTO_Midwest | TVA_Transmission | NonRTO_Midwest | Internal | Shoulder | B13 | 600 | 700 | 0 | 41.23 | 41.24 | 9 | 0
2015 | TVA_Transmission_2_NonRTO_Midwest | TVA_Transmission | NonRTO_Midwest | Internal | Shoulder | B14 | 900 | 700 | 0 | 40.15 | 35.6 | 9 | 0
2015 | TVA_Transmission_2_NonRTO_Midwest | TVA_Transmission | NonRTO_Midwest | Internal | Shoulder | B15 | 1203 | 700 | 0 | 39.13 | 34.56 | 9 | 0
2015 | TVA_Transmission_2_NonRTO_Midwest | TVA_Transmission | NonRTO_Midwest | Internal | Summer | B1 | 10 | 700 | 0 | 66.15 | 63.37 | 9 | 0
2015 | TVA_Transmission_2_NonRTO_Midwest | TVA_Transmission | NonRTO_Midwest | Internal | Summer | B2 | 25 | 700 | 0 | 64.45 | 63.37 | 9 | 0
2015 | TVA_Transmission_2_NonRTO_Midwest | TVA_Transmission | NonRTO_Midwest | Internal | Summer | B3 | 75 | 700 | 0 | 62.94 | 63.37 | 9 | 0
2015 | TVA_Transmission_2_NonRTO_Midwest | TVA_Transmission | NonRTO_Midwest | Internal | Summer | B4 | 100 | 700 | 0 | 59.97 | 61.18 | 9 | 0
2015 | TVA_Transmission_2_NonRTO_Midwest | TVA_Transmission | NonRTO_Midwest | Internal | Summer | B5 | 200 | 700 | 0 | 53.16 | 53.81 | 9 | 0
2015 | TVA_Transmission_2_NonRTO_Midwest | TVA_Transmission | NonRTO_Midwest | Internal | Summer | B6 | 300 | 700 | 0 | 46.85 | 38.85 | 9 | 0
2015 | TVA_Transmission_2_NonRTO_Midwest | TVA_Transmission | NonRTO_Midwest | Internal | Summer | B7 | 400 | 700 | 0 | 42.76 | 35.6 | 9 | 0
2015 | TVA_Transmission_2_NonRTO_Midwest | TVA_Transmission | NonRTO_Midwest | Internal | Summer | B8 | 500 | 700 | 0 | 39.17 | 34.56 | 9 | 0
2015 | TVA_Transmission_2_NonRTO_Midwest | TVA_Transmission | NonRTO_Midwest | Internal | Summer | B9 | 800 | 700 | 0 | 38.38 | 34.56 | 9 | 0
2015 | TVA_Transmission_2_NonRTO_Midwest | TVA_Transmission | NonRTO_Midwest | Internal | Summer | B10 | 1262 | 700 | 0 | 36.57 | 33.74 | 9 | 0
2015 | TVA_Transmission_2_NonRTO_Midwest | TVA_Transmission | NonRTO_Midwest | Internal | Winter | B16 | 25 | 700 | 0 | 55.27 | 55.28 | 9 | 0
2015 | TVA_Transmission_2_NonRTO_Midwest | TVA_Transmission | NonRTO_Midwest | Internal | Winter | B17 | 100 | 700 | 0 | 45.91 | 50.67 | 9 | 0
2015 | TVA_Transmission_2_NonRTO_Midwest | TVA_Transmission | NonRTO_Midwest | Internal | Winter | B18 | 400 | 700 | 0 | 41.82 | 42.62 | 9 | 0
2015 | TVA_Transmission_2_NonRTO_Midwest | TVA_Transmission | NonRTO_Midwest | Internal | Winter | B19 | 700 | 700 | 0 | 40.33 | 35.6 | 9 | 0
2015 | TVA_Transmission_2_NonRTO_Midwest | TVA_Transmission | NonRTO_Midwest | Internal | Winter | B20 | 935 | 700 | 0 | 39.11 | 34.56 | 9 | 0
2015 | TVA_Transmission_2_PJM_ROR | TVA_Transmission | PJM_ROR | Internal | Shoulder | B11 | 25 | 2000 | 0 | 53.88 | 48.18 | 9 | 0
2015 | TVA_Transmission_2_PJM_ROR | TVA_Transmission | PJM_ROR | Internal | Shoulder | B12 | 200 | 2000 | 0 | 43.58 | 42.4 | 9 | 0
2015 | TVA_Transmission_2_PJM_ROR | TVA_Transmission | PJM_ROR | Internal | Shoulder | B13 | 600 | 2000 | 0 | 41.23 | 39.74 | 9 | 0
2015 | TVA_Transmission_2_PJM_ROR | TVA_Transmission | PJM_ROR | Internal | Shoulder | B14 | 900 | 2000 | 0 | 40.15 | 37.87 | 9 | 0
2015 | TVA_Transmission_2_PJM_ROR | TVA_Transmission | PJM_ROR | Internal | Shoulder | B15 | 1203 | 2000 | 0 | 39.13 | 34.35 | 9 | 0
2015 | TVA_Transmission_2_PJM_ROR | TVA_Transmission | PJM_ROR | Internal | Summer | B1 | 10 | 2000 | 0 | 66.15 | 60.15 | 9 | 0
2015 | TVA_Transmission_2_PJM_ROR | TVA_Transmission | PJM_ROR | Internal | Summer | B2 | 25 | 2000 | 0 | 64.45 | 58.45 | 9 | 0
2015 | TVA_Transmission_2_PJM_ROR | TVA_Transmission | PJM_ROR | Internal | Summer | B3 | 75 | 2000 | 0 | 62.94 | 56.94 | 9 | 0
2015 | TVA_Transmission_2_PJM_ROR | TVA_Transmission | PJM_ROR | Internal | Summer | B4 | 100 | 2000 | 0 | 59.97 | 53.97 | 9 | 0
2015 | TVA_Transmission_2_PJM_ROR | TVA_Transmission | PJM_ROR | Internal | Summer | B5 | 200 | 2000 | 0 | 53.16 | 47.81 | 9 | 0
2015 | TVA_Transmission_2_PJM_ROR | TVA_Transmission | PJM_ROR | Internal | Summer | B6 | 300 | 2000 | 0 | 46.85 | 42.85 | 9 | 0
2015 | TVA_Transmission_2_PJM_ROR | TVA_Transmission | PJM_ROR | Internal | Summer | B7 | 400 | 2000 | 0 | 42.76 | 38.31 | 9 | 0
2015 | TVA_Transmission_2_PJM_ROR | TVA_Transmission | PJM_ROR | Internal | Summer | B8 | 500 | 2000 | 0 | 39.17 | 36.28 | 9 | 0
2015 | TVA_Transmission_2_PJM_ROR | TVA_Transmission | PJM_ROR | Internal | Summer | B9 | 800 | 2000 | 0 | 38.38 | 34.73 | 9 | 0
2015 | TVA_Transmission_2_PJM_ROR | TVA_Transmission | PJM_ROR | Internal | Summer | B10 | 1262 | 2000 | 0 | 36.57 | 32.67 | 9 | 0
2015 | TVA_Transmission_2_PJM_ROR | TVA_Transmission | PJM_ROR | Internal | Winter | B16 | 25 | 2000 | 0 | 55.27 | 49.27 | 9 | 0
2015 | TVA_Transmission_2_PJM_ROR | TVA_Transmission | PJM_ROR | Internal | Winter | B17 | 100 | 2000 | 0 | 45.91 | 44.67 | 9 | 0
2015 | TVA_Transmission_2_PJM_ROR | TVA_Transmission | PJM_ROR | Internal | Winter | B18 | 400 | 2000 | 0 | 41.82 | 39.74 | 9 | 0
2015 | TVA_Transmission_2_PJM_ROR | TVA_Transmission | PJM_ROR | Internal | Winter | B19 | 700 | 2000 | 0 | 40.33 | 38.16 | 9 | 0
2015 | TVA_Transmission_2_PJM_ROR | TVA_Transmission | PJM_ROR | Internal | Winter | B20 | 935 | 2000 | 0 | 39.11 | 34.29 | 9 | 0
2015 | TVA_Transmission_2_SOCO | TVA_Transmission | SOCO | Internal | Shoulder | B11 | 25 | 3200 | 0 | 53.88 | 61.24 | 9 | 0
2015 | TVA_Transmission_2_SOCO | TVA_Transmission | SOCO | Internal | Shoulder | B12 | 200 | 3200 | 0 | 43.58 | 44.72 | 9 | 0
2015 | TVA_Transmission_2_SOCO | TVA_Transmission | SOCO | Internal | Shoulder | B13 | 600 | 3200 | 0 | 41.23 | 40.4 | 9 | 0
2015 | TVA_Transmission_2_SOCO | TVA_Transmission | SOCO | Internal | Shoulder | B14 | 900 | 3200 | 0 | 40.15 | 40.4 | 9 | 0
2015 | TVA_Transmission_2_SOCO | TVA_Transmission | SOCO | Internal | Shoulder | B15 | 1203 | 3200 | 0 | 39.13 | 39.02 | 9 | 0
2015 | TVA_Transmission_2_SOCO | TVA_Transmission | SOCO | Internal | Summer | B1 | 10 | 3200 | 0 | 66.15 | 66.15 | 9 | 0
2015 | TVA_Transmission_2_SOCO | TVA_Transmission | SOCO | Internal | Summer | B2 | 25 | 3200 | 0 | 64.45 | 64.92 | 9 | 0
2015 | TVA_Transmission_2_SOCO | TVA_Transmission | SOCO | Internal | Summer | B3 | 75 | 3200 | 0 | 62.94 | 64.92 | 9 | 0
2015 | TVA_Transmission_2_SOCO | TVA_Transmission | SOCO | Internal | Summer | B4 | 100 | 3200 | 0 | 59.97 | 64.92 | 9 | 0
2015 | TVA_Transmission_2_SOCO | TVA_Transmission | SOCO | Internal | Summer | B5 | 200 | 3200 | 0 | 53.16 | 61.81 | 9 | 0
2015 | TVA_Transmission_2_SOCO | TVA_Transmission | SOCO | Internal | Summer | B6 | 300 | 3200 | 128.05 | 46.85 | 55.85 | 9 | 0
2015 | TVA_Transmission_2_SOCO | TVA_Transmission | SOCO | Internal | Summer | B7 | 400 | 3200 | 0 | 42.76 | 51.31 | 9 | 0
2015 | TVA_Transmission_2_SOCO | TVA_Transmission | SOCO | Internal | Summer | B8 | 500 | 3200 | 0 | 39.17 | 44.89 | 9 | 0
2015 | TVA_Transmission_2_SOCO | TVA_Transmission | SOCO | Internal | Summer | B9 | 800 | 3200 | 0 | 38.38 | 39.22 | 9 | 0
2015 | TVA_Transmission_2_SOCO | TVA_Transmission | SOCO | Internal | Summer | B10 | 1262 | 3200 | 0 | 36.57 | 37.88 | 9 | 0
2015 | TVA_Transmission_2_SOCO | TVA_Transmission | SOCO | Internal | Winter | B16 | 25 | 3200 | 0 | 55.27 | 61.36 | 9 | 0
2015 | TVA_Transmission_2_SOCO | TVA_Transmission | SOCO | Internal | Winter | B17 | 100 | 3200 | 0 | 45.91 | 48.38 | 9 | 0
2015 | TVA_Transmission_2_SOCO | TVA_Transmission | SOCO | Internal | Winter | B18 | 400 | 3200 | 0 | 41.82 | 42.8 | 9 | 0
2015 | TVA_Transmission_2_SOCO | TVA_Transmission | SOCO | Internal | Winter | B19 | 700 | 3200 | 0 | 40.33 | 41.98 | 9 | 0
2015 | TVA_Transmission_2_SOCO | TVA_Transmission | SOCO | Internal | Winter | B20 | 935 | 3200 | 0 | 39.11 | 41.33 | 9 | 0
2015 | TVA_Transmission_2_TVA | TVA_Transmission | TVA | Internal | Shoulder | B11 | 25 | 99999 | 0.02 | 53.88 | 53.58 | 0.01 | 0
2015 | TVA_Transmission_2_TVA | TVA_Transmission | TVA | Internal | Shoulder | B12 | 200 | 99999 | 0 | 43.58 | 40.02 | 0.01 | 0
2015 | TVA_Transmission_2_TVA | TVA_Transmission | TVA | Internal | Shoulder | B13 | 600 | 99999 | 0 | 41.23 | 38.51 | 0.01 | 0
2015 | TVA_Transmission_2_TVA | TVA_Transmission | TVA | Internal | Shoulder | B14 | 900 | 99999 | 0 | 40.15 | 38.51 | 0.01 | 0
2015 | TVA_Transmission_2_TVA | TVA_Transmission | TVA | Internal | Shoulder | B15 | 1203 | 99999 | 0 | 39.13 | 38.4 | 0.01 | 0
2015 | TVA_Transmission_2_TVA | TVA_Transmission | TVA | Internal | Summer | B1 | 10 | 99999 | 3165.86 | 66.15 | 66.16 | 0.01 | 0
2015 | TVA_Transmission_2_TVA | TVA_Transmission | TVA | Internal | Summer | B2 | 25 | 99999 | 2444.4 | 64.45 | 64.47 | 0.01 | 0
2015 | TVA_Transmission_2_TVA | TVA_Transmission | TVA | Internal | Summer | B3 | 75 | 99999 | 1068.4 | 62.94 | 62.95 | 0.01 | 0
2015 | TVA_Transmission_2_TVA | TVA_Transmission | TVA | Internal | Summer | B4 | 100 | 99999 | 856.41 | 59.97 | 59.98 | 0.01 | 0
2015 | TVA_Transmission_2_TVA | TVA_Transmission | TVA | Internal | Summer | B5 | 200 | 99999 | 0 | 53.16 | 49.31 | 0.01 | 0
2015 | TVA_Transmission_2_TVA | TVA_Transmission | TVA | Internal | Summer | B6 | 300 | 99999 | 0 | 46.85 | 38.85 | 0.01 | 0
2015 | TVA_Transmission_2_TVA | TVA_Transmission | TVA | Internal | Summer | B7 | 400 | 99999 | 0 | 42.76 | 37.16 | 0.01 | 0
2015 | TVA_Transmission_2_TVA | TVA_Transmission | TVA | Internal | Summer | B8 | 500 | 99999 | 0 | 39.17 | 37.16 | 0.01 | 0
2015 | TVA_Transmission_2_TVA | TVA_Transmission | TVA | Internal | Summer | B9 | 800 | 99999 | 0 | 38.38 | 37.16 | 0.01 | 0
2015 | TVA_Transmission_2_TVA | TVA_Transmission | TVA | Internal | Summer | B10 | 1262 | 99999 | 0 | 36.57 | 35.2 | 0.01 | 0
2015 | TVA_Transmission_2_TVA | TVA_Transmission | TVA | Internal | Winter | B16 | 25 | 99999 | 369.48 | 55.27 | 55.28 | 0.01 | 0
2015 | TVA_Transmission_2_TVA | TVA_Transmission | TVA | Internal | Winter | B17 | 100 | 99999 | 0 | 45.91 | 42.52 | 0.01 | 0
2015 | TVA_Transmission_2_TVA | TVA_Transmission | TVA | Internal | Winter | B18 | 400 | 99999 | 0 | 41.82 | 38.31 | 0.01 | 0
2015 | TVA_Transmission_2_TVA | TVA_Transmission | TVA | Internal | Winter | B19 | 700 | 99999 | 0 | 40.33 | 38.31 | 0.01 | 0
2015 | TVA_Transmission_2_TVA | TVA_Transmission | TVA | Internal | Winter | B20 | 935 | 99999 | 0 | 39.11 | 38.31 | 0.01 | 0
2015 | TVA_Transmission_2_VACAR | TVA_Transmission | VACAR | Internal | Shoulder | B11 | 25 | 900 | 0 | 53.88 | 54.24 | 9 | 0
2015 | TVA_Transmission_2_VACAR | TVA_Transmission | VACAR | Internal | Shoulder | B12 | 200 | 900 | 0 | 43.58 | 47.71 | 9 | 0
2015 | TVA_Transmission_2_VACAR | TVA_Transmission | VACAR | Internal | Shoulder | B13 | 600 | 900 | 0 | 41.23 | 44.54 | 9 | 0
2015 | TVA_Transmission_2_VACAR | TVA_Transmission | VACAR | Internal | Shoulder | B14 | 900 | 900 | 0 | 40.15 | 43.6 | 9 | 0
2015 | TVA_Transmission_2_VACAR | TVA_Transmission | VACAR | Internal | Shoulder | B15 | 1203 | 900 | 0 | 39.13 | 41.6 | 9 | 0
2015 | TVA_Transmission_2_VACAR | TVA_Transmission | VACAR | Internal | Summer | B1 | 10 | 900 | 0 | 66.15 | 68.16 | 9 | 0
2015 | TVA_Transmission_2_VACAR | TVA_Transmission | VACAR | Internal | Summer | B2 | 25 | 900 | 0 | 64.45 | 68.16 | 9 | 0
2015 | TVA_Transmission_2_VACAR | TVA_Transmission | VACAR | Internal | Summer | B3 | 75 | 900 | 0 | 62.94 | 68.16 | 9 | 0
2015 | TVA_Transmission_2_VACAR | TVA_Transmission | VACAR | Internal | Summer | B4 | 100 | 900 | 0 | 59.97 | 59.97 | 9 | 0
2015 | TVA_Transmission_2_VACAR | TVA_Transmission | VACAR | Internal | Summer | B5 | 200 | 900 | 0 | 53.16 | 54.81 | 9 | 0
2015 | TVA_Transmission_2_VACAR | TVA_Transmission | VACAR | Internal | Summer | B6 | 300 | 900 | 0 | 46.85 | 48.85 | 9 | 0
2015 | TVA_Transmission_2_VACAR | TVA_Transmission | VACAR | Internal | Summer | B7 | 400 | 900 | 0 | 42.76 | 44.31 | 9 | 0
2015 | TVA_Transmission_2_VACAR | TVA_Transmission | VACAR | Internal | Summer | B8 | 500 | 900 | 0 | 39.17 | 42.75 | 9 | 0
2015 | TVA_Transmission_2_VACAR | TVA_Transmission | VACAR | Internal | Summer | B9 | 800 | 900 | 0 | 38.38 | 41.69 | 9 | 0
2015 | TVA_Transmission_2_VACAR | TVA_Transmission | VACAR | Internal | Summer | B10 | 1262 | 900 | 0 | 36.57 | 39.33 | 9 | 0
2015 | TVA_Transmission_2_VACAR | TVA_Transmission | VACAR | Internal | Winter | B16 | 25 | 900 | 0 | 55.27 | 58.89 | 9 | 0
2015 | TVA_Transmission_2_VACAR | TVA_Transmission | VACAR | Internal | Winter | B17 | 100 | 900 | 0 | 45.91 | 50.67 | 9 | 0
2015 | TVA_Transmission_2_VACAR | TVA_Transmission | VACAR | Internal | Winter | B18 | 400 | 900 | 0 | 41.82 | 45.74 | 9 | 0
2015 | TVA_Transmission_2_VACAR | TVA_Transmission | VACAR | Internal | Winter | B19 | 700 | 900 | 0 | 40.33 | 44.16 | 9 | 0
2015 | TVA_Transmission_2_VACAR | TVA_Transmission | VACAR | Internal | Winter | B20 | 935 | 900 | 0 | 39.11 | 42.38 | 9 | 0
2015 | VACAR_2_PJM_ROR | VACAR | PJM_ROR | Internal | Shoulder | B11 | 25 | 2000 | 0 | 54.24 | 48.18 | 7 | 0
2015 | VACAR_2_PJM_ROR | VACAR | PJM_ROR | Internal | Shoulder | B12 | 200 | 2000 | 0 | 47.71 | 42.4 | 7 | 0
2015 | VACAR_2_PJM_ROR | VACAR | PJM_ROR | Internal | Shoulder | B13 | 600 | 2000 | 0 | 44.54 | 39.74 | 7 | 0
2015 | VACAR_2_PJM_ROR | VACAR | PJM_ROR | Internal | Shoulder | B14 | 900 | 2000 | 0 | 43.6 | 37.87 | 7 | 0
2015 | VACAR_2_PJM_ROR | VACAR | PJM_ROR | Internal | Shoulder | B15 | 1203 | 2000 | 0 | 41.6 | 34.35 | 7 | 0
2015 | VACAR_2_PJM_ROR | VACAR | PJM_ROR | Internal | Summer | B1 | 10 | 2000 | 0 | 68.16 | 60.15 | 7 | 0
2015 | VACAR_2_PJM_ROR | VACAR | PJM_ROR | Internal | Summer | B2 | 25 | 2000 | 0 | 68.16 | 58.45 | 7 | 0
2015 | VACAR_2_PJM_ROR | VACAR | PJM_ROR | Internal | Summer | B3 | 75 | 2000 | 0 | 68.16 | 56.94 | 7 | 0
2015 | VACAR_2_PJM_ROR | VACAR | PJM_ROR | Internal | Summer | B4 | 100 | 2000 | 0 | 59.97 | 53.97 | 7 | 0
2015 | VACAR_2_PJM_ROR | VACAR | PJM_ROR | Internal | Summer | B5 | 200 | 2000 | 0 | 54.81 | 47.81 | 7 | 0
2015 | VACAR_2_PJM_ROR | VACAR | PJM_ROR | Internal | Summer | B6 | 300 | 2000 | 0 | 48.85 | 42.85 | 7 | 0
2015 | VACAR_2_PJM_ROR | VACAR | PJM_ROR | Internal | Summer | B7 | 400 | 2000 | 0 | 44.31 | 38.31 | 7 | 0
2015 | VACAR_2_PJM_ROR | VACAR | PJM_ROR | Internal | Summer | B8 | 500 | 2000 | 0 | 42.75 | 36.28 | 7 | 0
2015 | VACAR_2_PJM_ROR | VACAR | PJM_ROR | Internal | Summer | B9 | 800 | 2000 | 0 | 41.69 | 34.73 | 7 | 0
2015 | VACAR_2_PJM_ROR | VACAR | PJM_ROR | Internal | Summer | B10 | 1262 | 2000 | 0 | 39.33 | 32.67 | 7 | 0
2015 | VACAR_2_PJM_ROR | VACAR | PJM_ROR | Internal | Winter | B16 | 25 | 2000 | 0 | 58.89 | 49.27 | 7 | 0
2015 | VACAR_2_PJM_ROR | VACAR | PJM_ROR | Internal | Winter | B17 | 100 | 2000 | 0 | 50.67 | 44.67 | 7 | 0
2015 | VACAR_2_PJM_ROR | VACAR | PJM_ROR | Internal | Winter | B18 | 400 | 2000 | 0 | 45.74 | 39.74 | 7 | 0
2015 | VACAR_2_PJM_ROR | VACAR | PJM_ROR | Internal | Winter | B19 | 700 | 2000 | 0 | 44.16 | 38.16 | 7 | 0
2015 | VACAR_2_PJM_ROR | VACAR | PJM_ROR | Internal | Winter | B20 | 935 | 2000 | 0 | 42.38 | 34.29 | 7 | 0
2015 | VACAR_2_SOCO | VACAR | SOCO | Internal | Shoulder | B11 | 25 | 3000 | 2579.12 | 54.24 | 61.24 | 7 | 0
2015 | VACAR_2_SOCO | VACAR | SOCO | Internal | Shoulder | B12 | 200 | 3000 | 0 | 47.71 | 44.72 | 7 | 0
2015 | VACAR_2_SOCO | VACAR | SOCO | Internal | Shoulder | B13 | 600 | 3000 | 0 | 44.54 | 40.4 | 7 | 0
2015 | VACAR_2_SOCO | VACAR | SOCO | Internal | Shoulder | B14 | 900 | 3000 | 0 | 43.6 | 40.4 | 7 | 0
2015 | VACAR_2_SOCO | VACAR | SOCO | Internal | Shoulder | B15 | 1203 | 3000 | 0 | 41.6 | 39.02 | 7 | 0
2015 | VACAR_2_SOCO | VACAR | SOCO | Internal | Summer | B1 | 10 | 3000 | 0 | 68.16 | 66.15 | 7 | 0
2015 | VACAR_2_SOCO | VACAR | SOCO | Internal | Summer | B2 | 25 | 3000 | 0 | 68.16 | 64.92 | 7 | 0
2015 | VACAR_2_SOCO | VACAR | SOCO | Internal | Summer | B3 | 75 | 3000 | 0 | 68.16 | 64.92 | 7 | 0
2015 | VACAR_2_SOCO | VACAR | SOCO | Internal | Summer | B4 | 100 | 3000 | 0 | 59.97 | 64.92 | 7 | 0
2015 | VACAR_2_SOCO | VACAR | SOCO | Internal | Summer | B5 | 200 | 3000 | 675.8 | 54.81 | 61.81 | 7 | 0
2015 | VACAR_2_SOCO | VACAR | SOCO | Internal | Summer | B6 | 300 | 3000 | 94.89 | 48.85 | 55.85 | 7 | 0
2015 | VACAR_2_SOCO | VACAR | SOCO | Internal | Summer | B7 | 400 | 3000 | 117.49 | 44.31 | 51.31 | 7 | 0
2015 | VACAR_2_SOCO | VACAR | SOCO | Internal | Summer | B8 | 500 | 3000 | 0 | 42.75 | 44.89 | 7 | 0
2015 | VACAR_2_SOCO | VACAR | SOCO | Internal | Summer | B9 | 800 | 3000 | 0 | 41.69 | 39.22 | 7 | 0
2015 | VACAR_2_SOCO | VACAR | SOCO | Internal | Summer | B10 | 1262 | 3000 | 0 | 39.33 | 37.88 | 7 | 0
2015 | VACAR_2_SOCO | VACAR | SOCO | Internal | Winter | B16 | 25 | 3000 | 0 | 58.89 | 61.36 | 7 | 0
2015 | VACAR_2_SOCO | VACAR | SOCO | Internal | Winter | B17 | 100 | 3000 | 0 | 50.67 | 48.38 | 7 | 0
2015 | VACAR_2_SOCO | VACAR | SOCO | Internal | Winter | B18 | 400 | 3000 | 0 | 45.74 | 42.8 | 7 | 0
2015 | VACAR_2_SOCO | VACAR | SOCO | Internal | Winter | B19 | 700 | 3000 | 0 | 44.16 | 41.98 | 7 | 0
2015 | VACAR_2_SOCO | VACAR | SOCO | Internal | Winter | B20 | 935 | 3000 | 0 | 42.38 | 41.33 | 7 | 0
2015 | VACAR_2_TVA_Transmission | VACAR | TVA_Transmission | Internal | Shoulder | B11 | 25 | 900 | 0 | 54.24 | 53.88 | 7 | 0
2015 | VACAR_2_TVA_Transmission | VACAR | TVA_Transmission | Internal | Shoulder | B12 | 200 | 900 | 0 | 47.71 | 43.58 | 7 | 0
2015 | VACAR_2_TVA_Transmission | VACAR | TVA_Transmission | Internal | Shoulder | B13 | 600 | 900 | 0 | 44.54 | 41.23 | 7 | 0
2015 | VACAR_2_TVA_Transmission | VACAR | TVA_Transmission | Internal | Shoulder | B14 | 900 | 900 | 0 | 43.6 | 40.15 | 7 | 0
2015 | VACAR_2_TVA_Transmission | VACAR | TVA_Transmission | Internal | Shoulder | B15 | 1203 | 900 | 0 | 41.6 | 39.13 | 7 | 0
2015 | VACAR_2_TVA_Transmission | VACAR | TVA_Transmission | Internal | Summer | B1 | 10 | 900 | 0 | 68.16 | 66.15 | 7 | 0
2015 | VACAR_2_TVA_Transmission | VACAR | TVA_Transmission | Internal | Summer | B2 | 25 | 900 | 0 | 68.16 | 64.45 | 7 | 0
2015 | VACAR_2_TVA_Transmission | VACAR | TVA_Transmission | Internal | Summer | B3 | 75 | 900 | 0 | 68.16 | 62.94 | 7 | 0
2015 | VACAR_2_TVA_Transmission | VACAR | TVA_Transmission | Internal | Summer | B4 | 100 | 900 | 0 | 59.97 | 59.97 | 7 | 0
2015 | VACAR_2_TVA_Transmission | VACAR | TVA_Transmission | Internal | Summer | B5 | 200 | 900 | 0 | 54.81 | 53.16 | 7 | 0
2015 | VACAR_2_TVA_Transmission | VACAR | TVA_Transmission | Internal | Summer | B6 | 300 | 900 | 0 | 48.85 | 46.85 | 7 | 0
2015 | VACAR_2_TVA_Transmission | VACAR | TVA_Transmission | Internal | Summer | B7 | 400 | 900 | 0 | 44.31 | 42.76 | 7 | 0
2015 | VACAR_2_TVA_Transmission | VACAR | TVA_Transmission | Internal | Summer | B8 | 500 | 900 | 0 | 42.75 | 39.17 | 7 | 0
2015 | VACAR_2_TVA_Transmission | VACAR | TVA_Transmission | Internal | Summer | B9 | 800 | 900 | 0 | 41.69 | 38.38 | 7 | 0
2015 | VACAR_2_TVA_Transmission | VACAR | TVA_Transmission | Internal | Summer | B10 | 1262 | 900 | 0 | 39.33 | 36.57 | 7 | 0
2015 | VACAR_2_TVA_Transmission | VACAR | TVA_Transmission | Internal | Winter | B16 | 25 | 900 | 0 | 58.89 | 55.27 | 7 | 0
2015 | VACAR_2_TVA_Transmission | VACAR | TVA_Transmission | Internal | Winter | B17 | 100 | 900 | 0 | 50.67 | 45.91 | 7 | 0
2015 | VACAR_2_TVA_Transmission | VACAR | TVA_Transmission | Internal | Winter | B18 | 400 | 900 | 0 | 45.74 | 41.82 | 7 | 0
2015 | VACAR_2_TVA_Transmission | VACAR | TVA_Transmission | Internal | Winter | B19 | 700 | 900 | 0 | 44.16 | 40.33 | 7 | 0
2015 | VACAR_2_TVA_Transmission | VACAR | TVA_Transmission | Internal | Winter | B20 | 935 | 900 | 0 | 42.38 | 39.11 | 7 | 0
2020 | ENT_2_MISO_MO-IL | ENT | MISO_MO-IL | Internal | Shoulder | B11 | 25 | 2260 | 0 | 59.03 | 55.09 | 8 | 0
2020 | ENT_2_MISO_MO-IL | ENT | MISO_MO-IL | Internal | Shoulder | B12 | 200 | 2260 | 0 | 42.44 | 45.28 | 8 | 0
2020 | ENT_2_MISO_MO-IL | ENT | MISO_MO-IL | Internal | Shoulder | B13 | 600 | 2260 | 0 | 41.91 | 41.59 | 8 | 0
2020 | ENT_2_MISO_MO-IL | ENT | MISO_MO-IL | Internal | Shoulder | B14 | 900 | 2260 | 0 | 41.91 | 40.06 | 8 | 0
2020 | ENT_2_MISO_MO-IL | ENT | MISO_MO-IL | Internal | Shoulder | B15 | 1203 | 2260 | 0 | 41.61 | 38.11 | 8 | 0
2020 | ENT_2_MISO_MO-IL | ENT | MISO_MO-IL | Internal | Summer | B1 | 10 | 2260 | 0 | 65.05 | 65.05 | 8 | 0
2020 | ENT_2_MISO_MO-IL | ENT | MISO_MO-IL | Internal | Summer | B2 | 25 | 2260 | 0 | 63.12 | 63.53 | 8 | 0
2020 | ENT_2_MISO_MO-IL | ENT | MISO_MO-IL | Internal | Summer | B3 | 75 | 2260 | 0 | 61.69 | 61.14 | 8 | 0
2020 | ENT_2_MISO_MO-IL | ENT | MISO_MO-IL | Internal | Summer | B4 | 100 | 2260 | 0 | 61.69 | 58.97 | 8 | 0
2020 | ENT_2_MISO_MO-IL | ENT | MISO_MO-IL | Internal | Summer | B5 | 200 | 2260 | 0 | 57.15 | 55.05 | 8 | 0
2020 | ENT_2_MISO_MO-IL | ENT | MISO_MO-IL | Internal | Summer | B6 | 300 | 2260 | 0 | 55.86 | 47.86 | 8 | 0
2020 | ENT_2_MISO_MO-IL | ENT | MISO_MO-IL | Internal | Summer | B7 | 400 | 2260 | 0 | 47.15 | 41.45 | 8 | 0
2020 | ENT_2_MISO_MO-IL | ENT | MISO_MO-IL | Internal | Summer | B8 | 500 | 2260 | 0 | 41.55 | 37.93 | 8 | 0
2020 | ENT_2_MISO_MO-IL | ENT | MISO_MO-IL | Internal | Summer | B9 | 800 | 2260 | 0 | 40.59 | 36.62 | 8 | 0
2020 | ENT_2_MISO_MO-IL | ENT | MISO_MO-IL | Internal | Summer | B10 | 1262 | 2260 | 0 | 40.3 | 36.01 | 8 | 0
2020 | ENT_2_MISO_MO-IL | ENT | MISO_MO-IL | Internal | Winter | B16 | 25 | 2260 | 0 | 60.28 | 56.13 | 8 | 0
2020 | ENT_2_MISO_MO-IL | ENT | MISO_MO-IL | Internal | Winter | B17 | 100 | 2260 | 0 | 44.52 | 46.3 | 8 | 0
2020 | ENT_2_MISO_MO-IL | ENT | MISO_MO-IL | Internal | Winter | B18 | 400 | 2260 | 0 | 44.52 | 42.81 | 8 | 0
2020 | ENT_2_MISO_MO-IL | ENT | MISO_MO-IL | Internal | Winter | B19 | 700 | 2260 | 0 | 44.2 | 40.55 | 8 | 0
2020 | ENT_2_MISO_MO-IL | ENT | MISO_MO-IL | Internal | Winter | B20 | 935 | 2260 | 0 | 43.61 | 37.41 | 8 | 0
2020 | ENT_2_SOCO | ENT | SOCO | Internal | Shoulder | B11 | 25 | 2000 | 0.02 | 59.03 | 66.66 | 8 | 0
2020 | ENT_2_SOCO | ENT | SOCO | Internal | Shoulder | B12 | 200 | 2000 | 0 | 42.44 | 45.83 | 8 | 0
2020 | ENT_2_SOCO | ENT | SOCO | Internal | Shoulder | B13 | 600 | 2000 | 0 | 41.91 | 42.39 | 8 | 0
2020 | ENT_2_SOCO | ENT | SOCO | Internal | Shoulder | B14 | 900 | 2000 | 0 | 41.91 | 42.39 | 8 | 0
2020 | ENT_2_SOCO | ENT | SOCO | Internal | Shoulder | B15 | 1203 | 2000 | 0 | 41.61 | 42.1 | 8 | 0
2020 | ENT_2_SOCO | ENT | SOCO | Internal | Summer | B1 | 10 | 2000 | 97.25 | 65.05 | 73.05 | 8 | 0
2020 | ENT_2_SOCO | ENT | SOCO | Internal | Summer | B2 | 25 | 2000 | 0.07 | 63.12 | 71.02 | 8 | 0
2020 | ENT_2_SOCO | ENT | SOCO | Internal | Summer | B3 | 75 | 2000 | 1188.15 | 61.69 | 69.69 | 8 | 0
2020 | ENT_2_SOCO | ENT | SOCO | Internal | Summer | B4 | 100 | 2000 | 1629.97 | 61.69 | 69.69 | 8 | 0
2020 | ENT_2_SOCO | ENT | SOCO | Internal | Summer | B5 | 200 | 2000 | 2000 | 57.15 | 66.81 | 8 | 1.66
2020 | ENT_2_SOCO | ENT | SOCO | Internal | Summer | B6 | 300 | 2000 | 0 | 55.86 | 61.66 | 8 | 0
2020 | ENT_2_SOCO | ENT | SOCO | Internal | Summer | B7 | 400 | 2000 | 707.2 | 47.15 | 55.15 | 8 | 0
2020 | ENT_2_SOCO | ENT | SOCO | Internal | Summer | B8 | 500 | 2000 | 0 | 41.55 | 45.83 | 8 | 0
2020 | ENT_2_SOCO | ENT | SOCO | Internal | Summer | B9 | 800 | 2000 | 0 | 40.59 | 41.92 | 8 | 0
2020 | ENT_2_SOCO | ENT | SOCO | Internal | Summer | B10 | 1262 | 2000 | 0 | 40.3 | 40.87 | 8 | 0
2020 | ENT_2_SOCO | ENT | SOCO | Internal | Winter | B16 | 25 | 2000 | 1138.33 | 60.28 | 68.28 | 8 | 0
2020 | ENT_2_SOCO | ENT | SOCO | Internal | Winter | B17 | 100 | 2000 | 0 | 44.52 | 46.18 | 8 | 0
2020 | ENT_2_SOCO | ENT | SOCO | Internal | Winter | B18 | 400 | 2000 | 0 | 44.52 | 44.59 | 8 | 0
2020 | ENT_2_SOCO | ENT | SOCO | Internal | Winter | B19 | 700 | 2000 | 0 | 44.2 | 44.59 | 8 | 0
2020 | ENT_2_SOCO | ENT | SOCO | Internal | Winter | B20 | 935 | 2000 | 0 | 43.61 | 44.59 | 8 | 0
2020 | ENT_2_SPP_N | ENT | SPP_N | Internal | Shoulder | B11 | 25 | 1300 | 0 | 59.03 | 62.26 | 8 | 0
2020 | ENT_2_SPP_N | ENT | SPP_N | Internal | Shoulder | B12 | 200 | 1300 | 0 | 42.44 | 42.21 | 8 | 0
2020 | ENT_2_SPP_N | ENT | SPP_N | Internal | Shoulder | B13 | 600 | 1300 | 0 | 41.91 | 41.59 | 8 | 0
2020 | ENT_2_SPP_N | ENT | SPP_N | Internal | Shoulder | B14 | 900 | 1300 | 0 | 41.91 | 40.57 | 8 | 0
2020 | ENT_2_SPP_N | ENT | SPP_N | Internal | Shoulder | B15 | 1203 | 1300 | 0 | 41.61 | 40.19 | 8 | 0
2020 | ENT_2_SPP_N | ENT | SPP_N | Internal | Summer | B1 | 10 | 1300 | 0 | 65.05 | 66.03 | 8 | 0
2020 | ENT_2_SPP_N | ENT | SPP_N | Internal | Summer | B2 | 25 | 1300 | 0 | 63.12 | 66.03 | 8 | 0
2020 | ENT_2_SPP_N | ENT | SPP_N | Internal | Summer | B3 | 75 | 1300 | 0 | 61.69 | 66.03 | 8 | 0
2020 | ENT_2_SPP_N | ENT | SPP_N | Internal | Summer | B4 | 100 | 1300 | 0 | 61.69 | 65.64 | 8 | 0
2020 | ENT_2_SPP_N | ENT | SPP_N | Internal | Summer | B5 | 200 | 1300 | 0 | 57.15 | 62.59 | 8 | 0
2020 | ENT_2_SPP_N | ENT | SPP_N | Internal | Summer | B6 | 300 | 1300 | 0 | 55.86 | 55.86 | 8 | 0
2020 | ENT_2_SPP_N | ENT | SPP_N | Internal | Summer | B7 | 400 | 1300 | 0 | 47.15 | 48.47 | 8 | 0
2020 | ENT_2_SPP_N | ENT | SPP_N | Internal | Summer | B8 | 500 | 1300 | 0 | 41.55 | 41.29 | 8 | 0
2020 | ENT_2_SPP_N | ENT | SPP_N | Internal | Summer | B9 | 800 | 1300 | 0 | 40.59 | 40.2 | 8 | 0
2020 | ENT_2_SPP_N | ENT | SPP_N | Internal | Summer | B10 | 1262 | 1300 | 0 | 40.3 | 36.11 | 8 | 0
2020 | ENT_2_SPP_N | ENT | SPP_N | Internal | Winter | B16 | 25 | 1300 | 0 | 60.28 | 57.63 | 8 | 0
2020 | ENT_2_SPP_N | ENT | SPP_N | Internal | Winter | B17 | 100 | 1300 | 0 | 44.52 | 44.58 | 8 | 0
2020 | ENT_2_SPP_N | ENT | SPP_N | Internal | Winter | B18 | 400 | 1300 | 0 | 44.52 | 43.06 | 8 | 0
2020 | ENT_2_SPP_N | ENT | SPP_N | Internal | Winter | B19 | 700 | 1300 | 0 | 44.2 | 42.83 | 8 | 0
2020 | ENT_2_SPP_N | ENT | SPP_N | Internal | Winter | B20 | 935 | 1300 | 0 | 43.61 | 42.74 | 8 | 0
2020 | ENT_2_SPP_S | ENT | SPP_S | Internal | Shoulder | B11 | 25 | 1300 | 0 | 59.03 | 57.84 | 8 | 0
2020 | ENT_2_SPP_S | ENT | SPP_S | Internal | Shoulder | B12 | 200 | 1300 | 0 | 42.44 | 42.22 | 8 | 0
2020 | ENT_2_SPP_S | ENT | SPP_S | Internal | Shoulder | B13 | 600 | 1300 | 0 | 41.91 | 41.6 | 8 | 0
2020 | ENT_2_SPP_S | ENT | SPP_S | Internal | Shoulder | B14 | 900 | 1300 | 0 | 41.91 | 40.58 | 8 | 0
2020 | ENT_2_SPP_S | ENT | SPP_S | Internal | Shoulder | B15 | 1203 | 1300 | 0 | 41.61 | 40.2 | 8 | 0
2020 | ENT_2_SPP_S | ENT | SPP_S | Internal | Summer | B1 | 10 | 1300 | 0 | 65.05 | 60.05 | 8 | 0
2020 | ENT_2_SPP_S | ENT | SPP_S | Internal | Summer | B2 | 25 | 1300 | 0 | 63.12 | 58.32 | 8 | 0
2020 | ENT_2_SPP_S | ENT | SPP_S | Internal | Summer | B3 | 75 | 1300 | 0 | 61.69 | 58.32 | 8 | 0
2020 | ENT_2_SPP_S | ENT | SPP_S | Internal | Summer | B4 | 100 | 1300 | 0 | 61.69 | 56.69 | 8 | 0
2020 | ENT_2_SPP_S | ENT | SPP_S | Internal | Summer | B5 | 200 | 1300 | 0 | 57.15 | 56.34 | 8 | 0
2020 | ENT_2_SPP_S | ENT | SPP_S | Internal | Summer | B6 | 300 | 1300 | 0 | 55.86 | 55.88 | 8 | 0
2020 | ENT_2_SPP_S | ENT | SPP_S | Internal | Summer | B7 | 400 | 1300 | 0 | 47.15 | 48.48 | 8 | 0
2020 | ENT_2_SPP_S | ENT | SPP_S | Internal | Summer | B8 | 500 | 1300 | 0 | 41.55 | 41.3 | 8 | 0
2020 | ENT_2_SPP_S | ENT | SPP_S | Internal | Summer | B9 | 800 | 1300 | 0 | 40.59 | 40.22 | 8 | 0
2020 | ENT_2_SPP_S | ENT | SPP_S | Internal | Summer | B10 | 1262 | 1300 | 0 | 40.3 | 39.06 | 8 | 0
2020 | ENT_2_SPP_S | ENT | SPP_S | Internal | Winter | B16 | 25 | 1300 | 0 | 60.28 | 57.64 | 8 | 0
2020 | ENT_2_SPP_S | ENT | SPP_S | Internal | Winter | B17 | 100 | 1300 | 0 | 44.52 | 44.6 | 8 | 0
2020 | ENT_2_SPP_S | ENT | SPP_S | Internal | Winter | B18 | 400 | 1300 | 0 | 44.52 | 43.07 | 8 | 0
2020 | ENT_2_SPP_S | ENT | SPP_S | Internal | Winter | B19 | 700 | 1300 | 0 | 44.2 | 42.84 | 8 | 0
2020 | ENT_2_SPP_S | ENT | SPP_S | Internal | Winter | B20 | 935 | 1300 | 0 | 43.61 | 42.75 | 8 | 0
2020 | ENT_2_TVA_Transmission | ENT | TVA_Transmission | Internal | Shoulder | B11 | 25 | 2100 | 0 | 59.03 | 58.67 | 8 | 0
2020 | ENT_2_TVA_Transmission | ENT | TVA_Transmission | Internal | Shoulder | B12 | 200 | 2100 | 0 | 42.44 | 47.59 | 8 | 0
2020 | ENT_2_TVA_Transmission | ENT | TVA_Transmission | Internal | Shoulder | B13 | 600 | 2100 | 0 | 41.91 | 44.86 | 8 | 0
2020 | ENT_2_TVA_Transmission | ENT | TVA_Transmission | Internal | Shoulder | B14 | 900 | 2100 | 0 | 41.91 | 43.54 | 8 | 0
2020 | ENT_2_TVA_Transmission | ENT | TVA_Transmission | Internal | Shoulder | B15 | 1203 | 2100 | 0 | 41.61 | 42.37 | 8 | 0
2020 | ENT_2_TVA_Transmission | ENT | TVA_Transmission | Internal | Summer | B1 | 10 | 2100 | 459.03 | 65.05 | 73.05 | 8 | 0
2020 | ENT_2_TVA_Transmission | ENT | TVA_Transmission | Internal | Summer | B2 | 25 | 2100 | 276.48 | 63.12 | 71.12 | 8 | 0
2020 | ENT_2_TVA_Transmission | ENT | TVA_Transmission | Internal | Summer | B3 | 75 | 2100 | 0 | 61.69 | 67.16 | 8 | 0
2020 | ENT_2_TVA_Transmission | ENT | TVA_Transmission | Internal | Summer | B4 | 100 | 2100 | 0 | 61.69 | 66.94 | 8 | 0
2020 | ENT_2_TVA_Transmission | ENT | TVA_Transmission | Internal | Summer | B5 | 200 | 2100 | 0 | 57.15 | 59.81 | 8 | 0
2020 | ENT_2_TVA_Transmission | ENT | TVA_Transmission | Internal | Summer | B6 | 300 | 2100 | 0 | 55.86 | 53.6 | 8 | 0
2020 | ENT_2_TVA_Transmission | ENT | TVA_Transmission | Internal | Summer | B7 | 400 | 2100 | 0 | 47.15 | 46.41 | 8 | 0
2020 | ENT_2_TVA_Transmission | ENT | TVA_Transmission | Internal | Summer | B8 | 500 | 2100 | 0 | 41.55 | 41.97 | 8 | 0
2020 | ENT_2_TVA_Transmission | ENT | TVA_Transmission | Internal | Summer | B9 | 800 | 2100 | 0 | 40.59 | 41.47 | 8 | 0
2020 | ENT_2_TVA_Transmission | ENT | TVA_Transmission | Internal | Summer | B10 | 1262 | 2100 | 0 | 40.3 | 39.03 | 8 | 0
2020 | ENT_2_TVA_Transmission | ENT | TVA_Transmission | Internal | Winter | B16 | 25 | 2100 | 0 | 60.28 | 64.13 | 8 | 0
2020 | ENT_2_TVA_Transmission | ENT | TVA_Transmission | Internal | Winter | B17 | 100 | 2100 | 0 | 44.52 | 49.55 | 8 | 0
2020 | ENT_2_TVA_Transmission | ENT | TVA_Transmission | Internal | Winter | B18 | 400 | 2100 | 0 | 44.52 | 46.55 | 8 | 0
2020 | ENT_2_TVA_Transmission | ENT | TVA_Transmission | Internal | Winter | B19 | 700 | 2100 | 0 | 44.2 | 44.83 | 8 | 0
2020 | ENT_2_TVA_Transmission | ENT | TVA_Transmission | Internal | Winter | B20 | 935 | 2100 | 0 | 43.61 | 43.21 | 8 | 0
2020 | FRCC_2_SOCO | FRCC | SOCO | Internal | Shoulder | B11 | 25 | 900 | 0 | 76.66 | 66.66 | 8 | 0
2020 | FRCC_2_SOCO | FRCC | SOCO | Internal | Shoulder | B12 | 200 | 900 | 0 | 55.83 | 45.83 | 8 | 0
2020 | FRCC_2_SOCO | FRCC | SOCO | Internal | Shoulder | B13 | 600 | 900 | 0 | 49.12 | 42.39 | 8 | 0
2020 | FRCC_2_SOCO | FRCC | SOCO | Internal | Shoulder | B14 | 900 | 900 | 0 | 48.83 | 42.39 | 8 | 0
2020 | FRCC_2_SOCO | FRCC | SOCO | Internal | Shoulder | B15 | 1203 | 900 | 0 | 46.83 | 42.1 | 8 | 0
2020 | FRCC_2_SOCO | FRCC | SOCO | Internal | Summer | B1 | 10 | 900 | 0 | 76.76 | 73.05 | 8 | 0
2020 | FRCC_2_SOCO | FRCC | SOCO | Internal | Summer | B2 | 25 | 900 | 0 | 76.76 | 71.02 | 8 | 0
2020 | FRCC_2_SOCO | FRCC | SOCO | Internal | Summer | B3 | 75 | 900 | 0 | 76.76 | 69.69 | 8 | 0
2020 | FRCC_2_SOCO | FRCC | SOCO | Internal | Summer | B4 | 100 | 900 | 0 | 76.76 | 69.69 | 8 | 0
2020 | FRCC_2_SOCO | FRCC | SOCO | Internal | Summer | B5 | 200 | 900 | 0 | 75.61 | 66.81 | 8 | 0
2020 | FRCC_2_SOCO | FRCC | SOCO | Internal | Summer | B6 | 300 | 900 | 0 | 65.15 | 61.66 | 8 | 0
2020 | FRCC_2_SOCO | FRCC | SOCO | Internal | Summer | B7 | 400 | 900 | 0 | 65.15 | 55.15 | 8 | 0
2020 | FRCC_2_SOCO | FRCC | SOCO | Internal | Summer | B8 | 500 | 900 | 0 | 55.83 | 45.83 | 8 | 0
2020 | FRCC_2_SOCO | FRCC | SOCO | Internal | Summer | B9 | 800 | 900 | 0 | 48.1 | 41.92 | 8 | 0
2020 | FRCC_2_SOCO | FRCC | SOCO | Internal | Summer | B10 | 1262 | 900 | 0 | 46.13 | 40.87 | 8 | 0
2020 | FRCC_2_SOCO | FRCC | SOCO | Internal | Winter | B16 | 25 | 900 | 0 | 76.97 | 68.28 | 8 | 0
2020 | FRCC_2_SOCO | FRCC | SOCO | Internal | Winter | B17 | 100 | 900 | 0 | 56.18 | 46.18 | 8 | 0
2020 | FRCC_2_SOCO | FRCC | SOCO | Internal | Winter | B18 | 400 | 900 | 0 | 51.07 | 44.59 | 8 | 0
2020 | FRCC_2_SOCO | FRCC | SOCO | Internal | Winter | B19 | 700 | 900 | 0 | 51.07 | 44.59 | 8 | 0
2020 | FRCC_2_SOCO | FRCC | SOCO | Internal | Winter | B20 | 935 | 900 | 0 | 48.97 | 44.59 | 8 | 0
2020 | HQ_NEISO_2_NEISO | HQ_NEISO | NEISO | Internal | Shoulder | B11 | 25 | 99999 | 2920 | 37.66 | 37.67 | 0.01 | 0
2020 | HQ_NEISO_2_NEISO | HQ_NEISO | NEISO | Internal | Shoulder | B12 | 200 | 99999 | 2920 | 37.66 | 37.67 | 0.01 | 0
2020 | HQ_NEISO_2_NEISO | HQ_NEISO | NEISO | Internal | Shoulder | B13 | 600 | 99999 | 2920 | 37.66 | 37.67 | 0.01 | 0
2020 | HQ_NEISO_2_NEISO | HQ_NEISO | NEISO | Internal | Shoulder | B14 | 900 | 99999 | 2920 | 37.66 | 37.67 | 0.01 | 0
2020 | HQ_NEISO_2_NEISO | HQ_NEISO | NEISO | Internal | Shoulder | B15 | 1203 | 99999 | 1143.24 | 37.66 | 37.67 | 0.01 | 0
2020 | HQ_NEISO_2_NEISO | HQ_NEISO | NEISO | Internal | Summer | B1 | 10 | 99999 | 2920 | 76.06 | 76.08 | 0.01 | 0
2020 | HQ_NEISO_2_NEISO | HQ_NEISO | NEISO | Internal | Summer | B2 | 25 | 99999 | 2920 | 58.39 | 58.41 | 0.01 | 0
2020 | HQ_NEISO_2_NEISO | HQ_NEISO | NEISO | Internal | Summer | B3 | 75 | 99999 | 2920 | 50.11 | 50.12 | 0.01 | 0
2020 | HQ_NEISO_2_NEISO | HQ_NEISO | NEISO | Internal | Summer | B4 | 100 | 99999 | 2920 | 42.8 | 42.81 | 0.01 | 0
2020 | HQ_NEISO_2_NEISO | HQ_NEISO | NEISO | Internal | Summer | B5 | 200 | 99999 | 2920 | 38.65 | 38.67 | 0.01 | 0
2020 | HQ_NEISO_2_NEISO | HQ_NEISO | NEISO | Internal | Summer | B6 | 300 | 99999 | 2920 | 34.89 | 34.9 | 0.01 | 0
2020 | HQ_NEISO_2_NEISO | HQ_NEISO | NEISO | Internal | Summer | B7 | 400 | 99999 | 2920 | 34.89 | 34.9 | 0.01 | 0
2020 | HQ_NEISO_2_NEISO | HQ_NEISO | NEISO | Internal | Summer | B8 | 500 | 99999 | 2920 | 34.89 | 34.9 | 0.01 | 0
2020 | HQ_NEISO_2_NEISO | HQ_NEISO | NEISO | Internal | Summer | B9 | 800 | 99999 | 2920 | 34.89 | 34.9 | 0.01 | 0
2020 | HQ_NEISO_2_NEISO | HQ_NEISO | NEISO | Internal | Summer | B10 | 1262 | 99999 | 795.94 | 34.89 | 34.9 | 0.01 | 0
2020 | HQ_NEISO_2_NEISO | HQ_NEISO | NEISO | Internal | Winter | B16 | 25 | 99999 | 2920 | 46.26 | 46.27 | 0.01 | 0
2020 | HQ_NEISO_2_NEISO | HQ_NEISO | NEISO | Internal | Winter | B17 | 100 | 99999 | 2920 | 46.26 | 46.27 | 0.01 | 0
2020 | HQ_NEISO_2_NEISO | HQ_NEISO | NEISO | Internal | Winter | B18 | 400 | 99999 | 2920 | 46.26 | 46.27 | 0.01 | 0
2020 | HQ_NEISO_2_NEISO | HQ_NEISO | NEISO | Internal | Winter | B19 | 700 | 99999 | 2920 | 46.26 | 46.27 | 0.01 | 0
2020 | HQ_NEISO_2_NEISO | HQ_NEISO | NEISO | Internal | Winter | B20 | 935 | 99999 | 1233.58 | 46.26 | 46.27 | 0.01 | 0
2020 | HQ_NY_2_NYISO_A-F | HQ_NY | NYISO_A-F | Internal | Shoulder | B11 | 25 | 99999 | 1000 | 43.67 | 43.68 | 0.01 | 0
2020 | HQ_NY_2_NYISO_A-F | HQ_NY | NYISO_A-F | Internal | Shoulder | B12 | 200 | 99999 | 1000 | 43.67 | 43.68 | 0.01 | 0
2020 | HQ_NY_2_NYISO_A-F | HQ_NY | NYISO_A-F | Internal | Shoulder | B13 | 600 | 99999 | 1000 | 40.66 | 40.67 | 0.01 | 0
2020 | HQ_NY_2_NYISO_A-F | HQ_NY | NYISO_A-F | Internal | Shoulder | B14 | 900 | 99999 | 1000 | 40.05 | 40.06 | 0.01 | 0
2020 | HQ_NY_2_NYISO_A-F | HQ_NY | NYISO_A-F | Internal | Shoulder | B15 | 1203 | 99999 | 188.69 | 40.05 | 40.06 | 0.01 | 0
2020 | HQ_NY_2_NYISO_A-F | HQ_NY | NYISO_A-F | Internal | Summer | B1 | 10 | 99999 | 1000 | 59.05 | 59.07 | 0.01 | 0
2020 | HQ_NY_2_NYISO_A-F | HQ_NY | NYISO_A-F | Internal | Summer | B2 | 25 | 99999 | 1000 | 55.39 | 55.41 | 0.01 | 0
2020 | HQ_NY_2_NYISO_A-F | HQ_NY | NYISO_A-F | Internal | Summer | B3 | 75 | 99999 | 1000 | 53.11 | 53.12 | 0.01 | 0
2020 | HQ_NY_2_NYISO_A-F | HQ_NY | NYISO_A-F | Internal | Summer | B4 | 100 | 99999 | 1000 | 45.8 | 45.81 | 0.01 | 0
2020 | HQ_NY_2_NYISO_A-F | HQ_NY | NYISO_A-F | Internal | Summer | B5 | 200 | 99999 | 1000 | 44.73 | 44.74 | 0.01 | 0
2020 | HQ_NY_2_NYISO_A-F | HQ_NY | NYISO_A-F | Internal | Summer | B6 | 300 | 99999 | 1000 | 44.73 | 44.74 | 0.01 | 0
2020 | HQ_NY_2_NYISO_A-F | HQ_NY | NYISO_A-F | Internal | Summer | B7 | 400 | 99999 | 1000 | 42.02 | 42.03 | 0.01 | 0
2020 | HQ_NY_2_NYISO_A-F | HQ_NY | NYISO_A-F | Internal | Summer | B8 | 500 | 99999 | 1000 | 38.59 | 38.6 | 0.01 | 0
2020 | HQ_NY_2_NYISO_A-F | HQ_NY | NYISO_A-F | Internal | Summer | B9 | 800 | 99999 | 1000 | 38.59 | 38.6 | 0.01 | 0
2020 | HQ_NY_2_NYISO_A-F | HQ_NY | NYISO_A-F | Internal | Summer | B10 | 1262 | 99999 | 30.11 | 38.59 | 38.6 | 0.01 | 0
2020 | HQ_NY_2_NYISO_A-F | HQ_NY | NYISO_A-F | Internal | Winter | B16 | 25 | 99999 | 1000 | 48.01 | 48.02 | 0.01 | 0
2020 | HQ_NY_2_NYISO_A-F | HQ_NY | NYISO_A-F | Internal | Winter | B17 | 100 | 99999 | 1000 | 46.25 | 46.26 | 0.01 | 0
2020 | HQ_NY_2_NYISO_A-F | HQ_NY | NYISO_A-F | Internal | Winter | B18 | 400 | 99999 | 1000 | 44.95 | 44.97 | 0.01 | 0
2020 | HQ_NY_2_NYISO_A-F | HQ_NY | NYISO_A-F | Internal | Winter | B19 | 700 | 99999 | 1000 | 44.95 | 44.97 | 0.01 | 0
2020 | HQ_NY_2_NYISO_A-F | HQ_NY | NYISO_A-F | Internal | Winter | B20 | 935 | 99999 | 229.95 | 44.95 | 44.97 | 0.01 | 0
2020 | HQ_IESO_2_IESO | HQ_IESO | IESO | Internal | Shoulder | B11 | 25 | 99999 | 400 | 35.94 | 35.95 | 0.01 | 0
2020 | HQ_IESO_2_IESO | HQ_IESO | IESO | Internal | Shoulder | B12 | 200 | 99999 | 400 | 35.94 | 35.95 | 0.01 | 0
2020 | HQ_IESO_2_IESO | HQ_IESO | IESO | Internal | Shoulder | B13 | 600 | 99999 | 400 | 33.66 | 33.67 | 0.01 | 0
2020 | HQ_IESO_2_IESO | HQ_IESO | IESO | Internal | Shoulder | B14 | 900 | 99999 | 400 | 33.05 | 33.06 | 0.01 | 0
2020 | HQ_IESO_2_IESO | HQ_IESO | IESO | Internal | Shoulder | B15 | 1203 | 99999 | 75.48 | 33.05 | 33.06 | 0.01 | 0
2020 | HQ_IESO_2_IESO | HQ_IESO | IESO | Internal | Summer | B1 | 10 | 99999 | 400 | 52.05 | 52.07 | 0.01 | 0
2020 | HQ_IESO_2_IESO | HQ_IESO | IESO | Internal | Summer | B2 | 25 | 99999 | 400 | 48.39 | 48.41 | 0.01 | 0
2020 | HQ_IESO_2_IESO | HQ_IESO | IESO | Internal | Summer | B3 | 75 | 99999 | 400 | 40.66 | 40.68 | 0.01 | 0
2020 | HQ_IESO_2_IESO | HQ_IESO | IESO | Internal | Summer | B4 | 100 | 99999 | 400 | 38.8 | 38.81 | 0.01 | 0
2020 | HQ_IESO_2_IESO | HQ_IESO | IESO | Internal | Summer | B5 | 200 | 99999 | 400 | 37.73 | 37.74 | 0.01 | 0
2020 | HQ_IESO_2_IESO | HQ_IESO | IESO | Internal | Summer | B6 | 300 | 99999 | 400 | 37.73 | 37.74 | 0.01 | 0
2020 | HQ_IESO_2_IESO | HQ_IESO | IESO | Internal | Summer | B7 | 400 | 99999 | 400 | 35.02 | 35.03 | 0.01 | 0
2020 | HQ_IESO_2_IESO | HQ_IESO | IESO | Internal | Summer | B8 | 500 | 99999 | 400 | 31.59 | 31.6 | 0.01 | 0
2020 | HQ_IESO_2_IESO | HQ_IESO | IESO | Internal | Summer | B9 | 800 | 99999 | 400 | 31.59 | 31.6 | 0.01 | 0
2020 | HQ_IESO_2_IESO | HQ_IESO | IESO | Internal | Summer | B10 | 1262 | 99999 | 12.04 | 31.59 | 31.6 | 0.01 | 0
2020 | HQ_IESO_2_IESO | HQ_IESO | IESO | Internal | Winter | B16 | 25 | 99999 | 400 | 41.01 | 41.02 | 0.01 | 0
2020 | HQ_IESO_2_IESO | HQ_IESO | IESO | Internal | Winter | B17 | 100 | 99999 | 400 | 39.25 | 39.26 | 0.01 | 0
2020 | HQ_IESO_2_IESO | HQ_IESO | IESO | Internal | Winter | B18 | 400 | 99999 | 400 | 37.95 | 37.97 | 0.01 | 0
2020 | HQ_IESO_2_IESO | HQ_IESO | IESO | Internal | Winter | B19 | 700 | 99999 | 400 | 37.95 | 37.97 | 0.01 | 0
2020 | HQ_IESO_2_IESO | HQ_IESO | IESO | Internal | Winter | B20 | 935 | 99999 | 91.98 | 37.95 | 37.97 | 0.01 | 0
2020 | IESO_2_MAPP_CA | IESO | MAPP_CA | Internal | Shoulder | B11 | 25 | 262 | 262 | 35.95 | 48.25 | 7 | 5.3
2020 | IESO_2_MAPP_CA | IESO | MAPP_CA | Internal | Shoulder | B12 | 200 | 262 | 262 | 35.95 | 45.26 | 7 | 2.31
2020 | IESO_2_MAPP_CA | IESO | MAPP_CA | Internal | Shoulder | B13 | 600 | 262 | 262 | 33.67 | 41.57 | 7 | 0.9
2020 | IESO_2_MAPP_CA | IESO | MAPP_CA | Internal | Shoulder | B14 | 900 | 262 | 0 | 33.06 | 40.04 | 7 | 0
2020 | IESO_2_MAPP_CA | IESO | MAPP_CA | Internal | Shoulder | B15 | 1203 | 262 | 0 | 33.06 | 40.04 | 7 | 0
2020 | IESO_2_MAPP_CA | IESO | MAPP_CA | Internal | Summer | B1 | 10 | 262 | 0 | 52.07 | 51.05 | 7 | 0
2020 | IESO_2_MAPP_CA | IESO | MAPP_CA | Internal | Summer | B2 | 25 | 262 | 0 | 48.41 | 50.47 | 7 | 0
2020 | IESO_2_MAPP_CA | IESO | MAPP_CA | Internal | Summer | B3 | 75 | 262 | 262 | 40.68 | 49.41 | 7 | 1.74
2020 | IESO_2_MAPP_CA | IESO | MAPP_CA | Internal | Summer | B4 | 100 | 262 | 262 | 38.81 | 49.41 | 7 | 3.6
2020 | IESO_2_MAPP_CA | IESO | MAPP_CA | Internal | Summer | B5 | 200 | 262 | 262 | 37.74 | 49.41 | 7 | 4.67
2020 | IESO_2_MAPP_CA | IESO | MAPP_CA | Internal | Summer | B6 | 300 | 262 | 251.65 | 37.74 | 44.74 | 7 | 0
2020 | IESO_2_MAPP_CA | IESO | MAPP_CA | Internal | Summer | B7 | 400 | 262 | 0 | 35.03 | 41.45 | 7 | 0
2020 | IESO_2_MAPP_CA | IESO | MAPP_CA | Internal | Summer | B8 | 500 | 262 | 0 | 31.6 | 37.9 | 7 | 0
2020 | IESO_2_MAPP_CA | IESO | MAPP_CA | Internal | Summer | B9 | 800 | 262 | 0 | 31.6 | 36.62 | 7 | 0
2020 | IESO_2_MAPP_CA | IESO | MAPP_CA | Internal | Summer | B10 | 1262 | 262 | 0 | 31.6 | 36.62 | 7 | 0
2020 | IESO_2_MAPP_CA | IESO | MAPP_CA | Internal | Winter | B16 | 25 | 262 | 262 | 41.02 | 56.11 | 7 | 8.08
2020 | IESO_2_MAPP_CA | IESO | MAPP_CA | Internal | Winter | B17 | 100 | 262 | 261.87 | 39.26 | 46.27 | 7 | 0.01
2020 | IESO_2_MAPP_CA | IESO | MAPP_CA | Internal | Winter | B18 | 400 | 262 | 0 | 37.97 | 43.04 | 7 | 0
2020 | IESO_2_MAPP_CA | IESO | MAPP_CA | Internal | Winter | B19 | 700 | 262 | 0 | 37.97 | 43.04 | 7 | 0
2020 | IESO_2_MAPP_CA | IESO | MAPP_CA | Internal | Winter | B20 | 935 | 262 | 0 | 37.97 | 43.04 | 7 | 0
2020 | IESO_2_MISO_MI | IESO | MISO_MI | Internal | Shoulder | B11 | 25 | 1840 | 1840 | 35.95 | 55.07 | 7 | 12.12
2020 | IESO_2_MISO_MI | IESO | MISO_MI | Internal | Shoulder | B12 | 200 | 1840 | 1840 | 35.95 | 45.28 | 7 | 2.33
2020 | IESO_2_MISO_MI | IESO | MISO_MI | Internal | Shoulder | B13 | 600 | 1840 | 1840 | 33.67 | 41.59 | 7 | 0.92
2020 | IESO_2_MISO_MI | IESO | MISO_MI | Internal | Shoulder | B14 | 900 | 1840 | 812.13 | 33.06 | 40.06 | 7 | 0
2020 | IESO_2_MISO_MI | IESO | MISO_MI | Internal | Shoulder | B15 | 1203 | 1840 | 0 | 33.06 | 38.11 | 7 | 0
2020 | IESO_2_MISO_MI | IESO | MISO_MI | Internal | Summer | B1 | 10 | 1840 | 1840 | 52.07 | 65.05 | 7 | 5.99
2020 | IESO_2_MISO_MI | IESO | MISO_MI | Internal | Summer | B2 | 25 | 1840 | 1840 | 48.41 | 63.53 | 7 | 8.12
2020 | IESO_2_MISO_MI | IESO | MISO_MI | Internal | Summer | B3 | 75 | 1840 | 1840 | 40.68 | 61.12 | 7 | 13.44
2020 | IESO_2_MISO_MI | IESO | MISO_MI | Internal | Summer | B4 | 100 | 1840 | 1840 | 38.81 | 58.94 | 7 | 13.13
2020 | IESO_2_MISO_MI | IESO | MISO_MI | Internal | Summer | B5 | 200 | 1840 | 1840 | 37.74 | 55.02 | 7 | 10.28
2020 | IESO_2_MISO_MI | IESO | MISO_MI | Internal | Summer | B6 | 300 | 1840 | 1840 | 37.74 | 47.86 | 7 | 3.12
2020 | IESO_2_MISO_MI | IESO | MISO_MI | Internal | Summer | B7 | 400 | 1840 | 0 | 35.03 | 41.45 | 7 | 0
2020 | IESO_2_MISO_MI | IESO | MISO_MI | Internal | Summer | B8 | 500 | 1840 | 0 | 31.6 | 37.93 | 7 | 0
2020 | IESO_2_MISO_MI | IESO | MISO_MI | Internal | Summer | B9 | 800 | 1840 | 0 | 31.6 | 36.62 | 7 | 0
2020 | IESO_2_MISO_MI | IESO | MISO_MI | Internal | Summer | B10 | 1262 | 1840 | 0 | 31.6 | 36.03 | 7 | 0
2020 | IESO_2_MISO_MI | IESO | MISO_MI | Internal | Winter | B16 | 25 | 1840 | 1840 | 41.02 | 56.13 | 7 | 8.11
2020 | IESO_2_MISO_MI | IESO | MISO_MI | Internal | Winter | B17 | 100 | 1840 | 1839.97 | 39.26 | 46.31 | 7 | 0.05
2020 | IESO_2_MISO_MI | IESO | MISO_MI | Internal | Winter | B18 | 400 | 1840 | 0 | 37.97 | 42.82 | 7 | 0
2020 | IESO_2_MISO_MI | IESO | MISO_MI | Internal | Winter | B19 | 700 | 1840 | 0 | 37.97 | 40.55 | 7 | 0
2020 | IESO_2_MISO_MI | IESO | MISO_MI | Internal | Winter | B20 | 935 | 1840 | 0 | 37.97 | 37.41 | 7 | 0
2020 | IESO_2_MISO_W | IESO | MISO_W | Internal | Shoulder | B11 | 25 | 140 | 140 | 35.95 | 55.26 | 7 | 12.31
2020 | IESO_2_MISO_W | IESO | MISO_W | Internal | Shoulder | B12 | 200 | 140 | 140 | 35.95 | 45.27 | 7 | 2.32
2020 | IESO_2_MISO_W | IESO | MISO_W | Internal | Shoulder | B13 | 600 | 140 | 140 | 33.67 | 41.58 | 7 | 0.91
2020 | IESO_2_MISO_W | IESO | MISO_W | Internal | Shoulder | B14 | 900 | 140 | 0.01 | 33.06 | 40.05 | 7 | 0
2020 | IESO_2_MISO_W | IESO | MISO_W | Internal | Shoulder | B15 | 1203 | 140 | 0 | 33.06 | 38.8 | 7 | 0
2020 | IESO_2_MISO_W | IESO | MISO_W | Internal | Summer | B1 | 10 | 140 | 140 | 52.07 | 65.05 | 7 | 5.99
2020 | IESO_2_MISO_W | IESO | MISO_W | Internal | Summer | B2 | 25 | 140 | 140 | 48.41 | 63.7 | 7 | 8.29
2020 | IESO_2_MISO_W | IESO | MISO_W | Internal | Summer | B3 | 75 | 140 | 140 | 40.68 | 63.47 | 7 | 15.79
2020 | IESO_2_MISO_W | IESO | MISO_W | Internal | Summer | B4 | 100 | 140 | 140 | 38.81 | 62.58 | 7 | 16.76
2020 | IESO_2_MISO_W | IESO | MISO_W | Internal | Summer | B5 | 200 | 140 | 140 | 37.74 | 62.58 | 7 | 17.83
2020 | IESO_2_MISO_W | IESO | MISO_W | Internal | Summer | B6 | 300 | 140 | 140 | 37.74 | 48.86 | 7 | 4.12
2020 | IESO_2_MISO_W | IESO | MISO_W | Internal | Summer | B7 | 400 | 140 | 0 | 35.03 | 41.47 | 7 | 0
2020 | IESO_2_MISO_W | IESO | MISO_W | Internal | Summer | B8 | 500 | 140 | 0 | 31.6 | 37.92 | 7 | 0
2020 | IESO_2_MISO_W | IESO | MISO_W | Internal | Summer | B9 | 800 | 140 | 0 | 31.6 | 36.63 | 7 | 0
2020 | IESO_2_MISO_W | IESO | MISO_W | Internal | Summer | B10 | 1262 | 140 | 0 | 31.6 | 36 | 7 | 0
2020 | IESO_2_MISO_W | IESO | MISO_W | Internal | Winter | B16 | 25 | 140 | 140 | 41.02 | 56.12 | 7 | 8.09
2020 | IESO_2_MISO_W | IESO | MISO_W | Internal | Winter | B17 | 100 | 140 | 139.94 | 39.26 | 46.28 | 7 | 0.02
2020 | IESO_2_MISO_W | IESO | MISO_W | Internal | Winter | B18 | 400 | 140 | 0 | 37.97 | 42.82 | 7 | 0
2020 | IESO_2_MISO_W | IESO | MISO_W | Internal | Winter | B19 | 700 | 140 | 0 | 37.97 | 41.76 | 7 | 0
2020 | IESO_2_MISO_W | IESO | MISO_W | Internal | Winter | B20 | 935 | 140 | 0 | 37.97 | 37.43 | 7 | 0
2020 | IESO_2_NYISO_A-F | IESO | NYISO_A-F | Internal | Shoulder | B11 | 25 | 1725 | 1724.99 | 35.95 | 43.68 | 7 | 0.73
2020 | IESO_2_NYISO_A-F | IESO | NYISO_A-F | Internal | Shoulder | B12 | 200 | 1725 | 1725 | 35.95 | 43.68 | 7 | 0.73
2020 | IESO_2_NYISO_A-F | IESO | NYISO_A-F | Internal | Shoulder | B13 | 600 | 1725 | 1386.55 | 33.67 | 40.67 | 7 | 0
2020 | IESO_2_NYISO_A-F | IESO | NYISO_A-F | Internal | Shoulder | B14 | 900 | 1725 | 1489.21 | 33.06 | 40.06 | 7 | 0
2020 | IESO_2_NYISO_A-F | IESO | NYISO_A-F | Internal | Shoulder | B15 | 1203 | 1725 | 948.74 | 33.06 | 40.06 | 7 | 0
2020 | IESO_2_NYISO_A-F | IESO | NYISO_A-F | Internal | Summer | B1 | 10 | 1725 | 956.77 | 52.07 | 59.07 | 7 | 0
2020 | IESO_2_NYISO_A-F | IESO | NYISO_A-F | Internal | Summer | B2 | 25 | 1725 | 1575.88 | 48.41 | 55.41 | 7 | 0
2020 | IESO_2_NYISO_A-F | IESO | NYISO_A-F | Internal | Summer | B3 | 75 | 1725 | 1725 | 40.68 | 53.12 | 7 | 5.45
2020 | IESO_2_NYISO_A-F | IESO | NYISO_A-F | Internal | Summer | B4 | 100 | 1725 | 1633.05 | 38.81 | 45.81 | 7 | 0
2020 | IESO_2_NYISO_A-F | IESO | NYISO_A-F | Internal | Summer | B5 | 200 | 1725 | 1719.78 | 37.74 | 44.74 | 7 | 0
2020 | IESO_2_NYISO_A-F | IESO | NYISO_A-F | Internal | Summer | B6 | 300 | 1725 | 298.38 | 37.74 | 44.74 | 7 | 0
2020 | IESO_2_NYISO_A-F | IESO | NYISO_A-F | Internal | Summer | B7 | 400 | 1725 | 1062.52 | 35.03 | 42.03 | 7 | 0
2020 | IESO_2_NYISO_A-F | IESO | NYISO_A-F | Internal | Summer | B8 | 500 | 1725 | 963.47 | 31.6 | 38.6 | 7 | 0
2020 | IESO_2_NYISO_A-F | IESO | NYISO_A-F | Internal | Summer | B9 | 800 | 1725 | 162.95 | 31.6 | 38.6 | 7 | 0
2020 | IESO_2_NYISO_A-F | IESO | NYISO_A-F | Internal | Summer | B10 | 1262 | 1725 | 85.24 | 31.6 | 38.6 | 7 | 0
2020 | IESO_2_NYISO_A-F | IESO | NYISO_A-F | Internal | Winter | B16 | 25 | 1725 | 1258.33 | 41.02 | 48.02 | 7 | 0
2020 | IESO_2_NYISO_A-F | IESO | NYISO_A-F | Internal | Winter | B17 | 100 | 1725 | 246.34 | 39.26 | 46.26 | 7 | 0
2020 | IESO_2_NYISO_A-F | IESO | NYISO_A-F | Internal | Winter | B18 | 400 | 1725 | 1293.2 | 37.97 | 44.97 | 7 | 0
2020 | IESO_2_NYISO_A-F | IESO | NYISO_A-F | Internal | Winter | B19 | 700 | 1725 | 1139.59 | 37.97 | 44.97 | 7 | 0
2020 | IESO_2_NYISO_A-F | IESO | NYISO_A-F | Internal | Winter | B20 | 935 | 1725 | 1172.12 | 37.97 | 44.97 | 7 | 0
2020 | MAPP_CA_2_IESO | MAPP_CA | IESO | Internal | Shoulder | B11 | 25 | 330 | 0 | 48.25 | 35.95 | 8 | 0
2020 | MAPP_CA_2_IESO | MAPP_CA | IESO | Internal | Shoulder | B12 | 200 | 330 | 0 | 45.26 | 35.95 | 8 | 0
2020 | MAPP_CA_2_IESO | MAPP_CA | IESO | Internal | Shoulder | B13 | 600 | 330 | 0 | 41.57 | 33.67 | 8 | 0
2020 | MAPP_CA_2_IESO | MAPP_CA | IESO | Internal | Shoulder | B14 | 900 | 330 | 0 | 40.04 | 33.06 | 8 | 0
2020 | MAPP_CA_2_IESO | MAPP_CA | IESO | Internal | Shoulder | B15 | 1203 | 330 | 0 | 40.04 | 33.06 | 8 | 0
2020 | MAPP_CA_2_IESO | MAPP_CA | IESO | Internal | Summer | B1 | 10 | 330 | 0 | 51.05 | 52.07 | 8 | 0
2020 | MAPP_CA_2_IESO | MAPP_CA | IESO | Internal | Summer | B2 | 25 | 330 | 0 | 50.47 | 48.41 | 8 | 0
2020 | MAPP_CA_2_IESO | MAPP_CA | IESO | Internal | Summer | B3 | 75 | 330 | 0 | 49.41 | 40.68 | 8 | 0
2020 | MAPP_CA_2_IESO | MAPP_CA | IESO | Internal | Summer | B4 | 100 | 330 | 0 | 49.41 | 38.81 | 8 | 0
2020 | MAPP_CA_2_IESO | MAPP_CA | IESO | Internal | Summer | B5 | 200 | 330 | 0 | 49.41 | 37.74 | 8 | 0
2020 | MAPP_CA_2_IESO | MAPP_CA | IESO | Internal | Summer | B6 | 300 | 330 | 0 | 44.74 | 37.74 | 8 | 0
2020 | MAPP_CA_2_IESO | MAPP_CA | IESO | Internal | Summer | B7 | 400 | 330 | 0 | 41.45 | 35.03 | 8 | 0
2020 | MAPP_CA_2_IESO | MAPP_CA | IESO | Internal | Summer | B8 | 500 | 330 | 0 | 37.9 | 31.6 | 8 | 0
2020 | MAPP_CA_2_IESO | MAPP_CA | IESO | Internal | Summer | B9 | 800 | 330 | 0 | 36.62 | 31.6 | 8 | 0
2020 | MAPP_CA_2_IESO | MAPP_CA | IESO | Internal | Summer | B10 | 1262 | 330 | 0 | 36.62 | 31.6 | 8 | 0
2020 | MAPP_CA_2_IESO | MAPP_CA | IESO | Internal | Winter | B16 | 25 | 330 | 0 | 56.11 | 41.02 | 8 | 0
2020 | MAPP_CA_2_IESO | MAPP_CA | IESO | Internal | Winter | B17 | 100 | 330 | 0 | 46.27 | 39.26 | 8 | 0
2020 | MAPP_CA_2_IESO | MAPP_CA | IESO | Internal | Winter | B18 | 400 | 330 | 0 | 43.04 | 37.97 | 8 | 0
2020 | MAPP_CA_2_IESO | MAPP_CA | IESO | Internal | Winter | B19 | 700 | 330 | 0 | 43.04 | 37.97 | 8 | 0
2020 | MAPP_CA_2_IESO | MAPP_CA | IESO | Internal | Winter | B20 | 935 | 330 | 0 | 43.04 | 37.97 | 8 | 0
2020 | MAPP_CA_2_MAPP_US | MAPP_CA | MAPP_US | Internal | Shoulder | B11 | 25 | 372 | 194.7 | 48.25 | 55.25 | 7 | 0
2020 | MAPP_CA_2_MAPP_US | MAPP_CA | MAPP_US | Internal | Shoulder | B12 | 200 | 372 | 0 | 45.26 | 38.27 | 7 | 0
2020 | MAPP_CA_2_MAPP_US | MAPP_CA | MAPP_US | Internal | Shoulder | B13 | 600 | 372 | 0 | 41.57 | 34.58 | 7 | 0
2020 | MAPP_CA_2_MAPP_US | MAPP_CA | MAPP_US | Internal | Shoulder | B14 | 900 | 372 | 0 | 40.04 | 34.58 | 7 | 0
2020 | MAPP_CA_2_MAPP_US | MAPP_CA | MAPP_US | Internal | Shoulder | B15 | 1203 | 372 | 0 | 40.04 | 34.58 | 7 | 0
2020 | MAPP_CA_2_MAPP_US | MAPP_CA | MAPP_US | Internal | Summer | B1 | 10 | 372 | 287.7 | 51.05 | 58.05 | 7 | 0
2020 | MAPP_CA_2_MAPP_US | MAPP_CA | MAPP_US | Internal | Summer | B2 | 25 | 372 | 173.36 | 50.47 | 57.47 | 7 | 0
2020 | MAPP_CA_2_MAPP_US | MAPP_CA | MAPP_US | Internal | Summer | B3 | 75 | 372 | 372 | 49.41 | 57.47 | 7 | 1.06
2020 | MAPP_CA_2_MAPP_US | MAPP_CA | MAPP_US | Internal | Summer | B4 | 100 | 372 | 372 | 49.41 | 57.14 | 7 | 0.73
2020 | MAPP_CA_2_MAPP_US | MAPP_CA | MAPP_US | Internal | Summer | B5 | 200 | 372 | 0 | 49.41 | 55.58 | 7 | 0
2020 | MAPP_CA_2_MAPP_US | MAPP_CA | MAPP_US | Internal | Summer | B6 | 300 | 372 | 0 | 44.74 | 46.35 | 7 | 0
2020 | MAPP_CA_2_MAPP_US | MAPP_CA | MAPP_US | Internal | Summer | B7 | 400 | 372 | 0 | 41.45 | 34.47 | 7 | 0
2020 | MAPP_CA_2_MAPP_US | MAPP_CA | MAPP_US | Internal | Summer | B8 | 500 | 372 | 0 | 37.9 | 33.19 | 7 | 0
2020 | MAPP_CA_2_MAPP_US | MAPP_CA | MAPP_US | Internal | Summer | B9 | 800 | 372 | 0 | 36.62 | 33.19 | 7 | 0
2020 | MAPP_CA_2_MAPP_US | MAPP_CA | MAPP_US | Internal | Summer | B10 | 1262 | 372 | 0 | 36.62 | 29 | 7 | 0
2020 | MAPP_CA_2_MAPP_US | MAPP_CA | MAPP_US | Internal | Winter | B16 | 25 | 372 | 0 | 56.11 | 49.12 | 7 | 0
2020 | MAPP_CA_2_MAPP_US | MAPP_CA | MAPP_US | Internal | Winter | B17 | 100 | 372 | 0 | 46.27 | 39.28 | 7 | 0
2020 | MAPP_CA_2_MAPP_US | MAPP_CA | MAPP_US | Internal | Winter | B18 | 400 | 372 | 0 | 43.04 | 36.04 | 7 | 0
2020 | MAPP_CA_2_MAPP_US | MAPP_CA | MAPP_US | Internal | Winter | B19 | 700 | 372 | 0 | 43.04 | 36.04 | 7 | 0
2020 | MAPP_CA_2_MAPP_US | MAPP_CA | MAPP_US | Internal | Winter | B20 | 935 | 372 | 0 | 43.04 | 33.83 | 7 | 0
2020 | MAPP_CA_2_MISO_W | MAPP_CA | MISO_W | Internal | Shoulder | B11 | 25 | 1970 | 1970 | 48.25 | 55.26 | 0.01 | 7
2020 | MAPP_CA_2_MISO_W | MAPP_CA | MISO_W | Internal | Shoulder | B12 | 200 | 1970 | 1689.88 | 45.26 | 45.27 | 0.01 | 0
2020 | MAPP_CA_2_MISO_W | MAPP_CA | MISO_W | Internal | Shoulder | B13 | 600 | 1970 | 1392.83 | 41.57 | 41.58 | 0.01 | 0
2020 | MAPP_CA_2_MISO_W | MAPP_CA | MISO_W | Internal | Shoulder | B14 | 900 | 1970 | 136.5 | 40.04 | 40.05 | 0.01 | 0
2020 | MAPP_CA_2_MISO_W | MAPP_CA | MISO_W | Internal | Shoulder | B15 | 1203 | 1970 | 0 | 40.04 | 38.8 | 0.01 | 0
2020 | MAPP_CA_2_MISO_W | MAPP_CA | MISO_W | Internal | Summer | B1 | 10 | 1970 | 1970 | 51.05 | 65.05 | 0.01 | 13.99
2020 | MAPP_CA_2_MISO_W | MAPP_CA | MISO_W | Internal | Summer | B2 | 25 | 1970 | 1970 | 50.47 | 63.7 | 0.01 | 13.22
2020 | MAPP_CA_2_MISO_W | MAPP_CA | MISO_W | Internal | Summer | B3 | 75 | 1970 | 1970 | 49.41 | 63.47 | 0.01 | 14.04
2020 | MAPP_CA_2_MISO_W | MAPP_CA | MISO_W | Internal | Summer | B4 | 100 | 1970 | 1970 | 49.41 | 62.58 | 0.01 | 13.15
2020 | MAPP_CA_2_MISO_W | MAPP_CA | MISO_W | Internal | Summer | B5 | 200 | 1970 | 1970 | 49.41 | 62.58 | 0.01 | 13.15
2020 | MAPP_CA_2_MISO_W | MAPP_CA | MISO_W | Internal | Summer | B6 | 300 | 1970 | 1970 | 44.74 | 48.86 | 0.01 | 4.11
2020 | MAPP_CA_2_MISO_W | MAPP_CA | MISO_W | Internal | Summer | B7 | 400 | 1970 | 1866.67 | 41.45 | 41.47 | 0.01 | 0
2020 | MAPP_CA_2_MISO_W | MAPP_CA | MISO_W | Internal | Summer | B8 | 500 | 1970 | 1677.04 | 37.9 | 37.92 | 0.01 | 0
2020 | MAPP_CA_2_MISO_W | MAPP_CA | MISO_W | Internal | Summer | B9 | 800 | 1970 | 432.09 | 36.62 | 36.63 | 0.01 | 0
2020 | MAPP_CA_2_MISO_W | MAPP_CA | MISO_W | Internal | Summer | B10 | 1262 | 1970 | 0 | 36.62 | 36 | 0.01 | 0
2020 | MAPP_CA_2_MISO_W | MAPP_CA | MISO_W | Internal | Winter | B16 | 25 | 1970 | 1293.31 | 56.11 | 56.12 | 0.01 | 0
2020 | MAPP_CA_2_MISO_W | MAPP_CA | MISO_W | Internal | Winter | B17 | 100 | 1970 | 472.74 | 46.27 | 46.28 | 0.01 | 0
2020 | MAPP_CA_2_MISO_W | MAPP_CA | MISO_W | Internal | Winter | B18 | 400 | 1970 | 0 | 43.04 | 42.82 | 0.01 | 0
2020 | MAPP_CA_2_MISO_W | MAPP_CA | MISO_W | Internal | Winter | B19 | 700 | 1970 | 0 | 43.04 | 41.76 | 0.01 | 0
2020 | MAPP_CA_2_MISO_W | MAPP_CA | MISO_W | Internal | Winter | B20 | 935 | 1970 | 0 | 43.04 | 37.43 | 0.01 | 0
2020 | MAPP_US_2_MAPP_CA | MAPP_US | MAPP_CA | Internal | Shoulder | B11 | 25 | 165 | 0 | 55.25 | 48.25 | 7 | 0
2020 | MAPP_US_2_MAPP_CA | MAPP_US | MAPP_CA | Internal | Shoulder | B12 | 200 | 165 | 0.06 | 38.27 | 45.26 | 7 | 0
2020 | MAPP_US_2_MAPP_CA | MAPP_US | MAPP_CA | Internal | Shoulder | B13 | 600 | 165 | 0.02 | 34.58 | 41.57 | 7 | 0
2020 | MAPP_US_2_MAPP_CA | MAPP_US | MAPP_CA | Internal | Shoulder | B14 | 900 | 165 | 0 | 34.58 | 40.04 | 7 | 0
2020 | MAPP_US_2_MAPP_CA | MAPP_US | MAPP_CA | Internal | Shoulder | B15 | 1203 | 165 | 0 | 34.58 | 40.04 | 7 | 0
2020 | MAPP_US_2_MAPP_CA | MAPP_US | MAPP_CA | Internal | Summer | B1 | 10 | 165 | 0 | 58.05 | 51.05 | 7 | 0
2020 | MAPP_US_2_MAPP_CA | MAPP_US | MAPP_CA | Internal | Summer | B2 | 25 | 165 | 0 | 57.47 | 50.47 | 7 | 0
2020 | MAPP_US_2_MAPP_CA | MAPP_US | MAPP_CA | Internal | Summer | B3 | 75 | 165 | 0 | 57.47 | 49.41 | 7 | 0
2020 | MAPP_US_2_MAPP_CA | MAPP_US | MAPP_CA | Internal | Summer | B4 | 100 | 165 | 0 | 57.14 | 49.41 | 7 | 0
2020 | MAPP_US_2_MAPP_CA | MAPP_US | MAPP_CA | Internal | Summer | B5 | 200 | 165 | 0 | 55.58 | 49.41 | 7 | 0
2020 | MAPP_US_2_MAPP_CA | MAPP_US | MAPP_CA | Internal | Summer | B6 | 300 | 165 | 0 | 46.35 | 44.74 | 7 | 0
2020 | MAPP_US_2_MAPP_CA | MAPP_US | MAPP_CA | Internal | Summer | B7 | 400 | 165 | 0.03 | 34.47 | 41.45 | 7 | 0
2020 | MAPP_US_2_MAPP_CA | MAPP_US | MAPP_CA | Internal | Summer | B8 | 500 | 165 | 0 | 33.19 | 37.9 | 7 | 0
2020 | MAPP_US_2_MAPP_CA | MAPP_US | MAPP_CA | Internal | Summer | B9 | 800 | 165 | 0 | 33.19 | 36.62 | 7 | 0
2020 | MAPP_US_2_MAPP_CA | MAPP_US | MAPP_CA | Internal | Summer | B10 | 1262 | 165 | 165 | 29 | 36.62 | 7 | 0.62
2020 | MAPP_US_2_MAPP_CA | MAPP_US | MAPP_CA | Internal | Winter | B16 | 25 | 165 | 0.44 | 49.12 | 56.11 | 7 | 0
2020 | MAPP_US_2_MAPP_CA | MAPP_US | MAPP_CA | Internal | Winter | B17 | 100 | 165 | 0.12 | 39.28 | 46.27 | 7 | 0
2020 | MAPP_US_2_MAPP_CA | MAPP_US | MAPP_CA | Internal | Winter | B18 | 400 | 165 | 145.38 | 36.04 | 43.04 | 7 | 0
2020 | MAPP_US_2_MAPP_CA | MAPP_US | MAPP_CA | Internal | Winter | B19 | 700 | 165 | 153.33 | 36.04 | 43.04 | 7 | 0
2020 | MAPP_US_2_MAPP_CA | MAPP_US | MAPP_CA | Internal | Winter | B20 | 935 | 165 | 165 | 33.83 | 43.04 | 7 | 2.22
2020 | MAPP_US_2_MISO_W | MAPP_US | MISO_W | Internal | Shoulder | B11 | 25 | 2635 | 0 | 55.25 | 55.26 | 7 | 0
2020 | MAPP_US_2_MISO_W | MAPP_US | MISO_W | Internal | Shoulder | B12 | 200 | 2635 | 935.85 | 38.27 | 45.27 | 7 | 0
2020 | MAPP_US_2_MISO_W | MAPP_US | MISO_W | Internal | Shoulder | B13 | 600 | 2635 | 246.23 | 34.58 | 41.58 | 7 | 0
2020 | MAPP_US_2_MISO_W | MAPP_US | MISO_W | Internal | Shoulder | B14 | 900 | 2635 | 0 | 34.58 | 40.05 | 7 | 0
2020 | MAPP_US_2_MISO_W | MAPP_US | MISO_W | Internal | Shoulder | B15 | 1203 | 2635 | 0 | 34.58 | 38.8 | 7 | 0
2020 | MAPP_US_2_MISO_W | MAPP_US | MISO_W | Internal | Summer | B1 | 10 | 2635 | 607.7 | 58.05 | 65.05 | 7 | 0
2020 | MAPP_US_2_MISO_W | MAPP_US | MISO_W | Internal | Summer | B2 | 25 | 2635 | 0 | 57.47 | 63.7 | 7 | 0
2020 | MAPP_US_2_MISO_W | MAPP_US | MISO_W | Internal | Summer | B3 | 75 | 2635 | 0 | 57.47 | 63.47 | 7 | 0
2020 | MAPP_US_2_MISO_W | MAPP_US | MISO_W | Internal | Summer | B4 | 100 | 2635 | 0 | 57.14 | 62.58 | 7 | 0
2020 | MAPP_US_2_MISO_W | MAPP_US | MISO_W | Internal | Summer | B5 | 200 | 2635 | 256.9 | 55.58 | 62.58 | 7 | 0
2020 | MAPP_US_2_MISO_W | MAPP_US | MISO_W | Internal | Summer | B6 | 300 | 2635 | 0 | 46.35 | 48.86 | 7 | 0
2020 | MAPP_US_2_MISO_W | MAPP_US | MISO_W | Internal | Summer | B7 | 400 | 2635 | 245.22 | 34.47 | 41.47 | 7 | 0
2020 | MAPP_US_2_MISO_W | MAPP_US | MISO_W | Internal | Summer | B8 | 500 | 2635 | 0 | 33.19 | 37.92 | 7 | 0
2020 | MAPP_US_2_MISO_W | MAPP_US | MISO_W | Internal | Summer | B9 | 800 | 2635 | 0 | 33.19 | 36.63 | 7 | 0
2020 | MAPP_US_2_MISO_W | MAPP_US | MISO_W | Internal | Summer | B10 | 1262 | 2635 | 265.61 | 29 | 36 | 7 | 0
2020 | MAPP_US_2_MISO_W | MAPP_US | MISO_W | Internal | Winter | B16 | 25 | 2635 | 774.77 | 49.12 | 56.12 | 7 | 0
2020 | MAPP_US_2_MISO_W | MAPP_US | MISO_W | Internal | Winter | B17 | 100 | 2635 | 1229.33 | 39.28 | 46.28 | 7 | 0
2020 | MAPP_US_2_MISO_W | MAPP_US | MISO_W | Internal | Winter | B18 | 400 | 2635 | 0 | 36.04 | 42.82 | 7 | 0
2020 | MAPP_US_2_MISO_W | MAPP_US | MISO_W | Internal | Winter | B19 | 700 | 2635 | 0 | 36.04 | 41.76 | 7 | 0
2020 | MAPP_US_2_MISO_W | MAPP_US | MISO_W | Internal | Winter | B20 | 935 | 2635 | 0 | 33.83 | 37.43 | 7 | 0
2020 | MAPP_US_2_NE | MAPP_US | NE | Internal | Shoulder | B11 | 25 | 2000 | 1668.25 | 55.25 | 62.25 | 7 | 0
2020 | MAPP_US_2_NE | MAPP_US | NE | Internal | Shoulder | B12 | 200 | 2000 | 0 | 38.27 | 42.19 | 7 | 0
2020 | MAPP_US_2_NE | MAPP_US | NE | Internal | Shoulder | B13 | 600 | 2000 | 226.36 | 34.58 | 41.58 | 7 | 0
2020 | MAPP_US_2_NE | MAPP_US | NE | Internal | Shoulder | B14 | 900 | 2000 | 0 | 34.58 | 40.56 | 7 | 0
2020 | MAPP_US_2_NE | MAPP_US | NE | Internal | Shoulder | B15 | 1203 | 2000 | 0 | 34.58 | 40.17 | 7 | 0
2020 | MAPP_US_2_NE | MAPP_US | NE | Internal | Summer | B1 | 10 | 2000 | 693.63 | 58.05 | 65.05 | 7 | 0
2020 | MAPP_US_2_NE | MAPP_US | NE | Internal | Summer | B2 | 25 | 2000 | 1275.48 | 57.47 | 64.47 | 7 | 0
2020 | MAPP_US_2_NE | MAPP_US | NE | Internal | Summer | B3 | 75 | 2000 | 1582.27 | 57.47 | 64.47 | 7 | 0
2020 | MAPP_US_2_NE | MAPP_US | NE | Internal | Summer | B4 | 100 | 2000 | 1713.68 | 57.14 | 64.14 | 7 | 0
2020 | MAPP_US_2_NE | MAPP_US | NE | Internal | Summer | B5 | 200 | 2000 | 809.93 | 55.58 | 62.58 | 7 | 0
2020 | MAPP_US_2_NE | MAPP_US | NE | Internal | Summer | B6 | 300 | 2000 | 1346.33 | 46.35 | 53.35 | 7 | 0
2020 | MAPP_US_2_NE | MAPP_US | NE | Internal | Summer | B7 | 400 | 2000 | 1235.38 | 34.47 | 41.47 | 7 | 0
2020 | MAPP_US_2_NE | MAPP_US | NE | Internal | Summer | B8 | 500 | 2000 | 1192.28 | 33.19 | 40.19 | 7 | 0
2020 | MAPP_US_2_NE | MAPP_US | NE | Internal | Summer | B9 | 800 | 2000 | 628.98 | 33.19 | 40.19 | 7 | 0
2020 | MAPP_US_2_NE | MAPP_US | NE | Internal | Summer | B10 | 1262 | 2000 | 118.81 | 29 | 36 | 7 | 0
2020 | MAPP_US_2_NE | MAPP_US | NE | Internal | Winter | B16 | 25 | 2000 | 809.07 | 49.12 | 56.12 | 7 | 0
2020 | MAPP_US_2_NE | MAPP_US | NE | Internal | Winter | B17 | 100 | 2000 | 0 | 39.28 | 44.57 | 7 | 0
2020 | MAPP_US_2_NE | MAPP_US | NE | Internal | Winter | B18 | 400 | 2000 | 523.99 | 36.04 | 43.04 | 7 | 0
2020 | MAPP_US_2_NE | MAPP_US | NE | Internal | Winter | B19 | 700 | 2000 | 0 | 36.04 | 42.82 | 7 | 0
2020 | MAPP_US_2_NE | MAPP_US | NE | Internal | Winter | B20 | 935 | 2000 | 126.93 | 33.83 | 40.83 | 7 | 0
2020 | MARITIMES_2_NEISO | MARITIMES | NEISO | Internal | Shoulder | B11 | 25 | 99999 | 1400 | 37.66 | 37.67 | 0.01 | 0
2020 | MARITIMES_2_NEISO | MARITIMES | NEISO | Internal | Shoulder | B12 | 200 | 99999 | 1400 | 37.66 | 37.67 | 0.01 | 0
2020 | MARITIMES_2_NEISO | MARITIMES | NEISO | Internal | Shoulder | B13 | 600 | 99999 | 1400 | 37.66 | 37.67 | 0.01 | 0
2020 | MARITIMES_2_NEISO | MARITIMES | NEISO | Internal | Shoulder | B14 | 900 | 99999 | 1400 | 37.66 | 37.67 | 0.01 | 0
2020 | MARITIMES_2_NEISO | MARITIMES | NEISO | Internal | Shoulder | B15 | 1203 | 99999 | 426.43 | 37.66 | 37.67 | 0.01 | 0
2020 | MARITIMES_2_NEISO | MARITIMES | NEISO | Internal | Summer | B1 | 10 | 99999 | 1400 | 76.06 | 76.08 | 0.01 | 0
2020 | MARITIMES_2_NEISO | MARITIMES | NEISO | Internal | Summer | B2 | 25 | 99999 | 1400 | 58.39 | 58.41 | 0.01 | 0
2020 | MARITIMES_2_NEISO | MARITIMES | NEISO | Internal | Summer | B3 | 75 | 99999 | 1400 | 50.11 | 50.12 | 0.01 | 0
2020 | MARITIMES_2_NEISO | MARITIMES | NEISO | Internal | Summer | B4 | 100 | 99999 | 1400 | 42.8 | 42.81 | 0.01 | 0
2020 | MARITIMES_2_NEISO | MARITIMES | NEISO | Internal | Summer | B5 | 200 | 99999 | 1400 | 38.65 | 38.67 | 0.01 | 0
2020 | MARITIMES_2_NEISO | MARITIMES | NEISO | Internal | Summer | B6 | 300 | 99999 | 1400 | 34.89 | 34.9 | 0.01 | 0
2020 | MARITIMES_2_NEISO | MARITIMES | NEISO | Internal | Summer | B7 | 400 | 99999 | 1400 | 34.89 | 34.9 | 0.01 | 0
2020 | MARITIMES_2_NEISO | MARITIMES | NEISO | Internal | Summer | B8 | 500 | 99999 | 1400 | 34.89 | 34.9 | 0.01 | 0
2020 | MARITIMES_2_NEISO | MARITIMES | NEISO | Internal | Summer | B9 | 800 | 99999 | 1400 | 34.89 | 34.9 | 0.01 | 0
2020 | MARITIMES_2_NEISO | MARITIMES | NEISO | Internal | Summer | B10 | 1262 | 99999 | 236.13 | 34.89 | 34.9 | 0.01 | 0
2020 | MARITIMES_2_NEISO | MARITIMES | NEISO | Internal | Winter | B16 | 25 | 99999 | 1400 | 46.26 | 46.27 | 0.01 | 0
2020 | MARITIMES_2_NEISO | MARITIMES | NEISO | Internal | Winter | B17 | 100 | 99999 | 1400 | 46.26 | 46.27 | 0.01 | 0
2020 | MARITIMES_2_NEISO | MARITIMES | NEISO | Internal | Winter | B18 | 400 | 99999 | 1400 | 46.26 | 46.27 | 0.01 | 0
2020 | MARITIMES_2_NEISO | MARITIMES | NEISO | Internal | Winter | B19 | 700 | 99999 | 1400 | 46.26 | 46.27 | 0.01 | 0
2020 | MARITIMES_2_NEISO | MARITIMES | NEISO | Internal | Winter | B20 | 935 | 99999 | 475.94 | 46.26 | 46.27 | 0.01 | 0
2020 | MISO_IN_2_MISO_MI | MISO_IN | MISO_MI | Internal | Shoulder | B11 | 25 | 5000 | 0.25 | 55.08 | 55.07 | 0.01 | 0
2020 | MISO_IN_2_MISO_MI | MISO_IN | MISO_MI | Internal | Shoulder | B12 | 200 | 5000 | 1933.81 | 45.27 | 45.28 | 0.01 | 0
2020 | MISO_IN_2_MISO_MI | MISO_IN | MISO_MI | Internal | Shoulder | B13 | 600 | 5000 | 2106.35 | 41.58 | 41.59 | 0.01 | 0
2020 | MISO_IN_2_MISO_MI | MISO_IN | MISO_MI | Internal | Shoulder | B14 | 900 | 5000 | 2141.42 | 40.05 | 40.06 | 0.01 | 0
2020 | MISO_IN_2_MISO_MI | MISO_IN | MISO_MI | Internal | Shoulder | B15 | 1203 | 5000 | 3112.32 | 38.1 | 38.11 | 0.01 | 0
2020 | MISO_IN_2_MISO_MI | MISO_IN | MISO_MI | Internal | Summer | B1 | 10 | 5000 | 547.35 | 65.04 | 65.05 | 0.01 | 0
2020 | MISO_IN_2_MISO_MI | MISO_IN | MISO_MI | Internal | Summer | B2 | 25 | 5000 | 382.92 | 63.52 | 63.53 | 0.01 | 0
2020 | MISO_IN_2_MISO_MI | MISO_IN | MISO_MI | Internal | Summer | B3 | 75 | 5000 | 0.1 | 61.13 | 61.12 | 0.01 | 0
2020 | MISO_IN_2_MISO_MI | MISO_IN | MISO_MI | Internal | Summer | B4 | 100 | 5000 | 0.07 | 58.96 | 58.94 | 0.01 | 0
2020 | MISO_IN_2_MISO_MI | MISO_IN | MISO_MI | Internal | Summer | B5 | 200 | 5000 | 0.06 | 55.04 | 55.02 | 0.01 | 0
2020 | MISO_IN_2_MISO_MI | MISO_IN | MISO_MI | Internal | Summer | B6 | 300 | 5000 | 929.13 | 47.85 | 47.86 | 0.01 | 0
2020 | MISO_IN_2_MISO_MI | MISO_IN | MISO_MI | Internal | Summer | B7 | 400 | 5000 | 3286.49 | 41.44 | 41.45 | 0.01 | 0
2020 | MISO_IN_2_MISO_MI | MISO_IN | MISO_MI | Internal | Summer | B8 | 500 | 5000 | 4950.87 | 37.92 | 37.93 | 0.01 | 0
2020 | MISO_IN_2_MISO_MI | MISO_IN | MISO_MI | Internal | Summer | B9 | 800 | 5000 | 3951.49 | 36.61 | 36.62 | 0.01 | 0
2020 | MISO_IN_2_MISO_MI | MISO_IN | MISO_MI | Internal | Summer | B10 | 1262 | 5000 | 4900.18 | 36.02 | 36.03 | 0.01 | 0
2020 | MISO_IN_2_MISO_MI | MISO_IN | MISO_MI | Internal | Winter | B16 | 25 | 5000 | 0.3 | 56.14 | 56.13 | 0.01 | 0
2020 | MISO_IN_2_MISO_MI | MISO_IN | MISO_MI | Internal | Winter | B17 | 100 | 5000 | 1903.3 | 46.3 | 46.31 | 0.01 | 0
2020 | MISO_IN_2_MISO_MI | MISO_IN | MISO_MI | Internal | Winter | B18 | 400 | 5000 | 3002.44 | 42.81 | 42.82 | 0.01 | 0
2020 | MISO_IN_2_MISO_MI | MISO_IN | MISO_MI | Internal | Winter | B19 | 700 | 5000 | 2958.37 | 40.54 | 40.55 | 0.01 | 0
2020 | MISO_IN_2_MISO_MI | MISO_IN | MISO_MI | Internal | Winter | B20 | 935 | 5000 | 3233.05 | 37.4 | 37.41 | 0.01 | 0
2020 | MISO_IN_2_MISO_MO-IL | MISO_IN | MISO_MO-IL | Internal | Shoulder | B11 | 25 | 5000 | 3188.26 | 55.08 | 55.09 | 0.01 | 0
2020 | MISO_IN_2_MISO_MO-IL | MISO_IN | MISO_MO-IL | Internal | Shoulder | B12 | 200 | 5000 | 673.01 | 45.27 | 45.28 | 0.01 | 0
2020 | MISO_IN_2_MISO_MO-IL | MISO_IN | MISO_MO-IL | Internal | Shoulder | B13 | 600 | 5000 | 613.78 | 41.58 | 41.59 | 0.01 | 0
2020 | MISO_IN_2_MISO_MO-IL | MISO_IN | MISO_MO-IL | Internal | Shoulder | B14 | 900 | 5000 | 1538.84 | 40.05 | 40.06 | 0.01 | 0
2020 | MISO_IN_2_MISO_MO-IL | MISO_IN | MISO_MO-IL | Internal | Shoulder | B15 | 1203 | 5000 | 1792.9 | 38.1 | 38.11 | 0.01 | 0
2020 | MISO_IN_2_MISO_MO-IL | MISO_IN | MISO_MO-IL | Internal | Summer | B1 | 10 | 5000 | 1809.39 | 65.04 | 65.05 | 0.01 | 0
2020 | MISO_IN_2_MISO_MO-IL | MISO_IN | MISO_MO-IL | Internal | Summer | B2 | 25 | 5000 | 701.82 | 63.52 | 63.53 | 0.01 | 0
2020 | MISO_IN_2_MISO_MO-IL | MISO_IN | MISO_MO-IL | Internal | Summer | B3 | 75 | 5000 | 2489.22 | 61.13 | 61.14 | 0.01 | 0
2020 | MISO_IN_2_MISO_MO-IL | MISO_IN | MISO_MO-IL | Internal | Summer | B4 | 100 | 5000 | 2705.6 | 58.96 | 58.97 | 0.01 | 0
2020 | MISO_IN_2_MISO_MO-IL | MISO_IN | MISO_MO-IL | Internal | Summer | B5 | 200 | 5000 | 2202.43 | 55.04 | 55.05 | 0.01 | 0
2020 | MISO_IN_2_MISO_MO-IL | MISO_IN | MISO_MO-IL | Internal | Summer | B6 | 300 | 5000 | 2861.3 | 47.85 | 47.86 | 0.01 | 0
2020 | MISO_IN_2_MISO_MO-IL | MISO_IN | MISO_MO-IL | Internal | Summer | B7 | 400 | 5000 | 1127.18 | 41.44 | 41.45 | 0.01 | 0
2020 | MISO_IN_2_MISO_MO-IL | MISO_IN | MISO_MO-IL | Internal | Summer | B8 | 500 | 5000 | 377.24 | 37.92 | 37.93 | 0.01 | 0
2020 | MISO_IN_2_MISO_MO-IL | MISO_IN | MISO_MO-IL | Internal | Summer | B9 | 800 | 5000 | 1552.97 | 36.61 | 36.62 | 0.01 | 0
2020 | MISO_IN_2_MISO_MO-IL | MISO_IN | MISO_MO-IL | Internal | Summer | B10 | 1262 | 5000 | 0 | 36.02 | 36.01 | 0.01 | 0
2020 | MISO_IN_2_MISO_MO-IL | MISO_IN | MISO_MO-IL | Internal | Winter | B16 | 25 | 5000 | 0.27 | 56.14 | 56.13 | 0.01 | 0
2020 | MISO_IN_2_MISO_MO-IL | MISO_IN | MISO_MO-IL | Internal | Winter | B17 | 100 | 5000 | 0.11 | 46.3 | 46.3 | 0.01 | 0
2020 | MISO_IN_2_MISO_MO-IL | MISO_IN | MISO_MO-IL | Internal | Winter | B18 | 400 | 5000 | 0.03 | 42.81 | 42.81 | 0.01 | 0
2020 | MISO_IN_2_MISO_MO-IL | MISO_IN | MISO_MO-IL | Internal | Winter | B19 | 700 | 5000 | 571.37 | 40.54 | 40.55 | 0.01 | 0
2020 | MISO_IN_2_MISO_MO-IL | MISO_IN | MISO_MO-IL | Internal | Winter | B20 | 935 | 5000 | 1033.12 | 37.4 | 37.41 | 0.01 | 0
2020 | MISO_IN_2_NonRTO_Midwest | MISO_IN | NonRTO_Midwest | Internal | Shoulder | B11 | 25 | 4800 | 1281.69 | 55.08 | 63.08 | 8 | 0
2020 | MISO_IN_2_NonRTO_Midwest | MISO_IN | NonRTO_Midwest | Internal | Shoulder | B12 | 200 | 4800 | 681.13 | 45.27 | 53.27 | 8 | 0
2020 | MISO_IN_2_NonRTO_Midwest | MISO_IN | NonRTO_Midwest | Internal | Shoulder | B13 | 600 | 4800 | 131.46 | 41.58 | 49.58 | 8 | 0
2020 | MISO_IN_2_NonRTO_Midwest | MISO_IN | NonRTO_Midwest | Internal | Shoulder | B14 | 900 | 4800 | 0 | 40.05 | 41.74 | 8 | 0
2020 | MISO_IN_2_NonRTO_Midwest | MISO_IN | NonRTO_Midwest | Internal | Shoulder | B15 | 1203 | 4800 | 0 | 38.1 | 38.08 | 8 | 0
2020 | MISO_IN_2_NonRTO_Midwest | MISO_IN | NonRTO_Midwest | Internal | Summer | B1 | 10 | 4800 | 0 | 65.04 | 68.51 | 8 | 0
2020 | MISO_IN_2_NonRTO_Midwest | MISO_IN | NonRTO_Midwest | Internal | Summer | B2 | 25 | 4800 | 0 | 63.52 | 68.51 | 8 | 0
2020 | MISO_IN_2_NonRTO_Midwest | MISO_IN | NonRTO_Midwest | Internal | Summer | B3 | 75 | 4800 | 0 | 61.13 | 68.51 | 8 | 0
2020 | MISO_IN_2_NonRTO_Midwest | MISO_IN | NonRTO_Midwest | Internal | Summer | B4 | 100 | 4800 | 1198.05 | 58.96 | 66.96 | 8 | 0
2020 | MISO_IN_2_NonRTO_Midwest | MISO_IN | NonRTO_Midwest | Internal | Summer | B5 | 200 | 4800 | 1249.53 | 55.04 | 63.04 | 8 | 0
2020 | MISO_IN_2_NonRTO_Midwest | MISO_IN | NonRTO_Midwest | Internal | Summer | B6 | 300 | 4800 | 683.22 | 47.85 | 55.85 | 8 | 0
2020 | MISO_IN_2_NonRTO_Midwest | MISO_IN | NonRTO_Midwest | Internal | Summer | B7 | 400 | 4800 | 0 | 41.44 | 47.73 | 8 | 0
2020 | MISO_IN_2_NonRTO_Midwest | MISO_IN | NonRTO_Midwest | Internal | Summer | B8 | 500 | 4800 | 0 | 37.92 | 38.72 | 8 | 0
2020 | MISO_IN_2_NonRTO_Midwest | MISO_IN | NonRTO_Midwest | Internal | Summer | B9 | 800 | 4800 | 0 | 36.61 | 37.38 | 8 | 0
2020 | MISO_IN_2_NonRTO_Midwest | MISO_IN | NonRTO_Midwest | Internal | Summer | B10 | 1262 | 4800 | 0 | 36.02 | 35.86 | 8 | 0
2020 | MISO_IN_2_NonRTO_Midwest | MISO_IN | NonRTO_Midwest | Internal | Winter | B16 | 25 | 4800 | 2497.19 | 56.14 | 64.14 | 8 | 0
2020 | MISO_IN_2_NonRTO_Midwest | MISO_IN | NonRTO_Midwest | Internal | Winter | B17 | 100 | 4800 | 1305.16 | 46.3 | 54.3 | 8 | 0
2020 | MISO_IN_2_NonRTO_Midwest | MISO_IN | NonRTO_Midwest | Internal | Winter | B18 | 400 | 4800 | 295.31 | 42.81 | 50.81 | 8 | 0
2020 | MISO_IN_2_NonRTO_Midwest | MISO_IN | NonRTO_Midwest | Internal | Winter | B19 | 700 | 4800 | 0 | 40.54 | 42.16 | 8 | 0
2020 | MISO_IN_2_NonRTO_Midwest | MISO_IN | NonRTO_Midwest | Internal | Winter | B20 | 935 | 4800 | 0 | 37.4 | 38.08 | 8 | 0
2020 | MISO_IN_2_PJM_ROR | MISO_IN | PJM_ROR | Internal | Shoulder | B11 | 25 | 992 | 0 | 55.08 | 53.07 | 2 | 0
2020 | MISO_IN_2_PJM_ROR | MISO_IN | PJM_ROR | Internal | Shoulder | B12 | 200 | 992 | 0.06 | 45.27 | 47.26 | 2 | 0
2020 | MISO_IN_2_PJM_ROR | MISO_IN | PJM_ROR | Internal | Shoulder | B13 | 600 | 992 | 0 | 41.58 | 42.76 | 2 | 0
2020 | MISO_IN_2_PJM_ROR | MISO_IN | PJM_ROR | Internal | Shoulder | B14 | 900 | 992 | 0 | 40.05 | 40.06 | 2 | 0
2020 | MISO_IN_2_PJM_ROR | MISO_IN | PJM_ROR | Internal | Shoulder | B15 | 1203 | 992 | 0 | 38.1 | 37.21 | 2 | 0
2020 | MISO_IN_2_PJM_ROR | MISO_IN | PJM_ROR | Internal | Summer | B1 | 10 | 992 | 990.76 | 65.04 | 67.05 | 2 | 0.01
2020 | MISO_IN_2_PJM_ROR | MISO_IN | PJM_ROR | Internal | Summer | B2 | 25 | 992 | 0.02 | 63.52 | 65.12 | 2 | 0
2020 | MISO_IN_2_PJM_ROR | MISO_IN | PJM_ROR | Internal | Summer | B3 | 75 | 992 | 0 | 61.13 | 61.28 | 2 | 0
2020 | MISO_IN_2_PJM_ROR | MISO_IN | PJM_ROR | Internal | Summer | B4 | 100 | 992 | 0.12 | 58.96 | 60.94 | 2 | 0
2020 | MISO_IN_2_PJM_ROR | MISO_IN | PJM_ROR | Internal | Summer | B5 | 200 | 992 | 0 | 55.04 | 53.81 | 2 | 0
2020 | MISO_IN_2_PJM_ROR | MISO_IN | PJM_ROR | Internal | Summer | B6 | 300 | 992 | 0 | 47.85 | 48.66 | 2 | 0
2020 | MISO_IN_2_PJM_ROR | MISO_IN | PJM_ROR | Internal | Summer | B7 | 400 | 992 | 0 | 41.44 | 40.67 | 2 | 0
2020 | MISO_IN_2_PJM_ROR | MISO_IN | PJM_ROR | Internal | Summer | B8 | 500 | 992 | 0 | 37.92 | 37.87 | 2 | 0
2020 | MISO_IN_2_PJM_ROR | MISO_IN | PJM_ROR | Internal | Summer | B9 | 800 | 992 | 0 | 36.61 | 37.12 | 2 | 0
2020 | MISO_IN_2_PJM_ROR | MISO_IN | PJM_ROR | Internal | Summer | B10 | 1262 | 992 | 0 | 36.02 | 34.71 | 2 | 0
2020 | MISO_IN_2_PJM_ROR | MISO_IN | PJM_ROR | Internal | Winter | B16 | 25 | 992 | 0.48 | 56.14 | 58.13 | 2 | 0
2020 | MISO_IN_2_PJM_ROR | MISO_IN | PJM_ROR | Internal | Winter | B17 | 100 | 992 | 27.49 | 46.3 | 48.3 | 2 | 0
2020 | MISO_IN_2_PJM_ROR | MISO_IN | PJM_ROR | Internal | Winter | B18 | 400 | 992 | 287.04 | 42.81 | 44.81 | 2 | 0
2020 | MISO_IN_2_PJM_ROR | MISO_IN | PJM_ROR | Internal | Winter | B19 | 700 | 992 | 0 | 40.54 | 42 | 2 | 0
2020 | MISO_IN_2_PJM_ROR | MISO_IN | PJM_ROR | Internal | Winter | B20 | 935 | 992 | 0 | 37.4 | 37.32 | 2 | 0
2020 | MISO_MI_2_IESO | MISO_MI | IESO | Internal | Shoulder | B11 | 25 | 1580 | 0 | 55.07 | 35.95 | 8 | 0
2020 | MISO_MI_2_IESO | MISO_MI | IESO | Internal | Shoulder | B12 | 200 | 1580 | 0 | 45.28 | 35.95 | 8 | 0
2020 | MISO_MI_2_IESO | MISO_MI | IESO | Internal | Shoulder | B13 | 600 | 1580 | 0 | 41.59 | 33.67 | 8 | 0
2020 | MISO_MI_2_IESO | MISO_MI | IESO | Internal | Shoulder | B14 | 900 | 1580 | 0 | 40.06 | 33.06 | 8 | 0
2020 | MISO_MI_2_IESO | MISO_MI | IESO | Internal | Shoulder | B15 | 1203 | 1580 | 0 | 38.11 | 33.06 | 8 | 0
2020 | MISO_MI_2_IESO | MISO_MI | IESO | Internal | Summer | B1 | 10 | 1580 | 0 | 65.05 | 52.07 | 8 | 0
2020 | MISO_MI_2_IESO | MISO_MI | IESO | Internal | Summer | B2 | 25 | 1580 | 0 | 63.53 | 48.41 | 8 | 0
2020 | MISO_MI_2_IESO | MISO_MI | IESO | Internal | Summer | B3 | 75 | 1580 | 0 | 61.12 | 40.68 | 8 | 0
2020 | MISO_MI_2_IESO | MISO_MI | IESO | Internal | Summer | B4 | 100 | 1580 | 0 | 58.94 | 38.81 | 8 | 0
2020 | MISO_MI_2_IESO | MISO_MI | IESO | Internal | Summer | B5 | 200 | 1580 | 0 | 55.02 | 37.74 | 8 | 0
2020 | MISO_MI_2_IESO | MISO_MI | IESO | Internal | Summer | B6 | 300 | 1580 | 0 | 47.86 | 37.74 | 8 | 0
2020 | MISO_MI_2_IESO | MISO_MI | IESO | Internal | Summer | B7 | 400 | 1580 | 0 | 41.45 | 35.03 | 8 | 0
2020 | MISO_MI_2_IESO | MISO_MI | IESO | Internal | Summer | B8 | 500 | 1580 | 0 | 37.93 | 31.6 | 8 | 0
2020 | MISO_MI_2_IESO | MISO_MI | IESO | Internal | Summer | B9 | 800 | 1580 | 0 | 36.62 | 31.6 | 8 | 0
2020 | MISO_MI_2_IESO | MISO_MI | IESO | Internal | Summer | B10 | 1262 | 1580 | 0 | 36.03 | 31.6 | 8 | 0
2020 | MISO_MI_2_IESO | MISO_MI | IESO | Internal | Winter | B16 | 25 | 1580 | 0 | 56.13 | 41.02 | 8 | 0
2020 | MISO_MI_2_IESO | MISO_MI | IESO | Internal | Winter | B17 | 100 | 1580 | 0 | 46.31 | 39.26 | 8 | 0
2020 | MISO_MI_2_IESO | MISO_MI | IESO | Internal | Winter | B18 | 400 | 1580 | 0 | 42.82 | 37.97 | 8 | 0
2020 | MISO_MI_2_IESO | MISO_MI | IESO | Internal | Winter | B19 | 700 | 1580 | 0 | 40.55 | 37.97 | 8 | 0
2020 | MISO_MI_2_IESO | MISO_MI | IESO | Internal | Winter | B20 | 935 | 1580 | 0 | 37.41 | 37.97 | 8 | 0
2020 | MISO_MI_2_MISO_IN | MISO_MI | MISO_IN | Internal | Shoulder | B11 | 25 | 2045 | 1071.25 | 55.07 | 55.08 | 0.01 | 0
2020 | MISO_MI_2_MISO_IN | MISO_MI | MISO_IN | Internal | Shoulder | B12 | 200 | 2045 | 0.03 | 45.28 | 45.27 | 0.01 | 0
2020 | MISO_MI_2_MISO_IN | MISO_MI | MISO_IN | Internal | Shoulder | B13 | 600 | 2045 | 0.01 | 41.59 | 41.58 | 0.01 | 0
2020 | MISO_MI_2_MISO_IN | MISO_MI | MISO_IN | Internal | Shoulder | B14 | 900 | 2045 | 0 | 40.06 | 40.05 | 0.01 | 0
2020 | MISO_MI_2_MISO_IN | MISO_MI | MISO_IN | Internal | Shoulder | B15 | 1203 | 2045 | 0 | 38.11 | 38.1 | 0.01 | 0
2020 | MISO_MI_2_MISO_IN | MISO_MI | MISO_IN | Internal | Summer | B1 | 10 | 2045 | 0.65 | 65.05 | 65.04 | 0.01 | 0
2020 | MISO_MI_2_MISO_IN | MISO_MI | MISO_IN | Internal | Summer | B2 | 25 | 2045 | 0.27 | 63.53 | 63.52 | 0.01 | 0
2020 | MISO_MI_2_MISO_IN | MISO_MI | MISO_IN | Internal | Summer | B3 | 75 | 2045 | 391.55 | 61.12 | 61.13 | 0.01 | 0
2020 | MISO_MI_2_MISO_IN | MISO_MI | MISO_IN | Internal | Summer | B4 | 100 | 2045 | 863.07 | 58.94 | 58.96 | 0.01 | 0
2020 | MISO_MI_2_MISO_IN | MISO_MI | MISO_IN | Internal | Summer | B5 | 200 | 2045 | 50.59 | 55.02 | 55.04 | 0.01 | 0
2020 | MISO_MI_2_MISO_IN | MISO_MI | MISO_IN | Internal | Summer | B6 | 300 | 2045 | 0.02 | 47.86 | 47.85 | 0.01 | 0
2020 | MISO_MI_2_MISO_IN | MISO_MI | MISO_IN | Internal | Summer | B7 | 400 | 2045 | 0.02 | 41.45 | 41.44 | 0.01 | 0
2020 | MISO_MI_2_MISO_IN | MISO_MI | MISO_IN | Internal | Summer | B8 | 500 | 2045 | 0.01 | 37.93 | 37.92 | 0.01 | 0
2020 | MISO_MI_2_MISO_IN | MISO_MI | MISO_IN | Internal | Summer | B9 | 800 | 2045 | 0 | 36.62 | 36.61 | 0.01 | 0
2020 | MISO_MI_2_MISO_IN | MISO_MI | MISO_IN | Internal | Summer | B10 | 1262 | 2045 | 0 | 36.03 | 36.02 | 0.01 | 0
2020 | MISO_MI_2_MISO_IN | MISO_MI | MISO_IN | Internal | Winter | B16 | 25 | 2045 | 154.34 | 56.13 | 56.14 | 0.01 | 0
2020 | MISO_MI_2_MISO_IN | MISO_MI | MISO_IN | Internal | Winter | B17 | 100 | 2045 | 0.07 | 46.31 | 46.3 | 0.01 | 0
2020 | MISO_MI_2_MISO_IN | MISO_MI | MISO_IN | Internal | Winter | B18 | 400 | 2045 | 0.02 | 42.82 | 42.81 | 0.01 | 0
2020 | MISO_MI_2_MISO_IN | MISO_MI | MISO_IN | Internal | Winter | B19 | 700 | 2045 | 0 | 40.55 | 40.54 | 0.01 | 0
2020 | MISO_MI_2_MISO_IN | MISO_MI | MISO_IN | Internal | Winter | B20 | 935 | 2045 | 0 | 37.41 | 37.4 | 0.01 | 0
2020 | MISO_MI_2_MISO_WUMS | MISO_MI | MISO_WUMS | Internal | Shoulder | B11 | 25 | 117 | 0 | 55.07 | 51.07 | 0.01 | 0
2020 | MISO_MI_2_MISO_WUMS | MISO_MI | MISO_WUMS | Internal | Shoulder | B12 | 200 | 117 | 0.02 | 45.28 | 45.26 | 0.01 | 0
2020 | MISO_MI_2_MISO_WUMS | MISO_MI | MISO_WUMS | Internal | Shoulder | B13 | 600 | 117 | 0 | 41.59 | 41.57 | 0.01 | 0
2020 | MISO_MI_2_MISO_WUMS | MISO_MI | MISO_WUMS | Internal | Shoulder | B14 | 900 | 117 | 0 | 40.06 | 39.11 | 0.01 | 0
2020 | MISO_MI_2_MISO_WUMS | MISO_MI | MISO_WUMS | Internal | Shoulder | B15 | 1203 | 117 | 0 | 38.11 | 36.91 | 0.01 | 0
2020 | MISO_MI_2_MISO_WUMS | MISO_MI | MISO_WUMS | Internal | Summer | B1 | 10 | 117 | 0 | 65.05 | 59.88 | 0.01 | 0
2020 | MISO_MI_2_MISO_WUMS | MISO_MI | MISO_WUMS | Internal | Summer | B2 | 25 | 117 | 0 | 63.53 | 59.88 | 0.01 | 0
2020 | MISO_MI_2_MISO_WUMS | MISO_MI | MISO_WUMS | Internal | Summer | B3 | 75 | 117 | 0 | 61.12 | 59.88 | 0.01 | 0
2020 | MISO_MI_2_MISO_WUMS | MISO_MI | MISO_WUMS | Internal | Summer | B4 | 100 | 117 | 117 | 58.94 | 59.88 | 0.01 | 0.92
2020 | MISO_MI_2_MISO_WUMS | MISO_MI | MISO_WUMS | Internal | Summer | B5 | 200 | 117 | 0 | 55.02 | 51.81 | 0.01 | 0
2020 | MISO_MI_2_MISO_WUMS | MISO_MI | MISO_WUMS | Internal | Summer | B6 | 300 | 117 | 0 | 47.86 | 46.66 | 0.01 | 0
2020 | MISO_MI_2_MISO_WUMS | MISO_MI | MISO_WUMS | Internal | Summer | B7 | 400 | 117 | 0 | 41.45 | 39.11 | 0.01 | 0
2020 | MISO_MI_2_MISO_WUMS | MISO_MI | MISO_WUMS | Internal | Summer | B8 | 500 | 117 | 0 | 37.93 | 37.9 | 0.01 | 0
2020 | MISO_MI_2_MISO_WUMS | MISO_MI | MISO_WUMS | Internal | Summer | B9 | 800 | 117 | 0 | 36.62 | 35.66 | 0.01 | 0
2020 | MISO_MI_2_MISO_WUMS | MISO_MI | MISO_WUMS | Internal | Summer | B10 | 1262 | 117 | 0 | 36.03 | 35.66 | 0.01 | 0
2020 | MISO_MI_2_MISO_WUMS | MISO_MI | MISO_WUMS | Internal | Winter | B16 | 25 | 117 | 0.42 | 56.13 | 56.13 | 0.01 | 0
2020 | MISO_MI_2_MISO_WUMS | MISO_MI | MISO_WUMS | Internal | Winter | B17 | 100 | 117 | 0.06 | 46.31 | 46.3 | 0.01 | 0
2020 | MISO_MI_2_MISO_WUMS | MISO_MI | MISO_WUMS | Internal | Winter | B18 | 400 | 117 | 0.02 | 42.82 | 42.81 | 0.01 | 0
2020 | MISO_MI_2_MISO_WUMS | MISO_MI | MISO_WUMS | Internal | Winter | B19 | 700 | 117 | 117 | 40.55 | 41.75 | 0.01 | 1.19
2020 | MISO_MI_2_MISO_WUMS | MISO_MI | MISO_WUMS | Internal | Winter | B20 | 935 | 117 | 116.99 | 37.41 | 37.44 | 0.01 | 0.01
2020 | MISO_MI_2_PJM_ROR | MISO_MI | PJM_ROR | Internal | Shoulder | B11 | 25 | 1424 | 0 | 55.07 | 53.07 | 2 | 0
2020 | MISO_MI_2_PJM_ROR | MISO_MI | PJM_ROR | Internal | Shoulder | B12 | 200 | 1424 | 0.03 | 45.28 | 47.26 | 2 | 0
2020 | MISO_MI_2_PJM_ROR | MISO_MI | PJM_ROR | Internal | Shoulder | B13 | 600 | 1424 | 0 | 41.59 | 42.76 | 2 | 0
2020 | MISO_MI_2_PJM_ROR | MISO_MI | PJM_ROR | Internal | Shoulder | B14 | 900 | 1424 | 0 | 40.06 | 40.06 | 2 | 0
2020 | MISO_MI_2_PJM_ROR | MISO_MI | PJM_ROR | Internal | Shoulder | B15 | 1203 | 1424 | 0 | 38.11 | 37.21 | 2 | 0
2020 | MISO_MI_2_PJM_ROR | MISO_MI | PJM_ROR | Internal | Summer | B1 | 10 | 1424 | 815.5 | 65.05 | 67.05 | 2 | 0
2020 | MISO_MI_2_PJM_ROR | MISO_MI | PJM_ROR | Internal | Summer | B2 | 25 | 1424 | 0.02 | 63.53 | 65.12 | 2 | 0
2020 | MISO_MI_2_PJM_ROR | MISO_MI | PJM_ROR | Internal | Summer | B3 | 75 | 1424 | 0 | 61.12 | 61.28 | 2 | 0
2020 | MISO_MI_2_PJM_ROR | MISO_MI | PJM_ROR | Internal | Summer | B4 | 100 | 1424 | 576.4 | 58.94 | 60.94 | 2 | 0
2020 | MISO_MI_2_PJM_ROR | MISO_MI | PJM_ROR | Internal | Summer | B5 | 200 | 1424 | 0 | 55.02 | 53.81 | 2 | 0
2020 | MISO_MI_2_PJM_ROR | MISO_MI | PJM_ROR | Internal | Summer | B6 | 300 | 1424 | 0 | 47.86 | 48.66 | 2 | 0
2020 | MISO_MI_2_PJM_ROR | MISO_MI | PJM_ROR | Internal | Summer | B7 | 400 | 1424 | 0 | 41.45 | 40.67 | 2 | 0
2020 | MISO_MI_2_PJM_ROR | MISO_MI | PJM_ROR | Internal | Summer | B8 | 500 | 1424 | 0 | 37.93 | 37.87 | 2 | 0
2020 | MISO_MI_2_PJM_ROR | MISO_MI | PJM_ROR | Internal | Summer | B9 | 800 | 1424 | 0 | 36.62 | 37.12 | 2 | 0
2020 | MISO_MI_2_PJM_ROR | MISO_MI | PJM_ROR | Internal | Summer | B10 | 1262 | 1424 | 0 | 36.03 | 34.71 | 2 | 0
2020 | MISO_MI_2_PJM_ROR | MISO_MI | PJM_ROR | Internal | Winter | B16 | 25 | 1424 | 230.71 | 56.13 | 58.13 | 2 | 0
2020 | MISO_MI_2_PJM_ROR | MISO_MI | PJM_ROR | Internal | Winter | B17 | 100 | 1424 | 0.11 | 46.31 | 48.3 | 2 | 0
2020 | MISO_MI_2_PJM_ROR | MISO_MI | PJM_ROR | Internal | Winter | B18 | 400 | 1424 | 0.03 | 42.82 | 44.81 | 2 | 0
2020 | MISO_MI_2_PJM_ROR | MISO_MI | PJM_ROR | Internal | Winter | B19 | 700 | 1424 | 0 | 40.55 | 42 | 2 | 0
2020 | MISO_MI_2_PJM_ROR | MISO_MI | PJM_ROR | Internal | Winter | B20 | 935 | 1424 | 0 | 37.41 | 37.32 | 2 | 0
2020 | MISO_MO-IL_2_ENT | MISO_MO-IL | ENT | Internal | Shoulder | B11 | 25 | 2540 | 0 | 55.09 | 59.03 | 8 | 0
2020 | MISO_MO-IL_2_ENT | MISO_MO-IL | ENT | Internal | Shoulder | B12 | 200 | 2540 | 0 | 45.28 | 42.44 | 8 | 0
2020 | MISO_MO-IL_2_ENT | MISO_MO-IL | ENT | Internal | Shoulder | B13 | 600 | 2540 | 0 | 41.59 | 41.91 | 8 | 0
2020 | MISO_MO-IL_2_ENT | MISO_MO-IL | ENT | Internal | Shoulder | B14 | 900 | 2540 | 0 | 40.06 | 41.91 | 8 | 0
2020 | MISO_MO-IL_2_ENT | MISO_MO-IL | ENT | Internal | Shoulder | B15 | 1203 | 2540 | 0 | 38.11 | 41.61 | 8 | 0
2020 | MISO_MO-IL_2_ENT | MISO_MO-IL | ENT | Internal | Summer | B1 | 10 | 2540 | 0 | 65.05 | 65.05 | 8 | 0
2020 | MISO_MO-IL_2_ENT | MISO_MO-IL | ENT | Internal | Summer | B2 | 25 | 2540 | 0 | 63.53 | 63.12 | 8 | 0
2020 | MISO_MO-IL_2_ENT | MISO_MO-IL | ENT | Internal | Summer | B3 | 75 | 2540 | 0 | 61.14 | 61.69 | 8 | 0
2020 | MISO_MO-IL_2_ENT | MISO_MO-IL | ENT | Internal | Summer | B4 | 100 | 2540 | 0 | 58.97 | 61.69 | 8 | 0
2020 | MISO_MO-IL_2_ENT | MISO_MO-IL | ENT | Internal | Summer | B5 | 200 | 2540 | 0 | 55.05 | 57.15 | 8 | 0
2020 | MISO_MO-IL_2_ENT | MISO_MO-IL | ENT | Internal | Summer | B6 | 300 | 2540 | 192.42 | 47.86 | 55.86 | 8 | 0
2020 | MISO_MO-IL_2_ENT | MISO_MO-IL | ENT | Internal | Summer | B7 | 400 | 2540 | 0 | 41.45 | 47.15 | 8 | 0
2020 | MISO_MO-IL_2_ENT | MISO_MO-IL | ENT | Internal | Summer | B8 | 500 | 2540 | 0 | 37.93 | 41.55 | 8 | 0
2020 | MISO_MO-IL_2_ENT | MISO_MO-IL | ENT | Internal | Summer | B9 | 800 | 2540 | 0 | 36.62 | 40.59 | 8 | 0
2020 | MISO_MO-IL_2_ENT | MISO_MO-IL | ENT | Internal | Summer | B10 | 1262 | 2540 | 0 | 36.01 | 40.3 | 8 | 0
2020 | MISO_MO-IL_2_ENT | MISO_MO-IL | ENT | Internal | Winter | B16 | 25 | 2540 | 0 | 56.13 | 60.28 | 8 | 0
2020 | MISO_MO-IL_2_ENT | MISO_MO-IL | ENT | Internal | Winter | B17 | 100 | 2540 | 0 | 46.3 | 44.52 | 8 | 0
2020 | MISO_MO-IL_2_ENT | MISO_MO-IL | ENT | Internal | Winter | B18 | 400 | 2540 | 0 | 42.81 | 44.52 | 8 | 0
2020 | MISO_MO-IL_2_ENT | MISO_MO-IL | ENT | Internal | Winter | B19 | 700 | 2540 | 0 | 40.55 | 44.2 | 8 | 0
2020 | MISO_MO-IL_2_ENT | MISO_MO-IL | ENT | Internal | Winter | B20 | 935 | 2540 | 0 | 37.41 | 43.61 | 8 | 0
2020 | MISO_MO-IL_2_MISO_IN | MISO_MO-IL | MISO_IN | Internal | Shoulder | B11 | 25 | 2100 | 0.25 | 55.09 | 55.08 | 0.01 | 0
2020 | MISO_MO-IL_2_MISO_IN | MISO_MO-IL | MISO_IN | Internal | Shoulder | B12 | 200 | 2100 | 0.03 | 45.28 | 45.27 | 0.01 | 0
2020 | MISO_MO-IL_2_MISO_IN | MISO_MO-IL | MISO_IN | Internal | Shoulder | B13 | 600 | 2100 | 0.01 | 41.59 | 41.58 | 0.01 | 0
2020 | MISO_MO-IL_2_MISO_IN | MISO_MO-IL | MISO_IN | Internal | Shoulder | B14 | 900 | 2100 | 0 | 40.06 | 40.05 | 0.01 | 0
2020 | MISO_MO-IL_2_MISO_IN | MISO_MO-IL | MISO_IN | Internal | Shoulder | B15 | 1203 | 2100 | 0 | 38.11 | 38.1 | 0.01 | 0
2020 | MISO_MO-IL_2_MISO_IN | MISO_MO-IL | MISO_IN | Internal | Summer | B1 | 10 | 2100 | 0.62 | 65.05 | 65.04 | 0.01 | 0
2020 | MISO_MO-IL_2_MISO_IN | MISO_MO-IL | MISO_IN | Internal | Summer | B2 | 25 | 2100 | 0.27 | 63.53 | 63.52 | 0.01 | 0
2020 | MISO_MO-IL_2_MISO_IN | MISO_MO-IL | MISO_IN | Internal | Summer | B3 | 75 | 2100 | 0.09 | 61.14 | 61.13 | 0.01 | 0
2020 | MISO_MO-IL_2_MISO_IN | MISO_MO-IL | MISO_IN | Internal | Summer | B4 | 100 | 2100 | 0.07 | 58.97 | 58.96 | 0.01 | 0
2020 | MISO_MO-IL_2_MISO_IN | MISO_MO-IL | MISO_IN | Internal | Summer | B5 | 200 | 2100 | 0.03 | 55.05 | 55.04 | 0.01 | 0
2020 | MISO_MO-IL_2_MISO_IN | MISO_MO-IL | MISO_IN | Internal | Summer | B6 | 300 | 2100 | 0.02 | 47.86 | 47.85 | 0.01 | 0
2020 | MISO_MO-IL_2_MISO_IN | MISO_MO-IL | MISO_IN | Internal | Summer | B7 | 400 | 2100 | 0.02 | 41.45 | 41.44 | 0.01 | 0
2020 | MISO_MO-IL_2_MISO_IN | MISO_MO-IL | MISO_IN | Internal | Summer | B8 | 500 | 2100 | 0.01 | 37.93 | 37.92 | 0.01 | 0
2020 | MISO_MO-IL_2_MISO_IN | MISO_MO-IL | MISO_IN | Internal | Summer | B9 | 800 | 2100 | 0 | 36.62 | 36.61 | 0.01 | 0
2020 | MISO_MO-IL_2_MISO_IN | MISO_MO-IL | MISO_IN | Internal | Summer | B10 | 1262 | 2100 | 17.14 | 36.01 | 36.02 | 0.01 | 0
2020 | MISO_MO-IL_2_MISO_IN | MISO_MO-IL | MISO_IN | Internal | Winter | B16 | 25 | 2100 | 71.33 | 56.13 | 56.14 | 0.01 | 0
2020 | MISO_MO-IL_2_MISO_IN | MISO_MO-IL | MISO_IN | Internal | Winter | B17 | 100 | 2100 | 0.37 | 46.3 | 46.3 | 0.01 | 0
2020 | MISO_MO-IL_2_MISO_IN | MISO_MO-IL | MISO_IN | Internal | Winter | B18 | 400 | 2100 | 0.05 | 42.81 | 42.81 | 0.01 | 0
2020 | MISO_MO-IL_2_MISO_IN | MISO_MO-IL | MISO_IN | Internal | Winter | B19 | 700 | 2100 | 0.01 | 40.55 | 40.54 | 0.01 | 0
2020 | MISO_MO-IL_2_MISO_IN | MISO_MO-IL | MISO_IN | Internal | Winter | B20 | 935 | 2100 | 0 | 37.41 | 37.4 | 0.01 | 0
2020 | MISO_MO-IL_2_MISO_W | MISO_MO-IL | MISO_W | Internal | Shoulder | B11 | 25 | 960 | 959.96 | 55.09 | 55.26 | 0.01 | 0.15
2020 | MISO_MO-IL_2_MISO_W | MISO_MO-IL | MISO_W | Internal | Shoulder | B12 | 200 | 960 | 0.03 | 45.28 | 45.27 | 0.01 | 0
2020 | MISO_MO-IL_2_MISO_W | MISO_MO-IL | MISO_W | Internal | Shoulder | B13 | 600 | 960 | 0.01 | 41.59 | 41.58 | 0.01 | 0
2020 | MISO_MO-IL_2_MISO_W | MISO_MO-IL | MISO_W | Internal | Shoulder | B14 | 900 | 960 | 0 | 40.06 | 40.05 | 0.01 | 0
2020 | MISO_MO-IL_2_MISO_W | MISO_MO-IL | MISO_W | Internal | Shoulder | B15 | 1203 | 960 | 960 | 38.11 | 38.8 | 0.01 | 0.68
2020 | MISO_MO-IL_2_MISO_W | MISO_MO-IL | MISO_W | Internal | Summer | B1 | 10 | 960 | 1.32 | 65.05 | 65.05 | 0.01 | 0
2020 | MISO_MO-IL_2_MISO_W | MISO_MO-IL | MISO_W | Internal | Summer | B2 | 25 | 960 | 959.96 | 63.53 | 63.7 | 0.01 | 0.16
2020 | MISO_MO-IL_2_MISO_W | MISO_MO-IL | MISO_W | Internal | Summer | B3 | 75 | 960 | 960 | 61.14 | 63.47 | 0.01 | 2.31
2020 | MISO_MO-IL_2_MISO_W | MISO_MO-IL | MISO_W | Internal | Summer | B4 | 100 | 960 | 960 | 58.97 | 62.58 | 0.01 | 3.6
2020 | MISO_MO-IL_2_MISO_W | MISO_MO-IL | MISO_W | Internal | Summer | B5 | 200 | 960 | 960 | 55.05 | 62.58 | 0.01 | 7.52
2020 | MISO_MO-IL_2_MISO_W | MISO_MO-IL | MISO_W | Internal | Summer | B6 | 300 | 960 | 960 | 47.86 | 48.86 | 0.01 | 0.99
2020 | MISO_MO-IL_2_MISO_W | MISO_MO-IL | MISO_W | Internal | Summer | B7 | 400 | 960 | 667.14 | 41.45 | 41.47 | 0.01 | 0
2020 | MISO_MO-IL_2_MISO_W | MISO_MO-IL | MISO_W | Internal | Summer | B8 | 500 | 960 | 0.01 | 37.93 | 37.92 | 0.01 | 0
2020 | MISO_MO-IL_2_MISO_W | MISO_MO-IL | MISO_W | Internal | Summer | B9 | 800 | 960 | 437.5 | 36.62 | 36.63 | 0.01 | 0
2020 | MISO_MO-IL_2_MISO_W | MISO_MO-IL | MISO_W | Internal | Summer | B10 | 1262 | 960 | 0 | 36.01 | 36 | 0.01 | 0
2020 | MISO_MO-IL_2_MISO_W | MISO_MO-IL | MISO_W | Internal | Winter | B16 | 25 | 960 | 0.25 | 56.13 | 56.12 | 0.01 | 0
2020 | MISO_MO-IL_2_MISO_W | MISO_MO-IL | MISO_W | Internal | Winter | B17 | 100 | 960 | 0.07 | 46.3 | 46.28 | 0.01 | 0
2020 | MISO_MO-IL_2_MISO_W | MISO_MO-IL | MISO_W | Internal | Winter | B18 | 400 | 960 | 697.45 | 42.81 | 42.82 | 0.01 | 0
2020 | MISO_MO-IL_2_MISO_W | MISO_MO-IL | MISO_W | Internal | Winter | B19 | 700 | 960 | 960 | 40.55 | 41.76 | 0.01 | 1.2
2020 | MISO_MO-IL_2_MISO_W | MISO_MO-IL | MISO_W | Internal | Winter | B20 | 935 | 960 | 121.91 | 37.41 | 37.43 | 0.01 | 0
2020 | MISO_MO-IL_2_PJM_ROR | MISO_MO-IL | PJM_ROR | Internal | Shoulder | B11 | 25 | 1212 | 0 | 55.09 | 53.07 | 2 | 0
2020 | MISO_MO-IL_2_PJM_ROR | MISO_MO-IL | PJM_ROR | Internal | Shoulder | B12 | 200 | 1212 | 0.03 | 45.28 | 47.26 | 2 | 0
2020 | MISO_MO-IL_2_PJM_ROR | MISO_MO-IL | PJM_ROR | Internal | Shoulder | B13 | 600 | 1212 | 0 | 41.59 | 42.76 | 2 | 0
2020 | MISO_MO-IL_2_PJM_ROR | MISO_MO-IL | PJM_ROR | Internal | Shoulder | B14 | 900 | 1212 | 0 | 40.06 | 40.06 | 2 | 0
2020 | MISO_MO-IL_2_PJM_ROR | MISO_MO-IL | PJM_ROR | Internal | Shoulder | B15 | 1203 | 1212 | 0 | 38.11 | 37.21 | 2 | 0
2020 | MISO_MO-IL_2_PJM_ROR | MISO_MO-IL | PJM_ROR | Internal | Summer | B1 | 10 | 1212 | 440.55 | 65.05 | 67.05 | 2 | 0
2020 | MISO_MO-IL_2_PJM_ROR | MISO_MO-IL | PJM_ROR | Internal | Summer | B2 | 25 | 1212 | 0.02 | 63.53 | 65.12 | 2 | 0
2020 | MISO_MO-IL_2_PJM_ROR | MISO_MO-IL | PJM_ROR | Internal | Summer | B3 | 75 | 1212 | 0 | 61.14 | 61.28 | 2 | 0
2020 | MISO_MO-IL_2_PJM_ROR | MISO_MO-IL | PJM_ROR | Internal | Summer | B4 | 100 | 1212 | 0.06 | 58.97 | 60.94 | 2 | 0
2020 | MISO_MO-IL_2_PJM_ROR | MISO_MO-IL | PJM_ROR | Internal | Summer | B5 | 200 | 1212 | 0 | 55.05 | 53.81 | 2 | 0
2020 | MISO_MO-IL_2_PJM_ROR | MISO_MO-IL | PJM_ROR | Internal | Summer | B6 | 300 | 1212 | 0 | 47.86 | 48.66 | 2 | 0
2020 | MISO_MO-IL_2_PJM_ROR | MISO_MO-IL | PJM_ROR | Internal | Summer | B7 | 400 | 1212 | 0 | 41.45 | 40.67 | 2 | 0
2020 | MISO_MO-IL_2_PJM_ROR | MISO_MO-IL | PJM_ROR | Internal | Summer | B8 | 500 | 1212 | 0 | 37.93 | 37.87 | 2 | 0
2020 | MISO_MO-IL_2_PJM_ROR | MISO_MO-IL | PJM_ROR | Internal | Summer | B9 | 800 | 1212 | 0 | 36.62 | 37.12 | 2 | 0
2020 | MISO_MO-IL_2_PJM_ROR | MISO_MO-IL | PJM_ROR | Internal | Summer | B10 | 1262 | 1212 | 0 | 36.01 | 34.71 | 2 | 0
2020 | MISO_MO-IL_2_PJM_ROR | MISO_MO-IL | PJM_ROR | Internal | Winter | B16 | 25 | 1212 | 81.76 | 56.13 | 58.13 | 2 | 0
2020 | MISO_MO-IL_2_PJM_ROR | MISO_MO-IL | PJM_ROR | Internal | Winter | B17 | 100 | 1212 | 845.46 | 46.3 | 48.3 | 2 | 0
2020 | MISO_MO-IL_2_PJM_ROR | MISO_MO-IL | PJM_ROR | Internal | Winter | B18 | 400 | 1212 | 304.29 | 42.81 | 44.81 | 2 | 0
2020 | MISO_MO-IL_2_PJM_ROR | MISO_MO-IL | PJM_ROR | Internal | Winter | B19 | 700 | 1212 | 0 | 40.55 | 42 | 2 | 0
2020 | MISO_MO-IL_2_PJM_ROR | MISO_MO-IL | PJM_ROR | Internal | Winter | B20 | 935 | 1212 | 0 | 37.41 | 37.32 | 2 | 0
2020 | MISO_MO-IL_2_SPP_N | MISO_MO-IL | SPP_N | Internal | Shoulder | B11 | 25 | 2000 | 0 | 55.09 | 62.26 | 8 | 0
2020 | MISO_MO-IL_2_SPP_N | MISO_MO-IL | SPP_N | Internal | Shoulder | B12 | 200 | 2000 | 0 | 45.28 | 42.21 | 8 | 0
2020 | MISO_MO-IL_2_SPP_N | MISO_MO-IL | SPP_N | Internal | Shoulder | B13 | 600 | 2000 | 0 | 41.59 | 41.59 | 8 | 0
2020 | MISO_MO-IL_2_SPP_N | MISO_MO-IL | SPP_N | Internal | Shoulder | B14 | 900 | 2000 | 0 | 40.06 | 40.57 | 8 | 0
2020 | MISO_MO-IL_2_SPP_N | MISO_MO-IL | SPP_N | Internal | Shoulder | B15 | 1203 | 2000 | 0 | 38.11 | 40.19 | 8 | 0
2020 | MISO_MO-IL_2_SPP_N | MISO_MO-IL | SPP_N | Internal | Summer | B1 | 10 | 2000 | 0 | 65.05 | 66.03 | 8 | 0
2020 | MISO_MO-IL_2_SPP_N | MISO_MO-IL | SPP_N | Internal | Summer | B2 | 25 | 2000 | 0 | 63.53 | 66.03 | 8 | 0
2020 | MISO_MO-IL_2_SPP_N | MISO_MO-IL | SPP_N | Internal | Summer | B3 | 75 | 2000 | 0 | 61.14 | 66.03 | 8 | 0
2020 | MISO_MO-IL_2_SPP_N | MISO_MO-IL | SPP_N | Internal | Summer | B4 | 100 | 2000 | 0 | 58.97 | 65.64 | 8 | 0
2020 | MISO_MO-IL_2_SPP_N | MISO_MO-IL | SPP_N | Internal | Summer | B5 | 200 | 2000 | 0 | 55.05 | 62.59 | 8 | 0
2020 | MISO_MO-IL_2_SPP_N | MISO_MO-IL | SPP_N | Internal | Summer | B6 | 300 | 2000 | 1203.74 | 47.86 | 55.86 | 8 | 0
2020 | MISO_MO-IL_2_SPP_N | MISO_MO-IL | SPP_N | Internal | Summer | B7 | 400 | 2000 | 0 | 41.45 | 48.47 | 8 | 0
2020 | MISO_MO-IL_2_SPP_N | MISO_MO-IL | SPP_N | Internal | Summer | B8 | 500 | 2000 | 0 | 37.93 | 41.29 | 8 | 0
2020 | MISO_MO-IL_2_SPP_N | MISO_MO-IL | SPP_N | Internal | Summer | B9 | 800 | 2000 | 0 | 36.62 | 40.2 | 8 | 0
2020 | MISO_MO-IL_2_SPP_N | MISO_MO-IL | SPP_N | Internal | Summer | B10 | 1262 | 2000 | 0 | 36.01 | 36.11 | 8 | 0
2020 | MISO_MO-IL_2_SPP_N | MISO_MO-IL | SPP_N | Internal | Winter | B16 | 25 | 2000 | 0 | 56.13 | 57.63 | 8 | 0
2020 | MISO_MO-IL_2_SPP_N | MISO_MO-IL | SPP_N | Internal | Winter | B17 | 100 | 2000 | 0 | 46.3 | 44.58 | 8 | 0
2020 | MISO_MO-IL_2_SPP_N | MISO_MO-IL | SPP_N | Internal | Winter | B18 | 400 | 2000 | 0 | 42.81 | 43.06 | 8 | 0
2020 | MISO_MO-IL_2_SPP_N | MISO_MO-IL | SPP_N | Internal | Winter | B19 | 700 | 2000 | 0 | 40.55 | 42.83 | 8 | 0
2020 | MISO_MO-IL_2_SPP_N | MISO_MO-IL | SPP_N | Internal | Winter | B20 | 935 | 2000 | 0 | 37.41 | 42.74 | 8 | 0
2020 | MISO_MO-IL_2_TVA_Transmission | MISO_MO-IL | TVA_Transmission | Internal | Shoulder | B11 | 25 | 4000 | 0 | 55.09 | 58.67 | 8 | 0
2020 | MISO_MO-IL_2_TVA_Transmission | MISO_MO-IL | TVA_Transmission | Internal | Shoulder | B12 | 200 | 4000 | 0 | 45.28 | 47.59 | 8 | 0
2020 | MISO_MO-IL_2_TVA_Transmission | MISO_MO-IL | TVA_Transmission | Internal | Shoulder | B13 | 600 | 4000 | 0 | 41.59 | 44.86 | 8 | 0
2020 | MISO_MO-IL_2_TVA_Transmission | MISO_MO-IL | TVA_Transmission | Internal | Shoulder | B14 | 900 | 4000 | 0 | 40.06 | 43.54 | 8 | 0
2020 | MISO_MO-IL_2_TVA_Transmission | MISO_MO-IL | TVA_Transmission | Internal | Shoulder | B15 | 1203 | 4000 | 0 | 38.11 | 42.37 | 8 | 0
2020 | MISO_MO-IL_2_TVA_Transmission | MISO_MO-IL | TVA_Transmission | Internal | Summer | B1 | 10 | 4000 | 927.5 | 65.05 | 73.05 | 8 | 0
2020 | MISO_MO-IL_2_TVA_Transmission | MISO_MO-IL | TVA_Transmission | Internal | Summer | B2 | 25 | 4000 | 0.02 | 63.53 | 71.12 | 8 | 0
2020 | MISO_MO-IL_2_TVA_Transmission | MISO_MO-IL | TVA_Transmission | Internal | Summer | B3 | 75 | 4000 | 0 | 61.14 | 67.16 | 8 | 0
2020 | MISO_MO-IL_2_TVA_Transmission | MISO_MO-IL | TVA_Transmission | Internal | Summer | B4 | 100 | 4000 | 0.06 | 58.97 | 66.94 | 8 | 0
2020 | MISO_MO-IL_2_TVA_Transmission | MISO_MO-IL | TVA_Transmission | Internal | Summer | B5 | 200 | 4000 | 0 | 55.05 | 59.81 | 8 | 0
2020 | MISO_MO-IL_2_TVA_Transmission | MISO_MO-IL | TVA_Transmission | Internal | Summer | B6 | 300 | 4000 | 0 | 47.86 | 53.6 | 8 | 0
2020 | MISO_MO-IL_2_TVA_Transmission | MISO_MO-IL | TVA_Transmission | Internal | Summer | B7 | 400 | 4000 | 0 | 41.45 | 46.41 | 8 | 0
2020 | MISO_MO-IL_2_TVA_Transmission | MISO_MO-IL | TVA_Transmission | Internal | Summer | B8 | 500 | 4000 | 0 | 37.93 | 41.97 | 8 | 0
2020 | MISO_MO-IL_2_TVA_Transmission | MISO_MO-IL | TVA_Transmission | Internal | Summer | B9 | 800 | 4000 | 0 | 36.62 | 41.47 | 8 | 0
2020 | MISO_MO-IL_2_TVA_Transmission | MISO_MO-IL | TVA_Transmission | Internal | Summer | B10 | 1262 | 4000 | 0 | 36.01 | 39.03 | 8 | 0
2020 | MISO_MO-IL_2_TVA_Transmission | MISO_MO-IL | TVA_Transmission | Internal | Winter | B16 | 25 | 4000 | 23.01 | 56.13 | 64.13 | 8 | 0
2020 | MISO_MO-IL_2_TVA_Transmission | MISO_MO-IL | TVA_Transmission | Internal | Winter | B17 | 100 | 4000 | 0 | 46.3 | 49.55 | 8 | 0
2020 | MISO_MO-IL_2_TVA_Transmission | MISO_MO-IL | TVA_Transmission | Internal | Winter | B18 | 400 | 4000 | 0 | 42.81 | 46.55 | 8 | 0
2020 | MISO_MO-IL_2_TVA_Transmission | MISO_MO-IL | TVA_Transmission | Internal | Winter | B19 | 700 | 4000 | 0 | 40.55 | 44.83 | 8 | 0
2020 | MISO_MO-IL_2_TVA_Transmission | MISO_MO-IL | TVA_Transmission | Internal | Winter | B20 | 935 | 4000 | 0 | 37.41 | 43.21 | 8 | 0
2020 | MISO_W_2_IESO | MISO_W | IESO | Internal | Shoulder | B11 | 25 | 90 | 0 | 55.26 | 35.95 | 8 | 0
2020 | MISO_W_2_IESO | MISO_W | IESO | Internal | Shoulder | B12 | 200 | 90 | 0 | 45.27 | 35.95 | 8 | 0
2020 | MISO_W_2_IESO | MISO_W | IESO | Internal | Shoulder | B13 | 600 | 90 | 0 | 41.58 | 33.67 | 8 | 0
2020 | MISO_W_2_IESO | MISO_W | IESO | Internal | Shoulder | B14 | 900 | 90 | 0 | 40.05 | 33.06 | 8 | 0
2020 | MISO_W_2_IESO | MISO_W | IESO | Internal | Shoulder | B15 | 1203 | 90 | 0 | 38.8 | 33.06 | 8 | 0
2020 | MISO_W_2_IESO | MISO_W | IESO | Internal | Summer | B1 | 10 | 90 | 0 | 65.05 | 52.07 | 8 | 0
2020 | MISO_W_2_IESO | MISO_W | IESO | Internal | Summer | B2 | 25 | 90 | 0 | 63.7 | 48.41 | 8 | 0
2020 | MISO_W_2_IESO | MISO_W | IESO | Internal | Summer | B3 | 75 | 90 | 0 | 63.47 | 40.68 | 8 | 0
2020 | MISO_W_2_IESO | MISO_W | IESO | Internal | Summer | B4 | 100 | 90 | 0 | 62.58 | 38.81 | 8 | 0
2020 | MISO_W_2_IESO | MISO_W | IESO | Internal | Summer | B5 | 200 | 90 | 0 | 62.58 | 37.74 | 8 | 0
2020 | MISO_W_2_IESO | MISO_W | IESO | Internal | Summer | B6 | 300 | 90 | 0 | 48.86 | 37.74 | 8 | 0
2020 | MISO_W_2_IESO | MISO_W | IESO | Internal | Summer | B7 | 400 | 90 | 0 | 41.47 | 35.03 | 8 | 0
2020 | MISO_W_2_IESO | MISO_W | IESO | Internal | Summer | B8 | 500 | 90 | 0 | 37.92 | 31.6 | 8 | 0
2020 | MISO_W_2_IESO | MISO_W | IESO | Internal | Summer | B9 | 800 | 90 | 0 | 36.63 | 31.6 | 8 | 0
2020 | MISO_W_2_IESO | MISO_W | IESO | Internal | Summer | B10 | 1262 | 90 | 0 | 36 | 31.6 | 8 | 0
2020 | MISO_W_2_IESO | MISO_W | IESO | Internal | Winter | B16 | 25 | 90 | 0 | 56.12 | 41.02 | 8 | 0
2020 | MISO_W_2_IESO | MISO_W | IESO | Internal | Winter | B17 | 100 | 90 | 0 | 46.28 | 39.26 | 8 | 0
2020 | MISO_W_2_IESO | MISO_W | IESO | Internal | Winter | B18 | 400 | 90 | 0 | 42.82 | 37.97 | 8 | 0
2020 | MISO_W_2_IESO | MISO_W | IESO | Internal | Winter | B19 | 700 | 90 | 0 | 41.76 | 37.97 | 8 | 0
2020 | MISO_W_2_IESO | MISO_W | IESO | Internal | Winter | B20 | 935 | 90 | 0 | 37.43 | 37.97 | 8 | 0
2020 | MISO_W_2_MAPP_CA | MISO_W | MAPP_CA | Internal | Shoulder | B11 | 25 | 700 | 0 | 55.26 | 48.25 | 0.01 | 0
2020 | MISO_W_2_MAPP_CA | MISO_W | MAPP_CA | Internal | Shoulder | B12 | 200 | 700 | 0.03 | 45.27 | 45.26 | 0.01 | 0
2020 | MISO_W_2_MAPP_CA | MISO_W | MAPP_CA | Internal | Shoulder | B13 | 600 | 700 | 0.01 | 41.58 | 41.57 | 0.01 | 0
2020 | MISO_W_2_MAPP_CA | MISO_W | MAPP_CA | Internal | Shoulder | B14 | 900 | 700 | 0 | 40.05 | 40.04 | 0.01 | 0
2020 | MISO_W_2_MAPP_CA | MISO_W | MAPP_CA | Internal | Shoulder | B15 | 1203 | 700 | 700 | 38.8 | 40.04 | 0.01 | 1.23
2020 | MISO_W_2_MAPP_CA | MISO_W | MAPP_CA | Internal | Summer | B1 | 10 | 700 | 0 | 65.05 | 51.05 | 0.01 | 0
2020 | MISO_W_2_MAPP_CA | MISO_W | MAPP_CA | Internal | Summer | B2 | 25 | 700 | 0 | 63.7 | 50.47 | 0.01 | 0
2020 | MISO_W_2_MAPP_CA | MISO_W | MAPP_CA | Internal | Summer | B3 | 75 | 700 | 0 | 63.47 | 49.41 | 0.01 | 0
2020 | MISO_W_2_MAPP_CA | MISO_W | MAPP_CA | Internal | Summer | B4 | 100 | 700 | 0 | 62.58 | 49.41 | 0.01 | 0
2020 | MISO_W_2_MAPP_CA | MISO_W | MAPP_CA | Internal | Summer | B5 | 200 | 700 | 0 | 62.58 | 49.41 | 0.01 | 0
2020 | MISO_W_2_MAPP_CA | MISO_W | MAPP_CA | Internal | Summer | B6 | 300 | 700 | 0 | 48.86 | 44.74 | 0.01 | 0
2020 | MISO_W_2_MAPP_CA | MISO_W | MAPP_CA | Internal | Summer | B7 | 400 | 700 | 0.02 | 41.47 | 41.45 | 0.01 | 0
2020 | MISO_W_2_MAPP_CA | MISO_W | MAPP_CA | Internal | Summer | B8 | 500 | 700 | 0.01 | 37.92 | 37.9 | 0.01 | 0
2020 | MISO_W_2_MAPP_CA | MISO_W | MAPP_CA | Internal | Summer | B9 | 800 | 700 | 0 | 36.63 | 36.62 | 0.01 | 0
2020 | MISO_W_2_MAPP_CA | MISO_W | MAPP_CA | Internal | Summer | B10 | 1262 | 700 | 700 | 36 | 36.62 | 0.01 | 0.61
2020 | MISO_W_2_MAPP_CA | MISO_W | MAPP_CA | Internal | Winter | B16 | 25 | 700 | 0.24 | 56.12 | 56.11 | 0.01 | 0
2020 | MISO_W_2_MAPP_CA | MISO_W | MAPP_CA | Internal | Winter | B17 | 100 | 700 | 0.07 | 46.28 | 46.27 | 0.01 | 0
2020 | MISO_W_2_MAPP_CA | MISO_W | MAPP_CA | Internal | Winter | B18 | 400 | 700 | 700 | 42.82 | 43.04 | 0.01 | 0.21
2020 | MISO_W_2_MAPP_CA | MISO_W | MAPP_CA | Internal | Winter | B19 | 700 | 700 | 700 | 41.76 | 43.04 | 0.01 | 1.27
2020 | MISO_W_2_MAPP_CA | MISO_W | MAPP_CA | Internal | Winter | B20 | 935 | 700 | 700 | 37.43 | 43.04 | 0.01 | 5.61
2020 | MISO_W_2_MAPP_US | MISO_W | MAPP_US | Internal | Shoulder | B11 | 25 | 2300 | 0 | 55.26 | 55.25 | 7 | 0
2020 | MISO_W_2_MAPP_US | MISO_W | MAPP_US | Internal | Shoulder | B12 | 200 | 2300 | 0 | 45.27 | 38.27 | 7 | 0
2020 | MISO_W_2_MAPP_US | MISO_W | MAPP_US | Internal | Shoulder | B13 | 600 | 2300 | 0 | 41.58 | 34.58 | 7 | 0
2020 | MISO_W_2_MAPP_US | MISO_W | MAPP_US | Internal | Shoulder | B14 | 900 | 2300 | 0 | 40.05 | 34.58 | 7 | 0
2020 | MISO_W_2_MAPP_US | MISO_W | MAPP_US | Internal | Shoulder | B15 | 1203 | 2300 | 0 | 38.8 | 34.58 | 7 | 0
2020 | MISO_W_2_MAPP_US | MISO_W | MAPP_US | Internal | Summer | B1 | 10 | 2300 | 0 | 65.05 | 58.05 | 7 | 0
2020 | MISO_W_2_MAPP_US | MISO_W | MAPP_US | Internal | Summer | B2 | 25 | 2300 | 0 | 63.7 | 57.47 | 7 | 0
2020 | MISO_W_2_MAPP_US | MISO_W | MAPP_US | Internal | Summer | B3 | 75 | 2300 | 0 | 63.47 | 57.47 | 7 | 0
2020 | MISO_W_2_MAPP_US | MISO_W | MAPP_US | Internal | Summer | B4 | 100 | 2300 | 0 | 62.58 | 57.14 | 7 | 0
2020 | MISO_W_2_MAPP_US | MISO_W | MAPP_US | Internal | Summer | B5 | 200 | 2300 | 0 | 62.58 | 55.58 | 7 | 0
2020 | MISO_W_2_MAPP_US | MISO_W | MAPP_US | Internal | Summer | B6 | 300 | 2300 | 0 | 48.86 | 46.35 | 7 | 0
2020 | MISO_W_2_MAPP_US | MISO_W | MAPP_US | Internal | Summer | B7 | 400 | 2300 | 0 | 41.47 | 34.47 | 7 | 0
2020 | MISO_W_2_MAPP_US | MISO_W | MAPP_US | Internal | Summer | B8 | 500 | 2300 | 0 | 37.92 | 33.19 | 7 | 0
2020 | MISO_W_2_MAPP_US | MISO_W | MAPP_US | Internal | Summer | B9 | 800 | 2300 | 0 | 36.63 | 33.19 | 7 | 0
2020 | MISO_W_2_MAPP_US | MISO_W | MAPP_US | Internal | Summer | B10 | 1262 | 2300 | 0 | 36 | 29 | 7 | 0
2020 | MISO_W_2_MAPP_US | MISO_W | MAPP_US | Internal | Winter | B16 | 25 | 2300 | 0 | 56.12 | 49.12 | 7 | 0
2020 | MISO_W_2_MAPP_US | MISO_W | MAPP_US | Internal | Winter | B17 | 100 | 2300 | 0 | 46.28 | 39.28 | 7 | 0
2020 | MISO_W_2_MAPP_US | MISO_W | MAPP_US | Internal | Winter | B18 | 400 | 2300 | 0 | 42.82 | 36.04 | 7 | 0
2020 | MISO_W_2_MAPP_US | MISO_W | MAPP_US | Internal | Winter | B19 | 700 | 2300 | 0 | 41.76 | 36.04 | 7 | 0
2020 | MISO_W_2_MAPP_US | MISO_W | MAPP_US | Internal | Winter | B20 | 935 | 2300 | 0 | 37.43 | 33.83 | 7 | 0
2020 | MISO_W_2_MISO_MO-IL | MISO_W | MISO_MO-IL | Internal | Shoulder | B11 | 25 | 3800 | 0.03 | 55.26 | 55.09 | 0.01 | 0
2020 | MISO_W_2_MISO_MO-IL | MISO_W | MISO_MO-IL | Internal | Shoulder | B12 | 200 | 3800 | 369 | 45.27 | 45.28 | 0.01 | 0
2020 | MISO_W_2_MISO_MO-IL | MISO_W | MISO_MO-IL | Internal | Shoulder | B13 | 600 | 3800 | 29.34 | 41.58 | 41.59 | 0.01 | 0
2020 | MISO_W_2_MISO_MO-IL | MISO_W | MISO_MO-IL | Internal | Shoulder | B14 | 900 | 3800 | 47.32 | 40.05 | 40.06 | 0.01 | 0
2020 | MISO_W_2_MISO_MO-IL | MISO_W | MISO_MO-IL | Internal | Shoulder | B15 | 1203 | 3800 | 0 | 38.8 | 38.11 | 0.01 | 0
2020 | MISO_W_2_MISO_MO-IL | MISO_W | MISO_MO-IL | Internal | Summer | B1 | 10 | 3800 | 1.11 | 65.05 | 65.05 | 0.01 | 0
2020 | MISO_W_2_MISO_MO-IL | MISO_W | MISO_MO-IL | Internal | Summer | B2 | 25 | 3800 | 0.03 | 63.7 | 63.53 | 0.01 | 0
2020 | MISO_W_2_MISO_MO-IL | MISO_W | MISO_MO-IL | Internal | Summer | B3 | 75 | 3800 | 0 | 63.47 | 61.14 | 0.01 | 0
2020 | MISO_W_2_MISO_MO-IL | MISO_W | MISO_MO-IL | Internal | Summer | B4 | 100 | 3800 | 0 | 62.58 | 58.97 | 0.01 | 0
2020 | MISO_W_2_MISO_MO-IL | MISO_W | MISO_MO-IL | Internal | Summer | B5 | 200 | 3800 | 0 | 62.58 | 55.05 | 0.01 | 0
2020 | MISO_W_2_MISO_MO-IL | MISO_W | MISO_MO-IL | Internal | Summer | B6 | 300 | 3800 | 0 | 48.86 | 47.86 | 0.01 | 0
2020 | MISO_W_2_MISO_MO-IL | MISO_W | MISO_MO-IL | Internal | Summer | B7 | 400 | 3800 | 0.02 | 41.47 | 41.45 | 0.01 | 0
2020 | MISO_W_2_MISO_MO-IL | MISO_W | MISO_MO-IL | Internal | Summer | B8 | 500 | 3800 | 2029.38 | 37.92 | 37.93 | 0.01 | 0
2020 | MISO_W_2_MISO_MO-IL | MISO_W | MISO_MO-IL | Internal | Summer | B9 | 800 | 3800 | 0 | 36.63 | 36.62 | 0.01 | 0
2020 | MISO_W_2_MISO_MO-IL | MISO_W | MISO_MO-IL | Internal | Summer | B10 | 1262 | 3800 | 889.68 | 36 | 36.01 | 0.01 | 0
2020 | MISO_W_2_MISO_MO-IL | MISO_W | MISO_MO-IL | Internal | Winter | B16 | 25 | 3800 | 505.92 | 56.12 | 56.13 | 0.01 | 0
2020 | MISO_W_2_MISO_MO-IL | MISO_W | MISO_MO-IL | Internal | Winter | B17 | 100 | 3800 | 410.38 | 46.28 | 46.3 | 0.01 | 0
2020 | MISO_W_2_MISO_MO-IL | MISO_W | MISO_MO-IL | Internal | Winter | B18 | 400 | 3800 | 0.02 | 42.82 | 42.81 | 0.01 | 0
2020 | MISO_W_2_MISO_MO-IL | MISO_W | MISO_MO-IL | Internal | Winter | B19 | 700 | 3800 | 0 | 41.76 | 40.55 | 0.01 | 0
2020 | MISO_W_2_MISO_MO-IL | MISO_W | MISO_MO-IL | Internal | Winter | B20 | 935 | 3800 | 0 | 37.43 | 37.41 | 0.01 | 0
2020 | MISO_W_2_MISO_WUMS | MISO_W | MISO_WUMS | Internal | Shoulder | B11 | 25 | 1629 | 0 | 55.26 | 51.07 | 0.01 | 0
2020 | MISO_W_2_MISO_WUMS | MISO_W | MISO_WUMS | Internal | Shoulder | B12 | 200 | 1629 | 0.03 | 45.27 | 45.26 | 0.01 | 0
2020 | MISO_W_2_MISO_WUMS | MISO_W | MISO_WUMS | Internal | Shoulder | B13 | 600 | 1629 | 0.01 | 41.58 | 41.57 | 0.01 | 0
2020 | MISO_W_2_MISO_WUMS | MISO_W | MISO_WUMS | Internal | Shoulder | B14 | 900 | 1629 | 0 | 40.05 | 39.11 | 0.01 | 0
2020 | MISO_W_2_MISO_WUMS | MISO_W | MISO_WUMS | Internal | Shoulder | B15 | 1203 | 1629 | 0 | 38.8 | 36.91 | 0.01 | 0
2020 | MISO_W_2_MISO_WUMS | MISO_W | MISO_WUMS | Internal | Summer | B1 | 10 | 1629 | 0 | 65.05 | 59.88 | 0.01 | 0
2020 | MISO_W_2_MISO_WUMS | MISO_W | MISO_WUMS | Internal | Summer | B2 | 25 | 1629 | 0 | 63.7 | 59.88 | 0.01 | 0
2020 | MISO_W_2_MISO_WUMS | MISO_W | MISO_WUMS | Internal | Summer | B3 | 75 | 1629 | 0 | 63.47 | 59.88 | 0.01 | 0
2020 | MISO_W_2_MISO_WUMS | MISO_W | MISO_WUMS | Internal | Summer | B4 | 100 | 1629 | 0 | 62.58 | 59.88 | 0.01 | 0
2020 | MISO_W_2_MISO_WUMS | MISO_W | MISO_WUMS | Internal | Summer | B5 | 200 | 1629 | 0 | 62.58 | 51.81 | 0.01 | 0
2020 | MISO_W_2_MISO_WUMS | MISO_W | MISO_WUMS | Internal | Summer | B6 | 300 | 1629 | 0 | 48.86 | 46.66 | 0.01 | 0
2020 | MISO_W_2_MISO_WUMS | MISO_W | MISO_WUMS | Internal | Summer | B7 | 400 | 1629 | 0 | 41.47 | 39.11 | 0.01 | 0
2020 | MISO_W_2_MISO_WUMS | MISO_W | MISO_WUMS | Internal | Summer | B8 | 500 | 1629 | 0.01 | 37.92 | 37.9 | 0.01 | 0
2020 | MISO_W_2_MISO_WUMS | MISO_W | MISO_WUMS | Internal | Summer | B9 | 800 | 1629 | 0 | 36.63 | 35.66 | 0.01 | 0
2020 | MISO_W_2_MISO_WUMS | MISO_W | MISO_WUMS | Internal | Summer | B10 | 1262 | 1629 | 0 | 36 | 35.66 | 0.01 | 0
2020 | MISO_W_2_MISO_WUMS | MISO_W | MISO_WUMS | Internal | Winter | B16 | 25 | 1629 | 75.99 | 56.12 | 56.13 | 0.01 | 0
2020 | MISO_W_2_MISO_WUMS | MISO_W | MISO_WUMS | Internal | Winter | B17 | 100 | 1629 | 377.34 | 46.28 | 46.3 | 0.01 | 0
2020 | MISO_W_2_MISO_WUMS | MISO_W | MISO_WUMS | Internal | Winter | B18 | 400 | 1629 | 0.02 | 42.82 | 42.81 | 0.01 | 0
2020 | MISO_W_2_MISO_WUMS | MISO_W | MISO_WUMS | Internal | Winter | B19 | 700 | 1629 | 0 | 41.76 | 41.75 | 0.01 | 0
2020 | MISO_W_2_MISO_WUMS | MISO_W | MISO_WUMS | Internal | Winter | B20 | 935 | 1629 | 208.85 | 37.43 | 37.44 | 0.01 | 0
2020 | MISO_W_2_NE | MISO_W | NE | Internal | Shoulder | B11 | 25 | 2800 | 0.44 | 55.26 | 62.25 | 7 | 0
2020 | MISO_W_2_NE | MISO_W | NE | Internal | Shoulder | B12 | 200 | 2800 | 0 | 45.27 | 42.19 | 7 | 0
2020 | MISO_W_2_NE | MISO_W | NE | Internal | Shoulder | B13 | 600 | 2800 | 0 | 41.58 | 41.58 | 7 | 0
2020 | MISO_W_2_NE | MISO_W | NE | Internal | Shoulder | B14 | 900 | 2800 | 0 | 40.05 | 40.56 | 7 | 0
2020 | MISO_W_2_NE | MISO_W | NE | Internal | Shoulder | B15 | 1203 | 2800 | 0 | 38.8 | 40.17 | 7 | 0
2020 | MISO_W_2_NE | MISO_W | NE | Internal | Summer | B1 | 10 | 2800 | 0 | 65.05 | 65.05 | 7 | 0
2020 | MISO_W_2_NE | MISO_W | NE | Internal | Summer | B2 | 25 | 2800 | 0 | 63.7 | 64.47 | 7 | 0
2020 | MISO_W_2_NE | MISO_W | NE | Internal | Summer | B3 | 75 | 2800 | 0 | 63.47 | 64.47 | 7 | 0
2020 | MISO_W_2_NE | MISO_W | NE | Internal | Summer | B4 | 100 | 2800 | 0 | 62.58 | 64.14 | 7 | 0
2020 | MISO_W_2_NE | MISO_W | NE | Internal | Summer | B5 | 200 | 2800 | 0 | 62.58 | 62.58 | 7 | 0
2020 | MISO_W_2_NE | MISO_W | NE | Internal | Summer | B6 | 300 | 2800 | 0 | 48.86 | 53.35 | 7 | 0
2020 | MISO_W_2_NE | MISO_W | NE | Internal | Summer | B7 | 400 | 2800 | 0 | 41.47 | 41.47 | 7 | 0
2020 | MISO_W_2_NE | MISO_W | NE | Internal | Summer | B8 | 500 | 2800 | 0 | 37.92 | 40.19 | 7 | 0
2020 | MISO_W_2_NE | MISO_W | NE | Internal | Summer | B9 | 800 | 2800 | 0 | 36.63 | 40.19 | 7 | 0
2020 | MISO_W_2_NE | MISO_W | NE | Internal | Summer | B10 | 1262 | 2800 | 0 | 36 | 36 | 7 | 0
2020 | MISO_W_2_NE | MISO_W | NE | Internal | Winter | B16 | 25 | 2800 | 0 | 56.12 | 56.12 | 7 | 0
2020 | MISO_W_2_NE | MISO_W | NE | Internal | Winter | B17 | 100 | 2800 | 0 | 46.28 | 44.57 | 7 | 0
2020 | MISO_W_2_NE | MISO_W | NE | Internal | Winter | B18 | 400 | 2800 | 0 | 42.82 | 43.04 | 7 | 0
2020 | MISO_W_2_NE | MISO_W | NE | Internal | Winter | B19 | 700 | 2800 | 0 | 41.76 | 42.82 | 7 | 0
2020 | MISO_W_2_NE | MISO_W | NE | Internal | Winter | B20 | 935 | 2800 | 0 | 37.43 | 40.83 | 7 | 0
2020 | MISO_W_2_PJM_ROR | MISO_W | PJM_ROR | Internal | Shoulder | B11 | 25 | 773 | 0 | 55.26 | 53.07 | 2 | 0
2020 | MISO_W_2_PJM_ROR | MISO_W | PJM_ROR | Internal | Shoulder | B12 | 200 | 773 | 0.06 | 45.27 | 47.26 | 2 | 0
2020 | MISO_W_2_PJM_ROR | MISO_W | PJM_ROR | Internal | Shoulder | B13 | 600 | 773 | 0 | 41.58 | 42.76 | 2 | 0
2020 | MISO_W_2_PJM_ROR | MISO_W | PJM_ROR | Internal | Shoulder | B14 | 900 | 773 | 0 | 40.05 | 40.06 | 2 | 0
2020 | MISO_W_2_PJM_ROR | MISO_W | PJM_ROR | Internal | Shoulder | B15 | 1203 | 773 | 0 | 38.8 | 37.21 | 2 | 0
2020 | MISO_W_2_PJM_ROR | MISO_W | PJM_ROR | Internal | Summer | B1 | 10 | 773 | 126.61 | 65.05 | 67.05 | 2 | 0
2020 | MISO_W_2_PJM_ROR | MISO_W | PJM_ROR | Internal | Summer | B2 | 25 | 773 | 0.01 | 63.7 | 65.12 | 2 | 0
2020 | MISO_W_2_PJM_ROR | MISO_W | PJM_ROR | Internal | Summer | B3 | 75 | 773 | 0 | 63.47 | 61.28 | 2 | 0
2020 | MISO_W_2_PJM_ROR | MISO_W | PJM_ROR | Internal | Summer | B4 | 100 | 773 | 0 | 62.58 | 60.94 | 2 | 0
2020 | MISO_W_2_PJM_ROR | MISO_W | PJM_ROR | Internal | Summer | B5 | 200 | 773 | 0 | 62.58 | 53.81 | 2 | 0
2020 | MISO_W_2_PJM_ROR | MISO_W | PJM_ROR | Internal | Summer | B6 | 300 | 773 | 0 | 48.86 | 48.66 | 2 | 0
2020 | MISO_W_2_PJM_ROR | MISO_W | PJM_ROR | Internal | Summer | B7 | 400 | 773 | 0 | 41.47 | 40.67 | 2 | 0
2020 | MISO_W_2_PJM_ROR | MISO_W | PJM_ROR | Internal | Summer | B8 | 500 | 773 | 0 | 37.92 | 37.87 | 2 | 0
2020 | MISO_W_2_PJM_ROR | MISO_W | PJM_ROR | Internal | Summer | B9 | 800 | 773 | 0 | 36.63 | 37.12 | 2 | 0
2020 | MISO_W_2_PJM_ROR | MISO_W | PJM_ROR | Internal | Summer | B10 | 1262 | 773 | 0 | 36 | 34.71 | 2 | 0
2020 | MISO_W_2_PJM_ROR | MISO_W | PJM_ROR | Internal | Winter | B16 | 25 | 773 | 772.43 | 56.12 | 58.13 | 2 | 0.01
2020 | MISO_W_2_PJM_ROR | MISO_W | PJM_ROR | Internal | Winter | B17 | 100 | 773 | 772.87 | 46.28 | 48.3 | 2 | 0.01
2020 | MISO_W_2_PJM_ROR | MISO_W | PJM_ROR | Internal | Winter | B18 | 400 | 773 | 0.03 | 42.82 | 44.81 | 2 | 0
2020 | MISO_W_2_PJM_ROR | MISO_W | PJM_ROR | Internal | Winter | B19 | 700 | 773 | 0 | 41.76 | 42 | 2 | 0
2020 | MISO_W_2_PJM_ROR | MISO_W | PJM_ROR | Internal | Winter | B20 | 935 | 773 | 0 | 37.43 | 37.32 | 2 | 0
2020 | MISO_W_2_SPP_N | MISO_W | SPP_N | Internal | Shoulder | B11 | 25 | 3200 | 167.62 | 55.26 | 62.26 | 7 | 0
2020 | MISO_W_2_SPP_N | MISO_W | SPP_N | Internal | Shoulder | B12 | 200 | 3200 | 0 | 45.27 | 42.21 | 7 | 0
2020 | MISO_W_2_SPP_N | MISO_W | SPP_N | Internal | Shoulder | B13 | 600 | 3200 | 0 | 41.58 | 41.59 | 7 | 0
2020 | MISO_W_2_SPP_N | MISO_W | SPP_N | Internal | Shoulder | B14 | 900 | 3200 | 0 | 40.05 | 40.57 | 7 | 0
2020 | MISO_W_2_SPP_N | MISO_W | SPP_N | Internal | Shoulder | B15 | 1203 | 3200 | 0 | 38.8 | 40.19 | 7 | 0
2020 | MISO_W_2_SPP_N | MISO_W | SPP_N | Internal | Summer | B1 | 10 | 3200 | 0 | 65.05 | 66.03 | 7 | 0
2020 | MISO_W_2_SPP_N | MISO_W | SPP_N | Internal | Summer | B2 | 25 | 3200 | 0 | 63.7 | 66.03 | 7 | 0
2020 | MISO_W_2_SPP_N | MISO_W | SPP_N | Internal | Summer | B3 | 75 | 3200 | 0 | 63.47 | 66.03 | 7 | 0
2020 | MISO_W_2_SPP_N | MISO_W | SPP_N | Internal | Summer | B4 | 100 | 3200 | 0 | 62.58 | 65.64 | 7 | 0
2020 | MISO_W_2_SPP_N | MISO_W | SPP_N | Internal | Summer | B5 | 200 | 3200 | 0 | 62.58 | 62.59 | 7 | 0
2020 | MISO_W_2_SPP_N | MISO_W | SPP_N | Internal | Summer | B6 | 300 | 3200 | 132.4 | 48.86 | 55.86 | 7 | 0
2020 | MISO_W_2_SPP_N | MISO_W | SPP_N | Internal | Summer | B7 | 400 | 3200 | 1583.48 | 41.47 | 48.47 | 7 | 0
2020 | MISO_W_2_SPP_N | MISO_W | SPP_N | Internal | Summer | B8 | 500 | 3200 | 0 | 37.92 | 41.29 | 7 | 0
2020 | MISO_W_2_SPP_N | MISO_W | SPP_N | Internal | Summer | B9 | 800 | 3200 | 0 | 36.63 | 40.2 | 7 | 0
2020 | MISO_W_2_SPP_N | MISO_W | SPP_N | Internal | Summer | B10 | 1262 | 3200 | 0 | 36 | 36.11 | 7 | 0
2020 | MISO_W_2_SPP_N | MISO_W | SPP_N | Internal | Winter | B16 | 25 | 3200 | 0 | 56.12 | 57.63 | 7 | 0
2020 | MISO_W_2_SPP_N | MISO_W | SPP_N | Internal | Winter | B17 | 100 | 3200 | 0 | 46.28 | 44.58 | 7 | 0
2020 | MISO_W_2_SPP_N | MISO_W | SPP_N | Internal | Winter | B18 | 400 | 3200 | 0 | 42.82 | 43.06 | 7 | 0
2020 | MISO_W_2_SPP_N | MISO_W | SPP_N | Internal | Winter | B19 | 700 | 3200 | 0 | 41.76 | 42.83 | 7 | 0
2020 | MISO_W_2_SPP_N | MISO_W | SPP_N | Internal | Winter | B20 | 935 | 3200 | 0 | 37.43 | 42.74 | 7 | 0
2020 | MISO_WUMS_2_MISO_MI | MISO_WUMS | MISO_MI | Internal | Shoulder | B11 | 25 | 99 | 99 | 51.07 | 55.07 | 0.01 | 3.98
2020 | MISO_WUMS_2_MISO_MI | MISO_WUMS | MISO_MI | Internal | Shoulder | B12 | 200 | 99 | 98.94 | 45.26 | 45.28 | 0.01 | 0.01
2020 | MISO_WUMS_2_MISO_MI | MISO_WUMS | MISO_MI | Internal | Shoulder | B13 | 600 | 99 | 98.98 | 41.57 | 41.59 | 0.01 | 0.01
2020 | MISO_WUMS_2_MISO_MI | MISO_WUMS | MISO_MI | Internal | Shoulder | B14 | 900 | 99 | 99 | 39.11 | 40.06 | 0.01 | 0.95
2020 | MISO_WUMS_2_MISO_MI | MISO_WUMS | MISO_MI | Internal | Shoulder | B15 | 1203 | 99 | 99 | 36.91 | 38.11 | 0.01 | 1.19
2020 | MISO_WUMS_2_MISO_MI | MISO_WUMS | MISO_MI | Internal | Summer | B1 | 10 | 99 | 99 | 59.88 | 65.05 | 0.01 | 5.16
2020 | MISO_WUMS_2_MISO_MI | MISO_WUMS | MISO_MI | Internal | Summer | B2 | 25 | 99 | 99 | 59.88 | 63.53 | 0.01 | 3.64
2020 | MISO_WUMS_2_MISO_MI | MISO_WUMS | MISO_MI | Internal | Summer | B3 | 75 | 99 | 99 | 59.88 | 61.12 | 0.01 | 1.23
2020 | MISO_WUMS_2_MISO_MI | MISO_WUMS | MISO_MI | Internal | Summer | B4 | 100 | 99 | 0 | 59.88 | 58.94 | 0.01 | 0
2020 | MISO_WUMS_2_MISO_MI | MISO_WUMS | MISO_MI | Internal | Summer | B5 | 200 | 99 | 99 | 51.81 | 55.02 | 0.01 | 3.2
2020 | MISO_WUMS_2_MISO_MI | MISO_WUMS | MISO_MI | Internal | Summer | B6 | 300 | 99 | 99 | 46.66 | 47.86 | 0.01 | 1.2
2020 | MISO_WUMS_2_MISO_MI | MISO_WUMS | MISO_MI | Internal | Summer | B7 | 400 | 99 | 99 | 39.11 | 41.45 | 0.01 | 2.33
2020 | MISO_WUMS_2_MISO_MI | MISO_WUMS | MISO_MI | Internal | Summer | B8 | 500 | 99 | 98.98 | 37.9 | 37.93 | 0.01 | 0.01
2020 | MISO_WUMS_2_MISO_MI | MISO_WUMS | MISO_MI | Internal | Summer | B9 | 800 | 99 | 99 | 35.66 | 36.62 | 0.01 | 0.95
2020 | MISO_WUMS_2_MISO_MI | MISO_WUMS | MISO_MI | Internal | Summer | B10 | 1262 | 99 | 99 | 35.66 | 36.03 | 0.01 | 0.36
2020 | MISO_WUMS_2_MISO_MI | MISO_WUMS | MISO_MI | Internal | Winter | B16 | 25 | 99 | 0.44 | 56.13 | 56.13 | 0.01 | 0
2020 | MISO_WUMS_2_MISO_MI | MISO_WUMS | MISO_MI | Internal | Winter | B17 | 100 | 99 | 81.22 | 46.3 | 46.31 | 0.01 | 0
2020 | MISO_WUMS_2_MISO_MI | MISO_WUMS | MISO_MI | Internal | Winter | B18 | 400 | 99 | 50.24 | 42.81 | 42.82 | 0.01 | 0
2020 | MISO_WUMS_2_MISO_MI | MISO_WUMS | MISO_MI | Internal | Winter | B19 | 700 | 99 | 0 | 41.75 | 40.55 | 0.01 | 0
2020 | MISO_WUMS_2_MISO_MI | MISO_WUMS | MISO_MI | Internal | Winter | B20 | 935 | 99 | 0 | 37.44 | 37.41 | 0.01 | 0
2020 | MISO_WUMS_2_MISO_W | MISO_WUMS | MISO_W | Internal | Shoulder | B11 | 25 | 1137 | 1137 | 51.07 | 55.26 | 0.01 | 4.17
2020 | MISO_WUMS_2_MISO_W | MISO_WUMS | MISO_W | Internal | Shoulder | B12 | 200 | 1137 | 840.38 | 45.26 | 45.27 | 0.01 | 0
2020 | MISO_WUMS_2_MISO_W | MISO_WUMS | MISO_W | Internal | Shoulder | B13 | 600 | 1137 | 901.71 | 41.57 | 41.58 | 0.01 | 0
2020 | MISO_WUMS_2_MISO_W | MISO_WUMS | MISO_W | Internal | Shoulder | B14 | 900 | 1137 | 1137 | 39.11 | 40.05 | 0.01 | 0.93
2020 | MISO_WUMS_2_MISO_W | MISO_WUMS | MISO_W | Internal | Shoulder | B15 | 1203 | 1137 | 1137 | 36.91 | 38.8 | 0.01 | 1.88
2020 | MISO_WUMS_2_MISO_W | MISO_WUMS | MISO_W | Internal | Summer | B1 | 10 | 1137 | 1137 | 59.88 | 65.05 | 0.01 | 5.16
2020 | MISO_WUMS_2_MISO_W | MISO_WUMS | MISO_W | Internal | Summer | B2 | 25 | 1137 | 1137 | 59.88 | 63.7 | 0.01 | 3.81
2020 | MISO_WUMS_2_MISO_W | MISO_WUMS | MISO_W | Internal | Summer | B3 | 75 | 1137 | 1137 | 59.88 | 63.47 | 0.01 | 3.57
2020 | MISO_WUMS_2_MISO_W | MISO_WUMS | MISO_W | Internal | Summer | B4 | 100 | 1137 | 1137 | 59.88 | 62.58 | 0.01 | 2.68
2020 | MISO_WUMS_2_MISO_W | MISO_WUMS | MISO_W | Internal | Summer | B5 | 200 | 1137 | 1137 | 51.81 | 62.58 | 0.01 | 10.76
2020 | MISO_WUMS_2_MISO_W | MISO_WUMS | MISO_W | Internal | Summer | B6 | 300 | 1137 | 1137 | 46.66 | 48.86 | 0.01 | 2.2
2020 | MISO_WUMS_2_MISO_W | MISO_WUMS | MISO_W | Internal | Summer | B7 | 400 | 1137 | 1137 | 39.11 | 41.47 | 0.01 | 2.35
2020 | MISO_WUMS_2_MISO_W | MISO_WUMS | MISO_W | Internal | Summer | B8 | 500 | 1137 | 908.14 | 37.9 | 37.92 | 0.01 | 0
2020 | MISO_WUMS_2_MISO_W | MISO_WUMS | MISO_W | Internal | Summer | B9 | 800 | 1137 | 1137 | 35.66 | 36.63 | 0.01 | 0.96
2020 | MISO_WUMS_2_MISO_W | MISO_WUMS | MISO_W | Internal | Summer | B10 | 1262 | 1137 | 1137 | 35.66 | 36 | 0.01 | 0.33
2020 | MISO_WUMS_2_MISO_W | MISO_WUMS | MISO_W | Internal | Winter | B16 | 25 | 1137 | 0.28 | 56.13 | 56.12 | 0.01 | 0
2020 | MISO_WUMS_2_MISO_W | MISO_WUMS | MISO_W | Internal | Winter | B17 | 100 | 1137 | 0.07 | 46.3 | 46.28 | 0.01 | 0
2020 | MISO_WUMS_2_MISO_W | MISO_WUMS | MISO_W | Internal | Winter | B18 | 400 | 1137 | 810.35 | 42.81 | 42.82 | 0.01 | 0
2020 | MISO_WUMS_2_MISO_W | MISO_WUMS | MISO_W | Internal | Winter | B19 | 700 | 1137 | 577.35 | 41.75 | 41.76 | 0.01 | 0
2020 | MISO_WUMS_2_MISO_W | MISO_WUMS | MISO_W | Internal | Winter | B20 | 935 | 1137 | 0 | 37.44 | 37.43 | 0.01 | 0
2020 | MISO_WUMS_2_PJM_ROR | MISO_WUMS | PJM_ROR | Internal | Shoulder | B11 | 25 | 1600 | 11.42 | 51.07 | 53.07 | 2 | 0
2020 | MISO_WUMS_2_PJM_ROR | MISO_WUMS | PJM_ROR | Internal | Shoulder | B12 | 200 | 1600 | 488.7 | 45.26 | 47.26 | 2 | 0
2020 | MISO_WUMS_2_PJM_ROR | MISO_WUMS | PJM_ROR | Internal | Shoulder | B13 | 600 | 1600 | 0 | 41.57 | 42.76 | 2 | 0
2020 | MISO_WUMS_2_PJM_ROR | MISO_WUMS | PJM_ROR | Internal | Shoulder | B14 | 900 | 1600 | 0 | 39.11 | 40.06 | 2 | 0
2020 | MISO_WUMS_2_PJM_ROR | MISO_WUMS | PJM_ROR | Internal | Shoulder | B15 | 1203 | 1600 | 0 | 36.91 | 37.21 | 2 | 0
2020 | MISO_WUMS_2_PJM_ROR | MISO_WUMS | PJM_ROR | Internal | Summer | B1 | 10 | 1600 | 1600 | 59.88 | 67.05 | 2 | 5.17
2020 | MISO_WUMS_2_PJM_ROR | MISO_WUMS | PJM_ROR | Internal | Summer | B2 | 25 | 1600 | 1600 | 59.88 | 65.12 | 2 | 3.24
2020 | MISO_WUMS_2_PJM_ROR | MISO_WUMS | PJM_ROR | Internal | Summer | B3 | 75 | 1600 | 0 | 59.88 | 61.28 | 2 | 0
2020 | MISO_WUMS_2_PJM_ROR | MISO_WUMS | PJM_ROR | Internal | Summer | B4 | 100 | 1600 | 0 | 59.88 | 60.94 | 2 | 0
2020 | MISO_WUMS_2_PJM_ROR | MISO_WUMS | PJM_ROR | Internal | Summer | B5 | 200 | 1600 | 80.11 | 51.81 | 53.81 | 2 | 0
2020 | MISO_WUMS_2_PJM_ROR | MISO_WUMS | PJM_ROR | Internal | Summer | B6 | 300 | 1600 | 672.33 | 46.66 | 48.66 | 2 | 0
2020 | MISO_WUMS_2_PJM_ROR | MISO_WUMS | PJM_ROR | Internal | Summer | B7 | 400 | 1600 | 0 | 39.11 | 40.67 | 2 | 0
2020 | MISO_WUMS_2_PJM_ROR | MISO_WUMS | PJM_ROR | Internal | Summer | B8 | 500 | 1600 | 0 | 37.9 | 37.87 | 2 | 0
2020 | MISO_WUMS_2_PJM_ROR | MISO_WUMS | PJM_ROR | Internal | Summer | B9 | 800 | 1600 | 0 | 35.66 | 37.12 | 2 | 0
2020 | MISO_WUMS_2_PJM_ROR | MISO_WUMS | PJM_ROR | Internal | Summer | B10 | 1262 | 1600 | 0 | 35.66 | 34.71 | 2 | 0
2020 | MISO_WUMS_2_PJM_ROR | MISO_WUMS | PJM_ROR | Internal | Winter | B16 | 25 | 1600 | 624.57 | 56.13 | 58.13 | 2 | 0
2020 | MISO_WUMS_2_PJM_ROR | MISO_WUMS | PJM_ROR | Internal | Winter | B17 | 100 | 1600 | 1143.9 | 46.3 | 48.3 | 2 | 0
2020 | MISO_WUMS_2_PJM_ROR | MISO_WUMS | PJM_ROR | Internal | Winter | B18 | 400 | 1600 | 285.94 | 42.81 | 44.81 | 2 | 0
2020 | MISO_WUMS_2_PJM_ROR | MISO_WUMS | PJM_ROR | Internal | Winter | B19 | 700 | 1600 | 0 | 41.75 | 42 | 2 | 0
2020 | MISO_WUMS_2_PJM_ROR | MISO_WUMS | PJM_ROR | Internal | Winter | B20 | 935 | 1600 | 0 | 37.44 | 37.32 | 2 | 0
2020 | NE_2_MAPP_US | NE | MAPP_US | Internal | Shoulder | B11 | 25 | 1600 | 0 | 62.25 | 55.25 | 5 | 0
2020 | NE_2_MAPP_US | NE | MAPP_US | Internal | Shoulder | B12 | 200 | 1600 | 0 | 42.19 | 38.27 | 5 | 0
2020 | NE_2_MAPP_US | NE | MAPP_US | Internal | Shoulder | B13 | 600 | 1600 | 0 | 41.58 | 34.58 | 5 | 0
2020 | NE_2_MAPP_US | NE | MAPP_US | Internal | Shoulder | B14 | 900 | 1600 | 0 | 40.56 | 34.58 | 5 | 0
2020 | NE_2_MAPP_US | NE | MAPP_US | Internal | Shoulder | B15 | 1203 | 1600 | 0 | 40.17 | 34.58 | 5 | 0
2020 | NE_2_MAPP_US | NE | MAPP_US | Internal | Summer | B1 | 10 | 1600 | 0 | 65.05 | 58.05 | 5 | 0
2020 | NE_2_MAPP_US | NE | MAPP_US | Internal | Summer | B2 | 25 | 1600 | 0 | 64.47 | 57.47 | 5 | 0
2020 | NE_2_MAPP_US | NE | MAPP_US | Internal | Summer | B3 | 75 | 1600 | 0 | 64.47 | 57.47 | 5 | 0
2020 | NE_2_MAPP_US | NE | MAPP_US | Internal | Summer | B4 | 100 | 1600 | 0 | 64.14 | 57.14 | 5 | 0
2020 | NE_2_MAPP_US | NE | MAPP_US | Internal | Summer | B5 | 200 | 1600 | 0 | 62.58 | 55.58 | 5 | 0
2020 | NE_2_MAPP_US | NE | MAPP_US | Internal | Summer | B6 | 300 | 1600 | 0 | 53.35 | 46.35 | 5 | 0
2020 | NE_2_MAPP_US | NE | MAPP_US | Internal | Summer | B7 | 400 | 1600 | 0 | 41.47 | 34.47 | 5 | 0
2020 | NE_2_MAPP_US | NE | MAPP_US | Internal | Summer | B8 | 500 | 1600 | 0 | 40.19 | 33.19 | 5 | 0
2020 | NE_2_MAPP_US | NE | MAPP_US | Internal | Summer | B9 | 800 | 1600 | 0 | 40.19 | 33.19 | 5 | 0
2020 | NE_2_MAPP_US | NE | MAPP_US | Internal | Summer | B10 | 1262 | 1600 | 0 | 36 | 29 | 5 | 0
2020 | NE_2_MAPP_US | NE | MAPP_US | Internal | Winter | B16 | 25 | 1600 | 0 | 56.12 | 49.12 | 5 | 0
2020 | NE_2_MAPP_US | NE | MAPP_US | Internal | Winter | B17 | 100 | 1600 | 0 | 44.57 | 39.28 | 5 | 0
2020 | NE_2_MAPP_US | NE | MAPP_US | Internal | Winter | B18 | 400 | 1600 | 0 | 43.04 | 36.04 | 5 | 0
2020 | NE_2_MAPP_US | NE | MAPP_US | Internal | Winter | B19 | 700 | 1600 | 0 | 42.82 | 36.04 | 5 | 0
2020 | NE_2_MAPP_US | NE | MAPP_US | Internal | Winter | B20 | 935 | 1600 | 0 | 40.83 | 33.83 | 5 | 0
2020 | NE_2_MISO_W | NE | MISO_W | Internal | Shoulder | B11 | 25 | 1600 | 0 | 62.25 | 55.26 | 5 | 0
2020 | NE_2_MISO_W | NE | MISO_W | Internal | Shoulder | B12 | 200 | 1600 | 0 | 42.19 | 45.27 | 5 | 0
2020 | NE_2_MISO_W | NE | MISO_W | Internal | Shoulder | B13 | 600 | 1600 | 0 | 41.58 | 41.58 | 5 | 0
2020 | NE_2_MISO_W | NE | MISO_W | Internal | Shoulder | B14 | 900 | 1600 | 0 | 40.56 | 40.05 | 5 | 0
2020 | NE_2_MISO_W | NE | MISO_W | Internal | Shoulder | B15 | 1203 | 1600 | 0 | 40.17 | 38.8 | 5 | 0
2020 | NE_2_MISO_W | NE | MISO_W | Internal | Summer | B1 | 10 | 1600 | 0 | 65.05 | 65.05 | 5 | 0
2020 | NE_2_MISO_W | NE | MISO_W | Internal | Summer | B2 | 25 | 1600 | 0 | 64.47 | 63.7 | 5 | 0
2020 | NE_2_MISO_W | NE | MISO_W | Internal | Summer | B3 | 75 | 1600 | 0 | 64.47 | 63.47 | 5 | 0
2020 | NE_2_MISO_W | NE | MISO_W | Internal | Summer | B4 | 100 | 1600 | 0 | 64.14 | 62.58 | 5 | 0
2020 | NE_2_MISO_W | NE | MISO_W | Internal | Summer | B5 | 200 | 1600 | 0 | 62.58 | 62.58 | 5 | 0
2020 | NE_2_MISO_W | NE | MISO_W | Internal | Summer | B6 | 300 | 1600 | 0 | 53.35 | 48.86 | 5 | 0
2020 | NE_2_MISO_W | NE | MISO_W | Internal | Summer | B7 | 400 | 1600 | 0 | 41.47 | 41.47 | 5 | 0
2020 | NE_2_MISO_W | NE | MISO_W | Internal | Summer | B8 | 500 | 1600 | 0 | 40.19 | 37.92 | 5 | 0
2020 | NE_2_MISO_W | NE | MISO_W | Internal | Summer | B9 | 800 | 1600 | 0 | 40.19 | 36.63 | 5 | 0
2020 | NE_2_MISO_W | NE | MISO_W | Internal | Summer | B10 | 1262 | 1600 | 0 | 36 | 36 | 5 | 0
2020 | NE_2_MISO_W | NE | MISO_W | Internal | Winter | B16 | 25 | 1600 | 0 | 56.12 | 56.12 | 5 | 0
2020 | NE_2_MISO_W | NE | MISO_W | Internal | Winter | B17 | 100 | 1600 | 0 | 44.57 | 46.28 | 5 | 0
2020 | NE_2_MISO_W | NE | MISO_W | Internal | Winter | B18 | 400 | 1600 | 0 | 43.04 | 42.82 | 5 | 0
2020 | NE_2_MISO_W | NE | MISO_W | Internal | Winter | B19 | 700 | 1600 | 0 | 42.82 | 41.76 | 5 | 0
2020 | NE_2_MISO_W | NE | MISO_W | Internal | Winter | B20 | 935 | 1600 | 0 | 40.83 | 37.43 | 5 | 0
2020 | NE_2_SPP_N | NE | SPP_N | Internal | Shoulder | B11 | 25 | 1800 | 1486 | 62.25 | 62.26 | 0.01 | 0
2020 | NE_2_SPP_N | NE | SPP_N | Internal | Shoulder | B12 | 200 | 1800 | 290.56 | 42.19 | 42.21 | 0.01 | 0
2020 | NE_2_SPP_N | NE | SPP_N | Internal | Shoulder | B13 | 600 | 1800 | 340.03 | 41.58 | 41.59 | 0.01 | 0
2020 | NE_2_SPP_N | NE | SPP_N | Internal | Shoulder | B14 | 900 | 1800 | 367.56 | 40.56 | 40.57 | 0.01 | 0
2020 | NE_2_SPP_N | NE | SPP_N | Internal | Shoulder | B15 | 1203 | 1800 | 844.25 | 40.17 | 40.19 | 0.01 | 0
2020 | NE_2_SPP_N | NE | SPP_N | Internal | Summer | B1 | 10 | 1800 | 1799.98 | 65.05 | 66.03 | 0.01 | 0.97
2020 | NE_2_SPP_N | NE | SPP_N | Internal | Summer | B2 | 25 | 1800 | 1800 | 64.47 | 66.03 | 0.01 | 1.55
2020 | NE_2_SPP_N | NE | SPP_N | Internal | Summer | B3 | 75 | 1800 | 1800 | 64.47 | 66.03 | 0.01 | 1.55
2020 | NE_2_SPP_N | NE | SPP_N | Internal | Summer | B4 | 100 | 1800 | 1800 | 64.14 | 65.64 | 0.01 | 1.48
2020 | NE_2_SPP_N | NE | SPP_N | Internal | Summer | B5 | 200 | 1800 | 1106.71 | 62.58 | 62.59 | 0.01 | 0
2020 | NE_2_SPP_N | NE | SPP_N | Internal | Summer | B6 | 300 | 1800 | 1800 | 53.35 | 55.86 | 0.01 | 2.5
2020 | NE_2_SPP_N | NE | SPP_N | Internal | Summer | B7 | 400 | 1800 | 1800 | 41.47 | 48.47 | 0.01 | 6.99
2020 | NE_2_SPP_N | NE | SPP_N | Internal | Summer | B8 | 500 | 1800 | 1800 | 40.19 | 41.29 | 0.01 | 1.08
2020 | NE_2_SPP_N | NE | SPP_N | Internal | Summer | B9 | 800 | 1800 | 1660.78 | 40.19 | 40.2 | 0.01 | 0
2020 | NE_2_SPP_N | NE | SPP_N | Internal | Summer | B10 | 1262 | 1800 | 1800 | 36 | 36.11 | 0.01 | 0.1
2020 | NE_2_SPP_N | NE | SPP_N | Internal | Winter | B16 | 25 | 1800 | 1800 | 56.12 | 57.63 | 0.01 | 1.5
2020 | NE_2_SPP_N | NE | SPP_N | Internal | Winter | B17 | 100 | 1800 | 1034.64 | 44.57 | 44.58 | 0.01 | 0
2020 | NE_2_SPP_N | NE | SPP_N | Internal | Winter | B18 | 400 | 1800 | 1660.97 | 43.04 | 43.06 | 0.01 | 0
2020 | NE_2_SPP_N | NE | SPP_N | Internal | Winter | B19 | 700 | 1800 | 1178.75 | 42.82 | 42.83 | 0.01 | 0
2020 | NE_2_SPP_N | NE | SPP_N | Internal | Winter | B20 | 935 | 1800 | 1800 | 40.83 | 42.74 | 0.01 | 1.9
2020 | NEISO_2_NYISO_A-F | NEISO | NYISO_A-F | Internal | Shoulder | B11 | 25 | 600 | 600 | 37.67 | 43.68 | 3 | 3.01
2020 | NEISO_2_NYISO_A-F | NEISO | NYISO_A-F | Internal | Shoulder | B12 | 200 | 600 | 600 | 37.67 | 43.68 | 3 | 3.01
2020 | NEISO_2_NYISO_A-F | NEISO | NYISO_A-F | Internal | Shoulder | B13 | 600 | 600 | 330.68 | 37.67 | 40.67 | 3 | 0
2020 | NEISO_2_NYISO_A-F | NEISO | NYISO_A-F | Internal | Shoulder | B14 | 900 | 600 | 0 | 37.67 | 40.06 | 3 | 0
2020 | NEISO_2_NYISO_A-F | NEISO | NYISO_A-F | Internal | Shoulder | B15 | 1203 | 600 | 0 | 37.67 | 40.06 | 3 | 0
2020 | NEISO_2_NYISO_A-F | NEISO | NYISO_A-F | Internal | Summer | B1 | 10 | 600 | 0 | 76.08 | 59.07 | 3 | 0
2020 | NEISO_2_NYISO_A-F | NEISO | NYISO_A-F | Internal | Summer | B2 | 25 | 600 | 0 | 58.41 | 55.41 | 3 | 0
2020 | NEISO_2_NYISO_A-F | NEISO | NYISO_A-F | Internal | Summer | B3 | 75 | 600 | 322.63 | 50.12 | 53.12 | 3 | 0
2020 | NEISO_2_NYISO_A-F | NEISO | NYISO_A-F | Internal | Summer | B4 | 100 | 600 | 518.28 | 42.81 | 45.81 | 3 | 0
2020 | NEISO_2_NYISO_A-F | NEISO | NYISO_A-F | Internal | Summer | B5 | 200 | 600 | 600 | 38.67 | 44.74 | 3 | 3.08
2020 | NEISO_2_NYISO_A-F | NEISO | NYISO_A-F | Internal | Summer | B6 | 300 | 600 | 600 | 34.9 | 44.74 | 3 | 6.84
2020 | NEISO_2_NYISO_A-F | NEISO | NYISO_A-F | Internal | Summer | B7 | 400 | 600 | 600 | 34.9 | 42.03 | 3 | 4.14
2020 | NEISO_2_NYISO_A-F | NEISO | NYISO_A-F | Internal | Summer | B8 | 500 | 600 | 600 | 34.9 | 38.6 | 3 | 0.71
2020 | NEISO_2_NYISO_A-F | NEISO | NYISO_A-F | Internal | Summer | B9 | 800 | 600 | 600 | 34.9 | 38.6 | 3 | 0.71
2020 | NEISO_2_NYISO_A-F | NEISO | NYISO_A-F | Internal | Summer | B10 | 1262 | 600 | 600 | 34.9 | 38.6 | 3 | 0.71
2020 | NEISO_2_NYISO_A-F | NEISO | NYISO_A-F | Internal | Winter | B16 | 25 | 600 | 0 | 46.27 | 48.02 | 3 | 0
2020 | NEISO_2_NYISO_A-F | NEISO | NYISO_A-F | Internal | Winter | B17 | 100 | 600 | 0 | 46.27 | 46.26 | 3 | 0
2020 | NEISO_2_NYISO_A-F | NEISO | NYISO_A-F | Internal | Winter | B18 | 400 | 600 | 0 | 46.27 | 44.97 | 3 | 0
2020 | NEISO_2_NYISO_A-F | NEISO | NYISO_A-F | Internal | Winter | B19 | 700 | 600 | 0 | 46.27 | 44.97 | 3 | 0
2020 | NEISO_2_NYISO_A-F | NEISO | NYISO_A-F | Internal | Winter | B20 | 935 | 600 | 0 | 46.27 | 44.97 | 3 | 0
2020 | NEISO_2_NYISO_G-I | NEISO | NYISO_G-I | Internal | Shoulder | B11 | 25 | 600 | 600 | 37.67 | 53.27 | 3 | 12.6
2020 | NEISO_2_NYISO_G-I | NEISO | NYISO_G-I | Internal | Shoulder | B12 | 200 | 600 | 600 | 37.67 | 53.25 | 3 | 12.58
2020 | NEISO_2_NYISO_G-I | NEISO | NYISO_G-I | Internal | Shoulder | B13 | 600 | 600 | 599.98 | 37.67 | 40.68 | 3 | 0.01
2020 | NEISO_2_NYISO_G-I | NEISO | NYISO_G-I | Internal | Shoulder | B14 | 900 | 600 | 0 | 37.67 | 40.08 | 3 | 0
2020 | NEISO_2_NYISO_G-I | NEISO | NYISO_G-I | Internal | Shoulder | B15 | 1203 | 600 | 0 | 37.67 | 40.08 | 3 | 0
2020 | NEISO_2_NYISO_G-I | NEISO | NYISO_G-I | Internal | Summer | B1 | 10 | 600 | 0 | 76.08 | 73.08 | 3 | 0
2020 | NEISO_2_NYISO_G-I | NEISO | NYISO_G-I | Internal | Summer | B2 | 25 | 600 | 0 | 58.41 | 58.69 | 3 | 0
2020 | NEISO_2_NYISO_G-I | NEISO | NYISO_G-I | Internal | Summer | B3 | 75 | 600 | 599.84 | 50.12 | 53.14 | 3 | 0.01
2020 | NEISO_2_NYISO_G-I | NEISO | NYISO_G-I | Internal | Summer | B4 | 100 | 600 | 600 | 42.81 | 49.17 | 3 | 3.36
2020 | NEISO_2_NYISO_G-I | NEISO | NYISO_G-I | Internal | Summer | B5 | 200 | 600 | 600 | 38.67 | 49.17 | 3 | 7.5
2020 | NEISO_2_NYISO_G-I | NEISO | NYISO_G-I | Internal | Summer | B6 | 300 | 600 | 600 | 34.9 | 49.17 | 3 | 11.27
2020 | NEISO_2_NYISO_G-I | NEISO | NYISO_G-I | Internal | Summer | B7 | 400 | 600 | 600 | 34.9 | 49.17 | 3 | 11.27
2020 | NEISO_2_NYISO_G-I | NEISO | NYISO_G-I | Internal | Summer | B8 | 500 | 600 | 600 | 34.9 | 43.89 | 3 | 5.99
2020 | NEISO_2_NYISO_G-I | NEISO | NYISO_G-I | Internal | Summer | B9 | 800 | 600 | 600 | 34.9 | 38.62 | 3 | 0.72
2020 | NEISO_2_NYISO_G-I | NEISO | NYISO_G-I | Internal | Summer | B10 | 1262 | 600 | 600 | 34.9 | 38.62 | 3 | 0.72
2020 | NEISO_2_NYISO_G-I | NEISO | NYISO_G-I | Internal | Winter | B16 | 25 | 600 | 600 | 46.27 | 66.43 | 3 | 17.15
2020 | NEISO_2_NYISO_G-I | NEISO | NYISO_G-I | Internal | Winter | B17 | 100 | 600 | 600 | 46.27 | 59.44 | 3 | 10.17
2020 | NEISO_2_NYISO_G-I | NEISO | NYISO_G-I | Internal | Winter | B18 | 400 | 600 | 600 | 46.27 | 51.27 | 3 | 2
2020 | NEISO_2_NYISO_G-I | NEISO | NYISO_G-I | Internal | Winter | B19 | 700 | 600 | 600 | 46.27 | 50.09 | 3 | 0.81
2020 | NEISO_2_NYISO_G-I | NEISO | NYISO_G-I | Internal | Winter | B20 | 935 | 600 | 0 | 46.27 | 45.54 | 3 | 0
2020 | NEISO_2_NYISO_J-K | NEISO | NYISO_J-K | Internal | Shoulder | B11 | 25 | 430 | 430 | 37.67 | 53.28 | 3 | 12.61
2020 | NEISO_2_NYISO_J-K | NEISO | NYISO_J-K | Internal | Shoulder | B12 | 200 | 430 | 430 | 37.67 | 53.26 | 3 | 12.59
2020 | NEISO_2_NYISO_J-K | NEISO | NYISO_J-K | Internal | Shoulder | B13 | 600 | 430 | 429.99 | 37.67 | 40.69 | 3 | 0.02
2020 | NEISO_2_NYISO_J-K | NEISO | NYISO_J-K | Internal | Shoulder | B14 | 900 | 430 | 0 | 37.67 | 40.09 | 3 | 0
2020 | NEISO_2_NYISO_J-K | NEISO | NYISO_J-K | Internal | Shoulder | B15 | 1203 | 430 | 0 | 37.67 | 40.09 | 3 | 0
2020 | NEISO_2_NYISO_J-K | NEISO | NYISO_J-K | Internal | Summer | B1 | 10 | 430 | 0 | 76.08 | 73.09 | 3 | 0
2020 | NEISO_2_NYISO_J-K | NEISO | NYISO_J-K | Internal | Summer | B2 | 25 | 430 | 0 | 58.41 | 58.7 | 3 | 0
2020 | NEISO_2_NYISO_J-K | NEISO | NYISO_J-K | Internal | Summer | B3 | 75 | 430 | 429.92 | 50.12 | 53.15 | 3 | 0.02
2020 | NEISO_2_NYISO_J-K | NEISO | NYISO_J-K | Internal | Summer | B4 | 100 | 430 | 430 | 42.81 | 49.18 | 3 | 3.37
2020 | NEISO_2_NYISO_J-K | NEISO | NYISO_J-K | Internal | Summer | B5 | 200 | 430 | 430 | 38.67 | 49.18 | 3 | 7.52
2020 | NEISO_2_NYISO_J-K | NEISO | NYISO_J-K | Internal | Summer | B6 | 300 | 430 | 430 | 34.9 | 49.18 | 3 | 11.29
2020 | NEISO_2_NYISO_J-K | NEISO | NYISO_J-K | Internal | Summer | B7 | 400 | 430 | 430 | 34.9 | 49.18 | 3 | 11.29
2020 | NEISO_2_NYISO_J-K | NEISO | NYISO_J-K | Internal | Summer | B8 | 500 | 430 | 430 | 34.9 | 43.9 | 3 | 6.01
2020 | NEISO_2_NYISO_J-K | NEISO | NYISO_J-K | Internal | Summer | B9 | 800 | 430 | 430 | 34.9 | 38.63 | 3 | 0.73
2020 | NEISO_2_NYISO_J-K | NEISO | NYISO_J-K | Internal | Summer | B10 | 1262 | 430 | 430 | 34.9 | 38.63 | 3 | 0.73
2020 | NEISO_2_NYISO_J-K | NEISO | NYISO_J-K | Internal | Winter | B16 | 25 | 430 | 430 | 46.27 | 67.73 | 3 | 18.46
2020 | NEISO_2_NYISO_J-K | NEISO | NYISO_J-K | Internal | Winter | B17 | 100 | 430 | 430 | 46.27 | 59.96 | 3 | 10.69
2020 | NEISO_2_NYISO_J-K | NEISO | NYISO_J-K | Internal | Winter | B18 | 400 | 430 | 430 | 46.27 | 51.29 | 3 | 2.01
2020 | NEISO_2_NYISO_J-K | NEISO | NYISO_J-K | Internal | Winter | B19 | 700 | 430 | 430 | 46.27 | 50.79 | 3 | 1.52
2020 | NEISO_2_NYISO_J-K | NEISO | NYISO_J-K | Internal | Winter | B20 | 935 | 430 | 0 | 46.27 | 47.75 | 3 | 0
2020 | NonRTO_Midwest_2_MISO_IN | NonRTO_Midwest | MISO_IN | Internal | Shoulder | B11 | 25 | 4450 | 0 | 63.08 | 55.08 | 8 | 0
2020 | NonRTO_Midwest_2_MISO_IN | NonRTO_Midwest | MISO_IN | Internal | Shoulder | B12 | 200 | 4450 | 0 | 53.27 | 45.27 | 8 | 0
2020 | NonRTO_Midwest_2_MISO_IN | NonRTO_Midwest | MISO_IN | Internal | Shoulder | B13 | 600 | 4450 | 0 | 49.58 | 41.58 | 8 | 0
2020 | NonRTO_Midwest_2_MISO_IN | NonRTO_Midwest | MISO_IN | Internal | Shoulder | B14 | 900 | 4450 | 0 | 41.74 | 40.05 | 8 | 0
2020 | NonRTO_Midwest_2_MISO_IN | NonRTO_Midwest | MISO_IN | Internal | Shoulder | B15 | 1203 | 4450 | 0 | 38.08 | 38.1 | 8 | 0
2020 | NonRTO_Midwest_2_MISO_IN | NonRTO_Midwest | MISO_IN | Internal | Summer | B1 | 10 | 4450 | 0 | 68.51 | 65.04 | 8 | 0
2020 | NonRTO_Midwest_2_MISO_IN | NonRTO_Midwest | MISO_IN | Internal | Summer | B2 | 25 | 4450 | 0 | 68.51 | 63.52 | 8 | 0
2020 | NonRTO_Midwest_2_MISO_IN | NonRTO_Midwest | MISO_IN | Internal | Summer | B3 | 75 | 4450 | 0 | 68.51 | 61.13 | 8 | 0
2020 | NonRTO_Midwest_2_MISO_IN | NonRTO_Midwest | MISO_IN | Internal | Summer | B4 | 100 | 4450 | 0 | 66.96 | 58.96 | 8 | 0
2020 | NonRTO_Midwest_2_MISO_IN | NonRTO_Midwest | MISO_IN | Internal | Summer | B5 | 200 | 4450 | 0 | 63.04 | 55.04 | 8 | 0
2020 | NonRTO_Midwest_2_MISO_IN | NonRTO_Midwest | MISO_IN | Internal | Summer | B6 | 300 | 4450 | 0 | 55.85 | 47.85 | 8 | 0
2020 | NonRTO_Midwest_2_MISO_IN | NonRTO_Midwest | MISO_IN | Internal | Summer | B7 | 400 | 4450 | 0 | 47.73 | 41.44 | 8 | 0
2020 | NonRTO_Midwest_2_MISO_IN | NonRTO_Midwest | MISO_IN | Internal | Summer | B8 | 500 | 4450 | 0 | 38.72 | 37.92 | 8 | 0
2020 | NonRTO_Midwest_2_MISO_IN | NonRTO_Midwest | MISO_IN | Internal | Summer | B9 | 800 | 4450 | 0 | 37.38 | 36.61 | 8 | 0
2020 | NonRTO_Midwest_2_MISO_IN | NonRTO_Midwest | MISO_IN | Internal | Summer | B10 | 1262 | 4450 | 0 | 35.86 | 36.02 | 8 | 0
2020 | NonRTO_Midwest_2_MISO_IN | NonRTO_Midwest | MISO_IN | Internal | Winter | B16 | 25 | 4450 | 0 | 64.14 | 56.14 | 8 | 0
2020 | NonRTO_Midwest_2_MISO_IN | NonRTO_Midwest | MISO_IN | Internal | Winter | B17 | 100 | 4450 | 0 | 54.3 | 46.3 | 8 | 0
2020 | NonRTO_Midwest_2_MISO_IN | NonRTO_Midwest | MISO_IN | Internal | Winter | B18 | 400 | 4450 | 0 | 50.81 | 42.81 | 8 | 0
2020 | NonRTO_Midwest_2_MISO_IN | NonRTO_Midwest | MISO_IN | Internal | Winter | B19 | 700 | 4450 | 0 | 42.16 | 40.54 | 8 | 0
2020 | NonRTO_Midwest_2_MISO_IN | NonRTO_Midwest | MISO_IN | Internal | Winter | B20 | 935 | 4450 | 0 | 38.08 | 37.4 | 8 | 0
2020 | NonRTO_Midwest_2_TVA_Transmission | NonRTO_Midwest | TVA_Transmission | Internal | Shoulder | B11 | 25 | 2400 | 0 | 63.08 | 58.67 | 8 | 0
2020 | NonRTO_Midwest_2_TVA_Transmission | NonRTO_Midwest | TVA_Transmission | Internal | Shoulder | B12 | 200 | 2400 | 0 | 53.27 | 47.59 | 8 | 0
2020 | NonRTO_Midwest_2_TVA_Transmission | NonRTO_Midwest | TVA_Transmission | Internal | Shoulder | B13 | 600 | 2400 | 0 | 49.58 | 44.86 | 8 | 0
2020 | NonRTO_Midwest_2_TVA_Transmission | NonRTO_Midwest | TVA_Transmission | Internal | Shoulder | B14 | 900 | 2400 | 0 | 41.74 | 43.54 | 8 | 0
2020 | NonRTO_Midwest_2_TVA_Transmission | NonRTO_Midwest | TVA_Transmission | Internal | Shoulder | B15 | 1203 | 2400 | 0 | 38.08 | 42.37 | 8 | 0
2020 | NonRTO_Midwest_2_TVA_Transmission | NonRTO_Midwest | TVA_Transmission | Internal | Summer | B1 | 10 | 2400 | 0 | 68.51 | 73.05 | 8 | 0
2020 | NonRTO_Midwest_2_TVA_Transmission | NonRTO_Midwest | TVA_Transmission | Internal | Summer | B2 | 25 | 2400 | 0 | 68.51 | 71.12 | 8 | 0
2020 | NonRTO_Midwest_2_TVA_Transmission | NonRTO_Midwest | TVA_Transmission | Internal | Summer | B3 | 75 | 2400 | 0 | 68.51 | 67.16 | 8 | 0
2020 | NonRTO_Midwest_2_TVA_Transmission | NonRTO_Midwest | TVA_Transmission | Internal | Summer | B4 | 100 | 2400 | 0 | 66.96 | 66.94 | 8 | 0
2020 | NonRTO_Midwest_2_TVA_Transmission | NonRTO_Midwest | TVA_Transmission | Internal | Summer | B5 | 200 | 2400 | 0 | 63.04 | 59.81 | 8 | 0
2020 | NonRTO_Midwest_2_TVA_Transmission | NonRTO_Midwest | TVA_Transmission | Internal | Summer | B6 | 300 | 2400 | 0 | 55.85 | 53.6 | 8 | 0
2020 | NonRTO_Midwest_2_TVA_Transmission | NonRTO_Midwest | TVA_Transmission | Internal | Summer | B7 | 400 | 2400 | 0 | 47.73 | 46.41 | 8 | 0
2020 | NonRTO_Midwest_2_TVA_Transmission | NonRTO_Midwest | TVA_Transmission | Internal | Summer | B8 | 500 | 2400 | 0 | 38.72 | 41.97 | 8 | 0
2020 | NonRTO_Midwest_2_TVA_Transmission | NonRTO_Midwest | TVA_Transmission | Internal | Summer | B9 | 800 | 2400 | 0 | 37.38 | 41.47 | 8 | 0
2020 | NonRTO_Midwest_2_TVA_Transmission | NonRTO_Midwest | TVA_Transmission | Internal | Summer | B10 | 1262 | 2400 | 0 | 35.86 | 39.03 | 8 | 0
2020 | NonRTO_Midwest_2_TVA_Transmission | NonRTO_Midwest | TVA_Transmission | Internal | Winter | B16 | 25 | 2400 | 0 | 64.14 | 64.13 | 8 | 0
2020 | NonRTO_Midwest_2_TVA_Transmission | NonRTO_Midwest | TVA_Transmission | Internal | Winter | B17 | 100 | 2400 | 0 | 54.3 | 49.55 | 8 | 0
2020 | NonRTO_Midwest_2_TVA_Transmission | NonRTO_Midwest | TVA_Transmission | Internal | Winter | B18 | 400 | 2400 | 0 | 50.81 | 46.55 | 8 | 0
2020 | NonRTO_Midwest_2_TVA_Transmission | NonRTO_Midwest | TVA_Transmission | Internal | Winter | B19 | 700 | 2400 | 0 | 42.16 | 44.83 | 8 | 0
2020 | NonRTO_Midwest_2_TVA_Transmission | NonRTO_Midwest | TVA_Transmission | Internal | Winter | B20 | 935 | 2400 | 0 | 38.08 | 43.21 | 8 | 0
2020 | NYISO_A-F_2_IESO | NYISO_A-F | IESO | Internal | Shoulder | B11 | 25 | 1600 | 0 | 43.68 | 35.95 | 7 | 0
2020 | NYISO_A-F_2_IESO | NYISO_A-F | IESO | Internal | Shoulder | B12 | 200 | 1600 | 0 | 43.68 | 35.95 | 7 | 0
2020 | NYISO_A-F_2_IESO | NYISO_A-F | IESO | Internal | Shoulder | B13 | 600 | 1600 | 0 | 40.67 | 33.67 | 7 | 0
2020 | NYISO_A-F_2_IESO | NYISO_A-F | IESO | Internal | Shoulder | B14 | 900 | 1600 | 0 | 40.06 | 33.06 | 7 | 0
2020 | NYISO_A-F_2_IESO | NYISO_A-F | IESO | Internal | Shoulder | B15 | 1203 | 1600 | 0 | 40.06 | 33.06 | 7 | 0
2020 | NYISO_A-F_2_IESO | NYISO_A-F | IESO | Internal | Summer | B1 | 10 | 1600 | 0 | 59.07 | 52.07 | 7 | 0
2020 | NYISO_A-F_2_IESO | NYISO_A-F | IESO | Internal | Summer | B2 | 25 | 1600 | 0 | 55.41 | 48.41 | 7 | 0
2020 | NYISO_A-F_2_IESO | NYISO_A-F | IESO | Internal | Summer | B3 | 75 | 1600 | 0 | 53.12 | 40.68 | 7 | 0
2020 | NYISO_A-F_2_IESO | NYISO_A-F | IESO | Internal | Summer | B4 | 100 | 1600 | 0 | 45.81 | 38.81 | 7 | 0
2020 | NYISO_A-F_2_IESO | NYISO_A-F | IESO | Internal | Summer | B5 | 200 | 1600 | 0 | 44.74 | 37.74 | 7 | 0
2020 | NYISO_A-F_2_IESO | NYISO_A-F | IESO | Internal | Summer | B6 | 300 | 1600 | 0 | 44.74 | 37.74 | 7 | 0
2020 | NYISO_A-F_2_IESO | NYISO_A-F | IESO | Internal | Summer | B7 | 400 | 1600 | 0 | 42.03 | 35.03 | 7 | 0
2020 | NYISO_A-F_2_IESO | NYISO_A-F | IESO | Internal | Summer | B8 | 500 | 1600 | 0 | 38.6 | 31.6 | 7 | 0
2020 | NYISO_A-F_2_IESO | NYISO_A-F | IESO | Internal | Summer | B9 | 800 | 1600 | 0 | 38.6 | 31.6 | 7 | 0
2020 | NYISO_A-F_2_IESO | NYISO_A-F | IESO | Internal | Summer | B10 | 1262 | 1600 | 0 | 38.6 | 31.6 | 7 | 0
2020 | NYISO_A-F_2_IESO | NYISO_A-F | IESO | Internal | Winter | B16 | 25 | 1600 | 0 | 48.02 | 41.02 | 7 | 0
2020 | NYISO_A-F_2_IESO | NYISO_A-F | IESO | Internal | Winter | B17 | 100 | 1600 | 0 | 46.26 | 39.26 | 7 | 0
2020 | NYISO_A-F_2_IESO | NYISO_A-F | IESO | Internal | Winter | B18 | 400 | 1600 | 0 | 44.97 | 37.97 | 7 | 0
2020 | NYISO_A-F_2_IESO | NYISO_A-F | IESO | Internal | Winter | B19 | 700 | 1600 | 0 | 44.97 | 37.97 | 7 | 0
2020 | NYISO_A-F_2_IESO | NYISO_A-F | IESO | Internal | Winter | B20 | 935 | 1600 | 0 | 44.97 | 37.97 | 7 | 0
2020 | NYISO_A-F_2_NEISO | NYISO_A-F | NEISO | Internal | Shoulder | B11 | 25 | 600 | 0 | 43.68 | 37.67 | 3 | 0
2020 | NYISO_A-F_2_NEISO | NYISO_A-F | NEISO | Internal | Shoulder | B12 | 200 | 600 | 0 | 43.68 | 37.67 | 3 | 0
2020 | NYISO_A-F_2_NEISO | NYISO_A-F | NEISO | Internal | Shoulder | B13 | 600 | 600 | 0 | 40.67 | 37.67 | 3 | 0
2020 | NYISO_A-F_2_NEISO | NYISO_A-F | NEISO | Internal | Shoulder | B14 | 900 | 600 | 0 | 40.06 | 37.67 | 3 | 0
2020 | NYISO_A-F_2_NEISO | NYISO_A-F | NEISO | Internal | Shoulder | B15 | 1203 | 600 | 0 | 40.06 | 37.67 | 3 | 0
2020 | NYISO_A-F_2_NEISO | NYISO_A-F | NEISO | Internal | Summer | B1 | 10 | 600 | 600 | 59.07 | 76.08 | 3 | 14.01
2020 | NYISO_A-F_2_NEISO | NYISO_A-F | NEISO | Internal | Summer | B2 | 25 | 600 | 245.96 | 55.41 | 58.41 | 3 | 0
2020 | NYISO_A-F_2_NEISO | NYISO_A-F | NEISO | Internal | Summer | B3 | 75 | 600 | 0 | 53.12 | 50.12 | 3 | 0
2020 | NYISO_A-F_2_NEISO | NYISO_A-F | NEISO | Internal | Summer | B4 | 100 | 600 | 0 | 45.81 | 42.81 | 3 | 0
2020 | NYISO_A-F_2_NEISO | NYISO_A-F | NEISO | Internal | Summer | B5 | 200 | 600 | 0 | 44.74 | 38.67 | 3 | 0
2020 | NYISO_A-F_2_NEISO | NYISO_A-F | NEISO | Internal | Summer | B6 | 300 | 600 | 0 | 44.74 | 34.9 | 3 | 0
2020 | NYISO_A-F_2_NEISO | NYISO_A-F | NEISO | Internal | Summer | B7 | 400 | 600 | 0 | 42.03 | 34.9 | 3 | 0
2020 | NYISO_A-F_2_NEISO | NYISO_A-F | NEISO | Internal | Summer | B8 | 500 | 600 | 0 | 38.6 | 34.9 | 3 | 0
2020 | NYISO_A-F_2_NEISO | NYISO_A-F | NEISO | Internal | Summer | B9 | 800 | 600 | 0 | 38.6 | 34.9 | 3 | 0
2020 | NYISO_A-F_2_NEISO | NYISO_A-F | NEISO | Internal | Summer | B10 | 1262 | 600 | 0 | 38.6 | 34.9 | 3 | 0
2020 | NYISO_A-F_2_NEISO | NYISO_A-F | NEISO | Internal | Winter | B16 | 25 | 600 | 0 | 48.02 | 46.27 | 3 | 0
2020 | NYISO_A-F_2_NEISO | NYISO_A-F | NEISO | Internal | Winter | B17 | 100 | 600 | 0 | 46.26 | 46.27 | 3 | 0
2020 | NYISO_A-F_2_NEISO | NYISO_A-F | NEISO | Internal | Winter | B18 | 400 | 600 | 0 | 44.97 | 46.27 | 3 | 0
2020 | NYISO_A-F_2_NEISO | NYISO_A-F | NEISO | Internal | Winter | B19 | 700 | 600 | 0 | 44.97 | 46.27 | 3 | 0
2020 | NYISO_A-F_2_NEISO | NYISO_A-F | NEISO | Internal | Winter | B20 | 935 | 600 | 0 | 44.97 | 46.27 | 3 | 0
2020 | NYISO_A-F_2_NYISO_G-I | NYISO_A-F | NYISO_G-I | Internal | Shoulder | B11 | 25 | 4250 | 4250 | 43.68 | 53.27 | 0.01 | 9.58
2020 | NYISO_A-F_2_NYISO_G-I | NYISO_A-F | NYISO_G-I | Internal | Shoulder | B12 | 200 | 4250 | 4250 | 43.68 | 53.25 | 0.01 | 9.55
2020 | NYISO_A-F_2_NYISO_G-I | NYISO_A-F | NYISO_G-I | Internal | Shoulder | B13 | 600 | 4250 | 4015.27 | 40.67 | 40.68 | 0.01 | 0
2020 | NYISO_A-F_2_NYISO_G-I | NYISO_A-F | NYISO_G-I | Internal | Shoulder | B14 | 900 | 4250 | 4105.2 | 40.06 | 40.08 | 0.01 | 0
2020 | NYISO_A-F_2_NYISO_G-I | NYISO_A-F | NYISO_G-I | Internal | Shoulder | B15 | 1203 | 4250 | 2061.53 | 40.06 | 40.08 | 0.01 | 0
2020 | NYISO_A-F_2_NYISO_G-I | NYISO_A-F | NYISO_G-I | Internal | Summer | B1 | 10 | 4250 | 4250 | 59.07 | 73.08 | 0.01 | 14
2020 | NYISO_A-F_2_NYISO_G-I | NYISO_A-F | NYISO_G-I | Internal | Summer | B2 | 25 | 4250 | 4250 | 55.41 | 58.69 | 0.01 | 3.27
2020 | NYISO_A-F_2_NYISO_G-I | NYISO_A-F | NYISO_G-I | Internal | Summer | B3 | 75 | 4250 | 3771.76 | 53.12 | 53.14 | 0.01 | 0
2020 | NYISO_A-F_2_NYISO_G-I | NYISO_A-F | NYISO_G-I | Internal | Summer | B4 | 100 | 4250 | 4250 | 45.81 | 49.17 | 0.01 | 3.35
2020 | NYISO_A-F_2_NYISO_G-I | NYISO_A-F | NYISO_G-I | Internal | Summer | B5 | 200 | 4250 | 4250 | 44.74 | 49.17 | 0.01 | 4.42
2020 | NYISO_A-F_2_NYISO_G-I | NYISO_A-F | NYISO_G-I | Internal | Summer | B6 | 300 | 4250 | 4250 | 44.74 | 49.17 | 0.01 | 4.42
2020 | NYISO_A-F_2_NYISO_G-I | NYISO_A-F | NYISO_G-I | Internal | Summer | B7 | 400 | 4250 | 4250 | 42.03 | 49.17 | 0.01 | 7.13
2020 | NYISO_A-F_2_NYISO_G-I | NYISO_A-F | NYISO_G-I | Internal | Summer | B8 | 500 | 4250 | 4250 | 38.6 | 43.89 | 0.01 | 5.28
2020 | NYISO_A-F_2_NYISO_G-I | NYISO_A-F | NYISO_G-I | Internal | Summer | B9 | 800 | 4250 | 3414.71 | 38.6 | 38.62 | 0.01 | 0
2020 | NYISO_A-F_2_NYISO_G-I | NYISO_A-F | NYISO_G-I | Internal | Summer | B10 | 1262 | 4250 | 837.18 | 38.6 | 38.62 | 0.01 | 0
2020 | NYISO_A-F_2_NYISO_G-I | NYISO_A-F | NYISO_G-I | Internal | Winter | B16 | 25 | 4250 | 4250 | 48.02 | 66.43 | 0.01 | 18.39
2020 | NYISO_A-F_2_NYISO_G-I | NYISO_A-F | NYISO_G-I | Internal | Winter | B17 | 100 | 4250 | 4250 | 46.26 | 59.44 | 0.01 | 13.17
2020 | NYISO_A-F_2_NYISO_G-I | NYISO_A-F | NYISO_G-I | Internal | Winter | B18 | 400 | 4250 | 4250 | 44.97 | 51.27 | 0.01 | 6.29
2020 | NYISO_A-F_2_NYISO_G-I | NYISO_A-F | NYISO_G-I | Internal | Winter | B19 | 700 | 4250 | 4250 | 44.97 | 50.09 | 0.01 | 5.11
2020 | NYISO_A-F_2_NYISO_G-I | NYISO_A-F | NYISO_G-I | Internal | Winter | B20 | 935 | 4250 | 4250 | 44.97 | 45.54 | 0.01 | 0.56
2020 | NYISO_A-F_2_PJM_ROM | NYISO_A-F | PJM_ROM | Internal | Shoulder | B11 | 25 | 1000 | 1000 | 43.68 | 53.06 | 8 | 1.38
2020 | NYISO_A-F_2_PJM_ROM | NYISO_A-F | PJM_ROM | Internal | Shoulder | B12 | 200 | 1000 | 0 | 43.68 | 47.27 | 8 | 0
2020 | NYISO_A-F_2_PJM_ROM | NYISO_A-F | PJM_ROM | Internal | Shoulder | B13 | 600 | 1000 | 0 | 40.67 | 42.77 | 8 | 0
2020 | NYISO_A-F_2_PJM_ROM | NYISO_A-F | PJM_ROM | Internal | Shoulder | B14 | 900 | 1000 | 0 | 40.06 | 40.07 | 8 | 0
2020 | NYISO_A-F_2_PJM_ROM | NYISO_A-F | PJM_ROM | Internal | Shoulder | B15 | 1203 | 1000 | 0 | 40.06 | 37.22 | 8 | 0
2020 | NYISO_A-F_2_PJM_ROM | NYISO_A-F | PJM_ROM | Internal | Summer | B1 | 10 | 1000 | 643.95 | 59.07 | 67.07 | 8 | 0
2020 | NYISO_A-F_2_PJM_ROM | NYISO_A-F | PJM_ROM | Internal | Summer | B2 | 25 | 1000 | 1000 | 55.41 | 65.13 | 8 | 1.72
2020 | NYISO_A-F_2_PJM_ROM | NYISO_A-F | PJM_ROM | Internal | Summer | B3 | 75 | 1000 | 999.99 | 53.12 | 61.29 | 8 | 0.17
2020 | NYISO_A-F_2_PJM_ROM | NYISO_A-F | PJM_ROM | Internal | Summer | B4 | 100 | 1000 | 1000 | 45.81 | 60.93 | 8 | 7.12
2020 | NYISO_A-F_2_PJM_ROM | NYISO_A-F | PJM_ROM | Internal | Summer | B5 | 200 | 1000 | 1000 | 44.74 | 53.82 | 8 | 1.08
2020 | NYISO_A-F_2_PJM_ROM | NYISO_A-F | PJM_ROM | Internal | Summer | B6 | 300 | 1000 | 0 | 44.74 | 48.67 | 8 | 0
2020 | NYISO_A-F_2_PJM_ROM | NYISO_A-F | PJM_ROM | Internal | Summer | B7 | 400 | 1000 | 0 | 42.03 | 40.68 | 8 | 0
2020 | NYISO_A-F_2_PJM_ROM | NYISO_A-F | PJM_ROM | Internal | Summer | B8 | 500 | 1000 | 0 | 38.6 | 37.88 | 8 | 0
2020 | NYISO_A-F_2_PJM_ROM | NYISO_A-F | PJM_ROM | Internal | Summer | B9 | 800 | 1000 | 0 | 38.6 | 37.32 | 8 | 0
2020 | NYISO_A-F_2_PJM_ROM | NYISO_A-F | PJM_ROM | Internal | Summer | B10 | 1262 | 1000 | 0 | 38.6 | 35.12 | 8 | 0
2020 | NYISO_A-F_2_PJM_ROM | NYISO_A-F | PJM_ROM | Internal | Winter | B16 | 25 | 1000 | 1000 | 48.02 | 58.14 | 8 | 2.12
2020 | NYISO_A-F_2_PJM_ROM | NYISO_A-F | PJM_ROM | Internal | Winter | B17 | 100 | 1000 | 0 | 46.26 | 48.31 | 8 | 0
2020 | NYISO_A-F_2_PJM_ROM | NYISO_A-F | PJM_ROM | Internal | Winter | B18 | 400 | 1000 | 0 | 44.97 | 45.26 | 8 | 0
2020 | NYISO_A-F_2_PJM_ROM | NYISO_A-F | PJM_ROM | Internal | Winter | B19 | 700 | 1000 | 0 | 44.97 | 44.08 | 8 | 0
2020 | NYISO_A-F_2_PJM_ROM | NYISO_A-F | PJM_ROM | Internal | Winter | B20 | 935 | 1000 | 0 | 44.97 | 39.52 | 8 | 0
2020 | NYISO_G-I_2_NEISO | NYISO_G-I | NEISO | Internal | Shoulder | B11 | 25 | 600 | 0 | 53.27 | 37.67 | 3 | 0
2020 | NYISO_G-I_2_NEISO | NYISO_G-I | NEISO | Internal | Shoulder | B12 | 200 | 600 | 0 | 53.25 | 37.67 | 3 | 0
2020 | NYISO_G-I_2_NEISO | NYISO_G-I | NEISO | Internal | Shoulder | B13 | 600 | 600 | 0 | 40.68 | 37.67 | 3 | 0
2020 | NYISO_G-I_2_NEISO | NYISO_G-I | NEISO | Internal | Shoulder | B14 | 900 | 600 | 0 | 40.08 | 37.67 | 3 | 0
2020 | NYISO_G-I_2_NEISO | NYISO_G-I | NEISO | Internal | Shoulder | B15 | 1203 | 600 | 0 | 40.08 | 37.67 | 3 | 0
2020 | NYISO_G-I_2_NEISO | NYISO_G-I | NEISO | Internal | Summer | B1 | 10 | 600 | 8.1 | 73.08 | 76.08 | 3 | 0
2020 | NYISO_G-I_2_NEISO | NYISO_G-I | NEISO | Internal | Summer | B2 | 25 | 600 | 0 | 58.69 | 58.41 | 3 | 0
2020 | NYISO_G-I_2_NEISO | NYISO_G-I | NEISO | Internal | Summer | B3 | 75 | 600 | 0 | 53.14 | 50.12 | 3 | 0
2020 | NYISO_G-I_2_NEISO | NYISO_G-I | NEISO | Internal | Summer | B4 | 100 | 600 | 0 | 49.17 | 42.81 | 3 | 0
2020 | NYISO_G-I_2_NEISO | NYISO_G-I | NEISO | Internal | Summer | B5 | 200 | 600 | 0 | 49.17 | 38.67 | 3 | 0
2020 | NYISO_G-I_2_NEISO | NYISO_G-I | NEISO | Internal | Summer | B6 | 300 | 600 | 0 | 49.17 | 34.9 | 3 | 0
2020 | NYISO_G-I_2_NEISO | NYISO_G-I | NEISO | Internal | Summer | B7 | 400 | 600 | 0 | 49.17 | 34.9 | 3 | 0
2020 | NYISO_G-I_2_NEISO | NYISO_G-I | NEISO | Internal | Summer | B8 | 500 | 600 | 0 | 43.89 | 34.9 | 3 | 0
2020 | NYISO_G-I_2_NEISO | NYISO_G-I | NEISO | Internal | Summer | B9 | 800 | 600 | 0 | 38.62 | 34.9 | 3 | 0
2020 | NYISO_G-I_2_NEISO | NYISO_G-I | NEISO | Internal | Summer | B10 | 1262 | 600 | 0 | 38.62 | 34.9 | 3 | 0
2020 | NYISO_G-I_2_NEISO | NYISO_G-I | NEISO | Internal | Winter | B16 | 25 | 600 | 0 | 66.43 | 46.27 | 3 | 0
2020 | NYISO_G-I_2_NEISO | NYISO_G-I | NEISO | Internal | Winter | B17 | 100 | 600 | 0 | 59.44 | 46.27 | 3 | 0
2020 | NYISO_G-I_2_NEISO | NYISO_G-I | NEISO | Internal | Winter | B18 | 400 | 600 | 0 | 51.27 | 46.27 | 3 | 0
2020 | NYISO_G-I_2_NEISO | NYISO_G-I | NEISO | Internal | Winter | B19 | 700 | 600 | 0 | 50.09 | 46.27 | 3 | 0
2020 | NYISO_G-I_2_NEISO | NYISO_G-I | NEISO | Internal | Winter | B20 | 935 | 600 | 0 | 45.54 | 46.27 | 3 | 0
2020 | NYISO_G-I_2_NYISO_A-F | NYISO_G-I | NYISO_A-F | Internal | Shoulder | B11 | 25 | 1999 | 0 | 53.27 | 43.68 | 0.01 | 0
2020 | NYISO_G-I_2_NYISO_A-F | NYISO_G-I | NYISO_A-F | Internal | Shoulder | B12 | 200 | 1999 | 0 | 53.25 | 43.68 | 0.01 | 0
2020 | NYISO_G-I_2_NYISO_A-F | NYISO_G-I | NYISO_A-F | Internal | Shoulder | B13 | 600 | 1999 | 0.01 | 40.68 | 40.67 | 0.01 | 0
2020 | NYISO_G-I_2_NYISO_A-F | NYISO_G-I | NYISO_A-F | Internal | Shoulder | B14 | 900 | 1999 | 0 | 40.08 | 40.06 | 0.01 | 0
2020 | NYISO_G-I_2_NYISO_A-F | NYISO_G-I | NYISO_A-F | Internal | Shoulder | B15 | 1203 | 1999 | 0 | 40.08 | 40.06 | 0.01 | 0
2020 | NYISO_G-I_2_NYISO_A-F | NYISO_G-I | NYISO_A-F | Internal | Summer | B1 | 10 | 1999 | 0 | 73.08 | 59.07 | 0.01 | 0
2020 | NYISO_G-I_2_NYISO_A-F | NYISO_G-I | NYISO_A-F | Internal | Summer | B2 | 25 | 1999 | 0 | 58.69 | 55.41 | 0.01 | 0
2020 | NYISO_G-I_2_NYISO_A-F | NYISO_G-I | NYISO_A-F | Internal | Summer | B3 | 75 | 1999 | 0.08 | 53.14 | 53.12 | 0.01 | 0
2020 | NYISO_G-I_2_NYISO_A-F | NYISO_G-I | NYISO_A-F | Internal | Summer | B4 | 100 | 1999 | 0 | 49.17 | 45.81 | 0.01 | 0
2020 | NYISO_G-I_2_NYISO_A-F | NYISO_G-I | NYISO_A-F | Internal | Summer | B5 | 200 | 1999 | 0 | 49.17 | 44.74 | 0.01 | 0
2020 | NYISO_G-I_2_NYISO_A-F | NYISO_G-I | NYISO_A-F | Internal | Summer | B6 | 300 | 1999 | 0 | 49.17 | 44.74 | 0.01 | 0
2020 | NYISO_G-I_2_NYISO_A-F | NYISO_G-I | NYISO_A-F | Internal | Summer | B7 | 400 | 1999 | 0 | 49.17 | 42.03 | 0.01 | 0
2020 | NYISO_G-I_2_NYISO_A-F | NYISO_G-I | NYISO_A-F | Internal | Summer | B8 | 500 | 1999 | 0 | 43.89 | 38.6 | 0.01 | 0
2020 | NYISO_G-I_2_NYISO_A-F | NYISO_G-I | NYISO_A-F | Internal | Summer | B9 | 800 | 1999 | 0 | 38.62 | 38.6 | 0.01 | 0
2020 | NYISO_G-I_2_NYISO_A-F | NYISO_G-I | NYISO_A-F | Internal | Summer | B10 | 1262 | 1999 | 0 | 38.62 | 38.6 | 0.01 | 0
2020 | NYISO_G-I_2_NYISO_A-F | NYISO_G-I | NYISO_A-F | Internal | Winter | B16 | 25 | 1999 | 0 | 66.43 | 48.02 | 0.01 | 0
2020 | NYISO_G-I_2_NYISO_A-F | NYISO_G-I | NYISO_A-F | Internal | Winter | B17 | 100 | 1999 | 0 | 59.44 | 46.26 | 0.01 | 0
2020 | NYISO_G-I_2_NYISO_A-F | NYISO_G-I | NYISO_A-F | Internal | Winter | B18 | 400 | 1999 | 0 | 51.27 | 44.97 | 0.01 | 0
2020 | NYISO_G-I_2_NYISO_A-F | NYISO_G-I | NYISO_A-F | Internal | Winter | B19 | 700 | 1999 | 0 | 50.09 | 44.97 | 0.01 | 0
2020 | NYISO_G-I_2_NYISO_A-F | NYISO_G-I | NYISO_A-F | Internal | Winter | B20 | 935 | 1999 | 0 | 45.54 | 44.97 | 0.01 | 0
2020 | NYISO_G-I_2_NYISO_J-K | NYISO_G-I | NYISO_J-K | Internal | Shoulder | B11 | 25 | 6130 | 4897.06 | 53.27 | 53.28 | 0.01 | 0
2020 | NYISO_G-I_2_NYISO_J-K | NYISO_G-I | NYISO_J-K | Internal | Shoulder | B12 | 200 | 6130 | 4969.81 | 53.25 | 53.26 | 0.01 | 0
2020 | NYISO_G-I_2_NYISO_J-K | NYISO_G-I | NYISO_J-K | Internal | Shoulder | B13 | 600 | 6130 | 4862.12 | 40.68 | 40.69 | 0.01 | 0
2020 | NYISO_G-I_2_NYISO_J-K | NYISO_G-I | NYISO_J-K | Internal | Shoulder | B14 | 900 | 6130 | 4528.32 | 40.08 | 40.09 | 0.01 | 0
2020 | NYISO_G-I_2_NYISO_J-K | NYISO_G-I | NYISO_J-K | Internal | Shoulder | B15 | 1203 | 6130 | 2975.78 | 40.08 | 40.09 | 0.01 | 0
2020 | NYISO_G-I_2_NYISO_J-K | NYISO_G-I | NYISO_J-K | Internal | Summer | B1 | 10 | 6130 | 4733.89 | 73.08 | 73.09 | 0.01 | 0
2020 | NYISO_G-I_2_NYISO_J-K | NYISO_G-I | NYISO_J-K | Internal | Summer | B2 | 25 | 6130 | 4686.92 | 58.69 | 58.7 | 0.01 | 0
2020 | NYISO_G-I_2_NYISO_J-K | NYISO_G-I | NYISO_J-K | Internal | Summer | B3 | 75 | 6130 | 3769.32 | 53.14 | 53.15 | 0.01 | 0
2020 | NYISO_G-I_2_NYISO_J-K | NYISO_G-I | NYISO_J-K | Internal | Summer | B4 | 100 | 6130 | 3416.88 | 49.17 | 49.18 | 0.01 | 0
2020 | NYISO_G-I_2_NYISO_J-K | NYISO_G-I | NYISO_J-K | Internal | Summer | B5 | 200 | 6130 | 5071.76 | 49.17 | 49.18 | 0.01 | 0
2020 | NYISO_G-I_2_NYISO_J-K | NYISO_G-I | NYISO_J-K | Internal | Summer | B6 | 300 | 6130 | 5292.65 | 49.17 | 49.18 | 0.01 | 0
2020 | NYISO_G-I_2_NYISO_J-K | NYISO_G-I | NYISO_J-K | Internal | Summer | B7 | 400 | 6130 | 6007.24 | 49.17 | 49.18 | 0.01 | 0
2020 | NYISO_G-I_2_NYISO_J-K | NYISO_G-I | NYISO_J-K | Internal | Summer | B8 | 500 | 6130 | 5732.6 | 43.89 | 43.9 | 0.01 | 0
2020 | NYISO_G-I_2_NYISO_J-K | NYISO_G-I | NYISO_J-K | Internal | Summer | B9 | 800 | 6130 | 5065.26 | 38.62 | 38.63 | 0.01 | 0
2020 | NYISO_G-I_2_NYISO_J-K | NYISO_G-I | NYISO_J-K | Internal | Summer | B10 | 1262 | 6130 | 3003.11 | 38.62 | 38.63 | 0.01 | 0
2020 | NYISO_G-I_2_NYISO_J-K | NYISO_G-I | NYISO_J-K | Internal | Winter | B16 | 25 | 6130 | 6130 | 66.43 | 67.73 | 0.01 | 1.29
2020 | NYISO_G-I_2_NYISO_J-K | NYISO_G-I | NYISO_J-K | Internal | Winter | B17 | 100 | 6130 | 6130 | 59.44 | 59.96 | 0.01 | 0.51
2020 | NYISO_G-I_2_NYISO_J-K | NYISO_G-I | NYISO_J-K | Internal | Winter | B18 | 400 | 6130 | 6034.08 | 51.27 | 51.29 | 0.01 | 0
2020 | NYISO_G-I_2_NYISO_J-K | NYISO_G-I | NYISO_J-K | Internal | Winter | B19 | 700 | 6130 | 6130 | 50.09 | 50.79 | 0.01 | 0.69
2020 | NYISO_G-I_2_NYISO_J-K | NYISO_G-I | NYISO_J-K | Internal | Winter | B20 | 935 | 6130 | 6130 | 45.54 | 47.75 | 0.01 | 2.2
2020 | NYISO_G-I_2_PJM_E | NYISO_G-I | PJM_E | Internal | Shoulder | B11 | 25 | 1500 | 0 | 53.27 | 53.04 | 8 | 0
2020 | NYISO_G-I_2_PJM_E | NYISO_G-I | PJM_E | Internal | Shoulder | B12 | 200 | 1500 | 0 | 53.25 | 47.26 | 8 | 0
2020 | NYISO_G-I_2_PJM_E | NYISO_G-I | PJM_E | Internal | Shoulder | B13 | 600 | 1500 | 0 | 40.68 | 42.76 | 8 | 0
2020 | NYISO_G-I_2_PJM_E | NYISO_G-I | PJM_E | Internal | Shoulder | B14 | 900 | 1500 | 0 | 40.08 | 40.08 | 8 | 0
2020 | NYISO_G-I_2_PJM_E | NYISO_G-I | PJM_E | Internal | Shoulder | B15 | 1203 | 1500 | 0 | 40.08 | 37.23 | 8 | 0
2020 | NYISO_G-I_2_PJM_E | NYISO_G-I | PJM_E | Internal | Summer | B1 | 10 | 1500 | 0 | 73.08 | 67.08 | 8 | 0
2020 | NYISO_G-I_2_PJM_E | NYISO_G-I | PJM_E | Internal | Summer | B2 | 25 | 1500 | 0 | 58.69 | 65.14 | 8 | 0
2020 | NYISO_G-I_2_PJM_E | NYISO_G-I | PJM_E | Internal | Summer | B3 | 75 | 1500 | 1499.99 | 53.14 | 61.3 | 8 | 0.17
2020 | NYISO_G-I_2_PJM_E | NYISO_G-I | PJM_E | Internal | Summer | B4 | 100 | 1500 | 1500 | 49.17 | 60.92 | 8 | 3.75
2020 | NYISO_G-I_2_PJM_E | NYISO_G-I | PJM_E | Internal | Summer | B5 | 200 | 1500 | 0 | 49.17 | 53.83 | 8 | 0
2020 | NYISO_G-I_2_PJM_E | NYISO_G-I | PJM_E | Internal | Summer | B6 | 300 | 1500 | 0 | 49.17 | 48.68 | 8 | 0
2020 | NYISO_G-I_2_PJM_E | NYISO_G-I | PJM_E | Internal | Summer | B7 | 400 | 1500 | 0 | 49.17 | 40.69 | 8 | 0
2020 | NYISO_G-I_2_PJM_E | NYISO_G-I | PJM_E | Internal | Summer | B8 | 500 | 1500 | 0 | 43.89 | 37.89 | 8 | 0
2020 | NYISO_G-I_2_PJM_E | NYISO_G-I | PJM_E | Internal | Summer | B9 | 800 | 1500 | 0 | 38.62 | 37.33 | 8 | 0
2020 | NYISO_G-I_2_PJM_E | NYISO_G-I | PJM_E | Internal | Summer | B10 | 1262 | 1500 | 0 | 38.62 | 35.14 | 8 | 0
2020 | NYISO_G-I_2_PJM_E | NYISO_G-I | PJM_E | Internal | Winter | B16 | 25 | 1500 | 0 | 66.43 | 58.15 | 8 | 0
2020 | NYISO_G-I_2_PJM_E | NYISO_G-I | PJM_E | Internal | Winter | B17 | 100 | 1500 | 0 | 59.44 | 48.32 | 8 | 0
2020 | NYISO_G-I_2_PJM_E | NYISO_G-I | PJM_E | Internal | Winter | B18 | 400 | 1500 | 0 | 51.27 | 45.27 | 8 | 0
2020 | NYISO_G-I_2_PJM_E | NYISO_G-I | PJM_E | Internal | Winter | B19 | 700 | 1500 | 0 | 50.09 | 44.09 | 8 | 0
2020 | NYISO_G-I_2_PJM_E | NYISO_G-I | PJM_E | Internal | Winter | B20 | 935 | 1500 | 0 | 45.54 | 39.54 | 8 | 0
2020 | NYISO_J-K_2_NEISO | NYISO_J-K | NEISO | Internal | Shoulder | B11 | 25 | 0.01 | 0 | 53.28 | 37.67 | 3 | 0.52
2020 | NYISO_J-K_2_NEISO | NYISO_J-K | NEISO | Internal | Shoulder | B12 | 200 | 0.01 | 0 | 53.26 | 37.67 | 3 | 0.07
2020 | NYISO_J-K_2_NEISO | NYISO_J-K | NEISO | Internal | Shoulder | B13 | 600 | 0.01 | 0 | 40.69 | 37.67 | 3 | 0.03
2020 | NYISO_J-K_2_NEISO | NYISO_J-K | NEISO | Internal | Shoulder | B14 | 900 | 0.01 | 0 | 40.09 | 37.67 | 3 | 0.02
2020 | NYISO_J-K_2_NEISO | NYISO_J-K | NEISO | Internal | Shoulder | B15 | 1203 | 0.01 | 0 | 40.09 | 37.67 | 3 | 0.01
2020 | NYISO_J-K_2_NEISO | NYISO_J-K | NEISO | Internal | Summer | B1 | 10 | 0.01 | 0 | 73.09 | 76.08 | 3 | 2.01
2020 | NYISO_J-K_2_NEISO | NYISO_J-K | NEISO | Internal | Summer | B2 | 25 | 0.01 | 0 | 58.7 | 58.41 | 3 | 0.62
2020 | NYISO_J-K_2_NEISO | NYISO_J-K | NEISO | Internal | Summer | B3 | 75 | 0.01 | 0 | 53.15 | 50.12 | 3 | 0.21
2020 | NYISO_J-K_2_NEISO | NYISO_J-K | NEISO | Internal | Summer | B4 | 100 | 0.01 | 0 | 49.18 | 42.81 | 3 | 0.15
2020 | NYISO_J-K_2_NEISO | NYISO_J-K | NEISO | Internal | Summer | B5 | 200 | 0.01 | 0 | 49.18 | 38.67 | 3 | 0.07
2020 | NYISO_J-K_2_NEISO | NYISO_J-K | NEISO | Internal | Summer | B6 | 300 | 0.01 | 0 | 49.18 | 34.9 | 3 | 0.05
2020 | NYISO_J-K_2_NEISO | NYISO_J-K | NEISO | Internal | Summer | B7 | 400 | 0.01 | 0 | 49.18 | 34.9 | 3 | 0.04
2020 | NYISO_J-K_2_NEISO | NYISO_J-K | NEISO | Internal | Summer | B8 | 500 | 0.01 | 0 | 43.9 | 34.9 | 3 | 0.03
2020 | NYISO_J-K_2_NEISO | NYISO_J-K | NEISO | Internal | Summer | B9 | 800 | 0.01 | 0 | 38.63 | 34.9 | 3 | 0.02
2020 | NYISO_J-K_2_NEISO | NYISO_J-K | NEISO | Internal | Summer | B10 | 1262 | 0.01 | 0 | 38.63 | 34.9 | 3 | 0.01
2020 | NYISO_J-K_2_NEISO | NYISO_J-K | NEISO | Internal | Winter | B16 | 25 | 0.01 | 0 | 67.73 | 46.27 | 3 | 0.51
2020 | NYISO_J-K_2_NEISO | NYISO_J-K | NEISO | Internal | Winter | B17 | 100 | 0.01 | 0 | 59.96 | 46.27 | 3 | 0.14
2020 | NYISO_J-K_2_NEISO | NYISO_J-K | NEISO | Internal | Winter | B18 | 400 | 0.01 | 0 | 51.29 | 46.27 | 3 | 0.04
2020 | NYISO_J-K_2_NEISO | NYISO_J-K | NEISO | Internal | Winter | B19 | 700 | 0.01 | 0 | 50.79 | 46.27 | 3 | 0.02
2020 | NYISO_J-K_2_NEISO | NYISO_J-K | NEISO | Internal | Winter | B20 | 935 | 0.01 | 0 | 47.75 | 46.27 | 3 | 0.02
2020 | NYISO_J-K_2_NYISO_G-I | NYISO_J-K | NYISO_G-I | Internal | Shoulder | B11 | 25 | 1999 | 0.25 | 53.28 | 53.27 | 0.01 | 0
2020 | NYISO_J-K_2_NYISO_G-I | NYISO_J-K | NYISO_G-I | Internal | Shoulder | B12 | 200 | 1999 | 0.03 | 53.26 | 53.25 | 0.01 | 0
2020 | NYISO_J-K_2_NYISO_G-I | NYISO_J-K | NYISO_G-I | Internal | Shoulder | B13 | 600 | 1999 | 0.01 | 40.69 | 40.68 | 0.01 | 0
2020 | NYISO_J-K_2_NYISO_G-I | NYISO_J-K | NYISO_G-I | Internal | Shoulder | B14 | 900 | 1999 | 0 | 40.09 | 40.08 | 0.01 | 0
2020 | NYISO_J-K_2_NYISO_G-I | NYISO_J-K | NYISO_G-I | Internal | Shoulder | B15 | 1203 | 1999 | 0 | 40.09 | 40.08 | 0.01 | 0
2020 | NYISO_J-K_2_NYISO_G-I | NYISO_J-K | NYISO_G-I | Internal | Summer | B1 | 10 | 1999 | 0.61 | 73.09 | 73.08 | 0.01 | 0
2020 | NYISO_J-K_2_NYISO_G-I | NYISO_J-K | NYISO_G-I | Internal | Summer | B2 | 25 | 1999 | 0.25 | 58.7 | 58.69 | 0.01 | 0
2020 | NYISO_J-K_2_NYISO_G-I | NYISO_J-K | NYISO_G-I | Internal | Summer | B3 | 75 | 1999 | 0.09 | 53.15 | 53.14 | 0.01 | 0
2020 | NYISO_J-K_2_NYISO_G-I | NYISO_J-K | NYISO_G-I | Internal | Summer | B4 | 100 | 1999 | 0.07 | 49.18 | 49.17 | 0.01 | 0
2020 | NYISO_J-K_2_NYISO_G-I | NYISO_J-K | NYISO_G-I | Internal | Summer | B5 | 200 | 1999 | 0.03 | 49.18 | 49.17 | 0.01 | 0
2020 | NYISO_J-K_2_NYISO_G-I | NYISO_J-K | NYISO_G-I | Internal | Summer | B6 | 300 | 1999 | 0.02 | 49.18 | 49.17 | 0.01 | 0
2020 | NYISO_J-K_2_NYISO_G-I | NYISO_J-K | NYISO_G-I | Internal | Summer | B7 | 400 | 1999 | 0.02 | 49.18 | 49.17 | 0.01 | 0
2020 | NYISO_J-K_2_NYISO_G-I | NYISO_J-K | NYISO_G-I | Internal | Summer | B8 | 500 | 1999 | 0.01 | 43.9 | 43.89 | 0.01 | 0
2020 | NYISO_J-K_2_NYISO_G-I | NYISO_J-K | NYISO_G-I | Internal | Summer | B9 | 800 | 1999 | 0 | 38.63 | 38.62 | 0.01 | 0
2020 | NYISO_J-K_2_NYISO_G-I | NYISO_J-K | NYISO_G-I | Internal | Summer | B10 | 1262 | 1999 | 0 | 38.63 | 38.62 | 0.01 | 0
2020 | NYISO_J-K_2_NYISO_G-I | NYISO_J-K | NYISO_G-I | Internal | Winter | B16 | 25 | 1999 | 0 | 67.73 | 66.43 | 0.01 | 0
2020 | NYISO_J-K_2_NYISO_G-I | NYISO_J-K | NYISO_G-I | Internal | Winter | B17 | 100 | 1999 | 0 | 59.96 | 59.44 | 0.01 | 0
2020 | NYISO_J-K_2_NYISO_G-I | NYISO_J-K | NYISO_G-I | Internal | Winter | B18 | 400 | 1999 | 0.02 | 51.29 | 51.27 | 0.01 | 0
2020 | NYISO_J-K_2_NYISO_G-I | NYISO_J-K | NYISO_G-I | Internal | Winter | B19 | 700 | 1999 | 0 | 50.79 | 50.09 | 0.01 | 0
2020 | NYISO_J-K_2_NYISO_G-I | NYISO_J-K | NYISO_G-I | Internal | Winter | B20 | 935 | 1999 | 0 | 47.75 | 45.54 | 0.01 | 0
2020 | NYISO_J-K_2_PJM_E | NYISO_J-K | PJM_E | Internal | Shoulder | B11 | 25 | 0.01 | 0 | 53.28 | 53.04 | 8 | 0.57
2020 | NYISO_J-K_2_PJM_E | NYISO_J-K | PJM_E | Internal | Shoulder | B12 | 200 | 0.01 | 0 | 53.26 | 47.26 | 8 | 0.07
2020 | NYISO_J-K_2_PJM_E | NYISO_J-K | PJM_E | Internal | Shoulder | B13 | 600 | 0.01 | 0 | 40.69 | 42.76 | 8 | 0.03
2020 | NYISO_J-K_2_PJM_E | NYISO_J-K | PJM_E | Internal | Shoulder | B14 | 900 | 0.01 | 0 | 40.09 | 40.08 | 8 | 0.02
2020 | NYISO_J-K_2_PJM_E | NYISO_J-K | PJM_E | Internal | Shoulder | B15 | 1203 | 0.01 | 0 | 40.09 | 37.23 | 8 | 0.01
2020 | NYISO_J-K_2_PJM_E | NYISO_J-K | PJM_E | Internal | Summer | B1 | 10 | 0.01 | 0 | 73.09 | 67.08 | 8 | 1.22
2020 | NYISO_J-K_2_PJM_E | NYISO_J-K | PJM_E | Internal | Summer | B2 | 25 | 0.01 | 0 | 58.7 | 65.14 | 8 | 0.66
2020 | NYISO_J-K_2_PJM_E | NYISO_J-K | PJM_E | Internal | Summer | B3 | 75 | 0.01 | 0 | 53.15 | 61.3 | 8 | 0.44
2020 | NYISO_J-K_2_PJM_E | NYISO_J-K | PJM_E | Internal | Summer | B4 | 100 | 0.01 | 0 | 49.18 | 60.92 | 8 | 3.9
2020 | NYISO_J-K_2_PJM_E | NYISO_J-K | PJM_E | Internal | Summer | B5 | 200 | 0.01 | 0 | 49.18 | 53.83 | 8 | 0.08
2020 | NYISO_J-K_2_PJM_E | NYISO_J-K | PJM_E | Internal | Summer | B6 | 300 | 0.01 | 0 | 49.18 | 48.68 | 8 | 0.05
2020 | NYISO_J-K_2_PJM_E | NYISO_J-K | PJM_E | Internal | Summer | B7 | 400 | 0.01 | 0 | 49.18 | 40.69 | 8 | 0.04
2020 | NYISO_J-K_2_PJM_E | NYISO_J-K | PJM_E | Internal | Summer | B8 | 500 | 0.01 | 0 | 43.9 | 37.89 | 8 | 0.03
2020 | NYISO_J-K_2_PJM_E | NYISO_J-K | PJM_E | Internal | Summer | B9 | 800 | 0.01 | 0 | 38.63 | 37.33 | 8 | 0.02
2020 | NYISO_J-K_2_PJM_E | NYISO_J-K | PJM_E | Internal | Summer | B10 | 1262 | 0.01 | 0 | 38.63 | 35.14 | 8 | 0.01
2020 | NYISO_J-K_2_PJM_E | NYISO_J-K | PJM_E | Internal | Winter | B16 | 25 | 0.01 | 0 | 67.73 | 58.15 | 8 | 0.52
2020 | NYISO_J-K_2_PJM_E | NYISO_J-K | PJM_E | Internal | Winter | B17 | 100 | 0.01 | 0 | 59.96 | 48.32 | 8 | 0.14
2020 | NYISO_J-K_2_PJM_E | NYISO_J-K | PJM_E | Internal | Winter | B18 | 400 | 0.01 | 0 | 51.29 | 45.27 | 8 | 0.04
2020 | NYISO_J-K_2_PJM_E | NYISO_J-K | PJM_E | Internal | Winter | B19 | 700 | 0.01 | 0 | 50.79 | 44.09 | 8 | 0.02
2020 | NYISO_J-K_2_PJM_E | NYISO_J-K | PJM_E | Internal | Winter | B20 | 935 | 0.01 | 0 | 47.75 | 39.54 | 8 | 0.02
2020 | PJM_E_2_NYISO_G-I | PJM_E | NYISO_G-I | Internal | Shoulder | B11 | 25 | 500 | 0 | 53.04 | 53.27 | 6 | 0
2020 | PJM_E_2_NYISO_G-I | PJM_E | NYISO_G-I | Internal | Shoulder | B12 | 200 | 500 | 0.06 | 47.26 | 53.25 | 6 | 0
2020 | PJM_E_2_NYISO_G-I | PJM_E | NYISO_G-I | Internal | Shoulder | B13 | 600 | 500 | 0 | 42.76 | 40.68 | 6 | 0
2020 | PJM_E_2_NYISO_G-I | PJM_E | NYISO_G-I | Internal | Shoulder | B14 | 900 | 500 | 0 | 40.08 | 40.08 | 6 | 0
2020 | PJM_E_2_NYISO_G-I | PJM_E | NYISO_G-I | Internal | Shoulder | B15 | 1203 | 500 | 0 | 37.23 | 40.08 | 6 | 0
2020 | PJM_E_2_NYISO_G-I | PJM_E | NYISO_G-I | Internal | Summer | B1 | 10 | 500 | 234.09 | 67.08 | 73.08 | 6 | 0
2020 | PJM_E_2_NYISO_G-I | PJM_E | NYISO_G-I | Internal | Summer | B2 | 25 | 500 | 0 | 65.14 | 58.69 | 6 | 0
2020 | PJM_E_2_NYISO_G-I | PJM_E | NYISO_G-I | Internal | Summer | B3 | 75 | 500 | 0 | 61.3 | 53.14 | 6 | 0
2020 | PJM_E_2_NYISO_G-I | PJM_E | NYISO_G-I | Internal | Summer | B4 | 100 | 500 | 0 | 60.92 | 49.17 | 6 | 0
2020 | PJM_E_2_NYISO_G-I | PJM_E | NYISO_G-I | Internal | Summer | B5 | 200 | 500 | 0 | 53.83 | 49.17 | 6 | 0
2020 | PJM_E_2_NYISO_G-I | PJM_E | NYISO_G-I | Internal | Summer | B6 | 300 | 500 | 0 | 48.68 | 49.17 | 6 | 0
2020 | PJM_E_2_NYISO_G-I | PJM_E | NYISO_G-I | Internal | Summer | B7 | 400 | 500 | 500 | 40.69 | 49.17 | 6 | 2.48
2020 | PJM_E_2_NYISO_G-I | PJM_E | NYISO_G-I | Internal | Summer | B8 | 500 | 500 | 51.6 | 37.89 | 43.89 | 6 | 0
2020 | PJM_E_2_NYISO_G-I | PJM_E | NYISO_G-I | Internal | Summer | B9 | 800 | 500 | 0 | 37.33 | 38.62 | 6 | 0
2020 | PJM_E_2_NYISO_G-I | PJM_E | NYISO_G-I | Internal | Summer | B10 | 1262 | 500 | 0 | 35.14 | 38.62 | 6 | 0
2020 | PJM_E_2_NYISO_G-I | PJM_E | NYISO_G-I | Internal | Winter | B16 | 25 | 500 | 500 | 58.15 | 66.43 | 6 | 2.27
2020 | PJM_E_2_NYISO_G-I | PJM_E | NYISO_G-I | Internal | Winter | B17 | 100 | 500 | 500 | 48.32 | 59.44 | 6 | 5.13
2020 | PJM_E_2_NYISO_G-I | PJM_E | NYISO_G-I | Internal | Winter | B18 | 400 | 500 | 326.12 | 45.27 | 51.27 | 6 | 0
2020 | PJM_E_2_NYISO_G-I | PJM_E | NYISO_G-I | Internal | Winter | B19 | 700 | 500 | 225.12 | 44.09 | 50.09 | 6 | 0
2020 | PJM_E_2_NYISO_G-I | PJM_E | NYISO_G-I | Internal | Winter | B20 | 935 | 500 | 499.96 | 39.54 | 45.54 | 6 | 0
2020 | PJM_E_2_NYISO_J-K | PJM_E | NYISO_J-K | Internal | Shoulder | B11 | 25 | 330 | 0 | 53.04 | 53.28 | 6 | 0
2020 | PJM_E_2_NYISO_J-K | PJM_E | NYISO_J-K | Internal | Shoulder | B12 | 200 | 330 | 219.12 | 47.26 | 53.26 | 6 | 0
2020 | PJM_E_2_NYISO_J-K | PJM_E | NYISO_J-K | Internal | Shoulder | B13 | 600 | 330 | 0 | 42.76 | 40.69 | 6 | 0
2020 | PJM_E_2_NYISO_J-K | PJM_E | NYISO_J-K | Internal | Shoulder | B14 | 900 | 330 | 0 | 40.08 | 40.09 | 6 | 0
2020 | PJM_E_2_NYISO_J-K | PJM_E | NYISO_J-K | Internal | Shoulder | B15 | 1203 | 330 | 0 | 37.23 | 40.09 | 6 | 0
2020 | PJM_E_2_NYISO_J-K | PJM_E | NYISO_J-K | Internal | Summer | B1 | 10 | 330 | 328.9 | 67.08 | 73.09 | 6 | 0.01
2020 | PJM_E_2_NYISO_J-K | PJM_E | NYISO_J-K | Internal | Summer | B2 | 25 | 330 | 0 | 65.14 | 58.7 | 6 | 0
2020 | PJM_E_2_NYISO_J-K | PJM_E | NYISO_J-K | Internal | Summer | B3 | 75 | 330 | 0 | 61.3 | 53.15 | 6 | 0
2020 | PJM_E_2_NYISO_J-K | PJM_E | NYISO_J-K | Internal | Summer | B4 | 100 | 330 | 0 | 60.92 | 49.18 | 6 | 0
2020 | PJM_E_2_NYISO_J-K | PJM_E | NYISO_J-K | Internal | Summer | B5 | 200 | 330 | 0 | 53.83 | 49.18 | 6 | 0
2020 | PJM_E_2_NYISO_J-K | PJM_E | NYISO_J-K | Internal | Summer | B6 | 300 | 330 | 0 | 48.68 | 49.18 | 6 | 0
2020 | PJM_E_2_NYISO_J-K | PJM_E | NYISO_J-K | Internal | Summer | B7 | 400 | 330 | 330 | 40.69 | 49.18 | 6 | 2.49
2020 | PJM_E_2_NYISO_J-K | PJM_E | NYISO_J-K | Internal | Summer | B8 | 500 | 330 | 329.97 | 37.89 | 43.9 | 6 | 0.01
2020 | PJM_E_2_NYISO_J-K | PJM_E | NYISO_J-K | Internal | Summer | B9 | 800 | 330 | 0 | 37.33 | 38.63 | 6 | 0
2020 | PJM_E_2_NYISO_J-K | PJM_E | NYISO_J-K | Internal | Summer | B10 | 1262 | 330 | 0 | 35.14 | 38.63 | 6 | 0
2020 | PJM_E_2_NYISO_J-K | PJM_E | NYISO_J-K | Internal | Winter | B16 | 25 | 330 | 330 | 58.15 | 67.73 | 6 | 3.58
2020 | PJM_E_2_NYISO_J-K | PJM_E | NYISO_J-K | Internal | Winter | B17 | 100 | 330 | 330 | 48.32 | 59.96 | 6 | 5.64
2020 | PJM_E_2_NYISO_J-K | PJM_E | NYISO_J-K | Internal | Winter | B18 | 400 | 330 | 329.97 | 45.27 | 51.29 | 6 | 0.01
2020 | PJM_E_2_NYISO_J-K | PJM_E | NYISO_J-K | Internal | Winter | B19 | 700 | 330 | 330 | 44.09 | 50.79 | 6 | 0.7
2020 | PJM_E_2_NYISO_J-K | PJM_E | NYISO_J-K | Internal | Winter | B20 | 935 | 330 | 330 | 39.54 | 47.75 | 6 | 2.22
2020 | PJM_E_2_PJM_ROM | PJM_E | PJM_ROM | Internal | Shoulder | B11 | 25 | 8000 | 1172.53 | 53.04 | 53.06 | 0.01 | 0
2020 | PJM_E_2_PJM_ROM | PJM_E | PJM_ROM | Internal | Shoulder | B12 | 200 | 8000 | 685.37 | 47.26 | 47.27 | 0.01 | 0
2020 | PJM_E_2_PJM_ROM | PJM_E | PJM_ROM | Internal | Shoulder | B13 | 600 | 8000 | 501.55 | 42.76 | 42.77 | 0.01 | 0
2020 | PJM_E_2_PJM_ROM | PJM_E | PJM_ROM | Internal | Shoulder | B14 | 900 | 8000 | 0 | 40.08 | 40.07 | 0.01 | 0
2020 | PJM_E_2_PJM_ROM | PJM_E | PJM_ROM | Internal | Shoulder | B15 | 1203 | 8000 | 0 | 37.23 | 37.22 | 0.01 | 0
2020 | PJM_E_2_PJM_ROM | PJM_E | PJM_ROM | Internal | Summer | B1 | 10 | 8000 | 0.63 | 67.08 | 67.07 | 0.01 | 0
2020 | PJM_E_2_PJM_ROM | PJM_E | PJM_ROM | Internal | Summer | B2 | 25 | 8000 | 0.26 | 65.14 | 65.13 | 0.01 | 0
2020 | PJM_E_2_PJM_ROM | PJM_E | PJM_ROM | Internal | Summer | B3 | 75 | 8000 | 0.09 | 61.3 | 61.29 | 0.01 | 0
2020 | PJM_E_2_PJM_ROM | PJM_E | PJM_ROM | Internal | Summer | B4 | 100 | 8000 | 467.3 | 60.92 | 60.93 | 0.01 | 0
2020 | PJM_E_2_PJM_ROM | PJM_E | PJM_ROM | Internal | Summer | B5 | 200 | 8000 | 0.03 | 53.83 | 53.82 | 0.01 | 0
2020 | PJM_E_2_PJM_ROM | PJM_E | PJM_ROM | Internal | Summer | B6 | 300 | 8000 | 0.02 | 48.68 | 48.67 | 0.01 | 0
2020 | PJM_E_2_PJM_ROM | PJM_E | PJM_ROM | Internal | Summer | B7 | 400 | 8000 | 0.02 | 40.69 | 40.68 | 0.01 | 0
2020 | PJM_E_2_PJM_ROM | PJM_E | PJM_ROM | Internal | Summer | B8 | 500 | 8000 | 0.01 | 37.89 | 37.88 | 0.01 | 0
2020 | PJM_E_2_PJM_ROM | PJM_E | PJM_ROM | Internal | Summer | B9 | 800 | 8000 | 0 | 37.33 | 37.32 | 0.01 | 0
2020 | PJM_E_2_PJM_ROM | PJM_E | PJM_ROM | Internal | Summer | B10 | 1262 | 8000 | 0 | 35.14 | 35.12 | 0.01 | 0
2020 | PJM_E_2_PJM_ROM | PJM_E | PJM_ROM | Internal | Winter | B16 | 25 | 8000 | 0.27 | 58.15 | 58.14 | 0.01 | 0
2020 | PJM_E_2_PJM_ROM | PJM_E | PJM_ROM | Internal | Winter | B17 | 100 | 8000 | 0.07 | 48.32 | 48.31 | 0.01 | 0
2020 | PJM_E_2_PJM_ROM | PJM_E | PJM_ROM | Internal | Winter | B18 | 400 | 8000 | 0.02 | 45.27 | 45.26 | 0.01 | 0
2020 | PJM_E_2_PJM_ROM | PJM_E | PJM_ROM | Internal | Winter | B19 | 700 | 8000 | 0 | 44.09 | 44.08 | 0.01 | 0
2020 | PJM_E_2_PJM_ROM | PJM_E | PJM_ROM | Internal | Winter | B20 | 935 | 8000 | 0 | 39.54 | 39.52 | 0.01 | 0
2020 | PJM_ROR_2_MISO_IN | PJM_ROR | MISO_IN | Internal | Shoulder | B11 | 25 | 909 | 908.52 | 53.07 | 55.08 | 2 | 0.01
2020 | PJM_ROR_2_MISO_IN | PJM_ROR | MISO_IN | Internal | Shoulder | B12 | 200 | 909 | 0 | 47.26 | 45.27 | 2 | 0
2020 | PJM_ROR_2_MISO_IN | PJM_ROR | MISO_IN | Internal | Shoulder | B13 | 600 | 909 | 0 | 42.76 | 41.58 | 2 | 0
2020 | PJM_ROR_2_MISO_IN | PJM_ROR | MISO_IN | Internal | Shoulder | B14 | 900 | 909 | 0 | 40.06 | 40.05 | 2 | 0
2020 | PJM_ROR_2_MISO_IN | PJM_ROR | MISO_IN | Internal | Shoulder | B15 | 1203 | 909 | 0 | 37.21 | 38.1 | 2 | 0
2020 | PJM_ROR_2_MISO_IN | PJM_ROR | MISO_IN | Internal | Summer | B1 | 10 | 909 | 0 | 67.05 | 65.04 | 2 | 0
2020 | PJM_ROR_2_MISO_IN | PJM_ROR | MISO_IN | Internal | Summer | B2 | 25 | 909 | 0 | 65.12 | 63.52 | 2 | 0
2020 | PJM_ROR_2_MISO_IN | PJM_ROR | MISO_IN | Internal | Summer | B3 | 75 | 909 | 0 | 61.28 | 61.13 | 2 | 0
2020 | PJM_ROR_2_MISO_IN | PJM_ROR | MISO_IN | Internal | Summer | B4 | 100 | 909 | 0 | 60.94 | 58.96 | 2 | 0
2020 | PJM_ROR_2_MISO_IN | PJM_ROR | MISO_IN | Internal | Summer | B5 | 200 | 909 | 0 | 53.81 | 55.04 | 2 | 0
2020 | PJM_ROR_2_MISO_IN | PJM_ROR | MISO_IN | Internal | Summer | B6 | 300 | 909 | 0 | 48.66 | 47.85 | 2 | 0
2020 | PJM_ROR_2_MISO_IN | PJM_ROR | MISO_IN | Internal | Summer | B7 | 400 | 909 | 0 | 40.67 | 41.44 | 2 | 0
2020 | PJM_ROR_2_MISO_IN | PJM_ROR | MISO_IN | Internal | Summer | B8 | 500 | 909 | 0 | 37.87 | 37.92 | 2 | 0
2020 | PJM_ROR_2_MISO_IN | PJM_ROR | MISO_IN | Internal | Summer | B9 | 800 | 909 | 0 | 37.12 | 36.61 | 2 | 0
2020 | PJM_ROR_2_MISO_IN | PJM_ROR | MISO_IN | Internal | Summer | B10 | 1262 | 909 | 0 | 34.71 | 36.02 | 2 | 0
2020 | PJM_ROR_2_MISO_IN | PJM_ROR | MISO_IN | Internal | Winter | B16 | 25 | 909 | 0 | 58.13 | 56.14 | 2 | 0
2020 | PJM_ROR_2_MISO_IN | PJM_ROR | MISO_IN | Internal | Winter | B17 | 100 | 909 | 0 | 48.3 | 46.3 | 2 | 0
2020 | PJM_ROR_2_MISO_IN | PJM_ROR | MISO_IN | Internal | Winter | B18 | 400 | 909 | 0 | 44.81 | 42.81 | 2 | 0
2020 | PJM_ROR_2_MISO_IN | PJM_ROR | MISO_IN | Internal | Winter | B19 | 700 | 909 | 0 | 42 | 40.54 | 2 | 0
2020 | PJM_ROR_2_MISO_IN | PJM_ROR | MISO_IN | Internal | Winter | B20 | 935 | 909 | 0 | 37.32 | 37.4 | 2 | 0
2020 | PJM_ROR_2_MISO_MI | PJM_ROR | MISO_MI | Internal | Shoulder | B11 | 25 | 1305 | 560.48 | 53.07 | 55.07 | 2 | 0
2020 | PJM_ROR_2_MISO_MI | PJM_ROR | MISO_MI | Internal | Shoulder | B12 | 200 | 1305 | 0 | 47.26 | 45.28 | 2 | 0
2020 | PJM_ROR_2_MISO_MI | PJM_ROR | MISO_MI | Internal | Shoulder | B13 | 600 | 1305 | 0 | 42.76 | 41.59 | 2 | 0
2020 | PJM_ROR_2_MISO_MI | PJM_ROR | MISO_MI | Internal | Shoulder | B14 | 900 | 1305 | 0 | 40.06 | 40.06 | 2 | 0
2020 | PJM_ROR_2_MISO_MI | PJM_ROR | MISO_MI | Internal | Shoulder | B15 | 1203 | 1305 | 0 | 37.21 | 38.11 | 2 | 0
2020 | PJM_ROR_2_MISO_MI | PJM_ROR | MISO_MI | Internal | Summer | B1 | 10 | 1305 | 0 | 67.05 | 65.05 | 2 | 0
2020 | PJM_ROR_2_MISO_MI | PJM_ROR | MISO_MI | Internal | Summer | B2 | 25 | 1305 | 0 | 65.12 | 63.53 | 2 | 0
2020 | PJM_ROR_2_MISO_MI | PJM_ROR | MISO_MI | Internal | Summer | B3 | 75 | 1305 | 0 | 61.28 | 61.12 | 2 | 0
2020 | PJM_ROR_2_MISO_MI | PJM_ROR | MISO_MI | Internal | Summer | B4 | 100 | 1305 | 0 | 60.94 | 58.94 | 2 | 0
2020 | PJM_ROR_2_MISO_MI | PJM_ROR | MISO_MI | Internal | Summer | B5 | 200 | 1305 | 0 | 53.81 | 55.02 | 2 | 0
2020 | PJM_ROR_2_MISO_MI | PJM_ROR | MISO_MI | Internal | Summer | B6 | 300 | 1305 | 0 | 48.66 | 47.86 | 2 | 0
2020 | PJM_ROR_2_MISO_MI | PJM_ROR | MISO_MI | Internal | Summer | B7 | 400 | 1305 | 0 | 40.67 | 41.45 | 2 | 0
2020 | PJM_ROR_2_MISO_MI | PJM_ROR | MISO_MI | Internal | Summer | B8 | 500 | 1305 | 0 | 37.87 | 37.93 | 2 | 0
2020 | PJM_ROR_2_MISO_MI | PJM_ROR | MISO_MI | Internal | Summer | B9 | 800 | 1305 | 0 | 37.12 | 36.62 | 2 | 0
2020 | PJM_ROR_2_MISO_MI | PJM_ROR | MISO_MI | Internal | Summer | B10 | 1262 | 1305 | 0 | 34.71 | 36.03 | 2 | 0
2020 | PJM_ROR_2_MISO_MI | PJM_ROR | MISO_MI | Internal | Winter | B16 | 25 | 1305 | 0 | 58.13 | 56.13 | 2 | 0
2020 | PJM_ROR_2_MISO_MI | PJM_ROR | MISO_MI | Internal | Winter | B17 | 100 | 1305 | 0 | 48.3 | 46.31 | 2 | 0
2020 | PJM_ROR_2_MISO_MI | PJM_ROR | MISO_MI | Internal | Winter | B18 | 400 | 1305 | 0 | 44.81 | 42.82 | 2 | 0
2020 | PJM_ROR_2_MISO_MI | PJM_ROR | MISO_MI | Internal | Winter | B19 | 700 | 1305 | 0 | 42 | 40.55 | 2 | 0
2020 | PJM_ROR_2_MISO_MI | PJM_ROR | MISO_MI | Internal | Winter | B20 | 935 | 1305 | 0 | 37.32 | 37.41 | 2 | 0
2020 | PJM_ROR_2_MISO_MO-IL | PJM_ROR | MISO_MO-IL | Internal | Shoulder | B11 | 25 | 1111 | 1110.76 | 53.07 | 55.09 | 2 | 0.02
2020 | PJM_ROR_2_MISO_MO-IL | PJM_ROR | MISO_MO-IL | Internal | Shoulder | B12 | 200 | 1111 | 0 | 47.26 | 45.28 | 2 | 0
2020 | PJM_ROR_2_MISO_MO-IL | PJM_ROR | MISO_MO-IL | Internal | Shoulder | B13 | 600 | 1111 | 0 | 42.76 | 41.59 | 2 | 0
2020 | PJM_ROR_2_MISO_MO-IL | PJM_ROR | MISO_MO-IL | Internal | Shoulder | B14 | 900 | 1111 | 0 | 40.06 | 40.06 | 2 | 0
2020 | PJM_ROR_2_MISO_MO-IL | PJM_ROR | MISO_MO-IL | Internal | Shoulder | B15 | 1203 | 1111 | 0 | 37.21 | 38.11 | 2 | 0
2020 | PJM_ROR_2_MISO_MO-IL | PJM_ROR | MISO_MO-IL | Internal | Summer | B1 | 10 | 1111 | 0 | 67.05 | 65.05 | 2 | 0
2020 | PJM_ROR_2_MISO_MO-IL | PJM_ROR | MISO_MO-IL | Internal | Summer | B2 | 25 | 1111 | 0 | 65.12 | 63.53 | 2 | 0
2020 | PJM_ROR_2_MISO_MO-IL | PJM_ROR | MISO_MO-IL | Internal | Summer | B3 | 75 | 1111 | 0 | 61.28 | 61.14 | 2 | 0
2020 | PJM_ROR_2_MISO_MO-IL | PJM_ROR | MISO_MO-IL | Internal | Summer | B4 | 100 | 1111 | 0 | 60.94 | 58.97 | 2 | 0
2020 | PJM_ROR_2_MISO_MO-IL | PJM_ROR | MISO_MO-IL | Internal | Summer | B5 | 200 | 1111 | 0.06 | 53.81 | 55.05 | 2 | 0
2020 | PJM_ROR_2_MISO_MO-IL | PJM_ROR | MISO_MO-IL | Internal | Summer | B6 | 300 | 1111 | 0 | 48.66 | 47.86 | 2 | 0
2020 | PJM_ROR_2_MISO_MO-IL | PJM_ROR | MISO_MO-IL | Internal | Summer | B7 | 400 | 1111 | 0 | 40.67 | 41.45 | 2 | 0
2020 | PJM_ROR_2_MISO_MO-IL | PJM_ROR | MISO_MO-IL | Internal | Summer | B8 | 500 | 1111 | 0 | 37.87 | 37.93 | 2 | 0
2020 | PJM_ROR_2_MISO_MO-IL | PJM_ROR | MISO_MO-IL | Internal | Summer | B9 | 800 | 1111 | 0 | 37.12 | 36.62 | 2 | 0
2020 | PJM_ROR_2_MISO_MO-IL | PJM_ROR | MISO_MO-IL | Internal | Summer | B10 | 1262 | 1111 | 0 | 34.71 | 36.01 | 2 | 0
2020 | PJM_ROR_2_MISO_MO-IL | PJM_ROR | MISO_MO-IL | Internal | Winter | B16 | 25 | 1111 | 0 | 58.13 | 56.13 | 2 | 0
2020 | PJM_ROR_2_MISO_MO-IL | PJM_ROR | MISO_MO-IL | Internal | Winter | B17 | 100 | 1111 | 0 | 48.3 | 46.3 | 2 | 0
2020 | PJM_ROR_2_MISO_MO-IL | PJM_ROR | MISO_MO-IL | Internal | Winter | B18 | 400 | 1111 | 0 | 44.81 | 42.81 | 2 | 0
2020 | PJM_ROR_2_MISO_MO-IL | PJM_ROR | MISO_MO-IL | Internal | Winter | B19 | 700 | 1111 | 0 | 42 | 40.55 | 2 | 0
2020 | PJM_ROR_2_MISO_MO-IL | PJM_ROR | MISO_MO-IL | Internal | Winter | B20 | 935 | 1111 | 0 | 37.32 | 37.41 | 2 | 0
2020 | PJM_ROR_2_MISO_W | PJM_ROR | MISO_W | Internal | Shoulder | B11 | 25 | 709 | 708.97 | 53.07 | 55.26 | 2 | 0.19
2020 | PJM_ROR_2_MISO_W | PJM_ROR | MISO_W | Internal | Shoulder | B12 | 200 | 709 | 0 | 47.26 | 45.27 | 2 | 0
2020 | PJM_ROR_2_MISO_W | PJM_ROR | MISO_W | Internal | Shoulder | B13 | 600 | 709 | 0 | 42.76 | 41.58 | 2 | 0
2020 | PJM_ROR_2_MISO_W | PJM_ROR | MISO_W | Internal | Shoulder | B14 | 900 | 709 | 0 | 40.06 | 40.05 | 2 | 0
2020 | PJM_ROR_2_MISO_W | PJM_ROR | MISO_W | Internal | Shoulder | B15 | 1203 | 709 | 0 | 37.21 | 38.8 | 2 | 0
2020 | PJM_ROR_2_MISO_W | PJM_ROR | MISO_W | Internal | Summer | B1 | 10 | 709 | 0 | 67.05 | 65.05 | 2 | 0
2020 | PJM_ROR_2_MISO_W | PJM_ROR | MISO_W | Internal | Summer | B2 | 25 | 709 | 0 | 65.12 | 63.7 | 2 | 0
2020 | PJM_ROR_2_MISO_W | PJM_ROR | MISO_W | Internal | Summer | B3 | 75 | 709 | 708.99 | 61.28 | 63.47 | 2 | 0.19
2020 | PJM_ROR_2_MISO_W | PJM_ROR | MISO_W | Internal | Summer | B4 | 100 | 709 | 0 | 60.94 | 62.58 | 2 | 0
2020 | PJM_ROR_2_MISO_W | PJM_ROR | MISO_W | Internal | Summer | B5 | 200 | 709 | 709 | 53.81 | 62.58 | 2 | 6.77
2020 | PJM_ROR_2_MISO_W | PJM_ROR | MISO_W | Internal | Summer | B6 | 300 | 709 | 0 | 48.66 | 48.86 | 2 | 0
2020 | PJM_ROR_2_MISO_W | PJM_ROR | MISO_W | Internal | Summer | B7 | 400 | 709 | 0 | 40.67 | 41.47 | 2 | 0
2020 | PJM_ROR_2_MISO_W | PJM_ROR | MISO_W | Internal | Summer | B8 | 500 | 709 | 0 | 37.87 | 37.92 | 2 | 0
2020 | PJM_ROR_2_MISO_W | PJM_ROR | MISO_W | Internal | Summer | B9 | 800 | 709 | 0 | 37.12 | 36.63 | 2 | 0
2020 | PJM_ROR_2_MISO_W | PJM_ROR | MISO_W | Internal | Summer | B10 | 1262 | 709 | 0 | 34.71 | 36 | 2 | 0
2020 | PJM_ROR_2_MISO_W | PJM_ROR | MISO_W | Internal | Winter | B16 | 25 | 709 | 0 | 58.13 | 56.12 | 2 | 0
2020 | PJM_ROR_2_MISO_W | PJM_ROR | MISO_W | Internal | Winter | B17 | 100 | 709 | 0 | 48.3 | 46.28 | 2 | 0
2020 | PJM_ROR_2_MISO_W | PJM_ROR | MISO_W | Internal | Winter | B18 | 400 | 709 | 0 | 44.81 | 42.82 | 2 | 0
2020 | PJM_ROR_2_MISO_W | PJM_ROR | MISO_W | Internal | Winter | B19 | 700 | 709 | 0 | 42 | 41.76 | 2 | 0
2020 | PJM_ROR_2_MISO_W | PJM_ROR | MISO_W | Internal | Winter | B20 | 935 | 709 | 0 | 37.32 | 37.43 | 2 | 0
2020 | PJM_ROR_2_MISO_WUMS | PJM_ROR | MISO_WUMS | Internal | Shoulder | B11 | 25 | 1467 | 0 | 53.07 | 51.07 | 2 | 0
2020 | PJM_ROR_2_MISO_WUMS | PJM_ROR | MISO_WUMS | Internal | Shoulder | B12 | 200 | 1467 | 0 | 47.26 | 45.26 | 2 | 0
2020 | PJM_ROR_2_MISO_WUMS | PJM_ROR | MISO_WUMS | Internal | Shoulder | B13 | 600 | 1467 | 0 | 42.76 | 41.57 | 2 | 0
2020 | PJM_ROR_2_MISO_WUMS | PJM_ROR | MISO_WUMS | Internal | Shoulder | B14 | 900 | 1467 | 0 | 40.06 | 39.11 | 2 | 0
2020 | PJM_ROR_2_MISO_WUMS | PJM_ROR | MISO_WUMS | Internal | Shoulder | B15 | 1203 | 1467 | 0 | 37.21 | 36.91 | 2 | 0
2020 | PJM_ROR_2_MISO_WUMS | PJM_ROR | MISO_WUMS | Internal | Summer | B1 | 10 | 1467 | 0 | 67.05 | 59.88 | 2 | 0
2020 | PJM_ROR_2_MISO_WUMS | PJM_ROR | MISO_WUMS | Internal | Summer | B2 | 25 | 1467 | 0 | 65.12 | 59.88 | 2 | 0
2020 | PJM_ROR_2_MISO_WUMS | PJM_ROR | MISO_WUMS | Internal | Summer | B3 | 75 | 1467 | 0 | 61.28 | 59.88 | 2 | 0
2020 | PJM_ROR_2_MISO_WUMS | PJM_ROR | MISO_WUMS | Internal | Summer | B4 | 100 | 1467 | 0 | 60.94 | 59.88 | 2 | 0
2020 | PJM_ROR_2_MISO_WUMS | PJM_ROR | MISO_WUMS | Internal | Summer | B5 | 200 | 1467 | 0 | 53.81 | 51.81 | 2 | 0
2020 | PJM_ROR_2_MISO_WUMS | PJM_ROR | MISO_WUMS | Internal | Summer | B6 | 300 | 1467 | 0 | 48.66 | 46.66 | 2 | 0
2020 | PJM_ROR_2_MISO_WUMS | PJM_ROR | MISO_WUMS | Internal | Summer | B7 | 400 | 1467 | 0 | 40.67 | 39.11 | 2 | 0
2020 | PJM_ROR_2_MISO_WUMS | PJM_ROR | MISO_WUMS | Internal | Summer | B8 | 500 | 1467 | 0 | 37.87 | 37.9 | 2 | 0
2020 | PJM_ROR_2_MISO_WUMS | PJM_ROR | MISO_WUMS | Internal | Summer | B9 | 800 | 1467 | 0 | 37.12 | 35.66 | 2 | 0
2020 | PJM_ROR_2_MISO_WUMS | PJM_ROR | MISO_WUMS | Internal | Summer | B10 | 1262 | 1467 | 0 | 34.71 | 35.66 | 2 | 0
2020 | PJM_ROR_2_MISO_WUMS | PJM_ROR | MISO_WUMS | Internal | Winter | B16 | 25 | 1467 | 0 | 58.13 | 56.13 | 2 | 0
2020 | PJM_ROR_2_MISO_WUMS | PJM_ROR | MISO_WUMS | Internal | Winter | B17 | 100 | 1467 | 0 | 48.3 | 46.3 | 2 | 0
2020 | PJM_ROR_2_MISO_WUMS | PJM_ROR | MISO_WUMS | Internal | Winter | B18 | 400 | 1467 | 0 | 44.81 | 42.81 | 2 | 0
2020 | PJM_ROR_2_MISO_WUMS | PJM_ROR | MISO_WUMS | Internal | Winter | B19 | 700 | 1467 | 0 | 42 | 41.75 | 2 | 0
2020 | PJM_ROR_2_MISO_WUMS | PJM_ROR | MISO_WUMS | Internal | Winter | B20 | 935 | 1467 | 0 | 37.32 | 37.44 | 2 | 0
2020 | PJM_ROR_2_PJM_ROM | PJM_ROR | PJM_ROM | Internal | Shoulder | B11 | 25 | 8000 | 0.32 | 53.07 | 53.06 | 0.01 | 0
2020 | PJM_ROR_2_PJM_ROM | PJM_ROR | PJM_ROM | Internal | Shoulder | B12 | 200 | 8000 | 2605.61 | 47.26 | 47.27 | 0.01 | 0
2020 | PJM_ROR_2_PJM_ROM | PJM_ROR | PJM_ROM | Internal | Shoulder | B13 | 600 | 8000 | 3088.05 | 42.76 | 42.77 | 0.01 | 0
2020 | PJM_ROR_2_PJM_ROM | PJM_ROR | PJM_ROM | Internal | Shoulder | B14 | 900 | 8000 | 6071.88 | 40.06 | 40.07 | 0.01 | 0
2020 | PJM_ROR_2_PJM_ROM | PJM_ROR | PJM_ROM | Internal | Shoulder | B15 | 1203 | 8000 | 5955.65 | 37.21 | 37.22 | 0.01 | 0
2020 | PJM_ROR_2_PJM_ROM | PJM_ROR | PJM_ROM | Internal | Summer | B1 | 10 | 8000 | 6272.72 | 67.05 | 67.07 | 0.01 | 0
2020 | PJM_ROR_2_PJM_ROM | PJM_ROR | PJM_ROM | Internal | Summer | B2 | 25 | 8000 | 5088.39 | 65.12 | 65.13 | 0.01 | 0
2020 | PJM_ROR_2_PJM_ROM | PJM_ROR | PJM_ROM | Internal | Summer | B3 | 75 | 8000 | 1121.99 | 61.28 | 61.29 | 0.01 | 0
2020 | PJM_ROR_2_PJM_ROM | PJM_ROR | PJM_ROM | Internal | Summer | B4 | 100 | 8000 | 0.07 | 60.94 | 60.93 | 0.01 | 0
2020 | PJM_ROR_2_PJM_ROM | PJM_ROR | PJM_ROM | Internal | Summer | B5 | 200 | 8000 | 1401.25 | 53.81 | 53.82 | 0.01 | 0
2020 | PJM_ROR_2_PJM_ROM | PJM_ROR | PJM_ROM | Internal | Summer | B6 | 300 | 8000 | 3543.3 | 48.66 | 48.67 | 0.01 | 0
2020 | PJM_ROR_2_PJM_ROM | PJM_ROR | PJM_ROM | Internal | Summer | B7 | 400 | 8000 | 2854.88 | 40.67 | 40.68 | 0.01 | 0
2020 | PJM_ROR_2_PJM_ROM | PJM_ROR | PJM_ROM | Internal | Summer | B8 | 500 | 8000 | 5725.35 | 37.87 | 37.88 | 0.01 | 0
2020 | PJM_ROR_2_PJM_ROM | PJM_ROR | PJM_ROM | Internal | Summer | B9 | 800 | 8000 | 8000 | 37.12 | 37.32 | 0.01 | 0.19
2020 | PJM_ROR_2_PJM_ROM | PJM_ROR | PJM_ROM | Internal | Summer | B10 | 1262 | 8000 | 8000 | 34.71 | 35.12 | 0.01 | 0.4
2020 | PJM_ROR_2_PJM_ROM | PJM_ROR | PJM_ROM | Internal | Winter | B16 | 25 | 8000 | 3992.57 | 58.13 | 58.14 | 0.01 | 0
2020 | PJM_ROR_2_PJM_ROM | PJM_ROR | PJM_ROM | Internal | Winter | B17 | 100 | 8000 | 5791.7 | 48.3 | 48.31 | 0.01 | 0
2020 | PJM_ROR_2_PJM_ROM | PJM_ROR | PJM_ROM | Internal | Winter | B18 | 400 | 8000 | 8000 | 44.81 | 45.26 | 0.01 | 0.44
2020 | PJM_ROR_2_PJM_ROM | PJM_ROR | PJM_ROM | Internal | Winter | B19 | 700 | 8000 | 8000 | 42 | 44.08 | 0.01 | 2.06
2020 | PJM_ROR_2_PJM_ROM | PJM_ROR | PJM_ROM | Internal | Winter | B20 | 935 | 8000 | 8000 | 37.32 | 39.52 | 0.01 | 2.19
2020 | PJM_ROR_2_TVA_Transmission | PJM_ROR | TVA_Transmission | Internal | Shoulder | B11 | 25 | 2500 | 0.02 | 53.07 | 58.67 | 6 | 0
2020 | PJM_ROR_2_TVA_Transmission | PJM_ROR | TVA_Transmission | Internal | Shoulder | B12 | 200 | 2500 | 0 | 47.26 | 47.59 | 6 | 0
2020 | PJM_ROR_2_TVA_Transmission | PJM_ROR | TVA_Transmission | Internal | Shoulder | B13 | 600 | 2500 | 0 | 42.76 | 44.86 | 6 | 0
2020 | PJM_ROR_2_TVA_Transmission | PJM_ROR | TVA_Transmission | Internal | Shoulder | B14 | 900 | 2500 | 0 | 40.06 | 43.54 | 6 | 0
2020 | PJM_ROR_2_TVA_Transmission | PJM_ROR | TVA_Transmission | Internal | Shoulder | B15 | 1203 | 2500 | 0 | 37.21 | 42.37 | 6 | 0
2020 | PJM_ROR_2_TVA_Transmission | PJM_ROR | TVA_Transmission | Internal | Summer | B1 | 10 | 2500 | 1240.2 | 67.05 | 73.05 | 6 | 0
2020 | PJM_ROR_2_TVA_Transmission | PJM_ROR | TVA_Transmission | Internal | Summer | B2 | 25 | 2500 | 1425.47 | 65.12 | 71.12 | 6 | 0
2020 | PJM_ROR_2_TVA_Transmission | PJM_ROR | TVA_Transmission | Internal | Summer | B3 | 75 | 2500 | 0.02 | 61.28 | 67.16 | 6 | 0
2020 | PJM_ROR_2_TVA_Transmission | PJM_ROR | TVA_Transmission | Internal | Summer | B4 | 100 | 2500 | 2076.68 | 60.94 | 66.94 | 6 | 0
2020 | PJM_ROR_2_TVA_Transmission | PJM_ROR | TVA_Transmission | Internal | Summer | B5 | 200 | 2500 | 152.82 | 53.81 | 59.81 | 6 | 0
2020 | PJM_ROR_2_TVA_Transmission | PJM_ROR | TVA_Transmission | Internal | Summer | B6 | 300 | 2500 | 0 | 48.66 | 53.6 | 6 | 0
2020 | PJM_ROR_2_TVA_Transmission | PJM_ROR | TVA_Transmission | Internal | Summer | B7 | 400 | 2500 | 0 | 40.67 | 46.41 | 6 | 0
2020 | PJM_ROR_2_TVA_Transmission | PJM_ROR | TVA_Transmission | Internal | Summer | B8 | 500 | 2500 | 0 | 37.87 | 41.97 | 6 | 0
2020 | PJM_ROR_2_TVA_Transmission | PJM_ROR | TVA_Transmission | Internal | Summer | B9 | 800 | 2500 | 0 | 37.12 | 41.47 | 6 | 0
2020 | PJM_ROR_2_TVA_Transmission | PJM_ROR | TVA_Transmission | Internal | Summer | B10 | 1262 | 2500 | 0 | 34.71 | 39.03 | 6 | 0
2020 | PJM_ROR_2_TVA_Transmission | PJM_ROR | TVA_Transmission | Internal | Winter | B16 | 25 | 2500 | 31.23 | 58.13 | 64.13 | 6 | 0
2020 | PJM_ROR_2_TVA_Transmission | PJM_ROR | TVA_Transmission | Internal | Winter | B17 | 100 | 2500 | 0 | 48.3 | 49.55 | 6 | 0
2020 | PJM_ROR_2_TVA_Transmission | PJM_ROR | TVA_Transmission | Internal | Winter | B18 | 400 | 2500 | 0 | 44.81 | 46.55 | 6 | 0
2020 | PJM_ROR_2_TVA_Transmission | PJM_ROR | TVA_Transmission | Internal | Winter | B19 | 700 | 2500 | 0 | 42 | 44.83 | 6 | 0
2020 | PJM_ROR_2_TVA_Transmission | PJM_ROR | TVA_Transmission | Internal | Winter | B20 | 935 | 2500 | 0 | 37.32 | 43.21 | 6 | 0
2020 | PJM_ROR_2_VACAR | PJM_ROR | VACAR | Internal | Shoulder | B11 | 25 | 3000 | 1766.68 | 53.07 | 59.07 | 6 | 0
2020 | PJM_ROR_2_VACAR | PJM_ROR | VACAR | Internal | Shoulder | B12 | 200 | 3000 | 0 | 47.26 | 48.88 | 6 | 0
2020 | PJM_ROR_2_VACAR | PJM_ROR | VACAR | Internal | Shoulder | B13 | 600 | 3000 | 0 | 42.76 | 45.41 | 6 | 0
2020 | PJM_ROR_2_VACAR | PJM_ROR | VACAR | Internal | Shoulder | B14 | 900 | 3000 | 0 | 40.06 | 45.41 | 6 | 0
2020 | PJM_ROR_2_VACAR | PJM_ROR | VACAR | Internal | Shoulder | B15 | 1203 | 3000 | 0 | 37.21 | 42.43 | 6 | 0
2020 | PJM_ROR_2_VACAR | PJM_ROR | VACAR | Internal | Summer | B1 | 10 | 3000 | 1086.02 | 67.05 | 73.05 | 6 | 0
2020 | PJM_ROR_2_VACAR | PJM_ROR | VACAR | Internal | Summer | B2 | 25 | 3000 | 3000 | 65.12 | 73.05 | 6 | 1.94
2020 | PJM_ROR_2_VACAR | PJM_ROR | VACAR | Internal | Summer | B3 | 75 | 3000 | 3000 | 61.28 | 73.05 | 6 | 5.77
2020 | PJM_ROR_2_VACAR | PJM_ROR | VACAR | Internal | Summer | B4 | 100 | 3000 | 2622.77 | 60.94 | 66.94 | 6 | 0
2020 | PJM_ROR_2_VACAR | PJM_ROR | VACAR | Internal | Summer | B5 | 200 | 3000 | 2947.83 | 53.81 | 59.81 | 6 | 0
2020 | PJM_ROR_2_VACAR | PJM_ROR | VACAR | Internal | Summer | B6 | 300 | 3000 | 1615 | 48.66 | 54.66 | 6 | 0
2020 | PJM_ROR_2_VACAR | PJM_ROR | VACAR | Internal | Summer | B7 | 400 | 3000 | 3000 | 40.67 | 48.15 | 6 | 1.49
2020 | PJM_ROR_2_VACAR | PJM_ROR | VACAR | Internal | Summer | B8 | 500 | 3000 | 2417.93 | 37.87 | 43.87 | 6 | 0
2020 | PJM_ROR_2_VACAR | PJM_ROR | VACAR | Internal | Summer | B9 | 800 | 3000 | 2077.85 | 37.12 | 43.12 | 6 | 0
2020 | PJM_ROR_2_VACAR | PJM_ROR | VACAR | Internal | Summer | B10 | 1262 | 3000 | 0 | 34.71 | 40.25 | 6 | 0
2020 | PJM_ROR_2_VACAR | PJM_ROR | VACAR | Internal | Winter | B16 | 25 | 3000 | 2709.57 | 58.13 | 64.13 | 6 | 0
2020 | PJM_ROR_2_VACAR | PJM_ROR | VACAR | Internal | Winter | B17 | 100 | 3000 | 134.55 | 48.3 | 54.3 | 6 | 0
2020 | PJM_ROR_2_VACAR | PJM_ROR | VACAR | Internal | Winter | B18 | 400 | 3000 | 0 | 44.81 | 47.84 | 6 | 0
2020 | PJM_ROR_2_VACAR | PJM_ROR | VACAR | Internal | Winter | B19 | 700 | 3000 | 0 | 42 | 45.6 | 6 | 0
2020 | PJM_ROR_2_VACAR | PJM_ROR | VACAR | Internal | Winter | B20 | 935 | 3000 | 3000 | 37.32 | 45.6 | 6 | 2.28
2020 | PJM_ROM_2_NYISO_A-F | PJM_ROM | NYISO_A-F | Internal | Shoulder | B11 | 25 | 2000 | 0 | 53.06 | 43.68 | 6 | 0
2020 | PJM_ROM_2_NYISO_A-F | PJM_ROM | NYISO_A-F | Internal | Shoulder | B12 | 200 | 2000 | 0 | 47.27 | 43.68 | 6 | 0
2020 | PJM_ROM_2_NYISO_A-F | PJM_ROM | NYISO_A-F | Internal | Shoulder | B13 | 600 | 2000 | 0 | 42.77 | 40.67 | 6 | 0
2020 | PJM_ROM_2_NYISO_A-F | PJM_ROM | NYISO_A-F | Internal | Shoulder | B14 | 900 | 2000 | 0 | 40.07 | 40.06 | 6 | 0
2020 | PJM_ROM_2_NYISO_A-F | PJM_ROM | NYISO_A-F | Internal | Shoulder | B15 | 1203 | 2000 | 0 | 37.22 | 40.06 | 6 | 0
2020 | PJM_ROM_2_NYISO_A-F | PJM_ROM | NYISO_A-F | Internal | Summer | B1 | 10 | 2000 | 0 | 67.07 | 59.07 | 6 | 0
2020 | PJM_ROM_2_NYISO_A-F | PJM_ROM | NYISO_A-F | Internal | Summer | B2 | 25 | 2000 | 0 | 65.13 | 55.41 | 6 | 0
2020 | PJM_ROM_2_NYISO_A-F | PJM_ROM | NYISO_A-F | Internal | Summer | B3 | 75 | 2000 | 0 | 61.29 | 53.12 | 6 | 0
2020 | PJM_ROM_2_NYISO_A-F | PJM_ROM | NYISO_A-F | Internal | Summer | B4 | 100 | 2000 | 0 | 60.93 | 45.81 | 6 | 0
2020 | PJM_ROM_2_NYISO_A-F | PJM_ROM | NYISO_A-F | Internal | Summer | B5 | 200 | 2000 | 0 | 53.82 | 44.74 | 6 | 0
2020 | PJM_ROM_2_NYISO_A-F | PJM_ROM | NYISO_A-F | Internal | Summer | B6 | 300 | 2000 | 0 | 48.67 | 44.74 | 6 | 0
2020 | PJM_ROM_2_NYISO_A-F | PJM_ROM | NYISO_A-F | Internal | Summer | B7 | 400 | 2000 | 0 | 40.68 | 42.03 | 6 | 0
2020 | PJM_ROM_2_NYISO_A-F | PJM_ROM | NYISO_A-F | Internal | Summer | B8 | 500 | 2000 | 0 | 37.88 | 38.6 | 6 | 0
2020 | PJM_ROM_2_NYISO_A-F | PJM_ROM | NYISO_A-F | Internal | Summer | B9 | 800 | 2000 | 0 | 37.32 | 38.6 | 6 | 0
2020 | PJM_ROM_2_NYISO_A-F | PJM_ROM | NYISO_A-F | Internal | Summer | B10 | 1262 | 2000 | 0 | 35.12 | 38.6 | 6 | 0
2020 | PJM_ROM_2_NYISO_A-F | PJM_ROM | NYISO_A-F | Internal | Winter | B16 | 25 | 2000 | 0 | 58.14 | 48.02 | 6 | 0
2020 | PJM_ROM_2_NYISO_A-F | PJM_ROM | NYISO_A-F | Internal | Winter | B17 | 100 | 2000 | 0 | 48.31 | 46.26 | 6 | 0
2020 | PJM_ROM_2_NYISO_A-F | PJM_ROM | NYISO_A-F | Internal | Winter | B18 | 400 | 2000 | 0 | 45.26 | 44.97 | 6 | 0
2020 | PJM_ROM_2_NYISO_A-F | PJM_ROM | NYISO_A-F | Internal | Winter | B19 | 700 | 2000 | 0 | 44.08 | 44.97 | 6 | 0
2020 | PJM_ROM_2_NYISO_A-F | PJM_ROM | NYISO_A-F | Internal | Winter | B20 | 935 | 2000 | 0 | 39.52 | 44.97 | 6 | 0
2020 | PJM_ROM_2_PJM_E | PJM_ROM | PJM_E | Internal | Shoulder | B11 | 25 | 8000 | 0.27 | 53.06 | 53.04 | 0.01 | 0
2020 | PJM_ROM_2_PJM_E | PJM_ROM | PJM_E | Internal | Shoulder | B12 | 200 | 8000 | 0.03 | 47.27 | 47.26 | 0.01 | 0
2020 | PJM_ROM_2_PJM_E | PJM_ROM | PJM_E | Internal | Shoulder | B13 | 600 | 8000 | 0.01 | 42.77 | 42.76 | 0.01 | 0
2020 | PJM_ROM_2_PJM_E | PJM_ROM | PJM_E | Internal | Shoulder | B14 | 900 | 8000 | 2877.35 | 40.07 | 40.08 | 0.01 | 0
2020 | PJM_ROM_2_PJM_E | PJM_ROM | PJM_E | Internal | Shoulder | B15 | 1203 | 8000 | 1387.92 | 37.22 | 37.23 | 0.01 | 0
2020 | PJM_ROM_2_PJM_E | PJM_ROM | PJM_E | Internal | Summer | B1 | 10 | 8000 | 5474.66 | 67.07 | 67.08 | 0.01 | 0
2020 | PJM_ROM_2_PJM_E | PJM_ROM | PJM_E | Internal | Summer | B2 | 25 | 8000 | 3935.03 | 65.13 | 65.14 | 0.01 | 0
2020 | PJM_ROM_2_PJM_E | PJM_ROM | PJM_E | Internal | Summer | B3 | 75 | 8000 | 1639.29 | 61.29 | 61.3 | 0.01 | 0
2020 | PJM_ROM_2_PJM_E | PJM_ROM | PJM_E | Internal | Summer | B4 | 100 | 8000 | 0.07 | 60.93 | 60.92 | 0.01 | 0
2020 | PJM_ROM_2_PJM_E | PJM_ROM | PJM_E | Internal | Summer | B5 | 200 | 8000 | 2354.53 | 53.82 | 53.83 | 0.01 | 0
2020 | PJM_ROM_2_PJM_E | PJM_ROM | PJM_E | Internal | Summer | B6 | 300 | 8000 | 1505.37 | 48.67 | 48.68 | 0.01 | 0
2020 | PJM_ROM_2_PJM_E | PJM_ROM | PJM_E | Internal | Summer | B7 | 400 | 8000 | 853.8 | 40.68 | 40.69 | 0.01 | 0
2020 | PJM_ROM_2_PJM_E | PJM_ROM | PJM_E | Internal | Summer | B8 | 500 | 8000 | 2149.89 | 37.88 | 37.89 | 0.01 | 0
2020 | PJM_ROM_2_PJM_E | PJM_ROM | PJM_E | Internal | Summer | B9 | 800 | 8000 | 3587.51 | 37.32 | 37.33 | 0.01 | 0
2020 | PJM_ROM_2_PJM_E | PJM_ROM | PJM_E | Internal | Summer | B10 | 1262 | 8000 | 3793.73 | 35.12 | 35.14 | 0.01 | 0
2020 | PJM_ROM_2_PJM_E | PJM_ROM | PJM_E | Internal | Winter | B16 | 25 | 8000 | 2526.95 | 58.14 | 58.15 | 0.01 | 0
2020 | PJM_ROM_2_PJM_E | PJM_ROM | PJM_E | Internal | Winter | B17 | 100 | 8000 | 2724.06 | 48.31 | 48.32 | 0.01 | 0
2020 | PJM_ROM_2_PJM_E | PJM_ROM | PJM_E | Internal | Winter | B18 | 400 | 8000 | 5524.91 | 45.26 | 45.27 | 0.01 | 0
2020 | PJM_ROM_2_PJM_E | PJM_ROM | PJM_E | Internal | Winter | B19 | 700 | 8000 | 4956.64 | 44.08 | 44.09 | 0.01 | 0
2020 | PJM_ROM_2_PJM_E | PJM_ROM | PJM_E | Internal | Winter | B20 | 935 | 8000 | 5333.73 | 39.52 | 39.54 | 0.01 | 0
2020 | PJM_ROM_2_PJM_ROR | PJM_ROM | PJM_ROR | Internal | Shoulder | B11 | 25 | 8000 | 71.29 | 53.06 | 53.07 | 0.01 | 0
2020 | PJM_ROM_2_PJM_ROR | PJM_ROM | PJM_ROR | Internal | Shoulder | B12 | 200 | 8000 | 0.03 | 47.27 | 47.26 | 0.01 | 0
2020 | PJM_ROM_2_PJM_ROR | PJM_ROM | PJM_ROR | Internal | Shoulder | B13 | 600 | 8000 | 0.01 | 42.77 | 42.76 | 0.01 | 0
2020 | PJM_ROM_2_PJM_ROR | PJM_ROM | PJM_ROR | Internal | Shoulder | B14 | 900 | 8000 | 0 | 40.07 | 40.06 | 0.01 | 0
2020 | PJM_ROM_2_PJM_ROR | PJM_ROM | PJM_ROR | Internal | Shoulder | B15 | 1203 | 8000 | 0 | 37.22 | 37.21 | 0.01 | 0
2020 | PJM_ROM_2_PJM_ROR | PJM_ROM | PJM_ROR | Internal | Summer | B1 | 10 | 8000 | 0.62 | 67.07 | 67.05 | 0.01 | 0
2020 | PJM_ROM_2_PJM_ROR | PJM_ROM | PJM_ROR | Internal | Summer | B2 | 25 | 8000 | 0.26 | 65.13 | 65.12 | 0.01 | 0
2020 | PJM_ROM_2_PJM_ROR | PJM_ROM | PJM_ROR | Internal | Summer | B3 | 75 | 8000 | 0.09 | 61.29 | 61.28 | 0.01 | 0
2020 | PJM_ROM_2_PJM_ROR | PJM_ROM | PJM_ROR | Internal | Summer | B4 | 100 | 8000 | 2326.77 | 60.93 | 60.94 | 0.01 | 0
2020 | PJM_ROM_2_PJM_ROR | PJM_ROM | PJM_ROR | Internal | Summer | B5 | 200 | 8000 | 0.03 | 53.82 | 53.81 | 0.01 | 0
2020 | PJM_ROM_2_PJM_ROR | PJM_ROM | PJM_ROR | Internal | Summer | B6 | 300 | 8000 | 0.02 | 48.67 | 48.66 | 0.01 | 0
2020 | PJM_ROM_2_PJM_ROR | PJM_ROM | PJM_ROR | Internal | Summer | B7 | 400 | 8000 | 0.02 | 40.68 | 40.67 | 0.01 | 0
2020 | PJM_ROM_2_PJM_ROR | PJM_ROM | PJM_ROR | Internal | Summer | B8 | 500 | 8000 | 0.01 | 37.88 | 37.87 | 0.01 | 0
2020 | PJM_ROM_2_PJM_ROR | PJM_ROM | PJM_ROR | Internal | Summer | B9 | 800 | 8000 | 0 | 37.32 | 37.12 | 0.01 | 0
2020 | PJM_ROM_2_PJM_ROR | PJM_ROM | PJM_ROR | Internal | Summer | B10 | 1262 | 8000 | 0 | 35.12 | 34.71 | 0.01 | 0
2020 | PJM_ROM_2_PJM_ROR | PJM_ROM | PJM_ROR | Internal | Winter | B16 | 25 | 8000 | 0.26 | 58.14 | 58.13 | 0.01 | 0
2020 | PJM_ROM_2_PJM_ROR | PJM_ROM | PJM_ROR | Internal | Winter | B17 | 100 | 8000 | 0.07 | 48.31 | 48.3 | 0.01 | 0
2020 | PJM_ROM_2_PJM_ROR | PJM_ROM | PJM_ROR | Internal | Winter | B18 | 400 | 8000 | 0 | 45.26 | 44.81 | 0.01 | 0
2020 | PJM_ROM_2_PJM_ROR | PJM_ROM | PJM_ROR | Internal | Winter | B19 | 700 | 8000 | 0 | 44.08 | 42 | 0.01 | 0
2020 | PJM_ROM_2_PJM_ROR | PJM_ROM | PJM_ROR | Internal | Winter | B20 | 935 | 8000 | 0 | 39.52 | 37.32 | 0.01 | 0
2020 | SOCO_2_ENT | SOCO | ENT | Internal | Shoulder | B11 | 25 | 2400 | 0 | 66.66 | 59.03 | 10 | 0
2020 | SOCO_2_ENT | SOCO | ENT | Internal | Shoulder | B12 | 200 | 2400 | 0 | 45.83 | 42.44 | 10 | 0
2020 | SOCO_2_ENT | SOCO | ENT | Internal | Shoulder | B13 | 600 | 2400 | 0 | 42.39 | 41.91 | 10 | 0
2020 | SOCO_2_ENT | SOCO | ENT | Internal | Shoulder | B14 | 900 | 2400 | 0 | 42.39 | 41.91 | 10 | 0
2020 | SOCO_2_ENT | SOCO | ENT | Internal | Shoulder | B15 | 1203 | 2400 | 0 | 42.1 | 41.61 | 10 | 0
2020 | SOCO_2_ENT | SOCO | ENT | Internal | Summer | B1 | 10 | 2400 | 0 | 73.05 | 65.05 | 10 | 0
2020 | SOCO_2_ENT | SOCO | ENT | Internal | Summer | B2 | 25 | 2400 | 0 | 71.02 | 63.12 | 10 | 0
2020 | SOCO_2_ENT | SOCO | ENT | Internal | Summer | B3 | 75 | 2400 | 0 | 69.69 | 61.69 | 10 | 0
2020 | SOCO_2_ENT | SOCO | ENT | Internal | Summer | B4 | 100 | 2400 | 0 | 69.69 | 61.69 | 10 | 0
2020 | SOCO_2_ENT | SOCO | ENT | Internal | Summer | B5 | 200 | 2400 | 0 | 66.81 | 57.15 | 10 | 0
2020 | SOCO_2_ENT | SOCO | ENT | Internal | Summer | B6 | 300 | 2400 | 0 | 61.66 | 55.86 | 10 | 0
2020 | SOCO_2_ENT | SOCO | ENT | Internal | Summer | B7 | 400 | 2400 | 0 | 55.15 | 47.15 | 10 | 0
2020 | SOCO_2_ENT | SOCO | ENT | Internal | Summer | B8 | 500 | 2400 | 0 | 45.83 | 41.55 | 10 | 0
2020 | SOCO_2_ENT | SOCO | ENT | Internal | Summer | B9 | 800 | 2400 | 0 | 41.92 | 40.59 | 10 | 0
2020 | SOCO_2_ENT | SOCO | ENT | Internal | Summer | B10 | 1262 | 2400 | 0 | 40.87 | 40.3 | 10 | 0
2020 | SOCO_2_ENT | SOCO | ENT | Internal | Winter | B16 | 25 | 2400 | 0 | 68.28 | 60.28 | 10 | 0
2020 | SOCO_2_ENT | SOCO | ENT | Internal | Winter | B17 | 100 | 2400 | 0 | 46.18 | 44.52 | 10 | 0
2020 | SOCO_2_ENT | SOCO | ENT | Internal | Winter | B18 | 400 | 2400 | 0 | 44.59 | 44.52 | 10 | 0
2020 | SOCO_2_ENT | SOCO | ENT | Internal | Winter | B19 | 700 | 2400 | 0 | 44.59 | 44.2 | 10 | 0
2020 | SOCO_2_ENT | SOCO | ENT | Internal | Winter | B20 | 935 | 2400 | 0 | 44.59 | 43.61 | 10 | 0
2020 | SOCO_2_FRCC | SOCO | FRCC | Internal | Shoulder | B11 | 25 | 3700 | 1297.77 | 66.66 | 76.66 | 10 | 0
2020 | SOCO_2_FRCC | SOCO | FRCC | Internal | Shoulder | B12 | 200 | 3700 | 1582.49 | 45.83 | 55.83 | 10 | 0
2020 | SOCO_2_FRCC | SOCO | FRCC | Internal | Shoulder | B13 | 600 | 3700 | 0 | 42.39 | 49.12 | 10 | 0
2020 | SOCO_2_FRCC | SOCO | FRCC | Internal | Shoulder | B14 | 900 | 3700 | 0 | 42.39 | 48.83 | 10 | 0
2020 | SOCO_2_FRCC | SOCO | FRCC | Internal | Shoulder | B15 | 1203 | 3700 | 0 | 42.1 | 46.83 | 10 | 0
2020 | SOCO_2_FRCC | SOCO | FRCC | Internal | Summer | B1 | 10 | 3700 | 0 | 73.05 | 76.76 | 10 | 0
2020 | SOCO_2_FRCC | SOCO | FRCC | Internal | Summer | B2 | 25 | 3700 | 0 | 71.02 | 76.76 | 10 | 0
2020 | SOCO_2_FRCC | SOCO | FRCC | Internal | Summer | B3 | 75 | 3700 | 0 | 69.69 | 76.76 | 10 | 0
2020 | SOCO_2_FRCC | SOCO | FRCC | Internal | Summer | B4 | 100 | 3700 | 0 | 69.69 | 76.76 | 10 | 0
2020 | SOCO_2_FRCC | SOCO | FRCC | Internal | Summer | B5 | 200 | 3700 | 0 | 66.81 | 75.61 | 10 | 0
2020 | SOCO_2_FRCC | SOCO | FRCC | Internal | Summer | B6 | 300 | 3700 | 0 | 61.66 | 65.15 | 10 | 0
2020 | SOCO_2_FRCC | SOCO | FRCC | Internal | Summer | B7 | 400 | 3700 | 2515.8 | 55.15 | 65.15 | 10 | 0
2020 | SOCO_2_FRCC | SOCO | FRCC | Internal | Summer | B8 | 500 | 3700 | 464 | 45.83 | 55.83 | 10 | 0
2020 | SOCO_2_FRCC | SOCO | FRCC | Internal | Summer | B9 | 800 | 3700 | 0 | 41.92 | 48.1 | 10 | 0
2020 | SOCO_2_FRCC | SOCO | FRCC | Internal | Summer | B10 | 1262 | 3700 | 0 | 40.87 | 46.13 | 10 | 0
2020 | SOCO_2_FRCC | SOCO | FRCC | Internal | Winter | B16 | 25 | 3700 | 0.01 | 68.28 | 76.97 | 10 | 0
2020 | SOCO_2_FRCC | SOCO | FRCC | Internal | Winter | B17 | 100 | 3700 | 1532.29 | 46.18 | 56.18 | 10 | 0
2020 | SOCO_2_FRCC | SOCO | FRCC | Internal | Winter | B18 | 400 | 3700 | 0 | 44.59 | 51.07 | 10 | 0
2020 | SOCO_2_FRCC | SOCO | FRCC | Internal | Winter | B19 | 700 | 3700 | 0 | 44.59 | 51.07 | 10 | 0
2020 | SOCO_2_FRCC | SOCO | FRCC | Internal | Winter | B20 | 935 | 3700 | 0 | 44.59 | 48.97 | 10 | 0
2020 | SOCO_2_TVA_Transmission | SOCO | TVA_Transmission | Internal | Shoulder | B11 | 25 | 2600 | 0 | 66.66 | 58.67 | 10 | 0
2020 | SOCO_2_TVA_Transmission | SOCO | TVA_Transmission | Internal | Shoulder | B12 | 200 | 2600 | 0 | 45.83 | 47.59 | 10 | 0
2020 | SOCO_2_TVA_Transmission | SOCO | TVA_Transmission | Internal | Shoulder | B13 | 600 | 2600 | 0 | 42.39 | 44.86 | 10 | 0
2020 | SOCO_2_TVA_Transmission | SOCO | TVA_Transmission | Internal | Shoulder | B14 | 900 | 2600 | 0 | 42.39 | 43.54 | 10 | 0
2020 | SOCO_2_TVA_Transmission | SOCO | TVA_Transmission | Internal | Shoulder | B15 | 1203 | 2600 | 0 | 42.1 | 42.37 | 10 | 0
2020 | SOCO_2_TVA_Transmission | SOCO | TVA_Transmission | Internal | Summer | B1 | 10 | 2600 | 0 | 73.05 | 73.05 | 10 | 0
2020 | SOCO_2_TVA_Transmission | SOCO | TVA_Transmission | Internal | Summer | B2 | 25 | 2600 | 0 | 71.02 | 71.12 | 10 | 0
2020 | SOCO_2_TVA_Transmission | SOCO | TVA_Transmission | Internal | Summer | B3 | 75 | 2600 | 0 | 69.69 | 67.16 | 10 | 0
2020 | SOCO_2_TVA_Transmission | SOCO | TVA_Transmission | Internal | Summer | B4 | 100 | 2600 | 0 | 69.69 | 66.94 | 10 | 0
2020 | SOCO_2_TVA_Transmission | SOCO | TVA_Transmission | Internal | Summer | B5 | 200 | 2600 | 0 | 66.81 | 59.81 | 10 | 0
2020 | SOCO_2_TVA_Transmission | SOCO | TVA_Transmission | Internal | Summer | B6 | 300 | 2600 | 0 | 61.66 | 53.6 | 10 | 0
2020 | SOCO_2_TVA_Transmission | SOCO | TVA_Transmission | Internal | Summer | B7 | 400 | 2600 | 0 | 55.15 | 46.41 | 10 | 0
2020 | SOCO_2_TVA_Transmission | SOCO | TVA_Transmission | Internal | Summer | B8 | 500 | 2600 | 0 | 45.83 | 41.97 | 10 | 0
2020 | SOCO_2_TVA_Transmission | SOCO | TVA_Transmission | Internal | Summer | B9 | 800 | 2600 | 0 | 41.92 | 41.47 | 10 | 0
2020 | SOCO_2_TVA_Transmission | SOCO | TVA_Transmission | Internal | Summer | B10 | 1262 | 2600 | 0 | 40.87 | 39.03 | 10 | 0
2020 | SOCO_2_TVA_Transmission | SOCO | TVA_Transmission | Internal | Winter | B16 | 25 | 2600 | 0 | 68.28 | 64.13 | 10 | 0
2020 | SOCO_2_TVA_Transmission | SOCO | TVA_Transmission | Internal | Winter | B17 | 100 | 2600 | 0 | 46.18 | 49.55 | 10 | 0
2020 | SOCO_2_TVA_Transmission | SOCO | TVA_Transmission | Internal | Winter | B18 | 400 | 2600 | 0 | 44.59 | 46.55 | 10 | 0
2020 | SOCO_2_TVA_Transmission | SOCO | TVA_Transmission | Internal | Winter | B19 | 700 | 2600 | 0 | 44.59 | 44.83 | 10 | 0
2020 | SOCO_2_TVA_Transmission | SOCO | TVA_Transmission | Internal | Winter | B20 | 935 | 2600 | 0 | 44.59 | 43.21 | 10 | 0
2020 | SOCO_2_VACAR | SOCO | VACAR | Internal | Shoulder | B11 | 25 | 2000 | 0 | 66.66 | 59.07 | 10 | 0
2020 | SOCO_2_VACAR | SOCO | VACAR | Internal | Shoulder | B12 | 200 | 2000 | 0 | 45.83 | 48.88 | 10 | 0
2020 | SOCO_2_VACAR | SOCO | VACAR | Internal | Shoulder | B13 | 600 | 2000 | 0 | 42.39 | 45.41 | 10 | 0
2020 | SOCO_2_VACAR | SOCO | VACAR | Internal | Shoulder | B14 | 900 | 2000 | 0 | 42.39 | 45.41 | 10 | 0
2020 | SOCO_2_VACAR | SOCO | VACAR | Internal | Shoulder | B15 | 1203 | 2000 | 0 | 42.1 | 42.43 | 10 | 0
2020 | SOCO_2_VACAR | SOCO | VACAR | Internal | Summer | B1 | 10 | 2000 | 0 | 73.05 | 73.05 | 10 | 0
2020 | SOCO_2_VACAR | SOCO | VACAR | Internal | Summer | B2 | 25 | 2000 | 0 | 71.02 | 73.05 | 10 | 0
2020 | SOCO_2_VACAR | SOCO | VACAR | Internal | Summer | B3 | 75 | 2000 | 0 | 69.69 | 73.05 | 10 | 0
2020 | SOCO_2_VACAR | SOCO | VACAR | Internal | Summer | B4 | 100 | 2000 | 0 | 69.69 | 66.94 | 10 | 0
2020 | SOCO_2_VACAR | SOCO | VACAR | Internal | Summer | B5 | 200 | 2000 | 0 | 66.81 | 59.81 | 10 | 0
2020 | SOCO_2_VACAR | SOCO | VACAR | Internal | Summer | B6 | 300 | 2000 | 0 | 61.66 | 54.66 | 10 | 0
2020 | SOCO_2_VACAR | SOCO | VACAR | Internal | Summer | B7 | 400 | 2000 | 0 | 55.15 | 48.15 | 10 | 0
2020 | SOCO_2_VACAR | SOCO | VACAR | Internal | Summer | B8 | 500 | 2000 | 0 | 45.83 | 43.87 | 10 | 0
2020 | SOCO_2_VACAR | SOCO | VACAR | Internal | Summer | B9 | 800 | 2000 | 0 | 41.92 | 43.12 | 10 | 0
2020 | SOCO_2_VACAR | SOCO | VACAR | Internal | Summer | B10 | 1262 | 2000 | 0 | 40.87 | 40.25 | 10 | 0
2020 | SOCO_2_VACAR | SOCO | VACAR | Internal | Winter | B16 | 25 | 2000 | 0 | 68.28 | 64.13 | 10 | 0
2020 | SOCO_2_VACAR | SOCO | VACAR | Internal | Winter | B17 | 100 | 2000 | 0 | 46.18 | 54.3 | 10 | 0
2020 | SOCO_2_VACAR | SOCO | VACAR | Internal | Winter | B18 | 400 | 2000 | 0 | 44.59 | 47.84 | 10 | 0
2020 | SOCO_2_VACAR | SOCO | VACAR | Internal | Winter | B19 | 700 | 2000 | 0 | 44.59 | 45.6 | 10 | 0
2020 | SOCO_2_VACAR | SOCO | VACAR | Internal | Winter | B20 | 935 | 2000 | 0 | 44.59 | 45.6 | 10 | 0
2020 | SPP_N_2_ENT | SPP_N | ENT | Internal | Shoulder | B11 | 25 | 1800 | 0 | 62.26 | 59.03 | 5 | 0
2020 | SPP_N_2_ENT | SPP_N | ENT | Internal | Shoulder | B12 | 200 | 1800 | 0 | 42.21 | 42.44 | 5 | 0
2020 | SPP_N_2_ENT | SPP_N | ENT | Internal | Shoulder | B13 | 600 | 1800 | 0 | 41.59 | 41.91 | 5 | 0
2020 | SPP_N_2_ENT | SPP_N | ENT | Internal | Shoulder | B14 | 900 | 1800 | 0 | 40.57 | 41.91 | 5 | 0
2020 | SPP_N_2_ENT | SPP_N | ENT | Internal | Shoulder | B15 | 1203 | 1800 | 0 | 40.19 | 41.61 | 5 | 0
2020 | SPP_N_2_ENT | SPP_N | ENT | Internal | Summer | B1 | 10 | 1800 | 0 | 66.03 | 65.05 | 5 | 0
2020 | SPP_N_2_ENT | SPP_N | ENT | Internal | Summer | B2 | 25 | 1800 | 0 | 66.03 | 63.12 | 5 | 0
2020 | SPP_N_2_ENT | SPP_N | ENT | Internal | Summer | B3 | 75 | 1800 | 0 | 66.03 | 61.69 | 5 | 0
2020 | SPP_N_2_ENT | SPP_N | ENT | Internal | Summer | B4 | 100 | 1800 | 0 | 65.64 | 61.69 | 5 | 0
2020 | SPP_N_2_ENT | SPP_N | ENT | Internal | Summer | B5 | 200 | 1800 | 0 | 62.59 | 57.15 | 5 | 0
2020 | SPP_N_2_ENT | SPP_N | ENT | Internal | Summer | B6 | 300 | 1800 | 0 | 55.86 | 55.86 | 5 | 0
2020 | SPP_N_2_ENT | SPP_N | ENT | Internal | Summer | B7 | 400 | 1800 | 0 | 48.47 | 47.15 | 5 | 0
2020 | SPP_N_2_ENT | SPP_N | ENT | Internal | Summer | B8 | 500 | 1800 | 0 | 41.29 | 41.55 | 5 | 0
2020 | SPP_N_2_ENT | SPP_N | ENT | Internal | Summer | B9 | 800 | 1800 | 0 | 40.2 | 40.59 | 5 | 0
2020 | SPP_N_2_ENT | SPP_N | ENT | Internal | Summer | B10 | 1262 | 1800 | 0 | 36.11 | 40.3 | 5 | 0
2020 | SPP_N_2_ENT | SPP_N | ENT | Internal | Winter | B16 | 25 | 1800 | 0 | 57.63 | 60.28 | 5 | 0
2020 | SPP_N_2_ENT | SPP_N | ENT | Internal | Winter | B17 | 100 | 1800 | 0 | 44.58 | 44.52 | 5 | 0
2020 | SPP_N_2_ENT | SPP_N | ENT | Internal | Winter | B18 | 400 | 1800 | 0 | 43.06 | 44.52 | 5 | 0
2020 | SPP_N_2_ENT | SPP_N | ENT | Internal | Winter | B19 | 700 | 1800 | 0 | 42.83 | 44.2 | 5 | 0
2020 | SPP_N_2_ENT | SPP_N | ENT | Internal | Winter | B20 | 935 | 1800 | 0 | 42.74 | 43.61 | 5 | 0
2020 | SPP_N_2_MISO_MO-IL | SPP_N | MISO_MO-IL | Internal | Shoulder | B11 | 25 | 2000 | 0 | 62.26 | 55.09 | 5 | 0
2020 | SPP_N_2_MISO_MO-IL | SPP_N | MISO_MO-IL | Internal | Shoulder | B12 | 200 | 2000 | 0 | 42.21 | 45.28 | 5 | 0
2020 | SPP_N_2_MISO_MO-IL | SPP_N | MISO_MO-IL | Internal | Shoulder | B13 | 600 | 2000 | 0 | 41.59 | 41.59 | 5 | 0
2020 | SPP_N_2_MISO_MO-IL | SPP_N | MISO_MO-IL | Internal | Shoulder | B14 | 900 | 2000 | 0 | 40.57 | 40.06 | 5 | 0
2020 | SPP_N_2_MISO_MO-IL | SPP_N | MISO_MO-IL | Internal | Shoulder | B15 | 1203 | 2000 | 0 | 40.19 | 38.11 | 5 | 0
2020 | SPP_N_2_MISO_MO-IL | SPP_N | MISO_MO-IL | Internal | Summer | B1 | 10 | 2000 | 0 | 66.03 | 65.05 | 5 | 0
2020 | SPP_N_2_MISO_MO-IL | SPP_N | MISO_MO-IL | Internal | Summer | B2 | 25 | 2000 | 0 | 66.03 | 63.53 | 5 | 0
2020 | SPP_N_2_MISO_MO-IL | SPP_N | MISO_MO-IL | Internal | Summer | B3 | 75 | 2000 | 0 | 66.03 | 61.14 | 5 | 0
2020 | SPP_N_2_MISO_MO-IL | SPP_N | MISO_MO-IL | Internal | Summer | B4 | 100 | 2000 | 0 | 65.64 | 58.97 | 5 | 0
2020 | SPP_N_2_MISO_MO-IL | SPP_N | MISO_MO-IL | Internal | Summer | B5 | 200 | 2000 | 0 | 62.59 | 55.05 | 5 | 0
2020 | SPP_N_2_MISO_MO-IL | SPP_N | MISO_MO-IL | Internal | Summer | B6 | 300 | 2000 | 0 | 55.86 | 47.86 | 5 | 0
2020 | SPP_N_2_MISO_MO-IL | SPP_N | MISO_MO-IL | Internal | Summer | B7 | 400 | 2000 | 0 | 48.47 | 41.45 | 5 | 0
2020 | SPP_N_2_MISO_MO-IL | SPP_N | MISO_MO-IL | Internal | Summer | B8 | 500 | 2000 | 0 | 41.29 | 37.93 | 5 | 0
2020 | SPP_N_2_MISO_MO-IL | SPP_N | MISO_MO-IL | Internal | Summer | B9 | 800 | 2000 | 0 | 40.2 | 36.62 | 5 | 0
2020 | SPP_N_2_MISO_MO-IL | SPP_N | MISO_MO-IL | Internal | Summer | B10 | 1262 | 2000 | 0 | 36.11 | 36.01 | 5 | 0
2020 | SPP_N_2_MISO_MO-IL | SPP_N | MISO_MO-IL | Internal | Winter | B16 | 25 | 2000 | 0 | 57.63 | 56.13 | 5 | 0
2020 | SPP_N_2_MISO_MO-IL | SPP_N | MISO_MO-IL | Internal | Winter | B17 | 100 | 2000 | 0 | 44.58 | 46.3 | 5 | 0
2020 | SPP_N_2_MISO_MO-IL | SPP_N | MISO_MO-IL | Internal | Winter | B18 | 400 | 2000 | 0 | 43.06 | 42.81 | 5 | 0
2020 | SPP_N_2_MISO_MO-IL | SPP_N | MISO_MO-IL | Internal | Winter | B19 | 700 | 2000 | 0 | 42.83 | 40.55 | 5 | 0
2020 | SPP_N_2_MISO_MO-IL | SPP_N | MISO_MO-IL | Internal | Winter | B20 | 935 | 2000 | 0 | 42.74 | 37.41 | 5 | 0
2020 | SPP_N_2_MISO_W | SPP_N | MISO_W | Internal | Shoulder | B11 | 25 | 750 | 0 | 62.26 | 55.26 | 5 | 0
2020 | SPP_N_2_MISO_W | SPP_N | MISO_W | Internal | Shoulder | B12 | 200 | 750 | 0 | 42.21 | 45.27 | 5 | 0
2020 | SPP_N_2_MISO_W | SPP_N | MISO_W | Internal | Shoulder | B13 | 600 | 750 | 0 | 41.59 | 41.58 | 5 | 0
2020 | SPP_N_2_MISO_W | SPP_N | MISO_W | Internal | Shoulder | B14 | 900 | 750 | 0 | 40.57 | 40.05 | 5 | 0
2020 | SPP_N_2_MISO_W | SPP_N | MISO_W | Internal | Shoulder | B15 | 1203 | 750 | 0 | 40.19 | 38.8 | 5 | 0
2020 | SPP_N_2_MISO_W | SPP_N | MISO_W | Internal | Summer | B1 | 10 | 750 | 0 | 66.03 | 65.05 | 5 | 0
2020 | SPP_N_2_MISO_W | SPP_N | MISO_W | Internal | Summer | B2 | 25 | 750 | 0 | 66.03 | 63.7 | 5 | 0
2020 | SPP_N_2_MISO_W | SPP_N | MISO_W | Internal | Summer | B3 | 75 | 750 | 0 | 66.03 | 63.47 | 5 | 0
2020 | SPP_N_2_MISO_W | SPP_N | MISO_W | Internal | Summer | B4 | 100 | 750 | 0 | 65.64 | 62.58 | 5 | 0
2020 | SPP_N_2_MISO_W | SPP_N | MISO_W | Internal | Summer | B5 | 200 | 750 | 0 | 62.59 | 62.58 | 5 | 0
2020 | SPP_N_2_MISO_W | SPP_N | MISO_W | Internal | Summer | B6 | 300 | 750 | 0 | 55.86 | 48.86 | 5 | 0
2020 | SPP_N_2_MISO_W | SPP_N | MISO_W | Internal | Summer | B7 | 400 | 750 | 0 | 48.47 | 41.47 | 5 | 0
2020 | SPP_N_2_MISO_W | SPP_N | MISO_W | Internal | Summer | B8 | 500 | 750 | 0 | 41.29 | 37.92 | 5 | 0
2020 | SPP_N_2_MISO_W | SPP_N | MISO_W | Internal | Summer | B9 | 800 | 750 | 0 | 40.2 | 36.63 | 5 | 0
2020 | SPP_N_2_MISO_W | SPP_N | MISO_W | Internal | Summer | B10 | 1262 | 750 | 0 | 36.11 | 36 | 5 | 0
2020 | SPP_N_2_MISO_W | SPP_N | MISO_W | Internal | Winter | B16 | 25 | 750 | 0 | 57.63 | 56.12 | 5 | 0
2020 | SPP_N_2_MISO_W | SPP_N | MISO_W | Internal | Winter | B17 | 100 | 750 | 0 | 44.58 | 46.28 | 5 | 0
2020 | SPP_N_2_MISO_W | SPP_N | MISO_W | Internal | Winter | B18 | 400 | 750 | 0 | 43.06 | 42.82 | 5 | 0
2020 | SPP_N_2_MISO_W | SPP_N | MISO_W | Internal | Winter | B19 | 700 | 750 | 0 | 42.83 | 41.76 | 5 | 0
2020 | SPP_N_2_MISO_W | SPP_N | MISO_W | Internal | Winter | B20 | 935 | 750 | 0 | 42.74 | 37.43 | 5 | 0
2020 | SPP_N_2_NE | SPP_N | NE | Internal | Shoulder | B11 | 25 | 330 | 0.23 | 62.26 | 62.25 | 0.01 | 0
2020 | SPP_N_2_NE | SPP_N | NE | Internal | Shoulder | B12 | 200 | 330 | 0.03 | 42.21 | 42.19 | 0.01 | 0
2020 | SPP_N_2_NE | SPP_N | NE | Internal | Shoulder | B13 | 600 | 330 | 0.01 | 41.59 | 41.58 | 0.01 | 0
2020 | SPP_N_2_NE | SPP_N | NE | Internal | Shoulder | B14 | 900 | 330 | 0 | 40.57 | 40.56 | 0.01 | 0
2020 | SPP_N_2_NE | SPP_N | NE | Internal | Shoulder | B15 | 1203 | 330 | 0 | 40.19 | 40.17 | 0.01 | 0
2020 | SPP_N_2_NE | SPP_N | NE | Internal | Summer | B1 | 10 | 330 | 0.02 | 66.03 | 65.05 | 0.01 | 0
2020 | SPP_N_2_NE | SPP_N | NE | Internal | Summer | B2 | 25 | 330 | 0 | 66.03 | 64.47 | 0.01 | 0
2020 | SPP_N_2_NE | SPP_N | NE | Internal | Summer | B3 | 75 | 330 | 0 | 66.03 | 64.47 | 0.01 | 0
2020 | SPP_N_2_NE | SPP_N | NE | Internal | Summer | B4 | 100 | 330 | 0 | 65.64 | 64.14 | 0.01 | 0
2020 | SPP_N_2_NE | SPP_N | NE | Internal | Summer | B5 | 200 | 330 | 0.03 | 62.59 | 62.58 | 0.01 | 0
2020 | SPP_N_2_NE | SPP_N | NE | Internal | Summer | B6 | 300 | 330 | 0 | 55.86 | 53.35 | 0.01 | 0
2020 | SPP_N_2_NE | SPP_N | NE | Internal | Summer | B7 | 400 | 330 | 0 | 48.47 | 41.47 | 0.01 | 0
2020 | SPP_N_2_NE | SPP_N | NE | Internal | Summer | B8 | 500 | 330 | 0 | 41.29 | 40.19 | 0.01 | 0
2020 | SPP_N_2_NE | SPP_N | NE | Internal | Summer | B9 | 800 | 330 | 0 | 40.2 | 40.19 | 0.01 | 0
2020 | SPP_N_2_NE | SPP_N | NE | Internal | Summer | B10 | 1262 | 330 | 0 | 36.11 | 36 | 0.01 | 0
2020 | SPP_N_2_NE | SPP_N | NE | Internal | Winter | B16 | 25 | 330 | 0 | 57.63 | 56.12 | 0.01 | 0
2020 | SPP_N_2_NE | SPP_N | NE | Internal | Winter | B17 | 100 | 330 | 0.06 | 44.58 | 44.57 | 0.01 | 0
2020 | SPP_N_2_NE | SPP_N | NE | Internal | Winter | B18 | 400 | 330 | 0.02 | 43.06 | 43.04 | 0.01 | 0
2020 | SPP_N_2_NE | SPP_N | NE | Internal | Winter | B19 | 700 | 330 | 0 | 42.83 | 42.82 | 0.01 | 0
2020 | SPP_N_2_NE | SPP_N | NE | Internal | Winter | B20 | 935 | 330 | 0 | 42.74 | 40.83 | 0.01 | 0
2020 | SPP_N_2_SPP_S | SPP_N | SPP_S | Internal | Shoulder | B11 | 25 | 4000 | 0 | 62.26 | 57.84 | 0.01 | 0
2020 | SPP_N_2_SPP_S | SPP_N | SPP_S | Internal | Shoulder | B12 | 200 | 4000 | 4.75 | 42.21 | 42.22 | 0.01 | 0
2020 | SPP_N_2_SPP_S | SPP_N | SPP_S | Internal | Shoulder | B13 | 600 | 4000 | 691.27 | 41.59 | 41.6 | 0.01 | 0
2020 | SPP_N_2_SPP_S | SPP_N | SPP_S | Internal | Shoulder | B14 | 900 | 4000 | 765.31 | 40.57 | 40.58 | 0.01 | 0
2020 | SPP_N_2_SPP_S | SPP_N | SPP_S | Internal | Shoulder | B15 | 1203 | 4000 | 2220.99 | 40.19 | 40.2 | 0.01 | 0
2020 | SPP_N_2_SPP_S | SPP_N | SPP_S | Internal | Summer | B1 | 10 | 4000 | 0 | 66.03 | 60.05 | 0.01 | 0
2020 | SPP_N_2_SPP_S | SPP_N | SPP_S | Internal | Summer | B2 | 25 | 4000 | 0 | 66.03 | 58.32 | 0.01 | 0
2020 | SPP_N_2_SPP_S | SPP_N | SPP_S | Internal | Summer | B3 | 75 | 4000 | 0 | 66.03 | 58.32 | 0.01 | 0
2020 | SPP_N_2_SPP_S | SPP_N | SPP_S | Internal | Summer | B4 | 100 | 4000 | 0 | 65.64 | 56.69 | 0.01 | 0
2020 | SPP_N_2_SPP_S | SPP_N | SPP_S | Internal | Summer | B5 | 200 | 4000 | 0 | 62.59 | 56.34 | 0.01 | 0
2020 | SPP_N_2_SPP_S | SPP_N | SPP_S | Internal | Summer | B6 | 300 | 4000 | 1343.8 | 55.86 | 55.88 | 0.01 | 0
2020 | SPP_N_2_SPP_S | SPP_N | SPP_S | Internal | Summer | B7 | 400 | 4000 | 2443.35 | 48.47 | 48.48 | 0.01 | 0
2020 | SPP_N_2_SPP_S | SPP_N | SPP_S | Internal | Summer | B8 | 500 | 4000 | 2231 | 41.29 | 41.3 | 0.01 | 0
2020 | SPP_N_2_SPP_S | SPP_N | SPP_S | Internal | Summer | B9 | 800 | 4000 | 3667.22 | 40.2 | 40.22 | 0.01 | 0
2020 | SPP_N_2_SPP_S | SPP_N | SPP_S | Internal | Summer | B10 | 1262 | 4000 | 4000 | 36.11 | 39.06 | 0.01 | 2.94
2020 | SPP_N_2_SPP_S | SPP_N | SPP_S | Internal | Winter | B16 | 25 | 4000 | 405.68 | 57.63 | 57.64 | 0.01 | 0
2020 | SPP_N_2_SPP_S | SPP_N | SPP_S | Internal | Winter | B17 | 100 | 4000 | 1345.71 | 44.58 | 44.6 | 0.01 | 0
2020 | SPP_N_2_SPP_S | SPP_N | SPP_S | Internal | Winter | B18 | 400 | 4000 | 1549.47 | 43.06 | 43.07 | 0.01 | 0
2020 | SPP_N_2_SPP_S | SPP_N | SPP_S | Internal | Winter | B19 | 700 | 4000 | 1743.29 | 42.83 | 42.84 | 0.01 | 0
2020 | SPP_N_2_SPP_S | SPP_N | SPP_S | Internal | Winter | B20 | 935 | 4000 | 3873.6 | 42.74 | 42.75 | 0.01 | 0
2020 | SPP_S_2_ENT | SPP_S | ENT | Internal | Shoulder | B11 | 25 | 850 | 0 | 57.84 | 59.03 | 5 | 0
2020 | SPP_S_2_ENT | SPP_S | ENT | Internal | Shoulder | B12 | 200 | 850 | 0 | 42.22 | 42.44 | 5 | 0
2020 | SPP_S_2_ENT | SPP_S | ENT | Internal | Shoulder | B13 | 600 | 850 | 0 | 41.6 | 41.91 | 5 | 0
2020 | SPP_S_2_ENT | SPP_S | ENT | Internal | Shoulder | B14 | 900 | 850 | 0 | 40.58 | 41.91 | 5 | 0
2020 | SPP_S_2_ENT | SPP_S | ENT | Internal | Shoulder | B15 | 1203 | 850 | 0 | 40.2 | 41.61 | 5 | 0
2020 | SPP_S_2_ENT | SPP_S | ENT | Internal | Summer | B1 | 10 | 850 | 770.53 | 60.05 | 65.05 | 5 | 0
2020 | SPP_S_2_ENT | SPP_S | ENT | Internal | Summer | B2 | 25 | 850 | 0.03 | 58.32 | 63.12 | 5 | 0
2020 | SPP_S_2_ENT | SPP_S | ENT | Internal | Summer | B3 | 75 | 850 | 0 | 58.32 | 61.69 | 5 | 0
2020 | SPP_S_2_ENT | SPP_S | ENT | Internal | Summer | B4 | 100 | 850 | 408.29 | 56.69 | 61.69 | 5 | 0
2020 | SPP_S_2_ENT | SPP_S | ENT | Internal | Summer | B5 | 200 | 850 | 0 | 56.34 | 57.15 | 5 | 0
2020 | SPP_S_2_ENT | SPP_S | ENT | Internal | Summer | B6 | 300 | 850 | 0 | 55.88 | 55.86 | 5 | 0
2020 | SPP_S_2_ENT | SPP_S | ENT | Internal | Summer | B7 | 400 | 850 | 0 | 48.48 | 47.15 | 5 | 0
2020 | SPP_S_2_ENT | SPP_S | ENT | Internal | Summer | B8 | 500 | 850 | 0 | 41.3 | 41.55 | 5 | 0
2020 | SPP_S_2_ENT | SPP_S | ENT | Internal | Summer | B9 | 800 | 850 | 0 | 40.22 | 40.59 | 5 | 0
2020 | SPP_S_2_ENT | SPP_S | ENT | Internal | Summer | B10 | 1262 | 850 | 0 | 39.06 | 40.3 | 5 | 0
2020 | SPP_S_2_ENT | SPP_S | ENT | Internal | Winter | B16 | 25 | 850 | 0 | 57.64 | 60.28 | 5 | 0
2020 | SPP_S_2_ENT | SPP_S | ENT | Internal | Winter | B17 | 100 | 850 | 0 | 44.6 | 44.52 | 5 | 0
2020 | SPP_S_2_ENT | SPP_S | ENT | Internal | Winter | B18 | 400 | 850 | 0 | 43.07 | 44.52 | 5 | 0
2020 | SPP_S_2_ENT | SPP_S | ENT | Internal | Winter | B19 | 700 | 850 | 0 | 42.84 | 44.2 | 5 | 0
2020 | SPP_S_2_ENT | SPP_S | ENT | Internal | Winter | B20 | 935 | 850 | 0 | 42.75 | 43.61 | 5 | 0
2020 | SPP_S_2_SPP_N | SPP_S | SPP_N | Internal | Shoulder | B11 | 25 | 640 | 640 | 57.84 | 62.26 | 0.01 | 4.41
2020 | SPP_S_2_SPP_N | SPP_S | SPP_N | Internal | Shoulder | B12 | 200 | 640 | 0.04 | 42.22 | 42.21 | 0.01 | 0
2020 | SPP_S_2_SPP_N | SPP_S | SPP_N | Internal | Shoulder | B13 | 600 | 640 | 0.01 | 41.6 | 41.59 | 0.01 | 0
2020 | SPP_S_2_SPP_N | SPP_S | SPP_N | Internal | Shoulder | B14 | 900 | 640 | 0 | 40.58 | 40.57 | 0.01 | 0
2020 | SPP_S_2_SPP_N | SPP_S | SPP_N | Internal | Shoulder | B15 | 1203 | 640 | 0 | 40.2 | 40.19 | 0.01 | 0
2020 | SPP_S_2_SPP_N | SPP_S | SPP_N | Internal | Summer | B1 | 10 | 640 | 640 | 60.05 | 66.03 | 0.01 | 5.97
2020 | SPP_S_2_SPP_N | SPP_S | SPP_N | Internal | Summer | B2 | 25 | 640 | 640 | 58.32 | 66.03 | 0.01 | 7.7
2020 | SPP_S_2_SPP_N | SPP_S | SPP_N | Internal | Summer | B3 | 75 | 640 | 640 | 58.32 | 66.03 | 0.01 | 7.7
2020 | SPP_S_2_SPP_N | SPP_S | SPP_N | Internal | Summer | B4 | 100 | 640 | 640 | 56.69 | 65.64 | 0.01 | 8.94
2020 | SPP_S_2_SPP_N | SPP_S | SPP_N | Internal | Summer | B5 | 200 | 640 | 640 | 56.34 | 62.59 | 0.01 | 6.23
2020 | SPP_S_2_SPP_N | SPP_S | SPP_N | Internal | Summer | B6 | 300 | 640 | 0.02 | 55.88 | 55.86 | 0.01 | 0
2020 | SPP_S_2_SPP_N | SPP_S | SPP_N | Internal | Summer | B7 | 400 | 640 | 0.02 | 48.48 | 48.47 | 0.01 | 0
2020 | SPP_S_2_SPP_N | SPP_S | SPP_N | Internal | Summer | B8 | 500 | 640 | 0.01 | 41.3 | 41.29 | 0.01 | 0
2020 | SPP_S_2_SPP_N | SPP_S | SPP_N | Internal | Summer | B9 | 800 | 640 | 0 | 40.22 | 40.2 | 0.01 | 0
2020 | SPP_S_2_SPP_N | SPP_S | SPP_N | Internal | Summer | B10 | 1262 | 640 | 0 | 39.06 | 36.11 | 0.01 | 0
2020 | SPP_S_2_SPP_N | SPP_S | SPP_N | Internal | Winter | B16 | 25 | 640 | 0.25 | 57.64 | 57.63 | 0.01 | 0
2020 | SPP_S_2_SPP_N | SPP_S | SPP_N | Internal | Winter | B17 | 100 | 640 | 0.06 | 44.6 | 44.58 | 0.01 | 0
2020 | SPP_S_2_SPP_N | SPP_S | SPP_N | Internal | Winter | B18 | 400 | 640 | 0.02 | 43.07 | 43.06 | 0.01 | 0
2020 | SPP_S_2_SPP_N | SPP_S | SPP_N | Internal | Winter | B19 | 700 | 640 | 0 | 42.84 | 42.83 | 0.01 | 0
2020 | SPP_S_2_SPP_N | SPP_S | SPP_N | Internal | Winter | B20 | 935 | 640 | 0 | 42.75 | 42.74 | 0.01 | 0
2020 | TVA_2_ENT | TVA | ENT | Internal | Shoulder | B11 | 25 | 500 | 0 | 58.04 | 59.03 | 9 | 0
2020 | TVA_2_ENT | TVA | ENT | Internal | Shoulder | B12 | 200 | 500 | 0 | 43.52 | 42.44 | 9 | 0
2020 | TVA_2_ENT | TVA | ENT | Internal | Shoulder | B13 | 600 | 500 | 0 | 41.86 | 41.91 | 9 | 0
2020 | TVA_2_ENT | TVA | ENT | Internal | Shoulder | B14 | 900 | 500 | 0 | 41.86 | 41.91 | 9 | 0
2020 | TVA_2_ENT | TVA | ENT | Internal | Shoulder | B15 | 1203 | 500 | 0 | 41.75 | 41.61 | 9 | 0
2020 | TVA_2_ENT | TVA | ENT | Internal | Summer | B1 | 10 | 500 | 0 | 73.07 | 65.05 | 9 | 0
2020 | TVA_2_ENT | TVA | ENT | Internal | Summer | B2 | 25 | 500 | 0 | 71.13 | 63.12 | 9 | 0
2020 | TVA_2_ENT | TVA | ENT | Internal | Summer | B3 | 75 | 500 | 0 | 67.06 | 61.69 | 9 | 0
2020 | TVA_2_ENT | TVA | ENT | Internal | Summer | B4 | 100 | 500 | 0 | 66.96 | 61.69 | 9 | 0
2020 | TVA_2_ENT | TVA | ENT | Internal | Summer | B5 | 200 | 500 | 0 | 59.82 | 57.15 | 9 | 0
2020 | TVA_2_ENT | TVA | ENT | Internal | Summer | B6 | 300 | 500 | 325.99 | 46.86 | 55.86 | 9 | 0
2020 | TVA_2_ENT | TVA | ENT | Internal | Summer | B7 | 400 | 500 | 0 | 40.44 | 47.15 | 9 | 0
2020 | TVA_2_ENT | TVA | ENT | Internal | Summer | B8 | 500 | 500 | 0 | 40.44 | 41.55 | 9 | 0
2020 | TVA_2_ENT | TVA | ENT | Internal | Summer | B9 | 800 | 500 | 0 | 40.44 | 40.59 | 9 | 0
2020 | TVA_2_ENT | TVA | ENT | Internal | Summer | B10 | 1262 | 500 | 0 | 37.6 | 40.3 | 9 | 0
2020 | TVA_2_ENT | TVA | ENT | Internal | Winter | B16 | 25 | 500 | 0 | 64.14 | 60.28 | 9 | 0
2020 | TVA_2_ENT | TVA | ENT | Internal | Winter | B17 | 100 | 500 | 0 | 46.15 | 44.52 | 9 | 0
2020 | TVA_2_ENT | TVA | ENT | Internal | Winter | B18 | 400 | 500 | 0 | 43.11 | 44.52 | 9 | 0
2020 | TVA_2_ENT | TVA | ENT | Internal | Winter | B19 | 700 | 500 | 0 | 43.11 | 44.2 | 9 | 0
2020 | TVA_2_ENT | TVA | ENT | Internal | Winter | B20 | 935 | 500 | 0 | 43.11 | 43.61 | 9 | 0
2020 | TVA_2_MISO_MO-IL | TVA | MISO_MO-IL | Internal | Shoulder | B11 | 25 | 50 | 0 | 58.04 | 55.09 | 9 | 0
2020 | TVA_2_MISO_MO-IL | TVA | MISO_MO-IL | Internal | Shoulder | B12 | 200 | 50 | 0 | 43.52 | 45.28 | 9 | 0
2020 | TVA_2_MISO_MO-IL | TVA | MISO_MO-IL | Internal | Shoulder | B13 | 600 | 50 | 0 | 41.86 | 41.59 | 9 | 0
2020 | TVA_2_MISO_MO-IL | TVA | MISO_MO-IL | Internal | Shoulder | B14 | 900 | 50 | 0 | 41.86 | 40.06 | 9 | 0
2020 | TVA_2_MISO_MO-IL | TVA | MISO_MO-IL | Internal | Shoulder | B15 | 1203 | 50 | 0 | 41.75 | 38.11 | 9 | 0
2020 | TVA_2_MISO_MO-IL | TVA | MISO_MO-IL | Internal | Summer | B1 | 10 | 50 | 0 | 73.07 | 65.05 | 9 | 0
2020 | TVA_2_MISO_MO-IL | TVA | MISO_MO-IL | Internal | Summer | B2 | 25 | 50 | 0 | 71.13 | 63.53 | 9 | 0
2020 | TVA_2_MISO_MO-IL | TVA | MISO_MO-IL | Internal | Summer | B3 | 75 | 50 | 0 | 67.06 | 61.14 | 9 | 0
2020 | TVA_2_MISO_MO-IL | TVA | MISO_MO-IL | Internal | Summer | B4 | 100 | 50 | 0 | 66.96 | 58.97 | 9 | 0
2020 | TVA_2_MISO_MO-IL | TVA | MISO_MO-IL | Internal | Summer | B5 | 200 | 50 | 0 | 59.82 | 55.05 | 9 | 0
2020 | TVA_2_MISO_MO-IL | TVA | MISO_MO-IL | Internal | Summer | B6 | 300 | 50 | 0 | 46.86 | 47.86 | 9 | 0
2020 | TVA_2_MISO_MO-IL | TVA | MISO_MO-IL | Internal | Summer | B7 | 400 | 50 | 0 | 40.44 | 41.45 | 9 | 0
2020 | TVA_2_MISO_MO-IL | TVA | MISO_MO-IL | Internal | Summer | B8 | 500 | 50 | 0 | 40.44 | 37.93 | 9 | 0
2020 | TVA_2_MISO_MO-IL | TVA | MISO_MO-IL | Internal | Summer | B9 | 800 | 50 | 0 | 40.44 | 36.62 | 9 | 0
2020 | TVA_2_MISO_MO-IL | TVA | MISO_MO-IL | Internal | Summer | B10 | 1262 | 50 | 0 | 37.6 | 36.01 | 9 | 0
2020 | TVA_2_MISO_MO-IL | TVA | MISO_MO-IL | Internal | Winter | B16 | 25 | 50 | 0 | 64.14 | 56.13 | 9 | 0
2020 | TVA_2_MISO_MO-IL | TVA | MISO_MO-IL | Internal | Winter | B17 | 100 | 50 | 0 | 46.15 | 46.3 | 9 | 0
2020 | TVA_2_MISO_MO-IL | TVA | MISO_MO-IL | Internal | Winter | B18 | 400 | 50 | 0 | 43.11 | 42.81 | 9 | 0
2020 | TVA_2_MISO_MO-IL | TVA | MISO_MO-IL | Internal | Winter | B19 | 700 | 50 | 0 | 43.11 | 40.55 | 9 | 0
2020 | TVA_2_MISO_MO-IL | TVA | MISO_MO-IL | Internal | Winter | B20 | 935 | 50 | 0 | 43.11 | 37.41 | 9 | 0
2020 | TVA_2_NonRTO_Midwest | TVA | NonRTO_Midwest | Internal | Shoulder | B11 | 25 | 100 | 0 | 58.04 | 63.08 | 9 | 0
2020 | TVA_2_NonRTO_Midwest | TVA | NonRTO_Midwest | Internal | Shoulder | B12 | 200 | 100 | 100 | 43.52 | 53.27 | 9 | 0.75
2020 | TVA_2_NonRTO_Midwest | TVA | NonRTO_Midwest | Internal | Shoulder | B13 | 600 | 100 | 0 | 41.86 | 49.58 | 9 | 0
2020 | TVA_2_NonRTO_Midwest | TVA | NonRTO_Midwest | Internal | Shoulder | B14 | 900 | 100 | 0 | 41.86 | 41.74 | 9 | 0
2020 | TVA_2_NonRTO_Midwest | TVA | NonRTO_Midwest | Internal | Shoulder | B15 | 1203 | 100 | 0 | 41.75 | 38.08 | 9 | 0
2020 | TVA_2_NonRTO_Midwest | TVA | NonRTO_Midwest | Internal | Summer | B1 | 10 | 100 | 0 | 73.07 | 68.51 | 9 | 0
2020 | TVA_2_NonRTO_Midwest | TVA | NonRTO_Midwest | Internal | Summer | B2 | 25 | 100 | 0 | 71.13 | 68.51 | 9 | 0
2020 | TVA_2_NonRTO_Midwest | TVA | NonRTO_Midwest | Internal | Summer | B3 | 75 | 100 | 0 | 67.06 | 68.51 | 9 | 0
2020 | TVA_2_NonRTO_Midwest | TVA | NonRTO_Midwest | Internal | Summer | B4 | 100 | 100 | 0 | 66.96 | 66.96 | 9 | 0
2020 | TVA_2_NonRTO_Midwest | TVA | NonRTO_Midwest | Internal | Summer | B5 | 200 | 100 | 0 | 59.82 | 63.04 | 9 | 0
2020 | TVA_2_NonRTO_Midwest | TVA | NonRTO_Midwest | Internal | Summer | B6 | 300 | 100 | 0.04 | 46.86 | 55.85 | 9 | 0
2020 | TVA_2_NonRTO_Midwest | TVA | NonRTO_Midwest | Internal | Summer | B7 | 400 | 100 | 0 | 40.44 | 47.73 | 9 | 0
2020 | TVA_2_NonRTO_Midwest | TVA | NonRTO_Midwest | Internal | Summer | B8 | 500 | 100 | 0 | 40.44 | 38.72 | 9 | 0
2020 | TVA_2_NonRTO_Midwest | TVA | NonRTO_Midwest | Internal | Summer | B9 | 800 | 100 | 0 | 40.44 | 37.38 | 9 | 0
2020 | TVA_2_NonRTO_Midwest | TVA | NonRTO_Midwest | Internal | Summer | B10 | 1262 | 100 | 0 | 37.6 | 35.86 | 9 | 0
2020 | TVA_2_NonRTO_Midwest | TVA | NonRTO_Midwest | Internal | Winter | B16 | 25 | 100 | 0 | 64.14 | 64.14 | 9 | 0
2020 | TVA_2_NonRTO_Midwest | TVA | NonRTO_Midwest | Internal | Winter | B17 | 100 | 100 | 0 | 46.15 | 54.3 | 9 | 0
2020 | TVA_2_NonRTO_Midwest | TVA | NonRTO_Midwest | Internal | Winter | B18 | 400 | 100 | 0 | 43.11 | 50.81 | 9 | 0
2020 | TVA_2_NonRTO_Midwest | TVA | NonRTO_Midwest | Internal | Winter | B19 | 700 | 100 | 0 | 43.11 | 42.16 | 9 | 0
2020 | TVA_2_NonRTO_Midwest | TVA | NonRTO_Midwest | Internal | Winter | B20 | 935 | 100 | 0 | 43.11 | 38.08 | 9 | 0
2020 | TVA_2_PJM_ROR | TVA | PJM_ROR | Internal | Shoulder | B11 | 25 | 500 | 0 | 58.04 | 53.07 | 9 | 0
2020 | TVA_2_PJM_ROR | TVA | PJM_ROR | Internal | Shoulder | B12 | 200 | 500 | 0 | 43.52 | 47.26 | 9 | 0
2020 | TVA_2_PJM_ROR | TVA | PJM_ROR | Internal | Shoulder | B13 | 600 | 500 | 0 | 41.86 | 42.76 | 9 | 0
2020 | TVA_2_PJM_ROR | TVA | PJM_ROR | Internal | Shoulder | B14 | 900 | 500 | 0 | 41.86 | 40.06 | 9 | 0
2020 | TVA_2_PJM_ROR | TVA | PJM_ROR | Internal | Shoulder | B15 | 1203 | 500 | 0 | 41.75 | 37.21 | 9 | 0
2020 | TVA_2_PJM_ROR | TVA | PJM_ROR | Internal | Summer | B1 | 10 | 500 | 0 | 73.07 | 67.05 | 9 | 0
2020 | TVA_2_PJM_ROR | TVA | PJM_ROR | Internal | Summer | B2 | 25 | 500 | 0 | 71.13 | 65.12 | 9 | 0
2020 | TVA_2_PJM_ROR | TVA | PJM_ROR | Internal | Summer | B3 | 75 | 500 | 0 | 67.06 | 61.28 | 9 | 0
2020 | TVA_2_PJM_ROR | TVA | PJM_ROR | Internal | Summer | B4 | 100 | 500 | 0 | 66.96 | 60.94 | 9 | 0
2020 | TVA_2_PJM_ROR | TVA | PJM_ROR | Internal | Summer | B5 | 200 | 500 | 0 | 59.82 | 53.81 | 9 | 0
2020 | TVA_2_PJM_ROR | TVA | PJM_ROR | Internal | Summer | B6 | 300 | 500 | 0 | 46.86 | 48.66 | 9 | 0
2020 | TVA_2_PJM_ROR | TVA | PJM_ROR | Internal | Summer | B7 | 400 | 500 | 0 | 40.44 | 40.67 | 9 | 0
2020 | TVA_2_PJM_ROR | TVA | PJM_ROR | Internal | Summer | B8 | 500 | 500 | 0 | 40.44 | 37.87 | 9 | 0
2020 | TVA_2_PJM_ROR | TVA | PJM_ROR | Internal | Summer | B9 | 800 | 500 | 0 | 40.44 | 37.12 | 9 | 0
2020 | TVA_2_PJM_ROR | TVA | PJM_ROR | Internal | Summer | B10 | 1262 | 500 | 0 | 37.6 | 34.71 | 9 | 0
2020 | TVA_2_PJM_ROR | TVA | PJM_ROR | Internal | Winter | B16 | 25 | 500 | 0 | 64.14 | 58.13 | 9 | 0
2020 | TVA_2_PJM_ROR | TVA | PJM_ROR | Internal | Winter | B17 | 100 | 500 | 0 | 46.15 | 48.3 | 9 | 0
2020 | TVA_2_PJM_ROR | TVA | PJM_ROR | Internal | Winter | B18 | 400 | 500 | 0 | 43.11 | 44.81 | 9 | 0
2020 | TVA_2_PJM_ROR | TVA | PJM_ROR | Internal | Winter | B19 | 700 | 500 | 0 | 43.11 | 42 | 9 | 0
2020 | TVA_2_PJM_ROR | TVA | PJM_ROR | Internal | Winter | B20 | 935 | 500 | 0 | 43.11 | 37.32 | 9 | 0
2020 | TVA_2_SOCO | TVA | SOCO | Internal | Shoulder | B11 | 25 | 500 | 0.02 | 58.04 | 66.66 | 9 | 0
2020 | TVA_2_SOCO | TVA | SOCO | Internal | Shoulder | B12 | 200 | 500 | 0 | 43.52 | 45.83 | 9 | 0
2020 | TVA_2_SOCO | TVA | SOCO | Internal | Shoulder | B13 | 600 | 500 | 0 | 41.86 | 42.39 | 9 | 0
2020 | TVA_2_SOCO | TVA | SOCO | Internal | Shoulder | B14 | 900 | 500 | 0 | 41.86 | 42.39 | 9 | 0
2020 | TVA_2_SOCO | TVA | SOCO | Internal | Shoulder | B15 | 1203 | 500 | 0 | 41.75 | 42.1 | 9 | 0
2020 | TVA_2_SOCO | TVA | SOCO | Internal | Summer | B1 | 10 | 500 | 0 | 73.07 | 73.05 | 9 | 0
2020 | TVA_2_SOCO | TVA | SOCO | Internal | Summer | B2 | 25 | 500 | 0 | 71.13 | 71.02 | 9 | 0
2020 | TVA_2_SOCO | TVA | SOCO | Internal | Summer | B3 | 75 | 500 | 0 | 67.06 | 69.69 | 9 | 0
2020 | TVA_2_SOCO | TVA | SOCO | Internal | Summer | B4 | 100 | 500 | 0 | 66.96 | 69.69 | 9 | 0
2020 | TVA_2_SOCO | TVA | SOCO | Internal | Summer | B5 | 200 | 500 | 0 | 59.82 | 66.81 | 9 | 0
2020 | TVA_2_SOCO | TVA | SOCO | Internal | Summer | B6 | 300 | 500 | 500 | 46.86 | 61.66 | 9 | 5.79
2020 | TVA_2_SOCO | TVA | SOCO | Internal | Summer | B7 | 400 | 500 | 500 | 40.44 | 55.15 | 9 | 5.71
2020 | TVA_2_SOCO | TVA | SOCO | Internal | Summer | B8 | 500 | 500 | 0 | 40.44 | 45.83 | 9 | 0
2020 | TVA_2_SOCO | TVA | SOCO | Internal | Summer | B9 | 800 | 500 | 0 | 40.44 | 41.92 | 9 | 0
2020 | TVA_2_SOCO | TVA | SOCO | Internal | Summer | B10 | 1262 | 500 | 0 | 37.6 | 40.87 | 9 | 0
2020 | TVA_2_SOCO | TVA | SOCO | Internal | Winter | B16 | 25 | 500 | 0 | 64.14 | 68.28 | 9 | 0
2020 | TVA_2_SOCO | TVA | SOCO | Internal | Winter | B17 | 100 | 500 | 0 | 46.15 | 46.18 | 9 | 0
2020 | TVA_2_SOCO | TVA | SOCO | Internal | Winter | B18 | 400 | 500 | 0 | 43.11 | 44.59 | 9 | 0
2020 | TVA_2_SOCO | TVA | SOCO | Internal | Winter | B19 | 700 | 500 | 0 | 43.11 | 44.59 | 9 | 0
2020 | TVA_2_SOCO | TVA | SOCO | Internal | Winter | B20 | 935 | 500 | 0 | 43.11 | 44.59 | 9 | 0
2020 | TVA_2_VACAR | TVA | VACAR | Internal | Shoulder | B11 | 25 | 150 | 0 | 58.04 | 59.07 | 9 | 0
2020 | TVA_2_VACAR | TVA | VACAR | Internal | Shoulder | B12 | 200 | 150 | 0 | 43.52 | 48.88 | 9 | 0
2020 | TVA_2_VACAR | TVA | VACAR | Internal | Shoulder | B13 | 600 | 150 | 0 | 41.86 | 45.41 | 9 | 0
2020 | TVA_2_VACAR | TVA | VACAR | Internal | Shoulder | B14 | 900 | 150 | 0 | 41.86 | 45.41 | 9 | 0
2020 | TVA_2_VACAR | TVA | VACAR | Internal | Shoulder | B15 | 1203 | 150 | 0 | 41.75 | 42.43 | 9 | 0
2020 | TVA_2_VACAR | TVA | VACAR | Internal | Summer | B1 | 10 | 150 | 0 | 73.07 | 73.05 | 9 | 0
2020 | TVA_2_VACAR | TVA | VACAR | Internal | Summer | B2 | 25 | 150 | 0 | 71.13 | 73.05 | 9 | 0
2020 | TVA_2_VACAR | TVA | VACAR | Internal | Summer | B3 | 75 | 150 | 0 | 67.06 | 73.05 | 9 | 0
2020 | TVA_2_VACAR | TVA | VACAR | Internal | Summer | B4 | 100 | 150 | 0 | 66.96 | 66.94 | 9 | 0
2020 | TVA_2_VACAR | TVA | VACAR | Internal | Summer | B5 | 200 | 150 | 0 | 59.82 | 59.81 | 9 | 0
2020 | TVA_2_VACAR | TVA | VACAR | Internal | Summer | B6 | 300 | 150 | 0 | 46.86 | 54.66 | 9 | 0
2020 | TVA_2_VACAR | TVA | VACAR | Internal | Summer | B7 | 400 | 150 | 0 | 40.44 | 48.15 | 9 | 0
2020 | TVA_2_VACAR | TVA | VACAR | Internal | Summer | B8 | 500 | 150 | 0 | 40.44 | 43.87 | 9 | 0
2020 | TVA_2_VACAR | TVA | VACAR | Internal | Summer | B9 | 800 | 150 | 0 | 40.44 | 43.12 | 9 | 0
2020 | TVA_2_VACAR | TVA | VACAR | Internal | Summer | B10 | 1262 | 150 | 0 | 37.6 | 40.25 | 9 | 0
2020 | TVA_2_VACAR | TVA | VACAR | Internal | Winter | B16 | 25 | 150 | 0 | 64.14 | 64.13 | 9 | 0
2020 | TVA_2_VACAR | TVA | VACAR | Internal | Winter | B17 | 100 | 150 | 0 | 46.15 | 54.3 | 9 | 0
2020 | TVA_2_VACAR | TVA | VACAR | Internal | Winter | B18 | 400 | 150 | 0 | 43.11 | 47.84 | 9 | 0
2020 | TVA_2_VACAR | TVA | VACAR | Internal | Winter | B19 | 700 | 150 | 0 | 43.11 | 45.6 | 9 | 0
2020 | TVA_2_VACAR | TVA | VACAR | Internal | Winter | B20 | 935 | 150 | 0 | 43.11 | 45.6 | 9 | 0
2020 | TVA_Transmission_2_ENT | TVA_Transmission | ENT | Internal | Shoulder | B11 | 25 | 3000 | 0 | 58.67 | 59.03 | 9 | 0
2020 | TVA_Transmission_2_ENT | TVA_Transmission | ENT | Internal | Shoulder | B12 | 200 | 3000 | 0 | 47.59 | 42.44 | 9 | 0
2020 | TVA_Transmission_2_ENT | TVA_Transmission | ENT | Internal | Shoulder | B13 | 600 | 3000 | 0 | 44.86 | 41.91 | 9 | 0
2020 | TVA_Transmission_2_ENT | TVA_Transmission | ENT | Internal | Shoulder | B14 | 900 | 3000 | 0 | 43.54 | 41.91 | 9 | 0
2020 | TVA_Transmission_2_ENT | TVA_Transmission | ENT | Internal | Shoulder | B15 | 1203 | 3000 | 0 | 42.37 | 41.61 | 9 | 0
2020 | TVA_Transmission_2_ENT | TVA_Transmission | ENT | Internal | Summer | B1 | 10 | 3000 | 0 | 73.05 | 65.05 | 9 | 0
2020 | TVA_Transmission_2_ENT | TVA_Transmission | ENT | Internal | Summer | B2 | 25 | 3000 | 0 | 71.12 | 63.12 | 9 | 0
2020 | TVA_Transmission_2_ENT | TVA_Transmission | ENT | Internal | Summer | B3 | 75 | 3000 | 0 | 67.16 | 61.69 | 9 | 0
2020 | TVA_Transmission_2_ENT | TVA_Transmission | ENT | Internal | Summer | B4 | 100 | 3000 | 0 | 66.94 | 61.69 | 9 | 0
2020 | TVA_Transmission_2_ENT | TVA_Transmission | ENT | Internal | Summer | B5 | 200 | 3000 | 0 | 59.81 | 57.15 | 9 | 0
2020 | TVA_Transmission_2_ENT | TVA_Transmission | ENT | Internal | Summer | B6 | 300 | 3000 | 0 | 53.6 | 55.86 | 9 | 0
2020 | TVA_Transmission_2_ENT | TVA_Transmission | ENT | Internal | Summer | B7 | 400 | 3000 | 0 | 46.41 | 47.15 | 9 | 0
2020 | TVA_Transmission_2_ENT | TVA_Transmission | ENT | Internal | Summer | B8 | 500 | 3000 | 0 | 41.97 | 41.55 | 9 | 0
2020 | TVA_Transmission_2_ENT | TVA_Transmission | ENT | Internal | Summer | B9 | 800 | 3000 | 0 | 41.47 | 40.59 | 9 | 0
2020 | TVA_Transmission_2_ENT | TVA_Transmission | ENT | Internal | Summer | B10 | 1262 | 3000 | 0 | 39.03 | 40.3 | 9 | 0
2020 | TVA_Transmission_2_ENT | TVA_Transmission | ENT | Internal | Winter | B16 | 25 | 3000 | 0 | 64.13 | 60.28 | 9 | 0
2020 | TVA_Transmission_2_ENT | TVA_Transmission | ENT | Internal | Winter | B17 | 100 | 3000 | 0 | 49.55 | 44.52 | 9 | 0
2020 | TVA_Transmission_2_ENT | TVA_Transmission | ENT | Internal | Winter | B18 | 400 | 3000 | 0 | 46.55 | 44.52 | 9 | 0
2020 | TVA_Transmission_2_ENT | TVA_Transmission | ENT | Internal | Winter | B19 | 700 | 3000 | 0 | 44.83 | 44.2 | 9 | 0
2020 | TVA_Transmission_2_ENT | TVA_Transmission | ENT | Internal | Winter | B20 | 935 | 3000 | 0 | 43.21 | 43.61 | 9 | 0
2020 | TVA_Transmission_2_MISO_MO-IL | TVA_Transmission | MISO_MO-IL | Internal | Shoulder | B11 | 25 | 4000 | 0 | 58.67 | 55.09 | 9 | 0
2020 | TVA_Transmission_2_MISO_MO-IL | TVA_Transmission | MISO_MO-IL | Internal | Shoulder | B12 | 200 | 4000 | 0 | 47.59 | 45.28 | 9 | 0
2020 | TVA_Transmission_2_MISO_MO-IL | TVA_Transmission | MISO_MO-IL | Internal | Shoulder | B13 | 600 | 4000 | 0 | 44.86 | 41.59 | 9 | 0
2020 | TVA_Transmission_2_MISO_MO-IL | TVA_Transmission | MISO_MO-IL | Internal | Shoulder | B14 | 900 | 4000 | 0 | 43.54 | 40.06 | 9 | 0
2020 | TVA_Transmission_2_MISO_MO-IL | TVA_Transmission | MISO_MO-IL | Internal | Shoulder | B15 | 1203 | 4000 | 0 | 42.37 | 38.11 | 9 | 0
2020 | TVA_Transmission_2_MISO_MO-IL | TVA_Transmission | MISO_MO-IL | Internal | Summer | B1 | 10 | 4000 | 0 | 73.05 | 65.05 | 9 | 0
2020 | TVA_Transmission_2_MISO_MO-IL | TVA_Transmission | MISO_MO-IL | Internal | Summer | B2 | 25 | 4000 | 0 | 71.12 | 63.53 | 9 | 0
2020 | TVA_Transmission_2_MISO_MO-IL | TVA_Transmission | MISO_MO-IL | Internal | Summer | B3 | 75 | 4000 | 0 | 67.16 | 61.14 | 9 | 0
2020 | TVA_Transmission_2_MISO_MO-IL | TVA_Transmission | MISO_MO-IL | Internal | Summer | B4 | 100 | 4000 | 0 | 66.94 | 58.97 | 9 | 0
2020 | TVA_Transmission_2_MISO_MO-IL | TVA_Transmission | MISO_MO-IL | Internal | Summer | B5 | 200 | 4000 | 0 | 59.81 | 55.05 | 9 | 0
2020 | TVA_Transmission_2_MISO_MO-IL | TVA_Transmission | MISO_MO-IL | Internal | Summer | B6 | 300 | 4000 | 0 | 53.6 | 47.86 | 9 | 0
2020 | TVA_Transmission_2_MISO_MO-IL | TVA_Transmission | MISO_MO-IL | Internal | Summer | B7 | 400 | 4000 | 0 | 46.41 | 41.45 | 9 | 0
2020 | TVA_Transmission_2_MISO_MO-IL | TVA_Transmission | MISO_MO-IL | Internal | Summer | B8 | 500 | 4000 | 0 | 41.97 | 37.93 | 9 | 0
2020 | TVA_Transmission_2_MISO_MO-IL | TVA_Transmission | MISO_MO-IL | Internal | Summer | B9 | 800 | 4000 | 0 | 41.47 | 36.62 | 9 | 0
2020 | TVA_Transmission_2_MISO_MO-IL | TVA_Transmission | MISO_MO-IL | Internal | Summer | B10 | 1262 | 4000 | 0 | 39.03 | 36.01 | 9 | 0
2020 | TVA_Transmission_2_MISO_MO-IL | TVA_Transmission | MISO_MO-IL | Internal | Winter | B16 | 25 | 4000 | 0 | 64.13 | 56.13 | 9 | 0
2020 | TVA_Transmission_2_MISO_MO-IL | TVA_Transmission | MISO_MO-IL | Internal | Winter | B17 | 100 | 4000 | 0 | 49.55 | 46.3 | 9 | 0
2020 | TVA_Transmission_2_MISO_MO-IL | TVA_Transmission | MISO_MO-IL | Internal | Winter | B18 | 400 | 4000 | 0 | 46.55 | 42.81 | 9 | 0
2020 | TVA_Transmission_2_MISO_MO-IL | TVA_Transmission | MISO_MO-IL | Internal | Winter | B19 | 700 | 4000 | 0 | 44.83 | 40.55 | 9 | 0
2020 | TVA_Transmission_2_MISO_MO-IL | TVA_Transmission | MISO_MO-IL | Internal | Winter | B20 | 935 | 4000 | 0 | 43.21 | 37.41 | 9 | 0
2020 | TVA_Transmission_2_NonRTO_Midwest | TVA_Transmission | NonRTO_Midwest | Internal | Shoulder | B11 | 25 | 700 | 0 | 58.67 | 63.08 | 9 | 0
2020 | TVA_Transmission_2_NonRTO_Midwest | TVA_Transmission | NonRTO_Midwest | Internal | Shoulder | B12 | 200 | 700 | 0 | 47.59 | 53.27 | 9 | 0
2020 | TVA_Transmission_2_NonRTO_Midwest | TVA_Transmission | NonRTO_Midwest | Internal | Shoulder | B13 | 600 | 700 | 0 | 44.86 | 49.58 | 9 | 0
2020 | TVA_Transmission_2_NonRTO_Midwest | TVA_Transmission | NonRTO_Midwest | Internal | Shoulder | B14 | 900 | 700 | 0 | 43.54 | 41.74 | 9 | 0
2020 | TVA_Transmission_2_NonRTO_Midwest | TVA_Transmission | NonRTO_Midwest | Internal | Shoulder | B15 | 1203 | 700 | 0 | 42.37 | 38.08 | 9 | 0
2020 | TVA_Transmission_2_NonRTO_Midwest | TVA_Transmission | NonRTO_Midwest | Internal | Summer | B1 | 10 | 700 | 0 | 73.05 | 68.51 | 9 | 0
2020 | TVA_Transmission_2_NonRTO_Midwest | TVA_Transmission | NonRTO_Midwest | Internal | Summer | B2 | 25 | 700 | 0 | 71.12 | 68.51 | 9 | 0
2020 | TVA_Transmission_2_NonRTO_Midwest | TVA_Transmission | NonRTO_Midwest | Internal | Summer | B3 | 75 | 700 | 0 | 67.16 | 68.51 | 9 | 0
2020 | TVA_Transmission_2_NonRTO_Midwest | TVA_Transmission | NonRTO_Midwest | Internal | Summer | B4 | 100 | 700 | 0 | 66.94 | 66.96 | 9 | 0
2020 | TVA_Transmission_2_NonRTO_Midwest | TVA_Transmission | NonRTO_Midwest | Internal | Summer | B5 | 200 | 700 | 0 | 59.81 | 63.04 | 9 | 0
2020 | TVA_Transmission_2_NonRTO_Midwest | TVA_Transmission | NonRTO_Midwest | Internal | Summer | B6 | 300 | 700 | 0 | 53.6 | 55.85 | 9 | 0
2020 | TVA_Transmission_2_NonRTO_Midwest | TVA_Transmission | NonRTO_Midwest | Internal | Summer | B7 | 400 | 700 | 0 | 46.41 | 47.73 | 9 | 0
2020 | TVA_Transmission_2_NonRTO_Midwest | TVA_Transmission | NonRTO_Midwest | Internal | Summer | B8 | 500 | 700 | 0 | 41.97 | 38.72 | 9 | 0
2020 | TVA_Transmission_2_NonRTO_Midwest | TVA_Transmission | NonRTO_Midwest | Internal | Summer | B9 | 800 | 700 | 0 | 41.47 | 37.38 | 9 | 0
2020 | TVA_Transmission_2_NonRTO_Midwest | TVA_Transmission | NonRTO_Midwest | Internal | Summer | B10 | 1262 | 700 | 0 | 39.03 | 35.86 | 9 | 0
2020 | TVA_Transmission_2_NonRTO_Midwest | TVA_Transmission | NonRTO_Midwest | Internal | Winter | B16 | 25 | 700 | 0 | 64.13 | 64.14 | 9 | 0
2020 | TVA_Transmission_2_NonRTO_Midwest | TVA_Transmission | NonRTO_Midwest | Internal | Winter | B17 | 100 | 700 | 0 | 49.55 | 54.3 | 9 | 0
2020 | TVA_Transmission_2_NonRTO_Midwest | TVA_Transmission | NonRTO_Midwest | Internal | Winter | B18 | 400 | 700 | 0 | 46.55 | 50.81 | 9 | 0
2020 | TVA_Transmission_2_NonRTO_Midwest | TVA_Transmission | NonRTO_Midwest | Internal | Winter | B19 | 700 | 700 | 0 | 44.83 | 42.16 | 9 | 0
2020 | TVA_Transmission_2_NonRTO_Midwest | TVA_Transmission | NonRTO_Midwest | Internal | Winter | B20 | 935 | 700 | 0 | 43.21 | 38.08 | 9 | 0
2020 | TVA_Transmission_2_PJM_ROR | TVA_Transmission | PJM_ROR | Internal | Shoulder | B11 | 25 | 2000 | 0 | 58.67 | 53.07 | 9 | 0
2020 | TVA_Transmission_2_PJM_ROR | TVA_Transmission | PJM_ROR | Internal | Shoulder | B12 | 200 | 2000 | 0 | 47.59 | 47.26 | 9 | 0
2020 | TVA_Transmission_2_PJM_ROR | TVA_Transmission | PJM_ROR | Internal | Shoulder | B13 | 600 | 2000 | 0 | 44.86 | 42.76 | 9 | 0
2020 | TVA_Transmission_2_PJM_ROR | TVA_Transmission | PJM_ROR | Internal | Shoulder | B14 | 900 | 2000 | 0 | 43.54 | 40.06 | 9 | 0
2020 | TVA_Transmission_2_PJM_ROR | TVA_Transmission | PJM_ROR | Internal | Shoulder | B15 | 1203 | 2000 | 0 | 42.37 | 37.21 | 9 | 0
2020 | TVA_Transmission_2_PJM_ROR | TVA_Transmission | PJM_ROR | Internal | Summer | B1 | 10 | 2000 | 0 | 73.05 | 67.05 | 9 | 0
2020 | TVA_Transmission_2_PJM_ROR | TVA_Transmission | PJM_ROR | Internal | Summer | B2 | 25 | 2000 | 0 | 71.12 | 65.12 | 9 | 0
2020 | TVA_Transmission_2_PJM_ROR | TVA_Transmission | PJM_ROR | Internal | Summer | B3 | 75 | 2000 | 0 | 67.16 | 61.28 | 9 | 0
2020 | TVA_Transmission_2_PJM_ROR | TVA_Transmission | PJM_ROR | Internal | Summer | B4 | 100 | 2000 | 0 | 66.94 | 60.94 | 9 | 0
2020 | TVA_Transmission_2_PJM_ROR | TVA_Transmission | PJM_ROR | Internal | Summer | B5 | 200 | 2000 | 0 | 59.81 | 53.81 | 9 | 0
2020 | TVA_Transmission_2_PJM_ROR | TVA_Transmission | PJM_ROR | Internal | Summer | B6 | 300 | 2000 | 0 | 53.6 | 48.66 | 9 | 0
2020 | TVA_Transmission_2_PJM_ROR | TVA_Transmission | PJM_ROR | Internal | Summer | B7 | 400 | 2000 | 0 | 46.41 | 40.67 | 9 | 0
2020 | TVA_Transmission_2_PJM_ROR | TVA_Transmission | PJM_ROR | Internal | Summer | B8 | 500 | 2000 | 0 | 41.97 | 37.87 | 9 | 0
2020 | TVA_Transmission_2_PJM_ROR | TVA_Transmission | PJM_ROR | Internal | Summer | B9 | 800 | 2000 | 0 | 41.47 | 37.12 | 9 | 0
2020 | TVA_Transmission_2_PJM_ROR | TVA_Transmission | PJM_ROR | Internal | Summer | B10 | 1262 | 2000 | 0 | 39.03 | 34.71 | 9 | 0
2020 | TVA_Transmission_2_PJM_ROR | TVA_Transmission | PJM_ROR | Internal | Winter | B16 | 25 | 2000 | 0 | 64.13 | 58.13 | 9 | 0
2020 | TVA_Transmission_2_PJM_ROR | TVA_Transmission | PJM_ROR | Internal | Winter | B17 | 100 | 2000 | 0 | 49.55 | 48.3 | 9 | 0
2020 | TVA_Transmission_2_PJM_ROR | TVA_Transmission | PJM_ROR | Internal | Winter | B18 | 400 | 2000 | 0 | 46.55 | 44.81 | 9 | 0
2020 | TVA_Transmission_2_PJM_ROR | TVA_Transmission | PJM_ROR | Internal | Winter | B19 | 700 | 2000 | 0 | 44.83 | 42 | 9 | 0
2020 | TVA_Transmission_2_PJM_ROR | TVA_Transmission | PJM_ROR | Internal | Winter | B20 | 935 | 2000 | 0 | 43.21 | 37.32 | 9 | 0
2020 | TVA_Transmission_2_SOCO | TVA_Transmission | SOCO | Internal | Shoulder | B11 | 25 | 3200 | 0 | 58.67 | 66.66 | 9 | 0
2020 | TVA_Transmission_2_SOCO | TVA_Transmission | SOCO | Internal | Shoulder | B12 | 200 | 3200 | 0 | 47.59 | 45.83 | 9 | 0
2020 | TVA_Transmission_2_SOCO | TVA_Transmission | SOCO | Internal | Shoulder | B13 | 600 | 3200 | 0 | 44.86 | 42.39 | 9 | 0
2020 | TVA_Transmission_2_SOCO | TVA_Transmission | SOCO | Internal | Shoulder | B14 | 900 | 3200 | 0 | 43.54 | 42.39 | 9 | 0
2020 | TVA_Transmission_2_SOCO | TVA_Transmission | SOCO | Internal | Shoulder | B15 | 1203 | 3200 | 0 | 42.37 | 42.1 | 9 | 0
2020 | TVA_Transmission_2_SOCO | TVA_Transmission | SOCO | Internal | Summer | B1 | 10 | 3200 | 0 | 73.05 | 73.05 | 9 | 0
2020 | TVA_Transmission_2_SOCO | TVA_Transmission | SOCO | Internal | Summer | B2 | 25 | 3200 | 0 | 71.12 | 71.02 | 9 | 0
2020 | TVA_Transmission_2_SOCO | TVA_Transmission | SOCO | Internal | Summer | B3 | 75 | 3200 | 0 | 67.16 | 69.69 | 9 | 0
2020 | TVA_Transmission_2_SOCO | TVA_Transmission | SOCO | Internal | Summer | B4 | 100 | 3200 | 0 | 66.94 | 69.69 | 9 | 0
2020 | TVA_Transmission_2_SOCO | TVA_Transmission | SOCO | Internal | Summer | B5 | 200 | 3200 | 0 | 59.81 | 66.81 | 9 | 0
2020 | TVA_Transmission_2_SOCO | TVA_Transmission | SOCO | Internal | Summer | B6 | 300 | 3200 | 0 | 53.6 | 61.66 | 9 | 0
2020 | TVA_Transmission_2_SOCO | TVA_Transmission | SOCO | Internal | Summer | B7 | 400 | 3200 | 0 | 46.41 | 55.15 | 9 | 0
2020 | TVA_Transmission_2_SOCO | TVA_Transmission | SOCO | Internal | Summer | B8 | 500 | 3200 | 0 | 41.97 | 45.83 | 9 | 0
2020 | TVA_Transmission_2_SOCO | TVA_Transmission | SOCO | Internal | Summer | B9 | 800 | 3200 | 0 | 41.47 | 41.92 | 9 | 0
2020 | TVA_Transmission_2_SOCO | TVA_Transmission | SOCO | Internal | Summer | B10 | 1262 | 3200 | 0 | 39.03 | 40.87 | 9 | 0
2020 | TVA_Transmission_2_SOCO | TVA_Transmission | SOCO | Internal | Winter | B16 | 25 | 3200 | 0 | 64.13 | 68.28 | 9 | 0
2020 | TVA_Transmission_2_SOCO | TVA_Transmission | SOCO | Internal | Winter | B17 | 100 | 3200 | 0 | 49.55 | 46.18 | 9 | 0
2020 | TVA_Transmission_2_SOCO | TVA_Transmission | SOCO | Internal | Winter | B18 | 400 | 3200 | 0 | 46.55 | 44.59 | 9 | 0
2020 | TVA_Transmission_2_SOCO | TVA_Transmission | SOCO | Internal | Winter | B19 | 700 | 3200 | 0 | 44.83 | 44.59 | 9 | 0
2020 | TVA_Transmission_2_SOCO | TVA_Transmission | SOCO | Internal | Winter | B20 | 935 | 3200 | 0 | 43.21 | 44.59 | 9 | 0
2020 | TVA_Transmission_2_TVA | TVA_Transmission | TVA | Internal | Shoulder | B11 | 25 | 99999 | 0 | 58.67 | 58.04 | 0.01 | 0
2020 | TVA_Transmission_2_TVA | TVA_Transmission | TVA | Internal | Shoulder | B12 | 200 | 99999 | 0 | 47.59 | 43.52 | 0.01 | 0
2020 | TVA_Transmission_2_TVA | TVA_Transmission | TVA | Internal | Shoulder | B13 | 600 | 99999 | 0 | 44.86 | 41.86 | 0.01 | 0
2020 | TVA_Transmission_2_TVA | TVA_Transmission | TVA | Internal | Shoulder | B14 | 900 | 99999 | 0 | 43.54 | 41.86 | 0.01 | 0
2020 | TVA_Transmission_2_TVA | TVA_Transmission | TVA | Internal | Shoulder | B15 | 1203 | 99999 | 0 | 42.37 | 41.75 | 0.01 | 0
2020 | TVA_Transmission_2_TVA | TVA_Transmission | TVA | Internal | Summer | B1 | 10 | 99999 | 2626.72 | 73.05 | 73.07 | 0.01 | 0
2020 | TVA_Transmission_2_TVA | TVA_Transmission | TVA | Internal | Summer | B2 | 25 | 99999 | 1701.97 | 71.12 | 71.13 | 0.01 | 0
2020 | TVA_Transmission_2_TVA | TVA_Transmission | TVA | Internal | Summer | B3 | 75 | 99999 | 0.02 | 67.16 | 67.06 | 0.01 | 0
2020 | TVA_Transmission_2_TVA | TVA_Transmission | TVA | Internal | Summer | B4 | 100 | 99999 | 2076.75 | 66.94 | 66.96 | 0.01 | 0
2020 | TVA_Transmission_2_TVA | TVA_Transmission | TVA | Internal | Summer | B5 | 200 | 99999 | 152.82 | 59.81 | 59.82 | 0.01 | 0
2020 | TVA_Transmission_2_TVA | TVA_Transmission | TVA | Internal | Summer | B6 | 300 | 99999 | 0 | 53.6 | 46.86 | 0.01 | 0
2020 | TVA_Transmission_2_TVA | TVA_Transmission | TVA | Internal | Summer | B7 | 400 | 99999 | 0 | 46.41 | 40.44 | 0.01 | 0
2020 | TVA_Transmission_2_TVA | TVA_Transmission | TVA | Internal | Summer | B8 | 500 | 99999 | 0 | 41.97 | 40.44 | 0.01 | 0
2020 | TVA_Transmission_2_TVA | TVA_Transmission | TVA | Internal | Summer | B9 | 800 | 99999 | 0 | 41.47 | 40.44 | 0.01 | 0
2020 | TVA_Transmission_2_TVA | TVA_Transmission | TVA | Internal | Summer | B10 | 1262 | 99999 | 0 | 39.03 | 37.6 | 0.01 | 0
2020 | TVA_Transmission_2_TVA | TVA_Transmission | TVA | Internal | Winter | B16 | 25 | 99999 | 54.23 | 64.13 | 64.14 | 0.01 | 0
2020 | TVA_Transmission_2_TVA | TVA_Transmission | TVA | Internal | Winter | B17 | 100 | 99999 | 0 | 49.55 | 46.15 | 0.01 | 0
2020 | TVA_Transmission_2_TVA | TVA_Transmission | TVA | Internal | Winter | B18 | 400 | 99999 | 0 | 46.55 | 43.11 | 0.01 | 0
2020 | TVA_Transmission_2_TVA | TVA_Transmission | TVA | Internal | Winter | B19 | 700 | 99999 | 0 | 44.83 | 43.11 | 0.01 | 0
2020 | TVA_Transmission_2_TVA | TVA_Transmission | TVA | Internal | Winter | B20 | 935 | 99999 | 0 | 43.21 | 43.11 | 0.01 | 0
2020 | TVA_Transmission_2_VACAR | TVA_Transmission | VACAR | Internal | Shoulder | B11 | 25 | 900 | 0 | 58.67 | 59.07 | 9 | 0
2020 | TVA_Transmission_2_VACAR | TVA_Transmission | VACAR | Internal | Shoulder | B12 | 200 | 900 | 0 | 47.59 | 48.88 | 9 | 0
2020 | TVA_Transmission_2_VACAR | TVA_Transmission | VACAR | Internal | Shoulder | B13 | 600 | 900 | 0 | 44.86 | 45.41 | 9 | 0
2020 | TVA_Transmission_2_VACAR | TVA_Transmission | VACAR | Internal | Shoulder | B14 | 900 | 900 | 0 | 43.54 | 45.41 | 9 | 0
2020 | TVA_Transmission_2_VACAR | TVA_Transmission | VACAR | Internal | Shoulder | B15 | 1203 | 900 | 0 | 42.37 | 42.43 | 9 | 0
2020 | TVA_Transmission_2_VACAR | TVA_Transmission | VACAR | Internal | Summer | B1 | 10 | 900 | 0 | 73.05 | 73.05 | 9 | 0
2020 | TVA_Transmission_2_VACAR | TVA_Transmission | VACAR | Internal | Summer | B2 | 25 | 900 | 0 | 71.12 | 73.05 | 9 | 0
2020 | TVA_Transmission_2_VACAR | TVA_Transmission | VACAR | Internal | Summer | B3 | 75 | 900 | 0 | 67.16 | 73.05 | 9 | 0
2020 | TVA_Transmission_2_VACAR | TVA_Transmission | VACAR | Internal | Summer | B4 | 100 | 900 | 0 | 66.94 | 66.94 | 9 | 0
2020 | TVA_Transmission_2_VACAR | TVA_Transmission | VACAR | Internal | Summer | B5 | 200 | 900 | 0 | 59.81 | 59.81 | 9 | 0
2020 | TVA_Transmission_2_VACAR | TVA_Transmission | VACAR | Internal | Summer | B6 | 300 | 900 | 0 | 53.6 | 54.66 | 9 | 0
2020 | TVA_Transmission_2_VACAR | TVA_Transmission | VACAR | Internal | Summer | B7 | 400 | 900 | 0 | 46.41 | 48.15 | 9 | 0
2020 | TVA_Transmission_2_VACAR | TVA_Transmission | VACAR | Internal | Summer | B8 | 500 | 900 | 0 | 41.97 | 43.87 | 9 | 0
2020 | TVA_Transmission_2_VACAR | TVA_Transmission | VACAR | Internal | Summer | B9 | 800 | 900 | 0 | 41.47 | 43.12 | 9 | 0
2020 | TVA_Transmission_2_VACAR | TVA_Transmission | VACAR | Internal | Summer | B10 | 1262 | 900 | 0 | 39.03 | 40.25 | 9 | 0
2020 | TVA_Transmission_2_VACAR | TVA_Transmission | VACAR | Internal | Winter | B16 | 25 | 900 | 0 | 64.13 | 64.13 | 9 | 0
2020 | TVA_Transmission_2_VACAR | TVA_Transmission | VACAR | Internal | Winter | B17 | 100 | 900 | 0 | 49.55 | 54.3 | 9 | 0
2020 | TVA_Transmission_2_VACAR | TVA_Transmission | VACAR | Internal | Winter | B18 | 400 | 900 | 0 | 46.55 | 47.84 | 9 | 0
2020 | TVA_Transmission_2_VACAR | TVA_Transmission | VACAR | Internal | Winter | B19 | 700 | 900 | 0 | 44.83 | 45.6 | 9 | 0
2020 | TVA_Transmission_2_VACAR | TVA_Transmission | VACAR | Internal | Winter | B20 | 935 | 900 | 0 | 43.21 | 45.6 | 9 | 0
2020 | VACAR_2_PJM_ROR | VACAR | PJM_ROR | Internal | Shoulder | B11 | 25 | 2000 | 0 | 59.07 | 53.07 | 7 | 0
2020 | VACAR_2_PJM_ROR | VACAR | PJM_ROR | Internal | Shoulder | B12 | 200 | 2000 | 0 | 48.88 | 47.26 | 7 | 0
2020 | VACAR_2_PJM_ROR | VACAR | PJM_ROR | Internal | Shoulder | B13 | 600 | 2000 | 0 | 45.41 | 42.76 | 7 | 0
2020 | VACAR_2_PJM_ROR | VACAR | PJM_ROR | Internal | Shoulder | B14 | 900 | 2000 | 0 | 45.41 | 40.06 | 7 | 0
2020 | VACAR_2_PJM_ROR | VACAR | PJM_ROR | Internal | Shoulder | B15 | 1203 | 2000 | 0 | 42.43 | 37.21 | 7 | 0
2020 | VACAR_2_PJM_ROR | VACAR | PJM_ROR | Internal | Summer | B1 | 10 | 2000 | 0 | 73.05 | 67.05 | 7 | 0
2020 | VACAR_2_PJM_ROR | VACAR | PJM_ROR | Internal | Summer | B2 | 25 | 2000 | 0 | 73.05 | 65.12 | 7 | 0
2020 | VACAR_2_PJM_ROR | VACAR | PJM_ROR | Internal | Summer | B3 | 75 | 2000 | 0 | 73.05 | 61.28 | 7 | 0
2020 | VACAR_2_PJM_ROR | VACAR | PJM_ROR | Internal | Summer | B4 | 100 | 2000 | 0 | 66.94 | 60.94 | 7 | 0
2020 | VACAR_2_PJM_ROR | VACAR | PJM_ROR | Internal | Summer | B5 | 200 | 2000 | 0 | 59.81 | 53.81 | 7 | 0
2020 | VACAR_2_PJM_ROR | VACAR | PJM_ROR | Internal | Summer | B6 | 300 | 2000 | 0 | 54.66 | 48.66 | 7 | 0
2020 | VACAR_2_PJM_ROR | VACAR | PJM_ROR | Internal | Summer | B7 | 400 | 2000 | 0 | 48.15 | 40.67 | 7 | 0
2020 | VACAR_2_PJM_ROR | VACAR | PJM_ROR | Internal | Summer | B8 | 500 | 2000 | 0 | 43.87 | 37.87 | 7 | 0
2020 | VACAR_2_PJM_ROR | VACAR | PJM_ROR | Internal | Summer | B9 | 800 | 2000 | 0 | 43.12 | 37.12 | 7 | 0
2020 | VACAR_2_PJM_ROR | VACAR | PJM_ROR | Internal | Summer | B10 | 1262 | 2000 | 0 | 40.25 | 34.71 | 7 | 0
2020 | VACAR_2_PJM_ROR | VACAR | PJM_ROR | Internal | Winter | B16 | 25 | 2000 | 0 | 64.13 | 58.13 | 7 | 0
2020 | VACAR_2_PJM_ROR | VACAR | PJM_ROR | Internal | Winter | B17 | 100 | 2000 | 0 | 54.3 | 48.3 | 7 | 0
2020 | VACAR_2_PJM_ROR | VACAR | PJM_ROR | Internal | Winter | B18 | 400 | 2000 | 0 | 47.84 | 44.81 | 7 | 0
2020 | VACAR_2_PJM_ROR | VACAR | PJM_ROR | Internal | Winter | B19 | 700 | 2000 | 0 | 45.6 | 42 | 7 | 0
2020 | VACAR_2_PJM_ROR | VACAR | PJM_ROR | Internal | Winter | B20 | 935 | 2000 | 0 | 45.6 | 37.32 | 7 | 0
2020 | VACAR_2_SOCO | VACAR | SOCO | Internal | Shoulder | B11 | 25 | 3000 | 2999.99 | 59.07 | 66.66 | 7 | 0.59
2020 | VACAR_2_SOCO | VACAR | SOCO | Internal | Shoulder | B12 | 200 | 3000 | 0 | 48.88 | 45.83 | 7 | 0
2020 | VACAR_2_SOCO | VACAR | SOCO | Internal | Shoulder | B13 | 600 | 3000 | 0 | 45.41 | 42.39 | 7 | 0
2020 | VACAR_2_SOCO | VACAR | SOCO | Internal | Shoulder | B14 | 900 | 3000 | 0 | 45.41 | 42.39 | 7 | 0
2020 | VACAR_2_SOCO | VACAR | SOCO | Internal | Shoulder | B15 | 1203 | 3000 | 0 | 42.43 | 42.1 | 7 | 0
2020 | VACAR_2_SOCO | VACAR | SOCO | Internal | Summer | B1 | 10 | 3000 | 0 | 73.05 | 73.05 | 7 | 0
2020 | VACAR_2_SOCO | VACAR | SOCO | Internal | Summer | B2 | 25 | 3000 | 0 | 73.05 | 71.02 | 7 | 0
2020 | VACAR_2_SOCO | VACAR | SOCO | Internal | Summer | B3 | 75 | 3000 | 0 | 73.05 | 69.69 | 7 | 0
2020 | VACAR_2_SOCO | VACAR | SOCO | Internal | Summer | B4 | 100 | 3000 | 0 | 66.94 | 69.69 | 7 | 0
2020 | VACAR_2_SOCO | VACAR | SOCO | Internal | Summer | B5 | 200 | 3000 | 2121.9 | 59.81 | 66.81 | 7 | 0
2020 | VACAR_2_SOCO | VACAR | SOCO | Internal | Summer | B6 | 300 | 3000 | 593.38 | 54.66 | 61.66 | 7 | 0
2020 | VACAR_2_SOCO | VACAR | SOCO | Internal | Summer | B7 | 400 | 3000 | 2840.11 | 48.15 | 55.15 | 7 | 0
2020 | VACAR_2_SOCO | VACAR | SOCO | Internal | Summer | B8 | 500 | 3000 | 0 | 43.87 | 45.83 | 7 | 0
2020 | VACAR_2_SOCO | VACAR | SOCO | Internal | Summer | B9 | 800 | 3000 | 0 | 43.12 | 41.92 | 7 | 0
2020 | VACAR_2_SOCO | VACAR | SOCO | Internal | Summer | B10 | 1262 | 3000 | 0 | 40.25 | 40.87 | 7 | 0
2020 | VACAR_2_SOCO | VACAR | SOCO | Internal | Winter | B16 | 25 | 3000 | 0 | 64.13 | 68.28 | 7 | 0
2020 | VACAR_2_SOCO | VACAR | SOCO | Internal | Winter | B17 | 100 | 3000 | 0 | 54.3 | 46.18 | 7 | 0
2020 | VACAR_2_SOCO | VACAR | SOCO | Internal | Winter | B18 | 400 | 3000 | 0 | 47.84 | 44.59 | 7 | 0
2020 | VACAR_2_SOCO | VACAR | SOCO | Internal | Winter | B19 | 700 | 3000 | 0 | 45.6 | 44.59 | 7 | 0
2020 | VACAR_2_SOCO | VACAR | SOCO | Internal | Winter | B20 | 935 | 3000 | 0 | 45.6 | 44.59 | 7 | 0
2020 | VACAR_2_TVA_Transmission | VACAR | TVA_Transmission | Internal | Shoulder | B11 | 25 | 900 | 0 | 59.07 | 58.67 | 7 | 0
2020 | VACAR_2_TVA_Transmission | VACAR | TVA_Transmission | Internal | Shoulder | B12 | 200 | 900 | 0 | 48.88 | 47.59 | 7 | 0
2020 | VACAR_2_TVA_Transmission | VACAR | TVA_Transmission | Internal | Shoulder | B13 | 600 | 900 | 0 | 45.41 | 44.86 | 7 | 0
2020 | VACAR_2_TVA_Transmission | VACAR | TVA_Transmission | Internal | Shoulder | B14 | 900 | 900 | 0 | 45.41 | 43.54 | 7 | 0
2020 | VACAR_2_TVA_Transmission | VACAR | TVA_Transmission | Internal | Shoulder | B15 | 1203 | 900 | 0 | 42.43 | 42.37 | 7 | 0
2020 | VACAR_2_TVA_Transmission | VACAR | TVA_Transmission | Internal | Summer | B1 | 10 | 900 | 0 | 73.05 | 73.05 | 7 | 0
2020 | VACAR_2_TVA_Transmission | VACAR | TVA_Transmission | Internal | Summer | B2 | 25 | 900 | 0 | 73.05 | 71.12 | 7 | 0
2020 | VACAR_2_TVA_Transmission | VACAR | TVA_Transmission | Internal | Summer | B3 | 75 | 900 | 0 | 73.05 | 67.16 | 7 | 0
2020 | VACAR_2_TVA_Transmission | VACAR | TVA_Transmission | Internal | Summer | B4 | 100 | 900 | 0 | 66.94 | 66.94 | 7 | 0
2020 | VACAR_2_TVA_Transmission | VACAR | TVA_Transmission | Internal | Summer | B5 | 200 | 900 | 0 | 59.81 | 59.81 | 7 | 0
2020 | VACAR_2_TVA_Transmission | VACAR | TVA_Transmission | Internal | Summer | B6 | 300 | 900 | 0 | 54.66 | 53.6 | 7 | 0
2020 | VACAR_2_TVA_Transmission | VACAR | TVA_Transmission | Internal | Summer | B7 | 400 | 900 | 0 | 48.15 | 46.41 | 7 | 0
2020 | VACAR_2_TVA_Transmission | VACAR | TVA_Transmission | Internal | Summer | B8 | 500 | 900 | 0 | 43.87 | 41.97 | 7 | 0
2020 | VACAR_2_TVA_Transmission | VACAR | TVA_Transmission | Internal | Summer | B9 | 800 | 900 | 0 | 43.12 | 41.47 | 7 | 0
2020 | VACAR_2_TVA_Transmission | VACAR | TVA_Transmission | Internal | Summer | B10 | 1262 | 900 | 0 | 40.25 | 39.03 | 7 | 0
2020 | VACAR_2_TVA_Transmission | VACAR | TVA_Transmission | Internal | Winter | B16 | 25 | 900 | 0 | 64.13 | 64.13 | 7 | 0
2020 | VACAR_2_TVA_Transmission | VACAR | TVA_Transmission | Internal | Winter | B17 | 100 | 900 | 0 | 54.3 | 49.55 | 7 | 0
2020 | VACAR_2_TVA_Transmission | VACAR | TVA_Transmission | Internal | Winter | B18 | 400 | 900 | 0 | 47.84 | 46.55 | 7 | 0
2020 | VACAR_2_TVA_Transmission | VACAR | TVA_Transmission | Internal | Winter | B19 | 700 | 900 | 0 | 45.6 | 44.83 | 7 | 0
2020 | VACAR_2_TVA_Transmission | VACAR | TVA_Transmission | Internal | Winter | B20 | 935 | 900 | 0 | 45.6 | 43.21 | 7 | 0
2025 | ENT_2_MISO_MO-IL | ENT | MISO_MO-IL | Internal | Shoulder | B11 | 25 | 2260 | 0 | 69.7 | 62.09 | 8 | 0
2025 | ENT_2_MISO_MO-IL | ENT | MISO_MO-IL | Internal | Shoulder | B12 | 200 | 2260 | 0 | 46.83 | 50.94 | 8 | 0
2025 | ENT_2_MISO_MO-IL | ENT | MISO_MO-IL | Internal | Shoulder | B13 | 600 | 2260 | 0 | 46.83 | 46.58 | 8 | 0
2025 | ENT_2_MISO_MO-IL | ENT | MISO_MO-IL | Internal | Shoulder | B14 | 900 | 2260 | 0 | 46.5 | 44.14 | 8 | 0
2025 | ENT_2_MISO_MO-IL | ENT | MISO_MO-IL | Internal | Shoulder | B15 | 1203 | 2260 | 0 | 45.75 | 41.12 | 8 | 0
2025 | ENT_2_MISO_MO-IL | ENT | MISO_MO-IL | Internal | Summer | B1 | 10 | 2260 | 0 | 87.58 | 87.57 | 8 | 0
2025 | ENT_2_MISO_MO-IL | ENT | MISO_MO-IL | Internal | Summer | B2 | 25 | 2260 | 0 | 75.69 | 72.6 | 8 | 0
2025 | ENT_2_MISO_MO-IL | ENT | MISO_MO-IL | Internal | Summer | B3 | 75 | 2260 | 0 | 70.61 | 68.9 | 8 | 0
2025 | ENT_2_MISO_MO-IL | ENT | MISO_MO-IL | Internal | Summer | B4 | 100 | 2260 | 0 | 70.23 | 67.79 | 8 | 0
2025 | ENT_2_MISO_MO-IL | ENT | MISO_MO-IL | Internal | Summer | B5 | 200 | 2260 | 0 | 68.01 | 64.11 | 8 | 0
2025 | ENT_2_MISO_MO-IL | ENT | MISO_MO-IL | Internal | Summer | B6 | 300 | 2260 | 0 | 62.48 | 54.48 | 8 | 0
2025 | ENT_2_MISO_MO-IL | ENT | MISO_MO-IL | Internal | Summer | B7 | 400 | 2260 | 0 | 52.66 | 44.83 | 8 | 0
2025 | ENT_2_MISO_MO-IL | ENT | MISO_MO-IL | Internal | Summer | B8 | 500 | 2260 | 0 | 45.36 | 41.12 | 8 | 0
2025 | ENT_2_MISO_MO-IL | ENT | MISO_MO-IL | Internal | Summer | B9 | 800 | 2260 | 0 | 45.36 | 40.1 | 8 | 0
2025 | ENT_2_MISO_MO-IL | ENT | MISO_MO-IL | Internal | Summer | B10 | 1262 | 2260 | 0 | 43.56 | 37.55 | 8 | 0
2025 | ENT_2_MISO_MO-IL | ENT | MISO_MO-IL | Internal | Winter | B16 | 25 | 2260 | 0 | 70.26 | 70.27 | 8 | 0
2025 | ENT_2_MISO_MO-IL | ENT | MISO_MO-IL | Internal | Winter | B17 | 100 | 2260 | 0 | 49.74 | 54.15 | 8 | 0
2025 | ENT_2_MISO_MO-IL | ENT | MISO_MO-IL | Internal | Winter | B18 | 400 | 2260 | 0 | 49.56 | 47.19 | 8 | 0
2025 | ENT_2_MISO_MO-IL | ENT | MISO_MO-IL | Internal | Winter | B19 | 700 | 2260 | 0 | 49.38 | 43.69 | 8 | 0
2025 | ENT_2_MISO_MO-IL | ENT | MISO_MO-IL | Internal | Winter | B20 | 935 | 2260 | 0 | 47.76 | 41.12 | 8 | 0
2025 | ENT_2_SOCO | ENT | SOCO | Internal | Shoulder | B11 | 25 | 2000 | 0 | 69.7 | 74.61 | 8 | 0
2025 | ENT_2_SOCO | ENT | SOCO | Internal | Shoulder | B12 | 200 | 2000 | 0 | 46.83 | 50.86 | 8 | 0
2025 | ENT_2_SOCO | ENT | SOCO | Internal | Shoulder | B13 | 600 | 2000 | 0 | 46.83 | 46.88 | 8 | 0
2025 | ENT_2_SOCO | ENT | SOCO | Internal | Shoulder | B14 | 900 | 2000 | 0 | 46.5 | 46.88 | 8 | 0
2025 | ENT_2_SOCO | ENT | SOCO | Internal | Shoulder | B15 | 1203 | 2000 | 0 | 45.75 | 46.88 | 8 | 0
2025 | ENT_2_SOCO | ENT | SOCO | Internal | Summer | B1 | 10 | 2000 | 1926.5 | 87.58 | 95.58 | 8 | 0
2025 | ENT_2_SOCO | ENT | SOCO | Internal | Summer | B2 | 25 | 2000 | 825.55 | 75.69 | 83.69 | 8 | 0
2025 | ENT_2_SOCO | ENT | SOCO | Internal | Summer | B3 | 75 | 2000 | 1106.72 | 70.61 | 78.61 | 8 | 0
2025 | ENT_2_SOCO | ENT | SOCO | Internal | Summer | B4 | 100 | 2000 | 670.17 | 70.23 | 78.23 | 8 | 0
2025 | ENT_2_SOCO | ENT | SOCO | Internal | Summer | B5 | 200 | 2000 | 2000 | 68.01 | 77.11 | 8 | 1.1
2025 | ENT_2_SOCO | ENT | SOCO | Internal | Summer | B6 | 300 | 2000 | 0 | 62.48 | 68.45 | 8 | 0
2025 | ENT_2_SOCO | ENT | SOCO | Internal | Summer | B7 | 400 | 2000 | 0 | 52.66 | 59.49 | 8 | 0
2025 | ENT_2_SOCO | ENT | SOCO | Internal | Summer | B8 | 500 | 2000 | 0 | 45.36 | 47.16 | 8 | 0
2025 | ENT_2_SOCO | ENT | SOCO | Internal | Summer | B9 | 800 | 2000 | 0 | 45.36 | 45.53 | 8 | 0
2025 | ENT_2_SOCO | ENT | SOCO | Internal | Summer | B10 | 1262 | 2000 | 0 | 43.56 | 45.53 | 8 | 0
2025 | ENT_2_SOCO | ENT | SOCO | Internal | Winter | B16 | 25 | 2000 | 2000 | 70.26 | 83.71 | 8 | 5.45
2025 | ENT_2_SOCO | ENT | SOCO | Internal | Winter | B17 | 100 | 2000 | 0 | 49.74 | 52.15 | 8 | 0
2025 | ENT_2_SOCO | ENT | SOCO | Internal | Winter | B18 | 400 | 2000 | 0 | 49.56 | 49.67 | 8 | 0
2025 | ENT_2_SOCO | ENT | SOCO | Internal | Winter | B19 | 700 | 2000 | 0 | 49.38 | 49.67 | 8 | 0
2025 | ENT_2_SOCO | ENT | SOCO | Internal | Winter | B20 | 935 | 2000 | 0 | 47.76 | 48.98 | 8 | 0
2025 | ENT_2_SPP_N | ENT | SPP_N | Internal | Shoulder | B11 | 25 | 1300 | 0 | 69.7 | 70.09 | 8 | 0
2025 | ENT_2_SPP_N | ENT | SPP_N | Internal | Shoulder | B12 | 200 | 1300 | 0 | 46.83 | 48.25 | 8 | 0
2025 | ENT_2_SPP_N | ENT | SPP_N | Internal | Shoulder | B13 | 600 | 1300 | 0 | 46.83 | 46.28 | 8 | 0
2025 | ENT_2_SPP_N | ENT | SPP_N | Internal | Shoulder | B14 | 900 | 1300 | 0 | 46.5 | 44.89 | 8 | 0
2025 | ENT_2_SPP_N | ENT | SPP_N | Internal | Shoulder | B15 | 1203 | 1300 | 0 | 45.75 | 44.77 | 8 | 0
2025 | ENT_2_SPP_N | ENT | SPP_N | Internal | Summer | B1 | 10 | 1300 | 0 | 87.58 | 82.58 | 8 | 0
2025 | ENT_2_SPP_N | ENT | SPP_N | Internal | Summer | B2 | 25 | 1300 | 0 | 75.69 | 76.5 | 8 | 0
2025 | ENT_2_SPP_N | ENT | SPP_N | Internal | Summer | B3 | 75 | 1300 | 0 | 70.61 | 73.59 | 8 | 0
2025 | ENT_2_SPP_N | ENT | SPP_N | Internal | Summer | B4 | 100 | 1300 | 0 | 70.23 | 73.59 | 8 | 0
2025 | ENT_2_SPP_N | ENT | SPP_N | Internal | Summer | B5 | 200 | 1300 | 0 | 68.01 | 72.11 | 8 | 0
2025 | ENT_2_SPP_N | ENT | SPP_N | Internal | Summer | B6 | 300 | 1300 | 0 | 62.48 | 62.48 | 8 | 0
2025 | ENT_2_SPP_N | ENT | SPP_N | Internal | Summer | B7 | 400 | 1300 | 0 | 52.66 | 52.83 | 8 | 0
2025 | ENT_2_SPP_N | ENT | SPP_N | Internal | Summer | B8 | 500 | 1300 | 0 | 45.36 | 45.33 | 8 | 0
2025 | ENT_2_SPP_N | ENT | SPP_N | Internal | Summer | B9 | 800 | 1300 | 0 | 45.36 | 43.36 | 8 | 0
2025 | ENT_2_SPP_N | ENT | SPP_N | Internal | Summer | B10 | 1262 | 1300 | 0 | 43.56 | 40.69 | 8 | 0
2025 | ENT_2_SPP_N | ENT | SPP_N | Internal | Winter | B16 | 25 | 1300 | 0 | 70.26 | 70.27 | 8 | 0
2025 | ENT_2_SPP_N | ENT | SPP_N | Internal | Winter | B17 | 100 | 1300 | 0 | 49.74 | 50.01 | 8 | 0
2025 | ENT_2_SPP_N | ENT | SPP_N | Internal | Winter | B18 | 400 | 1300 | 0 | 49.56 | 48.25 | 8 | 0
2025 | ENT_2_SPP_N | ENT | SPP_N | Internal | Winter | B19 | 700 | 1300 | 0 | 49.38 | 47.82 | 8 | 0
2025 | ENT_2_SPP_N | ENT | SPP_N | Internal | Winter | B20 | 935 | 1300 | 0 | 47.76 | 45.11 | 8 | 0
2025 | ENT_2_SPP_S | ENT | SPP_S | Internal | Shoulder | B11 | 25 | 1300 | 0 | 69.7 | 64.71 | 8 | 0
2025 | ENT_2_SPP_S | ENT | SPP_S | Internal | Shoulder | B12 | 200 | 1300 | 0 | 46.83 | 47.85 | 8 | 0
2025 | ENT_2_SPP_S | ENT | SPP_S | Internal | Shoulder | B13 | 600 | 1300 | 0 | 46.83 | 45.12 | 8 | 0
2025 | ENT_2_SPP_S | ENT | SPP_S | Internal | Shoulder | B14 | 900 | 1300 | 0 | 46.5 | 44.88 | 8 | 0
2025 | ENT_2_SPP_S | ENT | SPP_S | Internal | Shoulder | B15 | 1203 | 1300 | 0 | 45.75 | 44.78 | 8 | 0
2025 | ENT_2_SPP_S | ENT | SPP_S | Internal | Summer | B1 | 10 | 1300 | 0 | 87.58 | 69.84 | 8 | 0
2025 | ENT_2_SPP_S | ENT | SPP_S | Internal | Summer | B2 | 25 | 1300 | 0 | 75.69 | 70.69 | 8 | 0
2025 | ENT_2_SPP_S | ENT | SPP_S | Internal | Summer | B3 | 75 | 1300 | 0 | 70.61 | 65.61 | 8 | 0
2025 | ENT_2_SPP_S | ENT | SPP_S | Internal | Summer | B4 | 100 | 1300 | 0 | 70.23 | 65.23 | 8 | 0
2025 | ENT_2_SPP_S | ENT | SPP_S | Internal | Summer | B5 | 200 | 1300 | 0 | 68.01 | 63.01 | 8 | 0
2025 | ENT_2_SPP_S | ENT | SPP_S | Internal | Summer | B6 | 300 | 1300 | 0 | 62.48 | 62.49 | 8 | 0
2025 | ENT_2_SPP_S | ENT | SPP_S | Internal | Summer | B7 | 400 | 1300 | 0 | 52.66 | 52.85 | 8 | 0
2025 | ENT_2_SPP_S | ENT | SPP_S | Internal | Summer | B8 | 500 | 1300 | 0 | 45.36 | 45.34 | 8 | 0
2025 | ENT_2_SPP_S | ENT | SPP_S | Internal | Summer | B9 | 800 | 1300 | 0 | 45.36 | 43.37 | 8 | 0
2025 | ENT_2_SPP_S | ENT | SPP_S | Internal | Summer | B10 | 1262 | 1300 | 0 | 43.56 | 43.27 | 8 | 0
2025 | ENT_2_SPP_S | ENT | SPP_S | Internal | Winter | B16 | 25 | 1300 | 0 | 70.26 | 68.58 | 8 | 0
2025 | ENT_2_SPP_S | ENT | SPP_S | Internal | Winter | B17 | 100 | 1300 | 0 | 49.74 | 50.02 | 8 | 0
2025 | ENT_2_SPP_S | ENT | SPP_S | Internal | Winter | B18 | 400 | 1300 | 0 | 49.56 | 48.26 | 8 | 0
2025 | ENT_2_SPP_S | ENT | SPP_S | Internal | Winter | B19 | 700 | 1300 | 0 | 49.38 | 47.83 | 8 | 0
2025 | ENT_2_SPP_S | ENT | SPP_S | Internal | Winter | B20 | 935 | 1300 | 0 | 47.76 | 45.12 | 8 | 0
2025 | ENT_2_TVA_Transmission | ENT | TVA_Transmission | Internal | Shoulder | B11 | 25 | 2100 | 0 | 69.7 | 65.74 | 8 | 0
2025 | ENT_2_TVA_Transmission | ENT | TVA_Transmission | Internal | Shoulder | B12 | 200 | 2100 | 0 | 46.83 | 52.57 | 8 | 0
2025 | ENT_2_TVA_Transmission | ENT | TVA_Transmission | Internal | Shoulder | B13 | 600 | 2100 | 0 | 46.83 | 49.1 | 8 | 0
2025 | ENT_2_TVA_Transmission | ENT | TVA_Transmission | Internal | Shoulder | B14 | 900 | 2100 | 0 | 46.5 | 47.66 | 8 | 0
2025 | ENT_2_TVA_Transmission | ENT | TVA_Transmission | Internal | Shoulder | B15 | 1203 | 2100 | 0 | 45.75 | 46.13 | 8 | 0
2025 | ENT_2_TVA_Transmission | ENT | TVA_Transmission | Internal | Summer | B1 | 10 | 2100 | 0 | 87.58 | 87.24 | 8 | 0
2025 | ENT_2_TVA_Transmission | ENT | TVA_Transmission | Internal | Summer | B2 | 25 | 2100 | 0 | 75.69 | 80.6 | 8 | 0
2025 | ENT_2_TVA_Transmission | ENT | TVA_Transmission | Internal | Summer | B3 | 75 | 2100 | 0 | 70.61 | 74.43 | 8 | 0
2025 | ENT_2_TVA_Transmission | ENT | TVA_Transmission | Internal | Summer | B4 | 100 | 2100 | 0 | 70.23 | 74.12 | 8 | 0
2025 | ENT_2_TVA_Transmission | ENT | TVA_Transmission | Internal | Summer | B5 | 200 | 2100 | 0 | 68.01 | 68.11 | 8 | 0
2025 | ENT_2_TVA_Transmission | ENT | TVA_Transmission | Internal | Summer | B6 | 300 | 2100 | 0 | 62.48 | 59.45 | 8 | 0
2025 | ENT_2_TVA_Transmission | ENT | TVA_Transmission | Internal | Summer | B7 | 400 | 2100 | 0 | 52.66 | 50.49 | 8 | 0
2025 | ENT_2_TVA_Transmission | ENT | TVA_Transmission | Internal | Summer | B8 | 500 | 2100 | 0 | 45.36 | 45.21 | 8 | 0
2025 | ENT_2_TVA_Transmission | ENT | TVA_Transmission | Internal | Summer | B9 | 800 | 2100 | 0 | 45.36 | 43.14 | 8 | 0
2025 | ENT_2_TVA_Transmission | ENT | TVA_Transmission | Internal | Summer | B10 | 1262 | 2100 | 0 | 43.56 | 42.38 | 8 | 0
2025 | ENT_2_TVA_Transmission | ENT | TVA_Transmission | Internal | Winter | B16 | 25 | 2100 | 496.34 | 70.26 | 78.26 | 8 | 0
2025 | ENT_2_TVA_Transmission | ENT | TVA_Transmission | Internal | Winter | B17 | 100 | 2100 | 0 | 49.74 | 56.06 | 8 | 0
2025 | ENT_2_TVA_Transmission | ENT | TVA_Transmission | Internal | Winter | B18 | 400 | 2100 | 0 | 49.56 | 51.31 | 8 | 0
2025 | ENT_2_TVA_Transmission | ENT | TVA_Transmission | Internal | Winter | B19 | 700 | 2100 | 0 | 49.38 | 49.63 | 8 | 0
2025 | ENT_2_TVA_Transmission | ENT | TVA_Transmission | Internal | Winter | B20 | 935 | 2100 | 0 | 47.76 | 46.23 | 8 | 0
2025 | FRCC_2_SOCO | FRCC | SOCO | Internal | Shoulder | B11 | 25 | 900 | 0 | 84.61 | 74.61 | 8 | 0
2025 | FRCC_2_SOCO | FRCC | SOCO | Internal | Shoulder | B12 | 200 | 900 | 0 | 60.86 | 50.86 | 8 | 0
2025 | FRCC_2_SOCO | FRCC | SOCO | Internal | Shoulder | B13 | 600 | 900 | 0 | 54.36 | 46.88 | 8 | 0
2025 | FRCC_2_SOCO | FRCC | SOCO | Internal | Shoulder | B14 | 900 | 900 | 0 | 52.12 | 46.88 | 8 | 0
2025 | FRCC_2_SOCO | FRCC | SOCO | Internal | Shoulder | B15 | 1203 | 900 | 0 | 52.12 | 46.88 | 8 | 0
2025 | FRCC_2_SOCO | FRCC | SOCO | Internal | Summer | B1 | 10 | 900 | 0 | 105.58 | 95.58 | 8 | 0
2025 | FRCC_2_SOCO | FRCC | SOCO | Internal | Summer | B2 | 25 | 900 | 0 | 84.92 | 83.69 | 8 | 0
2025 | FRCC_2_SOCO | FRCC | SOCO | Internal | Summer | B3 | 75 | 900 | 0 | 84.92 | 78.61 | 8 | 0
2025 | FRCC_2_SOCO | FRCC | SOCO | Internal | Summer | B4 | 100 | 900 | 0 | 84.92 | 78.23 | 8 | 0
2025 | FRCC_2_SOCO | FRCC | SOCO | Internal | Summer | B5 | 200 | 900 | 0 | 83.44 | 77.11 | 8 | 0
2025 | FRCC_2_SOCO | FRCC | SOCO | Internal | Summer | B6 | 300 | 900 | 0 | 72.63 | 68.45 | 8 | 0
2025 | FRCC_2_SOCO | FRCC | SOCO | Internal | Summer | B7 | 400 | 900 | 0 | 69.49 | 59.49 | 8 | 0
2025 | FRCC_2_SOCO | FRCC | SOCO | Internal | Summer | B8 | 500 | 900 | 0 | 57.16 | 47.16 | 8 | 0
2025 | FRCC_2_SOCO | FRCC | SOCO | Internal | Summer | B9 | 800 | 900 | 0 | 53.55 | 45.53 | 8 | 0
2025 | FRCC_2_SOCO | FRCC | SOCO | Internal | Summer | B10 | 1262 | 900 | 0 | 51.34 | 45.53 | 8 | 0
2025 | FRCC_2_SOCO | FRCC | SOCO | Internal | Winter | B16 | 25 | 900 | 0 | 81.51 | 83.71 | 8 | 0
2025 | FRCC_2_SOCO | FRCC | SOCO | Internal | Winter | B17 | 100 | 900 | 0 | 62.15 | 52.15 | 8 | 0
2025 | FRCC_2_SOCO | FRCC | SOCO | Internal | Winter | B18 | 400 | 900 | 0 | 56.74 | 49.67 | 8 | 0
2025 | FRCC_2_SOCO | FRCC | SOCO | Internal | Winter | B19 | 700 | 900 | 0 | 54.51 | 49.67 | 8 | 0
2025 | FRCC_2_SOCO | FRCC | SOCO | Internal | Winter | B20 | 935 | 900 | 0 | 54.51 | 48.98 | 8 | 0
2025 | HQ_NEISO_2_NEISO | HQ_NEISO | NEISO | Internal | Shoulder | B11 | 25 | 99999 | 2920 | 40.75 | 40.76 | 0.01 | 0
2025 | HQ_NEISO_2_NEISO | HQ_NEISO | NEISO | Internal | Shoulder | B12 | 200 | 99999 | 2920 | 40.75 | 40.76 | 0.01 | 0
2025 | HQ_NEISO_2_NEISO | HQ_NEISO | NEISO | Internal | Shoulder | B13 | 600 | 99999 | 2920 | 40.75 | 40.76 | 0.01 | 0
2025 | HQ_NEISO_2_NEISO | HQ_NEISO | NEISO | Internal | Shoulder | B14 | 900 | 99999 | 2920 | 40.75 | 40.76 | 0.01 | 0
2025 | HQ_NEISO_2_NEISO | HQ_NEISO | NEISO | Internal | Shoulder | B15 | 1203 | 99999 | 1143.24 | 40.75 | 40.76 | 0.01 | 0
2025 | HQ_NEISO_2_NEISO | HQ_NEISO | NEISO | Internal | Summer | B1 | 10 | 99999 | 2920.09 | 91.11 | 91.12 | 0.01 | 0
2025 | HQ_NEISO_2_NEISO | HQ_NEISO | NEISO | Internal | Summer | B2 | 25 | 99999 | 2920 | 75.59 | 75.6 | 0.01 | 0
2025 | HQ_NEISO_2_NEISO | HQ_NEISO | NEISO | Internal | Summer | B3 | 75 | 99999 | 2920 | 55.64 | 55.66 | 0.01 | 0
2025 | HQ_NEISO_2_NEISO | HQ_NEISO | NEISO | Internal | Summer | B4 | 100 | 99999 | 2920 | 52.63 | 52.64 | 0.01 | 0
2025 | HQ_NEISO_2_NEISO | HQ_NEISO | NEISO | Internal | Summer | B5 | 200 | 99999 | 2920 | 44.13 | 44.14 | 0.01 | 0
2025 | HQ_NEISO_2_NEISO | HQ_NEISO | NEISO | Internal | Summer | B6 | 300 | 99999 | 2920 | 41.41 | 41.42 | 0.01 | 0
2025 | HQ_NEISO_2_NEISO | HQ_NEISO | NEISO | Internal | Summer | B7 | 400 | 99999 | 2920 | 37.69 | 37.7 | 0.01 | 0
2025 | HQ_NEISO_2_NEISO | HQ_NEISO | NEISO | Internal | Summer | B8 | 500 | 99999 | 2920 | 37.69 | 37.7 | 0.01 | 0
2025 | HQ_NEISO_2_NEISO | HQ_NEISO | NEISO | Internal | Summer | B9 | 800 | 99999 | 2920 | 37.69 | 37.7 | 0.01 | 0
2025 | HQ_NEISO_2_NEISO | HQ_NEISO | NEISO | Internal | Summer | B10 | 1262 | 99999 | 795.94 | 37.69 | 37.7 | 0.01 | 0
2025 | HQ_NEISO_2_NEISO | HQ_NEISO | NEISO | Internal | Winter | B16 | 25 | 99999 | 2920 | 50.2 | 50.21 | 0.01 | 0
2025 | HQ_NEISO_2_NEISO | HQ_NEISO | NEISO | Internal | Winter | B17 | 100 | 99999 | 2920 | 50.2 | 50.21 | 0.01 | 0
2025 | HQ_NEISO_2_NEISO | HQ_NEISO | NEISO | Internal | Winter | B18 | 400 | 99999 | 2920 | 50.2 | 50.21 | 0.01 | 0
2025 | HQ_NEISO_2_NEISO | HQ_NEISO | NEISO | Internal | Winter | B19 | 700 | 99999 | 2920 | 50.2 | 50.21 | 0.01 | 0
2025 | HQ_NEISO_2_NEISO | HQ_NEISO | NEISO | Internal | Winter | B20 | 935 | 99999 | 1233.58 | 50.2 | 50.21 | 0.01 | 0
2025 | HQ_NY_2_NYISO_A-F | HQ_NY | NYISO_A-F | Internal | Shoulder | B11 | 25 | 99999 | 1000 | 49.34 | 49.35 | 0.01 | 0
2025 | HQ_NY_2_NYISO_A-F | HQ_NY | NYISO_A-F | Internal | Shoulder | B12 | 200 | 99999 | 1000 | 49.34 | 49.35 | 0.01 | 0
2025 | HQ_NY_2_NYISO_A-F | HQ_NY | NYISO_A-F | Internal | Shoulder | B13 | 600 | 99999 | 1000 | 46.57 | 46.58 | 0.01 | 0
2025 | HQ_NY_2_NYISO_A-F | HQ_NY | NYISO_A-F | Internal | Shoulder | B14 | 900 | 99999 | 1000 | 43.75 | 43.76 | 0.01 | 0
2025 | HQ_NY_2_NYISO_A-F | HQ_NY | NYISO_A-F | Internal | Shoulder | B15 | 1203 | 99999 | 188.69 | 43.72 | 43.74 | 0.01 | 0
2025 | HQ_NY_2_NYISO_A-F | HQ_NY | NYISO_A-F | Internal | Summer | B1 | 10 | 99999 | 1000.01 | 87.56 | 87.57 | 0.01 | 0
2025 | HQ_NY_2_NYISO_A-F | HQ_NY | NYISO_A-F | Internal | Summer | B2 | 25 | 99999 | 1000 | 72.59 | 72.6 | 0.01 | 0
2025 | HQ_NY_2_NYISO_A-F | HQ_NY | NYISO_A-F | Internal | Summer | B3 | 75 | 99999 | 1000 | 58.62 | 58.63 | 0.01 | 0
2025 | HQ_NY_2_NYISO_A-F | HQ_NY | NYISO_A-F | Internal | Summer | B4 | 100 | 99999 | 1000 | 55.63 | 55.64 | 0.01 | 0
2025 | HQ_NY_2_NYISO_A-F | HQ_NY | NYISO_A-F | Internal | Summer | B5 | 200 | 99999 | 1000 | 51.64 | 51.65 | 0.01 | 0
2025 | HQ_NY_2_NYISO_A-F | HQ_NY | NYISO_A-F | Internal | Summer | B6 | 300 | 99999 | 1000 | 48.4 | 48.41 | 0.01 | 0
2025 | HQ_NY_2_NYISO_A-F | HQ_NY | NYISO_A-F | Internal | Summer | B7 | 400 | 99999 | 1000 | 45.3 | 45.31 | 0.01 | 0
2025 | HQ_NY_2_NYISO_A-F | HQ_NY | NYISO_A-F | Internal | Summer | B8 | 500 | 99999 | 1000 | 44.61 | 44.62 | 0.01 | 0
2025 | HQ_NY_2_NYISO_A-F | HQ_NY | NYISO_A-F | Internal | Summer | B9 | 800 | 99999 | 1000 | 42.18 | 42.19 | 0.01 | 0
2025 | HQ_NY_2_NYISO_A-F | HQ_NY | NYISO_A-F | Internal | Summer | B10 | 1262 | 99999 | 30.11 | 42.18 | 42.19 | 0.01 | 0
2025 | HQ_NY_2_NYISO_A-F | HQ_NY | NYISO_A-F | Internal | Winter | B16 | 25 | 99999 | 1000 | 51.62 | 51.64 | 0.01 | 0
2025 | HQ_NY_2_NYISO_A-F | HQ_NY | NYISO_A-F | Internal | Winter | B17 | 100 | 99999 | 1000 | 51.62 | 51.64 | 0.01 | 0
2025 | HQ_NY_2_NYISO_A-F | HQ_NY | NYISO_A-F | Internal | Winter | B18 | 400 | 99999 | 1000 | 50.44 | 50.45 | 0.01 | 0
2025 | HQ_NY_2_NYISO_A-F | HQ_NY | NYISO_A-F | Internal | Winter | B19 | 700 | 99999 | 1000 | 50.44 | 50.45 | 0.01 | 0
2025 | HQ_NY_2_NYISO_A-F | HQ_NY | NYISO_A-F | Internal | Winter | B20 | 935 | 99999 | 229.95 | 50.44 | 50.45 | 0.01 | 0
2025 | HQ_IESO_2_IESO | HQ_IESO | IESO | Internal | Shoulder | B11 | 25 | 99999 | 400 | 42.34 | 42.35 | 0.01 | 0
2025 | HQ_IESO_2_IESO | HQ_IESO | IESO | Internal | Shoulder | B12 | 200 | 99999 | 400 | 42.34 | 42.35 | 0.01 | 0
2025 | HQ_IESO_2_IESO | HQ_IESO | IESO | Internal | Shoulder | B13 | 600 | 99999 | 400 | 39.57 | 39.58 | 0.01 | 0
2025 | HQ_IESO_2_IESO | HQ_IESO | IESO | Internal | Shoulder | B14 | 900 | 99999 | 400 | 39.38 | 39.39 | 0.01 | 0
2025 | HQ_IESO_2_IESO | HQ_IESO | IESO | Internal | Shoulder | B15 | 1203 | 99999 | 75.48 | 39.38 | 39.39 | 0.01 | 0
2025 | HQ_IESO_2_IESO | HQ_IESO | IESO | Internal | Summer | B1 | 10 | 99999 | 400 | 80.56 | 80.57 | 0.01 | 0
2025 | HQ_IESO_2_IESO | HQ_IESO | IESO | Internal | Summer | B2 | 25 | 99999 | 400 | 65.59 | 65.6 | 0.01 | 0
2025 | HQ_IESO_2_IESO | HQ_IESO | IESO | Internal | Summer | B3 | 75 | 99999 | 400 | 51.62 | 51.63 | 0.01 | 0
2025 | HQ_IESO_2_IESO | HQ_IESO | IESO | Internal | Summer | B4 | 100 | 99999 | 400 | 44.64 | 44.65 | 0.01 | 0
2025 | HQ_IESO_2_IESO | HQ_IESO | IESO | Internal | Summer | B5 | 200 | 99999 | 400 | 44.64 | 44.65 | 0.01 | 0
2025 | HQ_IESO_2_IESO | HQ_IESO | IESO | Internal | Summer | B6 | 300 | 99999 | 400 | 41.4 | 41.41 | 0.01 | 0
2025 | HQ_IESO_2_IESO | HQ_IESO | IESO | Internal | Summer | B7 | 400 | 99999 | 400 | 38.3 | 38.31 | 0.01 | 0
2025 | HQ_IESO_2_IESO | HQ_IESO | IESO | Internal | Summer | B8 | 500 | 99999 | 400 | 38.3 | 38.31 | 0.01 | 0
2025 | HQ_IESO_2_IESO | HQ_IESO | IESO | Internal | Summer | B9 | 800 | 99999 | 400 | 38.3 | 38.31 | 0.01 | 0
2025 | HQ_IESO_2_IESO | HQ_IESO | IESO | Internal | Summer | B10 | 1262 | 99999 | 12.04 | 38.3 | 38.31 | 0.01 | 0
2025 | HQ_IESO_2_IESO | HQ_IESO | IESO | Internal | Winter | B16 | 25 | 99999 | 400 | 44.62 | 44.64 | 0.01 | 0
2025 | HQ_IESO_2_IESO | HQ_IESO | IESO | Internal | Winter | B17 | 100 | 99999 | 400 | 44.62 | 44.64 | 0.01 | 0
2025 | HQ_IESO_2_IESO | HQ_IESO | IESO | Internal | Winter | B18 | 400 | 99999 | 400 | 43.44 | 43.45 | 0.01 | 0
2025 | HQ_IESO_2_IESO | HQ_IESO | IESO | Internal | Winter | B19 | 700 | 99999 | 400 | 43.44 | 43.45 | 0.01 | 0
2025 | HQ_IESO_2_IESO | HQ_IESO | IESO | Internal | Winter | B20 | 935 | 99999 | 91.98 | 43.44 | 43.45 | 0.01 | 0
2025 | IESO_2_MAPP_CA | IESO | MAPP_CA | Internal | Shoulder | B11 | 25 | 262 | 261.99 | 42.35 | 50.05 | 7 | 0.7
2025 | IESO_2_MAPP_CA | IESO | MAPP_CA | Internal | Shoulder | B12 | 200 | 262 | 262 | 42.35 | 50.05 | 7 | 0.7
2025 | IESO_2_MAPP_CA | IESO | MAPP_CA | Internal | Shoulder | B13 | 600 | 262 | 97.77 | 39.58 | 46.58 | 7 | 0
2025 | IESO_2_MAPP_CA | IESO | MAPP_CA | Internal | Shoulder | B14 | 900 | 262 | 0 | 39.39 | 44.14 | 7 | 0
2025 | IESO_2_MAPP_CA | IESO | MAPP_CA | Internal | Shoulder | B15 | 1203 | 262 | 0 | 39.39 | 44.14 | 7 | 0
2025 | IESO_2_MAPP_CA | IESO | MAPP_CA | Internal | Summer | B1 | 10 | 262 | 0 | 80.57 | 72.57 | 7 | 0
2025 | IESO_2_MAPP_CA | IESO | MAPP_CA | Internal | Summer | B2 | 25 | 262 | 0 | 65.6 | 66.4 | 7 | 0
2025 | IESO_2_MAPP_CA | IESO | MAPP_CA | Internal | Summer | B3 | 75 | 262 | 262 | 51.63 | 59.58 | 7 | 0.95
2025 | IESO_2_MAPP_CA | IESO | MAPP_CA | Internal | Summer | B4 | 100 | 262 | 262 | 44.65 | 58.42 | 7 | 6.76
2025 | IESO_2_MAPP_CA | IESO | MAPP_CA | Internal | Summer | B5 | 200 | 262 | 229.1 | 44.65 | 51.65 | 7 | 0
2025 | IESO_2_MAPP_CA | IESO | MAPP_CA | Internal | Summer | B6 | 300 | 262 | 262 | 41.41 | 50.05 | 7 | 1.64
2025 | IESO_2_MAPP_CA | IESO | MAPP_CA | Internal | Summer | B7 | 400 | 262 | 262 | 38.31 | 45.82 | 7 | 0.51
2025 | IESO_2_MAPP_CA | IESO | MAPP_CA | Internal | Summer | B8 | 500 | 262 | 0 | 38.31 | 41.12 | 7 | 0
2025 | IESO_2_MAPP_CA | IESO | MAPP_CA | Internal | Summer | B9 | 800 | 262 | 0 | 38.31 | 40.11 | 7 | 0
2025 | IESO_2_MAPP_CA | IESO | MAPP_CA | Internal | Summer | B10 | 1262 | 262 | 0 | 38.31 | 40.11 | 7 | 0
2025 | IESO_2_MAPP_CA | IESO | MAPP_CA | Internal | Winter | B16 | 25 | 262 | 262 | 44.64 | 70.25 | 7 | 18.61
2025 | IESO_2_MAPP_CA | IESO | MAPP_CA | Internal | Winter | B17 | 100 | 262 | 262 | 44.64 | 54.12 | 7 | 2.49
2025 | IESO_2_MAPP_CA | IESO | MAPP_CA | Internal | Winter | B18 | 400 | 262 | 0 | 43.45 | 47.47 | 7 | 0
2025 | IESO_2_MAPP_CA | IESO | MAPP_CA | Internal | Winter | B19 | 700 | 262 | 0 | 43.45 | 47.47 | 7 | 0
2025 | IESO_2_MAPP_CA | IESO | MAPP_CA | Internal | Winter | B20 | 935 | 262 | 0 | 43.45 | 47.47 | 7 | 0
2025 | IESO_2_MISO_MI | IESO | MISO_MI | Internal | Shoulder | B11 | 25 | 1840 | 1840 | 42.35 | 61.87 | 7 | 12.52
2025 | IESO_2_MISO_MI | IESO | MISO_MI | Internal | Shoulder | B12 | 200 | 1840 | 1840 | 42.35 | 50.94 | 7 | 1.59
2025 | IESO_2_MISO_MI | IESO | MISO_MI | Internal | Shoulder | B13 | 600 | 1840 | 537.64 | 39.58 | 46.58 | 7 | 0
2025 | IESO_2_MISO_MI | IESO | MISO_MI | Internal | Shoulder | B14 | 900 | 1840 | 0 | 39.39 | 44.14 | 7 | 0
2025 | IESO_2_MISO_MI | IESO | MISO_MI | Internal | Shoulder | B15 | 1203 | 1840 | 0 | 39.39 | 41.12 | 7 | 0
2025 | IESO_2_MISO_MI | IESO | MISO_MI | Internal | Summer | B1 | 10 | 1840 | 1304.02 | 80.57 | 87.57 | 7 | 0
2025 | IESO_2_MISO_MI | IESO | MISO_MI | Internal | Summer | B2 | 25 | 1840 | 1065.7 | 65.6 | 72.6 | 7 | 0
2025 | IESO_2_MISO_MI | IESO | MISO_MI | Internal | Summer | B3 | 75 | 1840 | 1840 | 51.63 | 68.9 | 7 | 10.27
2025 | IESO_2_MISO_MI | IESO | MISO_MI | Internal | Summer | B4 | 100 | 1840 | 1840 | 44.65 | 67.76 | 7 | 16.11
2025 | IESO_2_MISO_MI | IESO | MISO_MI | Internal | Summer | B5 | 200 | 1840 | 1840 | 44.65 | 64.11 | 7 | 12.46
2025 | IESO_2_MISO_MI | IESO | MISO_MI | Internal | Summer | B6 | 300 | 1840 | 1840 | 41.41 | 53.89 | 7 | 5.48
2025 | IESO_2_MISO_MI | IESO | MISO_MI | Internal | Summer | B7 | 400 | 1840 | 0 | 38.31 | 44.83 | 7 | 0
2025 | IESO_2_MISO_MI | IESO | MISO_MI | Internal | Summer | B8 | 500 | 1840 | 0 | 38.31 | 41.12 | 7 | 0
2025 | IESO_2_MISO_MI | IESO | MISO_MI | Internal | Summer | B9 | 800 | 1840 | 0 | 38.31 | 40.1 | 7 | 0
2025 | IESO_2_MISO_MI | IESO | MISO_MI | Internal | Summer | B10 | 1262 | 1840 | 0 | 38.31 | 38.64 | 7 | 0
2025 | IESO_2_MISO_MI | IESO | MISO_MI | Internal | Winter | B16 | 25 | 1840 | 1840 | 44.64 | 70.27 | 7 | 18.63
2025 | IESO_2_MISO_MI | IESO | MISO_MI | Internal | Winter | B17 | 100 | 1840 | 1840 | 44.64 | 54.15 | 7 | 2.51
2025 | IESO_2_MISO_MI | IESO | MISO_MI | Internal | Winter | B18 | 400 | 1840 | 0 | 43.45 | 47.19 | 7 | 0
2025 | IESO_2_MISO_MI | IESO | MISO_MI | Internal | Winter | B19 | 700 | 1840 | 0 | 43.45 | 43.69 | 7 | 0
2025 | IESO_2_MISO_MI | IESO | MISO_MI | Internal | Winter | B20 | 935 | 1840 | 0 | 43.45 | 41.25 | 7 | 0
2025 | IESO_2_MISO_W | IESO | MISO_W | Internal | Shoulder | B11 | 25 | 140 | 140 | 42.35 | 70.08 | 7 | 20.73
2025 | IESO_2_MISO_W | IESO | MISO_W | Internal | Shoulder | B12 | 200 | 140 | 140 | 42.35 | 50.93 | 7 | 1.58
2025 | IESO_2_MISO_W | IESO | MISO_W | Internal | Shoulder | B13 | 600 | 140 | 139.97 | 39.58 | 46.59 | 7 | 0.01
2025 | IESO_2_MISO_W | IESO | MISO_W | Internal | Shoulder | B14 | 900 | 140 | 0 | 39.39 | 44.15 | 7 | 0
2025 | IESO_2_MISO_W | IESO | MISO_W | Internal | Shoulder | B15 | 1203 | 140 | 0 | 39.39 | 41.13 | 7 | 0
2025 | IESO_2_MISO_W | IESO | MISO_W | Internal | Summer | B1 | 10 | 140 | 59.86 | 80.57 | 87.57 | 7 | 0
2025 | IESO_2_MISO_W | IESO | MISO_W | Internal | Summer | B2 | 25 | 140 | 140 | 65.6 | 76.49 | 7 | 3.89
2025 | IESO_2_MISO_W | IESO | MISO_W | Internal | Summer | B3 | 75 | 140 | 140 | 51.63 | 73.58 | 7 | 14.95
2025 | IESO_2_MISO_W | IESO | MISO_W | Internal | Summer | B4 | 100 | 140 | 140 | 44.65 | 71.21 | 7 | 19.56
2025 | IESO_2_MISO_W | IESO | MISO_W | Internal | Summer | B5 | 200 | 140 | 140 | 44.65 | 70.2 | 7 | 18.55
2025 | IESO_2_MISO_W | IESO | MISO_W | Internal | Summer | B6 | 300 | 140 | 140 | 41.41 | 62.46 | 7 | 14.05
2025 | IESO_2_MISO_W | IESO | MISO_W | Internal | Summer | B7 | 400 | 140 | 140 | 38.31 | 45.83 | 7 | 0.52
2025 | IESO_2_MISO_W | IESO | MISO_W | Internal | Summer | B8 | 500 | 140 | 0 | 38.31 | 41.13 | 7 | 0
2025 | IESO_2_MISO_W | IESO | MISO_W | Internal | Summer | B9 | 800 | 140 | 0 | 38.31 | 40.12 | 7 | 0
2025 | IESO_2_MISO_W | IESO | MISO_W | Internal | Summer | B10 | 1262 | 140 | 0 | 38.31 | 37.54 | 7 | 0
2025 | IESO_2_MISO_W | IESO | MISO_W | Internal | Winter | B16 | 25 | 140 | 140 | 44.64 | 70.26 | 7 | 18.62
2025 | IESO_2_MISO_W | IESO | MISO_W | Internal | Winter | B17 | 100 | 140 | 140 | 44.64 | 54.13 | 7 | 2.5
2025 | IESO_2_MISO_W | IESO | MISO_W | Internal | Winter | B18 | 400 | 140 | 0 | 43.45 | 47.35 | 7 | 0
2025 | IESO_2_MISO_W | IESO | MISO_W | Internal | Winter | B19 | 700 | 140 | 0 | 43.45 | 47.13 | 7 | 0
2025 | IESO_2_MISO_W | IESO | MISO_W | Internal | Winter | B20 | 935 | 140 | 0 | 43.45 | 41.11 | 7 | 0
2025 | IESO_2_NYISO_A-F | IESO | NYISO_A-F | Internal | Shoulder | B11 | 25 | 1725 | 1712.37 | 42.35 | 49.35 | 7 | 0
2025 | IESO_2_NYISO_A-F | IESO | NYISO_A-F | Internal | Shoulder | B12 | 200 | 1725 | 809.81 | 42.35 | 49.35 | 7 | 0
2025 | IESO_2_NYISO_A-F | IESO | NYISO_A-F | Internal | Shoulder | B13 | 600 | 1725 | 1094.08 | 39.58 | 46.58 | 7 | 0
2025 | IESO_2_NYISO_A-F | IESO | NYISO_A-F | Internal | Shoulder | B14 | 900 | 1725 | 0 | 39.39 | 43.76 | 7 | 0
2025 | IESO_2_NYISO_A-F | IESO | NYISO_A-F | Internal | Shoulder | B15 | 1203 | 1725 | 0 | 39.39 | 43.74 | 7 | 0
2025 | IESO_2_NYISO_A-F | IESO | NYISO_A-F | Internal | Summer | B1 | 10 | 1725 | 1502.13 | 80.57 | 87.57 | 7 | 0
2025 | IESO_2_NYISO_A-F | IESO | NYISO_A-F | Internal | Summer | B2 | 25 | 1725 | 1176.04 | 65.6 | 72.6 | 7 | 0
2025 | IESO_2_NYISO_A-F | IESO | NYISO_A-F | Internal | Summer | B3 | 75 | 1725 | 1290.1 | 51.63 | 58.63 | 7 | 0
2025 | IESO_2_NYISO_A-F | IESO | NYISO_A-F | Internal | Summer | B4 | 100 | 1725 | 1725 | 44.65 | 55.64 | 7 | 3.99
2025 | IESO_2_NYISO_A-F | IESO | NYISO_A-F | Internal | Summer | B5 | 200 | 1725 | 1516.36 | 44.65 | 51.65 | 7 | 0
2025 | IESO_2_NYISO_A-F | IESO | NYISO_A-F | Internal | Summer | B6 | 300 | 1725 | 188.59 | 41.41 | 48.41 | 7 | 0
2025 | IESO_2_NYISO_A-F | IESO | NYISO_A-F | Internal | Summer | B7 | 400 | 1725 | 715.43 | 38.31 | 45.31 | 7 | 0
2025 | IESO_2_NYISO_A-F | IESO | NYISO_A-F | Internal | Summer | B8 | 500 | 1725 | 0 | 38.31 | 44.62 | 7 | 0
2025 | IESO_2_NYISO_A-F | IESO | NYISO_A-F | Internal | Summer | B9 | 800 | 1725 | 0 | 38.31 | 42.19 | 7 | 0
2025 | IESO_2_NYISO_A-F | IESO | NYISO_A-F | Internal | Summer | B10 | 1262 | 1725 | 0 | 38.31 | 42.19 | 7 | 0
2025 | IESO_2_NYISO_A-F | IESO | NYISO_A-F | Internal | Winter | B16 | 25 | 1725 | 1644.79 | 44.64 | 51.64 | 7 | 0
2025 | IESO_2_NYISO_A-F | IESO | NYISO_A-F | Internal | Winter | B17 | 100 | 1725 | 414.38 | 44.64 | 51.64 | 7 | 0
2025 | IESO_2_NYISO_A-F | IESO | NYISO_A-F | Internal | Winter | B18 | 400 | 1725 | 284.81 | 43.45 | 50.45 | 7 | 0
2025 | IESO_2_NYISO_A-F | IESO | NYISO_A-F | Internal | Winter | B19 | 700 | 1725 | 85.44 | 43.45 | 50.45 | 7 | 0
2025 | IESO_2_NYISO_A-F | IESO | NYISO_A-F | Internal | Winter | B20 | 935 | 1725 | 61.53 | 43.45 | 50.45 | 7 | 0
2025 | MAPP_CA_2_IESO | MAPP_CA | IESO | Internal | Shoulder | B11 | 25 | 330 | 0 | 50.05 | 42.35 | 8 | 0
2025 | MAPP_CA_2_IESO | MAPP_CA | IESO | Internal | Shoulder | B12 | 200 | 330 | 0 | 50.05 | 42.35 | 8 | 0
2025 | MAPP_CA_2_IESO | MAPP_CA | IESO | Internal | Shoulder | B13 | 600 | 330 | 0 | 46.58 | 39.58 | 8 | 0
2025 | MAPP_CA_2_IESO | MAPP_CA | IESO | Internal | Shoulder | B14 | 900 | 330 | 0 | 44.14 | 39.39 | 8 | 0
2025 | MAPP_CA_2_IESO | MAPP_CA | IESO | Internal | Shoulder | B15 | 1203 | 330 | 0 | 44.14 | 39.39 | 8 | 0
2025 | MAPP_CA_2_IESO | MAPP_CA | IESO | Internal | Summer | B1 | 10 | 330 | 296.31 | 72.57 | 80.57 | 8 | 0
2025 | MAPP_CA_2_IESO | MAPP_CA | IESO | Internal | Summer | B2 | 25 | 330 | 0 | 66.4 | 65.6 | 8 | 0
2025 | MAPP_CA_2_IESO | MAPP_CA | IESO | Internal | Summer | B3 | 75 | 330 | 0 | 59.58 | 51.63 | 8 | 0
2025 | MAPP_CA_2_IESO | MAPP_CA | IESO | Internal | Summer | B4 | 100 | 330 | 0 | 58.42 | 44.65 | 8 | 0
2025 | MAPP_CA_2_IESO | MAPP_CA | IESO | Internal | Summer | B5 | 200 | 330 | 0 | 51.65 | 44.65 | 8 | 0
2025 | MAPP_CA_2_IESO | MAPP_CA | IESO | Internal | Summer | B6 | 300 | 330 | 0 | 50.05 | 41.41 | 8 | 0
2025 | MAPP_CA_2_IESO | MAPP_CA | IESO | Internal | Summer | B7 | 400 | 330 | 0 | 45.82 | 38.31 | 8 | 0
2025 | MAPP_CA_2_IESO | MAPP_CA | IESO | Internal | Summer | B8 | 500 | 330 | 0 | 41.12 | 38.31 | 8 | 0
2025 | MAPP_CA_2_IESO | MAPP_CA | IESO | Internal | Summer | B9 | 800 | 330 | 0 | 40.11 | 38.31 | 8 | 0
2025 | MAPP_CA_2_IESO | MAPP_CA | IESO | Internal | Summer | B10 | 1262 | 330 | 0 | 40.11 | 38.31 | 8 | 0
2025 | MAPP_CA_2_IESO | MAPP_CA | IESO | Internal | Winter | B16 | 25 | 330 | 0 | 70.25 | 44.64 | 8 | 0
2025 | MAPP_CA_2_IESO | MAPP_CA | IESO | Internal | Winter | B17 | 100 | 330 | 0 | 54.12 | 44.64 | 8 | 0
2025 | MAPP_CA_2_IESO | MAPP_CA | IESO | Internal | Winter | B18 | 400 | 330 | 0 | 47.47 | 43.45 | 8 | 0
2025 | MAPP_CA_2_IESO | MAPP_CA | IESO | Internal | Winter | B19 | 700 | 330 | 0 | 47.47 | 43.45 | 8 | 0
2025 | MAPP_CA_2_IESO | MAPP_CA | IESO | Internal | Winter | B20 | 935 | 330 | 0 | 47.47 | 43.45 | 8 | 0
2025 | MAPP_CA_2_MAPP_US | MAPP_CA | MAPP_US | Internal | Shoulder | B11 | 25 | 372 | 372 | 50.05 | 63.08 | 7 | 6.03
2025 | MAPP_CA_2_MAPP_US | MAPP_CA | MAPP_US | Internal | Shoulder | B12 | 200 | 372 | 0 | 50.05 | 43.93 | 7 | 0
2025 | MAPP_CA_2_MAPP_US | MAPP_CA | MAPP_US | Internal | Shoulder | B13 | 600 | 372 | 0 | 46.58 | 40.67 | 7 | 0
2025 | MAPP_CA_2_MAPP_US | MAPP_CA | MAPP_US | Internal | Shoulder | B14 | 900 | 372 | 0 | 44.14 | 40.67 | 7 | 0
2025 | MAPP_CA_2_MAPP_US | MAPP_CA | MAPP_US | Internal | Shoulder | B15 | 1203 | 372 | 0 | 44.14 | 40.67 | 7 | 0
2025 | MAPP_CA_2_MAPP_US | MAPP_CA | MAPP_US | Internal | Summer | B1 | 10 | 372 | 371.98 | 72.57 | 80.57 | 7 | 1
2025 | MAPP_CA_2_MAPP_US | MAPP_CA | MAPP_US | Internal | Summer | B2 | 25 | 372 | 0 | 66.4 | 69.49 | 7 | 0
2025 | MAPP_CA_2_MAPP_US | MAPP_CA | MAPP_US | Internal | Summer | B3 | 75 | 372 | 203.84 | 59.58 | 66.58 | 7 | 0
2025 | MAPP_CA_2_MAPP_US | MAPP_CA | MAPP_US | Internal | Summer | B4 | 100 | 372 | 316.74 | 58.42 | 65.42 | 7 | 0
2025 | MAPP_CA_2_MAPP_US | MAPP_CA | MAPP_US | Internal | Summer | B5 | 200 | 372 | 372 | 51.65 | 63.98 | 7 | 5.33
2025 | MAPP_CA_2_MAPP_US | MAPP_CA | MAPP_US | Internal | Summer | B6 | 300 | 372 | 0 | 50.05 | 55.46 | 7 | 0
2025 | MAPP_CA_2_MAPP_US | MAPP_CA | MAPP_US | Internal | Summer | B7 | 400 | 372 | 0 | 45.82 | 45.82 | 7 | 0
2025 | MAPP_CA_2_MAPP_US | MAPP_CA | MAPP_US | Internal | Summer | B8 | 500 | 372 | 0 | 41.12 | 36.35 | 7 | 0
2025 | MAPP_CA_2_MAPP_US | MAPP_CA | MAPP_US | Internal | Summer | B9 | 800 | 372 | 0 | 40.11 | 36.35 | 7 | 0
2025 | MAPP_CA_2_MAPP_US | MAPP_CA | MAPP_US | Internal | Summer | B10 | 1262 | 372 | 0 | 40.11 | 33.11 | 7 | 0
2025 | MAPP_CA_2_MAPP_US | MAPP_CA | MAPP_US | Internal | Winter | B16 | 25 | 372 | 0 | 70.25 | 63.26 | 7 | 0
2025 | MAPP_CA_2_MAPP_US | MAPP_CA | MAPP_US | Internal | Winter | B17 | 100 | 372 | 0 | 54.12 | 47.13 | 7 | 0
2025 | MAPP_CA_2_MAPP_US | MAPP_CA | MAPP_US | Internal | Winter | B18 | 400 | 372 | 0 | 47.47 | 42.57 | 7 | 0
2025 | MAPP_CA_2_MAPP_US | MAPP_CA | MAPP_US | Internal | Winter | B19 | 700 | 372 | 0 | 47.47 | 42.57 | 7 | 0
2025 | MAPP_CA_2_MAPP_US | MAPP_CA | MAPP_US | Internal | Winter | B20 | 935 | 372 | 0 | 47.47 | 38.1 | 7 | 0
2025 | MAPP_CA_2_MISO_W | MAPP_CA | MISO_W | Internal | Shoulder | B11 | 25 | 1970 | 1970 | 50.05 | 70.08 | 0.01 | 20.02
2025 | MAPP_CA_2_MISO_W | MAPP_CA | MISO_W | Internal | Shoulder | B12 | 200 | 1970 | 1970 | 50.05 | 50.93 | 0.01 | 0.87
2025 | MAPP_CA_2_MISO_W | MAPP_CA | MISO_W | Internal | Shoulder | B13 | 600 | 1970 | 1224.39 | 46.58 | 46.59 | 0.01 | 0
2025 | MAPP_CA_2_MISO_W | MAPP_CA | MISO_W | Internal | Shoulder | B14 | 900 | 1970 | 288.56 | 44.14 | 44.15 | 0.01 | 0
2025 | MAPP_CA_2_MISO_W | MAPP_CA | MISO_W | Internal | Shoulder | B15 | 1203 | 1970 | 0 | 44.14 | 41.13 | 0.01 | 0
2025 | MAPP_CA_2_MISO_W | MAPP_CA | MISO_W | Internal | Summer | B1 | 10 | 1970 | 1970 | 72.57 | 87.57 | 0.01 | 14.99
2025 | MAPP_CA_2_MISO_W | MAPP_CA | MISO_W | Internal | Summer | B2 | 25 | 1970 | 1970 | 66.4 | 76.49 | 0.01 | 10.08
2025 | MAPP_CA_2_MISO_W | MAPP_CA | MISO_W | Internal | Summer | B3 | 75 | 1970 | 1970 | 59.58 | 73.58 | 0.01 | 13.98
2025 | MAPP_CA_2_MISO_W | MAPP_CA | MISO_W | Internal | Summer | B4 | 100 | 1970 | 1970 | 58.42 | 71.21 | 0.01 | 12.78
2025 | MAPP_CA_2_MISO_W | MAPP_CA | MISO_W | Internal | Summer | B5 | 200 | 1970 | 1970 | 51.65 | 70.2 | 0.01 | 18.53
2025 | MAPP_CA_2_MISO_W | MAPP_CA | MISO_W | Internal | Summer | B6 | 300 | 1970 | 1970 | 50.05 | 62.46 | 0.01 | 12.4
2025 | MAPP_CA_2_MISO_W | MAPP_CA | MISO_W | Internal | Summer | B7 | 400 | 1970 | 1799.86 | 45.82 | 45.83 | 0.01 | 0
2025 | MAPP_CA_2_MISO_W | MAPP_CA | MISO_W | Internal | Summer | B8 | 500 | 1970 | 1289.48 | 41.12 | 41.13 | 0.01 | 0
2025 | MAPP_CA_2_MISO_W | MAPP_CA | MISO_W | Internal | Summer | B9 | 800 | 1970 | 213.02 | 40.11 | 40.12 | 0.01 | 0
2025 | MAPP_CA_2_MISO_W | MAPP_CA | MISO_W | Internal | Summer | B10 | 1262 | 1970 | 0 | 40.11 | 37.54 | 0.01 | 0
2025 | MAPP_CA_2_MISO_W | MAPP_CA | MISO_W | Internal | Winter | B16 | 25 | 1970 | 1445.16 | 70.25 | 70.26 | 0.01 | 0
2025 | MAPP_CA_2_MISO_W | MAPP_CA | MISO_W | Internal | Winter | B17 | 100 | 1970 | 1301.14 | 54.12 | 54.13 | 0.01 | 0
2025 | MAPP_CA_2_MISO_W | MAPP_CA | MISO_W | Internal | Winter | B18 | 400 | 1970 | 0 | 47.47 | 47.35 | 0.01 | 0
2025 | MAPP_CA_2_MISO_W | MAPP_CA | MISO_W | Internal | Winter | B19 | 700 | 1970 | 0 | 47.47 | 47.13 | 0.01 | 0
2025 | MAPP_CA_2_MISO_W | MAPP_CA | MISO_W | Internal | Winter | B20 | 935 | 1970 | 0 | 47.47 | 41.11 | 0.01 | 0
2025 | MAPP_US_2_MAPP_CA | MAPP_US | MAPP_CA | Internal | Shoulder | B11 | 25 | 165 | 0 | 63.08 | 50.05 | 7 | 0
2025 | MAPP_US_2_MAPP_CA | MAPP_US | MAPP_CA | Internal | Shoulder | B12 | 200 | 165 | 0 | 43.93 | 50.05 | 7 | 0
2025 | MAPP_US_2_MAPP_CA | MAPP_US | MAPP_CA | Internal | Shoulder | B13 | 600 | 165 | 0 | 40.67 | 46.58 | 7 | 0
2025 | MAPP_US_2_MAPP_CA | MAPP_US | MAPP_CA | Internal | Shoulder | B14 | 900 | 165 | 0 | 40.67 | 44.14 | 7 | 0
2025 | MAPP_US_2_MAPP_CA | MAPP_US | MAPP_CA | Internal | Shoulder | B15 | 1203 | 165 | 0 | 40.67 | 44.14 | 7 | 0
2025 | MAPP_US_2_MAPP_CA | MAPP_US | MAPP_CA | Internal | Summer | B1 | 10 | 165 | 0 | 80.57 | 72.57 | 7 | 0
2025 | MAPP_US_2_MAPP_CA | MAPP_US | MAPP_CA | Internal | Summer | B2 | 25 | 165 | 0 | 69.49 | 66.4 | 7 | 0
2025 | MAPP_US_2_MAPP_CA | MAPP_US | MAPP_CA | Internal | Summer | B3 | 75 | 165 | 0 | 66.58 | 59.58 | 7 | 0
2025 | MAPP_US_2_MAPP_CA | MAPP_US | MAPP_CA | Internal | Summer | B4 | 100 | 165 | 0 | 65.42 | 58.42 | 7 | 0
2025 | MAPP_US_2_MAPP_CA | MAPP_US | MAPP_CA | Internal | Summer | B5 | 200 | 165 | 0 | 63.98 | 51.65 | 7 | 0
2025 | MAPP_US_2_MAPP_CA | MAPP_US | MAPP_CA | Internal | Summer | B6 | 300 | 165 | 0 | 55.46 | 50.05 | 7 | 0
2025 | MAPP_US_2_MAPP_CA | MAPP_US | MAPP_CA | Internal | Summer | B7 | 400 | 165 | 0 | 45.82 | 45.82 | 7 | 0
2025 | MAPP_US_2_MAPP_CA | MAPP_US | MAPP_CA | Internal | Summer | B8 | 500 | 165 | 0 | 36.35 | 41.12 | 7 | 0
2025 | MAPP_US_2_MAPP_CA | MAPP_US | MAPP_CA | Internal | Summer | B9 | 800 | 165 | 0 | 36.35 | 40.11 | 7 | 0
2025 | MAPP_US_2_MAPP_CA | MAPP_US | MAPP_CA | Internal | Summer | B10 | 1262 | 165 | 76.26 | 33.11 | 40.11 | 7 | 0
2025 | MAPP_US_2_MAPP_CA | MAPP_US | MAPP_CA | Internal | Winter | B16 | 25 | 165 | 0.55 | 63.26 | 70.25 | 7 | 0
2025 | MAPP_US_2_MAPP_CA | MAPP_US | MAPP_CA | Internal | Winter | B17 | 100 | 165 | 0.15 | 47.13 | 54.12 | 7 | 0
2025 | MAPP_US_2_MAPP_CA | MAPP_US | MAPP_CA | Internal | Winter | B18 | 400 | 165 | 0 | 42.57 | 47.47 | 7 | 0
2025 | MAPP_US_2_MAPP_CA | MAPP_US | MAPP_CA | Internal | Winter | B19 | 700 | 165 | 0 | 42.57 | 47.47 | 7 | 0
2025 | MAPP_US_2_MAPP_CA | MAPP_US | MAPP_CA | Internal | Winter | B20 | 935 | 165 | 165 | 38.1 | 47.47 | 7 | 2.37
2025 | MAPP_US_2_MISO_W | MAPP_US | MISO_W | Internal | Shoulder | B11 | 25 | 2635 | 486.49 | 63.08 | 70.08 | 7 | 0
2025 | MAPP_US_2_MISO_W | MAPP_US | MISO_W | Internal | Shoulder | B12 | 200 | 2635 | 731.82 | 43.93 | 50.93 | 7 | 0
2025 | MAPP_US_2_MISO_W | MAPP_US | MISO_W | Internal | Shoulder | B13 | 600 | 2635 | 0 | 40.67 | 46.59 | 7 | 0
2025 | MAPP_US_2_MISO_W | MAPP_US | MISO_W | Internal | Shoulder | B14 | 900 | 2635 | 0 | 40.67 | 44.15 | 7 | 0
2025 | MAPP_US_2_MISO_W | MAPP_US | MISO_W | Internal | Shoulder | B15 | 1203 | 2635 | 0 | 40.67 | 41.13 | 7 | 0
2025 | MAPP_US_2_MISO_W | MAPP_US | MISO_W | Internal | Summer | B1 | 10 | 2635 | 2095.54 | 80.57 | 87.57 | 7 | 0
2025 | MAPP_US_2_MISO_W | MAPP_US | MISO_W | Internal | Summer | B2 | 25 | 2635 | 193.89 | 69.49 | 76.49 | 7 | 0
2025 | MAPP_US_2_MISO_W | MAPP_US | MISO_W | Internal | Summer | B3 | 75 | 2635 | 2.42 | 66.58 | 73.58 | 7 | 0
2025 | MAPP_US_2_MISO_W | MAPP_US | MISO_W | Internal | Summer | B4 | 100 | 2635 | 0 | 65.42 | 71.21 | 7 | 0
2025 | MAPP_US_2_MISO_W | MAPP_US | MISO_W | Internal | Summer | B5 | 200 | 2635 | 0 | 63.98 | 70.2 | 7 | 0
2025 | MAPP_US_2_MISO_W | MAPP_US | MISO_W | Internal | Summer | B6 | 300 | 2635 | 181.36 | 55.46 | 62.46 | 7 | 0
2025 | MAPP_US_2_MISO_W | MAPP_US | MISO_W | Internal | Summer | B7 | 400 | 2635 | 0 | 45.82 | 45.83 | 7 | 0
2025 | MAPP_US_2_MISO_W | MAPP_US | MISO_W | Internal | Summer | B8 | 500 | 2635 | 0 | 36.35 | 41.13 | 7 | 0
2025 | MAPP_US_2_MISO_W | MAPP_US | MISO_W | Internal | Summer | B9 | 800 | 2635 | 0 | 36.35 | 40.12 | 7 | 0
2025 | MAPP_US_2_MISO_W | MAPP_US | MISO_W | Internal | Summer | B10 | 1262 | 2635 | 0 | 33.11 | 37.54 | 7 | 0
2025 | MAPP_US_2_MISO_W | MAPP_US | MISO_W | Internal | Winter | B16 | 25 | 2635 | 635.69 | 63.26 | 70.26 | 7 | 0
2025 | MAPP_US_2_MISO_W | MAPP_US | MISO_W | Internal | Winter | B17 | 100 | 2635 | 884.12 | 47.13 | 54.13 | 7 | 0
2025 | MAPP_US_2_MISO_W | MAPP_US | MISO_W | Internal | Winter | B18 | 400 | 2635 | 0 | 42.57 | 47.35 | 7 | 0
2025 | MAPP_US_2_MISO_W | MAPP_US | MISO_W | Internal | Winter | B19 | 700 | 2635 | 0 | 42.57 | 47.13 | 7 | 0
2025 | MAPP_US_2_MISO_W | MAPP_US | MISO_W | Internal | Winter | B20 | 935 | 2635 | 0 | 38.1 | 41.11 | 7 | 0
2025 | MAPP_US_2_NE | MAPP_US | NE | Internal | Shoulder | B11 | 25 | 2000 | 1307.1 | 63.08 | 70.08 | 7 | 0
2025 | MAPP_US_2_NE | MAPP_US | NE | Internal | Shoulder | B12 | 200 | 2000 | 0 | 43.93 | 48.24 | 7 | 0
2025 | MAPP_US_2_NE | MAPP_US | NE | Internal | Shoulder | B13 | 600 | 2000 | 0 | 40.67 | 46.3 | 7 | 0
2025 | MAPP_US_2_NE | MAPP_US | NE | Internal | Shoulder | B14 | 900 | 2000 | 0 | 40.67 | 44.88 | 7 | 0
2025 | MAPP_US_2_NE | MAPP_US | NE | Internal | Shoulder | B15 | 1203 | 2000 | 0 | 40.67 | 44.76 | 7 | 0
2025 | MAPP_US_2_NE | MAPP_US | NE | Internal | Summer | B1 | 10 | 2000 | 0 | 80.57 | 82.57 | 7 | 0
2025 | MAPP_US_2_NE | MAPP_US | NE | Internal | Summer | B2 | 25 | 2000 | 887.98 | 69.49 | 76.49 | 7 | 0
2025 | MAPP_US_2_NE | MAPP_US | NE | Internal | Summer | B3 | 75 | 2000 | 1051.19 | 66.58 | 73.58 | 7 | 0
2025 | MAPP_US_2_NE | MAPP_US | NE | Internal | Summer | B4 | 100 | 2000 | 1488.98 | 65.42 | 72.42 | 7 | 0
2025 | MAPP_US_2_NE | MAPP_US | NE | Internal | Summer | B5 | 200 | 2000 | 1541.63 | 63.98 | 70.98 | 7 | 0
2025 | MAPP_US_2_NE | MAPP_US | NE | Internal | Summer | B6 | 300 | 2000 | 870.7 | 55.46 | 62.46 | 7 | 0
2025 | MAPP_US_2_NE | MAPP_US | NE | Internal | Summer | B7 | 400 | 2000 | 1488.74 | 45.82 | 52.82 | 7 | 0
2025 | MAPP_US_2_NE | MAPP_US | NE | Internal | Summer | B8 | 500 | 2000 | 1437.9 | 36.35 | 43.35 | 7 | 0
2025 | MAPP_US_2_NE | MAPP_US | NE | Internal | Summer | B9 | 800 | 2000 | 858.81 | 36.35 | 43.35 | 7 | 0
2025 | MAPP_US_2_NE | MAPP_US | NE | Internal | Summer | B10 | 1262 | 2000 | 340.37 | 33.11 | 40.11 | 7 | 0
2025 | MAPP_US_2_NE | MAPP_US | NE | Internal | Winter | B16 | 25 | 2000 | 879.41 | 63.26 | 70.26 | 7 | 0
2025 | MAPP_US_2_NE | MAPP_US | NE | Internal | Winter | B17 | 100 | 2000 | 0 | 47.13 | 50 | 7 | 0
2025 | MAPP_US_2_NE | MAPP_US | NE | Internal | Winter | B18 | 400 | 2000 | 0 | 42.57 | 48.24 | 7 | 0
2025 | MAPP_US_2_NE | MAPP_US | NE | Internal | Winter | B19 | 700 | 2000 | 0 | 42.57 | 47.81 | 7 | 0
2025 | MAPP_US_2_NE | MAPP_US | NE | Internal | Winter | B20 | 935 | 2000 | 109.25 | 38.1 | 45.1 | 7 | 0
2025 | MARITIMES_2_NEISO | MARITIMES | NEISO | Internal | Shoulder | B11 | 25 | 99999 | 1400 | 40.75 | 40.76 | 0.01 | 0
2025 | MARITIMES_2_NEISO | MARITIMES | NEISO | Internal | Shoulder | B12 | 200 | 99999 | 1400 | 40.75 | 40.76 | 0.01 | 0
2025 | MARITIMES_2_NEISO | MARITIMES | NEISO | Internal | Shoulder | B13 | 600 | 99999 | 1400 | 40.75 | 40.76 | 0.01 | 0
2025 | MARITIMES_2_NEISO | MARITIMES | NEISO | Internal | Shoulder | B14 | 900 | 99999 | 1400 | 40.75 | 40.76 | 0.01 | 0
2025 | MARITIMES_2_NEISO | MARITIMES | NEISO | Internal | Shoulder | B15 | 1203 | 99999 | 426.43 | 40.75 | 40.76 | 0.01 | 0
2025 | MARITIMES_2_NEISO | MARITIMES | NEISO | Internal | Summer | B1 | 10 | 99999 | 1400.09 | 91.11 | 91.12 | 0.01 | 0
2025 | MARITIMES_2_NEISO | MARITIMES | NEISO | Internal | Summer | B2 | 25 | 99999 | 1400 | 75.59 | 75.6 | 0.01 | 0
2025 | MARITIMES_2_NEISO | MARITIMES | NEISO | Internal | Summer | B3 | 75 | 99999 | 1400 | 55.64 | 55.66 | 0.01 | 0
2025 | MARITIMES_2_NEISO | MARITIMES | NEISO | Internal | Summer | B4 | 100 | 99999 | 1400 | 52.63 | 52.64 | 0.01 | 0
2025 | MARITIMES_2_NEISO | MARITIMES | NEISO | Internal | Summer | B5 | 200 | 99999 | 1400 | 44.13 | 44.14 | 0.01 | 0
2025 | MARITIMES_2_NEISO | MARITIMES | NEISO | Internal | Summer | B6 | 300 | 99999 | 1400 | 41.41 | 41.42 | 0.01 | 0
2025 | MARITIMES_2_NEISO | MARITIMES | NEISO | Internal | Summer | B7 | 400 | 99999 | 1400 | 37.69 | 37.7 | 0.01 | 0
2025 | MARITIMES_2_NEISO | MARITIMES | NEISO | Internal | Summer | B8 | 500 | 99999 | 1400 | 37.69 | 37.7 | 0.01 | 0
2025 | MARITIMES_2_NEISO | MARITIMES | NEISO | Internal | Summer | B9 | 800 | 99999 | 1400 | 37.69 | 37.7 | 0.01 | 0
2025 | MARITIMES_2_NEISO | MARITIMES | NEISO | Internal | Summer | B10 | 1262 | 99999 | 236.13 | 37.69 | 37.7 | 0.01 | 0
2025 | MARITIMES_2_NEISO | MARITIMES | NEISO | Internal | Winter | B16 | 25 | 99999 | 1400 | 50.2 | 50.21 | 0.01 | 0
2025 | MARITIMES_2_NEISO | MARITIMES | NEISO | Internal | Winter | B17 | 100 | 99999 | 1400 | 50.2 | 50.21 | 0.01 | 0
2025 | MARITIMES_2_NEISO | MARITIMES | NEISO | Internal | Winter | B18 | 400 | 99999 | 1400 | 50.2 | 50.21 | 0.01 | 0
2025 | MARITIMES_2_NEISO | MARITIMES | NEISO | Internal | Winter | B19 | 700 | 99999 | 1400 | 50.2 | 50.21 | 0.01 | 0
2025 | MARITIMES_2_NEISO | MARITIMES | NEISO | Internal | Winter | B20 | 935 | 99999 | 475.94 | 50.2 | 50.21 | 0.01 | 0
2025 | MISO_IN_2_MISO_MI | MISO_IN | MISO_MI | Internal | Shoulder | B11 | 25 | 5000 | 0.32 | 61.88 | 61.87 | 0.01 | 0
2025 | MISO_IN_2_MISO_MI | MISO_IN | MISO_MI | Internal | Shoulder | B12 | 200 | 5000 | 2348.12 | 50.93 | 50.94 | 0.01 | 0
2025 | MISO_IN_2_MISO_MI | MISO_IN | MISO_MI | Internal | Shoulder | B13 | 600 | 5000 | 3665.83 | 46.57 | 46.58 | 0.01 | 0
2025 | MISO_IN_2_MISO_MI | MISO_IN | MISO_MI | Internal | Shoulder | B14 | 900 | 5000 | 4169.91 | 44.12 | 44.14 | 0.01 | 0
2025 | MISO_IN_2_MISO_MI | MISO_IN | MISO_MI | Internal | Shoulder | B15 | 1203 | 5000 | 3604.62 | 41.11 | 41.12 | 0.01 | 0
2025 | MISO_IN_2_MISO_MI | MISO_IN | MISO_MI | Internal | Summer | B1 | 10 | 5000 | 1272.39 | 87.56 | 87.57 | 0.01 | 0
2025 | MISO_IN_2_MISO_MI | MISO_IN | MISO_MI | Internal | Summer | B2 | 25 | 5000 | 447.7 | 72.59 | 72.6 | 0.01 | 0
2025 | MISO_IN_2_MISO_MI | MISO_IN | MISO_MI | Internal | Summer | B3 | 75 | 5000 | 438.08 | 68.89 | 68.9 | 0.01 | 0
2025 | MISO_IN_2_MISO_MI | MISO_IN | MISO_MI | Internal | Summer | B4 | 100 | 5000 | 0.09 | 67.77 | 67.76 | 0.01 | 0
2025 | MISO_IN_2_MISO_MI | MISO_IN | MISO_MI | Internal | Summer | B5 | 200 | 5000 | 291.15 | 64.1 | 64.11 | 0.01 | 0
2025 | MISO_IN_2_MISO_MI | MISO_IN | MISO_MI | Internal | Summer | B6 | 300 | 5000 | 0.03 | 53.91 | 53.89 | 0.01 | 0
2025 | MISO_IN_2_MISO_MI | MISO_IN | MISO_MI | Internal | Summer | B7 | 400 | 5000 | 3762.82 | 44.82 | 44.83 | 0.01 | 0
2025 | MISO_IN_2_MISO_MI | MISO_IN | MISO_MI | Internal | Summer | B8 | 500 | 5000 | 3947.9 | 41.11 | 41.12 | 0.01 | 0
2025 | MISO_IN_2_MISO_MI | MISO_IN | MISO_MI | Internal | Summer | B9 | 800 | 5000 | 4655.89 | 40.09 | 40.1 | 0.01 | 0
2025 | MISO_IN_2_MISO_MI | MISO_IN | MISO_MI | Internal | Summer | B10 | 1262 | 5000 | 5000 | 37.56 | 38.64 | 0.01 | 1.06
2025 | MISO_IN_2_MISO_MI | MISO_IN | MISO_MI | Internal | Winter | B16 | 25 | 5000 | 15.6 | 70.26 | 70.27 | 0.01 | 0
2025 | MISO_IN_2_MISO_MI | MISO_IN | MISO_MI | Internal | Winter | B17 | 100 | 5000 | 1320.72 | 54.13 | 54.15 | 0.01 | 0
2025 | MISO_IN_2_MISO_MI | MISO_IN | MISO_MI | Internal | Winter | B18 | 400 | 5000 | 3547.19 | 47.17 | 47.19 | 0.01 | 0
2025 | MISO_IN_2_MISO_MI | MISO_IN | MISO_MI | Internal | Winter | B19 | 700 | 5000 | 3872.6 | 43.68 | 43.69 | 0.01 | 0
2025 | MISO_IN_2_MISO_MI | MISO_IN | MISO_MI | Internal | Winter | B20 | 935 | 5000 | 1719.09 | 41.23 | 41.25 | 0.01 | 0
2025 | MISO_IN_2_MISO_MO-IL | MISO_IN | MISO_MO-IL | Internal | Shoulder | B11 | 25 | 5000 | 4999.97 | 61.88 | 62.09 | 0.01 | 0.2
2025 | MISO_IN_2_MISO_MO-IL | MISO_IN | MISO_MO-IL | Internal | Shoulder | B12 | 200 | 5000 | 2037.65 | 50.93 | 50.94 | 0.01 | 0
2025 | MISO_IN_2_MISO_MO-IL | MISO_IN | MISO_MO-IL | Internal | Shoulder | B13 | 600 | 5000 | 1888.32 | 46.57 | 46.58 | 0.01 | 0
2025 | MISO_IN_2_MISO_MO-IL | MISO_IN | MISO_MO-IL | Internal | Shoulder | B14 | 900 | 5000 | 1779.61 | 44.12 | 44.14 | 0.01 | 0
2025 | MISO_IN_2_MISO_MO-IL | MISO_IN | MISO_MO-IL | Internal | Shoulder | B15 | 1203 | 5000 | 2240.3 | 41.11 | 41.12 | 0.01 | 0
2025 | MISO_IN_2_MISO_MO-IL | MISO_IN | MISO_MO-IL | Internal | Summer | B1 | 10 | 5000 | 2534.36 | 87.56 | 87.57 | 0.01 | 0
2025 | MISO_IN_2_MISO_MO-IL | MISO_IN | MISO_MO-IL | Internal | Summer | B2 | 25 | 5000 | 3145.31 | 72.59 | 72.6 | 0.01 | 0
2025 | MISO_IN_2_MISO_MO-IL | MISO_IN | MISO_MO-IL | Internal | Summer | B3 | 75 | 5000 | 2664.32 | 68.89 | 68.9 | 0.01 | 0
2025 | MISO_IN_2_MISO_MO-IL | MISO_IN | MISO_MO-IL | Internal | Summer | B4 | 100 | 5000 | 4010.35 | 67.77 | 67.79 | 0.01 | 0
2025 | MISO_IN_2_MISO_MO-IL | MISO_IN | MISO_MO-IL | Internal | Summer | B5 | 200 | 5000 | 2901.97 | 64.1 | 64.11 | 0.01 | 0
2025 | MISO_IN_2_MISO_MO-IL | MISO_IN | MISO_MO-IL | Internal | Summer | B6 | 300 | 5000 | 5000 | 53.91 | 54.48 | 0.01 | 0.56
2025 | MISO_IN_2_MISO_MO-IL | MISO_IN | MISO_MO-IL | Internal | Summer | B7 | 400 | 5000 | 3073.37 | 44.82 | 44.83 | 0.01 | 0
2025 | MISO_IN_2_MISO_MO-IL | MISO_IN | MISO_MO-IL | Internal | Summer | B8 | 500 | 5000 | 2815.87 | 41.11 | 41.12 | 0.01 | 0
2025 | MISO_IN_2_MISO_MO-IL | MISO_IN | MISO_MO-IL | Internal | Summer | B9 | 800 | 5000 | 2440.09 | 40.09 | 40.1 | 0.01 | 0
2025 | MISO_IN_2_MISO_MO-IL | MISO_IN | MISO_MO-IL | Internal | Summer | B10 | 1262 | 5000 | 0 | 37.56 | 37.55 | 0.01 | 0
2025 | MISO_IN_2_MISO_MO-IL | MISO_IN | MISO_MO-IL | Internal | Winter | B16 | 25 | 5000 | 61.53 | 70.26 | 70.27 | 0.01 | 0
2025 | MISO_IN_2_MISO_MO-IL | MISO_IN | MISO_MO-IL | Internal | Winter | B17 | 100 | 5000 | 265.57 | 54.13 | 54.15 | 0.01 | 0
2025 | MISO_IN_2_MISO_MO-IL | MISO_IN | MISO_MO-IL | Internal | Winter | B18 | 400 | 5000 | 734.73 | 47.17 | 47.19 | 0.01 | 0
2025 | MISO_IN_2_MISO_MO-IL | MISO_IN | MISO_MO-IL | Internal | Winter | B19 | 700 | 5000 | 290.76 | 43.68 | 43.69 | 0.01 | 0
2025 | MISO_IN_2_MISO_MO-IL | MISO_IN | MISO_MO-IL | Internal | Winter | B20 | 935 | 5000 | 0 | 41.23 | 41.12 | 0.01 | 0
2025 | MISO_IN_2_NonRTO_Midwest | MISO_IN | NonRTO_Midwest | Internal | Shoulder | B11 | 25 | 4800 | 1238.3 | 61.88 | 69.88 | 8 | 0
2025 | MISO_IN_2_NonRTO_Midwest | MISO_IN | NonRTO_Midwest | Internal | Shoulder | B12 | 200 | 4800 | 599.61 | 50.93 | 58.93 | 8 | 0
2025 | MISO_IN_2_NonRTO_Midwest | MISO_IN | NonRTO_Midwest | Internal | Shoulder | B13 | 600 | 4800 | 0 | 46.57 | 52.67 | 8 | 0
2025 | MISO_IN_2_NonRTO_Midwest | MISO_IN | NonRTO_Midwest | Internal | Shoulder | B14 | 900 | 4800 | 0 | 44.12 | 42.89 | 8 | 0
2025 | MISO_IN_2_NonRTO_Midwest | MISO_IN | NonRTO_Midwest | Internal | Shoulder | B15 | 1203 | 4800 | 0 | 41.11 | 42.89 | 8 | 0
2025 | MISO_IN_2_NonRTO_Midwest | MISO_IN | NonRTO_Midwest | Internal | Summer | B1 | 10 | 4800 | 0 | 87.56 | 79.56 | 8 | 0
2025 | MISO_IN_2_NonRTO_Midwest | MISO_IN | NonRTO_Midwest | Internal | Summer | B2 | 25 | 4800 | 0 | 72.59 | 75.83 | 8 | 0
2025 | MISO_IN_2_NonRTO_Midwest | MISO_IN | NonRTO_Midwest | Internal | Summer | B3 | 75 | 4800 | 0 | 68.89 | 75.83 | 8 | 0
2025 | MISO_IN_2_NonRTO_Midwest | MISO_IN | NonRTO_Midwest | Internal | Summer | B4 | 100 | 4800 | 1036.51 | 67.77 | 75.77 | 8 | 0
2025 | MISO_IN_2_NonRTO_Midwest | MISO_IN | NonRTO_Midwest | Internal | Summer | B5 | 200 | 4800 | 1345.71 | 64.1 | 72.1 | 8 | 0
2025 | MISO_IN_2_NonRTO_Midwest | MISO_IN | NonRTO_Midwest | Internal | Summer | B6 | 300 | 4800 | 735.83 | 53.91 | 61.91 | 8 | 0
2025 | MISO_IN_2_NonRTO_Midwest | MISO_IN | NonRTO_Midwest | Internal | Summer | B7 | 400 | 4800 | 0 | 44.82 | 49.94 | 8 | 0
2025 | MISO_IN_2_NonRTO_Midwest | MISO_IN | NonRTO_Midwest | Internal | Summer | B8 | 500 | 4800 | 0 | 41.11 | 41.51 | 8 | 0
2025 | MISO_IN_2_NonRTO_Midwest | MISO_IN | NonRTO_Midwest | Internal | Summer | B9 | 800 | 4800 | 0 | 40.09 | 41.51 | 8 | 0
2025 | MISO_IN_2_NonRTO_Midwest | MISO_IN | NonRTO_Midwest | Internal | Summer | B10 | 1262 | 4800 | 0 | 37.56 | 37.13 | 8 | 0
2025 | MISO_IN_2_NonRTO_Midwest | MISO_IN | NonRTO_Midwest | Internal | Winter | B16 | 25 | 4800 | 2800.37 | 70.26 | 78.26 | 8 | 0
2025 | MISO_IN_2_NonRTO_Midwest | MISO_IN | NonRTO_Midwest | Internal | Winter | B17 | 100 | 4800 | 1416.29 | 54.13 | 62.13 | 8 | 0
2025 | MISO_IN_2_NonRTO_Midwest | MISO_IN | NonRTO_Midwest | Internal | Winter | B18 | 400 | 4800 | 428.87 | 47.17 | 55.17 | 8 | 0
2025 | MISO_IN_2_NonRTO_Midwest | MISO_IN | NonRTO_Midwest | Internal | Winter | B19 | 700 | 4800 | 0 | 43.68 | 45.52 | 8 | 0
2025 | MISO_IN_2_NonRTO_Midwest | MISO_IN | NonRTO_Midwest | Internal | Winter | B20 | 935 | 4800 | 0 | 41.23 | 40.37 | 8 | 0
2025 | MISO_IN_2_PJM_ROR | MISO_IN | PJM_ROR | Internal | Shoulder | B11 | 25 | 992 | 0 | 61.88 | 59.87 | 2 | 0
2025 | MISO_IN_2_PJM_ROR | MISO_IN | PJM_ROR | Internal | Shoulder | B12 | 200 | 992 | 0 | 50.93 | 52.17 | 2 | 0
2025 | MISO_IN_2_PJM_ROR | MISO_IN | PJM_ROR | Internal | Shoulder | B13 | 600 | 992 | 0 | 46.57 | 46.12 | 2 | 0
2025 | MISO_IN_2_PJM_ROR | MISO_IN | PJM_ROR | Internal | Shoulder | B14 | 900 | 992 | 0 | 44.12 | 43.84 | 2 | 0
2025 | MISO_IN_2_PJM_ROR | MISO_IN | PJM_ROR | Internal | Shoulder | B15 | 1203 | 992 | 0 | 41.11 | 40.13 | 2 | 0
2025 | MISO_IN_2_PJM_ROR | MISO_IN | PJM_ROR | Internal | Summer | B1 | 10 | 992 | 990.37 | 87.56 | 89.57 | 2 | 0.01
2025 | MISO_IN_2_PJM_ROR | MISO_IN | PJM_ROR | Internal | Summer | B2 | 25 | 992 | 991.33 | 72.59 | 74.6 | 2 | 0.01
2025 | MISO_IN_2_PJM_ROR | MISO_IN | PJM_ROR | Internal | Summer | B3 | 75 | 992 | 0 | 68.89 | 68.43 | 2 | 0
2025 | MISO_IN_2_PJM_ROR | MISO_IN | PJM_ROR | Internal | Summer | B4 | 100 | 992 | 0 | 67.77 | 68.12 | 2 | 0
2025 | MISO_IN_2_PJM_ROR | MISO_IN | PJM_ROR | Internal | Summer | B5 | 200 | 992 | 0 | 64.1 | 62.11 | 2 | 0
2025 | MISO_IN_2_PJM_ROR | MISO_IN | PJM_ROR | Internal | Summer | B6 | 300 | 992 | 0 | 53.91 | 53.45 | 2 | 0
2025 | MISO_IN_2_PJM_ROR | MISO_IN | PJM_ROR | Internal | Summer | B7 | 400 | 992 | 0 | 44.82 | 44.49 | 2 | 0
2025 | MISO_IN_2_PJM_ROR | MISO_IN | PJM_ROR | Internal | Summer | B8 | 500 | 992 | 0 | 41.11 | 41.41 | 2 | 0
2025 | MISO_IN_2_PJM_ROR | MISO_IN | PJM_ROR | Internal | Summer | B9 | 800 | 992 | 0 | 40.09 | 38.61 | 2 | 0
2025 | MISO_IN_2_PJM_ROR | MISO_IN | PJM_ROR | Internal | Summer | B10 | 1262 | 992 | 0 | 37.56 | 37.36 | 2 | 0
2025 | MISO_IN_2_PJM_ROR | MISO_IN | PJM_ROR | Internal | Winter | B16 | 25 | 992 | 65.18 | 70.26 | 72.26 | 2 | 0
2025 | MISO_IN_2_PJM_ROR | MISO_IN | PJM_ROR | Internal | Winter | B17 | 100 | 992 | 991.83 | 54.13 | 56.15 | 2 | 0.01
2025 | MISO_IN_2_PJM_ROR | MISO_IN | PJM_ROR | Internal | Winter | B18 | 400 | 992 | 46.21 | 47.17 | 49.17 | 2 | 0
2025 | MISO_IN_2_PJM_ROR | MISO_IN | PJM_ROR | Internal | Winter | B19 | 700 | 992 | 0 | 43.68 | 45.05 | 2 | 0
2025 | MISO_IN_2_PJM_ROR | MISO_IN | PJM_ROR | Internal | Winter | B20 | 935 | 992 | 0 | 41.23 | 41.57 | 2 | 0
2025 | MISO_MI_2_IESO | MISO_MI | IESO | Internal | Shoulder | B11 | 25 | 1580 | 0 | 61.87 | 42.35 | 8 | 0
2025 | MISO_MI_2_IESO | MISO_MI | IESO | Internal | Shoulder | B12 | 200 | 1580 | 0 | 50.94 | 42.35 | 8 | 0
2025 | MISO_MI_2_IESO | MISO_MI | IESO | Internal | Shoulder | B13 | 600 | 1580 | 0 | 46.58 | 39.58 | 8 | 0
2025 | MISO_MI_2_IESO | MISO_MI | IESO | Internal | Shoulder | B14 | 900 | 1580 | 0 | 44.14 | 39.39 | 8 | 0
2025 | MISO_MI_2_IESO | MISO_MI | IESO | Internal | Shoulder | B15 | 1203 | 1580 | 0 | 41.12 | 39.39 | 8 | 0
2025 | MISO_MI_2_IESO | MISO_MI | IESO | Internal | Summer | B1 | 10 | 1580 | 0 | 87.57 | 80.57 | 8 | 0
2025 | MISO_MI_2_IESO | MISO_MI | IESO | Internal | Summer | B2 | 25 | 1580 | 0 | 72.6 | 65.6 | 8 | 0
2025 | MISO_MI_2_IESO | MISO_MI | IESO | Internal | Summer | B3 | 75 | 1580 | 0 | 68.9 | 51.63 | 8 | 0
2025 | MISO_MI_2_IESO | MISO_MI | IESO | Internal | Summer | B4 | 100 | 1580 | 0 | 67.76 | 44.65 | 8 | 0
2025 | MISO_MI_2_IESO | MISO_MI | IESO | Internal | Summer | B5 | 200 | 1580 | 0 | 64.11 | 44.65 | 8 | 0
2025 | MISO_MI_2_IESO | MISO_MI | IESO | Internal | Summer | B6 | 300 | 1580 | 0 | 53.89 | 41.41 | 8 | 0
2025 | MISO_MI_2_IESO | MISO_MI | IESO | Internal | Summer | B7 | 400 | 1580 | 0 | 44.83 | 38.31 | 8 | 0
2025 | MISO_MI_2_IESO | MISO_MI | IESO | Internal | Summer | B8 | 500 | 1580 | 0 | 41.12 | 38.31 | 8 | 0
2025 | MISO_MI_2_IESO | MISO_MI | IESO | Internal | Summer | B9 | 800 | 1580 | 0 | 40.1 | 38.31 | 8 | 0
2025 | MISO_MI_2_IESO | MISO_MI | IESO | Internal | Summer | B10 | 1262 | 1580 | 0 | 38.64 | 38.31 | 8 | 0
2025 | MISO_MI_2_IESO | MISO_MI | IESO | Internal | Winter | B16 | 25 | 1580 | 0 | 70.27 | 44.64 | 8 | 0
2025 | MISO_MI_2_IESO | MISO_MI | IESO | Internal | Winter | B17 | 100 | 1580 | 0 | 54.15 | 44.64 | 8 | 0
2025 | MISO_MI_2_IESO | MISO_MI | IESO | Internal | Winter | B18 | 400 | 1580 | 0 | 47.19 | 43.45 | 8 | 0
2025 | MISO_MI_2_IESO | MISO_MI | IESO | Internal | Winter | B19 | 700 | 1580 | 0 | 43.69 | 43.45 | 8 | 0
2025 | MISO_MI_2_IESO | MISO_MI | IESO | Internal | Winter | B20 | 935 | 1580 | 0 | 41.25 | 43.45 | 8 | 0
2025 | MISO_MI_2_MISO_IN | MISO_MI | MISO_IN | Internal | Shoulder | B11 | 25 | 2045 | 1212.32 | 61.87 | 61.88 | 0.01 | 0
2025 | MISO_MI_2_MISO_IN | MISO_MI | MISO_IN | Internal | Shoulder | B12 | 200 | 2045 | 0.04 | 50.94 | 50.93 | 0.01 | 0
2025 | MISO_MI_2_MISO_IN | MISO_MI | MISO_IN | Internal | Shoulder | B13 | 600 | 2045 | 0.01 | 46.58 | 46.57 | 0.01 | 0
2025 | MISO_MI_2_MISO_IN | MISO_MI | MISO_IN | Internal | Shoulder | B14 | 900 | 2045 | 0 | 44.14 | 44.12 | 0.01 | 0
2025 | MISO_MI_2_MISO_IN | MISO_MI | MISO_IN | Internal | Shoulder | B15 | 1203 | 2045 | 0 | 41.12 | 41.11 | 0.01 | 0
2025 | MISO_MI_2_MISO_IN | MISO_MI | MISO_IN | Internal | Summer | B1 | 10 | 2045 | 0.8 | 87.57 | 87.56 | 0.01 | 0
2025 | MISO_MI_2_MISO_IN | MISO_MI | MISO_IN | Internal | Summer | B2 | 25 | 2045 | 0.34 | 72.6 | 72.59 | 0.01 | 0
2025 | MISO_MI_2_MISO_IN | MISO_MI | MISO_IN | Internal | Summer | B3 | 75 | 2045 | 0.11 | 68.9 | 68.89 | 0.01 | 0
2025 | MISO_MI_2_MISO_IN | MISO_MI | MISO_IN | Internal | Summer | B4 | 100 | 2045 | 919.84 | 67.76 | 67.77 | 0.01 | 0
2025 | MISO_MI_2_MISO_IN | MISO_MI | MISO_IN | Internal | Summer | B5 | 200 | 2045 | 0.04 | 64.11 | 64.1 | 0.01 | 0
2025 | MISO_MI_2_MISO_IN | MISO_MI | MISO_IN | Internal | Summer | B6 | 300 | 2045 | 35.5 | 53.89 | 53.91 | 0.01 | 0
2025 | MISO_MI_2_MISO_IN | MISO_MI | MISO_IN | Internal | Summer | B7 | 400 | 2045 | 0.02 | 44.83 | 44.82 | 0.01 | 0
2025 | MISO_MI_2_MISO_IN | MISO_MI | MISO_IN | Internal | Summer | B8 | 500 | 2045 | 0.02 | 41.12 | 41.11 | 0.01 | 0
2025 | MISO_MI_2_MISO_IN | MISO_MI | MISO_IN | Internal | Summer | B9 | 800 | 2045 | 0.01 | 40.1 | 40.09 | 0.01 | 0
2025 | MISO_MI_2_MISO_IN | MISO_MI | MISO_IN | Internal | Summer | B10 | 1262 | 2045 | 0 | 38.64 | 37.56 | 0.01 | 0
2025 | MISO_MI_2_MISO_IN | MISO_MI | MISO_IN | Internal | Winter | B16 | 25 | 2045 | 0.37 | 70.27 | 70.26 | 0.01 | 0
2025 | MISO_MI_2_MISO_IN | MISO_MI | MISO_IN | Internal | Winter | B17 | 100 | 2045 | 0.08 | 54.15 | 54.13 | 0.01 | 0
2025 | MISO_MI_2_MISO_IN | MISO_MI | MISO_IN | Internal | Winter | B18 | 400 | 2045 | 0.02 | 47.19 | 47.17 | 0.01 | 0
2025 | MISO_MI_2_MISO_IN | MISO_MI | MISO_IN | Internal | Winter | B19 | 700 | 2045 | 0.01 | 43.69 | 43.68 | 0.01 | 0
2025 | MISO_MI_2_MISO_IN | MISO_MI | MISO_IN | Internal | Winter | B20 | 935 | 2045 | 0 | 41.25 | 41.23 | 0.01 | 0
2025 | MISO_MI_2_MISO_WUMS | MISO_MI | MISO_WUMS | Internal | Shoulder | B11 | 25 | 117 | 0.52 | 61.87 | 61.87 | 0.01 | 0
2025 | MISO_MI_2_MISO_WUMS | MISO_MI | MISO_WUMS | Internal | Shoulder | B12 | 200 | 117 | 0.03 | 50.94 | 50.92 | 0.01 | 0
2025 | MISO_MI_2_MISO_WUMS | MISO_MI | MISO_WUMS | Internal | Shoulder | B13 | 600 | 117 | 0 | 46.58 | 44.12 | 0.01 | 0
2025 | MISO_MI_2_MISO_WUMS | MISO_MI | MISO_WUMS | Internal | Shoulder | B14 | 900 | 117 | 0 | 44.14 | 42.37 | 0.01 | 0
2025 | MISO_MI_2_MISO_WUMS | MISO_MI | MISO_WUMS | Internal | Shoulder | B15 | 1203 | 117 | 0.01 | 41.12 | 41.12 | 0.01 | 0
2025 | MISO_MI_2_MISO_WUMS | MISO_MI | MISO_WUMS | Internal | Summer | B1 | 10 | 117 | 0 | 87.57 | 66.56 | 0.01 | 0
2025 | MISO_MI_2_MISO_WUMS | MISO_MI | MISO_WUMS | Internal | Summer | B2 | 25 | 117 | 0 | 72.6 | 66.56 | 0.01 | 0
2025 | MISO_MI_2_MISO_WUMS | MISO_MI | MISO_WUMS | Internal | Summer | B3 | 75 | 117 | 0 | 68.9 | 66.56 | 0.01 | 0
2025 | MISO_MI_2_MISO_WUMS | MISO_MI | MISO_WUMS | Internal | Summer | B4 | 100 | 117 | 0 | 67.76 | 66.56 | 0.01 | 0
2025 | MISO_MI_2_MISO_WUMS | MISO_MI | MISO_WUMS | Internal | Summer | B5 | 200 | 117 | 0.08 | 64.11 | 64.11 | 0.01 | 0
2025 | MISO_MI_2_MISO_WUMS | MISO_MI | MISO_WUMS | Internal | Summer | B6 | 300 | 117 | 0 | 53.89 | 51.45 | 0.01 | 0
2025 | MISO_MI_2_MISO_WUMS | MISO_MI | MISO_WUMS | Internal | Summer | B7 | 400 | 117 | 0 | 44.83 | 42.49 | 0.01 | 0
2025 | MISO_MI_2_MISO_WUMS | MISO_MI | MISO_WUMS | Internal | Summer | B8 | 500 | 117 | 0 | 41.12 | 40.11 | 0.01 | 0
2025 | MISO_MI_2_MISO_WUMS | MISO_MI | MISO_WUMS | Internal | Summer | B9 | 800 | 117 | 0.11 | 40.1 | 40.11 | 0.01 | 0
2025 | MISO_MI_2_MISO_WUMS | MISO_MI | MISO_WUMS | Internal | Summer | B10 | 1262 | 117 | 0 | 38.64 | 37.53 | 0.01 | 0
2025 | MISO_MI_2_MISO_WUMS | MISO_MI | MISO_WUMS | Internal | Winter | B16 | 25 | 117 | 0.31 | 70.27 | 70.26 | 0.01 | 0
2025 | MISO_MI_2_MISO_WUMS | MISO_MI | MISO_WUMS | Internal | Winter | B17 | 100 | 117 | 0.15 | 54.15 | 54.15 | 0.01 | 0
2025 | MISO_MI_2_MISO_WUMS | MISO_MI | MISO_WUMS | Internal | Winter | B18 | 400 | 117 | 117 | 47.19 | 47.34 | 0.01 | 0.14
2025 | MISO_MI_2_MISO_WUMS | MISO_MI | MISO_WUMS | Internal | Winter | B19 | 700 | 117 | 117 | 43.69 | 44.16 | 0.01 | 0.46
2025 | MISO_MI_2_MISO_WUMS | MISO_MI | MISO_WUMS | Internal | Winter | B20 | 935 | 117 | 0 | 41.25 | 41.09 | 0.01 | 0
2025 | MISO_MI_2_PJM_ROR | MISO_MI | PJM_ROR | Internal | Shoulder | B11 | 25 | 1424 | 0 | 61.87 | 59.87 | 2 | 0
2025 | MISO_MI_2_PJM_ROR | MISO_MI | PJM_ROR | Internal | Shoulder | B12 | 200 | 1424 | 0 | 50.94 | 52.17 | 2 | 0
2025 | MISO_MI_2_PJM_ROR | MISO_MI | PJM_ROR | Internal | Shoulder | B13 | 600 | 1424 | 0 | 46.58 | 46.12 | 2 | 0
2025 | MISO_MI_2_PJM_ROR | MISO_MI | PJM_ROR | Internal | Shoulder | B14 | 900 | 1424 | 0 | 44.14 | 43.84 | 2 | 0
2025 | MISO_MI_2_PJM_ROR | MISO_MI | PJM_ROR | Internal | Shoulder | B15 | 1203 | 1424 | 0 | 41.12 | 40.13 | 2 | 0
2025 | MISO_MI_2_PJM_ROR | MISO_MI | PJM_ROR | Internal | Summer | B1 | 10 | 1424 | 275.59 | 87.57 | 89.57 | 2 | 0
2025 | MISO_MI_2_PJM_ROR | MISO_MI | PJM_ROR | Internal | Summer | B2 | 25 | 1424 | 542.72 | 72.6 | 74.6 | 2 | 0
2025 | MISO_MI_2_PJM_ROR | MISO_MI | PJM_ROR | Internal | Summer | B3 | 75 | 1424 | 0 | 68.9 | 68.43 | 2 | 0
2025 | MISO_MI_2_PJM_ROR | MISO_MI | PJM_ROR | Internal | Summer | B4 | 100 | 1424 | 0 | 67.76 | 68.12 | 2 | 0
2025 | MISO_MI_2_PJM_ROR | MISO_MI | PJM_ROR | Internal | Summer | B5 | 200 | 1424 | 0 | 64.11 | 62.11 | 2 | 0
2025 | MISO_MI_2_PJM_ROR | MISO_MI | PJM_ROR | Internal | Summer | B6 | 300 | 1424 | 0 | 53.89 | 53.45 | 2 | 0
2025 | MISO_MI_2_PJM_ROR | MISO_MI | PJM_ROR | Internal | Summer | B7 | 400 | 1424 | 0 | 44.83 | 44.49 | 2 | 0
2025 | MISO_MI_2_PJM_ROR | MISO_MI | PJM_ROR | Internal | Summer | B8 | 500 | 1424 | 0 | 41.12 | 41.41 | 2 | 0
2025 | MISO_MI_2_PJM_ROR | MISO_MI | PJM_ROR | Internal | Summer | B9 | 800 | 1424 | 0 | 40.1 | 38.61 | 2 | 0
2025 | MISO_MI_2_PJM_ROR | MISO_MI | PJM_ROR | Internal | Summer | B10 | 1262 | 1424 | 0 | 38.64 | 37.36 | 2 | 0
2025 | MISO_MI_2_PJM_ROR | MISO_MI | PJM_ROR | Internal | Winter | B16 | 25 | 1424 | 0.6 | 70.27 | 72.26 | 2 | 0
2025 | MISO_MI_2_PJM_ROR | MISO_MI | PJM_ROR | Internal | Winter | B17 | 100 | 1424 | 345.88 | 54.15 | 56.15 | 2 | 0
2025 | MISO_MI_2_PJM_ROR | MISO_MI | PJM_ROR | Internal | Winter | B18 | 400 | 1424 | 0.04 | 47.19 | 49.17 | 2 | 0
2025 | MISO_MI_2_PJM_ROR | MISO_MI | PJM_ROR | Internal | Winter | B19 | 700 | 1424 | 0 | 43.69 | 45.05 | 2 | 0
2025 | MISO_MI_2_PJM_ROR | MISO_MI | PJM_ROR | Internal | Winter | B20 | 935 | 1424 | 0 | 41.25 | 41.57 | 2 | 0
2025 | MISO_MO-IL_2_ENT | MISO_MO-IL | ENT | Internal | Shoulder | B11 | 25 | 2540 | 0.02 | 62.09 | 69.7 | 8 | 0
2025 | MISO_MO-IL_2_ENT | MISO_MO-IL | ENT | Internal | Shoulder | B12 | 200 | 2540 | 0 | 50.94 | 46.83 | 8 | 0
2025 | MISO_MO-IL_2_ENT | MISO_MO-IL | ENT | Internal | Shoulder | B13 | 600 | 2540 | 0 | 46.58 | 46.83 | 8 | 0
2025 | MISO_MO-IL_2_ENT | MISO_MO-IL | ENT | Internal | Shoulder | B14 | 900 | 2540 | 0 | 44.14 | 46.5 | 8 | 0
2025 | MISO_MO-IL_2_ENT | MISO_MO-IL | ENT | Internal | Shoulder | B15 | 1203 | 2540 | 0 | 41.12 | 45.75 | 8 | 0
2025 | MISO_MO-IL_2_ENT | MISO_MO-IL | ENT | Internal | Summer | B1 | 10 | 2540 | 0 | 87.57 | 87.58 | 8 | 0
2025 | MISO_MO-IL_2_ENT | MISO_MO-IL | ENT | Internal | Summer | B2 | 25 | 2540 | 0 | 72.6 | 75.69 | 8 | 0
2025 | MISO_MO-IL_2_ENT | MISO_MO-IL | ENT | Internal | Summer | B3 | 75 | 2540 | 0 | 68.9 | 70.61 | 8 | 0
2025 | MISO_MO-IL_2_ENT | MISO_MO-IL | ENT | Internal | Summer | B4 | 100 | 2540 | 0 | 67.79 | 70.23 | 8 | 0
2025 | MISO_MO-IL_2_ENT | MISO_MO-IL | ENT | Internal | Summer | B5 | 200 | 2540 | 0 | 64.11 | 68.01 | 8 | 0
2025 | MISO_MO-IL_2_ENT | MISO_MO-IL | ENT | Internal | Summer | B6 | 300 | 2540 | 880.62 | 54.48 | 62.48 | 8 | 0
2025 | MISO_MO-IL_2_ENT | MISO_MO-IL | ENT | Internal | Summer | B7 | 400 | 2540 | 0 | 44.83 | 52.66 | 8 | 0
2025 | MISO_MO-IL_2_ENT | MISO_MO-IL | ENT | Internal | Summer | B8 | 500 | 2540 | 0 | 41.12 | 45.36 | 8 | 0
2025 | MISO_MO-IL_2_ENT | MISO_MO-IL | ENT | Internal | Summer | B9 | 800 | 2540 | 0 | 40.1 | 45.36 | 8 | 0
2025 | MISO_MO-IL_2_ENT | MISO_MO-IL | ENT | Internal | Summer | B10 | 1262 | 2540 | 0 | 37.55 | 43.56 | 8 | 0
2025 | MISO_MO-IL_2_ENT | MISO_MO-IL | ENT | Internal | Winter | B16 | 25 | 2540 | 0 | 70.27 | 70.26 | 8 | 0
2025 | MISO_MO-IL_2_ENT | MISO_MO-IL | ENT | Internal | Winter | B17 | 100 | 2540 | 0 | 54.15 | 49.74 | 8 | 0
2025 | MISO_MO-IL_2_ENT | MISO_MO-IL | ENT | Internal | Winter | B18 | 400 | 2540 | 0 | 47.19 | 49.56 | 8 | 0
2025 | MISO_MO-IL_2_ENT | MISO_MO-IL | ENT | Internal | Winter | B19 | 700 | 2540 | 0 | 43.69 | 49.38 | 8 | 0
2025 | MISO_MO-IL_2_ENT | MISO_MO-IL | ENT | Internal | Winter | B20 | 935 | 2540 | 0 | 41.12 | 47.76 | 8 | 0
2025 | MISO_MO-IL_2_MISO_IN | MISO_MO-IL | MISO_IN | Internal | Shoulder | B11 | 25 | 2100 | 0.03 | 62.09 | 61.88 | 0.01 | 0
2025 | MISO_MO-IL_2_MISO_IN | MISO_MO-IL | MISO_IN | Internal | Shoulder | B12 | 200 | 2100 | 0.04 | 50.94 | 50.93 | 0.01 | 0
2025 | MISO_MO-IL_2_MISO_IN | MISO_MO-IL | MISO_IN | Internal | Shoulder | B13 | 600 | 2100 | 0.01 | 46.58 | 46.57 | 0.01 | 0
2025 | MISO_MO-IL_2_MISO_IN | MISO_MO-IL | MISO_IN | Internal | Shoulder | B14 | 900 | 2100 | 0 | 44.14 | 44.12 | 0.01 | 0
2025 | MISO_MO-IL_2_MISO_IN | MISO_MO-IL | MISO_IN | Internal | Shoulder | B15 | 1203 | 2100 | 0 | 41.12 | 41.11 | 0.01 | 0
2025 | MISO_MO-IL_2_MISO_IN | MISO_MO-IL | MISO_IN | Internal | Summer | B1 | 10 | 2100 | 0.78 | 87.57 | 87.56 | 0.01 | 0
2025 | MISO_MO-IL_2_MISO_IN | MISO_MO-IL | MISO_IN | Internal | Summer | B2 | 25 | 2100 | 0.32 | 72.6 | 72.59 | 0.01 | 0
2025 | MISO_MO-IL_2_MISO_IN | MISO_MO-IL | MISO_IN | Internal | Summer | B3 | 75 | 2100 | 0.11 | 68.9 | 68.89 | 0.01 | 0
2025 | MISO_MO-IL_2_MISO_IN | MISO_MO-IL | MISO_IN | Internal | Summer | B4 | 100 | 2100 | 0.08 | 67.79 | 67.77 | 0.01 | 0
2025 | MISO_MO-IL_2_MISO_IN | MISO_MO-IL | MISO_IN | Internal | Summer | B5 | 200 | 2100 | 0.04 | 64.11 | 64.1 | 0.01 | 0
2025 | MISO_MO-IL_2_MISO_IN | MISO_MO-IL | MISO_IN | Internal | Summer | B6 | 300 | 2100 | 0 | 54.48 | 53.91 | 0.01 | 0
2025 | MISO_MO-IL_2_MISO_IN | MISO_MO-IL | MISO_IN | Internal | Summer | B7 | 400 | 2100 | 0.02 | 44.83 | 44.82 | 0.01 | 0
2025 | MISO_MO-IL_2_MISO_IN | MISO_MO-IL | MISO_IN | Internal | Summer | B8 | 500 | 2100 | 0.02 | 41.12 | 41.11 | 0.01 | 0
2025 | MISO_MO-IL_2_MISO_IN | MISO_MO-IL | MISO_IN | Internal | Summer | B9 | 800 | 2100 | 0.01 | 40.1 | 40.09 | 0.01 | 0
2025 | MISO_MO-IL_2_MISO_IN | MISO_MO-IL | MISO_IN | Internal | Summer | B10 | 1262 | 2100 | 318.52 | 37.55 | 37.56 | 0.01 | 0
2025 | MISO_MO-IL_2_MISO_IN | MISO_MO-IL | MISO_IN | Internal | Winter | B16 | 25 | 2100 | 0.44 | 70.27 | 70.26 | 0.01 | 0
2025 | MISO_MO-IL_2_MISO_IN | MISO_MO-IL | MISO_IN | Internal | Winter | B17 | 100 | 2100 | 0.09 | 54.15 | 54.13 | 0.01 | 0
2025 | MISO_MO-IL_2_MISO_IN | MISO_MO-IL | MISO_IN | Internal | Winter | B18 | 400 | 2100 | 0.02 | 47.19 | 47.17 | 0.01 | 0
2025 | MISO_MO-IL_2_MISO_IN | MISO_MO-IL | MISO_IN | Internal | Winter | B19 | 700 | 2100 | 0.01 | 43.69 | 43.68 | 0.01 | 0
2025 | MISO_MO-IL_2_MISO_IN | MISO_MO-IL | MISO_IN | Internal | Winter | B20 | 935 | 2100 | 2100 | 41.12 | 41.23 | 0.01 | 0.11
2025 | MISO_MO-IL_2_MISO_W | MISO_MO-IL | MISO_W | Internal | Shoulder | B11 | 25 | 960 | 960 | 62.09 | 70.08 | 0.01 | 7.98
2025 | MISO_MO-IL_2_MISO_W | MISO_MO-IL | MISO_W | Internal | Shoulder | B12 | 200 | 960 | 0.04 | 50.94 | 50.93 | 0.01 | 0
2025 | MISO_MO-IL_2_MISO_W | MISO_MO-IL | MISO_W | Internal | Shoulder | B13 | 600 | 960 | 279.24 | 46.58 | 46.59 | 0.01 | 0
2025 | MISO_MO-IL_2_MISO_W | MISO_MO-IL | MISO_W | Internal | Shoulder | B14 | 900 | 960 | 608.98 | 44.14 | 44.15 | 0.01 | 0
2025 | MISO_MO-IL_2_MISO_W | MISO_MO-IL | MISO_W | Internal | Shoulder | B15 | 1203 | 960 | 944.43 | 41.12 | 41.13 | 0.01 | 0
2025 | MISO_MO-IL_2_MISO_W | MISO_MO-IL | MISO_W | Internal | Summer | B1 | 10 | 960 | 1.39 | 87.57 | 87.57 | 0.01 | 0
2025 | MISO_MO-IL_2_MISO_W | MISO_MO-IL | MISO_W | Internal | Summer | B2 | 25 | 960 | 960 | 72.6 | 76.49 | 0.01 | 3.88
2025 | MISO_MO-IL_2_MISO_W | MISO_MO-IL | MISO_W | Internal | Summer | B3 | 75 | 960 | 960 | 68.9 | 73.58 | 0.01 | 4.66
2025 | MISO_MO-IL_2_MISO_W | MISO_MO-IL | MISO_W | Internal | Summer | B4 | 100 | 960 | 960 | 67.79 | 71.21 | 0.01 | 3.41
2025 | MISO_MO-IL_2_MISO_W | MISO_MO-IL | MISO_W | Internal | Summer | B5 | 200 | 960 | 960 | 64.11 | 70.2 | 0.01 | 6.07
2025 | MISO_MO-IL_2_MISO_W | MISO_MO-IL | MISO_W | Internal | Summer | B6 | 300 | 960 | 960 | 54.48 | 62.46 | 0.01 | 7.98
2025 | MISO_MO-IL_2_MISO_W | MISO_MO-IL | MISO_W | Internal | Summer | B7 | 400 | 960 | 960 | 44.83 | 45.83 | 0.01 | 0.99
2025 | MISO_MO-IL_2_MISO_W | MISO_MO-IL | MISO_W | Internal | Summer | B8 | 500 | 960 | 521.79 | 41.12 | 41.13 | 0.01 | 0
2025 | MISO_MO-IL_2_MISO_W | MISO_MO-IL | MISO_W | Internal | Summer | B9 | 800 | 960 | 958.59 | 40.1 | 40.12 | 0.01 | 0.01
2025 | MISO_MO-IL_2_MISO_W | MISO_MO-IL | MISO_W | Internal | Summer | B10 | 1262 | 960 | 0 | 37.55 | 37.54 | 0.01 | 0
2025 | MISO_MO-IL_2_MISO_W | MISO_MO-IL | MISO_W | Internal | Winter | B16 | 25 | 960 | 0.32 | 70.27 | 70.26 | 0.01 | 0
2025 | MISO_MO-IL_2_MISO_W | MISO_MO-IL | MISO_W | Internal | Winter | B17 | 100 | 960 | 0.08 | 54.15 | 54.13 | 0.01 | 0
2025 | MISO_MO-IL_2_MISO_W | MISO_MO-IL | MISO_W | Internal | Winter | B18 | 400 | 960 | 960 | 47.19 | 47.35 | 0.01 | 0.15
2025 | MISO_MO-IL_2_MISO_W | MISO_MO-IL | MISO_W | Internal | Winter | B19 | 700 | 960 | 960 | 43.69 | 47.13 | 0.01 | 3.43
2025 | MISO_MO-IL_2_MISO_W | MISO_MO-IL | MISO_W | Internal | Winter | B20 | 935 | 960 | 0 | 41.12 | 41.11 | 0.01 | 0
2025 | MISO_MO-IL_2_PJM_ROR | MISO_MO-IL | PJM_ROR | Internal | Shoulder | B11 | 25 | 1212 | 0 | 62.09 | 59.87 | 2 | 0
2025 | MISO_MO-IL_2_PJM_ROR | MISO_MO-IL | PJM_ROR | Internal | Shoulder | B12 | 200 | 1212 | 0 | 50.94 | 52.17 | 2 | 0
2025 | MISO_MO-IL_2_PJM_ROR | MISO_MO-IL | PJM_ROR | Internal | Shoulder | B13 | 600 | 1212 | 0 | 46.58 | 46.12 | 2 | 0
2025 | MISO_MO-IL_2_PJM_ROR | MISO_MO-IL | PJM_ROR | Internal | Shoulder | B14 | 900 | 1212 | 0 | 44.14 | 43.84 | 2 | 0
2025 | MISO_MO-IL_2_PJM_ROR | MISO_MO-IL | PJM_ROR | Internal | Shoulder | B15 | 1203 | 1212 | 0 | 41.12 | 40.13 | 2 | 0
2025 | MISO_MO-IL_2_PJM_ROR | MISO_MO-IL | PJM_ROR | Internal | Summer | B1 | 10 | 1212 | 228.82 | 87.57 | 89.57 | 2 | 0
2025 | MISO_MO-IL_2_PJM_ROR | MISO_MO-IL | PJM_ROR | Internal | Summer | B2 | 25 | 1212 | 239.54 | 72.6 | 74.6 | 2 | 0
2025 | MISO_MO-IL_2_PJM_ROR | MISO_MO-IL | PJM_ROR | Internal | Summer | B3 | 75 | 1212 | 0 | 68.9 | 68.43 | 2 | 0
2025 | MISO_MO-IL_2_PJM_ROR | MISO_MO-IL | PJM_ROR | Internal | Summer | B4 | 100 | 1212 | 0 | 67.79 | 68.12 | 2 | 0
2025 | MISO_MO-IL_2_PJM_ROR | MISO_MO-IL | PJM_ROR | Internal | Summer | B5 | 200 | 1212 | 0 | 64.11 | 62.11 | 2 | 0
2025 | MISO_MO-IL_2_PJM_ROR | MISO_MO-IL | PJM_ROR | Internal | Summer | B6 | 300 | 1212 | 0 | 54.48 | 53.45 | 2 | 0
2025 | MISO_MO-IL_2_PJM_ROR | MISO_MO-IL | PJM_ROR | Internal | Summer | B7 | 400 | 1212 | 0 | 44.83 | 44.49 | 2 | 0
2025 | MISO_MO-IL_2_PJM_ROR | MISO_MO-IL | PJM_ROR | Internal | Summer | B8 | 500 | 1212 | 0 | 41.12 | 41.41 | 2 | 0
2025 | MISO_MO-IL_2_PJM_ROR | MISO_MO-IL | PJM_ROR | Internal | Summer | B9 | 800 | 1212 | 0 | 40.1 | 38.61 | 2 | 0
2025 | MISO_MO-IL_2_PJM_ROR | MISO_MO-IL | PJM_ROR | Internal | Summer | B10 | 1262 | 1212 | 0 | 37.55 | 37.36 | 2 | 0
2025 | MISO_MO-IL_2_PJM_ROR | MISO_MO-IL | PJM_ROR | Internal | Winter | B16 | 25 | 1212 | 0.6 | 70.27 | 72.26 | 2 | 0
2025 | MISO_MO-IL_2_PJM_ROR | MISO_MO-IL | PJM_ROR | Internal | Winter | B17 | 100 | 1212 | 790.54 | 54.15 | 56.15 | 2 | 0
2025 | MISO_MO-IL_2_PJM_ROR | MISO_MO-IL | PJM_ROR | Internal | Winter | B18 | 400 | 1212 | 0.04 | 47.19 | 49.17 | 2 | 0
2025 | MISO_MO-IL_2_PJM_ROR | MISO_MO-IL | PJM_ROR | Internal | Winter | B19 | 700 | 1212 | 0 | 43.69 | 45.05 | 2 | 0
2025 | MISO_MO-IL_2_PJM_ROR | MISO_MO-IL | PJM_ROR | Internal | Winter | B20 | 935 | 1212 | 0 | 41.12 | 41.57 | 2 | 0
2025 | MISO_MO-IL_2_SPP_N | MISO_MO-IL | SPP_N | Internal | Shoulder | B11 | 25 | 2000 | 137.2 | 62.09 | 70.09 | 8 | 0
2025 | MISO_MO-IL_2_SPP_N | MISO_MO-IL | SPP_N | Internal | Shoulder | B12 | 200 | 2000 | 0 | 50.94 | 48.25 | 8 | 0
2025 | MISO_MO-IL_2_SPP_N | MISO_MO-IL | SPP_N | Internal | Shoulder | B13 | 600 | 2000 | 0 | 46.58 | 46.28 | 8 | 0
2025 | MISO_MO-IL_2_SPP_N | MISO_MO-IL | SPP_N | Internal | Shoulder | B14 | 900 | 2000 | 0 | 44.14 | 44.89 | 8 | 0
2025 | MISO_MO-IL_2_SPP_N | MISO_MO-IL | SPP_N | Internal | Shoulder | B15 | 1203 | 2000 | 0 | 41.12 | 44.77 | 8 | 0
2025 | MISO_MO-IL_2_SPP_N | MISO_MO-IL | SPP_N | Internal | Summer | B1 | 10 | 2000 | 0 | 87.57 | 82.58 | 8 | 0
2025 | MISO_MO-IL_2_SPP_N | MISO_MO-IL | SPP_N | Internal | Summer | B2 | 25 | 2000 | 0 | 72.6 | 76.5 | 8 | 0
2025 | MISO_MO-IL_2_SPP_N | MISO_MO-IL | SPP_N | Internal | Summer | B3 | 75 | 2000 | 0 | 68.9 | 73.59 | 8 | 0
2025 | MISO_MO-IL_2_SPP_N | MISO_MO-IL | SPP_N | Internal | Summer | B4 | 100 | 2000 | 0 | 67.79 | 73.59 | 8 | 0
2025 | MISO_MO-IL_2_SPP_N | MISO_MO-IL | SPP_N | Internal | Summer | B5 | 200 | 2000 | 34.56 | 64.11 | 72.11 | 8 | 0
2025 | MISO_MO-IL_2_SPP_N | MISO_MO-IL | SPP_N | Internal | Summer | B6 | 300 | 2000 | 1706.59 | 54.48 | 62.48 | 8 | 0
2025 | MISO_MO-IL_2_SPP_N | MISO_MO-IL | SPP_N | Internal | Summer | B7 | 400 | 2000 | 1265.54 | 44.83 | 52.83 | 8 | 0
2025 | MISO_MO-IL_2_SPP_N | MISO_MO-IL | SPP_N | Internal | Summer | B8 | 500 | 2000 | 0 | 41.12 | 45.33 | 8 | 0
2025 | MISO_MO-IL_2_SPP_N | MISO_MO-IL | SPP_N | Internal | Summer | B9 | 800 | 2000 | 0 | 40.1 | 43.36 | 8 | 0
2025 | MISO_MO-IL_2_SPP_N | MISO_MO-IL | SPP_N | Internal | Summer | B10 | 1262 | 2000 | 0 | 37.55 | 40.69 | 8 | 0
2025 | MISO_MO-IL_2_SPP_N | MISO_MO-IL | SPP_N | Internal | Winter | B16 | 25 | 2000 | 0 | 70.27 | 70.27 | 8 | 0
2025 | MISO_MO-IL_2_SPP_N | MISO_MO-IL | SPP_N | Internal | Winter | B17 | 100 | 2000 | 0 | 54.15 | 50.01 | 8 | 0
2025 | MISO_MO-IL_2_SPP_N | MISO_MO-IL | SPP_N | Internal | Winter | B18 | 400 | 2000 | 0 | 47.19 | 48.25 | 8 | 0
2025 | MISO_MO-IL_2_SPP_N | MISO_MO-IL | SPP_N | Internal | Winter | B19 | 700 | 2000 | 0 | 43.69 | 47.82 | 8 | 0
2025 | MISO_MO-IL_2_SPP_N | MISO_MO-IL | SPP_N | Internal | Winter | B20 | 935 | 2000 | 0 | 41.12 | 45.11 | 8 | 0
2025 | MISO_MO-IL_2_TVA_Transmission | MISO_MO-IL | TVA_Transmission | Internal | Shoulder | B11 | 25 | 4000 | 0 | 62.09 | 65.74 | 8 | 0
2025 | MISO_MO-IL_2_TVA_Transmission | MISO_MO-IL | TVA_Transmission | Internal | Shoulder | B12 | 200 | 4000 | 0 | 50.94 | 52.57 | 8 | 0
2025 | MISO_MO-IL_2_TVA_Transmission | MISO_MO-IL | TVA_Transmission | Internal | Shoulder | B13 | 600 | 4000 | 0 | 46.58 | 49.1 | 8 | 0
2025 | MISO_MO-IL_2_TVA_Transmission | MISO_MO-IL | TVA_Transmission | Internal | Shoulder | B14 | 900 | 4000 | 0 | 44.14 | 47.66 | 8 | 0
2025 | MISO_MO-IL_2_TVA_Transmission | MISO_MO-IL | TVA_Transmission | Internal | Shoulder | B15 | 1203 | 4000 | 0 | 41.12 | 46.13 | 8 | 0
2025 | MISO_MO-IL_2_TVA_Transmission | MISO_MO-IL | TVA_Transmission | Internal | Summer | B1 | 10 | 4000 | 0 | 87.57 | 87.24 | 8 | 0
2025 | MISO_MO-IL_2_TVA_Transmission | MISO_MO-IL | TVA_Transmission | Internal | Summer | B2 | 25 | 4000 | 409.89 | 72.6 | 80.6 | 8 | 0
2025 | MISO_MO-IL_2_TVA_Transmission | MISO_MO-IL | TVA_Transmission | Internal | Summer | B3 | 75 | 4000 | 0 | 68.9 | 74.43 | 8 | 0
2025 | MISO_MO-IL_2_TVA_Transmission | MISO_MO-IL | TVA_Transmission | Internal | Summer | B4 | 100 | 4000 | 0 | 67.79 | 74.12 | 8 | 0
2025 | MISO_MO-IL_2_TVA_Transmission | MISO_MO-IL | TVA_Transmission | Internal | Summer | B5 | 200 | 4000 | 0 | 64.11 | 68.11 | 8 | 0
2025 | MISO_MO-IL_2_TVA_Transmission | MISO_MO-IL | TVA_Transmission | Internal | Summer | B6 | 300 | 4000 | 0 | 54.48 | 59.45 | 8 | 0
2025 | MISO_MO-IL_2_TVA_Transmission | MISO_MO-IL | TVA_Transmission | Internal | Summer | B7 | 400 | 4000 | 0 | 44.83 | 50.49 | 8 | 0
2025 | MISO_MO-IL_2_TVA_Transmission | MISO_MO-IL | TVA_Transmission | Internal | Summer | B8 | 500 | 4000 | 0 | 41.12 | 45.21 | 8 | 0
2025 | MISO_MO-IL_2_TVA_Transmission | MISO_MO-IL | TVA_Transmission | Internal | Summer | B9 | 800 | 4000 | 0 | 40.1 | 43.14 | 8 | 0
2025 | MISO_MO-IL_2_TVA_Transmission | MISO_MO-IL | TVA_Transmission | Internal | Summer | B10 | 1262 | 4000 | 0 | 37.55 | 42.38 | 8 | 0
2025 | MISO_MO-IL_2_TVA_Transmission | MISO_MO-IL | TVA_Transmission | Internal | Winter | B16 | 25 | 4000 | 0.6 | 70.27 | 78.26 | 8 | 0
2025 | MISO_MO-IL_2_TVA_Transmission | MISO_MO-IL | TVA_Transmission | Internal | Winter | B17 | 100 | 4000 | 0 | 54.15 | 56.06 | 8 | 0
2025 | MISO_MO-IL_2_TVA_Transmission | MISO_MO-IL | TVA_Transmission | Internal | Winter | B18 | 400 | 4000 | 0 | 47.19 | 51.31 | 8 | 0
2025 | MISO_MO-IL_2_TVA_Transmission | MISO_MO-IL | TVA_Transmission | Internal | Winter | B19 | 700 | 4000 | 0 | 43.69 | 49.63 | 8 | 0
2025 | MISO_MO-IL_2_TVA_Transmission | MISO_MO-IL | TVA_Transmission | Internal | Winter | B20 | 935 | 4000 | 0 | 41.12 | 46.23 | 8 | 0
2025 | MISO_W_2_IESO | MISO_W | IESO | Internal | Shoulder | B11 | 25 | 90 | 0 | 70.08 | 42.35 | 8 | 0
2025 | MISO_W_2_IESO | MISO_W | IESO | Internal | Shoulder | B12 | 200 | 90 | 0 | 50.93 | 42.35 | 8 | 0
2025 | MISO_W_2_IESO | MISO_W | IESO | Internal | Shoulder | B13 | 600 | 90 | 0 | 46.59 | 39.58 | 8 | 0
2025 | MISO_W_2_IESO | MISO_W | IESO | Internal | Shoulder | B14 | 900 | 90 | 0 | 44.15 | 39.39 | 8 | 0
2025 | MISO_W_2_IESO | MISO_W | IESO | Internal | Shoulder | B15 | 1203 | 90 | 0 | 41.13 | 39.39 | 8 | 0
2025 | MISO_W_2_IESO | MISO_W | IESO | Internal | Summer | B1 | 10 | 90 | 0 | 87.57 | 80.57 | 8 | 0
2025 | MISO_W_2_IESO | MISO_W | IESO | Internal | Summer | B2 | 25 | 90 | 0 | 76.49 | 65.6 | 8 | 0
2025 | MISO_W_2_IESO | MISO_W | IESO | Internal | Summer | B3 | 75 | 90 | 0 | 73.58 | 51.63 | 8 | 0
2025 | MISO_W_2_IESO | MISO_W | IESO | Internal | Summer | B4 | 100 | 90 | 0 | 71.21 | 44.65 | 8 | 0
2025 | MISO_W_2_IESO | MISO_W | IESO | Internal | Summer | B5 | 200 | 90 | 0 | 70.2 | 44.65 | 8 | 0
2025 | MISO_W_2_IESO | MISO_W | IESO | Internal | Summer | B6 | 300 | 90 | 0 | 62.46 | 41.41 | 8 | 0
2025 | MISO_W_2_IESO | MISO_W | IESO | Internal | Summer | B7 | 400 | 90 | 0 | 45.83 | 38.31 | 8 | 0
2025 | MISO_W_2_IESO | MISO_W | IESO | Internal | Summer | B8 | 500 | 90 | 0 | 41.13 | 38.31 | 8 | 0
2025 | MISO_W_2_IESO | MISO_W | IESO | Internal | Summer | B9 | 800 | 90 | 0 | 40.12 | 38.31 | 8 | 0
2025 | MISO_W_2_IESO | MISO_W | IESO | Internal | Summer | B10 | 1262 | 90 | 0 | 37.54 | 38.31 | 8 | 0
2025 | MISO_W_2_IESO | MISO_W | IESO | Internal | Winter | B16 | 25 | 90 | 0 | 70.26 | 44.64 | 8 | 0
2025 | MISO_W_2_IESO | MISO_W | IESO | Internal | Winter | B17 | 100 | 90 | 0 | 54.13 | 44.64 | 8 | 0
2025 | MISO_W_2_IESO | MISO_W | IESO | Internal | Winter | B18 | 400 | 90 | 0 | 47.35 | 43.45 | 8 | 0
2025 | MISO_W_2_IESO | MISO_W | IESO | Internal | Winter | B19 | 700 | 90 | 0 | 47.13 | 43.45 | 8 | 0
2025 | MISO_W_2_IESO | MISO_W | IESO | Internal | Winter | B20 | 935 | 90 | 0 | 41.11 | 43.45 | 8 | 0
2025 | MISO_W_2_MAPP_CA | MISO_W | MAPP_CA | Internal | Shoulder | B11 | 25 | 700 | 0 | 70.08 | 50.05 | 0.01 | 0
2025 | MISO_W_2_MAPP_CA | MISO_W | MAPP_CA | Internal | Shoulder | B12 | 200 | 700 | 0 | 50.93 | 50.05 | 0.01 | 0
2025 | MISO_W_2_MAPP_CA | MISO_W | MAPP_CA | Internal | Shoulder | B13 | 600 | 700 | 0.01 | 46.59 | 46.58 | 0.01 | 0
2025 | MISO_W_2_MAPP_CA | MISO_W | MAPP_CA | Internal | Shoulder | B14 | 900 | 700 | 0.01 | 44.15 | 44.14 | 0.01 | 0
2025 | MISO_W_2_MAPP_CA | MISO_W | MAPP_CA | Internal | Shoulder | B15 | 1203 | 700 | 700 | 41.13 | 44.14 | 0.01 | 3
2025 | MISO_W_2_MAPP_CA | MISO_W | MAPP_CA | Internal | Summer | B1 | 10 | 700 | 0 | 87.57 | 72.57 | 0.01 | 0
2025 | MISO_W_2_MAPP_CA | MISO_W | MAPP_CA | Internal | Summer | B2 | 25 | 700 | 0 | 76.49 | 66.4 | 0.01 | 0
2025 | MISO_W_2_MAPP_CA | MISO_W | MAPP_CA | Internal | Summer | B3 | 75 | 700 | 0 | 73.58 | 59.58 | 0.01 | 0
2025 | MISO_W_2_MAPP_CA | MISO_W | MAPP_CA | Internal | Summer | B4 | 100 | 700 | 0 | 71.21 | 58.42 | 0.01 | 0
2025 | MISO_W_2_MAPP_CA | MISO_W | MAPP_CA | Internal | Summer | B5 | 200 | 700 | 0 | 70.2 | 51.65 | 0.01 | 0
2025 | MISO_W_2_MAPP_CA | MISO_W | MAPP_CA | Internal | Summer | B6 | 300 | 700 | 0 | 62.46 | 50.05 | 0.01 | 0
2025 | MISO_W_2_MAPP_CA | MISO_W | MAPP_CA | Internal | Summer | B7 | 400 | 700 | 0.02 | 45.83 | 45.82 | 0.01 | 0
2025 | MISO_W_2_MAPP_CA | MISO_W | MAPP_CA | Internal | Summer | B8 | 500 | 700 | 0.02 | 41.13 | 41.12 | 0.01 | 0
2025 | MISO_W_2_MAPP_CA | MISO_W | MAPP_CA | Internal | Summer | B9 | 800 | 700 | 0.01 | 40.12 | 40.11 | 0.01 | 0
2025 | MISO_W_2_MAPP_CA | MISO_W | MAPP_CA | Internal | Summer | B10 | 1262 | 700 | 700 | 37.54 | 40.11 | 0.01 | 2.56
2025 | MISO_W_2_MAPP_CA | MISO_W | MAPP_CA | Internal | Winter | B16 | 25 | 700 | 0.3 | 70.26 | 70.25 | 0.01 | 0
2025 | MISO_W_2_MAPP_CA | MISO_W | MAPP_CA | Internal | Winter | B17 | 100 | 700 | 0.08 | 54.13 | 54.12 | 0.01 | 0
2025 | MISO_W_2_MAPP_CA | MISO_W | MAPP_CA | Internal | Winter | B18 | 400 | 700 | 699.99 | 47.35 | 47.47 | 0.01 | 0.11
2025 | MISO_W_2_MAPP_CA | MISO_W | MAPP_CA | Internal | Winter | B19 | 700 | 700 | 700 | 47.13 | 47.47 | 0.01 | 0.33
2025 | MISO_W_2_MAPP_CA | MISO_W | MAPP_CA | Internal | Winter | B20 | 935 | 700 | 700 | 41.11 | 47.47 | 0.01 | 6.35
2025 | MISO_W_2_MAPP_US | MISO_W | MAPP_US | Internal | Shoulder | B11 | 25 | 2300 | 0 | 70.08 | 63.08 | 7 | 0
2025 | MISO_W_2_MAPP_US | MISO_W | MAPP_US | Internal | Shoulder | B12 | 200 | 2300 | 0 | 50.93 | 43.93 | 7 | 0
2025 | MISO_W_2_MAPP_US | MISO_W | MAPP_US | Internal | Shoulder | B13 | 600 | 2300 | 0 | 46.59 | 40.67 | 7 | 0
2025 | MISO_W_2_MAPP_US | MISO_W | MAPP_US | Internal | Shoulder | B14 | 900 | 2300 | 0 | 44.15 | 40.67 | 7 | 0
2025 | MISO_W_2_MAPP_US | MISO_W | MAPP_US | Internal | Shoulder | B15 | 1203 | 2300 | 0 | 41.13 | 40.67 | 7 | 0
2025 | MISO_W_2_MAPP_US | MISO_W | MAPP_US | Internal | Summer | B1 | 10 | 2300 | 0 | 87.57 | 80.57 | 7 | 0
2025 | MISO_W_2_MAPP_US | MISO_W | MAPP_US | Internal | Summer | B2 | 25 | 2300 | 0 | 76.49 | 69.49 | 7 | 0
2025 | MISO_W_2_MAPP_US | MISO_W | MAPP_US | Internal | Summer | B3 | 75 | 2300 | 0 | 73.58 | 66.58 | 7 | 0
2025 | MISO_W_2_MAPP_US | MISO_W | MAPP_US | Internal | Summer | B4 | 100 | 2300 | 0 | 71.21 | 65.42 | 7 | 0
2025 | MISO_W_2_MAPP_US | MISO_W | MAPP_US | Internal | Summer | B5 | 200 | 2300 | 0 | 70.2 | 63.98 | 7 | 0
2025 | MISO_W_2_MAPP_US | MISO_W | MAPP_US | Internal | Summer | B6 | 300 | 2300 | 0 | 62.46 | 55.46 | 7 | 0
2025 | MISO_W_2_MAPP_US | MISO_W | MAPP_US | Internal | Summer | B7 | 400 | 2300 | 0 | 45.83 | 45.82 | 7 | 0
2025 | MISO_W_2_MAPP_US | MISO_W | MAPP_US | Internal | Summer | B8 | 500 | 2300 | 0 | 41.13 | 36.35 | 7 | 0
2025 | MISO_W_2_MAPP_US | MISO_W | MAPP_US | Internal | Summer | B9 | 800 | 2300 | 0 | 40.12 | 36.35 | 7 | 0
2025 | MISO_W_2_MAPP_US | MISO_W | MAPP_US | Internal | Summer | B10 | 1262 | 2300 | 0 | 37.54 | 33.11 | 7 | 0
2025 | MISO_W_2_MAPP_US | MISO_W | MAPP_US | Internal | Winter | B16 | 25 | 2300 | 0 | 70.26 | 63.26 | 7 | 0
2025 | MISO_W_2_MAPP_US | MISO_W | MAPP_US | Internal | Winter | B17 | 100 | 2300 | 0 | 54.13 | 47.13 | 7 | 0
2025 | MISO_W_2_MAPP_US | MISO_W | MAPP_US | Internal | Winter | B18 | 400 | 2300 | 0 | 47.35 | 42.57 | 7 | 0
2025 | MISO_W_2_MAPP_US | MISO_W | MAPP_US | Internal | Winter | B19 | 700 | 2300 | 0 | 47.13 | 42.57 | 7 | 0
2025 | MISO_W_2_MAPP_US | MISO_W | MAPP_US | Internal | Winter | B20 | 935 | 2300 | 0 | 41.11 | 38.1 | 7 | 0
2025 | MISO_W_2_MISO_MO-IL | MISO_W | MISO_MO-IL | Internal | Shoulder | B11 | 25 | 3800 | 0 | 70.08 | 62.09 | 0.01 | 0
2025 | MISO_W_2_MISO_MO-IL | MISO_W | MISO_MO-IL | Internal | Shoulder | B12 | 200 | 3800 | 411.35 | 50.93 | 50.94 | 0.01 | 0
2025 | MISO_W_2_MISO_MO-IL | MISO_W | MISO_MO-IL | Internal | Shoulder | B13 | 600 | 3800 | 0.01 | 46.59 | 46.58 | 0.01 | 0
2025 | MISO_W_2_MISO_MO-IL | MISO_W | MISO_MO-IL | Internal | Shoulder | B14 | 900 | 3800 | 0 | 44.15 | 44.14 | 0.01 | 0
2025 | MISO_W_2_MISO_MO-IL | MISO_W | MISO_MO-IL | Internal | Shoulder | B15 | 1203 | 3800 | 0 | 41.13 | 41.12 | 0.01 | 0
2025 | MISO_W_2_MISO_MO-IL | MISO_W | MISO_MO-IL | Internal | Summer | B1 | 10 | 3800 | 1.71 | 87.57 | 87.57 | 0.01 | 0
2025 | MISO_W_2_MISO_MO-IL | MISO_W | MISO_MO-IL | Internal | Summer | B2 | 25 | 3800 | 0 | 76.49 | 72.6 | 0.01 | 0
2025 | MISO_W_2_MISO_MO-IL | MISO_W | MISO_MO-IL | Internal | Summer | B3 | 75 | 3800 | 0 | 73.58 | 68.9 | 0.01 | 0
2025 | MISO_W_2_MISO_MO-IL | MISO_W | MISO_MO-IL | Internal | Summer | B4 | 100 | 3800 | 0 | 71.21 | 67.79 | 0.01 | 0
2025 | MISO_W_2_MISO_MO-IL | MISO_W | MISO_MO-IL | Internal | Summer | B5 | 200 | 3800 | 0 | 70.2 | 64.11 | 0.01 | 0
2025 | MISO_W_2_MISO_MO-IL | MISO_W | MISO_MO-IL | Internal | Summer | B6 | 300 | 3800 | 0 | 62.46 | 54.48 | 0.01 | 0
2025 | MISO_W_2_MISO_MO-IL | MISO_W | MISO_MO-IL | Internal | Summer | B7 | 400 | 3800 | 0 | 45.83 | 44.83 | 0.01 | 0
2025 | MISO_W_2_MISO_MO-IL | MISO_W | MISO_MO-IL | Internal | Summer | B8 | 500 | 3800 | 0.02 | 41.13 | 41.12 | 0.01 | 0
2025 | MISO_W_2_MISO_MO-IL | MISO_W | MISO_MO-IL | Internal | Summer | B9 | 800 | 3800 | 0 | 40.12 | 40.1 | 0.01 | 0
2025 | MISO_W_2_MISO_MO-IL | MISO_W | MISO_MO-IL | Internal | Summer | B10 | 1262 | 3800 | 1243.9 | 37.54 | 37.55 | 0.01 | 0
2025 | MISO_W_2_MISO_MO-IL | MISO_W | MISO_MO-IL | Internal | Winter | B16 | 25 | 3800 | 1248.3 | 70.26 | 70.27 | 0.01 | 0
2025 | MISO_W_2_MISO_MO-IL | MISO_W | MISO_MO-IL | Internal | Winter | B17 | 100 | 3800 | 943.87 | 54.13 | 54.15 | 0.01 | 0
2025 | MISO_W_2_MISO_MO-IL | MISO_W | MISO_MO-IL | Internal | Winter | B18 | 400 | 3800 | 0 | 47.35 | 47.19 | 0.01 | 0
2025 | MISO_W_2_MISO_MO-IL | MISO_W | MISO_MO-IL | Internal | Winter | B19 | 700 | 3800 | 0 | 47.13 | 43.69 | 0.01 | 0
2025 | MISO_W_2_MISO_MO-IL | MISO_W | MISO_MO-IL | Internal | Winter | B20 | 935 | 3800 | 1238.51 | 41.11 | 41.12 | 0.01 | 0
2025 | MISO_W_2_MISO_WUMS | MISO_W | MISO_WUMS | Internal | Shoulder | B11 | 25 | 1629 | 0 | 70.08 | 61.87 | 0.01 | 0
2025 | MISO_W_2_MISO_WUMS | MISO_W | MISO_WUMS | Internal | Shoulder | B12 | 200 | 1629 | 0.04 | 50.93 | 50.92 | 0.01 | 0
2025 | MISO_W_2_MISO_WUMS | MISO_W | MISO_WUMS | Internal | Shoulder | B13 | 600 | 1629 | 0 | 46.59 | 44.12 | 0.01 | 0
2025 | MISO_W_2_MISO_WUMS | MISO_W | MISO_WUMS | Internal | Shoulder | B14 | 900 | 1629 | 0 | 44.15 | 42.37 | 0.01 | 0
2025 | MISO_W_2_MISO_WUMS | MISO_W | MISO_WUMS | Internal | Shoulder | B15 | 1203 | 1629 | 0 | 41.13 | 41.12 | 0.01 | 0
2025 | MISO_W_2_MISO_WUMS | MISO_W | MISO_WUMS | Internal | Summer | B1 | 10 | 1629 | 0 | 87.57 | 66.56 | 0.01 | 0
2025 | MISO_W_2_MISO_WUMS | MISO_W | MISO_WUMS | Internal | Summer | B2 | 25 | 1629 | 0 | 76.49 | 66.56 | 0.01 | 0
2025 | MISO_W_2_MISO_WUMS | MISO_W | MISO_WUMS | Internal | Summer | B3 | 75 | 1629 | 0 | 73.58 | 66.56 | 0.01 | 0
2025 | MISO_W_2_MISO_WUMS | MISO_W | MISO_WUMS | Internal | Summer | B4 | 100 | 1629 | 0 | 71.21 | 66.56 | 0.01 | 0
2025 | MISO_W_2_MISO_WUMS | MISO_W | MISO_WUMS | Internal | Summer | B5 | 200 | 1629 | 0 | 70.2 | 64.11 | 0.01 | 0
2025 | MISO_W_2_MISO_WUMS | MISO_W | MISO_WUMS | Internal | Summer | B6 | 300 | 1629 | 0 | 62.46 | 51.45 | 0.01 | 0
2025 | MISO_W_2_MISO_WUMS | MISO_W | MISO_WUMS | Internal | Summer | B7 | 400 | 1629 | 0 | 45.83 | 42.49 | 0.01 | 0
2025 | MISO_W_2_MISO_WUMS | MISO_W | MISO_WUMS | Internal | Summer | B8 | 500 | 1629 | 0 | 41.13 | 40.11 | 0.01 | 0
2025 | MISO_W_2_MISO_WUMS | MISO_W | MISO_WUMS | Internal | Summer | B9 | 800 | 1629 | 0.01 | 40.12 | 40.11 | 0.01 | 0
2025 | MISO_W_2_MISO_WUMS | MISO_W | MISO_WUMS | Internal | Summer | B10 | 1262 | 1629 | 0 | 37.54 | 37.53 | 0.01 | 0
2025 | MISO_W_2_MISO_WUMS | MISO_W | MISO_WUMS | Internal | Winter | B16 | 25 | 1629 | 0.76 | 70.26 | 70.26 | 0.01 | 0
2025 | MISO_W_2_MISO_WUMS | MISO_W | MISO_WUMS | Internal | Winter | B17 | 100 | 1629 | 641.17 | 54.13 | 54.15 | 0.01 | 0
2025 | MISO_W_2_MISO_WUMS | MISO_W | MISO_WUMS | Internal | Winter | B18 | 400 | 1629 | 0.02 | 47.35 | 47.34 | 0.01 | 0
2025 | MISO_W_2_MISO_WUMS | MISO_W | MISO_WUMS | Internal | Winter | B19 | 700 | 1629 | 0 | 47.13 | 44.16 | 0.01 | 0
2025 | MISO_W_2_MISO_WUMS | MISO_W | MISO_WUMS | Internal | Winter | B20 | 935 | 1629 | 0 | 41.11 | 41.09 | 0.01 | 0
2025 | MISO_W_2_NE | MISO_W | NE | Internal | Shoulder | B11 | 25 | 2800 | 0 | 70.08 | 70.08 | 7 | 0
2025 | MISO_W_2_NE | MISO_W | NE | Internal | Shoulder | B12 | 200 | 2800 | 0 | 50.93 | 48.24 | 7 | 0
2025 | MISO_W_2_NE | MISO_W | NE | Internal | Shoulder | B13 | 600 | 2800 | 0 | 46.59 | 46.3 | 7 | 0
2025 | MISO_W_2_NE | MISO_W | NE | Internal | Shoulder | B14 | 900 | 2800 | 0 | 44.15 | 44.88 | 7 | 0
2025 | MISO_W_2_NE | MISO_W | NE | Internal | Shoulder | B15 | 1203 | 2800 | 0 | 41.13 | 44.76 | 7 | 0
2025 | MISO_W_2_NE | MISO_W | NE | Internal | Summer | B1 | 10 | 2800 | 0 | 87.57 | 82.57 | 7 | 0
2025 | MISO_W_2_NE | MISO_W | NE | Internal | Summer | B2 | 25 | 2800 | 0 | 76.49 | 76.49 | 7 | 0
2025 | MISO_W_2_NE | MISO_W | NE | Internal | Summer | B3 | 75 | 2800 | 0 | 73.58 | 73.58 | 7 | 0
2025 | MISO_W_2_NE | MISO_W | NE | Internal | Summer | B4 | 100 | 2800 | 0 | 71.21 | 72.42 | 7 | 0
2025 | MISO_W_2_NE | MISO_W | NE | Internal | Summer | B5 | 200 | 2800 | 0 | 70.2 | 70.98 | 7 | 0
2025 | MISO_W_2_NE | MISO_W | NE | Internal | Summer | B6 | 300 | 2800 | 0 | 62.46 | 62.46 | 7 | 0
2025 | MISO_W_2_NE | MISO_W | NE | Internal | Summer | B7 | 400 | 2800 | 0.04 | 45.83 | 52.82 | 7 | 0
2025 | MISO_W_2_NE | MISO_W | NE | Internal | Summer | B8 | 500 | 2800 | 0 | 41.13 | 43.35 | 7 | 0
2025 | MISO_W_2_NE | MISO_W | NE | Internal | Summer | B9 | 800 | 2800 | 0 | 40.12 | 43.35 | 7 | 0
2025 | MISO_W_2_NE | MISO_W | NE | Internal | Summer | B10 | 1262 | 2800 | 0 | 37.54 | 40.11 | 7 | 0
2025 | MISO_W_2_NE | MISO_W | NE | Internal | Winter | B16 | 25 | 2800 | 0 | 70.26 | 70.26 | 7 | 0
2025 | MISO_W_2_NE | MISO_W | NE | Internal | Winter | B17 | 100 | 2800 | 0 | 54.13 | 50 | 7 | 0
2025 | MISO_W_2_NE | MISO_W | NE | Internal | Winter | B18 | 400 | 2800 | 0 | 47.35 | 48.24 | 7 | 0
2025 | MISO_W_2_NE | MISO_W | NE | Internal | Winter | B19 | 700 | 2800 | 0 | 47.13 | 47.81 | 7 | 0
2025 | MISO_W_2_NE | MISO_W | NE | Internal | Winter | B20 | 935 | 2800 | 0 | 41.11 | 45.1 | 7 | 0
2025 | MISO_W_2_PJM_ROR | MISO_W | PJM_ROR | Internal | Shoulder | B11 | 25 | 773 | 0 | 70.08 | 59.87 | 2 | 0
2025 | MISO_W_2_PJM_ROR | MISO_W | PJM_ROR | Internal | Shoulder | B12 | 200 | 773 | 0 | 50.93 | 52.17 | 2 | 0
2025 | MISO_W_2_PJM_ROR | MISO_W | PJM_ROR | Internal | Shoulder | B13 | 600 | 773 | 0 | 46.59 | 46.12 | 2 | 0
2025 | MISO_W_2_PJM_ROR | MISO_W | PJM_ROR | Internal | Shoulder | B14 | 900 | 773 | 0 | 44.15 | 43.84 | 2 | 0
2025 | MISO_W_2_PJM_ROR | MISO_W | PJM_ROR | Internal | Shoulder | B15 | 1203 | 773 | 0 | 41.13 | 40.13 | 2 | 0
2025 | MISO_W_2_PJM_ROR | MISO_W | PJM_ROR | Internal | Summer | B1 | 10 | 773 | 509.5 | 87.57 | 89.57 | 2 | 0
2025 | MISO_W_2_PJM_ROR | MISO_W | PJM_ROR | Internal | Summer | B2 | 25 | 773 | 0 | 76.49 | 74.6 | 2 | 0
2025 | MISO_W_2_PJM_ROR | MISO_W | PJM_ROR | Internal | Summer | B3 | 75 | 773 | 0 | 73.58 | 68.43 | 2 | 0
2025 | MISO_W_2_PJM_ROR | MISO_W | PJM_ROR | Internal | Summer | B4 | 100 | 773 | 0 | 71.21 | 68.12 | 2 | 0
2025 | MISO_W_2_PJM_ROR | MISO_W | PJM_ROR | Internal | Summer | B5 | 200 | 773 | 0 | 70.2 | 62.11 | 2 | 0
2025 | MISO_W_2_PJM_ROR | MISO_W | PJM_ROR | Internal | Summer | B6 | 300 | 773 | 0 | 62.46 | 53.45 | 2 | 0
2025 | MISO_W_2_PJM_ROR | MISO_W | PJM_ROR | Internal | Summer | B7 | 400 | 773 | 0 | 45.83 | 44.49 | 2 | 0
2025 | MISO_W_2_PJM_ROR | MISO_W | PJM_ROR | Internal | Summer | B8 | 500 | 773 | 0 | 41.13 | 41.41 | 2 | 0
2025 | MISO_W_2_PJM_ROR | MISO_W | PJM_ROR | Internal | Summer | B9 | 800 | 773 | 0 | 40.12 | 38.61 | 2 | 0
2025 | MISO_W_2_PJM_ROR | MISO_W | PJM_ROR | Internal | Summer | B10 | 1262 | 773 | 0 | 37.54 | 37.36 | 2 | 0
2025 | MISO_W_2_PJM_ROR | MISO_W | PJM_ROR | Internal | Winter | B16 | 25 | 773 | 539 | 70.26 | 72.26 | 2 | 0
2025 | MISO_W_2_PJM_ROR | MISO_W | PJM_ROR | Internal | Winter | B17 | 100 | 773 | 772.84 | 54.13 | 56.15 | 2 | 0.01
2025 | MISO_W_2_PJM_ROR | MISO_W | PJM_ROR | Internal | Winter | B18 | 400 | 773 | 0 | 47.35 | 49.17 | 2 | 0
2025 | MISO_W_2_PJM_ROR | MISO_W | PJM_ROR | Internal | Winter | B19 | 700 | 773 | 0 | 47.13 | 45.05 | 2 | 0
2025 | MISO_W_2_PJM_ROR | MISO_W | PJM_ROR | Internal | Winter | B20 | 935 | 773 | 0 | 41.11 | 41.57 | 2 | 0
2025 | MISO_W_2_SPP_N | MISO_W | SPP_N | Internal | Shoulder | B11 | 25 | 3200 | 0 | 70.08 | 70.09 | 7 | 0
2025 | MISO_W_2_SPP_N | MISO_W | SPP_N | Internal | Shoulder | B12 | 200 | 3200 | 0 | 50.93 | 48.25 | 7 | 0
2025 | MISO_W_2_SPP_N | MISO_W | SPP_N | Internal | Shoulder | B13 | 600 | 3200 | 0 | 46.59 | 46.28 | 7 | 0
2025 | MISO_W_2_SPP_N | MISO_W | SPP_N | Internal | Shoulder | B14 | 900 | 3200 | 0 | 44.15 | 44.89 | 7 | 0
2025 | MISO_W_2_SPP_N | MISO_W | SPP_N | Internal | Shoulder | B15 | 1203 | 3200 | 0 | 41.13 | 44.77 | 7 | 0
2025 | MISO_W_2_SPP_N | MISO_W | SPP_N | Internal | Summer | B1 | 10 | 3200 | 0 | 87.57 | 82.58 | 7 | 0
2025 | MISO_W_2_SPP_N | MISO_W | SPP_N | Internal | Summer | B2 | 25 | 3200 | 0 | 76.49 | 76.5 | 7 | 0
2025 | MISO_W_2_SPP_N | MISO_W | SPP_N | Internal | Summer | B3 | 75 | 3200 | 0 | 73.58 | 73.59 | 7 | 0
2025 | MISO_W_2_SPP_N | MISO_W | SPP_N | Internal | Summer | B4 | 100 | 3200 | 0 | 71.21 | 73.59 | 7 | 0
2025 | MISO_W_2_SPP_N | MISO_W | SPP_N | Internal | Summer | B5 | 200 | 3200 | 0 | 70.2 | 72.11 | 7 | 0
2025 | MISO_W_2_SPP_N | MISO_W | SPP_N | Internal | Summer | B6 | 300 | 3200 | 0 | 62.46 | 62.48 | 7 | 0
2025 | MISO_W_2_SPP_N | MISO_W | SPP_N | Internal | Summer | B7 | 400 | 3200 | 966.95 | 45.83 | 52.83 | 7 | 0
2025 | MISO_W_2_SPP_N | MISO_W | SPP_N | Internal | Summer | B8 | 500 | 3200 | 0 | 41.13 | 45.33 | 7 | 0
2025 | MISO_W_2_SPP_N | MISO_W | SPP_N | Internal | Summer | B9 | 800 | 3200 | 0 | 40.12 | 43.36 | 7 | 0
2025 | MISO_W_2_SPP_N | MISO_W | SPP_N | Internal | Summer | B10 | 1262 | 3200 | 0 | 37.54 | 40.69 | 7 | 0
2025 | MISO_W_2_SPP_N | MISO_W | SPP_N | Internal | Winter | B16 | 25 | 3200 | 0 | 70.26 | 70.27 | 7 | 0
2025 | MISO_W_2_SPP_N | MISO_W | SPP_N | Internal | Winter | B17 | 100 | 3200 | 0 | 54.13 | 50.01 | 7 | 0
2025 | MISO_W_2_SPP_N | MISO_W | SPP_N | Internal | Winter | B18 | 400 | 3200 | 0 | 47.35 | 48.25 | 7 | 0
2025 | MISO_W_2_SPP_N | MISO_W | SPP_N | Internal | Winter | B19 | 700 | 3200 | 0 | 47.13 | 47.82 | 7 | 0
2025 | MISO_W_2_SPP_N | MISO_W | SPP_N | Internal | Winter | B20 | 935 | 3200 | 0 | 41.11 | 45.11 | 7 | 0
2025 | MISO_WUMS_2_MISO_MI | MISO_WUMS | MISO_MI | Internal | Shoulder | B11 | 25 | 99 | 0.58 | 61.87 | 61.87 | 0.01 | 0
2025 | MISO_WUMS_2_MISO_MI | MISO_WUMS | MISO_MI | Internal | Shoulder | B12 | 200 | 99 | 98.93 | 50.92 | 50.94 | 0.01 | 0.01
2025 | MISO_WUMS_2_MISO_MI | MISO_WUMS | MISO_MI | Internal | Shoulder | B13 | 600 | 99 | 99 | 44.12 | 46.58 | 0.01 | 2.45
2025 | MISO_WUMS_2_MISO_MI | MISO_WUMS | MISO_MI | Internal | Shoulder | B14 | 900 | 99 | 99 | 42.37 | 44.14 | 0.01 | 1.75
2025 | MISO_WUMS_2_MISO_MI | MISO_WUMS | MISO_MI | Internal | Shoulder | B15 | 1203 | 99 | 0.01 | 41.12 | 41.12 | 0.01 | 0
2025 | MISO_WUMS_2_MISO_MI | MISO_WUMS | MISO_MI | Internal | Summer | B1 | 10 | 99 | 99 | 66.56 | 87.57 | 0.01 | 20.99
2025 | MISO_WUMS_2_MISO_MI | MISO_WUMS | MISO_MI | Internal | Summer | B2 | 25 | 99 | 99 | 66.56 | 72.6 | 0.01 | 6.02
2025 | MISO_WUMS_2_MISO_MI | MISO_WUMS | MISO_MI | Internal | Summer | B3 | 75 | 99 | 99 | 66.56 | 68.9 | 0.01 | 2.33
2025 | MISO_WUMS_2_MISO_MI | MISO_WUMS | MISO_MI | Internal | Summer | B4 | 100 | 99 | 99 | 66.56 | 67.76 | 0.01 | 1.18
2025 | MISO_WUMS_2_MISO_MI | MISO_WUMS | MISO_MI | Internal | Summer | B5 | 200 | 99 | 0.08 | 64.11 | 64.11 | 0.01 | 0
2025 | MISO_WUMS_2_MISO_MI | MISO_WUMS | MISO_MI | Internal | Summer | B6 | 300 | 99 | 99 | 51.45 | 53.89 | 0.01 | 2.43
2025 | MISO_WUMS_2_MISO_MI | MISO_WUMS | MISO_MI | Internal | Summer | B7 | 400 | 99 | 99 | 42.49 | 44.83 | 0.01 | 2.34
2025 | MISO_WUMS_2_MISO_MI | MISO_WUMS | MISO_MI | Internal | Summer | B8 | 500 | 99 | 99 | 40.11 | 41.12 | 0.01 | 1
2025 | MISO_WUMS_2_MISO_MI | MISO_WUMS | MISO_MI | Internal | Summer | B9 | 800 | 99 | 0.01 | 40.11 | 40.1 | 0.01 | 0
2025 | MISO_WUMS_2_MISO_MI | MISO_WUMS | MISO_MI | Internal | Summer | B10 | 1262 | 99 | 99 | 37.53 | 38.64 | 0.01 | 1.1
2025 | MISO_WUMS_2_MISO_MI | MISO_WUMS | MISO_MI | Internal | Winter | B16 | 25 | 99 | 12.24 | 70.26 | 70.27 | 0.01 | 0
2025 | MISO_WUMS_2_MISO_MI | MISO_WUMS | MISO_MI | Internal | Winter | B17 | 100 | 99 | 0.15 | 54.15 | 54.15 | 0.01 | 0
2025 | MISO_WUMS_2_MISO_MI | MISO_WUMS | MISO_MI | Internal | Winter | B18 | 400 | 99 | 0 | 47.34 | 47.19 | 0.01 | 0
2025 | MISO_WUMS_2_MISO_MI | MISO_WUMS | MISO_MI | Internal | Winter | B19 | 700 | 99 | 0 | 44.16 | 43.69 | 0.01 | 0
2025 | MISO_WUMS_2_MISO_MI | MISO_WUMS | MISO_MI | Internal | Winter | B20 | 935 | 99 | 99 | 41.09 | 41.25 | 0.01 | 0.14
2025 | MISO_WUMS_2_MISO_W | MISO_WUMS | MISO_W | Internal | Shoulder | B11 | 25 | 1137 | 1137 | 61.87 | 70.08 | 0.01 | 8.2
2025 | MISO_WUMS_2_MISO_W | MISO_WUMS | MISO_W | Internal | Shoulder | B12 | 200 | 1137 | 1031.13 | 50.92 | 50.93 | 0.01 | 0
2025 | MISO_WUMS_2_MISO_W | MISO_WUMS | MISO_W | Internal | Shoulder | B13 | 600 | 1137 | 1137 | 44.12 | 46.59 | 0.01 | 2.46
2025 | MISO_WUMS_2_MISO_W | MISO_WUMS | MISO_W | Internal | Shoulder | B14 | 900 | 1137 | 1137 | 42.37 | 44.15 | 0.01 | 1.77
2025 | MISO_WUMS_2_MISO_W | MISO_WUMS | MISO_W | Internal | Shoulder | B15 | 1203 | 1137 | 591.23 | 41.12 | 41.13 | 0.01 | 0
2025 | MISO_WUMS_2_MISO_W | MISO_WUMS | MISO_W | Internal | Summer | B1 | 10 | 1137 | 1137 | 66.56 | 87.57 | 0.01 | 20.99
2025 | MISO_WUMS_2_MISO_W | MISO_WUMS | MISO_W | Internal | Summer | B2 | 25 | 1137 | 1137 | 66.56 | 76.49 | 0.01 | 9.92
2025 | MISO_WUMS_2_MISO_W | MISO_WUMS | MISO_W | Internal | Summer | B3 | 75 | 1137 | 1137 | 66.56 | 73.58 | 0.01 | 7
2025 | MISO_WUMS_2_MISO_W | MISO_WUMS | MISO_W | Internal | Summer | B4 | 100 | 1137 | 1137 | 66.56 | 71.21 | 0.01 | 4.63
2025 | MISO_WUMS_2_MISO_W | MISO_WUMS | MISO_W | Internal | Summer | B5 | 200 | 1137 | 1137 | 64.11 | 70.2 | 0.01 | 6.07
2025 | MISO_WUMS_2_MISO_W | MISO_WUMS | MISO_W | Internal | Summer | B6 | 300 | 1137 | 1137 | 51.45 | 62.46 | 0.01 | 11
2025 | MISO_WUMS_2_MISO_W | MISO_WUMS | MISO_W | Internal | Summer | B7 | 400 | 1137 | 1137 | 42.49 | 45.83 | 0.01 | 3.34
2025 | MISO_WUMS_2_MISO_W | MISO_WUMS | MISO_W | Internal | Summer | B8 | 500 | 1137 | 1137 | 40.11 | 41.13 | 0.01 | 1.01
2025 | MISO_WUMS_2_MISO_W | MISO_WUMS | MISO_W | Internal | Summer | B9 | 800 | 1137 | 612.83 | 40.11 | 40.12 | 0.01 | 0
2025 | MISO_WUMS_2_MISO_W | MISO_WUMS | MISO_W | Internal | Summer | B10 | 1262 | 1137 | 311.8 | 37.53 | 37.54 | 0.01 | 0
2025 | MISO_WUMS_2_MISO_W | MISO_WUMS | MISO_W | Internal | Winter | B16 | 25 | 1137 | 0.56 | 70.26 | 70.26 | 0.01 | 0
2025 | MISO_WUMS_2_MISO_W | MISO_WUMS | MISO_W | Internal | Winter | B17 | 100 | 1137 | 0.08 | 54.15 | 54.13 | 0.01 | 0
2025 | MISO_WUMS_2_MISO_W | MISO_WUMS | MISO_W | Internal | Winter | B18 | 400 | 1137 | 753.06 | 47.34 | 47.35 | 0.01 | 0
2025 | MISO_WUMS_2_MISO_W | MISO_WUMS | MISO_W | Internal | Winter | B19 | 700 | 1137 | 1137 | 44.16 | 47.13 | 0.01 | 2.96
2025 | MISO_WUMS_2_MISO_W | MISO_WUMS | MISO_W | Internal | Winter | B20 | 935 | 1137 | 191.24 | 41.09 | 41.11 | 0.01 | 0
2025 | MISO_WUMS_2_PJM_ROR | MISO_WUMS | PJM_ROR | Internal | Shoulder | B11 | 25 | 1600 | 0 | 61.87 | 59.87 | 2 | 0
2025 | MISO_WUMS_2_PJM_ROR | MISO_WUMS | PJM_ROR | Internal | Shoulder | B12 | 200 | 1600 | 0 | 50.92 | 52.17 | 2 | 0
2025 | MISO_WUMS_2_PJM_ROR | MISO_WUMS | PJM_ROR | Internal | Shoulder | B13 | 600 | 1600 | 28.95 | 44.12 | 46.12 | 2 | 0
2025 | MISO_WUMS_2_PJM_ROR | MISO_WUMS | PJM_ROR | Internal | Shoulder | B14 | 900 | 1600 | 0 | 42.37 | 43.84 | 2 | 0
2025 | MISO_WUMS_2_PJM_ROR | MISO_WUMS | PJM_ROR | Internal | Shoulder | B15 | 1203 | 1600 | 0 | 41.12 | 40.13 | 2 | 0
2025 | MISO_WUMS_2_PJM_ROR | MISO_WUMS | PJM_ROR | Internal | Summer | B1 | 10 | 1600 | 1600 | 66.56 | 89.57 | 2 | 21.01
2025 | MISO_WUMS_2_PJM_ROR | MISO_WUMS | PJM_ROR | Internal | Summer | B2 | 25 | 1600 | 1600 | 66.56 | 74.6 | 2 | 6.04
2025 | MISO_WUMS_2_PJM_ROR | MISO_WUMS | PJM_ROR | Internal | Summer | B3 | 75 | 1600 | 0.02 | 66.56 | 68.43 | 2 | 0
2025 | MISO_WUMS_2_PJM_ROR | MISO_WUMS | PJM_ROR | Internal | Summer | B4 | 100 | 1600 | 0 | 66.56 | 68.12 | 2 | 0
2025 | MISO_WUMS_2_PJM_ROR | MISO_WUMS | PJM_ROR | Internal | Summer | B5 | 200 | 1600 | 0 | 64.11 | 62.11 | 2 | 0
2025 | MISO_WUMS_2_PJM_ROR | MISO_WUMS | PJM_ROR | Internal | Summer | B6 | 300 | 1600 | 324.85 | 51.45 | 53.45 | 2 | 0
2025 | MISO_WUMS_2_PJM_ROR | MISO_WUMS | PJM_ROR | Internal | Summer | B7 | 400 | 1600 | 50.09 | 42.49 | 44.49 | 2 | 0
2025 | MISO_WUMS_2_PJM_ROR | MISO_WUMS | PJM_ROR | Internal | Summer | B8 | 500 | 1600 | 0 | 40.11 | 41.41 | 2 | 0
2025 | MISO_WUMS_2_PJM_ROR | MISO_WUMS | PJM_ROR | Internal | Summer | B9 | 800 | 1600 | 0 | 40.11 | 38.61 | 2 | 0
2025 | MISO_WUMS_2_PJM_ROR | MISO_WUMS | PJM_ROR | Internal | Summer | B10 | 1262 | 1600 | 0 | 37.53 | 37.36 | 2 | 0
2025 | MISO_WUMS_2_PJM_ROR | MISO_WUMS | PJM_ROR | Internal | Winter | B16 | 25 | 1600 | 56.07 | 70.26 | 72.26 | 2 | 0
2025 | MISO_WUMS_2_PJM_ROR | MISO_WUMS | PJM_ROR | Internal | Winter | B17 | 100 | 1600 | 1067.51 | 54.15 | 56.15 | 2 | 0
2025 | MISO_WUMS_2_PJM_ROR | MISO_WUMS | PJM_ROR | Internal | Winter | B18 | 400 | 1600 | 0 | 47.34 | 49.17 | 2 | 0
2025 | MISO_WUMS_2_PJM_ROR | MISO_WUMS | PJM_ROR | Internal | Winter | B19 | 700 | 1600 | 0 | 44.16 | 45.05 | 2 | 0
2025 | MISO_WUMS_2_PJM_ROR | MISO_WUMS | PJM_ROR | Internal | Winter | B20 | 935 | 1600 | 0 | 41.09 | 41.57 | 2 | 0
2025 | NE_2_MAPP_US | NE | MAPP_US | Internal | Shoulder | B11 | 25 | 1600 | 0 | 70.08 | 63.08 | 5 | 0
2025 | NE_2_MAPP_US | NE | MAPP_US | Internal | Shoulder | B12 | 200 | 1600 | 0 | 48.24 | 43.93 | 5 | 0
2025 | NE_2_MAPP_US | NE | MAPP_US | Internal | Shoulder | B13 | 600 | 1600 | 0 | 46.3 | 40.67 | 5 | 0
2025 | NE_2_MAPP_US | NE | MAPP_US | Internal | Shoulder | B14 | 900 | 1600 | 0 | 44.88 | 40.67 | 5 | 0
2025 | NE_2_MAPP_US | NE | MAPP_US | Internal | Shoulder | B15 | 1203 | 1600 | 0 | 44.76 | 40.67 | 5 | 0
2025 | NE_2_MAPP_US | NE | MAPP_US | Internal | Summer | B1 | 10 | 1600 | 0 | 82.57 | 80.57 | 5 | 0
2025 | NE_2_MAPP_US | NE | MAPP_US | Internal | Summer | B2 | 25 | 1600 | 0 | 76.49 | 69.49 | 5 | 0
2025 | NE_2_MAPP_US | NE | MAPP_US | Internal | Summer | B3 | 75 | 1600 | 0 | 73.58 | 66.58 | 5 | 0
2025 | NE_2_MAPP_US | NE | MAPP_US | Internal | Summer | B4 | 100 | 1600 | 0 | 72.42 | 65.42 | 5 | 0
2025 | NE_2_MAPP_US | NE | MAPP_US | Internal | Summer | B5 | 200 | 1600 | 0 | 70.98 | 63.98 | 5 | 0
2025 | NE_2_MAPP_US | NE | MAPP_US | Internal | Summer | B6 | 300 | 1600 | 0 | 62.46 | 55.46 | 5 | 0
2025 | NE_2_MAPP_US | NE | MAPP_US | Internal | Summer | B7 | 400 | 1600 | 0 | 52.82 | 45.82 | 5 | 0
2025 | NE_2_MAPP_US | NE | MAPP_US | Internal | Summer | B8 | 500 | 1600 | 0 | 43.35 | 36.35 | 5 | 0
2025 | NE_2_MAPP_US | NE | MAPP_US | Internal | Summer | B9 | 800 | 1600 | 0 | 43.35 | 36.35 | 5 | 0
2025 | NE_2_MAPP_US | NE | MAPP_US | Internal | Summer | B10 | 1262 | 1600 | 0 | 40.11 | 33.11 | 5 | 0
2025 | NE_2_MAPP_US | NE | MAPP_US | Internal | Winter | B16 | 25 | 1600 | 0 | 70.26 | 63.26 | 5 | 0
2025 | NE_2_MAPP_US | NE | MAPP_US | Internal | Winter | B17 | 100 | 1600 | 0 | 50 | 47.13 | 5 | 0
2025 | NE_2_MAPP_US | NE | MAPP_US | Internal | Winter | B18 | 400 | 1600 | 0 | 48.24 | 42.57 | 5 | 0
2025 | NE_2_MAPP_US | NE | MAPP_US | Internal | Winter | B19 | 700 | 1600 | 0 | 47.81 | 42.57 | 5 | 0
2025 | NE_2_MAPP_US | NE | MAPP_US | Internal | Winter | B20 | 935 | 1600 | 0 | 45.1 | 38.1 | 5 | 0
2025 | NE_2_MISO_W | NE | MISO_W | Internal | Shoulder | B11 | 25 | 1600 | 0 | 70.08 | 70.08 | 5 | 0
2025 | NE_2_MISO_W | NE | MISO_W | Internal | Shoulder | B12 | 200 | 1600 | 0 | 48.24 | 50.93 | 5 | 0
2025 | NE_2_MISO_W | NE | MISO_W | Internal | Shoulder | B13 | 600 | 1600 | 0 | 46.3 | 46.59 | 5 | 0
2025 | NE_2_MISO_W | NE | MISO_W | Internal | Shoulder | B14 | 900 | 1600 | 0 | 44.88 | 44.15 | 5 | 0
2025 | NE_2_MISO_W | NE | MISO_W | Internal | Shoulder | B15 | 1203 | 1600 | 0 | 44.76 | 41.13 | 5 | 0
2025 | NE_2_MISO_W | NE | MISO_W | Internal | Summer | B1 | 10 | 1600 | 180.56 | 82.57 | 87.57 | 5 | 0
2025 | NE_2_MISO_W | NE | MISO_W | Internal | Summer | B2 | 25 | 1600 | 0 | 76.49 | 76.49 | 5 | 0
2025 | NE_2_MISO_W | NE | MISO_W | Internal | Summer | B3 | 75 | 1600 | 0 | 73.58 | 73.58 | 5 | 0
2025 | NE_2_MISO_W | NE | MISO_W | Internal | Summer | B4 | 100 | 1600 | 0 | 72.42 | 71.21 | 5 | 0
2025 | NE_2_MISO_W | NE | MISO_W | Internal | Summer | B5 | 200 | 1600 | 0 | 70.98 | 70.2 | 5 | 0
2025 | NE_2_MISO_W | NE | MISO_W | Internal | Summer | B6 | 300 | 1600 | 0 | 62.46 | 62.46 | 5 | 0
2025 | NE_2_MISO_W | NE | MISO_W | Internal | Summer | B7 | 400 | 1600 | 0 | 52.82 | 45.83 | 5 | 0
2025 | NE_2_MISO_W | NE | MISO_W | Internal | Summer | B8 | 500 | 1600 | 0 | 43.35 | 41.13 | 5 | 0
2025 | NE_2_MISO_W | NE | MISO_W | Internal | Summer | B9 | 800 | 1600 | 0 | 43.35 | 40.12 | 5 | 0
2025 | NE_2_MISO_W | NE | MISO_W | Internal | Summer | B10 | 1262 | 1600 | 0 | 40.11 | 37.54 | 5 | 0
2025 | NE_2_MISO_W | NE | MISO_W | Internal | Winter | B16 | 25 | 1600 | 0 | 70.26 | 70.26 | 5 | 0
2025 | NE_2_MISO_W | NE | MISO_W | Internal | Winter | B17 | 100 | 1600 | 0 | 50 | 54.13 | 5 | 0
2025 | NE_2_MISO_W | NE | MISO_W | Internal | Winter | B18 | 400 | 1600 | 0 | 48.24 | 47.35 | 5 | 0
2025 | NE_2_MISO_W | NE | MISO_W | Internal | Winter | B19 | 700 | 1600 | 0 | 47.81 | 47.13 | 5 | 0
2025 | NE_2_MISO_W | NE | MISO_W | Internal | Winter | B20 | 935 | 1600 | 0 | 45.1 | 41.11 | 5 | 0
2025 | NE_2_SPP_N | NE | SPP_N | Internal | Shoulder | B11 | 25 | 1800 | 1174.62 | 70.08 | 70.09 | 0.01 | 0
2025 | NE_2_SPP_N | NE | SPP_N | Internal | Shoulder | B12 | 200 | 1800 | 72.21 | 48.24 | 48.25 | 0.01 | 0
2025 | NE_2_SPP_N | NE | SPP_N | Internal | Shoulder | B13 | 600 | 1800 | 0.01 | 46.3 | 46.28 | 0.01 | 0
2025 | NE_2_SPP_N | NE | SPP_N | Internal | Shoulder | B14 | 900 | 1800 | 189.06 | 44.88 | 44.89 | 0.01 | 0
2025 | NE_2_SPP_N | NE | SPP_N | Internal | Shoulder | B15 | 1203 | 1800 | 720.19 | 44.76 | 44.77 | 0.01 | 0
2025 | NE_2_SPP_N | NE | SPP_N | Internal | Summer | B1 | 10 | 1800 | 853.92 | 82.57 | 82.58 | 0.01 | 0
2025 | NE_2_SPP_N | NE | SPP_N | Internal | Summer | B2 | 25 | 1800 | 1594.08 | 76.49 | 76.5 | 0.01 | 0
2025 | NE_2_SPP_N | NE | SPP_N | Internal | Summer | B3 | 75 | 1800 | 1796 | 73.58 | 73.59 | 0.01 | 0
2025 | NE_2_SPP_N | NE | SPP_N | Internal | Summer | B4 | 100 | 1800 | 1800 | 72.42 | 73.59 | 0.01 | 1.17
2025 | NE_2_SPP_N | NE | SPP_N | Internal | Summer | B5 | 200 | 1800 | 1800 | 70.98 | 72.11 | 0.01 | 1.12
2025 | NE_2_SPP_N | NE | SPP_N | Internal | Summer | B6 | 300 | 1800 | 930 | 62.46 | 62.48 | 0.01 | 0
2025 | NE_2_SPP_N | NE | SPP_N | Internal | Summer | B7 | 400 | 1800 | 1751.61 | 52.82 | 52.83 | 0.01 | 0
2025 | NE_2_SPP_N | NE | SPP_N | Internal | Summer | B8 | 500 | 1800 | 1800 | 43.35 | 45.33 | 0.01 | 1.97
2025 | NE_2_SPP_N | NE | SPP_N | Internal | Summer | B9 | 800 | 1800 | 1661.95 | 43.35 | 43.36 | 0.01 | 0
2025 | NE_2_SPP_N | NE | SPP_N | Internal | Summer | B10 | 1262 | 1800 | 1800 | 40.11 | 40.69 | 0.01 | 0.57
2025 | NE_2_SPP_N | NE | SPP_N | Internal | Winter | B16 | 25 | 1800 | 1578.79 | 70.26 | 70.27 | 0.01 | 0
2025 | NE_2_SPP_N | NE | SPP_N | Internal | Winter | B17 | 100 | 1800 | 771.1 | 50 | 50.01 | 0.01 | 0
2025 | NE_2_SPP_N | NE | SPP_N | Internal | Winter | B18 | 400 | 1800 | 884.52 | 48.24 | 48.25 | 0.01 | 0
2025 | NE_2_SPP_N | NE | SPP_N | Internal | Winter | B19 | 700 | 1800 | 944.28 | 47.81 | 47.82 | 0.01 | 0
2025 | NE_2_SPP_N | NE | SPP_N | Internal | Winter | B20 | 935 | 1800 | 1594.26 | 45.1 | 45.11 | 0.01 | 0
2025 | NEISO_2_NYISO_A-F | NEISO | NYISO_A-F | Internal | Shoulder | B11 | 25 | 600 | 600 | 40.76 | 49.35 | 3 | 5.59
2025 | NEISO_2_NYISO_A-F | NEISO | NYISO_A-F | Internal | Shoulder | B12 | 200 | 600 | 600 | 40.76 | 49.35 | 3 | 5.59
2025 | NEISO_2_NYISO_A-F | NEISO | NYISO_A-F | Internal | Shoulder | B13 | 600 | 600 | 600 | 40.76 | 46.58 | 3 | 2.82
2025 | NEISO_2_NYISO_A-F | NEISO | NYISO_A-F | Internal | Shoulder | B14 | 900 | 600 | 289.04 | 40.76 | 43.76 | 3 | 0
2025 | NEISO_2_NYISO_A-F | NEISO | NYISO_A-F | Internal | Shoulder | B15 | 1203 | 600 | 0 | 40.76 | 43.74 | 3 | 0
2025 | NEISO_2_NYISO_A-F | NEISO | NYISO_A-F | Internal | Summer | B1 | 10 | 600 | 0 | 91.12 | 87.57 | 3 | 0
2025 | NEISO_2_NYISO_A-F | NEISO | NYISO_A-F | Internal | Summer | B2 | 25 | 600 | 0 | 75.6 | 72.6 | 3 | 0
2025 | NEISO_2_NYISO_A-F | NEISO | NYISO_A-F | Internal | Summer | B3 | 75 | 600 | 0.11 | 55.66 | 58.63 | 3 | 0
2025 | NEISO_2_NYISO_A-F | NEISO | NYISO_A-F | Internal | Summer | B4 | 100 | 600 | 594.56 | 52.64 | 55.64 | 3 | 0
2025 | NEISO_2_NYISO_A-F | NEISO | NYISO_A-F | Internal | Summer | B5 | 200 | 600 | 600 | 44.14 | 51.65 | 3 | 4.51
2025 | NEISO_2_NYISO_A-F | NEISO | NYISO_A-F | Internal | Summer | B6 | 300 | 600 | 600 | 41.42 | 48.41 | 3 | 3.99
2025 | NEISO_2_NYISO_A-F | NEISO | NYISO_A-F | Internal | Summer | B7 | 400 | 600 | 600 | 37.7 | 45.31 | 3 | 4.61
2025 | NEISO_2_NYISO_A-F | NEISO | NYISO_A-F | Internal | Summer | B8 | 500 | 600 | 600 | 37.7 | 44.62 | 3 | 3.92
2025 | NEISO_2_NYISO_A-F | NEISO | NYISO_A-F | Internal | Summer | B9 | 800 | 600 | 600 | 37.7 | 42.19 | 3 | 1.49
2025 | NEISO_2_NYISO_A-F | NEISO | NYISO_A-F | Internal | Summer | B10 | 1262 | 600 | 600 | 37.7 | 42.19 | 3 | 1.49
2025 | NEISO_2_NYISO_A-F | NEISO | NYISO_A-F | Internal | Winter | B16 | 25 | 600 | 0 | 50.21 | 51.64 | 3 | 0
2025 | NEISO_2_NYISO_A-F | NEISO | NYISO_A-F | Internal | Winter | B17 | 100 | 600 | 0 | 50.21 | 51.64 | 3 | 0
2025 | NEISO_2_NYISO_A-F | NEISO | NYISO_A-F | Internal | Winter | B18 | 400 | 600 | 0 | 50.21 | 50.45 | 3 | 0
2025 | NEISO_2_NYISO_A-F | NEISO | NYISO_A-F | Internal | Winter | B19 | 700 | 600 | 0 | 50.21 | 50.45 | 3 | 0
2025 | NEISO_2_NYISO_A-F | NEISO | NYISO_A-F | Internal | Winter | B20 | 935 | 600 | 0 | 50.21 | 50.45 | 3 | 0
2025 | NEISO_2_NYISO_G-I | NEISO | NYISO_G-I | Internal | Shoulder | B11 | 25 | 600 | 600 | 40.76 | 51.87 | 3 | 8.11
2025 | NEISO_2_NYISO_G-I | NEISO | NYISO_G-I | Internal | Shoulder | B12 | 200 | 600 | 600 | 40.76 | 49.36 | 3 | 5.6
2025 | NEISO_2_NYISO_G-I | NEISO | NYISO_G-I | Internal | Shoulder | B13 | 600 | 600 | 600 | 40.76 | 46.59 | 3 | 2.83
2025 | NEISO_2_NYISO_G-I | NEISO | NYISO_G-I | Internal | Shoulder | B14 | 900 | 600 | 599.98 | 40.76 | 43.77 | 3 | 0.01
2025 | NEISO_2_NYISO_G-I | NEISO | NYISO_G-I | Internal | Shoulder | B15 | 1203 | 600 | 0.01 | 40.76 | 43.75 | 3 | 0
2025 | NEISO_2_NYISO_G-I | NEISO | NYISO_G-I | Internal | Summer | B1 | 10 | 600 | 0 | 91.12 | 88.12 | 3 | 0
2025 | NEISO_2_NYISO_G-I | NEISO | NYISO_G-I | Internal | Summer | B2 | 25 | 600 | 0 | 75.6 | 72.61 | 3 | 0
2025 | NEISO_2_NYISO_G-I | NEISO | NYISO_G-I | Internal | Summer | B3 | 75 | 600 | 0.21 | 55.66 | 58.64 | 3 | 0
2025 | NEISO_2_NYISO_G-I | NEISO | NYISO_G-I | Internal | Summer | B4 | 100 | 600 | 599.89 | 52.64 | 55.65 | 3 | 0.01
2025 | NEISO_2_NYISO_G-I | NEISO | NYISO_G-I | Internal | Summer | B5 | 200 | 600 | 600 | 44.14 | 53.69 | 3 | 6.55
2025 | NEISO_2_NYISO_G-I | NEISO | NYISO_G-I | Internal | Summer | B6 | 300 | 600 | 600 | 41.42 | 48.42 | 3 | 4.01
2025 | NEISO_2_NYISO_G-I | NEISO | NYISO_G-I | Internal | Summer | B7 | 400 | 600 | 600 | 37.7 | 45.33 | 3 | 4.62
2025 | NEISO_2_NYISO_G-I | NEISO | NYISO_G-I | Internal | Summer | B8 | 500 | 600 | 600 | 37.7 | 44.63 | 3 | 3.93
2025 | NEISO_2_NYISO_G-I | NEISO | NYISO_G-I | Internal | Summer | B9 | 800 | 600 | 600 | 37.7 | 42.21 | 3 | 1.5
2025 | NEISO_2_NYISO_G-I | NEISO | NYISO_G-I | Internal | Summer | B10 | 1262 | 600 | 600 | 37.7 | 42.21 | 3 | 1.5
2025 | NEISO_2_NYISO_G-I | NEISO | NYISO_G-I | Internal | Winter | B16 | 25 | 600 | 600 | 50.21 | 64.28 | 3 | 11.07
2025 | NEISO_2_NYISO_G-I | NEISO | NYISO_G-I | Internal | Winter | B17 | 100 | 600 | 301.86 | 50.21 | 53.21 | 3 | 0
2025 | NEISO_2_NYISO_G-I | NEISO | NYISO_G-I | Internal | Winter | B18 | 400 | 600 | 216.11 | 50.21 | 53.21 | 3 | 0
2025 | NEISO_2_NYISO_G-I | NEISO | NYISO_G-I | Internal | Winter | B19 | 700 | 600 | 0 | 50.21 | 51.34 | 3 | 0
2025 | NEISO_2_NYISO_G-I | NEISO | NYISO_G-I | Internal | Winter | B20 | 935 | 600 | 0 | 50.21 | 50.47 | 3 | 0
2025 | NEISO_2_NYISO_J-K | NEISO | NYISO_J-K | Internal | Shoulder | B11 | 25 | 430 | 430 | 40.76 | 58.19 | 3 | 14.43
2025 | NEISO_2_NYISO_J-K | NEISO | NYISO_J-K | Internal | Shoulder | B12 | 200 | 430 | 430 | 40.76 | 58.19 | 3 | 14.43
2025 | NEISO_2_NYISO_J-K | NEISO | NYISO_J-K | Internal | Shoulder | B13 | 600 | 430 | 430 | 40.76 | 52.14 | 3 | 8.38
2025 | NEISO_2_NYISO_J-K | NEISO | NYISO_J-K | Internal | Shoulder | B14 | 900 | 430 | 429.99 | 40.76 | 43.78 | 3 | 0.02
2025 | NEISO_2_NYISO_J-K | NEISO | NYISO_J-K | Internal | Shoulder | B15 | 1203 | 430 | 406.12 | 40.76 | 43.76 | 3 | 0
2025 | NEISO_2_NYISO_J-K | NEISO | NYISO_J-K | Internal | Summer | B1 | 10 | 430 | 0 | 91.12 | 88.13 | 3 | 0
2025 | NEISO_2_NYISO_J-K | NEISO | NYISO_J-K | Internal | Summer | B2 | 25 | 430 | 0 | 75.6 | 72.62 | 3 | 0
2025 | NEISO_2_NYISO_J-K | NEISO | NYISO_J-K | Internal | Summer | B3 | 75 | 430 | 334.11 | 55.66 | 58.66 | 3 | 0
2025 | NEISO_2_NYISO_J-K | NEISO | NYISO_J-K | Internal | Summer | B4 | 100 | 430 | 429.94 | 52.64 | 55.67 | 3 | 0.02
2025 | NEISO_2_NYISO_J-K | NEISO | NYISO_J-K | Internal | Summer | B5 | 200 | 430 | 430 | 44.14 | 53.7 | 3 | 6.57
2025 | NEISO_2_NYISO_J-K | NEISO | NYISO_J-K | Internal | Summer | B6 | 300 | 430 | 430 | 41.42 | 53.7 | 3 | 9.29
2025 | NEISO_2_NYISO_J-K | NEISO | NYISO_J-K | Internal | Summer | B7 | 400 | 430 | 430 | 37.7 | 53.7 | 3 | 13
2025 | NEISO_2_NYISO_J-K | NEISO | NYISO_J-K | Internal | Summer | B8 | 500 | 430 | 430 | 37.7 | 53.7 | 3 | 13
2025 | NEISO_2_NYISO_J-K | NEISO | NYISO_J-K | Internal | Summer | B9 | 800 | 430 | 430 | 37.7 | 42.22 | 3 | 1.52
2025 | NEISO_2_NYISO_J-K | NEISO | NYISO_J-K | Internal | Summer | B10 | 1262 | 430 | 430 | 37.7 | 42.22 | 3 | 1.52
2025 | NEISO_2_NYISO_J-K | NEISO | NYISO_J-K | Internal | Winter | B16 | 25 | 430 | 430 | 50.21 | 74.17 | 3 | 20.96
2025 | NEISO_2_NYISO_J-K | NEISO | NYISO_J-K | Internal | Winter | B17 | 100 | 430 | 430 | 50.21 | 74.17 | 3 | 20.96
2025 | NEISO_2_NYISO_J-K | NEISO | NYISO_J-K | Internal | Winter | B18 | 400 | 430 | 430 | 50.21 | 69.02 | 3 | 15.81
2025 | NEISO_2_NYISO_J-K | NEISO | NYISO_J-K | Internal | Winter | B19 | 700 | 430 | 430 | 50.21 | 55.56 | 3 | 2.35
2025 | NEISO_2_NYISO_J-K | NEISO | NYISO_J-K | Internal | Winter | B20 | 935 | 430 | 0 | 50.21 | 52.22 | 3 | 0
2025 | NonRTO_Midwest_2_MISO_IN | NonRTO_Midwest | MISO_IN | Internal | Shoulder | B11 | 25 | 4450 | 0 | 69.88 | 61.88 | 8 | 0
2025 | NonRTO_Midwest_2_MISO_IN | NonRTO_Midwest | MISO_IN | Internal | Shoulder | B12 | 200 | 4450 | 0 | 58.93 | 50.93 | 8 | 0
2025 | NonRTO_Midwest_2_MISO_IN | NonRTO_Midwest | MISO_IN | Internal | Shoulder | B13 | 600 | 4450 | 0 | 52.67 | 46.57 | 8 | 0
2025 | NonRTO_Midwest_2_MISO_IN | NonRTO_Midwest | MISO_IN | Internal | Shoulder | B14 | 900 | 4450 | 0 | 42.89 | 44.12 | 8 | 0
2025 | NonRTO_Midwest_2_MISO_IN | NonRTO_Midwest | MISO_IN | Internal | Shoulder | B15 | 1203 | 4450 | 0 | 42.89 | 41.11 | 8 | 0
2025 | NonRTO_Midwest_2_MISO_IN | NonRTO_Midwest | MISO_IN | Internal | Summer | B1 | 10 | 4450 | 562.72 | 79.56 | 87.56 | 8 | 0
2025 | NonRTO_Midwest_2_MISO_IN | NonRTO_Midwest | MISO_IN | Internal | Summer | B2 | 25 | 4450 | 0 | 75.83 | 72.59 | 8 | 0
2025 | NonRTO_Midwest_2_MISO_IN | NonRTO_Midwest | MISO_IN | Internal | Summer | B3 | 75 | 4450 | 0 | 75.83 | 68.89 | 8 | 0
2025 | NonRTO_Midwest_2_MISO_IN | NonRTO_Midwest | MISO_IN | Internal | Summer | B4 | 100 | 4450 | 0 | 75.77 | 67.77 | 8 | 0
2025 | NonRTO_Midwest_2_MISO_IN | NonRTO_Midwest | MISO_IN | Internal | Summer | B5 | 200 | 4450 | 0 | 72.1 | 64.1 | 8 | 0
2025 | NonRTO_Midwest_2_MISO_IN | NonRTO_Midwest | MISO_IN | Internal | Summer | B6 | 300 | 4450 | 0 | 61.91 | 53.91 | 8 | 0
2025 | NonRTO_Midwest_2_MISO_IN | NonRTO_Midwest | MISO_IN | Internal | Summer | B7 | 400 | 4450 | 0 | 49.94 | 44.82 | 8 | 0
2025 | NonRTO_Midwest_2_MISO_IN | NonRTO_Midwest | MISO_IN | Internal | Summer | B8 | 500 | 4450 | 0 | 41.51 | 41.11 | 8 | 0
2025 | NonRTO_Midwest_2_MISO_IN | NonRTO_Midwest | MISO_IN | Internal | Summer | B9 | 800 | 4450 | 0 | 41.51 | 40.09 | 8 | 0
2025 | NonRTO_Midwest_2_MISO_IN | NonRTO_Midwest | MISO_IN | Internal | Summer | B10 | 1262 | 4450 | 0 | 37.13 | 37.56 | 8 | 0
2025 | NonRTO_Midwest_2_MISO_IN | NonRTO_Midwest | MISO_IN | Internal | Winter | B16 | 25 | 4450 | 0 | 78.26 | 70.26 | 8 | 0
2025 | NonRTO_Midwest_2_MISO_IN | NonRTO_Midwest | MISO_IN | Internal | Winter | B17 | 100 | 4450 | 0 | 62.13 | 54.13 | 8 | 0
2025 | NonRTO_Midwest_2_MISO_IN | NonRTO_Midwest | MISO_IN | Internal | Winter | B18 | 400 | 4450 | 0 | 55.17 | 47.17 | 8 | 0
2025 | NonRTO_Midwest_2_MISO_IN | NonRTO_Midwest | MISO_IN | Internal | Winter | B19 | 700 | 4450 | 0 | 45.52 | 43.68 | 8 | 0
2025 | NonRTO_Midwest_2_MISO_IN | NonRTO_Midwest | MISO_IN | Internal | Winter | B20 | 935 | 4450 | 0 | 40.37 | 41.23 | 8 | 0
2025 | NonRTO_Midwest_2_TVA_Transmission | NonRTO_Midwest | TVA_Transmission | Internal | Shoulder | B11 | 25 | 2400 | 0 | 69.88 | 65.74 | 8 | 0
2025 | NonRTO_Midwest_2_TVA_Transmission | NonRTO_Midwest | TVA_Transmission | Internal | Shoulder | B12 | 200 | 2400 | 0 | 58.93 | 52.57 | 8 | 0
2025 | NonRTO_Midwest_2_TVA_Transmission | NonRTO_Midwest | TVA_Transmission | Internal | Shoulder | B13 | 600 | 2400 | 0 | 52.67 | 49.1 | 8 | 0
2025 | NonRTO_Midwest_2_TVA_Transmission | NonRTO_Midwest | TVA_Transmission | Internal | Shoulder | B14 | 900 | 2400 | 0 | 42.89 | 47.66 | 8 | 0
2025 | NonRTO_Midwest_2_TVA_Transmission | NonRTO_Midwest | TVA_Transmission | Internal | Shoulder | B15 | 1203 | 2400 | 0 | 42.89 | 46.13 | 8 | 0
2025 | NonRTO_Midwest_2_TVA_Transmission | NonRTO_Midwest | TVA_Transmission | Internal | Summer | B1 | 10 | 2400 | 0.06 | 79.56 | 87.24 | 8 | 0
2025 | NonRTO_Midwest_2_TVA_Transmission | NonRTO_Midwest | TVA_Transmission | Internal | Summer | B2 | 25 | 2400 | 0 | 75.83 | 80.6 | 8 | 0
2025 | NonRTO_Midwest_2_TVA_Transmission | NonRTO_Midwest | TVA_Transmission | Internal | Summer | B3 | 75 | 2400 | 0 | 75.83 | 74.43 | 8 | 0
2025 | NonRTO_Midwest_2_TVA_Transmission | NonRTO_Midwest | TVA_Transmission | Internal | Summer | B4 | 100 | 2400 | 0 | 75.77 | 74.12 | 8 | 0
2025 | NonRTO_Midwest_2_TVA_Transmission | NonRTO_Midwest | TVA_Transmission | Internal | Summer | B5 | 200 | 2400 | 0 | 72.1 | 68.11 | 8 | 0
2025 | NonRTO_Midwest_2_TVA_Transmission | NonRTO_Midwest | TVA_Transmission | Internal | Summer | B6 | 300 | 2400 | 0 | 61.91 | 59.45 | 8 | 0
2025 | NonRTO_Midwest_2_TVA_Transmission | NonRTO_Midwest | TVA_Transmission | Internal | Summer | B7 | 400 | 2400 | 0 | 49.94 | 50.49 | 8 | 0
2025 | NonRTO_Midwest_2_TVA_Transmission | NonRTO_Midwest | TVA_Transmission | Internal | Summer | B8 | 500 | 2400 | 0 | 41.51 | 45.21 | 8 | 0
2025 | NonRTO_Midwest_2_TVA_Transmission | NonRTO_Midwest | TVA_Transmission | Internal | Summer | B9 | 800 | 2400 | 0 | 41.51 | 43.14 | 8 | 0
2025 | NonRTO_Midwest_2_TVA_Transmission | NonRTO_Midwest | TVA_Transmission | Internal | Summer | B10 | 1262 | 2400 | 0 | 37.13 | 42.38 | 8 | 0
2025 | NonRTO_Midwest_2_TVA_Transmission | NonRTO_Midwest | TVA_Transmission | Internal | Winter | B16 | 25 | 2400 | 0 | 78.26 | 78.26 | 8 | 0
2025 | NonRTO_Midwest_2_TVA_Transmission | NonRTO_Midwest | TVA_Transmission | Internal | Winter | B17 | 100 | 2400 | 0 | 62.13 | 56.06 | 8 | 0
2025 | NonRTO_Midwest_2_TVA_Transmission | NonRTO_Midwest | TVA_Transmission | Internal | Winter | B18 | 400 | 2400 | 0 | 55.17 | 51.31 | 8 | 0
2025 | NonRTO_Midwest_2_TVA_Transmission | NonRTO_Midwest | TVA_Transmission | Internal | Winter | B19 | 700 | 2400 | 0 | 45.52 | 49.63 | 8 | 0
2025 | NonRTO_Midwest_2_TVA_Transmission | NonRTO_Midwest | TVA_Transmission | Internal | Winter | B20 | 935 | 2400 | 0 | 40.37 | 46.23 | 8 | 0
2025 | NYISO_A-F_2_IESO | NYISO_A-F | IESO | Internal | Shoulder | B11 | 25 | 1600 | 0 | 49.35 | 42.35 | 7 | 0
2025 | NYISO_A-F_2_IESO | NYISO_A-F | IESO | Internal | Shoulder | B12 | 200 | 1600 | 0 | 49.35 | 42.35 | 7 | 0
2025 | NYISO_A-F_2_IESO | NYISO_A-F | IESO | Internal | Shoulder | B13 | 600 | 1600 | 0 | 46.58 | 39.58 | 7 | 0
2025 | NYISO_A-F_2_IESO | NYISO_A-F | IESO | Internal | Shoulder | B14 | 900 | 1600 | 0 | 43.76 | 39.39 | 7 | 0
2025 | NYISO_A-F_2_IESO | NYISO_A-F | IESO | Internal | Shoulder | B15 | 1203 | 1600 | 0 | 43.74 | 39.39 | 7 | 0
2025 | NYISO_A-F_2_IESO | NYISO_A-F | IESO | Internal | Summer | B1 | 10 | 1600 | 0 | 87.57 | 80.57 | 7 | 0
2025 | NYISO_A-F_2_IESO | NYISO_A-F | IESO | Internal | Summer | B2 | 25 | 1600 | 0 | 72.6 | 65.6 | 7 | 0
2025 | NYISO_A-F_2_IESO | NYISO_A-F | IESO | Internal | Summer | B3 | 75 | 1600 | 0 | 58.63 | 51.63 | 7 | 0
2025 | NYISO_A-F_2_IESO | NYISO_A-F | IESO | Internal | Summer | B4 | 100 | 1600 | 0 | 55.64 | 44.65 | 7 | 0
2025 | NYISO_A-F_2_IESO | NYISO_A-F | IESO | Internal | Summer | B5 | 200 | 1600 | 0 | 51.65 | 44.65 | 7 | 0
2025 | NYISO_A-F_2_IESO | NYISO_A-F | IESO | Internal | Summer | B6 | 300 | 1600 | 0 | 48.41 | 41.41 | 7 | 0
2025 | NYISO_A-F_2_IESO | NYISO_A-F | IESO | Internal | Summer | B7 | 400 | 1600 | 0 | 45.31 | 38.31 | 7 | 0
2025 | NYISO_A-F_2_IESO | NYISO_A-F | IESO | Internal | Summer | B8 | 500 | 1600 | 0 | 44.62 | 38.31 | 7 | 0
2025 | NYISO_A-F_2_IESO | NYISO_A-F | IESO | Internal | Summer | B9 | 800 | 1600 | 0 | 42.19 | 38.31 | 7 | 0
2025 | NYISO_A-F_2_IESO | NYISO_A-F | IESO | Internal | Summer | B10 | 1262 | 1600 | 0 | 42.19 | 38.31 | 7 | 0
2025 | NYISO_A-F_2_IESO | NYISO_A-F | IESO | Internal | Winter | B16 | 25 | 1600 | 0 | 51.64 | 44.64 | 7 | 0
2025 | NYISO_A-F_2_IESO | NYISO_A-F | IESO | Internal | Winter | B17 | 100 | 1600 | 0 | 51.64 | 44.64 | 7 | 0
2025 | NYISO_A-F_2_IESO | NYISO_A-F | IESO | Internal | Winter | B18 | 400 | 1600 | 0 | 50.45 | 43.45 | 7 | 0
2025 | NYISO_A-F_2_IESO | NYISO_A-F | IESO | Internal | Winter | B19 | 700 | 1600 | 0 | 50.45 | 43.45 | 7 | 0
2025 | NYISO_A-F_2_IESO | NYISO_A-F | IESO | Internal | Winter | B20 | 935 | 1600 | 0 | 50.45 | 43.45 | 7 | 0
2025 | NYISO_A-F_2_NEISO | NYISO_A-F | NEISO | Internal | Shoulder | B11 | 25 | 600 | 0 | 49.35 | 40.76 | 3 | 0
2025 | NYISO_A-F_2_NEISO | NYISO_A-F | NEISO | Internal | Shoulder | B12 | 200 | 600 | 0 | 49.35 | 40.76 | 3 | 0
2025 | NYISO_A-F_2_NEISO | NYISO_A-F | NEISO | Internal | Shoulder | B13 | 600 | 600 | 0 | 46.58 | 40.76 | 3 | 0
2025 | NYISO_A-F_2_NEISO | NYISO_A-F | NEISO | Internal | Shoulder | B14 | 900 | 600 | 0 | 43.76 | 40.76 | 3 | 0
2025 | NYISO_A-F_2_NEISO | NYISO_A-F | NEISO | Internal | Shoulder | B15 | 1203 | 600 | 0 | 43.74 | 40.76 | 3 | 0
2025 | NYISO_A-F_2_NEISO | NYISO_A-F | NEISO | Internal | Summer | B1 | 10 | 600 | 599.94 | 87.57 | 91.12 | 3 | 0.55
2025 | NYISO_A-F_2_NEISO | NYISO_A-F | NEISO | Internal | Summer | B2 | 25 | 600 | 337.11 | 72.6 | 75.6 | 3 | 0
2025 | NYISO_A-F_2_NEISO | NYISO_A-F | NEISO | Internal | Summer | B3 | 75 | 600 | 0 | 58.63 | 55.66 | 3 | 0
2025 | NYISO_A-F_2_NEISO | NYISO_A-F | NEISO | Internal | Summer | B4 | 100 | 600 | 0 | 55.64 | 52.64 | 3 | 0
2025 | NYISO_A-F_2_NEISO | NYISO_A-F | NEISO | Internal | Summer | B5 | 200 | 600 | 0 | 51.65 | 44.14 | 3 | 0
2025 | NYISO_A-F_2_NEISO | NYISO_A-F | NEISO | Internal | Summer | B6 | 300 | 600 | 0 | 48.41 | 41.42 | 3 | 0
2025 | NYISO_A-F_2_NEISO | NYISO_A-F | NEISO | Internal | Summer | B7 | 400 | 600 | 0 | 45.31 | 37.7 | 3 | 0
2025 | NYISO_A-F_2_NEISO | NYISO_A-F | NEISO | Internal | Summer | B8 | 500 | 600 | 0 | 44.62 | 37.7 | 3 | 0
2025 | NYISO_A-F_2_NEISO | NYISO_A-F | NEISO | Internal | Summer | B9 | 800 | 600 | 0 | 42.19 | 37.7 | 3 | 0
2025 | NYISO_A-F_2_NEISO | NYISO_A-F | NEISO | Internal | Summer | B10 | 1262 | 600 | 0 | 42.19 | 37.7 | 3 | 0
2025 | NYISO_A-F_2_NEISO | NYISO_A-F | NEISO | Internal | Winter | B16 | 25 | 600 | 0 | 51.64 | 50.21 | 3 | 0
2025 | NYISO_A-F_2_NEISO | NYISO_A-F | NEISO | Internal | Winter | B17 | 100 | 600 | 0 | 51.64 | 50.21 | 3 | 0
2025 | NYISO_A-F_2_NEISO | NYISO_A-F | NEISO | Internal | Winter | B18 | 400 | 600 | 0 | 50.45 | 50.21 | 3 | 0
2025 | NYISO_A-F_2_NEISO | NYISO_A-F | NEISO | Internal | Winter | B19 | 700 | 600 | 0 | 50.45 | 50.21 | 3 | 0
2025 | NYISO_A-F_2_NEISO | NYISO_A-F | NEISO | Internal | Winter | B20 | 935 | 600 | 0 | 50.45 | 50.21 | 3 | 0
2025 | NYISO_A-F_2_NYISO_G-I | NYISO_A-F | NYISO_G-I | Internal | Shoulder | B11 | 25 | 4250 | 4250 | 49.35 | 51.87 | 0.01 | 2.51
2025 | NYISO_A-F_2_NYISO_G-I | NYISO_A-F | NYISO_G-I | Internal | Shoulder | B12 | 200 | 4250 | 3879.02 | 49.35 | 49.36 | 0.01 | 0
2025 | NYISO_A-F_2_NYISO_G-I | NYISO_A-F | NYISO_G-I | Internal | Shoulder | B13 | 600 | 4250 | 3724.18 | 46.58 | 46.59 | 0.01 | 0
2025 | NYISO_A-F_2_NYISO_G-I | NYISO_A-F | NYISO_G-I | Internal | Shoulder | B14 | 900 | 4250 | 2885.71 | 43.76 | 43.77 | 0.01 | 0
2025 | NYISO_A-F_2_NYISO_G-I | NYISO_A-F | NYISO_G-I | Internal | Shoulder | B15 | 1203 | 4250 | 848.04 | 43.74 | 43.75 | 0.01 | 0
2025 | NYISO_A-F_2_NYISO_G-I | NYISO_A-F | NYISO_G-I | Internal | Summer | B1 | 10 | 4250 | 4249.93 | 87.57 | 88.12 | 0.01 | 0.54
2025 | NYISO_A-F_2_NYISO_G-I | NYISO_A-F | NYISO_G-I | Internal | Summer | B2 | 25 | 4250 | 3928.94 | 72.6 | 72.61 | 0.01 | 0
2025 | NYISO_A-F_2_NYISO_G-I | NYISO_A-F | NYISO_G-I | Internal | Summer | B3 | 75 | 4250 | 3782.17 | 58.63 | 58.64 | 0.01 | 0
2025 | NYISO_A-F_2_NYISO_G-I | NYISO_A-F | NYISO_G-I | Internal | Summer | B4 | 100 | 4250 | 3992.99 | 55.64 | 55.65 | 0.01 | 0
2025 | NYISO_A-F_2_NYISO_G-I | NYISO_A-F | NYISO_G-I | Internal | Summer | B5 | 200 | 4250 | 4250 | 51.65 | 53.69 | 0.01 | 2.03
2025 | NYISO_A-F_2_NYISO_G-I | NYISO_A-F | NYISO_G-I | Internal | Summer | B6 | 300 | 4250 | 3693.91 | 48.41 | 48.42 | 0.01 | 0
2025 | NYISO_A-F_2_NYISO_G-I | NYISO_A-F | NYISO_G-I | Internal | Summer | B7 | 400 | 4250 | 3458.2 | 45.31 | 45.33 | 0.01 | 0
2025 | NYISO_A-F_2_NYISO_G-I | NYISO_A-F | NYISO_G-I | Internal | Summer | B8 | 500 | 4250 | 3267.67 | 44.62 | 44.63 | 0.01 | 0
2025 | NYISO_A-F_2_NYISO_G-I | NYISO_A-F | NYISO_G-I | Internal | Summer | B9 | 800 | 4250 | 2886.41 | 42.19 | 42.21 | 0.01 | 0
2025 | NYISO_A-F_2_NYISO_G-I | NYISO_A-F | NYISO_G-I | Internal | Summer | B10 | 1262 | 4250 | 56.77 | 42.19 | 42.21 | 0.01 | 0
2025 | NYISO_A-F_2_NYISO_G-I | NYISO_A-F | NYISO_G-I | Internal | Winter | B16 | 25 | 4250 | 4250 | 51.64 | 64.28 | 0.01 | 12.63
2025 | NYISO_A-F_2_NYISO_G-I | NYISO_A-F | NYISO_G-I | Internal | Winter | B17 | 100 | 4250 | 4250 | 51.64 | 53.21 | 0.01 | 1.57
2025 | NYISO_A-F_2_NYISO_G-I | NYISO_A-F | NYISO_G-I | Internal | Winter | B18 | 400 | 4250 | 4250 | 50.45 | 53.21 | 0.01 | 2.75
2025 | NYISO_A-F_2_NYISO_G-I | NYISO_A-F | NYISO_G-I | Internal | Winter | B19 | 700 | 4250 | 4250 | 50.45 | 51.34 | 0.01 | 0.87
2025 | NYISO_A-F_2_NYISO_G-I | NYISO_A-F | NYISO_G-I | Internal | Winter | B20 | 935 | 4250 | 3733.7 | 50.45 | 50.47 | 0.01 | 0
2025 | NYISO_A-F_2_PJM_ROM | NYISO_A-F | PJM_ROM | Internal | Shoulder | B11 | 25 | 1000 | 1000 | 49.35 | 59.88 | 8 | 2.53
2025 | NYISO_A-F_2_PJM_ROM | NYISO_A-F | PJM_ROM | Internal | Shoulder | B12 | 200 | 1000 | 0 | 49.35 | 52.18 | 8 | 0
2025 | NYISO_A-F_2_PJM_ROM | NYISO_A-F | PJM_ROM | Internal | Shoulder | B13 | 600 | 1000 | 0 | 46.58 | 46.13 | 8 | 0
2025 | NYISO_A-F_2_PJM_ROM | NYISO_A-F | PJM_ROM | Internal | Shoulder | B14 | 900 | 1000 | 0 | 43.76 | 43.85 | 8 | 0
2025 | NYISO_A-F_2_PJM_ROM | NYISO_A-F | PJM_ROM | Internal | Shoulder | B15 | 1203 | 1000 | 0 | 43.74 | 40.49 | 8 | 0
2025 | NYISO_A-F_2_PJM_ROM | NYISO_A-F | PJM_ROM | Internal | Summer | B1 | 10 | 1000 | 999.93 | 87.57 | 96.11 | 8 | 0.54
2025 | NYISO_A-F_2_PJM_ROM | NYISO_A-F | PJM_ROM | Internal | Summer | B2 | 25 | 1000 | 568.16 | 72.6 | 80.6 | 8 | 0
2025 | NYISO_A-F_2_PJM_ROM | NYISO_A-F | PJM_ROM | Internal | Summer | B3 | 75 | 1000 | 1000 | 58.63 | 68.44 | 8 | 1.81
2025 | NYISO_A-F_2_PJM_ROM | NYISO_A-F | PJM_ROM | Internal | Summer | B4 | 100 | 1000 | 1000 | 55.64 | 68.1 | 8 | 4.46
2025 | NYISO_A-F_2_PJM_ROM | NYISO_A-F | PJM_ROM | Internal | Summer | B5 | 200 | 1000 | 1000 | 51.65 | 62.13 | 8 | 2.47
2025 | NYISO_A-F_2_PJM_ROM | NYISO_A-F | PJM_ROM | Internal | Summer | B6 | 300 | 1000 | 0 | 48.41 | 53.46 | 8 | 0
2025 | NYISO_A-F_2_PJM_ROM | NYISO_A-F | PJM_ROM | Internal | Summer | B7 | 400 | 1000 | 0 | 45.31 | 44.5 | 8 | 0
2025 | NYISO_A-F_2_PJM_ROM | NYISO_A-F | PJM_ROM | Internal | Summer | B8 | 500 | 1000 | 0 | 44.62 | 41.42 | 8 | 0
2025 | NYISO_A-F_2_PJM_ROM | NYISO_A-F | PJM_ROM | Internal | Summer | B9 | 800 | 1000 | 0 | 42.19 | 40.94 | 8 | 0
2025 | NYISO_A-F_2_PJM_ROM | NYISO_A-F | PJM_ROM | Internal | Summer | B10 | 1262 | 1000 | 0 | 42.19 | 38.32 | 8 | 0
2025 | NYISO_A-F_2_PJM_ROM | NYISO_A-F | PJM_ROM | Internal | Winter | B16 | 25 | 1000 | 1000 | 51.64 | 72.27 | 8 | 12.63
2025 | NYISO_A-F_2_PJM_ROM | NYISO_A-F | PJM_ROM | Internal | Winter | B17 | 100 | 1000 | 0 | 51.64 | 56.16 | 8 | 0
2025 | NYISO_A-F_2_PJM_ROM | NYISO_A-F | PJM_ROM | Internal | Winter | B18 | 400 | 1000 | 0 | 50.45 | 49.55 | 8 | 0
2025 | NYISO_A-F_2_PJM_ROM | NYISO_A-F | PJM_ROM | Internal | Winter | B19 | 700 | 1000 | 0 | 50.45 | 49.55 | 8 | 0
2025 | NYISO_A-F_2_PJM_ROM | NYISO_A-F | PJM_ROM | Internal | Winter | B20 | 935 | 1000 | 0 | 50.45 | 44.49 | 8 | 0
2025 | NYISO_G-I_2_NEISO | NYISO_G-I | NEISO | Internal | Shoulder | B11 | 25 | 600 | 0 | 51.87 | 40.76 | 3 | 0
2025 | NYISO_G-I_2_NEISO | NYISO_G-I | NEISO | Internal | Shoulder | B12 | 200 | 600 | 0 | 49.36 | 40.76 | 3 | 0
2025 | NYISO_G-I_2_NEISO | NYISO_G-I | NEISO | Internal | Shoulder | B13 | 600 | 600 | 0 | 46.59 | 40.76 | 3 | 0
2025 | NYISO_G-I_2_NEISO | NYISO_G-I | NEISO | Internal | Shoulder | B14 | 900 | 600 | 0 | 43.77 | 40.76 | 3 | 0
2025 | NYISO_G-I_2_NEISO | NYISO_G-I | NEISO | Internal | Shoulder | B15 | 1203 | 600 | 0 | 43.75 | 40.76 | 3 | 0
2025 | NYISO_G-I_2_NEISO | NYISO_G-I | NEISO | Internal | Summer | B1 | 10 | 600 | 313.66 | 88.12 | 91.12 | 3 | 0
2025 | NYISO_G-I_2_NEISO | NYISO_G-I | NEISO | Internal | Summer | B2 | 25 | 600 | 0.58 | 72.61 | 75.6 | 3 | 0
2025 | NYISO_G-I_2_NEISO | NYISO_G-I | NEISO | Internal | Summer | B3 | 75 | 600 | 0 | 58.64 | 55.66 | 3 | 0
2025 | NYISO_G-I_2_NEISO | NYISO_G-I | NEISO | Internal | Summer | B4 | 100 | 600 | 0 | 55.65 | 52.64 | 3 | 0
2025 | NYISO_G-I_2_NEISO | NYISO_G-I | NEISO | Internal | Summer | B5 | 200 | 600 | 0 | 53.69 | 44.14 | 3 | 0
2025 | NYISO_G-I_2_NEISO | NYISO_G-I | NEISO | Internal | Summer | B6 | 300 | 600 | 0 | 48.42 | 41.42 | 3 | 0
2025 | NYISO_G-I_2_NEISO | NYISO_G-I | NEISO | Internal | Summer | B7 | 400 | 600 | 0 | 45.33 | 37.7 | 3 | 0
2025 | NYISO_G-I_2_NEISO | NYISO_G-I | NEISO | Internal | Summer | B8 | 500 | 600 | 0 | 44.63 | 37.7 | 3 | 0
2025 | NYISO_G-I_2_NEISO | NYISO_G-I | NEISO | Internal | Summer | B9 | 800 | 600 | 0 | 42.21 | 37.7 | 3 | 0
2025 | NYISO_G-I_2_NEISO | NYISO_G-I | NEISO | Internal | Summer | B10 | 1262 | 600 | 0 | 42.21 | 37.7 | 3 | 0
2025 | NYISO_G-I_2_NEISO | NYISO_G-I | NEISO | Internal | Winter | B16 | 25 | 600 | 0 | 64.28 | 50.21 | 3 | 0
2025 | NYISO_G-I_2_NEISO | NYISO_G-I | NEISO | Internal | Winter | B17 | 100 | 600 | 0 | 53.21 | 50.21 | 3 | 0
2025 | NYISO_G-I_2_NEISO | NYISO_G-I | NEISO | Internal | Winter | B18 | 400 | 600 | 0 | 53.21 | 50.21 | 3 | 0
2025 | NYISO_G-I_2_NEISO | NYISO_G-I | NEISO | Internal | Winter | B19 | 700 | 600 | 0 | 51.34 | 50.21 | 3 | 0
2025 | NYISO_G-I_2_NEISO | NYISO_G-I | NEISO | Internal | Winter | B20 | 935 | 600 | 0 | 50.47 | 50.21 | 3 | 0
2025 | NYISO_G-I_2_NYISO_A-F | NYISO_G-I | NYISO_A-F | Internal | Shoulder | B11 | 25 | 1999 | 0 | 51.87 | 49.35 | 0.01 | 0
2025 | NYISO_G-I_2_NYISO_A-F | NYISO_G-I | NYISO_A-F | Internal | Shoulder | B12 | 200 | 1999 | 0.04 | 49.36 | 49.35 | 0.01 | 0
2025 | NYISO_G-I_2_NYISO_A-F | NYISO_G-I | NYISO_A-F | Internal | Shoulder | B13 | 600 | 1999 | 0.01 | 46.59 | 46.58 | 0.01 | 0
2025 | NYISO_G-I_2_NYISO_A-F | NYISO_G-I | NYISO_A-F | Internal | Shoulder | B14 | 900 | 1999 | 0 | 43.77 | 43.76 | 0.01 | 0
2025 | NYISO_G-I_2_NYISO_A-F | NYISO_G-I | NYISO_A-F | Internal | Shoulder | B15 | 1203 | 1999 | 0 | 43.75 | 43.74 | 0.01 | 0
2025 | NYISO_G-I_2_NYISO_A-F | NYISO_G-I | NYISO_A-F | Internal | Summer | B1 | 10 | 1999 | 0.06 | 88.12 | 87.57 | 0.01 | 0
2025 | NYISO_G-I_2_NYISO_A-F | NYISO_G-I | NYISO_A-F | Internal | Summer | B2 | 25 | 1999 | 0.31 | 72.61 | 72.6 | 0.01 | 0
2025 | NYISO_G-I_2_NYISO_A-F | NYISO_G-I | NYISO_A-F | Internal | Summer | B3 | 75 | 1999 | 0.11 | 58.64 | 58.63 | 0.01 | 0
2025 | NYISO_G-I_2_NYISO_A-F | NYISO_G-I | NYISO_A-F | Internal | Summer | B4 | 100 | 1999 | 0.08 | 55.65 | 55.64 | 0.01 | 0
2025 | NYISO_G-I_2_NYISO_A-F | NYISO_G-I | NYISO_A-F | Internal | Summer | B5 | 200 | 1999 | 0 | 53.69 | 51.65 | 0.01 | 0
2025 | NYISO_G-I_2_NYISO_A-F | NYISO_G-I | NYISO_A-F | Internal | Summer | B6 | 300 | 1999 | 0.03 | 48.42 | 48.41 | 0.01 | 0
2025 | NYISO_G-I_2_NYISO_A-F | NYISO_G-I | NYISO_A-F | Internal | Summer | B7 | 400 | 1999 | 0.02 | 45.33 | 45.31 | 0.01 | 0
2025 | NYISO_G-I_2_NYISO_A-F | NYISO_G-I | NYISO_A-F | Internal | Summer | B8 | 500 | 1999 | 0.02 | 44.63 | 44.62 | 0.01 | 0
2025 | NYISO_G-I_2_NYISO_A-F | NYISO_G-I | NYISO_A-F | Internal | Summer | B9 | 800 | 1999 | 0.01 | 42.21 | 42.19 | 0.01 | 0
2025 | NYISO_G-I_2_NYISO_A-F | NYISO_G-I | NYISO_A-F | Internal | Summer | B10 | 1262 | 1999 | 0 | 42.21 | 42.19 | 0.01 | 0
2025 | NYISO_G-I_2_NYISO_A-F | NYISO_G-I | NYISO_A-F | Internal | Winter | B16 | 25 | 1999 | 0 | 64.28 | 51.64 | 0.01 | 0
2025 | NYISO_G-I_2_NYISO_A-F | NYISO_G-I | NYISO_A-F | Internal | Winter | B17 | 100 | 1999 | 0 | 53.21 | 51.64 | 0.01 | 0
2025 | NYISO_G-I_2_NYISO_A-F | NYISO_G-I | NYISO_A-F | Internal | Winter | B18 | 400 | 1999 | 0 | 53.21 | 50.45 | 0.01 | 0
2025 | NYISO_G-I_2_NYISO_A-F | NYISO_G-I | NYISO_A-F | Internal | Winter | B19 | 700 | 1999 | 0 | 51.34 | 50.45 | 0.01 | 0
2025 | NYISO_G-I_2_NYISO_A-F | NYISO_G-I | NYISO_A-F | Internal | Winter | B20 | 935 | 1999 | 0 | 50.47 | 50.45 | 0.01 | 0
2025 | NYISO_G-I_2_NYISO_J-K | NYISO_G-I | NYISO_J-K | Internal | Shoulder | B11 | 25 | 6130 | 6130 | 51.87 | 58.19 | 0.01 | 6.31
2025 | NYISO_G-I_2_NYISO_J-K | NYISO_G-I | NYISO_J-K | Internal | Shoulder | B12 | 200 | 6130 | 6130 | 49.36 | 58.19 | 0.01 | 8.82
2025 | NYISO_G-I_2_NYISO_J-K | NYISO_G-I | NYISO_J-K | Internal | Shoulder | B13 | 600 | 6130 | 6130 | 46.59 | 52.14 | 0.01 | 5.54
2025 | NYISO_G-I_2_NYISO_J-K | NYISO_G-I | NYISO_J-K | Internal | Shoulder | B14 | 900 | 6130 | 5466.99 | 43.77 | 43.78 | 0.01 | 0
2025 | NYISO_G-I_2_NYISO_J-K | NYISO_G-I | NYISO_J-K | Internal | Shoulder | B15 | 1203 | 6130 | 3367.96 | 43.75 | 43.76 | 0.01 | 0
2025 | NYISO_G-I_2_NYISO_J-K | NYISO_G-I | NYISO_J-K | Internal | Summer | B1 | 10 | 6130 | 4567.13 | 88.12 | 88.13 | 0.01 | 0
2025 | NYISO_G-I_2_NYISO_J-K | NYISO_G-I | NYISO_J-K | Internal | Summer | B2 | 25 | 6130 | 5253.28 | 72.61 | 72.62 | 0.01 | 0
2025 | NYISO_G-I_2_NYISO_J-K | NYISO_G-I | NYISO_J-K | Internal | Summer | B3 | 75 | 6130 | 4508.1 | 58.64 | 58.66 | 0.01 | 0
2025 | NYISO_G-I_2_NYISO_J-K | NYISO_G-I | NYISO_J-K | Internal | Summer | B4 | 100 | 6130 | 4517.14 | 55.65 | 55.67 | 0.01 | 0
2025 | NYISO_G-I_2_NYISO_J-K | NYISO_G-I | NYISO_J-K | Internal | Summer | B5 | 200 | 6130 | 4944.02 | 53.69 | 53.7 | 0.01 | 0
2025 | NYISO_G-I_2_NYISO_J-K | NYISO_G-I | NYISO_J-K | Internal | Summer | B6 | 300 | 6130 | 6130 | 48.42 | 53.7 | 0.01 | 5.27
2025 | NYISO_G-I_2_NYISO_J-K | NYISO_G-I | NYISO_J-K | Internal | Summer | B7 | 400 | 6130 | 6130 | 45.33 | 53.7 | 0.01 | 8.37
2025 | NYISO_G-I_2_NYISO_J-K | NYISO_G-I | NYISO_J-K | Internal | Summer | B8 | 500 | 6130 | 6130 | 44.63 | 53.7 | 0.01 | 9.06
2025 | NYISO_G-I_2_NYISO_J-K | NYISO_G-I | NYISO_J-K | Internal | Summer | B9 | 800 | 6130 | 5991.04 | 42.21 | 42.22 | 0.01 | 0
2025 | NYISO_G-I_2_NYISO_J-K | NYISO_G-I | NYISO_J-K | Internal | Summer | B10 | 1262 | 6130 | 3726.65 | 42.21 | 42.22 | 0.01 | 0
2025 | NYISO_G-I_2_NYISO_J-K | NYISO_G-I | NYISO_J-K | Internal | Winter | B16 | 25 | 6130 | 6130 | 64.28 | 74.17 | 0.01 | 9.88
2025 | NYISO_G-I_2_NYISO_J-K | NYISO_G-I | NYISO_J-K | Internal | Winter | B17 | 100 | 6130 | 6130 | 53.21 | 74.17 | 0.01 | 20.94
2025 | NYISO_G-I_2_NYISO_J-K | NYISO_G-I | NYISO_J-K | Internal | Winter | B18 | 400 | 6130 | 6130 | 53.21 | 69.02 | 0.01 | 15.79
2025 | NYISO_G-I_2_NYISO_J-K | NYISO_G-I | NYISO_J-K | Internal | Winter | B19 | 700 | 6130 | 6130 | 51.34 | 55.56 | 0.01 | 4.22
2025 | NYISO_G-I_2_NYISO_J-K | NYISO_G-I | NYISO_J-K | Internal | Winter | B20 | 935 | 6130 | 6130 | 50.47 | 52.22 | 0.01 | 1.75
2025 | NYISO_G-I_2_PJM_E | NYISO_G-I | PJM_E | Internal | Shoulder | B11 | 25 | 1500 | 290.39 | 51.87 | 59.87 | 8 | 0
2025 | NYISO_G-I_2_PJM_E | NYISO_G-I | PJM_E | Internal | Shoulder | B12 | 200 | 1500 | 0 | 49.36 | 52.19 | 8 | 0
2025 | NYISO_G-I_2_PJM_E | NYISO_G-I | PJM_E | Internal | Shoulder | B13 | 600 | 1500 | 0 | 46.59 | 46.14 | 8 | 0
2025 | NYISO_G-I_2_PJM_E | NYISO_G-I | PJM_E | Internal | Shoulder | B14 | 900 | 1500 | 0 | 43.77 | 43.86 | 8 | 0
2025 | NYISO_G-I_2_PJM_E | NYISO_G-I | PJM_E | Internal | Shoulder | B15 | 1203 | 1500 | 0 | 43.75 | 40.5 | 8 | 0
2025 | NYISO_G-I_2_PJM_E | NYISO_G-I | PJM_E | Internal | Summer | B1 | 10 | 1500 | 892.48 | 88.12 | 96.12 | 8 | 0
2025 | NYISO_G-I_2_PJM_E | NYISO_G-I | PJM_E | Internal | Summer | B2 | 25 | 1500 | 396.04 | 72.61 | 80.61 | 8 | 0
2025 | NYISO_G-I_2_PJM_E | NYISO_G-I | PJM_E | Internal | Summer | B3 | 75 | 1500 | 1500 | 58.64 | 68.45 | 8 | 1.81
2025 | NYISO_G-I_2_PJM_E | NYISO_G-I | PJM_E | Internal | Summer | B4 | 100 | 1500 | 1500 | 55.65 | 68.09 | 8 | 4.44
2025 | NYISO_G-I_2_PJM_E | NYISO_G-I | PJM_E | Internal | Summer | B5 | 200 | 1500 | 1500 | 53.69 | 62.14 | 8 | 0.45
2025 | NYISO_G-I_2_PJM_E | NYISO_G-I | PJM_E | Internal | Summer | B6 | 300 | 1500 | 0 | 48.42 | 53.48 | 8 | 0
2025 | NYISO_G-I_2_PJM_E | NYISO_G-I | PJM_E | Internal | Summer | B7 | 400 | 1500 | 0 | 45.33 | 44.51 | 8 | 0
2025 | NYISO_G-I_2_PJM_E | NYISO_G-I | PJM_E | Internal | Summer | B8 | 500 | 1500 | 0 | 44.63 | 41.43 | 8 | 0
2025 | NYISO_G-I_2_PJM_E | NYISO_G-I | PJM_E | Internal | Summer | B9 | 800 | 1500 | 0 | 42.21 | 40.95 | 8 | 0
2025 | NYISO_G-I_2_PJM_E | NYISO_G-I | PJM_E | Internal | Summer | B10 | 1262 | 1500 | 0 | 42.21 | 38.33 | 8 | 0
2025 | NYISO_G-I_2_PJM_E | NYISO_G-I | PJM_E | Internal | Winter | B16 | 25 | 1500 | 150.89 | 64.28 | 72.28 | 8 | 0
2025 | NYISO_G-I_2_PJM_E | NYISO_G-I | PJM_E | Internal | Winter | B17 | 100 | 1500 | 0 | 53.21 | 56.17 | 8 | 0
2025 | NYISO_G-I_2_PJM_E | NYISO_G-I | PJM_E | Internal | Winter | B18 | 400 | 1500 | 0 | 53.21 | 49.56 | 8 | 0
2025 | NYISO_G-I_2_PJM_E | NYISO_G-I | PJM_E | Internal | Winter | B19 | 700 | 1500 | 0 | 51.34 | 49.56 | 8 | 0
2025 | NYISO_G-I_2_PJM_E | NYISO_G-I | PJM_E | Internal | Winter | B20 | 935 | 1500 | 0 | 50.47 | 44.5 | 8 | 0
2025 | NYISO_J-K_2_NEISO | NYISO_J-K | NEISO | Internal | Shoulder | B11 | 25 | 0.01 | 0 | 58.19 | 40.76 | 3 | 0.67
2025 | NYISO_J-K_2_NEISO | NYISO_J-K | NEISO | Internal | Shoulder | B12 | 200 | 0.01 | 0 | 58.19 | 40.76 | 3 | 0.09
2025 | NYISO_J-K_2_NEISO | NYISO_J-K | NEISO | Internal | Shoulder | B13 | 600 | 0.01 | 0 | 52.14 | 40.76 | 3 | 0.03
2025 | NYISO_J-K_2_NEISO | NYISO_J-K | NEISO | Internal | Shoulder | B14 | 900 | 0.01 | 0 | 43.78 | 40.76 | 3 | 0.02
2025 | NYISO_J-K_2_NEISO | NYISO_J-K | NEISO | Internal | Shoulder | B15 | 1203 | 0.01 | 0 | 43.76 | 40.76 | 3 | 0.02
2025 | NYISO_J-K_2_NEISO | NYISO_J-K | NEISO | Internal | Summer | B1 | 10 | 0.01 | 0 | 88.13 | 91.12 | 3 | 2.57
2025 | NYISO_J-K_2_NEISO | NYISO_J-K | NEISO | Internal | Summer | B2 | 25 | 0.01 | 0 | 72.62 | 75.6 | 3 | 1.14
2025 | NYISO_J-K_2_NEISO | NYISO_J-K | NEISO | Internal | Summer | B3 | 75 | 0.01 | 0 | 58.66 | 55.66 | 3 | 0.27
2025 | NYISO_J-K_2_NEISO | NYISO_J-K | NEISO | Internal | Summer | B4 | 100 | 0.01 | 0 | 55.67 | 52.64 | 3 | 0.2
2025 | NYISO_J-K_2_NEISO | NYISO_J-K | NEISO | Internal | Summer | B5 | 200 | 0.01 | 0 | 53.7 | 44.14 | 3 | 0.1
2025 | NYISO_J-K_2_NEISO | NYISO_J-K | NEISO | Internal | Summer | B6 | 300 | 0.01 | 0 | 53.7 | 41.42 | 3 | 0.06
2025 | NYISO_J-K_2_NEISO | NYISO_J-K | NEISO | Internal | Summer | B7 | 400 | 0.01 | 0 | 53.7 | 37.7 | 3 | 0.05
2025 | NYISO_J-K_2_NEISO | NYISO_J-K | NEISO | Internal | Summer | B8 | 500 | 0.01 | 0 | 53.7 | 37.7 | 3 | 0.04
2025 | NYISO_J-K_2_NEISO | NYISO_J-K | NEISO | Internal | Summer | B9 | 800 | 0.01 | 0 | 42.22 | 37.7 | 3 | 0.03
2025 | NYISO_J-K_2_NEISO | NYISO_J-K | NEISO | Internal | Summer | B10 | 1262 | 0.01 | 0 | 42.22 | 37.7 | 3 | 0.02
2025 | NYISO_J-K_2_NEISO | NYISO_J-K | NEISO | Internal | Winter | B16 | 25 | 0.01 | 0 | 74.17 | 50.21 | 3 | 0.65
2025 | NYISO_J-K_2_NEISO | NYISO_J-K | NEISO | Internal | Winter | B17 | 100 | 0.01 | 0 | 74.17 | 50.21 | 3 | 0.18
2025 | NYISO_J-K_2_NEISO | NYISO_J-K | NEISO | Internal | Winter | B18 | 400 | 0.01 | 0 | 69.02 | 50.21 | 3 | 0.05
2025 | NYISO_J-K_2_NEISO | NYISO_J-K | NEISO | Internal | Winter | B19 | 700 | 0.01 | 0 | 55.56 | 50.21 | 3 | 0.03
2025 | NYISO_J-K_2_NEISO | NYISO_J-K | NEISO | Internal | Winter | B20 | 935 | 0.01 | 0 | 52.22 | 50.21 | 3 | 0.02
2025 | NYISO_J-K_2_NYISO_G-I | NYISO_J-K | NYISO_G-I | Internal | Shoulder | B11 | 25 | 1999 | 0 | 58.19 | 51.87 | 0.01 | 0
2025 | NYISO_J-K_2_NYISO_G-I | NYISO_J-K | NYISO_G-I | Internal | Shoulder | B12 | 200 | 1999 | 0 | 58.19 | 49.36 | 0.01 | 0
2025 | NYISO_J-K_2_NYISO_G-I | NYISO_J-K | NYISO_G-I | Internal | Shoulder | B13 | 600 | 1999 | 0 | 52.14 | 46.59 | 0.01 | 0
2025 | NYISO_J-K_2_NYISO_G-I | NYISO_J-K | NYISO_G-I | Internal | Shoulder | B14 | 900 | 1999 | 0 | 43.78 | 43.77 | 0.01 | 0
2025 | NYISO_J-K_2_NYISO_G-I | NYISO_J-K | NYISO_G-I | Internal | Shoulder | B15 | 1203 | 1999 | 0 | 43.76 | 43.75 | 0.01 | 0
2025 | NYISO_J-K_2_NYISO_G-I | NYISO_J-K | NYISO_G-I | Internal | Summer | B1 | 10 | 1999 | 0.77 | 88.13 | 88.12 | 0.01 | 0
2025 | NYISO_J-K_2_NYISO_G-I | NYISO_J-K | NYISO_G-I | Internal | Summer | B2 | 25 | 1999 | 0.31 | 72.62 | 72.61 | 0.01 | 0
2025 | NYISO_J-K_2_NYISO_G-I | NYISO_J-K | NYISO_G-I | Internal | Summer | B3 | 75 | 1999 | 0.11 | 58.66 | 58.64 | 0.01 | 0
2025 | NYISO_J-K_2_NYISO_G-I | NYISO_J-K | NYISO_G-I | Internal | Summer | B4 | 100 | 1999 | 0.08 | 55.67 | 55.65 | 0.01 | 0
2025 | NYISO_J-K_2_NYISO_G-I | NYISO_J-K | NYISO_G-I | Internal | Summer | B5 | 200 | 1999 | 0.04 | 53.7 | 53.69 | 0.01 | 0
2025 | NYISO_J-K_2_NYISO_G-I | NYISO_J-K | NYISO_G-I | Internal | Summer | B6 | 300 | 1999 | 0 | 53.7 | 48.42 | 0.01 | 0
2025 | NYISO_J-K_2_NYISO_G-I | NYISO_J-K | NYISO_G-I | Internal | Summer | B7 | 400 | 1999 | 0 | 53.7 | 45.33 | 0.01 | 0
2025 | NYISO_J-K_2_NYISO_G-I | NYISO_J-K | NYISO_G-I | Internal | Summer | B8 | 500 | 1999 | 0 | 53.7 | 44.63 | 0.01 | 0
2025 | NYISO_J-K_2_NYISO_G-I | NYISO_J-K | NYISO_G-I | Internal | Summer | B9 | 800 | 1999 | 0.01 | 42.22 | 42.21 | 0.01 | 0
2025 | NYISO_J-K_2_NYISO_G-I | NYISO_J-K | NYISO_G-I | Internal | Summer | B10 | 1262 | 1999 | 0 | 42.22 | 42.21 | 0.01 | 0
2025 | NYISO_J-K_2_NYISO_G-I | NYISO_J-K | NYISO_G-I | Internal | Winter | B16 | 25 | 1999 | 0 | 74.17 | 64.28 | 0.01 | 0
2025 | NYISO_J-K_2_NYISO_G-I | NYISO_J-K | NYISO_G-I | Internal | Winter | B17 | 100 | 1999 | 0 | 74.17 | 53.21 | 0.01 | 0
2025 | NYISO_J-K_2_NYISO_G-I | NYISO_J-K | NYISO_G-I | Internal | Winter | B18 | 400 | 1999 | 0 | 69.02 | 53.21 | 0.01 | 0
2025 | NYISO_J-K_2_NYISO_G-I | NYISO_J-K | NYISO_G-I | Internal | Winter | B19 | 700 | 1999 | 0 | 55.56 | 51.34 | 0.01 | 0
2025 | NYISO_J-K_2_NYISO_G-I | NYISO_J-K | NYISO_G-I | Internal | Winter | B20 | 935 | 1999 | 0 | 52.22 | 50.47 | 0.01 | 0
2025 | NYISO_J-K_2_PJM_E | NYISO_J-K | PJM_E | Internal | Shoulder | B11 | 25 | 0.01 | 0 | 58.19 | 59.87 | 8 | 0.76
2025 | NYISO_J-K_2_PJM_E | NYISO_J-K | PJM_E | Internal | Shoulder | B12 | 200 | 0.01 | 0 | 58.19 | 52.19 | 8 | 0.1
2025 | NYISO_J-K_2_PJM_E | NYISO_J-K | PJM_E | Internal | Shoulder | B13 | 600 | 0.01 | 0 | 52.14 | 46.14 | 8 | 0.03
2025 | NYISO_J-K_2_PJM_E | NYISO_J-K | PJM_E | Internal | Shoulder | B14 | 900 | 0.01 | 0 | 43.78 | 43.86 | 8 | 0.02
2025 | NYISO_J-K_2_PJM_E | NYISO_J-K | PJM_E | Internal | Shoulder | B15 | 1203 | 0.01 | 0 | 43.76 | 40.5 | 8 | 0.02
2025 | NYISO_J-K_2_PJM_E | NYISO_J-K | PJM_E | Internal | Summer | B1 | 10 | 0.01 | 0 | 88.13 | 96.12 | 8 | 2.56
2025 | NYISO_J-K_2_PJM_E | NYISO_J-K | PJM_E | Internal | Summer | B2 | 25 | 0.01 | 0 | 72.62 | 80.61 | 8 | 1.15
2025 | NYISO_J-K_2_PJM_E | NYISO_J-K | PJM_E | Internal | Summer | B3 | 75 | 0.01 | 0 | 58.66 | 68.45 | 8 | 2.1
2025 | NYISO_J-K_2_PJM_E | NYISO_J-K | PJM_E | Internal | Summer | B4 | 100 | 0.01 | 0 | 55.67 | 68.09 | 8 | 4.64
2025 | NYISO_J-K_2_PJM_E | NYISO_J-K | PJM_E | Internal | Summer | B5 | 200 | 0.01 | 0 | 53.7 | 62.14 | 8 | 0.56
2025 | NYISO_J-K_2_PJM_E | NYISO_J-K | PJM_E | Internal | Summer | B6 | 300 | 0.01 | 0 | 53.7 | 53.48 | 8 | 0.07
2025 | NYISO_J-K_2_PJM_E | NYISO_J-K | PJM_E | Internal | Summer | B7 | 400 | 0.01 | 0 | 53.7 | 44.51 | 8 | 0.05
2025 | NYISO_J-K_2_PJM_E | NYISO_J-K | PJM_E | Internal | Summer | B8 | 500 | 0.01 | 0 | 53.7 | 41.43 | 8 | 0.04
2025 | NYISO_J-K_2_PJM_E | NYISO_J-K | PJM_E | Internal | Summer | B9 | 800 | 0.01 | 0 | 42.22 | 40.95 | 8 | 0.03
2025 | NYISO_J-K_2_PJM_E | NYISO_J-K | PJM_E | Internal | Summer | B10 | 1262 | 0.01 | 0 | 42.22 | 38.33 | 8 | 0.02
2025 | NYISO_J-K_2_PJM_E | NYISO_J-K | PJM_E | Internal | Winter | B16 | 25 | 0.01 | 0 | 74.17 | 72.28 | 8 | 0.73
2025 | NYISO_J-K_2_PJM_E | NYISO_J-K | PJM_E | Internal | Winter | B17 | 100 | 0.01 | 0 | 74.17 | 56.17 | 8 | 0.18
2025 | NYISO_J-K_2_PJM_E | NYISO_J-K | PJM_E | Internal | Winter | B18 | 400 | 0.01 | 0 | 69.02 | 49.56 | 8 | 0.05
2025 | NYISO_J-K_2_PJM_E | NYISO_J-K | PJM_E | Internal | Winter | B19 | 700 | 0.01 | 0 | 55.56 | 49.56 | 8 | 0.03
2025 | NYISO_J-K_2_PJM_E | NYISO_J-K | PJM_E | Internal | Winter | B20 | 935 | 0.01 | 0 | 52.22 | 44.5 | 8 | 0.02
2025 | PJM_E_2_NYISO_G-I | PJM_E | NYISO_G-I | Internal | Shoulder | B11 | 25 | 500 | 0 | 59.87 | 51.87 | 6 | 0
2025 | PJM_E_2_NYISO_G-I | PJM_E | NYISO_G-I | Internal | Shoulder | B12 | 200 | 500 | 0 | 52.19 | 49.36 | 6 | 0
2025 | PJM_E_2_NYISO_G-I | PJM_E | NYISO_G-I | Internal | Shoulder | B13 | 600 | 500 | 0 | 46.14 | 46.59 | 6 | 0
2025 | PJM_E_2_NYISO_G-I | PJM_E | NYISO_G-I | Internal | Shoulder | B14 | 900 | 500 | 0 | 43.86 | 43.77 | 6 | 0
2025 | PJM_E_2_NYISO_G-I | PJM_E | NYISO_G-I | Internal | Shoulder | B15 | 1203 | 500 | 0 | 40.5 | 43.75 | 6 | 0
2025 | PJM_E_2_NYISO_G-I | PJM_E | NYISO_G-I | Internal | Summer | B1 | 10 | 500 | 0 | 96.12 | 88.12 | 6 | 0
2025 | PJM_E_2_NYISO_G-I | PJM_E | NYISO_G-I | Internal | Summer | B2 | 25 | 500 | 0 | 80.61 | 72.61 | 6 | 0
2025 | PJM_E_2_NYISO_G-I | PJM_E | NYISO_G-I | Internal | Summer | B3 | 75 | 500 | 0 | 68.45 | 58.64 | 6 | 0
2025 | PJM_E_2_NYISO_G-I | PJM_E | NYISO_G-I | Internal | Summer | B4 | 100 | 500 | 0 | 68.09 | 55.65 | 6 | 0
2025 | PJM_E_2_NYISO_G-I | PJM_E | NYISO_G-I | Internal | Summer | B5 | 200 | 500 | 0 | 62.14 | 53.69 | 6 | 0
2025 | PJM_E_2_NYISO_G-I | PJM_E | NYISO_G-I | Internal | Summer | B6 | 300 | 500 | 0 | 53.48 | 48.42 | 6 | 0
2025 | PJM_E_2_NYISO_G-I | PJM_E | NYISO_G-I | Internal | Summer | B7 | 400 | 500 | 0 | 44.51 | 45.33 | 6 | 0
2025 | PJM_E_2_NYISO_G-I | PJM_E | NYISO_G-I | Internal | Summer | B8 | 500 | 500 | 0 | 41.43 | 44.63 | 6 | 0
2025 | PJM_E_2_NYISO_G-I | PJM_E | NYISO_G-I | Internal | Summer | B9 | 800 | 500 | 0 | 40.95 | 42.21 | 6 | 0
2025 | PJM_E_2_NYISO_G-I | PJM_E | NYISO_G-I | Internal | Summer | B10 | 1262 | 500 | 0 | 38.33 | 42.21 | 6 | 0
2025 | PJM_E_2_NYISO_G-I | PJM_E | NYISO_G-I | Internal | Winter | B16 | 25 | 500 | 0 | 72.28 | 64.28 | 6 | 0
2025 | PJM_E_2_NYISO_G-I | PJM_E | NYISO_G-I | Internal | Winter | B17 | 100 | 500 | 0 | 56.17 | 53.21 | 6 | 0
2025 | PJM_E_2_NYISO_G-I | PJM_E | NYISO_G-I | Internal | Winter | B18 | 400 | 500 | 0 | 49.56 | 53.21 | 6 | 0
2025 | PJM_E_2_NYISO_G-I | PJM_E | NYISO_G-I | Internal | Winter | B19 | 700 | 500 | 0 | 49.56 | 51.34 | 6 | 0
2025 | PJM_E_2_NYISO_G-I | PJM_E | NYISO_G-I | Internal | Winter | B20 | 935 | 500 | 0 | 44.5 | 50.47 | 6 | 0
2025 | PJM_E_2_NYISO_J-K | PJM_E | NYISO_J-K | Internal | Shoulder | B11 | 25 | 330 | 0 | 59.87 | 58.19 | 6 | 0
2025 | PJM_E_2_NYISO_J-K | PJM_E | NYISO_J-K | Internal | Shoulder | B12 | 200 | 330 | 275.26 | 52.19 | 58.19 | 6 | 0
2025 | PJM_E_2_NYISO_J-K | PJM_E | NYISO_J-K | Internal | Shoulder | B13 | 600 | 330 | 256.68 | 46.14 | 52.14 | 6 | 0
2025 | PJM_E_2_NYISO_J-K | PJM_E | NYISO_J-K | Internal | Shoulder | B14 | 900 | 330 | 0 | 43.86 | 43.78 | 6 | 0
2025 | PJM_E_2_NYISO_J-K | PJM_E | NYISO_J-K | Internal | Shoulder | B15 | 1203 | 330 | 0 | 40.5 | 43.76 | 6 | 0
2025 | PJM_E_2_NYISO_J-K | PJM_E | NYISO_J-K | Internal | Summer | B1 | 10 | 330 | 0 | 96.12 | 88.13 | 6 | 0
2025 | PJM_E_2_NYISO_J-K | PJM_E | NYISO_J-K | Internal | Summer | B2 | 25 | 330 | 0 | 80.61 | 72.62 | 6 | 0
2025 | PJM_E_2_NYISO_J-K | PJM_E | NYISO_J-K | Internal | Summer | B3 | 75 | 330 | 0 | 68.45 | 58.66 | 6 | 0
2025 | PJM_E_2_NYISO_J-K | PJM_E | NYISO_J-K | Internal | Summer | B4 | 100 | 330 | 0 | 68.09 | 55.67 | 6 | 0
2025 | PJM_E_2_NYISO_J-K | PJM_E | NYISO_J-K | Internal | Summer | B5 | 200 | 330 | 0 | 62.14 | 53.7 | 6 | 0
2025 | PJM_E_2_NYISO_J-K | PJM_E | NYISO_J-K | Internal | Summer | B6 | 300 | 330 | 0 | 53.48 | 53.7 | 6 | 0
2025 | PJM_E_2_NYISO_J-K | PJM_E | NYISO_J-K | Internal | Summer | B7 | 400 | 330 | 330 | 44.51 | 53.7 | 6 | 3.19
2025 | PJM_E_2_NYISO_J-K | PJM_E | NYISO_J-K | Internal | Summer | B8 | 500 | 330 | 330 | 41.43 | 53.7 | 6 | 6.27
2025 | PJM_E_2_NYISO_J-K | PJM_E | NYISO_J-K | Internal | Summer | B9 | 800 | 330 | 0 | 40.95 | 42.22 | 6 | 0
2025 | PJM_E_2_NYISO_J-K | PJM_E | NYISO_J-K | Internal | Summer | B10 | 1262 | 330 | 0 | 38.33 | 42.22 | 6 | 0
2025 | PJM_E_2_NYISO_J-K | PJM_E | NYISO_J-K | Internal | Winter | B16 | 25 | 330 | 0 | 72.28 | 74.17 | 6 | 0
2025 | PJM_E_2_NYISO_J-K | PJM_E | NYISO_J-K | Internal | Winter | B17 | 100 | 330 | 330 | 56.17 | 74.17 | 6 | 12
2025 | PJM_E_2_NYISO_J-K | PJM_E | NYISO_J-K | Internal | Winter | B18 | 400 | 330 | 330 | 49.56 | 69.02 | 6 | 13.46
2025 | PJM_E_2_NYISO_J-K | PJM_E | NYISO_J-K | Internal | Winter | B19 | 700 | 330 | 329.95 | 49.56 | 55.56 | 6 | 0.01
2025 | PJM_E_2_NYISO_J-K | PJM_E | NYISO_J-K | Internal | Winter | B20 | 935 | 330 | 330 | 44.5 | 52.22 | 6 | 1.72
2025 | PJM_E_2_PJM_ROM | PJM_E | PJM_ROM | Internal | Shoulder | B11 | 25 | 8000 | 1040.09 | 59.87 | 59.88 | 0.01 | 0
2025 | PJM_E_2_PJM_ROM | PJM_E | PJM_ROM | Internal | Shoulder | B12 | 200 | 8000 | 0.05 | 52.19 | 52.18 | 0.01 | 0
2025 | PJM_E_2_PJM_ROM | PJM_E | PJM_ROM | Internal | Shoulder | B13 | 600 | 8000 | 0.01 | 46.14 | 46.13 | 0.01 | 0
2025 | PJM_E_2_PJM_ROM | PJM_E | PJM_ROM | Internal | Shoulder | B14 | 900 | 8000 | 0 | 43.86 | 43.85 | 0.01 | 0
2025 | PJM_E_2_PJM_ROM | PJM_E | PJM_ROM | Internal | Shoulder | B15 | 1203 | 8000 | 0 | 40.5 | 40.49 | 0.01 | 0
2025 | PJM_E_2_PJM_ROM | PJM_E | PJM_ROM | Internal | Summer | B1 | 10 | 8000 | 0.79 | 96.12 | 96.11 | 0.01 | 0
2025 | PJM_E_2_PJM_ROM | PJM_E | PJM_ROM | Internal | Summer | B2 | 25 | 8000 | 0.33 | 80.61 | 80.6 | 0.01 | 0
2025 | PJM_E_2_PJM_ROM | PJM_E | PJM_ROM | Internal | Summer | B3 | 75 | 8000 | 0.12 | 68.45 | 68.44 | 0.01 | 0
2025 | PJM_E_2_PJM_ROM | PJM_E | PJM_ROM | Internal | Summer | B4 | 100 | 8000 | 1105.2 | 68.09 | 68.1 | 0.01 | 0
2025 | PJM_E_2_PJM_ROM | PJM_E | PJM_ROM | Internal | Summer | B5 | 200 | 8000 | 0.04 | 62.14 | 62.13 | 0.01 | 0
2025 | PJM_E_2_PJM_ROM | PJM_E | PJM_ROM | Internal | Summer | B6 | 300 | 8000 | 0.03 | 53.48 | 53.46 | 0.01 | 0
2025 | PJM_E_2_PJM_ROM | PJM_E | PJM_ROM | Internal | Summer | B7 | 400 | 8000 | 0.02 | 44.51 | 44.5 | 0.01 | 0
2025 | PJM_E_2_PJM_ROM | PJM_E | PJM_ROM | Internal | Summer | B8 | 500 | 8000 | 0.02 | 41.43 | 41.42 | 0.01 | 0
2025 | PJM_E_2_PJM_ROM | PJM_E | PJM_ROM | Internal | Summer | B9 | 800 | 8000 | 0.01 | 40.95 | 40.94 | 0.01 | 0
2025 | PJM_E_2_PJM_ROM | PJM_E | PJM_ROM | Internal | Summer | B10 | 1262 | 8000 | 0 | 38.33 | 38.32 | 0.01 | 0
2025 | PJM_E_2_PJM_ROM | PJM_E | PJM_ROM | Internal | Winter | B16 | 25 | 8000 | 0.34 | 72.28 | 72.27 | 0.01 | 0
2025 | PJM_E_2_PJM_ROM | PJM_E | PJM_ROM | Internal | Winter | B17 | 100 | 8000 | 0.09 | 56.17 | 56.16 | 0.01 | 0
2025 | PJM_E_2_PJM_ROM | PJM_E | PJM_ROM | Internal | Winter | B18 | 400 | 8000 | 0.02 | 49.56 | 49.55 | 0.01 | 0
2025 | PJM_E_2_PJM_ROM | PJM_E | PJM_ROM | Internal | Winter | B19 | 700 | 8000 | 0.01 | 49.56 | 49.55 | 0.01 | 0
2025 | PJM_E_2_PJM_ROM | PJM_E | PJM_ROM | Internal | Winter | B20 | 935 | 8000 | 0 | 44.5 | 44.49 | 0.01 | 0
2025 | PJM_ROR_2_MISO_IN | PJM_ROR | MISO_IN | Internal | Shoulder | B11 | 25 | 909 | 908.43 | 59.87 | 61.88 | 2 | 0.01
2025 | PJM_ROR_2_MISO_IN | PJM_ROR | MISO_IN | Internal | Shoulder | B12 | 200 | 909 | 0 | 52.17 | 50.93 | 2 | 0
2025 | PJM_ROR_2_MISO_IN | PJM_ROR | MISO_IN | Internal | Shoulder | B13 | 600 | 909 | 0 | 46.12 | 46.57 | 2 | 0
2025 | PJM_ROR_2_MISO_IN | PJM_ROR | MISO_IN | Internal | Shoulder | B14 | 900 | 909 | 0 | 43.84 | 44.12 | 2 | 0
2025 | PJM_ROR_2_MISO_IN | PJM_ROR | MISO_IN | Internal | Shoulder | B15 | 1203 | 909 | 0 | 40.13 | 41.11 | 2 | 0
2025 | PJM_ROR_2_MISO_IN | PJM_ROR | MISO_IN | Internal | Summer | B1 | 10 | 909 | 0 | 89.57 | 87.56 | 2 | 0
2025 | PJM_ROR_2_MISO_IN | PJM_ROR | MISO_IN | Internal | Summer | B2 | 25 | 909 | 0 | 74.6 | 72.59 | 2 | 0
2025 | PJM_ROR_2_MISO_IN | PJM_ROR | MISO_IN | Internal | Summer | B3 | 75 | 909 | 0 | 68.43 | 68.89 | 2 | 0
2025 | PJM_ROR_2_MISO_IN | PJM_ROR | MISO_IN | Internal | Summer | B4 | 100 | 909 | 0 | 68.12 | 67.77 | 2 | 0
2025 | PJM_ROR_2_MISO_IN | PJM_ROR | MISO_IN | Internal | Summer | B5 | 200 | 909 | 0.08 | 62.11 | 64.1 | 2 | 0
2025 | PJM_ROR_2_MISO_IN | PJM_ROR | MISO_IN | Internal | Summer | B6 | 300 | 909 | 0 | 53.45 | 53.91 | 2 | 0
2025 | PJM_ROR_2_MISO_IN | PJM_ROR | MISO_IN | Internal | Summer | B7 | 400 | 909 | 0 | 44.49 | 44.82 | 2 | 0
2025 | PJM_ROR_2_MISO_IN | PJM_ROR | MISO_IN | Internal | Summer | B8 | 500 | 909 | 0 | 41.41 | 41.11 | 2 | 0
2025 | PJM_ROR_2_MISO_IN | PJM_ROR | MISO_IN | Internal | Summer | B9 | 800 | 909 | 0 | 38.61 | 40.09 | 2 | 0
2025 | PJM_ROR_2_MISO_IN | PJM_ROR | MISO_IN | Internal | Summer | B10 | 1262 | 909 | 0 | 37.36 | 37.56 | 2 | 0
2025 | PJM_ROR_2_MISO_IN | PJM_ROR | MISO_IN | Internal | Winter | B16 | 25 | 909 | 0 | 72.26 | 70.26 | 2 | 0
2025 | PJM_ROR_2_MISO_IN | PJM_ROR | MISO_IN | Internal | Winter | B17 | 100 | 909 | 0 | 56.15 | 54.13 | 2 | 0
2025 | PJM_ROR_2_MISO_IN | PJM_ROR | MISO_IN | Internal | Winter | B18 | 400 | 909 | 0 | 49.17 | 47.17 | 2 | 0
2025 | PJM_ROR_2_MISO_IN | PJM_ROR | MISO_IN | Internal | Winter | B19 | 700 | 909 | 0 | 45.05 | 43.68 | 2 | 0
2025 | PJM_ROR_2_MISO_IN | PJM_ROR | MISO_IN | Internal | Winter | B20 | 935 | 909 | 0 | 41.57 | 41.23 | 2 | 0
2025 | PJM_ROR_2_MISO_MI | PJM_ROR | MISO_MI | Internal | Shoulder | B11 | 25 | 1305 | 1089.88 | 59.87 | 61.87 | 2 | 0
2025 | PJM_ROR_2_MISO_MI | PJM_ROR | MISO_MI | Internal | Shoulder | B12 | 200 | 1305 | 0 | 52.17 | 50.94 | 2 | 0
2025 | PJM_ROR_2_MISO_MI | PJM_ROR | MISO_MI | Internal | Shoulder | B13 | 600 | 1305 | 0 | 46.12 | 46.58 | 2 | 0
2025 | PJM_ROR_2_MISO_MI | PJM_ROR | MISO_MI | Internal | Shoulder | B14 | 900 | 1305 | 0 | 43.84 | 44.14 | 2 | 0
2025 | PJM_ROR_2_MISO_MI | PJM_ROR | MISO_MI | Internal | Shoulder | B15 | 1203 | 1305 | 0 | 40.13 | 41.12 | 2 | 0
2025 | PJM_ROR_2_MISO_MI | PJM_ROR | MISO_MI | Internal | Summer | B1 | 10 | 1305 | 0 | 89.57 | 87.57 | 2 | 0
2025 | PJM_ROR_2_MISO_MI | PJM_ROR | MISO_MI | Internal | Summer | B2 | 25 | 1305 | 0 | 74.6 | 72.6 | 2 | 0
2025 | PJM_ROR_2_MISO_MI | PJM_ROR | MISO_MI | Internal | Summer | B3 | 75 | 1305 | 0 | 68.43 | 68.9 | 2 | 0
2025 | PJM_ROR_2_MISO_MI | PJM_ROR | MISO_MI | Internal | Summer | B4 | 100 | 1305 | 0 | 68.12 | 67.76 | 2 | 0
2025 | PJM_ROR_2_MISO_MI | PJM_ROR | MISO_MI | Internal | Summer | B5 | 200 | 1305 | 402.72 | 62.11 | 64.11 | 2 | 0
2025 | PJM_ROR_2_MISO_MI | PJM_ROR | MISO_MI | Internal | Summer | B6 | 300 | 1305 | 0 | 53.45 | 53.89 | 2 | 0
2025 | PJM_ROR_2_MISO_MI | PJM_ROR | MISO_MI | Internal | Summer | B7 | 400 | 1305 | 0 | 44.49 | 44.83 | 2 | 0
2025 | PJM_ROR_2_MISO_MI | PJM_ROR | MISO_MI | Internal | Summer | B8 | 500 | 1305 | 0 | 41.41 | 41.12 | 2 | 0
2025 | PJM_ROR_2_MISO_MI | PJM_ROR | MISO_MI | Internal | Summer | B9 | 800 | 1305 | 0 | 38.61 | 40.1 | 2 | 0
2025 | PJM_ROR_2_MISO_MI | PJM_ROR | MISO_MI | Internal | Summer | B10 | 1262 | 1305 | 0 | 37.36 | 38.64 | 2 | 0
2025 | PJM_ROR_2_MISO_MI | PJM_ROR | MISO_MI | Internal | Winter | B16 | 25 | 1305 | 0 | 72.26 | 70.27 | 2 | 0
2025 | PJM_ROR_2_MISO_MI | PJM_ROR | MISO_MI | Internal | Winter | B17 | 100 | 1305 | 0 | 56.15 | 54.15 | 2 | 0
2025 | PJM_ROR_2_MISO_MI | PJM_ROR | MISO_MI | Internal | Winter | B18 | 400 | 1305 | 0 | 49.17 | 47.19 | 2 | 0
2025 | PJM_ROR_2_MISO_MI | PJM_ROR | MISO_MI | Internal | Winter | B19 | 700 | 1305 | 0 | 45.05 | 43.69 | 2 | 0
2025 | PJM_ROR_2_MISO_MI | PJM_ROR | MISO_MI | Internal | Winter | B20 | 935 | 1305 | 0 | 41.57 | 41.25 | 2 | 0
2025 | PJM_ROR_2_MISO_MO-IL | PJM_ROR | MISO_MO-IL | Internal | Shoulder | B11 | 25 | 1111 | 1110.97 | 59.87 | 62.09 | 2 | 0.22
2025 | PJM_ROR_2_MISO_MO-IL | PJM_ROR | MISO_MO-IL | Internal | Shoulder | B12 | 200 | 1111 | 0 | 52.17 | 50.94 | 2 | 0
2025 | PJM_ROR_2_MISO_MO-IL | PJM_ROR | MISO_MO-IL | Internal | Shoulder | B13 | 600 | 1111 | 0 | 46.12 | 46.58 | 2 | 0
2025 | PJM_ROR_2_MISO_MO-IL | PJM_ROR | MISO_MO-IL | Internal | Shoulder | B14 | 900 | 1111 | 0 | 43.84 | 44.14 | 2 | 0
2025 | PJM_ROR_2_MISO_MO-IL | PJM_ROR | MISO_MO-IL | Internal | Shoulder | B15 | 1203 | 1111 | 0 | 40.13 | 41.12 | 2 | 0
2025 | PJM_ROR_2_MISO_MO-IL | PJM_ROR | MISO_MO-IL | Internal | Summer | B1 | 10 | 1111 | 0 | 89.57 | 87.57 | 2 | 0
2025 | PJM_ROR_2_MISO_MO-IL | PJM_ROR | MISO_MO-IL | Internal | Summer | B2 | 25 | 1111 | 0 | 74.6 | 72.6 | 2 | 0
2025 | PJM_ROR_2_MISO_MO-IL | PJM_ROR | MISO_MO-IL | Internal | Summer | B3 | 75 | 1111 | 0 | 68.43 | 68.9 | 2 | 0
2025 | PJM_ROR_2_MISO_MO-IL | PJM_ROR | MISO_MO-IL | Internal | Summer | B4 | 100 | 1111 | 0 | 68.12 | 67.79 | 2 | 0
2025 | PJM_ROR_2_MISO_MO-IL | PJM_ROR | MISO_MO-IL | Internal | Summer | B5 | 200 | 1111 | 833.1 | 62.11 | 64.11 | 2 | 0
2025 | PJM_ROR_2_MISO_MO-IL | PJM_ROR | MISO_MO-IL | Internal | Summer | B6 | 300 | 1111 | 0 | 53.45 | 54.48 | 2 | 0
2025 | PJM_ROR_2_MISO_MO-IL | PJM_ROR | MISO_MO-IL | Internal | Summer | B7 | 400 | 1111 | 0 | 44.49 | 44.83 | 2 | 0
2025 | PJM_ROR_2_MISO_MO-IL | PJM_ROR | MISO_MO-IL | Internal | Summer | B8 | 500 | 1111 | 0 | 41.41 | 41.12 | 2 | 0
2025 | PJM_ROR_2_MISO_MO-IL | PJM_ROR | MISO_MO-IL | Internal | Summer | B9 | 800 | 1111 | 0 | 38.61 | 40.1 | 2 | 0
2025 | PJM_ROR_2_MISO_MO-IL | PJM_ROR | MISO_MO-IL | Internal | Summer | B10 | 1262 | 1111 | 0 | 37.36 | 37.55 | 2 | 0
2025 | PJM_ROR_2_MISO_MO-IL | PJM_ROR | MISO_MO-IL | Internal | Winter | B16 | 25 | 1111 | 0 | 72.26 | 70.27 | 2 | 0
2025 | PJM_ROR_2_MISO_MO-IL | PJM_ROR | MISO_MO-IL | Internal | Winter | B17 | 100 | 1111 | 0 | 56.15 | 54.15 | 2 | 0
2025 | PJM_ROR_2_MISO_MO-IL | PJM_ROR | MISO_MO-IL | Internal | Winter | B18 | 400 | 1111 | 0 | 49.17 | 47.19 | 2 | 0
2025 | PJM_ROR_2_MISO_MO-IL | PJM_ROR | MISO_MO-IL | Internal | Winter | B19 | 700 | 1111 | 0 | 45.05 | 43.69 | 2 | 0
2025 | PJM_ROR_2_MISO_MO-IL | PJM_ROR | MISO_MO-IL | Internal | Winter | B20 | 935 | 1111 | 0 | 41.57 | 41.12 | 2 | 0
2025 | PJM_ROR_2_MISO_W | PJM_ROR | MISO_W | Internal | Shoulder | B11 | 25 | 709 | 709 | 59.87 | 70.08 | 2 | 8.21
2025 | PJM_ROR_2_MISO_W | PJM_ROR | MISO_W | Internal | Shoulder | B12 | 200 | 709 | 0 | 52.17 | 50.93 | 2 | 0
2025 | PJM_ROR_2_MISO_W | PJM_ROR | MISO_W | Internal | Shoulder | B13 | 600 | 709 | 0 | 46.12 | 46.59 | 2 | 0
2025 | PJM_ROR_2_MISO_W | PJM_ROR | MISO_W | Internal | Shoulder | B14 | 900 | 709 | 0 | 43.84 | 44.15 | 2 | 0
2025 | PJM_ROR_2_MISO_W | PJM_ROR | MISO_W | Internal | Shoulder | B15 | 1203 | 709 | 0 | 40.13 | 41.13 | 2 | 0
2025 | PJM_ROR_2_MISO_W | PJM_ROR | MISO_W | Internal | Summer | B1 | 10 | 709 | 0 | 89.57 | 87.57 | 2 | 0
2025 | PJM_ROR_2_MISO_W | PJM_ROR | MISO_W | Internal | Summer | B2 | 25 | 709 | 0.07 | 74.6 | 76.49 | 2 | 0
2025 | PJM_ROR_2_MISO_W | PJM_ROR | MISO_W | Internal | Summer | B3 | 75 | 709 | 709 | 68.43 | 73.58 | 2 | 3.15
2025 | PJM_ROR_2_MISO_W | PJM_ROR | MISO_W | Internal | Summer | B4 | 100 | 709 | 709 | 68.12 | 71.21 | 2 | 1.1
2025 | PJM_ROR_2_MISO_W | PJM_ROR | MISO_W | Internal | Summer | B5 | 200 | 709 | 709 | 62.11 | 70.2 | 2 | 6.08
2025 | PJM_ROR_2_MISO_W | PJM_ROR | MISO_W | Internal | Summer | B6 | 300 | 709 | 709 | 53.45 | 62.46 | 2 | 7.01
2025 | PJM_ROR_2_MISO_W | PJM_ROR | MISO_W | Internal | Summer | B7 | 400 | 709 | 0 | 44.49 | 45.83 | 2 | 0
2025 | PJM_ROR_2_MISO_W | PJM_ROR | MISO_W | Internal | Summer | B8 | 500 | 709 | 0 | 41.41 | 41.13 | 2 | 0
2025 | PJM_ROR_2_MISO_W | PJM_ROR | MISO_W | Internal | Summer | B9 | 800 | 709 | 0 | 38.61 | 40.12 | 2 | 0
2025 | PJM_ROR_2_MISO_W | PJM_ROR | MISO_W | Internal | Summer | B10 | 1262 | 709 | 0 | 37.36 | 37.54 | 2 | 0
2025 | PJM_ROR_2_MISO_W | PJM_ROR | MISO_W | Internal | Winter | B16 | 25 | 709 | 0 | 72.26 | 70.26 | 2 | 0
2025 | PJM_ROR_2_MISO_W | PJM_ROR | MISO_W | Internal | Winter | B17 | 100 | 709 | 0 | 56.15 | 54.13 | 2 | 0
2025 | PJM_ROR_2_MISO_W | PJM_ROR | MISO_W | Internal | Winter | B18 | 400 | 709 | 0 | 49.17 | 47.35 | 2 | 0
2025 | PJM_ROR_2_MISO_W | PJM_ROR | MISO_W | Internal | Winter | B19 | 700 | 709 | 709 | 45.05 | 47.13 | 2 | 0.08
2025 | PJM_ROR_2_MISO_W | PJM_ROR | MISO_W | Internal | Winter | B20 | 935 | 709 | 0 | 41.57 | 41.11 | 2 | 0
2025 | PJM_ROR_2_MISO_WUMS | PJM_ROR | MISO_WUMS | Internal | Shoulder | B11 | 25 | 1467 | 138.79 | 59.87 | 61.87 | 2 | 0
2025 | PJM_ROR_2_MISO_WUMS | PJM_ROR | MISO_WUMS | Internal | Shoulder | B12 | 200 | 1467 | 0 | 52.17 | 50.92 | 2 | 0
2025 | PJM_ROR_2_MISO_WUMS | PJM_ROR | MISO_WUMS | Internal | Shoulder | B13 | 600 | 1467 | 0 | 46.12 | 44.12 | 2 | 0
2025 | PJM_ROR_2_MISO_WUMS | PJM_ROR | MISO_WUMS | Internal | Shoulder | B14 | 900 | 1467 | 0 | 43.84 | 42.37 | 2 | 0
2025 | PJM_ROR_2_MISO_WUMS | PJM_ROR | MISO_WUMS | Internal | Shoulder | B15 | 1203 | 1467 | 0 | 40.13 | 41.12 | 2 | 0
2025 | PJM_ROR_2_MISO_WUMS | PJM_ROR | MISO_WUMS | Internal | Summer | B1 | 10 | 1467 | 0 | 89.57 | 66.56 | 2 | 0
2025 | PJM_ROR_2_MISO_WUMS | PJM_ROR | MISO_WUMS | Internal | Summer | B2 | 25 | 1467 | 0 | 74.6 | 66.56 | 2 | 0
2025 | PJM_ROR_2_MISO_WUMS | PJM_ROR | MISO_WUMS | Internal | Summer | B3 | 75 | 1467 | 0 | 68.43 | 66.56 | 2 | 0
2025 | PJM_ROR_2_MISO_WUMS | PJM_ROR | MISO_WUMS | Internal | Summer | B4 | 100 | 1467 | 0 | 68.12 | 66.56 | 2 | 0
2025 | PJM_ROR_2_MISO_WUMS | PJM_ROR | MISO_WUMS | Internal | Summer | B5 | 200 | 1467 | 123.56 | 62.11 | 64.11 | 2 | 0
2025 | PJM_ROR_2_MISO_WUMS | PJM_ROR | MISO_WUMS | Internal | Summer | B6 | 300 | 1467 | 0 | 53.45 | 51.45 | 2 | 0
2025 | PJM_ROR_2_MISO_WUMS | PJM_ROR | MISO_WUMS | Internal | Summer | B7 | 400 | 1467 | 0 | 44.49 | 42.49 | 2 | 0
2025 | PJM_ROR_2_MISO_WUMS | PJM_ROR | MISO_WUMS | Internal | Summer | B8 | 500 | 1467 | 0 | 41.41 | 40.11 | 2 | 0
2025 | PJM_ROR_2_MISO_WUMS | PJM_ROR | MISO_WUMS | Internal | Summer | B9 | 800 | 1467 | 0 | 38.61 | 40.11 | 2 | 0
2025 | PJM_ROR_2_MISO_WUMS | PJM_ROR | MISO_WUMS | Internal | Summer | B10 | 1262 | 1467 | 0 | 37.36 | 37.53 | 2 | 0
2025 | PJM_ROR_2_MISO_WUMS | PJM_ROR | MISO_WUMS | Internal | Winter | B16 | 25 | 1467 | 0 | 72.26 | 70.26 | 2 | 0
2025 | PJM_ROR_2_MISO_WUMS | PJM_ROR | MISO_WUMS | Internal | Winter | B17 | 100 | 1467 | 0 | 56.15 | 54.15 | 2 | 0
2025 | PJM_ROR_2_MISO_WUMS | PJM_ROR | MISO_WUMS | Internal | Winter | B18 | 400 | 1467 | 0 | 49.17 | 47.34 | 2 | 0
2025 | PJM_ROR_2_MISO_WUMS | PJM_ROR | MISO_WUMS | Internal | Winter | B19 | 700 | 1467 | 0 | 45.05 | 44.16 | 2 | 0
2025 | PJM_ROR_2_MISO_WUMS | PJM_ROR | MISO_WUMS | Internal | Winter | B20 | 935 | 1467 | 0 | 41.57 | 41.09 | 2 | 0
2025 | PJM_ROR_2_PJM_ROM | PJM_ROR | PJM_ROM | Internal | Shoulder | B11 | 25 | 8000 | 1703.01 | 59.87 | 59.88 | 0.01 | 0
2025 | PJM_ROR_2_PJM_ROM | PJM_ROR | PJM_ROM | Internal | Shoulder | B12 | 200 | 8000 | 4952.78 | 52.17 | 52.18 | 0.01 | 0
2025 | PJM_ROR_2_PJM_ROM | PJM_ROR | PJM_ROM | Internal | Shoulder | B13 | 600 | 8000 | 7391.91 | 46.12 | 46.13 | 0.01 | 0
2025 | PJM_ROR_2_PJM_ROM | PJM_ROR | PJM_ROM | Internal | Shoulder | B14 | 900 | 8000 | 6779.3 | 43.84 | 43.85 | 0.01 | 0
2025 | PJM_ROR_2_PJM_ROM | PJM_ROR | PJM_ROM | Internal | Shoulder | B15 | 1203 | 8000 | 8000 | 40.13 | 40.49 | 0.01 | 0.35
2025 | PJM_ROR_2_PJM_ROM | PJM_ROR | PJM_ROM | Internal | Summer | B1 | 10 | 8000 | 8000 | 89.57 | 96.11 | 0.01 | 6.53
2025 | PJM_ROR_2_PJM_ROM | PJM_ROR | PJM_ROM | Internal | Summer | B2 | 25 | 8000 | 8000 | 74.6 | 80.6 | 0.01 | 5.99
2025 | PJM_ROR_2_PJM_ROM | PJM_ROR | PJM_ROM | Internal | Summer | B3 | 75 | 8000 | 2612.78 | 68.43 | 68.44 | 0.01 | 0
2025 | PJM_ROR_2_PJM_ROM | PJM_ROR | PJM_ROM | Internal | Summer | B4 | 100 | 8000 | 0.09 | 68.12 | 68.1 | 0.01 | 0
2025 | PJM_ROR_2_PJM_ROM | PJM_ROR | PJM_ROM | Internal | Summer | B5 | 200 | 8000 | 1616.39 | 62.11 | 62.13 | 0.01 | 0
2025 | PJM_ROR_2_PJM_ROM | PJM_ROR | PJM_ROM | Internal | Summer | B6 | 300 | 8000 | 5327.73 | 53.45 | 53.46 | 0.01 | 0
2025 | PJM_ROR_2_PJM_ROM | PJM_ROR | PJM_ROM | Internal | Summer | B7 | 400 | 8000 | 5383.95 | 44.49 | 44.5 | 0.01 | 0
2025 | PJM_ROR_2_PJM_ROM | PJM_ROR | PJM_ROM | Internal | Summer | B8 | 500 | 8000 | 7492.7 | 41.41 | 41.42 | 0.01 | 0
2025 | PJM_ROR_2_PJM_ROM | PJM_ROR | PJM_ROM | Internal | Summer | B9 | 800 | 8000 | 8000 | 38.61 | 40.94 | 0.01 | 2.32
2025 | PJM_ROR_2_PJM_ROM | PJM_ROR | PJM_ROM | Internal | Summer | B10 | 1262 | 8000 | 8000 | 37.36 | 38.32 | 0.01 | 0.95
2025 | PJM_ROR_2_PJM_ROM | PJM_ROR | PJM_ROM | Internal | Winter | B16 | 25 | 8000 | 1551.15 | 72.26 | 72.27 | 0.01 | 0
2025 | PJM_ROR_2_PJM_ROM | PJM_ROR | PJM_ROM | Internal | Winter | B17 | 100 | 8000 | 6864.07 | 56.15 | 56.16 | 0.01 | 0
2025 | PJM_ROR_2_PJM_ROM | PJM_ROR | PJM_ROM | Internal | Winter | B18 | 400 | 8000 | 8000 | 49.17 | 49.55 | 0.01 | 0.37
2025 | PJM_ROR_2_PJM_ROM | PJM_ROR | PJM_ROM | Internal | Winter | B19 | 700 | 8000 | 8000 | 45.05 | 49.55 | 0.01 | 4.48
2025 | PJM_ROR_2_PJM_ROM | PJM_ROR | PJM_ROM | Internal | Winter | B20 | 935 | 8000 | 8000 | 41.57 | 44.49 | 0.01 | 2.91
2025 | PJM_ROR_2_TVA_Transmission | PJM_ROR | TVA_Transmission | Internal | Shoulder | B11 | 25 | 2500 | 0.06 | 59.87 | 65.74 | 6 | 0
2025 | PJM_ROR_2_TVA_Transmission | PJM_ROR | TVA_Transmission | Internal | Shoulder | B12 | 200 | 2500 | 0 | 52.17 | 52.57 | 6 | 0
2025 | PJM_ROR_2_TVA_Transmission | PJM_ROR | TVA_Transmission | Internal | Shoulder | B13 | 600 | 2500 | 0 | 46.12 | 49.1 | 6 | 0
2025 | PJM_ROR_2_TVA_Transmission | PJM_ROR | TVA_Transmission | Internal | Shoulder | B14 | 900 | 2500 | 0 | 43.84 | 47.66 | 6 | 0
2025 | PJM_ROR_2_TVA_Transmission | PJM_ROR | TVA_Transmission | Internal | Shoulder | B15 | 1203 | 2500 | 282.74 | 40.13 | 46.13 | 6 | 0
2025 | PJM_ROR_2_TVA_Transmission | PJM_ROR | TVA_Transmission | Internal | Summer | B1 | 10 | 2500 | 0 | 89.57 | 87.24 | 6 | 0
2025 | PJM_ROR_2_TVA_Transmission | PJM_ROR | TVA_Transmission | Internal | Summer | B2 | 25 | 2500 | 1821.52 | 74.6 | 80.6 | 6 | 0
2025 | PJM_ROR_2_TVA_Transmission | PJM_ROR | TVA_Transmission | Internal | Summer | B3 | 75 | 2500 | 276.23 | 68.43 | 74.43 | 6 | 0
2025 | PJM_ROR_2_TVA_Transmission | PJM_ROR | TVA_Transmission | Internal | Summer | B4 | 100 | 2500 | 1046.37 | 68.12 | 74.12 | 6 | 0
2025 | PJM_ROR_2_TVA_Transmission | PJM_ROR | TVA_Transmission | Internal | Summer | B5 | 200 | 2500 | 561.95 | 62.11 | 68.11 | 6 | 0
2025 | PJM_ROR_2_TVA_Transmission | PJM_ROR | TVA_Transmission | Internal | Summer | B6 | 300 | 2500 | 1460.11 | 53.45 | 59.45 | 6 | 0
2025 | PJM_ROR_2_TVA_Transmission | PJM_ROR | TVA_Transmission | Internal | Summer | B7 | 400 | 2500 | 1881.86 | 44.49 | 50.49 | 6 | 0
2025 | PJM_ROR_2_TVA_Transmission | PJM_ROR | TVA_Transmission | Internal | Summer | B8 | 500 | 2500 | 0 | 41.41 | 45.21 | 6 | 0
2025 | PJM_ROR_2_TVA_Transmission | PJM_ROR | TVA_Transmission | Internal | Summer | B9 | 800 | 2500 | 0 | 38.61 | 43.14 | 6 | 0
2025 | PJM_ROR_2_TVA_Transmission | PJM_ROR | TVA_Transmission | Internal | Summer | B10 | 1262 | 2500 | 0 | 37.36 | 42.38 | 6 | 0
2025 | PJM_ROR_2_TVA_Transmission | PJM_ROR | TVA_Transmission | Internal | Winter | B16 | 25 | 2500 | 912.54 | 72.26 | 78.26 | 6 | 0
2025 | PJM_ROR_2_TVA_Transmission | PJM_ROR | TVA_Transmission | Internal | Winter | B17 | 100 | 2500 | 0 | 56.15 | 56.06 | 6 | 0
2025 | PJM_ROR_2_TVA_Transmission | PJM_ROR | TVA_Transmission | Internal | Winter | B18 | 400 | 2500 | 0 | 49.17 | 51.31 | 6 | 0
2025 | PJM_ROR_2_TVA_Transmission | PJM_ROR | TVA_Transmission | Internal | Winter | B19 | 700 | 2500 | 0 | 45.05 | 49.63 | 6 | 0
2025 | PJM_ROR_2_TVA_Transmission | PJM_ROR | TVA_Transmission | Internal | Winter | B20 | 935 | 2500 | 0 | 41.57 | 46.23 | 6 | 0
2025 | PJM_ROR_2_VACAR | PJM_ROR | VACAR | Internal | Shoulder | B11 | 25 | 3000 | 2569.99 | 59.87 | 65.87 | 6 | 0
2025 | PJM_ROR_2_VACAR | PJM_ROR | VACAR | Internal | Shoulder | B12 | 200 | 3000 | 0 | 52.17 | 53.34 | 6 | 0
2025 | PJM_ROR_2_VACAR | PJM_ROR | VACAR | Internal | Shoulder | B13 | 600 | 3000 | 0 | 46.12 | 50.12 | 6 | 0
2025 | PJM_ROR_2_VACAR | PJM_ROR | VACAR | Internal | Shoulder | B14 | 900 | 3000 | 0 | 43.84 | 48.21 | 6 | 0
2025 | PJM_ROR_2_VACAR | PJM_ROR | VACAR | Internal | Shoulder | B15 | 1203 | 3000 | 3000 | 40.13 | 46.39 | 6 | 0.26
2025 | PJM_ROR_2_VACAR | PJM_ROR | VACAR | Internal | Summer | B1 | 10 | 3000 | 1493.41 | 89.57 | 95.57 | 6 | 0
2025 | PJM_ROR_2_VACAR | PJM_ROR | VACAR | Internal | Summer | B2 | 25 | 3000 | 2306.27 | 74.6 | 80.6 | 6 | 0
2025 | PJM_ROR_2_VACAR | PJM_ROR | VACAR | Internal | Summer | B3 | 75 | 3000 | 3000 | 68.43 | 80.6 | 6 | 6.17
2025 | PJM_ROR_2_VACAR | PJM_ROR | VACAR | Internal | Summer | B4 | 100 | 3000 | 3000 | 68.12 | 78.98 | 6 | 4.87
2025 | PJM_ROR_2_VACAR | PJM_ROR | VACAR | Internal | Summer | B5 | 200 | 3000 | 3000 | 62.11 | 70.11 | 6 | 2
2025 | PJM_ROR_2_VACAR | PJM_ROR | VACAR | Internal | Summer | B6 | 300 | 3000 | 3000 | 53.45 | 61.45 | 6 | 2
2025 | PJM_ROR_2_VACAR | PJM_ROR | VACAR | Internal | Summer | B7 | 400 | 3000 | 3000 | 44.49 | 51.15 | 6 | 0.66
2025 | PJM_ROR_2_VACAR | PJM_ROR | VACAR | Internal | Summer | B8 | 500 | 3000 | 2133.97 | 41.41 | 47.41 | 6 | 0
2025 | PJM_ROR_2_VACAR | PJM_ROR | VACAR | Internal | Summer | B9 | 800 | 3000 | 920.26 | 38.61 | 44.61 | 6 | 0
2025 | PJM_ROR_2_VACAR | PJM_ROR | VACAR | Internal | Summer | B10 | 1262 | 3000 | 3000 | 37.36 | 44.54 | 6 | 1.18
2025 | PJM_ROR_2_VACAR | PJM_ROR | VACAR | Internal | Winter | B16 | 25 | 3000 | 3000 | 72.26 | 89.08 | 6 | 10.83
2025 | PJM_ROR_2_VACAR | PJM_ROR | VACAR | Internal | Winter | B17 | 100 | 3000 | 789.99 | 56.15 | 62.15 | 6 | 0
2025 | PJM_ROR_2_VACAR | PJM_ROR | VACAR | Internal | Winter | B18 | 400 | 3000 | 0 | 49.17 | 50.54 | 6 | 0
2025 | PJM_ROR_2_VACAR | PJM_ROR | VACAR | Internal | Winter | B19 | 700 | 3000 | 0 | 45.05 | 50.54 | 6 | 0
2025 | PJM_ROR_2_VACAR | PJM_ROR | VACAR | Internal | Winter | B20 | 935 | 3000 | 3000 | 41.57 | 50.54 | 6 | 2.98
2025 | PJM_ROM_2_NYISO_A-F | PJM_ROM | NYISO_A-F | Internal | Shoulder | B11 | 25 | 2000 | 0 | 59.88 | 49.35 | 6 | 0
2025 | PJM_ROM_2_NYISO_A-F | PJM_ROM | NYISO_A-F | Internal | Shoulder | B12 | 200 | 2000 | 0 | 52.18 | 49.35 | 6 | 0
2025 | PJM_ROM_2_NYISO_A-F | PJM_ROM | NYISO_A-F | Internal | Shoulder | B13 | 600 | 2000 | 0 | 46.13 | 46.58 | 6 | 0
2025 | PJM_ROM_2_NYISO_A-F | PJM_ROM | NYISO_A-F | Internal | Shoulder | B14 | 900 | 2000 | 0 | 43.85 | 43.76 | 6 | 0
2025 | PJM_ROM_2_NYISO_A-F | PJM_ROM | NYISO_A-F | Internal | Shoulder | B15 | 1203 | 2000 | 0 | 40.49 | 43.74 | 6 | 0
2025 | PJM_ROM_2_NYISO_A-F | PJM_ROM | NYISO_A-F | Internal | Summer | B1 | 10 | 2000 | 0 | 96.11 | 87.57 | 6 | 0
2025 | PJM_ROM_2_NYISO_A-F | PJM_ROM | NYISO_A-F | Internal | Summer | B2 | 25 | 2000 | 0 | 80.6 | 72.6 | 6 | 0
2025 | PJM_ROM_2_NYISO_A-F | PJM_ROM | NYISO_A-F | Internal | Summer | B3 | 75 | 2000 | 0 | 68.44 | 58.63 | 6 | 0
2025 | PJM_ROM_2_NYISO_A-F | PJM_ROM | NYISO_A-F | Internal | Summer | B4 | 100 | 2000 | 0 | 68.1 | 55.64 | 6 | 0
2025 | PJM_ROM_2_NYISO_A-F | PJM_ROM | NYISO_A-F | Internal | Summer | B5 | 200 | 2000 | 0 | 62.13 | 51.65 | 6 | 0
2025 | PJM_ROM_2_NYISO_A-F | PJM_ROM | NYISO_A-F | Internal | Summer | B6 | 300 | 2000 | 0 | 53.46 | 48.41 | 6 | 0
2025 | PJM_ROM_2_NYISO_A-F | PJM_ROM | NYISO_A-F | Internal | Summer | B7 | 400 | 2000 | 0 | 44.5 | 45.31 | 6 | 0
2025 | PJM_ROM_2_NYISO_A-F | PJM_ROM | NYISO_A-F | Internal | Summer | B8 | 500 | 2000 | 0 | 41.42 | 44.62 | 6 | 0
2025 | PJM_ROM_2_NYISO_A-F | PJM_ROM | NYISO_A-F | Internal | Summer | B9 | 800 | 2000 | 0 | 40.94 | 42.19 | 6 | 0
2025 | PJM_ROM_2_NYISO_A-F | PJM_ROM | NYISO_A-F | Internal | Summer | B10 | 1262 | 2000 | 0 | 38.32 | 42.19 | 6 | 0
2025 | PJM_ROM_2_NYISO_A-F | PJM_ROM | NYISO_A-F | Internal | Winter | B16 | 25 | 2000 | 0 | 72.27 | 51.64 | 6 | 0
2025 | PJM_ROM_2_NYISO_A-F | PJM_ROM | NYISO_A-F | Internal | Winter | B17 | 100 | 2000 | 0 | 56.16 | 51.64 | 6 | 0
2025 | PJM_ROM_2_NYISO_A-F | PJM_ROM | NYISO_A-F | Internal | Winter | B18 | 400 | 2000 | 0 | 49.55 | 50.45 | 6 | 0
2025 | PJM_ROM_2_NYISO_A-F | PJM_ROM | NYISO_A-F | Internal | Winter | B19 | 700 | 2000 | 0 | 49.55 | 50.45 | 6 | 0
2025 | PJM_ROM_2_NYISO_A-F | PJM_ROM | NYISO_A-F | Internal | Winter | B20 | 935 | 2000 | 0 | 44.49 | 50.45 | 6 | 0
2025 | PJM_ROM_2_PJM_E | PJM_ROM | PJM_E | Internal | Shoulder | B11 | 25 | 8000 | 0.35 | 59.88 | 59.87 | 0.01 | 0
2025 | PJM_ROM_2_PJM_E | PJM_ROM | PJM_E | Internal | Shoulder | B12 | 200 | 8000 | 22.98 | 52.18 | 52.19 | 0.01 | 0
2025 | PJM_ROM_2_PJM_E | PJM_ROM | PJM_E | Internal | Shoulder | B13 | 600 | 8000 | 2277.07 | 46.13 | 46.14 | 0.01 | 0
2025 | PJM_ROM_2_PJM_E | PJM_ROM | PJM_E | Internal | Shoulder | B14 | 900 | 8000 | 2179.91 | 43.85 | 43.86 | 0.01 | 0
2025 | PJM_ROM_2_PJM_E | PJM_ROM | PJM_E | Internal | Shoulder | B15 | 1203 | 8000 | 4076.42 | 40.49 | 40.5 | 0.01 | 0
2025 | PJM_ROM_2_PJM_E | PJM_ROM | PJM_E | Internal | Summer | B1 | 10 | 8000 | 5710.44 | 96.11 | 96.12 | 0.01 | 0
2025 | PJM_ROM_2_PJM_E | PJM_ROM | PJM_E | Internal | Summer | B2 | 25 | 8000 | 5578.23 | 80.6 | 80.61 | 0.01 | 0
2025 | PJM_ROM_2_PJM_E | PJM_ROM | PJM_E | Internal | Summer | B3 | 75 | 8000 | 1196.01 | 68.44 | 68.45 | 0.01 | 0
2025 | PJM_ROM_2_PJM_E | PJM_ROM | PJM_E | Internal | Summer | B4 | 100 | 8000 | 0.09 | 68.1 | 68.09 | 0.01 | 0
2025 | PJM_ROM_2_PJM_E | PJM_ROM | PJM_E | Internal | Summer | B5 | 200 | 8000 | 2402.24 | 62.13 | 62.14 | 0.01 | 0
2025 | PJM_ROM_2_PJM_E | PJM_ROM | PJM_E | Internal | Summer | B6 | 300 | 8000 | 2679.74 | 53.46 | 53.48 | 0.01 | 0
2025 | PJM_ROM_2_PJM_E | PJM_ROM | PJM_E | Internal | Summer | B7 | 400 | 8000 | 1567.33 | 44.5 | 44.51 | 0.01 | 0
2025 | PJM_ROM_2_PJM_E | PJM_ROM | PJM_E | Internal | Summer | B8 | 500 | 8000 | 4420.78 | 41.42 | 41.43 | 0.01 | 0
2025 | PJM_ROM_2_PJM_E | PJM_ROM | PJM_E | Internal | Summer | B9 | 800 | 8000 | 4539.43 | 40.94 | 40.95 | 0.01 | 0
2025 | PJM_ROM_2_PJM_E | PJM_ROM | PJM_E | Internal | Summer | B10 | 1262 | 8000 | 2628.39 | 38.32 | 38.33 | 0.01 | 0
2025 | PJM_ROM_2_PJM_E | PJM_ROM | PJM_E | Internal | Winter | B16 | 25 | 8000 | 1981.51 | 72.27 | 72.28 | 0.01 | 0
2025 | PJM_ROM_2_PJM_E | PJM_ROM | PJM_E | Internal | Winter | B17 | 100 | 8000 | 2615.39 | 56.16 | 56.17 | 0.01 | 0
2025 | PJM_ROM_2_PJM_E | PJM_ROM | PJM_E | Internal | Winter | B18 | 400 | 8000 | 4280.26 | 49.55 | 49.56 | 0.01 | 0
2025 | PJM_ROM_2_PJM_E | PJM_ROM | PJM_E | Internal | Winter | B19 | 700 | 8000 | 5188.98 | 49.55 | 49.56 | 0.01 | 0
2025 | PJM_ROM_2_PJM_E | PJM_ROM | PJM_E | Internal | Winter | B20 | 935 | 8000 | 5485.06 | 44.49 | 44.5 | 0.01 | 0
2025 | PJM_ROM_2_PJM_ROR | PJM_ROM | PJM_ROR | Internal | Shoulder | B11 | 25 | 8000 | 0.34 | 59.88 | 59.87 | 0.01 | 0
2025 | PJM_ROM_2_PJM_ROR | PJM_ROM | PJM_ROR | Internal | Shoulder | B12 | 200 | 8000 | 0.04 | 52.18 | 52.17 | 0.01 | 0
2025 | PJM_ROM_2_PJM_ROR | PJM_ROM | PJM_ROR | Internal | Shoulder | B13 | 600 | 8000 | 0.01 | 46.13 | 46.12 | 0.01 | 0
2025 | PJM_ROM_2_PJM_ROR | PJM_ROM | PJM_ROR | Internal | Shoulder | B14 | 900 | 8000 | 0 | 43.85 | 43.84 | 0.01 | 0
2025 | PJM_ROM_2_PJM_ROR | PJM_ROM | PJM_ROR | Internal | Shoulder | B15 | 1203 | 8000 | 0 | 40.49 | 40.13 | 0.01 | 0
2025 | PJM_ROM_2_PJM_ROR | PJM_ROM | PJM_ROR | Internal | Summer | B1 | 10 | 8000 | 0 | 96.11 | 89.57 | 0.01 | 0
2025 | PJM_ROM_2_PJM_ROR | PJM_ROM | PJM_ROR | Internal | Summer | B2 | 25 | 8000 | 0 | 80.6 | 74.6 | 0.01 | 0
2025 | PJM_ROM_2_PJM_ROR | PJM_ROM | PJM_ROR | Internal | Summer | B3 | 75 | 8000 | 0.11 | 68.44 | 68.43 | 0.01 | 0
2025 | PJM_ROM_2_PJM_ROR | PJM_ROM | PJM_ROR | Internal | Summer | B4 | 100 | 8000 | 1121.14 | 68.1 | 68.12 | 0.01 | 0
2025 | PJM_ROM_2_PJM_ROR | PJM_ROM | PJM_ROR | Internal | Summer | B5 | 200 | 8000 | 0.04 | 62.13 | 62.11 | 0.01 | 0
2025 | PJM_ROM_2_PJM_ROR | PJM_ROM | PJM_ROR | Internal | Summer | B6 | 300 | 8000 | 0.03 | 53.46 | 53.45 | 0.01 | 0
2025 | PJM_ROM_2_PJM_ROR | PJM_ROM | PJM_ROR | Internal | Summer | B7 | 400 | 8000 | 0.02 | 44.5 | 44.49 | 0.01 | 0
2025 | PJM_ROM_2_PJM_ROR | PJM_ROM | PJM_ROR | Internal | Summer | B8 | 500 | 8000 | 0.02 | 41.42 | 41.41 | 0.01 | 0
2025 | PJM_ROM_2_PJM_ROR | PJM_ROM | PJM_ROR | Internal | Summer | B9 | 800 | 8000 | 0 | 40.94 | 38.61 | 0.01 | 0
2025 | PJM_ROM_2_PJM_ROR | PJM_ROM | PJM_ROR | Internal | Summer | B10 | 1262 | 8000 | 0 | 38.32 | 37.36 | 0.01 | 0
2025 | PJM_ROM_2_PJM_ROR | PJM_ROM | PJM_ROR | Internal | Winter | B16 | 25 | 8000 | 0.34 | 72.27 | 72.26 | 0.01 | 0
2025 | PJM_ROM_2_PJM_ROR | PJM_ROM | PJM_ROR | Internal | Winter | B17 | 100 | 8000 | 0.08 | 56.16 | 56.15 | 0.01 | 0
2025 | PJM_ROM_2_PJM_ROR | PJM_ROM | PJM_ROR | Internal | Winter | B18 | 400 | 8000 | 0 | 49.55 | 49.17 | 0.01 | 0
2025 | PJM_ROM_2_PJM_ROR | PJM_ROM | PJM_ROR | Internal | Winter | B19 | 700 | 8000 | 0 | 49.55 | 45.05 | 0.01 | 0
2025 | PJM_ROM_2_PJM_ROR | PJM_ROM | PJM_ROR | Internal | Winter | B20 | 935 | 8000 | 0 | 44.49 | 41.57 | 0.01 | 0
2025 | SOCO_2_ENT | SOCO | ENT | Internal | Shoulder | B11 | 25 | 2400 | 0 | 74.61 | 69.7 | 10 | 0
2025 | SOCO_2_ENT | SOCO | ENT | Internal | Shoulder | B12 | 200 | 2400 | 0 | 50.86 | 46.83 | 10 | 0
2025 | SOCO_2_ENT | SOCO | ENT | Internal | Shoulder | B13 | 600 | 2400 | 0 | 46.88 | 46.83 | 10 | 0
2025 | SOCO_2_ENT | SOCO | ENT | Internal | Shoulder | B14 | 900 | 2400 | 0 | 46.88 | 46.5 | 10 | 0
2025 | SOCO_2_ENT | SOCO | ENT | Internal | Shoulder | B15 | 1203 | 2400 | 0 | 46.88 | 45.75 | 10 | 0
2025 | SOCO_2_ENT | SOCO | ENT | Internal | Summer | B1 | 10 | 2400 | 0 | 95.58 | 87.58 | 10 | 0
2025 | SOCO_2_ENT | SOCO | ENT | Internal | Summer | B2 | 25 | 2400 | 0 | 83.69 | 75.69 | 10 | 0
2025 | SOCO_2_ENT | SOCO | ENT | Internal | Summer | B3 | 75 | 2400 | 0 | 78.61 | 70.61 | 10 | 0
2025 | SOCO_2_ENT | SOCO | ENT | Internal | Summer | B4 | 100 | 2400 | 0 | 78.23 | 70.23 | 10 | 0
2025 | SOCO_2_ENT | SOCO | ENT | Internal | Summer | B5 | 200 | 2400 | 0 | 77.11 | 68.01 | 10 | 0
2025 | SOCO_2_ENT | SOCO | ENT | Internal | Summer | B6 | 300 | 2400 | 0 | 68.45 | 62.48 | 10 | 0
2025 | SOCO_2_ENT | SOCO | ENT | Internal | Summer | B7 | 400 | 2400 | 0 | 59.49 | 52.66 | 10 | 0
2025 | SOCO_2_ENT | SOCO | ENT | Internal | Summer | B8 | 500 | 2400 | 0 | 47.16 | 45.36 | 10 | 0
2025 | SOCO_2_ENT | SOCO | ENT | Internal | Summer | B9 | 800 | 2400 | 0 | 45.53 | 45.36 | 10 | 0
2025 | SOCO_2_ENT | SOCO | ENT | Internal | Summer | B10 | 1262 | 2400 | 0 | 45.53 | 43.56 | 10 | 0
2025 | SOCO_2_ENT | SOCO | ENT | Internal | Winter | B16 | 25 | 2400 | 0 | 83.71 | 70.26 | 10 | 0
2025 | SOCO_2_ENT | SOCO | ENT | Internal | Winter | B17 | 100 | 2400 | 0 | 52.15 | 49.74 | 10 | 0
2025 | SOCO_2_ENT | SOCO | ENT | Internal | Winter | B18 | 400 | 2400 | 0 | 49.67 | 49.56 | 10 | 0
2025 | SOCO_2_ENT | SOCO | ENT | Internal | Winter | B19 | 700 | 2400 | 0 | 49.67 | 49.38 | 10 | 0
2025 | SOCO_2_ENT | SOCO | ENT | Internal | Winter | B20 | 935 | 2400 | 0 | 48.98 | 47.76 | 10 | 0
2025 | SOCO_2_FRCC | SOCO | FRCC | Internal | Shoulder | B11 | 25 | 3700 | 788.52 | 74.61 | 84.61 | 10 | 0
2025 | SOCO_2_FRCC | SOCO | FRCC | Internal | Shoulder | B12 | 200 | 3700 | 2128.81 | 50.86 | 60.86 | 10 | 0
2025 | SOCO_2_FRCC | SOCO | FRCC | Internal | Shoulder | B13 | 600 | 3700 | 0 | 46.88 | 54.36 | 10 | 0
2025 | SOCO_2_FRCC | SOCO | FRCC | Internal | Shoulder | B14 | 900 | 3700 | 0 | 46.88 | 52.12 | 10 | 0
2025 | SOCO_2_FRCC | SOCO | FRCC | Internal | Shoulder | B15 | 1203 | 3700 | 0 | 46.88 | 52.12 | 10 | 0
2025 | SOCO_2_FRCC | SOCO | FRCC | Internal | Summer | B1 | 10 | 3700 | 705.28 | 95.58 | 105.58 | 10 | 0
2025 | SOCO_2_FRCC | SOCO | FRCC | Internal | Summer | B2 | 25 | 3700 | 0 | 83.69 | 84.92 | 10 | 0
2025 | SOCO_2_FRCC | SOCO | FRCC | Internal | Summer | B3 | 75 | 3700 | 0 | 78.61 | 84.92 | 10 | 0
2025 | SOCO_2_FRCC | SOCO | FRCC | Internal | Summer | B4 | 100 | 3700 | 0 | 78.23 | 84.92 | 10 | 0
2025 | SOCO_2_FRCC | SOCO | FRCC | Internal | Summer | B5 | 200 | 3700 | 0 | 77.11 | 83.44 | 10 | 0
2025 | SOCO_2_FRCC | SOCO | FRCC | Internal | Summer | B6 | 300 | 3700 | 0 | 68.45 | 72.63 | 10 | 0
2025 | SOCO_2_FRCC | SOCO | FRCC | Internal | Summer | B7 | 400 | 3700 | 2792.52 | 59.49 | 69.49 | 10 | 0
2025 | SOCO_2_FRCC | SOCO | FRCC | Internal | Summer | B8 | 500 | 3700 | 627.44 | 47.16 | 57.16 | 10 | 0
2025 | SOCO_2_FRCC | SOCO | FRCC | Internal | Summer | B9 | 800 | 3700 | 0 | 45.53 | 53.55 | 10 | 0
2025 | SOCO_2_FRCC | SOCO | FRCC | Internal | Summer | B10 | 1262 | 3700 | 0 | 45.53 | 51.34 | 10 | 0
2025 | SOCO_2_FRCC | SOCO | FRCC | Internal | Winter | B16 | 25 | 3700 | 0 | 83.71 | 81.51 | 10 | 0
2025 | SOCO_2_FRCC | SOCO | FRCC | Internal | Winter | B17 | 100 | 3700 | 321.01 | 52.15 | 62.15 | 10 | 0
2025 | SOCO_2_FRCC | SOCO | FRCC | Internal | Winter | B18 | 400 | 3700 | 0 | 49.67 | 56.74 | 10 | 0
2025 | SOCO_2_FRCC | SOCO | FRCC | Internal | Winter | B19 | 700 | 3700 | 0 | 49.67 | 54.51 | 10 | 0
2025 | SOCO_2_FRCC | SOCO | FRCC | Internal | Winter | B20 | 935 | 3700 | 0 | 48.98 | 54.51 | 10 | 0
2025 | SOCO_2_TVA_Transmission | SOCO | TVA_Transmission | Internal | Shoulder | B11 | 25 | 2600 | 0 | 74.61 | 65.74 | 10 | 0
2025 | SOCO_2_TVA_Transmission | SOCO | TVA_Transmission | Internal | Shoulder | B12 | 200 | 2600 | 0 | 50.86 | 52.57 | 10 | 0
2025 | SOCO_2_TVA_Transmission | SOCO | TVA_Transmission | Internal | Shoulder | B13 | 600 | 2600 | 0 | 46.88 | 49.1 | 10 | 0
2025 | SOCO_2_TVA_Transmission | SOCO | TVA_Transmission | Internal | Shoulder | B14 | 900 | 2600 | 0 | 46.88 | 47.66 | 10 | 0
2025 | SOCO_2_TVA_Transmission | SOCO | TVA_Transmission | Internal | Shoulder | B15 | 1203 | 2600 | 0 | 46.88 | 46.13 | 10 | 0
2025 | SOCO_2_TVA_Transmission | SOCO | TVA_Transmission | Internal | Summer | B1 | 10 | 2600 | 0 | 95.58 | 87.24 | 10 | 0
2025 | SOCO_2_TVA_Transmission | SOCO | TVA_Transmission | Internal | Summer | B2 | 25 | 2600 | 0 | 83.69 | 80.6 | 10 | 0
2025 | SOCO_2_TVA_Transmission | SOCO | TVA_Transmission | Internal | Summer | B3 | 75 | 2600 | 0 | 78.61 | 74.43 | 10 | 0
2025 | SOCO_2_TVA_Transmission | SOCO | TVA_Transmission | Internal | Summer | B4 | 100 | 2600 | 0 | 78.23 | 74.12 | 10 | 0
2025 | SOCO_2_TVA_Transmission | SOCO | TVA_Transmission | Internal | Summer | B5 | 200 | 2600 | 0 | 77.11 | 68.11 | 10 | 0
2025 | SOCO_2_TVA_Transmission | SOCO | TVA_Transmission | Internal | Summer | B6 | 300 | 2600 | 0 | 68.45 | 59.45 | 10 | 0
2025 | SOCO_2_TVA_Transmission | SOCO | TVA_Transmission | Internal | Summer | B7 | 400 | 2600 | 0 | 59.49 | 50.49 | 10 | 0
2025 | SOCO_2_TVA_Transmission | SOCO | TVA_Transmission | Internal | Summer | B8 | 500 | 2600 | 0 | 47.16 | 45.21 | 10 | 0
2025 | SOCO_2_TVA_Transmission | SOCO | TVA_Transmission | Internal | Summer | B9 | 800 | 2600 | 0 | 45.53 | 43.14 | 10 | 0
2025 | SOCO_2_TVA_Transmission | SOCO | TVA_Transmission | Internal | Summer | B10 | 1262 | 2600 | 0 | 45.53 | 42.38 | 10 | 0
2025 | SOCO_2_TVA_Transmission | SOCO | TVA_Transmission | Internal | Winter | B16 | 25 | 2600 | 0 | 83.71 | 78.26 | 10 | 0
2025 | SOCO_2_TVA_Transmission | SOCO | TVA_Transmission | Internal | Winter | B17 | 100 | 2600 | 0 | 52.15 | 56.06 | 10 | 0
2025 | SOCO_2_TVA_Transmission | SOCO | TVA_Transmission | Internal | Winter | B18 | 400 | 2600 | 0 | 49.67 | 51.31 | 10 | 0
2025 | SOCO_2_TVA_Transmission | SOCO | TVA_Transmission | Internal | Winter | B19 | 700 | 2600 | 0 | 49.67 | 49.63 | 10 | 0
2025 | SOCO_2_TVA_Transmission | SOCO | TVA_Transmission | Internal | Winter | B20 | 935 | 2600 | 0 | 48.98 | 46.23 | 10 | 0
2025 | SOCO_2_VACAR | SOCO | VACAR | Internal | Shoulder | B11 | 25 | 2000 | 0 | 74.61 | 65.87 | 10 | 0
2025 | SOCO_2_VACAR | SOCO | VACAR | Internal | Shoulder | B12 | 200 | 2000 | 0 | 50.86 | 53.34 | 10 | 0
2025 | SOCO_2_VACAR | SOCO | VACAR | Internal | Shoulder | B13 | 600 | 2000 | 0 | 46.88 | 50.12 | 10 | 0
2025 | SOCO_2_VACAR | SOCO | VACAR | Internal | Shoulder | B14 | 900 | 2000 | 0 | 46.88 | 48.21 | 10 | 0
2025 | SOCO_2_VACAR | SOCO | VACAR | Internal | Shoulder | B15 | 1203 | 2000 | 0 | 46.88 | 46.39 | 10 | 0
2025 | SOCO_2_VACAR | SOCO | VACAR | Internal | Summer | B1 | 10 | 2000 | 0 | 95.58 | 95.57 | 10 | 0
2025 | SOCO_2_VACAR | SOCO | VACAR | Internal | Summer | B2 | 25 | 2000 | 0 | 83.69 | 80.6 | 10 | 0
2025 | SOCO_2_VACAR | SOCO | VACAR | Internal | Summer | B3 | 75 | 2000 | 0 | 78.61 | 80.6 | 10 | 0
2025 | SOCO_2_VACAR | SOCO | VACAR | Internal | Summer | B4 | 100 | 2000 | 0 | 78.23 | 78.98 | 10 | 0
2025 | SOCO_2_VACAR | SOCO | VACAR | Internal | Summer | B5 | 200 | 2000 | 0 | 77.11 | 70.11 | 10 | 0
2025 | SOCO_2_VACAR | SOCO | VACAR | Internal | Summer | B6 | 300 | 2000 | 0 | 68.45 | 61.45 | 10 | 0
2025 | SOCO_2_VACAR | SOCO | VACAR | Internal | Summer | B7 | 400 | 2000 | 0 | 59.49 | 51.15 | 10 | 0
2025 | SOCO_2_VACAR | SOCO | VACAR | Internal | Summer | B8 | 500 | 2000 | 0 | 47.16 | 47.41 | 10 | 0
2025 | SOCO_2_VACAR | SOCO | VACAR | Internal | Summer | B9 | 800 | 2000 | 0 | 45.53 | 44.61 | 10 | 0
2025 | SOCO_2_VACAR | SOCO | VACAR | Internal | Summer | B10 | 1262 | 2000 | 0 | 45.53 | 44.54 | 10 | 0
2025 | SOCO_2_VACAR | SOCO | VACAR | Internal | Winter | B16 | 25 | 2000 | 0 | 83.71 | 89.08 | 10 | 0
2025 | SOCO_2_VACAR | SOCO | VACAR | Internal | Winter | B17 | 100 | 2000 | 977.91 | 52.15 | 62.15 | 10 | 0
2025 | SOCO_2_VACAR | SOCO | VACAR | Internal | Winter | B18 | 400 | 2000 | 0 | 49.67 | 50.54 | 10 | 0
2025 | SOCO_2_VACAR | SOCO | VACAR | Internal | Winter | B19 | 700 | 2000 | 0 | 49.67 | 50.54 | 10 | 0
2025 | SOCO_2_VACAR | SOCO | VACAR | Internal | Winter | B20 | 935 | 2000 | 0 | 48.98 | 50.54 | 10 | 0
2025 | SPP_N_2_ENT | SPP_N | ENT | Internal | Shoulder | B11 | 25 | 1800 | 0 | 70.09 | 69.7 | 5 | 0
2025 | SPP_N_2_ENT | SPP_N | ENT | Internal | Shoulder | B12 | 200 | 1800 | 0 | 48.25 | 46.83 | 5 | 0
2025 | SPP_N_2_ENT | SPP_N | ENT | Internal | Shoulder | B13 | 600 | 1800 | 0 | 46.28 | 46.83 | 5 | 0
2025 | SPP_N_2_ENT | SPP_N | ENT | Internal | Shoulder | B14 | 900 | 1800 | 0 | 44.89 | 46.5 | 5 | 0
2025 | SPP_N_2_ENT | SPP_N | ENT | Internal | Shoulder | B15 | 1203 | 1800 | 0 | 44.77 | 45.75 | 5 | 0
2025 | SPP_N_2_ENT | SPP_N | ENT | Internal | Summer | B1 | 10 | 1800 | 68.24 | 82.58 | 87.58 | 5 | 0
2025 | SPP_N_2_ENT | SPP_N | ENT | Internal | Summer | B2 | 25 | 1800 | 0 | 76.5 | 75.69 | 5 | 0
2025 | SPP_N_2_ENT | SPP_N | ENT | Internal | Summer | B3 | 75 | 1800 | 0 | 73.59 | 70.61 | 5 | 0
2025 | SPP_N_2_ENT | SPP_N | ENT | Internal | Summer | B4 | 100 | 1800 | 0 | 73.59 | 70.23 | 5 | 0
2025 | SPP_N_2_ENT | SPP_N | ENT | Internal | Summer | B5 | 200 | 1800 | 0 | 72.11 | 68.01 | 5 | 0
2025 | SPP_N_2_ENT | SPP_N | ENT | Internal | Summer | B6 | 300 | 1800 | 0 | 62.48 | 62.48 | 5 | 0
2025 | SPP_N_2_ENT | SPP_N | ENT | Internal | Summer | B7 | 400 | 1800 | 0 | 52.83 | 52.66 | 5 | 0
2025 | SPP_N_2_ENT | SPP_N | ENT | Internal | Summer | B8 | 500 | 1800 | 0 | 45.33 | 45.36 | 5 | 0
2025 | SPP_N_2_ENT | SPP_N | ENT | Internal | Summer | B9 | 800 | 1800 | 0 | 43.36 | 45.36 | 5 | 0
2025 | SPP_N_2_ENT | SPP_N | ENT | Internal | Summer | B10 | 1262 | 1800 | 0 | 40.69 | 43.56 | 5 | 0
2025 | SPP_N_2_ENT | SPP_N | ENT | Internal | Winter | B16 | 25 | 1800 | 0 | 70.27 | 70.26 | 5 | 0
2025 | SPP_N_2_ENT | SPP_N | ENT | Internal | Winter | B17 | 100 | 1800 | 0 | 50.01 | 49.74 | 5 | 0
2025 | SPP_N_2_ENT | SPP_N | ENT | Internal | Winter | B18 | 400 | 1800 | 0 | 48.25 | 49.56 | 5 | 0
2025 | SPP_N_2_ENT | SPP_N | ENT | Internal | Winter | B19 | 700 | 1800 | 0 | 47.82 | 49.38 | 5 | 0
2025 | SPP_N_2_ENT | SPP_N | ENT | Internal | Winter | B20 | 935 | 1800 | 0 | 45.11 | 47.76 | 5 | 0
2025 | SPP_N_2_MISO_MO-IL | SPP_N | MISO_MO-IL | Internal | Shoulder | B11 | 25 | 2000 | 0 | 70.09 | 62.09 | 5 | 0
2025 | SPP_N_2_MISO_MO-IL | SPP_N | MISO_MO-IL | Internal | Shoulder | B12 | 200 | 2000 | 0 | 48.25 | 50.94 | 5 | 0
2025 | SPP_N_2_MISO_MO-IL | SPP_N | MISO_MO-IL | Internal | Shoulder | B13 | 600 | 2000 | 0 | 46.28 | 46.58 | 5 | 0
2025 | SPP_N_2_MISO_MO-IL | SPP_N | MISO_MO-IL | Internal | Shoulder | B14 | 900 | 2000 | 0 | 44.89 | 44.14 | 5 | 0
2025 | SPP_N_2_MISO_MO-IL | SPP_N | MISO_MO-IL | Internal | Shoulder | B15 | 1203 | 2000 | 0 | 44.77 | 41.12 | 5 | 0
2025 | SPP_N_2_MISO_MO-IL | SPP_N | MISO_MO-IL | Internal | Summer | B1 | 10 | 2000 | 1.38 | 82.58 | 87.57 | 5 | 0
2025 | SPP_N_2_MISO_MO-IL | SPP_N | MISO_MO-IL | Internal | Summer | B2 | 25 | 2000 | 0 | 76.5 | 72.6 | 5 | 0
2025 | SPP_N_2_MISO_MO-IL | SPP_N | MISO_MO-IL | Internal | Summer | B3 | 75 | 2000 | 0 | 73.59 | 68.9 | 5 | 0
2025 | SPP_N_2_MISO_MO-IL | SPP_N | MISO_MO-IL | Internal | Summer | B4 | 100 | 2000 | 0 | 73.59 | 67.79 | 5 | 0
2025 | SPP_N_2_MISO_MO-IL | SPP_N | MISO_MO-IL | Internal | Summer | B5 | 200 | 2000 | 0 | 72.11 | 64.11 | 5 | 0
2025 | SPP_N_2_MISO_MO-IL | SPP_N | MISO_MO-IL | Internal | Summer | B6 | 300 | 2000 | 0 | 62.48 | 54.48 | 5 | 0
2025 | SPP_N_2_MISO_MO-IL | SPP_N | MISO_MO-IL | Internal | Summer | B7 | 400 | 2000 | 0 | 52.83 | 44.83 | 5 | 0
2025 | SPP_N_2_MISO_MO-IL | SPP_N | MISO_MO-IL | Internal | Summer | B8 | 500 | 2000 | 0 | 45.33 | 41.12 | 5 | 0
2025 | SPP_N_2_MISO_MO-IL | SPP_N | MISO_MO-IL | Internal | Summer | B9 | 800 | 2000 | 0 | 43.36 | 40.1 | 5 | 0
2025 | SPP_N_2_MISO_MO-IL | SPP_N | MISO_MO-IL | Internal | Summer | B10 | 1262 | 2000 | 0 | 40.69 | 37.55 | 5 | 0
2025 | SPP_N_2_MISO_MO-IL | SPP_N | MISO_MO-IL | Internal | Winter | B16 | 25 | 2000 | 0 | 70.27 | 70.27 | 5 | 0
2025 | SPP_N_2_MISO_MO-IL | SPP_N | MISO_MO-IL | Internal | Winter | B17 | 100 | 2000 | 0 | 50.01 | 54.15 | 5 | 0
2025 | SPP_N_2_MISO_MO-IL | SPP_N | MISO_MO-IL | Internal | Winter | B18 | 400 | 2000 | 0 | 48.25 | 47.19 | 5 | 0
2025 | SPP_N_2_MISO_MO-IL | SPP_N | MISO_MO-IL | Internal | Winter | B19 | 700 | 2000 | 0 | 47.82 | 43.69 | 5 | 0
2025 | SPP_N_2_MISO_MO-IL | SPP_N | MISO_MO-IL | Internal | Winter | B20 | 935 | 2000 | 0 | 45.11 | 41.12 | 5 | 0
2025 | SPP_N_2_MISO_W | SPP_N | MISO_W | Internal | Shoulder | B11 | 25 | 750 | 0 | 70.09 | 70.08 | 5 | 0
2025 | SPP_N_2_MISO_W | SPP_N | MISO_W | Internal | Shoulder | B12 | 200 | 750 | 0 | 48.25 | 50.93 | 5 | 0
2025 | SPP_N_2_MISO_W | SPP_N | MISO_W | Internal | Shoulder | B13 | 600 | 750 | 0 | 46.28 | 46.59 | 5 | 0
2025 | SPP_N_2_MISO_W | SPP_N | MISO_W | Internal | Shoulder | B14 | 900 | 750 | 0 | 44.89 | 44.15 | 5 | 0
2025 | SPP_N_2_MISO_W | SPP_N | MISO_W | Internal | Shoulder | B15 | 1203 | 750 | 0 | 44.77 | 41.13 | 5 | 0
2025 | SPP_N_2_MISO_W | SPP_N | MISO_W | Internal | Summer | B1 | 10 | 750 | 1.27 | 82.58 | 87.57 | 5 | 0
2025 | SPP_N_2_MISO_W | SPP_N | MISO_W | Internal | Summer | B2 | 25 | 750 | 0 | 76.5 | 76.49 | 5 | 0
2025 | SPP_N_2_MISO_W | SPP_N | MISO_W | Internal | Summer | B3 | 75 | 750 | 0 | 73.59 | 73.58 | 5 | 0
2025 | SPP_N_2_MISO_W | SPP_N | MISO_W | Internal | Summer | B4 | 100 | 750 | 0 | 73.59 | 71.21 | 5 | 0
2025 | SPP_N_2_MISO_W | SPP_N | MISO_W | Internal | Summer | B5 | 200 | 750 | 0 | 72.11 | 70.2 | 5 | 0
2025 | SPP_N_2_MISO_W | SPP_N | MISO_W | Internal | Summer | B6 | 300 | 750 | 0 | 62.48 | 62.46 | 5 | 0
2025 | SPP_N_2_MISO_W | SPP_N | MISO_W | Internal | Summer | B7 | 400 | 750 | 0 | 52.83 | 45.83 | 5 | 0
2025 | SPP_N_2_MISO_W | SPP_N | MISO_W | Internal | Summer | B8 | 500 | 750 | 0 | 45.33 | 41.13 | 5 | 0
2025 | SPP_N_2_MISO_W | SPP_N | MISO_W | Internal | Summer | B9 | 800 | 750 | 0 | 43.36 | 40.12 | 5 | 0
2025 | SPP_N_2_MISO_W | SPP_N | MISO_W | Internal | Summer | B10 | 1262 | 750 | 0 | 40.69 | 37.54 | 5 | 0
2025 | SPP_N_2_MISO_W | SPP_N | MISO_W | Internal | Winter | B16 | 25 | 750 | 0 | 70.27 | 70.26 | 5 | 0
2025 | SPP_N_2_MISO_W | SPP_N | MISO_W | Internal | Winter | B17 | 100 | 750 | 0 | 50.01 | 54.13 | 5 | 0
2025 | SPP_N_2_MISO_W | SPP_N | MISO_W | Internal | Winter | B18 | 400 | 750 | 0 | 48.25 | 47.35 | 5 | 0
2025 | SPP_N_2_MISO_W | SPP_N | MISO_W | Internal | Winter | B19 | 700 | 750 | 0 | 47.82 | 47.13 | 5 | 0
2025 | SPP_N_2_MISO_W | SPP_N | MISO_W | Internal | Winter | B20 | 935 | 750 | 0 | 45.11 | 41.11 | 5 | 0
2025 | SPP_N_2_NE | SPP_N | NE | Internal | Shoulder | B11 | 25 | 330 | 0.3 | 70.09 | 70.08 | 0.01 | 0
2025 | SPP_N_2_NE | SPP_N | NE | Internal | Shoulder | B12 | 200 | 330 | 0.04 | 48.25 | 48.24 | 0.01 | 0
2025 | SPP_N_2_NE | SPP_N | NE | Internal | Shoulder | B13 | 600 | 330 | 91.23 | 46.28 | 46.3 | 0.01 | 0
2025 | SPP_N_2_NE | SPP_N | NE | Internal | Shoulder | B14 | 900 | 330 | 0 | 44.89 | 44.88 | 0.01 | 0
2025 | SPP_N_2_NE | SPP_N | NE | Internal | Shoulder | B15 | 1203 | 330 | 0 | 44.77 | 44.76 | 0.01 | 0
2025 | SPP_N_2_NE | SPP_N | NE | Internal | Summer | B1 | 10 | 330 | 0.72 | 82.58 | 82.57 | 0.01 | 0
2025 | SPP_N_2_NE | SPP_N | NE | Internal | Summer | B2 | 25 | 330 | 0.29 | 76.5 | 76.49 | 0.01 | 0
2025 | SPP_N_2_NE | SPP_N | NE | Internal | Summer | B3 | 75 | 330 | 0.07 | 73.59 | 73.58 | 0.01 | 0
2025 | SPP_N_2_NE | SPP_N | NE | Internal | Summer | B4 | 100 | 330 | 0 | 73.59 | 72.42 | 0.01 | 0
2025 | SPP_N_2_NE | SPP_N | NE | Internal | Summer | B5 | 200 | 330 | 0 | 72.11 | 70.98 | 0.01 | 0
2025 | SPP_N_2_NE | SPP_N | NE | Internal | Summer | B6 | 300 | 330 | 0.03 | 62.48 | 62.46 | 0.01 | 0
2025 | SPP_N_2_NE | SPP_N | NE | Internal | Summer | B7 | 400 | 330 | 0.02 | 52.83 | 52.82 | 0.01 | 0
2025 | SPP_N_2_NE | SPP_N | NE | Internal | Summer | B8 | 500 | 330 | 0 | 45.33 | 43.35 | 0.01 | 0
2025 | SPP_N_2_NE | SPP_N | NE | Internal | Summer | B9 | 800 | 330 | 0.01 | 43.36 | 43.35 | 0.01 | 0
2025 | SPP_N_2_NE | SPP_N | NE | Internal | Summer | B10 | 1262 | 330 | 0 | 40.69 | 40.11 | 0.01 | 0
2025 | SPP_N_2_NE | SPP_N | NE | Internal | Winter | B16 | 25 | 330 | 0.29 | 70.27 | 70.26 | 0.01 | 0
2025 | SPP_N_2_NE | SPP_N | NE | Internal | Winter | B17 | 100 | 330 | 0.08 | 50.01 | 50 | 0.01 | 0
2025 | SPP_N_2_NE | SPP_N | NE | Internal | Winter | B18 | 400 | 330 | 0.02 | 48.25 | 48.24 | 0.01 | 0
2025 | SPP_N_2_NE | SPP_N | NE | Internal | Winter | B19 | 700 | 330 | 0.01 | 47.82 | 47.81 | 0.01 | 0
2025 | SPP_N_2_NE | SPP_N | NE | Internal | Winter | B20 | 935 | 330 | 0 | 45.11 | 45.1 | 0.01 | 0
2025 | SPP_N_2_SPP_S | SPP_N | SPP_S | Internal | Shoulder | B11 | 25 | 4000 | 0 | 70.09 | 64.71 | 0.01 | 0
2025 | SPP_N_2_SPP_S | SPP_N | SPP_S | Internal | Shoulder | B12 | 200 | 4000 | 0 | 48.25 | 47.85 | 0.01 | 0
2025 | SPP_N_2_SPP_S | SPP_N | SPP_S | Internal | Shoulder | B13 | 600 | 4000 | 0 | 46.28 | 45.12 | 0.01 | 0
2025 | SPP_N_2_SPP_S | SPP_N | SPP_S | Internal | Shoulder | B14 | 900 | 4000 | 0 | 44.89 | 44.88 | 0.01 | 0
2025 | SPP_N_2_SPP_S | SPP_N | SPP_S | Internal | Shoulder | B15 | 1203 | 4000 | 1957.13 | 44.77 | 44.78 | 0.01 | 0
2025 | SPP_N_2_SPP_S | SPP_N | SPP_S | Internal | Summer | B1 | 10 | 4000 | 0 | 82.58 | 69.84 | 0.01 | 0
2025 | SPP_N_2_SPP_S | SPP_N | SPP_S | Internal | Summer | B2 | 25 | 4000 | 0 | 76.5 | 70.69 | 0.01 | 0
2025 | SPP_N_2_SPP_S | SPP_N | SPP_S | Internal | Summer | B3 | 75 | 4000 | 0 | 73.59 | 65.61 | 0.01 | 0
2025 | SPP_N_2_SPP_S | SPP_N | SPP_S | Internal | Summer | B4 | 100 | 4000 | 0 | 73.59 | 65.23 | 0.01 | 0
2025 | SPP_N_2_SPP_S | SPP_N | SPP_S | Internal | Summer | B5 | 200 | 4000 | 0 | 72.11 | 63.01 | 0.01 | 0
2025 | SPP_N_2_SPP_S | SPP_N | SPP_S | Internal | Summer | B6 | 300 | 4000 | 36.62 | 62.48 | 62.49 | 0.01 | 0
2025 | SPP_N_2_SPP_S | SPP_N | SPP_S | Internal | Summer | B7 | 400 | 4000 | 2339.86 | 52.83 | 52.85 | 0.01 | 0
2025 | SPP_N_2_SPP_S | SPP_N | SPP_S | Internal | Summer | B8 | 500 | 4000 | 1661.58 | 45.33 | 45.34 | 0.01 | 0
2025 | SPP_N_2_SPP_S | SPP_N | SPP_S | Internal | Summer | B9 | 800 | 4000 | 1956.24 | 43.36 | 43.37 | 0.01 | 0
2025 | SPP_N_2_SPP_S | SPP_N | SPP_S | Internal | Summer | B10 | 1262 | 4000 | 4000 | 40.69 | 43.27 | 0.01 | 2.57
2025 | SPP_N_2_SPP_S | SPP_N | SPP_S | Internal | Winter | B16 | 25 | 4000 | 0 | 70.27 | 68.58 | 0.01 | 0
2025 | SPP_N_2_SPP_S | SPP_N | SPP_S | Internal | Winter | B17 | 100 | 4000 | 430.75 | 50.01 | 50.02 | 0.01 | 0
2025 | SPP_N_2_SPP_S | SPP_N | SPP_S | Internal | Winter | B18 | 400 | 4000 | 179.8 | 48.25 | 48.26 | 0.01 | 0
2025 | SPP_N_2_SPP_S | SPP_N | SPP_S | Internal | Winter | B19 | 700 | 4000 | 982.35 | 47.82 | 47.83 | 0.01 | 0
2025 | SPP_N_2_SPP_S | SPP_N | SPP_S | Internal | Winter | B20 | 935 | 4000 | 3284.73 | 45.11 | 45.12 | 0.01 | 0
2025 | SPP_S_2_ENT | SPP_S | ENT | Internal | Shoulder | B11 | 25 | 850 | 97.62 | 64.71 | 69.7 | 5 | 0
2025 | SPP_S_2_ENT | SPP_S | ENT | Internal | Shoulder | B12 | 200 | 850 | 0 | 47.85 | 46.83 | 5 | 0
2025 | SPP_S_2_ENT | SPP_S | ENT | Internal | Shoulder | B13 | 600 | 850 | 0 | 45.12 | 46.83 | 5 | 0
2025 | SPP_S_2_ENT | SPP_S | ENT | Internal | Shoulder | B14 | 900 | 850 | 0 | 44.88 | 46.5 | 5 | 0
2025 | SPP_S_2_ENT | SPP_S | ENT | Internal | Shoulder | B15 | 1203 | 850 | 0 | 44.78 | 45.75 | 5 | 0
2025 | SPP_S_2_ENT | SPP_S | ENT | Internal | Summer | B1 | 10 | 850 | 850 | 69.84 | 87.58 | 5 | 12.75
2025 | SPP_S_2_ENT | SPP_S | ENT | Internal | Summer | B2 | 25 | 850 | 508.06 | 70.69 | 75.69 | 5 | 0
2025 | SPP_S_2_ENT | SPP_S | ENT | Internal | Summer | B3 | 75 | 850 | 843.33 | 65.61 | 70.61 | 5 | 0
2025 | SPP_S_2_ENT | SPP_S | ENT | Internal | Summer | B4 | 100 | 850 | 515.61 | 65.23 | 70.23 | 5 | 0
2025 | SPP_S_2_ENT | SPP_S | ENT | Internal | Summer | B5 | 200 | 850 | 604.74 | 63.01 | 68.01 | 5 | 0
2025 | SPP_S_2_ENT | SPP_S | ENT | Internal | Summer | B6 | 300 | 850 | 0 | 62.49 | 62.48 | 5 | 0
2025 | SPP_S_2_ENT | SPP_S | ENT | Internal | Summer | B7 | 400 | 850 | 0 | 52.85 | 52.66 | 5 | 0
2025 | SPP_S_2_ENT | SPP_S | ENT | Internal | Summer | B8 | 500 | 850 | 0 | 45.34 | 45.36 | 5 | 0
2025 | SPP_S_2_ENT | SPP_S | ENT | Internal | Summer | B9 | 800 | 850 | 0 | 43.37 | 45.36 | 5 | 0
2025 | SPP_S_2_ENT | SPP_S | ENT | Internal | Summer | B10 | 1262 | 850 | 0 | 43.27 | 43.56 | 5 | 0
2025 | SPP_S_2_ENT | SPP_S | ENT | Internal | Winter | B16 | 25 | 850 | 0 | 68.58 | 70.26 | 5 | 0
2025 | SPP_S_2_ENT | SPP_S | ENT | Internal | Winter | B17 | 100 | 850 | 0 | 50.02 | 49.74 | 5 | 0
2025 | SPP_S_2_ENT | SPP_S | ENT | Internal | Winter | B18 | 400 | 850 | 0 | 48.26 | 49.56 | 5 | 0
2025 | SPP_S_2_ENT | SPP_S | ENT | Internal | Winter | B19 | 700 | 850 | 0 | 47.83 | 49.38 | 5 | 0
2025 | SPP_S_2_ENT | SPP_S | ENT | Internal | Winter | B20 | 935 | 850 | 0 | 45.12 | 47.76 | 5 | 0
2025 | SPP_S_2_SPP_N | SPP_S | SPP_N | Internal | Shoulder | B11 | 25 | 640 | 640 | 64.71 | 70.09 | 0.01 | 5.38
2025 | SPP_S_2_SPP_N | SPP_S | SPP_N | Internal | Shoulder | B12 | 200 | 640 | 640 | 47.85 | 48.25 | 0.01 | 0.39
2025 | SPP_S_2_SPP_N | SPP_S | SPP_N | Internal | Shoulder | B13 | 600 | 640 | 640 | 45.12 | 46.28 | 0.01 | 1.15
2025 | SPP_S_2_SPP_N | SPP_S | SPP_N | Internal | Shoulder | B14 | 900 | 640 | 319.79 | 44.88 | 44.89 | 0.01 | 0
2025 | SPP_S_2_SPP_N | SPP_S | SPP_N | Internal | Shoulder | B15 | 1203 | 640 | 0 | 44.78 | 44.77 | 0.01 | 0
2025 | SPP_S_2_SPP_N | SPP_S | SPP_N | Internal | Summer | B1 | 10 | 640 | 640 | 69.84 | 82.58 | 0.01 | 12.73
2025 | SPP_S_2_SPP_N | SPP_S | SPP_N | Internal | Summer | B2 | 25 | 640 | 640 | 70.69 | 76.5 | 0.01 | 5.81
2025 | SPP_S_2_SPP_N | SPP_S | SPP_N | Internal | Summer | B3 | 75 | 640 | 640 | 65.61 | 73.59 | 0.01 | 7.97
2025 | SPP_S_2_SPP_N | SPP_S | SPP_N | Internal | Summer | B4 | 100 | 640 | 640 | 65.23 | 73.59 | 0.01 | 8.35
2025 | SPP_S_2_SPP_N | SPP_S | SPP_N | Internal | Summer | B5 | 200 | 640 | 640 | 63.01 | 72.11 | 0.01 | 9.09
2025 | SPP_S_2_SPP_N | SPP_S | SPP_N | Internal | Summer | B6 | 300 | 640 | 0.03 | 62.49 | 62.48 | 0.01 | 0
2025 | SPP_S_2_SPP_N | SPP_S | SPP_N | Internal | Summer | B7 | 400 | 640 | 0.02 | 52.85 | 52.83 | 0.01 | 0
2025 | SPP_S_2_SPP_N | SPP_S | SPP_N | Internal | Summer | B8 | 500 | 640 | 0.02 | 45.34 | 45.33 | 0.01 | 0
2025 | SPP_S_2_SPP_N | SPP_S | SPP_N | Internal | Summer | B9 | 800 | 640 | 0.01 | 43.37 | 43.36 | 0.01 | 0
2025 | SPP_S_2_SPP_N | SPP_S | SPP_N | Internal | Summer | B10 | 1262 | 640 | 0 | 43.27 | 40.69 | 0.01 | 0
2025 | SPP_S_2_SPP_N | SPP_S | SPP_N | Internal | Winter | B16 | 25 | 640 | 640 | 68.58 | 70.27 | 0.01 | 1.68
2025 | SPP_S_2_SPP_N | SPP_S | SPP_N | Internal | Winter | B17 | 100 | 640 | 0.08 | 50.02 | 50.01 | 0.01 | 0
2025 | SPP_S_2_SPP_N | SPP_S | SPP_N | Internal | Winter | B18 | 400 | 640 | 0.02 | 48.26 | 48.25 | 0.01 | 0
2025 | SPP_S_2_SPP_N | SPP_S | SPP_N | Internal | Winter | B19 | 700 | 640 | 0.01 | 47.83 | 47.82 | 0.01 | 0
2025 | SPP_S_2_SPP_N | SPP_S | SPP_N | Internal | Winter | B20 | 935 | 640 | 0 | 45.12 | 45.11 | 0.01 | 0
2025 | TVA_2_ENT | TVA | ENT | Internal | Shoulder | B11 | 25 | 500 | 0 | 63.89 | 69.7 | 9 | 0
2025 | TVA_2_ENT | TVA | ENT | Internal | Shoulder | B12 | 200 | 500 | 0 | 48.48 | 46.83 | 9 | 0
2025 | TVA_2_ENT | TVA | ENT | Internal | Shoulder | B13 | 600 | 500 | 0 | 46.5 | 46.83 | 9 | 0
2025 | TVA_2_ENT | TVA | ENT | Internal | Shoulder | B14 | 900 | 500 | 0 | 46.5 | 46.5 | 9 | 0
2025 | TVA_2_ENT | TVA | ENT | Internal | Shoulder | B15 | 1203 | 500 | 0 | 46.14 | 45.75 | 9 | 0
2025 | TVA_2_ENT | TVA | ENT | Internal | Summer | B1 | 10 | 500 | 0 | 81.43 | 87.58 | 9 | 0
2025 | TVA_2_ENT | TVA | ENT | Internal | Summer | B2 | 25 | 500 | 0 | 80.61 | 75.69 | 9 | 0
2025 | TVA_2_ENT | TVA | ENT | Internal | Summer | B3 | 75 | 500 | 0 | 74.44 | 70.61 | 9 | 0
2025 | TVA_2_ENT | TVA | ENT | Internal | Summer | B4 | 100 | 500 | 0 | 74.13 | 70.23 | 9 | 0
2025 | TVA_2_ENT | TVA | ENT | Internal | Summer | B5 | 200 | 500 | 0 | 68.13 | 68.01 | 9 | 0
2025 | TVA_2_ENT | TVA | ENT | Internal | Summer | B6 | 300 | 500 | 358.6 | 53.48 | 62.48 | 9 | 0
2025 | TVA_2_ENT | TVA | ENT | Internal | Summer | B7 | 400 | 500 | 0 | 45.14 | 52.66 | 9 | 0
2025 | TVA_2_ENT | TVA | ENT | Internal | Summer | B8 | 500 | 500 | 0 | 43.64 | 45.36 | 9 | 0
2025 | TVA_2_ENT | TVA | ENT | Internal | Summer | B9 | 800 | 500 | 0 | 41.65 | 45.36 | 9 | 0
2025 | TVA_2_ENT | TVA | ENT | Internal | Summer | B10 | 1262 | 500 | 0 | 41.65 | 43.56 | 9 | 0
2025 | TVA_2_ENT | TVA | ENT | Internal | Winter | B16 | 25 | 500 | 0 | 78.27 | 70.26 | 9 | 0
2025 | TVA_2_ENT | TVA | ENT | Internal | Winter | B17 | 100 | 500 | 0 | 51.43 | 49.74 | 9 | 0
2025 | TVA_2_ENT | TVA | ENT | Internal | Winter | B18 | 400 | 500 | 0 | 48.84 | 49.56 | 9 | 0
2025 | TVA_2_ENT | TVA | ENT | Internal | Winter | B19 | 700 | 500 | 0 | 48.84 | 49.38 | 9 | 0
2025 | TVA_2_ENT | TVA | ENT | Internal | Winter | B20 | 935 | 500 | 0 | 45.37 | 47.76 | 9 | 0
2025 | TVA_2_MISO_MO-IL | TVA | MISO_MO-IL | Internal | Shoulder | B11 | 25 | 50 | 0 | 63.89 | 62.09 | 9 | 0
2025 | TVA_2_MISO_MO-IL | TVA | MISO_MO-IL | Internal | Shoulder | B12 | 200 | 50 | 0 | 48.48 | 50.94 | 9 | 0
2025 | TVA_2_MISO_MO-IL | TVA | MISO_MO-IL | Internal | Shoulder | B13 | 600 | 50 | 0 | 46.5 | 46.58 | 9 | 0
2025 | TVA_2_MISO_MO-IL | TVA | MISO_MO-IL | Internal | Shoulder | B14 | 900 | 50 | 0 | 46.5 | 44.14 | 9 | 0
2025 | TVA_2_MISO_MO-IL | TVA | MISO_MO-IL | Internal | Shoulder | B15 | 1203 | 50 | 0 | 46.14 | 41.12 | 9 | 0
2025 | TVA_2_MISO_MO-IL | TVA | MISO_MO-IL | Internal | Summer | B1 | 10 | 50 | 0 | 81.43 | 87.57 | 9 | 0
2025 | TVA_2_MISO_MO-IL | TVA | MISO_MO-IL | Internal | Summer | B2 | 25 | 50 | 0 | 80.61 | 72.6 | 9 | 0
2025 | TVA_2_MISO_MO-IL | TVA | MISO_MO-IL | Internal | Summer | B3 | 75 | 50 | 0 | 74.44 | 68.9 | 9 | 0
2025 | TVA_2_MISO_MO-IL | TVA | MISO_MO-IL | Internal | Summer | B4 | 100 | 50 | 0 | 74.13 | 67.79 | 9 | 0
2025 | TVA_2_MISO_MO-IL | TVA | MISO_MO-IL | Internal | Summer | B5 | 200 | 50 | 0 | 68.13 | 64.11 | 9 | 0
2025 | TVA_2_MISO_MO-IL | TVA | MISO_MO-IL | Internal | Summer | B6 | 300 | 50 | 0 | 53.48 | 54.48 | 9 | 0
2025 | TVA_2_MISO_MO-IL | TVA | MISO_MO-IL | Internal | Summer | B7 | 400 | 50 | 0 | 45.14 | 44.83 | 9 | 0
2025 | TVA_2_MISO_MO-IL | TVA | MISO_MO-IL | Internal | Summer | B8 | 500 | 50 | 0 | 43.64 | 41.12 | 9 | 0
2025 | TVA_2_MISO_MO-IL | TVA | MISO_MO-IL | Internal | Summer | B9 | 800 | 50 | 0 | 41.65 | 40.1 | 9 | 0
2025 | TVA_2_MISO_MO-IL | TVA | MISO_MO-IL | Internal | Summer | B10 | 1262 | 50 | 0 | 41.65 | 37.55 | 9 | 0
2025 | TVA_2_MISO_MO-IL | TVA | MISO_MO-IL | Internal | Winter | B16 | 25 | 50 | 0 | 78.27 | 70.27 | 9 | 0
2025 | TVA_2_MISO_MO-IL | TVA | MISO_MO-IL | Internal | Winter | B17 | 100 | 50 | 0 | 51.43 | 54.15 | 9 | 0
2025 | TVA_2_MISO_MO-IL | TVA | MISO_MO-IL | Internal | Winter | B18 | 400 | 50 | 0 | 48.84 | 47.19 | 9 | 0
2025 | TVA_2_MISO_MO-IL | TVA | MISO_MO-IL | Internal | Winter | B19 | 700 | 50 | 0 | 48.84 | 43.69 | 9 | 0
2025 | TVA_2_MISO_MO-IL | TVA | MISO_MO-IL | Internal | Winter | B20 | 935 | 50 | 0 | 45.37 | 41.12 | 9 | 0
2025 | TVA_2_NonRTO_Midwest | TVA | NonRTO_Midwest | Internal | Shoulder | B11 | 25 | 100 | 0 | 63.89 | 69.88 | 9 | 0
2025 | TVA_2_NonRTO_Midwest | TVA | NonRTO_Midwest | Internal | Shoulder | B12 | 200 | 100 | 100 | 48.48 | 58.93 | 9 | 1.45
2025 | TVA_2_NonRTO_Midwest | TVA | NonRTO_Midwest | Internal | Shoulder | B13 | 600 | 100 | 0 | 46.5 | 52.67 | 9 | 0
2025 | TVA_2_NonRTO_Midwest | TVA | NonRTO_Midwest | Internal | Shoulder | B14 | 900 | 100 | 0 | 46.5 | 42.89 | 9 | 0
2025 | TVA_2_NonRTO_Midwest | TVA | NonRTO_Midwest | Internal | Shoulder | B15 | 1203 | 100 | 0 | 46.14 | 42.89 | 9 | 0
2025 | TVA_2_NonRTO_Midwest | TVA | NonRTO_Midwest | Internal | Summer | B1 | 10 | 100 | 0 | 81.43 | 79.56 | 9 | 0
2025 | TVA_2_NonRTO_Midwest | TVA | NonRTO_Midwest | Internal | Summer | B2 | 25 | 100 | 0 | 80.61 | 75.83 | 9 | 0
2025 | TVA_2_NonRTO_Midwest | TVA | NonRTO_Midwest | Internal | Summer | B3 | 75 | 100 | 0 | 74.44 | 75.83 | 9 | 0
2025 | TVA_2_NonRTO_Midwest | TVA | NonRTO_Midwest | Internal | Summer | B4 | 100 | 100 | 0 | 74.13 | 75.77 | 9 | 0
2025 | TVA_2_NonRTO_Midwest | TVA | NonRTO_Midwest | Internal | Summer | B5 | 200 | 100 | 0 | 68.13 | 72.1 | 9 | 0
2025 | TVA_2_NonRTO_Midwest | TVA | NonRTO_Midwest | Internal | Summer | B6 | 300 | 100 | 0 | 53.48 | 61.91 | 9 | 0
2025 | TVA_2_NonRTO_Midwest | TVA | NonRTO_Midwest | Internal | Summer | B7 | 400 | 100 | 0 | 45.14 | 49.94 | 9 | 0
2025 | TVA_2_NonRTO_Midwest | TVA | NonRTO_Midwest | Internal | Summer | B8 | 500 | 100 | 0 | 43.64 | 41.51 | 9 | 0
2025 | TVA_2_NonRTO_Midwest | TVA | NonRTO_Midwest | Internal | Summer | B9 | 800 | 100 | 0 | 41.65 | 41.51 | 9 | 0
2025 | TVA_2_NonRTO_Midwest | TVA | NonRTO_Midwest | Internal | Summer | B10 | 1262 | 100 | 0 | 41.65 | 37.13 | 9 | 0
2025 | TVA_2_NonRTO_Midwest | TVA | NonRTO_Midwest | Internal | Winter | B16 | 25 | 100 | 0 | 78.27 | 78.26 | 9 | 0
2025 | TVA_2_NonRTO_Midwest | TVA | NonRTO_Midwest | Internal | Winter | B17 | 100 | 100 | 100 | 51.43 | 62.13 | 9 | 1.71
2025 | TVA_2_NonRTO_Midwest | TVA | NonRTO_Midwest | Internal | Winter | B18 | 400 | 100 | 0 | 48.84 | 55.17 | 9 | 0
2025 | TVA_2_NonRTO_Midwest | TVA | NonRTO_Midwest | Internal | Winter | B19 | 700 | 100 | 0 | 48.84 | 45.52 | 9 | 0
2025 | TVA_2_NonRTO_Midwest | TVA | NonRTO_Midwest | Internal | Winter | B20 | 935 | 100 | 0 | 45.37 | 40.37 | 9 | 0
2025 | TVA_2_PJM_ROR | TVA | PJM_ROR | Internal | Shoulder | B11 | 25 | 500 | 0 | 63.89 | 59.87 | 9 | 0
2025 | TVA_2_PJM_ROR | TVA | PJM_ROR | Internal | Shoulder | B12 | 200 | 500 | 0 | 48.48 | 52.17 | 9 | 0
2025 | TVA_2_PJM_ROR | TVA | PJM_ROR | Internal | Shoulder | B13 | 600 | 500 | 0 | 46.5 | 46.12 | 9 | 0
2025 | TVA_2_PJM_ROR | TVA | PJM_ROR | Internal | Shoulder | B14 | 900 | 500 | 0 | 46.5 | 43.84 | 9 | 0
2025 | TVA_2_PJM_ROR | TVA | PJM_ROR | Internal | Shoulder | B15 | 1203 | 500 | 0 | 46.14 | 40.13 | 9 | 0
2025 | TVA_2_PJM_ROR | TVA | PJM_ROR | Internal | Summer | B1 | 10 | 500 | 0.03 | 81.43 | 89.57 | 9 | 0
2025 | TVA_2_PJM_ROR | TVA | PJM_ROR | Internal | Summer | B2 | 25 | 500 | 0 | 80.61 | 74.6 | 9 | 0
2025 | TVA_2_PJM_ROR | TVA | PJM_ROR | Internal | Summer | B3 | 75 | 500 | 0 | 74.44 | 68.43 | 9 | 0
2025 | TVA_2_PJM_ROR | TVA | PJM_ROR | Internal | Summer | B4 | 100 | 500 | 0 | 74.13 | 68.12 | 9 | 0
2025 | TVA_2_PJM_ROR | TVA | PJM_ROR | Internal | Summer | B5 | 200 | 500 | 0 | 68.13 | 62.11 | 9 | 0
2025 | TVA_2_PJM_ROR | TVA | PJM_ROR | Internal | Summer | B6 | 300 | 500 | 0 | 53.48 | 53.45 | 9 | 0
2025 | TVA_2_PJM_ROR | TVA | PJM_ROR | Internal | Summer | B7 | 400 | 500 | 0 | 45.14 | 44.49 | 9 | 0
2025 | TVA_2_PJM_ROR | TVA | PJM_ROR | Internal | Summer | B8 | 500 | 500 | 0 | 43.64 | 41.41 | 9 | 0
2025 | TVA_2_PJM_ROR | TVA | PJM_ROR | Internal | Summer | B9 | 800 | 500 | 0 | 41.65 | 38.61 | 9 | 0
2025 | TVA_2_PJM_ROR | TVA | PJM_ROR | Internal | Summer | B10 | 1262 | 500 | 0 | 41.65 | 37.36 | 9 | 0
2025 | TVA_2_PJM_ROR | TVA | PJM_ROR | Internal | Winter | B16 | 25 | 500 | 0 | 78.27 | 72.26 | 9 | 0
2025 | TVA_2_PJM_ROR | TVA | PJM_ROR | Internal | Winter | B17 | 100 | 500 | 0 | 51.43 | 56.15 | 9 | 0
2025 | TVA_2_PJM_ROR | TVA | PJM_ROR | Internal | Winter | B18 | 400 | 500 | 0 | 48.84 | 49.17 | 9 | 0
2025 | TVA_2_PJM_ROR | TVA | PJM_ROR | Internal | Winter | B19 | 700 | 500 | 0 | 48.84 | 45.05 | 9 | 0
2025 | TVA_2_PJM_ROR | TVA | PJM_ROR | Internal | Winter | B20 | 935 | 500 | 0 | 45.37 | 41.57 | 9 | 0
2025 | TVA_2_SOCO | TVA | SOCO | Internal | Shoulder | B11 | 25 | 500 | 500 | 63.89 | 74.61 | 9 | 1.71
2025 | TVA_2_SOCO | TVA | SOCO | Internal | Shoulder | B12 | 200 | 500 | 0 | 48.48 | 50.86 | 9 | 0
2025 | TVA_2_SOCO | TVA | SOCO | Internal | Shoulder | B13 | 600 | 500 | 0 | 46.5 | 46.88 | 9 | 0
2025 | TVA_2_SOCO | TVA | SOCO | Internal | Shoulder | B14 | 900 | 500 | 0 | 46.5 | 46.88 | 9 | 0
2025 | TVA_2_SOCO | TVA | SOCO | Internal | Shoulder | B15 | 1203 | 500 | 0 | 46.14 | 46.88 | 9 | 0
2025 | TVA_2_SOCO | TVA | SOCO | Internal | Summer | B1 | 10 | 500 | 500 | 81.43 | 95.58 | 9 | 5.15
2025 | TVA_2_SOCO | TVA | SOCO | Internal | Summer | B2 | 25 | 500 | 0 | 80.61 | 83.69 | 9 | 0
2025 | TVA_2_SOCO | TVA | SOCO | Internal | Summer | B3 | 75 | 500 | 0 | 74.44 | 78.61 | 9 | 0
2025 | TVA_2_SOCO | TVA | SOCO | Internal | Summer | B4 | 100 | 500 | 0 | 74.13 | 78.23 | 9 | 0
2025 | TVA_2_SOCO | TVA | SOCO | Internal | Summer | B5 | 200 | 500 | 0.09 | 68.13 | 77.11 | 9 | 0
2025 | TVA_2_SOCO | TVA | SOCO | Internal | Summer | B6 | 300 | 500 | 500 | 53.48 | 68.45 | 9 | 5.98
2025 | TVA_2_SOCO | TVA | SOCO | Internal | Summer | B7 | 400 | 500 | 500 | 45.14 | 59.49 | 9 | 5.34
2025 | TVA_2_SOCO | TVA | SOCO | Internal | Summer | B8 | 500 | 500 | 0 | 43.64 | 47.16 | 9 | 0
2025 | TVA_2_SOCO | TVA | SOCO | Internal | Summer | B9 | 800 | 500 | 0 | 41.65 | 45.53 | 9 | 0
2025 | TVA_2_SOCO | TVA | SOCO | Internal | Summer | B10 | 1262 | 500 | 0 | 41.65 | 45.53 | 9 | 0
2025 | TVA_2_SOCO | TVA | SOCO | Internal | Winter | B16 | 25 | 500 | 0 | 78.27 | 83.71 | 9 | 0
2025 | TVA_2_SOCO | TVA | SOCO | Internal | Winter | B17 | 100 | 500 | 0 | 51.43 | 52.15 | 9 | 0
2025 | TVA_2_SOCO | TVA | SOCO | Internal | Winter | B18 | 400 | 500 | 0 | 48.84 | 49.67 | 9 | 0
2025 | TVA_2_SOCO | TVA | SOCO | Internal | Winter | B19 | 700 | 500 | 0 | 48.84 | 49.67 | 9 | 0
2025 | TVA_2_SOCO | TVA | SOCO | Internal | Winter | B20 | 935 | 500 | 0 | 45.37 | 48.98 | 9 | 0
2025 | TVA_2_VACAR | TVA | VACAR | Internal | Shoulder | B11 | 25 | 150 | 0 | 63.89 | 65.87 | 9 | 0
2025 | TVA_2_VACAR | TVA | VACAR | Internal | Shoulder | B12 | 200 | 150 | 0 | 48.48 | 53.34 | 9 | 0
2025 | TVA_2_VACAR | TVA | VACAR | Internal | Shoulder | B13 | 600 | 150 | 0 | 46.5 | 50.12 | 9 | 0
2025 | TVA_2_VACAR | TVA | VACAR | Internal | Shoulder | B14 | 900 | 150 | 0 | 46.5 | 48.21 | 9 | 0
2025 | TVA_2_VACAR | TVA | VACAR | Internal | Shoulder | B15 | 1203 | 150 | 0 | 46.14 | 46.39 | 9 | 0
2025 | TVA_2_VACAR | TVA | VACAR | Internal | Summer | B1 | 10 | 150 | 150 | 81.43 | 95.57 | 9 | 5.14
2025 | TVA_2_VACAR | TVA | VACAR | Internal | Summer | B2 | 25 | 150 | 0 | 80.61 | 80.6 | 9 | 0
2025 | TVA_2_VACAR | TVA | VACAR | Internal | Summer | B3 | 75 | 150 | 0 | 74.44 | 80.6 | 9 | 0
2025 | TVA_2_VACAR | TVA | VACAR | Internal | Summer | B4 | 100 | 150 | 0 | 74.13 | 78.98 | 9 | 0
2025 | TVA_2_VACAR | TVA | VACAR | Internal | Summer | B5 | 200 | 150 | 0 | 68.13 | 70.11 | 9 | 0
2025 | TVA_2_VACAR | TVA | VACAR | Internal | Summer | B6 | 300 | 150 | 0 | 53.48 | 61.45 | 9 | 0
2025 | TVA_2_VACAR | TVA | VACAR | Internal | Summer | B7 | 400 | 150 | 0 | 45.14 | 51.15 | 9 | 0
2025 | TVA_2_VACAR | TVA | VACAR | Internal | Summer | B8 | 500 | 150 | 0 | 43.64 | 47.41 | 9 | 0
2025 | TVA_2_VACAR | TVA | VACAR | Internal | Summer | B9 | 800 | 150 | 0 | 41.65 | 44.61 | 9 | 0
2025 | TVA_2_VACAR | TVA | VACAR | Internal | Summer | B10 | 1262 | 150 | 0 | 41.65 | 44.54 | 9 | 0
2025 | TVA_2_VACAR | TVA | VACAR | Internal | Winter | B16 | 25 | 150 | 150 | 78.27 | 89.08 | 9 | 1.81
2025 | TVA_2_VACAR | TVA | VACAR | Internal | Winter | B17 | 100 | 150 | 150 | 51.43 | 62.15 | 9 | 1.72
2025 | TVA_2_VACAR | TVA | VACAR | Internal | Winter | B18 | 400 | 150 | 0 | 48.84 | 50.54 | 9 | 0
2025 | TVA_2_VACAR | TVA | VACAR | Internal | Winter | B19 | 700 | 150 | 0 | 48.84 | 50.54 | 9 | 0
2025 | TVA_2_VACAR | TVA | VACAR | Internal | Winter | B20 | 935 | 150 | 0 | 45.37 | 50.54 | 9 | 0
2025 | TVA_Transmission_2_ENT | TVA_Transmission | ENT | Internal | Shoulder | B11 | 25 | 3000 | 0 | 65.74 | 69.7 | 9 | 0
2025 | TVA_Transmission_2_ENT | TVA_Transmission | ENT | Internal | Shoulder | B12 | 200 | 3000 | 0 | 52.57 | 46.83 | 9 | 0
2025 | TVA_Transmission_2_ENT | TVA_Transmission | ENT | Internal | Shoulder | B13 | 600 | 3000 | 0 | 49.1 | 46.83 | 9 | 0
2025 | TVA_Transmission_2_ENT | TVA_Transmission | ENT | Internal | Shoulder | B14 | 900 | 3000 | 0 | 47.66 | 46.5 | 9 | 0
2025 | TVA_Transmission_2_ENT | TVA_Transmission | ENT | Internal | Shoulder | B15 | 1203 | 3000 | 0 | 46.13 | 45.75 | 9 | 0
2025 | TVA_Transmission_2_ENT | TVA_Transmission | ENT | Internal | Summer | B1 | 10 | 3000 | 0 | 87.24 | 87.58 | 9 | 0
2025 | TVA_Transmission_2_ENT | TVA_Transmission | ENT | Internal | Summer | B2 | 25 | 3000 | 0 | 80.6 | 75.69 | 9 | 0
2025 | TVA_Transmission_2_ENT | TVA_Transmission | ENT | Internal | Summer | B3 | 75 | 3000 | 0 | 74.43 | 70.61 | 9 | 0
2025 | TVA_Transmission_2_ENT | TVA_Transmission | ENT | Internal | Summer | B4 | 100 | 3000 | 0 | 74.12 | 70.23 | 9 | 0
2025 | TVA_Transmission_2_ENT | TVA_Transmission | ENT | Internal | Summer | B5 | 200 | 3000 | 0 | 68.11 | 68.01 | 9 | 0
2025 | TVA_Transmission_2_ENT | TVA_Transmission | ENT | Internal | Summer | B6 | 300 | 3000 | 0 | 59.45 | 62.48 | 9 | 0
2025 | TVA_Transmission_2_ENT | TVA_Transmission | ENT | Internal | Summer | B7 | 400 | 3000 | 0 | 50.49 | 52.66 | 9 | 0
2025 | TVA_Transmission_2_ENT | TVA_Transmission | ENT | Internal | Summer | B8 | 500 | 3000 | 0 | 45.21 | 45.36 | 9 | 0
2025 | TVA_Transmission_2_ENT | TVA_Transmission | ENT | Internal | Summer | B9 | 800 | 3000 | 0 | 43.14 | 45.36 | 9 | 0
2025 | TVA_Transmission_2_ENT | TVA_Transmission | ENT | Internal | Summer | B10 | 1262 | 3000 | 0 | 42.38 | 43.56 | 9 | 0
2025 | TVA_Transmission_2_ENT | TVA_Transmission | ENT | Internal | Winter | B16 | 25 | 3000 | 0 | 78.26 | 70.26 | 9 | 0
2025 | TVA_Transmission_2_ENT | TVA_Transmission | ENT | Internal | Winter | B17 | 100 | 3000 | 0 | 56.06 | 49.74 | 9 | 0
2025 | TVA_Transmission_2_ENT | TVA_Transmission | ENT | Internal | Winter | B18 | 400 | 3000 | 0 | 51.31 | 49.56 | 9 | 0
2025 | TVA_Transmission_2_ENT | TVA_Transmission | ENT | Internal | Winter | B19 | 700 | 3000 | 0 | 49.63 | 49.38 | 9 | 0
2025 | TVA_Transmission_2_ENT | TVA_Transmission | ENT | Internal | Winter | B20 | 935 | 3000 | 0 | 46.23 | 47.76 | 9 | 0
2025 | TVA_Transmission_2_MISO_MO-IL | TVA_Transmission | MISO_MO-IL | Internal | Shoulder | B11 | 25 | 4000 | 0 | 65.74 | 62.09 | 9 | 0
2025 | TVA_Transmission_2_MISO_MO-IL | TVA_Transmission | MISO_MO-IL | Internal | Shoulder | B12 | 200 | 4000 | 0 | 52.57 | 50.94 | 9 | 0
2025 | TVA_Transmission_2_MISO_MO-IL | TVA_Transmission | MISO_MO-IL | Internal | Shoulder | B13 | 600 | 4000 | 0 | 49.1 | 46.58 | 9 | 0
2025 | TVA_Transmission_2_MISO_MO-IL | TVA_Transmission | MISO_MO-IL | Internal | Shoulder | B14 | 900 | 4000 | 0 | 47.66 | 44.14 | 9 | 0
2025 | TVA_Transmission_2_MISO_MO-IL | TVA_Transmission | MISO_MO-IL | Internal | Shoulder | B15 | 1203 | 4000 | 0 | 46.13 | 41.12 | 9 | 0
2025 | TVA_Transmission_2_MISO_MO-IL | TVA_Transmission | MISO_MO-IL | Internal | Summer | B1 | 10 | 4000 | 0 | 87.24 | 87.57 | 9 | 0
2025 | TVA_Transmission_2_MISO_MO-IL | TVA_Transmission | MISO_MO-IL | Internal | Summer | B2 | 25 | 4000 | 0 | 80.6 | 72.6 | 9 | 0
2025 | TVA_Transmission_2_MISO_MO-IL | TVA_Transmission | MISO_MO-IL | Internal | Summer | B3 | 75 | 4000 | 0 | 74.43 | 68.9 | 9 | 0
2025 | TVA_Transmission_2_MISO_MO-IL | TVA_Transmission | MISO_MO-IL | Internal | Summer | B4 | 100 | 4000 | 0 | 74.12 | 67.79 | 9 | 0
2025 | TVA_Transmission_2_MISO_MO-IL | TVA_Transmission | MISO_MO-IL | Internal | Summer | B5 | 200 | 4000 | 0 | 68.11 | 64.11 | 9 | 0
2025 | TVA_Transmission_2_MISO_MO-IL | TVA_Transmission | MISO_MO-IL | Internal | Summer | B6 | 300 | 4000 | 0 | 59.45 | 54.48 | 9 | 0
2025 | TVA_Transmission_2_MISO_MO-IL | TVA_Transmission | MISO_MO-IL | Internal | Summer | B7 | 400 | 4000 | 0 | 50.49 | 44.83 | 9 | 0
2025 | TVA_Transmission_2_MISO_MO-IL | TVA_Transmission | MISO_MO-IL | Internal | Summer | B8 | 500 | 4000 | 0 | 45.21 | 41.12 | 9 | 0
2025 | TVA_Transmission_2_MISO_MO-IL | TVA_Transmission | MISO_MO-IL | Internal | Summer | B9 | 800 | 4000 | 0 | 43.14 | 40.1 | 9 | 0
2025 | TVA_Transmission_2_MISO_MO-IL | TVA_Transmission | MISO_MO-IL | Internal | Summer | B10 | 1262 | 4000 | 0 | 42.38 | 37.55 | 9 | 0
2025 | TVA_Transmission_2_MISO_MO-IL | TVA_Transmission | MISO_MO-IL | Internal | Winter | B16 | 25 | 4000 | 0 | 78.26 | 70.27 | 9 | 0
2025 | TVA_Transmission_2_MISO_MO-IL | TVA_Transmission | MISO_MO-IL | Internal | Winter | B17 | 100 | 4000 | 0 | 56.06 | 54.15 | 9 | 0
2025 | TVA_Transmission_2_MISO_MO-IL | TVA_Transmission | MISO_MO-IL | Internal | Winter | B18 | 400 | 4000 | 0 | 51.31 | 47.19 | 9 | 0
2025 | TVA_Transmission_2_MISO_MO-IL | TVA_Transmission | MISO_MO-IL | Internal | Winter | B19 | 700 | 4000 | 0 | 49.63 | 43.69 | 9 | 0
2025 | TVA_Transmission_2_MISO_MO-IL | TVA_Transmission | MISO_MO-IL | Internal | Winter | B20 | 935 | 4000 | 0 | 46.23 | 41.12 | 9 | 0
2025 | TVA_Transmission_2_NonRTO_Midwest | TVA_Transmission | NonRTO_Midwest | Internal | Shoulder | B11 | 25 | 700 | 0 | 65.74 | 69.88 | 9 | 0
2025 | TVA_Transmission_2_NonRTO_Midwest | TVA_Transmission | NonRTO_Midwest | Internal | Shoulder | B12 | 200 | 700 | 0 | 52.57 | 58.93 | 9 | 0
2025 | TVA_Transmission_2_NonRTO_Midwest | TVA_Transmission | NonRTO_Midwest | Internal | Shoulder | B13 | 600 | 700 | 0 | 49.1 | 52.67 | 9 | 0
2025 | TVA_Transmission_2_NonRTO_Midwest | TVA_Transmission | NonRTO_Midwest | Internal | Shoulder | B14 | 900 | 700 | 0 | 47.66 | 42.89 | 9 | 0
2025 | TVA_Transmission_2_NonRTO_Midwest | TVA_Transmission | NonRTO_Midwest | Internal | Shoulder | B15 | 1203 | 700 | 0 | 46.13 | 42.89 | 9 | 0
2025 | TVA_Transmission_2_NonRTO_Midwest | TVA_Transmission | NonRTO_Midwest | Internal | Summer | B1 | 10 | 700 | 0 | 87.24 | 79.56 | 9 | 0
2025 | TVA_Transmission_2_NonRTO_Midwest | TVA_Transmission | NonRTO_Midwest | Internal | Summer | B2 | 25 | 700 | 0 | 80.6 | 75.83 | 9 | 0
2025 | TVA_Transmission_2_NonRTO_Midwest | TVA_Transmission | NonRTO_Midwest | Internal | Summer | B3 | 75 | 700 | 0 | 74.43 | 75.83 | 9 | 0
2025 | TVA_Transmission_2_NonRTO_Midwest | TVA_Transmission | NonRTO_Midwest | Internal | Summer | B4 | 100 | 700 | 0 | 74.12 | 75.77 | 9 | 0
2025 | TVA_Transmission_2_NonRTO_Midwest | TVA_Transmission | NonRTO_Midwest | Internal | Summer | B5 | 200 | 700 | 0 | 68.11 | 72.1 | 9 | 0
2025 | TVA_Transmission_2_NonRTO_Midwest | TVA_Transmission | NonRTO_Midwest | Internal | Summer | B6 | 300 | 700 | 0 | 59.45 | 61.91 | 9 | 0
2025 | TVA_Transmission_2_NonRTO_Midwest | TVA_Transmission | NonRTO_Midwest | Internal | Summer | B7 | 400 | 700 | 0 | 50.49 | 49.94 | 9 | 0
2025 | TVA_Transmission_2_NonRTO_Midwest | TVA_Transmission | NonRTO_Midwest | Internal | Summer | B8 | 500 | 700 | 0 | 45.21 | 41.51 | 9 | 0
2025 | TVA_Transmission_2_NonRTO_Midwest | TVA_Transmission | NonRTO_Midwest | Internal | Summer | B9 | 800 | 700 | 0 | 43.14 | 41.51 | 9 | 0
2025 | TVA_Transmission_2_NonRTO_Midwest | TVA_Transmission | NonRTO_Midwest | Internal | Summer | B10 | 1262 | 700 | 0 | 42.38 | 37.13 | 9 | 0
2025 | TVA_Transmission_2_NonRTO_Midwest | TVA_Transmission | NonRTO_Midwest | Internal | Winter | B16 | 25 | 700 | 0 | 78.26 | 78.26 | 9 | 0
2025 | TVA_Transmission_2_NonRTO_Midwest | TVA_Transmission | NonRTO_Midwest | Internal | Winter | B17 | 100 | 700 | 0 | 56.06 | 62.13 | 9 | 0
2025 | TVA_Transmission_2_NonRTO_Midwest | TVA_Transmission | NonRTO_Midwest | Internal | Winter | B18 | 400 | 700 | 0 | 51.31 | 55.17 | 9 | 0
2025 | TVA_Transmission_2_NonRTO_Midwest | TVA_Transmission | NonRTO_Midwest | Internal | Winter | B19 | 700 | 700 | 0 | 49.63 | 45.52 | 9 | 0
2025 | TVA_Transmission_2_NonRTO_Midwest | TVA_Transmission | NonRTO_Midwest | Internal | Winter | B20 | 935 | 700 | 0 | 46.23 | 40.37 | 9 | 0
2025 | TVA_Transmission_2_PJM_ROR | TVA_Transmission | PJM_ROR | Internal | Shoulder | B11 | 25 | 2000 | 0 | 65.74 | 59.87 | 9 | 0
2025 | TVA_Transmission_2_PJM_ROR | TVA_Transmission | PJM_ROR | Internal | Shoulder | B12 | 200 | 2000 | 0 | 52.57 | 52.17 | 9 | 0
2025 | TVA_Transmission_2_PJM_ROR | TVA_Transmission | PJM_ROR | Internal | Shoulder | B13 | 600 | 2000 | 0 | 49.1 | 46.12 | 9 | 0
2025 | TVA_Transmission_2_PJM_ROR | TVA_Transmission | PJM_ROR | Internal | Shoulder | B14 | 900 | 2000 | 0 | 47.66 | 43.84 | 9 | 0
2025 | TVA_Transmission_2_PJM_ROR | TVA_Transmission | PJM_ROR | Internal | Shoulder | B15 | 1203 | 2000 | 0 | 46.13 | 40.13 | 9 | 0
2025 | TVA_Transmission_2_PJM_ROR | TVA_Transmission | PJM_ROR | Internal | Summer | B1 | 10 | 2000 | 0 | 87.24 | 89.57 | 9 | 0
2025 | TVA_Transmission_2_PJM_ROR | TVA_Transmission | PJM_ROR | Internal | Summer | B2 | 25 | 2000 | 0 | 80.6 | 74.6 | 9 | 0
2025 | TVA_Transmission_2_PJM_ROR | TVA_Transmission | PJM_ROR | Internal | Summer | B3 | 75 | 2000 | 0 | 74.43 | 68.43 | 9 | 0
2025 | TVA_Transmission_2_PJM_ROR | TVA_Transmission | PJM_ROR | Internal | Summer | B4 | 100 | 2000 | 0 | 74.12 | 68.12 | 9 | 0
2025 | TVA_Transmission_2_PJM_ROR | TVA_Transmission | PJM_ROR | Internal | Summer | B5 | 200 | 2000 | 0 | 68.11 | 62.11 | 9 | 0
2025 | TVA_Transmission_2_PJM_ROR | TVA_Transmission | PJM_ROR | Internal | Summer | B6 | 300 | 2000 | 0 | 59.45 | 53.45 | 9 | 0
2025 | TVA_Transmission_2_PJM_ROR | TVA_Transmission | PJM_ROR | Internal | Summer | B7 | 400 | 2000 | 0 | 50.49 | 44.49 | 9 | 0
2025 | TVA_Transmission_2_PJM_ROR | TVA_Transmission | PJM_ROR | Internal | Summer | B8 | 500 | 2000 | 0 | 45.21 | 41.41 | 9 | 0
2025 | TVA_Transmission_2_PJM_ROR | TVA_Transmission | PJM_ROR | Internal | Summer | B9 | 800 | 2000 | 0 | 43.14 | 38.61 | 9 | 0
2025 | TVA_Transmission_2_PJM_ROR | TVA_Transmission | PJM_ROR | Internal | Summer | B10 | 1262 | 2000 | 0 | 42.38 | 37.36 | 9 | 0
2025 | TVA_Transmission_2_PJM_ROR | TVA_Transmission | PJM_ROR | Internal | Winter | B16 | 25 | 2000 | 0 | 78.26 | 72.26 | 9 | 0
2025 | TVA_Transmission_2_PJM_ROR | TVA_Transmission | PJM_ROR | Internal | Winter | B17 | 100 | 2000 | 0 | 56.06 | 56.15 | 9 | 0
2025 | TVA_Transmission_2_PJM_ROR | TVA_Transmission | PJM_ROR | Internal | Winter | B18 | 400 | 2000 | 0 | 51.31 | 49.17 | 9 | 0
2025 | TVA_Transmission_2_PJM_ROR | TVA_Transmission | PJM_ROR | Internal | Winter | B19 | 700 | 2000 | 0 | 49.63 | 45.05 | 9 | 0
2025 | TVA_Transmission_2_PJM_ROR | TVA_Transmission | PJM_ROR | Internal | Winter | B20 | 935 | 2000 | 0 | 46.23 | 41.57 | 9 | 0
2025 | TVA_Transmission_2_SOCO | TVA_Transmission | SOCO | Internal | Shoulder | B11 | 25 | 3200 | 0.06 | 65.74 | 74.61 | 9 | 0
2025 | TVA_Transmission_2_SOCO | TVA_Transmission | SOCO | Internal | Shoulder | B12 | 200 | 3200 | 0 | 52.57 | 50.86 | 9 | 0
2025 | TVA_Transmission_2_SOCO | TVA_Transmission | SOCO | Internal | Shoulder | B13 | 600 | 3200 | 0 | 49.1 | 46.88 | 9 | 0
2025 | TVA_Transmission_2_SOCO | TVA_Transmission | SOCO | Internal | Shoulder | B14 | 900 | 3200 | 0 | 47.66 | 46.88 | 9 | 0
2025 | TVA_Transmission_2_SOCO | TVA_Transmission | SOCO | Internal | Shoulder | B15 | 1203 | 3200 | 0 | 46.13 | 46.88 | 9 | 0
2025 | TVA_Transmission_2_SOCO | TVA_Transmission | SOCO | Internal | Summer | B1 | 10 | 3200 | 0.03 | 87.24 | 95.58 | 9 | 0
2025 | TVA_Transmission_2_SOCO | TVA_Transmission | SOCO | Internal | Summer | B2 | 25 | 3200 | 0 | 80.6 | 83.69 | 9 | 0
2025 | TVA_Transmission_2_SOCO | TVA_Transmission | SOCO | Internal | Summer | B3 | 75 | 3200 | 0 | 74.43 | 78.61 | 9 | 0
2025 | TVA_Transmission_2_SOCO | TVA_Transmission | SOCO | Internal | Summer | B4 | 100 | 3200 | 0 | 74.12 | 78.23 | 9 | 0
2025 | TVA_Transmission_2_SOCO | TVA_Transmission | SOCO | Internal | Summer | B5 | 200 | 3200 | 232.02 | 68.11 | 77.11 | 9 | 0
2025 | TVA_Transmission_2_SOCO | TVA_Transmission | SOCO | Internal | Summer | B6 | 300 | 3200 | 1460.11 | 59.45 | 68.45 | 9 | 0
2025 | TVA_Transmission_2_SOCO | TVA_Transmission | SOCO | Internal | Summer | B7 | 400 | 3200 | 1881.86 | 50.49 | 59.49 | 9 | 0
2025 | TVA_Transmission_2_SOCO | TVA_Transmission | SOCO | Internal | Summer | B8 | 500 | 3200 | 0 | 45.21 | 47.16 | 9 | 0
2025 | TVA_Transmission_2_SOCO | TVA_Transmission | SOCO | Internal | Summer | B9 | 800 | 3200 | 0 | 43.14 | 45.53 | 9 | 0
2025 | TVA_Transmission_2_SOCO | TVA_Transmission | SOCO | Internal | Summer | B10 | 1262 | 3200 | 0 | 42.38 | 45.53 | 9 | 0
2025 | TVA_Transmission_2_SOCO | TVA_Transmission | SOCO | Internal | Winter | B16 | 25 | 3200 | 0 | 78.26 | 83.71 | 9 | 0
2025 | TVA_Transmission_2_SOCO | TVA_Transmission | SOCO | Internal | Winter | B17 | 100 | 3200 | 0 | 56.06 | 52.15 | 9 | 0
2025 | TVA_Transmission_2_SOCO | TVA_Transmission | SOCO | Internal | Winter | B18 | 400 | 3200 | 0 | 51.31 | 49.67 | 9 | 0
2025 | TVA_Transmission_2_SOCO | TVA_Transmission | SOCO | Internal | Winter | B19 | 700 | 3200 | 0 | 49.63 | 49.67 | 9 | 0
2025 | TVA_Transmission_2_SOCO | TVA_Transmission | SOCO | Internal | Winter | B20 | 935 | 3200 | 0 | 46.23 | 48.98 | 9 | 0
2025 | TVA_Transmission_2_TVA | TVA_Transmission | TVA | Internal | Shoulder | B11 | 25 | 99999 | 0 | 65.74 | 63.89 | 0.01 | 0
2025 | TVA_Transmission_2_TVA | TVA_Transmission | TVA | Internal | Shoulder | B12 | 200 | 99999 | 0 | 52.57 | 48.48 | 0.01 | 0
2025 | TVA_Transmission_2_TVA | TVA_Transmission | TVA | Internal | Shoulder | B13 | 600 | 99999 | 0 | 49.1 | 46.5 | 0.01 | 0
2025 | TVA_Transmission_2_TVA | TVA_Transmission | TVA | Internal | Shoulder | B14 | 900 | 99999 | 0 | 47.66 | 46.5 | 0.01 | 0
2025 | TVA_Transmission_2_TVA | TVA_Transmission | TVA | Internal | Shoulder | B15 | 1203 | 99999 | 282.74 | 46.13 | 46.14 | 0.01 | 0
2025 | TVA_Transmission_2_TVA | TVA_Transmission | TVA | Internal | Summer | B1 | 10 | 99999 | 0 | 87.24 | 81.43 | 0.01 | 0
2025 | TVA_Transmission_2_TVA | TVA_Transmission | TVA | Internal | Summer | B2 | 25 | 99999 | 2231.41 | 80.6 | 80.61 | 0.01 | 0
2025 | TVA_Transmission_2_TVA | TVA_Transmission | TVA | Internal | Summer | B3 | 75 | 99999 | 276.23 | 74.43 | 74.44 | 0.01 | 0
2025 | TVA_Transmission_2_TVA | TVA_Transmission | TVA | Internal | Summer | B4 | 100 | 99999 | 1046.38 | 74.12 | 74.13 | 0.01 | 0
2025 | TVA_Transmission_2_TVA | TVA_Transmission | TVA | Internal | Summer | B5 | 200 | 99999 | 329.93 | 68.11 | 68.13 | 0.01 | 0
2025 | TVA_Transmission_2_TVA | TVA_Transmission | TVA | Internal | Summer | B6 | 300 | 99999 | 0 | 59.45 | 53.48 | 0.01 | 0
2025 | TVA_Transmission_2_TVA | TVA_Transmission | TVA | Internal | Summer | B7 | 400 | 99999 | 0 | 50.49 | 45.14 | 0.01 | 0
2025 | TVA_Transmission_2_TVA | TVA_Transmission | TVA | Internal | Summer | B8 | 500 | 99999 | 0 | 45.21 | 43.64 | 0.01 | 0
2025 | TVA_Transmission_2_TVA | TVA_Transmission | TVA | Internal | Summer | B9 | 800 | 99999 | 0 | 43.14 | 41.65 | 0.01 | 0
2025 | TVA_Transmission_2_TVA | TVA_Transmission | TVA | Internal | Summer | B10 | 1262 | 99999 | 0 | 42.38 | 41.65 | 0.01 | 0
2025 | TVA_Transmission_2_TVA | TVA_Transmission | TVA | Internal | Winter | B16 | 25 | 99999 | 509.47 | 78.26 | 78.27 | 0.01 | 0
2025 | TVA_Transmission_2_TVA | TVA_Transmission | TVA | Internal | Winter | B17 | 100 | 99999 | 0 | 56.06 | 51.43 | 0.01 | 0
2025 | TVA_Transmission_2_TVA | TVA_Transmission | TVA | Internal | Winter | B18 | 400 | 99999 | 0 | 51.31 | 48.84 | 0.01 | 0
2025 | TVA_Transmission_2_TVA | TVA_Transmission | TVA | Internal | Winter | B19 | 700 | 99999 | 0 | 49.63 | 48.84 | 0.01 | 0
2025 | TVA_Transmission_2_TVA | TVA_Transmission | TVA | Internal | Winter | B20 | 935 | 99999 | 0 | 46.23 | 45.37 | 0.01 | 0
2025 | TVA_Transmission_2_VACAR | TVA_Transmission | VACAR | Internal | Shoulder | B11 | 25 | 900 | 0 | 65.74 | 65.87 | 9 | 0
2025 | TVA_Transmission_2_VACAR | TVA_Transmission | VACAR | Internal | Shoulder | B12 | 200 | 900 | 0 | 52.57 | 53.34 | 9 | 0
2025 | TVA_Transmission_2_VACAR | TVA_Transmission | VACAR | Internal | Shoulder | B13 | 600 | 900 | 0 | 49.1 | 50.12 | 9 | 0
2025 | TVA_Transmission_2_VACAR | TVA_Transmission | VACAR | Internal | Shoulder | B14 | 900 | 900 | 0 | 47.66 | 48.21 | 9 | 0
2025 | TVA_Transmission_2_VACAR | TVA_Transmission | VACAR | Internal | Shoulder | B15 | 1203 | 900 | 0 | 46.13 | 46.39 | 9 | 0
2025 | TVA_Transmission_2_VACAR | TVA_Transmission | VACAR | Internal | Summer | B1 | 10 | 900 | 0.03 | 87.24 | 95.57 | 9 | 0
2025 | TVA_Transmission_2_VACAR | TVA_Transmission | VACAR | Internal | Summer | B2 | 25 | 900 | 0 | 80.6 | 80.6 | 9 | 0
2025 | TVA_Transmission_2_VACAR | TVA_Transmission | VACAR | Internal | Summer | B3 | 75 | 900 | 0 | 74.43 | 80.6 | 9 | 0
2025 | TVA_Transmission_2_VACAR | TVA_Transmission | VACAR | Internal | Summer | B4 | 100 | 900 | 0 | 74.12 | 78.98 | 9 | 0
2025 | TVA_Transmission_2_VACAR | TVA_Transmission | VACAR | Internal | Summer | B5 | 200 | 900 | 0 | 68.11 | 70.11 | 9 | 0
2025 | TVA_Transmission_2_VACAR | TVA_Transmission | VACAR | Internal | Summer | B6 | 300 | 900 | 0 | 59.45 | 61.45 | 9 | 0
2025 | TVA_Transmission_2_VACAR | TVA_Transmission | VACAR | Internal | Summer | B7 | 400 | 900 | 0 | 50.49 | 51.15 | 9 | 0
2025 | TVA_Transmission_2_VACAR | TVA_Transmission | VACAR | Internal | Summer | B8 | 500 | 900 | 0 | 45.21 | 47.41 | 9 | 0
2025 | TVA_Transmission_2_VACAR | TVA_Transmission | VACAR | Internal | Summer | B9 | 800 | 900 | 0 | 43.14 | 44.61 | 9 | 0
2025 | TVA_Transmission_2_VACAR | TVA_Transmission | VACAR | Internal | Summer | B10 | 1262 | 900 | 0 | 42.38 | 44.54 | 9 | 0
2025 | TVA_Transmission_2_VACAR | TVA_Transmission | VACAR | Internal | Winter | B16 | 25 | 900 | 900 | 78.26 | 89.08 | 9 | 1.83
2025 | TVA_Transmission_2_VACAR | TVA_Transmission | VACAR | Internal | Winter | B17 | 100 | 900 | 0 | 56.06 | 62.15 | 9 | 0
2025 | TVA_Transmission_2_VACAR | TVA_Transmission | VACAR | Internal | Winter | B18 | 400 | 900 | 0 | 51.31 | 50.54 | 9 | 0
2025 | TVA_Transmission_2_VACAR | TVA_Transmission | VACAR | Internal | Winter | B19 | 700 | 900 | 0 | 49.63 | 50.54 | 9 | 0
2025 | TVA_Transmission_2_VACAR | TVA_Transmission | VACAR | Internal | Winter | B20 | 935 | 900 | 0 | 46.23 | 50.54 | 9 | 0
2025 | VACAR_2_PJM_ROR | VACAR | PJM_ROR | Internal | Shoulder | B11 | 25 | 2000 | 0 | 65.87 | 59.87 | 7 | 0
2025 | VACAR_2_PJM_ROR | VACAR | PJM_ROR | Internal | Shoulder | B12 | 200 | 2000 | 0 | 53.34 | 52.17 | 7 | 0
2025 | VACAR_2_PJM_ROR | VACAR | PJM_ROR | Internal | Shoulder | B13 | 600 | 2000 | 0 | 50.12 | 46.12 | 7 | 0
2025 | VACAR_2_PJM_ROR | VACAR | PJM_ROR | Internal | Shoulder | B14 | 900 | 2000 | 0 | 48.21 | 43.84 | 7 | 0
2025 | VACAR_2_PJM_ROR | VACAR | PJM_ROR | Internal | Shoulder | B15 | 1203 | 2000 | 0 | 46.39 | 40.13 | 7 | 0
2025 | VACAR_2_PJM_ROR | VACAR | PJM_ROR | Internal | Summer | B1 | 10 | 2000 | 0 | 95.57 | 89.57 | 7 | 0
2025 | VACAR_2_PJM_ROR | VACAR | PJM_ROR | Internal | Summer | B2 | 25 | 2000 | 0 | 80.6 | 74.6 | 7 | 0
2025 | VACAR_2_PJM_ROR | VACAR | PJM_ROR | Internal | Summer | B3 | 75 | 2000 | 0 | 80.6 | 68.43 | 7 | 0
2025 | VACAR_2_PJM_ROR | VACAR | PJM_ROR | Internal | Summer | B4 | 100 | 2000 | 0 | 78.98 | 68.12 | 7 | 0
2025 | VACAR_2_PJM_ROR | VACAR | PJM_ROR | Internal | Summer | B5 | 200 | 2000 | 0 | 70.11 | 62.11 | 7 | 0
2025 | VACAR_2_PJM_ROR | VACAR | PJM_ROR | Internal | Summer | B6 | 300 | 2000 | 0 | 61.45 | 53.45 | 7 | 0
2025 | VACAR_2_PJM_ROR | VACAR | PJM_ROR | Internal | Summer | B7 | 400 | 2000 | 0 | 51.15 | 44.49 | 7 | 0
2025 | VACAR_2_PJM_ROR | VACAR | PJM_ROR | Internal | Summer | B8 | 500 | 2000 | 0 | 47.41 | 41.41 | 7 | 0
2025 | VACAR_2_PJM_ROR | VACAR | PJM_ROR | Internal | Summer | B9 | 800 | 2000 | 0 | 44.61 | 38.61 | 7 | 0
2025 | VACAR_2_PJM_ROR | VACAR | PJM_ROR | Internal | Summer | B10 | 1262 | 2000 | 0 | 44.54 | 37.36 | 7 | 0
2025 | VACAR_2_PJM_ROR | VACAR | PJM_ROR | Internal | Winter | B16 | 25 | 2000 | 0 | 89.08 | 72.26 | 7 | 0
2025 | VACAR_2_PJM_ROR | VACAR | PJM_ROR | Internal | Winter | B17 | 100 | 2000 | 0 | 62.15 | 56.15 | 7 | 0
2025 | VACAR_2_PJM_ROR | VACAR | PJM_ROR | Internal | Winter | B18 | 400 | 2000 | 0 | 50.54 | 49.17 | 7 | 0
2025 | VACAR_2_PJM_ROR | VACAR | PJM_ROR | Internal | Winter | B19 | 700 | 2000 | 0 | 50.54 | 45.05 | 7 | 0
2025 | VACAR_2_PJM_ROR | VACAR | PJM_ROR | Internal | Winter | B20 | 935 | 2000 | 0 | 50.54 | 41.57 | 7 | 0
2025 | VACAR_2_SOCO | VACAR | SOCO | Internal | Shoulder | B11 | 25 | 3000 | 3000 | 65.87 | 74.61 | 7 | 1.74
2025 | VACAR_2_SOCO | VACAR | SOCO | Internal | Shoulder | B12 | 200 | 3000 | 0 | 53.34 | 50.86 | 7 | 0
2025 | VACAR_2_SOCO | VACAR | SOCO | Internal | Shoulder | B13 | 600 | 3000 | 0 | 50.12 | 46.88 | 7 | 0
2025 | VACAR_2_SOCO | VACAR | SOCO | Internal | Shoulder | B14 | 900 | 3000 | 0 | 48.21 | 46.88 | 7 | 0
2025 | VACAR_2_SOCO | VACAR | SOCO | Internal | Shoulder | B15 | 1203 | 3000 | 0 | 46.39 | 46.88 | 7 | 0
2025 | VACAR_2_SOCO | VACAR | SOCO | Internal | Summer | B1 | 10 | 3000 | 0 | 95.57 | 95.58 | 7 | 0
2025 | VACAR_2_SOCO | VACAR | SOCO | Internal | Summer | B2 | 25 | 3000 | 0 | 80.6 | 83.69 | 7 | 0
2025 | VACAR_2_SOCO | VACAR | SOCO | Internal | Summer | B3 | 75 | 3000 | 0 | 80.6 | 78.61 | 7 | 0
2025 | VACAR_2_SOCO | VACAR | SOCO | Internal | Summer | B4 | 100 | 3000 | 0 | 78.98 | 78.23 | 7 | 0
2025 | VACAR_2_SOCO | VACAR | SOCO | Internal | Summer | B5 | 200 | 3000 | 471.3 | 70.11 | 77.11 | 7 | 0
2025 | VACAR_2_SOCO | VACAR | SOCO | Internal | Summer | B6 | 300 | 3000 | 555.89 | 61.45 | 68.45 | 7 | 0
2025 | VACAR_2_SOCO | VACAR | SOCO | Internal | Summer | B7 | 400 | 3000 | 3000 | 51.15 | 59.49 | 7 | 1.34
2025 | VACAR_2_SOCO | VACAR | SOCO | Internal | Summer | B8 | 500 | 3000 | 0 | 47.41 | 47.16 | 7 | 0
2025 | VACAR_2_SOCO | VACAR | SOCO | Internal | Summer | B9 | 800 | 3000 | 0 | 44.61 | 45.53 | 7 | 0
2025 | VACAR_2_SOCO | VACAR | SOCO | Internal | Summer | B10 | 1262 | 3000 | 0 | 44.54 | 45.53 | 7 | 0
2025 | VACAR_2_SOCO | VACAR | SOCO | Internal | Winter | B16 | 25 | 3000 | 0 | 89.08 | 83.71 | 7 | 0
2025 | VACAR_2_SOCO | VACAR | SOCO | Internal | Winter | B17 | 100 | 3000 | 0 | 62.15 | 52.15 | 7 | 0
2025 | VACAR_2_SOCO | VACAR | SOCO | Internal | Winter | B18 | 400 | 3000 | 0 | 50.54 | 49.67 | 7 | 0
2025 | VACAR_2_SOCO | VACAR | SOCO | Internal | Winter | B19 | 700 | 3000 | 0 | 50.54 | 49.67 | 7 | 0
2025 | VACAR_2_SOCO | VACAR | SOCO | Internal | Winter | B20 | 935 | 3000 | 0 | 50.54 | 48.98 | 7 | 0
2025 | VACAR_2_TVA_Transmission | VACAR | TVA_Transmission | Internal | Shoulder | B11 | 25 | 900 | 0 | 65.87 | 65.74 | 7 | 0
2025 | VACAR_2_TVA_Transmission | VACAR | TVA_Transmission | Internal | Shoulder | B12 | 200 | 900 | 0 | 53.34 | 52.57 | 7 | 0
2025 | VACAR_2_TVA_Transmission | VACAR | TVA_Transmission | Internal | Shoulder | B13 | 600 | 900 | 0 | 50.12 | 49.1 | 7 | 0
2025 | VACAR_2_TVA_Transmission | VACAR | TVA_Transmission | Internal | Shoulder | B14 | 900 | 900 | 0 | 48.21 | 47.66 | 7 | 0
2025 | VACAR_2_TVA_Transmission | VACAR | TVA_Transmission | Internal | Shoulder | B15 | 1203 | 900 | 0 | 46.39 | 46.13 | 7 | 0
2025 | VACAR_2_TVA_Transmission | VACAR | TVA_Transmission | Internal | Summer | B1 | 10 | 900 | 0 | 95.57 | 87.24 | 7 | 0
2025 | VACAR_2_TVA_Transmission | VACAR | TVA_Transmission | Internal | Summer | B2 | 25 | 900 | 0 | 80.6 | 80.6 | 7 | 0
2025 | VACAR_2_TVA_Transmission | VACAR | TVA_Transmission | Internal | Summer | B3 | 75 | 900 | 0 | 80.6 | 74.43 | 7 | 0
2025 | VACAR_2_TVA_Transmission | VACAR | TVA_Transmission | Internal | Summer | B4 | 100 | 900 | 0 | 78.98 | 74.12 | 7 | 0
2025 | VACAR_2_TVA_Transmission | VACAR | TVA_Transmission | Internal | Summer | B5 | 200 | 900 | 0 | 70.11 | 68.11 | 7 | 0
2025 | VACAR_2_TVA_Transmission | VACAR | TVA_Transmission | Internal | Summer | B6 | 300 | 900 | 0 | 61.45 | 59.45 | 7 | 0
2025 | VACAR_2_TVA_Transmission | VACAR | TVA_Transmission | Internal | Summer | B7 | 400 | 900 | 0 | 51.15 | 50.49 | 7 | 0
2025 | VACAR_2_TVA_Transmission | VACAR | TVA_Transmission | Internal | Summer | B8 | 500 | 900 | 0 | 47.41 | 45.21 | 7 | 0
2025 | VACAR_2_TVA_Transmission | VACAR | TVA_Transmission | Internal | Summer | B9 | 800 | 900 | 0 | 44.61 | 43.14 | 7 | 0
2025 | VACAR_2_TVA_Transmission | VACAR | TVA_Transmission | Internal | Summer | B10 | 1262 | 900 | 0 | 44.54 | 42.38 | 7 | 0
2025 | VACAR_2_TVA_Transmission | VACAR | TVA_Transmission | Internal | Winter | B16 | 25 | 900 | 0 | 89.08 | 78.26 | 7 | 0
2025 | VACAR_2_TVA_Transmission | VACAR | TVA_Transmission | Internal | Winter | B17 | 100 | 900 | 0 | 62.15 | 56.06 | 7 | 0
2025 | VACAR_2_TVA_Transmission | VACAR | TVA_Transmission | Internal | Winter | B18 | 400 | 900 | 0 | 50.54 | 51.31 | 7 | 0
2025 | VACAR_2_TVA_Transmission | VACAR | TVA_Transmission | Internal | Winter | B19 | 700 | 900 | 0 | 50.54 | 49.63 | 7 | 0
2025 | VACAR_2_TVA_Transmission | VACAR | TVA_Transmission | Internal | Winter | B20 | 935 | 900 | 0 | 50.54 | 46.23 | 7 | 0
2030 | ENT_2_MISO_MO-IL | ENT | MISO_MO-IL | Internal | Shoulder | B11 | 25 | 2260 | 0 | 70.92 | 77.6 | 8 | 0
2030 | ENT_2_MISO_MO-IL | ENT | MISO_MO-IL | Internal | Shoulder | B12 | 200 | 2260 | 688.16 | 50.17 | 58.17 | 8 | 0
2030 | ENT_2_MISO_MO-IL | ENT | MISO_MO-IL | Internal | Shoulder | B13 | 600 | 2260 | 0 | 50.17 | 50.85 | 8 | 0
2030 | ENT_2_MISO_MO-IL | ENT | MISO_MO-IL | Internal | Shoulder | B14 | 900 | 2260 | 0 | 49.81 | 47.43 | 8 | 0
2030 | ENT_2_MISO_MO-IL | ENT | MISO_MO-IL | Internal | Shoulder | B15 | 1203 | 2260 | 0 | 48.17 | 42.36 | 8 | 0
2030 | ENT_2_MISO_MO-IL | ENT | MISO_MO-IL | Internal | Summer | B1 | 10 | 2260 | 502.01 | 89.55 | 97.55 | 8 | 0
2030 | ENT_2_MISO_MO-IL | ENT | MISO_MO-IL | Internal | Summer | B2 | 25 | 2260 | 0 | 80.73 | 81.75 | 8 | 0
2030 | ENT_2_MISO_MO-IL | ENT | MISO_MO-IL | Internal | Summer | B3 | 75 | 2260 | 0 | 75.67 | 75.8 | 8 | 0
2030 | ENT_2_MISO_MO-IL | ENT | MISO_MO-IL | Internal | Summer | B4 | 100 | 2260 | 0 | 74.07 | 74.62 | 8 | 0
2030 | ENT_2_MISO_MO-IL | ENT | MISO_MO-IL | Internal | Summer | B5 | 200 | 2260 | 0 | 72.59 | 70.79 | 8 | 0
2030 | ENT_2_MISO_MO-IL | ENT | MISO_MO-IL | Internal | Summer | B6 | 300 | 2260 | 0 | 68.6 | 60.6 | 8 | 0
2030 | ENT_2_MISO_MO-IL | ENT | MISO_MO-IL | Internal | Summer | B7 | 400 | 2260 | 0 | 50.77 | 47.77 | 8 | 0
2030 | ENT_2_MISO_MO-IL | ENT | MISO_MO-IL | Internal | Summer | B8 | 500 | 2260 | 0 | 48.58 | 44.01 | 8 | 0
2030 | ENT_2_MISO_MO-IL | ENT | MISO_MO-IL | Internal | Summer | B9 | 800 | 2260 | 0 | 48.23 | 40.77 | 8 | 0
2030 | ENT_2_MISO_MO-IL | ENT | MISO_MO-IL | Internal | Summer | B10 | 1262 | 2260 | 0 | 46.65 | 40.63 | 8 | 0
2030 | ENT_2_MISO_MO-IL | ENT | MISO_MO-IL | Internal | Winter | B16 | 25 | 2260 | 0 | 75.36 | 77.57 | 8 | 0
2030 | ENT_2_MISO_MO-IL | ENT | MISO_MO-IL | Internal | Winter | B17 | 100 | 2260 | 0 | 53.3 | 60.34 | 8 | 0
2030 | ENT_2_MISO_MO-IL | ENT | MISO_MO-IL | Internal | Winter | B18 | 400 | 2260 | 0 | 52.92 | 52.8 | 8 | 0
2030 | ENT_2_MISO_MO-IL | ENT | MISO_MO-IL | Internal | Winter | B19 | 700 | 2260 | 0 | 51.86 | 47.57 | 8 | 0
2030 | ENT_2_MISO_MO-IL | ENT | MISO_MO-IL | Internal | Winter | B20 | 935 | 2260 | 0 | 51.17 | 44.33 | 8 | 0
2030 | ENT_2_SOCO | ENT | SOCO | Internal | Shoulder | B11 | 25 | 2000 | 288.87 | 70.92 | 78.92 | 8 | 0
2030 | ENT_2_SOCO | ENT | SOCO | Internal | Shoulder | B12 | 200 | 2000 | 0 | 50.17 | 50.12 | 8 | 0
2030 | ENT_2_SOCO | ENT | SOCO | Internal | Shoulder | B13 | 600 | 2000 | 0 | 50.17 | 50.12 | 8 | 0
2030 | ENT_2_SOCO | ENT | SOCO | Internal | Shoulder | B14 | 900 | 2000 | 0 | 49.81 | 50.12 | 8 | 0
2030 | ENT_2_SOCO | ENT | SOCO | Internal | Shoulder | B15 | 1203 | 2000 | 0 | 48.17 | 46.83 | 8 | 0
2030 | ENT_2_SOCO | ENT | SOCO | Internal | Summer | B1 | 10 | 2000 | 1652.09 | 89.55 | 97.55 | 8 | 0
2030 | ENT_2_SOCO | ENT | SOCO | Internal | Summer | B2 | 25 | 2000 | 149.55 | 80.73 | 88.73 | 8 | 0
2030 | ENT_2_SOCO | ENT | SOCO | Internal | Summer | B3 | 75 | 2000 | 1278.15 | 75.67 | 83.67 | 8 | 0
2030 | ENT_2_SOCO | ENT | SOCO | Internal | Summer | B4 | 100 | 2000 | 727.24 | 74.07 | 82.07 | 8 | 0
2030 | ENT_2_SOCO | ENT | SOCO | Internal | Summer | B5 | 200 | 2000 | 2000 | 72.59 | 82.07 | 8 | 1.48
2030 | ENT_2_SOCO | ENT | SOCO | Internal | Summer | B6 | 300 | 2000 | 0 | 68.6 | 71.23 | 8 | 0
2030 | ENT_2_SOCO | ENT | SOCO | Internal | Summer | B7 | 400 | 2000 | 486.96 | 50.77 | 58.77 | 8 | 0
2030 | ENT_2_SOCO | ENT | SOCO | Internal | Summer | B8 | 500 | 2000 | 0 | 48.58 | 48.64 | 8 | 0
2030 | ENT_2_SOCO | ENT | SOCO | Internal | Summer | B9 | 800 | 2000 | 0 | 48.23 | 48.64 | 8 | 0
2030 | ENT_2_SOCO | ENT | SOCO | Internal | Summer | B10 | 1262 | 2000 | 0 | 46.65 | 46.52 | 8 | 0
2030 | ENT_2_SOCO | ENT | SOCO | Internal | Winter | B16 | 25 | 2000 | 1999.99 | 75.36 | 84.72 | 8 | 1.36
2030 | ENT_2_SOCO | ENT | SOCO | Internal | Winter | B17 | 100 | 2000 | 0 | 53.3 | 55.08 | 8 | 0
2030 | ENT_2_SOCO | ENT | SOCO | Internal | Winter | B18 | 400 | 2000 | 0 | 52.92 | 53.17 | 8 | 0
2030 | ENT_2_SOCO | ENT | SOCO | Internal | Winter | B19 | 700 | 2000 | 0 | 51.86 | 53.17 | 8 | 0
2030 | ENT_2_SOCO | ENT | SOCO | Internal | Winter | B20 | 935 | 2000 | 0 | 51.17 | 48.82 | 8 | 0
2030 | ENT_2_SPP_N | ENT | SPP_N | Internal | Shoulder | B11 | 25 | 1300 | 164.15 | 70.92 | 78.92 | 8 | 0
2030 | ENT_2_SPP_N | ENT | SPP_N | Internal | Shoulder | B12 | 200 | 1300 | 0 | 50.17 | 53.17 | 8 | 0
2030 | ENT_2_SPP_N | ENT | SPP_N | Internal | Shoulder | B13 | 600 | 1300 | 0 | 50.17 | 48.1 | 8 | 0
2030 | ENT_2_SPP_N | ENT | SPP_N | Internal | Shoulder | B14 | 900 | 1300 | 0 | 49.81 | 47.97 | 8 | 0
2030 | ENT_2_SPP_N | ENT | SPP_N | Internal | Shoulder | B15 | 1203 | 1300 | 0 | 48.17 | 44.84 | 8 | 0
2030 | ENT_2_SPP_N | ENT | SPP_N | Internal | Summer | B1 | 10 | 1300 | 0 | 89.55 | 92.57 | 8 | 0
2030 | ENT_2_SPP_N | ENT | SPP_N | Internal | Summer | B2 | 25 | 1300 | 0 | 80.73 | 82.58 | 8 | 0
2030 | ENT_2_SPP_N | ENT | SPP_N | Internal | Summer | B3 | 75 | 1300 | 0 | 75.67 | 79.41 | 8 | 0
2030 | ENT_2_SPP_N | ENT | SPP_N | Internal | Summer | B4 | 100 | 1300 | 0 | 74.07 | 79.41 | 8 | 0
2030 | ENT_2_SPP_N | ENT | SPP_N | Internal | Summer | B5 | 200 | 1300 | 0 | 72.59 | 77.4 | 8 | 0
2030 | ENT_2_SPP_N | ENT | SPP_N | Internal | Summer | B6 | 300 | 1300 | 0 | 68.6 | 68.6 | 8 | 0
2030 | ENT_2_SPP_N | ENT | SPP_N | Internal | Summer | B7 | 400 | 1300 | 0 | 50.77 | 55.77 | 8 | 0
2030 | ENT_2_SPP_N | ENT | SPP_N | Internal | Summer | B8 | 500 | 1300 | 0 | 48.58 | 48.09 | 8 | 0
2030 | ENT_2_SPP_N | ENT | SPP_N | Internal | Summer | B9 | 800 | 1300 | 0 | 48.23 | 46.45 | 8 | 0
2030 | ENT_2_SPP_N | ENT | SPP_N | Internal | Summer | B10 | 1262 | 1300 | 0 | 46.65 | 43.37 | 8 | 0
2030 | ENT_2_SPP_N | ENT | SPP_N | Internal | Winter | B16 | 25 | 1300 | 0 | 75.36 | 77.57 | 8 | 0
2030 | ENT_2_SPP_N | ENT | SPP_N | Internal | Winter | B17 | 100 | 1300 | 0 | 53.3 | 55.34 | 8 | 0
2030 | ENT_2_SPP_N | ENT | SPP_N | Internal | Winter | B18 | 400 | 1300 | 0 | 52.92 | 51.31 | 8 | 0
2030 | ENT_2_SPP_N | ENT | SPP_N | Internal | Winter | B19 | 700 | 1300 | 0 | 51.86 | 51.17 | 8 | 0
2030 | ENT_2_SPP_N | ENT | SPP_N | Internal | Winter | B20 | 935 | 1300 | 0 | 51.17 | 47.74 | 8 | 0
2030 | ENT_2_SPP_S | ENT | SPP_S | Internal | Shoulder | B11 | 25 | 1300 | 0 | 70.92 | 69.41 | 8 | 0
2030 | ENT_2_SPP_S | ENT | SPP_S | Internal | Shoulder | B12 | 200 | 1300 | 0 | 50.17 | 50.29 | 8 | 0
2030 | ENT_2_SPP_S | ENT | SPP_S | Internal | Shoulder | B13 | 600 | 1300 | 0 | 50.17 | 48.09 | 8 | 0
2030 | ENT_2_SPP_S | ENT | SPP_S | Internal | Shoulder | B14 | 900 | 1300 | 0 | 49.81 | 47.98 | 8 | 0
2030 | ENT_2_SPP_S | ENT | SPP_S | Internal | Shoulder | B15 | 1203 | 1300 | 0 | 48.17 | 44.85 | 8 | 0
2030 | ENT_2_SPP_S | ENT | SPP_S | Internal | Summer | B1 | 10 | 1300 | 0 | 89.55 | 74.8 | 8 | 0
2030 | ENT_2_SPP_S | ENT | SPP_S | Internal | Summer | B2 | 25 | 1300 | 0 | 80.73 | 75.73 | 8 | 0
2030 | ENT_2_SPP_S | ENT | SPP_S | Internal | Summer | B3 | 75 | 1300 | 0 | 75.67 | 70.67 | 8 | 0
2030 | ENT_2_SPP_S | ENT | SPP_S | Internal | Summer | B4 | 100 | 1300 | 0 | 74.07 | 69.07 | 8 | 0
2030 | ENT_2_SPP_S | ENT | SPP_S | Internal | Summer | B5 | 200 | 1300 | 0 | 72.59 | 67.59 | 8 | 0
2030 | ENT_2_SPP_S | ENT | SPP_S | Internal | Summer | B6 | 300 | 1300 | 0 | 68.6 | 67.02 | 8 | 0
2030 | ENT_2_SPP_S | ENT | SPP_S | Internal | Summer | B7 | 400 | 1300 | 0 | 50.77 | 55.78 | 8 | 0
2030 | ENT_2_SPP_S | ENT | SPP_S | Internal | Summer | B8 | 500 | 1300 | 0 | 48.58 | 48.1 | 8 | 0
2030 | ENT_2_SPP_S | ENT | SPP_S | Internal | Summer | B9 | 800 | 1300 | 0 | 48.23 | 46.46 | 8 | 0
2030 | ENT_2_SPP_S | ENT | SPP_S | Internal | Summer | B10 | 1262 | 1300 | 0 | 46.65 | 43.43 | 8 | 0
2030 | ENT_2_SPP_S | ENT | SPP_S | Internal | Winter | B16 | 25 | 1300 | 0 | 75.36 | 67.76 | 8 | 0
2030 | ENT_2_SPP_S | ENT | SPP_S | Internal | Winter | B17 | 100 | 1300 | 0 | 53.3 | 51.36 | 8 | 0
2030 | ENT_2_SPP_S | ENT | SPP_S | Internal | Winter | B18 | 400 | 1300 | 0 | 52.92 | 51.3 | 8 | 0
2030 | ENT_2_SPP_S | ENT | SPP_S | Internal | Winter | B19 | 700 | 1300 | 0 | 51.86 | 51.18 | 8 | 0
2030 | ENT_2_SPP_S | ENT | SPP_S | Internal | Winter | B20 | 935 | 1300 | 0 | 51.17 | 47.75 | 8 | 0
2030 | ENT_2_TVA_Transmission | ENT | TVA_Transmission | Internal | Shoulder | B11 | 25 | 2100 | 0 | 70.92 | 71.04 | 8 | 0
2030 | ENT_2_TVA_Transmission | ENT | TVA_Transmission | Internal | Shoulder | B12 | 200 | 2100 | 0 | 50.17 | 57.64 | 8 | 0
2030 | ENT_2_TVA_Transmission | ENT | TVA_Transmission | Internal | Shoulder | B13 | 600 | 2100 | 0 | 50.17 | 52.05 | 8 | 0
2030 | ENT_2_TVA_Transmission | ENT | TVA_Transmission | Internal | Shoulder | B14 | 900 | 2100 | 0 | 49.81 | 50.57 | 8 | 0
2030 | ENT_2_TVA_Transmission | ENT | TVA_Transmission | Internal | Shoulder | B15 | 1203 | 2100 | 0 | 48.17 | 47.91 | 8 | 0
2030 | ENT_2_TVA_Transmission | ENT | TVA_Transmission | Internal | Summer | B1 | 10 | 2100 | 0 | 89.55 | 94.83 | 8 | 0
2030 | ENT_2_TVA_Transmission | ENT | TVA_Transmission | Internal | Summer | B2 | 25 | 2100 | 0 | 80.73 | 85.75 | 8 | 0
2030 | ENT_2_TVA_Transmission | ENT | TVA_Transmission | Internal | Summer | B3 | 75 | 2100 | 0 | 75.67 | 79.26 | 8 | 0
2030 | ENT_2_TVA_Transmission | ENT | TVA_Transmission | Internal | Summer | B4 | 100 | 2100 | 0 | 74.07 | 78.62 | 8 | 0
2030 | ENT_2_TVA_Transmission | ENT | TVA_Transmission | Internal | Summer | B5 | 200 | 2100 | 0 | 72.59 | 74.9 | 8 | 0
2030 | ENT_2_TVA_Transmission | ENT | TVA_Transmission | Internal | Summer | B6 | 300 | 2100 | 0 | 68.6 | 62.23 | 8 | 0
2030 | ENT_2_TVA_Transmission | ENT | TVA_Transmission | Internal | Summer | B7 | 400 | 2100 | 0 | 50.77 | 50.95 | 8 | 0
2030 | ENT_2_TVA_Transmission | ENT | TVA_Transmission | Internal | Summer | B8 | 500 | 2100 | 0 | 48.58 | 48.58 | 8 | 0
2030 | ENT_2_TVA_Transmission | ENT | TVA_Transmission | Internal | Summer | B9 | 800 | 2100 | 0 | 48.23 | 45.35 | 8 | 0
2030 | ENT_2_TVA_Transmission | ENT | TVA_Transmission | Internal | Summer | B10 | 1262 | 2100 | 0 | 46.65 | 45.14 | 8 | 0
2030 | ENT_2_TVA_Transmission | ENT | TVA_Transmission | Internal | Winter | B16 | 25 | 2100 | 2099.99 | 75.36 | 85.16 | 8 | 1.8
2030 | ENT_2_TVA_Transmission | ENT | TVA_Transmission | Internal | Winter | B17 | 100 | 2100 | 0 | 53.3 | 60.63 | 8 | 0
2030 | ENT_2_TVA_Transmission | ENT | TVA_Transmission | Internal | Winter | B18 | 400 | 2100 | 0 | 52.92 | 54.82 | 8 | 0
2030 | ENT_2_TVA_Transmission | ENT | TVA_Transmission | Internal | Winter | B19 | 700 | 2100 | 0 | 51.86 | 53.29 | 8 | 0
2030 | ENT_2_TVA_Transmission | ENT | TVA_Transmission | Internal | Winter | B20 | 935 | 2100 | 0 | 51.17 | 50.55 | 8 | 0
2030 | FRCC_2_SOCO | FRCC | SOCO | Internal | Shoulder | B11 | 25 | 900 | 0 | 88.92 | 78.92 | 8 | 0
2030 | FRCC_2_SOCO | FRCC | SOCO | Internal | Shoulder | B12 | 200 | 900 | 0 | 57.72 | 50.12 | 8 | 0
2030 | FRCC_2_SOCO | FRCC | SOCO | Internal | Shoulder | B13 | 600 | 900 | 0 | 56.4 | 50.12 | 8 | 0
2030 | FRCC_2_SOCO | FRCC | SOCO | Internal | Shoulder | B14 | 900 | 900 | 0 | 55.34 | 50.12 | 8 | 0
2030 | FRCC_2_SOCO | FRCC | SOCO | Internal | Shoulder | B15 | 1203 | 900 | 0 | 55.34 | 46.83 | 8 | 0
2030 | FRCC_2_SOCO | FRCC | SOCO | Internal | Summer | B1 | 10 | 900 | 0 | 107.55 | 97.55 | 8 | 0
2030 | FRCC_2_SOCO | FRCC | SOCO | Internal | Summer | B2 | 25 | 900 | 0 | 89.81 | 88.73 | 8 | 0
2030 | FRCC_2_SOCO | FRCC | SOCO | Internal | Summer | B3 | 75 | 900 | 0 | 89.81 | 83.67 | 8 | 0
2030 | FRCC_2_SOCO | FRCC | SOCO | Internal | Summer | B4 | 100 | 900 | 0 | 88.14 | 82.07 | 8 | 0
2030 | FRCC_2_SOCO | FRCC | SOCO | Internal | Summer | B5 | 200 | 900 | 0 | 88.14 | 82.07 | 8 | 0
2030 | FRCC_2_SOCO | FRCC | SOCO | Internal | Summer | B6 | 300 | 900 | 0 | 77.12 | 71.23 | 8 | 0
2030 | FRCC_2_SOCO | FRCC | SOCO | Internal | Summer | B7 | 400 | 900 | 0 | 68.77 | 58.77 | 8 | 0
2030 | FRCC_2_SOCO | FRCC | SOCO | Internal | Summer | B8 | 500 | 900 | 0 | 56.82 | 48.64 | 8 | 0
2030 | FRCC_2_SOCO | FRCC | SOCO | Internal | Summer | B9 | 800 | 900 | 0 | 54.47 | 48.64 | 8 | 0
2030 | FRCC_2_SOCO | FRCC | SOCO | Internal | Summer | B10 | 1262 | 900 | 0 | 54.47 | 46.52 | 8 | 0
2030 | FRCC_2_SOCO | FRCC | SOCO | Internal | Winter | B16 | 25 | 900 | 0 | 82.03 | 84.72 | 8 | 0
2030 | FRCC_2_SOCO | FRCC | SOCO | Internal | Winter | B17 | 100 | 900 | 0 | 60.39 | 55.08 | 8 | 0
2030 | FRCC_2_SOCO | FRCC | SOCO | Internal | Winter | B18 | 400 | 900 | 0 | 57.89 | 53.17 | 8 | 0
2030 | FRCC_2_SOCO | FRCC | SOCO | Internal | Winter | B19 | 700 | 900 | 0 | 57.89 | 53.17 | 8 | 0
2030 | FRCC_2_SOCO | FRCC | SOCO | Internal | Winter | B20 | 935 | 900 | 0 | 57.89 | 48.82 | 8 | 0
2030 | HQ_NEISO_2_NEISO | HQ_NEISO | NEISO | Internal | Shoulder | B11 | 25 | 99999 | 2920 | 44.15 | 44.17 | 0.01 | 0
2030 | HQ_NEISO_2_NEISO | HQ_NEISO | NEISO | Internal | Shoulder | B12 | 200 | 99999 | 2920 | 44.15 | 44.17 | 0.01 | 0
2030 | HQ_NEISO_2_NEISO | HQ_NEISO | NEISO | Internal | Shoulder | B13 | 600 | 99999 | 2920 | 44.15 | 44.17 | 0.01 | 0
2030 | HQ_NEISO_2_NEISO | HQ_NEISO | NEISO | Internal | Shoulder | B14 | 900 | 99999 | 2920 | 44.15 | 44.17 | 0.01 | 0
2030 | HQ_NEISO_2_NEISO | HQ_NEISO | NEISO | Internal | Shoulder | B15 | 1203 | 99999 | 1143.24 | 44.15 | 44.17 | 0.01 | 0
2030 | HQ_NEISO_2_NEISO | HQ_NEISO | NEISO | Internal | Summer | B1 | 10 | 99999 | 2920.09 | 100.55 | 100.57 | 0.01 | 0
2030 | HQ_NEISO_2_NEISO | HQ_NEISO | NEISO | Internal | Summer | B2 | 25 | 99999 | 2920.09 | 95.08 | 95.09 | 0.01 | 0
2030 | HQ_NEISO_2_NEISO | HQ_NEISO | NEISO | Internal | Summer | B3 | 75 | 99999 | 2920 | 67.51 | 67.53 | 0.01 | 0
2030 | HQ_NEISO_2_NEISO | HQ_NEISO | NEISO | Internal | Summer | B4 | 100 | 99999 | 2920 | 59.38 | 59.39 | 0.01 | 0
2030 | HQ_NEISO_2_NEISO | HQ_NEISO | NEISO | Internal | Summer | B5 | 200 | 99999 | 2920 | 55.37 | 55.38 | 0.01 | 0
2030 | HQ_NEISO_2_NEISO | HQ_NEISO | NEISO | Internal | Summer | B6 | 300 | 99999 | 2920 | 45.26 | 45.27 | 0.01 | 0
2030 | HQ_NEISO_2_NEISO | HQ_NEISO | NEISO | Internal | Summer | B7 | 400 | 99999 | 2920 | 40.81 | 40.82 | 0.01 | 0
2030 | HQ_NEISO_2_NEISO | HQ_NEISO | NEISO | Internal | Summer | B8 | 500 | 99999 | 2920 | 40.81 | 40.82 | 0.01 | 0
2030 | HQ_NEISO_2_NEISO | HQ_NEISO | NEISO | Internal | Summer | B9 | 800 | 99999 | 2920 | 40.81 | 40.82 | 0.01 | 0
2030 | HQ_NEISO_2_NEISO | HQ_NEISO | NEISO | Internal | Summer | B10 | 1262 | 99999 | 795.94 | 40.81 | 40.82 | 0.01 | 0
2030 | HQ_NEISO_2_NEISO | HQ_NEISO | NEISO | Internal | Winter | B16 | 25 | 99999 | 2920 | 54.5 | 54.51 | 0.01 | 0
2030 | HQ_NEISO_2_NEISO | HQ_NEISO | NEISO | Internal | Winter | B17 | 100 | 99999 | 2920 | 54.5 | 54.51 | 0.01 | 0
2030 | HQ_NEISO_2_NEISO | HQ_NEISO | NEISO | Internal | Winter | B18 | 400 | 99999 | 2920 | 54.5 | 54.51 | 0.01 | 0
2030 | HQ_NEISO_2_NEISO | HQ_NEISO | NEISO | Internal | Winter | B19 | 700 | 99999 | 2920 | 54.5 | 54.51 | 0.01 | 0
2030 | HQ_NEISO_2_NEISO | HQ_NEISO | NEISO | Internal | Winter | B20 | 935 | 99999 | 1233.58 | 54.5 | 54.51 | 0.01 | 0
2030 | HQ_NY_2_NYISO_A-F | HQ_NY | NYISO_A-F | Internal | Shoulder | B11 | 25 | 99999 | 1000 | 56.7 | 56.72 | 0.01 | 0
2030 | HQ_NY_2_NYISO_A-F | HQ_NY | NYISO_A-F | Internal | Shoulder | B12 | 200 | 99999 | 1000 | 51.79 | 51.8 | 0.01 | 0
2030 | HQ_NY_2_NYISO_A-F | HQ_NY | NYISO_A-F | Internal | Shoulder | B13 | 600 | 99999 | 1000 | 47.43 | 47.44 | 0.01 | 0
2030 | HQ_NY_2_NYISO_A-F | HQ_NY | NYISO_A-F | Internal | Shoulder | B14 | 900 | 99999 | 1000 | 47.2 | 47.21 | 0.01 | 0
2030 | HQ_NY_2_NYISO_A-F | HQ_NY | NYISO_A-F | Internal | Shoulder | B15 | 1203 | 99999 | 188.69 | 47.17 | 47.18 | 0.01 | 0
2030 | HQ_NY_2_NYISO_A-F | HQ_NY | NYISO_A-F | Internal | Summer | B1 | 10 | 99999 | 1000.09 | 97.54 | 97.55 | 0.01 | 0
2030 | HQ_NY_2_NYISO_A-F | HQ_NY | NYISO_A-F | Internal | Summer | B2 | 25 | 99999 | 1000.09 | 92.08 | 92.09 | 0.01 | 0
2030 | HQ_NY_2_NYISO_A-F | HQ_NY | NYISO_A-F | Internal | Summer | B3 | 75 | 99999 | 1000 | 65.8 | 65.81 | 0.01 | 0
2030 | HQ_NY_2_NYISO_A-F | HQ_NY | NYISO_A-F | Internal | Summer | B4 | 100 | 99999 | 1000 | 62.38 | 62.39 | 0.01 | 0
2030 | HQ_NY_2_NYISO_A-F | HQ_NY | NYISO_A-F | Internal | Summer | B5 | 200 | 99999 | 1000 | 58.37 | 58.38 | 0.01 | 0
2030 | HQ_NY_2_NYISO_A-F | HQ_NY | NYISO_A-F | Internal | Summer | B6 | 300 | 99999 | 1000 | 50.32 | 50.33 | 0.01 | 0
2030 | HQ_NY_2_NYISO_A-F | HQ_NY | NYISO_A-F | Internal | Summer | B7 | 400 | 99999 | 1000 | 50.32 | 50.33 | 0.01 | 0
2030 | HQ_NY_2_NYISO_A-F | HQ_NY | NYISO_A-F | Internal | Summer | B8 | 500 | 99999 | 1000 | 45.87 | 45.88 | 0.01 | 0
2030 | HQ_NY_2_NYISO_A-F | HQ_NY | NYISO_A-F | Internal | Summer | B9 | 800 | 99999 | 1000 | 45.8 | 45.81 | 0.01 | 0
2030 | HQ_NY_2_NYISO_A-F | HQ_NY | NYISO_A-F | Internal | Summer | B10 | 1262 | 99999 | 30.11 | 45.8 | 45.81 | 0.01 | 0
2030 | HQ_NY_2_NYISO_A-F | HQ_NY | NYISO_A-F | Internal | Winter | B16 | 25 | 99999 | 1000 | 59.33 | 59.34 | 0.01 | 0
2030 | HQ_NY_2_NYISO_A-F | HQ_NY | NYISO_A-F | Internal | Winter | B17 | 100 | 99999 | 1000 | 55.44 | 55.45 | 0.01 | 0
2030 | HQ_NY_2_NYISO_A-F | HQ_NY | NYISO_A-F | Internal | Winter | B18 | 400 | 99999 | 1000 | 54.73 | 54.75 | 0.01 | 0
2030 | HQ_NY_2_NYISO_A-F | HQ_NY | NYISO_A-F | Internal | Winter | B19 | 700 | 99999 | 1000 | 54.73 | 54.75 | 0.01 | 0
2030 | HQ_NY_2_NYISO_A-F | HQ_NY | NYISO_A-F | Internal | Winter | B20 | 935 | 99999 | 229.95 | 54.73 | 54.75 | 0.01 | 0
2030 | HQ_IESO_2_IESO | HQ_IESO | IESO | Internal | Shoulder | B11 | 25 | 99999 | 400 | 49.7 | 49.72 | 0.01 | 0
2030 | HQ_IESO_2_IESO | HQ_IESO | IESO | Internal | Shoulder | B12 | 200 | 99999 | 400 | 46.08 | 46.09 | 0.01 | 0
2030 | HQ_IESO_2_IESO | HQ_IESO | IESO | Internal | Shoulder | B13 | 600 | 99999 | 400 | 46.08 | 46.09 | 0.01 | 0
2030 | HQ_IESO_2_IESO | HQ_IESO | IESO | Internal | Shoulder | B14 | 900 | 99999 | 400 | 46.08 | 46.09 | 0.01 | 0
2030 | HQ_IESO_2_IESO | HQ_IESO | IESO | Internal | Shoulder | B15 | 1203 | 99999 | 75.48 | 46.08 | 46.09 | 0.01 | 0
2030 | HQ_IESO_2_IESO | HQ_IESO | IESO | Internal | Summer | B1 | 10 | 99999 | 400.02 | 90.54 | 90.55 | 0.01 | 0
2030 | HQ_IESO_2_IESO | HQ_IESO | IESO | Internal | Summer | B2 | 25 | 99999 | 400 | 80.56 | 80.57 | 0.01 | 0
2030 | HQ_IESO_2_IESO | HQ_IESO | IESO | Internal | Summer | B3 | 75 | 99999 | 400 | 63.4 | 63.41 | 0.01 | 0
2030 | HQ_IESO_2_IESO | HQ_IESO | IESO | Internal | Summer | B4 | 100 | 99999 | 400 | 55.38 | 55.39 | 0.01 | 0
2030 | HQ_IESO_2_IESO | HQ_IESO | IESO | Internal | Summer | B5 | 200 | 99999 | 400 | 51.37 | 51.38 | 0.01 | 0
2030 | HQ_IESO_2_IESO | HQ_IESO | IESO | Internal | Summer | B6 | 300 | 99999 | 400 | 45.15 | 45.17 | 0.01 | 0
2030 | HQ_IESO_2_IESO | HQ_IESO | IESO | Internal | Summer | B7 | 400 | 99999 | 400 | 44.66 | 44.67 | 0.01 | 0
2030 | HQ_IESO_2_IESO | HQ_IESO | IESO | Internal | Summer | B8 | 500 | 99999 | 400 | 44.66 | 44.67 | 0.01 | 0
2030 | HQ_IESO_2_IESO | HQ_IESO | IESO | Internal | Summer | B9 | 800 | 99999 | 400 | 44.66 | 44.67 | 0.01 | 0
2030 | HQ_IESO_2_IESO | HQ_IESO | IESO | Internal | Summer | B10 | 1262 | 99999 | 12.04 | 44.66 | 44.67 | 0.01 | 0
2030 | HQ_IESO_2_IESO | HQ_IESO | IESO | Internal | Winter | B16 | 25 | 99999 | 400 | 52.33 | 52.34 | 0.01 | 0
2030 | HQ_IESO_2_IESO | HQ_IESO | IESO | Internal | Winter | B17 | 100 | 99999 | 400 | 48.44 | 48.45 | 0.01 | 0
2030 | HQ_IESO_2_IESO | HQ_IESO | IESO | Internal | Winter | B18 | 400 | 99999 | 400 | 48.44 | 48.45 | 0.01 | 0
2030 | HQ_IESO_2_IESO | HQ_IESO | IESO | Internal | Winter | B19 | 700 | 99999 | 400 | 48.44 | 48.45 | 0.01 | 0
2030 | HQ_IESO_2_IESO | HQ_IESO | IESO | Internal | Winter | B20 | 935 | 99999 | 91.98 | 48.44 | 48.45 | 0.01 | 0
2030 | IESO_2_MAPP_CA | IESO | MAPP_CA | Internal | Shoulder | B11 | 25 | 262 | 0 | 49.72 | 51.34 | 7 | 0
2030 | IESO_2_MAPP_CA | IESO | MAPP_CA | Internal | Shoulder | B12 | 200 | 262 | 0 | 46.09 | 52.06 | 7 | 0
2030 | IESO_2_MAPP_CA | IESO | MAPP_CA | Internal | Shoulder | B13 | 600 | 262 | 0 | 46.09 | 50.85 | 7 | 0
2030 | IESO_2_MAPP_CA | IESO | MAPP_CA | Internal | Shoulder | B14 | 900 | 262 | 0 | 46.09 | 47.85 | 7 | 0
2030 | IESO_2_MAPP_CA | IESO | MAPP_CA | Internal | Shoulder | B15 | 1203 | 262 | 0 | 46.09 | 47.85 | 7 | 0
2030 | IESO_2_MAPP_CA | IESO | MAPP_CA | Internal | Summer | B1 | 10 | 262 | 0 | 90.55 | 82.55 | 7 | 0
2030 | IESO_2_MAPP_CA | IESO | MAPP_CA | Internal | Summer | B2 | 25 | 262 | 0 | 80.57 | 77.49 | 7 | 0
2030 | IESO_2_MAPP_CA | IESO | MAPP_CA | Internal | Summer | B3 | 75 | 262 | 203.91 | 63.41 | 70.41 | 7 | 0
2030 | IESO_2_MAPP_CA | IESO | MAPP_CA | Internal | Summer | B4 | 100 | 262 | 262 | 55.39 | 65.4 | 7 | 3
2030 | IESO_2_MAPP_CA | IESO | MAPP_CA | Internal | Summer | B5 | 200 | 262 | 232.19 | 51.38 | 58.38 | 7 | 0
2030 | IESO_2_MAPP_CA | IESO | MAPP_CA | Internal | Summer | B6 | 300 | 262 | 66.54 | 45.17 | 52.17 | 7 | 0
2030 | IESO_2_MAPP_CA | IESO | MAPP_CA | Internal | Summer | B7 | 400 | 262 | 0 | 44.67 | 50.85 | 7 | 0
2030 | IESO_2_MAPP_CA | IESO | MAPP_CA | Internal | Summer | B8 | 500 | 262 | 0 | 44.67 | 45.85 | 7 | 0
2030 | IESO_2_MAPP_CA | IESO | MAPP_CA | Internal | Summer | B9 | 800 | 262 | 0 | 44.67 | 42.39 | 7 | 0
2030 | IESO_2_MAPP_CA | IESO | MAPP_CA | Internal | Summer | B10 | 1262 | 262 | 0 | 44.67 | 42.39 | 7 | 0
2030 | IESO_2_MAPP_CA | IESO | MAPP_CA | Internal | Winter | B16 | 25 | 262 | 262 | 52.34 | 77.54 | 7 | 18.2
2030 | IESO_2_MAPP_CA | IESO | MAPP_CA | Internal | Winter | B17 | 100 | 262 | 262 | 48.45 | 60.31 | 7 | 4.86
2030 | IESO_2_MAPP_CA | IESO | MAPP_CA | Internal | Winter | B18 | 400 | 262 | 0 | 48.45 | 52.8 | 7 | 0
2030 | IESO_2_MAPP_CA | IESO | MAPP_CA | Internal | Winter | B19 | 700 | 262 | 0 | 48.45 | 50.96 | 7 | 0
2030 | IESO_2_MAPP_CA | IESO | MAPP_CA | Internal | Winter | B20 | 935 | 262 | 0 | 48.45 | 50.96 | 7 | 0
2030 | IESO_2_MISO_MI | IESO | MISO_MI | Internal | Shoulder | B11 | 25 | 1840 | 1840 | 49.72 | 67.04 | 7 | 10.33
2030 | IESO_2_MISO_MI | IESO | MISO_MI | Internal | Shoulder | B12 | 200 | 1840 | 1840 | 46.09 | 58.17 | 7 | 5.09
2030 | IESO_2_MISO_MI | IESO | MISO_MI | Internal | Shoulder | B13 | 600 | 1840 | 0 | 46.09 | 50.85 | 7 | 0
2030 | IESO_2_MISO_MI | IESO | MISO_MI | Internal | Shoulder | B14 | 900 | 1840 | 0 | 46.09 | 47.43 | 7 | 0
2030 | IESO_2_MISO_MI | IESO | MISO_MI | Internal | Shoulder | B15 | 1203 | 1840 | 0 | 46.09 | 42.36 | 7 | 0
2030 | IESO_2_MISO_MI | IESO | MISO_MI | Internal | Summer | B1 | 10 | 1840 | 368.87 | 90.55 | 97.55 | 7 | 0
2030 | IESO_2_MISO_MI | IESO | MISO_MI | Internal | Summer | B2 | 25 | 1840 | 0 | 80.57 | 81.75 | 7 | 0
2030 | IESO_2_MISO_MI | IESO | MISO_MI | Internal | Summer | B3 | 75 | 1840 | 1840 | 63.41 | 75.8 | 7 | 5.39
2030 | IESO_2_MISO_MI | IESO | MISO_MI | Internal | Summer | B4 | 100 | 1840 | 1840 | 55.39 | 74.62 | 7 | 12.22
2030 | IESO_2_MISO_MI | IESO | MISO_MI | Internal | Summer | B5 | 200 | 1840 | 1840 | 51.38 | 70.79 | 7 | 12.41
2030 | IESO_2_MISO_MI | IESO | MISO_MI | Internal | Summer | B6 | 300 | 1840 | 1840 | 45.17 | 56.93 | 7 | 4.76
2030 | IESO_2_MISO_MI | IESO | MISO_MI | Internal | Summer | B7 | 400 | 1840 | 0 | 44.67 | 47.77 | 7 | 0
2030 | IESO_2_MISO_MI | IESO | MISO_MI | Internal | Summer | B8 | 500 | 1840 | 0 | 44.67 | 45.13 | 7 | 0
2030 | IESO_2_MISO_MI | IESO | MISO_MI | Internal | Summer | B9 | 800 | 1840 | 0 | 44.67 | 42.39 | 7 | 0
2030 | IESO_2_MISO_MI | IESO | MISO_MI | Internal | Summer | B10 | 1262 | 1840 | 0 | 44.67 | 40.91 | 7 | 0
2030 | IESO_2_MISO_MI | IESO | MISO_MI | Internal | Winter | B16 | 25 | 1840 | 1840 | 52.34 | 77.54 | 7 | 18.2
2030 | IESO_2_MISO_MI | IESO | MISO_MI | Internal | Winter | B17 | 100 | 1840 | 1840 | 48.45 | 60.34 | 7 | 4.89
2030 | IESO_2_MISO_MI | IESO | MISO_MI | Internal | Winter | B18 | 400 | 1840 | 0 | 48.45 | 52.8 | 7 | 0
2030 | IESO_2_MISO_MI | IESO | MISO_MI | Internal | Winter | B19 | 700 | 1840 | 0 | 48.45 | 47.57 | 7 | 0
2030 | IESO_2_MISO_MI | IESO | MISO_MI | Internal | Winter | B20 | 935 | 1840 | 0 | 48.45 | 44.64 | 7 | 0
2030 | IESO_2_MISO_W | IESO | MISO_W | Internal | Shoulder | B11 | 25 | 140 | 140 | 49.72 | 78.91 | 7 | 22.19
2030 | IESO_2_MISO_W | IESO | MISO_W | Internal | Shoulder | B12 | 200 | 140 | 140 | 46.09 | 58.19 | 7 | 5.1
2030 | IESO_2_MISO_W | IESO | MISO_W | Internal | Shoulder | B13 | 600 | 140 | 0 | 46.09 | 50.86 | 7 | 0
2030 | IESO_2_MISO_W | IESO | MISO_W | Internal | Shoulder | B14 | 900 | 140 | 0 | 46.09 | 47.86 | 7 | 0
2030 | IESO_2_MISO_W | IESO | MISO_W | Internal | Shoulder | B15 | 1203 | 140 | 0 | 46.09 | 43.91 | 7 | 0
2030 | IESO_2_MISO_W | IESO | MISO_W | Internal | Summer | B1 | 10 | 140 | 138.28 | 90.55 | 97.57 | 7 | 0.01
2030 | IESO_2_MISO_W | IESO | MISO_W | Internal | Summer | B2 | 25 | 140 | 85.5 | 80.57 | 87.57 | 7 | 0
2030 | IESO_2_MISO_W | IESO | MISO_W | Internal | Summer | B3 | 75 | 140 | 140 | 63.41 | 84.41 | 7 | 14
2030 | IESO_2_MISO_W | IESO | MISO_W | Internal | Summer | B4 | 100 | 140 | 140 | 55.39 | 79.4 | 7 | 17
2030 | IESO_2_MISO_W | IESO | MISO_W | Internal | Summer | B5 | 200 | 140 | 140 | 51.38 | 77.39 | 7 | 19.01
2030 | IESO_2_MISO_W | IESO | MISO_W | Internal | Summer | B6 | 300 | 140 | 140 | 45.17 | 73.6 | 7 | 21.43
2030 | IESO_2_MISO_W | IESO | MISO_W | Internal | Summer | B7 | 400 | 140 | 0 | 44.67 | 50.86 | 7 | 0
2030 | IESO_2_MISO_W | IESO | MISO_W | Internal | Summer | B8 | 500 | 140 | 0 | 44.67 | 45.86 | 7 | 0
2030 | IESO_2_MISO_W | IESO | MISO_W | Internal | Summer | B9 | 800 | 140 | 0 | 44.67 | 42.4 | 7 | 0
2030 | IESO_2_MISO_W | IESO | MISO_W | Internal | Summer | B10 | 1262 | 140 | 0 | 44.67 | 40.62 | 7 | 0
2030 | IESO_2_MISO_W | IESO | MISO_W | Internal | Winter | B16 | 25 | 140 | 140 | 52.34 | 77.55 | 7 | 18.21
2030 | IESO_2_MISO_W | IESO | MISO_W | Internal | Winter | B17 | 100 | 140 | 140 | 48.45 | 60.32 | 7 | 4.88
2030 | IESO_2_MISO_W | IESO | MISO_W | Internal | Winter | B18 | 400 | 140 | 0 | 48.45 | 52.82 | 7 | 0
2030 | IESO_2_MISO_W | IESO | MISO_W | Internal | Winter | B19 | 700 | 140 | 0 | 48.45 | 50.98 | 7 | 0
2030 | IESO_2_MISO_W | IESO | MISO_W | Internal | Winter | B20 | 935 | 140 | 0 | 48.45 | 44.31 | 7 | 0
2030 | IESO_2_NYISO_A-F | IESO | NYISO_A-F | Internal | Shoulder | B11 | 25 | 1725 | 1277.4 | 49.72 | 56.72 | 7 | 0
2030 | IESO_2_NYISO_A-F | IESO | NYISO_A-F | Internal | Shoulder | B12 | 200 | 1725 | 0 | 46.09 | 51.8 | 7 | 0
2030 | IESO_2_NYISO_A-F | IESO | NYISO_A-F | Internal | Shoulder | B13 | 600 | 1725 | 0 | 46.09 | 47.44 | 7 | 0
2030 | IESO_2_NYISO_A-F | IESO | NYISO_A-F | Internal | Shoulder | B14 | 900 | 1725 | 0 | 46.09 | 47.21 | 7 | 0
2030 | IESO_2_NYISO_A-F | IESO | NYISO_A-F | Internal | Shoulder | B15 | 1203 | 1725 | 0 | 46.09 | 47.18 | 7 | 0
2030 | IESO_2_NYISO_A-F | IESO | NYISO_A-F | Internal | Summer | B1 | 10 | 1725 | 1071.09 | 90.55 | 97.55 | 7 | 0
2030 | IESO_2_NYISO_A-F | IESO | NYISO_A-F | Internal | Summer | B2 | 25 | 1725 | 1725 | 80.57 | 92.09 | 7 | 4.52
2030 | IESO_2_NYISO_A-F | IESO | NYISO_A-F | Internal | Summer | B3 | 75 | 1725 | 0 | 63.41 | 65.81 | 7 | 0
2030 | IESO_2_NYISO_A-F | IESO | NYISO_A-F | Internal | Summer | B4 | 100 | 1725 | 935.71 | 55.39 | 62.39 | 7 | 0
2030 | IESO_2_NYISO_A-F | IESO | NYISO_A-F | Internal | Summer | B5 | 200 | 1725 | 1381.43 | 51.38 | 58.38 | 7 | 0
2030 | IESO_2_NYISO_A-F | IESO | NYISO_A-F | Internal | Summer | B6 | 300 | 1725 | 0 | 45.17 | 50.33 | 7 | 0
2030 | IESO_2_NYISO_A-F | IESO | NYISO_A-F | Internal | Summer | B7 | 400 | 1725 | 0 | 44.67 | 50.33 | 7 | 0
2030 | IESO_2_NYISO_A-F | IESO | NYISO_A-F | Internal | Summer | B8 | 500 | 1725 | 0 | 44.67 | 45.88 | 7 | 0
2030 | IESO_2_NYISO_A-F | IESO | NYISO_A-F | Internal | Summer | B9 | 800 | 1725 | 0 | 44.67 | 45.81 | 7 | 0
2030 | IESO_2_NYISO_A-F | IESO | NYISO_A-F | Internal | Summer | B10 | 1262 | 1725 | 0 | 44.67 | 45.81 | 7 | 0
2030 | IESO_2_NYISO_A-F | IESO | NYISO_A-F | Internal | Winter | B16 | 25 | 1725 | 1219.62 | 52.34 | 59.34 | 7 | 0
2030 | IESO_2_NYISO_A-F | IESO | NYISO_A-F | Internal | Winter | B17 | 100 | 1725 | 276.48 | 48.45 | 55.45 | 7 | 0
2030 | IESO_2_NYISO_A-F | IESO | NYISO_A-F | Internal | Winter | B18 | 400 | 1725 | 0 | 48.45 | 54.75 | 7 | 0
2030 | IESO_2_NYISO_A-F | IESO | NYISO_A-F | Internal | Winter | B19 | 700 | 1725 | 0 | 48.45 | 54.75 | 7 | 0
2030 | IESO_2_NYISO_A-F | IESO | NYISO_A-F | Internal | Winter | B20 | 935 | 1725 | 0 | 48.45 | 54.75 | 7 | 0
2030 | MAPP_CA_2_IESO | MAPP_CA | IESO | Internal | Shoulder | B11 | 25 | 330 | 0 | 51.34 | 49.72 | 8 | 0
2030 | MAPP_CA_2_IESO | MAPP_CA | IESO | Internal | Shoulder | B12 | 200 | 330 | 0 | 52.06 | 46.09 | 8 | 0
2030 | MAPP_CA_2_IESO | MAPP_CA | IESO | Internal | Shoulder | B13 | 600 | 330 | 0 | 50.85 | 46.09 | 8 | 0
2030 | MAPP_CA_2_IESO | MAPP_CA | IESO | Internal | Shoulder | B14 | 900 | 330 | 0 | 47.85 | 46.09 | 8 | 0
2030 | MAPP_CA_2_IESO | MAPP_CA | IESO | Internal | Shoulder | B15 | 1203 | 330 | 0 | 47.85 | 46.09 | 8 | 0
2030 | MAPP_CA_2_IESO | MAPP_CA | IESO | Internal | Summer | B1 | 10 | 330 | 277.62 | 82.55 | 90.55 | 8 | 0
2030 | MAPP_CA_2_IESO | MAPP_CA | IESO | Internal | Summer | B2 | 25 | 330 | 0 | 77.49 | 80.57 | 8 | 0
2030 | MAPP_CA_2_IESO | MAPP_CA | IESO | Internal | Summer | B3 | 75 | 330 | 0 | 70.41 | 63.41 | 8 | 0
2030 | MAPP_CA_2_IESO | MAPP_CA | IESO | Internal | Summer | B4 | 100 | 330 | 0 | 65.4 | 55.39 | 8 | 0
2030 | MAPP_CA_2_IESO | MAPP_CA | IESO | Internal | Summer | B5 | 200 | 330 | 0 | 58.38 | 51.38 | 8 | 0
2030 | MAPP_CA_2_IESO | MAPP_CA | IESO | Internal | Summer | B6 | 300 | 330 | 0 | 52.17 | 45.17 | 8 | 0
2030 | MAPP_CA_2_IESO | MAPP_CA | IESO | Internal | Summer | B7 | 400 | 330 | 0 | 50.85 | 44.67 | 8 | 0
2030 | MAPP_CA_2_IESO | MAPP_CA | IESO | Internal | Summer | B8 | 500 | 330 | 0 | 45.85 | 44.67 | 8 | 0
2030 | MAPP_CA_2_IESO | MAPP_CA | IESO | Internal | Summer | B9 | 800 | 330 | 0 | 42.39 | 44.67 | 8 | 0
2030 | MAPP_CA_2_IESO | MAPP_CA | IESO | Internal | Summer | B10 | 1262 | 330 | 0 | 42.39 | 44.67 | 8 | 0
2030 | MAPP_CA_2_IESO | MAPP_CA | IESO | Internal | Winter | B16 | 25 | 330 | 0 | 77.54 | 52.34 | 8 | 0
2030 | MAPP_CA_2_IESO | MAPP_CA | IESO | Internal | Winter | B17 | 100 | 330 | 0 | 60.31 | 48.45 | 8 | 0
2030 | MAPP_CA_2_IESO | MAPP_CA | IESO | Internal | Winter | B18 | 400 | 330 | 0 | 52.8 | 48.45 | 8 | 0
2030 | MAPP_CA_2_IESO | MAPP_CA | IESO | Internal | Winter | B19 | 700 | 330 | 0 | 50.96 | 48.45 | 8 | 0
2030 | MAPP_CA_2_IESO | MAPP_CA | IESO | Internal | Winter | B20 | 935 | 330 | 0 | 50.96 | 48.45 | 8 | 0
2030 | MAPP_CA_2_MAPP_US | MAPP_CA | MAPP_US | Internal | Shoulder | B11 | 25 | 372 | 372 | 51.34 | 71.91 | 7 | 13.57
2030 | MAPP_CA_2_MAPP_US | MAPP_CA | MAPP_US | Internal | Shoulder | B12 | 200 | 372 | 0 | 52.06 | 51.19 | 7 | 0
2030 | MAPP_CA_2_MAPP_US | MAPP_CA | MAPP_US | Internal | Shoulder | B13 | 600 | 372 | 0 | 50.85 | 44.96 | 7 | 0
2030 | MAPP_CA_2_MAPP_US | MAPP_CA | MAPP_US | Internal | Shoulder | B14 | 900 | 372 | 0 | 47.85 | 44.96 | 7 | 0
2030 | MAPP_CA_2_MAPP_US | MAPP_CA | MAPP_US | Internal | Shoulder | B15 | 1203 | 372 | 0 | 47.85 | 44.96 | 7 | 0
2030 | MAPP_CA_2_MAPP_US | MAPP_CA | MAPP_US | Internal | Summer | B1 | 10 | 372 | 371.98 | 82.55 | 90.57 | 7 | 1.01
2030 | MAPP_CA_2_MAPP_US | MAPP_CA | MAPP_US | Internal | Summer | B2 | 25 | 372 | 0 | 77.49 | 80.57 | 7 | 0
2030 | MAPP_CA_2_MAPP_US | MAPP_CA | MAPP_US | Internal | Summer | B3 | 75 | 372 | 123.51 | 70.41 | 77.41 | 7 | 0
2030 | MAPP_CA_2_MAPP_US | MAPP_CA | MAPP_US | Internal | Summer | B4 | 100 | 372 | 305.48 | 65.4 | 72.4 | 7 | 0
2030 | MAPP_CA_2_MAPP_US | MAPP_CA | MAPP_US | Internal | Summer | B5 | 200 | 372 | 372 | 58.38 | 70.39 | 7 | 5.01
2030 | MAPP_CA_2_MAPP_US | MAPP_CA | MAPP_US | Internal | Summer | B6 | 300 | 372 | 372 | 52.17 | 66.6 | 7 | 7.43
2030 | MAPP_CA_2_MAPP_US | MAPP_CA | MAPP_US | Internal | Summer | B7 | 400 | 372 | 0 | 50.85 | 48.76 | 7 | 0
2030 | MAPP_CA_2_MAPP_US | MAPP_CA | MAPP_US | Internal | Summer | B8 | 500 | 372 | 0 | 45.85 | 41.08 | 7 | 0
2030 | MAPP_CA_2_MAPP_US | MAPP_CA | MAPP_US | Internal | Summer | B9 | 800 | 372 | 0 | 42.39 | 39.44 | 7 | 0
2030 | MAPP_CA_2_MAPP_US | MAPP_CA | MAPP_US | Internal | Summer | B10 | 1262 | 372 | 0 | 42.39 | 36.36 | 7 | 0
2030 | MAPP_CA_2_MAPP_US | MAPP_CA | MAPP_US | Internal | Winter | B16 | 25 | 372 | 0 | 77.54 | 70.56 | 7 | 0
2030 | MAPP_CA_2_MAPP_US | MAPP_CA | MAPP_US | Internal | Winter | B17 | 100 | 372 | 0 | 60.31 | 53.32 | 7 | 0
2030 | MAPP_CA_2_MAPP_US | MAPP_CA | MAPP_US | Internal | Winter | B18 | 400 | 372 | 0 | 52.8 | 51.5 | 7 | 0
2030 | MAPP_CA_2_MAPP_US | MAPP_CA | MAPP_US | Internal | Winter | B19 | 700 | 372 | 0 | 50.96 | 51.5 | 7 | 0
2030 | MAPP_CA_2_MAPP_US | MAPP_CA | MAPP_US | Internal | Winter | B20 | 935 | 372 | 0 | 50.96 | 43.96 | 7 | 0
2030 | MAPP_CA_2_MISO_W | MAPP_CA | MISO_W | Internal | Shoulder | B11 | 25 | 1970 | 1970 | 51.34 | 78.91 | 0.01 | 27.56
2030 | MAPP_CA_2_MISO_W | MAPP_CA | MISO_W | Internal | Shoulder | B12 | 200 | 1970 | 1970 | 52.06 | 58.19 | 0.01 | 6.11
2030 | MAPP_CA_2_MISO_W | MAPP_CA | MISO_W | Internal | Shoulder | B13 | 600 | 1970 | 1736.53 | 50.85 | 50.86 | 0.01 | 0
2030 | MAPP_CA_2_MISO_W | MAPP_CA | MISO_W | Internal | Shoulder | B14 | 900 | 1970 | 1048.14 | 47.85 | 47.86 | 0.01 | 0
2030 | MAPP_CA_2_MISO_W | MAPP_CA | MISO_W | Internal | Shoulder | B15 | 1203 | 1970 | 0 | 47.85 | 43.91 | 0.01 | 0
2030 | MAPP_CA_2_MISO_W | MAPP_CA | MISO_W | Internal | Summer | B1 | 10 | 1970 | 1970 | 82.55 | 97.57 | 0.01 | 15
2030 | MAPP_CA_2_MISO_W | MAPP_CA | MISO_W | Internal | Summer | B2 | 25 | 1970 | 1970 | 77.49 | 87.57 | 0.01 | 10.06
2030 | MAPP_CA_2_MISO_W | MAPP_CA | MISO_W | Internal | Summer | B3 | 75 | 1970 | 1970 | 70.41 | 84.41 | 0.01 | 13.99
2030 | MAPP_CA_2_MISO_W | MAPP_CA | MISO_W | Internal | Summer | B4 | 100 | 1970 | 1970 | 65.4 | 79.4 | 0.01 | 13.99
2030 | MAPP_CA_2_MISO_W | MAPP_CA | MISO_W | Internal | Summer | B5 | 200 | 1970 | 1970 | 58.38 | 77.39 | 0.01 | 18.99
2030 | MAPP_CA_2_MISO_W | MAPP_CA | MISO_W | Internal | Summer | B6 | 300 | 1970 | 1970 | 52.17 | 73.6 | 0.01 | 21.42
2030 | MAPP_CA_2_MISO_W | MAPP_CA | MISO_W | Internal | Summer | B7 | 400 | 1970 | 1804.26 | 50.85 | 50.86 | 0.01 | 0
2030 | MAPP_CA_2_MISO_W | MAPP_CA | MISO_W | Internal | Summer | B8 | 500 | 1970 | 1472.62 | 45.85 | 45.86 | 0.01 | 0
2030 | MAPP_CA_2_MISO_W | MAPP_CA | MISO_W | Internal | Summer | B9 | 800 | 1970 | 435.92 | 42.39 | 42.4 | 0.01 | 0
2030 | MAPP_CA_2_MISO_W | MAPP_CA | MISO_W | Internal | Summer | B10 | 1262 | 1970 | 0 | 42.39 | 40.62 | 0.01 | 0
2030 | MAPP_CA_2_MISO_W | MAPP_CA | MISO_W | Internal | Winter | B16 | 25 | 1970 | 1772.35 | 77.54 | 77.55 | 0.01 | 0
2030 | MAPP_CA_2_MISO_W | MAPP_CA | MISO_W | Internal | Winter | B17 | 100 | 1970 | 1616.04 | 60.31 | 60.32 | 0.01 | 0
2030 | MAPP_CA_2_MISO_W | MAPP_CA | MISO_W | Internal | Winter | B18 | 400 | 1970 | 1092.8 | 52.8 | 52.82 | 0.01 | 0
2030 | MAPP_CA_2_MISO_W | MAPP_CA | MISO_W | Internal | Winter | B19 | 700 | 1970 | 581.89 | 50.96 | 50.98 | 0.01 | 0
2030 | MAPP_CA_2_MISO_W | MAPP_CA | MISO_W | Internal | Winter | B20 | 935 | 1970 | 0 | 50.96 | 44.31 | 0.01 | 0
2030 | MAPP_US_2_MAPP_CA | MAPP_US | MAPP_CA | Internal | Shoulder | B11 | 25 | 165 | 0 | 71.91 | 51.34 | 7 | 0
2030 | MAPP_US_2_MAPP_CA | MAPP_US | MAPP_CA | Internal | Shoulder | B12 | 200 | 165 | 0 | 51.19 | 52.06 | 7 | 0
2030 | MAPP_US_2_MAPP_CA | MAPP_US | MAPP_CA | Internal | Shoulder | B13 | 600 | 165 | 0 | 44.96 | 50.85 | 7 | 0
2030 | MAPP_US_2_MAPP_CA | MAPP_US | MAPP_CA | Internal | Shoulder | B14 | 900 | 165 | 0 | 44.96 | 47.85 | 7 | 0
2030 | MAPP_US_2_MAPP_CA | MAPP_US | MAPP_CA | Internal | Shoulder | B15 | 1203 | 165 | 0 | 44.96 | 47.85 | 7 | 0
2030 | MAPP_US_2_MAPP_CA | MAPP_US | MAPP_CA | Internal | Summer | B1 | 10 | 165 | 0 | 90.57 | 82.55 | 7 | 0
2030 | MAPP_US_2_MAPP_CA | MAPP_US | MAPP_CA | Internal | Summer | B2 | 25 | 165 | 0 | 80.57 | 77.49 | 7 | 0
2030 | MAPP_US_2_MAPP_CA | MAPP_US | MAPP_CA | Internal | Summer | B3 | 75 | 165 | 0 | 77.41 | 70.41 | 7 | 0
2030 | MAPP_US_2_MAPP_CA | MAPP_US | MAPP_CA | Internal | Summer | B4 | 100 | 165 | 0 | 72.4 | 65.4 | 7 | 0
2030 | MAPP_US_2_MAPP_CA | MAPP_US | MAPP_CA | Internal | Summer | B5 | 200 | 165 | 0 | 70.39 | 58.38 | 7 | 0
2030 | MAPP_US_2_MAPP_CA | MAPP_US | MAPP_CA | Internal | Summer | B6 | 300 | 165 | 0 | 66.6 | 52.17 | 7 | 0
2030 | MAPP_US_2_MAPP_CA | MAPP_US | MAPP_CA | Internal | Summer | B7 | 400 | 165 | 0 | 48.76 | 50.85 | 7 | 0
2030 | MAPP_US_2_MAPP_CA | MAPP_US | MAPP_CA | Internal | Summer | B8 | 500 | 165 | 0 | 41.08 | 45.85 | 7 | 0
2030 | MAPP_US_2_MAPP_CA | MAPP_US | MAPP_CA | Internal | Summer | B9 | 800 | 165 | 0 | 39.44 | 42.39 | 7 | 0
2030 | MAPP_US_2_MAPP_CA | MAPP_US | MAPP_CA | Internal | Summer | B10 | 1262 | 165 | 0 | 36.36 | 42.39 | 7 | 0
2030 | MAPP_US_2_MAPP_CA | MAPP_US | MAPP_CA | Internal | Winter | B16 | 25 | 165 | 0.63 | 70.56 | 77.54 | 7 | 0
2030 | MAPP_US_2_MAPP_CA | MAPP_US | MAPP_CA | Internal | Winter | B17 | 100 | 165 | 0.19 | 53.32 | 60.31 | 7 | 0
2030 | MAPP_US_2_MAPP_CA | MAPP_US | MAPP_CA | Internal | Winter | B18 | 400 | 165 | 0 | 51.5 | 52.8 | 7 | 0
2030 | MAPP_US_2_MAPP_CA | MAPP_US | MAPP_CA | Internal | Winter | B19 | 700 | 165 | 0 | 51.5 | 50.96 | 7 | 0
2030 | MAPP_US_2_MAPP_CA | MAPP_US | MAPP_CA | Internal | Winter | B20 | 935 | 165 | 54.16 | 43.96 | 50.96 | 7 | 0
2030 | MAPP_US_2_MISO_W | MAPP_US | MISO_W | Internal | Shoulder | B11 | 25 | 2635 | 1245.75 | 71.91 | 78.91 | 7 | 0
2030 | MAPP_US_2_MISO_W | MAPP_US | MISO_W | Internal | Shoulder | B12 | 200 | 2635 | 824.64 | 51.19 | 58.19 | 7 | 0
2030 | MAPP_US_2_MISO_W | MAPP_US | MISO_W | Internal | Shoulder | B13 | 600 | 2635 | 0 | 44.96 | 50.86 | 7 | 0
2030 | MAPP_US_2_MISO_W | MAPP_US | MISO_W | Internal | Shoulder | B14 | 900 | 2635 | 0 | 44.96 | 47.86 | 7 | 0
2030 | MAPP_US_2_MISO_W | MAPP_US | MISO_W | Internal | Shoulder | B15 | 1203 | 2635 | 0 | 44.96 | 43.91 | 7 | 0
2030 | MAPP_US_2_MISO_W | MAPP_US | MISO_W | Internal | Summer | B1 | 10 | 2635 | 2092.51 | 90.57 | 97.57 | 7 | 0
2030 | MAPP_US_2_MISO_W | MAPP_US | MISO_W | Internal | Summer | B2 | 25 | 2635 | 1626.19 | 80.57 | 87.57 | 7 | 0
2030 | MAPP_US_2_MISO_W | MAPP_US | MISO_W | Internal | Summer | B3 | 75 | 2635 | 1699.68 | 77.41 | 84.41 | 7 | 0
2030 | MAPP_US_2_MISO_W | MAPP_US | MISO_W | Internal | Summer | B4 | 100 | 2635 | 627.76 | 72.4 | 79.4 | 7 | 0
2030 | MAPP_US_2_MISO_W | MAPP_US | MISO_W | Internal | Summer | B5 | 200 | 2635 | 628.19 | 70.39 | 77.39 | 7 | 0
2030 | MAPP_US_2_MISO_W | MAPP_US | MISO_W | Internal | Summer | B6 | 300 | 2635 | 1167.47 | 66.6 | 73.6 | 7 | 0
2030 | MAPP_US_2_MISO_W | MAPP_US | MISO_W | Internal | Summer | B7 | 400 | 2635 | 0 | 48.76 | 50.86 | 7 | 0
2030 | MAPP_US_2_MISO_W | MAPP_US | MISO_W | Internal | Summer | B8 | 500 | 2635 | 0 | 41.08 | 45.86 | 7 | 0
2030 | MAPP_US_2_MISO_W | MAPP_US | MISO_W | Internal | Summer | B9 | 800 | 2635 | 0 | 39.44 | 42.4 | 7 | 0
2030 | MAPP_US_2_MISO_W | MAPP_US | MISO_W | Internal | Summer | B10 | 1262 | 2635 | 0 | 36.36 | 40.62 | 7 | 0
2030 | MAPP_US_2_MISO_W | MAPP_US | MISO_W | Internal | Winter | B16 | 25 | 2635 | 119.51 | 70.56 | 77.55 | 7 | 0
2030 | MAPP_US_2_MISO_W | MAPP_US | MISO_W | Internal | Winter | B17 | 100 | 2635 | 756.46 | 53.32 | 60.32 | 7 | 0
2030 | MAPP_US_2_MISO_W | MAPP_US | MISO_W | Internal | Winter | B18 | 400 | 2635 | 0 | 51.5 | 52.82 | 7 | 0
2030 | MAPP_US_2_MISO_W | MAPP_US | MISO_W | Internal | Winter | B19 | 700 | 2635 | 0 | 51.5 | 50.98 | 7 | 0
2030 | MAPP_US_2_MISO_W | MAPP_US | MISO_W | Internal | Winter | B20 | 935 | 2635 | 0 | 43.96 | 44.31 | 7 | 0
2030 | MAPP_US_2_NE | MAPP_US | NE | Internal | Shoulder | B11 | 25 | 2000 | 705.92 | 71.91 | 78.91 | 7 | 0
2030 | MAPP_US_2_NE | MAPP_US | NE | Internal | Shoulder | B12 | 200 | 2000 | 49.54 | 51.19 | 58.19 | 7 | 0
2030 | MAPP_US_2_NE | MAPP_US | NE | Internal | Shoulder | B13 | 600 | 2000 | 0 | 44.96 | 51.82 | 7 | 0
2030 | MAPP_US_2_NE | MAPP_US | NE | Internal | Shoulder | B14 | 900 | 2000 | 0 | 44.96 | 47.98 | 7 | 0
2030 | MAPP_US_2_NE | MAPP_US | NE | Internal | Shoulder | B15 | 1203 | 2000 | 0 | 44.96 | 44.83 | 7 | 0
2030 | MAPP_US_2_NE | MAPP_US | NE | Internal | Summer | B1 | 10 | 2000 | 0 | 90.57 | 92.57 | 7 | 0
2030 | MAPP_US_2_NE | MAPP_US | NE | Internal | Summer | B2 | 25 | 2000 | 0 | 80.57 | 82.57 | 7 | 0
2030 | MAPP_US_2_NE | MAPP_US | NE | Internal | Summer | B3 | 75 | 2000 | 0 | 77.41 | 79.41 | 7 | 0
2030 | MAPP_US_2_NE | MAPP_US | NE | Internal | Summer | B4 | 100 | 2000 | 200.86 | 72.4 | 79.4 | 7 | 0
2030 | MAPP_US_2_NE | MAPP_US | NE | Internal | Summer | B5 | 200 | 2000 | 515.1 | 70.39 | 77.39 | 7 | 0
2030 | MAPP_US_2_NE | MAPP_US | NE | Internal | Summer | B6 | 300 | 2000 | 0 | 66.6 | 68.61 | 7 | 0
2030 | MAPP_US_2_NE | MAPP_US | NE | Internal | Summer | B7 | 400 | 2000 | 923.22 | 48.76 | 55.76 | 7 | 0
2030 | MAPP_US_2_NE | MAPP_US | NE | Internal | Summer | B8 | 500 | 2000 | 959.3 | 41.08 | 48.08 | 7 | 0
2030 | MAPP_US_2_NE | MAPP_US | NE | Internal | Summer | B9 | 800 | 2000 | 344.82 | 39.44 | 46.44 | 7 | 0
2030 | MAPP_US_2_NE | MAPP_US | NE | Internal | Summer | B10 | 1262 | 2000 | 619.44 | 36.36 | 43.36 | 7 | 0
2030 | MAPP_US_2_NE | MAPP_US | NE | Internal | Winter | B16 | 25 | 2000 | 1034.59 | 70.56 | 77.56 | 7 | 0
2030 | MAPP_US_2_NE | MAPP_US | NE | Internal | Winter | B17 | 100 | 2000 | 0 | 53.32 | 55.32 | 7 | 0
2030 | MAPP_US_2_NE | MAPP_US | NE | Internal | Winter | B18 | 400 | 2000 | 0 | 51.5 | 51.3 | 7 | 0
2030 | MAPP_US_2_NE | MAPP_US | NE | Internal | Winter | B19 | 700 | 2000 | 0 | 51.5 | 51.16 | 7 | 0
2030 | MAPP_US_2_NE | MAPP_US | NE | Internal | Winter | B20 | 935 | 2000 | 0 | 43.96 | 47.73 | 7 | 0
2030 | MARITIMES_2_NEISO | MARITIMES | NEISO | Internal | Shoulder | B11 | 25 | 99999 | 1400 | 44.15 | 44.17 | 0.01 | 0
2030 | MARITIMES_2_NEISO | MARITIMES | NEISO | Internal | Shoulder | B12 | 200 | 99999 | 1400 | 44.15 | 44.17 | 0.01 | 0
2030 | MARITIMES_2_NEISO | MARITIMES | NEISO | Internal | Shoulder | B13 | 600 | 99999 | 1400 | 44.15 | 44.17 | 0.01 | 0
2030 | MARITIMES_2_NEISO | MARITIMES | NEISO | Internal | Shoulder | B14 | 900 | 99999 | 1400 | 44.15 | 44.17 | 0.01 | 0
2030 | MARITIMES_2_NEISO | MARITIMES | NEISO | Internal | Shoulder | B15 | 1203 | 99999 | 426.43 | 44.15 | 44.17 | 0.01 | 0
2030 | MARITIMES_2_NEISO | MARITIMES | NEISO | Internal | Summer | B1 | 10 | 99999 | 1400.09 | 100.55 | 100.57 | 0.01 | 0
2030 | MARITIMES_2_NEISO | MARITIMES | NEISO | Internal | Summer | B2 | 25 | 99999 | 1400.09 | 95.08 | 95.09 | 0.01 | 0
2030 | MARITIMES_2_NEISO | MARITIMES | NEISO | Internal | Summer | B3 | 75 | 99999 | 1400 | 67.51 | 67.53 | 0.01 | 0
2030 | MARITIMES_2_NEISO | MARITIMES | NEISO | Internal | Summer | B4 | 100 | 99999 | 1400 | 59.38 | 59.39 | 0.01 | 0
2030 | MARITIMES_2_NEISO | MARITIMES | NEISO | Internal | Summer | B5 | 200 | 99999 | 1400 | 55.37 | 55.38 | 0.01 | 0
2030 | MARITIMES_2_NEISO | MARITIMES | NEISO | Internal | Summer | B6 | 300 | 99999 | 1400 | 45.26 | 45.27 | 0.01 | 0
2030 | MARITIMES_2_NEISO | MARITIMES | NEISO | Internal | Summer | B7 | 400 | 99999 | 1400 | 40.81 | 40.82 | 0.01 | 0
2030 | MARITIMES_2_NEISO | MARITIMES | NEISO | Internal | Summer | B8 | 500 | 99999 | 1400 | 40.81 | 40.82 | 0.01 | 0
2030 | MARITIMES_2_NEISO | MARITIMES | NEISO | Internal | Summer | B9 | 800 | 99999 | 1400 | 40.81 | 40.82 | 0.01 | 0
2030 | MARITIMES_2_NEISO | MARITIMES | NEISO | Internal | Summer | B10 | 1262 | 99999 | 236.13 | 40.81 | 40.82 | 0.01 | 0
2030 | MARITIMES_2_NEISO | MARITIMES | NEISO | Internal | Winter | B16 | 25 | 99999 | 1400 | 54.5 | 54.51 | 0.01 | 0
2030 | MARITIMES_2_NEISO | MARITIMES | NEISO | Internal | Winter | B17 | 100 | 99999 | 1400 | 54.5 | 54.51 | 0.01 | 0
2030 | MARITIMES_2_NEISO | MARITIMES | NEISO | Internal | Winter | B18 | 400 | 99999 | 1400 | 54.5 | 54.51 | 0.01 | 0
2030 | MARITIMES_2_NEISO | MARITIMES | NEISO | Internal | Winter | B19 | 700 | 99999 | 1400 | 54.5 | 54.51 | 0.01 | 0
2030 | MARITIMES_2_NEISO | MARITIMES | NEISO | Internal | Winter | B20 | 935 | 99999 | 475.94 | 54.5 | 54.51 | 0.01 | 0
2030 | MISO_IN_2_MISO_MI | MISO_IN | MISO_MI | Internal | Shoulder | B11 | 25 | 5000 | 0.92 | 67.04 | 67.04 | 0.01 | 0
2030 | MISO_IN_2_MISO_MI | MISO_IN | MISO_MI | Internal | Shoulder | B12 | 200 | 5000 | 3002.57 | 58.16 | 58.17 | 0.01 | 0
2030 | MISO_IN_2_MISO_MI | MISO_IN | MISO_MI | Internal | Shoulder | B13 | 600 | 5000 | 4485.83 | 50.84 | 50.85 | 0.01 | 0
2030 | MISO_IN_2_MISO_MI | MISO_IN | MISO_MI | Internal | Shoulder | B14 | 900 | 5000 | 4771.66 | 47.42 | 47.43 | 0.01 | 0
2030 | MISO_IN_2_MISO_MI | MISO_IN | MISO_MI | Internal | Shoulder | B15 | 1203 | 5000 | 4711.34 | 42.34 | 42.36 | 0.01 | 0
2030 | MISO_IN_2_MISO_MI | MISO_IN | MISO_MI | Internal | Summer | B1 | 10 | 5000 | 2710.98 | 97.54 | 97.55 | 0.01 | 0
2030 | MISO_IN_2_MISO_MI | MISO_IN | MISO_MI | Internal | Summer | B2 | 25 | 5000 | 1966.27 | 81.74 | 81.75 | 0.01 | 0
2030 | MISO_IN_2_MISO_MI | MISO_IN | MISO_MI | Internal | Summer | B3 | 75 | 5000 | 1867.51 | 75.79 | 75.8 | 0.01 | 0
2030 | MISO_IN_2_MISO_MI | MISO_IN | MISO_MI | Internal | Summer | B4 | 100 | 5000 | 675.51 | 74.61 | 74.62 | 0.01 | 0
2030 | MISO_IN_2_MISO_MI | MISO_IN | MISO_MI | Internal | Summer | B5 | 200 | 5000 | 1141.39 | 70.78 | 70.79 | 0.01 | 0
2030 | MISO_IN_2_MISO_MI | MISO_IN | MISO_MI | Internal | Summer | B6 | 300 | 5000 | 1479.31 | 56.91 | 56.93 | 0.01 | 0
2030 | MISO_IN_2_MISO_MI | MISO_IN | MISO_MI | Internal | Summer | B7 | 400 | 5000 | 4333.17 | 47.76 | 47.77 | 0.01 | 0
2030 | MISO_IN_2_MISO_MI | MISO_IN | MISO_MI | Internal | Summer | B8 | 500 | 5000 | 5000 | 44 | 45.13 | 0.01 | 1.12
2030 | MISO_IN_2_MISO_MI | MISO_IN | MISO_MI | Internal | Summer | B9 | 800 | 5000 | 5000 | 40.76 | 42.39 | 0.01 | 1.62
2030 | MISO_IN_2_MISO_MI | MISO_IN | MISO_MI | Internal | Summer | B10 | 1262 | 5000 | 5000 | 40.62 | 40.91 | 0.01 | 0.28
2030 | MISO_IN_2_MISO_MI | MISO_IN | MISO_MI | Internal | Winter | B16 | 25 | 5000 | 0.41 | 77.55 | 77.54 | 0.01 | 0
2030 | MISO_IN_2_MISO_MI | MISO_IN | MISO_MI | Internal | Winter | B17 | 100 | 5000 | 2419.45 | 60.32 | 60.34 | 0.01 | 0
2030 | MISO_IN_2_MISO_MI | MISO_IN | MISO_MI | Internal | Winter | B18 | 400 | 5000 | 4648.33 | 52.79 | 52.8 | 0.01 | 0
2030 | MISO_IN_2_MISO_MI | MISO_IN | MISO_MI | Internal | Winter | B19 | 700 | 5000 | 4718.12 | 47.56 | 47.57 | 0.01 | 0
2030 | MISO_IN_2_MISO_MI | MISO_IN | MISO_MI | Internal | Winter | B20 | 935 | 5000 | 2606.7 | 44.63 | 44.64 | 0.01 | 0
2030 | MISO_IN_2_MISO_MO-IL | MISO_IN | MISO_MO-IL | Internal | Shoulder | B11 | 25 | 5000 | 5000 | 67.04 | 77.6 | 0.01 | 10.55
2030 | MISO_IN_2_MISO_MO-IL | MISO_IN | MISO_MO-IL | Internal | Shoulder | B12 | 200 | 5000 | 3278.44 | 58.16 | 58.17 | 0.01 | 0
2030 | MISO_IN_2_MISO_MO-IL | MISO_IN | MISO_MO-IL | Internal | Shoulder | B13 | 600 | 5000 | 3066.18 | 50.84 | 50.85 | 0.01 | 0
2030 | MISO_IN_2_MISO_MO-IL | MISO_IN | MISO_MO-IL | Internal | Shoulder | B14 | 900 | 5000 | 3444.18 | 47.42 | 47.43 | 0.01 | 0
2030 | MISO_IN_2_MISO_MO-IL | MISO_IN | MISO_MO-IL | Internal | Shoulder | B15 | 1203 | 5000 | 3348.23 | 42.34 | 42.36 | 0.01 | 0
2030 | MISO_IN_2_MISO_MO-IL | MISO_IN | MISO_MO-IL | Internal | Summer | B1 | 10 | 5000 | 3249.67 | 97.54 | 97.55 | 0.01 | 0
2030 | MISO_IN_2_MISO_MO-IL | MISO_IN | MISO_MO-IL | Internal | Summer | B2 | 25 | 5000 | 3856.01 | 81.74 | 81.75 | 0.01 | 0
2030 | MISO_IN_2_MISO_MO-IL | MISO_IN | MISO_MO-IL | Internal | Summer | B3 | 75 | 5000 | 2565.77 | 75.79 | 75.8 | 0.01 | 0
2030 | MISO_IN_2_MISO_MO-IL | MISO_IN | MISO_MO-IL | Internal | Summer | B4 | 100 | 5000 | 4871.15 | 74.61 | 74.62 | 0.01 | 0
2030 | MISO_IN_2_MISO_MO-IL | MISO_IN | MISO_MO-IL | Internal | Summer | B5 | 200 | 5000 | 4565.6 | 70.78 | 70.79 | 0.01 | 0
2030 | MISO_IN_2_MISO_MO-IL | MISO_IN | MISO_MO-IL | Internal | Summer | B6 | 300 | 5000 | 5000 | 56.91 | 60.6 | 0.01 | 3.67
2030 | MISO_IN_2_MISO_MO-IL | MISO_IN | MISO_MO-IL | Internal | Summer | B7 | 400 | 5000 | 4448.29 | 47.76 | 47.77 | 0.01 | 0
2030 | MISO_IN_2_MISO_MO-IL | MISO_IN | MISO_MO-IL | Internal | Summer | B8 | 500 | 5000 | 3043.29 | 44 | 44.01 | 0.01 | 0
2030 | MISO_IN_2_MISO_MO-IL | MISO_IN | MISO_MO-IL | Internal | Summer | B9 | 800 | 5000 | 4005.84 | 40.76 | 40.77 | 0.01 | 0
2030 | MISO_IN_2_MISO_MO-IL | MISO_IN | MISO_MO-IL | Internal | Summer | B10 | 1262 | 5000 | 472.86 | 40.62 | 40.63 | 0.01 | 0
2030 | MISO_IN_2_MISO_MO-IL | MISO_IN | MISO_MO-IL | Internal | Winter | B16 | 25 | 5000 | 2290.76 | 77.55 | 77.57 | 0.01 | 0
2030 | MISO_IN_2_MISO_MO-IL | MISO_IN | MISO_MO-IL | Internal | Winter | B17 | 100 | 5000 | 331.26 | 60.32 | 60.34 | 0.01 | 0
2030 | MISO_IN_2_MISO_MO-IL | MISO_IN | MISO_MO-IL | Internal | Winter | B18 | 400 | 5000 | 1225.97 | 52.79 | 52.8 | 0.01 | 0
2030 | MISO_IN_2_MISO_MO-IL | MISO_IN | MISO_MO-IL | Internal | Winter | B19 | 700 | 5000 | 1346.28 | 47.56 | 47.57 | 0.01 | 0
2030 | MISO_IN_2_MISO_MO-IL | MISO_IN | MISO_MO-IL | Internal | Winter | B20 | 935 | 5000 | 0 | 44.63 | 44.33 | 0.01 | 0
2030 | MISO_IN_2_NonRTO_Midwest | MISO_IN | NonRTO_Midwest | Internal | Shoulder | B11 | 25 | 4800 | 1333.16 | 67.04 | 75.04 | 8 | 0
2030 | MISO_IN_2_NonRTO_Midwest | MISO_IN | NonRTO_Midwest | Internal | Shoulder | B12 | 200 | 4800 | 653.38 | 58.16 | 66.16 | 8 | 0
2030 | MISO_IN_2_NonRTO_Midwest | MISO_IN | NonRTO_Midwest | Internal | Shoulder | B13 | 600 | 4800 | 0 | 50.84 | 53.14 | 8 | 0
2030 | MISO_IN_2_NonRTO_Midwest | MISO_IN | NonRTO_Midwest | Internal | Shoulder | B14 | 900 | 4800 | 0 | 47.42 | 45.63 | 8 | 0
2030 | MISO_IN_2_NonRTO_Midwest | MISO_IN | NonRTO_Midwest | Internal | Shoulder | B15 | 1203 | 4800 | 0 | 42.34 | 45.63 | 8 | 0
2030 | MISO_IN_2_NonRTO_Midwest | MISO_IN | NonRTO_Midwest | Internal | Summer | B1 | 10 | 4800 | 0 | 97.54 | 89.54 | 8 | 0
2030 | MISO_IN_2_NonRTO_Midwest | MISO_IN | NonRTO_Midwest | Internal | Summer | B2 | 25 | 4800 | 0 | 81.74 | 80.48 | 8 | 0
2030 | MISO_IN_2_NonRTO_Midwest | MISO_IN | NonRTO_Midwest | Internal | Summer | B3 | 75 | 4800 | 0 | 75.79 | 80.48 | 8 | 0
2030 | MISO_IN_2_NonRTO_Midwest | MISO_IN | NonRTO_Midwest | Internal | Summer | B4 | 100 | 4800 | 0 | 74.61 | 80.48 | 8 | 0
2030 | MISO_IN_2_NonRTO_Midwest | MISO_IN | NonRTO_Midwest | Internal | Summer | B5 | 200 | 4800 | 549.46 | 70.78 | 78.78 | 8 | 0
2030 | MISO_IN_2_NonRTO_Midwest | MISO_IN | NonRTO_Midwest | Internal | Summer | B6 | 300 | 4800 | 792.45 | 56.91 | 64.91 | 8 | 0
2030 | MISO_IN_2_NonRTO_Midwest | MISO_IN | NonRTO_Midwest | Internal | Summer | B7 | 400 | 4800 | 0 | 47.76 | 49.56 | 8 | 0
2030 | MISO_IN_2_NonRTO_Midwest | MISO_IN | NonRTO_Midwest | Internal | Summer | B8 | 500 | 4800 | 0 | 44 | 44.14 | 8 | 0
2030 | MISO_IN_2_NonRTO_Midwest | MISO_IN | NonRTO_Midwest | Internal | Summer | B9 | 800 | 4800 | 0 | 40.76 | 44.14 | 8 | 0
2030 | MISO_IN_2_NonRTO_Midwest | MISO_IN | NonRTO_Midwest | Internal | Summer | B10 | 1262 | 4800 | 0 | 40.62 | 39.5 | 8 | 0
2030 | MISO_IN_2_NonRTO_Midwest | MISO_IN | NonRTO_Midwest | Internal | Winter | B16 | 25 | 4800 | 2419.42 | 77.55 | 85.55 | 8 | 0
2030 | MISO_IN_2_NonRTO_Midwest | MISO_IN | NonRTO_Midwest | Internal | Winter | B17 | 100 | 4800 | 1070.96 | 60.32 | 68.32 | 8 | 0
2030 | MISO_IN_2_NonRTO_Midwest | MISO_IN | NonRTO_Midwest | Internal | Winter | B18 | 400 | 4800 | 0 | 52.79 | 58.4 | 8 | 0
2030 | MISO_IN_2_NonRTO_Midwest | MISO_IN | NonRTO_Midwest | Internal | Winter | B19 | 700 | 4800 | 0 | 47.56 | 48.45 | 8 | 0
2030 | MISO_IN_2_NonRTO_Midwest | MISO_IN | NonRTO_Midwest | Internal | Winter | B20 | 935 | 4800 | 0 | 44.63 | 46.53 | 8 | 0
2030 | MISO_IN_2_PJM_ROR | MISO_IN | PJM_ROR | Internal | Shoulder | B11 | 25 | 992 | 0 | 67.04 | 65.04 | 2 | 0
2030 | MISO_IN_2_PJM_ROR | MISO_IN | PJM_ROR | Internal | Shoulder | B12 | 200 | 992 | 0 | 58.16 | 57.29 | 2 | 0
2030 | MISO_IN_2_PJM_ROR | MISO_IN | PJM_ROR | Internal | Shoulder | B13 | 600 | 992 | 0 | 50.84 | 48.85 | 2 | 0
2030 | MISO_IN_2_PJM_ROR | MISO_IN | PJM_ROR | Internal | Shoulder | B14 | 900 | 992 | 0 | 47.42 | 45.43 | 2 | 0
2030 | MISO_IN_2_PJM_ROR | MISO_IN | PJM_ROR | Internal | Shoulder | B15 | 1203 | 992 | 0 | 42.34 | 41.91 | 2 | 0
2030 | MISO_IN_2_PJM_ROR | MISO_IN | PJM_ROR | Internal | Summer | B1 | 10 | 992 | 0 | 97.54 | 95.55 | 2 | 0
2030 | MISO_IN_2_PJM_ROR | MISO_IN | PJM_ROR | Internal | Summer | B2 | 25 | 992 | 0 | 81.74 | 79.75 | 2 | 0
2030 | MISO_IN_2_PJM_ROR | MISO_IN | PJM_ROR | Internal | Summer | B3 | 75 | 992 | 0 | 75.79 | 73.8 | 2 | 0
2030 | MISO_IN_2_PJM_ROR | MISO_IN | PJM_ROR | Internal | Summer | B4 | 100 | 992 | 0 | 74.61 | 72.62 | 2 | 0
2030 | MISO_IN_2_PJM_ROR | MISO_IN | PJM_ROR | Internal | Summer | B5 | 200 | 992 | 0 | 70.78 | 68.79 | 2 | 0
2030 | MISO_IN_2_PJM_ROR | MISO_IN | PJM_ROR | Internal | Summer | B6 | 300 | 992 | 0 | 56.91 | 56.23 | 2 | 0
2030 | MISO_IN_2_PJM_ROR | MISO_IN | PJM_ROR | Internal | Summer | B7 | 400 | 992 | 0 | 47.76 | 45.77 | 2 | 0
2030 | MISO_IN_2_PJM_ROR | MISO_IN | PJM_ROR | Internal | Summer | B8 | 500 | 992 | 0 | 44 | 43.13 | 2 | 0
2030 | MISO_IN_2_PJM_ROR | MISO_IN | PJM_ROR | Internal | Summer | B9 | 800 | 992 | 0 | 40.76 | 40.39 | 2 | 0
2030 | MISO_IN_2_PJM_ROR | MISO_IN | PJM_ROR | Internal | Summer | B10 | 1262 | 992 | 0 | 40.62 | 40.39 | 2 | 0
2030 | MISO_IN_2_PJM_ROR | MISO_IN | PJM_ROR | Internal | Winter | B16 | 25 | 992 | 0.62 | 77.55 | 79.54 | 2 | 0
2030 | MISO_IN_2_PJM_ROR | MISO_IN | PJM_ROR | Internal | Winter | B17 | 100 | 992 | 991.78 | 60.32 | 62.34 | 2 | 0.01
2030 | MISO_IN_2_PJM_ROR | MISO_IN | PJM_ROR | Internal | Winter | B18 | 400 | 992 | 0 | 52.79 | 51.35 | 2 | 0
2030 | MISO_IN_2_PJM_ROR | MISO_IN | PJM_ROR | Internal | Winter | B19 | 700 | 992 | 0 | 47.56 | 48.86 | 2 | 0
2030 | MISO_IN_2_PJM_ROR | MISO_IN | PJM_ROR | Internal | Winter | B20 | 935 | 992 | 0 | 44.63 | 44.97 | 2 | 0
2030 | MISO_MI_2_IESO | MISO_MI | IESO | Internal | Shoulder | B11 | 25 | 1580 | 0 | 67.04 | 49.72 | 8 | 0
2030 | MISO_MI_2_IESO | MISO_MI | IESO | Internal | Shoulder | B12 | 200 | 1580 | 0 | 58.17 | 46.09 | 8 | 0
2030 | MISO_MI_2_IESO | MISO_MI | IESO | Internal | Shoulder | B13 | 600 | 1580 | 0 | 50.85 | 46.09 | 8 | 0
2030 | MISO_MI_2_IESO | MISO_MI | IESO | Internal | Shoulder | B14 | 900 | 1580 | 0 | 47.43 | 46.09 | 8 | 0
2030 | MISO_MI_2_IESO | MISO_MI | IESO | Internal | Shoulder | B15 | 1203 | 1580 | 0 | 42.36 | 46.09 | 8 | 0
2030 | MISO_MI_2_IESO | MISO_MI | IESO | Internal | Summer | B1 | 10 | 1580 | 0 | 97.55 | 90.55 | 8 | 0
2030 | MISO_MI_2_IESO | MISO_MI | IESO | Internal | Summer | B2 | 25 | 1580 | 0 | 81.75 | 80.57 | 8 | 0
2030 | MISO_MI_2_IESO | MISO_MI | IESO | Internal | Summer | B3 | 75 | 1580 | 0 | 75.8 | 63.41 | 8 | 0
2030 | MISO_MI_2_IESO | MISO_MI | IESO | Internal | Summer | B4 | 100 | 1580 | 0 | 74.62 | 55.39 | 8 | 0
2030 | MISO_MI_2_IESO | MISO_MI | IESO | Internal | Summer | B5 | 200 | 1580 | 0 | 70.79 | 51.38 | 8 | 0
2030 | MISO_MI_2_IESO | MISO_MI | IESO | Internal | Summer | B6 | 300 | 1580 | 0 | 56.93 | 45.17 | 8 | 0
2030 | MISO_MI_2_IESO | MISO_MI | IESO | Internal | Summer | B7 | 400 | 1580 | 0 | 47.77 | 44.67 | 8 | 0
2030 | MISO_MI_2_IESO | MISO_MI | IESO | Internal | Summer | B8 | 500 | 1580 | 0 | 45.13 | 44.67 | 8 | 0
2030 | MISO_MI_2_IESO | MISO_MI | IESO | Internal | Summer | B9 | 800 | 1580 | 0 | 42.39 | 44.67 | 8 | 0
2030 | MISO_MI_2_IESO | MISO_MI | IESO | Internal | Summer | B10 | 1262 | 1580 | 0 | 40.91 | 44.67 | 8 | 0
2030 | MISO_MI_2_IESO | MISO_MI | IESO | Internal | Winter | B16 | 25 | 1580 | 0 | 77.54 | 52.34 | 8 | 0
2030 | MISO_MI_2_IESO | MISO_MI | IESO | Internal | Winter | B17 | 100 | 1580 | 0 | 60.34 | 48.45 | 8 | 0
2030 | MISO_MI_2_IESO | MISO_MI | IESO | Internal | Winter | B18 | 400 | 1580 | 0 | 52.8 | 48.45 | 8 | 0
2030 | MISO_MI_2_IESO | MISO_MI | IESO | Internal | Winter | B19 | 700 | 1580 | 0 | 47.57 | 48.45 | 8 | 0
2030 | MISO_MI_2_IESO | MISO_MI | IESO | Internal | Winter | B20 | 935 | 1580 | 0 | 44.64 | 48.45 | 8 | 0
2030 | MISO_MI_2_MISO_IN | MISO_MI | MISO_IN | Internal | Shoulder | B11 | 25 | 2045 | 0.76 | 67.04 | 67.04 | 0.01 | 0
2030 | MISO_MI_2_MISO_IN | MISO_MI | MISO_IN | Internal | Shoulder | B12 | 200 | 2045 | 0.05 | 58.17 | 58.16 | 0.01 | 0
2030 | MISO_MI_2_MISO_IN | MISO_MI | MISO_IN | Internal | Shoulder | B13 | 600 | 2045 | 0.02 | 50.85 | 50.84 | 0.01 | 0
2030 | MISO_MI_2_MISO_IN | MISO_MI | MISO_IN | Internal | Shoulder | B14 | 900 | 2045 | 0.01 | 47.43 | 47.42 | 0.01 | 0
2030 | MISO_MI_2_MISO_IN | MISO_MI | MISO_IN | Internal | Shoulder | B15 | 1203 | 2045 | 0 | 42.36 | 42.34 | 0.01 | 0
2030 | MISO_MI_2_MISO_IN | MISO_MI | MISO_IN | Internal | Summer | B1 | 10 | 2045 | 0.99 | 97.55 | 97.54 | 0.01 | 0
2030 | MISO_MI_2_MISO_IN | MISO_MI | MISO_IN | Internal | Summer | B2 | 25 | 2045 | 0.41 | 81.75 | 81.74 | 0.01 | 0
2030 | MISO_MI_2_MISO_IN | MISO_MI | MISO_IN | Internal | Summer | B3 | 75 | 2045 | 0.14 | 75.8 | 75.79 | 0.01 | 0
2030 | MISO_MI_2_MISO_IN | MISO_MI | MISO_IN | Internal | Summer | B4 | 100 | 2045 | 0.11 | 74.62 | 74.61 | 0.01 | 0
2030 | MISO_MI_2_MISO_IN | MISO_MI | MISO_IN | Internal | Summer | B5 | 200 | 2045 | 0.05 | 70.79 | 70.78 | 0.01 | 0
2030 | MISO_MI_2_MISO_IN | MISO_MI | MISO_IN | Internal | Summer | B6 | 300 | 2045 | 0.04 | 56.93 | 56.91 | 0.01 | 0
2030 | MISO_MI_2_MISO_IN | MISO_MI | MISO_IN | Internal | Summer | B7 | 400 | 2045 | 0.03 | 47.77 | 47.76 | 0.01 | 0
2030 | MISO_MI_2_MISO_IN | MISO_MI | MISO_IN | Internal | Summer | B8 | 500 | 2045 | 0 | 45.13 | 44 | 0.01 | 0
2030 | MISO_MI_2_MISO_IN | MISO_MI | MISO_IN | Internal | Summer | B9 | 800 | 2045 | 0 | 42.39 | 40.76 | 0.01 | 0
2030 | MISO_MI_2_MISO_IN | MISO_MI | MISO_IN | Internal | Summer | B10 | 1262 | 2045 | 0 | 40.91 | 40.62 | 0.01 | 0
2030 | MISO_MI_2_MISO_IN | MISO_MI | MISO_IN | Internal | Winter | B16 | 25 | 2045 | 1046.7 | 77.54 | 77.55 | 0.01 | 0
2030 | MISO_MI_2_MISO_IN | MISO_MI | MISO_IN | Internal | Winter | B17 | 100 | 2045 | 0.11 | 60.34 | 60.32 | 0.01 | 0
2030 | MISO_MI_2_MISO_IN | MISO_MI | MISO_IN | Internal | Winter | B18 | 400 | 2045 | 0.03 | 52.8 | 52.79 | 0.01 | 0
2030 | MISO_MI_2_MISO_IN | MISO_MI | MISO_IN | Internal | Winter | B19 | 700 | 2045 | 0.02 | 47.57 | 47.56 | 0.01 | 0
2030 | MISO_MI_2_MISO_IN | MISO_MI | MISO_IN | Internal | Winter | B20 | 935 | 2045 | 0.01 | 44.64 | 44.63 | 0.01 | 0
2030 | MISO_MI_2_MISO_WUMS | MISO_MI | MISO_WUMS | Internal | Shoulder | B11 | 25 | 117 | 0.65 | 67.04 | 67.04 | 0.01 | 0
2030 | MISO_MI_2_MISO_WUMS | MISO_MI | MISO_WUMS | Internal | Shoulder | B12 | 200 | 117 | 0.09 | 58.17 | 58.17 | 0.01 | 0
2030 | MISO_MI_2_MISO_WUMS | MISO_MI | MISO_WUMS | Internal | Shoulder | B13 | 600 | 117 | 0 | 50.85 | 48.58 | 0.01 | 0
2030 | MISO_MI_2_MISO_WUMS | MISO_MI | MISO_WUMS | Internal | Shoulder | B14 | 900 | 117 | 0 | 47.43 | 45.17 | 0.01 | 0
2030 | MISO_MI_2_MISO_WUMS | MISO_MI | MISO_WUMS | Internal | Shoulder | B15 | 1203 | 117 | 117 | 42.36 | 43.1 | 0.01 | 0.73
2030 | MISO_MI_2_MISO_WUMS | MISO_MI | MISO_WUMS | Internal | Summer | B1 | 10 | 117 | 0 | 97.55 | 71.9 | 0.01 | 0
2030 | MISO_MI_2_MISO_WUMS | MISO_MI | MISO_WUMS | Internal | Summer | B2 | 25 | 117 | 0 | 81.75 | 71.9 | 0.01 | 0
2030 | MISO_MI_2_MISO_WUMS | MISO_MI | MISO_WUMS | Internal | Summer | B3 | 75 | 117 | 0 | 75.8 | 71.9 | 0.01 | 0
2030 | MISO_MI_2_MISO_WUMS | MISO_MI | MISO_WUMS | Internal | Summer | B4 | 100 | 117 | 0 | 74.62 | 71.9 | 0.01 | 0
2030 | MISO_MI_2_MISO_WUMS | MISO_MI | MISO_WUMS | Internal | Summer | B5 | 200 | 117 | 0.09 | 70.79 | 70.79 | 0.01 | 0
2030 | MISO_MI_2_MISO_WUMS | MISO_MI | MISO_WUMS | Internal | Summer | B6 | 300 | 117 | 0 | 56.93 | 54.23 | 0.01 | 0
2030 | MISO_MI_2_MISO_WUMS | MISO_MI | MISO_WUMS | Internal | Summer | B7 | 400 | 117 | 0 | 47.77 | 43.77 | 0.01 | 0
2030 | MISO_MI_2_MISO_WUMS | MISO_MI | MISO_WUMS | Internal | Summer | B8 | 500 | 117 | 0 | 45.13 | 43.66 | 0.01 | 0
2030 | MISO_MI_2_MISO_WUMS | MISO_MI | MISO_WUMS | Internal | Summer | B9 | 800 | 117 | 0.03 | 42.39 | 42.39 | 0.01 | 0
2030 | MISO_MI_2_MISO_WUMS | MISO_MI | MISO_WUMS | Internal | Summer | B10 | 1262 | 117 | 0 | 40.91 | 40.61 | 0.01 | 0
2030 | MISO_MI_2_MISO_WUMS | MISO_MI | MISO_WUMS | Internal | Winter | B16 | 25 | 117 | 68.04 | 77.54 | 77.56 | 0.01 | 0
2030 | MISO_MI_2_MISO_WUMS | MISO_MI | MISO_WUMS | Internal | Winter | B17 | 100 | 117 | 0.18 | 60.34 | 60.34 | 0.01 | 0
2030 | MISO_MI_2_MISO_WUMS | MISO_MI | MISO_WUMS | Internal | Winter | B18 | 400 | 117 | 0.05 | 52.8 | 52.8 | 0.01 | 0
2030 | MISO_MI_2_MISO_WUMS | MISO_MI | MISO_WUMS | Internal | Winter | B19 | 700 | 117 | 117 | 47.57 | 48.11 | 0.01 | 0.53
2030 | MISO_MI_2_MISO_WUMS | MISO_MI | MISO_WUMS | Internal | Winter | B20 | 935 | 117 | 0 | 44.64 | 44.3 | 0.01 | 0
2030 | MISO_MI_2_PJM_ROR | MISO_MI | PJM_ROR | Internal | Shoulder | B11 | 25 | 1424 | 0 | 67.04 | 65.04 | 2 | 0
2030 | MISO_MI_2_PJM_ROR | MISO_MI | PJM_ROR | Internal | Shoulder | B12 | 200 | 1424 | 0 | 58.17 | 57.29 | 2 | 0
2030 | MISO_MI_2_PJM_ROR | MISO_MI | PJM_ROR | Internal | Shoulder | B13 | 600 | 1424 | 0 | 50.85 | 48.85 | 2 | 0
2030 | MISO_MI_2_PJM_ROR | MISO_MI | PJM_ROR | Internal | Shoulder | B14 | 900 | 1424 | 0 | 47.43 | 45.43 | 2 | 0
2030 | MISO_MI_2_PJM_ROR | MISO_MI | PJM_ROR | Internal | Shoulder | B15 | 1203 | 1424 | 0 | 42.36 | 41.91 | 2 | 0
2030 | MISO_MI_2_PJM_ROR | MISO_MI | PJM_ROR | Internal | Summer | B1 | 10 | 1424 | 0 | 97.55 | 95.55 | 2 | 0
2030 | MISO_MI_2_PJM_ROR | MISO_MI | PJM_ROR | Internal | Summer | B2 | 25 | 1424 | 0 | 81.75 | 79.75 | 2 | 0
2030 | MISO_MI_2_PJM_ROR | MISO_MI | PJM_ROR | Internal | Summer | B3 | 75 | 1424 | 0 | 75.8 | 73.8 | 2 | 0
2030 | MISO_MI_2_PJM_ROR | MISO_MI | PJM_ROR | Internal | Summer | B4 | 100 | 1424 | 0 | 74.62 | 72.62 | 2 | 0
2030 | MISO_MI_2_PJM_ROR | MISO_MI | PJM_ROR | Internal | Summer | B5 | 200 | 1424 | 0 | 70.79 | 68.79 | 2 | 0
2030 | MISO_MI_2_PJM_ROR | MISO_MI | PJM_ROR | Internal | Summer | B6 | 300 | 1424 | 0 | 56.93 | 56.23 | 2 | 0
2030 | MISO_MI_2_PJM_ROR | MISO_MI | PJM_ROR | Internal | Summer | B7 | 400 | 1424 | 0 | 47.77 | 45.77 | 2 | 0
2030 | MISO_MI_2_PJM_ROR | MISO_MI | PJM_ROR | Internal | Summer | B8 | 500 | 1424 | 0 | 45.13 | 43.13 | 2 | 0
2030 | MISO_MI_2_PJM_ROR | MISO_MI | PJM_ROR | Internal | Summer | B9 | 800 | 1424 | 0 | 42.39 | 40.39 | 2 | 0
2030 | MISO_MI_2_PJM_ROR | MISO_MI | PJM_ROR | Internal | Summer | B10 | 1262 | 1424 | 0 | 40.91 | 40.39 | 2 | 0
2030 | MISO_MI_2_PJM_ROR | MISO_MI | PJM_ROR | Internal | Winter | B16 | 25 | 1424 | 87.51 | 77.54 | 79.54 | 2 | 0
2030 | MISO_MI_2_PJM_ROR | MISO_MI | PJM_ROR | Internal | Winter | B17 | 100 | 1424 | 140.81 | 60.34 | 62.34 | 2 | 0
2030 | MISO_MI_2_PJM_ROR | MISO_MI | PJM_ROR | Internal | Winter | B18 | 400 | 1424 | 0 | 52.8 | 51.35 | 2 | 0
2030 | MISO_MI_2_PJM_ROR | MISO_MI | PJM_ROR | Internal | Winter | B19 | 700 | 1424 | 0 | 47.57 | 48.86 | 2 | 0
2030 | MISO_MI_2_PJM_ROR | MISO_MI | PJM_ROR | Internal | Winter | B20 | 935 | 1424 | 0 | 44.64 | 44.97 | 2 | 0
2030 | MISO_MO-IL_2_ENT | MISO_MO-IL | ENT | Internal | Shoulder | B11 | 25 | 2540 | 0 | 77.6 | 70.92 | 8 | 0
2030 | MISO_MO-IL_2_ENT | MISO_MO-IL | ENT | Internal | Shoulder | B12 | 200 | 2540 | 0 | 58.17 | 50.17 | 8 | 0
2030 | MISO_MO-IL_2_ENT | MISO_MO-IL | ENT | Internal | Shoulder | B13 | 600 | 2540 | 0 | 50.85 | 50.17 | 8 | 0
2030 | MISO_MO-IL_2_ENT | MISO_MO-IL | ENT | Internal | Shoulder | B14 | 900 | 2540 | 0 | 47.43 | 49.81 | 8 | 0
2030 | MISO_MO-IL_2_ENT | MISO_MO-IL | ENT | Internal | Shoulder | B15 | 1203 | 2540 | 0 | 42.36 | 48.17 | 8 | 0
2030 | MISO_MO-IL_2_ENT | MISO_MO-IL | ENT | Internal | Summer | B1 | 10 | 2540 | 0 | 97.55 | 89.55 | 8 | 0
2030 | MISO_MO-IL_2_ENT | MISO_MO-IL | ENT | Internal | Summer | B2 | 25 | 2540 | 0 | 81.75 | 80.73 | 8 | 0
2030 | MISO_MO-IL_2_ENT | MISO_MO-IL | ENT | Internal | Summer | B3 | 75 | 2540 | 0 | 75.8 | 75.67 | 8 | 0
2030 | MISO_MO-IL_2_ENT | MISO_MO-IL | ENT | Internal | Summer | B4 | 100 | 2540 | 0 | 74.62 | 74.07 | 8 | 0
2030 | MISO_MO-IL_2_ENT | MISO_MO-IL | ENT | Internal | Summer | B5 | 200 | 2540 | 0 | 70.79 | 72.59 | 8 | 0
2030 | MISO_MO-IL_2_ENT | MISO_MO-IL | ENT | Internal | Summer | B6 | 300 | 2540 | 39.75 | 60.6 | 68.6 | 8 | 0
2030 | MISO_MO-IL_2_ENT | MISO_MO-IL | ENT | Internal | Summer | B7 | 400 | 2540 | 0 | 47.77 | 50.77 | 8 | 0
2030 | MISO_MO-IL_2_ENT | MISO_MO-IL | ENT | Internal | Summer | B8 | 500 | 2540 | 0 | 44.01 | 48.58 | 8 | 0
2030 | MISO_MO-IL_2_ENT | MISO_MO-IL | ENT | Internal | Summer | B9 | 800 | 2540 | 0 | 40.77 | 48.23 | 8 | 0
2030 | MISO_MO-IL_2_ENT | MISO_MO-IL | ENT | Internal | Summer | B10 | 1262 | 2540 | 0 | 40.63 | 46.65 | 8 | 0
2030 | MISO_MO-IL_2_ENT | MISO_MO-IL | ENT | Internal | Winter | B16 | 25 | 2540 | 0 | 77.57 | 75.36 | 8 | 0
2030 | MISO_MO-IL_2_ENT | MISO_MO-IL | ENT | Internal | Winter | B17 | 100 | 2540 | 0 | 60.34 | 53.3 | 8 | 0
2030 | MISO_MO-IL_2_ENT | MISO_MO-IL | ENT | Internal | Winter | B18 | 400 | 2540 | 0 | 52.8 | 52.92 | 8 | 0
2030 | MISO_MO-IL_2_ENT | MISO_MO-IL | ENT | Internal | Winter | B19 | 700 | 2540 | 0 | 47.57 | 51.86 | 8 | 0
2030 | MISO_MO-IL_2_ENT | MISO_MO-IL | ENT | Internal | Winter | B20 | 935 | 2540 | 0 | 44.33 | 51.17 | 8 | 0
2030 | MISO_MO-IL_2_MISO_IN | MISO_MO-IL | MISO_IN | Internal | Shoulder | B11 | 25 | 2100 | 0 | 77.6 | 67.04 | 0.01 | 0
2030 | MISO_MO-IL_2_MISO_IN | MISO_MO-IL | MISO_IN | Internal | Shoulder | B12 | 200 | 2100 | 0.05 | 58.17 | 58.16 | 0.01 | 0
2030 | MISO_MO-IL_2_MISO_IN | MISO_MO-IL | MISO_IN | Internal | Shoulder | B13 | 600 | 2100 | 0.02 | 50.85 | 50.84 | 0.01 | 0
2030 | MISO_MO-IL_2_MISO_IN | MISO_MO-IL | MISO_IN | Internal | Shoulder | B14 | 900 | 2100 | 0.01 | 47.43 | 47.42 | 0.01 | 0
2030 | MISO_MO-IL_2_MISO_IN | MISO_MO-IL | MISO_IN | Internal | Shoulder | B15 | 1203 | 2100 | 0 | 42.36 | 42.34 | 0.01 | 0
2030 | MISO_MO-IL_2_MISO_IN | MISO_MO-IL | MISO_IN | Internal | Summer | B1 | 10 | 2100 | 0.97 | 97.55 | 97.54 | 0.01 | 0
2030 | MISO_MO-IL_2_MISO_IN | MISO_MO-IL | MISO_IN | Internal | Summer | B2 | 25 | 2100 | 0.4 | 81.75 | 81.74 | 0.01 | 0
2030 | MISO_MO-IL_2_MISO_IN | MISO_MO-IL | MISO_IN | Internal | Summer | B3 | 75 | 2100 | 0.14 | 75.8 | 75.79 | 0.01 | 0
2030 | MISO_MO-IL_2_MISO_IN | MISO_MO-IL | MISO_IN | Internal | Summer | B4 | 100 | 2100 | 0.1 | 74.62 | 74.61 | 0.01 | 0
2030 | MISO_MO-IL_2_MISO_IN | MISO_MO-IL | MISO_IN | Internal | Summer | B5 | 200 | 2100 | 0.05 | 70.79 | 70.78 | 0.01 | 0
2030 | MISO_MO-IL_2_MISO_IN | MISO_MO-IL | MISO_IN | Internal | Summer | B6 | 300 | 2100 | 0 | 60.6 | 56.91 | 0.01 | 0
2030 | MISO_MO-IL_2_MISO_IN | MISO_MO-IL | MISO_IN | Internal | Summer | B7 | 400 | 2100 | 0.03 | 47.77 | 47.76 | 0.01 | 0
2030 | MISO_MO-IL_2_MISO_IN | MISO_MO-IL | MISO_IN | Internal | Summer | B8 | 500 | 2100 | 0.02 | 44.01 | 44 | 0.01 | 0
2030 | MISO_MO-IL_2_MISO_IN | MISO_MO-IL | MISO_IN | Internal | Summer | B9 | 800 | 2100 | 0.01 | 40.77 | 40.76 | 0.01 | 0
2030 | MISO_MO-IL_2_MISO_IN | MISO_MO-IL | MISO_IN | Internal | Summer | B10 | 1262 | 2100 | 0 | 40.63 | 40.62 | 0.01 | 0
2030 | MISO_MO-IL_2_MISO_IN | MISO_MO-IL | MISO_IN | Internal | Winter | B16 | 25 | 2100 | 0.41 | 77.57 | 77.55 | 0.01 | 0
2030 | MISO_MO-IL_2_MISO_IN | MISO_MO-IL | MISO_IN | Internal | Winter | B17 | 100 | 2100 | 0.11 | 60.34 | 60.32 | 0.01 | 0
2030 | MISO_MO-IL_2_MISO_IN | MISO_MO-IL | MISO_IN | Internal | Winter | B18 | 400 | 2100 | 0.03 | 52.8 | 52.79 | 0.01 | 0
2030 | MISO_MO-IL_2_MISO_IN | MISO_MO-IL | MISO_IN | Internal | Winter | B19 | 700 | 2100 | 0.02 | 47.57 | 47.56 | 0.01 | 0
2030 | MISO_MO-IL_2_MISO_IN | MISO_MO-IL | MISO_IN | Internal | Winter | B20 | 935 | 2100 | 2100 | 44.33 | 44.63 | 0.01 | 0.29
2030 | MISO_MO-IL_2_MISO_W | MISO_MO-IL | MISO_W | Internal | Shoulder | B11 | 25 | 960 | 959.99 | 77.6 | 78.91 | 0.01 | 1.29
2030 | MISO_MO-IL_2_MISO_W | MISO_MO-IL | MISO_W | Internal | Shoulder | B12 | 200 | 960 | 39.56 | 58.17 | 58.19 | 0.01 | 0
2030 | MISO_MO-IL_2_MISO_W | MISO_MO-IL | MISO_W | Internal | Shoulder | B13 | 600 | 960 | 427.03 | 50.85 | 50.86 | 0.01 | 0
2030 | MISO_MO-IL_2_MISO_W | MISO_MO-IL | MISO_W | Internal | Shoulder | B14 | 900 | 960 | 960 | 47.43 | 47.86 | 0.01 | 0.42
2030 | MISO_MO-IL_2_MISO_W | MISO_MO-IL | MISO_W | Internal | Shoulder | B15 | 1203 | 960 | 960 | 42.36 | 43.91 | 0.01 | 1.54
2030 | MISO_MO-IL_2_MISO_W | MISO_MO-IL | MISO_W | Internal | Summer | B1 | 10 | 960 | 56.64 | 97.55 | 97.57 | 0.01 | 0
2030 | MISO_MO-IL_2_MISO_W | MISO_MO-IL | MISO_W | Internal | Summer | B2 | 25 | 960 | 960 | 81.75 | 87.57 | 0.01 | 5.81
2030 | MISO_MO-IL_2_MISO_W | MISO_MO-IL | MISO_W | Internal | Summer | B3 | 75 | 960 | 960 | 75.8 | 84.41 | 0.01 | 8.6
2030 | MISO_MO-IL_2_MISO_W | MISO_MO-IL | MISO_W | Internal | Summer | B4 | 100 | 960 | 960 | 74.62 | 79.4 | 0.01 | 4.77
2030 | MISO_MO-IL_2_MISO_W | MISO_MO-IL | MISO_W | Internal | Summer | B5 | 200 | 960 | 960 | 70.79 | 77.39 | 0.01 | 6.59
2030 | MISO_MO-IL_2_MISO_W | MISO_MO-IL | MISO_W | Internal | Summer | B6 | 300 | 960 | 960 | 60.6 | 73.6 | 0.01 | 12.99
2030 | MISO_MO-IL_2_MISO_W | MISO_MO-IL | MISO_W | Internal | Summer | B7 | 400 | 960 | 960 | 47.77 | 50.86 | 0.01 | 3.09
2030 | MISO_MO-IL_2_MISO_W | MISO_MO-IL | MISO_W | Internal | Summer | B8 | 500 | 960 | 960 | 44.01 | 45.86 | 0.01 | 1.84
2030 | MISO_MO-IL_2_MISO_W | MISO_MO-IL | MISO_W | Internal | Summer | B9 | 800 | 960 | 960 | 40.77 | 42.4 | 0.01 | 1.62
2030 | MISO_MO-IL_2_MISO_W | MISO_MO-IL | MISO_W | Internal | Summer | B10 | 1262 | 960 | 0 | 40.63 | 40.62 | 0.01 | 0
2030 | MISO_MO-IL_2_MISO_W | MISO_MO-IL | MISO_W | Internal | Winter | B16 | 25 | 960 | 0.42 | 77.57 | 77.55 | 0.01 | 0
2030 | MISO_MO-IL_2_MISO_W | MISO_MO-IL | MISO_W | Internal | Winter | B17 | 100 | 960 | 0.11 | 60.34 | 60.32 | 0.01 | 0
2030 | MISO_MO-IL_2_MISO_W | MISO_MO-IL | MISO_W | Internal | Winter | B18 | 400 | 960 | 295.91 | 52.8 | 52.82 | 0.01 | 0
2030 | MISO_MO-IL_2_MISO_W | MISO_MO-IL | MISO_W | Internal | Winter | B19 | 700 | 960 | 960 | 47.57 | 50.98 | 0.01 | 3.4
2030 | MISO_MO-IL_2_MISO_W | MISO_MO-IL | MISO_W | Internal | Winter | B20 | 935 | 960 | 0.01 | 44.33 | 44.31 | 0.01 | 0
2030 | MISO_MO-IL_2_PJM_ROR | MISO_MO-IL | PJM_ROR | Internal | Shoulder | B11 | 25 | 1212 | 0 | 77.6 | 65.04 | 2 | 0
2030 | MISO_MO-IL_2_PJM_ROR | MISO_MO-IL | PJM_ROR | Internal | Shoulder | B12 | 200 | 1212 | 0 | 58.17 | 57.29 | 2 | 0
2030 | MISO_MO-IL_2_PJM_ROR | MISO_MO-IL | PJM_ROR | Internal | Shoulder | B13 | 600 | 1212 | 0 | 50.85 | 48.85 | 2 | 0
2030 | MISO_MO-IL_2_PJM_ROR | MISO_MO-IL | PJM_ROR | Internal | Shoulder | B14 | 900 | 1212 | 0 | 47.43 | 45.43 | 2 | 0
2030 | MISO_MO-IL_2_PJM_ROR | MISO_MO-IL | PJM_ROR | Internal | Shoulder | B15 | 1203 | 1212 | 0 | 42.36 | 41.91 | 2 | 0
2030 | MISO_MO-IL_2_PJM_ROR | MISO_MO-IL | PJM_ROR | Internal | Summer | B1 | 10 | 1212 | 0 | 97.55 | 95.55 | 2 | 0
2030 | MISO_MO-IL_2_PJM_ROR | MISO_MO-IL | PJM_ROR | Internal | Summer | B2 | 25 | 1212 | 0 | 81.75 | 79.75 | 2 | 0
2030 | MISO_MO-IL_2_PJM_ROR | MISO_MO-IL | PJM_ROR | Internal | Summer | B3 | 75 | 1212 | 0 | 75.8 | 73.8 | 2 | 0
2030 | MISO_MO-IL_2_PJM_ROR | MISO_MO-IL | PJM_ROR | Internal | Summer | B4 | 100 | 1212 | 0 | 74.62 | 72.62 | 2 | 0
2030 | MISO_MO-IL_2_PJM_ROR | MISO_MO-IL | PJM_ROR | Internal | Summer | B5 | 200 | 1212 | 0 | 70.79 | 68.79 | 2 | 0
2030 | MISO_MO-IL_2_PJM_ROR | MISO_MO-IL | PJM_ROR | Internal | Summer | B6 | 300 | 1212 | 0 | 60.6 | 56.23 | 2 | 0
2030 | MISO_MO-IL_2_PJM_ROR | MISO_MO-IL | PJM_ROR | Internal | Summer | B7 | 400 | 1212 | 0 | 47.77 | 45.77 | 2 | 0
2030 | MISO_MO-IL_2_PJM_ROR | MISO_MO-IL | PJM_ROR | Internal | Summer | B8 | 500 | 1212 | 0 | 44.01 | 43.13 | 2 | 0
2030 | MISO_MO-IL_2_PJM_ROR | MISO_MO-IL | PJM_ROR | Internal | Summer | B9 | 800 | 1212 | 0 | 40.77 | 40.39 | 2 | 0
2030 | MISO_MO-IL_2_PJM_ROR | MISO_MO-IL | PJM_ROR | Internal | Summer | B10 | 1262 | 1212 | 0 | 40.63 | 40.39 | 2 | 0
2030 | MISO_MO-IL_2_PJM_ROR | MISO_MO-IL | PJM_ROR | Internal | Winter | B16 | 25 | 1212 | 0.33 | 77.57 | 79.54 | 2 | 0
2030 | MISO_MO-IL_2_PJM_ROR | MISO_MO-IL | PJM_ROR | Internal | Winter | B17 | 100 | 1212 | 224.73 | 60.34 | 62.34 | 2 | 0
2030 | MISO_MO-IL_2_PJM_ROR | MISO_MO-IL | PJM_ROR | Internal | Winter | B18 | 400 | 1212 | 0 | 52.8 | 51.35 | 2 | 0
2030 | MISO_MO-IL_2_PJM_ROR | MISO_MO-IL | PJM_ROR | Internal | Winter | B19 | 700 | 1212 | 0 | 47.57 | 48.86 | 2 | 0
2030 | MISO_MO-IL_2_PJM_ROR | MISO_MO-IL | PJM_ROR | Internal | Winter | B20 | 935 | 1212 | 0 | 44.33 | 44.97 | 2 | 0
2030 | MISO_MO-IL_2_SPP_N | MISO_MO-IL | SPP_N | Internal | Shoulder | B11 | 25 | 2000 | 0 | 77.6 | 78.92 | 8 | 0
2030 | MISO_MO-IL_2_SPP_N | MISO_MO-IL | SPP_N | Internal | Shoulder | B12 | 200 | 2000 | 0 | 58.17 | 53.17 | 8 | 0
2030 | MISO_MO-IL_2_SPP_N | MISO_MO-IL | SPP_N | Internal | Shoulder | B13 | 600 | 2000 | 0 | 50.85 | 48.1 | 8 | 0
2030 | MISO_MO-IL_2_SPP_N | MISO_MO-IL | SPP_N | Internal | Shoulder | B14 | 900 | 2000 | 0 | 47.43 | 47.97 | 8 | 0
2030 | MISO_MO-IL_2_SPP_N | MISO_MO-IL | SPP_N | Internal | Shoulder | B15 | 1203 | 2000 | 0 | 42.36 | 44.84 | 8 | 0
2030 | MISO_MO-IL_2_SPP_N | MISO_MO-IL | SPP_N | Internal | Summer | B1 | 10 | 2000 | 0 | 97.55 | 92.57 | 8 | 0
2030 | MISO_MO-IL_2_SPP_N | MISO_MO-IL | SPP_N | Internal | Summer | B2 | 25 | 2000 | 0 | 81.75 | 82.58 | 8 | 0
2030 | MISO_MO-IL_2_SPP_N | MISO_MO-IL | SPP_N | Internal | Summer | B3 | 75 | 2000 | 0 | 75.8 | 79.41 | 8 | 0
2030 | MISO_MO-IL_2_SPP_N | MISO_MO-IL | SPP_N | Internal | Summer | B4 | 100 | 2000 | 0 | 74.62 | 79.41 | 8 | 0
2030 | MISO_MO-IL_2_SPP_N | MISO_MO-IL | SPP_N | Internal | Summer | B5 | 200 | 2000 | 0 | 70.79 | 77.4 | 8 | 0
2030 | MISO_MO-IL_2_SPP_N | MISO_MO-IL | SPP_N | Internal | Summer | B6 | 300 | 2000 | 1907.02 | 60.6 | 68.6 | 8 | 0
2030 | MISO_MO-IL_2_SPP_N | MISO_MO-IL | SPP_N | Internal | Summer | B7 | 400 | 2000 | 1376.27 | 47.77 | 55.77 | 8 | 0
2030 | MISO_MO-IL_2_SPP_N | MISO_MO-IL | SPP_N | Internal | Summer | B8 | 500 | 2000 | 0 | 44.01 | 48.09 | 8 | 0
2030 | MISO_MO-IL_2_SPP_N | MISO_MO-IL | SPP_N | Internal | Summer | B9 | 800 | 2000 | 0 | 40.77 | 46.45 | 8 | 0
2030 | MISO_MO-IL_2_SPP_N | MISO_MO-IL | SPP_N | Internal | Summer | B10 | 1262 | 2000 | 0 | 40.63 | 43.37 | 8 | 0
2030 | MISO_MO-IL_2_SPP_N | MISO_MO-IL | SPP_N | Internal | Winter | B16 | 25 | 2000 | 0 | 77.57 | 77.57 | 8 | 0
2030 | MISO_MO-IL_2_SPP_N | MISO_MO-IL | SPP_N | Internal | Winter | B17 | 100 | 2000 | 0 | 60.34 | 55.34 | 8 | 0
2030 | MISO_MO-IL_2_SPP_N | MISO_MO-IL | SPP_N | Internal | Winter | B18 | 400 | 2000 | 0 | 52.8 | 51.31 | 8 | 0
2030 | MISO_MO-IL_2_SPP_N | MISO_MO-IL | SPP_N | Internal | Winter | B19 | 700 | 2000 | 0 | 47.57 | 51.17 | 8 | 0
2030 | MISO_MO-IL_2_SPP_N | MISO_MO-IL | SPP_N | Internal | Winter | B20 | 935 | 2000 | 0 | 44.33 | 47.74 | 8 | 0
2030 | MISO_MO-IL_2_TVA_Transmission | MISO_MO-IL | TVA_Transmission | Internal | Shoulder | B11 | 25 | 4000 | 0 | 77.6 | 71.04 | 8 | 0
2030 | MISO_MO-IL_2_TVA_Transmission | MISO_MO-IL | TVA_Transmission | Internal | Shoulder | B12 | 200 | 4000 | 0 | 58.17 | 57.64 | 8 | 0
2030 | MISO_MO-IL_2_TVA_Transmission | MISO_MO-IL | TVA_Transmission | Internal | Shoulder | B13 | 600 | 4000 | 0 | 50.85 | 52.05 | 8 | 0
2030 | MISO_MO-IL_2_TVA_Transmission | MISO_MO-IL | TVA_Transmission | Internal | Shoulder | B14 | 900 | 4000 | 0 | 47.43 | 50.57 | 8 | 0
2030 | MISO_MO-IL_2_TVA_Transmission | MISO_MO-IL | TVA_Transmission | Internal | Shoulder | B15 | 1203 | 4000 | 0 | 42.36 | 47.91 | 8 | 0
2030 | MISO_MO-IL_2_TVA_Transmission | MISO_MO-IL | TVA_Transmission | Internal | Summer | B1 | 10 | 4000 | 0 | 97.55 | 94.83 | 8 | 0
2030 | MISO_MO-IL_2_TVA_Transmission | MISO_MO-IL | TVA_Transmission | Internal | Summer | B2 | 25 | 4000 | 0 | 81.75 | 85.75 | 8 | 0
2030 | MISO_MO-IL_2_TVA_Transmission | MISO_MO-IL | TVA_Transmission | Internal | Summer | B3 | 75 | 4000 | 0 | 75.8 | 79.26 | 8 | 0
2030 | MISO_MO-IL_2_TVA_Transmission | MISO_MO-IL | TVA_Transmission | Internal | Summer | B4 | 100 | 4000 | 0 | 74.62 | 78.62 | 8 | 0
2030 | MISO_MO-IL_2_TVA_Transmission | MISO_MO-IL | TVA_Transmission | Internal | Summer | B5 | 200 | 4000 | 0 | 70.79 | 74.9 | 8 | 0
2030 | MISO_MO-IL_2_TVA_Transmission | MISO_MO-IL | TVA_Transmission | Internal | Summer | B6 | 300 | 4000 | 0 | 60.6 | 62.23 | 8 | 0
2030 | MISO_MO-IL_2_TVA_Transmission | MISO_MO-IL | TVA_Transmission | Internal | Summer | B7 | 400 | 4000 | 0 | 47.77 | 50.95 | 8 | 0
2030 | MISO_MO-IL_2_TVA_Transmission | MISO_MO-IL | TVA_Transmission | Internal | Summer | B8 | 500 | 4000 | 0 | 44.01 | 48.58 | 8 | 0
2030 | MISO_MO-IL_2_TVA_Transmission | MISO_MO-IL | TVA_Transmission | Internal | Summer | B9 | 800 | 4000 | 0 | 40.77 | 45.35 | 8 | 0
2030 | MISO_MO-IL_2_TVA_Transmission | MISO_MO-IL | TVA_Transmission | Internal | Summer | B10 | 1262 | 4000 | 0 | 40.63 | 45.14 | 8 | 0
2030 | MISO_MO-IL_2_TVA_Transmission | MISO_MO-IL | TVA_Transmission | Internal | Winter | B16 | 25 | 4000 | 0.03 | 77.57 | 85.16 | 8 | 0
2030 | MISO_MO-IL_2_TVA_Transmission | MISO_MO-IL | TVA_Transmission | Internal | Winter | B17 | 100 | 4000 | 0 | 60.34 | 60.63 | 8 | 0
2030 | MISO_MO-IL_2_TVA_Transmission | MISO_MO-IL | TVA_Transmission | Internal | Winter | B18 | 400 | 4000 | 0 | 52.8 | 54.82 | 8 | 0
2030 | MISO_MO-IL_2_TVA_Transmission | MISO_MO-IL | TVA_Transmission | Internal | Winter | B19 | 700 | 4000 | 0 | 47.57 | 53.29 | 8 | 0
2030 | MISO_MO-IL_2_TVA_Transmission | MISO_MO-IL | TVA_Transmission | Internal | Winter | B20 | 935 | 4000 | 0 | 44.33 | 50.55 | 8 | 0
2030 | MISO_W_2_IESO | MISO_W | IESO | Internal | Shoulder | B11 | 25 | 90 | 0 | 78.91 | 49.72 | 8 | 0
2030 | MISO_W_2_IESO | MISO_W | IESO | Internal | Shoulder | B12 | 200 | 90 | 0 | 58.19 | 46.09 | 8 | 0
2030 | MISO_W_2_IESO | MISO_W | IESO | Internal | Shoulder | B13 | 600 | 90 | 0 | 50.86 | 46.09 | 8 | 0
2030 | MISO_W_2_IESO | MISO_W | IESO | Internal | Shoulder | B14 | 900 | 90 | 0 | 47.86 | 46.09 | 8 | 0
2030 | MISO_W_2_IESO | MISO_W | IESO | Internal | Shoulder | B15 | 1203 | 90 | 0 | 43.91 | 46.09 | 8 | 0
2030 | MISO_W_2_IESO | MISO_W | IESO | Internal | Summer | B1 | 10 | 90 | 0 | 97.57 | 90.55 | 8 | 0
2030 | MISO_W_2_IESO | MISO_W | IESO | Internal | Summer | B2 | 25 | 90 | 0 | 87.57 | 80.57 | 8 | 0
2030 | MISO_W_2_IESO | MISO_W | IESO | Internal | Summer | B3 | 75 | 90 | 0 | 84.41 | 63.41 | 8 | 0
2030 | MISO_W_2_IESO | MISO_W | IESO | Internal | Summer | B4 | 100 | 90 | 0 | 79.4 | 55.39 | 8 | 0
2030 | MISO_W_2_IESO | MISO_W | IESO | Internal | Summer | B5 | 200 | 90 | 0 | 77.39 | 51.38 | 8 | 0
2030 | MISO_W_2_IESO | MISO_W | IESO | Internal | Summer | B6 | 300 | 90 | 0 | 73.6 | 45.17 | 8 | 0
2030 | MISO_W_2_IESO | MISO_W | IESO | Internal | Summer | B7 | 400 | 90 | 0 | 50.86 | 44.67 | 8 | 0
2030 | MISO_W_2_IESO | MISO_W | IESO | Internal | Summer | B8 | 500 | 90 | 0 | 45.86 | 44.67 | 8 | 0
2030 | MISO_W_2_IESO | MISO_W | IESO | Internal | Summer | B9 | 800 | 90 | 0 | 42.4 | 44.67 | 8 | 0
2030 | MISO_W_2_IESO | MISO_W | IESO | Internal | Summer | B10 | 1262 | 90 | 0 | 40.62 | 44.67 | 8 | 0
2030 | MISO_W_2_IESO | MISO_W | IESO | Internal | Winter | B16 | 25 | 90 | 0 | 77.55 | 52.34 | 8 | 0
2030 | MISO_W_2_IESO | MISO_W | IESO | Internal | Winter | B17 | 100 | 90 | 0 | 60.32 | 48.45 | 8 | 0
2030 | MISO_W_2_IESO | MISO_W | IESO | Internal | Winter | B18 | 400 | 90 | 0 | 52.82 | 48.45 | 8 | 0
2030 | MISO_W_2_IESO | MISO_W | IESO | Internal | Winter | B19 | 700 | 90 | 0 | 50.98 | 48.45 | 8 | 0
2030 | MISO_W_2_IESO | MISO_W | IESO | Internal | Winter | B20 | 935 | 90 | 0 | 44.31 | 48.45 | 8 | 0
2030 | MISO_W_2_MAPP_CA | MISO_W | MAPP_CA | Internal | Shoulder | B11 | 25 | 700 | 0 | 78.91 | 51.34 | 0.01 | 0
2030 | MISO_W_2_MAPP_CA | MISO_W | MAPP_CA | Internal | Shoulder | B12 | 200 | 700 | 0 | 58.19 | 52.06 | 0.01 | 0
2030 | MISO_W_2_MAPP_CA | MISO_W | MAPP_CA | Internal | Shoulder | B13 | 600 | 700 | 0.02 | 50.86 | 50.85 | 0.01 | 0
2030 | MISO_W_2_MAPP_CA | MISO_W | MAPP_CA | Internal | Shoulder | B14 | 900 | 700 | 0.01 | 47.86 | 47.85 | 0.01 | 0
2030 | MISO_W_2_MAPP_CA | MISO_W | MAPP_CA | Internal | Shoulder | B15 | 1203 | 700 | 700 | 43.91 | 47.85 | 0.01 | 3.93
2030 | MISO_W_2_MAPP_CA | MISO_W | MAPP_CA | Internal | Summer | B1 | 10 | 700 | 0 | 97.57 | 82.55 | 0.01 | 0
2030 | MISO_W_2_MAPP_CA | MISO_W | MAPP_CA | Internal | Summer | B2 | 25 | 700 | 0 | 87.57 | 77.49 | 0.01 | 0
2030 | MISO_W_2_MAPP_CA | MISO_W | MAPP_CA | Internal | Summer | B3 | 75 | 700 | 0 | 84.41 | 70.41 | 0.01 | 0
2030 | MISO_W_2_MAPP_CA | MISO_W | MAPP_CA | Internal | Summer | B4 | 100 | 700 | 0 | 79.4 | 65.4 | 0.01 | 0
2030 | MISO_W_2_MAPP_CA | MISO_W | MAPP_CA | Internal | Summer | B5 | 200 | 700 | 0 | 77.39 | 58.38 | 0.01 | 0
2030 | MISO_W_2_MAPP_CA | MISO_W | MAPP_CA | Internal | Summer | B6 | 300 | 700 | 0 | 73.6 | 52.17 | 0.01 | 0
2030 | MISO_W_2_MAPP_CA | MISO_W | MAPP_CA | Internal | Summer | B7 | 400 | 700 | 0.03 | 50.86 | 50.85 | 0.01 | 0
2030 | MISO_W_2_MAPP_CA | MISO_W | MAPP_CA | Internal | Summer | B8 | 500 | 700 | 0.02 | 45.86 | 45.85 | 0.01 | 0
2030 | MISO_W_2_MAPP_CA | MISO_W | MAPP_CA | Internal | Summer | B9 | 800 | 700 | 0.01 | 42.4 | 42.39 | 0.01 | 0
2030 | MISO_W_2_MAPP_CA | MISO_W | MAPP_CA | Internal | Summer | B10 | 1262 | 700 | 700 | 40.62 | 42.39 | 0.01 | 1.76
2030 | MISO_W_2_MAPP_CA | MISO_W | MAPP_CA | Internal | Winter | B16 | 25 | 700 | 0.36 | 77.55 | 77.54 | 0.01 | 0
2030 | MISO_W_2_MAPP_CA | MISO_W | MAPP_CA | Internal | Winter | B17 | 100 | 700 | 0.1 | 60.32 | 60.31 | 0.01 | 0
2030 | MISO_W_2_MAPP_CA | MISO_W | MAPP_CA | Internal | Winter | B18 | 400 | 700 | 0.03 | 52.82 | 52.8 | 0.01 | 0
2030 | MISO_W_2_MAPP_CA | MISO_W | MAPP_CA | Internal | Winter | B19 | 700 | 700 | 0.02 | 50.98 | 50.96 | 0.01 | 0
2030 | MISO_W_2_MAPP_CA | MISO_W | MAPP_CA | Internal | Winter | B20 | 935 | 700 | 700 | 44.31 | 50.96 | 0.01 | 6.64
2030 | MISO_W_2_MAPP_US | MISO_W | MAPP_US | Internal | Shoulder | B11 | 25 | 2300 | 0 | 78.91 | 71.91 | 7 | 0
2030 | MISO_W_2_MAPP_US | MISO_W | MAPP_US | Internal | Shoulder | B12 | 200 | 2300 | 0 | 58.19 | 51.19 | 7 | 0
2030 | MISO_W_2_MAPP_US | MISO_W | MAPP_US | Internal | Shoulder | B13 | 600 | 2300 | 0 | 50.86 | 44.96 | 7 | 0
2030 | MISO_W_2_MAPP_US | MISO_W | MAPP_US | Internal | Shoulder | B14 | 900 | 2300 | 0 | 47.86 | 44.96 | 7 | 0
2030 | MISO_W_2_MAPP_US | MISO_W | MAPP_US | Internal | Shoulder | B15 | 1203 | 2300 | 0 | 43.91 | 44.96 | 7 | 0
2030 | MISO_W_2_MAPP_US | MISO_W | MAPP_US | Internal | Summer | B1 | 10 | 2300 | 0 | 97.57 | 90.57 | 7 | 0
2030 | MISO_W_2_MAPP_US | MISO_W | MAPP_US | Internal | Summer | B2 | 25 | 2300 | 0 | 87.57 | 80.57 | 7 | 0
2030 | MISO_W_2_MAPP_US | MISO_W | MAPP_US | Internal | Summer | B3 | 75 | 2300 | 0 | 84.41 | 77.41 | 7 | 0
2030 | MISO_W_2_MAPP_US | MISO_W | MAPP_US | Internal | Summer | B4 | 100 | 2300 | 0 | 79.4 | 72.4 | 7 | 0
2030 | MISO_W_2_MAPP_US | MISO_W | MAPP_US | Internal | Summer | B5 | 200 | 2300 | 0 | 77.39 | 70.39 | 7 | 0
2030 | MISO_W_2_MAPP_US | MISO_W | MAPP_US | Internal | Summer | B6 | 300 | 2300 | 0 | 73.6 | 66.6 | 7 | 0
2030 | MISO_W_2_MAPP_US | MISO_W | MAPP_US | Internal | Summer | B7 | 400 | 2300 | 0 | 50.86 | 48.76 | 7 | 0
2030 | MISO_W_2_MAPP_US | MISO_W | MAPP_US | Internal | Summer | B8 | 500 | 2300 | 0 | 45.86 | 41.08 | 7 | 0
2030 | MISO_W_2_MAPP_US | MISO_W | MAPP_US | Internal | Summer | B9 | 800 | 2300 | 0 | 42.4 | 39.44 | 7 | 0
2030 | MISO_W_2_MAPP_US | MISO_W | MAPP_US | Internal | Summer | B10 | 1262 | 2300 | 0 | 40.62 | 36.36 | 7 | 0
2030 | MISO_W_2_MAPP_US | MISO_W | MAPP_US | Internal | Winter | B16 | 25 | 2300 | 0 | 77.55 | 70.56 | 7 | 0
2030 | MISO_W_2_MAPP_US | MISO_W | MAPP_US | Internal | Winter | B17 | 100 | 2300 | 0 | 60.32 | 53.32 | 7 | 0
2030 | MISO_W_2_MAPP_US | MISO_W | MAPP_US | Internal | Winter | B18 | 400 | 2300 | 0 | 52.82 | 51.5 | 7 | 0
2030 | MISO_W_2_MAPP_US | MISO_W | MAPP_US | Internal | Winter | B19 | 700 | 2300 | 0 | 50.98 | 51.5 | 7 | 0
2030 | MISO_W_2_MAPP_US | MISO_W | MAPP_US | Internal | Winter | B20 | 935 | 2300 | 0 | 44.31 | 43.96 | 7 | 0
2030 | MISO_W_2_MISO_MO-IL | MISO_W | MISO_MO-IL | Internal | Shoulder | B11 | 25 | 3800 | 0 | 78.91 | 77.6 | 0.01 | 0
2030 | MISO_W_2_MISO_MO-IL | MISO_W | MISO_MO-IL | Internal | Shoulder | B12 | 200 | 3800 | 0.06 | 58.19 | 58.17 | 0.01 | 0
2030 | MISO_W_2_MISO_MO-IL | MISO_W | MISO_MO-IL | Internal | Shoulder | B13 | 600 | 3800 | 0.02 | 50.86 | 50.85 | 0.01 | 0
2030 | MISO_W_2_MISO_MO-IL | MISO_W | MISO_MO-IL | Internal | Shoulder | B14 | 900 | 3800 | 0 | 47.86 | 47.43 | 0.01 | 0
2030 | MISO_W_2_MISO_MO-IL | MISO_W | MISO_MO-IL | Internal | Shoulder | B15 | 1203 | 3800 | 0 | 43.91 | 42.36 | 0.01 | 0
2030 | MISO_W_2_MISO_MO-IL | MISO_W | MISO_MO-IL | Internal | Summer | B1 | 10 | 3800 | 0.99 | 97.57 | 97.55 | 0.01 | 0
2030 | MISO_W_2_MISO_MO-IL | MISO_W | MISO_MO-IL | Internal | Summer | B2 | 25 | 3800 | 0 | 87.57 | 81.75 | 0.01 | 0
2030 | MISO_W_2_MISO_MO-IL | MISO_W | MISO_MO-IL | Internal | Summer | B3 | 75 | 3800 | 0 | 84.41 | 75.8 | 0.01 | 0
2030 | MISO_W_2_MISO_MO-IL | MISO_W | MISO_MO-IL | Internal | Summer | B4 | 100 | 3800 | 0 | 79.4 | 74.62 | 0.01 | 0
2030 | MISO_W_2_MISO_MO-IL | MISO_W | MISO_MO-IL | Internal | Summer | B5 | 200 | 3800 | 0 | 77.39 | 70.79 | 0.01 | 0
2030 | MISO_W_2_MISO_MO-IL | MISO_W | MISO_MO-IL | Internal | Summer | B6 | 300 | 3800 | 0 | 73.6 | 60.6 | 0.01 | 0
2030 | MISO_W_2_MISO_MO-IL | MISO_W | MISO_MO-IL | Internal | Summer | B7 | 400 | 3800 | 0 | 50.86 | 47.77 | 0.01 | 0
2030 | MISO_W_2_MISO_MO-IL | MISO_W | MISO_MO-IL | Internal | Summer | B8 | 500 | 3800 | 0 | 45.86 | 44.01 | 0.01 | 0
2030 | MISO_W_2_MISO_MO-IL | MISO_W | MISO_MO-IL | Internal | Summer | B9 | 800 | 3800 | 0 | 42.4 | 40.77 | 0.01 | 0
2030 | MISO_W_2_MISO_MO-IL | MISO_W | MISO_MO-IL | Internal | Summer | B10 | 1262 | 3800 | 1020.05 | 40.62 | 40.63 | 0.01 | 0
2030 | MISO_W_2_MISO_MO-IL | MISO_W | MISO_MO-IL | Internal | Winter | B16 | 25 | 3800 | 394.42 | 77.55 | 77.57 | 0.01 | 0
2030 | MISO_W_2_MISO_MO-IL | MISO_W | MISO_MO-IL | Internal | Winter | B17 | 100 | 3800 | 583.27 | 60.32 | 60.34 | 0.01 | 0
2030 | MISO_W_2_MISO_MO-IL | MISO_W | MISO_MO-IL | Internal | Winter | B18 | 400 | 3800 | 0.03 | 52.82 | 52.8 | 0.01 | 0
2030 | MISO_W_2_MISO_MO-IL | MISO_W | MISO_MO-IL | Internal | Winter | B19 | 700 | 3800 | 0 | 50.98 | 47.57 | 0.01 | 0
2030 | MISO_W_2_MISO_MO-IL | MISO_W | MISO_MO-IL | Internal | Winter | B20 | 935 | 3800 | 714.93 | 44.31 | 44.33 | 0.01 | 0
2030 | MISO_W_2_MISO_WUMS | MISO_W | MISO_WUMS | Internal | Shoulder | B11 | 25 | 1629 | 0 | 78.91 | 67.04 | 0.01 | 0
2030 | MISO_W_2_MISO_WUMS | MISO_W | MISO_WUMS | Internal | Shoulder | B12 | 200 | 1629 | 0.05 | 58.19 | 58.17 | 0.01 | 0
2030 | MISO_W_2_MISO_WUMS | MISO_W | MISO_WUMS | Internal | Shoulder | B13 | 600 | 1629 | 0 | 50.86 | 48.58 | 0.01 | 0
2030 | MISO_W_2_MISO_WUMS | MISO_W | MISO_WUMS | Internal | Shoulder | B14 | 900 | 1629 | 0 | 47.86 | 45.17 | 0.01 | 0
2030 | MISO_W_2_MISO_WUMS | MISO_W | MISO_WUMS | Internal | Shoulder | B15 | 1203 | 1629 | 0 | 43.91 | 43.1 | 0.01 | 0
2030 | MISO_W_2_MISO_WUMS | MISO_W | MISO_WUMS | Internal | Summer | B1 | 10 | 1629 | 0 | 97.57 | 71.9 | 0.01 | 0
2030 | MISO_W_2_MISO_WUMS | MISO_W | MISO_WUMS | Internal | Summer | B2 | 25 | 1629 | 0 | 87.57 | 71.9 | 0.01 | 0
2030 | MISO_W_2_MISO_WUMS | MISO_W | MISO_WUMS | Internal | Summer | B3 | 75 | 1629 | 0 | 84.41 | 71.9 | 0.01 | 0
2030 | MISO_W_2_MISO_WUMS | MISO_W | MISO_WUMS | Internal | Summer | B4 | 100 | 1629 | 0 | 79.4 | 71.9 | 0.01 | 0
2030 | MISO_W_2_MISO_WUMS | MISO_W | MISO_WUMS | Internal | Summer | B5 | 200 | 1629 | 0 | 77.39 | 70.79 | 0.01 | 0
2030 | MISO_W_2_MISO_WUMS | MISO_W | MISO_WUMS | Internal | Summer | B6 | 300 | 1629 | 0 | 73.6 | 54.23 | 0.01 | 0
2030 | MISO_W_2_MISO_WUMS | MISO_W | MISO_WUMS | Internal | Summer | B7 | 400 | 1629 | 0 | 50.86 | 43.77 | 0.01 | 0
2030 | MISO_W_2_MISO_WUMS | MISO_W | MISO_WUMS | Internal | Summer | B8 | 500 | 1629 | 0 | 45.86 | 43.66 | 0.01 | 0
2030 | MISO_W_2_MISO_WUMS | MISO_W | MISO_WUMS | Internal | Summer | B9 | 800 | 1629 | 0.01 | 42.4 | 42.39 | 0.01 | 0
2030 | MISO_W_2_MISO_WUMS | MISO_W | MISO_WUMS | Internal | Summer | B10 | 1262 | 1629 | 0 | 40.62 | 40.61 | 0.01 | 0
2030 | MISO_W_2_MISO_WUMS | MISO_W | MISO_WUMS | Internal | Winter | B16 | 25 | 1629 | 0.86 | 77.55 | 77.56 | 0.01 | 0
2030 | MISO_W_2_MISO_WUMS | MISO_W | MISO_WUMS | Internal | Winter | B17 | 100 | 1629 | 211.42 | 60.32 | 60.34 | 0.01 | 0
2030 | MISO_W_2_MISO_WUMS | MISO_W | MISO_WUMS | Internal | Winter | B18 | 400 | 1629 | 0.03 | 52.82 | 52.8 | 0.01 | 0
2030 | MISO_W_2_MISO_WUMS | MISO_W | MISO_WUMS | Internal | Winter | B19 | 700 | 1629 | 0 | 50.98 | 48.11 | 0.01 | 0
2030 | MISO_W_2_MISO_WUMS | MISO_W | MISO_WUMS | Internal | Winter | B20 | 935 | 1629 | 0.01 | 44.31 | 44.3 | 0.01 | 0
2030 | MISO_W_2_NE | MISO_W | NE | Internal | Shoulder | B11 | 25 | 2800 | 0 | 78.91 | 78.91 | 7 | 0
2030 | MISO_W_2_NE | MISO_W | NE | Internal | Shoulder | B12 | 200 | 2800 | 0 | 58.19 | 58.19 | 7 | 0
2030 | MISO_W_2_NE | MISO_W | NE | Internal | Shoulder | B13 | 600 | 2800 | 0 | 50.86 | 51.82 | 7 | 0
2030 | MISO_W_2_NE | MISO_W | NE | Internal | Shoulder | B14 | 900 | 2800 | 0 | 47.86 | 47.98 | 7 | 0
2030 | MISO_W_2_NE | MISO_W | NE | Internal | Shoulder | B15 | 1203 | 2800 | 0 | 43.91 | 44.83 | 7 | 0
2030 | MISO_W_2_NE | MISO_W | NE | Internal | Summer | B1 | 10 | 2800 | 0 | 97.57 | 92.57 | 7 | 0
2030 | MISO_W_2_NE | MISO_W | NE | Internal | Summer | B2 | 25 | 2800 | 0 | 87.57 | 82.57 | 7 | 0
2030 | MISO_W_2_NE | MISO_W | NE | Internal | Summer | B3 | 75 | 2800 | 0 | 84.41 | 79.41 | 7 | 0
2030 | MISO_W_2_NE | MISO_W | NE | Internal | Summer | B4 | 100 | 2800 | 0 | 79.4 | 79.4 | 7 | 0
2030 | MISO_W_2_NE | MISO_W | NE | Internal | Summer | B5 | 200 | 2800 | 0 | 77.39 | 77.39 | 7 | 0
2030 | MISO_W_2_NE | MISO_W | NE | Internal | Summer | B6 | 300 | 2800 | 0 | 73.6 | 68.61 | 7 | 0
2030 | MISO_W_2_NE | MISO_W | NE | Internal | Summer | B7 | 400 | 2800 | 0 | 50.86 | 55.76 | 7 | 0
2030 | MISO_W_2_NE | MISO_W | NE | Internal | Summer | B8 | 500 | 2800 | 0 | 45.86 | 48.08 | 7 | 0
2030 | MISO_W_2_NE | MISO_W | NE | Internal | Summer | B9 | 800 | 2800 | 0 | 42.4 | 46.44 | 7 | 0
2030 | MISO_W_2_NE | MISO_W | NE | Internal | Summer | B10 | 1262 | 2800 | 0 | 40.62 | 43.36 | 7 | 0
2030 | MISO_W_2_NE | MISO_W | NE | Internal | Winter | B16 | 25 | 2800 | 0 | 77.55 | 77.56 | 7 | 0
2030 | MISO_W_2_NE | MISO_W | NE | Internal | Winter | B17 | 100 | 2800 | 0 | 60.32 | 55.32 | 7 | 0
2030 | MISO_W_2_NE | MISO_W | NE | Internal | Winter | B18 | 400 | 2800 | 0 | 52.82 | 51.3 | 7 | 0
2030 | MISO_W_2_NE | MISO_W | NE | Internal | Winter | B19 | 700 | 2800 | 0 | 50.98 | 51.16 | 7 | 0
2030 | MISO_W_2_NE | MISO_W | NE | Internal | Winter | B20 | 935 | 2800 | 0 | 44.31 | 47.73 | 7 | 0
2030 | MISO_W_2_PJM_ROR | MISO_W | PJM_ROR | Internal | Shoulder | B11 | 25 | 773 | 0 | 78.91 | 65.04 | 2 | 0
2030 | MISO_W_2_PJM_ROR | MISO_W | PJM_ROR | Internal | Shoulder | B12 | 200 | 773 | 0 | 58.19 | 57.29 | 2 | 0
2030 | MISO_W_2_PJM_ROR | MISO_W | PJM_ROR | Internal | Shoulder | B13 | 600 | 773 | 0 | 50.86 | 48.85 | 2 | 0
2030 | MISO_W_2_PJM_ROR | MISO_W | PJM_ROR | Internal | Shoulder | B14 | 900 | 773 | 0 | 47.86 | 45.43 | 2 | 0
2030 | MISO_W_2_PJM_ROR | MISO_W | PJM_ROR | Internal | Shoulder | B15 | 1203 | 773 | 0 | 43.91 | 41.91 | 2 | 0
2030 | MISO_W_2_PJM_ROR | MISO_W | PJM_ROR | Internal | Summer | B1 | 10 | 773 | 0 | 97.57 | 95.55 | 2 | 0
2030 | MISO_W_2_PJM_ROR | MISO_W | PJM_ROR | Internal | Summer | B2 | 25 | 773 | 0 | 87.57 | 79.75 | 2 | 0
2030 | MISO_W_2_PJM_ROR | MISO_W | PJM_ROR | Internal | Summer | B3 | 75 | 773 | 0 | 84.41 | 73.8 | 2 | 0
2030 | MISO_W_2_PJM_ROR | MISO_W | PJM_ROR | Internal | Summer | B4 | 100 | 773 | 0 | 79.4 | 72.62 | 2 | 0
2030 | MISO_W_2_PJM_ROR | MISO_W | PJM_ROR | Internal | Summer | B5 | 200 | 773 | 0 | 77.39 | 68.79 | 2 | 0
2030 | MISO_W_2_PJM_ROR | MISO_W | PJM_ROR | Internal | Summer | B6 | 300 | 773 | 0 | 73.6 | 56.23 | 2 | 0
2030 | MISO_W_2_PJM_ROR | MISO_W | PJM_ROR | Internal | Summer | B7 | 400 | 773 | 0 | 50.86 | 45.77 | 2 | 0
2030 | MISO_W_2_PJM_ROR | MISO_W | PJM_ROR | Internal | Summer | B8 | 500 | 773 | 0 | 45.86 | 43.13 | 2 | 0
2030 | MISO_W_2_PJM_ROR | MISO_W | PJM_ROR | Internal | Summer | B9 | 800 | 773 | 0 | 42.4 | 40.39 | 2 | 0
2030 | MISO_W_2_PJM_ROR | MISO_W | PJM_ROR | Internal | Summer | B10 | 1262 | 773 | 0 | 40.62 | 40.39 | 2 | 0
2030 | MISO_W_2_PJM_ROR | MISO_W | PJM_ROR | Internal | Winter | B16 | 25 | 773 | 0.61 | 77.55 | 79.54 | 2 | 0
2030 | MISO_W_2_PJM_ROR | MISO_W | PJM_ROR | Internal | Winter | B17 | 100 | 773 | 772.79 | 60.32 | 62.34 | 2 | 0.01
2030 | MISO_W_2_PJM_ROR | MISO_W | PJM_ROR | Internal | Winter | B18 | 400 | 773 | 0 | 52.82 | 51.35 | 2 | 0
2030 | MISO_W_2_PJM_ROR | MISO_W | PJM_ROR | Internal | Winter | B19 | 700 | 773 | 0 | 50.98 | 48.86 | 2 | 0
2030 | MISO_W_2_PJM_ROR | MISO_W | PJM_ROR | Internal | Winter | B20 | 935 | 773 | 0 | 44.31 | 44.97 | 2 | 0
2030 | MISO_W_2_SPP_N | MISO_W | SPP_N | Internal | Shoulder | B11 | 25 | 3200 | 0 | 78.91 | 78.92 | 7 | 0
2030 | MISO_W_2_SPP_N | MISO_W | SPP_N | Internal | Shoulder | B12 | 200 | 3200 | 0 | 58.19 | 53.17 | 7 | 0
2030 | MISO_W_2_SPP_N | MISO_W | SPP_N | Internal | Shoulder | B13 | 600 | 3200 | 0 | 50.86 | 48.1 | 7 | 0
2030 | MISO_W_2_SPP_N | MISO_W | SPP_N | Internal | Shoulder | B14 | 900 | 3200 | 0 | 47.86 | 47.97 | 7 | 0
2030 | MISO_W_2_SPP_N | MISO_W | SPP_N | Internal | Shoulder | B15 | 1203 | 3200 | 0 | 43.91 | 44.84 | 7 | 0
2030 | MISO_W_2_SPP_N | MISO_W | SPP_N | Internal | Summer | B1 | 10 | 3200 | 0 | 97.57 | 92.57 | 7 | 0
2030 | MISO_W_2_SPP_N | MISO_W | SPP_N | Internal | Summer | B2 | 25 | 3200 | 0 | 87.57 | 82.58 | 7 | 0
2030 | MISO_W_2_SPP_N | MISO_W | SPP_N | Internal | Summer | B3 | 75 | 3200 | 0 | 84.41 | 79.41 | 7 | 0
2030 | MISO_W_2_SPP_N | MISO_W | SPP_N | Internal | Summer | B4 | 100 | 3200 | 0 | 79.4 | 79.41 | 7 | 0
2030 | MISO_W_2_SPP_N | MISO_W | SPP_N | Internal | Summer | B5 | 200 | 3200 | 0 | 77.39 | 77.4 | 7 | 0
2030 | MISO_W_2_SPP_N | MISO_W | SPP_N | Internal | Summer | B6 | 300 | 3200 | 0 | 73.6 | 68.6 | 7 | 0
2030 | MISO_W_2_SPP_N | MISO_W | SPP_N | Internal | Summer | B7 | 400 | 3200 | 0 | 50.86 | 55.77 | 7 | 0
2030 | MISO_W_2_SPP_N | MISO_W | SPP_N | Internal | Summer | B8 | 500 | 3200 | 0 | 45.86 | 48.09 | 7 | 0
2030 | MISO_W_2_SPP_N | MISO_W | SPP_N | Internal | Summer | B9 | 800 | 3200 | 0 | 42.4 | 46.45 | 7 | 0
2030 | MISO_W_2_SPP_N | MISO_W | SPP_N | Internal | Summer | B10 | 1262 | 3200 | 0 | 40.62 | 43.37 | 7 | 0
2030 | MISO_W_2_SPP_N | MISO_W | SPP_N | Internal | Winter | B16 | 25 | 3200 | 0 | 77.55 | 77.57 | 7 | 0
2030 | MISO_W_2_SPP_N | MISO_W | SPP_N | Internal | Winter | B17 | 100 | 3200 | 0 | 60.32 | 55.34 | 7 | 0
2030 | MISO_W_2_SPP_N | MISO_W | SPP_N | Internal | Winter | B18 | 400 | 3200 | 0 | 52.82 | 51.31 | 7 | 0
2030 | MISO_W_2_SPP_N | MISO_W | SPP_N | Internal | Winter | B19 | 700 | 3200 | 0 | 50.98 | 51.17 | 7 | 0
2030 | MISO_W_2_SPP_N | MISO_W | SPP_N | Internal | Winter | B20 | 935 | 3200 | 0 | 44.31 | 47.74 | 7 | 0
2030 | MISO_WUMS_2_MISO_MI | MISO_WUMS | MISO_MI | Internal | Shoulder | B11 | 25 | 99 | 0.71 | 67.04 | 67.04 | 0.01 | 0
2030 | MISO_WUMS_2_MISO_MI | MISO_WUMS | MISO_MI | Internal | Shoulder | B12 | 200 | 99 | 0.11 | 58.17 | 58.17 | 0.01 | 0
2030 | MISO_WUMS_2_MISO_MI | MISO_WUMS | MISO_MI | Internal | Shoulder | B13 | 600 | 99 | 99 | 48.58 | 50.85 | 0.01 | 2.26
2030 | MISO_WUMS_2_MISO_MI | MISO_WUMS | MISO_MI | Internal | Shoulder | B14 | 900 | 99 | 99 | 45.17 | 47.43 | 0.01 | 2.25
2030 | MISO_WUMS_2_MISO_MI | MISO_WUMS | MISO_MI | Internal | Shoulder | B15 | 1203 | 99 | 0 | 43.1 | 42.36 | 0.01 | 0
2030 | MISO_WUMS_2_MISO_MI | MISO_WUMS | MISO_MI | Internal | Summer | B1 | 10 | 99 | 99 | 71.9 | 97.55 | 0.01 | 25.64
2030 | MISO_WUMS_2_MISO_MI | MISO_WUMS | MISO_MI | Internal | Summer | B2 | 25 | 99 | 99 | 71.9 | 81.75 | 0.01 | 9.83
2030 | MISO_WUMS_2_MISO_MI | MISO_WUMS | MISO_MI | Internal | Summer | B3 | 75 | 99 | 99 | 71.9 | 75.8 | 0.01 | 3.89
2030 | MISO_WUMS_2_MISO_MI | MISO_WUMS | MISO_MI | Internal | Summer | B4 | 100 | 99 | 99 | 71.9 | 74.62 | 0.01 | 2.71
2030 | MISO_WUMS_2_MISO_MI | MISO_WUMS | MISO_MI | Internal | Summer | B5 | 200 | 99 | 0.1 | 70.79 | 70.79 | 0.01 | 0
2030 | MISO_WUMS_2_MISO_MI | MISO_WUMS | MISO_MI | Internal | Summer | B6 | 300 | 99 | 99 | 54.23 | 56.93 | 0.01 | 2.69
2030 | MISO_WUMS_2_MISO_MI | MISO_WUMS | MISO_MI | Internal | Summer | B7 | 400 | 99 | 99 | 43.77 | 47.77 | 0.01 | 3.99
2030 | MISO_WUMS_2_MISO_MI | MISO_WUMS | MISO_MI | Internal | Summer | B8 | 500 | 99 | 99 | 43.66 | 45.13 | 0.01 | 1.45
2030 | MISO_WUMS_2_MISO_MI | MISO_WUMS | MISO_MI | Internal | Summer | B9 | 800 | 99 | 0.03 | 42.39 | 42.39 | 0.01 | 0
2030 | MISO_WUMS_2_MISO_MI | MISO_WUMS | MISO_MI | Internal | Summer | B10 | 1262 | 99 | 99 | 40.61 | 40.91 | 0.01 | 0.29
2030 | MISO_WUMS_2_MISO_MI | MISO_WUMS | MISO_MI | Internal | Winter | B16 | 25 | 99 | 0.34 | 77.56 | 77.54 | 0.01 | 0
2030 | MISO_WUMS_2_MISO_MI | MISO_WUMS | MISO_MI | Internal | Winter | B17 | 100 | 99 | 0.19 | 60.34 | 60.34 | 0.01 | 0
2030 | MISO_WUMS_2_MISO_MI | MISO_WUMS | MISO_MI | Internal | Winter | B18 | 400 | 99 | 0.05 | 52.8 | 52.8 | 0.01 | 0
2030 | MISO_WUMS_2_MISO_MI | MISO_WUMS | MISO_MI | Internal | Winter | B19 | 700 | 99 | 0 | 48.11 | 47.57 | 0.01 | 0
2030 | MISO_WUMS_2_MISO_MI | MISO_WUMS | MISO_MI | Internal | Winter | B20 | 935 | 99 | 99 | 44.3 | 44.64 | 0.01 | 0.32
2030 | MISO_WUMS_2_MISO_W | MISO_WUMS | MISO_W | Internal | Shoulder | B11 | 25 | 1137 | 1137 | 67.04 | 78.91 | 0.01 | 11.86
2030 | MISO_WUMS_2_MISO_W | MISO_WUMS | MISO_W | Internal | Shoulder | B12 | 200 | 1137 | 1043.02 | 58.17 | 58.19 | 0.01 | 0
2030 | MISO_WUMS_2_MISO_W | MISO_WUMS | MISO_W | Internal | Shoulder | B13 | 600 | 1137 | 1137 | 48.58 | 50.86 | 0.01 | 2.27
2030 | MISO_WUMS_2_MISO_W | MISO_WUMS | MISO_W | Internal | Shoulder | B14 | 900 | 1137 | 1137 | 45.17 | 47.86 | 0.01 | 2.68
2030 | MISO_WUMS_2_MISO_W | MISO_WUMS | MISO_W | Internal | Shoulder | B15 | 1203 | 1137 | 1137 | 43.1 | 43.91 | 0.01 | 0.8
2030 | MISO_WUMS_2_MISO_W | MISO_WUMS | MISO_W | Internal | Summer | B1 | 10 | 1137 | 1137 | 71.9 | 97.57 | 0.01 | 25.65
2030 | MISO_WUMS_2_MISO_W | MISO_WUMS | MISO_W | Internal | Summer | B2 | 25 | 1137 | 1137 | 71.9 | 87.57 | 0.01 | 15.65
2030 | MISO_WUMS_2_MISO_W | MISO_WUMS | MISO_W | Internal | Summer | B3 | 75 | 1137 | 1137 | 71.9 | 84.41 | 0.01 | 12.5
2030 | MISO_WUMS_2_MISO_W | MISO_WUMS | MISO_W | Internal | Summer | B4 | 100 | 1137 | 1137 | 71.9 | 79.4 | 0.01 | 7.49
2030 | MISO_WUMS_2_MISO_W | MISO_WUMS | MISO_W | Internal | Summer | B5 | 200 | 1137 | 1137 | 70.79 | 77.39 | 0.01 | 6.59
2030 | MISO_WUMS_2_MISO_W | MISO_WUMS | MISO_W | Internal | Summer | B6 | 300 | 1137 | 1137 | 54.23 | 73.6 | 0.01 | 19.36
2030 | MISO_WUMS_2_MISO_W | MISO_WUMS | MISO_W | Internal | Summer | B7 | 400 | 1137 | 1137 | 43.77 | 50.86 | 0.01 | 7.09
2030 | MISO_WUMS_2_MISO_W | MISO_WUMS | MISO_W | Internal | Summer | B8 | 500 | 1137 | 1137 | 43.66 | 45.86 | 0.01 | 2.19
2030 | MISO_WUMS_2_MISO_W | MISO_WUMS | MISO_W | Internal | Summer | B9 | 800 | 1137 | 592.06 | 42.39 | 42.4 | 0.01 | 0
2030 | MISO_WUMS_2_MISO_W | MISO_WUMS | MISO_W | Internal | Summer | B10 | 1262 | 1137 | 875.05 | 40.61 | 40.62 | 0.01 | 0
2030 | MISO_WUMS_2_MISO_W | MISO_WUMS | MISO_W | Internal | Winter | B16 | 25 | 1137 | 0.75 | 77.56 | 77.55 | 0.01 | 0
2030 | MISO_WUMS_2_MISO_W | MISO_WUMS | MISO_W | Internal | Winter | B17 | 100 | 1137 | 0.11 | 60.34 | 60.32 | 0.01 | 0
2030 | MISO_WUMS_2_MISO_W | MISO_WUMS | MISO_W | Internal | Winter | B18 | 400 | 1137 | 722.4 | 52.8 | 52.82 | 0.01 | 0
2030 | MISO_WUMS_2_MISO_W | MISO_WUMS | MISO_W | Internal | Winter | B19 | 700 | 1137 | 1137 | 48.11 | 50.98 | 0.01 | 2.85
2030 | MISO_WUMS_2_MISO_W | MISO_WUMS | MISO_W | Internal | Winter | B20 | 935 | 1137 | 479.44 | 44.3 | 44.31 | 0.01 | 0
2030 | MISO_WUMS_2_PJM_ROR | MISO_WUMS | PJM_ROR | Internal | Shoulder | B11 | 25 | 1600 | 0 | 67.04 | 65.04 | 2 | 0
2030 | MISO_WUMS_2_PJM_ROR | MISO_WUMS | PJM_ROR | Internal | Shoulder | B12 | 200 | 1600 | 0 | 58.17 | 57.29 | 2 | 0
2030 | MISO_WUMS_2_PJM_ROR | MISO_WUMS | PJM_ROR | Internal | Shoulder | B13 | 600 | 1600 | 0 | 48.58 | 48.85 | 2 | 0
2030 | MISO_WUMS_2_PJM_ROR | MISO_WUMS | PJM_ROR | Internal | Shoulder | B14 | 900 | 1600 | 0 | 45.17 | 45.43 | 2 | 0
2030 | MISO_WUMS_2_PJM_ROR | MISO_WUMS | PJM_ROR | Internal | Shoulder | B15 | 1203 | 1600 | 0 | 43.1 | 41.91 | 2 | 0
2030 | MISO_WUMS_2_PJM_ROR | MISO_WUMS | PJM_ROR | Internal | Summer | B1 | 10 | 1600 | 1600 | 71.9 | 95.55 | 2 | 21.65
2030 | MISO_WUMS_2_PJM_ROR | MISO_WUMS | PJM_ROR | Internal | Summer | B2 | 25 | 1600 | 1600 | 71.9 | 79.75 | 2 | 5.85
2030 | MISO_WUMS_2_PJM_ROR | MISO_WUMS | PJM_ROR | Internal | Summer | B3 | 75 | 1600 | 0.03 | 71.9 | 73.8 | 2 | 0
2030 | MISO_WUMS_2_PJM_ROR | MISO_WUMS | PJM_ROR | Internal | Summer | B4 | 100 | 1600 | 0 | 71.9 | 72.62 | 2 | 0
2030 | MISO_WUMS_2_PJM_ROR | MISO_WUMS | PJM_ROR | Internal | Summer | B5 | 200 | 1600 | 0 | 70.79 | 68.79 | 2 | 0
2030 | MISO_WUMS_2_PJM_ROR | MISO_WUMS | PJM_ROR | Internal | Summer | B6 | 300 | 1600 | 299.67 | 54.23 | 56.23 | 2 | 0
2030 | MISO_WUMS_2_PJM_ROR | MISO_WUMS | PJM_ROR | Internal | Summer | B7 | 400 | 1600 | 434.64 | 43.77 | 45.77 | 2 | 0
2030 | MISO_WUMS_2_PJM_ROR | MISO_WUMS | PJM_ROR | Internal | Summer | B8 | 500 | 1600 | 0 | 43.66 | 43.13 | 2 | 0
2030 | MISO_WUMS_2_PJM_ROR | MISO_WUMS | PJM_ROR | Internal | Summer | B9 | 800 | 1600 | 0 | 42.39 | 40.39 | 2 | 0
2030 | MISO_WUMS_2_PJM_ROR | MISO_WUMS | PJM_ROR | Internal | Summer | B10 | 1262 | 1600 | 0 | 40.61 | 40.39 | 2 | 0
2030 | MISO_WUMS_2_PJM_ROR | MISO_WUMS | PJM_ROR | Internal | Winter | B16 | 25 | 1600 | 0.6 | 77.56 | 79.54 | 2 | 0
2030 | MISO_WUMS_2_PJM_ROR | MISO_WUMS | PJM_ROR | Internal | Winter | B17 | 100 | 1600 | 567.54 | 60.34 | 62.34 | 2 | 0
2030 | MISO_WUMS_2_PJM_ROR | MISO_WUMS | PJM_ROR | Internal | Winter | B18 | 400 | 1600 | 0 | 52.8 | 51.35 | 2 | 0
2030 | MISO_WUMS_2_PJM_ROR | MISO_WUMS | PJM_ROR | Internal | Winter | B19 | 700 | 1600 | 0 | 48.11 | 48.86 | 2 | 0
2030 | MISO_WUMS_2_PJM_ROR | MISO_WUMS | PJM_ROR | Internal | Winter | B20 | 935 | 1600 | 0 | 44.3 | 44.97 | 2 | 0
2030 | NE_2_MAPP_US | NE | MAPP_US | Internal | Shoulder | B11 | 25 | 1600 | 0 | 78.91 | 71.91 | 5 | 0
2030 | NE_2_MAPP_US | NE | MAPP_US | Internal | Shoulder | B12 | 200 | 1600 | 0 | 58.19 | 51.19 | 5 | 0
2030 | NE_2_MAPP_US | NE | MAPP_US | Internal | Shoulder | B13 | 600 | 1600 | 0 | 51.82 | 44.96 | 5 | 0
2030 | NE_2_MAPP_US | NE | MAPP_US | Internal | Shoulder | B14 | 900 | 1600 | 0 | 47.98 | 44.96 | 5 | 0
2030 | NE_2_MAPP_US | NE | MAPP_US | Internal | Shoulder | B15 | 1203 | 1600 | 0 | 44.83 | 44.96 | 5 | 0
2030 | NE_2_MAPP_US | NE | MAPP_US | Internal | Summer | B1 | 10 | 1600 | 0 | 92.57 | 90.57 | 5 | 0
2030 | NE_2_MAPP_US | NE | MAPP_US | Internal | Summer | B2 | 25 | 1600 | 0 | 82.57 | 80.57 | 5 | 0
2030 | NE_2_MAPP_US | NE | MAPP_US | Internal | Summer | B3 | 75 | 1600 | 0 | 79.41 | 77.41 | 5 | 0
2030 | NE_2_MAPP_US | NE | MAPP_US | Internal | Summer | B4 | 100 | 1600 | 0 | 79.4 | 72.4 | 5 | 0
2030 | NE_2_MAPP_US | NE | MAPP_US | Internal | Summer | B5 | 200 | 1600 | 0 | 77.39 | 70.39 | 5 | 0
2030 | NE_2_MAPP_US | NE | MAPP_US | Internal | Summer | B6 | 300 | 1600 | 0 | 68.61 | 66.6 | 5 | 0
2030 | NE_2_MAPP_US | NE | MAPP_US | Internal | Summer | B7 | 400 | 1600 | 0 | 55.76 | 48.76 | 5 | 0
2030 | NE_2_MAPP_US | NE | MAPP_US | Internal | Summer | B8 | 500 | 1600 | 0 | 48.08 | 41.08 | 5 | 0
2030 | NE_2_MAPP_US | NE | MAPP_US | Internal | Summer | B9 | 800 | 1600 | 0 | 46.44 | 39.44 | 5 | 0
2030 | NE_2_MAPP_US | NE | MAPP_US | Internal | Summer | B10 | 1262 | 1600 | 0 | 43.36 | 36.36 | 5 | 0
2030 | NE_2_MAPP_US | NE | MAPP_US | Internal | Winter | B16 | 25 | 1600 | 0 | 77.56 | 70.56 | 5 | 0
2030 | NE_2_MAPP_US | NE | MAPP_US | Internal | Winter | B17 | 100 | 1600 | 0 | 55.32 | 53.32 | 5 | 0
2030 | NE_2_MAPP_US | NE | MAPP_US | Internal | Winter | B18 | 400 | 1600 | 0 | 51.3 | 51.5 | 5 | 0
2030 | NE_2_MAPP_US | NE | MAPP_US | Internal | Winter | B19 | 700 | 1600 | 0 | 51.16 | 51.5 | 5 | 0
2030 | NE_2_MAPP_US | NE | MAPP_US | Internal | Winter | B20 | 935 | 1600 | 0 | 47.73 | 43.96 | 5 | 0
2030 | NE_2_MISO_W | NE | MISO_W | Internal | Shoulder | B11 | 25 | 1600 | 0 | 78.91 | 78.91 | 5 | 0
2030 | NE_2_MISO_W | NE | MISO_W | Internal | Shoulder | B12 | 200 | 1600 | 0 | 58.19 | 58.19 | 5 | 0
2030 | NE_2_MISO_W | NE | MISO_W | Internal | Shoulder | B13 | 600 | 1600 | 0 | 51.82 | 50.86 | 5 | 0
2030 | NE_2_MISO_W | NE | MISO_W | Internal | Shoulder | B14 | 900 | 1600 | 0 | 47.98 | 47.86 | 5 | 0
2030 | NE_2_MISO_W | NE | MISO_W | Internal | Shoulder | B15 | 1203 | 1600 | 0 | 44.83 | 43.91 | 5 | 0
2030 | NE_2_MISO_W | NE | MISO_W | Internal | Summer | B1 | 10 | 1600 | 390.96 | 92.57 | 97.57 | 5 | 0
2030 | NE_2_MISO_W | NE | MISO_W | Internal | Summer | B2 | 25 | 1600 | 21.24 | 82.57 | 87.57 | 5 | 0
2030 | NE_2_MISO_W | NE | MISO_W | Internal | Summer | B3 | 75 | 1600 | 102.53 | 79.41 | 84.41 | 5 | 0
2030 | NE_2_MISO_W | NE | MISO_W | Internal | Summer | B4 | 100 | 1600 | 0 | 79.4 | 79.4 | 5 | 0
2030 | NE_2_MISO_W | NE | MISO_W | Internal | Summer | B5 | 200 | 1600 | 0 | 77.39 | 77.39 | 5 | 0
2030 | NE_2_MISO_W | NE | MISO_W | Internal | Summer | B6 | 300 | 1600 | 0.06 | 68.61 | 73.6 | 5 | 0
2030 | NE_2_MISO_W | NE | MISO_W | Internal | Summer | B7 | 400 | 1600 | 0 | 55.76 | 50.86 | 5 | 0
2030 | NE_2_MISO_W | NE | MISO_W | Internal | Summer | B8 | 500 | 1600 | 0 | 48.08 | 45.86 | 5 | 0
2030 | NE_2_MISO_W | NE | MISO_W | Internal | Summer | B9 | 800 | 1600 | 0 | 46.44 | 42.4 | 5 | 0
2030 | NE_2_MISO_W | NE | MISO_W | Internal | Summer | B10 | 1262 | 1600 | 0 | 43.36 | 40.62 | 5 | 0
2030 | NE_2_MISO_W | NE | MISO_W | Internal | Winter | B16 | 25 | 1600 | 0 | 77.56 | 77.55 | 5 | 0
2030 | NE_2_MISO_W | NE | MISO_W | Internal | Winter | B17 | 100 | 1600 | 166.37 | 55.32 | 60.32 | 5 | 0
2030 | NE_2_MISO_W | NE | MISO_W | Internal | Winter | B18 | 400 | 1600 | 0 | 51.3 | 52.82 | 5 | 0
2030 | NE_2_MISO_W | NE | MISO_W | Internal | Winter | B19 | 700 | 1600 | 0 | 51.16 | 50.98 | 5 | 0
2030 | NE_2_MISO_W | NE | MISO_W | Internal | Winter | B20 | 935 | 1600 | 0 | 47.73 | 44.31 | 5 | 0
2030 | NE_2_SPP_N | NE | SPP_N | Internal | Shoulder | B11 | 25 | 1800 | 77.06 | 78.91 | 78.92 | 0.01 | 0
2030 | NE_2_SPP_N | NE | SPP_N | Internal | Shoulder | B12 | 200 | 1800 | 0 | 58.19 | 53.17 | 0.01 | 0
2030 | NE_2_SPP_N | NE | SPP_N | Internal | Shoulder | B13 | 600 | 1800 | 0 | 51.82 | 48.1 | 0.01 | 0
2030 | NE_2_SPP_N | NE | SPP_N | Internal | Shoulder | B14 | 900 | 1800 | 0.01 | 47.98 | 47.97 | 0.01 | 0
2030 | NE_2_SPP_N | NE | SPP_N | Internal | Shoulder | B15 | 1203 | 1800 | 371.48 | 44.83 | 44.84 | 0.01 | 0
2030 | NE_2_SPP_N | NE | SPP_N | Internal | Summer | B1 | 10 | 1800 | 1.74 | 92.57 | 92.57 | 0.01 | 0
2030 | NE_2_SPP_N | NE | SPP_N | Internal | Summer | B2 | 25 | 1800 | 36.94 | 82.57 | 82.58 | 0.01 | 0
2030 | NE_2_SPP_N | NE | SPP_N | Internal | Summer | B3 | 75 | 1800 | 0.25 | 79.41 | 79.41 | 0.01 | 0
2030 | NE_2_SPP_N | NE | SPP_N | Internal | Summer | B4 | 100 | 1800 | 565.1 | 79.4 | 79.41 | 0.01 | 0
2030 | NE_2_SPP_N | NE | SPP_N | Internal | Summer | B5 | 200 | 1800 | 168.03 | 77.39 | 77.4 | 0.01 | 0
2030 | NE_2_SPP_N | NE | SPP_N | Internal | Summer | B6 | 300 | 1800 | 0.03 | 68.61 | 68.6 | 0.01 | 0
2030 | NE_2_SPP_N | NE | SPP_N | Internal | Summer | B7 | 400 | 1800 | 631.45 | 55.76 | 55.77 | 0.01 | 0
2030 | NE_2_SPP_N | NE | SPP_N | Internal | Summer | B8 | 500 | 1800 | 858.71 | 48.08 | 48.09 | 0.01 | 0
2030 | NE_2_SPP_N | NE | SPP_N | Internal | Summer | B9 | 800 | 1800 | 654.2 | 46.44 | 46.45 | 0.01 | 0
2030 | NE_2_SPP_N | NE | SPP_N | Internal | Summer | B10 | 1262 | 1800 | 1750.64 | 43.36 | 43.37 | 0.01 | 0
2030 | NE_2_SPP_N | NE | SPP_N | Internal | Winter | B16 | 25 | 1800 | 1234.4 | 77.56 | 77.57 | 0.01 | 0
2030 | NE_2_SPP_N | NE | SPP_N | Internal | Winter | B17 | 100 | 1800 | 136.07 | 55.32 | 55.34 | 0.01 | 0
2030 | NE_2_SPP_N | NE | SPP_N | Internal | Winter | B18 | 400 | 1800 | 117.93 | 51.3 | 51.31 | 0.01 | 0
2030 | NE_2_SPP_N | NE | SPP_N | Internal | Winter | B19 | 700 | 1800 | 197.32 | 51.16 | 51.17 | 0.01 | 0
2030 | NE_2_SPP_N | NE | SPP_N | Internal | Winter | B20 | 935 | 1800 | 1098.7 | 47.73 | 47.74 | 0.01 | 0
2030 | NEISO_2_NYISO_A-F | NEISO | NYISO_A-F | Internal | Shoulder | B11 | 25 | 600 | 600 | 44.17 | 56.72 | 3 | 9.55
2030 | NEISO_2_NYISO_A-F | NEISO | NYISO_A-F | Internal | Shoulder | B12 | 200 | 600 | 600 | 44.17 | 51.8 | 3 | 4.63
2030 | NEISO_2_NYISO_A-F | NEISO | NYISO_A-F | Internal | Shoulder | B13 | 600 | 600 | 600 | 44.17 | 47.44 | 3 | 0.27
2030 | NEISO_2_NYISO_A-F | NEISO | NYISO_A-F | Internal | Shoulder | B14 | 900 | 600 | 599.99 | 44.17 | 47.21 | 3 | 0.05
2030 | NEISO_2_NYISO_A-F | NEISO | NYISO_A-F | Internal | Shoulder | B15 | 1203 | 600 | 599.98 | 44.17 | 47.18 | 3 | 0.01
2030 | NEISO_2_NYISO_A-F | NEISO | NYISO_A-F | Internal | Summer | B1 | 10 | 600 | 0 | 100.57 | 97.55 | 3 | 0
2030 | NEISO_2_NYISO_A-F | NEISO | NYISO_A-F | Internal | Summer | B2 | 25 | 600 | 0 | 95.09 | 92.09 | 3 | 0
2030 | NEISO_2_NYISO_A-F | NEISO | NYISO_A-F | Internal | Summer | B3 | 75 | 600 | 0 | 67.53 | 65.81 | 3 | 0
2030 | NEISO_2_NYISO_A-F | NEISO | NYISO_A-F | Internal | Summer | B4 | 100 | 600 | 363.26 | 59.39 | 62.39 | 3 | 0
2030 | NEISO_2_NYISO_A-F | NEISO | NYISO_A-F | Internal | Summer | B5 | 200 | 600 | 114.83 | 55.38 | 58.38 | 3 | 0
2030 | NEISO_2_NYISO_A-F | NEISO | NYISO_A-F | Internal | Summer | B6 | 300 | 600 | 600 | 45.27 | 50.33 | 3 | 2.06
2030 | NEISO_2_NYISO_A-F | NEISO | NYISO_A-F | Internal | Summer | B7 | 400 | 600 | 600 | 40.82 | 50.33 | 3 | 6.51
2030 | NEISO_2_NYISO_A-F | NEISO | NYISO_A-F | Internal | Summer | B8 | 500 | 600 | 600 | 40.82 | 45.88 | 3 | 2.07
2030 | NEISO_2_NYISO_A-F | NEISO | NYISO_A-F | Internal | Summer | B9 | 800 | 600 | 600 | 40.82 | 45.81 | 3 | 1.99
2030 | NEISO_2_NYISO_A-F | NEISO | NYISO_A-F | Internal | Summer | B10 | 1262 | 600 | 600 | 40.82 | 45.81 | 3 | 1.99
2030 | NEISO_2_NYISO_A-F | NEISO | NYISO_A-F | Internal | Winter | B16 | 25 | 600 | 599.99 | 54.51 | 59.34 | 3 | 1.83
2030 | NEISO_2_NYISO_A-F | NEISO | NYISO_A-F | Internal | Winter | B17 | 100 | 600 | 0 | 54.51 | 55.45 | 3 | 0
2030 | NEISO_2_NYISO_A-F | NEISO | NYISO_A-F | Internal | Winter | B18 | 400 | 600 | 0 | 54.51 | 54.75 | 3 | 0
2030 | NEISO_2_NYISO_A-F | NEISO | NYISO_A-F | Internal | Winter | B19 | 700 | 600 | 0 | 54.51 | 54.75 | 3 | 0
2030 | NEISO_2_NYISO_A-F | NEISO | NYISO_A-F | Internal | Winter | B20 | 935 | 600 | 0 | 54.51 | 54.75 | 3 | 0
2030 | NEISO_2_NYISO_G-I | NEISO | NYISO_G-I | Internal | Shoulder | B11 | 25 | 600 | 600 | 44.17 | 56.73 | 3 | 9.56
2030 | NEISO_2_NYISO_G-I | NEISO | NYISO_G-I | Internal | Shoulder | B12 | 200 | 600 | 600 | 44.17 | 51.81 | 3 | 4.64
2030 | NEISO_2_NYISO_G-I | NEISO | NYISO_G-I | Internal | Shoulder | B13 | 600 | 600 | 600 | 44.17 | 47.45 | 3 | 0.28
2030 | NEISO_2_NYISO_G-I | NEISO | NYISO_G-I | Internal | Shoulder | B14 | 900 | 600 | 600 | 44.17 | 47.23 | 3 | 0.06
2030 | NEISO_2_NYISO_G-I | NEISO | NYISO_G-I | Internal | Shoulder | B15 | 1203 | 600 | 511.44 | 44.17 | 47.17 | 3 | 0
2030 | NEISO_2_NYISO_G-I | NEISO | NYISO_G-I | Internal | Summer | B1 | 10 | 600 | 0 | 100.57 | 97.57 | 3 | 0
2030 | NEISO_2_NYISO_G-I | NEISO | NYISO_G-I | Internal | Summer | B2 | 25 | 600 | 0 | 95.09 | 92.1 | 3 | 0
2030 | NEISO_2_NYISO_G-I | NEISO | NYISO_G-I | Internal | Summer | B3 | 75 | 600 | 0 | 67.53 | 65.83 | 3 | 0
2030 | NEISO_2_NYISO_G-I | NEISO | NYISO_G-I | Internal | Summer | B4 | 100 | 600 | 599.8 | 59.39 | 62.41 | 3 | 0.01
2030 | NEISO_2_NYISO_G-I | NEISO | NYISO_G-I | Internal | Summer | B5 | 200 | 600 | 599.89 | 55.38 | 58.4 | 3 | 0.01
2030 | NEISO_2_NYISO_G-I | NEISO | NYISO_G-I | Internal | Summer | B6 | 300 | 600 | 600 | 45.27 | 50.34 | 3 | 2.07
2030 | NEISO_2_NYISO_G-I | NEISO | NYISO_G-I | Internal | Summer | B7 | 400 | 600 | 600 | 40.82 | 50.34 | 3 | 6.53
2030 | NEISO_2_NYISO_G-I | NEISO | NYISO_G-I | Internal | Summer | B8 | 500 | 600 | 600 | 40.82 | 45.9 | 3 | 2.08
2030 | NEISO_2_NYISO_G-I | NEISO | NYISO_G-I | Internal | Summer | B9 | 800 | 600 | 600 | 40.82 | 45.82 | 3 | 2.01
2030 | NEISO_2_NYISO_G-I | NEISO | NYISO_G-I | Internal | Summer | B10 | 1262 | 600 | 600 | 40.82 | 45.8 | 3 | 1.98
2030 | NEISO_2_NYISO_G-I | NEISO | NYISO_G-I | Internal | Winter | B16 | 25 | 600 | 600 | 54.51 | 71.57 | 3 | 14.05
2030 | NEISO_2_NYISO_G-I | NEISO | NYISO_G-I | Internal | Winter | B17 | 100 | 600 | 0 | 54.51 | 55.46 | 3 | 0
2030 | NEISO_2_NYISO_G-I | NEISO | NYISO_G-I | Internal | Winter | B18 | 400 | 600 | 0 | 54.51 | 54.76 | 3 | 0
2030 | NEISO_2_NYISO_G-I | NEISO | NYISO_G-I | Internal | Winter | B19 | 700 | 600 | 0 | 54.51 | 54.76 | 3 | 0
2030 | NEISO_2_NYISO_G-I | NEISO | NYISO_G-I | Internal | Winter | B20 | 935 | 600 | 0 | 54.51 | 54.76 | 3 | 0
2030 | NEISO_2_NYISO_J-K | NEISO | NYISO_J-K | Internal | Shoulder | B11 | 25 | 430 | 430 | 44.17 | 63.31 | 3 | 16.14
2030 | NEISO_2_NYISO_J-K | NEISO | NYISO_J-K | Internal | Shoulder | B12 | 200 | 430 | 430 | 44.17 | 63.31 | 3 | 16.14
2030 | NEISO_2_NYISO_J-K | NEISO | NYISO_J-K | Internal | Shoulder | B13 | 600 | 430 | 430 | 44.17 | 63.31 | 3 | 16.14
2030 | NEISO_2_NYISO_J-K | NEISO | NYISO_J-K | Internal | Shoulder | B14 | 900 | 430 | 430 | 44.17 | 47.52 | 3 | 0.35
2030 | NEISO_2_NYISO_J-K | NEISO | NYISO_J-K | Internal | Shoulder | B15 | 1203 | 430 | 429.98 | 44.17 | 47.18 | 3 | 0.01
2030 | NEISO_2_NYISO_J-K | NEISO | NYISO_J-K | Internal | Summer | B1 | 10 | 430 | 0 | 100.57 | 97.58 | 3 | 0
2030 | NEISO_2_NYISO_J-K | NEISO | NYISO_J-K | Internal | Summer | B2 | 25 | 430 | 0 | 95.09 | 92.12 | 3 | 0
2030 | NEISO_2_NYISO_J-K | NEISO | NYISO_J-K | Internal | Summer | B3 | 75 | 430 | 0 | 67.53 | 65.84 | 3 | 0
2030 | NEISO_2_NYISO_J-K | NEISO | NYISO_J-K | Internal | Summer | B4 | 100 | 430 | 429.9 | 59.39 | 62.42 | 3 | 0.02
2030 | NEISO_2_NYISO_J-K | NEISO | NYISO_J-K | Internal | Summer | B5 | 200 | 430 | 429.95 | 55.38 | 58.41 | 3 | 0.02
2030 | NEISO_2_NYISO_J-K | NEISO | NYISO_J-K | Internal | Summer | B6 | 300 | 430 | 430 | 45.27 | 58.34 | 3 | 10.07
2030 | NEISO_2_NYISO_J-K | NEISO | NYISO_J-K | Internal | Summer | B7 | 400 | 430 | 430 | 40.82 | 58.34 | 3 | 14.53
2030 | NEISO_2_NYISO_J-K | NEISO | NYISO_J-K | Internal | Summer | B8 | 500 | 430 | 430 | 40.82 | 58.34 | 3 | 14.53
2030 | NEISO_2_NYISO_J-K | NEISO | NYISO_J-K | Internal | Summer | B9 | 800 | 430 | 430 | 40.82 | 54.99 | 3 | 11.17
2030 | NEISO_2_NYISO_J-K | NEISO | NYISO_J-K | Internal | Summer | B10 | 1262 | 430 | 430 | 40.82 | 45.81 | 3 | 1.99
2030 | NEISO_2_NYISO_J-K | NEISO | NYISO_J-K | Internal | Winter | B16 | 25 | 430 | 430 | 54.51 | 80.71 | 3 | 23.2
2030 | NEISO_2_NYISO_J-K | NEISO | NYISO_J-K | Internal | Winter | B17 | 100 | 430 | 430 | 54.51 | 80.71 | 3 | 23.2
2030 | NEISO_2_NYISO_J-K | NEISO | NYISO_J-K | Internal | Winter | B18 | 400 | 430 | 430 | 54.51 | 80.71 | 3 | 23.2
2030 | NEISO_2_NYISO_J-K | NEISO | NYISO_J-K | Internal | Winter | B19 | 700 | 430 | 430 | 54.51 | 60.41 | 3 | 2.9
2030 | NEISO_2_NYISO_J-K | NEISO | NYISO_J-K | Internal | Winter | B20 | 935 | 430 | 0 | 54.51 | 56.77 | 3 | 0
2030 | NonRTO_Midwest_2_MISO_IN | NonRTO_Midwest | MISO_IN | Internal | Shoulder | B11 | 25 | 4450 | 0 | 75.04 | 67.04 | 8 | 0
2030 | NonRTO_Midwest_2_MISO_IN | NonRTO_Midwest | MISO_IN | Internal | Shoulder | B12 | 200 | 4450 | 0 | 66.16 | 58.16 | 8 | 0
2030 | NonRTO_Midwest_2_MISO_IN | NonRTO_Midwest | MISO_IN | Internal | Shoulder | B13 | 600 | 4450 | 0 | 53.14 | 50.84 | 8 | 0
2030 | NonRTO_Midwest_2_MISO_IN | NonRTO_Midwest | MISO_IN | Internal | Shoulder | B14 | 900 | 4450 | 0 | 45.63 | 47.42 | 8 | 0
2030 | NonRTO_Midwest_2_MISO_IN | NonRTO_Midwest | MISO_IN | Internal | Shoulder | B15 | 1203 | 4450 | 0 | 45.63 | 42.34 | 8 | 0
2030 | NonRTO_Midwest_2_MISO_IN | NonRTO_Midwest | MISO_IN | Internal | Summer | B1 | 10 | 4450 | 520.99 | 89.54 | 97.54 | 8 | 0
2030 | NonRTO_Midwest_2_MISO_IN | NonRTO_Midwest | MISO_IN | Internal | Summer | B2 | 25 | 4450 | 0 | 80.48 | 81.74 | 8 | 0
2030 | NonRTO_Midwest_2_MISO_IN | NonRTO_Midwest | MISO_IN | Internal | Summer | B3 | 75 | 4450 | 0 | 80.48 | 75.79 | 8 | 0
2030 | NonRTO_Midwest_2_MISO_IN | NonRTO_Midwest | MISO_IN | Internal | Summer | B4 | 100 | 4450 | 0 | 80.48 | 74.61 | 8 | 0
2030 | NonRTO_Midwest_2_MISO_IN | NonRTO_Midwest | MISO_IN | Internal | Summer | B5 | 200 | 4450 | 0 | 78.78 | 70.78 | 8 | 0
2030 | NonRTO_Midwest_2_MISO_IN | NonRTO_Midwest | MISO_IN | Internal | Summer | B6 | 300 | 4450 | 0 | 64.91 | 56.91 | 8 | 0
2030 | NonRTO_Midwest_2_MISO_IN | NonRTO_Midwest | MISO_IN | Internal | Summer | B7 | 400 | 4450 | 0 | 49.56 | 47.76 | 8 | 0
2030 | NonRTO_Midwest_2_MISO_IN | NonRTO_Midwest | MISO_IN | Internal | Summer | B8 | 500 | 4450 | 0 | 44.14 | 44 | 8 | 0
2030 | NonRTO_Midwest_2_MISO_IN | NonRTO_Midwest | MISO_IN | Internal | Summer | B9 | 800 | 4450 | 0 | 44.14 | 40.76 | 8 | 0
2030 | NonRTO_Midwest_2_MISO_IN | NonRTO_Midwest | MISO_IN | Internal | Summer | B10 | 1262 | 4450 | 0 | 39.5 | 40.62 | 8 | 0
2030 | NonRTO_Midwest_2_MISO_IN | NonRTO_Midwest | MISO_IN | Internal | Winter | B16 | 25 | 4450 | 0 | 85.55 | 77.55 | 8 | 0
2030 | NonRTO_Midwest_2_MISO_IN | NonRTO_Midwest | MISO_IN | Internal | Winter | B17 | 100 | 4450 | 0 | 68.32 | 60.32 | 8 | 0
2030 | NonRTO_Midwest_2_MISO_IN | NonRTO_Midwest | MISO_IN | Internal | Winter | B18 | 400 | 4450 | 0 | 58.4 | 52.79 | 8 | 0
2030 | NonRTO_Midwest_2_MISO_IN | NonRTO_Midwest | MISO_IN | Internal | Winter | B19 | 700 | 4450 | 0 | 48.45 | 47.56 | 8 | 0
2030 | NonRTO_Midwest_2_MISO_IN | NonRTO_Midwest | MISO_IN | Internal | Winter | B20 | 935 | 4450 | 0 | 46.53 | 44.63 | 8 | 0
2030 | NonRTO_Midwest_2_TVA_Transmission | NonRTO_Midwest | TVA_Transmission | Internal | Shoulder | B11 | 25 | 2400 | 0 | 75.04 | 71.04 | 8 | 0
2030 | NonRTO_Midwest_2_TVA_Transmission | NonRTO_Midwest | TVA_Transmission | Internal | Shoulder | B12 | 200 | 2400 | 0 | 66.16 | 57.64 | 8 | 0
2030 | NonRTO_Midwest_2_TVA_Transmission | NonRTO_Midwest | TVA_Transmission | Internal | Shoulder | B13 | 600 | 2400 | 0 | 53.14 | 52.05 | 8 | 0
2030 | NonRTO_Midwest_2_TVA_Transmission | NonRTO_Midwest | TVA_Transmission | Internal | Shoulder | B14 | 900 | 2400 | 0 | 45.63 | 50.57 | 8 | 0
2030 | NonRTO_Midwest_2_TVA_Transmission | NonRTO_Midwest | TVA_Transmission | Internal | Shoulder | B15 | 1203 | 2400 | 0 | 45.63 | 47.91 | 8 | 0
2030 | NonRTO_Midwest_2_TVA_Transmission | NonRTO_Midwest | TVA_Transmission | Internal | Summer | B1 | 10 | 2400 | 0 | 89.54 | 94.83 | 8 | 0
2030 | NonRTO_Midwest_2_TVA_Transmission | NonRTO_Midwest | TVA_Transmission | Internal | Summer | B2 | 25 | 2400 | 0 | 80.48 | 85.75 | 8 | 0
2030 | NonRTO_Midwest_2_TVA_Transmission | NonRTO_Midwest | TVA_Transmission | Internal | Summer | B3 | 75 | 2400 | 0 | 80.48 | 79.26 | 8 | 0
2030 | NonRTO_Midwest_2_TVA_Transmission | NonRTO_Midwest | TVA_Transmission | Internal | Summer | B4 | 100 | 2400 | 0 | 80.48 | 78.62 | 8 | 0
2030 | NonRTO_Midwest_2_TVA_Transmission | NonRTO_Midwest | TVA_Transmission | Internal | Summer | B5 | 200 | 2400 | 0 | 78.78 | 74.9 | 8 | 0
2030 | NonRTO_Midwest_2_TVA_Transmission | NonRTO_Midwest | TVA_Transmission | Internal | Summer | B6 | 300 | 2400 | 0 | 64.91 | 62.23 | 8 | 0
2030 | NonRTO_Midwest_2_TVA_Transmission | NonRTO_Midwest | TVA_Transmission | Internal | Summer | B7 | 400 | 2400 | 0 | 49.56 | 50.95 | 8 | 0
2030 | NonRTO_Midwest_2_TVA_Transmission | NonRTO_Midwest | TVA_Transmission | Internal | Summer | B8 | 500 | 2400 | 0 | 44.14 | 48.58 | 8 | 0
2030 | NonRTO_Midwest_2_TVA_Transmission | NonRTO_Midwest | TVA_Transmission | Internal | Summer | B9 | 800 | 2400 | 0 | 44.14 | 45.35 | 8 | 0
2030 | NonRTO_Midwest_2_TVA_Transmission | NonRTO_Midwest | TVA_Transmission | Internal | Summer | B10 | 1262 | 2400 | 0 | 39.5 | 45.14 | 8 | 0
2030 | NonRTO_Midwest_2_TVA_Transmission | NonRTO_Midwest | TVA_Transmission | Internal | Winter | B16 | 25 | 2400 | 0 | 85.55 | 85.16 | 8 | 0
2030 | NonRTO_Midwest_2_TVA_Transmission | NonRTO_Midwest | TVA_Transmission | Internal | Winter | B17 | 100 | 2400 | 0 | 68.32 | 60.63 | 8 | 0
2030 | NonRTO_Midwest_2_TVA_Transmission | NonRTO_Midwest | TVA_Transmission | Internal | Winter | B18 | 400 | 2400 | 0 | 58.4 | 54.82 | 8 | 0
2030 | NonRTO_Midwest_2_TVA_Transmission | NonRTO_Midwest | TVA_Transmission | Internal | Winter | B19 | 700 | 2400 | 0 | 48.45 | 53.29 | 8 | 0
2030 | NonRTO_Midwest_2_TVA_Transmission | NonRTO_Midwest | TVA_Transmission | Internal | Winter | B20 | 935 | 2400 | 0 | 46.53 | 50.55 | 8 | 0
2030 | NYISO_A-F_2_IESO | NYISO_A-F | IESO | Internal | Shoulder | B11 | 25 | 1600 | 0 | 56.72 | 49.72 | 7 | 0
2030 | NYISO_A-F_2_IESO | NYISO_A-F | IESO | Internal | Shoulder | B12 | 200 | 1600 | 0 | 51.8 | 46.09 | 7 | 0
2030 | NYISO_A-F_2_IESO | NYISO_A-F | IESO | Internal | Shoulder | B13 | 600 | 1600 | 0 | 47.44 | 46.09 | 7 | 0
2030 | NYISO_A-F_2_IESO | NYISO_A-F | IESO | Internal | Shoulder | B14 | 900 | 1600 | 0 | 47.21 | 46.09 | 7 | 0
2030 | NYISO_A-F_2_IESO | NYISO_A-F | IESO | Internal | Shoulder | B15 | 1203 | 1600 | 0 | 47.18 | 46.09 | 7 | 0
2030 | NYISO_A-F_2_IESO | NYISO_A-F | IESO | Internal | Summer | B1 | 10 | 1600 | 0 | 97.55 | 90.55 | 7 | 0
2030 | NYISO_A-F_2_IESO | NYISO_A-F | IESO | Internal | Summer | B2 | 25 | 1600 | 0 | 92.09 | 80.57 | 7 | 0
2030 | NYISO_A-F_2_IESO | NYISO_A-F | IESO | Internal | Summer | B3 | 75 | 1600 | 0 | 65.81 | 63.41 | 7 | 0
2030 | NYISO_A-F_2_IESO | NYISO_A-F | IESO | Internal | Summer | B4 | 100 | 1600 | 0 | 62.39 | 55.39 | 7 | 0
2030 | NYISO_A-F_2_IESO | NYISO_A-F | IESO | Internal | Summer | B5 | 200 | 1600 | 0 | 58.38 | 51.38 | 7 | 0
2030 | NYISO_A-F_2_IESO | NYISO_A-F | IESO | Internal | Summer | B6 | 300 | 1600 | 0 | 50.33 | 45.17 | 7 | 0
2030 | NYISO_A-F_2_IESO | NYISO_A-F | IESO | Internal | Summer | B7 | 400 | 1600 | 0 | 50.33 | 44.67 | 7 | 0
2030 | NYISO_A-F_2_IESO | NYISO_A-F | IESO | Internal | Summer | B8 | 500 | 1600 | 0 | 45.88 | 44.67 | 7 | 0
2030 | NYISO_A-F_2_IESO | NYISO_A-F | IESO | Internal | Summer | B9 | 800 | 1600 | 0 | 45.81 | 44.67 | 7 | 0
2030 | NYISO_A-F_2_IESO | NYISO_A-F | IESO | Internal | Summer | B10 | 1262 | 1600 | 0 | 45.81 | 44.67 | 7 | 0
2030 | NYISO_A-F_2_IESO | NYISO_A-F | IESO | Internal | Winter | B16 | 25 | 1600 | 0 | 59.34 | 52.34 | 7 | 0
2030 | NYISO_A-F_2_IESO | NYISO_A-F | IESO | Internal | Winter | B17 | 100 | 1600 | 0 | 55.45 | 48.45 | 7 | 0
2030 | NYISO_A-F_2_IESO | NYISO_A-F | IESO | Internal | Winter | B18 | 400 | 1600 | 0 | 54.75 | 48.45 | 7 | 0
2030 | NYISO_A-F_2_IESO | NYISO_A-F | IESO | Internal | Winter | B19 | 700 | 1600 | 0 | 54.75 | 48.45 | 7 | 0
2030 | NYISO_A-F_2_IESO | NYISO_A-F | IESO | Internal | Winter | B20 | 935 | 1600 | 0 | 54.75 | 48.45 | 7 | 0
2030 | NYISO_A-F_2_NEISO | NYISO_A-F | NEISO | Internal | Shoulder | B11 | 25 | 600 | 0 | 56.72 | 44.17 | 3 | 0
2030 | NYISO_A-F_2_NEISO | NYISO_A-F | NEISO | Internal | Shoulder | B12 | 200 | 600 | 0 | 51.8 | 44.17 | 3 | 0
2030 | NYISO_A-F_2_NEISO | NYISO_A-F | NEISO | Internal | Shoulder | B13 | 600 | 600 | 0 | 47.44 | 44.17 | 3 | 0
2030 | NYISO_A-F_2_NEISO | NYISO_A-F | NEISO | Internal | Shoulder | B14 | 900 | 600 | 0 | 47.21 | 44.17 | 3 | 0
2030 | NYISO_A-F_2_NEISO | NYISO_A-F | NEISO | Internal | Shoulder | B15 | 1203 | 600 | 0 | 47.18 | 44.17 | 3 | 0
2030 | NYISO_A-F_2_NEISO | NYISO_A-F | NEISO | Internal | Summer | B1 | 10 | 600 | 597.92 | 97.55 | 100.57 | 3 | 0.01
2030 | NYISO_A-F_2_NEISO | NYISO_A-F | NEISO | Internal | Summer | B2 | 25 | 600 | 122.93 | 92.09 | 95.09 | 3 | 0
2030 | NYISO_A-F_2_NEISO | NYISO_A-F | NEISO | Internal | Summer | B3 | 75 | 600 | 0 | 65.81 | 67.53 | 3 | 0
2030 | NYISO_A-F_2_NEISO | NYISO_A-F | NEISO | Internal | Summer | B4 | 100 | 600 | 0 | 62.39 | 59.39 | 3 | 0
2030 | NYISO_A-F_2_NEISO | NYISO_A-F | NEISO | Internal | Summer | B5 | 200 | 600 | 0 | 58.38 | 55.38 | 3 | 0
2030 | NYISO_A-F_2_NEISO | NYISO_A-F | NEISO | Internal | Summer | B6 | 300 | 600 | 0 | 50.33 | 45.27 | 3 | 0
2030 | NYISO_A-F_2_NEISO | NYISO_A-F | NEISO | Internal | Summer | B7 | 400 | 600 | 0 | 50.33 | 40.82 | 3 | 0
2030 | NYISO_A-F_2_NEISO | NYISO_A-F | NEISO | Internal | Summer | B8 | 500 | 600 | 0 | 45.88 | 40.82 | 3 | 0
2030 | NYISO_A-F_2_NEISO | NYISO_A-F | NEISO | Internal | Summer | B9 | 800 | 600 | 0 | 45.81 | 40.82 | 3 | 0
2030 | NYISO_A-F_2_NEISO | NYISO_A-F | NEISO | Internal | Summer | B10 | 1262 | 600 | 0 | 45.81 | 40.82 | 3 | 0
2030 | NYISO_A-F_2_NEISO | NYISO_A-F | NEISO | Internal | Winter | B16 | 25 | 600 | 0 | 59.34 | 54.51 | 3 | 0
2030 | NYISO_A-F_2_NEISO | NYISO_A-F | NEISO | Internal | Winter | B17 | 100 | 600 | 0 | 55.45 | 54.51 | 3 | 0
2030 | NYISO_A-F_2_NEISO | NYISO_A-F | NEISO | Internal | Winter | B18 | 400 | 600 | 0 | 54.75 | 54.51 | 3 | 0
2030 | NYISO_A-F_2_NEISO | NYISO_A-F | NEISO | Internal | Winter | B19 | 700 | 600 | 0 | 54.75 | 54.51 | 3 | 0
2030 | NYISO_A-F_2_NEISO | NYISO_A-F | NEISO | Internal | Winter | B20 | 935 | 600 | 0 | 54.75 | 54.51 | 3 | 0
2030 | NYISO_A-F_2_NYISO_G-I | NYISO_A-F | NYISO_G-I | Internal | Shoulder | B11 | 25 | 4250 | 3809.44 | 56.72 | 56.73 | 0.01 | 0
2030 | NYISO_A-F_2_NYISO_G-I | NYISO_A-F | NYISO_G-I | Internal | Shoulder | B12 | 200 | 4250 | 2220.05 | 51.8 | 51.81 | 0.01 | 0
2030 | NYISO_A-F_2_NYISO_G-I | NYISO_A-F | NYISO_G-I | Internal | Shoulder | B13 | 600 | 4250 | 2068.05 | 47.44 | 47.45 | 0.01 | 0
2030 | NYISO_A-F_2_NYISO_G-I | NYISO_A-F | NYISO_G-I | Internal | Shoulder | B14 | 900 | 4250 | 1856.04 | 47.21 | 47.23 | 0.01 | 0
2030 | NYISO_A-F_2_NYISO_G-I | NYISO_A-F | NYISO_G-I | Internal | Shoulder | B15 | 1203 | 4250 | 0 | 47.18 | 47.17 | 0.01 | 0
2030 | NYISO_A-F_2_NYISO_G-I | NYISO_A-F | NYISO_G-I | Internal | Summer | B1 | 10 | 4250 | 3278.65 | 97.55 | 97.57 | 0.01 | 0
2030 | NYISO_A-F_2_NYISO_G-I | NYISO_A-F | NYISO_G-I | Internal | Summer | B2 | 25 | 4250 | 3447.51 | 92.09 | 92.1 | 0.01 | 0
2030 | NYISO_A-F_2_NYISO_G-I | NYISO_A-F | NYISO_G-I | Internal | Summer | B3 | 75 | 4250 | 2453.35 | 65.81 | 65.83 | 0.01 | 0
2030 | NYISO_A-F_2_NYISO_G-I | NYISO_A-F | NYISO_G-I | Internal | Summer | B4 | 100 | 4250 | 1898.65 | 62.39 | 62.41 | 0.01 | 0
2030 | NYISO_A-F_2_NYISO_G-I | NYISO_A-F | NYISO_G-I | Internal | Summer | B5 | 200 | 4250 | 2592.11 | 58.38 | 58.4 | 0.01 | 0
2030 | NYISO_A-F_2_NYISO_G-I | NYISO_A-F | NYISO_G-I | Internal | Summer | B6 | 300 | 4250 | 2221.5 | 50.33 | 50.34 | 0.01 | 0
2030 | NYISO_A-F_2_NYISO_G-I | NYISO_A-F | NYISO_G-I | Internal | Summer | B7 | 400 | 4250 | 1962.65 | 50.33 | 50.34 | 0.01 | 0
2030 | NYISO_A-F_2_NYISO_G-I | NYISO_A-F | NYISO_G-I | Internal | Summer | B8 | 500 | 4250 | 1771.58 | 45.88 | 45.9 | 0.01 | 0
2030 | NYISO_A-F_2_NYISO_G-I | NYISO_A-F | NYISO_G-I | Internal | Summer | B9 | 800 | 4250 | 1486.54 | 45.81 | 45.82 | 0.01 | 0
2030 | NYISO_A-F_2_NYISO_G-I | NYISO_A-F | NYISO_G-I | Internal | Summer | B10 | 1262 | 4250 | 0 | 45.81 | 45.8 | 0.01 | 0
2030 | NYISO_A-F_2_NYISO_G-I | NYISO_A-F | NYISO_G-I | Internal | Winter | B16 | 25 | 4250 | 4250 | 59.34 | 71.57 | 0.01 | 12.21
2030 | NYISO_A-F_2_NYISO_G-I | NYISO_A-F | NYISO_G-I | Internal | Winter | B17 | 100 | 4250 | 3756.47 | 55.45 | 55.46 | 0.01 | 0
2030 | NYISO_A-F_2_NYISO_G-I | NYISO_A-F | NYISO_G-I | Internal | Winter | B18 | 400 | 4250 | 3662.08 | 54.75 | 54.76 | 0.01 | 0
2030 | NYISO_A-F_2_NYISO_G-I | NYISO_A-F | NYISO_G-I | Internal | Winter | B19 | 700 | 4250 | 3424.94 | 54.75 | 54.76 | 0.01 | 0
2030 | NYISO_A-F_2_NYISO_G-I | NYISO_A-F | NYISO_G-I | Internal | Winter | B20 | 935 | 4250 | 2677.27 | 54.75 | 54.76 | 0.01 | 0
2030 | NYISO_A-F_2_PJM_ROM | NYISO_A-F | PJM_ROM | Internal | Shoulder | B11 | 25 | 1000 | 999.97 | 56.72 | 65.05 | 8 | 0.34
2030 | NYISO_A-F_2_PJM_ROM | NYISO_A-F | PJM_ROM | Internal | Shoulder | B12 | 200 | 1000 | 0 | 51.8 | 57.3 | 8 | 0
2030 | NYISO_A-F_2_PJM_ROM | NYISO_A-F | PJM_ROM | Internal | Shoulder | B13 | 600 | 1000 | 0 | 47.44 | 50.65 | 8 | 0
2030 | NYISO_A-F_2_PJM_ROM | NYISO_A-F | PJM_ROM | Internal | Shoulder | B14 | 900 | 1000 | 0 | 47.21 | 48.5 | 8 | 0
2030 | NYISO_A-F_2_PJM_ROM | NYISO_A-F | PJM_ROM | Internal | Shoulder | B15 | 1203 | 1000 | 0 | 47.18 | 43.7 | 8 | 0
2030 | NYISO_A-F_2_PJM_ROM | NYISO_A-F | PJM_ROM | Internal | Summer | B1 | 10 | 1000 | 1000 | 97.55 | 324.36 | 8 | 218.81
2030 | NYISO_A-F_2_PJM_ROM | NYISO_A-F | PJM_ROM | Internal | Summer | B2 | 25 | 1000 | 1000 | 92.09 | 103.78 | 8 | 3.69
2030 | NYISO_A-F_2_PJM_ROM | NYISO_A-F | PJM_ROM | Internal | Summer | B3 | 75 | 1000 | 148.83 | 65.81 | 73.81 | 8 | 0
2030 | NYISO_A-F_2_PJM_ROM | NYISO_A-F | PJM_ROM | Internal | Summer | B4 | 100 | 1000 | 1000 | 62.39 | 72.63 | 8 | 2.24
2030 | NYISO_A-F_2_PJM_ROM | NYISO_A-F | PJM_ROM | Internal | Summer | B5 | 200 | 1000 | 1000 | 58.38 | 68.8 | 8 | 2.42
2030 | NYISO_A-F_2_PJM_ROM | NYISO_A-F | PJM_ROM | Internal | Summer | B6 | 300 | 1000 | 0 | 50.33 | 57.53 | 8 | 0
2030 | NYISO_A-F_2_PJM_ROM | NYISO_A-F | PJM_ROM | Internal | Summer | B7 | 400 | 1000 | 0 | 50.33 | 48.4 | 8 | 0
2030 | NYISO_A-F_2_PJM_ROM | NYISO_A-F | PJM_ROM | Internal | Summer | B8 | 500 | 1000 | 0 | 45.88 | 47.85 | 8 | 0
2030 | NYISO_A-F_2_PJM_ROM | NYISO_A-F | PJM_ROM | Internal | Summer | B9 | 800 | 1000 | 0 | 45.81 | 44.83 | 8 | 0
2030 | NYISO_A-F_2_PJM_ROM | NYISO_A-F | PJM_ROM | Internal | Summer | B10 | 1262 | 1000 | 0 | 45.81 | 41.37 | 8 | 0
2030 | NYISO_A-F_2_PJM_ROM | NYISO_A-F | PJM_ROM | Internal | Winter | B16 | 25 | 1000 | 1000 | 59.34 | 79.55 | 8 | 12.21
2030 | NYISO_A-F_2_PJM_ROM | NYISO_A-F | PJM_ROM | Internal | Winter | B17 | 100 | 1000 | 0 | 55.45 | 62.35 | 8 | 0
2030 | NYISO_A-F_2_PJM_ROM | NYISO_A-F | PJM_ROM | Internal | Winter | B18 | 400 | 1000 | 0 | 54.75 | 57.19 | 8 | 0
2030 | NYISO_A-F_2_PJM_ROM | NYISO_A-F | PJM_ROM | Internal | Winter | B19 | 700 | 1000 | 0 | 54.75 | 53.63 | 8 | 0
2030 | NYISO_A-F_2_PJM_ROM | NYISO_A-F | PJM_ROM | Internal | Winter | B20 | 935 | 1000 | 0 | 54.75 | 48.75 | 8 | 0
2030 | NYISO_G-I_2_NEISO | NYISO_G-I | NEISO | Internal | Shoulder | B11 | 25 | 600 | 0 | 56.73 | 44.17 | 3 | 0
2030 | NYISO_G-I_2_NEISO | NYISO_G-I | NEISO | Internal | Shoulder | B12 | 200 | 600 | 0 | 51.81 | 44.17 | 3 | 0
2030 | NYISO_G-I_2_NEISO | NYISO_G-I | NEISO | Internal | Shoulder | B13 | 600 | 600 | 0 | 47.45 | 44.17 | 3 | 0
2030 | NYISO_G-I_2_NEISO | NYISO_G-I | NEISO | Internal | Shoulder | B14 | 900 | 600 | 0 | 47.23 | 44.17 | 3 | 0
2030 | NYISO_G-I_2_NEISO | NYISO_G-I | NEISO | Internal | Shoulder | B15 | 1203 | 600 | 0 | 47.17 | 44.17 | 3 | 0
2030 | NYISO_G-I_2_NEISO | NYISO_G-I | NEISO | Internal | Summer | B1 | 10 | 600 | 177.94 | 97.57 | 100.57 | 3 | 0
2030 | NYISO_G-I_2_NEISO | NYISO_G-I | NEISO | Internal | Summer | B2 | 25 | 600 | 0.67 | 92.1 | 95.09 | 3 | 0
2030 | NYISO_G-I_2_NEISO | NYISO_G-I | NEISO | Internal | Summer | B3 | 75 | 600 | 0 | 65.83 | 67.53 | 3 | 0
2030 | NYISO_G-I_2_NEISO | NYISO_G-I | NEISO | Internal | Summer | B4 | 100 | 600 | 0 | 62.41 | 59.39 | 3 | 0
2030 | NYISO_G-I_2_NEISO | NYISO_G-I | NEISO | Internal | Summer | B5 | 200 | 600 | 0 | 58.4 | 55.38 | 3 | 0
2030 | NYISO_G-I_2_NEISO | NYISO_G-I | NEISO | Internal | Summer | B6 | 300 | 600 | 0 | 50.34 | 45.27 | 3 | 0
2030 | NYISO_G-I_2_NEISO | NYISO_G-I | NEISO | Internal | Summer | B7 | 400 | 600 | 0 | 50.34 | 40.82 | 3 | 0
2030 | NYISO_G-I_2_NEISO | NYISO_G-I | NEISO | Internal | Summer | B8 | 500 | 600 | 0 | 45.9 | 40.82 | 3 | 0
2030 | NYISO_G-I_2_NEISO | NYISO_G-I | NEISO | Internal | Summer | B9 | 800 | 600 | 0 | 45.82 | 40.82 | 3 | 0
2030 | NYISO_G-I_2_NEISO | NYISO_G-I | NEISO | Internal | Summer | B10 | 1262 | 600 | 0 | 45.8 | 40.82 | 3 | 0
2030 | NYISO_G-I_2_NEISO | NYISO_G-I | NEISO | Internal | Winter | B16 | 25 | 600 | 0 | 71.57 | 54.51 | 3 | 0
2030 | NYISO_G-I_2_NEISO | NYISO_G-I | NEISO | Internal | Winter | B17 | 100 | 600 | 0 | 55.46 | 54.51 | 3 | 0
2030 | NYISO_G-I_2_NEISO | NYISO_G-I | NEISO | Internal | Winter | B18 | 400 | 600 | 0 | 54.76 | 54.51 | 3 | 0
2030 | NYISO_G-I_2_NEISO | NYISO_G-I | NEISO | Internal | Winter | B19 | 700 | 600 | 0 | 54.76 | 54.51 | 3 | 0
2030 | NYISO_G-I_2_NEISO | NYISO_G-I | NEISO | Internal | Winter | B20 | 935 | 600 | 0 | 54.76 | 54.51 | 3 | 0
2030 | NYISO_G-I_2_NYISO_A-F | NYISO_G-I | NYISO_A-F | Internal | Shoulder | B11 | 25 | 1999 | 0.39 | 56.73 | 56.72 | 0.01 | 0
2030 | NYISO_G-I_2_NYISO_A-F | NYISO_G-I | NYISO_A-F | Internal | Shoulder | B12 | 200 | 1999 | 0.05 | 51.81 | 51.8 | 0.01 | 0
2030 | NYISO_G-I_2_NYISO_A-F | NYISO_G-I | NYISO_A-F | Internal | Shoulder | B13 | 600 | 1999 | 0.02 | 47.45 | 47.44 | 0.01 | 0
2030 | NYISO_G-I_2_NYISO_A-F | NYISO_G-I | NYISO_A-F | Internal | Shoulder | B14 | 900 | 1999 | 0.01 | 47.23 | 47.21 | 0.01 | 0
2030 | NYISO_G-I_2_NYISO_A-F | NYISO_G-I | NYISO_A-F | Internal | Shoulder | B15 | 1203 | 1999 | 171.62 | 47.17 | 47.18 | 0.01 | 0
2030 | NYISO_G-I_2_NYISO_A-F | NYISO_G-I | NYISO_A-F | Internal | Summer | B1 | 10 | 1999 | 1.13 | 97.57 | 97.55 | 0.01 | 0
2030 | NYISO_G-I_2_NYISO_A-F | NYISO_G-I | NYISO_A-F | Internal | Summer | B2 | 25 | 1999 | 0.4 | 92.1 | 92.09 | 0.01 | 0
2030 | NYISO_G-I_2_NYISO_A-F | NYISO_G-I | NYISO_A-F | Internal | Summer | B3 | 75 | 1999 | 0.14 | 65.83 | 65.81 | 0.01 | 0
2030 | NYISO_G-I_2_NYISO_A-F | NYISO_G-I | NYISO_A-F | Internal | Summer | B4 | 100 | 1999 | 0.11 | 62.41 | 62.39 | 0.01 | 0
2030 | NYISO_G-I_2_NYISO_A-F | NYISO_G-I | NYISO_A-F | Internal | Summer | B5 | 200 | 1999 | 0.05 | 58.4 | 58.38 | 0.01 | 0
2030 | NYISO_G-I_2_NYISO_A-F | NYISO_G-I | NYISO_A-F | Internal | Summer | B6 | 300 | 1999 | 0.04 | 50.34 | 50.33 | 0.01 | 0
2030 | NYISO_G-I_2_NYISO_A-F | NYISO_G-I | NYISO_A-F | Internal | Summer | B7 | 400 | 1999 | 0.03 | 50.34 | 50.33 | 0.01 | 0
2030 | NYISO_G-I_2_NYISO_A-F | NYISO_G-I | NYISO_A-F | Internal | Summer | B8 | 500 | 1999 | 0.02 | 45.9 | 45.88 | 0.01 | 0
2030 | NYISO_G-I_2_NYISO_A-F | NYISO_G-I | NYISO_A-F | Internal | Summer | B9 | 800 | 1999 | 0.01 | 45.82 | 45.81 | 0.01 | 0
2030 | NYISO_G-I_2_NYISO_A-F | NYISO_G-I | NYISO_A-F | Internal | Summer | B10 | 1262 | 1999 | 1289.9 | 45.8 | 45.81 | 0.01 | 0
2030 | NYISO_G-I_2_NYISO_A-F | NYISO_G-I | NYISO_A-F | Internal | Winter | B16 | 25 | 1999 | 0 | 71.57 | 59.34 | 0.01 | 0
2030 | NYISO_G-I_2_NYISO_A-F | NYISO_G-I | NYISO_A-F | Internal | Winter | B17 | 100 | 1999 | 0.1 | 55.46 | 55.45 | 0.01 | 0
2030 | NYISO_G-I_2_NYISO_A-F | NYISO_G-I | NYISO_A-F | Internal | Winter | B18 | 400 | 1999 | 0.03 | 54.76 | 54.75 | 0.01 | 0
2030 | NYISO_G-I_2_NYISO_A-F | NYISO_G-I | NYISO_A-F | Internal | Winter | B19 | 700 | 1999 | 0.02 | 54.76 | 54.75 | 0.01 | 0
2030 | NYISO_G-I_2_NYISO_A-F | NYISO_G-I | NYISO_A-F | Internal | Winter | B20 | 935 | 1999 | 0.01 | 54.76 | 54.75 | 0.01 | 0
2030 | NYISO_G-I_2_NYISO_J-K | NYISO_G-I | NYISO_J-K | Internal | Shoulder | B11 | 25 | 6130 | 6130 | 56.73 | 63.31 | 0.01 | 6.57
2030 | NYISO_G-I_2_NYISO_J-K | NYISO_G-I | NYISO_J-K | Internal | Shoulder | B12 | 200 | 6130 | 6130 | 51.81 | 63.31 | 0.01 | 11.49
2030 | NYISO_G-I_2_NYISO_J-K | NYISO_G-I | NYISO_J-K | Internal | Shoulder | B13 | 600 | 6130 | 6130 | 47.45 | 63.31 | 0.01 | 15.85
2030 | NYISO_G-I_2_NYISO_J-K | NYISO_G-I | NYISO_J-K | Internal | Shoulder | B14 | 900 | 6130 | 6130 | 47.23 | 47.52 | 0.01 | 0.28
2030 | NYISO_G-I_2_NYISO_J-K | NYISO_G-I | NYISO_J-K | Internal | Shoulder | B15 | 1203 | 6130 | 4604.48 | 47.17 | 47.18 | 0.01 | 0
2030 | NYISO_G-I_2_NYISO_J-K | NYISO_G-I | NYISO_J-K | Internal | Summer | B1 | 10 | 6130 | 4518.94 | 97.57 | 97.58 | 0.01 | 0
2030 | NYISO_G-I_2_NYISO_J-K | NYISO_G-I | NYISO_J-K | Internal | Summer | B2 | 25 | 6130 | 5019.41 | 92.1 | 92.12 | 0.01 | 0
2030 | NYISO_G-I_2_NYISO_J-K | NYISO_G-I | NYISO_J-K | Internal | Summer | B3 | 75 | 6130 | 5927.78 | 65.83 | 65.84 | 0.01 | 0
2030 | NYISO_G-I_2_NYISO_J-K | NYISO_G-I | NYISO_J-K | Internal | Summer | B4 | 100 | 6130 | 3942.87 | 62.41 | 62.42 | 0.01 | 0
2030 | NYISO_G-I_2_NYISO_J-K | NYISO_G-I | NYISO_J-K | Internal | Summer | B5 | 200 | 6130 | 4735.1 | 58.4 | 58.41 | 0.01 | 0
2030 | NYISO_G-I_2_NYISO_J-K | NYISO_G-I | NYISO_J-K | Internal | Summer | B6 | 300 | 6130 | 6130 | 50.34 | 58.34 | 0.01 | 7.99
2030 | NYISO_G-I_2_NYISO_J-K | NYISO_G-I | NYISO_J-K | Internal | Summer | B7 | 400 | 6130 | 6130 | 50.34 | 58.34 | 0.01 | 7.99
2030 | NYISO_G-I_2_NYISO_J-K | NYISO_G-I | NYISO_J-K | Internal | Summer | B8 | 500 | 6130 | 6130 | 45.9 | 58.34 | 0.01 | 12.44
2030 | NYISO_G-I_2_NYISO_J-K | NYISO_G-I | NYISO_J-K | Internal | Summer | B9 | 800 | 6130 | 6130 | 45.82 | 54.99 | 0.01 | 9.16
2030 | NYISO_G-I_2_NYISO_J-K | NYISO_G-I | NYISO_J-K | Internal | Summer | B10 | 1262 | 6130 | 3973.53 | 45.8 | 45.81 | 0.01 | 0
2030 | NYISO_G-I_2_NYISO_J-K | NYISO_G-I | NYISO_J-K | Internal | Winter | B16 | 25 | 6130 | 6130 | 71.57 | 80.71 | 0.01 | 9.14
2030 | NYISO_G-I_2_NYISO_J-K | NYISO_G-I | NYISO_J-K | Internal | Winter | B17 | 100 | 6130 | 6130 | 55.46 | 80.71 | 0.01 | 25.24
2030 | NYISO_G-I_2_NYISO_J-K | NYISO_G-I | NYISO_J-K | Internal | Winter | B18 | 400 | 6130 | 6130 | 54.76 | 80.71 | 0.01 | 25.94
2030 | NYISO_G-I_2_NYISO_J-K | NYISO_G-I | NYISO_J-K | Internal | Winter | B19 | 700 | 6130 | 6130 | 54.76 | 60.41 | 0.01 | 5.64
2030 | NYISO_G-I_2_NYISO_J-K | NYISO_G-I | NYISO_J-K | Internal | Winter | B20 | 935 | 6130 | 6130 | 54.76 | 56.77 | 0.01 | 2
2030 | NYISO_G-I_2_PJM_E | NYISO_G-I | PJM_E | Internal | Shoulder | B11 | 25 | 1500 | 1499.97 | 56.73 | 65.04 | 8 | 0.31
2030 | NYISO_G-I_2_PJM_E | NYISO_G-I | PJM_E | Internal | Shoulder | B12 | 200 | 1500 | 0 | 51.81 | 57.31 | 8 | 0
2030 | NYISO_G-I_2_PJM_E | NYISO_G-I | PJM_E | Internal | Shoulder | B13 | 600 | 1500 | 0 | 47.45 | 50.66 | 8 | 0
2030 | NYISO_G-I_2_PJM_E | NYISO_G-I | PJM_E | Internal | Shoulder | B14 | 900 | 1500 | 0 | 47.23 | 48.51 | 8 | 0
2030 | NYISO_G-I_2_PJM_E | NYISO_G-I | PJM_E | Internal | Shoulder | B15 | 1203 | 1500 | 0 | 47.17 | 43.72 | 8 | 0
2030 | NYISO_G-I_2_PJM_E | NYISO_G-I | PJM_E | Internal | Summer | B1 | 10 | 1500 | 1500 | 97.57 | 324.37 | 8 | 218.81
2030 | NYISO_G-I_2_PJM_E | NYISO_G-I | PJM_E | Internal | Summer | B2 | 25 | 1500 | 1500 | 92.1 | 103.79 | 8 | 3.69
2030 | NYISO_G-I_2_PJM_E | NYISO_G-I | PJM_E | Internal | Summer | B3 | 75 | 1500 | 151.89 | 65.83 | 73.83 | 8 | 0
2030 | NYISO_G-I_2_PJM_E | NYISO_G-I | PJM_E | Internal | Summer | B4 | 100 | 1500 | 1500 | 62.41 | 72.64 | 8 | 2.24
2030 | NYISO_G-I_2_PJM_E | NYISO_G-I | PJM_E | Internal | Summer | B5 | 200 | 1500 | 1500 | 58.4 | 68.81 | 8 | 2.42
2030 | NYISO_G-I_2_PJM_E | NYISO_G-I | PJM_E | Internal | Summer | B6 | 300 | 1500 | 0 | 50.34 | 57.55 | 8 | 0
2030 | NYISO_G-I_2_PJM_E | NYISO_G-I | PJM_E | Internal | Summer | B7 | 400 | 1500 | 0 | 50.34 | 48.41 | 8 | 0
2030 | NYISO_G-I_2_PJM_E | NYISO_G-I | PJM_E | Internal | Summer | B8 | 500 | 1500 | 0 | 45.9 | 47.86 | 8 | 0
2030 | NYISO_G-I_2_PJM_E | NYISO_G-I | PJM_E | Internal | Summer | B9 | 800 | 1500 | 0 | 45.82 | 44.84 | 8 | 0
2030 | NYISO_G-I_2_PJM_E | NYISO_G-I | PJM_E | Internal | Summer | B10 | 1262 | 1500 | 0 | 45.8 | 41.38 | 8 | 0
2030 | NYISO_G-I_2_PJM_E | NYISO_G-I | PJM_E | Internal | Winter | B16 | 25 | 1500 | 930.8 | 71.57 | 79.57 | 8 | 0
2030 | NYISO_G-I_2_PJM_E | NYISO_G-I | PJM_E | Internal | Winter | B17 | 100 | 1500 | 0 | 55.46 | 62.36 | 8 | 0
2030 | NYISO_G-I_2_PJM_E | NYISO_G-I | PJM_E | Internal | Winter | B18 | 400 | 1500 | 0 | 54.76 | 57.2 | 8 | 0
2030 | NYISO_G-I_2_PJM_E | NYISO_G-I | PJM_E | Internal | Winter | B19 | 700 | 1500 | 0 | 54.76 | 53.64 | 8 | 0
2030 | NYISO_G-I_2_PJM_E | NYISO_G-I | PJM_E | Internal | Winter | B20 | 935 | 1500 | 0 | 54.76 | 48.76 | 8 | 0
2030 | NYISO_J-K_2_NEISO | NYISO_J-K | NEISO | Internal | Shoulder | B11 | 25 | 0.01 | 0 | 63.31 | 44.17 | 3 | 0.87
2030 | NYISO_J-K_2_NEISO | NYISO_J-K | NEISO | Internal | Shoulder | B12 | 200 | 0.01 | 0 | 63.31 | 44.17 | 3 | 0.12
2030 | NYISO_J-K_2_NEISO | NYISO_J-K | NEISO | Internal | Shoulder | B13 | 600 | 0.01 | 0 | 63.31 | 44.17 | 3 | 0.04
2030 | NYISO_J-K_2_NEISO | NYISO_J-K | NEISO | Internal | Shoulder | B14 | 900 | 0.01 | 0 | 47.52 | 44.17 | 3 | 0.03
2030 | NYISO_J-K_2_NEISO | NYISO_J-K | NEISO | Internal | Shoulder | B15 | 1203 | 0.01 | 0 | 47.18 | 44.17 | 3 | 0.02
2030 | NYISO_J-K_2_NEISO | NYISO_J-K | NEISO | Internal | Summer | B1 | 10 | 0.01 | 0 | 97.58 | 100.57 | 3 | 3.27
2030 | NYISO_J-K_2_NEISO | NYISO_J-K | NEISO | Internal | Summer | B2 | 25 | 0.01 | 0 | 92.12 | 95.09 | 3 | 1.46
2030 | NYISO_J-K_2_NEISO | NYISO_J-K | NEISO | Internal | Summer | B3 | 75 | 0.01 | 0 | 65.84 | 67.53 | 3 | 0.4
2030 | NYISO_J-K_2_NEISO | NYISO_J-K | NEISO | Internal | Summer | B4 | 100 | 0.01 | 0 | 62.42 | 59.39 | 3 | 0.27
2030 | NYISO_J-K_2_NEISO | NYISO_J-K | NEISO | Internal | Summer | B5 | 200 | 0.01 | 0 | 58.41 | 55.38 | 3 | 0.13
2030 | NYISO_J-K_2_NEISO | NYISO_J-K | NEISO | Internal | Summer | B6 | 300 | 0.01 | 0 | 58.34 | 45.27 | 3 | 0.08
2030 | NYISO_J-K_2_NEISO | NYISO_J-K | NEISO | Internal | Summer | B7 | 400 | 0.01 | 0 | 58.34 | 40.82 | 3 | 0.06
2030 | NYISO_J-K_2_NEISO | NYISO_J-K | NEISO | Internal | Summer | B8 | 500 | 0.01 | 0 | 58.34 | 40.82 | 3 | 0.05
2030 | NYISO_J-K_2_NEISO | NYISO_J-K | NEISO | Internal | Summer | B9 | 800 | 0.01 | 0 | 54.99 | 40.82 | 3 | 0.03
2030 | NYISO_J-K_2_NEISO | NYISO_J-K | NEISO | Internal | Summer | B10 | 1262 | 0.01 | 0 | 45.81 | 40.82 | 3 | 0.02
2030 | NYISO_J-K_2_NEISO | NYISO_J-K | NEISO | Internal | Winter | B16 | 25 | 0.01 | 0 | 80.71 | 54.51 | 3 | 0.85
2030 | NYISO_J-K_2_NEISO | NYISO_J-K | NEISO | Internal | Winter | B17 | 100 | 0.01 | 0 | 80.71 | 54.51 | 3 | 0.23
2030 | NYISO_J-K_2_NEISO | NYISO_J-K | NEISO | Internal | Winter | B18 | 400 | 0.01 | 0 | 80.71 | 54.51 | 3 | 0.06
2030 | NYISO_J-K_2_NEISO | NYISO_J-K | NEISO | Internal | Winter | B19 | 700 | 0.01 | 0 | 60.41 | 54.51 | 3 | 0.04
2030 | NYISO_J-K_2_NEISO | NYISO_J-K | NEISO | Internal | Winter | B20 | 935 | 0.01 | 0 | 56.77 | 54.51 | 3 | 0.03
2030 | NYISO_J-K_2_NYISO_G-I | NYISO_J-K | NYISO_G-I | Internal | Shoulder | B11 | 25 | 1999 | 0 | 63.31 | 56.73 | 0.01 | 0
2030 | NYISO_J-K_2_NYISO_G-I | NYISO_J-K | NYISO_G-I | Internal | Shoulder | B12 | 200 | 1999 | 0 | 63.31 | 51.81 | 0.01 | 0
2030 | NYISO_J-K_2_NYISO_G-I | NYISO_J-K | NYISO_G-I | Internal | Shoulder | B13 | 600 | 1999 | 0 | 63.31 | 47.45 | 0.01 | 0
2030 | NYISO_J-K_2_NYISO_G-I | NYISO_J-K | NYISO_G-I | Internal | Shoulder | B14 | 900 | 1999 | 0 | 47.52 | 47.23 | 0.01 | 0
2030 | NYISO_J-K_2_NYISO_G-I | NYISO_J-K | NYISO_G-I | Internal | Shoulder | B15 | 1203 | 1999 | 0 | 47.18 | 47.17 | 0.01 | 0
2030 | NYISO_J-K_2_NYISO_G-I | NYISO_J-K | NYISO_G-I | Internal | Summer | B1 | 10 | 1999 | 0.98 | 97.58 | 97.57 | 0.01 | 0
2030 | NYISO_J-K_2_NYISO_G-I | NYISO_J-K | NYISO_G-I | Internal | Summer | B2 | 25 | 1999 | 0.4 | 92.12 | 92.1 | 0.01 | 0
2030 | NYISO_J-K_2_NYISO_G-I | NYISO_J-K | NYISO_G-I | Internal | Summer | B3 | 75 | 1999 | 0.13 | 65.84 | 65.83 | 0.01 | 0
2030 | NYISO_J-K_2_NYISO_G-I | NYISO_J-K | NYISO_G-I | Internal | Summer | B4 | 100 | 1999 | 0.11 | 62.42 | 62.41 | 0.01 | 0
2030 | NYISO_J-K_2_NYISO_G-I | NYISO_J-K | NYISO_G-I | Internal | Summer | B5 | 200 | 1999 | 0.05 | 58.41 | 58.4 | 0.01 | 0
2030 | NYISO_J-K_2_NYISO_G-I | NYISO_J-K | NYISO_G-I | Internal | Summer | B6 | 300 | 1999 | 0 | 58.34 | 50.34 | 0.01 | 0
2030 | NYISO_J-K_2_NYISO_G-I | NYISO_J-K | NYISO_G-I | Internal | Summer | B7 | 400 | 1999 | 0 | 58.34 | 50.34 | 0.01 | 0
2030 | NYISO_J-K_2_NYISO_G-I | NYISO_J-K | NYISO_G-I | Internal | Summer | B8 | 500 | 1999 | 0 | 58.34 | 45.9 | 0.01 | 0
2030 | NYISO_J-K_2_NYISO_G-I | NYISO_J-K | NYISO_G-I | Internal | Summer | B9 | 800 | 1999 | 0 | 54.99 | 45.82 | 0.01 | 0
2030 | NYISO_J-K_2_NYISO_G-I | NYISO_J-K | NYISO_G-I | Internal | Summer | B10 | 1262 | 1999 | 0 | 45.81 | 45.8 | 0.01 | 0
2030 | NYISO_J-K_2_NYISO_G-I | NYISO_J-K | NYISO_G-I | Internal | Winter | B16 | 25 | 1999 | 0 | 80.71 | 71.57 | 0.01 | 0
2030 | NYISO_J-K_2_NYISO_G-I | NYISO_J-K | NYISO_G-I | Internal | Winter | B17 | 100 | 1999 | 0 | 80.71 | 55.46 | 0.01 | 0
2030 | NYISO_J-K_2_NYISO_G-I | NYISO_J-K | NYISO_G-I | Internal | Winter | B18 | 400 | 1999 | 0 | 80.71 | 54.76 | 0.01 | 0
2030 | NYISO_J-K_2_NYISO_G-I | NYISO_J-K | NYISO_G-I | Internal | Winter | B19 | 700 | 1999 | 0 | 60.41 | 54.76 | 0.01 | 0
2030 | NYISO_J-K_2_NYISO_G-I | NYISO_J-K | NYISO_G-I | Internal | Winter | B20 | 935 | 1999 | 0 | 56.77 | 54.76 | 0.01 | 0
2030 | NYISO_J-K_2_PJM_E | NYISO_J-K | PJM_E | Internal | Shoulder | B11 | 25 | 0.01 | 0 | 63.31 | 65.04 | 8 | 0.99
2030 | NYISO_J-K_2_PJM_E | NYISO_J-K | PJM_E | Internal | Shoulder | B12 | 200 | 0.01 | 0 | 63.31 | 57.31 | 8 | 0.12
2030 | NYISO_J-K_2_PJM_E | NYISO_J-K | PJM_E | Internal | Shoulder | B13 | 600 | 0.01 | 0 | 63.31 | 50.66 | 8 | 0.04
2030 | NYISO_J-K_2_PJM_E | NYISO_J-K | PJM_E | Internal | Shoulder | B14 | 900 | 0.01 | 0 | 47.52 | 48.51 | 8 | 0.03
2030 | NYISO_J-K_2_PJM_E | NYISO_J-K | PJM_E | Internal | Shoulder | B15 | 1203 | 0.01 | 0 | 47.18 | 43.72 | 8 | 0.02
2030 | NYISO_J-K_2_PJM_E | NYISO_J-K | PJM_E | Internal | Summer | B1 | 10 | 0.01 | 0.01 | 97.58 | 324.37 | 8 | 220.46
2030 | NYISO_J-K_2_PJM_E | NYISO_J-K | PJM_E | Internal | Summer | B2 | 25 | 0.01 | 0 | 92.12 | 103.79 | 8 | 4.72
2030 | NYISO_J-K_2_PJM_E | NYISO_J-K | PJM_E | Internal | Summer | B3 | 75 | 0.01 | 0 | 65.84 | 73.83 | 8 | 0.54
2030 | NYISO_J-K_2_PJM_E | NYISO_J-K | PJM_E | Internal | Summer | B4 | 100 | 0.01 | 0 | 62.42 | 72.64 | 8 | 2.52
2030 | NYISO_J-K_2_PJM_E | NYISO_J-K | PJM_E | Internal | Summer | B5 | 200 | 0.01 | 0 | 58.41 | 68.81 | 8 | 2.55
2030 | NYISO_J-K_2_PJM_E | NYISO_J-K | PJM_E | Internal | Summer | B6 | 300 | 0.01 | 0 | 58.34 | 57.55 | 8 | 0.09
2030 | NYISO_J-K_2_PJM_E | NYISO_J-K | PJM_E | Internal | Summer | B7 | 400 | 0.01 | 0 | 58.34 | 48.41 | 8 | 0.06
2030 | NYISO_J-K_2_PJM_E | NYISO_J-K | PJM_E | Internal | Summer | B8 | 500 | 0.01 | 0 | 58.34 | 47.86 | 8 | 0.05
2030 | NYISO_J-K_2_PJM_E | NYISO_J-K | PJM_E | Internal | Summer | B9 | 800 | 0.01 | 0 | 54.99 | 44.84 | 8 | 0.03
2030 | NYISO_J-K_2_PJM_E | NYISO_J-K | PJM_E | Internal | Summer | B10 | 1262 | 0.01 | 0 | 45.81 | 41.38 | 8 | 0.02
2030 | NYISO_J-K_2_PJM_E | NYISO_J-K | PJM_E | Internal | Winter | B16 | 25 | 0.01 | 0 | 80.71 | 79.57 | 8 | 0.96
2030 | NYISO_J-K_2_PJM_E | NYISO_J-K | PJM_E | Internal | Winter | B17 | 100 | 0.01 | 0 | 80.71 | 62.36 | 8 | 0.23
2030 | NYISO_J-K_2_PJM_E | NYISO_J-K | PJM_E | Internal | Winter | B18 | 400 | 0.01 | 0 | 80.71 | 57.2 | 8 | 0.06
2030 | NYISO_J-K_2_PJM_E | NYISO_J-K | PJM_E | Internal | Winter | B19 | 700 | 0.01 | 0 | 60.41 | 53.64 | 8 | 0.04
2030 | NYISO_J-K_2_PJM_E | NYISO_J-K | PJM_E | Internal | Winter | B20 | 935 | 0.01 | 0 | 56.77 | 48.76 | 8 | 0.03
2030 | PJM_E_2_NYISO_G-I | PJM_E | NYISO_G-I | Internal | Shoulder | B11 | 25 | 500 | 0 | 65.04 | 56.73 | 6 | 0
2030 | PJM_E_2_NYISO_G-I | PJM_E | NYISO_G-I | Internal | Shoulder | B12 | 200 | 500 | 0 | 57.31 | 51.81 | 6 | 0
2030 | PJM_E_2_NYISO_G-I | PJM_E | NYISO_G-I | Internal | Shoulder | B13 | 600 | 500 | 0 | 50.66 | 47.45 | 6 | 0
2030 | PJM_E_2_NYISO_G-I | PJM_E | NYISO_G-I | Internal | Shoulder | B14 | 900 | 500 | 0 | 48.51 | 47.23 | 6 | 0
2030 | PJM_E_2_NYISO_G-I | PJM_E | NYISO_G-I | Internal | Shoulder | B15 | 1203 | 500 | 0 | 43.72 | 47.17 | 6 | 0
2030 | PJM_E_2_NYISO_G-I | PJM_E | NYISO_G-I | Internal | Summer | B1 | 10 | 500 | 0 | 324.37 | 97.57 | 6 | 0
2030 | PJM_E_2_NYISO_G-I | PJM_E | NYISO_G-I | Internal | Summer | B2 | 25 | 500 | 0 | 103.79 | 92.1 | 6 | 0
2030 | PJM_E_2_NYISO_G-I | PJM_E | NYISO_G-I | Internal | Summer | B3 | 75 | 500 | 0 | 73.83 | 65.83 | 6 | 0
2030 | PJM_E_2_NYISO_G-I | PJM_E | NYISO_G-I | Internal | Summer | B4 | 100 | 500 | 0 | 72.64 | 62.41 | 6 | 0
2030 | PJM_E_2_NYISO_G-I | PJM_E | NYISO_G-I | Internal | Summer | B5 | 200 | 500 | 0 | 68.81 | 58.4 | 6 | 0
2030 | PJM_E_2_NYISO_G-I | PJM_E | NYISO_G-I | Internal | Summer | B6 | 300 | 500 | 0 | 57.55 | 50.34 | 6 | 0
2030 | PJM_E_2_NYISO_G-I | PJM_E | NYISO_G-I | Internal | Summer | B7 | 400 | 500 | 0 | 48.41 | 50.34 | 6 | 0
2030 | PJM_E_2_NYISO_G-I | PJM_E | NYISO_G-I | Internal | Summer | B8 | 500 | 500 | 0 | 47.86 | 45.9 | 6 | 0
2030 | PJM_E_2_NYISO_G-I | PJM_E | NYISO_G-I | Internal | Summer | B9 | 800 | 500 | 0 | 44.84 | 45.82 | 6 | 0
2030 | PJM_E_2_NYISO_G-I | PJM_E | NYISO_G-I | Internal | Summer | B10 | 1262 | 500 | 0 | 41.38 | 45.8 | 6 | 0
2030 | PJM_E_2_NYISO_G-I | PJM_E | NYISO_G-I | Internal | Winter | B16 | 25 | 500 | 0 | 79.57 | 71.57 | 6 | 0
2030 | PJM_E_2_NYISO_G-I | PJM_E | NYISO_G-I | Internal | Winter | B17 | 100 | 500 | 0 | 62.36 | 55.46 | 6 | 0
2030 | PJM_E_2_NYISO_G-I | PJM_E | NYISO_G-I | Internal | Winter | B18 | 400 | 500 | 0 | 57.2 | 54.76 | 6 | 0
2030 | PJM_E_2_NYISO_G-I | PJM_E | NYISO_G-I | Internal | Winter | B19 | 700 | 500 | 0 | 53.64 | 54.76 | 6 | 0
2030 | PJM_E_2_NYISO_G-I | PJM_E | NYISO_G-I | Internal | Winter | B20 | 935 | 500 | 181.69 | 48.76 | 54.76 | 6 | 0
2030 | PJM_E_2_NYISO_J-K | PJM_E | NYISO_J-K | Internal | Shoulder | B11 | 25 | 330 | 0 | 65.04 | 63.31 | 6 | 0
2030 | PJM_E_2_NYISO_J-K | PJM_E | NYISO_J-K | Internal | Shoulder | B12 | 200 | 330 | 221.11 | 57.31 | 63.31 | 6 | 0
2030 | PJM_E_2_NYISO_J-K | PJM_E | NYISO_J-K | Internal | Shoulder | B13 | 600 | 330 | 330 | 50.66 | 63.31 | 6 | 6.65
2030 | PJM_E_2_NYISO_J-K | PJM_E | NYISO_J-K | Internal | Shoulder | B14 | 900 | 330 | 0 | 48.51 | 47.52 | 6 | 0
2030 | PJM_E_2_NYISO_J-K | PJM_E | NYISO_J-K | Internal | Shoulder | B15 | 1203 | 330 | 0 | 43.72 | 47.18 | 6 | 0
2030 | PJM_E_2_NYISO_J-K | PJM_E | NYISO_J-K | Internal | Summer | B1 | 10 | 330 | 0 | 324.37 | 97.58 | 6 | 0
2030 | PJM_E_2_NYISO_J-K | PJM_E | NYISO_J-K | Internal | Summer | B2 | 25 | 330 | 0 | 103.79 | 92.12 | 6 | 0
2030 | PJM_E_2_NYISO_J-K | PJM_E | NYISO_J-K | Internal | Summer | B3 | 75 | 330 | 0 | 73.83 | 65.84 | 6 | 0
2030 | PJM_E_2_NYISO_J-K | PJM_E | NYISO_J-K | Internal | Summer | B4 | 100 | 330 | 0 | 72.64 | 62.42 | 6 | 0
2030 | PJM_E_2_NYISO_J-K | PJM_E | NYISO_J-K | Internal | Summer | B5 | 200 | 330 | 0 | 68.81 | 58.41 | 6 | 0
2030 | PJM_E_2_NYISO_J-K | PJM_E | NYISO_J-K | Internal | Summer | B6 | 300 | 330 | 0 | 57.55 | 58.34 | 6 | 0
2030 | PJM_E_2_NYISO_J-K | PJM_E | NYISO_J-K | Internal | Summer | B7 | 400 | 330 | 330 | 48.41 | 58.34 | 6 | 3.93
2030 | PJM_E_2_NYISO_J-K | PJM_E | NYISO_J-K | Internal | Summer | B8 | 500 | 330 | 330 | 47.86 | 58.34 | 6 | 4.49
2030 | PJM_E_2_NYISO_J-K | PJM_E | NYISO_J-K | Internal | Summer | B9 | 800 | 330 | 330 | 44.84 | 54.99 | 6 | 4.15
2030 | PJM_E_2_NYISO_J-K | PJM_E | NYISO_J-K | Internal | Summer | B10 | 1262 | 330 | 0 | 41.38 | 45.81 | 6 | 0
2030 | PJM_E_2_NYISO_J-K | PJM_E | NYISO_J-K | Internal | Winter | B16 | 25 | 330 | 0 | 79.57 | 80.71 | 6 | 0
2030 | PJM_E_2_NYISO_J-K | PJM_E | NYISO_J-K | Internal | Winter | B17 | 100 | 330 | 330 | 62.36 | 80.71 | 6 | 12.35
2030 | PJM_E_2_NYISO_J-K | PJM_E | NYISO_J-K | Internal | Winter | B18 | 400 | 330 | 330 | 57.2 | 80.71 | 6 | 17.52
2030 | PJM_E_2_NYISO_J-K | PJM_E | NYISO_J-K | Internal | Winter | B19 | 700 | 330 | 330 | 53.64 | 60.41 | 6 | 0.77
2030 | PJM_E_2_NYISO_J-K | PJM_E | NYISO_J-K | Internal | Winter | B20 | 935 | 330 | 330 | 48.76 | 56.77 | 6 | 2.01
2030 | PJM_E_2_PJM_ROM | PJM_E | PJM_ROM | Internal | Shoulder | B11 | 25 | 8000 | 612.39 | 65.04 | 65.05 | 0.01 | 0
2030 | PJM_E_2_PJM_ROM | PJM_E | PJM_ROM | Internal | Shoulder | B12 | 200 | 8000 | 0.06 | 57.31 | 57.3 | 0.01 | 0
2030 | PJM_E_2_PJM_ROM | PJM_E | PJM_ROM | Internal | Shoulder | B13 | 600 | 8000 | 0.02 | 50.66 | 50.65 | 0.01 | 0
2030 | PJM_E_2_PJM_ROM | PJM_E | PJM_ROM | Internal | Shoulder | B14 | 900 | 8000 | 0.01 | 48.51 | 48.5 | 0.01 | 0
2030 | PJM_E_2_PJM_ROM | PJM_E | PJM_ROM | Internal | Shoulder | B15 | 1203 | 8000 | 0 | 43.72 | 43.7 | 0.01 | 0
2030 | PJM_E_2_PJM_ROM | PJM_E | PJM_ROM | Internal | Summer | B1 | 10 | 8000 | 1.03 | 324.37 | 324.36 | 0.01 | 0
2030 | PJM_E_2_PJM_ROM | PJM_E | PJM_ROM | Internal | Summer | B2 | 25 | 8000 | 0.42 | 103.79 | 103.78 | 0.01 | 0
2030 | PJM_E_2_PJM_ROM | PJM_E | PJM_ROM | Internal | Summer | B3 | 75 | 8000 | 0.15 | 73.83 | 73.81 | 0.01 | 0
2030 | PJM_E_2_PJM_ROM | PJM_E | PJM_ROM | Internal | Summer | B4 | 100 | 8000 | 0.11 | 72.64 | 72.63 | 0.01 | 0
2030 | PJM_E_2_PJM_ROM | PJM_E | PJM_ROM | Internal | Summer | B5 | 200 | 8000 | 0.06 | 68.81 | 68.8 | 0.01 | 0
2030 | PJM_E_2_PJM_ROM | PJM_E | PJM_ROM | Internal | Summer | B6 | 300 | 8000 | 0.04 | 57.55 | 57.53 | 0.01 | 0
2030 | PJM_E_2_PJM_ROM | PJM_E | PJM_ROM | Internal | Summer | B7 | 400 | 8000 | 0.03 | 48.41 | 48.4 | 0.01 | 0
2030 | PJM_E_2_PJM_ROM | PJM_E | PJM_ROM | Internal | Summer | B8 | 500 | 8000 | 0.02 | 47.86 | 47.85 | 0.01 | 0
2030 | PJM_E_2_PJM_ROM | PJM_E | PJM_ROM | Internal | Summer | B9 | 800 | 8000 | 0.01 | 44.84 | 44.83 | 0.01 | 0
2030 | PJM_E_2_PJM_ROM | PJM_E | PJM_ROM | Internal | Summer | B10 | 1262 | 8000 | 0 | 41.38 | 41.37 | 0.01 | 0
2030 | PJM_E_2_PJM_ROM | PJM_E | PJM_ROM | Internal | Winter | B16 | 25 | 8000 | 0.43 | 79.57 | 79.55 | 0.01 | 0
2030 | PJM_E_2_PJM_ROM | PJM_E | PJM_ROM | Internal | Winter | B17 | 100 | 8000 | 0.11 | 62.36 | 62.35 | 0.01 | 0
2030 | PJM_E_2_PJM_ROM | PJM_E | PJM_ROM | Internal | Winter | B18 | 400 | 8000 | 0.03 | 57.2 | 57.19 | 0.01 | 0
2030 | PJM_E_2_PJM_ROM | PJM_E | PJM_ROM | Internal | Winter | B19 | 700 | 8000 | 0.02 | 53.64 | 53.63 | 0.01 | 0
2030 | PJM_E_2_PJM_ROM | PJM_E | PJM_ROM | Internal | Winter | B20 | 935 | 8000 | 0.01 | 48.76 | 48.75 | 0.01 | 0
2030 | PJM_ROR_2_MISO_IN | PJM_ROR | MISO_IN | Internal | Shoulder | B11 | 25 | 909 | 342.02 | 65.04 | 67.04 | 2 | 0
2030 | PJM_ROR_2_MISO_IN | PJM_ROR | MISO_IN | Internal | Shoulder | B12 | 200 | 909 | 0 | 57.29 | 58.16 | 2 | 0
2030 | PJM_ROR_2_MISO_IN | PJM_ROR | MISO_IN | Internal | Shoulder | B13 | 600 | 909 | 0.04 | 48.85 | 50.84 | 2 | 0
2030 | PJM_ROR_2_MISO_IN | PJM_ROR | MISO_IN | Internal | Shoulder | B14 | 900 | 909 | 0.02 | 45.43 | 47.42 | 2 | 0
2030 | PJM_ROR_2_MISO_IN | PJM_ROR | MISO_IN | Internal | Shoulder | B15 | 1203 | 909 | 0 | 41.91 | 42.34 | 2 | 0
2030 | PJM_ROR_2_MISO_IN | PJM_ROR | MISO_IN | Internal | Summer | B1 | 10 | 909 | 2 | 95.55 | 97.54 | 2 | 0
2030 | PJM_ROR_2_MISO_IN | PJM_ROR | MISO_IN | Internal | Summer | B2 | 25 | 909 | 0.81 | 79.75 | 81.74 | 2 | 0
2030 | PJM_ROR_2_MISO_IN | PJM_ROR | MISO_IN | Internal | Summer | B3 | 75 | 909 | 0.27 | 73.8 | 75.79 | 2 | 0
2030 | PJM_ROR_2_MISO_IN | PJM_ROR | MISO_IN | Internal | Summer | B4 | 100 | 909 | 0.19 | 72.62 | 74.61 | 2 | 0
2030 | PJM_ROR_2_MISO_IN | PJM_ROR | MISO_IN | Internal | Summer | B5 | 200 | 909 | 0.11 | 68.79 | 70.78 | 2 | 0
2030 | PJM_ROR_2_MISO_IN | PJM_ROR | MISO_IN | Internal | Summer | B6 | 300 | 909 | 0 | 56.23 | 56.91 | 2 | 0
2030 | PJM_ROR_2_MISO_IN | PJM_ROR | MISO_IN | Internal | Summer | B7 | 400 | 909 | 0.05 | 45.77 | 47.76 | 2 | 0
2030 | PJM_ROR_2_MISO_IN | PJM_ROR | MISO_IN | Internal | Summer | B8 | 500 | 909 | 0 | 43.13 | 44 | 2 | 0
2030 | PJM_ROR_2_MISO_IN | PJM_ROR | MISO_IN | Internal | Summer | B9 | 800 | 909 | 0 | 40.39 | 40.76 | 2 | 0
2030 | PJM_ROR_2_MISO_IN | PJM_ROR | MISO_IN | Internal | Summer | B10 | 1262 | 909 | 0 | 40.39 | 40.62 | 2 | 0
2030 | PJM_ROR_2_MISO_IN | PJM_ROR | MISO_IN | Internal | Winter | B16 | 25 | 909 | 0 | 79.54 | 77.55 | 2 | 0
2030 | PJM_ROR_2_MISO_IN | PJM_ROR | MISO_IN | Internal | Winter | B17 | 100 | 909 | 0 | 62.34 | 60.32 | 2 | 0
2030 | PJM_ROR_2_MISO_IN | PJM_ROR | MISO_IN | Internal | Winter | B18 | 400 | 909 | 0 | 51.35 | 52.79 | 2 | 0
2030 | PJM_ROR_2_MISO_IN | PJM_ROR | MISO_IN | Internal | Winter | B19 | 700 | 909 | 0 | 48.86 | 47.56 | 2 | 0
2030 | PJM_ROR_2_MISO_IN | PJM_ROR | MISO_IN | Internal | Winter | B20 | 935 | 909 | 0 | 44.97 | 44.63 | 2 | 0
2030 | PJM_ROR_2_MISO_MI | PJM_ROR | MISO_MI | Internal | Shoulder | B11 | 25 | 1305 | 1136.92 | 65.04 | 67.04 | 2 | 0
2030 | PJM_ROR_2_MISO_MI | PJM_ROR | MISO_MI | Internal | Shoulder | B12 | 200 | 1305 | 0 | 57.29 | 58.17 | 2 | 0
2030 | PJM_ROR_2_MISO_MI | PJM_ROR | MISO_MI | Internal | Shoulder | B13 | 600 | 1305 | 936.39 | 48.85 | 50.85 | 2 | 0
2030 | PJM_ROR_2_MISO_MI | PJM_ROR | MISO_MI | Internal | Shoulder | B14 | 900 | 1305 | 504.03 | 45.43 | 47.43 | 2 | 0
2030 | PJM_ROR_2_MISO_MI | PJM_ROR | MISO_MI | Internal | Shoulder | B15 | 1203 | 1305 | 0 | 41.91 | 42.36 | 2 | 0
2030 | PJM_ROR_2_MISO_MI | PJM_ROR | MISO_MI | Internal | Summer | B1 | 10 | 1305 | 962.19 | 95.55 | 97.55 | 2 | 0
2030 | PJM_ROR_2_MISO_MI | PJM_ROR | MISO_MI | Internal | Summer | B2 | 25 | 1305 | 928.61 | 79.75 | 81.75 | 2 | 0
2030 | PJM_ROR_2_MISO_MI | PJM_ROR | MISO_MI | Internal | Summer | B3 | 75 | 1305 | 389.26 | 73.8 | 75.8 | 2 | 0
2030 | PJM_ROR_2_MISO_MI | PJM_ROR | MISO_MI | Internal | Summer | B4 | 100 | 1305 | 105.53 | 72.62 | 74.62 | 2 | 0
2030 | PJM_ROR_2_MISO_MI | PJM_ROR | MISO_MI | Internal | Summer | B5 | 200 | 1305 | 1154.46 | 68.79 | 70.79 | 2 | 0
2030 | PJM_ROR_2_MISO_MI | PJM_ROR | MISO_MI | Internal | Summer | B6 | 300 | 1305 | 0 | 56.23 | 56.93 | 2 | 0
2030 | PJM_ROR_2_MISO_MI | PJM_ROR | MISO_MI | Internal | Summer | B7 | 400 | 1305 | 840.31 | 45.77 | 47.77 | 2 | 0
2030 | PJM_ROR_2_MISO_MI | PJM_ROR | MISO_MI | Internal | Summer | B8 | 500 | 1305 | 264.41 | 43.13 | 45.13 | 2 | 0
2030 | PJM_ROR_2_MISO_MI | PJM_ROR | MISO_MI | Internal | Summer | B9 | 800 | 1305 | 783.21 | 40.39 | 42.39 | 2 | 0
2030 | PJM_ROR_2_MISO_MI | PJM_ROR | MISO_MI | Internal | Summer | B10 | 1262 | 1305 | 0 | 40.39 | 40.91 | 2 | 0
2030 | PJM_ROR_2_MISO_MI | PJM_ROR | MISO_MI | Internal | Winter | B16 | 25 | 1305 | 0 | 79.54 | 77.54 | 2 | 0
2030 | PJM_ROR_2_MISO_MI | PJM_ROR | MISO_MI | Internal | Winter | B17 | 100 | 1305 | 0 | 62.34 | 60.34 | 2 | 0
2030 | PJM_ROR_2_MISO_MI | PJM_ROR | MISO_MI | Internal | Winter | B18 | 400 | 1305 | 0 | 51.35 | 52.8 | 2 | 0
2030 | PJM_ROR_2_MISO_MI | PJM_ROR | MISO_MI | Internal | Winter | B19 | 700 | 1305 | 0 | 48.86 | 47.57 | 2 | 0
2030 | PJM_ROR_2_MISO_MI | PJM_ROR | MISO_MI | Internal | Winter | B20 | 935 | 1305 | 0 | 44.97 | 44.64 | 2 | 0
2030 | PJM_ROR_2_MISO_MO-IL | PJM_ROR | MISO_MO-IL | Internal | Shoulder | B11 | 25 | 1111 | 1111 | 65.04 | 77.6 | 2 | 10.56
2030 | PJM_ROR_2_MISO_MO-IL | PJM_ROR | MISO_MO-IL | Internal | Shoulder | B12 | 200 | 1111 | 0 | 57.29 | 58.17 | 2 | 0
2030 | PJM_ROR_2_MISO_MO-IL | PJM_ROR | MISO_MO-IL | Internal | Shoulder | B13 | 600 | 1111 | 569.96 | 48.85 | 50.85 | 2 | 0
2030 | PJM_ROR_2_MISO_MO-IL | PJM_ROR | MISO_MO-IL | Internal | Shoulder | B14 | 900 | 1111 | 200.59 | 45.43 | 47.43 | 2 | 0
2030 | PJM_ROR_2_MISO_MO-IL | PJM_ROR | MISO_MO-IL | Internal | Shoulder | B15 | 1203 | 1111 | 0 | 41.91 | 42.36 | 2 | 0
2030 | PJM_ROR_2_MISO_MO-IL | PJM_ROR | MISO_MO-IL | Internal | Summer | B1 | 10 | 1111 | 808.45 | 95.55 | 97.55 | 2 | 0
2030 | PJM_ROR_2_MISO_MO-IL | PJM_ROR | MISO_MO-IL | Internal | Summer | B2 | 25 | 1111 | 836.21 | 79.75 | 81.75 | 2 | 0
2030 | PJM_ROR_2_MISO_MO-IL | PJM_ROR | MISO_MO-IL | Internal | Summer | B3 | 75 | 1111 | 396.8 | 73.8 | 75.8 | 2 | 0
2030 | PJM_ROR_2_MISO_MO-IL | PJM_ROR | MISO_MO-IL | Internal | Summer | B4 | 100 | 1111 | 776.84 | 72.62 | 74.62 | 2 | 0
2030 | PJM_ROR_2_MISO_MO-IL | PJM_ROR | MISO_MO-IL | Internal | Summer | B5 | 200 | 1111 | 1007.15 | 68.79 | 70.79 | 2 | 0
2030 | PJM_ROR_2_MISO_MO-IL | PJM_ROR | MISO_MO-IL | Internal | Summer | B6 | 300 | 1111 | 1111 | 56.23 | 60.6 | 2 | 2.37
2030 | PJM_ROR_2_MISO_MO-IL | PJM_ROR | MISO_MO-IL | Internal | Summer | B7 | 400 | 1111 | 727.78 | 45.77 | 47.77 | 2 | 0
2030 | PJM_ROR_2_MISO_MO-IL | PJM_ROR | MISO_MO-IL | Internal | Summer | B8 | 500 | 1111 | 0 | 43.13 | 44.01 | 2 | 0
2030 | PJM_ROR_2_MISO_MO-IL | PJM_ROR | MISO_MO-IL | Internal | Summer | B9 | 800 | 1111 | 0 | 40.39 | 40.77 | 2 | 0
2030 | PJM_ROR_2_MISO_MO-IL | PJM_ROR | MISO_MO-IL | Internal | Summer | B10 | 1262 | 1111 | 0 | 40.39 | 40.63 | 2 | 0
2030 | PJM_ROR_2_MISO_MO-IL | PJM_ROR | MISO_MO-IL | Internal | Winter | B16 | 25 | 1111 | 0 | 79.54 | 77.57 | 2 | 0
2030 | PJM_ROR_2_MISO_MO-IL | PJM_ROR | MISO_MO-IL | Internal | Winter | B17 | 100 | 1111 | 0 | 62.34 | 60.34 | 2 | 0
2030 | PJM_ROR_2_MISO_MO-IL | PJM_ROR | MISO_MO-IL | Internal | Winter | B18 | 400 | 1111 | 0 | 51.35 | 52.8 | 2 | 0
2030 | PJM_ROR_2_MISO_MO-IL | PJM_ROR | MISO_MO-IL | Internal | Winter | B19 | 700 | 1111 | 0 | 48.86 | 47.57 | 2 | 0
2030 | PJM_ROR_2_MISO_MO-IL | PJM_ROR | MISO_MO-IL | Internal | Winter | B20 | 935 | 1111 | 0 | 44.97 | 44.33 | 2 | 0
2030 | PJM_ROR_2_MISO_W | PJM_ROR | MISO_W | Internal | Shoulder | B11 | 25 | 709 | 709 | 65.04 | 78.91 | 2 | 11.87
2030 | PJM_ROR_2_MISO_W | PJM_ROR | MISO_W | Internal | Shoulder | B12 | 200 | 709 | 0 | 57.29 | 58.19 | 2 | 0
2030 | PJM_ROR_2_MISO_W | PJM_ROR | MISO_W | Internal | Shoulder | B13 | 600 | 709 | 708.96 | 48.85 | 50.86 | 2 | 0.01
2030 | PJM_ROR_2_MISO_W | PJM_ROR | MISO_W | Internal | Shoulder | B14 | 900 | 709 | 709 | 45.43 | 47.86 | 2 | 0.43
2030 | PJM_ROR_2_MISO_W | PJM_ROR | MISO_W | Internal | Shoulder | B15 | 1203 | 709 | 170.09 | 41.91 | 43.91 | 2 | 0
2030 | PJM_ROR_2_MISO_W | PJM_ROR | MISO_W | Internal | Summer | B1 | 10 | 709 | 707.17 | 95.55 | 97.57 | 2 | 0.01
2030 | PJM_ROR_2_MISO_W | PJM_ROR | MISO_W | Internal | Summer | B2 | 25 | 709 | 709 | 79.75 | 87.57 | 2 | 5.82
2030 | PJM_ROR_2_MISO_W | PJM_ROR | MISO_W | Internal | Summer | B3 | 75 | 709 | 709 | 73.8 | 84.41 | 2 | 8.61
2030 | PJM_ROR_2_MISO_W | PJM_ROR | MISO_W | Internal | Summer | B4 | 100 | 709 | 709 | 72.62 | 79.4 | 2 | 4.78
2030 | PJM_ROR_2_MISO_W | PJM_ROR | MISO_W | Internal | Summer | B5 | 200 | 709 | 709 | 68.79 | 77.39 | 2 | 6.6
2030 | PJM_ROR_2_MISO_W | PJM_ROR | MISO_W | Internal | Summer | B6 | 300 | 709 | 709 | 56.23 | 73.6 | 2 | 15.37
2030 | PJM_ROR_2_MISO_W | PJM_ROR | MISO_W | Internal | Summer | B7 | 400 | 709 | 709 | 45.77 | 50.86 | 2 | 3.1
2030 | PJM_ROR_2_MISO_W | PJM_ROR | MISO_W | Internal | Summer | B8 | 500 | 709 | 709 | 43.13 | 45.86 | 2 | 0.74
2030 | PJM_ROR_2_MISO_W | PJM_ROR | MISO_W | Internal | Summer | B9 | 800 | 709 | 708.97 | 40.39 | 42.4 | 2 | 0.01
2030 | PJM_ROR_2_MISO_W | PJM_ROR | MISO_W | Internal | Summer | B10 | 1262 | 709 | 0 | 40.39 | 40.62 | 2 | 0
2030 | PJM_ROR_2_MISO_W | PJM_ROR | MISO_W | Internal | Winter | B16 | 25 | 709 | 0 | 79.54 | 77.55 | 2 | 0
2030 | PJM_ROR_2_MISO_W | PJM_ROR | MISO_W | Internal | Winter | B17 | 100 | 709 | 0 | 62.34 | 60.32 | 2 | 0
2030 | PJM_ROR_2_MISO_W | PJM_ROR | MISO_W | Internal | Winter | B18 | 400 | 709 | 0 | 51.35 | 52.82 | 2 | 0
2030 | PJM_ROR_2_MISO_W | PJM_ROR | MISO_W | Internal | Winter | B19 | 700 | 709 | 709 | 48.86 | 50.98 | 2 | 0.11
2030 | PJM_ROR_2_MISO_W | PJM_ROR | MISO_W | Internal | Winter | B20 | 935 | 709 | 0 | 44.97 | 44.31 | 2 | 0
2030 | PJM_ROR_2_MISO_WUMS | PJM_ROR | MISO_WUMS | Internal | Shoulder | B11 | 25 | 1467 | 241.25 | 65.04 | 67.04 | 2 | 0
2030 | PJM_ROR_2_MISO_WUMS | PJM_ROR | MISO_WUMS | Internal | Shoulder | B12 | 200 | 1467 | 0 | 57.29 | 58.17 | 2 | 0
2030 | PJM_ROR_2_MISO_WUMS | PJM_ROR | MISO_WUMS | Internal | Shoulder | B13 | 600 | 1467 | 0 | 48.85 | 48.58 | 2 | 0
2030 | PJM_ROR_2_MISO_WUMS | PJM_ROR | MISO_WUMS | Internal | Shoulder | B14 | 900 | 1467 | 0 | 45.43 | 45.17 | 2 | 0
2030 | PJM_ROR_2_MISO_WUMS | PJM_ROR | MISO_WUMS | Internal | Shoulder | B15 | 1203 | 1467 | 0 | 41.91 | 43.1 | 2 | 0
2030 | PJM_ROR_2_MISO_WUMS | PJM_ROR | MISO_WUMS | Internal | Summer | B1 | 10 | 1467 | 0 | 95.55 | 71.9 | 2 | 0
2030 | PJM_ROR_2_MISO_WUMS | PJM_ROR | MISO_WUMS | Internal | Summer | B2 | 25 | 1467 | 0 | 79.75 | 71.9 | 2 | 0
2030 | PJM_ROR_2_MISO_WUMS | PJM_ROR | MISO_WUMS | Internal | Summer | B3 | 75 | 1467 | 0 | 73.8 | 71.9 | 2 | 0
2030 | PJM_ROR_2_MISO_WUMS | PJM_ROR | MISO_WUMS | Internal | Summer | B4 | 100 | 1467 | 0 | 72.62 | 71.9 | 2 | 0
2030 | PJM_ROR_2_MISO_WUMS | PJM_ROR | MISO_WUMS | Internal | Summer | B5 | 200 | 1467 | 202.74 | 68.79 | 70.79 | 2 | 0
2030 | PJM_ROR_2_MISO_WUMS | PJM_ROR | MISO_WUMS | Internal | Summer | B6 | 300 | 1467 | 0 | 56.23 | 54.23 | 2 | 0
2030 | PJM_ROR_2_MISO_WUMS | PJM_ROR | MISO_WUMS | Internal | Summer | B7 | 400 | 1467 | 0 | 45.77 | 43.77 | 2 | 0
2030 | PJM_ROR_2_MISO_WUMS | PJM_ROR | MISO_WUMS | Internal | Summer | B8 | 500 | 1467 | 0 | 43.13 | 43.66 | 2 | 0
2030 | PJM_ROR_2_MISO_WUMS | PJM_ROR | MISO_WUMS | Internal | Summer | B9 | 800 | 1467 | 691.56 | 40.39 | 42.39 | 2 | 0
2030 | PJM_ROR_2_MISO_WUMS | PJM_ROR | MISO_WUMS | Internal | Summer | B10 | 1262 | 1467 | 0 | 40.39 | 40.61 | 2 | 0
2030 | PJM_ROR_2_MISO_WUMS | PJM_ROR | MISO_WUMS | Internal | Winter | B16 | 25 | 1467 | 0 | 79.54 | 77.56 | 2 | 0
2030 | PJM_ROR_2_MISO_WUMS | PJM_ROR | MISO_WUMS | Internal | Winter | B17 | 100 | 1467 | 0 | 62.34 | 60.34 | 2 | 0
2030 | PJM_ROR_2_MISO_WUMS | PJM_ROR | MISO_WUMS | Internal | Winter | B18 | 400 | 1467 | 0 | 51.35 | 52.8 | 2 | 0
2030 | PJM_ROR_2_MISO_WUMS | PJM_ROR | MISO_WUMS | Internal | Winter | B19 | 700 | 1467 | 0 | 48.86 | 48.11 | 2 | 0
2030 | PJM_ROR_2_MISO_WUMS | PJM_ROR | MISO_WUMS | Internal | Winter | B20 | 935 | 1467 | 0 | 44.97 | 44.3 | 2 | 0
2030 | PJM_ROR_2_PJM_ROM | PJM_ROR | PJM_ROM | Internal | Shoulder | B11 | 25 | 8000 | 2988.82 | 65.04 | 65.05 | 0.01 | 0
2030 | PJM_ROR_2_PJM_ROM | PJM_ROR | PJM_ROM | Internal | Shoulder | B12 | 200 | 8000 | 7510.92 | 57.29 | 57.3 | 0.01 | 0
2030 | PJM_ROR_2_PJM_ROM | PJM_ROR | PJM_ROM | Internal | Shoulder | B13 | 600 | 8000 | 8000 | 48.85 | 50.65 | 0.01 | 1.78
2030 | PJM_ROR_2_PJM_ROM | PJM_ROR | PJM_ROM | Internal | Shoulder | B14 | 900 | 8000 | 8000 | 45.43 | 48.5 | 0.01 | 3.06
2030 | PJM_ROR_2_PJM_ROM | PJM_ROR | PJM_ROM | Internal | Shoulder | B15 | 1203 | 8000 | 8000 | 41.91 | 43.7 | 0.01 | 1.79
2030 | PJM_ROR_2_PJM_ROM | PJM_ROR | PJM_ROM | Internal | Summer | B1 | 10 | 8000 | 8000 | 95.55 | 324.36 | 0.01 | 228.79
2030 | PJM_ROR_2_PJM_ROM | PJM_ROR | PJM_ROM | Internal | Summer | B2 | 25 | 8000 | 8000 | 79.75 | 103.78 | 0.01 | 24.02
2030 | PJM_ROR_2_PJM_ROM | PJM_ROR | PJM_ROM | Internal | Summer | B3 | 75 | 8000 | 6685.6 | 73.8 | 73.81 | 0.01 | 0
2030 | PJM_ROR_2_PJM_ROM | PJM_ROR | PJM_ROM | Internal | Summer | B4 | 100 | 8000 | 2910.15 | 72.62 | 72.63 | 0.01 | 0
2030 | PJM_ROR_2_PJM_ROM | PJM_ROR | PJM_ROM | Internal | Summer | B5 | 200 | 8000 | 2962.55 | 68.79 | 68.8 | 0.01 | 0
2030 | PJM_ROR_2_PJM_ROM | PJM_ROR | PJM_ROM | Internal | Summer | B6 | 300 | 8000 | 8000 | 56.23 | 57.53 | 0.01 | 1.3
2030 | PJM_ROR_2_PJM_ROM | PJM_ROR | PJM_ROM | Internal | Summer | B7 | 400 | 8000 | 8000 | 45.77 | 48.4 | 0.01 | 2.62
2030 | PJM_ROR_2_PJM_ROM | PJM_ROR | PJM_ROM | Internal | Summer | B8 | 500 | 8000 | 8000 | 43.13 | 47.85 | 0.01 | 4.71
2030 | PJM_ROR_2_PJM_ROM | PJM_ROR | PJM_ROM | Internal | Summer | B9 | 800 | 8000 | 8000 | 40.39 | 44.83 | 0.01 | 4.43
2030 | PJM_ROR_2_PJM_ROM | PJM_ROR | PJM_ROM | Internal | Summer | B10 | 1262 | 8000 | 8000 | 40.39 | 41.37 | 0.01 | 0.97
2030 | PJM_ROR_2_PJM_ROM | PJM_ROR | PJM_ROM | Internal | Winter | B16 | 25 | 8000 | 1745.71 | 79.54 | 79.55 | 0.01 | 0
2030 | PJM_ROR_2_PJM_ROM | PJM_ROR | PJM_ROM | Internal | Winter | B17 | 100 | 8000 | 7847.76 | 62.34 | 62.35 | 0.01 | 0
2030 | PJM_ROR_2_PJM_ROM | PJM_ROR | PJM_ROM | Internal | Winter | B18 | 400 | 8000 | 8000 | 51.35 | 57.19 | 0.01 | 5.82
2030 | PJM_ROR_2_PJM_ROM | PJM_ROR | PJM_ROM | Internal | Winter | B19 | 700 | 8000 | 8000 | 48.86 | 53.63 | 0.01 | 4.75
2030 | PJM_ROR_2_PJM_ROM | PJM_ROR | PJM_ROM | Internal | Winter | B20 | 935 | 8000 | 8000 | 44.97 | 48.75 | 0.01 | 3.76
2030 | PJM_ROR_2_TVA_Transmission | PJM_ROR | TVA_Transmission | Internal | Shoulder | B11 | 25 | 2500 | 260.4 | 65.04 | 71.04 | 6 | 0
2030 | PJM_ROR_2_TVA_Transmission | PJM_ROR | TVA_Transmission | Internal | Shoulder | B12 | 200 | 2500 | 0 | 57.29 | 57.64 | 6 | 0
2030 | PJM_ROR_2_TVA_Transmission | PJM_ROR | TVA_Transmission | Internal | Shoulder | B13 | 600 | 2500 | 0 | 48.85 | 52.05 | 6 | 0
2030 | PJM_ROR_2_TVA_Transmission | PJM_ROR | TVA_Transmission | Internal | Shoulder | B14 | 900 | 2500 | 0 | 45.43 | 50.57 | 6 | 0
2030 | PJM_ROR_2_TVA_Transmission | PJM_ROR | TVA_Transmission | Internal | Shoulder | B15 | 1203 | 2500 | 1050.33 | 41.91 | 47.91 | 6 | 0
2030 | PJM_ROR_2_TVA_Transmission | PJM_ROR | TVA_Transmission | Internal | Summer | B1 | 10 | 2500 | 0 | 95.55 | 94.83 | 6 | 0
2030 | PJM_ROR_2_TVA_Transmission | PJM_ROR | TVA_Transmission | Internal | Summer | B2 | 25 | 2500 | 1994.3 | 79.75 | 85.75 | 6 | 0
2030 | PJM_ROR_2_TVA_Transmission | PJM_ROR | TVA_Transmission | Internal | Summer | B3 | 75 | 2500 | 0 | 73.8 | 79.26 | 6 | 0
2030 | PJM_ROR_2_TVA_Transmission | PJM_ROR | TVA_Transmission | Internal | Summer | B4 | 100 | 2500 | 1722.25 | 72.62 | 78.62 | 6 | 0
2030 | PJM_ROR_2_TVA_Transmission | PJM_ROR | TVA_Transmission | Internal | Summer | B5 | 200 | 2500 | 2499.99 | 68.79 | 74.9 | 6 | 0.11
2030 | PJM_ROR_2_TVA_Transmission | PJM_ROR | TVA_Transmission | Internal | Summer | B6 | 300 | 2500 | 1148.58 | 56.23 | 62.23 | 6 | 0
2030 | PJM_ROR_2_TVA_Transmission | PJM_ROR | TVA_Transmission | Internal | Summer | B7 | 400 | 2500 | 0 | 45.77 | 50.95 | 6 | 0
2030 | PJM_ROR_2_TVA_Transmission | PJM_ROR | TVA_Transmission | Internal | Summer | B8 | 500 | 2500 | 0 | 43.13 | 48.58 | 6 | 0
2030 | PJM_ROR_2_TVA_Transmission | PJM_ROR | TVA_Transmission | Internal | Summer | B9 | 800 | 2500 | 0 | 40.39 | 45.35 | 6 | 0
2030 | PJM_ROR_2_TVA_Transmission | PJM_ROR | TVA_Transmission | Internal | Summer | B10 | 1262 | 2500 | 0 | 40.39 | 45.14 | 6 | 0
2030 | PJM_ROR_2_TVA_Transmission | PJM_ROR | TVA_Transmission | Internal | Winter | B16 | 25 | 2500 | 0.04 | 79.54 | 85.16 | 6 | 0
2030 | PJM_ROR_2_TVA_Transmission | PJM_ROR | TVA_Transmission | Internal | Winter | B17 | 100 | 2500 | 0 | 62.34 | 60.63 | 6 | 0
2030 | PJM_ROR_2_TVA_Transmission | PJM_ROR | TVA_Transmission | Internal | Winter | B18 | 400 | 2500 | 0 | 51.35 | 54.82 | 6 | 0
2030 | PJM_ROR_2_TVA_Transmission | PJM_ROR | TVA_Transmission | Internal | Winter | B19 | 700 | 2500 | 0 | 48.86 | 53.29 | 6 | 0
2030 | PJM_ROR_2_TVA_Transmission | PJM_ROR | TVA_Transmission | Internal | Winter | B20 | 935 | 2500 | 0 | 44.97 | 50.55 | 6 | 0
2030 | PJM_ROR_2_VACAR | PJM_ROR | VACAR | Internal | Shoulder | B11 | 25 | 3000 | 2999.99 | 65.04 | 71.92 | 6 | 0.88
2030 | PJM_ROR_2_VACAR | PJM_ROR | VACAR | Internal | Shoulder | B12 | 200 | 3000 | 0 | 57.29 | 60.12 | 6 | 0
2030 | PJM_ROR_2_VACAR | PJM_ROR | VACAR | Internal | Shoulder | B13 | 600 | 3000 | 0 | 48.85 | 51.39 | 6 | 0
2030 | PJM_ROR_2_VACAR | PJM_ROR | VACAR | Internal | Shoulder | B14 | 900 | 3000 | 0 | 45.43 | 49.45 | 6 | 0
2030 | PJM_ROR_2_VACAR | PJM_ROR | VACAR | Internal | Shoulder | B15 | 1203 | 3000 | 3000 | 41.91 | 49.45 | 6 | 1.55
2030 | PJM_ROR_2_VACAR | PJM_ROR | VACAR | Internal | Summer | B1 | 10 | 3000 | 1520.74 | 95.55 | 101.55 | 6 | 0
2030 | PJM_ROR_2_VACAR | PJM_ROR | VACAR | Internal | Summer | B2 | 25 | 3000 | 2478.95 | 79.75 | 85.75 | 6 | 0
2030 | PJM_ROR_2_VACAR | PJM_ROR | VACAR | Internal | Summer | B3 | 75 | 3000 | 3000 | 73.8 | 85.75 | 6 | 5.95
2030 | PJM_ROR_2_VACAR | PJM_ROR | VACAR | Internal | Summer | B4 | 100 | 3000 | 3000 | 72.62 | 83.9 | 6 | 5.28
2030 | PJM_ROR_2_VACAR | PJM_ROR | VACAR | Internal | Summer | B5 | 200 | 3000 | 3000 | 68.79 | 83.9 | 6 | 9.11
2030 | PJM_ROR_2_VACAR | PJM_ROR | VACAR | Internal | Summer | B6 | 300 | 3000 | 3000 | 56.23 | 65.66 | 6 | 3.43
2030 | PJM_ROR_2_VACAR | PJM_ROR | VACAR | Internal | Summer | B7 | 400 | 3000 | 2938.48 | 45.77 | 51.77 | 6 | 0
2030 | PJM_ROR_2_VACAR | PJM_ROR | VACAR | Internal | Summer | B8 | 500 | 3000 | 848.44 | 43.13 | 49.13 | 6 | 0
2030 | PJM_ROR_2_VACAR | PJM_ROR | VACAR | Internal | Summer | B9 | 800 | 3000 | 3000 | 40.39 | 47.46 | 6 | 1.07
2030 | PJM_ROR_2_VACAR | PJM_ROR | VACAR | Internal | Summer | B10 | 1262 | 3000 | 3000 | 40.39 | 47.46 | 6 | 1.07
2030 | PJM_ROR_2_VACAR | PJM_ROR | VACAR | Internal | Winter | B16 | 25 | 3000 | 3000 | 79.54 | 94.72 | 6 | 9.17
2030 | PJM_ROR_2_VACAR | PJM_ROR | VACAR | Internal | Winter | B17 | 100 | 3000 | 987.52 | 62.34 | 68.34 | 6 | 0
2030 | PJM_ROR_2_VACAR | PJM_ROR | VACAR | Internal | Winter | B18 | 400 | 3000 | 0 | 51.35 | 54.85 | 6 | 0
2030 | PJM_ROR_2_VACAR | PJM_ROR | VACAR | Internal | Winter | B19 | 700 | 3000 | 0 | 48.86 | 53.9 | 6 | 0
2030 | PJM_ROR_2_VACAR | PJM_ROR | VACAR | Internal | Winter | B20 | 935 | 3000 | 3000 | 44.97 | 53.9 | 6 | 2.92
2030 | PJM_ROM_2_NYISO_A-F | PJM_ROM | NYISO_A-F | Internal | Shoulder | B11 | 25 | 2000 | 0 | 65.05 | 56.72 | 6 | 0
2030 | PJM_ROM_2_NYISO_A-F | PJM_ROM | NYISO_A-F | Internal | Shoulder | B12 | 200 | 2000 | 0 | 57.3 | 51.8 | 6 | 0
2030 | PJM_ROM_2_NYISO_A-F | PJM_ROM | NYISO_A-F | Internal | Shoulder | B13 | 600 | 2000 | 0 | 50.65 | 47.44 | 6 | 0
2030 | PJM_ROM_2_NYISO_A-F | PJM_ROM | NYISO_A-F | Internal | Shoulder | B14 | 900 | 2000 | 0 | 48.5 | 47.21 | 6 | 0
2030 | PJM_ROM_2_NYISO_A-F | PJM_ROM | NYISO_A-F | Internal | Shoulder | B15 | 1203 | 2000 | 0 | 43.7 | 47.18 | 6 | 0
2030 | PJM_ROM_2_NYISO_A-F | PJM_ROM | NYISO_A-F | Internal | Summer | B1 | 10 | 2000 | 0 | 324.36 | 97.55 | 6 | 0
2030 | PJM_ROM_2_NYISO_A-F | PJM_ROM | NYISO_A-F | Internal | Summer | B2 | 25 | 2000 | 0 | 103.78 | 92.09 | 6 | 0
2030 | PJM_ROM_2_NYISO_A-F | PJM_ROM | NYISO_A-F | Internal | Summer | B3 | 75 | 2000 | 0 | 73.81 | 65.81 | 6 | 0
2030 | PJM_ROM_2_NYISO_A-F | PJM_ROM | NYISO_A-F | Internal | Summer | B4 | 100 | 2000 | 0 | 72.63 | 62.39 | 6 | 0
2030 | PJM_ROM_2_NYISO_A-F | PJM_ROM | NYISO_A-F | Internal | Summer | B5 | 200 | 2000 | 0 | 68.8 | 58.38 | 6 | 0
2030 | PJM_ROM_2_NYISO_A-F | PJM_ROM | NYISO_A-F | Internal | Summer | B6 | 300 | 2000 | 0 | 57.53 | 50.33 | 6 | 0
2030 | PJM_ROM_2_NYISO_A-F | PJM_ROM | NYISO_A-F | Internal | Summer | B7 | 400 | 2000 | 0 | 48.4 | 50.33 | 6 | 0
2030 | PJM_ROM_2_NYISO_A-F | PJM_ROM | NYISO_A-F | Internal | Summer | B8 | 500 | 2000 | 0 | 47.85 | 45.88 | 6 | 0
2030 | PJM_ROM_2_NYISO_A-F | PJM_ROM | NYISO_A-F | Internal | Summer | B9 | 800 | 2000 | 0 | 44.83 | 45.81 | 6 | 0
2030 | PJM_ROM_2_NYISO_A-F | PJM_ROM | NYISO_A-F | Internal | Summer | B10 | 1262 | 2000 | 0 | 41.37 | 45.81 | 6 | 0
2030 | PJM_ROM_2_NYISO_A-F | PJM_ROM | NYISO_A-F | Internal | Winter | B16 | 25 | 2000 | 0 | 79.55 | 59.34 | 6 | 0
2030 | PJM_ROM_2_NYISO_A-F | PJM_ROM | NYISO_A-F | Internal | Winter | B17 | 100 | 2000 | 0 | 62.35 | 55.45 | 6 | 0
2030 | PJM_ROM_2_NYISO_A-F | PJM_ROM | NYISO_A-F | Internal | Winter | B18 | 400 | 2000 | 0 | 57.19 | 54.75 | 6 | 0
2030 | PJM_ROM_2_NYISO_A-F | PJM_ROM | NYISO_A-F | Internal | Winter | B19 | 700 | 2000 | 0 | 53.63 | 54.75 | 6 | 0
2030 | PJM_ROM_2_NYISO_A-F | PJM_ROM | NYISO_A-F | Internal | Winter | B20 | 935 | 2000 | 415.67 | 48.75 | 54.75 | 6 | 0
2030 | PJM_ROM_2_PJM_E | PJM_ROM | PJM_E | Internal | Shoulder | B11 | 25 | 8000 | 0.45 | 65.05 | 65.04 | 0.01 | 0
2030 | PJM_ROM_2_PJM_E | PJM_ROM | PJM_E | Internal | Shoulder | B12 | 200 | 8000 | 1525.85 | 57.3 | 57.31 | 0.01 | 0
2030 | PJM_ROM_2_PJM_E | PJM_ROM | PJM_E | Internal | Shoulder | B13 | 600 | 8000 | 2095.11 | 50.65 | 50.66 | 0.01 | 0
2030 | PJM_ROM_2_PJM_E | PJM_ROM | PJM_E | Internal | Shoulder | B14 | 900 | 8000 | 2741.4 | 48.5 | 48.51 | 0.01 | 0
2030 | PJM_ROM_2_PJM_E | PJM_ROM | PJM_E | Internal | Shoulder | B15 | 1203 | 8000 | 3775.18 | 43.7 | 43.72 | 0.01 | 0
2030 | PJM_ROM_2_PJM_E | PJM_ROM | PJM_E | Internal | Summer | B1 | 10 | 8000 | 3852.38 | 324.36 | 324.37 | 0.01 | 0
2030 | PJM_ROM_2_PJM_E | PJM_ROM | PJM_E | Internal | Summer | B2 | 25 | 8000 | 4485.44 | 103.78 | 103.79 | 0.01 | 0
2030 | PJM_ROM_2_PJM_E | PJM_ROM | PJM_E | Internal | Summer | B3 | 75 | 8000 | 2757.46 | 73.81 | 73.83 | 0.01 | 0
2030 | PJM_ROM_2_PJM_E | PJM_ROM | PJM_E | Internal | Summer | B4 | 100 | 8000 | 1207.66 | 72.63 | 72.64 | 0.01 | 0
2030 | PJM_ROM_2_PJM_E | PJM_ROM | PJM_E | Internal | Summer | B5 | 200 | 8000 | 2169.35 | 68.8 | 68.81 | 0.01 | 0
2030 | PJM_ROM_2_PJM_E | PJM_ROM | PJM_E | Internal | Summer | B6 | 300 | 8000 | 4448.48 | 57.53 | 57.55 | 0.01 | 0
2030 | PJM_ROM_2_PJM_E | PJM_ROM | PJM_E | Internal | Summer | B7 | 400 | 8000 | 3388.14 | 48.4 | 48.41 | 0.01 | 0
2030 | PJM_ROM_2_PJM_E | PJM_ROM | PJM_E | Internal | Summer | B8 | 500 | 8000 | 3857.55 | 47.85 | 47.86 | 0.01 | 0
2030 | PJM_ROM_2_PJM_E | PJM_ROM | PJM_E | Internal | Summer | B9 | 800 | 8000 | 5893.96 | 44.83 | 44.84 | 0.01 | 0
2030 | PJM_ROM_2_PJM_E | PJM_ROM | PJM_E | Internal | Summer | B10 | 1262 | 8000 | 6281.88 | 41.37 | 41.38 | 0.01 | 0
2030 | PJM_ROM_2_PJM_E | PJM_ROM | PJM_E | Internal | Winter | B16 | 25 | 8000 | 3029.77 | 79.55 | 79.57 | 0.01 | 0
2030 | PJM_ROM_2_PJM_E | PJM_ROM | PJM_E | Internal | Winter | B17 | 100 | 8000 | 4324.93 | 62.35 | 62.36 | 0.01 | 0
2030 | PJM_ROM_2_PJM_E | PJM_ROM | PJM_E | Internal | Winter | B18 | 400 | 8000 | 5378.36 | 57.19 | 57.2 | 0.01 | 0
2030 | PJM_ROM_2_PJM_E | PJM_ROM | PJM_E | Internal | Winter | B19 | 700 | 8000 | 5969.66 | 53.63 | 53.64 | 0.01 | 0
2030 | PJM_ROM_2_PJM_E | PJM_ROM | PJM_E | Internal | Winter | B20 | 935 | 8000 | 6924.39 | 48.75 | 48.76 | 0.01 | 0
2030 | PJM_ROM_2_PJM_ROR | PJM_ROM | PJM_ROR | Internal | Shoulder | B11 | 25 | 8000 | 0.43 | 65.05 | 65.04 | 0.01 | 0
2030 | PJM_ROM_2_PJM_ROR | PJM_ROM | PJM_ROR | Internal | Shoulder | B12 | 200 | 8000 | 0.05 | 57.3 | 57.29 | 0.01 | 0
2030 | PJM_ROM_2_PJM_ROR | PJM_ROM | PJM_ROR | Internal | Shoulder | B13 | 600 | 8000 | 0 | 50.65 | 48.85 | 0.01 | 0
2030 | PJM_ROM_2_PJM_ROR | PJM_ROM | PJM_ROR | Internal | Shoulder | B14 | 900 | 8000 | 0 | 48.5 | 45.43 | 0.01 | 0
2030 | PJM_ROM_2_PJM_ROR | PJM_ROM | PJM_ROR | Internal | Shoulder | B15 | 1203 | 8000 | 0 | 43.7 | 41.91 | 0.01 | 0
2030 | PJM_ROM_2_PJM_ROR | PJM_ROM | PJM_ROR | Internal | Summer | B1 | 10 | 8000 | 0 | 324.36 | 95.55 | 0.01 | 0
2030 | PJM_ROM_2_PJM_ROR | PJM_ROM | PJM_ROR | Internal | Summer | B2 | 25 | 8000 | 0 | 103.78 | 79.75 | 0.01 | 0
2030 | PJM_ROM_2_PJM_ROR | PJM_ROM | PJM_ROR | Internal | Summer | B3 | 75 | 8000 | 0.14 | 73.81 | 73.8 | 0.01 | 0
2030 | PJM_ROM_2_PJM_ROR | PJM_ROM | PJM_ROR | Internal | Summer | B4 | 100 | 8000 | 0.11 | 72.63 | 72.62 | 0.01 | 0
2030 | PJM_ROM_2_PJM_ROR | PJM_ROM | PJM_ROR | Internal | Summer | B5 | 200 | 8000 | 0.05 | 68.8 | 68.79 | 0.01 | 0
2030 | PJM_ROM_2_PJM_ROR | PJM_ROM | PJM_ROR | Internal | Summer | B6 | 300 | 8000 | 0 | 57.53 | 56.23 | 0.01 | 0
2030 | PJM_ROM_2_PJM_ROR | PJM_ROM | PJM_ROR | Internal | Summer | B7 | 400 | 8000 | 0 | 48.4 | 45.77 | 0.01 | 0
2030 | PJM_ROM_2_PJM_ROR | PJM_ROM | PJM_ROR | Internal | Summer | B8 | 500 | 8000 | 0 | 47.85 | 43.13 | 0.01 | 0
2030 | PJM_ROM_2_PJM_ROR | PJM_ROM | PJM_ROR | Internal | Summer | B9 | 800 | 8000 | 0 | 44.83 | 40.39 | 0.01 | 0
2030 | PJM_ROM_2_PJM_ROR | PJM_ROM | PJM_ROR | Internal | Summer | B10 | 1262 | 8000 | 0 | 41.37 | 40.39 | 0.01 | 0
2030 | PJM_ROM_2_PJM_ROR | PJM_ROM | PJM_ROR | Internal | Winter | B16 | 25 | 8000 | 0.43 | 79.55 | 79.54 | 0.01 | 0
2030 | PJM_ROM_2_PJM_ROR | PJM_ROM | PJM_ROR | Internal | Winter | B17 | 100 | 8000 | 0.1 | 62.35 | 62.34 | 0.01 | 0
2030 | PJM_ROM_2_PJM_ROR | PJM_ROM | PJM_ROR | Internal | Winter | B18 | 400 | 8000 | 0 | 57.19 | 51.35 | 0.01 | 0
2030 | PJM_ROM_2_PJM_ROR | PJM_ROM | PJM_ROR | Internal | Winter | B19 | 700 | 8000 | 0 | 53.63 | 48.86 | 0.01 | 0
2030 | PJM_ROM_2_PJM_ROR | PJM_ROM | PJM_ROR | Internal | Winter | B20 | 935 | 8000 | 0 | 48.75 | 44.97 | 0.01 | 0
2030 | SOCO_2_ENT | SOCO | ENT | Internal | Shoulder | B11 | 25 | 2400 | 0 | 78.92 | 70.92 | 10 | 0
2030 | SOCO_2_ENT | SOCO | ENT | Internal | Shoulder | B12 | 200 | 2400 | 0 | 50.12 | 50.17 | 10 | 0
2030 | SOCO_2_ENT | SOCO | ENT | Internal | Shoulder | B13 | 600 | 2400 | 0 | 50.12 | 50.17 | 10 | 0
2030 | SOCO_2_ENT | SOCO | ENT | Internal | Shoulder | B14 | 900 | 2400 | 0 | 50.12 | 49.81 | 10 | 0
2030 | SOCO_2_ENT | SOCO | ENT | Internal | Shoulder | B15 | 1203 | 2400 | 0 | 46.83 | 48.17 | 10 | 0
2030 | SOCO_2_ENT | SOCO | ENT | Internal | Summer | B1 | 10 | 2400 | 0 | 97.55 | 89.55 | 10 | 0
2030 | SOCO_2_ENT | SOCO | ENT | Internal | Summer | B2 | 25 | 2400 | 0 | 88.73 | 80.73 | 10 | 0
2030 | SOCO_2_ENT | SOCO | ENT | Internal | Summer | B3 | 75 | 2400 | 0 | 83.67 | 75.67 | 10 | 0
2030 | SOCO_2_ENT | SOCO | ENT | Internal | Summer | B4 | 100 | 2400 | 0 | 82.07 | 74.07 | 10 | 0
2030 | SOCO_2_ENT | SOCO | ENT | Internal | Summer | B5 | 200 | 2400 | 0 | 82.07 | 72.59 | 10 | 0
2030 | SOCO_2_ENT | SOCO | ENT | Internal | Summer | B6 | 300 | 2400 | 0 | 71.23 | 68.6 | 10 | 0
2030 | SOCO_2_ENT | SOCO | ENT | Internal | Summer | B7 | 400 | 2400 | 0 | 58.77 | 50.77 | 10 | 0
2030 | SOCO_2_ENT | SOCO | ENT | Internal | Summer | B8 | 500 | 2400 | 0 | 48.64 | 48.58 | 10 | 0
2030 | SOCO_2_ENT | SOCO | ENT | Internal | Summer | B9 | 800 | 2400 | 0 | 48.64 | 48.23 | 10 | 0
2030 | SOCO_2_ENT | SOCO | ENT | Internal | Summer | B10 | 1262 | 2400 | 0 | 46.52 | 46.65 | 10 | 0
2030 | SOCO_2_ENT | SOCO | ENT | Internal | Winter | B16 | 25 | 2400 | 0 | 84.72 | 75.36 | 10 | 0
2030 | SOCO_2_ENT | SOCO | ENT | Internal | Winter | B17 | 100 | 2400 | 0 | 55.08 | 53.3 | 10 | 0
2030 | SOCO_2_ENT | SOCO | ENT | Internal | Winter | B18 | 400 | 2400 | 0 | 53.17 | 52.92 | 10 | 0
2030 | SOCO_2_ENT | SOCO | ENT | Internal | Winter | B19 | 700 | 2400 | 0 | 53.17 | 51.86 | 10 | 0
2030 | SOCO_2_ENT | SOCO | ENT | Internal | Winter | B20 | 935 | 2400 | 0 | 48.82 | 51.17 | 10 | 0
2030 | SOCO_2_FRCC | SOCO | FRCC | Internal | Shoulder | B11 | 25 | 3700 | 333.54 | 78.92 | 88.92 | 10 | 0
2030 | SOCO_2_FRCC | SOCO | FRCC | Internal | Shoulder | B12 | 200 | 3700 | 0 | 50.12 | 57.72 | 10 | 0
2030 | SOCO_2_FRCC | SOCO | FRCC | Internal | Shoulder | B13 | 600 | 3700 | 0 | 50.12 | 56.4 | 10 | 0
2030 | SOCO_2_FRCC | SOCO | FRCC | Internal | Shoulder | B14 | 900 | 3700 | 0 | 50.12 | 55.34 | 10 | 0
2030 | SOCO_2_FRCC | SOCO | FRCC | Internal | Shoulder | B15 | 1203 | 3700 | 0 | 46.83 | 55.34 | 10 | 0
2030 | SOCO_2_FRCC | SOCO | FRCC | Internal | Summer | B1 | 10 | 3700 | 364.53 | 97.55 | 107.55 | 10 | 0
2030 | SOCO_2_FRCC | SOCO | FRCC | Internal | Summer | B2 | 25 | 3700 | 0 | 88.73 | 89.81 | 10 | 0
2030 | SOCO_2_FRCC | SOCO | FRCC | Internal | Summer | B3 | 75 | 3700 | 0 | 83.67 | 89.81 | 10 | 0
2030 | SOCO_2_FRCC | SOCO | FRCC | Internal | Summer | B4 | 100 | 3700 | 0 | 82.07 | 88.14 | 10 | 0
2030 | SOCO_2_FRCC | SOCO | FRCC | Internal | Summer | B5 | 200 | 3700 | 0 | 82.07 | 88.14 | 10 | 0
2030 | SOCO_2_FRCC | SOCO | FRCC | Internal | Summer | B6 | 300 | 3700 | 0 | 71.23 | 77.12 | 10 | 0
2030 | SOCO_2_FRCC | SOCO | FRCC | Internal | Summer | B7 | 400 | 3700 | 893.52 | 58.77 | 68.77 | 10 | 0
2030 | SOCO_2_FRCC | SOCO | FRCC | Internal | Summer | B8 | 500 | 3700 | 0 | 48.64 | 56.82 | 10 | 0
2030 | SOCO_2_FRCC | SOCO | FRCC | Internal | Summer | B9 | 800 | 3700 | 0 | 48.64 | 54.47 | 10 | 0
2030 | SOCO_2_FRCC | SOCO | FRCC | Internal | Summer | B10 | 1262 | 3700 | 0 | 46.52 | 54.47 | 10 | 0
2030 | SOCO_2_FRCC | SOCO | FRCC | Internal | Winter | B16 | 25 | 3700 | 0 | 84.72 | 82.03 | 10 | 0
2030 | SOCO_2_FRCC | SOCO | FRCC | Internal | Winter | B17 | 100 | 3700 | 0 | 55.08 | 60.39 | 10 | 0
2030 | SOCO_2_FRCC | SOCO | FRCC | Internal | Winter | B18 | 400 | 3700 | 0 | 53.17 | 57.89 | 10 | 0
2030 | SOCO_2_FRCC | SOCO | FRCC | Internal | Winter | B19 | 700 | 3700 | 0 | 53.17 | 57.89 | 10 | 0
2030 | SOCO_2_FRCC | SOCO | FRCC | Internal | Winter | B20 | 935 | 3700 | 0 | 48.82 | 57.89 | 10 | 0
2030 | SOCO_2_TVA_Transmission | SOCO | TVA_Transmission | Internal | Shoulder | B11 | 25 | 2600 | 0 | 78.92 | 71.04 | 10 | 0
2030 | SOCO_2_TVA_Transmission | SOCO | TVA_Transmission | Internal | Shoulder | B12 | 200 | 2600 | 0 | 50.12 | 57.64 | 10 | 0
2030 | SOCO_2_TVA_Transmission | SOCO | TVA_Transmission | Internal | Shoulder | B13 | 600 | 2600 | 0 | 50.12 | 52.05 | 10 | 0
2030 | SOCO_2_TVA_Transmission | SOCO | TVA_Transmission | Internal | Shoulder | B14 | 900 | 2600 | 0 | 50.12 | 50.57 | 10 | 0
2030 | SOCO_2_TVA_Transmission | SOCO | TVA_Transmission | Internal | Shoulder | B15 | 1203 | 2600 | 0 | 46.83 | 47.91 | 10 | 0
2030 | SOCO_2_TVA_Transmission | SOCO | TVA_Transmission | Internal | Summer | B1 | 10 | 2600 | 0 | 97.55 | 94.83 | 10 | 0
2030 | SOCO_2_TVA_Transmission | SOCO | TVA_Transmission | Internal | Summer | B2 | 25 | 2600 | 0 | 88.73 | 85.75 | 10 | 0
2030 | SOCO_2_TVA_Transmission | SOCO | TVA_Transmission | Internal | Summer | B3 | 75 | 2600 | 0 | 83.67 | 79.26 | 10 | 0
2030 | SOCO_2_TVA_Transmission | SOCO | TVA_Transmission | Internal | Summer | B4 | 100 | 2600 | 0 | 82.07 | 78.62 | 10 | 0
2030 | SOCO_2_TVA_Transmission | SOCO | TVA_Transmission | Internal | Summer | B5 | 200 | 2600 | 0 | 82.07 | 74.9 | 10 | 0
2030 | SOCO_2_TVA_Transmission | SOCO | TVA_Transmission | Internal | Summer | B6 | 300 | 2600 | 0 | 71.23 | 62.23 | 10 | 0
2030 | SOCO_2_TVA_Transmission | SOCO | TVA_Transmission | Internal | Summer | B7 | 400 | 2600 | 0 | 58.77 | 50.95 | 10 | 0
2030 | SOCO_2_TVA_Transmission | SOCO | TVA_Transmission | Internal | Summer | B8 | 500 | 2600 | 0 | 48.64 | 48.58 | 10 | 0
2030 | SOCO_2_TVA_Transmission | SOCO | TVA_Transmission | Internal | Summer | B9 | 800 | 2600 | 0 | 48.64 | 45.35 | 10 | 0
2030 | SOCO_2_TVA_Transmission | SOCO | TVA_Transmission | Internal | Summer | B10 | 1262 | 2600 | 0 | 46.52 | 45.14 | 10 | 0
2030 | SOCO_2_TVA_Transmission | SOCO | TVA_Transmission | Internal | Winter | B16 | 25 | 2600 | 0 | 84.72 | 85.16 | 10 | 0
2030 | SOCO_2_TVA_Transmission | SOCO | TVA_Transmission | Internal | Winter | B17 | 100 | 2600 | 0 | 55.08 | 60.63 | 10 | 0
2030 | SOCO_2_TVA_Transmission | SOCO | TVA_Transmission | Internal | Winter | B18 | 400 | 2600 | 0 | 53.17 | 54.82 | 10 | 0
2030 | SOCO_2_TVA_Transmission | SOCO | TVA_Transmission | Internal | Winter | B19 | 700 | 2600 | 0 | 53.17 | 53.29 | 10 | 0
2030 | SOCO_2_TVA_Transmission | SOCO | TVA_Transmission | Internal | Winter | B20 | 935 | 2600 | 0 | 48.82 | 50.55 | 10 | 0
2030 | SOCO_2_VACAR | SOCO | VACAR | Internal | Shoulder | B11 | 25 | 2000 | 0 | 78.92 | 71.92 | 10 | 0
2030 | SOCO_2_VACAR | SOCO | VACAR | Internal | Shoulder | B12 | 200 | 2000 | 198.32 | 50.12 | 60.12 | 10 | 0
2030 | SOCO_2_VACAR | SOCO | VACAR | Internal | Shoulder | B13 | 600 | 2000 | 0 | 50.12 | 51.39 | 10 | 0
2030 | SOCO_2_VACAR | SOCO | VACAR | Internal | Shoulder | B14 | 900 | 2000 | 0 | 50.12 | 49.45 | 10 | 0
2030 | SOCO_2_VACAR | SOCO | VACAR | Internal | Shoulder | B15 | 1203 | 2000 | 0 | 46.83 | 49.45 | 10 | 0
2030 | SOCO_2_VACAR | SOCO | VACAR | Internal | Summer | B1 | 10 | 2000 | 0 | 97.55 | 101.55 | 10 | 0
2030 | SOCO_2_VACAR | SOCO | VACAR | Internal | Summer | B2 | 25 | 2000 | 0 | 88.73 | 85.75 | 10 | 0
2030 | SOCO_2_VACAR | SOCO | VACAR | Internal | Summer | B3 | 75 | 2000 | 0 | 83.67 | 85.75 | 10 | 0
2030 | SOCO_2_VACAR | SOCO | VACAR | Internal | Summer | B4 | 100 | 2000 | 0 | 82.07 | 83.9 | 10 | 0
2030 | SOCO_2_VACAR | SOCO | VACAR | Internal | Summer | B5 | 200 | 2000 | 0 | 82.07 | 83.9 | 10 | 0
2030 | SOCO_2_VACAR | SOCO | VACAR | Internal | Summer | B6 | 300 | 2000 | 0 | 71.23 | 65.66 | 10 | 0
2030 | SOCO_2_VACAR | SOCO | VACAR | Internal | Summer | B7 | 400 | 2000 | 0 | 58.77 | 51.77 | 10 | 0
2030 | SOCO_2_VACAR | SOCO | VACAR | Internal | Summer | B8 | 500 | 2000 | 0 | 48.64 | 49.13 | 10 | 0
2030 | SOCO_2_VACAR | SOCO | VACAR | Internal | Summer | B9 | 800 | 2000 | 0 | 48.64 | 47.46 | 10 | 0
2030 | SOCO_2_VACAR | SOCO | VACAR | Internal | Summer | B10 | 1262 | 2000 | 0 | 46.52 | 47.46 | 10 | 0
2030 | SOCO_2_VACAR | SOCO | VACAR | Internal | Winter | B16 | 25 | 2000 | 1042.43 | 84.72 | 94.72 | 10 | 0
2030 | SOCO_2_VACAR | SOCO | VACAR | Internal | Winter | B17 | 100 | 2000 | 2000 | 55.08 | 68.34 | 10 | 3.26
2030 | SOCO_2_VACAR | SOCO | VACAR | Internal | Winter | B18 | 400 | 2000 | 0 | 53.17 | 54.85 | 10 | 0
2030 | SOCO_2_VACAR | SOCO | VACAR | Internal | Winter | B19 | 700 | 2000 | 0 | 53.17 | 53.9 | 10 | 0
2030 | SOCO_2_VACAR | SOCO | VACAR | Internal | Winter | B20 | 935 | 2000 | 0 | 48.82 | 53.9 | 10 | 0
2030 | SPP_N_2_ENT | SPP_N | ENT | Internal | Shoulder | B11 | 25 | 1800 | 0 | 78.92 | 70.92 | 5 | 0
2030 | SPP_N_2_ENT | SPP_N | ENT | Internal | Shoulder | B12 | 200 | 1800 | 0 | 53.17 | 50.17 | 5 | 0
2030 | SPP_N_2_ENT | SPP_N | ENT | Internal | Shoulder | B13 | 600 | 1800 | 0 | 48.1 | 50.17 | 5 | 0
2030 | SPP_N_2_ENT | SPP_N | ENT | Internal | Shoulder | B14 | 900 | 1800 | 0 | 47.97 | 49.81 | 5 | 0
2030 | SPP_N_2_ENT | SPP_N | ENT | Internal | Shoulder | B15 | 1203 | 1800 | 0 | 44.84 | 48.17 | 5 | 0
2030 | SPP_N_2_ENT | SPP_N | ENT | Internal | Summer | B1 | 10 | 1800 | 0 | 92.57 | 89.55 | 5 | 0
2030 | SPP_N_2_ENT | SPP_N | ENT | Internal | Summer | B2 | 25 | 1800 | 0 | 82.58 | 80.73 | 5 | 0
2030 | SPP_N_2_ENT | SPP_N | ENT | Internal | Summer | B3 | 75 | 1800 | 0 | 79.41 | 75.67 | 5 | 0
2030 | SPP_N_2_ENT | SPP_N | ENT | Internal | Summer | B4 | 100 | 1800 | 0 | 79.41 | 74.07 | 5 | 0
2030 | SPP_N_2_ENT | SPP_N | ENT | Internal | Summer | B5 | 200 | 1800 | 0 | 77.4 | 72.59 | 5 | 0
2030 | SPP_N_2_ENT | SPP_N | ENT | Internal | Summer | B6 | 300 | 1800 | 0 | 68.6 | 68.6 | 5 | 0
2030 | SPP_N_2_ENT | SPP_N | ENT | Internal | Summer | B7 | 400 | 1800 | 0 | 55.77 | 50.77 | 5 | 0
2030 | SPP_N_2_ENT | SPP_N | ENT | Internal | Summer | B8 | 500 | 1800 | 0 | 48.09 | 48.58 | 5 | 0
2030 | SPP_N_2_ENT | SPP_N | ENT | Internal | Summer | B9 | 800 | 1800 | 0 | 46.45 | 48.23 | 5 | 0
2030 | SPP_N_2_ENT | SPP_N | ENT | Internal | Summer | B10 | 1262 | 1800 | 0 | 43.37 | 46.65 | 5 | 0
2030 | SPP_N_2_ENT | SPP_N | ENT | Internal | Winter | B16 | 25 | 1800 | 0 | 77.57 | 75.36 | 5 | 0
2030 | SPP_N_2_ENT | SPP_N | ENT | Internal | Winter | B17 | 100 | 1800 | 0 | 55.34 | 53.3 | 5 | 0
2030 | SPP_N_2_ENT | SPP_N | ENT | Internal | Winter | B18 | 400 | 1800 | 0 | 51.31 | 52.92 | 5 | 0
2030 | SPP_N_2_ENT | SPP_N | ENT | Internal | Winter | B19 | 700 | 1800 | 0 | 51.17 | 51.86 | 5 | 0
2030 | SPP_N_2_ENT | SPP_N | ENT | Internal | Winter | B20 | 935 | 1800 | 0 | 47.74 | 51.17 | 5 | 0
2030 | SPP_N_2_MISO_MO-IL | SPP_N | MISO_MO-IL | Internal | Shoulder | B11 | 25 | 2000 | 0 | 78.92 | 77.6 | 5 | 0
2030 | SPP_N_2_MISO_MO-IL | SPP_N | MISO_MO-IL | Internal | Shoulder | B12 | 200 | 2000 | 204.09 | 53.17 | 58.17 | 5 | 0
2030 | SPP_N_2_MISO_MO-IL | SPP_N | MISO_MO-IL | Internal | Shoulder | B13 | 600 | 2000 | 0 | 48.1 | 50.85 | 5 | 0
2030 | SPP_N_2_MISO_MO-IL | SPP_N | MISO_MO-IL | Internal | Shoulder | B14 | 900 | 2000 | 0 | 47.97 | 47.43 | 5 | 0
2030 | SPP_N_2_MISO_MO-IL | SPP_N | MISO_MO-IL | Internal | Shoulder | B15 | 1203 | 2000 | 0 | 44.84 | 42.36 | 5 | 0
2030 | SPP_N_2_MISO_MO-IL | SPP_N | MISO_MO-IL | Internal | Summer | B1 | 10 | 2000 | 2.07 | 92.57 | 97.55 | 5 | 0
2030 | SPP_N_2_MISO_MO-IL | SPP_N | MISO_MO-IL | Internal | Summer | B2 | 25 | 2000 | 0 | 82.58 | 81.75 | 5 | 0
2030 | SPP_N_2_MISO_MO-IL | SPP_N | MISO_MO-IL | Internal | Summer | B3 | 75 | 2000 | 0 | 79.41 | 75.8 | 5 | 0
2030 | SPP_N_2_MISO_MO-IL | SPP_N | MISO_MO-IL | Internal | Summer | B4 | 100 | 2000 | 0 | 79.41 | 74.62 | 5 | 0
2030 | SPP_N_2_MISO_MO-IL | SPP_N | MISO_MO-IL | Internal | Summer | B5 | 200 | 2000 | 0 | 77.4 | 70.79 | 5 | 0
2030 | SPP_N_2_MISO_MO-IL | SPP_N | MISO_MO-IL | Internal | Summer | B6 | 300 | 2000 | 0 | 68.6 | 60.6 | 5 | 0
2030 | SPP_N_2_MISO_MO-IL | SPP_N | MISO_MO-IL | Internal | Summer | B7 | 400 | 2000 | 0 | 55.77 | 47.77 | 5 | 0
2030 | SPP_N_2_MISO_MO-IL | SPP_N | MISO_MO-IL | Internal | Summer | B8 | 500 | 2000 | 0 | 48.09 | 44.01 | 5 | 0
2030 | SPP_N_2_MISO_MO-IL | SPP_N | MISO_MO-IL | Internal | Summer | B9 | 800 | 2000 | 0 | 46.45 | 40.77 | 5 | 0
2030 | SPP_N_2_MISO_MO-IL | SPP_N | MISO_MO-IL | Internal | Summer | B10 | 1262 | 2000 | 0 | 43.37 | 40.63 | 5 | 0
2030 | SPP_N_2_MISO_MO-IL | SPP_N | MISO_MO-IL | Internal | Winter | B16 | 25 | 2000 | 0 | 77.57 | 77.57 | 5 | 0
2030 | SPP_N_2_MISO_MO-IL | SPP_N | MISO_MO-IL | Internal | Winter | B17 | 100 | 2000 | 969.59 | 55.34 | 60.34 | 5 | 0
2030 | SPP_N_2_MISO_MO-IL | SPP_N | MISO_MO-IL | Internal | Winter | B18 | 400 | 2000 | 0 | 51.31 | 52.8 | 5 | 0
2030 | SPP_N_2_MISO_MO-IL | SPP_N | MISO_MO-IL | Internal | Winter | B19 | 700 | 2000 | 0 | 51.17 | 47.57 | 5 | 0
2030 | SPP_N_2_MISO_MO-IL | SPP_N | MISO_MO-IL | Internal | Winter | B20 | 935 | 2000 | 0 | 47.74 | 44.33 | 5 | 0
2030 | SPP_N_2_MISO_W | SPP_N | MISO_W | Internal | Shoulder | B11 | 25 | 750 | 0 | 78.92 | 78.91 | 5 | 0
2030 | SPP_N_2_MISO_W | SPP_N | MISO_W | Internal | Shoulder | B12 | 200 | 750 | 749.88 | 53.17 | 58.19 | 5 | 0.01
2030 | SPP_N_2_MISO_W | SPP_N | MISO_W | Internal | Shoulder | B13 | 600 | 750 | 0 | 48.1 | 50.86 | 5 | 0
2030 | SPP_N_2_MISO_W | SPP_N | MISO_W | Internal | Shoulder | B14 | 900 | 750 | 0 | 47.97 | 47.86 | 5 | 0
2030 | SPP_N_2_MISO_W | SPP_N | MISO_W | Internal | Shoulder | B15 | 1203 | 750 | 0 | 44.84 | 43.91 | 5 | 0
2030 | SPP_N_2_MISO_W | SPP_N | MISO_W | Internal | Summer | B1 | 10 | 750 | 548.28 | 92.57 | 97.57 | 5 | 0
2030 | SPP_N_2_MISO_W | SPP_N | MISO_W | Internal | Summer | B2 | 25 | 750 | 0.58 | 82.58 | 87.57 | 5 | 0
2030 | SPP_N_2_MISO_W | SPP_N | MISO_W | Internal | Summer | B3 | 75 | 750 | 403.34 | 79.41 | 84.41 | 5 | 0
2030 | SPP_N_2_MISO_W | SPP_N | MISO_W | Internal | Summer | B4 | 100 | 750 | 0 | 79.41 | 79.4 | 5 | 0
2030 | SPP_N_2_MISO_W | SPP_N | MISO_W | Internal | Summer | B5 | 200 | 750 | 0 | 77.4 | 77.39 | 5 | 0
2030 | SPP_N_2_MISO_W | SPP_N | MISO_W | Internal | Summer | B6 | 300 | 750 | 578.62 | 68.6 | 73.6 | 5 | 0
2030 | SPP_N_2_MISO_W | SPP_N | MISO_W | Internal | Summer | B7 | 400 | 750 | 0 | 55.77 | 50.86 | 5 | 0
2030 | SPP_N_2_MISO_W | SPP_N | MISO_W | Internal | Summer | B8 | 500 | 750 | 0 | 48.09 | 45.86 | 5 | 0
2030 | SPP_N_2_MISO_W | SPP_N | MISO_W | Internal | Summer | B9 | 800 | 750 | 0 | 46.45 | 42.4 | 5 | 0
2030 | SPP_N_2_MISO_W | SPP_N | MISO_W | Internal | Summer | B10 | 1262 | 750 | 0 | 43.37 | 40.62 | 5 | 0
2030 | SPP_N_2_MISO_W | SPP_N | MISO_W | Internal | Winter | B16 | 25 | 750 | 0 | 77.57 | 77.55 | 5 | 0
2030 | SPP_N_2_MISO_W | SPP_N | MISO_W | Internal | Winter | B17 | 100 | 750 | 0.21 | 55.34 | 60.32 | 5 | 0
2030 | SPP_N_2_MISO_W | SPP_N | MISO_W | Internal | Winter | B18 | 400 | 750 | 0 | 51.31 | 52.82 | 5 | 0
2030 | SPP_N_2_MISO_W | SPP_N | MISO_W | Internal | Winter | B19 | 700 | 750 | 0 | 51.17 | 50.98 | 5 | 0
2030 | SPP_N_2_MISO_W | SPP_N | MISO_W | Internal | Winter | B20 | 935 | 750 | 0 | 47.74 | 44.31 | 5 | 0
2030 | SPP_N_2_NE | SPP_N | NE | Internal | Shoulder | B11 | 25 | 330 | 0.41 | 78.92 | 78.91 | 0.01 | 0
2030 | SPP_N_2_NE | SPP_N | NE | Internal | Shoulder | B12 | 200 | 330 | 330 | 53.17 | 58.19 | 0.01 | 5
2030 | SPP_N_2_NE | SPP_N | NE | Internal | Shoulder | B13 | 600 | 330 | 330 | 48.1 | 51.82 | 0.01 | 3.71
2030 | SPP_N_2_NE | SPP_N | NE | Internal | Shoulder | B14 | 900 | 330 | 219.13 | 47.97 | 47.98 | 0.01 | 0
2030 | SPP_N_2_NE | SPP_N | NE | Internal | Shoulder | B15 | 1203 | 330 | 0 | 44.84 | 44.83 | 0.01 | 0
2030 | SPP_N_2_NE | SPP_N | NE | Internal | Summer | B1 | 10 | 330 | 1.84 | 92.57 | 92.57 | 0.01 | 0
2030 | SPP_N_2_NE | SPP_N | NE | Internal | Summer | B2 | 25 | 330 | 0.44 | 82.58 | 82.57 | 0.01 | 0
2030 | SPP_N_2_NE | SPP_N | NE | Internal | Summer | B3 | 75 | 330 | 0.29 | 79.41 | 79.41 | 0.01 | 0
2030 | SPP_N_2_NE | SPP_N | NE | Internal | Summer | B4 | 100 | 330 | 0.1 | 79.41 | 79.4 | 0.01 | 0
2030 | SPP_N_2_NE | SPP_N | NE | Internal | Summer | B5 | 200 | 330 | 0.05 | 77.4 | 77.39 | 0.01 | 0
2030 | SPP_N_2_NE | SPP_N | NE | Internal | Summer | B6 | 300 | 330 | 289.82 | 68.6 | 68.61 | 0.01 | 0
2030 | SPP_N_2_NE | SPP_N | NE | Internal | Summer | B7 | 400 | 330 | 0.03 | 55.77 | 55.76 | 0.01 | 0
2030 | SPP_N_2_NE | SPP_N | NE | Internal | Summer | B8 | 500 | 330 | 0.02 | 48.09 | 48.08 | 0.01 | 0
2030 | SPP_N_2_NE | SPP_N | NE | Internal | Summer | B9 | 800 | 330 | 0.01 | 46.45 | 46.44 | 0.01 | 0
2030 | SPP_N_2_NE | SPP_N | NE | Internal | Summer | B10 | 1262 | 330 | 0 | 43.37 | 43.36 | 0.01 | 0
2030 | SPP_N_2_NE | SPP_N | NE | Internal | Winter | B16 | 25 | 330 | 0.38 | 77.57 | 77.56 | 0.01 | 0
2030 | SPP_N_2_NE | SPP_N | NE | Internal | Winter | B17 | 100 | 330 | 0.11 | 55.34 | 55.32 | 0.01 | 0
2030 | SPP_N_2_NE | SPP_N | NE | Internal | Winter | B18 | 400 | 330 | 0.03 | 51.31 | 51.3 | 0.01 | 0
2030 | SPP_N_2_NE | SPP_N | NE | Internal | Winter | B19 | 700 | 330 | 0.02 | 51.17 | 51.16 | 0.01 | 0
2030 | SPP_N_2_NE | SPP_N | NE | Internal | Winter | B20 | 935 | 330 | 0.01 | 47.74 | 47.73 | 0.01 | 0
2030 | SPP_N_2_SPP_S | SPP_N | SPP_S | Internal | Shoulder | B11 | 25 | 4000 | 0 | 78.92 | 69.41 | 0.01 | 0
2030 | SPP_N_2_SPP_S | SPP_N | SPP_S | Internal | Shoulder | B12 | 200 | 4000 | 0 | 53.17 | 50.29 | 0.01 | 0
2030 | SPP_N_2_SPP_S | SPP_N | SPP_S | Internal | Shoulder | B13 | 600 | 4000 | 0.02 | 48.1 | 48.09 | 0.01 | 0
2030 | SPP_N_2_SPP_S | SPP_N | SPP_S | Internal | Shoulder | B14 | 900 | 4000 | 770.8 | 47.97 | 47.98 | 0.01 | 0
2030 | SPP_N_2_SPP_S | SPP_N | SPP_S | Internal | Shoulder | B15 | 1203 | 4000 | 3129.44 | 44.84 | 44.85 | 0.01 | 0
2030 | SPP_N_2_SPP_S | SPP_N | SPP_S | Internal | Summer | B1 | 10 | 4000 | 0 | 92.57 | 74.8 | 0.01 | 0
2030 | SPP_N_2_SPP_S | SPP_N | SPP_S | Internal | Summer | B2 | 25 | 4000 | 0 | 82.58 | 75.73 | 0.01 | 0
2030 | SPP_N_2_SPP_S | SPP_N | SPP_S | Internal | Summer | B3 | 75 | 4000 | 0 | 79.41 | 70.67 | 0.01 | 0
2030 | SPP_N_2_SPP_S | SPP_N | SPP_S | Internal | Summer | B4 | 100 | 4000 | 0 | 79.41 | 69.07 | 0.01 | 0
2030 | SPP_N_2_SPP_S | SPP_N | SPP_S | Internal | Summer | B5 | 200 | 4000 | 0 | 77.4 | 67.59 | 0.01 | 0
2030 | SPP_N_2_SPP_S | SPP_N | SPP_S | Internal | Summer | B6 | 300 | 4000 | 0 | 68.6 | 67.02 | 0.01 | 0
2030 | SPP_N_2_SPP_S | SPP_N | SPP_S | Internal | Summer | B7 | 400 | 4000 | 1398.56 | 55.77 | 55.78 | 0.01 | 0
2030 | SPP_N_2_SPP_S | SPP_N | SPP_S | Internal | Summer | B8 | 500 | 4000 | 1321.28 | 48.09 | 48.1 | 0.01 | 0
2030 | SPP_N_2_SPP_S | SPP_N | SPP_S | Internal | Summer | B9 | 800 | 4000 | 2306.14 | 46.45 | 46.46 | 0.01 | 0
2030 | SPP_N_2_SPP_S | SPP_N | SPP_S | Internal | Summer | B10 | 1262 | 4000 | 4000 | 43.37 | 43.43 | 0.01 | 0.05
2030 | SPP_N_2_SPP_S | SPP_N | SPP_S | Internal | Winter | B16 | 25 | 4000 | 0 | 77.57 | 67.76 | 0.01 | 0
2030 | SPP_N_2_SPP_S | SPP_N | SPP_S | Internal | Winter | B17 | 100 | 4000 | 0 | 55.34 | 51.36 | 0.01 | 0
2030 | SPP_N_2_SPP_S | SPP_N | SPP_S | Internal | Winter | B18 | 400 | 4000 | 0.03 | 51.31 | 51.3 | 0.01 | 0
2030 | SPP_N_2_SPP_S | SPP_N | SPP_S | Internal | Winter | B19 | 700 | 4000 | 696.95 | 51.17 | 51.18 | 0.01 | 0
2030 | SPP_N_2_SPP_S | SPP_N | SPP_S | Internal | Winter | B20 | 935 | 4000 | 417.65 | 47.74 | 47.75 | 0.01 | 0
2030 | SPP_S_2_ENT | SPP_S | ENT | Internal | Shoulder | B11 | 25 | 850 | 0 | 69.41 | 70.92 | 5 | 0
2030 | SPP_S_2_ENT | SPP_S | ENT | Internal | Shoulder | B12 | 200 | 850 | 0 | 50.29 | 50.17 | 5 | 0
2030 | SPP_S_2_ENT | SPP_S | ENT | Internal | Shoulder | B13 | 600 | 850 | 0 | 48.09 | 50.17 | 5 | 0
2030 | SPP_S_2_ENT | SPP_S | ENT | Internal | Shoulder | B14 | 900 | 850 | 0 | 47.98 | 49.81 | 5 | 0
2030 | SPP_S_2_ENT | SPP_S | ENT | Internal | Shoulder | B15 | 1203 | 850 | 0 | 44.85 | 48.17 | 5 | 0
2030 | SPP_S_2_ENT | SPP_S | ENT | Internal | Summer | B1 | 10 | 850 | 850 | 74.8 | 89.55 | 5 | 9.75
2030 | SPP_S_2_ENT | SPP_S | ENT | Internal | Summer | B2 | 25 | 850 | 425.26 | 75.73 | 80.73 | 5 | 0
2030 | SPP_S_2_ENT | SPP_S | ENT | Internal | Summer | B3 | 75 | 850 | 732.78 | 70.67 | 75.67 | 5 | 0
2030 | SPP_S_2_ENT | SPP_S | ENT | Internal | Summer | B4 | 100 | 850 | 284.27 | 69.07 | 74.07 | 5 | 0
2030 | SPP_S_2_ENT | SPP_S | ENT | Internal | Summer | B5 | 200 | 850 | 218.13 | 67.59 | 72.59 | 5 | 0
2030 | SPP_S_2_ENT | SPP_S | ENT | Internal | Summer | B6 | 300 | 850 | 0 | 67.02 | 68.6 | 5 | 0
2030 | SPP_S_2_ENT | SPP_S | ENT | Internal | Summer | B7 | 400 | 850 | 0 | 55.78 | 50.77 | 5 | 0
2030 | SPP_S_2_ENT | SPP_S | ENT | Internal | Summer | B8 | 500 | 850 | 0 | 48.1 | 48.58 | 5 | 0
2030 | SPP_S_2_ENT | SPP_S | ENT | Internal | Summer | B9 | 800 | 850 | 0 | 46.46 | 48.23 | 5 | 0
2030 | SPP_S_2_ENT | SPP_S | ENT | Internal | Summer | B10 | 1262 | 850 | 0 | 43.43 | 46.65 | 5 | 0
2030 | SPP_S_2_ENT | SPP_S | ENT | Internal | Winter | B16 | 25 | 850 | 850 | 67.76 | 75.36 | 5 | 2.6
2030 | SPP_S_2_ENT | SPP_S | ENT | Internal | Winter | B17 | 100 | 850 | 0 | 51.36 | 53.3 | 5 | 0
2030 | SPP_S_2_ENT | SPP_S | ENT | Internal | Winter | B18 | 400 | 850 | 0 | 51.3 | 52.92 | 5 | 0
2030 | SPP_S_2_ENT | SPP_S | ENT | Internal | Winter | B19 | 700 | 850 | 0 | 51.18 | 51.86 | 5 | 0
2030 | SPP_S_2_ENT | SPP_S | ENT | Internal | Winter | B20 | 935 | 850 | 0 | 47.75 | 51.17 | 5 | 0
2030 | SPP_S_2_SPP_N | SPP_S | SPP_N | Internal | Shoulder | B11 | 25 | 640 | 640 | 69.41 | 78.92 | 0.01 | 9.5
2030 | SPP_S_2_SPP_N | SPP_S | SPP_N | Internal | Shoulder | B12 | 200 | 640 | 640 | 50.29 | 53.17 | 0.01 | 2.88
2030 | SPP_S_2_SPP_N | SPP_S | SPP_N | Internal | Shoulder | B13 | 600 | 640 | 217.08 | 48.09 | 48.1 | 0.01 | 0
2030 | SPP_S_2_SPP_N | SPP_S | SPP_N | Internal | Shoulder | B14 | 900 | 640 | 0.01 | 47.98 | 47.97 | 0.01 | 0
2030 | SPP_S_2_SPP_N | SPP_S | SPP_N | Internal | Shoulder | B15 | 1203 | 640 | 0 | 44.85 | 44.84 | 0.01 | 0
2030 | SPP_S_2_SPP_N | SPP_S | SPP_N | Internal | Summer | B1 | 10 | 640 | 640 | 74.8 | 92.57 | 0.01 | 17.75
2030 | SPP_S_2_SPP_N | SPP_S | SPP_N | Internal | Summer | B2 | 25 | 640 | 640 | 75.73 | 82.58 | 0.01 | 6.83
2030 | SPP_S_2_SPP_N | SPP_S | SPP_N | Internal | Summer | B3 | 75 | 640 | 640 | 70.67 | 79.41 | 0.01 | 8.73
2030 | SPP_S_2_SPP_N | SPP_S | SPP_N | Internal | Summer | B4 | 100 | 640 | 640 | 69.07 | 79.41 | 0.01 | 10.33
2030 | SPP_S_2_SPP_N | SPP_S | SPP_N | Internal | Summer | B5 | 200 | 640 | 640 | 67.59 | 77.4 | 0.01 | 9.81
2030 | SPP_S_2_SPP_N | SPP_S | SPP_N | Internal | Summer | B6 | 300 | 640 | 640 | 67.02 | 68.6 | 0.01 | 1.56
2030 | SPP_S_2_SPP_N | SPP_S | SPP_N | Internal | Summer | B7 | 400 | 640 | 0.03 | 55.78 | 55.77 | 0.01 | 0
2030 | SPP_S_2_SPP_N | SPP_S | SPP_N | Internal | Summer | B8 | 500 | 640 | 0.02 | 48.1 | 48.09 | 0.01 | 0
2030 | SPP_S_2_SPP_N | SPP_S | SPP_N | Internal | Summer | B9 | 800 | 640 | 0.01 | 46.46 | 46.45 | 0.01 | 0
2030 | SPP_S_2_SPP_N | SPP_S | SPP_N | Internal | Summer | B10 | 1262 | 640 | 0 | 43.43 | 43.37 | 0.01 | 0
2030 | SPP_S_2_SPP_N | SPP_S | SPP_N | Internal | Winter | B16 | 25 | 640 | 640 | 67.76 | 77.57 | 0.01 | 9.8
2030 | SPP_S_2_SPP_N | SPP_S | SPP_N | Internal | Winter | B17 | 100 | 640 | 640 | 51.36 | 55.34 | 0.01 | 3.96
2030 | SPP_S_2_SPP_N | SPP_S | SPP_N | Internal | Winter | B18 | 400 | 640 | 165.95 | 51.3 | 51.31 | 0.01 | 0
2030 | SPP_S_2_SPP_N | SPP_S | SPP_N | Internal | Winter | B19 | 700 | 640 | 0.02 | 51.18 | 51.17 | 0.01 | 0
2030 | SPP_S_2_SPP_N | SPP_S | SPP_N | Internal | Winter | B20 | 935 | 640 | 0.01 | 47.75 | 47.74 | 0.01 | 0
2030 | TVA_2_ENT | TVA | ENT | Internal | Shoulder | B11 | 25 | 500 | 0 | 71.05 | 70.92 | 9 | 0
2030 | TVA_2_ENT | TVA | ENT | Internal | Shoulder | B12 | 200 | 500 | 0 | 51.68 | 50.17 | 9 | 0
2030 | TVA_2_ENT | TVA | ENT | Internal | Shoulder | B13 | 600 | 500 | 0 | 49.95 | 50.17 | 9 | 0
2030 | TVA_2_ENT | TVA | ENT | Internal | Shoulder | B14 | 900 | 500 | 0 | 49.95 | 49.81 | 9 | 0
2030 | TVA_2_ENT | TVA | ENT | Internal | Shoulder | B15 | 1203 | 500 | 0 | 47.92 | 48.17 | 9 | 0
2030 | TVA_2_ENT | TVA | ENT | Internal | Summer | B1 | 10 | 500 | 0 | 86.55 | 89.55 | 9 | 0
2030 | TVA_2_ENT | TVA | ENT | Internal | Summer | B2 | 25 | 500 | 0 | 85.76 | 80.73 | 9 | 0
2030 | TVA_2_ENT | TVA | ENT | Internal | Summer | B3 | 75 | 500 | 0 | 78.63 | 75.67 | 9 | 0
2030 | TVA_2_ENT | TVA | ENT | Internal | Summer | B4 | 100 | 500 | 0 | 78.63 | 74.07 | 9 | 0
2030 | TVA_2_ENT | TVA | ENT | Internal | Summer | B5 | 200 | 500 | 0 | 74.92 | 72.59 | 9 | 0
2030 | TVA_2_ENT | TVA | ENT | Internal | Summer | B6 | 300 | 500 | 0 | 61.48 | 68.6 | 9 | 0
2030 | TVA_2_ENT | TVA | ENT | Internal | Summer | B7 | 400 | 500 | 0 | 49.2 | 50.77 | 9 | 0
2030 | TVA_2_ENT | TVA | ENT | Internal | Summer | B8 | 500 | 500 | 0 | 48.14 | 48.58 | 9 | 0
2030 | TVA_2_ENT | TVA | ENT | Internal | Summer | B9 | 800 | 500 | 0 | 44.33 | 48.23 | 9 | 0
2030 | TVA_2_ENT | TVA | ENT | Internal | Summer | B10 | 1262 | 500 | 0 | 44.33 | 46.65 | 9 | 0
2030 | TVA_2_ENT | TVA | ENT | Internal | Winter | B16 | 25 | 500 | 0 | 85.17 | 75.36 | 9 | 0
2030 | TVA_2_ENT | TVA | ENT | Internal | Winter | B17 | 100 | 500 | 0 | 55.81 | 53.3 | 9 | 0
2030 | TVA_2_ENT | TVA | ENT | Internal | Winter | B18 | 400 | 500 | 0 | 52.5 | 52.92 | 9 | 0
2030 | TVA_2_ENT | TVA | ENT | Internal | Winter | B19 | 700 | 500 | 0 | 52.5 | 51.86 | 9 | 0
2030 | TVA_2_ENT | TVA | ENT | Internal | Winter | B20 | 935 | 500 | 0 | 50.22 | 51.17 | 9 | 0
2030 | TVA_2_MISO_MO-IL | TVA | MISO_MO-IL | Internal | Shoulder | B11 | 25 | 50 | 0 | 71.05 | 77.6 | 9 | 0
2030 | TVA_2_MISO_MO-IL | TVA | MISO_MO-IL | Internal | Shoulder | B12 | 200 | 50 | 0 | 51.68 | 58.17 | 9 | 0
2030 | TVA_2_MISO_MO-IL | TVA | MISO_MO-IL | Internal | Shoulder | B13 | 600 | 50 | 0 | 49.95 | 50.85 | 9 | 0
2030 | TVA_2_MISO_MO-IL | TVA | MISO_MO-IL | Internal | Shoulder | B14 | 900 | 50 | 0 | 49.95 | 47.43 | 9 | 0
2030 | TVA_2_MISO_MO-IL | TVA | MISO_MO-IL | Internal | Shoulder | B15 | 1203 | 50 | 0 | 47.92 | 42.36 | 9 | 0
2030 | TVA_2_MISO_MO-IL | TVA | MISO_MO-IL | Internal | Summer | B1 | 10 | 50 | 49.99 | 86.55 | 97.55 | 9 | 2
2030 | TVA_2_MISO_MO-IL | TVA | MISO_MO-IL | Internal | Summer | B2 | 25 | 50 | 0 | 85.76 | 81.75 | 9 | 0
2030 | TVA_2_MISO_MO-IL | TVA | MISO_MO-IL | Internal | Summer | B3 | 75 | 50 | 0 | 78.63 | 75.8 | 9 | 0
2030 | TVA_2_MISO_MO-IL | TVA | MISO_MO-IL | Internal | Summer | B4 | 100 | 50 | 0 | 78.63 | 74.62 | 9 | 0
2030 | TVA_2_MISO_MO-IL | TVA | MISO_MO-IL | Internal | Summer | B5 | 200 | 50 | 0 | 74.92 | 70.79 | 9 | 0
2030 | TVA_2_MISO_MO-IL | TVA | MISO_MO-IL | Internal | Summer | B6 | 300 | 50 | 0 | 61.48 | 60.6 | 9 | 0
2030 | TVA_2_MISO_MO-IL | TVA | MISO_MO-IL | Internal | Summer | B7 | 400 | 50 | 0 | 49.2 | 47.77 | 9 | 0
2030 | TVA_2_MISO_MO-IL | TVA | MISO_MO-IL | Internal | Summer | B8 | 500 | 50 | 0 | 48.14 | 44.01 | 9 | 0
2030 | TVA_2_MISO_MO-IL | TVA | MISO_MO-IL | Internal | Summer | B9 | 800 | 50 | 0 | 44.33 | 40.77 | 9 | 0
2030 | TVA_2_MISO_MO-IL | TVA | MISO_MO-IL | Internal | Summer | B10 | 1262 | 50 | 0 | 44.33 | 40.63 | 9 | 0
2030 | TVA_2_MISO_MO-IL | TVA | MISO_MO-IL | Internal | Winter | B16 | 25 | 50 | 0 | 85.17 | 77.57 | 9 | 0
2030 | TVA_2_MISO_MO-IL | TVA | MISO_MO-IL | Internal | Winter | B17 | 100 | 50 | 0 | 55.81 | 60.34 | 9 | 0
2030 | TVA_2_MISO_MO-IL | TVA | MISO_MO-IL | Internal | Winter | B18 | 400 | 50 | 0 | 52.5 | 52.8 | 9 | 0
2030 | TVA_2_MISO_MO-IL | TVA | MISO_MO-IL | Internal | Winter | B19 | 700 | 50 | 0 | 52.5 | 47.57 | 9 | 0
2030 | TVA_2_MISO_MO-IL | TVA | MISO_MO-IL | Internal | Winter | B20 | 935 | 50 | 0 | 50.22 | 44.33 | 9 | 0
2030 | TVA_2_NonRTO_Midwest | TVA | NonRTO_Midwest | Internal | Shoulder | B11 | 25 | 100 | 0 | 71.05 | 75.04 | 9 | 0
2030 | TVA_2_NonRTO_Midwest | TVA | NonRTO_Midwest | Internal | Shoulder | B12 | 200 | 100 | 100 | 51.68 | 66.16 | 9 | 5.49
2030 | TVA_2_NonRTO_Midwest | TVA | NonRTO_Midwest | Internal | Shoulder | B13 | 600 | 100 | 0 | 49.95 | 53.14 | 9 | 0
2030 | TVA_2_NonRTO_Midwest | TVA | NonRTO_Midwest | Internal | Shoulder | B14 | 900 | 100 | 0 | 49.95 | 45.63 | 9 | 0
2030 | TVA_2_NonRTO_Midwest | TVA | NonRTO_Midwest | Internal | Shoulder | B15 | 1203 | 100 | 0 | 47.92 | 45.63 | 9 | 0
2030 | TVA_2_NonRTO_Midwest | TVA | NonRTO_Midwest | Internal | Summer | B1 | 10 | 100 | 0 | 86.55 | 89.54 | 9 | 0
2030 | TVA_2_NonRTO_Midwest | TVA | NonRTO_Midwest | Internal | Summer | B2 | 25 | 100 | 0 | 85.76 | 80.48 | 9 | 0
2030 | TVA_2_NonRTO_Midwest | TVA | NonRTO_Midwest | Internal | Summer | B3 | 75 | 100 | 0 | 78.63 | 80.48 | 9 | 0
2030 | TVA_2_NonRTO_Midwest | TVA | NonRTO_Midwest | Internal | Summer | B4 | 100 | 100 | 0 | 78.63 | 80.48 | 9 | 0
2030 | TVA_2_NonRTO_Midwest | TVA | NonRTO_Midwest | Internal | Summer | B5 | 200 | 100 | 0 | 74.92 | 78.78 | 9 | 0
2030 | TVA_2_NonRTO_Midwest | TVA | NonRTO_Midwest | Internal | Summer | B6 | 300 | 100 | 0 | 61.48 | 64.91 | 9 | 0
2030 | TVA_2_NonRTO_Midwest | TVA | NonRTO_Midwest | Internal | Summer | B7 | 400 | 100 | 0 | 49.2 | 49.56 | 9 | 0
2030 | TVA_2_NonRTO_Midwest | TVA | NonRTO_Midwest | Internal | Summer | B8 | 500 | 100 | 0 | 48.14 | 44.14 | 9 | 0
2030 | TVA_2_NonRTO_Midwest | TVA | NonRTO_Midwest | Internal | Summer | B9 | 800 | 100 | 0 | 44.33 | 44.14 | 9 | 0
2030 | TVA_2_NonRTO_Midwest | TVA | NonRTO_Midwest | Internal | Summer | B10 | 1262 | 100 | 0 | 44.33 | 39.5 | 9 | 0
2030 | TVA_2_NonRTO_Midwest | TVA | NonRTO_Midwest | Internal | Winter | B16 | 25 | 100 | 0 | 85.17 | 85.55 | 9 | 0
2030 | TVA_2_NonRTO_Midwest | TVA | NonRTO_Midwest | Internal | Winter | B17 | 100 | 100 | 100 | 55.81 | 68.32 | 9 | 3.52
2030 | TVA_2_NonRTO_Midwest | TVA | NonRTO_Midwest | Internal | Winter | B18 | 400 | 100 | 0 | 52.5 | 58.4 | 9 | 0
2030 | TVA_2_NonRTO_Midwest | TVA | NonRTO_Midwest | Internal | Winter | B19 | 700 | 100 | 0 | 52.5 | 48.45 | 9 | 0
2030 | TVA_2_NonRTO_Midwest | TVA | NonRTO_Midwest | Internal | Winter | B20 | 935 | 100 | 0 | 50.22 | 46.53 | 9 | 0
2030 | TVA_2_PJM_ROR | TVA | PJM_ROR | Internal | Shoulder | B11 | 25 | 500 | 0 | 71.05 | 65.04 | 9 | 0
2030 | TVA_2_PJM_ROR | TVA | PJM_ROR | Internal | Shoulder | B12 | 200 | 500 | 0 | 51.68 | 57.29 | 9 | 0
2030 | TVA_2_PJM_ROR | TVA | PJM_ROR | Internal | Shoulder | B13 | 600 | 500 | 0 | 49.95 | 48.85 | 9 | 0
2030 | TVA_2_PJM_ROR | TVA | PJM_ROR | Internal | Shoulder | B14 | 900 | 500 | 0 | 49.95 | 45.43 | 9 | 0
2030 | TVA_2_PJM_ROR | TVA | PJM_ROR | Internal | Shoulder | B15 | 1203 | 500 | 0 | 47.92 | 41.91 | 9 | 0
2030 | TVA_2_PJM_ROR | TVA | PJM_ROR | Internal | Summer | B1 | 10 | 500 | 223.64 | 86.55 | 95.55 | 9 | 0
2030 | TVA_2_PJM_ROR | TVA | PJM_ROR | Internal | Summer | B2 | 25 | 500 | 0 | 85.76 | 79.75 | 9 | 0
2030 | TVA_2_PJM_ROR | TVA | PJM_ROR | Internal | Summer | B3 | 75 | 500 | 0 | 78.63 | 73.8 | 9 | 0
2030 | TVA_2_PJM_ROR | TVA | PJM_ROR | Internal | Summer | B4 | 100 | 500 | 0 | 78.63 | 72.62 | 9 | 0
2030 | TVA_2_PJM_ROR | TVA | PJM_ROR | Internal | Summer | B5 | 200 | 500 | 0 | 74.92 | 68.79 | 9 | 0
2030 | TVA_2_PJM_ROR | TVA | PJM_ROR | Internal | Summer | B6 | 300 | 500 | 0 | 61.48 | 56.23 | 9 | 0
2030 | TVA_2_PJM_ROR | TVA | PJM_ROR | Internal | Summer | B7 | 400 | 500 | 0 | 49.2 | 45.77 | 9 | 0
2030 | TVA_2_PJM_ROR | TVA | PJM_ROR | Internal | Summer | B8 | 500 | 500 | 0 | 48.14 | 43.13 | 9 | 0
2030 | TVA_2_PJM_ROR | TVA | PJM_ROR | Internal | Summer | B9 | 800 | 500 | 0 | 44.33 | 40.39 | 9 | 0
2030 | TVA_2_PJM_ROR | TVA | PJM_ROR | Internal | Summer | B10 | 1262 | 500 | 0 | 44.33 | 40.39 | 9 | 0
2030 | TVA_2_PJM_ROR | TVA | PJM_ROR | Internal | Winter | B16 | 25 | 500 | 0 | 85.17 | 79.54 | 9 | 0
2030 | TVA_2_PJM_ROR | TVA | PJM_ROR | Internal | Winter | B17 | 100 | 500 | 0 | 55.81 | 62.34 | 9 | 0
2030 | TVA_2_PJM_ROR | TVA | PJM_ROR | Internal | Winter | B18 | 400 | 500 | 0 | 52.5 | 51.35 | 9 | 0
2030 | TVA_2_PJM_ROR | TVA | PJM_ROR | Internal | Winter | B19 | 700 | 500 | 0 | 52.5 | 48.86 | 9 | 0
2030 | TVA_2_PJM_ROR | TVA | PJM_ROR | Internal | Winter | B20 | 935 | 500 | 0 | 50.22 | 44.97 | 9 | 0
2030 | TVA_2_SOCO | TVA | SOCO | Internal | Shoulder | B11 | 25 | 500 | 0 | 71.05 | 78.92 | 9 | 0
2030 | TVA_2_SOCO | TVA | SOCO | Internal | Shoulder | B12 | 200 | 500 | 0 | 51.68 | 50.12 | 9 | 0
2030 | TVA_2_SOCO | TVA | SOCO | Internal | Shoulder | B13 | 600 | 500 | 0 | 49.95 | 50.12 | 9 | 0
2030 | TVA_2_SOCO | TVA | SOCO | Internal | Shoulder | B14 | 900 | 500 | 0 | 49.95 | 50.12 | 9 | 0
2030 | TVA_2_SOCO | TVA | SOCO | Internal | Shoulder | B15 | 1203 | 500 | 0 | 47.92 | 46.83 | 9 | 0
2030 | TVA_2_SOCO | TVA | SOCO | Internal | Summer | B1 | 10 | 500 | 499.99 | 86.55 | 97.55 | 9 | 2
2030 | TVA_2_SOCO | TVA | SOCO | Internal | Summer | B2 | 25 | 500 | 0 | 85.76 | 88.73 | 9 | 0
2030 | TVA_2_SOCO | TVA | SOCO | Internal | Summer | B3 | 75 | 500 | 0 | 78.63 | 83.67 | 9 | 0
2030 | TVA_2_SOCO | TVA | SOCO | Internal | Summer | B4 | 100 | 500 | 0 | 78.63 | 82.07 | 9 | 0
2030 | TVA_2_SOCO | TVA | SOCO | Internal | Summer | B5 | 200 | 500 | 0 | 74.92 | 82.07 | 9 | 0
2030 | TVA_2_SOCO | TVA | SOCO | Internal | Summer | B6 | 300 | 500 | 500 | 61.48 | 71.23 | 9 | 0.75
2030 | TVA_2_SOCO | TVA | SOCO | Internal | Summer | B7 | 400 | 500 | 500 | 49.2 | 58.77 | 9 | 0.57
2030 | TVA_2_SOCO | TVA | SOCO | Internal | Summer | B8 | 500 | 500 | 0 | 48.14 | 48.64 | 9 | 0
2030 | TVA_2_SOCO | TVA | SOCO | Internal | Summer | B9 | 800 | 500 | 0 | 44.33 | 48.64 | 9 | 0
2030 | TVA_2_SOCO | TVA | SOCO | Internal | Summer | B10 | 1262 | 500 | 0 | 44.33 | 46.52 | 9 | 0
2030 | TVA_2_SOCO | TVA | SOCO | Internal | Winter | B16 | 25 | 500 | 0 | 85.17 | 84.72 | 9 | 0
2030 | TVA_2_SOCO | TVA | SOCO | Internal | Winter | B17 | 100 | 500 | 0 | 55.81 | 55.08 | 9 | 0
2030 | TVA_2_SOCO | TVA | SOCO | Internal | Winter | B18 | 400 | 500 | 0 | 52.5 | 53.17 | 9 | 0
2030 | TVA_2_SOCO | TVA | SOCO | Internal | Winter | B19 | 700 | 500 | 0 | 52.5 | 53.17 | 9 | 0
2030 | TVA_2_SOCO | TVA | SOCO | Internal | Winter | B20 | 935 | 500 | 0 | 50.22 | 48.82 | 9 | 0
2030 | TVA_2_VACAR | TVA | VACAR | Internal | Shoulder | B11 | 25 | 150 | 0 | 71.05 | 71.92 | 9 | 0
2030 | TVA_2_VACAR | TVA | VACAR | Internal | Shoulder | B12 | 200 | 150 | 0 | 51.68 | 60.12 | 9 | 0
2030 | TVA_2_VACAR | TVA | VACAR | Internal | Shoulder | B13 | 600 | 150 | 0 | 49.95 | 51.39 | 9 | 0
2030 | TVA_2_VACAR | TVA | VACAR | Internal | Shoulder | B14 | 900 | 150 | 0 | 49.95 | 49.45 | 9 | 0
2030 | TVA_2_VACAR | TVA | VACAR | Internal | Shoulder | B15 | 1203 | 150 | 0 | 47.92 | 49.45 | 9 | 0
2030 | TVA_2_VACAR | TVA | VACAR | Internal | Summer | B1 | 10 | 150 | 150 | 86.55 | 101.55 | 9 | 6
2030 | TVA_2_VACAR | TVA | VACAR | Internal | Summer | B2 | 25 | 150 | 0 | 85.76 | 85.75 | 9 | 0
2030 | TVA_2_VACAR | TVA | VACAR | Internal | Summer | B3 | 75 | 150 | 0 | 78.63 | 85.75 | 9 | 0
2030 | TVA_2_VACAR | TVA | VACAR | Internal | Summer | B4 | 100 | 150 | 0 | 78.63 | 83.9 | 9 | 0
2030 | TVA_2_VACAR | TVA | VACAR | Internal | Summer | B5 | 200 | 150 | 0.1 | 74.92 | 83.9 | 9 | 0
2030 | TVA_2_VACAR | TVA | VACAR | Internal | Summer | B6 | 300 | 150 | 0 | 61.48 | 65.66 | 9 | 0
2030 | TVA_2_VACAR | TVA | VACAR | Internal | Summer | B7 | 400 | 150 | 0 | 49.2 | 51.77 | 9 | 0
2030 | TVA_2_VACAR | TVA | VACAR | Internal | Summer | B8 | 500 | 150 | 0 | 48.14 | 49.13 | 9 | 0
2030 | TVA_2_VACAR | TVA | VACAR | Internal | Summer | B9 | 800 | 150 | 0 | 44.33 | 47.46 | 9 | 0
2030 | TVA_2_VACAR | TVA | VACAR | Internal | Summer | B10 | 1262 | 150 | 0 | 44.33 | 47.46 | 9 | 0
2030 | TVA_2_VACAR | TVA | VACAR | Internal | Winter | B16 | 25 | 150 | 149.98 | 85.17 | 94.72 | 9 | 0.54
2030 | TVA_2_VACAR | TVA | VACAR | Internal | Winter | B17 | 100 | 150 | 150 | 55.81 | 68.34 | 9 | 3.53
2030 | TVA_2_VACAR | TVA | VACAR | Internal | Winter | B18 | 400 | 150 | 0 | 52.5 | 54.85 | 9 | 0
2030 | TVA_2_VACAR | TVA | VACAR | Internal | Winter | B19 | 700 | 150 | 0 | 52.5 | 53.9 | 9 | 0
2030 | TVA_2_VACAR | TVA | VACAR | Internal | Winter | B20 | 935 | 150 | 0 | 50.22 | 53.9 | 9 | 0
2030 | TVA_Transmission_2_ENT | TVA_Transmission | ENT | Internal | Shoulder | B11 | 25 | 3000 | 0 | 71.04 | 70.92 | 9 | 0
2030 | TVA_Transmission_2_ENT | TVA_Transmission | ENT | Internal | Shoulder | B12 | 200 | 3000 | 0 | 57.64 | 50.17 | 9 | 0
2030 | TVA_Transmission_2_ENT | TVA_Transmission | ENT | Internal | Shoulder | B13 | 600 | 3000 | 0 | 52.05 | 50.17 | 9 | 0
2030 | TVA_Transmission_2_ENT | TVA_Transmission | ENT | Internal | Shoulder | B14 | 900 | 3000 | 0 | 50.57 | 49.81 | 9 | 0
2030 | TVA_Transmission_2_ENT | TVA_Transmission | ENT | Internal | Shoulder | B15 | 1203 | 3000 | 0 | 47.91 | 48.17 | 9 | 0
2030 | TVA_Transmission_2_ENT | TVA_Transmission | ENT | Internal | Summer | B1 | 10 | 3000 | 0 | 94.83 | 89.55 | 9 | 0
2030 | TVA_Transmission_2_ENT | TVA_Transmission | ENT | Internal | Summer | B2 | 25 | 3000 | 0 | 85.75 | 80.73 | 9 | 0
2030 | TVA_Transmission_2_ENT | TVA_Transmission | ENT | Internal | Summer | B3 | 75 | 3000 | 0 | 79.26 | 75.67 | 9 | 0
2030 | TVA_Transmission_2_ENT | TVA_Transmission | ENT | Internal | Summer | B4 | 100 | 3000 | 0 | 78.62 | 74.07 | 9 | 0
2030 | TVA_Transmission_2_ENT | TVA_Transmission | ENT | Internal | Summer | B5 | 200 | 3000 | 0 | 74.9 | 72.59 | 9 | 0
2030 | TVA_Transmission_2_ENT | TVA_Transmission | ENT | Internal | Summer | B6 | 300 | 3000 | 0 | 62.23 | 68.6 | 9 | 0
2030 | TVA_Transmission_2_ENT | TVA_Transmission | ENT | Internal | Summer | B7 | 400 | 3000 | 0 | 50.95 | 50.77 | 9 | 0
2030 | TVA_Transmission_2_ENT | TVA_Transmission | ENT | Internal | Summer | B8 | 500 | 3000 | 0 | 48.58 | 48.58 | 9 | 0
2030 | TVA_Transmission_2_ENT | TVA_Transmission | ENT | Internal | Summer | B9 | 800 | 3000 | 0 | 45.35 | 48.23 | 9 | 0
2030 | TVA_Transmission_2_ENT | TVA_Transmission | ENT | Internal | Summer | B10 | 1262 | 3000 | 0 | 45.14 | 46.65 | 9 | 0
2030 | TVA_Transmission_2_ENT | TVA_Transmission | ENT | Internal | Winter | B16 | 25 | 3000 | 0 | 85.16 | 75.36 | 9 | 0
2030 | TVA_Transmission_2_ENT | TVA_Transmission | ENT | Internal | Winter | B17 | 100 | 3000 | 0 | 60.63 | 53.3 | 9 | 0
2030 | TVA_Transmission_2_ENT | TVA_Transmission | ENT | Internal | Winter | B18 | 400 | 3000 | 0 | 54.82 | 52.92 | 9 | 0
2030 | TVA_Transmission_2_ENT | TVA_Transmission | ENT | Internal | Winter | B19 | 700 | 3000 | 0 | 53.29 | 51.86 | 9 | 0
2030 | TVA_Transmission_2_ENT | TVA_Transmission | ENT | Internal | Winter | B20 | 935 | 3000 | 0 | 50.55 | 51.17 | 9 | 0
2030 | TVA_Transmission_2_MISO_MO-IL | TVA_Transmission | MISO_MO-IL | Internal | Shoulder | B11 | 25 | 4000 | 0 | 71.04 | 77.6 | 9 | 0
2030 | TVA_Transmission_2_MISO_MO-IL | TVA_Transmission | MISO_MO-IL | Internal | Shoulder | B12 | 200 | 4000 | 0 | 57.64 | 58.17 | 9 | 0
2030 | TVA_Transmission_2_MISO_MO-IL | TVA_Transmission | MISO_MO-IL | Internal | Shoulder | B13 | 600 | 4000 | 0 | 52.05 | 50.85 | 9 | 0
2030 | TVA_Transmission_2_MISO_MO-IL | TVA_Transmission | MISO_MO-IL | Internal | Shoulder | B14 | 900 | 4000 | 0 | 50.57 | 47.43 | 9 | 0
2030 | TVA_Transmission_2_MISO_MO-IL | TVA_Transmission | MISO_MO-IL | Internal | Shoulder | B15 | 1203 | 4000 | 0 | 47.91 | 42.36 | 9 | 0
2030 | TVA_Transmission_2_MISO_MO-IL | TVA_Transmission | MISO_MO-IL | Internal | Summer | B1 | 10 | 4000 | 0 | 94.83 | 97.55 | 9 | 0
2030 | TVA_Transmission_2_MISO_MO-IL | TVA_Transmission | MISO_MO-IL | Internal | Summer | B2 | 25 | 4000 | 0 | 85.75 | 81.75 | 9 | 0
2030 | TVA_Transmission_2_MISO_MO-IL | TVA_Transmission | MISO_MO-IL | Internal | Summer | B3 | 75 | 4000 | 0 | 79.26 | 75.8 | 9 | 0
2030 | TVA_Transmission_2_MISO_MO-IL | TVA_Transmission | MISO_MO-IL | Internal | Summer | B4 | 100 | 4000 | 0 | 78.62 | 74.62 | 9 | 0
2030 | TVA_Transmission_2_MISO_MO-IL | TVA_Transmission | MISO_MO-IL | Internal | Summer | B5 | 200 | 4000 | 0 | 74.9 | 70.79 | 9 | 0
2030 | TVA_Transmission_2_MISO_MO-IL | TVA_Transmission | MISO_MO-IL | Internal | Summer | B6 | 300 | 4000 | 0 | 62.23 | 60.6 | 9 | 0
2030 | TVA_Transmission_2_MISO_MO-IL | TVA_Transmission | MISO_MO-IL | Internal | Summer | B7 | 400 | 4000 | 0 | 50.95 | 47.77 | 9 | 0
2030 | TVA_Transmission_2_MISO_MO-IL | TVA_Transmission | MISO_MO-IL | Internal | Summer | B8 | 500 | 4000 | 0 | 48.58 | 44.01 | 9 | 0
2030 | TVA_Transmission_2_MISO_MO-IL | TVA_Transmission | MISO_MO-IL | Internal | Summer | B9 | 800 | 4000 | 0 | 45.35 | 40.77 | 9 | 0
2030 | TVA_Transmission_2_MISO_MO-IL | TVA_Transmission | MISO_MO-IL | Internal | Summer | B10 | 1262 | 4000 | 0 | 45.14 | 40.63 | 9 | 0
2030 | TVA_Transmission_2_MISO_MO-IL | TVA_Transmission | MISO_MO-IL | Internal | Winter | B16 | 25 | 4000 | 0 | 85.16 | 77.57 | 9 | 0
2030 | TVA_Transmission_2_MISO_MO-IL | TVA_Transmission | MISO_MO-IL | Internal | Winter | B17 | 100 | 4000 | 0 | 60.63 | 60.34 | 9 | 0
2030 | TVA_Transmission_2_MISO_MO-IL | TVA_Transmission | MISO_MO-IL | Internal | Winter | B18 | 400 | 4000 | 0 | 54.82 | 52.8 | 9 | 0
2030 | TVA_Transmission_2_MISO_MO-IL | TVA_Transmission | MISO_MO-IL | Internal | Winter | B19 | 700 | 4000 | 0 | 53.29 | 47.57 | 9 | 0
2030 | TVA_Transmission_2_MISO_MO-IL | TVA_Transmission | MISO_MO-IL | Internal | Winter | B20 | 935 | 4000 | 0 | 50.55 | 44.33 | 9 | 0
2030 | TVA_Transmission_2_NonRTO_Midwest | TVA_Transmission | NonRTO_Midwest | Internal | Shoulder | B11 | 25 | 700 | 0 | 71.04 | 75.04 | 9 | 0
2030 | TVA_Transmission_2_NonRTO_Midwest | TVA_Transmission | NonRTO_Midwest | Internal | Shoulder | B12 | 200 | 700 | 0 | 57.64 | 66.16 | 9 | 0
2030 | TVA_Transmission_2_NonRTO_Midwest | TVA_Transmission | NonRTO_Midwest | Internal | Shoulder | B13 | 600 | 700 | 0 | 52.05 | 53.14 | 9 | 0
2030 | TVA_Transmission_2_NonRTO_Midwest | TVA_Transmission | NonRTO_Midwest | Internal | Shoulder | B14 | 900 | 700 | 0 | 50.57 | 45.63 | 9 | 0
2030 | TVA_Transmission_2_NonRTO_Midwest | TVA_Transmission | NonRTO_Midwest | Internal | Shoulder | B15 | 1203 | 700 | 0 | 47.91 | 45.63 | 9 | 0
2030 | TVA_Transmission_2_NonRTO_Midwest | TVA_Transmission | NonRTO_Midwest | Internal | Summer | B1 | 10 | 700 | 0 | 94.83 | 89.54 | 9 | 0
2030 | TVA_Transmission_2_NonRTO_Midwest | TVA_Transmission | NonRTO_Midwest | Internal | Summer | B2 | 25 | 700 | 0 | 85.75 | 80.48 | 9 | 0
2030 | TVA_Transmission_2_NonRTO_Midwest | TVA_Transmission | NonRTO_Midwest | Internal | Summer | B3 | 75 | 700 | 0 | 79.26 | 80.48 | 9 | 0
2030 | TVA_Transmission_2_NonRTO_Midwest | TVA_Transmission | NonRTO_Midwest | Internal | Summer | B4 | 100 | 700 | 0 | 78.62 | 80.48 | 9 | 0
2030 | TVA_Transmission_2_NonRTO_Midwest | TVA_Transmission | NonRTO_Midwest | Internal | Summer | B5 | 200 | 700 | 0 | 74.9 | 78.78 | 9 | 0
2030 | TVA_Transmission_2_NonRTO_Midwest | TVA_Transmission | NonRTO_Midwest | Internal | Summer | B6 | 300 | 700 | 0 | 62.23 | 64.91 | 9 | 0
2030 | TVA_Transmission_2_NonRTO_Midwest | TVA_Transmission | NonRTO_Midwest | Internal | Summer | B7 | 400 | 700 | 0 | 50.95 | 49.56 | 9 | 0
2030 | TVA_Transmission_2_NonRTO_Midwest | TVA_Transmission | NonRTO_Midwest | Internal | Summer | B8 | 500 | 700 | 0 | 48.58 | 44.14 | 9 | 0
2030 | TVA_Transmission_2_NonRTO_Midwest | TVA_Transmission | NonRTO_Midwest | Internal | Summer | B9 | 800 | 700 | 0 | 45.35 | 44.14 | 9 | 0
2030 | TVA_Transmission_2_NonRTO_Midwest | TVA_Transmission | NonRTO_Midwest | Internal | Summer | B10 | 1262 | 700 | 0 | 45.14 | 39.5 | 9 | 0
2030 | TVA_Transmission_2_NonRTO_Midwest | TVA_Transmission | NonRTO_Midwest | Internal | Winter | B16 | 25 | 700 | 0 | 85.16 | 85.55 | 9 | 0
2030 | TVA_Transmission_2_NonRTO_Midwest | TVA_Transmission | NonRTO_Midwest | Internal | Winter | B17 | 100 | 700 | 0 | 60.63 | 68.32 | 9 | 0
2030 | TVA_Transmission_2_NonRTO_Midwest | TVA_Transmission | NonRTO_Midwest | Internal | Winter | B18 | 400 | 700 | 0 | 54.82 | 58.4 | 9 | 0
2030 | TVA_Transmission_2_NonRTO_Midwest | TVA_Transmission | NonRTO_Midwest | Internal | Winter | B19 | 700 | 700 | 0 | 53.29 | 48.45 | 9 | 0
2030 | TVA_Transmission_2_NonRTO_Midwest | TVA_Transmission | NonRTO_Midwest | Internal | Winter | B20 | 935 | 700 | 0 | 50.55 | 46.53 | 9 | 0
2030 | TVA_Transmission_2_PJM_ROR | TVA_Transmission | PJM_ROR | Internal | Shoulder | B11 | 25 | 2000 | 0 | 71.04 | 65.04 | 9 | 0
2030 | TVA_Transmission_2_PJM_ROR | TVA_Transmission | PJM_ROR | Internal | Shoulder | B12 | 200 | 2000 | 0 | 57.64 | 57.29 | 9 | 0
2030 | TVA_Transmission_2_PJM_ROR | TVA_Transmission | PJM_ROR | Internal | Shoulder | B13 | 600 | 2000 | 0 | 52.05 | 48.85 | 9 | 0
2030 | TVA_Transmission_2_PJM_ROR | TVA_Transmission | PJM_ROR | Internal | Shoulder | B14 | 900 | 2000 | 0 | 50.57 | 45.43 | 9 | 0
2030 | TVA_Transmission_2_PJM_ROR | TVA_Transmission | PJM_ROR | Internal | Shoulder | B15 | 1203 | 2000 | 0 | 47.91 | 41.91 | 9 | 0
2030 | TVA_Transmission_2_PJM_ROR | TVA_Transmission | PJM_ROR | Internal | Summer | B1 | 10 | 2000 | 0 | 94.83 | 95.55 | 9 | 0
2030 | TVA_Transmission_2_PJM_ROR | TVA_Transmission | PJM_ROR | Internal | Summer | B2 | 25 | 2000 | 0 | 85.75 | 79.75 | 9 | 0
2030 | TVA_Transmission_2_PJM_ROR | TVA_Transmission | PJM_ROR | Internal | Summer | B3 | 75 | 2000 | 0 | 79.26 | 73.8 | 9 | 0
2030 | TVA_Transmission_2_PJM_ROR | TVA_Transmission | PJM_ROR | Internal | Summer | B4 | 100 | 2000 | 0 | 78.62 | 72.62 | 9 | 0
2030 | TVA_Transmission_2_PJM_ROR | TVA_Transmission | PJM_ROR | Internal | Summer | B5 | 200 | 2000 | 0 | 74.9 | 68.79 | 9 | 0
2030 | TVA_Transmission_2_PJM_ROR | TVA_Transmission | PJM_ROR | Internal | Summer | B6 | 300 | 2000 | 0 | 62.23 | 56.23 | 9 | 0
2030 | TVA_Transmission_2_PJM_ROR | TVA_Transmission | PJM_ROR | Internal | Summer | B7 | 400 | 2000 | 0 | 50.95 | 45.77 | 9 | 0
2030 | TVA_Transmission_2_PJM_ROR | TVA_Transmission | PJM_ROR | Internal | Summer | B8 | 500 | 2000 | 0 | 48.58 | 43.13 | 9 | 0
2030 | TVA_Transmission_2_PJM_ROR | TVA_Transmission | PJM_ROR | Internal | Summer | B9 | 800 | 2000 | 0 | 45.35 | 40.39 | 9 | 0
2030 | TVA_Transmission_2_PJM_ROR | TVA_Transmission | PJM_ROR | Internal | Summer | B10 | 1262 | 2000 | 0 | 45.14 | 40.39 | 9 | 0
2030 | TVA_Transmission_2_PJM_ROR | TVA_Transmission | PJM_ROR | Internal | Winter | B16 | 25 | 2000 | 0 | 85.16 | 79.54 | 9 | 0
2030 | TVA_Transmission_2_PJM_ROR | TVA_Transmission | PJM_ROR | Internal | Winter | B17 | 100 | 2000 | 0 | 60.63 | 62.34 | 9 | 0
2030 | TVA_Transmission_2_PJM_ROR | TVA_Transmission | PJM_ROR | Internal | Winter | B18 | 400 | 2000 | 0 | 54.82 | 51.35 | 9 | 0
2030 | TVA_Transmission_2_PJM_ROR | TVA_Transmission | PJM_ROR | Internal | Winter | B19 | 700 | 2000 | 0 | 53.29 | 48.86 | 9 | 0
2030 | TVA_Transmission_2_PJM_ROR | TVA_Transmission | PJM_ROR | Internal | Winter | B20 | 935 | 2000 | 0 | 50.55 | 44.97 | 9 | 0
2030 | TVA_Transmission_2_SOCO | TVA_Transmission | SOCO | Internal | Shoulder | B11 | 25 | 3200 | 0 | 71.04 | 78.92 | 9 | 0
2030 | TVA_Transmission_2_SOCO | TVA_Transmission | SOCO | Internal | Shoulder | B12 | 200 | 3200 | 0 | 57.64 | 50.12 | 9 | 0
2030 | TVA_Transmission_2_SOCO | TVA_Transmission | SOCO | Internal | Shoulder | B13 | 600 | 3200 | 0 | 52.05 | 50.12 | 9 | 0
2030 | TVA_Transmission_2_SOCO | TVA_Transmission | SOCO | Internal | Shoulder | B14 | 900 | 3200 | 0 | 50.57 | 50.12 | 9 | 0
2030 | TVA_Transmission_2_SOCO | TVA_Transmission | SOCO | Internal | Shoulder | B15 | 1203 | 3200 | 0 | 47.91 | 46.83 | 9 | 0
2030 | TVA_Transmission_2_SOCO | TVA_Transmission | SOCO | Internal | Summer | B1 | 10 | 3200 | 0 | 94.83 | 97.55 | 9 | 0
2030 | TVA_Transmission_2_SOCO | TVA_Transmission | SOCO | Internal | Summer | B2 | 25 | 3200 | 0 | 85.75 | 88.73 | 9 | 0
2030 | TVA_Transmission_2_SOCO | TVA_Transmission | SOCO | Internal | Summer | B3 | 75 | 3200 | 0 | 79.26 | 83.67 | 9 | 0
2030 | TVA_Transmission_2_SOCO | TVA_Transmission | SOCO | Internal | Summer | B4 | 100 | 3200 | 0 | 78.62 | 82.07 | 9 | 0
2030 | TVA_Transmission_2_SOCO | TVA_Transmission | SOCO | Internal | Summer | B5 | 200 | 3200 | 0 | 74.9 | 82.07 | 9 | 0
2030 | TVA_Transmission_2_SOCO | TVA_Transmission | SOCO | Internal | Summer | B6 | 300 | 3200 | 1148.58 | 62.23 | 71.23 | 9 | 0
2030 | TVA_Transmission_2_SOCO | TVA_Transmission | SOCO | Internal | Summer | B7 | 400 | 3200 | 0 | 50.95 | 58.77 | 9 | 0
2030 | TVA_Transmission_2_SOCO | TVA_Transmission | SOCO | Internal | Summer | B8 | 500 | 3200 | 0 | 48.58 | 48.64 | 9 | 0
2030 | TVA_Transmission_2_SOCO | TVA_Transmission | SOCO | Internal | Summer | B9 | 800 | 3200 | 0 | 45.35 | 48.64 | 9 | 0
2030 | TVA_Transmission_2_SOCO | TVA_Transmission | SOCO | Internal | Summer | B10 | 1262 | 3200 | 0 | 45.14 | 46.52 | 9 | 0
2030 | TVA_Transmission_2_SOCO | TVA_Transmission | SOCO | Internal | Winter | B16 | 25 | 3200 | 0 | 85.16 | 84.72 | 9 | 0
2030 | TVA_Transmission_2_SOCO | TVA_Transmission | SOCO | Internal | Winter | B17 | 100 | 3200 | 0 | 60.63 | 55.08 | 9 | 0
2030 | TVA_Transmission_2_SOCO | TVA_Transmission | SOCO | Internal | Winter | B18 | 400 | 3200 | 0 | 54.82 | 53.17 | 9 | 0
2030 | TVA_Transmission_2_SOCO | TVA_Transmission | SOCO | Internal | Winter | B19 | 700 | 3200 | 0 | 53.29 | 53.17 | 9 | 0
2030 | TVA_Transmission_2_SOCO | TVA_Transmission | SOCO | Internal | Winter | B20 | 935 | 3200 | 0 | 50.55 | 48.82 | 9 | 0
2030 | TVA_Transmission_2_TVA | TVA_Transmission | TVA | Internal | Shoulder | B11 | 25 | 99999 | 260.38 | 71.04 | 71.05 | 0.01 | 0
2030 | TVA_Transmission_2_TVA | TVA_Transmission | TVA | Internal | Shoulder | B12 | 200 | 99999 | 0 | 57.64 | 51.68 | 0.01 | 0
2030 | TVA_Transmission_2_TVA | TVA_Transmission | TVA | Internal | Shoulder | B13 | 600 | 99999 | 0 | 52.05 | 49.95 | 0.01 | 0
2030 | TVA_Transmission_2_TVA | TVA_Transmission | TVA | Internal | Shoulder | B14 | 900 | 99999 | 0 | 50.57 | 49.95 | 0.01 | 0
2030 | TVA_Transmission_2_TVA | TVA_Transmission | TVA | Internal | Shoulder | B15 | 1203 | 99999 | 1050.33 | 47.91 | 47.92 | 0.01 | 0
2030 | TVA_Transmission_2_TVA | TVA_Transmission | TVA | Internal | Summer | B1 | 10 | 99999 | 0 | 94.83 | 86.55 | 0.01 | 0
2030 | TVA_Transmission_2_TVA | TVA_Transmission | TVA | Internal | Summer | B2 | 25 | 99999 | 1994.31 | 85.75 | 85.76 | 0.01 | 0
2030 | TVA_Transmission_2_TVA | TVA_Transmission | TVA | Internal | Summer | B3 | 75 | 99999 | 0 | 79.26 | 78.63 | 0.01 | 0
2030 | TVA_Transmission_2_TVA | TVA_Transmission | TVA | Internal | Summer | B4 | 100 | 99999 | 1722.25 | 78.62 | 78.63 | 0.01 | 0
2030 | TVA_Transmission_2_TVA | TVA_Transmission | TVA | Internal | Summer | B5 | 200 | 99999 | 1822.24 | 74.9 | 74.92 | 0.01 | 0
2030 | TVA_Transmission_2_TVA | TVA_Transmission | TVA | Internal | Summer | B6 | 300 | 99999 | 0 | 62.23 | 61.48 | 0.01 | 0
2030 | TVA_Transmission_2_TVA | TVA_Transmission | TVA | Internal | Summer | B7 | 400 | 99999 | 0 | 50.95 | 49.2 | 0.01 | 0
2030 | TVA_Transmission_2_TVA | TVA_Transmission | TVA | Internal | Summer | B8 | 500 | 99999 | 0 | 48.58 | 48.14 | 0.01 | 0
2030 | TVA_Transmission_2_TVA | TVA_Transmission | TVA | Internal | Summer | B9 | 800 | 99999 | 0 | 45.35 | 44.33 | 0.01 | 0
2030 | TVA_Transmission_2_TVA | TVA_Transmission | TVA | Internal | Summer | B10 | 1262 | 99999 | 0 | 45.14 | 44.33 | 0.01 | 0
2030 | TVA_Transmission_2_TVA | TVA_Transmission | TVA | Internal | Winter | B16 | 25 | 99999 | 1200.07 | 85.16 | 85.17 | 0.01 | 0
2030 | TVA_Transmission_2_TVA | TVA_Transmission | TVA | Internal | Winter | B17 | 100 | 99999 | 0 | 60.63 | 55.81 | 0.01 | 0
2030 | TVA_Transmission_2_TVA | TVA_Transmission | TVA | Internal | Winter | B18 | 400 | 99999 | 0 | 54.82 | 52.5 | 0.01 | 0
2030 | TVA_Transmission_2_TVA | TVA_Transmission | TVA | Internal | Winter | B19 | 700 | 99999 | 0 | 53.29 | 52.5 | 0.01 | 0
2030 | TVA_Transmission_2_TVA | TVA_Transmission | TVA | Internal | Winter | B20 | 935 | 99999 | 0 | 50.55 | 50.22 | 0.01 | 0
2030 | TVA_Transmission_2_VACAR | TVA_Transmission | VACAR | Internal | Shoulder | B11 | 25 | 900 | 0 | 71.04 | 71.92 | 9 | 0
2030 | TVA_Transmission_2_VACAR | TVA_Transmission | VACAR | Internal | Shoulder | B12 | 200 | 900 | 0 | 57.64 | 60.12 | 9 | 0
2030 | TVA_Transmission_2_VACAR | TVA_Transmission | VACAR | Internal | Shoulder | B13 | 600 | 900 | 0 | 52.05 | 51.39 | 9 | 0
2030 | TVA_Transmission_2_VACAR | TVA_Transmission | VACAR | Internal | Shoulder | B14 | 900 | 900 | 0 | 50.57 | 49.45 | 9 | 0
2030 | TVA_Transmission_2_VACAR | TVA_Transmission | VACAR | Internal | Shoulder | B15 | 1203 | 900 | 0 | 47.91 | 49.45 | 9 | 0
2030 | TVA_Transmission_2_VACAR | TVA_Transmission | VACAR | Internal | Summer | B1 | 10 | 900 | 0.01 | 94.83 | 101.55 | 9 | 0
2030 | TVA_Transmission_2_VACAR | TVA_Transmission | VACAR | Internal | Summer | B2 | 25 | 900 | 0 | 85.75 | 85.75 | 9 | 0
2030 | TVA_Transmission_2_VACAR | TVA_Transmission | VACAR | Internal | Summer | B3 | 75 | 900 | 0 | 79.26 | 85.75 | 9 | 0
2030 | TVA_Transmission_2_VACAR | TVA_Transmission | VACAR | Internal | Summer | B4 | 100 | 900 | 0 | 78.62 | 83.9 | 9 | 0
2030 | TVA_Transmission_2_VACAR | TVA_Transmission | VACAR | Internal | Summer | B5 | 200 | 900 | 677.75 | 74.9 | 83.9 | 9 | 0
2030 | TVA_Transmission_2_VACAR | TVA_Transmission | VACAR | Internal | Summer | B6 | 300 | 900 | 0 | 62.23 | 65.66 | 9 | 0
2030 | TVA_Transmission_2_VACAR | TVA_Transmission | VACAR | Internal | Summer | B7 | 400 | 900 | 0 | 50.95 | 51.77 | 9 | 0
2030 | TVA_Transmission_2_VACAR | TVA_Transmission | VACAR | Internal | Summer | B8 | 500 | 900 | 0 | 48.58 | 49.13 | 9 | 0
2030 | TVA_Transmission_2_VACAR | TVA_Transmission | VACAR | Internal | Summer | B9 | 800 | 900 | 0 | 45.35 | 47.46 | 9 | 0
2030 | TVA_Transmission_2_VACAR | TVA_Transmission | VACAR | Internal | Summer | B10 | 1262 | 900 | 0 | 45.14 | 47.46 | 9 | 0
2030 | TVA_Transmission_2_VACAR | TVA_Transmission | VACAR | Internal | Winter | B16 | 25 | 900 | 899.98 | 85.16 | 94.72 | 9 | 0.56
2030 | TVA_Transmission_2_VACAR | TVA_Transmission | VACAR | Internal | Winter | B17 | 100 | 900 | 0 | 60.63 | 68.34 | 9 | 0
2030 | TVA_Transmission_2_VACAR | TVA_Transmission | VACAR | Internal | Winter | B18 | 400 | 900 | 0 | 54.82 | 54.85 | 9 | 0
2030 | TVA_Transmission_2_VACAR | TVA_Transmission | VACAR | Internal | Winter | B19 | 700 | 900 | 0 | 53.29 | 53.9 | 9 | 0
2030 | TVA_Transmission_2_VACAR | TVA_Transmission | VACAR | Internal | Winter | B20 | 935 | 900 | 0 | 50.55 | 53.9 | 9 | 0
2030 | VACAR_2_PJM_ROR | VACAR | PJM_ROR | Internal | Shoulder | B11 | 25 | 2000 | 0 | 71.92 | 65.04 | 7 | 0
2030 | VACAR_2_PJM_ROR | VACAR | PJM_ROR | Internal | Shoulder | B12 | 200 | 2000 | 0 | 60.12 | 57.29 | 7 | 0
2030 | VACAR_2_PJM_ROR | VACAR | PJM_ROR | Internal | Shoulder | B13 | 600 | 2000 | 0 | 51.39 | 48.85 | 7 | 0
2030 | VACAR_2_PJM_ROR | VACAR | PJM_ROR | Internal | Shoulder | B14 | 900 | 2000 | 0 | 49.45 | 45.43 | 7 | 0
2030 | VACAR_2_PJM_ROR | VACAR | PJM_ROR | Internal | Shoulder | B15 | 1203 | 2000 | 0 | 49.45 | 41.91 | 7 | 0
2030 | VACAR_2_PJM_ROR | VACAR | PJM_ROR | Internal | Summer | B1 | 10 | 2000 | 0 | 101.55 | 95.55 | 7 | 0
2030 | VACAR_2_PJM_ROR | VACAR | PJM_ROR | Internal | Summer | B2 | 25 | 2000 | 0 | 85.75 | 79.75 | 7 | 0
2030 | VACAR_2_PJM_ROR | VACAR | PJM_ROR | Internal | Summer | B3 | 75 | 2000 | 0 | 85.75 | 73.8 | 7 | 0
2030 | VACAR_2_PJM_ROR | VACAR | PJM_ROR | Internal | Summer | B4 | 100 | 2000 | 0 | 83.9 | 72.62 | 7 | 0
2030 | VACAR_2_PJM_ROR | VACAR | PJM_ROR | Internal | Summer | B5 | 200 | 2000 | 0 | 83.9 | 68.79 | 7 | 0
2030 | VACAR_2_PJM_ROR | VACAR | PJM_ROR | Internal | Summer | B6 | 300 | 2000 | 0 | 65.66 | 56.23 | 7 | 0
2030 | VACAR_2_PJM_ROR | VACAR | PJM_ROR | Internal | Summer | B7 | 400 | 2000 | 0 | 51.77 | 45.77 | 7 | 0
2030 | VACAR_2_PJM_ROR | VACAR | PJM_ROR | Internal | Summer | B8 | 500 | 2000 | 0 | 49.13 | 43.13 | 7 | 0
2030 | VACAR_2_PJM_ROR | VACAR | PJM_ROR | Internal | Summer | B9 | 800 | 2000 | 0 | 47.46 | 40.39 | 7 | 0
2030 | VACAR_2_PJM_ROR | VACAR | PJM_ROR | Internal | Summer | B10 | 1262 | 2000 | 0 | 47.46 | 40.39 | 7 | 0
2030 | VACAR_2_PJM_ROR | VACAR | PJM_ROR | Internal | Winter | B16 | 25 | 2000 | 0 | 94.72 | 79.54 | 7 | 0
2030 | VACAR_2_PJM_ROR | VACAR | PJM_ROR | Internal | Winter | B17 | 100 | 2000 | 0 | 68.34 | 62.34 | 7 | 0
2030 | VACAR_2_PJM_ROR | VACAR | PJM_ROR | Internal | Winter | B18 | 400 | 2000 | 0 | 54.85 | 51.35 | 7 | 0
2030 | VACAR_2_PJM_ROR | VACAR | PJM_ROR | Internal | Winter | B19 | 700 | 2000 | 0 | 53.9 | 48.86 | 7 | 0
2030 | VACAR_2_PJM_ROR | VACAR | PJM_ROR | Internal | Winter | B20 | 935 | 2000 | 0 | 53.9 | 44.97 | 7 | 0
2030 | VACAR_2_SOCO | VACAR | SOCO | Internal | Shoulder | B11 | 25 | 3000 | 2886.72 | 71.92 | 78.92 | 7 | 0
2030 | VACAR_2_SOCO | VACAR | SOCO | Internal | Shoulder | B12 | 200 | 3000 | 0 | 60.12 | 50.12 | 7 | 0
2030 | VACAR_2_SOCO | VACAR | SOCO | Internal | Shoulder | B13 | 600 | 3000 | 0 | 51.39 | 50.12 | 7 | 0
2030 | VACAR_2_SOCO | VACAR | SOCO | Internal | Shoulder | B14 | 900 | 3000 | 0 | 49.45 | 50.12 | 7 | 0
2030 | VACAR_2_SOCO | VACAR | SOCO | Internal | Shoulder | B15 | 1203 | 3000 | 0 | 49.45 | 46.83 | 7 | 0
2030 | VACAR_2_SOCO | VACAR | SOCO | Internal | Summer | B1 | 10 | 3000 | 0 | 101.55 | 97.55 | 7 | 0
2030 | VACAR_2_SOCO | VACAR | SOCO | Internal | Summer | B2 | 25 | 3000 | 0 | 85.75 | 88.73 | 7 | 0
2030 | VACAR_2_SOCO | VACAR | SOCO | Internal | Summer | B3 | 75 | 3000 | 0 | 85.75 | 83.67 | 7 | 0
2030 | VACAR_2_SOCO | VACAR | SOCO | Internal | Summer | B4 | 100 | 3000 | 0 | 83.9 | 82.07 | 7 | 0
2030 | VACAR_2_SOCO | VACAR | SOCO | Internal | Summer | B5 | 200 | 3000 | 0 | 83.9 | 82.07 | 7 | 0
2030 | VACAR_2_SOCO | VACAR | SOCO | Internal | Summer | B6 | 300 | 3000 | 0 | 65.66 | 71.23 | 7 | 0
2030 | VACAR_2_SOCO | VACAR | SOCO | Internal | Summer | B7 | 400 | 3000 | 1403.94 | 51.77 | 58.77 | 7 | 0
2030 | VACAR_2_SOCO | VACAR | SOCO | Internal | Summer | B8 | 500 | 3000 | 0 | 49.13 | 48.64 | 7 | 0
2030 | VACAR_2_SOCO | VACAR | SOCO | Internal | Summer | B9 | 800 | 3000 | 0 | 47.46 | 48.64 | 7 | 0
2030 | VACAR_2_SOCO | VACAR | SOCO | Internal | Summer | B10 | 1262 | 3000 | 0 | 47.46 | 46.52 | 7 | 0
2030 | VACAR_2_SOCO | VACAR | SOCO | Internal | Winter | B16 | 25 | 3000 | 0 | 94.72 | 84.72 | 7 | 0
2030 | VACAR_2_SOCO | VACAR | SOCO | Internal | Winter | B17 | 100 | 3000 | 0 | 68.34 | 55.08 | 7 | 0
2030 | VACAR_2_SOCO | VACAR | SOCO | Internal | Winter | B18 | 400 | 3000 | 0 | 54.85 | 53.17 | 7 | 0
2030 | VACAR_2_SOCO | VACAR | SOCO | Internal | Winter | B19 | 700 | 3000 | 0 | 53.9 | 53.17 | 7 | 0
2030 | VACAR_2_SOCO | VACAR | SOCO | Internal | Winter | B20 | 935 | 3000 | 0 | 53.9 | 48.82 | 7 | 0
2030 | VACAR_2_TVA_Transmission | VACAR | TVA_Transmission | Internal | Shoulder | B11 | 25 | 900 | 0 | 71.92 | 71.04 | 7 | 0
2030 | VACAR_2_TVA_Transmission | VACAR | TVA_Transmission | Internal | Shoulder | B12 | 200 | 900 | 0 | 60.12 | 57.64 | 7 | 0
2030 | VACAR_2_TVA_Transmission | VACAR | TVA_Transmission | Internal | Shoulder | B13 | 600 | 900 | 0 | 51.39 | 52.05 | 7 | 0
2030 | VACAR_2_TVA_Transmission | VACAR | TVA_Transmission | Internal | Shoulder | B14 | 900 | 900 | 0 | 49.45 | 50.57 | 7 | 0
2030 | VACAR_2_TVA_Transmission | VACAR | TVA_Transmission | Internal | Shoulder | B15 | 1203 | 900 | 0 | 49.45 | 47.91 | 7 | 0
2030 | VACAR_2_TVA_Transmission | VACAR | TVA_Transmission | Internal | Summer | B1 | 10 | 900 | 0 | 101.55 | 94.83 | 7 | 0
2030 | VACAR_2_TVA_Transmission | VACAR | TVA_Transmission | Internal | Summer | B2 | 25 | 900 | 0 | 85.75 | 85.75 | 7 | 0
2030 | VACAR_2_TVA_Transmission | VACAR | TVA_Transmission | Internal | Summer | B3 | 75 | 900 | 0 | 85.75 | 79.26 | 7 | 0
2030 | VACAR_2_TVA_Transmission | VACAR | TVA_Transmission | Internal | Summer | B4 | 100 | 900 | 0 | 83.9 | 78.62 | 7 | 0
2030 | VACAR_2_TVA_Transmission | VACAR | TVA_Transmission | Internal | Summer | B5 | 200 | 900 | 0 | 83.9 | 74.9 | 7 | 0
2030 | VACAR_2_TVA_Transmission | VACAR | TVA_Transmission | Internal | Summer | B6 | 300 | 900 | 0 | 65.66 | 62.23 | 7 | 0
2030 | VACAR_2_TVA_Transmission | VACAR | TVA_Transmission | Internal | Summer | B7 | 400 | 900 | 0 | 51.77 | 50.95 | 7 | 0
2030 | VACAR_2_TVA_Transmission | VACAR | TVA_Transmission | Internal | Summer | B8 | 500 | 900 | 0 | 49.13 | 48.58 | 7 | 0
2030 | VACAR_2_TVA_Transmission | VACAR | TVA_Transmission | Internal | Summer | B9 | 800 | 900 | 0 | 47.46 | 45.35 | 7 | 0
2030 | VACAR_2_TVA_Transmission | VACAR | TVA_Transmission | Internal | Summer | B10 | 1262 | 900 | 0 | 47.46 | 45.14 | 7 | 0
2030 | VACAR_2_TVA_Transmission | VACAR | TVA_Transmission | Internal | Winter | B16 | 25 | 900 | 0 | 94.72 | 85.16 | 7 | 0
2030 | VACAR_2_TVA_Transmission | VACAR | TVA_Transmission | Internal | Winter | B17 | 100 | 900 | 0 | 68.34 | 60.63 | 7 | 0
2030 | VACAR_2_TVA_Transmission | VACAR | TVA_Transmission | Internal | Winter | B18 | 400 | 900 | 0 | 54.85 | 54.82 | 7 | 0
2030 | VACAR_2_TVA_Transmission | VACAR | TVA_Transmission | Internal | Winter | B19 | 700 | 900 | 0 | 53.9 | 53.29 | 7 | 0
2030 | VACAR_2_TVA_Transmission | VACAR | TVA_Transmission | Internal | Winter | B20 | 935 | 900 | 0 | 53.9 | 50.55 | 7 | 0
2035 | ENT_2_MISO_MO-IL | ENT | MISO_MO-IL | Internal | Shoulder | B11 | 25 | 2260 | 0 | 80.08 | 86.33 | 8 | 0
2035 | ENT_2_MISO_MO-IL | ENT | MISO_MO-IL | Internal | Shoulder | B12 | 200 | 2260 | 1400.56 | 56.46 | 64.46 | 8 | 0
2035 | ENT_2_MISO_MO-IL | ENT | MISO_MO-IL | Internal | Shoulder | B13 | 600 | 2260 | 0 | 55.45 | 55.23 | 8 | 0
2035 | ENT_2_MISO_MO-IL | ENT | MISO_MO-IL | Internal | Shoulder | B14 | 900 | 2260 | 0 | 54.56 | 52.32 | 8 | 0
2035 | ENT_2_MISO_MO-IL | ENT | MISO_MO-IL | Internal | Shoulder | B15 | 1203 | 2260 | 0 | 53.61 | 46.64 | 8 | 0
2035 | ENT_2_MISO_MO-IL | ENT | MISO_MO-IL | Internal | Summer | B1 | 10 | 2260 | 853.13 | 102.43 | 110.43 | 8 | 0
2035 | ENT_2_MISO_MO-IL | ENT | MISO_MO-IL | Internal | Summer | B2 | 25 | 2260 | 217.44 | 85.31 | 93.31 | 8 | 0
2035 | ENT_2_MISO_MO-IL | ENT | MISO_MO-IL | Internal | Summer | B3 | 75 | 2260 | 0 | 83.05 | 83.82 | 8 | 0
2035 | ENT_2_MISO_MO-IL | ENT | MISO_MO-IL | Internal | Summer | B4 | 100 | 2260 | 0 | 82.9 | 83.22 | 8 | 0
2035 | ENT_2_MISO_MO-IL | ENT | MISO_MO-IL | Internal | Summer | B5 | 200 | 2260 | 0 | 78.79 | 83.22 | 8 | 0
2035 | ENT_2_MISO_MO-IL | ENT | MISO_MO-IL | Internal | Summer | B6 | 300 | 2260 | 0 | 76.46 | 76.46 | 8 | 0
2035 | ENT_2_MISO_MO-IL | ENT | MISO_MO-IL | Internal | Summer | B7 | 400 | 2260 | 0 | 54.07 | 54.07 | 8 | 0
2035 | ENT_2_MISO_MO-IL | ENT | MISO_MO-IL | Internal | Summer | B8 | 500 | 2260 | 0 | 54.07 | 46.52 | 8 | 0
2035 | ENT_2_MISO_MO-IL | ENT | MISO_MO-IL | Internal | Summer | B9 | 800 | 2260 | 0 | 51.9 | 45.17 | 8 | 0
2035 | ENT_2_MISO_MO-IL | ENT | MISO_MO-IL | Internal | Summer | B10 | 1262 | 2260 | 0 | 51.9 | 44.96 | 8 | 0
2035 | ENT_2_MISO_MO-IL | ENT | MISO_MO-IL | Internal | Winter | B16 | 25 | 2260 | 0 | 80.9 | 87.28 | 8 | 0
2035 | ENT_2_MISO_MO-IL | ENT | MISO_MO-IL | Internal | Winter | B17 | 100 | 2260 | 0.01 | 59.42 | 67.16 | 8 | 0
2035 | ENT_2_MISO_MO-IL | ENT | MISO_MO-IL | Internal | Winter | B18 | 400 | 2260 | 0 | 58.86 | 57.89 | 8 | 0
2035 | ENT_2_MISO_MO-IL | ENT | MISO_MO-IL | Internal | Winter | B19 | 700 | 2260 | 0 | 57.03 | 54.12 | 8 | 0
2035 | ENT_2_MISO_MO-IL | ENT | MISO_MO-IL | Internal | Winter | B20 | 935 | 2260 | 0 | 57.03 | 49.64 | 8 | 0
2035 | ENT_2_SOCO | ENT | SOCO | Internal | Shoulder | B11 | 25 | 2000 | 0 | 80.08 | 86.34 | 8 | 0
2035 | ENT_2_SOCO | ENT | SOCO | Internal | Shoulder | B12 | 200 | 2000 | 0 | 56.46 | 55.72 | 8 | 0
2035 | ENT_2_SOCO | ENT | SOCO | Internal | Shoulder | B13 | 600 | 2000 | 0 | 55.45 | 55.72 | 8 | 0
2035 | ENT_2_SOCO | ENT | SOCO | Internal | Shoulder | B14 | 900 | 2000 | 0 | 54.56 | 55.72 | 8 | 0
2035 | ENT_2_SOCO | ENT | SOCO | Internal | Shoulder | B15 | 1203 | 2000 | 0 | 53.61 | 51.09 | 8 | 0
2035 | ENT_2_SOCO | ENT | SOCO | Internal | Summer | B1 | 10 | 2000 | 1392.18 | 102.43 | 110.43 | 8 | 0
2035 | ENT_2_SOCO | ENT | SOCO | Internal | Summer | B2 | 25 | 2000 | 69.97 | 85.31 | 93.31 | 8 | 0
2035 | ENT_2_SOCO | ENT | SOCO | Internal | Summer | B3 | 75 | 2000 | 1482.26 | 83.05 | 91.05 | 8 | 0
2035 | ENT_2_SOCO | ENT | SOCO | Internal | Summer | B4 | 100 | 2000 | 1575.97 | 82.9 | 90.9 | 8 | 0
2035 | ENT_2_SOCO | ENT | SOCO | Internal | Summer | B5 | 200 | 2000 | 2000 | 78.79 | 90.9 | 8 | 4.11
2035 | ENT_2_SOCO | ENT | SOCO | Internal | Summer | B6 | 300 | 2000 | 0 | 76.46 | 76.94 | 8 | 0
2035 | ENT_2_SOCO | ENT | SOCO | Internal | Summer | B7 | 400 | 2000 | 175.55 | 54.07 | 62.07 | 8 | 0
2035 | ENT_2_SOCO | ENT | SOCO | Internal | Summer | B8 | 500 | 2000 | 0 | 54.07 | 54.18 | 8 | 0
2035 | ENT_2_SOCO | ENT | SOCO | Internal | Summer | B9 | 800 | 2000 | 0 | 51.9 | 54.18 | 8 | 0
2035 | ENT_2_SOCO | ENT | SOCO | Internal | Summer | B10 | 1262 | 2000 | 0 | 51.9 | 49.72 | 8 | 0
2035 | ENT_2_SOCO | ENT | SOCO | Internal | Winter | B16 | 25 | 2000 | 294.42 | 80.9 | 88.9 | 8 | 0
2035 | ENT_2_SOCO | ENT | SOCO | Internal | Winter | B17 | 100 | 2000 | 0 | 59.42 | 59.07 | 8 | 0
2035 | ENT_2_SOCO | ENT | SOCO | Internal | Winter | B18 | 400 | 2000 | 0 | 58.86 | 59.07 | 8 | 0
2035 | ENT_2_SOCO | ENT | SOCO | Internal | Winter | B19 | 700 | 2000 | 0 | 57.03 | 58.5 | 8 | 0
2035 | ENT_2_SOCO | ENT | SOCO | Internal | Winter | B20 | 935 | 2000 | 0 | 57.03 | 54.09 | 8 | 0
2035 | ENT_2_SPP_N | ENT | SPP_N | Internal | Shoulder | B11 | 25 | 1300 | 434.54 | 80.08 | 88.08 | 8 | 0
2035 | ENT_2_SPP_N | ENT | SPP_N | Internal | Shoulder | B12 | 200 | 1300 | 0 | 56.46 | 59.49 | 8 | 0
2035 | ENT_2_SPP_N | ENT | SPP_N | Internal | Shoulder | B13 | 600 | 1300 | 0 | 55.45 | 54.79 | 8 | 0
2035 | ENT_2_SPP_N | ENT | SPP_N | Internal | Shoulder | B14 | 900 | 1300 | 0 | 54.56 | 49.95 | 8 | 0
2035 | ENT_2_SPP_N | ENT | SPP_N | Internal | Shoulder | B15 | 1203 | 1300 | 0 | 53.61 | 49.95 | 8 | 0
2035 | ENT_2_SPP_N | ENT | SPP_N | Internal | Summer | B1 | 10 | 1300 | 0 | 102.43 | 105.42 | 8 | 0
2035 | ENT_2_SPP_N | ENT | SPP_N | Internal | Summer | B2 | 25 | 1300 | 0 | 85.31 | 88.32 | 8 | 0
2035 | ENT_2_SPP_N | ENT | SPP_N | Internal | Summer | B3 | 75 | 1300 | 0 | 83.05 | 88.32 | 8 | 0
2035 | ENT_2_SPP_N | ENT | SPP_N | Internal | Summer | B4 | 100 | 1300 | 0 | 82.9 | 85.45 | 8 | 0
2035 | ENT_2_SPP_N | ENT | SPP_N | Internal | Summer | B5 | 200 | 1300 | 0 | 78.79 | 85.45 | 8 | 0
2035 | ENT_2_SPP_N | ENT | SPP_N | Internal | Summer | B6 | 300 | 1300 | 538.69 | 76.46 | 84.46 | 8 | 0
2035 | ENT_2_SPP_N | ENT | SPP_N | Internal | Summer | B7 | 400 | 1300 | 445.52 | 54.07 | 62.07 | 8 | 0
2035 | ENT_2_SPP_N | ENT | SPP_N | Internal | Summer | B8 | 500 | 1300 | 0 | 54.07 | 53.4 | 8 | 0
2035 | ENT_2_SPP_N | ENT | SPP_N | Internal | Summer | B9 | 800 | 1300 | 0 | 51.9 | 51.6 | 8 | 0
2035 | ENT_2_SPP_N | ENT | SPP_N | Internal | Summer | B10 | 1262 | 1300 | 0 | 51.9 | 48.38 | 8 | 0
2035 | ENT_2_SPP_N | ENT | SPP_N | Internal | Winter | B16 | 25 | 1300 | 841.41 | 80.9 | 88.9 | 8 | 0
2035 | ENT_2_SPP_N | ENT | SPP_N | Internal | Winter | B17 | 100 | 1300 | 0 | 59.42 | 62.16 | 8 | 0
2035 | ENT_2_SPP_N | ENT | SPP_N | Internal | Winter | B18 | 400 | 1300 | 0 | 58.86 | 57.01 | 8 | 0
2035 | ENT_2_SPP_N | ENT | SPP_N | Internal | Winter | B19 | 700 | 1300 | 0 | 57.03 | 53.26 | 8 | 0
2035 | ENT_2_SPP_N | ENT | SPP_N | Internal | Winter | B20 | 935 | 1300 | 0 | 57.03 | 53.26 | 8 | 0
2035 | ENT_2_SPP_S | ENT | SPP_S | Internal | Shoulder | B11 | 25 | 1300 | 0 | 80.08 | 77.37 | 8 | 0
2035 | ENT_2_SPP_S | ENT | SPP_S | Internal | Shoulder | B12 | 200 | 1300 | 0 | 56.46 | 53.52 | 8 | 0
2035 | ENT_2_SPP_S | ENT | SPP_S | Internal | Shoulder | B13 | 600 | 1300 | 0 | 55.45 | 53.4 | 8 | 0
2035 | ENT_2_SPP_S | ENT | SPP_S | Internal | Shoulder | B14 | 900 | 1300 | 0 | 54.56 | 49.56 | 8 | 0
2035 | ENT_2_SPP_S | ENT | SPP_S | Internal | Shoulder | B15 | 1203 | 1300 | 0 | 53.61 | 49.02 | 8 | 0
2035 | ENT_2_SPP_S | ENT | SPP_S | Internal | Summer | B1 | 10 | 1300 | 0 | 102.43 | 74.74 | 8 | 0
2035 | ENT_2_SPP_S | ENT | SPP_S | Internal | Summer | B2 | 25 | 1300 | 0 | 85.31 | 78.05 | 8 | 0
2035 | ENT_2_SPP_S | ENT | SPP_S | Internal | Summer | B3 | 75 | 1300 | 0 | 83.05 | 78.05 | 8 | 0
2035 | ENT_2_SPP_S | ENT | SPP_S | Internal | Summer | B4 | 100 | 1300 | 0 | 82.9 | 75.37 | 8 | 0
2035 | ENT_2_SPP_S | ENT | SPP_S | Internal | Summer | B5 | 200 | 1300 | 0 | 78.79 | 74.74 | 8 | 0
2035 | ENT_2_SPP_S | ENT | SPP_S | Internal | Summer | B6 | 300 | 1300 | 0 | 76.46 | 74.74 | 8 | 0
2035 | ENT_2_SPP_S | ENT | SPP_S | Internal | Summer | B7 | 400 | 1300 | 61.41 | 54.07 | 62.07 | 8 | 0
2035 | ENT_2_SPP_S | ENT | SPP_S | Internal | Summer | B8 | 500 | 1300 | 0 | 54.07 | 53.41 | 8 | 0
2035 | ENT_2_SPP_S | ENT | SPP_S | Internal | Summer | B9 | 800 | 1300 | 0 | 51.9 | 51.61 | 8 | 0
2035 | ENT_2_SPP_S | ENT | SPP_S | Internal | Summer | B10 | 1262 | 1300 | 0 | 51.9 | 47.89 | 8 | 0
2035 | ENT_2_SPP_S | ENT | SPP_S | Internal | Winter | B16 | 25 | 1300 | 0 | 80.9 | 66.9 | 8 | 0
2035 | ENT_2_SPP_S | ENT | SPP_S | Internal | Winter | B17 | 100 | 1300 | 0 | 59.42 | 57.13 | 8 | 0
2035 | ENT_2_SPP_S | ENT | SPP_S | Internal | Winter | B18 | 400 | 1300 | 0 | 58.86 | 57 | 8 | 0
2035 | ENT_2_SPP_S | ENT | SPP_S | Internal | Winter | B19 | 700 | 1300 | 0 | 57.03 | 53.27 | 8 | 0
2035 | ENT_2_SPP_S | ENT | SPP_S | Internal | Winter | B20 | 935 | 1300 | 0 | 57.03 | 52.24 | 8 | 0
2035 | ENT_2_TVA_Transmission | ENT | TVA_Transmission | Internal | Shoulder | B11 | 25 | 2100 | 0 | 80.08 | 77.34 | 8 | 0
2035 | ENT_2_TVA_Transmission | ENT | TVA_Transmission | Internal | Shoulder | B12 | 200 | 2100 | 0 | 56.46 | 63.9 | 8 | 0
2035 | ENT_2_TVA_Transmission | ENT | TVA_Transmission | Internal | Shoulder | B13 | 600 | 2100 | 0 | 55.45 | 57.34 | 8 | 0
2035 | ENT_2_TVA_Transmission | ENT | TVA_Transmission | Internal | Shoulder | B14 | 900 | 2100 | 0 | 54.56 | 56.2 | 8 | 0
2035 | ENT_2_TVA_Transmission | ENT | TVA_Transmission | Internal | Shoulder | B15 | 1203 | 2100 | 0 | 53.61 | 52.56 | 8 | 0
2035 | ENT_2_TVA_Transmission | ENT | TVA_Transmission | Internal | Summer | B1 | 10 | 2100 | 0.01 | 102.43 | 107.65 | 8 | 0
2035 | ENT_2_TVA_Transmission | ENT | TVA_Transmission | Internal | Summer | B2 | 25 | 2100 | 0.02 | 85.31 | 92.52 | 8 | 0
2035 | ENT_2_TVA_Transmission | ENT | TVA_Transmission | Internal | Summer | B3 | 75 | 2100 | 0 | 83.05 | 87.31 | 8 | 0
2035 | ENT_2_TVA_Transmission | ENT | TVA_Transmission | Internal | Summer | B4 | 100 | 2100 | 0 | 82.9 | 86.79 | 8 | 0
2035 | ENT_2_TVA_Transmission | ENT | TVA_Transmission | Internal | Summer | B5 | 200 | 2100 | 170.84 | 78.79 | 86.79 | 8 | 0
2035 | ENT_2_TVA_Transmission | ENT | TVA_Transmission | Internal | Summer | B6 | 300 | 2100 | 0 | 76.46 | 67.94 | 8 | 0
2035 | ENT_2_TVA_Transmission | ENT | TVA_Transmission | Internal | Summer | B7 | 400 | 2100 | 0 | 54.07 | 54.26 | 8 | 0
2035 | ENT_2_TVA_Transmission | ENT | TVA_Transmission | Internal | Summer | B8 | 500 | 2100 | 0 | 54.07 | 51.32 | 8 | 0
2035 | ENT_2_TVA_Transmission | ENT | TVA_Transmission | Internal | Summer | B9 | 800 | 2100 | 0 | 51.9 | 50.01 | 8 | 0
2035 | ENT_2_TVA_Transmission | ENT | TVA_Transmission | Internal | Summer | B10 | 1262 | 2100 | 0 | 51.9 | 49.91 | 8 | 0
2035 | ENT_2_TVA_Transmission | ENT | TVA_Transmission | Internal | Winter | B16 | 25 | 2100 | 2100 | 80.9 | 92.51 | 8 | 3.61
2035 | ENT_2_TVA_Transmission | ENT | TVA_Transmission | Internal | Winter | B17 | 100 | 2100 | 543.53 | 59.42 | 67.42 | 8 | 0
2035 | ENT_2_TVA_Transmission | ENT | TVA_Transmission | Internal | Winter | B18 | 400 | 2100 | 0 | 58.86 | 60.35 | 8 | 0
2035 | ENT_2_TVA_Transmission | ENT | TVA_Transmission | Internal | Winter | B19 | 700 | 2100 | 0 | 57.03 | 58.84 | 8 | 0
2035 | ENT_2_TVA_Transmission | ENT | TVA_Transmission | Internal | Winter | B20 | 935 | 2100 | 0 | 57.03 | 55.63 | 8 | 0
2035 | FRCC_2_SOCO | FRCC | SOCO | Internal | Shoulder | B11 | 25 | 900 | 0 | 96.08 | 86.34 | 8 | 0
2035 | FRCC_2_SOCO | FRCC | SOCO | Internal | Shoulder | B12 | 200 | 900 | 0 | 63.63 | 55.72 | 8 | 0
2035 | FRCC_2_SOCO | FRCC | SOCO | Internal | Shoulder | B13 | 600 | 900 | 0 | 60.99 | 55.72 | 8 | 0
2035 | FRCC_2_SOCO | FRCC | SOCO | Internal | Shoulder | B14 | 900 | 900 | 0 | 60.99 | 55.72 | 8 | 0
2035 | FRCC_2_SOCO | FRCC | SOCO | Internal | Shoulder | B15 | 1203 | 900 | 0 | 55.81 | 51.09 | 8 | 0
2035 | FRCC_2_SOCO | FRCC | SOCO | Internal | Summer | B1 | 10 | 900 | 0 | 120.43 | 110.43 | 8 | 0
2035 | FRCC_2_SOCO | FRCC | SOCO | Internal | Summer | B2 | 25 | 900 | 0 | 98.45 | 93.31 | 8 | 0
2035 | FRCC_2_SOCO | FRCC | SOCO | Internal | Summer | B3 | 75 | 900 | 0 | 96.44 | 91.05 | 8 | 0
2035 | FRCC_2_SOCO | FRCC | SOCO | Internal | Summer | B4 | 100 | 900 | 0 | 96.44 | 90.9 | 8 | 0
2035 | FRCC_2_SOCO | FRCC | SOCO | Internal | Summer | B5 | 200 | 900 | 0 | 85.04 | 90.9 | 8 | 0
2035 | FRCC_2_SOCO | FRCC | SOCO | Internal | Summer | B6 | 300 | 900 | 0 | 85.04 | 76.94 | 8 | 0
2035 | FRCC_2_SOCO | FRCC | SOCO | Internal | Summer | B7 | 400 | 900 | 0 | 62.59 | 62.07 | 8 | 0
2035 | FRCC_2_SOCO | FRCC | SOCO | Internal | Summer | B8 | 500 | 900 | 0 | 59.99 | 54.18 | 8 | 0
2035 | FRCC_2_SOCO | FRCC | SOCO | Internal | Summer | B9 | 800 | 900 | 0 | 59.99 | 54.18 | 8 | 0
2035 | FRCC_2_SOCO | FRCC | SOCO | Internal | Summer | B10 | 1262 | 900 | 0 | 54.92 | 49.72 | 8 | 0
2035 | FRCC_2_SOCO | FRCC | SOCO | Internal | Winter | B16 | 25 | 900 | 0 | 90.52 | 88.9 | 8 | 0
2035 | FRCC_2_SOCO | FRCC | SOCO | Internal | Winter | B17 | 100 | 900 | 0 | 66.29 | 59.07 | 8 | 0
2035 | FRCC_2_SOCO | FRCC | SOCO | Internal | Winter | B18 | 400 | 900 | 0 | 63.81 | 59.07 | 8 | 0
2035 | FRCC_2_SOCO | FRCC | SOCO | Internal | Winter | B19 | 700 | 900 | 0 | 63.81 | 58.5 | 8 | 0
2035 | FRCC_2_SOCO | FRCC | SOCO | Internal | Winter | B20 | 935 | 900 | 0 | 58.33 | 54.09 | 8 | 0
2035 | HQ_NEISO_2_NEISO | HQ_NEISO | NEISO | Internal | Shoulder | B11 | 25 | 99999 | 2920 | 50.92 | 50.93 | 0.01 | 0
2035 | HQ_NEISO_2_NEISO | HQ_NEISO | NEISO | Internal | Shoulder | B12 | 200 | 99999 | 2920 | 50.92 | 50.93 | 0.01 | 0
2035 | HQ_NEISO_2_NEISO | HQ_NEISO | NEISO | Internal | Shoulder | B13 | 600 | 99999 | 2920 | 46.44 | 46.45 | 0.01 | 0
2035 | HQ_NEISO_2_NEISO | HQ_NEISO | NEISO | Internal | Shoulder | B14 | 900 | 99999 | 2920 | 46.3 | 46.31 | 0.01 | 0
2035 | HQ_NEISO_2_NEISO | HQ_NEISO | NEISO | Internal | Shoulder | B15 | 1203 | 99999 | 1143.24 | 46.3 | 46.31 | 0.01 | 0
2035 | HQ_NEISO_2_NEISO | HQ_NEISO | NEISO | Internal | Summer | B1 | 10 | 99999 | 2920.09 | 93.64 | 93.65 | 0.01 | 0
2035 | HQ_NEISO_2_NEISO | HQ_NEISO | NEISO | Internal | Summer | B2 | 25 | 99999 | 2920 | 85.54 | 85.55 | 0.01 | 0
2035 | HQ_NEISO_2_NEISO | HQ_NEISO | NEISO | Internal | Summer | B3 | 75 | 99999 | 2920 | 70.55 | 70.56 | 0.01 | 0
2035 | HQ_NEISO_2_NEISO | HQ_NEISO | NEISO | Internal | Summer | B4 | 100 | 99999 | 2920 | 63.31 | 63.33 | 0.01 | 0
2035 | HQ_NEISO_2_NEISO | HQ_NEISO | NEISO | Internal | Summer | B5 | 200 | 99999 | 2920 | 59.39 | 59.4 | 0.01 | 0
2035 | HQ_NEISO_2_NEISO | HQ_NEISO | NEISO | Internal | Summer | B6 | 300 | 99999 | 2920 | 53 | 53.01 | 0.01 | 0
2035 | HQ_NEISO_2_NEISO | HQ_NEISO | NEISO | Internal | Summer | B7 | 400 | 99999 | 2920 | 47.44 | 47.45 | 0.01 | 0
2035 | HQ_NEISO_2_NEISO | HQ_NEISO | NEISO | Internal | Summer | B8 | 500 | 99999 | 2920 | 47.01 | 47.02 | 0.01 | 0
2035 | HQ_NEISO_2_NEISO | HQ_NEISO | NEISO | Internal | Summer | B9 | 800 | 99999 | 2920 | 42.76 | 42.77 | 0.01 | 0
2035 | HQ_NEISO_2_NEISO | HQ_NEISO | NEISO | Internal | Summer | B10 | 1262 | 99999 | 795.94 | 42.76 | 42.77 | 0.01 | 0
2035 | HQ_NEISO_2_NEISO | HQ_NEISO | NEISO | Internal | Winter | B16 | 25 | 99999 | 2920 | 67.2 | 67.21 | 0.01 | 0
2035 | HQ_NEISO_2_NEISO | HQ_NEISO | NEISO | Internal | Winter | B17 | 100 | 99999 | 2920 | 62.98 | 62.99 | 0.01 | 0
2035 | HQ_NEISO_2_NEISO | HQ_NEISO | NEISO | Internal | Winter | B18 | 400 | 99999 | 2920 | 57.21 | 57.22 | 0.01 | 0
2035 | HQ_NEISO_2_NEISO | HQ_NEISO | NEISO | Internal | Winter | B19 | 700 | 99999 | 2920 | 57.21 | 57.22 | 0.01 | 0
2035 | HQ_NEISO_2_NEISO | HQ_NEISO | NEISO | Internal | Winter | B20 | 935 | 99999 | 1233.58 | 57.21 | 57.22 | 0.01 | 0
2035 | HQ_NY_2_NYISO_A-F | HQ_NY | NYISO_A-F | Internal | Shoulder | B11 | 25 | 99999 | 1000 | 55.5 | 55.51 | 0.01 | 0
2035 | HQ_NY_2_NYISO_A-F | HQ_NY | NYISO_A-F | Internal | Shoulder | B12 | 200 | 99999 | 1000 | 54.48 | 54.49 | 0.01 | 0
2035 | HQ_NY_2_NYISO_A-F | HQ_NY | NYISO_A-F | Internal | Shoulder | B13 | 600 | 99999 | 1000 | 49.64 | 49.65 | 0.01 | 0
2035 | HQ_NY_2_NYISO_A-F | HQ_NY | NYISO_A-F | Internal | Shoulder | B14 | 900 | 99999 | 1000 | 49.3 | 49.31 | 0.01 | 0
2035 | HQ_NY_2_NYISO_A-F | HQ_NY | NYISO_A-F | Internal | Shoulder | B15 | 1203 | 99999 | 188.69 | 49.3 | 49.31 | 0.01 | 0
2035 | HQ_NY_2_NYISO_A-F | HQ_NY | NYISO_A-F | Internal | Summer | B1 | 10 | 99999 | 1000.09 | 96.61 | 96.63 | 0.01 | 0
2035 | HQ_NY_2_NYISO_A-F | HQ_NY | NYISO_A-F | Internal | Summer | B2 | 25 | 99999 | 1000 | 88.52 | 88.54 | 0.01 | 0
2035 | HQ_NY_2_NYISO_A-F | HQ_NY | NYISO_A-F | Internal | Summer | B3 | 75 | 99999 | 1000 | 71.37 | 71.39 | 0.01 | 0
2035 | HQ_NY_2_NYISO_A-F | HQ_NY | NYISO_A-F | Internal | Summer | B4 | 100 | 99999 | 1000 | 65.68 | 65.69 | 0.01 | 0
2035 | HQ_NY_2_NYISO_A-F | HQ_NY | NYISO_A-F | Internal | Summer | B5 | 200 | 99999 | 1000 | 62.39 | 62.4 | 0.01 | 0
2035 | HQ_NY_2_NYISO_A-F | HQ_NY | NYISO_A-F | Internal | Summer | B6 | 300 | 99999 | 1000 | 56 | 56.01 | 0.01 | 0
2035 | HQ_NY_2_NYISO_A-F | HQ_NY | NYISO_A-F | Internal | Summer | B7 | 400 | 99999 | 1000 | 52.6 | 52.62 | 0.01 | 0
2035 | HQ_NY_2_NYISO_A-F | HQ_NY | NYISO_A-F | Internal | Summer | B8 | 500 | 99999 | 1000 | 50 | 50.01 | 0.01 | 0
2035 | HQ_NY_2_NYISO_A-F | HQ_NY | NYISO_A-F | Internal | Summer | B9 | 800 | 99999 | 1000 | 46.07 | 46.08 | 0.01 | 0
2035 | HQ_NY_2_NYISO_A-F | HQ_NY | NYISO_A-F | Internal | Summer | B10 | 1262 | 99999 | 30.11 | 46.07 | 46.08 | 0.01 | 0
2035 | HQ_NY_2_NYISO_A-F | HQ_NY | NYISO_A-F | Internal | Winter | B16 | 25 | 99999 | 1000 | 70.2 | 70.21 | 0.01 | 0
2035 | HQ_NY_2_NYISO_A-F | HQ_NY | NYISO_A-F | Internal | Winter | B17 | 100 | 99999 | 1000 | 62.18 | 62.19 | 0.01 | 0
2035 | HQ_NY_2_NYISO_A-F | HQ_NY | NYISO_A-F | Internal | Winter | B18 | 400 | 99999 | 1000 | 57.46 | 57.47 | 0.01 | 0
2035 | HQ_NY_2_NYISO_A-F | HQ_NY | NYISO_A-F | Internal | Winter | B19 | 700 | 99999 | 1000 | 57.46 | 57.47 | 0.01 | 0
2035 | HQ_NY_2_NYISO_A-F | HQ_NY | NYISO_A-F | Internal | Winter | B20 | 935 | 99999 | 229.95 | 56.85 | 56.86 | 0.01 | 0
2035 | HQ_IESO_2_IESO | HQ_IESO | IESO | Internal | Shoulder | B11 | 25 | 99999 | 400 | 48.5 | 48.51 | 0.01 | 0
2035 | HQ_IESO_2_IESO | HQ_IESO | IESO | Internal | Shoulder | B12 | 200 | 99999 | 400 | 48.5 | 48.51 | 0.01 | 0
2035 | HQ_IESO_2_IESO | HQ_IESO | IESO | Internal | Shoulder | B13 | 600 | 99999 | 400 | 48.5 | 48.51 | 0.01 | 0
2035 | HQ_IESO_2_IESO | HQ_IESO | IESO | Internal | Shoulder | B14 | 900 | 99999 | 400 | 48.5 | 48.51 | 0.01 | 0
2035 | HQ_IESO_2_IESO | HQ_IESO | IESO | Internal | Shoulder | B15 | 1203 | 99999 | 75.48 | 48.5 | 48.51 | 0.01 | 0
2035 | HQ_IESO_2_IESO | HQ_IESO | IESO | Internal | Summer | B1 | 10 | 99999 | 400.09 | 103.42 | 103.43 | 0.01 | 0
2035 | HQ_IESO_2_IESO | HQ_IESO | IESO | Internal | Summer | B2 | 25 | 99999 | 400 | 81.52 | 81.54 | 0.01 | 0
2035 | HQ_IESO_2_IESO | HQ_IESO | IESO | Internal | Summer | B3 | 75 | 99999 | 400 | 76.8 | 76.82 | 0.01 | 0
2035 | HQ_IESO_2_IESO | HQ_IESO | IESO | Internal | Summer | B4 | 100 | 99999 | 400 | 58.68 | 58.69 | 0.01 | 0
2035 | HQ_IESO_2_IESO | HQ_IESO | IESO | Internal | Summer | B5 | 200 | 99999 | 400 | 55.39 | 55.4 | 0.01 | 0
2035 | HQ_IESO_2_IESO | HQ_IESO | IESO | Internal | Summer | B6 | 300 | 99999 | 400 | 49 | 49.01 | 0.01 | 0
2035 | HQ_IESO_2_IESO | HQ_IESO | IESO | Internal | Summer | B7 | 400 | 99999 | 400 | 47.67 | 47.68 | 0.01 | 0
2035 | HQ_IESO_2_IESO | HQ_IESO | IESO | Internal | Summer | B8 | 500 | 99999 | 400 | 45.74 | 45.75 | 0.01 | 0
2035 | HQ_IESO_2_IESO | HQ_IESO | IESO | Internal | Summer | B9 | 800 | 99999 | 400 | 45.74 | 45.75 | 0.01 | 0
2035 | HQ_IESO_2_IESO | HQ_IESO | IESO | Internal | Summer | B10 | 1262 | 99999 | 12.04 | 45.74 | 45.75 | 0.01 | 0
2035 | HQ_IESO_2_IESO | HQ_IESO | IESO | Internal | Winter | B16 | 25 | 99999 | 400 | 60.58 | 60.6 | 0.01 | 0
2035 | HQ_IESO_2_IESO | HQ_IESO | IESO | Internal | Winter | B17 | 100 | 99999 | 400 | 54.9 | 54.91 | 0.01 | 0
2035 | HQ_IESO_2_IESO | HQ_IESO | IESO | Internal | Winter | B18 | 400 | 99999 | 400 | 50.87 | 50.89 | 0.01 | 0
2035 | HQ_IESO_2_IESO | HQ_IESO | IESO | Internal | Winter | B19 | 700 | 99999 | 400 | 50.87 | 50.89 | 0.01 | 0
2035 | HQ_IESO_2_IESO | HQ_IESO | IESO | Internal | Winter | B20 | 935 | 99999 | 91.98 | 50.87 | 50.89 | 0.01 | 0
2035 | IESO_2_MAPP_CA | IESO | MAPP_CA | Internal | Shoulder | B11 | 25 | 262 | 0 | 48.51 | 53.6 | 7 | 0
2035 | IESO_2_MAPP_CA | IESO | MAPP_CA | Internal | Shoulder | B12 | 200 | 262 | 209.51 | 48.51 | 55.51 | 7 | 0
2035 | IESO_2_MAPP_CA | IESO | MAPP_CA | Internal | Shoulder | B13 | 600 | 262 | 0.05 | 48.51 | 55.5 | 7 | 0
2035 | IESO_2_MAPP_CA | IESO | MAPP_CA | Internal | Shoulder | B14 | 900 | 262 | 0 | 48.51 | 52.35 | 7 | 0
2035 | IESO_2_MAPP_CA | IESO | MAPP_CA | Internal | Shoulder | B15 | 1203 | 262 | 0 | 48.51 | 52.35 | 7 | 0
2035 | IESO_2_MAPP_CA | IESO | MAPP_CA | Internal | Summer | B1 | 10 | 262 | 0 | 103.43 | 86.42 | 7 | 0
2035 | IESO_2_MAPP_CA | IESO | MAPP_CA | Internal | Summer | B2 | 25 | 262 | 0 | 81.54 | 79.32 | 7 | 0
2035 | IESO_2_MAPP_CA | IESO | MAPP_CA | Internal | Summer | B3 | 75 | 262 | 0 | 76.82 | 79.32 | 7 | 0
2035 | IESO_2_MAPP_CA | IESO | MAPP_CA | Internal | Summer | B4 | 100 | 262 | 105.25 | 58.69 | 65.69 | 7 | 0
2035 | IESO_2_MAPP_CA | IESO | MAPP_CA | Internal | Summer | B5 | 200 | 262 | 0 | 55.4 | 61.18 | 7 | 0
2035 | IESO_2_MAPP_CA | IESO | MAPP_CA | Internal | Summer | B6 | 300 | 262 | 96.88 | 49.01 | 56.01 | 7 | 0
2035 | IESO_2_MAPP_CA | IESO | MAPP_CA | Internal | Summer | B7 | 400 | 262 | 0 | 47.68 | 51.88 | 7 | 0
2035 | IESO_2_MAPP_CA | IESO | MAPP_CA | Internal | Summer | B8 | 500 | 262 | 0 | 45.75 | 51.46 | 7 | 0
2035 | IESO_2_MAPP_CA | IESO | MAPP_CA | Internal | Summer | B9 | 800 | 262 | 0 | 45.75 | 47.29 | 7 | 0
2035 | IESO_2_MAPP_CA | IESO | MAPP_CA | Internal | Summer | B10 | 1262 | 262 | 0 | 45.75 | 47.29 | 7 | 0
2035 | IESO_2_MAPP_CA | IESO | MAPP_CA | Internal | Winter | B16 | 25 | 262 | 262 | 60.6 | 87.26 | 7 | 19.66
2035 | IESO_2_MAPP_CA | IESO | MAPP_CA | Internal | Winter | B17 | 100 | 262 | 262 | 54.91 | 67.13 | 7 | 5.22
2035 | IESO_2_MAPP_CA | IESO | MAPP_CA | Internal | Winter | B18 | 400 | 262 | 261.48 | 50.89 | 57.89 | 7 | 0
2035 | IESO_2_MAPP_CA | IESO | MAPP_CA | Internal | Winter | B19 | 700 | 262 | 0 | 50.89 | 55.8 | 7 | 0
2035 | IESO_2_MAPP_CA | IESO | MAPP_CA | Internal | Winter | B20 | 935 | 262 | 0 | 50.89 | 55.66 | 7 | 0
2035 | IESO_2_MISO_MI | IESO | MISO_MI | Internal | Shoulder | B11 | 25 | 1840 | 1840 | 48.51 | 73.33 | 7 | 17.81
2035 | IESO_2_MISO_MI | IESO | MISO_MI | Internal | Shoulder | B12 | 200 | 1840 | 1840 | 48.51 | 64.46 | 7 | 8.95
2035 | IESO_2_MISO_MI | IESO | MISO_MI | Internal | Shoulder | B13 | 600 | 1840 | 0 | 48.51 | 55.23 | 7 | 0
2035 | IESO_2_MISO_MI | IESO | MISO_MI | Internal | Shoulder | B14 | 900 | 1840 | 0 | 48.51 | 51.67 | 7 | 0
2035 | IESO_2_MISO_MI | IESO | MISO_MI | Internal | Shoulder | B15 | 1203 | 1840 | 0 | 48.51 | 46.64 | 7 | 0
2035 | IESO_2_MISO_MI | IESO | MISO_MI | Internal | Summer | B1 | 10 | 1840 | 329.95 | 103.43 | 110.43 | 7 | 0
2035 | IESO_2_MISO_MI | IESO | MISO_MI | Internal | Summer | B2 | 25 | 1840 | 414.9 | 81.54 | 88.54 | 7 | 0
2035 | IESO_2_MISO_MI | IESO | MISO_MI | Internal | Summer | B3 | 75 | 1840 | 1607.79 | 76.82 | 83.82 | 7 | 0
2035 | IESO_2_MISO_MI | IESO | MISO_MI | Internal | Summer | B4 | 100 | 1840 | 1840 | 58.69 | 80.24 | 7 | 14.55
2035 | IESO_2_MISO_MI | IESO | MISO_MI | Internal | Summer | B5 | 200 | 1840 | 1840 | 55.4 | 77.94 | 7 | 15.54
2035 | IESO_2_MISO_MI | IESO | MISO_MI | Internal | Summer | B6 | 300 | 1840 | 1840 | 49.01 | 62.41 | 7 | 6.4
2035 | IESO_2_MISO_MI | IESO | MISO_MI | Internal | Summer | B7 | 400 | 1840 | 0 | 47.68 | 51.36 | 7 | 0
2035 | IESO_2_MISO_MI | IESO | MISO_MI | Internal | Summer | B8 | 500 | 1840 | 0 | 45.75 | 49.36 | 7 | 0
2035 | IESO_2_MISO_MI | IESO | MISO_MI | Internal | Summer | B9 | 800 | 1840 | 0 | 45.75 | 46.9 | 7 | 0
2035 | IESO_2_MISO_MI | IESO | MISO_MI | Internal | Summer | B10 | 1262 | 1840 | 0 | 45.75 | 45.41 | 7 | 0
2035 | IESO_2_MISO_MI | IESO | MISO_MI | Internal | Winter | B16 | 25 | 1840 | 1840 | 60.6 | 87.26 | 7 | 19.66
2035 | IESO_2_MISO_MI | IESO | MISO_MI | Internal | Winter | B17 | 100 | 1840 | 1840 | 54.91 | 67.16 | 7 | 5.25
2035 | IESO_2_MISO_MI | IESO | MISO_MI | Internal | Winter | B18 | 400 | 1840 | 1839.3 | 50.89 | 57.89 | 7 | 0
2035 | IESO_2_MISO_MI | IESO | MISO_MI | Internal | Winter | B19 | 700 | 1840 | 0 | 50.89 | 54.12 | 7 | 0
2035 | IESO_2_MISO_MI | IESO | MISO_MI | Internal | Winter | B20 | 935 | 1840 | 0 | 50.89 | 49.67 | 7 | 0
2035 | IESO_2_MISO_W | IESO | MISO_W | Internal | Shoulder | B11 | 25 | 140 | 140 | 48.51 | 88.07 | 7 | 32.55
2035 | IESO_2_MISO_W | IESO | MISO_W | Internal | Shoulder | B12 | 200 | 140 | 140 | 48.51 | 64.48 | 7 | 8.96
2035 | IESO_2_MISO_W | IESO | MISO_W | Internal | Shoulder | B13 | 600 | 140 | 124.09 | 48.51 | 55.51 | 7 | 0
2035 | IESO_2_MISO_W | IESO | MISO_W | Internal | Shoulder | B14 | 900 | 140 | 0 | 48.51 | 53.71 | 7 | 0
2035 | IESO_2_MISO_W | IESO | MISO_W | Internal | Shoulder | B15 | 1203 | 140 | 0 | 48.51 | 48.56 | 7 | 0
2035 | IESO_2_MISO_W | IESO | MISO_W | Internal | Summer | B1 | 10 | 140 | 76.26 | 103.43 | 110.43 | 7 | 0
2035 | IESO_2_MISO_W | IESO | MISO_W | Internal | Summer | B2 | 25 | 140 | 140 | 81.54 | 93.32 | 7 | 4.79
2035 | IESO_2_MISO_W | IESO | MISO_W | Internal | Summer | B3 | 75 | 140 | 140 | 76.82 | 93.32 | 7 | 9.51
2035 | IESO_2_MISO_W | IESO | MISO_W | Internal | Summer | B4 | 100 | 140 | 140 | 58.69 | 90.45 | 7 | 24.76
2035 | IESO_2_MISO_W | IESO | MISO_W | Internal | Summer | B5 | 200 | 140 | 140 | 55.4 | 86.13 | 7 | 23.73
2035 | IESO_2_MISO_W | IESO | MISO_W | Internal | Summer | B6 | 300 | 140 | 140 | 49.01 | 84.55 | 7 | 28.54
2035 | IESO_2_MISO_W | IESO | MISO_W | Internal | Summer | B7 | 400 | 140 | 140 | 47.68 | 62.05 | 7 | 7.37
2035 | IESO_2_MISO_W | IESO | MISO_W | Internal | Summer | B8 | 500 | 140 | 0 | 45.75 | 51.47 | 7 | 0
2035 | IESO_2_MISO_W | IESO | MISO_W | Internal | Summer | B9 | 800 | 140 | 0 | 45.75 | 47.3 | 7 | 0
2035 | IESO_2_MISO_W | IESO | MISO_W | Internal | Summer | B10 | 1262 | 140 | 0 | 45.75 | 44.95 | 7 | 0
2035 | IESO_2_MISO_W | IESO | MISO_W | Internal | Winter | B16 | 25 | 140 | 140 | 60.6 | 87.27 | 7 | 19.67
2035 | IESO_2_MISO_W | IESO | MISO_W | Internal | Winter | B17 | 100 | 140 | 140 | 54.91 | 67.14 | 7 | 5.23
2035 | IESO_2_MISO_W | IESO | MISO_W | Internal | Winter | B18 | 400 | 140 | 139.94 | 50.89 | 57.9 | 7 | 0.01
2035 | IESO_2_MISO_W | IESO | MISO_W | Internal | Winter | B19 | 700 | 140 | 0 | 50.89 | 55.81 | 7 | 0
2035 | IESO_2_MISO_W | IESO | MISO_W | Internal | Winter | B20 | 935 | 140 | 0 | 50.89 | 49.63 | 7 | 0
2035 | IESO_2_NYISO_A-F | IESO | NYISO_A-F | Internal | Shoulder | B11 | 25 | 1725 | 1143.31 | 48.51 | 55.51 | 7 | 0
2035 | IESO_2_NYISO_A-F | IESO | NYISO_A-F | Internal | Shoulder | B12 | 200 | 1725 | 0 | 48.51 | 54.49 | 7 | 0
2035 | IESO_2_NYISO_A-F | IESO | NYISO_A-F | Internal | Shoulder | B13 | 600 | 1725 | 0 | 48.51 | 49.65 | 7 | 0
2035 | IESO_2_NYISO_A-F | IESO | NYISO_A-F | Internal | Shoulder | B14 | 900 | 1725 | 0 | 48.51 | 49.31 | 7 | 0
2035 | IESO_2_NYISO_A-F | IESO | NYISO_A-F | Internal | Shoulder | B15 | 1203 | 1725 | 0 | 48.51 | 49.31 | 7 | 0
2035 | IESO_2_NYISO_A-F | IESO | NYISO_A-F | Internal | Summer | B1 | 10 | 1725 | 0 | 103.43 | 96.63 | 7 | 0
2035 | IESO_2_NYISO_A-F | IESO | NYISO_A-F | Internal | Summer | B2 | 25 | 1725 | 307.67 | 81.54 | 88.54 | 7 | 0
2035 | IESO_2_NYISO_A-F | IESO | NYISO_A-F | Internal | Summer | B3 | 75 | 1725 | 0 | 76.82 | 71.39 | 7 | 0
2035 | IESO_2_NYISO_A-F | IESO | NYISO_A-F | Internal | Summer | B4 | 100 | 1725 | 652.05 | 58.69 | 65.69 | 7 | 0
2035 | IESO_2_NYISO_A-F | IESO | NYISO_A-F | Internal | Summer | B5 | 200 | 1725 | 1248.25 | 55.4 | 62.4 | 7 | 0
2035 | IESO_2_NYISO_A-F | IESO | NYISO_A-F | Internal | Summer | B6 | 300 | 1725 | 715.45 | 49.01 | 56.01 | 7 | 0
2035 | IESO_2_NYISO_A-F | IESO | NYISO_A-F | Internal | Summer | B7 | 400 | 1725 | 0 | 47.68 | 52.62 | 7 | 0
2035 | IESO_2_NYISO_A-F | IESO | NYISO_A-F | Internal | Summer | B8 | 500 | 1725 | 0 | 45.75 | 50.01 | 7 | 0
2035 | IESO_2_NYISO_A-F | IESO | NYISO_A-F | Internal | Summer | B9 | 800 | 1725 | 0 | 45.75 | 46.08 | 7 | 0
2035 | IESO_2_NYISO_A-F | IESO | NYISO_A-F | Internal | Summer | B10 | 1262 | 1725 | 0 | 45.75 | 46.08 | 7 | 0
2035 | IESO_2_NYISO_A-F | IESO | NYISO_A-F | Internal | Winter | B16 | 25 | 1725 | 1724.99 | 60.6 | 70.21 | 7 | 2.62
2035 | IESO_2_NYISO_A-F | IESO | NYISO_A-F | Internal | Winter | B17 | 100 | 1725 | 1724.98 | 54.91 | 62.19 | 7 | 0.28
2035 | IESO_2_NYISO_A-F | IESO | NYISO_A-F | Internal | Winter | B18 | 400 | 1725 | 0 | 50.89 | 57.47 | 7 | 0
2035 | IESO_2_NYISO_A-F | IESO | NYISO_A-F | Internal | Winter | B19 | 700 | 1725 | 0 | 50.89 | 57.47 | 7 | 0
2035 | IESO_2_NYISO_A-F | IESO | NYISO_A-F | Internal | Winter | B20 | 935 | 1725 | 0 | 50.89 | 56.86 | 7 | 0
2035 | MAPP_CA_2_IESO | MAPP_CA | IESO | Internal | Shoulder | B11 | 25 | 330 | 0 | 53.6 | 48.51 | 8 | 0
2035 | MAPP_CA_2_IESO | MAPP_CA | IESO | Internal | Shoulder | B12 | 200 | 330 | 0 | 55.51 | 48.51 | 8 | 0
2035 | MAPP_CA_2_IESO | MAPP_CA | IESO | Internal | Shoulder | B13 | 600 | 330 | 0 | 55.5 | 48.51 | 8 | 0
2035 | MAPP_CA_2_IESO | MAPP_CA | IESO | Internal | Shoulder | B14 | 900 | 330 | 0 | 52.35 | 48.51 | 8 | 0
2035 | MAPP_CA_2_IESO | MAPP_CA | IESO | Internal | Shoulder | B15 | 1203 | 330 | 0 | 52.35 | 48.51 | 8 | 0
2035 | MAPP_CA_2_IESO | MAPP_CA | IESO | Internal | Summer | B1 | 10 | 330 | 330 | 86.42 | 103.43 | 8 | 9.01
2035 | MAPP_CA_2_IESO | MAPP_CA | IESO | Internal | Summer | B2 | 25 | 330 | 0 | 79.32 | 81.54 | 8 | 0
2035 | MAPP_CA_2_IESO | MAPP_CA | IESO | Internal | Summer | B3 | 75 | 330 | 0 | 79.32 | 76.82 | 8 | 0
2035 | MAPP_CA_2_IESO | MAPP_CA | IESO | Internal | Summer | B4 | 100 | 330 | 0 | 65.69 | 58.69 | 8 | 0
2035 | MAPP_CA_2_IESO | MAPP_CA | IESO | Internal | Summer | B5 | 200 | 330 | 0 | 61.18 | 55.4 | 8 | 0
2035 | MAPP_CA_2_IESO | MAPP_CA | IESO | Internal | Summer | B6 | 300 | 330 | 0 | 56.01 | 49.01 | 8 | 0
2035 | MAPP_CA_2_IESO | MAPP_CA | IESO | Internal | Summer | B7 | 400 | 330 | 0 | 51.88 | 47.68 | 8 | 0
2035 | MAPP_CA_2_IESO | MAPP_CA | IESO | Internal | Summer | B8 | 500 | 330 | 0 | 51.46 | 45.75 | 8 | 0
2035 | MAPP_CA_2_IESO | MAPP_CA | IESO | Internal | Summer | B9 | 800 | 330 | 0 | 47.29 | 45.75 | 8 | 0
2035 | MAPP_CA_2_IESO | MAPP_CA | IESO | Internal | Summer | B10 | 1262 | 330 | 0 | 47.29 | 45.75 | 8 | 0
2035 | MAPP_CA_2_IESO | MAPP_CA | IESO | Internal | Winter | B16 | 25 | 330 | 0 | 87.26 | 60.6 | 8 | 0
2035 | MAPP_CA_2_IESO | MAPP_CA | IESO | Internal | Winter | B17 | 100 | 330 | 0 | 67.13 | 54.91 | 8 | 0
2035 | MAPP_CA_2_IESO | MAPP_CA | IESO | Internal | Winter | B18 | 400 | 330 | 0 | 57.89 | 50.89 | 8 | 0
2035 | MAPP_CA_2_IESO | MAPP_CA | IESO | Internal | Winter | B19 | 700 | 330 | 0 | 55.8 | 50.89 | 8 | 0
2035 | MAPP_CA_2_IESO | MAPP_CA | IESO | Internal | Winter | B20 | 935 | 330 | 0 | 55.66 | 50.89 | 8 | 0
2035 | MAPP_CA_2_MAPP_US | MAPP_CA | MAPP_US | Internal | Shoulder | B11 | 25 | 372 | 372 | 53.6 | 81.07 | 7 | 20.46
2035 | MAPP_CA_2_MAPP_US | MAPP_CA | MAPP_US | Internal | Shoulder | B12 | 200 | 372 | 0 | 55.51 | 57.48 | 7 | 0
2035 | MAPP_CA_2_MAPP_US | MAPP_CA | MAPP_US | Internal | Shoulder | B13 | 600 | 372 | 0 | 55.5 | 48.6 | 7 | 0
2035 | MAPP_CA_2_MAPP_US | MAPP_CA | MAPP_US | Internal | Shoulder | B14 | 900 | 372 | 0 | 52.35 | 48.6 | 7 | 0
2035 | MAPP_CA_2_MAPP_US | MAPP_CA | MAPP_US | Internal | Shoulder | B15 | 1203 | 372 | 0 | 52.35 | 48.6 | 7 | 0
2035 | MAPP_CA_2_MAPP_US | MAPP_CA | MAPP_US | Internal | Summer | B1 | 10 | 372 | 372 | 86.42 | 103.43 | 7 | 10.01
2035 | MAPP_CA_2_MAPP_US | MAPP_CA | MAPP_US | Internal | Summer | B2 | 25 | 372 | 187.96 | 79.32 | 86.32 | 7 | 0
2035 | MAPP_CA_2_MAPP_US | MAPP_CA | MAPP_US | Internal | Summer | B3 | 75 | 372 | 130.84 | 79.32 | 86.32 | 7 | 0
2035 | MAPP_CA_2_MAPP_US | MAPP_CA | MAPP_US | Internal | Summer | B4 | 100 | 372 | 372 | 65.69 | 83.45 | 7 | 10.76
2035 | MAPP_CA_2_MAPP_US | MAPP_CA | MAPP_US | Internal | Summer | B5 | 200 | 372 | 372 | 61.18 | 79.13 | 7 | 10.95
2035 | MAPP_CA_2_MAPP_US | MAPP_CA | MAPP_US | Internal | Summer | B6 | 300 | 372 | 372 | 56.01 | 77.55 | 7 | 14.54
2035 | MAPP_CA_2_MAPP_US | MAPP_CA | MAPP_US | Internal | Summer | B7 | 400 | 372 | 0 | 51.88 | 55.05 | 7 | 0
2035 | MAPP_CA_2_MAPP_US | MAPP_CA | MAPP_US | Internal | Summer | B8 | 500 | 372 | 0 | 51.46 | 44.47 | 7 | 0
2035 | MAPP_CA_2_MAPP_US | MAPP_CA | MAPP_US | Internal | Summer | B9 | 800 | 372 | 0 | 47.29 | 40.58 | 7 | 0
2035 | MAPP_CA_2_MAPP_US | MAPP_CA | MAPP_US | Internal | Summer | B10 | 1262 | 372 | 0 | 47.29 | 37.95 | 7 | 0
2035 | MAPP_CA_2_MAPP_US | MAPP_CA | MAPP_US | Internal | Winter | B16 | 25 | 372 | 0 | 87.26 | 80.27 | 7 | 0
2035 | MAPP_CA_2_MAPP_US | MAPP_CA | MAPP_US | Internal | Winter | B17 | 100 | 372 | 0 | 67.13 | 60.14 | 7 | 0
2035 | MAPP_CA_2_MAPP_US | MAPP_CA | MAPP_US | Internal | Winter | B18 | 400 | 372 | 0 | 57.89 | 55.09 | 7 | 0
2035 | MAPP_CA_2_MAPP_US | MAPP_CA | MAPP_US | Internal | Winter | B19 | 700 | 372 | 0 | 55.8 | 55.09 | 7 | 0
2035 | MAPP_CA_2_MAPP_US | MAPP_CA | MAPP_US | Internal | Winter | B20 | 935 | 372 | 0 | 55.66 | 42.63 | 7 | 0
2035 | MAPP_CA_2_MISO_W | MAPP_CA | MISO_W | Internal | Shoulder | B11 | 25 | 1970 | 1970 | 53.6 | 88.07 | 0.01 | 34.45
2035 | MAPP_CA_2_MISO_W | MAPP_CA | MISO_W | Internal | Shoulder | B12 | 200 | 1970 | 1970 | 55.51 | 64.48 | 0.01 | 8.95
2035 | MAPP_CA_2_MISO_W | MAPP_CA | MISO_W | Internal | Shoulder | B13 | 600 | 1970 | 1906.52 | 55.5 | 55.51 | 0.01 | 0
2035 | MAPP_CA_2_MISO_W | MAPP_CA | MISO_W | Internal | Shoulder | B14 | 900 | 1970 | 1970 | 52.35 | 53.71 | 0.01 | 1.35
2035 | MAPP_CA_2_MISO_W | MAPP_CA | MISO_W | Internal | Shoulder | B15 | 1203 | 1970 | 0 | 52.35 | 48.56 | 0.01 | 0
2035 | MAPP_CA_2_MISO_W | MAPP_CA | MISO_W | Internal | Summer | B1 | 10 | 1970 | 1970 | 86.42 | 110.43 | 0.01 | 23.99
2035 | MAPP_CA_2_MISO_W | MAPP_CA | MISO_W | Internal | Summer | B2 | 25 | 1970 | 1970 | 79.32 | 93.32 | 0.01 | 13.99
2035 | MAPP_CA_2_MISO_W | MAPP_CA | MISO_W | Internal | Summer | B3 | 75 | 1970 | 1970 | 79.32 | 93.32 | 0.01 | 13.99
2035 | MAPP_CA_2_MISO_W | MAPP_CA | MISO_W | Internal | Summer | B4 | 100 | 1970 | 1970 | 65.69 | 90.45 | 0.01 | 24.74
2035 | MAPP_CA_2_MISO_W | MAPP_CA | MISO_W | Internal | Summer | B5 | 200 | 1970 | 1970 | 61.18 | 86.13 | 0.01 | 24.94
2035 | MAPP_CA_2_MISO_W | MAPP_CA | MISO_W | Internal | Summer | B6 | 300 | 1970 | 1970 | 56.01 | 84.55 | 0.01 | 28.53
2035 | MAPP_CA_2_MISO_W | MAPP_CA | MISO_W | Internal | Summer | B7 | 400 | 1970 | 1970 | 51.88 | 62.05 | 0.01 | 10.16
2035 | MAPP_CA_2_MISO_W | MAPP_CA | MISO_W | Internal | Summer | B8 | 500 | 1970 | 1817.07 | 51.46 | 51.47 | 0.01 | 0
2035 | MAPP_CA_2_MISO_W | MAPP_CA | MISO_W | Internal | Summer | B9 | 800 | 1970 | 288.23 | 47.29 | 47.3 | 0.01 | 0
2035 | MAPP_CA_2_MISO_W | MAPP_CA | MISO_W | Internal | Summer | B10 | 1262 | 1970 | 0 | 47.29 | 44.95 | 0.01 | 0
2035 | MAPP_CA_2_MISO_W | MAPP_CA | MISO_W | Internal | Winter | B16 | 25 | 1970 | 1923.37 | 87.26 | 87.27 | 0.01 | 0
2035 | MAPP_CA_2_MISO_W | MAPP_CA | MISO_W | Internal | Winter | B17 | 100 | 1970 | 1753.67 | 67.13 | 67.14 | 0.01 | 0
2035 | MAPP_CA_2_MISO_W | MAPP_CA | MISO_W | Internal | Winter | B18 | 400 | 1970 | 1504.87 | 57.89 | 57.9 | 0.01 | 0
2035 | MAPP_CA_2_MISO_W | MAPP_CA | MISO_W | Internal | Winter | B19 | 700 | 1970 | 1252.6 | 55.8 | 55.81 | 0.01 | 0
2035 | MAPP_CA_2_MISO_W | MAPP_CA | MISO_W | Internal | Winter | B20 | 935 | 1970 | 0 | 55.66 | 49.63 | 0.01 | 0
2035 | MAPP_US_2_MAPP_CA | MAPP_US | MAPP_CA | Internal | Shoulder | B11 | 25 | 165 | 0 | 81.07 | 53.6 | 7 | 0
2035 | MAPP_US_2_MAPP_CA | MAPP_US | MAPP_CA | Internal | Shoulder | B12 | 200 | 165 | 0 | 57.48 | 55.51 | 7 | 0
2035 | MAPP_US_2_MAPP_CA | MAPP_US | MAPP_CA | Internal | Shoulder | B13 | 600 | 165 | 0 | 48.6 | 55.5 | 7 | 0
2035 | MAPP_US_2_MAPP_CA | MAPP_US | MAPP_CA | Internal | Shoulder | B14 | 900 | 165 | 0 | 48.6 | 52.35 | 7 | 0
2035 | MAPP_US_2_MAPP_CA | MAPP_US | MAPP_CA | Internal | Shoulder | B15 | 1203 | 165 | 0 | 48.6 | 52.35 | 7 | 0
2035 | MAPP_US_2_MAPP_CA | MAPP_US | MAPP_CA | Internal | Summer | B1 | 10 | 165 | 0 | 103.43 | 86.42 | 7 | 0
2035 | MAPP_US_2_MAPP_CA | MAPP_US | MAPP_CA | Internal | Summer | B2 | 25 | 165 | 0 | 86.32 | 79.32 | 7 | 0
2035 | MAPP_US_2_MAPP_CA | MAPP_US | MAPP_CA | Internal | Summer | B3 | 75 | 165 | 0 | 86.32 | 79.32 | 7 | 0
2035 | MAPP_US_2_MAPP_CA | MAPP_US | MAPP_CA | Internal | Summer | B4 | 100 | 165 | 0 | 83.45 | 65.69 | 7 | 0
2035 | MAPP_US_2_MAPP_CA | MAPP_US | MAPP_CA | Internal | Summer | B5 | 200 | 165 | 0 | 79.13 | 61.18 | 7 | 0
2035 | MAPP_US_2_MAPP_CA | MAPP_US | MAPP_CA | Internal | Summer | B6 | 300 | 165 | 0 | 77.55 | 56.01 | 7 | 0
2035 | MAPP_US_2_MAPP_CA | MAPP_US | MAPP_CA | Internal | Summer | B7 | 400 | 165 | 0 | 55.05 | 51.88 | 7 | 0
2035 | MAPP_US_2_MAPP_CA | MAPP_US | MAPP_CA | Internal | Summer | B8 | 500 | 165 | 0.05 | 44.47 | 51.46 | 7 | 0
2035 | MAPP_US_2_MAPP_CA | MAPP_US | MAPP_CA | Internal | Summer | B9 | 800 | 165 | 0 | 40.58 | 47.29 | 7 | 0
2035 | MAPP_US_2_MAPP_CA | MAPP_US | MAPP_CA | Internal | Summer | B10 | 1262 | 165 | 165 | 37.95 | 47.29 | 7 | 2.35
2035 | MAPP_US_2_MAPP_CA | MAPP_US | MAPP_CA | Internal | Winter | B16 | 25 | 165 | 0.71 | 80.27 | 87.26 | 7 | 0
2035 | MAPP_US_2_MAPP_CA | MAPP_US | MAPP_CA | Internal | Winter | B17 | 100 | 165 | 0.23 | 60.14 | 67.13 | 7 | 0
2035 | MAPP_US_2_MAPP_CA | MAPP_US | MAPP_CA | Internal | Winter | B18 | 400 | 165 | 0 | 55.09 | 57.89 | 7 | 0
2035 | MAPP_US_2_MAPP_CA | MAPP_US | MAPP_CA | Internal | Winter | B19 | 700 | 165 | 0 | 55.09 | 55.8 | 7 | 0
2035 | MAPP_US_2_MAPP_CA | MAPP_US | MAPP_CA | Internal | Winter | B20 | 935 | 165 | 165 | 42.63 | 55.66 | 7 | 6.03
2035 | MAPP_US_2_MISO_W | MAPP_US | MISO_W | Internal | Shoulder | B11 | 25 | 2635 | 991.13 | 81.07 | 88.07 | 7 | 0
2035 | MAPP_US_2_MISO_W | MAPP_US | MISO_W | Internal | Shoulder | B12 | 200 | 2635 | 747.36 | 57.48 | 64.48 | 7 | 0
2035 | MAPP_US_2_MISO_W | MAPP_US | MISO_W | Internal | Shoulder | B13 | 600 | 2635 | 0 | 48.6 | 55.51 | 7 | 0
2035 | MAPP_US_2_MISO_W | MAPP_US | MISO_W | Internal | Shoulder | B14 | 900 | 2635 | 0 | 48.6 | 53.71 | 7 | 0
2035 | MAPP_US_2_MISO_W | MAPP_US | MISO_W | Internal | Shoulder | B15 | 1203 | 2635 | 0 | 48.6 | 48.56 | 7 | 0
2035 | MAPP_US_2_MISO_W | MAPP_US | MISO_W | Internal | Summer | B1 | 10 | 2635 | 2393.36 | 103.43 | 110.43 | 7 | 0
2035 | MAPP_US_2_MISO_W | MAPP_US | MISO_W | Internal | Summer | B2 | 25 | 2635 | 2124.68 | 86.32 | 93.32 | 7 | 0
2035 | MAPP_US_2_MISO_W | MAPP_US | MISO_W | Internal | Summer | B3 | 75 | 2635 | 2012.94 | 86.32 | 93.32 | 7 | 0
2035 | MAPP_US_2_MISO_W | MAPP_US | MISO_W | Internal | Summer | B4 | 100 | 2635 | 1232.84 | 83.45 | 90.45 | 7 | 0
2035 | MAPP_US_2_MISO_W | MAPP_US | MISO_W | Internal | Summer | B5 | 200 | 2635 | 1429.98 | 79.13 | 86.13 | 7 | 0
2035 | MAPP_US_2_MISO_W | MAPP_US | MISO_W | Internal | Summer | B6 | 300 | 2635 | 1794.58 | 77.55 | 84.55 | 7 | 0
2035 | MAPP_US_2_MISO_W | MAPP_US | MISO_W | Internal | Summer | B7 | 400 | 2635 | 573.88 | 55.05 | 62.05 | 7 | 0
2035 | MAPP_US_2_MISO_W | MAPP_US | MISO_W | Internal | Summer | B8 | 500 | 2635 | 242.21 | 44.47 | 51.47 | 7 | 0
2035 | MAPP_US_2_MISO_W | MAPP_US | MISO_W | Internal | Summer | B9 | 800 | 2635 | 0 | 40.58 | 47.3 | 7 | 0
2035 | MAPP_US_2_MISO_W | MAPP_US | MISO_W | Internal | Summer | B10 | 1262 | 2635 | 845.2 | 37.95 | 44.95 | 7 | 0
2035 | MAPP_US_2_MISO_W | MAPP_US | MISO_W | Internal | Winter | B16 | 25 | 2635 | 814.85 | 80.27 | 87.27 | 7 | 0
2035 | MAPP_US_2_MISO_W | MAPP_US | MISO_W | Internal | Winter | B17 | 100 | 2635 | 861.65 | 60.14 | 67.14 | 7 | 0
2035 | MAPP_US_2_MISO_W | MAPP_US | MISO_W | Internal | Winter | B18 | 400 | 2635 | 0 | 55.09 | 57.9 | 7 | 0
2035 | MAPP_US_2_MISO_W | MAPP_US | MISO_W | Internal | Winter | B19 | 700 | 2635 | 0 | 55.09 | 55.81 | 7 | 0
2035 | MAPP_US_2_MISO_W | MAPP_US | MISO_W | Internal | Winter | B20 | 935 | 2635 | 97.95 | 42.63 | 49.63 | 7 | 0
2035 | MAPP_US_2_NE | MAPP_US | NE | Internal | Shoulder | B11 | 25 | 2000 | 1064.22 | 81.07 | 88.07 | 7 | 0
2035 | MAPP_US_2_NE | MAPP_US | NE | Internal | Shoulder | B12 | 200 | 2000 | 0 | 57.48 | 59.48 | 7 | 0
2035 | MAPP_US_2_NE | MAPP_US | NE | Internal | Shoulder | B13 | 600 | 2000 | 0 | 48.6 | 54.78 | 7 | 0
2035 | MAPP_US_2_NE | MAPP_US | NE | Internal | Shoulder | B14 | 900 | 2000 | 0 | 48.6 | 49.94 | 7 | 0
2035 | MAPP_US_2_NE | MAPP_US | NE | Internal | Shoulder | B15 | 1203 | 2000 | 0 | 48.6 | 49.94 | 7 | 0
2035 | MAPP_US_2_NE | MAPP_US | NE | Internal | Summer | B1 | 10 | 2000 | 0 | 103.43 | 105.43 | 7 | 0
2035 | MAPP_US_2_NE | MAPP_US | NE | Internal | Summer | B2 | 25 | 2000 | 0 | 86.32 | 88.32 | 7 | 0
2035 | MAPP_US_2_NE | MAPP_US | NE | Internal | Summer | B3 | 75 | 2000 | 0 | 86.32 | 88.32 | 7 | 0
2035 | MAPP_US_2_NE | MAPP_US | NE | Internal | Summer | B4 | 100 | 2000 | 0 | 83.45 | 85.45 | 7 | 0
2035 | MAPP_US_2_NE | MAPP_US | NE | Internal | Summer | B5 | 200 | 2000 | 0 | 79.13 | 85.43 | 7 | 0
2035 | MAPP_US_2_NE | MAPP_US | NE | Internal | Summer | B6 | 300 | 2000 | 0.01 | 77.55 | 84.44 | 7 | 0
2035 | MAPP_US_2_NE | MAPP_US | NE | Internal | Summer | B7 | 400 | 2000 | 592.18 | 55.05 | 62.05 | 7 | 0
2035 | MAPP_US_2_NE | MAPP_US | NE | Internal | Summer | B8 | 500 | 2000 | 1006.28 | 44.47 | 51.47 | 7 | 0
2035 | MAPP_US_2_NE | MAPP_US | NE | Internal | Summer | B9 | 800 | 2000 | 874.32 | 40.58 | 47.58 | 7 | 0
2035 | MAPP_US_2_NE | MAPP_US | NE | Internal | Summer | B10 | 1262 | 2000 | 0 | 37.95 | 43.23 | 7 | 0
2035 | MAPP_US_2_NE | MAPP_US | NE | Internal | Winter | B16 | 25 | 2000 | 632.69 | 80.27 | 87.27 | 7 | 0
2035 | MAPP_US_2_NE | MAPP_US | NE | Internal | Winter | B17 | 100 | 2000 | 0 | 60.14 | 62.14 | 7 | 0
2035 | MAPP_US_2_NE | MAPP_US | NE | Internal | Winter | B18 | 400 | 2000 | 0 | 55.09 | 57 | 7 | 0
2035 | MAPP_US_2_NE | MAPP_US | NE | Internal | Winter | B19 | 700 | 2000 | 0 | 55.09 | 53.25 | 7 | 0
2035 | MAPP_US_2_NE | MAPP_US | NE | Internal | Winter | B20 | 935 | 2000 | 0 | 42.63 | 46.68 | 7 | 0
2035 | MARITIMES_2_NEISO | MARITIMES | NEISO | Internal | Shoulder | B11 | 25 | 99999 | 1400 | 50.92 | 50.93 | 0.01 | 0
2035 | MARITIMES_2_NEISO | MARITIMES | NEISO | Internal | Shoulder | B12 | 200 | 99999 | 1400 | 50.92 | 50.93 | 0.01 | 0
2035 | MARITIMES_2_NEISO | MARITIMES | NEISO | Internal | Shoulder | B13 | 600 | 99999 | 1400 | 46.44 | 46.45 | 0.01 | 0
2035 | MARITIMES_2_NEISO | MARITIMES | NEISO | Internal | Shoulder | B14 | 900 | 99999 | 1400 | 46.3 | 46.31 | 0.01 | 0
2035 | MARITIMES_2_NEISO | MARITIMES | NEISO | Internal | Shoulder | B15 | 1203 | 99999 | 426.43 | 46.3 | 46.31 | 0.01 | 0
2035 | MARITIMES_2_NEISO | MARITIMES | NEISO | Internal | Summer | B1 | 10 | 99999 | 1400.09 | 93.64 | 93.65 | 0.01 | 0
2035 | MARITIMES_2_NEISO | MARITIMES | NEISO | Internal | Summer | B2 | 25 | 99999 | 1400 | 85.54 | 85.55 | 0.01 | 0
2035 | MARITIMES_2_NEISO | MARITIMES | NEISO | Internal | Summer | B3 | 75 | 99999 | 1400 | 70.55 | 70.56 | 0.01 | 0
2035 | MARITIMES_2_NEISO | MARITIMES | NEISO | Internal | Summer | B4 | 100 | 99999 | 1400 | 63.31 | 63.33 | 0.01 | 0
2035 | MARITIMES_2_NEISO | MARITIMES | NEISO | Internal | Summer | B5 | 200 | 99999 | 1400 | 59.39 | 59.4 | 0.01 | 0
2035 | MARITIMES_2_NEISO | MARITIMES | NEISO | Internal | Summer | B6 | 300 | 99999 | 1400 | 53 | 53.01 | 0.01 | 0
2035 | MARITIMES_2_NEISO | MARITIMES | NEISO | Internal | Summer | B7 | 400 | 99999 | 1400 | 47.44 | 47.45 | 0.01 | 0
2035 | MARITIMES_2_NEISO | MARITIMES | NEISO | Internal | Summer | B8 | 500 | 99999 | 1400 | 47.01 | 47.02 | 0.01 | 0
2035 | MARITIMES_2_NEISO | MARITIMES | NEISO | Internal | Summer | B9 | 800 | 99999 | 1400 | 42.76 | 42.77 | 0.01 | 0
2035 | MARITIMES_2_NEISO | MARITIMES | NEISO | Internal | Summer | B10 | 1262 | 99999 | 236.13 | 42.76 | 42.77 | 0.01 | 0
2035 | MARITIMES_2_NEISO | MARITIMES | NEISO | Internal | Winter | B16 | 25 | 99999 | 1400 | 67.2 | 67.21 | 0.01 | 0
2035 | MARITIMES_2_NEISO | MARITIMES | NEISO | Internal | Winter | B17 | 100 | 99999 | 1400 | 62.98 | 62.99 | 0.01 | 0
2035 | MARITIMES_2_NEISO | MARITIMES | NEISO | Internal | Winter | B18 | 400 | 99999 | 1400 | 57.21 | 57.22 | 0.01 | 0
2035 | MARITIMES_2_NEISO | MARITIMES | NEISO | Internal | Winter | B19 | 700 | 99999 | 1400 | 57.21 | 57.22 | 0.01 | 0
2035 | MARITIMES_2_NEISO | MARITIMES | NEISO | Internal | Winter | B20 | 935 | 99999 | 475.94 | 57.21 | 57.22 | 0.01 | 0
2035 | MISO_IN_2_MISO_MI | MISO_IN | MISO_MI | Internal | Shoulder | B11 | 25 | 5000 | 1125.65 | 73.32 | 73.33 | 0.01 | 0
2035 | MISO_IN_2_MISO_MI | MISO_IN | MISO_MI | Internal | Shoulder | B12 | 200 | 5000 | 2896.65 | 64.45 | 64.46 | 0.01 | 0
2035 | MISO_IN_2_MISO_MI | MISO_IN | MISO_MI | Internal | Shoulder | B13 | 600 | 5000 | 4314.78 | 55.22 | 55.23 | 0.01 | 0
2035 | MISO_IN_2_MISO_MI | MISO_IN | MISO_MI | Internal | Shoulder | B14 | 900 | 5000 | 4999.99 | 51.61 | 51.67 | 0.01 | 0.05
2035 | MISO_IN_2_MISO_MI | MISO_IN | MISO_MI | Internal | Shoulder | B15 | 1203 | 5000 | 3986.75 | 46.63 | 46.64 | 0.01 | 0
2035 | MISO_IN_2_MISO_MI | MISO_IN | MISO_MI | Internal | Summer | B1 | 10 | 5000 | 3624.89 | 110.42 | 110.43 | 0.01 | 0
2035 | MISO_IN_2_MISO_MI | MISO_IN | MISO_MI | Internal | Summer | B2 | 25 | 5000 | 1819.63 | 88.52 | 88.54 | 0.01 | 0
2035 | MISO_IN_2_MISO_MI | MISO_IN | MISO_MI | Internal | Summer | B3 | 75 | 5000 | 1691.92 | 83.8 | 83.82 | 0.01 | 0
2035 | MISO_IN_2_MISO_MI | MISO_IN | MISO_MI | Internal | Summer | B4 | 100 | 5000 | 1869.15 | 80.23 | 80.24 | 0.01 | 0
2035 | MISO_IN_2_MISO_MI | MISO_IN | MISO_MI | Internal | Summer | B5 | 200 | 5000 | 1212.8 | 77.93 | 77.94 | 0.01 | 0
2035 | MISO_IN_2_MISO_MI | MISO_IN | MISO_MI | Internal | Summer | B6 | 300 | 5000 | 3196.62 | 62.4 | 62.41 | 0.01 | 0
2035 | MISO_IN_2_MISO_MI | MISO_IN | MISO_MI | Internal | Summer | B7 | 400 | 5000 | 5000 | 50.79 | 51.36 | 0.01 | 0.56
2035 | MISO_IN_2_MISO_MI | MISO_IN | MISO_MI | Internal | Summer | B8 | 500 | 5000 | 5000 | 46.51 | 49.36 | 0.01 | 2.83
2035 | MISO_IN_2_MISO_MI | MISO_IN | MISO_MI | Internal | Summer | B9 | 800 | 5000 | 5000 | 45.16 | 46.9 | 0.01 | 1.73
2035 | MISO_IN_2_MISO_MI | MISO_IN | MISO_MI | Internal | Summer | B10 | 1262 | 5000 | 5000 | 45.16 | 45.41 | 0.01 | 0.24
2035 | MISO_IN_2_MISO_MI | MISO_IN | MISO_MI | Internal | Winter | B16 | 25 | 5000 | 0.53 | 87.27 | 87.26 | 0.01 | 0
2035 | MISO_IN_2_MISO_MI | MISO_IN | MISO_MI | Internal | Winter | B17 | 100 | 5000 | 2571.88 | 67.14 | 67.16 | 0.01 | 0
2035 | MISO_IN_2_MISO_MI | MISO_IN | MISO_MI | Internal | Winter | B18 | 400 | 5000 | 3109.37 | 57.88 | 57.89 | 0.01 | 0
2035 | MISO_IN_2_MISO_MI | MISO_IN | MISO_MI | Internal | Winter | B19 | 700 | 5000 | 4346.43 | 54.11 | 54.12 | 0.01 | 0
2035 | MISO_IN_2_MISO_MI | MISO_IN | MISO_MI | Internal | Winter | B20 | 935 | 5000 | 2542.32 | 49.66 | 49.67 | 0.01 | 0
2035 | MISO_IN_2_MISO_MO-IL | MISO_IN | MISO_MO-IL | Internal | Shoulder | B11 | 25 | 5000 | 5000 | 73.32 | 86.33 | 0.01 | 13
2035 | MISO_IN_2_MISO_MO-IL | MISO_IN | MISO_MO-IL | Internal | Shoulder | B12 | 200 | 5000 | 4977.17 | 64.45 | 64.46 | 0.01 | 0
2035 | MISO_IN_2_MISO_MO-IL | MISO_IN | MISO_MO-IL | Internal | Shoulder | B13 | 600 | 5000 | 4940.78 | 55.22 | 55.23 | 0.01 | 0
2035 | MISO_IN_2_MISO_MO-IL | MISO_IN | MISO_MO-IL | Internal | Shoulder | B14 | 900 | 5000 | 5000 | 51.61 | 52.32 | 0.01 | 0.7
2035 | MISO_IN_2_MISO_MO-IL | MISO_IN | MISO_MO-IL | Internal | Shoulder | B15 | 1203 | 5000 | 3620.7 | 46.63 | 46.64 | 0.01 | 0
2035 | MISO_IN_2_MISO_MO-IL | MISO_IN | MISO_MO-IL | Internal | Summer | B1 | 10 | 5000 | 3460.05 | 110.42 | 110.43 | 0.01 | 0
2035 | MISO_IN_2_MISO_MO-IL | MISO_IN | MISO_MO-IL | Internal | Summer | B2 | 25 | 5000 | 5000 | 88.52 | 93.31 | 0.01 | 4.78
2035 | MISO_IN_2_MISO_MO-IL | MISO_IN | MISO_MO-IL | Internal | Summer | B3 | 75 | 5000 | 4086.7 | 83.8 | 83.82 | 0.01 | 0
2035 | MISO_IN_2_MISO_MO-IL | MISO_IN | MISO_MO-IL | Internal | Summer | B4 | 100 | 5000 | 5000 | 80.23 | 83.22 | 0.01 | 2.98
2035 | MISO_IN_2_MISO_MO-IL | MISO_IN | MISO_MO-IL | Internal | Summer | B5 | 200 | 5000 | 5000 | 77.93 | 83.22 | 0.01 | 5.27
2035 | MISO_IN_2_MISO_MO-IL | MISO_IN | MISO_MO-IL | Internal | Summer | B6 | 300 | 5000 | 5000 | 62.4 | 76.46 | 0.01 | 14.05
2035 | MISO_IN_2_MISO_MO-IL | MISO_IN | MISO_MO-IL | Internal | Summer | B7 | 400 | 5000 | 5000 | 50.79 | 54.07 | 0.01 | 3.26
2035 | MISO_IN_2_MISO_MO-IL | MISO_IN | MISO_MO-IL | Internal | Summer | B8 | 500 | 5000 | 4720.56 | 46.51 | 46.52 | 0.01 | 0
2035 | MISO_IN_2_MISO_MO-IL | MISO_IN | MISO_MO-IL | Internal | Summer | B9 | 800 | 5000 | 2902.95 | 45.16 | 45.17 | 0.01 | 0
2035 | MISO_IN_2_MISO_MO-IL | MISO_IN | MISO_MO-IL | Internal | Summer | B10 | 1262 | 5000 | 0 | 45.16 | 44.96 | 0.01 | 0
2035 | MISO_IN_2_MISO_MO-IL | MISO_IN | MISO_MO-IL | Internal | Winter | B16 | 25 | 5000 | 2942.89 | 87.27 | 87.28 | 0.01 | 0
2035 | MISO_IN_2_MISO_MO-IL | MISO_IN | MISO_MO-IL | Internal | Winter | B17 | 100 | 5000 | 1466.19 | 67.14 | 67.16 | 0.01 | 0
2035 | MISO_IN_2_MISO_MO-IL | MISO_IN | MISO_MO-IL | Internal | Winter | B18 | 400 | 5000 | 3337.91 | 57.88 | 57.89 | 0.01 | 0
2035 | MISO_IN_2_MISO_MO-IL | MISO_IN | MISO_MO-IL | Internal | Winter | B19 | 700 | 5000 | 2859.7 | 54.11 | 54.12 | 0.01 | 0
2035 | MISO_IN_2_MISO_MO-IL | MISO_IN | MISO_MO-IL | Internal | Winter | B20 | 935 | 5000 | 0.01 | 49.66 | 49.64 | 0.01 | 0
2035 | MISO_IN_2_NonRTO_Midwest | MISO_IN | NonRTO_Midwest | Internal | Shoulder | B11 | 25 | 4800 | 1435.33 | 73.32 | 81.32 | 8 | 0
2035 | MISO_IN_2_NonRTO_Midwest | MISO_IN | NonRTO_Midwest | Internal | Shoulder | B12 | 200 | 4800 | 711.3 | 64.45 | 72.45 | 8 | 0
2035 | MISO_IN_2_NonRTO_Midwest | MISO_IN | NonRTO_Midwest | Internal | Shoulder | B13 | 600 | 4800 | 0 | 55.22 | 58.23 | 8 | 0
2035 | MISO_IN_2_NonRTO_Midwest | MISO_IN | NonRTO_Midwest | Internal | Shoulder | B14 | 900 | 4800 | 0 | 51.61 | 50.47 | 8 | 0
2035 | MISO_IN_2_NonRTO_Midwest | MISO_IN | NonRTO_Midwest | Internal | Shoulder | B15 | 1203 | 4800 | 0 | 46.63 | 50.47 | 8 | 0
2035 | MISO_IN_2_NonRTO_Midwest | MISO_IN | NonRTO_Midwest | Internal | Summer | B1 | 10 | 4800 | 0 | 110.42 | 102.42 | 8 | 0
2035 | MISO_IN_2_NonRTO_Midwest | MISO_IN | NonRTO_Midwest | Internal | Summer | B2 | 25 | 4800 | 0 | 88.52 | 88.93 | 8 | 0
2035 | MISO_IN_2_NonRTO_Midwest | MISO_IN | NonRTO_Midwest | Internal | Summer | B3 | 75 | 4800 | 0 | 83.8 | 88.93 | 8 | 0
2035 | MISO_IN_2_NonRTO_Midwest | MISO_IN | NonRTO_Midwest | Internal | Summer | B4 | 100 | 4800 | 384.63 | 80.23 | 88.23 | 8 | 0
2035 | MISO_IN_2_NonRTO_Midwest | MISO_IN | NonRTO_Midwest | Internal | Summer | B5 | 200 | 4800 | 832.13 | 77.93 | 85.93 | 8 | 0
2035 | MISO_IN_2_NonRTO_Midwest | MISO_IN | NonRTO_Midwest | Internal | Summer | B6 | 300 | 4800 | 124.7 | 62.4 | 70.4 | 8 | 0
2035 | MISO_IN_2_NonRTO_Midwest | MISO_IN | NonRTO_Midwest | Internal | Summer | B7 | 400 | 4800 | 0 | 50.79 | 48.9 | 8 | 0
2035 | MISO_IN_2_NonRTO_Midwest | MISO_IN | NonRTO_Midwest | Internal | Summer | B8 | 500 | 4800 | 0 | 46.51 | 48.9 | 8 | 0
2035 | MISO_IN_2_NonRTO_Midwest | MISO_IN | NonRTO_Midwest | Internal | Summer | B9 | 800 | 4800 | 0 | 45.16 | 48.9 | 8 | 0
2035 | MISO_IN_2_NonRTO_Midwest | MISO_IN | NonRTO_Midwest | Internal | Summer | B10 | 1262 | 4800 | 0 | 45.16 | 45.54 | 8 | 0
2035 | MISO_IN_2_NonRTO_Midwest | MISO_IN | NonRTO_Midwest | Internal | Winter | B16 | 25 | 4800 | 1848.32 | 87.27 | 95.27 | 8 | 0
2035 | MISO_IN_2_NonRTO_Midwest | MISO_IN | NonRTO_Midwest | Internal | Winter | B17 | 100 | 4800 | 1260.94 | 67.14 | 75.14 | 8 | 0
2035 | MISO_IN_2_NonRTO_Midwest | MISO_IN | NonRTO_Midwest | Internal | Winter | B18 | 400 | 4800 | 0 | 57.88 | 63.92 | 8 | 0
2035 | MISO_IN_2_NonRTO_Midwest | MISO_IN | NonRTO_Midwest | Internal | Winter | B19 | 700 | 4800 | 0 | 54.11 | 53.74 | 8 | 0
2035 | MISO_IN_2_NonRTO_Midwest | MISO_IN | NonRTO_Midwest | Internal | Winter | B20 | 935 | 4800 | 0 | 49.66 | 53.74 | 8 | 0
2035 | MISO_IN_2_PJM_ROR | MISO_IN | PJM_ROR | Internal | Shoulder | B11 | 25 | 992 | 0 | 73.32 | 71.34 | 2 | 0
2035 | MISO_IN_2_PJM_ROR | MISO_IN | PJM_ROR | Internal | Shoulder | B12 | 200 | 992 | 0 | 64.45 | 62.48 | 2 | 0
2035 | MISO_IN_2_PJM_ROR | MISO_IN | PJM_ROR | Internal | Shoulder | B13 | 600 | 992 | 0 | 55.22 | 53.23 | 2 | 0
2035 | MISO_IN_2_PJM_ROR | MISO_IN | PJM_ROR | Internal | Shoulder | B14 | 900 | 992 | 0 | 51.61 | 50.32 | 2 | 0
2035 | MISO_IN_2_PJM_ROR | MISO_IN | PJM_ROR | Internal | Shoulder | B15 | 1203 | 992 | 0 | 46.63 | 46.56 | 2 | 0
2035 | MISO_IN_2_PJM_ROR | MISO_IN | PJM_ROR | Internal | Summer | B1 | 10 | 992 | 0 | 110.42 | 108.43 | 2 | 0
2035 | MISO_IN_2_PJM_ROR | MISO_IN | PJM_ROR | Internal | Summer | B2 | 25 | 992 | 0 | 88.52 | 86.52 | 2 | 0
2035 | MISO_IN_2_PJM_ROR | MISO_IN | PJM_ROR | Internal | Summer | B3 | 75 | 992 | 0 | 83.8 | 81.8 | 2 | 0
2035 | MISO_IN_2_PJM_ROR | MISO_IN | PJM_ROR | Internal | Summer | B4 | 100 | 992 | 0 | 80.23 | 78.23 | 2 | 0
2035 | MISO_IN_2_PJM_ROR | MISO_IN | PJM_ROR | Internal | Summer | B5 | 200 | 992 | 0 | 77.93 | 75.93 | 2 | 0
2035 | MISO_IN_2_PJM_ROR | MISO_IN | PJM_ROR | Internal | Summer | B6 | 300 | 992 | 0 | 62.4 | 61.94 | 2 | 0
2035 | MISO_IN_2_PJM_ROR | MISO_IN | PJM_ROR | Internal | Summer | B7 | 400 | 992 | 0 | 50.79 | 48.79 | 2 | 0
2035 | MISO_IN_2_PJM_ROR | MISO_IN | PJM_ROR | Internal | Summer | B8 | 500 | 992 | 0 | 46.51 | 45.32 | 2 | 0
2035 | MISO_IN_2_PJM_ROR | MISO_IN | PJM_ROR | Internal | Summer | B9 | 800 | 992 | 0 | 45.16 | 44.9 | 2 | 0
2035 | MISO_IN_2_PJM_ROR | MISO_IN | PJM_ROR | Internal | Summer | B10 | 1262 | 992 | 0 | 45.16 | 44.9 | 2 | 0
2035 | MISO_IN_2_PJM_ROR | MISO_IN | PJM_ROR | Internal | Winter | B16 | 25 | 992 | 0 | 87.27 | 86.51 | 2 | 0
2035 | MISO_IN_2_PJM_ROR | MISO_IN | PJM_ROR | Internal | Winter | B17 | 100 | 992 | 0.25 | 67.14 | 69.13 | 2 | 0
2035 | MISO_IN_2_PJM_ROR | MISO_IN | PJM_ROR | Internal | Winter | B18 | 400 | 992 | 0 | 57.88 | 57.11 | 2 | 0
2035 | MISO_IN_2_PJM_ROR | MISO_IN | PJM_ROR | Internal | Winter | B19 | 700 | 992 | 0 | 54.11 | 53.81 | 2 | 0
2035 | MISO_IN_2_PJM_ROR | MISO_IN | PJM_ROR | Internal | Winter | B20 | 935 | 992 | 0 | 49.66 | 50.07 | 2 | 0
2035 | MISO_MI_2_IESO | MISO_MI | IESO | Internal | Shoulder | B11 | 25 | 1580 | 0 | 73.33 | 48.51 | 8 | 0
2035 | MISO_MI_2_IESO | MISO_MI | IESO | Internal | Shoulder | B12 | 200 | 1580 | 0 | 64.46 | 48.51 | 8 | 0
2035 | MISO_MI_2_IESO | MISO_MI | IESO | Internal | Shoulder | B13 | 600 | 1580 | 0 | 55.23 | 48.51 | 8 | 0
2035 | MISO_MI_2_IESO | MISO_MI | IESO | Internal | Shoulder | B14 | 900 | 1580 | 0 | 51.67 | 48.51 | 8 | 0
2035 | MISO_MI_2_IESO | MISO_MI | IESO | Internal | Shoulder | B15 | 1203 | 1580 | 0 | 46.64 | 48.51 | 8 | 0
2035 | MISO_MI_2_IESO | MISO_MI | IESO | Internal | Summer | B1 | 10 | 1580 | 0 | 110.43 | 103.43 | 8 | 0
2035 | MISO_MI_2_IESO | MISO_MI | IESO | Internal | Summer | B2 | 25 | 1580 | 0 | 88.54 | 81.54 | 8 | 0
2035 | MISO_MI_2_IESO | MISO_MI | IESO | Internal | Summer | B3 | 75 | 1580 | 0 | 83.82 | 76.82 | 8 | 0
2035 | MISO_MI_2_IESO | MISO_MI | IESO | Internal | Summer | B4 | 100 | 1580 | 0 | 80.24 | 58.69 | 8 | 0
2035 | MISO_MI_2_IESO | MISO_MI | IESO | Internal | Summer | B5 | 200 | 1580 | 0 | 77.94 | 55.4 | 8 | 0
2035 | MISO_MI_2_IESO | MISO_MI | IESO | Internal | Summer | B6 | 300 | 1580 | 0 | 62.41 | 49.01 | 8 | 0
2035 | MISO_MI_2_IESO | MISO_MI | IESO | Internal | Summer | B7 | 400 | 1580 | 0 | 51.36 | 47.68 | 8 | 0
2035 | MISO_MI_2_IESO | MISO_MI | IESO | Internal | Summer | B8 | 500 | 1580 | 0 | 49.36 | 45.75 | 8 | 0
2035 | MISO_MI_2_IESO | MISO_MI | IESO | Internal | Summer | B9 | 800 | 1580 | 0 | 46.9 | 45.75 | 8 | 0
2035 | MISO_MI_2_IESO | MISO_MI | IESO | Internal | Summer | B10 | 1262 | 1580 | 0 | 45.41 | 45.75 | 8 | 0
2035 | MISO_MI_2_IESO | MISO_MI | IESO | Internal | Winter | B16 | 25 | 1580 | 0 | 87.26 | 60.6 | 8 | 0
2035 | MISO_MI_2_IESO | MISO_MI | IESO | Internal | Winter | B17 | 100 | 1580 | 0 | 67.16 | 54.91 | 8 | 0
2035 | MISO_MI_2_IESO | MISO_MI | IESO | Internal | Winter | B18 | 400 | 1580 | 0 | 57.89 | 50.89 | 8 | 0
2035 | MISO_MI_2_IESO | MISO_MI | IESO | Internal | Winter | B19 | 700 | 1580 | 0 | 54.12 | 50.89 | 8 | 0
2035 | MISO_MI_2_IESO | MISO_MI | IESO | Internal | Winter | B20 | 935 | 1580 | 0 | 49.67 | 50.89 | 8 | 0
2035 | MISO_MI_2_MISO_IN | MISO_MI | MISO_IN | Internal | Shoulder | B11 | 25 | 2045 | 0.53 | 73.33 | 73.32 | 0.01 | 0
2035 | MISO_MI_2_MISO_IN | MISO_MI | MISO_IN | Internal | Shoulder | B12 | 200 | 2045 | 0.07 | 64.46 | 64.45 | 0.01 | 0
2035 | MISO_MI_2_MISO_IN | MISO_MI | MISO_IN | Internal | Shoulder | B13 | 600 | 2045 | 0.02 | 55.23 | 55.22 | 0.01 | 0
2035 | MISO_MI_2_MISO_IN | MISO_MI | MISO_IN | Internal | Shoulder | B14 | 900 | 2045 | 0 | 51.67 | 51.61 | 0.01 | 0
2035 | MISO_MI_2_MISO_IN | MISO_MI | MISO_IN | Internal | Shoulder | B15 | 1203 | 2045 | 0.01 | 46.64 | 46.63 | 0.01 | 0
2035 | MISO_MI_2_MISO_IN | MISO_MI | MISO_IN | Internal | Summer | B1 | 10 | 2045 | 1.22 | 110.43 | 110.42 | 0.01 | 0
2035 | MISO_MI_2_MISO_IN | MISO_MI | MISO_IN | Internal | Summer | B2 | 25 | 2045 | 0.52 | 88.54 | 88.52 | 0.01 | 0
2035 | MISO_MI_2_MISO_IN | MISO_MI | MISO_IN | Internal | Summer | B3 | 75 | 2045 | 0.18 | 83.82 | 83.8 | 0.01 | 0
2035 | MISO_MI_2_MISO_IN | MISO_MI | MISO_IN | Internal | Summer | B4 | 100 | 2045 | 0.14 | 80.24 | 80.23 | 0.01 | 0
2035 | MISO_MI_2_MISO_IN | MISO_MI | MISO_IN | Internal | Summer | B5 | 200 | 2045 | 0.07 | 77.94 | 77.93 | 0.01 | 0
2035 | MISO_MI_2_MISO_IN | MISO_MI | MISO_IN | Internal | Summer | B6 | 300 | 2045 | 0.05 | 62.41 | 62.4 | 0.01 | 0
2035 | MISO_MI_2_MISO_IN | MISO_MI | MISO_IN | Internal | Summer | B7 | 400 | 2045 | 0 | 51.36 | 50.79 | 0.01 | 0
2035 | MISO_MI_2_MISO_IN | MISO_MI | MISO_IN | Internal | Summer | B8 | 500 | 2045 | 0 | 49.36 | 46.51 | 0.01 | 0
2035 | MISO_MI_2_MISO_IN | MISO_MI | MISO_IN | Internal | Summer | B9 | 800 | 2045 | 0 | 46.9 | 45.16 | 0.01 | 0
2035 | MISO_MI_2_MISO_IN | MISO_MI | MISO_IN | Internal | Summer | B10 | 1262 | 2045 | 0 | 45.41 | 45.16 | 0.01 | 0
2035 | MISO_MI_2_MISO_IN | MISO_MI | MISO_IN | Internal | Winter | B16 | 25 | 2045 | 746.11 | 87.26 | 87.27 | 0.01 | 0
2035 | MISO_MI_2_MISO_IN | MISO_MI | MISO_IN | Internal | Winter | B17 | 100 | 2045 | 0.13 | 67.16 | 67.14 | 0.01 | 0
2035 | MISO_MI_2_MISO_IN | MISO_MI | MISO_IN | Internal | Winter | B18 | 400 | 2045 | 0.03 | 57.89 | 57.88 | 0.01 | 0
2035 | MISO_MI_2_MISO_IN | MISO_MI | MISO_IN | Internal | Winter | B19 | 700 | 2045 | 0.02 | 54.12 | 54.11 | 0.01 | 0
2035 | MISO_MI_2_MISO_IN | MISO_MI | MISO_IN | Internal | Winter | B20 | 935 | 2045 | 0.02 | 49.67 | 49.66 | 0.01 | 0
2035 | MISO_MI_2_MISO_WUMS | MISO_MI | MISO_WUMS | Internal | Shoulder | B11 | 25 | 117 | 96.92 | 73.33 | 73.34 | 0.01 | 0
2035 | MISO_MI_2_MISO_WUMS | MISO_MI | MISO_WUMS | Internal | Shoulder | B12 | 200 | 117 | 0.15 | 64.46 | 64.46 | 0.01 | 0
2035 | MISO_MI_2_MISO_WUMS | MISO_MI | MISO_WUMS | Internal | Shoulder | B13 | 600 | 117 | 0 | 55.23 | 54.02 | 0.01 | 0
2035 | MISO_MI_2_MISO_WUMS | MISO_MI | MISO_WUMS | Internal | Shoulder | B14 | 900 | 117 | 0 | 51.67 | 50.57 | 0.01 | 0
2035 | MISO_MI_2_MISO_WUMS | MISO_MI | MISO_WUMS | Internal | Shoulder | B15 | 1203 | 117 | 0 | 46.64 | 46.49 | 0.01 | 0
2035 | MISO_MI_2_MISO_WUMS | MISO_MI | MISO_WUMS | Internal | Summer | B1 | 10 | 117 | 0 | 110.43 | 79.65 | 0.01 | 0
2035 | MISO_MI_2_MISO_WUMS | MISO_MI | MISO_WUMS | Internal | Summer | B2 | 25 | 117 | 0 | 88.54 | 79.65 | 0.01 | 0
2035 | MISO_MI_2_MISO_WUMS | MISO_MI | MISO_WUMS | Internal | Summer | B3 | 75 | 117 | 0 | 83.82 | 79.65 | 0.01 | 0
2035 | MISO_MI_2_MISO_WUMS | MISO_MI | MISO_WUMS | Internal | Summer | B4 | 100 | 117 | 0 | 80.24 | 79.65 | 0.01 | 0
2035 | MISO_MI_2_MISO_WUMS | MISO_MI | MISO_WUMS | Internal | Summer | B5 | 200 | 117 | 0.06 | 77.94 | 77.93 | 0.01 | 0
2035 | MISO_MI_2_MISO_WUMS | MISO_MI | MISO_WUMS | Internal | Summer | B6 | 300 | 117 | 0 | 62.41 | 59.94 | 0.01 | 0
2035 | MISO_MI_2_MISO_WUMS | MISO_MI | MISO_WUMS | Internal | Summer | B7 | 400 | 117 | 0 | 51.36 | 48.82 | 0.01 | 0
2035 | MISO_MI_2_MISO_WUMS | MISO_MI | MISO_WUMS | Internal | Summer | B8 | 500 | 117 | 0 | 49.36 | 47.32 | 0.01 | 0
2035 | MISO_MI_2_MISO_WUMS | MISO_MI | MISO_WUMS | Internal | Summer | B9 | 800 | 117 | 0 | 46.9 | 45.98 | 0.01 | 0
2035 | MISO_MI_2_MISO_WUMS | MISO_MI | MISO_WUMS | Internal | Summer | B10 | 1262 | 117 | 0 | 45.41 | 44.93 | 0.01 | 0
2035 | MISO_MI_2_MISO_WUMS | MISO_MI | MISO_WUMS | Internal | Winter | B16 | 25 | 117 | 0.83 | 87.26 | 87.26 | 0.01 | 0
2035 | MISO_MI_2_MISO_WUMS | MISO_MI | MISO_WUMS | Internal | Winter | B17 | 100 | 117 | 0.08 | 67.16 | 67.13 | 0.01 | 0
2035 | MISO_MI_2_MISO_WUMS | MISO_MI | MISO_WUMS | Internal | Winter | B18 | 400 | 117 | 0.06 | 57.89 | 57.89 | 0.01 | 0
2035 | MISO_MI_2_MISO_WUMS | MISO_MI | MISO_WUMS | Internal | Winter | B19 | 700 | 117 | 0 | 54.12 | 53.89 | 0.01 | 0
2035 | MISO_MI_2_MISO_WUMS | MISO_MI | MISO_WUMS | Internal | Winter | B20 | 935 | 117 | 0 | 49.67 | 49.46 | 0.01 | 0
2035 | MISO_MI_2_PJM_ROR | MISO_MI | PJM_ROR | Internal | Shoulder | B11 | 25 | 1424 | 0 | 73.33 | 71.34 | 2 | 0
2035 | MISO_MI_2_PJM_ROR | MISO_MI | PJM_ROR | Internal | Shoulder | B12 | 200 | 1424 | 0 | 64.46 | 62.48 | 2 | 0
2035 | MISO_MI_2_PJM_ROR | MISO_MI | PJM_ROR | Internal | Shoulder | B13 | 600 | 1424 | 0 | 55.23 | 53.23 | 2 | 0
2035 | MISO_MI_2_PJM_ROR | MISO_MI | PJM_ROR | Internal | Shoulder | B14 | 900 | 1424 | 0 | 51.67 | 50.32 | 2 | 0
2035 | MISO_MI_2_PJM_ROR | MISO_MI | PJM_ROR | Internal | Shoulder | B15 | 1203 | 1424 | 0 | 46.64 | 46.56 | 2 | 0
2035 | MISO_MI_2_PJM_ROR | MISO_MI | PJM_ROR | Internal | Summer | B1 | 10 | 1424 | 0 | 110.43 | 108.43 | 2 | 0
2035 | MISO_MI_2_PJM_ROR | MISO_MI | PJM_ROR | Internal | Summer | B2 | 25 | 1424 | 0 | 88.54 | 86.52 | 2 | 0
2035 | MISO_MI_2_PJM_ROR | MISO_MI | PJM_ROR | Internal | Summer | B3 | 75 | 1424 | 0 | 83.82 | 81.8 | 2 | 0
2035 | MISO_MI_2_PJM_ROR | MISO_MI | PJM_ROR | Internal | Summer | B4 | 100 | 1424 | 0 | 80.24 | 78.23 | 2 | 0
2035 | MISO_MI_2_PJM_ROR | MISO_MI | PJM_ROR | Internal | Summer | B5 | 200 | 1424 | 0 | 77.94 | 75.93 | 2 | 0
2035 | MISO_MI_2_PJM_ROR | MISO_MI | PJM_ROR | Internal | Summer | B6 | 300 | 1424 | 0 | 62.41 | 61.94 | 2 | 0
2035 | MISO_MI_2_PJM_ROR | MISO_MI | PJM_ROR | Internal | Summer | B7 | 400 | 1424 | 0 | 51.36 | 48.79 | 2 | 0
2035 | MISO_MI_2_PJM_ROR | MISO_MI | PJM_ROR | Internal | Summer | B8 | 500 | 1424 | 0 | 49.36 | 45.32 | 2 | 0
2035 | MISO_MI_2_PJM_ROR | MISO_MI | PJM_ROR | Internal | Summer | B9 | 800 | 1424 | 0 | 46.9 | 44.9 | 2 | 0
2035 | MISO_MI_2_PJM_ROR | MISO_MI | PJM_ROR | Internal | Summer | B10 | 1262 | 1424 | 0 | 45.41 | 44.9 | 2 | 0
2035 | MISO_MI_2_PJM_ROR | MISO_MI | PJM_ROR | Internal | Winter | B16 | 25 | 1424 | 0 | 87.26 | 86.51 | 2 | 0
2035 | MISO_MI_2_PJM_ROR | MISO_MI | PJM_ROR | Internal | Winter | B17 | 100 | 1424 | 0.13 | 67.16 | 69.13 | 2 | 0
2035 | MISO_MI_2_PJM_ROR | MISO_MI | PJM_ROR | Internal | Winter | B18 | 400 | 1424 | 0 | 57.89 | 57.11 | 2 | 0
2035 | MISO_MI_2_PJM_ROR | MISO_MI | PJM_ROR | Internal | Winter | B19 | 700 | 1424 | 0 | 54.12 | 53.81 | 2 | 0
2035 | MISO_MI_2_PJM_ROR | MISO_MI | PJM_ROR | Internal | Winter | B20 | 935 | 1424 | 0 | 49.67 | 50.07 | 2 | 0
2035 | MISO_MO-IL_2_ENT | MISO_MO-IL | ENT | Internal | Shoulder | B11 | 25 | 2540 | 0 | 86.33 | 80.08 | 8 | 0
2035 | MISO_MO-IL_2_ENT | MISO_MO-IL | ENT | Internal | Shoulder | B12 | 200 | 2540 | 0 | 64.46 | 56.46 | 8 | 0
2035 | MISO_MO-IL_2_ENT | MISO_MO-IL | ENT | Internal | Shoulder | B13 | 600 | 2540 | 0 | 55.23 | 55.45 | 8 | 0
2035 | MISO_MO-IL_2_ENT | MISO_MO-IL | ENT | Internal | Shoulder | B14 | 900 | 2540 | 0 | 52.32 | 54.56 | 8 | 0
2035 | MISO_MO-IL_2_ENT | MISO_MO-IL | ENT | Internal | Shoulder | B15 | 1203 | 2540 | 0 | 46.64 | 53.61 | 8 | 0
2035 | MISO_MO-IL_2_ENT | MISO_MO-IL | ENT | Internal | Summer | B1 | 10 | 2540 | 0 | 110.43 | 102.43 | 8 | 0
2035 | MISO_MO-IL_2_ENT | MISO_MO-IL | ENT | Internal | Summer | B2 | 25 | 2540 | 0 | 93.31 | 85.31 | 8 | 0
2035 | MISO_MO-IL_2_ENT | MISO_MO-IL | ENT | Internal | Summer | B3 | 75 | 2540 | 0 | 83.82 | 83.05 | 8 | 0
2035 | MISO_MO-IL_2_ENT | MISO_MO-IL | ENT | Internal | Summer | B4 | 100 | 2540 | 0 | 83.22 | 82.9 | 8 | 0
2035 | MISO_MO-IL_2_ENT | MISO_MO-IL | ENT | Internal | Summer | B5 | 200 | 2540 | 0 | 83.22 | 78.79 | 8 | 0
2035 | MISO_MO-IL_2_ENT | MISO_MO-IL | ENT | Internal | Summer | B6 | 300 | 2540 | 0 | 76.46 | 76.46 | 8 | 0
2035 | MISO_MO-IL_2_ENT | MISO_MO-IL | ENT | Internal | Summer | B7 | 400 | 2540 | 0 | 54.07 | 54.07 | 8 | 0
2035 | MISO_MO-IL_2_ENT | MISO_MO-IL | ENT | Internal | Summer | B8 | 500 | 2540 | 0 | 46.52 | 54.07 | 8 | 0
2035 | MISO_MO-IL_2_ENT | MISO_MO-IL | ENT | Internal | Summer | B9 | 800 | 2540 | 0 | 45.17 | 51.9 | 8 | 0
2035 | MISO_MO-IL_2_ENT | MISO_MO-IL | ENT | Internal | Summer | B10 | 1262 | 2540 | 0 | 44.96 | 51.9 | 8 | 0
2035 | MISO_MO-IL_2_ENT | MISO_MO-IL | ENT | Internal | Winter | B16 | 25 | 2540 | 0 | 87.28 | 80.9 | 8 | 0
2035 | MISO_MO-IL_2_ENT | MISO_MO-IL | ENT | Internal | Winter | B17 | 100 | 2540 | 0 | 67.16 | 59.42 | 8 | 0
2035 | MISO_MO-IL_2_ENT | MISO_MO-IL | ENT | Internal | Winter | B18 | 400 | 2540 | 0 | 57.89 | 58.86 | 8 | 0
2035 | MISO_MO-IL_2_ENT | MISO_MO-IL | ENT | Internal | Winter | B19 | 700 | 2540 | 0 | 54.12 | 57.03 | 8 | 0
2035 | MISO_MO-IL_2_ENT | MISO_MO-IL | ENT | Internal | Winter | B20 | 935 | 2540 | 0 | 49.64 | 57.03 | 8 | 0
2035 | MISO_MO-IL_2_MISO_IN | MISO_MO-IL | MISO_IN | Internal | Shoulder | B11 | 25 | 2100 | 0 | 86.33 | 73.32 | 0.01 | 0
2035 | MISO_MO-IL_2_MISO_IN | MISO_MO-IL | MISO_IN | Internal | Shoulder | B12 | 200 | 2100 | 0.06 | 64.46 | 64.45 | 0.01 | 0
2035 | MISO_MO-IL_2_MISO_IN | MISO_MO-IL | MISO_IN | Internal | Shoulder | B13 | 600 | 2100 | 0.02 | 55.23 | 55.22 | 0.01 | 0
2035 | MISO_MO-IL_2_MISO_IN | MISO_MO-IL | MISO_IN | Internal | Shoulder | B14 | 900 | 2100 | 0 | 52.32 | 51.61 | 0.01 | 0
2035 | MISO_MO-IL_2_MISO_IN | MISO_MO-IL | MISO_IN | Internal | Shoulder | B15 | 1203 | 2100 | 0.01 | 46.64 | 46.63 | 0.01 | 0
2035 | MISO_MO-IL_2_MISO_IN | MISO_MO-IL | MISO_IN | Internal | Summer | B1 | 10 | 2100 | 1.22 | 110.43 | 110.42 | 0.01 | 0
2035 | MISO_MO-IL_2_MISO_IN | MISO_MO-IL | MISO_IN | Internal | Summer | B2 | 25 | 2100 | 0 | 93.31 | 88.52 | 0.01 | 0
2035 | MISO_MO-IL_2_MISO_IN | MISO_MO-IL | MISO_IN | Internal | Summer | B3 | 75 | 2100 | 0.18 | 83.82 | 83.8 | 0.01 | 0
2035 | MISO_MO-IL_2_MISO_IN | MISO_MO-IL | MISO_IN | Internal | Summer | B4 | 100 | 2100 | 0 | 83.22 | 80.23 | 0.01 | 0
2035 | MISO_MO-IL_2_MISO_IN | MISO_MO-IL | MISO_IN | Internal | Summer | B5 | 200 | 2100 | 0 | 83.22 | 77.93 | 0.01 | 0
2035 | MISO_MO-IL_2_MISO_IN | MISO_MO-IL | MISO_IN | Internal | Summer | B6 | 300 | 2100 | 0 | 76.46 | 62.4 | 0.01 | 0
2035 | MISO_MO-IL_2_MISO_IN | MISO_MO-IL | MISO_IN | Internal | Summer | B7 | 400 | 2100 | 0 | 54.07 | 50.79 | 0.01 | 0
2035 | MISO_MO-IL_2_MISO_IN | MISO_MO-IL | MISO_IN | Internal | Summer | B8 | 500 | 2100 | 0.03 | 46.52 | 46.51 | 0.01 | 0
2035 | MISO_MO-IL_2_MISO_IN | MISO_MO-IL | MISO_IN | Internal | Summer | B9 | 800 | 2100 | 0.02 | 45.17 | 45.16 | 0.01 | 0
2035 | MISO_MO-IL_2_MISO_IN | MISO_MO-IL | MISO_IN | Internal | Summer | B10 | 1262 | 2100 | 2100 | 44.96 | 45.16 | 0.01 | 0.19
2035 | MISO_MO-IL_2_MISO_IN | MISO_MO-IL | MISO_IN | Internal | Winter | B16 | 25 | 2100 | 0.52 | 87.28 | 87.27 | 0.01 | 0
2035 | MISO_MO-IL_2_MISO_IN | MISO_MO-IL | MISO_IN | Internal | Winter | B17 | 100 | 2100 | 0.14 | 67.16 | 67.14 | 0.01 | 0
2035 | MISO_MO-IL_2_MISO_IN | MISO_MO-IL | MISO_IN | Internal | Winter | B18 | 400 | 2100 | 0.03 | 57.89 | 57.88 | 0.01 | 0
2035 | MISO_MO-IL_2_MISO_IN | MISO_MO-IL | MISO_IN | Internal | Winter | B19 | 700 | 2100 | 0.02 | 54.12 | 54.11 | 0.01 | 0
2035 | MISO_MO-IL_2_MISO_IN | MISO_MO-IL | MISO_IN | Internal | Winter | B20 | 935 | 2100 | 1469.1 | 49.64 | 49.66 | 0.01 | 0
2035 | MISO_MO-IL_2_MISO_W | MISO_MO-IL | MISO_W | Internal | Shoulder | B11 | 25 | 960 | 959.99 | 86.33 | 88.07 | 0.01 | 1.72
2035 | MISO_MO-IL_2_MISO_W | MISO_MO-IL | MISO_W | Internal | Shoulder | B12 | 200 | 960 | 669.04 | 64.46 | 64.48 | 0.01 | 0
2035 | MISO_MO-IL_2_MISO_W | MISO_MO-IL | MISO_W | Internal | Shoulder | B13 | 600 | 960 | 959.99 | 55.23 | 55.51 | 0.01 | 0.27
2035 | MISO_MO-IL_2_MISO_W | MISO_MO-IL | MISO_W | Internal | Shoulder | B14 | 900 | 960 | 960 | 52.32 | 53.71 | 0.01 | 1.38
2035 | MISO_MO-IL_2_MISO_W | MISO_MO-IL | MISO_W | Internal | Shoulder | B15 | 1203 | 960 | 960 | 46.64 | 48.56 | 0.01 | 1.91
2035 | MISO_MO-IL_2_MISO_W | MISO_MO-IL | MISO_W | Internal | Summer | B1 | 10 | 960 | 2.61 | 110.43 | 110.43 | 0.01 | 0
2035 | MISO_MO-IL_2_MISO_W | MISO_MO-IL | MISO_W | Internal | Summer | B2 | 25 | 960 | 193.73 | 93.31 | 93.32 | 0.01 | 0
2035 | MISO_MO-IL_2_MISO_W | MISO_MO-IL | MISO_W | Internal | Summer | B3 | 75 | 960 | 960 | 83.82 | 93.32 | 0.01 | 9.5
2035 | MISO_MO-IL_2_MISO_W | MISO_MO-IL | MISO_W | Internal | Summer | B4 | 100 | 960 | 960 | 83.22 | 90.45 | 0.01 | 7.22
2035 | MISO_MO-IL_2_MISO_W | MISO_MO-IL | MISO_W | Internal | Summer | B5 | 200 | 960 | 960 | 83.22 | 86.13 | 0.01 | 2.9
2035 | MISO_MO-IL_2_MISO_W | MISO_MO-IL | MISO_W | Internal | Summer | B6 | 300 | 960 | 960 | 76.46 | 84.55 | 0.01 | 8.08
2035 | MISO_MO-IL_2_MISO_W | MISO_MO-IL | MISO_W | Internal | Summer | B7 | 400 | 960 | 960 | 54.07 | 62.05 | 0.01 | 7.98
2035 | MISO_MO-IL_2_MISO_W | MISO_MO-IL | MISO_W | Internal | Summer | B8 | 500 | 960 | 960 | 46.52 | 51.47 | 0.01 | 4.94
2035 | MISO_MO-IL_2_MISO_W | MISO_MO-IL | MISO_W | Internal | Summer | B9 | 800 | 960 | 960 | 45.17 | 47.3 | 0.01 | 2.12
2035 | MISO_MO-IL_2_MISO_W | MISO_MO-IL | MISO_W | Internal | Summer | B10 | 1262 | 960 | 0.01 | 44.96 | 44.95 | 0.01 | 0
2035 | MISO_MO-IL_2_MISO_W | MISO_MO-IL | MISO_W | Internal | Winter | B16 | 25 | 960 | 0.51 | 87.28 | 87.27 | 0.01 | 0
2035 | MISO_MO-IL_2_MISO_W | MISO_MO-IL | MISO_W | Internal | Winter | B17 | 100 | 960 | 0.13 | 67.16 | 67.14 | 0.01 | 0
2035 | MISO_MO-IL_2_MISO_W | MISO_MO-IL | MISO_W | Internal | Winter | B18 | 400 | 960 | 785.13 | 57.89 | 57.9 | 0.01 | 0
2035 | MISO_MO-IL_2_MISO_W | MISO_MO-IL | MISO_W | Internal | Winter | B19 | 700 | 960 | 960 | 54.12 | 55.81 | 0.01 | 1.68
2035 | MISO_MO-IL_2_MISO_W | MISO_MO-IL | MISO_W | Internal | Winter | B20 | 935 | 960 | 0.01 | 49.64 | 49.63 | 0.01 | 0
2035 | MISO_MO-IL_2_PJM_ROR | MISO_MO-IL | PJM_ROR | Internal | Shoulder | B11 | 25 | 1212 | 0 | 86.33 | 71.34 | 2 | 0
2035 | MISO_MO-IL_2_PJM_ROR | MISO_MO-IL | PJM_ROR | Internal | Shoulder | B12 | 200 | 1212 | 0 | 64.46 | 62.48 | 2 | 0
2035 | MISO_MO-IL_2_PJM_ROR | MISO_MO-IL | PJM_ROR | Internal | Shoulder | B13 | 600 | 1212 | 0 | 55.23 | 53.23 | 2 | 0
2035 | MISO_MO-IL_2_PJM_ROR | MISO_MO-IL | PJM_ROR | Internal | Shoulder | B14 | 900 | 1212 | 0 | 52.32 | 50.32 | 2 | 0
2035 | MISO_MO-IL_2_PJM_ROR | MISO_MO-IL | PJM_ROR | Internal | Shoulder | B15 | 1203 | 1212 | 0 | 46.64 | 46.56 | 2 | 0
2035 | MISO_MO-IL_2_PJM_ROR | MISO_MO-IL | PJM_ROR | Internal | Summer | B1 | 10 | 1212 | 0 | 110.43 | 108.43 | 2 | 0
2035 | MISO_MO-IL_2_PJM_ROR | MISO_MO-IL | PJM_ROR | Internal | Summer | B2 | 25 | 1212 | 0 | 93.31 | 86.52 | 2 | 0
2035 | MISO_MO-IL_2_PJM_ROR | MISO_MO-IL | PJM_ROR | Internal | Summer | B3 | 75 | 1212 | 0 | 83.82 | 81.8 | 2 | 0
2035 | MISO_MO-IL_2_PJM_ROR | MISO_MO-IL | PJM_ROR | Internal | Summer | B4 | 100 | 1212 | 0 | 83.22 | 78.23 | 2 | 0
2035 | MISO_MO-IL_2_PJM_ROR | MISO_MO-IL | PJM_ROR | Internal | Summer | B5 | 200 | 1212 | 0 | 83.22 | 75.93 | 2 | 0
2035 | MISO_MO-IL_2_PJM_ROR | MISO_MO-IL | PJM_ROR | Internal | Summer | B6 | 300 | 1212 | 0 | 76.46 | 61.94 | 2 | 0
2035 | MISO_MO-IL_2_PJM_ROR | MISO_MO-IL | PJM_ROR | Internal | Summer | B7 | 400 | 1212 | 0 | 54.07 | 48.79 | 2 | 0
2035 | MISO_MO-IL_2_PJM_ROR | MISO_MO-IL | PJM_ROR | Internal | Summer | B8 | 500 | 1212 | 0 | 46.52 | 45.32 | 2 | 0
2035 | MISO_MO-IL_2_PJM_ROR | MISO_MO-IL | PJM_ROR | Internal | Summer | B9 | 800 | 1212 | 0 | 45.17 | 44.9 | 2 | 0
2035 | MISO_MO-IL_2_PJM_ROR | MISO_MO-IL | PJM_ROR | Internal | Summer | B10 | 1262 | 1212 | 0 | 44.96 | 44.9 | 2 | 0
2035 | MISO_MO-IL_2_PJM_ROR | MISO_MO-IL | PJM_ROR | Internal | Winter | B16 | 25 | 1212 | 0 | 87.28 | 86.51 | 2 | 0
2035 | MISO_MO-IL_2_PJM_ROR | MISO_MO-IL | PJM_ROR | Internal | Winter | B17 | 100 | 1212 | 0.13 | 67.16 | 69.13 | 2 | 0
2035 | MISO_MO-IL_2_PJM_ROR | MISO_MO-IL | PJM_ROR | Internal | Winter | B18 | 400 | 1212 | 0 | 57.89 | 57.11 | 2 | 0
2035 | MISO_MO-IL_2_PJM_ROR | MISO_MO-IL | PJM_ROR | Internal | Winter | B19 | 700 | 1212 | 0 | 54.12 | 53.81 | 2 | 0
2035 | MISO_MO-IL_2_PJM_ROR | MISO_MO-IL | PJM_ROR | Internal | Winter | B20 | 935 | 1212 | 0 | 49.64 | 50.07 | 2 | 0
2035 | MISO_MO-IL_2_SPP_N | MISO_MO-IL | SPP_N | Internal | Shoulder | B11 | 25 | 2000 | 0 | 86.33 | 88.08 | 8 | 0
2035 | MISO_MO-IL_2_SPP_N | MISO_MO-IL | SPP_N | Internal | Shoulder | B12 | 200 | 2000 | 0 | 64.46 | 59.49 | 8 | 0
2035 | MISO_MO-IL_2_SPP_N | MISO_MO-IL | SPP_N | Internal | Shoulder | B13 | 600 | 2000 | 0 | 55.23 | 54.79 | 8 | 0
2035 | MISO_MO-IL_2_SPP_N | MISO_MO-IL | SPP_N | Internal | Shoulder | B14 | 900 | 2000 | 0 | 52.32 | 49.95 | 8 | 0
2035 | MISO_MO-IL_2_SPP_N | MISO_MO-IL | SPP_N | Internal | Shoulder | B15 | 1203 | 2000 | 0 | 46.64 | 49.95 | 8 | 0
2035 | MISO_MO-IL_2_SPP_N | MISO_MO-IL | SPP_N | Internal | Summer | B1 | 10 | 2000 | 0 | 110.43 | 105.42 | 8 | 0
2035 | MISO_MO-IL_2_SPP_N | MISO_MO-IL | SPP_N | Internal | Summer | B2 | 25 | 2000 | 0 | 93.31 | 88.32 | 8 | 0
2035 | MISO_MO-IL_2_SPP_N | MISO_MO-IL | SPP_N | Internal | Summer | B3 | 75 | 2000 | 0 | 83.82 | 88.32 | 8 | 0
2035 | MISO_MO-IL_2_SPP_N | MISO_MO-IL | SPP_N | Internal | Summer | B4 | 100 | 2000 | 0 | 83.22 | 85.45 | 8 | 0
2035 | MISO_MO-IL_2_SPP_N | MISO_MO-IL | SPP_N | Internal | Summer | B5 | 200 | 2000 | 0 | 83.22 | 85.45 | 8 | 0
2035 | MISO_MO-IL_2_SPP_N | MISO_MO-IL | SPP_N | Internal | Summer | B6 | 300 | 2000 | 29.26 | 76.46 | 84.46 | 8 | 0
2035 | MISO_MO-IL_2_SPP_N | MISO_MO-IL | SPP_N | Internal | Summer | B7 | 400 | 2000 | 501.47 | 54.07 | 62.07 | 8 | 0
2035 | MISO_MO-IL_2_SPP_N | MISO_MO-IL | SPP_N | Internal | Summer | B8 | 500 | 2000 | 0 | 46.52 | 53.4 | 8 | 0
2035 | MISO_MO-IL_2_SPP_N | MISO_MO-IL | SPP_N | Internal | Summer | B9 | 800 | 2000 | 0 | 45.17 | 51.6 | 8 | 0
2035 | MISO_MO-IL_2_SPP_N | MISO_MO-IL | SPP_N | Internal | Summer | B10 | 1262 | 2000 | 0 | 44.96 | 48.38 | 8 | 0
2035 | MISO_MO-IL_2_SPP_N | MISO_MO-IL | SPP_N | Internal | Winter | B16 | 25 | 2000 | 0 | 87.28 | 88.9 | 8 | 0
2035 | MISO_MO-IL_2_SPP_N | MISO_MO-IL | SPP_N | Internal | Winter | B17 | 100 | 2000 | 0 | 67.16 | 62.16 | 8 | 0
2035 | MISO_MO-IL_2_SPP_N | MISO_MO-IL | SPP_N | Internal | Winter | B18 | 400 | 2000 | 0 | 57.89 | 57.01 | 8 | 0
2035 | MISO_MO-IL_2_SPP_N | MISO_MO-IL | SPP_N | Internal | Winter | B19 | 700 | 2000 | 0 | 54.12 | 53.26 | 8 | 0
2035 | MISO_MO-IL_2_SPP_N | MISO_MO-IL | SPP_N | Internal | Winter | B20 | 935 | 2000 | 0 | 49.64 | 53.26 | 8 | 0
2035 | MISO_MO-IL_2_TVA_Transmission | MISO_MO-IL | TVA_Transmission | Internal | Shoulder | B11 | 25 | 4000 | 0 | 86.33 | 77.34 | 8 | 0
2035 | MISO_MO-IL_2_TVA_Transmission | MISO_MO-IL | TVA_Transmission | Internal | Shoulder | B12 | 200 | 4000 | 0 | 64.46 | 63.9 | 8 | 0
2035 | MISO_MO-IL_2_TVA_Transmission | MISO_MO-IL | TVA_Transmission | Internal | Shoulder | B13 | 600 | 4000 | 0 | 55.23 | 57.34 | 8 | 0
2035 | MISO_MO-IL_2_TVA_Transmission | MISO_MO-IL | TVA_Transmission | Internal | Shoulder | B14 | 900 | 4000 | 0 | 52.32 | 56.2 | 8 | 0
2035 | MISO_MO-IL_2_TVA_Transmission | MISO_MO-IL | TVA_Transmission | Internal | Shoulder | B15 | 1203 | 4000 | 0 | 46.64 | 52.56 | 8 | 0
2035 | MISO_MO-IL_2_TVA_Transmission | MISO_MO-IL | TVA_Transmission | Internal | Summer | B1 | 10 | 4000 | 0 | 110.43 | 107.65 | 8 | 0
2035 | MISO_MO-IL_2_TVA_Transmission | MISO_MO-IL | TVA_Transmission | Internal | Summer | B2 | 25 | 4000 | 0 | 93.31 | 92.52 | 8 | 0
2035 | MISO_MO-IL_2_TVA_Transmission | MISO_MO-IL | TVA_Transmission | Internal | Summer | B3 | 75 | 4000 | 0 | 83.82 | 87.31 | 8 | 0
2035 | MISO_MO-IL_2_TVA_Transmission | MISO_MO-IL | TVA_Transmission | Internal | Summer | B4 | 100 | 4000 | 0 | 83.22 | 86.79 | 8 | 0
2035 | MISO_MO-IL_2_TVA_Transmission | MISO_MO-IL | TVA_Transmission | Internal | Summer | B5 | 200 | 4000 | 0 | 83.22 | 86.79 | 8 | 0
2035 | MISO_MO-IL_2_TVA_Transmission | MISO_MO-IL | TVA_Transmission | Internal | Summer | B6 | 300 | 4000 | 0 | 76.46 | 67.94 | 8 | 0
2035 | MISO_MO-IL_2_TVA_Transmission | MISO_MO-IL | TVA_Transmission | Internal | Summer | B7 | 400 | 4000 | 0 | 54.07 | 54.26 | 8 | 0
2035 | MISO_MO-IL_2_TVA_Transmission | MISO_MO-IL | TVA_Transmission | Internal | Summer | B8 | 500 | 4000 | 0 | 46.52 | 51.32 | 8 | 0
2035 | MISO_MO-IL_2_TVA_Transmission | MISO_MO-IL | TVA_Transmission | Internal | Summer | B9 | 800 | 4000 | 0 | 45.17 | 50.01 | 8 | 0
2035 | MISO_MO-IL_2_TVA_Transmission | MISO_MO-IL | TVA_Transmission | Internal | Summer | B10 | 1262 | 4000 | 0 | 44.96 | 49.91 | 8 | 0
2035 | MISO_MO-IL_2_TVA_Transmission | MISO_MO-IL | TVA_Transmission | Internal | Winter | B16 | 25 | 4000 | 0 | 87.28 | 92.51 | 8 | 0
2035 | MISO_MO-IL_2_TVA_Transmission | MISO_MO-IL | TVA_Transmission | Internal | Winter | B17 | 100 | 4000 | 0 | 67.16 | 67.42 | 8 | 0
2035 | MISO_MO-IL_2_TVA_Transmission | MISO_MO-IL | TVA_Transmission | Internal | Winter | B18 | 400 | 4000 | 0 | 57.89 | 60.35 | 8 | 0
2035 | MISO_MO-IL_2_TVA_Transmission | MISO_MO-IL | TVA_Transmission | Internal | Winter | B19 | 700 | 4000 | 0 | 54.12 | 58.84 | 8 | 0
2035 | MISO_MO-IL_2_TVA_Transmission | MISO_MO-IL | TVA_Transmission | Internal | Winter | B20 | 935 | 4000 | 0 | 49.64 | 55.63 | 8 | 0
2035 | MISO_W_2_IESO | MISO_W | IESO | Internal | Shoulder | B11 | 25 | 90 | 0 | 88.07 | 48.51 | 8 | 0
2035 | MISO_W_2_IESO | MISO_W | IESO | Internal | Shoulder | B12 | 200 | 90 | 0 | 64.48 | 48.51 | 8 | 0
2035 | MISO_W_2_IESO | MISO_W | IESO | Internal | Shoulder | B13 | 600 | 90 | 0 | 55.51 | 48.51 | 8 | 0
2035 | MISO_W_2_IESO | MISO_W | IESO | Internal | Shoulder | B14 | 900 | 90 | 0 | 53.71 | 48.51 | 8 | 0
2035 | MISO_W_2_IESO | MISO_W | IESO | Internal | Shoulder | B15 | 1203 | 90 | 0 | 48.56 | 48.51 | 8 | 0
2035 | MISO_W_2_IESO | MISO_W | IESO | Internal | Summer | B1 | 10 | 90 | 0 | 110.43 | 103.43 | 8 | 0
2035 | MISO_W_2_IESO | MISO_W | IESO | Internal | Summer | B2 | 25 | 90 | 0 | 93.32 | 81.54 | 8 | 0
2035 | MISO_W_2_IESO | MISO_W | IESO | Internal | Summer | B3 | 75 | 90 | 0 | 93.32 | 76.82 | 8 | 0
2035 | MISO_W_2_IESO | MISO_W | IESO | Internal | Summer | B4 | 100 | 90 | 0 | 90.45 | 58.69 | 8 | 0
2035 | MISO_W_2_IESO | MISO_W | IESO | Internal | Summer | B5 | 200 | 90 | 0 | 86.13 | 55.4 | 8 | 0
2035 | MISO_W_2_IESO | MISO_W | IESO | Internal | Summer | B6 | 300 | 90 | 0 | 84.55 | 49.01 | 8 | 0
2035 | MISO_W_2_IESO | MISO_W | IESO | Internal | Summer | B7 | 400 | 90 | 0 | 62.05 | 47.68 | 8 | 0
2035 | MISO_W_2_IESO | MISO_W | IESO | Internal | Summer | B8 | 500 | 90 | 0 | 51.47 | 45.75 | 8 | 0
2035 | MISO_W_2_IESO | MISO_W | IESO | Internal | Summer | B9 | 800 | 90 | 0 | 47.3 | 45.75 | 8 | 0
2035 | MISO_W_2_IESO | MISO_W | IESO | Internal | Summer | B10 | 1262 | 90 | 0 | 44.95 | 45.75 | 8 | 0
2035 | MISO_W_2_IESO | MISO_W | IESO | Internal | Winter | B16 | 25 | 90 | 0 | 87.27 | 60.6 | 8 | 0
2035 | MISO_W_2_IESO | MISO_W | IESO | Internal | Winter | B17 | 100 | 90 | 0 | 67.14 | 54.91 | 8 | 0
2035 | MISO_W_2_IESO | MISO_W | IESO | Internal | Winter | B18 | 400 | 90 | 0 | 57.9 | 50.89 | 8 | 0
2035 | MISO_W_2_IESO | MISO_W | IESO | Internal | Winter | B19 | 700 | 90 | 0 | 55.81 | 50.89 | 8 | 0
2035 | MISO_W_2_IESO | MISO_W | IESO | Internal | Winter | B20 | 935 | 90 | 0 | 49.63 | 50.89 | 8 | 0
2035 | MISO_W_2_MAPP_CA | MISO_W | MAPP_CA | Internal | Shoulder | B11 | 25 | 700 | 0 | 88.07 | 53.6 | 0.01 | 0
2035 | MISO_W_2_MAPP_CA | MISO_W | MAPP_CA | Internal | Shoulder | B12 | 200 | 700 | 0 | 64.48 | 55.51 | 0.01 | 0
2035 | MISO_W_2_MAPP_CA | MISO_W | MAPP_CA | Internal | Shoulder | B13 | 600 | 700 | 0.02 | 55.51 | 55.5 | 0.01 | 0
2035 | MISO_W_2_MAPP_CA | MISO_W | MAPP_CA | Internal | Shoulder | B14 | 900 | 700 | 0 | 53.71 | 52.35 | 0.01 | 0
2035 | MISO_W_2_MAPP_CA | MISO_W | MAPP_CA | Internal | Shoulder | B15 | 1203 | 700 | 700 | 48.56 | 52.35 | 0.01 | 3.77
2035 | MISO_W_2_MAPP_CA | MISO_W | MAPP_CA | Internal | Summer | B1 | 10 | 700 | 0 | 110.43 | 86.42 | 0.01 | 0
2035 | MISO_W_2_MAPP_CA | MISO_W | MAPP_CA | Internal | Summer | B2 | 25 | 700 | 0 | 93.32 | 79.32 | 0.01 | 0
2035 | MISO_W_2_MAPP_CA | MISO_W | MAPP_CA | Internal | Summer | B3 | 75 | 700 | 0 | 93.32 | 79.32 | 0.01 | 0
2035 | MISO_W_2_MAPP_CA | MISO_W | MAPP_CA | Internal | Summer | B4 | 100 | 700 | 0 | 90.45 | 65.69 | 0.01 | 0
2035 | MISO_W_2_MAPP_CA | MISO_W | MAPP_CA | Internal | Summer | B5 | 200 | 700 | 0 | 86.13 | 61.18 | 0.01 | 0
2035 | MISO_W_2_MAPP_CA | MISO_W | MAPP_CA | Internal | Summer | B6 | 300 | 700 | 0 | 84.55 | 56.01 | 0.01 | 0
2035 | MISO_W_2_MAPP_CA | MISO_W | MAPP_CA | Internal | Summer | B7 | 400 | 700 | 0 | 62.05 | 51.88 | 0.01 | 0
2035 | MISO_W_2_MAPP_CA | MISO_W | MAPP_CA | Internal | Summer | B8 | 500 | 700 | 0.03 | 51.47 | 51.46 | 0.01 | 0
2035 | MISO_W_2_MAPP_CA | MISO_W | MAPP_CA | Internal | Summer | B9 | 800 | 700 | 0.02 | 47.3 | 47.29 | 0.01 | 0
2035 | MISO_W_2_MAPP_CA | MISO_W | MAPP_CA | Internal | Summer | B10 | 1262 | 700 | 700 | 44.95 | 47.29 | 0.01 | 2.33
2035 | MISO_W_2_MAPP_CA | MISO_W | MAPP_CA | Internal | Winter | B16 | 25 | 700 | 0.39 | 87.27 | 87.26 | 0.01 | 0
2035 | MISO_W_2_MAPP_CA | MISO_W | MAPP_CA | Internal | Winter | B17 | 100 | 700 | 0.13 | 67.14 | 67.13 | 0.01 | 0
2035 | MISO_W_2_MAPP_CA | MISO_W | MAPP_CA | Internal | Winter | B18 | 400 | 700 | 0.03 | 57.9 | 57.89 | 0.01 | 0
2035 | MISO_W_2_MAPP_CA | MISO_W | MAPP_CA | Internal | Winter | B19 | 700 | 700 | 0.02 | 55.81 | 55.8 | 0.01 | 0
2035 | MISO_W_2_MAPP_CA | MISO_W | MAPP_CA | Internal | Winter | B20 | 935 | 700 | 700 | 49.63 | 55.66 | 0.01 | 6.02
2035 | MISO_W_2_MAPP_US | MISO_W | MAPP_US | Internal | Shoulder | B11 | 25 | 2300 | 0 | 88.07 | 81.07 | 7 | 0
2035 | MISO_W_2_MAPP_US | MISO_W | MAPP_US | Internal | Shoulder | B12 | 200 | 2300 | 0 | 64.48 | 57.48 | 7 | 0
2035 | MISO_W_2_MAPP_US | MISO_W | MAPP_US | Internal | Shoulder | B13 | 600 | 2300 | 0 | 55.51 | 48.6 | 7 | 0
2035 | MISO_W_2_MAPP_US | MISO_W | MAPP_US | Internal | Shoulder | B14 | 900 | 2300 | 0 | 53.71 | 48.6 | 7 | 0
2035 | MISO_W_2_MAPP_US | MISO_W | MAPP_US | Internal | Shoulder | B15 | 1203 | 2300 | 0 | 48.56 | 48.6 | 7 | 0
2035 | MISO_W_2_MAPP_US | MISO_W | MAPP_US | Internal | Summer | B1 | 10 | 2300 | 0 | 110.43 | 103.43 | 7 | 0
2035 | MISO_W_2_MAPP_US | MISO_W | MAPP_US | Internal | Summer | B2 | 25 | 2300 | 0 | 93.32 | 86.32 | 7 | 0
2035 | MISO_W_2_MAPP_US | MISO_W | MAPP_US | Internal | Summer | B3 | 75 | 2300 | 0 | 93.32 | 86.32 | 7 | 0
2035 | MISO_W_2_MAPP_US | MISO_W | MAPP_US | Internal | Summer | B4 | 100 | 2300 | 0 | 90.45 | 83.45 | 7 | 0
2035 | MISO_W_2_MAPP_US | MISO_W | MAPP_US | Internal | Summer | B5 | 200 | 2300 | 0 | 86.13 | 79.13 | 7 | 0
2035 | MISO_W_2_MAPP_US | MISO_W | MAPP_US | Internal | Summer | B6 | 300 | 2300 | 0 | 84.55 | 77.55 | 7 | 0
2035 | MISO_W_2_MAPP_US | MISO_W | MAPP_US | Internal | Summer | B7 | 400 | 2300 | 0 | 62.05 | 55.05 | 7 | 0
2035 | MISO_W_2_MAPP_US | MISO_W | MAPP_US | Internal | Summer | B8 | 500 | 2300 | 0 | 51.47 | 44.47 | 7 | 0
2035 | MISO_W_2_MAPP_US | MISO_W | MAPP_US | Internal | Summer | B9 | 800 | 2300 | 0 | 47.3 | 40.58 | 7 | 0
2035 | MISO_W_2_MAPP_US | MISO_W | MAPP_US | Internal | Summer | B10 | 1262 | 2300 | 0 | 44.95 | 37.95 | 7 | 0
2035 | MISO_W_2_MAPP_US | MISO_W | MAPP_US | Internal | Winter | B16 | 25 | 2300 | 0 | 87.27 | 80.27 | 7 | 0
2035 | MISO_W_2_MAPP_US | MISO_W | MAPP_US | Internal | Winter | B17 | 100 | 2300 | 0 | 67.14 | 60.14 | 7 | 0
2035 | MISO_W_2_MAPP_US | MISO_W | MAPP_US | Internal | Winter | B18 | 400 | 2300 | 0 | 57.9 | 55.09 | 7 | 0
2035 | MISO_W_2_MAPP_US | MISO_W | MAPP_US | Internal | Winter | B19 | 700 | 2300 | 0 | 55.81 | 55.09 | 7 | 0
2035 | MISO_W_2_MAPP_US | MISO_W | MAPP_US | Internal | Winter | B20 | 935 | 2300 | 0 | 49.63 | 42.63 | 7 | 0
2035 | MISO_W_2_MISO_MO-IL | MISO_W | MISO_MO-IL | Internal | Shoulder | B11 | 25 | 3800 | 0 | 88.07 | 86.33 | 0.01 | 0
2035 | MISO_W_2_MISO_MO-IL | MISO_W | MISO_MO-IL | Internal | Shoulder | B12 | 200 | 3800 | 0.06 | 64.48 | 64.46 | 0.01 | 0
2035 | MISO_W_2_MISO_MO-IL | MISO_W | MISO_MO-IL | Internal | Shoulder | B13 | 600 | 3800 | 0 | 55.51 | 55.23 | 0.01 | 0
2035 | MISO_W_2_MISO_MO-IL | MISO_W | MISO_MO-IL | Internal | Shoulder | B14 | 900 | 3800 | 0 | 53.71 | 52.32 | 0.01 | 0
2035 | MISO_W_2_MISO_MO-IL | MISO_W | MISO_MO-IL | Internal | Shoulder | B15 | 1203 | 3800 | 0 | 48.56 | 46.64 | 0.01 | 0
2035 | MISO_W_2_MISO_MO-IL | MISO_W | MISO_MO-IL | Internal | Summer | B1 | 10 | 3800 | 2.25 | 110.43 | 110.43 | 0.01 | 0
2035 | MISO_W_2_MISO_MO-IL | MISO_W | MISO_MO-IL | Internal | Summer | B2 | 25 | 3800 | 0.52 | 93.32 | 93.31 | 0.01 | 0
2035 | MISO_W_2_MISO_MO-IL | MISO_W | MISO_MO-IL | Internal | Summer | B3 | 75 | 3800 | 0 | 93.32 | 83.82 | 0.01 | 0
2035 | MISO_W_2_MISO_MO-IL | MISO_W | MISO_MO-IL | Internal | Summer | B4 | 100 | 3800 | 0 | 90.45 | 83.22 | 0.01 | 0
2035 | MISO_W_2_MISO_MO-IL | MISO_W | MISO_MO-IL | Internal | Summer | B5 | 200 | 3800 | 0 | 86.13 | 83.22 | 0.01 | 0
2035 | MISO_W_2_MISO_MO-IL | MISO_W | MISO_MO-IL | Internal | Summer | B6 | 300 | 3800 | 0 | 84.55 | 76.46 | 0.01 | 0
2035 | MISO_W_2_MISO_MO-IL | MISO_W | MISO_MO-IL | Internal | Summer | B7 | 400 | 3800 | 0 | 62.05 | 54.07 | 0.01 | 0
2035 | MISO_W_2_MISO_MO-IL | MISO_W | MISO_MO-IL | Internal | Summer | B8 | 500 | 3800 | 0 | 51.47 | 46.52 | 0.01 | 0
2035 | MISO_W_2_MISO_MO-IL | MISO_W | MISO_MO-IL | Internal | Summer | B9 | 800 | 3800 | 0 | 47.3 | 45.17 | 0.01 | 0
2035 | MISO_W_2_MISO_MO-IL | MISO_W | MISO_MO-IL | Internal | Summer | B10 | 1262 | 3800 | 1726.4 | 44.95 | 44.96 | 0.01 | 0
2035 | MISO_W_2_MISO_MO-IL | MISO_W | MISO_MO-IL | Internal | Winter | B16 | 25 | 3800 | 1606.53 | 87.27 | 87.28 | 0.01 | 0
2035 | MISO_W_2_MISO_MO-IL | MISO_W | MISO_MO-IL | Internal | Winter | B17 | 100 | 3800 | 1691.43 | 67.14 | 67.16 | 0.01 | 0
2035 | MISO_W_2_MISO_MO-IL | MISO_W | MISO_MO-IL | Internal | Winter | B18 | 400 | 3800 | 0.04 | 57.9 | 57.89 | 0.01 | 0
2035 | MISO_W_2_MISO_MO-IL | MISO_W | MISO_MO-IL | Internal | Winter | B19 | 700 | 3800 | 0 | 55.81 | 54.12 | 0.01 | 0
2035 | MISO_W_2_MISO_MO-IL | MISO_W | MISO_MO-IL | Internal | Winter | B20 | 935 | 3800 | 1414.63 | 49.63 | 49.64 | 0.01 | 0
2035 | MISO_W_2_MISO_WUMS | MISO_W | MISO_WUMS | Internal | Shoulder | B11 | 25 | 1629 | 0 | 88.07 | 73.34 | 0.01 | 0
2035 | MISO_W_2_MISO_WUMS | MISO_W | MISO_WUMS | Internal | Shoulder | B12 | 200 | 1629 | 0.06 | 64.48 | 64.46 | 0.01 | 0
2035 | MISO_W_2_MISO_WUMS | MISO_W | MISO_WUMS | Internal | Shoulder | B13 | 600 | 1629 | 0 | 55.51 | 54.02 | 0.01 | 0
2035 | MISO_W_2_MISO_WUMS | MISO_W | MISO_WUMS | Internal | Shoulder | B14 | 900 | 1629 | 0 | 53.71 | 50.57 | 0.01 | 0
2035 | MISO_W_2_MISO_WUMS | MISO_W | MISO_WUMS | Internal | Shoulder | B15 | 1203 | 1629 | 0 | 48.56 | 46.49 | 0.01 | 0
2035 | MISO_W_2_MISO_WUMS | MISO_W | MISO_WUMS | Internal | Summer | B1 | 10 | 1629 | 0 | 110.43 | 79.65 | 0.01 | 0
2035 | MISO_W_2_MISO_WUMS | MISO_W | MISO_WUMS | Internal | Summer | B2 | 25 | 1629 | 0 | 93.32 | 79.65 | 0.01 | 0
2035 | MISO_W_2_MISO_WUMS | MISO_W | MISO_WUMS | Internal | Summer | B3 | 75 | 1629 | 0 | 93.32 | 79.65 | 0.01 | 0
2035 | MISO_W_2_MISO_WUMS | MISO_W | MISO_WUMS | Internal | Summer | B4 | 100 | 1629 | 0 | 90.45 | 79.65 | 0.01 | 0
2035 | MISO_W_2_MISO_WUMS | MISO_W | MISO_WUMS | Internal | Summer | B5 | 200 | 1629 | 0 | 86.13 | 77.93 | 0.01 | 0
2035 | MISO_W_2_MISO_WUMS | MISO_W | MISO_WUMS | Internal | Summer | B6 | 300 | 1629 | 0 | 84.55 | 59.94 | 0.01 | 0
2035 | MISO_W_2_MISO_WUMS | MISO_W | MISO_WUMS | Internal | Summer | B7 | 400 | 1629 | 0 | 62.05 | 48.82 | 0.01 | 0
2035 | MISO_W_2_MISO_WUMS | MISO_W | MISO_WUMS | Internal | Summer | B8 | 500 | 1629 | 0 | 51.47 | 47.32 | 0.01 | 0
2035 | MISO_W_2_MISO_WUMS | MISO_W | MISO_WUMS | Internal | Summer | B9 | 800 | 1629 | 0 | 47.3 | 45.98 | 0.01 | 0
2035 | MISO_W_2_MISO_WUMS | MISO_W | MISO_WUMS | Internal | Summer | B10 | 1262 | 1629 | 0.01 | 44.95 | 44.93 | 0.01 | 0
2035 | MISO_W_2_MISO_WUMS | MISO_W | MISO_WUMS | Internal | Winter | B16 | 25 | 1629 | 0.49 | 87.27 | 87.26 | 0.01 | 0
2035 | MISO_W_2_MISO_WUMS | MISO_W | MISO_WUMS | Internal | Winter | B17 | 100 | 1629 | 0.14 | 67.14 | 67.13 | 0.01 | 0
2035 | MISO_W_2_MISO_WUMS | MISO_W | MISO_WUMS | Internal | Winter | B18 | 400 | 1629 | 0.03 | 57.9 | 57.89 | 0.01 | 0
2035 | MISO_W_2_MISO_WUMS | MISO_W | MISO_WUMS | Internal | Winter | B19 | 700 | 1629 | 0 | 55.81 | 53.89 | 0.01 | 0
2035 | MISO_W_2_MISO_WUMS | MISO_W | MISO_WUMS | Internal | Winter | B20 | 935 | 1629 | 0 | 49.63 | 49.46 | 0.01 | 0
2035 | MISO_W_2_NE | MISO_W | NE | Internal | Shoulder | B11 | 25 | 2800 | 0 | 88.07 | 88.07 | 7 | 0
2035 | MISO_W_2_NE | MISO_W | NE | Internal | Shoulder | B12 | 200 | 2800 | 0 | 64.48 | 59.48 | 7 | 0
2035 | MISO_W_2_NE | MISO_W | NE | Internal | Shoulder | B13 | 600 | 2800 | 0 | 55.51 | 54.78 | 7 | 0
2035 | MISO_W_2_NE | MISO_W | NE | Internal | Shoulder | B14 | 900 | 2800 | 0 | 53.71 | 49.94 | 7 | 0
2035 | MISO_W_2_NE | MISO_W | NE | Internal | Shoulder | B15 | 1203 | 2800 | 0 | 48.56 | 49.94 | 7 | 0
2035 | MISO_W_2_NE | MISO_W | NE | Internal | Summer | B1 | 10 | 2800 | 0 | 110.43 | 105.43 | 7 | 0
2035 | MISO_W_2_NE | MISO_W | NE | Internal | Summer | B2 | 25 | 2800 | 0 | 93.32 | 88.32 | 7 | 0
2035 | MISO_W_2_NE | MISO_W | NE | Internal | Summer | B3 | 75 | 2800 | 0 | 93.32 | 88.32 | 7 | 0
2035 | MISO_W_2_NE | MISO_W | NE | Internal | Summer | B4 | 100 | 2800 | 0 | 90.45 | 85.45 | 7 | 0
2035 | MISO_W_2_NE | MISO_W | NE | Internal | Summer | B5 | 200 | 2800 | 0 | 86.13 | 85.43 | 7 | 0
2035 | MISO_W_2_NE | MISO_W | NE | Internal | Summer | B6 | 300 | 2800 | 0 | 84.55 | 84.44 | 7 | 0
2035 | MISO_W_2_NE | MISO_W | NE | Internal | Summer | B7 | 400 | 2800 | 0 | 62.05 | 62.05 | 7 | 0
2035 | MISO_W_2_NE | MISO_W | NE | Internal | Summer | B8 | 500 | 2800 | 0 | 51.47 | 51.47 | 7 | 0
2035 | MISO_W_2_NE | MISO_W | NE | Internal | Summer | B9 | 800 | 2800 | 0 | 47.3 | 47.58 | 7 | 0
2035 | MISO_W_2_NE | MISO_W | NE | Internal | Summer | B10 | 1262 | 2800 | 0 | 44.95 | 43.23 | 7 | 0
2035 | MISO_W_2_NE | MISO_W | NE | Internal | Winter | B16 | 25 | 2800 | 0 | 87.27 | 87.27 | 7 | 0
2035 | MISO_W_2_NE | MISO_W | NE | Internal | Winter | B17 | 100 | 2800 | 0 | 67.14 | 62.14 | 7 | 0
2035 | MISO_W_2_NE | MISO_W | NE | Internal | Winter | B18 | 400 | 2800 | 0 | 57.9 | 57 | 7 | 0
2035 | MISO_W_2_NE | MISO_W | NE | Internal | Winter | B19 | 700 | 2800 | 0 | 55.81 | 53.25 | 7 | 0
2035 | MISO_W_2_NE | MISO_W | NE | Internal | Winter | B20 | 935 | 2800 | 0 | 49.63 | 46.68 | 7 | 0
2035 | MISO_W_2_PJM_ROR | MISO_W | PJM_ROR | Internal | Shoulder | B11 | 25 | 773 | 0 | 88.07 | 71.34 | 2 | 0
2035 | MISO_W_2_PJM_ROR | MISO_W | PJM_ROR | Internal | Shoulder | B12 | 200 | 773 | 0 | 64.48 | 62.48 | 2 | 0
2035 | MISO_W_2_PJM_ROR | MISO_W | PJM_ROR | Internal | Shoulder | B13 | 600 | 773 | 0 | 55.51 | 53.23 | 2 | 0
2035 | MISO_W_2_PJM_ROR | MISO_W | PJM_ROR | Internal | Shoulder | B14 | 900 | 773 | 0 | 53.71 | 50.32 | 2 | 0
2035 | MISO_W_2_PJM_ROR | MISO_W | PJM_ROR | Internal | Shoulder | B15 | 1203 | 773 | 0 | 48.56 | 46.56 | 2 | 0
2035 | MISO_W_2_PJM_ROR | MISO_W | PJM_ROR | Internal | Summer | B1 | 10 | 773 | 0 | 110.43 | 108.43 | 2 | 0
2035 | MISO_W_2_PJM_ROR | MISO_W | PJM_ROR | Internal | Summer | B2 | 25 | 773 | 0 | 93.32 | 86.52 | 2 | 0
2035 | MISO_W_2_PJM_ROR | MISO_W | PJM_ROR | Internal | Summer | B3 | 75 | 773 | 0 | 93.32 | 81.8 | 2 | 0
2035 | MISO_W_2_PJM_ROR | MISO_W | PJM_ROR | Internal | Summer | B4 | 100 | 773 | 0 | 90.45 | 78.23 | 2 | 0
2035 | MISO_W_2_PJM_ROR | MISO_W | PJM_ROR | Internal | Summer | B5 | 200 | 773 | 0 | 86.13 | 75.93 | 2 | 0
2035 | MISO_W_2_PJM_ROR | MISO_W | PJM_ROR | Internal | Summer | B6 | 300 | 773 | 0 | 84.55 | 61.94 | 2 | 0
2035 | MISO_W_2_PJM_ROR | MISO_W | PJM_ROR | Internal | Summer | B7 | 400 | 773 | 0 | 62.05 | 48.79 | 2 | 0
2035 | MISO_W_2_PJM_ROR | MISO_W | PJM_ROR | Internal | Summer | B8 | 500 | 773 | 0 | 51.47 | 45.32 | 2 | 0
2035 | MISO_W_2_PJM_ROR | MISO_W | PJM_ROR | Internal | Summer | B9 | 800 | 773 | 0 | 47.3 | 44.9 | 2 | 0
2035 | MISO_W_2_PJM_ROR | MISO_W | PJM_ROR | Internal | Summer | B10 | 1262 | 773 | 0 | 44.95 | 44.9 | 2 | 0
2035 | MISO_W_2_PJM_ROR | MISO_W | PJM_ROR | Internal | Winter | B16 | 25 | 773 | 0 | 87.27 | 86.51 | 2 | 0
2035 | MISO_W_2_PJM_ROR | MISO_W | PJM_ROR | Internal | Winter | B17 | 100 | 773 | 0.25 | 67.14 | 69.13 | 2 | 0
2035 | MISO_W_2_PJM_ROR | MISO_W | PJM_ROR | Internal | Winter | B18 | 400 | 773 | 0 | 57.9 | 57.11 | 2 | 0
2035 | MISO_W_2_PJM_ROR | MISO_W | PJM_ROR | Internal | Winter | B19 | 700 | 773 | 0 | 55.81 | 53.81 | 2 | 0
2035 | MISO_W_2_PJM_ROR | MISO_W | PJM_ROR | Internal | Winter | B20 | 935 | 773 | 0 | 49.63 | 50.07 | 2 | 0
2035 | MISO_W_2_SPP_N | MISO_W | SPP_N | Internal | Shoulder | B11 | 25 | 3200 | 0 | 88.07 | 88.08 | 7 | 0
2035 | MISO_W_2_SPP_N | MISO_W | SPP_N | Internal | Shoulder | B12 | 200 | 3200 | 0 | 64.48 | 59.49 | 7 | 0
2035 | MISO_W_2_SPP_N | MISO_W | SPP_N | Internal | Shoulder | B13 | 600 | 3200 | 0 | 55.51 | 54.79 | 7 | 0
2035 | MISO_W_2_SPP_N | MISO_W | SPP_N | Internal | Shoulder | B14 | 900 | 3200 | 0 | 53.71 | 49.95 | 7 | 0
2035 | MISO_W_2_SPP_N | MISO_W | SPP_N | Internal | Shoulder | B15 | 1203 | 3200 | 0 | 48.56 | 49.95 | 7 | 0
2035 | MISO_W_2_SPP_N | MISO_W | SPP_N | Internal | Summer | B1 | 10 | 3200 | 0 | 110.43 | 105.42 | 7 | 0
2035 | MISO_W_2_SPP_N | MISO_W | SPP_N | Internal | Summer | B2 | 25 | 3200 | 0 | 93.32 | 88.32 | 7 | 0
2035 | MISO_W_2_SPP_N | MISO_W | SPP_N | Internal | Summer | B3 | 75 | 3200 | 0 | 93.32 | 88.32 | 7 | 0
2035 | MISO_W_2_SPP_N | MISO_W | SPP_N | Internal | Summer | B4 | 100 | 3200 | 0 | 90.45 | 85.45 | 7 | 0
2035 | MISO_W_2_SPP_N | MISO_W | SPP_N | Internal | Summer | B5 | 200 | 3200 | 0 | 86.13 | 85.45 | 7 | 0
2035 | MISO_W_2_SPP_N | MISO_W | SPP_N | Internal | Summer | B6 | 300 | 3200 | 0 | 84.55 | 84.46 | 7 | 0
2035 | MISO_W_2_SPP_N | MISO_W | SPP_N | Internal | Summer | B7 | 400 | 3200 | 0 | 62.05 | 62.07 | 7 | 0
2035 | MISO_W_2_SPP_N | MISO_W | SPP_N | Internal | Summer | B8 | 500 | 3200 | 0 | 51.47 | 53.4 | 7 | 0
2035 | MISO_W_2_SPP_N | MISO_W | SPP_N | Internal | Summer | B9 | 800 | 3200 | 0 | 47.3 | 51.6 | 7 | 0
2035 | MISO_W_2_SPP_N | MISO_W | SPP_N | Internal | Summer | B10 | 1262 | 3200 | 0 | 44.95 | 48.38 | 7 | 0
2035 | MISO_W_2_SPP_N | MISO_W | SPP_N | Internal | Winter | B16 | 25 | 3200 | 0 | 87.27 | 88.9 | 7 | 0
2035 | MISO_W_2_SPP_N | MISO_W | SPP_N | Internal | Winter | B17 | 100 | 3200 | 0 | 67.14 | 62.16 | 7 | 0
2035 | MISO_W_2_SPP_N | MISO_W | SPP_N | Internal | Winter | B18 | 400 | 3200 | 0 | 57.9 | 57.01 | 7 | 0
2035 | MISO_W_2_SPP_N | MISO_W | SPP_N | Internal | Winter | B19 | 700 | 3200 | 0 | 55.81 | 53.26 | 7 | 0
2035 | MISO_W_2_SPP_N | MISO_W | SPP_N | Internal | Winter | B20 | 935 | 3200 | 0 | 49.63 | 53.26 | 7 | 0
2035 | MISO_WUMS_2_MISO_MI | MISO_WUMS | MISO_MI | Internal | Shoulder | B11 | 25 | 99 | 0.34 | 73.34 | 73.33 | 0.01 | 0
2035 | MISO_WUMS_2_MISO_MI | MISO_WUMS | MISO_MI | Internal | Shoulder | B12 | 200 | 99 | 0.11 | 64.46 | 64.46 | 0.01 | 0
2035 | MISO_WUMS_2_MISO_MI | MISO_WUMS | MISO_MI | Internal | Shoulder | B13 | 600 | 99 | 99 | 54.02 | 55.23 | 0.01 | 1.19
2035 | MISO_WUMS_2_MISO_MI | MISO_WUMS | MISO_MI | Internal | Shoulder | B14 | 900 | 99 | 99 | 50.57 | 51.67 | 0.01 | 1.09
2035 | MISO_WUMS_2_MISO_MI | MISO_WUMS | MISO_MI | Internal | Shoulder | B15 | 1203 | 99 | 99 | 46.49 | 46.64 | 0.01 | 0.13
2035 | MISO_WUMS_2_MISO_MI | MISO_WUMS | MISO_MI | Internal | Summer | B1 | 10 | 99 | 99 | 79.65 | 110.43 | 0.01 | 30.76
2035 | MISO_WUMS_2_MISO_MI | MISO_WUMS | MISO_MI | Internal | Summer | B2 | 25 | 99 | 99 | 79.65 | 88.54 | 0.01 | 8.87
2035 | MISO_WUMS_2_MISO_MI | MISO_WUMS | MISO_MI | Internal | Summer | B3 | 75 | 99 | 99 | 79.65 | 83.82 | 0.01 | 4.15
2035 | MISO_WUMS_2_MISO_MI | MISO_WUMS | MISO_MI | Internal | Summer | B4 | 100 | 99 | 98.99 | 79.65 | 80.24 | 0.01 | 0.58
2035 | MISO_WUMS_2_MISO_MI | MISO_WUMS | MISO_MI | Internal | Summer | B5 | 200 | 99 | 45.69 | 77.93 | 77.94 | 0.01 | 0
2035 | MISO_WUMS_2_MISO_MI | MISO_WUMS | MISO_MI | Internal | Summer | B6 | 300 | 99 | 99 | 59.94 | 62.41 | 0.01 | 2.46
2035 | MISO_WUMS_2_MISO_MI | MISO_WUMS | MISO_MI | Internal | Summer | B7 | 400 | 99 | 99 | 48.82 | 51.36 | 0.01 | 2.53
2035 | MISO_WUMS_2_MISO_MI | MISO_WUMS | MISO_MI | Internal | Summer | B8 | 500 | 99 | 99 | 47.32 | 49.36 | 0.01 | 2.03
2035 | MISO_WUMS_2_MISO_MI | MISO_WUMS | MISO_MI | Internal | Summer | B9 | 800 | 99 | 99 | 45.98 | 46.9 | 0.01 | 0.91
2035 | MISO_WUMS_2_MISO_MI | MISO_WUMS | MISO_MI | Internal | Summer | B10 | 1262 | 99 | 99 | 44.93 | 45.41 | 0.01 | 0.47
2035 | MISO_WUMS_2_MISO_MI | MISO_WUMS | MISO_MI | Internal | Winter | B16 | 25 | 99 | 0.86 | 87.26 | 87.26 | 0.01 | 0
2035 | MISO_WUMS_2_MISO_MI | MISO_WUMS | MISO_MI | Internal | Winter | B17 | 100 | 99 | 98.76 | 67.13 | 67.16 | 0.01 | 0.01
2035 | MISO_WUMS_2_MISO_MI | MISO_WUMS | MISO_MI | Internal | Winter | B18 | 400 | 99 | 0.06 | 57.89 | 57.89 | 0.01 | 0
2035 | MISO_WUMS_2_MISO_MI | MISO_WUMS | MISO_MI | Internal | Winter | B19 | 700 | 99 | 99 | 53.89 | 54.12 | 0.01 | 0.22
2035 | MISO_WUMS_2_MISO_MI | MISO_WUMS | MISO_MI | Internal | Winter | B20 | 935 | 99 | 99 | 49.46 | 49.67 | 0.01 | 0.2
2035 | MISO_WUMS_2_MISO_W | MISO_WUMS | MISO_W | Internal | Shoulder | B11 | 25 | 1137 | 1137 | 73.34 | 88.07 | 0.01 | 14.71
2035 | MISO_WUMS_2_MISO_W | MISO_WUMS | MISO_W | Internal | Shoulder | B12 | 200 | 1137 | 1047.98 | 64.46 | 64.48 | 0.01 | 0
2035 | MISO_WUMS_2_MISO_W | MISO_WUMS | MISO_W | Internal | Shoulder | B13 | 600 | 1137 | 1137 | 54.02 | 55.51 | 0.01 | 1.48
2035 | MISO_WUMS_2_MISO_W | MISO_WUMS | MISO_W | Internal | Shoulder | B14 | 900 | 1137 | 1137 | 50.57 | 53.71 | 0.01 | 3.13
2035 | MISO_WUMS_2_MISO_W | MISO_WUMS | MISO_W | Internal | Shoulder | B15 | 1203 | 1137 | 1137 | 46.49 | 48.56 | 0.01 | 2.06
2035 | MISO_WUMS_2_MISO_W | MISO_WUMS | MISO_W | Internal | Summer | B1 | 10 | 1137 | 1137 | 79.65 | 110.43 | 0.01 | 30.76
2035 | MISO_WUMS_2_MISO_W | MISO_WUMS | MISO_W | Internal | Summer | B2 | 25 | 1137 | 1137 | 79.65 | 93.32 | 0.01 | 13.66
2035 | MISO_WUMS_2_MISO_W | MISO_WUMS | MISO_W | Internal | Summer | B3 | 75 | 1137 | 1137 | 79.65 | 93.32 | 0.01 | 13.66
2035 | MISO_WUMS_2_MISO_W | MISO_WUMS | MISO_W | Internal | Summer | B4 | 100 | 1137 | 1137 | 79.65 | 90.45 | 0.01 | 10.78
2035 | MISO_WUMS_2_MISO_W | MISO_WUMS | MISO_W | Internal | Summer | B5 | 200 | 1137 | 1137 | 77.93 | 86.13 | 0.01 | 8.19
2035 | MISO_WUMS_2_MISO_W | MISO_WUMS | MISO_W | Internal | Summer | B6 | 300 | 1137 | 1137 | 59.94 | 84.55 | 0.01 | 24.6
2035 | MISO_WUMS_2_MISO_W | MISO_WUMS | MISO_W | Internal | Summer | B7 | 400 | 1137 | 1137 | 48.82 | 62.05 | 0.01 | 13.22
2035 | MISO_WUMS_2_MISO_W | MISO_WUMS | MISO_W | Internal | Summer | B8 | 500 | 1137 | 1137 | 47.32 | 51.47 | 0.01 | 4.14
2035 | MISO_WUMS_2_MISO_W | MISO_WUMS | MISO_W | Internal | Summer | B9 | 800 | 1137 | 1137 | 45.98 | 47.3 | 0.01 | 1.31
2035 | MISO_WUMS_2_MISO_W | MISO_WUMS | MISO_W | Internal | Summer | B10 | 1262 | 1137 | 179.53 | 44.93 | 44.95 | 0.01 | 0
2035 | MISO_WUMS_2_MISO_W | MISO_WUMS | MISO_W | Internal | Winter | B16 | 25 | 1137 | 905.57 | 87.26 | 87.27 | 0.01 | 0
2035 | MISO_WUMS_2_MISO_W | MISO_WUMS | MISO_W | Internal | Winter | B17 | 100 | 1137 | 310.62 | 67.13 | 67.14 | 0.01 | 0
2035 | MISO_WUMS_2_MISO_W | MISO_WUMS | MISO_W | Internal | Winter | B18 | 400 | 1137 | 929.38 | 57.89 | 57.9 | 0.01 | 0
2035 | MISO_WUMS_2_MISO_W | MISO_WUMS | MISO_W | Internal | Winter | B19 | 700 | 1137 | 1137 | 53.89 | 55.81 | 0.01 | 1.91
2035 | MISO_WUMS_2_MISO_W | MISO_WUMS | MISO_W | Internal | Winter | B20 | 935 | 1137 | 1137 | 49.46 | 49.63 | 0.01 | 0.16
2035 | MISO_WUMS_2_PJM_ROR | MISO_WUMS | PJM_ROR | Internal | Shoulder | B11 | 25 | 1600 | 0 | 73.34 | 71.34 | 2 | 0
2035 | MISO_WUMS_2_PJM_ROR | MISO_WUMS | PJM_ROR | Internal | Shoulder | B12 | 200 | 1600 | 0 | 64.46 | 62.48 | 2 | 0
2035 | MISO_WUMS_2_PJM_ROR | MISO_WUMS | PJM_ROR | Internal | Shoulder | B13 | 600 | 1600 | 0 | 54.02 | 53.23 | 2 | 0
2035 | MISO_WUMS_2_PJM_ROR | MISO_WUMS | PJM_ROR | Internal | Shoulder | B14 | 900 | 1600 | 0 | 50.57 | 50.32 | 2 | 0
2035 | MISO_WUMS_2_PJM_ROR | MISO_WUMS | PJM_ROR | Internal | Shoulder | B15 | 1203 | 1600 | 0 | 46.49 | 46.56 | 2 | 0
2035 | MISO_WUMS_2_PJM_ROR | MISO_WUMS | PJM_ROR | Internal | Summer | B1 | 10 | 1600 | 1600 | 79.65 | 108.43 | 2 | 26.77
2035 | MISO_WUMS_2_PJM_ROR | MISO_WUMS | PJM_ROR | Internal | Summer | B2 | 25 | 1600 | 1600 | 79.65 | 86.52 | 2 | 4.87
2035 | MISO_WUMS_2_PJM_ROR | MISO_WUMS | PJM_ROR | Internal | Summer | B3 | 75 | 1600 | 1599.97 | 79.65 | 81.8 | 2 | 0.15
2035 | MISO_WUMS_2_PJM_ROR | MISO_WUMS | PJM_ROR | Internal | Summer | B4 | 100 | 1600 | 0 | 79.65 | 78.23 | 2 | 0
2035 | MISO_WUMS_2_PJM_ROR | MISO_WUMS | PJM_ROR | Internal | Summer | B5 | 200 | 1600 | 0 | 77.93 | 75.93 | 2 | 0
2035 | MISO_WUMS_2_PJM_ROR | MISO_WUMS | PJM_ROR | Internal | Summer | B6 | 300 | 1600 | 481.58 | 59.94 | 61.94 | 2 | 0
2035 | MISO_WUMS_2_PJM_ROR | MISO_WUMS | PJM_ROR | Internal | Summer | B7 | 400 | 1600 | 0 | 48.82 | 48.79 | 2 | 0
2035 | MISO_WUMS_2_PJM_ROR | MISO_WUMS | PJM_ROR | Internal | Summer | B8 | 500 | 1600 | 0 | 47.32 | 45.32 | 2 | 0
2035 | MISO_WUMS_2_PJM_ROR | MISO_WUMS | PJM_ROR | Internal | Summer | B9 | 800 | 1600 | 0 | 45.98 | 44.9 | 2 | 0
2035 | MISO_WUMS_2_PJM_ROR | MISO_WUMS | PJM_ROR | Internal | Summer | B10 | 1262 | 1600 | 0 | 44.93 | 44.9 | 2 | 0
2035 | MISO_WUMS_2_PJM_ROR | MISO_WUMS | PJM_ROR | Internal | Winter | B16 | 25 | 1600 | 0 | 87.26 | 86.51 | 2 | 0
2035 | MISO_WUMS_2_PJM_ROR | MISO_WUMS | PJM_ROR | Internal | Winter | B17 | 100 | 1600 | 230.78 | 67.13 | 69.13 | 2 | 0
2035 | MISO_WUMS_2_PJM_ROR | MISO_WUMS | PJM_ROR | Internal | Winter | B18 | 400 | 1600 | 0 | 57.89 | 57.11 | 2 | 0
2035 | MISO_WUMS_2_PJM_ROR | MISO_WUMS | PJM_ROR | Internal | Winter | B19 | 700 | 1600 | 0 | 53.89 | 53.81 | 2 | 0
2035 | MISO_WUMS_2_PJM_ROR | MISO_WUMS | PJM_ROR | Internal | Winter | B20 | 935 | 1600 | 0 | 49.46 | 50.07 | 2 | 0
2035 | NE_2_MAPP_US | NE | MAPP_US | Internal | Shoulder | B11 | 25 | 1600 | 0 | 88.07 | 81.07 | 5 | 0
2035 | NE_2_MAPP_US | NE | MAPP_US | Internal | Shoulder | B12 | 200 | 1600 | 0 | 59.48 | 57.48 | 5 | 0
2035 | NE_2_MAPP_US | NE | MAPP_US | Internal | Shoulder | B13 | 600 | 1600 | 0 | 54.78 | 48.6 | 5 | 0
2035 | NE_2_MAPP_US | NE | MAPP_US | Internal | Shoulder | B14 | 900 | 1600 | 0 | 49.94 | 48.6 | 5 | 0
2035 | NE_2_MAPP_US | NE | MAPP_US | Internal | Shoulder | B15 | 1203 | 1600 | 0 | 49.94 | 48.6 | 5 | 0
2035 | NE_2_MAPP_US | NE | MAPP_US | Internal | Summer | B1 | 10 | 1600 | 0 | 105.43 | 103.43 | 5 | 0
2035 | NE_2_MAPP_US | NE | MAPP_US | Internal | Summer | B2 | 25 | 1600 | 0 | 88.32 | 86.32 | 5 | 0
2035 | NE_2_MAPP_US | NE | MAPP_US | Internal | Summer | B3 | 75 | 1600 | 0 | 88.32 | 86.32 | 5 | 0
2035 | NE_2_MAPP_US | NE | MAPP_US | Internal | Summer | B4 | 100 | 1600 | 0 | 85.45 | 83.45 | 5 | 0
2035 | NE_2_MAPP_US | NE | MAPP_US | Internal | Summer | B5 | 200 | 1600 | 0 | 85.43 | 79.13 | 5 | 0
2035 | NE_2_MAPP_US | NE | MAPP_US | Internal | Summer | B6 | 300 | 1600 | 0 | 84.44 | 77.55 | 5 | 0
2035 | NE_2_MAPP_US | NE | MAPP_US | Internal | Summer | B7 | 400 | 1600 | 0 | 62.05 | 55.05 | 5 | 0
2035 | NE_2_MAPP_US | NE | MAPP_US | Internal | Summer | B8 | 500 | 1600 | 0 | 51.47 | 44.47 | 5 | 0
2035 | NE_2_MAPP_US | NE | MAPP_US | Internal | Summer | B9 | 800 | 1600 | 0 | 47.58 | 40.58 | 5 | 0
2035 | NE_2_MAPP_US | NE | MAPP_US | Internal | Summer | B10 | 1262 | 1600 | 0 | 43.23 | 37.95 | 5 | 0
2035 | NE_2_MAPP_US | NE | MAPP_US | Internal | Winter | B16 | 25 | 1600 | 0 | 87.27 | 80.27 | 5 | 0
2035 | NE_2_MAPP_US | NE | MAPP_US | Internal | Winter | B17 | 100 | 1600 | 0 | 62.14 | 60.14 | 5 | 0
2035 | NE_2_MAPP_US | NE | MAPP_US | Internal | Winter | B18 | 400 | 1600 | 0 | 57 | 55.09 | 5 | 0
2035 | NE_2_MAPP_US | NE | MAPP_US | Internal | Winter | B19 | 700 | 1600 | 0 | 53.25 | 55.09 | 5 | 0
2035 | NE_2_MAPP_US | NE | MAPP_US | Internal | Winter | B20 | 935 | 1600 | 0 | 46.68 | 42.63 | 5 | 0
2035 | NE_2_MISO_W | NE | MISO_W | Internal | Shoulder | B11 | 25 | 1600 | 0 | 88.07 | 88.07 | 5 | 0
2035 | NE_2_MISO_W | NE | MISO_W | Internal | Shoulder | B12 | 200 | 1600 | 586.55 | 59.48 | 64.48 | 5 | 0
2035 | NE_2_MISO_W | NE | MISO_W | Internal | Shoulder | B13 | 600 | 1600 | 0 | 54.78 | 55.51 | 5 | 0
2035 | NE_2_MISO_W | NE | MISO_W | Internal | Shoulder | B14 | 900 | 1600 | 0 | 49.94 | 53.71 | 5 | 0
2035 | NE_2_MISO_W | NE | MISO_W | Internal | Shoulder | B15 | 1203 | 1600 | 0 | 49.94 | 48.56 | 5 | 0
2035 | NE_2_MISO_W | NE | MISO_W | Internal | Summer | B1 | 10 | 1600 | 1453.55 | 105.43 | 110.43 | 5 | 0
2035 | NE_2_MISO_W | NE | MISO_W | Internal | Summer | B2 | 25 | 1600 | 1001.74 | 88.32 | 93.32 | 5 | 0
2035 | NE_2_MISO_W | NE | MISO_W | Internal | Summer | B3 | 75 | 1600 | 1052.88 | 88.32 | 93.32 | 5 | 0
2035 | NE_2_MISO_W | NE | MISO_W | Internal | Summer | B4 | 100 | 1600 | 89.22 | 85.45 | 90.45 | 5 | 0
2035 | NE_2_MISO_W | NE | MISO_W | Internal | Summer | B5 | 200 | 1600 | 0 | 85.43 | 86.13 | 5 | 0
2035 | NE_2_MISO_W | NE | MISO_W | Internal | Summer | B6 | 300 | 1600 | 0 | 84.44 | 84.55 | 5 | 0
2035 | NE_2_MISO_W | NE | MISO_W | Internal | Summer | B7 | 400 | 1600 | 0 | 62.05 | 62.05 | 5 | 0
2035 | NE_2_MISO_W | NE | MISO_W | Internal | Summer | B8 | 500 | 1600 | 0 | 51.47 | 51.47 | 5 | 0
2035 | NE_2_MISO_W | NE | MISO_W | Internal | Summer | B9 | 800 | 1600 | 0 | 47.58 | 47.3 | 5 | 0
2035 | NE_2_MISO_W | NE | MISO_W | Internal | Summer | B10 | 1262 | 1600 | 0 | 43.23 | 44.95 | 5 | 0
2035 | NE_2_MISO_W | NE | MISO_W | Internal | Winter | B16 | 25 | 1600 | 0 | 87.27 | 87.27 | 5 | 0
2035 | NE_2_MISO_W | NE | MISO_W | Internal | Winter | B17 | 100 | 1600 | 202.59 | 62.14 | 67.14 | 5 | 0
2035 | NE_2_MISO_W | NE | MISO_W | Internal | Winter | B18 | 400 | 1600 | 0 | 57 | 57.9 | 5 | 0
2035 | NE_2_MISO_W | NE | MISO_W | Internal | Winter | B19 | 700 | 1600 | 0 | 53.25 | 55.81 | 5 | 0
2035 | NE_2_MISO_W | NE | MISO_W | Internal | Winter | B20 | 935 | 1600 | 0 | 46.68 | 49.63 | 5 | 0
2035 | NE_2_SPP_N | NE | SPP_N | Internal | Shoulder | B11 | 25 | 1800 | 1399.99 | 88.07 | 88.08 | 0.01 | 0
2035 | NE_2_SPP_N | NE | SPP_N | Internal | Shoulder | B12 | 200 | 1800 | 47.59 | 59.48 | 59.49 | 0.01 | 0
2035 | NE_2_SPP_N | NE | SPP_N | Internal | Shoulder | B13 | 600 | 1800 | 501.53 | 54.78 | 54.79 | 0.01 | 0
2035 | NE_2_SPP_N | NE | SPP_N | Internal | Shoulder | B14 | 900 | 1800 | 783.37 | 49.94 | 49.95 | 0.01 | 0
2035 | NE_2_SPP_N | NE | SPP_N | Internal | Shoulder | B15 | 1203 | 1800 | 1541.56 | 49.94 | 49.95 | 0.01 | 0
2035 | NE_2_SPP_N | NE | SPP_N | Internal | Summer | B1 | 10 | 1800 | 1.12 | 105.43 | 105.42 | 0.01 | 0
2035 | NE_2_SPP_N | NE | SPP_N | Internal | Summer | B2 | 25 | 1800 | 0.98 | 88.32 | 88.32 | 0.01 | 0
2035 | NE_2_SPP_N | NE | SPP_N | Internal | Summer | B3 | 75 | 1800 | 0.34 | 88.32 | 88.32 | 0.01 | 0
2035 | NE_2_SPP_N | NE | SPP_N | Internal | Summer | B4 | 100 | 1800 | 0.23 | 85.45 | 85.45 | 0.01 | 0
2035 | NE_2_SPP_N | NE | SPP_N | Internal | Summer | B5 | 200 | 1800 | 391.53 | 85.43 | 85.45 | 0.01 | 0
2035 | NE_2_SPP_N | NE | SPP_N | Internal | Summer | B6 | 300 | 1800 | 729.21 | 84.44 | 84.46 | 0.01 | 0
2035 | NE_2_SPP_N | NE | SPP_N | Internal | Summer | B7 | 400 | 1800 | 1346.55 | 62.05 | 62.07 | 0.01 | 0
2035 | NE_2_SPP_N | NE | SPP_N | Internal | Summer | B8 | 500 | 1800 | 1800 | 51.47 | 53.4 | 0.01 | 1.91
2035 | NE_2_SPP_N | NE | SPP_N | Internal | Summer | B9 | 800 | 1800 | 1800 | 47.58 | 51.6 | 0.01 | 4.01
2035 | NE_2_SPP_N | NE | SPP_N | Internal | Summer | B10 | 1262 | 1800 | 1800 | 43.23 | 48.38 | 0.01 | 5.14
2035 | NE_2_SPP_N | NE | SPP_N | Internal | Winter | B16 | 25 | 1800 | 1799.99 | 87.27 | 88.9 | 0.01 | 1.62
2035 | NE_2_SPP_N | NE | SPP_N | Internal | Winter | B17 | 100 | 1800 | 793.11 | 62.14 | 62.16 | 0.01 | 0
2035 | NE_2_SPP_N | NE | SPP_N | Internal | Winter | B18 | 400 | 1800 | 1132.81 | 57 | 57.01 | 0.01 | 0
2035 | NE_2_SPP_N | NE | SPP_N | Internal | Winter | B19 | 700 | 1800 | 1233.68 | 53.25 | 53.26 | 0.01 | 0
2035 | NE_2_SPP_N | NE | SPP_N | Internal | Winter | B20 | 935 | 1800 | 1800 | 46.68 | 53.26 | 0.01 | 6.57
2035 | NEISO_2_NYISO_A-F | NEISO | NYISO_A-F | Internal | Shoulder | B11 | 25 | 600 | 599.99 | 50.93 | 55.51 | 3 | 1.58
2035 | NEISO_2_NYISO_A-F | NEISO | NYISO_A-F | Internal | Shoulder | B12 | 200 | 600 | 600 | 50.93 | 54.49 | 3 | 0.55
2035 | NEISO_2_NYISO_A-F | NEISO | NYISO_A-F | Internal | Shoulder | B13 | 600 | 600 | 600 | 46.45 | 49.65 | 3 | 0.21
2035 | NEISO_2_NYISO_A-F | NEISO | NYISO_A-F | Internal | Shoulder | B14 | 900 | 600 | 250.35 | 46.31 | 49.31 | 3 | 0
2035 | NEISO_2_NYISO_A-F | NEISO | NYISO_A-F | Internal | Shoulder | B15 | 1203 | 600 | 118.54 | 46.31 | 49.31 | 3 | 0
2035 | NEISO_2_NYISO_A-F | NEISO | NYISO_A-F | Internal | Summer | B1 | 10 | 600 | 1.07 | 93.65 | 96.63 | 3 | 0
2035 | NEISO_2_NYISO_A-F | NEISO | NYISO_A-F | Internal | Summer | B2 | 25 | 600 | 1.21 | 85.55 | 88.54 | 3 | 0
2035 | NEISO_2_NYISO_A-F | NEISO | NYISO_A-F | Internal | Summer | B3 | 75 | 600 | 0 | 70.56 | 71.39 | 3 | 0
2035 | NEISO_2_NYISO_A-F | NEISO | NYISO_A-F | Internal | Summer | B4 | 100 | 600 | 0 | 63.33 | 65.69 | 3 | 0
2035 | NEISO_2_NYISO_A-F | NEISO | NYISO_A-F | Internal | Summer | B5 | 200 | 600 | 544.25 | 59.4 | 62.4 | 3 | 0
2035 | NEISO_2_NYISO_A-F | NEISO | NYISO_A-F | Internal | Summer | B6 | 300 | 600 | 469.4 | 53.01 | 56.01 | 3 | 0
2035 | NEISO_2_NYISO_A-F | NEISO | NYISO_A-F | Internal | Summer | B7 | 400 | 600 | 600 | 47.45 | 52.62 | 3 | 2.16
2035 | NEISO_2_NYISO_A-F | NEISO | NYISO_A-F | Internal | Summer | B8 | 500 | 600 | 0.05 | 47.02 | 50.01 | 3 | 0
2035 | NEISO_2_NYISO_A-F | NEISO | NYISO_A-F | Internal | Summer | B9 | 800 | 600 | 600 | 42.77 | 46.08 | 3 | 0.31
2035 | NEISO_2_NYISO_A-F | NEISO | NYISO_A-F | Internal | Summer | B10 | 1262 | 600 | 600 | 42.77 | 46.08 | 3 | 0.31
2035 | NEISO_2_NYISO_A-F | NEISO | NYISO_A-F | Internal | Winter | B16 | 25 | 600 | 339.06 | 67.21 | 70.21 | 3 | 0
2035 | NEISO_2_NYISO_A-F | NEISO | NYISO_A-F | Internal | Winter | B17 | 100 | 600 | 0 | 62.99 | 62.19 | 3 | 0
2035 | NEISO_2_NYISO_A-F | NEISO | NYISO_A-F | Internal | Winter | B18 | 400 | 600 | 0 | 57.22 | 57.47 | 3 | 0
2035 | NEISO_2_NYISO_A-F | NEISO | NYISO_A-F | Internal | Winter | B19 | 700 | 600 | 0 | 57.22 | 57.47 | 3 | 0
2035 | NEISO_2_NYISO_A-F | NEISO | NYISO_A-F | Internal | Winter | B20 | 935 | 600 | 0 | 57.22 | 56.86 | 3 | 0
2035 | NEISO_2_NYISO_G-I | NEISO | NYISO_G-I | Internal | Shoulder | B11 | 25 | 600 | 599.99 | 50.93 | 55.53 | 3 | 1.59
2035 | NEISO_2_NYISO_G-I | NEISO | NYISO_G-I | Internal | Shoulder | B12 | 200 | 600 | 600 | 50.93 | 54.5 | 3 | 0.57
2035 | NEISO_2_NYISO_G-I | NEISO | NYISO_G-I | Internal | Shoulder | B13 | 600 | 600 | 600 | 46.45 | 49.67 | 3 | 0.22
2035 | NEISO_2_NYISO_G-I | NEISO | NYISO_G-I | Internal | Shoulder | B14 | 900 | 600 | 599.97 | 46.31 | 49.32 | 3 | 0.01
2035 | NEISO_2_NYISO_G-I | NEISO | NYISO_G-I | Internal | Shoulder | B15 | 1203 | 600 | 0.02 | 46.31 | 49.3 | 3 | 0
2035 | NEISO_2_NYISO_G-I | NEISO | NYISO_G-I | Internal | Summer | B1 | 10 | 600 | 2.05 | 93.65 | 96.64 | 3 | 0
2035 | NEISO_2_NYISO_G-I | NEISO | NYISO_G-I | Internal | Summer | B2 | 25 | 600 | 551.17 | 85.55 | 88.55 | 3 | 0
2035 | NEISO_2_NYISO_G-I | NEISO | NYISO_G-I | Internal | Summer | B3 | 75 | 600 | 0 | 70.56 | 71.4 | 3 | 0
2035 | NEISO_2_NYISO_G-I | NEISO | NYISO_G-I | Internal | Summer | B4 | 100 | 600 | 0 | 63.33 | 65.7 | 3 | 0
2035 | NEISO_2_NYISO_G-I | NEISO | NYISO_G-I | Internal | Summer | B5 | 200 | 600 | 599.88 | 59.4 | 62.42 | 3 | 0.01
2035 | NEISO_2_NYISO_G-I | NEISO | NYISO_G-I | Internal | Summer | B6 | 300 | 600 | 599.91 | 53.01 | 56.02 | 3 | 0.01
2035 | NEISO_2_NYISO_G-I | NEISO | NYISO_G-I | Internal | Summer | B7 | 400 | 600 | 600 | 47.45 | 52.63 | 3 | 2.17
2035 | NEISO_2_NYISO_G-I | NEISO | NYISO_G-I | Internal | Summer | B8 | 500 | 600 | 279.97 | 47.02 | 50.02 | 3 | 0
2035 | NEISO_2_NYISO_G-I | NEISO | NYISO_G-I | Internal | Summer | B9 | 800 | 600 | 600 | 42.77 | 46.09 | 3 | 0.32
2035 | NEISO_2_NYISO_G-I | NEISO | NYISO_G-I | Internal | Summer | B10 | 1262 | 600 | 600 | 42.77 | 46.07 | 3 | 0.3
2035 | NEISO_2_NYISO_G-I | NEISO | NYISO_G-I | Internal | Winter | B16 | 25 | 600 | 599.2 | 67.21 | 70.23 | 3 | 0.01
2035 | NEISO_2_NYISO_G-I | NEISO | NYISO_G-I | Internal | Winter | B17 | 100 | 600 | 0 | 62.99 | 62.2 | 3 | 0
2035 | NEISO_2_NYISO_G-I | NEISO | NYISO_G-I | Internal | Winter | B18 | 400 | 600 | 0 | 57.22 | 57.48 | 3 | 0
2035 | NEISO_2_NYISO_G-I | NEISO | NYISO_G-I | Internal | Winter | B19 | 700 | 600 | 0 | 57.22 | 57.48 | 3 | 0
2035 | NEISO_2_NYISO_G-I | NEISO | NYISO_G-I | Internal | Winter | B20 | 935 | 600 | 0 | 57.22 | 56.87 | 3 | 0
2035 | NEISO_2_NYISO_J-K | NEISO | NYISO_J-K | Internal | Shoulder | B11 | 25 | 430 | 430 | 50.93 | 66.67 | 3 | 12.74
2035 | NEISO_2_NYISO_J-K | NEISO | NYISO_J-K | Internal | Shoulder | B12 | 200 | 430 | 430 | 50.93 | 66.67 | 3 | 12.74
2035 | NEISO_2_NYISO_J-K | NEISO | NYISO_J-K | Internal | Shoulder | B13 | 600 | 430 | 430 | 46.45 | 66.67 | 3 | 17.23
2035 | NEISO_2_NYISO_J-K | NEISO | NYISO_J-K | Internal | Shoulder | B14 | 900 | 430 | 430 | 46.31 | 50.01 | 3 | 0.7
2035 | NEISO_2_NYISO_J-K | NEISO | NYISO_J-K | Internal | Shoulder | B15 | 1203 | 430 | 108.21 | 46.31 | 49.31 | 3 | 0
2035 | NEISO_2_NYISO_J-K | NEISO | NYISO_J-K | Internal | Summer | B1 | 10 | 430 | 177.08 | 93.65 | 96.65 | 3 | 0
2035 | NEISO_2_NYISO_J-K | NEISO | NYISO_J-K | Internal | Summer | B2 | 25 | 430 | 429.17 | 85.55 | 88.56 | 3 | 0.01
2035 | NEISO_2_NYISO_J-K | NEISO | NYISO_J-K | Internal | Summer | B3 | 75 | 430 | 0 | 70.56 | 71.41 | 3 | 0
2035 | NEISO_2_NYISO_J-K | NEISO | NYISO_J-K | Internal | Summer | B4 | 100 | 430 | 0 | 63.33 | 65.71 | 3 | 0
2035 | NEISO_2_NYISO_J-K | NEISO | NYISO_J-K | Internal | Summer | B5 | 200 | 430 | 429.94 | 59.4 | 62.43 | 3 | 0.02
2035 | NEISO_2_NYISO_J-K | NEISO | NYISO_J-K | Internal | Summer | B6 | 300 | 430 | 430 | 53.01 | 61.37 | 3 | 5.36
2035 | NEISO_2_NYISO_J-K | NEISO | NYISO_J-K | Internal | Summer | B7 | 400 | 430 | 430 | 47.45 | 61.37 | 3 | 10.92
2035 | NEISO_2_NYISO_J-K | NEISO | NYISO_J-K | Internal | Summer | B8 | 500 | 430 | 430 | 47.02 | 61.37 | 3 | 11.35
2035 | NEISO_2_NYISO_J-K | NEISO | NYISO_J-K | Internal | Summer | B9 | 800 | 430 | 430 | 42.77 | 53.21 | 3 | 7.44
2035 | NEISO_2_NYISO_J-K | NEISO | NYISO_J-K | Internal | Summer | B10 | 1262 | 430 | 430 | 42.77 | 46.08 | 3 | 0.31
2035 | NEISO_2_NYISO_J-K | NEISO | NYISO_J-K | Internal | Winter | B16 | 25 | 430 | 430 | 67.21 | 85.06 | 3 | 14.85
2035 | NEISO_2_NYISO_J-K | NEISO | NYISO_J-K | Internal | Winter | B17 | 100 | 430 | 430 | 62.99 | 85.06 | 3 | 19.07
2035 | NEISO_2_NYISO_J-K | NEISO | NYISO_J-K | Internal | Winter | B18 | 400 | 430 | 430 | 57.22 | 85.06 | 3 | 24.84
2035 | NEISO_2_NYISO_J-K | NEISO | NYISO_J-K | Internal | Winter | B19 | 700 | 430 | 430 | 57.22 | 63.63 | 3 | 3.41
2035 | NEISO_2_NYISO_J-K | NEISO | NYISO_J-K | Internal | Winter | B20 | 935 | 430 | 0 | 57.22 | 59.79 | 3 | 0
2035 | NonRTO_Midwest_2_MISO_IN | NonRTO_Midwest | MISO_IN | Internal | Shoulder | B11 | 25 | 4450 | 0 | 81.32 | 73.32 | 8 | 0
2035 | NonRTO_Midwest_2_MISO_IN | NonRTO_Midwest | MISO_IN | Internal | Shoulder | B12 | 200 | 4450 | 0 | 72.45 | 64.45 | 8 | 0
2035 | NonRTO_Midwest_2_MISO_IN | NonRTO_Midwest | MISO_IN | Internal | Shoulder | B13 | 600 | 4450 | 0 | 58.23 | 55.22 | 8 | 0
2035 | NonRTO_Midwest_2_MISO_IN | NonRTO_Midwest | MISO_IN | Internal | Shoulder | B14 | 900 | 4450 | 0 | 50.47 | 51.61 | 8 | 0
2035 | NonRTO_Midwest_2_MISO_IN | NonRTO_Midwest | MISO_IN | Internal | Shoulder | B15 | 1203 | 4450 | 0 | 50.47 | 46.63 | 8 | 0
2035 | NonRTO_Midwest_2_MISO_IN | NonRTO_Midwest | MISO_IN | Internal | Summer | B1 | 10 | 4450 | 994.07 | 102.42 | 110.42 | 8 | 0
2035 | NonRTO_Midwest_2_MISO_IN | NonRTO_Midwest | MISO_IN | Internal | Summer | B2 | 25 | 4450 | 0 | 88.93 | 88.52 | 8 | 0
2035 | NonRTO_Midwest_2_MISO_IN | NonRTO_Midwest | MISO_IN | Internal | Summer | B3 | 75 | 4450 | 0 | 88.93 | 83.8 | 8 | 0
2035 | NonRTO_Midwest_2_MISO_IN | NonRTO_Midwest | MISO_IN | Internal | Summer | B4 | 100 | 4450 | 0 | 88.23 | 80.23 | 8 | 0
2035 | NonRTO_Midwest_2_MISO_IN | NonRTO_Midwest | MISO_IN | Internal | Summer | B5 | 200 | 4450 | 0 | 85.93 | 77.93 | 8 | 0
2035 | NonRTO_Midwest_2_MISO_IN | NonRTO_Midwest | MISO_IN | Internal | Summer | B6 | 300 | 4450 | 0 | 70.4 | 62.4 | 8 | 0
2035 | NonRTO_Midwest_2_MISO_IN | NonRTO_Midwest | MISO_IN | Internal | Summer | B7 | 400 | 4450 | 0 | 48.9 | 50.79 | 8 | 0
2035 | NonRTO_Midwest_2_MISO_IN | NonRTO_Midwest | MISO_IN | Internal | Summer | B8 | 500 | 4450 | 0 | 48.9 | 46.51 | 8 | 0
2035 | NonRTO_Midwest_2_MISO_IN | NonRTO_Midwest | MISO_IN | Internal | Summer | B9 | 800 | 4450 | 0 | 48.9 | 45.16 | 8 | 0
2035 | NonRTO_Midwest_2_MISO_IN | NonRTO_Midwest | MISO_IN | Internal | Summer | B10 | 1262 | 4450 | 0 | 45.54 | 45.16 | 8 | 0
2035 | NonRTO_Midwest_2_MISO_IN | NonRTO_Midwest | MISO_IN | Internal | Winter | B16 | 25 | 4450 | 0 | 95.27 | 87.27 | 8 | 0
2035 | NonRTO_Midwest_2_MISO_IN | NonRTO_Midwest | MISO_IN | Internal | Winter | B17 | 100 | 4450 | 0 | 75.14 | 67.14 | 8 | 0
2035 | NonRTO_Midwest_2_MISO_IN | NonRTO_Midwest | MISO_IN | Internal | Winter | B18 | 400 | 4450 | 0 | 63.92 | 57.88 | 8 | 0
2035 | NonRTO_Midwest_2_MISO_IN | NonRTO_Midwest | MISO_IN | Internal | Winter | B19 | 700 | 4450 | 0 | 53.74 | 54.11 | 8 | 0
2035 | NonRTO_Midwest_2_MISO_IN | NonRTO_Midwest | MISO_IN | Internal | Winter | B20 | 935 | 4450 | 0 | 53.74 | 49.66 | 8 | 0
2035 | NonRTO_Midwest_2_TVA_Transmission | NonRTO_Midwest | TVA_Transmission | Internal | Shoulder | B11 | 25 | 2400 | 0 | 81.32 | 77.34 | 8 | 0
2035 | NonRTO_Midwest_2_TVA_Transmission | NonRTO_Midwest | TVA_Transmission | Internal | Shoulder | B12 | 200 | 2400 | 0 | 72.45 | 63.9 | 8 | 0
2035 | NonRTO_Midwest_2_TVA_Transmission | NonRTO_Midwest | TVA_Transmission | Internal | Shoulder | B13 | 600 | 2400 | 0 | 58.23 | 57.34 | 8 | 0
2035 | NonRTO_Midwest_2_TVA_Transmission | NonRTO_Midwest | TVA_Transmission | Internal | Shoulder | B14 | 900 | 2400 | 0 | 50.47 | 56.2 | 8 | 0
2035 | NonRTO_Midwest_2_TVA_Transmission | NonRTO_Midwest | TVA_Transmission | Internal | Shoulder | B15 | 1203 | 2400 | 0 | 50.47 | 52.56 | 8 | 0
2035 | NonRTO_Midwest_2_TVA_Transmission | NonRTO_Midwest | TVA_Transmission | Internal | Summer | B1 | 10 | 2400 | 0.01 | 102.42 | 107.65 | 8 | 0
2035 | NonRTO_Midwest_2_TVA_Transmission | NonRTO_Midwest | TVA_Transmission | Internal | Summer | B2 | 25 | 2400 | 0 | 88.93 | 92.52 | 8 | 0
2035 | NonRTO_Midwest_2_TVA_Transmission | NonRTO_Midwest | TVA_Transmission | Internal | Summer | B3 | 75 | 2400 | 0 | 88.93 | 87.31 | 8 | 0
2035 | NonRTO_Midwest_2_TVA_Transmission | NonRTO_Midwest | TVA_Transmission | Internal | Summer | B4 | 100 | 2400 | 0 | 88.23 | 86.79 | 8 | 0
2035 | NonRTO_Midwest_2_TVA_Transmission | NonRTO_Midwest | TVA_Transmission | Internal | Summer | B5 | 200 | 2400 | 0 | 85.93 | 86.79 | 8 | 0
2035 | NonRTO_Midwest_2_TVA_Transmission | NonRTO_Midwest | TVA_Transmission | Internal | Summer | B6 | 300 | 2400 | 0 | 70.4 | 67.94 | 8 | 0
2035 | NonRTO_Midwest_2_TVA_Transmission | NonRTO_Midwest | TVA_Transmission | Internal | Summer | B7 | 400 | 2400 | 0 | 48.9 | 54.26 | 8 | 0
2035 | NonRTO_Midwest_2_TVA_Transmission | NonRTO_Midwest | TVA_Transmission | Internal | Summer | B8 | 500 | 2400 | 0 | 48.9 | 51.32 | 8 | 0
2035 | NonRTO_Midwest_2_TVA_Transmission | NonRTO_Midwest | TVA_Transmission | Internal | Summer | B9 | 800 | 2400 | 0 | 48.9 | 50.01 | 8 | 0
2035 | NonRTO_Midwest_2_TVA_Transmission | NonRTO_Midwest | TVA_Transmission | Internal | Summer | B10 | 1262 | 2400 | 0 | 45.54 | 49.91 | 8 | 0
2035 | NonRTO_Midwest_2_TVA_Transmission | NonRTO_Midwest | TVA_Transmission | Internal | Winter | B16 | 25 | 2400 | 0 | 95.27 | 92.51 | 8 | 0
2035 | NonRTO_Midwest_2_TVA_Transmission | NonRTO_Midwest | TVA_Transmission | Internal | Winter | B17 | 100 | 2400 | 0 | 75.14 | 67.42 | 8 | 0
2035 | NonRTO_Midwest_2_TVA_Transmission | NonRTO_Midwest | TVA_Transmission | Internal | Winter | B18 | 400 | 2400 | 0 | 63.92 | 60.35 | 8 | 0
2035 | NonRTO_Midwest_2_TVA_Transmission | NonRTO_Midwest | TVA_Transmission | Internal | Winter | B19 | 700 | 2400 | 0 | 53.74 | 58.84 | 8 | 0
2035 | NonRTO_Midwest_2_TVA_Transmission | NonRTO_Midwest | TVA_Transmission | Internal | Winter | B20 | 935 | 2400 | 0 | 53.74 | 55.63 | 8 | 0
2035 | NYISO_A-F_2_IESO | NYISO_A-F | IESO | Internal | Shoulder | B11 | 25 | 1600 | 0 | 55.51 | 48.51 | 7 | 0
2035 | NYISO_A-F_2_IESO | NYISO_A-F | IESO | Internal | Shoulder | B12 | 200 | 1600 | 0 | 54.49 | 48.51 | 7 | 0
2035 | NYISO_A-F_2_IESO | NYISO_A-F | IESO | Internal | Shoulder | B13 | 600 | 1600 | 0 | 49.65 | 48.51 | 7 | 0
2035 | NYISO_A-F_2_IESO | NYISO_A-F | IESO | Internal | Shoulder | B14 | 900 | 1600 | 0 | 49.31 | 48.51 | 7 | 0
2035 | NYISO_A-F_2_IESO | NYISO_A-F | IESO | Internal | Shoulder | B15 | 1203 | 1600 | 0 | 49.31 | 48.51 | 7 | 0
2035 | NYISO_A-F_2_IESO | NYISO_A-F | IESO | Internal | Summer | B1 | 10 | 1600 | 0.16 | 96.63 | 103.43 | 7 | 0
2035 | NYISO_A-F_2_IESO | NYISO_A-F | IESO | Internal | Summer | B2 | 25 | 1600 | 0 | 88.54 | 81.54 | 7 | 0
2035 | NYISO_A-F_2_IESO | NYISO_A-F | IESO | Internal | Summer | B3 | 75 | 1600 | 0 | 71.39 | 76.82 | 7 | 0
2035 | NYISO_A-F_2_IESO | NYISO_A-F | IESO | Internal | Summer | B4 | 100 | 1600 | 0 | 65.69 | 58.69 | 7 | 0
2035 | NYISO_A-F_2_IESO | NYISO_A-F | IESO | Internal | Summer | B5 | 200 | 1600 | 0 | 62.4 | 55.4 | 7 | 0
2035 | NYISO_A-F_2_IESO | NYISO_A-F | IESO | Internal | Summer | B6 | 300 | 1600 | 0 | 56.01 | 49.01 | 7 | 0
2035 | NYISO_A-F_2_IESO | NYISO_A-F | IESO | Internal | Summer | B7 | 400 | 1600 | 0 | 52.62 | 47.68 | 7 | 0
2035 | NYISO_A-F_2_IESO | NYISO_A-F | IESO | Internal | Summer | B8 | 500 | 1600 | 0 | 50.01 | 45.75 | 7 | 0
2035 | NYISO_A-F_2_IESO | NYISO_A-F | IESO | Internal | Summer | B9 | 800 | 1600 | 0 | 46.08 | 45.75 | 7 | 0
2035 | NYISO_A-F_2_IESO | NYISO_A-F | IESO | Internal | Summer | B10 | 1262 | 1600 | 0 | 46.08 | 45.75 | 7 | 0
2035 | NYISO_A-F_2_IESO | NYISO_A-F | IESO | Internal | Winter | B16 | 25 | 1600 | 0 | 70.21 | 60.6 | 7 | 0
2035 | NYISO_A-F_2_IESO | NYISO_A-F | IESO | Internal | Winter | B17 | 100 | 1600 | 0 | 62.19 | 54.91 | 7 | 0
2035 | NYISO_A-F_2_IESO | NYISO_A-F | IESO | Internal | Winter | B18 | 400 | 1600 | 0 | 57.47 | 50.89 | 7 | 0
2035 | NYISO_A-F_2_IESO | NYISO_A-F | IESO | Internal | Winter | B19 | 700 | 1600 | 0 | 57.47 | 50.89 | 7 | 0
2035 | NYISO_A-F_2_IESO | NYISO_A-F | IESO | Internal | Winter | B20 | 935 | 1600 | 0 | 56.86 | 50.89 | 7 | 0
2035 | NYISO_A-F_2_NEISO | NYISO_A-F | NEISO | Internal | Shoulder | B11 | 25 | 600 | 0 | 55.51 | 50.93 | 3 | 0
2035 | NYISO_A-F_2_NEISO | NYISO_A-F | NEISO | Internal | Shoulder | B12 | 200 | 600 | 0 | 54.49 | 50.93 | 3 | 0
2035 | NYISO_A-F_2_NEISO | NYISO_A-F | NEISO | Internal | Shoulder | B13 | 600 | 600 | 0 | 49.65 | 46.45 | 3 | 0
2035 | NYISO_A-F_2_NEISO | NYISO_A-F | NEISO | Internal | Shoulder | B14 | 900 | 600 | 0 | 49.31 | 46.31 | 3 | 0
2035 | NYISO_A-F_2_NEISO | NYISO_A-F | NEISO | Internal | Shoulder | B15 | 1203 | 600 | 0 | 49.31 | 46.31 | 3 | 0
2035 | NYISO_A-F_2_NEISO | NYISO_A-F | NEISO | Internal | Summer | B1 | 10 | 600 | 0 | 96.63 | 93.65 | 3 | 0
2035 | NYISO_A-F_2_NEISO | NYISO_A-F | NEISO | Internal | Summer | B2 | 25 | 600 | 0 | 88.54 | 85.55 | 3 | 0
2035 | NYISO_A-F_2_NEISO | NYISO_A-F | NEISO | Internal | Summer | B3 | 75 | 600 | 0 | 71.39 | 70.56 | 3 | 0
2035 | NYISO_A-F_2_NEISO | NYISO_A-F | NEISO | Internal | Summer | B4 | 100 | 600 | 0 | 65.69 | 63.33 | 3 | 0
2035 | NYISO_A-F_2_NEISO | NYISO_A-F | NEISO | Internal | Summer | B5 | 200 | 600 | 0 | 62.4 | 59.4 | 3 | 0
2035 | NYISO_A-F_2_NEISO | NYISO_A-F | NEISO | Internal | Summer | B6 | 300 | 600 | 0 | 56.01 | 53.01 | 3 | 0
2035 | NYISO_A-F_2_NEISO | NYISO_A-F | NEISO | Internal | Summer | B7 | 400 | 600 | 0 | 52.62 | 47.45 | 3 | 0
2035 | NYISO_A-F_2_NEISO | NYISO_A-F | NEISO | Internal | Summer | B8 | 500 | 600 | 0 | 50.01 | 47.02 | 3 | 0
2035 | NYISO_A-F_2_NEISO | NYISO_A-F | NEISO | Internal | Summer | B9 | 800 | 600 | 0 | 46.08 | 42.77 | 3 | 0
2035 | NYISO_A-F_2_NEISO | NYISO_A-F | NEISO | Internal | Summer | B10 | 1262 | 600 | 0 | 46.08 | 42.77 | 3 | 0
2035 | NYISO_A-F_2_NEISO | NYISO_A-F | NEISO | Internal | Winter | B16 | 25 | 600 | 0 | 70.21 | 67.21 | 3 | 0
2035 | NYISO_A-F_2_NEISO | NYISO_A-F | NEISO | Internal | Winter | B17 | 100 | 600 | 0 | 62.19 | 62.99 | 3 | 0
2035 | NYISO_A-F_2_NEISO | NYISO_A-F | NEISO | Internal | Winter | B18 | 400 | 600 | 0 | 57.47 | 57.22 | 3 | 0
2035 | NYISO_A-F_2_NEISO | NYISO_A-F | NEISO | Internal | Winter | B19 | 700 | 600 | 0 | 57.47 | 57.22 | 3 | 0
2035 | NYISO_A-F_2_NEISO | NYISO_A-F | NEISO | Internal | Winter | B20 | 935 | 600 | 0 | 56.86 | 57.22 | 3 | 0
2035 | NYISO_A-F_2_NYISO_G-I | NYISO_A-F | NYISO_G-I | Internal | Shoulder | B11 | 25 | 4250 | 2217.26 | 55.51 | 55.53 | 0.01 | 0
2035 | NYISO_A-F_2_NYISO_G-I | NYISO_A-F | NYISO_G-I | Internal | Shoulder | B12 | 200 | 4250 | 845.6 | 54.49 | 54.5 | 0.01 | 0
2035 | NYISO_A-F_2_NYISO_G-I | NYISO_A-F | NYISO_G-I | Internal | Shoulder | B13 | 600 | 4250 | 449.97 | 49.65 | 49.67 | 0.01 | 0
2035 | NYISO_A-F_2_NYISO_G-I | NYISO_A-F | NYISO_G-I | Internal | Shoulder | B14 | 900 | 4250 | 217.49 | 49.31 | 49.32 | 0.01 | 0
2035 | NYISO_A-F_2_NYISO_G-I | NYISO_A-F | NYISO_G-I | Internal | Shoulder | B15 | 1203 | 4250 | 0.01 | 49.31 | 49.3 | 0.01 | 0
2035 | NYISO_A-F_2_NYISO_G-I | NYISO_A-F | NYISO_G-I | Internal | Summer | B1 | 10 | 4250 | 1899.24 | 96.63 | 96.64 | 0.01 | 0
2035 | NYISO_A-F_2_NYISO_G-I | NYISO_A-F | NYISO_G-I | Internal | Summer | B2 | 25 | 4250 | 1019.87 | 88.54 | 88.55 | 0.01 | 0
2035 | NYISO_A-F_2_NYISO_G-I | NYISO_A-F | NYISO_G-I | Internal | Summer | B3 | 75 | 4250 | 394.18 | 71.39 | 71.4 | 0.01 | 0
2035 | NYISO_A-F_2_NYISO_G-I | NYISO_A-F | NYISO_G-I | Internal | Summer | B4 | 100 | 4250 | 1445.64 | 65.69 | 65.7 | 0.01 | 0
2035 | NYISO_A-F_2_NYISO_G-I | NYISO_A-F | NYISO_G-I | Internal | Summer | B5 | 200 | 4250 | 1708.99 | 62.4 | 62.42 | 0.01 | 0
2035 | NYISO_A-F_2_NYISO_G-I | NYISO_A-F | NYISO_G-I | Internal | Summer | B6 | 300 | 4250 | 1631.23 | 56.01 | 56.02 | 0.01 | 0
2035 | NYISO_A-F_2_NYISO_G-I | NYISO_A-F | NYISO_G-I | Internal | Summer | B7 | 400 | 4250 | 575.56 | 52.62 | 52.63 | 0.01 | 0
2035 | NYISO_A-F_2_NYISO_G-I | NYISO_A-F | NYISO_G-I | Internal | Summer | B8 | 500 | 4250 | 666.53 | 50.01 | 50.02 | 0.01 | 0
2035 | NYISO_A-F_2_NYISO_G-I | NYISO_A-F | NYISO_G-I | Internal | Summer | B9 | 800 | 4250 | 51.98 | 46.08 | 46.09 | 0.01 | 0
2035 | NYISO_A-F_2_NYISO_G-I | NYISO_A-F | NYISO_G-I | Internal | Summer | B10 | 1262 | 4250 | 0 | 46.08 | 46.07 | 0.01 | 0
2035 | NYISO_A-F_2_NYISO_G-I | NYISO_A-F | NYISO_G-I | Internal | Winter | B16 | 25 | 4250 | 4156.62 | 70.21 | 70.23 | 0.01 | 0
2035 | NYISO_A-F_2_NYISO_G-I | NYISO_A-F | NYISO_G-I | Internal | Winter | B17 | 100 | 4250 | 3785.59 | 62.19 | 62.2 | 0.01 | 0
2035 | NYISO_A-F_2_NYISO_G-I | NYISO_A-F | NYISO_G-I | Internal | Winter | B18 | 400 | 4250 | 2971.81 | 57.47 | 57.48 | 0.01 | 0
2035 | NYISO_A-F_2_NYISO_G-I | NYISO_A-F | NYISO_G-I | Internal | Winter | B19 | 700 | 4250 | 2711.62 | 57.47 | 57.48 | 0.01 | 0
2035 | NYISO_A-F_2_NYISO_G-I | NYISO_A-F | NYISO_G-I | Internal | Winter | B20 | 935 | 4250 | 2091.17 | 56.86 | 56.87 | 0.01 | 0
2035 | NYISO_A-F_2_PJM_ROM | NYISO_A-F | PJM_ROM | Internal | Shoulder | B11 | 25 | 1000 | 1000 | 55.51 | 71.35 | 8 | 7.84
2035 | NYISO_A-F_2_PJM_ROM | NYISO_A-F | PJM_ROM | Internal | Shoulder | B12 | 200 | 1000 | 177.82 | 54.49 | 62.49 | 8 | 0
2035 | NYISO_A-F_2_PJM_ROM | NYISO_A-F | PJM_ROM | Internal | Shoulder | B13 | 600 | 1000 | 0 | 49.65 | 53.24 | 8 | 0
2035 | NYISO_A-F_2_PJM_ROM | NYISO_A-F | PJM_ROM | Internal | Shoulder | B14 | 900 | 1000 | 0 | 49.31 | 50.9 | 8 | 0
2035 | NYISO_A-F_2_PJM_ROM | NYISO_A-F | PJM_ROM | Internal | Shoulder | B15 | 1203 | 1000 | 0 | 49.31 | 46.58 | 8 | 0
2035 | NYISO_A-F_2_PJM_ROM | NYISO_A-F | PJM_ROM | Internal | Summer | B1 | 10 | 1000 | 1000 | 96.63 | 126.81 | 8 | 22.18
2035 | NYISO_A-F_2_PJM_ROM | NYISO_A-F | PJM_ROM | Internal | Summer | B2 | 25 | 1000 | 1000 | 88.54 | 101.78 | 8 | 5.25
2035 | NYISO_A-F_2_PJM_ROM | NYISO_A-F | PJM_ROM | Internal | Summer | B3 | 75 | 1000 | 1000 | 71.39 | 81.82 | 8 | 2.43
2035 | NYISO_A-F_2_PJM_ROM | NYISO_A-F | PJM_ROM | Internal | Summer | B4 | 100 | 1000 | 1000 | 65.69 | 78.22 | 8 | 4.53
2035 | NYISO_A-F_2_PJM_ROM | NYISO_A-F | PJM_ROM | Internal | Summer | B5 | 200 | 1000 | 1000 | 62.4 | 75.94 | 8 | 5.54
2035 | NYISO_A-F_2_PJM_ROM | NYISO_A-F | PJM_ROM | Internal | Summer | B6 | 300 | 1000 | 315.45 | 56.01 | 64.01 | 8 | 0
2035 | NYISO_A-F_2_PJM_ROM | NYISO_A-F | PJM_ROM | Internal | Summer | B7 | 400 | 1000 | 0 | 52.62 | 55.36 | 8 | 0
2035 | NYISO_A-F_2_PJM_ROM | NYISO_A-F | PJM_ROM | Internal | Summer | B8 | 500 | 1000 | 0 | 50.01 | 50.33 | 8 | 0
2035 | NYISO_A-F_2_PJM_ROM | NYISO_A-F | PJM_ROM | Internal | Summer | B9 | 800 | 1000 | 0 | 46.08 | 46.63 | 8 | 0
2035 | NYISO_A-F_2_PJM_ROM | NYISO_A-F | PJM_ROM | Internal | Summer | B10 | 1262 | 1000 | 0 | 46.08 | 44.92 | 8 | 0
2035 | NYISO_A-F_2_PJM_ROM | NYISO_A-F | PJM_ROM | Internal | Winter | B16 | 25 | 1000 | 1000 | 70.21 | 86.52 | 8 | 8.31
2035 | NYISO_A-F_2_PJM_ROM | NYISO_A-F | PJM_ROM | Internal | Winter | B17 | 100 | 1000 | 589.87 | 62.19 | 70.19 | 8 | 0
2035 | NYISO_A-F_2_PJM_ROM | NYISO_A-F | PJM_ROM | Internal | Winter | B18 | 400 | 1000 | 0 | 57.47 | 60.12 | 8 | 0
2035 | NYISO_A-F_2_PJM_ROM | NYISO_A-F | PJM_ROM | Internal | Winter | B19 | 700 | 1000 | 0 | 57.47 | 56.54 | 8 | 0
2035 | NYISO_A-F_2_PJM_ROM | NYISO_A-F | PJM_ROM | Internal | Winter | B20 | 935 | 1000 | 0 | 56.86 | 50.86 | 8 | 0
2035 | NYISO_G-I_2_NEISO | NYISO_G-I | NEISO | Internal | Shoulder | B11 | 25 | 600 | 0 | 55.53 | 50.93 | 3 | 0
2035 | NYISO_G-I_2_NEISO | NYISO_G-I | NEISO | Internal | Shoulder | B12 | 200 | 600 | 0 | 54.5 | 50.93 | 3 | 0
2035 | NYISO_G-I_2_NEISO | NYISO_G-I | NEISO | Internal | Shoulder | B13 | 600 | 600 | 0 | 49.67 | 46.45 | 3 | 0
2035 | NYISO_G-I_2_NEISO | NYISO_G-I | NEISO | Internal | Shoulder | B14 | 900 | 600 | 0 | 49.32 | 46.31 | 3 | 0
2035 | NYISO_G-I_2_NEISO | NYISO_G-I | NEISO | Internal | Shoulder | B15 | 1203 | 600 | 0 | 49.3 | 46.31 | 3 | 0
2035 | NYISO_G-I_2_NEISO | NYISO_G-I | NEISO | Internal | Summer | B1 | 10 | 600 | 0 | 96.64 | 93.65 | 3 | 0
2035 | NYISO_G-I_2_NEISO | NYISO_G-I | NEISO | Internal | Summer | B2 | 25 | 600 | 0 | 88.55 | 85.55 | 3 | 0
2035 | NYISO_G-I_2_NEISO | NYISO_G-I | NEISO | Internal | Summer | B3 | 75 | 600 | 0 | 71.4 | 70.56 | 3 | 0
2035 | NYISO_G-I_2_NEISO | NYISO_G-I | NEISO | Internal | Summer | B4 | 100 | 600 | 0 | 65.7 | 63.33 | 3 | 0
2035 | NYISO_G-I_2_NEISO | NYISO_G-I | NEISO | Internal | Summer | B5 | 200 | 600 | 0 | 62.42 | 59.4 | 3 | 0
2035 | NYISO_G-I_2_NEISO | NYISO_G-I | NEISO | Internal | Summer | B6 | 300 | 600 | 0 | 56.02 | 53.01 | 3 | 0
2035 | NYISO_G-I_2_NEISO | NYISO_G-I | NEISO | Internal | Summer | B7 | 400 | 600 | 0 | 52.63 | 47.45 | 3 | 0
2035 | NYISO_G-I_2_NEISO | NYISO_G-I | NEISO | Internal | Summer | B8 | 500 | 600 | 0 | 50.02 | 47.02 | 3 | 0
2035 | NYISO_G-I_2_NEISO | NYISO_G-I | NEISO | Internal | Summer | B9 | 800 | 600 | 0 | 46.09 | 42.77 | 3 | 0
2035 | NYISO_G-I_2_NEISO | NYISO_G-I | NEISO | Internal | Summer | B10 | 1262 | 600 | 0 | 46.07 | 42.77 | 3 | 0
2035 | NYISO_G-I_2_NEISO | NYISO_G-I | NEISO | Internal | Winter | B16 | 25 | 600 | 0 | 70.23 | 67.21 | 3 | 0
2035 | NYISO_G-I_2_NEISO | NYISO_G-I | NEISO | Internal | Winter | B17 | 100 | 600 | 0 | 62.2 | 62.99 | 3 | 0
2035 | NYISO_G-I_2_NEISO | NYISO_G-I | NEISO | Internal | Winter | B18 | 400 | 600 | 0 | 57.48 | 57.22 | 3 | 0
2035 | NYISO_G-I_2_NEISO | NYISO_G-I | NEISO | Internal | Winter | B19 | 700 | 600 | 0 | 57.48 | 57.22 | 3 | 0
2035 | NYISO_G-I_2_NEISO | NYISO_G-I | NEISO | Internal | Winter | B20 | 935 | 600 | 0 | 56.87 | 57.22 | 3 | 0
2035 | NYISO_G-I_2_NYISO_A-F | NYISO_G-I | NYISO_A-F | Internal | Shoulder | B11 | 25 | 1999 | 0.52 | 55.53 | 55.51 | 0.01 | 0
2035 | NYISO_G-I_2_NYISO_A-F | NYISO_G-I | NYISO_A-F | Internal | Shoulder | B12 | 200 | 1999 | 0.07 | 54.5 | 54.49 | 0.01 | 0
2035 | NYISO_G-I_2_NYISO_A-F | NYISO_G-I | NYISO_A-F | Internal | Shoulder | B13 | 600 | 1999 | 0.02 | 49.67 | 49.65 | 0.01 | 0
2035 | NYISO_G-I_2_NYISO_A-F | NYISO_G-I | NYISO_A-F | Internal | Shoulder | B14 | 900 | 1999 | 0.02 | 49.32 | 49.31 | 0.01 | 0
2035 | NYISO_G-I_2_NYISO_A-F | NYISO_G-I | NYISO_A-F | Internal | Shoulder | B15 | 1203 | 1999 | 1136.15 | 49.3 | 49.31 | 0.01 | 0
2035 | NYISO_G-I_2_NYISO_A-F | NYISO_G-I | NYISO_A-F | Internal | Summer | B1 | 10 | 1999 | 1.29 | 96.64 | 96.63 | 0.01 | 0
2035 | NYISO_G-I_2_NYISO_A-F | NYISO_G-I | NYISO_A-F | Internal | Summer | B2 | 25 | 1999 | 0.54 | 88.55 | 88.54 | 0.01 | 0
2035 | NYISO_G-I_2_NYISO_A-F | NYISO_G-I | NYISO_A-F | Internal | Summer | B3 | 75 | 1999 | 0.19 | 71.4 | 71.39 | 0.01 | 0
2035 | NYISO_G-I_2_NYISO_A-F | NYISO_G-I | NYISO_A-F | Internal | Summer | B4 | 100 | 1999 | 0.14 | 65.7 | 65.69 | 0.01 | 0
2035 | NYISO_G-I_2_NYISO_A-F | NYISO_G-I | NYISO_A-F | Internal | Summer | B5 | 200 | 1999 | 0.07 | 62.42 | 62.4 | 0.01 | 0
2035 | NYISO_G-I_2_NYISO_A-F | NYISO_G-I | NYISO_A-F | Internal | Summer | B6 | 300 | 1999 | 0.05 | 56.02 | 56.01 | 0.01 | 0
2035 | NYISO_G-I_2_NYISO_A-F | NYISO_G-I | NYISO_A-F | Internal | Summer | B7 | 400 | 1999 | 0.04 | 52.63 | 52.62 | 0.01 | 0
2035 | NYISO_G-I_2_NYISO_A-F | NYISO_G-I | NYISO_A-F | Internal | Summer | B8 | 500 | 1999 | 0.03 | 50.02 | 50.01 | 0.01 | 0
2035 | NYISO_G-I_2_NYISO_A-F | NYISO_G-I | NYISO_A-F | Internal | Summer | B9 | 800 | 1999 | 0.02 | 46.09 | 46.08 | 0.01 | 0
2035 | NYISO_G-I_2_NYISO_A-F | NYISO_G-I | NYISO_A-F | Internal | Summer | B10 | 1262 | 1999 | 1996.43 | 46.07 | 46.08 | 0.01 | 0
2035 | NYISO_G-I_2_NYISO_A-F | NYISO_G-I | NYISO_A-F | Internal | Winter | B16 | 25 | 1999 | 0.43 | 70.23 | 70.21 | 0.01 | 0
2035 | NYISO_G-I_2_NYISO_A-F | NYISO_G-I | NYISO_A-F | Internal | Winter | B17 | 100 | 1999 | 0.13 | 62.2 | 62.19 | 0.01 | 0
2035 | NYISO_G-I_2_NYISO_A-F | NYISO_G-I | NYISO_A-F | Internal | Winter | B18 | 400 | 1999 | 0.03 | 57.48 | 57.47 | 0.01 | 0
2035 | NYISO_G-I_2_NYISO_A-F | NYISO_G-I | NYISO_A-F | Internal | Winter | B19 | 700 | 1999 | 0.02 | 57.48 | 57.47 | 0.01 | 0
2035 | NYISO_G-I_2_NYISO_A-F | NYISO_G-I | NYISO_A-F | Internal | Winter | B20 | 935 | 1999 | 0.02 | 56.87 | 56.86 | 0.01 | 0
2035 | NYISO_G-I_2_NYISO_J-K | NYISO_G-I | NYISO_J-K | Internal | Shoulder | B11 | 25 | 6130 | 6130 | 55.53 | 66.67 | 0.01 | 11.14
2035 | NYISO_G-I_2_NYISO_J-K | NYISO_G-I | NYISO_J-K | Internal | Shoulder | B12 | 200 | 6130 | 6130 | 54.5 | 66.67 | 0.01 | 12.16
2035 | NYISO_G-I_2_NYISO_J-K | NYISO_G-I | NYISO_J-K | Internal | Shoulder | B13 | 600 | 6130 | 6130 | 49.67 | 66.67 | 0.01 | 17
2035 | NYISO_G-I_2_NYISO_J-K | NYISO_G-I | NYISO_J-K | Internal | Shoulder | B14 | 900 | 6130 | 6130 | 49.32 | 50.01 | 0.01 | 0.67
2035 | NYISO_G-I_2_NYISO_J-K | NYISO_G-I | NYISO_J-K | Internal | Shoulder | B15 | 1203 | 6130 | 4824.21 | 49.3 | 49.31 | 0.01 | 0
2035 | NYISO_G-I_2_NYISO_J-K | NYISO_G-I | NYISO_J-K | Internal | Summer | B1 | 10 | 6130 | 4463.23 | 96.64 | 96.65 | 0.01 | 0
2035 | NYISO_G-I_2_NYISO_J-K | NYISO_G-I | NYISO_J-K | Internal | Summer | B2 | 25 | 6130 | 4372.84 | 88.55 | 88.56 | 0.01 | 0
2035 | NYISO_G-I_2_NYISO_J-K | NYISO_G-I | NYISO_J-K | Internal | Summer | B3 | 75 | 6130 | 3803.5 | 71.4 | 71.41 | 0.01 | 0
2035 | NYISO_G-I_2_NYISO_J-K | NYISO_G-I | NYISO_J-K | Internal | Summer | B4 | 100 | 6130 | 4897.33 | 65.7 | 65.71 | 0.01 | 0
2035 | NYISO_G-I_2_NYISO_J-K | NYISO_G-I | NYISO_J-K | Internal | Summer | B5 | 200 | 6130 | 5188.17 | 62.42 | 62.43 | 0.01 | 0
2035 | NYISO_G-I_2_NYISO_J-K | NYISO_G-I | NYISO_J-K | Internal | Summer | B6 | 300 | 6130 | 6130 | 56.02 | 61.37 | 0.01 | 5.34
2035 | NYISO_G-I_2_NYISO_J-K | NYISO_G-I | NYISO_J-K | Internal | Summer | B7 | 400 | 6130 | 6130 | 52.63 | 61.37 | 0.01 | 8.73
2035 | NYISO_G-I_2_NYISO_J-K | NYISO_G-I | NYISO_J-K | Internal | Summer | B8 | 500 | 6130 | 6130 | 50.02 | 61.37 | 0.01 | 11.34
2035 | NYISO_G-I_2_NYISO_J-K | NYISO_G-I | NYISO_J-K | Internal | Summer | B9 | 800 | 6130 | 6130 | 46.09 | 53.21 | 0.01 | 7.11
2035 | NYISO_G-I_2_NYISO_J-K | NYISO_G-I | NYISO_J-K | Internal | Summer | B10 | 1262 | 6130 | 4761.54 | 46.07 | 46.08 | 0.01 | 0
2035 | NYISO_G-I_2_NYISO_J-K | NYISO_G-I | NYISO_J-K | Internal | Winter | B16 | 25 | 6130 | 6130 | 70.23 | 85.06 | 0.01 | 14.82
2035 | NYISO_G-I_2_NYISO_J-K | NYISO_G-I | NYISO_J-K | Internal | Winter | B17 | 100 | 6130 | 6130 | 62.2 | 85.06 | 0.01 | 22.85
2035 | NYISO_G-I_2_NYISO_J-K | NYISO_G-I | NYISO_J-K | Internal | Winter | B18 | 400 | 6130 | 6130 | 57.48 | 85.06 | 0.01 | 27.57
2035 | NYISO_G-I_2_NYISO_J-K | NYISO_G-I | NYISO_J-K | Internal | Winter | B19 | 700 | 6130 | 6130 | 57.48 | 63.63 | 0.01 | 6.14
2035 | NYISO_G-I_2_NYISO_J-K | NYISO_G-I | NYISO_J-K | Internal | Winter | B20 | 935 | 6130 | 6130 | 56.87 | 59.79 | 0.01 | 2.9
2035 | NYISO_G-I_2_PJM_E | NYISO_G-I | PJM_E | Internal | Shoulder | B11 | 25 | 1500 | 1500 | 55.53 | 71.37 | 8 | 7.84
2035 | NYISO_G-I_2_PJM_E | NYISO_G-I | PJM_E | Internal | Shoulder | B12 | 200 | 1500 | 227.18 | 54.5 | 62.5 | 8 | 0
2035 | NYISO_G-I_2_PJM_E | NYISO_G-I | PJM_E | Internal | Shoulder | B13 | 600 | 1500 | 0 | 49.67 | 53.25 | 8 | 0
2035 | NYISO_G-I_2_PJM_E | NYISO_G-I | PJM_E | Internal | Shoulder | B14 | 900 | 1500 | 0 | 49.32 | 50.91 | 8 | 0
2035 | NYISO_G-I_2_PJM_E | NYISO_G-I | PJM_E | Internal | Shoulder | B15 | 1203 | 1500 | 0 | 49.3 | 46.59 | 8 | 0
2035 | NYISO_G-I_2_PJM_E | NYISO_G-I | PJM_E | Internal | Summer | B1 | 10 | 1500 | 1500 | 96.64 | 126.82 | 8 | 22.18
2035 | NYISO_G-I_2_PJM_E | NYISO_G-I | PJM_E | Internal | Summer | B2 | 25 | 1500 | 1500 | 88.55 | 101.8 | 8 | 5.25
2035 | NYISO_G-I_2_PJM_E | NYISO_G-I | PJM_E | Internal | Summer | B3 | 75 | 1500 | 1500 | 71.4 | 81.83 | 8 | 2.43
2035 | NYISO_G-I_2_PJM_E | NYISO_G-I | PJM_E | Internal | Summer | B4 | 100 | 1500 | 1500 | 65.7 | 78.21 | 8 | 4.5
2035 | NYISO_G-I_2_PJM_E | NYISO_G-I | PJM_E | Internal | Summer | B5 | 200 | 1500 | 1500 | 62.42 | 75.96 | 8 | 5.54
2035 | NYISO_G-I_2_PJM_E | NYISO_G-I | PJM_E | Internal | Summer | B6 | 300 | 1500 | 771.37 | 56.02 | 64.02 | 8 | 0
2035 | NYISO_G-I_2_PJM_E | NYISO_G-I | PJM_E | Internal | Summer | B7 | 400 | 1500 | 0 | 52.63 | 55.37 | 8 | 0
2035 | NYISO_G-I_2_PJM_E | NYISO_G-I | PJM_E | Internal | Summer | B8 | 500 | 1500 | 0 | 50.02 | 50.34 | 8 | 0
2035 | NYISO_G-I_2_PJM_E | NYISO_G-I | PJM_E | Internal | Summer | B9 | 800 | 1500 | 0 | 46.09 | 47.16 | 8 | 0
2035 | NYISO_G-I_2_PJM_E | NYISO_G-I | PJM_E | Internal | Summer | B10 | 1262 | 1500 | 0 | 46.07 | 44.93 | 8 | 0
2035 | NYISO_G-I_2_PJM_E | NYISO_G-I | PJM_E | Internal | Winter | B16 | 25 | 1500 | 1500 | 70.23 | 86.54 | 8 | 8.31
2035 | NYISO_G-I_2_PJM_E | NYISO_G-I | PJM_E | Internal | Winter | B17 | 100 | 1500 | 722.6 | 62.2 | 70.2 | 8 | 0
2035 | NYISO_G-I_2_PJM_E | NYISO_G-I | PJM_E | Internal | Winter | B18 | 400 | 1500 | 0 | 57.48 | 60.13 | 8 | 0
2035 | NYISO_G-I_2_PJM_E | NYISO_G-I | PJM_E | Internal | Winter | B19 | 700 | 1500 | 0 | 57.48 | 56.55 | 8 | 0
2035 | NYISO_G-I_2_PJM_E | NYISO_G-I | PJM_E | Internal | Winter | B20 | 935 | 1500 | 0 | 56.87 | 51.61 | 8 | 0
2035 | NYISO_J-K_2_NEISO | NYISO_J-K | NEISO | Internal | Shoulder | B11 | 25 | 0.01 | 0 | 66.67 | 50.93 | 3 | 1.16
2035 | NYISO_J-K_2_NEISO | NYISO_J-K | NEISO | Internal | Shoulder | B12 | 200 | 0.01 | 0 | 66.67 | 50.93 | 3 | 0.16
2035 | NYISO_J-K_2_NEISO | NYISO_J-K | NEISO | Internal | Shoulder | B13 | 600 | 0.01 | 0 | 66.67 | 46.45 | 3 | 0.05
2035 | NYISO_J-K_2_NEISO | NYISO_J-K | NEISO | Internal | Shoulder | B14 | 900 | 0.01 | 0 | 50.01 | 46.31 | 3 | 0.04
2035 | NYISO_J-K_2_NEISO | NYISO_J-K | NEISO | Internal | Shoulder | B15 | 1203 | 0.01 | 0 | 49.31 | 46.31 | 3 | 0.03
2035 | NYISO_J-K_2_NEISO | NYISO_J-K | NEISO | Internal | Summer | B1 | 10 | 0.01 | 0 | 96.65 | 93.65 | 3 | 2.98
2035 | NYISO_J-K_2_NEISO | NYISO_J-K | NEISO | Internal | Summer | B2 | 25 | 0.01 | 0 | 88.56 | 85.55 | 3 | 1.3
2035 | NYISO_J-K_2_NEISO | NYISO_J-K | NEISO | Internal | Summer | B3 | 75 | 0.01 | 0 | 71.41 | 70.56 | 3 | 0.48
2035 | NYISO_J-K_2_NEISO | NYISO_J-K | NEISO | Internal | Summer | B4 | 100 | 0.01 | 0 | 65.71 | 63.33 | 3 | 0.35
2035 | NYISO_J-K_2_NEISO | NYISO_J-K | NEISO | Internal | Summer | B5 | 200 | 0.01 | 0 | 62.43 | 59.4 | 3 | 0.18
2035 | NYISO_J-K_2_NEISO | NYISO_J-K | NEISO | Internal | Summer | B6 | 300 | 0.01 | 0 | 61.37 | 53.01 | 3 | 0.11
2035 | NYISO_J-K_2_NEISO | NYISO_J-K | NEISO | Internal | Summer | B7 | 400 | 0.01 | 0 | 61.37 | 47.45 | 3 | 0.08
2035 | NYISO_J-K_2_NEISO | NYISO_J-K | NEISO | Internal | Summer | B8 | 500 | 0.01 | 0 | 61.37 | 47.02 | 3 | 0.07
2035 | NYISO_J-K_2_NEISO | NYISO_J-K | NEISO | Internal | Summer | B9 | 800 | 0.01 | 0 | 53.21 | 42.77 | 3 | 0.04
2035 | NYISO_J-K_2_NEISO | NYISO_J-K | NEISO | Internal | Summer | B10 | 1262 | 0.01 | 0 | 46.08 | 42.77 | 3 | 0.03
2035 | NYISO_J-K_2_NEISO | NYISO_J-K | NEISO | Internal | Winter | B16 | 25 | 0.01 | 0 | 85.06 | 67.21 | 3 | 1.15
2035 | NYISO_J-K_2_NEISO | NYISO_J-K | NEISO | Internal | Winter | B17 | 100 | 0.01 | 0 | 85.06 | 62.99 | 3 | 0.3
2035 | NYISO_J-K_2_NEISO | NYISO_J-K | NEISO | Internal | Winter | B18 | 400 | 0.01 | 0 | 85.06 | 57.22 | 3 | 0.08
2035 | NYISO_J-K_2_NEISO | NYISO_J-K | NEISO | Internal | Winter | B19 | 700 | 0.01 | 0 | 63.63 | 57.22 | 3 | 0.05
2035 | NYISO_J-K_2_NEISO | NYISO_J-K | NEISO | Internal | Winter | B20 | 935 | 0.01 | 0 | 59.79 | 57.22 | 3 | 0.04
2035 | NYISO_J-K_2_NYISO_G-I | NYISO_J-K | NYISO_G-I | Internal | Shoulder | B11 | 25 | 1999 | 0 | 66.67 | 55.53 | 0.01 | 0
2035 | NYISO_J-K_2_NYISO_G-I | NYISO_J-K | NYISO_G-I | Internal | Shoulder | B12 | 200 | 1999 | 0 | 66.67 | 54.5 | 0.01 | 0
2035 | NYISO_J-K_2_NYISO_G-I | NYISO_J-K | NYISO_G-I | Internal | Shoulder | B13 | 600 | 1999 | 0 | 66.67 | 49.67 | 0.01 | 0
2035 | NYISO_J-K_2_NYISO_G-I | NYISO_J-K | NYISO_G-I | Internal | Shoulder | B14 | 900 | 1999 | 0 | 50.01 | 49.32 | 0.01 | 0
2035 | NYISO_J-K_2_NYISO_G-I | NYISO_J-K | NYISO_G-I | Internal | Shoulder | B15 | 1203 | 1999 | 0.01 | 49.31 | 49.3 | 0.01 | 0
2035 | NYISO_J-K_2_NYISO_G-I | NYISO_J-K | NYISO_G-I | Internal | Summer | B1 | 10 | 1999 | 1.23 | 96.65 | 96.64 | 0.01 | 0
2035 | NYISO_J-K_2_NYISO_G-I | NYISO_J-K | NYISO_G-I | Internal | Summer | B2 | 25 | 1999 | 0.51 | 88.56 | 88.55 | 0.01 | 0
2035 | NYISO_J-K_2_NYISO_G-I | NYISO_J-K | NYISO_G-I | Internal | Summer | B3 | 75 | 1999 | 0.18 | 71.41 | 71.4 | 0.01 | 0
2035 | NYISO_J-K_2_NYISO_G-I | NYISO_J-K | NYISO_G-I | Internal | Summer | B4 | 100 | 1999 | 0.13 | 65.71 | 65.7 | 0.01 | 0
2035 | NYISO_J-K_2_NYISO_G-I | NYISO_J-K | NYISO_G-I | Internal | Summer | B5 | 200 | 1999 | 0.07 | 62.43 | 62.42 | 0.01 | 0
2035 | NYISO_J-K_2_NYISO_G-I | NYISO_J-K | NYISO_G-I | Internal | Summer | B6 | 300 | 1999 | 0 | 61.37 | 56.02 | 0.01 | 0
2035 | NYISO_J-K_2_NYISO_G-I | NYISO_J-K | NYISO_G-I | Internal | Summer | B7 | 400 | 1999 | 0 | 61.37 | 52.63 | 0.01 | 0
2035 | NYISO_J-K_2_NYISO_G-I | NYISO_J-K | NYISO_G-I | Internal | Summer | B8 | 500 | 1999 | 0 | 61.37 | 50.02 | 0.01 | 0
2035 | NYISO_J-K_2_NYISO_G-I | NYISO_J-K | NYISO_G-I | Internal | Summer | B9 | 800 | 1999 | 0 | 53.21 | 46.09 | 0.01 | 0
2035 | NYISO_J-K_2_NYISO_G-I | NYISO_J-K | NYISO_G-I | Internal | Summer | B10 | 1262 | 1999 | 0.01 | 46.08 | 46.07 | 0.01 | 0
2035 | NYISO_J-K_2_NYISO_G-I | NYISO_J-K | NYISO_G-I | Internal | Winter | B16 | 25 | 1999 | 0 | 85.06 | 70.23 | 0.01 | 0
2035 | NYISO_J-K_2_NYISO_G-I | NYISO_J-K | NYISO_G-I | Internal | Winter | B17 | 100 | 1999 | 0 | 85.06 | 62.2 | 0.01 | 0
2035 | NYISO_J-K_2_NYISO_G-I | NYISO_J-K | NYISO_G-I | Internal | Winter | B18 | 400 | 1999 | 0 | 85.06 | 57.48 | 0.01 | 0
2035 | NYISO_J-K_2_NYISO_G-I | NYISO_J-K | NYISO_G-I | Internal | Winter | B19 | 700 | 1999 | 0 | 63.63 | 57.48 | 0.01 | 0
2035 | NYISO_J-K_2_NYISO_G-I | NYISO_J-K | NYISO_G-I | Internal | Winter | B20 | 935 | 1999 | 0 | 59.79 | 56.87 | 0.01 | 0
2035 | NYISO_J-K_2_PJM_E | NYISO_J-K | PJM_E | Internal | Shoulder | B11 | 25 | 0.01 | 0 | 66.67 | 71.37 | 8 | 1.36
2035 | NYISO_J-K_2_PJM_E | NYISO_J-K | PJM_E | Internal | Shoulder | B12 | 200 | 0.01 | 0 | 66.67 | 62.5 | 8 | 0.16
2035 | NYISO_J-K_2_PJM_E | NYISO_J-K | PJM_E | Internal | Shoulder | B13 | 600 | 0.01 | 0 | 66.67 | 53.25 | 8 | 0.05
2035 | NYISO_J-K_2_PJM_E | NYISO_J-K | PJM_E | Internal | Shoulder | B14 | 900 | 0.01 | 0 | 50.01 | 50.91 | 8 | 0.04
2035 | NYISO_J-K_2_PJM_E | NYISO_J-K | PJM_E | Internal | Shoulder | B15 | 1203 | 0.01 | 0 | 49.31 | 46.59 | 8 | 0.03
2035 | NYISO_J-K_2_PJM_E | NYISO_J-K | PJM_E | Internal | Summer | B1 | 10 | 0.01 | 0 | 96.65 | 126.82 | 8 | 24.81
2035 | NYISO_J-K_2_PJM_E | NYISO_J-K | PJM_E | Internal | Summer | B2 | 25 | 0.01 | 0 | 88.56 | 101.8 | 8 | 6.55
2035 | NYISO_J-K_2_PJM_E | NYISO_J-K | PJM_E | Internal | Summer | B3 | 75 | 0.01 | 0 | 71.41 | 81.83 | 8 | 2.91
2035 | NYISO_J-K_2_PJM_E | NYISO_J-K | PJM_E | Internal | Summer | B4 | 100 | 0.01 | 0 | 65.71 | 78.21 | 8 | 4.85
2035 | NYISO_J-K_2_PJM_E | NYISO_J-K | PJM_E | Internal | Summer | B5 | 200 | 0.01 | 0 | 62.43 | 75.96 | 8 | 5.7
2035 | NYISO_J-K_2_PJM_E | NYISO_J-K | PJM_E | Internal | Summer | B6 | 300 | 0.01 | 0 | 61.37 | 64.02 | 8 | 0.12
2035 | NYISO_J-K_2_PJM_E | NYISO_J-K | PJM_E | Internal | Summer | B7 | 400 | 0.01 | 0 | 61.37 | 55.37 | 8 | 0.08
2035 | NYISO_J-K_2_PJM_E | NYISO_J-K | PJM_E | Internal | Summer | B8 | 500 | 0.01 | 0 | 61.37 | 50.34 | 8 | 0.06
2035 | NYISO_J-K_2_PJM_E | NYISO_J-K | PJM_E | Internal | Summer | B9 | 800 | 0.01 | 0 | 53.21 | 47.16 | 8 | 0.04
2035 | NYISO_J-K_2_PJM_E | NYISO_J-K | PJM_E | Internal | Summer | B10 | 1262 | 0.01 | 0 | 46.08 | 44.93 | 8 | 0.03
2035 | NYISO_J-K_2_PJM_E | NYISO_J-K | PJM_E | Internal | Winter | B16 | 25 | 0.01 | 0 | 85.06 | 86.54 | 8 | 1.29
2035 | NYISO_J-K_2_PJM_E | NYISO_J-K | PJM_E | Internal | Winter | B17 | 100 | 0.01 | 0 | 85.06 | 70.2 | 8 | 0.31
2035 | NYISO_J-K_2_PJM_E | NYISO_J-K | PJM_E | Internal | Winter | B18 | 400 | 0.01 | 0 | 85.06 | 60.13 | 8 | 0.08
2035 | NYISO_J-K_2_PJM_E | NYISO_J-K | PJM_E | Internal | Winter | B19 | 700 | 0.01 | 0 | 63.63 | 56.55 | 8 | 0.05
2035 | NYISO_J-K_2_PJM_E | NYISO_J-K | PJM_E | Internal | Winter | B20 | 935 | 0.01 | 0 | 59.79 | 51.61 | 8 | 0.04
2035 | PJM_E_2_NYISO_G-I | PJM_E | NYISO_G-I | Internal | Shoulder | B11 | 25 | 500 | 0 | 71.37 | 55.53 | 6 | 0
2035 | PJM_E_2_NYISO_G-I | PJM_E | NYISO_G-I | Internal | Shoulder | B12 | 200 | 500 | 0 | 62.5 | 54.5 | 6 | 0
2035 | PJM_E_2_NYISO_G-I | PJM_E | NYISO_G-I | Internal | Shoulder | B13 | 600 | 500 | 0 | 53.25 | 49.67 | 6 | 0
2035 | PJM_E_2_NYISO_G-I | PJM_E | NYISO_G-I | Internal | Shoulder | B14 | 900 | 500 | 0 | 50.91 | 49.32 | 6 | 0
2035 | PJM_E_2_NYISO_G-I | PJM_E | NYISO_G-I | Internal | Shoulder | B15 | 1203 | 500 | 0 | 46.59 | 49.3 | 6 | 0
2035 | PJM_E_2_NYISO_G-I | PJM_E | NYISO_G-I | Internal | Summer | B1 | 10 | 500 | 0 | 126.82 | 96.64 | 6 | 0
2035 | PJM_E_2_NYISO_G-I | PJM_E | NYISO_G-I | Internal | Summer | B2 | 25 | 500 | 0 | 101.8 | 88.55 | 6 | 0
2035 | PJM_E_2_NYISO_G-I | PJM_E | NYISO_G-I | Internal | Summer | B3 | 75 | 500 | 0 | 81.83 | 71.4 | 6 | 0
2035 | PJM_E_2_NYISO_G-I | PJM_E | NYISO_G-I | Internal | Summer | B4 | 100 | 500 | 0 | 78.21 | 65.7 | 6 | 0
2035 | PJM_E_2_NYISO_G-I | PJM_E | NYISO_G-I | Internal | Summer | B5 | 200 | 500 | 0 | 75.96 | 62.42 | 6 | 0
2035 | PJM_E_2_NYISO_G-I | PJM_E | NYISO_G-I | Internal | Summer | B6 | 300 | 500 | 0 | 64.02 | 56.02 | 6 | 0
2035 | PJM_E_2_NYISO_G-I | PJM_E | NYISO_G-I | Internal | Summer | B7 | 400 | 500 | 0 | 55.37 | 52.63 | 6 | 0
2035 | PJM_E_2_NYISO_G-I | PJM_E | NYISO_G-I | Internal | Summer | B8 | 500 | 500 | 0 | 50.34 | 50.02 | 6 | 0
2035 | PJM_E_2_NYISO_G-I | PJM_E | NYISO_G-I | Internal | Summer | B9 | 800 | 500 | 0 | 47.16 | 46.09 | 6 | 0
2035 | PJM_E_2_NYISO_G-I | PJM_E | NYISO_G-I | Internal | Summer | B10 | 1262 | 500 | 0 | 44.93 | 46.07 | 6 | 0
2035 | PJM_E_2_NYISO_G-I | PJM_E | NYISO_G-I | Internal | Winter | B16 | 25 | 500 | 0 | 86.54 | 70.23 | 6 | 0
2035 | PJM_E_2_NYISO_G-I | PJM_E | NYISO_G-I | Internal | Winter | B17 | 100 | 500 | 0 | 70.2 | 62.2 | 6 | 0
2035 | PJM_E_2_NYISO_G-I | PJM_E | NYISO_G-I | Internal | Winter | B18 | 400 | 500 | 0 | 60.13 | 57.48 | 6 | 0
2035 | PJM_E_2_NYISO_G-I | PJM_E | NYISO_G-I | Internal | Winter | B19 | 700 | 500 | 0 | 56.55 | 57.48 | 6 | 0
2035 | PJM_E_2_NYISO_G-I | PJM_E | NYISO_G-I | Internal | Winter | B20 | 935 | 500 | 0 | 51.61 | 56.87 | 6 | 0
2035 | PJM_E_2_NYISO_J-K | PJM_E | NYISO_J-K | Internal | Shoulder | B11 | 25 | 330 | 0 | 71.37 | 66.67 | 6 | 0
2035 | PJM_E_2_NYISO_J-K | PJM_E | NYISO_J-K | Internal | Shoulder | B12 | 200 | 330 | 0 | 62.5 | 66.67 | 6 | 0
2035 | PJM_E_2_NYISO_J-K | PJM_E | NYISO_J-K | Internal | Shoulder | B13 | 600 | 330 | 330 | 53.25 | 66.67 | 6 | 7.42
2035 | PJM_E_2_NYISO_J-K | PJM_E | NYISO_J-K | Internal | Shoulder | B14 | 900 | 330 | 0 | 50.91 | 50.01 | 6 | 0
2035 | PJM_E_2_NYISO_J-K | PJM_E | NYISO_J-K | Internal | Shoulder | B15 | 1203 | 330 | 0 | 46.59 | 49.31 | 6 | 0
2035 | PJM_E_2_NYISO_J-K | PJM_E | NYISO_J-K | Internal | Summer | B1 | 10 | 330 | 0 | 126.82 | 96.65 | 6 | 0
2035 | PJM_E_2_NYISO_J-K | PJM_E | NYISO_J-K | Internal | Summer | B2 | 25 | 330 | 0 | 101.8 | 88.56 | 6 | 0
2035 | PJM_E_2_NYISO_J-K | PJM_E | NYISO_J-K | Internal | Summer | B3 | 75 | 330 | 0 | 81.83 | 71.41 | 6 | 0
2035 | PJM_E_2_NYISO_J-K | PJM_E | NYISO_J-K | Internal | Summer | B4 | 100 | 330 | 0 | 78.21 | 65.71 | 6 | 0
2035 | PJM_E_2_NYISO_J-K | PJM_E | NYISO_J-K | Internal | Summer | B5 | 200 | 330 | 0 | 75.96 | 62.43 | 6 | 0
2035 | PJM_E_2_NYISO_J-K | PJM_E | NYISO_J-K | Internal | Summer | B6 | 300 | 330 | 0 | 64.02 | 61.37 | 6 | 0
2035 | PJM_E_2_NYISO_J-K | PJM_E | NYISO_J-K | Internal | Summer | B7 | 400 | 330 | 310.51 | 55.37 | 61.37 | 6 | 0
2035 | PJM_E_2_NYISO_J-K | PJM_E | NYISO_J-K | Internal | Summer | B8 | 500 | 330 | 330 | 50.34 | 61.37 | 6 | 5.03
2035 | PJM_E_2_NYISO_J-K | PJM_E | NYISO_J-K | Internal | Summer | B9 | 800 | 330 | 329.98 | 47.16 | 53.21 | 6 | 0.05
2035 | PJM_E_2_NYISO_J-K | PJM_E | NYISO_J-K | Internal | Summer | B10 | 1262 | 330 | 0 | 44.93 | 46.08 | 6 | 0
2035 | PJM_E_2_NYISO_J-K | PJM_E | NYISO_J-K | Internal | Winter | B16 | 25 | 330 | 0 | 86.54 | 85.06 | 6 | 0
2035 | PJM_E_2_NYISO_J-K | PJM_E | NYISO_J-K | Internal | Winter | B17 | 100 | 330 | 330 | 70.2 | 85.06 | 6 | 8.86
2035 | PJM_E_2_NYISO_J-K | PJM_E | NYISO_J-K | Internal | Winter | B18 | 400 | 330 | 330 | 60.13 | 85.06 | 6 | 18.93
2035 | PJM_E_2_NYISO_J-K | PJM_E | NYISO_J-K | Internal | Winter | B19 | 700 | 330 | 330 | 56.55 | 63.63 | 6 | 1.08
2035 | PJM_E_2_NYISO_J-K | PJM_E | NYISO_J-K | Internal | Winter | B20 | 935 | 330 | 330 | 51.61 | 59.79 | 6 | 2.17
2035 | PJM_E_2_PJM_ROM | PJM_E | PJM_ROM | Internal | Shoulder | B11 | 25 | 8000 | 0.54 | 71.37 | 71.35 | 0.01 | 0
2035 | PJM_E_2_PJM_ROM | PJM_E | PJM_ROM | Internal | Shoulder | B12 | 200 | 8000 | 0.07 | 62.5 | 62.49 | 0.01 | 0
2035 | PJM_E_2_PJM_ROM | PJM_E | PJM_ROM | Internal | Shoulder | B13 | 600 | 8000 | 0.02 | 53.25 | 53.24 | 0.01 | 0
2035 | PJM_E_2_PJM_ROM | PJM_E | PJM_ROM | Internal | Shoulder | B14 | 900 | 8000 | 0.02 | 50.91 | 50.9 | 0.01 | 0
2035 | PJM_E_2_PJM_ROM | PJM_E | PJM_ROM | Internal | Shoulder | B15 | 1203 | 8000 | 0.01 | 46.59 | 46.58 | 0.01 | 0
2035 | PJM_E_2_PJM_ROM | PJM_E | PJM_ROM | Internal | Summer | B1 | 10 | 8000 | 1.26 | 126.82 | 126.81 | 0.01 | 0
2035 | PJM_E_2_PJM_ROM | PJM_E | PJM_ROM | Internal | Summer | B2 | 25 | 8000 | 0.52 | 101.8 | 101.78 | 0.01 | 0
2035 | PJM_E_2_PJM_ROM | PJM_E | PJM_ROM | Internal | Summer | B3 | 75 | 8000 | 0.19 | 81.83 | 81.82 | 0.01 | 0
2035 | PJM_E_2_PJM_ROM | PJM_E | PJM_ROM | Internal | Summer | B4 | 100 | 8000 | 320.18 | 78.21 | 78.22 | 0.01 | 0
2035 | PJM_E_2_PJM_ROM | PJM_E | PJM_ROM | Internal | Summer | B5 | 200 | 8000 | 0.07 | 75.96 | 75.94 | 0.01 | 0
2035 | PJM_E_2_PJM_ROM | PJM_E | PJM_ROM | Internal | Summer | B6 | 300 | 8000 | 0.04 | 64.02 | 64.01 | 0.01 | 0
2035 | PJM_E_2_PJM_ROM | PJM_E | PJM_ROM | Internal | Summer | B7 | 400 | 8000 | 0.03 | 55.37 | 55.36 | 0.01 | 0
2035 | PJM_E_2_PJM_ROM | PJM_E | PJM_ROM | Internal | Summer | B8 | 500 | 8000 | 0.03 | 50.34 | 50.33 | 0.01 | 0
2035 | PJM_E_2_PJM_ROM | PJM_E | PJM_ROM | Internal | Summer | B9 | 800 | 8000 | 0 | 47.16 | 46.63 | 0.01 | 0
2035 | PJM_E_2_PJM_ROM | PJM_E | PJM_ROM | Internal | Summer | B10 | 1262 | 8000 | 0.01 | 44.93 | 44.92 | 0.01 | 0
2035 | PJM_E_2_PJM_ROM | PJM_E | PJM_ROM | Internal | Winter | B16 | 25 | 8000 | 0.53 | 86.54 | 86.52 | 0.01 | 0
2035 | PJM_E_2_PJM_ROM | PJM_E | PJM_ROM | Internal | Winter | B17 | 100 | 8000 | 0.13 | 70.2 | 70.19 | 0.01 | 0
2035 | PJM_E_2_PJM_ROM | PJM_E | PJM_ROM | Internal | Winter | B18 | 400 | 8000 | 0.03 | 60.13 | 60.12 | 0.01 | 0
2035 | PJM_E_2_PJM_ROM | PJM_E | PJM_ROM | Internal | Winter | B19 | 700 | 8000 | 0.02 | 56.55 | 56.54 | 0.01 | 0
2035 | PJM_E_2_PJM_ROM | PJM_E | PJM_ROM | Internal | Winter | B20 | 935 | 8000 | 0 | 51.61 | 50.86 | 0.01 | 0
2035 | PJM_ROR_2_MISO_IN | PJM_ROR | MISO_IN | Internal | Shoulder | B11 | 25 | 909 | 0.34 | 71.34 | 73.32 | 2 | 0
2035 | PJM_ROR_2_MISO_IN | PJM_ROR | MISO_IN | Internal | Shoulder | B12 | 200 | 909 | 0.06 | 62.48 | 64.45 | 2 | 0
2035 | PJM_ROR_2_MISO_IN | PJM_ROR | MISO_IN | Internal | Shoulder | B13 | 600 | 909 | 0.04 | 53.23 | 55.22 | 2 | 0
2035 | PJM_ROR_2_MISO_IN | PJM_ROR | MISO_IN | Internal | Shoulder | B14 | 900 | 909 | 0 | 50.32 | 51.61 | 2 | 0
2035 | PJM_ROR_2_MISO_IN | PJM_ROR | MISO_IN | Internal | Shoulder | B15 | 1203 | 909 | 0 | 46.56 | 46.63 | 2 | 0
2035 | PJM_ROR_2_MISO_IN | PJM_ROR | MISO_IN | Internal | Summer | B1 | 10 | 909 | 2.38 | 108.43 | 110.42 | 2 | 0
2035 | PJM_ROR_2_MISO_IN | PJM_ROR | MISO_IN | Internal | Summer | B2 | 25 | 909 | 311.17 | 86.52 | 88.52 | 2 | 0
2035 | PJM_ROR_2_MISO_IN | PJM_ROR | MISO_IN | Internal | Summer | B3 | 75 | 909 | 556.87 | 81.8 | 83.8 | 2 | 0
2035 | PJM_ROR_2_MISO_IN | PJM_ROR | MISO_IN | Internal | Summer | B4 | 100 | 909 | 822.67 | 78.23 | 80.23 | 2 | 0
2035 | PJM_ROR_2_MISO_IN | PJM_ROR | MISO_IN | Internal | Summer | B5 | 200 | 909 | 87.28 | 75.93 | 77.93 | 2 | 0
2035 | PJM_ROR_2_MISO_IN | PJM_ROR | MISO_IN | Internal | Summer | B6 | 300 | 909 | 0 | 61.94 | 62.4 | 2 | 0
2035 | PJM_ROR_2_MISO_IN | PJM_ROR | MISO_IN | Internal | Summer | B7 | 400 | 909 | 351.08 | 48.79 | 50.79 | 2 | 0
2035 | PJM_ROR_2_MISO_IN | PJM_ROR | MISO_IN | Internal | Summer | B8 | 500 | 909 | 0 | 45.32 | 46.51 | 2 | 0
2035 | PJM_ROR_2_MISO_IN | PJM_ROR | MISO_IN | Internal | Summer | B9 | 800 | 909 | 0 | 44.9 | 45.16 | 2 | 0
2035 | PJM_ROR_2_MISO_IN | PJM_ROR | MISO_IN | Internal | Summer | B10 | 1262 | 909 | 0 | 44.9 | 45.16 | 2 | 0
2035 | PJM_ROR_2_MISO_IN | PJM_ROR | MISO_IN | Internal | Winter | B16 | 25 | 909 | 0.01 | 86.51 | 87.27 | 2 | 0
2035 | PJM_ROR_2_MISO_IN | PJM_ROR | MISO_IN | Internal | Winter | B17 | 100 | 909 | 0 | 69.13 | 67.14 | 2 | 0
2035 | PJM_ROR_2_MISO_IN | PJM_ROR | MISO_IN | Internal | Winter | B18 | 400 | 909 | 0 | 57.11 | 57.88 | 2 | 0
2035 | PJM_ROR_2_MISO_IN | PJM_ROR | MISO_IN | Internal | Winter | B19 | 700 | 909 | 0 | 53.81 | 54.11 | 2 | 0
2035 | PJM_ROR_2_MISO_IN | PJM_ROR | MISO_IN | Internal | Winter | B20 | 935 | 909 | 0 | 50.07 | 49.66 | 2 | 0
2035 | PJM_ROR_2_MISO_MI | PJM_ROR | MISO_MI | Internal | Shoulder | B11 | 25 | 1305 | 0.64 | 71.34 | 73.33 | 2 | 0
2035 | PJM_ROR_2_MISO_MI | PJM_ROR | MISO_MI | Internal | Shoulder | B12 | 200 | 1305 | 0.11 | 62.48 | 64.46 | 2 | 0
2035 | PJM_ROR_2_MISO_MI | PJM_ROR | MISO_MI | Internal | Shoulder | B13 | 600 | 1305 | 954.16 | 53.23 | 55.23 | 2 | 0
2035 | PJM_ROR_2_MISO_MI | PJM_ROR | MISO_MI | Internal | Shoulder | B14 | 900 | 1305 | 0 | 50.32 | 51.67 | 2 | 0
2035 | PJM_ROR_2_MISO_MI | PJM_ROR | MISO_MI | Internal | Shoulder | B15 | 1203 | 1305 | 0 | 46.56 | 46.64 | 2 | 0
2035 | PJM_ROR_2_MISO_MI | PJM_ROR | MISO_MI | Internal | Summer | B1 | 10 | 1305 | 843.82 | 108.43 | 110.43 | 2 | 0
2035 | PJM_ROR_2_MISO_MI | PJM_ROR | MISO_MI | Internal | Summer | B2 | 25 | 1305 | 1303.99 | 86.52 | 88.54 | 2 | 0.01
2035 | PJM_ROR_2_MISO_MI | PJM_ROR | MISO_MI | Internal | Summer | B3 | 75 | 1305 | 1304.67 | 81.8 | 83.82 | 2 | 0.01
2035 | PJM_ROR_2_MISO_MI | PJM_ROR | MISO_MI | Internal | Summer | B4 | 100 | 1305 | 1304.76 | 78.23 | 80.24 | 2 | 0.01
2035 | PJM_ROR_2_MISO_MI | PJM_ROR | MISO_MI | Internal | Summer | B5 | 200 | 1305 | 1304.86 | 75.93 | 77.94 | 2 | 0.01
2035 | PJM_ROR_2_MISO_MI | PJM_ROR | MISO_MI | Internal | Summer | B6 | 300 | 1305 | 0 | 61.94 | 62.41 | 2 | 0
2035 | PJM_ROR_2_MISO_MI | PJM_ROR | MISO_MI | Internal | Summer | B7 | 400 | 1305 | 1305 | 48.79 | 51.36 | 2 | 0.57
2035 | PJM_ROR_2_MISO_MI | PJM_ROR | MISO_MI | Internal | Summer | B8 | 500 | 1305 | 1305 | 45.32 | 49.36 | 2 | 2.04
2035 | PJM_ROR_2_MISO_MI | PJM_ROR | MISO_MI | Internal | Summer | B9 | 800 | 1305 | 521.39 | 44.9 | 46.9 | 2 | 0
2035 | PJM_ROR_2_MISO_MI | PJM_ROR | MISO_MI | Internal | Summer | B10 | 1262 | 1305 | 0 | 44.9 | 45.41 | 2 | 0
2035 | PJM_ROR_2_MISO_MI | PJM_ROR | MISO_MI | Internal | Winter | B16 | 25 | 1305 | 0.01 | 86.51 | 87.26 | 2 | 0
2035 | PJM_ROR_2_MISO_MI | PJM_ROR | MISO_MI | Internal | Winter | B17 | 100 | 1305 | 0 | 69.13 | 67.16 | 2 | 0
2035 | PJM_ROR_2_MISO_MI | PJM_ROR | MISO_MI | Internal | Winter | B18 | 400 | 1305 | 0 | 57.11 | 57.89 | 2 | 0
2035 | PJM_ROR_2_MISO_MI | PJM_ROR | MISO_MI | Internal | Winter | B19 | 700 | 1305 | 0 | 53.81 | 54.12 | 2 | 0
2035 | PJM_ROR_2_MISO_MI | PJM_ROR | MISO_MI | Internal | Winter | B20 | 935 | 1305 | 0 | 50.07 | 49.67 | 2 | 0
2035 | PJM_ROR_2_MISO_MO-IL | PJM_ROR | MISO_MO-IL | Internal | Shoulder | B11 | 25 | 1111 | 1111 | 71.34 | 86.33 | 2 | 12.99
2035 | PJM_ROR_2_MISO_MO-IL | PJM_ROR | MISO_MO-IL | Internal | Shoulder | B12 | 200 | 1111 | 0.12 | 62.48 | 64.46 | 2 | 0
2035 | PJM_ROR_2_MISO_MO-IL | PJM_ROR | MISO_MO-IL | Internal | Shoulder | B13 | 600 | 1111 | 1055.09 | 53.23 | 55.23 | 2 | 0
2035 | PJM_ROR_2_MISO_MO-IL | PJM_ROR | MISO_MO-IL | Internal | Shoulder | B14 | 900 | 1111 | 38.52 | 50.32 | 52.32 | 2 | 0
2035 | PJM_ROR_2_MISO_MO-IL | PJM_ROR | MISO_MO-IL | Internal | Shoulder | B15 | 1203 | 1111 | 0 | 46.56 | 46.64 | 2 | 0
2035 | PJM_ROR_2_MISO_MO-IL | PJM_ROR | MISO_MO-IL | Internal | Summer | B1 | 10 | 1111 | 686.85 | 108.43 | 110.43 | 2 | 0
2035 | PJM_ROR_2_MISO_MO-IL | PJM_ROR | MISO_MO-IL | Internal | Summer | B2 | 25 | 1111 | 1111 | 86.52 | 93.31 | 2 | 4.79
2035 | PJM_ROR_2_MISO_MO-IL | PJM_ROR | MISO_MO-IL | Internal | Summer | B3 | 75 | 1111 | 1110.68 | 81.8 | 83.82 | 2 | 0.01
2035 | PJM_ROR_2_MISO_MO-IL | PJM_ROR | MISO_MO-IL | Internal | Summer | B4 | 100 | 1111 | 1111 | 78.23 | 83.22 | 2 | 2.99
2035 | PJM_ROR_2_MISO_MO-IL | PJM_ROR | MISO_MO-IL | Internal | Summer | B5 | 200 | 1111 | 1111 | 75.93 | 83.22 | 2 | 5.29
2035 | PJM_ROR_2_MISO_MO-IL | PJM_ROR | MISO_MO-IL | Internal | Summer | B6 | 300 | 1111 | 1111 | 61.94 | 76.46 | 2 | 12.51
2035 | PJM_ROR_2_MISO_MO-IL | PJM_ROR | MISO_MO-IL | Internal | Summer | B7 | 400 | 1111 | 1111 | 48.79 | 54.07 | 2 | 3.28
2035 | PJM_ROR_2_MISO_MO-IL | PJM_ROR | MISO_MO-IL | Internal | Summer | B8 | 500 | 1111 | 0 | 45.32 | 46.52 | 2 | 0
2035 | PJM_ROR_2_MISO_MO-IL | PJM_ROR | MISO_MO-IL | Internal | Summer | B9 | 800 | 1111 | 0 | 44.9 | 45.17 | 2 | 0
2035 | PJM_ROR_2_MISO_MO-IL | PJM_ROR | MISO_MO-IL | Internal | Summer | B10 | 1262 | 1111 | 0 | 44.9 | 44.96 | 2 | 0
2035 | PJM_ROR_2_MISO_MO-IL | PJM_ROR | MISO_MO-IL | Internal | Winter | B16 | 25 | 1111 | 0.01 | 86.51 | 87.28 | 2 | 0
2035 | PJM_ROR_2_MISO_MO-IL | PJM_ROR | MISO_MO-IL | Internal | Winter | B17 | 100 | 1111 | 0 | 69.13 | 67.16 | 2 | 0
2035 | PJM_ROR_2_MISO_MO-IL | PJM_ROR | MISO_MO-IL | Internal | Winter | B18 | 400 | 1111 | 0 | 57.11 | 57.89 | 2 | 0
2035 | PJM_ROR_2_MISO_MO-IL | PJM_ROR | MISO_MO-IL | Internal | Winter | B19 | 700 | 1111 | 0 | 53.81 | 54.12 | 2 | 0
2035 | PJM_ROR_2_MISO_MO-IL | PJM_ROR | MISO_MO-IL | Internal | Winter | B20 | 935 | 1111 | 0 | 50.07 | 49.64 | 2 | 0
2035 | PJM_ROR_2_MISO_W | PJM_ROR | MISO_W | Internal | Shoulder | B11 | 25 | 709 | 709 | 71.34 | 88.07 | 2 | 14.72
2035 | PJM_ROR_2_MISO_W | PJM_ROR | MISO_W | Internal | Shoulder | B12 | 200 | 709 | 511.61 | 62.48 | 64.48 | 2 | 0
2035 | PJM_ROR_2_MISO_W | PJM_ROR | MISO_W | Internal | Shoulder | B13 | 600 | 709 | 709 | 53.23 | 55.51 | 2 | 0.29
2035 | PJM_ROR_2_MISO_W | PJM_ROR | MISO_W | Internal | Shoulder | B14 | 900 | 709 | 709 | 50.32 | 53.71 | 2 | 1.39
2035 | PJM_ROR_2_MISO_W | PJM_ROR | MISO_W | Internal | Shoulder | B15 | 1203 | 709 | 474.05 | 46.56 | 48.56 | 2 | 0
2035 | PJM_ROR_2_MISO_W | PJM_ROR | MISO_W | Internal | Summer | B1 | 10 | 709 | 585.25 | 108.43 | 110.43 | 2 | 0
2035 | PJM_ROR_2_MISO_W | PJM_ROR | MISO_W | Internal | Summer | B2 | 25 | 709 | 709 | 86.52 | 93.32 | 2 | 4.8
2035 | PJM_ROR_2_MISO_W | PJM_ROR | MISO_W | Internal | Summer | B3 | 75 | 709 | 709 | 81.8 | 93.32 | 2 | 9.52
2035 | PJM_ROR_2_MISO_W | PJM_ROR | MISO_W | Internal | Summer | B4 | 100 | 709 | 709 | 78.23 | 90.45 | 2 | 10.22
2035 | PJM_ROR_2_MISO_W | PJM_ROR | MISO_W | Internal | Summer | B5 | 200 | 709 | 709 | 75.93 | 86.13 | 2 | 8.2
2035 | PJM_ROR_2_MISO_W | PJM_ROR | MISO_W | Internal | Summer | B6 | 300 | 709 | 709 | 61.94 | 84.55 | 2 | 20.61
2035 | PJM_ROR_2_MISO_W | PJM_ROR | MISO_W | Internal | Summer | B7 | 400 | 709 | 709 | 48.79 | 62.05 | 2 | 11.26
2035 | PJM_ROR_2_MISO_W | PJM_ROR | MISO_W | Internal | Summer | B8 | 500 | 709 | 709 | 45.32 | 51.47 | 2 | 4.16
2035 | PJM_ROR_2_MISO_W | PJM_ROR | MISO_W | Internal | Summer | B9 | 800 | 709 | 709 | 44.9 | 47.3 | 2 | 0.4
2035 | PJM_ROR_2_MISO_W | PJM_ROR | MISO_W | Internal | Summer | B10 | 1262 | 709 | 0 | 44.9 | 44.95 | 2 | 0
2035 | PJM_ROR_2_MISO_W | PJM_ROR | MISO_W | Internal | Winter | B16 | 25 | 709 | 0.01 | 86.51 | 87.27 | 2 | 0
2035 | PJM_ROR_2_MISO_W | PJM_ROR | MISO_W | Internal | Winter | B17 | 100 | 709 | 0 | 69.13 | 67.14 | 2 | 0
2035 | PJM_ROR_2_MISO_W | PJM_ROR | MISO_W | Internal | Winter | B18 | 400 | 709 | 0 | 57.11 | 57.9 | 2 | 0
2035 | PJM_ROR_2_MISO_W | PJM_ROR | MISO_W | Internal | Winter | B19 | 700 | 709 | 507.56 | 53.81 | 55.81 | 2 | 0
2035 | PJM_ROR_2_MISO_W | PJM_ROR | MISO_W | Internal | Winter | B20 | 935 | 709 | 0 | 50.07 | 49.63 | 2 | 0
2035 | PJM_ROR_2_MISO_WUMS | PJM_ROR | MISO_WUMS | Internal | Shoulder | B11 | 25 | 1467 | 156.62 | 71.34 | 73.34 | 2 | 0
2035 | PJM_ROR_2_MISO_WUMS | PJM_ROR | MISO_WUMS | Internal | Shoulder | B12 | 200 | 1467 | 0.12 | 62.48 | 64.46 | 2 | 0
2035 | PJM_ROR_2_MISO_WUMS | PJM_ROR | MISO_WUMS | Internal | Shoulder | B13 | 600 | 1467 | 0 | 53.23 | 54.02 | 2 | 0
2035 | PJM_ROR_2_MISO_WUMS | PJM_ROR | MISO_WUMS | Internal | Shoulder | B14 | 900 | 1467 | 0 | 50.32 | 50.57 | 2 | 0
2035 | PJM_ROR_2_MISO_WUMS | PJM_ROR | MISO_WUMS | Internal | Shoulder | B15 | 1203 | 1467 | 0 | 46.56 | 46.49 | 2 | 0
2035 | PJM_ROR_2_MISO_WUMS | PJM_ROR | MISO_WUMS | Internal | Summer | B1 | 10 | 1467 | 0 | 108.43 | 79.65 | 2 | 0
2035 | PJM_ROR_2_MISO_WUMS | PJM_ROR | MISO_WUMS | Internal | Summer | B2 | 25 | 1467 | 0 | 86.52 | 79.65 | 2 | 0
2035 | PJM_ROR_2_MISO_WUMS | PJM_ROR | MISO_WUMS | Internal | Summer | B3 | 75 | 1467 | 0 | 81.8 | 79.65 | 2 | 0
2035 | PJM_ROR_2_MISO_WUMS | PJM_ROR | MISO_WUMS | Internal | Summer | B4 | 100 | 1467 | 0 | 78.23 | 79.65 | 2 | 0
2035 | PJM_ROR_2_MISO_WUMS | PJM_ROR | MISO_WUMS | Internal | Summer | B5 | 200 | 1467 | 125.09 | 75.93 | 77.93 | 2 | 0
2035 | PJM_ROR_2_MISO_WUMS | PJM_ROR | MISO_WUMS | Internal | Summer | B6 | 300 | 1467 | 0 | 61.94 | 59.94 | 2 | 0
2035 | PJM_ROR_2_MISO_WUMS | PJM_ROR | MISO_WUMS | Internal | Summer | B7 | 400 | 1467 | 0 | 48.79 | 48.82 | 2 | 0
2035 | PJM_ROR_2_MISO_WUMS | PJM_ROR | MISO_WUMS | Internal | Summer | B8 | 500 | 1467 | 717 | 45.32 | 47.32 | 2 | 0
2035 | PJM_ROR_2_MISO_WUMS | PJM_ROR | MISO_WUMS | Internal | Summer | B9 | 800 | 1467 | 0 | 44.9 | 45.98 | 2 | 0
2035 | PJM_ROR_2_MISO_WUMS | PJM_ROR | MISO_WUMS | Internal | Summer | B10 | 1262 | 1467 | 0 | 44.9 | 44.93 | 2 | 0
2035 | PJM_ROR_2_MISO_WUMS | PJM_ROR | MISO_WUMS | Internal | Winter | B16 | 25 | 1467 | 0.01 | 86.51 | 87.26 | 2 | 0
2035 | PJM_ROR_2_MISO_WUMS | PJM_ROR | MISO_WUMS | Internal | Winter | B17 | 100 | 1467 | 0 | 69.13 | 67.13 | 2 | 0
2035 | PJM_ROR_2_MISO_WUMS | PJM_ROR | MISO_WUMS | Internal | Winter | B18 | 400 | 1467 | 0 | 57.11 | 57.89 | 2 | 0
2035 | PJM_ROR_2_MISO_WUMS | PJM_ROR | MISO_WUMS | Internal | Winter | B19 | 700 | 1467 | 0 | 53.81 | 53.89 | 2 | 0
2035 | PJM_ROR_2_MISO_WUMS | PJM_ROR | MISO_WUMS | Internal | Winter | B20 | 935 | 1467 | 0 | 50.07 | 49.46 | 2 | 0
2035 | PJM_ROR_2_PJM_ROM | PJM_ROR | PJM_ROM | Internal | Shoulder | B11 | 25 | 8000 | 3058 | 71.34 | 71.35 | 0.01 | 0
2035 | PJM_ROR_2_PJM_ROM | PJM_ROR | PJM_ROM | Internal | Shoulder | B12 | 200 | 8000 | 7588.43 | 62.48 | 62.49 | 0.01 | 0
2035 | PJM_ROR_2_PJM_ROM | PJM_ROR | PJM_ROM | Internal | Shoulder | B13 | 600 | 8000 | 7169.57 | 53.23 | 53.24 | 0.01 | 0
2035 | PJM_ROR_2_PJM_ROM | PJM_ROR | PJM_ROM | Internal | Shoulder | B14 | 900 | 8000 | 8000 | 50.32 | 50.9 | 0.01 | 0.56
2035 | PJM_ROR_2_PJM_ROM | PJM_ROR | PJM_ROM | Internal | Shoulder | B15 | 1203 | 8000 | 6519.22 | 46.56 | 46.58 | 0.01 | 0
2035 | PJM_ROR_2_PJM_ROM | PJM_ROR | PJM_ROM | Internal | Summer | B1 | 10 | 8000 | 8000 | 108.43 | 126.81 | 0.01 | 18.37
2035 | PJM_ROR_2_PJM_ROM | PJM_ROR | PJM_ROM | Internal | Summer | B2 | 25 | 8000 | 8000 | 86.52 | 101.78 | 0.01 | 15.25
2035 | PJM_ROR_2_PJM_ROM | PJM_ROR | PJM_ROM | Internal | Summer | B3 | 75 | 8000 | 1789.56 | 81.8 | 81.82 | 0.01 | 0
2035 | PJM_ROR_2_PJM_ROM | PJM_ROR | PJM_ROM | Internal | Summer | B4 | 100 | 8000 | 0.14 | 78.23 | 78.22 | 0.01 | 0
2035 | PJM_ROR_2_PJM_ROM | PJM_ROR | PJM_ROM | Internal | Summer | B5 | 200 | 8000 | 3798.78 | 75.93 | 75.94 | 0.01 | 0
2035 | PJM_ROR_2_PJM_ROM | PJM_ROR | PJM_ROM | Internal | Summer | B6 | 300 | 8000 | 8000 | 61.94 | 64.01 | 0.01 | 2.06
2035 | PJM_ROR_2_PJM_ROM | PJM_ROR | PJM_ROM | Internal | Summer | B7 | 400 | 8000 | 8000 | 48.79 | 55.36 | 0.01 | 6.56
2035 | PJM_ROR_2_PJM_ROM | PJM_ROR | PJM_ROM | Internal | Summer | B8 | 500 | 8000 | 8000 | 45.32 | 50.33 | 0.01 | 5
2035 | PJM_ROR_2_PJM_ROM | PJM_ROR | PJM_ROM | Internal | Summer | B9 | 800 | 8000 | 8000 | 44.9 | 46.63 | 0.01 | 1.71
2035 | PJM_ROR_2_PJM_ROM | PJM_ROR | PJM_ROM | Internal | Summer | B10 | 1262 | 8000 | 4833.01 | 44.9 | 44.92 | 0.01 | 0
2035 | PJM_ROR_2_PJM_ROM | PJM_ROR | PJM_ROM | Internal | Winter | B16 | 25 | 8000 | 1778.49 | 86.51 | 86.52 | 0.01 | 0
2035 | PJM_ROR_2_PJM_ROM | PJM_ROR | PJM_ROM | Internal | Winter | B17 | 100 | 8000 | 8000 | 69.13 | 70.19 | 0.01 | 1.05
2035 | PJM_ROR_2_PJM_ROM | PJM_ROR | PJM_ROM | Internal | Winter | B18 | 400 | 8000 | 8000 | 57.11 | 60.12 | 0.01 | 3
2035 | PJM_ROR_2_PJM_ROM | PJM_ROR | PJM_ROM | Internal | Winter | B19 | 700 | 8000 | 8000 | 53.81 | 56.54 | 0.01 | 2.72
2035 | PJM_ROR_2_PJM_ROM | PJM_ROR | PJM_ROM | Internal | Winter | B20 | 935 | 8000 | 8000 | 50.07 | 50.86 | 0.01 | 0.78
2035 | PJM_ROR_2_TVA_Transmission | PJM_ROR | TVA_Transmission | Internal | Shoulder | B11 | 25 | 2500 | 1968.91 | 71.34 | 77.34 | 6 | 0
2035 | PJM_ROR_2_TVA_Transmission | PJM_ROR | TVA_Transmission | Internal | Shoulder | B12 | 200 | 2500 | 0 | 62.48 | 63.9 | 6 | 0
2035 | PJM_ROR_2_TVA_Transmission | PJM_ROR | TVA_Transmission | Internal | Shoulder | B13 | 600 | 2500 | 0 | 53.23 | 57.34 | 6 | 0
2035 | PJM_ROR_2_TVA_Transmission | PJM_ROR | TVA_Transmission | Internal | Shoulder | B14 | 900 | 2500 | 0 | 50.32 | 56.2 | 6 | 0
2035 | PJM_ROR_2_TVA_Transmission | PJM_ROR | TVA_Transmission | Internal | Shoulder | B15 | 1203 | 2500 | 1074.48 | 46.56 | 52.56 | 6 | 0
2035 | PJM_ROR_2_TVA_Transmission | PJM_ROR | TVA_Transmission | Internal | Summer | B1 | 10 | 2500 | 0 | 108.43 | 107.65 | 6 | 0
2035 | PJM_ROR_2_TVA_Transmission | PJM_ROR | TVA_Transmission | Internal | Summer | B2 | 25 | 2500 | 1699.27 | 86.52 | 92.52 | 6 | 0
2035 | PJM_ROR_2_TVA_Transmission | PJM_ROR | TVA_Transmission | Internal | Summer | B3 | 75 | 2500 | 0 | 81.8 | 87.31 | 6 | 0
2035 | PJM_ROR_2_TVA_Transmission | PJM_ROR | TVA_Transmission | Internal | Summer | B4 | 100 | 2500 | 2500 | 78.23 | 86.79 | 6 | 2.56
2035 | PJM_ROR_2_TVA_Transmission | PJM_ROR | TVA_Transmission | Internal | Summer | B5 | 200 | 2500 | 2500 | 75.93 | 86.79 | 6 | 4.85
2035 | PJM_ROR_2_TVA_Transmission | PJM_ROR | TVA_Transmission | Internal | Summer | B6 | 300 | 2500 | 997.57 | 61.94 | 67.94 | 6 | 0
2035 | PJM_ROR_2_TVA_Transmission | PJM_ROR | TVA_Transmission | Internal | Summer | B7 | 400 | 2500 | 0 | 48.79 | 54.26 | 6 | 0
2035 | PJM_ROR_2_TVA_Transmission | PJM_ROR | TVA_Transmission | Internal | Summer | B8 | 500 | 2500 | 880.66 | 45.32 | 51.32 | 6 | 0
2035 | PJM_ROR_2_TVA_Transmission | PJM_ROR | TVA_Transmission | Internal | Summer | B9 | 800 | 2500 | 0 | 44.9 | 50.01 | 6 | 0
2035 | PJM_ROR_2_TVA_Transmission | PJM_ROR | TVA_Transmission | Internal | Summer | B10 | 1262 | 2500 | 0 | 44.9 | 49.91 | 6 | 0
2035 | PJM_ROR_2_TVA_Transmission | PJM_ROR | TVA_Transmission | Internal | Winter | B16 | 25 | 2500 | 1950.39 | 86.51 | 92.51 | 6 | 0
2035 | PJM_ROR_2_TVA_Transmission | PJM_ROR | TVA_Transmission | Internal | Winter | B17 | 100 | 2500 | 0 | 69.13 | 67.42 | 6 | 0
2035 | PJM_ROR_2_TVA_Transmission | PJM_ROR | TVA_Transmission | Internal | Winter | B18 | 400 | 2500 | 0 | 57.11 | 60.35 | 6 | 0
2035 | PJM_ROR_2_TVA_Transmission | PJM_ROR | TVA_Transmission | Internal | Winter | B19 | 700 | 2500 | 0 | 53.81 | 58.84 | 6 | 0
2035 | PJM_ROR_2_TVA_Transmission | PJM_ROR | TVA_Transmission | Internal | Winter | B20 | 935 | 2500 | 0 | 50.07 | 55.63 | 6 | 0
2035 | PJM_ROR_2_VACAR | PJM_ROR | VACAR | Internal | Shoulder | B11 | 25 | 3000 | 2999.99 | 71.34 | 79.34 | 6 | 2
2035 | PJM_ROR_2_VACAR | PJM_ROR | VACAR | Internal | Shoulder | B12 | 200 | 3000 | 0 | 62.48 | 65.72 | 6 | 0
2035 | PJM_ROR_2_VACAR | PJM_ROR | VACAR | Internal | Shoulder | B13 | 600 | 3000 | 0 | 53.23 | 54.19 | 6 | 0
2035 | PJM_ROR_2_VACAR | PJM_ROR | VACAR | Internal | Shoulder | B14 | 900 | 3000 | 0 | 50.32 | 53.49 | 6 | 0
2035 | PJM_ROR_2_VACAR | PJM_ROR | VACAR | Internal | Shoulder | B15 | 1203 | 3000 | 3000 | 46.56 | 53.49 | 6 | 0.92
2035 | PJM_ROR_2_VACAR | PJM_ROR | VACAR | Internal | Summer | B1 | 10 | 3000 | 1638.46 | 108.43 | 114.43 | 6 | 0
2035 | PJM_ROR_2_VACAR | PJM_ROR | VACAR | Internal | Summer | B2 | 25 | 3000 | 1584.37 | 86.52 | 92.52 | 6 | 0
2035 | PJM_ROR_2_VACAR | PJM_ROR | VACAR | Internal | Summer | B3 | 75 | 3000 | 3000 | 81.8 | 92.52 | 6 | 4.72
2035 | PJM_ROR_2_VACAR | PJM_ROR | VACAR | Internal | Summer | B4 | 100 | 3000 | 3000 | 78.23 | 90.38 | 6 | 6.15
2035 | PJM_ROR_2_VACAR | PJM_ROR | VACAR | Internal | Summer | B5 | 200 | 3000 | 3000 | 75.93 | 90.38 | 6 | 8.45
2035 | PJM_ROR_2_VACAR | PJM_ROR | VACAR | Internal | Summer | B6 | 300 | 3000 | 3000 | 61.94 | 70.8 | 6 | 2.85
2035 | PJM_ROR_2_VACAR | PJM_ROR | VACAR | Internal | Summer | B7 | 400 | 3000 | 3000 | 48.79 | 55.07 | 6 | 0.28
2035 | PJM_ROR_2_VACAR | PJM_ROR | VACAR | Internal | Summer | B8 | 500 | 3000 | 1147.39 | 45.32 | 51.32 | 6 | 0
2035 | PJM_ROR_2_VACAR | PJM_ROR | VACAR | Internal | Summer | B9 | 800 | 3000 | 3000 | 44.9 | 51.32 | 6 | 0.41
2035 | PJM_ROR_2_VACAR | PJM_ROR | VACAR | Internal | Summer | B10 | 1262 | 3000 | 3000 | 44.9 | 51.32 | 6 | 0.41
2035 | PJM_ROR_2_VACAR | PJM_ROR | VACAR | Internal | Winter | B16 | 25 | 3000 | 3000 | 86.51 | 102.24 | 6 | 9.72
2035 | PJM_ROR_2_VACAR | PJM_ROR | VACAR | Internal | Winter | B17 | 100 | 3000 | 0 | 69.13 | 73.3 | 6 | 0
2035 | PJM_ROR_2_VACAR | PJM_ROR | VACAR | Internal | Winter | B18 | 400 | 3000 | 0 | 57.11 | 58.37 | 6 | 0
2035 | PJM_ROR_2_VACAR | PJM_ROR | VACAR | Internal | Winter | B19 | 700 | 3000 | 0 | 53.81 | 58.37 | 6 | 0
2035 | PJM_ROR_2_VACAR | PJM_ROR | VACAR | Internal | Winter | B20 | 935 | 3000 | 3000 | 50.07 | 58.37 | 6 | 2.3
2035 | PJM_ROM_2_NYISO_A-F | PJM_ROM | NYISO_A-F | Internal | Shoulder | B11 | 25 | 2000 | 0 | 71.35 | 55.51 | 6 | 0
2035 | PJM_ROM_2_NYISO_A-F | PJM_ROM | NYISO_A-F | Internal | Shoulder | B12 | 200 | 2000 | 0 | 62.49 | 54.49 | 6 | 0
2035 | PJM_ROM_2_NYISO_A-F | PJM_ROM | NYISO_A-F | Internal | Shoulder | B13 | 600 | 2000 | 0 | 53.24 | 49.65 | 6 | 0
2035 | PJM_ROM_2_NYISO_A-F | PJM_ROM | NYISO_A-F | Internal | Shoulder | B14 | 900 | 2000 | 0 | 50.9 | 49.31 | 6 | 0
2035 | PJM_ROM_2_NYISO_A-F | PJM_ROM | NYISO_A-F | Internal | Shoulder | B15 | 1203 | 2000 | 0 | 46.58 | 49.31 | 6 | 0
2035 | PJM_ROM_2_NYISO_A-F | PJM_ROM | NYISO_A-F | Internal | Summer | B1 | 10 | 2000 | 0 | 126.81 | 96.63 | 6 | 0
2035 | PJM_ROM_2_NYISO_A-F | PJM_ROM | NYISO_A-F | Internal | Summer | B2 | 25 | 2000 | 0 | 101.78 | 88.54 | 6 | 0
2035 | PJM_ROM_2_NYISO_A-F | PJM_ROM | NYISO_A-F | Internal | Summer | B3 | 75 | 2000 | 0 | 81.82 | 71.39 | 6 | 0
2035 | PJM_ROM_2_NYISO_A-F | PJM_ROM | NYISO_A-F | Internal | Summer | B4 | 100 | 2000 | 0 | 78.22 | 65.69 | 6 | 0
2035 | PJM_ROM_2_NYISO_A-F | PJM_ROM | NYISO_A-F | Internal | Summer | B5 | 200 | 2000 | 0 | 75.94 | 62.4 | 6 | 0
2035 | PJM_ROM_2_NYISO_A-F | PJM_ROM | NYISO_A-F | Internal | Summer | B6 | 300 | 2000 | 0 | 64.01 | 56.01 | 6 | 0
2035 | PJM_ROM_2_NYISO_A-F | PJM_ROM | NYISO_A-F | Internal | Summer | B7 | 400 | 2000 | 0 | 55.36 | 52.62 | 6 | 0
2035 | PJM_ROM_2_NYISO_A-F | PJM_ROM | NYISO_A-F | Internal | Summer | B8 | 500 | 2000 | 0 | 50.33 | 50.01 | 6 | 0
2035 | PJM_ROM_2_NYISO_A-F | PJM_ROM | NYISO_A-F | Internal | Summer | B9 | 800 | 2000 | 0 | 46.63 | 46.08 | 6 | 0
2035 | PJM_ROM_2_NYISO_A-F | PJM_ROM | NYISO_A-F | Internal | Summer | B10 | 1262 | 2000 | 0 | 44.92 | 46.08 | 6 | 0
2035 | PJM_ROM_2_NYISO_A-F | PJM_ROM | NYISO_A-F | Internal | Winter | B16 | 25 | 2000 | 0 | 86.52 | 70.21 | 6 | 0
2035 | PJM_ROM_2_NYISO_A-F | PJM_ROM | NYISO_A-F | Internal | Winter | B17 | 100 | 2000 | 0 | 70.19 | 62.19 | 6 | 0
2035 | PJM_ROM_2_NYISO_A-F | PJM_ROM | NYISO_A-F | Internal | Winter | B18 | 400 | 2000 | 0 | 60.12 | 57.47 | 6 | 0
2035 | PJM_ROM_2_NYISO_A-F | PJM_ROM | NYISO_A-F | Internal | Winter | B19 | 700 | 2000 | 0 | 56.54 | 57.47 | 6 | 0
2035 | PJM_ROM_2_NYISO_A-F | PJM_ROM | NYISO_A-F | Internal | Winter | B20 | 935 | 2000 | 947.56 | 50.86 | 56.86 | 6 | 0
2035 | PJM_ROM_2_PJM_E | PJM_ROM | PJM_E | Internal | Shoulder | B11 | 25 | 8000 | 2798.33 | 71.35 | 71.37 | 0.01 | 0
2035 | PJM_ROM_2_PJM_E | PJM_ROM | PJM_E | Internal | Shoulder | B12 | 200 | 8000 | 4046.72 | 62.49 | 62.5 | 0.01 | 0
2035 | PJM_ROM_2_PJM_E | PJM_ROM | PJM_E | Internal | Shoulder | B13 | 600 | 8000 | 3912.31 | 53.24 | 53.25 | 0.01 | 0
2035 | PJM_ROM_2_PJM_E | PJM_ROM | PJM_E | Internal | Shoulder | B14 | 900 | 8000 | 5531.24 | 50.9 | 50.91 | 0.01 | 0
2035 | PJM_ROM_2_PJM_E | PJM_ROM | PJM_E | Internal | Shoulder | B15 | 1203 | 8000 | 5935.28 | 46.58 | 46.59 | 0.01 | 0
2035 | PJM_ROM_2_PJM_E | PJM_ROM | PJM_E | Internal | Summer | B1 | 10 | 8000 | 5885.75 | 126.81 | 126.82 | 0.01 | 0
2035 | PJM_ROM_2_PJM_E | PJM_ROM | PJM_E | Internal | Summer | B2 | 25 | 8000 | 6304.57 | 101.78 | 101.8 | 0.01 | 0
2035 | PJM_ROM_2_PJM_E | PJM_ROM | PJM_E | Internal | Summer | B3 | 75 | 8000 | 2397.56 | 81.82 | 81.83 | 0.01 | 0
2035 | PJM_ROM_2_PJM_E | PJM_ROM | PJM_E | Internal | Summer | B4 | 100 | 8000 | 0.15 | 78.22 | 78.21 | 0.01 | 0
2035 | PJM_ROM_2_PJM_E | PJM_ROM | PJM_E | Internal | Summer | B5 | 200 | 8000 | 5519.01 | 75.94 | 75.96 | 0.01 | 0
2035 | PJM_ROM_2_PJM_E | PJM_ROM | PJM_E | Internal | Summer | B6 | 300 | 8000 | 7397.18 | 64.01 | 64.02 | 0.01 | 0
2035 | PJM_ROM_2_PJM_E | PJM_ROM | PJM_E | Internal | Summer | B7 | 400 | 8000 | 7047.13 | 55.36 | 55.37 | 0.01 | 0
2035 | PJM_ROM_2_PJM_E | PJM_ROM | PJM_E | Internal | Summer | B8 | 500 | 8000 | 6797.3 | 50.33 | 50.34 | 0.01 | 0
2035 | PJM_ROM_2_PJM_E | PJM_ROM | PJM_E | Internal | Summer | B9 | 800 | 8000 | 8000 | 46.63 | 47.16 | 0.01 | 0.52
2035 | PJM_ROM_2_PJM_E | PJM_ROM | PJM_E | Internal | Summer | B10 | 1262 | 8000 | 6546.97 | 44.92 | 44.93 | 0.01 | 0
2035 | PJM_ROM_2_PJM_E | PJM_ROM | PJM_E | Internal | Winter | B16 | 25 | 8000 | 5024.31 | 86.52 | 86.54 | 0.01 | 0
2035 | PJM_ROM_2_PJM_E | PJM_ROM | PJM_E | Internal | Winter | B17 | 100 | 8000 | 7161.08 | 70.19 | 70.2 | 0.01 | 0
2035 | PJM_ROM_2_PJM_E | PJM_ROM | PJM_E | Internal | Winter | B18 | 400 | 8000 | 7845.81 | 60.12 | 60.13 | 0.01 | 0
2035 | PJM_ROM_2_PJM_E | PJM_ROM | PJM_E | Internal | Winter | B19 | 700 | 8000 | 7973.14 | 56.54 | 56.55 | 0.01 | 0
2035 | PJM_ROM_2_PJM_E | PJM_ROM | PJM_E | Internal | Winter | B20 | 935 | 8000 | 8000 | 50.86 | 51.61 | 0.01 | 0.74
2035 | PJM_ROM_2_PJM_ROR | PJM_ROM | PJM_ROR | Internal | Shoulder | B11 | 25 | 8000 | 0.54 | 71.35 | 71.34 | 0.01 | 0
2035 | PJM_ROM_2_PJM_ROR | PJM_ROM | PJM_ROR | Internal | Shoulder | B12 | 200 | 8000 | 0.06 | 62.49 | 62.48 | 0.01 | 0
2035 | PJM_ROM_2_PJM_ROR | PJM_ROM | PJM_ROR | Internal | Shoulder | B13 | 600 | 8000 | 0.02 | 53.24 | 53.23 | 0.01 | 0
2035 | PJM_ROM_2_PJM_ROR | PJM_ROM | PJM_ROR | Internal | Shoulder | B14 | 900 | 8000 | 0 | 50.9 | 50.32 | 0.01 | 0
2035 | PJM_ROM_2_PJM_ROR | PJM_ROM | PJM_ROR | Internal | Shoulder | B15 | 1203 | 8000 | 0.01 | 46.58 | 46.56 | 0.01 | 0
2035 | PJM_ROM_2_PJM_ROR | PJM_ROM | PJM_ROR | Internal | Summer | B1 | 10 | 8000 | 0 | 126.81 | 108.43 | 0.01 | 0
2035 | PJM_ROM_2_PJM_ROR | PJM_ROM | PJM_ROR | Internal | Summer | B2 | 25 | 8000 | 0 | 101.78 | 86.52 | 0.01 | 0
2035 | PJM_ROM_2_PJM_ROR | PJM_ROM | PJM_ROR | Internal | Summer | B3 | 75 | 8000 | 0.19 | 81.82 | 81.8 | 0.01 | 0
2035 | PJM_ROM_2_PJM_ROR | PJM_ROM | PJM_ROR | Internal | Summer | B4 | 100 | 8000 | 1073.96 | 78.22 | 78.23 | 0.01 | 0
2035 | PJM_ROM_2_PJM_ROR | PJM_ROM | PJM_ROR | Internal | Summer | B5 | 200 | 8000 | 0.07 | 75.94 | 75.93 | 0.01 | 0
2035 | PJM_ROM_2_PJM_ROR | PJM_ROM | PJM_ROR | Internal | Summer | B6 | 300 | 8000 | 0 | 64.01 | 61.94 | 0.01 | 0
2035 | PJM_ROM_2_PJM_ROR | PJM_ROM | PJM_ROR | Internal | Summer | B7 | 400 | 8000 | 0 | 55.36 | 48.79 | 0.01 | 0
2035 | PJM_ROM_2_PJM_ROR | PJM_ROM | PJM_ROR | Internal | Summer | B8 | 500 | 8000 | 0 | 50.33 | 45.32 | 0.01 | 0
2035 | PJM_ROM_2_PJM_ROR | PJM_ROM | PJM_ROR | Internal | Summer | B9 | 800 | 8000 | 0 | 46.63 | 44.9 | 0.01 | 0
2035 | PJM_ROM_2_PJM_ROR | PJM_ROM | PJM_ROR | Internal | Summer | B10 | 1262 | 8000 | 0.01 | 44.92 | 44.9 | 0.01 | 0
2035 | PJM_ROM_2_PJM_ROR | PJM_ROM | PJM_ROR | Internal | Winter | B16 | 25 | 8000 | 0.55 | 86.52 | 86.51 | 0.01 | 0
2035 | PJM_ROM_2_PJM_ROR | PJM_ROM | PJM_ROR | Internal | Winter | B17 | 100 | 8000 | 0 | 70.19 | 69.13 | 0.01 | 0
2035 | PJM_ROM_2_PJM_ROR | PJM_ROM | PJM_ROR | Internal | Winter | B18 | 400 | 8000 | 0 | 60.12 | 57.11 | 0.01 | 0
2035 | PJM_ROM_2_PJM_ROR | PJM_ROM | PJM_ROR | Internal | Winter | B19 | 700 | 8000 | 0 | 56.54 | 53.81 | 0.01 | 0
2035 | PJM_ROM_2_PJM_ROR | PJM_ROM | PJM_ROR | Internal | Winter | B20 | 935 | 8000 | 0 | 50.86 | 50.07 | 0.01 | 0
2035 | SOCO_2_ENT | SOCO | ENT | Internal | Shoulder | B11 | 25 | 2400 | 0 | 86.34 | 80.08 | 10 | 0
2035 | SOCO_2_ENT | SOCO | ENT | Internal | Shoulder | B12 | 200 | 2400 | 0 | 55.72 | 56.46 | 10 | 0
2035 | SOCO_2_ENT | SOCO | ENT | Internal | Shoulder | B13 | 600 | 2400 | 0 | 55.72 | 55.45 | 10 | 0
2035 | SOCO_2_ENT | SOCO | ENT | Internal | Shoulder | B14 | 900 | 2400 | 0 | 55.72 | 54.56 | 10 | 0
2035 | SOCO_2_ENT | SOCO | ENT | Internal | Shoulder | B15 | 1203 | 2400 | 0 | 51.09 | 53.61 | 10 | 0
2035 | SOCO_2_ENT | SOCO | ENT | Internal | Summer | B1 | 10 | 2400 | 0 | 110.43 | 102.43 | 10 | 0
2035 | SOCO_2_ENT | SOCO | ENT | Internal | Summer | B2 | 25 | 2400 | 0 | 93.31 | 85.31 | 10 | 0
2035 | SOCO_2_ENT | SOCO | ENT | Internal | Summer | B3 | 75 | 2400 | 0 | 91.05 | 83.05 | 10 | 0
2035 | SOCO_2_ENT | SOCO | ENT | Internal | Summer | B4 | 100 | 2400 | 0 | 90.9 | 82.9 | 10 | 0
2035 | SOCO_2_ENT | SOCO | ENT | Internal | Summer | B5 | 200 | 2400 | 0 | 90.9 | 78.79 | 10 | 0
2035 | SOCO_2_ENT | SOCO | ENT | Internal | Summer | B6 | 300 | 2400 | 0 | 76.94 | 76.46 | 10 | 0
2035 | SOCO_2_ENT | SOCO | ENT | Internal | Summer | B7 | 400 | 2400 | 0 | 62.07 | 54.07 | 10 | 0
2035 | SOCO_2_ENT | SOCO | ENT | Internal | Summer | B8 | 500 | 2400 | 0 | 54.18 | 54.07 | 10 | 0
2035 | SOCO_2_ENT | SOCO | ENT | Internal | Summer | B9 | 800 | 2400 | 0 | 54.18 | 51.9 | 10 | 0
2035 | SOCO_2_ENT | SOCO | ENT | Internal | Summer | B10 | 1262 | 2400 | 0 | 49.72 | 51.9 | 10 | 0
2035 | SOCO_2_ENT | SOCO | ENT | Internal | Winter | B16 | 25 | 2400 | 0 | 88.9 | 80.9 | 10 | 0
2035 | SOCO_2_ENT | SOCO | ENT | Internal | Winter | B17 | 100 | 2400 | 0 | 59.07 | 59.42 | 10 | 0
2035 | SOCO_2_ENT | SOCO | ENT | Internal | Winter | B18 | 400 | 2400 | 0 | 59.07 | 58.86 | 10 | 0
2035 | SOCO_2_ENT | SOCO | ENT | Internal | Winter | B19 | 700 | 2400 | 0 | 58.5 | 57.03 | 10 | 0
2035 | SOCO_2_ENT | SOCO | ENT | Internal | Winter | B20 | 935 | 2400 | 0 | 54.09 | 57.03 | 10 | 0
2035 | SOCO_2_FRCC | SOCO | FRCC | Internal | Shoulder | B11 | 25 | 3700 | 0.04 | 86.34 | 96.08 | 10 | 0
2035 | SOCO_2_FRCC | SOCO | FRCC | Internal | Shoulder | B12 | 200 | 3700 | 0 | 55.72 | 63.63 | 10 | 0
2035 | SOCO_2_FRCC | SOCO | FRCC | Internal | Shoulder | B13 | 600 | 3700 | 0 | 55.72 | 60.99 | 10 | 0
2035 | SOCO_2_FRCC | SOCO | FRCC | Internal | Shoulder | B14 | 900 | 3700 | 0 | 55.72 | 60.99 | 10 | 0
2035 | SOCO_2_FRCC | SOCO | FRCC | Internal | Shoulder | B15 | 1203 | 3700 | 0 | 51.09 | 55.81 | 10 | 0
2035 | SOCO_2_FRCC | SOCO | FRCC | Internal | Summer | B1 | 10 | 3700 | 29.83 | 110.43 | 120.43 | 10 | 0
2035 | SOCO_2_FRCC | SOCO | FRCC | Internal | Summer | B2 | 25 | 3700 | 0 | 93.31 | 98.45 | 10 | 0
2035 | SOCO_2_FRCC | SOCO | FRCC | Internal | Summer | B3 | 75 | 3700 | 0 | 91.05 | 96.44 | 10 | 0
2035 | SOCO_2_FRCC | SOCO | FRCC | Internal | Summer | B4 | 100 | 3700 | 0 | 90.9 | 96.44 | 10 | 0
2035 | SOCO_2_FRCC | SOCO | FRCC | Internal | Summer | B5 | 200 | 3700 | 0 | 90.9 | 85.04 | 10 | 0
2035 | SOCO_2_FRCC | SOCO | FRCC | Internal | Summer | B6 | 300 | 3700 | 0 | 76.94 | 85.04 | 10 | 0
2035 | SOCO_2_FRCC | SOCO | FRCC | Internal | Summer | B7 | 400 | 3700 | 0 | 62.07 | 62.59 | 10 | 0
2035 | SOCO_2_FRCC | SOCO | FRCC | Internal | Summer | B8 | 500 | 3700 | 0 | 54.18 | 59.99 | 10 | 0
2035 | SOCO_2_FRCC | SOCO | FRCC | Internal | Summer | B9 | 800 | 3700 | 0 | 54.18 | 59.99 | 10 | 0
2035 | SOCO_2_FRCC | SOCO | FRCC | Internal | Summer | B10 | 1262 | 3700 | 0 | 49.72 | 54.92 | 10 | 0
2035 | SOCO_2_FRCC | SOCO | FRCC | Internal | Winter | B16 | 25 | 3700 | 0 | 88.9 | 90.52 | 10 | 0
2035 | SOCO_2_FRCC | SOCO | FRCC | Internal | Winter | B17 | 100 | 3700 | 0 | 59.07 | 66.29 | 10 | 0
2035 | SOCO_2_FRCC | SOCO | FRCC | Internal | Winter | B18 | 400 | 3700 | 0 | 59.07 | 63.81 | 10 | 0
2035 | SOCO_2_FRCC | SOCO | FRCC | Internal | Winter | B19 | 700 | 3700 | 0 | 58.5 | 63.81 | 10 | 0
2035 | SOCO_2_FRCC | SOCO | FRCC | Internal | Winter | B20 | 935 | 3700 | 0 | 54.09 | 58.33 | 10 | 0
2035 | SOCO_2_TVA_Transmission | SOCO | TVA_Transmission | Internal | Shoulder | B11 | 25 | 2600 | 0 | 86.34 | 77.34 | 10 | 0
2035 | SOCO_2_TVA_Transmission | SOCO | TVA_Transmission | Internal | Shoulder | B12 | 200 | 2600 | 0 | 55.72 | 63.9 | 10 | 0
2035 | SOCO_2_TVA_Transmission | SOCO | TVA_Transmission | Internal | Shoulder | B13 | 600 | 2600 | 0 | 55.72 | 57.34 | 10 | 0
2035 | SOCO_2_TVA_Transmission | SOCO | TVA_Transmission | Internal | Shoulder | B14 | 900 | 2600 | 0 | 55.72 | 56.2 | 10 | 0
2035 | SOCO_2_TVA_Transmission | SOCO | TVA_Transmission | Internal | Shoulder | B15 | 1203 | 2600 | 0 | 51.09 | 52.56 | 10 | 0
2035 | SOCO_2_TVA_Transmission | SOCO | TVA_Transmission | Internal | Summer | B1 | 10 | 2600 | 0 | 110.43 | 107.65 | 10 | 0
2035 | SOCO_2_TVA_Transmission | SOCO | TVA_Transmission | Internal | Summer | B2 | 25 | 2600 | 0 | 93.31 | 92.52 | 10 | 0
2035 | SOCO_2_TVA_Transmission | SOCO | TVA_Transmission | Internal | Summer | B3 | 75 | 2600 | 0 | 91.05 | 87.31 | 10 | 0
2035 | SOCO_2_TVA_Transmission | SOCO | TVA_Transmission | Internal | Summer | B4 | 100 | 2600 | 0 | 90.9 | 86.79 | 10 | 0
2035 | SOCO_2_TVA_Transmission | SOCO | TVA_Transmission | Internal | Summer | B5 | 200 | 2600 | 0 | 90.9 | 86.79 | 10 | 0
2035 | SOCO_2_TVA_Transmission | SOCO | TVA_Transmission | Internal | Summer | B6 | 300 | 2600 | 0 | 76.94 | 67.94 | 10 | 0
2035 | SOCO_2_TVA_Transmission | SOCO | TVA_Transmission | Internal | Summer | B7 | 400 | 2600 | 0 | 62.07 | 54.26 | 10 | 0
2035 | SOCO_2_TVA_Transmission | SOCO | TVA_Transmission | Internal | Summer | B8 | 500 | 2600 | 0 | 54.18 | 51.32 | 10 | 0
2035 | SOCO_2_TVA_Transmission | SOCO | TVA_Transmission | Internal | Summer | B9 | 800 | 2600 | 0 | 54.18 | 50.01 | 10 | 0
2035 | SOCO_2_TVA_Transmission | SOCO | TVA_Transmission | Internal | Summer | B10 | 1262 | 2600 | 0 | 49.72 | 49.91 | 10 | 0
2035 | SOCO_2_TVA_Transmission | SOCO | TVA_Transmission | Internal | Winter | B16 | 25 | 2600 | 0 | 88.9 | 92.51 | 10 | 0
2035 | SOCO_2_TVA_Transmission | SOCO | TVA_Transmission | Internal | Winter | B17 | 100 | 2600 | 0 | 59.07 | 67.42 | 10 | 0
2035 | SOCO_2_TVA_Transmission | SOCO | TVA_Transmission | Internal | Winter | B18 | 400 | 2600 | 0 | 59.07 | 60.35 | 10 | 0
2035 | SOCO_2_TVA_Transmission | SOCO | TVA_Transmission | Internal | Winter | B19 | 700 | 2600 | 0 | 58.5 | 58.84 | 10 | 0
2035 | SOCO_2_TVA_Transmission | SOCO | TVA_Transmission | Internal | Winter | B20 | 935 | 2600 | 0 | 54.09 | 55.63 | 10 | 0
2035 | SOCO_2_VACAR | SOCO | VACAR | Internal | Shoulder | B11 | 25 | 2000 | 0 | 86.34 | 79.34 | 10 | 0
2035 | SOCO_2_VACAR | SOCO | VACAR | Internal | Shoulder | B12 | 200 | 2000 | 979.68 | 55.72 | 65.72 | 10 | 0
2035 | SOCO_2_VACAR | SOCO | VACAR | Internal | Shoulder | B13 | 600 | 2000 | 0 | 55.72 | 54.19 | 10 | 0
2035 | SOCO_2_VACAR | SOCO | VACAR | Internal | Shoulder | B14 | 900 | 2000 | 0 | 55.72 | 53.49 | 10 | 0
2035 | SOCO_2_VACAR | SOCO | VACAR | Internal | Shoulder | B15 | 1203 | 2000 | 0 | 51.09 | 53.49 | 10 | 0
2035 | SOCO_2_VACAR | SOCO | VACAR | Internal | Summer | B1 | 10 | 2000 | 0 | 110.43 | 114.43 | 10 | 0
2035 | SOCO_2_VACAR | SOCO | VACAR | Internal | Summer | B2 | 25 | 2000 | 0 | 93.31 | 92.52 | 10 | 0
2035 | SOCO_2_VACAR | SOCO | VACAR | Internal | Summer | B3 | 75 | 2000 | 0 | 91.05 | 92.52 | 10 | 0
2035 | SOCO_2_VACAR | SOCO | VACAR | Internal | Summer | B4 | 100 | 2000 | 0 | 90.9 | 90.38 | 10 | 0
2035 | SOCO_2_VACAR | SOCO | VACAR | Internal | Summer | B5 | 200 | 2000 | 0 | 90.9 | 90.38 | 10 | 0
2035 | SOCO_2_VACAR | SOCO | VACAR | Internal | Summer | B6 | 300 | 2000 | 0 | 76.94 | 70.8 | 10 | 0
2035 | SOCO_2_VACAR | SOCO | VACAR | Internal | Summer | B7 | 400 | 2000 | 0 | 62.07 | 55.07 | 10 | 0
2035 | SOCO_2_VACAR | SOCO | VACAR | Internal | Summer | B8 | 500 | 2000 | 0 | 54.18 | 51.32 | 10 | 0
2035 | SOCO_2_VACAR | SOCO | VACAR | Internal | Summer | B9 | 800 | 2000 | 0 | 54.18 | 51.32 | 10 | 0
2035 | SOCO_2_VACAR | SOCO | VACAR | Internal | Summer | B10 | 1262 | 2000 | 0 | 49.72 | 51.32 | 10 | 0
2035 | SOCO_2_VACAR | SOCO | VACAR | Internal | Winter | B16 | 25 | 2000 | 2000 | 88.9 | 102.24 | 10 | 3.34
2035 | SOCO_2_VACAR | SOCO | VACAR | Internal | Winter | B17 | 100 | 2000 | 2000 | 59.07 | 73.3 | 10 | 4.22
2035 | SOCO_2_VACAR | SOCO | VACAR | Internal | Winter | B18 | 400 | 2000 | 0 | 59.07 | 58.37 | 10 | 0
2035 | SOCO_2_VACAR | SOCO | VACAR | Internal | Winter | B19 | 700 | 2000 | 0 | 58.5 | 58.37 | 10 | 0
2035 | SOCO_2_VACAR | SOCO | VACAR | Internal | Winter | B20 | 935 | 2000 | 0 | 54.09 | 58.37 | 10 | 0
2035 | SPP_N_2_ENT | SPP_N | ENT | Internal | Shoulder | B11 | 25 | 1800 | 0 | 88.08 | 80.08 | 5 | 0
2035 | SPP_N_2_ENT | SPP_N | ENT | Internal | Shoulder | B12 | 200 | 1800 | 0 | 59.49 | 56.46 | 5 | 0
2035 | SPP_N_2_ENT | SPP_N | ENT | Internal | Shoulder | B13 | 600 | 1800 | 0 | 54.79 | 55.45 | 5 | 0
2035 | SPP_N_2_ENT | SPP_N | ENT | Internal | Shoulder | B14 | 900 | 1800 | 0 | 49.95 | 54.56 | 5 | 0
2035 | SPP_N_2_ENT | SPP_N | ENT | Internal | Shoulder | B15 | 1203 | 1800 | 0 | 49.95 | 53.61 | 5 | 0
2035 | SPP_N_2_ENT | SPP_N | ENT | Internal | Summer | B1 | 10 | 1800 | 0 | 105.42 | 102.43 | 5 | 0
2035 | SPP_N_2_ENT | SPP_N | ENT | Internal | Summer | B2 | 25 | 1800 | 0 | 88.32 | 85.31 | 5 | 0
2035 | SPP_N_2_ENT | SPP_N | ENT | Internal | Summer | B3 | 75 | 1800 | 0 | 88.32 | 83.05 | 5 | 0
2035 | SPP_N_2_ENT | SPP_N | ENT | Internal | Summer | B4 | 100 | 1800 | 0 | 85.45 | 82.9 | 5 | 0
2035 | SPP_N_2_ENT | SPP_N | ENT | Internal | Summer | B5 | 200 | 1800 | 0 | 85.45 | 78.79 | 5 | 0
2035 | SPP_N_2_ENT | SPP_N | ENT | Internal | Summer | B6 | 300 | 1800 | 0 | 84.46 | 76.46 | 5 | 0
2035 | SPP_N_2_ENT | SPP_N | ENT | Internal | Summer | B7 | 400 | 1800 | 0 | 62.07 | 54.07 | 5 | 0
2035 | SPP_N_2_ENT | SPP_N | ENT | Internal | Summer | B8 | 500 | 1800 | 0 | 53.4 | 54.07 | 5 | 0
2035 | SPP_N_2_ENT | SPP_N | ENT | Internal | Summer | B9 | 800 | 1800 | 0 | 51.6 | 51.9 | 5 | 0
2035 | SPP_N_2_ENT | SPP_N | ENT | Internal | Summer | B10 | 1262 | 1800 | 0 | 48.38 | 51.9 | 5 | 0
2035 | SPP_N_2_ENT | SPP_N | ENT | Internal | Winter | B16 | 25 | 1800 | 0 | 88.9 | 80.9 | 5 | 0
2035 | SPP_N_2_ENT | SPP_N | ENT | Internal | Winter | B17 | 100 | 1800 | 0 | 62.16 | 59.42 | 5 | 0
2035 | SPP_N_2_ENT | SPP_N | ENT | Internal | Winter | B18 | 400 | 1800 | 0 | 57.01 | 58.86 | 5 | 0
2035 | SPP_N_2_ENT | SPP_N | ENT | Internal | Winter | B19 | 700 | 1800 | 0 | 53.26 | 57.03 | 5 | 0
2035 | SPP_N_2_ENT | SPP_N | ENT | Internal | Winter | B20 | 935 | 1800 | 0 | 53.26 | 57.03 | 5 | 0
2035 | SPP_N_2_MISO_MO-IL | SPP_N | MISO_MO-IL | Internal | Shoulder | B11 | 25 | 2000 | 0 | 88.08 | 86.33 | 5 | 0
2035 | SPP_N_2_MISO_MO-IL | SPP_N | MISO_MO-IL | Internal | Shoulder | B12 | 200 | 2000 | 0.07 | 59.49 | 64.46 | 5 | 0
2035 | SPP_N_2_MISO_MO-IL | SPP_N | MISO_MO-IL | Internal | Shoulder | B13 | 600 | 2000 | 0 | 54.79 | 55.23 | 5 | 0
2035 | SPP_N_2_MISO_MO-IL | SPP_N | MISO_MO-IL | Internal | Shoulder | B14 | 900 | 2000 | 0 | 49.95 | 52.32 | 5 | 0
2035 | SPP_N_2_MISO_MO-IL | SPP_N | MISO_MO-IL | Internal | Shoulder | B15 | 1203 | 2000 | 0 | 49.95 | 46.64 | 5 | 0
2035 | SPP_N_2_MISO_MO-IL | SPP_N | MISO_MO-IL | Internal | Summer | B1 | 10 | 2000 | 1998.01 | 105.42 | 110.43 | 5 | 0.01
2035 | SPP_N_2_MISO_MO-IL | SPP_N | MISO_MO-IL | Internal | Summer | B2 | 25 | 2000 | 1.12 | 88.32 | 93.31 | 5 | 0
2035 | SPP_N_2_MISO_MO-IL | SPP_N | MISO_MO-IL | Internal | Summer | B3 | 75 | 2000 | 0 | 88.32 | 83.82 | 5 | 0
2035 | SPP_N_2_MISO_MO-IL | SPP_N | MISO_MO-IL | Internal | Summer | B4 | 100 | 2000 | 0 | 85.45 | 83.22 | 5 | 0
2035 | SPP_N_2_MISO_MO-IL | SPP_N | MISO_MO-IL | Internal | Summer | B5 | 200 | 2000 | 0 | 85.45 | 83.22 | 5 | 0
2035 | SPP_N_2_MISO_MO-IL | SPP_N | MISO_MO-IL | Internal | Summer | B6 | 300 | 2000 | 0 | 84.46 | 76.46 | 5 | 0
2035 | SPP_N_2_MISO_MO-IL | SPP_N | MISO_MO-IL | Internal | Summer | B7 | 400 | 2000 | 0 | 62.07 | 54.07 | 5 | 0
2035 | SPP_N_2_MISO_MO-IL | SPP_N | MISO_MO-IL | Internal | Summer | B8 | 500 | 2000 | 0 | 53.4 | 46.52 | 5 | 0
2035 | SPP_N_2_MISO_MO-IL | SPP_N | MISO_MO-IL | Internal | Summer | B9 | 800 | 2000 | 0 | 51.6 | 45.17 | 5 | 0
2035 | SPP_N_2_MISO_MO-IL | SPP_N | MISO_MO-IL | Internal | Summer | B10 | 1262 | 2000 | 0 | 48.38 | 44.96 | 5 | 0
2035 | SPP_N_2_MISO_MO-IL | SPP_N | MISO_MO-IL | Internal | Winter | B16 | 25 | 2000 | 0 | 88.9 | 87.28 | 5 | 0
2035 | SPP_N_2_MISO_MO-IL | SPP_N | MISO_MO-IL | Internal | Winter | B17 | 100 | 2000 | 217.82 | 62.16 | 67.16 | 5 | 0
2035 | SPP_N_2_MISO_MO-IL | SPP_N | MISO_MO-IL | Internal | Winter | B18 | 400 | 2000 | 0 | 57.01 | 57.89 | 5 | 0
2035 | SPP_N_2_MISO_MO-IL | SPP_N | MISO_MO-IL | Internal | Winter | B19 | 700 | 2000 | 0 | 53.26 | 54.12 | 5 | 0
2035 | SPP_N_2_MISO_MO-IL | SPP_N | MISO_MO-IL | Internal | Winter | B20 | 935 | 2000 | 0 | 53.26 | 49.64 | 5 | 0
2035 | SPP_N_2_MISO_W | SPP_N | MISO_W | Internal | Shoulder | B11 | 25 | 750 | 0 | 88.08 | 88.07 | 5 | 0
2035 | SPP_N_2_MISO_W | SPP_N | MISO_W | Internal | Shoulder | B12 | 200 | 750 | 0.15 | 59.49 | 64.48 | 5 | 0
2035 | SPP_N_2_MISO_W | SPP_N | MISO_W | Internal | Shoulder | B13 | 600 | 750 | 0 | 54.79 | 55.51 | 5 | 0
2035 | SPP_N_2_MISO_W | SPP_N | MISO_W | Internal | Shoulder | B14 | 900 | 750 | 0 | 49.95 | 53.71 | 5 | 0
2035 | SPP_N_2_MISO_W | SPP_N | MISO_W | Internal | Shoulder | B15 | 1203 | 750 | 0 | 49.95 | 48.56 | 5 | 0
2035 | SPP_N_2_MISO_W | SPP_N | MISO_W | Internal | Summer | B1 | 10 | 750 | 748.11 | 105.42 | 110.43 | 5 | 0.01
2035 | SPP_N_2_MISO_W | SPP_N | MISO_W | Internal | Summer | B2 | 25 | 750 | 670.9 | 88.32 | 93.32 | 5 | 0
2035 | SPP_N_2_MISO_W | SPP_N | MISO_W | Internal | Summer | B3 | 75 | 750 | 639.11 | 88.32 | 93.32 | 5 | 0
2035 | SPP_N_2_MISO_W | SPP_N | MISO_W | Internal | Summer | B4 | 100 | 750 | 658.89 | 85.45 | 90.45 | 5 | 0
2035 | SPP_N_2_MISO_W | SPP_N | MISO_W | Internal | Summer | B5 | 200 | 750 | 0 | 85.45 | 86.13 | 5 | 0
2035 | SPP_N_2_MISO_W | SPP_N | MISO_W | Internal | Summer | B6 | 300 | 750 | 0 | 84.46 | 84.55 | 5 | 0
2035 | SPP_N_2_MISO_W | SPP_N | MISO_W | Internal | Summer | B7 | 400 | 750 | 0 | 62.07 | 62.05 | 5 | 0
2035 | SPP_N_2_MISO_W | SPP_N | MISO_W | Internal | Summer | B8 | 500 | 750 | 0 | 53.4 | 51.47 | 5 | 0
2035 | SPP_N_2_MISO_W | SPP_N | MISO_W | Internal | Summer | B9 | 800 | 750 | 0 | 51.6 | 47.3 | 5 | 0
2035 | SPP_N_2_MISO_W | SPP_N | MISO_W | Internal | Summer | B10 | 1262 | 750 | 0 | 48.38 | 44.95 | 5 | 0
2035 | SPP_N_2_MISO_W | SPP_N | MISO_W | Internal | Winter | B16 | 25 | 750 | 0 | 88.9 | 87.27 | 5 | 0
2035 | SPP_N_2_MISO_W | SPP_N | MISO_W | Internal | Winter | B17 | 100 | 750 | 0.25 | 62.16 | 67.14 | 5 | 0
2035 | SPP_N_2_MISO_W | SPP_N | MISO_W | Internal | Winter | B18 | 400 | 750 | 0 | 57.01 | 57.9 | 5 | 0
2035 | SPP_N_2_MISO_W | SPP_N | MISO_W | Internal | Winter | B19 | 700 | 750 | 0 | 53.26 | 55.81 | 5 | 0
2035 | SPP_N_2_MISO_W | SPP_N | MISO_W | Internal | Winter | B20 | 935 | 750 | 0 | 53.26 | 49.63 | 5 | 0
2035 | SPP_N_2_NE | SPP_N | NE | Internal | Shoulder | B11 | 25 | 330 | 0.47 | 88.08 | 88.07 | 0.01 | 0
2035 | SPP_N_2_NE | SPP_N | NE | Internal | Shoulder | B12 | 200 | 330 | 0.07 | 59.49 | 59.48 | 0.01 | 0
2035 | SPP_N_2_NE | SPP_N | NE | Internal | Shoulder | B13 | 600 | 330 | 0.02 | 54.79 | 54.78 | 0.01 | 0
2035 | SPP_N_2_NE | SPP_N | NE | Internal | Shoulder | B14 | 900 | 330 | 0.02 | 49.95 | 49.94 | 0.01 | 0
2035 | SPP_N_2_NE | SPP_N | NE | Internal | Shoulder | B15 | 1203 | 330 | 0.01 | 49.95 | 49.94 | 0.01 | 0
2035 | SPP_N_2_NE | SPP_N | NE | Internal | Summer | B1 | 10 | 330 | 114.15 | 105.42 | 105.43 | 0.01 | 0
2035 | SPP_N_2_NE | SPP_N | NE | Internal | Summer | B2 | 25 | 330 | 0.98 | 88.32 | 88.32 | 0.01 | 0
2035 | SPP_N_2_NE | SPP_N | NE | Internal | Summer | B3 | 75 | 330 | 0.34 | 88.32 | 88.32 | 0.01 | 0
2035 | SPP_N_2_NE | SPP_N | NE | Internal | Summer | B4 | 100 | 330 | 0.29 | 85.45 | 85.45 | 0.01 | 0
2035 | SPP_N_2_NE | SPP_N | NE | Internal | Summer | B5 | 200 | 330 | 0.07 | 85.45 | 85.43 | 0.01 | 0
2035 | SPP_N_2_NE | SPP_N | NE | Internal | Summer | B6 | 300 | 330 | 0.04 | 84.46 | 84.44 | 0.01 | 0
2035 | SPP_N_2_NE | SPP_N | NE | Internal | Summer | B7 | 400 | 330 | 0.04 | 62.07 | 62.05 | 0.01 | 0
2035 | SPP_N_2_NE | SPP_N | NE | Internal | Summer | B8 | 500 | 330 | 0 | 53.4 | 51.47 | 0.01 | 0
2035 | SPP_N_2_NE | SPP_N | NE | Internal | Summer | B9 | 800 | 330 | 0 | 51.6 | 47.58 | 0.01 | 0
2035 | SPP_N_2_NE | SPP_N | NE | Internal | Summer | B10 | 1262 | 330 | 0 | 48.38 | 43.23 | 0.01 | 0
2035 | SPP_N_2_NE | SPP_N | NE | Internal | Winter | B16 | 25 | 330 | 0 | 88.9 | 87.27 | 0.01 | 0
2035 | SPP_N_2_NE | SPP_N | NE | Internal | Winter | B17 | 100 | 330 | 0.13 | 62.16 | 62.14 | 0.01 | 0
2035 | SPP_N_2_NE | SPP_N | NE | Internal | Winter | B18 | 400 | 330 | 0.03 | 57.01 | 57 | 0.01 | 0
2035 | SPP_N_2_NE | SPP_N | NE | Internal | Winter | B19 | 700 | 330 | 0.02 | 53.26 | 53.25 | 0.01 | 0
2035 | SPP_N_2_NE | SPP_N | NE | Internal | Winter | B20 | 935 | 330 | 0 | 53.26 | 46.68 | 0.01 | 0
2035 | SPP_N_2_SPP_S | SPP_N | SPP_S | Internal | Shoulder | B11 | 25 | 4000 | 0 | 88.08 | 77.37 | 0.01 | 0
2035 | SPP_N_2_SPP_S | SPP_N | SPP_S | Internal | Shoulder | B12 | 200 | 4000 | 0 | 59.49 | 53.52 | 0.01 | 0
2035 | SPP_N_2_SPP_S | SPP_N | SPP_S | Internal | Shoulder | B13 | 600 | 4000 | 0 | 54.79 | 53.4 | 0.01 | 0
2035 | SPP_N_2_SPP_S | SPP_N | SPP_S | Internal | Shoulder | B14 | 900 | 4000 | 0 | 49.95 | 49.56 | 0.01 | 0
2035 | SPP_N_2_SPP_S | SPP_N | SPP_S | Internal | Shoulder | B15 | 1203 | 4000 | 0 | 49.95 | 49.02 | 0.01 | 0
2035 | SPP_N_2_SPP_S | SPP_N | SPP_S | Internal | Summer | B1 | 10 | 4000 | 0 | 105.42 | 74.74 | 0.01 | 0
2035 | SPP_N_2_SPP_S | SPP_N | SPP_S | Internal | Summer | B2 | 25 | 4000 | 0 | 88.32 | 78.05 | 0.01 | 0
2035 | SPP_N_2_SPP_S | SPP_N | SPP_S | Internal | Summer | B3 | 75 | 4000 | 0 | 88.32 | 78.05 | 0.01 | 0
2035 | SPP_N_2_SPP_S | SPP_N | SPP_S | Internal | Summer | B4 | 100 | 4000 | 0 | 85.45 | 75.37 | 0.01 | 0
2035 | SPP_N_2_SPP_S | SPP_N | SPP_S | Internal | Summer | B5 | 200 | 4000 | 0 | 85.45 | 74.74 | 0.01 | 0
2035 | SPP_N_2_SPP_S | SPP_N | SPP_S | Internal | Summer | B6 | 300 | 4000 | 0 | 84.46 | 74.74 | 0.01 | 0
2035 | SPP_N_2_SPP_S | SPP_N | SPP_S | Internal | Summer | B7 | 400 | 4000 | 0.07 | 62.07 | 62.07 | 0.01 | 0
2035 | SPP_N_2_SPP_S | SPP_N | SPP_S | Internal | Summer | B8 | 500 | 4000 | 277.85 | 53.4 | 53.41 | 0.01 | 0
2035 | SPP_N_2_SPP_S | SPP_N | SPP_S | Internal | Summer | B9 | 800 | 4000 | 2195.12 | 51.6 | 51.61 | 0.01 | 0
2035 | SPP_N_2_SPP_S | SPP_N | SPP_S | Internal | Summer | B10 | 1262 | 4000 | 0 | 48.38 | 47.89 | 0.01 | 0
2035 | SPP_N_2_SPP_S | SPP_N | SPP_S | Internal | Winter | B16 | 25 | 4000 | 0 | 88.9 | 66.9 | 0.01 | 0
2035 | SPP_N_2_SPP_S | SPP_N | SPP_S | Internal | Winter | B17 | 100 | 4000 | 0 | 62.16 | 57.13 | 0.01 | 0
2035 | SPP_N_2_SPP_S | SPP_N | SPP_S | Internal | Winter | B18 | 400 | 4000 | 0.03 | 57.01 | 57 | 0.01 | 0
2035 | SPP_N_2_SPP_S | SPP_N | SPP_S | Internal | Winter | B19 | 700 | 4000 | 103.84 | 53.26 | 53.27 | 0.01 | 0
2035 | SPP_N_2_SPP_S | SPP_N | SPP_S | Internal | Winter | B20 | 935 | 4000 | 0 | 53.26 | 52.24 | 0.01 | 0
2035 | SPP_S_2_ENT | SPP_S | ENT | Internal | Shoulder | B11 | 25 | 850 | 0 | 77.37 | 80.08 | 5 | 0
2035 | SPP_S_2_ENT | SPP_S | ENT | Internal | Shoulder | B12 | 200 | 850 | 0 | 53.52 | 56.46 | 5 | 0
2035 | SPP_S_2_ENT | SPP_S | ENT | Internal | Shoulder | B13 | 600 | 850 | 0 | 53.4 | 55.45 | 5 | 0
2035 | SPP_S_2_ENT | SPP_S | ENT | Internal | Shoulder | B14 | 900 | 850 | 699.37 | 49.56 | 54.56 | 5 | 0
2035 | SPP_S_2_ENT | SPP_S | ENT | Internal | Shoulder | B15 | 1203 | 850 | 0 | 49.02 | 53.61 | 5 | 0
2035 | SPP_S_2_ENT | SPP_S | ENT | Internal | Summer | B1 | 10 | 850 | 850 | 74.74 | 102.43 | 5 | 22.68
2035 | SPP_S_2_ENT | SPP_S | ENT | Internal | Summer | B2 | 25 | 850 | 849.99 | 78.05 | 85.31 | 5 | 2.26
2035 | SPP_S_2_ENT | SPP_S | ENT | Internal | Summer | B3 | 75 | 850 | 660.84 | 78.05 | 83.05 | 5 | 0
2035 | SPP_S_2_ENT | SPP_S | ENT | Internal | Summer | B4 | 100 | 850 | 850 | 75.37 | 82.9 | 5 | 2.52
2035 | SPP_S_2_ENT | SPP_S | ENT | Internal | Summer | B5 | 200 | 850 | 0 | 74.74 | 78.79 | 5 | 0
2035 | SPP_S_2_ENT | SPP_S | ENT | Internal | Summer | B6 | 300 | 850 | 0 | 74.74 | 76.46 | 5 | 0
2035 | SPP_S_2_ENT | SPP_S | ENT | Internal | Summer | B7 | 400 | 850 | 0 | 62.07 | 54.07 | 5 | 0
2035 | SPP_S_2_ENT | SPP_S | ENT | Internal | Summer | B8 | 500 | 850 | 0 | 53.41 | 54.07 | 5 | 0
2035 | SPP_S_2_ENT | SPP_S | ENT | Internal | Summer | B9 | 800 | 850 | 0 | 51.61 | 51.9 | 5 | 0
2035 | SPP_S_2_ENT | SPP_S | ENT | Internal | Summer | B10 | 1262 | 850 | 0 | 47.89 | 51.9 | 5 | 0
2035 | SPP_S_2_ENT | SPP_S | ENT | Internal | Winter | B16 | 25 | 850 | 850 | 66.9 | 80.9 | 5 | 9
2035 | SPP_S_2_ENT | SPP_S | ENT | Internal | Winter | B17 | 100 | 850 | 0 | 57.13 | 59.42 | 5 | 0
2035 | SPP_S_2_ENT | SPP_S | ENT | Internal | Winter | B18 | 400 | 850 | 0 | 57 | 58.86 | 5 | 0
2035 | SPP_S_2_ENT | SPP_S | ENT | Internal | Winter | B19 | 700 | 850 | 0 | 53.27 | 57.03 | 5 | 0
2035 | SPP_S_2_ENT | SPP_S | ENT | Internal | Winter | B20 | 935 | 850 | 0 | 52.24 | 57.03 | 5 | 0
2035 | SPP_S_2_SPP_N | SPP_S | SPP_N | Internal | Shoulder | B11 | 25 | 640 | 640 | 77.37 | 88.08 | 0.01 | 10.7
2035 | SPP_S_2_SPP_N | SPP_S | SPP_N | Internal | Shoulder | B12 | 200 | 640 | 640 | 53.52 | 59.49 | 0.01 | 5.96
2035 | SPP_S_2_SPP_N | SPP_S | SPP_N | Internal | Shoulder | B13 | 600 | 640 | 640 | 53.4 | 54.79 | 0.01 | 1.39
2035 | SPP_S_2_SPP_N | SPP_S | SPP_N | Internal | Shoulder | B14 | 900 | 640 | 640 | 49.56 | 49.95 | 0.01 | 0.38
2035 | SPP_S_2_SPP_N | SPP_S | SPP_N | Internal | Shoulder | B15 | 1203 | 640 | 640 | 49.02 | 49.95 | 0.01 | 0.91
2035 | SPP_S_2_SPP_N | SPP_S | SPP_N | Internal | Summer | B1 | 10 | 640 | 640 | 74.74 | 105.42 | 0.01 | 30.66
2035 | SPP_S_2_SPP_N | SPP_S | SPP_N | Internal | Summer | B2 | 25 | 640 | 640 | 78.05 | 88.32 | 0.01 | 10.26
2035 | SPP_S_2_SPP_N | SPP_S | SPP_N | Internal | Summer | B3 | 75 | 640 | 640 | 78.05 | 88.32 | 0.01 | 10.26
2035 | SPP_S_2_SPP_N | SPP_S | SPP_N | Internal | Summer | B4 | 100 | 640 | 640 | 75.37 | 85.45 | 0.01 | 10.06
2035 | SPP_S_2_SPP_N | SPP_S | SPP_N | Internal | Summer | B5 | 200 | 640 | 640 | 74.74 | 85.45 | 0.01 | 10.69
2035 | SPP_S_2_SPP_N | SPP_S | SPP_N | Internal | Summer | B6 | 300 | 640 | 640 | 74.74 | 84.46 | 0.01 | 9.7
2035 | SPP_S_2_SPP_N | SPP_S | SPP_N | Internal | Summer | B7 | 400 | 640 | 0.07 | 62.07 | 62.07 | 0.01 | 0
2035 | SPP_S_2_SPP_N | SPP_S | SPP_N | Internal | Summer | B8 | 500 | 640 | 0.03 | 53.41 | 53.4 | 0.01 | 0
2035 | SPP_S_2_SPP_N | SPP_S | SPP_N | Internal | Summer | B9 | 800 | 640 | 0.02 | 51.61 | 51.6 | 0.01 | 0
2035 | SPP_S_2_SPP_N | SPP_S | SPP_N | Internal | Summer | B10 | 1262 | 640 | 640 | 47.89 | 48.38 | 0.01 | 0.48
2035 | SPP_S_2_SPP_N | SPP_S | SPP_N | Internal | Winter | B16 | 25 | 640 | 640 | 66.9 | 88.9 | 0.01 | 21.99
2035 | SPP_S_2_SPP_N | SPP_S | SPP_N | Internal | Winter | B17 | 100 | 640 | 640 | 57.13 | 62.16 | 0.01 | 5.02
2035 | SPP_S_2_SPP_N | SPP_S | SPP_N | Internal | Winter | B18 | 400 | 640 | 312.19 | 57 | 57.01 | 0.01 | 0
2035 | SPP_S_2_SPP_N | SPP_S | SPP_N | Internal | Winter | B19 | 700 | 640 | 0.02 | 53.27 | 53.26 | 0.01 | 0
2035 | SPP_S_2_SPP_N | SPP_S | SPP_N | Internal | Winter | B20 | 935 | 640 | 640 | 52.24 | 53.26 | 0.01 | 1.01
2035 | TVA_2_ENT | TVA | ENT | Internal | Shoulder | B11 | 25 | 500 | 0 | 77.35 | 80.08 | 9 | 0
2035 | TVA_2_ENT | TVA | ENT | Internal | Shoulder | B12 | 200 | 500 | 0 | 57.42 | 56.46 | 9 | 0
2035 | TVA_2_ENT | TVA | ENT | Internal | Shoulder | B13 | 600 | 500 | 0 | 56.1 | 55.45 | 9 | 0
2035 | TVA_2_ENT | TVA | ENT | Internal | Shoulder | B14 | 900 | 500 | 0 | 56.1 | 54.56 | 9 | 0
2035 | TVA_2_ENT | TVA | ENT | Internal | Shoulder | B15 | 1203 | 500 | 0 | 52.58 | 53.61 | 9 | 0
2035 | TVA_2_ENT | TVA | ENT | Internal | Summer | B1 | 10 | 500 | 0.02 | 95.85 | 102.43 | 9 | 0
2035 | TVA_2_ENT | TVA | ENT | Internal | Summer | B2 | 25 | 500 | 0 | 92.54 | 85.31 | 9 | 0
2035 | TVA_2_ENT | TVA | ENT | Internal | Summer | B3 | 75 | 500 | 0 | 86.8 | 83.05 | 9 | 0
2035 | TVA_2_ENT | TVA | ENT | Internal | Summer | B4 | 100 | 500 | 0 | 86.8 | 82.9 | 9 | 0
2035 | TVA_2_ENT | TVA | ENT | Internal | Summer | B5 | 200 | 500 | 0 | 86.8 | 78.79 | 9 | 0
2035 | TVA_2_ENT | TVA | ENT | Internal | Summer | B6 | 300 | 500 | 0 | 67.95 | 76.46 | 9 | 0
2035 | TVA_2_ENT | TVA | ENT | Internal | Summer | B7 | 400 | 500 | 0 | 53.58 | 54.07 | 9 | 0
2035 | TVA_2_ENT | TVA | ENT | Internal | Summer | B8 | 500 | 500 | 0 | 51.33 | 54.07 | 9 | 0
2035 | TVA_2_ENT | TVA | ENT | Internal | Summer | B9 | 800 | 500 | 0 | 49.18 | 51.9 | 9 | 0
2035 | TVA_2_ENT | TVA | ENT | Internal | Summer | B10 | 1262 | 500 | 0 | 49.18 | 51.9 | 9 | 0
2035 | TVA_2_ENT | TVA | ENT | Internal | Winter | B16 | 25 | 500 | 0 | 92.52 | 80.9 | 9 | 0
2035 | TVA_2_ENT | TVA | ENT | Internal | Winter | B17 | 100 | 500 | 0 | 67.43 | 59.42 | 9 | 0
2035 | TVA_2_ENT | TVA | ENT | Internal | Winter | B18 | 400 | 500 | 0 | 58.23 | 58.86 | 9 | 0
2035 | TVA_2_ENT | TVA | ENT | Internal | Winter | B19 | 700 | 500 | 0 | 58.23 | 57.03 | 9 | 0
2035 | TVA_2_ENT | TVA | ENT | Internal | Winter | B20 | 935 | 500 | 0 | 55.26 | 57.03 | 9 | 0
2035 | TVA_2_MISO_MO-IL | TVA | MISO_MO-IL | Internal | Shoulder | B11 | 25 | 50 | 0.49 | 77.35 | 86.33 | 9 | 0
2035 | TVA_2_MISO_MO-IL | TVA | MISO_MO-IL | Internal | Shoulder | B12 | 200 | 50 | 0 | 57.42 | 64.46 | 9 | 0
2035 | TVA_2_MISO_MO-IL | TVA | MISO_MO-IL | Internal | Shoulder | B13 | 600 | 50 | 0 | 56.1 | 55.23 | 9 | 0
2035 | TVA_2_MISO_MO-IL | TVA | MISO_MO-IL | Internal | Shoulder | B14 | 900 | 50 | 0 | 56.1 | 52.32 | 9 | 0
2035 | TVA_2_MISO_MO-IL | TVA | MISO_MO-IL | Internal | Shoulder | B15 | 1203 | 50 | 0 | 52.58 | 46.64 | 9 | 0
2035 | TVA_2_MISO_MO-IL | TVA | MISO_MO-IL | Internal | Summer | B1 | 10 | 50 | 50 | 95.85 | 110.43 | 9 | 5.58
2035 | TVA_2_MISO_MO-IL | TVA | MISO_MO-IL | Internal | Summer | B2 | 25 | 50 | 0 | 92.54 | 93.31 | 9 | 0
2035 | TVA_2_MISO_MO-IL | TVA | MISO_MO-IL | Internal | Summer | B3 | 75 | 50 | 0 | 86.8 | 83.82 | 9 | 0
2035 | TVA_2_MISO_MO-IL | TVA | MISO_MO-IL | Internal | Summer | B4 | 100 | 50 | 0 | 86.8 | 83.22 | 9 | 0
2035 | TVA_2_MISO_MO-IL | TVA | MISO_MO-IL | Internal | Summer | B5 | 200 | 50 | 0 | 86.8 | 83.22 | 9 | 0
2035 | TVA_2_MISO_MO-IL | TVA | MISO_MO-IL | Internal | Summer | B6 | 300 | 50 | 0 | 67.95 | 76.46 | 9 | 0
2035 | TVA_2_MISO_MO-IL | TVA | MISO_MO-IL | Internal | Summer | B7 | 400 | 50 | 0 | 53.58 | 54.07 | 9 | 0
2035 | TVA_2_MISO_MO-IL | TVA | MISO_MO-IL | Internal | Summer | B8 | 500 | 50 | 0 | 51.33 | 46.52 | 9 | 0
2035 | TVA_2_MISO_MO-IL | TVA | MISO_MO-IL | Internal | Summer | B9 | 800 | 50 | 0 | 49.18 | 45.17 | 9 | 0
2035 | TVA_2_MISO_MO-IL | TVA | MISO_MO-IL | Internal | Summer | B10 | 1262 | 50 | 0 | 49.18 | 44.96 | 9 | 0
2035 | TVA_2_MISO_MO-IL | TVA | MISO_MO-IL | Internal | Winter | B16 | 25 | 50 | 0 | 92.52 | 87.28 | 9 | 0
2035 | TVA_2_MISO_MO-IL | TVA | MISO_MO-IL | Internal | Winter | B17 | 100 | 50 | 0 | 67.43 | 67.16 | 9 | 0
2035 | TVA_2_MISO_MO-IL | TVA | MISO_MO-IL | Internal | Winter | B18 | 400 | 50 | 0 | 58.23 | 57.89 | 9 | 0
2035 | TVA_2_MISO_MO-IL | TVA | MISO_MO-IL | Internal | Winter | B19 | 700 | 50 | 0 | 58.23 | 54.12 | 9 | 0
2035 | TVA_2_MISO_MO-IL | TVA | MISO_MO-IL | Internal | Winter | B20 | 935 | 50 | 0 | 55.26 | 49.64 | 9 | 0
2035 | TVA_2_NonRTO_Midwest | TVA | NonRTO_Midwest | Internal | Shoulder | B11 | 25 | 100 | 0 | 77.35 | 81.32 | 9 | 0
2035 | TVA_2_NonRTO_Midwest | TVA | NonRTO_Midwest | Internal | Shoulder | B12 | 200 | 100 | 100 | 57.42 | 72.45 | 9 | 6.04
2035 | TVA_2_NonRTO_Midwest | TVA | NonRTO_Midwest | Internal | Shoulder | B13 | 600 | 100 | 0 | 56.1 | 58.23 | 9 | 0
2035 | TVA_2_NonRTO_Midwest | TVA | NonRTO_Midwest | Internal | Shoulder | B14 | 900 | 100 | 0 | 56.1 | 50.47 | 9 | 0
2035 | TVA_2_NonRTO_Midwest | TVA | NonRTO_Midwest | Internal | Shoulder | B15 | 1203 | 100 | 0 | 52.58 | 50.47 | 9 | 0
2035 | TVA_2_NonRTO_Midwest | TVA | NonRTO_Midwest | Internal | Summer | B1 | 10 | 100 | 0.01 | 95.85 | 102.42 | 9 | 0
2035 | TVA_2_NonRTO_Midwest | TVA | NonRTO_Midwest | Internal | Summer | B2 | 25 | 100 | 0 | 92.54 | 88.93 | 9 | 0
2035 | TVA_2_NonRTO_Midwest | TVA | NonRTO_Midwest | Internal | Summer | B3 | 75 | 100 | 0 | 86.8 | 88.93 | 9 | 0
2035 | TVA_2_NonRTO_Midwest | TVA | NonRTO_Midwest | Internal | Summer | B4 | 100 | 100 | 0 | 86.8 | 88.23 | 9 | 0
2035 | TVA_2_NonRTO_Midwest | TVA | NonRTO_Midwest | Internal | Summer | B5 | 200 | 100 | 0 | 86.8 | 85.93 | 9 | 0
2035 | TVA_2_NonRTO_Midwest | TVA | NonRTO_Midwest | Internal | Summer | B6 | 300 | 100 | 0 | 67.95 | 70.4 | 9 | 0
2035 | TVA_2_NonRTO_Midwest | TVA | NonRTO_Midwest | Internal | Summer | B7 | 400 | 100 | 0 | 53.58 | 48.9 | 9 | 0
2035 | TVA_2_NonRTO_Midwest | TVA | NonRTO_Midwest | Internal | Summer | B8 | 500 | 100 | 0 | 51.33 | 48.9 | 9 | 0
2035 | TVA_2_NonRTO_Midwest | TVA | NonRTO_Midwest | Internal | Summer | B9 | 800 | 100 | 0 | 49.18 | 48.9 | 9 | 0
2035 | TVA_2_NonRTO_Midwest | TVA | NonRTO_Midwest | Internal | Summer | B10 | 1262 | 100 | 0 | 49.18 | 45.54 | 9 | 0
2035 | TVA_2_NonRTO_Midwest | TVA | NonRTO_Midwest | Internal | Winter | B16 | 25 | 100 | 0 | 92.52 | 95.27 | 9 | 0
2035 | TVA_2_NonRTO_Midwest | TVA | NonRTO_Midwest | Internal | Winter | B17 | 100 | 100 | 0 | 67.43 | 75.14 | 9 | 0
2035 | TVA_2_NonRTO_Midwest | TVA | NonRTO_Midwest | Internal | Winter | B18 | 400 | 100 | 0 | 58.23 | 63.92 | 9 | 0
2035 | TVA_2_NonRTO_Midwest | TVA | NonRTO_Midwest | Internal | Winter | B19 | 700 | 100 | 0 | 58.23 | 53.74 | 9 | 0
2035 | TVA_2_NonRTO_Midwest | TVA | NonRTO_Midwest | Internal | Winter | B20 | 935 | 100 | 0 | 55.26 | 53.74 | 9 | 0
2035 | TVA_2_PJM_ROR | TVA | PJM_ROR | Internal | Shoulder | B11 | 25 | 500 | 0 | 77.35 | 71.34 | 9 | 0
2035 | TVA_2_PJM_ROR | TVA | PJM_ROR | Internal | Shoulder | B12 | 200 | 500 | 0 | 57.42 | 62.48 | 9 | 0
2035 | TVA_2_PJM_ROR | TVA | PJM_ROR | Internal | Shoulder | B13 | 600 | 500 | 0 | 56.1 | 53.23 | 9 | 0
2035 | TVA_2_PJM_ROR | TVA | PJM_ROR | Internal | Shoulder | B14 | 900 | 500 | 0 | 56.1 | 50.32 | 9 | 0
2035 | TVA_2_PJM_ROR | TVA | PJM_ROR | Internal | Shoulder | B15 | 1203 | 500 | 0 | 52.58 | 46.56 | 9 | 0
2035 | TVA_2_PJM_ROR | TVA | PJM_ROR | Internal | Summer | B1 | 10 | 500 | 499.99 | 95.85 | 108.43 | 9 | 3.58
2035 | TVA_2_PJM_ROR | TVA | PJM_ROR | Internal | Summer | B2 | 25 | 500 | 0 | 92.54 | 86.52 | 9 | 0
2035 | TVA_2_PJM_ROR | TVA | PJM_ROR | Internal | Summer | B3 | 75 | 500 | 0 | 86.8 | 81.8 | 9 | 0
2035 | TVA_2_PJM_ROR | TVA | PJM_ROR | Internal | Summer | B4 | 100 | 500 | 0 | 86.8 | 78.23 | 9 | 0
2035 | TVA_2_PJM_ROR | TVA | PJM_ROR | Internal | Summer | B5 | 200 | 500 | 0 | 86.8 | 75.93 | 9 | 0
2035 | TVA_2_PJM_ROR | TVA | PJM_ROR | Internal | Summer | B6 | 300 | 500 | 0 | 67.95 | 61.94 | 9 | 0
2035 | TVA_2_PJM_ROR | TVA | PJM_ROR | Internal | Summer | B7 | 400 | 500 | 0 | 53.58 | 48.79 | 9 | 0
2035 | TVA_2_PJM_ROR | TVA | PJM_ROR | Internal | Summer | B8 | 500 | 500 | 0 | 51.33 | 45.32 | 9 | 0
2035 | TVA_2_PJM_ROR | TVA | PJM_ROR | Internal | Summer | B9 | 800 | 500 | 0 | 49.18 | 44.9 | 9 | 0
2035 | TVA_2_PJM_ROR | TVA | PJM_ROR | Internal | Summer | B10 | 1262 | 500 | 0 | 49.18 | 44.9 | 9 | 0
2035 | TVA_2_PJM_ROR | TVA | PJM_ROR | Internal | Winter | B16 | 25 | 500 | 0 | 92.52 | 86.51 | 9 | 0
2035 | TVA_2_PJM_ROR | TVA | PJM_ROR | Internal | Winter | B17 | 100 | 500 | 0 | 67.43 | 69.13 | 9 | 0
2035 | TVA_2_PJM_ROR | TVA | PJM_ROR | Internal | Winter | B18 | 400 | 500 | 0 | 58.23 | 57.11 | 9 | 0
2035 | TVA_2_PJM_ROR | TVA | PJM_ROR | Internal | Winter | B19 | 700 | 500 | 0 | 58.23 | 53.81 | 9 | 0
2035 | TVA_2_PJM_ROR | TVA | PJM_ROR | Internal | Winter | B20 | 935 | 500 | 0 | 55.26 | 50.07 | 9 | 0
2035 | TVA_2_SOCO | TVA | SOCO | Internal | Shoulder | B11 | 25 | 500 | 0.96 | 77.35 | 86.34 | 9 | 0
2035 | TVA_2_SOCO | TVA | SOCO | Internal | Shoulder | B12 | 200 | 500 | 0 | 57.42 | 55.72 | 9 | 0
2035 | TVA_2_SOCO | TVA | SOCO | Internal | Shoulder | B13 | 600 | 500 | 0 | 56.1 | 55.72 | 9 | 0
2035 | TVA_2_SOCO | TVA | SOCO | Internal | Shoulder | B14 | 900 | 500 | 0 | 56.1 | 55.72 | 9 | 0
2035 | TVA_2_SOCO | TVA | SOCO | Internal | Shoulder | B15 | 1203 | 500 | 0 | 52.58 | 51.09 | 9 | 0
2035 | TVA_2_SOCO | TVA | SOCO | Internal | Summer | B1 | 10 | 500 | 499.99 | 95.85 | 110.43 | 9 | 5.58
2035 | TVA_2_SOCO | TVA | SOCO | Internal | Summer | B2 | 25 | 500 | 0 | 92.54 | 93.31 | 9 | 0
2035 | TVA_2_SOCO | TVA | SOCO | Internal | Summer | B3 | 75 | 500 | 0 | 86.8 | 91.05 | 9 | 0
2035 | TVA_2_SOCO | TVA | SOCO | Internal | Summer | B4 | 100 | 500 | 0 | 86.8 | 90.9 | 9 | 0
2035 | TVA_2_SOCO | TVA | SOCO | Internal | Summer | B5 | 200 | 500 | 0 | 86.8 | 90.9 | 9 | 0
2035 | TVA_2_SOCO | TVA | SOCO | Internal | Summer | B6 | 300 | 500 | 0.09 | 67.95 | 76.94 | 9 | 0
2035 | TVA_2_SOCO | TVA | SOCO | Internal | Summer | B7 | 400 | 500 | 0 | 53.58 | 62.07 | 9 | 0
2035 | TVA_2_SOCO | TVA | SOCO | Internal | Summer | B8 | 500 | 500 | 0 | 51.33 | 54.18 | 9 | 0
2035 | TVA_2_SOCO | TVA | SOCO | Internal | Summer | B9 | 800 | 500 | 0 | 49.18 | 54.18 | 9 | 0
2035 | TVA_2_SOCO | TVA | SOCO | Internal | Summer | B10 | 1262 | 500 | 0 | 49.18 | 49.72 | 9 | 0
2035 | TVA_2_SOCO | TVA | SOCO | Internal | Winter | B16 | 25 | 500 | 0 | 92.52 | 88.9 | 9 | 0
2035 | TVA_2_SOCO | TVA | SOCO | Internal | Winter | B17 | 100 | 500 | 0 | 67.43 | 59.07 | 9 | 0
2035 | TVA_2_SOCO | TVA | SOCO | Internal | Winter | B18 | 400 | 500 | 0 | 58.23 | 59.07 | 9 | 0
2035 | TVA_2_SOCO | TVA | SOCO | Internal | Winter | B19 | 700 | 500 | 0 | 58.23 | 58.5 | 9 | 0
2035 | TVA_2_SOCO | TVA | SOCO | Internal | Winter | B20 | 935 | 500 | 0 | 55.26 | 54.09 | 9 | 0
2035 | TVA_2_VACAR | TVA | VACAR | Internal | Shoulder | B11 | 25 | 150 | 0 | 77.35 | 79.34 | 9 | 0
2035 | TVA_2_VACAR | TVA | VACAR | Internal | Shoulder | B12 | 200 | 150 | 0 | 57.42 | 65.72 | 9 | 0
2035 | TVA_2_VACAR | TVA | VACAR | Internal | Shoulder | B13 | 600 | 150 | 0 | 56.1 | 54.19 | 9 | 0
2035 | TVA_2_VACAR | TVA | VACAR | Internal | Shoulder | B14 | 900 | 150 | 0 | 56.1 | 53.49 | 9 | 0
2035 | TVA_2_VACAR | TVA | VACAR | Internal | Shoulder | B15 | 1203 | 150 | 0 | 52.58 | 53.49 | 9 | 0
2035 | TVA_2_VACAR | TVA | VACAR | Internal | Summer | B1 | 10 | 150 | 150 | 95.85 | 114.43 | 9 | 9.58
2035 | TVA_2_VACAR | TVA | VACAR | Internal | Summer | B2 | 25 | 150 | 0 | 92.54 | 92.52 | 9 | 0
2035 | TVA_2_VACAR | TVA | VACAR | Internal | Summer | B3 | 75 | 150 | 0 | 86.8 | 92.52 | 9 | 0
2035 | TVA_2_VACAR | TVA | VACAR | Internal | Summer | B4 | 100 | 150 | 0 | 86.8 | 90.38 | 9 | 0
2035 | TVA_2_VACAR | TVA | VACAR | Internal | Summer | B5 | 200 | 150 | 0 | 86.8 | 90.38 | 9 | 0
2035 | TVA_2_VACAR | TVA | VACAR | Internal | Summer | B6 | 300 | 150 | 0 | 67.95 | 70.8 | 9 | 0
2035 | TVA_2_VACAR | TVA | VACAR | Internal | Summer | B7 | 400 | 150 | 0 | 53.58 | 55.07 | 9 | 0
2035 | TVA_2_VACAR | TVA | VACAR | Internal | Summer | B8 | 500 | 150 | 0 | 51.33 | 51.32 | 9 | 0
2035 | TVA_2_VACAR | TVA | VACAR | Internal | Summer | B9 | 800 | 150 | 0 | 49.18 | 51.32 | 9 | 0
2035 | TVA_2_VACAR | TVA | VACAR | Internal | Summer | B10 | 1262 | 150 | 0 | 49.18 | 51.32 | 9 | 0
2035 | TVA_2_VACAR | TVA | VACAR | Internal | Winter | B16 | 25 | 150 | 149.98 | 92.52 | 102.24 | 9 | 0.71
2035 | TVA_2_VACAR | TVA | VACAR | Internal | Winter | B17 | 100 | 150 | 0 | 67.43 | 73.3 | 9 | 0
2035 | TVA_2_VACAR | TVA | VACAR | Internal | Winter | B18 | 400 | 150 | 0 | 58.23 | 58.37 | 9 | 0
2035 | TVA_2_VACAR | TVA | VACAR | Internal | Winter | B19 | 700 | 150 | 0 | 58.23 | 58.37 | 9 | 0
2035 | TVA_2_VACAR | TVA | VACAR | Internal | Winter | B20 | 935 | 150 | 0 | 55.26 | 58.37 | 9 | 0
2035 | TVA_Transmission_2_ENT | TVA_Transmission | ENT | Internal | Shoulder | B11 | 25 | 3000 | 0 | 77.34 | 80.08 | 9 | 0
2035 | TVA_Transmission_2_ENT | TVA_Transmission | ENT | Internal | Shoulder | B12 | 200 | 3000 | 0 | 63.9 | 56.46 | 9 | 0
2035 | TVA_Transmission_2_ENT | TVA_Transmission | ENT | Internal | Shoulder | B13 | 600 | 3000 | 0 | 57.34 | 55.45 | 9 | 0
2035 | TVA_Transmission_2_ENT | TVA_Transmission | ENT | Internal | Shoulder | B14 | 900 | 3000 | 0 | 56.2 | 54.56 | 9 | 0
2035 | TVA_Transmission_2_ENT | TVA_Transmission | ENT | Internal | Shoulder | B15 | 1203 | 3000 | 0 | 52.56 | 53.61 | 9 | 0
2035 | TVA_Transmission_2_ENT | TVA_Transmission | ENT | Internal | Summer | B1 | 10 | 3000 | 0 | 107.65 | 102.43 | 9 | 0
2035 | TVA_Transmission_2_ENT | TVA_Transmission | ENT | Internal | Summer | B2 | 25 | 3000 | 0 | 92.52 | 85.31 | 9 | 0
2035 | TVA_Transmission_2_ENT | TVA_Transmission | ENT | Internal | Summer | B3 | 75 | 3000 | 0 | 87.31 | 83.05 | 9 | 0
2035 | TVA_Transmission_2_ENT | TVA_Transmission | ENT | Internal | Summer | B4 | 100 | 3000 | 0 | 86.79 | 82.9 | 9 | 0
2035 | TVA_Transmission_2_ENT | TVA_Transmission | ENT | Internal | Summer | B5 | 200 | 3000 | 0 | 86.79 | 78.79 | 9 | 0
2035 | TVA_Transmission_2_ENT | TVA_Transmission | ENT | Internal | Summer | B6 | 300 | 3000 | 0 | 67.94 | 76.46 | 9 | 0
2035 | TVA_Transmission_2_ENT | TVA_Transmission | ENT | Internal | Summer | B7 | 400 | 3000 | 0 | 54.26 | 54.07 | 9 | 0
2035 | TVA_Transmission_2_ENT | TVA_Transmission | ENT | Internal | Summer | B8 | 500 | 3000 | 0 | 51.32 | 54.07 | 9 | 0
2035 | TVA_Transmission_2_ENT | TVA_Transmission | ENT | Internal | Summer | B9 | 800 | 3000 | 0 | 50.01 | 51.9 | 9 | 0
2035 | TVA_Transmission_2_ENT | TVA_Transmission | ENT | Internal | Summer | B10 | 1262 | 3000 | 0 | 49.91 | 51.9 | 9 | 0
2035 | TVA_Transmission_2_ENT | TVA_Transmission | ENT | Internal | Winter | B16 | 25 | 3000 | 0 | 92.51 | 80.9 | 9 | 0
2035 | TVA_Transmission_2_ENT | TVA_Transmission | ENT | Internal | Winter | B17 | 100 | 3000 | 0 | 67.42 | 59.42 | 9 | 0
2035 | TVA_Transmission_2_ENT | TVA_Transmission | ENT | Internal | Winter | B18 | 400 | 3000 | 0 | 60.35 | 58.86 | 9 | 0
2035 | TVA_Transmission_2_ENT | TVA_Transmission | ENT | Internal | Winter | B19 | 700 | 3000 | 0 | 58.84 | 57.03 | 9 | 0
2035 | TVA_Transmission_2_ENT | TVA_Transmission | ENT | Internal | Winter | B20 | 935 | 3000 | 0 | 55.63 | 57.03 | 9 | 0
2035 | TVA_Transmission_2_MISO_MO-IL | TVA_Transmission | MISO_MO-IL | Internal | Shoulder | B11 | 25 | 4000 | 1.46 | 77.34 | 86.33 | 9 | 0
2035 | TVA_Transmission_2_MISO_MO-IL | TVA_Transmission | MISO_MO-IL | Internal | Shoulder | B12 | 200 | 4000 | 0 | 63.9 | 64.46 | 9 | 0
2035 | TVA_Transmission_2_MISO_MO-IL | TVA_Transmission | MISO_MO-IL | Internal | Shoulder | B13 | 600 | 4000 | 0 | 57.34 | 55.23 | 9 | 0
2035 | TVA_Transmission_2_MISO_MO-IL | TVA_Transmission | MISO_MO-IL | Internal | Shoulder | B14 | 900 | 4000 | 0 | 56.2 | 52.32 | 9 | 0
2035 | TVA_Transmission_2_MISO_MO-IL | TVA_Transmission | MISO_MO-IL | Internal | Shoulder | B15 | 1203 | 4000 | 0 | 52.56 | 46.64 | 9 | 0
2035 | TVA_Transmission_2_MISO_MO-IL | TVA_Transmission | MISO_MO-IL | Internal | Summer | B1 | 10 | 4000 | 0 | 107.65 | 110.43 | 9 | 0
2035 | TVA_Transmission_2_MISO_MO-IL | TVA_Transmission | MISO_MO-IL | Internal | Summer | B2 | 25 | 4000 | 0 | 92.52 | 93.31 | 9 | 0
2035 | TVA_Transmission_2_MISO_MO-IL | TVA_Transmission | MISO_MO-IL | Internal | Summer | B3 | 75 | 4000 | 0 | 87.31 | 83.82 | 9 | 0
2035 | TVA_Transmission_2_MISO_MO-IL | TVA_Transmission | MISO_MO-IL | Internal | Summer | B4 | 100 | 4000 | 0 | 86.79 | 83.22 | 9 | 0
2035 | TVA_Transmission_2_MISO_MO-IL | TVA_Transmission | MISO_MO-IL | Internal | Summer | B5 | 200 | 4000 | 0 | 86.79 | 83.22 | 9 | 0
2035 | TVA_Transmission_2_MISO_MO-IL | TVA_Transmission | MISO_MO-IL | Internal | Summer | B6 | 300 | 4000 | 0 | 67.94 | 76.46 | 9 | 0
2035 | TVA_Transmission_2_MISO_MO-IL | TVA_Transmission | MISO_MO-IL | Internal | Summer | B7 | 400 | 4000 | 0 | 54.26 | 54.07 | 9 | 0
2035 | TVA_Transmission_2_MISO_MO-IL | TVA_Transmission | MISO_MO-IL | Internal | Summer | B8 | 500 | 4000 | 0 | 51.32 | 46.52 | 9 | 0
2035 | TVA_Transmission_2_MISO_MO-IL | TVA_Transmission | MISO_MO-IL | Internal | Summer | B9 | 800 | 4000 | 0 | 50.01 | 45.17 | 9 | 0
2035 | TVA_Transmission_2_MISO_MO-IL | TVA_Transmission | MISO_MO-IL | Internal | Summer | B10 | 1262 | 4000 | 0 | 49.91 | 44.96 | 9 | 0
2035 | TVA_Transmission_2_MISO_MO-IL | TVA_Transmission | MISO_MO-IL | Internal | Winter | B16 | 25 | 4000 | 0 | 92.51 | 87.28 | 9 | 0
2035 | TVA_Transmission_2_MISO_MO-IL | TVA_Transmission | MISO_MO-IL | Internal | Winter | B17 | 100 | 4000 | 0 | 67.42 | 67.16 | 9 | 0
2035 | TVA_Transmission_2_MISO_MO-IL | TVA_Transmission | MISO_MO-IL | Internal | Winter | B18 | 400 | 4000 | 0 | 60.35 | 57.89 | 9 | 0
2035 | TVA_Transmission_2_MISO_MO-IL | TVA_Transmission | MISO_MO-IL | Internal | Winter | B19 | 700 | 4000 | 0 | 58.84 | 54.12 | 9 | 0
2035 | TVA_Transmission_2_MISO_MO-IL | TVA_Transmission | MISO_MO-IL | Internal | Winter | B20 | 935 | 4000 | 0 | 55.63 | 49.64 | 9 | 0
2035 | TVA_Transmission_2_NonRTO_Midwest | TVA_Transmission | NonRTO_Midwest | Internal | Shoulder | B11 | 25 | 700 | 0 | 77.34 | 81.32 | 9 | 0
2035 | TVA_Transmission_2_NonRTO_Midwest | TVA_Transmission | NonRTO_Midwest | Internal | Shoulder | B12 | 200 | 700 | 0 | 63.9 | 72.45 | 9 | 0
2035 | TVA_Transmission_2_NonRTO_Midwest | TVA_Transmission | NonRTO_Midwest | Internal | Shoulder | B13 | 600 | 700 | 0 | 57.34 | 58.23 | 9 | 0
2035 | TVA_Transmission_2_NonRTO_Midwest | TVA_Transmission | NonRTO_Midwest | Internal | Shoulder | B14 | 900 | 700 | 0 | 56.2 | 50.47 | 9 | 0
2035 | TVA_Transmission_2_NonRTO_Midwest | TVA_Transmission | NonRTO_Midwest | Internal | Shoulder | B15 | 1203 | 700 | 0 | 52.56 | 50.47 | 9 | 0
2035 | TVA_Transmission_2_NonRTO_Midwest | TVA_Transmission | NonRTO_Midwest | Internal | Summer | B1 | 10 | 700 | 0 | 107.65 | 102.42 | 9 | 0
2035 | TVA_Transmission_2_NonRTO_Midwest | TVA_Transmission | NonRTO_Midwest | Internal | Summer | B2 | 25 | 700 | 0 | 92.52 | 88.93 | 9 | 0
2035 | TVA_Transmission_2_NonRTO_Midwest | TVA_Transmission | NonRTO_Midwest | Internal | Summer | B3 | 75 | 700 | 0 | 87.31 | 88.93 | 9 | 0
2035 | TVA_Transmission_2_NonRTO_Midwest | TVA_Transmission | NonRTO_Midwest | Internal | Summer | B4 | 100 | 700 | 0 | 86.79 | 88.23 | 9 | 0
2035 | TVA_Transmission_2_NonRTO_Midwest | TVA_Transmission | NonRTO_Midwest | Internal | Summer | B5 | 200 | 700 | 0 | 86.79 | 85.93 | 9 | 0
2035 | TVA_Transmission_2_NonRTO_Midwest | TVA_Transmission | NonRTO_Midwest | Internal | Summer | B6 | 300 | 700 | 0 | 67.94 | 70.4 | 9 | 0
2035 | TVA_Transmission_2_NonRTO_Midwest | TVA_Transmission | NonRTO_Midwest | Internal | Summer | B7 | 400 | 700 | 0 | 54.26 | 48.9 | 9 | 0
2035 | TVA_Transmission_2_NonRTO_Midwest | TVA_Transmission | NonRTO_Midwest | Internal | Summer | B8 | 500 | 700 | 0 | 51.32 | 48.9 | 9 | 0
2035 | TVA_Transmission_2_NonRTO_Midwest | TVA_Transmission | NonRTO_Midwest | Internal | Summer | B9 | 800 | 700 | 0 | 50.01 | 48.9 | 9 | 0
2035 | TVA_Transmission_2_NonRTO_Midwest | TVA_Transmission | NonRTO_Midwest | Internal | Summer | B10 | 1262 | 700 | 0 | 49.91 | 45.54 | 9 | 0
2035 | TVA_Transmission_2_NonRTO_Midwest | TVA_Transmission | NonRTO_Midwest | Internal | Winter | B16 | 25 | 700 | 0 | 92.51 | 95.27 | 9 | 0
2035 | TVA_Transmission_2_NonRTO_Midwest | TVA_Transmission | NonRTO_Midwest | Internal | Winter | B17 | 100 | 700 | 0 | 67.42 | 75.14 | 9 | 0
2035 | TVA_Transmission_2_NonRTO_Midwest | TVA_Transmission | NonRTO_Midwest | Internal | Winter | B18 | 400 | 700 | 0 | 60.35 | 63.92 | 9 | 0
2035 | TVA_Transmission_2_NonRTO_Midwest | TVA_Transmission | NonRTO_Midwest | Internal | Winter | B19 | 700 | 700 | 0 | 58.84 | 53.74 | 9 | 0
2035 | TVA_Transmission_2_NonRTO_Midwest | TVA_Transmission | NonRTO_Midwest | Internal | Winter | B20 | 935 | 700 | 0 | 55.63 | 53.74 | 9 | 0
2035 | TVA_Transmission_2_PJM_ROR | TVA_Transmission | PJM_ROR | Internal | Shoulder | B11 | 25 | 2000 | 0 | 77.34 | 71.34 | 9 | 0
2035 | TVA_Transmission_2_PJM_ROR | TVA_Transmission | PJM_ROR | Internal | Shoulder | B12 | 200 | 2000 | 0 | 63.9 | 62.48 | 9 | 0
2035 | TVA_Transmission_2_PJM_ROR | TVA_Transmission | PJM_ROR | Internal | Shoulder | B13 | 600 | 2000 | 0 | 57.34 | 53.23 | 9 | 0
2035 | TVA_Transmission_2_PJM_ROR | TVA_Transmission | PJM_ROR | Internal | Shoulder | B14 | 900 | 2000 | 0 | 56.2 | 50.32 | 9 | 0
2035 | TVA_Transmission_2_PJM_ROR | TVA_Transmission | PJM_ROR | Internal | Shoulder | B15 | 1203 | 2000 | 0 | 52.56 | 46.56 | 9 | 0
2035 | TVA_Transmission_2_PJM_ROR | TVA_Transmission | PJM_ROR | Internal | Summer | B1 | 10 | 2000 | 0 | 107.65 | 108.43 | 9 | 0
2035 | TVA_Transmission_2_PJM_ROR | TVA_Transmission | PJM_ROR | Internal | Summer | B2 | 25 | 2000 | 0 | 92.52 | 86.52 | 9 | 0
2035 | TVA_Transmission_2_PJM_ROR | TVA_Transmission | PJM_ROR | Internal | Summer | B3 | 75 | 2000 | 0 | 87.31 | 81.8 | 9 | 0
2035 | TVA_Transmission_2_PJM_ROR | TVA_Transmission | PJM_ROR | Internal | Summer | B4 | 100 | 2000 | 0 | 86.79 | 78.23 | 9 | 0
2035 | TVA_Transmission_2_PJM_ROR | TVA_Transmission | PJM_ROR | Internal | Summer | B5 | 200 | 2000 | 0 | 86.79 | 75.93 | 9 | 0
2035 | TVA_Transmission_2_PJM_ROR | TVA_Transmission | PJM_ROR | Internal | Summer | B6 | 300 | 2000 | 0 | 67.94 | 61.94 | 9 | 0
2035 | TVA_Transmission_2_PJM_ROR | TVA_Transmission | PJM_ROR | Internal | Summer | B7 | 400 | 2000 | 0 | 54.26 | 48.79 | 9 | 0
2035 | TVA_Transmission_2_PJM_ROR | TVA_Transmission | PJM_ROR | Internal | Summer | B8 | 500 | 2000 | 0 | 51.32 | 45.32 | 9 | 0
2035 | TVA_Transmission_2_PJM_ROR | TVA_Transmission | PJM_ROR | Internal | Summer | B9 | 800 | 2000 | 0 | 50.01 | 44.9 | 9 | 0
2035 | TVA_Transmission_2_PJM_ROR | TVA_Transmission | PJM_ROR | Internal | Summer | B10 | 1262 | 2000 | 0 | 49.91 | 44.9 | 9 | 0
2035 | TVA_Transmission_2_PJM_ROR | TVA_Transmission | PJM_ROR | Internal | Winter | B16 | 25 | 2000 | 0 | 92.51 | 86.51 | 9 | 0
2035 | TVA_Transmission_2_PJM_ROR | TVA_Transmission | PJM_ROR | Internal | Winter | B17 | 100 | 2000 | 0 | 67.42 | 69.13 | 9 | 0
2035 | TVA_Transmission_2_PJM_ROR | TVA_Transmission | PJM_ROR | Internal | Winter | B18 | 400 | 2000 | 0 | 60.35 | 57.11 | 9 | 0
2035 | TVA_Transmission_2_PJM_ROR | TVA_Transmission | PJM_ROR | Internal | Winter | B19 | 700 | 2000 | 0 | 58.84 | 53.81 | 9 | 0
2035 | TVA_Transmission_2_PJM_ROR | TVA_Transmission | PJM_ROR | Internal | Winter | B20 | 935 | 2000 | 0 | 55.63 | 50.07 | 9 | 0
2035 | TVA_Transmission_2_SOCO | TVA_Transmission | SOCO | Internal | Shoulder | B11 | 25 | 3200 | 1050.97 | 77.34 | 86.34 | 9 | 0
2035 | TVA_Transmission_2_SOCO | TVA_Transmission | SOCO | Internal | Shoulder | B12 | 200 | 3200 | 0 | 63.9 | 55.72 | 9 | 0
2035 | TVA_Transmission_2_SOCO | TVA_Transmission | SOCO | Internal | Shoulder | B13 | 600 | 3200 | 0 | 57.34 | 55.72 | 9 | 0
2035 | TVA_Transmission_2_SOCO | TVA_Transmission | SOCO | Internal | Shoulder | B14 | 900 | 3200 | 0 | 56.2 | 55.72 | 9 | 0
2035 | TVA_Transmission_2_SOCO | TVA_Transmission | SOCO | Internal | Shoulder | B15 | 1203 | 3200 | 0 | 52.56 | 51.09 | 9 | 0
2035 | TVA_Transmission_2_SOCO | TVA_Transmission | SOCO | Internal | Summer | B1 | 10 | 3200 | 0 | 107.65 | 110.43 | 9 | 0
2035 | TVA_Transmission_2_SOCO | TVA_Transmission | SOCO | Internal | Summer | B2 | 25 | 3200 | 0 | 92.52 | 93.31 | 9 | 0
2035 | TVA_Transmission_2_SOCO | TVA_Transmission | SOCO | Internal | Summer | B3 | 75 | 3200 | 0 | 87.31 | 91.05 | 9 | 0
2035 | TVA_Transmission_2_SOCO | TVA_Transmission | SOCO | Internal | Summer | B4 | 100 | 3200 | 0 | 86.79 | 90.9 | 9 | 0
2035 | TVA_Transmission_2_SOCO | TVA_Transmission | SOCO | Internal | Summer | B5 | 200 | 3200 | 0 | 86.79 | 90.9 | 9 | 0
2035 | TVA_Transmission_2_SOCO | TVA_Transmission | SOCO | Internal | Summer | B6 | 300 | 3200 | 834.16 | 67.94 | 76.94 | 9 | 0
2035 | TVA_Transmission_2_SOCO | TVA_Transmission | SOCO | Internal | Summer | B7 | 400 | 3200 | 0 | 54.26 | 62.07 | 9 | 0
2035 | TVA_Transmission_2_SOCO | TVA_Transmission | SOCO | Internal | Summer | B8 | 500 | 3200 | 0 | 51.32 | 54.18 | 9 | 0
2035 | TVA_Transmission_2_SOCO | TVA_Transmission | SOCO | Internal | Summer | B9 | 800 | 3200 | 0 | 50.01 | 54.18 | 9 | 0
2035 | TVA_Transmission_2_SOCO | TVA_Transmission | SOCO | Internal | Summer | B10 | 1262 | 3200 | 0 | 49.91 | 49.72 | 9 | 0
2035 | TVA_Transmission_2_SOCO | TVA_Transmission | SOCO | Internal | Winter | B16 | 25 | 3200 | 0 | 92.51 | 88.9 | 9 | 0
2035 | TVA_Transmission_2_SOCO | TVA_Transmission | SOCO | Internal | Winter | B17 | 100 | 3200 | 0 | 67.42 | 59.07 | 9 | 0
2035 | TVA_Transmission_2_SOCO | TVA_Transmission | SOCO | Internal | Winter | B18 | 400 | 3200 | 0 | 60.35 | 59.07 | 9 | 0
2035 | TVA_Transmission_2_SOCO | TVA_Transmission | SOCO | Internal | Winter | B19 | 700 | 3200 | 0 | 58.84 | 58.5 | 9 | 0
2035 | TVA_Transmission_2_SOCO | TVA_Transmission | SOCO | Internal | Winter | B20 | 935 | 3200 | 0 | 55.63 | 54.09 | 9 | 0
2035 | TVA_Transmission_2_TVA | TVA_Transmission | TVA | Internal | Shoulder | B11 | 25 | 99999 | 916.47 | 77.34 | 77.35 | 0.01 | 0
2035 | TVA_Transmission_2_TVA | TVA_Transmission | TVA | Internal | Shoulder | B12 | 200 | 99999 | 0 | 63.9 | 57.42 | 0.01 | 0
2035 | TVA_Transmission_2_TVA | TVA_Transmission | TVA | Internal | Shoulder | B13 | 600 | 99999 | 0 | 57.34 | 56.1 | 0.01 | 0
2035 | TVA_Transmission_2_TVA | TVA_Transmission | TVA | Internal | Shoulder | B14 | 900 | 99999 | 0 | 56.2 | 56.1 | 0.01 | 0
2035 | TVA_Transmission_2_TVA | TVA_Transmission | TVA | Internal | Shoulder | B15 | 1203 | 99999 | 1074.48 | 52.56 | 52.58 | 0.01 | 0
2035 | TVA_Transmission_2_TVA | TVA_Transmission | TVA | Internal | Summer | B1 | 10 | 99999 | 0 | 107.65 | 95.85 | 0.01 | 0
2035 | TVA_Transmission_2_TVA | TVA_Transmission | TVA | Internal | Summer | B2 | 25 | 99999 | 1699.29 | 92.52 | 92.54 | 0.01 | 0
2035 | TVA_Transmission_2_TVA | TVA_Transmission | TVA | Internal | Summer | B3 | 75 | 99999 | 0 | 87.31 | 86.8 | 0.01 | 0
2035 | TVA_Transmission_2_TVA | TVA_Transmission | TVA | Internal | Summer | B4 | 100 | 99999 | 2500 | 86.79 | 86.8 | 0.01 | 0
2035 | TVA_Transmission_2_TVA | TVA_Transmission | TVA | Internal | Summer | B5 | 200 | 99999 | 2670.84 | 86.79 | 86.8 | 0.01 | 0
2035 | TVA_Transmission_2_TVA | TVA_Transmission | TVA | Internal | Summer | B6 | 300 | 99999 | 163.41 | 67.94 | 67.95 | 0.01 | 0
2035 | TVA_Transmission_2_TVA | TVA_Transmission | TVA | Internal | Summer | B7 | 400 | 99999 | 0 | 54.26 | 53.58 | 0.01 | 0
2035 | TVA_Transmission_2_TVA | TVA_Transmission | TVA | Internal | Summer | B8 | 500 | 99999 | 880.66 | 51.32 | 51.33 | 0.01 | 0
2035 | TVA_Transmission_2_TVA | TVA_Transmission | TVA | Internal | Summer | B9 | 800 | 99999 | 0 | 50.01 | 49.18 | 0.01 | 0
2035 | TVA_Transmission_2_TVA | TVA_Transmission | TVA | Internal | Summer | B10 | 1262 | 99999 | 0 | 49.91 | 49.18 | 0.01 | 0
2035 | TVA_Transmission_2_TVA | TVA_Transmission | TVA | Internal | Winter | B16 | 25 | 99999 | 3150.41 | 92.51 | 92.52 | 0.01 | 0
2035 | TVA_Transmission_2_TVA | TVA_Transmission | TVA | Internal | Winter | B17 | 100 | 99999 | 543.53 | 67.42 | 67.43 | 0.01 | 0
2035 | TVA_Transmission_2_TVA | TVA_Transmission | TVA | Internal | Winter | B18 | 400 | 99999 | 0 | 60.35 | 58.23 | 0.01 | 0
2035 | TVA_Transmission_2_TVA | TVA_Transmission | TVA | Internal | Winter | B19 | 700 | 99999 | 0 | 58.84 | 58.23 | 0.01 | 0
2035 | TVA_Transmission_2_TVA | TVA_Transmission | TVA | Internal | Winter | B20 | 935 | 99999 | 0 | 55.63 | 55.26 | 0.01 | 0
2035 | TVA_Transmission_2_VACAR | TVA_Transmission | VACAR | Internal | Shoulder | B11 | 25 | 900 | 0 | 77.34 | 79.34 | 9 | 0
2035 | TVA_Transmission_2_VACAR | TVA_Transmission | VACAR | Internal | Shoulder | B12 | 200 | 900 | 0 | 63.9 | 65.72 | 9 | 0
2035 | TVA_Transmission_2_VACAR | TVA_Transmission | VACAR | Internal | Shoulder | B13 | 600 | 900 | 0 | 57.34 | 54.19 | 9 | 0
2035 | TVA_Transmission_2_VACAR | TVA_Transmission | VACAR | Internal | Shoulder | B14 | 900 | 900 | 0 | 56.2 | 53.49 | 9 | 0
2035 | TVA_Transmission_2_VACAR | TVA_Transmission | VACAR | Internal | Shoulder | B15 | 1203 | 900 | 0 | 52.56 | 53.49 | 9 | 0
2035 | TVA_Transmission_2_VACAR | TVA_Transmission | VACAR | Internal | Summer | B1 | 10 | 900 | 0.01 | 107.65 | 114.43 | 9 | 0
2035 | TVA_Transmission_2_VACAR | TVA_Transmission | VACAR | Internal | Summer | B2 | 25 | 900 | 0 | 92.52 | 92.52 | 9 | 0
2035 | TVA_Transmission_2_VACAR | TVA_Transmission | VACAR | Internal | Summer | B3 | 75 | 900 | 0 | 87.31 | 92.52 | 9 | 0
2035 | TVA_Transmission_2_VACAR | TVA_Transmission | VACAR | Internal | Summer | B4 | 100 | 900 | 0 | 86.79 | 90.38 | 9 | 0
2035 | TVA_Transmission_2_VACAR | TVA_Transmission | VACAR | Internal | Summer | B5 | 200 | 900 | 0 | 86.79 | 90.38 | 9 | 0
2035 | TVA_Transmission_2_VACAR | TVA_Transmission | VACAR | Internal | Summer | B6 | 300 | 900 | 0 | 67.94 | 70.8 | 9 | 0
2035 | TVA_Transmission_2_VACAR | TVA_Transmission | VACAR | Internal | Summer | B7 | 400 | 900 | 0 | 54.26 | 55.07 | 9 | 0
2035 | TVA_Transmission_2_VACAR | TVA_Transmission | VACAR | Internal | Summer | B8 | 500 | 900 | 0 | 51.32 | 51.32 | 9 | 0
2035 | TVA_Transmission_2_VACAR | TVA_Transmission | VACAR | Internal | Summer | B9 | 800 | 900 | 0 | 50.01 | 51.32 | 9 | 0
2035 | TVA_Transmission_2_VACAR | TVA_Transmission | VACAR | Internal | Summer | B10 | 1262 | 900 | 0 | 49.91 | 51.32 | 9 | 0
2035 | TVA_Transmission_2_VACAR | TVA_Transmission | VACAR | Internal | Winter | B16 | 25 | 900 | 899.98 | 92.51 | 102.24 | 9 | 0.72
2035 | TVA_Transmission_2_VACAR | TVA_Transmission | VACAR | Internal | Winter | B17 | 100 | 900 | 0 | 67.42 | 73.3 | 9 | 0
2035 | TVA_Transmission_2_VACAR | TVA_Transmission | VACAR | Internal | Winter | B18 | 400 | 900 | 0 | 60.35 | 58.37 | 9 | 0
2035 | TVA_Transmission_2_VACAR | TVA_Transmission | VACAR | Internal | Winter | B19 | 700 | 900 | 0 | 58.84 | 58.37 | 9 | 0
2035 | TVA_Transmission_2_VACAR | TVA_Transmission | VACAR | Internal | Winter | B20 | 935 | 900 | 0 | 55.63 | 58.37 | 9 | 0
2035 | VACAR_2_PJM_ROR | VACAR | PJM_ROR | Internal | Shoulder | B11 | 25 | 2000 | 0 | 79.34 | 71.34 | 7 | 0
2035 | VACAR_2_PJM_ROR | VACAR | PJM_ROR | Internal | Shoulder | B12 | 200 | 2000 | 0 | 65.72 | 62.48 | 7 | 0
2035 | VACAR_2_PJM_ROR | VACAR | PJM_ROR | Internal | Shoulder | B13 | 600 | 2000 | 0 | 54.19 | 53.23 | 7 | 0
2035 | VACAR_2_PJM_ROR | VACAR | PJM_ROR | Internal | Shoulder | B14 | 900 | 2000 | 0 | 53.49 | 50.32 | 7 | 0
2035 | VACAR_2_PJM_ROR | VACAR | PJM_ROR | Internal | Shoulder | B15 | 1203 | 2000 | 0 | 53.49 | 46.56 | 7 | 0
2035 | VACAR_2_PJM_ROR | VACAR | PJM_ROR | Internal | Summer | B1 | 10 | 2000 | 0 | 114.43 | 108.43 | 7 | 0
2035 | VACAR_2_PJM_ROR | VACAR | PJM_ROR | Internal | Summer | B2 | 25 | 2000 | 0 | 92.52 | 86.52 | 7 | 0
2035 | VACAR_2_PJM_ROR | VACAR | PJM_ROR | Internal | Summer | B3 | 75 | 2000 | 0 | 92.52 | 81.8 | 7 | 0
2035 | VACAR_2_PJM_ROR | VACAR | PJM_ROR | Internal | Summer | B4 | 100 | 2000 | 0 | 90.38 | 78.23 | 7 | 0
2035 | VACAR_2_PJM_ROR | VACAR | PJM_ROR | Internal | Summer | B5 | 200 | 2000 | 0 | 90.38 | 75.93 | 7 | 0
2035 | VACAR_2_PJM_ROR | VACAR | PJM_ROR | Internal | Summer | B6 | 300 | 2000 | 0 | 70.8 | 61.94 | 7 | 0
2035 | VACAR_2_PJM_ROR | VACAR | PJM_ROR | Internal | Summer | B7 | 400 | 2000 | 0 | 55.07 | 48.79 | 7 | 0
2035 | VACAR_2_PJM_ROR | VACAR | PJM_ROR | Internal | Summer | B8 | 500 | 2000 | 0 | 51.32 | 45.32 | 7 | 0
2035 | VACAR_2_PJM_ROR | VACAR | PJM_ROR | Internal | Summer | B9 | 800 | 2000 | 0 | 51.32 | 44.9 | 7 | 0
2035 | VACAR_2_PJM_ROR | VACAR | PJM_ROR | Internal | Summer | B10 | 1262 | 2000 | 0 | 51.32 | 44.9 | 7 | 0
2035 | VACAR_2_PJM_ROR | VACAR | PJM_ROR | Internal | Winter | B16 | 25 | 2000 | 0 | 102.24 | 86.51 | 7 | 0
2035 | VACAR_2_PJM_ROR | VACAR | PJM_ROR | Internal | Winter | B17 | 100 | 2000 | 0 | 73.3 | 69.13 | 7 | 0
2035 | VACAR_2_PJM_ROR | VACAR | PJM_ROR | Internal | Winter | B18 | 400 | 2000 | 0 | 58.37 | 57.11 | 7 | 0
2035 | VACAR_2_PJM_ROR | VACAR | PJM_ROR | Internal | Winter | B19 | 700 | 2000 | 0 | 58.37 | 53.81 | 7 | 0
2035 | VACAR_2_PJM_ROR | VACAR | PJM_ROR | Internal | Winter | B20 | 935 | 2000 | 0 | 58.37 | 50.07 | 7 | 0
2035 | VACAR_2_SOCO | VACAR | SOCO | Internal | Shoulder | B11 | 25 | 3000 | 1887.72 | 79.34 | 86.34 | 7 | 0
2035 | VACAR_2_SOCO | VACAR | SOCO | Internal | Shoulder | B12 | 200 | 3000 | 0 | 65.72 | 55.72 | 7 | 0
2035 | VACAR_2_SOCO | VACAR | SOCO | Internal | Shoulder | B13 | 600 | 3000 | 0 | 54.19 | 55.72 | 7 | 0
2035 | VACAR_2_SOCO | VACAR | SOCO | Internal | Shoulder | B14 | 900 | 3000 | 0 | 53.49 | 55.72 | 7 | 0
2035 | VACAR_2_SOCO | VACAR | SOCO | Internal | Shoulder | B15 | 1203 | 3000 | 0 | 53.49 | 51.09 | 7 | 0
2035 | VACAR_2_SOCO | VACAR | SOCO | Internal | Summer | B1 | 10 | 3000 | 0 | 114.43 | 110.43 | 7 | 0
2035 | VACAR_2_SOCO | VACAR | SOCO | Internal | Summer | B2 | 25 | 3000 | 0 | 92.52 | 93.31 | 7 | 0
2035 | VACAR_2_SOCO | VACAR | SOCO | Internal | Summer | B3 | 75 | 3000 | 0 | 92.52 | 91.05 | 7 | 0
2035 | VACAR_2_SOCO | VACAR | SOCO | Internal | Summer | B4 | 100 | 3000 | 0 | 90.38 | 90.9 | 7 | 0
2035 | VACAR_2_SOCO | VACAR | SOCO | Internal | Summer | B5 | 200 | 3000 | 0 | 90.38 | 90.9 | 7 | 0
2035 | VACAR_2_SOCO | VACAR | SOCO | Internal | Summer | B6 | 300 | 3000 | 0 | 70.8 | 76.94 | 7 | 0
2035 | VACAR_2_SOCO | VACAR | SOCO | Internal | Summer | B7 | 400 | 3000 | 121.43 | 55.07 | 62.07 | 7 | 0
2035 | VACAR_2_SOCO | VACAR | SOCO | Internal | Summer | B8 | 500 | 3000 | 0 | 51.32 | 54.18 | 7 | 0
2035 | VACAR_2_SOCO | VACAR | SOCO | Internal | Summer | B9 | 800 | 3000 | 0 | 51.32 | 54.18 | 7 | 0
2035 | VACAR_2_SOCO | VACAR | SOCO | Internal | Summer | B10 | 1262 | 3000 | 0 | 51.32 | 49.72 | 7 | 0
2035 | VACAR_2_SOCO | VACAR | SOCO | Internal | Winter | B16 | 25 | 3000 | 0 | 102.24 | 88.9 | 7 | 0
2035 | VACAR_2_SOCO | VACAR | SOCO | Internal | Winter | B17 | 100 | 3000 | 0 | 73.3 | 59.07 | 7 | 0
2035 | VACAR_2_SOCO | VACAR | SOCO | Internal | Winter | B18 | 400 | 3000 | 0 | 58.37 | 59.07 | 7 | 0
2035 | VACAR_2_SOCO | VACAR | SOCO | Internal | Winter | B19 | 700 | 3000 | 0 | 58.37 | 58.5 | 7 | 0
2035 | VACAR_2_SOCO | VACAR | SOCO | Internal | Winter | B20 | 935 | 3000 | 0 | 58.37 | 54.09 | 7 | 0
2035 | VACAR_2_TVA_Transmission | VACAR | TVA_Transmission | Internal | Shoulder | B11 | 25 | 900 | 0 | 79.34 | 77.34 | 7 | 0
2035 | VACAR_2_TVA_Transmission | VACAR | TVA_Transmission | Internal | Shoulder | B12 | 200 | 900 | 0 | 65.72 | 63.9 | 7 | 0
2035 | VACAR_2_TVA_Transmission | VACAR | TVA_Transmission | Internal | Shoulder | B13 | 600 | 900 | 0 | 54.19 | 57.34 | 7 | 0
2035 | VACAR_2_TVA_Transmission | VACAR | TVA_Transmission | Internal | Shoulder | B14 | 900 | 900 | 0 | 53.49 | 56.2 | 7 | 0
2035 | VACAR_2_TVA_Transmission | VACAR | TVA_Transmission | Internal | Shoulder | B15 | 1203 | 900 | 0 | 53.49 | 52.56 | 7 | 0
2035 | VACAR_2_TVA_Transmission | VACAR | TVA_Transmission | Internal | Summer | B1 | 10 | 900 | 0 | 114.43 | 107.65 | 7 | 0
2035 | VACAR_2_TVA_Transmission | VACAR | TVA_Transmission | Internal | Summer | B2 | 25 | 900 | 0 | 92.52 | 92.52 | 7 | 0
2035 | VACAR_2_TVA_Transmission | VACAR | TVA_Transmission | Internal | Summer | B3 | 75 | 900 | 0 | 92.52 | 87.31 | 7 | 0
2035 | VACAR_2_TVA_Transmission | VACAR | TVA_Transmission | Internal | Summer | B4 | 100 | 900 | 0 | 90.38 | 86.79 | 7 | 0
2035 | VACAR_2_TVA_Transmission | VACAR | TVA_Transmission | Internal | Summer | B5 | 200 | 900 | 0 | 90.38 | 86.79 | 7 | 0
2035 | VACAR_2_TVA_Transmission | VACAR | TVA_Transmission | Internal | Summer | B6 | 300 | 900 | 0 | 70.8 | 67.94 | 7 | 0
2035 | VACAR_2_TVA_Transmission | VACAR | TVA_Transmission | Internal | Summer | B7 | 400 | 900 | 0 | 55.07 | 54.26 | 7 | 0
2035 | VACAR_2_TVA_Transmission | VACAR | TVA_Transmission | Internal | Summer | B8 | 500 | 900 | 0 | 51.32 | 51.32 | 7 | 0
2035 | VACAR_2_TVA_Transmission | VACAR | TVA_Transmission | Internal | Summer | B9 | 800 | 900 | 0 | 51.32 | 50.01 | 7 | 0
2035 | VACAR_2_TVA_Transmission | VACAR | TVA_Transmission | Internal | Summer | B10 | 1262 | 900 | 0 | 51.32 | 49.91 | 7 | 0
2035 | VACAR_2_TVA_Transmission | VACAR | TVA_Transmission | Internal | Winter | B16 | 25 | 900 | 0 | 102.24 | 92.51 | 7 | 0
2035 | VACAR_2_TVA_Transmission | VACAR | TVA_Transmission | Internal | Winter | B17 | 100 | 900 | 0 | 73.3 | 67.42 | 7 | 0
2035 | VACAR_2_TVA_Transmission | VACAR | TVA_Transmission | Internal | Winter | B18 | 400 | 900 | 0 | 58.37 | 60.35 | 7 | 0
2035 | VACAR_2_TVA_Transmission | VACAR | TVA_Transmission | Internal | Winter | B19 | 700 | 900 | 0 | 58.37 | 58.84 | 7 | 0
2035 | VACAR_2_TVA_Transmission | VACAR | TVA_Transmission | Internal | Winter | B20 | 935 | 900 | 0 | 58.37 | 55.63 | 7 | 0
2040 | ENT_2_MISO_MO-IL | ENT | MISO_MO-IL | Internal | Shoulder | B11 | 25 | 2260 | 329.43 | 87.77 | 95.77 | 8 | 0
2040 | ENT_2_MISO_MO-IL | ENT | MISO_MO-IL | Internal | Shoulder | B12 | 200 | 2260 | 0 | 61.96 | 69.39 | 8 | 0
2040 | ENT_2_MISO_MO-IL | ENT | MISO_MO-IL | Internal | Shoulder | B13 | 600 | 2260 | 0 | 60.74 | 59.86 | 8 | 0
2040 | ENT_2_MISO_MO-IL | ENT | MISO_MO-IL | Internal | Shoulder | B14 | 900 | 2260 | 0 | 59.46 | 56.62 | 8 | 0
2040 | ENT_2_MISO_MO-IL | ENT | MISO_MO-IL | Internal | Shoulder | B15 | 1203 | 2260 | 0 | 59.46 | 51.66 | 8 | 0
2040 | ENT_2_MISO_MO-IL | ENT | MISO_MO-IL | Internal | Summer | B1 | 10 | 2260 | 2096.89 | 102.66 | 110.66 | 8 | 0
2040 | ENT_2_MISO_MO-IL | ENT | MISO_MO-IL | Internal | Summer | B2 | 25 | 2260 | 0 | 94.52 | 99.27 | 8 | 0
2040 | ENT_2_MISO_MO-IL | ENT | MISO_MO-IL | Internal | Summer | B3 | 75 | 2260 | 0 | 92.52 | 99.26 | 8 | 0
2040 | ENT_2_MISO_MO-IL | ENT | MISO_MO-IL | Internal | Summer | B4 | 100 | 2260 | 0 | 88.82 | 92.73 | 8 | 0
2040 | ENT_2_MISO_MO-IL | ENT | MISO_MO-IL | Internal | Summer | B5 | 200 | 2260 | 0 | 86.26 | 92.01 | 8 | 0
2040 | ENT_2_MISO_MO-IL | ENT | MISO_MO-IL | Internal | Summer | B6 | 300 | 2260 | 0 | 77.83 | 78.87 | 8 | 0
2040 | ENT_2_MISO_MO-IL | ENT | MISO_MO-IL | Internal | Summer | B7 | 400 | 2260 | 0 | 60 | 57.31 | 8 | 0
2040 | ENT_2_MISO_MO-IL | ENT | MISO_MO-IL | Internal | Summer | B8 | 500 | 2260 | 0 | 59.57 | 51.78 | 8 | 0
2040 | ENT_2_MISO_MO-IL | ENT | MISO_MO-IL | Internal | Summer | B9 | 800 | 2260 | 0 | 57.59 | 50.04 | 8 | 0
2040 | ENT_2_MISO_MO-IL | ENT | MISO_MO-IL | Internal | Summer | B10 | 1262 | 2260 | 0 | 55.78 | 47.78 | 8 | 0
2040 | ENT_2_MISO_MO-IL | ENT | MISO_MO-IL | Internal | Winter | B16 | 25 | 2260 | 479.87 | 88 | 96 | 8 | 0
2040 | ENT_2_MISO_MO-IL | ENT | MISO_MO-IL | Internal | Winter | B17 | 100 | 2260 | 0 | 65.59 | 72.82 | 8 | 0
2040 | ENT_2_MISO_MO-IL | ENT | MISO_MO-IL | Internal | Winter | B18 | 400 | 2260 | 0 | 64.02 | 63.55 | 8 | 0
2040 | ENT_2_MISO_MO-IL | ENT | MISO_MO-IL | Internal | Winter | B19 | 700 | 2260 | 0 | 63.4 | 59.72 | 8 | 0
2040 | ENT_2_MISO_MO-IL | ENT | MISO_MO-IL | Internal | Winter | B20 | 935 | 2260 | 0 | 62.83 | 54.83 | 8 | 0
2040 | ENT_2_SOCO | ENT | SOCO | Internal | Shoulder | B11 | 25 | 2000 | 0 | 87.77 | 93.8 | 8 | 0
2040 | ENT_2_SOCO | ENT | SOCO | Internal | Shoulder | B12 | 200 | 2000 | 0 | 61.96 | 61.82 | 8 | 0
2040 | ENT_2_SOCO | ENT | SOCO | Internal | Shoulder | B13 | 600 | 2000 | 0 | 60.74 | 61.82 | 8 | 0
2040 | ENT_2_SOCO | ENT | SOCO | Internal | Shoulder | B14 | 900 | 2000 | 0 | 59.46 | 56.91 | 8 | 0
2040 | ENT_2_SOCO | ENT | SOCO | Internal | Shoulder | B15 | 1203 | 2000 | 0 | 59.46 | 56.55 | 8 | 0
2040 | ENT_2_SOCO | ENT | SOCO | Internal | Summer | B1 | 10 | 2000 | 1746.66 | 102.66 | 110.66 | 8 | 0
2040 | ENT_2_SOCO | ENT | SOCO | Internal | Summer | B2 | 25 | 2000 | 622.17 | 94.52 | 102.52 | 8 | 0
2040 | ENT_2_SOCO | ENT | SOCO | Internal | Summer | B3 | 75 | 2000 | 1306.4 | 92.52 | 100.52 | 8 | 0
2040 | ENT_2_SOCO | ENT | SOCO | Internal | Summer | B4 | 100 | 2000 | 2000 | 88.82 | 100.52 | 8 | 3.7
2040 | ENT_2_SOCO | ENT | SOCO | Internal | Summer | B5 | 200 | 2000 | 2000 | 86.26 | 100.52 | 8 | 6.26
2040 | ENT_2_SOCO | ENT | SOCO | Internal | Summer | B6 | 300 | 2000 | 0 | 77.83 | 75.86 | 8 | 0
2040 | ENT_2_SOCO | ENT | SOCO | Internal | Summer | B7 | 400 | 2000 | 0 | 60 | 62.39 | 8 | 0
2040 | ENT_2_SOCO | ENT | SOCO | Internal | Summer | B8 | 500 | 2000 | 0 | 59.57 | 60.21 | 8 | 0
2040 | ENT_2_SOCO | ENT | SOCO | Internal | Summer | B9 | 800 | 2000 | 0 | 57.59 | 55.74 | 8 | 0
2040 | ENT_2_SOCO | ENT | SOCO | Internal | Summer | B10 | 1262 | 2000 | 0 | 55.78 | 55.11 | 8 | 0
2040 | ENT_2_SOCO | ENT | SOCO | Internal | Winter | B16 | 25 | 2000 | 750.61 | 88 | 96 | 8 | 0
2040 | ENT_2_SOCO | ENT | SOCO | Internal | Winter | B17 | 100 | 2000 | 0 | 65.59 | 65.5 | 8 | 0
2040 | ENT_2_SOCO | ENT | SOCO | Internal | Winter | B18 | 400 | 2000 | 0 | 64.02 | 65.5 | 8 | 0
2040 | ENT_2_SOCO | ENT | SOCO | Internal | Winter | B19 | 700 | 2000 | 0 | 63.4 | 60.27 | 8 | 0
2040 | ENT_2_SOCO | ENT | SOCO | Internal | Winter | B20 | 935 | 2000 | 0 | 62.83 | 59.84 | 8 | 0
2040 | ENT_2_SPP_N | ENT | SPP_N | Internal | Shoulder | B11 | 25 | 1300 | 514.53 | 87.77 | 95.77 | 8 | 0
2040 | ENT_2_SPP_N | ENT | SPP_N | Internal | Shoulder | B12 | 200 | 1300 | 0 | 61.96 | 64.39 | 8 | 0
2040 | ENT_2_SPP_N | ENT | SPP_N | Internal | Shoulder | B13 | 600 | 1300 | 0 | 60.74 | 55.74 | 8 | 0
2040 | ENT_2_SPP_N | ENT | SPP_N | Internal | Shoulder | B14 | 900 | 1300 | 0 | 59.46 | 55.25 | 8 | 0
2040 | ENT_2_SPP_N | ENT | SPP_N | Internal | Shoulder | B15 | 1203 | 1300 | 0 | 59.46 | 55.25 | 8 | 0
2040 | ENT_2_SPP_N | ENT | SPP_N | Internal | Summer | B1 | 10 | 1300 | 0 | 102.66 | 97.66 | 8 | 0
2040 | ENT_2_SPP_N | ENT | SPP_N | Internal | Summer | B2 | 25 | 1300 | 0 | 94.52 | 94.26 | 8 | 0
2040 | ENT_2_SPP_N | ENT | SPP_N | Internal | Summer | B3 | 75 | 1300 | 0 | 92.52 | 94.26 | 8 | 0
2040 | ENT_2_SPP_N | ENT | SPP_N | Internal | Summer | B4 | 100 | 1300 | 0 | 88.82 | 94.26 | 8 | 0
2040 | ENT_2_SPP_N | ENT | SPP_N | Internal | Summer | B5 | 200 | 1300 | 592.23 | 86.26 | 94.26 | 8 | 0
2040 | ENT_2_SPP_N | ENT | SPP_N | Internal | Summer | B6 | 300 | 1300 | 422.44 | 77.83 | 85.83 | 8 | 0
2040 | ENT_2_SPP_N | ENT | SPP_N | Internal | Summer | B7 | 400 | 1300 | 0 | 60 | 64.14 | 8 | 0
2040 | ENT_2_SPP_N | ENT | SPP_N | Internal | Summer | B8 | 500 | 1300 | 0 | 59.57 | 57.42 | 8 | 0
2040 | ENT_2_SPP_N | ENT | SPP_N | Internal | Summer | B9 | 800 | 1300 | 0 | 57.59 | 53.62 | 8 | 0
2040 | ENT_2_SPP_N | ENT | SPP_N | Internal | Summer | B10 | 1262 | 1300 | 0 | 55.78 | 52.5 | 8 | 0
2040 | ENT_2_SPP_N | ENT | SPP_N | Internal | Winter | B16 | 25 | 1300 | 10.67 | 88 | 95.99 | 8 | 0
2040 | ENT_2_SPP_N | ENT | SPP_N | Internal | Winter | B17 | 100 | 1300 | 0 | 65.59 | 67.82 | 8 | 0
2040 | ENT_2_SPP_N | ENT | SPP_N | Internal | Winter | B18 | 400 | 1300 | 0 | 64.02 | 59.02 | 8 | 0
2040 | ENT_2_SPP_N | ENT | SPP_N | Internal | Winter | B19 | 700 | 1300 | 0 | 63.4 | 59.02 | 8 | 0
2040 | ENT_2_SPP_N | ENT | SPP_N | Internal | Winter | B20 | 935 | 1300 | 0 | 62.83 | 57.83 | 8 | 0
2040 | ENT_2_SPP_S | ENT | SPP_S | Internal | Shoulder | B11 | 25 | 1300 | 0 | 87.77 | 82.77 | 8 | 0
2040 | ENT_2_SPP_S | ENT | SPP_S | Internal | Shoulder | B12 | 200 | 1300 | 0 | 61.96 | 59.25 | 8 | 0
2040 | ENT_2_SPP_S | ENT | SPP_S | Internal | Shoulder | B13 | 600 | 1300 | 0 | 60.74 | 55.75 | 8 | 0
2040 | ENT_2_SPP_S | ENT | SPP_S | Internal | Shoulder | B14 | 900 | 1300 | 0 | 59.46 | 54.25 | 8 | 0
2040 | ENT_2_SPP_S | ENT | SPP_S | Internal | Shoulder | B15 | 1203 | 1300 | 0 | 59.46 | 54.25 | 8 | 0
2040 | ENT_2_SPP_S | ENT | SPP_S | Internal | Summer | B1 | 10 | 1300 | 0 | 102.66 | 83.11 | 8 | 0
2040 | ENT_2_SPP_S | ENT | SPP_S | Internal | Summer | B2 | 25 | 1300 | 0 | 94.52 | 86.8 | 8 | 0
2040 | ENT_2_SPP_S | ENT | SPP_S | Internal | Summer | B3 | 75 | 1300 | 0 | 92.52 | 92.39 | 8 | 0
2040 | ENT_2_SPP_S | ENT | SPP_S | Internal | Summer | B4 | 100 | 1300 | 0 | 88.82 | 83.81 | 8 | 0
2040 | ENT_2_SPP_S | ENT | SPP_S | Internal | Summer | B5 | 200 | 1300 | 0 | 86.26 | 83.11 | 8 | 0
2040 | ENT_2_SPP_S | ENT | SPP_S | Internal | Summer | B6 | 300 | 1300 | 0 | 77.83 | 83.11 | 8 | 0
2040 | ENT_2_SPP_S | ENT | SPP_S | Internal | Summer | B7 | 400 | 1300 | 0 | 60 | 64.15 | 8 | 0
2040 | ENT_2_SPP_S | ENT | SPP_S | Internal | Summer | B8 | 500 | 1300 | 0 | 59.57 | 57.43 | 8 | 0
2040 | ENT_2_SPP_S | ENT | SPP_S | Internal | Summer | B9 | 800 | 1300 | 0 | 57.59 | 53.64 | 8 | 0
2040 | ENT_2_SPP_S | ENT | SPP_S | Internal | Summer | B10 | 1262 | 1300 | 0 | 55.78 | 52.51 | 8 | 0
2040 | ENT_2_SPP_S | ENT | SPP_S | Internal | Winter | B16 | 25 | 1300 | 0 | 88 | 65.68 | 8 | 0
2040 | ENT_2_SPP_S | ENT | SPP_S | Internal | Winter | B17 | 100 | 1300 | 0 | 65.59 | 63.27 | 8 | 0
2040 | ENT_2_SPP_S | ENT | SPP_S | Internal | Winter | B18 | 400 | 1300 | 0 | 64.02 | 59.03 | 8 | 0
2040 | ENT_2_SPP_S | ENT | SPP_S | Internal | Winter | B19 | 700 | 1300 | 0 | 63.4 | 57.85 | 8 | 0
2040 | ENT_2_SPP_S | ENT | SPP_S | Internal | Winter | B20 | 935 | 1300 | 0 | 62.83 | 57.85 | 8 | 0
2040 | ENT_2_TVA_Transmission | ENT | TVA_Transmission | Internal | Shoulder | B11 | 25 | 2100 | 0 | 87.77 | 86.8 | 8 | 0
2040 | ENT_2_TVA_Transmission | ENT | TVA_Transmission | Internal | Shoulder | B12 | 200 | 2100 | 0 | 61.96 | 69.08 | 8 | 0
2040 | ENT_2_TVA_Transmission | ENT | TVA_Transmission | Internal | Shoulder | B13 | 600 | 2100 | 0 | 60.74 | 61.97 | 8 | 0
2040 | ENT_2_TVA_Transmission | ENT | TVA_Transmission | Internal | Shoulder | B14 | 900 | 2100 | 0 | 59.46 | 60.62 | 8 | 0
2040 | ENT_2_TVA_Transmission | ENT | TVA_Transmission | Internal | Shoulder | B15 | 1203 | 2100 | 0 | 59.46 | 56.56 | 8 | 0
2040 | ENT_2_TVA_Transmission | ENT | TVA_Transmission | Internal | Summer | B1 | 10 | 2100 | 0.06 | 102.66 | 110.01 | 8 | 0
2040 | ENT_2_TVA_Transmission | ENT | TVA_Transmission | Internal | Summer | B2 | 25 | 2100 | 0 | 94.52 | 98.64 | 8 | 0
2040 | ENT_2_TVA_Transmission | ENT | TVA_Transmission | Internal | Summer | B3 | 75 | 2100 | 0 | 92.52 | 95.98 | 8 | 0
2040 | ENT_2_TVA_Transmission | ENT | TVA_Transmission | Internal | Summer | B4 | 100 | 2100 | 0 | 88.82 | 95.43 | 8 | 0
2040 | ENT_2_TVA_Transmission | ENT | TVA_Transmission | Internal | Summer | B5 | 200 | 2100 | 0 | 86.26 | 91.52 | 8 | 0
2040 | ENT_2_TVA_Transmission | ENT | TVA_Transmission | Internal | Summer | B6 | 300 | 2100 | 0 | 77.83 | 71.68 | 8 | 0
2040 | ENT_2_TVA_Transmission | ENT | TVA_Transmission | Internal | Summer | B7 | 400 | 2100 | 0 | 60 | 59.74 | 8 | 0
2040 | ENT_2_TVA_Transmission | ENT | TVA_Transmission | Internal | Summer | B8 | 500 | 2100 | 0 | 59.57 | 55.09 | 8 | 0
2040 | ENT_2_TVA_Transmission | ENT | TVA_Transmission | Internal | Summer | B9 | 800 | 2100 | 0 | 57.59 | 55 | 8 | 0
2040 | ENT_2_TVA_Transmission | ENT | TVA_Transmission | Internal | Summer | B10 | 1262 | 2100 | 0 | 55.78 | 54.82 | 8 | 0
2040 | ENT_2_TVA_Transmission | ENT | TVA_Transmission | Internal | Winter | B16 | 25 | 2100 | 2099.98 | 88 | 97 | 8 | 1
2040 | ENT_2_TVA_Transmission | ENT | TVA_Transmission | Internal | Winter | B17 | 100 | 2100 | 0 | 65.59 | 72.68 | 8 | 0
2040 | ENT_2_TVA_Transmission | ENT | TVA_Transmission | Internal | Winter | B18 | 400 | 2100 | 0 | 64.02 | 65.38 | 8 | 0
2040 | ENT_2_TVA_Transmission | ENT | TVA_Transmission | Internal | Winter | B19 | 700 | 2100 | 0 | 63.4 | 61.24 | 8 | 0
2040 | ENT_2_TVA_Transmission | ENT | TVA_Transmission | Internal | Winter | B20 | 935 | 2100 | 0 | 62.83 | 60.03 | 8 | 0
2040 | FRCC_2_SOCO | FRCC | SOCO | Internal | Shoulder | B11 | 25 | 900 | 0 | 94.96 | 93.8 | 8 | 0
2040 | FRCC_2_SOCO | FRCC | SOCO | Internal | Shoulder | B12 | 200 | 900 | 0 | 66.91 | 61.82 | 8 | 0
2040 | FRCC_2_SOCO | FRCC | SOCO | Internal | Shoulder | B13 | 600 | 900 | 0 | 66.91 | 61.82 | 8 | 0
2040 | FRCC_2_SOCO | FRCC | SOCO | Internal | Shoulder | B14 | 900 | 900 | 0 | 66.91 | 56.91 | 8 | 0
2040 | FRCC_2_SOCO | FRCC | SOCO | Internal | Shoulder | B15 | 1203 | 900 | 0 | 61.1 | 56.55 | 8 | 0
2040 | FRCC_2_SOCO | FRCC | SOCO | Internal | Summer | B1 | 10 | 900 | 0.01 | 107.44 | 110.66 | 8 | 0
2040 | FRCC_2_SOCO | FRCC | SOCO | Internal | Summer | B2 | 25 | 900 | 0 | 107.44 | 102.52 | 8 | 0
2040 | FRCC_2_SOCO | FRCC | SOCO | Internal | Summer | B3 | 75 | 900 | 0 | 105.07 | 100.52 | 8 | 0
2040 | FRCC_2_SOCO | FRCC | SOCO | Internal | Summer | B4 | 100 | 900 | 0 | 93.29 | 100.52 | 8 | 0
2040 | FRCC_2_SOCO | FRCC | SOCO | Internal | Summer | B5 | 200 | 900 | 0 | 93.29 | 100.52 | 8 | 0
2040 | FRCC_2_SOCO | FRCC | SOCO | Internal | Summer | B6 | 300 | 900 | 0 | 78.23 | 75.86 | 8 | 0
2040 | FRCC_2_SOCO | FRCC | SOCO | Internal | Summer | B7 | 400 | 900 | 0 | 68.59 | 62.39 | 8 | 0
2040 | FRCC_2_SOCO | FRCC | SOCO | Internal | Summer | B8 | 500 | 900 | 0 | 65.74 | 60.21 | 8 | 0
2040 | FRCC_2_SOCO | FRCC | SOCO | Internal | Summer | B9 | 800 | 900 | 0 | 65.74 | 55.74 | 8 | 0
2040 | FRCC_2_SOCO | FRCC | SOCO | Internal | Summer | B10 | 1262 | 900 | 0 | 60.05 | 55.11 | 8 | 0
2040 | FRCC_2_SOCO | FRCC | SOCO | Internal | Winter | B16 | 25 | 900 | 899.99 | 85.74 | 96 | 8 | 2.25
2040 | FRCC_2_SOCO | FRCC | SOCO | Internal | Winter | B17 | 100 | 900 | 0 | 69.97 | 65.5 | 8 | 0
2040 | FRCC_2_SOCO | FRCC | SOCO | Internal | Winter | B18 | 400 | 900 | 0 | 69.97 | 65.5 | 8 | 0
2040 | FRCC_2_SOCO | FRCC | SOCO | Internal | Winter | B19 | 700 | 900 | 0 | 69.97 | 60.27 | 8 | 0
2040 | FRCC_2_SOCO | FRCC | SOCO | Internal | Winter | B20 | 935 | 900 | 0 | 63.83 | 59.84 | 8 | 0
2040 | HQ_NEISO_2_NEISO | HQ_NEISO | NEISO | Internal | Shoulder | B11 | 25 | 99999 | 2920 | 51.8 | 51.81 | 0.01 | 0
2040 | HQ_NEISO_2_NEISO | HQ_NEISO | NEISO | Internal | Shoulder | B12 | 200 | 99999 | 2920 | 51.8 | 51.81 | 0.01 | 0
2040 | HQ_NEISO_2_NEISO | HQ_NEISO | NEISO | Internal | Shoulder | B13 | 600 | 99999 | 2920 | 48.96 | 48.97 | 0.01 | 0
2040 | HQ_NEISO_2_NEISO | HQ_NEISO | NEISO | Internal | Shoulder | B14 | 900 | 99999 | 2920 | 48.96 | 48.97 | 0.01 | 0
2040 | HQ_NEISO_2_NEISO | HQ_NEISO | NEISO | Internal | Shoulder | B15 | 1203 | 99999 | 1143.24 | 48.96 | 48.97 | 0.01 | 0
2040 | HQ_NEISO_2_NEISO | HQ_NEISO | NEISO | Internal | Summer | B1 | 10 | 99999 | 2920.09 | 99.22 | 99.23 | 0.01 | 0
2040 | HQ_NEISO_2_NEISO | HQ_NEISO | NEISO | Internal | Summer | B2 | 25 | 99999 | 2920 | 77.63 | 77.64 | 0.01 | 0
2040 | HQ_NEISO_2_NEISO | HQ_NEISO | NEISO | Internal | Summer | B3 | 75 | 99999 | 2920 | 74.19 | 74.2 | 0.01 | 0
2040 | HQ_NEISO_2_NEISO | HQ_NEISO | NEISO | Internal | Summer | B4 | 100 | 99999 | 2920 | 69.55 | 69.56 | 0.01 | 0
2040 | HQ_NEISO_2_NEISO | HQ_NEISO | NEISO | Internal | Summer | B5 | 200 | 99999 | 2920 | 62.62 | 62.63 | 0.01 | 0
2040 | HQ_NEISO_2_NEISO | HQ_NEISO | NEISO | Internal | Summer | B6 | 300 | 99999 | 2920 | 52.98 | 52.99 | 0.01 | 0
2040 | HQ_NEISO_2_NEISO | HQ_NEISO | NEISO | Internal | Summer | B7 | 400 | 99999 | 2920 | 49.69 | 49.7 | 0.01 | 0
2040 | HQ_NEISO_2_NEISO | HQ_NEISO | NEISO | Internal | Summer | B8 | 500 | 99999 | 2920 | 48.35 | 48.36 | 0.01 | 0
2040 | HQ_NEISO_2_NEISO | HQ_NEISO | NEISO | Internal | Summer | B9 | 800 | 99999 | 2920 | 45.18 | 45.19 | 0.01 | 0
2040 | HQ_NEISO_2_NEISO | HQ_NEISO | NEISO | Internal | Summer | B10 | 1262 | 99999 | 795.94 | 45.18 | 45.19 | 0.01 | 0
2040 | HQ_NEISO_2_NEISO | HQ_NEISO | NEISO | Internal | Winter | B16 | 25 | 99999 | 2920 | 69.78 | 69.79 | 0.01 | 0
2040 | HQ_NEISO_2_NEISO | HQ_NEISO | NEISO | Internal | Winter | B17 | 100 | 99999 | 2920 | 62.98 | 63 | 0.01 | 0
2040 | HQ_NEISO_2_NEISO | HQ_NEISO | NEISO | Internal | Winter | B18 | 400 | 99999 | 2920 | 60.57 | 60.58 | 0.01 | 0
2040 | HQ_NEISO_2_NEISO | HQ_NEISO | NEISO | Internal | Winter | B19 | 700 | 99999 | 2920 | 60.57 | 60.58 | 0.01 | 0
2040 | HQ_NEISO_2_NEISO | HQ_NEISO | NEISO | Internal | Winter | B20 | 935 | 99999 | 1233.58 | 60.57 | 60.58 | 0.01 | 0
2040 | HQ_NY_2_NYISO_A-F | HQ_NY | NYISO_A-F | Internal | Shoulder | B11 | 25 | 99999 | 1000 | 58.48 | 58.5 | 0.01 | 0
2040 | HQ_NY_2_NYISO_A-F | HQ_NY | NYISO_A-F | Internal | Shoulder | B12 | 200 | 99999 | 1000 | 59.37 | 59.38 | 0.01 | 0
2040 | HQ_NY_2_NYISO_A-F | HQ_NY | NYISO_A-F | Internal | Shoulder | B13 | 600 | 99999 | 1000 | 52.64 | 52.65 | 0.01 | 0
2040 | HQ_NY_2_NYISO_A-F | HQ_NY | NYISO_A-F | Internal | Shoulder | B14 | 900 | 99999 | 1000 | 51.96 | 51.97 | 0.01 | 0
2040 | HQ_NY_2_NYISO_A-F | HQ_NY | NYISO_A-F | Internal | Shoulder | B15 | 1203 | 99999 | 188.69 | 51.37 | 51.38 | 0.01 | 0
2040 | HQ_NY_2_NYISO_A-F | HQ_NY | NYISO_A-F | Internal | Summer | B1 | 10 | 99999 | 1000.09 | 102.2 | 102.21 | 0.01 | 0
2040 | HQ_NY_2_NYISO_A-F | HQ_NY | NYISO_A-F | Internal | Summer | B2 | 25 | 99999 | 1000 | 80.63 | 80.64 | 0.01 | 0
2040 | HQ_NY_2_NYISO_A-F | HQ_NY | NYISO_A-F | Internal | Summer | B3 | 75 | 99999 | 1000 | 75.29 | 75.3 | 0.01 | 0
2040 | HQ_NY_2_NYISO_A-F | HQ_NY | NYISO_A-F | Internal | Summer | B4 | 100 | 99999 | 1000 | 72.53 | 72.55 | 0.01 | 0
2040 | HQ_NY_2_NYISO_A-F | HQ_NY | NYISO_A-F | Internal | Summer | B5 | 200 | 99999 | 1000 | 68.36 | 68.37 | 0.01 | 0
2040 | HQ_NY_2_NYISO_A-F | HQ_NY | NYISO_A-F | Internal | Summer | B6 | 300 | 99999 | 1000 | 61.76 | 61.77 | 0.01 | 0
2040 | HQ_NY_2_NYISO_A-F | HQ_NY | NYISO_A-F | Internal | Summer | B7 | 400 | 99999 | 1000 | 53.22 | 53.24 | 0.01 | 0
2040 | HQ_NY_2_NYISO_A-F | HQ_NY | NYISO_A-F | Internal | Summer | B8 | 500 | 99999 | 1000 | 51.35 | 51.36 | 0.01 | 0
2040 | HQ_NY_2_NYISO_A-F | HQ_NY | NYISO_A-F | Internal | Summer | B9 | 800 | 99999 | 1000 | 51.03 | 51.04 | 0.01 | 0
2040 | HQ_NY_2_NYISO_A-F | HQ_NY | NYISO_A-F | Internal | Summer | B10 | 1262 | 99999 | 30.11 | 51.03 | 51.04 | 0.01 | 0
2040 | HQ_NY_2_NYISO_A-F | HQ_NY | NYISO_A-F | Internal | Winter | B16 | 25 | 99999 | 1000 | 72.78 | 72.79 | 0.01 | 0
2040 | HQ_NY_2_NYISO_A-F | HQ_NY | NYISO_A-F | Internal | Winter | B17 | 100 | 99999 | 1000 | 65.97 | 65.98 | 0.01 | 0
2040 | HQ_NY_2_NYISO_A-F | HQ_NY | NYISO_A-F | Internal | Winter | B18 | 400 | 99999 | 1000 | 60.84 | 60.85 | 0.01 | 0
2040 | HQ_NY_2_NYISO_A-F | HQ_NY | NYISO_A-F | Internal | Winter | B19 | 700 | 99999 | 1000 | 60.25 | 60.26 | 0.01 | 0
2040 | HQ_NY_2_NYISO_A-F | HQ_NY | NYISO_A-F | Internal | Winter | B20 | 935 | 99999 | 229.95 | 60.25 | 60.26 | 0.01 | 0
2040 | HQ_IESO_2_IESO | HQ_IESO | IESO | Internal | Shoulder | B11 | 25 | 99999 | 400 | 51.48 | 51.5 | 0.01 | 0
2040 | HQ_IESO_2_IESO | HQ_IESO | IESO | Internal | Shoulder | B12 | 200 | 99999 | 400 | 52.37 | 52.38 | 0.01 | 0
2040 | HQ_IESO_2_IESO | HQ_IESO | IESO | Internal | Shoulder | B13 | 600 | 99999 | 400 | 51.48 | 51.5 | 0.01 | 0
2040 | HQ_IESO_2_IESO | HQ_IESO | IESO | Internal | Shoulder | B14 | 900 | 99999 | 400 | 51 | 51.01 | 0.01 | 0
2040 | HQ_IESO_2_IESO | HQ_IESO | IESO | Internal | Shoulder | B15 | 1203 | 99999 | 75.48 | 51 | 51.01 | 0.01 | 0
2040 | HQ_IESO_2_IESO | HQ_IESO | IESO | Internal | Summer | B1 | 10 | 99999 | 400.09 | 107.64 | 107.65 | 0.01 | 0
2040 | HQ_IESO_2_IESO | HQ_IESO | IESO | Internal | Summer | B2 | 25 | 99999 | 400 | 87.63 | 87.64 | 0.01 | 0
2040 | HQ_IESO_2_IESO | HQ_IESO | IESO | Internal | Summer | B3 | 75 | 99999 | 400 | 82.29 | 82.3 | 0.01 | 0
2040 | HQ_IESO_2_IESO | HQ_IESO | IESO | Internal | Summer | B4 | 100 | 99999 | 400 | 65.53 | 65.55 | 0.01 | 0
2040 | HQ_IESO_2_IESO | HQ_IESO | IESO | Internal | Summer | B5 | 200 | 99999 | 400 | 61.36 | 61.37 | 0.01 | 0
2040 | HQ_IESO_2_IESO | HQ_IESO | IESO | Internal | Summer | B6 | 300 | 99999 | 400 | 54.76 | 54.77 | 0.01 | 0
2040 | HQ_IESO_2_IESO | HQ_IESO | IESO | Internal | Summer | B7 | 400 | 99999 | 400 | 50.74 | 50.76 | 0.01 | 0
2040 | HQ_IESO_2_IESO | HQ_IESO | IESO | Internal | Summer | B8 | 500 | 99999 | 400 | 47.07 | 47.08 | 0.01 | 0
2040 | HQ_IESO_2_IESO | HQ_IESO | IESO | Internal | Summer | B9 | 800 | 99999 | 400 | 47.07 | 47.08 | 0.01 | 0
2040 | HQ_IESO_2_IESO | HQ_IESO | IESO | Internal | Summer | B10 | 1262 | 99999 | 12.04 | 47.07 | 47.08 | 0.01 | 0
2040 | HQ_IESO_2_IESO | HQ_IESO | IESO | Internal | Winter | B16 | 25 | 99999 | 400 | 65.78 | 65.79 | 0.01 | 0
2040 | HQ_IESO_2_IESO | HQ_IESO | IESO | Internal | Winter | B17 | 100 | 99999 | 400 | 58.11 | 58.13 | 0.01 | 0
2040 | HQ_IESO_2_IESO | HQ_IESO | IESO | Internal | Winter | B18 | 400 | 99999 | 400 | 53.84 | 53.85 | 0.01 | 0
2040 | HQ_IESO_2_IESO | HQ_IESO | IESO | Internal | Winter | B19 | 700 | 99999 | 400 | 53.84 | 53.85 | 0.01 | 0
2040 | HQ_IESO_2_IESO | HQ_IESO | IESO | Internal | Winter | B20 | 935 | 99999 | 91.98 | 53.84 | 53.85 | 0.01 | 0
2040 | IESO_2_MAPP_CA | IESO | MAPP_CA | Internal | Shoulder | B11 | 25 | 262 | 262 | 51.5 | 64.96 | 7 | 6.46
2040 | IESO_2_MAPP_CA | IESO | MAPP_CA | Internal | Shoulder | B12 | 200 | 262 | 262 | 52.38 | 69.37 | 7 | 9.99
2040 | IESO_2_MAPP_CA | IESO | MAPP_CA | Internal | Shoulder | B13 | 600 | 262 | 262 | 51.5 | 59.84 | 7 | 1.34
2040 | IESO_2_MAPP_CA | IESO | MAPP_CA | Internal | Shoulder | B14 | 900 | 262 | 0 | 51.01 | 56.6 | 7 | 0
2040 | IESO_2_MAPP_CA | IESO | MAPP_CA | Internal | Shoulder | B15 | 1203 | 262 | 0 | 51.01 | 56.6 | 7 | 0
2040 | IESO_2_MAPP_CA | IESO | MAPP_CA | Internal | Summer | B1 | 10 | 262 | 0 | 107.65 | 92.47 | 7 | 0
2040 | IESO_2_MAPP_CA | IESO | MAPP_CA | Internal | Summer | B2 | 25 | 262 | 0 | 87.64 | 92.47 | 7 | 0
2040 | IESO_2_MAPP_CA | IESO | MAPP_CA | Internal | Summer | B3 | 75 | 262 | 154.03 | 82.3 | 89.3 | 7 | 0
2040 | IESO_2_MAPP_CA | IESO | MAPP_CA | Internal | Summer | B4 | 100 | 262 | 262 | 65.55 | 80.25 | 7 | 7.7
2040 | IESO_2_MAPP_CA | IESO | MAPP_CA | Internal | Summer | B5 | 200 | 262 | 262 | 61.37 | 76.66 | 7 | 8.29
2040 | IESO_2_MAPP_CA | IESO | MAPP_CA | Internal | Summer | B6 | 300 | 262 | 262 | 54.77 | 62.45 | 7 | 0.68
2040 | IESO_2_MAPP_CA | IESO | MAPP_CA | Internal | Summer | B7 | 400 | 262 | 0 | 50.76 | 57.28 | 7 | 0
2040 | IESO_2_MAPP_CA | IESO | MAPP_CA | Internal | Summer | B8 | 500 | 262 | 0 | 47.08 | 52.56 | 7 | 0
2040 | IESO_2_MAPP_CA | IESO | MAPP_CA | Internal | Summer | B9 | 800 | 262 | 0 | 47.08 | 52.56 | 7 | 0
2040 | IESO_2_MAPP_CA | IESO | MAPP_CA | Internal | Summer | B10 | 1262 | 262 | 0 | 47.08 | 52.56 | 7 | 0
2040 | IESO_2_MAPP_CA | IESO | MAPP_CA | Internal | Winter | B16 | 25 | 262 | 262 | 65.79 | 95.96 | 7 | 23.17
2040 | IESO_2_MAPP_CA | IESO | MAPP_CA | Internal | Winter | B17 | 100 | 262 | 262 | 58.13 | 72.79 | 7 | 7.67
2040 | IESO_2_MAPP_CA | IESO | MAPP_CA | Internal | Winter | B18 | 400 | 262 | 262 | 53.85 | 63.53 | 7 | 2.67
2040 | IESO_2_MAPP_CA | IESO | MAPP_CA | Internal | Winter | B19 | 700 | 262 | 262 | 53.85 | 61.15 | 7 | 0.3
2040 | IESO_2_MAPP_CA | IESO | MAPP_CA | Internal | Winter | B20 | 935 | 262 | 262 | 53.85 | 61.15 | 7 | 0.3
2040 | IESO_2_MISO_MI | IESO | MISO_MI | Internal | Shoulder | B11 | 25 | 1840 | 1840 | 51.5 | 82.8 | 7 | 24.3
2040 | IESO_2_MISO_MI | IESO | MISO_MI | Internal | Shoulder | B12 | 200 | 1840 | 1840 | 52.38 | 69.39 | 7 | 10.01
2040 | IESO_2_MISO_MI | IESO | MISO_MI | Internal | Shoulder | B13 | 600 | 1840 | 1840 | 51.5 | 59.33 | 7 | 0.83
2040 | IESO_2_MISO_MI | IESO | MISO_MI | Internal | Shoulder | B14 | 900 | 1840 | 0 | 51.01 | 56.62 | 7 | 0
2040 | IESO_2_MISO_MI | IESO | MISO_MI | Internal | Shoulder | B15 | 1203 | 1840 | 0 | 51.01 | 51.66 | 7 | 0
2040 | IESO_2_MISO_MI | IESO | MISO_MI | Internal | Summer | B1 | 10 | 1840 | 168.75 | 107.65 | 114.65 | 7 | 0
2040 | IESO_2_MISO_MI | IESO | MISO_MI | Internal | Summer | B2 | 25 | 1840 | 793.3 | 87.64 | 94.64 | 7 | 0
2040 | IESO_2_MISO_MI | IESO | MISO_MI | Internal | Summer | B3 | 75 | 1840 | 1840 | 82.3 | 92.45 | 7 | 3.15
2040 | IESO_2_MISO_MI | IESO | MISO_MI | Internal | Summer | B4 | 100 | 1840 | 1840 | 65.55 | 89.59 | 7 | 17.04
2040 | IESO_2_MISO_MI | IESO | MISO_MI | Internal | Summer | B5 | 200 | 1840 | 1840 | 61.37 | 86.84 | 7 | 18.47
2040 | IESO_2_MISO_MI | IESO | MISO_MI | Internal | Summer | B6 | 300 | 1840 | 1840 | 54.77 | 67.76 | 7 | 5.99
2040 | IESO_2_MISO_MI | IESO | MISO_MI | Internal | Summer | B7 | 400 | 1840 | 0 | 50.76 | 56.24 | 7 | 0
2040 | IESO_2_MISO_MI | IESO | MISO_MI | Internal | Summer | B8 | 500 | 1840 | 119.58 | 47.08 | 54.08 | 7 | 0
2040 | IESO_2_MISO_MI | IESO | MISO_MI | Internal | Summer | B9 | 800 | 1840 | 0 | 47.08 | 51.78 | 7 | 0
2040 | IESO_2_MISO_MI | IESO | MISO_MI | Internal | Summer | B10 | 1262 | 1840 | 0 | 47.08 | 50.45 | 7 | 0
2040 | IESO_2_MISO_MI | IESO | MISO_MI | Internal | Winter | B16 | 25 | 1840 | 1840 | 65.79 | 95.98 | 7 | 23.19
2040 | IESO_2_MISO_MI | IESO | MISO_MI | Internal | Winter | B17 | 100 | 1840 | 1840 | 58.13 | 72.82 | 7 | 7.69
2040 | IESO_2_MISO_MI | IESO | MISO_MI | Internal | Winter | B18 | 400 | 1840 | 1840 | 53.85 | 63.55 | 7 | 2.7
2040 | IESO_2_MISO_MI | IESO | MISO_MI | Internal | Winter | B19 | 700 | 1840 | 0 | 53.85 | 59.72 | 7 | 0
2040 | IESO_2_MISO_MI | IESO | MISO_MI | Internal | Winter | B20 | 935 | 1840 | 0 | 53.85 | 55.06 | 7 | 0
2040 | IESO_2_MISO_W | IESO | MISO_W | Internal | Shoulder | B11 | 25 | 140 | 140 | 51.5 | 95.76 | 7 | 37.26
2040 | IESO_2_MISO_W | IESO | MISO_W | Internal | Shoulder | B12 | 200 | 140 | 140 | 52.38 | 69.38 | 7 | 10
2040 | IESO_2_MISO_W | IESO | MISO_W | Internal | Shoulder | B13 | 600 | 140 | 140 | 51.5 | 59.85 | 7 | 1.36
2040 | IESO_2_MISO_W | IESO | MISO_W | Internal | Shoulder | B14 | 900 | 140 | 0 | 51.01 | 56.61 | 7 | 0
2040 | IESO_2_MISO_W | IESO | MISO_W | Internal | Shoulder | B15 | 1203 | 140 | 0 | 51.01 | 51.67 | 7 | 0
2040 | IESO_2_MISO_W | IESO | MISO_W | Internal | Summer | B1 | 10 | 140 | 0.01 | 107.65 | 110.65 | 7 | 0
2040 | IESO_2_MISO_W | IESO | MISO_W | Internal | Summer | B2 | 25 | 140 | 140 | 87.64 | 99.26 | 7 | 4.62
2040 | IESO_2_MISO_W | IESO | MISO_W | Internal | Summer | B3 | 75 | 140 | 140 | 82.3 | 99.26 | 7 | 9.96
2040 | IESO_2_MISO_W | IESO | MISO_W | Internal | Summer | B4 | 100 | 140 | 140 | 65.55 | 93.54 | 7 | 21
2040 | IESO_2_MISO_W | IESO | MISO_W | Internal | Summer | B5 | 200 | 140 | 140 | 61.37 | 93.54 | 7 | 25.17
2040 | IESO_2_MISO_W | IESO | MISO_W | Internal | Summer | B6 | 300 | 140 | 140 | 54.77 | 78.85 | 7 | 17.09
2040 | IESO_2_MISO_W | IESO | MISO_W | Internal | Summer | B7 | 400 | 140 | 0 | 50.76 | 57.29 | 7 | 0
2040 | IESO_2_MISO_W | IESO | MISO_W | Internal | Summer | B8 | 500 | 140 | 0 | 47.08 | 51.78 | 7 | 0
2040 | IESO_2_MISO_W | IESO | MISO_W | Internal | Summer | B9 | 800 | 140 | 0 | 47.08 | 50.03 | 7 | 0
2040 | IESO_2_MISO_W | IESO | MISO_W | Internal | Summer | B10 | 1262 | 140 | 0 | 47.08 | 45.5 | 7 | 0
2040 | IESO_2_MISO_W | IESO | MISO_W | Internal | Winter | B16 | 25 | 140 | 140 | 65.79 | 95.97 | 7 | 23.18
2040 | IESO_2_MISO_W | IESO | MISO_W | Internal | Winter | B17 | 100 | 140 | 140 | 58.13 | 72.81 | 7 | 7.68
2040 | IESO_2_MISO_W | IESO | MISO_W | Internal | Winter | B18 | 400 | 140 | 140 | 53.85 | 63.54 | 7 | 2.68
2040 | IESO_2_MISO_W | IESO | MISO_W | Internal | Winter | B19 | 700 | 140 | 0 | 53.85 | 59.73 | 7 | 0
2040 | IESO_2_MISO_W | IESO | MISO_W | Internal | Winter | B20 | 935 | 140 | 0 | 53.85 | 50.83 | 7 | 0
2040 | IESO_2_NYISO_A-F | IESO | NYISO_A-F | Internal | Shoulder | B11 | 25 | 1725 | 1365.1 | 51.5 | 58.5 | 7 | 0
2040 | IESO_2_NYISO_A-F | IESO | NYISO_A-F | Internal | Shoulder | B12 | 200 | 1725 | 1088.73 | 52.38 | 59.38 | 7 | 0
2040 | IESO_2_NYISO_A-F | IESO | NYISO_A-F | Internal | Shoulder | B13 | 600 | 1725 | 0 | 51.5 | 52.65 | 7 | 0
2040 | IESO_2_NYISO_A-F | IESO | NYISO_A-F | Internal | Shoulder | B14 | 900 | 1725 | 0 | 51.01 | 51.97 | 7 | 0
2040 | IESO_2_NYISO_A-F | IESO | NYISO_A-F | Internal | Shoulder | B15 | 1203 | 1725 | 0 | 51.01 | 51.38 | 7 | 0
2040 | IESO_2_NYISO_A-F | IESO | NYISO_A-F | Internal | Summer | B1 | 10 | 1725 | 0 | 107.65 | 102.21 | 7 | 0
2040 | IESO_2_NYISO_A-F | IESO | NYISO_A-F | Internal | Summer | B2 | 25 | 1725 | 0 | 87.64 | 80.64 | 7 | 0
2040 | IESO_2_NYISO_A-F | IESO | NYISO_A-F | Internal | Summer | B3 | 75 | 1725 | 0 | 82.3 | 75.3 | 7 | 0
2040 | IESO_2_NYISO_A-F | IESO | NYISO_A-F | Internal | Summer | B4 | 100 | 1725 | 115.26 | 65.55 | 72.55 | 7 | 0
2040 | IESO_2_NYISO_A-F | IESO | NYISO_A-F | Internal | Summer | B5 | 200 | 1725 | 1014.55 | 61.37 | 68.37 | 7 | 0
2040 | IESO_2_NYISO_A-F | IESO | NYISO_A-F | Internal | Summer | B6 | 300 | 1725 | 363.56 | 54.77 | 61.77 | 7 | 0
2040 | IESO_2_NYISO_A-F | IESO | NYISO_A-F | Internal | Summer | B7 | 400 | 1725 | 0 | 50.76 | 53.24 | 7 | 0
2040 | IESO_2_NYISO_A-F | IESO | NYISO_A-F | Internal | Summer | B8 | 500 | 1725 | 0 | 47.08 | 51.36 | 7 | 0
2040 | IESO_2_NYISO_A-F | IESO | NYISO_A-F | Internal | Summer | B9 | 800 | 1725 | 0 | 47.08 | 51.04 | 7 | 0
2040 | IESO_2_NYISO_A-F | IESO | NYISO_A-F | Internal | Summer | B10 | 1262 | 1725 | 0 | 47.08 | 51.04 | 7 | 0
2040 | IESO_2_NYISO_A-F | IESO | NYISO_A-F | Internal | Winter | B16 | 25 | 1725 | 1466.2 | 65.79 | 72.79 | 7 | 0
2040 | IESO_2_NYISO_A-F | IESO | NYISO_A-F | Internal | Winter | B17 | 100 | 1725 | 1724.99 | 58.13 | 65.98 | 7 | 0.86
2040 | IESO_2_NYISO_A-F | IESO | NYISO_A-F | Internal | Winter | B18 | 400 | 1725 | 0.47 | 53.85 | 60.85 | 7 | 0
2040 | IESO_2_NYISO_A-F | IESO | NYISO_A-F | Internal | Winter | B19 | 700 | 1725 | 0 | 53.85 | 60.26 | 7 | 0
2040 | IESO_2_NYISO_A-F | IESO | NYISO_A-F | Internal | Winter | B20 | 935 | 1725 | 0 | 53.85 | 60.26 | 7 | 0
2040 | MAPP_CA_2_IESO | MAPP_CA | IESO | Internal | Shoulder | B11 | 25 | 330 | 0 | 64.96 | 51.5 | 8 | 0
2040 | MAPP_CA_2_IESO | MAPP_CA | IESO | Internal | Shoulder | B12 | 200 | 330 | 0 | 69.37 | 52.38 | 8 | 0
2040 | MAPP_CA_2_IESO | MAPP_CA | IESO | Internal | Shoulder | B13 | 600 | 330 | 0 | 59.84 | 51.5 | 8 | 0
2040 | MAPP_CA_2_IESO | MAPP_CA | IESO | Internal | Shoulder | B14 | 900 | 330 | 0 | 56.6 | 51.01 | 8 | 0
2040 | MAPP_CA_2_IESO | MAPP_CA | IESO | Internal | Shoulder | B15 | 1203 | 330 | 0 | 56.6 | 51.01 | 8 | 0
2040 | MAPP_CA_2_IESO | MAPP_CA | IESO | Internal | Summer | B1 | 10 | 330 | 330 | 92.47 | 107.65 | 8 | 7.18
2040 | MAPP_CA_2_IESO | MAPP_CA | IESO | Internal | Summer | B2 | 25 | 330 | 0 | 92.47 | 87.64 | 8 | 0
2040 | MAPP_CA_2_IESO | MAPP_CA | IESO | Internal | Summer | B3 | 75 | 330 | 0 | 89.3 | 82.3 | 8 | 0
2040 | MAPP_CA_2_IESO | MAPP_CA | IESO | Internal | Summer | B4 | 100 | 330 | 0 | 80.25 | 65.55 | 8 | 0
2040 | MAPP_CA_2_IESO | MAPP_CA | IESO | Internal | Summer | B5 | 200 | 330 | 0 | 76.66 | 61.37 | 8 | 0
2040 | MAPP_CA_2_IESO | MAPP_CA | IESO | Internal | Summer | B6 | 300 | 330 | 0 | 62.45 | 54.77 | 8 | 0
2040 | MAPP_CA_2_IESO | MAPP_CA | IESO | Internal | Summer | B7 | 400 | 330 | 0 | 57.28 | 50.76 | 8 | 0
2040 | MAPP_CA_2_IESO | MAPP_CA | IESO | Internal | Summer | B8 | 500 | 330 | 0 | 52.56 | 47.08 | 8 | 0
2040 | MAPP_CA_2_IESO | MAPP_CA | IESO | Internal | Summer | B9 | 800 | 330 | 0 | 52.56 | 47.08 | 8 | 0
2040 | MAPP_CA_2_IESO | MAPP_CA | IESO | Internal | Summer | B10 | 1262 | 330 | 0 | 52.56 | 47.08 | 8 | 0
2040 | MAPP_CA_2_IESO | MAPP_CA | IESO | Internal | Winter | B16 | 25 | 330 | 0 | 95.96 | 65.79 | 8 | 0
2040 | MAPP_CA_2_IESO | MAPP_CA | IESO | Internal | Winter | B17 | 100 | 330 | 0 | 72.79 | 58.13 | 8 | 0
2040 | MAPP_CA_2_IESO | MAPP_CA | IESO | Internal | Winter | B18 | 400 | 330 | 0 | 63.53 | 53.85 | 8 | 0
2040 | MAPP_CA_2_IESO | MAPP_CA | IESO | Internal | Winter | B19 | 700 | 330 | 0 | 61.15 | 53.85 | 8 | 0
2040 | MAPP_CA_2_IESO | MAPP_CA | IESO | Internal | Winter | B20 | 935 | 330 | 0 | 61.15 | 53.85 | 8 | 0
2040 | MAPP_CA_2_MAPP_US | MAPP_CA | MAPP_US | Internal | Shoulder | B11 | 25 | 372 | 372 | 64.96 | 88.76 | 7 | 16.79
2040 | MAPP_CA_2_MAPP_US | MAPP_CA | MAPP_US | Internal | Shoulder | B12 | 200 | 372 | 0 | 69.37 | 62.38 | 7 | 0
2040 | MAPP_CA_2_MAPP_US | MAPP_CA | MAPP_US | Internal | Shoulder | B13 | 600 | 372 | 0 | 59.84 | 52.85 | 7 | 0
2040 | MAPP_CA_2_MAPP_US | MAPP_CA | MAPP_US | Internal | Shoulder | B14 | 900 | 372 | 0 | 56.6 | 52.85 | 7 | 0
2040 | MAPP_CA_2_MAPP_US | MAPP_CA | MAPP_US | Internal | Shoulder | B15 | 1203 | 372 | 0 | 56.6 | 45.59 | 7 | 0
2040 | MAPP_CA_2_MAPP_US | MAPP_CA | MAPP_US | Internal | Summer | B1 | 10 | 372 | 371.99 | 92.47 | 103.65 | 7 | 4.18
2040 | MAPP_CA_2_MAPP_US | MAPP_CA | MAPP_US | Internal | Summer | B2 | 25 | 372 | 0 | 92.47 | 92.26 | 7 | 0
2040 | MAPP_CA_2_MAPP_US | MAPP_CA | MAPP_US | Internal | Summer | B3 | 75 | 372 | 0 | 89.3 | 92.26 | 7 | 0
2040 | MAPP_CA_2_MAPP_US | MAPP_CA | MAPP_US | Internal | Summer | B4 | 100 | 372 | 257 | 80.25 | 87.25 | 7 | 0
2040 | MAPP_CA_2_MAPP_US | MAPP_CA | MAPP_US | Internal | Summer | B5 | 200 | 372 | 372 | 76.66 | 87.25 | 7 | 3.59
2040 | MAPP_CA_2_MAPP_US | MAPP_CA | MAPP_US | Internal | Summer | B6 | 300 | 372 | 372 | 62.45 | 71.85 | 7 | 2.4
2040 | MAPP_CA_2_MAPP_US | MAPP_CA | MAPP_US | Internal | Summer | B7 | 400 | 372 | 0 | 57.28 | 57.13 | 7 | 0
2040 | MAPP_CA_2_MAPP_US | MAPP_CA | MAPP_US | Internal | Summer | B8 | 500 | 372 | 0 | 52.56 | 45.56 | 7 | 0
2040 | MAPP_CA_2_MAPP_US | MAPP_CA | MAPP_US | Internal | Summer | B9 | 800 | 372 | 0 | 52.56 | 43.03 | 7 | 0
2040 | MAPP_CA_2_MAPP_US | MAPP_CA | MAPP_US | Internal | Summer | B10 | 1262 | 372 | 0 | 52.56 | 38.5 | 7 | 0
2040 | MAPP_CA_2_MAPP_US | MAPP_CA | MAPP_US | Internal | Winter | B16 | 25 | 372 | 0 | 95.96 | 88.97 | 7 | 0
2040 | MAPP_CA_2_MAPP_US | MAPP_CA | MAPP_US | Internal | Winter | B17 | 100 | 372 | 0 | 72.79 | 65.81 | 7 | 0
2040 | MAPP_CA_2_MAPP_US | MAPP_CA | MAPP_US | Internal | Winter | B18 | 400 | 372 | 0 | 63.53 | 60.6 | 7 | 0
2040 | MAPP_CA_2_MAPP_US | MAPP_CA | MAPP_US | Internal | Winter | B19 | 700 | 372 | 0 | 61.15 | 60.6 | 7 | 0
2040 | MAPP_CA_2_MAPP_US | MAPP_CA | MAPP_US | Internal | Winter | B20 | 935 | 372 | 0 | 61.15 | 43.83 | 7 | 0
2040 | MAPP_CA_2_MISO_W | MAPP_CA | MISO_W | Internal | Shoulder | B11 | 25 | 1970 | 1970 | 64.96 | 95.76 | 0.01 | 30.78
2040 | MAPP_CA_2_MISO_W | MAPP_CA | MISO_W | Internal | Shoulder | B12 | 200 | 1970 | 1751.64 | 69.37 | 69.38 | 0.01 | 0
2040 | MAPP_CA_2_MISO_W | MAPP_CA | MISO_W | Internal | Shoulder | B13 | 600 | 1970 | 1592 | 59.84 | 59.85 | 0.01 | 0
2040 | MAPP_CA_2_MISO_W | MAPP_CA | MISO_W | Internal | Shoulder | B14 | 900 | 1970 | 1054.26 | 56.6 | 56.61 | 0.01 | 0
2040 | MAPP_CA_2_MISO_W | MAPP_CA | MISO_W | Internal | Shoulder | B15 | 1203 | 1970 | 0 | 56.6 | 51.67 | 0.01 | 0
2040 | MAPP_CA_2_MISO_W | MAPP_CA | MISO_W | Internal | Summer | B1 | 10 | 1970 | 1970 | 92.47 | 110.65 | 0.01 | 18.17
2040 | MAPP_CA_2_MISO_W | MAPP_CA | MISO_W | Internal | Summer | B2 | 25 | 1970 | 1970 | 92.47 | 99.26 | 0.01 | 6.78
2040 | MAPP_CA_2_MISO_W | MAPP_CA | MISO_W | Internal | Summer | B3 | 75 | 1970 | 1970 | 89.3 | 99.26 | 0.01 | 9.95
2040 | MAPP_CA_2_MISO_W | MAPP_CA | MISO_W | Internal | Summer | B4 | 100 | 1970 | 1970 | 80.25 | 93.54 | 0.01 | 13.28
2040 | MAPP_CA_2_MISO_W | MAPP_CA | MISO_W | Internal | Summer | B5 | 200 | 1970 | 1970 | 76.66 | 93.54 | 0.01 | 16.87
2040 | MAPP_CA_2_MISO_W | MAPP_CA | MISO_W | Internal | Summer | B6 | 300 | 1970 | 1970 | 62.45 | 78.85 | 0.01 | 16.39
2040 | MAPP_CA_2_MISO_W | MAPP_CA | MISO_W | Internal | Summer | B7 | 400 | 1970 | 1801.4 | 57.28 | 57.29 | 0.01 | 0
2040 | MAPP_CA_2_MISO_W | MAPP_CA | MISO_W | Internal | Summer | B8 | 500 | 1970 | 0 | 52.56 | 51.78 | 0.01 | 0
2040 | MAPP_CA_2_MISO_W | MAPP_CA | MISO_W | Internal | Summer | B9 | 800 | 1970 | 0 | 52.56 | 50.03 | 0.01 | 0
2040 | MAPP_CA_2_MISO_W | MAPP_CA | MISO_W | Internal | Summer | B10 | 1262 | 1970 | 0 | 52.56 | 45.5 | 0.01 | 0
2040 | MAPP_CA_2_MISO_W | MAPP_CA | MISO_W | Internal | Winter | B16 | 25 | 1970 | 746.32 | 95.96 | 95.97 | 0.01 | 0
2040 | MAPP_CA_2_MISO_W | MAPP_CA | MISO_W | Internal | Winter | B17 | 100 | 1970 | 561.44 | 72.79 | 72.81 | 0.01 | 0
2040 | MAPP_CA_2_MISO_W | MAPP_CA | MISO_W | Internal | Winter | B18 | 400 | 1970 | 48.63 | 63.53 | 63.54 | 0.01 | 0
2040 | MAPP_CA_2_MISO_W | MAPP_CA | MISO_W | Internal | Winter | B19 | 700 | 1970 | 0 | 61.15 | 59.73 | 0.01 | 0
2040 | MAPP_CA_2_MISO_W | MAPP_CA | MISO_W | Internal | Winter | B20 | 935 | 1970 | 0 | 61.15 | 50.83 | 0.01 | 0
2040 | MAPP_US_2_MAPP_CA | MAPP_US | MAPP_CA | Internal | Shoulder | B11 | 25 | 165 | 0 | 88.76 | 64.96 | 7 | 0
2040 | MAPP_US_2_MAPP_CA | MAPP_US | MAPP_CA | Internal | Shoulder | B12 | 200 | 165 | 0.15 | 62.38 | 69.37 | 7 | 0
2040 | MAPP_US_2_MAPP_CA | MAPP_US | MAPP_CA | Internal | Shoulder | B13 | 600 | 165 | 0.05 | 52.85 | 59.84 | 7 | 0
2040 | MAPP_US_2_MAPP_CA | MAPP_US | MAPP_CA | Internal | Shoulder | B14 | 900 | 165 | 0 | 52.85 | 56.6 | 7 | 0
2040 | MAPP_US_2_MAPP_CA | MAPP_US | MAPP_CA | Internal | Shoulder | B15 | 1203 | 165 | 165 | 45.59 | 56.6 | 7 | 4
2040 | MAPP_US_2_MAPP_CA | MAPP_US | MAPP_CA | Internal | Summer | B1 | 10 | 165 | 0 | 103.65 | 92.47 | 7 | 0
2040 | MAPP_US_2_MAPP_CA | MAPP_US | MAPP_CA | Internal | Summer | B2 | 25 | 165 | 0 | 92.26 | 92.47 | 7 | 0
2040 | MAPP_US_2_MAPP_CA | MAPP_US | MAPP_CA | Internal | Summer | B3 | 75 | 165 | 0 | 92.26 | 89.3 | 7 | 0
2040 | MAPP_US_2_MAPP_CA | MAPP_US | MAPP_CA | Internal | Summer | B4 | 100 | 165 | 0 | 87.25 | 80.25 | 7 | 0
2040 | MAPP_US_2_MAPP_CA | MAPP_US | MAPP_CA | Internal | Summer | B5 | 200 | 165 | 0 | 87.25 | 76.66 | 7 | 0
2040 | MAPP_US_2_MAPP_CA | MAPP_US | MAPP_CA | Internal | Summer | B6 | 300 | 165 | 0 | 71.85 | 62.45 | 7 | 0
2040 | MAPP_US_2_MAPP_CA | MAPP_US | MAPP_CA | Internal | Summer | B7 | 400 | 165 | 0 | 57.13 | 57.28 | 7 | 0
2040 | MAPP_US_2_MAPP_CA | MAPP_US | MAPP_CA | Internal | Summer | B8 | 500 | 165 | 0.25 | 45.56 | 52.56 | 7 | 0
2040 | MAPP_US_2_MAPP_CA | MAPP_US | MAPP_CA | Internal | Summer | B9 | 800 | 165 | 165 | 43.03 | 52.56 | 7 | 2.53
2040 | MAPP_US_2_MAPP_CA | MAPP_US | MAPP_CA | Internal | Summer | B10 | 1262 | 165 | 165 | 38.5 | 52.56 | 7 | 7.06
2040 | MAPP_US_2_MAPP_CA | MAPP_US | MAPP_CA | Internal | Winter | B16 | 25 | 165 | 1.09 | 88.97 | 95.96 | 7 | 0
2040 | MAPP_US_2_MAPP_CA | MAPP_US | MAPP_CA | Internal | Winter | B17 | 100 | 165 | 0.31 | 65.81 | 72.79 | 7 | 0
2040 | MAPP_US_2_MAPP_CA | MAPP_US | MAPP_CA | Internal | Winter | B18 | 400 | 165 | 0 | 60.6 | 63.53 | 7 | 0
2040 | MAPP_US_2_MAPP_CA | MAPP_US | MAPP_CA | Internal | Winter | B19 | 700 | 165 | 0 | 60.6 | 61.15 | 7 | 0
2040 | MAPP_US_2_MAPP_CA | MAPP_US | MAPP_CA | Internal | Winter | B20 | 935 | 165 | 165 | 43.83 | 61.15 | 7 | 10.32
2040 | MAPP_US_2_MISO_W | MAPP_US | MISO_W | Internal | Shoulder | B11 | 25 | 2635 | 1528.1 | 88.76 | 95.76 | 7 | 0
2040 | MAPP_US_2_MISO_W | MAPP_US | MISO_W | Internal | Shoulder | B12 | 200 | 2635 | 874.67 | 62.38 | 69.38 | 7 | 0
2040 | MAPP_US_2_MISO_W | MAPP_US | MISO_W | Internal | Shoulder | B13 | 600 | 2635 | 508.87 | 52.85 | 59.85 | 7 | 0
2040 | MAPP_US_2_MISO_W | MAPP_US | MISO_W | Internal | Shoulder | B14 | 900 | 2635 | 0 | 52.85 | 56.61 | 7 | 0
2040 | MAPP_US_2_MISO_W | MAPP_US | MISO_W | Internal | Shoulder | B15 | 1203 | 2635 | 0 | 45.59 | 51.67 | 7 | 0
2040 | MAPP_US_2_MISO_W | MAPP_US | MISO_W | Internal | Summer | B1 | 10 | 2635 | 2435.71 | 103.65 | 110.65 | 7 | 0
2040 | MAPP_US_2_MISO_W | MAPP_US | MISO_W | Internal | Summer | B2 | 25 | 2635 | 262.84 | 92.26 | 99.26 | 7 | 0
2040 | MAPP_US_2_MISO_W | MAPP_US | MISO_W | Internal | Summer | B3 | 75 | 2635 | 202.97 | 92.26 | 99.26 | 7 | 0
2040 | MAPP_US_2_MISO_W | MAPP_US | MISO_W | Internal | Summer | B4 | 100 | 2635 | 0 | 87.25 | 93.54 | 7 | 0
2040 | MAPP_US_2_MISO_W | MAPP_US | MISO_W | Internal | Summer | B5 | 200 | 2635 | 0 | 87.25 | 93.54 | 7 | 0
2040 | MAPP_US_2_MISO_W | MAPP_US | MISO_W | Internal | Summer | B6 | 300 | 2635 | 218.94 | 71.85 | 78.85 | 7 | 0
2040 | MAPP_US_2_MISO_W | MAPP_US | MISO_W | Internal | Summer | B7 | 400 | 2635 | 0 | 57.13 | 57.29 | 7 | 0
2040 | MAPP_US_2_MISO_W | MAPP_US | MISO_W | Internal | Summer | B8 | 500 | 2635 | 0 | 45.56 | 51.78 | 7 | 0
2040 | MAPP_US_2_MISO_W | MAPP_US | MISO_W | Internal | Summer | B9 | 800 | 2635 | 102.48 | 43.03 | 50.03 | 7 | 0
2040 | MAPP_US_2_MISO_W | MAPP_US | MISO_W | Internal | Summer | B10 | 1262 | 2635 | 869.34 | 38.5 | 45.5 | 7 | 0
2040 | MAPP_US_2_MISO_W | MAPP_US | MISO_W | Internal | Winter | B16 | 25 | 2635 | 504.66 | 88.97 | 95.97 | 7 | 0
2040 | MAPP_US_2_MISO_W | MAPP_US | MISO_W | Internal | Winter | B17 | 100 | 2635 | 856.08 | 65.81 | 72.81 | 7 | 0
2040 | MAPP_US_2_MISO_W | MAPP_US | MISO_W | Internal | Winter | B18 | 400 | 2635 | 0 | 60.6 | 63.54 | 7 | 0
2040 | MAPP_US_2_MISO_W | MAPP_US | MISO_W | Internal | Winter | B19 | 700 | 2635 | 0 | 60.6 | 59.73 | 7 | 0
2040 | MAPP_US_2_MISO_W | MAPP_US | MISO_W | Internal | Winter | B20 | 935 | 2635 | 405.66 | 43.83 | 50.83 | 7 | 0
2040 | MAPP_US_2_NE | MAPP_US | NE | Internal | Shoulder | B11 | 25 | 2000 | 668.64 | 88.76 | 95.76 | 7 | 0
2040 | MAPP_US_2_NE | MAPP_US | NE | Internal | Shoulder | B12 | 200 | 2000 | 0 | 62.38 | 64.38 | 7 | 0
2040 | MAPP_US_2_NE | MAPP_US | NE | Internal | Shoulder | B13 | 600 | 2000 | 0 | 52.85 | 55.73 | 7 | 0
2040 | MAPP_US_2_NE | MAPP_US | NE | Internal | Shoulder | B14 | 900 | 2000 | 0 | 52.85 | 55.24 | 7 | 0
2040 | MAPP_US_2_NE | MAPP_US | NE | Internal | Shoulder | B15 | 1203 | 2000 | 0 | 45.59 | 51.04 | 7 | 0
2040 | MAPP_US_2_NE | MAPP_US | NE | Internal | Summer | B1 | 10 | 2000 | 0 | 103.65 | 103.17 | 7 | 0
2040 | MAPP_US_2_NE | MAPP_US | NE | Internal | Summer | B2 | 25 | 2000 | 0 | 92.26 | 94.28 | 7 | 0
2040 | MAPP_US_2_NE | MAPP_US | NE | Internal | Summer | B3 | 75 | 2000 | 0 | 92.26 | 94.27 | 7 | 0
2040 | MAPP_US_2_NE | MAPP_US | NE | Internal | Summer | B4 | 100 | 2000 | 694.3 | 87.25 | 94.25 | 7 | 0
2040 | MAPP_US_2_NE | MAPP_US | NE | Internal | Summer | B5 | 200 | 2000 | 1209.64 | 87.25 | 94.25 | 7 | 0
2040 | MAPP_US_2_NE | MAPP_US | NE | Internal | Summer | B6 | 300 | 2000 | 877.18 | 71.85 | 78.85 | 7 | 0
2040 | MAPP_US_2_NE | MAPP_US | NE | Internal | Summer | B7 | 400 | 2000 | 763.74 | 57.13 | 64.13 | 7 | 0
2040 | MAPP_US_2_NE | MAPP_US | NE | Internal | Summer | B8 | 500 | 2000 | 1161.47 | 45.56 | 52.56 | 7 | 0
2040 | MAPP_US_2_NE | MAPP_US | NE | Internal | Summer | B9 | 800 | 2000 | 564.07 | 43.03 | 50.03 | 7 | 0
2040 | MAPP_US_2_NE | MAPP_US | NE | Internal | Summer | B10 | 1262 | 2000 | 0 | 38.5 | 40.5 | 7 | 0
2040 | MAPP_US_2_NE | MAPP_US | NE | Internal | Winter | B16 | 25 | 2000 | 976.86 | 88.97 | 95.97 | 7 | 0
2040 | MAPP_US_2_NE | MAPP_US | NE | Internal | Winter | B17 | 100 | 2000 | 0 | 65.81 | 67.81 | 7 | 0
2040 | MAPP_US_2_NE | MAPP_US | NE | Internal | Winter | B18 | 400 | 2000 | 0 | 60.6 | 59.01 | 7 | 0
2040 | MAPP_US_2_NE | MAPP_US | NE | Internal | Winter | B19 | 700 | 2000 | 0 | 60.6 | 59.01 | 7 | 0
2040 | MAPP_US_2_NE | MAPP_US | NE | Internal | Winter | B20 | 935 | 2000 | 0 | 43.83 | 46.86 | 7 | 0
2040 | MARITIMES_2_NEISO | MARITIMES | NEISO | Internal | Shoulder | B11 | 25 | 99999 | 1400 | 51.8 | 51.81 | 0.01 | 0
2040 | MARITIMES_2_NEISO | MARITIMES | NEISO | Internal | Shoulder | B12 | 200 | 99999 | 1400 | 51.8 | 51.81 | 0.01 | 0
2040 | MARITIMES_2_NEISO | MARITIMES | NEISO | Internal | Shoulder | B13 | 600 | 99999 | 1400 | 48.96 | 48.97 | 0.01 | 0
2040 | MARITIMES_2_NEISO | MARITIMES | NEISO | Internal | Shoulder | B14 | 900 | 99999 | 1400 | 48.96 | 48.97 | 0.01 | 0
2040 | MARITIMES_2_NEISO | MARITIMES | NEISO | Internal | Shoulder | B15 | 1203 | 99999 | 426.43 | 48.96 | 48.97 | 0.01 | 0
2040 | MARITIMES_2_NEISO | MARITIMES | NEISO | Internal | Summer | B1 | 10 | 99999 | 1400.09 | 99.22 | 99.23 | 0.01 | 0
2040 | MARITIMES_2_NEISO | MARITIMES | NEISO | Internal | Summer | B2 | 25 | 99999 | 1400 | 77.63 | 77.64 | 0.01 | 0
2040 | MARITIMES_2_NEISO | MARITIMES | NEISO | Internal | Summer | B3 | 75 | 99999 | 1400 | 74.19 | 74.2 | 0.01 | 0
2040 | MARITIMES_2_NEISO | MARITIMES | NEISO | Internal | Summer | B4 | 100 | 99999 | 1400 | 69.55 | 69.56 | 0.01 | 0
2040 | MARITIMES_2_NEISO | MARITIMES | NEISO | Internal | Summer | B5 | 200 | 99999 | 1400 | 62.62 | 62.63 | 0.01 | 0
2040 | MARITIMES_2_NEISO | MARITIMES | NEISO | Internal | Summer | B6 | 300 | 99999 | 1400 | 52.98 | 52.99 | 0.01 | 0
2040 | MARITIMES_2_NEISO | MARITIMES | NEISO | Internal | Summer | B7 | 400 | 99999 | 1400 | 49.69 | 49.7 | 0.01 | 0
2040 | MARITIMES_2_NEISO | MARITIMES | NEISO | Internal | Summer | B8 | 500 | 99999 | 1400 | 48.35 | 48.36 | 0.01 | 0
2040 | MARITIMES_2_NEISO | MARITIMES | NEISO | Internal | Summer | B9 | 800 | 99999 | 1400 | 45.18 | 45.19 | 0.01 | 0
2040 | MARITIMES_2_NEISO | MARITIMES | NEISO | Internal | Summer | B10 | 1262 | 99999 | 236.13 | 45.18 | 45.19 | 0.01 | 0
2040 | MARITIMES_2_NEISO | MARITIMES | NEISO | Internal | Winter | B16 | 25 | 99999 | 1400 | 69.78 | 69.79 | 0.01 | 0
2040 | MARITIMES_2_NEISO | MARITIMES | NEISO | Internal | Winter | B17 | 100 | 99999 | 1400 | 62.98 | 63 | 0.01 | 0
2040 | MARITIMES_2_NEISO | MARITIMES | NEISO | Internal | Winter | B18 | 400 | 99999 | 1400 | 60.57 | 60.58 | 0.01 | 0
2040 | MARITIMES_2_NEISO | MARITIMES | NEISO | Internal | Winter | B19 | 700 | 99999 | 1400 | 60.57 | 60.58 | 0.01 | 0
2040 | MARITIMES_2_NEISO | MARITIMES | NEISO | Internal | Winter | B20 | 935 | 99999 | 475.94 | 60.57 | 60.58 | 0.01 | 0
2040 | MISO_IN_2_MISO_MI | MISO_IN | MISO_MI | Internal | Shoulder | B11 | 25 | 5000 | 771.43 | 82.79 | 82.8 | 0.01 | 0
2040 | MISO_IN_2_MISO_MI | MISO_IN | MISO_MI | Internal | Shoulder | B12 | 200 | 5000 | 3743.08 | 69.38 | 69.39 | 0.01 | 0
2040 | MISO_IN_2_MISO_MI | MISO_IN | MISO_MI | Internal | Shoulder | B13 | 600 | 5000 | 3998.11 | 59.32 | 59.33 | 0.01 | 0
2040 | MISO_IN_2_MISO_MI | MISO_IN | MISO_MI | Internal | Shoulder | B14 | 900 | 5000 | 5000 | 56.33 | 56.62 | 0.01 | 0.28
2040 | MISO_IN_2_MISO_MI | MISO_IN | MISO_MI | Internal | Shoulder | B15 | 1203 | 5000 | 4291.32 | 51.64 | 51.66 | 0.01 | 0
2040 | MISO_IN_2_MISO_MI | MISO_IN | MISO_MI | Internal | Summer | B1 | 10 | 5000 | 4999.99 | 110.65 | 114.65 | 0.01 | 3.99
2040 | MISO_IN_2_MISO_MI | MISO_IN | MISO_MI | Internal | Summer | B2 | 25 | 5000 | 2223.55 | 94.63 | 94.64 | 0.01 | 0
2040 | MISO_IN_2_MISO_MI | MISO_IN | MISO_MI | Internal | Summer | B3 | 75 | 5000 | 1769.67 | 92.44 | 92.45 | 0.01 | 0
2040 | MISO_IN_2_MISO_MI | MISO_IN | MISO_MI | Internal | Summer | B4 | 100 | 5000 | 2331.99 | 89.58 | 89.59 | 0.01 | 0
2040 | MISO_IN_2_MISO_MI | MISO_IN | MISO_MI | Internal | Summer | B5 | 200 | 5000 | 2727.57 | 86.83 | 86.84 | 0.01 | 0
2040 | MISO_IN_2_MISO_MI | MISO_IN | MISO_MI | Internal | Summer | B6 | 300 | 5000 | 3556.21 | 67.75 | 67.76 | 0.01 | 0
2040 | MISO_IN_2_MISO_MI | MISO_IN | MISO_MI | Internal | Summer | B7 | 400 | 5000 | 5000 | 54.53 | 56.24 | 0.01 | 1.71
2040 | MISO_IN_2_MISO_MI | MISO_IN | MISO_MI | Internal | Summer | B8 | 500 | 5000 | 5000 | 50.03 | 54.08 | 0.01 | 4.04
2040 | MISO_IN_2_MISO_MI | MISO_IN | MISO_MI | Internal | Summer | B9 | 800 | 5000 | 5000 | 50.03 | 51.78 | 0.01 | 1.74
2040 | MISO_IN_2_MISO_MI | MISO_IN | MISO_MI | Internal | Summer | B10 | 1262 | 5000 | 5000 | 50.03 | 50.45 | 0.01 | 0.41
2040 | MISO_IN_2_MISO_MI | MISO_IN | MISO_MI | Internal | Winter | B16 | 25 | 5000 | 1.22 | 95.98 | 95.98 | 0.01 | 0
2040 | MISO_IN_2_MISO_MI | MISO_IN | MISO_MI | Internal | Winter | B17 | 100 | 5000 | 2565.22 | 72.81 | 72.82 | 0.01 | 0
2040 | MISO_IN_2_MISO_MI | MISO_IN | MISO_MI | Internal | Winter | B18 | 400 | 5000 | 1422.47 | 63.54 | 63.55 | 0.01 | 0
2040 | MISO_IN_2_MISO_MI | MISO_IN | MISO_MI | Internal | Winter | B19 | 700 | 5000 | 2978.26 | 59.71 | 59.72 | 0.01 | 0
2040 | MISO_IN_2_MISO_MI | MISO_IN | MISO_MI | Internal | Winter | B20 | 935 | 5000 | 1122 | 55.05 | 55.06 | 0.01 | 0
2040 | MISO_IN_2_MISO_MO-IL | MISO_IN | MISO_MO-IL | Internal | Shoulder | B11 | 25 | 5000 | 5000 | 82.79 | 95.77 | 0.01 | 12.97
2040 | MISO_IN_2_MISO_MO-IL | MISO_IN | MISO_MO-IL | Internal | Shoulder | B12 | 200 | 5000 | 3911.63 | 69.38 | 69.39 | 0.01 | 0
2040 | MISO_IN_2_MISO_MO-IL | MISO_IN | MISO_MO-IL | Internal | Shoulder | B13 | 600 | 5000 | 5000 | 59.32 | 59.86 | 0.01 | 0.53
2040 | MISO_IN_2_MISO_MO-IL | MISO_IN | MISO_MO-IL | Internal | Shoulder | B14 | 900 | 5000 | 5000 | 56.33 | 56.62 | 0.01 | 0.28
2040 | MISO_IN_2_MISO_MO-IL | MISO_IN | MISO_MO-IL | Internal | Shoulder | B15 | 1203 | 5000 | 4145.57 | 51.64 | 51.66 | 0.01 | 0
2040 | MISO_IN_2_MISO_MO-IL | MISO_IN | MISO_MO-IL | Internal | Summer | B1 | 10 | 5000 | 2625.07 | 110.65 | 110.66 | 0.01 | 0
2040 | MISO_IN_2_MISO_MO-IL | MISO_IN | MISO_MO-IL | Internal | Summer | B2 | 25 | 5000 | 5000 | 94.63 | 99.27 | 0.01 | 4.63
2040 | MISO_IN_2_MISO_MO-IL | MISO_IN | MISO_MO-IL | Internal | Summer | B3 | 75 | 5000 | 5000 | 92.44 | 99.26 | 0.01 | 6.81
2040 | MISO_IN_2_MISO_MO-IL | MISO_IN | MISO_MO-IL | Internal | Summer | B4 | 100 | 5000 | 5000 | 89.58 | 92.73 | 0.01 | 3.13
2040 | MISO_IN_2_MISO_MO-IL | MISO_IN | MISO_MO-IL | Internal | Summer | B5 | 200 | 5000 | 5000 | 86.83 | 92.01 | 0.01 | 5.17
2040 | MISO_IN_2_MISO_MO-IL | MISO_IN | MISO_MO-IL | Internal | Summer | B6 | 300 | 5000 | 5000 | 67.75 | 78.87 | 0.01 | 11.11
2040 | MISO_IN_2_MISO_MO-IL | MISO_IN | MISO_MO-IL | Internal | Summer | B7 | 400 | 5000 | 5000 | 54.53 | 57.31 | 0.01 | 2.77
2040 | MISO_IN_2_MISO_MO-IL | MISO_IN | MISO_MO-IL | Internal | Summer | B8 | 500 | 5000 | 5000 | 50.03 | 51.78 | 0.01 | 1.74
2040 | MISO_IN_2_MISO_MO-IL | MISO_IN | MISO_MO-IL | Internal | Summer | B9 | 800 | 5000 | 1191.8 | 50.03 | 50.04 | 0.01 | 0
2040 | MISO_IN_2_MISO_MO-IL | MISO_IN | MISO_MO-IL | Internal | Summer | B10 | 1262 | 5000 | 0 | 50.03 | 47.78 | 0.01 | 0
2040 | MISO_IN_2_MISO_MO-IL | MISO_IN | MISO_MO-IL | Internal | Winter | B16 | 25 | 5000 | 1202.32 | 95.98 | 96 | 0.01 | 0
2040 | MISO_IN_2_MISO_MO-IL | MISO_IN | MISO_MO-IL | Internal | Winter | B17 | 100 | 5000 | 172.08 | 72.81 | 72.82 | 0.01 | 0
2040 | MISO_IN_2_MISO_MO-IL | MISO_IN | MISO_MO-IL | Internal | Winter | B18 | 400 | 5000 | 4043.14 | 63.54 | 63.55 | 0.01 | 0
2040 | MISO_IN_2_MISO_MO-IL | MISO_IN | MISO_MO-IL | Internal | Winter | B19 | 700 | 5000 | 4067.92 | 59.71 | 59.72 | 0.01 | 0
2040 | MISO_IN_2_MISO_MO-IL | MISO_IN | MISO_MO-IL | Internal | Winter | B20 | 935 | 5000 | 0 | 55.05 | 54.83 | 0.01 | 0
2040 | MISO_IN_2_NonRTO_Midwest | MISO_IN | NonRTO_Midwest | Internal | Shoulder | B11 | 25 | 4800 | 2235.11 | 82.79 | 90.79 | 8 | 0
2040 | MISO_IN_2_NonRTO_Midwest | MISO_IN | NonRTO_Midwest | Internal | Shoulder | B12 | 200 | 4800 | 1463.46 | 69.38 | 77.38 | 8 | 0
2040 | MISO_IN_2_NonRTO_Midwest | MISO_IN | NonRTO_Midwest | Internal | Shoulder | B13 | 600 | 4800 | 689.78 | 59.32 | 67.32 | 8 | 0
2040 | MISO_IN_2_NonRTO_Midwest | MISO_IN | NonRTO_Midwest | Internal | Shoulder | B14 | 900 | 4800 | 0 | 56.33 | 57.85 | 8 | 0
2040 | MISO_IN_2_NonRTO_Midwest | MISO_IN | NonRTO_Midwest | Internal | Shoulder | B15 | 1203 | 4800 | 0 | 51.64 | 55.58 | 8 | 0
2040 | MISO_IN_2_NonRTO_Midwest | MISO_IN | NonRTO_Midwest | Internal | Summer | B1 | 10 | 4800 | 0 | 110.65 | 102.65 | 8 | 0
2040 | MISO_IN_2_NonRTO_Midwest | MISO_IN | NonRTO_Midwest | Internal | Summer | B2 | 25 | 4800 | 0 | 94.63 | 97.9 | 8 | 0
2040 | MISO_IN_2_NonRTO_Midwest | MISO_IN | NonRTO_Midwest | Internal | Summer | B3 | 75 | 4800 | 0 | 92.44 | 97.9 | 8 | 0
2040 | MISO_IN_2_NonRTO_Midwest | MISO_IN | NonRTO_Midwest | Internal | Summer | B4 | 100 | 4800 | 26.27 | 89.58 | 97.58 | 8 | 0
2040 | MISO_IN_2_NonRTO_Midwest | MISO_IN | NonRTO_Midwest | Internal | Summer | B5 | 200 | 4800 | 221.98 | 86.83 | 94.83 | 8 | 0
2040 | MISO_IN_2_NonRTO_Midwest | MISO_IN | NonRTO_Midwest | Internal | Summer | B6 | 300 | 4800 | 870.82 | 67.75 | 75.75 | 8 | 0
2040 | MISO_IN_2_NonRTO_Midwest | MISO_IN | NonRTO_Midwest | Internal | Summer | B7 | 400 | 4800 | 0 | 54.53 | 53.96 | 8 | 0
2040 | MISO_IN_2_NonRTO_Midwest | MISO_IN | NonRTO_Midwest | Internal | Summer | B8 | 500 | 4800 | 0 | 50.03 | 53.96 | 8 | 0
2040 | MISO_IN_2_NonRTO_Midwest | MISO_IN | NonRTO_Midwest | Internal | Summer | B9 | 800 | 4800 | 0 | 50.03 | 53.96 | 8 | 0
2040 | MISO_IN_2_NonRTO_Midwest | MISO_IN | NonRTO_Midwest | Internal | Summer | B10 | 1262 | 4800 | 0 | 50.03 | 53.96 | 8 | 0
2040 | MISO_IN_2_NonRTO_Midwest | MISO_IN | NonRTO_Midwest | Internal | Winter | B16 | 25 | 4800 | 3181.88 | 95.98 | 103.98 | 8 | 0
2040 | MISO_IN_2_NonRTO_Midwest | MISO_IN | NonRTO_Midwest | Internal | Winter | B17 | 100 | 4800 | 2336.25 | 72.81 | 80.81 | 8 | 0
2040 | MISO_IN_2_NonRTO_Midwest | MISO_IN | NonRTO_Midwest | Internal | Winter | B18 | 400 | 4800 | 978.41 | 63.54 | 71.54 | 8 | 0
2040 | MISO_IN_2_NonRTO_Midwest | MISO_IN | NonRTO_Midwest | Internal | Winter | B19 | 700 | 4800 | 0 | 59.71 | 59.41 | 8 | 0
2040 | MISO_IN_2_NonRTO_Midwest | MISO_IN | NonRTO_Midwest | Internal | Winter | B20 | 935 | 4800 | 0 | 55.05 | 59.41 | 8 | 0
2040 | MISO_IN_2_PJM_ROR | MISO_IN | PJM_ROR | Internal | Shoulder | B11 | 25 | 992 | 0 | 82.79 | 80.8 | 2 | 0
2040 | MISO_IN_2_PJM_ROR | MISO_IN | PJM_ROR | Internal | Shoulder | B12 | 200 | 992 | 0 | 69.38 | 67.39 | 2 | 0
2040 | MISO_IN_2_PJM_ROR | MISO_IN | PJM_ROR | Internal | Shoulder | B13 | 600 | 992 | 0 | 59.32 | 57.32 | 2 | 0
2040 | MISO_IN_2_PJM_ROR | MISO_IN | PJM_ROR | Internal | Shoulder | B14 | 900 | 992 | 0 | 56.33 | 54.62 | 2 | 0
2040 | MISO_IN_2_PJM_ROR | MISO_IN | PJM_ROR | Internal | Shoulder | B15 | 1203 | 992 | 0 | 51.64 | 51.58 | 2 | 0
2040 | MISO_IN_2_PJM_ROR | MISO_IN | PJM_ROR | Internal | Summer | B1 | 10 | 992 | 364.46 | 110.65 | 112.65 | 2 | 0
2040 | MISO_IN_2_PJM_ROR | MISO_IN | PJM_ROR | Internal | Summer | B2 | 25 | 992 | 0 | 94.63 | 92.64 | 2 | 0
2040 | MISO_IN_2_PJM_ROR | MISO_IN | PJM_ROR | Internal | Summer | B3 | 75 | 992 | 0 | 92.44 | 90.44 | 2 | 0
2040 | MISO_IN_2_PJM_ROR | MISO_IN | PJM_ROR | Internal | Summer | B4 | 100 | 992 | 0 | 89.58 | 87.8 | 2 | 0
2040 | MISO_IN_2_PJM_ROR | MISO_IN | PJM_ROR | Internal | Summer | B5 | 200 | 992 | 0 | 86.83 | 85.52 | 2 | 0
2040 | MISO_IN_2_PJM_ROR | MISO_IN | PJM_ROR | Internal | Summer | B6 | 300 | 992 | 0 | 67.75 | 66.3 | 2 | 0
2040 | MISO_IN_2_PJM_ROR | MISO_IN | PJM_ROR | Internal | Summer | B7 | 400 | 992 | 0 | 54.53 | 54.24 | 2 | 0
2040 | MISO_IN_2_PJM_ROR | MISO_IN | PJM_ROR | Internal | Summer | B8 | 500 | 992 | 0 | 50.03 | 49.78 | 2 | 0
2040 | MISO_IN_2_PJM_ROR | MISO_IN | PJM_ROR | Internal | Summer | B9 | 800 | 992 | 0 | 50.03 | 49.78 | 2 | 0
2040 | MISO_IN_2_PJM_ROR | MISO_IN | PJM_ROR | Internal | Summer | B10 | 1262 | 992 | 0 | 50.03 | 49.78 | 2 | 0
2040 | MISO_IN_2_PJM_ROR | MISO_IN | PJM_ROR | Internal | Winter | B16 | 25 | 992 | 0 | 95.98 | 93.98 | 2 | 0
2040 | MISO_IN_2_PJM_ROR | MISO_IN | PJM_ROR | Internal | Winter | B17 | 100 | 992 | 345.82 | 72.81 | 74.81 | 2 | 0
2040 | MISO_IN_2_PJM_ROR | MISO_IN | PJM_ROR | Internal | Winter | B18 | 400 | 992 | 0 | 63.54 | 63.04 | 2 | 0
2040 | MISO_IN_2_PJM_ROR | MISO_IN | PJM_ROR | Internal | Winter | B19 | 700 | 992 | 0 | 59.71 | 57.74 | 2 | 0
2040 | MISO_IN_2_PJM_ROR | MISO_IN | PJM_ROR | Internal | Winter | B20 | 935 | 992 | 0 | 55.05 | 55.54 | 2 | 0
2040 | MISO_MI_2_IESO | MISO_MI | IESO | Internal | Shoulder | B11 | 25 | 1580 | 0 | 82.8 | 51.5 | 8 | 0
2040 | MISO_MI_2_IESO | MISO_MI | IESO | Internal | Shoulder | B12 | 200 | 1580 | 0 | 69.39 | 52.38 | 8 | 0
2040 | MISO_MI_2_IESO | MISO_MI | IESO | Internal | Shoulder | B13 | 600 | 1580 | 0 | 59.33 | 51.5 | 8 | 0
2040 | MISO_MI_2_IESO | MISO_MI | IESO | Internal | Shoulder | B14 | 900 | 1580 | 0 | 56.62 | 51.01 | 8 | 0
2040 | MISO_MI_2_IESO | MISO_MI | IESO | Internal | Shoulder | B15 | 1203 | 1580 | 0 | 51.66 | 51.01 | 8 | 0
2040 | MISO_MI_2_IESO | MISO_MI | IESO | Internal | Summer | B1 | 10 | 1580 | 0 | 114.65 | 107.65 | 8 | 0
2040 | MISO_MI_2_IESO | MISO_MI | IESO | Internal | Summer | B2 | 25 | 1580 | 0 | 94.64 | 87.64 | 8 | 0
2040 | MISO_MI_2_IESO | MISO_MI | IESO | Internal | Summer | B3 | 75 | 1580 | 0 | 92.45 | 82.3 | 8 | 0
2040 | MISO_MI_2_IESO | MISO_MI | IESO | Internal | Summer | B4 | 100 | 1580 | 0 | 89.59 | 65.55 | 8 | 0
2040 | MISO_MI_2_IESO | MISO_MI | IESO | Internal | Summer | B5 | 200 | 1580 | 0 | 86.84 | 61.37 | 8 | 0
2040 | MISO_MI_2_IESO | MISO_MI | IESO | Internal | Summer | B6 | 300 | 1580 | 0 | 67.76 | 54.77 | 8 | 0
2040 | MISO_MI_2_IESO | MISO_MI | IESO | Internal | Summer | B7 | 400 | 1580 | 0 | 56.24 | 50.76 | 8 | 0
2040 | MISO_MI_2_IESO | MISO_MI | IESO | Internal | Summer | B8 | 500 | 1580 | 0 | 54.08 | 47.08 | 8 | 0
2040 | MISO_MI_2_IESO | MISO_MI | IESO | Internal | Summer | B9 | 800 | 1580 | 0 | 51.78 | 47.08 | 8 | 0
2040 | MISO_MI_2_IESO | MISO_MI | IESO | Internal | Summer | B10 | 1262 | 1580 | 0 | 50.45 | 47.08 | 8 | 0
2040 | MISO_MI_2_IESO | MISO_MI | IESO | Internal | Winter | B16 | 25 | 1580 | 0 | 95.98 | 65.79 | 8 | 0
2040 | MISO_MI_2_IESO | MISO_MI | IESO | Internal | Winter | B17 | 100 | 1580 | 0 | 72.82 | 58.13 | 8 | 0
2040 | MISO_MI_2_IESO | MISO_MI | IESO | Internal | Winter | B18 | 400 | 1580 | 0 | 63.55 | 53.85 | 8 | 0
2040 | MISO_MI_2_IESO | MISO_MI | IESO | Internal | Winter | B19 | 700 | 1580 | 0 | 59.72 | 53.85 | 8 | 0
2040 | MISO_MI_2_IESO | MISO_MI | IESO | Internal | Winter | B20 | 935 | 1580 | 0 | 55.06 | 53.85 | 8 | 0
2040 | MISO_MI_2_MISO_IN | MISO_MI | MISO_IN | Internal | Shoulder | B11 | 25 | 2045 | 0.67 | 82.8 | 82.79 | 0.01 | 0
2040 | MISO_MI_2_MISO_IN | MISO_MI | MISO_IN | Internal | Shoulder | B12 | 200 | 2045 | 0.09 | 69.39 | 69.38 | 0.01 | 0
2040 | MISO_MI_2_MISO_IN | MISO_MI | MISO_IN | Internal | Shoulder | B13 | 600 | 2045 | 0.03 | 59.33 | 59.32 | 0.01 | 0
2040 | MISO_MI_2_MISO_IN | MISO_MI | MISO_IN | Internal | Shoulder | B14 | 900 | 2045 | 0 | 56.62 | 56.33 | 0.01 | 0
2040 | MISO_MI_2_MISO_IN | MISO_MI | MISO_IN | Internal | Shoulder | B15 | 1203 | 2045 | 0.01 | 51.66 | 51.64 | 0.01 | 0
2040 | MISO_MI_2_MISO_IN | MISO_MI | MISO_IN | Internal | Summer | B1 | 10 | 2045 | 0.01 | 114.65 | 110.65 | 0.01 | 0
2040 | MISO_MI_2_MISO_IN | MISO_MI | MISO_IN | Internal | Summer | B2 | 25 | 2045 | 0.66 | 94.64 | 94.63 | 0.01 | 0
2040 | MISO_MI_2_MISO_IN | MISO_MI | MISO_IN | Internal | Summer | B3 | 75 | 2045 | 0.23 | 92.45 | 92.44 | 0.01 | 0
2040 | MISO_MI_2_MISO_IN | MISO_MI | MISO_IN | Internal | Summer | B4 | 100 | 2045 | 0.17 | 89.59 | 89.58 | 0.01 | 0
2040 | MISO_MI_2_MISO_IN | MISO_MI | MISO_IN | Internal | Summer | B5 | 200 | 2045 | 0.09 | 86.84 | 86.83 | 0.01 | 0
2040 | MISO_MI_2_MISO_IN | MISO_MI | MISO_IN | Internal | Summer | B6 | 300 | 2045 | 0.06 | 67.76 | 67.75 | 0.01 | 0
2040 | MISO_MI_2_MISO_IN | MISO_MI | MISO_IN | Internal | Summer | B7 | 400 | 2045 | 0 | 56.24 | 54.53 | 0.01 | 0
2040 | MISO_MI_2_MISO_IN | MISO_MI | MISO_IN | Internal | Summer | B8 | 500 | 2045 | 0 | 54.08 | 50.03 | 0.01 | 0
2040 | MISO_MI_2_MISO_IN | MISO_MI | MISO_IN | Internal | Summer | B9 | 800 | 2045 | 0 | 51.78 | 50.03 | 0.01 | 0
2040 | MISO_MI_2_MISO_IN | MISO_MI | MISO_IN | Internal | Summer | B10 | 1262 | 2045 | 0 | 50.45 | 50.03 | 0.01 | 0
2040 | MISO_MI_2_MISO_IN | MISO_MI | MISO_IN | Internal | Winter | B16 | 25 | 2045 | 1.48 | 95.98 | 95.98 | 0.01 | 0
2040 | MISO_MI_2_MISO_IN | MISO_MI | MISO_IN | Internal | Winter | B17 | 100 | 2045 | 0.17 | 72.82 | 72.81 | 0.01 | 0
2040 | MISO_MI_2_MISO_IN | MISO_MI | MISO_IN | Internal | Winter | B18 | 400 | 2045 | 0.04 | 63.55 | 63.54 | 0.01 | 0
2040 | MISO_MI_2_MISO_IN | MISO_MI | MISO_IN | Internal | Winter | B19 | 700 | 2045 | 0.03 | 59.72 | 59.71 | 0.01 | 0
2040 | MISO_MI_2_MISO_IN | MISO_MI | MISO_IN | Internal | Winter | B20 | 935 | 2045 | 0.02 | 55.06 | 55.05 | 0.01 | 0
2040 | MISO_MI_2_MISO_WUMS | MISO_MI | MISO_WUMS | Internal | Shoulder | B11 | 25 | 117 | 0.96 | 82.8 | 82.8 | 0.01 | 0
2040 | MISO_MI_2_MISO_WUMS | MISO_MI | MISO_WUMS | Internal | Shoulder | B12 | 200 | 117 | 0.05 | 69.39 | 69.37 | 0.01 | 0
2040 | MISO_MI_2_MISO_WUMS | MISO_MI | MISO_WUMS | Internal | Shoulder | B13 | 600 | 117 | 0 | 59.33 | 58.94 | 0.01 | 0
2040 | MISO_MI_2_MISO_WUMS | MISO_MI | MISO_WUMS | Internal | Shoulder | B14 | 900 | 117 | 0 | 56.62 | 56.38 | 0.01 | 0
2040 | MISO_MI_2_MISO_WUMS | MISO_MI | MISO_WUMS | Internal | Shoulder | B15 | 1203 | 117 | 116.98 | 51.66 | 51.69 | 0.01 | 0.02
2040 | MISO_MI_2_MISO_WUMS | MISO_MI | MISO_WUMS | Internal | Summer | B1 | 10 | 117 | 0 | 114.65 | 87.99 | 0.01 | 0
2040 | MISO_MI_2_MISO_WUMS | MISO_MI | MISO_WUMS | Internal | Summer | B2 | 25 | 117 | 0 | 94.64 | 87.99 | 0.01 | 0
2040 | MISO_MI_2_MISO_WUMS | MISO_MI | MISO_WUMS | Internal | Summer | B3 | 75 | 117 | 0 | 92.45 | 87.99 | 0.01 | 0
2040 | MISO_MI_2_MISO_WUMS | MISO_MI | MISO_WUMS | Internal | Summer | B4 | 100 | 117 | 0 | 89.59 | 87.99 | 0.01 | 0
2040 | MISO_MI_2_MISO_WUMS | MISO_MI | MISO_WUMS | Internal | Summer | B5 | 200 | 117 | 117 | 86.84 | 87.52 | 0.01 | 0.67
2040 | MISO_MI_2_MISO_WUMS | MISO_MI | MISO_WUMS | Internal | Summer | B6 | 300 | 117 | 116.99 | 67.76 | 67.86 | 0.01 | 0.09
2040 | MISO_MI_2_MISO_WUMS | MISO_MI | MISO_WUMS | Internal | Summer | B7 | 400 | 117 | 0 | 56.24 | 54.38 | 0.01 | 0
2040 | MISO_MI_2_MISO_WUMS | MISO_MI | MISO_WUMS | Internal | Summer | B8 | 500 | 117 | 0 | 54.08 | 51.78 | 0.01 | 0
2040 | MISO_MI_2_MISO_WUMS | MISO_MI | MISO_WUMS | Internal | Summer | B9 | 800 | 117 | 0 | 51.78 | 50.02 | 0.01 | 0
2040 | MISO_MI_2_MISO_WUMS | MISO_MI | MISO_WUMS | Internal | Summer | B10 | 1262 | 117 | 0 | 50.45 | 49.9 | 0.01 | 0
2040 | MISO_MI_2_MISO_WUMS | MISO_MI | MISO_WUMS | Internal | Winter | B16 | 25 | 117 | 1.08 | 95.98 | 95.98 | 0.01 | 0
2040 | MISO_MI_2_MISO_WUMS | MISO_MI | MISO_WUMS | Internal | Winter | B17 | 100 | 117 | 0.27 | 72.82 | 72.82 | 0.01 | 0
2040 | MISO_MI_2_MISO_WUMS | MISO_MI | MISO_WUMS | Internal | Winter | B18 | 400 | 117 | 0.08 | 63.55 | 63.55 | 0.01 | 0
2040 | MISO_MI_2_MISO_WUMS | MISO_MI | MISO_WUMS | Internal | Winter | B19 | 700 | 117 | 116.95 | 59.72 | 59.74 | 0.01 | 0.01
2040 | MISO_MI_2_MISO_WUMS | MISO_MI | MISO_WUMS | Internal | Winter | B20 | 935 | 117 | 0.01 | 55.06 | 55.03 | 0.01 | 0
2040 | MISO_MI_2_PJM_ROR | MISO_MI | PJM_ROR | Internal | Shoulder | B11 | 25 | 1424 | 0 | 82.8 | 80.8 | 2 | 0
2040 | MISO_MI_2_PJM_ROR | MISO_MI | PJM_ROR | Internal | Shoulder | B12 | 200 | 1424 | 0 | 69.39 | 67.39 | 2 | 0
2040 | MISO_MI_2_PJM_ROR | MISO_MI | PJM_ROR | Internal | Shoulder | B13 | 600 | 1424 | 0 | 59.33 | 57.32 | 2 | 0
2040 | MISO_MI_2_PJM_ROR | MISO_MI | PJM_ROR | Internal | Shoulder | B14 | 900 | 1424 | 0 | 56.62 | 54.62 | 2 | 0
2040 | MISO_MI_2_PJM_ROR | MISO_MI | PJM_ROR | Internal | Shoulder | B15 | 1203 | 1424 | 0 | 51.66 | 51.58 | 2 | 0
2040 | MISO_MI_2_PJM_ROR | MISO_MI | PJM_ROR | Internal | Summer | B1 | 10 | 1424 | 0.01 | 114.65 | 112.65 | 2 | 0
2040 | MISO_MI_2_PJM_ROR | MISO_MI | PJM_ROR | Internal | Summer | B2 | 25 | 1424 | 0 | 94.64 | 92.64 | 2 | 0
2040 | MISO_MI_2_PJM_ROR | MISO_MI | PJM_ROR | Internal | Summer | B3 | 75 | 1424 | 0 | 92.45 | 90.44 | 2 | 0
2040 | MISO_MI_2_PJM_ROR | MISO_MI | PJM_ROR | Internal | Summer | B4 | 100 | 1424 | 0 | 89.59 | 87.8 | 2 | 0
2040 | MISO_MI_2_PJM_ROR | MISO_MI | PJM_ROR | Internal | Summer | B5 | 200 | 1424 | 0 | 86.84 | 85.52 | 2 | 0
2040 | MISO_MI_2_PJM_ROR | MISO_MI | PJM_ROR | Internal | Summer | B6 | 300 | 1424 | 0 | 67.76 | 66.3 | 2 | 0
2040 | MISO_MI_2_PJM_ROR | MISO_MI | PJM_ROR | Internal | Summer | B7 | 400 | 1424 | 0 | 56.24 | 54.24 | 2 | 0
2040 | MISO_MI_2_PJM_ROR | MISO_MI | PJM_ROR | Internal | Summer | B8 | 500 | 1424 | 0 | 54.08 | 49.78 | 2 | 0
2040 | MISO_MI_2_PJM_ROR | MISO_MI | PJM_ROR | Internal | Summer | B9 | 800 | 1424 | 0 | 51.78 | 49.78 | 2 | 0
2040 | MISO_MI_2_PJM_ROR | MISO_MI | PJM_ROR | Internal | Summer | B10 | 1262 | 1424 | 0 | 50.45 | 49.78 | 2 | 0
2040 | MISO_MI_2_PJM_ROR | MISO_MI | PJM_ROR | Internal | Winter | B16 | 25 | 1424 | 0 | 95.98 | 93.98 | 2 | 0
2040 | MISO_MI_2_PJM_ROR | MISO_MI | PJM_ROR | Internal | Winter | B17 | 100 | 1424 | 0.31 | 72.82 | 74.81 | 2 | 0
2040 | MISO_MI_2_PJM_ROR | MISO_MI | PJM_ROR | Internal | Winter | B18 | 400 | 1424 | 0 | 63.55 | 63.04 | 2 | 0
2040 | MISO_MI_2_PJM_ROR | MISO_MI | PJM_ROR | Internal | Winter | B19 | 700 | 1424 | 0 | 59.72 | 57.74 | 2 | 0
2040 | MISO_MI_2_PJM_ROR | MISO_MI | PJM_ROR | Internal | Winter | B20 | 935 | 1424 | 0 | 55.06 | 55.54 | 2 | 0
2040 | MISO_MO-IL_2_ENT | MISO_MO-IL | ENT | Internal | Shoulder | B11 | 25 | 2540 | 0 | 95.77 | 87.77 | 8 | 0
2040 | MISO_MO-IL_2_ENT | MISO_MO-IL | ENT | Internal | Shoulder | B12 | 200 | 2540 | 0 | 69.39 | 61.96 | 8 | 0
2040 | MISO_MO-IL_2_ENT | MISO_MO-IL | ENT | Internal | Shoulder | B13 | 600 | 2540 | 0 | 59.86 | 60.74 | 8 | 0
2040 | MISO_MO-IL_2_ENT | MISO_MO-IL | ENT | Internal | Shoulder | B14 | 900 | 2540 | 0 | 56.62 | 59.46 | 8 | 0
2040 | MISO_MO-IL_2_ENT | MISO_MO-IL | ENT | Internal | Shoulder | B15 | 1203 | 2540 | 0 | 51.66 | 59.46 | 8 | 0
2040 | MISO_MO-IL_2_ENT | MISO_MO-IL | ENT | Internal | Summer | B1 | 10 | 2540 | 0 | 110.66 | 102.66 | 8 | 0
2040 | MISO_MO-IL_2_ENT | MISO_MO-IL | ENT | Internal | Summer | B2 | 25 | 2540 | 0 | 99.27 | 94.52 | 8 | 0
2040 | MISO_MO-IL_2_ENT | MISO_MO-IL | ENT | Internal | Summer | B3 | 75 | 2540 | 0 | 99.26 | 92.52 | 8 | 0
2040 | MISO_MO-IL_2_ENT | MISO_MO-IL | ENT | Internal | Summer | B4 | 100 | 2540 | 0 | 92.73 | 88.82 | 8 | 0
2040 | MISO_MO-IL_2_ENT | MISO_MO-IL | ENT | Internal | Summer | B5 | 200 | 2540 | 0 | 92.01 | 86.26 | 8 | 0
2040 | MISO_MO-IL_2_ENT | MISO_MO-IL | ENT | Internal | Summer | B6 | 300 | 2540 | 0 | 78.87 | 77.83 | 8 | 0
2040 | MISO_MO-IL_2_ENT | MISO_MO-IL | ENT | Internal | Summer | B7 | 400 | 2540 | 0 | 57.31 | 60 | 8 | 0
2040 | MISO_MO-IL_2_ENT | MISO_MO-IL | ENT | Internal | Summer | B8 | 500 | 2540 | 0 | 51.78 | 59.57 | 8 | 0
2040 | MISO_MO-IL_2_ENT | MISO_MO-IL | ENT | Internal | Summer | B9 | 800 | 2540 | 0 | 50.04 | 57.59 | 8 | 0
2040 | MISO_MO-IL_2_ENT | MISO_MO-IL | ENT | Internal | Summer | B10 | 1262 | 2540 | 569.24 | 47.78 | 55.78 | 8 | 0
2040 | MISO_MO-IL_2_ENT | MISO_MO-IL | ENT | Internal | Winter | B16 | 25 | 2540 | 0 | 96 | 88 | 8 | 0
2040 | MISO_MO-IL_2_ENT | MISO_MO-IL | ENT | Internal | Winter | B17 | 100 | 2540 | 0 | 72.82 | 65.59 | 8 | 0
2040 | MISO_MO-IL_2_ENT | MISO_MO-IL | ENT | Internal | Winter | B18 | 400 | 2540 | 0 | 63.55 | 64.02 | 8 | 0
2040 | MISO_MO-IL_2_ENT | MISO_MO-IL | ENT | Internal | Winter | B19 | 700 | 2540 | 0 | 59.72 | 63.4 | 8 | 0
2040 | MISO_MO-IL_2_ENT | MISO_MO-IL | ENT | Internal | Winter | B20 | 935 | 2540 | 297.68 | 54.83 | 62.83 | 8 | 0
2040 | MISO_MO-IL_2_MISO_IN | MISO_MO-IL | MISO_IN | Internal | Shoulder | B11 | 25 | 2100 | 0 | 95.77 | 82.79 | 0.01 | 0
2040 | MISO_MO-IL_2_MISO_IN | MISO_MO-IL | MISO_IN | Internal | Shoulder | B12 | 200 | 2100 | 0.09 | 69.39 | 69.38 | 0.01 | 0
2040 | MISO_MO-IL_2_MISO_IN | MISO_MO-IL | MISO_IN | Internal | Shoulder | B13 | 600 | 2100 | 0 | 59.86 | 59.32 | 0.01 | 0
2040 | MISO_MO-IL_2_MISO_IN | MISO_MO-IL | MISO_IN | Internal | Shoulder | B14 | 900 | 2100 | 0 | 56.62 | 56.33 | 0.01 | 0
2040 | MISO_MO-IL_2_MISO_IN | MISO_MO-IL | MISO_IN | Internal | Shoulder | B15 | 1203 | 2100 | 0.01 | 51.66 | 51.64 | 0.01 | 0
2040 | MISO_MO-IL_2_MISO_IN | MISO_MO-IL | MISO_IN | Internal | Summer | B1 | 10 | 2100 | 1.58 | 110.66 | 110.65 | 0.01 | 0
2040 | MISO_MO-IL_2_MISO_IN | MISO_MO-IL | MISO_IN | Internal | Summer | B2 | 25 | 2100 | 0 | 99.27 | 94.63 | 0.01 | 0
2040 | MISO_MO-IL_2_MISO_IN | MISO_MO-IL | MISO_IN | Internal | Summer | B3 | 75 | 2100 | 0 | 99.26 | 92.44 | 0.01 | 0
2040 | MISO_MO-IL_2_MISO_IN | MISO_MO-IL | MISO_IN | Internal | Summer | B4 | 100 | 2100 | 0 | 92.73 | 89.58 | 0.01 | 0
2040 | MISO_MO-IL_2_MISO_IN | MISO_MO-IL | MISO_IN | Internal | Summer | B5 | 200 | 2100 | 0 | 92.01 | 86.83 | 0.01 | 0
2040 | MISO_MO-IL_2_MISO_IN | MISO_MO-IL | MISO_IN | Internal | Summer | B6 | 300 | 2100 | 0 | 78.87 | 67.75 | 0.01 | 0
2040 | MISO_MO-IL_2_MISO_IN | MISO_MO-IL | MISO_IN | Internal | Summer | B7 | 400 | 2100 | 0 | 57.31 | 54.53 | 0.01 | 0
2040 | MISO_MO-IL_2_MISO_IN | MISO_MO-IL | MISO_IN | Internal | Summer | B8 | 500 | 2100 | 0 | 51.78 | 50.03 | 0.01 | 0
2040 | MISO_MO-IL_2_MISO_IN | MISO_MO-IL | MISO_IN | Internal | Summer | B9 | 800 | 2100 | 0.02 | 50.04 | 50.03 | 0.01 | 0
2040 | MISO_MO-IL_2_MISO_IN | MISO_MO-IL | MISO_IN | Internal | Summer | B10 | 1262 | 2100 | 2100 | 47.78 | 50.03 | 0.01 | 2.24
2040 | MISO_MO-IL_2_MISO_IN | MISO_MO-IL | MISO_IN | Internal | Winter | B16 | 25 | 2100 | 0.67 | 96 | 95.98 | 0.01 | 0
2040 | MISO_MO-IL_2_MISO_IN | MISO_MO-IL | MISO_IN | Internal | Winter | B17 | 100 | 2100 | 0.18 | 72.82 | 72.81 | 0.01 | 0
2040 | MISO_MO-IL_2_MISO_IN | MISO_MO-IL | MISO_IN | Internal | Winter | B18 | 400 | 2100 | 0.04 | 63.55 | 63.54 | 0.01 | 0
2040 | MISO_MO-IL_2_MISO_IN | MISO_MO-IL | MISO_IN | Internal | Winter | B19 | 700 | 2100 | 0.03 | 59.72 | 59.71 | 0.01 | 0
2040 | MISO_MO-IL_2_MISO_IN | MISO_MO-IL | MISO_IN | Internal | Winter | B20 | 935 | 2100 | 2100 | 54.83 | 55.05 | 0.01 | 0.2
2040 | MISO_MO-IL_2_MISO_W | MISO_MO-IL | MISO_W | Internal | Shoulder | B11 | 25 | 960 | 0.67 | 95.77 | 95.76 | 0.01 | 0
2040 | MISO_MO-IL_2_MISO_W | MISO_MO-IL | MISO_W | Internal | Shoulder | B12 | 200 | 960 | 0.09 | 69.39 | 69.38 | 0.01 | 0
2040 | MISO_MO-IL_2_MISO_W | MISO_MO-IL | MISO_W | Internal | Shoulder | B13 | 600 | 960 | 0.03 | 59.86 | 59.85 | 0.01 | 0
2040 | MISO_MO-IL_2_MISO_W | MISO_MO-IL | MISO_W | Internal | Shoulder | B14 | 900 | 960 | 0.02 | 56.62 | 56.61 | 0.01 | 0
2040 | MISO_MO-IL_2_MISO_W | MISO_MO-IL | MISO_W | Internal | Shoulder | B15 | 1203 | 960 | 172.99 | 51.66 | 51.67 | 0.01 | 0
2040 | MISO_MO-IL_2_MISO_W | MISO_MO-IL | MISO_W | Internal | Summer | B1 | 10 | 960 | 1.46 | 110.66 | 110.65 | 0.01 | 0
2040 | MISO_MO-IL_2_MISO_W | MISO_MO-IL | MISO_W | Internal | Summer | B2 | 25 | 960 | 0.65 | 99.27 | 99.26 | 0.01 | 0
2040 | MISO_MO-IL_2_MISO_W | MISO_MO-IL | MISO_W | Internal | Summer | B3 | 75 | 960 | 0.43 | 99.26 | 99.26 | 0.01 | 0
2040 | MISO_MO-IL_2_MISO_W | MISO_MO-IL | MISO_W | Internal | Summer | B4 | 100 | 960 | 959.99 | 92.73 | 93.54 | 0.01 | 0.81
2040 | MISO_MO-IL_2_MISO_W | MISO_MO-IL | MISO_W | Internal | Summer | B5 | 200 | 960 | 960 | 92.01 | 93.54 | 0.01 | 1.52
2040 | MISO_MO-IL_2_MISO_W | MISO_MO-IL | MISO_W | Internal | Summer | B6 | 300 | 960 | 0.06 | 78.87 | 78.85 | 0.01 | 0
2040 | MISO_MO-IL_2_MISO_W | MISO_MO-IL | MISO_W | Internal | Summer | B7 | 400 | 960 | 0.04 | 57.31 | 57.29 | 0.01 | 0
2040 | MISO_MO-IL_2_MISO_W | MISO_MO-IL | MISO_W | Internal | Summer | B8 | 500 | 960 | 0.07 | 51.78 | 51.78 | 0.01 | 0
2040 | MISO_MO-IL_2_MISO_W | MISO_MO-IL | MISO_W | Internal | Summer | B9 | 800 | 960 | 0.02 | 50.04 | 50.03 | 0.01 | 0
2040 | MISO_MO-IL_2_MISO_W | MISO_MO-IL | MISO_W | Internal | Summer | B10 | 1262 | 960 | 0 | 47.78 | 45.5 | 0.01 | 0
2040 | MISO_MO-IL_2_MISO_W | MISO_MO-IL | MISO_W | Internal | Winter | B16 | 25 | 960 | 0.41 | 96 | 95.97 | 0.01 | 0
2040 | MISO_MO-IL_2_MISO_W | MISO_MO-IL | MISO_W | Internal | Winter | B17 | 100 | 960 | 0.15 | 72.82 | 72.81 | 0.01 | 0
2040 | MISO_MO-IL_2_MISO_W | MISO_MO-IL | MISO_W | Internal | Winter | B18 | 400 | 960 | 0.04 | 63.55 | 63.54 | 0.01 | 0
2040 | MISO_MO-IL_2_MISO_W | MISO_MO-IL | MISO_W | Internal | Winter | B19 | 700 | 960 | 511.26 | 59.72 | 59.73 | 0.01 | 0
2040 | MISO_MO-IL_2_MISO_W | MISO_MO-IL | MISO_W | Internal | Winter | B20 | 935 | 960 | 0 | 54.83 | 50.83 | 0.01 | 0
2040 | MISO_MO-IL_2_PJM_ROR | MISO_MO-IL | PJM_ROR | Internal | Shoulder | B11 | 25 | 1212 | 0 | 95.77 | 80.8 | 2 | 0
2040 | MISO_MO-IL_2_PJM_ROR | MISO_MO-IL | PJM_ROR | Internal | Shoulder | B12 | 200 | 1212 | 0 | 69.39 | 67.39 | 2 | 0
2040 | MISO_MO-IL_2_PJM_ROR | MISO_MO-IL | PJM_ROR | Internal | Shoulder | B13 | 600 | 1212 | 0 | 59.86 | 57.32 | 2 | 0
2040 | MISO_MO-IL_2_PJM_ROR | MISO_MO-IL | PJM_ROR | Internal | Shoulder | B14 | 900 | 1212 | 0 | 56.62 | 54.62 | 2 | 0
2040 | MISO_MO-IL_2_PJM_ROR | MISO_MO-IL | PJM_ROR | Internal | Shoulder | B15 | 1203 | 1212 | 0 | 51.66 | 51.58 | 2 | 0
2040 | MISO_MO-IL_2_PJM_ROR | MISO_MO-IL | PJM_ROR | Internal | Summer | B1 | 10 | 1212 | 2.99 | 110.66 | 112.65 | 2 | 0
2040 | MISO_MO-IL_2_PJM_ROR | MISO_MO-IL | PJM_ROR | Internal | Summer | B2 | 25 | 1212 | 0 | 99.27 | 92.64 | 2 | 0
2040 | MISO_MO-IL_2_PJM_ROR | MISO_MO-IL | PJM_ROR | Internal | Summer | B3 | 75 | 1212 | 0 | 99.26 | 90.44 | 2 | 0
2040 | MISO_MO-IL_2_PJM_ROR | MISO_MO-IL | PJM_ROR | Internal | Summer | B4 | 100 | 1212 | 0 | 92.73 | 87.8 | 2 | 0
2040 | MISO_MO-IL_2_PJM_ROR | MISO_MO-IL | PJM_ROR | Internal | Summer | B5 | 200 | 1212 | 0 | 92.01 | 85.52 | 2 | 0
2040 | MISO_MO-IL_2_PJM_ROR | MISO_MO-IL | PJM_ROR | Internal | Summer | B6 | 300 | 1212 | 0 | 78.87 | 66.3 | 2 | 0
2040 | MISO_MO-IL_2_PJM_ROR | MISO_MO-IL | PJM_ROR | Internal | Summer | B7 | 400 | 1212 | 0 | 57.31 | 54.24 | 2 | 0
2040 | MISO_MO-IL_2_PJM_ROR | MISO_MO-IL | PJM_ROR | Internal | Summer | B8 | 500 | 1212 | 0 | 51.78 | 49.78 | 2 | 0
2040 | MISO_MO-IL_2_PJM_ROR | MISO_MO-IL | PJM_ROR | Internal | Summer | B9 | 800 | 1212 | 0 | 50.04 | 49.78 | 2 | 0
2040 | MISO_MO-IL_2_PJM_ROR | MISO_MO-IL | PJM_ROR | Internal | Summer | B10 | 1262 | 1212 | 120.52 | 47.78 | 49.78 | 2 | 0
2040 | MISO_MO-IL_2_PJM_ROR | MISO_MO-IL | PJM_ROR | Internal | Winter | B16 | 25 | 1212 | 0 | 96 | 93.98 | 2 | 0
2040 | MISO_MO-IL_2_PJM_ROR | MISO_MO-IL | PJM_ROR | Internal | Winter | B17 | 100 | 1212 | 0.31 | 72.82 | 74.81 | 2 | 0
2040 | MISO_MO-IL_2_PJM_ROR | MISO_MO-IL | PJM_ROR | Internal | Winter | B18 | 400 | 1212 | 0 | 63.55 | 63.04 | 2 | 0
2040 | MISO_MO-IL_2_PJM_ROR | MISO_MO-IL | PJM_ROR | Internal | Winter | B19 | 700 | 1212 | 0 | 59.72 | 57.74 | 2 | 0
2040 | MISO_MO-IL_2_PJM_ROR | MISO_MO-IL | PJM_ROR | Internal | Winter | B20 | 935 | 1212 | 0 | 54.83 | 55.54 | 2 | 0
2040 | MISO_MO-IL_2_SPP_N | MISO_MO-IL | SPP_N | Internal | Shoulder | B11 | 25 | 2000 | 0 | 95.77 | 95.77 | 8 | 0
2040 | MISO_MO-IL_2_SPP_N | MISO_MO-IL | SPP_N | Internal | Shoulder | B12 | 200 | 2000 | 0 | 69.39 | 64.39 | 8 | 0
2040 | MISO_MO-IL_2_SPP_N | MISO_MO-IL | SPP_N | Internal | Shoulder | B13 | 600 | 2000 | 0 | 59.86 | 55.74 | 8 | 0
2040 | MISO_MO-IL_2_SPP_N | MISO_MO-IL | SPP_N | Internal | Shoulder | B14 | 900 | 2000 | 0 | 56.62 | 55.25 | 8 | 0
2040 | MISO_MO-IL_2_SPP_N | MISO_MO-IL | SPP_N | Internal | Shoulder | B15 | 1203 | 2000 | 0 | 51.66 | 55.25 | 8 | 0
2040 | MISO_MO-IL_2_SPP_N | MISO_MO-IL | SPP_N | Internal | Summer | B1 | 10 | 2000 | 0 | 110.66 | 97.66 | 8 | 0
2040 | MISO_MO-IL_2_SPP_N | MISO_MO-IL | SPP_N | Internal | Summer | B2 | 25 | 2000 | 0 | 99.27 | 94.26 | 8 | 0
2040 | MISO_MO-IL_2_SPP_N | MISO_MO-IL | SPP_N | Internal | Summer | B3 | 75 | 2000 | 0 | 99.26 | 94.26 | 8 | 0
2040 | MISO_MO-IL_2_SPP_N | MISO_MO-IL | SPP_N | Internal | Summer | B4 | 100 | 2000 | 0 | 92.73 | 94.26 | 8 | 0
2040 | MISO_MO-IL_2_SPP_N | MISO_MO-IL | SPP_N | Internal | Summer | B5 | 200 | 2000 | 0 | 92.01 | 94.26 | 8 | 0
2040 | MISO_MO-IL_2_SPP_N | MISO_MO-IL | SPP_N | Internal | Summer | B6 | 300 | 2000 | 0 | 78.87 | 85.83 | 8 | 0
2040 | MISO_MO-IL_2_SPP_N | MISO_MO-IL | SPP_N | Internal | Summer | B7 | 400 | 2000 | 0 | 57.31 | 64.14 | 8 | 0
2040 | MISO_MO-IL_2_SPP_N | MISO_MO-IL | SPP_N | Internal | Summer | B8 | 500 | 2000 | 0 | 51.78 | 57.42 | 8 | 0
2040 | MISO_MO-IL_2_SPP_N | MISO_MO-IL | SPP_N | Internal | Summer | B9 | 800 | 2000 | 0 | 50.04 | 53.62 | 8 | 0
2040 | MISO_MO-IL_2_SPP_N | MISO_MO-IL | SPP_N | Internal | Summer | B10 | 1262 | 2000 | 0 | 47.78 | 52.5 | 8 | 0
2040 | MISO_MO-IL_2_SPP_N | MISO_MO-IL | SPP_N | Internal | Winter | B16 | 25 | 2000 | 0 | 96 | 95.99 | 8 | 0
2040 | MISO_MO-IL_2_SPP_N | MISO_MO-IL | SPP_N | Internal | Winter | B17 | 100 | 2000 | 0 | 72.82 | 67.82 | 8 | 0
2040 | MISO_MO-IL_2_SPP_N | MISO_MO-IL | SPP_N | Internal | Winter | B18 | 400 | 2000 | 0 | 63.55 | 59.02 | 8 | 0
2040 | MISO_MO-IL_2_SPP_N | MISO_MO-IL | SPP_N | Internal | Winter | B19 | 700 | 2000 | 0 | 59.72 | 59.02 | 8 | 0
2040 | MISO_MO-IL_2_SPP_N | MISO_MO-IL | SPP_N | Internal | Winter | B20 | 935 | 2000 | 0 | 54.83 | 57.83 | 8 | 0
2040 | MISO_MO-IL_2_TVA_Transmission | MISO_MO-IL | TVA_Transmission | Internal | Shoulder | B11 | 25 | 4000 | 0 | 95.77 | 86.8 | 8 | 0
2040 | MISO_MO-IL_2_TVA_Transmission | MISO_MO-IL | TVA_Transmission | Internal | Shoulder | B12 | 200 | 4000 | 0 | 69.39 | 69.08 | 8 | 0
2040 | MISO_MO-IL_2_TVA_Transmission | MISO_MO-IL | TVA_Transmission | Internal | Shoulder | B13 | 600 | 4000 | 0 | 59.86 | 61.97 | 8 | 0
2040 | MISO_MO-IL_2_TVA_Transmission | MISO_MO-IL | TVA_Transmission | Internal | Shoulder | B14 | 900 | 4000 | 0 | 56.62 | 60.62 | 8 | 0
2040 | MISO_MO-IL_2_TVA_Transmission | MISO_MO-IL | TVA_Transmission | Internal | Shoulder | B15 | 1203 | 4000 | 0 | 51.66 | 56.56 | 8 | 0
2040 | MISO_MO-IL_2_TVA_Transmission | MISO_MO-IL | TVA_Transmission | Internal | Summer | B1 | 10 | 4000 | 0 | 110.66 | 110.01 | 8 | 0
2040 | MISO_MO-IL_2_TVA_Transmission | MISO_MO-IL | TVA_Transmission | Internal | Summer | B2 | 25 | 4000 | 0 | 99.27 | 98.64 | 8 | 0
2040 | MISO_MO-IL_2_TVA_Transmission | MISO_MO-IL | TVA_Transmission | Internal | Summer | B3 | 75 | 4000 | 0 | 99.26 | 95.98 | 8 | 0
2040 | MISO_MO-IL_2_TVA_Transmission | MISO_MO-IL | TVA_Transmission | Internal | Summer | B4 | 100 | 4000 | 0 | 92.73 | 95.43 | 8 | 0
2040 | MISO_MO-IL_2_TVA_Transmission | MISO_MO-IL | TVA_Transmission | Internal | Summer | B5 | 200 | 4000 | 0 | 92.01 | 91.52 | 8 | 0
2040 | MISO_MO-IL_2_TVA_Transmission | MISO_MO-IL | TVA_Transmission | Internal | Summer | B6 | 300 | 4000 | 0 | 78.87 | 71.68 | 8 | 0
2040 | MISO_MO-IL_2_TVA_Transmission | MISO_MO-IL | TVA_Transmission | Internal | Summer | B7 | 400 | 4000 | 0 | 57.31 | 59.74 | 8 | 0
2040 | MISO_MO-IL_2_TVA_Transmission | MISO_MO-IL | TVA_Transmission | Internal | Summer | B8 | 500 | 4000 | 0 | 51.78 | 55.09 | 8 | 0
2040 | MISO_MO-IL_2_TVA_Transmission | MISO_MO-IL | TVA_Transmission | Internal | Summer | B9 | 800 | 4000 | 0 | 50.04 | 55 | 8 | 0
2040 | MISO_MO-IL_2_TVA_Transmission | MISO_MO-IL | TVA_Transmission | Internal | Summer | B10 | 1262 | 4000 | 0 | 47.78 | 54.82 | 8 | 0
2040 | MISO_MO-IL_2_TVA_Transmission | MISO_MO-IL | TVA_Transmission | Internal | Winter | B16 | 25 | 4000 | 0 | 96 | 97 | 8 | 0
2040 | MISO_MO-IL_2_TVA_Transmission | MISO_MO-IL | TVA_Transmission | Internal | Winter | B17 | 100 | 4000 | 0 | 72.82 | 72.68 | 8 | 0
2040 | MISO_MO-IL_2_TVA_Transmission | MISO_MO-IL | TVA_Transmission | Internal | Winter | B18 | 400 | 4000 | 0 | 63.55 | 65.38 | 8 | 0
2040 | MISO_MO-IL_2_TVA_Transmission | MISO_MO-IL | TVA_Transmission | Internal | Winter | B19 | 700 | 4000 | 0 | 59.72 | 61.24 | 8 | 0
2040 | MISO_MO-IL_2_TVA_Transmission | MISO_MO-IL | TVA_Transmission | Internal | Winter | B20 | 935 | 4000 | 0 | 54.83 | 60.03 | 8 | 0
2040 | MISO_W_2_IESO | MISO_W | IESO | Internal | Shoulder | B11 | 25 | 90 | 0 | 95.76 | 51.5 | 8 | 0
2040 | MISO_W_2_IESO | MISO_W | IESO | Internal | Shoulder | B12 | 200 | 90 | 0 | 69.38 | 52.38 | 8 | 0
2040 | MISO_W_2_IESO | MISO_W | IESO | Internal | Shoulder | B13 | 600 | 90 | 0 | 59.85 | 51.5 | 8 | 0
2040 | MISO_W_2_IESO | MISO_W | IESO | Internal | Shoulder | B14 | 900 | 90 | 0 | 56.61 | 51.01 | 8 | 0
2040 | MISO_W_2_IESO | MISO_W | IESO | Internal | Shoulder | B15 | 1203 | 90 | 0 | 51.67 | 51.01 | 8 | 0
2040 | MISO_W_2_IESO | MISO_W | IESO | Internal | Summer | B1 | 10 | 90 | 0 | 110.65 | 107.65 | 8 | 0
2040 | MISO_W_2_IESO | MISO_W | IESO | Internal | Summer | B2 | 25 | 90 | 0 | 99.26 | 87.64 | 8 | 0
2040 | MISO_W_2_IESO | MISO_W | IESO | Internal | Summer | B3 | 75 | 90 | 0 | 99.26 | 82.3 | 8 | 0
2040 | MISO_W_2_IESO | MISO_W | IESO | Internal | Summer | B4 | 100 | 90 | 0 | 93.54 | 65.55 | 8 | 0
2040 | MISO_W_2_IESO | MISO_W | IESO | Internal | Summer | B5 | 200 | 90 | 0 | 93.54 | 61.37 | 8 | 0
2040 | MISO_W_2_IESO | MISO_W | IESO | Internal | Summer | B6 | 300 | 90 | 0 | 78.85 | 54.77 | 8 | 0
2040 | MISO_W_2_IESO | MISO_W | IESO | Internal | Summer | B7 | 400 | 90 | 0 | 57.29 | 50.76 | 8 | 0
2040 | MISO_W_2_IESO | MISO_W | IESO | Internal | Summer | B8 | 500 | 90 | 0 | 51.78 | 47.08 | 8 | 0
2040 | MISO_W_2_IESO | MISO_W | IESO | Internal | Summer | B9 | 800 | 90 | 0 | 50.03 | 47.08 | 8 | 0
2040 | MISO_W_2_IESO | MISO_W | IESO | Internal | Summer | B10 | 1262 | 90 | 0 | 45.5 | 47.08 | 8 | 0
2040 | MISO_W_2_IESO | MISO_W | IESO | Internal | Winter | B16 | 25 | 90 | 0 | 95.97 | 65.79 | 8 | 0
2040 | MISO_W_2_IESO | MISO_W | IESO | Internal | Winter | B17 | 100 | 90 | 0 | 72.81 | 58.13 | 8 | 0
2040 | MISO_W_2_IESO | MISO_W | IESO | Internal | Winter | B18 | 400 | 90 | 0 | 63.54 | 53.85 | 8 | 0
2040 | MISO_W_2_IESO | MISO_W | IESO | Internal | Winter | B19 | 700 | 90 | 0 | 59.73 | 53.85 | 8 | 0
2040 | MISO_W_2_IESO | MISO_W | IESO | Internal | Winter | B20 | 935 | 90 | 0 | 50.83 | 53.85 | 8 | 0
2040 | MISO_W_2_MAPP_CA | MISO_W | MAPP_CA | Internal | Shoulder | B11 | 25 | 700 | 0 | 95.76 | 64.96 | 0.01 | 0
2040 | MISO_W_2_MAPP_CA | MISO_W | MAPP_CA | Internal | Shoulder | B12 | 200 | 700 | 0.08 | 69.38 | 69.37 | 0.01 | 0
2040 | MISO_W_2_MAPP_CA | MISO_W | MAPP_CA | Internal | Shoulder | B13 | 600 | 700 | 0.03 | 59.85 | 59.84 | 0.01 | 0
2040 | MISO_W_2_MAPP_CA | MISO_W | MAPP_CA | Internal | Shoulder | B14 | 900 | 700 | 0.02 | 56.61 | 56.6 | 0.01 | 0
2040 | MISO_W_2_MAPP_CA | MISO_W | MAPP_CA | Internal | Shoulder | B15 | 1203 | 700 | 700 | 51.67 | 56.6 | 0.01 | 4.92
2040 | MISO_W_2_MAPP_CA | MISO_W | MAPP_CA | Internal | Summer | B1 | 10 | 700 | 0 | 110.65 | 92.47 | 0.01 | 0
2040 | MISO_W_2_MAPP_CA | MISO_W | MAPP_CA | Internal | Summer | B2 | 25 | 700 | 0 | 99.26 | 92.47 | 0.01 | 0
2040 | MISO_W_2_MAPP_CA | MISO_W | MAPP_CA | Internal | Summer | B3 | 75 | 700 | 0 | 99.26 | 89.3 | 0.01 | 0
2040 | MISO_W_2_MAPP_CA | MISO_W | MAPP_CA | Internal | Summer | B4 | 100 | 700 | 0 | 93.54 | 80.25 | 0.01 | 0
2040 | MISO_W_2_MAPP_CA | MISO_W | MAPP_CA | Internal | Summer | B5 | 200 | 700 | 0 | 93.54 | 76.66 | 0.01 | 0
2040 | MISO_W_2_MAPP_CA | MISO_W | MAPP_CA | Internal | Summer | B6 | 300 | 700 | 0 | 78.85 | 62.45 | 0.01 | 0
2040 | MISO_W_2_MAPP_CA | MISO_W | MAPP_CA | Internal | Summer | B7 | 400 | 700 | 0.04 | 57.29 | 57.28 | 0.01 | 0
2040 | MISO_W_2_MAPP_CA | MISO_W | MAPP_CA | Internal | Summer | B8 | 500 | 700 | 700 | 51.78 | 52.56 | 0.01 | 0.77
2040 | MISO_W_2_MAPP_CA | MISO_W | MAPP_CA | Internal | Summer | B9 | 800 | 700 | 700 | 50.03 | 52.56 | 0.01 | 2.52
2040 | MISO_W_2_MAPP_CA | MISO_W | MAPP_CA | Internal | Summer | B10 | 1262 | 700 | 700 | 45.5 | 52.56 | 0.01 | 7.05
2040 | MISO_W_2_MAPP_CA | MISO_W | MAPP_CA | Internal | Winter | B16 | 25 | 700 | 0.64 | 95.97 | 95.96 | 0.01 | 0
2040 | MISO_W_2_MAPP_CA | MISO_W | MAPP_CA | Internal | Winter | B17 | 100 | 700 | 0.17 | 72.81 | 72.79 | 0.01 | 0
2040 | MISO_W_2_MAPP_CA | MISO_W | MAPP_CA | Internal | Winter | B18 | 400 | 700 | 0.05 | 63.54 | 63.53 | 0.01 | 0
2040 | MISO_W_2_MAPP_CA | MISO_W | MAPP_CA | Internal | Winter | B19 | 700 | 700 | 700 | 59.73 | 61.15 | 0.01 | 1.41
2040 | MISO_W_2_MAPP_CA | MISO_W | MAPP_CA | Internal | Winter | B20 | 935 | 700 | 700 | 50.83 | 61.15 | 0.01 | 10.31
2040 | MISO_W_2_MAPP_US | MISO_W | MAPP_US | Internal | Shoulder | B11 | 25 | 2300 | 0 | 95.76 | 88.76 | 7 | 0
2040 | MISO_W_2_MAPP_US | MISO_W | MAPP_US | Internal | Shoulder | B12 | 200 | 2300 | 0 | 69.38 | 62.38 | 7 | 0
2040 | MISO_W_2_MAPP_US | MISO_W | MAPP_US | Internal | Shoulder | B13 | 600 | 2300 | 0 | 59.85 | 52.85 | 7 | 0
2040 | MISO_W_2_MAPP_US | MISO_W | MAPP_US | Internal | Shoulder | B14 | 900 | 2300 | 0 | 56.61 | 52.85 | 7 | 0
2040 | MISO_W_2_MAPP_US | MISO_W | MAPP_US | Internal | Shoulder | B15 | 1203 | 2300 | 0 | 51.67 | 45.59 | 7 | 0
2040 | MISO_W_2_MAPP_US | MISO_W | MAPP_US | Internal | Summer | B1 | 10 | 2300 | 0 | 110.65 | 103.65 | 7 | 0
2040 | MISO_W_2_MAPP_US | MISO_W | MAPP_US | Internal | Summer | B2 | 25 | 2300 | 0 | 99.26 | 92.26 | 7 | 0
2040 | MISO_W_2_MAPP_US | MISO_W | MAPP_US | Internal | Summer | B3 | 75 | 2300 | 0 | 99.26 | 92.26 | 7 | 0
2040 | MISO_W_2_MAPP_US | MISO_W | MAPP_US | Internal | Summer | B4 | 100 | 2300 | 0 | 93.54 | 87.25 | 7 | 0
2040 | MISO_W_2_MAPP_US | MISO_W | MAPP_US | Internal | Summer | B5 | 200 | 2300 | 0 | 93.54 | 87.25 | 7 | 0
2040 | MISO_W_2_MAPP_US | MISO_W | MAPP_US | Internal | Summer | B6 | 300 | 2300 | 0 | 78.85 | 71.85 | 7 | 0
2040 | MISO_W_2_MAPP_US | MISO_W | MAPP_US | Internal | Summer | B7 | 400 | 2300 | 0 | 57.29 | 57.13 | 7 | 0
2040 | MISO_W_2_MAPP_US | MISO_W | MAPP_US | Internal | Summer | B8 | 500 | 2300 | 0 | 51.78 | 45.56 | 7 | 0
2040 | MISO_W_2_MAPP_US | MISO_W | MAPP_US | Internal | Summer | B9 | 800 | 2300 | 0 | 50.03 | 43.03 | 7 | 0
2040 | MISO_W_2_MAPP_US | MISO_W | MAPP_US | Internal | Summer | B10 | 1262 | 2300 | 0 | 45.5 | 38.5 | 7 | 0
2040 | MISO_W_2_MAPP_US | MISO_W | MAPP_US | Internal | Winter | B16 | 25 | 2300 | 0 | 95.97 | 88.97 | 7 | 0
2040 | MISO_W_2_MAPP_US | MISO_W | MAPP_US | Internal | Winter | B17 | 100 | 2300 | 0 | 72.81 | 65.81 | 7 | 0
2040 | MISO_W_2_MAPP_US | MISO_W | MAPP_US | Internal | Winter | B18 | 400 | 2300 | 0 | 63.54 | 60.6 | 7 | 0
2040 | MISO_W_2_MAPP_US | MISO_W | MAPP_US | Internal | Winter | B19 | 700 | 2300 | 0 | 59.73 | 60.6 | 7 | 0
2040 | MISO_W_2_MAPP_US | MISO_W | MAPP_US | Internal | Winter | B20 | 935 | 2300 | 0 | 50.83 | 43.83 | 7 | 0
2040 | MISO_W_2_MISO_MO-IL | MISO_W | MISO_MO-IL | Internal | Shoulder | B11 | 25 | 3800 | 512.05 | 95.76 | 95.77 | 0.01 | 0
2040 | MISO_W_2_MISO_MO-IL | MISO_W | MISO_MO-IL | Internal | Shoulder | B12 | 200 | 3800 | 1716.97 | 69.38 | 69.39 | 0.01 | 0
2040 | MISO_W_2_MISO_MO-IL | MISO_W | MISO_MO-IL | Internal | Shoulder | B13 | 600 | 3800 | 553.82 | 59.85 | 59.86 | 0.01 | 0
2040 | MISO_W_2_MISO_MO-IL | MISO_W | MISO_MO-IL | Internal | Shoulder | B14 | 900 | 3800 | 418.74 | 56.61 | 56.62 | 0.01 | 0
2040 | MISO_W_2_MISO_MO-IL | MISO_W | MISO_MO-IL | Internal | Shoulder | B15 | 1203 | 3800 | 0.02 | 51.67 | 51.66 | 0.01 | 0
2040 | MISO_W_2_MISO_MO-IL | MISO_W | MISO_MO-IL | Internal | Summer | B1 | 10 | 3800 | 3083.83 | 110.65 | 110.66 | 0.01 | 0
2040 | MISO_W_2_MISO_MO-IL | MISO_W | MISO_MO-IL | Internal | Summer | B2 | 25 | 3800 | 660.2 | 99.26 | 99.27 | 0.01 | 0
2040 | MISO_W_2_MISO_MO-IL | MISO_W | MISO_MO-IL | Internal | Summer | B3 | 75 | 3800 | 0.46 | 99.26 | 99.26 | 0.01 | 0
2040 | MISO_W_2_MISO_MO-IL | MISO_W | MISO_MO-IL | Internal | Summer | B4 | 100 | 3800 | 0 | 93.54 | 92.73 | 0.01 | 0
2040 | MISO_W_2_MISO_MO-IL | MISO_W | MISO_MO-IL | Internal | Summer | B5 | 200 | 3800 | 0 | 93.54 | 92.01 | 0.01 | 0
2040 | MISO_W_2_MISO_MO-IL | MISO_W | MISO_MO-IL | Internal | Summer | B6 | 300 | 3800 | 1063.21 | 78.85 | 78.87 | 0.01 | 0
2040 | MISO_W_2_MISO_MO-IL | MISO_W | MISO_MO-IL | Internal | Summer | B7 | 400 | 3800 | 520.05 | 57.29 | 57.31 | 0.01 | 0
2040 | MISO_W_2_MISO_MO-IL | MISO_W | MISO_MO-IL | Internal | Summer | B8 | 500 | 3800 | 0.07 | 51.78 | 51.78 | 0.01 | 0
2040 | MISO_W_2_MISO_MO-IL | MISO_W | MISO_MO-IL | Internal | Summer | B9 | 800 | 3800 | 2385.89 | 50.03 | 50.04 | 0.01 | 0
2040 | MISO_W_2_MISO_MO-IL | MISO_W | MISO_MO-IL | Internal | Summer | B10 | 1262 | 3800 | 3800 | 45.5 | 47.78 | 0.01 | 2.27
2040 | MISO_W_2_MISO_MO-IL | MISO_W | MISO_MO-IL | Internal | Winter | B16 | 25 | 3800 | 3798.81 | 95.97 | 96 | 0.01 | 0.01
2040 | MISO_W_2_MISO_MO-IL | MISO_W | MISO_MO-IL | Internal | Winter | B17 | 100 | 3800 | 3748.11 | 72.81 | 72.82 | 0.01 | 0
2040 | MISO_W_2_MISO_MO-IL | MISO_W | MISO_MO-IL | Internal | Winter | B18 | 400 | 3800 | 286.43 | 63.54 | 63.55 | 0.01 | 0
2040 | MISO_W_2_MISO_MO-IL | MISO_W | MISO_MO-IL | Internal | Winter | B19 | 700 | 3800 | 0.02 | 59.73 | 59.72 | 0.01 | 0
2040 | MISO_W_2_MISO_MO-IL | MISO_W | MISO_MO-IL | Internal | Winter | B20 | 935 | 3800 | 3800 | 50.83 | 54.83 | 0.01 | 3.99
2040 | MISO_W_2_MISO_WUMS | MISO_W | MISO_WUMS | Internal | Shoulder | B11 | 25 | 1629 | 0 | 95.76 | 82.8 | 0.01 | 0
2040 | MISO_W_2_MISO_WUMS | MISO_W | MISO_WUMS | Internal | Shoulder | B12 | 200 | 1629 | 0.08 | 69.38 | 69.37 | 0.01 | 0
2040 | MISO_W_2_MISO_WUMS | MISO_W | MISO_WUMS | Internal | Shoulder | B13 | 600 | 1629 | 0 | 59.85 | 58.94 | 0.01 | 0
2040 | MISO_W_2_MISO_WUMS | MISO_W | MISO_WUMS | Internal | Shoulder | B14 | 900 | 1629 | 0 | 56.61 | 56.38 | 0.01 | 0
2040 | MISO_W_2_MISO_WUMS | MISO_W | MISO_WUMS | Internal | Shoulder | B15 | 1203 | 1629 | 1628.96 | 51.67 | 51.69 | 0.01 | 0.01
2040 | MISO_W_2_MISO_WUMS | MISO_W | MISO_WUMS | Internal | Summer | B1 | 10 | 1629 | 0 | 110.65 | 87.99 | 0.01 | 0
2040 | MISO_W_2_MISO_WUMS | MISO_W | MISO_WUMS | Internal | Summer | B2 | 25 | 1629 | 0 | 99.26 | 87.99 | 0.01 | 0
2040 | MISO_W_2_MISO_WUMS | MISO_W | MISO_WUMS | Internal | Summer | B3 | 75 | 1629 | 0 | 99.26 | 87.99 | 0.01 | 0
2040 | MISO_W_2_MISO_WUMS | MISO_W | MISO_WUMS | Internal | Summer | B4 | 100 | 1629 | 0 | 93.54 | 87.99 | 0.01 | 0
2040 | MISO_W_2_MISO_WUMS | MISO_W | MISO_WUMS | Internal | Summer | B5 | 200 | 1629 | 0 | 93.54 | 87.52 | 0.01 | 0
2040 | MISO_W_2_MISO_WUMS | MISO_W | MISO_WUMS | Internal | Summer | B6 | 300 | 1629 | 0 | 78.85 | 67.86 | 0.01 | 0
2040 | MISO_W_2_MISO_WUMS | MISO_W | MISO_WUMS | Internal | Summer | B7 | 400 | 1629 | 0 | 57.29 | 54.38 | 0.01 | 0
2040 | MISO_W_2_MISO_WUMS | MISO_W | MISO_WUMS | Internal | Summer | B8 | 500 | 1629 | 0.07 | 51.78 | 51.78 | 0.01 | 0
2040 | MISO_W_2_MISO_WUMS | MISO_W | MISO_WUMS | Internal | Summer | B9 | 800 | 1629 | 0.02 | 50.03 | 50.02 | 0.01 | 0
2040 | MISO_W_2_MISO_WUMS | MISO_W | MISO_WUMS | Internal | Summer | B10 | 1262 | 1629 | 1629 | 45.5 | 49.9 | 0.01 | 4.38
2040 | MISO_W_2_MISO_WUMS | MISO_W | MISO_WUMS | Internal | Winter | B16 | 25 | 1629 | 711.06 | 95.97 | 95.98 | 0.01 | 0
2040 | MISO_W_2_MISO_WUMS | MISO_W | MISO_WUMS | Internal | Winter | B17 | 100 | 1629 | 915.69 | 72.81 | 72.82 | 0.01 | 0
2040 | MISO_W_2_MISO_WUMS | MISO_W | MISO_WUMS | Internal | Winter | B18 | 400 | 1629 | 584.31 | 63.54 | 63.55 | 0.01 | 0
2040 | MISO_W_2_MISO_WUMS | MISO_W | MISO_WUMS | Internal | Winter | B19 | 700 | 1629 | 1314.1 | 59.73 | 59.74 | 0.01 | 0
2040 | MISO_W_2_MISO_WUMS | MISO_W | MISO_WUMS | Internal | Winter | B20 | 935 | 1629 | 1629 | 50.83 | 55.03 | 0.01 | 4.19
2040 | MISO_W_2_NE | MISO_W | NE | Internal | Shoulder | B11 | 25 | 2800 | 0 | 95.76 | 95.76 | 7 | 0
2040 | MISO_W_2_NE | MISO_W | NE | Internal | Shoulder | B12 | 200 | 2800 | 0 | 69.38 | 64.38 | 7 | 0
2040 | MISO_W_2_NE | MISO_W | NE | Internal | Shoulder | B13 | 600 | 2800 | 0 | 59.85 | 55.73 | 7 | 0
2040 | MISO_W_2_NE | MISO_W | NE | Internal | Shoulder | B14 | 900 | 2800 | 0 | 56.61 | 55.24 | 7 | 0
2040 | MISO_W_2_NE | MISO_W | NE | Internal | Shoulder | B15 | 1203 | 2800 | 0 | 51.67 | 51.04 | 7 | 0
2040 | MISO_W_2_NE | MISO_W | NE | Internal | Summer | B1 | 10 | 2800 | 0 | 110.65 | 103.17 | 7 | 0
2040 | MISO_W_2_NE | MISO_W | NE | Internal | Summer | B2 | 25 | 2800 | 0 | 99.26 | 94.28 | 7 | 0
2040 | MISO_W_2_NE | MISO_W | NE | Internal | Summer | B3 | 75 | 2800 | 0 | 99.26 | 94.27 | 7 | 0
2040 | MISO_W_2_NE | MISO_W | NE | Internal | Summer | B4 | 100 | 2800 | 0 | 93.54 | 94.25 | 7 | 0
2040 | MISO_W_2_NE | MISO_W | NE | Internal | Summer | B5 | 200 | 2800 | 0 | 93.54 | 94.25 | 7 | 0
2040 | MISO_W_2_NE | MISO_W | NE | Internal | Summer | B6 | 300 | 2800 | 0 | 78.85 | 78.85 | 7 | 0
2040 | MISO_W_2_NE | MISO_W | NE | Internal | Summer | B7 | 400 | 2800 | 0 | 57.29 | 64.13 | 7 | 0
2040 | MISO_W_2_NE | MISO_W | NE | Internal | Summer | B8 | 500 | 2800 | 0 | 51.78 | 52.56 | 7 | 0
2040 | MISO_W_2_NE | MISO_W | NE | Internal | Summer | B9 | 800 | 2800 | 0 | 50.03 | 50.03 | 7 | 0
2040 | MISO_W_2_NE | MISO_W | NE | Internal | Summer | B10 | 1262 | 2800 | 0 | 45.5 | 40.5 | 7 | 0
2040 | MISO_W_2_NE | MISO_W | NE | Internal | Winter | B16 | 25 | 2800 | 0 | 95.97 | 95.97 | 7 | 0
2040 | MISO_W_2_NE | MISO_W | NE | Internal | Winter | B17 | 100 | 2800 | 0 | 72.81 | 67.81 | 7 | 0
2040 | MISO_W_2_NE | MISO_W | NE | Internal | Winter | B18 | 400 | 2800 | 0 | 63.54 | 59.01 | 7 | 0
2040 | MISO_W_2_NE | MISO_W | NE | Internal | Winter | B19 | 700 | 2800 | 0 | 59.73 | 59.01 | 7 | 0
2040 | MISO_W_2_NE | MISO_W | NE | Internal | Winter | B20 | 935 | 2800 | 0 | 50.83 | 46.86 | 7 | 0
2040 | MISO_W_2_PJM_ROR | MISO_W | PJM_ROR | Internal | Shoulder | B11 | 25 | 773 | 0 | 95.76 | 80.8 | 2 | 0
2040 | MISO_W_2_PJM_ROR | MISO_W | PJM_ROR | Internal | Shoulder | B12 | 200 | 773 | 0 | 69.38 | 67.39 | 2 | 0
2040 | MISO_W_2_PJM_ROR | MISO_W | PJM_ROR | Internal | Shoulder | B13 | 600 | 773 | 0 | 59.85 | 57.32 | 2 | 0
2040 | MISO_W_2_PJM_ROR | MISO_W | PJM_ROR | Internal | Shoulder | B14 | 900 | 773 | 0 | 56.61 | 54.62 | 2 | 0
2040 | MISO_W_2_PJM_ROR | MISO_W | PJM_ROR | Internal | Shoulder | B15 | 1203 | 773 | 0 | 51.67 | 51.58 | 2 | 0
2040 | MISO_W_2_PJM_ROR | MISO_W | PJM_ROR | Internal | Summer | B1 | 10 | 773 | 372.35 | 110.65 | 112.65 | 2 | 0
2040 | MISO_W_2_PJM_ROR | MISO_W | PJM_ROR | Internal | Summer | B2 | 25 | 773 | 0 | 99.26 | 92.64 | 2 | 0
2040 | MISO_W_2_PJM_ROR | MISO_W | PJM_ROR | Internal | Summer | B3 | 75 | 773 | 0 | 99.26 | 90.44 | 2 | 0
2040 | MISO_W_2_PJM_ROR | MISO_W | PJM_ROR | Internal | Summer | B4 | 100 | 773 | 0 | 93.54 | 87.8 | 2 | 0
2040 | MISO_W_2_PJM_ROR | MISO_W | PJM_ROR | Internal | Summer | B5 | 200 | 773 | 0 | 93.54 | 85.52 | 2 | 0
2040 | MISO_W_2_PJM_ROR | MISO_W | PJM_ROR | Internal | Summer | B6 | 300 | 773 | 0 | 78.85 | 66.3 | 2 | 0
2040 | MISO_W_2_PJM_ROR | MISO_W | PJM_ROR | Internal | Summer | B7 | 400 | 773 | 0 | 57.29 | 54.24 | 2 | 0
2040 | MISO_W_2_PJM_ROR | MISO_W | PJM_ROR | Internal | Summer | B8 | 500 | 773 | 0 | 51.78 | 49.78 | 2 | 0
2040 | MISO_W_2_PJM_ROR | MISO_W | PJM_ROR | Internal | Summer | B9 | 800 | 773 | 0 | 50.03 | 49.78 | 2 | 0
2040 | MISO_W_2_PJM_ROR | MISO_W | PJM_ROR | Internal | Summer | B10 | 1262 | 773 | 773 | 45.5 | 49.78 | 2 | 2.28
2040 | MISO_W_2_PJM_ROR | MISO_W | PJM_ROR | Internal | Winter | B16 | 25 | 773 | 0 | 95.97 | 93.98 | 2 | 0
2040 | MISO_W_2_PJM_ROR | MISO_W | PJM_ROR | Internal | Winter | B17 | 100 | 773 | 732.66 | 72.81 | 74.81 | 2 | 0
2040 | MISO_W_2_PJM_ROR | MISO_W | PJM_ROR | Internal | Winter | B18 | 400 | 773 | 0 | 63.54 | 63.04 | 2 | 0
2040 | MISO_W_2_PJM_ROR | MISO_W | PJM_ROR | Internal | Winter | B19 | 700 | 773 | 0 | 59.73 | 57.74 | 2 | 0
2040 | MISO_W_2_PJM_ROR | MISO_W | PJM_ROR | Internal | Winter | B20 | 935 | 773 | 773 | 50.83 | 55.54 | 2 | 2.71
2040 | MISO_W_2_SPP_N | MISO_W | SPP_N | Internal | Shoulder | B11 | 25 | 3200 | 0 | 95.76 | 95.77 | 7 | 0
2040 | MISO_W_2_SPP_N | MISO_W | SPP_N | Internal | Shoulder | B12 | 200 | 3200 | 0 | 69.38 | 64.39 | 7 | 0
2040 | MISO_W_2_SPP_N | MISO_W | SPP_N | Internal | Shoulder | B13 | 600 | 3200 | 0 | 59.85 | 55.74 | 7 | 0
2040 | MISO_W_2_SPP_N | MISO_W | SPP_N | Internal | Shoulder | B14 | 900 | 3200 | 0 | 56.61 | 55.25 | 7 | 0
2040 | MISO_W_2_SPP_N | MISO_W | SPP_N | Internal | Shoulder | B15 | 1203 | 3200 | 0 | 51.67 | 55.25 | 7 | 0
2040 | MISO_W_2_SPP_N | MISO_W | SPP_N | Internal | Summer | B1 | 10 | 3200 | 0 | 110.65 | 97.66 | 7 | 0
2040 | MISO_W_2_SPP_N | MISO_W | SPP_N | Internal | Summer | B2 | 25 | 3200 | 0 | 99.26 | 94.26 | 7 | 0
2040 | MISO_W_2_SPP_N | MISO_W | SPP_N | Internal | Summer | B3 | 75 | 3200 | 0 | 99.26 | 94.26 | 7 | 0
2040 | MISO_W_2_SPP_N | MISO_W | SPP_N | Internal | Summer | B4 | 100 | 3200 | 0 | 93.54 | 94.26 | 7 | 0
2040 | MISO_W_2_SPP_N | MISO_W | SPP_N | Internal | Summer | B5 | 200 | 3200 | 0 | 93.54 | 94.26 | 7 | 0
2040 | MISO_W_2_SPP_N | MISO_W | SPP_N | Internal | Summer | B6 | 300 | 3200 | 0.05 | 78.85 | 85.83 | 7 | 0
2040 | MISO_W_2_SPP_N | MISO_W | SPP_N | Internal | Summer | B7 | 400 | 3200 | 0 | 57.29 | 64.14 | 7 | 0
2040 | MISO_W_2_SPP_N | MISO_W | SPP_N | Internal | Summer | B8 | 500 | 3200 | 0 | 51.78 | 57.42 | 7 | 0
2040 | MISO_W_2_SPP_N | MISO_W | SPP_N | Internal | Summer | B9 | 800 | 3200 | 0 | 50.03 | 53.62 | 7 | 0
2040 | MISO_W_2_SPP_N | MISO_W | SPP_N | Internal | Summer | B10 | 1262 | 3200 | 1188.82 | 45.5 | 52.5 | 7 | 0
2040 | MISO_W_2_SPP_N | MISO_W | SPP_N | Internal | Winter | B16 | 25 | 3200 | 0 | 95.97 | 95.99 | 7 | 0
2040 | MISO_W_2_SPP_N | MISO_W | SPP_N | Internal | Winter | B17 | 100 | 3200 | 0 | 72.81 | 67.82 | 7 | 0
2040 | MISO_W_2_SPP_N | MISO_W | SPP_N | Internal | Winter | B18 | 400 | 3200 | 0 | 63.54 | 59.02 | 7 | 0
2040 | MISO_W_2_SPP_N | MISO_W | SPP_N | Internal | Winter | B19 | 700 | 3200 | 0 | 59.73 | 59.02 | 7 | 0
2040 | MISO_W_2_SPP_N | MISO_W | SPP_N | Internal | Winter | B20 | 935 | 3200 | 194.74 | 50.83 | 57.83 | 7 | 0
2040 | MISO_WUMS_2_MISO_MI | MISO_WUMS | MISO_MI | Internal | Shoulder | B11 | 25 | 99 | 1.17 | 82.8 | 82.8 | 0.01 | 0
2040 | MISO_WUMS_2_MISO_MI | MISO_WUMS | MISO_MI | Internal | Shoulder | B12 | 200 | 99 | 98.85 | 69.37 | 69.39 | 0.01 | 0.01
2040 | MISO_WUMS_2_MISO_MI | MISO_WUMS | MISO_MI | Internal | Shoulder | B13 | 600 | 99 | 99 | 58.94 | 59.33 | 0.01 | 0.37
2040 | MISO_WUMS_2_MISO_MI | MISO_WUMS | MISO_MI | Internal | Shoulder | B14 | 900 | 99 | 99 | 56.38 | 56.62 | 0.01 | 0.23
2040 | MISO_WUMS_2_MISO_MI | MISO_WUMS | MISO_MI | Internal | Shoulder | B15 | 1203 | 99 | 0 | 51.69 | 51.66 | 0.01 | 0
2040 | MISO_WUMS_2_MISO_MI | MISO_WUMS | MISO_MI | Internal | Summer | B1 | 10 | 99 | 99 | 87.99 | 114.65 | 0.01 | 26.64
2040 | MISO_WUMS_2_MISO_MI | MISO_WUMS | MISO_MI | Internal | Summer | B2 | 25 | 99 | 99 | 87.99 | 94.64 | 0.01 | 6.63
2040 | MISO_WUMS_2_MISO_MI | MISO_WUMS | MISO_MI | Internal | Summer | B3 | 75 | 99 | 99 | 87.99 | 92.45 | 0.01 | 4.45
2040 | MISO_WUMS_2_MISO_MI | MISO_WUMS | MISO_MI | Internal | Summer | B4 | 100 | 99 | 99 | 87.99 | 89.59 | 0.01 | 1.58
2040 | MISO_WUMS_2_MISO_MI | MISO_WUMS | MISO_MI | Internal | Summer | B5 | 200 | 99 | 0 | 87.52 | 86.84 | 0.01 | 0
2040 | MISO_WUMS_2_MISO_MI | MISO_WUMS | MISO_MI | Internal | Summer | B6 | 300 | 99 | 0 | 67.86 | 67.76 | 0.01 | 0
2040 | MISO_WUMS_2_MISO_MI | MISO_WUMS | MISO_MI | Internal | Summer | B7 | 400 | 99 | 99 | 54.38 | 56.24 | 0.01 | 1.86
2040 | MISO_WUMS_2_MISO_MI | MISO_WUMS | MISO_MI | Internal | Summer | B8 | 500 | 99 | 99 | 51.78 | 54.08 | 0.01 | 2.29
2040 | MISO_WUMS_2_MISO_MI | MISO_WUMS | MISO_MI | Internal | Summer | B9 | 800 | 99 | 99 | 50.02 | 51.78 | 0.01 | 1.75
2040 | MISO_WUMS_2_MISO_MI | MISO_WUMS | MISO_MI | Internal | Summer | B10 | 1262 | 99 | 99 | 49.9 | 50.45 | 0.01 | 0.54
2040 | MISO_WUMS_2_MISO_MI | MISO_WUMS | MISO_MI | Internal | Winter | B16 | 25 | 99 | 1.03 | 95.98 | 95.98 | 0.01 | 0
2040 | MISO_WUMS_2_MISO_MI | MISO_WUMS | MISO_MI | Internal | Winter | B17 | 100 | 99 | 0.33 | 72.82 | 72.82 | 0.01 | 0
2040 | MISO_WUMS_2_MISO_MI | MISO_WUMS | MISO_MI | Internal | Winter | B18 | 400 | 99 | 0.08 | 63.55 | 63.55 | 0.01 | 0
2040 | MISO_WUMS_2_MISO_MI | MISO_WUMS | MISO_MI | Internal | Winter | B19 | 700 | 99 | 0.02 | 59.74 | 59.72 | 0.01 | 0
2040 | MISO_WUMS_2_MISO_MI | MISO_WUMS | MISO_MI | Internal | Winter | B20 | 935 | 99 | 98.98 | 55.03 | 55.06 | 0.01 | 0.02
2040 | MISO_WUMS_2_MISO_W | MISO_WUMS | MISO_W | Internal | Shoulder | B11 | 25 | 1137 | 1137 | 82.8 | 95.76 | 0.01 | 12.94
2040 | MISO_WUMS_2_MISO_W | MISO_WUMS | MISO_W | Internal | Shoulder | B12 | 200 | 1137 | 916.28 | 69.37 | 69.38 | 0.01 | 0
2040 | MISO_WUMS_2_MISO_W | MISO_WUMS | MISO_W | Internal | Shoulder | B13 | 600 | 1137 | 1137 | 58.94 | 59.85 | 0.01 | 0.9
2040 | MISO_WUMS_2_MISO_W | MISO_WUMS | MISO_W | Internal | Shoulder | B14 | 900 | 1137 | 1137 | 56.38 | 56.61 | 0.01 | 0.21
2040 | MISO_WUMS_2_MISO_W | MISO_WUMS | MISO_W | Internal | Shoulder | B15 | 1203 | 1137 | 0.01 | 51.69 | 51.67 | 0.01 | 0
2040 | MISO_WUMS_2_MISO_W | MISO_WUMS | MISO_W | Internal | Summer | B1 | 10 | 1137 | 1137 | 87.99 | 110.65 | 0.01 | 22.64
2040 | MISO_WUMS_2_MISO_W | MISO_WUMS | MISO_W | Internal | Summer | B2 | 25 | 1137 | 1137 | 87.99 | 99.26 | 0.01 | 11.26
2040 | MISO_WUMS_2_MISO_W | MISO_WUMS | MISO_W | Internal | Summer | B3 | 75 | 1137 | 1137 | 87.99 | 99.26 | 0.01 | 11.25
2040 | MISO_WUMS_2_MISO_W | MISO_WUMS | MISO_W | Internal | Summer | B4 | 100 | 1137 | 1137 | 87.99 | 93.54 | 0.01 | 5.54
2040 | MISO_WUMS_2_MISO_W | MISO_WUMS | MISO_W | Internal | Summer | B5 | 200 | 1137 | 1137 | 87.52 | 93.54 | 0.01 | 6.01
2040 | MISO_WUMS_2_MISO_W | MISO_WUMS | MISO_W | Internal | Summer | B6 | 300 | 1137 | 1137 | 67.86 | 78.85 | 0.01 | 10.98
2040 | MISO_WUMS_2_MISO_W | MISO_WUMS | MISO_W | Internal | Summer | B7 | 400 | 1137 | 1137 | 54.38 | 57.29 | 0.01 | 2.91
2040 | MISO_WUMS_2_MISO_W | MISO_WUMS | MISO_W | Internal | Summer | B8 | 500 | 1137 | 0.07 | 51.78 | 51.78 | 0.01 | 0
2040 | MISO_WUMS_2_MISO_W | MISO_WUMS | MISO_W | Internal | Summer | B9 | 800 | 1137 | 638.56 | 50.02 | 50.03 | 0.01 | 0
2040 | MISO_WUMS_2_MISO_W | MISO_WUMS | MISO_W | Internal | Summer | B10 | 1262 | 1137 | 0 | 49.9 | 45.5 | 0.01 | 0
2040 | MISO_WUMS_2_MISO_W | MISO_WUMS | MISO_W | Internal | Winter | B16 | 25 | 1137 | 0.62 | 95.98 | 95.97 | 0.01 | 0
2040 | MISO_WUMS_2_MISO_W | MISO_WUMS | MISO_W | Internal | Winter | B17 | 100 | 1137 | 0.16 | 72.82 | 72.81 | 0.01 | 0
2040 | MISO_WUMS_2_MISO_W | MISO_WUMS | MISO_W | Internal | Winter | B18 | 400 | 1137 | 0.04 | 63.55 | 63.54 | 0.01 | 0
2040 | MISO_WUMS_2_MISO_W | MISO_WUMS | MISO_W | Internal | Winter | B19 | 700 | 1137 | 0.02 | 59.74 | 59.73 | 0.01 | 0
2040 | MISO_WUMS_2_MISO_W | MISO_WUMS | MISO_W | Internal | Winter | B20 | 935 | 1137 | 0 | 55.03 | 50.83 | 0.01 | 0
2040 | MISO_WUMS_2_PJM_ROR | MISO_WUMS | PJM_ROR | Internal | Shoulder | B11 | 25 | 1600 | 0 | 82.8 | 80.8 | 2 | 0
2040 | MISO_WUMS_2_PJM_ROR | MISO_WUMS | PJM_ROR | Internal | Shoulder | B12 | 200 | 1600 | 0 | 69.37 | 67.39 | 2 | 0
2040 | MISO_WUMS_2_PJM_ROR | MISO_WUMS | PJM_ROR | Internal | Shoulder | B13 | 600 | 1600 | 0 | 58.94 | 57.32 | 2 | 0
2040 | MISO_WUMS_2_PJM_ROR | MISO_WUMS | PJM_ROR | Internal | Shoulder | B14 | 900 | 1600 | 0 | 56.38 | 54.62 | 2 | 0
2040 | MISO_WUMS_2_PJM_ROR | MISO_WUMS | PJM_ROR | Internal | Shoulder | B15 | 1203 | 1600 | 0 | 51.69 | 51.58 | 2 | 0
2040 | MISO_WUMS_2_PJM_ROR | MISO_WUMS | PJM_ROR | Internal | Summer | B1 | 10 | 1600 | 1600 | 87.99 | 112.65 | 2 | 22.66
2040 | MISO_WUMS_2_PJM_ROR | MISO_WUMS | PJM_ROR | Internal | Summer | B2 | 25 | 1600 | 1599.99 | 87.99 | 92.64 | 2 | 2.64
2040 | MISO_WUMS_2_PJM_ROR | MISO_WUMS | PJM_ROR | Internal | Summer | B3 | 75 | 1600 | 1599.99 | 87.99 | 90.44 | 2 | 0.45
2040 | MISO_WUMS_2_PJM_ROR | MISO_WUMS | PJM_ROR | Internal | Summer | B4 | 100 | 1600 | 0 | 87.99 | 87.8 | 2 | 0
2040 | MISO_WUMS_2_PJM_ROR | MISO_WUMS | PJM_ROR | Internal | Summer | B5 | 200 | 1600 | 0 | 87.52 | 85.52 | 2 | 0
2040 | MISO_WUMS_2_PJM_ROR | MISO_WUMS | PJM_ROR | Internal | Summer | B6 | 300 | 1600 | 0 | 67.86 | 66.3 | 2 | 0
2040 | MISO_WUMS_2_PJM_ROR | MISO_WUMS | PJM_ROR | Internal | Summer | B7 | 400 | 1600 | 0 | 54.38 | 54.24 | 2 | 0
2040 | MISO_WUMS_2_PJM_ROR | MISO_WUMS | PJM_ROR | Internal | Summer | B8 | 500 | 1600 | 0 | 51.78 | 49.78 | 2 | 0
2040 | MISO_WUMS_2_PJM_ROR | MISO_WUMS | PJM_ROR | Internal | Summer | B9 | 800 | 1600 | 0 | 50.02 | 49.78 | 2 | 0
2040 | MISO_WUMS_2_PJM_ROR | MISO_WUMS | PJM_ROR | Internal | Summer | B10 | 1262 | 1600 | 0 | 49.9 | 49.78 | 2 | 0
2040 | MISO_WUMS_2_PJM_ROR | MISO_WUMS | PJM_ROR | Internal | Winter | B16 | 25 | 1600 | 0 | 95.98 | 93.98 | 2 | 0
2040 | MISO_WUMS_2_PJM_ROR | MISO_WUMS | PJM_ROR | Internal | Winter | B17 | 100 | 1600 | 0.39 | 72.82 | 74.81 | 2 | 0
2040 | MISO_WUMS_2_PJM_ROR | MISO_WUMS | PJM_ROR | Internal | Winter | B18 | 400 | 1600 | 0 | 63.55 | 63.04 | 2 | 0
2040 | MISO_WUMS_2_PJM_ROR | MISO_WUMS | PJM_ROR | Internal | Winter | B19 | 700 | 1600 | 0 | 59.74 | 57.74 | 2 | 0
2040 | MISO_WUMS_2_PJM_ROR | MISO_WUMS | PJM_ROR | Internal | Winter | B20 | 935 | 1600 | 0 | 55.03 | 55.54 | 2 | 0
2040 | NE_2_MAPP_US | NE | MAPP_US | Internal | Shoulder | B11 | 25 | 1600 | 0 | 95.76 | 88.76 | 5 | 0
2040 | NE_2_MAPP_US | NE | MAPP_US | Internal | Shoulder | B12 | 200 | 1600 | 0 | 64.38 | 62.38 | 5 | 0
2040 | NE_2_MAPP_US | NE | MAPP_US | Internal | Shoulder | B13 | 600 | 1600 | 0 | 55.73 | 52.85 | 5 | 0
2040 | NE_2_MAPP_US | NE | MAPP_US | Internal | Shoulder | B14 | 900 | 1600 | 0 | 55.24 | 52.85 | 5 | 0
2040 | NE_2_MAPP_US | NE | MAPP_US | Internal | Shoulder | B15 | 1203 | 1600 | 0 | 51.04 | 45.59 | 5 | 0
2040 | NE_2_MAPP_US | NE | MAPP_US | Internal | Summer | B1 | 10 | 1600 | 0.01 | 103.17 | 103.65 | 5 | 0
2040 | NE_2_MAPP_US | NE | MAPP_US | Internal | Summer | B2 | 25 | 1600 | 0 | 94.28 | 92.26 | 5 | 0
2040 | NE_2_MAPP_US | NE | MAPP_US | Internal | Summer | B3 | 75 | 1600 | 0 | 94.27 | 92.26 | 5 | 0
2040 | NE_2_MAPP_US | NE | MAPP_US | Internal | Summer | B4 | 100 | 1600 | 0 | 94.25 | 87.25 | 5 | 0
2040 | NE_2_MAPP_US | NE | MAPP_US | Internal | Summer | B5 | 200 | 1600 | 0 | 94.25 | 87.25 | 5 | 0
2040 | NE_2_MAPP_US | NE | MAPP_US | Internal | Summer | B6 | 300 | 1600 | 0 | 78.85 | 71.85 | 5 | 0
2040 | NE_2_MAPP_US | NE | MAPP_US | Internal | Summer | B7 | 400 | 1600 | 0 | 64.13 | 57.13 | 5 | 0
2040 | NE_2_MAPP_US | NE | MAPP_US | Internal | Summer | B8 | 500 | 1600 | 0 | 52.56 | 45.56 | 5 | 0
2040 | NE_2_MAPP_US | NE | MAPP_US | Internal | Summer | B9 | 800 | 1600 | 0 | 50.03 | 43.03 | 5 | 0
2040 | NE_2_MAPP_US | NE | MAPP_US | Internal | Summer | B10 | 1262 | 1600 | 0 | 40.5 | 38.5 | 5 | 0
2040 | NE_2_MAPP_US | NE | MAPP_US | Internal | Winter | B16 | 25 | 1600 | 0 | 95.97 | 88.97 | 5 | 0
2040 | NE_2_MAPP_US | NE | MAPP_US | Internal | Winter | B17 | 100 | 1600 | 0 | 67.81 | 65.81 | 5 | 0
2040 | NE_2_MAPP_US | NE | MAPP_US | Internal | Winter | B18 | 400 | 1600 | 0 | 59.01 | 60.6 | 5 | 0
2040 | NE_2_MAPP_US | NE | MAPP_US | Internal | Winter | B19 | 700 | 1600 | 0 | 59.01 | 60.6 | 5 | 0
2040 | NE_2_MAPP_US | NE | MAPP_US | Internal | Winter | B20 | 935 | 1600 | 0 | 46.86 | 43.83 | 5 | 0
2040 | NE_2_MISO_W | NE | MISO_W | Internal | Shoulder | B11 | 25 | 1600 | 0 | 95.76 | 95.76 | 5 | 0
2040 | NE_2_MISO_W | NE | MISO_W | Internal | Shoulder | B12 | 200 | 1600 | 336.51 | 64.38 | 69.38 | 5 | 0
2040 | NE_2_MISO_W | NE | MISO_W | Internal | Shoulder | B13 | 600 | 1600 | 0 | 55.73 | 59.85 | 5 | 0
2040 | NE_2_MISO_W | NE | MISO_W | Internal | Shoulder | B14 | 900 | 1600 | 0 | 55.24 | 56.61 | 5 | 0
2040 | NE_2_MISO_W | NE | MISO_W | Internal | Shoulder | B15 | 1203 | 1600 | 0 | 51.04 | 51.67 | 5 | 0
2040 | NE_2_MISO_W | NE | MISO_W | Internal | Summer | B1 | 10 | 1600 | 1599.99 | 103.17 | 110.65 | 5 | 2.48
2040 | NE_2_MISO_W | NE | MISO_W | Internal | Summer | B2 | 25 | 1600 | 0.7 | 94.28 | 99.26 | 5 | 0
2040 | NE_2_MISO_W | NE | MISO_W | Internal | Summer | B3 | 75 | 1600 | 0.37 | 94.27 | 99.26 | 5 | 0
2040 | NE_2_MISO_W | NE | MISO_W | Internal | Summer | B4 | 100 | 1600 | 0 | 94.25 | 93.54 | 5 | 0
2040 | NE_2_MISO_W | NE | MISO_W | Internal | Summer | B5 | 200 | 1600 | 0 | 94.25 | 93.54 | 5 | 0
2040 | NE_2_MISO_W | NE | MISO_W | Internal | Summer | B6 | 300 | 1600 | 0 | 78.85 | 78.85 | 5 | 0
2040 | NE_2_MISO_W | NE | MISO_W | Internal | Summer | B7 | 400 | 1600 | 0 | 64.13 | 57.29 | 5 | 0
2040 | NE_2_MISO_W | NE | MISO_W | Internal | Summer | B8 | 500 | 1600 | 0 | 52.56 | 51.78 | 5 | 0
2040 | NE_2_MISO_W | NE | MISO_W | Internal | Summer | B9 | 800 | 1600 | 0 | 50.03 | 50.03 | 5 | 0
2040 | NE_2_MISO_W | NE | MISO_W | Internal | Summer | B10 | 1262 | 1600 | 206.45 | 40.5 | 45.5 | 5 | 0
2040 | NE_2_MISO_W | NE | MISO_W | Internal | Winter | B16 | 25 | 1600 | 0 | 95.97 | 95.97 | 5 | 0
2040 | NE_2_MISO_W | NE | MISO_W | Internal | Winter | B17 | 100 | 1600 | 52.48 | 67.81 | 72.81 | 5 | 0
2040 | NE_2_MISO_W | NE | MISO_W | Internal | Winter | B18 | 400 | 1600 | 0 | 59.01 | 63.54 | 5 | 0
2040 | NE_2_MISO_W | NE | MISO_W | Internal | Winter | B19 | 700 | 1600 | 0 | 59.01 | 59.73 | 5 | 0
2040 | NE_2_MISO_W | NE | MISO_W | Internal | Winter | B20 | 935 | 1600 | 0 | 46.86 | 50.83 | 5 | 0
2040 | NE_2_SPP_N | NE | SPP_N | Internal | Shoulder | B11 | 25 | 1800 | 1299.85 | 95.76 | 95.77 | 0.01 | 0
2040 | NE_2_SPP_N | NE | SPP_N | Internal | Shoulder | B12 | 200 | 1800 | 382.96 | 64.38 | 64.39 | 0.01 | 0
2040 | NE_2_SPP_N | NE | SPP_N | Internal | Shoulder | B13 | 600 | 1800 | 940.59 | 55.73 | 55.74 | 0.01 | 0
2040 | NE_2_SPP_N | NE | SPP_N | Internal | Shoulder | B14 | 900 | 1800 | 1315.57 | 55.24 | 55.25 | 0.01 | 0
2040 | NE_2_SPP_N | NE | SPP_N | Internal | Shoulder | B15 | 1203 | 1800 | 1800 | 51.04 | 55.25 | 0.01 | 4.2
2040 | NE_2_SPP_N | NE | SPP_N | Internal | Summer | B1 | 10 | 1800 | 0 | 103.17 | 97.66 | 0.01 | 0
2040 | NE_2_SPP_N | NE | SPP_N | Internal | Summer | B2 | 25 | 1800 | 0.39 | 94.28 | 94.26 | 0.01 | 0
2040 | NE_2_SPP_N | NE | SPP_N | Internal | Summer | B3 | 75 | 1800 | 0.19 | 94.27 | 94.26 | 0.01 | 0
2040 | NE_2_SPP_N | NE | SPP_N | Internal | Summer | B4 | 100 | 1800 | 640.58 | 94.25 | 94.26 | 0.01 | 0
2040 | NE_2_SPP_N | NE | SPP_N | Internal | Summer | B5 | 200 | 1800 | 1763.86 | 94.25 | 94.26 | 0.01 | 0
2040 | NE_2_SPP_N | NE | SPP_N | Internal | Summer | B6 | 300 | 1800 | 1800 | 78.85 | 85.83 | 0.01 | 6.96
2040 | NE_2_SPP_N | NE | SPP_N | Internal | Summer | B7 | 400 | 1800 | 1741.56 | 64.13 | 64.14 | 0.01 | 0
2040 | NE_2_SPP_N | NE | SPP_N | Internal | Summer | B8 | 500 | 1800 | 1800 | 52.56 | 57.42 | 0.01 | 4.85
2040 | NE_2_SPP_N | NE | SPP_N | Internal | Summer | B9 | 800 | 1800 | 1800 | 50.03 | 53.62 | 0.01 | 3.58
2040 | NE_2_SPP_N | NE | SPP_N | Internal | Summer | B10 | 1262 | 1800 | 1800 | 40.5 | 52.5 | 0.01 | 11.99
2040 | NE_2_SPP_N | NE | SPP_N | Internal | Winter | B16 | 25 | 1800 | 1798.56 | 95.97 | 95.99 | 0.01 | 0.01
2040 | NE_2_SPP_N | NE | SPP_N | Internal | Winter | B17 | 100 | 1800 | 843.2 | 67.81 | 67.82 | 0.01 | 0
2040 | NE_2_SPP_N | NE | SPP_N | Internal | Winter | B18 | 400 | 1800 | 1002.74 | 59.01 | 59.02 | 0.01 | 0
2040 | NE_2_SPP_N | NE | SPP_N | Internal | Winter | B19 | 700 | 1800 | 1199.53 | 59.01 | 59.02 | 0.01 | 0
2040 | NE_2_SPP_N | NE | SPP_N | Internal | Winter | B20 | 935 | 1800 | 1800 | 46.86 | 57.83 | 0.01 | 10.97
2040 | NEISO_2_NYISO_A-F | NEISO | NYISO_A-F | Internal | Shoulder | B11 | 25 | 600 | 600 | 51.81 | 58.5 | 3 | 3.69
2040 | NEISO_2_NYISO_A-F | NEISO | NYISO_A-F | Internal | Shoulder | B12 | 200 | 600 | 600 | 51.81 | 59.38 | 3 | 4.57
2040 | NEISO_2_NYISO_A-F | NEISO | NYISO_A-F | Internal | Shoulder | B13 | 600 | 600 | 600 | 48.97 | 52.65 | 3 | 0.68
2040 | NEISO_2_NYISO_A-F | NEISO | NYISO_A-F | Internal | Shoulder | B14 | 900 | 600 | 218.98 | 48.97 | 51.97 | 3 | 0
2040 | NEISO_2_NYISO_A-F | NEISO | NYISO_A-F | Internal | Shoulder | B15 | 1203 | 600 | 0 | 48.97 | 51.38 | 3 | 0
2040 | NEISO_2_NYISO_A-F | NEISO | NYISO_A-F | Internal | Summer | B1 | 10 | 600 | 1.49 | 99.23 | 102.21 | 3 | 0
2040 | NEISO_2_NYISO_A-F | NEISO | NYISO_A-F | Internal | Summer | B2 | 25 | 600 | 203.89 | 77.64 | 80.64 | 3 | 0
2040 | NEISO_2_NYISO_A-F | NEISO | NYISO_A-F | Internal | Summer | B3 | 75 | 600 | 0 | 74.2 | 75.3 | 3 | 0
2040 | NEISO_2_NYISO_A-F | NEISO | NYISO_A-F | Internal | Summer | B4 | 100 | 600 | 0.32 | 69.56 | 72.55 | 3 | 0
2040 | NEISO_2_NYISO_A-F | NEISO | NYISO_A-F | Internal | Summer | B5 | 200 | 600 | 600 | 62.63 | 68.37 | 3 | 2.74
2040 | NEISO_2_NYISO_A-F | NEISO | NYISO_A-F | Internal | Summer | B6 | 300 | 600 | 600 | 52.99 | 61.77 | 3 | 5.78
2040 | NEISO_2_NYISO_A-F | NEISO | NYISO_A-F | Internal | Summer | B7 | 400 | 600 | 600 | 49.7 | 53.24 | 3 | 0.54
2040 | NEISO_2_NYISO_A-F | NEISO | NYISO_A-F | Internal | Summer | B8 | 500 | 600 | 447.99 | 48.36 | 51.36 | 3 | 0
2040 | NEISO_2_NYISO_A-F | NEISO | NYISO_A-F | Internal | Summer | B9 | 800 | 600 | 600 | 45.19 | 51.04 | 3 | 2.85
2040 | NEISO_2_NYISO_A-F | NEISO | NYISO_A-F | Internal | Summer | B10 | 1262 | 600 | 600 | 45.19 | 51.04 | 3 | 2.85
2040 | NEISO_2_NYISO_A-F | NEISO | NYISO_A-F | Internal | Winter | B16 | 25 | 600 | 197.52 | 69.79 | 72.79 | 3 | 0
2040 | NEISO_2_NYISO_A-F | NEISO | NYISO_A-F | Internal | Winter | B17 | 100 | 600 | 0.31 | 63 | 65.98 | 3 | 0
2040 | NEISO_2_NYISO_A-F | NEISO | NYISO_A-F | Internal | Winter | B18 | 400 | 600 | 0 | 60.58 | 60.85 | 3 | 0
2040 | NEISO_2_NYISO_A-F | NEISO | NYISO_A-F | Internal | Winter | B19 | 700 | 600 | 0 | 60.58 | 60.26 | 3 | 0
2040 | NEISO_2_NYISO_A-F | NEISO | NYISO_A-F | Internal | Winter | B20 | 935 | 600 | 0 | 60.58 | 60.26 | 3 | 0
2040 | NEISO_2_NYISO_G-I | NEISO | NYISO_G-I | Internal | Shoulder | B11 | 25 | 600 | 600 | 51.81 | 58.51 | 3 | 3.7
2040 | NEISO_2_NYISO_G-I | NEISO | NYISO_G-I | Internal | Shoulder | B12 | 200 | 600 | 600 | 51.81 | 59.39 | 3 | 4.58
2040 | NEISO_2_NYISO_G-I | NEISO | NYISO_G-I | Internal | Shoulder | B13 | 600 | 600 | 600 | 48.97 | 52.66 | 3 | 0.7
2040 | NEISO_2_NYISO_G-I | NEISO | NYISO_G-I | Internal | Shoulder | B14 | 900 | 600 | 599.96 | 48.97 | 51.98 | 3 | 0.01
2040 | NEISO_2_NYISO_G-I | NEISO | NYISO_G-I | Internal | Shoulder | B15 | 1203 | 600 | 0 | 48.97 | 51.37 | 3 | 0
2040 | NEISO_2_NYISO_G-I | NEISO | NYISO_G-I | Internal | Summer | B1 | 10 | 600 | 2.98 | 99.23 | 102.22 | 3 | 0
2040 | NEISO_2_NYISO_G-I | NEISO | NYISO_G-I | Internal | Summer | B2 | 25 | 600 | 598.72 | 77.64 | 80.65 | 3 | 0.01
2040 | NEISO_2_NYISO_G-I | NEISO | NYISO_G-I | Internal | Summer | B3 | 75 | 600 | 0 | 74.2 | 75.29 | 3 | 0
2040 | NEISO_2_NYISO_G-I | NEISO | NYISO_G-I | Internal | Summer | B4 | 100 | 600 | 175.5 | 69.56 | 72.56 | 3 | 0
2040 | NEISO_2_NYISO_G-I | NEISO | NYISO_G-I | Internal | Summer | B5 | 200 | 600 | 600 | 62.63 | 68.38 | 3 | 2.75
2040 | NEISO_2_NYISO_G-I | NEISO | NYISO_G-I | Internal | Summer | B6 | 300 | 600 | 600 | 52.99 | 61.78 | 3 | 5.79
2040 | NEISO_2_NYISO_G-I | NEISO | NYISO_G-I | Internal | Summer | B7 | 400 | 600 | 600 | 49.7 | 53.25 | 3 | 0.55
2040 | NEISO_2_NYISO_G-I | NEISO | NYISO_G-I | Internal | Summer | B8 | 500 | 600 | 557 | 48.36 | 51.36 | 3 | 0
2040 | NEISO_2_NYISO_G-I | NEISO | NYISO_G-I | Internal | Summer | B9 | 800 | 600 | 600 | 45.19 | 51.03 | 3 | 2.84
2040 | NEISO_2_NYISO_G-I | NEISO | NYISO_G-I | Internal | Summer | B10 | 1262 | 600 | 0.03 | 45.19 | 48.18 | 3 | 0
2040 | NEISO_2_NYISO_G-I | NEISO | NYISO_G-I | Internal | Winter | B16 | 25 | 600 | 598.79 | 69.79 | 72.8 | 3 | 0.01
2040 | NEISO_2_NYISO_G-I | NEISO | NYISO_G-I | Internal | Winter | B17 | 100 | 600 | 277.47 | 63 | 66 | 3 | 0
2040 | NEISO_2_NYISO_G-I | NEISO | NYISO_G-I | Internal | Winter | B18 | 400 | 600 | 0 | 60.58 | 60.86 | 3 | 0
2040 | NEISO_2_NYISO_G-I | NEISO | NYISO_G-I | Internal | Winter | B19 | 700 | 600 | 0 | 60.58 | 60.27 | 3 | 0
2040 | NEISO_2_NYISO_G-I | NEISO | NYISO_G-I | Internal | Winter | B20 | 935 | 600 | 0 | 60.58 | 60.27 | 3 | 0
2040 | NEISO_2_NYISO_J-K | NEISO | NYISO_J-K | Internal | Shoulder | B11 | 25 | 430 | 430 | 51.81 | 70.74 | 3 | 15.93
2040 | NEISO_2_NYISO_J-K | NEISO | NYISO_J-K | Internal | Shoulder | B12 | 200 | 430 | 430 | 51.81 | 70.74 | 3 | 15.93
2040 | NEISO_2_NYISO_J-K | NEISO | NYISO_J-K | Internal | Shoulder | B13 | 600 | 430 | 430 | 48.97 | 70.74 | 3 | 18.77
2040 | NEISO_2_NYISO_J-K | NEISO | NYISO_J-K | Internal | Shoulder | B14 | 900 | 430 | 430 | 48.97 | 53.02 | 3 | 1.05
2040 | NEISO_2_NYISO_J-K | NEISO | NYISO_J-K | Internal | Shoulder | B15 | 1203 | 430 | 0 | 48.97 | 51.38 | 3 | 0
2040 | NEISO_2_NYISO_J-K | NEISO | NYISO_J-K | Internal | Summer | B1 | 10 | 430 | 343.08 | 99.23 | 102.23 | 3 | 0
2040 | NEISO_2_NYISO_J-K | NEISO | NYISO_J-K | Internal | Summer | B2 | 25 | 430 | 429.37 | 77.64 | 80.66 | 3 | 0.02
2040 | NEISO_2_NYISO_J-K | NEISO | NYISO_J-K | Internal | Summer | B3 | 75 | 430 | 0 | 74.2 | 75.3 | 3 | 0
2040 | NEISO_2_NYISO_J-K | NEISO | NYISO_J-K | Internal | Summer | B4 | 100 | 430 | 429.67 | 69.56 | 72.57 | 3 | 0.01
2040 | NEISO_2_NYISO_J-K | NEISO | NYISO_J-K | Internal | Summer | B5 | 200 | 430 | 430 | 62.63 | 68.39 | 3 | 2.76
2040 | NEISO_2_NYISO_J-K | NEISO | NYISO_J-K | Internal | Summer | B6 | 300 | 430 | 430 | 52.99 | 65.1 | 3 | 9.11
2040 | NEISO_2_NYISO_J-K | NEISO | NYISO_J-K | Internal | Summer | B7 | 400 | 430 | 430 | 49.7 | 65.1 | 3 | 12.4
2040 | NEISO_2_NYISO_J-K | NEISO | NYISO_J-K | Internal | Summer | B8 | 500 | 430 | 430 | 48.36 | 65.1 | 3 | 13.74
2040 | NEISO_2_NYISO_J-K | NEISO | NYISO_J-K | Internal | Summer | B9 | 800 | 430 | 430 | 45.19 | 51.78 | 3 | 3.59
2040 | NEISO_2_NYISO_J-K | NEISO | NYISO_J-K | Internal | Summer | B10 | 1262 | 430 | 256.75 | 45.19 | 48.19 | 3 | 0
2040 | NEISO_2_NYISO_J-K | NEISO | NYISO_J-K | Internal | Winter | B16 | 25 | 430 | 430 | 69.79 | 90.38 | 3 | 17.58
2040 | NEISO_2_NYISO_J-K | NEISO | NYISO_J-K | Internal | Winter | B17 | 100 | 430 | 430 | 63 | 90.38 | 3 | 24.38
2040 | NEISO_2_NYISO_J-K | NEISO | NYISO_J-K | Internal | Winter | B18 | 400 | 430 | 430 | 60.58 | 88.39 | 3 | 24.81
2040 | NEISO_2_NYISO_J-K | NEISO | NYISO_J-K | Internal | Winter | B19 | 700 | 430 | 430 | 60.58 | 67.57 | 3 | 3.98
2040 | NEISO_2_NYISO_J-K | NEISO | NYISO_J-K | Internal | Winter | B20 | 935 | 430 | 0 | 60.58 | 61.54 | 3 | 0
2040 | NonRTO_Midwest_2_MISO_IN | NonRTO_Midwest | MISO_IN | Internal | Shoulder | B11 | 25 | 4450 | 0 | 90.79 | 82.79 | 8 | 0
2040 | NonRTO_Midwest_2_MISO_IN | NonRTO_Midwest | MISO_IN | Internal | Shoulder | B12 | 200 | 4450 | 0 | 77.38 | 69.38 | 8 | 0
2040 | NonRTO_Midwest_2_MISO_IN | NonRTO_Midwest | MISO_IN | Internal | Shoulder | B13 | 600 | 4450 | 0 | 67.32 | 59.32 | 8 | 0
2040 | NonRTO_Midwest_2_MISO_IN | NonRTO_Midwest | MISO_IN | Internal | Shoulder | B14 | 900 | 4450 | 0 | 57.85 | 56.33 | 8 | 0
2040 | NonRTO_Midwest_2_MISO_IN | NonRTO_Midwest | MISO_IN | Internal | Shoulder | B15 | 1203 | 4450 | 0 | 55.58 | 51.64 | 8 | 0
2040 | NonRTO_Midwest_2_MISO_IN | NonRTO_Midwest | MISO_IN | Internal | Summer | B1 | 10 | 4450 | 1228.97 | 102.65 | 110.65 | 8 | 0
2040 | NonRTO_Midwest_2_MISO_IN | NonRTO_Midwest | MISO_IN | Internal | Summer | B2 | 25 | 4450 | 0 | 97.9 | 94.63 | 8 | 0
2040 | NonRTO_Midwest_2_MISO_IN | NonRTO_Midwest | MISO_IN | Internal | Summer | B3 | 75 | 4450 | 0 | 97.9 | 92.44 | 8 | 0
2040 | NonRTO_Midwest_2_MISO_IN | NonRTO_Midwest | MISO_IN | Internal | Summer | B4 | 100 | 4450 | 0 | 97.58 | 89.58 | 8 | 0
2040 | NonRTO_Midwest_2_MISO_IN | NonRTO_Midwest | MISO_IN | Internal | Summer | B5 | 200 | 4450 | 0 | 94.83 | 86.83 | 8 | 0
2040 | NonRTO_Midwest_2_MISO_IN | NonRTO_Midwest | MISO_IN | Internal | Summer | B6 | 300 | 4450 | 0 | 75.75 | 67.75 | 8 | 0
2040 | NonRTO_Midwest_2_MISO_IN | NonRTO_Midwest | MISO_IN | Internal | Summer | B7 | 400 | 4450 | 0 | 53.96 | 54.53 | 8 | 0
2040 | NonRTO_Midwest_2_MISO_IN | NonRTO_Midwest | MISO_IN | Internal | Summer | B8 | 500 | 4450 | 0 | 53.96 | 50.03 | 8 | 0
2040 | NonRTO_Midwest_2_MISO_IN | NonRTO_Midwest | MISO_IN | Internal | Summer | B9 | 800 | 4450 | 0 | 53.96 | 50.03 | 8 | 0
2040 | NonRTO_Midwest_2_MISO_IN | NonRTO_Midwest | MISO_IN | Internal | Summer | B10 | 1262 | 4450 | 0 | 53.96 | 50.03 | 8 | 0
2040 | NonRTO_Midwest_2_MISO_IN | NonRTO_Midwest | MISO_IN | Internal | Winter | B16 | 25 | 4450 | 0 | 103.98 | 95.98 | 8 | 0
2040 | NonRTO_Midwest_2_MISO_IN | NonRTO_Midwest | MISO_IN | Internal | Winter | B17 | 100 | 4450 | 0 | 80.81 | 72.81 | 8 | 0
2040 | NonRTO_Midwest_2_MISO_IN | NonRTO_Midwest | MISO_IN | Internal | Winter | B18 | 400 | 4450 | 0 | 71.54 | 63.54 | 8 | 0
2040 | NonRTO_Midwest_2_MISO_IN | NonRTO_Midwest | MISO_IN | Internal | Winter | B19 | 700 | 4450 | 0 | 59.41 | 59.71 | 8 | 0
2040 | NonRTO_Midwest_2_MISO_IN | NonRTO_Midwest | MISO_IN | Internal | Winter | B20 | 935 | 4450 | 0 | 59.41 | 55.05 | 8 | 0
2040 | NonRTO_Midwest_2_TVA_Transmission | NonRTO_Midwest | TVA_Transmission | Internal | Shoulder | B11 | 25 | 2400 | 0 | 90.79 | 86.8 | 8 | 0
2040 | NonRTO_Midwest_2_TVA_Transmission | NonRTO_Midwest | TVA_Transmission | Internal | Shoulder | B12 | 200 | 2400 | 0 | 77.38 | 69.08 | 8 | 0
2040 | NonRTO_Midwest_2_TVA_Transmission | NonRTO_Midwest | TVA_Transmission | Internal | Shoulder | B13 | 600 | 2400 | 0 | 67.32 | 61.97 | 8 | 0
2040 | NonRTO_Midwest_2_TVA_Transmission | NonRTO_Midwest | TVA_Transmission | Internal | Shoulder | B14 | 900 | 2400 | 0 | 57.85 | 60.62 | 8 | 0
2040 | NonRTO_Midwest_2_TVA_Transmission | NonRTO_Midwest | TVA_Transmission | Internal | Shoulder | B15 | 1203 | 2400 | 0 | 55.58 | 56.56 | 8 | 0
2040 | NonRTO_Midwest_2_TVA_Transmission | NonRTO_Midwest | TVA_Transmission | Internal | Summer | B1 | 10 | 2400 | 0.06 | 102.65 | 110.01 | 8 | 0
2040 | NonRTO_Midwest_2_TVA_Transmission | NonRTO_Midwest | TVA_Transmission | Internal | Summer | B2 | 25 | 2400 | 0 | 97.9 | 98.64 | 8 | 0
2040 | NonRTO_Midwest_2_TVA_Transmission | NonRTO_Midwest | TVA_Transmission | Internal | Summer | B3 | 75 | 2400 | 0 | 97.9 | 95.98 | 8 | 0
2040 | NonRTO_Midwest_2_TVA_Transmission | NonRTO_Midwest | TVA_Transmission | Internal | Summer | B4 | 100 | 2400 | 0 | 97.58 | 95.43 | 8 | 0
2040 | NonRTO_Midwest_2_TVA_Transmission | NonRTO_Midwest | TVA_Transmission | Internal | Summer | B5 | 200 | 2400 | 0 | 94.83 | 91.52 | 8 | 0
2040 | NonRTO_Midwest_2_TVA_Transmission | NonRTO_Midwest | TVA_Transmission | Internal | Summer | B6 | 300 | 2400 | 0 | 75.75 | 71.68 | 8 | 0
2040 | NonRTO_Midwest_2_TVA_Transmission | NonRTO_Midwest | TVA_Transmission | Internal | Summer | B7 | 400 | 2400 | 0 | 53.96 | 59.74 | 8 | 0
2040 | NonRTO_Midwest_2_TVA_Transmission | NonRTO_Midwest | TVA_Transmission | Internal | Summer | B8 | 500 | 2400 | 0 | 53.96 | 55.09 | 8 | 0
2040 | NonRTO_Midwest_2_TVA_Transmission | NonRTO_Midwest | TVA_Transmission | Internal | Summer | B9 | 800 | 2400 | 0 | 53.96 | 55 | 8 | 0
2040 | NonRTO_Midwest_2_TVA_Transmission | NonRTO_Midwest | TVA_Transmission | Internal | Summer | B10 | 1262 | 2400 | 0 | 53.96 | 54.82 | 8 | 0
2040 | NonRTO_Midwest_2_TVA_Transmission | NonRTO_Midwest | TVA_Transmission | Internal | Winter | B16 | 25 | 2400 | 0 | 103.98 | 97 | 8 | 0
2040 | NonRTO_Midwest_2_TVA_Transmission | NonRTO_Midwest | TVA_Transmission | Internal | Winter | B17 | 100 | 2400 | 0 | 80.81 | 72.68 | 8 | 0
2040 | NonRTO_Midwest_2_TVA_Transmission | NonRTO_Midwest | TVA_Transmission | Internal | Winter | B18 | 400 | 2400 | 0 | 71.54 | 65.38 | 8 | 0
2040 | NonRTO_Midwest_2_TVA_Transmission | NonRTO_Midwest | TVA_Transmission | Internal | Winter | B19 | 700 | 2400 | 0 | 59.41 | 61.24 | 8 | 0
2040 | NonRTO_Midwest_2_TVA_Transmission | NonRTO_Midwest | TVA_Transmission | Internal | Winter | B20 | 935 | 2400 | 0 | 59.41 | 60.03 | 8 | 0
2040 | NYISO_A-F_2_IESO | NYISO_A-F | IESO | Internal | Shoulder | B11 | 25 | 1600 | 0 | 58.5 | 51.5 | 7 | 0
2040 | NYISO_A-F_2_IESO | NYISO_A-F | IESO | Internal | Shoulder | B12 | 200 | 1600 | 0 | 59.38 | 52.38 | 7 | 0
2040 | NYISO_A-F_2_IESO | NYISO_A-F | IESO | Internal | Shoulder | B13 | 600 | 1600 | 0 | 52.65 | 51.5 | 7 | 0
2040 | NYISO_A-F_2_IESO | NYISO_A-F | IESO | Internal | Shoulder | B14 | 900 | 1600 | 0 | 51.97 | 51.01 | 7 | 0
2040 | NYISO_A-F_2_IESO | NYISO_A-F | IESO | Internal | Shoulder | B15 | 1203 | 1600 | 0 | 51.38 | 51.01 | 7 | 0
2040 | NYISO_A-F_2_IESO | NYISO_A-F | IESO | Internal | Summer | B1 | 10 | 1600 | 0.09 | 102.21 | 107.65 | 7 | 0
2040 | NYISO_A-F_2_IESO | NYISO_A-F | IESO | Internal | Summer | B2 | 25 | 1600 | 190.2 | 80.64 | 87.64 | 7 | 0
2040 | NYISO_A-F_2_IESO | NYISO_A-F | IESO | Internal | Summer | B3 | 75 | 1600 | 997.65 | 75.3 | 82.3 | 7 | 0
2040 | NYISO_A-F_2_IESO | NYISO_A-F | IESO | Internal | Summer | B4 | 100 | 1600 | 0 | 72.55 | 65.55 | 7 | 0
2040 | NYISO_A-F_2_IESO | NYISO_A-F | IESO | Internal | Summer | B5 | 200 | 1600 | 0 | 68.37 | 61.37 | 7 | 0
2040 | NYISO_A-F_2_IESO | NYISO_A-F | IESO | Internal | Summer | B6 | 300 | 1600 | 0 | 61.77 | 54.77 | 7 | 0
2040 | NYISO_A-F_2_IESO | NYISO_A-F | IESO | Internal | Summer | B7 | 400 | 1600 | 0 | 53.24 | 50.76 | 7 | 0
2040 | NYISO_A-F_2_IESO | NYISO_A-F | IESO | Internal | Summer | B8 | 500 | 1600 | 0 | 51.36 | 47.08 | 7 | 0
2040 | NYISO_A-F_2_IESO | NYISO_A-F | IESO | Internal | Summer | B9 | 800 | 1600 | 0 | 51.04 | 47.08 | 7 | 0
2040 | NYISO_A-F_2_IESO | NYISO_A-F | IESO | Internal | Summer | B10 | 1262 | 1600 | 0 | 51.04 | 47.08 | 7 | 0
2040 | NYISO_A-F_2_IESO | NYISO_A-F | IESO | Internal | Winter | B16 | 25 | 1600 | 0 | 72.79 | 65.79 | 7 | 0
2040 | NYISO_A-F_2_IESO | NYISO_A-F | IESO | Internal | Winter | B17 | 100 | 1600 | 0 | 65.98 | 58.13 | 7 | 0
2040 | NYISO_A-F_2_IESO | NYISO_A-F | IESO | Internal | Winter | B18 | 400 | 1600 | 0 | 60.85 | 53.85 | 7 | 0
2040 | NYISO_A-F_2_IESO | NYISO_A-F | IESO | Internal | Winter | B19 | 700 | 1600 | 0 | 60.26 | 53.85 | 7 | 0
2040 | NYISO_A-F_2_IESO | NYISO_A-F | IESO | Internal | Winter | B20 | 935 | 1600 | 0 | 60.26 | 53.85 | 7 | 0
2040 | NYISO_A-F_2_NEISO | NYISO_A-F | NEISO | Internal | Shoulder | B11 | 25 | 600 | 0 | 58.5 | 51.81 | 3 | 0
2040 | NYISO_A-F_2_NEISO | NYISO_A-F | NEISO | Internal | Shoulder | B12 | 200 | 600 | 0 | 59.38 | 51.81 | 3 | 0
2040 | NYISO_A-F_2_NEISO | NYISO_A-F | NEISO | Internal | Shoulder | B13 | 600 | 600 | 0 | 52.65 | 48.97 | 3 | 0
2040 | NYISO_A-F_2_NEISO | NYISO_A-F | NEISO | Internal | Shoulder | B14 | 900 | 600 | 0 | 51.97 | 48.97 | 3 | 0
2040 | NYISO_A-F_2_NEISO | NYISO_A-F | NEISO | Internal | Shoulder | B15 | 1203 | 600 | 0 | 51.38 | 48.97 | 3 | 0
2040 | NYISO_A-F_2_NEISO | NYISO_A-F | NEISO | Internal | Summer | B1 | 10 | 600 | 0 | 102.21 | 99.23 | 3 | 0
2040 | NYISO_A-F_2_NEISO | NYISO_A-F | NEISO | Internal | Summer | B2 | 25 | 600 | 0 | 80.64 | 77.64 | 3 | 0
2040 | NYISO_A-F_2_NEISO | NYISO_A-F | NEISO | Internal | Summer | B3 | 75 | 600 | 0 | 75.3 | 74.2 | 3 | 0
2040 | NYISO_A-F_2_NEISO | NYISO_A-F | NEISO | Internal | Summer | B4 | 100 | 600 | 0 | 72.55 | 69.56 | 3 | 0
2040 | NYISO_A-F_2_NEISO | NYISO_A-F | NEISO | Internal | Summer | B5 | 200 | 600 | 0 | 68.37 | 62.63 | 3 | 0
2040 | NYISO_A-F_2_NEISO | NYISO_A-F | NEISO | Internal | Summer | B6 | 300 | 600 | 0 | 61.77 | 52.99 | 3 | 0
2040 | NYISO_A-F_2_NEISO | NYISO_A-F | NEISO | Internal | Summer | B7 | 400 | 600 | 0 | 53.24 | 49.7 | 3 | 0
2040 | NYISO_A-F_2_NEISO | NYISO_A-F | NEISO | Internal | Summer | B8 | 500 | 600 | 0 | 51.36 | 48.36 | 3 | 0
2040 | NYISO_A-F_2_NEISO | NYISO_A-F | NEISO | Internal | Summer | B9 | 800 | 600 | 0 | 51.04 | 45.19 | 3 | 0
2040 | NYISO_A-F_2_NEISO | NYISO_A-F | NEISO | Internal | Summer | B10 | 1262 | 600 | 0 | 51.04 | 45.19 | 3 | 0
2040 | NYISO_A-F_2_NEISO | NYISO_A-F | NEISO | Internal | Winter | B16 | 25 | 600 | 0 | 72.79 | 69.79 | 3 | 0
2040 | NYISO_A-F_2_NEISO | NYISO_A-F | NEISO | Internal | Winter | B17 | 100 | 600 | 0 | 65.98 | 63 | 3 | 0
2040 | NYISO_A-F_2_NEISO | NYISO_A-F | NEISO | Internal | Winter | B18 | 400 | 600 | 0 | 60.85 | 60.58 | 3 | 0
2040 | NYISO_A-F_2_NEISO | NYISO_A-F | NEISO | Internal | Winter | B19 | 700 | 600 | 0 | 60.26 | 60.58 | 3 | 0
2040 | NYISO_A-F_2_NEISO | NYISO_A-F | NEISO | Internal | Winter | B20 | 935 | 600 | 0 | 60.26 | 60.58 | 3 | 0
2040 | NYISO_A-F_2_NYISO_G-I | NYISO_A-F | NYISO_G-I | Internal | Shoulder | B11 | 25 | 4250 | 2143.81 | 58.5 | 58.51 | 0.01 | 0
2040 | NYISO_A-F_2_NYISO_G-I | NYISO_A-F | NYISO_G-I | Internal | Shoulder | B12 | 200 | 4250 | 1540.54 | 59.38 | 59.39 | 0.01 | 0
2040 | NYISO_A-F_2_NYISO_G-I | NYISO_A-F | NYISO_G-I | Internal | Shoulder | B13 | 600 | 4250 | 348.2 | 52.65 | 52.66 | 0.01 | 0
2040 | NYISO_A-F_2_NYISO_G-I | NYISO_A-F | NYISO_G-I | Internal | Shoulder | B14 | 900 | 4250 | 93.24 | 51.97 | 51.98 | 0.01 | 0
2040 | NYISO_A-F_2_NYISO_G-I | NYISO_A-F | NYISO_G-I | Internal | Shoulder | B15 | 1203 | 4250 | 0.01 | 51.38 | 51.37 | 0.01 | 0
2040 | NYISO_A-F_2_NYISO_G-I | NYISO_A-F | NYISO_G-I | Internal | Summer | B1 | 10 | 4250 | 1522.02 | 102.21 | 102.22 | 0.01 | 0
2040 | NYISO_A-F_2_NYISO_G-I | NYISO_A-F | NYISO_G-I | Internal | Summer | B2 | 25 | 4250 | 150.72 | 80.64 | 80.65 | 0.01 | 0
2040 | NYISO_A-F_2_NYISO_G-I | NYISO_A-F | NYISO_G-I | Internal | Summer | B3 | 75 | 4250 | 0.23 | 75.3 | 75.29 | 0.01 | 0
2040 | NYISO_A-F_2_NYISO_G-I | NYISO_A-F | NYISO_G-I | Internal | Summer | B4 | 100 | 4250 | 420.52 | 72.55 | 72.56 | 0.01 | 0
2040 | NYISO_A-F_2_NYISO_G-I | NYISO_A-F | NYISO_G-I | Internal | Summer | B5 | 200 | 4250 | 1084.16 | 68.37 | 68.38 | 0.01 | 0
2040 | NYISO_A-F_2_NYISO_G-I | NYISO_A-F | NYISO_G-I | Internal | Summer | B6 | 300 | 4250 | 2002.39 | 61.77 | 61.78 | 0.01 | 0
2040 | NYISO_A-F_2_NYISO_G-I | NYISO_A-F | NYISO_G-I | Internal | Summer | B7 | 400 | 4250 | 190.36 | 53.24 | 53.25 | 0.01 | 0
2040 | NYISO_A-F_2_NYISO_G-I | NYISO_A-F | NYISO_G-I | Internal | Summer | B8 | 500 | 4250 | 0.07 | 51.36 | 51.36 | 0.01 | 0
2040 | NYISO_A-F_2_NYISO_G-I | NYISO_A-F | NYISO_G-I | Internal | Summer | B9 | 800 | 4250 | 0.02 | 51.04 | 51.03 | 0.01 | 0
2040 | NYISO_A-F_2_NYISO_G-I | NYISO_A-F | NYISO_G-I | Internal | Summer | B10 | 1262 | 4250 | 0 | 51.04 | 48.18 | 0.01 | 0
2040 | NYISO_A-F_2_NYISO_G-I | NYISO_A-F | NYISO_G-I | Internal | Winter | B16 | 25 | 4250 | 3508.22 | 72.79 | 72.8 | 0.01 | 0
2040 | NYISO_A-F_2_NYISO_G-I | NYISO_A-F | NYISO_G-I | Internal | Winter | B17 | 100 | 4250 | 3617.8 | 65.98 | 66 | 0.01 | 0
2040 | NYISO_A-F_2_NYISO_G-I | NYISO_A-F | NYISO_G-I | Internal | Winter | B18 | 400 | 4250 | 2293.78 | 60.85 | 60.86 | 0.01 | 0
2040 | NYISO_A-F_2_NYISO_G-I | NYISO_A-F | NYISO_G-I | Internal | Winter | B19 | 700 | 4250 | 2089.95 | 60.26 | 60.27 | 0.01 | 0
2040 | NYISO_A-F_2_NYISO_G-I | NYISO_A-F | NYISO_G-I | Internal | Winter | B20 | 935 | 4250 | 1408.96 | 60.26 | 60.27 | 0.01 | 0
2040 | NYISO_A-F_2_PJM_ROM | NYISO_A-F | PJM_ROM | Internal | Shoulder | B11 | 25 | 1000 | 999.99 | 58.5 | 68.77 | 8 | 2.27
2040 | NYISO_A-F_2_PJM_ROM | NYISO_A-F | PJM_ROM | Internal | Shoulder | B12 | 200 | 1000 | 585.48 | 59.38 | 67.38 | 8 | 0
2040 | NYISO_A-F_2_PJM_ROM | NYISO_A-F | PJM_ROM | Internal | Shoulder | B13 | 600 | 1000 | 0 | 52.65 | 57.31 | 8 | 0
2040 | NYISO_A-F_2_PJM_ROM | NYISO_A-F | PJM_ROM | Internal | Shoulder | B14 | 900 | 1000 | 0 | 51.97 | 54.61 | 8 | 0
2040 | NYISO_A-F_2_PJM_ROM | NYISO_A-F | PJM_ROM | Internal | Shoulder | B15 | 1203 | 1000 | 0 | 51.38 | 49.8 | 8 | 0
2040 | NYISO_A-F_2_PJM_ROM | NYISO_A-F | PJM_ROM | Internal | Summer | B1 | 10 | 1000 | 999.98 | 102.21 | 112.64 | 8 | 2.43
2040 | NYISO_A-F_2_PJM_ROM | NYISO_A-F | PJM_ROM | Internal | Summer | B2 | 25 | 1000 | 1000 | 80.64 | 92.63 | 8 | 3.99
2040 | NYISO_A-F_2_PJM_ROM | NYISO_A-F | PJM_ROM | Internal | Summer | B3 | 75 | 1000 | 258.22 | 75.3 | 83.3 | 8 | 0
2040 | NYISO_A-F_2_PJM_ROM | NYISO_A-F | PJM_ROM | Internal | Summer | B4 | 100 | 1000 | 1000 | 72.55 | 81.39 | 8 | 0.84
2040 | NYISO_A-F_2_PJM_ROM | NYISO_A-F | PJM_ROM | Internal | Summer | B5 | 200 | 1000 | 1000 | 68.37 | 81.39 | 8 | 5.02
2040 | NYISO_A-F_2_PJM_ROM | NYISO_A-F | PJM_ROM | Internal | Summer | B6 | 300 | 1000 | 0 | 61.77 | 66.29 | 8 | 0
2040 | NYISO_A-F_2_PJM_ROM | NYISO_A-F | PJM_ROM | Internal | Summer | B7 | 400 | 1000 | 0 | 53.24 | 54.23 | 8 | 0
2040 | NYISO_A-F_2_PJM_ROM | NYISO_A-F | PJM_ROM | Internal | Summer | B8 | 500 | 1000 | 0 | 51.36 | 49.77 | 8 | 0
2040 | NYISO_A-F_2_PJM_ROM | NYISO_A-F | PJM_ROM | Internal | Summer | B9 | 800 | 1000 | 0 | 51.04 | 49.77 | 8 | 0
2040 | NYISO_A-F_2_PJM_ROM | NYISO_A-F | PJM_ROM | Internal | Summer | B10 | 1262 | 1000 | 0 | 51.04 | 46.41 | 8 | 0
2040 | NYISO_A-F_2_PJM_ROM | NYISO_A-F | PJM_ROM | Internal | Winter | B16 | 25 | 1000 | 1000 | 72.79 | 93.97 | 8 | 13.18
2040 | NYISO_A-F_2_PJM_ROM | NYISO_A-F | PJM_ROM | Internal | Winter | B17 | 100 | 1000 | 999.99 | 65.98 | 74.82 | 8 | 0.83
2040 | NYISO_A-F_2_PJM_ROM | NYISO_A-F | PJM_ROM | Internal | Winter | B18 | 400 | 1000 | 0 | 60.85 | 63.05 | 8 | 0
2040 | NYISO_A-F_2_PJM_ROM | NYISO_A-F | PJM_ROM | Internal | Winter | B19 | 700 | 1000 | 0 | 60.26 | 57.76 | 8 | 0
2040 | NYISO_A-F_2_PJM_ROM | NYISO_A-F | PJM_ROM | Internal | Winter | B20 | 935 | 1000 | 0 | 60.26 | 55.53 | 8 | 0
2040 | NYISO_G-I_2_NEISO | NYISO_G-I | NEISO | Internal | Shoulder | B11 | 25 | 600 | 0 | 58.51 | 51.81 | 3 | 0
2040 | NYISO_G-I_2_NEISO | NYISO_G-I | NEISO | Internal | Shoulder | B12 | 200 | 600 | 0 | 59.39 | 51.81 | 3 | 0
2040 | NYISO_G-I_2_NEISO | NYISO_G-I | NEISO | Internal | Shoulder | B13 | 600 | 600 | 0 | 52.66 | 48.97 | 3 | 0
2040 | NYISO_G-I_2_NEISO | NYISO_G-I | NEISO | Internal | Shoulder | B14 | 900 | 600 | 0 | 51.98 | 48.97 | 3 | 0
2040 | NYISO_G-I_2_NEISO | NYISO_G-I | NEISO | Internal | Shoulder | B15 | 1203 | 600 | 0 | 51.37 | 48.97 | 3 | 0
2040 | NYISO_G-I_2_NEISO | NYISO_G-I | NEISO | Internal | Summer | B1 | 10 | 600 | 0 | 102.22 | 99.23 | 3 | 0
2040 | NYISO_G-I_2_NEISO | NYISO_G-I | NEISO | Internal | Summer | B2 | 25 | 600 | 0 | 80.65 | 77.64 | 3 | 0
2040 | NYISO_G-I_2_NEISO | NYISO_G-I | NEISO | Internal | Summer | B3 | 75 | 600 | 0 | 75.29 | 74.2 | 3 | 0
2040 | NYISO_G-I_2_NEISO | NYISO_G-I | NEISO | Internal | Summer | B4 | 100 | 600 | 0 | 72.56 | 69.56 | 3 | 0
2040 | NYISO_G-I_2_NEISO | NYISO_G-I | NEISO | Internal | Summer | B5 | 200 | 600 | 0 | 68.38 | 62.63 | 3 | 0
2040 | NYISO_G-I_2_NEISO | NYISO_G-I | NEISO | Internal | Summer | B6 | 300 | 600 | 0 | 61.78 | 52.99 | 3 | 0
2040 | NYISO_G-I_2_NEISO | NYISO_G-I | NEISO | Internal | Summer | B7 | 400 | 600 | 0 | 53.25 | 49.7 | 3 | 0
2040 | NYISO_G-I_2_NEISO | NYISO_G-I | NEISO | Internal | Summer | B8 | 500 | 600 | 0 | 51.36 | 48.36 | 3 | 0
2040 | NYISO_G-I_2_NEISO | NYISO_G-I | NEISO | Internal | Summer | B9 | 800 | 600 | 0 | 51.03 | 45.19 | 3 | 0
2040 | NYISO_G-I_2_NEISO | NYISO_G-I | NEISO | Internal | Summer | B10 | 1262 | 600 | 0 | 48.18 | 45.19 | 3 | 0
2040 | NYISO_G-I_2_NEISO | NYISO_G-I | NEISO | Internal | Winter | B16 | 25 | 600 | 0 | 72.8 | 69.79 | 3 | 0
2040 | NYISO_G-I_2_NEISO | NYISO_G-I | NEISO | Internal | Winter | B17 | 100 | 600 | 0 | 66 | 63 | 3 | 0
2040 | NYISO_G-I_2_NEISO | NYISO_G-I | NEISO | Internal | Winter | B18 | 400 | 600 | 0 | 60.86 | 60.58 | 3 | 0
2040 | NYISO_G-I_2_NEISO | NYISO_G-I | NEISO | Internal | Winter | B19 | 700 | 600 | 0 | 60.27 | 60.58 | 3 | 0
2040 | NYISO_G-I_2_NEISO | NYISO_G-I | NEISO | Internal | Winter | B20 | 935 | 600 | 0 | 60.27 | 60.58 | 3 | 0
2040 | NYISO_G-I_2_NYISO_A-F | NYISO_G-I | NYISO_A-F | Internal | Shoulder | B11 | 25 | 1999 | 0.66 | 58.51 | 58.5 | 0.01 | 0
2040 | NYISO_G-I_2_NYISO_A-F | NYISO_G-I | NYISO_A-F | Internal | Shoulder | B12 | 200 | 1999 | 0.09 | 59.39 | 59.38 | 0.01 | 0
2040 | NYISO_G-I_2_NYISO_A-F | NYISO_G-I | NYISO_A-F | Internal | Shoulder | B13 | 600 | 1999 | 0.03 | 52.66 | 52.65 | 0.01 | 0
2040 | NYISO_G-I_2_NYISO_A-F | NYISO_G-I | NYISO_A-F | Internal | Shoulder | B14 | 900 | 1999 | 0.02 | 51.98 | 51.97 | 0.01 | 0
2040 | NYISO_G-I_2_NYISO_A-F | NYISO_G-I | NYISO_A-F | Internal | Shoulder | B15 | 1203 | 1999 | 1461.16 | 51.37 | 51.38 | 0.01 | 0
2040 | NYISO_G-I_2_NYISO_A-F | NYISO_G-I | NYISO_A-F | Internal | Summer | B1 | 10 | 1999 | 1.62 | 102.22 | 102.21 | 0.01 | 0
2040 | NYISO_G-I_2_NYISO_A-F | NYISO_G-I | NYISO_A-F | Internal | Summer | B2 | 25 | 1999 | 0.71 | 80.65 | 80.64 | 0.01 | 0
2040 | NYISO_G-I_2_NYISO_A-F | NYISO_G-I | NYISO_A-F | Internal | Summer | B3 | 75 | 1999 | 375.03 | 75.29 | 75.3 | 0.01 | 0
2040 | NYISO_G-I_2_NYISO_A-F | NYISO_G-I | NYISO_A-F | Internal | Summer | B4 | 100 | 1999 | 0.18 | 72.56 | 72.55 | 0.01 | 0
2040 | NYISO_G-I_2_NYISO_A-F | NYISO_G-I | NYISO_A-F | Internal | Summer | B5 | 200 | 1999 | 0.09 | 68.38 | 68.37 | 0.01 | 0
2040 | NYISO_G-I_2_NYISO_A-F | NYISO_G-I | NYISO_A-F | Internal | Summer | B6 | 300 | 1999 | 0.06 | 61.78 | 61.77 | 0.01 | 0
2040 | NYISO_G-I_2_NYISO_A-F | NYISO_G-I | NYISO_A-F | Internal | Summer | B7 | 400 | 1999 | 0.05 | 53.25 | 53.24 | 0.01 | 0
2040 | NYISO_G-I_2_NYISO_A-F | NYISO_G-I | NYISO_A-F | Internal | Summer | B8 | 500 | 1999 | 0.07 | 51.36 | 51.36 | 0.01 | 0
2040 | NYISO_G-I_2_NYISO_A-F | NYISO_G-I | NYISO_A-F | Internal | Summer | B9 | 800 | 1999 | 385.33 | 51.03 | 51.04 | 0.01 | 0
2040 | NYISO_G-I_2_NYISO_A-F | NYISO_G-I | NYISO_A-F | Internal | Summer | B10 | 1262 | 1999 | 1999 | 48.18 | 51.04 | 0.01 | 2.85
2040 | NYISO_G-I_2_NYISO_A-F | NYISO_G-I | NYISO_A-F | Internal | Winter | B16 | 25 | 1999 | 0.62 | 72.8 | 72.79 | 0.01 | 0
2040 | NYISO_G-I_2_NYISO_A-F | NYISO_G-I | NYISO_A-F | Internal | Winter | B17 | 100 | 1999 | 0.17 | 66 | 65.98 | 0.01 | 0
2040 | NYISO_G-I_2_NYISO_A-F | NYISO_G-I | NYISO_A-F | Internal | Winter | B18 | 400 | 1999 | 0.04 | 60.86 | 60.85 | 0.01 | 0
2040 | NYISO_G-I_2_NYISO_A-F | NYISO_G-I | NYISO_A-F | Internal | Winter | B19 | 700 | 1999 | 0.03 | 60.27 | 60.26 | 0.01 | 0
2040 | NYISO_G-I_2_NYISO_A-F | NYISO_G-I | NYISO_A-F | Internal | Winter | B20 | 935 | 1999 | 0.02 | 60.27 | 60.26 | 0.01 | 0
2040 | NYISO_G-I_2_NYISO_J-K | NYISO_G-I | NYISO_J-K | Internal | Shoulder | B11 | 25 | 6130 | 6130 | 58.51 | 70.74 | 0.01 | 12.22
2040 | NYISO_G-I_2_NYISO_J-K | NYISO_G-I | NYISO_J-K | Internal | Shoulder | B12 | 200 | 6130 | 6130 | 59.39 | 70.74 | 0.01 | 11.34
2040 | NYISO_G-I_2_NYISO_J-K | NYISO_G-I | NYISO_J-K | Internal | Shoulder | B13 | 600 | 6130 | 6130 | 52.66 | 70.74 | 0.01 | 18.06
2040 | NYISO_G-I_2_NYISO_J-K | NYISO_G-I | NYISO_J-K | Internal | Shoulder | B14 | 900 | 6130 | 6130 | 51.98 | 53.02 | 0.01 | 1.03
2040 | NYISO_G-I_2_NYISO_J-K | NYISO_G-I | NYISO_J-K | Internal | Shoulder | B15 | 1203 | 6130 | 4686.04 | 51.37 | 51.38 | 0.01 | 0
2040 | NYISO_G-I_2_NYISO_J-K | NYISO_G-I | NYISO_J-K | Internal | Summer | B1 | 10 | 6130 | 4275.33 | 102.22 | 102.23 | 0.01 | 0
2040 | NYISO_G-I_2_NYISO_J-K | NYISO_G-I | NYISO_J-K | Internal | Summer | B2 | 25 | 6130 | 3763.36 | 80.65 | 80.66 | 0.01 | 0
2040 | NYISO_G-I_2_NYISO_J-K | NYISO_G-I | NYISO_J-K | Internal | Summer | B3 | 75 | 6130 | 3306.06 | 75.29 | 75.3 | 0.01 | 0
2040 | NYISO_G-I_2_NYISO_J-K | NYISO_G-I | NYISO_J-K | Internal | Summer | B4 | 100 | 6130 | 4713.72 | 72.56 | 72.57 | 0.01 | 0
2040 | NYISO_G-I_2_NYISO_J-K | NYISO_G-I | NYISO_J-K | Internal | Summer | B5 | 200 | 6130 | 4892.85 | 68.38 | 68.39 | 0.01 | 0
2040 | NYISO_G-I_2_NYISO_J-K | NYISO_G-I | NYISO_J-K | Internal | Summer | B6 | 300 | 6130 | 6130 | 61.78 | 65.1 | 0.01 | 3.31
2040 | NYISO_G-I_2_NYISO_J-K | NYISO_G-I | NYISO_J-K | Internal | Summer | B7 | 400 | 6130 | 6130 | 53.25 | 65.1 | 0.01 | 11.84
2040 | NYISO_G-I_2_NYISO_J-K | NYISO_G-I | NYISO_J-K | Internal | Summer | B8 | 500 | 6130 | 6130 | 51.36 | 65.1 | 0.01 | 13.73
2040 | NYISO_G-I_2_NYISO_J-K | NYISO_G-I | NYISO_J-K | Internal | Summer | B9 | 800 | 6130 | 6130 | 51.03 | 51.78 | 0.01 | 0.74
2040 | NYISO_G-I_2_NYISO_J-K | NYISO_G-I | NYISO_J-K | Internal | Summer | B10 | 1262 | 6130 | 4662 | 48.18 | 48.19 | 0.01 | 0
2040 | NYISO_G-I_2_NYISO_J-K | NYISO_G-I | NYISO_J-K | Internal | Winter | B16 | 25 | 6130 | 6130 | 72.8 | 90.38 | 0.01 | 17.56
2040 | NYISO_G-I_2_NYISO_J-K | NYISO_G-I | NYISO_J-K | Internal | Winter | B17 | 100 | 6130 | 6130 | 66 | 90.38 | 0.01 | 24.37
2040 | NYISO_G-I_2_NYISO_J-K | NYISO_G-I | NYISO_J-K | Internal | Winter | B18 | 400 | 6130 | 6130 | 60.86 | 88.39 | 0.01 | 27.51
2040 | NYISO_G-I_2_NYISO_J-K | NYISO_G-I | NYISO_J-K | Internal | Winter | B19 | 700 | 6130 | 6130 | 60.27 | 67.57 | 0.01 | 7.29
2040 | NYISO_G-I_2_NYISO_J-K | NYISO_G-I | NYISO_J-K | Internal | Winter | B20 | 935 | 6130 | 6130 | 60.27 | 61.54 | 0.01 | 1.26
2040 | NYISO_G-I_2_PJM_E | NYISO_G-I | PJM_E | Internal | Shoulder | B11 | 25 | 1500 | 1499.99 | 58.51 | 68.78 | 8 | 2.27
2040 | NYISO_G-I_2_PJM_E | NYISO_G-I | PJM_E | Internal | Shoulder | B12 | 200 | 1500 | 1005.86 | 59.39 | 67.39 | 8 | 0
2040 | NYISO_G-I_2_PJM_E | NYISO_G-I | PJM_E | Internal | Shoulder | B13 | 600 | 1500 | 0 | 52.66 | 57.32 | 8 | 0
2040 | NYISO_G-I_2_PJM_E | NYISO_G-I | PJM_E | Internal | Shoulder | B14 | 900 | 1500 | 0 | 51.98 | 54.62 | 8 | 0
2040 | NYISO_G-I_2_PJM_E | NYISO_G-I | PJM_E | Internal | Shoulder | B15 | 1203 | 1500 | 0 | 51.37 | 49.81 | 8 | 0
2040 | NYISO_G-I_2_PJM_E | NYISO_G-I | PJM_E | Internal | Summer | B1 | 10 | 1500 | 1499.99 | 102.22 | 112.66 | 8 | 2.44
2040 | NYISO_G-I_2_PJM_E | NYISO_G-I | PJM_E | Internal | Summer | B2 | 25 | 1500 | 1500 | 80.65 | 92.64 | 8 | 3.99
2040 | NYISO_G-I_2_PJM_E | NYISO_G-I | PJM_E | Internal | Summer | B3 | 75 | 1500 | 1499.77 | 75.29 | 83.31 | 8 | 0.02
2040 | NYISO_G-I_2_PJM_E | NYISO_G-I | PJM_E | Internal | Summer | B4 | 100 | 1500 | 1500 | 72.56 | 81.4 | 8 | 0.84
2040 | NYISO_G-I_2_PJM_E | NYISO_G-I | PJM_E | Internal | Summer | B5 | 200 | 1500 | 1500 | 68.38 | 81.4 | 8 | 5.02
2040 | NYISO_G-I_2_PJM_E | NYISO_G-I | PJM_E | Internal | Summer | B6 | 300 | 1500 | 1500 | 61.78 | 73.56 | 8 | 3.78
2040 | NYISO_G-I_2_PJM_E | NYISO_G-I | PJM_E | Internal | Summer | B7 | 400 | 1500 | 0 | 53.25 | 59.1 | 8 | 0
2040 | NYISO_G-I_2_PJM_E | NYISO_G-I | PJM_E | Internal | Summer | B8 | 500 | 1500 | 0 | 51.36 | 53.37 | 8 | 0
2040 | NYISO_G-I_2_PJM_E | NYISO_G-I | PJM_E | Internal | Summer | B9 | 800 | 1500 | 0 | 51.03 | 49.99 | 8 | 0
2040 | NYISO_G-I_2_PJM_E | NYISO_G-I | PJM_E | Internal | Summer | B10 | 1262 | 1500 | 0 | 48.18 | 46.42 | 8 | 0
2040 | NYISO_G-I_2_PJM_E | NYISO_G-I | PJM_E | Internal | Winter | B16 | 25 | 1500 | 1500 | 72.8 | 93.98 | 8 | 13.18
2040 | NYISO_G-I_2_PJM_E | NYISO_G-I | PJM_E | Internal | Winter | B17 | 100 | 1500 | 1499.99 | 66 | 74.83 | 8 | 0.83
2040 | NYISO_G-I_2_PJM_E | NYISO_G-I | PJM_E | Internal | Winter | B18 | 400 | 1500 | 0 | 60.86 | 63.55 | 8 | 0
2040 | NYISO_G-I_2_PJM_E | NYISO_G-I | PJM_E | Internal | Winter | B19 | 700 | 1500 | 0 | 60.27 | 61.27 | 8 | 0
2040 | NYISO_G-I_2_PJM_E | NYISO_G-I | PJM_E | Internal | Winter | B20 | 935 | 1500 | 0 | 60.27 | 55.54 | 8 | 0
2040 | NYISO_J-K_2_NEISO | NYISO_J-K | NEISO | Internal | Shoulder | B11 | 25 | 0.01 | 0 | 70.74 | 51.81 | 3 | 1.5
2040 | NYISO_J-K_2_NEISO | NYISO_J-K | NEISO | Internal | Shoulder | B12 | 200 | 0.01 | 0 | 70.74 | 51.81 | 3 | 0.2
2040 | NYISO_J-K_2_NEISO | NYISO_J-K | NEISO | Internal | Shoulder | B13 | 600 | 0.01 | 0 | 70.74 | 48.97 | 3 | 0.07
2040 | NYISO_J-K_2_NEISO | NYISO_J-K | NEISO | Internal | Shoulder | B14 | 900 | 0.01 | 0 | 53.02 | 48.97 | 3 | 0.05
2040 | NYISO_J-K_2_NEISO | NYISO_J-K | NEISO | Internal | Shoulder | B15 | 1203 | 0.01 | 0 | 51.38 | 48.97 | 3 | 0.04
2040 | NYISO_J-K_2_NEISO | NYISO_J-K | NEISO | Internal | Summer | B1 | 10 | 0.01 | 0 | 102.23 | 99.23 | 3 | 3.91
2040 | NYISO_J-K_2_NEISO | NYISO_J-K | NEISO | Internal | Summer | B2 | 25 | 0.01 | 0 | 80.66 | 77.64 | 3 | 1.69
2040 | NYISO_J-K_2_NEISO | NYISO_J-K | NEISO | Internal | Summer | B3 | 75 | 0.01 | 0 | 75.3 | 74.2 | 3 | 0.62
2040 | NYISO_J-K_2_NEISO | NYISO_J-K | NEISO | Internal | Summer | B4 | 100 | 0.01 | 0 | 72.57 | 69.56 | 3 | 0.46
2040 | NYISO_J-K_2_NEISO | NYISO_J-K | NEISO | Internal | Summer | B5 | 200 | 0.01 | 0 | 68.39 | 62.63 | 3 | 0.22
2040 | NYISO_J-K_2_NEISO | NYISO_J-K | NEISO | Internal | Summer | B6 | 300 | 0.01 | 0 | 65.1 | 52.99 | 3 | 0.14
2040 | NYISO_J-K_2_NEISO | NYISO_J-K | NEISO | Internal | Summer | B7 | 400 | 0.01 | 0 | 65.1 | 49.7 | 3 | 0.1
2040 | NYISO_J-K_2_NEISO | NYISO_J-K | NEISO | Internal | Summer | B8 | 500 | 0.01 | 0 | 65.1 | 48.36 | 3 | 0.08
2040 | NYISO_J-K_2_NEISO | NYISO_J-K | NEISO | Internal | Summer | B9 | 800 | 0.01 | 0 | 51.78 | 45.19 | 3 | 0.05
2040 | NYISO_J-K_2_NEISO | NYISO_J-K | NEISO | Internal | Summer | B10 | 1262 | 0.01 | 0 | 48.19 | 45.19 | 3 | 0.04
2040 | NYISO_J-K_2_NEISO | NYISO_J-K | NEISO | Internal | Winter | B16 | 25 | 0.01 | 0 | 90.38 | 69.79 | 3 | 1.49
2040 | NYISO_J-K_2_NEISO | NYISO_J-K | NEISO | Internal | Winter | B17 | 100 | 0.01 | 0 | 90.38 | 63 | 3 | 0.39
2040 | NYISO_J-K_2_NEISO | NYISO_J-K | NEISO | Internal | Winter | B18 | 400 | 0.01 | 0 | 88.39 | 60.58 | 3 | 0.1
2040 | NYISO_J-K_2_NEISO | NYISO_J-K | NEISO | Internal | Winter | B19 | 700 | 0.01 | 0 | 67.57 | 60.58 | 3 | 0.06
2040 | NYISO_J-K_2_NEISO | NYISO_J-K | NEISO | Internal | Winter | B20 | 935 | 0.01 | 0 | 61.54 | 60.58 | 3 | 0.05
2040 | NYISO_J-K_2_NYISO_G-I | NYISO_J-K | NYISO_G-I | Internal | Shoulder | B11 | 25 | 1999 | 0 | 70.74 | 58.51 | 0.01 | 0
2040 | NYISO_J-K_2_NYISO_G-I | NYISO_J-K | NYISO_G-I | Internal | Shoulder | B12 | 200 | 1999 | 0 | 70.74 | 59.39 | 0.01 | 0
2040 | NYISO_J-K_2_NYISO_G-I | NYISO_J-K | NYISO_G-I | Internal | Shoulder | B13 | 600 | 1999 | 0 | 70.74 | 52.66 | 0.01 | 0
2040 | NYISO_J-K_2_NYISO_G-I | NYISO_J-K | NYISO_G-I | Internal | Shoulder | B14 | 900 | 1999 | 0 | 53.02 | 51.98 | 0.01 | 0
2040 | NYISO_J-K_2_NYISO_G-I | NYISO_J-K | NYISO_G-I | Internal | Shoulder | B15 | 1203 | 1999 | 0.01 | 51.38 | 51.37 | 0.01 | 0
2040 | NYISO_J-K_2_NYISO_G-I | NYISO_J-K | NYISO_G-I | Internal | Summer | B1 | 10 | 1999 | 1.56 | 102.23 | 102.22 | 0.01 | 0
2040 | NYISO_J-K_2_NYISO_G-I | NYISO_J-K | NYISO_G-I | Internal | Summer | B2 | 25 | 1999 | 0.66 | 80.66 | 80.65 | 0.01 | 0
2040 | NYISO_J-K_2_NYISO_G-I | NYISO_J-K | NYISO_G-I | Internal | Summer | B3 | 75 | 1999 | 0.23 | 75.3 | 75.29 | 0.01 | 0
2040 | NYISO_J-K_2_NYISO_G-I | NYISO_J-K | NYISO_G-I | Internal | Summer | B4 | 100 | 1999 | 0.17 | 72.57 | 72.56 | 0.01 | 0
2040 | NYISO_J-K_2_NYISO_G-I | NYISO_J-K | NYISO_G-I | Internal | Summer | B5 | 200 | 1999 | 0.09 | 68.39 | 68.38 | 0.01 | 0
2040 | NYISO_J-K_2_NYISO_G-I | NYISO_J-K | NYISO_G-I | Internal | Summer | B6 | 300 | 1999 | 0 | 65.1 | 61.78 | 0.01 | 0
2040 | NYISO_J-K_2_NYISO_G-I | NYISO_J-K | NYISO_G-I | Internal | Summer | B7 | 400 | 1999 | 0 | 65.1 | 53.25 | 0.01 | 0
2040 | NYISO_J-K_2_NYISO_G-I | NYISO_J-K | NYISO_G-I | Internal | Summer | B8 | 500 | 1999 | 0 | 65.1 | 51.36 | 0.01 | 0
2040 | NYISO_J-K_2_NYISO_G-I | NYISO_J-K | NYISO_G-I | Internal | Summer | B9 | 800 | 1999 | 0 | 51.78 | 51.03 | 0.01 | 0
2040 | NYISO_J-K_2_NYISO_G-I | NYISO_J-K | NYISO_G-I | Internal | Summer | B10 | 1262 | 1999 | 0.01 | 48.19 | 48.18 | 0.01 | 0
2040 | NYISO_J-K_2_NYISO_G-I | NYISO_J-K | NYISO_G-I | Internal | Winter | B16 | 25 | 1999 | 0 | 90.38 | 72.8 | 0.01 | 0
2040 | NYISO_J-K_2_NYISO_G-I | NYISO_J-K | NYISO_G-I | Internal | Winter | B17 | 100 | 1999 | 0 | 90.38 | 66 | 0.01 | 0
2040 | NYISO_J-K_2_NYISO_G-I | NYISO_J-K | NYISO_G-I | Internal | Winter | B18 | 400 | 1999 | 0 | 88.39 | 60.86 | 0.01 | 0
2040 | NYISO_J-K_2_NYISO_G-I | NYISO_J-K | NYISO_G-I | Internal | Winter | B19 | 700 | 1999 | 0 | 67.57 | 60.27 | 0.01 | 0
2040 | NYISO_J-K_2_NYISO_G-I | NYISO_J-K | NYISO_G-I | Internal | Winter | B20 | 935 | 1999 | 0 | 61.54 | 60.27 | 0.01 | 0
2040 | NYISO_J-K_2_PJM_E | NYISO_J-K | PJM_E | Internal | Shoulder | B11 | 25 | 0.01 | 0 | 70.74 | 68.78 | 8 | 1.62
2040 | NYISO_J-K_2_PJM_E | NYISO_J-K | PJM_E | Internal | Shoulder | B12 | 200 | 0.01 | 0 | 70.74 | 67.39 | 8 | 0.22
2040 | NYISO_J-K_2_PJM_E | NYISO_J-K | PJM_E | Internal | Shoulder | B13 | 600 | 0.01 | 0 | 70.74 | 57.32 | 8 | 0.07
2040 | NYISO_J-K_2_PJM_E | NYISO_J-K | PJM_E | Internal | Shoulder | B14 | 900 | 0.01 | 0 | 53.02 | 54.62 | 8 | 0.05
2040 | NYISO_J-K_2_PJM_E | NYISO_J-K | PJM_E | Internal | Shoulder | B15 | 1203 | 0.01 | 0 | 51.38 | 49.81 | 8 | 0.04
2040 | NYISO_J-K_2_PJM_E | NYISO_J-K | PJM_E | Internal | Summer | B1 | 10 | 0.01 | 0 | 102.23 | 112.66 | 8 | 6.87
2040 | NYISO_J-K_2_PJM_E | NYISO_J-K | PJM_E | Internal | Summer | B2 | 25 | 0.01 | 0 | 80.66 | 92.64 | 8 | 5.72
2040 | NYISO_J-K_2_PJM_E | NYISO_J-K | PJM_E | Internal | Summer | B3 | 75 | 0.01 | 0 | 75.3 | 83.31 | 8 | 0.9
2040 | NYISO_J-K_2_PJM_E | NYISO_J-K | PJM_E | Internal | Summer | B4 | 100 | 0.01 | 0 | 72.57 | 81.4 | 8 | 1.35
2040 | NYISO_J-K_2_PJM_E | NYISO_J-K | PJM_E | Internal | Summer | B5 | 200 | 0.01 | 0 | 68.39 | 81.4 | 8 | 5.24
2040 | NYISO_J-K_2_PJM_E | NYISO_J-K | PJM_E | Internal | Summer | B6 | 300 | 0.01 | 0 | 65.1 | 73.56 | 8 | 0.64
2040 | NYISO_J-K_2_PJM_E | NYISO_J-K | PJM_E | Internal | Summer | B7 | 400 | 0.01 | 0 | 65.1 | 59.1 | 8 | 0.11
2040 | NYISO_J-K_2_PJM_E | NYISO_J-K | PJM_E | Internal | Summer | B8 | 500 | 0.01 | 0 | 65.1 | 53.37 | 8 | 0.08
2040 | NYISO_J-K_2_PJM_E | NYISO_J-K | PJM_E | Internal | Summer | B9 | 800 | 0.01 | 0 | 51.78 | 49.99 | 8 | 0.05
2040 | NYISO_J-K_2_PJM_E | NYISO_J-K | PJM_E | Internal | Summer | B10 | 1262 | 0.01 | 0 | 48.19 | 46.42 | 8 | 0.03
2040 | NYISO_J-K_2_PJM_E | NYISO_J-K | PJM_E | Internal | Winter | B16 | 25 | 0.01 | 0 | 90.38 | 93.98 | 8 | 1.73
2040 | NYISO_J-K_2_PJM_E | NYISO_J-K | PJM_E | Internal | Winter | B17 | 100 | 0.01 | 0 | 90.38 | 74.83 | 8 | 0.4
2040 | NYISO_J-K_2_PJM_E | NYISO_J-K | PJM_E | Internal | Winter | B18 | 400 | 0.01 | 0 | 88.39 | 63.55 | 8 | 0.1
2040 | NYISO_J-K_2_PJM_E | NYISO_J-K | PJM_E | Internal | Winter | B19 | 700 | 0.01 | 0 | 67.57 | 61.27 | 8 | 0.06
2040 | NYISO_J-K_2_PJM_E | NYISO_J-K | PJM_E | Internal | Winter | B20 | 935 | 0.01 | 0 | 61.54 | 55.54 | 8 | 0.05
2040 | PJM_E_2_NYISO_G-I | PJM_E | NYISO_G-I | Internal | Shoulder | B11 | 25 | 500 | 0 | 68.78 | 58.51 | 6 | 0
2040 | PJM_E_2_NYISO_G-I | PJM_E | NYISO_G-I | Internal | Shoulder | B12 | 200 | 500 | 0 | 67.39 | 59.39 | 6 | 0
2040 | PJM_E_2_NYISO_G-I | PJM_E | NYISO_G-I | Internal | Shoulder | B13 | 600 | 500 | 0 | 57.32 | 52.66 | 6 | 0
2040 | PJM_E_2_NYISO_G-I | PJM_E | NYISO_G-I | Internal | Shoulder | B14 | 900 | 500 | 0 | 54.62 | 51.98 | 6 | 0
2040 | PJM_E_2_NYISO_G-I | PJM_E | NYISO_G-I | Internal | Shoulder | B15 | 1203 | 500 | 0 | 49.81 | 51.37 | 6 | 0
2040 | PJM_E_2_NYISO_G-I | PJM_E | NYISO_G-I | Internal | Summer | B1 | 10 | 500 | 0 | 112.66 | 102.22 | 6 | 0
2040 | PJM_E_2_NYISO_G-I | PJM_E | NYISO_G-I | Internal | Summer | B2 | 25 | 500 | 0 | 92.64 | 80.65 | 6 | 0
2040 | PJM_E_2_NYISO_G-I | PJM_E | NYISO_G-I | Internal | Summer | B3 | 75 | 500 | 0 | 83.31 | 75.29 | 6 | 0
2040 | PJM_E_2_NYISO_G-I | PJM_E | NYISO_G-I | Internal | Summer | B4 | 100 | 500 | 0 | 81.4 | 72.56 | 6 | 0
2040 | PJM_E_2_NYISO_G-I | PJM_E | NYISO_G-I | Internal | Summer | B5 | 200 | 500 | 0 | 81.4 | 68.38 | 6 | 0
2040 | PJM_E_2_NYISO_G-I | PJM_E | NYISO_G-I | Internal | Summer | B6 | 300 | 500 | 0 | 73.56 | 61.78 | 6 | 0
2040 | PJM_E_2_NYISO_G-I | PJM_E | NYISO_G-I | Internal | Summer | B7 | 400 | 500 | 0 | 59.1 | 53.25 | 6 | 0
2040 | PJM_E_2_NYISO_G-I | PJM_E | NYISO_G-I | Internal | Summer | B8 | 500 | 500 | 0 | 53.37 | 51.36 | 6 | 0
2040 | PJM_E_2_NYISO_G-I | PJM_E | NYISO_G-I | Internal | Summer | B9 | 800 | 500 | 0 | 49.99 | 51.03 | 6 | 0
2040 | PJM_E_2_NYISO_G-I | PJM_E | NYISO_G-I | Internal | Summer | B10 | 1262 | 500 | 0 | 46.42 | 48.18 | 6 | 0
2040 | PJM_E_2_NYISO_G-I | PJM_E | NYISO_G-I | Internal | Winter | B16 | 25 | 500 | 0 | 93.98 | 72.8 | 6 | 0
2040 | PJM_E_2_NYISO_G-I | PJM_E | NYISO_G-I | Internal | Winter | B17 | 100 | 500 | 0 | 74.83 | 66 | 6 | 0
2040 | PJM_E_2_NYISO_G-I | PJM_E | NYISO_G-I | Internal | Winter | B18 | 400 | 500 | 0 | 63.55 | 60.86 | 6 | 0
2040 | PJM_E_2_NYISO_G-I | PJM_E | NYISO_G-I | Internal | Winter | B19 | 700 | 500 | 0 | 61.27 | 60.27 | 6 | 0
2040 | PJM_E_2_NYISO_G-I | PJM_E | NYISO_G-I | Internal | Winter | B20 | 935 | 500 | 0 | 55.54 | 60.27 | 6 | 0
2040 | PJM_E_2_NYISO_J-K | PJM_E | NYISO_J-K | Internal | Shoulder | B11 | 25 | 330 | 0 | 68.78 | 70.74 | 6 | 0
2040 | PJM_E_2_NYISO_J-K | PJM_E | NYISO_J-K | Internal | Shoulder | B12 | 200 | 330 | 0 | 67.39 | 70.74 | 6 | 0
2040 | PJM_E_2_NYISO_J-K | PJM_E | NYISO_J-K | Internal | Shoulder | B13 | 600 | 330 | 330 | 57.32 | 70.74 | 6 | 7.42
2040 | PJM_E_2_NYISO_J-K | PJM_E | NYISO_J-K | Internal | Shoulder | B14 | 900 | 330 | 0 | 54.62 | 53.02 | 6 | 0
2040 | PJM_E_2_NYISO_J-K | PJM_E | NYISO_J-K | Internal | Shoulder | B15 | 1203 | 330 | 0 | 49.81 | 51.38 | 6 | 0
2040 | PJM_E_2_NYISO_J-K | PJM_E | NYISO_J-K | Internal | Summer | B1 | 10 | 330 | 0 | 112.66 | 102.23 | 6 | 0
2040 | PJM_E_2_NYISO_J-K | PJM_E | NYISO_J-K | Internal | Summer | B2 | 25 | 330 | 0 | 92.64 | 80.66 | 6 | 0
2040 | PJM_E_2_NYISO_J-K | PJM_E | NYISO_J-K | Internal | Summer | B3 | 75 | 330 | 0 | 83.31 | 75.3 | 6 | 0
2040 | PJM_E_2_NYISO_J-K | PJM_E | NYISO_J-K | Internal | Summer | B4 | 100 | 330 | 0 | 81.4 | 72.57 | 6 | 0
2040 | PJM_E_2_NYISO_J-K | PJM_E | NYISO_J-K | Internal | Summer | B5 | 200 | 330 | 0 | 81.4 | 68.39 | 6 | 0
2040 | PJM_E_2_NYISO_J-K | PJM_E | NYISO_J-K | Internal | Summer | B6 | 300 | 330 | 0 | 73.56 | 65.1 | 6 | 0
2040 | PJM_E_2_NYISO_J-K | PJM_E | NYISO_J-K | Internal | Summer | B7 | 400 | 330 | 174.26 | 59.1 | 65.1 | 6 | 0
2040 | PJM_E_2_NYISO_J-K | PJM_E | NYISO_J-K | Internal | Summer | B8 | 500 | 330 | 330 | 53.37 | 65.1 | 6 | 5.73
2040 | PJM_E_2_NYISO_J-K | PJM_E | NYISO_J-K | Internal | Summer | B9 | 800 | 330 | 0 | 49.99 | 51.78 | 6 | 0
2040 | PJM_E_2_NYISO_J-K | PJM_E | NYISO_J-K | Internal | Summer | B10 | 1262 | 330 | 0 | 46.42 | 48.19 | 6 | 0
2040 | PJM_E_2_NYISO_J-K | PJM_E | NYISO_J-K | Internal | Winter | B16 | 25 | 330 | 0 | 93.98 | 90.38 | 6 | 0
2040 | PJM_E_2_NYISO_J-K | PJM_E | NYISO_J-K | Internal | Winter | B17 | 100 | 330 | 330 | 74.83 | 90.38 | 6 | 9.55
2040 | PJM_E_2_NYISO_J-K | PJM_E | NYISO_J-K | Internal | Winter | B18 | 400 | 330 | 330 | 63.55 | 88.39 | 6 | 18.84
2040 | PJM_E_2_NYISO_J-K | PJM_E | NYISO_J-K | Internal | Winter | B19 | 700 | 330 | 330 | 61.27 | 67.57 | 6 | 0.3
2040 | PJM_E_2_NYISO_J-K | PJM_E | NYISO_J-K | Internal | Winter | B20 | 935 | 330 | 251.88 | 55.54 | 61.54 | 6 | 0
2040 | PJM_E_2_PJM_ROM | PJM_E | PJM_ROM | Internal | Shoulder | B11 | 25 | 8000 | 0.67 | 68.78 | 68.77 | 0.01 | 0
2040 | PJM_E_2_PJM_ROM | PJM_E | PJM_ROM | Internal | Shoulder | B12 | 200 | 8000 | 0.09 | 67.39 | 67.38 | 0.01 | 0
2040 | PJM_E_2_PJM_ROM | PJM_E | PJM_ROM | Internal | Shoulder | B13 | 600 | 8000 | 0.03 | 57.32 | 57.31 | 0.01 | 0
2040 | PJM_E_2_PJM_ROM | PJM_E | PJM_ROM | Internal | Shoulder | B14 | 900 | 8000 | 0.02 | 54.62 | 54.61 | 0.01 | 0
2040 | PJM_E_2_PJM_ROM | PJM_E | PJM_ROM | Internal | Shoulder | B15 | 1203 | 8000 | 0.01 | 49.81 | 49.8 | 0.01 | 0
2040 | PJM_E_2_PJM_ROM | PJM_E | PJM_ROM | Internal | Summer | B1 | 10 | 8000 | 0.9 | 112.66 | 112.64 | 0.01 | 0
2040 | PJM_E_2_PJM_ROM | PJM_E | PJM_ROM | Internal | Summer | B2 | 25 | 8000 | 0.66 | 92.64 | 92.63 | 0.01 | 0
2040 | PJM_E_2_PJM_ROM | PJM_E | PJM_ROM | Internal | Summer | B3 | 75 | 8000 | 0.24 | 83.31 | 83.3 | 0.01 | 0
2040 | PJM_E_2_PJM_ROM | PJM_E | PJM_ROM | Internal | Summer | B4 | 100 | 8000 | 0.17 | 81.4 | 81.39 | 0.01 | 0
2040 | PJM_E_2_PJM_ROM | PJM_E | PJM_ROM | Internal | Summer | B5 | 200 | 8000 | 0.09 | 81.4 | 81.39 | 0.01 | 0
2040 | PJM_E_2_PJM_ROM | PJM_E | PJM_ROM | Internal | Summer | B6 | 300 | 8000 | 0 | 73.56 | 66.29 | 0.01 | 0
2040 | PJM_E_2_PJM_ROM | PJM_E | PJM_ROM | Internal | Summer | B7 | 400 | 8000 | 0 | 59.1 | 54.23 | 0.01 | 0
2040 | PJM_E_2_PJM_ROM | PJM_E | PJM_ROM | Internal | Summer | B8 | 500 | 8000 | 0 | 53.37 | 49.77 | 0.01 | 0
2040 | PJM_E_2_PJM_ROM | PJM_E | PJM_ROM | Internal | Summer | B9 | 800 | 8000 | 0 | 49.99 | 49.77 | 0.01 | 0
2040 | PJM_E_2_PJM_ROM | PJM_E | PJM_ROM | Internal | Summer | B10 | 1262 | 8000 | 0.01 | 46.42 | 46.41 | 0.01 | 0
2040 | PJM_E_2_PJM_ROM | PJM_E | PJM_ROM | Internal | Winter | B16 | 25 | 8000 | 0.67 | 93.98 | 93.97 | 0.01 | 0
2040 | PJM_E_2_PJM_ROM | PJM_E | PJM_ROM | Internal | Winter | B17 | 100 | 8000 | 0.17 | 74.83 | 74.82 | 0.01 | 0
2040 | PJM_E_2_PJM_ROM | PJM_E | PJM_ROM | Internal | Winter | B18 | 400 | 8000 | 0 | 63.55 | 63.05 | 0.01 | 0
2040 | PJM_E_2_PJM_ROM | PJM_E | PJM_ROM | Internal | Winter | B19 | 700 | 8000 | 0 | 61.27 | 57.76 | 0.01 | 0
2040 | PJM_E_2_PJM_ROM | PJM_E | PJM_ROM | Internal | Winter | B20 | 935 | 8000 | 0.02 | 55.54 | 55.53 | 0.01 | 0
2040 | PJM_ROR_2_MISO_IN | PJM_ROR | MISO_IN | Internal | Shoulder | B11 | 25 | 909 | 1.52 | 80.8 | 82.79 | 2 | 0
2040 | PJM_ROR_2_MISO_IN | PJM_ROR | MISO_IN | Internal | Shoulder | B12 | 200 | 909 | 0.18 | 67.39 | 69.38 | 2 | 0
2040 | PJM_ROR_2_MISO_IN | PJM_ROR | MISO_IN | Internal | Shoulder | B13 | 600 | 909 | 150.18 | 57.32 | 59.32 | 2 | 0
2040 | PJM_ROR_2_MISO_IN | PJM_ROR | MISO_IN | Internal | Shoulder | B14 | 900 | 909 | 0 | 54.62 | 56.33 | 2 | 0
2040 | PJM_ROR_2_MISO_IN | PJM_ROR | MISO_IN | Internal | Shoulder | B15 | 1203 | 909 | 0 | 51.58 | 51.64 | 2 | 0
2040 | PJM_ROR_2_MISO_IN | PJM_ROR | MISO_IN | Internal | Summer | B1 | 10 | 909 | 0.01 | 112.65 | 110.65 | 2 | 0
2040 | PJM_ROR_2_MISO_IN | PJM_ROR | MISO_IN | Internal | Summer | B2 | 25 | 909 | 1.8 | 92.64 | 94.63 | 2 | 0
2040 | PJM_ROR_2_MISO_IN | PJM_ROR | MISO_IN | Internal | Summer | B3 | 75 | 909 | 724.94 | 90.44 | 92.44 | 2 | 0
2040 | PJM_ROR_2_MISO_IN | PJM_ROR | MISO_IN | Internal | Summer | B4 | 100 | 909 | 0.02 | 87.8 | 89.58 | 2 | 0
2040 | PJM_ROR_2_MISO_IN | PJM_ROR | MISO_IN | Internal | Summer | B5 | 200 | 909 | 0 | 85.52 | 86.83 | 2 | 0
2040 | PJM_ROR_2_MISO_IN | PJM_ROR | MISO_IN | Internal | Summer | B6 | 300 | 909 | 0 | 66.3 | 67.75 | 2 | 0
2040 | PJM_ROR_2_MISO_IN | PJM_ROR | MISO_IN | Internal | Summer | B7 | 400 | 909 | 0 | 54.24 | 54.53 | 2 | 0
2040 | PJM_ROR_2_MISO_IN | PJM_ROR | MISO_IN | Internal | Summer | B8 | 500 | 909 | 0 | 49.78 | 50.03 | 2 | 0
2040 | PJM_ROR_2_MISO_IN | PJM_ROR | MISO_IN | Internal | Summer | B9 | 800 | 909 | 0 | 49.78 | 50.03 | 2 | 0
2040 | PJM_ROR_2_MISO_IN | PJM_ROR | MISO_IN | Internal | Summer | B10 | 1262 | 909 | 0 | 49.78 | 50.03 | 2 | 0
2040 | PJM_ROR_2_MISO_IN | PJM_ROR | MISO_IN | Internal | Winter | B16 | 25 | 909 | 331.72 | 93.98 | 95.98 | 2 | 0
2040 | PJM_ROR_2_MISO_IN | PJM_ROR | MISO_IN | Internal | Winter | B17 | 100 | 909 | 0 | 74.81 | 72.81 | 2 | 0
2040 | PJM_ROR_2_MISO_IN | PJM_ROR | MISO_IN | Internal | Winter | B18 | 400 | 909 | 0 | 63.04 | 63.54 | 2 | 0
2040 | PJM_ROR_2_MISO_IN | PJM_ROR | MISO_IN | Internal | Winter | B19 | 700 | 909 | 0.02 | 57.74 | 59.71 | 2 | 0
2040 | PJM_ROR_2_MISO_IN | PJM_ROR | MISO_IN | Internal | Winter | B20 | 935 | 909 | 0 | 55.54 | 55.05 | 2 | 0
2040 | PJM_ROR_2_MISO_MI | PJM_ROR | MISO_MI | Internal | Shoulder | B11 | 25 | 1305 | 1275.14 | 80.8 | 82.8 | 2 | 0
2040 | PJM_ROR_2_MISO_MI | PJM_ROR | MISO_MI | Internal | Shoulder | B12 | 200 | 1305 | 1215.76 | 67.39 | 69.39 | 2 | 0
2040 | PJM_ROR_2_MISO_MI | PJM_ROR | MISO_MI | Internal | Shoulder | B13 | 600 | 1305 | 1304.94 | 57.32 | 59.33 | 2 | 0.01
2040 | PJM_ROR_2_MISO_MI | PJM_ROR | MISO_MI | Internal | Shoulder | B14 | 900 | 1305 | 667 | 54.62 | 56.62 | 2 | 0
2040 | PJM_ROR_2_MISO_MI | PJM_ROR | MISO_MI | Internal | Shoulder | B15 | 1203 | 1305 | 0 | 51.58 | 51.66 | 2 | 0
2040 | PJM_ROR_2_MISO_MI | PJM_ROR | MISO_MI | Internal | Summer | B1 | 10 | 1305 | 481.08 | 112.65 | 114.65 | 2 | 0
2040 | PJM_ROR_2_MISO_MI | PJM_ROR | MISO_MI | Internal | Summer | B2 | 25 | 1305 | 1298.22 | 92.64 | 94.64 | 2 | 0
2040 | PJM_ROR_2_MISO_MI | PJM_ROR | MISO_MI | Internal | Summer | B3 | 75 | 1305 | 1304.58 | 90.44 | 92.45 | 2 | 0.01
2040 | PJM_ROR_2_MISO_MI | PJM_ROR | MISO_MI | Internal | Summer | B4 | 100 | 1305 | 0.02 | 87.8 | 89.59 | 2 | 0
2040 | PJM_ROR_2_MISO_MI | PJM_ROR | MISO_MI | Internal | Summer | B5 | 200 | 1305 | 0 | 85.52 | 86.84 | 2 | 0
2040 | PJM_ROR_2_MISO_MI | PJM_ROR | MISO_MI | Internal | Summer | B6 | 300 | 1305 | 0 | 66.3 | 67.76 | 2 | 0
2040 | PJM_ROR_2_MISO_MI | PJM_ROR | MISO_MI | Internal | Summer | B7 | 400 | 1305 | 1123.62 | 54.24 | 56.24 | 2 | 0
2040 | PJM_ROR_2_MISO_MI | PJM_ROR | MISO_MI | Internal | Summer | B8 | 500 | 1305 | 1305 | 49.78 | 54.08 | 2 | 2.3
2040 | PJM_ROR_2_MISO_MI | PJM_ROR | MISO_MI | Internal | Summer | B9 | 800 | 1305 | 98.28 | 49.78 | 51.78 | 2 | 0
2040 | PJM_ROR_2_MISO_MI | PJM_ROR | MISO_MI | Internal | Summer | B10 | 1262 | 1305 | 0 | 49.78 | 50.45 | 2 | 0
2040 | PJM_ROR_2_MISO_MI | PJM_ROR | MISO_MI | Internal | Winter | B16 | 25 | 1305 | 312.4 | 93.98 | 95.98 | 2 | 0
2040 | PJM_ROR_2_MISO_MI | PJM_ROR | MISO_MI | Internal | Winter | B17 | 100 | 1305 | 0 | 74.81 | 72.82 | 2 | 0
2040 | PJM_ROR_2_MISO_MI | PJM_ROR | MISO_MI | Internal | Winter | B18 | 400 | 1305 | 0 | 63.04 | 63.55 | 2 | 0
2040 | PJM_ROR_2_MISO_MI | PJM_ROR | MISO_MI | Internal | Winter | B19 | 700 | 1305 | 0.02 | 57.74 | 59.72 | 2 | 0
2040 | PJM_ROR_2_MISO_MI | PJM_ROR | MISO_MI | Internal | Winter | B20 | 935 | 1305 | 0 | 55.54 | 55.06 | 2 | 0
2040 | PJM_ROR_2_MISO_MO-IL | PJM_ROR | MISO_MO-IL | Internal | Shoulder | B11 | 25 | 1111 | 1111 | 80.8 | 95.77 | 2 | 12.97
2040 | PJM_ROR_2_MISO_MO-IL | PJM_ROR | MISO_MO-IL | Internal | Shoulder | B12 | 200 | 1111 | 1023.72 | 67.39 | 69.39 | 2 | 0
2040 | PJM_ROR_2_MISO_MO-IL | PJM_ROR | MISO_MO-IL | Internal | Shoulder | B13 | 600 | 1111 | 1111 | 57.32 | 59.86 | 2 | 0.55
2040 | PJM_ROR_2_MISO_MO-IL | PJM_ROR | MISO_MO-IL | Internal | Shoulder | B14 | 900 | 1111 | 840.25 | 54.62 | 56.62 | 2 | 0
2040 | PJM_ROR_2_MISO_MO-IL | PJM_ROR | MISO_MO-IL | Internal | Shoulder | B15 | 1203 | 1111 | 0 | 51.58 | 51.66 | 2 | 0
2040 | PJM_ROR_2_MISO_MO-IL | PJM_ROR | MISO_MO-IL | Internal | Summer | B1 | 10 | 1111 | 0.01 | 112.65 | 110.66 | 2 | 0
2040 | PJM_ROR_2_MISO_MO-IL | PJM_ROR | MISO_MO-IL | Internal | Summer | B2 | 25 | 1111 | 1111 | 92.64 | 99.27 | 2 | 4.64
2040 | PJM_ROR_2_MISO_MO-IL | PJM_ROR | MISO_MO-IL | Internal | Summer | B3 | 75 | 1111 | 1111 | 90.44 | 99.26 | 2 | 6.82
2040 | PJM_ROR_2_MISO_MO-IL | PJM_ROR | MISO_MO-IL | Internal | Summer | B4 | 100 | 1111 | 1111 | 87.8 | 92.73 | 2 | 2.93
2040 | PJM_ROR_2_MISO_MO-IL | PJM_ROR | MISO_MO-IL | Internal | Summer | B5 | 200 | 1111 | 1111 | 85.52 | 92.01 | 2 | 4.49
2040 | PJM_ROR_2_MISO_MO-IL | PJM_ROR | MISO_MO-IL | Internal | Summer | B6 | 300 | 1111 | 1111 | 66.3 | 78.87 | 2 | 10.57
2040 | PJM_ROR_2_MISO_MO-IL | PJM_ROR | MISO_MO-IL | Internal | Summer | B7 | 400 | 1111 | 1111 | 54.24 | 57.31 | 2 | 1.06
2040 | PJM_ROR_2_MISO_MO-IL | PJM_ROR | MISO_MO-IL | Internal | Summer | B8 | 500 | 1111 | 596.93 | 49.78 | 51.78 | 2 | 0
2040 | PJM_ROR_2_MISO_MO-IL | PJM_ROR | MISO_MO-IL | Internal | Summer | B9 | 800 | 1111 | 0 | 49.78 | 50.04 | 2 | 0
2040 | PJM_ROR_2_MISO_MO-IL | PJM_ROR | MISO_MO-IL | Internal | Summer | B10 | 1262 | 1111 | 0 | 49.78 | 47.78 | 2 | 0
2040 | PJM_ROR_2_MISO_MO-IL | PJM_ROR | MISO_MO-IL | Internal | Winter | B16 | 25 | 1111 | 1109.79 | 93.98 | 96 | 2 | 0.01
2040 | PJM_ROR_2_MISO_MO-IL | PJM_ROR | MISO_MO-IL | Internal | Winter | B17 | 100 | 1111 | 0 | 74.81 | 72.82 | 2 | 0
2040 | PJM_ROR_2_MISO_MO-IL | PJM_ROR | MISO_MO-IL | Internal | Winter | B18 | 400 | 1111 | 0 | 63.04 | 63.55 | 2 | 0
2040 | PJM_ROR_2_MISO_MO-IL | PJM_ROR | MISO_MO-IL | Internal | Winter | B19 | 700 | 1111 | 0.02 | 57.74 | 59.72 | 2 | 0
2040 | PJM_ROR_2_MISO_MO-IL | PJM_ROR | MISO_MO-IL | Internal | Winter | B20 | 935 | 1111 | 0 | 55.54 | 54.83 | 2 | 0
2040 | PJM_ROR_2_MISO_W | PJM_ROR | MISO_W | Internal | Shoulder | B11 | 25 | 709 | 709 | 80.8 | 95.76 | 2 | 12.96
2040 | PJM_ROR_2_MISO_W | PJM_ROR | MISO_W | Internal | Shoulder | B12 | 200 | 709 | 0.18 | 67.39 | 69.38 | 2 | 0
2040 | PJM_ROR_2_MISO_W | PJM_ROR | MISO_W | Internal | Shoulder | B13 | 600 | 709 | 709 | 57.32 | 59.85 | 2 | 0.53
2040 | PJM_ROR_2_MISO_W | PJM_ROR | MISO_W | Internal | Shoulder | B14 | 900 | 709 | 0.04 | 54.62 | 56.61 | 2 | 0
2040 | PJM_ROR_2_MISO_W | PJM_ROR | MISO_W | Internal | Shoulder | B15 | 1203 | 709 | 0 | 51.58 | 51.67 | 2 | 0
2040 | PJM_ROR_2_MISO_W | PJM_ROR | MISO_W | Internal | Summer | B1 | 10 | 709 | 0.01 | 112.65 | 110.65 | 2 | 0
2040 | PJM_ROR_2_MISO_W | PJM_ROR | MISO_W | Internal | Summer | B2 | 25 | 709 | 709 | 92.64 | 99.26 | 2 | 4.62
2040 | PJM_ROR_2_MISO_W | PJM_ROR | MISO_W | Internal | Summer | B3 | 75 | 709 | 709 | 90.44 | 99.26 | 2 | 6.82
2040 | PJM_ROR_2_MISO_W | PJM_ROR | MISO_W | Internal | Summer | B4 | 100 | 709 | 709 | 87.8 | 93.54 | 2 | 3.74
2040 | PJM_ROR_2_MISO_W | PJM_ROR | MISO_W | Internal | Summer | B5 | 200 | 709 | 709 | 85.52 | 93.54 | 2 | 6.03
2040 | PJM_ROR_2_MISO_W | PJM_ROR | MISO_W | Internal | Summer | B6 | 300 | 709 | 709 | 66.3 | 78.85 | 2 | 10.56
2040 | PJM_ROR_2_MISO_W | PJM_ROR | MISO_W | Internal | Summer | B7 | 400 | 709 | 709 | 54.24 | 57.29 | 2 | 1.05
2040 | PJM_ROR_2_MISO_W | PJM_ROR | MISO_W | Internal | Summer | B8 | 500 | 709 | 333.39 | 49.78 | 51.78 | 2 | 0
2040 | PJM_ROR_2_MISO_W | PJM_ROR | MISO_W | Internal | Summer | B9 | 800 | 709 | 0 | 49.78 | 50.03 | 2 | 0
2040 | PJM_ROR_2_MISO_W | PJM_ROR | MISO_W | Internal | Summer | B10 | 1262 | 709 | 0 | 49.78 | 45.5 | 2 | 0
2040 | PJM_ROR_2_MISO_W | PJM_ROR | MISO_W | Internal | Winter | B16 | 25 | 709 | 1.18 | 93.98 | 95.97 | 2 | 0
2040 | PJM_ROR_2_MISO_W | PJM_ROR | MISO_W | Internal | Winter | B17 | 100 | 709 | 0 | 74.81 | 72.81 | 2 | 0
2040 | PJM_ROR_2_MISO_W | PJM_ROR | MISO_W | Internal | Winter | B18 | 400 | 709 | 0 | 63.04 | 63.54 | 2 | 0
2040 | PJM_ROR_2_MISO_W | PJM_ROR | MISO_W | Internal | Winter | B19 | 700 | 709 | 0.05 | 57.74 | 59.73 | 2 | 0
2040 | PJM_ROR_2_MISO_W | PJM_ROR | MISO_W | Internal | Winter | B20 | 935 | 709 | 0 | 55.54 | 50.83 | 2 | 0
2040 | PJM_ROR_2_MISO_WUMS | PJM_ROR | MISO_WUMS | Internal | Shoulder | B11 | 25 | 1467 | 304.51 | 80.8 | 82.8 | 2 | 0
2040 | PJM_ROR_2_MISO_WUMS | PJM_ROR | MISO_WUMS | Internal | Shoulder | B12 | 200 | 1467 | 0.08 | 67.39 | 69.37 | 2 | 0
2040 | PJM_ROR_2_MISO_WUMS | PJM_ROR | MISO_WUMS | Internal | Shoulder | B13 | 600 | 1467 | 0 | 57.32 | 58.94 | 2 | 0
2040 | PJM_ROR_2_MISO_WUMS | PJM_ROR | MISO_WUMS | Internal | Shoulder | B14 | 900 | 1467 | 0 | 54.62 | 56.38 | 2 | 0
2040 | PJM_ROR_2_MISO_WUMS | PJM_ROR | MISO_WUMS | Internal | Shoulder | B15 | 1203 | 1467 | 0 | 51.58 | 51.69 | 2 | 0
2040 | PJM_ROR_2_MISO_WUMS | PJM_ROR | MISO_WUMS | Internal | Summer | B1 | 10 | 1467 | 0 | 112.65 | 87.99 | 2 | 0
2040 | PJM_ROR_2_MISO_WUMS | PJM_ROR | MISO_WUMS | Internal | Summer | B2 | 25 | 1467 | 0 | 92.64 | 87.99 | 2 | 0
2040 | PJM_ROR_2_MISO_WUMS | PJM_ROR | MISO_WUMS | Internal | Summer | B3 | 75 | 1467 | 0 | 90.44 | 87.99 | 2 | 0
2040 | PJM_ROR_2_MISO_WUMS | PJM_ROR | MISO_WUMS | Internal | Summer | B4 | 100 | 1467 | 0 | 87.8 | 87.99 | 2 | 0
2040 | PJM_ROR_2_MISO_WUMS | PJM_ROR | MISO_WUMS | Internal | Summer | B5 | 200 | 1467 | 723.71 | 85.52 | 87.52 | 2 | 0
2040 | PJM_ROR_2_MISO_WUMS | PJM_ROR | MISO_WUMS | Internal | Summer | B6 | 300 | 1467 | 0 | 66.3 | 67.86 | 2 | 0
2040 | PJM_ROR_2_MISO_WUMS | PJM_ROR | MISO_WUMS | Internal | Summer | B7 | 400 | 1467 | 0 | 54.24 | 54.38 | 2 | 0
2040 | PJM_ROR_2_MISO_WUMS | PJM_ROR | MISO_WUMS | Internal | Summer | B8 | 500 | 1467 | 151.08 | 49.78 | 51.78 | 2 | 0
2040 | PJM_ROR_2_MISO_WUMS | PJM_ROR | MISO_WUMS | Internal | Summer | B9 | 800 | 1467 | 0 | 49.78 | 50.02 | 2 | 0
2040 | PJM_ROR_2_MISO_WUMS | PJM_ROR | MISO_WUMS | Internal | Summer | B10 | 1262 | 1467 | 0 | 49.78 | 49.9 | 2 | 0
2040 | PJM_ROR_2_MISO_WUMS | PJM_ROR | MISO_WUMS | Internal | Winter | B16 | 25 | 1467 | 774.94 | 93.98 | 95.98 | 2 | 0
2040 | PJM_ROR_2_MISO_WUMS | PJM_ROR | MISO_WUMS | Internal | Winter | B17 | 100 | 1467 | 0 | 74.81 | 72.82 | 2 | 0
2040 | PJM_ROR_2_MISO_WUMS | PJM_ROR | MISO_WUMS | Internal | Winter | B18 | 400 | 1467 | 0 | 63.04 | 63.55 | 2 | 0
2040 | PJM_ROR_2_MISO_WUMS | PJM_ROR | MISO_WUMS | Internal | Winter | B19 | 700 | 1467 | 489.55 | 57.74 | 59.74 | 2 | 0
2040 | PJM_ROR_2_MISO_WUMS | PJM_ROR | MISO_WUMS | Internal | Winter | B20 | 935 | 1467 | 0 | 55.54 | 55.03 | 2 | 0
2040 | PJM_ROR_2_PJM_ROM | PJM_ROR | PJM_ROM | Internal | Shoulder | B11 | 25 | 8000 | 0 | 80.8 | 68.77 | 0.01 | 0
2040 | PJM_ROR_2_PJM_ROM | PJM_ROR | PJM_ROM | Internal | Shoulder | B12 | 200 | 8000 | 0.08 | 67.39 | 67.38 | 0.01 | 0
2040 | PJM_ROR_2_PJM_ROM | PJM_ROR | PJM_ROM | Internal | Shoulder | B13 | 600 | 8000 | 0.03 | 57.32 | 57.31 | 0.01 | 0
2040 | PJM_ROR_2_PJM_ROM | PJM_ROR | PJM_ROM | Internal | Shoulder | B14 | 900 | 8000 | 0.02 | 54.62 | 54.61 | 0.01 | 0
2040 | PJM_ROR_2_PJM_ROM | PJM_ROR | PJM_ROM | Internal | Shoulder | B15 | 1203 | 8000 | 0 | 51.58 | 49.8 | 0.01 | 0
2040 | PJM_ROR_2_PJM_ROM | PJM_ROR | PJM_ROM | Internal | Summer | B1 | 10 | 8000 | 1.72 | 112.65 | 112.64 | 0.01 | 0
2040 | PJM_ROR_2_PJM_ROM | PJM_ROR | PJM_ROM | Internal | Summer | B2 | 25 | 8000 | 0.68 | 92.64 | 92.63 | 0.01 | 0
2040 | PJM_ROR_2_PJM_ROM | PJM_ROR | PJM_ROM | Internal | Summer | B3 | 75 | 8000 | 0 | 90.44 | 83.3 | 0.01 | 0
2040 | PJM_ROR_2_PJM_ROM | PJM_ROR | PJM_ROM | Internal | Summer | B4 | 100 | 8000 | 0 | 87.8 | 81.39 | 0.01 | 0
2040 | PJM_ROR_2_PJM_ROM | PJM_ROR | PJM_ROM | Internal | Summer | B5 | 200 | 8000 | 0 | 85.52 | 81.39 | 0.01 | 0
2040 | PJM_ROR_2_PJM_ROM | PJM_ROR | PJM_ROM | Internal | Summer | B6 | 300 | 8000 | 0.06 | 66.3 | 66.29 | 0.01 | 0
2040 | PJM_ROR_2_PJM_ROM | PJM_ROR | PJM_ROM | Internal | Summer | B7 | 400 | 8000 | 0.04 | 54.24 | 54.23 | 0.01 | 0
2040 | PJM_ROR_2_PJM_ROM | PJM_ROR | PJM_ROM | Internal | Summer | B8 | 500 | 8000 | 0.04 | 49.78 | 49.77 | 0.01 | 0
2040 | PJM_ROR_2_PJM_ROM | PJM_ROR | PJM_ROM | Internal | Summer | B9 | 800 | 8000 | 0.02 | 49.78 | 49.77 | 0.01 | 0
2040 | PJM_ROR_2_PJM_ROM | PJM_ROR | PJM_ROM | Internal | Summer | B10 | 1262 | 8000 | 0 | 49.78 | 46.41 | 0.01 | 0
2040 | PJM_ROR_2_PJM_ROM | PJM_ROR | PJM_ROM | Internal | Winter | B16 | 25 | 8000 | 0.67 | 93.98 | 93.97 | 0.01 | 0
2040 | PJM_ROR_2_PJM_ROM | PJM_ROR | PJM_ROM | Internal | Winter | B17 | 100 | 8000 | 1092.74 | 74.81 | 74.82 | 0.01 | 0
2040 | PJM_ROR_2_PJM_ROM | PJM_ROR | PJM_ROM | Internal | Winter | B18 | 400 | 8000 | 2415.24 | 63.04 | 63.05 | 0.01 | 0
2040 | PJM_ROR_2_PJM_ROM | PJM_ROR | PJM_ROM | Internal | Winter | B19 | 700 | 8000 | 2727.4 | 57.74 | 57.76 | 0.01 | 0
2040 | PJM_ROR_2_PJM_ROM | PJM_ROR | PJM_ROM | Internal | Winter | B20 | 935 | 8000 | 0.02 | 55.54 | 55.53 | 0.01 | 0
2040 | PJM_ROR_2_TVA_Transmission | PJM_ROR | TVA_Transmission | Internal | Shoulder | B11 | 25 | 2500 | 788.54 | 80.8 | 86.8 | 6 | 0
2040 | PJM_ROR_2_TVA_Transmission | PJM_ROR | TVA_Transmission | Internal | Shoulder | B12 | 200 | 2500 | 0 | 67.39 | 69.08 | 6 | 0
2040 | PJM_ROR_2_TVA_Transmission | PJM_ROR | TVA_Transmission | Internal | Shoulder | B13 | 600 | 2500 | 0 | 57.32 | 61.97 | 6 | 0
2040 | PJM_ROR_2_TVA_Transmission | PJM_ROR | TVA_Transmission | Internal | Shoulder | B14 | 900 | 2500 | 1680.13 | 54.62 | 60.62 | 6 | 0
2040 | PJM_ROR_2_TVA_Transmission | PJM_ROR | TVA_Transmission | Internal | Shoulder | B15 | 1203 | 2500 | 0 | 51.58 | 56.56 | 6 | 0
2040 | PJM_ROR_2_TVA_Transmission | PJM_ROR | TVA_Transmission | Internal | Summer | B1 | 10 | 2500 | 0 | 112.65 | 110.01 | 6 | 0
2040 | PJM_ROR_2_TVA_Transmission | PJM_ROR | TVA_Transmission | Internal | Summer | B2 | 25 | 2500 | 1322.24 | 92.64 | 98.64 | 6 | 0
2040 | PJM_ROR_2_TVA_Transmission | PJM_ROR | TVA_Transmission | Internal | Summer | B3 | 75 | 2500 | 0.01 | 90.44 | 95.98 | 6 | 0
2040 | PJM_ROR_2_TVA_Transmission | PJM_ROR | TVA_Transmission | Internal | Summer | B4 | 100 | 2500 | 2500 | 87.8 | 95.43 | 6 | 1.63
2040 | PJM_ROR_2_TVA_Transmission | PJM_ROR | TVA_Transmission | Internal | Summer | B5 | 200 | 2500 | 1891.27 | 85.52 | 91.52 | 6 | 0
2040 | PJM_ROR_2_TVA_Transmission | PJM_ROR | TVA_Transmission | Internal | Summer | B6 | 300 | 2500 | 0 | 66.3 | 71.68 | 6 | 0
2040 | PJM_ROR_2_TVA_Transmission | PJM_ROR | TVA_Transmission | Internal | Summer | B7 | 400 | 2500 | 0 | 54.24 | 59.74 | 6 | 0
2040 | PJM_ROR_2_TVA_Transmission | PJM_ROR | TVA_Transmission | Internal | Summer | B8 | 500 | 2500 | 0 | 49.78 | 55.09 | 6 | 0
2040 | PJM_ROR_2_TVA_Transmission | PJM_ROR | TVA_Transmission | Internal | Summer | B9 | 800 | 2500 | 0 | 49.78 | 55 | 6 | 0
2040 | PJM_ROR_2_TVA_Transmission | PJM_ROR | TVA_Transmission | Internal | Summer | B10 | 1262 | 2500 | 0 | 49.78 | 54.82 | 6 | 0
2040 | PJM_ROR_2_TVA_Transmission | PJM_ROR | TVA_Transmission | Internal | Winter | B16 | 25 | 2500 | 0 | 93.98 | 97 | 6 | 0
2040 | PJM_ROR_2_TVA_Transmission | PJM_ROR | TVA_Transmission | Internal | Winter | B17 | 100 | 2500 | 0 | 74.81 | 72.68 | 6 | 0
2040 | PJM_ROR_2_TVA_Transmission | PJM_ROR | TVA_Transmission | Internal | Winter | B18 | 400 | 2500 | 0 | 63.04 | 65.38 | 6 | 0
2040 | PJM_ROR_2_TVA_Transmission | PJM_ROR | TVA_Transmission | Internal | Winter | B19 | 700 | 2500 | 0 | 57.74 | 61.24 | 6 | 0
2040 | PJM_ROR_2_TVA_Transmission | PJM_ROR | TVA_Transmission | Internal | Winter | B20 | 935 | 2500 | 0 | 55.54 | 60.03 | 6 | 0
2040 | PJM_ROR_2_VACAR | PJM_ROR | VACAR | Internal | Shoulder | B11 | 25 | 3000 | 699.46 | 80.8 | 86.8 | 6 | 0
2040 | PJM_ROR_2_VACAR | PJM_ROR | VACAR | Internal | Shoulder | B12 | 200 | 3000 | 0 | 67.39 | 69.73 | 6 | 0
2040 | PJM_ROR_2_VACAR | PJM_ROR | VACAR | Internal | Shoulder | B13 | 600 | 3000 | 0 | 57.32 | 57.65 | 6 | 0
2040 | PJM_ROR_2_VACAR | PJM_ROR | VACAR | Internal | Shoulder | B14 | 900 | 3000 | 0 | 54.62 | 57.65 | 6 | 0
2040 | PJM_ROR_2_VACAR | PJM_ROR | VACAR | Internal | Shoulder | B15 | 1203 | 3000 | 3000 | 51.58 | 57.65 | 6 | 0.07
2040 | PJM_ROR_2_VACAR | PJM_ROR | VACAR | Internal | Summer | B1 | 10 | 3000 | 1710.69 | 112.65 | 118.65 | 6 | 0
2040 | PJM_ROR_2_VACAR | PJM_ROR | VACAR | Internal | Summer | B2 | 25 | 3000 | 2999.97 | 92.64 | 99.6 | 6 | 0.97
2040 | PJM_ROR_2_VACAR | PJM_ROR | VACAR | Internal | Summer | B3 | 75 | 3000 | 3000 | 90.44 | 99.6 | 6 | 3.16
2040 | PJM_ROR_2_VACAR | PJM_ROR | VACAR | Internal | Summer | B4 | 100 | 3000 | 3000 | 87.8 | 97.15 | 6 | 3.35
2040 | PJM_ROR_2_VACAR | PJM_ROR | VACAR | Internal | Summer | B5 | 200 | 3000 | 3000 | 85.52 | 97.15 | 6 | 5.63
2040 | PJM_ROR_2_VACAR | PJM_ROR | VACAR | Internal | Summer | B6 | 300 | 3000 | 2272.05 | 66.3 | 72.3 | 6 | 0
2040 | PJM_ROR_2_VACAR | PJM_ROR | VACAR | Internal | Summer | B7 | 400 | 3000 | 953.06 | 54.24 | 60.24 | 6 | 0
2040 | PJM_ROR_2_VACAR | PJM_ROR | VACAR | Internal | Summer | B8 | 500 | 3000 | 0 | 49.78 | 55.34 | 6 | 0
2040 | PJM_ROR_2_VACAR | PJM_ROR | VACAR | Internal | Summer | B9 | 800 | 3000 | 0 | 49.78 | 55.34 | 6 | 0
2040 | PJM_ROR_2_VACAR | PJM_ROR | VACAR | Internal | Summer | B10 | 1262 | 3000 | 0 | 49.78 | 55.34 | 6 | 0
2040 | PJM_ROR_2_VACAR | PJM_ROR | VACAR | Internal | Winter | B16 | 25 | 3000 | 3000 | 93.98 | 106 | 6 | 6.01
2040 | PJM_ROR_2_VACAR | PJM_ROR | VACAR | Internal | Winter | B17 | 100 | 3000 | 0 | 74.81 | 75.5 | 6 | 0
2040 | PJM_ROR_2_VACAR | PJM_ROR | VACAR | Internal | Winter | B18 | 400 | 3000 | 0 | 63.04 | 63.05 | 6 | 0
2040 | PJM_ROR_2_VACAR | PJM_ROR | VACAR | Internal | Winter | B19 | 700 | 3000 | 0 | 57.74 | 63.05 | 6 | 0
2040 | PJM_ROR_2_VACAR | PJM_ROR | VACAR | Internal | Winter | B20 | 935 | 3000 | 3000 | 55.54 | 63.05 | 6 | 1.5
2040 | PJM_ROM_2_NYISO_A-F | PJM_ROM | NYISO_A-F | Internal | Shoulder | B11 | 25 | 2000 | 0 | 68.77 | 58.5 | 6 | 0
2040 | PJM_ROM_2_NYISO_A-F | PJM_ROM | NYISO_A-F | Internal | Shoulder | B12 | 200 | 2000 | 0 | 67.38 | 59.38 | 6 | 0
2040 | PJM_ROM_2_NYISO_A-F | PJM_ROM | NYISO_A-F | Internal | Shoulder | B13 | 600 | 2000 | 0 | 57.31 | 52.65 | 6 | 0
2040 | PJM_ROM_2_NYISO_A-F | PJM_ROM | NYISO_A-F | Internal | Shoulder | B14 | 900 | 2000 | 0 | 54.61 | 51.97 | 6 | 0
2040 | PJM_ROM_2_NYISO_A-F | PJM_ROM | NYISO_A-F | Internal | Shoulder | B15 | 1203 | 2000 | 0 | 49.8 | 51.38 | 6 | 0
2040 | PJM_ROM_2_NYISO_A-F | PJM_ROM | NYISO_A-F | Internal | Summer | B1 | 10 | 2000 | 0 | 112.64 | 102.21 | 6 | 0
2040 | PJM_ROM_2_NYISO_A-F | PJM_ROM | NYISO_A-F | Internal | Summer | B2 | 25 | 2000 | 0 | 92.63 | 80.64 | 6 | 0
2040 | PJM_ROM_2_NYISO_A-F | PJM_ROM | NYISO_A-F | Internal | Summer | B3 | 75 | 2000 | 0 | 83.3 | 75.3 | 6 | 0
2040 | PJM_ROM_2_NYISO_A-F | PJM_ROM | NYISO_A-F | Internal | Summer | B4 | 100 | 2000 | 0 | 81.39 | 72.55 | 6 | 0
2040 | PJM_ROM_2_NYISO_A-F | PJM_ROM | NYISO_A-F | Internal | Summer | B5 | 200 | 2000 | 0 | 81.39 | 68.37 | 6 | 0
2040 | PJM_ROM_2_NYISO_A-F | PJM_ROM | NYISO_A-F | Internal | Summer | B6 | 300 | 2000 | 0 | 66.29 | 61.77 | 6 | 0
2040 | PJM_ROM_2_NYISO_A-F | PJM_ROM | NYISO_A-F | Internal | Summer | B7 | 400 | 2000 | 0 | 54.23 | 53.24 | 6 | 0
2040 | PJM_ROM_2_NYISO_A-F | PJM_ROM | NYISO_A-F | Internal | Summer | B8 | 500 | 2000 | 0 | 49.77 | 51.36 | 6 | 0
2040 | PJM_ROM_2_NYISO_A-F | PJM_ROM | NYISO_A-F | Internal | Summer | B9 | 800 | 2000 | 0 | 49.77 | 51.04 | 6 | 0
2040 | PJM_ROM_2_NYISO_A-F | PJM_ROM | NYISO_A-F | Internal | Summer | B10 | 1262 | 2000 | 0 | 46.41 | 51.04 | 6 | 0
2040 | PJM_ROM_2_NYISO_A-F | PJM_ROM | NYISO_A-F | Internal | Winter | B16 | 25 | 2000 | 0 | 93.97 | 72.79 | 6 | 0
2040 | PJM_ROM_2_NYISO_A-F | PJM_ROM | NYISO_A-F | Internal | Winter | B17 | 100 | 2000 | 0 | 74.82 | 65.98 | 6 | 0
2040 | PJM_ROM_2_NYISO_A-F | PJM_ROM | NYISO_A-F | Internal | Winter | B18 | 400 | 2000 | 0 | 63.05 | 60.85 | 6 | 0
2040 | PJM_ROM_2_NYISO_A-F | PJM_ROM | NYISO_A-F | Internal | Winter | B19 | 700 | 2000 | 0 | 57.76 | 60.26 | 6 | 0
2040 | PJM_ROM_2_NYISO_A-F | PJM_ROM | NYISO_A-F | Internal | Winter | B20 | 935 | 2000 | 0 | 55.53 | 60.26 | 6 | 0
2040 | PJM_ROM_2_PJM_E | PJM_ROM | PJM_E | Internal | Shoulder | B11 | 25 | 8000 | 4852.66 | 68.77 | 68.78 | 0.01 | 0
2040 | PJM_ROM_2_PJM_E | PJM_ROM | PJM_E | Internal | Shoulder | B12 | 200 | 8000 | 4448.24 | 67.38 | 67.39 | 0.01 | 0
2040 | PJM_ROM_2_PJM_E | PJM_ROM | PJM_E | Internal | Shoulder | B13 | 600 | 8000 | 5006.72 | 57.31 | 57.32 | 0.01 | 0
2040 | PJM_ROM_2_PJM_E | PJM_ROM | PJM_E | Internal | Shoulder | B14 | 900 | 8000 | 5917.75 | 54.61 | 54.62 | 0.01 | 0
2040 | PJM_ROM_2_PJM_E | PJM_ROM | PJM_E | Internal | Shoulder | B15 | 1203 | 8000 | 6596.31 | 49.8 | 49.81 | 0.01 | 0
2040 | PJM_ROM_2_PJM_E | PJM_ROM | PJM_E | Internal | Summer | B1 | 10 | 8000 | 7990.78 | 112.64 | 112.66 | 0.01 | 0.01
2040 | PJM_ROM_2_PJM_E | PJM_ROM | PJM_E | Internal | Summer | B2 | 25 | 8000 | 6714.48 | 92.63 | 92.64 | 0.01 | 0
2040 | PJM_ROM_2_PJM_E | PJM_ROM | PJM_E | Internal | Summer | B3 | 75 | 8000 | 2465.6 | 83.3 | 83.31 | 0.01 | 0
2040 | PJM_ROM_2_PJM_E | PJM_ROM | PJM_E | Internal | Summer | B4 | 100 | 8000 | 4893.79 | 81.39 | 81.4 | 0.01 | 0
2040 | PJM_ROM_2_PJM_E | PJM_ROM | PJM_E | Internal | Summer | B5 | 200 | 8000 | 5953.45 | 81.39 | 81.4 | 0.01 | 0
2040 | PJM_ROM_2_PJM_E | PJM_ROM | PJM_E | Internal | Summer | B6 | 300 | 8000 | 8000 | 66.29 | 73.56 | 0.01 | 7.26
2040 | PJM_ROM_2_PJM_E | PJM_ROM | PJM_E | Internal | Summer | B7 | 400 | 8000 | 8000 | 54.23 | 59.1 | 0.01 | 4.86
2040 | PJM_ROM_2_PJM_E | PJM_ROM | PJM_E | Internal | Summer | B8 | 500 | 8000 | 8000 | 49.77 | 53.37 | 0.01 | 3.59
2040 | PJM_ROM_2_PJM_E | PJM_ROM | PJM_E | Internal | Summer | B9 | 800 | 8000 | 8000 | 49.77 | 49.99 | 0.01 | 0.21
2040 | PJM_ROM_2_PJM_E | PJM_ROM | PJM_E | Internal | Summer | B10 | 1262 | 8000 | 6930.45 | 46.41 | 46.42 | 0.01 | 0
2040 | PJM_ROM_2_PJM_E | PJM_ROM | PJM_E | Internal | Winter | B16 | 25 | 8000 | 4980.44 | 93.97 | 93.98 | 0.01 | 0
2040 | PJM_ROM_2_PJM_E | PJM_ROM | PJM_E | Internal | Winter | B17 | 100 | 8000 | 7065.87 | 74.82 | 74.83 | 0.01 | 0
2040 | PJM_ROM_2_PJM_E | PJM_ROM | PJM_E | Internal | Winter | B18 | 400 | 8000 | 8000 | 63.05 | 63.55 | 0.01 | 0.49
2040 | PJM_ROM_2_PJM_E | PJM_ROM | PJM_E | Internal | Winter | B19 | 700 | 8000 | 8000 | 57.76 | 61.27 | 0.01 | 3.51
2040 | PJM_ROM_2_PJM_E | PJM_ROM | PJM_E | Internal | Winter | B20 | 935 | 8000 | 7212.63 | 55.53 | 55.54 | 0.01 | 0
2040 | PJM_ROM_2_PJM_ROR | PJM_ROM | PJM_ROR | Internal | Shoulder | B11 | 25 | 8000 | 8000 | 68.77 | 80.8 | 0.01 | 12.02
2040 | PJM_ROM_2_PJM_ROR | PJM_ROM | PJM_ROR | Internal | Shoulder | B12 | 200 | 8000 | 7670.9 | 67.38 | 67.39 | 0.01 | 0
2040 | PJM_ROM_2_PJM_ROR | PJM_ROM | PJM_ROR | Internal | Shoulder | B13 | 600 | 8000 | 7958.47 | 57.31 | 57.32 | 0.01 | 0
2040 | PJM_ROM_2_PJM_ROR | PJM_ROM | PJM_ROR | Internal | Shoulder | B14 | 900 | 8000 | 6937.46 | 54.61 | 54.62 | 0.01 | 0
2040 | PJM_ROM_2_PJM_ROR | PJM_ROM | PJM_ROR | Internal | Shoulder | B15 | 1203 | 8000 | 8000 | 49.8 | 51.58 | 0.01 | 1.77
2040 | PJM_ROM_2_PJM_ROR | PJM_ROM | PJM_ROR | Internal | Summer | B1 | 10 | 8000 | 1618.85 | 112.64 | 112.65 | 0.01 | 0
2040 | PJM_ROM_2_PJM_ROR | PJM_ROM | PJM_ROR | Internal | Summer | B2 | 25 | 8000 | 3365.42 | 92.63 | 92.64 | 0.01 | 0
2040 | PJM_ROM_2_PJM_ROR | PJM_ROM | PJM_ROR | Internal | Summer | B3 | 75 | 8000 | 8000 | 83.3 | 90.44 | 0.01 | 7.13
2040 | PJM_ROM_2_PJM_ROR | PJM_ROM | PJM_ROR | Internal | Summer | B4 | 100 | 8000 | 8000 | 81.39 | 87.8 | 0.01 | 6.4
2040 | PJM_ROM_2_PJM_ROR | PJM_ROM | PJM_ROR | Internal | Summer | B5 | 200 | 8000 | 8000 | 81.39 | 85.52 | 0.01 | 4.12
2040 | PJM_ROM_2_PJM_ROR | PJM_ROM | PJM_ROR | Internal | Summer | B6 | 300 | 8000 | 3429.91 | 66.29 | 66.3 | 0.01 | 0
2040 | PJM_ROM_2_PJM_ROR | PJM_ROM | PJM_ROR | Internal | Summer | B7 | 400 | 8000 | 3369.72 | 54.23 | 54.24 | 0.01 | 0
2040 | PJM_ROM_2_PJM_ROR | PJM_ROM | PJM_ROR | Internal | Summer | B8 | 500 | 8000 | 3478.76 | 49.77 | 49.78 | 0.01 | 0
2040 | PJM_ROM_2_PJM_ROR | PJM_ROM | PJM_ROR | Internal | Summer | B9 | 800 | 8000 | 5827.31 | 49.77 | 49.78 | 0.01 | 0
2040 | PJM_ROM_2_PJM_ROR | PJM_ROM | PJM_ROR | Internal | Summer | B10 | 1262 | 8000 | 8000 | 46.41 | 49.78 | 0.01 | 3.36
2040 | PJM_ROM_2_PJM_ROR | PJM_ROM | PJM_ROR | Internal | Winter | B16 | 25 | 8000 | 4578.77 | 93.97 | 93.98 | 0.01 | 0
2040 | PJM_ROM_2_PJM_ROR | PJM_ROM | PJM_ROR | Internal | Winter | B17 | 100 | 8000 | 0.18 | 74.82 | 74.81 | 0.01 | 0
2040 | PJM_ROM_2_PJM_ROR | PJM_ROM | PJM_ROR | Internal | Winter | B18 | 400 | 8000 | 0.05 | 63.05 | 63.04 | 0.01 | 0
2040 | PJM_ROM_2_PJM_ROR | PJM_ROM | PJM_ROR | Internal | Winter | B19 | 700 | 8000 | 0.03 | 57.76 | 57.74 | 0.01 | 0
2040 | PJM_ROM_2_PJM_ROR | PJM_ROM | PJM_ROR | Internal | Winter | B20 | 935 | 8000 | 1814.34 | 55.53 | 55.54 | 0.01 | 0
2040 | SOCO_2_ENT | SOCO | ENT | Internal | Shoulder | B11 | 25 | 2400 | 0 | 93.8 | 87.77 | 10 | 0
2040 | SOCO_2_ENT | SOCO | ENT | Internal | Shoulder | B12 | 200 | 2400 | 0 | 61.82 | 61.96 | 10 | 0
2040 | SOCO_2_ENT | SOCO | ENT | Internal | Shoulder | B13 | 600 | 2400 | 0 | 61.82 | 60.74 | 10 | 0
2040 | SOCO_2_ENT | SOCO | ENT | Internal | Shoulder | B14 | 900 | 2400 | 0 | 56.91 | 59.46 | 10 | 0
2040 | SOCO_2_ENT | SOCO | ENT | Internal | Shoulder | B15 | 1203 | 2400 | 0 | 56.55 | 59.46 | 10 | 0
2040 | SOCO_2_ENT | SOCO | ENT | Internal | Summer | B1 | 10 | 2400 | 0 | 110.66 | 102.66 | 10 | 0
2040 | SOCO_2_ENT | SOCO | ENT | Internal | Summer | B2 | 25 | 2400 | 0 | 102.52 | 94.52 | 10 | 0
2040 | SOCO_2_ENT | SOCO | ENT | Internal | Summer | B3 | 75 | 2400 | 0 | 100.52 | 92.52 | 10 | 0
2040 | SOCO_2_ENT | SOCO | ENT | Internal | Summer | B4 | 100 | 2400 | 0 | 100.52 | 88.82 | 10 | 0
2040 | SOCO_2_ENT | SOCO | ENT | Internal | Summer | B5 | 200 | 2400 | 0 | 100.52 | 86.26 | 10 | 0
2040 | SOCO_2_ENT | SOCO | ENT | Internal | Summer | B6 | 300 | 2400 | 0 | 75.86 | 77.83 | 10 | 0
2040 | SOCO_2_ENT | SOCO | ENT | Internal | Summer | B7 | 400 | 2400 | 0 | 62.39 | 60 | 10 | 0
2040 | SOCO_2_ENT | SOCO | ENT | Internal | Summer | B8 | 500 | 2400 | 0 | 60.21 | 59.57 | 10 | 0
2040 | SOCO_2_ENT | SOCO | ENT | Internal | Summer | B9 | 800 | 2400 | 0 | 55.74 | 57.59 | 10 | 0
2040 | SOCO_2_ENT | SOCO | ENT | Internal | Summer | B10 | 1262 | 2400 | 0 | 55.11 | 55.78 | 10 | 0
2040 | SOCO_2_ENT | SOCO | ENT | Internal | Winter | B16 | 25 | 2400 | 0 | 96 | 88 | 10 | 0
2040 | SOCO_2_ENT | SOCO | ENT | Internal | Winter | B17 | 100 | 2400 | 0 | 65.5 | 65.59 | 10 | 0
2040 | SOCO_2_ENT | SOCO | ENT | Internal | Winter | B18 | 400 | 2400 | 0 | 65.5 | 64.02 | 10 | 0
2040 | SOCO_2_ENT | SOCO | ENT | Internal | Winter | B19 | 700 | 2400 | 0 | 60.27 | 63.4 | 10 | 0
2040 | SOCO_2_ENT | SOCO | ENT | Internal | Winter | B20 | 935 | 2400 | 0 | 59.84 | 62.83 | 10 | 0
2040 | SOCO_2_FRCC | SOCO | FRCC | Internal | Shoulder | B11 | 25 | 3700 | 0 | 93.8 | 94.96 | 10 | 0
2040 | SOCO_2_FRCC | SOCO | FRCC | Internal | Shoulder | B12 | 200 | 3700 | 0 | 61.82 | 66.91 | 10 | 0
2040 | SOCO_2_FRCC | SOCO | FRCC | Internal | Shoulder | B13 | 600 | 3700 | 0 | 61.82 | 66.91 | 10 | 0
2040 | SOCO_2_FRCC | SOCO | FRCC | Internal | Shoulder | B14 | 900 | 3700 | 46.22 | 56.91 | 66.91 | 10 | 0
2040 | SOCO_2_FRCC | SOCO | FRCC | Internal | Shoulder | B15 | 1203 | 3700 | 0 | 56.55 | 61.1 | 10 | 0
2040 | SOCO_2_FRCC | SOCO | FRCC | Internal | Summer | B1 | 10 | 3700 | 0 | 110.66 | 107.44 | 10 | 0
2040 | SOCO_2_FRCC | SOCO | FRCC | Internal | Summer | B2 | 25 | 3700 | 0 | 102.52 | 107.44 | 10 | 0
2040 | SOCO_2_FRCC | SOCO | FRCC | Internal | Summer | B3 | 75 | 3700 | 0 | 100.52 | 105.07 | 10 | 0
2040 | SOCO_2_FRCC | SOCO | FRCC | Internal | Summer | B4 | 100 | 3700 | 0 | 100.52 | 93.29 | 10 | 0
2040 | SOCO_2_FRCC | SOCO | FRCC | Internal | Summer | B5 | 200 | 3700 | 0 | 100.52 | 93.29 | 10 | 0
2040 | SOCO_2_FRCC | SOCO | FRCC | Internal | Summer | B6 | 300 | 3700 | 0 | 75.86 | 78.23 | 10 | 0
2040 | SOCO_2_FRCC | SOCO | FRCC | Internal | Summer | B7 | 400 | 3700 | 0 | 62.39 | 68.59 | 10 | 0
2040 | SOCO_2_FRCC | SOCO | FRCC | Internal | Summer | B8 | 500 | 3700 | 0 | 60.21 | 65.74 | 10 | 0
2040 | SOCO_2_FRCC | SOCO | FRCC | Internal | Summer | B9 | 800 | 3700 | 481.22 | 55.74 | 65.74 | 10 | 0
2040 | SOCO_2_FRCC | SOCO | FRCC | Internal | Summer | B10 | 1262 | 3700 | 0 | 55.11 | 60.05 | 10 | 0
2040 | SOCO_2_FRCC | SOCO | FRCC | Internal | Winter | B16 | 25 | 3700 | 0 | 96 | 85.74 | 10 | 0
2040 | SOCO_2_FRCC | SOCO | FRCC | Internal | Winter | B17 | 100 | 3700 | 0 | 65.5 | 69.97 | 10 | 0
2040 | SOCO_2_FRCC | SOCO | FRCC | Internal | Winter | B18 | 400 | 3700 | 0 | 65.5 | 69.97 | 10 | 0
2040 | SOCO_2_FRCC | SOCO | FRCC | Internal | Winter | B19 | 700 | 3700 | 0 | 60.27 | 69.97 | 10 | 0
2040 | SOCO_2_FRCC | SOCO | FRCC | Internal | Winter | B20 | 935 | 3700 | 0 | 59.84 | 63.83 | 10 | 0
2040 | SOCO_2_TVA_Transmission | SOCO | TVA_Transmission | Internal | Shoulder | B11 | 25 | 2600 | 0 | 93.8 | 86.8 | 10 | 0
2040 | SOCO_2_TVA_Transmission | SOCO | TVA_Transmission | Internal | Shoulder | B12 | 200 | 2600 | 0 | 61.82 | 69.08 | 10 | 0
2040 | SOCO_2_TVA_Transmission | SOCO | TVA_Transmission | Internal | Shoulder | B13 | 600 | 2600 | 0 | 61.82 | 61.97 | 10 | 0
2040 | SOCO_2_TVA_Transmission | SOCO | TVA_Transmission | Internal | Shoulder | B14 | 900 | 2600 | 0 | 56.91 | 60.62 | 10 | 0
2040 | SOCO_2_TVA_Transmission | SOCO | TVA_Transmission | Internal | Shoulder | B15 | 1203 | 2600 | 0 | 56.55 | 56.56 | 10 | 0
2040 | SOCO_2_TVA_Transmission | SOCO | TVA_Transmission | Internal | Summer | B1 | 10 | 2600 | 0 | 110.66 | 110.01 | 10 | 0
2040 | SOCO_2_TVA_Transmission | SOCO | TVA_Transmission | Internal | Summer | B2 | 25 | 2600 | 0 | 102.52 | 98.64 | 10 | 0
2040 | SOCO_2_TVA_Transmission | SOCO | TVA_Transmission | Internal | Summer | B3 | 75 | 2600 | 0 | 100.52 | 95.98 | 10 | 0
2040 | SOCO_2_TVA_Transmission | SOCO | TVA_Transmission | Internal | Summer | B4 | 100 | 2600 | 0 | 100.52 | 95.43 | 10 | 0
2040 | SOCO_2_TVA_Transmission | SOCO | TVA_Transmission | Internal | Summer | B5 | 200 | 2600 | 0 | 100.52 | 91.52 | 10 | 0
2040 | SOCO_2_TVA_Transmission | SOCO | TVA_Transmission | Internal | Summer | B6 | 300 | 2600 | 0 | 75.86 | 71.68 | 10 | 0
2040 | SOCO_2_TVA_Transmission | SOCO | TVA_Transmission | Internal | Summer | B7 | 400 | 2600 | 0 | 62.39 | 59.74 | 10 | 0
2040 | SOCO_2_TVA_Transmission | SOCO | TVA_Transmission | Internal | Summer | B8 | 500 | 2600 | 0 | 60.21 | 55.09 | 10 | 0
2040 | SOCO_2_TVA_Transmission | SOCO | TVA_Transmission | Internal | Summer | B9 | 800 | 2600 | 0 | 55.74 | 55 | 10 | 0
2040 | SOCO_2_TVA_Transmission | SOCO | TVA_Transmission | Internal | Summer | B10 | 1262 | 2600 | 0 | 55.11 | 54.82 | 10 | 0
2040 | SOCO_2_TVA_Transmission | SOCO | TVA_Transmission | Internal | Winter | B16 | 25 | 2600 | 0 | 96 | 97 | 10 | 0
2040 | SOCO_2_TVA_Transmission | SOCO | TVA_Transmission | Internal | Winter | B17 | 100 | 2600 | 0 | 65.5 | 72.68 | 10 | 0
2040 | SOCO_2_TVA_Transmission | SOCO | TVA_Transmission | Internal | Winter | B18 | 400 | 2600 | 0 | 65.5 | 65.38 | 10 | 0
2040 | SOCO_2_TVA_Transmission | SOCO | TVA_Transmission | Internal | Winter | B19 | 700 | 2600 | 0 | 60.27 | 61.24 | 10 | 0
2040 | SOCO_2_TVA_Transmission | SOCO | TVA_Transmission | Internal | Winter | B20 | 935 | 2600 | 0 | 59.84 | 60.03 | 10 | 0
2040 | SOCO_2_VACAR | SOCO | VACAR | Internal | Shoulder | B11 | 25 | 2000 | 0 | 93.8 | 86.8 | 10 | 0
2040 | SOCO_2_VACAR | SOCO | VACAR | Internal | Shoulder | B12 | 200 | 2000 | 0 | 61.82 | 69.73 | 10 | 0
2040 | SOCO_2_VACAR | SOCO | VACAR | Internal | Shoulder | B13 | 600 | 2000 | 0 | 61.82 | 57.65 | 10 | 0
2040 | SOCO_2_VACAR | SOCO | VACAR | Internal | Shoulder | B14 | 900 | 2000 | 0 | 56.91 | 57.65 | 10 | 0
2040 | SOCO_2_VACAR | SOCO | VACAR | Internal | Shoulder | B15 | 1203 | 2000 | 0 | 56.55 | 57.65 | 10 | 0
2040 | SOCO_2_VACAR | SOCO | VACAR | Internal | Summer | B1 | 10 | 2000 | 0.02 | 110.66 | 118.65 | 10 | 0
2040 | SOCO_2_VACAR | SOCO | VACAR | Internal | Summer | B2 | 25 | 2000 | 0 | 102.52 | 99.6 | 10 | 0
2040 | SOCO_2_VACAR | SOCO | VACAR | Internal | Summer | B3 | 75 | 2000 | 0 | 100.52 | 99.6 | 10 | 0
2040 | SOCO_2_VACAR | SOCO | VACAR | Internal | Summer | B4 | 100 | 2000 | 0 | 100.52 | 97.15 | 10 | 0
2040 | SOCO_2_VACAR | SOCO | VACAR | Internal | Summer | B5 | 200 | 2000 | 0 | 100.52 | 97.15 | 10 | 0
2040 | SOCO_2_VACAR | SOCO | VACAR | Internal | Summer | B6 | 300 | 2000 | 0 | 75.86 | 72.3 | 10 | 0
2040 | SOCO_2_VACAR | SOCO | VACAR | Internal | Summer | B7 | 400 | 2000 | 0 | 62.39 | 60.24 | 10 | 0
2040 | SOCO_2_VACAR | SOCO | VACAR | Internal | Summer | B8 | 500 | 2000 | 0 | 60.21 | 55.34 | 10 | 0
2040 | SOCO_2_VACAR | SOCO | VACAR | Internal | Summer | B9 | 800 | 2000 | 0 | 55.74 | 55.34 | 10 | 0
2040 | SOCO_2_VACAR | SOCO | VACAR | Internal | Summer | B10 | 1262 | 2000 | 0 | 55.11 | 55.34 | 10 | 0
2040 | SOCO_2_VACAR | SOCO | VACAR | Internal | Winter | B16 | 25 | 2000 | 1691.87 | 96 | 106 | 10 | 0
2040 | SOCO_2_VACAR | SOCO | VACAR | Internal | Winter | B17 | 100 | 2000 | 44.21 | 65.5 | 75.5 | 10 | 0
2040 | SOCO_2_VACAR | SOCO | VACAR | Internal | Winter | B18 | 400 | 2000 | 0 | 65.5 | 63.05 | 10 | 0
2040 | SOCO_2_VACAR | SOCO | VACAR | Internal | Winter | B19 | 700 | 2000 | 0 | 60.27 | 63.05 | 10 | 0
2040 | SOCO_2_VACAR | SOCO | VACAR | Internal | Winter | B20 | 935 | 2000 | 0 | 59.84 | 63.05 | 10 | 0
2040 | SPP_N_2_ENT | SPP_N | ENT | Internal | Shoulder | B11 | 25 | 1800 | 0 | 95.77 | 87.77 | 5 | 0
2040 | SPP_N_2_ENT | SPP_N | ENT | Internal | Shoulder | B12 | 200 | 1800 | 0 | 64.39 | 61.96 | 5 | 0
2040 | SPP_N_2_ENT | SPP_N | ENT | Internal | Shoulder | B13 | 600 | 1800 | 278.76 | 55.74 | 60.74 | 5 | 0
2040 | SPP_N_2_ENT | SPP_N | ENT | Internal | Shoulder | B14 | 900 | 1800 | 0 | 55.25 | 59.46 | 5 | 0
2040 | SPP_N_2_ENT | SPP_N | ENT | Internal | Shoulder | B15 | 1203 | 1800 | 0 | 55.25 | 59.46 | 5 | 0
2040 | SPP_N_2_ENT | SPP_N | ENT | Internal | Summer | B1 | 10 | 1800 | 1498.34 | 97.66 | 102.66 | 5 | 0
2040 | SPP_N_2_ENT | SPP_N | ENT | Internal | Summer | B2 | 25 | 1800 | 0 | 94.26 | 94.52 | 5 | 0
2040 | SPP_N_2_ENT | SPP_N | ENT | Internal | Summer | B3 | 75 | 1800 | 0 | 94.26 | 92.52 | 5 | 0
2040 | SPP_N_2_ENT | SPP_N | ENT | Internal | Summer | B4 | 100 | 1800 | 0 | 94.26 | 88.82 | 5 | 0
2040 | SPP_N_2_ENT | SPP_N | ENT | Internal | Summer | B5 | 200 | 1800 | 0 | 94.26 | 86.26 | 5 | 0
2040 | SPP_N_2_ENT | SPP_N | ENT | Internal | Summer | B6 | 300 | 1800 | 0 | 85.83 | 77.83 | 5 | 0
2040 | SPP_N_2_ENT | SPP_N | ENT | Internal | Summer | B7 | 400 | 1800 | 0 | 64.14 | 60 | 5 | 0
2040 | SPP_N_2_ENT | SPP_N | ENT | Internal | Summer | B8 | 500 | 1800 | 0 | 57.42 | 59.57 | 5 | 0
2040 | SPP_N_2_ENT | SPP_N | ENT | Internal | Summer | B9 | 800 | 1800 | 0 | 53.62 | 57.59 | 5 | 0
2040 | SPP_N_2_ENT | SPP_N | ENT | Internal | Summer | B10 | 1262 | 1800 | 0 | 52.5 | 55.78 | 5 | 0
2040 | SPP_N_2_ENT | SPP_N | ENT | Internal | Winter | B16 | 25 | 1800 | 0 | 95.99 | 88 | 5 | 0
2040 | SPP_N_2_ENT | SPP_N | ENT | Internal | Winter | B17 | 100 | 1800 | 0 | 67.82 | 65.59 | 5 | 0
2040 | SPP_N_2_ENT | SPP_N | ENT | Internal | Winter | B18 | 400 | 1800 | 455.54 | 59.02 | 64.02 | 5 | 0
2040 | SPP_N_2_ENT | SPP_N | ENT | Internal | Winter | B19 | 700 | 1800 | 0 | 59.02 | 63.4 | 5 | 0
2040 | SPP_N_2_ENT | SPP_N | ENT | Internal | Winter | B20 | 935 | 1800 | 656.61 | 57.83 | 62.83 | 5 | 0
2040 | SPP_N_2_MISO_MO-IL | SPP_N | MISO_MO-IL | Internal | Shoulder | B11 | 25 | 2000 | 0 | 95.77 | 95.77 | 5 | 0
2040 | SPP_N_2_MISO_MO-IL | SPP_N | MISO_MO-IL | Internal | Shoulder | B12 | 200 | 2000 | 784.2 | 64.39 | 69.39 | 5 | 0
2040 | SPP_N_2_MISO_MO-IL | SPP_N | MISO_MO-IL | Internal | Shoulder | B13 | 600 | 2000 | 0 | 55.74 | 59.86 | 5 | 0
2040 | SPP_N_2_MISO_MO-IL | SPP_N | MISO_MO-IL | Internal | Shoulder | B14 | 900 | 2000 | 0 | 55.25 | 56.62 | 5 | 0
2040 | SPP_N_2_MISO_MO-IL | SPP_N | MISO_MO-IL | Internal | Shoulder | B15 | 1203 | 2000 | 0 | 55.25 | 51.66 | 5 | 0
2040 | SPP_N_2_MISO_MO-IL | SPP_N | MISO_MO-IL | Internal | Summer | B1 | 10 | 2000 | 2000 | 97.66 | 110.66 | 5 | 8
2040 | SPP_N_2_MISO_MO-IL | SPP_N | MISO_MO-IL | Internal | Summer | B2 | 25 | 2000 | 1998.48 | 94.26 | 99.27 | 5 | 0.01
2040 | SPP_N_2_MISO_MO-IL | SPP_N | MISO_MO-IL | Internal | Summer | B3 | 75 | 2000 | 572.97 | 94.26 | 99.26 | 5 | 0
2040 | SPP_N_2_MISO_MO-IL | SPP_N | MISO_MO-IL | Internal | Summer | B4 | 100 | 2000 | 0 | 94.26 | 92.73 | 5 | 0
2040 | SPP_N_2_MISO_MO-IL | SPP_N | MISO_MO-IL | Internal | Summer | B5 | 200 | 2000 | 0 | 94.26 | 92.01 | 5 | 0
2040 | SPP_N_2_MISO_MO-IL | SPP_N | MISO_MO-IL | Internal | Summer | B6 | 300 | 2000 | 0 | 85.83 | 78.87 | 5 | 0
2040 | SPP_N_2_MISO_MO-IL | SPP_N | MISO_MO-IL | Internal | Summer | B7 | 400 | 2000 | 0 | 64.14 | 57.31 | 5 | 0
2040 | SPP_N_2_MISO_MO-IL | SPP_N | MISO_MO-IL | Internal | Summer | B8 | 500 | 2000 | 0 | 57.42 | 51.78 | 5 | 0
2040 | SPP_N_2_MISO_MO-IL | SPP_N | MISO_MO-IL | Internal | Summer | B9 | 800 | 2000 | 0 | 53.62 | 50.04 | 5 | 0
2040 | SPP_N_2_MISO_MO-IL | SPP_N | MISO_MO-IL | Internal | Summer | B10 | 1262 | 2000 | 0 | 52.5 | 47.78 | 5 | 0
2040 | SPP_N_2_MISO_MO-IL | SPP_N | MISO_MO-IL | Internal | Winter | B16 | 25 | 2000 | 0 | 95.99 | 96 | 5 | 0
2040 | SPP_N_2_MISO_MO-IL | SPP_N | MISO_MO-IL | Internal | Winter | B17 | 100 | 2000 | 1334.19 | 67.82 | 72.82 | 5 | 0
2040 | SPP_N_2_MISO_MO-IL | SPP_N | MISO_MO-IL | Internal | Winter | B18 | 400 | 2000 | 0 | 59.02 | 63.55 | 5 | 0
2040 | SPP_N_2_MISO_MO-IL | SPP_N | MISO_MO-IL | Internal | Winter | B19 | 700 | 2000 | 0 | 59.02 | 59.72 | 5 | 0
2040 | SPP_N_2_MISO_MO-IL | SPP_N | MISO_MO-IL | Internal | Winter | B20 | 935 | 2000 | 0 | 57.83 | 54.83 | 5 | 0
2040 | SPP_N_2_MISO_W | SPP_N | MISO_W | Internal | Shoulder | B11 | 25 | 750 | 0 | 95.77 | 95.76 | 5 | 0
2040 | SPP_N_2_MISO_W | SPP_N | MISO_W | Internal | Shoulder | B12 | 200 | 750 | 0.17 | 64.39 | 69.38 | 5 | 0
2040 | SPP_N_2_MISO_W | SPP_N | MISO_W | Internal | Shoulder | B13 | 600 | 750 | 0 | 55.74 | 59.85 | 5 | 0
2040 | SPP_N_2_MISO_W | SPP_N | MISO_W | Internal | Shoulder | B14 | 900 | 750 | 0 | 55.25 | 56.61 | 5 | 0
2040 | SPP_N_2_MISO_W | SPP_N | MISO_W | Internal | Shoulder | B15 | 1203 | 750 | 0 | 55.25 | 51.67 | 5 | 0
2040 | SPP_N_2_MISO_W | SPP_N | MISO_W | Internal | Summer | B1 | 10 | 750 | 750 | 97.66 | 110.65 | 5 | 7.99
2040 | SPP_N_2_MISO_W | SPP_N | MISO_W | Internal | Summer | B2 | 25 | 750 | 83.63 | 94.26 | 99.26 | 5 | 0
2040 | SPP_N_2_MISO_W | SPP_N | MISO_W | Internal | Summer | B3 | 75 | 750 | 225.96 | 94.26 | 99.26 | 5 | 0
2040 | SPP_N_2_MISO_W | SPP_N | MISO_W | Internal | Summer | B4 | 100 | 750 | 0 | 94.26 | 93.54 | 5 | 0
2040 | SPP_N_2_MISO_W | SPP_N | MISO_W | Internal | Summer | B5 | 200 | 750 | 0 | 94.26 | 93.54 | 5 | 0
2040 | SPP_N_2_MISO_W | SPP_N | MISO_W | Internal | Summer | B6 | 300 | 750 | 0 | 85.83 | 78.85 | 5 | 0
2040 | SPP_N_2_MISO_W | SPP_N | MISO_W | Internal | Summer | B7 | 400 | 750 | 0 | 64.14 | 57.29 | 5 | 0
2040 | SPP_N_2_MISO_W | SPP_N | MISO_W | Internal | Summer | B8 | 500 | 750 | 0 | 57.42 | 51.78 | 5 | 0
2040 | SPP_N_2_MISO_W | SPP_N | MISO_W | Internal | Summer | B9 | 800 | 750 | 0 | 53.62 | 50.03 | 5 | 0
2040 | SPP_N_2_MISO_W | SPP_N | MISO_W | Internal | Summer | B10 | 1262 | 750 | 0 | 52.5 | 45.5 | 5 | 0
2040 | SPP_N_2_MISO_W | SPP_N | MISO_W | Internal | Winter | B16 | 25 | 750 | 0 | 95.99 | 95.97 | 5 | 0
2040 | SPP_N_2_MISO_W | SPP_N | MISO_W | Internal | Winter | B17 | 100 | 750 | 0.29 | 67.82 | 72.81 | 5 | 0
2040 | SPP_N_2_MISO_W | SPP_N | MISO_W | Internal | Winter | B18 | 400 | 750 | 0 | 59.02 | 63.54 | 5 | 0
2040 | SPP_N_2_MISO_W | SPP_N | MISO_W | Internal | Winter | B19 | 700 | 750 | 0 | 59.02 | 59.73 | 5 | 0
2040 | SPP_N_2_MISO_W | SPP_N | MISO_W | Internal | Winter | B20 | 935 | 750 | 0 | 57.83 | 50.83 | 5 | 0
2040 | SPP_N_2_NE | SPP_N | NE | Internal | Shoulder | B11 | 25 | 330 | 0.6 | 95.77 | 95.76 | 0.01 | 0
2040 | SPP_N_2_NE | SPP_N | NE | Internal | Shoulder | B12 | 200 | 330 | 0.08 | 64.39 | 64.38 | 0.01 | 0
2040 | SPP_N_2_NE | SPP_N | NE | Internal | Shoulder | B13 | 600 | 330 | 0.03 | 55.74 | 55.73 | 0.01 | 0
2040 | SPP_N_2_NE | SPP_N | NE | Internal | Shoulder | B14 | 900 | 330 | 0.02 | 55.25 | 55.24 | 0.01 | 0
2040 | SPP_N_2_NE | SPP_N | NE | Internal | Shoulder | B15 | 1203 | 330 | 0 | 55.25 | 51.04 | 0.01 | 0
2040 | SPP_N_2_NE | SPP_N | NE | Internal | Summer | B1 | 10 | 330 | 329.99 | 97.66 | 103.17 | 0.01 | 5.49
2040 | SPP_N_2_NE | SPP_N | NE | Internal | Summer | B2 | 25 | 330 | 318.67 | 94.26 | 94.28 | 0.01 | 0
2040 | SPP_N_2_NE | SPP_N | NE | Internal | Summer | B3 | 75 | 330 | 260.07 | 94.26 | 94.27 | 0.01 | 0
2040 | SPP_N_2_NE | SPP_N | NE | Internal | Summer | B4 | 100 | 330 | 0.16 | 94.26 | 94.25 | 0.01 | 0
2040 | SPP_N_2_NE | SPP_N | NE | Internal | Summer | B5 | 200 | 330 | 0.07 | 94.26 | 94.25 | 0.01 | 0
2040 | SPP_N_2_NE | SPP_N | NE | Internal | Summer | B6 | 300 | 330 | 0 | 85.83 | 78.85 | 0.01 | 0
2040 | SPP_N_2_NE | SPP_N | NE | Internal | Summer | B7 | 400 | 330 | 0.04 | 64.14 | 64.13 | 0.01 | 0
2040 | SPP_N_2_NE | SPP_N | NE | Internal | Summer | B8 | 500 | 330 | 0 | 57.42 | 52.56 | 0.01 | 0
2040 | SPP_N_2_NE | SPP_N | NE | Internal | Summer | B9 | 800 | 330 | 0 | 53.62 | 50.03 | 0.01 | 0
2040 | SPP_N_2_NE | SPP_N | NE | Internal | Summer | B10 | 1262 | 330 | 0 | 52.5 | 40.5 | 0.01 | 0
2040 | SPP_N_2_NE | SPP_N | NE | Internal | Winter | B16 | 25 | 330 | 0.42 | 95.99 | 95.97 | 0.01 | 0
2040 | SPP_N_2_NE | SPP_N | NE | Internal | Winter | B17 | 100 | 330 | 0.16 | 67.82 | 67.81 | 0.01 | 0
2040 | SPP_N_2_NE | SPP_N | NE | Internal | Winter | B18 | 400 | 330 | 0.04 | 59.02 | 59.01 | 0.01 | 0
2040 | SPP_N_2_NE | SPP_N | NE | Internal | Winter | B19 | 700 | 330 | 0.02 | 59.02 | 59.01 | 0.01 | 0
2040 | SPP_N_2_NE | SPP_N | NE | Internal | Winter | B20 | 935 | 330 | 0 | 57.83 | 46.86 | 0.01 | 0
2040 | SPP_N_2_SPP_S | SPP_N | SPP_S | Internal | Shoulder | B11 | 25 | 4000 | 0 | 95.77 | 82.77 | 0.01 | 0
2040 | SPP_N_2_SPP_S | SPP_N | SPP_S | Internal | Shoulder | B12 | 200 | 4000 | 0 | 64.39 | 59.25 | 0.01 | 0
2040 | SPP_N_2_SPP_S | SPP_N | SPP_S | Internal | Shoulder | B13 | 600 | 4000 | 53.6 | 55.74 | 55.75 | 0.01 | 0
2040 | SPP_N_2_SPP_S | SPP_N | SPP_S | Internal | Shoulder | B14 | 900 | 4000 | 0 | 55.25 | 54.25 | 0.01 | 0
2040 | SPP_N_2_SPP_S | SPP_N | SPP_S | Internal | Shoulder | B15 | 1203 | 4000 | 0 | 55.25 | 54.25 | 0.01 | 0
2040 | SPP_N_2_SPP_S | SPP_N | SPP_S | Internal | Summer | B1 | 10 | 4000 | 0 | 97.66 | 83.11 | 0.01 | 0
2040 | SPP_N_2_SPP_S | SPP_N | SPP_S | Internal | Summer | B2 | 25 | 4000 | 0 | 94.26 | 86.8 | 0.01 | 0
2040 | SPP_N_2_SPP_S | SPP_N | SPP_S | Internal | Summer | B3 | 75 | 4000 | 0 | 94.26 | 92.39 | 0.01 | 0
2040 | SPP_N_2_SPP_S | SPP_N | SPP_S | Internal | Summer | B4 | 100 | 4000 | 0 | 94.26 | 83.81 | 0.01 | 0
2040 | SPP_N_2_SPP_S | SPP_N | SPP_S | Internal | Summer | B5 | 200 | 4000 | 0 | 94.26 | 83.11 | 0.01 | 0
2040 | SPP_N_2_SPP_S | SPP_N | SPP_S | Internal | Summer | B6 | 300 | 4000 | 0 | 85.83 | 83.11 | 0.01 | 0
2040 | SPP_N_2_SPP_S | SPP_N | SPP_S | Internal | Summer | B7 | 400 | 4000 | 211.28 | 64.14 | 64.15 | 0.01 | 0
2040 | SPP_N_2_SPP_S | SPP_N | SPP_S | Internal | Summer | B8 | 500 | 4000 | 964.16 | 57.42 | 57.43 | 0.01 | 0
2040 | SPP_N_2_SPP_S | SPP_N | SPP_S | Internal | Summer | B9 | 800 | 4000 | 2946.71 | 53.62 | 53.64 | 0.01 | 0
2040 | SPP_N_2_SPP_S | SPP_N | SPP_S | Internal | Summer | B10 | 1262 | 4000 | 1698.65 | 52.5 | 52.51 | 0.01 | 0
2040 | SPP_N_2_SPP_S | SPP_N | SPP_S | Internal | Winter | B16 | 25 | 4000 | 0 | 95.99 | 65.68 | 0.01 | 0
2040 | SPP_N_2_SPP_S | SPP_N | SPP_S | Internal | Winter | B17 | 100 | 4000 | 0 | 67.82 | 63.27 | 0.01 | 0
2040 | SPP_N_2_SPP_S | SPP_N | SPP_S | Internal | Winter | B18 | 400 | 4000 | 113.78 | 59.02 | 59.03 | 0.01 | 0
2040 | SPP_N_2_SPP_S | SPP_N | SPP_S | Internal | Winter | B19 | 700 | 4000 | 0 | 59.02 | 57.85 | 0.01 | 0
2040 | SPP_N_2_SPP_S | SPP_N | SPP_S | Internal | Winter | B20 | 935 | 4000 | 204.64 | 57.83 | 57.85 | 0.01 | 0
2040 | SPP_S_2_ENT | SPP_S | ENT | Internal | Shoulder | B11 | 25 | 850 | 49.32 | 82.77 | 87.77 | 5 | 0
2040 | SPP_S_2_ENT | SPP_S | ENT | Internal | Shoulder | B12 | 200 | 850 | 0 | 59.25 | 61.96 | 5 | 0
2040 | SPP_S_2_ENT | SPP_S | ENT | Internal | Shoulder | B13 | 600 | 850 | 0.06 | 55.75 | 60.74 | 5 | 0
2040 | SPP_S_2_ENT | SPP_S | ENT | Internal | Shoulder | B14 | 900 | 850 | 850 | 54.25 | 59.46 | 5 | 0.21
2040 | SPP_S_2_ENT | SPP_S | ENT | Internal | Shoulder | B15 | 1203 | 850 | 850 | 54.25 | 59.46 | 5 | 0.21
2040 | SPP_S_2_ENT | SPP_S | ENT | Internal | Summer | B1 | 10 | 850 | 850 | 83.11 | 102.66 | 5 | 14.55
2040 | SPP_S_2_ENT | SPP_S | ENT | Internal | Summer | B2 | 25 | 850 | 849.99 | 86.8 | 94.52 | 5 | 2.72
2040 | SPP_S_2_ENT | SPP_S | ENT | Internal | Summer | B3 | 75 | 850 | 0 | 92.39 | 92.52 | 5 | 0
2040 | SPP_S_2_ENT | SPP_S | ENT | Internal | Summer | B4 | 100 | 850 | 781.63 | 83.81 | 88.82 | 5 | 0
2040 | SPP_S_2_ENT | SPP_S | ENT | Internal | Summer | B5 | 200 | 850 | 0 | 83.11 | 86.26 | 5 | 0
2040 | SPP_S_2_ENT | SPP_S | ENT | Internal | Summer | B6 | 300 | 850 | 0 | 83.11 | 77.83 | 5 | 0
2040 | SPP_S_2_ENT | SPP_S | ENT | Internal | Summer | B7 | 400 | 850 | 0 | 64.15 | 60 | 5 | 0
2040 | SPP_S_2_ENT | SPP_S | ENT | Internal | Summer | B8 | 500 | 850 | 0 | 57.43 | 59.57 | 5 | 0
2040 | SPP_S_2_ENT | SPP_S | ENT | Internal | Summer | B9 | 800 | 850 | 0 | 53.64 | 57.59 | 5 | 0
2040 | SPP_S_2_ENT | SPP_S | ENT | Internal | Summer | B10 | 1262 | 850 | 0 | 52.51 | 55.78 | 5 | 0
2040 | SPP_S_2_ENT | SPP_S | ENT | Internal | Winter | B16 | 25 | 850 | 850 | 65.68 | 88 | 5 | 17.31
2040 | SPP_S_2_ENT | SPP_S | ENT | Internal | Winter | B17 | 100 | 850 | 0 | 63.27 | 65.59 | 5 | 0
2040 | SPP_S_2_ENT | SPP_S | ENT | Internal | Winter | B18 | 400 | 850 | 0.09 | 59.03 | 64.02 | 5 | 0
2040 | SPP_S_2_ENT | SPP_S | ENT | Internal | Winter | B19 | 700 | 850 | 850 | 57.85 | 63.4 | 5 | 0.56
2040 | SPP_S_2_ENT | SPP_S | ENT | Internal | Winter | B20 | 935 | 850 | 0.04 | 57.85 | 62.83 | 5 | 0
2040 | SPP_S_2_SPP_N | SPP_S | SPP_N | Internal | Shoulder | B11 | 25 | 640 | 640 | 82.77 | 95.77 | 0.01 | 12.99
2040 | SPP_S_2_SPP_N | SPP_S | SPP_N | Internal | Shoulder | B12 | 200 | 640 | 640 | 59.25 | 64.39 | 0.01 | 5.13
2040 | SPP_S_2_SPP_N | SPP_S | SPP_N | Internal | Shoulder | B13 | 600 | 640 | 0.03 | 55.75 | 55.74 | 0.01 | 0
2040 | SPP_S_2_SPP_N | SPP_S | SPP_N | Internal | Shoulder | B14 | 900 | 640 | 640 | 54.25 | 55.25 | 0.01 | 0.98
2040 | SPP_S_2_SPP_N | SPP_S | SPP_N | Internal | Shoulder | B15 | 1203 | 640 | 640 | 54.25 | 55.25 | 0.01 | 0.98
2040 | SPP_S_2_SPP_N | SPP_S | SPP_N | Internal | Summer | B1 | 10 | 640 | 640 | 83.11 | 97.66 | 0.01 | 14.54
2040 | SPP_S_2_SPP_N | SPP_S | SPP_N | Internal | Summer | B2 | 25 | 640 | 640 | 86.8 | 94.26 | 0.01 | 7.45
2040 | SPP_S_2_SPP_N | SPP_S | SPP_N | Internal | Summer | B3 | 75 | 640 | 640 | 92.39 | 94.26 | 0.01 | 1.86
2040 | SPP_S_2_SPP_N | SPP_S | SPP_N | Internal | Summer | B4 | 100 | 640 | 640 | 83.81 | 94.26 | 0.01 | 10.43
2040 | SPP_S_2_SPP_N | SPP_S | SPP_N | Internal | Summer | B5 | 200 | 640 | 640 | 83.11 | 94.26 | 0.01 | 11.14
2040 | SPP_S_2_SPP_N | SPP_S | SPP_N | Internal | Summer | B6 | 300 | 640 | 640 | 83.11 | 85.83 | 0.01 | 2.71
2040 | SPP_S_2_SPP_N | SPP_S | SPP_N | Internal | Summer | B7 | 400 | 640 | 0.05 | 64.15 | 64.14 | 0.01 | 0
2040 | SPP_S_2_SPP_N | SPP_S | SPP_N | Internal | Summer | B8 | 500 | 640 | 0.04 | 57.43 | 57.42 | 0.01 | 0
2040 | SPP_S_2_SPP_N | SPP_S | SPP_N | Internal | Summer | B9 | 800 | 640 | 0.02 | 53.64 | 53.62 | 0.01 | 0
2040 | SPP_S_2_SPP_N | SPP_S | SPP_N | Internal | Summer | B10 | 1262 | 640 | 0.01 | 52.51 | 52.5 | 0.01 | 0
2040 | SPP_S_2_SPP_N | SPP_S | SPP_N | Internal | Winter | B16 | 25 | 640 | 640 | 65.68 | 95.99 | 0.01 | 30.3
2040 | SPP_S_2_SPP_N | SPP_S | SPP_N | Internal | Winter | B17 | 100 | 640 | 640 | 63.27 | 67.82 | 0.01 | 4.53
2040 | SPP_S_2_SPP_N | SPP_S | SPP_N | Internal | Winter | B18 | 400 | 640 | 0.04 | 59.03 | 59.02 | 0.01 | 0
2040 | SPP_S_2_SPP_N | SPP_S | SPP_N | Internal | Winter | B19 | 700 | 640 | 640 | 57.85 | 59.02 | 0.01 | 1.16
2040 | SPP_S_2_SPP_N | SPP_S | SPP_N | Internal | Winter | B20 | 935 | 640 | 0.02 | 57.85 | 57.83 | 0.01 | 0
2040 | TVA_2_ENT | TVA | ENT | Internal | Shoulder | B11 | 25 | 500 | 0 | 86.81 | 87.77 | 9 | 0
2040 | TVA_2_ENT | TVA | ENT | Internal | Shoulder | B12 | 200 | 500 | 0 | 63.5 | 61.96 | 9 | 0
2040 | TVA_2_ENT | TVA | ENT | Internal | Shoulder | B13 | 600 | 500 | 0 | 60.87 | 60.74 | 9 | 0
2040 | TVA_2_ENT | TVA | ENT | Internal | Shoulder | B14 | 900 | 500 | 0 | 60.63 | 59.46 | 9 | 0
2040 | TVA_2_ENT | TVA | ENT | Internal | Shoulder | B15 | 1203 | 500 | 0 | 55.7 | 59.46 | 9 | 0
2040 | TVA_2_ENT | TVA | ENT | Internal | Summer | B1 | 10 | 500 | 0 | 105.69 | 102.66 | 9 | 0
2040 | TVA_2_ENT | TVA | ENT | Internal | Summer | B2 | 25 | 500 | 0 | 98.65 | 94.52 | 9 | 0
2040 | TVA_2_ENT | TVA | ENT | Internal | Summer | B3 | 75 | 500 | 0 | 95.44 | 92.52 | 9 | 0
2040 | TVA_2_ENT | TVA | ENT | Internal | Summer | B4 | 100 | 500 | 0 | 95.44 | 88.82 | 9 | 0
2040 | TVA_2_ENT | TVA | ENT | Internal | Summer | B5 | 200 | 500 | 0 | 91.53 | 86.26 | 9 | 0
2040 | TVA_2_ENT | TVA | ENT | Internal | Summer | B6 | 300 | 500 | 0 | 69.87 | 77.83 | 9 | 0
2040 | TVA_2_ENT | TVA | ENT | Internal | Summer | B7 | 400 | 500 | 0 | 59.33 | 60 | 9 | 0
2040 | TVA_2_ENT | TVA | ENT | Internal | Summer | B8 | 500 | 500 | 0 | 54.33 | 59.57 | 9 | 0
2040 | TVA_2_ENT | TVA | ENT | Internal | Summer | B9 | 800 | 500 | 0 | 54.33 | 57.59 | 9 | 0
2040 | TVA_2_ENT | TVA | ENT | Internal | Summer | B10 | 1262 | 500 | 0 | 54.33 | 55.78 | 9 | 0
2040 | TVA_2_ENT | TVA | ENT | Internal | Winter | B16 | 25 | 500 | 0 | 97.01 | 88 | 9 | 0
2040 | TVA_2_ENT | TVA | ENT | Internal | Winter | B17 | 100 | 500 | 0 | 67.07 | 65.59 | 9 | 0
2040 | TVA_2_ENT | TVA | ENT | Internal | Winter | B18 | 400 | 500 | 0 | 58.75 | 64.02 | 9 | 0
2040 | TVA_2_ENT | TVA | ENT | Internal | Winter | B19 | 700 | 500 | 0 | 58.75 | 63.4 | 9 | 0
2040 | TVA_2_ENT | TVA | ENT | Internal | Winter | B20 | 935 | 500 | 0 | 58.75 | 62.83 | 9 | 0
2040 | TVA_2_MISO_MO-IL | TVA | MISO_MO-IL | Internal | Shoulder | B11 | 25 | 50 | 0.3 | 86.81 | 95.77 | 9 | 0
2040 | TVA_2_MISO_MO-IL | TVA | MISO_MO-IL | Internal | Shoulder | B12 | 200 | 50 | 0 | 63.5 | 69.39 | 9 | 0
2040 | TVA_2_MISO_MO-IL | TVA | MISO_MO-IL | Internal | Shoulder | B13 | 600 | 50 | 0 | 60.87 | 59.86 | 9 | 0
2040 | TVA_2_MISO_MO-IL | TVA | MISO_MO-IL | Internal | Shoulder | B14 | 900 | 50 | 0 | 60.63 | 56.62 | 9 | 0
2040 | TVA_2_MISO_MO-IL | TVA | MISO_MO-IL | Internal | Shoulder | B15 | 1203 | 50 | 0 | 55.7 | 51.66 | 9 | 0
2040 | TVA_2_MISO_MO-IL | TVA | MISO_MO-IL | Internal | Summer | B1 | 10 | 50 | 0.01 | 105.69 | 110.66 | 9 | 0
2040 | TVA_2_MISO_MO-IL | TVA | MISO_MO-IL | Internal | Summer | B2 | 25 | 50 | 0 | 98.65 | 99.27 | 9 | 0
2040 | TVA_2_MISO_MO-IL | TVA | MISO_MO-IL | Internal | Summer | B3 | 75 | 50 | 0 | 95.44 | 99.26 | 9 | 0
2040 | TVA_2_MISO_MO-IL | TVA | MISO_MO-IL | Internal | Summer | B4 | 100 | 50 | 0 | 95.44 | 92.73 | 9 | 0
2040 | TVA_2_MISO_MO-IL | TVA | MISO_MO-IL | Internal | Summer | B5 | 200 | 50 | 0 | 91.53 | 92.01 | 9 | 0
2040 | TVA_2_MISO_MO-IL | TVA | MISO_MO-IL | Internal | Summer | B6 | 300 | 50 | 47.07 | 69.87 | 78.87 | 9 | 0
2040 | TVA_2_MISO_MO-IL | TVA | MISO_MO-IL | Internal | Summer | B7 | 400 | 50 | 0 | 59.33 | 57.31 | 9 | 0
2040 | TVA_2_MISO_MO-IL | TVA | MISO_MO-IL | Internal | Summer | B8 | 500 | 50 | 0 | 54.33 | 51.78 | 9 | 0
2040 | TVA_2_MISO_MO-IL | TVA | MISO_MO-IL | Internal | Summer | B9 | 800 | 50 | 0 | 54.33 | 50.04 | 9 | 0
2040 | TVA_2_MISO_MO-IL | TVA | MISO_MO-IL | Internal | Summer | B10 | 1262 | 50 | 0 | 54.33 | 47.78 | 9 | 0
2040 | TVA_2_MISO_MO-IL | TVA | MISO_MO-IL | Internal | Winter | B16 | 25 | 50 | 0 | 97.01 | 96 | 9 | 0
2040 | TVA_2_MISO_MO-IL | TVA | MISO_MO-IL | Internal | Winter | B17 | 100 | 50 | 0 | 67.07 | 72.82 | 9 | 0
2040 | TVA_2_MISO_MO-IL | TVA | MISO_MO-IL | Internal | Winter | B18 | 400 | 50 | 0 | 58.75 | 63.55 | 9 | 0
2040 | TVA_2_MISO_MO-IL | TVA | MISO_MO-IL | Internal | Winter | B19 | 700 | 50 | 0 | 58.75 | 59.72 | 9 | 0
2040 | TVA_2_MISO_MO-IL | TVA | MISO_MO-IL | Internal | Winter | B20 | 935 | 50 | 0 | 58.75 | 54.83 | 9 | 0
2040 | TVA_2_NonRTO_Midwest | TVA | NonRTO_Midwest | Internal | Shoulder | B11 | 25 | 100 | 0 | 86.81 | 90.79 | 9 | 0
2040 | TVA_2_NonRTO_Midwest | TVA | NonRTO_Midwest | Internal | Shoulder | B12 | 200 | 100 | 100 | 63.5 | 77.38 | 9 | 4.87
2040 | TVA_2_NonRTO_Midwest | TVA | NonRTO_Midwest | Internal | Shoulder | B13 | 600 | 100 | 0 | 60.87 | 67.32 | 9 | 0
2040 | TVA_2_NonRTO_Midwest | TVA | NonRTO_Midwest | Internal | Shoulder | B14 | 900 | 100 | 0 | 60.63 | 57.85 | 9 | 0
2040 | TVA_2_NonRTO_Midwest | TVA | NonRTO_Midwest | Internal | Shoulder | B15 | 1203 | 100 | 0 | 55.7 | 55.58 | 9 | 0
2040 | TVA_2_NonRTO_Midwest | TVA | NonRTO_Midwest | Internal | Summer | B1 | 10 | 100 | 0 | 105.69 | 102.65 | 9 | 0
2040 | TVA_2_NonRTO_Midwest | TVA | NonRTO_Midwest | Internal | Summer | B2 | 25 | 100 | 0 | 98.65 | 97.9 | 9 | 0
2040 | TVA_2_NonRTO_Midwest | TVA | NonRTO_Midwest | Internal | Summer | B3 | 75 | 100 | 0 | 95.44 | 97.9 | 9 | 0
2040 | TVA_2_NonRTO_Midwest | TVA | NonRTO_Midwest | Internal | Summer | B4 | 100 | 100 | 0 | 95.44 | 97.58 | 9 | 0
2040 | TVA_2_NonRTO_Midwest | TVA | NonRTO_Midwest | Internal | Summer | B5 | 200 | 100 | 0 | 91.53 | 94.83 | 9 | 0
2040 | TVA_2_NonRTO_Midwest | TVA | NonRTO_Midwest | Internal | Summer | B6 | 300 | 100 | 0 | 69.87 | 75.75 | 9 | 0
2040 | TVA_2_NonRTO_Midwest | TVA | NonRTO_Midwest | Internal | Summer | B7 | 400 | 100 | 0 | 59.33 | 53.96 | 9 | 0
2040 | TVA_2_NonRTO_Midwest | TVA | NonRTO_Midwest | Internal | Summer | B8 | 500 | 100 | 0 | 54.33 | 53.96 | 9 | 0
2040 | TVA_2_NonRTO_Midwest | TVA | NonRTO_Midwest | Internal | Summer | B9 | 800 | 100 | 0 | 54.33 | 53.96 | 9 | 0
2040 | TVA_2_NonRTO_Midwest | TVA | NonRTO_Midwest | Internal | Summer | B10 | 1262 | 100 | 0 | 54.33 | 53.96 | 9 | 0
2040 | TVA_2_NonRTO_Midwest | TVA | NonRTO_Midwest | Internal | Winter | B16 | 25 | 100 | 0 | 97.01 | 103.98 | 9 | 0
2040 | TVA_2_NonRTO_Midwest | TVA | NonRTO_Midwest | Internal | Winter | B17 | 100 | 100 | 100 | 67.07 | 80.81 | 9 | 4.74
2040 | TVA_2_NonRTO_Midwest | TVA | NonRTO_Midwest | Internal | Winter | B18 | 400 | 100 | 100 | 58.75 | 71.54 | 9 | 3.79
2040 | TVA_2_NonRTO_Midwest | TVA | NonRTO_Midwest | Internal | Winter | B19 | 700 | 100 | 0 | 58.75 | 59.41 | 9 | 0
2040 | TVA_2_NonRTO_Midwest | TVA | NonRTO_Midwest | Internal | Winter | B20 | 935 | 100 | 0 | 58.75 | 59.41 | 9 | 0
2040 | TVA_2_PJM_ROR | TVA | PJM_ROR | Internal | Shoulder | B11 | 25 | 500 | 0 | 86.81 | 80.8 | 9 | 0
2040 | TVA_2_PJM_ROR | TVA | PJM_ROR | Internal | Shoulder | B12 | 200 | 500 | 0 | 63.5 | 67.39 | 9 | 0
2040 | TVA_2_PJM_ROR | TVA | PJM_ROR | Internal | Shoulder | B13 | 600 | 500 | 0 | 60.87 | 57.32 | 9 | 0
2040 | TVA_2_PJM_ROR | TVA | PJM_ROR | Internal | Shoulder | B14 | 900 | 500 | 0 | 60.63 | 54.62 | 9 | 0
2040 | TVA_2_PJM_ROR | TVA | PJM_ROR | Internal | Shoulder | B15 | 1203 | 500 | 0 | 55.7 | 51.58 | 9 | 0
2040 | TVA_2_PJM_ROR | TVA | PJM_ROR | Internal | Summer | B1 | 10 | 500 | 0.03 | 105.69 | 112.65 | 9 | 0
2040 | TVA_2_PJM_ROR | TVA | PJM_ROR | Internal | Summer | B2 | 25 | 500 | 0 | 98.65 | 92.64 | 9 | 0
2040 | TVA_2_PJM_ROR | TVA | PJM_ROR | Internal | Summer | B3 | 75 | 500 | 0 | 95.44 | 90.44 | 9 | 0
2040 | TVA_2_PJM_ROR | TVA | PJM_ROR | Internal | Summer | B4 | 100 | 500 | 0 | 95.44 | 87.8 | 9 | 0
2040 | TVA_2_PJM_ROR | TVA | PJM_ROR | Internal | Summer | B5 | 200 | 500 | 0 | 91.53 | 85.52 | 9 | 0
2040 | TVA_2_PJM_ROR | TVA | PJM_ROR | Internal | Summer | B6 | 300 | 500 | 0 | 69.87 | 66.3 | 9 | 0
2040 | TVA_2_PJM_ROR | TVA | PJM_ROR | Internal | Summer | B7 | 400 | 500 | 0 | 59.33 | 54.24 | 9 | 0
2040 | TVA_2_PJM_ROR | TVA | PJM_ROR | Internal | Summer | B8 | 500 | 500 | 0 | 54.33 | 49.78 | 9 | 0
2040 | TVA_2_PJM_ROR | TVA | PJM_ROR | Internal | Summer | B9 | 800 | 500 | 0 | 54.33 | 49.78 | 9 | 0
2040 | TVA_2_PJM_ROR | TVA | PJM_ROR | Internal | Summer | B10 | 1262 | 500 | 0 | 54.33 | 49.78 | 9 | 0
2040 | TVA_2_PJM_ROR | TVA | PJM_ROR | Internal | Winter | B16 | 25 | 500 | 0 | 97.01 | 93.98 | 9 | 0
2040 | TVA_2_PJM_ROR | TVA | PJM_ROR | Internal | Winter | B17 | 100 | 500 | 0 | 67.07 | 74.81 | 9 | 0
2040 | TVA_2_PJM_ROR | TVA | PJM_ROR | Internal | Winter | B18 | 400 | 500 | 0 | 58.75 | 63.04 | 9 | 0
2040 | TVA_2_PJM_ROR | TVA | PJM_ROR | Internal | Winter | B19 | 700 | 500 | 0 | 58.75 | 57.74 | 9 | 0
2040 | TVA_2_PJM_ROR | TVA | PJM_ROR | Internal | Winter | B20 | 935 | 500 | 0 | 58.75 | 55.54 | 9 | 0
2040 | TVA_2_SOCO | TVA | SOCO | Internal | Shoulder | B11 | 25 | 500 | 0 | 86.81 | 93.8 | 9 | 0
2040 | TVA_2_SOCO | TVA | SOCO | Internal | Shoulder | B12 | 200 | 500 | 0 | 63.5 | 61.82 | 9 | 0
2040 | TVA_2_SOCO | TVA | SOCO | Internal | Shoulder | B13 | 600 | 500 | 0 | 60.87 | 61.82 | 9 | 0
2040 | TVA_2_SOCO | TVA | SOCO | Internal | Shoulder | B14 | 900 | 500 | 0 | 60.63 | 56.91 | 9 | 0
2040 | TVA_2_SOCO | TVA | SOCO | Internal | Shoulder | B15 | 1203 | 500 | 0 | 55.7 | 56.55 | 9 | 0
2040 | TVA_2_SOCO | TVA | SOCO | Internal | Summer | B1 | 10 | 500 | 0.01 | 105.69 | 110.66 | 9 | 0
2040 | TVA_2_SOCO | TVA | SOCO | Internal | Summer | B2 | 25 | 500 | 0 | 98.65 | 102.52 | 9 | 0
2040 | TVA_2_SOCO | TVA | SOCO | Internal | Summer | B3 | 75 | 500 | 0 | 95.44 | 100.52 | 9 | 0
2040 | TVA_2_SOCO | TVA | SOCO | Internal | Summer | B4 | 100 | 500 | 0 | 95.44 | 100.52 | 9 | 0
2040 | TVA_2_SOCO | TVA | SOCO | Internal | Summer | B5 | 200 | 500 | 0.13 | 91.53 | 100.52 | 9 | 0
2040 | TVA_2_SOCO | TVA | SOCO | Internal | Summer | B6 | 300 | 500 | 0 | 69.87 | 75.86 | 9 | 0
2040 | TVA_2_SOCO | TVA | SOCO | Internal | Summer | B7 | 400 | 500 | 0 | 59.33 | 62.39 | 9 | 0
2040 | TVA_2_SOCO | TVA | SOCO | Internal | Summer | B8 | 500 | 500 | 0 | 54.33 | 60.21 | 9 | 0
2040 | TVA_2_SOCO | TVA | SOCO | Internal | Summer | B9 | 800 | 500 | 0 | 54.33 | 55.74 | 9 | 0
2040 | TVA_2_SOCO | TVA | SOCO | Internal | Summer | B10 | 1262 | 500 | 0 | 54.33 | 55.11 | 9 | 0
2040 | TVA_2_SOCO | TVA | SOCO | Internal | Winter | B16 | 25 | 500 | 0 | 97.01 | 96 | 9 | 0
2040 | TVA_2_SOCO | TVA | SOCO | Internal | Winter | B17 | 100 | 500 | 0 | 67.07 | 65.5 | 9 | 0
2040 | TVA_2_SOCO | TVA | SOCO | Internal | Winter | B18 | 400 | 500 | 0 | 58.75 | 65.5 | 9 | 0
2040 | TVA_2_SOCO | TVA | SOCO | Internal | Winter | B19 | 700 | 500 | 0 | 58.75 | 60.27 | 9 | 0
2040 | TVA_2_SOCO | TVA | SOCO | Internal | Winter | B20 | 935 | 500 | 0 | 58.75 | 59.84 | 9 | 0
2040 | TVA_2_VACAR | TVA | VACAR | Internal | Shoulder | B11 | 25 | 150 | 0 | 86.81 | 86.8 | 9 | 0
2040 | TVA_2_VACAR | TVA | VACAR | Internal | Shoulder | B12 | 200 | 150 | 0 | 63.5 | 69.73 | 9 | 0
2040 | TVA_2_VACAR | TVA | VACAR | Internal | Shoulder | B13 | 600 | 150 | 0 | 60.87 | 57.65 | 9 | 0
2040 | TVA_2_VACAR | TVA | VACAR | Internal | Shoulder | B14 | 900 | 150 | 0 | 60.63 | 57.65 | 9 | 0
2040 | TVA_2_VACAR | TVA | VACAR | Internal | Shoulder | B15 | 1203 | 150 | 0 | 55.7 | 57.65 | 9 | 0
2040 | TVA_2_VACAR | TVA | VACAR | Internal | Summer | B1 | 10 | 150 | 149.99 | 105.69 | 118.65 | 9 | 3.97
2040 | TVA_2_VACAR | TVA | VACAR | Internal | Summer | B2 | 25 | 150 | 0 | 98.65 | 99.6 | 9 | 0
2040 | TVA_2_VACAR | TVA | VACAR | Internal | Summer | B3 | 75 | 150 | 0 | 95.44 | 99.6 | 9 | 0
2040 | TVA_2_VACAR | TVA | VACAR | Internal | Summer | B4 | 100 | 150 | 0 | 95.44 | 97.15 | 9 | 0
2040 | TVA_2_VACAR | TVA | VACAR | Internal | Summer | B5 | 200 | 150 | 0 | 91.53 | 97.15 | 9 | 0
2040 | TVA_2_VACAR | TVA | VACAR | Internal | Summer | B6 | 300 | 150 | 0 | 69.87 | 72.3 | 9 | 0
2040 | TVA_2_VACAR | TVA | VACAR | Internal | Summer | B7 | 400 | 150 | 0 | 59.33 | 60.24 | 9 | 0
2040 | TVA_2_VACAR | TVA | VACAR | Internal | Summer | B8 | 500 | 150 | 0 | 54.33 | 55.34 | 9 | 0
2040 | TVA_2_VACAR | TVA | VACAR | Internal | Summer | B9 | 800 | 150 | 0 | 54.33 | 55.34 | 9 | 0
2040 | TVA_2_VACAR | TVA | VACAR | Internal | Summer | B10 | 1262 | 150 | 0 | 54.33 | 55.34 | 9 | 0
2040 | TVA_2_VACAR | TVA | VACAR | Internal | Winter | B16 | 25 | 150 | 1.08 | 97.01 | 106 | 9 | 0
2040 | TVA_2_VACAR | TVA | VACAR | Internal | Winter | B17 | 100 | 150 | 0 | 67.07 | 75.5 | 9 | 0
2040 | TVA_2_VACAR | TVA | VACAR | Internal | Winter | B18 | 400 | 150 | 0 | 58.75 | 63.05 | 9 | 0
2040 | TVA_2_VACAR | TVA | VACAR | Internal | Winter | B19 | 700 | 150 | 0 | 58.75 | 63.05 | 9 | 0
2040 | TVA_2_VACAR | TVA | VACAR | Internal | Winter | B20 | 935 | 150 | 0 | 58.75 | 63.05 | 9 | 0
2040 | TVA_Transmission_2_ENT | TVA_Transmission | ENT | Internal | Shoulder | B11 | 25 | 3000 | 0 | 86.8 | 87.77 | 9 | 0
2040 | TVA_Transmission_2_ENT | TVA_Transmission | ENT | Internal | Shoulder | B12 | 200 | 3000 | 0 | 69.08 | 61.96 | 9 | 0
2040 | TVA_Transmission_2_ENT | TVA_Transmission | ENT | Internal | Shoulder | B13 | 600 | 3000 | 0 | 61.97 | 60.74 | 9 | 0
2040 | TVA_Transmission_2_ENT | TVA_Transmission | ENT | Internal | Shoulder | B14 | 900 | 3000 | 0 | 60.62 | 59.46 | 9 | 0
2040 | TVA_Transmission_2_ENT | TVA_Transmission | ENT | Internal | Shoulder | B15 | 1203 | 3000 | 0 | 56.56 | 59.46 | 9 | 0
2040 | TVA_Transmission_2_ENT | TVA_Transmission | ENT | Internal | Summer | B1 | 10 | 3000 | 0 | 110.01 | 102.66 | 9 | 0
2040 | TVA_Transmission_2_ENT | TVA_Transmission | ENT | Internal | Summer | B2 | 25 | 3000 | 0 | 98.64 | 94.52 | 9 | 0
2040 | TVA_Transmission_2_ENT | TVA_Transmission | ENT | Internal | Summer | B3 | 75 | 3000 | 0 | 95.98 | 92.52 | 9 | 0
2040 | TVA_Transmission_2_ENT | TVA_Transmission | ENT | Internal | Summer | B4 | 100 | 3000 | 0 | 95.43 | 88.82 | 9 | 0
2040 | TVA_Transmission_2_ENT | TVA_Transmission | ENT | Internal | Summer | B5 | 200 | 3000 | 0 | 91.52 | 86.26 | 9 | 0
2040 | TVA_Transmission_2_ENT | TVA_Transmission | ENT | Internal | Summer | B6 | 300 | 3000 | 0 | 71.68 | 77.83 | 9 | 0
2040 | TVA_Transmission_2_ENT | TVA_Transmission | ENT | Internal | Summer | B7 | 400 | 3000 | 0 | 59.74 | 60 | 9 | 0
2040 | TVA_Transmission_2_ENT | TVA_Transmission | ENT | Internal | Summer | B8 | 500 | 3000 | 0 | 55.09 | 59.57 | 9 | 0
2040 | TVA_Transmission_2_ENT | TVA_Transmission | ENT | Internal | Summer | B9 | 800 | 3000 | 0 | 55 | 57.59 | 9 | 0
2040 | TVA_Transmission_2_ENT | TVA_Transmission | ENT | Internal | Summer | B10 | 1262 | 3000 | 0 | 54.82 | 55.78 | 9 | 0
2040 | TVA_Transmission_2_ENT | TVA_Transmission | ENT | Internal | Winter | B16 | 25 | 3000 | 0 | 97 | 88 | 9 | 0
2040 | TVA_Transmission_2_ENT | TVA_Transmission | ENT | Internal | Winter | B17 | 100 | 3000 | 0 | 72.68 | 65.59 | 9 | 0
2040 | TVA_Transmission_2_ENT | TVA_Transmission | ENT | Internal | Winter | B18 | 400 | 3000 | 0 | 65.38 | 64.02 | 9 | 0
2040 | TVA_Transmission_2_ENT | TVA_Transmission | ENT | Internal | Winter | B19 | 700 | 3000 | 0 | 61.24 | 63.4 | 9 | 0
2040 | TVA_Transmission_2_ENT | TVA_Transmission | ENT | Internal | Winter | B20 | 935 | 3000 | 0 | 60.03 | 62.83 | 9 | 0
2040 | TVA_Transmission_2_MISO_MO-IL | TVA_Transmission | MISO_MO-IL | Internal | Shoulder | B11 | 25 | 4000 | 0.56 | 86.8 | 95.77 | 9 | 0
2040 | TVA_Transmission_2_MISO_MO-IL | TVA_Transmission | MISO_MO-IL | Internal | Shoulder | B12 | 200 | 4000 | 0 | 69.08 | 69.39 | 9 | 0
2040 | TVA_Transmission_2_MISO_MO-IL | TVA_Transmission | MISO_MO-IL | Internal | Shoulder | B13 | 600 | 4000 | 0 | 61.97 | 59.86 | 9 | 0
2040 | TVA_Transmission_2_MISO_MO-IL | TVA_Transmission | MISO_MO-IL | Internal | Shoulder | B14 | 900 | 4000 | 0 | 60.62 | 56.62 | 9 | 0
2040 | TVA_Transmission_2_MISO_MO-IL | TVA_Transmission | MISO_MO-IL | Internal | Shoulder | B15 | 1203 | 4000 | 0 | 56.56 | 51.66 | 9 | 0
2040 | TVA_Transmission_2_MISO_MO-IL | TVA_Transmission | MISO_MO-IL | Internal | Summer | B1 | 10 | 4000 | 0 | 110.01 | 110.66 | 9 | 0
2040 | TVA_Transmission_2_MISO_MO-IL | TVA_Transmission | MISO_MO-IL | Internal | Summer | B2 | 25 | 4000 | 0 | 98.64 | 99.27 | 9 | 0
2040 | TVA_Transmission_2_MISO_MO-IL | TVA_Transmission | MISO_MO-IL | Internal | Summer | B3 | 75 | 4000 | 0 | 95.98 | 99.26 | 9 | 0
2040 | TVA_Transmission_2_MISO_MO-IL | TVA_Transmission | MISO_MO-IL | Internal | Summer | B4 | 100 | 4000 | 0 | 95.43 | 92.73 | 9 | 0
2040 | TVA_Transmission_2_MISO_MO-IL | TVA_Transmission | MISO_MO-IL | Internal | Summer | B5 | 200 | 4000 | 0 | 91.52 | 92.01 | 9 | 0
2040 | TVA_Transmission_2_MISO_MO-IL | TVA_Transmission | MISO_MO-IL | Internal | Summer | B6 | 300 | 4000 | 0 | 71.68 | 78.87 | 9 | 0
2040 | TVA_Transmission_2_MISO_MO-IL | TVA_Transmission | MISO_MO-IL | Internal | Summer | B7 | 400 | 4000 | 0 | 59.74 | 57.31 | 9 | 0
2040 | TVA_Transmission_2_MISO_MO-IL | TVA_Transmission | MISO_MO-IL | Internal | Summer | B8 | 500 | 4000 | 0 | 55.09 | 51.78 | 9 | 0
2040 | TVA_Transmission_2_MISO_MO-IL | TVA_Transmission | MISO_MO-IL | Internal | Summer | B9 | 800 | 4000 | 0 | 55 | 50.04 | 9 | 0
2040 | TVA_Transmission_2_MISO_MO-IL | TVA_Transmission | MISO_MO-IL | Internal | Summer | B10 | 1262 | 4000 | 0 | 54.82 | 47.78 | 9 | 0
2040 | TVA_Transmission_2_MISO_MO-IL | TVA_Transmission | MISO_MO-IL | Internal | Winter | B16 | 25 | 4000 | 0 | 97 | 96 | 9 | 0
2040 | TVA_Transmission_2_MISO_MO-IL | TVA_Transmission | MISO_MO-IL | Internal | Winter | B17 | 100 | 4000 | 0 | 72.68 | 72.82 | 9 | 0
2040 | TVA_Transmission_2_MISO_MO-IL | TVA_Transmission | MISO_MO-IL | Internal | Winter | B18 | 400 | 4000 | 0 | 65.38 | 63.55 | 9 | 0
2040 | TVA_Transmission_2_MISO_MO-IL | TVA_Transmission | MISO_MO-IL | Internal | Winter | B19 | 700 | 4000 | 0 | 61.24 | 59.72 | 9 | 0
2040 | TVA_Transmission_2_MISO_MO-IL | TVA_Transmission | MISO_MO-IL | Internal | Winter | B20 | 935 | 4000 | 0 | 60.03 | 54.83 | 9 | 0
2040 | TVA_Transmission_2_NonRTO_Midwest | TVA_Transmission | NonRTO_Midwest | Internal | Shoulder | B11 | 25 | 700 | 0 | 86.8 | 90.79 | 9 | 0
2040 | TVA_Transmission_2_NonRTO_Midwest | TVA_Transmission | NonRTO_Midwest | Internal | Shoulder | B12 | 200 | 700 | 0 | 69.08 | 77.38 | 9 | 0
2040 | TVA_Transmission_2_NonRTO_Midwest | TVA_Transmission | NonRTO_Midwest | Internal | Shoulder | B13 | 600 | 700 | 0 | 61.97 | 67.32 | 9 | 0
2040 | TVA_Transmission_2_NonRTO_Midwest | TVA_Transmission | NonRTO_Midwest | Internal | Shoulder | B14 | 900 | 700 | 0 | 60.62 | 57.85 | 9 | 0
2040 | TVA_Transmission_2_NonRTO_Midwest | TVA_Transmission | NonRTO_Midwest | Internal | Shoulder | B15 | 1203 | 700 | 0 | 56.56 | 55.58 | 9 | 0
2040 | TVA_Transmission_2_NonRTO_Midwest | TVA_Transmission | NonRTO_Midwest | Internal | Summer | B1 | 10 | 700 | 0 | 110.01 | 102.65 | 9 | 0
2040 | TVA_Transmission_2_NonRTO_Midwest | TVA_Transmission | NonRTO_Midwest | Internal | Summer | B2 | 25 | 700 | 0 | 98.64 | 97.9 | 9 | 0
2040 | TVA_Transmission_2_NonRTO_Midwest | TVA_Transmission | NonRTO_Midwest | Internal | Summer | B3 | 75 | 700 | 0 | 95.98 | 97.9 | 9 | 0
2040 | TVA_Transmission_2_NonRTO_Midwest | TVA_Transmission | NonRTO_Midwest | Internal | Summer | B4 | 100 | 700 | 0 | 95.43 | 97.58 | 9 | 0
2040 | TVA_Transmission_2_NonRTO_Midwest | TVA_Transmission | NonRTO_Midwest | Internal | Summer | B5 | 200 | 700 | 0 | 91.52 | 94.83 | 9 | 0
2040 | TVA_Transmission_2_NonRTO_Midwest | TVA_Transmission | NonRTO_Midwest | Internal | Summer | B6 | 300 | 700 | 0 | 71.68 | 75.75 | 9 | 0
2040 | TVA_Transmission_2_NonRTO_Midwest | TVA_Transmission | NonRTO_Midwest | Internal | Summer | B7 | 400 | 700 | 0 | 59.74 | 53.96 | 9 | 0
2040 | TVA_Transmission_2_NonRTO_Midwest | TVA_Transmission | NonRTO_Midwest | Internal | Summer | B8 | 500 | 700 | 0 | 55.09 | 53.96 | 9 | 0
2040 | TVA_Transmission_2_NonRTO_Midwest | TVA_Transmission | NonRTO_Midwest | Internal | Summer | B9 | 800 | 700 | 0 | 55 | 53.96 | 9 | 0
2040 | TVA_Transmission_2_NonRTO_Midwest | TVA_Transmission | NonRTO_Midwest | Internal | Summer | B10 | 1262 | 700 | 0 | 54.82 | 53.96 | 9 | 0
2040 | TVA_Transmission_2_NonRTO_Midwest | TVA_Transmission | NonRTO_Midwest | Internal | Winter | B16 | 25 | 700 | 0 | 97 | 103.98 | 9 | 0
2040 | TVA_Transmission_2_NonRTO_Midwest | TVA_Transmission | NonRTO_Midwest | Internal | Winter | B17 | 100 | 700 | 0 | 72.68 | 80.81 | 9 | 0
2040 | TVA_Transmission_2_NonRTO_Midwest | TVA_Transmission | NonRTO_Midwest | Internal | Winter | B18 | 400 | 700 | 0 | 65.38 | 71.54 | 9 | 0
2040 | TVA_Transmission_2_NonRTO_Midwest | TVA_Transmission | NonRTO_Midwest | Internal | Winter | B19 | 700 | 700 | 0 | 61.24 | 59.41 | 9 | 0
2040 | TVA_Transmission_2_NonRTO_Midwest | TVA_Transmission | NonRTO_Midwest | Internal | Winter | B20 | 935 | 700 | 0 | 60.03 | 59.41 | 9 | 0
2040 | TVA_Transmission_2_PJM_ROR | TVA_Transmission | PJM_ROR | Internal | Shoulder | B11 | 25 | 2000 | 0 | 86.8 | 80.8 | 9 | 0
2040 | TVA_Transmission_2_PJM_ROR | TVA_Transmission | PJM_ROR | Internal | Shoulder | B12 | 200 | 2000 | 0 | 69.08 | 67.39 | 9 | 0
2040 | TVA_Transmission_2_PJM_ROR | TVA_Transmission | PJM_ROR | Internal | Shoulder | B13 | 600 | 2000 | 0 | 61.97 | 57.32 | 9 | 0
2040 | TVA_Transmission_2_PJM_ROR | TVA_Transmission | PJM_ROR | Internal | Shoulder | B14 | 900 | 2000 | 0 | 60.62 | 54.62 | 9 | 0
2040 | TVA_Transmission_2_PJM_ROR | TVA_Transmission | PJM_ROR | Internal | Shoulder | B15 | 1203 | 2000 | 0 | 56.56 | 51.58 | 9 | 0
2040 | TVA_Transmission_2_PJM_ROR | TVA_Transmission | PJM_ROR | Internal | Summer | B1 | 10 | 2000 | 0 | 110.01 | 112.65 | 9 | 0
2040 | TVA_Transmission_2_PJM_ROR | TVA_Transmission | PJM_ROR | Internal | Summer | B2 | 25 | 2000 | 0 | 98.64 | 92.64 | 9 | 0
2040 | TVA_Transmission_2_PJM_ROR | TVA_Transmission | PJM_ROR | Internal | Summer | B3 | 75 | 2000 | 0 | 95.98 | 90.44 | 9 | 0
2040 | TVA_Transmission_2_PJM_ROR | TVA_Transmission | PJM_ROR | Internal | Summer | B4 | 100 | 2000 | 0 | 95.43 | 87.8 | 9 | 0
2040 | TVA_Transmission_2_PJM_ROR | TVA_Transmission | PJM_ROR | Internal | Summer | B5 | 200 | 2000 | 0 | 91.52 | 85.52 | 9 | 0
2040 | TVA_Transmission_2_PJM_ROR | TVA_Transmission | PJM_ROR | Internal | Summer | B6 | 300 | 2000 | 0 | 71.68 | 66.3 | 9 | 0
2040 | TVA_Transmission_2_PJM_ROR | TVA_Transmission | PJM_ROR | Internal | Summer | B7 | 400 | 2000 | 0 | 59.74 | 54.24 | 9 | 0
2040 | TVA_Transmission_2_PJM_ROR | TVA_Transmission | PJM_ROR | Internal | Summer | B8 | 500 | 2000 | 0 | 55.09 | 49.78 | 9 | 0
2040 | TVA_Transmission_2_PJM_ROR | TVA_Transmission | PJM_ROR | Internal | Summer | B9 | 800 | 2000 | 0 | 55 | 49.78 | 9 | 0
2040 | TVA_Transmission_2_PJM_ROR | TVA_Transmission | PJM_ROR | Internal | Summer | B10 | 1262 | 2000 | 0 | 54.82 | 49.78 | 9 | 0
2040 | TVA_Transmission_2_PJM_ROR | TVA_Transmission | PJM_ROR | Internal | Winter | B16 | 25 | 2000 | 0 | 97 | 93.98 | 9 | 0
2040 | TVA_Transmission_2_PJM_ROR | TVA_Transmission | PJM_ROR | Internal | Winter | B17 | 100 | 2000 | 0 | 72.68 | 74.81 | 9 | 0
2040 | TVA_Transmission_2_PJM_ROR | TVA_Transmission | PJM_ROR | Internal | Winter | B18 | 400 | 2000 | 0 | 65.38 | 63.04 | 9 | 0
2040 | TVA_Transmission_2_PJM_ROR | TVA_Transmission | PJM_ROR | Internal | Winter | B19 | 700 | 2000 | 0 | 61.24 | 57.74 | 9 | 0
2040 | TVA_Transmission_2_PJM_ROR | TVA_Transmission | PJM_ROR | Internal | Winter | B20 | 935 | 2000 | 0 | 60.03 | 55.54 | 9 | 0
2040 | TVA_Transmission_2_SOCO | TVA_Transmission | SOCO | Internal | Shoulder | B11 | 25 | 3200 | 0 | 86.8 | 93.8 | 9 | 0
2040 | TVA_Transmission_2_SOCO | TVA_Transmission | SOCO | Internal | Shoulder | B12 | 200 | 3200 | 0 | 69.08 | 61.82 | 9 | 0
2040 | TVA_Transmission_2_SOCO | TVA_Transmission | SOCO | Internal | Shoulder | B13 | 600 | 3200 | 0 | 61.97 | 61.82 | 9 | 0
2040 | TVA_Transmission_2_SOCO | TVA_Transmission | SOCO | Internal | Shoulder | B14 | 900 | 3200 | 0 | 60.62 | 56.91 | 9 | 0
2040 | TVA_Transmission_2_SOCO | TVA_Transmission | SOCO | Internal | Shoulder | B15 | 1203 | 3200 | 0 | 56.56 | 56.55 | 9 | 0
2040 | TVA_Transmission_2_SOCO | TVA_Transmission | SOCO | Internal | Summer | B1 | 10 | 3200 | 0 | 110.01 | 110.66 | 9 | 0
2040 | TVA_Transmission_2_SOCO | TVA_Transmission | SOCO | Internal | Summer | B2 | 25 | 3200 | 0 | 98.64 | 102.52 | 9 | 0
2040 | TVA_Transmission_2_SOCO | TVA_Transmission | SOCO | Internal | Summer | B3 | 75 | 3200 | 0 | 95.98 | 100.52 | 9 | 0
2040 | TVA_Transmission_2_SOCO | TVA_Transmission | SOCO | Internal | Summer | B4 | 100 | 3200 | 0 | 95.43 | 100.52 | 9 | 0
2040 | TVA_Transmission_2_SOCO | TVA_Transmission | SOCO | Internal | Summer | B5 | 200 | 3200 | 23.56 | 91.52 | 100.52 | 9 | 0
2040 | TVA_Transmission_2_SOCO | TVA_Transmission | SOCO | Internal | Summer | B6 | 300 | 3200 | 0 | 71.68 | 75.86 | 9 | 0
2040 | TVA_Transmission_2_SOCO | TVA_Transmission | SOCO | Internal | Summer | B7 | 400 | 3200 | 0 | 59.74 | 62.39 | 9 | 0
2040 | TVA_Transmission_2_SOCO | TVA_Transmission | SOCO | Internal | Summer | B8 | 500 | 3200 | 0 | 55.09 | 60.21 | 9 | 0
2040 | TVA_Transmission_2_SOCO | TVA_Transmission | SOCO | Internal | Summer | B9 | 800 | 3200 | 0 | 55 | 55.74 | 9 | 0
2040 | TVA_Transmission_2_SOCO | TVA_Transmission | SOCO | Internal | Summer | B10 | 1262 | 3200 | 0 | 54.82 | 55.11 | 9 | 0
2040 | TVA_Transmission_2_SOCO | TVA_Transmission | SOCO | Internal | Winter | B16 | 25 | 3200 | 0 | 97 | 96 | 9 | 0
2040 | TVA_Transmission_2_SOCO | TVA_Transmission | SOCO | Internal | Winter | B17 | 100 | 3200 | 0 | 72.68 | 65.5 | 9 | 0
2040 | TVA_Transmission_2_SOCO | TVA_Transmission | SOCO | Internal | Winter | B18 | 400 | 3200 | 0 | 65.38 | 65.5 | 9 | 0
2040 | TVA_Transmission_2_SOCO | TVA_Transmission | SOCO | Internal | Winter | B19 | 700 | 3200 | 0 | 61.24 | 60.27 | 9 | 0
2040 | TVA_Transmission_2_SOCO | TVA_Transmission | SOCO | Internal | Winter | B20 | 935 | 3200 | 0 | 60.03 | 59.84 | 9 | 0
2040 | TVA_Transmission_2_TVA | TVA_Transmission | TVA | Internal | Shoulder | B11 | 25 | 99999 | 787.98 | 86.8 | 86.81 | 0.01 | 0
2040 | TVA_Transmission_2_TVA | TVA_Transmission | TVA | Internal | Shoulder | B12 | 200 | 99999 | 0 | 69.08 | 63.5 | 0.01 | 0
2040 | TVA_Transmission_2_TVA | TVA_Transmission | TVA | Internal | Shoulder | B13 | 600 | 99999 | 0 | 61.97 | 60.87 | 0.01 | 0
2040 | TVA_Transmission_2_TVA | TVA_Transmission | TVA | Internal | Shoulder | B14 | 900 | 99999 | 1680.13 | 60.62 | 60.63 | 0.01 | 0
2040 | TVA_Transmission_2_TVA | TVA_Transmission | TVA | Internal | Shoulder | B15 | 1203 | 99999 | 0 | 56.56 | 55.7 | 0.01 | 0
2040 | TVA_Transmission_2_TVA | TVA_Transmission | TVA | Internal | Summer | B1 | 10 | 99999 | 0 | 110.01 | 105.69 | 0.01 | 0
2040 | TVA_Transmission_2_TVA | TVA_Transmission | TVA | Internal | Summer | B2 | 25 | 99999 | 1322.24 | 98.64 | 98.65 | 0.01 | 0
2040 | TVA_Transmission_2_TVA | TVA_Transmission | TVA | Internal | Summer | B3 | 75 | 99999 | 0.01 | 95.98 | 95.44 | 0.01 | 0
2040 | TVA_Transmission_2_TVA | TVA_Transmission | TVA | Internal | Summer | B4 | 100 | 99999 | 2500 | 95.43 | 95.44 | 0.01 | 0
2040 | TVA_Transmission_2_TVA | TVA_Transmission | TVA | Internal | Summer | B5 | 200 | 99999 | 1867.72 | 91.52 | 91.53 | 0.01 | 0
2040 | TVA_Transmission_2_TVA | TVA_Transmission | TVA | Internal | Summer | B6 | 300 | 99999 | 0 | 71.68 | 69.87 | 0.01 | 0
2040 | TVA_Transmission_2_TVA | TVA_Transmission | TVA | Internal | Summer | B7 | 400 | 99999 | 0 | 59.74 | 59.33 | 0.01 | 0
2040 | TVA_Transmission_2_TVA | TVA_Transmission | TVA | Internal | Summer | B8 | 500 | 99999 | 0 | 55.09 | 54.33 | 0.01 | 0
2040 | TVA_Transmission_2_TVA | TVA_Transmission | TVA | Internal | Summer | B9 | 800 | 99999 | 0 | 55 | 54.33 | 0.01 | 0
2040 | TVA_Transmission_2_TVA | TVA_Transmission | TVA | Internal | Summer | B10 | 1262 | 99999 | 0 | 54.82 | 54.33 | 0.01 | 0
2040 | TVA_Transmission_2_TVA | TVA_Transmission | TVA | Internal | Winter | B16 | 25 | 99999 | 1767.17 | 97 | 97.01 | 0.01 | 0
2040 | TVA_Transmission_2_TVA | TVA_Transmission | TVA | Internal | Winter | B17 | 100 | 99999 | 0 | 72.68 | 67.07 | 0.01 | 0
2040 | TVA_Transmission_2_TVA | TVA_Transmission | TVA | Internal | Winter | B18 | 400 | 99999 | 0 | 65.38 | 58.75 | 0.01 | 0
2040 | TVA_Transmission_2_TVA | TVA_Transmission | TVA | Internal | Winter | B19 | 700 | 99999 | 0 | 61.24 | 58.75 | 0.01 | 0
2040 | TVA_Transmission_2_TVA | TVA_Transmission | TVA | Internal | Winter | B20 | 935 | 99999 | 0 | 60.03 | 58.75 | 0.01 | 0
2040 | TVA_Transmission_2_VACAR | TVA_Transmission | VACAR | Internal | Shoulder | B11 | 25 | 900 | 0 | 86.8 | 86.8 | 9 | 0
2040 | TVA_Transmission_2_VACAR | TVA_Transmission | VACAR | Internal | Shoulder | B12 | 200 | 900 | 0 | 69.08 | 69.73 | 9 | 0
2040 | TVA_Transmission_2_VACAR | TVA_Transmission | VACAR | Internal | Shoulder | B13 | 600 | 900 | 0 | 61.97 | 57.65 | 9 | 0
2040 | TVA_Transmission_2_VACAR | TVA_Transmission | VACAR | Internal | Shoulder | B14 | 900 | 900 | 0 | 60.62 | 57.65 | 9 | 0
2040 | TVA_Transmission_2_VACAR | TVA_Transmission | VACAR | Internal | Shoulder | B15 | 1203 | 900 | 0 | 56.56 | 57.65 | 9 | 0
2040 | TVA_Transmission_2_VACAR | TVA_Transmission | VACAR | Internal | Summer | B1 | 10 | 900 | 0.11 | 110.01 | 118.65 | 9 | 0
2040 | TVA_Transmission_2_VACAR | TVA_Transmission | VACAR | Internal | Summer | B2 | 25 | 900 | 0 | 98.64 | 99.6 | 9 | 0
2040 | TVA_Transmission_2_VACAR | TVA_Transmission | VACAR | Internal | Summer | B3 | 75 | 900 | 0 | 95.98 | 99.6 | 9 | 0
2040 | TVA_Transmission_2_VACAR | TVA_Transmission | VACAR | Internal | Summer | B4 | 100 | 900 | 0 | 95.43 | 97.15 | 9 | 0
2040 | TVA_Transmission_2_VACAR | TVA_Transmission | VACAR | Internal | Summer | B5 | 200 | 900 | 0 | 91.52 | 97.15 | 9 | 0
2040 | TVA_Transmission_2_VACAR | TVA_Transmission | VACAR | Internal | Summer | B6 | 300 | 900 | 0 | 71.68 | 72.3 | 9 | 0
2040 | TVA_Transmission_2_VACAR | TVA_Transmission | VACAR | Internal | Summer | B7 | 400 | 900 | 0 | 59.74 | 60.24 | 9 | 0
2040 | TVA_Transmission_2_VACAR | TVA_Transmission | VACAR | Internal | Summer | B8 | 500 | 900 | 0 | 55.09 | 55.34 | 9 | 0
2040 | TVA_Transmission_2_VACAR | TVA_Transmission | VACAR | Internal | Summer | B9 | 800 | 900 | 0 | 55 | 55.34 | 9 | 0
2040 | TVA_Transmission_2_VACAR | TVA_Transmission | VACAR | Internal | Summer | B10 | 1262 | 900 | 0 | 54.82 | 55.34 | 9 | 0
2040 | TVA_Transmission_2_VACAR | TVA_Transmission | VACAR | Internal | Winter | B16 | 25 | 900 | 332.81 | 97 | 106 | 9 | 0
2040 | TVA_Transmission_2_VACAR | TVA_Transmission | VACAR | Internal | Winter | B17 | 100 | 900 | 0 | 72.68 | 75.5 | 9 | 0
2040 | TVA_Transmission_2_VACAR | TVA_Transmission | VACAR | Internal | Winter | B18 | 400 | 900 | 0 | 65.38 | 63.05 | 9 | 0
2040 | TVA_Transmission_2_VACAR | TVA_Transmission | VACAR | Internal | Winter | B19 | 700 | 900 | 0 | 61.24 | 63.05 | 9 | 0
2040 | TVA_Transmission_2_VACAR | TVA_Transmission | VACAR | Internal | Winter | B20 | 935 | 900 | 0 | 60.03 | 63.05 | 9 | 0
2040 | VACAR_2_PJM_ROR | VACAR | PJM_ROR | Internal | Shoulder | B11 | 25 | 2000 | 0 | 86.8 | 80.8 | 7 | 0
2040 | VACAR_2_PJM_ROR | VACAR | PJM_ROR | Internal | Shoulder | B12 | 200 | 2000 | 0 | 69.73 | 67.39 | 7 | 0
2040 | VACAR_2_PJM_ROR | VACAR | PJM_ROR | Internal | Shoulder | B13 | 600 | 2000 | 0 | 57.65 | 57.32 | 7 | 0
2040 | VACAR_2_PJM_ROR | VACAR | PJM_ROR | Internal | Shoulder | B14 | 900 | 2000 | 0 | 57.65 | 54.62 | 7 | 0
2040 | VACAR_2_PJM_ROR | VACAR | PJM_ROR | Internal | Shoulder | B15 | 1203 | 2000 | 0 | 57.65 | 51.58 | 7 | 0
2040 | VACAR_2_PJM_ROR | VACAR | PJM_ROR | Internal | Summer | B1 | 10 | 2000 | 0 | 118.65 | 112.65 | 7 | 0
2040 | VACAR_2_PJM_ROR | VACAR | PJM_ROR | Internal | Summer | B2 | 25 | 2000 | 0 | 99.6 | 92.64 | 7 | 0
2040 | VACAR_2_PJM_ROR | VACAR | PJM_ROR | Internal | Summer | B3 | 75 | 2000 | 0 | 99.6 | 90.44 | 7 | 0
2040 | VACAR_2_PJM_ROR | VACAR | PJM_ROR | Internal | Summer | B4 | 100 | 2000 | 0 | 97.15 | 87.8 | 7 | 0
2040 | VACAR_2_PJM_ROR | VACAR | PJM_ROR | Internal | Summer | B5 | 200 | 2000 | 0 | 97.15 | 85.52 | 7 | 0
2040 | VACAR_2_PJM_ROR | VACAR | PJM_ROR | Internal | Summer | B6 | 300 | 2000 | 0 | 72.3 | 66.3 | 7 | 0
2040 | VACAR_2_PJM_ROR | VACAR | PJM_ROR | Internal | Summer | B7 | 400 | 2000 | 0 | 60.24 | 54.24 | 7 | 0
2040 | VACAR_2_PJM_ROR | VACAR | PJM_ROR | Internal | Summer | B8 | 500 | 2000 | 0 | 55.34 | 49.78 | 7 | 0
2040 | VACAR_2_PJM_ROR | VACAR | PJM_ROR | Internal | Summer | B9 | 800 | 2000 | 0 | 55.34 | 49.78 | 7 | 0
2040 | VACAR_2_PJM_ROR | VACAR | PJM_ROR | Internal | Summer | B10 | 1262 | 2000 | 0 | 55.34 | 49.78 | 7 | 0
2040 | VACAR_2_PJM_ROR | VACAR | PJM_ROR | Internal | Winter | B16 | 25 | 2000 | 0 | 106 | 93.98 | 7 | 0
2040 | VACAR_2_PJM_ROR | VACAR | PJM_ROR | Internal | Winter | B17 | 100 | 2000 | 0 | 75.5 | 74.81 | 7 | 0
2040 | VACAR_2_PJM_ROR | VACAR | PJM_ROR | Internal | Winter | B18 | 400 | 2000 | 0 | 63.05 | 63.04 | 7 | 0
2040 | VACAR_2_PJM_ROR | VACAR | PJM_ROR | Internal | Winter | B19 | 700 | 2000 | 0 | 63.05 | 57.74 | 7 | 0
2040 | VACAR_2_PJM_ROR | VACAR | PJM_ROR | Internal | Winter | B20 | 935 | 2000 | 0 | 63.05 | 55.54 | 7 | 0
2040 | VACAR_2_SOCO | VACAR | SOCO | Internal | Shoulder | B11 | 25 | 3000 | 462.95 | 86.8 | 93.8 | 7 | 0
2040 | VACAR_2_SOCO | VACAR | SOCO | Internal | Shoulder | B12 | 200 | 3000 | 0 | 69.73 | 61.82 | 7 | 0
2040 | VACAR_2_SOCO | VACAR | SOCO | Internal | Shoulder | B13 | 600 | 3000 | 0 | 57.65 | 61.82 | 7 | 0
2040 | VACAR_2_SOCO | VACAR | SOCO | Internal | Shoulder | B14 | 900 | 3000 | 0 | 57.65 | 56.91 | 7 | 0
2040 | VACAR_2_SOCO | VACAR | SOCO | Internal | Shoulder | B15 | 1203 | 3000 | 0 | 57.65 | 56.55 | 7 | 0
2040 | VACAR_2_SOCO | VACAR | SOCO | Internal | Summer | B1 | 10 | 3000 | 0 | 118.65 | 110.66 | 7 | 0
2040 | VACAR_2_SOCO | VACAR | SOCO | Internal | Summer | B2 | 25 | 3000 | 0 | 99.6 | 102.52 | 7 | 0
2040 | VACAR_2_SOCO | VACAR | SOCO | Internal | Summer | B3 | 75 | 3000 | 0 | 99.6 | 100.52 | 7 | 0
2040 | VACAR_2_SOCO | VACAR | SOCO | Internal | Summer | B4 | 100 | 3000 | 0 | 97.15 | 100.52 | 7 | 0
2040 | VACAR_2_SOCO | VACAR | SOCO | Internal | Summer | B5 | 200 | 3000 | 0 | 97.15 | 100.52 | 7 | 0
2040 | VACAR_2_SOCO | VACAR | SOCO | Internal | Summer | B6 | 300 | 3000 | 0 | 72.3 | 75.86 | 7 | 0
2040 | VACAR_2_SOCO | VACAR | SOCO | Internal | Summer | B7 | 400 | 3000 | 0 | 60.24 | 62.39 | 7 | 0
2040 | VACAR_2_SOCO | VACAR | SOCO | Internal | Summer | B8 | 500 | 3000 | 0 | 55.34 | 60.21 | 7 | 0
2040 | VACAR_2_SOCO | VACAR | SOCO | Internal | Summer | B9 | 800 | 3000 | 0 | 55.34 | 55.74 | 7 | 0
2040 | VACAR_2_SOCO | VACAR | SOCO | Internal | Summer | B10 | 1262 | 3000 | 0 | 55.34 | 55.11 | 7 | 0
2040 | VACAR_2_SOCO | VACAR | SOCO | Internal | Winter | B16 | 25 | 3000 | 0 | 106 | 96 | 7 | 0
2040 | VACAR_2_SOCO | VACAR | SOCO | Internal | Winter | B17 | 100 | 3000 | 0 | 75.5 | 65.5 | 7 | 0
2040 | VACAR_2_SOCO | VACAR | SOCO | Internal | Winter | B18 | 400 | 3000 | 0 | 63.05 | 65.5 | 7 | 0
2040 | VACAR_2_SOCO | VACAR | SOCO | Internal | Winter | B19 | 700 | 3000 | 0 | 63.05 | 60.27 | 7 | 0
2040 | VACAR_2_SOCO | VACAR | SOCO | Internal | Winter | B20 | 935 | 3000 | 0 | 63.05 | 59.84 | 7 | 0
2040 | VACAR_2_TVA_Transmission | VACAR | TVA_Transmission | Internal | Shoulder | B11 | 25 | 900 | 0 | 86.8 | 86.8 | 7 | 0
2040 | VACAR_2_TVA_Transmission | VACAR | TVA_Transmission | Internal | Shoulder | B12 | 200 | 900 | 0 | 69.73 | 69.08 | 7 | 0
2040 | VACAR_2_TVA_Transmission | VACAR | TVA_Transmission | Internal | Shoulder | B13 | 600 | 900 | 0 | 57.65 | 61.97 | 7 | 0
2040 | VACAR_2_TVA_Transmission | VACAR | TVA_Transmission | Internal | Shoulder | B14 | 900 | 900 | 0 | 57.65 | 60.62 | 7 | 0
2040 | VACAR_2_TVA_Transmission | VACAR | TVA_Transmission | Internal | Shoulder | B15 | 1203 | 900 | 0 | 57.65 | 56.56 | 7 | 0
2040 | VACAR_2_TVA_Transmission | VACAR | TVA_Transmission | Internal | Summer | B1 | 10 | 900 | 0 | 118.65 | 110.01 | 7 | 0
2040 | VACAR_2_TVA_Transmission | VACAR | TVA_Transmission | Internal | Summer | B2 | 25 | 900 | 0 | 99.6 | 98.64 | 7 | 0
2040 | VACAR_2_TVA_Transmission | VACAR | TVA_Transmission | Internal | Summer | B3 | 75 | 900 | 0 | 99.6 | 95.98 | 7 | 0
2040 | VACAR_2_TVA_Transmission | VACAR | TVA_Transmission | Internal | Summer | B4 | 100 | 900 | 0 | 97.15 | 95.43 | 7 | 0
2040 | VACAR_2_TVA_Transmission | VACAR | TVA_Transmission | Internal | Summer | B5 | 200 | 900 | 0 | 97.15 | 91.52 | 7 | 0
2040 | VACAR_2_TVA_Transmission | VACAR | TVA_Transmission | Internal | Summer | B6 | 300 | 900 | 0 | 72.3 | 71.68 | 7 | 0
2040 | VACAR_2_TVA_Transmission | VACAR | TVA_Transmission | Internal | Summer | B7 | 400 | 900 | 0 | 60.24 | 59.74 | 7 | 0
2040 | VACAR_2_TVA_Transmission | VACAR | TVA_Transmission | Internal | Summer | B8 | 500 | 900 | 0 | 55.34 | 55.09 | 7 | 0
2040 | VACAR_2_TVA_Transmission | VACAR | TVA_Transmission | Internal | Summer | B9 | 800 | 900 | 0 | 55.34 | 55 | 7 | 0
2040 | VACAR_2_TVA_Transmission | VACAR | TVA_Transmission | Internal | Summer | B10 | 1262 | 900 | 0 | 55.34 | 54.82 | 7 | 0
2040 | VACAR_2_TVA_Transmission | VACAR | TVA_Transmission | Internal | Winter | B16 | 25 | 900 | 0 | 106 | 97 | 7 | 0
2040 | VACAR_2_TVA_Transmission | VACAR | TVA_Transmission | Internal | Winter | B17 | 100 | 900 | 0 | 75.5 | 72.68 | 7 | 0
2040 | VACAR_2_TVA_Transmission | VACAR | TVA_Transmission | Internal | Winter | B18 | 400 | 900 | 0 | 63.05 | 65.38 | 7 | 0
2040 | VACAR_2_TVA_Transmission | VACAR | TVA_Transmission | Internal | Winter | B19 | 700 | 900 | 0 | 63.05 | 61.24 | 7 | 0
2040 | VACAR_2_TVA_Transmission | VACAR | TVA_Transmission | Internal | Winter | B20 | 935 | 900 | 0 | 63.05 | 60.03 | 7 | 0
2015 | AZ_NM_SNV_Coal_2_SPP_S | AZ_NM_SNV_Coal | SPP_S | External | Shoulder | B11 | 25 | 400 | 400 | 38.43 | 52.2 | 8.17 | 5.6
2015 | AZ_NM_SNV_Coal_2_SPP_S | AZ_NM_SNV_Coal | SPP_S | External | Shoulder | B12 | 200 | 400 | 0 | 38.41 | 40.41 | 8.17 | 0
2015 | AZ_NM_SNV_Coal_2_SPP_S | AZ_NM_SNV_Coal | SPP_S | External | Shoulder | B13 | 600 | 400 | 0 | 38.41 | 37.99 | 8.17 | 0
2015 | AZ_NM_SNV_Coal_2_SPP_S | AZ_NM_SNV_Coal | SPP_S | External | Shoulder | B14 | 900 | 400 | 0 | 38.41 | 37.62 | 8.17 | 0
2015 | AZ_NM_SNV_Coal_2_SPP_S | AZ_NM_SNV_Coal | SPP_S | External | Shoulder | B15 | 1203 | 400 | 0 | 37.05 | 36.35 | 8.17 | 0
2015 | AZ_NM_SNV_Coal_2_SPP_S | AZ_NM_SNV_Coal | SPP_S | External | Summer | B1 | 10 | 400 | 0 | 54.72 | 53.15 | 8.17 | 0
2015 | AZ_NM_SNV_Coal_2_SPP_S | AZ_NM_SNV_Coal | SPP_S | External | Summer | B2 | 25 | 400 | 0 | 54.72 | 52.6 | 8.17 | 0
2015 | AZ_NM_SNV_Coal_2_SPP_S | AZ_NM_SNV_Coal | SPP_S | External | Summer | B3 | 75 | 400 | 0 | 54.72 | 52.6 | 8.17 | 0
2015 | AZ_NM_SNV_Coal_2_SPP_S | AZ_NM_SNV_Coal | SPP_S | External | Summer | B4 | 100 | 400 | 0 | 53.85 | 50.82 | 8.17 | 0
2015 | AZ_NM_SNV_Coal_2_SPP_S | AZ_NM_SNV_Coal | SPP_S | External | Summer | B5 | 200 | 400 | 0 | 46.76 | 50.82 | 8.17 | 0
2015 | AZ_NM_SNV_Coal_2_SPP_S | AZ_NM_SNV_Coal | SPP_S | External | Summer | B6 | 300 | 400 | 400 | 40.4 | 48.88 | 8.17 | 0.32
2015 | AZ_NM_SNV_Coal_2_SPP_S | AZ_NM_SNV_Coal | SPP_S | External | Summer | B7 | 400 | 400 | 0 | 38.62 | 43.33 | 8.17 | 0
2015 | AZ_NM_SNV_Coal_2_SPP_S | AZ_NM_SNV_Coal | SPP_S | External | Summer | B8 | 500 | 400 | 0 | 38.62 | 39.73 | 8.17 | 0
2015 | AZ_NM_SNV_Coal_2_SPP_S | AZ_NM_SNV_Coal | SPP_S | External | Summer | B9 | 800 | 400 | 0 | 38.6 | 36.35 | 8.17 | 0
2015 | AZ_NM_SNV_Coal_2_SPP_S | AZ_NM_SNV_Coal | SPP_S | External | Summer | B10 | 1262 | 400 | 0 | 36.57 | 35.1 | 8.17 | 0
2015 | AZ_NM_SNV_Coal_2_SPP_S | AZ_NM_SNV_Coal | SPP_S | External | Winter | B16 | 25 | 400 | 400 | 41.08 | 54.27 | 8.17 | 5.02
2015 | AZ_NM_SNV_Coal_2_SPP_S | AZ_NM_SNV_Coal | SPP_S | External | Winter | B17 | 100 | 400 | 0 | 41.07 | 40.48 | 8.17 | 0
2015 | AZ_NM_SNV_Coal_2_SPP_S | AZ_NM_SNV_Coal | SPP_S | External | Winter | B18 | 400 | 400 | 0 | 41.07 | 38.73 | 8.17 | 0
2015 | AZ_NM_SNV_Coal_2_SPP_S | AZ_NM_SNV_Coal | SPP_S | External | Winter | B19 | 700 | 400 | 0 | 41.07 | 38.73 | 8.17 | 0
2015 | AZ_NM_SNV_Coal_2_SPP_S | AZ_NM_SNV_Coal | SPP_S | External | Winter | B20 | 935 | 400 | 0 | 39.3 | 38.64 | 8.17 | 0
2015 | ERCOT_2_SPP_S | ERCOT | SPP_S | External | Shoulder | B11 | 25 | 800 | 0 | 52.82 | 52.2 | 8 | 0
2015 | ERCOT_2_SPP_S | ERCOT | SPP_S | External | Shoulder | B12 | 200 | 800 | 0 | 40.75 | 40.41 | 8 | 0
2015 | ERCOT_2_SPP_S | ERCOT | SPP_S | External | Shoulder | B13 | 600 | 800 | 0 | 36.73 | 37.99 | 8 | 0
2015 | ERCOT_2_SPP_S | ERCOT | SPP_S | External | Shoulder | B14 | 900 | 800 | 0 | 36.29 | 37.62 | 8 | 0
2015 | ERCOT_2_SPP_S | ERCOT | SPP_S | External | Shoulder | B15 | 1203 | 800 | 0 | 36.29 | 36.35 | 8 | 0
2015 | ERCOT_2_SPP_S | ERCOT | SPP_S | External | Summer | B1 | 10 | 800 | 0 | 51.3 | 53.15 | 8 | 0
2015 | ERCOT_2_SPP_S | ERCOT | SPP_S | External | Summer | B2 | 25 | 800 | 0 | 51.3 | 52.6 | 8 | 0
2015 | ERCOT_2_SPP_S | ERCOT | SPP_S | External | Summer | B3 | 75 | 800 | 0 | 51.3 | 52.6 | 8 | 0
2015 | ERCOT_2_SPP_S | ERCOT | SPP_S | External | Summer | B4 | 100 | 800 | 0 | 51.3 | 50.82 | 8 | 0
2015 | ERCOT_2_SPP_S | ERCOT | SPP_S | External | Summer | B5 | 200 | 800 | 0 | 51.3 | 50.82 | 8 | 0
2015 | ERCOT_2_SPP_S | ERCOT | SPP_S | External | Summer | B6 | 300 | 800 | 0 | 51.3 | 48.88 | 8 | 0
2015 | ERCOT_2_SPP_S | ERCOT | SPP_S | External | Summer | B7 | 400 | 800 | 0 | 48.33 | 43.33 | 8 | 0
2015 | ERCOT_2_SPP_S | ERCOT | SPP_S | External | Summer | B8 | 500 | 800 | 0 | 38.4 | 39.73 | 8 | 0
2015 | ERCOT_2_SPP_S | ERCOT | SPP_S | External | Summer | B9 | 800 | 800 | 0 | 35.4 | 36.35 | 8 | 0
2015 | ERCOT_2_SPP_S | ERCOT | SPP_S | External | Summer | B10 | 1262 | 800 | 0 | 35.27 | 35.1 | 8 | 0
2015 | ERCOT_2_SPP_S | ERCOT | SPP_S | External | Winter | B16 | 25 | 800 | 0 | 51.65 | 54.27 | 8 | 0
2015 | ERCOT_2_SPP_S | ERCOT | SPP_S | External | Winter | B17 | 100 | 800 | 0 | 41.82 | 40.48 | 8 | 0
2015 | ERCOT_2_SPP_S | ERCOT | SPP_S | External | Winter | B18 | 400 | 800 | 0 | 38.39 | 38.73 | 8 | 0
2015 | ERCOT_2_SPP_S | ERCOT | SPP_S | External | Winter | B19 | 700 | 800 | 0 | 38.39 | 38.73 | 8 | 0
2015 | ERCOT_2_SPP_S | ERCOT | SPP_S | External | Winter | B20 | 935 | 800 | 0 | 38.39 | 38.64 | 8 | 0
2015 | MAPP_US_2_RMPA | MAPP_US | RMPA | External | Shoulder | B11 | 25 | 200 | 0 | 40.69 | 46.57 | 8 | 0
2015 | MAPP_US_2_RMPA | MAPP_US | RMPA | External | Shoulder | B12 | 200 | 200 | 0 | 33.39 | 38.52 | 8 | 0
2015 | MAPP_US_2_RMPA | MAPP_US | RMPA | External | Shoulder | B13 | 600 | 200 | 0 | 30.74 | 38.16 | 8 | 0
2015 | MAPP_US_2_RMPA | MAPP_US | RMPA | External | Shoulder | B14 | 900 | 200 | 0 | 30.59 | 38.16 | 8 | 0
2015 | MAPP_US_2_RMPA | MAPP_US | RMPA | External | Shoulder | B15 | 1203 | 200 | 200 | 29.33 | 38.16 | 8 | 0.83
2015 | MAPP_US_2_RMPA | MAPP_US | RMPA | External | Summer | B1 | 10 | 200 | 0 | 51.14 | 57.71 | 8 | 0
2015 | MAPP_US_2_RMPA | MAPP_US | RMPA | External | Summer | B2 | 25 | 200 | 0 | 50.36 | 57.71 | 8 | 0
2015 | MAPP_US_2_RMPA | MAPP_US | RMPA | External | Summer | B3 | 75 | 200 | 0 | 50.36 | 57.71 | 8 | 0
2015 | MAPP_US_2_RMPA | MAPP_US | RMPA | External | Summer | B4 | 100 | 200 | 0 | 50.36 | 51.33 | 8 | 0
2015 | MAPP_US_2_RMPA | MAPP_US | RMPA | External | Summer | B5 | 200 | 200 | 0 | 45.81 | 46.21 | 8 | 0
2015 | MAPP_US_2_RMPA | MAPP_US | RMPA | External | Summer | B6 | 300 | 200 | 0 | 37.15 | 36.71 | 8 | 0
2015 | MAPP_US_2_RMPA | MAPP_US | RMPA | External | Summer | B7 | 400 | 200 | 0 | 29.31 | 36.71 | 8 | 0
2015 | MAPP_US_2_RMPA | MAPP_US | RMPA | External | Summer | B8 | 500 | 200 | 200 | 27.26 | 36.71 | 8 | 1.46
2015 | MAPP_US_2_RMPA | MAPP_US | RMPA | External | Summer | B9 | 800 | 200 | 200 | 27.26 | 36.71 | 8 | 1.46
2015 | MAPP_US_2_RMPA | MAPP_US | RMPA | External | Summer | B10 | 1262 | 200 | 200 | 26.55 | 36.71 | 8 | 2.17
2015 | MAPP_US_2_RMPA | MAPP_US | RMPA | External | Winter | B16 | 25 | 200 | 199.99 | 40.25 | 49.23 | 8 | 0.98
2015 | MAPP_US_2_RMPA | MAPP_US | RMPA | External | Winter | B17 | 100 | 200 | 0 | 34.59 | 40.91 | 8 | 0
2015 | MAPP_US_2_RMPA | MAPP_US | RMPA | External | Winter | B18 | 400 | 200 | 200 | 31.71 | 40.91 | 8 | 1.21
2015 | MAPP_US_2_RMPA | MAPP_US | RMPA | External | Winter | B19 | 700 | 200 | 200 | 31.71 | 40.91 | 8 | 1.21
2015 | MAPP_US_2_RMPA | MAPP_US | RMPA | External | Winter | B20 | 935 | 200 | 5.92 | 28.23 | 36.23 | 8 | 0
2015 | NE_2_RMPA | NE | RMPA | External | Shoulder | B11 | 25 | 310 | 0 | 47.69 | 46.57 | 5 | 0
2015 | NE_2_RMPA | NE | RMPA | External | Shoulder | B12 | 200 | 310 | 0 | 40.39 | 38.52 | 5 | 0
2015 | NE_2_RMPA | NE | RMPA | External | Shoulder | B13 | 600 | 310 | 0 | 37.74 | 38.16 | 5 | 0
2015 | NE_2_RMPA | NE | RMPA | External | Shoulder | B14 | 900 | 310 | 0 | 37.59 | 38.16 | 5 | 0
2015 | NE_2_RMPA | NE | RMPA | External | Shoulder | B15 | 1203 | 310 | 0 | 36.33 | 38.16 | 5 | 0
2015 | NE_2_RMPA | NE | RMPA | External | Summer | B1 | 10 | 310 | 0 | 58.14 | 57.71 | 5 | 0
2015 | NE_2_RMPA | NE | RMPA | External | Summer | B2 | 25 | 310 | 0 | 57.36 | 57.71 | 5 | 0
2015 | NE_2_RMPA | NE | RMPA | External | Summer | B3 | 75 | 310 | 0 | 57.36 | 57.71 | 5 | 0
2015 | NE_2_RMPA | NE | RMPA | External | Summer | B4 | 100 | 310 | 0 | 57.36 | 51.33 | 5 | 0
2015 | NE_2_RMPA | NE | RMPA | External | Summer | B5 | 200 | 310 | 0 | 52.81 | 46.21 | 5 | 0
2015 | NE_2_RMPA | NE | RMPA | External | Summer | B6 | 300 | 310 | 0 | 44.15 | 36.71 | 5 | 0
2015 | NE_2_RMPA | NE | RMPA | External | Summer | B7 | 400 | 310 | 0 | 36.31 | 36.71 | 5 | 0
2015 | NE_2_RMPA | NE | RMPA | External | Summer | B8 | 500 | 310 | 0 | 34.26 | 36.71 | 5 | 0
2015 | NE_2_RMPA | NE | RMPA | External | Summer | B9 | 800 | 310 | 0 | 34.26 | 36.71 | 5 | 0
2015 | NE_2_RMPA | NE | RMPA | External | Summer | B10 | 1262 | 310 | 0 | 33.55 | 36.71 | 5 | 0
2015 | NE_2_RMPA | NE | RMPA | External | Winter | B16 | 25 | 310 | 0 | 47.25 | 49.23 | 5 | 0
2015 | NE_2_RMPA | NE | RMPA | External | Winter | B17 | 100 | 310 | 0 | 40.45 | 40.91 | 5 | 0
2015 | NE_2_RMPA | NE | RMPA | External | Winter | B18 | 400 | 310 | 0 | 38.71 | 40.91 | 5 | 0
2015 | NE_2_RMPA | NE | RMPA | External | Winter | B19 | 700 | 310 | 0 | 38.71 | 40.91 | 5 | 0
2015 | NE_2_RMPA | NE | RMPA | External | Winter | B20 | 935 | 310 | 0 | 35.23 | 36.23 | 5 | 0
2015 | NWPP_Coal_2_MAPP_US | NWPP_Coal | MAPP_US | External | Shoulder | B11 | 25 | 150 | 0 | 38.4 | 40.69 | 8 | 0
2015 | NWPP_Coal_2_MAPP_US | NWPP_Coal | MAPP_US | External | Shoulder | B12 | 200 | 150 | 0 | 38.4 | 33.39 | 8 | 0
2015 | NWPP_Coal_2_MAPP_US | NWPP_Coal | MAPP_US | External | Shoulder | B13 | 600 | 150 | 0 | 38.4 | 30.74 | 8 | 0
2015 | NWPP_Coal_2_MAPP_US | NWPP_Coal | MAPP_US | External | Shoulder | B14 | 900 | 150 | 0 | 38.4 | 30.59 | 8 | 0
2015 | NWPP_Coal_2_MAPP_US | NWPP_Coal | MAPP_US | External | Shoulder | B15 | 1203 | 150 | 0 | 38.4 | 29.33 | 8 | 0
2015 | NWPP_Coal_2_MAPP_US | NWPP_Coal | MAPP_US | External | Summer | B1 | 10 | 150 | 150 | 38.59 | 51.14 | 8 | 4.54
2015 | NWPP_Coal_2_MAPP_US | NWPP_Coal | MAPP_US | External | Summer | B2 | 25 | 150 | 150 | 38.59 | 50.36 | 8 | 3.76
2015 | NWPP_Coal_2_MAPP_US | NWPP_Coal | MAPP_US | External | Summer | B3 | 75 | 150 | 150 | 38.59 | 50.36 | 8 | 3.76
2015 | NWPP_Coal_2_MAPP_US | NWPP_Coal | MAPP_US | External | Summer | B4 | 100 | 150 | 150 | 38.59 | 50.36 | 8 | 3.76
2015 | NWPP_Coal_2_MAPP_US | NWPP_Coal | MAPP_US | External | Summer | B5 | 200 | 150 | 0 | 38.59 | 45.81 | 8 | 0
2015 | NWPP_Coal_2_MAPP_US | NWPP_Coal | MAPP_US | External | Summer | B6 | 300 | 150 | 0 | 38.59 | 37.15 | 8 | 0
2015 | NWPP_Coal_2_MAPP_US | NWPP_Coal | MAPP_US | External | Summer | B7 | 400 | 150 | 0 | 38.59 | 29.31 | 8 | 0
2015 | NWPP_Coal_2_MAPP_US | NWPP_Coal | MAPP_US | External | Summer | B8 | 500 | 150 | 0 | 38.59 | 27.26 | 8 | 0
2015 | NWPP_Coal_2_MAPP_US | NWPP_Coal | MAPP_US | External | Summer | B9 | 800 | 150 | 0 | 38.59 | 27.26 | 8 | 0
2015 | NWPP_Coal_2_MAPP_US | NWPP_Coal | MAPP_US | External | Summer | B10 | 1262 | 150 | 0 | 38.59 | 26.55 | 8 | 0
2015 | NWPP_Coal_2_MAPP_US | NWPP_Coal | MAPP_US | External | Winter | B16 | 25 | 150 | 0 | 41.07 | 40.25 | 8 | 0
2015 | NWPP_Coal_2_MAPP_US | NWPP_Coal | MAPP_US | External | Winter | B17 | 100 | 150 | 0 | 41.07 | 34.59 | 8 | 0
2015 | NWPP_Coal_2_MAPP_US | NWPP_Coal | MAPP_US | External | Winter | B18 | 400 | 150 | 0 | 41.07 | 31.71 | 8 | 0
2015 | NWPP_Coal_2_MAPP_US | NWPP_Coal | MAPP_US | External | Winter | B19 | 700 | 150 | 0 | 41.07 | 31.71 | 8 | 0
2015 | NWPP_Coal_2_MAPP_US | NWPP_Coal | MAPP_US | External | Winter | B20 | 935 | 150 | 0 | 41.07 | 28.23 | 8 | 0
2015 | RMPA_2_MAPP_US | RMPA | MAPP_US | External | Shoulder | B11 | 25 | 200 | 0 | 46.57 | 40.69 | 8 | 0
2015 | RMPA_2_MAPP_US | RMPA | MAPP_US | External | Shoulder | B12 | 200 | 200 | 0 | 38.52 | 33.39 | 8 | 0
2015 | RMPA_2_MAPP_US | RMPA | MAPP_US | External | Shoulder | B13 | 600 | 200 | 0 | 38.16 | 30.74 | 8 | 0
2015 | RMPA_2_MAPP_US | RMPA | MAPP_US | External | Shoulder | B14 | 900 | 200 | 0 | 38.16 | 30.59 | 8 | 0
2015 | RMPA_2_MAPP_US | RMPA | MAPP_US | External | Shoulder | B15 | 1203 | 200 | 0 | 38.16 | 29.33 | 8 | 0
2015 | RMPA_2_MAPP_US | RMPA | MAPP_US | External | Summer | B1 | 10 | 200 | 0 | 57.71 | 51.14 | 8 | 0
2015 | RMPA_2_MAPP_US | RMPA | MAPP_US | External | Summer | B2 | 25 | 200 | 0 | 57.71 | 50.36 | 8 | 0
2015 | RMPA_2_MAPP_US | RMPA | MAPP_US | External | Summer | B3 | 75 | 200 | 0 | 57.71 | 50.36 | 8 | 0
2015 | RMPA_2_MAPP_US | RMPA | MAPP_US | External | Summer | B4 | 100 | 200 | 0 | 51.33 | 50.36 | 8 | 0
2015 | RMPA_2_MAPP_US | RMPA | MAPP_US | External | Summer | B5 | 200 | 200 | 0 | 46.21 | 45.81 | 8 | 0
2015 | RMPA_2_MAPP_US | RMPA | MAPP_US | External | Summer | B6 | 300 | 200 | 0 | 36.71 | 37.15 | 8 | 0
2015 | RMPA_2_MAPP_US | RMPA | MAPP_US | External | Summer | B7 | 400 | 200 | 0 | 36.71 | 29.31 | 8 | 0
2015 | RMPA_2_MAPP_US | RMPA | MAPP_US | External | Summer | B8 | 500 | 200 | 0 | 36.71 | 27.26 | 8 | 0
2015 | RMPA_2_MAPP_US | RMPA | MAPP_US | External | Summer | B9 | 800 | 200 | 0 | 36.71 | 27.26 | 8 | 0
2015 | RMPA_2_MAPP_US | RMPA | MAPP_US | External | Summer | B10 | 1262 | 200 | 0 | 36.71 | 26.55 | 8 | 0
2015 | RMPA_2_MAPP_US | RMPA | MAPP_US | External | Winter | B16 | 25 | 200 | 0 | 49.23 | 40.25 | 8 | 0
2015 | RMPA_2_MAPP_US | RMPA | MAPP_US | External | Winter | B17 | 100 | 200 | 0 | 40.91 | 34.59 | 8 | 0
2015 | RMPA_2_MAPP_US | RMPA | MAPP_US | External | Winter | B18 | 400 | 200 | 0 | 40.91 | 31.71 | 8 | 0
2015 | RMPA_2_MAPP_US | RMPA | MAPP_US | External | Winter | B19 | 700 | 200 | 0 | 40.91 | 31.71 | 8 | 0
2015 | RMPA_2_MAPP_US | RMPA | MAPP_US | External | Winter | B20 | 935 | 200 | 0 | 36.23 | 28.23 | 8 | 0
2015 | RMPA_2_NE | RMPA | NE | External | Shoulder | B11 | 25 | 310 | 0 | 46.57 | 47.69 | 8 | 0
2015 | RMPA_2_NE | RMPA | NE | External | Shoulder | B12 | 200 | 310 | 0 | 38.52 | 40.39 | 8 | 0
2015 | RMPA_2_NE | RMPA | NE | External | Shoulder | B13 | 600 | 310 | 0 | 38.16 | 37.74 | 8 | 0
2015 | RMPA_2_NE | RMPA | NE | External | Shoulder | B14 | 900 | 310 | 0 | 38.16 | 37.59 | 8 | 0
2015 | RMPA_2_NE | RMPA | NE | External | Shoulder | B15 | 1203 | 310 | 0 | 38.16 | 36.33 | 8 | 0
2015 | RMPA_2_NE | RMPA | NE | External | Summer | B1 | 10 | 310 | 0 | 57.71 | 58.14 | 8 | 0
2015 | RMPA_2_NE | RMPA | NE | External | Summer | B2 | 25 | 310 | 0 | 57.71 | 57.36 | 8 | 0
2015 | RMPA_2_NE | RMPA | NE | External | Summer | B3 | 75 | 310 | 0 | 57.71 | 57.36 | 8 | 0
2015 | RMPA_2_NE | RMPA | NE | External | Summer | B4 | 100 | 310 | 0 | 51.33 | 57.36 | 8 | 0
2015 | RMPA_2_NE | RMPA | NE | External | Summer | B5 | 200 | 310 | 0 | 46.21 | 52.81 | 8 | 0
2015 | RMPA_2_NE | RMPA | NE | External | Summer | B6 | 300 | 310 | 0 | 36.71 | 44.15 | 8 | 0
2015 | RMPA_2_NE | RMPA | NE | External | Summer | B7 | 400 | 310 | 0 | 36.71 | 36.31 | 8 | 0
2015 | RMPA_2_NE | RMPA | NE | External | Summer | B8 | 500 | 310 | 0 | 36.71 | 34.26 | 8 | 0
2015 | RMPA_2_NE | RMPA | NE | External | Summer | B9 | 800 | 310 | 0 | 36.71 | 34.26 | 8 | 0
2015 | RMPA_2_NE | RMPA | NE | External | Summer | B10 | 1262 | 310 | 0 | 36.71 | 33.55 | 8 | 0
2015 | RMPA_2_NE | RMPA | NE | External | Winter | B16 | 25 | 310 | 0 | 49.23 | 47.25 | 8 | 0
2015 | RMPA_2_NE | RMPA | NE | External | Winter | B17 | 100 | 310 | 0 | 40.91 | 40.45 | 8 | 0
2015 | RMPA_2_NE | RMPA | NE | External | Winter | B18 | 400 | 310 | 0 | 40.91 | 38.71 | 8 | 0
2015 | RMPA_2_NE | RMPA | NE | External | Winter | B19 | 700 | 310 | 0 | 40.91 | 38.71 | 8 | 0
2015 | RMPA_2_NE | RMPA | NE | External | Winter | B20 | 935 | 310 | 0 | 36.23 | 35.23 | 8 | 0
2015 | RMPA_2_SPP_N | RMPA | SPP_N | External | Shoulder | B11 | 25 | 210 | 209.96 | 46.57 | 54.69 | 8 | 0.12
2015 | RMPA_2_SPP_N | RMPA | SPP_N | External | Shoulder | B12 | 200 | 210 | 0 | 38.52 | 40.4 | 8 | 0
2015 | RMPA_2_SPP_N | RMPA | SPP_N | External | Shoulder | B13 | 600 | 210 | 0 | 38.16 | 37.98 | 8 | 0
2015 | RMPA_2_SPP_N | RMPA | SPP_N | External | Shoulder | B14 | 900 | 210 | 0 | 38.16 | 37.6 | 8 | 0
2015 | RMPA_2_SPP_N | RMPA | SPP_N | External | Shoulder | B15 | 1203 | 210 | 0 | 38.16 | 36.34 | 8 | 0
2015 | RMPA_2_SPP_N | RMPA | SPP_N | External | Summer | B1 | 10 | 210 | 0 | 57.71 | 58.76 | 8 | 0
2015 | RMPA_2_SPP_N | RMPA | SPP_N | External | Summer | B2 | 25 | 210 | 0 | 57.71 | 58.76 | 8 | 0
2015 | RMPA_2_SPP_N | RMPA | SPP_N | External | Summer | B3 | 75 | 210 | 0 | 57.71 | 58.76 | 8 | 0
2015 | RMPA_2_SPP_N | RMPA | SPP_N | External | Summer | B4 | 100 | 210 | 0 | 51.33 | 58.76 | 8 | 0
2015 | RMPA_2_SPP_N | RMPA | SPP_N | External | Summer | B5 | 200 | 210 | 0 | 46.21 | 52.82 | 8 | 0
2015 | RMPA_2_SPP_N | RMPA | SPP_N | External | Summer | B6 | 300 | 210 | 210 | 36.71 | 48.87 | 8 | 4.16
2015 | RMPA_2_SPP_N | RMPA | SPP_N | External | Summer | B7 | 400 | 210 | 0 | 36.71 | 43.31 | 8 | 0
2015 | RMPA_2_SPP_N | RMPA | SPP_N | External | Summer | B8 | 500 | 210 | 0 | 36.71 | 39.72 | 8 | 0
2015 | RMPA_2_SPP_N | RMPA | SPP_N | External | Summer | B9 | 800 | 210 | 0 | 36.71 | 36.34 | 8 | 0
2015 | RMPA_2_SPP_N | RMPA | SPP_N | External | Summer | B10 | 1262 | 210 | 0 | 36.71 | 35.09 | 8 | 0
2015 | RMPA_2_SPP_N | RMPA | SPP_N | External | Winter | B16 | 25 | 210 | 0 | 49.23 | 54.25 | 8 | 0
2015 | RMPA_2_SPP_N | RMPA | SPP_N | External | Winter | B17 | 100 | 210 | 0 | 40.91 | 40.47 | 8 | 0
2015 | RMPA_2_SPP_N | RMPA | SPP_N | External | Winter | B18 | 400 | 210 | 0 | 40.91 | 38.72 | 8 | 0
2015 | RMPA_2_SPP_N | RMPA | SPP_N | External | Winter | B19 | 700 | 210 | 0 | 40.91 | 38.72 | 8 | 0
2015 | RMPA_2_SPP_N | RMPA | SPP_N | External | Winter | B20 | 935 | 210 | 0 | 36.23 | 38.63 | 8 | 0
2015 | SPP_N_2_RMPA | SPP_N | RMPA | External | Shoulder | B11 | 25 | 210 | 0 | 54.69 | 46.57 | 5 | 0
2015 | SPP_N_2_RMPA | SPP_N | RMPA | External | Shoulder | B12 | 200 | 210 | 0 | 40.4 | 38.52 | 5 | 0
2015 | SPP_N_2_RMPA | SPP_N | RMPA | External | Shoulder | B13 | 600 | 210 | 0 | 37.98 | 38.16 | 5 | 0
2015 | SPP_N_2_RMPA | SPP_N | RMPA | External | Shoulder | B14 | 900 | 210 | 0 | 37.6 | 38.16 | 5 | 0
2015 | SPP_N_2_RMPA | SPP_N | RMPA | External | Shoulder | B15 | 1203 | 210 | 0 | 36.34 | 38.16 | 5 | 0
2015 | SPP_N_2_RMPA | SPP_N | RMPA | External | Summer | B1 | 10 | 210 | 0 | 58.76 | 57.71 | 5 | 0
2015 | SPP_N_2_RMPA | SPP_N | RMPA | External | Summer | B2 | 25 | 210 | 0 | 58.76 | 57.71 | 5 | 0
2015 | SPP_N_2_RMPA | SPP_N | RMPA | External | Summer | B3 | 75 | 210 | 0 | 58.76 | 57.71 | 5 | 0
2015 | SPP_N_2_RMPA | SPP_N | RMPA | External | Summer | B4 | 100 | 210 | 0 | 58.76 | 51.33 | 5 | 0
2015 | SPP_N_2_RMPA | SPP_N | RMPA | External | Summer | B5 | 200 | 210 | 0 | 52.82 | 46.21 | 5 | 0
2015 | SPP_N_2_RMPA | SPP_N | RMPA | External | Summer | B6 | 300 | 210 | 0 | 48.87 | 36.71 | 5 | 0
2015 | SPP_N_2_RMPA | SPP_N | RMPA | External | Summer | B7 | 400 | 210 | 0 | 43.31 | 36.71 | 5 | 0
2015 | SPP_N_2_RMPA | SPP_N | RMPA | External | Summer | B8 | 500 | 210 | 0 | 39.72 | 36.71 | 5 | 0
2015 | SPP_N_2_RMPA | SPP_N | RMPA | External | Summer | B9 | 800 | 210 | 0 | 36.34 | 36.71 | 5 | 0
2015 | SPP_N_2_RMPA | SPP_N | RMPA | External | Summer | B10 | 1262 | 210 | 0 | 35.09 | 36.71 | 5 | 0
2015 | SPP_N_2_RMPA | SPP_N | RMPA | External | Winter | B16 | 25 | 210 | 0 | 54.25 | 49.23 | 5 | 0
2015 | SPP_N_2_RMPA | SPP_N | RMPA | External | Winter | B17 | 100 | 210 | 0 | 40.47 | 40.91 | 5 | 0
2015 | SPP_N_2_RMPA | SPP_N | RMPA | External | Winter | B18 | 400 | 210 | 0 | 38.72 | 40.91 | 5 | 0
2015 | SPP_N_2_RMPA | SPP_N | RMPA | External | Winter | B19 | 700 | 210 | 0 | 38.72 | 40.91 | 5 | 0
2015 | SPP_N_2_RMPA | SPP_N | RMPA | External | Winter | B20 | 935 | 210 | 0 | 38.63 | 36.23 | 5 | 0
2015 | SPP_S_2_ERCOT | SPP_S | ERCOT | External | Shoulder | B11 | 25 | 800 | 0 | 52.2 | 52.82 | 5 | 0
2015 | SPP_S_2_ERCOT | SPP_S | ERCOT | External | Shoulder | B12 | 200 | 800 | 0 | 40.41 | 40.75 | 5 | 0
2015 | SPP_S_2_ERCOT | SPP_S | ERCOT | External | Shoulder | B13 | 600 | 800 | 0 | 37.99 | 36.73 | 5 | 0
2015 | SPP_S_2_ERCOT | SPP_S | ERCOT | External | Shoulder | B14 | 900 | 800 | 0 | 37.62 | 36.29 | 5 | 0
2015 | SPP_S_2_ERCOT | SPP_S | ERCOT | External | Shoulder | B15 | 1203 | 800 | 0 | 36.35 | 36.29 | 5 | 0
2015 | SPP_S_2_ERCOT | SPP_S | ERCOT | External | Summer | B1 | 10 | 800 | 0 | 53.15 | 51.3 | 5 | 0
2015 | SPP_S_2_ERCOT | SPP_S | ERCOT | External | Summer | B2 | 25 | 800 | 0 | 52.6 | 51.3 | 5 | 0
2015 | SPP_S_2_ERCOT | SPP_S | ERCOT | External | Summer | B3 | 75 | 800 | 0 | 52.6 | 51.3 | 5 | 0
2015 | SPP_S_2_ERCOT | SPP_S | ERCOT | External | Summer | B4 | 100 | 800 | 0 | 50.82 | 51.3 | 5 | 0
2015 | SPP_S_2_ERCOT | SPP_S | ERCOT | External | Summer | B5 | 200 | 800 | 0 | 50.82 | 51.3 | 5 | 0
2015 | SPP_S_2_ERCOT | SPP_S | ERCOT | External | Summer | B6 | 300 | 800 | 0 | 48.88 | 51.3 | 5 | 0
2015 | SPP_S_2_ERCOT | SPP_S | ERCOT | External | Summer | B7 | 400 | 800 | 394.01 | 43.33 | 48.33 | 5 | 0
2015 | SPP_S_2_ERCOT | SPP_S | ERCOT | External | Summer | B8 | 500 | 800 | 0 | 39.73 | 38.4 | 5 | 0
2015 | SPP_S_2_ERCOT | SPP_S | ERCOT | External | Summer | B9 | 800 | 800 | 0 | 36.35 | 35.4 | 5 | 0
2015 | SPP_S_2_ERCOT | SPP_S | ERCOT | External | Summer | B10 | 1262 | 800 | 0 | 35.1 | 35.27 | 5 | 0
2015 | SPP_S_2_ERCOT | SPP_S | ERCOT | External | Winter | B16 | 25 | 800 | 0 | 54.27 | 51.65 | 5 | 0
2015 | SPP_S_2_ERCOT | SPP_S | ERCOT | External | Winter | B17 | 100 | 800 | 0 | 40.48 | 41.82 | 5 | 0
2015 | SPP_S_2_ERCOT | SPP_S | ERCOT | External | Winter | B18 | 400 | 800 | 0 | 38.73 | 38.39 | 5 | 0
2015 | SPP_S_2_ERCOT | SPP_S | ERCOT | External | Winter | B19 | 700 | 800 | 0 | 38.73 | 38.39 | 5 | 0
2015 | SPP_S_2_ERCOT | SPP_S | ERCOT | External | Winter | B20 | 935 | 800 | 0 | 38.64 | 38.39 | 5 | 0
2020 | AZ_NM_SNV_Coal_2_SPP_S | AZ_NM_SNV_Coal | SPP_S | External | Shoulder | B11 | 25 | 400 | 400 | 46.37 | 57.84 | 8.17 | 3.3
2020 | AZ_NM_SNV_Coal_2_SPP_S | AZ_NM_SNV_Coal | SPP_S | External | Shoulder | B12 | 200 | 400 | 0 | 44.78 | 42.22 | 8.17 | 0
2020 | AZ_NM_SNV_Coal_2_SPP_S | AZ_NM_SNV_Coal | SPP_S | External | Shoulder | B13 | 600 | 400 | 0 | 44.78 | 41.6 | 8.17 | 0
2020 | AZ_NM_SNV_Coal_2_SPP_S | AZ_NM_SNV_Coal | SPP_S | External | Shoulder | B14 | 900 | 400 | 0 | 44.78 | 40.58 | 8.17 | 0
2020 | AZ_NM_SNV_Coal_2_SPP_S | AZ_NM_SNV_Coal | SPP_S | External | Shoulder | B15 | 1203 | 400 | 0 | 41.53 | 40.2 | 8.17 | 0
2020 | AZ_NM_SNV_Coal_2_SPP_S | AZ_NM_SNV_Coal | SPP_S | External | Summer | B1 | 10 | 400 | 0 | 65.8 | 60.05 | 8.17 | 0
2020 | AZ_NM_SNV_Coal_2_SPP_S | AZ_NM_SNV_Coal | SPP_S | External | Summer | B2 | 25 | 400 | 0 | 65.8 | 58.32 | 8.17 | 0
2020 | AZ_NM_SNV_Coal_2_SPP_S | AZ_NM_SNV_Coal | SPP_S | External | Summer | B3 | 75 | 400 | 0 | 65.8 | 58.32 | 8.17 | 0
2020 | AZ_NM_SNV_Coal_2_SPP_S | AZ_NM_SNV_Coal | SPP_S | External | Summer | B4 | 100 | 400 | 0 | 65.8 | 56.69 | 8.17 | 0
2020 | AZ_NM_SNV_Coal_2_SPP_S | AZ_NM_SNV_Coal | SPP_S | External | Summer | B5 | 200 | 400 | 0 | 55.79 | 56.34 | 8.17 | 0
2020 | AZ_NM_SNV_Coal_2_SPP_S | AZ_NM_SNV_Coal | SPP_S | External | Summer | B6 | 300 | 400 | 0 | 47.83 | 55.88 | 8.17 | 0
2020 | AZ_NM_SNV_Coal_2_SPP_S | AZ_NM_SNV_Coal | SPP_S | External | Summer | B7 | 400 | 400 | 0 | 47.65 | 48.48 | 8.17 | 0
2020 | AZ_NM_SNV_Coal_2_SPP_S | AZ_NM_SNV_Coal | SPP_S | External | Summer | B8 | 500 | 400 | 0 | 47.64 | 41.3 | 8.17 | 0
2020 | AZ_NM_SNV_Coal_2_SPP_S | AZ_NM_SNV_Coal | SPP_S | External | Summer | B9 | 800 | 400 | 0 | 47.63 | 40.22 | 8.17 | 0
2020 | AZ_NM_SNV_Coal_2_SPP_S | AZ_NM_SNV_Coal | SPP_S | External | Summer | B10 | 1262 | 400 | 0 | 42.54 | 39.06 | 8.17 | 0
2020 | AZ_NM_SNV_Coal_2_SPP_S | AZ_NM_SNV_Coal | SPP_S | External | Winter | B16 | 25 | 400 | 399.99 | 48.68 | 57.64 | 8.17 | 0.79
2020 | AZ_NM_SNV_Coal_2_SPP_S | AZ_NM_SNV_Coal | SPP_S | External | Winter | B17 | 100 | 400 | 0 | 47.51 | 44.6 | 8.17 | 0
2020 | AZ_NM_SNV_Coal_2_SPP_S | AZ_NM_SNV_Coal | SPP_S | External | Winter | B18 | 400 | 400 | 0 | 47.33 | 43.07 | 8.17 | 0
2020 | AZ_NM_SNV_Coal_2_SPP_S | AZ_NM_SNV_Coal | SPP_S | External | Winter | B19 | 700 | 400 | 0 | 47.33 | 42.84 | 8.17 | 0
2020 | AZ_NM_SNV_Coal_2_SPP_S | AZ_NM_SNV_Coal | SPP_S | External | Winter | B20 | 935 | 400 | 0 | 44.43 | 42.75 | 8.17 | 0
2020 | ERCOT_2_SPP_S | ERCOT | SPP_S | External | Shoulder | B11 | 25 | 800 | 0 | 58.4 | 57.84 | 8 | 0
2020 | ERCOT_2_SPP_S | ERCOT | SPP_S | External | Shoulder | B12 | 200 | 800 | 0 | 44.77 | 42.22 | 8 | 0
2020 | ERCOT_2_SPP_S | ERCOT | SPP_S | External | Shoulder | B13 | 600 | 800 | 0 | 40.04 | 41.6 | 8 | 0
2020 | ERCOT_2_SPP_S | ERCOT | SPP_S | External | Shoulder | B14 | 900 | 800 | 0 | 40.04 | 40.58 | 8 | 0
2020 | ERCOT_2_SPP_S | ERCOT | SPP_S | External | Shoulder | B15 | 1203 | 800 | 0 | 40.04 | 40.2 | 8 | 0
2020 | ERCOT_2_SPP_S | ERCOT | SPP_S | External | Summer | B1 | 10 | 800 | 0 | 67.49 | 60.05 | 8 | 0
2020 | ERCOT_2_SPP_S | ERCOT | SPP_S | External | Summer | B2 | 25 | 800 | 0 | 56.77 | 58.32 | 8 | 0
2020 | ERCOT_2_SPP_S | ERCOT | SPP_S | External | Summer | B3 | 75 | 800 | 0 | 56.77 | 58.32 | 8 | 0
2020 | ERCOT_2_SPP_S | ERCOT | SPP_S | External | Summer | B4 | 100 | 800 | 0 | 56.77 | 56.69 | 8 | 0
2020 | ERCOT_2_SPP_S | ERCOT | SPP_S | External | Summer | B5 | 200 | 800 | 0 | 56.77 | 56.34 | 8 | 0
2020 | ERCOT_2_SPP_S | ERCOT | SPP_S | External | Summer | B6 | 300 | 800 | 0 | 56.77 | 55.88 | 8 | 0
2020 | ERCOT_2_SPP_S | ERCOT | SPP_S | External | Summer | B7 | 400 | 800 | 0 | 53.48 | 48.48 | 8 | 0
2020 | ERCOT_2_SPP_S | ERCOT | SPP_S | External | Summer | B8 | 500 | 800 | 0 | 42.43 | 41.3 | 8 | 0
2020 | ERCOT_2_SPP_S | ERCOT | SPP_S | External | Summer | B9 | 800 | 800 | 0 | 38.95 | 40.22 | 8 | 0
2020 | ERCOT_2_SPP_S | ERCOT | SPP_S | External | Summer | B10 | 1262 | 800 | 0 | 38.95 | 39.06 | 8 | 0
2020 | ERCOT_2_SPP_S | ERCOT | SPP_S | External | Winter | B16 | 25 | 800 | 0 | 59.69 | 57.64 | 8 | 0
2020 | ERCOT_2_SPP_S | ERCOT | SPP_S | External | Winter | B17 | 100 | 800 | 0 | 43.01 | 44.6 | 8 | 0
2020 | ERCOT_2_SPP_S | ERCOT | SPP_S | External | Winter | B18 | 400 | 800 | 0 | 42.4 | 43.07 | 8 | 0
2020 | ERCOT_2_SPP_S | ERCOT | SPP_S | External | Winter | B19 | 700 | 800 | 0 | 42.4 | 42.84 | 8 | 0
2020 | ERCOT_2_SPP_S | ERCOT | SPP_S | External | Winter | B20 | 935 | 800 | 0 | 42.4 | 42.75 | 8 | 0
2020 | MAPP_US_2_RMPA | MAPP_US | RMPA | External | Shoulder | B11 | 25 | 200 | 0 | 55.25 | 54.26 | 8 | 0
2020 | MAPP_US_2_RMPA | MAPP_US | RMPA | External | Shoulder | B12 | 200 | 200 | 0 | 38.27 | 44.03 | 8 | 0
2020 | MAPP_US_2_RMPA | MAPP_US | RMPA | External | Shoulder | B13 | 600 | 200 | 200 | 34.58 | 43.61 | 8 | 1.03
2020 | MAPP_US_2_RMPA | MAPP_US | RMPA | External | Shoulder | B14 | 900 | 200 | 200 | 34.58 | 43.61 | 8 | 1.03
2020 | MAPP_US_2_RMPA | MAPP_US | RMPA | External | Shoulder | B15 | 1203 | 200 | 200 | 34.58 | 43.61 | 8 | 1.03
2020 | MAPP_US_2_RMPA | MAPP_US | RMPA | External | Summer | B1 | 10 | 200 | 0.02 | 58.05 | 65.22 | 8 | 0
2020 | MAPP_US_2_RMPA | MAPP_US | RMPA | External | Summer | B2 | 25 | 200 | 0.02 | 57.47 | 65.22 | 8 | 0
2020 | MAPP_US_2_RMPA | MAPP_US | RMPA | External | Summer | B3 | 75 | 200 | 0 | 57.47 | 65.22 | 8 | 0
2020 | MAPP_US_2_RMPA | MAPP_US | RMPA | External | Summer | B4 | 100 | 200 | 0 | 57.14 | 57.64 | 8 | 0
2020 | MAPP_US_2_RMPA | MAPP_US | RMPA | External | Summer | B5 | 200 | 200 | 0 | 55.58 | 55.79 | 8 | 0
2020 | MAPP_US_2_RMPA | MAPP_US | RMPA | External | Summer | B6 | 300 | 200 | 0 | 46.35 | 45.35 | 8 | 0
2020 | MAPP_US_2_RMPA | MAPP_US | RMPA | External | Summer | B7 | 400 | 200 | 0 | 34.47 | 41.93 | 8 | 0
2020 | MAPP_US_2_RMPA | MAPP_US | RMPA | External | Summer | B8 | 500 | 200 | 200 | 33.19 | 41.93 | 8 | 0.74
2020 | MAPP_US_2_RMPA | MAPP_US | RMPA | External | Summer | B9 | 800 | 200 | 200 | 33.19 | 41.93 | 8 | 0.74
2020 | MAPP_US_2_RMPA | MAPP_US | RMPA | External | Summer | B10 | 1262 | 200 | 200 | 29 | 40.88 | 8 | 3.88
2020 | MAPP_US_2_RMPA | MAPP_US | RMPA | External | Winter | B16 | 25 | 200 | 166.58 | 49.12 | 57.12 | 8 | 0
2020 | MAPP_US_2_RMPA | MAPP_US | RMPA | External | Winter | B17 | 100 | 200 | 0 | 39.28 | 46.79 | 8 | 0
2020 | MAPP_US_2_RMPA | MAPP_US | RMPA | External | Winter | B18 | 400 | 200 | 200 | 36.04 | 46.79 | 8 | 2.74
2020 | MAPP_US_2_RMPA | MAPP_US | RMPA | External | Winter | B19 | 700 | 200 | 200 | 36.04 | 46.79 | 8 | 2.74
2020 | MAPP_US_2_RMPA | MAPP_US | RMPA | External | Winter | B20 | 935 | 200 | 0 | 33.83 | 41.32 | 8 | 0
2020 | NE_2_RMPA | NE | RMPA | External | Shoulder | B11 | 25 | 310 | 0 | 62.25 | 54.26 | 5 | 0
2020 | NE_2_RMPA | NE | RMPA | External | Shoulder | B12 | 200 | 310 | 0 | 42.19 | 44.03 | 5 | 0
2020 | NE_2_RMPA | NE | RMPA | External | Shoulder | B13 | 600 | 310 | 0 | 41.58 | 43.61 | 5 | 0
2020 | NE_2_RMPA | NE | RMPA | External | Shoulder | B14 | 900 | 310 | 0 | 40.56 | 43.61 | 5 | 0
2020 | NE_2_RMPA | NE | RMPA | External | Shoulder | B15 | 1203 | 310 | 0 | 40.17 | 43.61 | 5 | 0
2020 | NE_2_RMPA | NE | RMPA | External | Summer | B1 | 10 | 310 | 0 | 65.05 | 65.22 | 5 | 0
2020 | NE_2_RMPA | NE | RMPA | External | Summer | B2 | 25 | 310 | 0 | 64.47 | 65.22 | 5 | 0
2020 | NE_2_RMPA | NE | RMPA | External | Summer | B3 | 75 | 310 | 0 | 64.47 | 65.22 | 5 | 0
2020 | NE_2_RMPA | NE | RMPA | External | Summer | B4 | 100 | 310 | 0 | 64.14 | 57.64 | 5 | 0
2020 | NE_2_RMPA | NE | RMPA | External | Summer | B5 | 200 | 310 | 0 | 62.58 | 55.79 | 5 | 0
2020 | NE_2_RMPA | NE | RMPA | External | Summer | B6 | 300 | 310 | 0 | 53.35 | 45.35 | 5 | 0
2020 | NE_2_RMPA | NE | RMPA | External | Summer | B7 | 400 | 310 | 0 | 41.47 | 41.93 | 5 | 0
2020 | NE_2_RMPA | NE | RMPA | External | Summer | B8 | 500 | 310 | 0 | 40.19 | 41.93 | 5 | 0
2020 | NE_2_RMPA | NE | RMPA | External | Summer | B9 | 800 | 310 | 0 | 40.19 | 41.93 | 5 | 0
2020 | NE_2_RMPA | NE | RMPA | External | Summer | B10 | 1262 | 310 | 0 | 36 | 40.88 | 5 | 0
2020 | NE_2_RMPA | NE | RMPA | External | Winter | B16 | 25 | 310 | 0 | 56.12 | 57.12 | 5 | 0
2020 | NE_2_RMPA | NE | RMPA | External | Winter | B17 | 100 | 310 | 0 | 44.57 | 46.79 | 5 | 0
2020 | NE_2_RMPA | NE | RMPA | External | Winter | B18 | 400 | 310 | 0 | 43.04 | 46.79 | 5 | 0
2020 | NE_2_RMPA | NE | RMPA | External | Winter | B19 | 700 | 310 | 0 | 42.82 | 46.79 | 5 | 0
2020 | NE_2_RMPA | NE | RMPA | External | Winter | B20 | 935 | 310 | 0 | 40.83 | 41.32 | 5 | 0
2020 | NWPP_Coal_2_MAPP_US | NWPP_Coal | MAPP_US | External | Shoulder | B11 | 25 | 150 | 149.99 | 46.36 | 55.25 | 8 | 0.88
2020 | NWPP_Coal_2_MAPP_US | NWPP_Coal | MAPP_US | External | Shoulder | B12 | 200 | 150 | 0 | 46.36 | 38.27 | 8 | 0
2020 | NWPP_Coal_2_MAPP_US | NWPP_Coal | MAPP_US | External | Shoulder | B13 | 600 | 150 | 0 | 46.36 | 34.58 | 8 | 0
2020 | NWPP_Coal_2_MAPP_US | NWPP_Coal | MAPP_US | External | Shoulder | B14 | 900 | 150 | 0 | 46.36 | 34.58 | 8 | 0
2020 | NWPP_Coal_2_MAPP_US | NWPP_Coal | MAPP_US | External | Shoulder | B15 | 1203 | 150 | 0 | 46.36 | 34.58 | 8 | 0
2020 | NWPP_Coal_2_MAPP_US | NWPP_Coal | MAPP_US | External | Summer | B1 | 10 | 150 | 0 | 56.07 | 58.05 | 8 | 0
2020 | NWPP_Coal_2_MAPP_US | NWPP_Coal | MAPP_US | External | Summer | B2 | 25 | 150 | 0 | 56.07 | 57.47 | 8 | 0
2020 | NWPP_Coal_2_MAPP_US | NWPP_Coal | MAPP_US | External | Summer | B3 | 75 | 150 | 150 | 47.63 | 57.47 | 8 | 1.84
2020 | NWPP_Coal_2_MAPP_US | NWPP_Coal | MAPP_US | External | Summer | B4 | 100 | 150 | 150 | 47.63 | 57.14 | 8 | 1.51
2020 | NWPP_Coal_2_MAPP_US | NWPP_Coal | MAPP_US | External | Summer | B5 | 200 | 150 | 0.01 | 47.63 | 55.58 | 8 | 0
2020 | NWPP_Coal_2_MAPP_US | NWPP_Coal | MAPP_US | External | Summer | B6 | 300 | 150 | 0 | 47.63 | 46.35 | 8 | 0
2020 | NWPP_Coal_2_MAPP_US | NWPP_Coal | MAPP_US | External | Summer | B7 | 400 | 150 | 0 | 47.63 | 34.47 | 8 | 0
2020 | NWPP_Coal_2_MAPP_US | NWPP_Coal | MAPP_US | External | Summer | B8 | 500 | 150 | 0 | 47.63 | 33.19 | 8 | 0
2020 | NWPP_Coal_2_MAPP_US | NWPP_Coal | MAPP_US | External | Summer | B9 | 800 | 150 | 0 | 47.63 | 33.19 | 8 | 0
2020 | NWPP_Coal_2_MAPP_US | NWPP_Coal | MAPP_US | External | Summer | B10 | 1262 | 150 | 0 | 47.63 | 29 | 8 | 0
2020 | NWPP_Coal_2_MAPP_US | NWPP_Coal | MAPP_US | External | Winter | B16 | 25 | 150 | 0 | 49.49 | 49.12 | 8 | 0
2020 | NWPP_Coal_2_MAPP_US | NWPP_Coal | MAPP_US | External | Winter | B17 | 100 | 150 | 0 | 49.49 | 39.28 | 8 | 0
2020 | NWPP_Coal_2_MAPP_US | NWPP_Coal | MAPP_US | External | Winter | B18 | 400 | 150 | 0 | 49.49 | 36.04 | 8 | 0
2020 | NWPP_Coal_2_MAPP_US | NWPP_Coal | MAPP_US | External | Winter | B19 | 700 | 150 | 0 | 49.49 | 36.04 | 8 | 0
2020 | NWPP_Coal_2_MAPP_US | NWPP_Coal | MAPP_US | External | Winter | B20 | 935 | 150 | 0 | 49.49 | 33.83 | 8 | 0
2020 | RMPA_2_MAPP_US | RMPA | MAPP_US | External | Shoulder | B11 | 25 | 200 | 0 | 54.26 | 55.25 | 8 | 0
2020 | RMPA_2_MAPP_US | RMPA | MAPP_US | External | Shoulder | B12 | 200 | 200 | 0 | 44.03 | 38.27 | 8 | 0
2020 | RMPA_2_MAPP_US | RMPA | MAPP_US | External | Shoulder | B13 | 600 | 200 | 0 | 43.61 | 34.58 | 8 | 0
2020 | RMPA_2_MAPP_US | RMPA | MAPP_US | External | Shoulder | B14 | 900 | 200 | 0 | 43.61 | 34.58 | 8 | 0
2020 | RMPA_2_MAPP_US | RMPA | MAPP_US | External | Shoulder | B15 | 1203 | 200 | 0 | 43.61 | 34.58 | 8 | 0
2020 | RMPA_2_MAPP_US | RMPA | MAPP_US | External | Summer | B1 | 10 | 200 | 0 | 65.22 | 58.05 | 8 | 0
2020 | RMPA_2_MAPP_US | RMPA | MAPP_US | External | Summer | B2 | 25 | 200 | 0 | 65.22 | 57.47 | 8 | 0
2020 | RMPA_2_MAPP_US | RMPA | MAPP_US | External | Summer | B3 | 75 | 200 | 0 | 65.22 | 57.47 | 8 | 0
2020 | RMPA_2_MAPP_US | RMPA | MAPP_US | External | Summer | B4 | 100 | 200 | 0 | 57.64 | 57.14 | 8 | 0
2020 | RMPA_2_MAPP_US | RMPA | MAPP_US | External | Summer | B5 | 200 | 200 | 0 | 55.79 | 55.58 | 8 | 0
2020 | RMPA_2_MAPP_US | RMPA | MAPP_US | External | Summer | B6 | 300 | 200 | 0 | 45.35 | 46.35 | 8 | 0
2020 | RMPA_2_MAPP_US | RMPA | MAPP_US | External | Summer | B7 | 400 | 200 | 0 | 41.93 | 34.47 | 8 | 0
2020 | RMPA_2_MAPP_US | RMPA | MAPP_US | External | Summer | B8 | 500 | 200 | 0 | 41.93 | 33.19 | 8 | 0
2020 | RMPA_2_MAPP_US | RMPA | MAPP_US | External | Summer | B9 | 800 | 200 | 0 | 41.93 | 33.19 | 8 | 0
2020 | RMPA_2_MAPP_US | RMPA | MAPP_US | External | Summer | B10 | 1262 | 200 | 0 | 40.88 | 29 | 8 | 0
2020 | RMPA_2_MAPP_US | RMPA | MAPP_US | External | Winter | B16 | 25 | 200 | 0 | 57.12 | 49.12 | 8 | 0
2020 | RMPA_2_MAPP_US | RMPA | MAPP_US | External | Winter | B17 | 100 | 200 | 0 | 46.79 | 39.28 | 8 | 0
2020 | RMPA_2_MAPP_US | RMPA | MAPP_US | External | Winter | B18 | 400 | 200 | 0 | 46.79 | 36.04 | 8 | 0
2020 | RMPA_2_MAPP_US | RMPA | MAPP_US | External | Winter | B19 | 700 | 200 | 0 | 46.79 | 36.04 | 8 | 0
2020 | RMPA_2_MAPP_US | RMPA | MAPP_US | External | Winter | B20 | 935 | 200 | 0 | 41.32 | 33.83 | 8 | 0
2020 | RMPA_2_NE | RMPA | NE | External | Shoulder | B11 | 25 | 310 | 0.47 | 54.26 | 62.25 | 8 | 0
2020 | RMPA_2_NE | RMPA | NE | External | Shoulder | B12 | 200 | 310 | 0 | 44.03 | 42.19 | 8 | 0
2020 | RMPA_2_NE | RMPA | NE | External | Shoulder | B13 | 600 | 310 | 0 | 43.61 | 41.58 | 8 | 0
2020 | RMPA_2_NE | RMPA | NE | External | Shoulder | B14 | 900 | 310 | 0 | 43.61 | 40.56 | 8 | 0
2020 | RMPA_2_NE | RMPA | NE | External | Shoulder | B15 | 1203 | 310 | 0 | 43.61 | 40.17 | 8 | 0
2020 | RMPA_2_NE | RMPA | NE | External | Summer | B1 | 10 | 310 | 0 | 65.22 | 65.05 | 8 | 0
2020 | RMPA_2_NE | RMPA | NE | External | Summer | B2 | 25 | 310 | 0 | 65.22 | 64.47 | 8 | 0
2020 | RMPA_2_NE | RMPA | NE | External | Summer | B3 | 75 | 310 | 0 | 65.22 | 64.47 | 8 | 0
2020 | RMPA_2_NE | RMPA | NE | External | Summer | B4 | 100 | 310 | 0 | 57.64 | 64.14 | 8 | 0
2020 | RMPA_2_NE | RMPA | NE | External | Summer | B5 | 200 | 310 | 0 | 55.79 | 62.58 | 8 | 0
2020 | RMPA_2_NE | RMPA | NE | External | Summer | B6 | 300 | 310 | 149.21 | 45.35 | 53.35 | 8 | 0
2020 | RMPA_2_NE | RMPA | NE | External | Summer | B7 | 400 | 310 | 0 | 41.93 | 41.47 | 8 | 0
2020 | RMPA_2_NE | RMPA | NE | External | Summer | B8 | 500 | 310 | 0 | 41.93 | 40.19 | 8 | 0
2020 | RMPA_2_NE | RMPA | NE | External | Summer | B9 | 800 | 310 | 0 | 41.93 | 40.19 | 8 | 0
2020 | RMPA_2_NE | RMPA | NE | External | Summer | B10 | 1262 | 310 | 0 | 40.88 | 36 | 8 | 0
2020 | RMPA_2_NE | RMPA | NE | External | Winter | B16 | 25 | 310 | 0 | 57.12 | 56.12 | 8 | 0
2020 | RMPA_2_NE | RMPA | NE | External | Winter | B17 | 100 | 310 | 0 | 46.79 | 44.57 | 8 | 0
2020 | RMPA_2_NE | RMPA | NE | External | Winter | B18 | 400 | 310 | 0 | 46.79 | 43.04 | 8 | 0
2020 | RMPA_2_NE | RMPA | NE | External | Winter | B19 | 700 | 310 | 0 | 46.79 | 42.82 | 8 | 0
2020 | RMPA_2_NE | RMPA | NE | External | Winter | B20 | 935 | 310 | 0 | 41.32 | 40.83 | 8 | 0
2020 | RMPA_2_SPP_N | RMPA | SPP_N | External | Shoulder | B11 | 25 | 210 | 161.64 | 54.26 | 62.26 | 8 | 0
2020 | RMPA_2_SPP_N | RMPA | SPP_N | External | Shoulder | B12 | 200 | 210 | 0 | 44.03 | 42.21 | 8 | 0
2020 | RMPA_2_SPP_N | RMPA | SPP_N | External | Shoulder | B13 | 600 | 210 | 0 | 43.61 | 41.59 | 8 | 0
2020 | RMPA_2_SPP_N | RMPA | SPP_N | External | Shoulder | B14 | 900 | 210 | 0 | 43.61 | 40.57 | 8 | 0
2020 | RMPA_2_SPP_N | RMPA | SPP_N | External | Shoulder | B15 | 1203 | 210 | 0 | 43.61 | 40.19 | 8 | 0
2020 | RMPA_2_SPP_N | RMPA | SPP_N | External | Summer | B1 | 10 | 210 | 0 | 65.22 | 66.03 | 8 | 0
2020 | RMPA_2_SPP_N | RMPA | SPP_N | External | Summer | B2 | 25 | 210 | 0 | 65.22 | 66.03 | 8 | 0
2020 | RMPA_2_SPP_N | RMPA | SPP_N | External | Summer | B3 | 75 | 210 | 0 | 65.22 | 66.03 | 8 | 0
2020 | RMPA_2_SPP_N | RMPA | SPP_N | External | Summer | B4 | 100 | 210 | 63.84 | 57.64 | 65.64 | 8 | 0
2020 | RMPA_2_SPP_N | RMPA | SPP_N | External | Summer | B5 | 200 | 210 | 0 | 55.79 | 62.59 | 8 | 0
2020 | RMPA_2_SPP_N | RMPA | SPP_N | External | Summer | B6 | 300 | 210 | 210 | 45.35 | 55.86 | 8 | 2.51
2020 | RMPA_2_SPP_N | RMPA | SPP_N | External | Summer | B7 | 400 | 210 | 0 | 41.93 | 48.47 | 8 | 0
2020 | RMPA_2_SPP_N | RMPA | SPP_N | External | Summer | B8 | 500 | 210 | 0 | 41.93 | 41.29 | 8 | 0
2020 | RMPA_2_SPP_N | RMPA | SPP_N | External | Summer | B9 | 800 | 210 | 0 | 41.93 | 40.2 | 8 | 0
2020 | RMPA_2_SPP_N | RMPA | SPP_N | External | Summer | B10 | 1262 | 210 | 0 | 40.88 | 36.11 | 8 | 0
2020 | RMPA_2_SPP_N | RMPA | SPP_N | External | Winter | B16 | 25 | 210 | 0 | 57.12 | 57.63 | 8 | 0
2020 | RMPA_2_SPP_N | RMPA | SPP_N | External | Winter | B17 | 100 | 210 | 0 | 46.79 | 44.58 | 8 | 0
2020 | RMPA_2_SPP_N | RMPA | SPP_N | External | Winter | B18 | 400 | 210 | 0 | 46.79 | 43.06 | 8 | 0
2020 | RMPA_2_SPP_N | RMPA | SPP_N | External | Winter | B19 | 700 | 210 | 0 | 46.79 | 42.83 | 8 | 0
2020 | RMPA_2_SPP_N | RMPA | SPP_N | External | Winter | B20 | 935 | 210 | 0 | 41.32 | 42.74 | 8 | 0
2020 | SPP_N_2_RMPA | SPP_N | RMPA | External | Shoulder | B11 | 25 | 210 | 0 | 62.26 | 54.26 | 5 | 0
2020 | SPP_N_2_RMPA | SPP_N | RMPA | External | Shoulder | B12 | 200 | 210 | 0 | 42.21 | 44.03 | 5 | 0
2020 | SPP_N_2_RMPA | SPP_N | RMPA | External | Shoulder | B13 | 600 | 210 | 0 | 41.59 | 43.61 | 5 | 0
2020 | SPP_N_2_RMPA | SPP_N | RMPA | External | Shoulder | B14 | 900 | 210 | 0 | 40.57 | 43.61 | 5 | 0
2020 | SPP_N_2_RMPA | SPP_N | RMPA | External | Shoulder | B15 | 1203 | 210 | 0 | 40.19 | 43.61 | 5 | 0
2020 | SPP_N_2_RMPA | SPP_N | RMPA | External | Summer | B1 | 10 | 210 | 0 | 66.03 | 65.22 | 5 | 0
2020 | SPP_N_2_RMPA | SPP_N | RMPA | External | Summer | B2 | 25 | 210 | 0 | 66.03 | 65.22 | 5 | 0
2020 | SPP_N_2_RMPA | SPP_N | RMPA | External | Summer | B3 | 75 | 210 | 0 | 66.03 | 65.22 | 5 | 0
2020 | SPP_N_2_RMPA | SPP_N | RMPA | External | Summer | B4 | 100 | 210 | 0 | 65.64 | 57.64 | 5 | 0
2020 | SPP_N_2_RMPA | SPP_N | RMPA | External | Summer | B5 | 200 | 210 | 0 | 62.59 | 55.79 | 5 | 0
2020 | SPP_N_2_RMPA | SPP_N | RMPA | External | Summer | B6 | 300 | 210 | 0 | 55.86 | 45.35 | 5 | 0
2020 | SPP_N_2_RMPA | SPP_N | RMPA | External | Summer | B7 | 400 | 210 | 0 | 48.47 | 41.93 | 5 | 0
2020 | SPP_N_2_RMPA | SPP_N | RMPA | External | Summer | B8 | 500 | 210 | 0 | 41.29 | 41.93 | 5 | 0
2020 | SPP_N_2_RMPA | SPP_N | RMPA | External | Summer | B9 | 800 | 210 | 0 | 40.2 | 41.93 | 5 | 0
2020 | SPP_N_2_RMPA | SPP_N | RMPA | External | Summer | B10 | 1262 | 210 | 0 | 36.11 | 40.88 | 5 | 0
2020 | SPP_N_2_RMPA | SPP_N | RMPA | External | Winter | B16 | 25 | 210 | 0 | 57.63 | 57.12 | 5 | 0
2020 | SPP_N_2_RMPA | SPP_N | RMPA | External | Winter | B17 | 100 | 210 | 0 | 44.58 | 46.79 | 5 | 0
2020 | SPP_N_2_RMPA | SPP_N | RMPA | External | Winter | B18 | 400 | 210 | 0 | 43.06 | 46.79 | 5 | 0
2020 | SPP_N_2_RMPA | SPP_N | RMPA | External | Winter | B19 | 700 | 210 | 0 | 42.83 | 46.79 | 5 | 0
2020 | SPP_N_2_RMPA | SPP_N | RMPA | External | Winter | B20 | 935 | 210 | 0 | 42.74 | 41.32 | 5 | 0
2020 | SPP_S_2_ERCOT | SPP_S | ERCOT | External | Shoulder | B11 | 25 | 800 | 0 | 57.84 | 58.4 | 5 | 0
2020 | SPP_S_2_ERCOT | SPP_S | ERCOT | External | Shoulder | B12 | 200 | 800 | 0 | 42.22 | 44.77 | 5 | 0
2020 | SPP_S_2_ERCOT | SPP_S | ERCOT | External | Shoulder | B13 | 600 | 800 | 0 | 41.6 | 40.04 | 5 | 0
2020 | SPP_S_2_ERCOT | SPP_S | ERCOT | External | Shoulder | B14 | 900 | 800 | 0 | 40.58 | 40.04 | 5 | 0
2020 | SPP_S_2_ERCOT | SPP_S | ERCOT | External | Shoulder | B15 | 1203 | 800 | 0 | 40.2 | 40.04 | 5 | 0
2020 | SPP_S_2_ERCOT | SPP_S | ERCOT | External | Summer | B1 | 10 | 800 | 799.99 | 60.05 | 67.49 | 5 | 2.43
2020 | SPP_S_2_ERCOT | SPP_S | ERCOT | External | Summer | B2 | 25 | 800 | 0 | 58.32 | 56.77 | 5 | 0
2020 | SPP_S_2_ERCOT | SPP_S | ERCOT | External | Summer | B3 | 75 | 800 | 0 | 58.32 | 56.77 | 5 | 0
2020 | SPP_S_2_ERCOT | SPP_S | ERCOT | External | Summer | B4 | 100 | 800 | 0 | 56.69 | 56.77 | 5 | 0
2020 | SPP_S_2_ERCOT | SPP_S | ERCOT | External | Summer | B5 | 200 | 800 | 0 | 56.34 | 56.77 | 5 | 0
2020 | SPP_S_2_ERCOT | SPP_S | ERCOT | External | Summer | B6 | 300 | 800 | 0 | 55.88 | 56.77 | 5 | 0
2020 | SPP_S_2_ERCOT | SPP_S | ERCOT | External | Summer | B7 | 400 | 800 | 570.67 | 48.48 | 53.48 | 5 | 0
2020 | SPP_S_2_ERCOT | SPP_S | ERCOT | External | Summer | B8 | 500 | 800 | 0 | 41.3 | 42.43 | 5 | 0
2020 | SPP_S_2_ERCOT | SPP_S | ERCOT | External | Summer | B9 | 800 | 800 | 0 | 40.22 | 38.95 | 5 | 0
2020 | SPP_S_2_ERCOT | SPP_S | ERCOT | External | Summer | B10 | 1262 | 800 | 0 | 39.06 | 38.95 | 5 | 0
2020 | SPP_S_2_ERCOT | SPP_S | ERCOT | External | Winter | B16 | 25 | 800 | 0 | 57.64 | 59.69 | 5 | 0
2020 | SPP_S_2_ERCOT | SPP_S | ERCOT | External | Winter | B17 | 100 | 800 | 0 | 44.6 | 43.01 | 5 | 0
2020 | SPP_S_2_ERCOT | SPP_S | ERCOT | External | Winter | B18 | 400 | 800 | 0 | 43.07 | 42.4 | 5 | 0
2020 | SPP_S_2_ERCOT | SPP_S | ERCOT | External | Winter | B19 | 700 | 800 | 0 | 42.84 | 42.4 | 5 | 0
2020 | SPP_S_2_ERCOT | SPP_S | ERCOT | External | Winter | B20 | 935 | 800 | 0 | 42.75 | 42.4 | 5 | 0
2025 | AZ_NM_SNV_Coal_2_SPP_S | AZ_NM_SNV_Coal | SPP_S | External | Shoulder | B11 | 25 | 400 | 400 | 52.65 | 64.71 | 8.17 | 3.89
2025 | AZ_NM_SNV_Coal_2_SPP_S | AZ_NM_SNV_Coal | SPP_S | External | Shoulder | B12 | 200 | 400 | 0 | 52.64 | 47.85 | 8.17 | 0
2025 | AZ_NM_SNV_Coal_2_SPP_S | AZ_NM_SNV_Coal | SPP_S | External | Shoulder | B13 | 600 | 400 | 0 | 52.63 | 45.12 | 8.17 | 0
2025 | AZ_NM_SNV_Coal_2_SPP_S | AZ_NM_SNV_Coal | SPP_S | External | Shoulder | B14 | 900 | 400 | 0 | 52.63 | 44.88 | 8.17 | 0
2025 | AZ_NM_SNV_Coal_2_SPP_S | AZ_NM_SNV_Coal | SPP_S | External | Shoulder | B15 | 1203 | 400 | 0 | 46.41 | 44.78 | 8.17 | 0
2025 | AZ_NM_SNV_Coal_2_SPP_S | AZ_NM_SNV_Coal | SPP_S | External | Summer | B1 | 10 | 400 | 0 | 85.09 | 69.84 | 8.17 | 0
2025 | AZ_NM_SNV_Coal_2_SPP_S | AZ_NM_SNV_Coal | SPP_S | External | Summer | B2 | 25 | 400 | 0 | 76.88 | 70.69 | 8.17 | 0
2025 | AZ_NM_SNV_Coal_2_SPP_S | AZ_NM_SNV_Coal | SPP_S | External | Summer | B3 | 75 | 400 | 0 | 76.88 | 65.61 | 8.17 | 0
2025 | AZ_NM_SNV_Coal_2_SPP_S | AZ_NM_SNV_Coal | SPP_S | External | Summer | B4 | 100 | 400 | 0 | 76.88 | 65.23 | 8.17 | 0
2025 | AZ_NM_SNV_Coal_2_SPP_S | AZ_NM_SNV_Coal | SPP_S | External | Summer | B5 | 200 | 400 | 0 | 73.38 | 63.01 | 8.17 | 0
2025 | AZ_NM_SNV_Coal_2_SPP_S | AZ_NM_SNV_Coal | SPP_S | External | Summer | B6 | 300 | 400 | 0 | 62.63 | 62.49 | 8.17 | 0
2025 | AZ_NM_SNV_Coal_2_SPP_S | AZ_NM_SNV_Coal | SPP_S | External | Summer | B7 | 400 | 400 | 0 | 56.13 | 52.85 | 8.17 | 0
2025 | AZ_NM_SNV_Coal_2_SPP_S | AZ_NM_SNV_Coal | SPP_S | External | Summer | B8 | 500 | 400 | 0 | 55.2 | 45.34 | 8.17 | 0
2025 | AZ_NM_SNV_Coal_2_SPP_S | AZ_NM_SNV_Coal | SPP_S | External | Summer | B9 | 800 | 400 | 0 | 53.64 | 43.37 | 8.17 | 0
2025 | AZ_NM_SNV_Coal_2_SPP_S | AZ_NM_SNV_Coal | SPP_S | External | Summer | B10 | 1262 | 400 | 0 | 51.15 | 43.27 | 8.17 | 0
2025 | AZ_NM_SNV_Coal_2_SPP_S | AZ_NM_SNV_Coal | SPP_S | External | Winter | B16 | 25 | 400 | 400 | 56.16 | 68.58 | 8.17 | 4.26
2025 | AZ_NM_SNV_Coal_2_SPP_S | AZ_NM_SNV_Coal | SPP_S | External | Winter | B17 | 100 | 400 | 0 | 55.67 | 50.02 | 8.17 | 0
2025 | AZ_NM_SNV_Coal_2_SPP_S | AZ_NM_SNV_Coal | SPP_S | External | Winter | B18 | 400 | 400 | 0 | 55.53 | 48.26 | 8.17 | 0
2025 | AZ_NM_SNV_Coal_2_SPP_S | AZ_NM_SNV_Coal | SPP_S | External | Winter | B19 | 700 | 400 | 0 | 55.53 | 47.83 | 8.17 | 0
2025 | AZ_NM_SNV_Coal_2_SPP_S | AZ_NM_SNV_Coal | SPP_S | External | Winter | B20 | 935 | 400 | 0 | 49.65 | 45.12 | 8.17 | 0
2025 | ERCOT_2_SPP_S | ERCOT | SPP_S | External | Shoulder | B11 | 25 | 800 | 0 | 65.35 | 64.71 | 8 | 0
2025 | ERCOT_2_SPP_S | ERCOT | SPP_S | External | Shoulder | B12 | 200 | 800 | 0 | 52.85 | 47.85 | 8 | 0
2025 | ERCOT_2_SPP_S | ERCOT | SPP_S | External | Shoulder | B13 | 600 | 800 | 0 | 44.71 | 45.12 | 8 | 0
2025 | ERCOT_2_SPP_S | ERCOT | SPP_S | External | Shoulder | B14 | 900 | 800 | 0 | 44.71 | 44.88 | 8 | 0
2025 | ERCOT_2_SPP_S | ERCOT | SPP_S | External | Shoulder | B15 | 1203 | 800 | 0 | 44.71 | 44.78 | 8 | 0
2025 | ERCOT_2_SPP_S | ERCOT | SPP_S | External | Summer | B1 | 10 | 800 | 0 | 74.84 | 69.84 | 8 | 0
2025 | ERCOT_2_SPP_S | ERCOT | SPP_S | External | Summer | B2 | 25 | 800 | 0 | 74.84 | 70.69 | 8 | 0
2025 | ERCOT_2_SPP_S | ERCOT | SPP_S | External | Summer | B3 | 75 | 800 | 0 | 63.53 | 65.61 | 8 | 0
2025 | ERCOT_2_SPP_S | ERCOT | SPP_S | External | Summer | B4 | 100 | 800 | 0 | 63.53 | 65.23 | 8 | 0
2025 | ERCOT_2_SPP_S | ERCOT | SPP_S | External | Summer | B5 | 200 | 800 | 0 | 63.53 | 63.01 | 8 | 0
2025 | ERCOT_2_SPP_S | ERCOT | SPP_S | External | Summer | B6 | 300 | 800 | 0 | 63.53 | 62.49 | 8 | 0
2025 | ERCOT_2_SPP_S | ERCOT | SPP_S | External | Summer | B7 | 400 | 800 | 0 | 63.53 | 52.85 | 8 | 0
2025 | ERCOT_2_SPP_S | ERCOT | SPP_S | External | Summer | B8 | 500 | 800 | 0 | 47.41 | 45.34 | 8 | 0
2025 | ERCOT_2_SPP_S | ERCOT | SPP_S | External | Summer | B9 | 800 | 800 | 0 | 43.49 | 43.37 | 8 | 0
2025 | ERCOT_2_SPP_S | ERCOT | SPP_S | External | Summer | B10 | 1262 | 800 | 0 | 43.49 | 43.27 | 8 | 0
2025 | ERCOT_2_SPP_S | ERCOT | SPP_S | External | Winter | B16 | 25 | 800 | 0 | 69.26 | 68.58 | 8 | 0
2025 | ERCOT_2_SPP_S | ERCOT | SPP_S | External | Winter | B17 | 100 | 800 | 0 | 51.63 | 50.02 | 8 | 0
2025 | ERCOT_2_SPP_S | ERCOT | SPP_S | External | Winter | B18 | 400 | 800 | 0 | 47.34 | 48.26 | 8 | 0
2025 | ERCOT_2_SPP_S | ERCOT | SPP_S | External | Winter | B19 | 700 | 800 | 0 | 47.34 | 47.83 | 8 | 0
2025 | ERCOT_2_SPP_S | ERCOT | SPP_S | External | Winter | B20 | 935 | 800 | 0 | 47.34 | 45.12 | 8 | 0
2025 | MAPP_US_2_RMPA | MAPP_US | RMPA | External | Shoulder | B11 | 25 | 200 | 0 | 63.08 | 48.96 | 8 | 0
2025 | MAPP_US_2_RMPA | MAPP_US | RMPA | External | Shoulder | B12 | 200 | 200 | 0 | 43.93 | 48.96 | 8 | 0
2025 | MAPP_US_2_RMPA | MAPP_US | RMPA | External | Shoulder | B13 | 600 | 200 | 200 | 40.67 | 48.96 | 8 | 0.29
2025 | MAPP_US_2_RMPA | MAPP_US | RMPA | External | Shoulder | B14 | 900 | 200 | 200 | 40.67 | 48.96 | 8 | 0.29
2025 | MAPP_US_2_RMPA | MAPP_US | RMPA | External | Shoulder | B15 | 1203 | 200 | 78.52 | 40.67 | 48.67 | 8 | 0
2025 | MAPP_US_2_RMPA | MAPP_US | RMPA | External | Summer | B1 | 10 | 200 | 0 | 80.57 | 72.57 | 8 | 0
2025 | MAPP_US_2_RMPA | MAPP_US | RMPA | External | Summer | B2 | 25 | 200 | 0 | 69.49 | 72.57 | 8 | 0
2025 | MAPP_US_2_RMPA | MAPP_US | RMPA | External | Summer | B3 | 75 | 200 | 0 | 66.58 | 72.57 | 8 | 0
2025 | MAPP_US_2_RMPA | MAPP_US | RMPA | External | Summer | B4 | 100 | 200 | 0 | 65.42 | 68.71 | 8 | 0
2025 | MAPP_US_2_RMPA | MAPP_US | RMPA | External | Summer | B5 | 200 | 200 | 0 | 63.98 | 62.52 | 8 | 0
2025 | MAPP_US_2_RMPA | MAPP_US | RMPA | External | Summer | B6 | 300 | 200 | 0 | 55.46 | 54.46 | 8 | 0
2025 | MAPP_US_2_RMPA | MAPP_US | RMPA | External | Summer | B7 | 400 | 200 | 0 | 45.82 | 47.04 | 8 | 0
2025 | MAPP_US_2_RMPA | MAPP_US | RMPA | External | Summer | B8 | 500 | 200 | 200 | 36.35 | 47.04 | 8 | 2.69
2025 | MAPP_US_2_RMPA | MAPP_US | RMPA | External | Summer | B9 | 800 | 200 | 200 | 36.35 | 45.48 | 8 | 1.13
2025 | MAPP_US_2_RMPA | MAPP_US | RMPA | External | Summer | B10 | 1262 | 200 | 200 | 33.11 | 45.11 | 8 | 4
2025 | MAPP_US_2_RMPA | MAPP_US | RMPA | External | Winter | B16 | 25 | 200 | 0 | 63.26 | 64.32 | 8 | 0
2025 | MAPP_US_2_RMPA | MAPP_US | RMPA | External | Winter | B17 | 100 | 200 | 0 | 47.13 | 52.57 | 8 | 0
2025 | MAPP_US_2_RMPA | MAPP_US | RMPA | External | Winter | B18 | 400 | 200 | 200 | 42.57 | 52.57 | 8 | 2.01
2025 | MAPP_US_2_RMPA | MAPP_US | RMPA | External | Winter | B19 | 700 | 200 | 200 | 42.57 | 52.57 | 8 | 2.01
2025 | MAPP_US_2_RMPA | MAPP_US | RMPA | External | Winter | B20 | 935 | 200 | 0 | 38.1 | 43.64 | 8 | 0
2025 | NE_2_RMPA | NE | RMPA | External | Shoulder | B11 | 25 | 310 | 0 | 70.08 | 48.96 | 5 | 0
2025 | NE_2_RMPA | NE | RMPA | External | Shoulder | B12 | 200 | 310 | 0 | 48.24 | 48.96 | 5 | 0
2025 | NE_2_RMPA | NE | RMPA | External | Shoulder | B13 | 600 | 310 | 0 | 46.3 | 48.96 | 5 | 0
2025 | NE_2_RMPA | NE | RMPA | External | Shoulder | B14 | 900 | 310 | 0 | 44.88 | 48.96 | 5 | 0
2025 | NE_2_RMPA | NE | RMPA | External | Shoulder | B15 | 1203 | 310 | 0 | 44.76 | 48.67 | 5 | 0
2025 | NE_2_RMPA | NE | RMPA | External | Summer | B1 | 10 | 310 | 0 | 82.57 | 72.57 | 5 | 0
2025 | NE_2_RMPA | NE | RMPA | External | Summer | B2 | 25 | 310 | 0 | 76.49 | 72.57 | 5 | 0
2025 | NE_2_RMPA | NE | RMPA | External | Summer | B3 | 75 | 310 | 0 | 73.58 | 72.57 | 5 | 0
2025 | NE_2_RMPA | NE | RMPA | External | Summer | B4 | 100 | 310 | 0 | 72.42 | 68.71 | 5 | 0
2025 | NE_2_RMPA | NE | RMPA | External | Summer | B5 | 200 | 310 | 0 | 70.98 | 62.52 | 5 | 0
2025 | NE_2_RMPA | NE | RMPA | External | Summer | B6 | 300 | 310 | 0 | 62.46 | 54.46 | 5 | 0
2025 | NE_2_RMPA | NE | RMPA | External | Summer | B7 | 400 | 310 | 0 | 52.82 | 47.04 | 5 | 0
2025 | NE_2_RMPA | NE | RMPA | External | Summer | B8 | 500 | 310 | 0 | 43.35 | 47.04 | 5 | 0
2025 | NE_2_RMPA | NE | RMPA | External | Summer | B9 | 800 | 310 | 0 | 43.35 | 45.48 | 5 | 0
2025 | NE_2_RMPA | NE | RMPA | External | Summer | B10 | 1262 | 310 | 66.18 | 40.11 | 45.11 | 5 | 0
2025 | NE_2_RMPA | NE | RMPA | External | Winter | B16 | 25 | 310 | 0 | 70.26 | 64.32 | 5 | 0
2025 | NE_2_RMPA | NE | RMPA | External | Winter | B17 | 100 | 310 | 0 | 50 | 52.57 | 5 | 0
2025 | NE_2_RMPA | NE | RMPA | External | Winter | B18 | 400 | 310 | 0 | 48.24 | 52.57 | 5 | 0
2025 | NE_2_RMPA | NE | RMPA | External | Winter | B19 | 700 | 310 | 0 | 47.81 | 52.57 | 5 | 0
2025 | NE_2_RMPA | NE | RMPA | External | Winter | B20 | 935 | 310 | 0 | 45.1 | 43.64 | 5 | 0
2025 | NWPP_Coal_2_MAPP_US | NWPP_Coal | MAPP_US | External | Shoulder | B11 | 25 | 150 | 150 | 52.63 | 63.08 | 8 | 2.46
2025 | NWPP_Coal_2_MAPP_US | NWPP_Coal | MAPP_US | External | Shoulder | B12 | 200 | 150 | 0 | 52.63 | 43.93 | 8 | 0
2025 | NWPP_Coal_2_MAPP_US | NWPP_Coal | MAPP_US | External | Shoulder | B13 | 600 | 150 | 0 | 52.63 | 40.67 | 8 | 0
2025 | NWPP_Coal_2_MAPP_US | NWPP_Coal | MAPP_US | External | Shoulder | B14 | 900 | 150 | 0 | 52.63 | 40.67 | 8 | 0
2025 | NWPP_Coal_2_MAPP_US | NWPP_Coal | MAPP_US | External | Shoulder | B15 | 1203 | 150 | 0 | 52.63 | 40.67 | 8 | 0
2025 | NWPP_Coal_2_MAPP_US | NWPP_Coal | MAPP_US | External | Summer | B1 | 10 | 150 | 150 | 53.64 | 80.57 | 8 | 18.93
2025 | NWPP_Coal_2_MAPP_US | NWPP_Coal | MAPP_US | External | Summer | B2 | 25 | 150 | 150 | 53.64 | 69.49 | 8 | 7.85
2025 | NWPP_Coal_2_MAPP_US | NWPP_Coal | MAPP_US | External | Summer | B3 | 75 | 150 | 150 | 53.64 | 66.58 | 8 | 4.94
2025 | NWPP_Coal_2_MAPP_US | NWPP_Coal | MAPP_US | External | Summer | B4 | 100 | 150 | 150 | 53.64 | 65.42 | 8 | 3.77
2025 | NWPP_Coal_2_MAPP_US | NWPP_Coal | MAPP_US | External | Summer | B5 | 200 | 150 | 150 | 53.64 | 63.98 | 8 | 2.34
2025 | NWPP_Coal_2_MAPP_US | NWPP_Coal | MAPP_US | External | Summer | B6 | 300 | 150 | 0 | 53.64 | 55.46 | 8 | 0
2025 | NWPP_Coal_2_MAPP_US | NWPP_Coal | MAPP_US | External | Summer | B7 | 400 | 150 | 0 | 53.64 | 45.82 | 8 | 0
2025 | NWPP_Coal_2_MAPP_US | NWPP_Coal | MAPP_US | External | Summer | B8 | 500 | 150 | 0 | 53.64 | 36.35 | 8 | 0
2025 | NWPP_Coal_2_MAPP_US | NWPP_Coal | MAPP_US | External | Summer | B9 | 800 | 150 | 0 | 53.64 | 36.35 | 8 | 0
2025 | NWPP_Coal_2_MAPP_US | NWPP_Coal | MAPP_US | External | Summer | B10 | 1262 | 150 | 0 | 53.64 | 33.11 | 8 | 0
2025 | NWPP_Coal_2_MAPP_US | NWPP_Coal | MAPP_US | External | Winter | B16 | 25 | 150 | 0 | 56.16 | 63.26 | 8 | 0
2025 | NWPP_Coal_2_MAPP_US | NWPP_Coal | MAPP_US | External | Winter | B17 | 100 | 150 | 0 | 56.16 | 47.13 | 8 | 0
2025 | NWPP_Coal_2_MAPP_US | NWPP_Coal | MAPP_US | External | Winter | B18 | 400 | 150 | 0 | 56.16 | 42.57 | 8 | 0
2025 | NWPP_Coal_2_MAPP_US | NWPP_Coal | MAPP_US | External | Winter | B19 | 700 | 150 | 0 | 56.16 | 42.57 | 8 | 0
2025 | NWPP_Coal_2_MAPP_US | NWPP_Coal | MAPP_US | External | Winter | B20 | 935 | 150 | 0 | 56.16 | 38.1 | 8 | 0
2025 | RMPA_2_MAPP_US | RMPA | MAPP_US | External | Shoulder | B11 | 25 | 200 | 200 | 48.96 | 63.08 | 8 | 6.12
2025 | RMPA_2_MAPP_US | RMPA | MAPP_US | External | Shoulder | B12 | 200 | 200 | 0 | 48.96 | 43.93 | 8 | 0
2025 | RMPA_2_MAPP_US | RMPA | MAPP_US | External | Shoulder | B13 | 600 | 200 | 0 | 48.96 | 40.67 | 8 | 0
2025 | RMPA_2_MAPP_US | RMPA | MAPP_US | External | Shoulder | B14 | 900 | 200 | 0 | 48.96 | 40.67 | 8 | 0
2025 | RMPA_2_MAPP_US | RMPA | MAPP_US | External | Shoulder | B15 | 1203 | 200 | 0 | 48.67 | 40.67 | 8 | 0
2025 | RMPA_2_MAPP_US | RMPA | MAPP_US | External | Summer | B1 | 10 | 200 | 152.07 | 72.57 | 80.57 | 8 | 0
2025 | RMPA_2_MAPP_US | RMPA | MAPP_US | External | Summer | B2 | 25 | 200 | 0 | 72.57 | 69.49 | 8 | 0
2025 | RMPA_2_MAPP_US | RMPA | MAPP_US | External | Summer | B3 | 75 | 200 | 0 | 72.57 | 66.58 | 8 | 0
2025 | RMPA_2_MAPP_US | RMPA | MAPP_US | External | Summer | B4 | 100 | 200 | 0 | 68.71 | 65.42 | 8 | 0
2025 | RMPA_2_MAPP_US | RMPA | MAPP_US | External | Summer | B5 | 200 | 200 | 0 | 62.52 | 63.98 | 8 | 0
2025 | RMPA_2_MAPP_US | RMPA | MAPP_US | External | Summer | B6 | 300 | 200 | 0 | 54.46 | 55.46 | 8 | 0
2025 | RMPA_2_MAPP_US | RMPA | MAPP_US | External | Summer | B7 | 400 | 200 | 0 | 47.04 | 45.82 | 8 | 0
2025 | RMPA_2_MAPP_US | RMPA | MAPP_US | External | Summer | B8 | 500 | 200 | 0 | 47.04 | 36.35 | 8 | 0
2025 | RMPA_2_MAPP_US | RMPA | MAPP_US | External | Summer | B9 | 800 | 200 | 0 | 45.48 | 36.35 | 8 | 0
2025 | RMPA_2_MAPP_US | RMPA | MAPP_US | External | Summer | B10 | 1262 | 200 | 0 | 45.11 | 33.11 | 8 | 0
2025 | RMPA_2_MAPP_US | RMPA | MAPP_US | External | Winter | B16 | 25 | 200 | 0 | 64.32 | 63.26 | 8 | 0
2025 | RMPA_2_MAPP_US | RMPA | MAPP_US | External | Winter | B17 | 100 | 200 | 0 | 52.57 | 47.13 | 8 | 0
2025 | RMPA_2_MAPP_US | RMPA | MAPP_US | External | Winter | B18 | 400 | 200 | 0 | 52.57 | 42.57 | 8 | 0
2025 | RMPA_2_MAPP_US | RMPA | MAPP_US | External | Winter | B19 | 700 | 200 | 0 | 52.57 | 42.57 | 8 | 0
2025 | RMPA_2_MAPP_US | RMPA | MAPP_US | External | Winter | B20 | 935 | 200 | 0 | 43.64 | 38.1 | 8 | 0
2025 | RMPA_2_NE | RMPA | NE | External | Shoulder | B11 | 25 | 310 | 310 | 48.96 | 70.08 | 8 | 13.12
2025 | RMPA_2_NE | RMPA | NE | External | Shoulder | B12 | 200 | 310 | 0 | 48.96 | 48.24 | 8 | 0
2025 | RMPA_2_NE | RMPA | NE | External | Shoulder | B13 | 600 | 310 | 0 | 48.96 | 46.3 | 8 | 0
2025 | RMPA_2_NE | RMPA | NE | External | Shoulder | B14 | 900 | 310 | 0 | 48.96 | 44.88 | 8 | 0
2025 | RMPA_2_NE | RMPA | NE | External | Shoulder | B15 | 1203 | 310 | 0 | 48.67 | 44.76 | 8 | 0
2025 | RMPA_2_NE | RMPA | NE | External | Summer | B1 | 10 | 310 | 309.99 | 72.57 | 82.57 | 8 | 2
2025 | RMPA_2_NE | RMPA | NE | External | Summer | B2 | 25 | 310 | 0 | 72.57 | 76.49 | 8 | 0
2025 | RMPA_2_NE | RMPA | NE | External | Summer | B3 | 75 | 310 | 0 | 72.57 | 73.58 | 8 | 0
2025 | RMPA_2_NE | RMPA | NE | External | Summer | B4 | 100 | 310 | 0 | 68.71 | 72.42 | 8 | 0
2025 | RMPA_2_NE | RMPA | NE | External | Summer | B5 | 200 | 310 | 310 | 62.52 | 70.98 | 8 | 0.46
2025 | RMPA_2_NE | RMPA | NE | External | Summer | B6 | 300 | 310 | 79.45 | 54.46 | 62.46 | 8 | 0
2025 | RMPA_2_NE | RMPA | NE | External | Summer | B7 | 400 | 310 | 0 | 47.04 | 52.82 | 8 | 0
2025 | RMPA_2_NE | RMPA | NE | External | Summer | B8 | 500 | 310 | 0 | 47.04 | 43.35 | 8 | 0
2025 | RMPA_2_NE | RMPA | NE | External | Summer | B9 | 800 | 310 | 0 | 45.48 | 43.35 | 8 | 0
2025 | RMPA_2_NE | RMPA | NE | External | Summer | B10 | 1262 | 310 | 0 | 45.11 | 40.11 | 8 | 0
2025 | RMPA_2_NE | RMPA | NE | External | Winter | B16 | 25 | 310 | 0 | 64.32 | 70.26 | 8 | 0
2025 | RMPA_2_NE | RMPA | NE | External | Winter | B17 | 100 | 310 | 0 | 52.57 | 50 | 8 | 0
2025 | RMPA_2_NE | RMPA | NE | External | Winter | B18 | 400 | 310 | 0 | 52.57 | 48.24 | 8 | 0
2025 | RMPA_2_NE | RMPA | NE | External | Winter | B19 | 700 | 310 | 0 | 52.57 | 47.81 | 8 | 0
2025 | RMPA_2_NE | RMPA | NE | External | Winter | B20 | 935 | 310 | 0 | 43.64 | 45.1 | 8 | 0
2025 | RMPA_2_SPP_N | RMPA | SPP_N | External | Shoulder | B11 | 25 | 210 | 210 | 48.96 | 70.09 | 8 | 13.13
2025 | RMPA_2_SPP_N | RMPA | SPP_N | External | Shoulder | B12 | 200 | 210 | 0 | 48.96 | 48.25 | 8 | 0
2025 | RMPA_2_SPP_N | RMPA | SPP_N | External | Shoulder | B13 | 600 | 210 | 0 | 48.96 | 46.28 | 8 | 0
2025 | RMPA_2_SPP_N | RMPA | SPP_N | External | Shoulder | B14 | 900 | 210 | 0 | 48.96 | 44.89 | 8 | 0
2025 | RMPA_2_SPP_N | RMPA | SPP_N | External | Shoulder | B15 | 1203 | 210 | 0 | 48.67 | 44.77 | 8 | 0
2025 | RMPA_2_SPP_N | RMPA | SPP_N | External | Summer | B1 | 10 | 210 | 209.99 | 72.57 | 82.58 | 8 | 2.01
2025 | RMPA_2_SPP_N | RMPA | SPP_N | External | Summer | B2 | 25 | 210 | 0 | 72.57 | 76.5 | 8 | 0
2025 | RMPA_2_SPP_N | RMPA | SPP_N | External | Summer | B3 | 75 | 210 | 0 | 72.57 | 73.59 | 8 | 0
2025 | RMPA_2_SPP_N | RMPA | SPP_N | External | Summer | B4 | 100 | 210 | 0 | 68.71 | 73.59 | 8 | 0
2025 | RMPA_2_SPP_N | RMPA | SPP_N | External | Summer | B5 | 200 | 210 | 210 | 62.52 | 72.11 | 8 | 1.59
2025 | RMPA_2_SPP_N | RMPA | SPP_N | External | Summer | B6 | 300 | 210 | 209.95 | 54.46 | 62.48 | 8 | 0.01
2025 | RMPA_2_SPP_N | RMPA | SPP_N | External | Summer | B7 | 400 | 210 | 0 | 47.04 | 52.83 | 8 | 0
2025 | RMPA_2_SPP_N | RMPA | SPP_N | External | Summer | B8 | 500 | 210 | 0 | 47.04 | 45.33 | 8 | 0
2025 | RMPA_2_SPP_N | RMPA | SPP_N | External | Summer | B9 | 800 | 210 | 0 | 45.48 | 43.36 | 8 | 0
2025 | RMPA_2_SPP_N | RMPA | SPP_N | External | Summer | B10 | 1262 | 210 | 0 | 45.11 | 40.69 | 8 | 0
2025 | RMPA_2_SPP_N | RMPA | SPP_N | External | Winter | B16 | 25 | 210 | 0 | 64.32 | 70.27 | 8 | 0
2025 | RMPA_2_SPP_N | RMPA | SPP_N | External | Winter | B17 | 100 | 210 | 0 | 52.57 | 50.01 | 8 | 0
2025 | RMPA_2_SPP_N | RMPA | SPP_N | External | Winter | B18 | 400 | 210 | 0 | 52.57 | 48.25 | 8 | 0
2025 | RMPA_2_SPP_N | RMPA | SPP_N | External | Winter | B19 | 700 | 210 | 0 | 52.57 | 47.82 | 8 | 0
2025 | RMPA_2_SPP_N | RMPA | SPP_N | External | Winter | B20 | 935 | 210 | 0 | 43.64 | 45.11 | 8 | 0
2025 | SPP_N_2_RMPA | SPP_N | RMPA | External | Shoulder | B11 | 25 | 210 | 0 | 70.09 | 48.96 | 5 | 0
2025 | SPP_N_2_RMPA | SPP_N | RMPA | External | Shoulder | B12 | 200 | 210 | 0 | 48.25 | 48.96 | 5 | 0
2025 | SPP_N_2_RMPA | SPP_N | RMPA | External | Shoulder | B13 | 600 | 210 | 0 | 46.28 | 48.96 | 5 | 0
2025 | SPP_N_2_RMPA | SPP_N | RMPA | External | Shoulder | B14 | 900 | 210 | 0 | 44.89 | 48.96 | 5 | 0
2025 | SPP_N_2_RMPA | SPP_N | RMPA | External | Shoulder | B15 | 1203 | 210 | 0 | 44.77 | 48.67 | 5 | 0
2025 | SPP_N_2_RMPA | SPP_N | RMPA | External | Summer | B1 | 10 | 210 | 0 | 82.58 | 72.57 | 5 | 0
2025 | SPP_N_2_RMPA | SPP_N | RMPA | External | Summer | B2 | 25 | 210 | 0 | 76.5 | 72.57 | 5 | 0
2025 | SPP_N_2_RMPA | SPP_N | RMPA | External | Summer | B3 | 75 | 210 | 0 | 73.59 | 72.57 | 5 | 0
2025 | SPP_N_2_RMPA | SPP_N | RMPA | External | Summer | B4 | 100 | 210 | 0 | 73.59 | 68.71 | 5 | 0
2025 | SPP_N_2_RMPA | SPP_N | RMPA | External | Summer | B5 | 200 | 210 | 0 | 72.11 | 62.52 | 5 | 0
2025 | SPP_N_2_RMPA | SPP_N | RMPA | External | Summer | B6 | 300 | 210 | 0 | 62.48 | 54.46 | 5 | 0
2025 | SPP_N_2_RMPA | SPP_N | RMPA | External | Summer | B7 | 400 | 210 | 0 | 52.83 | 47.04 | 5 | 0
2025 | SPP_N_2_RMPA | SPP_N | RMPA | External | Summer | B8 | 500 | 210 | 0 | 45.33 | 47.04 | 5 | 0
2025 | SPP_N_2_RMPA | SPP_N | RMPA | External | Summer | B9 | 800 | 210 | 0 | 43.36 | 45.48 | 5 | 0
2025 | SPP_N_2_RMPA | SPP_N | RMPA | External | Summer | B10 | 1262 | 210 | 0 | 40.69 | 45.11 | 5 | 0
2025 | SPP_N_2_RMPA | SPP_N | RMPA | External | Winter | B16 | 25 | 210 | 0 | 70.27 | 64.32 | 5 | 0
2025 | SPP_N_2_RMPA | SPP_N | RMPA | External | Winter | B17 | 100 | 210 | 0 | 50.01 | 52.57 | 5 | 0
2025 | SPP_N_2_RMPA | SPP_N | RMPA | External | Winter | B18 | 400 | 210 | 0 | 48.25 | 52.57 | 5 | 0
2025 | SPP_N_2_RMPA | SPP_N | RMPA | External | Winter | B19 | 700 | 210 | 0 | 47.82 | 52.57 | 5 | 0
2025 | SPP_N_2_RMPA | SPP_N | RMPA | External | Winter | B20 | 935 | 210 | 0 | 45.11 | 43.64 | 5 | 0
2025 | SPP_S_2_ERCOT | SPP_S | ERCOT | External | Shoulder | B11 | 25 | 800 | 0 | 64.71 | 65.35 | 5 | 0
2025 | SPP_S_2_ERCOT | SPP_S | ERCOT | External | Shoulder | B12 | 200 | 800 | 706.24 | 47.85 | 52.85 | 5 | 0
2025 | SPP_S_2_ERCOT | SPP_S | ERCOT | External | Shoulder | B13 | 600 | 800 | 0 | 45.12 | 44.71 | 5 | 0
2025 | SPP_S_2_ERCOT | SPP_S | ERCOT | External | Shoulder | B14 | 900 | 800 | 0 | 44.88 | 44.71 | 5 | 0
2025 | SPP_S_2_ERCOT | SPP_S | ERCOT | External | Shoulder | B15 | 1203 | 800 | 0 | 44.78 | 44.71 | 5 | 0
2025 | SPP_S_2_ERCOT | SPP_S | ERCOT | External | Summer | B1 | 10 | 800 | 630.9 | 69.84 | 74.84 | 5 | 0
2025 | SPP_S_2_ERCOT | SPP_S | ERCOT | External | Summer | B2 | 25 | 800 | 0 | 70.69 | 74.84 | 5 | 0
2025 | SPP_S_2_ERCOT | SPP_S | ERCOT | External | Summer | B3 | 75 | 800 | 0 | 65.61 | 63.53 | 5 | 0
2025 | SPP_S_2_ERCOT | SPP_S | ERCOT | External | Summer | B4 | 100 | 800 | 0 | 65.23 | 63.53 | 5 | 0
2025 | SPP_S_2_ERCOT | SPP_S | ERCOT | External | Summer | B5 | 200 | 800 | 0 | 63.01 | 63.53 | 5 | 0
2025 | SPP_S_2_ERCOT | SPP_S | ERCOT | External | Summer | B6 | 300 | 800 | 0 | 62.49 | 63.53 | 5 | 0
2025 | SPP_S_2_ERCOT | SPP_S | ERCOT | External | Summer | B7 | 400 | 800 | 800 | 52.85 | 63.53 | 5 | 5.68
2025 | SPP_S_2_ERCOT | SPP_S | ERCOT | External | Summer | B8 | 500 | 800 | 0 | 45.34 | 47.41 | 5 | 0
2025 | SPP_S_2_ERCOT | SPP_S | ERCOT | External | Summer | B9 | 800 | 800 | 0 | 43.37 | 43.49 | 5 | 0
2025 | SPP_S_2_ERCOT | SPP_S | ERCOT | External | Summer | B10 | 1262 | 800 | 0 | 43.27 | 43.49 | 5 | 0
2025 | SPP_S_2_ERCOT | SPP_S | ERCOT | External | Winter | B16 | 25 | 800 | 0 | 68.58 | 69.26 | 5 | 0
2025 | SPP_S_2_ERCOT | SPP_S | ERCOT | External | Winter | B17 | 100 | 800 | 0 | 50.02 | 51.63 | 5 | 0
2025 | SPP_S_2_ERCOT | SPP_S | ERCOT | External | Winter | B18 | 400 | 800 | 0 | 48.26 | 47.34 | 5 | 0
2025 | SPP_S_2_ERCOT | SPP_S | ERCOT | External | Winter | B19 | 700 | 800 | 0 | 47.83 | 47.34 | 5 | 0
2025 | SPP_S_2_ERCOT | SPP_S | ERCOT | External | Winter | B20 | 935 | 800 | 0 | 45.12 | 47.34 | 5 | 0
2030 | AZ_NM_SNV_Coal_2_SPP_S | AZ_NM_SNV_Coal | SPP_S | External | Shoulder | B11 | 25 | 400 | 399.99 | 59.91 | 69.41 | 8.17 | 1.33
2030 | AZ_NM_SNV_Coal_2_SPP_S | AZ_NM_SNV_Coal | SPP_S | External | Shoulder | B12 | 200 | 400 | 0 | 58.03 | 50.29 | 8.17 | 0
2030 | AZ_NM_SNV_Coal_2_SPP_S | AZ_NM_SNV_Coal | SPP_S | External | Shoulder | B13 | 600 | 400 | 0 | 58 | 48.09 | 8.17 | 0
2030 | AZ_NM_SNV_Coal_2_SPP_S | AZ_NM_SNV_Coal | SPP_S | External | Shoulder | B14 | 900 | 400 | 0 | 58 | 47.98 | 8.17 | 0
2030 | AZ_NM_SNV_Coal_2_SPP_S | AZ_NM_SNV_Coal | SPP_S | External | Shoulder | B15 | 1203 | 400 | 0 | 50.57 | 44.85 | 8.17 | 0
2030 | AZ_NM_SNV_Coal_2_SPP_S | AZ_NM_SNV_Coal | SPP_S | External | Summer | B1 | 10 | 400 | 0 | 103.99 | 74.8 | 8.17 | 0
2030 | AZ_NM_SNV_Coal_2_SPP_S | AZ_NM_SNV_Coal | SPP_S | External | Summer | B2 | 25 | 400 | 0 | 95.77 | 75.73 | 8.17 | 0
2030 | AZ_NM_SNV_Coal_2_SPP_S | AZ_NM_SNV_Coal | SPP_S | External | Summer | B3 | 75 | 400 | 0 | 87.3 | 70.67 | 8.17 | 0
2030 | AZ_NM_SNV_Coal_2_SPP_S | AZ_NM_SNV_Coal | SPP_S | External | Summer | B4 | 100 | 400 | 0 | 87.3 | 69.07 | 8.17 | 0
2030 | AZ_NM_SNV_Coal_2_SPP_S | AZ_NM_SNV_Coal | SPP_S | External | Summer | B5 | 200 | 400 | 0 | 82.47 | 67.59 | 8.17 | 0
2030 | AZ_NM_SNV_Coal_2_SPP_S | AZ_NM_SNV_Coal | SPP_S | External | Summer | B6 | 300 | 400 | 0 | 66.18 | 67.02 | 8.17 | 0
2030 | AZ_NM_SNV_Coal_2_SPP_S | AZ_NM_SNV_Coal | SPP_S | External | Summer | B7 | 400 | 400 | 0 | 62.57 | 55.78 | 8.17 | 0
2030 | AZ_NM_SNV_Coal_2_SPP_S | AZ_NM_SNV_Coal | SPP_S | External | Summer | B8 | 500 | 400 | 0 | 62.57 | 48.1 | 8.17 | 0
2030 | AZ_NM_SNV_Coal_2_SPP_S | AZ_NM_SNV_Coal | SPP_S | External | Summer | B9 | 800 | 400 | 0 | 58.32 | 46.46 | 8.17 | 0
2030 | AZ_NM_SNV_Coal_2_SPP_S | AZ_NM_SNV_Coal | SPP_S | External | Summer | B10 | 1262 | 400 | 0 | 49.85 | 43.43 | 8.17 | 0
2030 | AZ_NM_SNV_Coal_2_SPP_S | AZ_NM_SNV_Coal | SPP_S | External | Winter | B16 | 25 | 400 | 0 | 63 | 67.76 | 8.17 | 0
2030 | AZ_NM_SNV_Coal_2_SPP_S | AZ_NM_SNV_Coal | SPP_S | External | Winter | B17 | 100 | 400 | 0 | 61.93 | 51.36 | 8.17 | 0
2030 | AZ_NM_SNV_Coal_2_SPP_S | AZ_NM_SNV_Coal | SPP_S | External | Winter | B18 | 400 | 400 | 0 | 61.9 | 51.3 | 8.17 | 0
2030 | AZ_NM_SNV_Coal_2_SPP_S | AZ_NM_SNV_Coal | SPP_S | External | Winter | B19 | 700 | 400 | 0 | 60.64 | 51.18 | 8.17 | 0
2030 | AZ_NM_SNV_Coal_2_SPP_S | AZ_NM_SNV_Coal | SPP_S | External | Winter | B20 | 935 | 400 | 0 | 54.12 | 47.75 | 8.17 | 0
2030 | ERCOT_2_SPP_S | ERCOT | SPP_S | External | Shoulder | B11 | 25 | 800 | 0 | 70.04 | 69.41 | 8 | 0
2030 | ERCOT_2_SPP_S | ERCOT | SPP_S | External | Shoulder | B12 | 200 | 800 | 0 | 52.2 | 50.29 | 8 | 0
2030 | ERCOT_2_SPP_S | ERCOT | SPP_S | External | Shoulder | B13 | 600 | 800 | 0 | 47.87 | 48.09 | 8 | 0
2030 | ERCOT_2_SPP_S | ERCOT | SPP_S | External | Shoulder | B14 | 900 | 800 | 0 | 47.87 | 47.98 | 8 | 0
2030 | ERCOT_2_SPP_S | ERCOT | SPP_S | External | Shoulder | B15 | 1203 | 800 | 0 | 44.11 | 44.85 | 8 | 0
2030 | ERCOT_2_SPP_S | ERCOT | SPP_S | External | Summer | B1 | 10 | 800 | 0 | 79.8 | 74.8 | 8 | 0
2030 | ERCOT_2_SPP_S | ERCOT | SPP_S | External | Summer | B2 | 25 | 800 | 0 | 79.8 | 75.73 | 8 | 0
2030 | ERCOT_2_SPP_S | ERCOT | SPP_S | External | Summer | B3 | 75 | 800 | 0 | 68.1 | 70.67 | 8 | 0
2030 | ERCOT_2_SPP_S | ERCOT | SPP_S | External | Summer | B4 | 100 | 800 | 0 | 68.1 | 69.07 | 8 | 0
2030 | ERCOT_2_SPP_S | ERCOT | SPP_S | External | Summer | B5 | 200 | 800 | 0 | 68.1 | 67.59 | 8 | 0
2030 | ERCOT_2_SPP_S | ERCOT | SPP_S | External | Summer | B6 | 300 | 800 | 0 | 68.1 | 67.02 | 8 | 0
2030 | ERCOT_2_SPP_S | ERCOT | SPP_S | External | Summer | B7 | 400 | 800 | 0 | 60.78 | 55.78 | 8 | 0
2030 | ERCOT_2_SPP_S | ERCOT | SPP_S | External | Summer | B8 | 500 | 800 | 0 | 46.56 | 48.1 | 8 | 0
2030 | ERCOT_2_SPP_S | ERCOT | SPP_S | External | Summer | B9 | 800 | 800 | 0 | 46.56 | 46.46 | 8 | 0
2030 | ERCOT_2_SPP_S | ERCOT | SPP_S | External | Summer | B10 | 1262 | 800 | 0 | 46.56 | 43.43 | 8 | 0
2030 | ERCOT_2_SPP_S | ERCOT | SPP_S | External | Winter | B16 | 25 | 800 | 0 | 68.5 | 67.76 | 8 | 0
2030 | ERCOT_2_SPP_S | ERCOT | SPP_S | External | Winter | B17 | 100 | 800 | 0 | 55.14 | 51.36 | 8 | 0
2030 | ERCOT_2_SPP_S | ERCOT | SPP_S | External | Winter | B18 | 400 | 800 | 0 | 50.72 | 51.3 | 8 | 0
2030 | ERCOT_2_SPP_S | ERCOT | SPP_S | External | Winter | B19 | 700 | 800 | 0 | 50.72 | 51.18 | 8 | 0
2030 | ERCOT_2_SPP_S | ERCOT | SPP_S | External | Winter | B20 | 935 | 800 | 0 | 46.63 | 47.75 | 8 | 0
2030 | MAPP_US_2_RMPA | MAPP_US | RMPA | External | Shoulder | B11 | 25 | 200 | 0 | 71.91 | 53.4 | 8 | 0
2030 | MAPP_US_2_RMPA | MAPP_US | RMPA | External | Shoulder | B12 | 200 | 200 | 0 | 51.19 | 53.4 | 8 | 0
2030 | MAPP_US_2_RMPA | MAPP_US | RMPA | External | Shoulder | B13 | 600 | 200 | 153.8 | 44.96 | 52.96 | 8 | 0
2030 | MAPP_US_2_RMPA | MAPP_US | RMPA | External | Shoulder | B14 | 900 | 200 | 116.41 | 44.96 | 52.96 | 8 | 0
2030 | MAPP_US_2_RMPA | MAPP_US | RMPA | External | Shoulder | B15 | 1203 | 200 | 0 | 44.96 | 46.13 | 8 | 0
2030 | MAPP_US_2_RMPA | MAPP_US | RMPA | External | Summer | B1 | 10 | 200 | 0 | 90.57 | 78.67 | 8 | 0
2030 | MAPP_US_2_RMPA | MAPP_US | RMPA | External | Summer | B2 | 25 | 200 | 0 | 80.57 | 78.67 | 8 | 0
2030 | MAPP_US_2_RMPA | MAPP_US | RMPA | External | Summer | B3 | 75 | 200 | 0 | 77.41 | 78.67 | 8 | 0
2030 | MAPP_US_2_RMPA | MAPP_US | RMPA | External | Summer | B4 | 100 | 200 | 0 | 72.4 | 71.4 | 8 | 0
2030 | MAPP_US_2_RMPA | MAPP_US | RMPA | External | Summer | B5 | 200 | 200 | 0 | 70.39 | 62.39 | 8 | 0
2030 | MAPP_US_2_RMPA | MAPP_US | RMPA | External | Summer | B6 | 300 | 200 | 0 | 66.6 | 57.95 | 8 | 0
2030 | MAPP_US_2_RMPA | MAPP_US | RMPA | External | Summer | B7 | 400 | 200 | 0 | 48.76 | 51.28 | 8 | 0
2030 | MAPP_US_2_RMPA | MAPP_US | RMPA | External | Summer | B8 | 500 | 200 | 200 | 41.08 | 51.28 | 8 | 2.2
2030 | MAPP_US_2_RMPA | MAPP_US | RMPA | External | Summer | B9 | 800 | 200 | 200 | 39.44 | 49.85 | 8 | 2.41
2030 | MAPP_US_2_RMPA | MAPP_US | RMPA | External | Summer | B10 | 1262 | 200 | 0 | 36.36 | 41.68 | 8 | 0
2030 | MAPP_US_2_RMPA | MAPP_US | RMPA | External | Winter | B16 | 25 | 200 | 0 | 70.56 | 71.14 | 8 | 0
2030 | MAPP_US_2_RMPA | MAPP_US | RMPA | External | Winter | B17 | 100 | 200 | 0 | 53.32 | 57.33 | 8 | 0
2030 | MAPP_US_2_RMPA | MAPP_US | RMPA | External | Winter | B18 | 400 | 200 | 0 | 51.5 | 56.31 | 8 | 0
2030 | MAPP_US_2_RMPA | MAPP_US | RMPA | External | Winter | B19 | 700 | 200 | 0 | 51.5 | 56.31 | 8 | 0
2030 | MAPP_US_2_RMPA | MAPP_US | RMPA | External | Winter | B20 | 935 | 200 | 0 | 43.96 | 41.66 | 8 | 0
2030 | NE_2_RMPA | NE | RMPA | External | Shoulder | B11 | 25 | 310 | 0 | 78.91 | 53.4 | 5 | 0
2030 | NE_2_RMPA | NE | RMPA | External | Shoulder | B12 | 200 | 310 | 0 | 58.19 | 53.4 | 5 | 0
2030 | NE_2_RMPA | NE | RMPA | External | Shoulder | B13 | 600 | 310 | 0 | 51.82 | 52.96 | 5 | 0
2030 | NE_2_RMPA | NE | RMPA | External | Shoulder | B14 | 900 | 310 | 0.01 | 47.98 | 52.96 | 5 | 0
2030 | NE_2_RMPA | NE | RMPA | External | Shoulder | B15 | 1203 | 310 | 0 | 44.83 | 46.13 | 5 | 0
2030 | NE_2_RMPA | NE | RMPA | External | Summer | B1 | 10 | 310 | 0 | 92.57 | 78.67 | 5 | 0
2030 | NE_2_RMPA | NE | RMPA | External | Summer | B2 | 25 | 310 | 0 | 82.57 | 78.67 | 5 | 0
2030 | NE_2_RMPA | NE | RMPA | External | Summer | B3 | 75 | 310 | 0 | 79.41 | 78.67 | 5 | 0
2030 | NE_2_RMPA | NE | RMPA | External | Summer | B4 | 100 | 310 | 0 | 79.4 | 71.4 | 5 | 0
2030 | NE_2_RMPA | NE | RMPA | External | Summer | B5 | 200 | 310 | 0 | 77.39 | 62.39 | 5 | 0
2030 | NE_2_RMPA | NE | RMPA | External | Summer | B6 | 300 | 310 | 0 | 68.61 | 57.95 | 5 | 0
2030 | NE_2_RMPA | NE | RMPA | External | Summer | B7 | 400 | 310 | 0 | 55.76 | 51.28 | 5 | 0
2030 | NE_2_RMPA | NE | RMPA | External | Summer | B8 | 500 | 310 | 0 | 48.08 | 51.28 | 5 | 0
2030 | NE_2_RMPA | NE | RMPA | External | Summer | B9 | 800 | 310 | 0 | 46.44 | 49.85 | 5 | 0
2030 | NE_2_RMPA | NE | RMPA | External | Summer | B10 | 1262 | 310 | 0 | 43.36 | 41.68 | 5 | 0
2030 | NE_2_RMPA | NE | RMPA | External | Winter | B16 | 25 | 310 | 0 | 77.56 | 71.14 | 5 | 0
2030 | NE_2_RMPA | NE | RMPA | External | Winter | B17 | 100 | 310 | 0 | 55.32 | 57.33 | 5 | 0
2030 | NE_2_RMPA | NE | RMPA | External | Winter | B18 | 400 | 310 | 309.95 | 51.3 | 56.31 | 5 | 0.01
2030 | NE_2_RMPA | NE | RMPA | External | Winter | B19 | 700 | 310 | 310 | 51.16 | 56.31 | 5 | 0.15
2030 | NE_2_RMPA | NE | RMPA | External | Winter | B20 | 935 | 310 | 0 | 47.73 | 41.66 | 5 | 0
2030 | NWPP_Coal_2_MAPP_US | NWPP_Coal | MAPP_US | External | Shoulder | B11 | 25 | 150 | 150 | 58.01 | 71.91 | 8 | 5.89
2030 | NWPP_Coal_2_MAPP_US | NWPP_Coal | MAPP_US | External | Shoulder | B12 | 200 | 150 | 0 | 58.01 | 51.19 | 8 | 0
2030 | NWPP_Coal_2_MAPP_US | NWPP_Coal | MAPP_US | External | Shoulder | B13 | 600 | 150 | 0 | 58.01 | 44.96 | 8 | 0
2030 | NWPP_Coal_2_MAPP_US | NWPP_Coal | MAPP_US | External | Shoulder | B14 | 900 | 150 | 0 | 58.01 | 44.96 | 8 | 0
2030 | NWPP_Coal_2_MAPP_US | NWPP_Coal | MAPP_US | External | Shoulder | B15 | 1203 | 150 | 0 | 58.01 | 44.96 | 8 | 0
2030 | NWPP_Coal_2_MAPP_US | NWPP_Coal | MAPP_US | External | Summer | B1 | 10 | 150 | 150 | 59.22 | 90.57 | 8 | 23.35
2030 | NWPP_Coal_2_MAPP_US | NWPP_Coal | MAPP_US | External | Summer | B2 | 25 | 150 | 150 | 58.01 | 80.57 | 8 | 14.56
2030 | NWPP_Coal_2_MAPP_US | NWPP_Coal | MAPP_US | External | Summer | B3 | 75 | 150 | 150 | 58.01 | 77.41 | 8 | 11.4
2030 | NWPP_Coal_2_MAPP_US | NWPP_Coal | MAPP_US | External | Summer | B4 | 100 | 150 | 150 | 58.01 | 72.4 | 8 | 6.39
2030 | NWPP_Coal_2_MAPP_US | NWPP_Coal | MAPP_US | External | Summer | B5 | 200 | 150 | 150 | 58.01 | 70.39 | 8 | 4.38
2030 | NWPP_Coal_2_MAPP_US | NWPP_Coal | MAPP_US | External | Summer | B6 | 300 | 150 | 150 | 58.01 | 66.6 | 8 | 0.59
2030 | NWPP_Coal_2_MAPP_US | NWPP_Coal | MAPP_US | External | Summer | B7 | 400 | 150 | 0 | 58.01 | 48.76 | 8 | 0
2030 | NWPP_Coal_2_MAPP_US | NWPP_Coal | MAPP_US | External | Summer | B8 | 500 | 150 | 0 | 58.01 | 41.08 | 8 | 0
2030 | NWPP_Coal_2_MAPP_US | NWPP_Coal | MAPP_US | External | Summer | B9 | 800 | 150 | 0 | 58.01 | 39.44 | 8 | 0
2030 | NWPP_Coal_2_MAPP_US | NWPP_Coal | MAPP_US | External | Summer | B10 | 1262 | 150 | 0 | 58.01 | 36.36 | 8 | 0
2030 | NWPP_Coal_2_MAPP_US | NWPP_Coal | MAPP_US | External | Winter | B16 | 25 | 150 | 0.02 | 62.98 | 70.56 | 8 | 0
2030 | NWPP_Coal_2_MAPP_US | NWPP_Coal | MAPP_US | External | Winter | B17 | 100 | 150 | 0 | 61.92 | 53.32 | 8 | 0
2030 | NWPP_Coal_2_MAPP_US | NWPP_Coal | MAPP_US | External | Winter | B18 | 400 | 150 | 0 | 61.92 | 51.5 | 8 | 0
2030 | NWPP_Coal_2_MAPP_US | NWPP_Coal | MAPP_US | External | Winter | B19 | 700 | 150 | 0 | 61.92 | 51.5 | 8 | 0
2030 | NWPP_Coal_2_MAPP_US | NWPP_Coal | MAPP_US | External | Winter | B20 | 935 | 150 | 0 | 61.92 | 43.96 | 8 | 0
2030 | RMPA_2_MAPP_US | RMPA | MAPP_US | External | Shoulder | B11 | 25 | 200 | 200 | 53.4 | 71.91 | 8 | 10.51
2030 | RMPA_2_MAPP_US | RMPA | MAPP_US | External | Shoulder | B12 | 200 | 200 | 0 | 53.4 | 51.19 | 8 | 0
2030 | RMPA_2_MAPP_US | RMPA | MAPP_US | External | Shoulder | B13 | 600 | 200 | 0 | 52.96 | 44.96 | 8 | 0
2030 | RMPA_2_MAPP_US | RMPA | MAPP_US | External | Shoulder | B14 | 900 | 200 | 0 | 52.96 | 44.96 | 8 | 0
2030 | RMPA_2_MAPP_US | RMPA | MAPP_US | External | Shoulder | B15 | 1203 | 200 | 0 | 46.13 | 44.96 | 8 | 0
2030 | RMPA_2_MAPP_US | RMPA | MAPP_US | External | Summer | B1 | 10 | 200 | 199.99 | 78.67 | 90.57 | 8 | 3.9
2030 | RMPA_2_MAPP_US | RMPA | MAPP_US | External | Summer | B2 | 25 | 200 | 0 | 78.67 | 80.57 | 8 | 0
2030 | RMPA_2_MAPP_US | RMPA | MAPP_US | External | Summer | B3 | 75 | 200 | 0 | 78.67 | 77.41 | 8 | 0
2030 | RMPA_2_MAPP_US | RMPA | MAPP_US | External | Summer | B4 | 100 | 200 | 0 | 71.4 | 72.4 | 8 | 0
2030 | RMPA_2_MAPP_US | RMPA | MAPP_US | External | Summer | B5 | 200 | 200 | 80.37 | 62.39 | 70.39 | 8 | 0
2030 | RMPA_2_MAPP_US | RMPA | MAPP_US | External | Summer | B6 | 300 | 200 | 200 | 57.95 | 66.6 | 8 | 0.65
2030 | RMPA_2_MAPP_US | RMPA | MAPP_US | External | Summer | B7 | 400 | 200 | 0 | 51.28 | 48.76 | 8 | 0
2030 | RMPA_2_MAPP_US | RMPA | MAPP_US | External | Summer | B8 | 500 | 200 | 0 | 51.28 | 41.08 | 8 | 0
2030 | RMPA_2_MAPP_US | RMPA | MAPP_US | External | Summer | B9 | 800 | 200 | 0 | 49.85 | 39.44 | 8 | 0
2030 | RMPA_2_MAPP_US | RMPA | MAPP_US | External | Summer | B10 | 1262 | 200 | 0 | 41.68 | 36.36 | 8 | 0
2030 | RMPA_2_MAPP_US | RMPA | MAPP_US | External | Winter | B16 | 25 | 200 | 0 | 71.14 | 70.56 | 8 | 0
2030 | RMPA_2_MAPP_US | RMPA | MAPP_US | External | Winter | B17 | 100 | 200 | 0 | 57.33 | 53.32 | 8 | 0
2030 | RMPA_2_MAPP_US | RMPA | MAPP_US | External | Winter | B18 | 400 | 200 | 0 | 56.31 | 51.5 | 8 | 0
2030 | RMPA_2_MAPP_US | RMPA | MAPP_US | External | Winter | B19 | 700 | 200 | 0 | 56.31 | 51.5 | 8 | 0
2030 | RMPA_2_MAPP_US | RMPA | MAPP_US | External | Winter | B20 | 935 | 200 | 0 | 41.66 | 43.96 | 8 | 0
2030 | RMPA_2_NE | RMPA | NE | External | Shoulder | B11 | 25 | 310 | 310 | 53.4 | 78.91 | 8 | 17.51
2030 | RMPA_2_NE | RMPA | NE | External | Shoulder | B12 | 200 | 310 | 0 | 53.4 | 58.19 | 8 | 0
2030 | RMPA_2_NE | RMPA | NE | External | Shoulder | B13 | 600 | 310 | 0 | 52.96 | 51.82 | 8 | 0
2030 | RMPA_2_NE | RMPA | NE | External | Shoulder | B14 | 900 | 310 | 0 | 52.96 | 47.98 | 8 | 0
2030 | RMPA_2_NE | RMPA | NE | External | Shoulder | B15 | 1203 | 310 | 0 | 46.13 | 44.83 | 8 | 0
2030 | RMPA_2_NE | RMPA | NE | External | Summer | B1 | 10 | 310 | 310 | 78.67 | 92.57 | 8 | 5.9
2030 | RMPA_2_NE | RMPA | NE | External | Summer | B2 | 25 | 310 | 0 | 78.67 | 82.57 | 8 | 0
2030 | RMPA_2_NE | RMPA | NE | External | Summer | B3 | 75 | 310 | 0 | 78.67 | 79.41 | 8 | 0
2030 | RMPA_2_NE | RMPA | NE | External | Summer | B4 | 100 | 310 | 92.57 | 71.4 | 79.4 | 8 | 0
2030 | RMPA_2_NE | RMPA | NE | External | Summer | B5 | 200 | 310 | 310 | 62.39 | 77.39 | 8 | 7
2030 | RMPA_2_NE | RMPA | NE | External | Summer | B6 | 300 | 310 | 310 | 57.95 | 68.61 | 8 | 2.66
2030 | RMPA_2_NE | RMPA | NE | External | Summer | B7 | 400 | 310 | 0 | 51.28 | 55.76 | 8 | 0
2030 | RMPA_2_NE | RMPA | NE | External | Summer | B8 | 500 | 310 | 0 | 51.28 | 48.08 | 8 | 0
2030 | RMPA_2_NE | RMPA | NE | External | Summer | B9 | 800 | 310 | 0 | 49.85 | 46.44 | 8 | 0
2030 | RMPA_2_NE | RMPA | NE | External | Summer | B10 | 1262 | 310 | 0 | 41.68 | 43.36 | 8 | 0
2030 | RMPA_2_NE | RMPA | NE | External | Winter | B16 | 25 | 310 | 0 | 71.14 | 77.56 | 8 | 0
2030 | RMPA_2_NE | RMPA | NE | External | Winter | B17 | 100 | 310 | 0 | 57.33 | 55.32 | 8 | 0
2030 | RMPA_2_NE | RMPA | NE | External | Winter | B18 | 400 | 310 | 0 | 56.31 | 51.3 | 8 | 0
2030 | RMPA_2_NE | RMPA | NE | External | Winter | B19 | 700 | 310 | 0 | 56.31 | 51.16 | 8 | 0
2030 | RMPA_2_NE | RMPA | NE | External | Winter | B20 | 935 | 310 | 0 | 41.66 | 47.73 | 8 | 0
2030 | RMPA_2_SPP_N | RMPA | SPP_N | External | Shoulder | B11 | 25 | 210 | 210 | 53.4 | 78.92 | 8 | 17.52
2030 | RMPA_2_SPP_N | RMPA | SPP_N | External | Shoulder | B12 | 200 | 210 | 0 | 53.4 | 53.17 | 8 | 0
2030 | RMPA_2_SPP_N | RMPA | SPP_N | External | Shoulder | B13 | 600 | 210 | 0 | 52.96 | 48.1 | 8 | 0
2030 | RMPA_2_SPP_N | RMPA | SPP_N | External | Shoulder | B14 | 900 | 210 | 0 | 52.96 | 47.97 | 8 | 0
2030 | RMPA_2_SPP_N | RMPA | SPP_N | External | Shoulder | B15 | 1203 | 210 | 0 | 46.13 | 44.84 | 8 | 0
2030 | RMPA_2_SPP_N | RMPA | SPP_N | External | Summer | B1 | 10 | 210 | 210 | 78.67 | 92.57 | 8 | 5.9
2030 | RMPA_2_SPP_N | RMPA | SPP_N | External | Summer | B2 | 25 | 210 | 0 | 78.67 | 82.58 | 8 | 0
2030 | RMPA_2_SPP_N | RMPA | SPP_N | External | Summer | B3 | 75 | 210 | 0 | 78.67 | 79.41 | 8 | 0
2030 | RMPA_2_SPP_N | RMPA | SPP_N | External | Summer | B4 | 100 | 210 | 209.8 | 71.4 | 79.41 | 8 | 0.01
2030 | RMPA_2_SPP_N | RMPA | SPP_N | External | Summer | B5 | 200 | 210 | 210 | 62.39 | 77.4 | 8 | 7.01
2030 | RMPA_2_SPP_N | RMPA | SPP_N | External | Summer | B6 | 300 | 210 | 210 | 57.95 | 68.6 | 8 | 2.65
2030 | RMPA_2_SPP_N | RMPA | SPP_N | External | Summer | B7 | 400 | 210 | 0 | 51.28 | 55.77 | 8 | 0
2030 | RMPA_2_SPP_N | RMPA | SPP_N | External | Summer | B8 | 500 | 210 | 0 | 51.28 | 48.09 | 8 | 0
2030 | RMPA_2_SPP_N | RMPA | SPP_N | External | Summer | B9 | 800 | 210 | 0 | 49.85 | 46.45 | 8 | 0
2030 | RMPA_2_SPP_N | RMPA | SPP_N | External | Summer | B10 | 1262 | 210 | 0 | 41.68 | 43.37 | 8 | 0
2030 | RMPA_2_SPP_N | RMPA | SPP_N | External | Winter | B16 | 25 | 210 | 0 | 71.14 | 77.57 | 8 | 0
2030 | RMPA_2_SPP_N | RMPA | SPP_N | External | Winter | B17 | 100 | 210 | 0 | 57.33 | 55.34 | 8 | 0
2030 | RMPA_2_SPP_N | RMPA | SPP_N | External | Winter | B18 | 400 | 210 | 0 | 56.31 | 51.31 | 8 | 0
2030 | RMPA_2_SPP_N | RMPA | SPP_N | External | Winter | B19 | 700 | 210 | 0 | 56.31 | 51.17 | 8 | 0
2030 | RMPA_2_SPP_N | RMPA | SPP_N | External | Winter | B20 | 935 | 210 | 0 | 41.66 | 47.74 | 8 | 0
2030 | SPP_N_2_RMPA | SPP_N | RMPA | External | Shoulder | B11 | 25 | 210 | 0 | 78.92 | 53.4 | 5 | 0
2030 | SPP_N_2_RMPA | SPP_N | RMPA | External | Shoulder | B12 | 200 | 210 | 0 | 53.17 | 53.4 | 5 | 0
2030 | SPP_N_2_RMPA | SPP_N | RMPA | External | Shoulder | B13 | 600 | 210 | 0 | 48.1 | 52.96 | 5 | 0
2030 | SPP_N_2_RMPA | SPP_N | RMPA | External | Shoulder | B14 | 900 | 210 | 0.03 | 47.97 | 52.96 | 5 | 0
2030 | SPP_N_2_RMPA | SPP_N | RMPA | External | Shoulder | B15 | 1203 | 210 | 0 | 44.84 | 46.13 | 5 | 0
2030 | SPP_N_2_RMPA | SPP_N | RMPA | External | Summer | B1 | 10 | 210 | 0 | 92.57 | 78.67 | 5 | 0
2030 | SPP_N_2_RMPA | SPP_N | RMPA | External | Summer | B2 | 25 | 210 | 0 | 82.58 | 78.67 | 5 | 0
2030 | SPP_N_2_RMPA | SPP_N | RMPA | External | Summer | B3 | 75 | 210 | 0 | 79.41 | 78.67 | 5 | 0
2030 | SPP_N_2_RMPA | SPP_N | RMPA | External | Summer | B4 | 100 | 210 | 0 | 79.41 | 71.4 | 5 | 0
2030 | SPP_N_2_RMPA | SPP_N | RMPA | External | Summer | B5 | 200 | 210 | 0 | 77.4 | 62.39 | 5 | 0
2030 | SPP_N_2_RMPA | SPP_N | RMPA | External | Summer | B6 | 300 | 210 | 0 | 68.6 | 57.95 | 5 | 0
2030 | SPP_N_2_RMPA | SPP_N | RMPA | External | Summer | B7 | 400 | 210 | 0 | 55.77 | 51.28 | 5 | 0
2030 | SPP_N_2_RMPA | SPP_N | RMPA | External | Summer | B8 | 500 | 210 | 0 | 48.09 | 51.28 | 5 | 0
2030 | SPP_N_2_RMPA | SPP_N | RMPA | External | Summer | B9 | 800 | 210 | 0 | 46.45 | 49.85 | 5 | 0
2030 | SPP_N_2_RMPA | SPP_N | RMPA | External | Summer | B10 | 1262 | 210 | 0 | 43.37 | 41.68 | 5 | 0
2030 | SPP_N_2_RMPA | SPP_N | RMPA | External | Winter | B16 | 25 | 210 | 0 | 77.57 | 71.14 | 5 | 0
2030 | SPP_N_2_RMPA | SPP_N | RMPA | External | Winter | B17 | 100 | 210 | 0 | 55.34 | 57.33 | 5 | 0
2030 | SPP_N_2_RMPA | SPP_N | RMPA | External | Winter | B18 | 400 | 210 | 177.28 | 51.31 | 56.31 | 5 | 0
2030 | SPP_N_2_RMPA | SPP_N | RMPA | External | Winter | B19 | 700 | 210 | 210 | 51.17 | 56.31 | 5 | 0.14
2030 | SPP_N_2_RMPA | SPP_N | RMPA | External | Winter | B20 | 935 | 210 | 0 | 47.74 | 41.66 | 5 | 0
2030 | SPP_S_2_ERCOT | SPP_S | ERCOT | External | Shoulder | B11 | 25 | 800 | 0 | 69.41 | 70.04 | 5 | 0
2030 | SPP_S_2_ERCOT | SPP_S | ERCOT | External | Shoulder | B12 | 200 | 800 | 0 | 50.29 | 52.2 | 5 | 0
2030 | SPP_S_2_ERCOT | SPP_S | ERCOT | External | Shoulder | B13 | 600 | 800 | 0 | 48.09 | 47.87 | 5 | 0
2030 | SPP_S_2_ERCOT | SPP_S | ERCOT | External | Shoulder | B14 | 900 | 800 | 0 | 47.98 | 47.87 | 5 | 0
2030 | SPP_S_2_ERCOT | SPP_S | ERCOT | External | Shoulder | B15 | 1203 | 800 | 0 | 44.85 | 44.11 | 5 | 0
2030 | SPP_S_2_ERCOT | SPP_S | ERCOT | External | Summer | B1 | 10 | 800 | 723.16 | 74.8 | 79.8 | 5 | 0
2030 | SPP_S_2_ERCOT | SPP_S | ERCOT | External | Summer | B2 | 25 | 800 | 0.01 | 75.73 | 79.8 | 5 | 0
2030 | SPP_S_2_ERCOT | SPP_S | ERCOT | External | Summer | B3 | 75 | 800 | 0 | 70.67 | 68.1 | 5 | 0
2030 | SPP_S_2_ERCOT | SPP_S | ERCOT | External | Summer | B4 | 100 | 800 | 0 | 69.07 | 68.1 | 5 | 0
2030 | SPP_S_2_ERCOT | SPP_S | ERCOT | External | Summer | B5 | 200 | 800 | 0 | 67.59 | 68.1 | 5 | 0
2030 | SPP_S_2_ERCOT | SPP_S | ERCOT | External | Summer | B6 | 300 | 800 | 0 | 67.02 | 68.1 | 5 | 0
2030 | SPP_S_2_ERCOT | SPP_S | ERCOT | External | Summer | B7 | 400 | 800 | 340.52 | 55.78 | 60.78 | 5 | 0
2030 | SPP_S_2_ERCOT | SPP_S | ERCOT | External | Summer | B8 | 500 | 800 | 0 | 48.1 | 46.56 | 5 | 0
2030 | SPP_S_2_ERCOT | SPP_S | ERCOT | External | Summer | B9 | 800 | 800 | 0 | 46.46 | 46.56 | 5 | 0
2030 | SPP_S_2_ERCOT | SPP_S | ERCOT | External | Summer | B10 | 1262 | 800 | 0 | 43.43 | 46.56 | 5 | 0
2030 | SPP_S_2_ERCOT | SPP_S | ERCOT | External | Winter | B16 | 25 | 800 | 0 | 67.76 | 68.5 | 5 | 0
2030 | SPP_S_2_ERCOT | SPP_S | ERCOT | External | Winter | B17 | 100 | 800 | 0 | 51.36 | 55.14 | 5 | 0
2030 | SPP_S_2_ERCOT | SPP_S | ERCOT | External | Winter | B18 | 400 | 800 | 0 | 51.3 | 50.72 | 5 | 0
2030 | SPP_S_2_ERCOT | SPP_S | ERCOT | External | Winter | B19 | 700 | 800 | 0 | 51.18 | 50.72 | 5 | 0
2030 | SPP_S_2_ERCOT | SPP_S | ERCOT | External | Winter | B20 | 935 | 800 | 0 | 47.75 | 46.63 | 5 | 0
2035 | AZ_NM_SNV_Coal_2_SPP_S | AZ_NM_SNV_Coal | SPP_S | External | Shoulder | B11 | 25 | 400 | 0.02 | 69.83 | 77.37 | 8.17 | 0
2035 | AZ_NM_SNV_Coal_2_SPP_S | AZ_NM_SNV_Coal | SPP_S | External | Shoulder | B12 | 200 | 400 | 0 | 64.98 | 53.52 | 8.17 | 0
2035 | AZ_NM_SNV_Coal_2_SPP_S | AZ_NM_SNV_Coal | SPP_S | External | Shoulder | B13 | 600 | 400 | 0 | 61.43 | 53.4 | 8.17 | 0
2035 | AZ_NM_SNV_Coal_2_SPP_S | AZ_NM_SNV_Coal | SPP_S | External | Shoulder | B14 | 900 | 400 | 0 | 59.43 | 49.56 | 8.17 | 0
2035 | AZ_NM_SNV_Coal_2_SPP_S | AZ_NM_SNV_Coal | SPP_S | External | Shoulder | B15 | 1203 | 400 | 0 | 55.82 | 49.02 | 8.17 | 0
2035 | AZ_NM_SNV_Coal_2_SPP_S | AZ_NM_SNV_Coal | SPP_S | External | Summer | B1 | 10 | 400 | 0 | 390.75 | 74.74 | 8.17 | 0
2035 | AZ_NM_SNV_Coal_2_SPP_S | AZ_NM_SNV_Coal | SPP_S | External | Summer | B2 | 25 | 400 | 0 | 119.88 | 78.05 | 8.17 | 0
2035 | AZ_NM_SNV_Coal_2_SPP_S | AZ_NM_SNV_Coal | SPP_S | External | Summer | B3 | 75 | 400 | 0 | 112.75 | 78.05 | 8.17 | 0
2035 | AZ_NM_SNV_Coal_2_SPP_S | AZ_NM_SNV_Coal | SPP_S | External | Summer | B4 | 100 | 400 | 0 | 101.54 | 75.37 | 8.17 | 0
2035 | AZ_NM_SNV_Coal_2_SPP_S | AZ_NM_SNV_Coal | SPP_S | External | Summer | B5 | 200 | 400 | 0 | 101.54 | 74.74 | 8.17 | 0
2035 | AZ_NM_SNV_Coal_2_SPP_S | AZ_NM_SNV_Coal | SPP_S | External | Summer | B6 | 300 | 400 | 0 | 95.9 | 74.74 | 8.17 | 0
2035 | AZ_NM_SNV_Coal_2_SPP_S | AZ_NM_SNV_Coal | SPP_S | External | Summer | B7 | 400 | 400 | 0 | 74.19 | 62.07 | 8.17 | 0
2035 | AZ_NM_SNV_Coal_2_SPP_S | AZ_NM_SNV_Coal | SPP_S | External | Summer | B8 | 500 | 400 | 0 | 74.16 | 53.41 | 8.17 | 0
2035 | AZ_NM_SNV_Coal_2_SPP_S | AZ_NM_SNV_Coal | SPP_S | External | Summer | B9 | 800 | 400 | 0 | 68.12 | 51.61 | 8.17 | 0
2035 | AZ_NM_SNV_Coal_2_SPP_S | AZ_NM_SNV_Coal | SPP_S | External | Summer | B10 | 1262 | 400 | 0 | 53.75 | 47.89 | 8.17 | 0
2035 | AZ_NM_SNV_Coal_2_SPP_S | AZ_NM_SNV_Coal | SPP_S | External | Winter | B16 | 25 | 400 | 0 | 73.59 | 66.9 | 8.17 | 0
2035 | AZ_NM_SNV_Coal_2_SPP_S | AZ_NM_SNV_Coal | SPP_S | External | Winter | B17 | 100 | 400 | 0 | 68.04 | 57.13 | 8.17 | 0
2035 | AZ_NM_SNV_Coal_2_SPP_S | AZ_NM_SNV_Coal | SPP_S | External | Winter | B18 | 400 | 400 | 0 | 66.37 | 57 | 8.17 | 0
2035 | AZ_NM_SNV_Coal_2_SPP_S | AZ_NM_SNV_Coal | SPP_S | External | Winter | B19 | 700 | 400 | 0 | 63.8 | 53.27 | 8.17 | 0
2035 | AZ_NM_SNV_Coal_2_SPP_S | AZ_NM_SNV_Coal | SPP_S | External | Winter | B20 | 935 | 400 | 0 | 58.95 | 52.24 | 8.17 | 0
2035 | ERCOT_2_SPP_S | ERCOT | SPP_S | External | Shoulder | B11 | 25 | 800 | 0 | 78.16 | 77.37 | 8 | 0
2035 | ERCOT_2_SPP_S | ERCOT | SPP_S | External | Shoulder | B12 | 200 | 800 | 0 | 54.96 | 53.52 | 8 | 0
2035 | ERCOT_2_SPP_S | ERCOT | SPP_S | External | Shoulder | B13 | 600 | 800 | 0 | 53.32 | 53.4 | 8 | 0
2035 | ERCOT_2_SPP_S | ERCOT | SPP_S | External | Shoulder | B14 | 900 | 800 | 0 | 53.32 | 49.56 | 8 | 0
2035 | ERCOT_2_SPP_S | ERCOT | SPP_S | External | Shoulder | B15 | 1203 | 800 | 0 | 48.96 | 49.02 | 8 | 0
2035 | ERCOT_2_SPP_S | ERCOT | SPP_S | External | Summer | B1 | 10 | 800 | 0 | 88.33 | 74.74 | 8 | 0
2035 | ERCOT_2_SPP_S | ERCOT | SPP_S | External | Summer | B2 | 25 | 800 | 0 | 88.33 | 78.05 | 8 | 0
2035 | ERCOT_2_SPP_S | ERCOT | SPP_S | External | Summer | B3 | 75 | 800 | 0 | 75.93 | 78.05 | 8 | 0
2035 | ERCOT_2_SPP_S | ERCOT | SPP_S | External | Summer | B4 | 100 | 800 | 0 | 75.93 | 75.37 | 8 | 0
2035 | ERCOT_2_SPP_S | ERCOT | SPP_S | External | Summer | B5 | 200 | 800 | 0 | 75.93 | 74.74 | 8 | 0
2035 | ERCOT_2_SPP_S | ERCOT | SPP_S | External | Summer | B6 | 300 | 800 | 0 | 75.93 | 74.74 | 8 | 0
2035 | ERCOT_2_SPP_S | ERCOT | SPP_S | External | Summer | B7 | 400 | 800 | 0 | 56.54 | 62.07 | 8 | 0
2035 | ERCOT_2_SPP_S | ERCOT | SPP_S | External | Summer | B8 | 500 | 800 | 0 | 51.83 | 53.41 | 8 | 0
2035 | ERCOT_2_SPP_S | ERCOT | SPP_S | External | Summer | B9 | 800 | 800 | 0 | 51.83 | 51.61 | 8 | 0
2035 | ERCOT_2_SPP_S | ERCOT | SPP_S | External | Summer | B10 | 1262 | 800 | 0 | 47.62 | 47.89 | 8 | 0
2035 | ERCOT_2_SPP_S | ERCOT | SPP_S | External | Winter | B16 | 25 | 800 | 0 | 76.36 | 66.9 | 8 | 0
2035 | ERCOT_2_SPP_S | ERCOT | SPP_S | External | Winter | B17 | 100 | 800 | 0 | 56.47 | 57.13 | 8 | 0
2035 | ERCOT_2_SPP_S | ERCOT | SPP_S | External | Winter | B18 | 400 | 800 | 0 | 56.47 | 57 | 8 | 0
2035 | ERCOT_2_SPP_S | ERCOT | SPP_S | External | Winter | B19 | 700 | 800 | 0 | 56.47 | 53.27 | 8 | 0
2035 | ERCOT_2_SPP_S | ERCOT | SPP_S | External | Winter | B20 | 935 | 800 | 0 | 51.76 | 52.24 | 8 | 0
2035 | MAPP_US_2_RMPA | MAPP_US | RMPA | External | Shoulder | B11 | 25 | 200 | 0 | 81.07 | 59.27 | 8 | 0
2035 | MAPP_US_2_RMPA | MAPP_US | RMPA | External | Shoulder | B12 | 200 | 200 | 0 | 57.48 | 56.81 | 8 | 0
2035 | MAPP_US_2_RMPA | MAPP_US | RMPA | External | Shoulder | B13 | 600 | 200 | 0 | 48.6 | 53.27 | 8 | 0
2035 | MAPP_US_2_RMPA | MAPP_US | RMPA | External | Shoulder | B14 | 900 | 200 | 0 | 48.6 | 53.27 | 8 | 0
2035 | MAPP_US_2_RMPA | MAPP_US | RMPA | External | Shoulder | B15 | 1203 | 200 | 0 | 48.6 | 42.24 | 8 | 0
2035 | MAPP_US_2_RMPA | MAPP_US | RMPA | External | Summer | B1 | 10 | 200 | 0 | 103.43 | 86.76 | 8 | 0
2035 | MAPP_US_2_RMPA | MAPP_US | RMPA | External | Summer | B2 | 25 | 200 | 0 | 86.32 | 86.76 | 8 | 0
2035 | MAPP_US_2_RMPA | MAPP_US | RMPA | External | Summer | B3 | 75 | 200 | 0 | 86.32 | 86.76 | 8 | 0
2035 | MAPP_US_2_RMPA | MAPP_US | RMPA | External | Summer | B4 | 100 | 200 | 0 | 83.45 | 77.45 | 8 | 0
2035 | MAPP_US_2_RMPA | MAPP_US | RMPA | External | Summer | B5 | 200 | 200 | 0 | 79.13 | 56.9 | 8 | 0
2035 | MAPP_US_2_RMPA | MAPP_US | RMPA | External | Summer | B6 | 300 | 200 | 0 | 77.55 | 56.9 | 8 | 0
2035 | MAPP_US_2_RMPA | MAPP_US | RMPA | External | Summer | B7 | 400 | 200 | 0 | 55.05 | 56.9 | 8 | 0
2035 | MAPP_US_2_RMPA | MAPP_US | RMPA | External | Summer | B8 | 500 | 200 | 200 | 44.47 | 56.47 | 8 | 4
2035 | MAPP_US_2_RMPA | MAPP_US | RMPA | External | Summer | B9 | 800 | 200 | 0 | 40.58 | 43.6 | 8 | 0
2035 | MAPP_US_2_RMPA | MAPP_US | RMPA | External | Summer | B10 | 1262 | 200 | 0 | 37.95 | 38.37 | 8 | 0
2035 | MAPP_US_2_RMPA | MAPP_US | RMPA | External | Winter | B16 | 25 | 200 | 0 | 80.27 | 78.78 | 8 | 0
2035 | MAPP_US_2_RMPA | MAPP_US | RMPA | External | Winter | B17 | 100 | 200 | 0 | 60.14 | 63.7 | 8 | 0
2035 | MAPP_US_2_RMPA | MAPP_US | RMPA | External | Winter | B18 | 400 | 200 | 0 | 55.09 | 58.21 | 8 | 0
2035 | MAPP_US_2_RMPA | MAPP_US | RMPA | External | Winter | B19 | 700 | 200 | 0 | 55.09 | 58.21 | 8 | 0
2035 | MAPP_US_2_RMPA | MAPP_US | RMPA | External | Winter | B20 | 935 | 200 | 0 | 42.63 | 35.86 | 8 | 0
2035 | NE_2_RMPA | NE | RMPA | External | Shoulder | B11 | 25 | 310 | 0 | 88.07 | 59.27 | 5 | 0
2035 | NE_2_RMPA | NE | RMPA | External | Shoulder | B12 | 200 | 310 | 0 | 59.48 | 56.81 | 5 | 0
2035 | NE_2_RMPA | NE | RMPA | External | Shoulder | B13 | 600 | 310 | 0 | 54.78 | 53.27 | 5 | 0
2035 | NE_2_RMPA | NE | RMPA | External | Shoulder | B14 | 900 | 310 | 0 | 49.94 | 53.27 | 5 | 0
2035 | NE_2_RMPA | NE | RMPA | External | Shoulder | B15 | 1203 | 310 | 0 | 49.94 | 42.24 | 5 | 0
2035 | NE_2_RMPA | NE | RMPA | External | Summer | B1 | 10 | 310 | 0 | 105.43 | 86.76 | 5 | 0
2035 | NE_2_RMPA | NE | RMPA | External | Summer | B2 | 25 | 310 | 0 | 88.32 | 86.76 | 5 | 0
2035 | NE_2_RMPA | NE | RMPA | External | Summer | B3 | 75 | 310 | 0 | 88.32 | 86.76 | 5 | 0
2035 | NE_2_RMPA | NE | RMPA | External | Summer | B4 | 100 | 310 | 0 | 85.45 | 77.45 | 5 | 0
2035 | NE_2_RMPA | NE | RMPA | External | Summer | B5 | 200 | 310 | 0 | 85.43 | 56.9 | 5 | 0
2035 | NE_2_RMPA | NE | RMPA | External | Summer | B6 | 300 | 310 | 0 | 84.44 | 56.9 | 5 | 0
2035 | NE_2_RMPA | NE | RMPA | External | Summer | B7 | 400 | 310 | 0 | 62.05 | 56.9 | 5 | 0
2035 | NE_2_RMPA | NE | RMPA | External | Summer | B8 | 500 | 310 | 198.74 | 51.47 | 56.47 | 5 | 0
2035 | NE_2_RMPA | NE | RMPA | External | Summer | B9 | 800 | 310 | 0 | 47.58 | 43.6 | 5 | 0
2035 | NE_2_RMPA | NE | RMPA | External | Summer | B10 | 1262 | 310 | 0 | 43.23 | 38.37 | 5 | 0
2035 | NE_2_RMPA | NE | RMPA | External | Winter | B16 | 25 | 310 | 0 | 87.27 | 78.78 | 5 | 0
2035 | NE_2_RMPA | NE | RMPA | External | Winter | B17 | 100 | 310 | 0 | 62.14 | 63.7 | 5 | 0
2035 | NE_2_RMPA | NE | RMPA | External | Winter | B18 | 400 | 310 | 0 | 57 | 58.21 | 5 | 0
2035 | NE_2_RMPA | NE | RMPA | External | Winter | B19 | 700 | 310 | 0.03 | 53.25 | 58.21 | 5 | 0
2035 | NE_2_RMPA | NE | RMPA | External | Winter | B20 | 935 | 310 | 0 | 46.68 | 35.86 | 5 | 0
2035 | NWPP_Coal_2_MAPP_US | NWPP_Coal | MAPP_US | External | Shoulder | B11 | 25 | 150 | 150 | 61.43 | 81.07 | 8 | 11.64
2035 | NWPP_Coal_2_MAPP_US | NWPP_Coal | MAPP_US | External | Shoulder | B12 | 200 | 150 | 0 | 61.43 | 57.48 | 8 | 0
2035 | NWPP_Coal_2_MAPP_US | NWPP_Coal | MAPP_US | External | Shoulder | B13 | 600 | 150 | 0 | 61.43 | 48.6 | 8 | 0
2035 | NWPP_Coal_2_MAPP_US | NWPP_Coal | MAPP_US | External | Shoulder | B14 | 900 | 150 | 0 | 61.43 | 48.6 | 8 | 0
2035 | NWPP_Coal_2_MAPP_US | NWPP_Coal | MAPP_US | External | Shoulder | B15 | 1203 | 150 | 0 | 61.43 | 48.6 | 8 | 0
2035 | NWPP_Coal_2_MAPP_US | NWPP_Coal | MAPP_US | External | Summer | B1 | 10 | 150 | 150 | 61.37 | 103.43 | 8 | 34.06
2035 | NWPP_Coal_2_MAPP_US | NWPP_Coal | MAPP_US | External | Summer | B2 | 25 | 150 | 150 | 61.37 | 86.32 | 8 | 16.96
2035 | NWPP_Coal_2_MAPP_US | NWPP_Coal | MAPP_US | External | Summer | B3 | 75 | 150 | 150 | 61.37 | 86.32 | 8 | 16.96
2035 | NWPP_Coal_2_MAPP_US | NWPP_Coal | MAPP_US | External | Summer | B4 | 100 | 150 | 150 | 61.37 | 83.45 | 8 | 14.08
2035 | NWPP_Coal_2_MAPP_US | NWPP_Coal | MAPP_US | External | Summer | B5 | 200 | 150 | 150 | 61.37 | 79.13 | 8 | 9.76
2035 | NWPP_Coal_2_MAPP_US | NWPP_Coal | MAPP_US | External | Summer | B6 | 300 | 150 | 150 | 61.37 | 77.55 | 8 | 8.18
2035 | NWPP_Coal_2_MAPP_US | NWPP_Coal | MAPP_US | External | Summer | B7 | 400 | 150 | 0 | 61.37 | 55.05 | 8 | 0
2035 | NWPP_Coal_2_MAPP_US | NWPP_Coal | MAPP_US | External | Summer | B8 | 500 | 150 | 0 | 61.37 | 44.47 | 8 | 0
2035 | NWPP_Coal_2_MAPP_US | NWPP_Coal | MAPP_US | External | Summer | B9 | 800 | 150 | 0 | 61.37 | 40.58 | 8 | 0
2035 | NWPP_Coal_2_MAPP_US | NWPP_Coal | MAPP_US | External | Summer | B10 | 1262 | 150 | 0 | 61.37 | 37.95 | 8 | 0
2035 | NWPP_Coal_2_MAPP_US | NWPP_Coal | MAPP_US | External | Winter | B16 | 25 | 150 | 149.99 | 70.62 | 80.27 | 8 | 1.65
2035 | NWPP_Coal_2_MAPP_US | NWPP_Coal | MAPP_US | External | Winter | B17 | 100 | 150 | 0 | 66.37 | 60.14 | 8 | 0
2035 | NWPP_Coal_2_MAPP_US | NWPP_Coal | MAPP_US | External | Winter | B18 | 400 | 150 | 0 | 66.37 | 55.09 | 8 | 0
2035 | NWPP_Coal_2_MAPP_US | NWPP_Coal | MAPP_US | External | Winter | B19 | 700 | 150 | 0 | 66.37 | 55.09 | 8 | 0
2035 | NWPP_Coal_2_MAPP_US | NWPP_Coal | MAPP_US | External | Winter | B20 | 935 | 150 | 0 | 66.37 | 42.63 | 8 | 0
2035 | RMPA_2_MAPP_US | RMPA | MAPP_US | External | Shoulder | B11 | 25 | 200 | 200 | 59.27 | 81.07 | 8 | 13.8
2035 | RMPA_2_MAPP_US | RMPA | MAPP_US | External | Shoulder | B12 | 200 | 200 | 0 | 56.81 | 57.48 | 8 | 0
2035 | RMPA_2_MAPP_US | RMPA | MAPP_US | External | Shoulder | B13 | 600 | 200 | 0 | 53.27 | 48.6 | 8 | 0
2035 | RMPA_2_MAPP_US | RMPA | MAPP_US | External | Shoulder | B14 | 900 | 200 | 0 | 53.27 | 48.6 | 8 | 0
2035 | RMPA_2_MAPP_US | RMPA | MAPP_US | External | Shoulder | B15 | 1203 | 200 | 0 | 42.24 | 48.6 | 8 | 0
2035 | RMPA_2_MAPP_US | RMPA | MAPP_US | External | Summer | B1 | 10 | 200 | 200 | 86.76 | 103.43 | 8 | 8.67
2035 | RMPA_2_MAPP_US | RMPA | MAPP_US | External | Summer | B2 | 25 | 200 | 0 | 86.76 | 86.32 | 8 | 0
2035 | RMPA_2_MAPP_US | RMPA | MAPP_US | External | Summer | B3 | 75 | 200 | 0 | 86.76 | 86.32 | 8 | 0
2035 | RMPA_2_MAPP_US | RMPA | MAPP_US | External | Summer | B4 | 100 | 200 | 0 | 77.45 | 83.45 | 8 | 0
2035 | RMPA_2_MAPP_US | RMPA | MAPP_US | External | Summer | B5 | 200 | 200 | 200 | 56.9 | 79.13 | 8 | 14.23
2035 | RMPA_2_MAPP_US | RMPA | MAPP_US | External | Summer | B6 | 300 | 200 | 200 | 56.9 | 77.55 | 8 | 12.65
2035 | RMPA_2_MAPP_US | RMPA | MAPP_US | External | Summer | B7 | 400 | 200 | 0 | 56.9 | 55.05 | 8 | 0
2035 | RMPA_2_MAPP_US | RMPA | MAPP_US | External | Summer | B8 | 500 | 200 | 0 | 56.47 | 44.47 | 8 | 0
2035 | RMPA_2_MAPP_US | RMPA | MAPP_US | External | Summer | B9 | 800 | 200 | 0 | 43.6 | 40.58 | 8 | 0
2035 | RMPA_2_MAPP_US | RMPA | MAPP_US | External | Summer | B10 | 1262 | 200 | 0 | 38.37 | 37.95 | 8 | 0
2035 | RMPA_2_MAPP_US | RMPA | MAPP_US | External | Winter | B16 | 25 | 200 | 0 | 78.78 | 80.27 | 8 | 0
2035 | RMPA_2_MAPP_US | RMPA | MAPP_US | External | Winter | B17 | 100 | 200 | 0 | 63.7 | 60.14 | 8 | 0
2035 | RMPA_2_MAPP_US | RMPA | MAPP_US | External | Winter | B18 | 400 | 200 | 0 | 58.21 | 55.09 | 8 | 0
2035 | RMPA_2_MAPP_US | RMPA | MAPP_US | External | Winter | B19 | 700 | 200 | 0 | 58.21 | 55.09 | 8 | 0
2035 | RMPA_2_MAPP_US | RMPA | MAPP_US | External | Winter | B20 | 935 | 200 | 0 | 35.86 | 42.63 | 8 | 0
2035 | RMPA_2_NE | RMPA | NE | External | Shoulder | B11 | 25 | 310 | 310 | 59.27 | 88.07 | 8 | 20.8
2035 | RMPA_2_NE | RMPA | NE | External | Shoulder | B12 | 200 | 310 | 0 | 56.81 | 59.48 | 8 | 0
2035 | RMPA_2_NE | RMPA | NE | External | Shoulder | B13 | 600 | 310 | 0 | 53.27 | 54.78 | 8 | 0
2035 | RMPA_2_NE | RMPA | NE | External | Shoulder | B14 | 900 | 310 | 0 | 53.27 | 49.94 | 8 | 0
2035 | RMPA_2_NE | RMPA | NE | External | Shoulder | B15 | 1203 | 310 | 0 | 42.24 | 49.94 | 8 | 0
2035 | RMPA_2_NE | RMPA | NE | External | Summer | B1 | 10 | 310 | 310 | 86.76 | 105.43 | 8 | 10.67
2035 | RMPA_2_NE | RMPA | NE | External | Summer | B2 | 25 | 310 | 0 | 86.76 | 88.32 | 8 | 0
2035 | RMPA_2_NE | RMPA | NE | External | Summer | B3 | 75 | 310 | 0 | 86.76 | 88.32 | 8 | 0
2035 | RMPA_2_NE | RMPA | NE | External | Summer | B4 | 100 | 310 | 281.15 | 77.45 | 85.45 | 8 | 0
2035 | RMPA_2_NE | RMPA | NE | External | Summer | B5 | 200 | 310 | 310 | 56.9 | 85.43 | 8 | 20.53
2035 | RMPA_2_NE | RMPA | NE | External | Summer | B6 | 300 | 310 | 310 | 56.9 | 84.44 | 8 | 19.54
2035 | RMPA_2_NE | RMPA | NE | External | Summer | B7 | 400 | 310 | 0 | 56.9 | 62.05 | 8 | 0
2035 | RMPA_2_NE | RMPA | NE | External | Summer | B8 | 500 | 310 | 0 | 56.47 | 51.47 | 8 | 0
2035 | RMPA_2_NE | RMPA | NE | External | Summer | B9 | 800 | 310 | 0 | 43.6 | 47.58 | 8 | 0
2035 | RMPA_2_NE | RMPA | NE | External | Summer | B10 | 1262 | 310 | 0 | 38.37 | 43.23 | 8 | 0
2035 | RMPA_2_NE | RMPA | NE | External | Winter | B16 | 25 | 310 | 309.97 | 78.78 | 87.27 | 8 | 0.48
2035 | RMPA_2_NE | RMPA | NE | External | Winter | B17 | 100 | 310 | 0 | 63.7 | 62.14 | 8 | 0
2035 | RMPA_2_NE | RMPA | NE | External | Winter | B18 | 400 | 310 | 0 | 58.21 | 57 | 8 | 0
2035 | RMPA_2_NE | RMPA | NE | External | Winter | B19 | 700 | 310 | 0 | 58.21 | 53.25 | 8 | 0
2035 | RMPA_2_NE | RMPA | NE | External | Winter | B20 | 935 | 310 | 310 | 35.86 | 46.68 | 8 | 2.82
2035 | RMPA_2_SPP_N | RMPA | SPP_N | External | Shoulder | B11 | 25 | 210 | 210 | 59.27 | 88.08 | 8 | 20.81
2035 | RMPA_2_SPP_N | RMPA | SPP_N | External | Shoulder | B12 | 200 | 210 | 0 | 56.81 | 59.49 | 8 | 0
2035 | RMPA_2_SPP_N | RMPA | SPP_N | External | Shoulder | B13 | 600 | 210 | 0 | 53.27 | 54.79 | 8 | 0
2035 | RMPA_2_SPP_N | RMPA | SPP_N | External | Shoulder | B14 | 900 | 210 | 0 | 53.27 | 49.95 | 8 | 0
2035 | RMPA_2_SPP_N | RMPA | SPP_N | External | Shoulder | B15 | 1203 | 210 | 0 | 42.24 | 49.95 | 8 | 0
2035 | RMPA_2_SPP_N | RMPA | SPP_N | External | Summer | B1 | 10 | 210 | 210 | 86.76 | 105.42 | 8 | 10.66
2035 | RMPA_2_SPP_N | RMPA | SPP_N | External | Summer | B2 | 25 | 210 | 0 | 86.76 | 88.32 | 8 | 0
2035 | RMPA_2_SPP_N | RMPA | SPP_N | External | Summer | B3 | 75 | 210 | 0 | 86.76 | 88.32 | 8 | 0
2035 | RMPA_2_SPP_N | RMPA | SPP_N | External | Summer | B4 | 100 | 210 | 140.21 | 77.45 | 85.45 | 8 | 0
2035 | RMPA_2_SPP_N | RMPA | SPP_N | External | Summer | B5 | 200 | 210 | 210 | 56.9 | 85.45 | 8 | 20.54
2035 | RMPA_2_SPP_N | RMPA | SPP_N | External | Summer | B6 | 300 | 210 | 210 | 56.9 | 84.46 | 8 | 19.55
2035 | RMPA_2_SPP_N | RMPA | SPP_N | External | Summer | B7 | 400 | 210 | 0 | 56.9 | 62.07 | 8 | 0
2035 | RMPA_2_SPP_N | RMPA | SPP_N | External | Summer | B8 | 500 | 210 | 0 | 56.47 | 53.4 | 8 | 0
2035 | RMPA_2_SPP_N | RMPA | SPP_N | External | Summer | B9 | 800 | 210 | 72.82 | 43.6 | 51.6 | 8 | 0
2035 | RMPA_2_SPP_N | RMPA | SPP_N | External | Summer | B10 | 1262 | 210 | 210 | 38.37 | 48.38 | 8 | 2.01
2035 | RMPA_2_SPP_N | RMPA | SPP_N | External | Winter | B16 | 25 | 210 | 209.99 | 78.78 | 88.9 | 8 | 2.11
2035 | RMPA_2_SPP_N | RMPA | SPP_N | External | Winter | B17 | 100 | 210 | 0 | 63.7 | 62.16 | 8 | 0
2035 | RMPA_2_SPP_N | RMPA | SPP_N | External | Winter | B18 | 400 | 210 | 0 | 58.21 | 57.01 | 8 | 0
2035 | RMPA_2_SPP_N | RMPA | SPP_N | External | Winter | B19 | 700 | 210 | 0 | 58.21 | 53.26 | 8 | 0
2035 | RMPA_2_SPP_N | RMPA | SPP_N | External | Winter | B20 | 935 | 210 | 210 | 35.86 | 53.26 | 8 | 9.4
2035 | SPP_N_2_RMPA | SPP_N | RMPA | External | Shoulder | B11 | 25 | 210 | 0 | 88.08 | 59.27 | 5 | 0
2035 | SPP_N_2_RMPA | SPP_N | RMPA | External | Shoulder | B12 | 200 | 210 | 0 | 59.49 | 56.81 | 5 | 0
2035 | SPP_N_2_RMPA | SPP_N | RMPA | External | Shoulder | B13 | 600 | 210 | 0 | 54.79 | 53.27 | 5 | 0
2035 | SPP_N_2_RMPA | SPP_N | RMPA | External | Shoulder | B14 | 900 | 210 | 0 | 49.95 | 53.27 | 5 | 0
2035 | SPP_N_2_RMPA | SPP_N | RMPA | External | Shoulder | B15 | 1203 | 210 | 0 | 49.95 | 42.24 | 5 | 0
2035 | SPP_N_2_RMPA | SPP_N | RMPA | External | Summer | B1 | 10 | 210 | 0 | 105.42 | 86.76 | 5 | 0
2035 | SPP_N_2_RMPA | SPP_N | RMPA | External | Summer | B2 | 25 | 210 | 0 | 88.32 | 86.76 | 5 | 0
2035 | SPP_N_2_RMPA | SPP_N | RMPA | External | Summer | B3 | 75 | 210 | 0 | 88.32 | 86.76 | 5 | 0
2035 | SPP_N_2_RMPA | SPP_N | RMPA | External | Summer | B4 | 100 | 210 | 0 | 85.45 | 77.45 | 5 | 0
2035 | SPP_N_2_RMPA | SPP_N | RMPA | External | Summer | B5 | 200 | 210 | 0 | 85.45 | 56.9 | 5 | 0
2035 | SPP_N_2_RMPA | SPP_N | RMPA | External | Summer | B6 | 300 | 210 | 0 | 84.46 | 56.9 | 5 | 0
2035 | SPP_N_2_RMPA | SPP_N | RMPA | External | Summer | B7 | 400 | 210 | 0 | 62.07 | 56.9 | 5 | 0
2035 | SPP_N_2_RMPA | SPP_N | RMPA | External | Summer | B8 | 500 | 210 | 0 | 53.4 | 56.47 | 5 | 0
2035 | SPP_N_2_RMPA | SPP_N | RMPA | External | Summer | B9 | 800 | 210 | 0 | 51.6 | 43.6 | 5 | 0
2035 | SPP_N_2_RMPA | SPP_N | RMPA | External | Summer | B10 | 1262 | 210 | 0 | 48.38 | 38.37 | 5 | 0
2035 | SPP_N_2_RMPA | SPP_N | RMPA | External | Winter | B16 | 25 | 210 | 0 | 88.9 | 78.78 | 5 | 0
2035 | SPP_N_2_RMPA | SPP_N | RMPA | External | Winter | B17 | 100 | 210 | 0 | 62.16 | 63.7 | 5 | 0
2035 | SPP_N_2_RMPA | SPP_N | RMPA | External | Winter | B18 | 400 | 210 | 0 | 57.01 | 58.21 | 5 | 0
2035 | SPP_N_2_RMPA | SPP_N | RMPA | External | Winter | B19 | 700 | 210 | 0.01 | 53.26 | 58.21 | 5 | 0
2035 | SPP_N_2_RMPA | SPP_N | RMPA | External | Winter | B20 | 935 | 210 | 0 | 53.26 | 35.86 | 5 | 0
2035 | SPP_S_2_ERCOT | SPP_S | ERCOT | External | Shoulder | B11 | 25 | 800 | 0 | 77.37 | 78.16 | 5 | 0
2035 | SPP_S_2_ERCOT | SPP_S | ERCOT | External | Shoulder | B12 | 200 | 800 | 0 | 53.52 | 54.96 | 5 | 0
2035 | SPP_S_2_ERCOT | SPP_S | ERCOT | External | Shoulder | B13 | 600 | 800 | 0 | 53.4 | 53.32 | 5 | 0
2035 | SPP_S_2_ERCOT | SPP_S | ERCOT | External | Shoulder | B14 | 900 | 800 | 0 | 49.56 | 53.32 | 5 | 0
2035 | SPP_S_2_ERCOT | SPP_S | ERCOT | External | Shoulder | B15 | 1203 | 800 | 0 | 49.02 | 48.96 | 5 | 0
2035 | SPP_S_2_ERCOT | SPP_S | ERCOT | External | Summer | B1 | 10 | 800 | 800 | 74.74 | 88.33 | 5 | 8.58
2035 | SPP_S_2_ERCOT | SPP_S | ERCOT | External | Summer | B2 | 25 | 800 | 800 | 78.05 | 88.33 | 5 | 5.28
2035 | SPP_S_2_ERCOT | SPP_S | ERCOT | External | Summer | B3 | 75 | 800 | 0 | 78.05 | 75.93 | 5 | 0
2035 | SPP_S_2_ERCOT | SPP_S | ERCOT | External | Summer | B4 | 100 | 800 | 0 | 75.37 | 75.93 | 5 | 0
2035 | SPP_S_2_ERCOT | SPP_S | ERCOT | External | Summer | B5 | 200 | 800 | 0 | 74.74 | 75.93 | 5 | 0
2035 | SPP_S_2_ERCOT | SPP_S | ERCOT | External | Summer | B6 | 300 | 800 | 0 | 74.74 | 75.93 | 5 | 0
2035 | SPP_S_2_ERCOT | SPP_S | ERCOT | External | Summer | B7 | 400 | 800 | 0 | 62.07 | 56.54 | 5 | 0
2035 | SPP_S_2_ERCOT | SPP_S | ERCOT | External | Summer | B8 | 500 | 800 | 0 | 53.41 | 51.83 | 5 | 0
2035 | SPP_S_2_ERCOT | SPP_S | ERCOT | External | Summer | B9 | 800 | 800 | 0 | 51.61 | 51.83 | 5 | 0
2035 | SPP_S_2_ERCOT | SPP_S | ERCOT | External | Summer | B10 | 1262 | 800 | 0 | 47.89 | 47.62 | 5 | 0
2035 | SPP_S_2_ERCOT | SPP_S | ERCOT | External | Winter | B16 | 25 | 800 | 800 | 66.9 | 76.36 | 5 | 4.46
2035 | SPP_S_2_ERCOT | SPP_S | ERCOT | External | Winter | B17 | 100 | 800 | 0 | 57.13 | 56.47 | 5 | 0
2035 | SPP_S_2_ERCOT | SPP_S | ERCOT | External | Winter | B18 | 400 | 800 | 0 | 57 | 56.47 | 5 | 0
2035 | SPP_S_2_ERCOT | SPP_S | ERCOT | External | Winter | B19 | 700 | 800 | 0 | 53.27 | 56.47 | 5 | 0
2035 | SPP_S_2_ERCOT | SPP_S | ERCOT | External | Winter | B20 | 935 | 800 | 0 | 52.24 | 51.76 | 5 | 0
2040 | AZ_NM_SNV_Coal_2_SPP_S | AZ_NM_SNV_Coal | SPP_S | External | Shoulder | B11 | 25 | 400 | 0 | 81.12 | 82.77 | 8.17 | 0
2040 | AZ_NM_SNV_Coal_2_SPP_S | AZ_NM_SNV_Coal | SPP_S | External | Shoulder | B12 | 200 | 400 | 0 | 72.92 | 59.25 | 8.17 | 0
2040 | AZ_NM_SNV_Coal_2_SPP_S | AZ_NM_SNV_Coal | SPP_S | External | Shoulder | B13 | 600 | 400 | 0 | 63.86 | 55.75 | 8.17 | 0
2040 | AZ_NM_SNV_Coal_2_SPP_S | AZ_NM_SNV_Coal | SPP_S | External | Shoulder | B14 | 900 | 400 | 0 | 63.86 | 54.25 | 8.17 | 0
2040 | AZ_NM_SNV_Coal_2_SPP_S | AZ_NM_SNV_Coal | SPP_S | External | Shoulder | B15 | 1203 | 400 | 0 | 61.35 | 54.25 | 8.17 | 0
2040 | AZ_NM_SNV_Coal_2_SPP_S | AZ_NM_SNV_Coal | SPP_S | External | Summer | B1 | 10 | 400 | 0 | 424.47 | 83.11 | 8.17 | 0
2040 | AZ_NM_SNV_Coal_2_SPP_S | AZ_NM_SNV_Coal | SPP_S | External | Summer | B2 | 25 | 400 | 0 | 129.79 | 86.8 | 8.17 | 0
2040 | AZ_NM_SNV_Coal_2_SPP_S | AZ_NM_SNV_Coal | SPP_S | External | Summer | B3 | 75 | 400 | 0 | 129.46 | 92.39 | 8.17 | 0
2040 | AZ_NM_SNV_Coal_2_SPP_S | AZ_NM_SNV_Coal | SPP_S | External | Summer | B4 | 100 | 400 | 0 | 117.69 | 83.81 | 8.17 | 0
2040 | AZ_NM_SNV_Coal_2_SPP_S | AZ_NM_SNV_Coal | SPP_S | External | Summer | B5 | 200 | 400 | 0 | 117.69 | 83.11 | 8.17 | 0
2040 | AZ_NM_SNV_Coal_2_SPP_S | AZ_NM_SNV_Coal | SPP_S | External | Summer | B6 | 300 | 400 | 0 | 108.86 | 83.11 | 8.17 | 0
2040 | AZ_NM_SNV_Coal_2_SPP_S | AZ_NM_SNV_Coal | SPP_S | External | Summer | B7 | 400 | 400 | 0 | 86.17 | 64.15 | 8.17 | 0
2040 | AZ_NM_SNV_Coal_2_SPP_S | AZ_NM_SNV_Coal | SPP_S | External | Summer | B8 | 500 | 400 | 0 | 86.15 | 57.43 | 8.17 | 0
2040 | AZ_NM_SNV_Coal_2_SPP_S | AZ_NM_SNV_Coal | SPP_S | External | Summer | B9 | 800 | 400 | 0 | 78.12 | 53.64 | 8.17 | 0
2040 | AZ_NM_SNV_Coal_2_SPP_S | AZ_NM_SNV_Coal | SPP_S | External | Summer | B10 | 1262 | 400 | 0 | 59.12 | 52.51 | 8.17 | 0
2040 | AZ_NM_SNV_Coal_2_SPP_S | AZ_NM_SNV_Coal | SPP_S | External | Winter | B16 | 25 | 400 | 0 | 85.28 | 65.68 | 8.17 | 0
2040 | AZ_NM_SNV_Coal_2_SPP_S | AZ_NM_SNV_Coal | SPP_S | External | Winter | B17 | 100 | 400 | 0 | 76.64 | 63.27 | 8.17 | 0
2040 | AZ_NM_SNV_Coal_2_SPP_S | AZ_NM_SNV_Coal | SPP_S | External | Winter | B18 | 400 | 400 | 0 | 69.06 | 59.03 | 8.17 | 0
2040 | AZ_NM_SNV_Coal_2_SPP_S | AZ_NM_SNV_Coal | SPP_S | External | Winter | B19 | 700 | 400 | 0 | 69.06 | 57.85 | 8.17 | 0
2040 | AZ_NM_SNV_Coal_2_SPP_S | AZ_NM_SNV_Coal | SPP_S | External | Winter | B20 | 935 | 400 | 0 | 64.89 | 57.85 | 8.17 | 0
2040 | ERCOT_2_SPP_S | ERCOT | SPP_S | External | Shoulder | B11 | 25 | 800 | 0 | 86.87 | 82.77 | 8 | 0
2040 | ERCOT_2_SPP_S | ERCOT | SPP_S | External | Shoulder | B12 | 200 | 800 | 0 | 59.18 | 59.25 | 8 | 0
2040 | ERCOT_2_SPP_S | ERCOT | SPP_S | External | Shoulder | B13 | 600 | 800 | 0 | 59.18 | 55.75 | 8 | 0
2040 | ERCOT_2_SPP_S | ERCOT | SPP_S | External | Shoulder | B14 | 900 | 800 | 0 | 59.04 | 54.25 | 8 | 0
2040 | ERCOT_2_SPP_S | ERCOT | SPP_S | External | Shoulder | B15 | 1203 | 800 | 0 | 54.19 | 54.25 | 8 | 0
2040 | ERCOT_2_SPP_S | ERCOT | SPP_S | External | Summer | B1 | 10 | 800 | 0 | 97.53 | 83.11 | 8 | 0
2040 | ERCOT_2_SPP_S | ERCOT | SPP_S | External | Summer | B2 | 25 | 800 | 0 | 97.53 | 86.8 | 8 | 0
2040 | ERCOT_2_SPP_S | ERCOT | SPP_S | External | Summer | B3 | 75 | 800 | 1.21 | 84.4 | 92.39 | 8 | 0
2040 | ERCOT_2_SPP_S | ERCOT | SPP_S | External | Summer | B4 | 100 | 800 | 0 | 84.4 | 83.81 | 8 | 0
2040 | ERCOT_2_SPP_S | ERCOT | SPP_S | External | Summer | B5 | 200 | 800 | 0 | 84.4 | 83.11 | 8 | 0
2040 | ERCOT_2_SPP_S | ERCOT | SPP_S | External | Summer | B6 | 300 | 800 | 0 | 84.4 | 83.11 | 8 | 0
2040 | ERCOT_2_SPP_S | ERCOT | SPP_S | External | Summer | B7 | 400 | 800 | 0 | 62.77 | 64.15 | 8 | 0
2040 | ERCOT_2_SPP_S | ERCOT | SPP_S | External | Summer | B8 | 500 | 800 | 0 | 57.51 | 57.43 | 8 | 0
2040 | ERCOT_2_SPP_S | ERCOT | SPP_S | External | Summer | B9 | 800 | 800 | 0 | 57.51 | 53.64 | 8 | 0
2040 | ERCOT_2_SPP_S | ERCOT | SPP_S | External | Summer | B10 | 1262 | 800 | 0 | 52.7 | 52.51 | 8 | 0
2040 | ERCOT_2_SPP_S | ERCOT | SPP_S | External | Winter | B16 | 25 | 800 | 0 | 70.68 | 65.68 | 8 | 0
2040 | ERCOT_2_SPP_S | ERCOT | SPP_S | External | Winter | B17 | 100 | 800 | 0 | 62.65 | 63.27 | 8 | 0
2040 | ERCOT_2_SPP_S | ERCOT | SPP_S | External | Winter | B18 | 400 | 800 | 0 | 62.65 | 59.03 | 8 | 0
2040 | ERCOT_2_SPP_S | ERCOT | SPP_S | External | Winter | B19 | 700 | 800 | 0 | 62.65 | 57.85 | 8 | 0
2040 | ERCOT_2_SPP_S | ERCOT | SPP_S | External | Winter | B20 | 935 | 800 | 0 | 57.29 | 57.85 | 8 | 0
2040 | MAPP_US_2_RMPA | MAPP_US | RMPA | External | Shoulder | B11 | 25 | 200 | 0 | 88.76 | 59.63 | 8 | 0
2040 | MAPP_US_2_RMPA | MAPP_US | RMPA | External | Shoulder | B12 | 200 | 200 | 0 | 62.38 | 59.63 | 8 | 0
2040 | MAPP_US_2_RMPA | MAPP_US | RMPA | External | Shoulder | B13 | 600 | 200 | 0 | 52.85 | 55.7 | 8 | 0
2040 | MAPP_US_2_RMPA | MAPP_US | RMPA | External | Shoulder | B14 | 900 | 200 | 0 | 52.85 | 55.7 | 8 | 0
2040 | MAPP_US_2_RMPA | MAPP_US | RMPA | External | Shoulder | B15 | 1203 | 200 | 0 | 45.59 | 42.94 | 8 | 0
2040 | MAPP_US_2_RMPA | MAPP_US | RMPA | External | Summer | B1 | 10 | 200 | 0 | 103.65 | 95.17 | 8 | 0
2040 | MAPP_US_2_RMPA | MAPP_US | RMPA | External | Summer | B2 | 25 | 200 | 0 | 92.26 | 95.17 | 8 | 0
2040 | MAPP_US_2_RMPA | MAPP_US | RMPA | External | Summer | B3 | 75 | 200 | 0 | 92.26 | 95.17 | 8 | 0
2040 | MAPP_US_2_RMPA | MAPP_US | RMPA | External | Summer | B4 | 100 | 200 | 0 | 87.25 | 86.26 | 8 | 0
2040 | MAPP_US_2_RMPA | MAPP_US | RMPA | External | Summer | B5 | 200 | 200 | 0 | 87.25 | 69.49 | 8 | 0
2040 | MAPP_US_2_RMPA | MAPP_US | RMPA | External | Summer | B6 | 300 | 200 | 0 | 71.85 | 62.75 | 8 | 0
2040 | MAPP_US_2_RMPA | MAPP_US | RMPA | External | Summer | B7 | 400 | 200 | 0 | 57.13 | 62.75 | 8 | 0
2040 | MAPP_US_2_RMPA | MAPP_US | RMPA | External | Summer | B8 | 500 | 200 | 200 | 45.56 | 57.56 | 8 | 4
2040 | MAPP_US_2_RMPA | MAPP_US | RMPA | External | Summer | B9 | 800 | 200 | 0 | 43.03 | 45.28 | 8 | 0
2040 | MAPP_US_2_RMPA | MAPP_US | RMPA | External | Summer | B10 | 1262 | 200 | 0 | 38.5 | 35.23 | 8 | 0
2040 | MAPP_US_2_RMPA | MAPP_US | RMPA | External | Winter | B16 | 25 | 200 | 0 | 88.97 | 87.99 | 8 | 0
2040 | MAPP_US_2_RMPA | MAPP_US | RMPA | External | Winter | B17 | 100 | 200 | 0 | 65.81 | 70.34 | 8 | 0
2040 | MAPP_US_2_RMPA | MAPP_US | RMPA | External | Winter | B18 | 400 | 200 | 0 | 60.6 | 60.89 | 8 | 0
2040 | MAPP_US_2_RMPA | MAPP_US | RMPA | External | Winter | B19 | 700 | 200 | 0 | 60.6 | 60.89 | 8 | 0
2040 | MAPP_US_2_RMPA | MAPP_US | RMPA | External | Winter | B20 | 935 | 200 | 0 | 43.83 | 35.74 | 8 | 0
2040 | NE_2_RMPA | NE | RMPA | External | Shoulder | B11 | 25 | 310 | 0 | 95.76 | 59.63 | 5 | 0
2040 | NE_2_RMPA | NE | RMPA | External | Shoulder | B12 | 200 | 310 | 0 | 64.38 | 59.63 | 5 | 0
2040 | NE_2_RMPA | NE | RMPA | External | Shoulder | B13 | 600 | 310 | 0 | 55.73 | 55.7 | 5 | 0
2040 | NE_2_RMPA | NE | RMPA | External | Shoulder | B14 | 900 | 310 | 0 | 55.24 | 55.7 | 5 | 0
2040 | NE_2_RMPA | NE | RMPA | External | Shoulder | B15 | 1203 | 310 | 0 | 51.04 | 42.94 | 5 | 0
2040 | NE_2_RMPA | NE | RMPA | External | Summer | B1 | 10 | 310 | 0 | 103.17 | 95.17 | 5 | 0
2040 | NE_2_RMPA | NE | RMPA | External | Summer | B2 | 25 | 310 | 0 | 94.28 | 95.17 | 5 | 0
2040 | NE_2_RMPA | NE | RMPA | External | Summer | B3 | 75 | 310 | 0 | 94.27 | 95.17 | 5 | 0
2040 | NE_2_RMPA | NE | RMPA | External | Summer | B4 | 100 | 310 | 0 | 94.25 | 86.26 | 5 | 0
2040 | NE_2_RMPA | NE | RMPA | External | Summer | B5 | 200 | 310 | 0 | 94.25 | 69.49 | 5 | 0
2040 | NE_2_RMPA | NE | RMPA | External | Summer | B6 | 300 | 310 | 0 | 78.85 | 62.75 | 5 | 0
2040 | NE_2_RMPA | NE | RMPA | External | Summer | B7 | 400 | 310 | 0 | 64.13 | 62.75 | 5 | 0
2040 | NE_2_RMPA | NE | RMPA | External | Summer | B8 | 500 | 310 | 76.59 | 52.56 | 57.56 | 5 | 0
2040 | NE_2_RMPA | NE | RMPA | External | Summer | B9 | 800 | 310 | 0 | 50.03 | 45.28 | 5 | 0
2040 | NE_2_RMPA | NE | RMPA | External | Summer | B10 | 1262 | 310 | 0 | 40.5 | 35.23 | 5 | 0
2040 | NE_2_RMPA | NE | RMPA | External | Winter | B16 | 25 | 310 | 0 | 95.97 | 87.99 | 5 | 0
2040 | NE_2_RMPA | NE | RMPA | External | Winter | B17 | 100 | 310 | 0 | 67.81 | 70.34 | 5 | 0
2040 | NE_2_RMPA | NE | RMPA | External | Winter | B18 | 400 | 310 | 0 | 59.01 | 60.89 | 5 | 0
2040 | NE_2_RMPA | NE | RMPA | External | Winter | B19 | 700 | 310 | 0 | 59.01 | 60.89 | 5 | 0
2040 | NE_2_RMPA | NE | RMPA | External | Winter | B20 | 935 | 310 | 0 | 46.86 | 35.74 | 5 | 0
2040 | NWPP_Coal_2_MAPP_US | NWPP_Coal | MAPP_US | External | Shoulder | B11 | 25 | 150 | 150 | 63.86 | 88.76 | 8 | 16.9
2040 | NWPP_Coal_2_MAPP_US | NWPP_Coal | MAPP_US | External | Shoulder | B12 | 200 | 150 | 0 | 63.86 | 62.38 | 8 | 0
2040 | NWPP_Coal_2_MAPP_US | NWPP_Coal | MAPP_US | External | Shoulder | B13 | 600 | 150 | 0 | 63.86 | 52.85 | 8 | 0
2040 | NWPP_Coal_2_MAPP_US | NWPP_Coal | MAPP_US | External | Shoulder | B14 | 900 | 150 | 0 | 63.86 | 52.85 | 8 | 0
2040 | NWPP_Coal_2_MAPP_US | NWPP_Coal | MAPP_US | External | Shoulder | B15 | 1203 | 150 | 0 | 63.86 | 45.59 | 8 | 0
2040 | NWPP_Coal_2_MAPP_US | NWPP_Coal | MAPP_US | External | Summer | B1 | 10 | 150 | 150 | 64.44 | 103.65 | 8 | 31.21
2040 | NWPP_Coal_2_MAPP_US | NWPP_Coal | MAPP_US | External | Summer | B2 | 25 | 150 | 150 | 64.43 | 92.26 | 8 | 19.83
2040 | NWPP_Coal_2_MAPP_US | NWPP_Coal | MAPP_US | External | Summer | B3 | 75 | 150 | 150 | 63.85 | 92.26 | 8 | 20.41
2040 | NWPP_Coal_2_MAPP_US | NWPP_Coal | MAPP_US | External | Summer | B4 | 100 | 150 | 150 | 63.85 | 87.25 | 8 | 15.39
2040 | NWPP_Coal_2_MAPP_US | NWPP_Coal | MAPP_US | External | Summer | B5 | 200 | 150 | 150 | 63.85 | 87.25 | 8 | 15.39
2040 | NWPP_Coal_2_MAPP_US | NWPP_Coal | MAPP_US | External | Summer | B6 | 300 | 150 | 67.23 | 63.85 | 71.85 | 8 | 0
2040 | NWPP_Coal_2_MAPP_US | NWPP_Coal | MAPP_US | External | Summer | B7 | 400 | 150 | 0 | 63.85 | 57.13 | 8 | 0
2040 | NWPP_Coal_2_MAPP_US | NWPP_Coal | MAPP_US | External | Summer | B8 | 500 | 150 | 0 | 63.85 | 45.56 | 8 | 0
2040 | NWPP_Coal_2_MAPP_US | NWPP_Coal | MAPP_US | External | Summer | B9 | 800 | 150 | 0 | 63.85 | 43.03 | 8 | 0
2040 | NWPP_Coal_2_MAPP_US | NWPP_Coal | MAPP_US | External | Summer | B10 | 1262 | 150 | 0 | 63.85 | 38.5 | 8 | 0
2040 | NWPP_Coal_2_MAPP_US | NWPP_Coal | MAPP_US | External | Winter | B16 | 25 | 150 | 150 | 77.12 | 88.97 | 8 | 3.86
2040 | NWPP_Coal_2_MAPP_US | NWPP_Coal | MAPP_US | External | Winter | B17 | 100 | 150 | 0 | 69.06 | 65.81 | 8 | 0
2040 | NWPP_Coal_2_MAPP_US | NWPP_Coal | MAPP_US | External | Winter | B18 | 400 | 150 | 0 | 69.06 | 60.6 | 8 | 0
2040 | NWPP_Coal_2_MAPP_US | NWPP_Coal | MAPP_US | External | Winter | B19 | 700 | 150 | 0 | 69.06 | 60.6 | 8 | 0
2040 | NWPP_Coal_2_MAPP_US | NWPP_Coal | MAPP_US | External | Winter | B20 | 935 | 150 | 0 | 69.06 | 43.83 | 8 | 0
2040 | RMPA_2_MAPP_US | RMPA | MAPP_US | External | Shoulder | B11 | 25 | 200 | 200 | 59.63 | 88.76 | 8 | 21.13
2040 | RMPA_2_MAPP_US | RMPA | MAPP_US | External | Shoulder | B12 | 200 | 200 | 0 | 59.63 | 62.38 | 8 | 0
2040 | RMPA_2_MAPP_US | RMPA | MAPP_US | External | Shoulder | B13 | 600 | 200 | 0 | 55.7 | 52.85 | 8 | 0
2040 | RMPA_2_MAPP_US | RMPA | MAPP_US | External | Shoulder | B14 | 900 | 200 | 0 | 55.7 | 52.85 | 8 | 0
2040 | RMPA_2_MAPP_US | RMPA | MAPP_US | External | Shoulder | B15 | 1203 | 200 | 0 | 42.94 | 45.59 | 8 | 0
2040 | RMPA_2_MAPP_US | RMPA | MAPP_US | External | Summer | B1 | 10 | 200 | 199.93 | 95.17 | 103.65 | 8 | 0.48
2040 | RMPA_2_MAPP_US | RMPA | MAPP_US | External | Summer | B2 | 25 | 200 | 0 | 95.17 | 92.26 | 8 | 0
2040 | RMPA_2_MAPP_US | RMPA | MAPP_US | External | Summer | B3 | 75 | 200 | 0 | 95.17 | 92.26 | 8 | 0
2040 | RMPA_2_MAPP_US | RMPA | MAPP_US | External | Summer | B4 | 100 | 200 | 0 | 86.26 | 87.25 | 8 | 0
2040 | RMPA_2_MAPP_US | RMPA | MAPP_US | External | Summer | B5 | 200 | 200 | 200 | 69.49 | 87.25 | 8 | 9.76
2040 | RMPA_2_MAPP_US | RMPA | MAPP_US | External | Summer | B6 | 300 | 200 | 200 | 62.75 | 71.85 | 8 | 1.11
2040 | RMPA_2_MAPP_US | RMPA | MAPP_US | External | Summer | B7 | 400 | 200 | 0 | 62.75 | 57.13 | 8 | 0
2040 | RMPA_2_MAPP_US | RMPA | MAPP_US | External | Summer | B8 | 500 | 200 | 0 | 57.56 | 45.56 | 8 | 0
2040 | RMPA_2_MAPP_US | RMPA | MAPP_US | External | Summer | B9 | 800 | 200 | 0 | 45.28 | 43.03 | 8 | 0
2040 | RMPA_2_MAPP_US | RMPA | MAPP_US | External | Summer | B10 | 1262 | 200 | 0 | 35.23 | 38.5 | 8 | 0
2040 | RMPA_2_MAPP_US | RMPA | MAPP_US | External | Winter | B16 | 25 | 200 | 0 | 87.99 | 88.97 | 8 | 0
2040 | RMPA_2_MAPP_US | RMPA | MAPP_US | External | Winter | B17 | 100 | 200 | 0 | 70.34 | 65.81 | 8 | 0
2040 | RMPA_2_MAPP_US | RMPA | MAPP_US | External | Winter | B18 | 400 | 200 | 0 | 60.89 | 60.6 | 8 | 0
2040 | RMPA_2_MAPP_US | RMPA | MAPP_US | External | Winter | B19 | 700 | 200 | 0 | 60.89 | 60.6 | 8 | 0
2040 | RMPA_2_MAPP_US | RMPA | MAPP_US | External | Winter | B20 | 935 | 200 | 200 | 35.74 | 43.83 | 8 | 0.09
2040 | RMPA_2_NE | RMPA | NE | External | Shoulder | B11 | 25 | 310 | 310 | 59.63 | 95.76 | 8 | 28.13
2040 | RMPA_2_NE | RMPA | NE | External | Shoulder | B12 | 200 | 310 | 0 | 59.63 | 64.38 | 8 | 0
2040 | RMPA_2_NE | RMPA | NE | External | Shoulder | B13 | 600 | 310 | 0 | 55.7 | 55.73 | 8 | 0
2040 | RMPA_2_NE | RMPA | NE | External | Shoulder | B14 | 900 | 310 | 0 | 55.7 | 55.24 | 8 | 0
2040 | RMPA_2_NE | RMPA | NE | External | Shoulder | B15 | 1203 | 310 | 310 | 42.94 | 51.04 | 8 | 0.1
2040 | RMPA_2_NE | RMPA | NE | External | Summer | B1 | 10 | 310 | 121.48 | 95.17 | 103.17 | 8 | 0
2040 | RMPA_2_NE | RMPA | NE | External | Summer | B2 | 25 | 310 | 0 | 95.17 | 94.28 | 8 | 0
2040 | RMPA_2_NE | RMPA | NE | External | Summer | B3 | 75 | 310 | 0 | 95.17 | 94.27 | 8 | 0
2040 | RMPA_2_NE | RMPA | NE | External | Summer | B4 | 100 | 310 | 0.43 | 86.26 | 94.25 | 8 | 0
2040 | RMPA_2_NE | RMPA | NE | External | Summer | B5 | 200 | 310 | 310 | 69.49 | 94.25 | 8 | 16.76
2040 | RMPA_2_NE | RMPA | NE | External | Summer | B6 | 300 | 310 | 310 | 62.75 | 78.85 | 8 | 8.11
2040 | RMPA_2_NE | RMPA | NE | External | Summer | B7 | 400 | 310 | 0 | 62.75 | 64.13 | 8 | 0
2040 | RMPA_2_NE | RMPA | NE | External | Summer | B8 | 500 | 310 | 0 | 57.56 | 52.56 | 8 | 0
2040 | RMPA_2_NE | RMPA | NE | External | Summer | B9 | 800 | 310 | 0 | 45.28 | 50.03 | 8 | 0
2040 | RMPA_2_NE | RMPA | NE | External | Summer | B10 | 1262 | 310 | 0 | 35.23 | 40.5 | 8 | 0
2040 | RMPA_2_NE | RMPA | NE | External | Winter | B16 | 25 | 310 | 0.89 | 87.99 | 95.97 | 8 | 0
2040 | RMPA_2_NE | RMPA | NE | External | Winter | B17 | 100 | 310 | 0 | 70.34 | 67.81 | 8 | 0
2040 | RMPA_2_NE | RMPA | NE | External | Winter | B18 | 400 | 310 | 0 | 60.89 | 59.01 | 8 | 0
2040 | RMPA_2_NE | RMPA | NE | External | Winter | B19 | 700 | 310 | 0 | 60.89 | 59.01 | 8 | 0
2040 | RMPA_2_NE | RMPA | NE | External | Winter | B20 | 935 | 310 | 310 | 35.74 | 46.86 | 8 | 3.11
2040 | RMPA_2_SPP_N | RMPA | SPP_N | External | Shoulder | B11 | 25 | 210 | 210 | 59.63 | 95.77 | 8 | 28.14
2040 | RMPA_2_SPP_N | RMPA | SPP_N | External | Shoulder | B12 | 200 | 210 | 0 | 59.63 | 64.39 | 8 | 0
2040 | RMPA_2_SPP_N | RMPA | SPP_N | External | Shoulder | B13 | 600 | 210 | 0 | 55.7 | 55.74 | 8 | 0
2040 | RMPA_2_SPP_N | RMPA | SPP_N | External | Shoulder | B14 | 900 | 210 | 0 | 55.7 | 55.25 | 8 | 0
2040 | RMPA_2_SPP_N | RMPA | SPP_N | External | Shoulder | B15 | 1203 | 210 | 210 | 42.94 | 55.25 | 8 | 4.31
2040 | RMPA_2_SPP_N | RMPA | SPP_N | External | Summer | B1 | 10 | 210 | 0 | 95.17 | 97.66 | 8 | 0
2040 | RMPA_2_SPP_N | RMPA | SPP_N | External | Summer | B2 | 25 | 210 | 0 | 95.17 | 94.26 | 8 | 0
2040 | RMPA_2_SPP_N | RMPA | SPP_N | External | Summer | B3 | 75 | 210 | 0 | 95.17 | 94.26 | 8 | 0
2040 | RMPA_2_SPP_N | RMPA | SPP_N | External | Summer | B4 | 100 | 210 | 207.11 | 86.26 | 94.26 | 8 | 0
2040 | RMPA_2_SPP_N | RMPA | SPP_N | External | Summer | B5 | 200 | 210 | 210 | 69.49 | 94.26 | 8 | 16.77
2040 | RMPA_2_SPP_N | RMPA | SPP_N | External | Summer | B6 | 300 | 210 | 210 | 62.75 | 85.83 | 8 | 15.08
2040 | RMPA_2_SPP_N | RMPA | SPP_N | External | Summer | B7 | 400 | 210 | 0 | 62.75 | 64.14 | 8 | 0
2040 | RMPA_2_SPP_N | RMPA | SPP_N | External | Summer | B8 | 500 | 210 | 0 | 57.56 | 57.42 | 8 | 0
2040 | RMPA_2_SPP_N | RMPA | SPP_N | External | Summer | B9 | 800 | 210 | 210 | 45.28 | 53.62 | 8 | 0.35
2040 | RMPA_2_SPP_N | RMPA | SPP_N | External | Summer | B10 | 1262 | 210 | 210 | 35.23 | 52.5 | 8 | 9.27
2040 | RMPA_2_SPP_N | RMPA | SPP_N | External | Winter | B16 | 25 | 210 | 205.67 | 87.99 | 95.99 | 8 | 0
2040 | RMPA_2_SPP_N | RMPA | SPP_N | External | Winter | B17 | 100 | 210 | 0 | 70.34 | 67.82 | 8 | 0
2040 | RMPA_2_SPP_N | RMPA | SPP_N | External | Winter | B18 | 400 | 210 | 0 | 60.89 | 59.02 | 8 | 0
2040 | RMPA_2_SPP_N | RMPA | SPP_N | External | Winter | B19 | 700 | 210 | 0 | 60.89 | 59.02 | 8 | 0
2040 | RMPA_2_SPP_N | RMPA | SPP_N | External | Winter | B20 | 935 | 210 | 210 | 35.74 | 57.83 | 8 | 14.09
2040 | SPP_N_2_RMPA | SPP_N | RMPA | External | Shoulder | B11 | 25 | 210 | 0 | 95.77 | 59.63 | 5 | 0
2040 | SPP_N_2_RMPA | SPP_N | RMPA | External | Shoulder | B12 | 200 | 210 | 0 | 64.39 | 59.63 | 5 | 0
2040 | SPP_N_2_RMPA | SPP_N | RMPA | External | Shoulder | B13 | 600 | 210 | 0 | 55.74 | 55.7 | 5 | 0
2040 | SPP_N_2_RMPA | SPP_N | RMPA | External | Shoulder | B14 | 900 | 210 | 0 | 55.25 | 55.7 | 5 | 0
2040 | SPP_N_2_RMPA | SPP_N | RMPA | External | Shoulder | B15 | 1203 | 210 | 0 | 55.25 | 42.94 | 5 | 0
2040 | SPP_N_2_RMPA | SPP_N | RMPA | External | Summer | B1 | 10 | 210 | 0 | 97.66 | 95.17 | 5 | 0
2040 | SPP_N_2_RMPA | SPP_N | RMPA | External | Summer | B2 | 25 | 210 | 0 | 94.26 | 95.17 | 5 | 0
2040 | SPP_N_2_RMPA | SPP_N | RMPA | External | Summer | B3 | 75 | 210 | 0 | 94.26 | 95.17 | 5 | 0
2040 | SPP_N_2_RMPA | SPP_N | RMPA | External | Summer | B4 | 100 | 210 | 0 | 94.26 | 86.26 | 5 | 0
2040 | SPP_N_2_RMPA | SPP_N | RMPA | External | Summer | B5 | 200 | 210 | 0 | 94.26 | 69.49 | 5 | 0
2040 | SPP_N_2_RMPA | SPP_N | RMPA | External | Summer | B6 | 300 | 210 | 0 | 85.83 | 62.75 | 5 | 0
2040 | SPP_N_2_RMPA | SPP_N | RMPA | External | Summer | B7 | 400 | 210 | 0 | 64.14 | 62.75 | 5 | 0
2040 | SPP_N_2_RMPA | SPP_N | RMPA | External | Summer | B8 | 500 | 210 | 0 | 57.42 | 57.56 | 5 | 0
2040 | SPP_N_2_RMPA | SPP_N | RMPA | External | Summer | B9 | 800 | 210 | 0 | 53.62 | 45.28 | 5 | 0
2040 | SPP_N_2_RMPA | SPP_N | RMPA | External | Summer | B10 | 1262 | 210 | 0 | 52.5 | 35.23 | 5 | 0
2040 | SPP_N_2_RMPA | SPP_N | RMPA | External | Winter | B16 | 25 | 210 | 0 | 95.99 | 87.99 | 5 | 0
2040 | SPP_N_2_RMPA | SPP_N | RMPA | External | Winter | B17 | 100 | 210 | 0 | 67.82 | 70.34 | 5 | 0
2040 | SPP_N_2_RMPA | SPP_N | RMPA | External | Winter | B18 | 400 | 210 | 0 | 59.02 | 60.89 | 5 | 0
2040 | SPP_N_2_RMPA | SPP_N | RMPA | External | Winter | B19 | 700 | 210 | 0 | 59.02 | 60.89 | 5 | 0
2040 | SPP_N_2_RMPA | SPP_N | RMPA | External | Winter | B20 | 935 | 210 | 0 | 57.83 | 35.74 | 5 | 0
2040 | SPP_S_2_ERCOT | SPP_S | ERCOT | External | Shoulder | B11 | 25 | 800 | 0.02 | 82.77 | 86.87 | 5 | 0
2040 | SPP_S_2_ERCOT | SPP_S | ERCOT | External | Shoulder | B12 | 200 | 800 | 0 | 59.25 | 59.18 | 5 | 0
2040 | SPP_S_2_ERCOT | SPP_S | ERCOT | External | Shoulder | B13 | 600 | 800 | 0 | 55.75 | 59.18 | 5 | 0
2040 | SPP_S_2_ERCOT | SPP_S | ERCOT | External | Shoulder | B14 | 900 | 800 | 0 | 54.25 | 59.04 | 5 | 0
2040 | SPP_S_2_ERCOT | SPP_S | ERCOT | External | Shoulder | B15 | 1203 | 800 | 0 | 54.25 | 54.19 | 5 | 0
2040 | SPP_S_2_ERCOT | SPP_S | ERCOT | External | Summer | B1 | 10 | 800 | 800 | 83.11 | 97.53 | 5 | 9.42
2040 | SPP_S_2_ERCOT | SPP_S | ERCOT | External | Summer | B2 | 25 | 800 | 800 | 86.8 | 97.53 | 5 | 5.73
2040 | SPP_S_2_ERCOT | SPP_S | ERCOT | External | Summer | B3 | 75 | 800 | 0 | 92.39 | 84.4 | 5 | 0
2040 | SPP_S_2_ERCOT | SPP_S | ERCOT | External | Summer | B4 | 100 | 800 | 0 | 83.81 | 84.4 | 5 | 0
2040 | SPP_S_2_ERCOT | SPP_S | ERCOT | External | Summer | B5 | 200 | 800 | 0 | 83.11 | 84.4 | 5 | 0
2040 | SPP_S_2_ERCOT | SPP_S | ERCOT | External | Summer | B6 | 300 | 800 | 0 | 83.11 | 84.4 | 5 | 0
2040 | SPP_S_2_ERCOT | SPP_S | ERCOT | External | Summer | B7 | 400 | 800 | 0 | 64.15 | 62.77 | 5 | 0
2040 | SPP_S_2_ERCOT | SPP_S | ERCOT | External | Summer | B8 | 500 | 800 | 0 | 57.43 | 57.51 | 5 | 0
2040 | SPP_S_2_ERCOT | SPP_S | ERCOT | External | Summer | B9 | 800 | 800 | 0 | 53.64 | 57.51 | 5 | 0
2040 | SPP_S_2_ERCOT | SPP_S | ERCOT | External | Summer | B10 | 1262 | 800 | 0 | 52.51 | 52.7 | 5 | 0
2040 | SPP_S_2_ERCOT | SPP_S | ERCOT | External | Winter | B16 | 25 | 800 | 660.51 | 65.68 | 70.68 | 5 | 0
2040 | SPP_S_2_ERCOT | SPP_S | ERCOT | External | Winter | B17 | 100 | 800 | 0 | 63.27 | 62.65 | 5 | 0
2040 | SPP_S_2_ERCOT | SPP_S | ERCOT | External | Winter | B18 | 400 | 800 | 0 | 59.03 | 62.65 | 5 | 0
2040 | SPP_S_2_ERCOT | SPP_S | ERCOT | External | Winter | B19 | 700 | 800 | 0 | 57.85 | 62.65 | 5 | 0
2040 | SPP_S_2_ERCOT | SPP_S | ERCOT | External | Winter | B20 | 935 | 800 | 0 | 57.85 | 57.29 | 5 | 0