## Title
Future 2, Sensitivity 8: Federal Carbon Base with Hardened Limits, Flat Carbon Price after 2030
"The results presented herein use modeling assumptions developed by EIPC, EIPC stakeholders and CRA for purposes of EIPC capacity expansion modeling. As such, these results do not necessarily reflect the opinions or views of CRA or any individual EIPC stakeholder."

## Build Summary
EI New Build Summary
EI New Builds by Type
|  | Additions |  |  | Retirements
| 2010 | 2015 | 2020 | 2030 | 2015 | 2020 | 2030 | Total
Coal | 271.9155 | 8.4766 | 0 | 0 | 149.7736 | 73.6719 | 45.0639 | 11.8827
Nuclear | 99.849 | 2.7406 | 4.53 | 22.4753 | 0 | 0.6145 | 1.4882 | 127.4922
CC | 132.682 | 86.4943 | 51.4286 | 1.7112 | 7.2869 | 3.0257 | 12.7598 | 249.2437
CT | 120.329 | 4.6917 | 0.47243 | 0.47119 | 3.8512 | 0 | 8.304 | 113.8091
Steam Oil/Gas | 74.547 | 0 | 0 | 0 | 43.6865 | 0 | 3.0346 | 27.8259
Hydro | 44.6048 | 0 | 1.199 | 5.1112 | 0 | 0 | 0 | 50.915
On-Shore Wind | 18.707 | 22.1949 | 105.2107 | 165.6376 | 0 | 0 | 0 | 311.7501
Off-Shore Wind | 0 | 0.469 | 0 | 1.1 | 0 | 0 | 0 | 1.569
Other Renewable | 3.613 | 2.3484 | 3.2535 | 3.6868 | 0 | 0 | 0 | 12.9017
New HQ/Maritimes | 0 | 0 | 0 | 3.3 | 0 | 0 | 0 | 3.3
Other | 17.054 | 0 | 0 | 0 | 0 | 0 | 0 | 17.054
Total w/o DR | 783.3012 | 127.4154 | 166.0942 | 203.4934 | 204.5982 | 77.3121 | 70.6505 | 927.7434
DR | 33.1 | -1.344 | 16.8375 | 22.1146 | 0 | 0 | 0 | 70.7081
Total w/DR | 816.4012 | 126.0714 | 182.9317 | 225.608 | 204.5982 | 77.3121 | 70.6505 | 998.4514
EI New Builds by Region
| EI Cumulative New Builds |  |  |  | EI Cumulative New CCs |  |  |  | EI Cumulative New On-Shore Wind |  |  |  | EI Cumulative Coal Retirements
| 2015 | 2020 | 2030 |  |  | 2015 | 2020 | 2030 |  | 2015 | 2020 | 2030 |  | 2015 | 2020 | 2030
ENT | 3452.32 | 6767.61 | 6904.4 |  | ENT | 2562.03 | 5815.79 | 5815.79 | ENT | 0 | 0 | 0 | ENT | 952.9 | 6496.82 | 8308.9
FRCC | 15440.12 | 16066.14 | 31440.21 |  | FRCC | 12730.79 | 13356.81 | 13356.81 | FRCC | 0 | 0 | 0 | FRCC | 7107.4 | 8837.4 | 9463.4
IESO | 5144.99 | 5144.99 | 5395.49 |  | IESO | 1263 | 1263 | 1263 | IESO | 2105.9 | 2105.9 | 2105.9 | IESO | 6416 | 6416 | 6416
MAPP_CA | 584.16 | 1279.16 | 4406.35 |  | MAPP_CA | 281.76 | 281.76 | 281.76 | MAPP_CA | 302.4 | 302.4 | 302.4 | MAPP_CA | 1076.84 | 1637.17 | 1745.9
MAPP_US | 729.6 | 4676.3 | 9262.56 |  | MAPP_US | 0 | 0 | 0 | MAPP_US | 421.3 | 4195.58 | 8238.98 | MAPP_US | 1927.09 | 2398.09 | 3546.5
MISO_IN | 1875.13 | 17366.6 | 64026.14 |  | MISO_IN | 1257.13 | 16522.77 | 16522.77 | MISO_IN | 0 | 0 | 46464.29 | MISO_IN | 6182.7 | 9713.54 | 14746.7
MISO_MI | 4412.83 | 5651.71 | 6015.28 |  | MISO_MI | 2412.83 | 3255.03 | 3255.03 | MISO_MI | 2000 | 2396.68 | 2600 | MISO_MI | 6340 | 10792 | 10792
MISO_MO-IL | 2090 | 4308.63 | 15299.23 |  | MISO_MO-IL | 0 | 2218.63 | 2218.63 | MISO_MO-IL | 300 | 300 | 10787.27 | MISO_MO-IL | 4201.7 | 11935.8 | 13763.7
MISO_W | 2894.83 | 2894.83 | 56757.34 |  | MISO_W | 0 | 0 | 0 | MISO_W | 2800.5 | 2800.5 | 56591.34 | MISO_W | 4076.19 | 8703.45 | 13134.59
MISO_WUMS | 6966.97 | 9600.98 | 17414.31 |  | MISO_WUMS | 5148.07 | 7781.08 | 7781.08 | MISO_WUMS | 968.9 | 968.9 | 8558.9 | MISO_WUMS | 4191.1 | 6060.1 | 6871.24
NE | 434.1 | 17416.93 | 17488.6 |  | NE | 0 | 0 | 0 | NE | 202 | 17184.83 | 17184.83 | NE | 0 | 3195.8 | 3195.8
NEISO | 3384.16 | 6225.17 | 8794.04 |  | NEISO | 2049.5 | 2049.5 | 2049.5 | NEISO | 231.2 | 2783.87 | 5280 | NEISO | 2250.13 | 2570.13 | 2570.13
NonRTO_Midwest | 1761.35 | 6297.72 | 7203.97 |  | NonRTO_Midwest | 1761.35 | 6297.72 | 6297.72 | NonRTO_Midwest | 0 | 0 | 0 | NonRTO_Midwest | 3077.99 | 7724.08 | 9580.32
NYISO_A-F | 3289.7 | 3999.5 | 7675.68 |  | NYISO_A-F | 639 | 639 | 639 | NYISO_A-F | 2476.3 | 3186.1 | 6794.35 | NYISO_A-F | 2251.9 | 2251.9 | 2251.9
NYISO_G-I | 0 | 487.15 | 915.22 |  | NYISO_G-I | 0 | 427.15 | 480.89 | NYISO_G-I | 0 | 60 | 360 | NYISO_G-I | 368.2 | 368.2 | 368.2
NYISO_J-K | 1207.4 | 1207.4 | 1281.73 |  | NYISO_J-K | 1175.4 | 1175.4 | 1175.4 | NYISO_J-K | 0 | 0 | 0 | NYISO_J-K | 0 | 0 | 0
PJM_E | 5940.05 | 6072.95 | 7172.95 |  | PJM_E | 4634.3 | 4634.3 | 4634.3 | PJM_E | 1150 | 1150 | 1150 | PJM_E | 3066 | 3634 | 3853
PJM_ROM | 2243.7 | 4614.2 | 7878.28 |  | PJM_ROM | 1678.5 | 1678.5 | 3336.01 | PJM_ROM | 479.8 | 1230 | 1230 | PJM_ROM | 14625.5 | 15859.5 | 16380.5
PJM_ROR | 30351.35 | 40713.36 | 49867.25 |  | PJM_ROR | 19352.25 | 28505.85 | 28505.85 | PJM_ROR | 8325.7 | 8517.4 | 17671.29 | PJM_ROR | 34905.29 | 49126.69 | 59868.2
SOCO | 8747.58 | 17325.67 | 20132.14 |  | SOCO | 8622.58 | 15000.67 | 15000.67 | SOCO | 0 | 0 | 0 | SOCO | 18485 | 24074.57 | 25335
SPP_N | 465.04 | 37288.55 | 61538.48 |  | SPP_N | 0 | 0 | 0 | SPP_N | 0 | 36823.51 | 60978.44 | SPP_N | 621 | 3454.5 | 7882.5
SPP_S | 1830.99 | 42570.75 | 46011.01 |  | SPP_S | 0 | 969.88 | 969.88 | SPP_S | 430 | 39899.88 | 43245.14 | SPP_S | 4085.13 | 10384.96 | 13139.93
TVA | 6035.71 | 11159.96 | 11294.36 |  | TVA | 4337.82 | 9462.07 | 9462.07 | TVA | 0 | 0 | 0 | TVA | 10129.3 | 12532.11 | 15159
VACAR | 18133.34 | 24373.32 | 29527.97 |  | VACAR | 16587.98 | 16587.98 | 16587.98 | VACAR | 0.9 | 3500 | 3500 | VACAR | 13436.18 | 15278.66 | 20136
| 127415.42 | 293509.58 | 493702.99 |  |  | 86494.29 | 137922.89 | 139634.14 |  | 22194.9 | 127405.55 | 293043.13 |  | 149773.54 | 223445.47 | 268509.41

## Generation
#1 | Total Generation (GWh)
Total Generation by Reporting Type: Entergy
ReportingType | 2015 | 2020 | 2025 | 2030 | 2035 | 2040
BM | 0 | 0 | 0 | 0 | 0 | 0
CC | 71804.43 | 71616.76 | 48665.53 | 28165.22 | 27493.82 | 30293.03
CSP | 0 | 0 | 0 | 0 | 0 | 0
CT | 0 | 0 | 0 | 0 | 0 | 0
Coal | 60591.62 | 5779.27 | 486.06 | 0 | 0 | 0
Geo | 0 | 0 | 0 | 0 | 0 | 0
H | 153 | 153 | 153 | 153 | 153 | 153
LFG | 63.07 | 63.07 | 656.26 | 909.81 | 909.81 | 909.81
Nuc | 42234.08 | 42234.08 | 42234.08 | 42234.08 | 35675.42 | 27909.39
PS | 25.66 | 24.19 | 72.27 | 118.21 | 118.21 | 78.25
PV | 0.57 | 119.14 | 175.77 | 175.77 | 175.77 | 178.45
PeakG | 0 | 0 | 0 | 0 | 0 | 0
PeakO | 0 | 0 | 0 | 0 | 0 | 0
ST | 0 | 0 | 0 | 0 | 0 | 0
STOG | 588.61 | 340.15 | 340.15 | 0 | 0 | 0
STWD | 38.93 | 76.01 | 74.16 | 303.13 | 303.13 | 303.13
WT | 315.27 | 315.27 | 315.27 | 315.27 | 315.27 | 315.27
IGCC | 0 | 0 | 0 | 0 | 0 | 0
DemandResponse | 0 | 0 | 0 | 0 | 0 | 0
IGCC-CCS | 0 | 0 | 0 | 0 | 0 | 0
WT_off | 0 | 0 | 0 | 0 | 0 | 0
PseudoUnit | 0 | 0 | 0 | 0 | 0 | 0
FixedInterchange | 0 | 0 | 0 | 0 | 0 | 0
Total Generation by Reporting Type: FRCC
ReportingType | 2015 | 2020 | 2025 | 2030 | 2035 | 2040
BM | 0 | 0 | 0 | 0 | 0 | 0
CC | 194629.43 | 204858.09 | 201827.77 | 105114.47 | 96289.41 | 82177.64
CSP | 0 | 0 | 0 | 0 | 0 | 0
CT | 486.48 | 627.62 | 949.79 | 446.27 | 0 | 0
Coal | 17431.89 | 3421.96 | 0 | 0 | 0 | 0
Geo | 0 | 0 | 0 | 0 | 0 | 0
H | 27.85 | 27.85 | 27.85 | 27.85 | 27.85 | 27.85
LFG | 3831.62 | 3831.62 | 5392.66 | 5392.66 | 5392.66 | 5392.66
Nuc | 32180.57 | 32180.57 | 50174.05 | 150392.87 | 150887.55 | 181355.98
PS | 0 | 0 | 0 | 0 | 0 | 0
PV | 134.03 | 134.03 | 134.03 | 134.03 | 134.03 | 134.03
PeakG | 386.34 | 614.01 | 763.37 | 110.61 | 177.85 | 76.14
PeakO | 0 | 0 | 0 | 0 | 0 | 0
ST | 0 | 0 | 0 | 0 | 0 | 0
STOG | 0 | 0 | 0 | 0 | 0 | 0
STWD | 131.4 | 219.67 | 1366.56 | 1366.56 | 1366.56 | 1366.56
WT | 0 | 0 | 0 | 0 | 0 | 0
IGCC | 0 | 0 | 0 | 0 | 0 | 0
DemandResponse | 0 | 0 | 0 | 0 | 0 | 0
IGCC-CCS | 0 | 0 | 0 | 0 | 0 | 0
WT_off | 0 | 0 | 0 | 0 | 0 | 0
PseudoUnit | 0 | 0 | 0 | 0 | 0 | 0
FixedInterchange | 0 | 0 | 0 | 0 | 0 | 0
Total Generation by Reporting Type: MAPP_US
ReportingType | 2015 | 2020 | 2025 | 2030 | 2035 | 2040
BM | 0 | 0 | 0 | 0 | 0 | 0
CC | 1445.7 | 199.29 | 190.7 | 190.7 | 190.7 | 190.7
CSP | 0 | 0 | 0 | 0 | 0 | 0
CT | 0 | 0 | 0 | 0 | 0 | 0
Coal | 11223.16 | 4090 | 70.09 | 0 | 0 | 0
Geo | 354.6 | 354.6 | 354.6 | 354.6 | 354.6 | 354.6
H | 10150.02 | 10150.02 | 10150.02 | 10150.02 | 10150.02 | 10150.02
LFG | 15.77 | 15.77 | 15.77 | 580.79 | 580.79 | 580.79
Nuc | 0.01 | 0.04 | 0.02 | 0.04 | 0.07 | 0.07
PS | 0 | 0 | 0 | 0 | 0 | 0
PV | 0 | 0 | 0 | 0 | 0 | 0
PeakG | 90.12 | 68.21 | 47.21 | 68.21 | 68.21 | 68.21
PeakO | 0 | 0 | 0 | 0 | 0 | 0
ST | 0 | 0 | 0 | 0 | 0 | 0
STOG | 0 | 0 | 0 | 0 | 0 | 0
STWD | 0 | 0 | 0 | 0 | 0 | 0
WT | 5908.78 | 19110.35 | 32195.32 | 33253.24 | 33253.24 | 32760.99
IGCC | 0 | 0 | 0 | 0 | 0 | 0
DemandResponse | 0 | 0 | 0 | 0 | 0 | 0
IGCC-CCS | 0 | 0 | 0 | 0 | 0 | 0
WT_off | 0 | 0 | 0 | 0 | 0 | 0
PseudoUnit | 0 | 0 | 0 | 0 | 0 | 0
FixedInterchange | 0 | 0 | 0 | 0 | 0 | 0
Total Generation by Reporting Type: MISO_IN
ReportingType | 2015 | 2020 | 2025 | 2030 | 2035 | 2040
BM | 0 | 0 | 0 | 0 | 0 | 0
CC | 13621.1 | 129221.7 | 122916.02 | 52097.35 | 52351.14 | 53974.73
CSP | 0 | 0 | 0 | 0 | 0 | 0
CT | 0 | 0 | 0 | 0 | 0 | 0
Coal | 59063.99 | 21141.75 | 1573.89 | 0 | 0 | 0
Geo | 0 | 0 | 0 | 0 | 0 | 0
H | 417.2 | 417.2 | 417.2 | 417.2 | 417.2 | 417.2
LFG | 291.71 | 291.71 | 923.41 | 923.41 | 923.41 | 923.41
Nuc | 0.02 | 0.02 | 0.04 | 0.07 | 0.07 | 0.07
PS | 0 | 0 | 0 | 0 | 0 | 0
PV | 0 | 375.88 | 560.63 | 567.49 | 567.49 | 567.49
PeakG | 5.9 | 0 | 0 | 0 | 0 | 0
PeakO | 0 | 0 | 0 | 0 | 0 | 0
ST | 0 | 0 | 0 | 0 | 0 | 0
STOG | 28.64 | 28.64 | 9.11 | 0 | 0 | 0
STWD | 0 | 0 | 0 | 0 | 0 | 0
WT | 1553.06 | 1553.06 | 1553.06 | 120970.01 | 120970.01 | 120970.01
IGCC | 4427.31 | 4427.31 | 418.91 | 55.62 | 55.62 | 111.24
DemandResponse | 0 | 0 | 0 | 0 | 0 | 0
IGCC-CCS | 0 | 0 | 0 | 0 | 0 | 0
WT_off | 0 | 0 | 0 | 0 | 0 | 0
PseudoUnit | 0 | 0 | 0 | 0 | 0 | 0
FixedInterchange | 0 | 0 | 0 | 0 | 0 | 0
Total Generation by Reporting Type: MISO_MI
ReportingType | 2015 | 2020 | 2025 | 2030 | 2035 | 2040
BM | 0 | 0 | 0 | 0 | 0 | 0
CC | 28776.16 | 32839.75 | 28645.85 | 17319.15 | 22817.92 | 26074.42
CSP | 0 | 0 | 0 | 0 | 0 | 0
CT | 0 | 0 | 0 | 0 | 0 | 0
Coal | 25672.4 | 0 | 0 | 0 | 0 | 0
Geo | 0 | 0 | 0 | 0 | 0 | 0
H | 410 | 410 | 410 | 410 | 410 | 410
LFG | 1285.09 | 1285.09 | 2548.5 | 2548.5 | 2548.5 | 2548.5
Nuc | 14714.16 | 14714.16 | 14714.16 | 14714.16 | 8654.01 | 8654.01
PS | 817.27 | 584.54 | 1329.12 | 767.52 | 767.52 | 767.52
PV | 0 | 0 | 0 | 0 | 0 | 0
PeakG | 11.38 | 0 | 0 | 0 | 0 | 0
PeakO | 0 | 0 | 0 | 0 | 0 | 0
ST | 0 | 0 | 0 | 0 | 0 | 0
STOG | 283.11 | 90.08 | 25.74 | 0 | 0 | 0
STWD | 1142.3 | 790.39 | 110.27 | 210.65 | 437.93 | 839.81
WT | 5161.16 | 6227.11 | 6227.11 | 6773.47 | 6773.47 | 6773.47
IGCC | 0 | 0 | 0 | 0 | 0 | 0
DemandResponse | 0 | 0 | 0 | 0 | 0 | 0
IGCC-CCS | 0 | 0 | 0 | 0 | 0 | 0
WT_off | 0 | 0 | 0 | 0 | 0 | 0
PseudoUnit | 0 | 0 | 0 | 0 | 0 | 0
FixedInterchange | 0 | 0 | 0 | 0 | 0 | 0
Total Generation by Reporting Type: MISO_MO-IL
ReportingType | 2015 | 2020 | 2025 | 2030 | 2035 | 2040
BM | 0 | 0 | 0 | 0 | 0 | 0
CC | 2586.51 | 19483.94 | 12032.48 | 4806.35 | 4806.35 | 4528.2
CSP | 0 | 0 | 0 | 0 | 0 | 0
CT | 0 | 0 | 0 | 0 | 0 | 0
Coal | 75179.3 | 19731.41 | 2327.48 | 449.2 | 441.34 | 613.97
Geo | 0 | 0 | 0 | 0 | 0 | 0
H | 1317.1 | 1317.1 | 2690.42 | 2690.42 | 2690.42 | 2690.42
LFG | 141.91 | 141.91 | 1902.67 | 1902.67 | 1902.67 | 1902.67
Nuc | 17393.71 | 17393.71 | 17393.71 | 17393.71 | 17393.71 | 17393.71
PS | 202.4 | 180.4 | 323.4 | 191.4 | 749.57 | 218.78
PV | 0 | 0 | 0 | 0 | 0 | 0
PeakG | 217.99 | 175.18 | 0 | 0 | 0 | 0
PeakO | 0 | 0 | 0 | 0 | 0 | 0
ST | 0 | 0 | 0 | 0 | 0 | 0
STOG | 5.26 | 0 | 0 | 0 | 0 | 0
STWD | 0 | 0 | 0 | 0 | 0 | 0
WT | 2075.16 | 2075.16 | 19215.14 | 32545.06 | 32545.06 | 42929.72
IGCC | 0 | 0 | 0 | 0 | 0 | 0
DemandResponse | 0 | 0 | 0 | 0 | 0 | 0
IGCC-CCS | 0 | 0 | 0 | 0 | 0 | 0
WT_off | 0 | 0 | 0 | 0 | 0 | 0
PseudoUnit | 0 | 0 | 0 | 0 | 0 | 0
FixedInterchange | 0 | 0 | 0 | 0 | 0 | 0
Total Generation by Reporting Type: MISO_W
ReportingType | 2015 | 2020 | 2025 | 2030 | 2035 | 2040
BM | 0 | 0 | 0 | 0 | 0 | 0
CC | 8780.54 | 7862.61 | 3499.58 | 2727.91 | 1997.21 | 1972.7
CSP | 0 | 0 | 0 | 0 | 0 | 0
CT | 0 | 0 | 0 | 0 | 0 | 0
Coal | 71587.2 | 23958.38 | 3505.42 | 2313.11 | 2219.87 | 2219.87
Geo | 0 | 0 | 0 | 0 | 0 | 0
H | 1643.73 | 1643.73 | 1643.73 | 1643.73 | 1643.73 | 1643.73
LFG | 1616.22 | 1616.22 | 1616.22 | 2181.24 | 2181.24 | 2181.24
Nuc | 18393.35 | 18393.35 | 18393.35 | 18393.35 | 0.78 | 0.78
PS | 0 | 0 | 0 | 0 | 0 | 0
PV | 0 | 0 | 0 | 0 | 0 | 0
PeakG | 254.36 | 11.86 | 0 | 0 | 0 | 0
PeakO | 0 | 0 | 0 | 0 | 0 | 0
ST | 0 | 0 | 0 | 0 | 0 | 0
STOG | 0.18 | 0 | 0 | 0 | 0 | 0
STWD | 122.54 | 122.54 | 200.31 | 805.72 | 805.72 | 1143.91
WT | 27590.66 | 27590.66 | 204099.95 | 205149.37 | 205149.37 | 206635.11
IGCC | 0 | 0 | 0 | 0 | 0 | 0
DemandResponse | 0 | 0 | 0 | 0 | 0 | 0
IGCC-CCS | 0 | 0 | 0 | 0 | 0 | 0
WT_off | 0 | 0 | 0 | 0 | 0 | 0
PseudoUnit | 0 | 0 | 0 | 0 | 0 | 0
FixedInterchange | 0 | 0 | 0 | 0 | 0 | 0
Total Generation by Reporting Type: MISO_WUMS
ReportingType | 2015 | 2020 | 2025 | 2030 | 2035 | 2040
BM | 0 | 0 | 0 | 0 | 0 | 0
CC | 50919.18 | 69504.38 | 53084.58 | 37597.83 | 42090.15 | 42958.92
CSP | 0 | 0 | 0 | 0 | 0 | 0
CT | 0 | 0 | 0 | 0 | 0 | 205.31
Coal | 11151.62 | 1240.93 | 752.2 | 406.78 | 1043.55 | 1043.55
Geo | 0 | 0 | 0 | 0 | 0 | 0
H | 1018.41 | 1023.31 | 1023.31 | 1023.31 | 1023.31 | 1023.31
LFG | 559.76 | 559.76 | 2320.52 | 2320.52 | 2320.52 | 2320.52
Nuc | 14153.33 | 14153.33 | 14153.33 | 14153.33 | 0.78 | 0.78
PS | 0 | 0 | 0 | 0 | 0 | 0
PV | 0 | 0 | 0 | 0 | 0 | 0
PeakG | 0 | 0 | 0 | 0 | 0 | 0
PeakO | 0 | 0 | 0 | 0 | 0 | 0
ST | 0 | 0 | 0 | 0 | 0 | 0
STOG | 0 | 0 | 0 | 0 | 0 | 0
STWD | 31.66 | 10.39 | 38.74 | 18.9 | 67.09 | 107.26
WT | 4109.61 | 4109.61 | 4197.83 | 23016.54 | 23016.54 | 23016.54
IGCC | 0 | 0 | 0 | 0 | 0 | 0
DemandResponse | 0 | 0 | 0 | 0 | 0 | 0
IGCC-CCS | 0 | 0 | 0 | 0 | 0 | 0
WT_off | 0 | 0 | 0 | 0 | 0 | 0
PseudoUnit | 0 | 0 | 0 | 0 | 0 | 0
FixedInterchange | 0 | 0 | 0 | 0 | 0 | 0
Total Generation by Reporting Type: Nebraska
ReportingType | 2015 | 2020 | 2025 | 2030 | 2035 | 2040
BM | 0 | 0 | 0 | 0 | 0 | 0
CC | 622.8 | 238.68 | 238.68 | 137.83 | 137.83 | 137.83
CSP | 0 | 0 | 0 | 0 | 0 | 0
CT | 0 | 0 | 0 | 0 | 0 | 0
Coal | 30719.51 | 3332.51 | 1790.52 | 1631.6 | 1631.6 | 1631.6
Geo | 0 | 0 | 0 | 0 | 0 | 0
H | 591 | 591 | 591 | 591 | 591 | 591
LFG | 47.3 | 47.3 | 47.3 | 537.54 | 535.7 | 535.7
Nuc | 9752.32 | 9752.32 | 8648.24 | 7681.19 | 1.2 | 1.2
PS | 0 | 0 | 0 | 0 | 0 | 0
PV | 0 | 0 | 0 | 0 | 0 | 0
PeakG | 45.88 | 0 | 0 | 0 | 0 | 0
PeakO | 0 | 0 | 0 | 0 | 0 | 0
ST | 0 | 0 | 0 | 0 | 0 | 0
STOG | 27.72 | 0 | 0 | 0 | 0 | 0
STWD | 0 | 0 | 0 | 0 | 0 | 0
WT | 1220.72 | 61486.15 | 61486.15 | 61076.22 | 74896.97 | 76679.17
IGCC | 0 | 0 | 0 | 0 | 0 | 0
DemandResponse | 0 | 0 | 0 | 0 | 0 | 0
IGCC-CCS | 0 | 0 | 0 | 0 | 0 | 0
WT_off | 0 | 0 | 0 | 0 | 0 | 0
PseudoUnit | 0 | 0 | 0 | 0 | 0 | 0
FixedInterchange | 0 | 0 | 0 | 0 | 0 | 0
Total Generation by Reporting Type: NEISO
ReportingType | 2015 | 2020 | 2025 | 2030 | 2035 | 2040
BM | 1882.96 | 1077.86 | 551.15 | 1832.76 | 1882.96 | 1882.96
CC | 43260.67 | 28857.12 | 23377.62 | 15868.17 | 26166.76 | 28545.6
CSP | 0 | 0 | 0 | 0 | 0 | 0
CT | 3.12 | 9.46 | 3.12 | 0 | 4.51 | 10.61
Coal | 32.27 | 0 | 0 | 0 | 0 | 0
Geo | 0 | 0 | 0 | 0 | 0 | 0
H | 12289.94 | 12289.94 | 12289.94 | 12303.66 | 12303.66 | 12303.66
LFG | 4582.65 | 4582.65 | 4582.65 | 5132.48 | 5132.48 | 5132.48
Nuc | 36181.73 | 36181.73 | 36181.73 | 36181.73 | 26141.23 | 19310.53
PS | 143.33 | 176.69 | 139.64 | 53.9 | 136.48 | 210.09
PV | 5.26 | 510.43 | 510.43 | 510.43 | 510.43 | 492.28
PeakG | 9.88 | 32.3 | 31.99 | 0 | 29.83 | 38.51
PeakO | 0 | 0 | 0 | 0 | 0 | 0
ST | 0 | 0 | 0 | 0 | 0 | 0
STOG | 0 | 0 | 0 | 0 | 0 | 0
STWD | 4274.88 | 1224.49 | 116.62 | 783.94 | 1621.77 | 2189.04
WT | 1283.3 | 8827.83 | 13032.29 | 16205.23 | 16205.23 | 16205.23
IGCC | 0 | 0 | 0 | 0 | 0 | 0
DemandResponse | 0 | 0 | 0 | 0 | 0 | 0
IGCC-CCS | 0 | 0 | 0 | 0 | 0 | 0
WT_off | 1870.13 | 1870.13 | 1870.13 | 1870.13 | 1870.13 | 1870.13
PseudoUnit | 0 | 0 | 0 | 0 | 0 | 0
FixedInterchange | 0 | 0 | 0 | 0 | 0 | 0
Total Generation by Reporting Type: NonRTO_Midwest
ReportingType | 2015 | 2020 | 2025 | 2030 | 2035 | 2040
BM | 0 | 0 | 0 | 0 | 0 | 0
CC | 13442.08 | 48062.38 | 47731.33 | 41916.39 | 40225.41 | 38087.14
CSP | 0 | 0 | 0 | 0 | 0 | 0
CT | 0 | 0 | 0 | 0 | 0 | 0
Coal | 46718.54 | 12834.19 | 2318.53 | 957.12 | 957.12 | 957.12
Geo | 0 | 0 | 0 | 0 | 0 | 0
H | 457.8 | 457.8 | 3593.25 | 3593.25 | 3593.25 | 3593.25
LFG | 110.38 | 110.38 | 1373.79 | 1373.79 | 1373.79 | 1373.79
Nuc | 0.04 | 0.04 | 0.04 | 0.11 | 2878.66 | 12747.65
PS | 0 | 0 | 0 | 0 | 0 | 0
PV | 0 | 0 | 0 | 0 | 0 | 0
PeakG | 144.8 | 64.65 | 81.76 | 0 | 0 | 0
PeakO | 0 | 0 | 0 | 0 | 0 | 0
ST | 0 | 0 | 0 | 0 | 0 | 0
STOG | 0 | 0 | 0 | 0 | 0 | 0
STWD | 0 | 0 | 0 | 0 | 0 | 0
WT | 151.43 | 151.43 | 151.43 | 151.43 | 151.43 | 151.43
IGCC | 0 | 0 | 0 | 0 | 0 | 0
DemandResponse | 0 | 0 | 0 | 0 | 0 | 0
IGCC-CCS | 0 | 0 | 0 | 0 | 0 | 0
WT_off | 0 | 0 | 0 | 0 | 0 | 0
PseudoUnit | 0 | 0 | 0 | 0 | 0 | 0
FixedInterchange | 0 | 0 | 0 | 0 | 0 | 0
Total Generation by Reporting Type: NYISO_A-F
ReportingType | 2015 | 2020 | 2025 | 2030 | 2035 | 2040
BM | 0 | 0 | 0 | 0 | 0 | 0
CC | 8149.86 | 9513.46 | 5797.33 | 5647.03 | 5702.55 | 6365.25
CSP | 0 | 0 | 0 | 0 | 0 | 0
CT | 0 | 0 | 0 | 0 | 0 | 0
Coal | 0 | 0 | 0 | 0 | 0 | 0
Geo | 0 | 0 | 0 | 0 | 0 | 0
H | 27149.99 | 27149.98 | 27149.98 | 27149.98 | 27149.98 | 27149.98
LFG | 1359.2 | 1359.2 | 1359.2 | 1894.79 | 1894.79 | 1894.79
Nuc | 26211.3 | 26211.3 | 26211.3 | 21372.53 | 16850.79 | 10212.67
PS | 162.4 | 175.83 | 81.76 | 2.26 | 33.19 | 183.14
PV | 0 | 0 | 0 | 0 | 0 | 0
PeakG | 0 | 6.58 | 0 | 0 | 0 | 6.58
PeakO | 0 | 0 | 0 | 0 | 0 | 0
ST | 0 | 0 | 0 | 0 | 0 | 0
STOG | 0 | 0 | 0 | 0 | 0 | 0
STWD | 0.77 | 2.71 | 8.51 | 56.89 | 65.92 | 264.72
WT | 10101.82 | 11933.66 | 11933.66 | 20818.77 | 20818.77 | 20818.77
IGCC | 0 | 0 | 0 | 0 | 0 | 0
DemandResponse | 0 | 0 | 0 | 0 | 0 | 0
IGCC-CCS | 0 | 0 | 0 | 0 | 0 | 0
WT_off | 0 | 0 | 0 | 0 | 0 | 0
PseudoUnit | 0 | 0 | 0 | 0 | 0 | 0
FixedInterchange | 0 | 0 | 0 | 0 | 0 | 0
Total Generation by Reporting Type: NYISO_G-I
ReportingType | 2015 | 2020 | 2025 | 2030 | 2035 | 2040
BM | 0 | 0 | 0 | 0 | 0 | 0
CC | 3820.97 | 8227.53 | 4805.55 | 4272.1 | 9589.98 | 23746.91
CSP | 0 | 0 | 0 | 0 | 0 | 0
CT | 0 | 0 | 0 | 0 | 0 | 0
Coal | 0 | 0 | 0 | 0 | 0 | 0
Geo | 0 | 0 | 0 | 0 | 0 | 0
H | 266.56 | 266.56 | 266.56 | 266.56 | 266.56 | 266.56
LFG | 504.58 | 504.58 | 504.58 | 1090.62 | 1090.62 | 1090.62
Nuc | 15929.31 | 15929.31 | 15929.31 | 15929.31 | 7987.24 | 3.12
PS | 0 | 0 | 0 | 0 | 0 | 0
PV | 0 | 0 | 0 | 0 | 0 | 0
PeakG | 0.01 | 0.03 | 0.01 | 0.03 | 0.03 | 0.03
PeakO | 0 | 0 | 0 | 0 | 0 | 0
ST | 0 | 0 | 0 | 0 | 0 | 0
STOG | 0 | 0 | 0 | 0 | 0 | 0
STWD | 0 | 0 | 0 | 0 | 0 | 0
WT | 0 | 178.23 | 178.23 | 909.97 | 909.97 | 909.97
IGCC | 0 | 0 | 0 | 0 | 0 | 0
DemandResponse | 0 | 0 | 0 | 0 | 0 | 0
IGCC-CCS | 0 | 0 | 0 | 0 | 0 | 0
WT_off | 0 | 0 | 0 | 0 | 0 | 0
PseudoUnit | 0 | 0 | 0 | 0 | 0 | 0
FixedInterchange | 0 | 0 | 0 | 0 | 0 | 0
Total Generation by Reporting Type: NYISO_J-K
ReportingType | 2015 | 2020 | 2025 | 2030 | 2035 | 2040
BM | 0 | 0 | 0 | 0 | 0 | 0
CC | 24101.83 | 25246.57 | 20700.94 | 14605.6 | 18336.7 | 23479.51
CSP | 0 | 0 | 0 | 0 | 0 | 0
CT | 0 | 0 | 0 | 0 | 0 | 0
Coal | 0 | 0 | 0 | 0 | 0 | 0
Geo | 0 | 0 | 0 | 0 | 0 | 0
H | 0 | 0 | 0 | 0 | 0 | 0
LFG | 977.62 | 977.62 | 977.62 | 1563.66 | 1563.66 | 1563.66
Nuc | 0 | 0.01 | 0.04 | 0.19 | 0.19 | 0.19
PS | 0 | 0 | 0 | 0 | 0 | 0
PV | 53.26 | 53.26 | 53.26 | 53.26 | 0 | 0
PeakG | 63.52 | 95.22 | 121.81 | 105 | 134.09 | 88.68
PeakO | 0 | 0 | 0 | 0 | 0 | 0
ST | 0 | 0 | 0 | 0 | 0 | 0
STOG | 468.93 | 574.57 | 656.81 | 809.5 | 690.76 | 619.94
STWD | 0 | 0 | 0 | 0 | 0 | 0
WT | 0 | 0 | 0 | 0 | 0 | 0
IGCC | 0 | 0 | 0 | 0 | 0 | 0
DemandResponse | 0 | 0 | 0 | 0 | 0 | 0
IGCC-CCS | 0 | 0 | 0 | 0 | 0 | 0
WT_off | 0 | 0 | 0 | 0 | 0 | 0
PseudoUnit | 0 | 0 | 0 | 0 | 0 | 0
FixedInterchange | 0 | 0 | 0 | 0 | 0 | 0
Total Generation by Reporting Type: PJM_E
ReportingType | 2015 | 2020 | 2025 | 2030 | 2035 | 2040
BM | 12.57 | 223.98 | 223.98 | 223.98 | 223.98 | 223.98
CC | 49015.76 | 52108.79 | 46085.23 | 39419.44 | 44170.2 | 45194.47
CSP | 0 | 0 | 0 | 0 | 0 | 0
CT | 0.24 | 2.69 | 2.69 | 5.14 | 5.14 | 0.86
Coal | 503.01 | 244.96 | 19.14 | 0 | 0 | 0.91
Geo | 0 | 0 | 0 | 0 | 0 | 0
H | 1839.27 | 1839.27 | 1839.27 | 1839.27 | 1839.27 | 1839.27
LFG | 3714.15 | 4761.94 | 4761.94 | 4761.94 | 4761.94 | 4761.94
Nuc | 66287.73 | 61501.14 | 61501.14 | 61501.14 | 44177.54 | 35032.79
PS | 174 | 164 | 284 | 164 | 164 | 164
PV | 102.4 | 102.4 | 102.4 | 102.4 | 102.4 | 102.4
PeakG | 57.81 | 252.23 | 481.53 | 481.53 | 481.53 | 219.07
PeakO | 0 | 0 | 0 | 0 | 0 | 0
ST | 0 | 0 | 0 | 0 | 0 | 0
STOG | 268.49 | 512.56 | 325.98 | 325.98 | 325.98 | 204.44
STWD | 0 | 0 | 0 | 0 | 0 | 0
WT | 2143.36 | 2143.36 | 2143.36 | 2143.36 | 2143.36 | 2143.36
IGCC | 0 | 0 | 0 | 0 | 0 | 0
DemandResponse | 0 | 0 | 0 | 0 | 0 | 0
IGCC-CCS | 0 | 0 | 0 | 0 | 0 | 0
WT_off | 0 | 0 | 3990.52 | 3990.52 | 3990.52 | 3990.52
PseudoUnit | 0 | 0 | 0 | 0 | 0 | 0
FixedInterchange | 0 | 0 | 0 | 0 | 0 | 0
Total Generation by Reporting Type: PJM_ROM
ReportingType | 2015 | 2020 | 2025 | 2030 | 2035 | 2040
BM | 7.54 | 134.39 | 134.39 | 134.39 | 134.39 | 134.39
CC | 22045.46 | 22043.11 | 18835.85 | 27215.58 | 86601.15 | 155732.98
CSP | 0 | 0 | 0 | 0 | 0 | 0
CT | 0.15 | 1.64 | 1.64 | 3.14 | 3.14 | 0.52
Coal | 9552.25 | 1134.03 | 23.04 | 0 | 0 | 1.1
Geo | 0 | 0 | 0 | 0 | 0 | 0
H | 3645.46 | 3645.46 | 3645.46 | 6490.47 | 6490.47 | 6490.47
LFG | 2813.8 | 4903.85 | 4903.85 | 4903.85 | 4903.85 | 4903.85
Nuc | 39227.38 | 39227.38 | 39227.38 | 39227.38 | 25736.15 | 18733.49
PS | 658.16 | 620.33 | 1074.23 | 620.33 | 620.33 | 620.33
PV | 10.51 | 2384.82 | 3714.14 | 4011.67 | 4034.1 | 4141.11
PeakG | 0 | 5.38 | 1.59 | 152.46 | 291.06 | 48.51
PeakO | 0 | 0 | 0 | 0 | 0 | 0
ST | 0 | 0 | 0 | 0 | 0 | 0
STOG | 691.59 | 950.41 | 1245.98 | 853.57 | 691.59 | 691.59
STWD | 28.46 | 490.56 | 490.56 | 490.56 | 490.56 | 490.56
WT | 3032.09 | 4910.74 | 4910.74 | 4910.74 | 4910.74 | 4910.74
IGCC | 0 | 0 | 0 | 0 | 0 | 0
DemandResponse | 0 | 0 | 0 | 0 | 0 | 0
IGCC-CCS | 0 | 0 | 0 | 0 | 0 | 0
WT_off | 0 | 0 | 0 | 0 | 0 | 0
PseudoUnit | 0 | 0 | 0 | 0 | 0 | 0
FixedInterchange | 0 | 0 | 0 | 0 | 0 | 0
Total Generation by Reporting Type: PJM_ROR
ReportingType | 2015 | 2020 | 2025 | 2030 | 2035 | 2040
BM | 161.29 | 2874.47 | 2426.45 | 2874.47 | 2874.47 | 1440.97
CC | 181537.23 | 251919.65 | 233218.93 | 209106.41 | 199712.24 | 191322.31
CSP | 0 | 0 | 0 | 0 | 0 | 0
CT | 2.98 | 2.98 | 5.69 | 5.69 | 5.69 | 5.69
Coal | 187797.41 | 75073.68 | 3755.6 | 438.26 | 438.26 | 438.26
Geo | 0 | 0 | 0 | 0 | 0 | 0
H | 4602.26 | 6925.78 | 6925.78 | 6925.78 | 6925.78 | 6925.78
LFG | 4252.63 | 8302.71 | 8302.71 | 8302.71 | 8302.71 | 8302.71
Nuc | 156083.84 | 156083.84 | 156083.84 | 149330.43 | 116030.78 | 77993.94
PS | 1387.69 | 1263.21 | 2187.51 | 1263.21 | 1263.21 | 1263.21
PV | 63.07 | 63.07 | 63.07 | 63.07 | 63.07 | 63.07
PeakG | 800.59 | 1021.38 | 1007.4 | 564.44 | 775.23 | 948.77
PeakO | 0 | 0 | 0 | 0 | 0 | 0
ST | 0 | 0 | 0 | 0 | 0 | 0
STOG | 408.99 | 798.51 | 798.51 | 798.51 | 408.99 | 408.99
STWD | 36.67 | 1359.55 | 1359.55 | 754.4 | 859.31 | 1359.55
WT | 28147.97 | 28682.04 | 45739.16 | 50255.65 | 50255.65 | 50255.65
IGCC | 0 | 0 | 0 | 0 | 0 | 0
DemandResponse | 0 | 0 | 0 | 0 | 0 | 0
IGCC-CCS | 0 | 0 | 0 | 0 | 0 | 0
WT_off | 0 | 0 | 0 | 0 | 0 | 0
PseudoUnit | 0 | 0 | 0 | 0 | 0 | 0
FixedInterchange | 0 | 0 | 0 | 0 | 0 | 0
Total Generation by Reporting Type: SOCO
ReportingType | 2015 | 2020 | 2025 | 2030 | 2035 | 2040
BM | 38.15 | 83.9 | 200.02 | 410.64 | 410.64 | 410.64
CC | 158598.74 | 178565.44 | 171387.27 | 140764.75 | 131094.51 | 99337.22
CSP | 0 | 0 | 0 | 0 | 0 | 0
CT | 0 | 0 | 0 | 0 | 0 | 0
Coal | 29068.22 | 5734.35 | 0 | 0 | 0 | 0
Geo | 0 | 0 | 0 | 0 | 0 | 0
H | 10893.11 | 10893.11 | 10893.11 | 10893.11 | 10893.11 | 10893.11
LFG | 291.71 | 291.71 | 1138.45 | 1138.45 | 1138.45 | 1138.45
Nuc | 45497.84 | 62634.5 | 62634.5 | 83658.61 | 100162.23 | 139771.23
PS | 748.51 | 686.75 | 841.08 | 686.75 | 686.75 | 351.75
PV | 0 | 0 | 0 | 0 | 0 | 0
PeakG | 569.1 | 520.79 | 863.97 | 374.97 | 27.03 | 0
PeakO | 0 | 0 | 0 | 0 | 0 | 0
ST | 0 | 0 | 0 | 0 | 0 | 0
STOG | 0 | 0 | 0 | 0 | 0 | 0
STWD | 261.52 | 443.05 | 451.92 | 2877.69 | 2877.69 | 3078.6
WT | 0 | 0 | 0 | 0 | 0 | 0
IGCC | 0 | 0 | 0 | 0 | 0 | 0
DemandResponse | 0 | 0 | 0 | 0 | 0 | 0
IGCC-CCS | 0 | 0 | 0 | 0 | 0 | 0
WT_off | 0 | 0 | 0 | 0 | 0 | 0
PseudoUnit | 0 | 0 | 0 | 0 | 0 | 0
FixedInterchange | 0 | 0 | 0 | 0 | 0 | 0
Total Generation by Reporting Type: SPP_N
ReportingType | 2015 | 2020 | 2025 | 2030 | 2035 | 2040
BM | 0 | 0 | 0 | 0 | 0 | 0
CC | 6170.54 | 956.57 | 911.02 | 911.02 | 911.02 | 911.02
CSP | 0 | 0 | 0 | 0 | 0 | 0
CT | 0 | 0 | 0 | 0 | 0 | 0
Coal | 57180.14 | 9720.21 | 179.39 | 0 | 0 | 0
Geo | 0 | 0 | 0 | 0 | 0 | 0
H | 60 | 60 | 60 | 60 | 60 | 60
LFG | 55.19 | 55.19 | 55.19 | 705.95 | 705.95 | 705.95
Nuc | 9035.69 | 9035.69 | 8012.75 | 8012.75 | 7773.17 | 7747.78
PS | 0 | 0 | 0 | 0 | 0 | 0
PV | 0 | 0 | 0 | 0 | 0 | 0
PeakG | 34.33 | 0 | 0 | 0 | 0 | 0
PeakO | 0 | 0 | 0 | 0 | 0 | 0
ST | 0 | 0 | 0 | 0 | 0 | 0
STOG | 325.71 | 0 | 0 | 0 | 0 | 0
STWD | 0 | 0 | 0 | 0 | 0 | 0
WT | 4213.48 | 130664.31 | 193259.9 | 212597.92 | 217462.56 | 218859.89
IGCC | 0 | 0 | 0 | 0 | 0 | 0
DemandResponse | 0 | 0 | 0 | 0 | 0 | 0
IGCC-CCS | 0 | 0 | 0 | 0 | 0 | 0
WT_off | 0 | 0 | 0 | 0 | 0 | 0
PseudoUnit | 0 | 0 | 0 | 0 | 0 | 0
FixedInterchange | 0 | 0 | 0 | 0 | 0 | 0
Total Generation by Reporting Type: SPP_S
ReportingType | 2015 | 2020 | 2025 | 2030 | 2035 | 2040
BM | 0 | 0 | 0 | 0 | 0 | 0
CC | 54401.94 | 16481.19 | 16336.15 | 13043.19 | 13690.71 | 13621.57
CSP | 0 | 0 | 0 | 0 | 0 | 0
CT | 9.82 | 0 | 0 | 0 | 0 | 0
Coal | 74193.71 | 7699.23 | 381.13 | 0 | 0 | 0
Geo | 0 | 0 | 0 | 0 | 0 | 0
H | 10050.79 | 10050.79 | 10050.79 | 10050.79 | 10050.79 | 10050.79
LFG | 149.8 | 149.8 | 149.79 | 789.01 | 789.01 | 789.01
Nuc | 0.02 | 0.04 | 0.04 | 0.07 | 0.07 | 0.16
PS | 194.01 | 178.4 | 580.8 | 893.56 | 1027.36 | 1027.36
PV | 0 | 0 | 0 | 0 | 0 | 0
PeakG | 0 | 0 | 0 | 0 | 0 | 0
PeakO | 0 | 0 | 0 | 0 | 0 | 0
ST | 0 | 0 | 0 | 0 | 0 | 0
STOG | 2780.61 | 733.64 | 687.42 | 928.71 | 730.18 | 849.08
STWD | 56.6 | 15.12 | 30.24 | 184.09 | 123.61 | 184.09
WT | 9404.55 | 145523.53 | 149348.58 | 154430.26 | 154410.35 | 155519.63
IGCC | 0 | 0 | 0 | 0 | 0 | 0
DemandResponse | 0 | 0 | 0 | 0 | 0 | 0
IGCC-CCS | 0 | 0 | 0 | 0 | 0 | 0
WT_off | 0 | 0 | 0 | 0 | 0 | 0
PseudoUnit | 0 | 0 | 0 | 0 | 0 | 0
FixedInterchange | 0 | 0 | 0 | 0 | 0 | 0
Total Generation by Reporting Type: TVA
ReportingType | 2015 | 2020 | 2025 | 2030 | 2035 | 2040
BM | 0 | 0 | 0 | 0 | 0 | 0
CC | 47281.77 | 76010.3 | 79903.87 | 64472.51 | 59195.73 | 60542.17
CSP | 0 | 0 | 0 | 0 | 0 | 0
CT | 0 | 0 | 0 | 0 | 0 | 0
Coal | 37466.09 | 13876.23 | 396.15 | 0 | 0 | 0
Geo | 0 | 0 | 0 | 0 | 0 | 0
H | 17444.8 | 17444.8 | 17444.8 | 17545.57 | 17545.57 | 17545.57
LFG | 102.49 | 102.49 | 949.23 | 949.23 | 949.23 | 949.23
Nuc | 65391.09 | 65391.09 | 65391.09 | 65391.09 | 83389.95 | 77019.29
PS | 754.02 | 550.18 | 714.63 | 714.63 | 688.76 | 620.66
PV | 0 | 0 | 0 | 0 | 0 | 0
PeakG | 0 | 0 | 0 | 0 | 0 | 0
PeakO | 0 | 0 | 0 | 0 | 0 | 0
ST | 0 | 0 | 0 | 0 | 0 | 0
STOG | 0 | 0 | 0 | 0 | 0 | 0
STWD | 1.96 | 1.84 | 3.38 | 25.75 | 23.04 | 35.04
WT | 73.94 | 73.94 | 73.94 | 73.94 | 73.94 | 73.94
IGCC | 0 | 0 | 0 | 0 | 0 | 0
DemandResponse | 0 | 0 | 0 | 0 | 0 | 0
IGCC-CCS | 0 | 0 | 0 | 0 | 0 | 0
WT_off | 0 | 0 | 0 | 0 | 0 | 0
PseudoUnit | 0 | 0 | 0 | 0 | 0 | 0
FixedInterchange | 0 | 0 | 0 | 0 | 0 | 0
Total Generation by Reporting Type: TVA_Transmission
ReportingType | 2015 | 2020 | 2025 | 2030 | 2035 | 2040
BM | 0 | 0 | 0 | 0 | 0 | 0
CC | 0 | 0 | 0 | 0 | 0 | 0
CSP | 0 | 0 | 0 | 0 | 0 | 0
CT | 0 | 0 | 0 | 0 | 0 | 0
Coal | 0 | 0 | 0 | 0 | 0 | 0
Geo | 0 | 0 | 0 | 0 | 0 | 0
H | 0 | 0 | 0 | 0 | 0 | 0
LFG | 0 | 0 | 0 | 0 | 0 | 0
Nuc | 0 | 0 | 0 | 0 | 0 | 0
PS | 0 | 0 | 0 | 0 | 0 | 0
PV | 0 | 0 | 0 | 0 | 0 | 0
PeakG | 0 | 0 | 0 | 0 | 0 | 0
PeakO | 0 | 0 | 0 | 0 | 0 | 0
ST | 0 | 0 | 0 | 0 | 0 | 0
STOG | 0 | 0 | 0 | 0 | 0 | 0
STWD | 0 | 0 | 0 | 0 | 0 | 0
WT | 0 | 0 | 0 | 0 | 0 | 0
IGCC | 0 | 0 | 0 | 0 | 0 | 0
DemandResponse | 0 | 0 | 0 | 0 | 0 | 0
IGCC-CCS | 0 | 0 | 0 | 0 | 0 | 0
WT_off | 0 | 0 | 0 | 0 | 0 | 0
PseudoUnit | 0 | 0 | 0 | 0 | 0 | 0
FixedInterchange | 0 | 0 | 0 | 0 | 0 | 0
Total Generation by Reporting Type: VACAR
ReportingType | 2015 | 2020 | 2025 | 2030 | 2035 | 2040
BM | 6.84 | 1277.68 | 5298.64 | 5393.73 | 5393.73 | 5748.95
CC | 131765.36 | 125933.37 | 117794.99 | 98822.89 | 100624.92 | 58064.59
CSP | 0 | 0 | 0 | 0 | 0 | 0
CT | 73.69 | 73.69 | 140.69 | 0 | 0 | 0
Coal | 23333.78 | 13409.57 | 2790.4 | 167.08 | 159.21 | 167.08
Geo | 0 | 0 | 0 | 0 | 0 | 0
H | 4325 | 4325 | 4325 | 4325 | 4325 | 4325
LFG | 499.37 | 1343.43 | 1343.43 | 1343.43 | 1343.43 | 1343.43
Nuc | 89032.75 | 107182.03 | 107182.03 | 143014.93 | 141697.62 | 200535.21
PS | 1203.36 | 1114.53 | 2177.6 | 1096.88 | 1074.57 | 1013.06
PV | 42.05 | 299.54 | 304.04 | 305.59 | 305.59 | 311.37
PeakG | 103.34 | 201.24 | 372.87 | 363.25 | 322.6 | 74.34
PeakO | 0 | 0 | 0 | 0 | 0 | 0
ST | 0 | 0 | 0 | 0 | 0 | 0
STOG | 0 | 0 | 0 | 0 | 0 | 0
STWD | 1969.25 | 1969.25 | 1969.25 | 1969.25 | 1504.68 | 1969.25
WT | 2.34 | 7866.99 | 7866.99 | 7866.99 | 7866.99 | 7866.99
IGCC | 0 | 0 | 0 | 0 | 0 | 0
DemandResponse | 0 | 0 | 0 | 0 | 0 | 0
IGCC-CCS | 0 | 0 | 0 | 0 | 0 | 0
WT_off | 3.46 | 3.46 | 3.46 | 3.46 | 3.46 | 3.46
PseudoUnit | 0 | 0 | 0 | 0 | 0 | 0
FixedInterchange | 0 | 0 | 0 | 0 | 0 | 0
Total Generation by Reporting Type: IESO
ReportingType | 2015 | 2020 | 2025 | 2030 | 2035 | 2040
BM | 0 | 0 | 1.07 | 10.53 | 10.53 | 123.37
CC | 9638.85 | 6751.45 | 221.1 | 136.02 | 129.89 | 368.78
CSP | 0 | 0 | 0 | 0 | 0 | 0
CT | 12.03 | 12.03 | 0 | 0 | 0 | 0
Coal | 0 | 0 | 0 | 0 | 0 | 0
Geo | 0 | 0 | 0 | 0 | 0 | 0
H | 46189.03 | 46189.03 | 46189.03 | 47737.94 | 47737.94 | 47737.94
LFG | 926.37 | 926.37 | 926.37 | 930.31 | 930.31 | 930.31
Nuc | 101402.31 | 101402.31 | 101402.31 | 101402.31 | 93379.23 | 81383.57
PS | 25.83 | 13.53 | 13.53 | 4.3 | 4.3 | 13.53
PV | 78.84 | 78.84 | 78.84 | 78.84 | 78.84 | 78.84
PeakG | 0 | 0 | 0 | 0 | 0 | 0
PeakO | 0 | 0 | 0 | 0 | 0 | 0
ST | 0 | 0 | 0 | 0 | 0 | 0
STOG | 0 | 0 | 0 | 0 | 0 | 0
STWD | 4.38 | 13.76 | 12.52 | 51.29 | 340.3 | 653.61
WT | 8479.75 | 8479.75 | 8479.75 | 8479.75 | 8479.75 | 8479.75
IGCC | 0 | 0 | 0 | 0 | 0 | 0
DemandResponse | 0 | 0 | 0 | 0 | 0 | 0
IGCC-CCS | 0 | 0 | 0 | 0 | 0 | 0
WT_off | 0 | 0 | 0 | 0 | 0 | 0
PseudoUnit | 0 | 0 | 0 | 0 | 0 | 0
FixedInterchange | 0 | 0 | 0 | 0 | 0 | 0
Total Generation by Reporting Type: MAPP_CA
ReportingType | 2015 | 2020 | 2025 | 2030 | 2035 | 2040
BM | 0 | 0 | 0 | 0 | 0 | 0
CC | 7729.06 | 7729.06 | 631.73 | 0 | 0 | 0
CSP | 0 | 0 | 0 | 0 | 0 | 0
CT | 0 | 0 | 0 | 0 | 0 | 0
Coal | 272.91 | 42.05 | 0 | 0 | 0 | 0
Geo | 0 | 0 | 0 | 0 | 0 | 0
H | 41520.42 | 45597.02 | 54366.11 | 63939.92 | 63939.92 | 63939.92
LFG | 0 | 0 | 0 | 0 | 0 | 0
Nuc | 0 | 0.02 | 0 | 0 | 0 | 0
PS | 0 | 0 | 0 | 0 | 0 | 0
PV | 0 | 0 | 0 | 0 | 0 | 0
PeakG | 68.5 | 16.88 | 0 | 0 | 0 | 0
PeakO | 0 | 0 | 0 | 0 | 0 | 0
ST | 0 | 0 | 0 | 0 | 0 | 0
STOG | 7.77 | 0 | 0 | 0 | 0 | 0
STWD | 0 | 0 | 0 | 0 | 0 | 0
WT | 1446.06 | 1446.06 | 1446.06 | 1446.06 | 688.72 | 688.72
IGCC | 0 | 0 | 0 | 0 | 0 | 0
DemandResponse | 0 | 0 | 0 | 0 | 0 | 0
IGCC-CCS | 0 | 0 | 0 | 0 | 0 | 0
WT_off | 0 | 0 | 0 | 0 | 0 | 0
PseudoUnit | 0 | 0 | 0 | 0 | 0 | 0
FixedInterchange | 0 | 0 | 0 | 0 | 0 | 0
Total Generation by Reporting Type: AZ_NM_SNV_Coal
ReportingType | 2015 | 2020 | 2025 | 2030 | 2035 | 2040
BM | 0 | 0 | 0 | 0 | 0 | 0
CC | 0 | 0 | 0 | 0 | 0 | 0
CSP | 0 | 0 | 0 | 0 | 0 | 0
CT | 0 | 0 | 0 | 0 | 0 | 0
Coal | 51750.06 | 44890.22 | 8923.12 | 0 | 0 | 0
Geo | 0 | 0 | 0 | 0 | 0 | 0
H | 0 | 0 | 0 | 0 | 0 | 0
LFG | 0 | 0 | 0 | 0 | 0 | 0
Nuc | 0 | 0 | 0 | 0 | 0 | 0
PS | 0 | 0 | 0 | 0 | 0 | 0
PV | 0 | 0 | 0 | 0 | 0 | 0
PeakG | 0 | 0 | 0 | 0 | 0 | 0
PeakO | 0 | 0 | 0 | 0 | 0 | 0
ST | 0 | 0 | 0 | 0 | 0 | 0
STOG | 0 | 0 | 0 | 0 | 0 | 0
STWD | 0 | 0 | 0 | 0 | 0 | 0
WT | 0 | 0 | 0 | 0 | 0 | 0
IGCC | 0 | 0 | 0 | 0 | 0 | 0
DemandResponse | 0 | 0 | 0 | 0 | 0 | 0
IGCC-CCS | 0 | 0 | 0 | 0 | 0 | 0
WT_off | 0 | 0 | 0 | 0 | 0 | 0
PseudoUnit | 0 | 0 | 0 | 0 | 0 | 0
FixedInterchange | 0 | 0 | 0 | 0 | 0 | 0
Total Generation by Reporting Type: AZ_NM_SNV_Gas
ReportingType | 2015 | 2020 | 2025 | 2030 | 2035 | 2040
BM | 0 | 0 | 0 | 0 | 0 | 0
CC | 62164.12 | 51347.44 | 75278.25 | 44433.69 | 36192.1 | 32922.34
CSP | 0 | 0 | 0 | 0 | 0 | 0
CT | 0 | 0 | 0 | 0 | 0 | 0
Coal | 0 | 0 | 0 | 0 | 0 | 0
Geo | 0 | 0 | 0 | 0 | 0 | 0
H | 0 | 0 | 0 | 0 | 0 | 0
LFG | 0 | 0 | 0 | 0 | 0 | 0
Nuc | 0 | 0 | 0 | 0 | 0 | 0
PS | 0 | 0 | 0 | 0 | 0 | 0
PV | 0 | 0 | 0 | 0 | 0 | 0
PeakG | 0 | 0 | 0 | 0 | 0 | 0
PeakO | 0 | 0 | 0 | 0 | 0 | 0
ST | 0 | 0 | 0 | 0 | 0 | 0
STOG | 0 | 0 | 0 | 0 | 0 | 0
STWD | 0 | 0 | 0 | 0 | 0 | 0
WT | 0 | 0 | 0 | 0 | 0 | 0
IGCC | 0 | 0 | 0 | 0 | 0 | 0
DemandResponse | 0 | 0 | 0 | 0 | 0 | 0
IGCC-CCS | 0 | 0 | 0 | 0 | 0 | 0
WT_off | 0 | 0 | 0 | 0 | 0 | 0
PseudoUnit | 0 | 0 | 0 | 0 | 0 | 0
FixedInterchange | 0 | 0 | 0 | 0 | 0 | 0
Total Generation by Reporting Type: AZ_NM_SNV_NucRenew
ReportingType | 2015 | 2020 | 2025 | 2030 | 2035 | 2040
BM | 0 | 0 | 0 | 0 | 0 | 0
CC | 0 | 0 | 0 | 0 | 0 | 0
CSP | 0 | 0 | 0 | 0 | 0 | 0
CT | 0 | 0 | 0 | 0 | 0 | 0
Coal | 0 | 0 | 0 | 0 | 0 | 0
Geo | 0 | 1224.26 | 12066.9 | 12066.9 | 12066.9 | 12066.9
H | 8952 | 8952 | 8952 | 8952 | 8952 | 8952
LFG | 55.19 | 55.19 | 533.48 | 533.48 | 533.48 | 533.48
Nuc | 30183.89 | 30183.89 | 30183.89 | 62690.84 | 88433.57 | 92824.47
PS | 2.16 | 0 | 23.76 | 7.56 | 7.56 | 23.76
PV | 365.63 | 365.63 | 365.63 | 365.63 | 365.63 | 365.63
PeakG | 0 | 0 | 0 | 0 | 0 | 0
PeakO | 0 | 0 | 0 | 0 | 0 | 0
ST | 981.12 | 2542.54 | 3340.66 | 3374.76 | 3374.76 | 3374.76
STOG | 0 | 0 | 0 | 0 | 0 | 0
STWD | 182.21 | 182.21 | 182.21 | 182.21 | 182.21 | 182.21
WT | 1407.73 | 33014.92 | 33082.12 | 33442.56 | 35270.87 | 35270.87
IGCC | 0 | 0 | 0 | 0 | 0 | 0
DemandResponse | 0 | 0 | 0 | 0 | 0 | 0
IGCC-CCS | 0 | 0 | 0 | 0 | 0 | 0
WT_off | 0 | 0 | 0 | 0 | 0 | 0
PseudoUnit | 0 | 0 | 0 | 0 | 0 | 0
FixedInterchange | 0 | 0 | 0 | 0 | 0 | 0
Total Generation by Reporting Type: ERCOT
ReportingType | 2015 | 2020 | 2025 | 2030 | 2035 | 2040
BM | 58.16 | 98.27 | 100.59 | 1082.59 | 1082.59 | 1082.59
CC | 226288.73 | 237097.13 | 204451.84 | 200584.3 | 168781.37 | 144775.49
CSP | 0 | 0 | 0 | 0 | 0 | 0
CT | 0 | 2.34 | 1.4 | 8.17 | 0 | 0
Coal | 36629.26 | 25406.09 | 798.72 | 0 | 0 | 43.53
Geo | 0 | 0 | 0 | 0 | 0 | 0
H | 607.38 | 607.38 | 607.38 | 607.38 | 607.38 | 607.38
LFG | 591.3 | 591.3 | 3382.24 | 3382.24 | 3382.24 | 3382.24
Nuc | 39655.79 | 39655.79 | 39655.79 | 39655.79 | 72436.61 | 99077.43
PS | 0 | 0 | 0 | 0 | 0 | 0
PV | 30.84 | 30.84 | 30.84 | 30.84 | 2.63 | 2.63
PeakG | 0 | 6.22 | 0 | 42.89 | 45.41 | 2.36
PeakO | 0 | 0 | 0 | 0 | 0 | 0
ST | 0 | 0 | 0 | 0 | 0 | 0
STOG | 1422.81 | 2299.76 | 795.83 | 1012.01 | 217.33 | 0
STWD | 0 | 0 | 0 | 0 | 0 | 0
WT | 27080.39 | 27080.39 | 83850.29 | 83850.29 | 83850.32 | 84590.33
IGCC | 0 | 0 | 0 | 0 | 0 | 0
DemandResponse | 0 | 0 | 0 | 0 | 0 | 0
IGCC-CCS | 0 | 0 | 0 | 0 | 0 | 0
WT_off | 0 | 0 | 0 | 0 | 0 | 0
PseudoUnit | 0 | 0 | 0 | 0 | 0 | 0
FixedInterchange | 0 | 0 | 0 | 0 | 0 | 0
Total Generation by Reporting Type: NP15
ReportingType | 2015 | 2020 | 2025 | 2030 | 2035 | 2040
BM | 0 | 0 | 0 | 0 | 0 | 0
CC | 67878.67 | 62767.5 | 64005.29 | 41192.99 | 35591.32 | 28714.29
CSP | 0 | 0 | 0 | 0 | 0 | 0
CT | 0 | 0 | 0 | 0 | 0 | 0
Coal | 1435.64 | 0 | 0 | 0 | 0 | 0
Geo | 9050.48 | 9050.48 | 14043.68 | 14043.68 | 14043.68 | 14043.68
H | 24182 | 24182 | 24182 | 24182 | 24182 | 24182
LFG | 670.14 | 3653.69 | 5124.6 | 5124.6 | 5124.6 | 5124.6
Nuc | 17915.6 | 17915.6 | 17915.6 | 49821.44 | 63621.82 | 86892.81
PS | 0 | 0 | 22.57 | 10.85 | 0 | 0
PV | 153.52 | 153.52 | 153.52 | 153.52 | 139.28 | 139.28
PeakG | 0 | 0 | 0 | 0 | 0 | 0
PeakO | 0 | 0 | 0 | 0 | 0 | 0
ST | 99.08 | 99.08 | 99.08 | 99.08 | 99.08 | 99.08
STOG | 33.65 | 28.72 | 44.93 | 0 | 0 | 0
STWD | 3097.54 | 3097.54 | 1404.64 | 3097.54 | 3097.54 | 3097.54
WT | 3102.31 | 11679.16 | 11679.16 | 11679.16 | 11679.16 | 11679.16
IGCC | 0 | 0 | 0 | 0 | 0 | 0
DemandResponse | 0 | 0 | 0 | 0 | 0 | 0
IGCC-CCS | 0 | 0 | 0 | 0 | 0 | 0
WT_off | 0 | 0 | 0 | 0 | 0 | 0
PseudoUnit | 0 | 0 | 0 | 0 | 0 | 0
FixedInterchange | 0 | 0 | 0 | 0 | 0 | 0
Total Generation by Reporting Type: NWPP_Coal
ReportingType | 2015 | 2020 | 2025 | 2030 | 2035 | 2040
BM | 0 | 0 | 0 | 0 | 0 | 0
CC | 0 | 0 | 0 | 0 | 0 | 0
CSP | 0 | 0 | 0 | 0 | 0 | 0
CT | 0 | 0 | 0 | 0 | 0 | 0
Coal | 44196.29 | 33483.75 | 1282.61 | 1282.61 | 1282.61 | 1282.61
Geo | 0 | 0 | 0 | 0 | 0 | 0
H | 0 | 0 | 0 | 0 | 0 | 0
LFG | 0 | 0 | 0 | 0 | 0 | 0
Nuc | 0 | 0 | 0 | 0 | 0 | 0
PS | 0 | 0 | 0 | 0 | 0 | 0
PV | 0 | 0 | 0 | 0 | 0 | 0
PeakG | 0 | 0 | 0 | 0 | 0 | 0
PeakO | 0 | 0 | 0 | 0 | 0 | 0
ST | 0 | 0 | 0 | 0 | 0 | 0
STOG | 0 | 0 | 0 | 0 | 0 | 0
STWD | 0 | 0 | 0 | 0 | 0 | 0
WT | 0 | 0 | 0 | 0 | 0 | 0
IGCC | 0 | 0 | 0 | 0 | 0 | 0
DemandResponse | 0 | 0 | 0 | 0 | 0 | 0
IGCC-CCS | 0 | 0 | 0 | 0 | 0 | 0
WT_off | 0 | 0 | 0 | 0 | 0 | 0
PseudoUnit | 0 | 0 | 0 | 0 | 0 | 0
FixedInterchange | 0 | 0 | 0 | 0 | 0 | 0
Total Generation by Reporting Type: NWPP_Gas
ReportingType | 2015 | 2020 | 2025 | 2030 | 2035 | 2040
BM | 0 | 0 | 0 | 0 | 0 | 0
CC | 47897.6 | 65889.39 | 65889.39 | 23868.65 | 17603.55 | 15314.03
CSP | 0 | 0 | 0 | 0 | 0 | 0
CT | 0 | 0 | 0 | 0 | 0 | 0
Coal | 0 | 0 | 0 | 0 | 0 | 0
Geo | 0 | 0 | 0 | 0 | 0 | 0
H | 0 | 0 | 0 | 0 | 0 | 0
LFG | 0 | 0 | 0 | 0 | 0 | 0
Nuc | 0 | 0 | 0 | 0 | 0 | 0
PS | 0 | 0 | 0 | 0 | 0 | 0
PV | 0 | 0 | 0 | 0 | 0 | 0
PeakG | 0 | 0 | 0 | 0 | 0 | 0
PeakO | 0 | 0 | 0 | 0 | 0 | 0
ST | 0 | 0 | 0 | 0 | 0 | 0
STOG | 0 | 0 | 0 | 0 | 0 | 0
STWD | 0 | 0 | 0 | 0 | 0 | 0
WT | 0 | 0 | 0 | 0 | 0 | 0
IGCC | 0 | 0 | 0 | 0 | 0 | 0
DemandResponse | 0 | 0 | 0 | 0 | 0 | 0
IGCC-CCS | 0 | 0 | 0 | 0 | 0 | 0
WT_off | 0 | 0 | 0 | 0 | 0 | 0
PseudoUnit | 0 | 0 | 0 | 0 | 0 | 0
FixedInterchange | 0 | 0 | 0 | 0 | 0 | 0
Total Generation by Reporting Type: NWPP_NucRenew
ReportingType | 2015 | 2020 | 2025 | 2030 | 2035 | 2040
BM | 0 | 65.88 | 243.02 | 243.02 | 243.02 | 243.02
CC | 0 | 0 | 0 | 0 | 0 | 0
CSP | 0 | 0 | 0 | 0 | 0 | 0
CT | 0 | 0 | 0 | 0 | 0 | 0
Coal | 0 | 0 | 0 | 0 | 0 | 0
Geo | 3280.13 | 3280.13 | 6891.88 | 6891.88 | 6891.88 | 6891.88
H | 133486 | 133486 | 133486 | 133486 | 133486 | 133486
LFG | 1013.09 | 1013.09 | 2940.73 | 2940.73 | 2940.73 | 2940.73
Nuc | 8809.8 | 8809.8 | 8809.8 | 71507.61 | 75103.08 | 101247.14
PS | 0 | 0 | 0 | 0 | 0 | 0
PV | 7.88 | 7.88 | 7.88 | 7.88 | 7.88 | 7.88
PeakG | 0 | 0 | 0 | 0 | 0 | 0
PeakO | 0 | 0 | 0 | 0 | 0 | 0
ST | 0 | 0 | 0 | 0 | 0 | 0
STOG | 0 | 0 | 0 | 0 | 0 | 0
STWD | 0 | 0 | 3931.49 | 3931.49 | 3931.49 | 3931.49
WT | 15874.4 | 15874.4 | 15874.4 | 15874.4 | 15874.4 | 15874.4
IGCC | 0 | 0 | 0 | 0 | 0 | 0
DemandResponse | 0 | 0 | 0 | 0 | 0 | 0
IGCC-CCS | 0 | 0 | 0 | 0 | 0 | 0
WT_off | 0 | 0 | 0 | 0 | 0 | 0
PseudoUnit | 0 | 0 | 0 | 0 | 0 | 0
FixedInterchange | 0 | 0 | 0 | 0 | 0 | 0
Total Generation by Reporting Type: RMPA
ReportingType | 2015 | 2020 | 2025 | 2030 | 2035 | 2040
BM | 0 | 0 | 0 | 0 | 0 | 0
CC | 11127.09 | 12724.46 | 16759.96 | 12862 | 12394.19 | 11521.39
CSP | 0 | 0 | 0 | 0 | 0 | 0
CT | 0 | 0 | 0 | 0 | 0 | 0
Coal | 50094.85 | 36562.92 | 6470.78 | 3244.78 | 3244.78 | 3258.64
Geo | 0 | 3976.99 | 21387.54 | 21387.54 | 21387.54 | 21387.54
H | 4353 | 4353 | 4353 | 4353 | 4353 | 4353
LFG | 58.34 | 58.34 | 286.45 | 286.45 | 286.45 | 286.45
Nuc | 0.01 | 0.02 | 0.04 | 13766.9 | 14516.91 | 16449.8
PS | 73.61 | 61.93 | 61.93 | 45.78 | 81.2 | 118.23
PV | 54.93 | 54.93 | 54.93 | 54.93 | 54.93 | 54.93
PeakG | 0 | 0 | 0 | 0 | 0 | 0
PeakO | 0 | 0 | 0 | 0 | 0 | 0
ST | 9.83 | 1213.6 | 1213.6 | 1231.5 | 1231.5 | 1231.5
STOG | 0 | 0 | 0 | 0 | 0 | 0
STWD | 0 | 0 | 0 | 0 | 0 | 0
WT | 6354.34 | 17013.67 | 17013.67 | 18626.99 | 18626.99 | 19035.09
IGCC | 0 | 0 | 0 | 0 | 0 | 0
DemandResponse | 0 | 0 | 0 | 0 | 0 | 0
IGCC-CCS | 0 | 0 | 0 | 0 | 0 | 0
WT_off | 0 | 0 | 0 | 0 | 0 | 0
PseudoUnit | 0 | 0 | 0 | 0 | 0 | 0
FixedInterchange | 0 | 0 | 0 | 0 | 0 | 0
Total Generation by Reporting Type: SP15
ReportingType | 2015 | 2020 | 2025 | 2030 | 2035 | 2040
BM | 44.8 | 44.8 | 44.8 | 44.8 | 44.8 | 44.8
CC | 86088.75 | 83957.65 | 90196.43 | 76245.16 | 66925.78 | 56195.83
CSP | 0 | 0 | 0 | 0 | 0 | 0
CT | 0 | 0 | 0 | 0 | 0 | 0
Coal | 1392.49 | 761.6 | 0 | 0 | 0 | 0
Geo | 7774.15 | 19841.05 | 19841.05 | 19841.05 | 19841.05 | 19841.05
H | 5920 | 5920 | 5920 | 5920 | 5920 | 5920
LFG | 1759.71 | 6141.64 | 6141.64 | 6141.64 | 6141.64 | 6141.64
Nuc | 17526.13 | 17526.13 | 17526.13 | 17526.13 | 17526.13 | 28092.67
PS | 8.45 | 124.04 | 158.4 | 158.4 | 136.57 | 158.4
PV | 331.57 | 331.57 | 331.57 | 331.57 | 331.57 | 331.57
PeakG | 0 | 0 | 0 | 0 | 0 | 0
PeakO | 0 | 0 | 0 | 0 | 0 | 0
ST | 1569.79 | 1569.79 | 1569.79 | 1569.79 | 1569.79 | 1569.79
STOG | 334.95 | 58.44 | 82.39 | 62.33 | 65.51 | 92.49
STWD | 833.95 | 833.95 | 612.78 | 833.95 | 833.95 | 833.95
WT | 5740.26 | 8074.16 | 35434.85 | 42569.13 | 42569.13 | 42569.13
IGCC | 0 | 0 | 0 | 0 | 0 | 0
DemandResponse | 0 | 0 | 0 | 0 | 0 | 0
IGCC-CCS | 0 | 0 | 0 | 0 | 0 | 0
WT_off | 0 | 0 | 0 | 0 | 0 | 0
PseudoUnit | 0 | 0 | 0 | 0 | 0 | 0
FixedInterchange | 0 | 0 | 0 | 0 | 0 | 0
Total Generation by Reporting Type: ALB
ReportingType | 2015 | 2020 | 2025 | 2030 | 2035 | 2040
BM | 0 | 0 | 0 | 0 | 0 | 0
CC | 16263.2 | 16805.03 | 16805.03 | 0 | 0 | 0
CSP | 0 | 0 | 0 | 0 | 0 | 0
CT | 0 | 0 | 0 | 0 | 0 | 0
Coal | 46350.59 | 46350.59 | 45770.17 | 0 | 0 | 0
Geo | 0 | 0 | 0 | 0 | 0 | 0
H | 1979.87 | 1979.87 | 1979.87 | 1979.87 | 1979.87 | 1979.87
LFG | 78.84 | 78.84 | 78.84 | 78.84 | 78.84 | 78.84
Nuc | 0 | 0 | 0.47 | 68612.08 | 68761.69 | 71860.38
PS | 0 | 0 | 0 | 0 | 0 | 0
PV | 0 | 0 | 0 | 0 | 0 | 0
PeakG | 0 | 0 | 0 | 0 | 0 | 0
PeakO | 0 | 0 | 0 | 0 | 0 | 0
ST | 0 | 0 | 0 | 0 | 0 | 0
STOG | 0 | 0 | 0 | 0 | 0 | 0
STWD | 0 | 744.29 | 1219.39 | 1219.39 | 1219.39 | 1219.39
WT | 1553.84 | 1553.84 | 1553.84 | 1553.84 | 1553.84 | 1553.84
IGCC | 0 | 0 | 0 | 0 | 0 | 0
DemandResponse | 0 | 0 | 0 | 0 | 0 | 0
IGCC-CCS | 0 | 0 | 0 | 0 | 0 | 0
WT_off | 0 | 0 | 0 | 0 | 0 | 0
PseudoUnit | 0 | 0 | 0 | 0 | 0 | 0
FixedInterchange | 0 | 0 | 0 | 0 | 0 | 0
Total Generation by Reporting Type: BC
ReportingType | 2015 | 2020 | 2025 | 2030 | 2035 | 2040
BM | 0 | 0 | 0 | 0 | 0 | 0
CC | 4528.21 | 4528.21 | 4528.21 | 2963.71 | 431.19 | 0
CSP | 0 | 0 | 0 | 0 | 0 | 0
CT | 0 | 0 | 0 | 0 | 0 | 0
Coal | 0 | 0 | 0 | 0 | 0 | 0
Geo | 0 | 0 | 0 | 0 | 0 | 0
H | 54411.22 | 54411.22 | 54411.22 | 54411.22 | 54411.22 | 54411.22
LFG | 189.22 | 189.22 | 189.22 | 189.22 | 189.22 | 189.22
Nuc | 0 | 0 | 0.21 | 4913.27 | 5452.38 | 5939.84
PS | 0 | 0 | 0 | 0 | 0 | 0
PV | 0 | 0 | 0 | 0 | 0 | 0
PeakG | 0 | 0 | 0 | 0 | 0 | 0
PeakO | 0 | 0 | 0 | 0 | 0 | 0
ST | 0 | 0 | 0 | 0 | 0 | 0
STOG | 0 | 0 | 0 | 0 | 0 | 0
STWD | 0 | 1957.59 | 3574.08 | 3574.08 | 3574.08 | 3574.08
WT | 568.82 | 568.82 | 568.82 | 568.82 | 568.82 | 568.82
IGCC | 0 | 0 | 0 | 0 | 0 | 0
DemandResponse | 0 | 0 | 0 | 0 | 0 | 0
IGCC-CCS | 0 | 0 | 0 | 0 | 0 | 0
WT_off | 0 | 0 | 0 | 0 | 0 | 0
PseudoUnit | 0 | 0 | 0 | 0 | 0 | 0
FixedInterchange | 0 | 0 | 0 | 0 | 0 | 0
Total Generation by Reporting Type: HQ_IESO
ReportingType | 2015 | 2020 | 2025 | 2030 | 2035 | 2040
BM | 0 | 0 | 0 | 0 | 0 | 0
CC | 0 | 0 | 0 | 0 | 0 | 0
CSP | 0 | 0 | 0 | 0 | 0 | 0
CT | 0 | 0 | 0 | 0 | 0 | 0
Coal | 0 | 0 | 0 | 0 | 0 | 0
Geo | 0 | 0 | 0 | 0 | 0 | 0
H | 0 | 0 | 0 | 0 | 0 | 0
LFG | 0 | 0 | 0 | 0 | 0 | 0
Nuc | 0 | 0 | 0 | 0 | 0 | 0.02
PS | 0 | 0 | 0 | 0 | 0 | 0
PV | 0 | 0 | 0 | 0 | 0 | 0
PeakG | 0 | 0 | 0 | 0 | 0 | 0
PeakO | 0 | 0 | 0 | 0 | 0 | 0
ST | 0 | 0 | 0 | 0 | 0 | 0
STOG | 0 | 0 | 0 | 0 | 0 | 0
STWD | 0 | 0 | 0 | 0 | 0 | 0
WT | 0 | 0 | 0 | 0 | 0 | 0
IGCC | 0 | 0 | 0 | 0 | 0 | 0
DemandResponse | 0 | 0 | 0 | 0 | 0 | 0
IGCC-CCS | 0 | 0 | 0 | 0 | 0 | 0
WT_off | 0 | 0 | 0 | 0 | 0 | 0
PseudoUnit | 0 | 0 | 0 | 0 | 0 | 0
FixedInterchange | 2336 | 2336 | 2336 | 2336 | 2336 | 2336
Total Generation by Reporting Type: HQ_NEISO
ReportingType | 2015 | 2020 | 2025 | 2030 | 2035 | 2040
BM | 0 | 0 | 0 | 0 | 0 | 0
CC | 0 | 0 | 0 | 0 | 0 | 0
CSP | 0 | 0 | 0 | 0 | 0 | 0
CT | 0 | 0 | 0 | 0 | 0 | 0
Coal | 0 | 0 | 0 | 0 | 0 | 0
Geo | 0 | 0 | 0 | 0 | 0 | 0
H | 0 | 0 | 0 | 0 | 0 | 0
LFG | 0 | 0 | 0 | 0 | 0 | 0
Nuc | 0 | 0 | 0 | 0 | 0.01 | 0.03
PS | 0 | 0 | 0 | 0 | 0 | 0
PV | 0 | 0 | 0 | 0 | 0 | 0
PeakG | 0 | 0 | 0 | 0 | 0 | 0
PeakO | 0 | 0 | 0 | 0 | 0 | 0
ST | 0 | 0 | 0 | 0 | 0 | 0
STOG | 0 | 0 | 0 | 0 | 0 | 0
STWD | 0 | 0 | 0 | 0 | 0 | 0
WT | 0 | 0 | 0 | 0 | 0 | 0
IGCC | 0 | 0 | 0 | 0 | 0 | 0
DemandResponse | 0 | 0 | 0 | 0 | 0 | 0
IGCC-CCS | 0 | 0 | 0 | 0 | 0 | 0
WT_off | 0 | 0 | 0 | 0 | 0 | 0
PseudoUnit | 0 | 0 | 0 | 1488.43 | 1488.43 | 1488.43
FixedInterchange | 19184.4 | 19184.4 | 19184.4 | 19184.4 | 19184.4 | 19184.4
Total Generation by Reporting Type: HQ_NY
ReportingType | 2015 | 2020 | 2025 | 2030 | 2035 | 2040
BM | 0 | 0 | 0 | 0 | 0 | 0
CC | 0 | 0 | 0 | 0 | 0 | 0
CSP | 0 | 0 | 0 | 0 | 0 | 0
CT | 0 | 0 | 0 | 0 | 0 | 0
Coal | 0 | 0 | 0 | 0 | 0 | 0
Geo | 0 | 0 | 0 | 0 | 0 | 0
H | 0 | 0 | 0 | 0 | 0 | 0
LFG | 0 | 0 | 0 | 0 | 0 | 0
Nuc | 0 | 0 | 0 | 0.02 | 0.02 | 0.07
PS | 0 | 0 | 0 | 0 | 0 | 0
PV | 0 | 0 | 0 | 0 | 0 | 0
PeakG | 0 | 0 | 0 | 0 | 0 | 0
PeakO | 0 | 0 | 0 | 0 | 0 | 0
ST | 0 | 0 | 0 | 0 | 0 | 0
STOG | 0 | 0 | 0 | 0 | 0 | 0
STWD | 0 | 0 | 0 | 0 | 0 | 0
WT | 0 | 0 | 0 | 0 | 0 | 0
IGCC | 0 | 0 | 0 | 0 | 0 | 0
DemandResponse | 0 | 0 | 0 | 0 | 0 | 0
IGCC-CCS | 0 | 0 | 0 | 0 | 0 | 0
WT_off | 0 | 0 | 0 | 0 | 0 | 0
PseudoUnit | 0 | 0 | 14570.11 | 14570.11 | 14570.11 | 14570.11
FixedInterchange | 5840 | 5840 | 5840 | 5840 | 5840 | 5840
Total Generation by Reporting Type: MARITIMES
ReportingType | 2015 | 2020 | 2025 | 2030 | 2035 | 2040
BM | 0 | 0 | 0 | 0 | 0 | 0
CC | 0 | 0 | 0 | 0 | 0 | 0
CSP | 0 | 0 | 0 | 0 | 0 | 0
CT | 0 | 0 | 0 | 0 | 0 | 0
Coal | 0 | 0 | 0 | 0 | 0 | 0
Geo | 0 | 0 | 0 | 0 | 0 | 0
H | 0 | 0 | 0 | 0 | 0 | 0
LFG | 0 | 0 | 0 | 0 | 0 | 0
Nuc | 0 | 0 | 0 | 0 | 0.01 | 0.03
PS | 0 | 0 | 0 | 0 | 0 | 0
PV | 0 | 0 | 0 | 0 | 0 | 0
PeakG | 0 | 0 | 0 | 0 | 0 | 0
PeakO | 0 | 0 | 0 | 0 | 0 | 0
ST | 0 | 0 | 0 | 0 | 0 | 0
STOG | 0 | 0 | 0 | 0 | 0 | 0
STWD | 0 | 0 | 0 | 0 | 0 | 0
WT | 0 | 0 | 0 | 0 | 0 | 0
IGCC | 0 | 0 | 0 | 0 | 0 | 0
DemandResponse | 0 | 0 | 0 | 0 | 0 | 0
IGCC-CCS | 0 | 0 | 0 | 0 | 0 | 0
WT_off | 0 | 0 | 0 | 0 | 0 | 0
PseudoUnit | 0 | 0 | 0 | 2480.72 | 2480.72 | 2480.72
FixedInterchange | 8760 | 8760 | 8760 | 8760 | 8760 | 8760
Total Generation by Reporting Type: All
ReportingType | 2015 | 2020 | 2025 | 2030 | 2035 | 2040
BM | 2212.32 | 5881.24 | 9224.12 | 12250.91 | 12301.12 | 11335.67
CC | 1656382.35 | 1929347.98 | 1796754.49 | 1326508.42 | 1322245.79 | 1277071.04
CSP | 0 | 0 | 0 | 0 | 0 | 0
CT | 588.51 | 732.45 | 1105.03 | 468.41 | 18.48 | 222.99
Coal | 1060588.23 | 409919.88 | 83614.42 | 10890.55 | 11418.34 | 11658.23
Geo | 20459.37 | 37727.52 | 74585.65 | 74585.65 | 74585.65 | 74585.65
H | 430354.22 | 436759.24 | 450037.11 | 464119.33 | 464119.33 | 464119.33
LFG | 32608.22 | 48005.68 | 65429.31 | 70854.56 | 70852.72 | 70852.72
Nuc | 913193.82 | 943693.28 | 959560.44 | 1318479.47 | 1284670.67 | 1418192.3
PS | 6580.85 | 5918.55 | 10086.23 | 6799.53 | 7559.59 | 6832.07
PV | 1434.35 | 5065.78 | 6640.98 | 6946.92 | 6873.64 | 6970.96
PeakG | 2863.86 | 3092.16 | 3773.51 | 2263.4 | 2352.87 | 1571.2
PeakO | 0 | 0 | 0 | 0 | 0 | 0
ST | 2659.82 | 5425.01 | 6223.13 | 6275.13 | 6275.13 | 6275.13
STOG | 7677.02 | 6415.5 | 5012.85 | 4790.62 | 3130.35 | 2866.53
STWD | 12215.02 | 13554.92 | 17157.18 | 22737.46 | 23725.97 | 26823.77
WT | 178096.59 | 588208.59 | 966911.06 | 1171554.43 | 1191290.89 | 1208105.97
IGCC | 4427.31 | 4427.31 | 418.91 | 55.62 | 55.62 | 111.24
DemandResponse | 0 | 0 | 0 | 0 | 0 | 0
IGCC-CCS | 0 | 0 | 0 | 0 | 0 | 0
WT_off | 1873.58 | 1873.58 | 5864.11 | 5864.11 | 5864.11 | 5864.11
PseudoUnit | 0 | 0 | 14570.11 | 18539.26 | 18539.26 | 18539.26
FixedInterchange | 36120.4 | 36120.4 | 36120.4 | 36120.4 | 36120.4 | 36120.4
Total Generation by Reporting Type: EI_US
ReportingType | 2015 | 2020 | 2025 | 2030 | 2035 | 2040
BM | 2109.36 | 5672.29 | 8834.63 | 10869.97 | 10920.17 | 9841.89
CC | 1116778.07 | 1379750.67 | 1257987.26 | 924221.9 | 984196.4 | 987258.89
CSP | 0 | 0 | 0 | 0 | 0 | 0
CT | 576.48 | 718.09 | 1103.62 | 460.24 | 18.48 | 222.99
Coal | 828466.13 | 222422.65 | 20369.02 | 6363.16 | 6890.95 | 7073.45
Geo | 354.6 | 354.6 | 354.6 | 354.6 | 354.6 | 354.6
H | 108753.3 | 111081.72 | 115590.5 | 118549.99 | 118549.99 | 118549.99
LFG | 27266.03 | 35298 | 45825.75 | 51247.06 | 51245.21 | 51245.21
Nuc | 697700.28 | 728199.7 | 744066.19 | 888583.1 | 785439.24 | 834424.17
PS | 6470.8 | 5719.05 | 9806.04 | 6572.64 | 7329.96 | 6518.15
PV | 411.15 | 4042.58 | 5617.78 | 5923.71 | 5892.88 | 5990.2
PeakG | 2795.36 | 3069.07 | 3773.51 | 2220.51 | 2307.46 | 1568.84
PeakO | 0 | 0 | 0 | 0 | 0 | 0
ST | 0 | 0 | 0 | 0 | 0 | 0
STOG | 5877.84 | 4028.58 | 4089.7 | 3716.27 | 2847.51 | 2774.04
STWD | 8096.95 | 6725.59 | 6220.08 | 9847.51 | 10547.01 | 13331.51
WT | 106488.69 | 463423.42 | 757928.1 | 953463.41 | 972128.89 | 987795.86
IGCC | 4427.31 | 4427.31 | 418.91 | 55.62 | 55.62 | 111.24
DemandResponse | 0 | 0 | 0 | 0 | 0 | 0
IGCC-CCS | 0 | 0 | 0 | 0 | 0 | 0
WT_off | 1873.58 | 1873.58 | 5864.11 | 5864.11 | 5864.11 | 5864.11
PseudoUnit | 0 | 0 | 14570.11 | 18539.26 | 18539.26 | 18539.26
FixedInterchange | 33784.4 | 33784.4 | 33784.4 | 33784.4 | 33784.4 | 33784.4
Total Generation by Reporting Type: EI_Canada
ReportingType | 2015 | 2020 | 2025 | 2030 | 2035 | 2040
BM | 0 | 0 | 1.07 | 10.53 | 10.53 | 123.37
CC | 17367.91 | 14480.51 | 852.83 | 136.02 | 129.89 | 368.78
CSP | 0 | 0 | 0 | 0 | 0 | 0
CT | 12.03 | 12.03 | 0 | 0 | 0 | 0
Coal | 272.91 | 42.05 | 0 | 0 | 0 | 0
Geo | 0 | 0 | 0 | 0 | 0 | 0
H | 87709.45 | 91786.05 | 100555.14 | 111677.86 | 111677.86 | 111677.86
LFG | 926.37 | 926.37 | 926.37 | 930.31 | 930.31 | 930.31
Nuc | 101402.31 | 101402.33 | 101402.31 | 101402.31 | 93379.23 | 81383.59
PS | 25.83 | 13.53 | 13.53 | 4.3 | 4.3 | 13.53
PV | 78.84 | 78.84 | 78.84 | 78.84 | 78.84 | 78.84
PeakG | 68.5 | 16.88 | 0 | 0 | 0 | 0
PeakO | 0 | 0 | 0 | 0 | 0 | 0
ST | 0 | 0 | 0 | 0 | 0 | 0
STOG | 7.77 | 0 | 0 | 0 | 0 | 0
STWD | 4.38 | 13.76 | 12.52 | 51.29 | 340.3 | 653.61
WT | 9925.81 | 9925.81 | 9925.81 | 9925.81 | 9168.47 | 9168.47
IGCC | 0 | 0 | 0 | 0 | 0 | 0
DemandResponse | 0 | 0 | 0 | 0 | 0 | 0
IGCC-CCS | 0 | 0 | 0 | 0 | 0 | 0
WT_off | 0 | 0 | 0 | 0 | 0 | 0
PseudoUnit | 0 | 0 | 0 | 0 | 0 | 0
FixedInterchange | 2336 | 2336 | 2336 | 2336 | 2336 | 2336
Total Generation by Reporting Type: EI
ReportingType | 2015 | 2020 | 2025 | 2030 | 2035 | 2040
BM | 2109.36 | 5672.29 | 8835.71 | 10880.5 | 10930.7 | 9965.26
CC | 1134145.97 | 1394231.18 | 1258840.09 | 924357.91 | 984326.28 | 987627.67
CSP | 0 | 0 | 0 | 0 | 0 | 0
CT | 588.51 | 730.12 | 1103.62 | 460.24 | 18.48 | 222.99
Coal | 828739.04 | 222464.7 | 20369.02 | 6363.16 | 6890.95 | 7073.45
Geo | 354.6 | 354.6 | 354.6 | 354.6 | 354.6 | 354.6
H | 196462.75 | 202867.77 | 216145.64 | 230227.85 | 230227.85 | 230227.85
LFG | 28192.4 | 36224.37 | 46752.12 | 52177.37 | 52175.52 | 52175.52
Nuc | 799102.59 | 829602.03 | 845468.49 | 989985.41 | 878818.48 | 915807.76
PS | 6496.63 | 5732.58 | 9819.57 | 6576.95 | 7334.26 | 6531.68
PV | 489.99 | 4121.42 | 5696.62 | 6002.55 | 5971.72 | 6069.04
PeakG | 2863.86 | 3085.95 | 3773.51 | 2220.51 | 2307.46 | 1568.84
PeakO | 0 | 0 | 0 | 0 | 0 | 0
ST | 0 | 0 | 0 | 0 | 0 | 0
STOG | 5885.61 | 4028.58 | 4089.7 | 3716.27 | 2847.51 | 2774.04
STWD | 8101.32 | 6739.35 | 6232.59 | 9898.8 | 10887.31 | 13985.12
WT | 116414.5 | 473349.23 | 767853.9 | 963389.22 | 981297.36 | 996964.33
IGCC | 4427.31 | 4427.31 | 418.91 | 55.62 | 55.62 | 111.24
DemandResponse | 0 | 0 | 0 | 0 | 0 | 0
IGCC-CCS | 0 | 0 | 0 | 0 | 0 | 0
WT_off | 1873.58 | 1873.58 | 5864.11 | 5864.11 | 5864.11 | 5864.11
PseudoUnit | 0 | 0 | 14570.11 | 18539.26 | 18539.26 | 18539.26
FixedInterchange | 36120.4 | 36120.4 | 36120.4 | 36120.4 | 36120.4 | 36120.4
Total Generation by Reporting Type: Outside_EI
ReportingType | 2015 | 2020 | 2025 | 2030 | 2035 | 2040
BM | 102.96 | 208.95 | 388.41 | 1370.41 | 1370.41 | 1370.41
CC | 522236.38 | 535116.8 | 537914.4 | 402150.51 | 337919.5 | 289443.37
CSP | 0 | 0 | 0 | 0 | 0 | 0
CT | 0 | 2.34 | 1.4 | 8.17 | 0 | 0
Coal | 231849.18 | 187455.18 | 63245.4 | 4527.39 | 4527.39 | 4584.78
Geo | 20104.76 | 37372.91 | 74231.05 | 74231.05 | 74231.05 | 74231.05
H | 233891.47 | 233891.47 | 233891.47 | 233891.47 | 233891.47 | 233891.47
LFG | 4415.83 | 11781.31 | 18677.2 | 18677.2 | 18677.2 | 18677.2
Nuc | 114091.24 | 114091.25 | 114091.95 | 328494.07 | 405852.19 | 502384.54
PS | 84.21 | 185.97 | 266.66 | 222.58 | 225.33 | 300.39
PV | 944.36 | 944.36 | 944.36 | 944.36 | 901.92 | 901.92
PeakG | 0 | 6.22 | 0 | 42.89 | 45.41 | 2.36
PeakO | 0 | 0 | 0 | 0 | 0 | 0
ST | 2659.82 | 5425.01 | 6223.13 | 6275.13 | 6275.13 | 6275.13
STOG | 1791.41 | 2386.92 | 923.16 | 1074.34 | 282.84 | 92.49
STWD | 4113.7 | 6815.58 | 10924.59 | 12838.66 | 12838.66 | 12838.66
WT | 61682.09 | 114859.36 | 199057.16 | 208165.2 | 209993.53 | 211141.65
IGCC | 0 | 0 | 0 | 0 | 0 | 0
DemandResponse | 0 | 0 | 0 | 0 | 0 | 0
IGCC-CCS | 0 | 0 | 0 | 0 | 0 | 0
WT_off | 0 | 0 | 0 | 0 | 0 | 0
PseudoUnit | 0 | 0 | 0 | 0 | 0 | 0
FixedInterchange | 0 | 0 | 0 | 0 | 0 | 0
#2 | Energy Demand (TWh)
Energy Demand by Pool & Region:
Pool/Region | 2015 | 2020 | 2025 | 2030 | 2035 | 2040
ENT | 172.04 | 166.74 | 164.88 | 154.81 | 147.07 | 153.28
FRCC | 249.96 | 246.95 | 261.68 | 262.87 | 254.14 | 272.55
MAPP_US | 27.78 | 29.68 | 29.34 | 30.48 | 30.71 | 30.93
MISO_IN | 95.89 | 93.98 | 102.22 | 102.37 | 97.12 | 103.39
MISO_MI | 96.15 | 92.37 | 98.36 | 99.38 | 98.95 | 102.19
MISO_MO-IL | 91.24 | 95.37 | 100.15 | 101 | 97.44 | 102.52
MISO_W | 132.19 | 133.58 | 149.08 | 151.71 | 143.5 | 145.36
MISO_WUMS | 63.63 | 67.24 | 67.88 | 70.14 | 66.93 | 68.95
NE | 32.16 | 33.86 | 31.52 | 33.21 | 36.12 | 36.55
NEISO | 131.59 | 120.9 | 118.42 | 115.69 | 119.21 | 114.97
NonRTO_Midwest | 61.62 | 62.5 | 64.21 | 59.2 | 60.85 | 63.79
NYISO_A-F | 56.62 | 61.14 | 61.61 | 63.5 | 59.88 | 59.47
NYISO_G-I | 17.49 | 18.44 | 18.84 | 18.49 | 18.66 | 18.78
NYISO_J-K | 66.04 | 70.45 | 71.92 | 72.55 | 71.94 | 72.49
PJM_E | 126.8 | 116.78 | 115.88 | 117.67 | 118.39 | 120.37
PJM_ROM | 141.95 | 146.23 | 145.59 | 148.64 | 149.36 | 154.32
PJM_ROR | 504.4 | 506.61 | 479.54 | 485.04 | 480.97 | 484.96
SOCO | 249.18 | 271.67 | 273.18 | 275.14 | 272.37 | 268.11
SPP_N | 78.23 | 82.77 | 77.83 | 84.33 | 90.04 | 91.71
SPP_S | 164.81 | 179.45 | 178.88 | 177.98 | 177.8 | 179.27
TVA | 170.32 | 173.78 | 169.8 | 166.86 | 177.18 | 173.67
TVA_Transmission | 0 | 0 | 0 | 0 | 0 | 0
VACAR | 254.08 | 268.15 | 273.97 | 275.09 | 271.21 | 280.29
IESO | 130.96 | 124.35 | 122.73 | 128.04 | 123.12 | 123.05
MAPP_CA | 49.66 | 51.49 | 51.1 | 53.6 | 51.82 | 52.08
AZ_NM_SNV_Coal | 129.29 | 143.69 | 147.15 | 148.73 | 156.05 | 156.05
AZ_NM_SNV_Gas | 0 | 0 | 0 | 0 | 0 | 0
AZ_NM_SNV_NucRenew | 0 | 0 | 0 | 0 | 0 | 0
ERCOT | 332.03 | 338.01 | 338.59 | 335.52 | 335.41 | 338.37
NP15 | 114.42 | 120.12 | 123.34 | 132.01 | 135.32 | 142.81
NWPP_Coal | 234.02 | 249.71 | 256.35 | 260.9 | 260.9 | 282.34
NWPP_Gas | 0 | 0 | 0 | 0 | 0 | 0
NWPP_NucRenew | 0 | 0 | 0 | 0 | 0 | 0
RMPA | 71.95 | 78.55 | 73.13 | 79.65 | 79.65 | 81.29
SP15 | 189.17 | 200.62 | 201.73 | 206.48 | 211.65 | 223.37
ALB | 63.97 | 66.3 | 67.87 | 73.44 | 73.24 | 75.91
BC | 61.93 | 62.79 | 62.87 | 66.55 | 64.92 | 65.83
HQ_IESO | 0 | 0 | 0 | 0 | 0 | 0
HQ_NEISO | 0 | 0 | 0 | 0 | 0 | 0
HQ_NY | 0 | 0 | 0 | 0 | 0 | 0
MARITIMES | 0 | 0 | 0 | 0 | 0 | 0
All | 4361.56 | 4474.28 | 4499.64 | 4551.04 | 4531.92 | 4639.01
EI_US | 2984.17 | 3038.65 | 3054.77 | 3066.13 | 3039.84 | 3097.93
EI_Canada | 180.62 | 175.84 | 173.83 | 181.64 | 174.95 | 175.12
EI | 3164.79 | 3214.49 | 3228.6 | 3247.77 | 3214.78 | 3273.05
Outside_EI | 1196.77 | 1259.79 | 1271.04 | 1303.27 | 1317.14 | 1365.96
#3 | Generation Minus Energy (TWh)
Generation Minus Energy by Pool & Region:
Pool/Region | 2015 | 2020 | 2025 | 2030 | 2035 | 2040
ENT | 3.78 | -46.02 | -71.7 | -82.43 | -81.93 | -93.14
FRCC | -0.72 | -1.04 | -1.04 | 0.12 | 0.14 | -2.02
MAPP_US | 1.41 | 4.31 | 13.69 | 14.12 | 13.88 | 13.17
MISO_IN | -16.48 | 63.48 | 26.15 | 72.66 | 78.16 | 73.57
MISO_MI | -17.88 | -35.43 | -44.35 | -56.64 | -56.54 | -56.12
MISO_MO-IL | 7.88 | -34.88 | -44.26 | -41.02 | -36.91 | -32.24
MISO_W | -2.2 | -52.38 | 83.88 | 81.51 | 70.5 | 70.43
MISO_WUMS | 18.32 | 23.36 | 7.69 | 8.4 | 2.63 | 1.72
NE | 10.87 | 41.59 | 41.28 | 38.45 | 41.67 | 43.02
NEISO | -25.77 | -25.26 | -25.73 | -24.95 | -27.2 | -26.78
NonRTO_Midwest | -0.6 | -0.82 | -8.96 | -11.21 | -11.67 | -6.88
NYISO_A-F | 16.52 | 15.21 | 10.93 | 13.44 | 12.63 | 7.42
NYISO_G-I | 3.03 | 6.67 | 2.84 | 3.98 | 1.19 | 7.24
NYISO_J-K | -40.37 | -43.5 | -49.41 | -55.42 | -51.21 | -46.74
PJM_E | -2.68 | 7.07 | 5.88 | -2.71 | -16.01 | -26.49
PJM_ROM | -60.24 | -65.78 | -67.38 | -59.63 | -14.46 | 42.58
PJM_ROR | 60.88 | 27.76 | -17.66 | -54.35 | -93.05 | -144.24
SOCO | -3.22 | -11.81 | -24.77 | -34.33 | -25.08 | -13.13
SPP_N | -1.15 | 67.72 | 124.65 | 137.95 | 136.88 | 136.58
SPP_S | -13.57 | 1.38 | -1.32 | 2.34 | 3.03 | 2.77
TVA | -1.8 | -0.33 | -4.92 | -17.68 | -15.31 | -16.89
TVA_Transmission | 0 | 0 | 0 | 0 | 0 | 0
VACAR | -1.72 | -3.15 | -22.41 | -10.42 | -6.59 | 1.13
IESO | 35.8 | 39.52 | 34.59 | 30.79 | 27.97 | 16.72
MAPP_CA | 1.38 | 3.34 | 5.34 | 11.78 | 12.8 | 12.55
AZ_NM_SNV_Coal | -77.54 | -98.8 | -138.23 | -148.73 | -156.05 | -156.05
AZ_NM_SNV_Gas | 62.16 | 51.35 | 75.28 | 44.43 | 36.19 | 32.92
AZ_NM_SNV_NucRenew | 42.13 | 76.52 | 88.73 | 121.62 | 149.19 | 153.59
ERCOT | 0.34 | -5.13 | -4.91 | -5.27 | -5.01 | -4.81
NP15 | 13.19 | 12.51 | 15.34 | 17.4 | 22.26 | 31.16
NWPP_Coal | -189.82 | -216.22 | -255.07 | -259.61 | -259.61 | -281.05
NWPP_Gas | 47.9 | 65.89 | 65.89 | 23.87 | 17.6 | 15.31
NWPP_NucRenew | 162.47 | 162.54 | 172.19 | 234.88 | 238.48 | 264.62
RMPA | 0.18 | -2.53 | -5.53 | -3.79 | -3.48 | -3.59
SP15 | -59.84 | -55.44 | -23.87 | -35.23 | -49.75 | -61.58
ALB | 2.25 | 1.21 | -0.47 | 0.01 | 0.35 | 0.78
BC | -2.23 | -1.13 | 0.4 | 0.07 | -0.29 | -1.14
HQ_IESO | 2.34 | 2.34 | 2.34 | 2.34 | 2.34 | 2.34
HQ_NEISO | 19.18 | 19.18 | 19.18 | 20.67 | 20.67 | 20.67
HQ_NY | 5.84 | 5.84 | 20.41 | 20.41 | 20.41 | 20.41
MARITIMES | 8.76 | 8.76 | 8.76 | 11.24 | 11.24 | 11.24
All | 8.77 | 7.89 | 13.45 | 9.07 | 10.08 | 9.11
EI_US | -31.94 | -28.06 | -18.57 | -25.49 | -22.93 | -12.68
EI_Canada | 39.52 | 45.2 | 42.27 | 44.91 | 43.11 | 31.61
EI | 7.58 | 17.14 | 23.71 | 19.42 | 20.18 | 18.93
Outside_EI | 1.19 | -9.25 | -10.26 | -10.36 | -10.1 | -9.82
#4 | Fuel Use (TBtu)
Total Fuel Consumption by Reporting Type: Entergy
ReportingType | 2015 | 2020 | 2025 | 2030 | 2035 | 2040
BM | 0 | 0 | 0 | 0 | 0 | 0
CC | 498.83 | 470.3 | 320.83 | 187.86 | 182.91 | 201.4
CSP | 0 | 0 | 0 | 0 | 0 | 0
CT | 0 | 0 | 0 | 0 | 0 | 0
Coal | 608.12 | 54.12 | 4.47 | 0 | 0 | 0
Geo | 0 | 0 | 0 | 0 | 0 | 0
H | 0 | 0 | 0 | 0 | 0 | 0
LFG | 0 | 0 | 8.1 | 11.56 | 11.56 | 11.56
Nuc | 464.87 | 464.87 | 464.87 | 464.87 | 392.68 | 307.2
PS | 0 | 0 | 0 | 0 | 0 | 0
PV | 0 | 0 | 0 | 0 | 0 | 0
PeakG | 0 | 0 | 0 | 0 | 0 | 0
PeakO | 0 | 0 | 0 | 0 | 0 | 0
ST | 0 | 0 | 0 | 0 | 0 | 0
STOG | 6.34 | 3.66 | 3.66 | 0 | 0 | 0
STWD | 0.51 | 1 | 0.97 | 3.98 | 3.98 | 3.98
WT | 0 | 0 | 0 | 0 | 0 | 0
IGCC | 0 | 0 | 0 | 0 | 0 | 0
DemandResponse | 0 | 0 | 0 | 0 | 0 | 0
IGCC-CCS | 0 | 0 | 0 | 0 | 0 | 0
WT_off | 0 | 0 | 0 | 0 | 0 | 0
PseudoUnit | 0 | 0 | 0 | 0 | 0 | 0
FixedInterchange | 0 | 0 | 0 | 0 | 0 | 0
Total Fuel Consumption by Reporting Type: FRCC
ReportingType | 2015 | 2020 | 2025 | 2030 | 2035 | 2040
BM | 0 | 0 | 0 | 0 | 0 | 0
CC | 1298.8 | 1367.57 | 1346.03 | 667.11 | 606.79 | 515.34
CSP | 0 | 0 | 0 | 0 | 0 | 0
CT | 5.26 | 6.78 | 10.27 | 4.82 | 0 | 0
Coal | 180.23 | 36.07 | 0 | 0 | 0 | 0
Geo | 0 | 0 | 0 | 0 | 0 | 0
H | 0 | 0 | 0 | 0 | 0 | 0
LFG | 0 | 0 | 21.31 | 21.31 | 21.31 | 21.31
Nuc | 352.09 | 352.09 | 539.83 | 1585.51 | 1584.3 | 1895.58
PS | 0 | 0 | 0 | 0 | 0 | 0
PV | 0 | 0 | 0 | 0 | 0 | 0
PeakG | 4.35 | 6.91 | 8.59 | 1.25 | 2 | 0.86
PeakO | 0 | 0 | 0 | 0 | 0 | 0
ST | 0 | 0 | 0 | 0 | 0 | 0
STOG | 0 | 0 | 0 | 0 | 0 | 0
STWD | 1.49 | 2.48 | 15.45 | 15.45 | 15.45 | 15.45
WT | 0 | 0 | 0 | 0 | 0 | 0
IGCC | 0 | 0 | 0 | 0 | 0 | 0
DemandResponse | 0 | 0 | 0 | 0 | 0 | 0
IGCC-CCS | 0 | 0 | 0 | 0 | 0 | 0
WT_off | 0 | 0 | 0 | 0 | 0 | 0
PseudoUnit | 0 | 0 | 0 | 0 | 0 | 0
FixedInterchange | 0 | 0 | 0 | 0 | 0 | 0
Total Fuel Consumption by Reporting Type: MAPP_US
ReportingType | 2015 | 2020 | 2025 | 2030 | 2035 | 2040
BM | 0 | 0 | 0 | 0 | 0 | 0
CC | 10.41 | 1.44 | 1.37 | 1.37 | 1.37 | 1.37
CSP | 0 | 0 | 0 | 0 | 0 | 0
CT | 0 | 0 | 0 | 0 | 0 | 0
Coal | 119.14 | 42.19 | 0.76 | 0 | 0 | 0
Geo | 0 | 0 | 0 | 0 | 0 | 0
H | 0 | 0 | 0 | 0 | 0 | 0
LFG | 0 | 0 | 0 | 7.71 | 7.71 | 7.71
Nuc | 0 | 0 | 0 | 0 | 0.01 | 0.01
PS | 0 | 0 | 0 | 0 | 0 | 0
PV | 0 | 0 | 0 | 0 | 0 | 0
PeakG | 0.9 | 0.68 | 0.47 | 0.68 | 0.68 | 0.68
PeakO | 0 | 0 | 0 | 0 | 0 | 0
ST | 0 | 0 | 0 | 0 | 0 | 0
STOG | 0 | 0 | 0 | 0 | 0 | 0
STWD | 0 | 0 | 0 | 0 | 0 | 0
WT | 0.01 | 0.02 | 0.03 | 0.03 | 0.03 | 0.03
IGCC | 0 | 0 | 0 | 0 | 0 | 0
DemandResponse | 0 | 0 | 0 | 0 | 0 | 0
IGCC-CCS | 0 | 0 | 0 | 0 | 0 | 0
WT_off | 0 | 0 | 0 | 0 | 0 | 0
PseudoUnit | 0 | 0 | 0 | 0 | 0 | 0
FixedInterchange | 0 | 0 | 0 | 0 | 0 | 0
Total Fuel Consumption by Reporting Type: MISO_IN
ReportingType | 2015 | 2020 | 2025 | 2030 | 2035 | 2040
BM | 0 | 0 | 0 | 0 | 0 | 0
CC | 87.84 | 794.33 | 755.62 | 320.37 | 321.92 | 331.86
CSP | 0 | 0 | 0 | 0 | 0 | 0
CT | 0 | 0 | 0 | 0 | 0 | 0
Coal | 583.06 | 207.35 | 15.46 | 0 | 0 | 0
Geo | 0 | 0 | 0 | 0 | 0 | 0
H | 0 | 0 | 0 | 0 | 0 | 0
LFG | 0 | 0 | 8.62 | 8.62 | 8.62 | 8.62
Nuc | 0 | 0 | 0 | 0.01 | 0.01 | 0.01
PS | 0 | 0 | 0 | 0 | 0 | 0
PV | 0 | 0 | 0 | 0 | 0 | 0
PeakG | 0.07 | 0 | 0 | 0 | 0 | 0
PeakO | 0 | 0 | 0 | 0 | 0 | 0
ST | 0 | 0 | 0 | 0 | 0 | 0
STOG | 0.34 | 0.34 | 0.11 | 0 | 0 | 0
STWD | 0 | 0 | 0 | 0 | 0 | 0
WT | 0 | 0 | 0 | 0.12 | 0.12 | 0.12
IGCC | 40.45 | 40.45 | 3.83 | 0.51 | 0.51 | 1.02
DemandResponse | 0 | 0 | 0 | 0 | 0 | 0
IGCC-CCS | 0 | 0 | 0 | 0 | 0 | 0
WT_off | 0 | 0 | 0 | 0 | 0 | 0
PseudoUnit | 0 | 0 | 0 | 0 | 0 | 0
FixedInterchange | 0 | 0 | 0 | 0 | 0 | 0
Total Fuel Consumption by Reporting Type: MISO_MI
ReportingType | 2015 | 2020 | 2025 | 2030 | 2035 | 2040
BM | 0 | 0 | 0 | 0 | 0 | 0
CC | 190.05 | 211.25 | 183.93 | 110.14 | 144.16 | 164.07
CSP | 0 | 0 | 0 | 0 | 0 | 0
CT | 0 | 0 | 0 | 0 | 0 | 0
Coal | 251.92 | 0 | 0 | 0 | 0 | 0
Geo | 0 | 0 | 0 | 0 | 0 | 0
H | 0 | 0 | 0 | 0 | 0 | 0
LFG | 0 | 0 | 17.24 | 17.24 | 17.24 | 17.24
Nuc | 174.19 | 174.19 | 174.19 | 174.19 | 102.45 | 102.45
PS | 0 | 0 | 0 | 0 | 0 | 0
PV | 0 | 0 | 0 | 0 | 0 | 0
PeakG | 0.13 | 0 | 0 | 0 | 0 | 0
PeakO | 0 | 0 | 0 | 0 | 0 | 0
ST | 0 | 0 | 0 | 0 | 0 | 0
STOG | 3.38 | 1.07 | 0.31 | 0 | 0 | 0
STWD | 13.39 | 9.27 | 1.29 | 2.47 | 5.13 | 9.85
WT | 0.01 | 0.01 | 0.01 | 0.01 | 0.01 | 0.01
IGCC | 0 | 0 | 0 | 0 | 0 | 0
DemandResponse | 0 | 0 | 0 | 0 | 0 | 0
IGCC-CCS | 0 | 0 | 0 | 0 | 0 | 0
WT_off | 0 | 0 | 0 | 0 | 0 | 0
PseudoUnit | 0 | 0 | 0 | 0 | 0 | 0
FixedInterchange | 0 | 0 | 0 | 0 | 0 | 0
Total Fuel Consumption by Reporting Type: MISO_MO-IL
ReportingType | 2015 | 2020 | 2025 | 2030 | 2035 | 2040
BM | 0 | 0 | 0 | 0 | 0 | 0
CC | 18.83 | 122.23 | 75.65 | 30.62 | 30.62 | 28.62
CSP | 0 | 0 | 0 | 0 | 0 | 0
CT | 0 | 0 | 0 | 0 | 0 | 0
Coal | 743.98 | 185.45 | 22.02 | 5.11 | 5.03 | 6.62
Geo | 0 | 0 | 0 | 0 | 0 | 0
H | 0 | 0 | 0 | 0 | 0 | 0
LFG | 0 | 0 | 24.03 | 24.03 | 24.03 | 24.03
Nuc | 178.81 | 178.81 | 178.81 | 178.81 | 178.81 | 178.81
PS | 0 | 0 | 0 | 0 | 0 | 0
PV | 0 | 0 | 0 | 0 | 0 | 0
PeakG | 2.45 | 1.97 | 0 | 0 | 0 | 0
PeakO | 0 | 0 | 0 | 0 | 0 | 0
ST | 0 | 0 | 0 | 0 | 0 | 0
STOG | 0.06 | 0 | 0 | 0 | 0 | 0
STWD | 0 | 0 | 0 | 0 | 0 | 0
WT | 0 | 0 | 0.02 | 0.03 | 0.03 | 0.04
IGCC | 0 | 0 | 0 | 0 | 0 | 0
DemandResponse | 0 | 0 | 0 | 0 | 0 | 0
IGCC-CCS | 0 | 0 | 0 | 0 | 0 | 0
WT_off | 0 | 0 | 0 | 0 | 0 | 0
PseudoUnit | 0 | 0 | 0 | 0 | 0 | 0
FixedInterchange | 0 | 0 | 0 | 0 | 0 | 0
Total Fuel Consumption by Reporting Type: MISO_W
ReportingType | 2015 | 2020 | 2025 | 2030 | 2035 | 2040
BM | 0 | 0 | 0 | 0 | 0 | 0
CC | 63.44 | 56.75 | 25.31 | 19.74 | 14.49 | 14.29
CSP | 0 | 0 | 0 | 0 | 0 | 0
CT | 0 | 0 | 0 | 0 | 0 | 0
Coal | 734.93 | 240.06 | 40.8 | 28.87 | 27.7 | 27.7
Geo | 0 | 0 | 0 | 0 | 0 | 0
H | 0 | 0 | 0 | 0 | 0 | 0
LFG | 0 | 0 | 0 | 7.71 | 7.71 | 7.71
Nuc | 190.11 | 190.11 | 190.11 | 190.11 | 0.01 | 0.01
PS | 0 | 0 | 0 | 0 | 0 | 0
PV | 0 | 0 | 0 | 0 | 0 | 0
PeakG | 2.84 | 0.13 | 0 | 0 | 0 | 0
PeakO | 0 | 0 | 0 | 0 | 0 | 0
ST | 0 | 0 | 0 | 0 | 0 | 0
STOG | 0 | 0 | 0 | 0 | 0 | 0
STWD | 1.39 | 1.39 | 2.28 | 9.16 | 9.16 | 13.01
WT | 0.03 | 0.03 | 0.2 | 0.21 | 0.21 | 0.21
IGCC | 0 | 0 | 0 | 0 | 0 | 0
DemandResponse | 0 | 0 | 0 | 0 | 0 | 0
IGCC-CCS | 0 | 0 | 0 | 0 | 0 | 0
WT_off | 0 | 0 | 0 | 0 | 0 | 0
PseudoUnit | 0 | 0 | 0 | 0 | 0 | 0
FixedInterchange | 0 | 0 | 0 | 0 | 0 | 0
Total Fuel Consumption by Reporting Type: MISO_WUMS
ReportingType | 2015 | 2020 | 2025 | 2030 | 2035 | 2040
BM | 0 | 0 | 0 | 0 | 0 | 0
CC | 324.25 | 436.34 | 330.9 | 232.41 | 260.57 | 265.99
CSP | 0 | 0 | 0 | 0 | 0 | 0
CT | 0 | 0 | 0 | 0 | 0 | 2.22
Coal | 110.97 | 12.25 | 8.37 | 5.08 | 13.02 | 13.02
Geo | 0 | 0 | 0 | 0 | 0 | 0
H | 0 | 0 | 0 | 0 | 0 | 0
LFG | 0 | 0 | 24.03 | 24.03 | 24.03 | 24.03
Nuc | 150.68 | 150.68 | 150.68 | 150.68 | 0.01 | 0.01
PS | 0 | 0 | 0 | 0 | 0 | 0
PV | 0 | 0 | 0 | 0 | 0 | 0
PeakG | 0 | 0 | 0 | 0 | 0 | 0
PeakO | 0 | 0 | 0 | 0 | 0 | 0
ST | 0 | 0 | 0 | 0 | 0 | 0
STOG | 0 | 0 | 0 | 0 | 0 | 0
STWD | 0.42 | 0.14 | 0.51 | 0.25 | 0.88 | 1.41
WT | 0 | 0 | 0 | 0.02 | 0.02 | 0.02
IGCC | 0 | 0 | 0 | 0 | 0 | 0
DemandResponse | 0 | 0 | 0 | 0 | 0 | 0
IGCC-CCS | 0 | 0 | 0 | 0 | 0 | 0
WT_off | 0 | 0 | 0 | 0 | 0 | 0
PseudoUnit | 0 | 0 | 0 | 0 | 0 | 0
FixedInterchange | 0 | 0 | 0 | 0 | 0 | 0
Total Fuel Consumption by Reporting Type: Nebraska
ReportingType | 2015 | 2020 | 2025 | 2030 | 2035 | 2040
BM | 0 | 0 | 0 | 0 | 0 | 0
CC | 4.87 | 1.87 | 1.87 | 1.08 | 1.08 | 1.08
CSP | 0 | 0 | 0 | 0 | 0 | 0
CT | 0 | 0 | 0 | 0 | 0 | 0
Coal | 332.69 | 37.07 | 23.68 | 22.22 | 22.22 | 22.22
Geo | 0 | 0 | 0 | 0 | 0 | 0
H | 0 | 0 | 0 | 0 | 0 | 0
LFG | 0 | 0 | 0 | 6.77 | 6.75 | 6.75
Nuc | 104.28 | 104.28 | 92.48 | 82.14 | 0.01 | 0.01
PS | 0 | 0 | 0 | 0 | 0 | 0
PV | 0 | 0 | 0 | 0 | 0 | 0
PeakG | 0.53 | 0 | 0 | 0 | 0 | 0
PeakO | 0 | 0 | 0 | 0 | 0 | 0
ST | 0 | 0 | 0 | 0 | 0 | 0
STOG | 0.34 | 0 | 0 | 0 | 0 | 0
STWD | 0 | 0 | 0 | 0 | 0 | 0
WT | 0 | 0.06 | 0.06 | 0.06 | 0.07 | 0.08
IGCC | 0 | 0 | 0 | 0 | 0 | 0
DemandResponse | 0 | 0 | 0 | 0 | 0 | 0
IGCC-CCS | 0 | 0 | 0 | 0 | 0 | 0
WT_off | 0 | 0 | 0 | 0 | 0 | 0
PseudoUnit | 0 | 0 | 0 | 0 | 0 | 0
FixedInterchange | 0 | 0 | 0 | 0 | 0 | 0
Total Fuel Consumption by Reporting Type: NEISO
ReportingType | 2015 | 2020 | 2025 | 2030 | 2035 | 2040
BM | 24.48 | 14.01 | 7.16 | 23.83 | 24.48 | 24.48
CC | 294.67 | 190.83 | 151.4 | 99.68 | 167.79 | 184.91
CSP | 0 | 0 | 0 | 0 | 0 | 0
CT | 0.03 | 0.1 | 0.03 | 0 | 0.05 | 0.11
Coal | 0.36 | 0 | 0 | 0 | 0 | 0
Geo | 0 | 0 | 0 | 0 | 0 | 0
H | 0 | 0 | 0 | 0 | 0 | 0
LFG | 5.3 | 5.3 | 5.3 | 12.81 | 12.81 | 12.81
Nuc | 365.51 | 365.51 | 365.51 | 365.51 | 264.08 | 195.08
PS | 0 | 0 | 0 | 0 | 0 | 0
PV | 0 | 0 | 0 | 0 | 0 | 0
PeakG | 0.1 | 0.33 | 0.33 | 0 | 0.31 | 0.4
PeakO | 0 | 0 | 0 | 0 | 0 | 0
ST | 0 | 0 | 0 | 0 | 0 | 0
STOG | 0 | 0 | 0 | 0 | 0 | 0
STWD | 51.79 | 14.62 | 1.34 | 8.96 | 18.86 | 25.93
WT | 0 | 0.01 | 0.01 | 0.02 | 0.02 | 0.02
IGCC | 0 | 0 | 0 | 0 | 0 | 0
DemandResponse | 0 | 0 | 0 | 0 | 0 | 0
IGCC-CCS | 0 | 0 | 0 | 0 | 0 | 0
WT_off | 0 | 0 | 0 | 0 | 0 | 0
PseudoUnit | 0 | 0 | 0 | 0 | 0 | 0
FixedInterchange | 0 | 0 | 0 | 0 | 0 | 0
Total Fuel Consumption by Reporting Type: NonRTO_Midwest
ReportingType | 2015 | 2020 | 2025 | 2030 | 2035 | 2040
BM | 0 | 0 | 0 | 0 | 0 | 0
CC | 82.27 | 294.14 | 292.12 | 256.53 | 246.18 | 233.09
CSP | 0 | 0 | 0 | 0 | 0 | 0
CT | 0 | 0 | 0 | 0 | 0 | 0
Coal | 462.82 | 125.57 | 25.96 | 12.83 | 12.83 | 12.83
Geo | 0 | 0 | 0 | 0 | 0 | 0
H | 0 | 0 | 0 | 0 | 0 | 0
LFG | 0 | 0 | 17.24 | 17.24 | 17.24 | 17.24
Nuc | 0 | 0 | 0 | 0.01 | 30.05 | 133.02
PS | 0 | 0 | 0 | 0 | 0 | 0
PV | 0 | 0 | 0 | 0 | 0 | 0
PeakG | 1.65 | 0.74 | 0.93 | 0 | 0 | 0
PeakO | 0 | 0 | 0 | 0 | 0 | 0
ST | 0 | 0 | 0 | 0 | 0 | 0
STOG | 0 | 0 | 0 | 0 | 0 | 0
STWD | 0 | 0 | 0 | 0 | 0 | 0
WT | 0 | 0 | 0 | 0 | 0 | 0
IGCC | 0 | 0 | 0 | 0 | 0 | 0
DemandResponse | 0 | 0 | 0 | 0 | 0 | 0
IGCC-CCS | 0 | 0 | 0 | 0 | 0 | 0
WT_off | 0 | 0 | 0 | 0 | 0 | 0
PseudoUnit | 0 | 0 | 0 | 0 | 0 | 0
FixedInterchange | 0 | 0 | 0 | 0 | 0 | 0
Total Fuel Consumption by Reporting Type: NYISO_A-F
ReportingType | 2015 | 2020 | 2025 | 2030 | 2035 | 2040
BM | 0 | 0 | 0 | 0 | 0 | 0
CC | 54.05 | 63.97 | 36.53 | 35.43 | 35.85 | 40.7
CSP | 0 | 0 | 0 | 0 | 0 | 0
CT | 0 | 0 | 0 | 0 | 0 | 0
Coal | 0 | 0 | 0 | 0 | 0 | 0
Geo | 0 | 0 | 0 | 0 | 0 | 0
H | 0 | 0 | 0 | 0 | 0 | 0
LFG | 0.69 | 0.69 | 0.69 | 8 | 8 | 8
Nuc | 270.5 | 270.5 | 270.5 | 220.56 | 173.9 | 105.39
PS | 0 | 0 | 0 | 0 | 0 | 0
PV | 0 | 0 | 0 | 0 | 0 | 0
PeakG | 0 | 0.07 | 0 | 0 | 0 | 0.07
PeakO | 0 | 0 | 0 | 0 | 0 | 0
ST | 0 | 0 | 0 | 0 | 0 | 0
STOG | 0 | 0 | 0 | 0 | 0 | 0
STWD | 0.01 | 0.03 | 0.11 | 0.71 | 0.82 | 3.31
WT | 0.01 | 0.01 | 0.01 | 0.02 | 0.02 | 0.02
IGCC | 0 | 0 | 0 | 0 | 0 | 0
DemandResponse | 0 | 0 | 0 | 0 | 0 | 0
IGCC-CCS | 0 | 0 | 0 | 0 | 0 | 0
WT_off | 0 | 0 | 0 | 0 | 0 | 0
PseudoUnit | 0 | 0 | 0 | 0 | 0 | 0
FixedInterchange | 0 | 0 | 0 | 0 | 0 | 0
Total Fuel Consumption by Reporting Type: NYISO_G-I
ReportingType | 2015 | 2020 | 2025 | 2030 | 2035 | 2040
BM | 0 | 0 | 0 | 0 | 0 | 0
CC | 27.5 | 55.71 | 31.08 | 27.12 | 60.55 | 147.34
CSP | 0 | 0 | 0 | 0 | 0 | 0
CT | 0 | 0 | 0 | 0 | 0 | 0
Coal | 0 | 0 | 0 | 0 | 0 | 0
Geo | 0 | 0 | 0 | 0 | 0 | 0
H | 0 | 0 | 0 | 0 | 0 | 0
LFG | 0 | 0 | 0 | 8 | 8 | 8
Nuc | 162.83 | 162.83 | 162.83 | 162.83 | 81.65 | 0.03
PS | 0 | 0 | 0 | 0 | 0 | 0
PV | 0 | 0 | 0 | 0 | 0 | 0
PeakG | 0 | 0 | 0 | 0 | 0 | 0
PeakO | 0 | 0 | 0 | 0 | 0 | 0
ST | 0 | 0 | 0 | 0 | 0 | 0
STOG | 0 | 0 | 0 | 0 | 0 | 0
STWD | 0 | 0 | 0 | 0 | 0 | 0
WT | 0 | 0 | 0 | 0 | 0 | 0
IGCC | 0 | 0 | 0 | 0 | 0 | 0
DemandResponse | 0 | 0 | 0 | 0 | 0 | 0
IGCC-CCS | 0 | 0 | 0 | 0 | 0 | 0
WT_off | 0 | 0 | 0 | 0 | 0 | 0
PseudoUnit | 0 | 0 | 0 | 0 | 0 | 0
FixedInterchange | 0 | 0 | 0 | 0 | 0 | 0
Total Fuel Consumption by Reporting Type: NYISO_J-K
ReportingType | 2015 | 2020 | 2025 | 2030 | 2035 | 2040
BM | 0 | 0 | 0 | 0 | 0 | 0
CC | 164.26 | 172.5 | 139.81 | 96.6 | 123.03 | 160.03
CSP | 0 | 0 | 0 | 0 | 0 | 0
CT | 0 | 0 | 0 | 0 | 0 | 0
Coal | 0 | 0 | 0 | 0 | 0 | 0
Geo | 0 | 0 | 0 | 0 | 0 | 0
H | 0 | 0 | 0 | 0 | 0 | 0
LFG | 0 | 0 | 0 | 8 | 8 | 8
Nuc | 0 | 0 | 0 | 0.02 | 0.02 | 0.02
PS | 0 | 0 | 0 | 0 | 0 | 0
PV | 0 | 0 | 0 | 0 | 0 | 0
PeakG | 0.63 | 0.95 | 1.21 | 1.04 | 1.33 | 0.88
PeakO | 0 | 0 | 0 | 0 | 0 | 0
ST | 0 | 0 | 0 | 0 | 0 | 0
STOG | 4.86 | 5.95 | 6.81 | 8.39 | 7.16 | 6.43
STWD | 0 | 0 | 0 | 0 | 0 | 0
WT | 0 | 0 | 0 | 0 | 0 | 0
IGCC | 0 | 0 | 0 | 0 | 0 | 0
DemandResponse | 0 | 0 | 0 | 0 | 0 | 0
IGCC-CCS | 0 | 0 | 0 | 0 | 0 | 0
WT_off | 0 | 0 | 0 | 0 | 0 | 0
PseudoUnit | 0 | 0 | 0 | 0 | 0 | 0
FixedInterchange | 0 | 0 | 0 | 0 | 0 | 0
Total Fuel Consumption by Reporting Type: PJM_E
ReportingType | 2015 | 2020 | 2025 | 2030 | 2035 | 2040
BM | 0.16 | 2.91 | 2.91 | 2.91 | 2.91 | 2.91
CC | 322.43 | 345.06 | 304.61 | 255.58 | 287.57 | 295.15
CSP | 0 | 0 | 0 | 0 | 0 | 0
CT | 0 | 0.03 | 0.03 | 0.06 | 0.06 | 0.01
Coal | 5.25 | 2.36 | 0.18 | 0 | 0 | 0.01
Geo | 0 | 0 | 0 | 0 | 0 | 0
H | 0 | 0 | 0 | 0 | 0 | 0
LFG | 0.98 | 15.28 | 15.28 | 15.28 | 15.28 | 15.28
Nuc | 702.72 | 651.97 | 651.97 | 651.97 | 468.33 | 371.38
PS | 0 | 0 | 0 | 0 | 0 | 0
PV | 0 | 0 | 0 | 0 | 0 | 0
PeakG | 0.63 | 2.74 | 5.23 | 5.23 | 5.23 | 2.38
PeakO | 0 | 0 | 0 | 0 | 0 | 0
ST | 0 | 0 | 0 | 0 | 0 | 0
STOG | 3.02 | 5.76 | 3.66 | 3.66 | 3.66 | 2.3
STWD | 0 | 0 | 0 | 0 | 0 | 0
WT | 0 | 0 | 0 | 0 | 0 | 0
IGCC | 0 | 0 | 0 | 0 | 0 | 0
DemandResponse | 0 | 0 | 0 | 0 | 0 | 0
IGCC-CCS | 0 | 0 | 0 | 0 | 0 | 0
WT_off | 0 | 0 | 0 | 0 | 0 | 0
PseudoUnit | 0 | 0 | 0 | 0 | 0 | 0
FixedInterchange | 0 | 0 | 0 | 0 | 0 | 0
Total Fuel Consumption by Reporting Type: PJM_ROM
ReportingType | 2015 | 2020 | 2025 | 2030 | 2035 | 2040
BM | 0.1 | 1.75 | 1.75 | 1.75 | 1.75 | 1.75
CC | 145.72 | 145.58 | 126.53 | 172.95 | 537.75 | 961.69
CSP | 0 | 0 | 0 | 0 | 0 | 0
CT | 0 | 0.02 | 0.02 | 0.03 | 0.03 | 0.01
Coal | 92.72 | 10.94 | 0.21 | 0 | 0 | 0.01
Geo | 0 | 0 | 0 | 0 | 0 | 0
H | 0 | 0 | 0 | 0 | 0 | 0
LFG | 2.04 | 30.56 | 30.56 | 30.56 | 30.56 | 30.56
Nuc | 420.79 | 420.79 | 420.79 | 420.79 | 276.07 | 200.95
PS | 0 | 0 | 0 | 0 | 0 | 0
PV | 0 | 0 | 0 | 0 | 0 | 0
PeakG | 0 | 0.06 | 0.02 | 1.74 | 3.33 | 0.55
PeakO | 0 | 0 | 0 | 0 | 0 | 0
ST | 0 | 0 | 0 | 0 | 0 | 0
STOG | 7.33 | 10.07 | 13.2 | 9.04 | 7.33 | 7.33
STWD | 0.31 | 5.38 | 5.38 | 5.38 | 5.38 | 5.38
WT | 0 | 0 | 0 | 0 | 0 | 0
IGCC | 0 | 0 | 0 | 0 | 0 | 0
DemandResponse | 0 | 0 | 0 | 0 | 0 | 0
IGCC-CCS | 0 | 0 | 0 | 0 | 0 | 0
WT_off | 0 | 0 | 0 | 0 | 0 | 0
PseudoUnit | 0 | 0 | 0 | 0 | 0 | 0
FixedInterchange | 0 | 0 | 0 | 0 | 0 | 0
Total Fuel Consumption by Reporting Type: PJM_ROR
ReportingType | 2015 | 2020 | 2025 | 2030 | 2035 | 2040
BM | 2.1 | 37.37 | 31.54 | 37.37 | 37.37 | 18.73
CC | 1153.49 | 1584.41 | 1459.98 | 1294.56 | 1237.17 | 1183.36
CSP | 0 | 0 | 0 | 0 | 0 | 0
CT | 0.03 | 0.03 | 0.06 | 0.06 | 0.06 | 0.06
Coal | 1825.9 | 716.36 | 34.55 | 4.03 | 4.03 | 4.03
Geo | 0 | 0 | 0 | 0 | 0 | 0
H | 0 | 0 | 0 | 0 | 0 | 0
LFG | 6.18 | 61.46 | 61.46 | 61.46 | 61.46 | 61.46
Nuc | 1644.81 | 1644.81 | 1644.81 | 1573.64 | 1222.73 | 821.9
PS | 0 | 0 | 0 | 0 | 0 | 0
PV | 0 | 0 | 0 | 0 | 0 | 0
PeakG | 9.12 | 11.64 | 11.48 | 6.43 | 8.83 | 10.81
PeakO | 0 | 0 | 0 | 0 | 0 | 0
ST | 0 | 0 | 0 | 0 | 0 | 0
STOG | 4.28 | 8.36 | 8.36 | 8.36 | 4.28 | 4.28
STWD | 0.43 | 15.91 | 15.91 | 8.83 | 10.06 | 15.91
WT | 0.03 | 0.03 | 0.05 | 0.05 | 0.05 | 0.05
IGCC | 0 | 0 | 0 | 0 | 0 | 0
DemandResponse | 0 | 0 | 0 | 0 | 0 | 0
IGCC-CCS | 0 | 0 | 0 | 0 | 0 | 0
WT_off | 0 | 0 | 0 | 0 | 0 | 0
PseudoUnit | 0 | 0 | 0 | 0 | 0 | 0
FixedInterchange | 0 | 0 | 0 | 0 | 0 | 0
Total Fuel Consumption by Reporting Type: SOCO
ReportingType | 2015 | 2020 | 2025 | 2030 | 2035 | 2040
BM | 0.5 | 1.09 | 2.6 | 5.34 | 5.34 | 5.34
CC | 1072.4 | 1162.83 | 1111.22 | 891.62 | 826.38 | 619.06
CSP | 0 | 0 | 0 | 0 | 0 | 0
CT | 0 | 0 | 0 | 0 | 0 | 0
Coal | 293.55 | 57.46 | 0 | 0 | 0 | 0
Geo | 0 | 0 | 0 | 0 | 0 | 0
H | 0 | 0 | 0 | 0 | 0 | 0
LFG | 0 | 0 | 11.56 | 11.56 | 11.56 | 11.56
Nuc | 494.38 | 673.18 | 673.18 | 892.55 | 1064.75 | 1469.13
PS | 0 | 0 | 0 | 0 | 0 | 0
PV | 0 | 0 | 0 | 0 | 0 | 0
PeakG | 6.53 | 5.97 | 9.91 | 4.3 | 0.31 | 0
PeakO | 0 | 0 | 0 | 0 | 0 | 0
ST | 0 | 0 | 0 | 0 | 0 | 0
STOG | 0 | 0 | 0 | 0 | 0 | 0
STWD | 3.36 | 5.69 | 5.8 | 36.96 | 36.96 | 39.54
WT | 0 | 0 | 0 | 0 | 0 | 0
IGCC | 0 | 0 | 0 | 0 | 0 | 0
DemandResponse | 0 | 0 | 0 | 0 | 0 | 0
IGCC-CCS | 0 | 0 | 0 | 0 | 0 | 0
WT_off | 0 | 0 | 0 | 0 | 0 | 0
PseudoUnit | 0 | 0 | 0 | 0 | 0 | 0
FixedInterchange | 0 | 0 | 0 | 0 | 0 | 0
Total Fuel Consumption by Reporting Type: SPP_N
ReportingType | 2015 | 2020 | 2025 | 2030 | 2035 | 2040
BM | 0 | 0 | 0 | 0 | 0 | 0
CC | 45.35 | 7.03 | 6.7 | 6.7 | 6.7 | 6.7
CSP | 0 | 0 | 0 | 0 | 0 | 0
CT | 0 | 0 | 0 | 0 | 0 | 0
Coal | 594.53 | 96.76 | 1.65 | 0 | 0 | 0
Geo | 0 | 0 | 0 | 0 | 0 | 0
H | 0 | 0 | 0 | 0 | 0 | 0
LFG | 0 | 0 | 0 | 8.97 | 8.97 | 8.97
Nuc | 93.19 | 93.19 | 82.64 | 82.64 | 80.16 | 79.9
PS | 0 | 0 | 0 | 0 | 0 | 0
PV | 0 | 0 | 0 | 0 | 0 | 0
PeakG | 0.39 | 0 | 0 | 0 | 0 | 0
PeakO | 0 | 0 | 0 | 0 | 0 | 0
ST | 0 | 0 | 0 | 0 | 0 | 0
STOG | 3.73 | 0 | 0 | 0 | 0 | 0
STWD | 0 | 0 | 0 | 0 | 0 | 0
WT | 0 | 0.13 | 0.19 | 0.21 | 0.22 | 0.22
IGCC | 0 | 0 | 0 | 0 | 0 | 0
DemandResponse | 0 | 0 | 0 | 0 | 0 | 0
IGCC-CCS | 0 | 0 | 0 | 0 | 0 | 0
WT_off | 0 | 0 | 0 | 0 | 0 | 0
PseudoUnit | 0 | 0 | 0 | 0 | 0 | 0
FixedInterchange | 0 | 0 | 0 | 0 | 0 | 0
Total Fuel Consumption by Reporting Type: SPP_S
ReportingType | 2015 | 2020 | 2025 | 2030 | 2035 | 2040
BM | 0 | 0 | 0 | 0 | 0 | 0
CC | 395.19 | 113.7 | 115.25 | 92.51 | 95.05 | 94.49
CSP | 0 | 0 | 0 | 0 | 0 | 0
CT | 0.11 | 0 | 0 | 0 | 0 | 0
Coal | 744.06 | 74.42 | 3.51 | 0 | 0 | 0
Geo | 0 | 0 | 0 | 0 | 0 | 0
H | 0 | 0 | 0 | 0 | 0 | 0
LFG | 0 | 0 | 0 | 8.97 | 8.97 | 8.97
Nuc | 0 | 0 | 0 | 0.01 | 0.01 | 0.02
PS | 0 | 0 | 0 | 0 | 0 | 0
PV | 0 | 0 | 0 | 0 | 0 | 0
PeakG | 0 | 0 | 0 | 0 | 0 | 0
PeakO | 0 | 0 | 0 | 0 | 0 | 0
ST | 0 | 0 | 0 | 0 | 0 | 0
STOG | 29.48 | 7.77 | 7.29 | 9.84 | 7.74 | 9
STWD | 0.74 | 0.2 | 0.39 | 2.4 | 1.61 | 2.4
WT | 0.01 | 0.15 | 0.15 | 0.15 | 0.15 | 0.16
IGCC | 0 | 0 | 0 | 0 | 0 | 0
DemandResponse | 0 | 0 | 0 | 0 | 0 | 0
IGCC-CCS | 0 | 0 | 0 | 0 | 0 | 0
WT_off | 0 | 0 | 0 | 0 | 0 | 0
PseudoUnit | 0 | 0 | 0 | 0 | 0 | 0
FixedInterchange | 0 | 0 | 0 | 0 | 0 | 0
Total Fuel Consumption by Reporting Type: TVA
ReportingType | 2015 | 2020 | 2025 | 2030 | 2035 | 2040
BM | 0 | 0 | 0 | 0 | 0 | 0
CC | 307.97 | 472.35 | 500.5 | 400.24 | 366.09 | 374.54
CSP | 0 | 0 | 0 | 0 | 0 | 0
CT | 0 | 0 | 0 | 0 | 0 | 0
Coal | 374.19 | 137.15 | 4.19 | 0 | 0 | 0
Geo | 0 | 0 | 0 | 0 | 0 | 0
H | 0 | 0 | 0 | 0 | 0 | 0
LFG | 0 | 0 | 11.56 | 11.56 | 11.56 | 11.56
Nuc | 676.63 | 676.63 | 676.63 | 676.63 | 866.41 | 800.94
PS | 0 | 0 | 0 | 0 | 0 | 0
PV | 0 | 0 | 0 | 0 | 0 | 0
PeakG | 0 | 0 | 0 | 0 | 0 | 0
PeakO | 0 | 0 | 0 | 0 | 0 | 0
ST | 0 | 0 | 0 | 0 | 0 | 0
STOG | 0 | 0 | 0 | 0 | 0 | 0
STWD | 0.02 | 0.02 | 0.04 | 0.31 | 0.28 | 0.42
WT | 0 | 0 | 0 | 0 | 0 | 0
IGCC | 0 | 0 | 0 | 0 | 0 | 0
DemandResponse | 0 | 0 | 0 | 0 | 0 | 0
IGCC-CCS | 0 | 0 | 0 | 0 | 0 | 0
WT_off | 0 | 0 | 0 | 0 | 0 | 0
PseudoUnit | 0 | 0 | 0 | 0 | 0 | 0
FixedInterchange | 0 | 0 | 0 | 0 | 0 | 0
Total Fuel Consumption by Reporting Type: TVA_Transmission
ReportingType | 2015 | 2020 | 2025 | 2030 | 2035 | 2040
BM | 0 | 0 | 0 | 0 | 0 | 0
CC | 0 | 0 | 0 | 0 | 0 | 0
CSP | 0 | 0 | 0 | 0 | 0 | 0
CT | 0 | 0 | 0 | 0 | 0 | 0
Coal | 0 | 0 | 0 | 0 | 0 | 0
Geo | 0 | 0 | 0 | 0 | 0 | 0
H | 0 | 0 | 0 | 0 | 0 | 0
LFG | 0 | 0 | 0 | 0 | 0 | 0
Nuc | 0 | 0 | 0 | 0 | 0 | 0
PS | 0 | 0 | 0 | 0 | 0 | 0
PV | 0 | 0 | 0 | 0 | 0 | 0
PeakG | 0 | 0 | 0 | 0 | 0 | 0
PeakO | 0 | 0 | 0 | 0 | 0 | 0
ST | 0 | 0 | 0 | 0 | 0 | 0
STOG | 0 | 0 | 0 | 0 | 0 | 0
STWD | 0 | 0 | 0 | 0 | 0 | 0
WT | 0 | 0 | 0 | 0 | 0 | 0
IGCC | 0 | 0 | 0 | 0 | 0 | 0
DemandResponse | 0 | 0 | 0 | 0 | 0 | 0
IGCC-CCS | 0 | 0 | 0 | 0 | 0 | 0
WT_off | 0 | 0 | 0 | 0 | 0 | 0
PseudoUnit | 0 | 0 | 0 | 0 | 0 | 0
FixedInterchange | 0 | 0 | 0 | 0 | 0 | 0
Total Fuel Consumption by Reporting Type: VACAR
ReportingType | 2015 | 2020 | 2025 | 2030 | 2035 | 2040
BM | 0.09 | 16.61 | 68.88 | 70.12 | 70.12 | 74.74
CC | 814.67 | 778.06 | 728.8 | 609.02 | 619.76 | 358.34
CSP | 0 | 0 | 0 | 0 | 0 | 0
CT | 0.8 | 0.8 | 1.52 | 0 | 0 | 0
Coal | 226.09 | 128.46 | 27.02 | 1.54 | 1.46 | 1.54
Geo | 0 | 0 | 0 | 0 | 0 | 0
H | 0 | 0 | 0 | 0 | 0 | 0
LFG | 0.04 | 11.56 | 11.56 | 11.56 | 11.56 | 11.56
Nuc | 910.72 | 1100.09 | 1100.09 | 1473.97 | 1465.41 | 2082.29
PS | 0 | 0 | 0 | 0 | 0 | 0
PV | 0 | 0 | 0 | 0 | 0 | 0
PeakG | 1.17 | 2.28 | 4.22 | 4.11 | 3.65 | 0.84
PeakO | 0 | 0 | 0 | 0 | 0 | 0
ST | 0 | 0 | 0 | 0 | 0 | 0
STOG | 0 | 0 | 0 | 0 | 0 | 0
STWD | 24.47 | 24.47 | 24.47 | 24.47 | 18.69 | 24.47
WT | 0 | 0.01 | 0.01 | 0.01 | 0.01 | 0.01
IGCC | 0 | 0 | 0 | 0 | 0 | 0
DemandResponse | 0 | 0 | 0 | 0 | 0 | 0
IGCC-CCS | 0 | 0 | 0 | 0 | 0 | 0
WT_off | 0 | 0 | 0 | 0 | 0 | 0
PseudoUnit | 0 | 0 | 0 | 0 | 0 | 0
FixedInterchange | 0 | 0 | 0 | 0 | 0 | 0
Total Fuel Consumption by Reporting Type: IESO
ReportingType | 2015 | 2020 | 2025 | 2030 | 2035 | 2040
BM | 0 | 0 | 0.01 | 0.14 | 0.14 | 1.6
CC | 58.99 | 41.32 | 1.35 | 0.83 | 0.79 | 2.26
CSP | 0 | 0 | 0 | 0 | 0 | 0
CT | 0.13 | 0.13 | 0 | 0 | 0 | 0
Coal | 0 | 0 | 0 | 0 | 0 | 0
Geo | 0 | 0 | 0 | 0 | 0 | 0
H | 0 | 0 | 0 | 0 | 0 | 0
LFG | 1.56 | 1.56 | 1.56 | 1.61 | 1.61 | 1.61
Nuc | 1064.72 | 1064.72 | 1064.72 | 1064.72 | 980.48 | 854.53
PS | 0 | 0 | 0 | 0 | 0 | 0
PV | 0 | 0 | 0 | 0 | 0 | 0
PeakG | 0 | 0 | 0 | 0 | 0 | 0
PeakO | 0 | 0 | 0 | 0 | 0 | 0
ST | 0 | 0 | 0 | 0 | 0 | 0
STOG | 0 | 0 | 0 | 0 | 0 | 0
STWD | 0.05 | 0.15 | 0.13 | 0.54 | 3.61 | 6.92
WT | 0.01 | 0.01 | 0.01 | 0.01 | 0.01 | 0.01
IGCC | 0 | 0 | 0 | 0 | 0 | 0
DemandResponse | 0 | 0 | 0 | 0 | 0 | 0
IGCC-CCS | 0 | 0 | 0 | 0 | 0 | 0
WT_off | 0 | 0 | 0 | 0 | 0 | 0
PseudoUnit | 0 | 0 | 0 | 0 | 0 | 0
FixedInterchange | 0 | 0 | 0 | 0 | 0 | 0
Total Fuel Consumption by Reporting Type: MAPP_CA
ReportingType | 2015 | 2020 | 2025 | 2030 | 2035 | 2040
BM | 0 | 0 | 0 | 0 | 0 | 0
CC | 55.51 | 55.51 | 3.87 | 0 | 0 | 0
CSP | 0 | 0 | 0 | 0 | 0 | 0
CT | 0 | 0 | 0 | 0 | 0 | 0
Coal | 2.73 | 0.42 | 0 | 0 | 0 | 0
Geo | 0 | 0 | 0 | 0 | 0 | 0
H | 0 | 0 | 0.01 | 0.02 | 0.02 | 0.02
LFG | 0 | 0 | 0 | 0 | 0 | 0
Nuc | 0 | 0 | 0 | 0 | 0 | 0
PS | 0 | 0 | 0 | 0 | 0 | 0
PV | 0 | 0 | 0 | 0 | 0 | 0
PeakG | 0.78 | 0.19 | 0 | 0 | 0 | 0
PeakO | 0 | 0 | 0 | 0 | 0 | 0
ST | 0 | 0 | 0 | 0 | 0 | 0
STOG | 0.1 | 0 | 0 | 0 | 0 | 0
STWD | 0 | 0 | 0 | 0 | 0 | 0
WT | 0 | 0 | 0 | 0 | 0 | 0
IGCC | 0 | 0 | 0 | 0 | 0 | 0
DemandResponse | 0 | 0 | 0 | 0 | 0 | 0
IGCC-CCS | 0 | 0 | 0 | 0 | 0 | 0
WT_off | 0 | 0 | 0 | 0 | 0 | 0
PseudoUnit | 0 | 0 | 0 | 0 | 0 | 0
FixedInterchange | 0 | 0 | 0 | 0 | 0 | 0
Total Fuel Consumption by Reporting Type: AZ_NM_SNV_Coal
ReportingType | 2015 | 2020 | 2025 | 2030 | 2035 | 2040
BM | 0 | 0 | 0 | 0 | 0 | 0
CC | 0 | 0 | 0 | 0 | 0 | 0
CSP | 0 | 0 | 0 | 0 | 0 | 0
CT | 0 | 0 | 0 | 0 | 0 | 0
Coal | 510.59 | 440.2 | 86.66 | 0 | 0 | 0
Geo | 0 | 0 | 0 | 0 | 0 | 0
H | 0 | 0 | 0 | 0 | 0 | 0
LFG | 0 | 0 | 0 | 0 | 0 | 0
Nuc | 0 | 0 | 0 | 0 | 0 | 0
PS | 0 | 0 | 0 | 0 | 0 | 0
PV | 0 | 0 | 0 | 0 | 0 | 0
PeakG | 0 | 0 | 0 | 0 | 0 | 0
PeakO | 0 | 0 | 0 | 0 | 0 | 0
ST | 0 | 0 | 0 | 0 | 0 | 0
STOG | 0 | 0 | 0 | 0 | 0 | 0
STWD | 0 | 0 | 0 | 0 | 0 | 0
WT | 0 | 0 | 0 | 0 | 0 | 0
IGCC | 0 | 0 | 0 | 0 | 0 | 0
DemandResponse | 0 | 0 | 0 | 0 | 0 | 0
IGCC-CCS | 0 | 0 | 0 | 0 | 0 | 0
WT_off | 0 | 0 | 0 | 0 | 0 | 0
PseudoUnit | 0 | 0 | 0 | 0 | 0 | 0
FixedInterchange | 0 | 0 | 0 | 0 | 0 | 0
Total Fuel Consumption by Reporting Type: AZ_NM_SNV_Gas
ReportingType | 2015 | 2020 | 2025 | 2030 | 2035 | 2040
BM | 0 | 0 | 0 | 0 | 0 | 0
CC | 442.25 | 350.96 | 523.43 | 300.93 | 243.01 | 221.97
CSP | 0 | 0 | 0 | 0 | 0 | 0
CT | 0 | 0 | 0 | 0 | 0 | 0
Coal | 0 | 0 | 0 | 0 | 0 | 0
Geo | 0 | 0 | 0 | 0 | 0 | 0
H | 0 | 0 | 0 | 0 | 0 | 0
LFG | 0 | 0 | 0 | 0 | 0 | 0
Nuc | 0 | 0 | 0 | 0 | 0 | 0
PS | 0 | 0 | 0 | 0 | 0 | 0
PV | 0 | 0 | 0 | 0 | 0 | 0
PeakG | 0 | 0 | 0 | 0 | 0 | 0
PeakO | 0 | 0 | 0 | 0 | 0 | 0
ST | 0 | 0 | 0 | 0 | 0 | 0
STOG | 0 | 0 | 0 | 0 | 0 | 0
STWD | 0 | 0 | 0 | 0 | 0 | 0
WT | 0 | 0 | 0 | 0 | 0 | 0
IGCC | 0 | 0 | 0 | 0 | 0 | 0
DemandResponse | 0 | 0 | 0 | 0 | 0 | 0
IGCC-CCS | 0 | 0 | 0 | 0 | 0 | 0
WT_off | 0 | 0 | 0 | 0 | 0 | 0
PseudoUnit | 0 | 0 | 0 | 0 | 0 | 0
FixedInterchange | 0 | 0 | 0 | 0 | 0 | 0
Total Fuel Consumption by Reporting Type: AZ_NM_SNV_NucRenew
ReportingType | 2015 | 2020 | 2025 | 2030 | 2035 | 2040
BM | 0 | 0 | 0 | 0 | 0 | 0
CC | 0 | 0 | 0 | 0 | 0 | 0
CSP | 0 | 0 | 0 | 0 | 0 | 0
CT | 0 | 0 | 0 | 0 | 0 | 0
Coal | 0 | 0 | 0 | 0 | 0 | 0
Geo | 0 | 0 | 0.01 | 0.01 | 0.01 | 0.01
H | 0 | 0 | 0 | 0 | 0 | 0
LFG | 0 | 0 | 6.53 | 6.53 | 6.53 | 6.53
Nuc | 317.72 | 317.72 | 317.72 | 656.89 | 925.49 | 971.31
PS | 0 | 0 | 0 | 0 | 0 | 0
PV | 0 | 0 | 0 | 0 | 0 | 0
PeakG | 0 | 0 | 0 | 0 | 0 | 0
PeakO | 0 | 0 | 0 | 0 | 0 | 0
ST | 0 | 0 | 0 | 0 | 0 | 0
STOG | 0 | 0 | 0 | 0 | 0 | 0
STWD | 1.77 | 1.77 | 1.77 | 1.77 | 1.77 | 1.77
WT | 0 | 0.03 | 0.03 | 0.03 | 0.04 | 0.04
IGCC | 0 | 0 | 0 | 0 | 0 | 0
DemandResponse | 0 | 0 | 0 | 0 | 0 | 0
IGCC-CCS | 0 | 0 | 0 | 0 | 0 | 0
WT_off | 0 | 0 | 0 | 0 | 0 | 0
PseudoUnit | 0 | 0 | 0 | 0 | 0 | 0
FixedInterchange | 0 | 0 | 0 | 0 | 0 | 0
Total Fuel Consumption by Reporting Type: ERCOT
ReportingType | 2015 | 2020 | 2025 | 2030 | 2035 | 2040
BM | 0.76 | 1.28 | 1.31 | 14.07 | 14.07 | 14.07
CC | 1473.7 | 1551.91 | 1323.58 | 1296.67 | 1080.51 | 921.9
CSP | 0 | 0 | 0 | 0 | 0 | 0
CT | 0 | 0.03 | 0.02 | 0.09 | 0 | 0
Coal | 357.65 | 241.2 | 7.35 | 0 | 0 | 0.4
Geo | 0 | 0 | 0 | 0 | 0 | 0
H | 0 | 0 | 0 | 0 | 0 | 0
LFG | 0 | 0 | 38.09 | 38.09 | 38.09 | 38.09
Nuc | 422.69 | 422.69 | 422.69 | 422.69 | 764.73 | 1042.7
PS | 0 | 0 | 0 | 0 | 0 | 0
PV | 0 | 0 | 0 | 0 | 0 | 0
PeakG | 0 | 0.07 | 0 | 0.5 | 0.53 | 0.03
PeakO | 0 | 0 | 0 | 0 | 0 | 0
ST | 0 | 0 | 0 | 0 | 0 | 0
STOG | 15.23 | 24.62 | 8.52 | 10.83 | 2.33 | 0
STWD | 0 | 0 | 0 | 0 | 0 | 0
WT | 0.03 | 0.03 | 0.08 | 0.08 | 0.08 | 0.08
IGCC | 0 | 0 | 0 | 0 | 0 | 0
DemandResponse | 0 | 0 | 0 | 0 | 0 | 0
IGCC-CCS | 0 | 0 | 0 | 0 | 0 | 0
WT_off | 0 | 0 | 0 | 0 | 0 | 0
PseudoUnit | 0 | 0 | 0 | 0 | 0 | 0
FixedInterchange | 0 | 0 | 0 | 0 | 0 | 0
Total Fuel Consumption by Reporting Type: NP15
ReportingType | 2015 | 2020 | 2025 | 2030 | 2035 | 2040
BM | 0 | 0 | 0 | 0 | 0 | 0
CC | 466.39 | 428.46 | 436.48 | 269.08 | 228.71 | 179.32
CSP | 0 | 0 | 0 | 0 | 0 | 0
CT | 0 | 0 | 0 | 0 | 0 | 0
Coal | 16.77 | 0 | 0 | 0 | 0 | 0
Geo | 0.01 | 0.01 | 0.01 | 0.01 | 0.01 | 0.01
H | 0 | 0 | 0 | 0 | 0 | 0
LFG | 0 | 40.72 | 60.8 | 60.8 | 60.8 | 60.8
Nuc | 187.74 | 187.74 | 187.74 | 520.64 | 664.64 | 907.45
PS | 0 | 0 | 0 | 0 | 0 | 0
PV | 0 | 0 | 0 | 0 | 0 | 0
PeakG | 0 | 0 | 0 | 0 | 0 | 0
PeakO | 0 | 0 | 0 | 0 | 0 | 0
ST | 0 | 0 | 0 | 0 | 0 | 0
STOG | 0.33 | 0.28 | 0.44 | 0 | 0 | 0
STWD | 37.44 | 37.44 | 16.98 | 37.44 | 37.44 | 37.44
WT | 0 | 0.01 | 0.01 | 0.01 | 0.01 | 0.01
IGCC | 0 | 0 | 0 | 0 | 0 | 0
DemandResponse | 0 | 0 | 0 | 0 | 0 | 0
IGCC-CCS | 0 | 0 | 0 | 0 | 0 | 0
WT_off | 0 | 0 | 0 | 0 | 0 | 0
PseudoUnit | 0 | 0 | 0 | 0 | 0 | 0
FixedInterchange | 0 | 0 | 0 | 0 | 0 | 0
Total Fuel Consumption by Reporting Type: NWPP_Coal
ReportingType | 2015 | 2020 | 2025 | 2030 | 2035 | 2040
BM | 0 | 0 | 0 | 0 | 0 | 0
CC | 0 | 0 | 0 | 0 | 0 | 0
CSP | 0 | 0 | 0 | 0 | 0 | 0
CT | 0 | 0 | 0 | 0 | 0 | 0
Coal | 468.23 | 351.08 | 16.32 | 16.32 | 16.32 | 16.32
Geo | 0 | 0 | 0 | 0 | 0 | 0
H | 0 | 0 | 0 | 0 | 0 | 0
LFG | 0 | 0 | 0 | 0 | 0 | 0
Nuc | 0 | 0 | 0 | 0 | 0 | 0
PS | 0 | 0 | 0 | 0 | 0 | 0
PV | 0 | 0 | 0 | 0 | 0 | 0
PeakG | 0 | 0 | 0 | 0 | 0 | 0
PeakO | 0 | 0 | 0 | 0 | 0 | 0
ST | 0 | 0 | 0 | 0 | 0 | 0
STOG | 0 | 0 | 0 | 0 | 0 | 0
STWD | 0 | 0 | 0 | 0 | 0 | 0
WT | 0 | 0 | 0 | 0 | 0 | 0
IGCC | 0 | 0 | 0 | 0 | 0 | 0
DemandResponse | 0 | 0 | 0 | 0 | 0 | 0
IGCC-CCS | 0 | 0 | 0 | 0 | 0 | 0
WT_off | 0 | 0 | 0 | 0 | 0 | 0
PseudoUnit | 0 | 0 | 0 | 0 | 0 | 0
FixedInterchange | 0 | 0 | 0 | 0 | 0 | 0
Total Fuel Consumption by Reporting Type: NWPP_Gas
ReportingType | 2015 | 2020 | 2025 | 2030 | 2035 | 2040
BM | 0 | 0 | 0 | 0 | 0 | 0
CC | 342.21 | 455.2 | 455.2 | 152.82 | 107.73 | 93.72
CSP | 0 | 0 | 0 | 0 | 0 | 0
CT | 0 | 0 | 0 | 0 | 0 | 0
Coal | 0 | 0 | 0 | 0 | 0 | 0
Geo | 0 | 0 | 0 | 0 | 0 | 0
H | 0 | 0 | 0 | 0 | 0 | 0
LFG | 0 | 0 | 0 | 0 | 0 | 0
Nuc | 0 | 0 | 0 | 0 | 0 | 0
PS | 0 | 0 | 0 | 0 | 0 | 0
PV | 0 | 0 | 0 | 0 | 0 | 0
PeakG | 0 | 0 | 0 | 0 | 0 | 0
PeakO | 0 | 0 | 0 | 0 | 0 | 0
ST | 0 | 0 | 0 | 0 | 0 | 0
STOG | 0 | 0 | 0 | 0 | 0 | 0
STWD | 0 | 0 | 0 | 0 | 0 | 0
WT | 0 | 0 | 0 | 0 | 0 | 0
IGCC | 0 | 0 | 0 | 0 | 0 | 0
DemandResponse | 0 | 0 | 0 | 0 | 0 | 0
IGCC-CCS | 0 | 0 | 0 | 0 | 0 | 0
WT_off | 0 | 0 | 0 | 0 | 0 | 0
PseudoUnit | 0 | 0 | 0 | 0 | 0 | 0
FixedInterchange | 0 | 0 | 0 | 0 | 0 | 0
Total Fuel Consumption by Reporting Type: NWPP_NucRenew
ReportingType | 2015 | 2020 | 2025 | 2030 | 2035 | 2040
BM | 0 | 0.86 | 3.16 | 3.16 | 3.16 | 3.16
CC | 0 | 0 | 0 | 0 | 0 | 0
CSP | 0 | 0 | 0 | 0 | 0 | 0
CT | 0 | 0 | 0 | 0 | 0 | 0
Coal | 0 | 0 | 0 | 0 | 0 | 0
Geo | 0 | 0 | 0.01 | 0.01 | 0.01 | 0.01
H | 0 | 0 | 0 | 0 | 0 | 0
LFG | 2.74 | 2.74 | 29.05 | 29.05 | 29.05 | 29.05
Nuc | 88.66 | 88.66 | 88.66 | 742.85 | 780.37 | 1053.15
PS | 0 | 0 | 0 | 0 | 0 | 0
PV | 0 | 0 | 0 | 0 | 0 | 0
PeakG | 0 | 0 | 0 | 0 | 0 | 0
PeakO | 0 | 0 | 0 | 0 | 0 | 0
ST | 0 | 0 | 0 | 0 | 0 | 0
STOG | 0 | 0 | 0 | 0 | 0 | 0
STWD | 0 | 0 | 46.18 | 46.18 | 46.18 | 46.18
WT | 0.02 | 0.02 | 0.02 | 0.02 | 0.02 | 0.02
IGCC | 0 | 0 | 0 | 0 | 0 | 0
DemandResponse | 0 | 0 | 0 | 0 | 0 | 0
IGCC-CCS | 0 | 0 | 0 | 0 | 0 | 0
WT_off | 0 | 0 | 0 | 0 | 0 | 0
PseudoUnit | 0 | 0 | 0 | 0 | 0 | 0
FixedInterchange | 0 | 0 | 0 | 0 | 0 | 0
Total Fuel Consumption by Reporting Type: RMPA
ReportingType | 2015 | 2020 | 2025 | 2030 | 2035 | 2040
BM | 0 | 0 | 0 | 0 | 0 | 0
CC | 84.31 | 81.22 | 111.42 | 82.67 | 79.29 | 73.84
CSP | 0 | 0 | 0 | 0 | 0 | 0
CT | 0 | 0 | 0 | 0 | 0 | 0
Coal | 516.91 | 373.79 | 75.19 | 45.29 | 45.29 | 45.42
Geo | 0 | 0 | 0.02 | 0.02 | 0.02 | 0.02
H | 0 | 0 | 0 | 0 | 0 | 0
LFG | 0.15 | 0.15 | 3.26 | 3.26 | 3.26 | 3.26
Nuc | 0 | 0 | 0 | 143.68 | 151.48 | 171.65
PS | 0 | 0 | 0 | 0 | 0 | 0
PV | 0 | 0 | 0 | 0 | 0 | 0
PeakG | 0 | 0 | 0 | 0 | 0 | 0
PeakO | 0 | 0 | 0 | 0 | 0 | 0
ST | 0 | 0 | 0 | 0 | 0 | 0
STOG | 0 | 0 | 0 | 0 | 0 | 0
STWD | 0 | 0 | 0 | 0 | 0 | 0
WT | 0.01 | 0.02 | 0.02 | 0.02 | 0.02 | 0.02
IGCC | 0 | 0 | 0 | 0 | 0 | 0
DemandResponse | 0 | 0 | 0 | 0 | 0 | 0
IGCC-CCS | 0 | 0 | 0 | 0 | 0 | 0
WT_off | 0 | 0 | 0 | 0 | 0 | 0
PseudoUnit | 0 | 0 | 0 | 0 | 0 | 0
FixedInterchange | 0 | 0 | 0 | 0 | 0 | 0
Total Fuel Consumption by Reporting Type: SP15
ReportingType | 2015 | 2020 | 2025 | 2030 | 2035 | 2040
BM | 0.58 | 0.58 | 0.58 | 0.58 | 0.58 | 0.58
CC | 598.05 | 566.16 | 611.53 | 508.25 | 441.14 | 366.2
CSP | 0 | 0 | 0 | 0 | 0 | 0
CT | 0 | 0 | 0 | 0 | 0 | 0
Coal | 15.7 | 8.42 | 0 | 0 | 0 | 0
Geo | 0.01 | 0.02 | 0.02 | 0.02 | 0.02 | 0.02
H | 0 | 0 | 0 | 0 | 0 | 0
LFG | 0.99 | 60.8 | 60.8 | 60.8 | 60.8 | 60.8
Nuc | 173.28 | 173.28 | 173.28 | 173.28 | 173.28 | 283.53
PS | 0 | 0 | 0 | 0 | 0 | 0
PV | 0 | 0 | 0 | 0 | 0 | 0
PeakG | 0 | 0 | 0 | 0 | 0 | 0
PeakO | 0 | 0 | 0 | 0 | 0 | 0
ST | 0 | 0 | 0 | 0 | 0 | 0
STOG | 3.5 | 0.61 | 0.86 | 0.65 | 0.68 | 0.97
STWD | 9.59 | 9.59 | 7.05 | 9.59 | 9.59 | 9.59
WT | 0.01 | 0.01 | 0.04 | 0.04 | 0.04 | 0.04
IGCC | 0 | 0 | 0 | 0 | 0 | 0
DemandResponse | 0 | 0 | 0 | 0 | 0 | 0
IGCC-CCS | 0 | 0 | 0 | 0 | 0 | 0
WT_off | 0 | 0 | 0 | 0 | 0 | 0
PseudoUnit | 0 | 0 | 0 | 0 | 0 | 0
FixedInterchange | 0 | 0 | 0 | 0 | 0 | 0
Total Fuel Consumption by Reporting Type: ALB
ReportingType | 2015 | 2020 | 2025 | 2030 | 2035 | 2040
BM | 0 | 0 | 0 | 0 | 0 | 0
CC | 125.17 | 129.38 | 129.38 | 0 | 0 | 0
CSP | 0 | 0 | 0 | 0 | 0 | 0
CT | 0 | 0 | 0 | 0 | 0 | 0
Coal | 470.15 | 470.15 | 464.09 | 0 | 0 | 0
Geo | 0 | 0 | 0 | 0 | 0 | 0
H | 0 | 0 | 0 | 0 | 0 | 0
LFG | 0 | 0 | 0 | 0 | 0 | 0
Nuc | 0 | 0 | 0.05 | 715.95 | 717.51 | 749.84
PS | 0 | 0 | 0 | 0 | 0 | 0
PV | 0 | 0 | 0 | 0 | 0 | 0
PeakG | 0 | 0 | 0 | 0 | 0 | 0
PeakO | 0 | 0 | 0 | 0 | 0 | 0
ST | 0 | 0 | 0 | 0 | 0 | 0
STOG | 0 | 0 | 0 | 0 | 0 | 0
STWD | 0 | 7.95 | 13.02 | 13.02 | 13.02 | 13.02
WT | 0 | 0 | 0 | 0 | 0 | 0
IGCC | 0 | 0 | 0 | 0 | 0 | 0
DemandResponse | 0 | 0 | 0 | 0 | 0 | 0
IGCC-CCS | 0 | 0 | 0 | 0 | 0 | 0
WT_off | 0 | 0 | 0 | 0 | 0 | 0
PseudoUnit | 0 | 0 | 0 | 0 | 0 | 0
FixedInterchange | 0 | 0 | 0 | 0 | 0 | 0
Total Fuel Consumption by Reporting Type: BC
ReportingType | 2015 | 2020 | 2025 | 2030 | 2035 | 2040
BM | 0 | 0 | 0 | 0 | 0 | 0
CC | 29.4 | 29.4 | 29.4 | 18.14 | 2.64 | 0
CSP | 0 | 0 | 0 | 0 | 0 | 0
CT | 0 | 0 | 0 | 0 | 0 | 0
Coal | 0 | 0 | 0 | 0 | 0 | 0
Geo | 0 | 0 | 0 | 0 | 0 | 0
H | 0 | 0 | 0 | 0 | 0 | 0
LFG | 0 | 0 | 0 | 0 | 0 | 0
Nuc | 0 | 0 | 0.02 | 51.33 | 56.96 | 62.05
PS | 0 | 0 | 0 | 0 | 0 | 0
PV | 0 | 0 | 0 | 0 | 0 | 0
PeakG | 0 | 0 | 0 | 0 | 0 | 0
PeakO | 0 | 0 | 0 | 0 | 0 | 0
ST | 0 | 0 | 0 | 0 | 0 | 0
STOG | 0 | 0 | 0 | 0 | 0 | 0
STWD | 0 | 22.77 | 41.58 | 41.58 | 41.58 | 41.58
WT | 0 | 0 | 0 | 0 | 0 | 0
IGCC | 0 | 0 | 0 | 0 | 0 | 0
DemandResponse | 0 | 0 | 0 | 0 | 0 | 0
IGCC-CCS | 0 | 0 | 0 | 0 | 0 | 0
WT_off | 0 | 0 | 0 | 0 | 0 | 0
PseudoUnit | 0 | 0 | 0 | 0 | 0 | 0
FixedInterchange | 0 | 0 | 0 | 0 | 0 | 0
Total Fuel Consumption by Reporting Type: HQ_IESO
ReportingType | 2015 | 2020 | 2025 | 2030 | 2035 | 2040
BM | 0 | 0 | 0 | 0 | 0 | 0
CC | 0 | 0 | 0 | 0 | 0 | 0
CSP | 0 | 0 | 0 | 0 | 0 | 0
CT | 0 | 0 | 0 | 0 | 0 | 0
Coal | 0 | 0 | 0 | 0 | 0 | 0
Geo | 0 | 0 | 0 | 0 | 0 | 0
H | 0 | 0 | 0 | 0 | 0 | 0
LFG | 0 | 0 | 0 | 0 | 0 | 0
Nuc | 0 | 0 | 0 | 0 | 0 | 0
PS | 0 | 0 | 0 | 0 | 0 | 0
PV | 0 | 0 | 0 | 0 | 0 | 0
PeakG | 0 | 0 | 0 | 0 | 0 | 0
PeakO | 0 | 0 | 0 | 0 | 0 | 0
ST | 0 | 0 | 0 | 0 | 0 | 0
STOG | 0 | 0 | 0 | 0 | 0 | 0
STWD | 0 | 0 | 0 | 0 | 0 | 0
WT | 0 | 0 | 0 | 0 | 0 | 0
IGCC | 0 | 0 | 0 | 0 | 0 | 0
DemandResponse | 0 | 0 | 0 | 0 | 0 | 0
IGCC-CCS | 0 | 0 | 0 | 0 | 0 | 0
WT_off | 0 | 0 | 0 | 0 | 0 | 0
PseudoUnit | 0 | 0 | 0 | 0 | 0 | 0
FixedInterchange | 0 | 0 | 0 | 0 | 0 | 0
Total Fuel Consumption by Reporting Type: HQ_NEISO
ReportingType | 2015 | 2020 | 2025 | 2030 | 2035 | 2040
BM | 0 | 0 | 0 | 0 | 0 | 0
CC | 0 | 0 | 0 | 0 | 0 | 0
CSP | 0 | 0 | 0 | 0 | 0 | 0
CT | 0 | 0 | 0 | 0 | 0 | 0
Coal | 0 | 0 | 0 | 0 | 0 | 0
Geo | 0 | 0 | 0 | 0 | 0 | 0
H | 0 | 0 | 0 | 0 | 0 | 0
LFG | 0 | 0 | 0 | 0 | 0 | 0
Nuc | 0 | 0 | 0 | 0 | 0 | 0
PS | 0 | 0 | 0 | 0 | 0 | 0
PV | 0 | 0 | 0 | 0 | 0 | 0
PeakG | 0 | 0 | 0 | 0 | 0 | 0
PeakO | 0 | 0 | 0 | 0 | 0 | 0
ST | 0 | 0 | 0 | 0 | 0 | 0
STOG | 0 | 0 | 0 | 0 | 0 | 0
STWD | 0 | 0 | 0 | 0 | 0 | 0
WT | 0 | 0 | 0 | 0 | 0 | 0
IGCC | 0 | 0 | 0 | 0 | 0 | 0
DemandResponse | 0 | 0 | 0 | 0 | 0 | 0
IGCC-CCS | 0 | 0 | 0 | 0 | 0 | 0
WT_off | 0 | 0 | 0 | 0 | 0 | 0
PseudoUnit | 0 | 0 | 0 | 0 | 0 | 0
FixedInterchange | 0.02 | 0.02 | 0.02 | 0.02 | 0.02 | 0.02
Total Fuel Consumption by Reporting Type: HQ_NY
ReportingType | 2015 | 2020 | 2025 | 2030 | 2035 | 2040
BM | 0 | 0 | 0 | 0 | 0 | 0
CC | 0 | 0 | 0 | 0 | 0 | 0
CSP | 0 | 0 | 0 | 0 | 0 | 0
CT | 0 | 0 | 0 | 0 | 0 | 0
Coal | 0 | 0 | 0 | 0 | 0 | 0
Geo | 0 | 0 | 0 | 0 | 0 | 0
H | 0 | 0 | 0 | 0 | 0 | 0
LFG | 0 | 0 | 0 | 0 | 0 | 0
Nuc | 0 | 0 | 0 | 0 | 0 | 0.01
PS | 0 | 0 | 0 | 0 | 0 | 0
PV | 0 | 0 | 0 | 0 | 0 | 0
PeakG | 0 | 0 | 0 | 0 | 0 | 0
PeakO | 0 | 0 | 0 | 0 | 0 | 0
ST | 0 | 0 | 0 | 0 | 0 | 0
STOG | 0 | 0 | 0 | 0 | 0 | 0
STWD | 0 | 0 | 0 | 0 | 0 | 0
WT | 0 | 0 | 0 | 0 | 0 | 0
IGCC | 0 | 0 | 0 | 0 | 0 | 0
DemandResponse | 0 | 0 | 0 | 0 | 0 | 0
IGCC-CCS | 0 | 0 | 0 | 0 | 0 | 0
WT_off | 0 | 0 | 0 | 0 | 0 | 0
PseudoUnit | 0 | 0 | 0.01 | 0.01 | 0.01 | 0.01
FixedInterchange | 0.01 | 0.01 | 0.01 | 0.01 | 0.01 | 0.01
Total Fuel Consumption by Reporting Type: MARITIMES
ReportingType | 2015 | 2020 | 2025 | 2030 | 2035 | 2040
BM | 0 | 0 | 0 | 0 | 0 | 0
CC | 0 | 0 | 0 | 0 | 0 | 0
CSP | 0 | 0 | 0 | 0 | 0 | 0
CT | 0 | 0 | 0 | 0 | 0 | 0
Coal | 0 | 0 | 0 | 0 | 0 | 0
Geo | 0 | 0 | 0 | 0 | 0 | 0
H | 0 | 0 | 0 | 0 | 0 | 0
LFG | 0 | 0 | 0 | 0 | 0 | 0
Nuc | 0 | 0 | 0 | 0 | 0 | 0
PS | 0 | 0 | 0 | 0 | 0 | 0
PV | 0 | 0 | 0 | 0 | 0 | 0
PeakG | 0 | 0 | 0 | 0 | 0 | 0
PeakO | 0 | 0 | 0 | 0 | 0 | 0
ST | 0 | 0 | 0 | 0 | 0 | 0
STOG | 0 | 0 | 0 | 0 | 0 | 0
STWD | 0 | 0 | 0 | 0 | 0 | 0
WT | 0 | 0 | 0 | 0 | 0 | 0
IGCC | 0 | 0 | 0 | 0 | 0 | 0
DemandResponse | 0 | 0 | 0 | 0 | 0 | 0
IGCC-CCS | 0 | 0 | 0 | 0 | 0 | 0
WT_off | 0 | 0 | 0 | 0 | 0 | 0
PseudoUnit | 0 | 0 | 0 | 0 | 0 | 0
FixedInterchange | 0.01 | 0.01 | 0.01 | 0.01 | 0.01 | 0.01
Total Fuel Consumption by Reporting Type: All
ReportingType | 2015 | 2020 | 2025 | 2030 | 2035 | 2040
BM | 28.76 | 76.46 | 119.91 | 159.26 | 159.91 | 147.36
CC | 11053.23 | 12537.76 | 11671.66 | 8438.64 | 8357.59 | 8042.65
CSP | 0 | 0 | 0 | 0 | 0 | 0
CT | 6.36 | 7.92 | 11.95 | 5.06 | 0.2 | 2.41
Coal | 10643.22 | 4049.29 | 862.44 | 141.28 | 147.92 | 150.13
Geo | 0.02 | 0.04 | 0.07 | 0.07 | 0.07 | 0.07
H | 0 | 0.01 | 0.02 | 0.03 | 0.03 | 0.03
LFG | 20.69 | 230.83 | 468.63 | 543.1 | 543.07 | 543.07
Nuc | 9611.92 | 9929.36 | 10094.82 | 13839.49 | 13466.77 | 14840.35
PS | 0 | 0 | 0 | 0 | 0 | 0
PV | 0 | 0.01 | 0.01 | 0.01 | 0.01 | 0.01
PeakG | 32.29 | 34.73 | 42.4 | 25.28 | 26.2 | 17.5
PeakO | 0 | 0 | 0 | 0 | 0 | 0
ST | 0 | 0.01 | 0.01 | 0.01 | 0.01 | 0.01
STOG | 82.3 | 68.5 | 53.22 | 50.78 | 33.18 | 30.3
STWD | 147.17 | 160.26 | 200.64 | 269.43 | 280.44 | 317.54
WT | 0.18 | 0.59 | 0.97 | 1.17 | 1.19 | 1.21
IGCC | 40.45 | 40.45 | 3.83 | 0.51 | 0.51 | 1.02
DemandResponse | 0 | 0 | 0 | 0 | 0 | 0
IGCC-CCS | 0 | 0 | 0 | 0 | 0 | 0
WT_off | 0 | 0 | 0.01 | 0.01 | 0.01 | 0.01
PseudoUnit | 0 | 0 | 0.01 | 0.02 | 0.02 | 0.02
FixedInterchange | 0.04 | 0.04 | 0.04 | 0.04 | 0.04 | 0.04
Total Fuel Consumption by Reporting Type: EI_US
ReportingType | 2015 | 2020 | 2025 | 2030 | 2035 | 2040
BM | 27.42 | 73.74 | 114.85 | 141.31 | 141.96 | 127.94
CC | 7377.25 | 8848.25 | 8046.04 | 5809.25 | 6173.77 | 6183.44
CSP | 0 | 0 | 0 | 0 | 0 | 0
CT | 6.23 | 7.76 | 11.93 | 4.98 | 0.2 | 2.41
Coal | 8284.49 | 2164.04 | 212.83 | 79.67 | 86.31 | 87.98
Geo | 0 | 0 | 0 | 0 | 0 | 0
H | 0 | 0 | 0.01 | 0.01 | 0.01 | 0.01
LFG | 15.24 | 124.86 | 268.54 | 342.95 | 342.93 | 342.93
Nuc | 7357.1 | 7674.54 | 7839.93 | 9347.45 | 8251.83 | 8744.14
PS | 0 | 0 | 0 | 0 | 0 | 0
PV | 0 | 0 | 0.01 | 0.01 | 0.01 | 0.01
PeakG | 31.5 | 34.47 | 42.4 | 24.78 | 25.67 | 17.47
PeakO | 0 | 0 | 0 | 0 | 0 | 0
ST | 0 | 0 | 0 | 0 | 0 | 0
STOG | 63.14 | 42.99 | 43.4 | 39.3 | 30.17 | 29.33
STWD | 98.32 | 80.59 | 73.94 | 119.31 | 127.26 | 161.04
WT | 0.11 | 0.46 | 0.76 | 0.95 | 0.97 | 0.99
IGCC | 40.45 | 40.45 | 3.83 | 0.51 | 0.51 | 1.02
DemandResponse | 0 | 0 | 0 | 0 | 0 | 0
IGCC-CCS | 0 | 0 | 0 | 0 | 0 | 0
WT_off | 0 | 0 | 0.01 | 0.01 | 0.01 | 0.01
PseudoUnit | 0 | 0 | 0.01 | 0.02 | 0.02 | 0.02
FixedInterchange | 0.03 | 0.03 | 0.03 | 0.03 | 0.03 | 0.03
Total Fuel Consumption by Reporting Type: EI_Canada
ReportingType | 2015 | 2020 | 2025 | 2030 | 2035 | 2040
BM | 0 | 0 | 0.01 | 0.14 | 0.14 | 1.6
CC | 114.5 | 96.83 | 5.22 | 0.83 | 0.79 | 2.26
CSP | 0 | 0 | 0 | 0 | 0 | 0
CT | 0.13 | 0.13 | 0 | 0 | 0 | 0
Coal | 2.73 | 0.42 | 0 | 0 | 0 | 0
Geo | 0 | 0 | 0 | 0 | 0 | 0
H | 0 | 0 | 0.01 | 0.02 | 0.02 | 0.02
LFG | 1.56 | 1.56 | 1.56 | 1.61 | 1.61 | 1.61
Nuc | 1064.72 | 1064.73 | 1064.72 | 1064.72 | 980.48 | 854.53
PS | 0 | 0 | 0 | 0 | 0 | 0
PV | 0 | 0 | 0 | 0 | 0 | 0
PeakG | 0.78 | 0.19 | 0 | 0 | 0 | 0
PeakO | 0 | 0 | 0 | 0 | 0 | 0
ST | 0 | 0 | 0 | 0 | 0 | 0
STOG | 0.1 | 0 | 0 | 0 | 0 | 0
STWD | 0.05 | 0.15 | 0.13 | 0.54 | 3.61 | 6.92
WT | 0.01 | 0.01 | 0.01 | 0.01 | 0.01 | 0.01
IGCC | 0 | 0 | 0 | 0 | 0 | 0
DemandResponse | 0 | 0 | 0 | 0 | 0 | 0
IGCC-CCS | 0 | 0 | 0 | 0 | 0 | 0
WT_off | 0 | 0 | 0 | 0 | 0 | 0
PseudoUnit | 0 | 0 | 0 | 0 | 0 | 0
FixedInterchange | 0 | 0 | 0 | 0 | 0 | 0
Total Fuel Consumption by Reporting Type: EI
ReportingType | 2015 | 2020 | 2025 | 2030 | 2035 | 2040
BM | 27.42 | 73.74 | 114.86 | 141.45 | 142.1 | 129.55
CC | 7491.75 | 8945.08 | 8051.26 | 5810.08 | 6174.56 | 6185.69
CSP | 0 | 0 | 0 | 0 | 0 | 0
CT | 6.36 | 7.89 | 11.93 | 4.98 | 0.2 | 2.41
Coal | 8287.22 | 2164.46 | 212.83 | 79.67 | 86.31 | 87.98
Geo | 0 | 0 | 0 | 0 | 0 | 0
H | 0 | 0.01 | 0.02 | 0.03 | 0.03 | 0.03
LFG | 16.8 | 126.42 | 270.11 | 344.57 | 344.55 | 344.55
Nuc | 8421.83 | 8739.27 | 8904.66 | 10412.17 | 9232.32 | 9598.67
PS | 0 | 0 | 0 | 0 | 0 | 0
PV | 0 | 0 | 0.01 | 0.01 | 0.01 | 0.01
PeakG | 32.29 | 34.66 | 42.4 | 24.78 | 25.67 | 17.47
PeakO | 0 | 0 | 0 | 0 | 0 | 0
ST | 0 | 0 | 0 | 0 | 0 | 0
STOG | 63.24 | 42.99 | 43.4 | 39.3 | 30.17 | 29.33
STWD | 98.37 | 80.74 | 74.07 | 119.85 | 130.86 | 167.96
WT | 0.12 | 0.47 | 0.77 | 0.96 | 0.98 | 1
IGCC | 40.45 | 40.45 | 3.83 | 0.51 | 0.51 | 1.02
DemandResponse | 0 | 0 | 0 | 0 | 0 | 0
IGCC-CCS | 0 | 0 | 0 | 0 | 0 | 0
WT_off | 0 | 0 | 0.01 | 0.01 | 0.01 | 0.01
PseudoUnit | 0 | 0 | 0.01 | 0.02 | 0.02 | 0.02
FixedInterchange | 0.04 | 0.04 | 0.04 | 0.04 | 0.04 | 0.04
Total Fuel Consumption by Reporting Type: Outside_EI
ReportingType | 2015 | 2020 | 2025 | 2030 | 2035 | 2040
BM | 1.34 | 2.72 | 5.05 | 17.82 | 17.82 | 17.82
CC | 3561.48 | 3592.68 | 3620.4 | 2628.56 | 2183.03 | 1856.95
CSP | 0 | 0 | 0 | 0 | 0 | 0
CT | 0 | 0.03 | 0.02 | 0.09 | 0 | 0
Coal | 2356 | 1884.84 | 649.61 | 61.61 | 61.61 | 62.14
Geo | 0.02 | 0.04 | 0.07 | 0.07 | 0.07 | 0.07
H | 0 | 0 | 0 | 0 | 0 | 0
LFG | 3.89 | 104.41 | 198.53 | 198.53 | 198.53 | 198.53
Nuc | 1190.09 | 1190.09 | 1190.16 | 3427.32 | 4234.45 | 5241.67
PS | 0 | 0 | 0 | 0 | 0 | 0
PV | 0 | 0 | 0 | 0 | 0 | 0
PeakG | 0 | 0.07 | 0 | 0.5 | 0.53 | 0.03
PeakO | 0 | 0 | 0 | 0 | 0 | 0
ST | 0 | 0.01 | 0.01 | 0.01 | 0.01 | 0.01
STOG | 19.06 | 25.51 | 9.82 | 11.48 | 3.01 | 0.97
STWD | 48.8 | 79.52 | 126.57 | 149.58 | 149.58 | 149.58
WT | 0.06 | 0.11 | 0.2 | 0.21 | 0.21 | 0.21
IGCC | 0 | 0 | 0 | 0 | 0 | 0
DemandResponse | 0 | 0 | 0 | 0 | 0 | 0
IGCC-CCS | 0 | 0 | 0 | 0 | 0 | 0
WT_off | 0 | 0 | 0 | 0 | 0 | 0
PseudoUnit | 0 | 0 | 0 | 0 | 0 | 0
FixedInterchange | 0 | 0 | 0 | 0 | 0 | 0
#5 | Annual Emmission Levels
SO2 Emissions (MMshortTons): Entergy
ReportingType | 2015 | 2020 | 2025 | 2030 | 2035 | 2040
BM | 0 | 0 | 0 | 0 | 0 | 0
CC | 0 | 0 | 0 | 0 | 0 | 0
CSP | 0 | 0 | 0 | 0 | 0 | 0
CT | 0 | 0 | 0 | 0 | 0 | 0
Coal | 0.39 | 0.01 | 0 | 0 | 0 | 0
Geo | 0 | 0 | 0 | 0 | 0 | 0
H | 0 | 0 | 0 | 0 | 0 | 0
LFG | 0 | 0 | 0 | 0 | 0 | 0
Nuc | 0 | 0 | 0 | 0 | 0 | 0
PS | 0 | 0 | 0 | 0 | 0 | 0
PV | 0 | 0 | 0 | 0 | 0 | 0
PeakG | 0 | 0 | 0 | 0 | 0 | 0
PeakO | 0 | 0 | 0 | 0 | 0 | 0
ST | 0 | 0 | 0 | 0 | 0 | 0
STOG | 0 | 0 | 0 | 0 | 0 | 0
STWD | 0 | 0 | 0 | 0 | 0 | 0
WT | 0 | 0 | 0 | 0 | 0 | 0
IGCC | 0 | 0 | 0 | 0 | 0 | 0
DemandResponse | 0 | 0 | 0 | 0 | 0 | 0
IGCC-CCS | 0 | 0 | 0 | 0 | 0 | 0
WT_off | 0 | 0 | 0 | 0 | 0 | 0
PseudoUnit | 0 | 0 | 0 | 0 | 0 | 0
FixedInterchange | 0 | 0 | 0 | 0 | 0 | 0
SO2 Emissions (MMshortTons): FRCC
ReportingType | 2015 | 2020 | 2025 | 2030 | 2035 | 2040
BM | 0 | 0 | 0 | 0 | 0 | 0
CC | 0 | 0 | 0 | 0 | 0 | 0
CSP | 0 | 0 | 0 | 0 | 0 | 0
CT | 0 | 0 | 0 | 0 | 0 | 0
Coal | 0.04 | 0 | 0 | 0 | 0 | 0
Geo | 0 | 0 | 0 | 0 | 0 | 0
H | 0 | 0 | 0 | 0 | 0 | 0
LFG | 0 | 0 | 0 | 0 | 0 | 0
Nuc | 0 | 0 | 0 | 0 | 0 | 0
PS | 0 | 0 | 0 | 0 | 0 | 0
PV | 0 | 0 | 0 | 0 | 0 | 0
PeakG | 0 | 0 | 0 | 0 | 0 | 0
PeakO | 0 | 0 | 0 | 0 | 0 | 0
ST | 0 | 0 | 0 | 0 | 0 | 0
STOG | 0 | 0 | 0 | 0 | 0 | 0
STWD | 0 | 0 | 0 | 0 | 0 | 0
WT | 0 | 0 | 0 | 0 | 0 | 0
IGCC | 0 | 0 | 0 | 0 | 0 | 0
DemandResponse | 0 | 0 | 0 | 0 | 0 | 0
IGCC-CCS | 0 | 0 | 0 | 0 | 0 | 0
WT_off | 0 | 0 | 0 | 0 | 0 | 0
PseudoUnit | 0 | 0 | 0 | 0 | 0 | 0
FixedInterchange | 0 | 0 | 0 | 0 | 0 | 0
SO2 Emissions (MMshortTons): MAPP_US
ReportingType | 2015 | 2020 | 2025 | 2030 | 2035 | 2040
BM | 0 | 0 | 0 | 0 | 0 | 0
CC | 0 | 0 | 0 | 0 | 0 | 0
CSP | 0 | 0 | 0 | 0 | 0 | 0
CT | 0 | 0 | 0 | 0 | 0 | 0
Coal | 0.03 | 0 | 0 | 0 | 0 | 0
Geo | 0 | 0 | 0 | 0 | 0 | 0
H | 0 | 0 | 0 | 0 | 0 | 0
LFG | 0 | 0 | 0 | 0 | 0 | 0
Nuc | 0 | 0 | 0 | 0 | 0 | 0
PS | 0 | 0 | 0 | 0 | 0 | 0
PV | 0 | 0 | 0 | 0 | 0 | 0
PeakG | 0 | 0 | 0 | 0 | 0 | 0
PeakO | 0 | 0 | 0 | 0 | 0 | 0
ST | 0 | 0 | 0 | 0 | 0 | 0
STOG | 0 | 0 | 0 | 0 | 0 | 0
STWD | 0 | 0 | 0 | 0 | 0 | 0
WT | 0 | 0 | 0 | 0 | 0 | 0
IGCC | 0 | 0 | 0 | 0 | 0 | 0
DemandResponse | 0 | 0 | 0 | 0 | 0 | 0
IGCC-CCS | 0 | 0 | 0 | 0 | 0 | 0
WT_off | 0 | 0 | 0 | 0 | 0 | 0
PseudoUnit | 0 | 0 | 0 | 0 | 0 | 0
FixedInterchange | 0 | 0 | 0 | 0 | 0 | 0
SO2 Emissions (MMshortTons): MISO_IN
ReportingType | 2015 | 2020 | 2025 | 2030 | 2035 | 2040
BM | 0 | 0 | 0 | 0 | 0 | 0
CC | 0 | 0 | 0 | 0 | 0 | 0
CSP | 0 | 0 | 0 | 0 | 0 | 0
CT | 0 | 0 | 0 | 0 | 0 | 0
Coal | 0.23 | 0.02 | 0 | 0 | 0 | 0
Geo | 0 | 0 | 0 | 0 | 0 | 0
H | 0 | 0 | 0 | 0 | 0 | 0
LFG | 0 | 0 | 0 | 0 | 0 | 0
Nuc | 0 | 0 | 0 | 0 | 0 | 0
PS | 0 | 0 | 0 | 0 | 0 | 0
PV | 0 | 0 | 0 | 0 | 0 | 0
PeakG | 0 | 0 | 0 | 0 | 0 | 0
PeakO | 0 | 0 | 0 | 0 | 0 | 0
ST | 0 | 0 | 0 | 0 | 0 | 0
STOG | 0 | 0 | 0 | 0 | 0 | 0
STWD | 0 | 0 | 0 | 0 | 0 | 0
WT | 0 | 0 | 0 | 0 | 0 | 0
IGCC | 0 | 0 | 0 | 0 | 0 | 0
DemandResponse | 0 | 0 | 0 | 0 | 0 | 0
IGCC-CCS | 0 | 0 | 0 | 0 | 0 | 0
WT_off | 0 | 0 | 0 | 0 | 0 | 0
PseudoUnit | 0 | 0 | 0 | 0 | 0 | 0
FixedInterchange | 0 | 0 | 0 | 0 | 0 | 0
SO2 Emissions (MMshortTons): MISO_MI
ReportingType | 2015 | 2020 | 2025 | 2030 | 2035 | 2040
BM | 0 | 0 | 0 | 0 | 0 | 0
CC | 0 | 0 | 0 | 0 | 0 | 0
CSP | 0 | 0 | 0 | 0 | 0 | 0
CT | 0 | 0 | 0 | 0 | 0 | 0
Coal | 0.12 | 0 | 0 | 0 | 0 | 0
Geo | 0 | 0 | 0 | 0 | 0 | 0
H | 0 | 0 | 0 | 0 | 0 | 0
LFG | 0 | 0 | 0 | 0 | 0 | 0
Nuc | 0 | 0 | 0 | 0 | 0 | 0
PS | 0 | 0 | 0 | 0 | 0 | 0
PV | 0 | 0 | 0 | 0 | 0 | 0
PeakG | 0 | 0 | 0 | 0 | 0 | 0
PeakO | 0 | 0 | 0 | 0 | 0 | 0
ST | 0 | 0 | 0 | 0 | 0 | 0
STOG | 0 | 0 | 0 | 0 | 0 | 0
STWD | 0 | 0 | 0 | 0 | 0 | 0
WT | 0 | 0 | 0 | 0 | 0 | 0
IGCC | 0 | 0 | 0 | 0 | 0 | 0
DemandResponse | 0 | 0 | 0 | 0 | 0 | 0
IGCC-CCS | 0 | 0 | 0 | 0 | 0 | 0
WT_off | 0 | 0 | 0 | 0 | 0 | 0
PseudoUnit | 0 | 0 | 0 | 0 | 0 | 0
FixedInterchange | 0 | 0 | 0 | 0 | 0 | 0
SO2 Emissions (MMshortTons): MISO_MO-IL
ReportingType | 2015 | 2020 | 2025 | 2030 | 2035 | 2040
BM | 0 | 0 | 0 | 0 | 0 | 0
CC | 0 | 0 | 0 | 0 | 0 | 0
CSP | 0 | 0 | 0 | 0 | 0 | 0
CT | 0 | 0 | 0 | 0 | 0 | 0
Coal | 0.37 | 0.01 | 0 | 0 | 0 | 0
Geo | 0 | 0 | 0 | 0 | 0 | 0
H | 0 | 0 | 0 | 0 | 0 | 0
LFG | 0 | 0 | 0 | 0 | 0 | 0
Nuc | 0 | 0 | 0 | 0 | 0 | 0
PS | 0 | 0 | 0 | 0 | 0 | 0
PV | 0 | 0 | 0 | 0 | 0 | 0
PeakG | 0 | 0 | 0 | 0 | 0 | 0
PeakO | 0 | 0 | 0 | 0 | 0 | 0
ST | 0 | 0 | 0 | 0 | 0 | 0
STOG | 0 | 0 | 0 | 0 | 0 | 0
STWD | 0 | 0 | 0 | 0 | 0 | 0
WT | 0 | 0 | 0 | 0 | 0 | 0
IGCC | 0 | 0 | 0 | 0 | 0 | 0
DemandResponse | 0 | 0 | 0 | 0 | 0 | 0
IGCC-CCS | 0 | 0 | 0 | 0 | 0 | 0
WT_off | 0 | 0 | 0 | 0 | 0 | 0
PseudoUnit | 0 | 0 | 0 | 0 | 0 | 0
FixedInterchange | 0 | 0 | 0 | 0 | 0 | 0
SO2 Emissions (MMshortTons): MISO_W
ReportingType | 2015 | 2020 | 2025 | 2030 | 2035 | 2040
BM | 0 | 0 | 0 | 0 | 0 | 0
CC | 0 | 0 | 0 | 0 | 0 | 0
CSP | 0 | 0 | 0 | 0 | 0 | 0
CT | 0 | 0 | 0 | 0 | 0 | 0
Coal | 0.2 | 0.01 | 0 | 0 | 0 | 0
Geo | 0 | 0 | 0 | 0 | 0 | 0
H | 0 | 0 | 0 | 0 | 0 | 0
LFG | 0 | 0 | 0 | 0 | 0 | 0
Nuc | 0 | 0 | 0 | 0 | 0 | 0
PS | 0 | 0 | 0 | 0 | 0 | 0
PV | 0 | 0 | 0 | 0 | 0 | 0
PeakG | 0 | 0 | 0 | 0 | 0 | 0
PeakO | 0 | 0 | 0 | 0 | 0 | 0
ST | 0 | 0 | 0 | 0 | 0 | 0
STOG | 0 | 0 | 0 | 0 | 0 | 0
STWD | 0 | 0 | 0 | 0 | 0 | 0
WT | 0 | 0 | 0 | 0 | 0 | 0
IGCC | 0 | 0 | 0 | 0 | 0 | 0
DemandResponse | 0 | 0 | 0 | 0 | 0 | 0
IGCC-CCS | 0 | 0 | 0 | 0 | 0 | 0
WT_off | 0 | 0 | 0 | 0 | 0 | 0
PseudoUnit | 0 | 0 | 0 | 0 | 0 | 0
FixedInterchange | 0 | 0 | 0 | 0 | 0 | 0
SO2 Emissions (MMshortTons): MISO_WUMS
ReportingType | 2015 | 2020 | 2025 | 2030 | 2035 | 2040
BM | 0 | 0 | 0 | 0 | 0 | 0
CC | 0 | 0 | 0 | 0 | 0 | 0
CSP | 0 | 0 | 0 | 0 | 0 | 0
CT | 0 | 0 | 0 | 0 | 0 | 0
Coal | 0.02 | 0 | 0 | 0 | 0 | 0
Geo | 0 | 0 | 0 | 0 | 0 | 0
H | 0 | 0 | 0 | 0 | 0 | 0
LFG | 0 | 0 | 0 | 0 | 0 | 0
Nuc | 0 | 0 | 0 | 0 | 0 | 0
PS | 0 | 0 | 0 | 0 | 0 | 0
PV | 0 | 0 | 0 | 0 | 0 | 0
PeakG | 0 | 0 | 0 | 0 | 0 | 0
PeakO | 0 | 0 | 0 | 0 | 0 | 0
ST | 0 | 0 | 0 | 0 | 0 | 0
STOG | 0 | 0 | 0 | 0 | 0 | 0
STWD | 0 | 0 | 0 | 0 | 0 | 0
WT | 0 | 0 | 0 | 0 | 0 | 0
IGCC | 0 | 0 | 0 | 0 | 0 | 0
DemandResponse | 0 | 0 | 0 | 0 | 0 | 0
IGCC-CCS | 0 | 0 | 0 | 0 | 0 | 0
WT_off | 0 | 0 | 0 | 0 | 0 | 0
PseudoUnit | 0 | 0 | 0 | 0 | 0 | 0
FixedInterchange | 0 | 0 | 0 | 0 | 0 | 0
SO2 Emissions (MMshortTons): Nebraska
ReportingType | 2015 | 2020 | 2025 | 2030 | 2035 | 2040
BM | 0 | 0 | 0 | 0 | 0 | 0
CC | 0 | 0 | 0 | 0 | 0 | 0
CSP | 0 | 0 | 0 | 0 | 0 | 0
CT | 0 | 0 | 0 | 0 | 0 | 0
Coal | 0.1 | 0 | 0 | 0 | 0 | 0
Geo | 0 | 0 | 0 | 0 | 0 | 0
H | 0 | 0 | 0 | 0 | 0 | 0
LFG | 0 | 0 | 0 | 0 | 0 | 0
Nuc | 0 | 0 | 0 | 0 | 0 | 0
PS | 0 | 0 | 0 | 0 | 0 | 0
PV | 0 | 0 | 0 | 0 | 0 | 0
PeakG | 0 | 0 | 0 | 0 | 0 | 0
PeakO | 0 | 0 | 0 | 0 | 0 | 0
ST | 0 | 0 | 0 | 0 | 0 | 0
STOG | 0 | 0 | 0 | 0 | 0 | 0
STWD | 0 | 0 | 0 | 0 | 0 | 0
WT | 0 | 0 | 0 | 0 | 0 | 0
IGCC | 0 | 0 | 0 | 0 | 0 | 0
DemandResponse | 0 | 0 | 0 | 0 | 0 | 0
IGCC-CCS | 0 | 0 | 0 | 0 | 0 | 0
WT_off | 0 | 0 | 0 | 0 | 0 | 0
PseudoUnit | 0 | 0 | 0 | 0 | 0 | 0
FixedInterchange | 0 | 0 | 0 | 0 | 0 | 0
SO2 Emissions (MMshortTons): NEISO
ReportingType | 2015 | 2020 | 2025 | 2030 | 2035 | 2040
BM | 0 | 0 | 0 | 0 | 0 | 0
CC | 0 | 0 | 0 | 0 | 0 | 0
CSP | 0 | 0 | 0 | 0 | 0 | 0
CT | 0 | 0 | 0 | 0 | 0 | 0
Coal | 0 | 0 | 0 | 0 | 0 | 0
Geo | 0 | 0 | 0 | 0 | 0 | 0
H | 0 | 0 | 0 | 0 | 0 | 0
LFG | 0 | 0 | 0 | 0 | 0 | 0
Nuc | 0 | 0 | 0 | 0 | 0 | 0
PS | 0 | 0 | 0 | 0 | 0 | 0
PV | 0 | 0 | 0 | 0 | 0 | 0
PeakG | 0 | 0 | 0 | 0 | 0 | 0
PeakO | 0 | 0 | 0 | 0 | 0 | 0
ST | 0 | 0 | 0 | 0 | 0 | 0
STOG | 0 | 0 | 0 | 0 | 0 | 0
STWD | 0 | 0 | 0 | 0 | 0 | 0
WT | 0 | 0 | 0 | 0 | 0 | 0
IGCC | 0 | 0 | 0 | 0 | 0 | 0
DemandResponse | 0 | 0 | 0 | 0 | 0 | 0
IGCC-CCS | 0 | 0 | 0 | 0 | 0 | 0
WT_off | 0 | 0 | 0 | 0 | 0 | 0
PseudoUnit | 0 | 0 | 0 | 0 | 0 | 0
FixedInterchange | 0 | 0 | 0 | 0 | 0 | 0
SO2 Emissions (MMshortTons): NonRTO_Midwest
ReportingType | 2015 | 2020 | 2025 | 2030 | 2035 | 2040
BM | 0 | 0 | 0 | 0 | 0 | 0
CC | 0 | 0 | 0 | 0 | 0 | 0
CSP | 0 | 0 | 0 | 0 | 0 | 0
CT | 0 | 0 | 0 | 0 | 0 | 0
Coal | 0.13 | 0.02 | 0 | 0 | 0 | 0
Geo | 0 | 0 | 0 | 0 | 0 | 0
H | 0 | 0 | 0 | 0 | 0 | 0
LFG | 0 | 0 | 0 | 0 | 0 | 0
Nuc | 0 | 0 | 0 | 0 | 0 | 0
PS | 0 | 0 | 0 | 0 | 0 | 0
PV | 0 | 0 | 0 | 0 | 0 | 0
PeakG | 0 | 0 | 0 | 0 | 0 | 0
PeakO | 0 | 0 | 0 | 0 | 0 | 0
ST | 0 | 0 | 0 | 0 | 0 | 0
STOG | 0 | 0 | 0 | 0 | 0 | 0
STWD | 0 | 0 | 0 | 0 | 0 | 0
WT | 0 | 0 | 0 | 0 | 0 | 0
IGCC | 0 | 0 | 0 | 0 | 0 | 0
DemandResponse | 0 | 0 | 0 | 0 | 0 | 0
IGCC-CCS | 0 | 0 | 0 | 0 | 0 | 0
WT_off | 0 | 0 | 0 | 0 | 0 | 0
PseudoUnit | 0 | 0 | 0 | 0 | 0 | 0
FixedInterchange | 0 | 0 | 0 | 0 | 0 | 0
SO2 Emissions (MMshortTons): NYISO_A-F
ReportingType | 2015 | 2020 | 2025 | 2030 | 2035 | 2040
BM | 0 | 0 | 0 | 0 | 0 | 0
CC | 0 | 0 | 0 | 0 | 0 | 0
CSP | 0 | 0 | 0 | 0 | 0 | 0
CT | 0 | 0 | 0 | 0 | 0 | 0
Coal | 0 | 0 | 0 | 0 | 0 | 0
Geo | 0 | 0 | 0 | 0 | 0 | 0
H | 0 | 0 | 0 | 0 | 0 | 0
LFG | 0 | 0 | 0 | 0 | 0 | 0
Nuc | 0 | 0 | 0 | 0 | 0 | 0
PS | 0 | 0 | 0 | 0 | 0 | 0
PV | 0 | 0 | 0 | 0 | 0 | 0
PeakG | 0 | 0 | 0 | 0 | 0 | 0
PeakO | 0 | 0 | 0 | 0 | 0 | 0
ST | 0 | 0 | 0 | 0 | 0 | 0
STOG | 0 | 0 | 0 | 0 | 0 | 0
STWD | 0 | 0 | 0 | 0 | 0 | 0
WT | 0 | 0 | 0 | 0 | 0 | 0
IGCC | 0 | 0 | 0 | 0 | 0 | 0
DemandResponse | 0 | 0 | 0 | 0 | 0 | 0
IGCC-CCS | 0 | 0 | 0 | 0 | 0 | 0
WT_off | 0 | 0 | 0 | 0 | 0 | 0
PseudoUnit | 0 | 0 | 0 | 0 | 0 | 0
FixedInterchange | 0 | 0 | 0 | 0 | 0 | 0
SO2 Emissions (MMshortTons): NYISO_G-I
ReportingType | 2015 | 2020 | 2025 | 2030 | 2035 | 2040
BM | 0 | 0 | 0 | 0 | 0 | 0
CC | 0 | 0 | 0 | 0 | 0 | 0
CSP | 0 | 0 | 0 | 0 | 0 | 0
CT | 0 | 0 | 0 | 0 | 0 | 0
Coal | 0 | 0 | 0 | 0 | 0 | 0
Geo | 0 | 0 | 0 | 0 | 0 | 0
H | 0 | 0 | 0 | 0 | 0 | 0
LFG | 0 | 0 | 0 | 0 | 0 | 0
Nuc | 0 | 0 | 0 | 0 | 0 | 0
PS | 0 | 0 | 0 | 0 | 0 | 0
PV | 0 | 0 | 0 | 0 | 0 | 0
PeakG | 0 | 0 | 0 | 0 | 0 | 0
PeakO | 0 | 0 | 0 | 0 | 0 | 0
ST | 0 | 0 | 0 | 0 | 0 | 0
STOG | 0 | 0 | 0 | 0 | 0 | 0
STWD | 0 | 0 | 0 | 0 | 0 | 0
WT | 0 | 0 | 0 | 0 | 0 | 0
IGCC | 0 | 0 | 0 | 0 | 0 | 0
DemandResponse | 0 | 0 | 0 | 0 | 0 | 0
IGCC-CCS | 0 | 0 | 0 | 0 | 0 | 0
WT_off | 0 | 0 | 0 | 0 | 0 | 0
PseudoUnit | 0 | 0 | 0 | 0 | 0 | 0
FixedInterchange | 0 | 0 | 0 | 0 | 0 | 0
SO2 Emissions (MMshortTons): NYISO_J-K
ReportingType | 2015 | 2020 | 2025 | 2030 | 2035 | 2040
BM | 0 | 0 | 0 | 0 | 0 | 0
CC | 0 | 0 | 0 | 0 | 0 | 0
CSP | 0 | 0 | 0 | 0 | 0 | 0
CT | 0 | 0 | 0 | 0 | 0 | 0
Coal | 0 | 0 | 0 | 0 | 0 | 0
Geo | 0 | 0 | 0 | 0 | 0 | 0
H | 0 | 0 | 0 | 0 | 0 | 0
LFG | 0 | 0 | 0 | 0 | 0 | 0
Nuc | 0 | 0 | 0 | 0 | 0 | 0
PS | 0 | 0 | 0 | 0 | 0 | 0
PV | 0 | 0 | 0 | 0 | 0 | 0
PeakG | 0 | 0 | 0 | 0 | 0 | 0
PeakO | 0 | 0 | 0 | 0 | 0 | 0
ST | 0 | 0 | 0 | 0 | 0 | 0
STOG | 0 | 0 | 0 | 0 | 0 | 0
STWD | 0 | 0 | 0 | 0 | 0 | 0
WT | 0 | 0 | 0 | 0 | 0 | 0
IGCC | 0 | 0 | 0 | 0 | 0 | 0
DemandResponse | 0 | 0 | 0 | 0 | 0 | 0
IGCC-CCS | 0 | 0 | 0 | 0 | 0 | 0
WT_off | 0 | 0 | 0 | 0 | 0 | 0
PseudoUnit | 0 | 0 | 0 | 0 | 0 | 0
FixedInterchange | 0 | 0 | 0 | 0 | 0 | 0
SO2 Emissions (MMshortTons): PJM_E
ReportingType | 2015 | 2020 | 2025 | 2030 | 2035 | 2040
BM | 0 | 0 | 0 | 0 | 0 | 0
CC | 0 | 0 | 0 | 0 | 0 | 0
CSP | 0 | 0 | 0 | 0 | 0 | 0
CT | 0 | 0 | 0 | 0 | 0 | 0
Coal | 0 | 0 | 0 | 0 | 0 | 0
Geo | 0 | 0 | 0 | 0 | 0 | 0
H | 0 | 0 | 0 | 0 | 0 | 0
LFG | 0 | 0 | 0 | 0 | 0 | 0
Nuc | 0 | 0 | 0 | 0 | 0 | 0
PS | 0 | 0 | 0 | 0 | 0 | 0
PV | 0 | 0 | 0 | 0 | 0 | 0
PeakG | 0 | 0 | 0 | 0 | 0 | 0
PeakO | 0 | 0 | 0 | 0 | 0 | 0
ST | 0 | 0 | 0 | 0 | 0 | 0
STOG | 0 | 0 | 0 | 0 | 0 | 0
STWD | 0 | 0 | 0 | 0 | 0 | 0
WT | 0 | 0 | 0 | 0 | 0 | 0
IGCC | 0 | 0 | 0 | 0 | 0 | 0
DemandResponse | 0 | 0 | 0 | 0 | 0 | 0
IGCC-CCS | 0 | 0 | 0 | 0 | 0 | 0
WT_off | 0 | 0 | 0 | 0 | 0 | 0
PseudoUnit | 0 | 0 | 0 | 0 | 0 | 0
FixedInterchange | 0 | 0 | 0 | 0 | 0 | 0
SO2 Emissions (MMshortTons): PJM_ROM
ReportingType | 2015 | 2020 | 2025 | 2030 | 2035 | 2040
BM | 0 | 0 | 0 | 0 | 0 | 0
CC | 0 | 0 | 0 | 0 | 0 | 0
CSP | 0 | 0 | 0 | 0 | 0 | 0
CT | 0 | 0 | 0 | 0 | 0 | 0
Coal | 0.15 | 0.01 | 0 | 0 | 0 | 0
Geo | 0 | 0 | 0 | 0 | 0 | 0
H | 0 | 0 | 0 | 0 | 0 | 0
LFG | 0 | 0 | 0 | 0 | 0 | 0
Nuc | 0 | 0 | 0 | 0 | 0 | 0
PS | 0 | 0 | 0 | 0 | 0 | 0
PV | 0 | 0 | 0 | 0 | 0 | 0
PeakG | 0 | 0 | 0 | 0 | 0 | 0
PeakO | 0 | 0 | 0 | 0 | 0 | 0
ST | 0 | 0 | 0 | 0 | 0 | 0
STOG | 0 | 0 | 0 | 0 | 0 | 0
STWD | 0 | 0 | 0 | 0 | 0 | 0
WT | 0 | 0 | 0 | 0 | 0 | 0
IGCC | 0 | 0 | 0 | 0 | 0 | 0
DemandResponse | 0 | 0 | 0 | 0 | 0 | 0
IGCC-CCS | 0 | 0 | 0 | 0 | 0 | 0
WT_off | 0 | 0 | 0 | 0 | 0 | 0
PseudoUnit | 0 | 0 | 0 | 0 | 0 | 0
FixedInterchange | 0 | 0 | 0 | 0 | 0 | 0
SO2 Emissions (MMshortTons): PJM_ROR
ReportingType | 2015 | 2020 | 2025 | 2030 | 2035 | 2040
BM | 0 | 0 | 0 | 0 | 0 | 0
CC | 0 | 0 | 0 | 0 | 0 | 0
CSP | 0 | 0 | 0 | 0 | 0 | 0
CT | 0 | 0 | 0 | 0 | 0 | 0
Coal | 0.92 | 0.06 | 0 | 0 | 0 | 0
Geo | 0 | 0 | 0 | 0 | 0 | 0
H | 0 | 0 | 0 | 0 | 0 | 0
LFG | 0 | 0 | 0 | 0 | 0 | 0
Nuc | 0 | 0 | 0 | 0 | 0 | 0
PS | 0 | 0 | 0 | 0 | 0 | 0
PV | 0 | 0 | 0 | 0 | 0 | 0
PeakG | 0 | 0 | 0 | 0 | 0 | 0
PeakO | 0 | 0 | 0 | 0 | 0 | 0
ST | 0 | 0 | 0 | 0 | 0 | 0
STOG | 0 | 0 | 0 | 0 | 0 | 0
STWD | 0 | 0 | 0 | 0 | 0 | 0
WT | 0 | 0 | 0 | 0 | 0 | 0
IGCC | 0 | 0 | 0 | 0 | 0 | 0
DemandResponse | 0 | 0 | 0 | 0 | 0 | 0
IGCC-CCS | 0 | 0 | 0 | 0 | 0 | 0
WT_off | 0 | 0 | 0 | 0 | 0 | 0
PseudoUnit | 0 | 0 | 0 | 0 | 0 | 0
FixedInterchange | 0 | 0 | 0 | 0 | 0 | 0
SO2 Emissions (MMshortTons): SOCO
ReportingType | 2015 | 2020 | 2025 | 2030 | 2035 | 2040
BM | 0 | 0 | 0 | 0 | 0 | 0
CC | 0 | 0 | 0 | 0 | 0 | 0
CSP | 0 | 0 | 0 | 0 | 0 | 0
CT | 0 | 0 | 0 | 0 | 0 | 0
Coal | 0.21 | 0 | 0 | 0 | 0 | 0
Geo | 0 | 0 | 0 | 0 | 0 | 0
H | 0 | 0 | 0 | 0 | 0 | 0
LFG | 0 | 0 | 0 | 0 | 0 | 0
Nuc | 0 | 0 | 0 | 0 | 0 | 0
PS | 0 | 0 | 0 | 0 | 0 | 0
PV | 0 | 0 | 0 | 0 | 0 | 0
PeakG | 0 | 0 | 0 | 0 | 0 | 0
PeakO | 0 | 0 | 0 | 0 | 0 | 0
ST | 0 | 0 | 0 | 0 | 0 | 0
STOG | 0 | 0 | 0 | 0 | 0 | 0
STWD | 0 | 0 | 0 | 0 | 0 | 0
WT | 0 | 0 | 0 | 0 | 0 | 0
IGCC | 0 | 0 | 0 | 0 | 0 | 0
DemandResponse | 0 | 0 | 0 | 0 | 0 | 0
IGCC-CCS | 0 | 0 | 0 | 0 | 0 | 0
WT_off | 0 | 0 | 0 | 0 | 0 | 0
PseudoUnit | 0 | 0 | 0 | 0 | 0 | 0
FixedInterchange | 0 | 0 | 0 | 0 | 0 | 0
SO2 Emissions (MMshortTons): SPP_N
ReportingType | 2015 | 2020 | 2025 | 2030 | 2035 | 2040
BM | 0 | 0 | 0 | 0 | 0 | 0
CC | 0 | 0 | 0 | 0 | 0 | 0
CSP | 0 | 0 | 0 | 0 | 0 | 0
CT | 0 | 0 | 0 | 0 | 0 | 0
Coal | 0.07 | 0 | 0 | 0 | 0 | 0
Geo | 0 | 0 | 0 | 0 | 0 | 0
H | 0 | 0 | 0 | 0 | 0 | 0
LFG | 0 | 0 | 0 | 0 | 0 | 0
Nuc | 0 | 0 | 0 | 0 | 0 | 0
PS | 0 | 0 | 0 | 0 | 0 | 0
PV | 0 | 0 | 0 | 0 | 0 | 0
PeakG | 0 | 0 | 0 | 0 | 0 | 0
PeakO | 0 | 0 | 0 | 0 | 0 | 0
ST | 0 | 0 | 0 | 0 | 0 | 0
STOG | 0 | 0 | 0 | 0 | 0 | 0
STWD | 0 | 0 | 0 | 0 | 0 | 0
WT | 0 | 0 | 0 | 0 | 0 | 0
IGCC | 0 | 0 | 0 | 0 | 0 | 0
DemandResponse | 0 | 0 | 0 | 0 | 0 | 0
IGCC-CCS | 0 | 0 | 0 | 0 | 0 | 0
WT_off | 0 | 0 | 0 | 0 | 0 | 0
PseudoUnit | 0 | 0 | 0 | 0 | 0 | 0
FixedInterchange | 0 | 0 | 0 | 0 | 0 | 0
SO2 Emissions (MMshortTons): SPP_S
ReportingType | 2015 | 2020 | 2025 | 2030 | 2035 | 2040
BM | 0 | 0 | 0 | 0 | 0 | 0
CC | 0 | 0 | 0 | 0 | 0 | 0
CSP | 0 | 0 | 0 | 0 | 0 | 0
CT | 0 | 0 | 0 | 0 | 0 | 0
Coal | 0.27 | 0 | 0 | 0 | 0 | 0
Geo | 0 | 0 | 0 | 0 | 0 | 0
H | 0 | 0 | 0 | 0 | 0 | 0
LFG | 0 | 0 | 0 | 0 | 0 | 0
Nuc | 0 | 0 | 0 | 0 | 0 | 0
PS | 0 | 0 | 0 | 0 | 0 | 0
PV | 0 | 0 | 0 | 0 | 0 | 0
PeakG | 0 | 0 | 0 | 0 | 0 | 0
PeakO | 0 | 0 | 0 | 0 | 0 | 0
ST | 0 | 0 | 0 | 0 | 0 | 0
STOG | 0 | 0 | 0 | 0 | 0 | 0
STWD | 0 | 0 | 0 | 0 | 0 | 0
WT | 0 | 0 | 0 | 0 | 0 | 0
IGCC | 0 | 0 | 0 | 0 | 0 | 0
DemandResponse | 0 | 0 | 0 | 0 | 0 | 0
IGCC-CCS | 0 | 0 | 0 | 0 | 0 | 0
WT_off | 0 | 0 | 0 | 0 | 0 | 0
PseudoUnit | 0 | 0 | 0 | 0 | 0 | 0
FixedInterchange | 0 | 0 | 0 | 0 | 0 | 0
SO2 Emissions (MMshortTons): TVA
ReportingType | 2015 | 2020 | 2025 | 2030 | 2035 | 2040
BM | 0 | 0 | 0 | 0 | 0 | 0
CC | 0 | 0 | 0 | 0 | 0 | 0
CSP | 0 | 0 | 0 | 0 | 0 | 0
CT | 0 | 0 | 0 | 0 | 0 | 0
Coal | 0.22 | 0.01 | 0 | 0 | 0 | 0
Geo | 0 | 0 | 0 | 0 | 0 | 0
H | 0 | 0 | 0 | 0 | 0 | 0
LFG | 0 | 0 | 0 | 0 | 0 | 0
Nuc | 0 | 0 | 0 | 0 | 0 | 0
PS | 0 | 0 | 0 | 0 | 0 | 0
PV | 0 | 0 | 0 | 0 | 0 | 0
PeakG | 0 | 0 | 0 | 0 | 0 | 0
PeakO | 0 | 0 | 0 | 0 | 0 | 0
ST | 0 | 0 | 0 | 0 | 0 | 0
STOG | 0 | 0 | 0 | 0 | 0 | 0
STWD | 0 | 0 | 0 | 0 | 0 | 0
WT | 0 | 0 | 0 | 0 | 0 | 0
IGCC | 0 | 0 | 0 | 0 | 0 | 0
DemandResponse | 0 | 0 | 0 | 0 | 0 | 0
IGCC-CCS | 0 | 0 | 0 | 0 | 0 | 0
WT_off | 0 | 0 | 0 | 0 | 0 | 0
PseudoUnit | 0 | 0 | 0 | 0 | 0 | 0
FixedInterchange | 0 | 0 | 0 | 0 | 0 | 0
SO2 Emissions (MMshortTons): TVA_Transmission
ReportingType | 2015 | 2020 | 2025 | 2030 | 2035 | 2040
BM | 0 | 0 | 0 | 0 | 0 | 0
CC | 0 | 0 | 0 | 0 | 0 | 0
CSP | 0 | 0 | 0 | 0 | 0 | 0
CT | 0 | 0 | 0 | 0 | 0 | 0
Coal | 0 | 0 | 0 | 0 | 0 | 0
Geo | 0 | 0 | 0 | 0 | 0 | 0
H | 0 | 0 | 0 | 0 | 0 | 0
LFG | 0 | 0 | 0 | 0 | 0 | 0
Nuc | 0 | 0 | 0 | 0 | 0 | 0
PS | 0 | 0 | 0 | 0 | 0 | 0
PV | 0 | 0 | 0 | 0 | 0 | 0
PeakG | 0 | 0 | 0 | 0 | 0 | 0
PeakO | 0 | 0 | 0 | 0 | 0 | 0
ST | 0 | 0 | 0 | 0 | 0 | 0
STOG | 0 | 0 | 0 | 0 | 0 | 0
STWD | 0 | 0 | 0 | 0 | 0 | 0
WT | 0 | 0 | 0 | 0 | 0 | 0
IGCC | 0 | 0 | 0 | 0 | 0 | 0
DemandResponse | 0 | 0 | 0 | 0 | 0 | 0
IGCC-CCS | 0 | 0 | 0 | 0 | 0 | 0
WT_off | 0 | 0 | 0 | 0 | 0 | 0
PseudoUnit | 0 | 0 | 0 | 0 | 0 | 0
FixedInterchange | 0 | 0 | 0 | 0 | 0 | 0
SO2 Emissions (MMshortTons): VACAR
ReportingType | 2015 | 2020 | 2025 | 2030 | 2035 | 2040
BM | 0 | 0 | 0 | 0 | 0 | 0
CC | 0 | 0 | 0 | 0 | 0 | 0
CSP | 0 | 0 | 0 | 0 | 0 | 0
CT | 0 | 0 | 0 | 0 | 0 | 0
Coal | 0.03 | 0.01 | 0 | 0 | 0 | 0
Geo | 0 | 0 | 0 | 0 | 0 | 0
H | 0 | 0 | 0 | 0 | 0 | 0
LFG | 0 | 0 | 0 | 0 | 0 | 0
Nuc | 0 | 0 | 0 | 0 | 0 | 0
PS | 0 | 0 | 0 | 0 | 0 | 0
PV | 0 | 0 | 0 | 0 | 0 | 0
PeakG | 0 | 0 | 0 | 0 | 0 | 0
PeakO | 0 | 0 | 0 | 0 | 0 | 0
ST | 0 | 0 | 0 | 0 | 0 | 0
STOG | 0 | 0 | 0 | 0 | 0 | 0
STWD | 0 | 0 | 0 | 0 | 0 | 0
WT | 0 | 0 | 0 | 0 | 0 | 0
IGCC | 0 | 0 | 0 | 0 | 0 | 0
DemandResponse | 0 | 0 | 0 | 0 | 0 | 0
IGCC-CCS | 0 | 0 | 0 | 0 | 0 | 0
WT_off | 0 | 0 | 0 | 0 | 0 | 0
PseudoUnit | 0 | 0 | 0 | 0 | 0 | 0
FixedInterchange | 0 | 0 | 0 | 0 | 0 | 0
SO2 Emissions (MMshortTons): IESO
ReportingType | 2015 | 2020 | 2025 | 2030 | 2035 | 2040
BM | 0 | 0 | 0 | 0 | 0 | 0
CC | 0 | 0 | 0 | 0 | 0 | 0
CSP | 0 | 0 | 0 | 0 | 0 | 0
CT | 0 | 0 | 0 | 0 | 0 | 0
Coal | 0 | 0 | 0 | 0 | 0 | 0
Geo | 0 | 0 | 0 | 0 | 0 | 0
H | 0 | 0 | 0 | 0 | 0 | 0
LFG | 0 | 0 | 0 | 0 | 0 | 0
Nuc | 0 | 0 | 0 | 0 | 0 | 0
PS | 0 | 0 | 0 | 0 | 0 | 0
PV | 0 | 0 | 0 | 0 | 0 | 0
PeakG | 0 | 0 | 0 | 0 | 0 | 0
PeakO | 0 | 0 | 0 | 0 | 0 | 0
ST | 0 | 0 | 0 | 0 | 0 | 0
STOG | 0 | 0 | 0 | 0 | 0 | 0
STWD | 0 | 0 | 0 | 0 | 0 | 0
WT | 0 | 0 | 0 | 0 | 0 | 0
IGCC | 0 | 0 | 0 | 0 | 0 | 0
DemandResponse | 0 | 0 | 0 | 0 | 0 | 0
IGCC-CCS | 0 | 0 | 0 | 0 | 0 | 0
WT_off | 0 | 0 | 0 | 0 | 0 | 0
PseudoUnit | 0 | 0 | 0 | 0 | 0 | 0
FixedInterchange | 0 | 0 | 0 | 0 | 0 | 0
SO2 Emissions (MMshortTons): MAPP_CA
ReportingType | 2015 | 2020 | 2025 | 2030 | 2035 | 2040
BM | 0 | 0 | 0 | 0 | 0 | 0
CC | 0 | 0 | 0 | 0 | 0 | 0
CSP | 0 | 0 | 0 | 0 | 0 | 0
CT | 0 | 0 | 0 | 0 | 0 | 0
Coal | 0.01 | 0 | 0 | 0 | 0 | 0
Geo | 0 | 0 | 0 | 0 | 0 | 0
H | 0 | 0 | 0 | 0 | 0 | 0
LFG | 0 | 0 | 0 | 0 | 0 | 0
Nuc | 0 | 0 | 0 | 0 | 0 | 0
PS | 0 | 0 | 0 | 0 | 0 | 0
PV | 0 | 0 | 0 | 0 | 0 | 0
PeakG | 0 | 0 | 0 | 0 | 0 | 0
PeakO | 0 | 0 | 0 | 0 | 0 | 0
ST | 0 | 0 | 0 | 0 | 0 | 0
STOG | 0 | 0 | 0 | 0 | 0 | 0
STWD | 0 | 0 | 0 | 0 | 0 | 0
WT | 0 | 0 | 0 | 0 | 0 | 0
IGCC | 0 | 0 | 0 | 0 | 0 | 0
DemandResponse | 0 | 0 | 0 | 0 | 0 | 0
IGCC-CCS | 0 | 0 | 0 | 0 | 0 | 0
WT_off | 0 | 0 | 0 | 0 | 0 | 0
PseudoUnit | 0 | 0 | 0 | 0 | 0 | 0
FixedInterchange | 0 | 0 | 0 | 0 | 0 | 0
SO2 Emissions (MMshortTons): AZ_NM_SNV_Coal
ReportingType | 2015 | 2020 | 2025 | 2030 | 2035 | 2040
BM | 0 | 0 | 0 | 0 | 0 | 0
CC | 0 | 0 | 0 | 0 | 0 | 0
CSP | 0 | 0 | 0 | 0 | 0 | 0
CT | 0 | 0 | 0 | 0 | 0 | 0
Coal | 0.02 | 0.02 | 0 | 0 | 0 | 0
Geo | 0 | 0 | 0 | 0 | 0 | 0
H | 0 | 0 | 0 | 0 | 0 | 0
LFG | 0 | 0 | 0 | 0 | 0 | 0
Nuc | 0 | 0 | 0 | 0 | 0 | 0
PS | 0 | 0 | 0 | 0 | 0 | 0
PV | 0 | 0 | 0 | 0 | 0 | 0
PeakG | 0 | 0 | 0 | 0 | 0 | 0
PeakO | 0 | 0 | 0 | 0 | 0 | 0
ST | 0 | 0 | 0 | 0 | 0 | 0
STOG | 0 | 0 | 0 | 0 | 0 | 0
STWD | 0 | 0 | 0 | 0 | 0 | 0
WT | 0 | 0 | 0 | 0 | 0 | 0
IGCC | 0 | 0 | 0 | 0 | 0 | 0
DemandResponse | 0 | 0 | 0 | 0 | 0 | 0
IGCC-CCS | 0 | 0 | 0 | 0 | 0 | 0
WT_off | 0 | 0 | 0 | 0 | 0 | 0
PseudoUnit | 0 | 0 | 0 | 0 | 0 | 0
FixedInterchange | 0 | 0 | 0 | 0 | 0 | 0
SO2 Emissions (MMshortTons): AZ_NM_SNV_Gas
ReportingType | 2015 | 2020 | 2025 | 2030 | 2035 | 2040
BM | 0 | 0 | 0 | 0 | 0 | 0
CC | 0 | 0 | 0 | 0 | 0 | 0
CSP | 0 | 0 | 0 | 0 | 0 | 0
CT | 0 | 0 | 0 | 0 | 0 | 0
Coal | 0 | 0 | 0 | 0 | 0 | 0
Geo | 0 | 0 | 0 | 0 | 0 | 0
H | 0 | 0 | 0 | 0 | 0 | 0
LFG | 0 | 0 | 0 | 0 | 0 | 0
Nuc | 0 | 0 | 0 | 0 | 0 | 0
PS | 0 | 0 | 0 | 0 | 0 | 0
PV | 0 | 0 | 0 | 0 | 0 | 0
PeakG | 0 | 0 | 0 | 0 | 0 | 0
PeakO | 0 | 0 | 0 | 0 | 0 | 0
ST | 0 | 0 | 0 | 0 | 0 | 0
STOG | 0 | 0 | 0 | 0 | 0 | 0
STWD | 0 | 0 | 0 | 0 | 0 | 0
WT | 0 | 0 | 0 | 0 | 0 | 0
IGCC | 0 | 0 | 0 | 0 | 0 | 0
DemandResponse | 0 | 0 | 0 | 0 | 0 | 0
IGCC-CCS | 0 | 0 | 0 | 0 | 0 | 0
WT_off | 0 | 0 | 0 | 0 | 0 | 0
PseudoUnit | 0 | 0 | 0 | 0 | 0 | 0
FixedInterchange | 0 | 0 | 0 | 0 | 0 | 0
SO2 Emissions (MMshortTons): AZ_NM_SNV_NucRenew
ReportingType | 2015 | 2020 | 2025 | 2030 | 2035 | 2040
BM | 0 | 0 | 0 | 0 | 0 | 0
CC | 0 | 0 | 0 | 0 | 0 | 0
CSP | 0 | 0 | 0 | 0 | 0 | 0
CT | 0 | 0 | 0 | 0 | 0 | 0
Coal | 0 | 0 | 0 | 0 | 0 | 0
Geo | 0 | 0 | 0 | 0 | 0 | 0
H | 0 | 0 | 0 | 0 | 0 | 0
LFG | 0 | 0 | 0 | 0 | 0 | 0
Nuc | 0 | 0 | 0 | 0 | 0 | 0
PS | 0 | 0 | 0 | 0 | 0 | 0
PV | 0 | 0 | 0 | 0 | 0 | 0
PeakG | 0 | 0 | 0 | 0 | 0 | 0
PeakO | 0 | 0 | 0 | 0 | 0 | 0
ST | 0 | 0 | 0 | 0 | 0 | 0
STOG | 0 | 0 | 0 | 0 | 0 | 0
STWD | 0 | 0 | 0 | 0 | 0 | 0
WT | 0 | 0 | 0 | 0 | 0 | 0
IGCC | 0 | 0 | 0 | 0 | 0 | 0
DemandResponse | 0 | 0 | 0 | 0 | 0 | 0
IGCC-CCS | 0 | 0 | 0 | 0 | 0 | 0
WT_off | 0 | 0 | 0 | 0 | 0 | 0
PseudoUnit | 0 | 0 | 0 | 0 | 0 | 0
FixedInterchange | 0 | 0 | 0 | 0 | 0 | 0
SO2 Emissions (MMshortTons): ERCOT
ReportingType | 2015 | 2020 | 2025 | 2030 | 2035 | 2040
BM | 0 | 0 | 0 | 0 | 0 | 0
CC | 0 | 0 | 0 | 0 | 0 | 0
CSP | 0 | 0 | 0 | 0 | 0 | 0
CT | 0 | 0 | 0 | 0 | 0 | 0
Coal | 0.05 | 0.02 | 0 | 0 | 0 | 0
Geo | 0 | 0 | 0 | 0 | 0 | 0
H | 0 | 0 | 0 | 0 | 0 | 0
LFG | 0 | 0 | 0 | 0 | 0 | 0
Nuc | 0 | 0 | 0 | 0 | 0 | 0
PS | 0 | 0 | 0 | 0 | 0 | 0
PV | 0 | 0 | 0 | 0 | 0 | 0
PeakG | 0 | 0 | 0 | 0 | 0 | 0
PeakO | 0 | 0 | 0 | 0 | 0 | 0
ST | 0 | 0 | 0 | 0 | 0 | 0
STOG | 0 | 0 | 0 | 0 | 0 | 0
STWD | 0 | 0 | 0 | 0 | 0 | 0
WT | 0 | 0 | 0 | 0 | 0 | 0
IGCC | 0 | 0 | 0 | 0 | 0 | 0
DemandResponse | 0 | 0 | 0 | 0 | 0 | 0
IGCC-CCS | 0 | 0 | 0 | 0 | 0 | 0
WT_off | 0 | 0 | 0 | 0 | 0 | 0
PseudoUnit | 0 | 0 | 0 | 0 | 0 | 0
FixedInterchange | 0 | 0 | 0 | 0 | 0 | 0
SO2 Emissions (MMshortTons): NP15
ReportingType | 2015 | 2020 | 2025 | 2030 | 2035 | 2040
BM | 0 | 0 | 0 | 0 | 0 | 0
CC | 0 | 0 | 0 | 0 | 0 | 0
CSP | 0 | 0 | 0 | 0 | 0 | 0
CT | 0 | 0 | 0 | 0 | 0 | 0
Coal | 0.01 | 0 | 0 | 0 | 0 | 0
Geo | 0 | 0 | 0 | 0 | 0 | 0
H | 0 | 0 | 0 | 0 | 0 | 0
LFG | 0 | 0 | 0 | 0 | 0 | 0
Nuc | 0 | 0 | 0 | 0 | 0 | 0
PS | 0 | 0 | 0 | 0 | 0 | 0
PV | 0 | 0 | 0 | 0 | 0 | 0
PeakG | 0 | 0 | 0 | 0 | 0 | 0
PeakO | 0 | 0 | 0 | 0 | 0 | 0
ST | 0 | 0 | 0 | 0 | 0 | 0
STOG | 0 | 0 | 0 | 0 | 0 | 0
STWD | 0 | 0 | 0 | 0 | 0 | 0
WT | 0 | 0 | 0 | 0 | 0 | 0
IGCC | 0 | 0 | 0 | 0 | 0 | 0
DemandResponse | 0 | 0 | 0 | 0 | 0 | 0
IGCC-CCS | 0 | 0 | 0 | 0 | 0 | 0
WT_off | 0 | 0 | 0 | 0 | 0 | 0
PseudoUnit | 0 | 0 | 0 | 0 | 0 | 0
FixedInterchange | 0 | 0 | 0 | 0 | 0 | 0
SO2 Emissions (MMshortTons): NWPP_Coal
ReportingType | 2015 | 2020 | 2025 | 2030 | 2035 | 2040
BM | 0 | 0 | 0 | 0 | 0 | 0
CC | 0 | 0 | 0 | 0 | 0 | 0
CSP | 0 | 0 | 0 | 0 | 0 | 0
CT | 0 | 0 | 0 | 0 | 0 | 0
Coal | 0.06 | 0.01 | 0 | 0 | 0 | 0
Geo | 0 | 0 | 0 | 0 | 0 | 0
H | 0 | 0 | 0 | 0 | 0 | 0
LFG | 0 | 0 | 0 | 0 | 0 | 0
Nuc | 0 | 0 | 0 | 0 | 0 | 0
PS | 0 | 0 | 0 | 0 | 0 | 0
PV | 0 | 0 | 0 | 0 | 0 | 0
PeakG | 0 | 0 | 0 | 0 | 0 | 0
PeakO | 0 | 0 | 0 | 0 | 0 | 0
ST | 0 | 0 | 0 | 0 | 0 | 0
STOG | 0 | 0 | 0 | 0 | 0 | 0
STWD | 0 | 0 | 0 | 0 | 0 | 0
WT | 0 | 0 | 0 | 0 | 0 | 0
IGCC | 0 | 0 | 0 | 0 | 0 | 0
DemandResponse | 0 | 0 | 0 | 0 | 0 | 0
IGCC-CCS | 0 | 0 | 0 | 0 | 0 | 0
WT_off | 0 | 0 | 0 | 0 | 0 | 0
PseudoUnit | 0 | 0 | 0 | 0 | 0 | 0
FixedInterchange | 0 | 0 | 0 | 0 | 0 | 0
SO2 Emissions (MMshortTons): NWPP_Gas
ReportingType | 2015 | 2020 | 2025 | 2030 | 2035 | 2040
BM | 0 | 0 | 0 | 0 | 0 | 0
CC | 0 | 0 | 0 | 0 | 0 | 0
CSP | 0 | 0 | 0 | 0 | 0 | 0
CT | 0 | 0 | 0 | 0 | 0 | 0
Coal | 0 | 0 | 0 | 0 | 0 | 0
Geo | 0 | 0 | 0 | 0 | 0 | 0
H | 0 | 0 | 0 | 0 | 0 | 0
LFG | 0 | 0 | 0 | 0 | 0 | 0
Nuc | 0 | 0 | 0 | 0 | 0 | 0
PS | 0 | 0 | 0 | 0 | 0 | 0
PV | 0 | 0 | 0 | 0 | 0 | 0
PeakG | 0 | 0 | 0 | 0 | 0 | 0
PeakO | 0 | 0 | 0 | 0 | 0 | 0
ST | 0 | 0 | 0 | 0 | 0 | 0
STOG | 0 | 0 | 0 | 0 | 0 | 0
STWD | 0 | 0 | 0 | 0 | 0 | 0
WT | 0 | 0 | 0 | 0 | 0 | 0
IGCC | 0 | 0 | 0 | 0 | 0 | 0
DemandResponse | 0 | 0 | 0 | 0 | 0 | 0
IGCC-CCS | 0 | 0 | 0 | 0 | 0 | 0
WT_off | 0 | 0 | 0 | 0 | 0 | 0
PseudoUnit | 0 | 0 | 0 | 0 | 0 | 0
FixedInterchange | 0 | 0 | 0 | 0 | 0 | 0
SO2 Emissions (MMshortTons): NWPP_NucRenew
ReportingType | 2015 | 2020 | 2025 | 2030 | 2035 | 2040
BM | 0 | 0 | 0 | 0 | 0 | 0
CC | 0 | 0 | 0 | 0 | 0 | 0
CSP | 0 | 0 | 0 | 0 | 0 | 0
CT | 0 | 0 | 0 | 0 | 0 | 0
Coal | 0 | 0 | 0 | 0 | 0 | 0
Geo | 0 | 0 | 0 | 0 | 0 | 0
H | 0 | 0 | 0 | 0 | 0 | 0
LFG | 0 | 0 | 0 | 0 | 0 | 0
Nuc | 0 | 0 | 0 | 0 | 0 | 0
PS | 0 | 0 | 0 | 0 | 0 | 0
PV | 0 | 0 | 0 | 0 | 0 | 0
PeakG | 0 | 0 | 0 | 0 | 0 | 0
PeakO | 0 | 0 | 0 | 0 | 0 | 0
ST | 0 | 0 | 0 | 0 | 0 | 0
STOG | 0 | 0 | 0 | 0 | 0 | 0
STWD | 0 | 0 | 0 | 0 | 0 | 0
WT | 0 | 0 | 0 | 0 | 0 | 0
IGCC | 0 | 0 | 0 | 0 | 0 | 0
DemandResponse | 0 | 0 | 0 | 0 | 0 | 0
IGCC-CCS | 0 | 0 | 0 | 0 | 0 | 0
WT_off | 0 | 0 | 0 | 0 | 0 | 0
PseudoUnit | 0 | 0 | 0 | 0 | 0 | 0
FixedInterchange | 0 | 0 | 0 | 0 | 0 | 0
SO2 Emissions (MMshortTons): RMPA
ReportingType | 2015 | 2020 | 2025 | 2030 | 2035 | 2040
BM | 0 | 0 | 0 | 0 | 0 | 0
CC | 0 | 0 | 0 | 0 | 0 | 0
CSP | 0 | 0 | 0 | 0 | 0 | 0
CT | 0 | 0 | 0 | 0 | 0 | 0
Coal | 0.06 | 0.02 | 0 | 0 | 0 | 0
Geo | 0 | 0 | 0 | 0 | 0 | 0
H | 0 | 0 | 0 | 0 | 0 | 0
LFG | 0 | 0 | 0 | 0 | 0 | 0
Nuc | 0 | 0 | 0 | 0 | 0 | 0
PS | 0 | 0 | 0 | 0 | 0 | 0
PV | 0 | 0 | 0 | 0 | 0 | 0
PeakG | 0 | 0 | 0 | 0 | 0 | 0
PeakO | 0 | 0 | 0 | 0 | 0 | 0
ST | 0 | 0 | 0 | 0 | 0 | 0
STOG | 0 | 0 | 0 | 0 | 0 | 0
STWD | 0 | 0 | 0 | 0 | 0 | 0
WT | 0 | 0 | 0 | 0 | 0 | 0
IGCC | 0 | 0 | 0 | 0 | 0 | 0
DemandResponse | 0 | 0 | 0 | 0 | 0 | 0
IGCC-CCS | 0 | 0 | 0 | 0 | 0 | 0
WT_off | 0 | 0 | 0 | 0 | 0 | 0
PseudoUnit | 0 | 0 | 0 | 0 | 0 | 0
FixedInterchange | 0 | 0 | 0 | 0 | 0 | 0
SO2 Emissions (MMshortTons): SP15
ReportingType | 2015 | 2020 | 2025 | 2030 | 2035 | 2040
BM | 0 | 0 | 0 | 0 | 0 | 0
CC | 0 | 0 | 0 | 0 | 0 | 0
CSP | 0 | 0 | 0 | 0 | 0 | 0
CT | 0 | 0 | 0 | 0 | 0 | 0
Coal | 0 | 0 | 0 | 0 | 0 | 0
Geo | 0 | 0 | 0 | 0 | 0 | 0
H | 0 | 0 | 0 | 0 | 0 | 0
LFG | 0 | 0 | 0 | 0 | 0 | 0
Nuc | 0 | 0 | 0 | 0 | 0 | 0
PS | 0 | 0 | 0 | 0 | 0 | 0
PV | 0 | 0 | 0 | 0 | 0 | 0
PeakG | 0 | 0 | 0 | 0 | 0 | 0
PeakO | 0 | 0 | 0 | 0 | 0 | 0
ST | 0 | 0 | 0 | 0 | 0 | 0
STOG | 0 | 0 | 0 | 0 | 0 | 0
STWD | 0 | 0 | 0 | 0 | 0 | 0
WT | 0 | 0 | 0 | 0 | 0 | 0
IGCC | 0 | 0 | 0 | 0 | 0 | 0
DemandResponse | 0 | 0 | 0 | 0 | 0 | 0
IGCC-CCS | 0 | 0 | 0 | 0 | 0 | 0
WT_off | 0 | 0 | 0 | 0 | 0 | 0
PseudoUnit | 0 | 0 | 0 | 0 | 0 | 0
FixedInterchange | 0 | 0 | 0 | 0 | 0 | 0
SO2 Emissions (MMshortTons): ALB
ReportingType | 2015 | 2020 | 2025 | 2030 | 2035 | 2040
BM | 0 | 0 | 0 | 0 | 0 | 0
CC | 0 | 0 | 0 | 0 | 0 | 0
CSP | 0 | 0 | 0 | 0 | 0 | 0
CT | 0 | 0 | 0 | 0 | 0 | 0
Coal | 0.14 | 0.14 | 0.14 | 0 | 0 | 0
Geo | 0 | 0 | 0 | 0 | 0 | 0
H | 0 | 0 | 0 | 0 | 0 | 0
LFG | 0 | 0 | 0 | 0 | 0 | 0
Nuc | 0 | 0 | 0 | 0 | 0 | 0
PS | 0 | 0 | 0 | 0 | 0 | 0
PV | 0 | 0 | 0 | 0 | 0 | 0
PeakG | 0 | 0 | 0 | 0 | 0 | 0
PeakO | 0 | 0 | 0 | 0 | 0 | 0
ST | 0 | 0 | 0 | 0 | 0 | 0
STOG | 0 | 0 | 0 | 0 | 0 | 0
STWD | 0 | 0 | 0 | 0 | 0 | 0
WT | 0 | 0 | 0 | 0 | 0 | 0
IGCC | 0 | 0 | 0 | 0 | 0 | 0
DemandResponse | 0 | 0 | 0 | 0 | 0 | 0
IGCC-CCS | 0 | 0 | 0 | 0 | 0 | 0
WT_off | 0 | 0 | 0 | 0 | 0 | 0
PseudoUnit | 0 | 0 | 0 | 0 | 0 | 0
FixedInterchange | 0 | 0 | 0 | 0 | 0 | 0
SO2 Emissions (MMshortTons): BC
ReportingType | 2015 | 2020 | 2025 | 2030 | 2035 | 2040
BM | 0 | 0 | 0 | 0 | 0 | 0
CC | 0 | 0 | 0 | 0 | 0 | 0
CSP | 0 | 0 | 0 | 0 | 0 | 0
CT | 0 | 0 | 0 | 0 | 0 | 0
Coal | 0 | 0 | 0 | 0 | 0 | 0
Geo | 0 | 0 | 0 | 0 | 0 | 0
H | 0 | 0 | 0 | 0 | 0 | 0
LFG | 0 | 0 | 0 | 0 | 0 | 0
Nuc | 0 | 0 | 0 | 0 | 0 | 0
PS | 0 | 0 | 0 | 0 | 0 | 0
PV | 0 | 0 | 0 | 0 | 0 | 0
PeakG | 0 | 0 | 0 | 0 | 0 | 0
PeakO | 0 | 0 | 0 | 0 | 0 | 0
ST | 0 | 0 | 0 | 0 | 0 | 0
STOG | 0 | 0 | 0 | 0 | 0 | 0
STWD | 0 | 0 | 0 | 0 | 0 | 0
WT | 0 | 0 | 0 | 0 | 0 | 0
IGCC | 0 | 0 | 0 | 0 | 0 | 0
DemandResponse | 0 | 0 | 0 | 0 | 0 | 0
IGCC-CCS | 0 | 0 | 0 | 0 | 0 | 0
WT_off | 0 | 0 | 0 | 0 | 0 | 0
PseudoUnit | 0 | 0 | 0 | 0 | 0 | 0
FixedInterchange | 0 | 0 | 0 | 0 | 0 | 0
SO2 Emissions (MMshortTons): HQ_IESO
ReportingType | 2015 | 2020 | 2025 | 2030 | 2035 | 2040
BM | 0 | 0 | 0 | 0 | 0 | 0
CC | 0 | 0 | 0 | 0 | 0 | 0
CSP | 0 | 0 | 0 | 0 | 0 | 0
CT | 0 | 0 | 0 | 0 | 0 | 0
Coal | 0 | 0 | 0 | 0 | 0 | 0
Geo | 0 | 0 | 0 | 0 | 0 | 0
H | 0 | 0 | 0 | 0 | 0 | 0
LFG | 0 | 0 | 0 | 0 | 0 | 0
Nuc | 0 | 0 | 0 | 0 | 0 | 0
PS | 0 | 0 | 0 | 0 | 0 | 0
PV | 0 | 0 | 0 | 0 | 0 | 0
PeakG | 0 | 0 | 0 | 0 | 0 | 0
PeakO | 0 | 0 | 0 | 0 | 0 | 0
ST | 0 | 0 | 0 | 0 | 0 | 0
STOG | 0 | 0 | 0 | 0 | 0 | 0
STWD | 0 | 0 | 0 | 0 | 0 | 0
WT | 0 | 0 | 0 | 0 | 0 | 0
IGCC | 0 | 0 | 0 | 0 | 0 | 0
DemandResponse | 0 | 0 | 0 | 0 | 0 | 0
IGCC-CCS | 0 | 0 | 0 | 0 | 0 | 0
WT_off | 0 | 0 | 0 | 0 | 0 | 0
PseudoUnit | 0 | 0 | 0 | 0 | 0 | 0
FixedInterchange | 0 | 0 | 0 | 0 | 0 | 0
SO2 Emissions (MMshortTons): HQ_NEISO
ReportingType | 2015 | 2020 | 2025 | 2030 | 2035 | 2040
BM | 0 | 0 | 0 | 0 | 0 | 0
CC | 0 | 0 | 0 | 0 | 0 | 0
CSP | 0 | 0 | 0 | 0 | 0 | 0
CT | 0 | 0 | 0 | 0 | 0 | 0
Coal | 0 | 0 | 0 | 0 | 0 | 0
Geo | 0 | 0 | 0 | 0 | 0 | 0
H | 0 | 0 | 0 | 0 | 0 | 0
LFG | 0 | 0 | 0 | 0 | 0 | 0
Nuc | 0 | 0 | 0 | 0 | 0 | 0
PS | 0 | 0 | 0 | 0 | 0 | 0
PV | 0 | 0 | 0 | 0 | 0 | 0
PeakG | 0 | 0 | 0 | 0 | 0 | 0
PeakO | 0 | 0 | 0 | 0 | 0 | 0
ST | 0 | 0 | 0 | 0 | 0 | 0
STOG | 0 | 0 | 0 | 0 | 0 | 0
STWD | 0 | 0 | 0 | 0 | 0 | 0
WT | 0 | 0 | 0 | 0 | 0 | 0
IGCC | 0 | 0 | 0 | 0 | 0 | 0
DemandResponse | 0 | 0 | 0 | 0 | 0 | 0
IGCC-CCS | 0 | 0 | 0 | 0 | 0 | 0
WT_off | 0 | 0 | 0 | 0 | 0 | 0
PseudoUnit | 0 | 0 | 0 | 0 | 0 | 0
FixedInterchange | 0 | 0 | 0 | 0 | 0 | 0
SO2 Emissions (MMshortTons): HQ_NY
ReportingType | 2015 | 2020 | 2025 | 2030 | 2035 | 2040
BM | 0 | 0 | 0 | 0 | 0 | 0
CC | 0 | 0 | 0 | 0 | 0 | 0
CSP | 0 | 0 | 0 | 0 | 0 | 0
CT | 0 | 0 | 0 | 0 | 0 | 0
Coal | 0 | 0 | 0 | 0 | 0 | 0
Geo | 0 | 0 | 0 | 0 | 0 | 0
H | 0 | 0 | 0 | 0 | 0 | 0
LFG | 0 | 0 | 0 | 0 | 0 | 0
Nuc | 0 | 0 | 0 | 0 | 0 | 0
PS | 0 | 0 | 0 | 0 | 0 | 0
PV | 0 | 0 | 0 | 0 | 0 | 0
PeakG | 0 | 0 | 0 | 0 | 0 | 0
PeakO | 0 | 0 | 0 | 0 | 0 | 0
ST | 0 | 0 | 0 | 0 | 0 | 0
STOG | 0 | 0 | 0 | 0 | 0 | 0
STWD | 0 | 0 | 0 | 0 | 0 | 0
WT | 0 | 0 | 0 | 0 | 0 | 0
IGCC | 0 | 0 | 0 | 0 | 0 | 0
DemandResponse | 0 | 0 | 0 | 0 | 0 | 0
IGCC-CCS | 0 | 0 | 0 | 0 | 0 | 0
WT_off | 0 | 0 | 0 | 0 | 0 | 0
PseudoUnit | 0 | 0 | 0 | 0 | 0 | 0
FixedInterchange | 0 | 0 | 0 | 0 | 0 | 0
SO2 Emissions (MMshortTons): MARITIMES
ReportingType | 2015 | 2020 | 2025 | 2030 | 2035 | 2040
BM | 0 | 0 | 0 | 0 | 0 | 0
CC | 0 | 0 | 0 | 0 | 0 | 0
CSP | 0 | 0 | 0 | 0 | 0 | 0
CT | 0 | 0 | 0 | 0 | 0 | 0
Coal | 0 | 0 | 0 | 0 | 0 | 0
Geo | 0 | 0 | 0 | 0 | 0 | 0
H | 0 | 0 | 0 | 0 | 0 | 0
LFG | 0 | 0 | 0 | 0 | 0 | 0
Nuc | 0 | 0 | 0 | 0 | 0 | 0
PS | 0 | 0 | 0 | 0 | 0 | 0
PV | 0 | 0 | 0 | 0 | 0 | 0
PeakG | 0 | 0 | 0 | 0 | 0 | 0
PeakO | 0 | 0 | 0 | 0 | 0 | 0
ST | 0 | 0 | 0 | 0 | 0 | 0
STOG | 0 | 0 | 0 | 0 | 0 | 0
STWD | 0 | 0 | 0 | 0 | 0 | 0
WT | 0 | 0 | 0 | 0 | 0 | 0
IGCC | 0 | 0 | 0 | 0 | 0 | 0
DemandResponse | 0 | 0 | 0 | 0 | 0 | 0
IGCC-CCS | 0 | 0 | 0 | 0 | 0 | 0
WT_off | 0 | 0 | 0 | 0 | 0 | 0
PseudoUnit | 0 | 0 | 0 | 0 | 0 | 0
FixedInterchange | 0 | 0 | 0 | 0 | 0 | 0
SO2 Emissions (MMshortTons): All
ReportingType | 2015 | 2020 | 2025 | 2030 | 2035 | 2040
BM | 0 | 0 | 0 | 0 | 0 | 0
CC | 0 | 0 | 0 | 0 | 0 | 0
CSP | 0 | 0 | 0 | 0 | 0 | 0
CT | 0 | 0 | 0 | 0 | 0 | 0
Coal | 3.86 | 0.39 | 0.16 | 0.01 | 0.01 | 0.01
Geo | 0 | 0 | 0 | 0 | 0 | 0
H | 0 | 0 | 0 | 0 | 0 | 0
LFG | 0 | 0 | 0 | 0 | 0 | 0
Nuc | 0 | 0 | 0 | 0 | 0 | 0
PS | 0 | 0 | 0 | 0 | 0 | 0
PV | 0 | 0 | 0 | 0 | 0 | 0
PeakG | 0 | 0 | 0 | 0 | 0 | 0
PeakO | 0 | 0 | 0 | 0 | 0 | 0
ST | 0 | 0 | 0 | 0 | 0 | 0
STOG | 0 | 0 | 0 | 0 | 0 | 0
STWD | 0 | 0 | 0 | 0 | 0 | 0
WT | 0 | 0 | 0 | 0 | 0 | 0
IGCC | 0 | 0 | 0 | 0 | 0 | 0
DemandResponse | 0 | 0 | 0 | 0 | 0 | 0
IGCC-CCS | 0 | 0 | 0 | 0 | 0 | 0
WT_off | 0 | 0 | 0 | 0 | 0 | 0
PseudoUnit | 0 | 0 | 0 | 0 | 0 | 0
FixedInterchange | 0 | 0 | 0 | 0 | 0 | 0
SO2 Emissions (MMshortTons): EI_US
ReportingType | 2015 | 2020 | 2025 | 2030 | 2035 | 2040
BM | 0 | 0 | 0 | 0 | 0 | 0
CC | 0 | 0 | 0 | 0 | 0 | 0
CSP | 0 | 0 | 0 | 0 | 0 | 0
CT | 0 | 0 | 0 | 0 | 0 | 0
Coal | 3.51 | 0.18 | 0.01 | 0 | 0.01 | 0.01
Geo | 0 | 0 | 0 | 0 | 0 | 0
H | 0 | 0 | 0 | 0 | 0 | 0
LFG | 0 | 0 | 0 | 0 | 0 | 0
Nuc | 0 | 0 | 0 | 0 | 0 | 0
PS | 0 | 0 | 0 | 0 | 0 | 0
PV | 0 | 0 | 0 | 0 | 0 | 0
PeakG | 0 | 0 | 0 | 0 | 0 | 0
PeakO | 0 | 0 | 0 | 0 | 0 | 0
ST | 0 | 0 | 0 | 0 | 0 | 0
STOG | 0 | 0 | 0 | 0 | 0 | 0
STWD | 0 | 0 | 0 | 0 | 0 | 0
WT | 0 | 0 | 0 | 0 | 0 | 0
IGCC | 0 | 0 | 0 | 0 | 0 | 0
DemandResponse | 0 | 0 | 0 | 0 | 0 | 0
IGCC-CCS | 0 | 0 | 0 | 0 | 0 | 0
WT_off | 0 | 0 | 0 | 0 | 0 | 0
PseudoUnit | 0 | 0 | 0 | 0 | 0 | 0
FixedInterchange | 0 | 0 | 0 | 0 | 0 | 0
SO2 Emissions (MMshortTons): EI_Canada
ReportingType | 2015 | 2020 | 2025 | 2030 | 2035 | 2040
BM | 0 | 0 | 0 | 0 | 0 | 0
CC | 0 | 0 | 0 | 0 | 0 | 0
CSP | 0 | 0 | 0 | 0 | 0 | 0
CT | 0 | 0 | 0 | 0 | 0 | 0
Coal | 0.01 | 0 | 0 | 0 | 0 | 0
Geo | 0 | 0 | 0 | 0 | 0 | 0
H | 0 | 0 | 0 | 0 | 0 | 0
LFG | 0 | 0 | 0 | 0 | 0 | 0
Nuc | 0 | 0 | 0 | 0 | 0 | 0
PS | 0 | 0 | 0 | 0 | 0 | 0
PV | 0 | 0 | 0 | 0 | 0 | 0
PeakG | 0 | 0 | 0 | 0 | 0 | 0
PeakO | 0 | 0 | 0 | 0 | 0 | 0
ST | 0 | 0 | 0 | 0 | 0 | 0
STOG | 0 | 0 | 0 | 0 | 0 | 0
STWD | 0 | 0 | 0 | 0 | 0 | 0
WT | 0 | 0 | 0 | 0 | 0 | 0
IGCC | 0 | 0 | 0 | 0 | 0 | 0
DemandResponse | 0 | 0 | 0 | 0 | 0 | 0
IGCC-CCS | 0 | 0 | 0 | 0 | 0 | 0
WT_off | 0 | 0 | 0 | 0 | 0 | 0
PseudoUnit | 0 | 0 | 0 | 0 | 0 | 0
FixedInterchange | 0 | 0 | 0 | 0 | 0 | 0
SO2 Emissions (MMshortTons): EI
ReportingType | 2015 | 2020 | 2025 | 2030 | 2035 | 2040
BM | 0 | 0 | 0 | 0 | 0 | 0
CC | 0 | 0 | 0 | 0 | 0 | 0
CSP | 0 | 0 | 0 | 0 | 0 | 0
CT | 0 | 0 | 0 | 0 | 0 | 0
Coal | 3.51 | 0.18 | 0.01 | 0 | 0.01 | 0.01
Geo | 0 | 0 | 0 | 0 | 0 | 0
H | 0 | 0 | 0 | 0 | 0 | 0
LFG | 0 | 0 | 0 | 0 | 0 | 0
Nuc | 0 | 0 | 0 | 0 | 0 | 0
PS | 0 | 0 | 0 | 0 | 0 | 0
PV | 0 | 0 | 0 | 0 | 0 | 0
PeakG | 0 | 0 | 0 | 0 | 0 | 0
PeakO | 0 | 0 | 0 | 0 | 0 | 0
ST | 0 | 0 | 0 | 0 | 0 | 0
STOG | 0 | 0 | 0 | 0 | 0 | 0
STWD | 0 | 0 | 0 | 0 | 0 | 0
WT | 0 | 0 | 0 | 0 | 0 | 0
IGCC | 0 | 0 | 0 | 0 | 0 | 0
DemandResponse | 0 | 0 | 0 | 0 | 0 | 0
IGCC-CCS | 0 | 0 | 0 | 0 | 0 | 0
WT_off | 0 | 0 | 0 | 0 | 0 | 0
PseudoUnit | 0 | 0 | 0 | 0 | 0 | 0
FixedInterchange | 0 | 0 | 0 | 0 | 0 | 0
SO2 Emissions (MMshortTons): Outside_EI
ReportingType | 2015 | 2020 | 2025 | 2030 | 2035 | 2040
BM | 0 | 0 | 0 | 0 | 0 | 0
CC | 0 | 0 | 0 | 0 | 0 | 0
CSP | 0 | 0 | 0 | 0 | 0 | 0
CT | 0 | 0 | 0 | 0 | 0 | 0
Coal | 0.35 | 0.21 | 0.15 | 0 | 0 | 0
Geo | 0 | 0 | 0 | 0 | 0 | 0
H | 0 | 0 | 0 | 0 | 0 | 0
LFG | 0 | 0 | 0 | 0 | 0 | 0
Nuc | 0 | 0 | 0 | 0 | 0 | 0
PS | 0 | 0 | 0 | 0 | 0 | 0
PV | 0 | 0 | 0 | 0 | 0 | 0
PeakG | 0 | 0 | 0 | 0 | 0 | 0
PeakO | 0 | 0 | 0 | 0 | 0 | 0
ST | 0 | 0 | 0 | 0 | 0 | 0
STOG | 0 | 0 | 0 | 0 | 0 | 0
STWD | 0 | 0 | 0 | 0 | 0 | 0
WT | 0 | 0 | 0 | 0 | 0 | 0
IGCC | 0 | 0 | 0 | 0 | 0 | 0
DemandResponse | 0 | 0 | 0 | 0 | 0 | 0
IGCC-CCS | 0 | 0 | 0 | 0 | 0 | 0
WT_off | 0 | 0 | 0 | 0 | 0 | 0
PseudoUnit | 0 | 0 | 0 | 0 | 0 | 0
FixedInterchange | 0 | 0 | 0 | 0 | 0 | 0
NOx Emissions (MMshortTons): Entergy
ReportingType | 2015 | 2020 | 2025 | 2030 | 2035 | 2040
BM | 0 | 0 | 0 | 0 | 0 | 0
CC | 0 | 0 | 0 | 0 | 0 | 0
CSP | 0 | 0 | 0 | 0 | 0 | 0
CT | 0 | 0 | 0 | 0 | 0 | 0
Coal | 0.05 | 0 | 0 | 0 | 0 | 0
Geo | 0 | 0 | 0 | 0 | 0 | 0
H | 0 | 0 | 0 | 0 | 0 | 0
LFG | 0 | 0 | 0 | 0 | 0 | 0
Nuc | 0 | 0 | 0 | 0 | 0 | 0
PS | 0 | 0 | 0 | 0 | 0 | 0
PV | 0 | 0 | 0 | 0 | 0 | 0
PeakG | 0 | 0 | 0 | 0 | 0 | 0
PeakO | 0 | 0 | 0 | 0 | 0 | 0
ST | 0 | 0 | 0 | 0 | 0 | 0
STOG | 0 | 0 | 0 | 0 | 0 | 0
STWD | 0 | 0 | 0 | 0 | 0 | 0
WT | 0 | 0 | 0 | 0 | 0 | 0
IGCC | 0 | 0 | 0 | 0 | 0 | 0
DemandResponse | 0 | 0 | 0 | 0 | 0 | 0
IGCC-CCS | 0 | 0 | 0 | 0 | 0 | 0
WT_off | 0 | 0 | 0 | 0 | 0 | 0
PseudoUnit | 0 | 0 | 0 | 0 | 0 | 0
FixedInterchange | 0 | 0 | 0 | 0 | 0 | 0
NOx Emissions (MMshortTons): FRCC
ReportingType | 2015 | 2020 | 2025 | 2030 | 2035 | 2040
BM | 0 | 0 | 0 | 0 | 0 | 0
CC | 0.01 | 0.01 | 0.01 | 0.01 | 0.01 | 0.01
CSP | 0 | 0 | 0 | 0 | 0 | 0
CT | 0 | 0 | 0 | 0 | 0 | 0
Coal | 0.02 | 0 | 0 | 0 | 0 | 0
Geo | 0 | 0 | 0 | 0 | 0 | 0
H | 0 | 0 | 0 | 0 | 0 | 0
LFG | 0 | 0 | 0 | 0 | 0 | 0
Nuc | 0 | 0 | 0 | 0 | 0 | 0
PS | 0 | 0 | 0 | 0 | 0 | 0
PV | 0 | 0 | 0 | 0 | 0 | 0
PeakG | 0 | 0 | 0 | 0 | 0 | 0
PeakO | 0 | 0 | 0 | 0 | 0 | 0
ST | 0 | 0 | 0 | 0 | 0 | 0
STOG | 0 | 0 | 0 | 0 | 0 | 0
STWD | 0 | 0 | 0 | 0 | 0 | 0
WT | 0 | 0 | 0 | 0 | 0 | 0
IGCC | 0 | 0 | 0 | 0 | 0 | 0
DemandResponse | 0 | 0 | 0 | 0 | 0 | 0
IGCC-CCS | 0 | 0 | 0 | 0 | 0 | 0
WT_off | 0 | 0 | 0 | 0 | 0 | 0
PseudoUnit | 0 | 0 | 0 | 0 | 0 | 0
FixedInterchange | 0 | 0 | 0 | 0 | 0 | 0
NOx Emissions (MMshortTons): MAPP_US
ReportingType | 2015 | 2020 | 2025 | 2030 | 2035 | 2040
BM | 0 | 0 | 0 | 0 | 0 | 0
CC | 0 | 0 | 0 | 0 | 0 | 0
CSP | 0 | 0 | 0 | 0 | 0 | 0
CT | 0 | 0 | 0 | 0 | 0 | 0
Coal | 0.02 | 0 | 0 | 0 | 0 | 0
Geo | 0 | 0 | 0 | 0 | 0 | 0
H | 0 | 0 | 0 | 0 | 0 | 0
LFG | 0 | 0 | 0 | 0 | 0 | 0
Nuc | 0 | 0 | 0 | 0 | 0 | 0
PS | 0 | 0 | 0 | 0 | 0 | 0
PV | 0 | 0 | 0 | 0 | 0 | 0
PeakG | 0 | 0 | 0 | 0 | 0 | 0
PeakO | 0 | 0 | 0 | 0 | 0 | 0
ST | 0 | 0 | 0 | 0 | 0 | 0
STOG | 0 | 0 | 0 | 0 | 0 | 0
STWD | 0 | 0 | 0 | 0 | 0 | 0
WT | 0 | 0 | 0 | 0 | 0 | 0
IGCC | 0 | 0 | 0 | 0 | 0 | 0
DemandResponse | 0 | 0 | 0 | 0 | 0 | 0
IGCC-CCS | 0 | 0 | 0 | 0 | 0 | 0
WT_off | 0 | 0 | 0 | 0 | 0 | 0
PseudoUnit | 0 | 0 | 0 | 0 | 0 | 0
FixedInterchange | 0 | 0 | 0 | 0 | 0 | 0
NOx Emissions (MMshortTons): MISO_IN
ReportingType | 2015 | 2020 | 2025 | 2030 | 2035 | 2040
BM | 0 | 0 | 0 | 0 | 0 | 0
CC | 0 | 0.01 | 0.01 | 0 | 0 | 0
CSP | 0 | 0 | 0 | 0 | 0 | 0
CT | 0 | 0 | 0 | 0 | 0 | 0
Coal | 0.05 | 0.01 | 0 | 0 | 0 | 0
Geo | 0 | 0 | 0 | 0 | 0 | 0
H | 0 | 0 | 0 | 0 | 0 | 0
LFG | 0 | 0 | 0 | 0 | 0 | 0
Nuc | 0 | 0 | 0 | 0 | 0 | 0
PS | 0 | 0 | 0 | 0 | 0 | 0
PV | 0 | 0 | 0 | 0 | 0 | 0
PeakG | 0 | 0 | 0 | 0 | 0 | 0
PeakO | 0 | 0 | 0 | 0 | 0 | 0
ST | 0 | 0 | 0 | 0 | 0 | 0
STOG | 0 | 0 | 0 | 0 | 0 | 0
STWD | 0 | 0 | 0 | 0 | 0 | 0
WT | 0 | 0 | 0 | 0 | 0 | 0
IGCC | 0 | 0 | 0 | 0 | 0 | 0
DemandResponse | 0 | 0 | 0 | 0 | 0 | 0
IGCC-CCS | 0 | 0 | 0 | 0 | 0 | 0
WT_off | 0 | 0 | 0 | 0 | 0 | 0
PseudoUnit | 0 | 0 | 0 | 0 | 0 | 0
FixedInterchange | 0 | 0 | 0 | 0 | 0 | 0
NOx Emissions (MMshortTons): MISO_MI
ReportingType | 2015 | 2020 | 2025 | 2030 | 2035 | 2040
BM | 0 | 0 | 0 | 0 | 0 | 0
CC | 0 | 0 | 0 | 0 | 0 | 0
CSP | 0 | 0 | 0 | 0 | 0 | 0
CT | 0 | 0 | 0 | 0 | 0 | 0
Coal | 0.03 | 0 | 0 | 0 | 0 | 0
Geo | 0 | 0 | 0 | 0 | 0 | 0
H | 0 | 0 | 0 | 0 | 0 | 0
LFG | 0 | 0 | 0 | 0 | 0 | 0
Nuc | 0 | 0 | 0 | 0 | 0 | 0
PS | 0 | 0 | 0 | 0 | 0 | 0
PV | 0 | 0 | 0 | 0 | 0 | 0
PeakG | 0 | 0 | 0 | 0 | 0 | 0
PeakO | 0 | 0 | 0 | 0 | 0 | 0
ST | 0 | 0 | 0 | 0 | 0 | 0
STOG | 0 | 0 | 0 | 0 | 0 | 0
STWD | 0 | 0 | 0 | 0 | 0 | 0
WT | 0 | 0 | 0 | 0 | 0 | 0
IGCC | 0 | 0 | 0 | 0 | 0 | 0
DemandResponse | 0 | 0 | 0 | 0 | 0 | 0
IGCC-CCS | 0 | 0 | 0 | 0 | 0 | 0
WT_off | 0 | 0 | 0 | 0 | 0 | 0
PseudoUnit | 0 | 0 | 0 | 0 | 0 | 0
FixedInterchange | 0 | 0 | 0 | 0 | 0 | 0
NOx Emissions (MMshortTons): MISO_MO-IL
ReportingType | 2015 | 2020 | 2025 | 2030 | 2035 | 2040
BM | 0 | 0 | 0 | 0 | 0 | 0
CC | 0 | 0 | 0 | 0 | 0 | 0
CSP | 0 | 0 | 0 | 0 | 0 | 0
CT | 0 | 0 | 0 | 0 | 0 | 0
Coal | 0.04 | 0.01 | 0 | 0 | 0 | 0
Geo | 0 | 0 | 0 | 0 | 0 | 0
H | 0 | 0 | 0 | 0 | 0 | 0
LFG | 0 | 0 | 0 | 0 | 0 | 0
Nuc | 0 | 0 | 0 | 0 | 0 | 0
PS | 0 | 0 | 0 | 0 | 0 | 0
PV | 0 | 0 | 0 | 0 | 0 | 0
PeakG | 0 | 0 | 0 | 0 | 0 | 0
PeakO | 0 | 0 | 0 | 0 | 0 | 0
ST | 0 | 0 | 0 | 0 | 0 | 0
STOG | 0 | 0 | 0 | 0 | 0 | 0
STWD | 0 | 0 | 0 | 0 | 0 | 0
WT | 0 | 0 | 0 | 0 | 0 | 0
IGCC | 0 | 0 | 0 | 0 | 0 | 0
DemandResponse | 0 | 0 | 0 | 0 | 0 | 0
IGCC-CCS | 0 | 0 | 0 | 0 | 0 | 0
WT_off | 0 | 0 | 0 | 0 | 0 | 0
PseudoUnit | 0 | 0 | 0 | 0 | 0 | 0
FixedInterchange | 0 | 0 | 0 | 0 | 0 | 0
NOx Emissions (MMshortTons): MISO_W
ReportingType | 2015 | 2020 | 2025 | 2030 | 2035 | 2040
BM | 0 | 0 | 0 | 0 | 0 | 0
CC | 0 | 0 | 0 | 0 | 0 | 0
CSP | 0 | 0 | 0 | 0 | 0 | 0
CT | 0 | 0 | 0 | 0 | 0 | 0
Coal | 0.08 | 0.02 | 0 | 0 | 0 | 0
Geo | 0 | 0 | 0 | 0 | 0 | 0
H | 0 | 0 | 0 | 0 | 0 | 0
LFG | 0 | 0 | 0 | 0 | 0 | 0
Nuc | 0 | 0 | 0 | 0 | 0 | 0
PS | 0 | 0 | 0 | 0 | 0 | 0
PV | 0 | 0 | 0 | 0 | 0 | 0
PeakG | 0 | 0 | 0 | 0 | 0 | 0
PeakO | 0 | 0 | 0 | 0 | 0 | 0
ST | 0 | 0 | 0 | 0 | 0 | 0
STOG | 0 | 0 | 0 | 0 | 0 | 0
STWD | 0 | 0 | 0 | 0 | 0 | 0
WT | 0 | 0 | 0 | 0 | 0 | 0
IGCC | 0 | 0 | 0 | 0 | 0 | 0
DemandResponse | 0 | 0 | 0 | 0 | 0 | 0
IGCC-CCS | 0 | 0 | 0 | 0 | 0 | 0
WT_off | 0 | 0 | 0 | 0 | 0 | 0
PseudoUnit | 0 | 0 | 0 | 0 | 0 | 0
FixedInterchange | 0 | 0 | 0 | 0 | 0 | 0
NOx Emissions (MMshortTons): MISO_WUMS
ReportingType | 2015 | 2020 | 2025 | 2030 | 2035 | 2040
BM | 0 | 0 | 0 | 0 | 0 | 0
CC | 0 | 0 | 0 | 0 | 0 | 0
CSP | 0 | 0 | 0 | 0 | 0 | 0
CT | 0 | 0 | 0 | 0 | 0 | 0
Coal | 0 | 0 | 0 | 0 | 0 | 0
Geo | 0 | 0 | 0 | 0 | 0 | 0
H | 0 | 0 | 0 | 0 | 0 | 0
LFG | 0 | 0 | 0 | 0 | 0 | 0
Nuc | 0 | 0 | 0 | 0 | 0 | 0
PS | 0 | 0 | 0 | 0 | 0 | 0
PV | 0 | 0 | 0 | 0 | 0 | 0
PeakG | 0 | 0 | 0 | 0 | 0 | 0
PeakO | 0 | 0 | 0 | 0 | 0 | 0
ST | 0 | 0 | 0 | 0 | 0 | 0
STOG | 0 | 0 | 0 | 0 | 0 | 0
STWD | 0 | 0 | 0 | 0 | 0 | 0
WT | 0 | 0 | 0 | 0 | 0 | 0
IGCC | 0 | 0 | 0 | 0 | 0 | 0
DemandResponse | 0 | 0 | 0 | 0 | 0 | 0
IGCC-CCS | 0 | 0 | 0 | 0 | 0 | 0
WT_off | 0 | 0 | 0 | 0 | 0 | 0
PseudoUnit | 0 | 0 | 0 | 0 | 0 | 0
FixedInterchange | 0 | 0 | 0 | 0 | 0 | 0
NOx Emissions (MMshortTons): Nebraska
ReportingType | 2015 | 2020 | 2025 | 2030 | 2035 | 2040
BM | 0 | 0 | 0 | 0 | 0 | 0
CC | 0 | 0 | 0 | 0 | 0 | 0
CSP | 0 | 0 | 0 | 0 | 0 | 0
CT | 0 | 0 | 0 | 0 | 0 | 0
Coal | 0.04 | 0 | 0 | 0 | 0 | 0
Geo | 0 | 0 | 0 | 0 | 0 | 0
H | 0 | 0 | 0 | 0 | 0 | 0
LFG | 0 | 0 | 0 | 0 | 0 | 0
Nuc | 0 | 0 | 0 | 0 | 0 | 0
PS | 0 | 0 | 0 | 0 | 0 | 0
PV | 0 | 0 | 0 | 0 | 0 | 0
PeakG | 0 | 0 | 0 | 0 | 0 | 0
PeakO | 0 | 0 | 0 | 0 | 0 | 0
ST | 0 | 0 | 0 | 0 | 0 | 0
STOG | 0 | 0 | 0 | 0 | 0 | 0
STWD | 0 | 0 | 0 | 0 | 0 | 0
WT | 0 | 0 | 0 | 0 | 0 | 0
IGCC | 0 | 0 | 0 | 0 | 0 | 0
DemandResponse | 0 | 0 | 0 | 0 | 0 | 0
IGCC-CCS | 0 | 0 | 0 | 0 | 0 | 0
WT_off | 0 | 0 | 0 | 0 | 0 | 0
PseudoUnit | 0 | 0 | 0 | 0 | 0 | 0
FixedInterchange | 0 | 0 | 0 | 0 | 0 | 0
NOx Emissions (MMshortTons): NEISO
ReportingType | 2015 | 2020 | 2025 | 2030 | 2035 | 2040
BM | 0 | 0 | 0 | 0 | 0 | 0
CC | 0 | 0 | 0 | 0 | 0 | 0
CSP | 0 | 0 | 0 | 0 | 0 | 0
CT | 0 | 0 | 0 | 0 | 0 | 0
Coal | 0 | 0 | 0 | 0 | 0 | 0
Geo | 0 | 0 | 0 | 0 | 0 | 0
H | 0 | 0 | 0 | 0 | 0 | 0
LFG | 0 | 0 | 0 | 0 | 0 | 0
Nuc | 0 | 0 | 0 | 0 | 0 | 0
PS | 0 | 0 | 0 | 0 | 0 | 0
PV | 0 | 0 | 0 | 0 | 0 | 0
PeakG | 0 | 0 | 0 | 0 | 0 | 0
PeakO | 0 | 0 | 0 | 0 | 0 | 0
ST | 0 | 0 | 0 | 0 | 0 | 0
STOG | 0 | 0 | 0 | 0 | 0 | 0
STWD | 0 | 0 | 0 | 0 | 0 | 0
WT | 0 | 0 | 0 | 0 | 0 | 0
IGCC | 0 | 0 | 0 | 0 | 0 | 0
DemandResponse | 0 | 0 | 0 | 0 | 0 | 0
IGCC-CCS | 0 | 0 | 0 | 0 | 0 | 0
WT_off | 0 | 0 | 0 | 0 | 0 | 0
PseudoUnit | 0 | 0 | 0 | 0 | 0 | 0
FixedInterchange | 0 | 0 | 0 | 0 | 0 | 0
NOx Emissions (MMshortTons): NonRTO_Midwest
ReportingType | 2015 | 2020 | 2025 | 2030 | 2035 | 2040
BM | 0 | 0 | 0 | 0 | 0 | 0
CC | 0 | 0 | 0 | 0 | 0 | 0
CSP | 0 | 0 | 0 | 0 | 0 | 0
CT | 0 | 0 | 0 | 0 | 0 | 0
Coal | 0.04 | 0 | 0 | 0 | 0 | 0
Geo | 0 | 0 | 0 | 0 | 0 | 0
H | 0 | 0 | 0 | 0 | 0 | 0
LFG | 0 | 0 | 0 | 0 | 0 | 0
Nuc | 0 | 0 | 0 | 0 | 0 | 0
PS | 0 | 0 | 0 | 0 | 0 | 0
PV | 0 | 0 | 0 | 0 | 0 | 0
PeakG | 0 | 0 | 0 | 0 | 0 | 0
PeakO | 0 | 0 | 0 | 0 | 0 | 0
ST | 0 | 0 | 0 | 0 | 0 | 0
STOG | 0 | 0 | 0 | 0 | 0 | 0
STWD | 0 | 0 | 0 | 0 | 0 | 0
WT | 0 | 0 | 0 | 0 | 0 | 0
IGCC | 0 | 0 | 0 | 0 | 0 | 0
DemandResponse | 0 | 0 | 0 | 0 | 0 | 0
IGCC-CCS | 0 | 0 | 0 | 0 | 0 | 0
WT_off | 0 | 0 | 0 | 0 | 0 | 0
PseudoUnit | 0 | 0 | 0 | 0 | 0 | 0
FixedInterchange | 0 | 0 | 0 | 0 | 0 | 0
NOx Emissions (MMshortTons): NYISO_A-F
ReportingType | 2015 | 2020 | 2025 | 2030 | 2035 | 2040
BM | 0 | 0 | 0 | 0 | 0 | 0
CC | 0 | 0 | 0 | 0 | 0 | 0
CSP | 0 | 0 | 0 | 0 | 0 | 0
CT | 0 | 0 | 0 | 0 | 0 | 0
Coal | 0 | 0 | 0 | 0 | 0 | 0
Geo | 0 | 0 | 0 | 0 | 0 | 0
H | 0 | 0 | 0 | 0 | 0 | 0
LFG | 0 | 0 | 0 | 0 | 0 | 0
Nuc | 0 | 0 | 0 | 0 | 0 | 0
PS | 0 | 0 | 0 | 0 | 0 | 0
PV | 0 | 0 | 0 | 0 | 0 | 0
PeakG | 0 | 0 | 0 | 0 | 0 | 0
PeakO | 0 | 0 | 0 | 0 | 0 | 0
ST | 0 | 0 | 0 | 0 | 0 | 0
STOG | 0 | 0 | 0 | 0 | 0 | 0
STWD | 0 | 0 | 0 | 0 | 0 | 0
WT | 0 | 0 | 0 | 0 | 0 | 0
IGCC | 0 | 0 | 0 | 0 | 0 | 0
DemandResponse | 0 | 0 | 0 | 0 | 0 | 0
IGCC-CCS | 0 | 0 | 0 | 0 | 0 | 0
WT_off | 0 | 0 | 0 | 0 | 0 | 0
PseudoUnit | 0 | 0 | 0 | 0 | 0 | 0
FixedInterchange | 0 | 0 | 0 | 0 | 0 | 0
NOx Emissions (MMshortTons): NYISO_G-I
ReportingType | 2015 | 2020 | 2025 | 2030 | 2035 | 2040
BM | 0 | 0 | 0 | 0 | 0 | 0
CC | 0 | 0 | 0 | 0 | 0 | 0
CSP | 0 | 0 | 0 | 0 | 0 | 0
CT | 0 | 0 | 0 | 0 | 0 | 0
Coal | 0 | 0 | 0 | 0 | 0 | 0
Geo | 0 | 0 | 0 | 0 | 0 | 0
H | 0 | 0 | 0 | 0 | 0 | 0
LFG | 0 | 0 | 0 | 0 | 0 | 0
Nuc | 0 | 0 | 0 | 0 | 0 | 0
PS | 0 | 0 | 0 | 0 | 0 | 0
PV | 0 | 0 | 0 | 0 | 0 | 0
PeakG | 0 | 0 | 0 | 0 | 0 | 0
PeakO | 0 | 0 | 0 | 0 | 0 | 0
ST | 0 | 0 | 0 | 0 | 0 | 0
STOG | 0 | 0 | 0 | 0 | 0 | 0
STWD | 0 | 0 | 0 | 0 | 0 | 0
WT | 0 | 0 | 0 | 0 | 0 | 0
IGCC | 0 | 0 | 0 | 0 | 0 | 0
DemandResponse | 0 | 0 | 0 | 0 | 0 | 0
IGCC-CCS | 0 | 0 | 0 | 0 | 0 | 0
WT_off | 0 | 0 | 0 | 0 | 0 | 0
PseudoUnit | 0 | 0 | 0 | 0 | 0 | 0
FixedInterchange | 0 | 0 | 0 | 0 | 0 | 0
NOx Emissions (MMshortTons): NYISO_J-K
ReportingType | 2015 | 2020 | 2025 | 2030 | 2035 | 2040
BM | 0 | 0 | 0 | 0 | 0 | 0
CC | 0 | 0 | 0 | 0 | 0 | 0
CSP | 0 | 0 | 0 | 0 | 0 | 0
CT | 0 | 0 | 0 | 0 | 0 | 0
Coal | 0 | 0 | 0 | 0 | 0 | 0
Geo | 0 | 0 | 0 | 0 | 0 | 0
H | 0 | 0 | 0 | 0 | 0 | 0
LFG | 0 | 0 | 0 | 0 | 0 | 0
Nuc | 0 | 0 | 0 | 0 | 0 | 0
PS | 0 | 0 | 0 | 0 | 0 | 0
PV | 0 | 0 | 0 | 0 | 0 | 0
PeakG | 0 | 0 | 0 | 0 | 0 | 0
PeakO | 0 | 0 | 0 | 0 | 0 | 0
ST | 0 | 0 | 0 | 0 | 0 | 0
STOG | 0 | 0 | 0 | 0 | 0 | 0
STWD | 0 | 0 | 0 | 0 | 0 | 0
WT | 0 | 0 | 0 | 0 | 0 | 0
IGCC | 0 | 0 | 0 | 0 | 0 | 0
DemandResponse | 0 | 0 | 0 | 0 | 0 | 0
IGCC-CCS | 0 | 0 | 0 | 0 | 0 | 0
WT_off | 0 | 0 | 0 | 0 | 0 | 0
PseudoUnit | 0 | 0 | 0 | 0 | 0 | 0
FixedInterchange | 0 | 0 | 0 | 0 | 0 | 0
NOx Emissions (MMshortTons): PJM_E
ReportingType | 2015 | 2020 | 2025 | 2030 | 2035 | 2040
BM | 0 | 0 | 0 | 0 | 0 | 0
CC | 0 | 0 | 0 | 0 | 0 | 0
CSP | 0 | 0 | 0 | 0 | 0 | 0
CT | 0 | 0 | 0 | 0 | 0 | 0
Coal | 0 | 0 | 0 | 0 | 0 | 0
Geo | 0 | 0 | 0 | 0 | 0 | 0
H | 0 | 0 | 0 | 0 | 0 | 0
LFG | 0 | 0 | 0 | 0 | 0 | 0
Nuc | 0 | 0 | 0 | 0 | 0 | 0
PS | 0 | 0 | 0 | 0 | 0 | 0
PV | 0 | 0 | 0 | 0 | 0 | 0
PeakG | 0 | 0 | 0 | 0 | 0 | 0
PeakO | 0 | 0 | 0 | 0 | 0 | 0
ST | 0 | 0 | 0 | 0 | 0 | 0
STOG | 0 | 0 | 0 | 0 | 0 | 0
STWD | 0 | 0 | 0 | 0 | 0 | 0
WT | 0 | 0 | 0 | 0 | 0 | 0
IGCC | 0 | 0 | 0 | 0 | 0 | 0
DemandResponse | 0 | 0 | 0 | 0 | 0 | 0
IGCC-CCS | 0 | 0 | 0 | 0 | 0 | 0
WT_off | 0 | 0 | 0 | 0 | 0 | 0
PseudoUnit | 0 | 0 | 0 | 0 | 0 | 0
FixedInterchange | 0 | 0 | 0 | 0 | 0 | 0
NOx Emissions (MMshortTons): PJM_ROM
ReportingType | 2015 | 2020 | 2025 | 2030 | 2035 | 2040
BM | 0 | 0 | 0 | 0 | 0 | 0
CC | 0 | 0 | 0 | 0 | 0.01 | 0.01
CSP | 0 | 0 | 0 | 0 | 0 | 0
CT | 0 | 0 | 0 | 0 | 0 | 0
Coal | 0.01 | 0 | 0 | 0 | 0 | 0
Geo | 0 | 0 | 0 | 0 | 0 | 0
H | 0 | 0 | 0 | 0 | 0 | 0
LFG | 0 | 0 | 0 | 0 | 0 | 0
Nuc | 0 | 0 | 0 | 0 | 0 | 0
PS | 0 | 0 | 0 | 0 | 0 | 0
PV | 0 | 0 | 0 | 0 | 0 | 0
PeakG | 0 | 0 | 0 | 0 | 0 | 0
PeakO | 0 | 0 | 0 | 0 | 0 | 0
ST | 0 | 0 | 0 | 0 | 0 | 0
STOG | 0 | 0 | 0 | 0 | 0 | 0
STWD | 0 | 0 | 0 | 0 | 0 | 0
WT | 0 | 0 | 0 | 0 | 0 | 0
IGCC | 0 | 0 | 0 | 0 | 0 | 0
DemandResponse | 0 | 0 | 0 | 0 | 0 | 0
IGCC-CCS | 0 | 0 | 0 | 0 | 0 | 0
WT_off | 0 | 0 | 0 | 0 | 0 | 0
PseudoUnit | 0 | 0 | 0 | 0 | 0 | 0
FixedInterchange | 0 | 0 | 0 | 0 | 0 | 0
NOx Emissions (MMshortTons): PJM_ROR
ReportingType | 2015 | 2020 | 2025 | 2030 | 2035 | 2040
BM | 0 | 0 | 0 | 0 | 0 | 0
CC | 0.01 | 0.02 | 0.01 | 0.01 | 0.01 | 0.01
CSP | 0 | 0 | 0 | 0 | 0 | 0
CT | 0 | 0 | 0 | 0 | 0 | 0
Coal | 0.14 | 0.02 | 0 | 0 | 0 | 0
Geo | 0 | 0 | 0 | 0 | 0 | 0
H | 0 | 0 | 0 | 0 | 0 | 0
LFG | 0 | 0 | 0 | 0 | 0 | 0
Nuc | 0 | 0 | 0 | 0 | 0 | 0
PS | 0 | 0 | 0 | 0 | 0 | 0
PV | 0 | 0 | 0 | 0 | 0 | 0
PeakG | 0 | 0 | 0 | 0 | 0 | 0
PeakO | 0 | 0 | 0 | 0 | 0 | 0
ST | 0 | 0 | 0 | 0 | 0 | 0
STOG | 0 | 0 | 0 | 0 | 0 | 0
STWD | 0 | 0 | 0 | 0 | 0 | 0
WT | 0 | 0 | 0 | 0 | 0 | 0
IGCC | 0 | 0 | 0 | 0 | 0 | 0
DemandResponse | 0 | 0 | 0 | 0 | 0 | 0
IGCC-CCS | 0 | 0 | 0 | 0 | 0 | 0
WT_off | 0 | 0 | 0 | 0 | 0 | 0
PseudoUnit | 0 | 0 | 0 | 0 | 0 | 0
FixedInterchange | 0 | 0 | 0 | 0 | 0 | 0
NOx Emissions (MMshortTons): SOCO
ReportingType | 2015 | 2020 | 2025 | 2030 | 2035 | 2040
BM | 0 | 0 | 0 | 0 | 0 | 0
CC | 0.01 | 0.01 | 0.01 | 0.01 | 0.01 | 0.01
CSP | 0 | 0 | 0 | 0 | 0 | 0
CT | 0 | 0 | 0 | 0 | 0 | 0
Coal | 0.03 | 0 | 0 | 0 | 0 | 0
Geo | 0 | 0 | 0 | 0 | 0 | 0
H | 0 | 0 | 0 | 0 | 0 | 0
LFG | 0 | 0 | 0 | 0 | 0 | 0
Nuc | 0 | 0 | 0 | 0 | 0 | 0
PS | 0 | 0 | 0 | 0 | 0 | 0
PV | 0 | 0 | 0 | 0 | 0 | 0
PeakG | 0 | 0 | 0 | 0 | 0 | 0
PeakO | 0 | 0 | 0 | 0 | 0 | 0
ST | 0 | 0 | 0 | 0 | 0 | 0
STOG | 0 | 0 | 0 | 0 | 0 | 0
STWD | 0 | 0 | 0 | 0 | 0 | 0
WT | 0 | 0 | 0 | 0 | 0 | 0
IGCC | 0 | 0 | 0 | 0 | 0 | 0
DemandResponse | 0 | 0 | 0 | 0 | 0 | 0
IGCC-CCS | 0 | 0 | 0 | 0 | 0 | 0
WT_off | 0 | 0 | 0 | 0 | 0 | 0
PseudoUnit | 0 | 0 | 0 | 0 | 0 | 0
FixedInterchange | 0 | 0 | 0 | 0 | 0 | 0
NOx Emissions (MMshortTons): SPP_N
ReportingType | 2015 | 2020 | 2025 | 2030 | 2035 | 2040
BM | 0 | 0 | 0 | 0 | 0 | 0
CC | 0 | 0 | 0 | 0 | 0 | 0
CSP | 0 | 0 | 0 | 0 | 0 | 0
CT | 0 | 0 | 0 | 0 | 0 | 0
Coal | 0.06 | 0.01 | 0 | 0 | 0 | 0
Geo | 0 | 0 | 0 | 0 | 0 | 0
H | 0 | 0 | 0 | 0 | 0 | 0
LFG | 0 | 0 | 0 | 0 | 0 | 0
Nuc | 0 | 0 | 0 | 0 | 0 | 0
PS | 0 | 0 | 0 | 0 | 0 | 0
PV | 0 | 0 | 0 | 0 | 0 | 0
PeakG | 0 | 0 | 0 | 0 | 0 | 0
PeakO | 0 | 0 | 0 | 0 | 0 | 0
ST | 0 | 0 | 0 | 0 | 0 | 0
STOG | 0 | 0 | 0 | 0 | 0 | 0
STWD | 0 | 0 | 0 | 0 | 0 | 0
WT | 0 | 0 | 0 | 0 | 0 | 0
IGCC | 0 | 0 | 0 | 0 | 0 | 0
DemandResponse | 0 | 0 | 0 | 0 | 0 | 0
IGCC-CCS | 0 | 0 | 0 | 0 | 0 | 0
WT_off | 0 | 0 | 0 | 0 | 0 | 0
PseudoUnit | 0 | 0 | 0 | 0 | 0 | 0
FixedInterchange | 0 | 0 | 0 | 0 | 0 | 0
NOx Emissions (MMshortTons): SPP_S
ReportingType | 2015 | 2020 | 2025 | 2030 | 2035 | 2040
BM | 0 | 0 | 0 | 0 | 0 | 0
CC | 0 | 0 | 0 | 0 | 0 | 0
CSP | 0 | 0 | 0 | 0 | 0 | 0
CT | 0 | 0 | 0 | 0 | 0 | 0
Coal | 0.09 | 0.01 | 0 | 0 | 0 | 0
Geo | 0 | 0 | 0 | 0 | 0 | 0
H | 0 | 0 | 0 | 0 | 0 | 0
LFG | 0 | 0 | 0 | 0 | 0 | 0
Nuc | 0 | 0 | 0 | 0 | 0 | 0
PS | 0 | 0 | 0 | 0 | 0 | 0
PV | 0 | 0 | 0 | 0 | 0 | 0
PeakG | 0 | 0 | 0 | 0 | 0 | 0
PeakO | 0 | 0 | 0 | 0 | 0 | 0
ST | 0 | 0 | 0 | 0 | 0 | 0
STOG | 0 | 0 | 0 | 0 | 0 | 0
STWD | 0 | 0 | 0 | 0 | 0 | 0
WT | 0 | 0 | 0 | 0 | 0 | 0
IGCC | 0 | 0 | 0 | 0 | 0 | 0
DemandResponse | 0 | 0 | 0 | 0 | 0 | 0
IGCC-CCS | 0 | 0 | 0 | 0 | 0 | 0
WT_off | 0 | 0 | 0 | 0 | 0 | 0
PseudoUnit | 0 | 0 | 0 | 0 | 0 | 0
FixedInterchange | 0 | 0 | 0 | 0 | 0 | 0
NOx Emissions (MMshortTons): TVA
ReportingType | 2015 | 2020 | 2025 | 2030 | 2035 | 2040
BM | 0 | 0 | 0 | 0 | 0 | 0
CC | 0 | 0 | 0.01 | 0 | 0 | 0
CSP | 0 | 0 | 0 | 0 | 0 | 0
CT | 0 | 0 | 0 | 0 | 0 | 0
Coal | 0.02 | 0.01 | 0 | 0 | 0 | 0
Geo | 0 | 0 | 0 | 0 | 0 | 0
H | 0 | 0 | 0 | 0 | 0 | 0
LFG | 0 | 0 | 0 | 0 | 0 | 0
Nuc | 0 | 0 | 0 | 0 | 0 | 0
PS | 0 | 0 | 0 | 0 | 0 | 0
PV | 0 | 0 | 0 | 0 | 0 | 0
PeakG | 0 | 0 | 0 | 0 | 0 | 0
PeakO | 0 | 0 | 0 | 0 | 0 | 0
ST | 0 | 0 | 0 | 0 | 0 | 0
STOG | 0 | 0 | 0 | 0 | 0 | 0
STWD | 0 | 0 | 0 | 0 | 0 | 0
WT | 0 | 0 | 0 | 0 | 0 | 0
IGCC | 0 | 0 | 0 | 0 | 0 | 0
DemandResponse | 0 | 0 | 0 | 0 | 0 | 0
IGCC-CCS | 0 | 0 | 0 | 0 | 0 | 0
WT_off | 0 | 0 | 0 | 0 | 0 | 0
PseudoUnit | 0 | 0 | 0 | 0 | 0 | 0
FixedInterchange | 0 | 0 | 0 | 0 | 0 | 0
NOx Emissions (MMshortTons): TVA_Transmission
ReportingType | 2015 | 2020 | 2025 | 2030 | 2035 | 2040
BM | 0 | 0 | 0 | 0 | 0 | 0
CC | 0 | 0 | 0 | 0 | 0 | 0
CSP | 0 | 0 | 0 | 0 | 0 | 0
CT | 0 | 0 | 0 | 0 | 0 | 0
Coal | 0 | 0 | 0 | 0 | 0 | 0
Geo | 0 | 0 | 0 | 0 | 0 | 0
H | 0 | 0 | 0 | 0 | 0 | 0
LFG | 0 | 0 | 0 | 0 | 0 | 0
Nuc | 0 | 0 | 0 | 0 | 0 | 0
PS | 0 | 0 | 0 | 0 | 0 | 0
PV | 0 | 0 | 0 | 0 | 0 | 0
PeakG | 0 | 0 | 0 | 0 | 0 | 0
PeakO | 0 | 0 | 0 | 0 | 0 | 0
ST | 0 | 0 | 0 | 0 | 0 | 0
STOG | 0 | 0 | 0 | 0 | 0 | 0
STWD | 0 | 0 | 0 | 0 | 0 | 0
WT | 0 | 0 | 0 | 0 | 0 | 0
IGCC | 0 | 0 | 0 | 0 | 0 | 0
DemandResponse | 0 | 0 | 0 | 0 | 0 | 0
IGCC-CCS | 0 | 0 | 0 | 0 | 0 | 0
WT_off | 0 | 0 | 0 | 0 | 0 | 0
PseudoUnit | 0 | 0 | 0 | 0 | 0 | 0
FixedInterchange | 0 | 0 | 0 | 0 | 0 | 0
NOx Emissions (MMshortTons): VACAR
ReportingType | 2015 | 2020 | 2025 | 2030 | 2035 | 2040
BM | 0 | 0 | 0 | 0 | 0 | 0
CC | 0.01 | 0.01 | 0.01 | 0.01 | 0.01 | 0
CSP | 0 | 0 | 0 | 0 | 0 | 0
CT | 0 | 0 | 0 | 0 | 0 | 0
Coal | 0.01 | 0 | 0 | 0 | 0 | 0
Geo | 0 | 0 | 0 | 0 | 0 | 0
H | 0 | 0 | 0 | 0 | 0 | 0
LFG | 0 | 0 | 0 | 0 | 0 | 0
Nuc | 0 | 0 | 0 | 0 | 0 | 0
PS | 0 | 0 | 0 | 0 | 0 | 0
PV | 0 | 0 | 0 | 0 | 0 | 0
PeakG | 0 | 0 | 0 | 0 | 0 | 0
PeakO | 0 | 0 | 0 | 0 | 0 | 0
ST | 0 | 0 | 0 | 0 | 0 | 0
STOG | 0 | 0 | 0 | 0 | 0 | 0
STWD | 0 | 0 | 0 | 0 | 0 | 0
WT | 0 | 0 | 0 | 0 | 0 | 0
IGCC | 0 | 0 | 0 | 0 | 0 | 0
DemandResponse | 0 | 0 | 0 | 0 | 0 | 0
IGCC-CCS | 0 | 0 | 0 | 0 | 0 | 0
WT_off | 0 | 0 | 0 | 0 | 0 | 0
PseudoUnit | 0 | 0 | 0 | 0 | 0 | 0
FixedInterchange | 0 | 0 | 0 | 0 | 0 | 0
NOx Emissions (MMshortTons): IESO
ReportingType | 2015 | 2020 | 2025 | 2030 | 2035 | 2040
BM | 0 | 0 | 0 | 0 | 0 | 0
CC | 0 | 0 | 0 | 0 | 0 | 0
CSP | 0 | 0 | 0 | 0 | 0 | 0
CT | 0 | 0 | 0 | 0 | 0 | 0
Coal | 0 | 0 | 0 | 0 | 0 | 0
Geo | 0 | 0 | 0 | 0 | 0 | 0
H | 0 | 0 | 0 | 0 | 0 | 0
LFG | 0 | 0 | 0 | 0 | 0 | 0
Nuc | 0 | 0 | 0 | 0 | 0 | 0
PS | 0 | 0 | 0 | 0 | 0 | 0
PV | 0 | 0 | 0 | 0 | 0 | 0
PeakG | 0 | 0 | 0 | 0 | 0 | 0
PeakO | 0 | 0 | 0 | 0 | 0 | 0
ST | 0 | 0 | 0 | 0 | 0 | 0
STOG | 0 | 0 | 0 | 0 | 0 | 0
STWD | 0 | 0 | 0 | 0 | 0 | 0
WT | 0 | 0 | 0 | 0 | 0 | 0
IGCC | 0 | 0 | 0 | 0 | 0 | 0
DemandResponse | 0 | 0 | 0 | 0 | 0 | 0
IGCC-CCS | 0 | 0 | 0 | 0 | 0 | 0
WT_off | 0 | 0 | 0 | 0 | 0 | 0
PseudoUnit | 0 | 0 | 0 | 0 | 0 | 0
FixedInterchange | 0 | 0 | 0 | 0 | 0 | 0
NOx Emissions (MMshortTons): MAPP_CA
ReportingType | 2015 | 2020 | 2025 | 2030 | 2035 | 2040
BM | 0 | 0 | 0 | 0 | 0 | 0
CC | 0 | 0 | 0 | 0 | 0 | 0
CSP | 0 | 0 | 0 | 0 | 0 | 0
CT | 0 | 0 | 0 | 0 | 0 | 0
Coal | 0 | 0 | 0 | 0 | 0 | 0
Geo | 0 | 0 | 0 | 0 | 0 | 0
H | 0 | 0 | 0 | 0 | 0 | 0
LFG | 0 | 0 | 0 | 0 | 0 | 0
Nuc | 0 | 0 | 0 | 0 | 0 | 0
PS | 0 | 0 | 0 | 0 | 0 | 0
PV | 0 | 0 | 0 | 0 | 0 | 0
PeakG | 0 | 0 | 0 | 0 | 0 | 0
PeakO | 0 | 0 | 0 | 0 | 0 | 0
ST | 0 | 0 | 0 | 0 | 0 | 0
STOG | 0 | 0 | 0 | 0 | 0 | 0
STWD | 0 | 0 | 0 | 0 | 0 | 0
WT | 0 | 0 | 0 | 0 | 0 | 0
IGCC | 0 | 0 | 0 | 0 | 0 | 0
DemandResponse | 0 | 0 | 0 | 0 | 0 | 0
IGCC-CCS | 0 | 0 | 0 | 0 | 0 | 0
WT_off | 0 | 0 | 0 | 0 | 0 | 0
PseudoUnit | 0 | 0 | 0 | 0 | 0 | 0
FixedInterchange | 0 | 0 | 0 | 0 | 0 | 0
NOx Emissions (MMshortTons): AZ_NM_SNV_Coal
ReportingType | 2015 | 2020 | 2025 | 2030 | 2035 | 2040
BM | 0 | 0 | 0 | 0 | 0 | 0
CC | 0 | 0 | 0 | 0 | 0 | 0
CSP | 0 | 0 | 0 | 0 | 0 | 0
CT | 0 | 0 | 0 | 0 | 0 | 0
Coal | 0.08 | 0.07 | 0.01 | 0 | 0 | 0
Geo | 0 | 0 | 0 | 0 | 0 | 0
H | 0 | 0 | 0 | 0 | 0 | 0
LFG | 0 | 0 | 0 | 0 | 0 | 0
Nuc | 0 | 0 | 0 | 0 | 0 | 0
PS | 0 | 0 | 0 | 0 | 0 | 0
PV | 0 | 0 | 0 | 0 | 0 | 0
PeakG | 0 | 0 | 0 | 0 | 0 | 0
PeakO | 0 | 0 | 0 | 0 | 0 | 0
ST | 0 | 0 | 0 | 0 | 0 | 0
STOG | 0 | 0 | 0 | 0 | 0 | 0
STWD | 0 | 0 | 0 | 0 | 0 | 0
WT | 0 | 0 | 0 | 0 | 0 | 0
IGCC | 0 | 0 | 0 | 0 | 0 | 0
DemandResponse | 0 | 0 | 0 | 0 | 0 | 0
IGCC-CCS | 0 | 0 | 0 | 0 | 0 | 0
WT_off | 0 | 0 | 0 | 0 | 0 | 0
PseudoUnit | 0 | 0 | 0 | 0 | 0 | 0
FixedInterchange | 0 | 0 | 0 | 0 | 0 | 0
NOx Emissions (MMshortTons): AZ_NM_SNV_Gas
ReportingType | 2015 | 2020 | 2025 | 2030 | 2035 | 2040
BM | 0 | 0 | 0 | 0 | 0 | 0
CC | 0 | 0 | 0.01 | 0 | 0 | 0
CSP | 0 | 0 | 0 | 0 | 0 | 0
CT | 0 | 0 | 0 | 0 | 0 | 0
Coal | 0 | 0 | 0 | 0 | 0 | 0
Geo | 0 | 0 | 0 | 0 | 0 | 0
H | 0 | 0 | 0 | 0 | 0 | 0
LFG | 0 | 0 | 0 | 0 | 0 | 0
Nuc | 0 | 0 | 0 | 0 | 0 | 0
PS | 0 | 0 | 0 | 0 | 0 | 0
PV | 0 | 0 | 0 | 0 | 0 | 0
PeakG | 0 | 0 | 0 | 0 | 0 | 0
PeakO | 0 | 0 | 0 | 0 | 0 | 0
ST | 0 | 0 | 0 | 0 | 0 | 0
STOG | 0 | 0 | 0 | 0 | 0 | 0
STWD | 0 | 0 | 0 | 0 | 0 | 0
WT | 0 | 0 | 0 | 0 | 0 | 0
IGCC | 0 | 0 | 0 | 0 | 0 | 0
DemandResponse | 0 | 0 | 0 | 0 | 0 | 0
IGCC-CCS | 0 | 0 | 0 | 0 | 0 | 0
WT_off | 0 | 0 | 0 | 0 | 0 | 0
PseudoUnit | 0 | 0 | 0 | 0 | 0 | 0
FixedInterchange | 0 | 0 | 0 | 0 | 0 | 0
NOx Emissions (MMshortTons): AZ_NM_SNV_NucRenew
ReportingType | 2015 | 2020 | 2025 | 2030 | 2035 | 2040
BM | 0 | 0 | 0 | 0 | 0 | 0
CC | 0 | 0 | 0 | 0 | 0 | 0
CSP | 0 | 0 | 0 | 0 | 0 | 0
CT | 0 | 0 | 0 | 0 | 0 | 0
Coal | 0 | 0 | 0 | 0 | 0 | 0
Geo | 0 | 0 | 0 | 0 | 0 | 0
H | 0 | 0 | 0 | 0 | 0 | 0
LFG | 0 | 0 | 0 | 0 | 0 | 0
Nuc | 0 | 0 | 0 | 0 | 0 | 0
PS | 0 | 0 | 0 | 0 | 0 | 0
PV | 0 | 0 | 0 | 0 | 0 | 0
PeakG | 0 | 0 | 0 | 0 | 0 | 0
PeakO | 0 | 0 | 0 | 0 | 0 | 0
ST | 0 | 0 | 0 | 0 | 0 | 0
STOG | 0 | 0 | 0 | 0 | 0 | 0
STWD | 0 | 0 | 0 | 0 | 0 | 0
WT | 0 | 0 | 0 | 0 | 0 | 0
IGCC | 0 | 0 | 0 | 0 | 0 | 0
DemandResponse | 0 | 0 | 0 | 0 | 0 | 0
IGCC-CCS | 0 | 0 | 0 | 0 | 0 | 0
WT_off | 0 | 0 | 0 | 0 | 0 | 0
PseudoUnit | 0 | 0 | 0 | 0 | 0 | 0
FixedInterchange | 0 | 0 | 0 | 0 | 0 | 0
NOx Emissions (MMshortTons): ERCOT
ReportingType | 2015 | 2020 | 2025 | 2030 | 2035 | 2040
BM | 0 | 0 | 0 | 0 | 0 | 0
CC | 0.01 | 0.02 | 0.01 | 0.01 | 0.01 | 0.01
CSP | 0 | 0 | 0 | 0 | 0 | 0
CT | 0 | 0 | 0 | 0 | 0 | 0
Coal | 0.01 | 0.01 | 0 | 0 | 0 | 0
Geo | 0 | 0 | 0 | 0 | 0 | 0
H | 0 | 0 | 0 | 0 | 0 | 0
LFG | 0 | 0 | 0 | 0 | 0 | 0
Nuc | 0 | 0 | 0 | 0 | 0 | 0
PS | 0 | 0 | 0 | 0 | 0 | 0
PV | 0 | 0 | 0 | 0 | 0 | 0
PeakG | 0 | 0 | 0 | 0 | 0 | 0
PeakO | 0 | 0 | 0 | 0 | 0 | 0
ST | 0 | 0 | 0 | 0 | 0 | 0
STOG | 0 | 0 | 0 | 0 | 0 | 0
STWD | 0 | 0 | 0 | 0 | 0 | 0
WT | 0 | 0 | 0 | 0 | 0 | 0
IGCC | 0 | 0 | 0 | 0 | 0 | 0
DemandResponse | 0 | 0 | 0 | 0 | 0 | 0
IGCC-CCS | 0 | 0 | 0 | 0 | 0 | 0
WT_off | 0 | 0 | 0 | 0 | 0 | 0
PseudoUnit | 0 | 0 | 0 | 0 | 0 | 0
FixedInterchange | 0 | 0 | 0 | 0 | 0 | 0
NOx Emissions (MMshortTons): NP15
ReportingType | 2015 | 2020 | 2025 | 2030 | 2035 | 2040
BM | 0 | 0 | 0 | 0 | 0 | 0
CC | 0 | 0 | 0 | 0 | 0 | 0
CSP | 0 | 0 | 0 | 0 | 0 | 0
CT | 0 | 0 | 0 | 0 | 0 | 0
Coal | 0 | 0 | 0 | 0 | 0 | 0
Geo | 0 | 0 | 0 | 0 | 0 | 0
H | 0 | 0 | 0 | 0 | 0 | 0
LFG | 0 | 0 | 0 | 0 | 0 | 0
Nuc | 0 | 0 | 0 | 0 | 0 | 0
PS | 0 | 0 | 0 | 0 | 0 | 0
PV | 0 | 0 | 0 | 0 | 0 | 0
PeakG | 0 | 0 | 0 | 0 | 0 | 0
PeakO | 0 | 0 | 0 | 0 | 0 | 0
ST | 0 | 0 | 0 | 0 | 0 | 0
STOG | 0 | 0 | 0 | 0 | 0 | 0
STWD | 0 | 0 | 0 | 0 | 0 | 0
WT | 0 | 0 | 0 | 0 | 0 | 0
IGCC | 0 | 0 | 0 | 0 | 0 | 0
DemandResponse | 0 | 0 | 0 | 0 | 0 | 0
IGCC-CCS | 0 | 0 | 0 | 0 | 0 | 0
WT_off | 0 | 0 | 0 | 0 | 0 | 0
PseudoUnit | 0 | 0 | 0 | 0 | 0 | 0
FixedInterchange | 0 | 0 | 0 | 0 | 0 | 0
NOx Emissions (MMshortTons): NWPP_Coal
ReportingType | 2015 | 2020 | 2025 | 2030 | 2035 | 2040
BM | 0 | 0 | 0 | 0 | 0 | 0
CC | 0 | 0 | 0 | 0 | 0 | 0
CSP | 0 | 0 | 0 | 0 | 0 | 0
CT | 0 | 0 | 0 | 0 | 0 | 0
Coal | 0.07 | 0.05 | 0 | 0 | 0 | 0
Geo | 0 | 0 | 0 | 0 | 0 | 0
H | 0 | 0 | 0 | 0 | 0 | 0
LFG | 0 | 0 | 0 | 0 | 0 | 0
Nuc | 0 | 0 | 0 | 0 | 0 | 0
PS | 0 | 0 | 0 | 0 | 0 | 0
PV | 0 | 0 | 0 | 0 | 0 | 0
PeakG | 0 | 0 | 0 | 0 | 0 | 0
PeakO | 0 | 0 | 0 | 0 | 0 | 0
ST | 0 | 0 | 0 | 0 | 0 | 0
STOG | 0 | 0 | 0 | 0 | 0 | 0
STWD | 0 | 0 | 0 | 0 | 0 | 0
WT | 0 | 0 | 0 | 0 | 0 | 0
IGCC | 0 | 0 | 0 | 0 | 0 | 0
DemandResponse | 0 | 0 | 0 | 0 | 0 | 0
IGCC-CCS | 0 | 0 | 0 | 0 | 0 | 0
WT_off | 0 | 0 | 0 | 0 | 0 | 0
PseudoUnit | 0 | 0 | 0 | 0 | 0 | 0
FixedInterchange | 0 | 0 | 0 | 0 | 0 | 0
NOx Emissions (MMshortTons): NWPP_Gas
ReportingType | 2015 | 2020 | 2025 | 2030 | 2035 | 2040
BM | 0 | 0 | 0 | 0 | 0 | 0
CC | 0 | 0 | 0 | 0 | 0 | 0
CSP | 0 | 0 | 0 | 0 | 0 | 0
CT | 0 | 0 | 0 | 0 | 0 | 0
Coal | 0 | 0 | 0 | 0 | 0 | 0
Geo | 0 | 0 | 0 | 0 | 0 | 0
H | 0 | 0 | 0 | 0 | 0 | 0
LFG | 0 | 0 | 0 | 0 | 0 | 0
Nuc | 0 | 0 | 0 | 0 | 0 | 0
PS | 0 | 0 | 0 | 0 | 0 | 0
PV | 0 | 0 | 0 | 0 | 0 | 0
PeakG | 0 | 0 | 0 | 0 | 0 | 0
PeakO | 0 | 0 | 0 | 0 | 0 | 0
ST | 0 | 0 | 0 | 0 | 0 | 0
STOG | 0 | 0 | 0 | 0 | 0 | 0
STWD | 0 | 0 | 0 | 0 | 0 | 0
WT | 0 | 0 | 0 | 0 | 0 | 0
IGCC | 0 | 0 | 0 | 0 | 0 | 0
DemandResponse | 0 | 0 | 0 | 0 | 0 | 0
IGCC-CCS | 0 | 0 | 0 | 0 | 0 | 0
WT_off | 0 | 0 | 0 | 0 | 0 | 0
PseudoUnit | 0 | 0 | 0 | 0 | 0 | 0
FixedInterchange | 0 | 0 | 0 | 0 | 0 | 0
NOx Emissions (MMshortTons): NWPP_NucRenew
ReportingType | 2015 | 2020 | 2025 | 2030 | 2035 | 2040
BM | 0 | 0 | 0 | 0 | 0 | 0
CC | 0 | 0 | 0 | 0 | 0 | 0
CSP | 0 | 0 | 0 | 0 | 0 | 0
CT | 0 | 0 | 0 | 0 | 0 | 0
Coal | 0 | 0 | 0 | 0 | 0 | 0
Geo | 0 | 0 | 0 | 0 | 0 | 0
H | 0 | 0 | 0 | 0 | 0 | 0
LFG | 0 | 0 | 0 | 0 | 0 | 0
Nuc | 0 | 0 | 0 | 0 | 0 | 0
PS | 0 | 0 | 0 | 0 | 0 | 0
PV | 0 | 0 | 0 | 0 | 0 | 0
PeakG | 0 | 0 | 0 | 0 | 0 | 0
PeakO | 0 | 0 | 0 | 0 | 0 | 0
ST | 0 | 0 | 0 | 0 | 0 | 0
STOG | 0 | 0 | 0 | 0 | 0 | 0
STWD | 0 | 0 | 0 | 0 | 0 | 0
WT | 0 | 0 | 0 | 0 | 0 | 0
IGCC | 0 | 0 | 0 | 0 | 0 | 0
DemandResponse | 0 | 0 | 0 | 0 | 0 | 0
IGCC-CCS | 0 | 0 | 0 | 0 | 0 | 0
WT_off | 0 | 0 | 0 | 0 | 0 | 0
PseudoUnit | 0 | 0 | 0 | 0 | 0 | 0
FixedInterchange | 0 | 0 | 0 | 0 | 0 | 0
NOx Emissions (MMshortTons): RMPA
ReportingType | 2015 | 2020 | 2025 | 2030 | 2035 | 2040
BM | 0 | 0 | 0 | 0 | 0 | 0
CC | 0 | 0 | 0 | 0 | 0 | 0
CSP | 0 | 0 | 0 | 0 | 0 | 0
CT | 0 | 0 | 0 | 0 | 0 | 0
Coal | 0.05 | 0.04 | 0 | 0 | 0 | 0
Geo | 0 | 0 | 0 | 0 | 0 | 0
H | 0 | 0 | 0 | 0 | 0 | 0
LFG | 0 | 0 | 0 | 0 | 0 | 0
Nuc | 0 | 0 | 0 | 0 | 0 | 0
PS | 0 | 0 | 0 | 0 | 0 | 0
PV | 0 | 0 | 0 | 0 | 0 | 0
PeakG | 0 | 0 | 0 | 0 | 0 | 0
PeakO | 0 | 0 | 0 | 0 | 0 | 0
ST | 0 | 0 | 0 | 0 | 0 | 0
STOG | 0 | 0 | 0 | 0 | 0 | 0
STWD | 0 | 0 | 0 | 0 | 0 | 0
WT | 0 | 0 | 0 | 0 | 0 | 0
IGCC | 0 | 0 | 0 | 0 | 0 | 0
DemandResponse | 0 | 0 | 0 | 0 | 0 | 0
IGCC-CCS | 0 | 0 | 0 | 0 | 0 | 0
WT_off | 0 | 0 | 0 | 0 | 0 | 0
PseudoUnit | 0 | 0 | 0 | 0 | 0 | 0
FixedInterchange | 0 | 0 | 0 | 0 | 0 | 0
NOx Emissions (MMshortTons): SP15
ReportingType | 2015 | 2020 | 2025 | 2030 | 2035 | 2040
BM | 0 | 0 | 0 | 0 | 0 | 0
CC | 0.01 | 0.01 | 0.01 | 0.01 | 0 | 0
CSP | 0 | 0 | 0 | 0 | 0 | 0
CT | 0 | 0 | 0 | 0 | 0 | 0
Coal | 0 | 0 | 0 | 0 | 0 | 0
Geo | 0 | 0 | 0 | 0 | 0 | 0
H | 0 | 0 | 0 | 0 | 0 | 0
LFG | 0 | 0 | 0 | 0 | 0 | 0
Nuc | 0 | 0 | 0 | 0 | 0 | 0
PS | 0 | 0 | 0 | 0 | 0 | 0
PV | 0 | 0 | 0 | 0 | 0 | 0
PeakG | 0 | 0 | 0 | 0 | 0 | 0
PeakO | 0 | 0 | 0 | 0 | 0 | 0
ST | 0 | 0 | 0 | 0 | 0 | 0
STOG | 0 | 0 | 0 | 0 | 0 | 0
STWD | 0 | 0 | 0 | 0 | 0 | 0
WT | 0 | 0 | 0 | 0 | 0 | 0
IGCC | 0 | 0 | 0 | 0 | 0 | 0
DemandResponse | 0 | 0 | 0 | 0 | 0 | 0
IGCC-CCS | 0 | 0 | 0 | 0 | 0 | 0
WT_off | 0 | 0 | 0 | 0 | 0 | 0
PseudoUnit | 0 | 0 | 0 | 0 | 0 | 0
FixedInterchange | 0 | 0 | 0 | 0 | 0 | 0
NOx Emissions (MMshortTons): ALB
ReportingType | 2015 | 2020 | 2025 | 2030 | 2035 | 2040
BM | 0 | 0 | 0 | 0 | 0 | 0
CC | 0 | 0 | 0 | 0 | 0 | 0
CSP | 0 | 0 | 0 | 0 | 0 | 0
CT | 0 | 0 | 0 | 0 | 0 | 0
Coal | 0.01 | 0.01 | 0.01 | 0 | 0 | 0
Geo | 0 | 0 | 0 | 0 | 0 | 0
H | 0 | 0 | 0 | 0 | 0 | 0
LFG | 0 | 0 | 0 | 0 | 0 | 0
Nuc | 0 | 0 | 0 | 0 | 0 | 0
PS | 0 | 0 | 0 | 0 | 0 | 0
PV | 0 | 0 | 0 | 0 | 0 | 0
PeakG | 0 | 0 | 0 | 0 | 0 | 0
PeakO | 0 | 0 | 0 | 0 | 0 | 0
ST | 0 | 0 | 0 | 0 | 0 | 0
STOG | 0 | 0 | 0 | 0 | 0 | 0
STWD | 0 | 0 | 0 | 0 | 0 | 0
WT | 0 | 0 | 0 | 0 | 0 | 0
IGCC | 0 | 0 | 0 | 0 | 0 | 0
DemandResponse | 0 | 0 | 0 | 0 | 0 | 0
IGCC-CCS | 0 | 0 | 0 | 0 | 0 | 0
WT_off | 0 | 0 | 0 | 0 | 0 | 0
PseudoUnit | 0 | 0 | 0 | 0 | 0 | 0
FixedInterchange | 0 | 0 | 0 | 0 | 0 | 0
NOx Emissions (MMshortTons): BC
ReportingType | 2015 | 2020 | 2025 | 2030 | 2035 | 2040
BM | 0 | 0 | 0 | 0 | 0 | 0
CC | 0 | 0 | 0 | 0 | 0 | 0
CSP | 0 | 0 | 0 | 0 | 0 | 0
CT | 0 | 0 | 0 | 0 | 0 | 0
Coal | 0 | 0 | 0 | 0 | 0 | 0
Geo | 0 | 0 | 0 | 0 | 0 | 0
H | 0 | 0 | 0 | 0 | 0 | 0
LFG | 0 | 0 | 0 | 0 | 0 | 0
Nuc | 0 | 0 | 0 | 0 | 0 | 0
PS | 0 | 0 | 0 | 0 | 0 | 0
PV | 0 | 0 | 0 | 0 | 0 | 0
PeakG | 0 | 0 | 0 | 0 | 0 | 0
PeakO | 0 | 0 | 0 | 0 | 0 | 0
ST | 0 | 0 | 0 | 0 | 0 | 0
STOG | 0 | 0 | 0 | 0 | 0 | 0
STWD | 0 | 0 | 0 | 0 | 0 | 0
WT | 0 | 0 | 0 | 0 | 0 | 0
IGCC | 0 | 0 | 0 | 0 | 0 | 0
DemandResponse | 0 | 0 | 0 | 0 | 0 | 0
IGCC-CCS | 0 | 0 | 0 | 0 | 0 | 0
WT_off | 0 | 0 | 0 | 0 | 0 | 0
PseudoUnit | 0 | 0 | 0 | 0 | 0 | 0
FixedInterchange | 0 | 0 | 0 | 0 | 0 | 0
NOx Emissions (MMshortTons): HQ_IESO
ReportingType | 2015 | 2020 | 2025 | 2030 | 2035 | 2040
BM | 0 | 0 | 0 | 0 | 0 | 0
CC | 0 | 0 | 0 | 0 | 0 | 0
CSP | 0 | 0 | 0 | 0 | 0 | 0
CT | 0 | 0 | 0 | 0 | 0 | 0
Coal | 0 | 0 | 0 | 0 | 0 | 0
Geo | 0 | 0 | 0 | 0 | 0 | 0
H | 0 | 0 | 0 | 0 | 0 | 0
LFG | 0 | 0 | 0 | 0 | 0 | 0
Nuc | 0 | 0 | 0 | 0 | 0 | 0
PS | 0 | 0 | 0 | 0 | 0 | 0
PV | 0 | 0 | 0 | 0 | 0 | 0
PeakG | 0 | 0 | 0 | 0 | 0 | 0
PeakO | 0 | 0 | 0 | 0 | 0 | 0
ST | 0 | 0 | 0 | 0 | 0 | 0
STOG | 0 | 0 | 0 | 0 | 0 | 0
STWD | 0 | 0 | 0 | 0 | 0 | 0
WT | 0 | 0 | 0 | 0 | 0 | 0
IGCC | 0 | 0 | 0 | 0 | 0 | 0
DemandResponse | 0 | 0 | 0 | 0 | 0 | 0
IGCC-CCS | 0 | 0 | 0 | 0 | 0 | 0
WT_off | 0 | 0 | 0 | 0 | 0 | 0
PseudoUnit | 0 | 0 | 0 | 0 | 0 | 0
FixedInterchange | 0 | 0 | 0 | 0 | 0 | 0
NOx Emissions (MMshortTons): HQ_NEISO
ReportingType | 2015 | 2020 | 2025 | 2030 | 2035 | 2040
BM | 0 | 0 | 0 | 0 | 0 | 0
CC | 0 | 0 | 0 | 0 | 0 | 0
CSP | 0 | 0 | 0 | 0 | 0 | 0
CT | 0 | 0 | 0 | 0 | 0 | 0
Coal | 0 | 0 | 0 | 0 | 0 | 0
Geo | 0 | 0 | 0 | 0 | 0 | 0
H | 0 | 0 | 0 | 0 | 0 | 0
LFG | 0 | 0 | 0 | 0 | 0 | 0
Nuc | 0 | 0 | 0 | 0 | 0 | 0
PS | 0 | 0 | 0 | 0 | 0 | 0
PV | 0 | 0 | 0 | 0 | 0 | 0
PeakG | 0 | 0 | 0 | 0 | 0 | 0
PeakO | 0 | 0 | 0 | 0 | 0 | 0
ST | 0 | 0 | 0 | 0 | 0 | 0
STOG | 0 | 0 | 0 | 0 | 0 | 0
STWD | 0 | 0 | 0 | 0 | 0 | 0
WT | 0 | 0 | 0 | 0 | 0 | 0
IGCC | 0 | 0 | 0 | 0 | 0 | 0
DemandResponse | 0 | 0 | 0 | 0 | 0 | 0
IGCC-CCS | 0 | 0 | 0 | 0 | 0 | 0
WT_off | 0 | 0 | 0 | 0 | 0 | 0
PseudoUnit | 0 | 0 | 0 | 0 | 0 | 0
FixedInterchange | 0 | 0 | 0 | 0 | 0 | 0
NOx Emissions (MMshortTons): HQ_NY
ReportingType | 2015 | 2020 | 2025 | 2030 | 2035 | 2040
BM | 0 | 0 | 0 | 0 | 0 | 0
CC | 0 | 0 | 0 | 0 | 0 | 0
CSP | 0 | 0 | 0 | 0 | 0 | 0
CT | 0 | 0 | 0 | 0 | 0 | 0
Coal | 0 | 0 | 0 | 0 | 0 | 0
Geo | 0 | 0 | 0 | 0 | 0 | 0
H | 0 | 0 | 0 | 0 | 0 | 0
LFG | 0 | 0 | 0 | 0 | 0 | 0
Nuc | 0 | 0 | 0 | 0 | 0 | 0
PS | 0 | 0 | 0 | 0 | 0 | 0
PV | 0 | 0 | 0 | 0 | 0 | 0
PeakG | 0 | 0 | 0 | 0 | 0 | 0
PeakO | 0 | 0 | 0 | 0 | 0 | 0
ST | 0 | 0 | 0 | 0 | 0 | 0
STOG | 0 | 0 | 0 | 0 | 0 | 0
STWD | 0 | 0 | 0 | 0 | 0 | 0
WT | 0 | 0 | 0 | 0 | 0 | 0
IGCC | 0 | 0 | 0 | 0 | 0 | 0
DemandResponse | 0 | 0 | 0 | 0 | 0 | 0
IGCC-CCS | 0 | 0 | 0 | 0 | 0 | 0
WT_off | 0 | 0 | 0 | 0 | 0 | 0
PseudoUnit | 0 | 0 | 0 | 0 | 0 | 0
FixedInterchange | 0 | 0 | 0 | 0 | 0 | 0
NOx Emissions (MMshortTons): MARITIMES
ReportingType | 2015 | 2020 | 2025 | 2030 | 2035 | 2040
BM | 0 | 0 | 0 | 0 | 0 | 0
CC | 0 | 0 | 0 | 0 | 0 | 0
CSP | 0 | 0 | 0 | 0 | 0 | 0
CT | 0 | 0 | 0 | 0 | 0 | 0
Coal | 0 | 0 | 0 | 0 | 0 | 0
Geo | 0 | 0 | 0 | 0 | 0 | 0
H | 0 | 0 | 0 | 0 | 0 | 0
LFG | 0 | 0 | 0 | 0 | 0 | 0
Nuc | 0 | 0 | 0 | 0 | 0 | 0
PS | 0 | 0 | 0 | 0 | 0 | 0
PV | 0 | 0 | 0 | 0 | 0 | 0
PeakG | 0 | 0 | 0 | 0 | 0 | 0
PeakO | 0 | 0 | 0 | 0 | 0 | 0
ST | 0 | 0 | 0 | 0 | 0 | 0
STOG | 0 | 0 | 0 | 0 | 0 | 0
STWD | 0 | 0 | 0 | 0 | 0 | 0
WT | 0 | 0 | 0 | 0 | 0 | 0
IGCC | 0 | 0 | 0 | 0 | 0 | 0
DemandResponse | 0 | 0 | 0 | 0 | 0 | 0
IGCC-CCS | 0 | 0 | 0 | 0 | 0 | 0
WT_off | 0 | 0 | 0 | 0 | 0 | 0
PseudoUnit | 0 | 0 | 0 | 0 | 0 | 0
FixedInterchange | 0 | 0 | 0 | 0 | 0 | 0
NOx Emissions (MMshortTons): All
ReportingType | 2015 | 2020 | 2025 | 2030 | 2035 | 2040
BM | 0 | 0 | 0 | 0 | 0 | 0
CC | 0.11 | 0.13 | 0.12 | 0.08 | 0.08 | 0.08
CSP | 0 | 0 | 0 | 0 | 0 | 0
CT | 0 | 0 | 0 | 0 | 0 | 0
Coal | 0.94 | 0.27 | 0.03 | 0 | 0 | 0
Geo | 0 | 0 | 0 | 0 | 0 | 0
H | 0 | 0 | 0 | 0 | 0 | 0
LFG | 0 | 0 | 0 | 0 | 0 | 0
Nuc | 0 | 0 | 0 | 0 | 0 | 0
PS | 0 | 0 | 0 | 0 | 0 | 0
PV | 0 | 0 | 0 | 0 | 0 | 0
PeakG | 0 | 0 | 0 | 0 | 0 | 0
PeakO | 0 | 0 | 0 | 0 | 0 | 0
ST | 0 | 0 | 0 | 0 | 0 | 0
STOG | 0.01 | 0.01 | 0 | 0 | 0 | 0
STWD | 0 | 0 | 0 | 0 | 0 | 0
WT | 0 | 0 | 0 | 0 | 0 | 0
IGCC | 0 | 0 | 0 | 0 | 0 | 0
DemandResponse | 0 | 0 | 0 | 0 | 0 | 0
IGCC-CCS | 0 | 0 | 0 | 0 | 0 | 0
WT_off | 0 | 0 | 0 | 0 | 0 | 0
PseudoUnit | 0 | 0 | 0 | 0 | 0 | 0
FixedInterchange | 0 | 0 | 0 | 0 | 0 | 0
NOx Emissions (MMshortTons): EI_US
ReportingType | 2015 | 2020 | 2025 | 2030 | 2035 | 2040
BM | 0 | 0 | 0 | 0 | 0 | 0
CC | 0.07 | 0.09 | 0.08 | 0.06 | 0.06 | 0.06
CSP | 0 | 0 | 0 | 0 | 0 | 0
CT | 0 | 0 | 0 | 0 | 0 | 0
Coal | 0.71 | 0.1 | 0.01 | 0 | 0 | 0
Geo | 0 | 0 | 0 | 0 | 0 | 0
H | 0 | 0 | 0 | 0 | 0 | 0
LFG | 0 | 0 | 0 | 0 | 0 | 0
Nuc | 0 | 0 | 0 | 0 | 0 | 0
PS | 0 | 0 | 0 | 0 | 0 | 0
PV | 0 | 0 | 0 | 0 | 0 | 0
PeakG | 0 | 0 | 0 | 0 | 0 | 0
PeakO | 0 | 0 | 0 | 0 | 0 | 0
ST | 0 | 0 | 0 | 0 | 0 | 0
STOG | 0.01 | 0 | 0 | 0 | 0 | 0
STWD | 0 | 0 | 0 | 0 | 0 | 0
WT | 0 | 0 | 0 | 0 | 0 | 0
IGCC | 0 | 0 | 0 | 0 | 0 | 0
DemandResponse | 0 | 0 | 0 | 0 | 0 | 0
IGCC-CCS | 0 | 0 | 0 | 0 | 0 | 0
WT_off | 0 | 0 | 0 | 0 | 0 | 0
PseudoUnit | 0 | 0 | 0 | 0 | 0 | 0
FixedInterchange | 0 | 0 | 0 | 0 | 0 | 0
NOx Emissions (MMshortTons): EI_Canada
ReportingType | 2015 | 2020 | 2025 | 2030 | 2035 | 2040
BM | 0 | 0 | 0 | 0 | 0 | 0
CC | 0 | 0 | 0 | 0 | 0 | 0
CSP | 0 | 0 | 0 | 0 | 0 | 0
CT | 0 | 0 | 0 | 0 | 0 | 0
Coal | 0 | 0 | 0 | 0 | 0 | 0
Geo | 0 | 0 | 0 | 0 | 0 | 0
H | 0 | 0 | 0 | 0 | 0 | 0
LFG | 0 | 0 | 0 | 0 | 0 | 0
Nuc | 0 | 0 | 0 | 0 | 0 | 0
PS | 0 | 0 | 0 | 0 | 0 | 0
PV | 0 | 0 | 0 | 0 | 0 | 0
PeakG | 0 | 0 | 0 | 0 | 0 | 0
PeakO | 0 | 0 | 0 | 0 | 0 | 0
ST | 0 | 0 | 0 | 0 | 0 | 0
STOG | 0 | 0 | 0 | 0 | 0 | 0
STWD | 0 | 0 | 0 | 0 | 0 | 0
WT | 0 | 0 | 0 | 0 | 0 | 0
IGCC | 0 | 0 | 0 | 0 | 0 | 0
DemandResponse | 0 | 0 | 0 | 0 | 0 | 0
IGCC-CCS | 0 | 0 | 0 | 0 | 0 | 0
WT_off | 0 | 0 | 0 | 0 | 0 | 0
PseudoUnit | 0 | 0 | 0 | 0 | 0 | 0
FixedInterchange | 0 | 0 | 0 | 0 | 0 | 0
NOx Emissions (MMshortTons): EI
ReportingType | 2015 | 2020 | 2025 | 2030 | 2035 | 2040
BM | 0 | 0 | 0 | 0 | 0 | 0
CC | 0.07 | 0.09 | 0.08 | 0.06 | 0.06 | 0.06
CSP | 0 | 0 | 0 | 0 | 0 | 0
CT | 0 | 0 | 0 | 0 | 0 | 0
Coal | 0.71 | 0.1 | 0.01 | 0 | 0 | 0
Geo | 0 | 0 | 0 | 0 | 0 | 0
H | 0 | 0 | 0 | 0 | 0 | 0
LFG | 0 | 0 | 0 | 0 | 0 | 0
Nuc | 0 | 0 | 0 | 0 | 0 | 0
PS | 0 | 0 | 0 | 0 | 0 | 0
PV | 0 | 0 | 0 | 0 | 0 | 0
PeakG | 0 | 0 | 0 | 0 | 0 | 0
PeakO | 0 | 0 | 0 | 0 | 0 | 0
ST | 0 | 0 | 0 | 0 | 0 | 0
STOG | 0.01 | 0 | 0 | 0 | 0 | 0
STWD | 0 | 0 | 0 | 0 | 0 | 0
WT | 0 | 0 | 0 | 0 | 0 | 0
IGCC | 0 | 0 | 0 | 0 | 0 | 0
DemandResponse | 0 | 0 | 0 | 0 | 0 | 0
IGCC-CCS | 0 | 0 | 0 | 0 | 0 | 0
WT_off | 0 | 0 | 0 | 0 | 0 | 0
PseudoUnit | 0 | 0 | 0 | 0 | 0 | 0
FixedInterchange | 0 | 0 | 0 | 0 | 0 | 0
NOx Emissions (MMshortTons): Outside_EI
ReportingType | 2015 | 2020 | 2025 | 2030 | 2035 | 2040
BM | 0 | 0 | 0 | 0 | 0 | 0
CC | 0.04 | 0.04 | 0.04 | 0.03 | 0.02 | 0.02
CSP | 0 | 0 | 0 | 0 | 0 | 0
CT | 0 | 0 | 0 | 0 | 0 | 0
Coal | 0.23 | 0.17 | 0.02 | 0 | 0 | 0
Geo | 0 | 0 | 0 | 0 | 0 | 0
H | 0 | 0 | 0 | 0 | 0 | 0
LFG | 0 | 0 | 0 | 0 | 0 | 0
Nuc | 0 | 0 | 0 | 0 | 0 | 0
PS | 0 | 0 | 0 | 0 | 0 | 0
PV | 0 | 0 | 0 | 0 | 0 | 0
PeakG | 0 | 0 | 0 | 0 | 0 | 0
PeakO | 0 | 0 | 0 | 0 | 0 | 0
ST | 0 | 0 | 0 | 0 | 0 | 0
STOG | 0 | 0 | 0 | 0 | 0 | 0
STWD | 0 | 0 | 0 | 0 | 0 | 0
WT | 0 | 0 | 0 | 0 | 0 | 0
IGCC | 0 | 0 | 0 | 0 | 0 | 0
DemandResponse | 0 | 0 | 0 | 0 | 0 | 0
IGCC-CCS | 0 | 0 | 0 | 0 | 0 | 0
WT_off | 0 | 0 | 0 | 0 | 0 | 0
PseudoUnit | 0 | 0 | 0 | 0 | 0 | 0
FixedInterchange | 0 | 0 | 0 | 0 | 0 | 0
CO2 Emissions (MMshortTons): Entergy
ReportingType | 2015 | 2020 | 2025 | 2030 | 2035 | 2040
BM | 0 | 0 | 0 | 0 | 0 | 0
CC | 29.11 | 27.44 | 18.72 | 10.96 | 10.67 | 11.75
CSP | 0 | 0 | 0 | 0 | 0 | 0
CT | 0 | 0 | 0 | 0 | 0 | 0
Coal | 64.14 | 5.72 | 0.48 | 0 | 0 | 0
Geo | 0 | 0 | 0 | 0 | 0 | 0
H | 0 | 0 | 0 | 0 | 0 | 0
LFG | 0 | 0 | 0 | 0 | 0 | 0
Nuc | 0 | 0 | 0 | 0 | 0 | 0
PS | 0 | 0 | 0 | 0 | 0 | 0
PV | 0 | 0 | 0 | 0 | 0 | 0
PeakG | 0 | 0 | 0 | 0 | 0 | 0
PeakO | 0 | 0 | 0 | 0 | 0 | 0
ST | 0 | 0 | 0 | 0 | 0 | 0
STOG | 0.37 | 0.21 | 0.21 | 0 | 0 | 0
STWD | 0 | 0 | 0 | 0 | 0 | 0
WT | 0 | 0 | 0 | 0 | 0 | 0
IGCC | 0 | 0 | 0 | 0 | 0 | 0
DemandResponse | 0 | 0 | 0 | 0 | 0 | 0
IGCC-CCS | 0 | 0 | 0 | 0 | 0 | 0
WT_off | 0 | 0 | 0 | 0 | 0 | 0
PseudoUnit | 0 | 0 | 0 | 0 | 0 | 0
FixedInterchange | 0 | 0 | 0 | 0 | 0 | 0
CO2 Emissions (MMshortTons): FRCC
ReportingType | 2015 | 2020 | 2025 | 2030 | 2035 | 2040
BM | 0 | 0 | 0 | 0 | 0 | 0
CC | 75.78 | 79.8 | 78.54 | 38.93 | 35.41 | 30.07
CSP | 0 | 0 | 0 | 0 | 0 | 0
CT | 0.31 | 0.4 | 0.6 | 0.28 | 0 | 0
Coal | 18.5 | 3.7 | 0 | 0 | 0 | 0
Geo | 0 | 0 | 0 | 0 | 0 | 0
H | 0 | 0 | 0 | 0 | 0 | 0
LFG | 0 | 0 | 0 | 0 | 0 | 0
Nuc | 0 | 0 | 0 | 0 | 0 | 0
PS | 0 | 0 | 0 | 0 | 0 | 0
PV | 0 | 0 | 0 | 0 | 0 | 0
PeakG | 0.25 | 0.4 | 0.5 | 0.07 | 0.12 | 0.05
PeakO | 0 | 0 | 0 | 0 | 0 | 0
ST | 0 | 0 | 0 | 0 | 0 | 0
STOG | 0 | 0 | 0 | 0 | 0 | 0
STWD | 0 | 0 | 0 | 0 | 0 | 0
WT | 0 | 0 | 0 | 0 | 0 | 0
IGCC | 0 | 0 | 0 | 0 | 0 | 0
DemandResponse | 0 | 0 | 0 | 0 | 0 | 0
IGCC-CCS | 0 | 0 | 0 | 0 | 0 | 0
WT_off | 0 | 0 | 0 | 0 | 0 | 0
PseudoUnit | 0 | 0 | 0 | 0 | 0 | 0
FixedInterchange | 0 | 0 | 0 | 0 | 0 | 0
CO2 Emissions (MMshortTons): MAPP_US
ReportingType | 2015 | 2020 | 2025 | 2030 | 2035 | 2040
BM | 0 | 0 | 0 | 0 | 0 | 0
CC | 0.61 | 0.08 | 0.08 | 0.08 | 0.08 | 0.08
CSP | 0 | 0 | 0 | 0 | 0 | 0
CT | 0 | 0 | 0 | 0 | 0 | 0
Coal | 12.75 | 4.49 | 0.08 | 0 | 0 | 0
Geo | 0 | 0 | 0 | 0 | 0 | 0
H | 0 | 0 | 0 | 0 | 0 | 0
LFG | 0 | 0 | 0 | 0 | 0 | 0
Nuc | 0 | 0 | 0 | 0 | 0 | 0
PS | 0 | 0 | 0 | 0 | 0 | 0
PV | 0 | 0 | 0 | 0 | 0 | 0
PeakG | 0.05 | 0.04 | 0.03 | 0.04 | 0.04 | 0.04
PeakO | 0 | 0 | 0 | 0 | 0 | 0
ST | 0 | 0 | 0 | 0 | 0 | 0
STOG | 0 | 0 | 0 | 0 | 0 | 0
STWD | 0 | 0 | 0 | 0 | 0 | 0
WT | 0 | 0 | 0 | 0 | 0 | 0
IGCC | 0 | 0 | 0 | 0 | 0 | 0
DemandResponse | 0 | 0 | 0 | 0 | 0 | 0
IGCC-CCS | 0 | 0 | 0 | 0 | 0 | 0
WT_off | 0 | 0 | 0 | 0 | 0 | 0
PseudoUnit | 0 | 0 | 0 | 0 | 0 | 0
FixedInterchange | 0 | 0 | 0 | 0 | 0 | 0
CO2 Emissions (MMshortTons): MISO_IN
ReportingType | 2015 | 2020 | 2025 | 2030 | 2035 | 2040
BM | 0 | 0 | 0 | 0 | 0 | 0
CC | 5.13 | 46.35 | 44.09 | 18.69 | 18.78 | 19.36
CSP | 0 | 0 | 0 | 0 | 0 | 0
CT | 0 | 0 | 0 | 0 | 0 | 0
Coal | 60.09 | 21.28 | 1.59 | 0 | 0 | 0
Geo | 0 | 0 | 0 | 0 | 0 | 0
H | 0 | 0 | 0 | 0 | 0 | 0
LFG | 0 | 0 | 0 | 0 | 0 | 0
Nuc | 0 | 0 | 0 | 0 | 0 | 0
PS | 0 | 0 | 0 | 0 | 0 | 0
PV | 0 | 0 | 0 | 0 | 0 | 0
PeakG | 0 | 0 | 0 | 0 | 0 | 0
PeakO | 0 | 0 | 0 | 0 | 0 | 0
ST | 0 | 0 | 0 | 0 | 0 | 0
STOG | 0.02 | 0.02 | 0.01 | 0 | 0 | 0
STWD | 0 | 0 | 0 | 0 | 0 | 0
WT | 0 | 0 | 0 | 0 | 0 | 0
IGCC | 4.15 | 4.15 | 0.39 | 0.05 | 0.05 | 0.1
DemandResponse | 0 | 0 | 0 | 0 | 0 | 0
IGCC-CCS | 0 | 0 | 0 | 0 | 0 | 0
WT_off | 0 | 0 | 0 | 0 | 0 | 0
PseudoUnit | 0 | 0 | 0 | 0 | 0 | 0
FixedInterchange | 0 | 0 | 0 | 0 | 0 | 0
CO2 Emissions (MMshortTons): MISO_MI
ReportingType | 2015 | 2020 | 2025 | 2030 | 2035 | 2040
BM | 0 | 0 | 0 | 0 | 0 | 0
CC | 11.09 | 12.33 | 10.73 | 6.43 | 8.41 | 9.57
CSP | 0 | 0 | 0 | 0 | 0 | 0
CT | 0 | 0 | 0 | 0 | 0 | 0
Coal | 26.79 | 0 | 0 | 0 | 0 | 0
Geo | 0 | 0 | 0 | 0 | 0 | 0
H | 0 | 0 | 0 | 0 | 0 | 0
LFG | 0 | 0 | 0 | 0 | 0 | 0
Nuc | 0 | 0 | 0 | 0 | 0 | 0
PS | 0 | 0 | 0 | 0 | 0 | 0
PV | 0 | 0 | 0 | 0 | 0 | 0
PeakG | 0.01 | 0 | 0 | 0 | 0 | 0
PeakO | 0 | 0 | 0 | 0 | 0 | 0
ST | 0 | 0 | 0 | 0 | 0 | 0
STOG | 0.2 | 0.06 | 0.02 | 0 | 0 | 0
STWD | 0 | 0 | 0 | 0 | 0 | 0
WT | 0 | 0 | 0 | 0 | 0 | 0
IGCC | 0 | 0 | 0 | 0 | 0 | 0
DemandResponse | 0 | 0 | 0 | 0 | 0 | 0
IGCC-CCS | 0 | 0 | 0 | 0 | 0 | 0
WT_off | 0 | 0 | 0 | 0 | 0 | 0
PseudoUnit | 0 | 0 | 0 | 0 | 0 | 0
FixedInterchange | 0 | 0 | 0 | 0 | 0 | 0
CO2 Emissions (MMshortTons): MISO_MO-IL
ReportingType | 2015 | 2020 | 2025 | 2030 | 2035 | 2040
BM | 0 | 0 | 0 | 0 | 0 | 0
CC | 1.1 | 7.13 | 4.41 | 1.79 | 1.79 | 1.67
CSP | 0 | 0 | 0 | 0 | 0 | 0
CT | 0 | 0 | 0 | 0 | 0 | 0
Coal | 78.5 | 19.49 | 2.24 | 0.21 | 0.2 | 0.36
Geo | 0 | 0 | 0 | 0 | 0 | 0
H | 0 | 0 | 0 | 0 | 0 | 0
LFG | 0 | 0 | 0 | 0 | 0 | 0
Nuc | 0 | 0 | 0 | 0 | 0 | 0
PS | 0 | 0 | 0 | 0 | 0 | 0
PV | 0 | 0 | 0 | 0 | 0 | 0
PeakG | 0.14 | 0.11 | 0 | 0 | 0 | 0
PeakO | 0 | 0 | 0 | 0 | 0 | 0
ST | 0 | 0 | 0 | 0 | 0 | 0
STOG | 0 | 0 | 0 | 0 | 0 | 0
STWD | 0 | 0 | 0 | 0 | 0 | 0
WT | 0 | 0 | 0 | 0 | 0 | 0
IGCC | 0 | 0 | 0 | 0 | 0 | 0
DemandResponse | 0 | 0 | 0 | 0 | 0 | 0
IGCC-CCS | 0 | 0 | 0 | 0 | 0 | 0
WT_off | 0 | 0 | 0 | 0 | 0 | 0
PseudoUnit | 0 | 0 | 0 | 0 | 0 | 0
FixedInterchange | 0 | 0 | 0 | 0 | 0 | 0
CO2 Emissions (MMshortTons): MISO_W
ReportingType | 2015 | 2020 | 2025 | 2030 | 2035 | 2040
BM | 0 | 0 | 0 | 0 | 0 | 0
CC | 3.7 | 3.31 | 1.48 | 1.15 | 0.85 | 0.83
CSP | 0 | 0 | 0 | 0 | 0 | 0
CT | 0 | 0 | 0 | 0 | 0 | 0
Coal | 78.28 | 25.59 | 1.57 | 0.31 | 0.29 | 0.29
Geo | 0 | 0 | 0 | 0 | 0 | 0
H | 0 | 0 | 0 | 0 | 0 | 0
LFG | 0 | 0 | 0 | 0 | 0 | 0
Nuc | 0 | 0 | 0 | 0 | 0 | 0
PS | 0 | 0 | 0 | 0 | 0 | 0
PV | 0 | 0 | 0 | 0 | 0 | 0
PeakG | 0.17 | 0.01 | 0 | 0 | 0 | 0
PeakO | 0 | 0 | 0 | 0 | 0 | 0
ST | 0 | 0 | 0 | 0 | 0 | 0
STOG | 0 | 0 | 0 | 0 | 0 | 0
STWD | 0 | 0 | 0 | 0 | 0 | 0
WT | 0 | 0 | 0 | 0 | 0 | 0
IGCC | 0 | 0 | 0 | 0 | 0 | 0
DemandResponse | 0 | 0 | 0 | 0 | 0 | 0
IGCC-CCS | 0 | 0 | 0 | 0 | 0 | 0
WT_off | 0 | 0 | 0 | 0 | 0 | 0
PseudoUnit | 0 | 0 | 0 | 0 | 0 | 0
FixedInterchange | 0 | 0 | 0 | 0 | 0 | 0
CO2 Emissions (MMshortTons): MISO_WUMS
ReportingType | 2015 | 2020 | 2025 | 2030 | 2035 | 2040
BM | 0 | 0 | 0 | 0 | 0 | 0
CC | 18.92 | 25.46 | 19.31 | 13.56 | 15.2 | 15.52
CSP | 0 | 0 | 0 | 0 | 0 | 0
CT | 0 | 0 | 0 | 0 | 0 | 0.13
Coal | 11.79 | 1.29 | 0.39 | 0.05 | 0.13 | 0.13
Geo | 0 | 0 | 0 | 0 | 0 | 0
H | 0 | 0 | 0 | 0 | 0 | 0
LFG | 0 | 0 | 0 | 0 | 0 | 0
Nuc | 0 | 0 | 0 | 0 | 0 | 0
PS | 0 | 0 | 0 | 0 | 0 | 0
PV | 0 | 0 | 0 | 0 | 0 | 0
PeakG | 0 | 0 | 0 | 0 | 0 | 0
PeakO | 0 | 0 | 0 | 0 | 0 | 0
ST | 0 | 0 | 0 | 0 | 0 | 0
STOG | 0 | 0 | 0 | 0 | 0 | 0
STWD | 0 | 0 | 0 | 0 | 0 | 0
WT | 0 | 0 | 0 | 0 | 0 | 0
IGCC | 0 | 0 | 0 | 0 | 0 | 0
DemandResponse | 0 | 0 | 0 | 0 | 0 | 0
IGCC-CCS | 0 | 0 | 0 | 0 | 0 | 0
WT_off | 0 | 0 | 0 | 0 | 0 | 0
PseudoUnit | 0 | 0 | 0 | 0 | 0 | 0
FixedInterchange | 0 | 0 | 0 | 0 | 0 | 0
CO2 Emissions (MMshortTons): Nebraska
ReportingType | 2015 | 2020 | 2025 | 2030 | 2035 | 2040
BM | 0 | 0 | 0 | 0 | 0 | 0
CC | 0.28 | 0.11 | 0.11 | 0.06 | 0.06 | 0.06
CSP | 0 | 0 | 0 | 0 | 0 | 0
CT | 0 | 0 | 0 | 0 | 0 | 0
Coal | 35.38 | 2.1 | 0.39 | 0.24 | 0.24 | 0.24
Geo | 0 | 0 | 0 | 0 | 0 | 0
H | 0 | 0 | 0 | 0 | 0 | 0
LFG | 0 | 0 | 0 | 0 | 0 | 0
Nuc | 0 | 0 | 0 | 0 | 0 | 0
PS | 0 | 0 | 0 | 0 | 0 | 0
PV | 0 | 0 | 0 | 0 | 0 | 0
PeakG | 0.03 | 0 | 0 | 0 | 0 | 0
PeakO | 0 | 0 | 0 | 0 | 0 | 0
ST | 0 | 0 | 0 | 0 | 0 | 0
STOG | 0.02 | 0 | 0 | 0 | 0 | 0
STWD | 0 | 0 | 0 | 0 | 0 | 0
WT | 0 | 0 | 0 | 0 | 0 | 0
IGCC | 0 | 0 | 0 | 0 | 0 | 0
DemandResponse | 0 | 0 | 0 | 0 | 0 | 0
IGCC-CCS | 0 | 0 | 0 | 0 | 0 | 0
WT_off | 0 | 0 | 0 | 0 | 0 | 0
PseudoUnit | 0 | 0 | 0 | 0 | 0 | 0
FixedInterchange | 0 | 0 | 0 | 0 | 0 | 0
CO2 Emissions (MMshortTons): NEISO
ReportingType | 2015 | 2020 | 2025 | 2030 | 2035 | 2040
BM | 0 | 0 | 0 | 0 | 0 | 0
CC | 17.19 | 11.13 | 8.83 | 5.82 | 9.79 | 10.79
CSP | 0 | 0 | 0 | 0 | 0 | 0
CT | 0 | 0.01 | 0 | 0 | 0 | 0.01
Coal | 0.04 | 0 | 0 | 0 | 0 | 0
Geo | 0 | 0 | 0 | 0 | 0 | 0
H | 0 | 0 | 0 | 0 | 0 | 0
LFG | 0 | 0 | 0 | 0 | 0 | 0
Nuc | 0 | 0 | 0 | 0 | 0 | 0
PS | 0 | 0 | 0 | 0 | 0 | 0
PV | 0 | 0 | 0 | 0 | 0 | 0
PeakG | 0.01 | 0.02 | 0.02 | 0 | 0.02 | 0.02
PeakO | 0 | 0 | 0 | 0 | 0 | 0
ST | 0 | 0 | 0 | 0 | 0 | 0
STOG | 0 | 0 | 0 | 0 | 0 | 0
STWD | 0 | 0 | 0 | 0 | 0 | 0
WT | 0 | 0 | 0 | 0 | 0 | 0
IGCC | 0 | 0 | 0 | 0 | 0 | 0
DemandResponse | 0 | 0 | 0 | 0 | 0 | 0
IGCC-CCS | 0 | 0 | 0 | 0 | 0 | 0
WT_off | 0 | 0 | 0 | 0 | 0 | 0
PseudoUnit | 0 | 0 | 0 | 0 | 0 | 0
FixedInterchange | 0 | 0 | 0 | 0 | 0 | 0
CO2 Emissions (MMshortTons): NonRTO_Midwest
ReportingType | 2015 | 2020 | 2025 | 2030 | 2035 | 2040
BM | 0 | 0 | 0 | 0 | 0 | 0
CC | 4.8 | 17.16 | 17.04 | 14.97 | 14.36 | 13.6
CSP | 0 | 0 | 0 | 0 | 0 | 0
CT | 0 | 0 | 0 | 0 | 0 | 0
Coal | 47.51 | 12.89 | 1.48 | 0.13 | 0.13 | 0.13
Geo | 0 | 0 | 0 | 0 | 0 | 0
H | 0 | 0 | 0 | 0 | 0 | 0
LFG | 0 | 0 | 0 | 0 | 0 | 0
Nuc | 0 | 0 | 0 | 0 | 0 | 0
PS | 0 | 0 | 0 | 0 | 0 | 0
PV | 0 | 0 | 0 | 0 | 0 | 0
PeakG | 0.1 | 0.04 | 0.05 | 0 | 0 | 0
PeakO | 0 | 0 | 0 | 0 | 0 | 0
ST | 0 | 0 | 0 | 0 | 0 | 0
STOG | 0 | 0 | 0 | 0 | 0 | 0
STWD | 0 | 0 | 0 | 0 | 0 | 0
WT | 0 | 0 | 0 | 0 | 0 | 0
IGCC | 0 | 0 | 0 | 0 | 0 | 0
DemandResponse | 0 | 0 | 0 | 0 | 0 | 0
IGCC-CCS | 0 | 0 | 0 | 0 | 0 | 0
WT_off | 0 | 0 | 0 | 0 | 0 | 0
PseudoUnit | 0 | 0 | 0 | 0 | 0 | 0
FixedInterchange | 0 | 0 | 0 | 0 | 0 | 0
CO2 Emissions (MMshortTons): NYISO_A-F
ReportingType | 2015 | 2020 | 2025 | 2030 | 2035 | 2040
BM | 0 | 0 | 0 | 0 | 0 | 0
CC | 3.15 | 3.73 | 2.13 | 2.07 | 2.09 | 2.38
CSP | 0 | 0 | 0 | 0 | 0 | 0
CT | 0 | 0 | 0 | 0 | 0 | 0
Coal | 0 | 0 | 0 | 0 | 0 | 0
Geo | 0 | 0 | 0 | 0 | 0 | 0
H | 0 | 0 | 0 | 0 | 0 | 0
LFG | 0 | 0 | 0 | 0 | 0 | 0
Nuc | 0 | 0 | 0 | 0 | 0 | 0
PS | 0 | 0 | 0 | 0 | 0 | 0
PV | 0 | 0 | 0 | 0 | 0 | 0
PeakG | 0 | 0 | 0 | 0 | 0 | 0
PeakO | 0 | 0 | 0 | 0 | 0 | 0
ST | 0 | 0 | 0 | 0 | 0 | 0
STOG | 0 | 0 | 0 | 0 | 0 | 0
STWD | 0 | 0 | 0 | 0 | 0 | 0
WT | 0 | 0 | 0 | 0 | 0 | 0
IGCC | 0 | 0 | 0 | 0 | 0 | 0
DemandResponse | 0 | 0 | 0 | 0 | 0 | 0
IGCC-CCS | 0 | 0 | 0 | 0 | 0 | 0
WT_off | 0 | 0 | 0 | 0 | 0 | 0
PseudoUnit | 0 | 0 | 0 | 0 | 0 | 0
FixedInterchange | 0 | 0 | 0 | 0 | 0 | 0
CO2 Emissions (MMshortTons): NYISO_G-I
ReportingType | 2015 | 2020 | 2025 | 2030 | 2035 | 2040
BM | 0 | 0 | 0 | 0 | 0 | 0
CC | 1.6 | 3.25 | 1.81 | 1.58 | 3.53 | 8.6
CSP | 0 | 0 | 0 | 0 | 0 | 0
CT | 0 | 0 | 0 | 0 | 0 | 0
Coal | 0 | 0 | 0 | 0 | 0 | 0
Geo | 0 | 0 | 0 | 0 | 0 | 0
H | 0 | 0 | 0 | 0 | 0 | 0
LFG | 0 | 0 | 0 | 0 | 0 | 0
Nuc | 0 | 0 | 0 | 0 | 0 | 0
PS | 0 | 0 | 0 | 0 | 0 | 0
PV | 0 | 0 | 0 | 0 | 0 | 0
PeakG | 0 | 0 | 0 | 0 | 0 | 0
PeakO | 0 | 0 | 0 | 0 | 0 | 0
ST | 0 | 0 | 0 | 0 | 0 | 0
STOG | 0 | 0 | 0 | 0 | 0 | 0
STWD | 0 | 0 | 0 | 0 | 0 | 0
WT | 0 | 0 | 0 | 0 | 0 | 0
IGCC | 0 | 0 | 0 | 0 | 0 | 0
DemandResponse | 0 | 0 | 0 | 0 | 0 | 0
IGCC-CCS | 0 | 0 | 0 | 0 | 0 | 0
WT_off | 0 | 0 | 0 | 0 | 0 | 0
PseudoUnit | 0 | 0 | 0 | 0 | 0 | 0
FixedInterchange | 0 | 0 | 0 | 0 | 0 | 0
CO2 Emissions (MMshortTons): NYISO_J-K
ReportingType | 2015 | 2020 | 2025 | 2030 | 2035 | 2040
BM | 0 | 0 | 0 | 0 | 0 | 0
CC | 9.58 | 10.07 | 8.16 | 5.64 | 7.18 | 9.34
CSP | 0 | 0 | 0 | 0 | 0 | 0
CT | 0 | 0 | 0 | 0 | 0 | 0
Coal | 0 | 0 | 0 | 0 | 0 | 0
Geo | 0 | 0 | 0 | 0 | 0 | 0
H | 0 | 0 | 0 | 0 | 0 | 0
LFG | 0 | 0 | 0 | 0 | 0 | 0
Nuc | 0 | 0 | 0 | 0 | 0 | 0
PS | 0 | 0 | 0 | 0 | 0 | 0
PV | 0 | 0 | 0 | 0 | 0 | 0
PeakG | 0.04 | 0.06 | 0.07 | 0.06 | 0.08 | 0.05
PeakO | 0 | 0 | 0 | 0 | 0 | 0
ST | 0 | 0 | 0 | 0 | 0 | 0
STOG | 0.28 | 0.35 | 0.4 | 0.49 | 0.42 | 0.37
STWD | 0 | 0 | 0 | 0 | 0 | 0
WT | 0 | 0 | 0 | 0 | 0 | 0
IGCC | 0 | 0 | 0 | 0 | 0 | 0
DemandResponse | 0 | 0 | 0 | 0 | 0 | 0
IGCC-CCS | 0 | 0 | 0 | 0 | 0 | 0
WT_off | 0 | 0 | 0 | 0 | 0 | 0
PseudoUnit | 0 | 0 | 0 | 0 | 0 | 0
FixedInterchange | 0 | 0 | 0 | 0 | 0 | 0
CO2 Emissions (MMshortTons): PJM_E
ReportingType | 2015 | 2020 | 2025 | 2030 | 2035 | 2040
BM | 0 | 0 | 0 | 0 | 0 | 0
CC | 18.81 | 20.13 | 17.77 | 14.91 | 16.78 | 17.22
CSP | 0 | 0 | 0 | 0 | 0 | 0
CT | 0 | 0 | 0 | 0 | 0 | 0
Coal | 0.54 | 0.24 | 0.02 | 0 | 0 | 0
Geo | 0 | 0 | 0 | 0 | 0 | 0
H | 0 | 0 | 0 | 0 | 0 | 0
LFG | 0 | 0 | 0 | 0 | 0 | 0
Nuc | 0 | 0 | 0 | 0 | 0 | 0
PS | 0 | 0 | 0 | 0 | 0 | 0
PV | 0 | 0 | 0 | 0 | 0 | 0
PeakG | 0.04 | 0.16 | 0.31 | 0.31 | 0.31 | 0.14
PeakO | 0 | 0 | 0 | 0 | 0 | 0
ST | 0 | 0 | 0 | 0 | 0 | 0
STOG | 0.18 | 0.34 | 0.21 | 0.21 | 0.21 | 0.13
STWD | 0 | 0 | 0 | 0 | 0 | 0
WT | 0 | 0 | 0 | 0 | 0 | 0
IGCC | 0 | 0 | 0 | 0 | 0 | 0
DemandResponse | 0 | 0 | 0 | 0 | 0 | 0
IGCC-CCS | 0 | 0 | 0 | 0 | 0 | 0
WT_off | 0 | 0 | 0 | 0 | 0 | 0
PseudoUnit | 0 | 0 | 0 | 0 | 0 | 0
FixedInterchange | 0 | 0 | 0 | 0 | 0 | 0
CO2 Emissions (MMshortTons): PJM_ROM
ReportingType | 2015 | 2020 | 2025 | 2030 | 2035 | 2040
BM | 0 | 0 | 0 | 0 | 0 | 0
CC | 8.5 | 8.49 | 7.38 | 10.09 | 31.38 | 56.11
CSP | 0 | 0 | 0 | 0 | 0 | 0
CT | 0 | 0 | 0 | 0 | 0 | 0
Coal | 9.52 | 1.12 | 0.02 | 0 | 0 | 0
Geo | 0 | 0 | 0 | 0 | 0 | 0
H | 0 | 0 | 0 | 0 | 0 | 0
LFG | 0 | 0 | 0 | 0 | 0 | 0
Nuc | 0 | 0 | 0 | 0 | 0 | 0
PS | 0 | 0 | 0 | 0 | 0 | 0
PV | 0 | 0 | 0 | 0 | 0 | 0
PeakG | 0 | 0 | 0 | 0.1 | 0.19 | 0.03
PeakO | 0 | 0 | 0 | 0 | 0 | 0
ST | 0 | 0 | 0 | 0 | 0 | 0
STOG | 0.43 | 0.59 | 0.77 | 0.53 | 0.43 | 0.43
STWD | 0 | 0 | 0 | 0 | 0 | 0
WT | 0 | 0 | 0 | 0 | 0 | 0
IGCC | 0 | 0 | 0 | 0 | 0 | 0
DemandResponse | 0 | 0 | 0 | 0 | 0 | 0
IGCC-CCS | 0 | 0 | 0 | 0 | 0 | 0
WT_off | 0 | 0 | 0 | 0 | 0 | 0
PseudoUnit | 0 | 0 | 0 | 0 | 0 | 0
FixedInterchange | 0 | 0 | 0 | 0 | 0 | 0
CO2 Emissions (MMshortTons): PJM_ROR
ReportingType | 2015 | 2020 | 2025 | 2030 | 2035 | 2040
BM | 0 | 0 | 0 | 0 | 0 | 0
CC | 67.3 | 92.45 | 85.19 | 75.54 | 72.19 | 69.05
CSP | 0 | 0 | 0 | 0 | 0 | 0
CT | 0 | 0 | 0 | 0 | 0 | 0
Coal | 188.2 | 73.52 | 3.54 | 0.41 | 0.41 | 0.41
Geo | 0 | 0 | 0 | 0 | 0 | 0
H | 0 | 0 | 0 | 0 | 0 | 0
LFG | 0 | 0 | 0 | 0 | 0 | 0
Nuc | 0 | 0 | 0 | 0 | 0 | 0
PS | 0 | 0 | 0 | 0 | 0 | 0
PV | 0 | 0 | 0 | 0 | 0 | 0
PeakG | 0.53 | 0.68 | 0.67 | 0.38 | 0.52 | 0.63
PeakO | 0 | 0 | 0 | 0 | 0 | 0
ST | 0 | 0 | 0 | 0 | 0 | 0
STOG | 0.25 | 0.49 | 0.49 | 0.49 | 0.25 | 0.25
STWD | 0 | 0 | 0 | 0 | 0 | 0
WT | 0 | 0 | 0 | 0 | 0 | 0
IGCC | 0 | 0 | 0 | 0 | 0 | 0
DemandResponse | 0 | 0 | 0 | 0 | 0 | 0
IGCC-CCS | 0 | 0 | 0 | 0 | 0 | 0
WT_off | 0 | 0 | 0 | 0 | 0 | 0
PseudoUnit | 0 | 0 | 0 | 0 | 0 | 0
FixedInterchange | 0 | 0 | 0 | 0 | 0 | 0
CO2 Emissions (MMshortTons): SOCO
ReportingType | 2015 | 2020 | 2025 | 2030 | 2035 | 2040
BM | 0 | 0 | 0 | 0 | 0 | 0
CC | 62.57 | 67.85 | 64.84 | 52.03 | 48.22 | 36.12
CSP | 0 | 0 | 0 | 0 | 0 | 0
CT | 0 | 0 | 0 | 0 | 0 | 0
Coal | 30.27 | 5.9 | 0 | 0 | 0 | 0
Geo | 0 | 0 | 0 | 0 | 0 | 0
H | 0 | 0 | 0 | 0 | 0 | 0
LFG | 0 | 0 | 0 | 0 | 0 | 0
Nuc | 0 | 0 | 0 | 0 | 0 | 0
PS | 0 | 0 | 0 | 0 | 0 | 0
PV | 0 | 0 | 0 | 0 | 0 | 0
PeakG | 0.38 | 0.35 | 0.58 | 0.25 | 0.02 | 0
PeakO | 0 | 0 | 0 | 0 | 0 | 0
ST | 0 | 0 | 0 | 0 | 0 | 0
STOG | 0 | 0 | 0 | 0 | 0 | 0
STWD | 0 | 0 | 0 | 0 | 0 | 0
WT | 0 | 0 | 0 | 0 | 0 | 0
IGCC | 0 | 0 | 0 | 0 | 0 | 0
DemandResponse | 0 | 0 | 0 | 0 | 0 | 0
IGCC-CCS | 0 | 0 | 0 | 0 | 0 | 0
WT_off | 0 | 0 | 0 | 0 | 0 | 0
PseudoUnit | 0 | 0 | 0 | 0 | 0 | 0
FixedInterchange | 0 | 0 | 0 | 0 | 0 | 0
CO2 Emissions (MMshortTons): SPP_N
ReportingType | 2015 | 2020 | 2025 | 2030 | 2035 | 2040
BM | 0 | 0 | 0 | 0 | 0 | 0
CC | 2.65 | 0.41 | 0.39 | 0.39 | 0.39 | 0.39
CSP | 0 | 0 | 0 | 0 | 0 | 0
CT | 0 | 0 | 0 | 0 | 0 | 0
Coal | 63.22 | 10.29 | 0.18 | 0 | 0 | 0
Geo | 0 | 0 | 0 | 0 | 0 | 0
H | 0 | 0 | 0 | 0 | 0 | 0
LFG | 0 | 0 | 0 | 0 | 0 | 0
Nuc | 0 | 0 | 0 | 0 | 0 | 0
PS | 0 | 0 | 0 | 0 | 0 | 0
PV | 0 | 0 | 0 | 0 | 0 | 0
PeakG | 0.02 | 0 | 0 | 0 | 0 | 0
PeakO | 0 | 0 | 0 | 0 | 0 | 0
ST | 0 | 0 | 0 | 0 | 0 | 0
STOG | 0.22 | 0 | 0 | 0 | 0 | 0
STWD | 0 | 0 | 0 | 0 | 0 | 0
WT | 0 | 0 | 0 | 0 | 0 | 0
IGCC | 0 | 0 | 0 | 0 | 0 | 0
DemandResponse | 0 | 0 | 0 | 0 | 0 | 0
IGCC-CCS | 0 | 0 | 0 | 0 | 0 | 0
WT_off | 0 | 0 | 0 | 0 | 0 | 0
PseudoUnit | 0 | 0 | 0 | 0 | 0 | 0
FixedInterchange | 0 | 0 | 0 | 0 | 0 | 0
CO2 Emissions (MMshortTons): SPP_S
ReportingType | 2015 | 2020 | 2025 | 2030 | 2035 | 2040
BM | 0 | 0 | 0 | 0 | 0 | 0
CC | 23.06 | 6.63 | 6.72 | 5.4 | 5.55 | 5.51
CSP | 0 | 0 | 0 | 0 | 0 | 0
CT | 0.01 | 0 | 0 | 0 | 0 | 0
Coal | 79.14 | 7.93 | 0.37 | 0 | 0 | 0
Geo | 0 | 0 | 0 | 0 | 0 | 0
H | 0 | 0 | 0 | 0 | 0 | 0
LFG | 0 | 0 | 0 | 0 | 0 | 0
Nuc | 0 | 0 | 0 | 0 | 0 | 0
PS | 0 | 0 | 0 | 0 | 0 | 0
PV | 0 | 0 | 0 | 0 | 0 | 0
PeakG | 0 | 0 | 0 | 0 | 0 | 0
PeakO | 0 | 0 | 0 | 0 | 0 | 0
ST | 0 | 0 | 0 | 0 | 0 | 0
STOG | 1.72 | 0.45 | 0.43 | 0.57 | 0.45 | 0.53
STWD | 0 | 0 | 0 | 0 | 0 | 0
WT | 0 | 0 | 0 | 0 | 0 | 0
IGCC | 0 | 0 | 0 | 0 | 0 | 0
DemandResponse | 0 | 0 | 0 | 0 | 0 | 0
IGCC-CCS | 0 | 0 | 0 | 0 | 0 | 0
WT_off | 0 | 0 | 0 | 0 | 0 | 0
PseudoUnit | 0 | 0 | 0 | 0 | 0 | 0
FixedInterchange | 0 | 0 | 0 | 0 | 0 | 0
CO2 Emissions (MMshortTons): TVA
ReportingType | 2015 | 2020 | 2025 | 2030 | 2035 | 2040
BM | 0 | 0 | 0 | 0 | 0 | 0
CC | 17.97 | 27.56 | 29.2 | 23.35 | 21.36 | 21.85
CSP | 0 | 0 | 0 | 0 | 0 | 0
CT | 0 | 0 | 0 | 0 | 0 | 0
Coal | 38.61 | 14.09 | 0.44 | 0 | 0 | 0
Geo | 0 | 0 | 0 | 0 | 0 | 0
H | 0 | 0 | 0 | 0 | 0 | 0
LFG | 0 | 0 | 0 | 0 | 0 | 0
Nuc | 0 | 0 | 0 | 0 | 0 | 0
PS | 0 | 0 | 0 | 0 | 0 | 0
PV | 0 | 0 | 0 | 0 | 0 | 0
PeakG | 0 | 0 | 0 | 0 | 0 | 0
PeakO | 0 | 0 | 0 | 0 | 0 | 0
ST | 0 | 0 | 0 | 0 | 0 | 0
STOG | 0 | 0 | 0 | 0 | 0 | 0
STWD | 0 | 0 | 0 | 0 | 0 | 0
WT | 0 | 0 | 0 | 0 | 0 | 0
IGCC | 0 | 0 | 0 | 0 | 0 | 0
DemandResponse | 0 | 0 | 0 | 0 | 0 | 0
IGCC-CCS | 0 | 0 | 0 | 0 | 0 | 0
WT_off | 0 | 0 | 0 | 0 | 0 | 0
PseudoUnit | 0 | 0 | 0 | 0 | 0 | 0
FixedInterchange | 0 | 0 | 0 | 0 | 0 | 0
CO2 Emissions (MMshortTons): TVA_Transmission
ReportingType | 2015 | 2020 | 2025 | 2030 | 2035 | 2040
BM | 0 | 0 | 0 | 0 | 0 | 0
CC | 0 | 0 | 0 | 0 | 0 | 0
CSP | 0 | 0 | 0 | 0 | 0 | 0
CT | 0 | 0 | 0 | 0 | 0 | 0
Coal | 0 | 0 | 0 | 0 | 0 | 0
Geo | 0 | 0 | 0 | 0 | 0 | 0
H | 0 | 0 | 0 | 0 | 0 | 0
LFG | 0 | 0 | 0 | 0 | 0 | 0
Nuc | 0 | 0 | 0 | 0 | 0 | 0
PS | 0 | 0 | 0 | 0 | 0 | 0
PV | 0 | 0 | 0 | 0 | 0 | 0
PeakG | 0 | 0 | 0 | 0 | 0 | 0
PeakO | 0 | 0 | 0 | 0 | 0 | 0
ST | 0 | 0 | 0 | 0 | 0 | 0
STOG | 0 | 0 | 0 | 0 | 0 | 0
STWD | 0 | 0 | 0 | 0 | 0 | 0
WT | 0 | 0 | 0 | 0 | 0 | 0
IGCC | 0 | 0 | 0 | 0 | 0 | 0
DemandResponse | 0 | 0 | 0 | 0 | 0 | 0
IGCC-CCS | 0 | 0 | 0 | 0 | 0 | 0
WT_off | 0 | 0 | 0 | 0 | 0 | 0
PseudoUnit | 0 | 0 | 0 | 0 | 0 | 0
FixedInterchange | 0 | 0 | 0 | 0 | 0 | 0
CO2 Emissions (MMshortTons): VACAR
ReportingType | 2015 | 2020 | 2025 | 2030 | 2035 | 2040
BM | 0 | 0 | 0 | 0 | 0 | 0
CC | 47.54 | 45.4 | 42.52 | 35.54 | 36.16 | 20.91
CSP | 0 | 0 | 0 | 0 | 0 | 0
CT | 0.05 | 0.05 | 0.09 | 0 | 0 | 0
Coal | 23.2 | 13.18 | 2.77 | 0.16 | 0.15 | 0.16
Geo | 0 | 0 | 0 | 0 | 0 | 0
H | 0 | 0 | 0 | 0 | 0 | 0
LFG | 0 | 0 | 0 | 0 | 0 | 0
Nuc | 0 | 0 | 0 | 0 | 0 | 0
PS | 0 | 0 | 0 | 0 | 0 | 0
PV | 0 | 0 | 0 | 0 | 0 | 0
PeakG | 0.07 | 0.13 | 0.25 | 0.24 | 0.21 | 0.05
PeakO | 0 | 0 | 0 | 0 | 0 | 0
ST | 0 | 0 | 0 | 0 | 0 | 0
STOG | 0 | 0 | 0 | 0 | 0 | 0
STWD | 0 | 0 | 0 | 0 | 0 | 0
WT | 0 | 0 | 0 | 0 | 0 | 0
IGCC | 0 | 0 | 0 | 0 | 0 | 0
DemandResponse | 0 | 0 | 0 | 0 | 0 | 0
IGCC-CCS | 0 | 0 | 0 | 0 | 0 | 0
WT_off | 0 | 0 | 0 | 0 | 0 | 0
PseudoUnit | 0 | 0 | 0 | 0 | 0 | 0
FixedInterchange | 0 | 0 | 0 | 0 | 0 | 0
CO2 Emissions (MMshortTons): IESO
ReportingType | 2015 | 2020 | 2025 | 2030 | 2035 | 2040
BM | 0 | 0 | 0 | 0 | 0 | 0
CC | 3.44 | 2.41 | 0.08 | 0.05 | 0.05 | 0.13
CSP | 0 | 0 | 0 | 0 | 0 | 0
CT | 0.01 | 0.01 | 0 | 0 | 0 | 0
Coal | 0 | 0 | 0 | 0 | 0 | 0
Geo | 0 | 0 | 0 | 0 | 0 | 0
H | 0 | 0 | 0 | 0 | 0 | 0
LFG | 0 | 0 | 0 | 0 | 0 | 0
Nuc | 0 | 0 | 0 | 0 | 0 | 0
PS | 0 | 0 | 0 | 0 | 0 | 0
PV | 0 | 0 | 0 | 0 | 0 | 0
PeakG | 0 | 0 | 0 | 0 | 0 | 0
PeakO | 0 | 0 | 0 | 0 | 0 | 0
ST | 0 | 0 | 0 | 0 | 0 | 0
STOG | 0 | 0 | 0 | 0 | 0 | 0
STWD | 0 | 0 | 0 | 0 | 0 | 0
WT | 0 | 0 | 0 | 0 | 0 | 0
IGCC | 0 | 0 | 0 | 0 | 0 | 0
DemandResponse | 0 | 0 | 0 | 0 | 0 | 0
IGCC-CCS | 0 | 0 | 0 | 0 | 0 | 0
WT_off | 0 | 0 | 0 | 0 | 0 | 0
PseudoUnit | 0 | 0 | 0 | 0 | 0 | 0
FixedInterchange | 0 | 0 | 0 | 0 | 0 | 0
CO2 Emissions (MMshortTons): MAPP_CA
ReportingType | 2015 | 2020 | 2025 | 2030 | 2035 | 2040
BM | 0 | 0 | 0 | 0 | 0 | 0
CC | 3.24 | 3.24 | 0.23 | 0 | 0 | 0
CSP | 0 | 0 | 0 | 0 | 0 | 0
CT | 0 | 0 | 0 | 0 | 0 | 0
Coal | 0.28 | 0.04 | 0 | 0 | 0 | 0
Geo | 0 | 0 | 0 | 0 | 0 | 0
H | 0 | 0 | 0 | 0 | 0 | 0
LFG | 0 | 0 | 0 | 0 | 0 | 0
Nuc | 0 | 0 | 0 | 0 | 0 | 0
PS | 0 | 0 | 0 | 0 | 0 | 0
PV | 0 | 0 | 0 | 0 | 0 | 0
PeakG | 0.05 | 0.01 | 0 | 0 | 0 | 0
PeakO | 0 | 0 | 0 | 0 | 0 | 0
ST | 0 | 0 | 0 | 0 | 0 | 0
STOG | 0.01 | 0 | 0 | 0 | 0 | 0
STWD | 0 | 0 | 0 | 0 | 0 | 0
WT | 0 | 0 | 0 | 0 | 0 | 0
IGCC | 0 | 0 | 0 | 0 | 0 | 0
DemandResponse | 0 | 0 | 0 | 0 | 0 | 0
IGCC-CCS | 0 | 0 | 0 | 0 | 0 | 0
WT_off | 0 | 0 | 0 | 0 | 0 | 0
PseudoUnit | 0 | 0 | 0 | 0 | 0 | 0
FixedInterchange | 0 | 0 | 0 | 0 | 0 | 0
CO2 Emissions (MMshortTons): AZ_NM_SNV_Coal
ReportingType | 2015 | 2020 | 2025 | 2030 | 2035 | 2040
BM | 0 | 0 | 0 | 0 | 0 | 0
CC | 0 | 0 | 0 | 0 | 0 | 0
CSP | 0 | 0 | 0 | 0 | 0 | 0
CT | 0 | 0 | 0 | 0 | 0 | 0
Coal | 52.44 | 45.19 | 8.9 | 0 | 0 | 0
Geo | 0 | 0 | 0 | 0 | 0 | 0
H | 0 | 0 | 0 | 0 | 0 | 0
LFG | 0 | 0 | 0 | 0 | 0 | 0
Nuc | 0 | 0 | 0 | 0 | 0 | 0
PS | 0 | 0 | 0 | 0 | 0 | 0
PV | 0 | 0 | 0 | 0 | 0 | 0
PeakG | 0 | 0 | 0 | 0 | 0 | 0
PeakO | 0 | 0 | 0 | 0 | 0 | 0
ST | 0 | 0 | 0 | 0 | 0 | 0
STOG | 0 | 0 | 0 | 0 | 0 | 0
STWD | 0 | 0 | 0 | 0 | 0 | 0
WT | 0 | 0 | 0 | 0 | 0 | 0
IGCC | 0 | 0 | 0 | 0 | 0 | 0
DemandResponse | 0 | 0 | 0 | 0 | 0 | 0
IGCC-CCS | 0 | 0 | 0 | 0 | 0 | 0
WT_off | 0 | 0 | 0 | 0 | 0 | 0
PseudoUnit | 0 | 0 | 0 | 0 | 0 | 0
FixedInterchange | 0 | 0 | 0 | 0 | 0 | 0
CO2 Emissions (MMshortTons): AZ_NM_SNV_Gas
ReportingType | 2015 | 2020 | 2025 | 2030 | 2035 | 2040
BM | 0 | 0 | 0 | 0 | 0 | 0
CC | 25.8 | 20.48 | 30.54 | 17.56 | 14.18 | 12.95
CSP | 0 | 0 | 0 | 0 | 0 | 0
CT | 0 | 0 | 0 | 0 | 0 | 0
Coal | 0 | 0 | 0 | 0 | 0 | 0
Geo | 0 | 0 | 0 | 0 | 0 | 0
H | 0 | 0 | 0 | 0 | 0 | 0
LFG | 0 | 0 | 0 | 0 | 0 | 0
Nuc | 0 | 0 | 0 | 0 | 0 | 0
PS | 0 | 0 | 0 | 0 | 0 | 0
PV | 0 | 0 | 0 | 0 | 0 | 0
PeakG | 0 | 0 | 0 | 0 | 0 | 0
PeakO | 0 | 0 | 0 | 0 | 0 | 0
ST | 0 | 0 | 0 | 0 | 0 | 0
STOG | 0 | 0 | 0 | 0 | 0 | 0
STWD | 0 | 0 | 0 | 0 | 0 | 0
WT | 0 | 0 | 0 | 0 | 0 | 0
IGCC | 0 | 0 | 0 | 0 | 0 | 0
DemandResponse | 0 | 0 | 0 | 0 | 0 | 0
IGCC-CCS | 0 | 0 | 0 | 0 | 0 | 0
WT_off | 0 | 0 | 0 | 0 | 0 | 0
PseudoUnit | 0 | 0 | 0 | 0 | 0 | 0
FixedInterchange | 0 | 0 | 0 | 0 | 0 | 0
CO2 Emissions (MMshortTons): AZ_NM_SNV_NucRenew
ReportingType | 2015 | 2020 | 2025 | 2030 | 2035 | 2040
BM | 0 | 0 | 0 | 0 | 0 | 0
CC | 0 | 0 | 0 | 0 | 0 | 0
CSP | 0 | 0 | 0 | 0 | 0 | 0
CT | 0 | 0 | 0 | 0 | 0 | 0
Coal | 0 | 0 | 0 | 0 | 0 | 0
Geo | 0 | 0 | 0 | 0 | 0 | 0
H | 0 | 0 | 0 | 0 | 0 | 0
LFG | 0 | 0 | 0 | 0 | 0 | 0
Nuc | 0 | 0 | 0 | 0 | 0 | 0
PS | 0 | 0 | 0 | 0 | 0 | 0
PV | 0 | 0 | 0 | 0 | 0 | 0
PeakG | 0 | 0 | 0 | 0 | 0 | 0
PeakO | 0 | 0 | 0 | 0 | 0 | 0
ST | 0 | 0 | 0 | 0 | 0 | 0
STOG | 0 | 0 | 0 | 0 | 0 | 0
STWD | 0 | 0 | 0 | 0 | 0 | 0
WT | 0 | 0 | 0 | 0 | 0 | 0
IGCC | 0 | 0 | 0 | 0 | 0 | 0
DemandResponse | 0 | 0 | 0 | 0 | 0 | 0
IGCC-CCS | 0 | 0 | 0 | 0 | 0 | 0
WT_off | 0 | 0 | 0 | 0 | 0 | 0
PseudoUnit | 0 | 0 | 0 | 0 | 0 | 0
FixedInterchange | 0 | 0 | 0 | 0 | 0 | 0
CO2 Emissions (MMshortTons): ERCOT
ReportingType | 2015 | 2020 | 2025 | 2030 | 2035 | 2040
BM | 0 | 0 | 0 | 0 | 0 | 0
CC | 85.99 | 90.55 | 77.23 | 75.66 | 63.05 | 53.79
CSP | 0 | 0 | 0 | 0 | 0 | 0
CT | 0 | 0 | 0 | 0.01 | 0 | 0
Coal | 38.25 | 25.77 | 0.78 | 0 | 0 | 0.04
Geo | 0 | 0 | 0 | 0 | 0 | 0
H | 0 | 0 | 0 | 0 | 0 | 0
LFG | 0 | 0 | 0 | 0 | 0 | 0
Nuc | 0 | 0 | 0 | 0 | 0 | 0
PS | 0 | 0 | 0 | 0 | 0 | 0
PV | 0 | 0 | 0 | 0 | 0 | 0
PeakG | 0 | 0 | 0 | 0.03 | 0.03 | 0
PeakO | 0 | 0 | 0 | 0 | 0 | 0
ST | 0 | 0 | 0 | 0 | 0 | 0
STOG | 0.89 | 1.44 | 0.5 | 0.63 | 0.14 | 0
STWD | 0 | 0 | 0 | 0 | 0 | 0
WT | 0 | 0 | 0 | 0 | 0 | 0
IGCC | 0 | 0 | 0 | 0 | 0 | 0
DemandResponse | 0 | 0 | 0 | 0 | 0 | 0
IGCC-CCS | 0 | 0 | 0 | 0 | 0 | 0
WT_off | 0 | 0 | 0 | 0 | 0 | 0
PseudoUnit | 0 | 0 | 0 | 0 | 0 | 0
FixedInterchange | 0 | 0 | 0 | 0 | 0 | 0
CO2 Emissions (MMshortTons): NP15
ReportingType | 2015 | 2020 | 2025 | 2030 | 2035 | 2040
BM | 0 | 0 | 0 | 0 | 0 | 0
CC | 27.21 | 25 | 25.47 | 15.7 | 13.35 | 10.46
CSP | 0 | 0 | 0 | 0 | 0 | 0
CT | 0 | 0 | 0 | 0 | 0 | 0
Coal | 1.73 | 0 | 0 | 0 | 0 | 0
Geo | 0 | 0 | 0 | 0 | 0 | 0
H | 0 | 0 | 0 | 0 | 0 | 0
LFG | 0 | 0 | 0 | 0 | 0 | 0
Nuc | 0 | 0 | 0 | 0 | 0 | 0
PS | 0 | 0 | 0 | 0 | 0 | 0
PV | 0 | 0 | 0 | 0 | 0 | 0
PeakG | 0 | 0 | 0 | 0 | 0 | 0
PeakO | 0 | 0 | 0 | 0 | 0 | 0
ST | 0 | 0 | 0 | 0 | 0 | 0
STOG | 0.02 | 0.02 | 0.03 | 0 | 0 | 0
STWD | 0 | 0 | 0 | 0 | 0 | 0
WT | 0 | 0 | 0 | 0 | 0 | 0
IGCC | 0 | 0 | 0 | 0 | 0 | 0
DemandResponse | 0 | 0 | 0 | 0 | 0 | 0
IGCC-CCS | 0 | 0 | 0 | 0 | 0 | 0
WT_off | 0 | 0 | 0 | 0 | 0 | 0
PseudoUnit | 0 | 0 | 0 | 0 | 0 | 0
FixedInterchange | 0 | 0 | 0 | 0 | 0 | 0
CO2 Emissions (MMshortTons): NWPP_Coal
ReportingType | 2015 | 2020 | 2025 | 2030 | 2035 | 2040
BM | 0 | 0 | 0 | 0 | 0 | 0
CC | 0 | 0 | 0 | 0 | 0 | 0
CSP | 0 | 0 | 0 | 0 | 0 | 0
CT | 0 | 0 | 0 | 0 | 0 | 0
Coal | 49.7 | 37.24 | 0.17 | 0.17 | 0.17 | 0.17
Geo | 0 | 0 | 0 | 0 | 0 | 0
H | 0 | 0 | 0 | 0 | 0 | 0
LFG | 0 | 0 | 0 | 0 | 0 | 0
Nuc | 0 | 0 | 0 | 0 | 0 | 0
PS | 0 | 0 | 0 | 0 | 0 | 0
PV | 0 | 0 | 0 | 0 | 0 | 0
PeakG | 0 | 0 | 0 | 0 | 0 | 0
PeakO | 0 | 0 | 0 | 0 | 0 | 0
ST | 0 | 0 | 0 | 0 | 0 | 0
STOG | 0 | 0 | 0 | 0 | 0 | 0
STWD | 0 | 0 | 0 | 0 | 0 | 0
WT | 0 | 0 | 0 | 0 | 0 | 0
IGCC | 0 | 0 | 0 | 0 | 0 | 0
DemandResponse | 0 | 0 | 0 | 0 | 0 | 0
IGCC-CCS | 0 | 0 | 0 | 0 | 0 | 0
WT_off | 0 | 0 | 0 | 0 | 0 | 0
PseudoUnit | 0 | 0 | 0 | 0 | 0 | 0
FixedInterchange | 0 | 0 | 0 | 0 | 0 | 0
CO2 Emissions (MMshortTons): NWPP_Gas
ReportingType | 2015 | 2020 | 2025 | 2030 | 2035 | 2040
BM | 0 | 0 | 0 | 0 | 0 | 0
CC | 19.97 | 26.56 | 26.56 | 8.92 | 6.29 | 5.47
CSP | 0 | 0 | 0 | 0 | 0 | 0
CT | 0 | 0 | 0 | 0 | 0 | 0
Coal | 0 | 0 | 0 | 0 | 0 | 0
Geo | 0 | 0 | 0 | 0 | 0 | 0
H | 0 | 0 | 0 | 0 | 0 | 0
LFG | 0 | 0 | 0 | 0 | 0 | 0
Nuc | 0 | 0 | 0 | 0 | 0 | 0
PS | 0 | 0 | 0 | 0 | 0 | 0
PV | 0 | 0 | 0 | 0 | 0 | 0
PeakG | 0 | 0 | 0 | 0 | 0 | 0
PeakO | 0 | 0 | 0 | 0 | 0 | 0
ST | 0 | 0 | 0 | 0 | 0 | 0
STOG | 0 | 0 | 0 | 0 | 0 | 0
STWD | 0 | 0 | 0 | 0 | 0 | 0
WT | 0 | 0 | 0 | 0 | 0 | 0
IGCC | 0 | 0 | 0 | 0 | 0 | 0
DemandResponse | 0 | 0 | 0 | 0 | 0 | 0
IGCC-CCS | 0 | 0 | 0 | 0 | 0 | 0
WT_off | 0 | 0 | 0 | 0 | 0 | 0
PseudoUnit | 0 | 0 | 0 | 0 | 0 | 0
FixedInterchange | 0 | 0 | 0 | 0 | 0 | 0
CO2 Emissions (MMshortTons): NWPP_NucRenew
ReportingType | 2015 | 2020 | 2025 | 2030 | 2035 | 2040
BM | 0 | 0 | 0 | 0 | 0 | 0
CC | 0 | 0 | 0 | 0 | 0 | 0
CSP | 0 | 0 | 0 | 0 | 0 | 0
CT | 0 | 0 | 0 | 0 | 0 | 0
Coal | 0 | 0 | 0 | 0 | 0 | 0
Geo | 0 | 0 | 0 | 0 | 0 | 0
H | 0 | 0 | 0 | 0 | 0 | 0
LFG | 0 | 0 | 0 | 0 | 0 | 0
Nuc | 0 | 0 | 0 | 0 | 0 | 0
PS | 0 | 0 | 0 | 0 | 0 | 0
PV | 0 | 0 | 0 | 0 | 0 | 0
PeakG | 0 | 0 | 0 | 0 | 0 | 0
PeakO | 0 | 0 | 0 | 0 | 0 | 0
ST | 0 | 0 | 0 | 0 | 0 | 0
STOG | 0 | 0 | 0 | 0 | 0 | 0
STWD | 0 | 0 | 0 | 0 | 0 | 0
WT | 0 | 0 | 0 | 0 | 0 | 0
IGCC | 0 | 0 | 0 | 0 | 0 | 0
DemandResponse | 0 | 0 | 0 | 0 | 0 | 0
IGCC-CCS | 0 | 0 | 0 | 0 | 0 | 0
WT_off | 0 | 0 | 0 | 0 | 0 | 0
PseudoUnit | 0 | 0 | 0 | 0 | 0 | 0
FixedInterchange | 0 | 0 | 0 | 0 | 0 | 0
CO2 Emissions (MMshortTons): RMPA
ReportingType | 2015 | 2020 | 2025 | 2030 | 2035 | 2040
BM | 0 | 0 | 0 | 0 | 0 | 0
CC | 4.92 | 4.74 | 6.5 | 4.82 | 4.63 | 4.31
CSP | 0 | 0 | 0 | 0 | 0 | 0
CT | 0 | 0 | 0 | 0 | 0 | 0
Coal | 54.89 | 39.75 | 3.66 | 0.48 | 0.48 | 0.5
Geo | 0 | 0 | 0 | 0 | 0 | 0
H | 0 | 0 | 0 | 0 | 0 | 0
LFG | 0 | 0 | 0 | 0 | 0 | 0
Nuc | 0 | 0 | 0 | 0 | 0 | 0
PS | 0 | 0 | 0 | 0 | 0 | 0
PV | 0 | 0 | 0 | 0 | 0 | 0
PeakG | 0 | 0 | 0 | 0 | 0 | 0
PeakO | 0 | 0 | 0 | 0 | 0 | 0
ST | 0 | 0 | 0 | 0 | 0 | 0
STOG | 0 | 0 | 0 | 0 | 0 | 0
STWD | 0 | 0 | 0 | 0 | 0 | 0
WT | 0 | 0 | 0 | 0 | 0 | 0
IGCC | 0 | 0 | 0 | 0 | 0 | 0
DemandResponse | 0 | 0 | 0 | 0 | 0 | 0
IGCC-CCS | 0 | 0 | 0 | 0 | 0 | 0
WT_off | 0 | 0 | 0 | 0 | 0 | 0
PseudoUnit | 0 | 0 | 0 | 0 | 0 | 0
FixedInterchange | 0 | 0 | 0 | 0 | 0 | 0
CO2 Emissions (MMshortTons): SP15
ReportingType | 2015 | 2020 | 2025 | 2030 | 2035 | 2040
BM | 0 | 0 | 0 | 0 | 0 | 0
CC | 34.9 | 33.03 | 35.68 | 29.66 | 25.74 | 21.37
CSP | 0 | 0 | 0 | 0 | 0 | 0
CT | 0 | 0 | 0 | 0 | 0 | 0
Coal | 1.64 | 0.9 | 0 | 0 | 0 | 0
Geo | 0 | 0 | 0 | 0 | 0 | 0
H | 0 | 0 | 0 | 0 | 0 | 0
LFG | 0 | 0 | 0 | 0 | 0 | 0
Nuc | 0 | 0 | 0 | 0 | 0 | 0
PS | 0 | 0 | 0 | 0 | 0 | 0
PV | 0 | 0 | 0 | 0 | 0 | 0
PeakG | 0 | 0 | 0 | 0 | 0 | 0
PeakO | 0 | 0 | 0 | 0 | 0 | 0
ST | 0 | 0 | 0 | 0 | 0 | 0
STOG | 0.2 | 0.04 | 0.05 | 0.04 | 0.04 | 0.06
STWD | 0 | 0 | 0 | 0 | 0 | 0
WT | 0 | 0 | 0 | 0 | 0 | 0
IGCC | 0 | 0 | 0 | 0 | 0 | 0
DemandResponse | 0 | 0 | 0 | 0 | 0 | 0
IGCC-CCS | 0 | 0 | 0 | 0 | 0 | 0
WT_off | 0 | 0 | 0 | 0 | 0 | 0
PseudoUnit | 0 | 0 | 0 | 0 | 0 | 0
FixedInterchange | 0 | 0 | 0 | 0 | 0 | 0
CO2 Emissions (MMshortTons): ALB
ReportingType | 2015 | 2020 | 2025 | 2030 | 2035 | 2040
BM | 0 | 0 | 0 | 0 | 0 | 0
CC | 7.3 | 7.55 | 7.55 | 0 | 0 | 0
CSP | 0 | 0 | 0 | 0 | 0 | 0
CT | 0 | 0 | 0 | 0 | 0 | 0
Coal | 50 | 50 | 49.35 | 0 | 0 | 0
Geo | 0 | 0 | 0 | 0 | 0 | 0
H | 0 | 0 | 0 | 0 | 0 | 0
LFG | 0 | 0 | 0 | 0 | 0 | 0
Nuc | 0 | 0 | 0 | 0 | 0 | 0
PS | 0 | 0 | 0 | 0 | 0 | 0
PV | 0 | 0 | 0 | 0 | 0 | 0
PeakG | 0 | 0 | 0 | 0 | 0 | 0
PeakO | 0 | 0 | 0 | 0 | 0 | 0
ST | 0 | 0 | 0 | 0 | 0 | 0
STOG | 0 | 0 | 0 | 0 | 0 | 0
STWD | 0 | 0 | 0 | 0 | 0 | 0
WT | 0 | 0 | 0 | 0 | 0 | 0
IGCC | 0 | 0 | 0 | 0 | 0 | 0
DemandResponse | 0 | 0 | 0 | 0 | 0 | 0
IGCC-CCS | 0 | 0 | 0 | 0 | 0 | 0
WT_off | 0 | 0 | 0 | 0 | 0 | 0
PseudoUnit | 0 | 0 | 0 | 0 | 0 | 0
FixedInterchange | 0 | 0 | 0 | 0 | 0 | 0
CO2 Emissions (MMshortTons): BC
ReportingType | 2015 | 2020 | 2025 | 2030 | 2035 | 2040
BM | 0 | 0 | 0 | 0 | 0 | 0
CC | 1.72 | 1.72 | 1.72 | 1.06 | 0.15 | 0
CSP | 0 | 0 | 0 | 0 | 0 | 0
CT | 0 | 0 | 0 | 0 | 0 | 0
Coal | 0 | 0 | 0 | 0 | 0 | 0
Geo | 0 | 0 | 0 | 0 | 0 | 0
H | 0 | 0 | 0 | 0 | 0 | 0
LFG | 0 | 0 | 0 | 0 | 0 | 0
Nuc | 0 | 0 | 0 | 0 | 0 | 0
PS | 0 | 0 | 0 | 0 | 0 | 0
PV | 0 | 0 | 0 | 0 | 0 | 0
PeakG | 0 | 0 | 0 | 0 | 0 | 0
PeakO | 0 | 0 | 0 | 0 | 0 | 0
ST | 0 | 0 | 0 | 0 | 0 | 0
STOG | 0 | 0 | 0 | 0 | 0 | 0
STWD | 0 | 0 | 0 | 0 | 0 | 0
WT | 0 | 0 | 0 | 0 | 0 | 0
IGCC | 0 | 0 | 0 | 0 | 0 | 0
DemandResponse | 0 | 0 | 0 | 0 | 0 | 0
IGCC-CCS | 0 | 0 | 0 | 0 | 0 | 0
WT_off | 0 | 0 | 0 | 0 | 0 | 0
PseudoUnit | 0 | 0 | 0 | 0 | 0 | 0
FixedInterchange | 0 | 0 | 0 | 0 | 0 | 0
CO2 Emissions (MMshortTons): HQ_IESO
ReportingType | 2015 | 2020 | 2025 | 2030 | 2035 | 2040
BM | 0 | 0 | 0 | 0 | 0 | 0
CC | 0 | 0 | 0 | 0 | 0 | 0
CSP | 0 | 0 | 0 | 0 | 0 | 0
CT | 0 | 0 | 0 | 0 | 0 | 0
Coal | 0 | 0 | 0 | 0 | 0 | 0
Geo | 0 | 0 | 0 | 0 | 0 | 0
H | 0 | 0 | 0 | 0 | 0 | 0
LFG | 0 | 0 | 0 | 0 | 0 | 0
Nuc | 0 | 0 | 0 | 0 | 0 | 0
PS | 0 | 0 | 0 | 0 | 0 | 0
PV | 0 | 0 | 0 | 0 | 0 | 0
PeakG | 0 | 0 | 0 | 0 | 0 | 0
PeakO | 0 | 0 | 0 | 0 | 0 | 0
ST | 0 | 0 | 0 | 0 | 0 | 0
STOG | 0 | 0 | 0 | 0 | 0 | 0
STWD | 0 | 0 | 0 | 0 | 0 | 0
WT | 0 | 0 | 0 | 0 | 0 | 0
IGCC | 0 | 0 | 0 | 0 | 0 | 0
DemandResponse | 0 | 0 | 0 | 0 | 0 | 0
IGCC-CCS | 0 | 0 | 0 | 0 | 0 | 0
WT_off | 0 | 0 | 0 | 0 | 0 | 0
PseudoUnit | 0 | 0 | 0 | 0 | 0 | 0
FixedInterchange | 0 | 0 | 0 | 0 | 0 | 0
CO2 Emissions (MMshortTons): HQ_NEISO
ReportingType | 2015 | 2020 | 2025 | 2030 | 2035 | 2040
BM | 0 | 0 | 0 | 0 | 0 | 0
CC | 0 | 0 | 0 | 0 | 0 | 0
CSP | 0 | 0 | 0 | 0 | 0 | 0
CT | 0 | 0 | 0 | 0 | 0 | 0
Coal | 0 | 0 | 0 | 0 | 0 | 0
Geo | 0 | 0 | 0 | 0 | 0 | 0
H | 0 | 0 | 0 | 0 | 0 | 0
LFG | 0 | 0 | 0 | 0 | 0 | 0
Nuc | 0 | 0 | 0 | 0 | 0 | 0
PS | 0 | 0 | 0 | 0 | 0 | 0
PV | 0 | 0 | 0 | 0 | 0 | 0
PeakG | 0 | 0 | 0 | 0 | 0 | 0
PeakO | 0 | 0 | 0 | 0 | 0 | 0
ST | 0 | 0 | 0 | 0 | 0 | 0
STOG | 0 | 0 | 0 | 0 | 0 | 0
STWD | 0 | 0 | 0 | 0 | 0 | 0
WT | 0 | 0 | 0 | 0 | 0 | 0
IGCC | 0 | 0 | 0 | 0 | 0 | 0
DemandResponse | 0 | 0 | 0 | 0 | 0 | 0
IGCC-CCS | 0 | 0 | 0 | 0 | 0 | 0
WT_off | 0 | 0 | 0 | 0 | 0 | 0
PseudoUnit | 0 | 0 | 0 | 0 | 0 | 0
FixedInterchange | 0 | 0 | 0 | 0 | 0 | 0
CO2 Emissions (MMshortTons): HQ_NY
ReportingType | 2015 | 2020 | 2025 | 2030 | 2035 | 2040
BM | 0 | 0 | 0 | 0 | 0 | 0
CC | 0 | 0 | 0 | 0 | 0 | 0
CSP | 0 | 0 | 0 | 0 | 0 | 0
CT | 0 | 0 | 0 | 0 | 0 | 0
Coal | 0 | 0 | 0 | 0 | 0 | 0
Geo | 0 | 0 | 0 | 0 | 0 | 0
H | 0 | 0 | 0 | 0 | 0 | 0
LFG | 0 | 0 | 0 | 0 | 0 | 0
Nuc | 0 | 0 | 0 | 0 | 0 | 0
PS | 0 | 0 | 0 | 0 | 0 | 0
PV | 0 | 0 | 0 | 0 | 0 | 0
PeakG | 0 | 0 | 0 | 0 | 0 | 0
PeakO | 0 | 0 | 0 | 0 | 0 | 0
ST | 0 | 0 | 0 | 0 | 0 | 0
STOG | 0 | 0 | 0 | 0 | 0 | 0
STWD | 0 | 0 | 0 | 0 | 0 | 0
WT | 0 | 0 | 0 | 0 | 0 | 0
IGCC | 0 | 0 | 0 | 0 | 0 | 0
DemandResponse | 0 | 0 | 0 | 0 | 0 | 0
IGCC-CCS | 0 | 0 | 0 | 0 | 0 | 0
WT_off | 0 | 0 | 0 | 0 | 0 | 0
PseudoUnit | 0 | 0 | 0 | 0 | 0 | 0
FixedInterchange | 0 | 0 | 0 | 0 | 0 | 0
CO2 Emissions (MMshortTons): MARITIMES
ReportingType | 2015 | 2020 | 2025 | 2030 | 2035 | 2040
BM | 0 | 0 | 0 | 0 | 0 | 0
CC | 0 | 0 | 0 | 0 | 0 | 0
CSP | 0 | 0 | 0 | 0 | 0 | 0
CT | 0 | 0 | 0 | 0 | 0 | 0
Coal | 0 | 0 | 0 | 0 | 0 | 0
Geo | 0 | 0 | 0 | 0 | 0 | 0
H | 0 | 0 | 0 | 0 | 0 | 0
LFG | 0 | 0 | 0 | 0 | 0 | 0
Nuc | 0 | 0 | 0 | 0 | 0 | 0
PS | 0 | 0 | 0 | 0 | 0 | 0
PV | 0 | 0 | 0 | 0 | 0 | 0
PeakG | 0 | 0 | 0 | 0 | 0 | 0
PeakO | 0 | 0 | 0 | 0 | 0 | 0
ST | 0 | 0 | 0 | 0 | 0 | 0
STOG | 0 | 0 | 0 | 0 | 0 | 0
STWD | 0 | 0 | 0 | 0 | 0 | 0
WT | 0 | 0 | 0 | 0 | 0 | 0
IGCC | 0 | 0 | 0 | 0 | 0 | 0
DemandResponse | 0 | 0 | 0 | 0 | 0 | 0
IGCC-CCS | 0 | 0 | 0 | 0 | 0 | 0
WT_off | 0 | 0 | 0 | 0 | 0 | 0
PseudoUnit | 0 | 0 | 0 | 0 | 0 | 0
FixedInterchange | 0 | 0 | 0 | 0 | 0 | 0
CO2 Emissions (MMshortTons): All
ReportingType | 2015 | 2020 | 2025 | 2030 | 2035 | 2040
BM | 0 | 0 | 0 | 0 | 0 | 0
CC | 644.95 | 731.57 | 681.03 | 492.39 | 487.66 | 469.28
CSP | 0 | 0 | 0 | 0 | 0 | 0
CT | 0.37 | 0.46 | 0.7 | 0.3 | 0.01 | 0.14
Coal | 1115.39 | 421.72 | 78.42 | 2.16 | 2.21 | 2.44
Geo | 0 | 0 | 0 | 0 | 0 | 0
H | 0 | 0 | 0 | 0 | 0 | 0
LFG | 0 | 0 | 0 | 0 | 0 | 0
Nuc | 0 | 0 | 0 | 0 | 0 | 0
PS | 0 | 0 | 0 | 0 | 0 | 0
PV | 0 | 0 | 0 | 0 | 0 | 0
PeakG | 1.88 | 2.03 | 2.47 | 1.48 | 1.53 | 1.02
PeakO | 0 | 0 | 0 | 0 | 0 | 0
ST | 0 | 0 | 0 | 0 | 0 | 0
STOG | 4.8 | 4 | 3.11 | 2.96 | 1.94 | 1.77
STWD | 0 | 0 | 0 | 0 | 0 | 0
WT | 0 | 0 | 0 | 0 | 0 | 0
IGCC | 4.15 | 4.15 | 0.39 | 0.05 | 0.05 | 0.1
DemandResponse | 0 | 0 | 0 | 0 | 0 | 0
IGCC-CCS | 0 | 0 | 0 | 0 | 0 | 0
WT_off | 0 | 0 | 0 | 0 | 0 | 0
PseudoUnit | 0 | 0 | 0 | 0 | 0 | 0
FixedInterchange | 0 | 0 | 0 | 0 | 0 | 0
CO2 Emissions (MMshortTons): EI_US
ReportingType | 2015 | 2020 | 2025 | 2030 | 2035 | 2040
BM | 0 | 0 | 0 | 0 | 0 | 0
CC | 430.46 | 516.29 | 469.48 | 338.96 | 360.23 | 360.8
CSP | 0 | 0 | 0 | 0 | 0 | 0
CT | 0.36 | 0.45 | 0.7 | 0.29 | 0.01 | 0.14
Coal | 866.46 | 222.83 | 15.56 | 1.5 | 1.56 | 1.73
Geo | 0 | 0 | 0 | 0 | 0 | 0
H | 0 | 0 | 0 | 0 | 0 | 0
LFG | 0 | 0 | 0 | 0 | 0 | 0
Nuc | 0 | 0 | 0 | 0 | 0 | 0
PS | 0 | 0 | 0 | 0 | 0 | 0
PV | 0 | 0 | 0 | 0 | 0 | 0
PeakG | 1.84 | 2.01 | 2.47 | 1.45 | 1.5 | 1.02
PeakO | 0 | 0 | 0 | 0 | 0 | 0
ST | 0 | 0 | 0 | 0 | 0 | 0
STOG | 3.68 | 2.51 | 2.53 | 2.29 | 1.76 | 1.71
STWD | 0 | 0 | 0 | 0 | 0 | 0
WT | 0 | 0 | 0 | 0 | 0 | 0
IGCC | 4.15 | 4.15 | 0.39 | 0.05 | 0.05 | 0.1
DemandResponse | 0 | 0 | 0 | 0 | 0 | 0
IGCC-CCS | 0 | 0 | 0 | 0 | 0 | 0
WT_off | 0 | 0 | 0 | 0 | 0 | 0
PseudoUnit | 0 | 0 | 0 | 0 | 0 | 0
FixedInterchange | 0 | 0 | 0 | 0 | 0 | 0
CO2 Emissions (MMshortTons): EI_Canada
ReportingType | 2015 | 2020 | 2025 | 2030 | 2035 | 2040
BM | 0 | 0 | 0 | 0 | 0 | 0
CC | 6.68 | 5.65 | 0.3 | 0.05 | 0.05 | 0.13
CSP | 0 | 0 | 0 | 0 | 0 | 0
CT | 0.01 | 0.01 | 0 | 0 | 0 | 0
Coal | 0.28 | 0.04 | 0 | 0 | 0 | 0
Geo | 0 | 0 | 0 | 0 | 0 | 0
H | 0 | 0 | 0 | 0 | 0 | 0
LFG | 0 | 0 | 0 | 0 | 0 | 0
Nuc | 0 | 0 | 0 | 0 | 0 | 0
PS | 0 | 0 | 0 | 0 | 0 | 0
PV | 0 | 0 | 0 | 0 | 0 | 0
PeakG | 0.05 | 0.01 | 0 | 0 | 0 | 0
PeakO | 0 | 0 | 0 | 0 | 0 | 0
ST | 0 | 0 | 0 | 0 | 0 | 0
STOG | 0.01 | 0 | 0 | 0 | 0 | 0
STWD | 0 | 0 | 0 | 0 | 0 | 0
WT | 0 | 0 | 0 | 0 | 0 | 0
IGCC | 0 | 0 | 0 | 0 | 0 | 0
DemandResponse | 0 | 0 | 0 | 0 | 0 | 0
IGCC-CCS | 0 | 0 | 0 | 0 | 0 | 0
WT_off | 0 | 0 | 0 | 0 | 0 | 0
PseudoUnit | 0 | 0 | 0 | 0 | 0 | 0
FixedInterchange | 0 | 0 | 0 | 0 | 0 | 0
CO2 Emissions (MMshortTons): EI
ReportingType | 2015 | 2020 | 2025 | 2030 | 2035 | 2040
BM | 0 | 0 | 0 | 0 | 0 | 0
CC | 437.14 | 521.94 | 469.78 | 339.01 | 360.28 | 360.93
CSP | 0 | 0 | 0 | 0 | 0 | 0
CT | 0.37 | 0.46 | 0.7 | 0.29 | 0.01 | 0.14
Coal | 866.74 | 222.87 | 15.56 | 1.5 | 1.56 | 1.73
Geo | 0 | 0 | 0 | 0 | 0 | 0
H | 0 | 0 | 0 | 0 | 0 | 0
LFG | 0 | 0 | 0 | 0 | 0 | 0
Nuc | 0 | 0 | 0 | 0 | 0 | 0
PS | 0 | 0 | 0 | 0 | 0 | 0
PV | 0 | 0 | 0 | 0 | 0 | 0
PeakG | 1.88 | 2.02 | 2.47 | 1.45 | 1.5 | 1.02
PeakO | 0 | 0 | 0 | 0 | 0 | 0
ST | 0 | 0 | 0 | 0 | 0 | 0
STOG | 3.69 | 2.51 | 2.53 | 2.29 | 1.76 | 1.71
STWD | 0 | 0 | 0 | 0 | 0 | 0
WT | 0 | 0 | 0 | 0 | 0 | 0
IGCC | 4.15 | 4.15 | 0.39 | 0.05 | 0.05 | 0.1
DemandResponse | 0 | 0 | 0 | 0 | 0 | 0
IGCC-CCS | 0 | 0 | 0 | 0 | 0 | 0
WT_off | 0 | 0 | 0 | 0 | 0 | 0
PseudoUnit | 0 | 0 | 0 | 0 | 0 | 0
FixedInterchange | 0 | 0 | 0 | 0 | 0 | 0
CO2 Emissions (MMshortTons): Outside_EI
ReportingType | 2015 | 2020 | 2025 | 2030 | 2035 | 2040
BM | 0 | 0 | 0 | 0 | 0 | 0
CC | 207.81 | 209.63 | 211.25 | 153.37 | 127.38 | 108.35
CSP | 0 | 0 | 0 | 0 | 0 | 0
CT | 0 | 0 | 0 | 0.01 | 0 | 0
Coal | 248.65 | 198.84 | 62.86 | 0.66 | 0.66 | 0.71
Geo | 0 | 0 | 0 | 0 | 0 | 0
H | 0 | 0 | 0 | 0 | 0 | 0
LFG | 0 | 0 | 0 | 0 | 0 | 0
Nuc | 0 | 0 | 0 | 0 | 0 | 0
PS | 0 | 0 | 0 | 0 | 0 | 0
PV | 0 | 0 | 0 | 0 | 0 | 0
PeakG | 0 | 0 | 0 | 0.03 | 0.03 | 0
PeakO | 0 | 0 | 0 | 0 | 0 | 0
ST | 0 | 0 | 0 | 0 | 0 | 0
STOG | 1.11 | 1.49 | 0.57 | 0.67 | 0.18 | 0.06
STWD | 0 | 0 | 0 | 0 | 0 | 0
WT | 0 | 0 | 0 | 0 | 0 | 0
IGCC | 0 | 0 | 0 | 0 | 0 | 0
DemandResponse | 0 | 0 | 0 | 0 | 0 | 0
IGCC-CCS | 0 | 0 | 0 | 0 | 0 | 0
WT_off | 0 | 0 | 0 | 0 | 0 | 0
PseudoUnit | 0 | 0 | 0 | 0 | 0 | 0
FixedInterchange | 0 | 0 | 0 | 0 | 0 | 0
CO2 Emissions (MMmetricTons): Entergy
ReportingType | 2015 | 2020 | 2025 | 2030 | 2035 | 2040
BM | 0 | 0 | 0 | 0 | 0 | 0
CC | 26.4 | 24.89 | 16.98 | 9.94 | 9.68 | 10.66
CSP | 0 | 0 | 0 | 0 | 0 | 0
CT | 0 | 0 | 0 | 0 | 0 | 0
Coal | 58.18 | 5.19 | 0.43 | 0 | 0 | 0
Geo | 0 | 0 | 0 | 0 | 0 | 0
H | 0 | 0 | 0 | 0 | 0 | 0
LFG | 0 | 0 | 0 | 0 | 0 | 0
Nuc | 0 | 0 | 0 | 0 | 0 | 0
PS | 0 | 0 | 0 | 0 | 0 | 0
PV | 0 | 0 | 0 | 0 | 0 | 0
PeakG | 0 | 0 | 0 | 0 | 0 | 0
PeakO | 0 | 0 | 0 | 0 | 0 | 0
ST | 0 | 0 | 0 | 0 | 0 | 0
STOG | 0.34 | 0.19 | 0.19 | 0 | 0 | 0
STWD | 0 | 0 | 0 | 0 | 0 | 0
WT | 0 | 0 | 0 | 0 | 0 | 0
IGCC | 0 | 0 | 0 | 0 | 0 | 0
DemandResponse | 0 | 0 | 0 | 0 | 0 | 0
IGCC-CCS | 0 | 0 | 0 | 0 | 0 | 0
WT_off | 0 | 0 | 0 | 0 | 0 | 0
PseudoUnit | 0 | 0 | 0 | 0 | 0 | 0
FixedInterchange | 0 | 0 | 0 | 0 | 0 | 0
CO2 Emissions (MMmetricTons): FRCC
ReportingType | 2015 | 2020 | 2025 | 2030 | 2035 | 2040
BM | 0 | 0 | 0 | 0 | 0 | 0
CC | 68.75 | 72.39 | 71.25 | 35.31 | 32.12 | 27.28
CSP | 0 | 0 | 0 | 0 | 0 | 0
CT | 0.28 | 0.36 | 0.54 | 0.26 | 0 | 0
Coal | 16.78 | 3.36 | 0 | 0 | 0 | 0
Geo | 0 | 0 | 0 | 0 | 0 | 0
H | 0 | 0 | 0 | 0 | 0 | 0
LFG | 0 | 0 | 0 | 0 | 0 | 0
Nuc | 0 | 0 | 0 | 0 | 0 | 0
PS | 0 | 0 | 0 | 0 | 0 | 0
PV | 0 | 0 | 0 | 0 | 0 | 0
PeakG | 0.23 | 0.37 | 0.45 | 0.07 | 0.11 | 0.05
PeakO | 0 | 0 | 0 | 0 | 0 | 0
ST | 0 | 0 | 0 | 0 | 0 | 0
STOG | 0 | 0 | 0 | 0 | 0 | 0
STWD | 0 | 0 | 0 | 0 | 0 | 0
WT | 0 | 0 | 0 | 0 | 0 | 0
IGCC | 0 | 0 | 0 | 0 | 0 | 0
DemandResponse | 0 | 0 | 0 | 0 | 0 | 0
IGCC-CCS | 0 | 0 | 0 | 0 | 0 | 0
WT_off | 0 | 0 | 0 | 0 | 0 | 0
PseudoUnit | 0 | 0 | 0 | 0 | 0 | 0
FixedInterchange | 0 | 0 | 0 | 0 | 0 | 0
CO2 Emissions (MMmetricTons): MAPP_US
ReportingType | 2015 | 2020 | 2025 | 2030 | 2035 | 2040
BM | 0 | 0 | 0 | 0 | 0 | 0
CC | 0.55 | 0.08 | 0.07 | 0.07 | 0.07 | 0.07
CSP | 0 | 0 | 0 | 0 | 0 | 0
CT | 0 | 0 | 0 | 0 | 0 | 0
Coal | 11.57 | 4.08 | 0.07 | 0 | 0 | 0
Geo | 0 | 0 | 0 | 0 | 0 | 0
H | 0 | 0 | 0 | 0 | 0 | 0
LFG | 0 | 0 | 0 | 0 | 0 | 0
Nuc | 0 | 0 | 0 | 0 | 0 | 0
PS | 0 | 0 | 0 | 0 | 0 | 0
PV | 0 | 0 | 0 | 0 | 0 | 0
PeakG | 0.05 | 0.04 | 0.02 | 0.04 | 0.04 | 0.04
PeakO | 0 | 0 | 0 | 0 | 0 | 0
ST | 0 | 0 | 0 | 0 | 0 | 0
STOG | 0 | 0 | 0 | 0 | 0 | 0
STWD | 0 | 0 | 0 | 0 | 0 | 0
WT | 0 | 0 | 0 | 0 | 0 | 0
IGCC | 0 | 0 | 0 | 0 | 0 | 0
DemandResponse | 0 | 0 | 0 | 0 | 0 | 0
IGCC-CCS | 0 | 0 | 0 | 0 | 0 | 0
WT_off | 0 | 0 | 0 | 0 | 0 | 0
PseudoUnit | 0 | 0 | 0 | 0 | 0 | 0
FixedInterchange | 0 | 0 | 0 | 0 | 0 | 0
CO2 Emissions (MMmetricTons): MISO_IN
ReportingType | 2015 | 2020 | 2025 | 2030 | 2035 | 2040
BM | 0 | 0 | 0 | 0 | 0 | 0
CC | 4.65 | 42.05 | 40 | 16.96 | 17.04 | 17.57
CSP | 0 | 0 | 0 | 0 | 0 | 0
CT | 0 | 0 | 0 | 0 | 0 | 0
Coal | 54.51 | 19.31 | 1.44 | 0 | 0 | 0
Geo | 0 | 0 | 0 | 0 | 0 | 0
H | 0 | 0 | 0 | 0 | 0 | 0
LFG | 0 | 0 | 0 | 0 | 0 | 0
Nuc | 0 | 0 | 0 | 0 | 0 | 0
PS | 0 | 0 | 0 | 0 | 0 | 0
PV | 0 | 0 | 0 | 0 | 0 | 0
PeakG | 0 | 0 | 0 | 0 | 0 | 0
PeakO | 0 | 0 | 0 | 0 | 0 | 0
ST | 0 | 0 | 0 | 0 | 0 | 0
STOG | 0.02 | 0.02 | 0.01 | 0 | 0 | 0
STWD | 0 | 0 | 0 | 0 | 0 | 0
WT | 0 | 0 | 0 | 0 | 0 | 0
IGCC | 3.76 | 3.76 | 0.36 | 0.05 | 0.05 | 0.09
DemandResponse | 0 | 0 | 0 | 0 | 0 | 0
IGCC-CCS | 0 | 0 | 0 | 0 | 0 | 0
WT_off | 0 | 0 | 0 | 0 | 0 | 0
PseudoUnit | 0 | 0 | 0 | 0 | 0 | 0
FixedInterchange | 0 | 0 | 0 | 0 | 0 | 0
CO2 Emissions (MMmetricTons): MISO_MI
ReportingType | 2015 | 2020 | 2025 | 2030 | 2035 | 2040
BM | 0 | 0 | 0 | 0 | 0 | 0
CC | 10.06 | 11.18 | 9.74 | 5.83 | 7.63 | 8.68
CSP | 0 | 0 | 0 | 0 | 0 | 0
CT | 0 | 0 | 0 | 0 | 0 | 0
Coal | 24.3 | 0 | 0 | 0 | 0 | 0
Geo | 0 | 0 | 0 | 0 | 0 | 0
H | 0 | 0 | 0 | 0 | 0 | 0
LFG | 0 | 0 | 0 | 0 | 0 | 0
Nuc | 0 | 0 | 0 | 0 | 0 | 0
PS | 0 | 0 | 0 | 0 | 0 | 0
PV | 0 | 0 | 0 | 0 | 0 | 0
PeakG | 0.01 | 0 | 0 | 0 | 0 | 0
PeakO | 0 | 0 | 0 | 0 | 0 | 0
ST | 0 | 0 | 0 | 0 | 0 | 0
STOG | 0.18 | 0.06 | 0.02 | 0 | 0 | 0
STWD | 0 | 0 | 0 | 0 | 0 | 0
WT | 0 | 0 | 0 | 0 | 0 | 0
IGCC | 0 | 0 | 0 | 0 | 0 | 0
DemandResponse | 0 | 0 | 0 | 0 | 0 | 0
IGCC-CCS | 0 | 0 | 0 | 0 | 0 | 0
WT_off | 0 | 0 | 0 | 0 | 0 | 0
PseudoUnit | 0 | 0 | 0 | 0 | 0 | 0
FixedInterchange | 0 | 0 | 0 | 0 | 0 | 0
CO2 Emissions (MMmetricTons): MISO_MO-IL
ReportingType | 2015 | 2020 | 2025 | 2030 | 2035 | 2040
BM | 0 | 0 | 0 | 0 | 0 | 0
CC | 1 | 6.47 | 4 | 1.62 | 1.62 | 1.52
CSP | 0 | 0 | 0 | 0 | 0 | 0
CT | 0 | 0 | 0 | 0 | 0 | 0
Coal | 71.21 | 17.68 | 2.03 | 0.19 | 0.18 | 0.33
Geo | 0 | 0 | 0 | 0 | 0 | 0
H | 0 | 0 | 0 | 0 | 0 | 0
LFG | 0 | 0 | 0 | 0 | 0 | 0
Nuc | 0 | 0 | 0 | 0 | 0 | 0
PS | 0 | 0 | 0 | 0 | 0 | 0
PV | 0 | 0 | 0 | 0 | 0 | 0
PeakG | 0.13 | 0.1 | 0 | 0 | 0 | 0
PeakO | 0 | 0 | 0 | 0 | 0 | 0
ST | 0 | 0 | 0 | 0 | 0 | 0
STOG | 0 | 0 | 0 | 0 | 0 | 0
STWD | 0 | 0 | 0 | 0 | 0 | 0
WT | 0 | 0 | 0 | 0 | 0 | 0
IGCC | 0 | 0 | 0 | 0 | 0 | 0
DemandResponse | 0 | 0 | 0 | 0 | 0 | 0
IGCC-CCS | 0 | 0 | 0 | 0 | 0 | 0
WT_off | 0 | 0 | 0 | 0 | 0 | 0
PseudoUnit | 0 | 0 | 0 | 0 | 0 | 0
FixedInterchange | 0 | 0 | 0 | 0 | 0 | 0
CO2 Emissions (MMmetricTons): MISO_W
ReportingType | 2015 | 2020 | 2025 | 2030 | 2035 | 2040
BM | 0 | 0 | 0 | 0 | 0 | 0
CC | 3.36 | 3 | 1.34 | 1.05 | 0.77 | 0.76
CSP | 0 | 0 | 0 | 0 | 0 | 0
CT | 0 | 0 | 0 | 0 | 0 | 0
Coal | 71.02 | 23.22 | 1.42 | 0.28 | 0.27 | 0.27
Geo | 0 | 0 | 0 | 0 | 0 | 0
H | 0 | 0 | 0 | 0 | 0 | 0
LFG | 0 | 0 | 0 | 0 | 0 | 0
Nuc | 0 | 0 | 0 | 0 | 0 | 0
PS | 0 | 0 | 0 | 0 | 0 | 0
PV | 0 | 0 | 0 | 0 | 0 | 0
PeakG | 0.15 | 0.01 | 0 | 0 | 0 | 0
PeakO | 0 | 0 | 0 | 0 | 0 | 0
ST | 0 | 0 | 0 | 0 | 0 | 0
STOG | 0 | 0 | 0 | 0 | 0 | 0
STWD | 0 | 0 | 0 | 0 | 0 | 0
WT | 0 | 0 | 0 | 0 | 0 | 0
IGCC | 0 | 0 | 0 | 0 | 0 | 0
DemandResponse | 0 | 0 | 0 | 0 | 0 | 0
IGCC-CCS | 0 | 0 | 0 | 0 | 0 | 0
WT_off | 0 | 0 | 0 | 0 | 0 | 0
PseudoUnit | 0 | 0 | 0 | 0 | 0 | 0
FixedInterchange | 0 | 0 | 0 | 0 | 0 | 0
CO2 Emissions (MMmetricTons): MISO_WUMS
ReportingType | 2015 | 2020 | 2025 | 2030 | 2035 | 2040
BM | 0 | 0 | 0 | 0 | 0 | 0
CC | 17.16 | 23.1 | 17.52 | 12.3 | 13.79 | 14.08
CSP | 0 | 0 | 0 | 0 | 0 | 0
CT | 0 | 0 | 0 | 0 | 0 | 0.12
Coal | 10.69 | 1.17 | 0.35 | 0.05 | 0.12 | 0.12
Geo | 0 | 0 | 0 | 0 | 0 | 0
H | 0 | 0 | 0 | 0 | 0 | 0
LFG | 0 | 0 | 0 | 0 | 0 | 0
Nuc | 0 | 0 | 0 | 0 | 0 | 0
PS | 0 | 0 | 0 | 0 | 0 | 0
PV | 0 | 0 | 0 | 0 | 0 | 0
PeakG | 0 | 0 | 0 | 0 | 0 | 0
PeakO | 0 | 0 | 0 | 0 | 0 | 0
ST | 0 | 0 | 0 | 0 | 0 | 0
STOG | 0 | 0 | 0 | 0 | 0 | 0
STWD | 0 | 0 | 0 | 0 | 0 | 0
WT | 0 | 0 | 0 | 0 | 0 | 0
IGCC | 0 | 0 | 0 | 0 | 0 | 0
DemandResponse | 0 | 0 | 0 | 0 | 0 | 0
IGCC-CCS | 0 | 0 | 0 | 0 | 0 | 0
WT_off | 0 | 0 | 0 | 0 | 0 | 0
PseudoUnit | 0 | 0 | 0 | 0 | 0 | 0
FixedInterchange | 0 | 0 | 0 | 0 | 0 | 0
CO2 Emissions (MMmetricTons): Nebraska
ReportingType | 2015 | 2020 | 2025 | 2030 | 2035 | 2040
BM | 0 | 0 | 0 | 0 | 0 | 0
CC | 0.26 | 0.1 | 0.1 | 0.06 | 0.06 | 0.06
CSP | 0 | 0 | 0 | 0 | 0 | 0
CT | 0 | 0 | 0 | 0 | 0 | 0
Coal | 32.1 | 1.91 | 0.36 | 0.21 | 0.21 | 0.21
Geo | 0 | 0 | 0 | 0 | 0 | 0
H | 0 | 0 | 0 | 0 | 0 | 0
LFG | 0 | 0 | 0 | 0 | 0 | 0
Nuc | 0 | 0 | 0 | 0 | 0 | 0
PS | 0 | 0 | 0 | 0 | 0 | 0
PV | 0 | 0 | 0 | 0 | 0 | 0
PeakG | 0.03 | 0 | 0 | 0 | 0 | 0
PeakO | 0 | 0 | 0 | 0 | 0 | 0
ST | 0 | 0 | 0 | 0 | 0 | 0
STOG | 0.02 | 0 | 0 | 0 | 0 | 0
STWD | 0 | 0 | 0 | 0 | 0 | 0
WT | 0 | 0 | 0 | 0 | 0 | 0
IGCC | 0 | 0 | 0 | 0 | 0 | 0
DemandResponse | 0 | 0 | 0 | 0 | 0 | 0
IGCC-CCS | 0 | 0 | 0 | 0 | 0 | 0
WT_off | 0 | 0 | 0 | 0 | 0 | 0
PseudoUnit | 0 | 0 | 0 | 0 | 0 | 0
FixedInterchange | 0 | 0 | 0 | 0 | 0 | 0
CO2 Emissions (MMmetricTons): NEISO
ReportingType | 2015 | 2020 | 2025 | 2030 | 2035 | 2040
BM | 0 | 0 | 0 | 0 | 0 | 0
CC | 15.6 | 10.1 | 8.01 | 5.28 | 8.88 | 9.79
CSP | 0 | 0 | 0 | 0 | 0 | 0
CT | 0 | 0.01 | 0 | 0 | 0 | 0.01
Coal | 0.03 | 0 | 0 | 0 | 0 | 0
Geo | 0 | 0 | 0 | 0 | 0 | 0
H | 0 | 0 | 0 | 0 | 0 | 0
LFG | 0 | 0 | 0 | 0 | 0 | 0
Nuc | 0 | 0 | 0 | 0 | 0 | 0
PS | 0 | 0 | 0 | 0 | 0 | 0
PV | 0 | 0 | 0 | 0 | 0 | 0
PeakG | 0.01 | 0.02 | 0.02 | 0 | 0.02 | 0.02
PeakO | 0 | 0 | 0 | 0 | 0 | 0
ST | 0 | 0 | 0 | 0 | 0 | 0
STOG | 0 | 0 | 0 | 0 | 0 | 0
STWD | 0 | 0 | 0 | 0 | 0 | 0
WT | 0 | 0 | 0 | 0 | 0 | 0
IGCC | 0 | 0 | 0 | 0 | 0 | 0
DemandResponse | 0 | 0 | 0 | 0 | 0 | 0
IGCC-CCS | 0 | 0 | 0 | 0 | 0 | 0
WT_off | 0 | 0 | 0 | 0 | 0 | 0
PseudoUnit | 0 | 0 | 0 | 0 | 0 | 0
FixedInterchange | 0 | 0 | 0 | 0 | 0 | 0
CO2 Emissions (MMmetricTons): NonRTO_Midwest
ReportingType | 2015 | 2020 | 2025 | 2030 | 2035 | 2040
BM | 0 | 0 | 0 | 0 | 0 | 0
CC | 4.35 | 15.57 | 15.46 | 13.58 | 13.03 | 12.34
CSP | 0 | 0 | 0 | 0 | 0 | 0
CT | 0 | 0 | 0 | 0 | 0 | 0
Coal | 43.1 | 11.69 | 1.34 | 0.12 | 0.12 | 0.12
Geo | 0 | 0 | 0 | 0 | 0 | 0
H | 0 | 0 | 0 | 0 | 0 | 0
LFG | 0 | 0 | 0 | 0 | 0 | 0
Nuc | 0 | 0 | 0 | 0 | 0 | 0
PS | 0 | 0 | 0 | 0 | 0 | 0
PV | 0 | 0 | 0 | 0 | 0 | 0
PeakG | 0.09 | 0.04 | 0.05 | 0 | 0 | 0
PeakO | 0 | 0 | 0 | 0 | 0 | 0
ST | 0 | 0 | 0 | 0 | 0 | 0
STOG | 0 | 0 | 0 | 0 | 0 | 0
STWD | 0 | 0 | 0 | 0 | 0 | 0
WT | 0 | 0 | 0 | 0 | 0 | 0
IGCC | 0 | 0 | 0 | 0 | 0 | 0
DemandResponse | 0 | 0 | 0 | 0 | 0 | 0
IGCC-CCS | 0 | 0 | 0 | 0 | 0 | 0
WT_off | 0 | 0 | 0 | 0 | 0 | 0
PseudoUnit | 0 | 0 | 0 | 0 | 0 | 0
FixedInterchange | 0 | 0 | 0 | 0 | 0 | 0
CO2 Emissions (MMmetricTons): NYISO_A-F
ReportingType | 2015 | 2020 | 2025 | 2030 | 2035 | 2040
BM | 0 | 0 | 0 | 0 | 0 | 0
CC | 2.86 | 3.39 | 1.93 | 1.88 | 1.9 | 2.15
CSP | 0 | 0 | 0 | 0 | 0 | 0
CT | 0 | 0 | 0 | 0 | 0 | 0
Coal | 0 | 0 | 0 | 0 | 0 | 0
Geo | 0 | 0 | 0 | 0 | 0 | 0
H | 0 | 0 | 0 | 0 | 0 | 0
LFG | 0 | 0 | 0 | 0 | 0 | 0
Nuc | 0 | 0 | 0 | 0 | 0 | 0
PS | 0 | 0 | 0 | 0 | 0 | 0
PV | 0 | 0 | 0 | 0 | 0 | 0
PeakG | 0 | 0 | 0 | 0 | 0 | 0
PeakO | 0 | 0 | 0 | 0 | 0 | 0
ST | 0 | 0 | 0 | 0 | 0 | 0
STOG | 0 | 0 | 0 | 0 | 0 | 0
STWD | 0 | 0 | 0 | 0 | 0 | 0
WT | 0 | 0 | 0 | 0 | 0 | 0
IGCC | 0 | 0 | 0 | 0 | 0 | 0
DemandResponse | 0 | 0 | 0 | 0 | 0 | 0
IGCC-CCS | 0 | 0 | 0 | 0 | 0 | 0
WT_off | 0 | 0 | 0 | 0 | 0 | 0
PseudoUnit | 0 | 0 | 0 | 0 | 0 | 0
FixedInterchange | 0 | 0 | 0 | 0 | 0 | 0
CO2 Emissions (MMmetricTons): NYISO_G-I
ReportingType | 2015 | 2020 | 2025 | 2030 | 2035 | 2040
BM | 0 | 0 | 0 | 0 | 0 | 0
CC | 1.46 | 2.95 | 1.65 | 1.44 | 3.21 | 7.8
CSP | 0 | 0 | 0 | 0 | 0 | 0
CT | 0 | 0 | 0 | 0 | 0 | 0
Coal | 0 | 0 | 0 | 0 | 0 | 0
Geo | 0 | 0 | 0 | 0 | 0 | 0
H | 0 | 0 | 0 | 0 | 0 | 0
LFG | 0 | 0 | 0 | 0 | 0 | 0
Nuc | 0 | 0 | 0 | 0 | 0 | 0
PS | 0 | 0 | 0 | 0 | 0 | 0
PV | 0 | 0 | 0 | 0 | 0 | 0
PeakG | 0 | 0 | 0 | 0 | 0 | 0
PeakO | 0 | 0 | 0 | 0 | 0 | 0
ST | 0 | 0 | 0 | 0 | 0 | 0
STOG | 0 | 0 | 0 | 0 | 0 | 0
STWD | 0 | 0 | 0 | 0 | 0 | 0
WT | 0 | 0 | 0 | 0 | 0 | 0
IGCC | 0 | 0 | 0 | 0 | 0 | 0
DemandResponse | 0 | 0 | 0 | 0 | 0 | 0
IGCC-CCS | 0 | 0 | 0 | 0 | 0 | 0
WT_off | 0 | 0 | 0 | 0 | 0 | 0
PseudoUnit | 0 | 0 | 0 | 0 | 0 | 0
FixedInterchange | 0 | 0 | 0 | 0 | 0 | 0
CO2 Emissions (MMmetricTons): NYISO_J-K
ReportingType | 2015 | 2020 | 2025 | 2030 | 2035 | 2040
BM | 0 | 0 | 0 | 0 | 0 | 0
CC | 8.69 | 9.13 | 7.4 | 5.11 | 6.51 | 8.47
CSP | 0 | 0 | 0 | 0 | 0 | 0
CT | 0 | 0 | 0 | 0 | 0 | 0
Coal | 0 | 0 | 0 | 0 | 0 | 0
Geo | 0 | 0 | 0 | 0 | 0 | 0
H | 0 | 0 | 0 | 0 | 0 | 0
LFG | 0 | 0 | 0 | 0 | 0 | 0
Nuc | 0 | 0 | 0 | 0 | 0 | 0
PS | 0 | 0 | 0 | 0 | 0 | 0
PV | 0 | 0 | 0 | 0 | 0 | 0
PeakG | 0.03 | 0.05 | 0.06 | 0.06 | 0.07 | 0.05
PeakO | 0 | 0 | 0 | 0 | 0 | 0
ST | 0 | 0 | 0 | 0 | 0 | 0
STOG | 0.26 | 0.32 | 0.36 | 0.44 | 0.38 | 0.34
STWD | 0 | 0 | 0 | 0 | 0 | 0
WT | 0 | 0 | 0 | 0 | 0 | 0
IGCC | 0 | 0 | 0 | 0 | 0 | 0
DemandResponse | 0 | 0 | 0 | 0 | 0 | 0
IGCC-CCS | 0 | 0 | 0 | 0 | 0 | 0
WT_off | 0 | 0 | 0 | 0 | 0 | 0
PseudoUnit | 0 | 0 | 0 | 0 | 0 | 0
FixedInterchange | 0 | 0 | 0 | 0 | 0 | 0
CO2 Emissions (MMmetricTons): PJM_E
ReportingType | 2015 | 2020 | 2025 | 2030 | 2035 | 2040
BM | 0 | 0 | 0 | 0 | 0 | 0
CC | 17.07 | 18.27 | 16.12 | 13.53 | 15.22 | 15.62
CSP | 0 | 0 | 0 | 0 | 0 | 0
CT | 0 | 0 | 0 | 0 | 0 | 0
Coal | 0.49 | 0.22 | 0.02 | 0 | 0 | 0
Geo | 0 | 0 | 0 | 0 | 0 | 0
H | 0 | 0 | 0 | 0 | 0 | 0
LFG | 0 | 0 | 0 | 0 | 0 | 0
Nuc | 0 | 0 | 0 | 0 | 0 | 0
PS | 0 | 0 | 0 | 0 | 0 | 0
PV | 0 | 0 | 0 | 0 | 0 | 0
PeakG | 0.03 | 0.15 | 0.28 | 0.28 | 0.28 | 0.13
PeakO | 0 | 0 | 0 | 0 | 0 | 0
ST | 0 | 0 | 0 | 0 | 0 | 0
STOG | 0.16 | 0.3 | 0.19 | 0.19 | 0.19 | 0.12
STWD | 0 | 0 | 0 | 0 | 0 | 0
WT | 0 | 0 | 0 | 0 | 0 | 0
IGCC | 0 | 0 | 0 | 0 | 0 | 0
DemandResponse | 0 | 0 | 0 | 0 | 0 | 0
IGCC-CCS | 0 | 0 | 0 | 0 | 0 | 0
WT_off | 0 | 0 | 0 | 0 | 0 | 0
PseudoUnit | 0 | 0 | 0 | 0 | 0 | 0
FixedInterchange | 0 | 0 | 0 | 0 | 0 | 0
CO2 Emissions (MMmetricTons): PJM_ROM
ReportingType | 2015 | 2020 | 2025 | 2030 | 2035 | 2040
BM | 0 | 0 | 0 | 0 | 0 | 0
CC | 7.71 | 7.71 | 6.7 | 9.15 | 28.46 | 50.91
CSP | 0 | 0 | 0 | 0 | 0 | 0
CT | 0 | 0 | 0 | 0 | 0 | 0
Coal | 8.63 | 1.02 | 0.02 | 0 | 0 | 0
Geo | 0 | 0 | 0 | 0 | 0 | 0
H | 0 | 0 | 0 | 0 | 0 | 0
LFG | 0 | 0 | 0 | 0 | 0 | 0
Nuc | 0 | 0 | 0 | 0 | 0 | 0
PS | 0 | 0 | 0 | 0 | 0 | 0
PV | 0 | 0 | 0 | 0 | 0 | 0
PeakG | 0 | 0 | 0 | 0.09 | 0.18 | 0.03
PeakO | 0 | 0 | 0 | 0 | 0 | 0
ST | 0 | 0 | 0 | 0 | 0 | 0
STOG | 0.39 | 0.53 | 0.7 | 0.48 | 0.39 | 0.39
STWD | 0 | 0 | 0 | 0 | 0 | 0
WT | 0 | 0 | 0 | 0 | 0 | 0
IGCC | 0 | 0 | 0 | 0 | 0 | 0
DemandResponse | 0 | 0 | 0 | 0 | 0 | 0
IGCC-CCS | 0 | 0 | 0 | 0 | 0 | 0
WT_off | 0 | 0 | 0 | 0 | 0 | 0
PseudoUnit | 0 | 0 | 0 | 0 | 0 | 0
FixedInterchange | 0 | 0 | 0 | 0 | 0 | 0
CO2 Emissions (MMmetricTons): PJM_ROR
ReportingType | 2015 | 2020 | 2025 | 2030 | 2035 | 2040
BM | 0 | 0 | 0 | 0 | 0 | 0
CC | 61.06 | 83.87 | 77.28 | 68.53 | 65.49 | 62.64
CSP | 0 | 0 | 0 | 0 | 0 | 0
CT | 0 | 0 | 0 | 0 | 0 | 0
Coal | 170.74 | 66.7 | 3.21 | 0.38 | 0.38 | 0.38
Geo | 0 | 0 | 0 | 0 | 0 | 0
H | 0 | 0 | 0 | 0 | 0 | 0
LFG | 0 | 0 | 0 | 0 | 0 | 0
Nuc | 0 | 0 | 0 | 0 | 0 | 0
PS | 0 | 0 | 0 | 0 | 0 | 0
PV | 0 | 0 | 0 | 0 | 0 | 0
PeakG | 0.48 | 0.62 | 0.61 | 0.34 | 0.47 | 0.57
PeakO | 0 | 0 | 0 | 0 | 0 | 0
ST | 0 | 0 | 0 | 0 | 0 | 0
STOG | 0.23 | 0.44 | 0.44 | 0.44 | 0.23 | 0.23
STWD | 0 | 0 | 0 | 0 | 0 | 0
WT | 0 | 0 | 0 | 0 | 0 | 0
IGCC | 0 | 0 | 0 | 0 | 0 | 0
DemandResponse | 0 | 0 | 0 | 0 | 0 | 0
IGCC-CCS | 0 | 0 | 0 | 0 | 0 | 0
WT_off | 0 | 0 | 0 | 0 | 0 | 0
PseudoUnit | 0 | 0 | 0 | 0 | 0 | 0
FixedInterchange | 0 | 0 | 0 | 0 | 0 | 0
CO2 Emissions (MMmetricTons): SOCO
ReportingType | 2015 | 2020 | 2025 | 2030 | 2035 | 2040
BM | 0 | 0 | 0 | 0 | 0 | 0
CC | 56.77 | 61.55 | 58.82 | 47.2 | 43.74 | 32.77
CSP | 0 | 0 | 0 | 0 | 0 | 0
CT | 0 | 0 | 0 | 0 | 0 | 0
Coal | 27.46 | 5.35 | 0 | 0 | 0 | 0
Geo | 0 | 0 | 0 | 0 | 0 | 0
H | 0 | 0 | 0 | 0 | 0 | 0
LFG | 0 | 0 | 0 | 0 | 0 | 0
Nuc | 0 | 0 | 0 | 0 | 0 | 0
PS | 0 | 0 | 0 | 0 | 0 | 0
PV | 0 | 0 | 0 | 0 | 0 | 0
PeakG | 0.35 | 0.32 | 0.52 | 0.23 | 0.02 | 0
PeakO | 0 | 0 | 0 | 0 | 0 | 0
ST | 0 | 0 | 0 | 0 | 0 | 0
STOG | 0 | 0 | 0 | 0 | 0 | 0
STWD | 0 | 0 | 0 | 0 | 0 | 0
WT | 0 | 0 | 0 | 0 | 0 | 0
IGCC | 0 | 0 | 0 | 0 | 0 | 0
DemandResponse | 0 | 0 | 0 | 0 | 0 | 0
IGCC-CCS | 0 | 0 | 0 | 0 | 0 | 0
WT_off | 0 | 0 | 0 | 0 | 0 | 0
PseudoUnit | 0 | 0 | 0 | 0 | 0 | 0
FixedInterchange | 0 | 0 | 0 | 0 | 0 | 0
CO2 Emissions (MMmetricTons): SPP_N
ReportingType | 2015 | 2020 | 2025 | 2030 | 2035 | 2040
BM | 0 | 0 | 0 | 0 | 0 | 0
CC | 2.4 | 0.37 | 0.35 | 0.35 | 0.35 | 0.35
CSP | 0 | 0 | 0 | 0 | 0 | 0
CT | 0 | 0 | 0 | 0 | 0 | 0
Coal | 57.36 | 9.33 | 0.16 | 0 | 0 | 0
Geo | 0 | 0 | 0 | 0 | 0 | 0
H | 0 | 0 | 0 | 0 | 0 | 0
LFG | 0 | 0 | 0 | 0 | 0 | 0
Nuc | 0 | 0 | 0 | 0 | 0 | 0
PS | 0 | 0 | 0 | 0 | 0 | 0
PV | 0 | 0 | 0 | 0 | 0 | 0
PeakG | 0.02 | 0 | 0 | 0 | 0 | 0
PeakO | 0 | 0 | 0 | 0 | 0 | 0
ST | 0 | 0 | 0 | 0 | 0 | 0
STOG | 0.2 | 0 | 0 | 0 | 0 | 0
STWD | 0 | 0 | 0 | 0 | 0 | 0
WT | 0 | 0 | 0 | 0 | 0 | 0
IGCC | 0 | 0 | 0 | 0 | 0 | 0
DemandResponse | 0 | 0 | 0 | 0 | 0 | 0
IGCC-CCS | 0 | 0 | 0 | 0 | 0 | 0
WT_off | 0 | 0 | 0 | 0 | 0 | 0
PseudoUnit | 0 | 0 | 0 | 0 | 0 | 0
FixedInterchange | 0 | 0 | 0 | 0 | 0 | 0
CO2 Emissions (MMmetricTons): SPP_S
ReportingType | 2015 | 2020 | 2025 | 2030 | 2035 | 2040
BM | 0 | 0 | 0 | 0 | 0 | 0
CC | 20.92 | 6.02 | 6.1 | 4.9 | 5.03 | 5
CSP | 0 | 0 | 0 | 0 | 0 | 0
CT | 0.01 | 0 | 0 | 0 | 0 | 0
Coal | 71.79 | 7.19 | 0.34 | 0 | 0 | 0
Geo | 0 | 0 | 0 | 0 | 0 | 0
H | 0 | 0 | 0 | 0 | 0 | 0
LFG | 0 | 0 | 0 | 0 | 0 | 0
Nuc | 0 | 0 | 0 | 0 | 0 | 0
PS | 0 | 0 | 0 | 0 | 0 | 0
PV | 0 | 0 | 0 | 0 | 0 | 0
PeakG | 0 | 0 | 0 | 0 | 0 | 0
PeakO | 0 | 0 | 0 | 0 | 0 | 0
ST | 0 | 0 | 0 | 0 | 0 | 0
STOG | 1.56 | 0.41 | 0.39 | 0.52 | 0.41 | 0.48
STWD | 0 | 0 | 0 | 0 | 0 | 0
WT | 0 | 0 | 0 | 0 | 0 | 0
IGCC | 0 | 0 | 0 | 0 | 0 | 0
DemandResponse | 0 | 0 | 0 | 0 | 0 | 0
IGCC-CCS | 0 | 0 | 0 | 0 | 0 | 0
WT_off | 0 | 0 | 0 | 0 | 0 | 0
PseudoUnit | 0 | 0 | 0 | 0 | 0 | 0
FixedInterchange | 0 | 0 | 0 | 0 | 0 | 0
CO2 Emissions (MMmetricTons): TVA
ReportingType | 2015 | 2020 | 2025 | 2030 | 2035 | 2040
BM | 0 | 0 | 0 | 0 | 0 | 0
CC | 16.3 | 25 | 26.49 | 21.19 | 19.38 | 19.83
CSP | 0 | 0 | 0 | 0 | 0 | 0
CT | 0 | 0 | 0 | 0 | 0 | 0
Coal | 35.02 | 12.78 | 0.4 | 0 | 0 | 0
Geo | 0 | 0 | 0 | 0 | 0 | 0
H | 0 | 0 | 0 | 0 | 0 | 0
LFG | 0 | 0 | 0 | 0 | 0 | 0
Nuc | 0 | 0 | 0 | 0 | 0 | 0
PS | 0 | 0 | 0 | 0 | 0 | 0
PV | 0 | 0 | 0 | 0 | 0 | 0
PeakG | 0 | 0 | 0 | 0 | 0 | 0
PeakO | 0 | 0 | 0 | 0 | 0 | 0
ST | 0 | 0 | 0 | 0 | 0 | 0
STOG | 0 | 0 | 0 | 0 | 0 | 0
STWD | 0 | 0 | 0 | 0 | 0 | 0
WT | 0 | 0 | 0 | 0 | 0 | 0
IGCC | 0 | 0 | 0 | 0 | 0 | 0
DemandResponse | 0 | 0 | 0 | 0 | 0 | 0
IGCC-CCS | 0 | 0 | 0 | 0 | 0 | 0
WT_off | 0 | 0 | 0 | 0 | 0 | 0
PseudoUnit | 0 | 0 | 0 | 0 | 0 | 0
FixedInterchange | 0 | 0 | 0 | 0 | 0 | 0
CO2 Emissions (MMmetricTons): TVA_Transmission
ReportingType | 2015 | 2020 | 2025 | 2030 | 2035 | 2040
BM | 0 | 0 | 0 | 0 | 0 | 0
CC | 0 | 0 | 0 | 0 | 0 | 0
CSP | 0 | 0 | 0 | 0 | 0 | 0
CT | 0 | 0 | 0 | 0 | 0 | 0
Coal | 0 | 0 | 0 | 0 | 0 | 0
Geo | 0 | 0 | 0 | 0 | 0 | 0
H | 0 | 0 | 0 | 0 | 0 | 0
LFG | 0 | 0 | 0 | 0 | 0 | 0
Nuc | 0 | 0 | 0 | 0 | 0 | 0
PS | 0 | 0 | 0 | 0 | 0 | 0
PV | 0 | 0 | 0 | 0 | 0 | 0
PeakG | 0 | 0 | 0 | 0 | 0 | 0
PeakO | 0 | 0 | 0 | 0 | 0 | 0
ST | 0 | 0 | 0 | 0 | 0 | 0
STOG | 0 | 0 | 0 | 0 | 0 | 0
STWD | 0 | 0 | 0 | 0 | 0 | 0
WT | 0 | 0 | 0 | 0 | 0 | 0
IGCC | 0 | 0 | 0 | 0 | 0 | 0
DemandResponse | 0 | 0 | 0 | 0 | 0 | 0
IGCC-CCS | 0 | 0 | 0 | 0 | 0 | 0
WT_off | 0 | 0 | 0 | 0 | 0 | 0
PseudoUnit | 0 | 0 | 0 | 0 | 0 | 0
FixedInterchange | 0 | 0 | 0 | 0 | 0 | 0
CO2 Emissions (MMmetricTons): VACAR
ReportingType | 2015 | 2020 | 2025 | 2030 | 2035 | 2040
BM | 0 | 0 | 0 | 0 | 0 | 0
CC | 43.12 | 41.19 | 38.58 | 32.24 | 32.81 | 18.97
CSP | 0 | 0 | 0 | 0 | 0 | 0
CT | 0.04 | 0.04 | 0.08 | 0 | 0 | 0
Coal | 21.05 | 11.96 | 2.52 | 0.14 | 0.14 | 0.14
Geo | 0 | 0 | 0 | 0 | 0 | 0
H | 0 | 0 | 0 | 0 | 0 | 0
LFG | 0 | 0 | 0 | 0 | 0 | 0
Nuc | 0 | 0 | 0 | 0 | 0 | 0
PS | 0 | 0 | 0 | 0 | 0 | 0
PV | 0 | 0 | 0 | 0 | 0 | 0
PeakG | 0.06 | 0.12 | 0.22 | 0.22 | 0.19 | 0.04
PeakO | 0 | 0 | 0 | 0 | 0 | 0
ST | 0 | 0 | 0 | 0 | 0 | 0
STOG | 0 | 0 | 0 | 0 | 0 | 0
STWD | 0 | 0 | 0 | 0 | 0 | 0
WT | 0 | 0 | 0 | 0 | 0 | 0
IGCC | 0 | 0 | 0 | 0 | 0 | 0
DemandResponse | 0 | 0 | 0 | 0 | 0 | 0
IGCC-CCS | 0 | 0 | 0 | 0 | 0 | 0
WT_off | 0 | 0 | 0 | 0 | 0 | 0
PseudoUnit | 0 | 0 | 0 | 0 | 0 | 0
FixedInterchange | 0 | 0 | 0 | 0 | 0 | 0
CO2 Emissions (MMmetricTons): IESO
ReportingType | 2015 | 2020 | 2025 | 2030 | 2035 | 2040
BM | 0 | 0 | 0 | 0 | 0 | 0
CC | 3.12 | 2.19 | 0.07 | 0.04 | 0.04 | 0.12
CSP | 0 | 0 | 0 | 0 | 0 | 0
CT | 0.01 | 0.01 | 0 | 0 | 0 | 0
Coal | 0 | 0 | 0 | 0 | 0 | 0
Geo | 0 | 0 | 0 | 0 | 0 | 0
H | 0 | 0 | 0 | 0 | 0 | 0
LFG | 0 | 0 | 0 | 0 | 0 | 0
Nuc | 0 | 0 | 0 | 0 | 0 | 0
PS | 0 | 0 | 0 | 0 | 0 | 0
PV | 0 | 0 | 0 | 0 | 0 | 0
PeakG | 0 | 0 | 0 | 0 | 0 | 0
PeakO | 0 | 0 | 0 | 0 | 0 | 0
ST | 0 | 0 | 0 | 0 | 0 | 0
STOG | 0 | 0 | 0 | 0 | 0 | 0
STWD | 0 | 0 | 0 | 0 | 0 | 0
WT | 0 | 0 | 0 | 0 | 0 | 0
IGCC | 0 | 0 | 0 | 0 | 0 | 0
DemandResponse | 0 | 0 | 0 | 0 | 0 | 0
IGCC-CCS | 0 | 0 | 0 | 0 | 0 | 0
WT_off | 0 | 0 | 0 | 0 | 0 | 0
PseudoUnit | 0 | 0 | 0 | 0 | 0 | 0
FixedInterchange | 0 | 0 | 0 | 0 | 0 | 0
CO2 Emissions (MMmetricTons): MAPP_CA
ReportingType | 2015 | 2020 | 2025 | 2030 | 2035 | 2040
BM | 0 | 0 | 0 | 0 | 0 | 0
CC | 2.94 | 2.94 | 0.2 | 0 | 0 | 0
CSP | 0 | 0 | 0 | 0 | 0 | 0
CT | 0 | 0 | 0 | 0 | 0 | 0
Coal | 0.25 | 0.04 | 0 | 0 | 0 | 0
Geo | 0 | 0 | 0 | 0 | 0 | 0
H | 0 | 0 | 0 | 0 | 0 | 0
LFG | 0 | 0 | 0 | 0 | 0 | 0
Nuc | 0 | 0 | 0 | 0 | 0 | 0
PS | 0 | 0 | 0 | 0 | 0 | 0
PV | 0 | 0 | 0 | 0 | 0 | 0
PeakG | 0.04 | 0.01 | 0 | 0 | 0 | 0
PeakO | 0 | 0 | 0 | 0 | 0 | 0
ST | 0 | 0 | 0 | 0 | 0 | 0
STOG | 0.01 | 0 | 0 | 0 | 0 | 0
STWD | 0 | 0 | 0 | 0 | 0 | 0
WT | 0 | 0 | 0 | 0 | 0 | 0
IGCC | 0 | 0 | 0 | 0 | 0 | 0
DemandResponse | 0 | 0 | 0 | 0 | 0 | 0
IGCC-CCS | 0 | 0 | 0 | 0 | 0 | 0
WT_off | 0 | 0 | 0 | 0 | 0 | 0
PseudoUnit | 0 | 0 | 0 | 0 | 0 | 0
FixedInterchange | 0 | 0 | 0 | 0 | 0 | 0
CO2 Emissions (MMmetricTons): AZ_NM_SNV_Coal
ReportingType | 2015 | 2020 | 2025 | 2030 | 2035 | 2040
BM | 0 | 0 | 0 | 0 | 0 | 0
CC | 0 | 0 | 0 | 0 | 0 | 0
CSP | 0 | 0 | 0 | 0 | 0 | 0
CT | 0 | 0 | 0 | 0 | 0 | 0
Coal | 47.57 | 40.99 | 8.07 | 0 | 0 | 0
Geo | 0 | 0 | 0 | 0 | 0 | 0
H | 0 | 0 | 0 | 0 | 0 | 0
LFG | 0 | 0 | 0 | 0 | 0 | 0
Nuc | 0 | 0 | 0 | 0 | 0 | 0
PS | 0 | 0 | 0 | 0 | 0 | 0
PV | 0 | 0 | 0 | 0 | 0 | 0
PeakG | 0 | 0 | 0 | 0 | 0 | 0
PeakO | 0 | 0 | 0 | 0 | 0 | 0
ST | 0 | 0 | 0 | 0 | 0 | 0
STOG | 0 | 0 | 0 | 0 | 0 | 0
STWD | 0 | 0 | 0 | 0 | 0 | 0
WT | 0 | 0 | 0 | 0 | 0 | 0
IGCC | 0 | 0 | 0 | 0 | 0 | 0
DemandResponse | 0 | 0 | 0 | 0 | 0 | 0
IGCC-CCS | 0 | 0 | 0 | 0 | 0 | 0
WT_off | 0 | 0 | 0 | 0 | 0 | 0
PseudoUnit | 0 | 0 | 0 | 0 | 0 | 0
FixedInterchange | 0 | 0 | 0 | 0 | 0 | 0
CO2 Emissions (MMmetricTons): AZ_NM_SNV_Gas
ReportingType | 2015 | 2020 | 2025 | 2030 | 2035 | 2040
BM | 0 | 0 | 0 | 0 | 0 | 0
CC | 23.41 | 18.58 | 27.71 | 15.93 | 12.86 | 11.75
CSP | 0 | 0 | 0 | 0 | 0 | 0
CT | 0 | 0 | 0 | 0 | 0 | 0
Coal | 0 | 0 | 0 | 0 | 0 | 0
Geo | 0 | 0 | 0 | 0 | 0 | 0
H | 0 | 0 | 0 | 0 | 0 | 0
LFG | 0 | 0 | 0 | 0 | 0 | 0
Nuc | 0 | 0 | 0 | 0 | 0 | 0
PS | 0 | 0 | 0 | 0 | 0 | 0
PV | 0 | 0 | 0 | 0 | 0 | 0
PeakG | 0 | 0 | 0 | 0 | 0 | 0
PeakO | 0 | 0 | 0 | 0 | 0 | 0
ST | 0 | 0 | 0 | 0 | 0 | 0
STOG | 0 | 0 | 0 | 0 | 0 | 0
STWD | 0 | 0 | 0 | 0 | 0 | 0
WT | 0 | 0 | 0 | 0 | 0 | 0
IGCC | 0 | 0 | 0 | 0 | 0 | 0
DemandResponse | 0 | 0 | 0 | 0 | 0 | 0
IGCC-CCS | 0 | 0 | 0 | 0 | 0 | 0
WT_off | 0 | 0 | 0 | 0 | 0 | 0
PseudoUnit | 0 | 0 | 0 | 0 | 0 | 0
FixedInterchange | 0 | 0 | 0 | 0 | 0 | 0
CO2 Emissions (MMmetricTons): AZ_NM_SNV_NucRenew
ReportingType | 2015 | 2020 | 2025 | 2030 | 2035 | 2040
BM | 0 | 0 | 0 | 0 | 0 | 0
CC | 0 | 0 | 0 | 0 | 0 | 0
CSP | 0 | 0 | 0 | 0 | 0 | 0
CT | 0 | 0 | 0 | 0 | 0 | 0
Coal | 0 | 0 | 0 | 0 | 0 | 0
Geo | 0 | 0 | 0 | 0 | 0 | 0
H | 0 | 0 | 0 | 0 | 0 | 0
LFG | 0 | 0 | 0 | 0 | 0 | 0
Nuc | 0 | 0 | 0 | 0 | 0 | 0
PS | 0 | 0 | 0 | 0 | 0 | 0
PV | 0 | 0 | 0 | 0 | 0 | 0
PeakG | 0 | 0 | 0 | 0 | 0 | 0
PeakO | 0 | 0 | 0 | 0 | 0 | 0
ST | 0 | 0 | 0 | 0 | 0 | 0
STOG | 0 | 0 | 0 | 0 | 0 | 0
STWD | 0 | 0 | 0 | 0 | 0 | 0
WT | 0 | 0 | 0 | 0 | 0 | 0
IGCC | 0 | 0 | 0 | 0 | 0 | 0
DemandResponse | 0 | 0 | 0 | 0 | 0 | 0
IGCC-CCS | 0 | 0 | 0 | 0 | 0 | 0
WT_off | 0 | 0 | 0 | 0 | 0 | 0
PseudoUnit | 0 | 0 | 0 | 0 | 0 | 0
FixedInterchange | 0 | 0 | 0 | 0 | 0 | 0
CO2 Emissions (MMmetricTons): ERCOT
ReportingType | 2015 | 2020 | 2025 | 2030 | 2035 | 2040
BM | 0 | 0 | 0 | 0 | 0 | 0
CC | 78.01 | 82.15 | 70.06 | 68.64 | 57.2 | 48.8
CSP | 0 | 0 | 0 | 0 | 0 | 0
CT | 0 | 0 | 0 | 0 | 0 | 0
Coal | 34.7 | 23.38 | 0.71 | 0 | 0 | 0.04
Geo | 0 | 0 | 0 | 0 | 0 | 0
H | 0 | 0 | 0 | 0 | 0 | 0
LFG | 0 | 0 | 0 | 0 | 0 | 0
Nuc | 0 | 0 | 0 | 0 | 0 | 0
PS | 0 | 0 | 0 | 0 | 0 | 0
PV | 0 | 0 | 0 | 0 | 0 | 0
PeakG | 0 | 0 | 0 | 0.03 | 0.03 | 0
PeakO | 0 | 0 | 0 | 0 | 0 | 0
ST | 0 | 0 | 0 | 0 | 0 | 0
STOG | 0.81 | 1.3 | 0.45 | 0.57 | 0.12 | 0
STWD | 0 | 0 | 0 | 0 | 0 | 0
WT | 0 | 0 | 0 | 0 | 0 | 0
IGCC | 0 | 0 | 0 | 0 | 0 | 0
DemandResponse | 0 | 0 | 0 | 0 | 0 | 0
IGCC-CCS | 0 | 0 | 0 | 0 | 0 | 0
WT_off | 0 | 0 | 0 | 0 | 0 | 0
PseudoUnit | 0 | 0 | 0 | 0 | 0 | 0
FixedInterchange | 0 | 0 | 0 | 0 | 0 | 0
CO2 Emissions (MMmetricTons): NP15
ReportingType | 2015 | 2020 | 2025 | 2030 | 2035 | 2040
BM | 0 | 0 | 0 | 0 | 0 | 0
CC | 24.69 | 22.68 | 23.1 | 14.24 | 12.11 | 9.49
CSP | 0 | 0 | 0 | 0 | 0 | 0
CT | 0 | 0 | 0 | 0 | 0 | 0
Coal | 1.57 | 0 | 0 | 0 | 0 | 0
Geo | 0 | 0 | 0 | 0 | 0 | 0
H | 0 | 0 | 0 | 0 | 0 | 0
LFG | 0 | 0 | 0 | 0 | 0 | 0
Nuc | 0 | 0 | 0 | 0 | 0 | 0
PS | 0 | 0 | 0 | 0 | 0 | 0
PV | 0 | 0 | 0 | 0 | 0 | 0
PeakG | 0 | 0 | 0 | 0 | 0 | 0
PeakO | 0 | 0 | 0 | 0 | 0 | 0
ST | 0 | 0 | 0 | 0 | 0 | 0
STOG | 0.02 | 0.02 | 0.02 | 0 | 0 | 0
STWD | 0 | 0 | 0 | 0 | 0 | 0
WT | 0 | 0 | 0 | 0 | 0 | 0
IGCC | 0 | 0 | 0 | 0 | 0 | 0
DemandResponse | 0 | 0 | 0 | 0 | 0 | 0
IGCC-CCS | 0 | 0 | 0 | 0 | 0 | 0
WT_off | 0 | 0 | 0 | 0 | 0 | 0
PseudoUnit | 0 | 0 | 0 | 0 | 0 | 0
FixedInterchange | 0 | 0 | 0 | 0 | 0 | 0
CO2 Emissions (MMmetricTons): NWPP_Coal
ReportingType | 2015 | 2020 | 2025 | 2030 | 2035 | 2040
BM | 0 | 0 | 0 | 0 | 0 | 0
CC | 0 | 0 | 0 | 0 | 0 | 0
CSP | 0 | 0 | 0 | 0 | 0 | 0
CT | 0 | 0 | 0 | 0 | 0 | 0
Coal | 45.09 | 33.79 | 0.16 | 0.16 | 0.16 | 0.16
Geo | 0 | 0 | 0 | 0 | 0 | 0
H | 0 | 0 | 0 | 0 | 0 | 0
LFG | 0 | 0 | 0 | 0 | 0 | 0
Nuc | 0 | 0 | 0 | 0 | 0 | 0
PS | 0 | 0 | 0 | 0 | 0 | 0
PV | 0 | 0 | 0 | 0 | 0 | 0
PeakG | 0 | 0 | 0 | 0 | 0 | 0
PeakO | 0 | 0 | 0 | 0 | 0 | 0
ST | 0 | 0 | 0 | 0 | 0 | 0
STOG | 0 | 0 | 0 | 0 | 0 | 0
STWD | 0 | 0 | 0 | 0 | 0 | 0
WT | 0 | 0 | 0 | 0 | 0 | 0
IGCC | 0 | 0 | 0 | 0 | 0 | 0
DemandResponse | 0 | 0 | 0 | 0 | 0 | 0
IGCC-CCS | 0 | 0 | 0 | 0 | 0 | 0
WT_off | 0 | 0 | 0 | 0 | 0 | 0
PseudoUnit | 0 | 0 | 0 | 0 | 0 | 0
FixedInterchange | 0 | 0 | 0 | 0 | 0 | 0
CO2 Emissions (MMmetricTons): NWPP_Gas
ReportingType | 2015 | 2020 | 2025 | 2030 | 2035 | 2040
BM | 0 | 0 | 0 | 0 | 0 | 0
CC | 18.11 | 24.1 | 24.1 | 8.09 | 5.7 | 4.96
CSP | 0 | 0 | 0 | 0 | 0 | 0
CT | 0 | 0 | 0 | 0 | 0 | 0
Coal | 0 | 0 | 0 | 0 | 0 | 0
Geo | 0 | 0 | 0 | 0 | 0 | 0
H | 0 | 0 | 0 | 0 | 0 | 0
LFG | 0 | 0 | 0 | 0 | 0 | 0
Nuc | 0 | 0 | 0 | 0 | 0 | 0
PS | 0 | 0 | 0 | 0 | 0 | 0
PV | 0 | 0 | 0 | 0 | 0 | 0
PeakG | 0 | 0 | 0 | 0 | 0 | 0
PeakO | 0 | 0 | 0 | 0 | 0 | 0
ST | 0 | 0 | 0 | 0 | 0 | 0
STOG | 0 | 0 | 0 | 0 | 0 | 0
STWD | 0 | 0 | 0 | 0 | 0 | 0
WT | 0 | 0 | 0 | 0 | 0 | 0
IGCC | 0 | 0 | 0 | 0 | 0 | 0
DemandResponse | 0 | 0 | 0 | 0 | 0 | 0
IGCC-CCS | 0 | 0 | 0 | 0 | 0 | 0
WT_off | 0 | 0 | 0 | 0 | 0 | 0
PseudoUnit | 0 | 0 | 0 | 0 | 0 | 0
FixedInterchange | 0 | 0 | 0 | 0 | 0 | 0
CO2 Emissions (MMmetricTons): NWPP_NucRenew
ReportingType | 2015 | 2020 | 2025 | 2030 | 2035 | 2040
BM | 0 | 0 | 0 | 0 | 0 | 0
CC | 0 | 0 | 0 | 0 | 0 | 0
CSP | 0 | 0 | 0 | 0 | 0 | 0
CT | 0 | 0 | 0 | 0 | 0 | 0
Coal | 0 | 0 | 0 | 0 | 0 | 0
Geo | 0 | 0 | 0 | 0 | 0 | 0
H | 0 | 0 | 0 | 0 | 0 | 0
LFG | 0 | 0 | 0 | 0 | 0 | 0
Nuc | 0 | 0 | 0 | 0 | 0 | 0
PS | 0 | 0 | 0 | 0 | 0 | 0
PV | 0 | 0 | 0 | 0 | 0 | 0
PeakG | 0 | 0 | 0 | 0 | 0 | 0
PeakO | 0 | 0 | 0 | 0 | 0 | 0
ST | 0 | 0 | 0 | 0 | 0 | 0
STOG | 0 | 0 | 0 | 0 | 0 | 0
STWD | 0 | 0 | 0 | 0 | 0 | 0
WT | 0 | 0 | 0 | 0 | 0 | 0
IGCC | 0 | 0 | 0 | 0 | 0 | 0
DemandResponse | 0 | 0 | 0 | 0 | 0 | 0
IGCC-CCS | 0 | 0 | 0 | 0 | 0 | 0
WT_off | 0 | 0 | 0 | 0 | 0 | 0
PseudoUnit | 0 | 0 | 0 | 0 | 0 | 0
FixedInterchange | 0 | 0 | 0 | 0 | 0 | 0
CO2 Emissions (MMmetricTons): RMPA
ReportingType | 2015 | 2020 | 2025 | 2030 | 2035 | 2040
BM | 0 | 0 | 0 | 0 | 0 | 0
CC | 4.46 | 4.3 | 5.9 | 4.38 | 4.2 | 3.91
CSP | 0 | 0 | 0 | 0 | 0 | 0
CT | 0 | 0 | 0 | 0 | 0 | 0
Coal | 49.8 | 36.06 | 3.32 | 0.44 | 0.44 | 0.45
Geo | 0 | 0 | 0 | 0 | 0 | 0
H | 0 | 0 | 0 | 0 | 0 | 0
LFG | 0 | 0 | 0 | 0 | 0 | 0
Nuc | 0 | 0 | 0 | 0 | 0 | 0
PS | 0 | 0 | 0 | 0 | 0 | 0
PV | 0 | 0 | 0 | 0 | 0 | 0
PeakG | 0 | 0 | 0 | 0 | 0 | 0
PeakO | 0 | 0 | 0 | 0 | 0 | 0
ST | 0 | 0 | 0 | 0 | 0 | 0
STOG | 0 | 0 | 0 | 0 | 0 | 0
STWD | 0 | 0 | 0 | 0 | 0 | 0
WT | 0 | 0 | 0 | 0 | 0 | 0
IGCC | 0 | 0 | 0 | 0 | 0 | 0
DemandResponse | 0 | 0 | 0 | 0 | 0 | 0
IGCC-CCS | 0 | 0 | 0 | 0 | 0 | 0
WT_off | 0 | 0 | 0 | 0 | 0 | 0
PseudoUnit | 0 | 0 | 0 | 0 | 0 | 0
FixedInterchange | 0 | 0 | 0 | 0 | 0 | 0
CO2 Emissions (MMmetricTons): SP15
ReportingType | 2015 | 2020 | 2025 | 2030 | 2035 | 2040
BM | 0 | 0 | 0 | 0 | 0 | 0
CC | 31.66 | 29.97 | 32.37 | 26.9 | 23.35 | 19.38
CSP | 0 | 0 | 0 | 0 | 0 | 0
CT | 0 | 0 | 0 | 0 | 0 | 0
Coal | 1.49 | 0.81 | 0 | 0 | 0 | 0
Geo | 0 | 0 | 0 | 0 | 0 | 0
H | 0 | 0 | 0 | 0 | 0 | 0
LFG | 0 | 0 | 0 | 0 | 0 | 0
Nuc | 0 | 0 | 0 | 0 | 0 | 0
PS | 0 | 0 | 0 | 0 | 0 | 0
PV | 0 | 0 | 0 | 0 | 0 | 0
PeakG | 0 | 0 | 0 | 0 | 0 | 0
PeakO | 0 | 0 | 0 | 0 | 0 | 0
ST | 0 | 0 | 0 | 0 | 0 | 0
STOG | 0.19 | 0.03 | 0.05 | 0.03 | 0.04 | 0.05
STWD | 0 | 0 | 0 | 0 | 0 | 0
WT | 0 | 0 | 0 | 0 | 0 | 0
IGCC | 0 | 0 | 0 | 0 | 0 | 0
DemandResponse | 0 | 0 | 0 | 0 | 0 | 0
IGCC-CCS | 0 | 0 | 0 | 0 | 0 | 0
WT_off | 0 | 0 | 0 | 0 | 0 | 0
PseudoUnit | 0 | 0 | 0 | 0 | 0 | 0
FixedInterchange | 0 | 0 | 0 | 0 | 0 | 0
CO2 Emissions (MMmetricTons): ALB
ReportingType | 2015 | 2020 | 2025 | 2030 | 2035 | 2040
BM | 0 | 0 | 0 | 0 | 0 | 0
CC | 6.63 | 6.85 | 6.85 | 0 | 0 | 0
CSP | 0 | 0 | 0 | 0 | 0 | 0
CT | 0 | 0 | 0 | 0 | 0 | 0
Coal | 45.36 | 45.36 | 44.77 | 0 | 0 | 0
Geo | 0 | 0 | 0 | 0 | 0 | 0
H | 0 | 0 | 0 | 0 | 0 | 0
LFG | 0 | 0 | 0 | 0 | 0 | 0
Nuc | 0 | 0 | 0 | 0 | 0 | 0
PS | 0 | 0 | 0 | 0 | 0 | 0
PV | 0 | 0 | 0 | 0 | 0 | 0
PeakG | 0 | 0 | 0 | 0 | 0 | 0
PeakO | 0 | 0 | 0 | 0 | 0 | 0
ST | 0 | 0 | 0 | 0 | 0 | 0
STOG | 0 | 0 | 0 | 0 | 0 | 0
STWD | 0 | 0 | 0 | 0 | 0 | 0
WT | 0 | 0 | 0 | 0 | 0 | 0
IGCC | 0 | 0 | 0 | 0 | 0 | 0
DemandResponse | 0 | 0 | 0 | 0 | 0 | 0
IGCC-CCS | 0 | 0 | 0 | 0 | 0 | 0
WT_off | 0 | 0 | 0 | 0 | 0 | 0
PseudoUnit | 0 | 0 | 0 | 0 | 0 | 0
FixedInterchange | 0 | 0 | 0 | 0 | 0 | 0
CO2 Emissions (MMmetricTons): BC
ReportingType | 2015 | 2020 | 2025 | 2030 | 2035 | 2040
BM | 0 | 0 | 0 | 0 | 0 | 0
CC | 1.56 | 1.56 | 1.56 | 0.96 | 0.14 | 0
CSP | 0 | 0 | 0 | 0 | 0 | 0
CT | 0 | 0 | 0 | 0 | 0 | 0
Coal | 0 | 0 | 0 | 0 | 0 | 0
Geo | 0 | 0 | 0 | 0 | 0 | 0
H | 0 | 0 | 0 | 0 | 0 | 0
LFG | 0 | 0 | 0 | 0 | 0 | 0
Nuc | 0 | 0 | 0 | 0 | 0 | 0
PS | 0 | 0 | 0 | 0 | 0 | 0
PV | 0 | 0 | 0 | 0 | 0 | 0
PeakG | 0 | 0 | 0 | 0 | 0 | 0
PeakO | 0 | 0 | 0 | 0 | 0 | 0
ST | 0 | 0 | 0 | 0 | 0 | 0
STOG | 0 | 0 | 0 | 0 | 0 | 0
STWD | 0 | 0 | 0 | 0 | 0 | 0
WT | 0 | 0 | 0 | 0 | 0 | 0
IGCC | 0 | 0 | 0 | 0 | 0 | 0
DemandResponse | 0 | 0 | 0 | 0 | 0 | 0
IGCC-CCS | 0 | 0 | 0 | 0 | 0 | 0
WT_off | 0 | 0 | 0 | 0 | 0 | 0
PseudoUnit | 0 | 0 | 0 | 0 | 0 | 0
FixedInterchange | 0 | 0 | 0 | 0 | 0 | 0
CO2 Emissions (MMmetricTons): HQ_IESO
ReportingType | 2015 | 2020 | 2025 | 2030 | 2035 | 2040
BM | 0 | 0 | 0 | 0 | 0 | 0
CC | 0 | 0 | 0 | 0 | 0 | 0
CSP | 0 | 0 | 0 | 0 | 0 | 0
CT | 0 | 0 | 0 | 0 | 0 | 0
Coal | 0 | 0 | 0 | 0 | 0 | 0
Geo | 0 | 0 | 0 | 0 | 0 | 0
H | 0 | 0 | 0 | 0 | 0 | 0
LFG | 0 | 0 | 0 | 0 | 0 | 0
Nuc | 0 | 0 | 0 | 0 | 0 | 0
PS | 0 | 0 | 0 | 0 | 0 | 0
PV | 0 | 0 | 0 | 0 | 0 | 0
PeakG | 0 | 0 | 0 | 0 | 0 | 0
PeakO | 0 | 0 | 0 | 0 | 0 | 0
ST | 0 | 0 | 0 | 0 | 0 | 0
STOG | 0 | 0 | 0 | 0 | 0 | 0
STWD | 0 | 0 | 0 | 0 | 0 | 0
WT | 0 | 0 | 0 | 0 | 0 | 0
IGCC | 0 | 0 | 0 | 0 | 0 | 0
DemandResponse | 0 | 0 | 0 | 0 | 0 | 0
IGCC-CCS | 0 | 0 | 0 | 0 | 0 | 0
WT_off | 0 | 0 | 0 | 0 | 0 | 0
PseudoUnit | 0 | 0 | 0 | 0 | 0 | 0
FixedInterchange | 0 | 0 | 0 | 0 | 0 | 0
CO2 Emissions (MMmetricTons): HQ_NEISO
ReportingType | 2015 | 2020 | 2025 | 2030 | 2035 | 2040
BM | 0 | 0 | 0 | 0 | 0 | 0
CC | 0 | 0 | 0 | 0 | 0 | 0
CSP | 0 | 0 | 0 | 0 | 0 | 0
CT | 0 | 0 | 0 | 0 | 0 | 0
Coal | 0 | 0 | 0 | 0 | 0 | 0
Geo | 0 | 0 | 0 | 0 | 0 | 0
H | 0 | 0 | 0 | 0 | 0 | 0
LFG | 0 | 0 | 0 | 0 | 0 | 0
Nuc | 0 | 0 | 0 | 0 | 0 | 0
PS | 0 | 0 | 0 | 0 | 0 | 0
PV | 0 | 0 | 0 | 0 | 0 | 0
PeakG | 0 | 0 | 0 | 0 | 0 | 0
PeakO | 0 | 0 | 0 | 0 | 0 | 0
ST | 0 | 0 | 0 | 0 | 0 | 0
STOG | 0 | 0 | 0 | 0 | 0 | 0
STWD | 0 | 0 | 0 | 0 | 0 | 0
WT | 0 | 0 | 0 | 0 | 0 | 0
IGCC | 0 | 0 | 0 | 0 | 0 | 0
DemandResponse | 0 | 0 | 0 | 0 | 0 | 0
IGCC-CCS | 0 | 0 | 0 | 0 | 0 | 0
WT_off | 0 | 0 | 0 | 0 | 0 | 0
PseudoUnit | 0 | 0 | 0 | 0 | 0 | 0
FixedInterchange | 0 | 0 | 0 | 0 | 0 | 0
CO2 Emissions (MMmetricTons): HQ_NY
ReportingType | 2015 | 2020 | 2025 | 2030 | 2035 | 2040
BM | 0 | 0 | 0 | 0 | 0 | 0
CC | 0 | 0 | 0 | 0 | 0 | 0
CSP | 0 | 0 | 0 | 0 | 0 | 0
CT | 0 | 0 | 0 | 0 | 0 | 0
Coal | 0 | 0 | 0 | 0 | 0 | 0
Geo | 0 | 0 | 0 | 0 | 0 | 0
H | 0 | 0 | 0 | 0 | 0 | 0
LFG | 0 | 0 | 0 | 0 | 0 | 0
Nuc | 0 | 0 | 0 | 0 | 0 | 0
PS | 0 | 0 | 0 | 0 | 0 | 0
PV | 0 | 0 | 0 | 0 | 0 | 0
PeakG | 0 | 0 | 0 | 0 | 0 | 0
PeakO | 0 | 0 | 0 | 0 | 0 | 0
ST | 0 | 0 | 0 | 0 | 0 | 0
STOG | 0 | 0 | 0 | 0 | 0 | 0
STWD | 0 | 0 | 0 | 0 | 0 | 0
WT | 0 | 0 | 0 | 0 | 0 | 0
IGCC | 0 | 0 | 0 | 0 | 0 | 0
DemandResponse | 0 | 0 | 0 | 0 | 0 | 0
IGCC-CCS | 0 | 0 | 0 | 0 | 0 | 0
WT_off | 0 | 0 | 0 | 0 | 0 | 0
PseudoUnit | 0 | 0 | 0 | 0 | 0 | 0
FixedInterchange | 0 | 0 | 0 | 0 | 0 | 0
CO2 Emissions (MMmetricTons): MARITIMES
ReportingType | 2015 | 2020 | 2025 | 2030 | 2035 | 2040
BM | 0 | 0 | 0 | 0 | 0 | 0
CC | 0 | 0 | 0 | 0 | 0 | 0
CSP | 0 | 0 | 0 | 0 | 0 | 0
CT | 0 | 0 | 0 | 0 | 0 | 0
Coal | 0 | 0 | 0 | 0 | 0 | 0
Geo | 0 | 0 | 0 | 0 | 0 | 0
H | 0 | 0 | 0 | 0 | 0 | 0
LFG | 0 | 0 | 0 | 0 | 0 | 0
Nuc | 0 | 0 | 0 | 0 | 0 | 0
PS | 0 | 0 | 0 | 0 | 0 | 0
PV | 0 | 0 | 0 | 0 | 0 | 0
PeakG | 0 | 0 | 0 | 0 | 0 | 0
PeakO | 0 | 0 | 0 | 0 | 0 | 0
ST | 0 | 0 | 0 | 0 | 0 | 0
STOG | 0 | 0 | 0 | 0 | 0 | 0
STWD | 0 | 0 | 0 | 0 | 0 | 0
WT | 0 | 0 | 0 | 0 | 0 | 0
IGCC | 0 | 0 | 0 | 0 | 0 | 0
DemandResponse | 0 | 0 | 0 | 0 | 0 | 0
IGCC-CCS | 0 | 0 | 0 | 0 | 0 | 0
WT_off | 0 | 0 | 0 | 0 | 0 | 0
PseudoUnit | 0 | 0 | 0 | 0 | 0 | 0
FixedInterchange | 0 | 0 | 0 | 0 | 0 | 0
CO2 Emissions (MMmetricTons): All
ReportingType | 2015 | 2020 | 2025 | 2030 | 2035 | 2040
BM | 0 | 0 | 0 | 0 | 0 | 0
CC | 585.09 | 663.67 | 617.83 | 446.69 | 442.4 | 425.73
CSP | 0 | 0 | 0 | 0 | 0 | 0
CT | 0.34 | 0.42 | 0.63 | 0.27 | 0.01 | 0.13
Coal | 1011.87 | 382.58 | 71.14 | 1.96 | 2.01 | 2.22
Geo | 0 | 0 | 0 | 0 | 0 | 0
H | 0 | 0 | 0 | 0 | 0 | 0
LFG | 0 | 0 | 0 | 0 | 0 | 0
Nuc | 0 | 0 | 0 | 0 | 0 | 0
PS | 0 | 0 | 0 | 0 | 0 | 0
PV | 0 | 0 | 0 | 0 | 0 | 0
PeakG | 1.71 | 1.84 | 2.24 | 1.34 | 1.39 | 0.93
PeakO | 0 | 0 | 0 | 0 | 0 | 0
ST | 0 | 0 | 0 | 0 | 0 | 0
STOG | 4.36 | 3.63 | 2.82 | 2.69 | 1.76 | 1.6
STWD | 0 | 0 | 0 | 0 | 0 | 0
WT | 0 | 0 | 0 | 0 | 0 | 0
IGCC | 3.76 | 3.76 | 0.36 | 0.05 | 0.05 | 0.09
DemandResponse | 0 | 0 | 0 | 0 | 0 | 0
IGCC-CCS | 0 | 0 | 0 | 0 | 0 | 0
WT_off | 0 | 0 | 0 | 0 | 0 | 0
PseudoUnit | 0 | 0 | 0 | 0 | 0 | 0
FixedInterchange | 0 | 0 | 0 | 0 | 0 | 0
CO2 Emissions (MMmetricTons): EI_US
ReportingType | 2015 | 2020 | 2025 | 2030 | 2035 | 2040
BM | 0 | 0 | 0 | 0 | 0 | 0
CC | 390.51 | 468.37 | 425.91 | 307.51 | 326.8 | 327.31
CSP | 0 | 0 | 0 | 0 | 0 | 0
CT | 0.33 | 0.41 | 0.63 | 0.26 | 0.01 | 0.13
Coal | 786.04 | 202.15 | 14.11 | 1.36 | 1.41 | 1.57
Geo | 0 | 0 | 0 | 0 | 0 | 0
H | 0 | 0 | 0 | 0 | 0 | 0
LFG | 0 | 0 | 0 | 0 | 0 | 0
Nuc | 0 | 0 | 0 | 0 | 0 | 0
PS | 0 | 0 | 0 | 0 | 0 | 0
PV | 0 | 0 | 0 | 0 | 0 | 0
PeakG | 1.67 | 1.82 | 2.24 | 1.31 | 1.36 | 0.92
PeakO | 0 | 0 | 0 | 0 | 0 | 0
ST | 0 | 0 | 0 | 0 | 0 | 0
STOG | 3.34 | 2.28 | 2.3 | 2.08 | 1.6 | 1.55
STWD | 0 | 0 | 0 | 0 | 0 | 0
WT | 0 | 0 | 0 | 0 | 0 | 0
IGCC | 3.76 | 3.76 | 0.36 | 0.05 | 0.05 | 0.09
DemandResponse | 0 | 0 | 0 | 0 | 0 | 0
IGCC-CCS | 0 | 0 | 0 | 0 | 0 | 0
WT_off | 0 | 0 | 0 | 0 | 0 | 0
PseudoUnit | 0 | 0 | 0 | 0 | 0 | 0
FixedInterchange | 0 | 0 | 0 | 0 | 0 | 0
CO2 Emissions (MMmetricTons): EI_Canada
ReportingType | 2015 | 2020 | 2025 | 2030 | 2035 | 2040
BM | 0 | 0 | 0 | 0 | 0 | 0
CC | 6.06 | 5.13 | 0.28 | 0.04 | 0.04 | 0.12
CSP | 0 | 0 | 0 | 0 | 0 | 0
CT | 0.01 | 0.01 | 0 | 0 | 0 | 0
Coal | 0.25 | 0.04 | 0 | 0 | 0 | 0
Geo | 0 | 0 | 0 | 0 | 0 | 0
H | 0 | 0 | 0 | 0 | 0 | 0
LFG | 0 | 0 | 0 | 0 | 0 | 0
Nuc | 0 | 0 | 0 | 0 | 0 | 0
PS | 0 | 0 | 0 | 0 | 0 | 0
PV | 0 | 0 | 0 | 0 | 0 | 0
PeakG | 0.04 | 0.01 | 0 | 0 | 0 | 0
PeakO | 0 | 0 | 0 | 0 | 0 | 0
ST | 0 | 0 | 0 | 0 | 0 | 0
STOG | 0.01 | 0 | 0 | 0 | 0 | 0
STWD | 0 | 0 | 0 | 0 | 0 | 0
WT | 0 | 0 | 0 | 0 | 0 | 0
IGCC | 0 | 0 | 0 | 0 | 0 | 0
DemandResponse | 0 | 0 | 0 | 0 | 0 | 0
IGCC-CCS | 0 | 0 | 0 | 0 | 0 | 0
WT_off | 0 | 0 | 0 | 0 | 0 | 0
PseudoUnit | 0 | 0 | 0 | 0 | 0 | 0
FixedInterchange | 0 | 0 | 0 | 0 | 0 | 0
CO2 Emissions (MMmetricTons): EI
ReportingType | 2015 | 2020 | 2025 | 2030 | 2035 | 2040
BM | 0 | 0 | 0 | 0 | 0 | 0
CC | 396.57 | 473.5 | 426.18 | 307.55 | 326.84 | 327.43
CSP | 0 | 0 | 0 | 0 | 0 | 0
CT | 0.34 | 0.42 | 0.63 | 0.26 | 0.01 | 0.13
Coal | 786.3 | 202.19 | 14.11 | 1.36 | 1.41 | 1.57
Geo | 0 | 0 | 0 | 0 | 0 | 0
H | 0 | 0 | 0 | 0 | 0 | 0
LFG | 0 | 0 | 0 | 0 | 0 | 0
Nuc | 0 | 0 | 0 | 0 | 0 | 0
PS | 0 | 0 | 0 | 0 | 0 | 0
PV | 0 | 0 | 0 | 0 | 0 | 0
PeakG | 1.71 | 1.83 | 2.24 | 1.31 | 1.36 | 0.92
PeakO | 0 | 0 | 0 | 0 | 0 | 0
ST | 0 | 0 | 0 | 0 | 0 | 0
STOG | 3.35 | 2.28 | 2.3 | 2.08 | 1.6 | 1.55
STWD | 0 | 0 | 0 | 0 | 0 | 0
WT | 0 | 0 | 0 | 0 | 0 | 0
IGCC | 3.76 | 3.76 | 0.36 | 0.05 | 0.05 | 0.09
DemandResponse | 0 | 0 | 0 | 0 | 0 | 0
IGCC-CCS | 0 | 0 | 0 | 0 | 0 | 0
WT_off | 0 | 0 | 0 | 0 | 0 | 0
PseudoUnit | 0 | 0 | 0 | 0 | 0 | 0
FixedInterchange | 0 | 0 | 0 | 0 | 0 | 0
CO2 Emissions (MMmetricTons): Outside_EI
ReportingType | 2015 | 2020 | 2025 | 2030 | 2035 | 2040
BM | 0 | 0 | 0 | 0 | 0 | 0
CC | 188.52 | 190.17 | 191.64 | 139.14 | 115.56 | 98.3
CSP | 0 | 0 | 0 | 0 | 0 | 0
CT | 0 | 0 | 0 | 0 | 0 | 0
Coal | 225.58 | 180.39 | 57.03 | 0.59 | 0.59 | 0.65
Geo | 0 | 0 | 0 | 0 | 0 | 0
H | 0 | 0 | 0 | 0 | 0 | 0
LFG | 0 | 0 | 0 | 0 | 0 | 0
Nuc | 0 | 0 | 0 | 0 | 0 | 0
PS | 0 | 0 | 0 | 0 | 0 | 0
PV | 0 | 0 | 0 | 0 | 0 | 0
PeakG | 0 | 0 | 0 | 0.03 | 0.03 | 0
PeakO | 0 | 0 | 0 | 0 | 0 | 0
ST | 0 | 0 | 0 | 0 | 0 | 0
STOG | 1.01 | 1.35 | 0.52 | 0.61 | 0.16 | 0.05
STWD | 0 | 0 | 0 | 0 | 0 | 0
WT | 0 | 0 | 0 | 0 | 0 | 0
IGCC | 0 | 0 | 0 | 0 | 0 | 0
DemandResponse | 0 | 0 | 0 | 0 | 0 | 0
IGCC-CCS | 0 | 0 | 0 | 0 | 0 | 0
WT_off | 0 | 0 | 0 | 0 | 0 | 0
PseudoUnit | 0 | 0 | 0 | 0 | 0 | 0
FixedInterchange | 0 | 0 | 0 | 0 | 0 | 0
#6 | Fuel Cost [includes coal shadow price] ($million)
Fuel Cost by Reporting Type: Entergy
ReportingType | 2015 | 2020 | 2025 | 2030 | 2035 | 2040
BM | 0 | 0 | 0 | 0 | 0 | 0
CC | 3095.8 | 3144.78 | 1954.94 | 870.87 | 859.83 | 1051.08
CSP | 0 | 0 | 0 | 0 | 0 | 0
CT | 0 | 0 | 0 | 0 | 0 | 0
Coal | 1311.93 | 120.47 | 10.09 | 0 | 0 | 0
Geo | 0 | 0 | 0 | 0 | 0 | 0
H | 0 | 0 | 0 | 0 | 0 | 0
LFG | 0 | 0 | 0.1 | 0.14 | 0.14 | 0.14
Nuc | 372.97 | 380.57 | 404.36 | 412.26 | 348.24 | 272.43
PS | 0 | 0 | 0 | 0 | 0 | 0
PV | 0 | 0 | 0 | 0 | 0 | 0
PeakG | 0 | 0 | 0 | 0 | 0 | 0
PeakO | 0 | 0 | 0 | 0 | 0 | 0
ST | 0 | 0 | 0 | 0 | 0 | 0
STOG | 38.5 | 24.07 | 21.93 | 0 | 0 | 0
STWD | 3.33 | 6.51 | 6.35 | 25.96 | 25.96 | 25.96
WT | 0 | 0 | 0 | 0 | 0 | 0
IGCC | 0 | 0 | 0 | 0 | 0 | 0
DemandResponse | 0 | 0 | 0 | 0 | 0 | 0
IGCC-CCS | 0 | 0 | 0 | 0 | 0 | 0
WT_off | 0 | 0 | 0 | 0 | 0 | 0
PseudoUnit | 0 | 0 | 0 | 0 | 0 | 0
FixedInterchange | 0 | 0 | 0 | 0 | 0 | 0
Fuel Cost by Reporting Type: FRCC
ReportingType | 2015 | 2020 | 2025 | 2030 | 2035 | 2040
BM | 0 | 0 | 0 | 0 | 0 | 0
CC | 9314.95 | 10550.71 | 9690.53 | 3886.82 | 3601.11 | 3328.56
CSP | 0 | 0 | 0 | 0 | 0 | 0
CT | 37.17 | 51.56 | 72.62 | 27.56 | 0 | 0
Coal | 476.82 | 90.27 | 0 | 0 | 0 | 0
Geo | 0 | 0 | 0 | 0 | 0 | 0
H | 0 | 0 | 0 | 0 | 0 | 0
LFG | 0 | 0 | 0.25 | 0.25 | 0.25 | 0.25
Nuc | 282.48 | 288.24 | 469.56 | 1406.07 | 1404.99 | 1681.04
PS | 0 | 0 | 0 | 0 | 0 | 0
PV | 0 | 0 | 0 | 0 | 0 | 0
PeakG | 30.74 | 52.53 | 60.78 | 7.11 | 11.61 | 5.43
PeakO | 0 | 0 | 0 | 0 | 0 | 0
ST | 0 | 0 | 0 | 0 | 0 | 0
STOG | 0 | 0 | 0 | 0 | 0 | 0
STWD | 9.7 | 16.21 | 100.84 | 100.84 | 100.84 | 100.84
WT | 0 | 0 | 0 | 0 | 0 | 0
IGCC | 0 | 0 | 0 | 0 | 0 | 0
DemandResponse | 0 | 0 | 0 | 0 | 0 | 0
IGCC-CCS | 0 | 0 | 0 | 0 | 0 | 0
WT_off | 0 | 0 | 0 | 0 | 0 | 0
PseudoUnit | 0 | 0 | 0 | 0 | 0 | 0
FixedInterchange | 0 | 0 | 0 | 0 | 0 | 0
Fuel Cost by Reporting Type: MAPP_US
ReportingType | 2015 | 2020 | 2025 | 2030 | 2035 | 2040
BM | 0 | 0 | 0 | 0 | 0 | 0
CC | 62.94 | 9.14 | 8.01 | 6.21 | 6.35 | 7.13
CSP | 0 | 0 | 0 | 0 | 0 | 0
CT | 0 | 0 | 0 | 0 | 0 | 0
Coal | 138.6 | 39 | 0.96 | 0 | 0 | 0
Geo | 0 | 0 | 0 | 0 | 0 | 0
H | 0 | 0 | 0 | 0 | 0 | 0
LFG | 0 | 0 | 0 | 0.09 | 0.09 | 0.09
Nuc | 0 | 0 | 0 | 0 | 0.01 | 0.01
PS | 0 | 0 | 0 | 0 | 0 | 0
PV | 0 | 0 | 0 | 0 | 0 | 0
PeakG | 5.17 | 4.29 | 2.74 | 3.06 | 3.13 | 3.51
PeakO | 0 | 0 | 0 | 0 | 0 | 0
ST | 0 | 0 | 0 | 0 | 0 | 0
STOG | 0 | 0 | 0 | 0 | 0 | 0
STWD | 0 | 0 | 0 | 0 | 0 | 0
WT | 0 | 0 | 0 | 0 | 0 | 0
IGCC | 0 | 0 | 0 | 0 | 0 | 0
DemandResponse | 0 | 0 | 0 | 0 | 0 | 0
IGCC-CCS | 0 | 0 | 0 | 0 | 0 | 0
WT_off | 0 | 0 | 0 | 0 | 0 | 0
PseudoUnit | 0 | 0 | 0 | 0 | 0 | 0
FixedInterchange | 0 | 0 | 0 | 0 | 0 | 0
Fuel Cost by Reporting Type: MISO_IN
ReportingType | 2015 | 2020 | 2025 | 2030 | 2035 | 2040
BM | 0 | 0 | 0 | 0 | 0 | 0
CC | 517.63 | 5039.55 | 4374.08 | 1387.98 | 1412.06 | 1617.71
CSP | 0 | 0 | 0 | 0 | 0 | 0
CT | 0 | 0 | 0 | 0 | 0 | 0
Coal | 1115.5 | 346.07 | 22.88 | 0 | 0 | 0
Geo | 0 | 0 | 0 | 0 | 0 | 0
H | 0 | 0 | 0 | 0 | 0 | 0
LFG | 0 | 0 | 0.1 | 0.1 | 0.1 | 0.1
Nuc | 0 | 0 | 0 | 0.01 | 0.01 | 0.01
PS | 0 | 0 | 0 | 0 | 0 | 0
PV | 0 | 0 | 0 | 0 | 0 | 0
PeakG | 0.4 | 0 | 0 | 0 | 0 | 0
PeakO | 0 | 0 | 0 | 0 | 0 | 0
ST | 0 | 0 | 0 | 0 | 0 | 0
STOG | 1.94 | 2.09 | 0.6 | 0 | 0 | 0
STWD | 0 | 0 | 0 | 0 | 0 | 0
WT | 0 | 0 | 0 | 0 | 0 | 0
IGCC | 87.33 | 78.96 | 6.41 | 0.65 | 0.65 | 1.3
DemandResponse | 0 | 0 | 0 | 0 | 0 | 0
IGCC-CCS | 0 | 0 | 0 | 0 | 0 | 0
WT_off | 0 | 0 | 0 | 0 | 0 | 0
PseudoUnit | 0 | 0 | 0 | 0 | 0 | 0
FixedInterchange | 0 | 0 | 0 | 0 | 0 | 0
Fuel Cost by Reporting Type: MISO_MI
ReportingType | 2015 | 2020 | 2025 | 2030 | 2035 | 2040
BM | 0 | 0 | 0 | 0 | 0 | 0
CC | 1093.33 | 1330.81 | 1057.37 | 484.87 | 648.52 | 826.98
CSP | 0 | 0 | 0 | 0 | 0 | 0
CT | 0 | 0 | 0 | 0 | 0 | 0
Coal | 583.71 | 0 | 0 | 0 | 0 | 0
Geo | 0 | 0 | 0 | 0 | 0 | 0
H | 0 | 0 | 0 | 0 | 0 | 0
LFG | 0 | 0 | 0.2 | 0.2 | 0.2 | 0.2
Nuc | 139.75 | 142.6 | 151.51 | 154.47 | 90.85 | 90.85
PS | 0 | 0 | 0 | 0 | 0 | 0
PV | 0 | 0 | 0 | 0 | 0 | 0
PeakG | 0.76 | 0 | 0 | 0 | 0 | 0
PeakO | 0 | 0 | 0 | 0 | 0 | 0
ST | 0 | 0 | 0 | 0 | 0 | 0
STOG | 19.08 | 6.62 | 1.72 | 0 | 0 | 0
STWD | 87.42 | 60.49 | 8.44 | 16.12 | 33.52 | 64.27
WT | 0 | 0 | 0 | 0 | 0 | 0
IGCC | 0 | 0 | 0 | 0 | 0 | 0
DemandResponse | 0 | 0 | 0 | 0 | 0 | 0
IGCC-CCS | 0 | 0 | 0 | 0 | 0 | 0
WT_off | 0 | 0 | 0 | 0 | 0 | 0
PseudoUnit | 0 | 0 | 0 | 0 | 0 | 0
FixedInterchange | 0 | 0 | 0 | 0 | 0 | 0
Fuel Cost by Reporting Type: MISO_MO-IL
ReportingType | 2015 | 2020 | 2025 | 2030 | 2035 | 2040
BM | 0 | 0 | 0 | 0 | 0 | 0
CC | 110.83 | 782.12 | 444.88 | 135.05 | 137.03 | 143.2
CSP | 0 | 0 | 0 | 0 | 0 | 0
CT | 0 | 0 | 0 | 0 | 0 | 0
Coal | 1409.01 | 322.54 | 38.5 | 6.52 | 6.4 | 8.89
Geo | 0 | 0 | 0 | 0 | 0 | 0
H | 0 | 0 | 0 | 0 | 0 | 0
LFG | 0 | 0 | 0.29 | 0.29 | 0.29 | 0.29
Nuc | 143.46 | 146.38 | 155.53 | 158.57 | 158.57 | 158.57
PS | 0 | 0 | 0 | 0 | 0 | 0
PV | 0 | 0 | 0 | 0 | 0 | 0
PeakG | 14.05 | 12.22 | 0 | 0 | 0 | 0
PeakO | 0 | 0 | 0 | 0 | 0 | 0
ST | 0 | 0 | 0 | 0 | 0 | 0
STOG | 0.37 | 0 | 0 | 0 | 0 | 0
STWD | 0 | 0 | 0 | 0 | 0 | 0
WT | 0 | 0 | 0 | 0 | 0 | 0
IGCC | 0 | 0 | 0 | 0 | 0 | 0
DemandResponse | 0 | 0 | 0 | 0 | 0 | 0
IGCC-CCS | 0 | 0 | 0 | 0 | 0 | 0
WT_off | 0 | 0 | 0 | 0 | 0 | 0
PseudoUnit | 0 | 0 | 0 | 0 | 0 | 0
FixedInterchange | 0 | 0 | 0 | 0 | 0 | 0
Fuel Cost by Reporting Type: MISO_W
ReportingType | 2015 | 2020 | 2025 | 2030 | 2035 | 2040
BM | 0 | 0 | 0 | 0 | 0 | 0
CC | 376.34 | 369.6 | 148.61 | 89.56 | 66.98 | 73.9
CSP | 0 | 0 | 0 | 0 | 0 | 0
CT | 0 | 0 | 0 | 0 | 0 | 0
Coal | 1179.2 | 357.28 | 59.47 | 38.99 | 37.42 | 37.42
Geo | 0 | 0 | 0 | 0 | 0 | 0
H | 0 | 0 | 0 | 0 | 0 | 0
LFG | 0 | 0 | 0 | 0.09 | 0.09 | 0.09
Nuc | 152.53 | 155.64 | 165.37 | 168.6 | 0.01 | 0.01
PS | 0 | 0 | 0 | 0 | 0 | 0
PV | 0 | 0 | 0 | 0 | 0 | 0
PeakG | 16.41 | 0.84 | 0 | 0 | 0 | 0
PeakO | 0 | 0 | 0 | 0 | 0 | 0
ST | 0 | 0 | 0 | 0 | 0 | 0
STOG | 0.01 | 0 | 0 | 0 | 0 | 0
STWD | 9.1 | 9.1 | 14.87 | 59.81 | 59.81 | 84.92
WT | 0 | 0 | 0 | 0 | 0 | 0
IGCC | 0 | 0 | 0 | 0 | 0 | 0
DemandResponse | 0 | 0 | 0 | 0 | 0 | 0
IGCC-CCS | 0 | 0 | 0 | 0 | 0 | 0
WT_off | 0 | 0 | 0 | 0 | 0 | 0
PseudoUnit | 0 | 0 | 0 | 0 | 0 | 0
FixedInterchange | 0 | 0 | 0 | 0 | 0 | 0
Fuel Cost by Reporting Type: MISO_WUMS
ReportingType | 2015 | 2020 | 2025 | 2030 | 2035 | 2040
BM | 0 | 0 | 0 | 0 | 0 | 0
CC | 1863.17 | 2740.09 | 1890.89 | 1011.86 | 1152.55 | 1321.51
CSP | 0 | 0 | 0 | 0 | 0 | 0
CT | 0 | 0 | 0 | 0 | 0 | 10.55
Coal | 241.79 | 29.7 | 20.65 | 10.08 | 25.86 | 25.86
Geo | 0 | 0 | 0 | 0 | 0 | 0
H | 0 | 0 | 0 | 0 | 0 | 0
LFG | 0 | 0 | 0.29 | 0.29 | 0.29 | 0.29
Nuc | 120.89 | 123.35 | 131.06 | 133.62 | 0.01 | 0.01
PS | 0 | 0 | 0 | 0 | 0 | 0
PV | 0 | 0 | 0 | 0 | 0 | 0
PeakG | 0 | 0 | 0 | 0 | 0 | 0
PeakO | 0 | 0 | 0 | 0 | 0 | 0
ST | 0 | 0 | 0 | 0 | 0 | 0
STOG | 0 | 0 | 0 | 0 | 0 | 0
STWD | 2.72 | 0.89 | 3.33 | 1.63 | 5.77 | 9.23
WT | 0 | 0 | 0 | 0 | 0 | 0
IGCC | 0 | 0 | 0 | 0 | 0 | 0
DemandResponse | 0 | 0 | 0 | 0 | 0 | 0
IGCC-CCS | 0 | 0 | 0 | 0 | 0 | 0
WT_off | 0 | 0 | 0 | 0 | 0 | 0
PseudoUnit | 0 | 0 | 0 | 0 | 0 | 0
FixedInterchange | 0 | 0 | 0 | 0 | 0 | 0
Fuel Cost by Reporting Type: Nebraska
ReportingType | 2015 | 2020 | 2025 | 2030 | 2035 | 2040
BM | 0 | 0 | 0 | 0 | 0 | 0
CC | 28.27 | 11.89 | 10.93 | 4.91 | 5.04 | 5.66
CSP | 0 | 0 | 0 | 0 | 0 | 0
CT | 0 | 0 | 0 | 0 | 0 | 0
Coal | 414.89 | 51.09 | 33.19 | 31.22 | 31.22 | 31.22
Geo | 0 | 0 | 0 | 0 | 0 | 0
H | 0 | 0 | 0 | 0 | 0 | 0
LFG | 0 | 0 | 0 | 0.08 | 0.08 | 0.08
Nuc | 83.67 | 85.37 | 80.44 | 72.84 | 0.01 | 0.01
PS | 0 | 0 | 0 | 0 | 0 | 0
PV | 0 | 0 | 0 | 0 | 0 | 0
PeakG | 3.06 | 0 | 0 | 0 | 0 | 0
PeakO | 0 | 0 | 0 | 0 | 0 | 0
ST | 0 | 0 | 0 | 0 | 0 | 0
STOG | 1.94 | 0 | 0 | 0 | 0 | 0
STWD | 0 | 0 | 0 | 0 | 0 | 0
WT | 0 | 0 | 0 | 0 | 0 | 0
IGCC | 0 | 0 | 0 | 0 | 0 | 0
DemandResponse | 0 | 0 | 0 | 0 | 0 | 0
IGCC-CCS | 0 | 0 | 0 | 0 | 0 | 0
WT_off | 0 | 0 | 0 | 0 | 0 | 0
PseudoUnit | 0 | 0 | 0 | 0 | 0 | 0
FixedInterchange | 0 | 0 | 0 | 0 | 0 | 0
Fuel Cost by Reporting Type: NEISO
ReportingType | 2015 | 2020 | 2025 | 2030 | 2035 | 2040
BM | 128.98 | 73.83 | 37.75 | 125.54 | 128.98 | 128.98
CC | 1781.77 | 1160.42 | 819.01 | 376.11 | 590.28 | 666.19
CSP | 0 | 0 | 0 | 0 | 0 | 0
CT | 0.19 | 0.59 | 0.17 | 0 | 0.15 | 0.36
Coal | 1.1 | 0 | 0 | 0 | 0 | 0
Geo | 0 | 0 | 0 | 0 | 0 | 0
H | 0 | 0 | 0 | 0 | 0 | 0
LFG | 0.06 | 0.06 | 0.06 | 0.15 | 0.15 | 0.15
Nuc | 293.25 | 299.23 | 317.93 | 324.14 | 234.19 | 173
PS | 0 | 0 | 0 | 0 | 0 | 0
PV | 0 | 0 | 0 | 0 | 0 | 0
PeakG | 0.58 | 1.94 | 1.68 | 0 | 0.96 | 1.28
PeakO | 0 | 0 | 0 | 0 | 0 | 0
ST | 0 | 0 | 0 | 0 | 0 | 0
STOG | 0 | 0 | 0 | 0 | 0 | 0
STWD | 338.09 | 95.44 | 8.77 | 58.48 | 123.1 | 169.27
WT | 0 | 0 | 0 | 0 | 0 | 0
IGCC | 0 | 0 | 0 | 0 | 0 | 0
DemandResponse | 0 | 0 | 0 | 0 | 0 | 0
IGCC-CCS | 0 | 0 | 0 | 0 | 0 | 0
WT_off | 0 | 0 | 0 | 0 | 0 | 0
PseudoUnit | 0 | 0 | 0 | 0 | 0 | 0
FixedInterchange | 0 | 0 | 0 | 0 | 0 | 0
Fuel Cost by Reporting Type: NonRTO_Midwest
ReportingType | 2015 | 2020 | 2025 | 2030 | 2035 | 2040
BM | 0 | 0 | 0 | 0 | 0 | 0
CC | 531.49 | 2048.97 | 1867.46 | 1278.46 | 1246.58 | 1312.42
CSP | 0 | 0 | 0 | 0 | 0 | 0
CT | 0 | 0 | 0 | 0 | 0 | 0
Coal | 999.9 | 240.51 | 42.64 | 15.38 | 15.38 | 15.38
Geo | 0 | 0 | 0 | 0 | 0 | 0
H | 0 | 0 | 0 | 0 | 0 | 0
LFG | 0 | 0 | 0.2 | 0.2 | 0.2 | 0.2
Nuc | 0 | 0 | 0 | 0.01 | 26.65 | 117.96
PS | 0 | 0 | 0 | 0 | 0 | 0
PV | 0 | 0 | 0 | 0 | 0 | 0
PeakG | 10.39 | 4.99 | 5.76 | 0 | 0 | 0
PeakO | 0 | 0 | 0 | 0 | 0 | 0
ST | 0 | 0 | 0 | 0 | 0 | 0
STOG | 0 | 0 | 0 | 0 | 0 | 0
STWD | 0 | 0 | 0 | 0 | 0 | 0
WT | 0 | 0 | 0 | 0 | 0 | 0
IGCC | 0 | 0 | 0 | 0 | 0 | 0
DemandResponse | 0 | 0 | 0 | 0 | 0 | 0
IGCC-CCS | 0 | 0 | 0 | 0 | 0 | 0
WT_off | 0 | 0 | 0 | 0 | 0 | 0
PseudoUnit | 0 | 0 | 0 | 0 | 0 | 0
FixedInterchange | 0 | 0 | 0 | 0 | 0 | 0
Fuel Cost by Reporting Type: NYISO_A-F
ReportingType | 2015 | 2020 | 2025 | 2030 | 2035 | 2040
BM | 0 | 0 | 0 | 0 | 0 | 0
CC | 349.77 | 419.86 | 213.74 | 154.23 | 145.22 | 170.68
CSP | 0 | 0 | 0 | 0 | 0 | 0
CT | 0 | 0 | 0 | 0 | 0 | 0
Coal | 0 | 0 | 0 | 0 | 0 | 0
Geo | 0 | 0 | 0 | 0 | 0 | 0
H | 0 | 0 | 0 | 0 | 0 | 0
LFG | 0.01 | 0.01 | 0.01 | 0.09 | 0.09 | 0.09
Nuc | 217.02 | 221.45 | 235.29 | 195.6 | 154.22 | 93.47
PS | 0 | 0 | 0 | 0 | 0 | 0
PV | 0 | 0 | 0 | 0 | 0 | 0
PeakG | 0 | 0.42 | 0 | 0 | 0 | 0.27
PeakO | 0 | 0 | 0 | 0 | 0 | 0
ST | 0 | 0 | 0 | 0 | 0 | 0
STOG | 0 | 0 | 0 | 0 | 0 | 0
STWD | 0.06 | 0.22 | 0.69 | 4.64 | 5.38 | 21.59
WT | 0 | 0 | 0 | 0 | 0 | 0
IGCC | 0 | 0 | 0 | 0 | 0 | 0
DemandResponse | 0 | 0 | 0 | 0 | 0 | 0
IGCC-CCS | 0 | 0 | 0 | 0 | 0 | 0
WT_off | 0 | 0 | 0 | 0 | 0 | 0
PseudoUnit | 0 | 0 | 0 | 0 | 0 | 0
FixedInterchange | 0 | 0 | 0 | 0 | 0 | 0
Fuel Cost by Reporting Type: NYISO_G-I
ReportingType | 2015 | 2020 | 2025 | 2030 | 2035 | 2040
BM | 0 | 0 | 0 | 0 | 0 | 0
CC | 171.51 | 348.91 | 174.72 | 110.47 | 235.88 | 599.52
CSP | 0 | 0 | 0 | 0 | 0 | 0
CT | 0 | 0 | 0 | 0 | 0 | 0
Coal | 0 | 0 | 0 | 0 | 0 | 0
Geo | 0 | 0 | 0 | 0 | 0 | 0
H | 0 | 0 | 0 | 0 | 0 | 0
LFG | 0 | 0 | 0 | 0.09 | 0.09 | 0.09
Nuc | 130.64 | 133.3 | 141.63 | 144.4 | 72.41 | 0.03
PS | 0 | 0 | 0 | 0 | 0 | 0
PV | 0 | 0 | 0 | 0 | 0 | 0
PeakG | 0 | 0 | 0 | 0 | 0 | 0
PeakO | 0 | 0 | 0 | 0 | 0 | 0
ST | 0 | 0 | 0 | 0 | 0 | 0
STOG | 0 | 0 | 0 | 0 | 0 | 0
STWD | 0 | 0 | 0 | 0 | 0 | 0
WT | 0 | 0 | 0 | 0 | 0 | 0
IGCC | 0 | 0 | 0 | 0 | 0 | 0
DemandResponse | 0 | 0 | 0 | 0 | 0 | 0
IGCC-CCS | 0 | 0 | 0 | 0 | 0 | 0
WT_off | 0 | 0 | 0 | 0 | 0 | 0
PseudoUnit | 0 | 0 | 0 | 0 | 0 | 0
FixedInterchange | 0 | 0 | 0 | 0 | 0 | 0
Fuel Cost by Reporting Type: NYISO_J-K
ReportingType | 2015 | 2020 | 2025 | 2030 | 2035 | 2040
BM | 0 | 0 | 0 | 0 | 0 | 0
CC | 1001.32 | 1069.55 | 767.58 | 388.45 | 439.72 | 596.1
CSP | 0 | 0 | 0 | 0 | 0 | 0
CT | 0 | 0 | 0 | 0 | 0 | 0
Coal | 0 | 0 | 0 | 0 | 0 | 0
Geo | 0 | 0 | 0 | 0 | 0 | 0
H | 0 | 0 | 0 | 0 | 0 | 0
LFG | 0 | 0 | 0 | 0.09 | 0.09 | 0.09
Nuc | 0 | 0 | 0 | 0.02 | 0.02 | 0.02
PS | 0 | 0 | 0 | 0 | 0 | 0
PV | 0 | 0 | 0 | 0 | 0 | 0
PeakG | 3.63 | 5.5 | 6.19 | 3.73 | 4.27 | 2.89
PeakO | 0 | 0 | 0 | 0 | 0 | 0
ST | 0 | 0 | 0 | 0 | 0 | 0
STOG | 27.98 | 34.63 | 34.82 | 30.04 | 22.97 | 21.1
STWD | 0 | 0 | 0 | 0 | 0 | 0
WT | 0 | 0 | 0 | 0 | 0 | 0
IGCC | 0 | 0 | 0 | 0 | 0 | 0
DemandResponse | 0 | 0 | 0 | 0 | 0 | 0
IGCC-CCS | 0 | 0 | 0 | 0 | 0 | 0
WT_off | 0 | 0 | 0 | 0 | 0 | 0
PseudoUnit | 0 | 0 | 0 | 0 | 0 | 0
FixedInterchange | 0 | 0 | 0 | 0 | 0 | 0
Fuel Cost by Reporting Type: PJM_E
ReportingType | 2015 | 2020 | 2025 | 2030 | 2035 | 2040
BM | 0.86 | 15.34 | 15.34 | 15.34 | 15.34 | 15.34
CC | 2060.64 | 2253.32 | 1782.27 | 1104.98 | 1162.84 | 1234.25
CSP | 0 | 0 | 0 | 0 | 0 | 0
CT | 0.02 | 0.18 | 0.16 | 0.23 | 0.21 | 0.04
Coal | 15.73 | 6.83 | 0.45 | 0 | 0 | 0.02
Geo | 0 | 0 | 0 | 0 | 0 | 0
H | 0 | 0 | 0 | 0 | 0 | 0
LFG | 0.01 | 0.18 | 0.18 | 0.18 | 0.18 | 0.18
Nuc | 563.79 | 533.75 | 567.11 | 578.18 | 415.32 | 329.35
PS | 0 | 0 | 0 | 0 | 0 | 0
PV | 0 | 0 | 0 | 0 | 0 | 0
PeakG | 3.85 | 17.14 | 29.31 | 21.43 | 19.64 | 9.19
PeakO | 0 | 0 | 0 | 0 | 0 | 0
ST | 0 | 0 | 0 | 0 | 0 | 0
STOG | 18.46 | 36 | 20.5 | 14.99 | 13.74 | 8.87
STWD | 0 | 0 | 0 | 0 | 0 | 0
WT | 0 | 0 | 0 | 0 | 0 | 0
IGCC | 0 | 0 | 0 | 0 | 0 | 0
DemandResponse | 0 | 0 | 0 | 0 | 0 | 0
IGCC-CCS | 0 | 0 | 0 | 0 | 0 | 0
WT_off | 0 | 0 | 0 | 0 | 0 | 0
PseudoUnit | 0 | 0 | 0 | 0 | 0 | 0
FixedInterchange | 0 | 0 | 0 | 0 | 0 | 0
Fuel Cost by Reporting Type: PJM_ROM
ReportingType | 2015 | 2020 | 2025 | 2030 | 2035 | 2040
BM | 0.52 | 9.21 | 9.21 | 9.21 | 9.21 | 9.21
CC | 944.21 | 960.42 | 762.78 | 775.56 | 2240.48 | 4096.28
CSP | 0 | 0 | 0 | 0 | 0 | 0
CT | 0.01 | 0.11 | 0.1 | 0.14 | 0.13 | 0.02
Coal | 213.14 | 23.48 | 0.55 | 0 | 0 | 0.02
Geo | 0 | 0 | 0 | 0 | 0 | 0
H | 0 | 0 | 0 | 0 | 0 | 0
LFG | 0.02 | 0.36 | 0.36 | 0.36 | 0.36 | 0.36
Nuc | 337.6 | 344.49 | 366.02 | 373.17 | 244.83 | 178.21
PS | 0 | 0 | 0 | 0 | 0 | 0
PV | 0 | 0 | 0 | 0 | 0 | 0
PeakG | 0 | 0.39 | 0.1 | 7.21 | 12.6 | 2.15
PeakO | 0 | 0 | 0 | 0 | 0 | 0
ST | 0 | 0 | 0 | 0 | 0 | 0
STOG | 45.13 | 63.34 | 74.48 | 37.39 | 27.73 | 28.43
STWD | 2.04 | 35.1 | 35.1 | 35.1 | 35.1 | 35.1
WT | 0 | 0 | 0 | 0 | 0 | 0
IGCC | 0 | 0 | 0 | 0 | 0 | 0
DemandResponse | 0 | 0 | 0 | 0 | 0 | 0
IGCC-CCS | 0 | 0 | 0 | 0 | 0 | 0
WT_off | 0 | 0 | 0 | 0 | 0 | 0
PseudoUnit | 0 | 0 | 0 | 0 | 0 | 0
FixedInterchange | 0 | 0 | 0 | 0 | 0 | 0
Fuel Cost by Reporting Type: PJM_ROR
ReportingType | 2015 | 2020 | 2025 | 2030 | 2035 | 2040
BM | 11.05 | 196.9 | 166.21 | 196.9 | 196.9 | 98.71
CC | 6775.21 | 10013.56 | 8416.11 | 5733 | 5564.32 | 5967.01
CSP | 0 | 0 | 0 | 0 | 0 | 0
CT | 0.18 | 0.2 | 0.34 | 0.26 | 0.26 | 0.29
Coal | 3767.71 | 1306.2 | 52.61 | 4.34 | 4.34 | 4.34
Geo | 0 | 0 | 0 | 0 | 0 | 0
H | 0 | 0 | 0 | 0 | 0 | 0
LFG | 0.07 | 0.73 | 0.73 | 0.73 | 0.73 | 0.73
Nuc | 1319.64 | 1346.55 | 1430.71 | 1395.54 | 1084.35 | 728.88
PS | 0 | 0 | 0 | 0 | 0 | 0
PV | 0 | 0 | 0 | 0 | 0 | 0
PeakG | 52.06 | 71.35 | 63.8 | 26.98 | 37.35 | 51.1
PeakO | 0 | 0 | 0 | 0 | 0 | 0
ST | 0 | 0 | 0 | 0 | 0 | 0
STOG | 24.44 | 51.28 | 46.48 | 35.08 | 18.11 | 20.25
STWD | 2.8 | 103.87 | 103.87 | 57.63 | 65.65 | 103.87
WT | 0 | 0 | 0 | 0 | 0 | 0
IGCC | 0 | 0 | 0 | 0 | 0 | 0
DemandResponse | 0 | 0 | 0 | 0 | 0 | 0
IGCC-CCS | 0 | 0 | 0 | 0 | 0 | 0
WT_off | 0 | 0 | 0 | 0 | 0 | 0
PseudoUnit | 0 | 0 | 0 | 0 | 0 | 0
FixedInterchange | 0 | 0 | 0 | 0 | 0 | 0
Fuel Cost by Reporting Type: SOCO
ReportingType | 2015 | 2020 | 2025 | 2030 | 2035 | 2040
BM | 2.61 | 5.75 | 13.7 | 28.13 | 28.13 | 28.13
CC | 7019.1 | 8143.68 | 7164.48 | 4528.24 | 4285.01 | 3571.77
CSP | 0 | 0 | 0 | 0 | 0 | 0
CT | 0 | 0 | 0 | 0 | 0 | 0
Coal | 743.36 | 130.78 | 0 | 0 | 0 | 0
Geo | 0 | 0 | 0 | 0 | 0 | 0
H | 0 | 0 | 0 | 0 | 0 | 0
LFG | 0 | 0 | 0.14 | 0.14 | 0.14 | 0.14
Nuc | 396.64 | 551.11 | 585.56 | 791.53 | 944.24 | 1302.85
PS | 0 | 0 | 0 | 0 | 0 | 0
PV | 0 | 0 | 0 | 0 | 0 | 0
PeakG | 41.7 | 40.87 | 62.1 | 21.09 | 1.55 | 0
PeakO | 0 | 0 | 0 | 0 | 0 | 0
ST | 0 | 0 | 0 | 0 | 0 | 0
STOG | 0 | 0 | 0 | 0 | 0 | 0
STWD | 21.93 | 37.15 | 37.89 | 241.3 | 241.3 | 258.15
WT | 0 | 0 | 0 | 0 | 0 | 0
IGCC | 0 | 0 | 0 | 0 | 0 | 0
DemandResponse | 0 | 0 | 0 | 0 | 0 | 0
IGCC-CCS | 0 | 0 | 0 | 0 | 0 | 0
WT_off | 0 | 0 | 0 | 0 | 0 | 0
PseudoUnit | 0 | 0 | 0 | 0 | 0 | 0
FixedInterchange | 0 | 0 | 0 | 0 | 0 | 0
Fuel Cost by Reporting Type: SPP_N
ReportingType | 2015 | 2020 | 2025 | 2030 | 2035 | 2040
BM | 0 | 0 | 0 | 0 | 0 | 0
CC | 275.37 | 46.04 | 40.19 | 31.41 | 32.1 | 35.84
CSP | 0 | 0 | 0 | 0 | 0 | 0
CT | 0 | 0 | 0 | 0 | 0 | 0
Coal | 934.11 | 154.02 | 3.23 | 0 | 0 | 0
Geo | 0 | 0 | 0 | 0 | 0 | 0
H | 0 | 0 | 0 | 0 | 0 | 0
LFG | 0 | 0 | 0 | 0.11 | 0.11 | 0.11
Nuc | 74.76 | 76.29 | 71.88 | 73.28 | 71.09 | 70.86
PS | 0 | 0 | 0 | 0 | 0 | 0
PV | 0 | 0 | 0 | 0 | 0 | 0
PeakG | 2.34 | 0 | 0 | 0 | 0 | 0
PeakO | 0 | 0 | 0 | 0 | 0 | 0
ST | 0 | 0 | 0 | 0 | 0 | 0
STOG | 22.15 | 0 | 0 | 0 | 0 | 0
STWD | 0 | 0 | 0 | 0 | 0 | 0
WT | 0 | 0 | 0 | 0 | 0 | 0
IGCC | 0 | 0 | 0 | 0 | 0 | 0
DemandResponse | 0 | 0 | 0 | 0 | 0 | 0
IGCC-CCS | 0 | 0 | 0 | 0 | 0 | 0
WT_off | 0 | 0 | 0 | 0 | 0 | 0
PseudoUnit | 0 | 0 | 0 | 0 | 0 | 0
FixedInterchange | 0 | 0 | 0 | 0 | 0 | 0
Fuel Cost by Reporting Type: SPP_S
ReportingType | 2015 | 2020 | 2025 | 2030 | 2035 | 2040
BM | 0 | 0 | 0 | 0 | 0 | 0
CC | 2437.31 | 749.21 | 688.2 | 422.86 | 440.51 | 488.24
CSP | 0 | 0 | 0 | 0 | 0 | 0
CT | 0.64 | 0 | 0 | 0 | 0 | 0
Coal | 1366.89 | 140.82 | 8.72 | 0 | 0 | 0
Geo | 0 | 0 | 0 | 0 | 0 | 0
H | 0 | 0 | 0 | 0 | 0 | 0
LFG | 0 | 0 | 0 | 0.11 | 0.11 | 0.11
Nuc | 0 | 0 | 0 | 0.01 | 0.01 | 0.01
PS | 0 | 0 | 0 | 0 | 0 | 0
PV | 0 | 0 | 0 | 0 | 0 | 0
PeakG | 0 | 0 | 0 | 0 | 0 | 0
PeakO | 0 | 0 | 0 | 0 | 0 | 0
ST | 0 | 0 | 0 | 0 | 0 | 0
STOG | 177.98 | 50.84 | 43.37 | 44.98 | 35.87 | 46.49
STWD | 4.81 | 1.29 | 2.57 | 15.65 | 10.51 | 15.65
WT | 0 | 0 | 0 | 0 | 0 | 0
IGCC | 0 | 0 | 0 | 0 | 0 | 0
DemandResponse | 0 | 0 | 0 | 0 | 0 | 0
IGCC-CCS | 0 | 0 | 0 | 0 | 0 | 0
WT_off | 0 | 0 | 0 | 0 | 0 | 0
PseudoUnit | 0 | 0 | 0 | 0 | 0 | 0
FixedInterchange | 0 | 0 | 0 | 0 | 0 | 0
Fuel Cost by Reporting Type: TVA
ReportingType | 2015 | 2020 | 2025 | 2030 | 2035 | 2040
BM | 0 | 0 | 0 | 0 | 0 | 0
CC | 1987.97 | 3286.07 | 3199.25 | 1999.38 | 1862.38 | 2113.04
CSP | 0 | 0 | 0 | 0 | 0 | 0
CT | 0 | 0 | 0 | 0 | 0 | 0
Coal | 766.55 | 265.86 | 5.74 | 0 | 0 | 0
Geo | 0 | 0 | 0 | 0 | 0 | 0
H | 0 | 0 | 0 | 0 | 0 | 0
LFG | 0 | 0 | 0.14 | 0.14 | 0.14 | 0.14
Nuc | 542.87 | 553.94 | 588.56 | 600.05 | 768.35 | 710.29
PS | 0 | 0 | 0 | 0 | 0 | 0
PV | 0 | 0 | 0 | 0 | 0 | 0
PeakG | 0 | 0 | 0 | 0 | 0 | 0
PeakO | 0 | 0 | 0 | 0 | 0 | 0
ST | 0 | 0 | 0 | 0 | 0 | 0
STOG | 0 | 0 | 0 | 0 | 0 | 0
STWD | 0.15 | 0.14 | 0.27 | 2.02 | 1.81 | 2.75
WT | 0 | 0 | 0 | 0 | 0 | 0
IGCC | 0 | 0 | 0 | 0 | 0 | 0
DemandResponse | 0 | 0 | 0 | 0 | 0 | 0
IGCC-CCS | 0 | 0 | 0 | 0 | 0 | 0
WT_off | 0 | 0 | 0 | 0 | 0 | 0
PseudoUnit | 0 | 0 | 0 | 0 | 0 | 0
FixedInterchange | 0 | 0 | 0 | 0 | 0 | 0
Fuel Cost by Reporting Type: TVA_Transmission
ReportingType | 2015 | 2020 | 2025 | 2030 | 2035 | 2040
BM | 0 | 0 | 0 | 0 | 0 | 0
CC | 0 | 0 | 0 | 0 | 0 | 0
CSP | 0 | 0 | 0 | 0 | 0 | 0
CT | 0 | 0 | 0 | 0 | 0 | 0
Coal | 0 | 0 | 0 | 0 | 0 | 0
Geo | 0 | 0 | 0 | 0 | 0 | 0
H | 0 | 0 | 0 | 0 | 0 | 0
LFG | 0 | 0 | 0 | 0 | 0 | 0
Nuc | 0 | 0 | 0 | 0 | 0 | 0
PS | 0 | 0 | 0 | 0 | 0 | 0
PV | 0 | 0 | 0 | 0 | 0 | 0
PeakG | 0 | 0 | 0 | 0 | 0 | 0
PeakO | 0 | 0 | 0 | 0 | 0 | 0
ST | 0 | 0 | 0 | 0 | 0 | 0
STOG | 0 | 0 | 0 | 0 | 0 | 0
STWD | 0 | 0 | 0 | 0 | 0 | 0
WT | 0 | 0 | 0 | 0 | 0 | 0
IGCC | 0 | 0 | 0 | 0 | 0 | 0
DemandResponse | 0 | 0 | 0 | 0 | 0 | 0
IGCC-CCS | 0 | 0 | 0 | 0 | 0 | 0
WT_off | 0 | 0 | 0 | 0 | 0 | 0
PseudoUnit | 0 | 0 | 0 | 0 | 0 | 0
FixedInterchange | 0 | 0 | 0 | 0 | 0 | 0
Fuel Cost by Reporting Type: VACAR
ReportingType | 2015 | 2020 | 2025 | 2030 | 2035 | 2040
BM | 0.47 | 87.52 | 362.95 | 369.47 | 369.47 | 393.8
CC | 5700.71 | 5832.84 | 5076.57 | 3384.84 | 3401.64 | 2085.49
CSP | 0 | 0 | 0 | 0 | 0 | 0
CT | 5.38 | 5.75 | 10.14 | 0 | 0 | 0
Coal | 665.58 | 379.84 | 75.5 | 3.9 | 3.71 | 3.9
Geo | 0 | 0 | 0 | 0 | 0 | 0
H | 0 | 0 | 0 | 0 | 0 | 0
LFG | 0 | 0.14 | 0.14 | 0.14 | 0.14 | 0.14
Nuc | 730.67 | 900.6 | 956.89 | 1307.15 | 1299.56 | 1846.62
PS | 0 | 0 | 0 | 0 | 0 | 0
PV | 0 | 0 | 0 | 0 | 0 | 0
PeakG | 7.89 | 16.44 | 28.12 | 21.59 | 18.88 | 4.65
PeakO | 0 | 0 | 0 | 0 | 0 | 0
ST | 0 | 0 | 0 | 0 | 0 | 0
STOG | 0 | 0 | 0 | 0 | 0 | 0
STWD | 159.73 | 159.73 | 159.73 | 159.73 | 122.04 | 159.73
WT | 0 | 0 | 0 | 0 | 0 | 0
IGCC | 0 | 0 | 0 | 0 | 0 | 0
DemandResponse | 0 | 0 | 0 | 0 | 0 | 0
IGCC-CCS | 0 | 0 | 0 | 0 | 0 | 0
WT_off | 0 | 0 | 0 | 0 | 0 | 0
PseudoUnit | 0 | 0 | 0 | 0 | 0 | 0
FixedInterchange | 0 | 0 | 0 | 0 | 0 | 0
Fuel Cost by Reporting Type: IESO
ReportingType | 2015 | 2020 | 2025 | 2030 | 2035 | 2040
BM | 0 | 0 | 0.09 | 0.89 | 0.89 | 10.47
CC | 301.64 | 219.69 | 7.61 | 5.06 | 5.13 | 15.57
CSP | 0 | 0 | 0 | 0 | 0 | 0
CT | 0.65 | 0.66 | 0 | 0 | 0 | 0
Coal | 0 | 0 | 0 | 0 | 0 | 0
Geo | 0 | 0 | 0 | 0 | 0 | 0
H | 0 | 0 | 0 | 0 | 0 | 0
LFG | 0.02 | 0.02 | 0.02 | 0.02 | 0.02 | 0.02
Nuc | 854.23 | 871.65 | 926.13 | 944.22 | 869.51 | 757.81
PS | 0 | 0 | 0 | 0 | 0 | 0
PV | 0 | 0 | 0 | 0 | 0 | 0
PeakG | 0 | 0 | 0 | 0 | 0 | 0
PeakO | 0 | 0 | 0 | 0 | 0 | 0
ST | 0 | 0 | 0 | 0 | 0 | 0
STOG | 0 | 0 | 0 | 0 | 0 | 0
STWD | 0.3 | 0.95 | 0.87 | 3.55 | 23.54 | 45.21
WT | 0 | 0 | 0 | 0 | 0 | 0
IGCC | 0 | 0 | 0 | 0 | 0 | 0
DemandResponse | 0 | 0 | 0 | 0 | 0 | 0
IGCC-CCS | 0 | 0 | 0 | 0 | 0 | 0
WT_off | 0 | 0 | 0 | 0 | 0 | 0
PseudoUnit | 0 | 0 | 0 | 0 | 0 | 0
FixedInterchange | 0 | 0 | 0 | 0 | 0 | 0
Fuel Cost by Reporting Type: MAPP_CA
ReportingType | 2015 | 2020 | 2025 | 2030 | 2035 | 2040
BM | 0 | 0 | 0 | 0 | 0 | 0
CC | 257.74 | 296.57 | 23.88 | 0 | 0 | 0
CSP | 0 | 0 | 0 | 0 | 0 | 0
CT | 0 | 0 | 0 | 0 | 0 | 0
Coal | 11.58 | 1.69 | 0 | 0 | 0 | 0
Geo | 0 | 0 | 0 | 0 | 0 | 0
H | 0 | 0 | 0 | 0 | 0 | 0
LFG | 0 | 0 | 0 | 0 | 0 | 0
Nuc | 0 | 0 | 0 | 0 | 0 | 0
PS | 0 | 0 | 0 | 0 | 0 | 0
PV | 0 | 0 | 0 | 0 | 0 | 0
PeakG | 3.5 | 0.99 | 0 | 0 | 0 | 0
PeakO | 0 | 0 | 0 | 0 | 0 | 0
ST | 0 | 0 | 0 | 0 | 0 | 0
STOG | 0.44 | 0 | 0 | 0 | 0 | 0
STWD | 0 | 0 | 0 | 0 | 0 | 0
WT | 0 | 0 | 0 | 0 | 0 | 0
IGCC | 0 | 0 | 0 | 0 | 0 | 0
DemandResponse | 0 | 0 | 0 | 0 | 0 | 0
IGCC-CCS | 0 | 0 | 0 | 0 | 0 | 0
WT_off | 0 | 0 | 0 | 0 | 0 | 0
PseudoUnit | 0 | 0 | 0 | 0 | 0 | 0
FixedInterchange | 0 | 0 | 0 | 0 | 0 | 0
Fuel Cost by Reporting Type: AZ_NM_SNV_Coal
ReportingType | 2015 | 2020 | 2025 | 2030 | 2035 | 2040
BM | 0 | 0 | 0 | 0 | 0 | 0
CC | 0 | 0 | 0 | 0 | 0 | 0
CSP | 0 | 0 | 0 | 0 | 0 | 0
CT | 0 | 0 | 0 | 0 | 0 | 0
Coal | 784.24 | 603.32 | 78.24 | 0 | 0 | 0
Geo | 0 | 0 | 0 | 0 | 0 | 0
H | 0 | 0 | 0 | 0 | 0 | 0
LFG | 0 | 0 | 0 | 0 | 0 | 0
Nuc | 0 | 0 | 0 | 0 | 0 | 0
PS | 0 | 0 | 0 | 0 | 0 | 0
PV | 0 | 0 | 0 | 0 | 0 | 0
PeakG | 0 | 0 | 0 | 0 | 0 | 0
PeakO | 0 | 0 | 0 | 0 | 0 | 0
ST | 0 | 0 | 0 | 0 | 0 | 0
STOG | 0 | 0 | 0 | 0 | 0 | 0
STWD | 0 | 0 | 0 | 0 | 0 | 0
WT | 0 | 0 | 0 | 0 | 0 | 0
IGCC | 0 | 0 | 0 | 0 | 0 | 0
DemandResponse | 0 | 0 | 0 | 0 | 0 | 0
IGCC-CCS | 0 | 0 | 0 | 0 | 0 | 0
WT_off | 0 | 0 | 0 | 0 | 0 | 0
PseudoUnit | 0 | 0 | 0 | 0 | 0 | 0
FixedInterchange | 0 | 0 | 0 | 0 | 0 | 0
Fuel Cost by Reporting Type: AZ_NM_SNV_Gas
ReportingType | 2015 | 2020 | 2025 | 2030 | 2035 | 2040
BM | 0 | 0 | 0 | 0 | 0 | 0
CC | 2737.46 | 2383.12 | 3312.96 | 1496.88 | 1215.88 | 1216.7
CSP | 0 | 0 | 0 | 0 | 0 | 0
CT | 0 | 0 | 0 | 0 | 0 | 0
Coal | 0 | 0 | 0 | 0 | 0 | 0
Geo | 0 | 0 | 0 | 0 | 0 | 0
H | 0 | 0 | 0 | 0 | 0 | 0
LFG | 0 | 0 | 0 | 0 | 0 | 0
Nuc | 0 | 0 | 0 | 0 | 0 | 0
PS | 0 | 0 | 0 | 0 | 0 | 0
PV | 0 | 0 | 0 | 0 | 0 | 0
PeakG | 0 | 0 | 0 | 0 | 0 | 0
PeakO | 0 | 0 | 0 | 0 | 0 | 0
ST | 0 | 0 | 0 | 0 | 0 | 0
STOG | 0 | 0 | 0 | 0 | 0 | 0
STWD | 0 | 0 | 0 | 0 | 0 | 0
WT | 0 | 0 | 0 | 0 | 0 | 0
IGCC | 0 | 0 | 0 | 0 | 0 | 0
DemandResponse | 0 | 0 | 0 | 0 | 0 | 0
IGCC-CCS | 0 | 0 | 0 | 0 | 0 | 0
WT_off | 0 | 0 | 0 | 0 | 0 | 0
PseudoUnit | 0 | 0 | 0 | 0 | 0 | 0
FixedInterchange | 0 | 0 | 0 | 0 | 0 | 0
Fuel Cost by Reporting Type: AZ_NM_SNV_NucRenew
ReportingType | 2015 | 2020 | 2025 | 2030 | 2035 | 2040
BM | 0 | 0 | 0 | 0 | 0 | 0
CC | 0 | 0 | 0 | 0 | 0 | 0
CSP | 0 | 0 | 0 | 0 | 0 | 0
CT | 0 | 0 | 0 | 0 | 0 | 0
Coal | 0 | 0 | 0 | 0 | 0 | 0
Geo | 0 | 0 | 0 | 0 | 0 | 0
H | 0 | 0 | 0 | 0 | 0 | 0
LFG | 0 | 0 | 0.08 | 0.08 | 0.08 | 0.08
Nuc | 254.91 | 260.1 | 276.36 | 582.55 | 820.75 | 861.38
PS | 0 | 0 | 0 | 0 | 0 | 0
PV | 0 | 0 | 0 | 0 | 0 | 0
PeakG | 0 | 0 | 0 | 0 | 0 | 0
PeakO | 0 | 0 | 0 | 0 | 0 | 0
ST | 0 | 0 | 0 | 0 | 0 | 0
STOG | 0 | 0 | 0 | 0 | 0 | 0
STWD | 11.54 | 11.54 | 11.54 | 11.54 | 11.54 | 11.54
WT | 0 | 0 | 0 | 0 | 0 | 0
IGCC | 0 | 0 | 0 | 0 | 0 | 0
DemandResponse | 0 | 0 | 0 | 0 | 0 | 0
IGCC-CCS | 0 | 0 | 0 | 0 | 0 | 0
WT_off | 0 | 0 | 0 | 0 | 0 | 0
PseudoUnit | 0 | 0 | 0 | 0 | 0 | 0
FixedInterchange | 0 | 0 | 0 | 0 | 0 | 0
Fuel Cost by Reporting Type: ERCOT
ReportingType | 2015 | 2020 | 2025 | 2030 | 2035 | 2040
BM | 3.98 | 6.73 | 6.89 | 74.16 | 74.16 | 74.16
CC | 9119.16 | 10411.05 | 8112.96 | 6177.19 | 5223.66 | 4952.81
CSP | 0 | 0 | 0 | 0 | 0 | 0
CT | 0 | 0.17 | 0.09 | 0.41 | 0 | 0
Coal | 634.21 | 451.83 | 17.89 | 0 | 0 | 0.98
Geo | 0 | 0 | 0 | 0 | 0 | 0
H | 0 | 0 | 0 | 0 | 0 | 0
LFG | 0 | 0 | 0.45 | 0.45 | 0.45 | 0.45
Nuc | 339.13 | 346.04 | 367.67 | 374.85 | 678.18 | 924.69
PS | 0 | 0 | 0 | 0 | 0 | 0
PV | 0 | 0 | 0 | 0 | 0 | 0
PeakG | 0 | 0.48 | 0 | 2.3 | 2.47 | 0.14
PeakO | 0 | 0 | 0 | 0 | 0 | 0
ST | 0 | 0 | 0 | 0 | 0 | 0
STOG | 92.34 | 161.77 | 50.93 | 49.81 | 10.85 | 0
STWD | 0 | 0 | 0 | 0 | 0 | 0
WT | 0 | 0 | 0 | 0 | 0 | 0
IGCC | 0 | 0 | 0 | 0 | 0 | 0
DemandResponse | 0 | 0 | 0 | 0 | 0 | 0
IGCC-CCS | 0 | 0 | 0 | 0 | 0 | 0
WT_off | 0 | 0 | 0 | 0 | 0 | 0
PseudoUnit | 0 | 0 | 0 | 0 | 0 | 0
FixedInterchange | 0 | 0 | 0 | 0 | 0 | 0
Fuel Cost by Reporting Type: NP15
ReportingType | 2015 | 2020 | 2025 | 2030 | 2035 | 2040
BM | 0 | 0 | 0 | 0 | 0 | 0
CC | 3050.16 | 3116 | 2963.39 | 1482.8 | 1284.82 | 1106.17
CSP | 0 | 0 | 0 | 0 | 0 | 0
CT | 0 | 0 | 0 | 0 | 0 | 0
Coal | 35.53 | 0 | 0 | 0 | 0 | 0
Geo | 0 | 0 | 0 | 0 | 0 | 0
H | 0 | 0 | 0 | 0 | 0 | 0
LFG | 0 | 0.48 | 0.72 | 0.72 | 0.72 | 0.72
Nuc | 150.62 | 153.69 | 163.3 | 461.72 | 589.41 | 804.74
PS | 0 | 0 | 0 | 0 | 0 | 0
PV | 0 | 0 | 0 | 0 | 0 | 0
PeakG | 0 | 0 | 0 | 0 | 0 | 0
PeakO | 0 | 0 | 0 | 0 | 0 | 0
ST | 0 | 0 | 0 | 0 | 0 | 0
STOG | 2.12 | 2.01 | 2.93 | 0 | 0 | 0
STWD | 244.45 | 244.45 | 110.85 | 244.45 | 244.45 | 244.45
WT | 0 | 0 | 0 | 0 | 0 | 0
IGCC | 0 | 0 | 0 | 0 | 0 | 0
DemandResponse | 0 | 0 | 0 | 0 | 0 | 0
IGCC-CCS | 0 | 0 | 0 | 0 | 0 | 0
WT_off | 0 | 0 | 0 | 0 | 0 | 0
PseudoUnit | 0 | 0 | 0 | 0 | 0 | 0
FixedInterchange | 0 | 0 | 0 | 0 | 0 | 0
Fuel Cost by Reporting Type: NWPP_Coal
ReportingType | 2015 | 2020 | 2025 | 2030 | 2035 | 2040
BM | 0 | 0 | 0 | 0 | 0 | 0
CC | 0 | 0 | 0 | 0 | 0 | 0
CSP | 0 | 0 | 0 | 0 | 0 | 0
CT | 0 | 0 | 0 | 0 | 0 | 0
Coal | 477.51 | 318.8 | 21.69 | 21.69 | 21.69 | 21.69
Geo | 0 | 0 | 0 | 0 | 0 | 0
H | 0 | 0 | 0 | 0 | 0 | 0
LFG | 0 | 0 | 0 | 0 | 0 | 0
Nuc | 0 | 0 | 0 | 0 | 0 | 0
PS | 0 | 0 | 0 | 0 | 0 | 0
PV | 0 | 0 | 0 | 0 | 0 | 0
PeakG | 0 | 0 | 0 | 0 | 0 | 0
PeakO | 0 | 0 | 0 | 0 | 0 | 0
ST | 0 | 0 | 0 | 0 | 0 | 0
STOG | 0 | 0 | 0 | 0 | 0 | 0
STWD | 0 | 0 | 0 | 0 | 0 | 0
WT | 0 | 0 | 0 | 0 | 0 | 0
IGCC | 0 | 0 | 0 | 0 | 0 | 0
DemandResponse | 0 | 0 | 0 | 0 | 0 | 0
IGCC-CCS | 0 | 0 | 0 | 0 | 0 | 0
WT_off | 0 | 0 | 0 | 0 | 0 | 0
PseudoUnit | 0 | 0 | 0 | 0 | 0 | 0
FixedInterchange | 0 | 0 | 0 | 0 | 0 | 0
Fuel Cost by Reporting Type: NWPP_Gas
ReportingType | 2015 | 2020 | 2025 | 2030 | 2035 | 2040
BM | 0 | 0 | 0 | 0 | 0 | 0
CC | 2087.99 | 3104.07 | 2880.25 | 779.74 | 573.09 | 563.24
CSP | 0 | 0 | 0 | 0 | 0 | 0
CT | 0 | 0 | 0 | 0 | 0 | 0
Coal | 0 | 0 | 0 | 0 | 0 | 0
Geo | 0 | 0 | 0 | 0 | 0 | 0
H | 0 | 0 | 0 | 0 | 0 | 0
LFG | 0 | 0 | 0 | 0 | 0 | 0
Nuc | 0 | 0 | 0 | 0 | 0 | 0
PS | 0 | 0 | 0 | 0 | 0 | 0
PV | 0 | 0 | 0 | 0 | 0 | 0
PeakG | 0 | 0 | 0 | 0 | 0 | 0
PeakO | 0 | 0 | 0 | 0 | 0 | 0
ST | 0 | 0 | 0 | 0 | 0 | 0
STOG | 0 | 0 | 0 | 0 | 0 | 0
STWD | 0 | 0 | 0 | 0 | 0 | 0
WT | 0 | 0 | 0 | 0 | 0 | 0
IGCC | 0 | 0 | 0 | 0 | 0 | 0
DemandResponse | 0 | 0 | 0 | 0 | 0 | 0
IGCC-CCS | 0 | 0 | 0 | 0 | 0 | 0
WT_off | 0 | 0 | 0 | 0 | 0 | 0
PseudoUnit | 0 | 0 | 0 | 0 | 0 | 0
FixedInterchange | 0 | 0 | 0 | 0 | 0 | 0
Fuel Cost by Reporting Type: NWPP_NucRenew
ReportingType | 2015 | 2020 | 2025 | 2030 | 2035 | 2040
BM | 0 | 4.51 | 16.65 | 16.65 | 16.65 | 16.65
CC | 0 | 0 | 0 | 0 | 0 | 0
CSP | 0 | 0 | 0 | 0 | 0 | 0
CT | 0 | 0 | 0 | 0 | 0 | 0
Coal | 0 | 0 | 0 | 0 | 0 | 0
Geo | 0 | 0 | 0 | 0 | 0 | 0
H | 0 | 0 | 0 | 0 | 0 | 0
LFG | 0.03 | 0.03 | 0.34 | 0.34 | 0.34 | 0.34
Nuc | 71.13 | 72.58 | 77.12 | 658.78 | 692.05 | 933.96
PS | 0 | 0 | 0 | 0 | 0 | 0
PV | 0 | 0 | 0 | 0 | 0 | 0
PeakG | 0 | 0 | 0 | 0 | 0 | 0
PeakO | 0 | 0 | 0 | 0 | 0 | 0
ST | 0 | 0 | 0 | 0 | 0 | 0
STOG | 0 | 0 | 0 | 0 | 0 | 0
STWD | 0 | 0 | 301.46 | 301.46 | 301.46 | 301.46
WT | 0 | 0 | 0 | 0 | 0 | 0
IGCC | 0 | 0 | 0 | 0 | 0 | 0
DemandResponse | 0 | 0 | 0 | 0 | 0 | 0
IGCC-CCS | 0 | 0 | 0 | 0 | 0 | 0
WT_off | 0 | 0 | 0 | 0 | 0 | 0
PseudoUnit | 0 | 0 | 0 | 0 | 0 | 0
FixedInterchange | 0 | 0 | 0 | 0 | 0 | 0
Fuel Cost by Reporting Type: RMPA
ReportingType | 2015 | 2020 | 2025 | 2030 | 2035 | 2040
BM | 0 | 0 | 0 | 0 | 0 | 0
CC | 528.34 | 559.23 | 713.01 | 421.65 | 410.46 | 417.98
CSP | 0 | 0 | 0 | 0 | 0 | 0
CT | 0 | 0 | 0 | 0 | 0 | 0
Coal | 559.43 | 419.37 | 90.52 | 55.65 | 55.65 | 55.8
Geo | 0 | 0 | 0 | 0 | 0 | 0
H | 0 | 0 | 0 | 0 | 0 | 0
LFG | 0 | 0 | 0.04 | 0.04 | 0.04 | 0.04
Nuc | 0 | 0 | 0 | 127.42 | 134.34 | 152.23
PS | 0 | 0 | 0 | 0 | 0 | 0
PV | 0 | 0 | 0 | 0 | 0 | 0
PeakG | 0 | 0 | 0 | 0 | 0 | 0
PeakO | 0 | 0 | 0 | 0 | 0 | 0
ST | 0 | 0 | 0 | 0 | 0 | 0
STOG | 0 | 0 | 0 | 0 | 0 | 0
STWD | 0 | 0 | 0 | 0 | 0 | 0
WT | 0 | 0 | 0 | 0 | 0 | 0
IGCC | 0 | 0 | 0 | 0 | 0 | 0
DemandResponse | 0 | 0 | 0 | 0 | 0 | 0
IGCC-CCS | 0 | 0 | 0 | 0 | 0 | 0
WT_off | 0 | 0 | 0 | 0 | 0 | 0
PseudoUnit | 0 | 0 | 0 | 0 | 0 | 0
FixedInterchange | 0 | 0 | 0 | 0 | 0 | 0
Fuel Cost by Reporting Type: SP15
ReportingType | 2015 | 2020 | 2025 | 2030 | 2035 | 2040
BM | 3.07 | 3.07 | 3.07 | 3.07 | 3.07 | 3.07
CC | 3906.79 | 4100.01 | 4139.88 | 2776.36 | 2451.3 | 2227.66
CSP | 0 | 0 | 0 | 0 | 0 | 0
CT | 0 | 0 | 0 | 0 | 0 | 0
Coal | 20.36 | 3.9 | 0 | 0 | 0 | 0
Geo | 0 | 0 | 0 | 0 | 0 | 0
H | 0 | 0 | 0 | 0 | 0 | 0
LFG | 0.01 | 0.72 | 0.72 | 0.72 | 0.72 | 0.72
Nuc | 139.02 | 141.86 | 150.73 | 153.67 | 153.67 | 251.44
PS | 0 | 0 | 0 | 0 | 0 | 0
PV | 0 | 0 | 0 | 0 | 0 | 0
PeakG | 0 | 0 | 0 | 0 | 0 | 0
PeakO | 0 | 0 | 0 | 0 | 0 | 0
ST | 0 | 0 | 0 | 0 | 0 | 0
STOG | 22.29 | 4.32 | 5.66 | 3.44 | 3.69 | 5.73
STWD | 62.63 | 62.63 | 46.02 | 62.63 | 62.63 | 62.63
WT | 0 | 0 | 0 | 0 | 0 | 0
IGCC | 0 | 0 | 0 | 0 | 0 | 0
DemandResponse | 0 | 0 | 0 | 0 | 0 | 0
IGCC-CCS | 0 | 0 | 0 | 0 | 0 | 0
WT_off | 0 | 0 | 0 | 0 | 0 | 0
PseudoUnit | 0 | 0 | 0 | 0 | 0 | 0
FixedInterchange | 0 | 0 | 0 | 0 | 0 | 0
Fuel Cost by Reporting Type: ALB
ReportingType | 2015 | 2020 | 2025 | 2030 | 2035 | 2040
BM | 0 | 0 | 0 | 0 | 0 | 0
CC | 606.6 | 722.82 | 809.09 | 0 | 0 | 0
CSP | 0 | 0 | 0 | 0 | 0 | 0
CT | 0 | 0 | 0 | 0 | 0 | 0
Coal | 217.7 | 217.7 | 214.9 | 0 | 0 | 0
Geo | 0 | 0 | 0 | 0 | 0 | 0
H | 0 | 0 | 0 | 0 | 0 | 0
LFG | 0 | 0 | 0 | 0 | 0 | 0
Nuc | 0 | 0 | 0.04 | 634.92 | 636.3 | 664.97
PS | 0 | 0 | 0 | 0 | 0 | 0
PV | 0 | 0 | 0 | 0 | 0 | 0
PeakG | 0 | 0 | 0 | 0 | 0 | 0
PeakO | 0 | 0 | 0 | 0 | 0 | 0
ST | 0 | 0 | 0 | 0 | 0 | 0
STOG | 0 | 0 | 0 | 0 | 0 | 0
STWD | 0 | 51.88 | 85 | 85 | 85 | 85
WT | 0 | 0 | 0 | 0 | 0 | 0
IGCC | 0 | 0 | 0 | 0 | 0 | 0
DemandResponse | 0 | 0 | 0 | 0 | 0 | 0
IGCC-CCS | 0 | 0 | 0 | 0 | 0 | 0
WT_off | 0 | 0 | 0 | 0 | 0 | 0
PseudoUnit | 0 | 0 | 0 | 0 | 0 | 0
FixedInterchange | 0 | 0 | 0 | 0 | 0 | 0
Fuel Cost by Reporting Type: BC
ReportingType | 2015 | 2020 | 2025 | 2030 | 2035 | 2040
BM | 0 | 0 | 0 | 0 | 0 | 0
CC | 142.83 | 165.21 | 184.75 | 126.38 | 22.86 | 0
CSP | 0 | 0 | 0 | 0 | 0 | 0
CT | 0 | 0 | 0 | 0 | 0 | 0
Coal | 0 | 0 | 0 | 0 | 0 | 0
Geo | 0 | 0 | 0 | 0 | 0 | 0
H | 0 | 0 | 0 | 0 | 0 | 0
LFG | 0 | 0 | 0 | 0 | 0 | 0
Nuc | 0 | 0 | 0.02 | 45.52 | 50.51 | 55.02
PS | 0 | 0 | 0 | 0 | 0 | 0
PV | 0 | 0 | 0 | 0 | 0 | 0
PeakG | 0 | 0 | 0 | 0 | 0 | 0
PeakO | 0 | 0 | 0 | 0 | 0 | 0
ST | 0 | 0 | 0 | 0 | 0 | 0
STOG | 0 | 0 | 0 | 0 | 0 | 0
STWD | 0 | 148.67 | 271.44 | 271.44 | 271.44 | 271.44
WT | 0 | 0 | 0 | 0 | 0 | 0
IGCC | 0 | 0 | 0 | 0 | 0 | 0
DemandResponse | 0 | 0 | 0 | 0 | 0 | 0
IGCC-CCS | 0 | 0 | 0 | 0 | 0 | 0
WT_off | 0 | 0 | 0 | 0 | 0 | 0
PseudoUnit | 0 | 0 | 0 | 0 | 0 | 0
FixedInterchange | 0 | 0 | 0 | 0 | 0 | 0
Fuel Cost by Reporting Type: HQ_IESO
ReportingType | 2015 | 2020 | 2025 | 2030 | 2035 | 2040
BM | 0 | 0 | 0 | 0 | 0 | 0
CC | 0 | 0 | 0 | 0 | 0 | 0
CSP | 0 | 0 | 0 | 0 | 0 | 0
CT | 0 | 0 | 0 | 0 | 0 | 0
Coal | 0 | 0 | 0 | 0 | 0 | 0
Geo | 0 | 0 | 0 | 0 | 0 | 0
H | 0 | 0 | 0 | 0 | 0 | 0
LFG | 0 | 0 | 0 | 0 | 0 | 0
Nuc | 0 | 0 | 0 | 0 | 0 | 0
PS | 0 | 0 | 0 | 0 | 0 | 0
PV | 0 | 0 | 0 | 0 | 0 | 0
PeakG | 0 | 0 | 0 | 0 | 0 | 0
PeakO | 0 | 0 | 0 | 0 | 0 | 0
ST | 0 | 0 | 0 | 0 | 0 | 0
STOG | 0 | 0 | 0 | 0 | 0 | 0
STWD | 0 | 0 | 0 | 0 | 0 | 0
WT | 0 | 0 | 0 | 0 | 0 | 0
IGCC | 0 | 0 | 0 | 0 | 0 | 0
DemandResponse | 0 | 0 | 0 | 0 | 0 | 0
IGCC-CCS | 0 | 0 | 0 | 0 | 0 | 0
WT_off | 0 | 0 | 0 | 0 | 0 | 0
PseudoUnit | 0 | 0 | 0 | 0 | 0 | 0
FixedInterchange | 0 | 0 | 0 | 0 | 0 | 0
Fuel Cost by Reporting Type: HQ_NEISO
ReportingType | 2015 | 2020 | 2025 | 2030 | 2035 | 2040
BM | 0 | 0 | 0 | 0 | 0 | 0
CC | 0 | 0 | 0 | 0 | 0 | 0
CSP | 0 | 0 | 0 | 0 | 0 | 0
CT | 0 | 0 | 0 | 0 | 0 | 0
Coal | 0 | 0 | 0 | 0 | 0 | 0
Geo | 0 | 0 | 0 | 0 | 0 | 0
H | 0 | 0 | 0 | 0 | 0 | 0
LFG | 0 | 0 | 0 | 0 | 0 | 0
Nuc | 0 | 0 | 0 | 0 | 0 | 0
PS | 0 | 0 | 0 | 0 | 0 | 0
PV | 0 | 0 | 0 | 0 | 0 | 0
PeakG | 0 | 0 | 0 | 0 | 0 | 0
PeakO | 0 | 0 | 0 | 0 | 0 | 0
ST | 0 | 0 | 0 | 0 | 0 | 0
STOG | 0 | 0 | 0 | 0 | 0 | 0
STWD | 0 | 0 | 0 | 0 | 0 | 0
WT | 0 | 0 | 0 | 0 | 0 | 0
IGCC | 0 | 0 | 0 | 0 | 0 | 0
DemandResponse | 0 | 0 | 0 | 0 | 0 | 0
IGCC-CCS | 0 | 0 | 0 | 0 | 0 | 0
WT_off | 0 | 0 | 0 | 0 | 0 | 0
PseudoUnit | 0 | 0 | 0 | 0 | 0 | 0
FixedInterchange | 0 | 0 | 0 | 0 | 0 | 0
Fuel Cost by Reporting Type: HQ_NY
ReportingType | 2015 | 2020 | 2025 | 2030 | 2035 | 2040
BM | 0 | 0 | 0 | 0 | 0 | 0
CC | 0 | 0 | 0 | 0 | 0 | 0
CSP | 0 | 0 | 0 | 0 | 0 | 0
CT | 0 | 0 | 0 | 0 | 0 | 0
Coal | 0 | 0 | 0 | 0 | 0 | 0
Geo | 0 | 0 | 0 | 0 | 0 | 0
H | 0 | 0 | 0 | 0 | 0 | 0
LFG | 0 | 0 | 0 | 0 | 0 | 0
Nuc | 0 | 0 | 0 | 0 | 0 | 0.01
PS | 0 | 0 | 0 | 0 | 0 | 0
PV | 0 | 0 | 0 | 0 | 0 | 0
PeakG | 0 | 0 | 0 | 0 | 0 | 0
PeakO | 0 | 0 | 0 | 0 | 0 | 0
ST | 0 | 0 | 0 | 0 | 0 | 0
STOG | 0 | 0 | 0 | 0 | 0 | 0
STWD | 0 | 0 | 0 | 0 | 0 | 0
WT | 0 | 0 | 0 | 0 | 0 | 0
IGCC | 0 | 0 | 0 | 0 | 0 | 0
DemandResponse | 0 | 0 | 0 | 0 | 0 | 0
IGCC-CCS | 0 | 0 | 0 | 0 | 0 | 0
WT_off | 0 | 0 | 0 | 0 | 0 | 0
PseudoUnit | 0 | 0 | 0 | 0 | 0 | 0
FixedInterchange | 0 | 0 | 0 | 0 | 0 | 0
Fuel Cost by Reporting Type: MARITIMES
ReportingType | 2015 | 2020 | 2025 | 2030 | 2035 | 2040
BM | 0 | 0 | 0 | 0 | 0 | 0
CC | 0 | 0 | 0 | 0 | 0 | 0
CSP | 0 | 0 | 0 | 0 | 0 | 0
CT | 0 | 0 | 0 | 0 | 0 | 0
Coal | 0 | 0 | 0 | 0 | 0 | 0
Geo | 0 | 0 | 0 | 0 | 0 | 0
H | 0 | 0 | 0 | 0 | 0 | 0
LFG | 0 | 0 | 0 | 0 | 0 | 0
Nuc | 0 | 0 | 0 | 0 | 0 | 0
PS | 0 | 0 | 0 | 0 | 0 | 0
PV | 0 | 0 | 0 | 0 | 0 | 0
PeakG | 0 | 0 | 0 | 0 | 0 | 0
PeakO | 0 | 0 | 0 | 0 | 0 | 0
ST | 0 | 0 | 0 | 0 | 0 | 0
STOG | 0 | 0 | 0 | 0 | 0 | 0
STWD | 0 | 0 | 0 | 0 | 0 | 0
WT | 0 | 0 | 0 | 0 | 0 | 0
IGCC | 0 | 0 | 0 | 0 | 0 | 0
DemandResponse | 0 | 0 | 0 | 0 | 0 | 0
IGCC-CCS | 0 | 0 | 0 | 0 | 0 | 0
WT_off | 0 | 0 | 0 | 0 | 0 | 0
PseudoUnit | 0 | 0 | 0 | 0 | 0 | 0
FixedInterchange | 0 | 0 | 0 | 0 | 0 | 0
Fuel Cost by Reporting Type: All
ReportingType | 2015 | 2020 | 2025 | 2030 | 2035 | 2040
BM | 151.54 | 402.86 | 631.87 | 839.35 | 842.79 | 778.51
CC | 70238.39 | 85389.31 | 73700.37 | 41432.18 | 40723.65 | 41812.68
CSP | 0 | 0 | 0 | 0 | 0 | 0
CT | 44.24 | 59.23 | 83.63 | 28.59 | 0.75 | 11.26
Coal | 19086.06 | 6021.36 | 798.41 | 187.77 | 201.68 | 205.52
Geo | 0 | 0 | 0 | 0 | 0 | 0
H | 0 | 0 | 0 | 0 | 0 | 0
LFG | 0.25 | 2.74 | 5.56 | 6.45 | 6.45 | 6.45
Nuc | 7711.7 | 8128.84 | 8780.79 | 12273.16 | 11942.62 | 13160.74
PS | 0 | 0 | 0 | 0 | 0 | 0
PV | 0 | 0 | 0 | 0 | 0 | 0
PeakG | 196.53 | 230.39 | 260.58 | 114.49 | 112.47 | 80.62
PeakO | 0 | 0 | 0 | 0 | 0 | 0
ST | 0 | 0 | 0 | 0 | 0 | 0
STOG | 495.19 | 436.96 | 303.42 | 215.74 | 132.97 | 130.86
STWD | 960.82 | 1046.27 | 1309.89 | 1758.98 | 1830.85 | 2073.06
WT | 0 | 0.01 | 0.01 | 0.01 | 0.01 | 0.01
IGCC | 87.33 | 78.96 | 6.41 | 0.65 | 0.65 | 1.3
DemandResponse | 0 | 0 | 0 | 0 | 0 | 0
IGCC-CCS | 0 | 0 | 0 | 0 | 0 | 0
WT_off | 0 | 0 | 0 | 0 | 0 | 0
PseudoUnit | 0 | 0 | 0 | 0 | 0 | 0
FixedInterchange | 0 | 0 | 0 | 0 | 0 | 0
Fuel Cost by Reporting Type: EI_US
ReportingType | 2015 | 2020 | 2025 | 2030 | 2035 | 2040
BM | 144.49 | 388.55 | 605.17 | 744.59 | 748.03 | 674.16
CC | 47499.68 | 60311.52 | 50552.59 | 28166.12 | 29536.43 | 31312.57
CSP | 0 | 0 | 0 | 0 | 0 | 0
CT | 43.59 | 58.4 | 83.54 | 28.18 | 0.75 | 11.26
Coal | 16345.5 | 4004.75 | 375.17 | 110.43 | 124.34 | 127.05
Geo | 0 | 0 | 0 | 0 | 0 | 0
H | 0 | 0 | 0 | 0 | 0 | 0
LFG | 0.18 | 1.48 | 3.19 | 4.07 | 4.07 | 4.07
Nuc | 5902.65 | 6282.89 | 6819.42 | 8289.52 | 7317.91 | 7754.5
PS | 0 | 0 | 0 | 0 | 0 | 0
PV | 0 | 0 | 0 | 0 | 0 | 0
PeakG | 193.02 | 228.93 | 260.58 | 112.2 | 110.01 | 80.48
PeakO | 0 | 0 | 0 | 0 | 0 | 0
ST | 0 | 0 | 0 | 0 | 0 | 0
STOG | 378 | 268.86 | 243.9 | 162.48 | 118.43 | 125.13
STWD | 641.89 | 526.14 | 482.72 | 778.92 | 830.8 | 1051.34
WT | 0 | 0.01 | 0.01 | 0.01 | 0.01 | 0.01
IGCC | 87.33 | 78.96 | 6.41 | 0.65 | 0.65 | 1.3
DemandResponse | 0 | 0 | 0 | 0 | 0 | 0
IGCC-CCS | 0 | 0 | 0 | 0 | 0 | 0
WT_off | 0 | 0 | 0 | 0 | 0 | 0
PseudoUnit | 0 | 0 | 0 | 0 | 0 | 0
FixedInterchange | 0 | 0 | 0 | 0 | 0 | 0
Fuel Cost by Reporting Type: EI_Canada
ReportingType | 2015 | 2020 | 2025 | 2030 | 2035 | 2040
BM | 0 | 0 | 0.09 | 0.89 | 0.89 | 10.47
CC | 559.38 | 516.26 | 31.49 | 5.06 | 5.13 | 15.57
CSP | 0 | 0 | 0 | 0 | 0 | 0
CT | 0.65 | 0.66 | 0 | 0 | 0 | 0
Coal | 11.58 | 1.69 | 0 | 0 | 0 | 0
Geo | 0 | 0 | 0 | 0 | 0 | 0
H | 0 | 0 | 0 | 0 | 0 | 0
LFG | 0.02 | 0.02 | 0.02 | 0.02 | 0.02 | 0.02
Nuc | 854.23 | 871.66 | 926.13 | 944.22 | 869.51 | 757.82
PS | 0 | 0 | 0 | 0 | 0 | 0
PV | 0 | 0 | 0 | 0 | 0 | 0
PeakG | 3.5 | 0.99 | 0 | 0 | 0 | 0
PeakO | 0 | 0 | 0 | 0 | 0 | 0
ST | 0 | 0 | 0 | 0 | 0 | 0
STOG | 0.44 | 0 | 0 | 0 | 0 | 0
STWD | 0.3 | 0.95 | 0.87 | 3.55 | 23.54 | 45.21
WT | 0 | 0 | 0 | 0 | 0 | 0
IGCC | 0 | 0 | 0 | 0 | 0 | 0
DemandResponse | 0 | 0 | 0 | 0 | 0 | 0
IGCC-CCS | 0 | 0 | 0 | 0 | 0 | 0
WT_off | 0 | 0 | 0 | 0 | 0 | 0
PseudoUnit | 0 | 0 | 0 | 0 | 0 | 0
FixedInterchange | 0 | 0 | 0 | 0 | 0 | 0
Fuel Cost by Reporting Type: EI
ReportingType | 2015 | 2020 | 2025 | 2030 | 2035 | 2040
BM | 144.49 | 388.55 | 605.26 | 745.48 | 748.92 | 684.64
CC | 48059.06 | 60827.78 | 50584.08 | 28171.18 | 29541.57 | 31328.13
CSP | 0 | 0 | 0 | 0 | 0 | 0
CT | 44.24 | 59.07 | 83.54 | 28.18 | 0.75 | 11.26
Coal | 16357.08 | 4006.44 | 375.17 | 110.43 | 124.34 | 127.05
Geo | 0 | 0 | 0 | 0 | 0 | 0
H | 0 | 0 | 0 | 0 | 0 | 0
LFG | 0.2 | 1.5 | 3.21 | 4.09 | 4.09 | 4.09
Nuc | 6756.88 | 7154.55 | 7745.55 | 9233.74 | 8187.42 | 8512.31
PS | 0 | 0 | 0 | 0 | 0 | 0
PV | 0 | 0 | 0 | 0 | 0 | 0
PeakG | 196.53 | 229.92 | 260.58 | 112.2 | 110.01 | 80.48
PeakO | 0 | 0 | 0 | 0 | 0 | 0
ST | 0 | 0 | 0 | 0 | 0 | 0
STOG | 378.43 | 268.86 | 243.9 | 162.48 | 118.43 | 125.13
STWD | 642.2 | 527.09 | 483.59 | 782.46 | 854.34 | 1096.55
WT | 0 | 0.01 | 0.01 | 0.01 | 0.01 | 0.01
IGCC | 87.33 | 78.96 | 6.41 | 0.65 | 0.65 | 1.3
DemandResponse | 0 | 0 | 0 | 0 | 0 | 0
IGCC-CCS | 0 | 0 | 0 | 0 | 0 | 0
WT_off | 0 | 0 | 0 | 0 | 0 | 0
PseudoUnit | 0 | 0 | 0 | 0 | 0 | 0
FixedInterchange | 0 | 0 | 0 | 0 | 0 | 0
Fuel Cost by Reporting Type: Outside_EI
ReportingType | 2015 | 2020 | 2025 | 2030 | 2035 | 2040
BM | 7.05 | 14.31 | 26.61 | 93.87 | 93.87 | 93.87
CC | 22179.33 | 24561.52 | 23116.29 | 13261 | 11182.08 | 10484.55
CSP | 0 | 0 | 0 | 0 | 0 | 0
CT | 0 | 0.17 | 0.09 | 0.41 | 0 | 0
Coal | 2728.98 | 2014.92 | 423.24 | 77.34 | 77.34 | 78.46
Geo | 0 | 0 | 0 | 0 | 0 | 0
H | 0 | 0 | 0 | 0 | 0 | 0
LFG | 0.05 | 1.24 | 2.36 | 2.36 | 2.36 | 2.36
Nuc | 954.81 | 974.29 | 1035.24 | 3039.42 | 3755.21 | 4648.43
PS | 0 | 0 | 0 | 0 | 0 | 0
PV | 0 | 0 | 0 | 0 | 0 | 0
PeakG | 0 | 0.48 | 0 | 2.3 | 2.47 | 0.14
PeakO | 0 | 0 | 0 | 0 | 0 | 0
ST | 0 | 0 | 0 | 0 | 0 | 0
STOG | 116.76 | 168.1 | 59.52 | 53.26 | 14.53 | 5.73
STWD | 318.62 | 519.17 | 826.3 | 976.51 | 976.51 | 976.51
WT | 0 | 0 | 0 | 0 | 0 | 0
IGCC | 0 | 0 | 0 | 0 | 0 | 0
DemandResponse | 0 | 0 | 0 | 0 | 0 | 0
IGCC-CCS | 0 | 0 | 0 | 0 | 0 | 0
WT_off | 0 | 0 | 0 | 0 | 0 | 0
PseudoUnit | 0 | 0 | 0 | 0 | 0 | 0
FixedInterchange | 0 | 0 | 0 | 0 | 0 | 0
#7 | Emission Cost ($million)
==== Emission Program: TitleIV_CAIRSO2 : (SO2) ====
Emission Cost by Reporting Type: Entergy
ReportingType | 2015 | 2020 | 2025 | 2030 | 2035 | 2040
BM | 0 | 0 | 0 | 0 | 0 | 0
CC | 0 | 0 | 0 | 0 | 0 | 0
CSP | 0 | 0 | 0 | 0 | 0 | 0
CT | 0 | 0 | 0 | 0 | 0 | 0
Coal | 30.93 | 0 | 0 | 0 | 0 | 0
Geo | 0 | 0 | 0 | 0 | 0 | 0
H | 0 | 0 | 0 | 0 | 0 | 0
LFG | 0 | 0 | 0 | 0 | 0 | 0
Nuc | 0 | 0 | 0 | 0 | 0 | 0
PS | 0 | 0 | 0 | 0 | 0 | 0
PV | 0 | 0 | 0 | 0 | 0 | 0
PeakG | 0 | 0 | 0 | 0 | 0 | 0
PeakO | 0 | 0 | 0 | 0 | 0 | 0
ST | 0 | 0 | 0 | 0 | 0 | 0
STOG | 0 | 0 | 0 | 0 | 0 | 0
STWD | 0 | 0 | 0 | 0 | 0 | 0
WT | 0 | 0 | 0 | 0 | 0 | 0
IGCC | 0 | 0 | 0 | 0 | 0 | 0
DemandResponse | 0 | 0 | 0 | 0 | 0 | 0
IGCC-CCS | 0 | 0 | 0 | 0 | 0 | 0
WT_off | 0 | 0 | 0 | 0 | 0 | 0
PseudoUnit | 0 | 0 | 0 | 0 | 0 | 0
FixedInterchange | 0 | 0 | 0 | 0 | 0 | 0
Emission Cost by Reporting Type: FRCC
ReportingType | 2015 | 2020 | 2025 | 2030 | 2035 | 2040
BM | 0 | 0 | 0 | 0 | 0 | 0
CC | 0 | 0 | 0 | 0 | 0 | 0
CSP | 0 | 0 | 0 | 0 | 0 | 0
CT | 0 | 0 | 0 | 0 | 0 | 0
Coal | 4.11 | 0 | 0 | 0 | 0 | 0
Geo | 0 | 0 | 0 | 0 | 0 | 0
H | 0 | 0 | 0 | 0 | 0 | 0
LFG | 0 | 0 | 0 | 0 | 0 | 0
Nuc | 0 | 0 | 0 | 0 | 0 | 0
PS | 0 | 0 | 0 | 0 | 0 | 0
PV | 0 | 0 | 0 | 0 | 0 | 0
PeakG | 0 | 0 | 0 | 0 | 0 | 0
PeakO | 0 | 0 | 0 | 0 | 0 | 0
ST | 0 | 0 | 0 | 0 | 0 | 0
STOG | 0 | 0 | 0 | 0 | 0 | 0
STWD | 0 | 0 | 0 | 0 | 0 | 0
WT | 0 | 0 | 0 | 0 | 0 | 0
IGCC | 0 | 0 | 0 | 0 | 0 | 0
DemandResponse | 0 | 0 | 0 | 0 | 0 | 0
IGCC-CCS | 0 | 0 | 0 | 0 | 0 | 0
WT_off | 0 | 0 | 0 | 0 | 0 | 0
PseudoUnit | 0 | 0 | 0 | 0 | 0 | 0
FixedInterchange | 0 | 0 | 0 | 0 | 0 | 0
Emission Cost by Reporting Type: MAPP_US
ReportingType | 2015 | 2020 | 2025 | 2030 | 2035 | 2040
BM | 0 | 0 | 0 | 0 | 0 | 0
CC | 0 | 0 | 0 | 0 | 0 | 0
CSP | 0 | 0 | 0 | 0 | 0 | 0
CT | 0 | 0 | 0 | 0 | 0 | 0
Coal | 0.96 | 0 | 0 | 0 | 0 | 0
Geo | 0 | 0 | 0 | 0 | 0 | 0
H | 0 | 0 | 0 | 0 | 0 | 0
LFG | 0 | 0 | 0 | 0 | 0 | 0
Nuc | 0 | 0 | 0 | 0 | 0 | 0
PS | 0 | 0 | 0 | 0 | 0 | 0
PV | 0 | 0 | 0 | 0 | 0 | 0
PeakG | 0 | 0 | 0 | 0 | 0 | 0
PeakO | 0 | 0 | 0 | 0 | 0 | 0
ST | 0 | 0 | 0 | 0 | 0 | 0
STOG | 0 | 0 | 0 | 0 | 0 | 0
STWD | 0 | 0 | 0 | 0 | 0 | 0
WT | 0 | 0 | 0 | 0 | 0 | 0
IGCC | 0 | 0 | 0 | 0 | 0 | 0
DemandResponse | 0 | 0 | 0 | 0 | 0 | 0
IGCC-CCS | 0 | 0 | 0 | 0 | 0 | 0
WT_off | 0 | 0 | 0 | 0 | 0 | 0
PseudoUnit | 0 | 0 | 0 | 0 | 0 | 0
FixedInterchange | 0 | 0 | 0 | 0 | 0 | 0
Emission Cost by Reporting Type: MISO_IN
ReportingType | 2015 | 2020 | 2025 | 2030 | 2035 | 2040
BM | 0 | 0 | 0 | 0 | 0 | 0
CC | 0 | 0 | 0 | 0 | 0 | 0
CSP | 0 | 0 | 0 | 0 | 0 | 0
CT | 0 | 0 | 0 | 0 | 0 | 0
Coal | 22.56 | 0 | 0 | 0 | 0 | 0
Geo | 0 | 0 | 0 | 0 | 0 | 0
H | 0 | 0 | 0 | 0 | 0 | 0
LFG | 0 | 0 | 0 | 0 | 0 | 0
Nuc | 0 | 0 | 0 | 0 | 0 | 0
PS | 0 | 0 | 0 | 0 | 0 | 0
PV | 0 | 0 | 0 | 0 | 0 | 0
PeakG | 0 | 0 | 0 | 0 | 0 | 0
PeakO | 0 | 0 | 0 | 0 | 0 | 0
ST | 0 | 0 | 0 | 0 | 0 | 0
STOG | 0 | 0 | 0 | 0 | 0 | 0
STWD | 0 | 0 | 0 | 0 | 0 | 0
WT | 0 | 0 | 0 | 0 | 0 | 0
IGCC | 0.19 | 0 | 0 | 0 | 0 | 0
DemandResponse | 0 | 0 | 0 | 0 | 0 | 0
IGCC-CCS | 0 | 0 | 0 | 0 | 0 | 0
WT_off | 0 | 0 | 0 | 0 | 0 | 0
PseudoUnit | 0 | 0 | 0 | 0 | 0 | 0
FixedInterchange | 0 | 0 | 0 | 0 | 0 | 0
Emission Cost by Reporting Type: MISO_MI
ReportingType | 2015 | 2020 | 2025 | 2030 | 2035 | 2040
BM | 0 | 0 | 0 | 0 | 0 | 0
CC | 0 | 0 | 0 | 0 | 0 | 0
CSP | 0 | 0 | 0 | 0 | 0 | 0
CT | 0 | 0 | 0 | 0 | 0 | 0
Coal | 11.3 | 0 | 0 | 0 | 0 | 0
Geo | 0 | 0 | 0 | 0 | 0 | 0
H | 0 | 0 | 0 | 0 | 0 | 0
LFG | 0 | 0 | 0 | 0 | 0 | 0
Nuc | 0 | 0 | 0 | 0 | 0 | 0
PS | 0 | 0 | 0 | 0 | 0 | 0
PV | 0 | 0 | 0 | 0 | 0 | 0
PeakG | 0 | 0 | 0 | 0 | 0 | 0
PeakO | 0 | 0 | 0 | 0 | 0 | 0
ST | 0 | 0 | 0 | 0 | 0 | 0
STOG | 0 | 0 | 0 | 0 | 0 | 0
STWD | 0 | 0 | 0 | 0 | 0 | 0
WT | 0 | 0 | 0 | 0 | 0 | 0
IGCC | 0 | 0 | 0 | 0 | 0 | 0
DemandResponse | 0 | 0 | 0 | 0 | 0 | 0
IGCC-CCS | 0 | 0 | 0 | 0 | 0 | 0
WT_off | 0 | 0 | 0 | 0 | 0 | 0
PseudoUnit | 0 | 0 | 0 | 0 | 0 | 0
FixedInterchange | 0 | 0 | 0 | 0 | 0 | 0
Emission Cost by Reporting Type: MISO_MO-IL
ReportingType | 2015 | 2020 | 2025 | 2030 | 2035 | 2040
BM | 0 | 0 | 0 | 0 | 0 | 0
CC | 0 | 0 | 0 | 0 | 0 | 0
CSP | 0 | 0 | 0 | 0 | 0 | 0
CT | 0 | 0 | 0 | 0 | 0 | 0
Coal | 35.12 | 0 | 0 | 0 | 0 | 0
Geo | 0 | 0 | 0 | 0 | 0 | 0
H | 0 | 0 | 0 | 0 | 0 | 0
LFG | 0 | 0 | 0 | 0 | 0 | 0
Nuc | 0 | 0 | 0 | 0 | 0 | 0
PS | 0 | 0 | 0 | 0 | 0 | 0
PV | 0 | 0 | 0 | 0 | 0 | 0
PeakG | 0 | 0 | 0 | 0 | 0 | 0
PeakO | 0 | 0 | 0 | 0 | 0 | 0
ST | 0 | 0 | 0 | 0 | 0 | 0
STOG | 0 | 0 | 0 | 0 | 0 | 0
STWD | 0 | 0 | 0 | 0 | 0 | 0
WT | 0 | 0 | 0 | 0 | 0 | 0
IGCC | 0 | 0 | 0 | 0 | 0 | 0
DemandResponse | 0 | 0 | 0 | 0 | 0 | 0
IGCC-CCS | 0 | 0 | 0 | 0 | 0 | 0
WT_off | 0 | 0 | 0 | 0 | 0 | 0
PseudoUnit | 0 | 0 | 0 | 0 | 0 | 0
FixedInterchange | 0 | 0 | 0 | 0 | 0 | 0
Emission Cost by Reporting Type: MISO_W
ReportingType | 2015 | 2020 | 2025 | 2030 | 2035 | 2040
BM | 0 | 0 | 0 | 0 | 0 | 0
CC | 0 | 0 | 0 | 0 | 0 | 0
CSP | 0 | 0 | 0 | 0 | 0 | 0
CT | 0 | 0 | 0 | 0 | 0 | 0
Coal | 19.11 | 0 | 0 | 0 | 0 | 0
Geo | 0 | 0 | 0 | 0 | 0 | 0
H | 0 | 0 | 0 | 0 | 0 | 0
LFG | 0 | 0 | 0 | 0 | 0 | 0
Nuc | 0 | 0 | 0 | 0 | 0 | 0
PS | 0 | 0 | 0 | 0 | 0 | 0
PV | 0 | 0 | 0 | 0 | 0 | 0
PeakG | 0 | 0 | 0 | 0 | 0 | 0
PeakO | 0 | 0 | 0 | 0 | 0 | 0
ST | 0 | 0 | 0 | 0 | 0 | 0
STOG | 0 | 0 | 0 | 0 | 0 | 0
STWD | 0 | 0 | 0 | 0 | 0 | 0
WT | 0 | 0 | 0 | 0 | 0 | 0
IGCC | 0 | 0 | 0 | 0 | 0 | 0
DemandResponse | 0 | 0 | 0 | 0 | 0 | 0
IGCC-CCS | 0 | 0 | 0 | 0 | 0 | 0
WT_off | 0 | 0 | 0 | 0 | 0 | 0
PseudoUnit | 0 | 0 | 0 | 0 | 0 | 0
FixedInterchange | 0 | 0 | 0 | 0 | 0 | 0
Emission Cost by Reporting Type: MISO_WUMS
ReportingType | 2015 | 2020 | 2025 | 2030 | 2035 | 2040
BM | 0 | 0 | 0 | 0 | 0 | 0
CC | 0 | 0 | 0 | 0 | 0 | 0
CSP | 0 | 0 | 0 | 0 | 0 | 0
CT | 0 | 0 | 0 | 0 | 0 | 0
Coal | 2.2 | 0 | 0 | 0 | 0 | 0
Geo | 0 | 0 | 0 | 0 | 0 | 0
H | 0 | 0 | 0 | 0 | 0 | 0
LFG | 0 | 0 | 0 | 0 | 0 | 0
Nuc | 0 | 0 | 0 | 0 | 0 | 0
PS | 0 | 0 | 0 | 0 | 0 | 0
PV | 0 | 0 | 0 | 0 | 0 | 0
PeakG | 0 | 0 | 0 | 0 | 0 | 0
PeakO | 0 | 0 | 0 | 0 | 0 | 0
ST | 0 | 0 | 0 | 0 | 0 | 0
STOG | 0 | 0 | 0 | 0 | 0 | 0
STWD | 0 | 0 | 0 | 0 | 0 | 0
WT | 0 | 0 | 0 | 0 | 0 | 0
IGCC | 0 | 0 | 0 | 0 | 0 | 0
DemandResponse | 0 | 0 | 0 | 0 | 0 | 0
IGCC-CCS | 0 | 0 | 0 | 0 | 0 | 0
WT_off | 0 | 0 | 0 | 0 | 0 | 0
PseudoUnit | 0 | 0 | 0 | 0 | 0 | 0
FixedInterchange | 0 | 0 | 0 | 0 | 0 | 0
Emission Cost by Reporting Type: Nebraska
ReportingType | 2015 | 2020 | 2025 | 2030 | 2035 | 2040
BM | 0 | 0 | 0 | 0 | 0 | 0
CC | 0 | 0 | 0 | 0 | 0 | 0
CSP | 0 | 0 | 0 | 0 | 0 | 0
CT | 0 | 0 | 0 | 0 | 0 | 0
Coal | 3.51 | 0 | 0 | 0 | 0 | 0
Geo | 0 | 0 | 0 | 0 | 0 | 0
H | 0 | 0 | 0 | 0 | 0 | 0
LFG | 0 | 0 | 0 | 0 | 0 | 0
Nuc | 0 | 0 | 0 | 0 | 0 | 0
PS | 0 | 0 | 0 | 0 | 0 | 0
PV | 0 | 0 | 0 | 0 | 0 | 0
PeakG | 0 | 0 | 0 | 0 | 0 | 0
PeakO | 0 | 0 | 0 | 0 | 0 | 0
ST | 0 | 0 | 0 | 0 | 0 | 0
STOG | 0 | 0 | 0 | 0 | 0 | 0
STWD | 0 | 0 | 0 | 0 | 0 | 0
WT | 0 | 0 | 0 | 0 | 0 | 0
IGCC | 0 | 0 | 0 | 0 | 0 | 0
DemandResponse | 0 | 0 | 0 | 0 | 0 | 0
IGCC-CCS | 0 | 0 | 0 | 0 | 0 | 0
WT_off | 0 | 0 | 0 | 0 | 0 | 0
PseudoUnit | 0 | 0 | 0 | 0 | 0 | 0
FixedInterchange | 0 | 0 | 0 | 0 | 0 | 0
Emission Cost by Reporting Type: NEISO
ReportingType | 2015 | 2020 | 2025 | 2030 | 2035 | 2040
BM | 0 | 0 | 0 | 0 | 0 | 0
CC | 0 | 0 | 0 | 0 | 0 | 0
CSP | 0 | 0 | 0 | 0 | 0 | 0
CT | 0 | 0 | 0 | 0 | 0 | 0
Coal | 0 | 0 | 0 | 0 | 0 | 0
Geo | 0 | 0 | 0 | 0 | 0 | 0
H | 0 | 0 | 0 | 0 | 0 | 0
LFG | 0 | 0 | 0 | 0 | 0 | 0
Nuc | 0 | 0 | 0 | 0 | 0 | 0
PS | 0 | 0 | 0 | 0 | 0 | 0
PV | 0 | 0 | 0 | 0 | 0 | 0
PeakG | 0 | 0 | 0 | 0 | 0 | 0
PeakO | 0 | 0 | 0 | 0 | 0 | 0
ST | 0 | 0 | 0 | 0 | 0 | 0
STOG | 0 | 0 | 0 | 0 | 0 | 0
STWD | 0 | 0 | 0 | 0 | 0 | 0
WT | 0 | 0 | 0 | 0 | 0 | 0
IGCC | 0 | 0 | 0 | 0 | 0 | 0
DemandResponse | 0 | 0 | 0 | 0 | 0 | 0
IGCC-CCS | 0 | 0 | 0 | 0 | 0 | 0
WT_off | 0 | 0 | 0 | 0 | 0 | 0
PseudoUnit | 0 | 0 | 0 | 0 | 0 | 0
FixedInterchange | 0 | 0 | 0 | 0 | 0 | 0
Emission Cost by Reporting Type: NonRTO_Midwest
ReportingType | 2015 | 2020 | 2025 | 2030 | 2035 | 2040
BM | 0 | 0 | 0 | 0 | 0 | 0
CC | 0 | 0 | 0 | 0 | 0 | 0
CSP | 0 | 0 | 0 | 0 | 0 | 0
CT | 0 | 0 | 0 | 0 | 0 | 0
Coal | 12.72 | 0 | 0 | 0 | 0 | 0
Geo | 0 | 0 | 0 | 0 | 0 | 0
H | 0 | 0 | 0 | 0 | 0 | 0
LFG | 0 | 0 | 0 | 0 | 0 | 0
Nuc | 0 | 0 | 0 | 0 | 0 | 0
PS | 0 | 0 | 0 | 0 | 0 | 0
PV | 0 | 0 | 0 | 0 | 0 | 0
PeakG | 0 | 0 | 0 | 0 | 0 | 0
PeakO | 0 | 0 | 0 | 0 | 0 | 0
ST | 0 | 0 | 0 | 0 | 0 | 0
STOG | 0 | 0 | 0 | 0 | 0 | 0
STWD | 0 | 0 | 0 | 0 | 0 | 0
WT | 0 | 0 | 0 | 0 | 0 | 0
IGCC | 0 | 0 | 0 | 0 | 0 | 0
DemandResponse | 0 | 0 | 0 | 0 | 0 | 0
IGCC-CCS | 0 | 0 | 0 | 0 | 0 | 0
WT_off | 0 | 0 | 0 | 0 | 0 | 0
PseudoUnit | 0 | 0 | 0 | 0 | 0 | 0
FixedInterchange | 0 | 0 | 0 | 0 | 0 | 0
Emission Cost by Reporting Type: NYISO_A-F
ReportingType | 2015 | 2020 | 2025 | 2030 | 2035 | 2040
BM | 0 | 0 | 0 | 0 | 0 | 0
CC | 0 | 0 | 0 | 0 | 0 | 0
CSP | 0 | 0 | 0 | 0 | 0 | 0
CT | 0 | 0 | 0 | 0 | 0 | 0
Coal | 0 | 0 | 0 | 0 | 0 | 0
Geo | 0 | 0 | 0 | 0 | 0 | 0
H | 0 | 0 | 0 | 0 | 0 | 0
LFG | 0 | 0 | 0 | 0 | 0 | 0
Nuc | 0 | 0 | 0 | 0 | 0 | 0
PS | 0 | 0 | 0 | 0 | 0 | 0
PV | 0 | 0 | 0 | 0 | 0 | 0
PeakG | 0 | 0 | 0 | 0 | 0 | 0
PeakO | 0 | 0 | 0 | 0 | 0 | 0
ST | 0 | 0 | 0 | 0 | 0 | 0
STOG | 0 | 0 | 0 | 0 | 0 | 0
STWD | 0 | 0 | 0 | 0 | 0 | 0
WT | 0 | 0 | 0 | 0 | 0 | 0
IGCC | 0 | 0 | 0 | 0 | 0 | 0
DemandResponse | 0 | 0 | 0 | 0 | 0 | 0
IGCC-CCS | 0 | 0 | 0 | 0 | 0 | 0
WT_off | 0 | 0 | 0 | 0 | 0 | 0
PseudoUnit | 0 | 0 | 0 | 0 | 0 | 0
FixedInterchange | 0 | 0 | 0 | 0 | 0 | 0
Emission Cost by Reporting Type: NYISO_G-I
ReportingType | 2015 | 2020 | 2025 | 2030 | 2035 | 2040
BM | 0 | 0 | 0 | 0 | 0 | 0
CC | 0 | 0 | 0 | 0 | 0 | 0
CSP | 0 | 0 | 0 | 0 | 0 | 0
CT | 0 | 0 | 0 | 0 | 0 | 0
Coal | 0 | 0 | 0 | 0 | 0 | 0
Geo | 0 | 0 | 0 | 0 | 0 | 0
H | 0 | 0 | 0 | 0 | 0 | 0
LFG | 0 | 0 | 0 | 0 | 0 | 0
Nuc | 0 | 0 | 0 | 0 | 0 | 0
PS | 0 | 0 | 0 | 0 | 0 | 0
PV | 0 | 0 | 0 | 0 | 0 | 0
PeakG | 0 | 0 | 0 | 0 | 0 | 0
PeakO | 0 | 0 | 0 | 0 | 0 | 0
ST | 0 | 0 | 0 | 0 | 0 | 0
STOG | 0 | 0 | 0 | 0 | 0 | 0
STWD | 0 | 0 | 0 | 0 | 0 | 0
WT | 0 | 0 | 0 | 0 | 0 | 0
IGCC | 0 | 0 | 0 | 0 | 0 | 0
DemandResponse | 0 | 0 | 0 | 0 | 0 | 0
IGCC-CCS | 0 | 0 | 0 | 0 | 0 | 0
WT_off | 0 | 0 | 0 | 0 | 0 | 0
PseudoUnit | 0 | 0 | 0 | 0 | 0 | 0
FixedInterchange | 0 | 0 | 0 | 0 | 0 | 0
Emission Cost by Reporting Type: NYISO_J-K
ReportingType | 2015 | 2020 | 2025 | 2030 | 2035 | 2040
BM | 0 | 0 | 0 | 0 | 0 | 0
CC | 0 | 0 | 0 | 0 | 0 | 0
CSP | 0 | 0 | 0 | 0 | 0 | 0
CT | 0 | 0 | 0 | 0 | 0 | 0
Coal | 0 | 0 | 0 | 0 | 0 | 0
Geo | 0 | 0 | 0 | 0 | 0 | 0
H | 0 | 0 | 0 | 0 | 0 | 0
LFG | 0 | 0 | 0 | 0 | 0 | 0
Nuc | 0 | 0 | 0 | 0 | 0 | 0
PS | 0 | 0 | 0 | 0 | 0 | 0
PV | 0 | 0 | 0 | 0 | 0 | 0
PeakG | 0 | 0 | 0 | 0 | 0 | 0
PeakO | 0 | 0 | 0 | 0 | 0 | 0
ST | 0 | 0 | 0 | 0 | 0 | 0
STOG | 0 | 0 | 0 | 0 | 0 | 0
STWD | 0 | 0 | 0 | 0 | 0 | 0
WT | 0 | 0 | 0 | 0 | 0 | 0
IGCC | 0 | 0 | 0 | 0 | 0 | 0
DemandResponse | 0 | 0 | 0 | 0 | 0 | 0
IGCC-CCS | 0 | 0 | 0 | 0 | 0 | 0
WT_off | 0 | 0 | 0 | 0 | 0 | 0
PseudoUnit | 0 | 0 | 0 | 0 | 0 | 0
FixedInterchange | 0 | 0 | 0 | 0 | 0 | 0
Emission Cost by Reporting Type: PJM_E
ReportingType | 2015 | 2020 | 2025 | 2030 | 2035 | 2040
BM | 0 | 0 | 0 | 0 | 0 | 0
CC | 0 | 0 | 0 | 0 | 0 | 0
CSP | 0 | 0 | 0 | 0 | 0 | 0
CT | 0 | 0 | 0 | 0 | 0 | 0
Coal | 0.04 | 0 | 0 | 0 | 0 | 0
Geo | 0 | 0 | 0 | 0 | 0 | 0
H | 0 | 0 | 0 | 0 | 0 | 0
LFG | 0 | 0 | 0 | 0 | 0 | 0
Nuc | 0 | 0 | 0 | 0 | 0 | 0
PS | 0 | 0 | 0 | 0 | 0 | 0
PV | 0 | 0 | 0 | 0 | 0 | 0
PeakG | 0 | 0 | 0 | 0 | 0 | 0
PeakO | 0 | 0 | 0 | 0 | 0 | 0
ST | 0 | 0 | 0 | 0 | 0 | 0
STOG | 0 | 0 | 0 | 0 | 0 | 0
STWD | 0 | 0 | 0 | 0 | 0 | 0
WT | 0 | 0 | 0 | 0 | 0 | 0
IGCC | 0 | 0 | 0 | 0 | 0 | 0
DemandResponse | 0 | 0 | 0 | 0 | 0 | 0
IGCC-CCS | 0 | 0 | 0 | 0 | 0 | 0
WT_off | 0 | 0 | 0 | 0 | 0 | 0
PseudoUnit | 0 | 0 | 0 | 0 | 0 | 0
FixedInterchange | 0 | 0 | 0 | 0 | 0 | 0
Emission Cost by Reporting Type: PJM_ROM
ReportingType | 2015 | 2020 | 2025 | 2030 | 2035 | 2040
BM | 0 | 0 | 0 | 0 | 0 | 0
CC | 0 | 0 | 0 | 0 | 0 | 0
CSP | 0 | 0 | 0 | 0 | 0 | 0
CT | 0 | 0 | 0 | 0 | 0 | 0
Coal | 14.05 | 0 | 0 | 0 | 0 | 0
Geo | 0 | 0 | 0 | 0 | 0 | 0
H | 0 | 0 | 0 | 0 | 0 | 0
LFG | 0 | 0 | 0 | 0 | 0 | 0
Nuc | 0 | 0 | 0 | 0 | 0 | 0
PS | 0 | 0 | 0 | 0 | 0 | 0
PV | 0 | 0 | 0 | 0 | 0 | 0
PeakG | 0 | 0 | 0 | 0 | 0 | 0
PeakO | 0 | 0 | 0 | 0 | 0 | 0
ST | 0 | 0 | 0 | 0 | 0 | 0
STOG | 0 | 0 | 0 | 0 | 0 | 0
STWD | 0 | 0 | 0 | 0 | 0 | 0
WT | 0 | 0 | 0 | 0 | 0 | 0
IGCC | 0 | 0 | 0 | 0 | 0 | 0
DemandResponse | 0 | 0 | 0 | 0 | 0 | 0
IGCC-CCS | 0 | 0 | 0 | 0 | 0 | 0
WT_off | 0 | 0 | 0 | 0 | 0 | 0
PseudoUnit | 0 | 0 | 0 | 0 | 0 | 0
FixedInterchange | 0 | 0 | 0 | 0 | 0 | 0
Emission Cost by Reporting Type: PJM_ROR
ReportingType | 2015 | 2020 | 2025 | 2030 | 2035 | 2040
BM | 0 | 0 | 0 | 0 | 0 | 0
CC | 0 | 0 | 0 | 0 | 0 | 0
CSP | 0 | 0 | 0 | 0 | 0 | 0
CT | 0 | 0 | 0 | 0 | 0 | 0
Coal | 88.71 | 0 | 0 | 0 | 0 | 0
Geo | 0 | 0 | 0 | 0 | 0 | 0
H | 0 | 0 | 0 | 0 | 0 | 0
LFG | 0 | 0 | 0 | 0 | 0 | 0
Nuc | 0 | 0 | 0 | 0 | 0 | 0
PS | 0 | 0 | 0 | 0 | 0 | 0
PV | 0 | 0 | 0 | 0 | 0 | 0
PeakG | 0 | 0 | 0 | 0 | 0 | 0
PeakO | 0 | 0 | 0 | 0 | 0 | 0
ST | 0 | 0 | 0 | 0 | 0 | 0
STOG | 0 | 0 | 0 | 0 | 0 | 0
STWD | 0 | 0 | 0 | 0 | 0 | 0
WT | 0 | 0 | 0 | 0 | 0 | 0
IGCC | 0 | 0 | 0 | 0 | 0 | 0
DemandResponse | 0 | 0 | 0 | 0 | 0 | 0
IGCC-CCS | 0 | 0 | 0 | 0 | 0 | 0
WT_off | 0 | 0 | 0 | 0 | 0 | 0
PseudoUnit | 0 | 0 | 0 | 0 | 0 | 0
FixedInterchange | 0 | 0 | 0 | 0 | 0 | 0
Emission Cost by Reporting Type: SOCO
ReportingType | 2015 | 2020 | 2025 | 2030 | 2035 | 2040
BM | 0 | 0 | 0 | 0 | 0 | 0
CC | 0 | 0 | 0 | 0 | 0 | 0
CSP | 0 | 0 | 0 | 0 | 0 | 0
CT | 0 | 0 | 0 | 0 | 0 | 0
Coal | 20.31 | 0 | 0 | 0 | 0 | 0
Geo | 0 | 0 | 0 | 0 | 0 | 0
H | 0 | 0 | 0 | 0 | 0 | 0
LFG | 0 | 0 | 0 | 0 | 0 | 0
Nuc | 0 | 0 | 0 | 0 | 0 | 0
PS | 0 | 0 | 0 | 0 | 0 | 0
PV | 0 | 0 | 0 | 0 | 0 | 0
PeakG | 0 | 0 | 0 | 0 | 0 | 0
PeakO | 0 | 0 | 0 | 0 | 0 | 0
ST | 0 | 0 | 0 | 0 | 0 | 0
STOG | 0 | 0 | 0 | 0 | 0 | 0
STWD | 0 | 0 | 0 | 0 | 0 | 0
WT | 0 | 0 | 0 | 0 | 0 | 0
IGCC | 0 | 0 | 0 | 0 | 0 | 0
DemandResponse | 0 | 0 | 0 | 0 | 0 | 0
IGCC-CCS | 0 | 0 | 0 | 0 | 0 | 0
WT_off | 0 | 0 | 0 | 0 | 0 | 0
PseudoUnit | 0 | 0 | 0 | 0 | 0 | 0
FixedInterchange | 0 | 0 | 0 | 0 | 0 | 0
Emission Cost by Reporting Type: SPP_N
ReportingType | 2015 | 2020 | 2025 | 2030 | 2035 | 2040
BM | 0 | 0 | 0 | 0 | 0 | 0
CC | 0 | 0 | 0 | 0 | 0 | 0
CSP | 0 | 0 | 0 | 0 | 0 | 0
CT | 0 | 0 | 0 | 0 | 0 | 0
Coal | 4.67 | 0 | 0 | 0 | 0 | 0
Geo | 0 | 0 | 0 | 0 | 0 | 0
H | 0 | 0 | 0 | 0 | 0 | 0
LFG | 0 | 0 | 0 | 0 | 0 | 0
Nuc | 0 | 0 | 0 | 0 | 0 | 0
PS | 0 | 0 | 0 | 0 | 0 | 0
PV | 0 | 0 | 0 | 0 | 0 | 0
PeakG | 0 | 0 | 0 | 0 | 0 | 0
PeakO | 0 | 0 | 0 | 0 | 0 | 0
ST | 0 | 0 | 0 | 0 | 0 | 0
STOG | 0 | 0 | 0 | 0 | 0 | 0
STWD | 0 | 0 | 0 | 0 | 0 | 0
WT | 0 | 0 | 0 | 0 | 0 | 0
IGCC | 0 | 0 | 0 | 0 | 0 | 0
DemandResponse | 0 | 0 | 0 | 0 | 0 | 0
IGCC-CCS | 0 | 0 | 0 | 0 | 0 | 0
WT_off | 0 | 0 | 0 | 0 | 0 | 0
PseudoUnit | 0 | 0 | 0 | 0 | 0 | 0
FixedInterchange | 0 | 0 | 0 | 0 | 0 | 0
Emission Cost by Reporting Type: SPP_S
ReportingType | 2015 | 2020 | 2025 | 2030 | 2035 | 2040
BM | 0 | 0 | 0 | 0 | 0 | 0
CC | 0 | 0 | 0 | 0 | 0 | 0
CSP | 0 | 0 | 0 | 0 | 0 | 0
CT | 0 | 0 | 0 | 0 | 0 | 0
Coal | 12.72 | 0 | 0 | 0 | 0 | 0
Geo | 0 | 0 | 0 | 0 | 0 | 0
H | 0 | 0 | 0 | 0 | 0 | 0
LFG | 0 | 0 | 0 | 0 | 0 | 0
Nuc | 0 | 0 | 0 | 0 | 0 | 0
PS | 0 | 0 | 0 | 0 | 0 | 0
PV | 0 | 0 | 0 | 0 | 0 | 0
PeakG | 0 | 0 | 0 | 0 | 0 | 0
PeakO | 0 | 0 | 0 | 0 | 0 | 0
ST | 0 | 0 | 0 | 0 | 0 | 0
STOG | 0 | 0 | 0 | 0 | 0 | 0
STWD | 0 | 0 | 0 | 0 | 0 | 0
WT | 0 | 0 | 0 | 0 | 0 | 0
IGCC | 0 | 0 | 0 | 0 | 0 | 0
DemandResponse | 0 | 0 | 0 | 0 | 0 | 0
IGCC-CCS | 0 | 0 | 0 | 0 | 0 | 0
WT_off | 0 | 0 | 0 | 0 | 0 | 0
PseudoUnit | 0 | 0 | 0 | 0 | 0 | 0
FixedInterchange | 0 | 0 | 0 | 0 | 0 | 0
Emission Cost by Reporting Type: TVA
ReportingType | 2015 | 2020 | 2025 | 2030 | 2035 | 2040
BM | 0 | 0 | 0 | 0 | 0 | 0
CC | 0 | 0 | 0 | 0 | 0 | 0
CSP | 0 | 0 | 0 | 0 | 0 | 0
CT | 0 | 0 | 0 | 0 | 0 | 0
Coal | 20.94 | 0 | 0 | 0 | 0 | 0
Geo | 0 | 0 | 0 | 0 | 0 | 0
H | 0 | 0 | 0 | 0 | 0 | 0
LFG | 0 | 0 | 0 | 0 | 0 | 0
Nuc | 0 | 0 | 0 | 0 | 0 | 0
PS | 0 | 0 | 0 | 0 | 0 | 0
PV | 0 | 0 | 0 | 0 | 0 | 0
PeakG | 0 | 0 | 0 | 0 | 0 | 0
PeakO | 0 | 0 | 0 | 0 | 0 | 0
ST | 0 | 0 | 0 | 0 | 0 | 0
STOG | 0 | 0 | 0 | 0 | 0 | 0
STWD | 0 | 0 | 0 | 0 | 0 | 0
WT | 0 | 0 | 0 | 0 | 0 | 0
IGCC | 0 | 0 | 0 | 0 | 0 | 0
DemandResponse | 0 | 0 | 0 | 0 | 0 | 0
IGCC-CCS | 0 | 0 | 0 | 0 | 0 | 0
WT_off | 0 | 0 | 0 | 0 | 0 | 0
PseudoUnit | 0 | 0 | 0 | 0 | 0 | 0
FixedInterchange | 0 | 0 | 0 | 0 | 0 | 0
Emission Cost by Reporting Type: TVA_Transmission
ReportingType | 2015 | 2020 | 2025 | 2030 | 2035 | 2040
BM | 0 | 0 | 0 | 0 | 0 | 0
CC | 0 | 0 | 0 | 0 | 0 | 0
CSP | 0 | 0 | 0 | 0 | 0 | 0
CT | 0 | 0 | 0 | 0 | 0 | 0
Coal | 0 | 0 | 0 | 0 | 0 | 0
Geo | 0 | 0 | 0 | 0 | 0 | 0
H | 0 | 0 | 0 | 0 | 0 | 0
LFG | 0 | 0 | 0 | 0 | 0 | 0
Nuc | 0 | 0 | 0 | 0 | 0 | 0
PS | 0 | 0 | 0 | 0 | 0 | 0
PV | 0 | 0 | 0 | 0 | 0 | 0
PeakG | 0 | 0 | 0 | 0 | 0 | 0
PeakO | 0 | 0 | 0 | 0 | 0 | 0
ST | 0 | 0 | 0 | 0 | 0 | 0
STOG | 0 | 0 | 0 | 0 | 0 | 0
STWD | 0 | 0 | 0 | 0 | 0 | 0
WT | 0 | 0 | 0 | 0 | 0 | 0
IGCC | 0 | 0 | 0 | 0 | 0 | 0
DemandResponse | 0 | 0 | 0 | 0 | 0 | 0
IGCC-CCS | 0 | 0 | 0 | 0 | 0 | 0
WT_off | 0 | 0 | 0 | 0 | 0 | 0
PseudoUnit | 0 | 0 | 0 | 0 | 0 | 0
FixedInterchange | 0 | 0 | 0 | 0 | 0 | 0
Emission Cost by Reporting Type: VACAR
ReportingType | 2015 | 2020 | 2025 | 2030 | 2035 | 2040
BM | 0 | 0 | 0 | 0 | 0 | 0
CC | 0 | 0 | 0 | 0 | 0 | 0
CSP | 0 | 0 | 0 | 0 | 0 | 0
CT | 0 | 0 | 0 | 0 | 0 | 0
Coal | 2.73 | 0 | 0 | 0 | 0 | 0
Geo | 0 | 0 | 0 | 0 | 0 | 0
H | 0 | 0 | 0 | 0 | 0 | 0
LFG | 0 | 0 | 0 | 0 | 0 | 0
Nuc | 0 | 0 | 0 | 0 | 0 | 0
PS | 0 | 0 | 0 | 0 | 0 | 0
PV | 0 | 0 | 0 | 0 | 0 | 0
PeakG | 0 | 0 | 0 | 0 | 0 | 0
PeakO | 0 | 0 | 0 | 0 | 0 | 0
ST | 0 | 0 | 0 | 0 | 0 | 0
STOG | 0 | 0 | 0 | 0 | 0 | 0
STWD | 0 | 0 | 0 | 0 | 0 | 0
WT | 0 | 0 | 0 | 0 | 0 | 0
IGCC | 0 | 0 | 0 | 0 | 0 | 0
DemandResponse | 0 | 0 | 0 | 0 | 0 | 0
IGCC-CCS | 0 | 0 | 0 | 0 | 0 | 0
WT_off | 0 | 0 | 0 | 0 | 0 | 0
PseudoUnit | 0 | 0 | 0 | 0 | 0 | 0
FixedInterchange | 0 | 0 | 0 | 0 | 0 | 0
Emission Cost by Reporting Type: IESO
ReportingType | 2015 | 2020 | 2025 | 2030 | 2035 | 2040
BM | 0 | 0 | 0 | 0 | 0 | 0
CC | 0 | 0 | 0 | 0 | 0 | 0
CSP | 0 | 0 | 0 | 0 | 0 | 0
CT | 0 | 0 | 0 | 0 | 0 | 0
Coal | 0 | 0 | 0 | 0 | 0 | 0
Geo | 0 | 0 | 0 | 0 | 0 | 0
H | 0 | 0 | 0 | 0 | 0 | 0
LFG | 0 | 0 | 0 | 0 | 0 | 0
Nuc | 0 | 0 | 0 | 0 | 0 | 0
PS | 0 | 0 | 0 | 0 | 0 | 0
PV | 0 | 0 | 0 | 0 | 0 | 0
PeakG | 0 | 0 | 0 | 0 | 0 | 0
PeakO | 0 | 0 | 0 | 0 | 0 | 0
ST | 0 | 0 | 0 | 0 | 0 | 0
STOG | 0 | 0 | 0 | 0 | 0 | 0
STWD | 0 | 0 | 0 | 0 | 0 | 0
WT | 0 | 0 | 0 | 0 | 0 | 0
IGCC | 0 | 0 | 0 | 0 | 0 | 0
DemandResponse | 0 | 0 | 0 | 0 | 0 | 0
IGCC-CCS | 0 | 0 | 0 | 0 | 0 | 0
WT_off | 0 | 0 | 0 | 0 | 0 | 0
PseudoUnit | 0 | 0 | 0 | 0 | 0 | 0
FixedInterchange | 0 | 0 | 0 | 0 | 0 | 0
Emission Cost by Reporting Type: MAPP_CA
ReportingType | 2015 | 2020 | 2025 | 2030 | 2035 | 2040
BM | 0 | 0 | 0 | 0 | 0 | 0
CC | 0 | 0 | 0 | 0 | 0 | 0
CSP | 0 | 0 | 0 | 0 | 0 | 0
CT | 0 | 0 | 0 | 0 | 0 | 0
Coal | 0 | 0 | 0 | 0 | 0 | 0
Geo | 0 | 0 | 0 | 0 | 0 | 0
H | 0 | 0 | 0 | 0 | 0 | 0
LFG | 0 | 0 | 0 | 0 | 0 | 0
Nuc | 0 | 0 | 0 | 0 | 0 | 0
PS | 0 | 0 | 0 | 0 | 0 | 0
PV | 0 | 0 | 0 | 0 | 0 | 0
PeakG | 0 | 0 | 0 | 0 | 0 | 0
PeakO | 0 | 0 | 0 | 0 | 0 | 0
ST | 0 | 0 | 0 | 0 | 0 | 0
STOG | 0 | 0 | 0 | 0 | 0 | 0
STWD | 0 | 0 | 0 | 0 | 0 | 0
WT | 0 | 0 | 0 | 0 | 0 | 0
IGCC | 0 | 0 | 0 | 0 | 0 | 0
DemandResponse | 0 | 0 | 0 | 0 | 0 | 0
IGCC-CCS | 0 | 0 | 0 | 0 | 0 | 0
WT_off | 0 | 0 | 0 | 0 | 0 | 0
PseudoUnit | 0 | 0 | 0 | 0 | 0 | 0
FixedInterchange | 0 | 0 | 0 | 0 | 0 | 0
Emission Cost by Reporting Type: AZ_NM_SNV_Coal
ReportingType | 2015 | 2020 | 2025 | 2030 | 2035 | 2040
BM | 0 | 0 | 0 | 0 | 0 | 0
CC | 0 | 0 | 0 | 0 | 0 | 0
CSP | 0 | 0 | 0 | 0 | 0 | 0
CT | 0 | 0 | 0 | 0 | 0 | 0
Coal | 0.79 | 0 | 0 | 0 | 0 | 0
Geo | 0 | 0 | 0 | 0 | 0 | 0
H | 0 | 0 | 0 | 0 | 0 | 0
LFG | 0 | 0 | 0 | 0 | 0 | 0
Nuc | 0 | 0 | 0 | 0 | 0 | 0
PS | 0 | 0 | 0 | 0 | 0 | 0
PV | 0 | 0 | 0 | 0 | 0 | 0
PeakG | 0 | 0 | 0 | 0 | 0 | 0
PeakO | 0 | 0 | 0 | 0 | 0 | 0
ST | 0 | 0 | 0 | 0 | 0 | 0
STOG | 0 | 0 | 0 | 0 | 0 | 0
STWD | 0 | 0 | 0 | 0 | 0 | 0
WT | 0 | 0 | 0 | 0 | 0 | 0
IGCC | 0 | 0 | 0 | 0 | 0 | 0
DemandResponse | 0 | 0 | 0 | 0 | 0 | 0
IGCC-CCS | 0 | 0 | 0 | 0 | 0 | 0
WT_off | 0 | 0 | 0 | 0 | 0 | 0
PseudoUnit | 0 | 0 | 0 | 0 | 0 | 0
FixedInterchange | 0 | 0 | 0 | 0 | 0 | 0
Emission Cost by Reporting Type: AZ_NM_SNV_Gas
ReportingType | 2015 | 2020 | 2025 | 2030 | 2035 | 2040
BM | 0 | 0 | 0 | 0 | 0 | 0
CC | 0 | 0 | 0 | 0 | 0 | 0
CSP | 0 | 0 | 0 | 0 | 0 | 0
CT | 0 | 0 | 0 | 0 | 0 | 0
Coal | 0 | 0 | 0 | 0 | 0 | 0
Geo | 0 | 0 | 0 | 0 | 0 | 0
H | 0 | 0 | 0 | 0 | 0 | 0
LFG | 0 | 0 | 0 | 0 | 0 | 0
Nuc | 0 | 0 | 0 | 0 | 0 | 0
PS | 0 | 0 | 0 | 0 | 0 | 0
PV | 0 | 0 | 0 | 0 | 0 | 0
PeakG | 0 | 0 | 0 | 0 | 0 | 0
PeakO | 0 | 0 | 0 | 0 | 0 | 0
ST | 0 | 0 | 0 | 0 | 0 | 0
STOG | 0 | 0 | 0 | 0 | 0 | 0
STWD | 0 | 0 | 0 | 0 | 0 | 0
WT | 0 | 0 | 0 | 0 | 0 | 0
IGCC | 0 | 0 | 0 | 0 | 0 | 0
DemandResponse | 0 | 0 | 0 | 0 | 0 | 0
IGCC-CCS | 0 | 0 | 0 | 0 | 0 | 0
WT_off | 0 | 0 | 0 | 0 | 0 | 0
PseudoUnit | 0 | 0 | 0 | 0 | 0 | 0
FixedInterchange | 0 | 0 | 0 | 0 | 0 | 0
Emission Cost by Reporting Type: AZ_NM_SNV_NucRenew
ReportingType | 2015 | 2020 | 2025 | 2030 | 2035 | 2040
BM | 0 | 0 | 0 | 0 | 0 | 0
CC | 0 | 0 | 0 | 0 | 0 | 0
CSP | 0 | 0 | 0 | 0 | 0 | 0
CT | 0 | 0 | 0 | 0 | 0 | 0
Coal | 0 | 0 | 0 | 0 | 0 | 0
Geo | 0 | 0 | 0 | 0 | 0 | 0
H | 0 | 0 | 0 | 0 | 0 | 0
LFG | 0 | 0 | 0 | 0 | 0 | 0
Nuc | 0 | 0 | 0 | 0 | 0 | 0
PS | 0 | 0 | 0 | 0 | 0 | 0
PV | 0 | 0 | 0 | 0 | 0 | 0
PeakG | 0 | 0 | 0 | 0 | 0 | 0
PeakO | 0 | 0 | 0 | 0 | 0 | 0
ST | 0 | 0 | 0 | 0 | 0 | 0
STOG | 0 | 0 | 0 | 0 | 0 | 0
STWD | 0 | 0 | 0 | 0 | 0 | 0
WT | 0 | 0 | 0 | 0 | 0 | 0
IGCC | 0 | 0 | 0 | 0 | 0 | 0
DemandResponse | 0 | 0 | 0 | 0 | 0 | 0
IGCC-CCS | 0 | 0 | 0 | 0 | 0 | 0
WT_off | 0 | 0 | 0 | 0 | 0 | 0
PseudoUnit | 0 | 0 | 0 | 0 | 0 | 0
FixedInterchange | 0 | 0 | 0 | 0 | 0 | 0
Emission Cost by Reporting Type: ERCOT
ReportingType | 2015 | 2020 | 2025 | 2030 | 2035 | 2040
BM | 0 | 0 | 0 | 0 | 0 | 0
CC | 0 | 0 | 0 | 0 | 0 | 0
CSP | 0 | 0 | 0 | 0 | 0 | 0
CT | 0 | 0 | 0 | 0 | 0 | 0
Coal | 4.85 | 0 | 0 | 0 | 0 | 0
Geo | 0 | 0 | 0 | 0 | 0 | 0
H | 0 | 0 | 0 | 0 | 0 | 0
LFG | 0 | 0 | 0 | 0 | 0 | 0
Nuc | 0 | 0 | 0 | 0 | 0 | 0
PS | 0 | 0 | 0 | 0 | 0 | 0
PV | 0 | 0 | 0 | 0 | 0 | 0
PeakG | 0 | 0 | 0 | 0 | 0 | 0
PeakO | 0 | 0 | 0 | 0 | 0 | 0
ST | 0 | 0 | 0 | 0 | 0 | 0
STOG | 0 | 0 | 0 | 0 | 0 | 0
STWD | 0 | 0 | 0 | 0 | 0 | 0
WT | 0 | 0 | 0 | 0 | 0 | 0
IGCC | 0 | 0 | 0 | 0 | 0 | 0
DemandResponse | 0 | 0 | 0 | 0 | 0 | 0
IGCC-CCS | 0 | 0 | 0 | 0 | 0 | 0
WT_off | 0 | 0 | 0 | 0 | 0 | 0
PseudoUnit | 0 | 0 | 0 | 0 | 0 | 0
FixedInterchange | 0 | 0 | 0 | 0 | 0 | 0
Emission Cost by Reporting Type: NP15
ReportingType | 2015 | 2020 | 2025 | 2030 | 2035 | 2040
BM | 0 | 0 | 0 | 0 | 0 | 0
CC | 0 | 0 | 0 | 0 | 0 | 0
CSP | 0 | 0 | 0 | 0 | 0 | 0
CT | 0 | 0 | 0 | 0 | 0 | 0
Coal | 0.31 | 0 | 0 | 0 | 0 | 0
Geo | 0 | 0 | 0 | 0 | 0 | 0
H | 0 | 0 | 0 | 0 | 0 | 0
LFG | 0 | 0 | 0 | 0 | 0 | 0
Nuc | 0 | 0 | 0 | 0 | 0 | 0
PS | 0 | 0 | 0 | 0 | 0 | 0
PV | 0 | 0 | 0 | 0 | 0 | 0
PeakG | 0 | 0 | 0 | 0 | 0 | 0
PeakO | 0 | 0 | 0 | 0 | 0 | 0
ST | 0 | 0 | 0 | 0 | 0 | 0
STOG | 0 | 0 | 0 | 0 | 0 | 0
STWD | 0 | 0 | 0 | 0 | 0 | 0
WT | 0 | 0 | 0 | 0 | 0 | 0
IGCC | 0 | 0 | 0 | 0 | 0 | 0
DemandResponse | 0 | 0 | 0 | 0 | 0 | 0
IGCC-CCS | 0 | 0 | 0 | 0 | 0 | 0
WT_off | 0 | 0 | 0 | 0 | 0 | 0
PseudoUnit | 0 | 0 | 0 | 0 | 0 | 0
FixedInterchange | 0 | 0 | 0 | 0 | 0 | 0
Emission Cost by Reporting Type: NWPP_Coal
ReportingType | 2015 | 2020 | 2025 | 2030 | 2035 | 2040
BM | 0 | 0 | 0 | 0 | 0 | 0
CC | 0 | 0 | 0 | 0 | 0 | 0
CSP | 0 | 0 | 0 | 0 | 0 | 0
CT | 0 | 0 | 0 | 0 | 0 | 0
Coal | 1.93 | 0 | 0 | 0 | 0 | 0
Geo | 0 | 0 | 0 | 0 | 0 | 0
H | 0 | 0 | 0 | 0 | 0 | 0
LFG | 0 | 0 | 0 | 0 | 0 | 0
Nuc | 0 | 0 | 0 | 0 | 0 | 0
PS | 0 | 0 | 0 | 0 | 0 | 0
PV | 0 | 0 | 0 | 0 | 0 | 0
PeakG | 0 | 0 | 0 | 0 | 0 | 0
PeakO | 0 | 0 | 0 | 0 | 0 | 0
ST | 0 | 0 | 0 | 0 | 0 | 0
STOG | 0 | 0 | 0 | 0 | 0 | 0
STWD | 0 | 0 | 0 | 0 | 0 | 0
WT | 0 | 0 | 0 | 0 | 0 | 0
IGCC | 0 | 0 | 0 | 0 | 0 | 0
DemandResponse | 0 | 0 | 0 | 0 | 0 | 0
IGCC-CCS | 0 | 0 | 0 | 0 | 0 | 0
WT_off | 0 | 0 | 0 | 0 | 0 | 0
PseudoUnit | 0 | 0 | 0 | 0 | 0 | 0
FixedInterchange | 0 | 0 | 0 | 0 | 0 | 0
Emission Cost by Reporting Type: NWPP_Gas
ReportingType | 2015 | 2020 | 2025 | 2030 | 2035 | 2040
BM | 0 | 0 | 0 | 0 | 0 | 0
CC | 0 | 0 | 0 | 0 | 0 | 0
CSP | 0 | 0 | 0 | 0 | 0 | 0
CT | 0 | 0 | 0 | 0 | 0 | 0
Coal | 0 | 0 | 0 | 0 | 0 | 0
Geo | 0 | 0 | 0 | 0 | 0 | 0
H | 0 | 0 | 0 | 0 | 0 | 0
LFG | 0 | 0 | 0 | 0 | 0 | 0
Nuc | 0 | 0 | 0 | 0 | 0 | 0
PS | 0 | 0 | 0 | 0 | 0 | 0
PV | 0 | 0 | 0 | 0 | 0 | 0
PeakG | 0 | 0 | 0 | 0 | 0 | 0
PeakO | 0 | 0 | 0 | 0 | 0 | 0
ST | 0 | 0 | 0 | 0 | 0 | 0
STOG | 0 | 0 | 0 | 0 | 0 | 0
STWD | 0 | 0 | 0 | 0 | 0 | 0
WT | 0 | 0 | 0 | 0 | 0 | 0
IGCC | 0 | 0 | 0 | 0 | 0 | 0
DemandResponse | 0 | 0 | 0 | 0 | 0 | 0
IGCC-CCS | 0 | 0 | 0 | 0 | 0 | 0
WT_off | 0 | 0 | 0 | 0 | 0 | 0
PseudoUnit | 0 | 0 | 0 | 0 | 0 | 0
FixedInterchange | 0 | 0 | 0 | 0 | 0 | 0
Emission Cost by Reporting Type: NWPP_NucRenew
ReportingType | 2015 | 2020 | 2025 | 2030 | 2035 | 2040
BM | 0 | 0 | 0 | 0 | 0 | 0
CC | 0 | 0 | 0 | 0 | 0 | 0
CSP | 0 | 0 | 0 | 0 | 0 | 0
CT | 0 | 0 | 0 | 0 | 0 | 0
Coal | 0 | 0 | 0 | 0 | 0 | 0
Geo | 0 | 0 | 0 | 0 | 0 | 0
H | 0 | 0 | 0 | 0 | 0 | 0
LFG | 0 | 0 | 0 | 0 | 0 | 0
Nuc | 0 | 0 | 0 | 0 | 0 | 0
PS | 0 | 0 | 0 | 0 | 0 | 0
PV | 0 | 0 | 0 | 0 | 0 | 0
PeakG | 0 | 0 | 0 | 0 | 0 | 0
PeakO | 0 | 0 | 0 | 0 | 0 | 0
ST | 0 | 0 | 0 | 0 | 0 | 0
STOG | 0 | 0 | 0 | 0 | 0 | 0
STWD | 0 | 0 | 0 | 0 | 0 | 0
WT | 0 | 0 | 0 | 0 | 0 | 0
IGCC | 0 | 0 | 0 | 0 | 0 | 0
DemandResponse | 0 | 0 | 0 | 0 | 0 | 0
IGCC-CCS | 0 | 0 | 0 | 0 | 0 | 0
WT_off | 0 | 0 | 0 | 0 | 0 | 0
PseudoUnit | 0 | 0 | 0 | 0 | 0 | 0
FixedInterchange | 0 | 0 | 0 | 0 | 0 | 0
Emission Cost by Reporting Type: RMPA
ReportingType | 2015 | 2020 | 2025 | 2030 | 2035 | 2040
BM | 0 | 0 | 0 | 0 | 0 | 0
CC | 0 | 0 | 0 | 0 | 0 | 0
CSP | 0 | 0 | 0 | 0 | 0 | 0
CT | 0 | 0 | 0 | 0 | 0 | 0
Coal | 1.88 | 0 | 0 | 0 | 0 | 0
Geo | 0 | 0 | 0 | 0 | 0 | 0
H | 0 | 0 | 0 | 0 | 0 | 0
LFG | 0 | 0 | 0 | 0 | 0 | 0
Nuc | 0 | 0 | 0 | 0 | 0 | 0
PS | 0 | 0 | 0 | 0 | 0 | 0
PV | 0 | 0 | 0 | 0 | 0 | 0
PeakG | 0 | 0 | 0 | 0 | 0 | 0
PeakO | 0 | 0 | 0 | 0 | 0 | 0
ST | 0 | 0 | 0 | 0 | 0 | 0
STOG | 0 | 0 | 0 | 0 | 0 | 0
STWD | 0 | 0 | 0 | 0 | 0 | 0
WT | 0 | 0 | 0 | 0 | 0 | 0
IGCC | 0 | 0 | 0 | 0 | 0 | 0
DemandResponse | 0 | 0 | 0 | 0 | 0 | 0
IGCC-CCS | 0 | 0 | 0 | 0 | 0 | 0
WT_off | 0 | 0 | 0 | 0 | 0 | 0
PseudoUnit | 0 | 0 | 0 | 0 | 0 | 0
FixedInterchange | 0 | 0 | 0 | 0 | 0 | 0
Emission Cost by Reporting Type: SP15
ReportingType | 2015 | 2020 | 2025 | 2030 | 2035 | 2040
BM | 0 | 0 | 0 | 0 | 0 | 0
CC | 0 | 0 | 0 | 0 | 0 | 0
CSP | 0 | 0 | 0 | 0 | 0 | 0
CT | 0 | 0 | 0 | 0 | 0 | 0
Coal | 0.16 | 0 | 0 | 0 | 0 | 0
Geo | 0 | 0 | 0 | 0 | 0 | 0
H | 0 | 0 | 0 | 0 | 0 | 0
LFG | 0 | 0 | 0 | 0 | 0 | 0
Nuc | 0 | 0 | 0 | 0 | 0 | 0
PS | 0 | 0 | 0 | 0 | 0 | 0
PV | 0 | 0 | 0 | 0 | 0 | 0
PeakG | 0 | 0 | 0 | 0 | 0 | 0
PeakO | 0 | 0 | 0 | 0 | 0 | 0
ST | 0 | 0 | 0 | 0 | 0 | 0
STOG | 0 | 0 | 0 | 0 | 0 | 0
STWD | 0 | 0 | 0 | 0 | 0 | 0
WT | 0 | 0 | 0 | 0 | 0 | 0
IGCC | 0 | 0 | 0 | 0 | 0 | 0
DemandResponse | 0 | 0 | 0 | 0 | 0 | 0
IGCC-CCS | 0 | 0 | 0 | 0 | 0 | 0
WT_off | 0 | 0 | 0 | 0 | 0 | 0
PseudoUnit | 0 | 0 | 0 | 0 | 0 | 0
FixedInterchange | 0 | 0 | 0 | 0 | 0 | 0
Emission Cost by Reporting Type: ALB
ReportingType | 2015 | 2020 | 2025 | 2030 | 2035 | 2040
BM | 0 | 0 | 0 | 0 | 0 | 0
CC | 0 | 0 | 0 | 0 | 0 | 0
CSP | 0 | 0 | 0 | 0 | 0 | 0
CT | 0 | 0 | 0 | 0 | 0 | 0
Coal | 0 | 0 | 0 | 0 | 0 | 0
Geo | 0 | 0 | 0 | 0 | 0 | 0
H | 0 | 0 | 0 | 0 | 0 | 0
LFG | 0 | 0 | 0 | 0 | 0 | 0
Nuc | 0 | 0 | 0 | 0 | 0 | 0
PS | 0 | 0 | 0 | 0 | 0 | 0
PV | 0 | 0 | 0 | 0 | 0 | 0
PeakG | 0 | 0 | 0 | 0 | 0 | 0
PeakO | 0 | 0 | 0 | 0 | 0 | 0
ST | 0 | 0 | 0 | 0 | 0 | 0
STOG | 0 | 0 | 0 | 0 | 0 | 0
STWD | 0 | 0 | 0 | 0 | 0 | 0
WT | 0 | 0 | 0 | 0 | 0 | 0
IGCC | 0 | 0 | 0 | 0 | 0 | 0
DemandResponse | 0 | 0 | 0 | 0 | 0 | 0
IGCC-CCS | 0 | 0 | 0 | 0 | 0 | 0
WT_off | 0 | 0 | 0 | 0 | 0 | 0
PseudoUnit | 0 | 0 | 0 | 0 | 0 | 0
FixedInterchange | 0 | 0 | 0 | 0 | 0 | 0
Emission Cost by Reporting Type: BC
ReportingType | 2015 | 2020 | 2025 | 2030 | 2035 | 2040
BM | 0 | 0 | 0 | 0 | 0 | 0
CC | 0 | 0 | 0 | 0 | 0 | 0
CSP | 0 | 0 | 0 | 0 | 0 | 0
CT | 0 | 0 | 0 | 0 | 0 | 0
Coal | 0 | 0 | 0 | 0 | 0 | 0
Geo | 0 | 0 | 0 | 0 | 0 | 0
H | 0 | 0 | 0 | 0 | 0 | 0
LFG | 0 | 0 | 0 | 0 | 0 | 0
Nuc | 0 | 0 | 0 | 0 | 0 | 0
PS | 0 | 0 | 0 | 0 | 0 | 0
PV | 0 | 0 | 0 | 0 | 0 | 0
PeakG | 0 | 0 | 0 | 0 | 0 | 0
PeakO | 0 | 0 | 0 | 0 | 0 | 0
ST | 0 | 0 | 0 | 0 | 0 | 0
STOG | 0 | 0 | 0 | 0 | 0 | 0
STWD | 0 | 0 | 0 | 0 | 0 | 0
WT | 0 | 0 | 0 | 0 | 0 | 0
IGCC | 0 | 0 | 0 | 0 | 0 | 0
DemandResponse | 0 | 0 | 0 | 0 | 0 | 0
IGCC-CCS | 0 | 0 | 0 | 0 | 0 | 0
WT_off | 0 | 0 | 0 | 0 | 0 | 0
PseudoUnit | 0 | 0 | 0 | 0 | 0 | 0
FixedInterchange | 0 | 0 | 0 | 0 | 0 | 0
Emission Cost by Reporting Type: HQ_IESO
ReportingType | 2015 | 2020 | 2025 | 2030 | 2035 | 2040
BM | 0 | 0 | 0 | 0 | 0 | 0
CC | 0 | 0 | 0 | 0 | 0 | 0
CSP | 0 | 0 | 0 | 0 | 0 | 0
CT | 0 | 0 | 0 | 0 | 0 | 0
Coal | 0 | 0 | 0 | 0 | 0 | 0
Geo | 0 | 0 | 0 | 0 | 0 | 0
H | 0 | 0 | 0 | 0 | 0 | 0
LFG | 0 | 0 | 0 | 0 | 0 | 0
Nuc | 0 | 0 | 0 | 0 | 0 | 0
PS | 0 | 0 | 0 | 0 | 0 | 0
PV | 0 | 0 | 0 | 0 | 0 | 0
PeakG | 0 | 0 | 0 | 0 | 0 | 0
PeakO | 0 | 0 | 0 | 0 | 0 | 0
ST | 0 | 0 | 0 | 0 | 0 | 0
STOG | 0 | 0 | 0 | 0 | 0 | 0
STWD | 0 | 0 | 0 | 0 | 0 | 0
WT | 0 | 0 | 0 | 0 | 0 | 0
IGCC | 0 | 0 | 0 | 0 | 0 | 0
DemandResponse | 0 | 0 | 0 | 0 | 0 | 0
IGCC-CCS | 0 | 0 | 0 | 0 | 0 | 0
WT_off | 0 | 0 | 0 | 0 | 0 | 0
PseudoUnit | 0 | 0 | 0 | 0 | 0 | 0
FixedInterchange | 0 | 0 | 0 | 0 | 0 | 0
Emission Cost by Reporting Type: HQ_NEISO
ReportingType | 2015 | 2020 | 2025 | 2030 | 2035 | 2040
BM | 0 | 0 | 0 | 0 | 0 | 0
CC | 0 | 0 | 0 | 0 | 0 | 0
CSP | 0 | 0 | 0 | 0 | 0 | 0
CT | 0 | 0 | 0 | 0 | 0 | 0
Coal | 0 | 0 | 0 | 0 | 0 | 0
Geo | 0 | 0 | 0 | 0 | 0 | 0
H | 0 | 0 | 0 | 0 | 0 | 0
LFG | 0 | 0 | 0 | 0 | 0 | 0
Nuc | 0 | 0 | 0 | 0 | 0 | 0
PS | 0 | 0 | 0 | 0 | 0 | 0
PV | 0 | 0 | 0 | 0 | 0 | 0
PeakG | 0 | 0 | 0 | 0 | 0 | 0
PeakO | 0 | 0 | 0 | 0 | 0 | 0
ST | 0 | 0 | 0 | 0 | 0 | 0
STOG | 0 | 0 | 0 | 0 | 0 | 0
STWD | 0 | 0 | 0 | 0 | 0 | 0
WT | 0 | 0 | 0 | 0 | 0 | 0
IGCC | 0 | 0 | 0 | 0 | 0 | 0
DemandResponse | 0 | 0 | 0 | 0 | 0 | 0
IGCC-CCS | 0 | 0 | 0 | 0 | 0 | 0
WT_off | 0 | 0 | 0 | 0 | 0 | 0
PseudoUnit | 0 | 0 | 0 | 0 | 0 | 0
FixedInterchange | 0 | 0 | 0 | 0 | 0 | 0
Emission Cost by Reporting Type: HQ_NY
ReportingType | 2015 | 2020 | 2025 | 2030 | 2035 | 2040
BM | 0 | 0 | 0 | 0 | 0 | 0
CC | 0 | 0 | 0 | 0 | 0 | 0
CSP | 0 | 0 | 0 | 0 | 0 | 0
CT | 0 | 0 | 0 | 0 | 0 | 0
Coal | 0 | 0 | 0 | 0 | 0 | 0
Geo | 0 | 0 | 0 | 0 | 0 | 0
H | 0 | 0 | 0 | 0 | 0 | 0
LFG | 0 | 0 | 0 | 0 | 0 | 0
Nuc | 0 | 0 | 0 | 0 | 0 | 0
PS | 0 | 0 | 0 | 0 | 0 | 0
PV | 0 | 0 | 0 | 0 | 0 | 0
PeakG | 0 | 0 | 0 | 0 | 0 | 0
PeakO | 0 | 0 | 0 | 0 | 0 | 0
ST | 0 | 0 | 0 | 0 | 0 | 0
STOG | 0 | 0 | 0 | 0 | 0 | 0
STWD | 0 | 0 | 0 | 0 | 0 | 0
WT | 0 | 0 | 0 | 0 | 0 | 0
IGCC | 0 | 0 | 0 | 0 | 0 | 0
DemandResponse | 0 | 0 | 0 | 0 | 0 | 0
IGCC-CCS | 0 | 0 | 0 | 0 | 0 | 0
WT_off | 0 | 0 | 0 | 0 | 0 | 0
PseudoUnit | 0 | 0 | 0 | 0 | 0 | 0
FixedInterchange | 0 | 0 | 0 | 0 | 0 | 0
Emission Cost by Reporting Type: MARITIMES
ReportingType | 2015 | 2020 | 2025 | 2030 | 2035 | 2040
BM | 0 | 0 | 0 | 0 | 0 | 0
CC | 0 | 0 | 0 | 0 | 0 | 0
CSP | 0 | 0 | 0 | 0 | 0 | 0
CT | 0 | 0 | 0 | 0 | 0 | 0
Coal | 0 | 0 | 0 | 0 | 0 | 0
Geo | 0 | 0 | 0 | 0 | 0 | 0
H | 0 | 0 | 0 | 0 | 0 | 0
LFG | 0 | 0 | 0 | 0 | 0 | 0
Nuc | 0 | 0 | 0 | 0 | 0 | 0
PS | 0 | 0 | 0 | 0 | 0 | 0
PV | 0 | 0 | 0 | 0 | 0 | 0
PeakG | 0 | 0 | 0 | 0 | 0 | 0
PeakO | 0 | 0 | 0 | 0 | 0 | 0
ST | 0 | 0 | 0 | 0 | 0 | 0
STOG | 0 | 0 | 0 | 0 | 0 | 0
STWD | 0 | 0 | 0 | 0 | 0 | 0
WT | 0 | 0 | 0 | 0 | 0 | 0
IGCC | 0 | 0 | 0 | 0 | 0 | 0
DemandResponse | 0 | 0 | 0 | 0 | 0 | 0
IGCC-CCS | 0 | 0 | 0 | 0 | 0 | 0
WT_off | 0 | 0 | 0 | 0 | 0 | 0
PseudoUnit | 0 | 0 | 0 | 0 | 0 | 0
FixedInterchange | 0 | 0 | 0 | 0 | 0 | 0
Emission Cost by Reporting Type: All
ReportingType | 2015 | 2020 | 2025 | 2030 | 2035 | 2040
BM | 0 | 0 | 0 | 0 | 0 | 0
CC | 0 | 0 | 0 | 0 | 0 | 0
CSP | 0 | 0 | 0 | 0 | 0 | 0
CT | 0 | 0 | 0 | 0 | 0 | 0
Coal | 316.63 | 0 | 0 | 0 | 0 | 0
Geo | 0 | 0 | 0 | 0 | 0 | 0
H | 0 | 0 | 0 | 0 | 0 | 0
LFG | 0 | 0 | 0 | 0 | 0 | 0
Nuc | 0 | 0 | 0 | 0 | 0 | 0
PS | 0 | 0 | 0 | 0 | 0 | 0
PV | 0 | 0 | 0 | 0 | 0 | 0
PeakG | 0 | 0 | 0 | 0 | 0 | 0
PeakO | 0 | 0 | 0 | 0 | 0 | 0
ST | 0 | 0 | 0 | 0 | 0 | 0
STOG | 0 | 0 | 0 | 0 | 0 | 0
STWD | 0 | 0 | 0 | 0 | 0 | 0
WT | 0 | 0 | 0 | 0 | 0 | 0
IGCC | 0.19 | 0 | 0 | 0 | 0 | 0
DemandResponse | 0 | 0 | 0 | 0 | 0 | 0
IGCC-CCS | 0 | 0 | 0 | 0 | 0 | 0
WT_off | 0 | 0 | 0 | 0 | 0 | 0
PseudoUnit | 0 | 0 | 0 | 0 | 0 | 0
FixedInterchange | 0 | 0 | 0 | 0 | 0 | 0
Emission Cost by Reporting Type: EI_US
ReportingType | 2015 | 2020 | 2025 | 2030 | 2035 | 2040
BM | 0 | 0 | 0 | 0 | 0 | 0
CC | 0 | 0 | 0 | 0 | 0 | 0
CSP | 0 | 0 | 0 | 0 | 0 | 0
CT | 0 | 0 | 0 | 0 | 0 | 0
Coal | 306.7 | 0 | 0 | 0 | 0 | 0
Geo | 0 | 0 | 0 | 0 | 0 | 0
H | 0 | 0 | 0 | 0 | 0 | 0
LFG | 0 | 0 | 0 | 0 | 0 | 0
Nuc | 0 | 0 | 0 | 0 | 0 | 0
PS | 0 | 0 | 0 | 0 | 0 | 0
PV | 0 | 0 | 0 | 0 | 0 | 0
PeakG | 0 | 0 | 0 | 0 | 0 | 0
PeakO | 0 | 0 | 0 | 0 | 0 | 0
ST | 0 | 0 | 0 | 0 | 0 | 0
STOG | 0 | 0 | 0 | 0 | 0 | 0
STWD | 0 | 0 | 0 | 0 | 0 | 0
WT | 0 | 0 | 0 | 0 | 0 | 0
IGCC | 0.19 | 0 | 0 | 0 | 0 | 0
DemandResponse | 0 | 0 | 0 | 0 | 0 | 0
IGCC-CCS | 0 | 0 | 0 | 0 | 0 | 0
WT_off | 0 | 0 | 0 | 0 | 0 | 0
PseudoUnit | 0 | 0 | 0 | 0 | 0 | 0
FixedInterchange | 0 | 0 | 0 | 0 | 0 | 0
Emission Cost by Reporting Type: EI_Canada
ReportingType | 2015 | 2020 | 2025 | 2030 | 2035 | 2040
BM | 0 | 0 | 0 | 0 | 0 | 0
CC | 0 | 0 | 0 | 0 | 0 | 0
CSP | 0 | 0 | 0 | 0 | 0 | 0
CT | 0 | 0 | 0 | 0 | 0 | 0
Coal | 0 | 0 | 0 | 0 | 0 | 0
Geo | 0 | 0 | 0 | 0 | 0 | 0
H | 0 | 0 | 0 | 0 | 0 | 0
LFG | 0 | 0 | 0 | 0 | 0 | 0
Nuc | 0 | 0 | 0 | 0 | 0 | 0
PS | 0 | 0 | 0 | 0 | 0 | 0
PV | 0 | 0 | 0 | 0 | 0 | 0
PeakG | 0 | 0 | 0 | 0 | 0 | 0
PeakO | 0 | 0 | 0 | 0 | 0 | 0
ST | 0 | 0 | 0 | 0 | 0 | 0
STOG | 0 | 0 | 0 | 0 | 0 | 0
STWD | 0 | 0 | 0 | 0 | 0 | 0
WT | 0 | 0 | 0 | 0 | 0 | 0
IGCC | 0 | 0 | 0 | 0 | 0 | 0
DemandResponse | 0 | 0 | 0 | 0 | 0 | 0
IGCC-CCS | 0 | 0 | 0 | 0 | 0 | 0
WT_off | 0 | 0 | 0 | 0 | 0 | 0
PseudoUnit | 0 | 0 | 0 | 0 | 0 | 0
FixedInterchange | 0 | 0 | 0 | 0 | 0 | 0
Emission Cost by Reporting Type: EI
ReportingType | 2015 | 2020 | 2025 | 2030 | 2035 | 2040
BM | 0 | 0 | 0 | 0 | 0 | 0
CC | 0 | 0 | 0 | 0 | 0 | 0
CSP | 0 | 0 | 0 | 0 | 0 | 0
CT | 0 | 0 | 0 | 0 | 0 | 0
Coal | 306.7 | 0 | 0 | 0 | 0 | 0
Geo | 0 | 0 | 0 | 0 | 0 | 0
H | 0 | 0 | 0 | 0 | 0 | 0
LFG | 0 | 0 | 0 | 0 | 0 | 0
Nuc | 0 | 0 | 0 | 0 | 0 | 0
PS | 0 | 0 | 0 | 0 | 0 | 0
PV | 0 | 0 | 0 | 0 | 0 | 0
PeakG | 0 | 0 | 0 | 0 | 0 | 0
PeakO | 0 | 0 | 0 | 0 | 0 | 0
ST | 0 | 0 | 0 | 0 | 0 | 0
STOG | 0 | 0 | 0 | 0 | 0 | 0
STWD | 0 | 0 | 0 | 0 | 0 | 0
WT | 0 | 0 | 0 | 0 | 0 | 0
IGCC | 0.19 | 0 | 0 | 0 | 0 | 0
DemandResponse | 0 | 0 | 0 | 0 | 0 | 0
IGCC-CCS | 0 | 0 | 0 | 0 | 0 | 0
WT_off | 0 | 0 | 0 | 0 | 0 | 0
PseudoUnit | 0 | 0 | 0 | 0 | 0 | 0
FixedInterchange | 0 | 0 | 0 | 0 | 0 | 0
Emission Cost by Reporting Type: Outside_EI
ReportingType | 2015 | 2020 | 2025 | 2030 | 2035 | 2040
BM | 0 | 0 | 0 | 0 | 0 | 0
CC | 0 | 0 | 0 | 0 | 0 | 0
CSP | 0 | 0 | 0 | 0 | 0 | 0
CT | 0 | 0 | 0 | 0 | 0 | 0
Coal | 9.93 | 0 | 0 | 0 | 0 | 0
Geo | 0 | 0 | 0 | 0 | 0 | 0
H | 0 | 0 | 0 | 0 | 0 | 0
LFG | 0 | 0 | 0 | 0 | 0 | 0
Nuc | 0 | 0 | 0 | 0 | 0 | 0
PS | 0 | 0 | 0 | 0 | 0 | 0
PV | 0 | 0 | 0 | 0 | 0 | 0
PeakG | 0 | 0 | 0 | 0 | 0 | 0
PeakO | 0 | 0 | 0 | 0 | 0 | 0
ST | 0 | 0 | 0 | 0 | 0 | 0
STOG | 0 | 0 | 0 | 0 | 0 | 0
STWD | 0 | 0 | 0 | 0 | 0 | 0
WT | 0 | 0 | 0 | 0 | 0 | 0
IGCC | 0 | 0 | 0 | 0 | 0 | 0
DemandResponse | 0 | 0 | 0 | 0 | 0 | 0
IGCC-CCS | 0 | 0 | 0 | 0 | 0 | 0
WT_off | 0 | 0 | 0 | 0 | 0 | 0
PseudoUnit | 0 | 0 | 0 | 0 | 0 | 0
FixedInterchange | 0 | 0 | 0 | 0 | 0 | 0
==== Emission Program: CAIRNoxSeasonal : (NOx) ====
Emission Cost by Reporting Type: Entergy
ReportingType | 2015 | 2020 | 2025 | 2030 | 2035 | 2040
BM | 0 | 0 | 0 | 0 | 0 | 0
CC | 0 | 0 | 0 | 0 | 0 | 0
CSP | 0 | 0 | 0 | 0 | 0 | 0
CT | 0 | 0 | 0 | 0 | 0 | 0
Coal | 0 | 0 | 0 | 0 | 0 | 0
Geo | 0 | 0 | 0 | 0 | 0 | 0
H | 0 | 0 | 0 | 0 | 0 | 0
LFG | 0 | 0 | 0 | 0 | 0 | 0
Nuc | 0 | 0 | 0 | 0 | 0 | 0
PS | 0 | 0 | 0 | 0 | 0 | 0
PV | 0 | 0 | 0 | 0 | 0 | 0
PeakG | 0 | 0 | 0 | 0 | 0 | 0
PeakO | 0 | 0 | 0 | 0 | 0 | 0
ST | 0 | 0 | 0 | 0 | 0 | 0
STOG | 0 | 0 | 0 | 0 | 0 | 0
STWD | 0 | 0 | 0 | 0 | 0 | 0
WT | 0 | 0 | 0 | 0 | 0 | 0
IGCC | 0 | 0 | 0 | 0 | 0 | 0
DemandResponse | 0 | 0 | 0 | 0 | 0 | 0
IGCC-CCS | 0 | 0 | 0 | 0 | 0 | 0
WT_off | 0 | 0 | 0 | 0 | 0 | 0
PseudoUnit | 0 | 0 | 0 | 0 | 0 | 0
FixedInterchange | 0 | 0 | 0 | 0 | 0 | 0
Emission Cost by Reporting Type: FRCC
ReportingType | 2015 | 2020 | 2025 | 2030 | 2035 | 2040
BM | 0 | 0 | 0 | 0 | 0 | 0
CC | 0 | 0 | 0 | 0 | 0 | 0
CSP | 0 | 0 | 0 | 0 | 0 | 0
CT | 0 | 0 | 0 | 0 | 0 | 0
Coal | 0 | 0 | 0 | 0 | 0 | 0
Geo | 0 | 0 | 0 | 0 | 0 | 0
H | 0 | 0 | 0 | 0 | 0 | 0
LFG | 0 | 0 | 0 | 0 | 0 | 0
Nuc | 0 | 0 | 0 | 0 | 0 | 0
PS | 0 | 0 | 0 | 0 | 0 | 0
PV | 0 | 0 | 0 | 0 | 0 | 0
PeakG | 0 | 0 | 0 | 0 | 0 | 0
PeakO | 0 | 0 | 0 | 0 | 0 | 0
ST | 0 | 0 | 0 | 0 | 0 | 0
STOG | 0 | 0 | 0 | 0 | 0 | 0
STWD | 0 | 0 | 0 | 0 | 0 | 0
WT | 0 | 0 | 0 | 0 | 0 | 0
IGCC | 0 | 0 | 0 | 0 | 0 | 0
DemandResponse | 0 | 0 | 0 | 0 | 0 | 0
IGCC-CCS | 0 | 0 | 0 | 0 | 0 | 0
WT_off | 0 | 0 | 0 | 0 | 0 | 0
PseudoUnit | 0 | 0 | 0 | 0 | 0 | 0
FixedInterchange | 0 | 0 | 0 | 0 | 0 | 0
Emission Cost by Reporting Type: MAPP_US
ReportingType | 2015 | 2020 | 2025 | 2030 | 2035 | 2040
BM | 0 | 0 | 0 | 0 | 0 | 0
CC | 0 | 0 | 0 | 0 | 0 | 0
CSP | 0 | 0 | 0 | 0 | 0 | 0
CT | 0 | 0 | 0 | 0 | 0 | 0
Coal | 0 | 0 | 0 | 0 | 0 | 0
Geo | 0 | 0 | 0 | 0 | 0 | 0
H | 0 | 0 | 0 | 0 | 0 | 0
LFG | 0 | 0 | 0 | 0 | 0 | 0
Nuc | 0 | 0 | 0 | 0 | 0 | 0
PS | 0 | 0 | 0 | 0 | 0 | 0
PV | 0 | 0 | 0 | 0 | 0 | 0
PeakG | 0 | 0 | 0 | 0 | 0 | 0
PeakO | 0 | 0 | 0 | 0 | 0 | 0
ST | 0 | 0 | 0 | 0 | 0 | 0
STOG | 0 | 0 | 0 | 0 | 0 | 0
STWD | 0 | 0 | 0 | 0 | 0 | 0
WT | 0 | 0 | 0 | 0 | 0 | 0
IGCC | 0 | 0 | 0 | 0 | 0 | 0
DemandResponse | 0 | 0 | 0 | 0 | 0 | 0
IGCC-CCS | 0 | 0 | 0 | 0 | 0 | 0
WT_off | 0 | 0 | 0 | 0 | 0 | 0
PseudoUnit | 0 | 0 | 0 | 0 | 0 | 0
FixedInterchange | 0 | 0 | 0 | 0 | 0 | 0
Emission Cost by Reporting Type: MISO_IN
ReportingType | 2015 | 2020 | 2025 | 2030 | 2035 | 2040
BM | 0 | 0 | 0 | 0 | 0 | 0
CC | 0 | 0 | 0 | 0 | 0 | 0
CSP | 0 | 0 | 0 | 0 | 0 | 0
CT | 0 | 0 | 0 | 0 | 0 | 0
Coal | 0 | 0 | 0 | 0 | 0 | 0
Geo | 0 | 0 | 0 | 0 | 0 | 0
H | 0 | 0 | 0 | 0 | 0 | 0
LFG | 0 | 0 | 0 | 0 | 0 | 0
Nuc | 0 | 0 | 0 | 0 | 0 | 0
PS | 0 | 0 | 0 | 0 | 0 | 0
PV | 0 | 0 | 0 | 0 | 0 | 0
PeakG | 0 | 0 | 0 | 0 | 0 | 0
PeakO | 0 | 0 | 0 | 0 | 0 | 0
ST | 0 | 0 | 0 | 0 | 0 | 0
STOG | 0 | 0 | 0 | 0 | 0 | 0
STWD | 0 | 0 | 0 | 0 | 0 | 0
WT | 0 | 0 | 0 | 0 | 0 | 0
IGCC | 0 | 0 | 0 | 0 | 0 | 0
DemandResponse | 0 | 0 | 0 | 0 | 0 | 0
IGCC-CCS | 0 | 0 | 0 | 0 | 0 | 0
WT_off | 0 | 0 | 0 | 0 | 0 | 0
PseudoUnit | 0 | 0 | 0 | 0 | 0 | 0
FixedInterchange | 0 | 0 | 0 | 0 | 0 | 0
Emission Cost by Reporting Type: MISO_MI
ReportingType | 2015 | 2020 | 2025 | 2030 | 2035 | 2040
BM | 0 | 0 | 0 | 0 | 0 | 0
CC | 0 | 0 | 0 | 0 | 0 | 0
CSP | 0 | 0 | 0 | 0 | 0 | 0
CT | 0 | 0 | 0 | 0 | 0 | 0
Coal | 0 | 0 | 0 | 0 | 0 | 0
Geo | 0 | 0 | 0 | 0 | 0 | 0
H | 0 | 0 | 0 | 0 | 0 | 0
LFG | 0 | 0 | 0 | 0 | 0 | 0
Nuc | 0 | 0 | 0 | 0 | 0 | 0
PS | 0 | 0 | 0 | 0 | 0 | 0
PV | 0 | 0 | 0 | 0 | 0 | 0
PeakG | 0 | 0 | 0 | 0 | 0 | 0
PeakO | 0 | 0 | 0 | 0 | 0 | 0
ST | 0 | 0 | 0 | 0 | 0 | 0
STOG | 0 | 0 | 0 | 0 | 0 | 0
STWD | 0 | 0 | 0 | 0 | 0 | 0
WT | 0 | 0 | 0 | 0 | 0 | 0
IGCC | 0 | 0 | 0 | 0 | 0 | 0
DemandResponse | 0 | 0 | 0 | 0 | 0 | 0
IGCC-CCS | 0 | 0 | 0 | 0 | 0 | 0
WT_off | 0 | 0 | 0 | 0 | 0 | 0
PseudoUnit | 0 | 0 | 0 | 0 | 0 | 0
FixedInterchange | 0 | 0 | 0 | 0 | 0 | 0
Emission Cost by Reporting Type: MISO_MO-IL
ReportingType | 2015 | 2020 | 2025 | 2030 | 2035 | 2040
BM | 0 | 0 | 0 | 0 | 0 | 0
CC | 0 | 0 | 0 | 0 | 0 | 0
CSP | 0 | 0 | 0 | 0 | 0 | 0
CT | 0 | 0 | 0 | 0 | 0 | 0
Coal | 0 | 0 | 0 | 0 | 0 | 0
Geo | 0 | 0 | 0 | 0 | 0 | 0
H | 0 | 0 | 0 | 0 | 0 | 0
LFG | 0 | 0 | 0 | 0 | 0 | 0
Nuc | 0 | 0 | 0 | 0 | 0 | 0
PS | 0 | 0 | 0 | 0 | 0 | 0
PV | 0 | 0 | 0 | 0 | 0 | 0
PeakG | 0 | 0 | 0 | 0 | 0 | 0
PeakO | 0 | 0 | 0 | 0 | 0 | 0
ST | 0 | 0 | 0 | 0 | 0 | 0
STOG | 0 | 0 | 0 | 0 | 0 | 0
STWD | 0 | 0 | 0 | 0 | 0 | 0
WT | 0 | 0 | 0 | 0 | 0 | 0
IGCC | 0 | 0 | 0 | 0 | 0 | 0
DemandResponse | 0 | 0 | 0 | 0 | 0 | 0
IGCC-CCS | 0 | 0 | 0 | 0 | 0 | 0
WT_off | 0 | 0 | 0 | 0 | 0 | 0
PseudoUnit | 0 | 0 | 0 | 0 | 0 | 0
FixedInterchange | 0 | 0 | 0 | 0 | 0 | 0
Emission Cost by Reporting Type: MISO_W
ReportingType | 2015 | 2020 | 2025 | 2030 | 2035 | 2040
BM | 0 | 0 | 0 | 0 | 0 | 0
CC | 0 | 0 | 0 | 0 | 0 | 0
CSP | 0 | 0 | 0 | 0 | 0 | 0
CT | 0 | 0 | 0 | 0 | 0 | 0
Coal | 0 | 0 | 0 | 0 | 0 | 0
Geo | 0 | 0 | 0 | 0 | 0 | 0
H | 0 | 0 | 0 | 0 | 0 | 0
LFG | 0 | 0 | 0 | 0 | 0 | 0
Nuc | 0 | 0 | 0 | 0 | 0 | 0
PS | 0 | 0 | 0 | 0 | 0 | 0
PV | 0 | 0 | 0 | 0 | 0 | 0
PeakG | 0 | 0 | 0 | 0 | 0 | 0
PeakO | 0 | 0 | 0 | 0 | 0 | 0
ST | 0 | 0 | 0 | 0 | 0 | 0
STOG | 0 | 0 | 0 | 0 | 0 | 0
STWD | 0 | 0 | 0 | 0 | 0 | 0
WT | 0 | 0 | 0 | 0 | 0 | 0
IGCC | 0 | 0 | 0 | 0 | 0 | 0
DemandResponse | 0 | 0 | 0 | 0 | 0 | 0
IGCC-CCS | 0 | 0 | 0 | 0 | 0 | 0
WT_off | 0 | 0 | 0 | 0 | 0 | 0
PseudoUnit | 0 | 0 | 0 | 0 | 0 | 0
FixedInterchange | 0 | 0 | 0 | 0 | 0 | 0
Emission Cost by Reporting Type: MISO_WUMS
ReportingType | 2015 | 2020 | 2025 | 2030 | 2035 | 2040
BM | 0 | 0 | 0 | 0 | 0 | 0
CC | 0 | 0 | 0 | 0 | 0 | 0
CSP | 0 | 0 | 0 | 0 | 0 | 0
CT | 0 | 0 | 0 | 0 | 0 | 0
Coal | 0 | 0 | 0 | 0 | 0 | 0
Geo | 0 | 0 | 0 | 0 | 0 | 0
H | 0 | 0 | 0 | 0 | 0 | 0
LFG | 0 | 0 | 0 | 0 | 0 | 0
Nuc | 0 | 0 | 0 | 0 | 0 | 0
PS | 0 | 0 | 0 | 0 | 0 | 0
PV | 0 | 0 | 0 | 0 | 0 | 0
PeakG | 0 | 0 | 0 | 0 | 0 | 0
PeakO | 0 | 0 | 0 | 0 | 0 | 0
ST | 0 | 0 | 0 | 0 | 0 | 0
STOG | 0 | 0 | 0 | 0 | 0 | 0
STWD | 0 | 0 | 0 | 0 | 0 | 0
WT | 0 | 0 | 0 | 0 | 0 | 0
IGCC | 0 | 0 | 0 | 0 | 0 | 0
DemandResponse | 0 | 0 | 0 | 0 | 0 | 0
IGCC-CCS | 0 | 0 | 0 | 0 | 0 | 0
WT_off | 0 | 0 | 0 | 0 | 0 | 0
PseudoUnit | 0 | 0 | 0 | 0 | 0 | 0
FixedInterchange | 0 | 0 | 0 | 0 | 0 | 0
Emission Cost by Reporting Type: Nebraska
ReportingType | 2015 | 2020 | 2025 | 2030 | 2035 | 2040
BM | 0 | 0 | 0 | 0 | 0 | 0
CC | 0 | 0 | 0 | 0 | 0 | 0
CSP | 0 | 0 | 0 | 0 | 0 | 0
CT | 0 | 0 | 0 | 0 | 0 | 0
Coal | 0 | 0 | 0 | 0 | 0 | 0
Geo | 0 | 0 | 0 | 0 | 0 | 0
H | 0 | 0 | 0 | 0 | 0 | 0
LFG | 0 | 0 | 0 | 0 | 0 | 0
Nuc | 0 | 0 | 0 | 0 | 0 | 0
PS | 0 | 0 | 0 | 0 | 0 | 0
PV | 0 | 0 | 0 | 0 | 0 | 0
PeakG | 0 | 0 | 0 | 0 | 0 | 0
PeakO | 0 | 0 | 0 | 0 | 0 | 0
ST | 0 | 0 | 0 | 0 | 0 | 0
STOG | 0 | 0 | 0 | 0 | 0 | 0
STWD | 0 | 0 | 0 | 0 | 0 | 0
WT | 0 | 0 | 0 | 0 | 0 | 0
IGCC | 0 | 0 | 0 | 0 | 0 | 0
DemandResponse | 0 | 0 | 0 | 0 | 0 | 0
IGCC-CCS | 0 | 0 | 0 | 0 | 0 | 0
WT_off | 0 | 0 | 0 | 0 | 0 | 0
PseudoUnit | 0 | 0 | 0 | 0 | 0 | 0
FixedInterchange | 0 | 0 | 0 | 0 | 0 | 0
Emission Cost by Reporting Type: NEISO
ReportingType | 2015 | 2020 | 2025 | 2030 | 2035 | 2040
BM | 0 | 0 | 0 | 0 | 0 | 0
CC | 0 | 0 | 0 | 0 | 0 | 0
CSP | 0 | 0 | 0 | 0 | 0 | 0
CT | 0 | 0 | 0 | 0 | 0 | 0
Coal | 0 | 0 | 0 | 0 | 0 | 0
Geo | 0 | 0 | 0 | 0 | 0 | 0
H | 0 | 0 | 0 | 0 | 0 | 0
LFG | 0 | 0 | 0 | 0 | 0 | 0
Nuc | 0 | 0 | 0 | 0 | 0 | 0
PS | 0 | 0 | 0 | 0 | 0 | 0
PV | 0 | 0 | 0 | 0 | 0 | 0
PeakG | 0 | 0 | 0 | 0 | 0 | 0
PeakO | 0 | 0 | 0 | 0 | 0 | 0
ST | 0 | 0 | 0 | 0 | 0 | 0
STOG | 0 | 0 | 0 | 0 | 0 | 0
STWD | 0 | 0 | 0 | 0 | 0 | 0
WT | 0 | 0 | 0 | 0 | 0 | 0
IGCC | 0 | 0 | 0 | 0 | 0 | 0
DemandResponse | 0 | 0 | 0 | 0 | 0 | 0
IGCC-CCS | 0 | 0 | 0 | 0 | 0 | 0
WT_off | 0 | 0 | 0 | 0 | 0 | 0
PseudoUnit | 0 | 0 | 0 | 0 | 0 | 0
FixedInterchange | 0 | 0 | 0 | 0 | 0 | 0
Emission Cost by Reporting Type: NonRTO_Midwest
ReportingType | 2015 | 2020 | 2025 | 2030 | 2035 | 2040
BM | 0 | 0 | 0 | 0 | 0 | 0
CC | 0 | 0 | 0 | 0 | 0 | 0
CSP | 0 | 0 | 0 | 0 | 0 | 0
CT | 0 | 0 | 0 | 0 | 0 | 0
Coal | 0 | 0 | 0 | 0 | 0 | 0
Geo | 0 | 0 | 0 | 0 | 0 | 0
H | 0 | 0 | 0 | 0 | 0 | 0
LFG | 0 | 0 | 0 | 0 | 0 | 0
Nuc | 0 | 0 | 0 | 0 | 0 | 0
PS | 0 | 0 | 0 | 0 | 0 | 0
PV | 0 | 0 | 0 | 0 | 0 | 0
PeakG | 0 | 0 | 0 | 0 | 0 | 0
PeakO | 0 | 0 | 0 | 0 | 0 | 0
ST | 0 | 0 | 0 | 0 | 0 | 0
STOG | 0 | 0 | 0 | 0 | 0 | 0
STWD | 0 | 0 | 0 | 0 | 0 | 0
WT | 0 | 0 | 0 | 0 | 0 | 0
IGCC | 0 | 0 | 0 | 0 | 0 | 0
DemandResponse | 0 | 0 | 0 | 0 | 0 | 0
IGCC-CCS | 0 | 0 | 0 | 0 | 0 | 0
WT_off | 0 | 0 | 0 | 0 | 0 | 0
PseudoUnit | 0 | 0 | 0 | 0 | 0 | 0
FixedInterchange | 0 | 0 | 0 | 0 | 0 | 0
Emission Cost by Reporting Type: NYISO_A-F
ReportingType | 2015 | 2020 | 2025 | 2030 | 2035 | 2040
BM | 0 | 0 | 0 | 0 | 0 | 0
CC | 0 | 0 | 0 | 0 | 0 | 0
CSP | 0 | 0 | 0 | 0 | 0 | 0
CT | 0 | 0 | 0 | 0 | 0 | 0
Coal | 0 | 0 | 0 | 0 | 0 | 0
Geo | 0 | 0 | 0 | 0 | 0 | 0
H | 0 | 0 | 0 | 0 | 0 | 0
LFG | 0 | 0 | 0 | 0 | 0 | 0
Nuc | 0 | 0 | 0 | 0 | 0 | 0
PS | 0 | 0 | 0 | 0 | 0 | 0
PV | 0 | 0 | 0 | 0 | 0 | 0
PeakG | 0 | 0 | 0 | 0 | 0 | 0
PeakO | 0 | 0 | 0 | 0 | 0 | 0
ST | 0 | 0 | 0 | 0 | 0 | 0
STOG | 0 | 0 | 0 | 0 | 0 | 0
STWD | 0 | 0 | 0 | 0 | 0 | 0
WT | 0 | 0 | 0 | 0 | 0 | 0
IGCC | 0 | 0 | 0 | 0 | 0 | 0
DemandResponse | 0 | 0 | 0 | 0 | 0 | 0
IGCC-CCS | 0 | 0 | 0 | 0 | 0 | 0
WT_off | 0 | 0 | 0 | 0 | 0 | 0
PseudoUnit | 0 | 0 | 0 | 0 | 0 | 0
FixedInterchange | 0 | 0 | 0 | 0 | 0 | 0
Emission Cost by Reporting Type: NYISO_G-I
ReportingType | 2015 | 2020 | 2025 | 2030 | 2035 | 2040
BM | 0 | 0 | 0 | 0 | 0 | 0
CC | 0 | 0 | 0 | 0 | 0 | 0
CSP | 0 | 0 | 0 | 0 | 0 | 0
CT | 0 | 0 | 0 | 0 | 0 | 0
Coal | 0 | 0 | 0 | 0 | 0 | 0
Geo | 0 | 0 | 0 | 0 | 0 | 0
H | 0 | 0 | 0 | 0 | 0 | 0
LFG | 0 | 0 | 0 | 0 | 0 | 0
Nuc | 0 | 0 | 0 | 0 | 0 | 0
PS | 0 | 0 | 0 | 0 | 0 | 0
PV | 0 | 0 | 0 | 0 | 0 | 0
PeakG | 0 | 0 | 0 | 0 | 0 | 0
PeakO | 0 | 0 | 0 | 0 | 0 | 0
ST | 0 | 0 | 0 | 0 | 0 | 0
STOG | 0 | 0 | 0 | 0 | 0 | 0
STWD | 0 | 0 | 0 | 0 | 0 | 0
WT | 0 | 0 | 0 | 0 | 0 | 0
IGCC | 0 | 0 | 0 | 0 | 0 | 0
DemandResponse | 0 | 0 | 0 | 0 | 0 | 0
IGCC-CCS | 0 | 0 | 0 | 0 | 0 | 0
WT_off | 0 | 0 | 0 | 0 | 0 | 0
PseudoUnit | 0 | 0 | 0 | 0 | 0 | 0
FixedInterchange | 0 | 0 | 0 | 0 | 0 | 0
Emission Cost by Reporting Type: NYISO_J-K
ReportingType | 2015 | 2020 | 2025 | 2030 | 2035 | 2040
BM | 0 | 0 | 0 | 0 | 0 | 0
CC | 0 | 0 | 0 | 0 | 0 | 0
CSP | 0 | 0 | 0 | 0 | 0 | 0
CT | 0 | 0 | 0 | 0 | 0 | 0
Coal | 0 | 0 | 0 | 0 | 0 | 0
Geo | 0 | 0 | 0 | 0 | 0 | 0
H | 0 | 0 | 0 | 0 | 0 | 0
LFG | 0 | 0 | 0 | 0 | 0 | 0
Nuc | 0 | 0 | 0 | 0 | 0 | 0
PS | 0 | 0 | 0 | 0 | 0 | 0
PV | 0 | 0 | 0 | 0 | 0 | 0
PeakG | 0 | 0 | 0 | 0 | 0 | 0
PeakO | 0 | 0 | 0 | 0 | 0 | 0
ST | 0 | 0 | 0 | 0 | 0 | 0
STOG | 0 | 0 | 0 | 0 | 0 | 0
STWD | 0 | 0 | 0 | 0 | 0 | 0
WT | 0 | 0 | 0 | 0 | 0 | 0
IGCC | 0 | 0 | 0 | 0 | 0 | 0
DemandResponse | 0 | 0 | 0 | 0 | 0 | 0
IGCC-CCS | 0 | 0 | 0 | 0 | 0 | 0
WT_off | 0 | 0 | 0 | 0 | 0 | 0
PseudoUnit | 0 | 0 | 0 | 0 | 0 | 0
FixedInterchange | 0 | 0 | 0 | 0 | 0 | 0
Emission Cost by Reporting Type: PJM_E
ReportingType | 2015 | 2020 | 2025 | 2030 | 2035 | 2040
BM | 0 | 0 | 0 | 0 | 0 | 0
CC | 0 | 0 | 0 | 0 | 0 | 0
CSP | 0 | 0 | 0 | 0 | 0 | 0
CT | 0 | 0 | 0 | 0 | 0 | 0
Coal | 0 | 0 | 0 | 0 | 0 | 0
Geo | 0 | 0 | 0 | 0 | 0 | 0
H | 0 | 0 | 0 | 0 | 0 | 0
LFG | 0 | 0 | 0 | 0 | 0 | 0
Nuc | 0 | 0 | 0 | 0 | 0 | 0
PS | 0 | 0 | 0 | 0 | 0 | 0
PV | 0 | 0 | 0 | 0 | 0 | 0
PeakG | 0 | 0 | 0 | 0 | 0 | 0
PeakO | 0 | 0 | 0 | 0 | 0 | 0
ST | 0 | 0 | 0 | 0 | 0 | 0
STOG | 0 | 0 | 0 | 0 | 0 | 0
STWD | 0 | 0 | 0 | 0 | 0 | 0
WT | 0 | 0 | 0 | 0 | 0 | 0
IGCC | 0 | 0 | 0 | 0 | 0 | 0
DemandResponse | 0 | 0 | 0 | 0 | 0 | 0
IGCC-CCS | 0 | 0 | 0 | 0 | 0 | 0
WT_off | 0 | 0 | 0 | 0 | 0 | 0
PseudoUnit | 0 | 0 | 0 | 0 | 0 | 0
FixedInterchange | 0 | 0 | 0 | 0 | 0 | 0
Emission Cost by Reporting Type: PJM_ROM
ReportingType | 2015 | 2020 | 2025 | 2030 | 2035 | 2040
BM | 0 | 0 | 0 | 0 | 0 | 0
CC | 0 | 0 | 0 | 0 | 0 | 0
CSP | 0 | 0 | 0 | 0 | 0 | 0
CT | 0 | 0 | 0 | 0 | 0 | 0
Coal | 0 | 0 | 0 | 0 | 0 | 0
Geo | 0 | 0 | 0 | 0 | 0 | 0
H | 0 | 0 | 0 | 0 | 0 | 0
LFG | 0 | 0 | 0 | 0 | 0 | 0
Nuc | 0 | 0 | 0 | 0 | 0 | 0
PS | 0 | 0 | 0 | 0 | 0 | 0
PV | 0 | 0 | 0 | 0 | 0 | 0
PeakG | 0 | 0 | 0 | 0 | 0 | 0
PeakO | 0 | 0 | 0 | 0 | 0 | 0
ST | 0 | 0 | 0 | 0 | 0 | 0
STOG | 0 | 0 | 0 | 0 | 0 | 0
STWD | 0 | 0 | 0 | 0 | 0 | 0
WT | 0 | 0 | 0 | 0 | 0 | 0
IGCC | 0 | 0 | 0 | 0 | 0 | 0
DemandResponse | 0 | 0 | 0 | 0 | 0 | 0
IGCC-CCS | 0 | 0 | 0 | 0 | 0 | 0
WT_off | 0 | 0 | 0 | 0 | 0 | 0
PseudoUnit | 0 | 0 | 0 | 0 | 0 | 0
FixedInterchange | 0 | 0 | 0 | 0 | 0 | 0
Emission Cost by Reporting Type: PJM_ROR
ReportingType | 2015 | 2020 | 2025 | 2030 | 2035 | 2040
BM | 0 | 0 | 0 | 0 | 0 | 0
CC | 0 | 0 | 0 | 0 | 0 | 0
CSP | 0 | 0 | 0 | 0 | 0 | 0
CT | 0 | 0 | 0 | 0 | 0 | 0
Coal | 0 | 0 | 0 | 0 | 0 | 0
Geo | 0 | 0 | 0 | 0 | 0 | 0
H | 0 | 0 | 0 | 0 | 0 | 0
LFG | 0 | 0 | 0 | 0 | 0 | 0
Nuc | 0 | 0 | 0 | 0 | 0 | 0
PS | 0 | 0 | 0 | 0 | 0 | 0
PV | 0 | 0 | 0 | 0 | 0 | 0
PeakG | 0 | 0 | 0 | 0 | 0 | 0
PeakO | 0 | 0 | 0 | 0 | 0 | 0
ST | 0 | 0 | 0 | 0 | 0 | 0
STOG | 0 | 0 | 0 | 0 | 0 | 0
STWD | 0 | 0 | 0 | 0 | 0 | 0
WT | 0 | 0 | 0 | 0 | 0 | 0
IGCC | 0 | 0 | 0 | 0 | 0 | 0
DemandResponse | 0 | 0 | 0 | 0 | 0 | 0
IGCC-CCS | 0 | 0 | 0 | 0 | 0 | 0
WT_off | 0 | 0 | 0 | 0 | 0 | 0
PseudoUnit | 0 | 0 | 0 | 0 | 0 | 0
FixedInterchange | 0 | 0 | 0 | 0 | 0 | 0
Emission Cost by Reporting Type: SOCO
ReportingType | 2015 | 2020 | 2025 | 2030 | 2035 | 2040
BM | 0 | 0 | 0 | 0 | 0 | 0
CC | 0 | 0 | 0 | 0 | 0 | 0
CSP | 0 | 0 | 0 | 0 | 0 | 0
CT | 0 | 0 | 0 | 0 | 0 | 0
Coal | 0 | 0 | 0 | 0 | 0 | 0
Geo | 0 | 0 | 0 | 0 | 0 | 0
H | 0 | 0 | 0 | 0 | 0 | 0
LFG | 0 | 0 | 0 | 0 | 0 | 0
Nuc | 0 | 0 | 0 | 0 | 0 | 0
PS | 0 | 0 | 0 | 0 | 0 | 0
PV | 0 | 0 | 0 | 0 | 0 | 0
PeakG | 0 | 0 | 0 | 0 | 0 | 0
PeakO | 0 | 0 | 0 | 0 | 0 | 0
ST | 0 | 0 | 0 | 0 | 0 | 0
STOG | 0 | 0 | 0 | 0 | 0 | 0
STWD | 0 | 0 | 0 | 0 | 0 | 0
WT | 0 | 0 | 0 | 0 | 0 | 0
IGCC | 0 | 0 | 0 | 0 | 0 | 0
DemandResponse | 0 | 0 | 0 | 0 | 0 | 0
IGCC-CCS | 0 | 0 | 0 | 0 | 0 | 0
WT_off | 0 | 0 | 0 | 0 | 0 | 0
PseudoUnit | 0 | 0 | 0 | 0 | 0 | 0
FixedInterchange | 0 | 0 | 0 | 0 | 0 | 0
Emission Cost by Reporting Type: SPP_N
ReportingType | 2015 | 2020 | 2025 | 2030 | 2035 | 2040
BM | 0 | 0 | 0 | 0 | 0 | 0
CC | 0 | 0 | 0 | 0 | 0 | 0
CSP | 0 | 0 | 0 | 0 | 0 | 0
CT | 0 | 0 | 0 | 0 | 0 | 0
Coal | 0 | 0 | 0 | 0 | 0 | 0
Geo | 0 | 0 | 0 | 0 | 0 | 0
H | 0 | 0 | 0 | 0 | 0 | 0
LFG | 0 | 0 | 0 | 0 | 0 | 0
Nuc | 0 | 0 | 0 | 0 | 0 | 0
PS | 0 | 0 | 0 | 0 | 0 | 0
PV | 0 | 0 | 0 | 0 | 0 | 0
PeakG | 0 | 0 | 0 | 0 | 0 | 0
PeakO | 0 | 0 | 0 | 0 | 0 | 0
ST | 0 | 0 | 0 | 0 | 0 | 0
STOG | 0 | 0 | 0 | 0 | 0 | 0
STWD | 0 | 0 | 0 | 0 | 0 | 0
WT | 0 | 0 | 0 | 0 | 0 | 0
IGCC | 0 | 0 | 0 | 0 | 0 | 0
DemandResponse | 0 | 0 | 0 | 0 | 0 | 0
IGCC-CCS | 0 | 0 | 0 | 0 | 0 | 0
WT_off | 0 | 0 | 0 | 0 | 0 | 0
PseudoUnit | 0 | 0 | 0 | 0 | 0 | 0
FixedInterchange | 0 | 0 | 0 | 0 | 0 | 0
Emission Cost by Reporting Type: SPP_S
ReportingType | 2015 | 2020 | 2025 | 2030 | 2035 | 2040
BM | 0 | 0 | 0 | 0 | 0 | 0
CC | 0 | 0 | 0 | 0 | 0 | 0
CSP | 0 | 0 | 0 | 0 | 0 | 0
CT | 0 | 0 | 0 | 0 | 0 | 0
Coal | 0 | 0 | 0 | 0 | 0 | 0
Geo | 0 | 0 | 0 | 0 | 0 | 0
H | 0 | 0 | 0 | 0 | 0 | 0
LFG | 0 | 0 | 0 | 0 | 0 | 0
Nuc | 0 | 0 | 0 | 0 | 0 | 0
PS | 0 | 0 | 0 | 0 | 0 | 0
PV | 0 | 0 | 0 | 0 | 0 | 0
PeakG | 0 | 0 | 0 | 0 | 0 | 0
PeakO | 0 | 0 | 0 | 0 | 0 | 0
ST | 0 | 0 | 0 | 0 | 0 | 0
STOG | 0 | 0 | 0 | 0 | 0 | 0
STWD | 0 | 0 | 0 | 0 | 0 | 0
WT | 0 | 0 | 0 | 0 | 0 | 0
IGCC | 0 | 0 | 0 | 0 | 0 | 0
DemandResponse | 0 | 0 | 0 | 0 | 0 | 0
IGCC-CCS | 0 | 0 | 0 | 0 | 0 | 0
WT_off | 0 | 0 | 0 | 0 | 0 | 0
PseudoUnit | 0 | 0 | 0 | 0 | 0 | 0
FixedInterchange | 0 | 0 | 0 | 0 | 0 | 0
Emission Cost by Reporting Type: TVA
ReportingType | 2015 | 2020 | 2025 | 2030 | 2035 | 2040
BM | 0 | 0 | 0 | 0 | 0 | 0
CC | 0 | 0 | 0 | 0 | 0 | 0
CSP | 0 | 0 | 0 | 0 | 0 | 0
CT | 0 | 0 | 0 | 0 | 0 | 0
Coal | 0 | 0 | 0 | 0 | 0 | 0
Geo | 0 | 0 | 0 | 0 | 0 | 0
H | 0 | 0 | 0 | 0 | 0 | 0
LFG | 0 | 0 | 0 | 0 | 0 | 0
Nuc | 0 | 0 | 0 | 0 | 0 | 0
PS | 0 | 0 | 0 | 0 | 0 | 0
PV | 0 | 0 | 0 | 0 | 0 | 0
PeakG | 0 | 0 | 0 | 0 | 0 | 0
PeakO | 0 | 0 | 0 | 0 | 0 | 0
ST | 0 | 0 | 0 | 0 | 0 | 0
STOG | 0 | 0 | 0 | 0 | 0 | 0
STWD | 0 | 0 | 0 | 0 | 0 | 0
WT | 0 | 0 | 0 | 0 | 0 | 0
IGCC | 0 | 0 | 0 | 0 | 0 | 0
DemandResponse | 0 | 0 | 0 | 0 | 0 | 0
IGCC-CCS | 0 | 0 | 0 | 0 | 0 | 0
WT_off | 0 | 0 | 0 | 0 | 0 | 0
PseudoUnit | 0 | 0 | 0 | 0 | 0 | 0
FixedInterchange | 0 | 0 | 0 | 0 | 0 | 0
Emission Cost by Reporting Type: TVA_Transmission
ReportingType | 2015 | 2020 | 2025 | 2030 | 2035 | 2040
BM | 0 | 0 | 0 | 0 | 0 | 0
CC | 0 | 0 | 0 | 0 | 0 | 0
CSP | 0 | 0 | 0 | 0 | 0 | 0
CT | 0 | 0 | 0 | 0 | 0 | 0
Coal | 0 | 0 | 0 | 0 | 0 | 0
Geo | 0 | 0 | 0 | 0 | 0 | 0
H | 0 | 0 | 0 | 0 | 0 | 0
LFG | 0 | 0 | 0 | 0 | 0 | 0
Nuc | 0 | 0 | 0 | 0 | 0 | 0
PS | 0 | 0 | 0 | 0 | 0 | 0
PV | 0 | 0 | 0 | 0 | 0 | 0
PeakG | 0 | 0 | 0 | 0 | 0 | 0
PeakO | 0 | 0 | 0 | 0 | 0 | 0
ST | 0 | 0 | 0 | 0 | 0 | 0
STOG | 0 | 0 | 0 | 0 | 0 | 0
STWD | 0 | 0 | 0 | 0 | 0 | 0
WT | 0 | 0 | 0 | 0 | 0 | 0
IGCC | 0 | 0 | 0 | 0 | 0 | 0
DemandResponse | 0 | 0 | 0 | 0 | 0 | 0
IGCC-CCS | 0 | 0 | 0 | 0 | 0 | 0
WT_off | 0 | 0 | 0 | 0 | 0 | 0
PseudoUnit | 0 | 0 | 0 | 0 | 0 | 0
FixedInterchange | 0 | 0 | 0 | 0 | 0 | 0
Emission Cost by Reporting Type: VACAR
ReportingType | 2015 | 2020 | 2025 | 2030 | 2035 | 2040
BM | 0 | 0 | 0 | 0 | 0 | 0
CC | 0 | 0 | 0 | 0 | 0 | 0
CSP | 0 | 0 | 0 | 0 | 0 | 0
CT | 0 | 0 | 0 | 0 | 0 | 0
Coal | 0 | 0 | 0 | 0 | 0 | 0
Geo | 0 | 0 | 0 | 0 | 0 | 0
H | 0 | 0 | 0 | 0 | 0 | 0
LFG | 0 | 0 | 0 | 0 | 0 | 0
Nuc | 0 | 0 | 0 | 0 | 0 | 0
PS | 0 | 0 | 0 | 0 | 0 | 0
PV | 0 | 0 | 0 | 0 | 0 | 0
PeakG | 0 | 0 | 0 | 0 | 0 | 0
PeakO | 0 | 0 | 0 | 0 | 0 | 0
ST | 0 | 0 | 0 | 0 | 0 | 0
STOG | 0 | 0 | 0 | 0 | 0 | 0
STWD | 0 | 0 | 0 | 0 | 0 | 0
WT | 0 | 0 | 0 | 0 | 0 | 0
IGCC | 0 | 0 | 0 | 0 | 0 | 0
DemandResponse | 0 | 0 | 0 | 0 | 0 | 0
IGCC-CCS | 0 | 0 | 0 | 0 | 0 | 0
WT_off | 0 | 0 | 0 | 0 | 0 | 0
PseudoUnit | 0 | 0 | 0 | 0 | 0 | 0
FixedInterchange | 0 | 0 | 0 | 0 | 0 | 0
Emission Cost by Reporting Type: IESO
ReportingType | 2015 | 2020 | 2025 | 2030 | 2035 | 2040
BM | 0 | 0 | 0 | 0 | 0 | 0
CC | 0 | 0 | 0 | 0 | 0 | 0
CSP | 0 | 0 | 0 | 0 | 0 | 0
CT | 0 | 0 | 0 | 0 | 0 | 0
Coal | 0 | 0 | 0 | 0 | 0 | 0
Geo | 0 | 0 | 0 | 0 | 0 | 0
H | 0 | 0 | 0 | 0 | 0 | 0
LFG | 0 | 0 | 0 | 0 | 0 | 0
Nuc | 0 | 0 | 0 | 0 | 0 | 0
PS | 0 | 0 | 0 | 0 | 0 | 0
PV | 0 | 0 | 0 | 0 | 0 | 0
PeakG | 0 | 0 | 0 | 0 | 0 | 0
PeakO | 0 | 0 | 0 | 0 | 0 | 0
ST | 0 | 0 | 0 | 0 | 0 | 0
STOG | 0 | 0 | 0 | 0 | 0 | 0
STWD | 0 | 0 | 0 | 0 | 0 | 0
WT | 0 | 0 | 0 | 0 | 0 | 0
IGCC | 0 | 0 | 0 | 0 | 0 | 0
DemandResponse | 0 | 0 | 0 | 0 | 0 | 0
IGCC-CCS | 0 | 0 | 0 | 0 | 0 | 0
WT_off | 0 | 0 | 0 | 0 | 0 | 0
PseudoUnit | 0 | 0 | 0 | 0 | 0 | 0
FixedInterchange | 0 | 0 | 0 | 0 | 0 | 0
Emission Cost by Reporting Type: MAPP_CA
ReportingType | 2015 | 2020 | 2025 | 2030 | 2035 | 2040
BM | 0 | 0 | 0 | 0 | 0 | 0
CC | 0 | 0 | 0 | 0 | 0 | 0
CSP | 0 | 0 | 0 | 0 | 0 | 0
CT | 0 | 0 | 0 | 0 | 0 | 0
Coal | 0 | 0 | 0 | 0 | 0 | 0
Geo | 0 | 0 | 0 | 0 | 0 | 0
H | 0 | 0 | 0 | 0 | 0 | 0
LFG | 0 | 0 | 0 | 0 | 0 | 0
Nuc | 0 | 0 | 0 | 0 | 0 | 0
PS | 0 | 0 | 0 | 0 | 0 | 0
PV | 0 | 0 | 0 | 0 | 0 | 0
PeakG | 0 | 0 | 0 | 0 | 0 | 0
PeakO | 0 | 0 | 0 | 0 | 0 | 0
ST | 0 | 0 | 0 | 0 | 0 | 0
STOG | 0 | 0 | 0 | 0 | 0 | 0
STWD | 0 | 0 | 0 | 0 | 0 | 0
WT | 0 | 0 | 0 | 0 | 0 | 0
IGCC | 0 | 0 | 0 | 0 | 0 | 0
DemandResponse | 0 | 0 | 0 | 0 | 0 | 0
IGCC-CCS | 0 | 0 | 0 | 0 | 0 | 0
WT_off | 0 | 0 | 0 | 0 | 0 | 0
PseudoUnit | 0 | 0 | 0 | 0 | 0 | 0
FixedInterchange | 0 | 0 | 0 | 0 | 0 | 0
Emission Cost by Reporting Type: AZ_NM_SNV_Coal
ReportingType | 2015 | 2020 | 2025 | 2030 | 2035 | 2040
BM | 0 | 0 | 0 | 0 | 0 | 0
CC | 0 | 0 | 0 | 0 | 0 | 0
CSP | 0 | 0 | 0 | 0 | 0 | 0
CT | 0 | 0 | 0 | 0 | 0 | 0
Coal | 0 | 0 | 0 | 0 | 0 | 0
Geo | 0 | 0 | 0 | 0 | 0 | 0
H | 0 | 0 | 0 | 0 | 0 | 0
LFG | 0 | 0 | 0 | 0 | 0 | 0
Nuc | 0 | 0 | 0 | 0 | 0 | 0
PS | 0 | 0 | 0 | 0 | 0 | 0
PV | 0 | 0 | 0 | 0 | 0 | 0
PeakG | 0 | 0 | 0 | 0 | 0 | 0
PeakO | 0 | 0 | 0 | 0 | 0 | 0
ST | 0 | 0 | 0 | 0 | 0 | 0
STOG | 0 | 0 | 0 | 0 | 0 | 0
STWD | 0 | 0 | 0 | 0 | 0 | 0
WT | 0 | 0 | 0 | 0 | 0 | 0
IGCC | 0 | 0 | 0 | 0 | 0 | 0
DemandResponse | 0 | 0 | 0 | 0 | 0 | 0
IGCC-CCS | 0 | 0 | 0 | 0 | 0 | 0
WT_off | 0 | 0 | 0 | 0 | 0 | 0
PseudoUnit | 0 | 0 | 0 | 0 | 0 | 0
FixedInterchange | 0 | 0 | 0 | 0 | 0 | 0
Emission Cost by Reporting Type: AZ_NM_SNV_Gas
ReportingType | 2015 | 2020 | 2025 | 2030 | 2035 | 2040
BM | 0 | 0 | 0 | 0 | 0 | 0
CC | 0 | 0 | 0 | 0 | 0 | 0
CSP | 0 | 0 | 0 | 0 | 0 | 0
CT | 0 | 0 | 0 | 0 | 0 | 0
Coal | 0 | 0 | 0 | 0 | 0 | 0
Geo | 0 | 0 | 0 | 0 | 0 | 0
H | 0 | 0 | 0 | 0 | 0 | 0
LFG | 0 | 0 | 0 | 0 | 0 | 0
Nuc | 0 | 0 | 0 | 0 | 0 | 0
PS | 0 | 0 | 0 | 0 | 0 | 0
PV | 0 | 0 | 0 | 0 | 0 | 0
PeakG | 0 | 0 | 0 | 0 | 0 | 0
PeakO | 0 | 0 | 0 | 0 | 0 | 0
ST | 0 | 0 | 0 | 0 | 0 | 0
STOG | 0 | 0 | 0 | 0 | 0 | 0
STWD | 0 | 0 | 0 | 0 | 0 | 0
WT | 0 | 0 | 0 | 0 | 0 | 0
IGCC | 0 | 0 | 0 | 0 | 0 | 0
DemandResponse | 0 | 0 | 0 | 0 | 0 | 0
IGCC-CCS | 0 | 0 | 0 | 0 | 0 | 0
WT_off | 0 | 0 | 0 | 0 | 0 | 0
PseudoUnit | 0 | 0 | 0 | 0 | 0 | 0
FixedInterchange | 0 | 0 | 0 | 0 | 0 | 0
Emission Cost by Reporting Type: AZ_NM_SNV_NucRenew
ReportingType | 2015 | 2020 | 2025 | 2030 | 2035 | 2040
BM | 0 | 0 | 0 | 0 | 0 | 0
CC | 0 | 0 | 0 | 0 | 0 | 0
CSP | 0 | 0 | 0 | 0 | 0 | 0
CT | 0 | 0 | 0 | 0 | 0 | 0
Coal | 0 | 0 | 0 | 0 | 0 | 0
Geo | 0 | 0 | 0 | 0 | 0 | 0
H | 0 | 0 | 0 | 0 | 0 | 0
LFG | 0 | 0 | 0 | 0 | 0 | 0
Nuc | 0 | 0 | 0 | 0 | 0 | 0
PS | 0 | 0 | 0 | 0 | 0 | 0
PV | 0 | 0 | 0 | 0 | 0 | 0
PeakG | 0 | 0 | 0 | 0 | 0 | 0
PeakO | 0 | 0 | 0 | 0 | 0 | 0
ST | 0 | 0 | 0 | 0 | 0 | 0
STOG | 0 | 0 | 0 | 0 | 0 | 0
STWD | 0 | 0 | 0 | 0 | 0 | 0
WT | 0 | 0 | 0 | 0 | 0 | 0
IGCC | 0 | 0 | 0 | 0 | 0 | 0
DemandResponse | 0 | 0 | 0 | 0 | 0 | 0
IGCC-CCS | 0 | 0 | 0 | 0 | 0 | 0
WT_off | 0 | 0 | 0 | 0 | 0 | 0
PseudoUnit | 0 | 0 | 0 | 0 | 0 | 0
FixedInterchange | 0 | 0 | 0 | 0 | 0 | 0
Emission Cost by Reporting Type: ERCOT
ReportingType | 2015 | 2020 | 2025 | 2030 | 2035 | 2040
BM | 0 | 0 | 0 | 0 | 0 | 0
CC | 0 | 0 | 0 | 0 | 0 | 0
CSP | 0 | 0 | 0 | 0 | 0 | 0
CT | 0 | 0 | 0 | 0 | 0 | 0
Coal | 0 | 0 | 0 | 0 | 0 | 0
Geo | 0 | 0 | 0 | 0 | 0 | 0
H | 0 | 0 | 0 | 0 | 0 | 0
LFG | 0 | 0 | 0 | 0 | 0 | 0
Nuc | 0 | 0 | 0 | 0 | 0 | 0
PS | 0 | 0 | 0 | 0 | 0 | 0
PV | 0 | 0 | 0 | 0 | 0 | 0
PeakG | 0 | 0 | 0 | 0 | 0 | 0
PeakO | 0 | 0 | 0 | 0 | 0 | 0
ST | 0 | 0 | 0 | 0 | 0 | 0
STOG | 0 | 0 | 0 | 0 | 0 | 0
STWD | 0 | 0 | 0 | 0 | 0 | 0
WT | 0 | 0 | 0 | 0 | 0 | 0
IGCC | 0 | 0 | 0 | 0 | 0 | 0
DemandResponse | 0 | 0 | 0 | 0 | 0 | 0
IGCC-CCS | 0 | 0 | 0 | 0 | 0 | 0
WT_off | 0 | 0 | 0 | 0 | 0 | 0
PseudoUnit | 0 | 0 | 0 | 0 | 0 | 0
FixedInterchange | 0 | 0 | 0 | 0 | 0 | 0
Emission Cost by Reporting Type: NP15
ReportingType | 2015 | 2020 | 2025 | 2030 | 2035 | 2040
BM | 0 | 0 | 0 | 0 | 0 | 0
CC | 0 | 0 | 0 | 0 | 0 | 0
CSP | 0 | 0 | 0 | 0 | 0 | 0
CT | 0 | 0 | 0 | 0 | 0 | 0
Coal | 0 | 0 | 0 | 0 | 0 | 0
Geo | 0 | 0 | 0 | 0 | 0 | 0
H | 0 | 0 | 0 | 0 | 0 | 0
LFG | 0 | 0 | 0 | 0 | 0 | 0
Nuc | 0 | 0 | 0 | 0 | 0 | 0
PS | 0 | 0 | 0 | 0 | 0 | 0
PV | 0 | 0 | 0 | 0 | 0 | 0
PeakG | 0 | 0 | 0 | 0 | 0 | 0
PeakO | 0 | 0 | 0 | 0 | 0 | 0
ST | 0 | 0 | 0 | 0 | 0 | 0
STOG | 0 | 0 | 0 | 0 | 0 | 0
STWD | 0 | 0 | 0 | 0 | 0 | 0
WT | 0 | 0 | 0 | 0 | 0 | 0
IGCC | 0 | 0 | 0 | 0 | 0 | 0
DemandResponse | 0 | 0 | 0 | 0 | 0 | 0
IGCC-CCS | 0 | 0 | 0 | 0 | 0 | 0
WT_off | 0 | 0 | 0 | 0 | 0 | 0
PseudoUnit | 0 | 0 | 0 | 0 | 0 | 0
FixedInterchange | 0 | 0 | 0 | 0 | 0 | 0
Emission Cost by Reporting Type: NWPP_Coal
ReportingType | 2015 | 2020 | 2025 | 2030 | 2035 | 2040
BM | 0 | 0 | 0 | 0 | 0 | 0
CC | 0 | 0 | 0 | 0 | 0 | 0
CSP | 0 | 0 | 0 | 0 | 0 | 0
CT | 0 | 0 | 0 | 0 | 0 | 0
Coal | 0 | 0 | 0 | 0 | 0 | 0
Geo | 0 | 0 | 0 | 0 | 0 | 0
H | 0 | 0 | 0 | 0 | 0 | 0
LFG | 0 | 0 | 0 | 0 | 0 | 0
Nuc | 0 | 0 | 0 | 0 | 0 | 0
PS | 0 | 0 | 0 | 0 | 0 | 0
PV | 0 | 0 | 0 | 0 | 0 | 0
PeakG | 0 | 0 | 0 | 0 | 0 | 0
PeakO | 0 | 0 | 0 | 0 | 0 | 0
ST | 0 | 0 | 0 | 0 | 0 | 0
STOG | 0 | 0 | 0 | 0 | 0 | 0
STWD | 0 | 0 | 0 | 0 | 0 | 0
WT | 0 | 0 | 0 | 0 | 0 | 0
IGCC | 0 | 0 | 0 | 0 | 0 | 0
DemandResponse | 0 | 0 | 0 | 0 | 0 | 0
IGCC-CCS | 0 | 0 | 0 | 0 | 0 | 0
WT_off | 0 | 0 | 0 | 0 | 0 | 0
PseudoUnit | 0 | 0 | 0 | 0 | 0 | 0
FixedInterchange | 0 | 0 | 0 | 0 | 0 | 0
Emission Cost by Reporting Type: NWPP_Gas
ReportingType | 2015 | 2020 | 2025 | 2030 | 2035 | 2040
BM | 0 | 0 | 0 | 0 | 0 | 0
CC | 0 | 0 | 0 | 0 | 0 | 0
CSP | 0 | 0 | 0 | 0 | 0 | 0
CT | 0 | 0 | 0 | 0 | 0 | 0
Coal | 0 | 0 | 0 | 0 | 0 | 0
Geo | 0 | 0 | 0 | 0 | 0 | 0
H | 0 | 0 | 0 | 0 | 0 | 0
LFG | 0 | 0 | 0 | 0 | 0 | 0
Nuc | 0 | 0 | 0 | 0 | 0 | 0
PS | 0 | 0 | 0 | 0 | 0 | 0
PV | 0 | 0 | 0 | 0 | 0 | 0
PeakG | 0 | 0 | 0 | 0 | 0 | 0
PeakO | 0 | 0 | 0 | 0 | 0 | 0
ST | 0 | 0 | 0 | 0 | 0 | 0
STOG | 0 | 0 | 0 | 0 | 0 | 0
STWD | 0 | 0 | 0 | 0 | 0 | 0
WT | 0 | 0 | 0 | 0 | 0 | 0
IGCC | 0 | 0 | 0 | 0 | 0 | 0
DemandResponse | 0 | 0 | 0 | 0 | 0 | 0
IGCC-CCS | 0 | 0 | 0 | 0 | 0 | 0
WT_off | 0 | 0 | 0 | 0 | 0 | 0
PseudoUnit | 0 | 0 | 0 | 0 | 0 | 0
FixedInterchange | 0 | 0 | 0 | 0 | 0 | 0
Emission Cost by Reporting Type: NWPP_NucRenew
ReportingType | 2015 | 2020 | 2025 | 2030 | 2035 | 2040
BM | 0 | 0 | 0 | 0 | 0 | 0
CC | 0 | 0 | 0 | 0 | 0 | 0
CSP | 0 | 0 | 0 | 0 | 0 | 0
CT | 0 | 0 | 0 | 0 | 0 | 0
Coal | 0 | 0 | 0 | 0 | 0 | 0
Geo | 0 | 0 | 0 | 0 | 0 | 0
H | 0 | 0 | 0 | 0 | 0 | 0
LFG | 0 | 0 | 0 | 0 | 0 | 0
Nuc | 0 | 0 | 0 | 0 | 0 | 0
PS | 0 | 0 | 0 | 0 | 0 | 0
PV | 0 | 0 | 0 | 0 | 0 | 0
PeakG | 0 | 0 | 0 | 0 | 0 | 0
PeakO | 0 | 0 | 0 | 0 | 0 | 0
ST | 0 | 0 | 0 | 0 | 0 | 0
STOG | 0 | 0 | 0 | 0 | 0 | 0
STWD | 0 | 0 | 0 | 0 | 0 | 0
WT | 0 | 0 | 0 | 0 | 0 | 0
IGCC | 0 | 0 | 0 | 0 | 0 | 0
DemandResponse | 0 | 0 | 0 | 0 | 0 | 0
IGCC-CCS | 0 | 0 | 0 | 0 | 0 | 0
WT_off | 0 | 0 | 0 | 0 | 0 | 0
PseudoUnit | 0 | 0 | 0 | 0 | 0 | 0
FixedInterchange | 0 | 0 | 0 | 0 | 0 | 0
Emission Cost by Reporting Type: RMPA
ReportingType | 2015 | 2020 | 2025 | 2030 | 2035 | 2040
BM | 0 | 0 | 0 | 0 | 0 | 0
CC | 0 | 0 | 0 | 0 | 0 | 0
CSP | 0 | 0 | 0 | 0 | 0 | 0
CT | 0 | 0 | 0 | 0 | 0 | 0
Coal | 0 | 0 | 0 | 0 | 0 | 0
Geo | 0 | 0 | 0 | 0 | 0 | 0
H | 0 | 0 | 0 | 0 | 0 | 0
LFG | 0 | 0 | 0 | 0 | 0 | 0
Nuc | 0 | 0 | 0 | 0 | 0 | 0
PS | 0 | 0 | 0 | 0 | 0 | 0
PV | 0 | 0 | 0 | 0 | 0 | 0
PeakG | 0 | 0 | 0 | 0 | 0 | 0
PeakO | 0 | 0 | 0 | 0 | 0 | 0
ST | 0 | 0 | 0 | 0 | 0 | 0
STOG | 0 | 0 | 0 | 0 | 0 | 0
STWD | 0 | 0 | 0 | 0 | 0 | 0
WT | 0 | 0 | 0 | 0 | 0 | 0
IGCC | 0 | 0 | 0 | 0 | 0 | 0
DemandResponse | 0 | 0 | 0 | 0 | 0 | 0
IGCC-CCS | 0 | 0 | 0 | 0 | 0 | 0
WT_off | 0 | 0 | 0 | 0 | 0 | 0
PseudoUnit | 0 | 0 | 0 | 0 | 0 | 0
FixedInterchange | 0 | 0 | 0 | 0 | 0 | 0
Emission Cost by Reporting Type: SP15
ReportingType | 2015 | 2020 | 2025 | 2030 | 2035 | 2040
BM | 0 | 0 | 0 | 0 | 0 | 0
CC | 0 | 0 | 0 | 0 | 0 | 0
CSP | 0 | 0 | 0 | 0 | 0 | 0
CT | 0 | 0 | 0 | 0 | 0 | 0
Coal | 0 | 0 | 0 | 0 | 0 | 0
Geo | 0 | 0 | 0 | 0 | 0 | 0
H | 0 | 0 | 0 | 0 | 0 | 0
LFG | 0 | 0 | 0 | 0 | 0 | 0
Nuc | 0 | 0 | 0 | 0 | 0 | 0
PS | 0 | 0 | 0 | 0 | 0 | 0
PV | 0 | 0 | 0 | 0 | 0 | 0
PeakG | 0 | 0 | 0 | 0 | 0 | 0
PeakO | 0 | 0 | 0 | 0 | 0 | 0
ST | 0 | 0 | 0 | 0 | 0 | 0
STOG | 0 | 0 | 0 | 0 | 0 | 0
STWD | 0 | 0 | 0 | 0 | 0 | 0
WT | 0 | 0 | 0 | 0 | 0 | 0
IGCC | 0 | 0 | 0 | 0 | 0 | 0
DemandResponse | 0 | 0 | 0 | 0 | 0 | 0
IGCC-CCS | 0 | 0 | 0 | 0 | 0 | 0
WT_off | 0 | 0 | 0 | 0 | 0 | 0
PseudoUnit | 0 | 0 | 0 | 0 | 0 | 0
FixedInterchange | 0 | 0 | 0 | 0 | 0 | 0
Emission Cost by Reporting Type: ALB
ReportingType | 2015 | 2020 | 2025 | 2030 | 2035 | 2040
BM | 0 | 0 | 0 | 0 | 0 | 0
CC | 0 | 0 | 0 | 0 | 0 | 0
CSP | 0 | 0 | 0 | 0 | 0 | 0
CT | 0 | 0 | 0 | 0 | 0 | 0
Coal | 0 | 0 | 0 | 0 | 0 | 0
Geo | 0 | 0 | 0 | 0 | 0 | 0
H | 0 | 0 | 0 | 0 | 0 | 0
LFG | 0 | 0 | 0 | 0 | 0 | 0
Nuc | 0 | 0 | 0 | 0 | 0 | 0
PS | 0 | 0 | 0 | 0 | 0 | 0
PV | 0 | 0 | 0 | 0 | 0 | 0
PeakG | 0 | 0 | 0 | 0 | 0 | 0
PeakO | 0 | 0 | 0 | 0 | 0 | 0
ST | 0 | 0 | 0 | 0 | 0 | 0
STOG | 0 | 0 | 0 | 0 | 0 | 0
STWD | 0 | 0 | 0 | 0 | 0 | 0
WT | 0 | 0 | 0 | 0 | 0 | 0
IGCC | 0 | 0 | 0 | 0 | 0 | 0
DemandResponse | 0 | 0 | 0 | 0 | 0 | 0
IGCC-CCS | 0 | 0 | 0 | 0 | 0 | 0
WT_off | 0 | 0 | 0 | 0 | 0 | 0
PseudoUnit | 0 | 0 | 0 | 0 | 0 | 0
FixedInterchange | 0 | 0 | 0 | 0 | 0 | 0
Emission Cost by Reporting Type: BC
ReportingType | 2015 | 2020 | 2025 | 2030 | 2035 | 2040
BM | 0 | 0 | 0 | 0 | 0 | 0
CC | 0 | 0 | 0 | 0 | 0 | 0
CSP | 0 | 0 | 0 | 0 | 0 | 0
CT | 0 | 0 | 0 | 0 | 0 | 0
Coal | 0 | 0 | 0 | 0 | 0 | 0
Geo | 0 | 0 | 0 | 0 | 0 | 0
H | 0 | 0 | 0 | 0 | 0 | 0
LFG | 0 | 0 | 0 | 0 | 0 | 0
Nuc | 0 | 0 | 0 | 0 | 0 | 0
PS | 0 | 0 | 0 | 0 | 0 | 0
PV | 0 | 0 | 0 | 0 | 0 | 0
PeakG | 0 | 0 | 0 | 0 | 0 | 0
PeakO | 0 | 0 | 0 | 0 | 0 | 0
ST | 0 | 0 | 0 | 0 | 0 | 0
STOG | 0 | 0 | 0 | 0 | 0 | 0
STWD | 0 | 0 | 0 | 0 | 0 | 0
WT | 0 | 0 | 0 | 0 | 0 | 0
IGCC | 0 | 0 | 0 | 0 | 0 | 0
DemandResponse | 0 | 0 | 0 | 0 | 0 | 0
IGCC-CCS | 0 | 0 | 0 | 0 | 0 | 0
WT_off | 0 | 0 | 0 | 0 | 0 | 0
PseudoUnit | 0 | 0 | 0 | 0 | 0 | 0
FixedInterchange | 0 | 0 | 0 | 0 | 0 | 0
Emission Cost by Reporting Type: HQ_IESO
ReportingType | 2015 | 2020 | 2025 | 2030 | 2035 | 2040
BM | 0 | 0 | 0 | 0 | 0 | 0
CC | 0 | 0 | 0 | 0 | 0 | 0
CSP | 0 | 0 | 0 | 0 | 0 | 0
CT | 0 | 0 | 0 | 0 | 0 | 0
Coal | 0 | 0 | 0 | 0 | 0 | 0
Geo | 0 | 0 | 0 | 0 | 0 | 0
H | 0 | 0 | 0 | 0 | 0 | 0
LFG | 0 | 0 | 0 | 0 | 0 | 0
Nuc | 0 | 0 | 0 | 0 | 0 | 0
PS | 0 | 0 | 0 | 0 | 0 | 0
PV | 0 | 0 | 0 | 0 | 0 | 0
PeakG | 0 | 0 | 0 | 0 | 0 | 0
PeakO | 0 | 0 | 0 | 0 | 0 | 0
ST | 0 | 0 | 0 | 0 | 0 | 0
STOG | 0 | 0 | 0 | 0 | 0 | 0
STWD | 0 | 0 | 0 | 0 | 0 | 0
WT | 0 | 0 | 0 | 0 | 0 | 0
IGCC | 0 | 0 | 0 | 0 | 0 | 0
DemandResponse | 0 | 0 | 0 | 0 | 0 | 0
IGCC-CCS | 0 | 0 | 0 | 0 | 0 | 0
WT_off | 0 | 0 | 0 | 0 | 0 | 0
PseudoUnit | 0 | 0 | 0 | 0 | 0 | 0
FixedInterchange | 0 | 0 | 0 | 0 | 0 | 0
Emission Cost by Reporting Type: HQ_NEISO
ReportingType | 2015 | 2020 | 2025 | 2030 | 2035 | 2040
BM | 0 | 0 | 0 | 0 | 0 | 0
CC | 0 | 0 | 0 | 0 | 0 | 0
CSP | 0 | 0 | 0 | 0 | 0 | 0
CT | 0 | 0 | 0 | 0 | 0 | 0
Coal | 0 | 0 | 0 | 0 | 0 | 0
Geo | 0 | 0 | 0 | 0 | 0 | 0
H | 0 | 0 | 0 | 0 | 0 | 0
LFG | 0 | 0 | 0 | 0 | 0 | 0
Nuc | 0 | 0 | 0 | 0 | 0 | 0
PS | 0 | 0 | 0 | 0 | 0 | 0
PV | 0 | 0 | 0 | 0 | 0 | 0
PeakG | 0 | 0 | 0 | 0 | 0 | 0
PeakO | 0 | 0 | 0 | 0 | 0 | 0
ST | 0 | 0 | 0 | 0 | 0 | 0
STOG | 0 | 0 | 0 | 0 | 0 | 0
STWD | 0 | 0 | 0 | 0 | 0 | 0
WT | 0 | 0 | 0 | 0 | 0 | 0
IGCC | 0 | 0 | 0 | 0 | 0 | 0
DemandResponse | 0 | 0 | 0 | 0 | 0 | 0
IGCC-CCS | 0 | 0 | 0 | 0 | 0 | 0
WT_off | 0 | 0 | 0 | 0 | 0 | 0
PseudoUnit | 0 | 0 | 0 | 0 | 0 | 0
FixedInterchange | 0 | 0 | 0 | 0 | 0 | 0
Emission Cost by Reporting Type: HQ_NY
ReportingType | 2015 | 2020 | 2025 | 2030 | 2035 | 2040
BM | 0 | 0 | 0 | 0 | 0 | 0
CC | 0 | 0 | 0 | 0 | 0 | 0
CSP | 0 | 0 | 0 | 0 | 0 | 0
CT | 0 | 0 | 0 | 0 | 0 | 0
Coal | 0 | 0 | 0 | 0 | 0 | 0
Geo | 0 | 0 | 0 | 0 | 0 | 0
H | 0 | 0 | 0 | 0 | 0 | 0
LFG | 0 | 0 | 0 | 0 | 0 | 0
Nuc | 0 | 0 | 0 | 0 | 0 | 0
PS | 0 | 0 | 0 | 0 | 0 | 0
PV | 0 | 0 | 0 | 0 | 0 | 0
PeakG | 0 | 0 | 0 | 0 | 0 | 0
PeakO | 0 | 0 | 0 | 0 | 0 | 0
ST | 0 | 0 | 0 | 0 | 0 | 0
STOG | 0 | 0 | 0 | 0 | 0 | 0
STWD | 0 | 0 | 0 | 0 | 0 | 0
WT | 0 | 0 | 0 | 0 | 0 | 0
IGCC | 0 | 0 | 0 | 0 | 0 | 0
DemandResponse | 0 | 0 | 0 | 0 | 0 | 0
IGCC-CCS | 0 | 0 | 0 | 0 | 0 | 0
WT_off | 0 | 0 | 0 | 0 | 0 | 0
PseudoUnit | 0 | 0 | 0 | 0 | 0 | 0
FixedInterchange | 0 | 0 | 0 | 0 | 0 | 0
Emission Cost by Reporting Type: MARITIMES
ReportingType | 2015 | 2020 | 2025 | 2030 | 2035 | 2040
BM | 0 | 0 | 0 | 0 | 0 | 0
CC | 0 | 0 | 0 | 0 | 0 | 0
CSP | 0 | 0 | 0 | 0 | 0 | 0
CT | 0 | 0 | 0 | 0 | 0 | 0
Coal | 0 | 0 | 0 | 0 | 0 | 0
Geo | 0 | 0 | 0 | 0 | 0 | 0
H | 0 | 0 | 0 | 0 | 0 | 0
LFG | 0 | 0 | 0 | 0 | 0 | 0
Nuc | 0 | 0 | 0 | 0 | 0 | 0
PS | 0 | 0 | 0 | 0 | 0 | 0
PV | 0 | 0 | 0 | 0 | 0 | 0
PeakG | 0 | 0 | 0 | 0 | 0 | 0
PeakO | 0 | 0 | 0 | 0 | 0 | 0
ST | 0 | 0 | 0 | 0 | 0 | 0
STOG | 0 | 0 | 0 | 0 | 0 | 0
STWD | 0 | 0 | 0 | 0 | 0 | 0
WT | 0 | 0 | 0 | 0 | 0 | 0
IGCC | 0 | 0 | 0 | 0 | 0 | 0
DemandResponse | 0 | 0 | 0 | 0 | 0 | 0
IGCC-CCS | 0 | 0 | 0 | 0 | 0 | 0
WT_off | 0 | 0 | 0 | 0 | 0 | 0
PseudoUnit | 0 | 0 | 0 | 0 | 0 | 0
FixedInterchange | 0 | 0 | 0 | 0 | 0 | 0
Emission Cost by Reporting Type: All
ReportingType | 2015 | 2020 | 2025 | 2030 | 2035 | 2040
BM | 0 | 0 | 0 | 0 | 0 | 0
CC | 0 | 0 | 0 | 0 | 0 | 0
CSP | 0 | 0 | 0 | 0 | 0 | 0
CT | 0 | 0 | 0 | 0 | 0 | 0
Coal | 0 | 0 | 0 | 0 | 0 | 0
Geo | 0 | 0 | 0 | 0 | 0 | 0
H | 0 | 0 | 0 | 0 | 0 | 0
LFG | 0 | 0 | 0 | 0 | 0 | 0
Nuc | 0 | 0 | 0 | 0 | 0 | 0
PS | 0 | 0 | 0 | 0 | 0 | 0
PV | 0 | 0 | 0 | 0 | 0 | 0
PeakG | 0 | 0 | 0 | 0 | 0 | 0
PeakO | 0 | 0 | 0 | 0 | 0 | 0
ST | 0 | 0 | 0 | 0 | 0 | 0
STOG | 0 | 0 | 0 | 0 | 0 | 0
STWD | 0 | 0 | 0 | 0 | 0 | 0
WT | 0 | 0 | 0 | 0 | 0 | 0
IGCC | 0 | 0 | 0 | 0 | 0 | 0
DemandResponse | 0 | 0 | 0 | 0 | 0 | 0
IGCC-CCS | 0 | 0 | 0 | 0 | 0 | 0
WT_off | 0 | 0 | 0 | 0 | 0 | 0
PseudoUnit | 0 | 0 | 0 | 0 | 0 | 0
FixedInterchange | 0 | 0 | 0 | 0 | 0 | 0
Emission Cost by Reporting Type: EI_US
ReportingType | 2015 | 2020 | 2025 | 2030 | 2035 | 2040
BM | 0 | 0 | 0 | 0 | 0 | 0
CC | 0 | 0 | 0 | 0 | 0 | 0
CSP | 0 | 0 | 0 | 0 | 0 | 0
CT | 0 | 0 | 0 | 0 | 0 | 0
Coal | 0 | 0 | 0 | 0 | 0 | 0
Geo | 0 | 0 | 0 | 0 | 0 | 0
H | 0 | 0 | 0 | 0 | 0 | 0
LFG | 0 | 0 | 0 | 0 | 0 | 0
Nuc | 0 | 0 | 0 | 0 | 0 | 0
PS | 0 | 0 | 0 | 0 | 0 | 0
PV | 0 | 0 | 0 | 0 | 0 | 0
PeakG | 0 | 0 | 0 | 0 | 0 | 0
PeakO | 0 | 0 | 0 | 0 | 0 | 0
ST | 0 | 0 | 0 | 0 | 0 | 0
STOG | 0 | 0 | 0 | 0 | 0 | 0
STWD | 0 | 0 | 0 | 0 | 0 | 0
WT | 0 | 0 | 0 | 0 | 0 | 0
IGCC | 0 | 0 | 0 | 0 | 0 | 0
DemandResponse | 0 | 0 | 0 | 0 | 0 | 0
IGCC-CCS | 0 | 0 | 0 | 0 | 0 | 0
WT_off | 0 | 0 | 0 | 0 | 0 | 0
PseudoUnit | 0 | 0 | 0 | 0 | 0 | 0
FixedInterchange | 0 | 0 | 0 | 0 | 0 | 0
Emission Cost by Reporting Type: EI_Canada
ReportingType | 2015 | 2020 | 2025 | 2030 | 2035 | 2040
BM | 0 | 0 | 0 | 0 | 0 | 0
CC | 0 | 0 | 0 | 0 | 0 | 0
CSP | 0 | 0 | 0 | 0 | 0 | 0
CT | 0 | 0 | 0 | 0 | 0 | 0
Coal | 0 | 0 | 0 | 0 | 0 | 0
Geo | 0 | 0 | 0 | 0 | 0 | 0
H | 0 | 0 | 0 | 0 | 0 | 0
LFG | 0 | 0 | 0 | 0 | 0 | 0
Nuc | 0 | 0 | 0 | 0 | 0 | 0
PS | 0 | 0 | 0 | 0 | 0 | 0
PV | 0 | 0 | 0 | 0 | 0 | 0
PeakG | 0 | 0 | 0 | 0 | 0 | 0
PeakO | 0 | 0 | 0 | 0 | 0 | 0
ST | 0 | 0 | 0 | 0 | 0 | 0
STOG | 0 | 0 | 0 | 0 | 0 | 0
STWD | 0 | 0 | 0 | 0 | 0 | 0
WT | 0 | 0 | 0 | 0 | 0 | 0
IGCC | 0 | 0 | 0 | 0 | 0 | 0
DemandResponse | 0 | 0 | 0 | 0 | 0 | 0
IGCC-CCS | 0 | 0 | 0 | 0 | 0 | 0
WT_off | 0 | 0 | 0 | 0 | 0 | 0
PseudoUnit | 0 | 0 | 0 | 0 | 0 | 0
FixedInterchange | 0 | 0 | 0 | 0 | 0 | 0
Emission Cost by Reporting Type: EI
ReportingType | 2015 | 2020 | 2025 | 2030 | 2035 | 2040
BM | 0 | 0 | 0 | 0 | 0 | 0
CC | 0 | 0 | 0 | 0 | 0 | 0
CSP | 0 | 0 | 0 | 0 | 0 | 0
CT | 0 | 0 | 0 | 0 | 0 | 0
Coal | 0 | 0 | 0 | 0 | 0 | 0
Geo | 0 | 0 | 0 | 0 | 0 | 0
H | 0 | 0 | 0 | 0 | 0 | 0
LFG | 0 | 0 | 0 | 0 | 0 | 0
Nuc | 0 | 0 | 0 | 0 | 0 | 0
PS | 0 | 0 | 0 | 0 | 0 | 0
PV | 0 | 0 | 0 | 0 | 0 | 0
PeakG | 0 | 0 | 0 | 0 | 0 | 0
PeakO | 0 | 0 | 0 | 0 | 0 | 0
ST | 0 | 0 | 0 | 0 | 0 | 0
STOG | 0 | 0 | 0 | 0 | 0 | 0
STWD | 0 | 0 | 0 | 0 | 0 | 0
WT | 0 | 0 | 0 | 0 | 0 | 0
IGCC | 0 | 0 | 0 | 0 | 0 | 0
DemandResponse | 0 | 0 | 0 | 0 | 0 | 0
IGCC-CCS | 0 | 0 | 0 | 0 | 0 | 0
WT_off | 0 | 0 | 0 | 0 | 0 | 0
PseudoUnit | 0 | 0 | 0 | 0 | 0 | 0
FixedInterchange | 0 | 0 | 0 | 0 | 0 | 0
Emission Cost by Reporting Type: Outside_EI
ReportingType | 2015 | 2020 | 2025 | 2030 | 2035 | 2040
BM | 0 | 0 | 0 | 0 | 0 | 0
CC | 0 | 0 | 0 | 0 | 0 | 0
CSP | 0 | 0 | 0 | 0 | 0 | 0
CT | 0 | 0 | 0 | 0 | 0 | 0
Coal | 0 | 0 | 0 | 0 | 0 | 0
Geo | 0 | 0 | 0 | 0 | 0 | 0
H | 0 | 0 | 0 | 0 | 0 | 0
LFG | 0 | 0 | 0 | 0 | 0 | 0
Nuc | 0 | 0 | 0 | 0 | 0 | 0
PS | 0 | 0 | 0 | 0 | 0 | 0
PV | 0 | 0 | 0 | 0 | 0 | 0
PeakG | 0 | 0 | 0 | 0 | 0 | 0
PeakO | 0 | 0 | 0 | 0 | 0 | 0
ST | 0 | 0 | 0 | 0 | 0 | 0
STOG | 0 | 0 | 0 | 0 | 0 | 0
STWD | 0 | 0 | 0 | 0 | 0 | 0
WT | 0 | 0 | 0 | 0 | 0 | 0
IGCC | 0 | 0 | 0 | 0 | 0 | 0
DemandResponse | 0 | 0 | 0 | 0 | 0 | 0
IGCC-CCS | 0 | 0 | 0 | 0 | 0 | 0
WT_off | 0 | 0 | 0 | 0 | 0 | 0
PseudoUnit | 0 | 0 | 0 | 0 | 0 | 0
FixedInterchange | 0 | 0 | 0 | 0 | 0 | 0
==== Emission Program: CAMR : (Hg) ====
Emission Cost by Reporting Type: Entergy
ReportingType | 2015 | 2020 | 2025 | 2030 | 2035 | 2040
BM | 0 | 0 | 0 | 0 | 0 | 0
CC | 0 | 0 | 0 | 0 | 0 | 0
CSP | 0 | 0 | 0 | 0 | 0 | 0
CT | 0 | 0 | 0 | 0 | 0 | 0
Coal | 0 | 0 | 0 | 0 | 0 | 0
Geo | 0 | 0 | 0 | 0 | 0 | 0
H | 0 | 0 | 0 | 0 | 0 | 0
LFG | 0 | 0 | 0 | 0 | 0 | 0
Nuc | 0 | 0 | 0 | 0 | 0 | 0
PS | 0 | 0 | 0 | 0 | 0 | 0
PV | 0 | 0 | 0 | 0 | 0 | 0
PeakG | 0 | 0 | 0 | 0 | 0 | 0
PeakO | 0 | 0 | 0 | 0 | 0 | 0
ST | 0 | 0 | 0 | 0 | 0 | 0
STOG | 0 | 0 | 0 | 0 | 0 | 0
STWD | 0 | 0 | 0 | 0 | 0 | 0
WT | 0 | 0 | 0 | 0 | 0 | 0
IGCC | 0 | 0 | 0 | 0 | 0 | 0
DemandResponse | 0 | 0 | 0 | 0 | 0 | 0
IGCC-CCS | 0 | 0 | 0 | 0 | 0 | 0
WT_off | 0 | 0 | 0 | 0 | 0 | 0
PseudoUnit | 0 | 0 | 0 | 0 | 0 | 0
FixedInterchange | 0 | 0 | 0 | 0 | 0 | 0
Emission Cost by Reporting Type: FRCC
ReportingType | 2015 | 2020 | 2025 | 2030 | 2035 | 2040
BM | 0 | 0 | 0 | 0 | 0 | 0
CC | 0 | 0 | 0 | 0 | 0 | 0
CSP | 0 | 0 | 0 | 0 | 0 | 0
CT | 0 | 0 | 0 | 0 | 0 | 0
Coal | 0 | 0 | 0 | 0 | 0 | 0
Geo | 0 | 0 | 0 | 0 | 0 | 0
H | 0 | 0 | 0 | 0 | 0 | 0
LFG | 0 | 0 | 0 | 0 | 0 | 0
Nuc | 0 | 0 | 0 | 0 | 0 | 0
PS | 0 | 0 | 0 | 0 | 0 | 0
PV | 0 | 0 | 0 | 0 | 0 | 0
PeakG | 0 | 0 | 0 | 0 | 0 | 0
PeakO | 0 | 0 | 0 | 0 | 0 | 0
ST | 0 | 0 | 0 | 0 | 0 | 0
STOG | 0 | 0 | 0 | 0 | 0 | 0
STWD | 0 | 0 | 0 | 0 | 0 | 0
WT | 0 | 0 | 0 | 0 | 0 | 0
IGCC | 0 | 0 | 0 | 0 | 0 | 0
DemandResponse | 0 | 0 | 0 | 0 | 0 | 0
IGCC-CCS | 0 | 0 | 0 | 0 | 0 | 0
WT_off | 0 | 0 | 0 | 0 | 0 | 0
PseudoUnit | 0 | 0 | 0 | 0 | 0 | 0
FixedInterchange | 0 | 0 | 0 | 0 | 0 | 0
Emission Cost by Reporting Type: MAPP_US
ReportingType | 2015 | 2020 | 2025 | 2030 | 2035 | 2040
BM | 0 | 0 | 0 | 0 | 0 | 0
CC | 0 | 0 | 0 | 0 | 0 | 0
CSP | 0 | 0 | 0 | 0 | 0 | 0
CT | 0 | 0 | 0 | 0 | 0 | 0
Coal | 0 | 0 | 0 | 0 | 0 | 0
Geo | 0 | 0 | 0 | 0 | 0 | 0
H | 0 | 0 | 0 | 0 | 0 | 0
LFG | 0 | 0 | 0 | 0 | 0 | 0
Nuc | 0 | 0 | 0 | 0 | 0 | 0
PS | 0 | 0 | 0 | 0 | 0 | 0
PV | 0 | 0 | 0 | 0 | 0 | 0
PeakG | 0 | 0 | 0 | 0 | 0 | 0
PeakO | 0 | 0 | 0 | 0 | 0 | 0
ST | 0 | 0 | 0 | 0 | 0 | 0
STOG | 0 | 0 | 0 | 0 | 0 | 0
STWD | 0 | 0 | 0 | 0 | 0 | 0
WT | 0 | 0 | 0 | 0 | 0 | 0
IGCC | 0 | 0 | 0 | 0 | 0 | 0
DemandResponse | 0 | 0 | 0 | 0 | 0 | 0
IGCC-CCS | 0 | 0 | 0 | 0 | 0 | 0
WT_off | 0 | 0 | 0 | 0 | 0 | 0
PseudoUnit | 0 | 0 | 0 | 0 | 0 | 0
FixedInterchange | 0 | 0 | 0 | 0 | 0 | 0
Emission Cost by Reporting Type: MISO_IN
ReportingType | 2015 | 2020 | 2025 | 2030 | 2035 | 2040
BM | 0 | 0 | 0 | 0 | 0 | 0
CC | 0 | 0 | 0 | 0 | 0 | 0
CSP | 0 | 0 | 0 | 0 | 0 | 0
CT | 0 | 0 | 0 | 0 | 0 | 0
Coal | 0 | 0 | 0 | 0 | 0 | 0
Geo | 0 | 0 | 0 | 0 | 0 | 0
H | 0 | 0 | 0 | 0 | 0 | 0
LFG | 0 | 0 | 0 | 0 | 0 | 0
Nuc | 0 | 0 | 0 | 0 | 0 | 0
PS | 0 | 0 | 0 | 0 | 0 | 0
PV | 0 | 0 | 0 | 0 | 0 | 0
PeakG | 0 | 0 | 0 | 0 | 0 | 0
PeakO | 0 | 0 | 0 | 0 | 0 | 0
ST | 0 | 0 | 0 | 0 | 0 | 0
STOG | 0 | 0 | 0 | 0 | 0 | 0
STWD | 0 | 0 | 0 | 0 | 0 | 0
WT | 0 | 0 | 0 | 0 | 0 | 0
IGCC | 0 | 0 | 0 | 0 | 0 | 0
DemandResponse | 0 | 0 | 0 | 0 | 0 | 0
IGCC-CCS | 0 | 0 | 0 | 0 | 0 | 0
WT_off | 0 | 0 | 0 | 0 | 0 | 0
PseudoUnit | 0 | 0 | 0 | 0 | 0 | 0
FixedInterchange | 0 | 0 | 0 | 0 | 0 | 0
Emission Cost by Reporting Type: MISO_MI
ReportingType | 2015 | 2020 | 2025 | 2030 | 2035 | 2040
BM | 0 | 0 | 0 | 0 | 0 | 0
CC | 0 | 0 | 0 | 0 | 0 | 0
CSP | 0 | 0 | 0 | 0 | 0 | 0
CT | 0 | 0 | 0 | 0 | 0 | 0
Coal | 0 | 0 | 0 | 0 | 0 | 0
Geo | 0 | 0 | 0 | 0 | 0 | 0
H | 0 | 0 | 0 | 0 | 0 | 0
LFG | 0 | 0 | 0 | 0 | 0 | 0
Nuc | 0 | 0 | 0 | 0 | 0 | 0
PS | 0 | 0 | 0 | 0 | 0 | 0
PV | 0 | 0 | 0 | 0 | 0 | 0
PeakG | 0 | 0 | 0 | 0 | 0 | 0
PeakO | 0 | 0 | 0 | 0 | 0 | 0
ST | 0 | 0 | 0 | 0 | 0 | 0
STOG | 0 | 0 | 0 | 0 | 0 | 0
STWD | 0 | 0 | 0 | 0 | 0 | 0
WT | 0 | 0 | 0 | 0 | 0 | 0
IGCC | 0 | 0 | 0 | 0 | 0 | 0
DemandResponse | 0 | 0 | 0 | 0 | 0 | 0
IGCC-CCS | 0 | 0 | 0 | 0 | 0 | 0
WT_off | 0 | 0 | 0 | 0 | 0 | 0
PseudoUnit | 0 | 0 | 0 | 0 | 0 | 0
FixedInterchange | 0 | 0 | 0 | 0 | 0 | 0
Emission Cost by Reporting Type: MISO_MO-IL
ReportingType | 2015 | 2020 | 2025 | 2030 | 2035 | 2040
BM | 0 | 0 | 0 | 0 | 0 | 0
CC | 0 | 0 | 0 | 0 | 0 | 0
CSP | 0 | 0 | 0 | 0 | 0 | 0
CT | 0 | 0 | 0 | 0 | 0 | 0
Coal | 0 | 0 | 0 | 0 | 0 | 0
Geo | 0 | 0 | 0 | 0 | 0 | 0
H | 0 | 0 | 0 | 0 | 0 | 0
LFG | 0 | 0 | 0 | 0 | 0 | 0
Nuc | 0 | 0 | 0 | 0 | 0 | 0
PS | 0 | 0 | 0 | 0 | 0 | 0
PV | 0 | 0 | 0 | 0 | 0 | 0
PeakG | 0 | 0 | 0 | 0 | 0 | 0
PeakO | 0 | 0 | 0 | 0 | 0 | 0
ST | 0 | 0 | 0 | 0 | 0 | 0
STOG | 0 | 0 | 0 | 0 | 0 | 0
STWD | 0 | 0 | 0 | 0 | 0 | 0
WT | 0 | 0 | 0 | 0 | 0 | 0
IGCC | 0 | 0 | 0 | 0 | 0 | 0
DemandResponse | 0 | 0 | 0 | 0 | 0 | 0
IGCC-CCS | 0 | 0 | 0 | 0 | 0 | 0
WT_off | 0 | 0 | 0 | 0 | 0 | 0
PseudoUnit | 0 | 0 | 0 | 0 | 0 | 0
FixedInterchange | 0 | 0 | 0 | 0 | 0 | 0
Emission Cost by Reporting Type: MISO_W
ReportingType | 2015 | 2020 | 2025 | 2030 | 2035 | 2040
BM | 0 | 0 | 0 | 0 | 0 | 0
CC | 0 | 0 | 0 | 0 | 0 | 0
CSP | 0 | 0 | 0 | 0 | 0 | 0
CT | 0 | 0 | 0 | 0 | 0 | 0
Coal | 0 | 0 | 0 | 0 | 0 | 0
Geo | 0 | 0 | 0 | 0 | 0 | 0
H | 0 | 0 | 0 | 0 | 0 | 0
LFG | 0 | 0 | 0 | 0 | 0 | 0
Nuc | 0 | 0 | 0 | 0 | 0 | 0
PS | 0 | 0 | 0 | 0 | 0 | 0
PV | 0 | 0 | 0 | 0 | 0 | 0
PeakG | 0 | 0 | 0 | 0 | 0 | 0
PeakO | 0 | 0 | 0 | 0 | 0 | 0
ST | 0 | 0 | 0 | 0 | 0 | 0
STOG | 0 | 0 | 0 | 0 | 0 | 0
STWD | 0 | 0 | 0 | 0 | 0 | 0
WT | 0 | 0 | 0 | 0 | 0 | 0
IGCC | 0 | 0 | 0 | 0 | 0 | 0
DemandResponse | 0 | 0 | 0 | 0 | 0 | 0
IGCC-CCS | 0 | 0 | 0 | 0 | 0 | 0
WT_off | 0 | 0 | 0 | 0 | 0 | 0
PseudoUnit | 0 | 0 | 0 | 0 | 0 | 0
FixedInterchange | 0 | 0 | 0 | 0 | 0 | 0
Emission Cost by Reporting Type: MISO_WUMS
ReportingType | 2015 | 2020 | 2025 | 2030 | 2035 | 2040
BM | 0 | 0 | 0 | 0 | 0 | 0
CC | 0 | 0 | 0 | 0 | 0 | 0
CSP | 0 | 0 | 0 | 0 | 0 | 0
CT | 0 | 0 | 0 | 0 | 0 | 0
Coal | 0 | 0 | 0 | 0 | 0 | 0
Geo | 0 | 0 | 0 | 0 | 0 | 0
H | 0 | 0 | 0 | 0 | 0 | 0
LFG | 0 | 0 | 0 | 0 | 0 | 0
Nuc | 0 | 0 | 0 | 0 | 0 | 0
PS | 0 | 0 | 0 | 0 | 0 | 0
PV | 0 | 0 | 0 | 0 | 0 | 0
PeakG | 0 | 0 | 0 | 0 | 0 | 0
PeakO | 0 | 0 | 0 | 0 | 0 | 0
ST | 0 | 0 | 0 | 0 | 0 | 0
STOG | 0 | 0 | 0 | 0 | 0 | 0
STWD | 0 | 0 | 0 | 0 | 0 | 0
WT | 0 | 0 | 0 | 0 | 0 | 0
IGCC | 0 | 0 | 0 | 0 | 0 | 0
DemandResponse | 0 | 0 | 0 | 0 | 0 | 0
IGCC-CCS | 0 | 0 | 0 | 0 | 0 | 0
WT_off | 0 | 0 | 0 | 0 | 0 | 0
PseudoUnit | 0 | 0 | 0 | 0 | 0 | 0
FixedInterchange | 0 | 0 | 0 | 0 | 0 | 0
Emission Cost by Reporting Type: Nebraska
ReportingType | 2015 | 2020 | 2025 | 2030 | 2035 | 2040
BM | 0 | 0 | 0 | 0 | 0 | 0
CC | 0 | 0 | 0 | 0 | 0 | 0
CSP | 0 | 0 | 0 | 0 | 0 | 0
CT | 0 | 0 | 0 | 0 | 0 | 0
Coal | 0 | 0 | 0 | 0 | 0 | 0
Geo | 0 | 0 | 0 | 0 | 0 | 0
H | 0 | 0 | 0 | 0 | 0 | 0
LFG | 0 | 0 | 0 | 0 | 0 | 0
Nuc | 0 | 0 | 0 | 0 | 0 | 0
PS | 0 | 0 | 0 | 0 | 0 | 0
PV | 0 | 0 | 0 | 0 | 0 | 0
PeakG | 0 | 0 | 0 | 0 | 0 | 0
PeakO | 0 | 0 | 0 | 0 | 0 | 0
ST | 0 | 0 | 0 | 0 | 0 | 0
STOG | 0 | 0 | 0 | 0 | 0 | 0
STWD | 0 | 0 | 0 | 0 | 0 | 0
WT | 0 | 0 | 0 | 0 | 0 | 0
IGCC | 0 | 0 | 0 | 0 | 0 | 0
DemandResponse | 0 | 0 | 0 | 0 | 0 | 0
IGCC-CCS | 0 | 0 | 0 | 0 | 0 | 0
WT_off | 0 | 0 | 0 | 0 | 0 | 0
PseudoUnit | 0 | 0 | 0 | 0 | 0 | 0
FixedInterchange | 0 | 0 | 0 | 0 | 0 | 0
Emission Cost by Reporting Type: NEISO
ReportingType | 2015 | 2020 | 2025 | 2030 | 2035 | 2040
BM | 0 | 0 | 0 | 0 | 0 | 0
CC | 0 | 0 | 0 | 0 | 0 | 0
CSP | 0 | 0 | 0 | 0 | 0 | 0
CT | 0 | 0 | 0 | 0 | 0 | 0
Coal | 0 | 0 | 0 | 0 | 0 | 0
Geo | 0 | 0 | 0 | 0 | 0 | 0
H | 0 | 0 | 0 | 0 | 0 | 0
LFG | 0 | 0 | 0 | 0 | 0 | 0
Nuc | 0 | 0 | 0 | 0 | 0 | 0
PS | 0 | 0 | 0 | 0 | 0 | 0
PV | 0 | 0 | 0 | 0 | 0 | 0
PeakG | 0 | 0 | 0 | 0 | 0 | 0
PeakO | 0 | 0 | 0 | 0 | 0 | 0
ST | 0 | 0 | 0 | 0 | 0 | 0
STOG | 0 | 0 | 0 | 0 | 0 | 0
STWD | 0 | 0 | 0 | 0 | 0 | 0
WT | 0 | 0 | 0 | 0 | 0 | 0
IGCC | 0 | 0 | 0 | 0 | 0 | 0
DemandResponse | 0 | 0 | 0 | 0 | 0 | 0
IGCC-CCS | 0 | 0 | 0 | 0 | 0 | 0
WT_off | 0 | 0 | 0 | 0 | 0 | 0
PseudoUnit | 0 | 0 | 0 | 0 | 0 | 0
FixedInterchange | 0 | 0 | 0 | 0 | 0 | 0
Emission Cost by Reporting Type: NonRTO_Midwest
ReportingType | 2015 | 2020 | 2025 | 2030 | 2035 | 2040
BM | 0 | 0 | 0 | 0 | 0 | 0
CC | 0 | 0 | 0 | 0 | 0 | 0
CSP | 0 | 0 | 0 | 0 | 0 | 0
CT | 0 | 0 | 0 | 0 | 0 | 0
Coal | 0 | 0 | 0 | 0 | 0 | 0
Geo | 0 | 0 | 0 | 0 | 0 | 0
H | 0 | 0 | 0 | 0 | 0 | 0
LFG | 0 | 0 | 0 | 0 | 0 | 0
Nuc | 0 | 0 | 0 | 0 | 0 | 0
PS | 0 | 0 | 0 | 0 | 0 | 0
PV | 0 | 0 | 0 | 0 | 0 | 0
PeakG | 0 | 0 | 0 | 0 | 0 | 0
PeakO | 0 | 0 | 0 | 0 | 0 | 0
ST | 0 | 0 | 0 | 0 | 0 | 0
STOG | 0 | 0 | 0 | 0 | 0 | 0
STWD | 0 | 0 | 0 | 0 | 0 | 0
WT | 0 | 0 | 0 | 0 | 0 | 0
IGCC | 0 | 0 | 0 | 0 | 0 | 0
DemandResponse | 0 | 0 | 0 | 0 | 0 | 0
IGCC-CCS | 0 | 0 | 0 | 0 | 0 | 0
WT_off | 0 | 0 | 0 | 0 | 0 | 0
PseudoUnit | 0 | 0 | 0 | 0 | 0 | 0
FixedInterchange | 0 | 0 | 0 | 0 | 0 | 0
Emission Cost by Reporting Type: NYISO_A-F
ReportingType | 2015 | 2020 | 2025 | 2030 | 2035 | 2040
BM | 0 | 0 | 0 | 0 | 0 | 0
CC | 0 | 0 | 0 | 0 | 0 | 0
CSP | 0 | 0 | 0 | 0 | 0 | 0
CT | 0 | 0 | 0 | 0 | 0 | 0
Coal | 0 | 0 | 0 | 0 | 0 | 0
Geo | 0 | 0 | 0 | 0 | 0 | 0
H | 0 | 0 | 0 | 0 | 0 | 0
LFG | 0 | 0 | 0 | 0 | 0 | 0
Nuc | 0 | 0 | 0 | 0 | 0 | 0
PS | 0 | 0 | 0 | 0 | 0 | 0
PV | 0 | 0 | 0 | 0 | 0 | 0
PeakG | 0 | 0 | 0 | 0 | 0 | 0
PeakO | 0 | 0 | 0 | 0 | 0 | 0
ST | 0 | 0 | 0 | 0 | 0 | 0
STOG | 0 | 0 | 0 | 0 | 0 | 0
STWD | 0 | 0 | 0 | 0 | 0 | 0
WT | 0 | 0 | 0 | 0 | 0 | 0
IGCC | 0 | 0 | 0 | 0 | 0 | 0
DemandResponse | 0 | 0 | 0 | 0 | 0 | 0
IGCC-CCS | 0 | 0 | 0 | 0 | 0 | 0
WT_off | 0 | 0 | 0 | 0 | 0 | 0
PseudoUnit | 0 | 0 | 0 | 0 | 0 | 0
FixedInterchange | 0 | 0 | 0 | 0 | 0 | 0
Emission Cost by Reporting Type: NYISO_G-I
ReportingType | 2015 | 2020 | 2025 | 2030 | 2035 | 2040
BM | 0 | 0 | 0 | 0 | 0 | 0
CC | 0 | 0 | 0 | 0 | 0 | 0
CSP | 0 | 0 | 0 | 0 | 0 | 0
CT | 0 | 0 | 0 | 0 | 0 | 0
Coal | 0 | 0 | 0 | 0 | 0 | 0
Geo | 0 | 0 | 0 | 0 | 0 | 0
H | 0 | 0 | 0 | 0 | 0 | 0
LFG | 0 | 0 | 0 | 0 | 0 | 0
Nuc | 0 | 0 | 0 | 0 | 0 | 0
PS | 0 | 0 | 0 | 0 | 0 | 0
PV | 0 | 0 | 0 | 0 | 0 | 0
PeakG | 0 | 0 | 0 | 0 | 0 | 0
PeakO | 0 | 0 | 0 | 0 | 0 | 0
ST | 0 | 0 | 0 | 0 | 0 | 0
STOG | 0 | 0 | 0 | 0 | 0 | 0
STWD | 0 | 0 | 0 | 0 | 0 | 0
WT | 0 | 0 | 0 | 0 | 0 | 0
IGCC | 0 | 0 | 0 | 0 | 0 | 0
DemandResponse | 0 | 0 | 0 | 0 | 0 | 0
IGCC-CCS | 0 | 0 | 0 | 0 | 0 | 0
WT_off | 0 | 0 | 0 | 0 | 0 | 0
PseudoUnit | 0 | 0 | 0 | 0 | 0 | 0
FixedInterchange | 0 | 0 | 0 | 0 | 0 | 0
Emission Cost by Reporting Type: NYISO_J-K
ReportingType | 2015 | 2020 | 2025 | 2030 | 2035 | 2040
BM | 0 | 0 | 0 | 0 | 0 | 0
CC | 0 | 0 | 0 | 0 | 0 | 0
CSP | 0 | 0 | 0 | 0 | 0 | 0
CT | 0 | 0 | 0 | 0 | 0 | 0
Coal | 0 | 0 | 0 | 0 | 0 | 0
Geo | 0 | 0 | 0 | 0 | 0 | 0
H | 0 | 0 | 0 | 0 | 0 | 0
LFG | 0 | 0 | 0 | 0 | 0 | 0
Nuc | 0 | 0 | 0 | 0 | 0 | 0
PS | 0 | 0 | 0 | 0 | 0 | 0
PV | 0 | 0 | 0 | 0 | 0 | 0
PeakG | 0 | 0 | 0 | 0 | 0 | 0
PeakO | 0 | 0 | 0 | 0 | 0 | 0
ST | 0 | 0 | 0 | 0 | 0 | 0
STOG | 0 | 0 | 0 | 0 | 0 | 0
STWD | 0 | 0 | 0 | 0 | 0 | 0
WT | 0 | 0 | 0 | 0 | 0 | 0
IGCC | 0 | 0 | 0 | 0 | 0 | 0
DemandResponse | 0 | 0 | 0 | 0 | 0 | 0
IGCC-CCS | 0 | 0 | 0 | 0 | 0 | 0
WT_off | 0 | 0 | 0 | 0 | 0 | 0
PseudoUnit | 0 | 0 | 0 | 0 | 0 | 0
FixedInterchange | 0 | 0 | 0 | 0 | 0 | 0
Emission Cost by Reporting Type: PJM_E
ReportingType | 2015 | 2020 | 2025 | 2030 | 2035 | 2040
BM | 0 | 0 | 0 | 0 | 0 | 0
CC | 0 | 0 | 0 | 0 | 0 | 0
CSP | 0 | 0 | 0 | 0 | 0 | 0
CT | 0 | 0 | 0 | 0 | 0 | 0
Coal | 0 | 0 | 0 | 0 | 0 | 0
Geo | 0 | 0 | 0 | 0 | 0 | 0
H | 0 | 0 | 0 | 0 | 0 | 0
LFG | 0 | 0 | 0 | 0 | 0 | 0
Nuc | 0 | 0 | 0 | 0 | 0 | 0
PS | 0 | 0 | 0 | 0 | 0 | 0
PV | 0 | 0 | 0 | 0 | 0 | 0
PeakG | 0 | 0 | 0 | 0 | 0 | 0
PeakO | 0 | 0 | 0 | 0 | 0 | 0
ST | 0 | 0 | 0 | 0 | 0 | 0
STOG | 0 | 0 | 0 | 0 | 0 | 0
STWD | 0 | 0 | 0 | 0 | 0 | 0
WT | 0 | 0 | 0 | 0 | 0 | 0
IGCC | 0 | 0 | 0 | 0 | 0 | 0
DemandResponse | 0 | 0 | 0 | 0 | 0 | 0
IGCC-CCS | 0 | 0 | 0 | 0 | 0 | 0
WT_off | 0 | 0 | 0 | 0 | 0 | 0
PseudoUnit | 0 | 0 | 0 | 0 | 0 | 0
FixedInterchange | 0 | 0 | 0 | 0 | 0 | 0
Emission Cost by Reporting Type: PJM_ROM
ReportingType | 2015 | 2020 | 2025 | 2030 | 2035 | 2040
BM | 0 | 0 | 0 | 0 | 0 | 0
CC | 0 | 0 | 0 | 0 | 0 | 0
CSP | 0 | 0 | 0 | 0 | 0 | 0
CT | 0 | 0 | 0 | 0 | 0 | 0
Coal | 0 | 0 | 0 | 0 | 0 | 0
Geo | 0 | 0 | 0 | 0 | 0 | 0
H | 0 | 0 | 0 | 0 | 0 | 0
LFG | 0 | 0 | 0 | 0 | 0 | 0
Nuc | 0 | 0 | 0 | 0 | 0 | 0
PS | 0 | 0 | 0 | 0 | 0 | 0
PV | 0 | 0 | 0 | 0 | 0 | 0
PeakG | 0 | 0 | 0 | 0 | 0 | 0
PeakO | 0 | 0 | 0 | 0 | 0 | 0
ST | 0 | 0 | 0 | 0 | 0 | 0
STOG | 0 | 0 | 0 | 0 | 0 | 0
STWD | 0 | 0 | 0 | 0 | 0 | 0
WT | 0 | 0 | 0 | 0 | 0 | 0
IGCC | 0 | 0 | 0 | 0 | 0 | 0
DemandResponse | 0 | 0 | 0 | 0 | 0 | 0
IGCC-CCS | 0 | 0 | 0 | 0 | 0 | 0
WT_off | 0 | 0 | 0 | 0 | 0 | 0
PseudoUnit | 0 | 0 | 0 | 0 | 0 | 0
FixedInterchange | 0 | 0 | 0 | 0 | 0 | 0
Emission Cost by Reporting Type: PJM_ROR
ReportingType | 2015 | 2020 | 2025 | 2030 | 2035 | 2040
BM | 0 | 0 | 0 | 0 | 0 | 0
CC | 0 | 0 | 0 | 0 | 0 | 0
CSP | 0 | 0 | 0 | 0 | 0 | 0
CT | 0 | 0 | 0 | 0 | 0 | 0
Coal | 0 | 0 | 0 | 0 | 0 | 0
Geo | 0 | 0 | 0 | 0 | 0 | 0
H | 0 | 0 | 0 | 0 | 0 | 0
LFG | 0 | 0 | 0 | 0 | 0 | 0
Nuc | 0 | 0 | 0 | 0 | 0 | 0
PS | 0 | 0 | 0 | 0 | 0 | 0
PV | 0 | 0 | 0 | 0 | 0 | 0
PeakG | 0 | 0 | 0 | 0 | 0 | 0
PeakO | 0 | 0 | 0 | 0 | 0 | 0
ST | 0 | 0 | 0 | 0 | 0 | 0
STOG | 0 | 0 | 0 | 0 | 0 | 0
STWD | 0 | 0 | 0 | 0 | 0 | 0
WT | 0 | 0 | 0 | 0 | 0 | 0
IGCC | 0 | 0 | 0 | 0 | 0 | 0
DemandResponse | 0 | 0 | 0 | 0 | 0 | 0
IGCC-CCS | 0 | 0 | 0 | 0 | 0 | 0
WT_off | 0 | 0 | 0 | 0 | 0 | 0
PseudoUnit | 0 | 0 | 0 | 0 | 0 | 0
FixedInterchange | 0 | 0 | 0 | 0 | 0 | 0
Emission Cost by Reporting Type: SOCO
ReportingType | 2015 | 2020 | 2025 | 2030 | 2035 | 2040
BM | 0 | 0 | 0 | 0 | 0 | 0
CC | 0 | 0 | 0 | 0 | 0 | 0
CSP | 0 | 0 | 0 | 0 | 0 | 0
CT | 0 | 0 | 0 | 0 | 0 | 0
Coal | 0 | 0 | 0 | 0 | 0 | 0
Geo | 0 | 0 | 0 | 0 | 0 | 0
H | 0 | 0 | 0 | 0 | 0 | 0
LFG | 0 | 0 | 0 | 0 | 0 | 0
Nuc | 0 | 0 | 0 | 0 | 0 | 0
PS | 0 | 0 | 0 | 0 | 0 | 0
PV | 0 | 0 | 0 | 0 | 0 | 0
PeakG | 0 | 0 | 0 | 0 | 0 | 0
PeakO | 0 | 0 | 0 | 0 | 0 | 0
ST | 0 | 0 | 0 | 0 | 0 | 0
STOG | 0 | 0 | 0 | 0 | 0 | 0
STWD | 0 | 0 | 0 | 0 | 0 | 0
WT | 0 | 0 | 0 | 0 | 0 | 0
IGCC | 0 | 0 | 0 | 0 | 0 | 0
DemandResponse | 0 | 0 | 0 | 0 | 0 | 0
IGCC-CCS | 0 | 0 | 0 | 0 | 0 | 0
WT_off | 0 | 0 | 0 | 0 | 0 | 0
PseudoUnit | 0 | 0 | 0 | 0 | 0 | 0
FixedInterchange | 0 | 0 | 0 | 0 | 0 | 0
Emission Cost by Reporting Type: SPP_N
ReportingType | 2015 | 2020 | 2025 | 2030 | 2035 | 2040
BM | 0 | 0 | 0 | 0 | 0 | 0
CC | 0 | 0 | 0 | 0 | 0 | 0
CSP | 0 | 0 | 0 | 0 | 0 | 0
CT | 0 | 0 | 0 | 0 | 0 | 0
Coal | 0 | 0 | 0 | 0 | 0 | 0
Geo | 0 | 0 | 0 | 0 | 0 | 0
H | 0 | 0 | 0 | 0 | 0 | 0
LFG | 0 | 0 | 0 | 0 | 0 | 0
Nuc | 0 | 0 | 0 | 0 | 0 | 0
PS | 0 | 0 | 0 | 0 | 0 | 0
PV | 0 | 0 | 0 | 0 | 0 | 0
PeakG | 0 | 0 | 0 | 0 | 0 | 0
PeakO | 0 | 0 | 0 | 0 | 0 | 0
ST | 0 | 0 | 0 | 0 | 0 | 0
STOG | 0 | 0 | 0 | 0 | 0 | 0
STWD | 0 | 0 | 0 | 0 | 0 | 0
WT | 0 | 0 | 0 | 0 | 0 | 0
IGCC | 0 | 0 | 0 | 0 | 0 | 0
DemandResponse | 0 | 0 | 0 | 0 | 0 | 0
IGCC-CCS | 0 | 0 | 0 | 0 | 0 | 0
WT_off | 0 | 0 | 0 | 0 | 0 | 0
PseudoUnit | 0 | 0 | 0 | 0 | 0 | 0
FixedInterchange | 0 | 0 | 0 | 0 | 0 | 0
Emission Cost by Reporting Type: SPP_S
ReportingType | 2015 | 2020 | 2025 | 2030 | 2035 | 2040
BM | 0 | 0 | 0 | 0 | 0 | 0
CC | 0 | 0 | 0 | 0 | 0 | 0
CSP | 0 | 0 | 0 | 0 | 0 | 0
CT | 0 | 0 | 0 | 0 | 0 | 0
Coal | 0 | 0 | 0 | 0 | 0 | 0
Geo | 0 | 0 | 0 | 0 | 0 | 0
H | 0 | 0 | 0 | 0 | 0 | 0
LFG | 0 | 0 | 0 | 0 | 0 | 0
Nuc | 0 | 0 | 0 | 0 | 0 | 0
PS | 0 | 0 | 0 | 0 | 0 | 0
PV | 0 | 0 | 0 | 0 | 0 | 0
PeakG | 0 | 0 | 0 | 0 | 0 | 0
PeakO | 0 | 0 | 0 | 0 | 0 | 0
ST | 0 | 0 | 0 | 0 | 0 | 0
STOG | 0 | 0 | 0 | 0 | 0 | 0
STWD | 0 | 0 | 0 | 0 | 0 | 0
WT | 0 | 0 | 0 | 0 | 0 | 0
IGCC | 0 | 0 | 0 | 0 | 0 | 0
DemandResponse | 0 | 0 | 0 | 0 | 0 | 0
IGCC-CCS | 0 | 0 | 0 | 0 | 0 | 0
WT_off | 0 | 0 | 0 | 0 | 0 | 0
PseudoUnit | 0 | 0 | 0 | 0 | 0 | 0
FixedInterchange | 0 | 0 | 0 | 0 | 0 | 0
Emission Cost by Reporting Type: TVA
ReportingType | 2015 | 2020 | 2025 | 2030 | 2035 | 2040
BM | 0 | 0 | 0 | 0 | 0 | 0
CC | 0 | 0 | 0 | 0 | 0 | 0
CSP | 0 | 0 | 0 | 0 | 0 | 0
CT | 0 | 0 | 0 | 0 | 0 | 0
Coal | 0 | 0 | 0 | 0 | 0 | 0
Geo | 0 | 0 | 0 | 0 | 0 | 0
H | 0 | 0 | 0 | 0 | 0 | 0
LFG | 0 | 0 | 0 | 0 | 0 | 0
Nuc | 0 | 0 | 0 | 0 | 0 | 0
PS | 0 | 0 | 0 | 0 | 0 | 0
PV | 0 | 0 | 0 | 0 | 0 | 0
PeakG | 0 | 0 | 0 | 0 | 0 | 0
PeakO | 0 | 0 | 0 | 0 | 0 | 0
ST | 0 | 0 | 0 | 0 | 0 | 0
STOG | 0 | 0 | 0 | 0 | 0 | 0
STWD | 0 | 0 | 0 | 0 | 0 | 0
WT | 0 | 0 | 0 | 0 | 0 | 0
IGCC | 0 | 0 | 0 | 0 | 0 | 0
DemandResponse | 0 | 0 | 0 | 0 | 0 | 0
IGCC-CCS | 0 | 0 | 0 | 0 | 0 | 0
WT_off | 0 | 0 | 0 | 0 | 0 | 0
PseudoUnit | 0 | 0 | 0 | 0 | 0 | 0
FixedInterchange | 0 | 0 | 0 | 0 | 0 | 0
Emission Cost by Reporting Type: TVA_Transmission
ReportingType | 2015 | 2020 | 2025 | 2030 | 2035 | 2040
BM | 0 | 0 | 0 | 0 | 0 | 0
CC | 0 | 0 | 0 | 0 | 0 | 0
CSP | 0 | 0 | 0 | 0 | 0 | 0
CT | 0 | 0 | 0 | 0 | 0 | 0
Coal | 0 | 0 | 0 | 0 | 0 | 0
Geo | 0 | 0 | 0 | 0 | 0 | 0
H | 0 | 0 | 0 | 0 | 0 | 0
LFG | 0 | 0 | 0 | 0 | 0 | 0
Nuc | 0 | 0 | 0 | 0 | 0 | 0
PS | 0 | 0 | 0 | 0 | 0 | 0
PV | 0 | 0 | 0 | 0 | 0 | 0
PeakG | 0 | 0 | 0 | 0 | 0 | 0
PeakO | 0 | 0 | 0 | 0 | 0 | 0
ST | 0 | 0 | 0 | 0 | 0 | 0
STOG | 0 | 0 | 0 | 0 | 0 | 0
STWD | 0 | 0 | 0 | 0 | 0 | 0
WT | 0 | 0 | 0 | 0 | 0 | 0
IGCC | 0 | 0 | 0 | 0 | 0 | 0
DemandResponse | 0 | 0 | 0 | 0 | 0 | 0
IGCC-CCS | 0 | 0 | 0 | 0 | 0 | 0
WT_off | 0 | 0 | 0 | 0 | 0 | 0
PseudoUnit | 0 | 0 | 0 | 0 | 0 | 0
FixedInterchange | 0 | 0 | 0 | 0 | 0 | 0
Emission Cost by Reporting Type: VACAR
ReportingType | 2015 | 2020 | 2025 | 2030 | 2035 | 2040
BM | 0 | 0 | 0 | 0 | 0 | 0
CC | 0 | 0 | 0 | 0 | 0 | 0
CSP | 0 | 0 | 0 | 0 | 0 | 0
CT | 0 | 0 | 0 | 0 | 0 | 0
Coal | 0 | 0 | 0 | 0 | 0 | 0
Geo | 0 | 0 | 0 | 0 | 0 | 0
H | 0 | 0 | 0 | 0 | 0 | 0
LFG | 0 | 0 | 0 | 0 | 0 | 0
Nuc | 0 | 0 | 0 | 0 | 0 | 0
PS | 0 | 0 | 0 | 0 | 0 | 0
PV | 0 | 0 | 0 | 0 | 0 | 0
PeakG | 0 | 0 | 0 | 0 | 0 | 0
PeakO | 0 | 0 | 0 | 0 | 0 | 0
ST | 0 | 0 | 0 | 0 | 0 | 0
STOG | 0 | 0 | 0 | 0 | 0 | 0
STWD | 0 | 0 | 0 | 0 | 0 | 0
WT | 0 | 0 | 0 | 0 | 0 | 0
IGCC | 0 | 0 | 0 | 0 | 0 | 0
DemandResponse | 0 | 0 | 0 | 0 | 0 | 0
IGCC-CCS | 0 | 0 | 0 | 0 | 0 | 0
WT_off | 0 | 0 | 0 | 0 | 0 | 0
PseudoUnit | 0 | 0 | 0 | 0 | 0 | 0
FixedInterchange | 0 | 0 | 0 | 0 | 0 | 0
Emission Cost by Reporting Type: IESO
ReportingType | 2015 | 2020 | 2025 | 2030 | 2035 | 2040
BM | 0 | 0 | 0 | 0 | 0 | 0
CC | 0 | 0 | 0 | 0 | 0 | 0
CSP | 0 | 0 | 0 | 0 | 0 | 0
CT | 0 | 0 | 0 | 0 | 0 | 0
Coal | 0 | 0 | 0 | 0 | 0 | 0
Geo | 0 | 0 | 0 | 0 | 0 | 0
H | 0 | 0 | 0 | 0 | 0 | 0
LFG | 0 | 0 | 0 | 0 | 0 | 0
Nuc | 0 | 0 | 0 | 0 | 0 | 0
PS | 0 | 0 | 0 | 0 | 0 | 0
PV | 0 | 0 | 0 | 0 | 0 | 0
PeakG | 0 | 0 | 0 | 0 | 0 | 0
PeakO | 0 | 0 | 0 | 0 | 0 | 0
ST | 0 | 0 | 0 | 0 | 0 | 0
STOG | 0 | 0 | 0 | 0 | 0 | 0
STWD | 0 | 0 | 0 | 0 | 0 | 0
WT | 0 | 0 | 0 | 0 | 0 | 0
IGCC | 0 | 0 | 0 | 0 | 0 | 0
DemandResponse | 0 | 0 | 0 | 0 | 0 | 0
IGCC-CCS | 0 | 0 | 0 | 0 | 0 | 0
WT_off | 0 | 0 | 0 | 0 | 0 | 0
PseudoUnit | 0 | 0 | 0 | 0 | 0 | 0
FixedInterchange | 0 | 0 | 0 | 0 | 0 | 0
Emission Cost by Reporting Type: MAPP_CA
ReportingType | 2015 | 2020 | 2025 | 2030 | 2035 | 2040
BM | 0 | 0 | 0 | 0 | 0 | 0
CC | 0 | 0 | 0 | 0 | 0 | 0
CSP | 0 | 0 | 0 | 0 | 0 | 0
CT | 0 | 0 | 0 | 0 | 0 | 0
Coal | 0 | 0 | 0 | 0 | 0 | 0
Geo | 0 | 0 | 0 | 0 | 0 | 0
H | 0 | 0 | 0 | 0 | 0 | 0
LFG | 0 | 0 | 0 | 0 | 0 | 0
Nuc | 0 | 0 | 0 | 0 | 0 | 0
PS | 0 | 0 | 0 | 0 | 0 | 0
PV | 0 | 0 | 0 | 0 | 0 | 0
PeakG | 0 | 0 | 0 | 0 | 0 | 0
PeakO | 0 | 0 | 0 | 0 | 0 | 0
ST | 0 | 0 | 0 | 0 | 0 | 0
STOG | 0 | 0 | 0 | 0 | 0 | 0
STWD | 0 | 0 | 0 | 0 | 0 | 0
WT | 0 | 0 | 0 | 0 | 0 | 0
IGCC | 0 | 0 | 0 | 0 | 0 | 0
DemandResponse | 0 | 0 | 0 | 0 | 0 | 0
IGCC-CCS | 0 | 0 | 0 | 0 | 0 | 0
WT_off | 0 | 0 | 0 | 0 | 0 | 0
PseudoUnit | 0 | 0 | 0 | 0 | 0 | 0
FixedInterchange | 0 | 0 | 0 | 0 | 0 | 0
Emission Cost by Reporting Type: AZ_NM_SNV_Coal
ReportingType | 2015 | 2020 | 2025 | 2030 | 2035 | 2040
BM | 0 | 0 | 0 | 0 | 0 | 0
CC | 0 | 0 | 0 | 0 | 0 | 0
CSP | 0 | 0 | 0 | 0 | 0 | 0
CT | 0 | 0 | 0 | 0 | 0 | 0
Coal | 0 | 0 | 0 | 0 | 0 | 0
Geo | 0 | 0 | 0 | 0 | 0 | 0
H | 0 | 0 | 0 | 0 | 0 | 0
LFG | 0 | 0 | 0 | 0 | 0 | 0
Nuc | 0 | 0 | 0 | 0 | 0 | 0
PS | 0 | 0 | 0 | 0 | 0 | 0
PV | 0 | 0 | 0 | 0 | 0 | 0
PeakG | 0 | 0 | 0 | 0 | 0 | 0
PeakO | 0 | 0 | 0 | 0 | 0 | 0
ST | 0 | 0 | 0 | 0 | 0 | 0
STOG | 0 | 0 | 0 | 0 | 0 | 0
STWD | 0 | 0 | 0 | 0 | 0 | 0
WT | 0 | 0 | 0 | 0 | 0 | 0
IGCC | 0 | 0 | 0 | 0 | 0 | 0
DemandResponse | 0 | 0 | 0 | 0 | 0 | 0
IGCC-CCS | 0 | 0 | 0 | 0 | 0 | 0
WT_off | 0 | 0 | 0 | 0 | 0 | 0
PseudoUnit | 0 | 0 | 0 | 0 | 0 | 0
FixedInterchange | 0 | 0 | 0 | 0 | 0 | 0
Emission Cost by Reporting Type: AZ_NM_SNV_Gas
ReportingType | 2015 | 2020 | 2025 | 2030 | 2035 | 2040
BM | 0 | 0 | 0 | 0 | 0 | 0
CC | 0 | 0 | 0 | 0 | 0 | 0
CSP | 0 | 0 | 0 | 0 | 0 | 0
CT | 0 | 0 | 0 | 0 | 0 | 0
Coal | 0 | 0 | 0 | 0 | 0 | 0
Geo | 0 | 0 | 0 | 0 | 0 | 0
H | 0 | 0 | 0 | 0 | 0 | 0
LFG | 0 | 0 | 0 | 0 | 0 | 0
Nuc | 0 | 0 | 0 | 0 | 0 | 0
PS | 0 | 0 | 0 | 0 | 0 | 0
PV | 0 | 0 | 0 | 0 | 0 | 0
PeakG | 0 | 0 | 0 | 0 | 0 | 0
PeakO | 0 | 0 | 0 | 0 | 0 | 0
ST | 0 | 0 | 0 | 0 | 0 | 0
STOG | 0 | 0 | 0 | 0 | 0 | 0
STWD | 0 | 0 | 0 | 0 | 0 | 0
WT | 0 | 0 | 0 | 0 | 0 | 0
IGCC | 0 | 0 | 0 | 0 | 0 | 0
DemandResponse | 0 | 0 | 0 | 0 | 0 | 0
IGCC-CCS | 0 | 0 | 0 | 0 | 0 | 0
WT_off | 0 | 0 | 0 | 0 | 0 | 0
PseudoUnit | 0 | 0 | 0 | 0 | 0 | 0
FixedInterchange | 0 | 0 | 0 | 0 | 0 | 0
Emission Cost by Reporting Type: AZ_NM_SNV_NucRenew
ReportingType | 2015 | 2020 | 2025 | 2030 | 2035 | 2040
BM | 0 | 0 | 0 | 0 | 0 | 0
CC | 0 | 0 | 0 | 0 | 0 | 0
CSP | 0 | 0 | 0 | 0 | 0 | 0
CT | 0 | 0 | 0 | 0 | 0 | 0
Coal | 0 | 0 | 0 | 0 | 0 | 0
Geo | 0 | 0 | 0 | 0 | 0 | 0
H | 0 | 0 | 0 | 0 | 0 | 0
LFG | 0 | 0 | 0 | 0 | 0 | 0
Nuc | 0 | 0 | 0 | 0 | 0 | 0
PS | 0 | 0 | 0 | 0 | 0 | 0
PV | 0 | 0 | 0 | 0 | 0 | 0
PeakG | 0 | 0 | 0 | 0 | 0 | 0
PeakO | 0 | 0 | 0 | 0 | 0 | 0
ST | 0 | 0 | 0 | 0 | 0 | 0
STOG | 0 | 0 | 0 | 0 | 0 | 0
STWD | 0 | 0 | 0 | 0 | 0 | 0
WT | 0 | 0 | 0 | 0 | 0 | 0
IGCC | 0 | 0 | 0 | 0 | 0 | 0
DemandResponse | 0 | 0 | 0 | 0 | 0 | 0
IGCC-CCS | 0 | 0 | 0 | 0 | 0 | 0
WT_off | 0 | 0 | 0 | 0 | 0 | 0
PseudoUnit | 0 | 0 | 0 | 0 | 0 | 0
FixedInterchange | 0 | 0 | 0 | 0 | 0 | 0
Emission Cost by Reporting Type: ERCOT
ReportingType | 2015 | 2020 | 2025 | 2030 | 2035 | 2040
BM | 0 | 0 | 0 | 0 | 0 | 0
CC | 0 | 0 | 0 | 0 | 0 | 0
CSP | 0 | 0 | 0 | 0 | 0 | 0
CT | 0 | 0 | 0 | 0 | 0 | 0
Coal | 0 | 0 | 0 | 0 | 0 | 0
Geo | 0 | 0 | 0 | 0 | 0 | 0
H | 0 | 0 | 0 | 0 | 0 | 0
LFG | 0 | 0 | 0 | 0 | 0 | 0
Nuc | 0 | 0 | 0 | 0 | 0 | 0
PS | 0 | 0 | 0 | 0 | 0 | 0
PV | 0 | 0 | 0 | 0 | 0 | 0
PeakG | 0 | 0 | 0 | 0 | 0 | 0
PeakO | 0 | 0 | 0 | 0 | 0 | 0
ST | 0 | 0 | 0 | 0 | 0 | 0
STOG | 0 | 0 | 0 | 0 | 0 | 0
STWD | 0 | 0 | 0 | 0 | 0 | 0
WT | 0 | 0 | 0 | 0 | 0 | 0
IGCC | 0 | 0 | 0 | 0 | 0 | 0
DemandResponse | 0 | 0 | 0 | 0 | 0 | 0
IGCC-CCS | 0 | 0 | 0 | 0 | 0 | 0
WT_off | 0 | 0 | 0 | 0 | 0 | 0
PseudoUnit | 0 | 0 | 0 | 0 | 0 | 0
FixedInterchange | 0 | 0 | 0 | 0 | 0 | 0
Emission Cost by Reporting Type: NP15
ReportingType | 2015 | 2020 | 2025 | 2030 | 2035 | 2040
BM | 0 | 0 | 0 | 0 | 0 | 0
CC | 0 | 0 | 0 | 0 | 0 | 0
CSP | 0 | 0 | 0 | 0 | 0 | 0
CT | 0 | 0 | 0 | 0 | 0 | 0
Coal | 0 | 0 | 0 | 0 | 0 | 0
Geo | 0 | 0 | 0 | 0 | 0 | 0
H | 0 | 0 | 0 | 0 | 0 | 0
LFG | 0 | 0 | 0 | 0 | 0 | 0
Nuc | 0 | 0 | 0 | 0 | 0 | 0
PS | 0 | 0 | 0 | 0 | 0 | 0
PV | 0 | 0 | 0 | 0 | 0 | 0
PeakG | 0 | 0 | 0 | 0 | 0 | 0
PeakO | 0 | 0 | 0 | 0 | 0 | 0
ST | 0 | 0 | 0 | 0 | 0 | 0
STOG | 0 | 0 | 0 | 0 | 0 | 0
STWD | 0 | 0 | 0 | 0 | 0 | 0
WT | 0 | 0 | 0 | 0 | 0 | 0
IGCC | 0 | 0 | 0 | 0 | 0 | 0
DemandResponse | 0 | 0 | 0 | 0 | 0 | 0
IGCC-CCS | 0 | 0 | 0 | 0 | 0 | 0
WT_off | 0 | 0 | 0 | 0 | 0 | 0
PseudoUnit | 0 | 0 | 0 | 0 | 0 | 0
FixedInterchange | 0 | 0 | 0 | 0 | 0 | 0
Emission Cost by Reporting Type: NWPP_Coal
ReportingType | 2015 | 2020 | 2025 | 2030 | 2035 | 2040
BM | 0 | 0 | 0 | 0 | 0 | 0
CC | 0 | 0 | 0 | 0 | 0 | 0
CSP | 0 | 0 | 0 | 0 | 0 | 0
CT | 0 | 0 | 0 | 0 | 0 | 0
Coal | 0 | 0 | 0 | 0 | 0 | 0
Geo | 0 | 0 | 0 | 0 | 0 | 0
H | 0 | 0 | 0 | 0 | 0 | 0
LFG | 0 | 0 | 0 | 0 | 0 | 0
Nuc | 0 | 0 | 0 | 0 | 0 | 0
PS | 0 | 0 | 0 | 0 | 0 | 0
PV | 0 | 0 | 0 | 0 | 0 | 0
PeakG | 0 | 0 | 0 | 0 | 0 | 0
PeakO | 0 | 0 | 0 | 0 | 0 | 0
ST | 0 | 0 | 0 | 0 | 0 | 0
STOG | 0 | 0 | 0 | 0 | 0 | 0
STWD | 0 | 0 | 0 | 0 | 0 | 0
WT | 0 | 0 | 0 | 0 | 0 | 0
IGCC | 0 | 0 | 0 | 0 | 0 | 0
DemandResponse | 0 | 0 | 0 | 0 | 0 | 0
IGCC-CCS | 0 | 0 | 0 | 0 | 0 | 0
WT_off | 0 | 0 | 0 | 0 | 0 | 0
PseudoUnit | 0 | 0 | 0 | 0 | 0 | 0
FixedInterchange | 0 | 0 | 0 | 0 | 0 | 0
Emission Cost by Reporting Type: NWPP_Gas
ReportingType | 2015 | 2020 | 2025 | 2030 | 2035 | 2040
BM | 0 | 0 | 0 | 0 | 0 | 0
CC | 0 | 0 | 0 | 0 | 0 | 0
CSP | 0 | 0 | 0 | 0 | 0 | 0
CT | 0 | 0 | 0 | 0 | 0 | 0
Coal | 0 | 0 | 0 | 0 | 0 | 0
Geo | 0 | 0 | 0 | 0 | 0 | 0
H | 0 | 0 | 0 | 0 | 0 | 0
LFG | 0 | 0 | 0 | 0 | 0 | 0
Nuc | 0 | 0 | 0 | 0 | 0 | 0
PS | 0 | 0 | 0 | 0 | 0 | 0
PV | 0 | 0 | 0 | 0 | 0 | 0
PeakG | 0 | 0 | 0 | 0 | 0 | 0
PeakO | 0 | 0 | 0 | 0 | 0 | 0
ST | 0 | 0 | 0 | 0 | 0 | 0
STOG | 0 | 0 | 0 | 0 | 0 | 0
STWD | 0 | 0 | 0 | 0 | 0 | 0
WT | 0 | 0 | 0 | 0 | 0 | 0
IGCC | 0 | 0 | 0 | 0 | 0 | 0
DemandResponse | 0 | 0 | 0 | 0 | 0 | 0
IGCC-CCS | 0 | 0 | 0 | 0 | 0 | 0
WT_off | 0 | 0 | 0 | 0 | 0 | 0
PseudoUnit | 0 | 0 | 0 | 0 | 0 | 0
FixedInterchange | 0 | 0 | 0 | 0 | 0 | 0
Emission Cost by Reporting Type: NWPP_NucRenew
ReportingType | 2015 | 2020 | 2025 | 2030 | 2035 | 2040
BM | 0 | 0 | 0 | 0 | 0 | 0
CC | 0 | 0 | 0 | 0 | 0 | 0
CSP | 0 | 0 | 0 | 0 | 0 | 0
CT | 0 | 0 | 0 | 0 | 0 | 0
Coal | 0 | 0 | 0 | 0 | 0 | 0
Geo | 0 | 0 | 0 | 0 | 0 | 0
H | 0 | 0 | 0 | 0 | 0 | 0
LFG | 0 | 0 | 0 | 0 | 0 | 0
Nuc | 0 | 0 | 0 | 0 | 0 | 0
PS | 0 | 0 | 0 | 0 | 0 | 0
PV | 0 | 0 | 0 | 0 | 0 | 0
PeakG | 0 | 0 | 0 | 0 | 0 | 0
PeakO | 0 | 0 | 0 | 0 | 0 | 0
ST | 0 | 0 | 0 | 0 | 0 | 0
STOG | 0 | 0 | 0 | 0 | 0 | 0
STWD | 0 | 0 | 0 | 0 | 0 | 0
WT | 0 | 0 | 0 | 0 | 0 | 0
IGCC | 0 | 0 | 0 | 0 | 0 | 0
DemandResponse | 0 | 0 | 0 | 0 | 0 | 0
IGCC-CCS | 0 | 0 | 0 | 0 | 0 | 0
WT_off | 0 | 0 | 0 | 0 | 0 | 0
PseudoUnit | 0 | 0 | 0 | 0 | 0 | 0
FixedInterchange | 0 | 0 | 0 | 0 | 0 | 0
Emission Cost by Reporting Type: RMPA
ReportingType | 2015 | 2020 | 2025 | 2030 | 2035 | 2040
BM | 0 | 0 | 0 | 0 | 0 | 0
CC | 0 | 0 | 0 | 0 | 0 | 0
CSP | 0 | 0 | 0 | 0 | 0 | 0
CT | 0 | 0 | 0 | 0 | 0 | 0
Coal | 0 | 0 | 0 | 0 | 0 | 0
Geo | 0 | 0 | 0 | 0 | 0 | 0
H | 0 | 0 | 0 | 0 | 0 | 0
LFG | 0 | 0 | 0 | 0 | 0 | 0
Nuc | 0 | 0 | 0 | 0 | 0 | 0
PS | 0 | 0 | 0 | 0 | 0 | 0
PV | 0 | 0 | 0 | 0 | 0 | 0
PeakG | 0 | 0 | 0 | 0 | 0 | 0
PeakO | 0 | 0 | 0 | 0 | 0 | 0
ST | 0 | 0 | 0 | 0 | 0 | 0
STOG | 0 | 0 | 0 | 0 | 0 | 0
STWD | 0 | 0 | 0 | 0 | 0 | 0
WT | 0 | 0 | 0 | 0 | 0 | 0
IGCC | 0 | 0 | 0 | 0 | 0 | 0
DemandResponse | 0 | 0 | 0 | 0 | 0 | 0
IGCC-CCS | 0 | 0 | 0 | 0 | 0 | 0
WT_off | 0 | 0 | 0 | 0 | 0 | 0
PseudoUnit | 0 | 0 | 0 | 0 | 0 | 0
FixedInterchange | 0 | 0 | 0 | 0 | 0 | 0
Emission Cost by Reporting Type: SP15
ReportingType | 2015 | 2020 | 2025 | 2030 | 2035 | 2040
BM | 0 | 0 | 0 | 0 | 0 | 0
CC | 0 | 0 | 0 | 0 | 0 | 0
CSP | 0 | 0 | 0 | 0 | 0 | 0
CT | 0 | 0 | 0 | 0 | 0 | 0
Coal | 0 | 0 | 0 | 0 | 0 | 0
Geo | 0 | 0 | 0 | 0 | 0 | 0
H | 0 | 0 | 0 | 0 | 0 | 0
LFG | 0 | 0 | 0 | 0 | 0 | 0
Nuc | 0 | 0 | 0 | 0 | 0 | 0
PS | 0 | 0 | 0 | 0 | 0 | 0
PV | 0 | 0 | 0 | 0 | 0 | 0
PeakG | 0 | 0 | 0 | 0 | 0 | 0
PeakO | 0 | 0 | 0 | 0 | 0 | 0
ST | 0 | 0 | 0 | 0 | 0 | 0
STOG | 0 | 0 | 0 | 0 | 0 | 0
STWD | 0 | 0 | 0 | 0 | 0 | 0
WT | 0 | 0 | 0 | 0 | 0 | 0
IGCC | 0 | 0 | 0 | 0 | 0 | 0
DemandResponse | 0 | 0 | 0 | 0 | 0 | 0
IGCC-CCS | 0 | 0 | 0 | 0 | 0 | 0
WT_off | 0 | 0 | 0 | 0 | 0 | 0
PseudoUnit | 0 | 0 | 0 | 0 | 0 | 0
FixedInterchange | 0 | 0 | 0 | 0 | 0 | 0
Emission Cost by Reporting Type: ALB
ReportingType | 2015 | 2020 | 2025 | 2030 | 2035 | 2040
BM | 0 | 0 | 0 | 0 | 0 | 0
CC | 0 | 0 | 0 | 0 | 0 | 0
CSP | 0 | 0 | 0 | 0 | 0 | 0
CT | 0 | 0 | 0 | 0 | 0 | 0
Coal | 0 | 0 | 0 | 0 | 0 | 0
Geo | 0 | 0 | 0 | 0 | 0 | 0
H | 0 | 0 | 0 | 0 | 0 | 0
LFG | 0 | 0 | 0 | 0 | 0 | 0
Nuc | 0 | 0 | 0 | 0 | 0 | 0
PS | 0 | 0 | 0 | 0 | 0 | 0
PV | 0 | 0 | 0 | 0 | 0 | 0
PeakG | 0 | 0 | 0 | 0 | 0 | 0
PeakO | 0 | 0 | 0 | 0 | 0 | 0
ST | 0 | 0 | 0 | 0 | 0 | 0
STOG | 0 | 0 | 0 | 0 | 0 | 0
STWD | 0 | 0 | 0 | 0 | 0 | 0
WT | 0 | 0 | 0 | 0 | 0 | 0
IGCC | 0 | 0 | 0 | 0 | 0 | 0
DemandResponse | 0 | 0 | 0 | 0 | 0 | 0
IGCC-CCS | 0 | 0 | 0 | 0 | 0 | 0
WT_off | 0 | 0 | 0 | 0 | 0 | 0
PseudoUnit | 0 | 0 | 0 | 0 | 0 | 0
FixedInterchange | 0 | 0 | 0 | 0 | 0 | 0
Emission Cost by Reporting Type: BC
ReportingType | 2015 | 2020 | 2025 | 2030 | 2035 | 2040
BM | 0 | 0 | 0 | 0 | 0 | 0
CC | 0 | 0 | 0 | 0 | 0 | 0
CSP | 0 | 0 | 0 | 0 | 0 | 0
CT | 0 | 0 | 0 | 0 | 0 | 0
Coal | 0 | 0 | 0 | 0 | 0 | 0
Geo | 0 | 0 | 0 | 0 | 0 | 0
H | 0 | 0 | 0 | 0 | 0 | 0
LFG | 0 | 0 | 0 | 0 | 0 | 0
Nuc | 0 | 0 | 0 | 0 | 0 | 0
PS | 0 | 0 | 0 | 0 | 0 | 0
PV | 0 | 0 | 0 | 0 | 0 | 0
PeakG | 0 | 0 | 0 | 0 | 0 | 0
PeakO | 0 | 0 | 0 | 0 | 0 | 0
ST | 0 | 0 | 0 | 0 | 0 | 0
STOG | 0 | 0 | 0 | 0 | 0 | 0
STWD | 0 | 0 | 0 | 0 | 0 | 0
WT | 0 | 0 | 0 | 0 | 0 | 0
IGCC | 0 | 0 | 0 | 0 | 0 | 0
DemandResponse | 0 | 0 | 0 | 0 | 0 | 0
IGCC-CCS | 0 | 0 | 0 | 0 | 0 | 0
WT_off | 0 | 0 | 0 | 0 | 0 | 0
PseudoUnit | 0 | 0 | 0 | 0 | 0 | 0
FixedInterchange | 0 | 0 | 0 | 0 | 0 | 0
Emission Cost by Reporting Type: HQ_IESO
ReportingType | 2015 | 2020 | 2025 | 2030 | 2035 | 2040
BM | 0 | 0 | 0 | 0 | 0 | 0
CC | 0 | 0 | 0 | 0 | 0 | 0
CSP | 0 | 0 | 0 | 0 | 0 | 0
CT | 0 | 0 | 0 | 0 | 0 | 0
Coal | 0 | 0 | 0 | 0 | 0 | 0
Geo | 0 | 0 | 0 | 0 | 0 | 0
H | 0 | 0 | 0 | 0 | 0 | 0
LFG | 0 | 0 | 0 | 0 | 0 | 0
Nuc | 0 | 0 | 0 | 0 | 0 | 0
PS | 0 | 0 | 0 | 0 | 0 | 0
PV | 0 | 0 | 0 | 0 | 0 | 0
PeakG | 0 | 0 | 0 | 0 | 0 | 0
PeakO | 0 | 0 | 0 | 0 | 0 | 0
ST | 0 | 0 | 0 | 0 | 0 | 0
STOG | 0 | 0 | 0 | 0 | 0 | 0
STWD | 0 | 0 | 0 | 0 | 0 | 0
WT | 0 | 0 | 0 | 0 | 0 | 0
IGCC | 0 | 0 | 0 | 0 | 0 | 0
DemandResponse | 0 | 0 | 0 | 0 | 0 | 0
IGCC-CCS | 0 | 0 | 0 | 0 | 0 | 0
WT_off | 0 | 0 | 0 | 0 | 0 | 0
PseudoUnit | 0 | 0 | 0 | 0 | 0 | 0
FixedInterchange | 0 | 0 | 0 | 0 | 0 | 0
Emission Cost by Reporting Type: HQ_NEISO
ReportingType | 2015 | 2020 | 2025 | 2030 | 2035 | 2040
BM | 0 | 0 | 0 | 0 | 0 | 0
CC | 0 | 0 | 0 | 0 | 0 | 0
CSP | 0 | 0 | 0 | 0 | 0 | 0
CT | 0 | 0 | 0 | 0 | 0 | 0
Coal | 0 | 0 | 0 | 0 | 0 | 0
Geo | 0 | 0 | 0 | 0 | 0 | 0
H | 0 | 0 | 0 | 0 | 0 | 0
LFG | 0 | 0 | 0 | 0 | 0 | 0
Nuc | 0 | 0 | 0 | 0 | 0 | 0
PS | 0 | 0 | 0 | 0 | 0 | 0
PV | 0 | 0 | 0 | 0 | 0 | 0
PeakG | 0 | 0 | 0 | 0 | 0 | 0
PeakO | 0 | 0 | 0 | 0 | 0 | 0
ST | 0 | 0 | 0 | 0 | 0 | 0
STOG | 0 | 0 | 0 | 0 | 0 | 0
STWD | 0 | 0 | 0 | 0 | 0 | 0
WT | 0 | 0 | 0 | 0 | 0 | 0
IGCC | 0 | 0 | 0 | 0 | 0 | 0
DemandResponse | 0 | 0 | 0 | 0 | 0 | 0
IGCC-CCS | 0 | 0 | 0 | 0 | 0 | 0
WT_off | 0 | 0 | 0 | 0 | 0 | 0
PseudoUnit | 0 | 0 | 0 | 0 | 0 | 0
FixedInterchange | 0 | 0 | 0 | 0 | 0 | 0
Emission Cost by Reporting Type: HQ_NY
ReportingType | 2015 | 2020 | 2025 | 2030 | 2035 | 2040
BM | 0 | 0 | 0 | 0 | 0 | 0
CC | 0 | 0 | 0 | 0 | 0 | 0
CSP | 0 | 0 | 0 | 0 | 0 | 0
CT | 0 | 0 | 0 | 0 | 0 | 0
Coal | 0 | 0 | 0 | 0 | 0 | 0
Geo | 0 | 0 | 0 | 0 | 0 | 0
H | 0 | 0 | 0 | 0 | 0 | 0
LFG | 0 | 0 | 0 | 0 | 0 | 0
Nuc | 0 | 0 | 0 | 0 | 0 | 0
PS | 0 | 0 | 0 | 0 | 0 | 0
PV | 0 | 0 | 0 | 0 | 0 | 0
PeakG | 0 | 0 | 0 | 0 | 0 | 0
PeakO | 0 | 0 | 0 | 0 | 0 | 0
ST | 0 | 0 | 0 | 0 | 0 | 0
STOG | 0 | 0 | 0 | 0 | 0 | 0
STWD | 0 | 0 | 0 | 0 | 0 | 0
WT | 0 | 0 | 0 | 0 | 0 | 0
IGCC | 0 | 0 | 0 | 0 | 0 | 0
DemandResponse | 0 | 0 | 0 | 0 | 0 | 0
IGCC-CCS | 0 | 0 | 0 | 0 | 0 | 0
WT_off | 0 | 0 | 0 | 0 | 0 | 0
PseudoUnit | 0 | 0 | 0 | 0 | 0 | 0
FixedInterchange | 0 | 0 | 0 | 0 | 0 | 0
Emission Cost by Reporting Type: MARITIMES
ReportingType | 2015 | 2020 | 2025 | 2030 | 2035 | 2040
BM | 0 | 0 | 0 | 0 | 0 | 0
CC | 0 | 0 | 0 | 0 | 0 | 0
CSP | 0 | 0 | 0 | 0 | 0 | 0
CT | 0 | 0 | 0 | 0 | 0 | 0
Coal | 0 | 0 | 0 | 0 | 0 | 0
Geo | 0 | 0 | 0 | 0 | 0 | 0
H | 0 | 0 | 0 | 0 | 0 | 0
LFG | 0 | 0 | 0 | 0 | 0 | 0
Nuc | 0 | 0 | 0 | 0 | 0 | 0
PS | 0 | 0 | 0 | 0 | 0 | 0
PV | 0 | 0 | 0 | 0 | 0 | 0
PeakG | 0 | 0 | 0 | 0 | 0 | 0
PeakO | 0 | 0 | 0 | 0 | 0 | 0
ST | 0 | 0 | 0 | 0 | 0 | 0
STOG | 0 | 0 | 0 | 0 | 0 | 0
STWD | 0 | 0 | 0 | 0 | 0 | 0
WT | 0 | 0 | 0 | 0 | 0 | 0
IGCC | 0 | 0 | 0 | 0 | 0 | 0
DemandResponse | 0 | 0 | 0 | 0 | 0 | 0
IGCC-CCS | 0 | 0 | 0 | 0 | 0 | 0
WT_off | 0 | 0 | 0 | 0 | 0 | 0
PseudoUnit | 0 | 0 | 0 | 0 | 0 | 0
FixedInterchange | 0 | 0 | 0 | 0 | 0 | 0
Emission Cost by Reporting Type: All
ReportingType | 2015 | 2020 | 2025 | 2030 | 2035 | 2040
BM | 0 | 0 | 0 | 0 | 0 | 0
CC | 0 | 0 | 0 | 0 | 0 | 0
CSP | 0 | 0 | 0 | 0 | 0 | 0
CT | 0 | 0 | 0 | 0 | 0 | 0
Coal | 0 | 0 | 0 | 0 | 0 | 0
Geo | 0 | 0 | 0 | 0 | 0 | 0
H | 0 | 0 | 0 | 0 | 0 | 0
LFG | 0 | 0 | 0 | 0 | 0 | 0
Nuc | 0 | 0 | 0 | 0 | 0 | 0
PS | 0 | 0 | 0 | 0 | 0 | 0
PV | 0 | 0 | 0 | 0 | 0 | 0
PeakG | 0 | 0 | 0 | 0 | 0 | 0
PeakO | 0 | 0 | 0 | 0 | 0 | 0
ST | 0 | 0 | 0 | 0 | 0 | 0
STOG | 0 | 0 | 0 | 0 | 0 | 0
STWD | 0 | 0 | 0 | 0 | 0 | 0
WT | 0 | 0 | 0 | 0 | 0 | 0
IGCC | 0 | 0 | 0 | 0 | 0 | 0
DemandResponse | 0 | 0 | 0 | 0 | 0 | 0
IGCC-CCS | 0 | 0 | 0 | 0 | 0 | 0
WT_off | 0 | 0 | 0 | 0 | 0 | 0
PseudoUnit | 0 | 0 | 0 | 0 | 0 | 0
FixedInterchange | 0 | 0 | 0 | 0 | 0 | 0
Emission Cost by Reporting Type: EI_US
ReportingType | 2015 | 2020 | 2025 | 2030 | 2035 | 2040
BM | 0 | 0 | 0 | 0 | 0 | 0
CC | 0 | 0 | 0 | 0 | 0 | 0
CSP | 0 | 0 | 0 | 0 | 0 | 0
CT | 0 | 0 | 0 | 0 | 0 | 0
Coal | 0 | 0 | 0 | 0 | 0 | 0
Geo | 0 | 0 | 0 | 0 | 0 | 0
H | 0 | 0 | 0 | 0 | 0 | 0
LFG | 0 | 0 | 0 | 0 | 0 | 0
Nuc | 0 | 0 | 0 | 0 | 0 | 0
PS | 0 | 0 | 0 | 0 | 0 | 0
PV | 0 | 0 | 0 | 0 | 0 | 0
PeakG | 0 | 0 | 0 | 0 | 0 | 0
PeakO | 0 | 0 | 0 | 0 | 0 | 0
ST | 0 | 0 | 0 | 0 | 0 | 0
STOG | 0 | 0 | 0 | 0 | 0 | 0
STWD | 0 | 0 | 0 | 0 | 0 | 0
WT | 0 | 0 | 0 | 0 | 0 | 0
IGCC | 0 | 0 | 0 | 0 | 0 | 0
DemandResponse | 0 | 0 | 0 | 0 | 0 | 0
IGCC-CCS | 0 | 0 | 0 | 0 | 0 | 0
WT_off | 0 | 0 | 0 | 0 | 0 | 0
PseudoUnit | 0 | 0 | 0 | 0 | 0 | 0
FixedInterchange | 0 | 0 | 0 | 0 | 0 | 0
Emission Cost by Reporting Type: EI_Canada
ReportingType | 2015 | 2020 | 2025 | 2030 | 2035 | 2040
BM | 0 | 0 | 0 | 0 | 0 | 0
CC | 0 | 0 | 0 | 0 | 0 | 0
CSP | 0 | 0 | 0 | 0 | 0 | 0
CT | 0 | 0 | 0 | 0 | 0 | 0
Coal | 0 | 0 | 0 | 0 | 0 | 0
Geo | 0 | 0 | 0 | 0 | 0 | 0
H | 0 | 0 | 0 | 0 | 0 | 0
LFG | 0 | 0 | 0 | 0 | 0 | 0
Nuc | 0 | 0 | 0 | 0 | 0 | 0
PS | 0 | 0 | 0 | 0 | 0 | 0
PV | 0 | 0 | 0 | 0 | 0 | 0
PeakG | 0 | 0 | 0 | 0 | 0 | 0
PeakO | 0 | 0 | 0 | 0 | 0 | 0
ST | 0 | 0 | 0 | 0 | 0 | 0
STOG | 0 | 0 | 0 | 0 | 0 | 0
STWD | 0 | 0 | 0 | 0 | 0 | 0
WT | 0 | 0 | 0 | 0 | 0 | 0
IGCC | 0 | 0 | 0 | 0 | 0 | 0
DemandResponse | 0 | 0 | 0 | 0 | 0 | 0
IGCC-CCS | 0 | 0 | 0 | 0 | 0 | 0
WT_off | 0 | 0 | 0 | 0 | 0 | 0
PseudoUnit | 0 | 0 | 0 | 0 | 0 | 0
FixedInterchange | 0 | 0 | 0 | 0 | 0 | 0
Emission Cost by Reporting Type: EI
ReportingType | 2015 | 2020 | 2025 | 2030 | 2035 | 2040
BM | 0 | 0 | 0 | 0 | 0 | 0
CC | 0 | 0 | 0 | 0 | 0 | 0
CSP | 0 | 0 | 0 | 0 | 0 | 0
CT | 0 | 0 | 0 | 0 | 0 | 0
Coal | 0 | 0 | 0 | 0 | 0 | 0
Geo | 0 | 0 | 0 | 0 | 0 | 0
H | 0 | 0 | 0 | 0 | 0 | 0
LFG | 0 | 0 | 0 | 0 | 0 | 0
Nuc | 0 | 0 | 0 | 0 | 0 | 0
PS | 0 | 0 | 0 | 0 | 0 | 0
PV | 0 | 0 | 0 | 0 | 0 | 0
PeakG | 0 | 0 | 0 | 0 | 0 | 0
PeakO | 0 | 0 | 0 | 0 | 0 | 0
ST | 0 | 0 | 0 | 0 | 0 | 0
STOG | 0 | 0 | 0 | 0 | 0 | 0
STWD | 0 | 0 | 0 | 0 | 0 | 0
WT | 0 | 0 | 0 | 0 | 0 | 0
IGCC | 0 | 0 | 0 | 0 | 0 | 0
DemandResponse | 0 | 0 | 0 | 0 | 0 | 0
IGCC-CCS | 0 | 0 | 0 | 0 | 0 | 0
WT_off | 0 | 0 | 0 | 0 | 0 | 0
PseudoUnit | 0 | 0 | 0 | 0 | 0 | 0
FixedInterchange | 0 | 0 | 0 | 0 | 0 | 0
Emission Cost by Reporting Type: Outside_EI
ReportingType | 2015 | 2020 | 2025 | 2030 | 2035 | 2040
BM | 0 | 0 | 0 | 0 | 0 | 0
CC | 0 | 0 | 0 | 0 | 0 | 0
CSP | 0 | 0 | 0 | 0 | 0 | 0
CT | 0 | 0 | 0 | 0 | 0 | 0
Coal | 0 | 0 | 0 | 0 | 0 | 0
Geo | 0 | 0 | 0 | 0 | 0 | 0
H | 0 | 0 | 0 | 0 | 0 | 0
LFG | 0 | 0 | 0 | 0 | 0 | 0
Nuc | 0 | 0 | 0 | 0 | 0 | 0
PS | 0 | 0 | 0 | 0 | 0 | 0
PV | 0 | 0 | 0 | 0 | 0 | 0
PeakG | 0 | 0 | 0 | 0 | 0 | 0
PeakO | 0 | 0 | 0 | 0 | 0 | 0
ST | 0 | 0 | 0 | 0 | 0 | 0
STOG | 0 | 0 | 0 | 0 | 0 | 0
STWD | 0 | 0 | 0 | 0 | 0 | 0
WT | 0 | 0 | 0 | 0 | 0 | 0
IGCC | 0 | 0 | 0 | 0 | 0 | 0
DemandResponse | 0 | 0 | 0 | 0 | 0 | 0
IGCC-CCS | 0 | 0 | 0 | 0 | 0 | 0
WT_off | 0 | 0 | 0 | 0 | 0 | 0
PseudoUnit | 0 | 0 | 0 | 0 | 0 | 0
FixedInterchange | 0 | 0 | 0 | 0 | 0 | 0
==== Emission Program: CAIRNOxAnnual : (NOx) ====
Emission Cost by Reporting Type: Entergy
ReportingType | 2015 | 2020 | 2025 | 2030 | 2035 | 2040
BM | 0 | 0 | 0 | 0 | 0 | 0
CC | 0 | 0 | 0 | 0 | 0 | 0
CSP | 0 | 0 | 0 | 0 | 0 | 0
CT | 0 | 0 | 0 | 0 | 0 | 0
Coal | 0 | 0 | 0 | 0 | 0 | 0
Geo | 0 | 0 | 0 | 0 | 0 | 0
H | 0 | 0 | 0 | 0 | 0 | 0
LFG | 0 | 0 | 0 | 0 | 0 | 0
Nuc | 0 | 0 | 0 | 0 | 0 | 0
PS | 0 | 0 | 0 | 0 | 0 | 0
PV | 0 | 0 | 0 | 0 | 0 | 0
PeakG | 0 | 0 | 0 | 0 | 0 | 0
PeakO | 0 | 0 | 0 | 0 | 0 | 0
ST | 0 | 0 | 0 | 0 | 0 | 0
STOG | 0 | 0 | 0 | 0 | 0 | 0
STWD | 0 | 0 | 0 | 0 | 0 | 0
WT | 0 | 0 | 0 | 0 | 0 | 0
IGCC | 0 | 0 | 0 | 0 | 0 | 0
DemandResponse | 0 | 0 | 0 | 0 | 0 | 0
IGCC-CCS | 0 | 0 | 0 | 0 | 0 | 0
WT_off | 0 | 0 | 0 | 0 | 0 | 0
PseudoUnit | 0 | 0 | 0 | 0 | 0 | 0
FixedInterchange | 0 | 0 | 0 | 0 | 0 | 0
Emission Cost by Reporting Type: FRCC
ReportingType | 2015 | 2020 | 2025 | 2030 | 2035 | 2040
BM | 0 | 0 | 0 | 0 | 0 | 0
CC | 0 | 0 | 0 | 0 | 0 | 0
CSP | 0 | 0 | 0 | 0 | 0 | 0
CT | 0 | 0 | 0 | 0 | 0 | 0
Coal | 0 | 0 | 0 | 0 | 0 | 0
Geo | 0 | 0 | 0 | 0 | 0 | 0
H | 0 | 0 | 0 | 0 | 0 | 0
LFG | 0 | 0 | 0 | 0 | 0 | 0
Nuc | 0 | 0 | 0 | 0 | 0 | 0
PS | 0 | 0 | 0 | 0 | 0 | 0
PV | 0 | 0 | 0 | 0 | 0 | 0
PeakG | 0 | 0 | 0 | 0 | 0 | 0
PeakO | 0 | 0 | 0 | 0 | 0 | 0
ST | 0 | 0 | 0 | 0 | 0 | 0
STOG | 0 | 0 | 0 | 0 | 0 | 0
STWD | 0 | 0 | 0 | 0 | 0 | 0
WT | 0 | 0 | 0 | 0 | 0 | 0
IGCC | 0 | 0 | 0 | 0 | 0 | 0
DemandResponse | 0 | 0 | 0 | 0 | 0 | 0
IGCC-CCS | 0 | 0 | 0 | 0 | 0 | 0
WT_off | 0 | 0 | 0 | 0 | 0 | 0
PseudoUnit | 0 | 0 | 0 | 0 | 0 | 0
FixedInterchange | 0 | 0 | 0 | 0 | 0 | 0
Emission Cost by Reporting Type: MAPP_US
ReportingType | 2015 | 2020 | 2025 | 2030 | 2035 | 2040
BM | 0 | 0 | 0 | 0 | 0 | 0
CC | 0 | 0 | 0 | 0 | 0 | 0
CSP | 0 | 0 | 0 | 0 | 0 | 0
CT | 0 | 0 | 0 | 0 | 0 | 0
Coal | 0 | 0 | 0 | 0 | 0 | 0
Geo | 0 | 0 | 0 | 0 | 0 | 0
H | 0 | 0 | 0 | 0 | 0 | 0
LFG | 0 | 0 | 0 | 0 | 0 | 0
Nuc | 0 | 0 | 0 | 0 | 0 | 0
PS | 0 | 0 | 0 | 0 | 0 | 0
PV | 0 | 0 | 0 | 0 | 0 | 0
PeakG | 0 | 0 | 0 | 0 | 0 | 0
PeakO | 0 | 0 | 0 | 0 | 0 | 0
ST | 0 | 0 | 0 | 0 | 0 | 0
STOG | 0 | 0 | 0 | 0 | 0 | 0
STWD | 0 | 0 | 0 | 0 | 0 | 0
WT | 0 | 0 | 0 | 0 | 0 | 0
IGCC | 0 | 0 | 0 | 0 | 0 | 0
DemandResponse | 0 | 0 | 0 | 0 | 0 | 0
IGCC-CCS | 0 | 0 | 0 | 0 | 0 | 0
WT_off | 0 | 0 | 0 | 0 | 0 | 0
PseudoUnit | 0 | 0 | 0 | 0 | 0 | 0
FixedInterchange | 0 | 0 | 0 | 0 | 0 | 0
Emission Cost by Reporting Type: MISO_IN
ReportingType | 2015 | 2020 | 2025 | 2030 | 2035 | 2040
BM | 0 | 0 | 0 | 0 | 0 | 0
CC | 0 | 0 | 0 | 0 | 0 | 0
CSP | 0 | 0 | 0 | 0 | 0 | 0
CT | 0 | 0 | 0 | 0 | 0 | 0
Coal | 0 | 0 | 0 | 0 | 0 | 0
Geo | 0 | 0 | 0 | 0 | 0 | 0
H | 0 | 0 | 0 | 0 | 0 | 0
LFG | 0 | 0 | 0 | 0 | 0 | 0
Nuc | 0 | 0 | 0 | 0 | 0 | 0
PS | 0 | 0 | 0 | 0 | 0 | 0
PV | 0 | 0 | 0 | 0 | 0 | 0
PeakG | 0 | 0 | 0 | 0 | 0 | 0
PeakO | 0 | 0 | 0 | 0 | 0 | 0
ST | 0 | 0 | 0 | 0 | 0 | 0
STOG | 0 | 0 | 0 | 0 | 0 | 0
STWD | 0 | 0 | 0 | 0 | 0 | 0
WT | 0 | 0 | 0 | 0 | 0 | 0
IGCC | 0 | 0 | 0 | 0 | 0 | 0
DemandResponse | 0 | 0 | 0 | 0 | 0 | 0
IGCC-CCS | 0 | 0 | 0 | 0 | 0 | 0
WT_off | 0 | 0 | 0 | 0 | 0 | 0
PseudoUnit | 0 | 0 | 0 | 0 | 0 | 0
FixedInterchange | 0 | 0 | 0 | 0 | 0 | 0
Emission Cost by Reporting Type: MISO_MI
ReportingType | 2015 | 2020 | 2025 | 2030 | 2035 | 2040
BM | 0 | 0 | 0 | 0 | 0 | 0
CC | 0 | 0 | 0 | 0 | 0 | 0
CSP | 0 | 0 | 0 | 0 | 0 | 0
CT | 0 | 0 | 0 | 0 | 0 | 0
Coal | 0 | 0 | 0 | 0 | 0 | 0
Geo | 0 | 0 | 0 | 0 | 0 | 0
H | 0 | 0 | 0 | 0 | 0 | 0
LFG | 0 | 0 | 0 | 0 | 0 | 0
Nuc | 0 | 0 | 0 | 0 | 0 | 0
PS | 0 | 0 | 0 | 0 | 0 | 0
PV | 0 | 0 | 0 | 0 | 0 | 0
PeakG | 0 | 0 | 0 | 0 | 0 | 0
PeakO | 0 | 0 | 0 | 0 | 0 | 0
ST | 0 | 0 | 0 | 0 | 0 | 0
STOG | 0 | 0 | 0 | 0 | 0 | 0
STWD | 0 | 0 | 0 | 0 | 0 | 0
WT | 0 | 0 | 0 | 0 | 0 | 0
IGCC | 0 | 0 | 0 | 0 | 0 | 0
DemandResponse | 0 | 0 | 0 | 0 | 0 | 0
IGCC-CCS | 0 | 0 | 0 | 0 | 0 | 0
WT_off | 0 | 0 | 0 | 0 | 0 | 0
PseudoUnit | 0 | 0 | 0 | 0 | 0 | 0
FixedInterchange | 0 | 0 | 0 | 0 | 0 | 0
Emission Cost by Reporting Type: MISO_MO-IL
ReportingType | 2015 | 2020 | 2025 | 2030 | 2035 | 2040
BM | 0 | 0 | 0 | 0 | 0 | 0
CC | 0 | 0 | 0 | 0 | 0 | 0
CSP | 0 | 0 | 0 | 0 | 0 | 0
CT | 0 | 0 | 0 | 0 | 0 | 0
Coal | 0 | 0 | 0 | 0 | 0 | 0
Geo | 0 | 0 | 0 | 0 | 0 | 0
H | 0 | 0 | 0 | 0 | 0 | 0
LFG | 0 | 0 | 0 | 0 | 0 | 0
Nuc | 0 | 0 | 0 | 0 | 0 | 0
PS | 0 | 0 | 0 | 0 | 0 | 0
PV | 0 | 0 | 0 | 0 | 0 | 0
PeakG | 0 | 0 | 0 | 0 | 0 | 0
PeakO | 0 | 0 | 0 | 0 | 0 | 0
ST | 0 | 0 | 0 | 0 | 0 | 0
STOG | 0 | 0 | 0 | 0 | 0 | 0
STWD | 0 | 0 | 0 | 0 | 0 | 0
WT | 0 | 0 | 0 | 0 | 0 | 0
IGCC | 0 | 0 | 0 | 0 | 0 | 0
DemandResponse | 0 | 0 | 0 | 0 | 0 | 0
IGCC-CCS | 0 | 0 | 0 | 0 | 0 | 0
WT_off | 0 | 0 | 0 | 0 | 0 | 0
PseudoUnit | 0 | 0 | 0 | 0 | 0 | 0
FixedInterchange | 0 | 0 | 0 | 0 | 0 | 0
Emission Cost by Reporting Type: MISO_W
ReportingType | 2015 | 2020 | 2025 | 2030 | 2035 | 2040
BM | 0 | 0 | 0 | 0 | 0 | 0
CC | 0 | 0 | 0 | 0 | 0 | 0
CSP | 0 | 0 | 0 | 0 | 0 | 0
CT | 0 | 0 | 0 | 0 | 0 | 0
Coal | 0 | 0 | 0 | 0 | 0 | 0
Geo | 0 | 0 | 0 | 0 | 0 | 0
H | 0 | 0 | 0 | 0 | 0 | 0
LFG | 0 | 0 | 0 | 0 | 0 | 0
Nuc | 0 | 0 | 0 | 0 | 0 | 0
PS | 0 | 0 | 0 | 0 | 0 | 0
PV | 0 | 0 | 0 | 0 | 0 | 0
PeakG | 0 | 0 | 0 | 0 | 0 | 0
PeakO | 0 | 0 | 0 | 0 | 0 | 0
ST | 0 | 0 | 0 | 0 | 0 | 0
STOG | 0 | 0 | 0 | 0 | 0 | 0
STWD | 0 | 0 | 0 | 0 | 0 | 0
WT | 0 | 0 | 0 | 0 | 0 | 0
IGCC | 0 | 0 | 0 | 0 | 0 | 0
DemandResponse | 0 | 0 | 0 | 0 | 0 | 0
IGCC-CCS | 0 | 0 | 0 | 0 | 0 | 0
WT_off | 0 | 0 | 0 | 0 | 0 | 0
PseudoUnit | 0 | 0 | 0 | 0 | 0 | 0
FixedInterchange | 0 | 0 | 0 | 0 | 0 | 0
Emission Cost by Reporting Type: MISO_WUMS
ReportingType | 2015 | 2020 | 2025 | 2030 | 2035 | 2040
BM | 0 | 0 | 0 | 0 | 0 | 0
CC | 0 | 0 | 0 | 0 | 0 | 0
CSP | 0 | 0 | 0 | 0 | 0 | 0
CT | 0 | 0 | 0 | 0 | 0 | 0
Coal | 0 | 0 | 0 | 0 | 0 | 0
Geo | 0 | 0 | 0 | 0 | 0 | 0
H | 0 | 0 | 0 | 0 | 0 | 0
LFG | 0 | 0 | 0 | 0 | 0 | 0
Nuc | 0 | 0 | 0 | 0 | 0 | 0
PS | 0 | 0 | 0 | 0 | 0 | 0
PV | 0 | 0 | 0 | 0 | 0 | 0
PeakG | 0 | 0 | 0 | 0 | 0 | 0
PeakO | 0 | 0 | 0 | 0 | 0 | 0
ST | 0 | 0 | 0 | 0 | 0 | 0
STOG | 0 | 0 | 0 | 0 | 0 | 0
STWD | 0 | 0 | 0 | 0 | 0 | 0
WT | 0 | 0 | 0 | 0 | 0 | 0
IGCC | 0 | 0 | 0 | 0 | 0 | 0
DemandResponse | 0 | 0 | 0 | 0 | 0 | 0
IGCC-CCS | 0 | 0 | 0 | 0 | 0 | 0
WT_off | 0 | 0 | 0 | 0 | 0 | 0
PseudoUnit | 0 | 0 | 0 | 0 | 0 | 0
FixedInterchange | 0 | 0 | 0 | 0 | 0 | 0
Emission Cost by Reporting Type: Nebraska
ReportingType | 2015 | 2020 | 2025 | 2030 | 2035 | 2040
BM | 0 | 0 | 0 | 0 | 0 | 0
CC | 0 | 0 | 0 | 0 | 0 | 0
CSP | 0 | 0 | 0 | 0 | 0 | 0
CT | 0 | 0 | 0 | 0 | 0 | 0
Coal | 0 | 0 | 0 | 0 | 0 | 0
Geo | 0 | 0 | 0 | 0 | 0 | 0
H | 0 | 0 | 0 | 0 | 0 | 0
LFG | 0 | 0 | 0 | 0 | 0 | 0
Nuc | 0 | 0 | 0 | 0 | 0 | 0
PS | 0 | 0 | 0 | 0 | 0 | 0
PV | 0 | 0 | 0 | 0 | 0 | 0
PeakG | 0 | 0 | 0 | 0 | 0 | 0
PeakO | 0 | 0 | 0 | 0 | 0 | 0
ST | 0 | 0 | 0 | 0 | 0 | 0
STOG | 0 | 0 | 0 | 0 | 0 | 0
STWD | 0 | 0 | 0 | 0 | 0 | 0
WT | 0 | 0 | 0 | 0 | 0 | 0
IGCC | 0 | 0 | 0 | 0 | 0 | 0
DemandResponse | 0 | 0 | 0 | 0 | 0 | 0
IGCC-CCS | 0 | 0 | 0 | 0 | 0 | 0
WT_off | 0 | 0 | 0 | 0 | 0 | 0
PseudoUnit | 0 | 0 | 0 | 0 | 0 | 0
FixedInterchange | 0 | 0 | 0 | 0 | 0 | 0
Emission Cost by Reporting Type: NEISO
ReportingType | 2015 | 2020 | 2025 | 2030 | 2035 | 2040
BM | 0 | 0 | 0 | 0 | 0 | 0
CC | 0 | 0 | 0 | 0 | 0 | 0
CSP | 0 | 0 | 0 | 0 | 0 | 0
CT | 0 | 0 | 0 | 0 | 0 | 0
Coal | 0 | 0 | 0 | 0 | 0 | 0
Geo | 0 | 0 | 0 | 0 | 0 | 0
H | 0 | 0 | 0 | 0 | 0 | 0
LFG | 0 | 0 | 0 | 0 | 0 | 0
Nuc | 0 | 0 | 0 | 0 | 0 | 0
PS | 0 | 0 | 0 | 0 | 0 | 0
PV | 0 | 0 | 0 | 0 | 0 | 0
PeakG | 0 | 0 | 0 | 0 | 0 | 0
PeakO | 0 | 0 | 0 | 0 | 0 | 0
ST | 0 | 0 | 0 | 0 | 0 | 0
STOG | 0 | 0 | 0 | 0 | 0 | 0
STWD | 0 | 0 | 0 | 0 | 0 | 0
WT | 0 | 0 | 0 | 0 | 0 | 0
IGCC | 0 | 0 | 0 | 0 | 0 | 0
DemandResponse | 0 | 0 | 0 | 0 | 0 | 0
IGCC-CCS | 0 | 0 | 0 | 0 | 0 | 0
WT_off | 0 | 0 | 0 | 0 | 0 | 0
PseudoUnit | 0 | 0 | 0 | 0 | 0 | 0
FixedInterchange | 0 | 0 | 0 | 0 | 0 | 0
Emission Cost by Reporting Type: NonRTO_Midwest
ReportingType | 2015 | 2020 | 2025 | 2030 | 2035 | 2040
BM | 0 | 0 | 0 | 0 | 0 | 0
CC | 0 | 0 | 0 | 0 | 0 | 0
CSP | 0 | 0 | 0 | 0 | 0 | 0
CT | 0 | 0 | 0 | 0 | 0 | 0
Coal | 0 | 0 | 0 | 0 | 0 | 0
Geo | 0 | 0 | 0 | 0 | 0 | 0
H | 0 | 0 | 0 | 0 | 0 | 0
LFG | 0 | 0 | 0 | 0 | 0 | 0
Nuc | 0 | 0 | 0 | 0 | 0 | 0
PS | 0 | 0 | 0 | 0 | 0 | 0
PV | 0 | 0 | 0 | 0 | 0 | 0
PeakG | 0 | 0 | 0 | 0 | 0 | 0
PeakO | 0 | 0 | 0 | 0 | 0 | 0
ST | 0 | 0 | 0 | 0 | 0 | 0
STOG | 0 | 0 | 0 | 0 | 0 | 0
STWD | 0 | 0 | 0 | 0 | 0 | 0
WT | 0 | 0 | 0 | 0 | 0 | 0
IGCC | 0 | 0 | 0 | 0 | 0 | 0
DemandResponse | 0 | 0 | 0 | 0 | 0 | 0
IGCC-CCS | 0 | 0 | 0 | 0 | 0 | 0
WT_off | 0 | 0 | 0 | 0 | 0 | 0
PseudoUnit | 0 | 0 | 0 | 0 | 0 | 0
FixedInterchange | 0 | 0 | 0 | 0 | 0 | 0
Emission Cost by Reporting Type: NYISO_A-F
ReportingType | 2015 | 2020 | 2025 | 2030 | 2035 | 2040
BM | 0 | 0 | 0 | 0 | 0 | 0
CC | 0 | 0 | 0 | 0 | 0 | 0
CSP | 0 | 0 | 0 | 0 | 0 | 0
CT | 0 | 0 | 0 | 0 | 0 | 0
Coal | 0 | 0 | 0 | 0 | 0 | 0
Geo | 0 | 0 | 0 | 0 | 0 | 0
H | 0 | 0 | 0 | 0 | 0 | 0
LFG | 0 | 0 | 0 | 0 | 0 | 0
Nuc | 0 | 0 | 0 | 0 | 0 | 0
PS | 0 | 0 | 0 | 0 | 0 | 0
PV | 0 | 0 | 0 | 0 | 0 | 0
PeakG | 0 | 0 | 0 | 0 | 0 | 0
PeakO | 0 | 0 | 0 | 0 | 0 | 0
ST | 0 | 0 | 0 | 0 | 0 | 0
STOG | 0 | 0 | 0 | 0 | 0 | 0
STWD | 0 | 0 | 0 | 0 | 0 | 0
WT | 0 | 0 | 0 | 0 | 0 | 0
IGCC | 0 | 0 | 0 | 0 | 0 | 0
DemandResponse | 0 | 0 | 0 | 0 | 0 | 0
IGCC-CCS | 0 | 0 | 0 | 0 | 0 | 0
WT_off | 0 | 0 | 0 | 0 | 0 | 0
PseudoUnit | 0 | 0 | 0 | 0 | 0 | 0
FixedInterchange | 0 | 0 | 0 | 0 | 0 | 0
Emission Cost by Reporting Type: NYISO_G-I
ReportingType | 2015 | 2020 | 2025 | 2030 | 2035 | 2040
BM | 0 | 0 | 0 | 0 | 0 | 0
CC | 0 | 0 | 0 | 0 | 0 | 0
CSP | 0 | 0 | 0 | 0 | 0 | 0
CT | 0 | 0 | 0 | 0 | 0 | 0
Coal | 0 | 0 | 0 | 0 | 0 | 0
Geo | 0 | 0 | 0 | 0 | 0 | 0
H | 0 | 0 | 0 | 0 | 0 | 0
LFG | 0 | 0 | 0 | 0 | 0 | 0
Nuc | 0 | 0 | 0 | 0 | 0 | 0
PS | 0 | 0 | 0 | 0 | 0 | 0
PV | 0 | 0 | 0 | 0 | 0 | 0
PeakG | 0 | 0 | 0 | 0 | 0 | 0
PeakO | 0 | 0 | 0 | 0 | 0 | 0
ST | 0 | 0 | 0 | 0 | 0 | 0
STOG | 0 | 0 | 0 | 0 | 0 | 0
STWD | 0 | 0 | 0 | 0 | 0 | 0
WT | 0 | 0 | 0 | 0 | 0 | 0
IGCC | 0 | 0 | 0 | 0 | 0 | 0
DemandResponse | 0 | 0 | 0 | 0 | 0 | 0
IGCC-CCS | 0 | 0 | 0 | 0 | 0 | 0
WT_off | 0 | 0 | 0 | 0 | 0 | 0
PseudoUnit | 0 | 0 | 0 | 0 | 0 | 0
FixedInterchange | 0 | 0 | 0 | 0 | 0 | 0
Emission Cost by Reporting Type: NYISO_J-K
ReportingType | 2015 | 2020 | 2025 | 2030 | 2035 | 2040
BM | 0 | 0 | 0 | 0 | 0 | 0
CC | 0 | 0 | 0 | 0 | 0 | 0
CSP | 0 | 0 | 0 | 0 | 0 | 0
CT | 0 | 0 | 0 | 0 | 0 | 0
Coal | 0 | 0 | 0 | 0 | 0 | 0
Geo | 0 | 0 | 0 | 0 | 0 | 0
H | 0 | 0 | 0 | 0 | 0 | 0
LFG | 0 | 0 | 0 | 0 | 0 | 0
Nuc | 0 | 0 | 0 | 0 | 0 | 0
PS | 0 | 0 | 0 | 0 | 0 | 0
PV | 0 | 0 | 0 | 0 | 0 | 0
PeakG | 0 | 0 | 0 | 0 | 0 | 0
PeakO | 0 | 0 | 0 | 0 | 0 | 0
ST | 0 | 0 | 0 | 0 | 0 | 0
STOG | 0 | 0 | 0 | 0 | 0 | 0
STWD | 0 | 0 | 0 | 0 | 0 | 0
WT | 0 | 0 | 0 | 0 | 0 | 0
IGCC | 0 | 0 | 0 | 0 | 0 | 0
DemandResponse | 0 | 0 | 0 | 0 | 0 | 0
IGCC-CCS | 0 | 0 | 0 | 0 | 0 | 0
WT_off | 0 | 0 | 0 | 0 | 0 | 0
PseudoUnit | 0 | 0 | 0 | 0 | 0 | 0
FixedInterchange | 0 | 0 | 0 | 0 | 0 | 0
Emission Cost by Reporting Type: PJM_E
ReportingType | 2015 | 2020 | 2025 | 2030 | 2035 | 2040
BM | 0 | 0 | 0 | 0 | 0 | 0
CC | 0 | 0 | 0 | 0 | 0 | 0
CSP | 0 | 0 | 0 | 0 | 0 | 0
CT | 0 | 0 | 0 | 0 | 0 | 0
Coal | 0 | 0 | 0 | 0 | 0 | 0
Geo | 0 | 0 | 0 | 0 | 0 | 0
H | 0 | 0 | 0 | 0 | 0 | 0
LFG | 0 | 0 | 0 | 0 | 0 | 0
Nuc | 0 | 0 | 0 | 0 | 0 | 0
PS | 0 | 0 | 0 | 0 | 0 | 0
PV | 0 | 0 | 0 | 0 | 0 | 0
PeakG | 0 | 0 | 0 | 0 | 0 | 0
PeakO | 0 | 0 | 0 | 0 | 0 | 0
ST | 0 | 0 | 0 | 0 | 0 | 0
STOG | 0 | 0 | 0 | 0 | 0 | 0
STWD | 0 | 0 | 0 | 0 | 0 | 0
WT | 0 | 0 | 0 | 0 | 0 | 0
IGCC | 0 | 0 | 0 | 0 | 0 | 0
DemandResponse | 0 | 0 | 0 | 0 | 0 | 0
IGCC-CCS | 0 | 0 | 0 | 0 | 0 | 0
WT_off | 0 | 0 | 0 | 0 | 0 | 0
PseudoUnit | 0 | 0 | 0 | 0 | 0 | 0
FixedInterchange | 0 | 0 | 0 | 0 | 0 | 0
Emission Cost by Reporting Type: PJM_ROM
ReportingType | 2015 | 2020 | 2025 | 2030 | 2035 | 2040
BM | 0 | 0 | 0 | 0 | 0 | 0
CC | 0 | 0 | 0 | 0 | 0 | 0
CSP | 0 | 0 | 0 | 0 | 0 | 0
CT | 0 | 0 | 0 | 0 | 0 | 0
Coal | 0 | 0 | 0 | 0 | 0 | 0
Geo | 0 | 0 | 0 | 0 | 0 | 0
H | 0 | 0 | 0 | 0 | 0 | 0
LFG | 0 | 0 | 0 | 0 | 0 | 0
Nuc | 0 | 0 | 0 | 0 | 0 | 0
PS | 0 | 0 | 0 | 0 | 0 | 0
PV | 0 | 0 | 0 | 0 | 0 | 0
PeakG | 0 | 0 | 0 | 0 | 0 | 0
PeakO | 0 | 0 | 0 | 0 | 0 | 0
ST | 0 | 0 | 0 | 0 | 0 | 0
STOG | 0 | 0 | 0 | 0 | 0 | 0
STWD | 0 | 0 | 0 | 0 | 0 | 0
WT | 0 | 0 | 0 | 0 | 0 | 0
IGCC | 0 | 0 | 0 | 0 | 0 | 0
DemandResponse | 0 | 0 | 0 | 0 | 0 | 0
IGCC-CCS | 0 | 0 | 0 | 0 | 0 | 0
WT_off | 0 | 0 | 0 | 0 | 0 | 0
PseudoUnit | 0 | 0 | 0 | 0 | 0 | 0
FixedInterchange | 0 | 0 | 0 | 0 | 0 | 0
Emission Cost by Reporting Type: PJM_ROR
ReportingType | 2015 | 2020 | 2025 | 2030 | 2035 | 2040
BM | 0 | 0 | 0 | 0 | 0 | 0
CC | 0 | 0 | 0 | 0 | 0 | 0
CSP | 0 | 0 | 0 | 0 | 0 | 0
CT | 0 | 0 | 0 | 0 | 0 | 0
Coal | 0 | 0 | 0 | 0 | 0 | 0
Geo | 0 | 0 | 0 | 0 | 0 | 0
H | 0 | 0 | 0 | 0 | 0 | 0
LFG | 0 | 0 | 0 | 0 | 0 | 0
Nuc | 0 | 0 | 0 | 0 | 0 | 0
PS | 0 | 0 | 0 | 0 | 0 | 0
PV | 0 | 0 | 0 | 0 | 0 | 0
PeakG | 0 | 0 | 0 | 0 | 0 | 0
PeakO | 0 | 0 | 0 | 0 | 0 | 0
ST | 0 | 0 | 0 | 0 | 0 | 0
STOG | 0 | 0 | 0 | 0 | 0 | 0
STWD | 0 | 0 | 0 | 0 | 0 | 0
WT | 0 | 0 | 0 | 0 | 0 | 0
IGCC | 0 | 0 | 0 | 0 | 0 | 0
DemandResponse | 0 | 0 | 0 | 0 | 0 | 0
IGCC-CCS | 0 | 0 | 0 | 0 | 0 | 0
WT_off | 0 | 0 | 0 | 0 | 0 | 0
PseudoUnit | 0 | 0 | 0 | 0 | 0 | 0
FixedInterchange | 0 | 0 | 0 | 0 | 0 | 0
Emission Cost by Reporting Type: SOCO
ReportingType | 2015 | 2020 | 2025 | 2030 | 2035 | 2040
BM | 0 | 0 | 0 | 0 | 0 | 0
CC | 0 | 0 | 0 | 0 | 0 | 0
CSP | 0 | 0 | 0 | 0 | 0 | 0
CT | 0 | 0 | 0 | 0 | 0 | 0
Coal | 0 | 0 | 0 | 0 | 0 | 0
Geo | 0 | 0 | 0 | 0 | 0 | 0
H | 0 | 0 | 0 | 0 | 0 | 0
LFG | 0 | 0 | 0 | 0 | 0 | 0
Nuc | 0 | 0 | 0 | 0 | 0 | 0
PS | 0 | 0 | 0 | 0 | 0 | 0
PV | 0 | 0 | 0 | 0 | 0 | 0
PeakG | 0 | 0 | 0 | 0 | 0 | 0
PeakO | 0 | 0 | 0 | 0 | 0 | 0
ST | 0 | 0 | 0 | 0 | 0 | 0
STOG | 0 | 0 | 0 | 0 | 0 | 0
STWD | 0 | 0 | 0 | 0 | 0 | 0
WT | 0 | 0 | 0 | 0 | 0 | 0
IGCC | 0 | 0 | 0 | 0 | 0 | 0
DemandResponse | 0 | 0 | 0 | 0 | 0 | 0
IGCC-CCS | 0 | 0 | 0 | 0 | 0 | 0
WT_off | 0 | 0 | 0 | 0 | 0 | 0
PseudoUnit | 0 | 0 | 0 | 0 | 0 | 0
FixedInterchange | 0 | 0 | 0 | 0 | 0 | 0
Emission Cost by Reporting Type: SPP_N
ReportingType | 2015 | 2020 | 2025 | 2030 | 2035 | 2040
BM | 0 | 0 | 0 | 0 | 0 | 0
CC | 0 | 0 | 0 | 0 | 0 | 0
CSP | 0 | 0 | 0 | 0 | 0 | 0
CT | 0 | 0 | 0 | 0 | 0 | 0
Coal | 0 | 0 | 0 | 0 | 0 | 0
Geo | 0 | 0 | 0 | 0 | 0 | 0
H | 0 | 0 | 0 | 0 | 0 | 0
LFG | 0 | 0 | 0 | 0 | 0 | 0
Nuc | 0 | 0 | 0 | 0 | 0 | 0
PS | 0 | 0 | 0 | 0 | 0 | 0
PV | 0 | 0 | 0 | 0 | 0 | 0
PeakG | 0 | 0 | 0 | 0 | 0 | 0
PeakO | 0 | 0 | 0 | 0 | 0 | 0
ST | 0 | 0 | 0 | 0 | 0 | 0
STOG | 0 | 0 | 0 | 0 | 0 | 0
STWD | 0 | 0 | 0 | 0 | 0 | 0
WT | 0 | 0 | 0 | 0 | 0 | 0
IGCC | 0 | 0 | 0 | 0 | 0 | 0
DemandResponse | 0 | 0 | 0 | 0 | 0 | 0
IGCC-CCS | 0 | 0 | 0 | 0 | 0 | 0
WT_off | 0 | 0 | 0 | 0 | 0 | 0
PseudoUnit | 0 | 0 | 0 | 0 | 0 | 0
FixedInterchange | 0 | 0 | 0 | 0 | 0 | 0
Emission Cost by Reporting Type: SPP_S
ReportingType | 2015 | 2020 | 2025 | 2030 | 2035 | 2040
BM | 0 | 0 | 0 | 0 | 0 | 0
CC | 0 | 0 | 0 | 0 | 0 | 0
CSP | 0 | 0 | 0 | 0 | 0 | 0
CT | 0 | 0 | 0 | 0 | 0 | 0
Coal | 0 | 0 | 0 | 0 | 0 | 0
Geo | 0 | 0 | 0 | 0 | 0 | 0
H | 0 | 0 | 0 | 0 | 0 | 0
LFG | 0 | 0 | 0 | 0 | 0 | 0
Nuc | 0 | 0 | 0 | 0 | 0 | 0
PS | 0 | 0 | 0 | 0 | 0 | 0
PV | 0 | 0 | 0 | 0 | 0 | 0
PeakG | 0 | 0 | 0 | 0 | 0 | 0
PeakO | 0 | 0 | 0 | 0 | 0 | 0
ST | 0 | 0 | 0 | 0 | 0 | 0
STOG | 0 | 0 | 0 | 0 | 0 | 0
STWD | 0 | 0 | 0 | 0 | 0 | 0
WT | 0 | 0 | 0 | 0 | 0 | 0
IGCC | 0 | 0 | 0 | 0 | 0 | 0
DemandResponse | 0 | 0 | 0 | 0 | 0 | 0
IGCC-CCS | 0 | 0 | 0 | 0 | 0 | 0
WT_off | 0 | 0 | 0 | 0 | 0 | 0
PseudoUnit | 0 | 0 | 0 | 0 | 0 | 0
FixedInterchange | 0 | 0 | 0 | 0 | 0 | 0
Emission Cost by Reporting Type: TVA
ReportingType | 2015 | 2020 | 2025 | 2030 | 2035 | 2040
BM | 0 | 0 | 0 | 0 | 0 | 0
CC | 0 | 0 | 0 | 0 | 0 | 0
CSP | 0 | 0 | 0 | 0 | 0 | 0
CT | 0 | 0 | 0 | 0 | 0 | 0
Coal | 0 | 0 | 0 | 0 | 0 | 0
Geo | 0 | 0 | 0 | 0 | 0 | 0
H | 0 | 0 | 0 | 0 | 0 | 0
LFG | 0 | 0 | 0 | 0 | 0 | 0
Nuc | 0 | 0 | 0 | 0 | 0 | 0
PS | 0 | 0 | 0 | 0 | 0 | 0
PV | 0 | 0 | 0 | 0 | 0 | 0
PeakG | 0 | 0 | 0 | 0 | 0 | 0
PeakO | 0 | 0 | 0 | 0 | 0 | 0
ST | 0 | 0 | 0 | 0 | 0 | 0
STOG | 0 | 0 | 0 | 0 | 0 | 0
STWD | 0 | 0 | 0 | 0 | 0 | 0
WT | 0 | 0 | 0 | 0 | 0 | 0
IGCC | 0 | 0 | 0 | 0 | 0 | 0
DemandResponse | 0 | 0 | 0 | 0 | 0 | 0
IGCC-CCS | 0 | 0 | 0 | 0 | 0 | 0
WT_off | 0 | 0 | 0 | 0 | 0 | 0
PseudoUnit | 0 | 0 | 0 | 0 | 0 | 0
FixedInterchange | 0 | 0 | 0 | 0 | 0 | 0
Emission Cost by Reporting Type: TVA_Transmission
ReportingType | 2015 | 2020 | 2025 | 2030 | 2035 | 2040
BM | 0 | 0 | 0 | 0 | 0 | 0
CC | 0 | 0 | 0 | 0 | 0 | 0
CSP | 0 | 0 | 0 | 0 | 0 | 0
CT | 0 | 0 | 0 | 0 | 0 | 0
Coal | 0 | 0 | 0 | 0 | 0 | 0
Geo | 0 | 0 | 0 | 0 | 0 | 0
H | 0 | 0 | 0 | 0 | 0 | 0
LFG | 0 | 0 | 0 | 0 | 0 | 0
Nuc | 0 | 0 | 0 | 0 | 0 | 0
PS | 0 | 0 | 0 | 0 | 0 | 0
PV | 0 | 0 | 0 | 0 | 0 | 0
PeakG | 0 | 0 | 0 | 0 | 0 | 0
PeakO | 0 | 0 | 0 | 0 | 0 | 0
ST | 0 | 0 | 0 | 0 | 0 | 0
STOG | 0 | 0 | 0 | 0 | 0 | 0
STWD | 0 | 0 | 0 | 0 | 0 | 0
WT | 0 | 0 | 0 | 0 | 0 | 0
IGCC | 0 | 0 | 0 | 0 | 0 | 0
DemandResponse | 0 | 0 | 0 | 0 | 0 | 0
IGCC-CCS | 0 | 0 | 0 | 0 | 0 | 0
WT_off | 0 | 0 | 0 | 0 | 0 | 0
PseudoUnit | 0 | 0 | 0 | 0 | 0 | 0
FixedInterchange | 0 | 0 | 0 | 0 | 0 | 0
Emission Cost by Reporting Type: VACAR
ReportingType | 2015 | 2020 | 2025 | 2030 | 2035 | 2040
BM | 0 | 0 | 0 | 0 | 0 | 0
CC | 0 | 0 | 0 | 0 | 0 | 0
CSP | 0 | 0 | 0 | 0 | 0 | 0
CT | 0 | 0 | 0 | 0 | 0 | 0
Coal | 0 | 0 | 0 | 0 | 0 | 0
Geo | 0 | 0 | 0 | 0 | 0 | 0
H | 0 | 0 | 0 | 0 | 0 | 0
LFG | 0 | 0 | 0 | 0 | 0 | 0
Nuc | 0 | 0 | 0 | 0 | 0 | 0
PS | 0 | 0 | 0 | 0 | 0 | 0
PV | 0 | 0 | 0 | 0 | 0 | 0
PeakG | 0 | 0 | 0 | 0 | 0 | 0
PeakO | 0 | 0 | 0 | 0 | 0 | 0
ST | 0 | 0 | 0 | 0 | 0 | 0
STOG | 0 | 0 | 0 | 0 | 0 | 0
STWD | 0 | 0 | 0 | 0 | 0 | 0
WT | 0 | 0 | 0 | 0 | 0 | 0
IGCC | 0 | 0 | 0 | 0 | 0 | 0
DemandResponse | 0 | 0 | 0 | 0 | 0 | 0
IGCC-CCS | 0 | 0 | 0 | 0 | 0 | 0
WT_off | 0 | 0 | 0 | 0 | 0 | 0
PseudoUnit | 0 | 0 | 0 | 0 | 0 | 0
FixedInterchange | 0 | 0 | 0 | 0 | 0 | 0
Emission Cost by Reporting Type: IESO
ReportingType | 2015 | 2020 | 2025 | 2030 | 2035 | 2040
BM | 0 | 0 | 0 | 0 | 0 | 0
CC | 0 | 0 | 0 | 0 | 0 | 0
CSP | 0 | 0 | 0 | 0 | 0 | 0
CT | 0 | 0 | 0 | 0 | 0 | 0
Coal | 0 | 0 | 0 | 0 | 0 | 0
Geo | 0 | 0 | 0 | 0 | 0 | 0
H | 0 | 0 | 0 | 0 | 0 | 0
LFG | 0 | 0 | 0 | 0 | 0 | 0
Nuc | 0 | 0 | 0 | 0 | 0 | 0
PS | 0 | 0 | 0 | 0 | 0 | 0
PV | 0 | 0 | 0 | 0 | 0 | 0
PeakG | 0 | 0 | 0 | 0 | 0 | 0
PeakO | 0 | 0 | 0 | 0 | 0 | 0
ST | 0 | 0 | 0 | 0 | 0 | 0
STOG | 0 | 0 | 0 | 0 | 0 | 0
STWD | 0 | 0 | 0 | 0 | 0 | 0
WT | 0 | 0 | 0 | 0 | 0 | 0
IGCC | 0 | 0 | 0 | 0 | 0 | 0
DemandResponse | 0 | 0 | 0 | 0 | 0 | 0
IGCC-CCS | 0 | 0 | 0 | 0 | 0 | 0
WT_off | 0 | 0 | 0 | 0 | 0 | 0
PseudoUnit | 0 | 0 | 0 | 0 | 0 | 0
FixedInterchange | 0 | 0 | 0 | 0 | 0 | 0
Emission Cost by Reporting Type: MAPP_CA
ReportingType | 2015 | 2020 | 2025 | 2030 | 2035 | 2040
BM | 0 | 0 | 0 | 0 | 0 | 0
CC | 0 | 0 | 0 | 0 | 0 | 0
CSP | 0 | 0 | 0 | 0 | 0 | 0
CT | 0 | 0 | 0 | 0 | 0 | 0
Coal | 0 | 0 | 0 | 0 | 0 | 0
Geo | 0 | 0 | 0 | 0 | 0 | 0
H | 0 | 0 | 0 | 0 | 0 | 0
LFG | 0 | 0 | 0 | 0 | 0 | 0
Nuc | 0 | 0 | 0 | 0 | 0 | 0
PS | 0 | 0 | 0 | 0 | 0 | 0
PV | 0 | 0 | 0 | 0 | 0 | 0
PeakG | 0 | 0 | 0 | 0 | 0 | 0
PeakO | 0 | 0 | 0 | 0 | 0 | 0
ST | 0 | 0 | 0 | 0 | 0 | 0
STOG | 0 | 0 | 0 | 0 | 0 | 0
STWD | 0 | 0 | 0 | 0 | 0 | 0
WT | 0 | 0 | 0 | 0 | 0 | 0
IGCC | 0 | 0 | 0 | 0 | 0 | 0
DemandResponse | 0 | 0 | 0 | 0 | 0 | 0
IGCC-CCS | 0 | 0 | 0 | 0 | 0 | 0
WT_off | 0 | 0 | 0 | 0 | 0 | 0
PseudoUnit | 0 | 0 | 0 | 0 | 0 | 0
FixedInterchange | 0 | 0 | 0 | 0 | 0 | 0
Emission Cost by Reporting Type: AZ_NM_SNV_Coal
ReportingType | 2015 | 2020 | 2025 | 2030 | 2035 | 2040
BM | 0 | 0 | 0 | 0 | 0 | 0
CC | 0 | 0 | 0 | 0 | 0 | 0
CSP | 0 | 0 | 0 | 0 | 0 | 0
CT | 0 | 0 | 0 | 0 | 0 | 0
Coal | 0 | 0 | 0 | 0 | 0 | 0
Geo | 0 | 0 | 0 | 0 | 0 | 0
H | 0 | 0 | 0 | 0 | 0 | 0
LFG | 0 | 0 | 0 | 0 | 0 | 0
Nuc | 0 | 0 | 0 | 0 | 0 | 0
PS | 0 | 0 | 0 | 0 | 0 | 0
PV | 0 | 0 | 0 | 0 | 0 | 0
PeakG | 0 | 0 | 0 | 0 | 0 | 0
PeakO | 0 | 0 | 0 | 0 | 0 | 0
ST | 0 | 0 | 0 | 0 | 0 | 0
STOG | 0 | 0 | 0 | 0 | 0 | 0
STWD | 0 | 0 | 0 | 0 | 0 | 0
WT | 0 | 0 | 0 | 0 | 0 | 0
IGCC | 0 | 0 | 0 | 0 | 0 | 0
DemandResponse | 0 | 0 | 0 | 0 | 0 | 0
IGCC-CCS | 0 | 0 | 0 | 0 | 0 | 0
WT_off | 0 | 0 | 0 | 0 | 0 | 0
PseudoUnit | 0 | 0 | 0 | 0 | 0 | 0
FixedInterchange | 0 | 0 | 0 | 0 | 0 | 0
Emission Cost by Reporting Type: AZ_NM_SNV_Gas
ReportingType | 2015 | 2020 | 2025 | 2030 | 2035 | 2040
BM | 0 | 0 | 0 | 0 | 0 | 0
CC | 0 | 0 | 0 | 0 | 0 | 0
CSP | 0 | 0 | 0 | 0 | 0 | 0
CT | 0 | 0 | 0 | 0 | 0 | 0
Coal | 0 | 0 | 0 | 0 | 0 | 0
Geo | 0 | 0 | 0 | 0 | 0 | 0
H | 0 | 0 | 0 | 0 | 0 | 0
LFG | 0 | 0 | 0 | 0 | 0 | 0
Nuc | 0 | 0 | 0 | 0 | 0 | 0
PS | 0 | 0 | 0 | 0 | 0 | 0
PV | 0 | 0 | 0 | 0 | 0 | 0
PeakG | 0 | 0 | 0 | 0 | 0 | 0
PeakO | 0 | 0 | 0 | 0 | 0 | 0
ST | 0 | 0 | 0 | 0 | 0 | 0
STOG | 0 | 0 | 0 | 0 | 0 | 0
STWD | 0 | 0 | 0 | 0 | 0 | 0
WT | 0 | 0 | 0 | 0 | 0 | 0
IGCC | 0 | 0 | 0 | 0 | 0 | 0
DemandResponse | 0 | 0 | 0 | 0 | 0 | 0
IGCC-CCS | 0 | 0 | 0 | 0 | 0 | 0
WT_off | 0 | 0 | 0 | 0 | 0 | 0
PseudoUnit | 0 | 0 | 0 | 0 | 0 | 0
FixedInterchange | 0 | 0 | 0 | 0 | 0 | 0
Emission Cost by Reporting Type: AZ_NM_SNV_NucRenew
ReportingType | 2015 | 2020 | 2025 | 2030 | 2035 | 2040
BM | 0 | 0 | 0 | 0 | 0 | 0
CC | 0 | 0 | 0 | 0 | 0 | 0
CSP | 0 | 0 | 0 | 0 | 0 | 0
CT | 0 | 0 | 0 | 0 | 0 | 0
Coal | 0 | 0 | 0 | 0 | 0 | 0
Geo | 0 | 0 | 0 | 0 | 0 | 0
H | 0 | 0 | 0 | 0 | 0 | 0
LFG | 0 | 0 | 0 | 0 | 0 | 0
Nuc | 0 | 0 | 0 | 0 | 0 | 0
PS | 0 | 0 | 0 | 0 | 0 | 0
PV | 0 | 0 | 0 | 0 | 0 | 0
PeakG | 0 | 0 | 0 | 0 | 0 | 0
PeakO | 0 | 0 | 0 | 0 | 0 | 0
ST | 0 | 0 | 0 | 0 | 0 | 0
STOG | 0 | 0 | 0 | 0 | 0 | 0
STWD | 0 | 0 | 0 | 0 | 0 | 0
WT | 0 | 0 | 0 | 0 | 0 | 0
IGCC | 0 | 0 | 0 | 0 | 0 | 0
DemandResponse | 0 | 0 | 0 | 0 | 0 | 0
IGCC-CCS | 0 | 0 | 0 | 0 | 0 | 0
WT_off | 0 | 0 | 0 | 0 | 0 | 0
PseudoUnit | 0 | 0 | 0 | 0 | 0 | 0
FixedInterchange | 0 | 0 | 0 | 0 | 0 | 0
Emission Cost by Reporting Type: ERCOT
ReportingType | 2015 | 2020 | 2025 | 2030 | 2035 | 2040
BM | 0 | 0 | 0 | 0 | 0 | 0
CC | 0 | 0 | 0 | 0 | 0 | 0
CSP | 0 | 0 | 0 | 0 | 0 | 0
CT | 0 | 0 | 0 | 0 | 0 | 0
Coal | 0 | 0 | 0 | 0 | 0 | 0
Geo | 0 | 0 | 0 | 0 | 0 | 0
H | 0 | 0 | 0 | 0 | 0 | 0
LFG | 0 | 0 | 0 | 0 | 0 | 0
Nuc | 0 | 0 | 0 | 0 | 0 | 0
PS | 0 | 0 | 0 | 0 | 0 | 0
PV | 0 | 0 | 0 | 0 | 0 | 0
PeakG | 0 | 0 | 0 | 0 | 0 | 0
PeakO | 0 | 0 | 0 | 0 | 0 | 0
ST | 0 | 0 | 0 | 0 | 0 | 0
STOG | 0 | 0 | 0 | 0 | 0 | 0
STWD | 0 | 0 | 0 | 0 | 0 | 0
WT | 0 | 0 | 0 | 0 | 0 | 0
IGCC | 0 | 0 | 0 | 0 | 0 | 0
DemandResponse | 0 | 0 | 0 | 0 | 0 | 0
IGCC-CCS | 0 | 0 | 0 | 0 | 0 | 0
WT_off | 0 | 0 | 0 | 0 | 0 | 0
PseudoUnit | 0 | 0 | 0 | 0 | 0 | 0
FixedInterchange | 0 | 0 | 0 | 0 | 0 | 0
Emission Cost by Reporting Type: NP15
ReportingType | 2015 | 2020 | 2025 | 2030 | 2035 | 2040
BM | 0 | 0 | 0 | 0 | 0 | 0
CC | 0 | 0 | 0 | 0 | 0 | 0
CSP | 0 | 0 | 0 | 0 | 0 | 0
CT | 0 | 0 | 0 | 0 | 0 | 0
Coal | 0 | 0 | 0 | 0 | 0 | 0
Geo | 0 | 0 | 0 | 0 | 0 | 0
H | 0 | 0 | 0 | 0 | 0 | 0
LFG | 0 | 0 | 0 | 0 | 0 | 0
Nuc | 0 | 0 | 0 | 0 | 0 | 0
PS | 0 | 0 | 0 | 0 | 0 | 0
PV | 0 | 0 | 0 | 0 | 0 | 0
PeakG | 0 | 0 | 0 | 0 | 0 | 0
PeakO | 0 | 0 | 0 | 0 | 0 | 0
ST | 0 | 0 | 0 | 0 | 0 | 0
STOG | 0 | 0 | 0 | 0 | 0 | 0
STWD | 0 | 0 | 0 | 0 | 0 | 0
WT | 0 | 0 | 0 | 0 | 0 | 0
IGCC | 0 | 0 | 0 | 0 | 0 | 0
DemandResponse | 0 | 0 | 0 | 0 | 0 | 0
IGCC-CCS | 0 | 0 | 0 | 0 | 0 | 0
WT_off | 0 | 0 | 0 | 0 | 0 | 0
PseudoUnit | 0 | 0 | 0 | 0 | 0 | 0
FixedInterchange | 0 | 0 | 0 | 0 | 0 | 0
Emission Cost by Reporting Type: NWPP_Coal
ReportingType | 2015 | 2020 | 2025 | 2030 | 2035 | 2040
BM | 0 | 0 | 0 | 0 | 0 | 0
CC | 0 | 0 | 0 | 0 | 0 | 0
CSP | 0 | 0 | 0 | 0 | 0 | 0
CT | 0 | 0 | 0 | 0 | 0 | 0
Coal | 0 | 0 | 0 | 0 | 0 | 0
Geo | 0 | 0 | 0 | 0 | 0 | 0
H | 0 | 0 | 0 | 0 | 0 | 0
LFG | 0 | 0 | 0 | 0 | 0 | 0
Nuc | 0 | 0 | 0 | 0 | 0 | 0
PS | 0 | 0 | 0 | 0 | 0 | 0
PV | 0 | 0 | 0 | 0 | 0 | 0
PeakG | 0 | 0 | 0 | 0 | 0 | 0
PeakO | 0 | 0 | 0 | 0 | 0 | 0
ST | 0 | 0 | 0 | 0 | 0 | 0
STOG | 0 | 0 | 0 | 0 | 0 | 0
STWD | 0 | 0 | 0 | 0 | 0 | 0
WT | 0 | 0 | 0 | 0 | 0 | 0
IGCC | 0 | 0 | 0 | 0 | 0 | 0
DemandResponse | 0 | 0 | 0 | 0 | 0 | 0
IGCC-CCS | 0 | 0 | 0 | 0 | 0 | 0
WT_off | 0 | 0 | 0 | 0 | 0 | 0
PseudoUnit | 0 | 0 | 0 | 0 | 0 | 0
FixedInterchange | 0 | 0 | 0 | 0 | 0 | 0
Emission Cost by Reporting Type: NWPP_Gas
ReportingType | 2015 | 2020 | 2025 | 2030 | 2035 | 2040
BM | 0 | 0 | 0 | 0 | 0 | 0
CC | 0 | 0 | 0 | 0 | 0 | 0
CSP | 0 | 0 | 0 | 0 | 0 | 0
CT | 0 | 0 | 0 | 0 | 0 | 0
Coal | 0 | 0 | 0 | 0 | 0 | 0
Geo | 0 | 0 | 0 | 0 | 0 | 0
H | 0 | 0 | 0 | 0 | 0 | 0
LFG | 0 | 0 | 0 | 0 | 0 | 0
Nuc | 0 | 0 | 0 | 0 | 0 | 0
PS | 0 | 0 | 0 | 0 | 0 | 0
PV | 0 | 0 | 0 | 0 | 0 | 0
PeakG | 0 | 0 | 0 | 0 | 0 | 0
PeakO | 0 | 0 | 0 | 0 | 0 | 0
ST | 0 | 0 | 0 | 0 | 0 | 0
STOG | 0 | 0 | 0 | 0 | 0 | 0
STWD | 0 | 0 | 0 | 0 | 0 | 0
WT | 0 | 0 | 0 | 0 | 0 | 0
IGCC | 0 | 0 | 0 | 0 | 0 | 0
DemandResponse | 0 | 0 | 0 | 0 | 0 | 0
IGCC-CCS | 0 | 0 | 0 | 0 | 0 | 0
WT_off | 0 | 0 | 0 | 0 | 0 | 0
PseudoUnit | 0 | 0 | 0 | 0 | 0 | 0
FixedInterchange | 0 | 0 | 0 | 0 | 0 | 0
Emission Cost by Reporting Type: NWPP_NucRenew
ReportingType | 2015 | 2020 | 2025 | 2030 | 2035 | 2040
BM | 0 | 0 | 0 | 0 | 0 | 0
CC | 0 | 0 | 0 | 0 | 0 | 0
CSP | 0 | 0 | 0 | 0 | 0 | 0
CT | 0 | 0 | 0 | 0 | 0 | 0
Coal | 0 | 0 | 0 | 0 | 0 | 0
Geo | 0 | 0 | 0 | 0 | 0 | 0
H | 0 | 0 | 0 | 0 | 0 | 0
LFG | 0 | 0 | 0 | 0 | 0 | 0
Nuc | 0 | 0 | 0 | 0 | 0 | 0
PS | 0 | 0 | 0 | 0 | 0 | 0
PV | 0 | 0 | 0 | 0 | 0 | 0
PeakG | 0 | 0 | 0 | 0 | 0 | 0
PeakO | 0 | 0 | 0 | 0 | 0 | 0
ST | 0 | 0 | 0 | 0 | 0 | 0
STOG | 0 | 0 | 0 | 0 | 0 | 0
STWD | 0 | 0 | 0 | 0 | 0 | 0
WT | 0 | 0 | 0 | 0 | 0 | 0
IGCC | 0 | 0 | 0 | 0 | 0 | 0
DemandResponse | 0 | 0 | 0 | 0 | 0 | 0
IGCC-CCS | 0 | 0 | 0 | 0 | 0 | 0
WT_off | 0 | 0 | 0 | 0 | 0 | 0
PseudoUnit | 0 | 0 | 0 | 0 | 0 | 0
FixedInterchange | 0 | 0 | 0 | 0 | 0 | 0
Emission Cost by Reporting Type: RMPA
ReportingType | 2015 | 2020 | 2025 | 2030 | 2035 | 2040
BM | 0 | 0 | 0 | 0 | 0 | 0
CC | 0 | 0 | 0 | 0 | 0 | 0
CSP | 0 | 0 | 0 | 0 | 0 | 0
CT | 0 | 0 | 0 | 0 | 0 | 0
Coal | 0 | 0 | 0 | 0 | 0 | 0
Geo | 0 | 0 | 0 | 0 | 0 | 0
H | 0 | 0 | 0 | 0 | 0 | 0
LFG | 0 | 0 | 0 | 0 | 0 | 0
Nuc | 0 | 0 | 0 | 0 | 0 | 0
PS | 0 | 0 | 0 | 0 | 0 | 0
PV | 0 | 0 | 0 | 0 | 0 | 0
PeakG | 0 | 0 | 0 | 0 | 0 | 0
PeakO | 0 | 0 | 0 | 0 | 0 | 0
ST | 0 | 0 | 0 | 0 | 0 | 0
STOG | 0 | 0 | 0 | 0 | 0 | 0
STWD | 0 | 0 | 0 | 0 | 0 | 0
WT | 0 | 0 | 0 | 0 | 0 | 0
IGCC | 0 | 0 | 0 | 0 | 0 | 0
DemandResponse | 0 | 0 | 0 | 0 | 0 | 0
IGCC-CCS | 0 | 0 | 0 | 0 | 0 | 0
WT_off | 0 | 0 | 0 | 0 | 0 | 0
PseudoUnit | 0 | 0 | 0 | 0 | 0 | 0
FixedInterchange | 0 | 0 | 0 | 0 | 0 | 0
Emission Cost by Reporting Type: SP15
ReportingType | 2015 | 2020 | 2025 | 2030 | 2035 | 2040
BM | 0 | 0 | 0 | 0 | 0 | 0
CC | 0 | 0 | 0 | 0 | 0 | 0
CSP | 0 | 0 | 0 | 0 | 0 | 0
CT | 0 | 0 | 0 | 0 | 0 | 0
Coal | 0 | 0 | 0 | 0 | 0 | 0
Geo | 0 | 0 | 0 | 0 | 0 | 0
H | 0 | 0 | 0 | 0 | 0 | 0
LFG | 0 | 0 | 0 | 0 | 0 | 0
Nuc | 0 | 0 | 0 | 0 | 0 | 0
PS | 0 | 0 | 0 | 0 | 0 | 0
PV | 0 | 0 | 0 | 0 | 0 | 0
PeakG | 0 | 0 | 0 | 0 | 0 | 0
PeakO | 0 | 0 | 0 | 0 | 0 | 0
ST | 0 | 0 | 0 | 0 | 0 | 0
STOG | 0 | 0 | 0 | 0 | 0 | 0
STWD | 0 | 0 | 0 | 0 | 0 | 0
WT | 0 | 0 | 0 | 0 | 0 | 0
IGCC | 0 | 0 | 0 | 0 | 0 | 0
DemandResponse | 0 | 0 | 0 | 0 | 0 | 0
IGCC-CCS | 0 | 0 | 0 | 0 | 0 | 0
WT_off | 0 | 0 | 0 | 0 | 0 | 0
PseudoUnit | 0 | 0 | 0 | 0 | 0 | 0
FixedInterchange | 0 | 0 | 0 | 0 | 0 | 0
Emission Cost by Reporting Type: ALB
ReportingType | 2015 | 2020 | 2025 | 2030 | 2035 | 2040
BM | 0 | 0 | 0 | 0 | 0 | 0
CC | 0 | 0 | 0 | 0 | 0 | 0
CSP | 0 | 0 | 0 | 0 | 0 | 0
CT | 0 | 0 | 0 | 0 | 0 | 0
Coal | 0 | 0 | 0 | 0 | 0 | 0
Geo | 0 | 0 | 0 | 0 | 0 | 0
H | 0 | 0 | 0 | 0 | 0 | 0
LFG | 0 | 0 | 0 | 0 | 0 | 0
Nuc | 0 | 0 | 0 | 0 | 0 | 0
PS | 0 | 0 | 0 | 0 | 0 | 0
PV | 0 | 0 | 0 | 0 | 0 | 0
PeakG | 0 | 0 | 0 | 0 | 0 | 0
PeakO | 0 | 0 | 0 | 0 | 0 | 0
ST | 0 | 0 | 0 | 0 | 0 | 0
STOG | 0 | 0 | 0 | 0 | 0 | 0
STWD | 0 | 0 | 0 | 0 | 0 | 0
WT | 0 | 0 | 0 | 0 | 0 | 0
IGCC | 0 | 0 | 0 | 0 | 0 | 0
DemandResponse | 0 | 0 | 0 | 0 | 0 | 0
IGCC-CCS | 0 | 0 | 0 | 0 | 0 | 0
WT_off | 0 | 0 | 0 | 0 | 0 | 0
PseudoUnit | 0 | 0 | 0 | 0 | 0 | 0
FixedInterchange | 0 | 0 | 0 | 0 | 0 | 0
Emission Cost by Reporting Type: BC
ReportingType | 2015 | 2020 | 2025 | 2030 | 2035 | 2040
BM | 0 | 0 | 0 | 0 | 0 | 0
CC | 0 | 0 | 0 | 0 | 0 | 0
CSP | 0 | 0 | 0 | 0 | 0 | 0
CT | 0 | 0 | 0 | 0 | 0 | 0
Coal | 0 | 0 | 0 | 0 | 0 | 0
Geo | 0 | 0 | 0 | 0 | 0 | 0
H | 0 | 0 | 0 | 0 | 0 | 0
LFG | 0 | 0 | 0 | 0 | 0 | 0
Nuc | 0 | 0 | 0 | 0 | 0 | 0
PS | 0 | 0 | 0 | 0 | 0 | 0
PV | 0 | 0 | 0 | 0 | 0 | 0
PeakG | 0 | 0 | 0 | 0 | 0 | 0
PeakO | 0 | 0 | 0 | 0 | 0 | 0
ST | 0 | 0 | 0 | 0 | 0 | 0
STOG | 0 | 0 | 0 | 0 | 0 | 0
STWD | 0 | 0 | 0 | 0 | 0 | 0
WT | 0 | 0 | 0 | 0 | 0 | 0
IGCC | 0 | 0 | 0 | 0 | 0 | 0
DemandResponse | 0 | 0 | 0 | 0 | 0 | 0
IGCC-CCS | 0 | 0 | 0 | 0 | 0 | 0
WT_off | 0 | 0 | 0 | 0 | 0 | 0
PseudoUnit | 0 | 0 | 0 | 0 | 0 | 0
FixedInterchange | 0 | 0 | 0 | 0 | 0 | 0
Emission Cost by Reporting Type: HQ_IESO
ReportingType | 2015 | 2020 | 2025 | 2030 | 2035 | 2040
BM | 0 | 0 | 0 | 0 | 0 | 0
CC | 0 | 0 | 0 | 0 | 0 | 0
CSP | 0 | 0 | 0 | 0 | 0 | 0
CT | 0 | 0 | 0 | 0 | 0 | 0
Coal | 0 | 0 | 0 | 0 | 0 | 0
Geo | 0 | 0 | 0 | 0 | 0 | 0
H | 0 | 0 | 0 | 0 | 0 | 0
LFG | 0 | 0 | 0 | 0 | 0 | 0
Nuc | 0 | 0 | 0 | 0 | 0 | 0
PS | 0 | 0 | 0 | 0 | 0 | 0
PV | 0 | 0 | 0 | 0 | 0 | 0
PeakG | 0 | 0 | 0 | 0 | 0 | 0
PeakO | 0 | 0 | 0 | 0 | 0 | 0
ST | 0 | 0 | 0 | 0 | 0 | 0
STOG | 0 | 0 | 0 | 0 | 0 | 0
STWD | 0 | 0 | 0 | 0 | 0 | 0
WT | 0 | 0 | 0 | 0 | 0 | 0
IGCC | 0 | 0 | 0 | 0 | 0 | 0
DemandResponse | 0 | 0 | 0 | 0 | 0 | 0
IGCC-CCS | 0 | 0 | 0 | 0 | 0 | 0
WT_off | 0 | 0 | 0 | 0 | 0 | 0
PseudoUnit | 0 | 0 | 0 | 0 | 0 | 0
FixedInterchange | 0 | 0 | 0 | 0 | 0 | 0
Emission Cost by Reporting Type: HQ_NEISO
ReportingType | 2015 | 2020 | 2025 | 2030 | 2035 | 2040
BM | 0 | 0 | 0 | 0 | 0 | 0
CC | 0 | 0 | 0 | 0 | 0 | 0
CSP | 0 | 0 | 0 | 0 | 0 | 0
CT | 0 | 0 | 0 | 0 | 0 | 0
Coal | 0 | 0 | 0 | 0 | 0 | 0
Geo | 0 | 0 | 0 | 0 | 0 | 0
H | 0 | 0 | 0 | 0 | 0 | 0
LFG | 0 | 0 | 0 | 0 | 0 | 0
Nuc | 0 | 0 | 0 | 0 | 0 | 0
PS | 0 | 0 | 0 | 0 | 0 | 0
PV | 0 | 0 | 0 | 0 | 0 | 0
PeakG | 0 | 0 | 0 | 0 | 0 | 0
PeakO | 0 | 0 | 0 | 0 | 0 | 0
ST | 0 | 0 | 0 | 0 | 0 | 0
STOG | 0 | 0 | 0 | 0 | 0 | 0
STWD | 0 | 0 | 0 | 0 | 0 | 0
WT | 0 | 0 | 0 | 0 | 0 | 0
IGCC | 0 | 0 | 0 | 0 | 0 | 0
DemandResponse | 0 | 0 | 0 | 0 | 0 | 0
IGCC-CCS | 0 | 0 | 0 | 0 | 0 | 0
WT_off | 0 | 0 | 0 | 0 | 0 | 0
PseudoUnit | 0 | 0 | 0 | 0 | 0 | 0
FixedInterchange | 0 | 0 | 0 | 0 | 0 | 0
Emission Cost by Reporting Type: HQ_NY
ReportingType | 2015 | 2020 | 2025 | 2030 | 2035 | 2040
BM | 0 | 0 | 0 | 0 | 0 | 0
CC | 0 | 0 | 0 | 0 | 0 | 0
CSP | 0 | 0 | 0 | 0 | 0 | 0
CT | 0 | 0 | 0 | 0 | 0 | 0
Coal | 0 | 0 | 0 | 0 | 0 | 0
Geo | 0 | 0 | 0 | 0 | 0 | 0
H | 0 | 0 | 0 | 0 | 0 | 0
LFG | 0 | 0 | 0 | 0 | 0 | 0
Nuc | 0 | 0 | 0 | 0 | 0 | 0
PS | 0 | 0 | 0 | 0 | 0 | 0
PV | 0 | 0 | 0 | 0 | 0 | 0
PeakG | 0 | 0 | 0 | 0 | 0 | 0
PeakO | 0 | 0 | 0 | 0 | 0 | 0
ST | 0 | 0 | 0 | 0 | 0 | 0
STOG | 0 | 0 | 0 | 0 | 0 | 0
STWD | 0 | 0 | 0 | 0 | 0 | 0
WT | 0 | 0 | 0 | 0 | 0 | 0
IGCC | 0 | 0 | 0 | 0 | 0 | 0
DemandResponse | 0 | 0 | 0 | 0 | 0 | 0
IGCC-CCS | 0 | 0 | 0 | 0 | 0 | 0
WT_off | 0 | 0 | 0 | 0 | 0 | 0
PseudoUnit | 0 | 0 | 0 | 0 | 0 | 0
FixedInterchange | 0 | 0 | 0 | 0 | 0 | 0
Emission Cost by Reporting Type: MARITIMES
ReportingType | 2015 | 2020 | 2025 | 2030 | 2035 | 2040
BM | 0 | 0 | 0 | 0 | 0 | 0
CC | 0 | 0 | 0 | 0 | 0 | 0
CSP | 0 | 0 | 0 | 0 | 0 | 0
CT | 0 | 0 | 0 | 0 | 0 | 0
Coal | 0 | 0 | 0 | 0 | 0 | 0
Geo | 0 | 0 | 0 | 0 | 0 | 0
H | 0 | 0 | 0 | 0 | 0 | 0
LFG | 0 | 0 | 0 | 0 | 0 | 0
Nuc | 0 | 0 | 0 | 0 | 0 | 0
PS | 0 | 0 | 0 | 0 | 0 | 0
PV | 0 | 0 | 0 | 0 | 0 | 0
PeakG | 0 | 0 | 0 | 0 | 0 | 0
PeakO | 0 | 0 | 0 | 0 | 0 | 0
ST | 0 | 0 | 0 | 0 | 0 | 0
STOG | 0 | 0 | 0 | 0 | 0 | 0
STWD | 0 | 0 | 0 | 0 | 0 | 0
WT | 0 | 0 | 0 | 0 | 0 | 0
IGCC | 0 | 0 | 0 | 0 | 0 | 0
DemandResponse | 0 | 0 | 0 | 0 | 0 | 0
IGCC-CCS | 0 | 0 | 0 | 0 | 0 | 0
WT_off | 0 | 0 | 0 | 0 | 0 | 0
PseudoUnit | 0 | 0 | 0 | 0 | 0 | 0
FixedInterchange | 0 | 0 | 0 | 0 | 0 | 0
Emission Cost by Reporting Type: All
ReportingType | 2015 | 2020 | 2025 | 2030 | 2035 | 2040
BM | 0 | 0 | 0 | 0 | 0 | 0
CC | 0 | 0 | 0 | 0 | 0 | 0
CSP | 0 | 0 | 0 | 0 | 0 | 0
CT | 0 | 0 | 0 | 0 | 0 | 0
Coal | 0 | 0 | 0 | 0 | 0 | 0
Geo | 0 | 0 | 0 | 0 | 0 | 0
H | 0 | 0 | 0 | 0 | 0 | 0
LFG | 0 | 0 | 0 | 0 | 0 | 0
Nuc | 0 | 0 | 0 | 0 | 0 | 0
PS | 0 | 0 | 0 | 0 | 0 | 0
PV | 0 | 0 | 0 | 0 | 0 | 0
PeakG | 0 | 0 | 0 | 0 | 0 | 0
PeakO | 0 | 0 | 0 | 0 | 0 | 0
ST | 0 | 0 | 0 | 0 | 0 | 0
STOG | 0 | 0 | 0 | 0 | 0 | 0
STWD | 0 | 0 | 0 | 0 | 0 | 0
WT | 0 | 0 | 0 | 0 | 0 | 0
IGCC | 0 | 0 | 0 | 0 | 0 | 0
DemandResponse | 0 | 0 | 0 | 0 | 0 | 0
IGCC-CCS | 0 | 0 | 0 | 0 | 0 | 0
WT_off | 0 | 0 | 0 | 0 | 0 | 0
PseudoUnit | 0 | 0 | 0 | 0 | 0 | 0
FixedInterchange | 0 | 0 | 0 | 0 | 0 | 0
Emission Cost by Reporting Type: EI_US
ReportingType | 2015 | 2020 | 2025 | 2030 | 2035 | 2040
BM | 0 | 0 | 0 | 0 | 0 | 0
CC | 0 | 0 | 0 | 0 | 0 | 0
CSP | 0 | 0 | 0 | 0 | 0 | 0
CT | 0 | 0 | 0 | 0 | 0 | 0
Coal | 0 | 0 | 0 | 0 | 0 | 0
Geo | 0 | 0 | 0 | 0 | 0 | 0
H | 0 | 0 | 0 | 0 | 0 | 0
LFG | 0 | 0 | 0 | 0 | 0 | 0
Nuc | 0 | 0 | 0 | 0 | 0 | 0
PS | 0 | 0 | 0 | 0 | 0 | 0
PV | 0 | 0 | 0 | 0 | 0 | 0
PeakG | 0 | 0 | 0 | 0 | 0 | 0
PeakO | 0 | 0 | 0 | 0 | 0 | 0
ST | 0 | 0 | 0 | 0 | 0 | 0
STOG | 0 | 0 | 0 | 0 | 0 | 0
STWD | 0 | 0 | 0 | 0 | 0 | 0
WT | 0 | 0 | 0 | 0 | 0 | 0
IGCC | 0 | 0 | 0 | 0 | 0 | 0
DemandResponse | 0 | 0 | 0 | 0 | 0 | 0
IGCC-CCS | 0 | 0 | 0 | 0 | 0 | 0
WT_off | 0 | 0 | 0 | 0 | 0 | 0
PseudoUnit | 0 | 0 | 0 | 0 | 0 | 0
FixedInterchange | 0 | 0 | 0 | 0 | 0 | 0
Emission Cost by Reporting Type: EI_Canada
ReportingType | 2015 | 2020 | 2025 | 2030 | 2035 | 2040
BM | 0 | 0 | 0 | 0 | 0 | 0
CC | 0 | 0 | 0 | 0 | 0 | 0
CSP | 0 | 0 | 0 | 0 | 0 | 0
CT | 0 | 0 | 0 | 0 | 0 | 0
Coal | 0 | 0 | 0 | 0 | 0 | 0
Geo | 0 | 0 | 0 | 0 | 0 | 0
H | 0 | 0 | 0 | 0 | 0 | 0
LFG | 0 | 0 | 0 | 0 | 0 | 0
Nuc | 0 | 0 | 0 | 0 | 0 | 0
PS | 0 | 0 | 0 | 0 | 0 | 0
PV | 0 | 0 | 0 | 0 | 0 | 0
PeakG | 0 | 0 | 0 | 0 | 0 | 0
PeakO | 0 | 0 | 0 | 0 | 0 | 0
ST | 0 | 0 | 0 | 0 | 0 | 0
STOG | 0 | 0 | 0 | 0 | 0 | 0
STWD | 0 | 0 | 0 | 0 | 0 | 0
WT | 0 | 0 | 0 | 0 | 0 | 0
IGCC | 0 | 0 | 0 | 0 | 0 | 0
DemandResponse | 0 | 0 | 0 | 0 | 0 | 0
IGCC-CCS | 0 | 0 | 0 | 0 | 0 | 0
WT_off | 0 | 0 | 0 | 0 | 0 | 0
PseudoUnit | 0 | 0 | 0 | 0 | 0 | 0
FixedInterchange | 0 | 0 | 0 | 0 | 0 | 0
Emission Cost by Reporting Type: EI
ReportingType | 2015 | 2020 | 2025 | 2030 | 2035 | 2040
BM | 0 | 0 | 0 | 0 | 0 | 0
CC | 0 | 0 | 0 | 0 | 0 | 0
CSP | 0 | 0 | 0 | 0 | 0 | 0
CT | 0 | 0 | 0 | 0 | 0 | 0
Coal | 0 | 0 | 0 | 0 | 0 | 0
Geo | 0 | 0 | 0 | 0 | 0 | 0
H | 0 | 0 | 0 | 0 | 0 | 0
LFG | 0 | 0 | 0 | 0 | 0 | 0
Nuc | 0 | 0 | 0 | 0 | 0 | 0
PS | 0 | 0 | 0 | 0 | 0 | 0
PV | 0 | 0 | 0 | 0 | 0 | 0
PeakG | 0 | 0 | 0 | 0 | 0 | 0
PeakO | 0 | 0 | 0 | 0 | 0 | 0
ST | 0 | 0 | 0 | 0 | 0 | 0
STOG | 0 | 0 | 0 | 0 | 0 | 0
STWD | 0 | 0 | 0 | 0 | 0 | 0
WT | 0 | 0 | 0 | 0 | 0 | 0
IGCC | 0 | 0 | 0 | 0 | 0 | 0
DemandResponse | 0 | 0 | 0 | 0 | 0 | 0
IGCC-CCS | 0 | 0 | 0 | 0 | 0 | 0
WT_off | 0 | 0 | 0 | 0 | 0 | 0
PseudoUnit | 0 | 0 | 0 | 0 | 0 | 0
FixedInterchange | 0 | 0 | 0 | 0 | 0 | 0
Emission Cost by Reporting Type: Outside_EI
ReportingType | 2015 | 2020 | 2025 | 2030 | 2035 | 2040
BM | 0 | 0 | 0 | 0 | 0 | 0
CC | 0 | 0 | 0 | 0 | 0 | 0
CSP | 0 | 0 | 0 | 0 | 0 | 0
CT | 0 | 0 | 0 | 0 | 0 | 0
Coal | 0 | 0 | 0 | 0 | 0 | 0
Geo | 0 | 0 | 0 | 0 | 0 | 0
H | 0 | 0 | 0 | 0 | 0 | 0
LFG | 0 | 0 | 0 | 0 | 0 | 0
Nuc | 0 | 0 | 0 | 0 | 0 | 0
PS | 0 | 0 | 0 | 0 | 0 | 0
PV | 0 | 0 | 0 | 0 | 0 | 0
PeakG | 0 | 0 | 0 | 0 | 0 | 0
PeakO | 0 | 0 | 0 | 0 | 0 | 0
ST | 0 | 0 | 0 | 0 | 0 | 0
STOG | 0 | 0 | 0 | 0 | 0 | 0
STWD | 0 | 0 | 0 | 0 | 0 | 0
WT | 0 | 0 | 0 | 0 | 0 | 0
IGCC | 0 | 0 | 0 | 0 | 0 | 0
DemandResponse | 0 | 0 | 0 | 0 | 0 | 0
IGCC-CCS | 0 | 0 | 0 | 0 | 0 | 0
WT_off | 0 | 0 | 0 | 0 | 0 | 0
PseudoUnit | 0 | 0 | 0 | 0 | 0 | 0
FixedInterchange | 0 | 0 | 0 | 0 | 0 | 0
==== Emission Program: Carbon : (CO2) ====
Emission Cost by Reporting Type: Entergy
ReportingType | 2015 | 2020 | 2025 | 2030 | 2035 | 2040
BM | 0 | 0 | 0 | 0 | 0 | 0
CC | 708.41 | 948.41 | 1059.53 | 1389.57 | 1352.92 | 1489.71
CSP | 0 | 0 | 0 | 0 | 0 | 0
CT | 0 | 0 | 0 | 0 | 0 | 0
Coal | 1561.01 | 197.64 | 26.89 | 0 | 0 | 0
Geo | 0 | 0 | 0 | 0 | 0 | 0
H | 0 | 0 | 0 | 0 | 0 | 0
LFG | 0 | 0 | 0 | 0 | 0 | 0
Nuc | 0 | 0 | 0 | 0 | 0 | 0
PS | 0 | 0 | 0 | 0 | 0 | 0
PV | 0 | 0 | 0 | 0 | 0 | 0
PeakG | 0 | 0 | 0 | 0 | 0 | 0
PeakO | 0 | 0 | 0 | 0 | 0 | 0
ST | 0 | 0 | 0 | 0 | 0 | 0
STOG | 9 | 7.38 | 12.09 | 0 | 0 | 0
STWD | 0 | 0 | 0 | 0 | 0 | 0
WT | 0 | 0 | 0 | 0 | 0 | 0
IGCC | 0 | 0 | 0 | 0 | 0 | 0
DemandResponse | 0 | 0 | 0 | 0 | 0 | 0
IGCC-CCS | 0 | 0 | 0 | 0 | 0 | 0
WT_off | 0 | 0 | 0 | 0 | 0 | 0
PseudoUnit | 0 | 0 | 0 | 0 | 0 | 0
FixedInterchange | 0 | 0 | 0 | 0 | 0 | 0
Emission Cost by Reporting Type: FRCC
ReportingType | 2015 | 2020 | 2025 | 2030 | 2035 | 2040
BM | 0 | 0 | 0 | 0 | 0 | 0
CC | 1844.49 | 2757.87 | 4445.15 | 4934.48 | 4488.3 | 3811.9
CSP | 0 | 0 | 0 | 0 | 0 | 0
CT | 7.47 | 13.68 | 33.91 | 35.68 | 0 | 0
Coal | 450.28 | 127.96 | 0 | 0 | 0 | 0
Geo | 0 | 0 | 0 | 0 | 0 | 0
H | 0 | 0 | 0 | 0 | 0 | 0
LFG | 0 | 0 | 0 | 0 | 0 | 0
Nuc | 0 | 0 | 0 | 0 | 0 | 0
PS | 0 | 0 | 0 | 0 | 0 | 0
PV | 0 | 0 | 0 | 0 | 0 | 0
PeakG | 6.18 | 13.94 | 28.38 | 9.21 | 14.81 | 6.34
PeakO | 0 | 0 | 0 | 0 | 0 | 0
ST | 0 | 0 | 0 | 0 | 0 | 0
STOG | 0 | 0 | 0 | 0 | 0 | 0
STWD | 0 | 0 | 0 | 0 | 0 | 0
WT | 0 | 0 | 0 | 0 | 0 | 0
IGCC | 0 | 0 | 0 | 0 | 0 | 0
DemandResponse | 0 | 0 | 0 | 0 | 0 | 0
IGCC-CCS | 0 | 0 | 0 | 0 | 0 | 0
WT_off | 0 | 0 | 0 | 0 | 0 | 0
PseudoUnit | 0 | 0 | 0 | 0 | 0 | 0
FixedInterchange | 0 | 0 | 0 | 0 | 0 | 0
Emission Cost by Reporting Type: MAPP_US
ReportingType | 2015 | 2020 | 2025 | 2030 | 2035 | 2040
BM | 0 | 0 | 0 | 0 | 0 | 0
CC | 14.78 | 2.9 | 4.54 | 10.17 | 10.17 | 10.17
CSP | 0 | 0 | 0 | 0 | 0 | 0
CT | 0 | 0 | 0 | 0 | 0 | 0
Coal | 310.31 | 155.28 | 4.63 | 0 | 0 | 0
Geo | 0 | 0 | 0 | 0 | 0 | 0
H | 0 | 0 | 0 | 0 | 0 | 0
LFG | 0 | 0 | 0 | 0 | 0 | 0
Nuc | 0 | 0 | 0 | 0 | 0 | 0
PS | 0 | 0 | 0 | 0 | 0 | 0
PV | 0 | 0 | 0 | 0 | 0 | 0
PeakG | 1.27 | 1.36 | 1.55 | 5 | 5 | 5
PeakO | 0 | 0 | 0 | 0 | 0 | 0
ST | 0 | 0 | 0 | 0 | 0 | 0
STOG | 0 | 0 | 0 | 0 | 0 | 0
STWD | 0 | 0 | 0 | 0 | 0 | 0
WT | 0 | 0 | 0 | 0 | 0 | 0
IGCC | 0 | 0 | 0 | 0 | 0 | 0
DemandResponse | 0 | 0 | 0 | 0 | 0 | 0
IGCC-CCS | 0 | 0 | 0 | 0 | 0 | 0
WT_off | 0 | 0 | 0 | 0 | 0 | 0
PseudoUnit | 0 | 0 | 0 | 0 | 0 | 0
FixedInterchange | 0 | 0 | 0 | 0 | 0 | 0
Emission Cost by Reporting Type: MISO_IN
ReportingType | 2015 | 2020 | 2025 | 2030 | 2035 | 2040
BM | 0 | 0 | 0 | 0 | 0 | 0
CC | 124.74 | 1601.87 | 2495.36 | 2369.7 | 2381.19 | 2454.69
CSP | 0 | 0 | 0 | 0 | 0 | 0
CT | 0 | 0 | 0 | 0 | 0 | 0
Coal | 1462.46 | 735.61 | 89.8 | 0 | 0 | 0
Geo | 0 | 0 | 0 | 0 | 0 | 0
H | 0 | 0 | 0 | 0 | 0 | 0
LFG | 0 | 0 | 0 | 0 | 0 | 0
Nuc | 0 | 0 | 0 | 0 | 0 | 0
PS | 0 | 0 | 0 | 0 | 0 | 0
PV | 0 | 0 | 0 | 0 | 0 | 0
PeakG | 0.1 | 0 | 0 | 0 | 0 | 0
PeakO | 0 | 0 | 0 | 0 | 0 | 0
ST | 0 | 0 | 0 | 0 | 0 | 0
STOG | 0.48 | 0.68 | 0.36 | 0 | 0 | 0
STWD | 0 | 0 | 0 | 0 | 0 | 0
WT | 0 | 0 | 0 | 0 | 0 | 0
IGCC | 100.97 | 143.38 | 22.22 | 6.61 | 6.61 | 13.21
DemandResponse | 0 | 0 | 0 | 0 | 0 | 0
IGCC-CCS | 0 | 0 | 0 | 0 | 0 | 0
WT_off | 0 | 0 | 0 | 0 | 0 | 0
PseudoUnit | 0 | 0 | 0 | 0 | 0 | 0
FixedInterchange | 0 | 0 | 0 | 0 | 0 | 0
Emission Cost by Reporting Type: MISO_MI
ReportingType | 2015 | 2020 | 2025 | 2030 | 2035 | 2040
BM | 0 | 0 | 0 | 0 | 0 | 0
CC | 269.9 | 426.01 | 607.43 | 814.69 | 1066.29 | 1213.56
CSP | 0 | 0 | 0 | 0 | 0 | 0
CT | 0 | 0 | 0 | 0 | 0 | 0
Coal | 652.07 | 0 | 0 | 0 | 0 | 0
Geo | 0 | 0 | 0 | 0 | 0 | 0
H | 0 | 0 | 0 | 0 | 0 | 0
LFG | 0 | 0 | 0 | 0 | 0 | 0
Nuc | 0 | 0 | 0 | 0 | 0 | 0
PS | 0 | 0 | 0 | 0 | 0 | 0
PV | 0 | 0 | 0 | 0 | 0 | 0
PeakG | 0.19 | 0 | 0 | 0 | 0 | 0
PeakO | 0 | 0 | 0 | 0 | 0 | 0
ST | 0 | 0 | 0 | 0 | 0 | 0
STOG | 4.8 | 2.17 | 1.01 | 0 | 0 | 0
STWD | 0 | 0 | 0 | 0 | 0 | 0
WT | 0 | 0 | 0 | 0 | 0 | 0
IGCC | 0 | 0 | 0 | 0 | 0 | 0
DemandResponse | 0 | 0 | 0 | 0 | 0 | 0
IGCC-CCS | 0 | 0 | 0 | 0 | 0 | 0
WT_off | 0 | 0 | 0 | 0 | 0 | 0
PseudoUnit | 0 | 0 | 0 | 0 | 0 | 0
FixedInterchange | 0 | 0 | 0 | 0 | 0 | 0
Emission Cost by Reporting Type: MISO_MO-IL
ReportingType | 2015 | 2020 | 2025 | 2030 | 2035 | 2040
BM | 0 | 0 | 0 | 0 | 0 | 0
CC | 26.74 | 246.49 | 249.83 | 226.51 | 226.51 | 211.71
CSP | 0 | 0 | 0 | 0 | 0 | 0
CT | 0 | 0 | 0 | 0 | 0 | 0
Coal | 1910.58 | 673.65 | 126.82 | 26.07 | 25.13 | 45.77
Geo | 0 | 0 | 0 | 0 | 0 | 0
H | 0 | 0 | 0 | 0 | 0 | 0
LFG | 0 | 0 | 0 | 0 | 0 | 0
Nuc | 0 | 0 | 0 | 0 | 0 | 0
PS | 0 | 0 | 0 | 0 | 0 | 0
PV | 0 | 0 | 0 | 0 | 0 | 0
PeakG | 3.48 | 3.97 | 0 | 0 | 0 | 0
PeakO | 0 | 0 | 0 | 0 | 0 | 0
ST | 0 | 0 | 0 | 0 | 0 | 0
STOG | 0.09 | 0 | 0 | 0 | 0 | 0
STWD | 0 | 0 | 0 | 0 | 0 | 0
WT | 0 | 0 | 0 | 0 | 0 | 0
IGCC | 0 | 0 | 0 | 0 | 0 | 0
DemandResponse | 0 | 0 | 0 | 0 | 0 | 0
IGCC-CCS | 0 | 0 | 0 | 0 | 0 | 0
WT_off | 0 | 0 | 0 | 0 | 0 | 0
PseudoUnit | 0 | 0 | 0 | 0 | 0 | 0
FixedInterchange | 0 | 0 | 0 | 0 | 0 | 0
Emission Cost by Reporting Type: MISO_W
ReportingType | 2015 | 2020 | 2025 | 2030 | 2035 | 2040
BM | 0 | 0 | 0 | 0 | 0 | 0
CC | 90.09 | 114.44 | 83.59 | 146.05 | 107.15 | 105.7
CSP | 0 | 0 | 0 | 0 | 0 | 0
CT | 0 | 0 | 0 | 0 | 0 | 0
Coal | 1905.35 | 884.45 | 88.78 | 38.92 | 37.35 | 37.35
Geo | 0 | 0 | 0 | 0 | 0 | 0
H | 0 | 0 | 0 | 0 | 0 | 0
LFG | 0 | 0 | 0 | 0 | 0 | 0
Nuc | 0 | 0 | 0 | 0 | 0 | 0
PS | 0 | 0 | 0 | 0 | 0 | 0
PV | 0 | 0 | 0 | 0 | 0 | 0
PeakG | 4.04 | 0.27 | 0 | 0 | 0 | 0
PeakO | 0 | 0 | 0 | 0 | 0 | 0
ST | 0 | 0 | 0 | 0 | 0 | 0
STOG | 0 | 0 | 0 | 0 | 0 | 0
STWD | 0 | 0 | 0 | 0 | 0 | 0
WT | 0 | 0 | 0 | 0 | 0 | 0
IGCC | 0 | 0 | 0 | 0 | 0 | 0
DemandResponse | 0 | 0 | 0 | 0 | 0 | 0
IGCC-CCS | 0 | 0 | 0 | 0 | 0 | 0
WT_off | 0 | 0 | 0 | 0 | 0 | 0
PseudoUnit | 0 | 0 | 0 | 0 | 0 | 0
FixedInterchange | 0 | 0 | 0 | 0 | 0 | 0
Emission Cost by Reporting Type: MISO_WUMS
ReportingType | 2015 | 2020 | 2025 | 2030 | 2035 | 2040
BM | 0 | 0 | 0 | 0 | 0 | 0
CC | 460.48 | 879.92 | 1092.77 | 1719.07 | 1927.41 | 1967.49
CSP | 0 | 0 | 0 | 0 | 0 | 0
CT | 0 | 0 | 0 | 0 | 0 | 16.42
Coal | 286.91 | 44.51 | 22.09 | 6.61 | 16.95 | 16.95
Geo | 0 | 0 | 0 | 0 | 0 | 0
H | 0 | 0 | 0 | 0 | 0 | 0
LFG | 0 | 0 | 0 | 0 | 0 | 0
Nuc | 0 | 0 | 0 | 0 | 0 | 0
PS | 0 | 0 | 0 | 0 | 0 | 0
PV | 0 | 0 | 0 | 0 | 0 | 0
PeakG | 0 | 0 | 0 | 0 | 0 | 0
PeakO | 0 | 0 | 0 | 0 | 0 | 0
ST | 0 | 0 | 0 | 0 | 0 | 0
STOG | 0 | 0 | 0 | 0 | 0 | 0
STWD | 0 | 0 | 0 | 0 | 0 | 0
WT | 0 | 0 | 0 | 0 | 0 | 0
IGCC | 0 | 0 | 0 | 0 | 0 | 0
DemandResponse | 0 | 0 | 0 | 0 | 0 | 0
IGCC-CCS | 0 | 0 | 0 | 0 | 0 | 0
WT_off | 0 | 0 | 0 | 0 | 0 | 0
PseudoUnit | 0 | 0 | 0 | 0 | 0 | 0
FixedInterchange | 0 | 0 | 0 | 0 | 0 | 0
Emission Cost by Reporting Type: Nebraska
ReportingType | 2015 | 2020 | 2025 | 2030 | 2035 | 2040
BM | 0 | 0 | 0 | 0 | 0 | 0
CC | 6.92 | 3.76 | 6.16 | 7.97 | 7.97 | 7.97
CSP | 0 | 0 | 0 | 0 | 0 | 0
CT | 0 | 0 | 0 | 0 | 0 | 0
Coal | 861.1 | 72.58 | 22.17 | 29.95 | 29.95 | 29.95
Geo | 0 | 0 | 0 | 0 | 0 | 0
H | 0 | 0 | 0 | 0 | 0 | 0
LFG | 0 | 0 | 0 | 0 | 0 | 0
Nuc | 0 | 0 | 0 | 0 | 0 | 0
PS | 0 | 0 | 0 | 0 | 0 | 0
PV | 0 | 0 | 0 | 0 | 0 | 0
PeakG | 0.75 | 0 | 0 | 0 | 0 | 0
PeakO | 0 | 0 | 0 | 0 | 0 | 0
ST | 0 | 0 | 0 | 0 | 0 | 0
STOG | 0.48 | 0 | 0 | 0 | 0 | 0
STWD | 0 | 0 | 0 | 0 | 0 | 0
WT | 0 | 0 | 0 | 0 | 0 | 0
IGCC | 0 | 0 | 0 | 0 | 0 | 0
DemandResponse | 0 | 0 | 0 | 0 | 0 | 0
IGCC-CCS | 0 | 0 | 0 | 0 | 0 | 0
WT_off | 0 | 0 | 0 | 0 | 0 | 0
PseudoUnit | 0 | 0 | 0 | 0 | 0 | 0
FixedInterchange | 0 | 0 | 0 | 0 | 0 | 0
Emission Cost by Reporting Type: NEISO
ReportingType | 2015 | 2020 | 2025 | 2030 | 2035 | 2040
BM | 0 | 0 | 0 | 0 | 0 | 0
CC | 418.47 | 384.82 | 499.97 | 737.3 | 1241.14 | 1367.76
CSP | 0 | 0 | 0 | 0 | 0 | 0
CT | 0.05 | 0.21 | 0.11 | 0 | 0.36 | 0.85
Coal | 0.9 | 0 | 0 | 0 | 0 | 0
Geo | 0 | 0 | 0 | 0 | 0 | 0
H | 0 | 0 | 0 | 0 | 0 | 0
LFG | 0 | 0 | 0 | 0 | 0 | 0
Nuc | 0 | 0 | 0 | 0 | 0 | 0
PS | 0 | 0 | 0 | 0 | 0 | 0
PV | 0 | 0 | 0 | 0 | 0 | 0
PeakG | 0.15 | 0.67 | 1.09 | 0 | 2.27 | 2.98
PeakO | 0 | 0 | 0 | 0 | 0 | 0
ST | 0 | 0 | 0 | 0 | 0 | 0
STOG | 0 | 0 | 0 | 0 | 0 | 0
STWD | 0 | 0 | 0 | 0 | 0 | 0
WT | 0 | 0 | 0 | 0 | 0 | 0
IGCC | 0 | 0 | 0 | 0 | 0 | 0
DemandResponse | 0 | 0 | 0 | 0 | 0 | 0
IGCC-CCS | 0 | 0 | 0 | 0 | 0 | 0
WT_off | 0 | 0 | 0 | 0 | 0 | 0
PseudoUnit | 0 | 0 | 0 | 0 | 0 | 0
FixedInterchange | 0 | 0 | 0 | 0 | 0 | 0
Emission Cost by Reporting Type: NonRTO_Midwest
ReportingType | 2015 | 2020 | 2025 | 2030 | 2035 | 2040
BM | 0 | 0 | 0 | 0 | 0 | 0
CC | 116.83 | 593.17 | 964.69 | 1897.49 | 1820.94 | 1724.14
CSP | 0 | 0 | 0 | 0 | 0 | 0
CT | 0 | 0 | 0 | 0 | 0 | 0
Coal | 1156.3 | 445.48 | 83.72 | 16.69 | 16.69 | 16.69
Geo | 0 | 0 | 0 | 0 | 0 | 0
H | 0 | 0 | 0 | 0 | 0 | 0
LFG | 0 | 0 | 0 | 0 | 0 | 0
Nuc | 0 | 0 | 0 | 0 | 0 | 0
PS | 0 | 0 | 0 | 0 | 0 | 0
PV | 0 | 0 | 0 | 0 | 0 | 0
PeakG | 2.34 | 1.49 | 3.08 | 0 | 0 | 0
PeakO | 0 | 0 | 0 | 0 | 0 | 0
ST | 0 | 0 | 0 | 0 | 0 | 0
STOG | 0 | 0 | 0 | 0 | 0 | 0
STWD | 0 | 0 | 0 | 0 | 0 | 0
WT | 0 | 0 | 0 | 0 | 0 | 0
IGCC | 0 | 0 | 0 | 0 | 0 | 0
DemandResponse | 0 | 0 | 0 | 0 | 0 | 0
IGCC-CCS | 0 | 0 | 0 | 0 | 0 | 0
WT_off | 0 | 0 | 0 | 0 | 0 | 0
PseudoUnit | 0 | 0 | 0 | 0 | 0 | 0
FixedInterchange | 0 | 0 | 0 | 0 | 0 | 0
Emission Cost by Reporting Type: NYISO_A-F
ReportingType | 2015 | 2020 | 2025 | 2030 | 2035 | 2040
BM | 0 | 0 | 0 | 0 | 0 | 0
CC | 76.76 | 129.01 | 120.65 | 262.03 | 265.14 | 301.07
CSP | 0 | 0 | 0 | 0 | 0 | 0
CT | 0 | 0 | 0 | 0 | 0 | 0
Coal | 0 | 0 | 0 | 0 | 0 | 0
Geo | 0 | 0 | 0 | 0 | 0 | 0
H | 0 | 0 | 0 | 0 | 0 | 0
LFG | 0 | 0 | 0 | 0 | 0 | 0
Nuc | 0 | 0 | 0 | 0 | 0 | 0
PS | 0 | 0 | 0 | 0 | 0 | 0
PV | 0 | 0 | 0 | 0 | 0 | 0
PeakG | 0 | 0.13 | 0 | 0 | 0 | 0.49
PeakO | 0 | 0 | 0 | 0 | 0 | 0
ST | 0 | 0 | 0 | 0 | 0 | 0
STOG | 0 | 0 | 0 | 0 | 0 | 0
STWD | 0 | 0 | 0 | 0 | 0 | 0
WT | 0 | 0 | 0 | 0 | 0 | 0
IGCC | 0 | 0 | 0 | 0 | 0 | 0
DemandResponse | 0 | 0 | 0 | 0 | 0 | 0
IGCC-CCS | 0 | 0 | 0 | 0 | 0 | 0
WT_off | 0 | 0 | 0 | 0 | 0 | 0
PseudoUnit | 0 | 0 | 0 | 0 | 0 | 0
FixedInterchange | 0 | 0 | 0 | 0 | 0 | 0
Emission Cost by Reporting Type: NYISO_G-I
ReportingType | 2015 | 2020 | 2025 | 2030 | 2035 | 2040
BM | 0 | 0 | 0 | 0 | 0 | 0
CC | 39.06 | 112.34 | 102.64 | 200.62 | 447.87 | 1089.85
CSP | 0 | 0 | 0 | 0 | 0 | 0
CT | 0 | 0 | 0 | 0 | 0 | 0
Coal | 0 | 0 | 0 | 0 | 0 | 0
Geo | 0 | 0 | 0 | 0 | 0 | 0
H | 0 | 0 | 0 | 0 | 0 | 0
LFG | 0 | 0 | 0 | 0 | 0 | 0
Nuc | 0 | 0 | 0 | 0 | 0 | 0
PS | 0 | 0 | 0 | 0 | 0 | 0
PV | 0 | 0 | 0 | 0 | 0 | 0
PeakG | 0 | 0 | 0 | 0 | 0 | 0
PeakO | 0 | 0 | 0 | 0 | 0 | 0
ST | 0 | 0 | 0 | 0 | 0 | 0
STOG | 0 | 0 | 0 | 0 | 0 | 0
STWD | 0 | 0 | 0 | 0 | 0 | 0
WT | 0 | 0 | 0 | 0 | 0 | 0
IGCC | 0 | 0 | 0 | 0 | 0 | 0
DemandResponse | 0 | 0 | 0 | 0 | 0 | 0
IGCC-CCS | 0 | 0 | 0 | 0 | 0 | 0
WT_off | 0 | 0 | 0 | 0 | 0 | 0
PseudoUnit | 0 | 0 | 0 | 0 | 0 | 0
FixedInterchange | 0 | 0 | 0 | 0 | 0 | 0
Emission Cost by Reporting Type: NYISO_J-K
ReportingType | 2015 | 2020 | 2025 | 2030 | 2035 | 2040
BM | 0 | 0 | 0 | 0 | 0 | 0
CC | 233.27 | 347.87 | 461.71 | 714.55 | 910.02 | 1183.73
CSP | 0 | 0 | 0 | 0 | 0 | 0
CT | 0 | 0 | 0 | 0 | 0 | 0
Coal | 0 | 0 | 0 | 0 | 0 | 0
Geo | 0 | 0 | 0 | 0 | 0 | 0
H | 0 | 0 | 0 | 0 | 0 | 0
LFG | 0 | 0 | 0 | 0 | 0 | 0
Nuc | 0 | 0 | 0 | 0 | 0 | 0
PS | 0 | 0 | 0 | 0 | 0 | 0
PV | 0 | 0 | 0 | 0 | 0 | 0
PeakG | 0.9 | 1.91 | 3.99 | 7.71 | 9.85 | 6.51
PeakO | 0 | 0 | 0 | 0 | 0 | 0
ST | 0 | 0 | 0 | 0 | 0 | 0
STOG | 6.9 | 12.01 | 22.48 | 62.06 | 52.95 | 47.53
STWD | 0 | 0 | 0 | 0 | 0 | 0
WT | 0 | 0 | 0 | 0 | 0 | 0
IGCC | 0 | 0 | 0 | 0 | 0 | 0
DemandResponse | 0 | 0 | 0 | 0 | 0 | 0
IGCC-CCS | 0 | 0 | 0 | 0 | 0 | 0
WT_off | 0 | 0 | 0 | 0 | 0 | 0
PseudoUnit | 0 | 0 | 0 | 0 | 0 | 0
FixedInterchange | 0 | 0 | 0 | 0 | 0 | 0
Emission Cost by Reporting Type: PJM_E
ReportingType | 2015 | 2020 | 2025 | 2030 | 2035 | 2040
BM | 0 | 0 | 0 | 0 | 0 | 0
CC | 457.89 | 695.85 | 1005.95 | 1890.48 | 2127.08 | 2183.18
CSP | 0 | 0 | 0 | 0 | 0 | 0
CT | 0 | 0.06 | 0.1 | 0.41 | 0.41 | 0.07
Coal | 13.1 | 8.39 | 1.02 | 0 | 0 | 0.11
Geo | 0 | 0 | 0 | 0 | 0 | 0
H | 0 | 0 | 0 | 0 | 0 | 0
LFG | 0 | 0 | 0 | 0 | 0 | 0
Nuc | 0 | 0 | 0 | 0 | 0 | 0
PS | 0 | 0 | 0 | 0 | 0 | 0
PV | 0 | 0 | 0 | 0 | 0 | 0
PeakG | 0.89 | 5.53 | 17.28 | 38.71 | 38.71 | 17.61
PeakO | 0 | 0 | 0 | 0 | 0 | 0
ST | 0 | 0 | 0 | 0 | 0 | 0
STOG | 4.28 | 11.61 | 12.09 | 27.08 | 27.08 | 16.98
STWD | 0 | 0 | 0 | 0 | 0 | 0
WT | 0 | 0 | 0 | 0 | 0 | 0
IGCC | 0 | 0 | 0 | 0 | 0 | 0
DemandResponse | 0 | 0 | 0 | 0 | 0 | 0
IGCC-CCS | 0 | 0 | 0 | 0 | 0 | 0
WT_off | 0 | 0 | 0 | 0 | 0 | 0
PseudoUnit | 0 | 0 | 0 | 0 | 0 | 0
FixedInterchange | 0 | 0 | 0 | 0 | 0 | 0
Emission Cost by Reporting Type: PJM_ROM
ReportingType | 2015 | 2020 | 2025 | 2030 | 2035 | 2040
BM | 0 | 0 | 0 | 0 | 0 | 0
CC | 206.95 | 293.58 | 417.87 | 1279.28 | 3977.6 | 7113.41
CSP | 0 | 0 | 0 | 0 | 0 | 0
CT | 0 | 0.04 | 0.06 | 0.25 | 0.25 | 0.04
Coal | 231.63 | 38.79 | 1.23 | 0 | 0 | 0.13
Geo | 0 | 0 | 0 | 0 | 0 | 0
H | 0 | 0 | 0 | 0 | 0 | 0
LFG | 0 | 0 | 0 | 0 | 0 | 0
Nuc | 0 | 0 | 0 | 0 | 0 | 0
PS | 0 | 0 | 0 | 0 | 0 | 0
PV | 0 | 0 | 0 | 0 | 0 | 0
PeakG | 0 | 0.12 | 0.06 | 12.9 | 24.63 | 4.1
PeakO | 0 | 0 | 0 | 0 | 0 | 0
ST | 0 | 0 | 0 | 0 | 0 | 0
STOG | 10.4 | 20.3 | 43.59 | 66.88 | 54.19 | 54.19
STWD | 0 | 0 | 0 | 0 | 0 | 0
WT | 0 | 0 | 0 | 0 | 0 | 0
IGCC | 0 | 0 | 0 | 0 | 0 | 0
DemandResponse | 0 | 0 | 0 | 0 | 0 | 0
IGCC-CCS | 0 | 0 | 0 | 0 | 0 | 0
WT_off | 0 | 0 | 0 | 0 | 0 | 0
PseudoUnit | 0 | 0 | 0 | 0 | 0 | 0
FixedInterchange | 0 | 0 | 0 | 0 | 0 | 0
Emission Cost by Reporting Type: PJM_ROR
ReportingType | 2015 | 2020 | 2025 | 2030 | 2035 | 2040
BM | 0 | 0 | 0 | 0 | 0 | 0
CC | 1638.13 | 3195.15 | 4821.47 | 9575.62 | 9151.12 | 8753.05
CSP | 0 | 0 | 0 | 0 | 0 | 0
CT | 0.05 | 0.06 | 0.2 | 0.45 | 0.45 | 0.45
Coal | 4580.67 | 2540.9 | 200.53 | 52.41 | 52.41 | 52.41
Geo | 0 | 0 | 0 | 0 | 0 | 0
H | 0 | 0 | 0 | 0 | 0 | 0
LFG | 0 | 0 | 0 | 0 | 0 | 0
Nuc | 0 | 0 | 0 | 0 | 0 | 0
PS | 0 | 0 | 0 | 0 | 0 | 0
PV | 0 | 0 | 0 | 0 | 0 | 0
PeakG | 12.95 | 23.47 | 37.91 | 47.57 | 65.34 | 79.96
PeakO | 0 | 0 | 0 | 0 | 0 | 0
ST | 0 | 0 | 0 | 0 | 0 | 0
STOG | 6.08 | 16.86 | 27.62 | 61.86 | 31.68 | 31.68
STWD | 0 | 0 | 0 | 0 | 0 | 0
WT | 0 | 0 | 0 | 0 | 0 | 0
IGCC | 0 | 0 | 0 | 0 | 0 | 0
DemandResponse | 0 | 0 | 0 | 0 | 0 | 0
IGCC-CCS | 0 | 0 | 0 | 0 | 0 | 0
WT_off | 0 | 0 | 0 | 0 | 0 | 0
PseudoUnit | 0 | 0 | 0 | 0 | 0 | 0
FixedInterchange | 0 | 0 | 0 | 0 | 0 | 0
Emission Cost by Reporting Type: SOCO
ReportingType | 2015 | 2020 | 2025 | 2030 | 2035 | 2040
BM | 0 | 0 | 0 | 0 | 0 | 0
CC | 1522.97 | 2344.99 | 3669.73 | 6595.16 | 6112.57 | 4579.04
CSP | 0 | 0 | 0 | 0 | 0 | 0
CT | 0 | 0 | 0 | 0 | 0 | 0
Coal | 736.71 | 203.87 | 0 | 0 | 0 | 0
Geo | 0 | 0 | 0 | 0 | 0 | 0
H | 0 | 0 | 0 | 0 | 0 | 0
LFG | 0 | 0 | 0 | 0 | 0 | 0
Nuc | 0 | 0 | 0 | 0 | 0 | 0
PS | 0 | 0 | 0 | 0 | 0 | 0
PV | 0 | 0 | 0 | 0 | 0 | 0
PeakG | 9.27 | 12.05 | 32.74 | 31.82 | 2.29 | 0
PeakO | 0 | 0 | 0 | 0 | 0 | 0
ST | 0 | 0 | 0 | 0 | 0 | 0
STOG | 0 | 0 | 0 | 0 | 0 | 0
STWD | 0 | 0 | 0 | 0 | 0 | 0
WT | 0 | 0 | 0 | 0 | 0 | 0
IGCC | 0 | 0 | 0 | 0 | 0 | 0
DemandResponse | 0 | 0 | 0 | 0 | 0 | 0
IGCC-CCS | 0 | 0 | 0 | 0 | 0 | 0
WT_off | 0 | 0 | 0 | 0 | 0 | 0
PseudoUnit | 0 | 0 | 0 | 0 | 0 | 0
FixedInterchange | 0 | 0 | 0 | 0 | 0 | 0
Emission Cost by Reporting Type: SPP_N
ReportingType | 2015 | 2020 | 2025 | 2030 | 2035 | 2040
BM | 0 | 0 | 0 | 0 | 0 | 0
CC | 64.41 | 14.19 | 22.12 | 49.55 | 49.55 | 49.55
CSP | 0 | 0 | 0 | 0 | 0 | 0
CT | 0 | 0 | 0 | 0 | 0 | 0
Coal | 1538.81 | 355.57 | 9.92 | 0 | 0 | 0
Geo | 0 | 0 | 0 | 0 | 0 | 0
H | 0 | 0 | 0 | 0 | 0 | 0
LFG | 0 | 0 | 0 | 0 | 0 | 0
Nuc | 0 | 0 | 0 | 0 | 0 | 0
PS | 0 | 0 | 0 | 0 | 0 | 0
PV | 0 | 0 | 0 | 0 | 0 | 0
PeakG | 0.56 | 0 | 0 | 0 | 0 | 0
PeakO | 0 | 0 | 0 | 0 | 0 | 0
ST | 0 | 0 | 0 | 0 | 0 | 0
STOG | 5.29 | 0 | 0 | 0 | 0 | 0
STWD | 0 | 0 | 0 | 0 | 0 | 0
WT | 0 | 0 | 0 | 0 | 0 | 0
IGCC | 0 | 0 | 0 | 0 | 0 | 0
DemandResponse | 0 | 0 | 0 | 0 | 0 | 0
IGCC-CCS | 0 | 0 | 0 | 0 | 0 | 0
WT_off | 0 | 0 | 0 | 0 | 0 | 0
PseudoUnit | 0 | 0 | 0 | 0 | 0 | 0
FixedInterchange | 0 | 0 | 0 | 0 | 0 | 0
Emission Cost by Reporting Type: SPP_S
ReportingType | 2015 | 2020 | 2025 | 2030 | 2035 | 2040
BM | 0 | 0 | 0 | 0 | 0 | 0
CC | 561.22 | 229.28 | 380.59 | 684.27 | 703.08 | 698.95
CSP | 0 | 0 | 0 | 0 | 0 | 0
CT | 0.15 | 0 | 0 | 0 | 0 | 0
Coal | 1926.07 | 274.07 | 21.08 | 0 | 0 | 0
Geo | 0 | 0 | 0 | 0 | 0 | 0
H | 0 | 0 | 0 | 0 | 0 | 0
LFG | 0 | 0 | 0 | 0 | 0 | 0
Nuc | 0 | 0 | 0 | 0 | 0 | 0
PS | 0 | 0 | 0 | 0 | 0 | 0
PV | 0 | 0 | 0 | 0 | 0 | 0
PeakG | 0 | 0 | 0 | 0 | 0 | 0
PeakO | 0 | 0 | 0 | 0 | 0 | 0
ST | 0 | 0 | 0 | 0 | 0 | 0
STOG | 41.86 | 15.68 | 24.07 | 72.8 | 57.27 | 66.57
STWD | 0 | 0 | 0 | 0 | 0 | 0
WT | 0 | 0 | 0 | 0 | 0 | 0
IGCC | 0 | 0 | 0 | 0 | 0 | 0
DemandResponse | 0 | 0 | 0 | 0 | 0 | 0
IGCC-CCS | 0 | 0 | 0 | 0 | 0 | 0
WT_off | 0 | 0 | 0 | 0 | 0 | 0
PseudoUnit | 0 | 0 | 0 | 0 | 0 | 0
FixedInterchange | 0 | 0 | 0 | 0 | 0 | 0
Emission Cost by Reporting Type: TVA
ReportingType | 2015 | 2020 | 2025 | 2030 | 2035 | 2040
BM | 0 | 0 | 0 | 0 | 0 | 0
CC | 437.36 | 952.55 | 1652.86 | 2960.5 | 2707.9 | 2770.42
CSP | 0 | 0 | 0 | 0 | 0 | 0
CT | 0 | 0 | 0 | 0 | 0 | 0
Coal | 939.62 | 486.96 | 24.87 | 0 | 0 | 0
Geo | 0 | 0 | 0 | 0 | 0 | 0
H | 0 | 0 | 0 | 0 | 0 | 0
LFG | 0 | 0 | 0 | 0 | 0 | 0
Nuc | 0 | 0 | 0 | 0 | 0 | 0
PS | 0 | 0 | 0 | 0 | 0 | 0
PV | 0 | 0 | 0 | 0 | 0 | 0
PeakG | 0 | 0 | 0 | 0 | 0 | 0
PeakO | 0 | 0 | 0 | 0 | 0 | 0
ST | 0 | 0 | 0 | 0 | 0 | 0
STOG | 0 | 0 | 0 | 0 | 0 | 0
STWD | 0 | 0 | 0 | 0 | 0 | 0
WT | 0 | 0 | 0 | 0 | 0 | 0
IGCC | 0 | 0 | 0 | 0 | 0 | 0
DemandResponse | 0 | 0 | 0 | 0 | 0 | 0
IGCC-CCS | 0 | 0 | 0 | 0 | 0 | 0
WT_off | 0 | 0 | 0 | 0 | 0 | 0
PseudoUnit | 0 | 0 | 0 | 0 | 0 | 0
FixedInterchange | 0 | 0 | 0 | 0 | 0 | 0
Emission Cost by Reporting Type: TVA_Transmission
ReportingType | 2015 | 2020 | 2025 | 2030 | 2035 | 2040
BM | 0 | 0 | 0 | 0 | 0 | 0
CC | 0 | 0 | 0 | 0 | 0 | 0
CSP | 0 | 0 | 0 | 0 | 0 | 0
CT | 0 | 0 | 0 | 0 | 0 | 0
Coal | 0 | 0 | 0 | 0 | 0 | 0
Geo | 0 | 0 | 0 | 0 | 0 | 0
H | 0 | 0 | 0 | 0 | 0 | 0
LFG | 0 | 0 | 0 | 0 | 0 | 0
Nuc | 0 | 0 | 0 | 0 | 0 | 0
PS | 0 | 0 | 0 | 0 | 0 | 0
PV | 0 | 0 | 0 | 0 | 0 | 0
PeakG | 0 | 0 | 0 | 0 | 0 | 0
PeakO | 0 | 0 | 0 | 0 | 0 | 0
ST | 0 | 0 | 0 | 0 | 0 | 0
STOG | 0 | 0 | 0 | 0 | 0 | 0
STWD | 0 | 0 | 0 | 0 | 0 | 0
WT | 0 | 0 | 0 | 0 | 0 | 0
IGCC | 0 | 0 | 0 | 0 | 0 | 0
DemandResponse | 0 | 0 | 0 | 0 | 0 | 0
IGCC-CCS | 0 | 0 | 0 | 0 | 0 | 0
WT_off | 0 | 0 | 0 | 0 | 0 | 0
PseudoUnit | 0 | 0 | 0 | 0 | 0 | 0
FixedInterchange | 0 | 0 | 0 | 0 | 0 | 0
Emission Cost by Reporting Type: VACAR
ReportingType | 2015 | 2020 | 2025 | 2030 | 2035 | 2040
BM | 0 | 0 | 0 | 0 | 0 | 0
CC | 1156.96 | 1569.06 | 2406.8 | 4504.8 | 4584.21 | 2650.6
CSP | 0 | 0 | 0 | 0 | 0 | 0
CT | 1.13 | 1.61 | 5.02 | 0 | 0 | 0
Coal | 564.75 | 455.6 | 156.94 | 19.98 | 19.04 | 19.98
Geo | 0 | 0 | 0 | 0 | 0 | 0
H | 0 | 0 | 0 | 0 | 0 | 0
LFG | 0 | 0 | 0 | 0 | 0 | 0
Nuc | 0 | 0 | 0 | 0 | 0 | 0
PS | 0 | 0 | 0 | 0 | 0 | 0
PV | 0 | 0 | 0 | 0 | 0 | 0
PeakG | 1.66 | 4.59 | 13.92 | 30.38 | 26.98 | 6.22
PeakO | 0 | 0 | 0 | 0 | 0 | 0
ST | 0 | 0 | 0 | 0 | 0 | 0
STOG | 0 | 0 | 0 | 0 | 0 | 0
STWD | 0 | 0 | 0 | 0 | 0 | 0
WT | 0 | 0 | 0 | 0 | 0 | 0
IGCC | 0 | 0 | 0 | 0 | 0 | 0
DemandResponse | 0 | 0 | 0 | 0 | 0 | 0
IGCC-CCS | 0 | 0 | 0 | 0 | 0 | 0
WT_off | 0 | 0 | 0 | 0 | 0 | 0
PseudoUnit | 0 | 0 | 0 | 0 | 0 | 0
FixedInterchange | 0 | 0 | 0 | 0 | 0 | 0
Emission Cost by Reporting Type: IESO
ReportingType | 2015 | 2020 | 2025 | 2030 | 2035 | 2040
BM | 0 | 0 | 0 | 0 | 0 | 0
CC | 83.77 | 83.32 | 4.47 | 6.16 | 5.88 | 16.69
CSP | 0 | 0 | 0 | 0 | 0 | 0
CT | 0.18 | 0.26 | 0 | 0 | 0 | 0
Coal | 0 | 0 | 0 | 0 | 0 | 0
Geo | 0 | 0 | 0 | 0 | 0 | 0
H | 0 | 0 | 0 | 0 | 0 | 0
LFG | 0 | 0 | 0 | 0 | 0 | 0
Nuc | 0 | 0 | 0 | 0 | 0 | 0
PS | 0 | 0 | 0 | 0 | 0 | 0
PV | 0 | 0 | 0 | 0 | 0 | 0
PeakG | 0 | 0 | 0 | 0 | 0 | 0
PeakO | 0 | 0 | 0 | 0 | 0 | 0
ST | 0 | 0 | 0 | 0 | 0 | 0
STOG | 0 | 0 | 0 | 0 | 0 | 0
STWD | 0 | 0 | 0 | 0 | 0 | 0
WT | 0 | 0 | 0 | 0 | 0 | 0
IGCC | 0 | 0 | 0 | 0 | 0 | 0
DemandResponse | 0 | 0 | 0 | 0 | 0 | 0
IGCC-CCS | 0 | 0 | 0 | 0 | 0 | 0
WT_off | 0 | 0 | 0 | 0 | 0 | 0
PseudoUnit | 0 | 0 | 0 | 0 | 0 | 0
FixedInterchange | 0 | 0 | 0 | 0 | 0 | 0
Emission Cost by Reporting Type: MAPP_CA
ReportingType | 2015 | 2020 | 2025 | 2030 | 2035 | 2040
BM | 0 | 0 | 0 | 0 | 0 | 0
CC | 78.84 | 111.95 | 12.77 | 0 | 0 | 0
CSP | 0 | 0 | 0 | 0 | 0 | 0
CT | 0 | 0 | 0 | 0 | 0 | 0
Coal | 6.82 | 1.49 | 0 | 0 | 0 | 0
Geo | 0 | 0 | 0 | 0 | 0 | 0
H | 0 | 0 | 0 | 0 | 0 | 0
LFG | 0 | 0 | 0 | 0 | 0 | 0
Nuc | 0 | 0 | 0 | 0 | 0 | 0
PS | 0 | 0 | 0 | 0 | 0 | 0
PV | 0 | 0 | 0 | 0 | 0 | 0
PeakG | 1.11 | 0.39 | 0 | 0 | 0 | 0
PeakO | 0 | 0 | 0 | 0 | 0 | 0
ST | 0 | 0 | 0 | 0 | 0 | 0
STOG | 0.14 | 0 | 0 | 0 | 0 | 0
STWD | 0 | 0 | 0 | 0 | 0 | 0
WT | 0 | 0 | 0 | 0 | 0 | 0
IGCC | 0 | 0 | 0 | 0 | 0 | 0
DemandResponse | 0 | 0 | 0 | 0 | 0 | 0
IGCC-CCS | 0 | 0 | 0 | 0 | 0 | 0
WT_off | 0 | 0 | 0 | 0 | 0 | 0
PseudoUnit | 0 | 0 | 0 | 0 | 0 | 0
FixedInterchange | 0 | 0 | 0 | 0 | 0 | 0
Emission Cost by Reporting Type: AZ_NM_SNV_Coal
ReportingType | 2015 | 2020 | 2025 | 2030 | 2035 | 2040
BM | 0 | 0 | 0 | 0 | 0 | 0
CC | 0 | 0 | 0 | 0 | 0 | 0
CSP | 0 | 0 | 0 | 0 | 0 | 0
CT | 0 | 0 | 0 | 0 | 0 | 0
Coal | 1276.3 | 1561.7 | 503.46 | 0 | 0 | 0
Geo | 0 | 0 | 0 | 0 | 0 | 0
H | 0 | 0 | 0 | 0 | 0 | 0
LFG | 0 | 0 | 0 | 0 | 0 | 0
Nuc | 0 | 0 | 0 | 0 | 0 | 0
PS | 0 | 0 | 0 | 0 | 0 | 0
PV | 0 | 0 | 0 | 0 | 0 | 0
PeakG | 0 | 0 | 0 | 0 | 0 | 0
PeakO | 0 | 0 | 0 | 0 | 0 | 0
ST | 0 | 0 | 0 | 0 | 0 | 0
STOG | 0 | 0 | 0 | 0 | 0 | 0
STWD | 0 | 0 | 0 | 0 | 0 | 0
WT | 0 | 0 | 0 | 0 | 0 | 0
IGCC | 0 | 0 | 0 | 0 | 0 | 0
DemandResponse | 0 | 0 | 0 | 0 | 0 | 0
IGCC-CCS | 0 | 0 | 0 | 0 | 0 | 0
WT_off | 0 | 0 | 0 | 0 | 0 | 0
PseudoUnit | 0 | 0 | 0 | 0 | 0 | 0
FixedInterchange | 0 | 0 | 0 | 0 | 0 | 0
Emission Cost by Reporting Type: AZ_NM_SNV_Gas
ReportingType | 2015 | 2020 | 2025 | 2030 | 2035 | 2040
BM | 0 | 0 | 0 | 0 | 0 | 0
CC | 628.06 | 707.76 | 1728.58 | 2225.9 | 1797.51 | 1641.88
CSP | 0 | 0 | 0 | 0 | 0 | 0
CT | 0 | 0 | 0 | 0 | 0 | 0
Coal | 0 | 0 | 0 | 0 | 0 | 0
Geo | 0 | 0 | 0 | 0 | 0 | 0
H | 0 | 0 | 0 | 0 | 0 | 0
LFG | 0 | 0 | 0 | 0 | 0 | 0
Nuc | 0 | 0 | 0 | 0 | 0 | 0
PS | 0 | 0 | 0 | 0 | 0 | 0
PV | 0 | 0 | 0 | 0 | 0 | 0
PeakG | 0 | 0 | 0 | 0 | 0 | 0
PeakO | 0 | 0 | 0 | 0 | 0 | 0
ST | 0 | 0 | 0 | 0 | 0 | 0
STOG | 0 | 0 | 0 | 0 | 0 | 0
STWD | 0 | 0 | 0 | 0 | 0 | 0
WT | 0 | 0 | 0 | 0 | 0 | 0
IGCC | 0 | 0 | 0 | 0 | 0 | 0
DemandResponse | 0 | 0 | 0 | 0 | 0 | 0
IGCC-CCS | 0 | 0 | 0 | 0 | 0 | 0
WT_off | 0 | 0 | 0 | 0 | 0 | 0
PseudoUnit | 0 | 0 | 0 | 0 | 0 | 0
FixedInterchange | 0 | 0 | 0 | 0 | 0 | 0
Emission Cost by Reporting Type: AZ_NM_SNV_NucRenew
ReportingType | 2015 | 2020 | 2025 | 2030 | 2035 | 2040
BM | 0 | 0 | 0 | 0 | 0 | 0
CC | 0 | 0 | 0 | 0 | 0 | 0
CSP | 0 | 0 | 0 | 0 | 0 | 0
CT | 0 | 0 | 0 | 0 | 0 | 0
Coal | 0 | 0 | 0 | 0 | 0 | 0
Geo | 0 | 0 | 0 | 0 | 0 | 0
H | 0 | 0 | 0 | 0 | 0 | 0
LFG | 0 | 0 | 0 | 0 | 0 | 0
Nuc | 0 | 0 | 0 | 0 | 0 | 0
PS | 0 | 0 | 0 | 0 | 0 | 0
PV | 0 | 0 | 0 | 0 | 0 | 0
PeakG | 0 | 0 | 0 | 0 | 0 | 0
PeakO | 0 | 0 | 0 | 0 | 0 | 0
ST | 0 | 0 | 0 | 0 | 0 | 0
STOG | 0 | 0 | 0 | 0 | 0 | 0
STWD | 0 | 0 | 0 | 0 | 0 | 0
WT | 0 | 0 | 0 | 0 | 0 | 0
IGCC | 0 | 0 | 0 | 0 | 0 | 0
DemandResponse | 0 | 0 | 0 | 0 | 0 | 0
IGCC-CCS | 0 | 0 | 0 | 0 | 0 | 0
WT_off | 0 | 0 | 0 | 0 | 0 | 0
PseudoUnit | 0 | 0 | 0 | 0 | 0 | 0
FixedInterchange | 0 | 0 | 0 | 0 | 0 | 0
Emission Cost by Reporting Type: ERCOT
ReportingType | 2015 | 2020 | 2025 | 2030 | 2035 | 2040
BM | 0 | 0 | 0 | 0 | 0 | 0
CC | 2092.88 | 3129.61 | 4371.01 | 9591.21 | 7992.29 | 6819.11
CSP | 0 | 0 | 0 | 0 | 0 | 0
CT | 0 | 0.05 | 0.05 | 0.65 | 0 | 0
Coal | 930.87 | 890.59 | 44.19 | 0 | 0 | 5.39
Geo | 0 | 0 | 0 | 0 | 0 | 0
H | 0 | 0 | 0 | 0 | 0 | 0
LFG | 0 | 0 | 0 | 0 | 0 | 0
Nuc | 0 | 0 | 0 | 0 | 0 | 0
PS | 0 | 0 | 0 | 0 | 0 | 0
PV | 0 | 0 | 0 | 0 | 0 | 0
PeakG | 0 | 0.15 | 0 | 3.69 | 3.91 | 0.2
PeakO | 0 | 0 | 0 | 0 | 0 | 0
ST | 0 | 0 | 0 | 0 | 0 | 0
STOG | 21.63 | 49.64 | 28.13 | 80.13 | 17.21 | 0
STWD | 0 | 0 | 0 | 0 | 0 | 0
WT | 0 | 0 | 0 | 0 | 0 | 0
IGCC | 0 | 0 | 0 | 0 | 0 | 0
DemandResponse | 0 | 0 | 0 | 0 | 0 | 0
IGCC-CCS | 0 | 0 | 0 | 0 | 0 | 0
WT_off | 0 | 0 | 0 | 0 | 0 | 0
PseudoUnit | 0 | 0 | 0 | 0 | 0 | 0
FixedInterchange | 0 | 0 | 0 | 0 | 0 | 0
Emission Cost by Reporting Type: NP15
ReportingType | 2015 | 2020 | 2025 | 2030 | 2035 | 2040
BM | 0 | 0 | 0 | 0 | 0 | 0
CC | 662.35 | 864.05 | 1441.43 | 1990.37 | 1691.73 | 1326.37
CSP | 0 | 0 | 0 | 0 | 0 | 0
CT | 0 | 0 | 0 | 0 | 0 | 0
Coal | 42.12 | 0 | 0 | 0 | 0 | 0
Geo | 0 | 0 | 0 | 0 | 0 | 0
H | 0 | 0 | 0 | 0 | 0 | 0
LFG | 0 | 0 | 0 | 0 | 0 | 0
Nuc | 0 | 0 | 0 | 0 | 0 | 0
PS | 0 | 0 | 0 | 0 | 0 | 0
PV | 0 | 0 | 0 | 0 | 0 | 0
PeakG | 0 | 0 | 0 | 0 | 0 | 0
PeakO | 0 | 0 | 0 | 0 | 0 | 0
ST | 0 | 0 | 0 | 0 | 0 | 0
STOG | 0.47 | 0.57 | 1.46 | 0 | 0 | 0
STWD | 0 | 0 | 0 | 0 | 0 | 0
WT | 0 | 0 | 0 | 0 | 0 | 0
IGCC | 0 | 0 | 0 | 0 | 0 | 0
DemandResponse | 0 | 0 | 0 | 0 | 0 | 0
IGCC-CCS | 0 | 0 | 0 | 0 | 0 | 0
WT_off | 0 | 0 | 0 | 0 | 0 | 0
PseudoUnit | 0 | 0 | 0 | 0 | 0 | 0
FixedInterchange | 0 | 0 | 0 | 0 | 0 | 0
Emission Cost by Reporting Type: NWPP_Coal
ReportingType | 2015 | 2020 | 2025 | 2030 | 2035 | 2040
BM | 0 | 0 | 0 | 0 | 0 | 0
CC | 0 | 0 | 0 | 0 | 0 | 0
CSP | 0 | 0 | 0 | 0 | 0 | 0
CT | 0 | 0 | 0 | 0 | 0 | 0
Coal | 1209.75 | 1287.22 | 9.82 | 22.01 | 22.01 | 22.01
Geo | 0 | 0 | 0 | 0 | 0 | 0
H | 0 | 0 | 0 | 0 | 0 | 0
LFG | 0 | 0 | 0 | 0 | 0 | 0
Nuc | 0 | 0 | 0 | 0 | 0 | 0
PS | 0 | 0 | 0 | 0 | 0 | 0
PV | 0 | 0 | 0 | 0 | 0 | 0
PeakG | 0 | 0 | 0 | 0 | 0 | 0
PeakO | 0 | 0 | 0 | 0 | 0 | 0
ST | 0 | 0 | 0 | 0 | 0 | 0
STOG | 0 | 0 | 0 | 0 | 0 | 0
STWD | 0 | 0 | 0 | 0 | 0 | 0
WT | 0 | 0 | 0 | 0 | 0 | 0
IGCC | 0 | 0 | 0 | 0 | 0 | 0
DemandResponse | 0 | 0 | 0 | 0 | 0 | 0
IGCC-CCS | 0 | 0 | 0 | 0 | 0 | 0
WT_off | 0 | 0 | 0 | 0 | 0 | 0
PseudoUnit | 0 | 0 | 0 | 0 | 0 | 0
FixedInterchange | 0 | 0 | 0 | 0 | 0 | 0
Emission Cost by Reporting Type: NWPP_Gas
ReportingType | 2015 | 2020 | 2025 | 2030 | 2035 | 2040
BM | 0 | 0 | 0 | 0 | 0 | 0
CC | 485.99 | 917.96 | 1503.26 | 1130.36 | 796.88 | 693.24
CSP | 0 | 0 | 0 | 0 | 0 | 0
CT | 0 | 0 | 0 | 0 | 0 | 0
Coal | 0 | 0 | 0 | 0 | 0 | 0
Geo | 0 | 0 | 0 | 0 | 0 | 0
H | 0 | 0 | 0 | 0 | 0 | 0
LFG | 0 | 0 | 0 | 0 | 0 | 0
Nuc | 0 | 0 | 0 | 0 | 0 | 0
PS | 0 | 0 | 0 | 0 | 0 | 0
PV | 0 | 0 | 0 | 0 | 0 | 0
PeakG | 0 | 0 | 0 | 0 | 0 | 0
PeakO | 0 | 0 | 0 | 0 | 0 | 0
ST | 0 | 0 | 0 | 0 | 0 | 0
STOG | 0 | 0 | 0 | 0 | 0 | 0
STWD | 0 | 0 | 0 | 0 | 0 | 0
WT | 0 | 0 | 0 | 0 | 0 | 0
IGCC | 0 | 0 | 0 | 0 | 0 | 0
DemandResponse | 0 | 0 | 0 | 0 | 0 | 0
IGCC-CCS | 0 | 0 | 0 | 0 | 0 | 0
WT_off | 0 | 0 | 0 | 0 | 0 | 0
PseudoUnit | 0 | 0 | 0 | 0 | 0 | 0
FixedInterchange | 0 | 0 | 0 | 0 | 0 | 0
Emission Cost by Reporting Type: NWPP_NucRenew
ReportingType | 2015 | 2020 | 2025 | 2030 | 2035 | 2040
BM | 0 | 0 | 0 | 0 | 0 | 0
CC | 0 | 0 | 0 | 0 | 0 | 0
CSP | 0 | 0 | 0 | 0 | 0 | 0
CT | 0 | 0 | 0 | 0 | 0 | 0
Coal | 0 | 0 | 0 | 0 | 0 | 0
Geo | 0 | 0 | 0 | 0 | 0 | 0
H | 0 | 0 | 0 | 0 | 0 | 0
LFG | 0 | 0 | 0 | 0 | 0 | 0
Nuc | 0 | 0 | 0 | 0 | 0 | 0
PS | 0 | 0 | 0 | 0 | 0 | 0
PV | 0 | 0 | 0 | 0 | 0 | 0
PeakG | 0 | 0 | 0 | 0 | 0 | 0
PeakO | 0 | 0 | 0 | 0 | 0 | 0
ST | 0 | 0 | 0 | 0 | 0 | 0
STOG | 0 | 0 | 0 | 0 | 0 | 0
STWD | 0 | 0 | 0 | 0 | 0 | 0
WT | 0 | 0 | 0 | 0 | 0 | 0
IGCC | 0 | 0 | 0 | 0 | 0 | 0
DemandResponse | 0 | 0 | 0 | 0 | 0 | 0
IGCC-CCS | 0 | 0 | 0 | 0 | 0 | 0
WT_off | 0 | 0 | 0 | 0 | 0 | 0
PseudoUnit | 0 | 0 | 0 | 0 | 0 | 0
FixedInterchange | 0 | 0 | 0 | 0 | 0 | 0
Emission Cost by Reporting Type: RMPA
ReportingType | 2015 | 2020 | 2025 | 2030 | 2035 | 2040
BM | 0 | 0 | 0 | 0 | 0 | 0
CC | 119.73 | 163.79 | 367.96 | 611.49 | 586.5 | 546.21
CSP | 0 | 0 | 0 | 0 | 0 | 0
CT | 0 | 0 | 0 | 0 | 0 | 0
Coal | 1336.07 | 1373.81 | 207.07 | 61.06 | 61.06 | 62.78
Geo | 0 | 0 | 0 | 0 | 0 | 0
H | 0 | 0 | 0 | 0 | 0 | 0
LFG | 0 | 0 | 0 | 0 | 0 | 0
Nuc | 0 | 0 | 0 | 0 | 0 | 0
PS | 0 | 0 | 0 | 0 | 0 | 0
PV | 0 | 0 | 0 | 0 | 0 | 0
PeakG | 0 | 0 | 0 | 0 | 0 | 0
PeakO | 0 | 0 | 0 | 0 | 0 | 0
ST | 0 | 0 | 0 | 0 | 0 | 0
STOG | 0 | 0 | 0 | 0 | 0 | 0
STWD | 0 | 0 | 0 | 0 | 0 | 0
WT | 0 | 0 | 0 | 0 | 0 | 0
IGCC | 0 | 0 | 0 | 0 | 0 | 0
DemandResponse | 0 | 0 | 0 | 0 | 0 | 0
IGCC-CCS | 0 | 0 | 0 | 0 | 0 | 0
WT_off | 0 | 0 | 0 | 0 | 0 | 0
PseudoUnit | 0 | 0 | 0 | 0 | 0 | 0
FixedInterchange | 0 | 0 | 0 | 0 | 0 | 0
Emission Cost by Reporting Type: SP15
ReportingType | 2015 | 2020 | 2025 | 2030 | 2035 | 2040
BM | 0 | 0 | 0 | 0 | 0 | 0
CC | 849.33 | 1141.72 | 2019.53 | 3759.43 | 3263.01 | 2708.7
CSP | 0 | 0 | 0 | 0 | 0 | 0
CT | 0 | 0 | 0 | 0 | 0 | 0
Coal | 39.99 | 30.93 | 0 | 0 | 0 | 0
Geo | 0 | 0 | 0 | 0 | 0 | 0
H | 0 | 0 | 0 | 0 | 0 | 0
LFG | 0 | 0 | 0 | 0 | 0 | 0
Nuc | 0 | 0 | 0 | 0 | 0 | 0
PS | 0 | 0 | 0 | 0 | 0 | 0
PV | 0 | 0 | 0 | 0 | 0 | 0
PeakG | 0 | 0 | 0 | 0 | 0 | 0
PeakO | 0 | 0 | 0 | 0 | 0 | 0
ST | 0 | 0 | 0 | 0 | 0 | 0
STOG | 4.97 | 1.23 | 2.84 | 4.82 | 5.06 | 7.15
STWD | 0 | 0 | 0 | 0 | 0 | 0
WT | 0 | 0 | 0 | 0 | 0 | 0
IGCC | 0 | 0 | 0 | 0 | 0 | 0
DemandResponse | 0 | 0 | 0 | 0 | 0 | 0
IGCC-CCS | 0 | 0 | 0 | 0 | 0 | 0
WT_off | 0 | 0 | 0 | 0 | 0 | 0
PseudoUnit | 0 | 0 | 0 | 0 | 0 | 0
FixedInterchange | 0 | 0 | 0 | 0 | 0 | 0
Emission Cost by Reporting Type: ALB
ReportingType | 2015 | 2020 | 2025 | 2030 | 2035 | 2040
BM | 0 | 0 | 0 | 0 | 0 | 0
CC | 177.76 | 260.9 | 427.25 | 0 | 0 | 0
CSP | 0 | 0 | 0 | 0 | 0 | 0
CT | 0 | 0 | 0 | 0 | 0 | 0
Coal | 1216.87 | 1727.96 | 2793.23 | 0 | 0 | 0
Geo | 0 | 0 | 0 | 0 | 0 | 0
H | 0 | 0 | 0 | 0 | 0 | 0
LFG | 0 | 0 | 0 | 0 | 0 | 0
Nuc | 0 | 0 | 0 | 0 | 0 | 0
PS | 0 | 0 | 0 | 0 | 0 | 0
PV | 0 | 0 | 0 | 0 | 0 | 0
PeakG | 0 | 0 | 0 | 0 | 0 | 0
PeakO | 0 | 0 | 0 | 0 | 0 | 0
ST | 0 | 0 | 0 | 0 | 0 | 0
STOG | 0 | 0 | 0 | 0 | 0 | 0
STWD | 0 | 0 | 0 | 0 | 0 | 0
WT | 0 | 0 | 0 | 0 | 0 | 0
IGCC | 0 | 0 | 0 | 0 | 0 | 0
DemandResponse | 0 | 0 | 0 | 0 | 0 | 0
IGCC-CCS | 0 | 0 | 0 | 0 | 0 | 0
WT_off | 0 | 0 | 0 | 0 | 0 | 0
PseudoUnit | 0 | 0 | 0 | 0 | 0 | 0
FixedInterchange | 0 | 0 | 0 | 0 | 0 | 0
Emission Cost by Reporting Type: BC
ReportingType | 2015 | 2020 | 2025 | 2030 | 2035 | 2040
BM | 0 | 0 | 0 | 0 | 0 | 0
CC | 41.75 | 59.28 | 97.08 | 134.16 | 19.52 | 0
CSP | 0 | 0 | 0 | 0 | 0 | 0
CT | 0 | 0 | 0 | 0 | 0 | 0
Coal | 0 | 0 | 0 | 0 | 0 | 0
Geo | 0 | 0 | 0 | 0 | 0 | 0
H | 0 | 0 | 0 | 0 | 0 | 0
LFG | 0 | 0 | 0 | 0 | 0 | 0
Nuc | 0 | 0 | 0 | 0 | 0 | 0
PS | 0 | 0 | 0 | 0 | 0 | 0
PV | 0 | 0 | 0 | 0 | 0 | 0
PeakG | 0 | 0 | 0 | 0 | 0 | 0
PeakO | 0 | 0 | 0 | 0 | 0 | 0
ST | 0 | 0 | 0 | 0 | 0 | 0
STOG | 0 | 0 | 0 | 0 | 0 | 0
STWD | 0 | 0 | 0 | 0 | 0 | 0
WT | 0 | 0 | 0 | 0 | 0 | 0
IGCC | 0 | 0 | 0 | 0 | 0 | 0
DemandResponse | 0 | 0 | 0 | 0 | 0 | 0
IGCC-CCS | 0 | 0 | 0 | 0 | 0 | 0
WT_off | 0 | 0 | 0 | 0 | 0 | 0
PseudoUnit | 0 | 0 | 0 | 0 | 0 | 0
FixedInterchange | 0 | 0 | 0 | 0 | 0 | 0
Emission Cost by Reporting Type: HQ_IESO
ReportingType | 2015 | 2020 | 2025 | 2030 | 2035 | 2040
BM | 0 | 0 | 0 | 0 | 0 | 0
CC | 0 | 0 | 0 | 0 | 0 | 0
CSP | 0 | 0 | 0 | 0 | 0 | 0
CT | 0 | 0 | 0 | 0 | 0 | 0
Coal | 0 | 0 | 0 | 0 | 0 | 0
Geo | 0 | 0 | 0 | 0 | 0 | 0
H | 0 | 0 | 0 | 0 | 0 | 0
LFG | 0 | 0 | 0 | 0 | 0 | 0
Nuc | 0 | 0 | 0 | 0 | 0 | 0
PS | 0 | 0 | 0 | 0 | 0 | 0
PV | 0 | 0 | 0 | 0 | 0 | 0
PeakG | 0 | 0 | 0 | 0 | 0 | 0
PeakO | 0 | 0 | 0 | 0 | 0 | 0
ST | 0 | 0 | 0 | 0 | 0 | 0
STOG | 0 | 0 | 0 | 0 | 0 | 0
STWD | 0 | 0 | 0 | 0 | 0 | 0
WT | 0 | 0 | 0 | 0 | 0 | 0
IGCC | 0 | 0 | 0 | 0 | 0 | 0
DemandResponse | 0 | 0 | 0 | 0 | 0 | 0
IGCC-CCS | 0 | 0 | 0 | 0 | 0 | 0
WT_off | 0 | 0 | 0 | 0 | 0 | 0
PseudoUnit | 0 | 0 | 0 | 0 | 0 | 0
FixedInterchange | 0 | 0 | 0 | 0 | 0 | 0
Emission Cost by Reporting Type: HQ_NEISO
ReportingType | 2015 | 2020 | 2025 | 2030 | 2035 | 2040
BM | 0 | 0 | 0 | 0 | 0 | 0
CC | 0 | 0 | 0 | 0 | 0 | 0
CSP | 0 | 0 | 0 | 0 | 0 | 0
CT | 0 | 0 | 0 | 0 | 0 | 0
Coal | 0 | 0 | 0 | 0 | 0 | 0
Geo | 0 | 0 | 0 | 0 | 0 | 0
H | 0 | 0 | 0 | 0 | 0 | 0
LFG | 0 | 0 | 0 | 0 | 0 | 0
Nuc | 0 | 0 | 0 | 0 | 0 | 0
PS | 0 | 0 | 0 | 0 | 0 | 0
PV | 0 | 0 | 0 | 0 | 0 | 0
PeakG | 0 | 0 | 0 | 0 | 0 | 0
PeakO | 0 | 0 | 0 | 0 | 0 | 0
ST | 0 | 0 | 0 | 0 | 0 | 0
STOG | 0 | 0 | 0 | 0 | 0 | 0
STWD | 0 | 0 | 0 | 0 | 0 | 0
WT | 0 | 0 | 0 | 0 | 0 | 0
IGCC | 0 | 0 | 0 | 0 | 0 | 0
DemandResponse | 0 | 0 | 0 | 0 | 0 | 0
IGCC-CCS | 0 | 0 | 0 | 0 | 0 | 0
WT_off | 0 | 0 | 0 | 0 | 0 | 0
PseudoUnit | 0 | 0 | 0 | 0 | 0 | 0
FixedInterchange | 0 | 0 | 0 | 0 | 0 | 0
Emission Cost by Reporting Type: HQ_NY
ReportingType | 2015 | 2020 | 2025 | 2030 | 2035 | 2040
BM | 0 | 0 | 0 | 0 | 0 | 0
CC | 0 | 0 | 0 | 0 | 0 | 0
CSP | 0 | 0 | 0 | 0 | 0 | 0
CT | 0 | 0 | 0 | 0 | 0 | 0
Coal | 0 | 0 | 0 | 0 | 0 | 0
Geo | 0 | 0 | 0 | 0 | 0 | 0
H | 0 | 0 | 0 | 0 | 0 | 0
LFG | 0 | 0 | 0 | 0 | 0 | 0
Nuc | 0 | 0 | 0 | 0 | 0 | 0
PS | 0 | 0 | 0 | 0 | 0 | 0
PV | 0 | 0 | 0 | 0 | 0 | 0
PeakG | 0 | 0 | 0 | 0 | 0 | 0
PeakO | 0 | 0 | 0 | 0 | 0 | 0
ST | 0 | 0 | 0 | 0 | 0 | 0
STOG | 0 | 0 | 0 | 0 | 0 | 0
STWD | 0 | 0 | 0 | 0 | 0 | 0
WT | 0 | 0 | 0 | 0 | 0 | 0
IGCC | 0 | 0 | 0 | 0 | 0 | 0
DemandResponse | 0 | 0 | 0 | 0 | 0 | 0
IGCC-CCS | 0 | 0 | 0 | 0 | 0 | 0
WT_off | 0 | 0 | 0 | 0 | 0 | 0
PseudoUnit | 0 | 0 | 0 | 0 | 0 | 0
FixedInterchange | 0 | 0 | 0 | 0 | 0 | 0
Emission Cost by Reporting Type: MARITIMES
ReportingType | 2015 | 2020 | 2025 | 2030 | 2035 | 2040
BM | 0 | 0 | 0 | 0 | 0 | 0
CC | 0 | 0 | 0 | 0 | 0 | 0
CSP | 0 | 0 | 0 | 0 | 0 | 0
CT | 0 | 0 | 0 | 0 | 0 | 0
Coal | 0 | 0 | 0 | 0 | 0 | 0
Geo | 0 | 0 | 0 | 0 | 0 | 0
H | 0 | 0 | 0 | 0 | 0 | 0
LFG | 0 | 0 | 0 | 0 | 0 | 0
Nuc | 0 | 0 | 0 | 0 | 0 | 0
PS | 0 | 0 | 0 | 0 | 0 | 0
PV | 0 | 0 | 0 | 0 | 0 | 0
PeakG | 0 | 0 | 0 | 0 | 0 | 0
PeakO | 0 | 0 | 0 | 0 | 0 | 0
ST | 0 | 0 | 0 | 0 | 0 | 0
STOG | 0 | 0 | 0 | 0 | 0 | 0
STWD | 0 | 0 | 0 | 0 | 0 | 0
WT | 0 | 0 | 0 | 0 | 0 | 0
IGCC | 0 | 0 | 0 | 0 | 0 | 0
DemandResponse | 0 | 0 | 0 | 0 | 0 | 0
IGCC-CCS | 0 | 0 | 0 | 0 | 0 | 0
WT_off | 0 | 0 | 0 | 0 | 0 | 0
PseudoUnit | 0 | 0 | 0 | 0 | 0 | 0
FixedInterchange | 0 | 0 | 0 | 0 | 0 | 0
Emission Cost by Reporting Type: All
ReportingType | 2015 | 2020 | 2025 | 2030 | 2035 | 2040
BM | 0 | 0 | 0 | 0 | 0 | 0
CC | 15697.29 | 25283.89 | 38544.74 | 62418.92 | 61819.46 | 59489.87
CSP | 0 | 0 | 0 | 0 | 0 | 0
CT | 9.03 | 15.97 | 39.45 | 37.45 | 1.48 | 17.83
Coal | 27147.43 | 14575.01 | 4438.27 | 273.71 | 280.6 | 309.53
Geo | 0 | 0 | 0 | 0 | 0 | 0
H | 0 | 0 | 0 | 0 | 0 | 0
LFG | 0 | 0 | 0 | 0 | 0 | 0
Nuc | 0 | 0 | 0 | 0 | 0 | 0
PS | 0 | 0 | 0 | 0 | 0 | 0
PV | 0 | 0 | 0 | 0 | 0 | 0
PeakG | 45.85 | 70.04 | 140.01 | 187 | 193.8 | 129.43
PeakO | 0 | 0 | 0 | 0 | 0 | 0
ST | 0 | 0 | 0 | 0 | 0 | 0
STOG | 116.88 | 138.14 | 175.75 | 375.62 | 245.44 | 224.1
STWD | 0 | 0 | 0 | 0 | 0 | 0
WT | 0 | 0 | 0 | 0 | 0 | 0
IGCC | 100.97 | 143.38 | 22.22 | 6.61 | 6.61 | 13.21
DemandResponse | 0 | 0 | 0 | 0 | 0 | 0
IGCC-CCS | 0 | 0 | 0 | 0 | 0 | 0
WT_off | 0 | 0 | 0 | 0 | 0 | 0
PseudoUnit | 0 | 0 | 0 | 0 | 0 | 0
FixedInterchange | 0 | 0 | 0 | 0 | 0 | 0
Emission Cost by Reporting Type: EI_US
ReportingType | 2015 | 2020 | 2025 | 2030 | 2035 | 2040
BM | 0 | 0 | 0 | 0 | 0 | 0
CC | 10476.83 | 17843.55 | 26571.41 | 42969.85 | 45666.14 | 45737.66
CSP | 0 | 0 | 0 | 0 | 0 | 0
CT | 8.85 | 15.65 | 39.4 | 36.8 | 1.48 | 17.83
Coal | 21088.63 | 7701.29 | 880.5 | 190.64 | 197.53 | 219.36
Geo | 0 | 0 | 0 | 0 | 0 | 0
H | 0 | 0 | 0 | 0 | 0 | 0
LFG | 0 | 0 | 0 | 0 | 0 | 0
Nuc | 0 | 0 | 0 | 0 | 0 | 0
PS | 0 | 0 | 0 | 0 | 0 | 0
PV | 0 | 0 | 0 | 0 | 0 | 0
PeakG | 44.74 | 69.5 | 140.01 | 183.31 | 189.88 | 129.23
PeakO | 0 | 0 | 0 | 0 | 0 | 0
ST | 0 | 0 | 0 | 0 | 0 | 0
STOG | 89.67 | 86.7 | 143.31 | 290.68 | 223.17 | 216.95
STWD | 0 | 0 | 0 | 0 | 0 | 0
WT | 0 | 0 | 0 | 0 | 0 | 0
IGCC | 100.97 | 143.38 | 22.22 | 6.61 | 6.61 | 13.21
DemandResponse | 0 | 0 | 0 | 0 | 0 | 0
IGCC-CCS | 0 | 0 | 0 | 0 | 0 | 0
WT_off | 0 | 0 | 0 | 0 | 0 | 0
PseudoUnit | 0 | 0 | 0 | 0 | 0 | 0
FixedInterchange | 0 | 0 | 0 | 0 | 0 | 0
Emission Cost by Reporting Type: EI_Canada
ReportingType | 2015 | 2020 | 2025 | 2030 | 2035 | 2040
BM | 0 | 0 | 0 | 0 | 0 | 0
CC | 162.61 | 195.27 | 17.24 | 6.16 | 5.88 | 16.69
CSP | 0 | 0 | 0 | 0 | 0 | 0
CT | 0.18 | 0.26 | 0 | 0 | 0 | 0
Coal | 6.82 | 1.49 | 0 | 0 | 0 | 0
Geo | 0 | 0 | 0 | 0 | 0 | 0
H | 0 | 0 | 0 | 0 | 0 | 0
LFG | 0 | 0 | 0 | 0 | 0 | 0
Nuc | 0 | 0 | 0 | 0 | 0 | 0
PS | 0 | 0 | 0 | 0 | 0 | 0
PV | 0 | 0 | 0 | 0 | 0 | 0
PeakG | 1.11 | 0.39 | 0 | 0 | 0 | 0
PeakO | 0 | 0 | 0 | 0 | 0 | 0
ST | 0 | 0 | 0 | 0 | 0 | 0
STOG | 0.14 | 0 | 0 | 0 | 0 | 0
STWD | 0 | 0 | 0 | 0 | 0 | 0
WT | 0 | 0 | 0 | 0 | 0 | 0
IGCC | 0 | 0 | 0 | 0 | 0 | 0
DemandResponse | 0 | 0 | 0 | 0 | 0 | 0
IGCC-CCS | 0 | 0 | 0 | 0 | 0 | 0
WT_off | 0 | 0 | 0 | 0 | 0 | 0
PseudoUnit | 0 | 0 | 0 | 0 | 0 | 0
FixedInterchange | 0 | 0 | 0 | 0 | 0 | 0
Emission Cost by Reporting Type: EI
ReportingType | 2015 | 2020 | 2025 | 2030 | 2035 | 2040
BM | 0 | 0 | 0 | 0 | 0 | 0
CC | 10639.44 | 18038.82 | 26588.65 | 42976.01 | 45672.02 | 45754.35
CSP | 0 | 0 | 0 | 0 | 0 | 0
CT | 9.03 | 15.92 | 39.4 | 36.8 | 1.48 | 17.83
Coal | 21095.45 | 7702.78 | 880.5 | 190.64 | 197.53 | 219.36
Geo | 0 | 0 | 0 | 0 | 0 | 0
H | 0 | 0 | 0 | 0 | 0 | 0
LFG | 0 | 0 | 0 | 0 | 0 | 0
Nuc | 0 | 0 | 0 | 0 | 0 | 0
PS | 0 | 0 | 0 | 0 | 0 | 0
PV | 0 | 0 | 0 | 0 | 0 | 0
PeakG | 45.85 | 69.89 | 140.01 | 183.31 | 189.88 | 129.23
PeakO | 0 | 0 | 0 | 0 | 0 | 0
ST | 0 | 0 | 0 | 0 | 0 | 0
STOG | 89.81 | 86.7 | 143.31 | 290.68 | 223.17 | 216.95
STWD | 0 | 0 | 0 | 0 | 0 | 0
WT | 0 | 0 | 0 | 0 | 0 | 0
IGCC | 100.97 | 143.38 | 22.22 | 6.61 | 6.61 | 13.21
DemandResponse | 0 | 0 | 0 | 0 | 0 | 0
IGCC-CCS | 0 | 0 | 0 | 0 | 0 | 0
WT_off | 0 | 0 | 0 | 0 | 0 | 0
PseudoUnit | 0 | 0 | 0 | 0 | 0 | 0
FixedInterchange | 0 | 0 | 0 | 0 | 0 | 0
Emission Cost by Reporting Type: Outside_EI
ReportingType | 2015 | 2020 | 2025 | 2030 | 2035 | 2040
BM | 0 | 0 | 0 | 0 | 0 | 0
CC | 5057.85 | 7245.07 | 11956.09 | 19442.91 | 16147.43 | 13735.52
CSP | 0 | 0 | 0 | 0 | 0 | 0
CT | 0 | 0.05 | 0.05 | 0.65 | 0 | 0
Coal | 6051.98 | 6872.23 | 3557.77 | 83.07 | 83.07 | 90.18
Geo | 0 | 0 | 0 | 0 | 0 | 0
H | 0 | 0 | 0 | 0 | 0 | 0
LFG | 0 | 0 | 0 | 0 | 0 | 0
Nuc | 0 | 0 | 0 | 0 | 0 | 0
PS | 0 | 0 | 0 | 0 | 0 | 0
PV | 0 | 0 | 0 | 0 | 0 | 0
PeakG | 0 | 0.15 | 0 | 3.69 | 3.91 | 0.2
PeakO | 0 | 0 | 0 | 0 | 0 | 0
ST | 0 | 0 | 0 | 0 | 0 | 0
STOG | 27.07 | 51.45 | 32.44 | 84.94 | 22.27 | 7.15
STWD | 0 | 0 | 0 | 0 | 0 | 0
WT | 0 | 0 | 0 | 0 | 0 | 0
IGCC | 0 | 0 | 0 | 0 | 0 | 0
DemandResponse | 0 | 0 | 0 | 0 | 0 | 0
IGCC-CCS | 0 | 0 | 0 | 0 | 0 | 0
WT_off | 0 | 0 | 0 | 0 | 0 | 0
PseudoUnit | 0 | 0 | 0 | 0 | 0 | 0
FixedInterchange | 0 | 0 | 0 | 0 | 0 | 0
#8 | Base VOM Costs ($million)
Base VOM Costs by Reporting Type: Entergy
ReportingType | 2015 | 2020 | 2025 | 2030 | 2035 | 2040
BM | 0 | 0 | 0 | 0 | 0 | 0
CC | 191.12 | 216.91 | 146.57 | 82.9 | 81.27 | 89.71
CSP | 0 | 0 | 0 | 0 | 0 | 0
CT | 0 | 0 | 0 | 0 | 0 | 0
Coal | 232.45 | 24.51 | 2.07 | 0 | 0 | 0
Geo | 0 | 0 | 0 | 0 | 0 | 0
H | 0 | 0 | 0 | 0 | 0 | 0
LFG | 0 | 0 | 0.01 | 0.01 | 0.01 | 0.01
Nuc | 100.26 | 100.26 | 100.26 | 100.26 | 84.69 | 66.26
PS | 0 | 0 | 0 | 0 | 0 | 0
PV | 0 | 0 | 0 | 0 | 0 | 0
PeakG | 0 | 0 | 0 | 0 | 0 | 0
PeakO | 0 | 0 | 0 | 0 | 0 | 0
ST | 0 | 0 | 0 | 0 | 0 | 0
STOG | 1.4 | 0.81 | 0.81 | 0 | 0 | 0
STWD | 0.09 | 0.18 | 0.18 | 0.72 | 0.72 | 0.72
WT | 0 | 0 | 0 | 0 | 0 | 0
IGCC | 0 | 0 | 0 | 0 | 0 | 0
DemandResponse | 0 | 0 | 0 | 0 | 0 | 0
IGCC-CCS | 0 | 0 | 0 | 0 | 0 | 0
WT_off | 0 | 0 | 0 | 0 | 0 | 0
PseudoUnit | 0 | 0 | 0 | 0 | 0 | 0
FixedInterchange | 0 | 0 | 0 | 0 | 0 | 0
Base VOM Costs by Reporting Type: FRCC
ReportingType | 2015 | 2020 | 2025 | 2030 | 2035 | 2040
BM | 0 | 0 | 0 | 0 | 0 | 0
CC | 564.69 | 594.02 | 586.83 | 337.21 | 313.13 | 269.71
CSP | 0 | 0 | 0 | 0 | 0 | 0
CT | 4.8 | 6.2 | 9.38 | 4.41 | 0 | 0
Coal | 66.15 | 14.34 | 0 | 0 | 0 | 0
Geo | 0 | 0 | 0 | 0 | 0 | 0
H | 0 | 0 | 0 | 0 | 0 | 0
LFG | 0.04 | 0.04 | 0.06 | 0.06 | 0.06 | 0.06
Nuc | 76.4 | 76.4 | 113.13 | 317.74 | 314.57 | 372.44
PS | 0 | 0 | 0 | 0 | 0 | 0
PV | 0 | 0 | 0 | 0 | 0 | 0
PeakG | 3.21 | 5.1 | 6.34 | 0.92 | 1.48 | 0.63
PeakO | 0 | 0 | 0 | 0 | 0 | 0
ST | 0 | 0 | 0 | 0 | 0 | 0
STOG | 0 | 0 | 0 | 0 | 0 | 0
STWD | 0.31 | 0.52 | 3.24 | 3.24 | 3.24 | 3.24
WT | 0 | 0 | 0 | 0 | 0 | 0
IGCC | 0 | 0 | 0 | 0 | 0 | 0
DemandResponse | 0 | 0 | 0 | 0 | 0 | 0
IGCC-CCS | 0 | 0 | 0 | 0 | 0 | 0
WT_off | 0 | 0 | 0 | 0 | 0 | 0
PseudoUnit | 0 | 0 | 0 | 0 | 0 | 0
FixedInterchange | 0 | 0 | 0 | 0 | 0 | 0
Base VOM Costs by Reporting Type: MAPP_US
ReportingType | 2015 | 2020 | 2025 | 2030 | 2035 | 2040
BM | 0 | 0 | 0 | 0 | 0 | 0
CC | 3.43 | 0.47 | 0.45 | 0.45 | 0.45 | 0.45
CSP | 0 | 0 | 0 | 0 | 0 | 0
CT | 0 | 0 | 0 | 0 | 0 | 0
Coal | 42.59 | 17.14 | 0.29 | 0 | 0 | 0
Geo | 0 | 0 | 0 | 0 | 0 | 0
H | 0 | 0 | 0 | 0 | 0 | 0
LFG | 0 | 0 | 0 | 0.01 | 0.01 | 0.01
Nuc | 0 | 0 | 0 | 0 | 0 | 0
PS | 0 | 0 | 0 | 0 | 0 | 0
PV | 0 | 0 | 0 | 0 | 0 | 0
PeakG | 0.75 | 0.57 | 0.39 | 0.57 | 0.57 | 0.57
PeakO | 0 | 0 | 0 | 0 | 0 | 0
ST | 0 | 0 | 0 | 0 | 0 | 0
STOG | 0 | 0 | 0 | 0 | 0 | 0
STWD | 0 | 0 | 0 | 0 | 0 | 0
WT | 0.07 | 0.21 | 0.35 | 0.36 | 0.36 | 0.35
IGCC | 0 | 0 | 0 | 0 | 0 | 0
DemandResponse | 0 | 0 | 0 | 0 | 0 | 0
IGCC-CCS | 0 | 0 | 0 | 0 | 0 | 0
WT_off | 0 | 0 | 0 | 0 | 0 | 0
PseudoUnit | 0 | 0 | 0 | 0 | 0 | 0
FixedInterchange | 0 | 0 | 0 | 0 | 0 | 0
Base VOM Costs by Reporting Type: MISO_IN
ReportingType | 2015 | 2020 | 2025 | 2030 | 2035 | 2040
BM | 0 | 0 | 0 | 0 | 0 | 0
CC | 42.47 | 439.99 | 418.58 | 177.31 | 178.18 | 183.75
CSP | 0 | 0 | 0 | 0 | 0 | 0
CT | 0 | 0 | 0 | 0 | 0 | 0
Coal | 224.13 | 88.6 | 6.6 | 0 | 0 | 0
Geo | 0 | 0 | 0 | 0 | 0 | 0
H | 0 | 0 | 0 | 0 | 0 | 0
LFG | 0 | 0 | 0.01 | 0.01 | 0.01 | 0.01
Nuc | 0 | 0 | 0 | 0 | 0 | 0
PS | 0 | 0 | 0 | 0 | 0 | 0
PV | 0 | 0 | 0.01 | 0.01 | 0.01 | 0.01
PeakG | 0.05 | 0 | 0 | 0 | 0 | 0
PeakO | 0 | 0 | 0 | 0 | 0 | 0
ST | 0 | 0 | 0 | 0 | 0 | 0
STOG | 0.07 | 0.07 | 0.02 | 0 | 0 | 0
STWD | 0 | 0 | 0 | 0 | 0 | 0
WT | 0.02 | 0.02 | 0.02 | 1.29 | 1.29 | 1.29
IGCC | 30.43 | 30.43 | 2.88 | 0.38 | 0.38 | 0.76
DemandResponse | 0 | 0 | 0 | 0 | 0 | 0
IGCC-CCS | 0 | 0 | 0 | 0 | 0 | 0
WT_off | 0 | 0 | 0 | 0 | 0 | 0
PseudoUnit | 0 | 0 | 0 | 0 | 0 | 0
FixedInterchange | 0 | 0 | 0 | 0 | 0 | 0
Base VOM Costs by Reporting Type: MISO_MI
ReportingType | 2015 | 2020 | 2025 | 2030 | 2035 | 2040
BM | 0 | 0 | 0 | 0 | 0 | 0
CC | 87.77 | 104.2 | 91.62 | 56.48 | 75.2 | 86.47
CSP | 0 | 0 | 0 | 0 | 0 | 0
CT | 0 | 0 | 0 | 0 | 0 | 0
Coal | 97.42 | 0 | 0 | 0 | 0 | 0
Geo | 0 | 0 | 0 | 0 | 0 | 0
H | 0 | 0 | 0 | 0 | 0 | 0
LFG | 0.01 | 0.01 | 0.03 | 0.03 | 0.03 | 0.03
Nuc | 34.93 | 34.93 | 34.93 | 34.93 | 20.54 | 20.54
PS | 0 | 0 | 0 | 0 | 0 | 0
PV | 0 | 0 | 0 | 0 | 0 | 0
PeakG | 0.09 | 0 | 0 | 0 | 0 | 0
PeakO | 0 | 0 | 0 | 0 | 0 | 0
ST | 0 | 0 | 0 | 0 | 0 | 0
STOG | 0.67 | 0.21 | 0.06 | 0 | 0 | 0
STWD | 2.71 | 1.88 | 0.26 | 0.5 | 1.04 | 1.99
WT | 0.06 | 0.07 | 0.07 | 0.07 | 0.07 | 0.07
IGCC | 0 | 0 | 0 | 0 | 0 | 0
DemandResponse | 0 | 0 | 0 | 0 | 0 | 0
IGCC-CCS | 0 | 0 | 0 | 0 | 0 | 0
WT_off | 0 | 0 | 0 | 0 | 0 | 0
PseudoUnit | 0 | 0 | 0 | 0 | 0 | 0
FixedInterchange | 0 | 0 | 0 | 0 | 0 | 0
Base VOM Costs by Reporting Type: MISO_MO-IL
ReportingType | 2015 | 2020 | 2025 | 2030 | 2035 | 2040
BM | 0 | 0 | 0 | 0 | 0 | 0
CC | 6.14 | 64.14 | 39.54 | 15.45 | 15.45 | 14.79
CSP | 0 | 0 | 0 | 0 | 0 | 0
CT | 0 | 0 | 0 | 0 | 0 | 0
Coal | 291.54 | 83.5 | 9.86 | 1.89 | 1.86 | 2.59
Geo | 0 | 0 | 0 | 0 | 0 | 0
H | 0 | 0 | 0.02 | 0.02 | 0.02 | 0.02
LFG | 0 | 0 | 0.02 | 0.02 | 0.02 | 0.02
Nuc | 41.29 | 41.29 | 41.29 | 41.29 | 41.29 | 41.29
PS | 0 | 0 | 0 | 0 | 0 | 0
PV | 0 | 0 | 0 | 0 | 0 | 0
PeakG | 1.81 | 1.46 | 0 | 0 | 0 | 0
PeakO | 0 | 0 | 0 | 0 | 0 | 0
ST | 0 | 0 | 0 | 0 | 0 | 0
STOG | 0.01 | 0 | 0 | 0 | 0 | 0
STWD | 0 | 0 | 0 | 0 | 0 | 0
WT | 0.02 | 0.02 | 0.21 | 0.35 | 0.35 | 0.46
IGCC | 0 | 0 | 0 | 0 | 0 | 0
DemandResponse | 0 | 0 | 0 | 0 | 0 | 0
IGCC-CCS | 0 | 0 | 0 | 0 | 0 | 0
WT_off | 0 | 0 | 0 | 0 | 0 | 0
PseudoUnit | 0 | 0 | 0 | 0 | 0 | 0
FixedInterchange | 0 | 0 | 0 | 0 | 0 | 0
Base VOM Costs by Reporting Type: MISO_W
ReportingType | 2015 | 2020 | 2025 | 2030 | 2035 | 2040
BM | 0 | 0 | 0 | 0 | 0 | 0
CC | 20.85 | 18.67 | 8.31 | 6.48 | 4.74 | 4.68
CSP | 0 | 0 | 0 | 0 | 0 | 0
CT | 0 | 0 | 0 | 0 | 0 | 0
Coal | 271.65 | 100.41 | 14.69 | 9.69 | 9.3 | 9.3
Geo | 0 | 0 | 0 | 0 | 0 | 0
H | 0 | 0 | 0 | 0 | 0 | 0
LFG | 0.02 | 0.02 | 0.02 | 0.02 | 0.02 | 0.02
Nuc | 43.67 | 43.67 | 43.67 | 43.67 | 0 | 0
PS | 0 | 0 | 0 | 0 | 0 | 0
PV | 0 | 0 | 0 | 0 | 0 | 0
PeakG | 2.11 | 0.1 | 0 | 0 | 0 | 0
PeakO | 0 | 0 | 0 | 0 | 0 | 0
ST | 0 | 0 | 0 | 0 | 0 | 0
STOG | 0 | 0 | 0 | 0 | 0 | 0
STWD | 0.29 | 0.29 | 0.48 | 1.91 | 1.91 | 2.72
WT | 0.32 | 0.32 | 2.19 | 2.2 | 2.2 | 2.22
IGCC | 0 | 0 | 0 | 0 | 0 | 0
DemandResponse | 0 | 0 | 0 | 0 | 0 | 0
IGCC-CCS | 0 | 0 | 0 | 0 | 0 | 0
WT_off | 0 | 0 | 0 | 0 | 0 | 0
PseudoUnit | 0 | 0 | 0 | 0 | 0 | 0
FixedInterchange | 0 | 0 | 0 | 0 | 0 | 0
Base VOM Costs by Reporting Type: MISO_WUMS
ReportingType | 2015 | 2020 | 2025 | 2030 | 2035 | 2040
BM | 0 | 0 | 0 | 0 | 0 | 0
CC | 162.39 | 227.74 | 176.27 | 126.73 | 141.52 | 144.41
CSP | 0 | 0 | 0 | 0 | 0 | 0
CT | 0 | 0 | 0 | 0 | 0 | 2.03
Coal | 42.49 | 5.22 | 3.16 | 1.7 | 4.37 | 4.37
Geo | 0 | 0 | 0 | 0 | 0 | 0
H | 0 | 0 | 0 | 0 | 0 | 0
LFG | 0.01 | 0.01 | 0.03 | 0.03 | 0.03 | 0.03
Nuc | 33.6 | 33.6 | 33.6 | 33.6 | 0 | 0
PS | 0 | 0 | 0 | 0 | 0 | 0
PV | 0 | 0 | 0 | 0 | 0 | 0
PeakG | 0 | 0 | 0 | 0 | 0 | 0
PeakO | 0 | 0 | 0 | 0 | 0 | 0
ST | 0 | 0 | 0 | 0 | 0 | 0
STOG | 0 | 0 | 0 | 0 | 0 | 0
STWD | 0.08 | 0.02 | 0.09 | 0.04 | 0.16 | 0.25
WT | 0.05 | 0.05 | 0.05 | 0.25 | 0.25 | 0.25
IGCC | 0 | 0 | 0 | 0 | 0 | 0
DemandResponse | 0 | 0 | 0 | 0 | 0 | 0
IGCC-CCS | 0 | 0 | 0 | 0 | 0 | 0
WT_off | 0 | 0 | 0 | 0 | 0 | 0
PseudoUnit | 0 | 0 | 0 | 0 | 0 | 0
FixedInterchange | 0 | 0 | 0 | 0 | 0 | 0
Base VOM Costs by Reporting Type: Nebraska
ReportingType | 2015 | 2020 | 2025 | 2030 | 2035 | 2040
BM | 0 | 0 | 0 | 0 | 0 | 0
CC | 1.48 | 0.57 | 0.57 | 0.33 | 0.33 | 0.33
CSP | 0 | 0 | 0 | 0 | 0 | 0
CT | 0 | 0 | 0 | 0 | 0 | 0
Coal | 117.38 | 14.07 | 7.51 | 6.84 | 6.84 | 6.84
Geo | 0 | 0 | 0 | 0 | 0 | 0
H | 0 | 0 | 0 | 0 | 0 | 0
LFG | 0 | 0 | 0 | 0.01 | 0.01 | 0.01
Nuc | 23.15 | 23.15 | 20.53 | 18.24 | 0 | 0
PS | 0 | 0 | 0 | 0 | 0 | 0
PV | 0 | 0 | 0 | 0 | 0 | 0
PeakG | 0.38 | 0 | 0 | 0 | 0 | 0
PeakO | 0 | 0 | 0 | 0 | 0 | 0
ST | 0 | 0 | 0 | 0 | 0 | 0
STOG | 0.07 | 0 | 0 | 0 | 0 | 0
STWD | 0 | 0 | 0 | 0 | 0 | 0
WT | 0.01 | 0.65 | 0.65 | 0.65 | 0.8 | 0.82
IGCC | 0 | 0 | 0 | 0 | 0 | 0
DemandResponse | 0 | 0 | 0 | 0 | 0 | 0
IGCC-CCS | 0 | 0 | 0 | 0 | 0 | 0
WT_off | 0 | 0 | 0 | 0 | 0 | 0
PseudoUnit | 0 | 0 | 0 | 0 | 0 | 0
FixedInterchange | 0 | 0 | 0 | 0 | 0 | 0
Base VOM Costs by Reporting Type: NEISO
ReportingType | 2015 | 2020 | 2025 | 2030 | 2035 | 2040
BM | 9.41 | 5.39 | 2.75 | 9.16 | 9.41 | 9.41
CC | 119.22 | 85.03 | 72.02 | 51.92 | 82.25 | 87.9
CSP | 0 | 0 | 0 | 0 | 0 | 0
CT | 0.03 | 0.09 | 0.03 | 0 | 0.04 | 0.1
Coal | 0.12 | 0 | 0 | 0 | 0 | 0
Geo | 0 | 0 | 0 | 0 | 0 | 0
H | 0 | 0 | 0 | 0 | 0 | 0
LFG | 0.05 | 0.05 | 0.05 | 0.06 | 0.06 | 0.06
Nuc | 85.9 | 85.9 | 85.9 | 85.9 | 62.06 | 45.84
PS | 0 | 0 | 0 | 0 | 0 | 0
PV | 0 | 0.01 | 0.01 | 0.01 | 0.01 | 0.01
PeakG | 0.08 | 0.27 | 0.27 | 0 | 0.25 | 0.32
PeakO | 0 | 0 | 0 | 0 | 0 | 0
ST | 0 | 0 | 0 | 0 | 0 | 0
STOG | 0 | 0 | 0 | 0 | 0 | 0
STWD | 10.15 | 2.91 | 0.28 | 1.86 | 3.85 | 5.2
WT | 0.01 | 0.09 | 0.14 | 0.17 | 0.17 | 0.17
IGCC | 0 | 0 | 0 | 0 | 0 | 0
DemandResponse | 0 | 0 | 0 | 0 | 0 | 0
IGCC-CCS | 0 | 0 | 0 | 0 | 0 | 0
WT_off | 0.02 | 0.02 | 0.02 | 0.02 | 0.02 | 0.02
PseudoUnit | 0 | 0 | 0 | 0 | 0 | 0
FixedInterchange | 0 | 0 | 0 | 0 | 0 | 0
Base VOM Costs by Reporting Type: NonRTO_Midwest
ReportingType | 2015 | 2020 | 2025 | 2030 | 2035 | 2040
BM | 0 | 0 | 0 | 0 | 0 | 0
CC | 46.11 | 164.87 | 163.74 | 143.79 | 137.99 | 130.66
CSP | 0 | 0 | 0 | 0 | 0 | 0
CT | 0 | 0 | 0 | 0 | 0 | 0
Coal | 177.28 | 53.79 | 9.72 | 4.01 | 4.01 | 4.01
Geo | 0 | 0 | 0 | 0 | 0 | 0
H | 0 | 0 | 0.04 | 0.04 | 0.04 | 0.04
LFG | 0 | 0 | 0.01 | 0.01 | 0.01 | 0.01
Nuc | 0 | 0 | 0 | 0 | 5.88 | 26.03
PS | 0 | 0 | 0 | 0 | 0 | 0
PV | 0 | 0 | 0 | 0 | 0 | 0
PeakG | 1.2 | 0.54 | 0.68 | 0 | 0 | 0
PeakO | 0 | 0 | 0 | 0 | 0 | 0
ST | 0 | 0 | 0 | 0 | 0 | 0
STOG | 0 | 0 | 0 | 0 | 0 | 0
STWD | 0 | 0 | 0 | 0 | 0 | 0
WT | 0 | 0 | 0 | 0 | 0 | 0
IGCC | 0 | 0 | 0 | 0 | 0 | 0
DemandResponse | 0 | 0 | 0 | 0 | 0 | 0
IGCC-CCS | 0 | 0 | 0 | 0 | 0 | 0
WT_off | 0 | 0 | 0 | 0 | 0 | 0
PseudoUnit | 0 | 0 | 0 | 0 | 0 | 0
FixedInterchange | 0 | 0 | 0 | 0 | 0 | 0
Base VOM Costs by Reporting Type: NYISO_A-F
ReportingType | 2015 | 2020 | 2025 | 2030 | 2035 | 2040
BM | 0 | 0 | 0 | 0 | 0 | 0
CC | 24.5 | 27.74 | 18.91 | 18.56 | 18.69 | 20.26
CSP | 0 | 0 | 0 | 0 | 0 | 0
CT | 0 | 0 | 0 | 0 | 0 | 0
Coal | 0 | 0 | 0 | 0 | 0 | 0
Geo | 0 | 0 | 0 | 0 | 0 | 0
H | 0 | 0 | 0 | 0 | 0 | 0
LFG | 0.02 | 0.02 | 0.02 | 0.02 | 0.02 | 0.02
Nuc | 62.23 | 62.23 | 62.23 | 50.74 | 40 | 24.24
PS | 0 | 0 | 0 | 0 | 0 | 0
PV | 0 | 0 | 0 | 0 | 0 | 0
PeakG | 0 | 0.05 | 0 | 0 | 0 | 0.05
PeakO | 0 | 0 | 0 | 0 | 0 | 0
ST | 0 | 0 | 0 | 0 | 0 | 0
STOG | 0 | 0 | 0 | 0 | 0 | 0
STWD | 0 | 0.01 | 0.02 | 0.14 | 0.16 | 0.63
WT | 0.11 | 0.13 | 0.13 | 0.23 | 0.23 | 0.23
IGCC | 0 | 0 | 0 | 0 | 0 | 0
DemandResponse | 0 | 0 | 0 | 0 | 0 | 0
IGCC-CCS | 0 | 0 | 0 | 0 | 0 | 0
WT_off | 0 | 0 | 0 | 0 | 0 | 0
PseudoUnit | 0 | 0 | 0 | 0 | 0 | 0
FixedInterchange | 0 | 0 | 0 | 0 | 0 | 0
Base VOM Costs by Reporting Type: NYISO_G-I
ReportingType | 2015 | 2020 | 2025 | 2030 | 2035 | 2040
BM | 0 | 0 | 0 | 0 | 0 | 0
CC | 9.07 | 22.98 | 14.85 | 13.7 | 31.08 | 79.5
CSP | 0 | 0 | 0 | 0 | 0 | 0
CT | 0 | 0 | 0 | 0 | 0 | 0
Coal | 0 | 0 | 0 | 0 | 0 | 0
Geo | 0 | 0 | 0 | 0 | 0 | 0
H | 0 | 0 | 0 | 0 | 0 | 0
LFG | 0.01 | 0.01 | 0.01 | 0.01 | 0.01 | 0.01
Nuc | 37.82 | 37.82 | 37.82 | 37.82 | 18.96 | 0.01
PS | 0 | 0 | 0 | 0 | 0 | 0
PV | 0 | 0 | 0 | 0 | 0 | 0
PeakG | 0 | 0 | 0 | 0 | 0 | 0
PeakO | 0 | 0 | 0 | 0 | 0 | 0
ST | 0 | 0 | 0 | 0 | 0 | 0
STOG | 0 | 0 | 0 | 0 | 0 | 0
STWD | 0 | 0 | 0 | 0 | 0 | 0
WT | 0 | 0 | 0 | 0.01 | 0.01 | 0.01
IGCC | 0 | 0 | 0 | 0 | 0 | 0
DemandResponse | 0 | 0 | 0 | 0 | 0 | 0
IGCC-CCS | 0 | 0 | 0 | 0 | 0 | 0
WT_off | 0 | 0 | 0 | 0 | 0 | 0
PseudoUnit | 0 | 0 | 0 | 0 | 0 | 0
FixedInterchange | 0 | 0 | 0 | 0 | 0 | 0
Base VOM Costs by Reporting Type: NYISO_J-K
ReportingType | 2015 | 2020 | 2025 | 2030 | 2035 | 2040
BM | 0 | 0 | 0 | 0 | 0 | 0
CC | 66.69 | 69.41 | 58.62 | 43.51 | 52.76 | 65.22
CSP | 0 | 0 | 0 | 0 | 0 | 0
CT | 0 | 0 | 0 | 0 | 0 | 0
Coal | 0 | 0 | 0 | 0 | 0 | 0
Geo | 0 | 0 | 0 | 0 | 0 | 0
H | 0 | 0 | 0 | 0 | 0 | 0
LFG | 0.01 | 0.01 | 0.01 | 0.02 | 0.02 | 0.02
Nuc | 0 | 0 | 0 | 0 | 0 | 0
PS | 0 | 0 | 0 | 0 | 0 | 0
PV | 0 | 0 | 0 | 0 | 0 | 0
PeakG | 0.53 | 0.79 | 1.01 | 0.87 | 1.11 | 0.74
PeakO | 0 | 0 | 0 | 0 | 0 | 0
ST | 0 | 0 | 0 | 0 | 0 | 0
STOG | 1.11 | 1.36 | 1.56 | 1.92 | 1.64 | 1.47
STWD | 0 | 0 | 0 | 0 | 0 | 0
WT | 0 | 0 | 0 | 0 | 0 | 0
IGCC | 0 | 0 | 0 | 0 | 0 | 0
DemandResponse | 0 | 0 | 0 | 0 | 0 | 0
IGCC-CCS | 0 | 0 | 0 | 0 | 0 | 0
WT_off | 0 | 0 | 0 | 0 | 0 | 0
PseudoUnit | 0 | 0 | 0 | 0 | 0 | 0
FixedInterchange | 0 | 0 | 0 | 0 | 0 | 0
Base VOM Costs by Reporting Type: PJM_E
ReportingType | 2015 | 2020 | 2025 | 2030 | 2035 | 2040
BM | 0.06 | 1.12 | 1.12 | 1.12 | 1.12 | 1.12
CC | 149.16 | 157.81 | 139.78 | 123.69 | 138.42 | 140.85
CSP | 0 | 0 | 0 | 0 | 0 | 0
CT | 0 | 0.03 | 0.03 | 0.05 | 0.05 | 0.01
Coal | 1.98 | 1.03 | 0.08 | 0 | 0 | 0
Geo | 0 | 0 | 0 | 0 | 0 | 0
H | 0 | 0 | 0 | 0 | 0 | 0
LFG | 0.04 | 0.05 | 0.05 | 0.05 | 0.05 | 0.05
Nuc | 157.37 | 146 | 146 | 146 | 104.88 | 83.17
PS | 0 | 0 | 0 | 0 | 0 | 0
PV | 0 | 0 | 0 | 0 | 0 | 0
PeakG | 0.48 | 2.1 | 4 | 4 | 4 | 1.82
PeakO | 0 | 0 | 0 | 0 | 0 | 0
ST | 0 | 0 | 0 | 0 | 0 | 0
STOG | 0.64 | 1.22 | 0.77 | 0.77 | 0.77 | 0.49
STWD | 0 | 0 | 0 | 0 | 0 | 0
WT | 0.02 | 0.02 | 0.02 | 0.02 | 0.02 | 0.02
IGCC | 0 | 0 | 0 | 0 | 0 | 0
DemandResponse | 0 | 0 | 0 | 0 | 0 | 0
IGCC-CCS | 0 | 0 | 0 | 0 | 0 | 0
WT_off | 0 | 0 | 0.04 | 0.04 | 0.04 | 0.04
PseudoUnit | 0 | 0 | 0 | 0 | 0 | 0
FixedInterchange | 0 | 0 | 0 | 0 | 0 | 0
Base VOM Costs by Reporting Type: PJM_ROM
ReportingType | 2015 | 2020 | 2025 | 2030 | 2035 | 2040
BM | 0.04 | 0.67 | 0.67 | 0.67 | 0.67 | 0.67
CC | 65.87 | 65.86 | 54.58 | 87.77 | 290.16 | 526.8
CSP | 0 | 0 | 0 | 0 | 0 | 0
CT | 0 | 0.02 | 0.02 | 0.03 | 0.03 | 0.01
Coal | 36.33 | 4.76 | 0.1 | 0 | 0 | 0
Geo | 0 | 0 | 0 | 0 | 0 | 0
H | 0 | 0 | 0 | 0.03 | 0.03 | 0.03
LFG | 0.03 | 0.05 | 0.05 | 0.05 | 0.05 | 0.05
Nuc | 93.13 | 93.13 | 93.13 | 93.13 | 61.1 | 44.47
PS | 0 | 0 | 0 | 0 | 0 | 0
PV | 0 | 0.03 | 0.04 | 0.04 | 0.04 | 0.04
PeakG | 0 | 0.04 | 0.01 | 1.27 | 2.42 | 0.4
PeakO | 0 | 0 | 0 | 0 | 0 | 0
ST | 0 | 0 | 0 | 0 | 0 | 0
STOG | 1.64 | 2.26 | 2.96 | 2.03 | 1.64 | 1.64
STWD | 0.07 | 1.16 | 1.16 | 1.16 | 1.16 | 1.16
WT | 0.03 | 0.05 | 0.05 | 0.05 | 0.05 | 0.05
IGCC | 0 | 0 | 0 | 0 | 0 | 0
DemandResponse | 0 | 0 | 0 | 0 | 0 | 0
IGCC-CCS | 0 | 0 | 0 | 0 | 0 | 0
WT_off | 0 | 0 | 0 | 0 | 0 | 0
PseudoUnit | 0 | 0 | 0 | 0 | 0 | 0
FixedInterchange | 0 | 0 | 0 | 0 | 0 | 0
Base VOM Costs by Reporting Type: PJM_ROR
ReportingType | 2015 | 2020 | 2025 | 2030 | 2035 | 2040
BM | 0.81 | 14.36 | 12.13 | 14.36 | 14.36 | 7.2
CC | 586.32 | 827.2 | 771.53 | 705.04 | 672.65 | 645.88
CSP | 0 | 0 | 0 | 0 | 0 | 0
CT | 0.03 | 0.03 | 0.06 | 0.06 | 0.06 | 0.06
Coal | 720.21 | 315.61 | 15.96 | 1.86 | 1.86 | 1.86
Geo | 0 | 0 | 0 | 0 | 0 | 0
H | 0 | 0.03 | 0.03 | 0.03 | 0.03 | 0.03
LFG | 0.05 | 0.09 | 0.09 | 0.09 | 0.09 | 0.09
Nuc | 370.54 | 370.54 | 370.54 | 354.51 | 275.46 | 185.16
PS | 0 | 0 | 0 | 0 | 0 | 0
PV | 0 | 0 | 0 | 0 | 0 | 0
PeakG | 6.65 | 8.49 | 8.37 | 4.69 | 6.44 | 7.88
PeakO | 0 | 0 | 0 | 0 | 0 | 0
ST | 0 | 0 | 0 | 0 | 0 | 0
STOG | 0.97 | 1.9 | 1.9 | 1.9 | 0.97 | 0.97
STWD | 0.09 | 3.23 | 3.23 | 1.79 | 2.04 | 3.23
WT | 0.31 | 0.31 | 0.49 | 0.54 | 0.54 | 0.54
IGCC | 0 | 0 | 0 | 0 | 0 | 0
DemandResponse | 0 | 0 | 0 | 0 | 0 | 0
IGCC-CCS | 0 | 0 | 0 | 0 | 0 | 0
WT_off | 0 | 0 | 0 | 0 | 0 | 0
PseudoUnit | 0 | 0 | 0 | 0 | 0 | 0
FixedInterchange | 0 | 0 | 0 | 0 | 0 | 0
Base VOM Costs by Reporting Type: SOCO
ReportingType | 2015 | 2020 | 2025 | 2030 | 2035 | 2040
BM | 0.19 | 0.42 | 1 | 2.05 | 2.05 | 2.05
CC | 446.03 | 544.86 | 527.81 | 454.08 | 426.55 | 329.86
CSP | 0 | 0 | 0 | 0 | 0 | 0
CT | 0 | 0 | 0 | 0 | 0 | 0
Coal | 110.31 | 24.03 | 0 | 0 | 0 | 0
Geo | 0 | 0 | 0 | 0 | 0 | 0
H | 0 | 0 | 0 | 0 | 0 | 0
LFG | 0 | 0 | 0.01 | 0.01 | 0.01 | 0.01
Nuc | 108.01 | 143 | 143 | 185.92 | 219.62 | 293.64
PS | 0 | 0 | 0 | 0 | 0 | 0
PV | 0 | 0 | 0 | 0 | 0 | 0
PeakG | 4.73 | 4.33 | 7.18 | 3.12 | 0.22 | 0
PeakO | 0 | 0 | 0 | 0 | 0 | 0
ST | 0 | 0 | 0 | 0 | 0 | 0
STOG | 0 | 0 | 0 | 0 | 0 | 0
STWD | 0.62 | 1.05 | 1.07 | 6.83 | 6.83 | 7.31
WT | 0 | 0 | 0 | 0 | 0 | 0
IGCC | 0 | 0 | 0 | 0 | 0 | 0
DemandResponse | 0 | 0 | 0 | 0 | 0 | 0
IGCC-CCS | 0 | 0 | 0 | 0 | 0 | 0
WT_off | 0 | 0 | 0 | 0 | 0 | 0
PseudoUnit | 0 | 0 | 0 | 0 | 0 | 0
FixedInterchange | 0 | 0 | 0 | 0 | 0 | 0
Base VOM Costs by Reporting Type: SPP_N
ReportingType | 2015 | 2020 | 2025 | 2030 | 2035 | 2040
BM | 0 | 0 | 0 | 0 | 0 | 0
CC | 14.65 | 2.27 | 2.16 | 2.16 | 2.16 | 2.16
CSP | 0 | 0 | 0 | 0 | 0 | 0
CT | 0 | 0 | 0 | 0 | 0 | 0
Coal | 218.61 | 40.89 | 0.76 | 0 | 0 | 0
Geo | 0 | 0 | 0 | 0 | 0 | 0
H | 0 | 0 | 0 | 0 | 0 | 0
LFG | 0 | 0 | 0 | 0.01 | 0.01 | 0.01
Nuc | 21.45 | 21.45 | 19.02 | 19.02 | 18.45 | 18.39
PS | 0 | 0 | 0 | 0 | 0 | 0
PV | 0 | 0 | 0 | 0 | 0 | 0
PeakG | 0.29 | 0 | 0 | 0 | 0 | 0
PeakO | 0 | 0 | 0 | 0 | 0 | 0
ST | 0 | 0 | 0 | 0 | 0 | 0
STOG | 0.77 | 0 | 0 | 0 | 0 | 0
STWD | 0 | 0 | 0 | 0 | 0 | 0
WT | 0.05 | 1.39 | 2.06 | 2.26 | 2.31 | 2.33
IGCC | 0 | 0 | 0 | 0 | 0 | 0
DemandResponse | 0 | 0 | 0 | 0 | 0 | 0
IGCC-CCS | 0 | 0 | 0 | 0 | 0 | 0
WT_off | 0 | 0 | 0 | 0 | 0 | 0
PseudoUnit | 0 | 0 | 0 | 0 | 0 | 0
FixedInterchange | 0 | 0 | 0 | 0 | 0 | 0
Base VOM Costs by Reporting Type: SPP_S
ReportingType | 2015 | 2020 | 2025 | 2030 | 2035 | 2040
BM | 0 | 0 | 0 | 0 | 0 | 0
CC | 129.15 | 45.14 | 42.25 | 33.31 | 36.94 | 36.77
CSP | 0 | 0 | 0 | 0 | 0 | 0
CT | 0.1 | 0 | 0 | 0 | 0 | 0
Coal | 285 | 32.46 | 1.62 | 0 | 0 | 0
Geo | 0 | 0 | 0 | 0 | 0 | 0
H | 0 | 0 | 0 | 0 | 0 | 0
LFG | 0 | 0 | 0 | 0.01 | 0.01 | 0.01
Nuc | 0 | 0 | 0 | 0 | 0 | 0
PS | 0 | 0 | 0 | 0 | 0 | 0
PV | 0 | 0 | 0 | 0 | 0 | 0
PeakG | 0 | 0 | 0 | 0 | 0 | 0
PeakO | 0 | 0 | 0 | 0 | 0 | 0
ST | 0 | 0 | 0 | 0 | 0 | 0
STOG | 6.6 | 1.74 | 1.63 | 2.2 | 1.73 | 2.02
STWD | 0.13 | 0.04 | 0.07 | 0.44 | 0.29 | 0.44
WT | 0.11 | 1.56 | 1.6 | 1.65 | 1.65 | 1.66
IGCC | 0 | 0 | 0 | 0 | 0 | 0
DemandResponse | 0 | 0 | 0 | 0 | 0 | 0
IGCC-CCS | 0 | 0 | 0 | 0 | 0 | 0
WT_off | 0 | 0 | 0 | 0 | 0 | 0
PseudoUnit | 0 | 0 | 0 | 0 | 0 | 0
FixedInterchange | 0 | 0 | 0 | 0 | 0 | 0
Base VOM Costs by Reporting Type: TVA
ReportingType | 2015 | 2020 | 2025 | 2030 | 2035 | 2040
BM | 0 | 0 | 0 | 0 | 0 | 0
CC | 146.32 | 254.39 | 263.85 | 216.32 | 199.93 | 204.36
CSP | 0 | 0 | 0 | 0 | 0 | 0
CT | 0 | 0 | 0 | 0 | 0 | 0
Coal | 142.17 | 58.15 | 1.66 | 0 | 0 | 0
Geo | 0 | 0 | 0 | 0 | 0 | 0
H | 0 | 0 | 0 | 0 | 0 | 0
LFG | 0 | 0 | 0.01 | 0.01 | 0.01 | 0.01
Nuc | 152.12 | 152.12 | 152.12 | 152.12 | 182.36 | 166.05
PS | 0 | 0 | 0 | 0 | 0 | 0
PV | 0 | 0 | 0 | 0 | 0 | 0
PeakG | 0 | 0 | 0 | 0 | 0 | 0
PeakO | 0 | 0 | 0 | 0 | 0 | 0
ST | 0 | 0 | 0 | 0 | 0 | 0
STOG | 0 | 0 | 0 | 0 | 0 | 0
STWD | 0 | 0 | 0.01 | 0.06 | 0.05 | 0.08
WT | 0 | 0 | 0 | 0 | 0 | 0
IGCC | 0 | 0 | 0 | 0 | 0 | 0
DemandResponse | 0 | 0 | 0 | 0 | 0 | 0
IGCC-CCS | 0 | 0 | 0 | 0 | 0 | 0
WT_off | 0 | 0 | 0 | 0 | 0 | 0
PseudoUnit | 0 | 0 | 0 | 0 | 0 | 0
FixedInterchange | 0 | 0 | 0 | 0 | 0 | 0
Base VOM Costs by Reporting Type: TVA_Transmission
ReportingType | 2015 | 2020 | 2025 | 2030 | 2035 | 2040
BM | 0 | 0 | 0 | 0 | 0 | 0
CC | 0 | 0 | 0 | 0 | 0 | 0
CSP | 0 | 0 | 0 | 0 | 0 | 0
CT | 0 | 0 | 0 | 0 | 0 | 0
Coal | 0 | 0 | 0 | 0 | 0 | 0
Geo | 0 | 0 | 0 | 0 | 0 | 0
H | 0 | 0 | 0 | 0 | 0 | 0
LFG | 0 | 0 | 0 | 0 | 0 | 0
Nuc | 0 | 0 | 0 | 0 | 0 | 0
PS | 0 | 0 | 0 | 0 | 0 | 0
PV | 0 | 0 | 0 | 0 | 0 | 0
PeakG | 0 | 0 | 0 | 0 | 0 | 0
PeakO | 0 | 0 | 0 | 0 | 0 | 0
ST | 0 | 0 | 0 | 0 | 0 | 0
STOG | 0 | 0 | 0 | 0 | 0 | 0
STWD | 0 | 0 | 0 | 0 | 0 | 0
WT | 0 | 0 | 0 | 0 | 0 | 0
IGCC | 0 | 0 | 0 | 0 | 0 | 0
DemandResponse | 0 | 0 | 0 | 0 | 0 | 0
IGCC-CCS | 0 | 0 | 0 | 0 | 0 | 0
WT_off | 0 | 0 | 0 | 0 | 0 | 0
PseudoUnit | 0 | 0 | 0 | 0 | 0 | 0
FixedInterchange | 0 | 0 | 0 | 0 | 0 | 0
Base VOM Costs by Reporting Type: VACAR
ReportingType | 2015 | 2020 | 2025 | 2030 | 2035 | 2040
BM | 0.03 | 6.38 | 26.48 | 26.95 | 26.95 | 28.73
CC | 444.45 | 425.43 | 397.16 | 335.38 | 341.65 | 196.54
CSP | 0 | 0 | 0 | 0 | 0 | 0
CT | 0.73 | 0.73 | 1.39 | 0 | 0 | 0
Coal | 90.66 | 56.43 | 11.75 | 0.71 | 0.68 | 0.71
Geo | 0 | 0 | 0 | 0 | 0 | 0
H | 0 | 0 | 0 | 0 | 0 | 0
LFG | 0.01 | 0.01 | 0.01 | 0.01 | 0.01 | 0.01
Nuc | 211.36 | 248.42 | 248.42 | 321.58 | 310.48 | 425.79
PS | 0 | 0 | 0 | 0 | 0 | 0
PV | 0 | 0 | 0 | 0 | 0 | 0
PeakG | 0.86 | 1.67 | 3.1 | 3.02 | 2.68 | 0.62
PeakO | 0 | 0 | 0 | 0 | 0 | 0
ST | 0 | 0 | 0 | 0 | 0 | 0
STOG | 0 | 0 | 0 | 0 | 0 | 0
STWD | 4.67 | 4.67 | 4.67 | 4.67 | 3.57 | 4.67
WT | 0 | 0.08 | 0.08 | 0.08 | 0.08 | 0.08
IGCC | 0 | 0 | 0 | 0 | 0 | 0
DemandResponse | 0 | 0 | 0 | 0 | 0 | 0
IGCC-CCS | 0 | 0 | 0 | 0 | 0 | 0
WT_off | 0 | 0 | 0 | 0 | 0 | 0
PseudoUnit | 0 | 0 | 0 | 0 | 0 | 0
FixedInterchange | 0 | 0 | 0 | 0 | 0 | 0
Base VOM Costs by Reporting Type: IESO
ReportingType | 2015 | 2020 | 2025 | 2030 | 2035 | 2040
BM | 0 | 0 | 0.01 | 0.05 | 0.05 | 0.62
CC | 33.07 | 23.16 | 0.76 | 0.47 | 0.45 | 1.27
CSP | 0 | 0 | 0 | 0 | 0 | 0
CT | 0.12 | 0.12 | 0 | 0 | 0 | 0
Coal | 0 | 0 | 0 | 0 | 0 | 0
Geo | 0 | 0 | 0 | 0 | 0 | 0
H | 0 | 0 | 0 | 0.02 | 0.02 | 0.02
LFG | 0.01 | 0.01 | 0.01 | 0.01 | 0.01 | 0.01
Nuc | 240.73 | 240.73 | 240.73 | 240.73 | 221.68 | 193.2
PS | 0 | 0 | 0 | 0 | 0 | 0
PV | 0 | 0 | 0 | 0 | 0 | 0
PeakG | 0 | 0 | 0 | 0 | 0 | 0
PeakO | 0 | 0 | 0 | 0 | 0 | 0
ST | 0 | 0 | 0 | 0 | 0 | 0
STOG | 0 | 0 | 0 | 0 | 0 | 0
STWD | 0.01 | 0.03 | 0.03 | 0.12 | 0.81 | 1.55
WT | 0.09 | 0.09 | 0.09 | 0.09 | 0.09 | 0.09
IGCC | 0 | 0 | 0 | 0 | 0 | 0
DemandResponse | 0 | 0 | 0 | 0 | 0 | 0
IGCC-CCS | 0 | 0 | 0 | 0 | 0 | 0
WT_off | 0 | 0 | 0 | 0 | 0 | 0
PseudoUnit | 0 | 0 | 0 | 0 | 0 | 0
FixedInterchange | 0 | 0 | 0 | 0 | 0 | 0
Base VOM Costs by Reporting Type: MAPP_CA
ReportingType | 2015 | 2020 | 2025 | 2030 | 2035 | 2040
BM | 0 | 0 | 0 | 0 | 0 | 0
CC | 20.62 | 20.62 | 2.17 | 0 | 0 | 0
CSP | 0 | 0 | 0 | 0 | 0 | 0
CT | 0 | 0 | 0 | 0 | 0 | 0
Coal | 0.97 | 0.15 | 0 | 0 | 0 | 0
Geo | 0 | 0 | 0 | 0 | 0 | 0
H | 0 | 0.05 | 0.15 | 0.27 | 0.27 | 0.27
LFG | 0 | 0 | 0 | 0 | 0 | 0
Nuc | 0 | 0 | 0 | 0 | 0 | 0
PS | 0 | 0 | 0 | 0 | 0 | 0
PV | 0 | 0 | 0 | 0 | 0 | 0
PeakG | 0.57 | 0.14 | 0 | 0 | 0 | 0
PeakO | 0 | 0 | 0 | 0 | 0 | 0
ST | 0 | 0 | 0 | 0 | 0 | 0
STOG | 0.02 | 0 | 0 | 0 | 0 | 0
STWD | 0 | 0 | 0 | 0 | 0 | 0
WT | 0.02 | 0.02 | 0.02 | 0.02 | 0.01 | 0.01
IGCC | 0 | 0 | 0 | 0 | 0 | 0
DemandResponse | 0 | 0 | 0 | 0 | 0 | 0
IGCC-CCS | 0 | 0 | 0 | 0 | 0 | 0
WT_off | 0 | 0 | 0 | 0 | 0 | 0
PseudoUnit | 0 | 0 | 0 | 0 | 0 | 0
FixedInterchange | 0 | 0 | 0 | 0 | 0 | 0
Base VOM Costs by Reporting Type: AZ_NM_SNV_Coal
ReportingType | 2015 | 2020 | 2025 | 2030 | 2035 | 2040
BM | 0 | 0 | 0 | 0 | 0 | 0
CC | 0 | 0 | 0 | 0 | 0 | 0
CSP | 0 | 0 | 0 | 0 | 0 | 0
CT | 0 | 0 | 0 | 0 | 0 | 0
Coal | 196.38 | 188.13 | 37.4 | 0 | 0 | 0
Geo | 0 | 0 | 0 | 0 | 0 | 0
H | 0 | 0 | 0 | 0 | 0 | 0
LFG | 0 | 0 | 0 | 0 | 0 | 0
Nuc | 0 | 0 | 0 | 0 | 0 | 0
PS | 0 | 0 | 0 | 0 | 0 | 0
PV | 0 | 0 | 0 | 0 | 0 | 0
PeakG | 0 | 0 | 0 | 0 | 0 | 0
PeakO | 0 | 0 | 0 | 0 | 0 | 0
ST | 0 | 0 | 0 | 0 | 0 | 0
STOG | 0 | 0 | 0 | 0 | 0 | 0
STWD | 0 | 0 | 0 | 0 | 0 | 0
WT | 0 | 0 | 0 | 0 | 0 | 0
IGCC | 0 | 0 | 0 | 0 | 0 | 0
DemandResponse | 0 | 0 | 0 | 0 | 0 | 0
IGCC-CCS | 0 | 0 | 0 | 0 | 0 | 0
WT_off | 0 | 0 | 0 | 0 | 0 | 0
PseudoUnit | 0 | 0 | 0 | 0 | 0 | 0
FixedInterchange | 0 | 0 | 0 | 0 | 0 | 0
Base VOM Costs by Reporting Type: AZ_NM_SNV_Gas
ReportingType | 2015 | 2020 | 2025 | 2030 | 2035 | 2040
BM | 0 | 0 | 0 | 0 | 0 | 0
CC | 152.96 | 140.53 | 197.34 | 124.11 | 103.08 | 92.82
CSP | 0 | 0 | 0 | 0 | 0 | 0
CT | 0 | 0 | 0 | 0 | 0 | 0
Coal | 0 | 0 | 0 | 0 | 0 | 0
Geo | 0 | 0 | 0 | 0 | 0 | 0
H | 0 | 0 | 0 | 0 | 0 | 0
LFG | 0 | 0 | 0 | 0 | 0 | 0
Nuc | 0 | 0 | 0 | 0 | 0 | 0
PS | 0 | 0 | 0 | 0 | 0 | 0
PV | 0 | 0 | 0 | 0 | 0 | 0
PeakG | 0 | 0 | 0 | 0 | 0 | 0
PeakO | 0 | 0 | 0 | 0 | 0 | 0
ST | 0 | 0 | 0 | 0 | 0 | 0
STOG | 0 | 0 | 0 | 0 | 0 | 0
STWD | 0 | 0 | 0 | 0 | 0 | 0
WT | 0 | 0 | 0 | 0 | 0 | 0
IGCC | 0 | 0 | 0 | 0 | 0 | 0
DemandResponse | 0 | 0 | 0 | 0 | 0 | 0
IGCC-CCS | 0 | 0 | 0 | 0 | 0 | 0
WT_off | 0 | 0 | 0 | 0 | 0 | 0
PseudoUnit | 0 | 0 | 0 | 0 | 0 | 0
FixedInterchange | 0 | 0 | 0 | 0 | 0 | 0
Base VOM Costs by Reporting Type: AZ_NM_SNV_NucRenew
ReportingType | 2015 | 2020 | 2025 | 2030 | 2035 | 2040
BM | 0 | 0 | 0 | 0 | 0 | 0
CC | 0 | 0 | 0 | 0 | 0 | 0
CSP | 0 | 0 | 0 | 0 | 0 | 0
CT | 0 | 0 | 0 | 0 | 0 | 0
Coal | 0 | 0 | 0 | 0 | 0 | 0
Geo | 0 | 11.8 | 116.31 | 116.31 | 116.31 | 116.31
H | 0 | 0 | 0 | 0 | 0 | 0
LFG | 0 | 0 | 0.01 | 0.01 | 0.01 | 0.01
Nuc | 71.66 | 71.66 | 71.66 | 138.02 | 190.58 | 199.55
PS | 0 | 0 | 0 | 0 | 0 | 0
PV | 0 | 0 | 0 | 0 | 0 | 0
PeakG | 0 | 0 | 0 | 0 | 0 | 0
PeakO | 0 | 0 | 0 | 0 | 0 | 0
ST | 0.01 | 0.03 | 0.04 | 0.04 | 0.04 | 0.04
STOG | 0 | 0 | 0 | 0 | 0 | 0
STWD | 0.43 | 0.43 | 0.43 | 0.43 | 0.43 | 0.43
WT | 0.02 | 0.35 | 0.35 | 0.36 | 0.38 | 0.38
IGCC | 0 | 0 | 0 | 0 | 0 | 0
DemandResponse | 0 | 0 | 0 | 0 | 0 | 0
IGCC-CCS | 0 | 0 | 0 | 0 | 0 | 0
WT_off | 0 | 0 | 0 | 0 | 0 | 0
PseudoUnit | 0 | 0 | 0 | 0 | 0 | 0
FixedInterchange | 0 | 0 | 0 | 0 | 0 | 0
Base VOM Costs by Reporting Type: ERCOT
ReportingType | 2015 | 2020 | 2025 | 2030 | 2035 | 2040
BM | 0.29 | 0.49 | 0.5 | 5.41 | 5.41 | 5.41
CC | 691.49 | 717.15 | 632.31 | 622.33 | 533.31 | 461.87
CSP | 0 | 0 | 0 | 0 | 0 | 0
CT | 0 | 0.02 | 0.01 | 0.08 | 0 | 0
Coal | 146.06 | 107.38 | 3.39 | 0 | 0 | 0.18
Geo | 0 | 0 | 0 | 0 | 0 | 0
H | 0 | 0 | 0 | 0 | 0 | 0
LFG | 0.01 | 0.01 | 0.04 | 0.04 | 0.04 | 0.04
Nuc | 94.14 | 94.14 | 94.14 | 94.14 | 161.07 | 215.46
PS | 0 | 0 | 0 | 0 | 0 | 0
PV | 0 | 0 | 0 | 0 | 0 | 0
PeakG | 0 | 0.05 | 0 | 0.36 | 0.38 | 0.02
PeakO | 0 | 0 | 0 | 0 | 0 | 0
ST | 0 | 0 | 0 | 0 | 0 | 0
STOG | 3.38 | 5.46 | 1.89 | 2.4 | 0.52 | 0
STWD | 0 | 0 | 0 | 0 | 0 | 0
WT | 0.32 | 0.32 | 0.92 | 0.92 | 0.92 | 0.93
IGCC | 0 | 0 | 0 | 0 | 0 | 0
DemandResponse | 0 | 0 | 0 | 0 | 0 | 0
IGCC-CCS | 0 | 0 | 0 | 0 | 0 | 0
WT_off | 0 | 0 | 0 | 0 | 0 | 0
PseudoUnit | 0 | 0 | 0 | 0 | 0 | 0
FixedInterchange | 0 | 0 | 0 | 0 | 0 | 0
Base VOM Costs by Reporting Type: NP15
ReportingType | 2015 | 2020 | 2025 | 2030 | 2035 | 2040
BM | 0 | 0 | 0 | 0 | 0 | 0
CC | 188.16 | 176.03 | 178.97 | 124.81 | 111.51 | 95.01
CSP | 0 | 0 | 0 | 0 | 0 | 0
CT | 0 | 0 | 0 | 0 | 0 | 0
Coal | 5.45 | 0 | 0 | 0 | 0 | 0
Geo | 0.11 | 0.11 | 48.23 | 48.23 | 48.23 | 48.23
H | 0 | 0 | 0 | 0 | 0 | 0
LFG | 0.01 | 0.04 | 0.06 | 0.06 | 0.06 | 0.06
Nuc | 42.53 | 42.53 | 42.53 | 107.67 | 135.85 | 183.36
PS | 0 | 0 | 0 | 0 | 0 | 0
PV | 0 | 0 | 0 | 0 | 0 | 0
PeakG | 0 | 0 | 0 | 0 | 0 | 0
PeakO | 0 | 0 | 0 | 0 | 0 | 0
ST | 0 | 0 | 0 | 0 | 0 | 0
STOG | 0.08 | 0.07 | 0.11 | 0 | 0 | 0
STWD | 7.35 | 7.35 | 3.33 | 7.35 | 7.35 | 7.35
WT | 0.04 | 0.13 | 0.13 | 0.13 | 0.13 | 0.13
IGCC | 0 | 0 | 0 | 0 | 0 | 0
DemandResponse | 0 | 0 | 0 | 0 | 0 | 0
IGCC-CCS | 0 | 0 | 0 | 0 | 0 | 0
WT_off | 0 | 0 | 0 | 0 | 0 | 0
PseudoUnit | 0 | 0 | 0 | 0 | 0 | 0
FixedInterchange | 0 | 0 | 0 | 0 | 0 | 0
Base VOM Costs by Reporting Type: NWPP_Coal
ReportingType | 2015 | 2020 | 2025 | 2030 | 2035 | 2040
BM | 0 | 0 | 0 | 0 | 0 | 0
CC | 0 | 0 | 0 | 0 | 0 | 0
CSP | 0 | 0 | 0 | 0 | 0 | 0
CT | 0 | 0 | 0 | 0 | 0 | 0
Coal | 167.71 | 140.33 | 5.38 | 5.38 | 5.38 | 5.38
Geo | 0 | 0 | 0 | 0 | 0 | 0
H | 0 | 0 | 0 | 0 | 0 | 0
LFG | 0 | 0 | 0 | 0 | 0 | 0
Nuc | 0 | 0 | 0 | 0 | 0 | 0
PS | 0 | 0 | 0 | 0 | 0 | 0
PV | 0 | 0 | 0 | 0 | 0 | 0
PeakG | 0 | 0 | 0 | 0 | 0 | 0
PeakO | 0 | 0 | 0 | 0 | 0 | 0
ST | 0 | 0 | 0 | 0 | 0 | 0
STOG | 0 | 0 | 0 | 0 | 0 | 0
STWD | 0 | 0 | 0 | 0 | 0 | 0
WT | 0 | 0 | 0 | 0 | 0 | 0
IGCC | 0 | 0 | 0 | 0 | 0 | 0
DemandResponse | 0 | 0 | 0 | 0 | 0 | 0
IGCC-CCS | 0 | 0 | 0 | 0 | 0 | 0
WT_off | 0 | 0 | 0 | 0 | 0 | 0
PseudoUnit | 0 | 0 | 0 | 0 | 0 | 0
FixedInterchange | 0 | 0 | 0 | 0 | 0 | 0
Base VOM Costs by Reporting Type: NWPP_Gas
ReportingType | 2015 | 2020 | 2025 | 2030 | 2035 | 2040
BM | 0 | 0 | 0 | 0 | 0 | 0
CC | 116.13 | 175.02 | 175.02 | 75.26 | 60.39 | 52.53
CSP | 0 | 0 | 0 | 0 | 0 | 0
CT | 0 | 0 | 0 | 0 | 0 | 0
Coal | 0 | 0 | 0 | 0 | 0 | 0
Geo | 0 | 0 | 0 | 0 | 0 | 0
H | 0 | 0 | 0 | 0 | 0 | 0
LFG | 0 | 0 | 0 | 0 | 0 | 0
Nuc | 0 | 0 | 0 | 0 | 0 | 0
PS | 0 | 0 | 0 | 0 | 0 | 0
PV | 0 | 0 | 0 | 0 | 0 | 0
PeakG | 0 | 0 | 0 | 0 | 0 | 0
PeakO | 0 | 0 | 0 | 0 | 0 | 0
ST | 0 | 0 | 0 | 0 | 0 | 0
STOG | 0 | 0 | 0 | 0 | 0 | 0
STWD | 0 | 0 | 0 | 0 | 0 | 0
WT | 0 | 0 | 0 | 0 | 0 | 0
IGCC | 0 | 0 | 0 | 0 | 0 | 0
DemandResponse | 0 | 0 | 0 | 0 | 0 | 0
IGCC-CCS | 0 | 0 | 0 | 0 | 0 | 0
WT_off | 0 | 0 | 0 | 0 | 0 | 0
PseudoUnit | 0 | 0 | 0 | 0 | 0 | 0
FixedInterchange | 0 | 0 | 0 | 0 | 0 | 0
Base VOM Costs by Reporting Type: NWPP_NucRenew
ReportingType | 2015 | 2020 | 2025 | 2030 | 2035 | 2040
BM | 0 | 0.33 | 1.21 | 1.21 | 1.21 | 1.21
CC | 0 | 0 | 0 | 0 | 0 | 0
CSP | 0 | 0 | 0 | 0 | 0 | 0
CT | 0 | 0 | 0 | 0 | 0 | 0
Coal | 0 | 0 | 0 | 0 | 0 | 0
Geo | 6.93 | 6.93 | 41.74 | 41.74 | 41.74 | 41.74
H | 0 | 0 | 0 | 0 | 0 | 0
LFG | 0.01 | 0.01 | 0.03 | 0.03 | 0.03 | 0.03
Nuc | 20.91 | 20.91 | 20.91 | 148.92 | 156.26 | 209.64
PS | 0 | 0 | 0 | 0 | 0 | 0
PV | 0 | 0 | 0 | 0 | 0 | 0
PeakG | 0 | 0 | 0 | 0 | 0 | 0
PeakO | 0 | 0 | 0 | 0 | 0 | 0
ST | 0 | 0 | 0 | 0 | 0 | 0
STOG | 0 | 0 | 0 | 0 | 0 | 0
STWD | 0 | 0 | 9.33 | 9.33 | 9.33 | 9.33
WT | 0.19 | 0.19 | 0.19 | 0.19 | 0.19 | 0.19
IGCC | 0 | 0 | 0 | 0 | 0 | 0
DemandResponse | 0 | 0 | 0 | 0 | 0 | 0
IGCC-CCS | 0 | 0 | 0 | 0 | 0 | 0
WT_off | 0 | 0 | 0 | 0 | 0 | 0
PseudoUnit | 0 | 0 | 0 | 0 | 0 | 0
FixedInterchange | 0 | 0 | 0 | 0 | 0 | 0
Base VOM Costs by Reporting Type: RMPA
ReportingType | 2015 | 2020 | 2025 | 2030 | 2035 | 2040
BM | 0 | 0 | 0 | 0 | 0 | 0
CC | 26.42 | 41.23 | 51.08 | 41.26 | 40.02 | 37.11
CSP | 0 | 0 | 0 | 0 | 0 | 0
CT | 0 | 0 | 0 | 0 | 0 | 0
Coal | 191.46 | 153.41 | 27.29 | 13.6 | 13.6 | 13.66
Geo | 0 | 38.33 | 206.14 | 206.14 | 206.14 | 206.14
H | 0 | 0 | 0 | 0 | 0 | 0
LFG | 0 | 0 | 0 | 0 | 0 | 0
Nuc | 0 | 0 | 0 | 28.11 | 29.64 | 33.58
PS | 0 | 0 | 0 | 0 | 0 | 0
PV | 0 | 0 | 0 | 0 | 0 | 0
PeakG | 0 | 0 | 0 | 0 | 0 | 0
PeakO | 0 | 0 | 0 | 0 | 0 | 0
ST | 0 | 0.01 | 0.01 | 0.01 | 0.01 | 0.01
STOG | 0 | 0 | 0 | 0 | 0 | 0
STWD | 0 | 0 | 0 | 0 | 0 | 0
WT | 0.07 | 0.19 | 0.19 | 0.2 | 0.2 | 0.21
IGCC | 0 | 0 | 0 | 0 | 0 | 0
DemandResponse | 0 | 0 | 0 | 0 | 0 | 0
IGCC-CCS | 0 | 0 | 0 | 0 | 0 | 0
WT_off | 0 | 0 | 0 | 0 | 0 | 0
PseudoUnit | 0 | 0 | 0 | 0 | 0 | 0
FixedInterchange | 0 | 0 | 0 | 0 | 0 | 0
Base VOM Costs by Reporting Type: SP15
ReportingType | 2015 | 2020 | 2025 | 2030 | 2035 | 2040
BM | 0.22 | 0.22 | 0.22 | 0.22 | 0.22 | 0.22
CC | 232.27 | 238.42 | 254.92 | 221.8 | 199.68 | 171.45
CSP | 0 | 0 | 0 | 0 | 0 | 0
CT | 0 | 0 | 0 | 0 | 0 | 0
Coal | 5.28 | 3.19 | 0 | 0 | 0 | 0
Geo | 4.1 | 120.4 | 120.4 | 120.4 | 120.4 | 120.4
H | 0 | 0 | 0 | 0 | 0 | 0
LFG | 0.02 | 0.07 | 0.07 | 0.07 | 0.07 | 0.07
Nuc | 41.61 | 41.61 | 41.61 | 41.61 | 41.61 | 63.18
PS | 0 | 0 | 0 | 0 | 0 | 0
PV | 0 | 0 | 0 | 0 | 0 | 0
PeakG | 0 | 0 | 0 | 0 | 0 | 0
PeakO | 0 | 0 | 0 | 0 | 0 | 0
ST | 0.02 | 0.02 | 0.02 | 0.02 | 0.02 | 0.02
STOG | 0.8 | 0.14 | 0.2 | 0.15 | 0.16 | 0.22
STWD | 1.98 | 1.98 | 1.45 | 1.98 | 1.98 | 1.98
WT | 0.07 | 0.09 | 0.38 | 0.46 | 0.46 | 0.46
IGCC | 0 | 0 | 0 | 0 | 0 | 0
DemandResponse | 0 | 0 | 0 | 0 | 0 | 0
IGCC-CCS | 0 | 0 | 0 | 0 | 0 | 0
WT_off | 0 | 0 | 0 | 0 | 0 | 0
PseudoUnit | 0 | 0 | 0 | 0 | 0 | 0
FixedInterchange | 0 | 0 | 0 | 0 | 0 | 0
Base VOM Costs by Reporting Type: ALB
ReportingType | 2015 | 2020 | 2025 | 2030 | 2035 | 2040
BM | 0 | 0 | 0 | 0 | 0 | 0
CC | 38.61 | 39.9 | 39.9 | 0 | 0 | 0
CSP | 0 | 0 | 0 | 0 | 0 | 0
CT | 0 | 0 | 0 | 0 | 0 | 0
Coal | 167.67 | 167.67 | 165.61 | 0 | 0 | 0
Geo | 0 | 0 | 0 | 0 | 0 | 0
H | 0 | 0 | 0 | 0 | 0 | 0
LFG | 0 | 0 | 0 | 0 | 0 | 0
Nuc | 0 | 0 | 0 | 140.08 | 140.39 | 146.71
PS | 0 | 0 | 0 | 0 | 0 | 0
PV | 0 | 0 | 0 | 0 | 0 | 0
PeakG | 0 | 0 | 0 | 0 | 0 | 0
PeakO | 0 | 0 | 0 | 0 | 0 | 0
ST | 0 | 0 | 0 | 0 | 0 | 0
STOG | 0 | 0 | 0 | 0 | 0 | 0
STWD | 0 | 1.77 | 2.89 | 2.89 | 2.89 | 2.89
WT | 0.02 | 0.02 | 0.02 | 0.02 | 0.02 | 0.02
IGCC | 0 | 0 | 0 | 0 | 0 | 0
DemandResponse | 0 | 0 | 0 | 0 | 0 | 0
IGCC-CCS | 0 | 0 | 0 | 0 | 0 | 0
WT_off | 0 | 0 | 0 | 0 | 0 | 0
PseudoUnit | 0 | 0 | 0 | 0 | 0 | 0
FixedInterchange | 0 | 0 | 0 | 0 | 0 | 0
Base VOM Costs by Reporting Type: BC
ReportingType | 2015 | 2020 | 2025 | 2030 | 2035 | 2040
BM | 0 | 0 | 0 | 0 | 0 | 0
CC | 13.88 | 13.88 | 13.88 | 10.17 | 1.48 | 0
CSP | 0 | 0 | 0 | 0 | 0 | 0
CT | 0 | 0 | 0 | 0 | 0 | 0
Coal | 0 | 0 | 0 | 0 | 0 | 0
Geo | 0 | 0 | 0 | 0 | 0 | 0
H | 0 | 0 | 0 | 0 | 0 | 0
LFG | 0 | 0 | 0 | 0 | 0 | 0
Nuc | 0 | 0 | 0 | 10.03 | 11.13 | 12.13
PS | 0 | 0 | 0 | 0 | 0 | 0
PV | 0 | 0 | 0 | 0 | 0 | 0
PeakG | 0 | 0 | 0 | 0 | 0 | 0
PeakO | 0 | 0 | 0 | 0 | 0 | 0
ST | 0 | 0 | 0 | 0 | 0 | 0
STOG | 0 | 0 | 0 | 0 | 0 | 0
STWD | 0 | 4.65 | 8.48 | 8.48 | 8.48 | 8.48
WT | 0.01 | 0.01 | 0.01 | 0.01 | 0.01 | 0.01
IGCC | 0 | 0 | 0 | 0 | 0 | 0
DemandResponse | 0 | 0 | 0 | 0 | 0 | 0
IGCC-CCS | 0 | 0 | 0 | 0 | 0 | 0
WT_off | 0 | 0 | 0 | 0 | 0 | 0
PseudoUnit | 0 | 0 | 0 | 0 | 0 | 0
FixedInterchange | 0 | 0 | 0 | 0 | 0 | 0
Base VOM Costs by Reporting Type: HQ_IESO
ReportingType | 2015 | 2020 | 2025 | 2030 | 2035 | 2040
BM | 0 | 0 | 0 | 0 | 0 | 0
CC | 0 | 0 | 0 | 0 | 0 | 0
CSP | 0 | 0 | 0 | 0 | 0 | 0
CT | 0 | 0 | 0 | 0 | 0 | 0
Coal | 0 | 0 | 0 | 0 | 0 | 0
Geo | 0 | 0 | 0 | 0 | 0 | 0
H | 0 | 0 | 0 | 0 | 0 | 0
LFG | 0 | 0 | 0 | 0 | 0 | 0
Nuc | 0 | 0 | 0 | 0 | 0 | 0
PS | 0 | 0 | 0 | 0 | 0 | 0
PV | 0 | 0 | 0 | 0 | 0 | 0
PeakG | 0 | 0 | 0 | 0 | 0 | 0
PeakO | 0 | 0 | 0 | 0 | 0 | 0
ST | 0 | 0 | 0 | 0 | 0 | 0
STOG | 0 | 0 | 0 | 0 | 0 | 0
STWD | 0 | 0 | 0 | 0 | 0 | 0
WT | 0 | 0 | 0 | 0 | 0 | 0
IGCC | 0 | 0 | 0 | 0 | 0 | 0
DemandResponse | 0 | 0 | 0 | 0 | 0 | 0
IGCC-CCS | 0 | 0 | 0 | 0 | 0 | 0
WT_off | 0 | 0 | 0 | 0 | 0 | 0
PseudoUnit | 0 | 0 | 0 | 0 | 0 | 0
FixedInterchange | 0 | 0 | 0 | 0 | 0 | 0
Base VOM Costs by Reporting Type: HQ_NEISO
ReportingType | 2015 | 2020 | 2025 | 2030 | 2035 | 2040
BM | 0 | 0 | 0 | 0 | 0 | 0
CC | 0 | 0 | 0 | 0 | 0 | 0
CSP | 0 | 0 | 0 | 0 | 0 | 0
CT | 0 | 0 | 0 | 0 | 0 | 0
Coal | 0 | 0 | 0 | 0 | 0 | 0
Geo | 0 | 0 | 0 | 0 | 0 | 0
H | 0 | 0 | 0 | 0 | 0 | 0
LFG | 0 | 0 | 0 | 0 | 0 | 0
Nuc | 0 | 0 | 0 | 0 | 0 | 0
PS | 0 | 0 | 0 | 0 | 0 | 0
PV | 0 | 0 | 0 | 0 | 0 | 0
PeakG | 0 | 0 | 0 | 0 | 0 | 0
PeakO | 0 | 0 | 0 | 0 | 0 | 0
ST | 0 | 0 | 0 | 0 | 0 | 0
STOG | 0 | 0 | 0 | 0 | 0 | 0
STWD | 0 | 0 | 0 | 0 | 0 | 0
WT | 0 | 0 | 0 | 0 | 0 | 0
IGCC | 0 | 0 | 0 | 0 | 0 | 0
DemandResponse | 0 | 0 | 0 | 0 | 0 | 0
IGCC-CCS | 0 | 0 | 0 | 0 | 0 | 0
WT_off | 0 | 0 | 0 | 0 | 0 | 0
PseudoUnit | 0 | 0 | 0 | 10.42 | 10.42 | 10.42
FixedInterchange | 0 | 0 | 0 | 0 | 0 | 0
Base VOM Costs by Reporting Type: HQ_NY
ReportingType | 2015 | 2020 | 2025 | 2030 | 2035 | 2040
BM | 0 | 0 | 0 | 0 | 0 | 0
CC | 0 | 0 | 0 | 0 | 0 | 0
CSP | 0 | 0 | 0 | 0 | 0 | 0
CT | 0 | 0 | 0 | 0 | 0 | 0
Coal | 0 | 0 | 0 | 0 | 0 | 0
Geo | 0 | 0 | 0 | 0 | 0 | 0
H | 0 | 0 | 0 | 0 | 0 | 0
LFG | 0 | 0 | 0 | 0 | 0 | 0
Nuc | 0 | 0 | 0 | 0 | 0 | 0
PS | 0 | 0 | 0 | 0 | 0 | 0
PV | 0 | 0 | 0 | 0 | 0 | 0
PeakG | 0 | 0 | 0 | 0 | 0 | 0
PeakO | 0 | 0 | 0 | 0 | 0 | 0
ST | 0 | 0 | 0 | 0 | 0 | 0
STOG | 0 | 0 | 0 | 0 | 0 | 0
STWD | 0 | 0 | 0 | 0 | 0 | 0
WT | 0 | 0 | 0 | 0 | 0 | 0
IGCC | 0 | 0 | 0 | 0 | 0 | 0
DemandResponse | 0 | 0 | 0 | 0 | 0 | 0
IGCC-CCS | 0 | 0 | 0 | 0 | 0 | 0
WT_off | 0 | 0 | 0 | 0 | 0 | 0
PseudoUnit | 0 | 0 | 101.99 | 101.99 | 101.99 | 101.99
FixedInterchange | 0 | 0 | 0 | 0 | 0 | 0
Base VOM Costs by Reporting Type: MARITIMES
ReportingType | 2015 | 2020 | 2025 | 2030 | 2035 | 2040
BM | 0 | 0 | 0 | 0 | 0 | 0
CC | 0 | 0 | 0 | 0 | 0 | 0
CSP | 0 | 0 | 0 | 0 | 0 | 0
CT | 0 | 0 | 0 | 0 | 0 | 0
Coal | 0 | 0 | 0 | 0 | 0 | 0
Geo | 0 | 0 | 0 | 0 | 0 | 0
H | 0 | 0 | 0 | 0 | 0 | 0
LFG | 0 | 0 | 0 | 0 | 0 | 0
Nuc | 0 | 0 | 0 | 0 | 0 | 0
PS | 0 | 0 | 0 | 0 | 0 | 0
PV | 0 | 0 | 0 | 0 | 0 | 0
PeakG | 0 | 0 | 0 | 0 | 0 | 0
PeakO | 0 | 0 | 0 | 0 | 0 | 0
ST | 0 | 0 | 0 | 0 | 0 | 0
STOG | 0 | 0 | 0 | 0 | 0 | 0
STWD | 0 | 0 | 0 | 0 | 0 | 0
WT | 0 | 0 | 0 | 0 | 0 | 0
IGCC | 0 | 0 | 0 | 0 | 0 | 0
DemandResponse | 0 | 0 | 0 | 0 | 0 | 0
IGCC-CCS | 0 | 0 | 0 | 0 | 0 | 0
WT_off | 0 | 0 | 0 | 0 | 0 | 0
PseudoUnit | 0 | 0 | 0 | 17.37 | 17.37 | 17.37
FixedInterchange | 0 | 0 | 0 | 0 | 0 | 0
Base VOM Costs by Reporting Type: All
ReportingType | 2015 | 2020 | 2025 | 2030 | 2035 | 2040
BM | 11.06 | 29.39 | 46.1 | 61.22 | 61.47 | 56.65
CC | 4841.49 | 5945.62 | 5542.35 | 4252.77 | 4291.42 | 4173.12
CSP | 0 | 0 | 0 | 0 | 0 | 0
CT | 5.81 | 7.23 | 10.91 | 4.63 | 0.18 | 2.2
Coal | 4049.46 | 1695.21 | 324.9 | 45.69 | 47.9 | 48.92
Geo | 11.14 | 177.58 | 532.83 | 532.83 | 532.83 | 532.83
H | 0 | 0.08 | 0.23 | 0.4 | 0.4 | 0.4
LFG | 0.38 | 0.54 | 0.73 | 0.78 | 0.78 | 0.78
Nuc | 2164.81 | 2225.48 | 2257.17 | 2985.78 | 2848.56 | 3070.14
PS | 0 | 0 | 0 | 0 | 0 | 0
PV | 0.02 | 0.06 | 0.07 | 0.08 | 0.07 | 0.08
PeakG | 23.8 | 25.69 | 31.35 | 18.81 | 19.55 | 13.06
PeakO | 0 | 0 | 0 | 0 | 0 | 0
ST | 0.03 | 0.06 | 0.07 | 0.07 | 0.07 | 0.07
STOG | 18.23 | 15.23 | 11.9 | 11.37 | 7.43 | 6.81
STWD | 29 | 32.18 | 40.73 | 53.98 | 56.33 | 63.68
WT | 2.03 | 6.39 | 10.41 | 12.58 | 12.79 | 12.97
IGCC | 30.43 | 30.43 | 2.88 | 0.38 | 0.38 | 0.76
DemandResponse | 0 | 0 | 0 | 0 | 0 | 0
IGCC-CCS | 0 | 0 | 0 | 0 | 0 | 0
WT_off | 0.02 | 0.02 | 0.06 | 0.06 | 0.06 | 0.06
PseudoUnit | 0 | 0 | 101.99 | 129.77 | 129.77 | 129.77
FixedInterchange | 0 | 0 | 0 | 0 | 0 | 0
Base VOM Costs by Reporting Type: EI_US
ReportingType | 2015 | 2020 | 2025 | 2030 | 2035 | 2040
BM | 10.54 | 28.35 | 44.15 | 54.32 | 54.57 | 49.18
CC | 3327.89 | 4359.7 | 3996.01 | 3032.56 | 3241.5 | 3261.05
CSP | 0 | 0 | 0 | 0 | 0 | 0
CT | 5.69 | 7.09 | 10.9 | 4.55 | 0.18 | 2.2
Coal | 3168.47 | 934.94 | 85.84 | 26.71 | 28.92 | 29.7
Geo | 0 | 0 | 0 | 0 | 0 | 0
H | 0 | 0.03 | 0.08 | 0.12 | 0.12 | 0.12
LFG | 0.32 | 0.4 | 0.51 | 0.57 | 0.57 | 0.57
Nuc | 1653.22 | 1713.9 | 1745.59 | 2036.47 | 1760.36 | 1813.33
PS | 0 | 0 | 0 | 0 | 0 | 0
PV | 0 | 0.04 | 0.06 | 0.06 | 0.06 | 0.06
PeakG | 23.23 | 25.5 | 31.35 | 18.45 | 19.17 | 13.04
PeakO | 0 | 0 | 0 | 0 | 0 | 0
ST | 0 | 0 | 0 | 0 | 0 | 0
STOG | 13.95 | 9.56 | 9.71 | 8.82 | 6.76 | 6.59
STWD | 19.22 | 15.97 | 14.77 | 23.38 | 25.04 | 31.65
WT | 1.2 | 4.99 | 8.12 | 10.19 | 10.39 | 10.56
IGCC | 30.43 | 30.43 | 2.88 | 0.38 | 0.38 | 0.76
DemandResponse | 0 | 0 | 0 | 0 | 0 | 0
IGCC-CCS | 0 | 0 | 0 | 0 | 0 | 0
WT_off | 0.02 | 0.02 | 0.06 | 0.06 | 0.06 | 0.06
PseudoUnit | 0 | 0 | 101.99 | 129.77 | 129.77 | 129.77
FixedInterchange | 0 | 0 | 0 | 0 | 0 | 0
Base VOM Costs by Reporting Type: EI_Canada
ReportingType | 2015 | 2020 | 2025 | 2030 | 2035 | 2040
BM | 0 | 0 | 0.01 | 0.05 | 0.05 | 0.62
CC | 53.69 | 43.78 | 2.93 | 0.47 | 0.45 | 1.27
CSP | 0 | 0 | 0 | 0 | 0 | 0
CT | 0.12 | 0.12 | 0 | 0 | 0 | 0
Coal | 0.97 | 0.15 | 0 | 0 | 0 | 0
Geo | 0 | 0 | 0 | 0 | 0 | 0
H | 0 | 0.05 | 0.15 | 0.28 | 0.28 | 0.28
LFG | 0.01 | 0.01 | 0.01 | 0.01 | 0.01 | 0.01
Nuc | 240.73 | 240.73 | 240.73 | 240.73 | 221.68 | 193.2
PS | 0 | 0 | 0 | 0 | 0 | 0
PV | 0 | 0 | 0 | 0 | 0 | 0
PeakG | 0.57 | 0.14 | 0 | 0 | 0 | 0
PeakO | 0 | 0 | 0 | 0 | 0 | 0
ST | 0 | 0 | 0 | 0 | 0 | 0
STOG | 0.02 | 0 | 0 | 0 | 0 | 0
STWD | 0.01 | 0.03 | 0.03 | 0.12 | 0.81 | 1.55
WT | 0.11 | 0.11 | 0.11 | 0.11 | 0.1 | 0.1
IGCC | 0 | 0 | 0 | 0 | 0 | 0
DemandResponse | 0 | 0 | 0 | 0 | 0 | 0
IGCC-CCS | 0 | 0 | 0 | 0 | 0 | 0
WT_off | 0 | 0 | 0 | 0 | 0 | 0
PseudoUnit | 0 | 0 | 0 | 0 | 0 | 0
FixedInterchange | 0 | 0 | 0 | 0 | 0 | 0
Base VOM Costs by Reporting Type: EI
ReportingType | 2015 | 2020 | 2025 | 2030 | 2035 | 2040
BM | 10.54 | 28.35 | 44.15 | 54.37 | 54.62 | 49.8
CC | 3381.57 | 4403.48 | 3998.94 | 3033.03 | 3241.95 | 3262.31
CSP | 0 | 0 | 0 | 0 | 0 | 0
CT | 5.81 | 7.21 | 10.9 | 4.55 | 0.18 | 2.2
Coal | 3169.44 | 935.09 | 85.84 | 26.71 | 28.92 | 29.7
Geo | 0 | 0 | 0 | 0 | 0 | 0
H | 0 | 0.08 | 0.23 | 0.4 | 0.4 | 0.4
LFG | 0.33 | 0.41 | 0.52 | 0.58 | 0.58 | 0.58
Nuc | 1893.95 | 1954.63 | 1986.32 | 2277.19 | 1982.04 | 2006.53
PS | 0 | 0 | 0 | 0 | 0 | 0
PV | 0.01 | 0.04 | 0.06 | 0.06 | 0.06 | 0.06
PeakG | 23.8 | 25.64 | 31.35 | 18.45 | 19.17 | 13.04
PeakO | 0 | 0 | 0 | 0 | 0 | 0
ST | 0 | 0 | 0 | 0 | 0 | 0
STOG | 13.97 | 9.56 | 9.71 | 8.82 | 6.76 | 6.59
STWD | 19.23 | 16 | 14.8 | 23.5 | 25.85 | 33.2
WT | 1.31 | 5.1 | 8.23 | 10.3 | 10.49 | 10.66
IGCC | 30.43 | 30.43 | 2.88 | 0.38 | 0.38 | 0.76
DemandResponse | 0 | 0 | 0 | 0 | 0 | 0
IGCC-CCS | 0 | 0 | 0 | 0 | 0 | 0
WT_off | 0.02 | 0.02 | 0.06 | 0.06 | 0.06 | 0.06
PseudoUnit | 0 | 0 | 101.99 | 129.77 | 129.77 | 129.77
FixedInterchange | 0 | 0 | 0 | 0 | 0 | 0
Base VOM Costs by Reporting Type: Outside_EI
ReportingType | 2015 | 2020 | 2025 | 2030 | 2035 | 2040
BM | 0.51 | 1.04 | 1.94 | 6.85 | 6.85 | 6.85
CC | 1459.92 | 1542.14 | 1543.41 | 1219.74 | 1049.47 | 910.81
CSP | 0 | 0 | 0 | 0 | 0 | 0
CT | 0 | 0.02 | 0.01 | 0.08 | 0 | 0
Coal | 880.02 | 760.12 | 239.07 | 18.97 | 18.97 | 19.22
Geo | 11.13 | 177.57 | 532.83 | 532.83 | 532.83 | 532.83
H | 0 | 0 | 0 | 0 | 0 | 0
LFG | 0.05 | 0.13 | 0.2 | 0.2 | 0.2 | 0.2
Nuc | 270.85 | 270.85 | 270.85 | 708.59 | 866.52 | 1063.61
PS | 0 | 0 | 0 | 0 | 0 | 0
PV | 0.01 | 0.01 | 0.01 | 0.01 | 0.01 | 0.01
PeakG | 0 | 0.05 | 0 | 0.36 | 0.38 | 0.02
PeakO | 0 | 0 | 0 | 0 | 0 | 0
ST | 0.03 | 0.06 | 0.07 | 0.07 | 0.07 | 0.07
STOG | 4.25 | 5.67 | 2.19 | 2.55 | 0.67 | 0.22
STWD | 9.77 | 16.18 | 25.93 | 30.48 | 30.48 | 30.48
WT | 0.72 | 1.29 | 2.18 | 2.28 | 2.3 | 2.31
IGCC | 0 | 0 | 0 | 0 | 0 | 0
DemandResponse | 0 | 0 | 0 | 0 | 0 | 0
IGCC-CCS | 0 | 0 | 0 | 0 | 0 | 0
WT_off | 0 | 0 | 0 | 0 | 0 | 0
PseudoUnit | 0 | 0 | 0 | 0 | 0 | 0
FixedInterchange | 0 | 0 | 0 | 0 | 0 | 0
#9 | Retrofit VOM Costs ($million)
Retrofit VOM Costs by Reporting Type: Entergy
ReportingType | 2015 | 2020 | 2025 | 2030 | 2035 | 2040
BM | 0 | 0 | 0 | 0 | 0 | 0
CC | 0 | 0 | 0 | 0 | 0 | 0
CSP | 0 | 0 | 0 | 0 | 0 | 0
CT | 0 | 0 | 0 | 0 | 0 | 0
Coal | 13.08 | 11.37 | 0 | 0 | 0 | 0
Geo | 0 | 0 | 0 | 0 | 0 | 0
H | 0 | 0 | 0 | 0 | 0 | 0
LFG | 0 | 0 | 0 | 0 | 0 | 0
Nuc | 0 | 0 | 0 | 0 | 0 | 0
PS | 0 | 0 | 0 | 0 | 0 | 0
PV | 0 | 0 | 0 | 0 | 0 | 0
PeakG | 0 | 0 | 0 | 0 | 0 | 0
PeakO | 0 | 0 | 0 | 0 | 0 | 0
ST | 0 | 0 | 0 | 0 | 0 | 0
STOG | 0 | 0 | 0 | 0 | 0 | 0
STWD | 0 | 0 | 0 | 0 | 0 | 0
WT | 0 | 0 | 0 | 0 | 0 | 0
IGCC | 0 | 0 | 0 | 0 | 0 | 0
DemandResponse | 0 | 0 | 0 | 0 | 0 | 0
IGCC-CCS | 0 | 0 | 0 | 0 | 0 | 0
WT_off | 0 | 0 | 0 | 0 | 0 | 0
PseudoUnit | 0 | 0 | 0 | 0 | 0 | 0
FixedInterchange | 0 | 0 | 0 | 0 | 0 | 0
Retrofit VOM Costs by Reporting Type: FRCC
ReportingType | 2015 | 2020 | 2025 | 2030 | 2035 | 2040
BM | 0 | 0 | 0 | 0 | 0 | 0
CC | 0 | 0 | 0 | 0 | 0 | 0
CSP | 0 | 0 | 0 | 0 | 0 | 0
CT | 0 | 0 | 0 | 0 | 0 | 0
Coal | 29.41 | 12.98 | 0 | 0 | 0 | 0
Geo | 0 | 0 | 0 | 0 | 0 | 0
H | 0 | 0 | 0 | 0 | 0 | 0
LFG | 0 | 0 | 0 | 0 | 0 | 0
Nuc | 0 | 0 | 0 | 0 | 0 | 0
PS | 0 | 0 | 0 | 0 | 0 | 0
PV | 0 | 0 | 0 | 0 | 0 | 0
PeakG | 0 | 0 | 0 | 0 | 0 | 0
PeakO | 0 | 0 | 0 | 0 | 0 | 0
ST | 0 | 0 | 0 | 0 | 0 | 0
STOG | 0 | 0 | 0 | 0 | 0 | 0
STWD | 0 | 0 | 0 | 0 | 0 | 0
WT | 0 | 0 | 0 | 0 | 0 | 0
IGCC | 0 | 0 | 0 | 0 | 0 | 0
DemandResponse | 0 | 0 | 0 | 0 | 0 | 0
IGCC-CCS | 0 | 0 | 0 | 0 | 0 | 0
WT_off | 0 | 0 | 0 | 0 | 0 | 0
PseudoUnit | 0 | 0 | 0 | 0 | 0 | 0
FixedInterchange | 0 | 0 | 0 | 0 | 0 | 0
Retrofit VOM Costs by Reporting Type: MAPP_US
ReportingType | 2015 | 2020 | 2025 | 2030 | 2035 | 2040
BM | 0 | 0 | 0 | 0 | 0 | 0
CC | 0 | 0 | 0 | 0 | 0 | 0
CSP | 0 | 0 | 0 | 0 | 0 | 0
CT | 0 | 0 | 0 | 0 | 0 | 0
Coal | 46.7 | 19.38 | 0.52 | 0 | 0 | 0
Geo | 0 | 0 | 0 | 0 | 0 | 0
H | 0 | 0 | 0 | 0 | 0 | 0
LFG | 0 | 0 | 0 | 0 | 0 | 0
Nuc | 0 | 0 | 0 | 0 | 0 | 0
PS | 0 | 0 | 0 | 0 | 0 | 0
PV | 0 | 0 | 0 | 0 | 0 | 0
PeakG | 0 | 0 | 0 | 0 | 0 | 0
PeakO | 0 | 0 | 0 | 0 | 0 | 0
ST | 0 | 0 | 0 | 0 | 0 | 0
STOG | 0 | 0 | 0 | 0 | 0 | 0
STWD | 0 | 0 | 0 | 0 | 0 | 0
WT | 0 | 0 | 0 | 0 | 0 | 0
IGCC | 0 | 0 | 0 | 0 | 0 | 0
DemandResponse | 0 | 0 | 0 | 0 | 0 | 0
IGCC-CCS | 0 | 0 | 0 | 0 | 0 | 0
WT_off | 0 | 0 | 0 | 0 | 0 | 0
PseudoUnit | 0 | 0 | 0 | 0 | 0 | 0
FixedInterchange | 0 | 0 | 0 | 0 | 0 | 0
Retrofit VOM Costs by Reporting Type: MISO_IN
ReportingType | 2015 | 2020 | 2025 | 2030 | 2035 | 2040
BM | 0 | 0 | 0 | 0 | 0 | 0
CC | 0 | 0 | 0 | 0 | 0 | 0
CSP | 0 | 0 | 0 | 0 | 0 | 0
CT | 0 | 0 | 0 | 0 | 0 | 0
Coal | 184.62 | 93.81 | 7.25 | 0 | 0 | 0
Geo | 0 | 0 | 0 | 0 | 0 | 0
H | 0 | 0 | 0 | 0 | 0 | 0
LFG | 0 | 0 | 0 | 0 | 0 | 0
Nuc | 0 | 0 | 0 | 0 | 0 | 0
PS | 0 | 0 | 0 | 0 | 0 | 0
PV | 0 | 0 | 0 | 0 | 0 | 0
PeakG | 0 | 0 | 0 | 0 | 0 | 0
PeakO | 0 | 0 | 0 | 0 | 0 | 0
ST | 0 | 0 | 0 | 0 | 0 | 0
STOG | 0 | 0 | 0 | 0 | 0 | 0
STWD | 0 | 0 | 0 | 0 | 0 | 0
WT | 0 | 0 | 0 | 0 | 0 | 0
IGCC | 0 | 0 | 0 | 0 | 0 | 0
DemandResponse | 0 | 0 | 0 | 0 | 0 | 0
IGCC-CCS | 0 | 0 | 0 | 0 | 0 | 0
WT_off | 0 | 0 | 0 | 0 | 0 | 0
PseudoUnit | 0 | 0 | 0 | 0 | 0 | 0
FixedInterchange | 0 | 0 | 0 | 0 | 0 | 0
Retrofit VOM Costs by Reporting Type: MISO_MI
ReportingType | 2015 | 2020 | 2025 | 2030 | 2035 | 2040
BM | 0 | 0 | 0 | 0 | 0 | 0
CC | 0 | 0 | 0 | 0 | 0 | 0
CSP | 0 | 0 | 0 | 0 | 0 | 0
CT | 0 | 0 | 0 | 0 | 0 | 0
Coal | 6.84 | 0 | 0 | 0 | 0 | 0
Geo | 0 | 0 | 0 | 0 | 0 | 0
H | 0 | 0 | 0 | 0 | 0 | 0
LFG | 0 | 0 | 0 | 0 | 0 | 0
Nuc | 0 | 0 | 0 | 0 | 0 | 0
PS | 0 | 0 | 0 | 0 | 0 | 0
PV | 0 | 0 | 0 | 0 | 0 | 0
PeakG | 0 | 0 | 0 | 0 | 0 | 0
PeakO | 0 | 0 | 0 | 0 | 0 | 0
ST | 0 | 0 | 0 | 0 | 0 | 0
STOG | 0 | 0 | 0 | 0 | 0 | 0
STWD | 0 | 0 | 0 | 0 | 0 | 0
WT | 0 | 0 | 0 | 0 | 0 | 0
IGCC | 0 | 0 | 0 | 0 | 0 | 0
DemandResponse | 0 | 0 | 0 | 0 | 0 | 0
IGCC-CCS | 0 | 0 | 0 | 0 | 0 | 0
WT_off | 0 | 0 | 0 | 0 | 0 | 0
PseudoUnit | 0 | 0 | 0 | 0 | 0 | 0
FixedInterchange | 0 | 0 | 0 | 0 | 0 | 0
Retrofit VOM Costs by Reporting Type: MISO_MO-IL
ReportingType | 2015 | 2020 | 2025 | 2030 | 2035 | 2040
BM | 0 | 0 | 0 | 0 | 0 | 0
CC | 0 | 0 | 0 | 0 | 0 | 0
CSP | 0 | 0 | 0 | 0 | 0 | 0
CT | 0 | 0 | 0 | 0 | 0 | 0
Coal | 60.72 | 29.62 | 3.46 | 1.95 | 1.95 | 1.95
Geo | 0 | 0 | 0 | 0 | 0 | 0
H | 0 | 0 | 0 | 0 | 0 | 0
LFG | 0 | 0 | 0 | 0 | 0 | 0
Nuc | 0 | 0 | 0 | 0 | 0 | 0
PS | 0 | 0 | 0 | 0 | 0 | 0
PV | 0 | 0 | 0 | 0 | 0 | 0
PeakG | 0 | 0 | 0 | 0 | 0 | 0
PeakO | 0 | 0 | 0 | 0 | 0 | 0
ST | 0 | 0 | 0 | 0 | 0 | 0
STOG | 0 | 0 | 0 | 0 | 0 | 0
STWD | 0 | 0 | 0 | 0 | 0 | 0
WT | 0 | 0 | 0 | 0 | 0 | 0
IGCC | 0 | 0 | 0 | 0 | 0 | 0
DemandResponse | 0 | 0 | 0 | 0 | 0 | 0
IGCC-CCS | 0 | 0 | 0 | 0 | 0 | 0
WT_off | 0 | 0 | 0 | 0 | 0 | 0
PseudoUnit | 0 | 0 | 0 | 0 | 0 | 0
FixedInterchange | 0 | 0 | 0 | 0 | 0 | 0
Retrofit VOM Costs by Reporting Type: MISO_W
ReportingType | 2015 | 2020 | 2025 | 2030 | 2035 | 2040
BM | 0 | 0 | 0 | 0 | 0 | 0
CC | 0 | 0 | 0 | 0 | 0 | 0
CSP | 0 | 0 | 0 | 0 | 0 | 0
CT | 0 | 0 | 0 | 0 | 0 | 0
Coal | 102.8 | 85.48 | 18.65 | 13.82 | 13.26 | 13.26
Geo | 0 | 0 | 0 | 0 | 0 | 0
H | 0 | 0 | 0 | 0 | 0 | 0
LFG | 0 | 0 | 0 | 0 | 0 | 0
Nuc | 0 | 0 | 0 | 0 | 0 | 0
PS | 0 | 0 | 0 | 0 | 0 | 0
PV | 0 | 0 | 0 | 0 | 0 | 0
PeakG | 0 | 0 | 0 | 0 | 0 | 0
PeakO | 0 | 0 | 0 | 0 | 0 | 0
ST | 0 | 0 | 0 | 0 | 0 | 0
STOG | 0 | 0 | 0 | 0 | 0 | 0
STWD | 0 | 0 | 0 | 0 | 0 | 0
WT | 0 | 0 | 0 | 0 | 0 | 0
IGCC | 0 | 0 | 0 | 0 | 0 | 0
DemandResponse | 0 | 0 | 0 | 0 | 0 | 0
IGCC-CCS | 0 | 0 | 0 | 0 | 0 | 0
WT_off | 0 | 0 | 0 | 0 | 0 | 0
PseudoUnit | 0 | 0 | 0 | 0 | 0 | 0
FixedInterchange | 0 | 0 | 0 | 0 | 0 | 0
Retrofit VOM Costs by Reporting Type: MISO_WUMS
ReportingType | 2015 | 2020 | 2025 | 2030 | 2035 | 2040
BM | 0 | 0 | 0 | 0 | 0 | 0
CC | 0 | 0 | 0 | 0 | 0 | 0
CSP | 0 | 0 | 0 | 0 | 0 | 0
CT | 0 | 0 | 0 | 0 | 0 | 0
Coal | 26.46 | 4.87 | 4.92 | 4.23 | 10.85 | 10.85
Geo | 0 | 0 | 0 | 0 | 0 | 0
H | 0 | 0 | 0 | 0 | 0 | 0
LFG | 0 | 0 | 0 | 0 | 0 | 0
Nuc | 0 | 0 | 0 | 0 | 0 | 0
PS | 0 | 0 | 0 | 0 | 0 | 0
PV | 0 | 0 | 0 | 0 | 0 | 0
PeakG | 0 | 0 | 0 | 0 | 0 | 0
PeakO | 0 | 0 | 0 | 0 | 0 | 0
ST | 0 | 0 | 0 | 0 | 0 | 0
STOG | 0 | 0 | 0 | 0 | 0 | 0
STWD | 0 | 0 | 0 | 0 | 0 | 0
WT | 0 | 0 | 0 | 0 | 0 | 0
IGCC | 0 | 0 | 0 | 0 | 0 | 0
DemandResponse | 0 | 0 | 0 | 0 | 0 | 0
IGCC-CCS | 0 | 0 | 0 | 0 | 0 | 0
WT_off | 0 | 0 | 0 | 0 | 0 | 0
PseudoUnit | 0 | 0 | 0 | 0 | 0 | 0
FixedInterchange | 0 | 0 | 0 | 0 | 0 | 0
Retrofit VOM Costs by Reporting Type: Nebraska
ReportingType | 2015 | 2020 | 2025 | 2030 | 2035 | 2040
BM | 0 | 0 | 0 | 0 | 0 | 0
CC | 0 | 0 | 0 | 0 | 0 | 0
CSP | 0 | 0 | 0 | 0 | 0 | 0
CT | 0 | 0 | 0 | 0 | 0 | 0
Coal | 16.57 | 8.87 | 9.75 | 9.75 | 9.75 | 9.75
Geo | 0 | 0 | 0 | 0 | 0 | 0
H | 0 | 0 | 0 | 0 | 0 | 0
LFG | 0 | 0 | 0 | 0 | 0 | 0
Nuc | 0 | 0 | 0 | 0 | 0 | 0
PS | 0 | 0 | 0 | 0 | 0 | 0
PV | 0 | 0 | 0 | 0 | 0 | 0
PeakG | 0 | 0 | 0 | 0 | 0 | 0
PeakO | 0 | 0 | 0 | 0 | 0 | 0
ST | 0 | 0 | 0 | 0 | 0 | 0
STOG | 0 | 0 | 0 | 0 | 0 | 0
STWD | 0 | 0 | 0 | 0 | 0 | 0
WT | 0 | 0 | 0 | 0 | 0 | 0
IGCC | 0 | 0 | 0 | 0 | 0 | 0
DemandResponse | 0 | 0 | 0 | 0 | 0 | 0
IGCC-CCS | 0 | 0 | 0 | 0 | 0 | 0
WT_off | 0 | 0 | 0 | 0 | 0 | 0
PseudoUnit | 0 | 0 | 0 | 0 | 0 | 0
FixedInterchange | 0 | 0 | 0 | 0 | 0 | 0
Retrofit VOM Costs by Reporting Type: NEISO
ReportingType | 2015 | 2020 | 2025 | 2030 | 2035 | 2040
BM | 0 | 0 | 0 | 0 | 0 | 0
CC | 0 | 0 | 0 | 0 | 0 | 0
CSP | 0 | 0 | 0 | 0 | 0 | 0
CT | 0 | 0 | 0 | 0 | 0 | 0
Coal | 0.16 | 0 | 0 | 0 | 0 | 0
Geo | 0 | 0 | 0 | 0 | 0 | 0
H | 0 | 0 | 0 | 0 | 0 | 0
LFG | 0 | 0 | 0 | 0 | 0 | 0
Nuc | 0 | 0 | 0 | 0 | 0 | 0
PS | 0 | 0 | 0 | 0 | 0 | 0
PV | 0 | 0 | 0 | 0 | 0 | 0
PeakG | 0 | 0 | 0 | 0 | 0 | 0
PeakO | 0 | 0 | 0 | 0 | 0 | 0
ST | 0 | 0 | 0 | 0 | 0 | 0
STOG | 0 | 0 | 0 | 0 | 0 | 0
STWD | 0 | 0 | 0 | 0 | 0 | 0
WT | 0 | 0 | 0 | 0 | 0 | 0
IGCC | 0 | 0 | 0 | 0 | 0 | 0
DemandResponse | 0 | 0 | 0 | 0 | 0 | 0
IGCC-CCS | 0 | 0 | 0 | 0 | 0 | 0
WT_off | 0 | 0 | 0 | 0 | 0 | 0
PseudoUnit | 0 | 0 | 0 | 0 | 0 | 0
FixedInterchange | 0 | 0 | 0 | 0 | 0 | 0
Retrofit VOM Costs by Reporting Type: NonRTO_Midwest
ReportingType | 2015 | 2020 | 2025 | 2030 | 2035 | 2040
BM | 0 | 0 | 0 | 0 | 0 | 0
CC | 0 | 0 | 0 | 0 | 0 | 0
CSP | 0 | 0 | 0 | 0 | 0 | 0
CT | 0 | 0 | 0 | 0 | 0 | 0
Coal | 177.73 | 65.49 | 14.69 | 7.11 | 7.11 | 7.11
Geo | 0 | 0 | 0 | 0 | 0 | 0
H | 0 | 0 | 0 | 0 | 0 | 0
LFG | 0 | 0 | 0 | 0 | 0 | 0
Nuc | 0 | 0 | 0 | 0 | 0 | 0
PS | 0 | 0 | 0 | 0 | 0 | 0
PV | 0 | 0 | 0 | 0 | 0 | 0
PeakG | 0 | 0 | 0 | 0 | 0 | 0
PeakO | 0 | 0 | 0 | 0 | 0 | 0
ST | 0 | 0 | 0 | 0 | 0 | 0
STOG | 0 | 0 | 0 | 0 | 0 | 0
STWD | 0 | 0 | 0 | 0 | 0 | 0
WT | 0 | 0 | 0 | 0 | 0 | 0
IGCC | 0 | 0 | 0 | 0 | 0 | 0
DemandResponse | 0 | 0 | 0 | 0 | 0 | 0
IGCC-CCS | 0 | 0 | 0 | 0 | 0 | 0
WT_off | 0 | 0 | 0 | 0 | 0 | 0
PseudoUnit | 0 | 0 | 0 | 0 | 0 | 0
FixedInterchange | 0 | 0 | 0 | 0 | 0 | 0
Retrofit VOM Costs by Reporting Type: NYISO_A-F
ReportingType | 2015 | 2020 | 2025 | 2030 | 2035 | 2040
BM | 0 | 0 | 0 | 0 | 0 | 0
CC | 0 | 0 | 0 | 0 | 0 | 0
CSP | 0 | 0 | 0 | 0 | 0 | 0
CT | 0 | 0 | 0 | 0 | 0 | 0
Coal | 0 | 0 | 0 | 0 | 0 | 0
Geo | 0 | 0 | 0 | 0 | 0 | 0
H | 0 | 0 | 0 | 0 | 0 | 0
LFG | 0 | 0 | 0 | 0 | 0 | 0
Nuc | 0 | 0 | 0 | 0 | 0 | 0
PS | 0 | 0 | 0 | 0 | 0 | 0
PV | 0 | 0 | 0 | 0 | 0 | 0
PeakG | 0 | 0 | 0 | 0 | 0 | 0
PeakO | 0 | 0 | 0 | 0 | 0 | 0
ST | 0 | 0 | 0 | 0 | 0 | 0
STOG | 0 | 0 | 0 | 0 | 0 | 0
STWD | 0 | 0 | 0 | 0 | 0 | 0
WT | 0 | 0 | 0 | 0 | 0 | 0
IGCC | 0 | 0 | 0 | 0 | 0 | 0
DemandResponse | 0 | 0 | 0 | 0 | 0 | 0
IGCC-CCS | 0 | 0 | 0 | 0 | 0 | 0
WT_off | 0 | 0 | 0 | 0 | 0 | 0
PseudoUnit | 0 | 0 | 0 | 0 | 0 | 0
FixedInterchange | 0 | 0 | 0 | 0 | 0 | 0
Retrofit VOM Costs by Reporting Type: NYISO_G-I
ReportingType | 2015 | 2020 | 2025 | 2030 | 2035 | 2040
BM | 0 | 0 | 0 | 0 | 0 | 0
CC | 0 | 0 | 0 | 0 | 0 | 0
CSP | 0 | 0 | 0 | 0 | 0 | 0
CT | 0 | 0 | 0 | 0 | 0 | 0
Coal | 0 | 0 | 0 | 0 | 0 | 0
Geo | 0 | 0 | 0 | 0 | 0 | 0
H | 0 | 0 | 0 | 0 | 0 | 0
LFG | 0 | 0 | 0 | 0 | 0 | 0
Nuc | 0 | 0 | 0 | 0 | 0 | 0
PS | 0 | 0 | 0 | 0 | 0 | 0
PV | 0 | 0 | 0 | 0 | 0 | 0
PeakG | 0 | 0 | 0 | 0 | 0 | 0
PeakO | 0 | 0 | 0 | 0 | 0 | 0
ST | 0 | 0 | 0 | 0 | 0 | 0
STOG | 0 | 0 | 0 | 0 | 0 | 0
STWD | 0 | 0 | 0 | 0 | 0 | 0
WT | 0 | 0 | 0 | 0 | 0 | 0
IGCC | 0 | 0 | 0 | 0 | 0 | 0
DemandResponse | 0 | 0 | 0 | 0 | 0 | 0
IGCC-CCS | 0 | 0 | 0 | 0 | 0 | 0
WT_off | 0 | 0 | 0 | 0 | 0 | 0
PseudoUnit | 0 | 0 | 0 | 0 | 0 | 0
FixedInterchange | 0 | 0 | 0 | 0 | 0 | 0
Retrofit VOM Costs by Reporting Type: NYISO_J-K
ReportingType | 2015 | 2020 | 2025 | 2030 | 2035 | 2040
BM | 0 | 0 | 0 | 0 | 0 | 0
CC | 0 | 0 | 0 | 0 | 0 | 0
CSP | 0 | 0 | 0 | 0 | 0 | 0
CT | 0 | 0 | 0 | 0 | 0 | 0
Coal | 0 | 0 | 0 | 0 | 0 | 0
Geo | 0 | 0 | 0 | 0 | 0 | 0
H | 0 | 0 | 0 | 0 | 0 | 0
LFG | 0 | 0 | 0 | 0 | 0 | 0
Nuc | 0 | 0 | 0 | 0 | 0 | 0
PS | 0 | 0 | 0 | 0 | 0 | 0
PV | 0 | 0 | 0 | 0 | 0 | 0
PeakG | 0 | 0 | 0 | 0 | 0 | 0
PeakO | 0 | 0 | 0 | 0 | 0 | 0
ST | 0 | 0 | 0 | 0 | 0 | 0
STOG | 0 | 0 | 0 | 0 | 0 | 0
STWD | 0 | 0 | 0 | 0 | 0 | 0
WT | 0 | 0 | 0 | 0 | 0 | 0
IGCC | 0 | 0 | 0 | 0 | 0 | 0
DemandResponse | 0 | 0 | 0 | 0 | 0 | 0
IGCC-CCS | 0 | 0 | 0 | 0 | 0 | 0
WT_off | 0 | 0 | 0 | 0 | 0 | 0
PseudoUnit | 0 | 0 | 0 | 0 | 0 | 0
FixedInterchange | 0 | 0 | 0 | 0 | 0 | 0
Retrofit VOM Costs by Reporting Type: PJM_E
ReportingType | 2015 | 2020 | 2025 | 2030 | 2035 | 2040
BM | 0 | 0 | 0 | 0 | 0 | 0
CC | 0 | 0 | 0 | 0 | 0 | 0
CSP | 0 | 0 | 0 | 0 | 0 | 0
CT | 0 | 0 | 0 | 0 | 0 | 0
Coal | 2.67 | 1.15 | 0 | 0 | 0 | 0
Geo | 0 | 0 | 0 | 0 | 0 | 0
H | 0 | 0 | 0 | 0 | 0 | 0
LFG | 0 | 0 | 0 | 0 | 0 | 0
Nuc | 0 | 0 | 0 | 0 | 0 | 0
PS | 0 | 0 | 0 | 0 | 0 | 0
PV | 0 | 0 | 0 | 0 | 0 | 0
PeakG | 0 | 0 | 0 | 0 | 0 | 0
PeakO | 0 | 0 | 0 | 0 | 0 | 0
ST | 0 | 0 | 0 | 0 | 0 | 0
STOG | 0 | 0 | 0 | 0 | 0 | 0
STWD | 0 | 0 | 0 | 0 | 0 | 0
WT | 0 | 0 | 0 | 0 | 0 | 0
IGCC | 0 | 0 | 0 | 0 | 0 | 0
DemandResponse | 0 | 0 | 0 | 0 | 0 | 0
IGCC-CCS | 0 | 0 | 0 | 0 | 0 | 0
WT_off | 0 | 0 | 0 | 0 | 0 | 0
PseudoUnit | 0 | 0 | 0 | 0 | 0 | 0
FixedInterchange | 0 | 0 | 0 | 0 | 0 | 0
Retrofit VOM Costs by Reporting Type: PJM_ROM
ReportingType | 2015 | 2020 | 2025 | 2030 | 2035 | 2040
BM | 0 | 0 | 0 | 0 | 0 | 0
CC | 0 | 0 | 0 | 0 | 0 | 0
CSP | 0 | 0 | 0 | 0 | 0 | 0
CT | 0 | 0 | 0 | 0 | 0 | 0
Coal | 19.51 | 8.63 | 0 | 0 | 0 | 0
Geo | 0 | 0 | 0 | 0 | 0 | 0
H | 0 | 0 | 0 | 0 | 0 | 0
LFG | 0 | 0 | 0 | 0 | 0 | 0
Nuc | 0 | 0 | 0 | 0 | 0 | 0
PS | 0 | 0 | 0 | 0 | 0 | 0
PV | 0 | 0 | 0 | 0 | 0 | 0
PeakG | 0 | 0 | 0 | 0 | 0 | 0
PeakO | 0 | 0 | 0 | 0 | 0 | 0
ST | 0 | 0 | 0 | 0 | 0 | 0
STOG | 0 | 0 | 0 | 0 | 0 | 0
STWD | 0 | 0 | 0 | 0 | 0 | 0
WT | 0 | 0 | 0 | 0 | 0 | 0
IGCC | 0 | 0 | 0 | 0 | 0 | 0
DemandResponse | 0 | 0 | 0 | 0 | 0 | 0
IGCC-CCS | 0 | 0 | 0 | 0 | 0 | 0
WT_off | 0 | 0 | 0 | 0 | 0 | 0
PseudoUnit | 0 | 0 | 0 | 0 | 0 | 0
FixedInterchange | 0 | 0 | 0 | 0 | 0 | 0
Retrofit VOM Costs by Reporting Type: PJM_ROR
ReportingType | 2015 | 2020 | 2025 | 2030 | 2035 | 2040
BM | 0 | 0 | 0 | 0 | 0 | 0
CC | 0 | 0 | 0 | 0 | 0 | 0
CSP | 0 | 0 | 0 | 0 | 0 | 0
CT | 0 | 0 | 0 | 0 | 0 | 0
Coal | 413.54 | 256.32 | 0 | 0 | 0 | 0
Geo | 0 | 0 | 0 | 0 | 0 | 0
H | 0 | 0 | 0 | 0 | 0 | 0
LFG | 0 | 0 | 0 | 0 | 0 | 0
Nuc | 0 | 0 | 0 | 0 | 0 | 0
PS | 0 | 0 | 0 | 0 | 0 | 0
PV | 0 | 0 | 0 | 0 | 0 | 0
PeakG | 0 | 0 | 0 | 0 | 0 | 0
PeakO | 0 | 0 | 0 | 0 | 0 | 0
ST | 0 | 0 | 0 | 0 | 0 | 0
STOG | 0 | 0 | 0 | 0 | 0 | 0
STWD | 0 | 0 | 0 | 0 | 0 | 0
WT | 0 | 0 | 0 | 0 | 0 | 0
IGCC | 0 | 0 | 0 | 0 | 0 | 0
DemandResponse | 0 | 0 | 0 | 0 | 0 | 0
IGCC-CCS | 0 | 0 | 0 | 0 | 0 | 0
WT_off | 0 | 0 | 0 | 0 | 0 | 0
PseudoUnit | 0 | 0 | 0 | 0 | 0 | 0
FixedInterchange | 0 | 0 | 0 | 0 | 0 | 0
Retrofit VOM Costs by Reporting Type: SOCO
ReportingType | 2015 | 2020 | 2025 | 2030 | 2035 | 2040
BM | 0 | 0 | 0 | 0 | 0 | 0
CC | 0 | 0 | 0 | 0 | 0 | 0
CSP | 0 | 0 | 0 | 0 | 0 | 0
CT | 0 | 0 | 0 | 0 | 0 | 0
Coal | 67.64 | 25.89 | 0 | 0 | 0 | 0
Geo | 0 | 0 | 0 | 0 | 0 | 0
H | 0 | 0 | 0 | 0 | 0 | 0
LFG | 0 | 0 | 0 | 0 | 0 | 0
Nuc | 0 | 0 | 0 | 0 | 0 | 0
PS | 0 | 0 | 0 | 0 | 0 | 0
PV | 0 | 0 | 0 | 0 | 0 | 0
PeakG | 0 | 0 | 0 | 0 | 0 | 0
PeakO | 0 | 0 | 0 | 0 | 0 | 0
ST | 0 | 0 | 0 | 0 | 0 | 0
STOG | 0 | 0 | 0 | 0 | 0 | 0
STWD | 0 | 0 | 0 | 0 | 0 | 0
WT | 0 | 0 | 0 | 0 | 0 | 0
IGCC | 0 | 0 | 0 | 0 | 0 | 0
DemandResponse | 0 | 0 | 0 | 0 | 0 | 0
IGCC-CCS | 0 | 0 | 0 | 0 | 0 | 0
WT_off | 0 | 0 | 0 | 0 | 0 | 0
PseudoUnit | 0 | 0 | 0 | 0 | 0 | 0
FixedInterchange | 0 | 0 | 0 | 0 | 0 | 0
Retrofit VOM Costs by Reporting Type: SPP_N
ReportingType | 2015 | 2020 | 2025 | 2030 | 2035 | 2040
BM | 0 | 0 | 0 | 0 | 0 | 0
CC | 0 | 0 | 0 | 0 | 0 | 0
CSP | 0 | 0 | 0 | 0 | 0 | 0
CT | 0 | 0 | 0 | 0 | 0 | 0
Coal | 173.17 | 32.78 | 0 | 0 | 0 | 0
Geo | 0 | 0 | 0 | 0 | 0 | 0
H | 0 | 0 | 0 | 0 | 0 | 0
LFG | 0 | 0 | 0 | 0 | 0 | 0
Nuc | 0 | 0 | 0 | 0 | 0 | 0
PS | 0 | 0 | 0 | 0 | 0 | 0
PV | 0 | 0 | 0 | 0 | 0 | 0
PeakG | 0 | 0 | 0 | 0 | 0 | 0
PeakO | 0 | 0 | 0 | 0 | 0 | 0
ST | 0 | 0 | 0 | 0 | 0 | 0
STOG | 0 | 0 | 0 | 0 | 0 | 0
STWD | 0 | 0 | 0 | 0 | 0 | 0
WT | 0 | 0 | 0 | 0 | 0 | 0
IGCC | 0 | 0 | 0 | 0 | 0 | 0
DemandResponse | 0 | 0 | 0 | 0 | 0 | 0
IGCC-CCS | 0 | 0 | 0 | 0 | 0 | 0
WT_off | 0 | 0 | 0 | 0 | 0 | 0
PseudoUnit | 0 | 0 | 0 | 0 | 0 | 0
FixedInterchange | 0 | 0 | 0 | 0 | 0 | 0
Retrofit VOM Costs by Reporting Type: SPP_S
ReportingType | 2015 | 2020 | 2025 | 2030 | 2035 | 2040
BM | 0 | 0 | 0 | 0 | 0 | 0
CC | 0 | 0 | 0 | 0 | 0 | 0
CSP | 0 | 0 | 0 | 0 | 0 | 0
CT | 0 | 0 | 0 | 0 | 0 | 0
Coal | 40.23 | 29.18 | 0 | 0 | 0 | 0
Geo | 0 | 0 | 0 | 0 | 0 | 0
H | 0 | 0 | 0 | 0 | 0 | 0
LFG | 0 | 0 | 0 | 0 | 0 | 0
Nuc | 0 | 0 | 0 | 0 | 0 | 0
PS | 0 | 0 | 0 | 0 | 0 | 0
PV | 0 | 0 | 0 | 0 | 0 | 0
PeakG | 0 | 0 | 0 | 0 | 0 | 0
PeakO | 0 | 0 | 0 | 0 | 0 | 0
ST | 0 | 0 | 0 | 0 | 0 | 0
STOG | 0 | 0 | 0 | 0 | 0 | 0
STWD | 0 | 0 | 0 | 0 | 0 | 0
WT | 0 | 0 | 0 | 0 | 0 | 0
IGCC | 0 | 0 | 0 | 0 | 0 | 0
DemandResponse | 0 | 0 | 0 | 0 | 0 | 0
IGCC-CCS | 0 | 0 | 0 | 0 | 0 | 0
WT_off | 0 | 0 | 0 | 0 | 0 | 0
PseudoUnit | 0 | 0 | 0 | 0 | 0 | 0
FixedInterchange | 0 | 0 | 0 | 0 | 0 | 0
Retrofit VOM Costs by Reporting Type: TVA
ReportingType | 2015 | 2020 | 2025 | 2030 | 2035 | 2040
BM | 0 | 0 | 0 | 0 | 0 | 0
CC | 0 | 0 | 0 | 0 | 0 | 0
CSP | 0 | 0 | 0 | 0 | 0 | 0
CT | 0 | 0 | 0 | 0 | 0 | 0
Coal | 132.84 | 62.53 | 2.27 | 0 | 0 | 0
Geo | 0 | 0 | 0 | 0 | 0 | 0
H | 0 | 0 | 0 | 0 | 0 | 0
LFG | 0 | 0 | 0 | 0 | 0 | 0
Nuc | 0 | 0 | 0 | 0 | 0 | 0
PS | 0 | 0 | 0 | 0 | 0 | 0
PV | 0 | 0 | 0 | 0 | 0 | 0
PeakG | 0 | 0 | 0 | 0 | 0 | 0
PeakO | 0 | 0 | 0 | 0 | 0 | 0
ST | 0 | 0 | 0 | 0 | 0 | 0
STOG | 0 | 0 | 0 | 0 | 0 | 0
STWD | 0 | 0 | 0 | 0 | 0 | 0
WT | 0 | 0 | 0 | 0 | 0 | 0
IGCC | 0 | 0 | 0 | 0 | 0 | 0
DemandResponse | 0 | 0 | 0 | 0 | 0 | 0
IGCC-CCS | 0 | 0 | 0 | 0 | 0 | 0
WT_off | 0 | 0 | 0 | 0 | 0 | 0
PseudoUnit | 0 | 0 | 0 | 0 | 0 | 0
FixedInterchange | 0 | 0 | 0 | 0 | 0 | 0
Retrofit VOM Costs by Reporting Type: TVA_Transmission
ReportingType | 2015 | 2020 | 2025 | 2030 | 2035 | 2040
BM | 0 | 0 | 0 | 0 | 0 | 0
CC | 0 | 0 | 0 | 0 | 0 | 0
CSP | 0 | 0 | 0 | 0 | 0 | 0
CT | 0 | 0 | 0 | 0 | 0 | 0
Coal | 0 | 0 | 0 | 0 | 0 | 0
Geo | 0 | 0 | 0 | 0 | 0 | 0
H | 0 | 0 | 0 | 0 | 0 | 0
LFG | 0 | 0 | 0 | 0 | 0 | 0
Nuc | 0 | 0 | 0 | 0 | 0 | 0
PS | 0 | 0 | 0 | 0 | 0 | 0
PV | 0 | 0 | 0 | 0 | 0 | 0
PeakG | 0 | 0 | 0 | 0 | 0 | 0
PeakO | 0 | 0 | 0 | 0 | 0 | 0
ST | 0 | 0 | 0 | 0 | 0 | 0
STOG | 0 | 0 | 0 | 0 | 0 | 0
STWD | 0 | 0 | 0 | 0 | 0 | 0
WT | 0 | 0 | 0 | 0 | 0 | 0
IGCC | 0 | 0 | 0 | 0 | 0 | 0
DemandResponse | 0 | 0 | 0 | 0 | 0 | 0
IGCC-CCS | 0 | 0 | 0 | 0 | 0 | 0
WT_off | 0 | 0 | 0 | 0 | 0 | 0
PseudoUnit | 0 | 0 | 0 | 0 | 0 | 0
FixedInterchange | 0 | 0 | 0 | 0 | 0 | 0
Retrofit VOM Costs by Reporting Type: VACAR
ReportingType | 2015 | 2020 | 2025 | 2030 | 2035 | 2040
BM | 0 | 0 | 0 | 0 | 0 | 0
CC | 0 | 0 | 0 | 0 | 0 | 0
CSP | 0 | 0 | 0 | 0 | 0 | 0
CT | 0 | 0 | 0 | 0 | 0 | 0
Coal | 76.92 | 43.09 | 8.48 | 0 | 0 | 0
Geo | 0 | 0 | 0 | 0 | 0 | 0
H | 0 | 0 | 0 | 0 | 0 | 0
LFG | 0 | 0 | 0 | 0 | 0 | 0
Nuc | 0 | 0 | 0 | 0 | 0 | 0
PS | 0 | 0 | 0 | 0 | 0 | 0
PV | 0 | 0 | 0 | 0 | 0 | 0
PeakG | 0 | 0 | 0 | 0 | 0 | 0
PeakO | 0 | 0 | 0 | 0 | 0 | 0
ST | 0 | 0 | 0 | 0 | 0 | 0
STOG | 0 | 0 | 0 | 0 | 0 | 0
STWD | 0 | 0 | 0 | 0 | 0 | 0
WT | 0 | 0 | 0 | 0 | 0 | 0
IGCC | 0 | 0 | 0 | 0 | 0 | 0
DemandResponse | 0 | 0 | 0 | 0 | 0 | 0
IGCC-CCS | 0 | 0 | 0 | 0 | 0 | 0
WT_off | 0 | 0 | 0 | 0 | 0 | 0
PseudoUnit | 0 | 0 | 0 | 0 | 0 | 0
FixedInterchange | 0 | 0 | 0 | 0 | 0 | 0
Retrofit VOM Costs by Reporting Type: IESO
ReportingType | 2015 | 2020 | 2025 | 2030 | 2035 | 2040
BM | 0 | 0 | 0 | 0 | 0 | 0
CC | 0 | 0 | 0 | 0 | 0 | 0
CSP | 0 | 0 | 0 | 0 | 0 | 0
CT | 0 | 0 | 0 | 0 | 0 | 0
Coal | 0 | 0 | 0 | 0 | 0 | 0
Geo | 0 | 0 | 0 | 0 | 0 | 0
H | 0 | 0 | 0 | 0 | 0 | 0
LFG | 0 | 0 | 0 | 0 | 0 | 0
Nuc | 0 | 0 | 0 | 0 | 0 | 0
PS | 0 | 0 | 0 | 0 | 0 | 0
PV | 0 | 0 | 0 | 0 | 0 | 0
PeakG | 0 | 0 | 0 | 0 | 0 | 0
PeakO | 0 | 0 | 0 | 0 | 0 | 0
ST | 0 | 0 | 0 | 0 | 0 | 0
STOG | 0 | 0 | 0 | 0 | 0 | 0
STWD | 0 | 0 | 0 | 0 | 0 | 0
WT | 0 | 0 | 0 | 0 | 0 | 0
IGCC | 0 | 0 | 0 | 0 | 0 | 0
DemandResponse | 0 | 0 | 0 | 0 | 0 | 0
IGCC-CCS | 0 | 0 | 0 | 0 | 0 | 0
WT_off | 0 | 0 | 0 | 0 | 0 | 0
PseudoUnit | 0 | 0 | 0 | 0 | 0 | 0
FixedInterchange | 0 | 0 | 0 | 0 | 0 | 0
Retrofit VOM Costs by Reporting Type: MAPP_CA
ReportingType | 2015 | 2020 | 2025 | 2030 | 2035 | 2040
BM | 0 | 0 | 0 | 0 | 0 | 0
CC | 0 | 0 | 0 | 0 | 0 | 0
CSP | 0 | 0 | 0 | 0 | 0 | 0
CT | 0 | 0 | 0 | 0 | 0 | 0
Coal | 0 | 0 | 0 | 0 | 0 | 0
Geo | 0 | 0 | 0 | 0 | 0 | 0
H | 0 | 0 | 0 | 0 | 0 | 0
LFG | 0 | 0 | 0 | 0 | 0 | 0
Nuc | 0 | 0 | 0 | 0 | 0 | 0
PS | 0 | 0 | 0 | 0 | 0 | 0
PV | 0 | 0 | 0 | 0 | 0 | 0
PeakG | 0 | 0 | 0 | 0 | 0 | 0
PeakO | 0 | 0 | 0 | 0 | 0 | 0
ST | 0 | 0 | 0 | 0 | 0 | 0
STOG | 0 | 0 | 0 | 0 | 0 | 0
STWD | 0 | 0 | 0 | 0 | 0 | 0
WT | 0 | 0 | 0 | 0 | 0 | 0
IGCC | 0 | 0 | 0 | 0 | 0 | 0
DemandResponse | 0 | 0 | 0 | 0 | 0 | 0
IGCC-CCS | 0 | 0 | 0 | 0 | 0 | 0
WT_off | 0 | 0 | 0 | 0 | 0 | 0
PseudoUnit | 0 | 0 | 0 | 0 | 0 | 0
FixedInterchange | 0 | 0 | 0 | 0 | 0 | 0
Retrofit VOM Costs by Reporting Type: AZ_NM_SNV_Coal
ReportingType | 2015 | 2020 | 2025 | 2030 | 2035 | 2040
BM | 0 | 0 | 0 | 0 | 0 | 0
CC | 0 | 0 | 0 | 0 | 0 | 0
CSP | 0 | 0 | 0 | 0 | 0 | 0
CT | 0 | 0 | 0 | 0 | 0 | 0
Coal | 210.07 | 201.96 | 38.25 | 0 | 0 | 0
Geo | 0 | 0 | 0 | 0 | 0 | 0
H | 0 | 0 | 0 | 0 | 0 | 0
LFG | 0 | 0 | 0 | 0 | 0 | 0
Nuc | 0 | 0 | 0 | 0 | 0 | 0
PS | 0 | 0 | 0 | 0 | 0 | 0
PV | 0 | 0 | 0 | 0 | 0 | 0
PeakG | 0 | 0 | 0 | 0 | 0 | 0
PeakO | 0 | 0 | 0 | 0 | 0 | 0
ST | 0 | 0 | 0 | 0 | 0 | 0
STOG | 0 | 0 | 0 | 0 | 0 | 0
STWD | 0 | 0 | 0 | 0 | 0 | 0
WT | 0 | 0 | 0 | 0 | 0 | 0
IGCC | 0 | 0 | 0 | 0 | 0 | 0
DemandResponse | 0 | 0 | 0 | 0 | 0 | 0
IGCC-CCS | 0 | 0 | 0 | 0 | 0 | 0
WT_off | 0 | 0 | 0 | 0 | 0 | 0
PseudoUnit | 0 | 0 | 0 | 0 | 0 | 0
FixedInterchange | 0 | 0 | 0 | 0 | 0 | 0
Retrofit VOM Costs by Reporting Type: AZ_NM_SNV_Gas
ReportingType | 2015 | 2020 | 2025 | 2030 | 2035 | 2040
BM | 0 | 0 | 0 | 0 | 0 | 0
CC | 0 | 0 | 0 | 0 | 0 | 0
CSP | 0 | 0 | 0 | 0 | 0 | 0
CT | 0 | 0 | 0 | 0 | 0 | 0
Coal | 0 | 0 | 0 | 0 | 0 | 0
Geo | 0 | 0 | 0 | 0 | 0 | 0
H | 0 | 0 | 0 | 0 | 0 | 0
LFG | 0 | 0 | 0 | 0 | 0 | 0
Nuc | 0 | 0 | 0 | 0 | 0 | 0
PS | 0 | 0 | 0 | 0 | 0 | 0
PV | 0 | 0 | 0 | 0 | 0 | 0
PeakG | 0 | 0 | 0 | 0 | 0 | 0
PeakO | 0 | 0 | 0 | 0 | 0 | 0
ST | 0 | 0 | 0 | 0 | 0 | 0
STOG | 0 | 0 | 0 | 0 | 0 | 0
STWD | 0 | 0 | 0 | 0 | 0 | 0
WT | 0 | 0 | 0 | 0 | 0 | 0
IGCC | 0 | 0 | 0 | 0 | 0 | 0
DemandResponse | 0 | 0 | 0 | 0 | 0 | 0
IGCC-CCS | 0 | 0 | 0 | 0 | 0 | 0
WT_off | 0 | 0 | 0 | 0 | 0 | 0
PseudoUnit | 0 | 0 | 0 | 0 | 0 | 0
FixedInterchange | 0 | 0 | 0 | 0 | 0 | 0
Retrofit VOM Costs by Reporting Type: AZ_NM_SNV_NucRenew
ReportingType | 2015 | 2020 | 2025 | 2030 | 2035 | 2040
BM | 0 | 0 | 0 | 0 | 0 | 0
CC | 0 | 0 | 0 | 0 | 0 | 0
CSP | 0 | 0 | 0 | 0 | 0 | 0
CT | 0 | 0 | 0 | 0 | 0 | 0
Coal | 0 | 0 | 0 | 0 | 0 | 0
Geo | 0 | 0 | 0 | 0 | 0 | 0
H | 0 | 0 | 0 | 0 | 0 | 0
LFG | 0 | 0 | 0 | 0 | 0 | 0
Nuc | 0 | 0 | 0 | 0 | 0 | 0
PS | 0 | 0 | 0 | 0 | 0 | 0
PV | 0 | 0 | 0 | 0 | 0 | 0
PeakG | 0 | 0 | 0 | 0 | 0 | 0
PeakO | 0 | 0 | 0 | 0 | 0 | 0
ST | 0 | 0 | 0 | 0 | 0 | 0
STOG | 0 | 0 | 0 | 0 | 0 | 0
STWD | 0 | 0 | 0 | 0 | 0 | 0
WT | 0 | 0 | 0 | 0 | 0 | 0
IGCC | 0 | 0 | 0 | 0 | 0 | 0
DemandResponse | 0 | 0 | 0 | 0 | 0 | 0
IGCC-CCS | 0 | 0 | 0 | 0 | 0 | 0
WT_off | 0 | 0 | 0 | 0 | 0 | 0
PseudoUnit | 0 | 0 | 0 | 0 | 0 | 0
FixedInterchange | 0 | 0 | 0 | 0 | 0 | 0
Retrofit VOM Costs by Reporting Type: ERCOT
ReportingType | 2015 | 2020 | 2025 | 2030 | 2035 | 2040
BM | 0 | 0 | 0 | 0 | 0 | 0
CC | 0 | 0 | 0 | 0 | 0 | 0
CSP | 0 | 0 | 0 | 0 | 0 | 0
CT | 0 | 0 | 0 | 0 | 0 | 0
Coal | 100.3 | 58.94 | 0 | 0 | 0 | 0
Geo | 0 | 0 | 0 | 0 | 0 | 0
H | 0 | 0 | 0 | 0 | 0 | 0
LFG | 0 | 0 | 0 | 0 | 0 | 0
Nuc | 0 | 0 | 0 | 0 | 0 | 0
PS | 0 | 0 | 0 | 0 | 0 | 0
PV | 0 | 0 | 0 | 0 | 0 | 0
PeakG | 0 | 0 | 0 | 0 | 0 | 0
PeakO | 0 | 0 | 0 | 0 | 0 | 0
ST | 0 | 0 | 0 | 0 | 0 | 0
STOG | 0 | 0 | 0 | 0 | 0 | 0
STWD | 0 | 0 | 0 | 0 | 0 | 0
WT | 0 | 0 | 0 | 0 | 0 | 0
IGCC | 0 | 0 | 0 | 0 | 0 | 0
DemandResponse | 0 | 0 | 0 | 0 | 0 | 0
IGCC-CCS | 0 | 0 | 0 | 0 | 0 | 0
WT_off | 0 | 0 | 0 | 0 | 0 | 0
PseudoUnit | 0 | 0 | 0 | 0 | 0 | 0
FixedInterchange | 0 | 0 | 0 | 0 | 0 | 0
Retrofit VOM Costs by Reporting Type: NP15
ReportingType | 2015 | 2020 | 2025 | 2030 | 2035 | 2040
BM | 0 | 0 | 0 | 0 | 0 | 0
CC | 0 | 0 | 0 | 0 | 0 | 0
CSP | 0 | 0 | 0 | 0 | 0 | 0
CT | 0 | 0 | 0 | 0 | 0 | 0
Coal | 1.46 | 0 | 0 | 0 | 0 | 0
Geo | 0 | 0 | 0 | 0 | 0 | 0
H | 0 | 0 | 0 | 0 | 0 | 0
LFG | 0 | 0 | 0 | 0 | 0 | 0
Nuc | 0 | 0 | 0 | 0 | 0 | 0
PS | 0 | 0 | 0 | 0 | 0 | 0
PV | 0 | 0 | 0 | 0 | 0 | 0
PeakG | 0 | 0 | 0 | 0 | 0 | 0
PeakO | 0 | 0 | 0 | 0 | 0 | 0
ST | 0 | 0 | 0 | 0 | 0 | 0
STOG | 0 | 0 | 0 | 0 | 0 | 0
STWD | 0 | 0 | 0 | 0 | 0 | 0
WT | 0 | 0 | 0 | 0 | 0 | 0
IGCC | 0 | 0 | 0 | 0 | 0 | 0
DemandResponse | 0 | 0 | 0 | 0 | 0 | 0
IGCC-CCS | 0 | 0 | 0 | 0 | 0 | 0
WT_off | 0 | 0 | 0 | 0 | 0 | 0
PseudoUnit | 0 | 0 | 0 | 0 | 0 | 0
FixedInterchange | 0 | 0 | 0 | 0 | 0 | 0
Retrofit VOM Costs by Reporting Type: NWPP_Coal
ReportingType | 2015 | 2020 | 2025 | 2030 | 2035 | 2040
BM | 0 | 0 | 0 | 0 | 0 | 0
CC | 0 | 0 | 0 | 0 | 0 | 0
CSP | 0 | 0 | 0 | 0 | 0 | 0
CT | 0 | 0 | 0 | 0 | 0 | 0
Coal | 151.02 | 147.96 | 13.34 | 13.34 | 13.34 | 13.34
Geo | 0 | 0 | 0 | 0 | 0 | 0
H | 0 | 0 | 0 | 0 | 0 | 0
LFG | 0 | 0 | 0 | 0 | 0 | 0
Nuc | 0 | 0 | 0 | 0 | 0 | 0
PS | 0 | 0 | 0 | 0 | 0 | 0
PV | 0 | 0 | 0 | 0 | 0 | 0
PeakG | 0 | 0 | 0 | 0 | 0 | 0
PeakO | 0 | 0 | 0 | 0 | 0 | 0
ST | 0 | 0 | 0 | 0 | 0 | 0
STOG | 0 | 0 | 0 | 0 | 0 | 0
STWD | 0 | 0 | 0 | 0 | 0 | 0
WT | 0 | 0 | 0 | 0 | 0 | 0
IGCC | 0 | 0 | 0 | 0 | 0 | 0
DemandResponse | 0 | 0 | 0 | 0 | 0 | 0
IGCC-CCS | 0 | 0 | 0 | 0 | 0 | 0
WT_off | 0 | 0 | 0 | 0 | 0 | 0
PseudoUnit | 0 | 0 | 0 | 0 | 0 | 0
FixedInterchange | 0 | 0 | 0 | 0 | 0 | 0
Retrofit VOM Costs by Reporting Type: NWPP_Gas
ReportingType | 2015 | 2020 | 2025 | 2030 | 2035 | 2040
BM | 0 | 0 | 0 | 0 | 0 | 0
CC | 0 | 0 | 0 | 0 | 0 | 0
CSP | 0 | 0 | 0 | 0 | 0 | 0
CT | 0 | 0 | 0 | 0 | 0 | 0
Coal | 0 | 0 | 0 | 0 | 0 | 0
Geo | 0 | 0 | 0 | 0 | 0 | 0
H | 0 | 0 | 0 | 0 | 0 | 0
LFG | 0 | 0 | 0 | 0 | 0 | 0
Nuc | 0 | 0 | 0 | 0 | 0 | 0
PS | 0 | 0 | 0 | 0 | 0 | 0
PV | 0 | 0 | 0 | 0 | 0 | 0
PeakG | 0 | 0 | 0 | 0 | 0 | 0
PeakO | 0 | 0 | 0 | 0 | 0 | 0
ST | 0 | 0 | 0 | 0 | 0 | 0
STOG | 0 | 0 | 0 | 0 | 0 | 0
STWD | 0 | 0 | 0 | 0 | 0 | 0
WT | 0 | 0 | 0 | 0 | 0 | 0
IGCC | 0 | 0 | 0 | 0 | 0 | 0
DemandResponse | 0 | 0 | 0 | 0 | 0 | 0
IGCC-CCS | 0 | 0 | 0 | 0 | 0 | 0
WT_off | 0 | 0 | 0 | 0 | 0 | 0
PseudoUnit | 0 | 0 | 0 | 0 | 0 | 0
FixedInterchange | 0 | 0 | 0 | 0 | 0 | 0
Retrofit VOM Costs by Reporting Type: NWPP_NucRenew
ReportingType | 2015 | 2020 | 2025 | 2030 | 2035 | 2040
BM | 0 | 0 | 0 | 0 | 0 | 0
CC | 0 | 0 | 0 | 0 | 0 | 0
CSP | 0 | 0 | 0 | 0 | 0 | 0
CT | 0 | 0 | 0 | 0 | 0 | 0
Coal | 0 | 0 | 0 | 0 | 0 | 0
Geo | 0 | 0 | 0 | 0 | 0 | 0
H | 0 | 0 | 0 | 0 | 0 | 0
LFG | 0 | 0 | 0 | 0 | 0 | 0
Nuc | 0 | 0 | 0 | 0 | 0 | 0
PS | 0 | 0 | 0 | 0 | 0 | 0
PV | 0 | 0 | 0 | 0 | 0 | 0
PeakG | 0 | 0 | 0 | 0 | 0 | 0
PeakO | 0 | 0 | 0 | 0 | 0 | 0
ST | 0 | 0 | 0 | 0 | 0 | 0
STOG | 0 | 0 | 0 | 0 | 0 | 0
STWD | 0 | 0 | 0 | 0 | 0 | 0
WT | 0 | 0 | 0 | 0 | 0 | 0
IGCC | 0 | 0 | 0 | 0 | 0 | 0
DemandResponse | 0 | 0 | 0 | 0 | 0 | 0
IGCC-CCS | 0 | 0 | 0 | 0 | 0 | 0
WT_off | 0 | 0 | 0 | 0 | 0 | 0
PseudoUnit | 0 | 0 | 0 | 0 | 0 | 0
FixedInterchange | 0 | 0 | 0 | 0 | 0 | 0
Retrofit VOM Costs by Reporting Type: RMPA
ReportingType | 2015 | 2020 | 2025 | 2030 | 2035 | 2040
BM | 0 | 0 | 0 | 0 | 0 | 0
CC | 0 | 0 | 0 | 0 | 0 | 0
CSP | 0 | 0 | 0 | 0 | 0 | 0
CT | 0 | 0 | 0 | 0 | 0 | 0
Coal | 228.26 | 191.16 | 20.93 | 19.38 | 19.38 | 19.38
Geo | 0 | 0 | 0 | 0 | 0 | 0
H | 0 | 0 | 0 | 0 | 0 | 0
LFG | 0 | 0 | 0 | 0 | 0 | 0
Nuc | 0 | 0 | 0 | 0 | 0 | 0
PS | 0 | 0 | 0 | 0 | 0 | 0
PV | 0 | 0 | 0 | 0 | 0 | 0
PeakG | 0 | 0 | 0 | 0 | 0 | 0
PeakO | 0 | 0 | 0 | 0 | 0 | 0
ST | 0 | 0 | 0 | 0 | 0 | 0
STOG | 0 | 0 | 0 | 0 | 0 | 0
STWD | 0 | 0 | 0 | 0 | 0 | 0
WT | 0 | 0 | 0 | 0 | 0 | 0
IGCC | 0 | 0 | 0 | 0 | 0 | 0
DemandResponse | 0 | 0 | 0 | 0 | 0 | 0
IGCC-CCS | 0 | 0 | 0 | 0 | 0 | 0
WT_off | 0 | 0 | 0 | 0 | 0 | 0
PseudoUnit | 0 | 0 | 0 | 0 | 0 | 0
FixedInterchange | 0 | 0 | 0 | 0 | 0 | 0
Retrofit VOM Costs by Reporting Type: SP15
ReportingType | 2015 | 2020 | 2025 | 2030 | 2035 | 2040
BM | 0 | 0 | 0 | 0 | 0 | 0
CC | 0 | 0 | 0 | 0 | 0 | 0
CSP | 0 | 0 | 0 | 0 | 0 | 0
CT | 0 | 0 | 0 | 0 | 0 | 0
Coal | 5.19 | 5.66 | 0 | 0 | 0 | 0
Geo | 0 | 0 | 0 | 0 | 0 | 0
H | 0 | 0 | 0 | 0 | 0 | 0
LFG | 0 | 0 | 0 | 0 | 0 | 0
Nuc | 0 | 0 | 0 | 0 | 0 | 0
PS | 0 | 0 | 0 | 0 | 0 | 0
PV | 0 | 0 | 0 | 0 | 0 | 0
PeakG | 0 | 0 | 0 | 0 | 0 | 0
PeakO | 0 | 0 | 0 | 0 | 0 | 0
ST | 0 | 0 | 0 | 0 | 0 | 0
STOG | 0 | 0 | 0 | 0 | 0 | 0
STWD | 0 | 0 | 0 | 0 | 0 | 0
WT | 0 | 0 | 0 | 0 | 0 | 0
IGCC | 0 | 0 | 0 | 0 | 0 | 0
DemandResponse | 0 | 0 | 0 | 0 | 0 | 0
IGCC-CCS | 0 | 0 | 0 | 0 | 0 | 0
WT_off | 0 | 0 | 0 | 0 | 0 | 0
PseudoUnit | 0 | 0 | 0 | 0 | 0 | 0
FixedInterchange | 0 | 0 | 0 | 0 | 0 | 0
Retrofit VOM Costs by Reporting Type: ALB
ReportingType | 2015 | 2020 | 2025 | 2030 | 2035 | 2040
BM | 0 | 0 | 0 | 0 | 0 | 0
CC | 0 | 0 | 0 | 0 | 0 | 0
CSP | 0 | 0 | 0 | 0 | 0 | 0
CT | 0 | 0 | 0 | 0 | 0 | 0
Coal | 21.2 | 21.2 | 17.24 | 0 | 0 | 0
Geo | 0 | 0 | 0 | 0 | 0 | 0
H | 0 | 0 | 0 | 0 | 0 | 0
LFG | 0 | 0 | 0 | 0 | 0 | 0
Nuc | 0 | 0 | 0 | 0 | 0 | 0
PS | 0 | 0 | 0 | 0 | 0 | 0
PV | 0 | 0 | 0 | 0 | 0 | 0
PeakG | 0 | 0 | 0 | 0 | 0 | 0
PeakO | 0 | 0 | 0 | 0 | 0 | 0
ST | 0 | 0 | 0 | 0 | 0 | 0
STOG | 0 | 0 | 0 | 0 | 0 | 0
STWD | 0 | 0 | 0 | 0 | 0 | 0
WT | 0 | 0 | 0 | 0 | 0 | 0
IGCC | 0 | 0 | 0 | 0 | 0 | 0
DemandResponse | 0 | 0 | 0 | 0 | 0 | 0
IGCC-CCS | 0 | 0 | 0 | 0 | 0 | 0
WT_off | 0 | 0 | 0 | 0 | 0 | 0
PseudoUnit | 0 | 0 | 0 | 0 | 0 | 0
FixedInterchange | 0 | 0 | 0 | 0 | 0 | 0
Retrofit VOM Costs by Reporting Type: BC
ReportingType | 2015 | 2020 | 2025 | 2030 | 2035 | 2040
BM | 0 | 0 | 0 | 0 | 0 | 0
CC | 0 | 0 | 0 | 0 | 0 | 0
CSP | 0 | 0 | 0 | 0 | 0 | 0
CT | 0 | 0 | 0 | 0 | 0 | 0
Coal | 0 | 0 | 0 | 0 | 0 | 0
Geo | 0 | 0 | 0 | 0 | 0 | 0
H | 0 | 0 | 0 | 0 | 0 | 0
LFG | 0 | 0 | 0 | 0 | 0 | 0
Nuc | 0 | 0 | 0 | 0 | 0 | 0
PS | 0 | 0 | 0 | 0 | 0 | 0
PV | 0 | 0 | 0 | 0 | 0 | 0
PeakG | 0 | 0 | 0 | 0 | 0 | 0
PeakO | 0 | 0 | 0 | 0 | 0 | 0
ST | 0 | 0 | 0 | 0 | 0 | 0
STOG | 0 | 0 | 0 | 0 | 0 | 0
STWD | 0 | 0 | 0 | 0 | 0 | 0
WT | 0 | 0 | 0 | 0 | 0 | 0
IGCC | 0 | 0 | 0 | 0 | 0 | 0
DemandResponse | 0 | 0 | 0 | 0 | 0 | 0
IGCC-CCS | 0 | 0 | 0 | 0 | 0 | 0
WT_off | 0 | 0 | 0 | 0 | 0 | 0
PseudoUnit | 0 | 0 | 0 | 0 | 0 | 0
FixedInterchange | 0 | 0 | 0 | 0 | 0 | 0
Retrofit VOM Costs by Reporting Type: HQ_IESO
ReportingType | 2015 | 2020 | 2025 | 2030 | 2035 | 2040
BM | 0 | 0 | 0 | 0 | 0 | 0
CC | 0 | 0 | 0 | 0 | 0 | 0
CSP | 0 | 0 | 0 | 0 | 0 | 0
CT | 0 | 0 | 0 | 0 | 0 | 0
Coal | 0 | 0 | 0 | 0 | 0 | 0
Geo | 0 | 0 | 0 | 0 | 0 | 0
H | 0 | 0 | 0 | 0 | 0 | 0
LFG | 0 | 0 | 0 | 0 | 0 | 0
Nuc | 0 | 0 | 0 | 0 | 0 | 0
PS | 0 | 0 | 0 | 0 | 0 | 0
PV | 0 | 0 | 0 | 0 | 0 | 0
PeakG | 0 | 0 | 0 | 0 | 0 | 0
PeakO | 0 | 0 | 0 | 0 | 0 | 0
ST | 0 | 0 | 0 | 0 | 0 | 0
STOG | 0 | 0 | 0 | 0 | 0 | 0
STWD | 0 | 0 | 0 | 0 | 0 | 0
WT | 0 | 0 | 0 | 0 | 0 | 0
IGCC | 0 | 0 | 0 | 0 | 0 | 0
DemandResponse | 0 | 0 | 0 | 0 | 0 | 0
IGCC-CCS | 0 | 0 | 0 | 0 | 0 | 0
WT_off | 0 | 0 | 0 | 0 | 0 | 0
PseudoUnit | 0 | 0 | 0 | 0 | 0 | 0
FixedInterchange | 0 | 0 | 0 | 0 | 0 | 0
Retrofit VOM Costs by Reporting Type: HQ_NEISO
ReportingType | 2015 | 2020 | 2025 | 2030 | 2035 | 2040
BM | 0 | 0 | 0 | 0 | 0 | 0
CC | 0 | 0 | 0 | 0 | 0 | 0
CSP | 0 | 0 | 0 | 0 | 0 | 0
CT | 0 | 0 | 0 | 0 | 0 | 0
Coal | 0 | 0 | 0 | 0 | 0 | 0
Geo | 0 | 0 | 0 | 0 | 0 | 0
H | 0 | 0 | 0 | 0 | 0 | 0
LFG | 0 | 0 | 0 | 0 | 0 | 0
Nuc | 0 | 0 | 0 | 0 | 0 | 0
PS | 0 | 0 | 0 | 0 | 0 | 0
PV | 0 | 0 | 0 | 0 | 0 | 0
PeakG | 0 | 0 | 0 | 0 | 0 | 0
PeakO | 0 | 0 | 0 | 0 | 0 | 0
ST | 0 | 0 | 0 | 0 | 0 | 0
STOG | 0 | 0 | 0 | 0 | 0 | 0
STWD | 0 | 0 | 0 | 0 | 0 | 0
WT | 0 | 0 | 0 | 0 | 0 | 0
IGCC | 0 | 0 | 0 | 0 | 0 | 0
DemandResponse | 0 | 0 | 0 | 0 | 0 | 0
IGCC-CCS | 0 | 0 | 0 | 0 | 0 | 0
WT_off | 0 | 0 | 0 | 0 | 0 | 0
PseudoUnit | 0 | 0 | 0 | 0 | 0 | 0
FixedInterchange | 0 | 0 | 0 | 0 | 0 | 0
Retrofit VOM Costs by Reporting Type: HQ_NY
ReportingType | 2015 | 2020 | 2025 | 2030 | 2035 | 2040
BM | 0 | 0 | 0 | 0 | 0 | 0
CC | 0 | 0 | 0 | 0 | 0 | 0
CSP | 0 | 0 | 0 | 0 | 0 | 0
CT | 0 | 0 | 0 | 0 | 0 | 0
Coal | 0 | 0 | 0 | 0 | 0 | 0
Geo | 0 | 0 | 0 | 0 | 0 | 0
H | 0 | 0 | 0 | 0 | 0 | 0
LFG | 0 | 0 | 0 | 0 | 0 | 0
Nuc | 0 | 0 | 0 | 0 | 0 | 0
PS | 0 | 0 | 0 | 0 | 0 | 0
PV | 0 | 0 | 0 | 0 | 0 | 0
PeakG | 0 | 0 | 0 | 0 | 0 | 0
PeakO | 0 | 0 | 0 | 0 | 0 | 0
ST | 0 | 0 | 0 | 0 | 0 | 0
STOG | 0 | 0 | 0 | 0 | 0 | 0
STWD | 0 | 0 | 0 | 0 | 0 | 0
WT | 0 | 0 | 0 | 0 | 0 | 0
IGCC | 0 | 0 | 0 | 0 | 0 | 0
DemandResponse | 0 | 0 | 0 | 0 | 0 | 0
IGCC-CCS | 0 | 0 | 0 | 0 | 0 | 0
WT_off | 0 | 0 | 0 | 0 | 0 | 0
PseudoUnit | 0 | 0 | 0 | 0 | 0 | 0
FixedInterchange | 0 | 0 | 0 | 0 | 0 | 0
Retrofit VOM Costs by Reporting Type: MARITIMES
ReportingType | 2015 | 2020 | 2025 | 2030 | 2035 | 2040
BM | 0 | 0 | 0 | 0 | 0 | 0
CC | 0 | 0 | 0 | 0 | 0 | 0
CSP | 0 | 0 | 0 | 0 | 0 | 0
CT | 0 | 0 | 0 | 0 | 0 | 0
Coal | 0 | 0 | 0 | 0 | 0 | 0
Geo | 0 | 0 | 0 | 0 | 0 | 0
H | 0 | 0 | 0 | 0 | 0 | 0
LFG | 0 | 0 | 0 | 0 | 0 | 0
Nuc | 0 | 0 | 0 | 0 | 0 | 0
PS | 0 | 0 | 0 | 0 | 0 | 0
PV | 0 | 0 | 0 | 0 | 0 | 0
PeakG | 0 | 0 | 0 | 0 | 0 | 0
PeakO | 0 | 0 | 0 | 0 | 0 | 0
ST | 0 | 0 | 0 | 0 | 0 | 0
STOG | 0 | 0 | 0 | 0 | 0 | 0
STWD | 0 | 0 | 0 | 0 | 0 | 0
WT | 0 | 0 | 0 | 0 | 0 | 0
IGCC | 0 | 0 | 0 | 0 | 0 | 0
DemandResponse | 0 | 0 | 0 | 0 | 0 | 0
IGCC-CCS | 0 | 0 | 0 | 0 | 0 | 0
WT_off | 0 | 0 | 0 | 0 | 0 | 0
PseudoUnit | 0 | 0 | 0 | 0 | 0 | 0
FixedInterchange | 0 | 0 | 0 | 0 | 0 | 0
retrofit VOM Costs by Reporting Type: All
ReportingType | 2015 | 2020 | 2025 | 2030 | 2035 | 2040
BM | 0 | 0 | 0 | 0 | 0 | 0
CC | 0 | 0 | 0 | 0 | 0 | 0
CSP | 0 | 0 | 0 | 0 | 0 | 0
CT | 0 | 0 | 0 | 0 | 0 | 0
Coal | 2309.13 | 1418.35 | 159.74 | 69.58 | 75.64 | 75.64
Geo | 0 | 0 | 0 | 0 | 0 | 0
H | 0 | 0 | 0 | 0 | 0 | 0
LFG | 0 | 0 | 0 | 0 | 0 | 0
Nuc | 0 | 0 | 0 | 0 | 0 | 0
PS | 0 | 0 | 0 | 0 | 0 | 0
PV | 0 | 0 | 0 | 0 | 0 | 0
PeakG | 0 | 0 | 0 | 0 | 0 | 0
PeakO | 0 | 0 | 0 | 0 | 0 | 0
ST | 0 | 0 | 0 | 0 | 0 | 0
STOG | 0 | 0 | 0 | 0 | 0 | 0
STWD | 0 | 0 | 0 | 0 | 0 | 0
WT | 0 | 0 | 0 | 0 | 0 | 0
IGCC | 0 | 0 | 0 | 0 | 0 | 0
DemandResponse | 0 | 0 | 0 | 0 | 0 | 0
IGCC-CCS | 0 | 0 | 0 | 0 | 0 | 0
WT_off | 0 | 0 | 0 | 0 | 0 | 0
PseudoUnit | 0 | 0 | 0 | 0 | 0 | 0
FixedInterchange | 0 | 0 | 0 | 0 | 0 | 0
retrofit VOM Costs by Reporting Type: EI_US
ReportingType | 2015 | 2020 | 2025 | 2030 | 2035 | 2040
BM | 0 | 0 | 0 | 0 | 0 | 0
CC | 0 | 0 | 0 | 0 | 0 | 0
CSP | 0 | 0 | 0 | 0 | 0 | 0
CT | 0 | 0 | 0 | 0 | 0 | 0
Coal | 1591.63 | 791.46 | 69.99 | 36.86 | 42.92 | 42.92
Geo | 0 | 0 | 0 | 0 | 0 | 0
H | 0 | 0 | 0 | 0 | 0 | 0
LFG | 0 | 0 | 0 | 0 | 0 | 0
Nuc | 0 | 0 | 0 | 0 | 0 | 0
PS | 0 | 0 | 0 | 0 | 0 | 0
PV | 0 | 0 | 0 | 0 | 0 | 0
PeakG | 0 | 0 | 0 | 0 | 0 | 0
PeakO | 0 | 0 | 0 | 0 | 0 | 0
ST | 0 | 0 | 0 | 0 | 0 | 0
STOG | 0 | 0 | 0 | 0 | 0 | 0
STWD | 0 | 0 | 0 | 0 | 0 | 0
WT | 0 | 0 | 0 | 0 | 0 | 0
IGCC | 0 | 0 | 0 | 0 | 0 | 0
DemandResponse | 0 | 0 | 0 | 0 | 0 | 0
IGCC-CCS | 0 | 0 | 0 | 0 | 0 | 0
WT_off | 0 | 0 | 0 | 0 | 0 | 0
PseudoUnit | 0 | 0 | 0 | 0 | 0 | 0
FixedInterchange | 0 | 0 | 0 | 0 | 0 | 0
retrofit VOM Costs by Reporting Type: EI_Canada
ReportingType | 2015 | 2020 | 2025 | 2030 | 2035 | 2040
BM | 0 | 0 | 0 | 0 | 0 | 0
CC | 0 | 0 | 0 | 0 | 0 | 0
CSP | 0 | 0 | 0 | 0 | 0 | 0
CT | 0 | 0 | 0 | 0 | 0 | 0
Coal | 0 | 0 | 0 | 0 | 0 | 0
Geo | 0 | 0 | 0 | 0 | 0 | 0
H | 0 | 0 | 0 | 0 | 0 | 0
LFG | 0 | 0 | 0 | 0 | 0 | 0
Nuc | 0 | 0 | 0 | 0 | 0 | 0
PS | 0 | 0 | 0 | 0 | 0 | 0
PV | 0 | 0 | 0 | 0 | 0 | 0
PeakG | 0 | 0 | 0 | 0 | 0 | 0
PeakO | 0 | 0 | 0 | 0 | 0 | 0
ST | 0 | 0 | 0 | 0 | 0 | 0
STOG | 0 | 0 | 0 | 0 | 0 | 0
STWD | 0 | 0 | 0 | 0 | 0 | 0
WT | 0 | 0 | 0 | 0 | 0 | 0
IGCC | 0 | 0 | 0 | 0 | 0 | 0
DemandResponse | 0 | 0 | 0 | 0 | 0 | 0
IGCC-CCS | 0 | 0 | 0 | 0 | 0 | 0
WT_off | 0 | 0 | 0 | 0 | 0 | 0
PseudoUnit | 0 | 0 | 0 | 0 | 0 | 0
FixedInterchange | 0 | 0 | 0 | 0 | 0 | 0
retrofit VOM Costs by Reporting Type: EI
ReportingType | 2015 | 2020 | 2025 | 2030 | 2035 | 2040
BM | 0 | 0 | 0 | 0 | 0 | 0
CC | 0 | 0 | 0 | 0 | 0 | 0
CSP | 0 | 0 | 0 | 0 | 0 | 0
CT | 0 | 0 | 0 | 0 | 0 | 0
Coal | 1591.63 | 791.46 | 69.99 | 36.86 | 42.92 | 42.92
Geo | 0 | 0 | 0 | 0 | 0 | 0
H | 0 | 0 | 0 | 0 | 0 | 0
LFG | 0 | 0 | 0 | 0 | 0 | 0
Nuc | 0 | 0 | 0 | 0 | 0 | 0
PS | 0 | 0 | 0 | 0 | 0 | 0
PV | 0 | 0 | 0 | 0 | 0 | 0
PeakG | 0 | 0 | 0 | 0 | 0 | 0
PeakO | 0 | 0 | 0 | 0 | 0 | 0
ST | 0 | 0 | 0 | 0 | 0 | 0
STOG | 0 | 0 | 0 | 0 | 0 | 0
STWD | 0 | 0 | 0 | 0 | 0 | 0
WT | 0 | 0 | 0 | 0 | 0 | 0
IGCC | 0 | 0 | 0 | 0 | 0 | 0
DemandResponse | 0 | 0 | 0 | 0 | 0 | 0
IGCC-CCS | 0 | 0 | 0 | 0 | 0 | 0
WT_off | 0 | 0 | 0 | 0 | 0 | 0
PseudoUnit | 0 | 0 | 0 | 0 | 0 | 0
FixedInterchange | 0 | 0 | 0 | 0 | 0 | 0
retrofit VOM Costs by Reporting Type: Outside_EI
ReportingType | 2015 | 2020 | 2025 | 2030 | 2035 | 2040
BM | 0 | 0 | 0 | 0 | 0 | 0
CC | 0 | 0 | 0 | 0 | 0 | 0
CSP | 0 | 0 | 0 | 0 | 0 | 0
CT | 0 | 0 | 0 | 0 | 0 | 0
Coal | 717.5 | 626.88 | 89.75 | 32.72 | 32.72 | 32.72
Geo | 0 | 0 | 0 | 0 | 0 | 0
H | 0 | 0 | 0 | 0 | 0 | 0
LFG | 0 | 0 | 0 | 0 | 0 | 0
Nuc | 0 | 0 | 0 | 0 | 0 | 0
PS | 0 | 0 | 0 | 0 | 0 | 0
PV | 0 | 0 | 0 | 0 | 0 | 0
PeakG | 0 | 0 | 0 | 0 | 0 | 0
PeakO | 0 | 0 | 0 | 0 | 0 | 0
ST | 0 | 0 | 0 | 0 | 0 | 0
STOG | 0 | 0 | 0 | 0 | 0 | 0
STWD | 0 | 0 | 0 | 0 | 0 | 0
WT | 0 | 0 | 0 | 0 | 0 | 0
IGCC | 0 | 0 | 0 | 0 | 0 | 0
DemandResponse | 0 | 0 | 0 | 0 | 0 | 0
IGCC-CCS | 0 | 0 | 0 | 0 | 0 | 0
WT_off | 0 | 0 | 0 | 0 | 0 | 0
PseudoUnit | 0 | 0 | 0 | 0 | 0 | 0
FixedInterchange | 0 | 0 | 0 | 0 | 0 | 0
#10 | Base FOM Costs ($million)
Base FOM Costs by Reporting Type: Entergy
ReportingType | 2015 | 2020 | 2025 | 2030 | 2035 | 2040
BM | 0 | 0 | 0 | 0 | 0 | 0
CC | 450.32 | 608.95 | 505.87 | 533.88 | 598.76 | 612.57
CSP | 0 | 0 | 0 | 0 | 0 | 0
CT | 0 | 0 | 0 | 0 | 0 | 0
Coal | 513.76 | 146.29 | 21.37 | 21.37 | 21.37 | 21.37
Geo | 0 | 0 | 0 | 0 | 0 | 0
H | 10.6 | 10.6 | 10.6 | 10.6 | 10.6 | 10.6
LFG | 0.97 | 0.97 | 10.02 | 13.89 | 13.89 | 13.89
Nuc | 789.41 | 804.93 | 789.41 | 789.41 | 666.82 | 1125.48
PS | 1.4 | 1.4 | 1.4 | 1.4 | 1.4 | 1.4
PV | 0 | 1.03 | 1.52 | 1.52 | 1.52 | 1.55
PeakG | 47.54 | 69.98 | 49.29 | 63.1 | 67 | 67
PeakO | 4.42 | 5.87 | 5.08 | 5.22 | 5.22 | 5.22
ST | 0 | 0 | 0 | 0 | 0 | 0
STOG | 80.09 | 94.77 | 81.24 | 0 | 0 | 0
STWD | 6.6 | 8.26 | 6.73 | 6.73 | 6.73 | 6.73
WT | 3.66 | 3.66 | 3.66 | 3.66 | 3.66 | 3.66
IGCC | 0 | 0 | 0 | 0 | 0 | 0
DemandResponse | 0 | 0 | 0 | 0 | 0 | 0
IGCC-CCS | 0 | 0 | 0 | 0 | 0 | 0
WT_off | 0 | 0 | 0 | 0 | 0 | 0
PseudoUnit | 0 | 0 | 0 | 0 | 0 | 0
FixedInterchange | 0 | 0 | 0 | 0 | 0 | 0
Base FOM Costs by Reporting Type: FRCC
ReportingType | 2015 | 2020 | 2025 | 2030 | 2035 | 2040
BM | 0 | 0 | 0 | 0 | 0 | 0
CC | 836.26 | 1020.71 | 858.99 | 566.2 | 631.59 | 650.03
CSP | 0 | 0 | 0 | 0 | 0 | 0
CT | 16.6 | 16.6 | 16.6 | 16.6 | 0 | 0
Coal | 139.37 | 37.18 | 0 | 0 | 0 | 0
Geo | 0 | 0 | 0 | 0 | 0 | 0
H | 0.78 | 0.78 | 0.78 | 0.78 | 0.78 | 0.78
LFG | 58.63 | 58.63 | 82.46 | 82.46 | 82.46 | 82.46
Nuc | 601.49 | 635.55 | 806.51 | 1948.4 | 2441.92 | 2361.88
PS | 0 | 0 | 0 | 0 | 0 | 0
PV | 0.75 | 0.75 | 0.75 | 0.75 | 0.75 | 0.75
PeakG | 149.81 | 217.71 | 155.12 | 173.48 | 173.48 | 173.48
PeakO | 64.61 | 83.43 | 68.43 | 0 | 0 | 0
ST | 0 | 0 | 0 | 0 | 0 | 0
STOG | 0 | 0 | 0 | 0 | 0 | 0
STWD | 6.25 | 7.82 | 6.37 | 6.37 | 6.37 | 6.37
WT | 0 | 0 | 0 | 0 | 0 | 0
IGCC | 0 | 0 | 0 | 0 | 0 | 0
DemandResponse | 0 | 0 | 0 | 0 | 0 | 0
IGCC-CCS | 0 | 0 | 0 | 0 | 0 | 0
WT_off | 0 | 0 | 0 | 0 | 0 | 0
PseudoUnit | 0 | 0 | 0 | 0 | 0 | 0
FixedInterchange | 0 | 0 | 0 | 0 | 0 | 0
Base FOM Costs by Reporting Type: MAPP_US
ReportingType | 2015 | 2020 | 2025 | 2030 | 2035 | 2040
BM | 0 | 0 | 0 | 0 | 0 | 0
CC | 8.58 | 10.9 | 8.79 | 8.81 | 9.52 | 10.72
CSP | 0 | 0 | 0 | 0 | 0 | 0
CT | 2.06 | 3.22 | 3.22 | 6.37 | 6.61 | 6.81
Coal | 108.63 | 78.84 | 25.1 | 0 | 0 | 0
Geo | 3.95 | 3.95 | 3.95 | 3.95 | 3.95 | 3.95
H | 31.14 | 31.14 | 31.14 | 31.14 | 31.14 | 31.14
LFG | 0.24 | 0.24 | 0.24 | 8.86 | 8.86 | 8.86
Nuc | 0.01 | 0.01 | 0.01 | 0.01 | 0.01 | 0.01
PS | 0 | 0 | 0 | 0 | 0 | 0
PV | 0 | 0 | 0 | 0 | 0 | 0
PeakG | 12.29 | 19.13 | 14.16 | 16.07 | 17.04 | 17.04
PeakO | 9.49 | 12.94 | 10.37 | 10.37 | 10.37 | 10.37
ST | 0 | 0 | 0 | 0 | 0 | 0
STOG | 1.58 | 1.87 | 1.6 | 1.6 | 1.6 | 1.6
STWD | 0 | 0 | 0 | 0 | 0 | 0
WT | 55.22 | 161.17 | 266.19 | 274.68 | 274.68 | 274.68
IGCC | 0 | 0 | 0 | 0 | 0 | 0
DemandResponse | 0 | 0 | 0 | 0 | 0 | 0
IGCC-CCS | 0 | 0 | 0 | 0 | 0 | 0
WT_off | 0 | 0 | 0 | 0 | 0 | 0
PseudoUnit | 0 | 0 | 0 | 0 | 0 | 0
FixedInterchange | 0 | 0 | 0 | 0 | 0 | 0
Base FOM Costs by Reporting Type: MISO_IN
ReportingType | 2015 | 2020 | 2025 | 2030 | 2035 | 2040
BM | 0 | 0 | 0 | 0 | 0 | 0
CC | 59.51 | 290.37 | 280.01 | 283.53 | 289.49 | 289.49
CSP | 0 | 0 | 0 | 0 | 0 | 0
CT | 0 | 0 | 0 | 0 | 0 | 0
Coal | 602.55 | 391.57 | 193.83 | 0 | 0 | 0
Geo | 0 | 0 | 0 | 0 | 0 | 0
H | 1.07 | 1.07 | 1.07 | 1.07 | 1.07 | 1.07
LFG | 4.46 | 4.46 | 14.11 | 14.11 | 14.11 | 14.11
Nuc | 0.01 | 0.01 | 0.01 | 0.01 | 0.01 | 0.01
PS | 0 | 0 | 0 | 0 | 0 | 0
PV | 0 | 3.77 | 5.63 | 5.69 | 5.69 | 5.69
PeakG | 52.35 | 76.94 | 54.27 | 73.39 | 73.39 | 73.39
PeakO | 10.59 | 13.5 | 10.82 | 10.82 | 10.82 | 10.82
ST | 0 | 0 | 0 | 0 | 0 | 0
STOG | 12.26 | 14.51 | 12.44 | 12.44 | 12.44 | 12.44
STWD | 0 | 0 | 0 | 0 | 0 | 0
WT | 18.31 | 18.31 | 18.31 | 1322.68 | 1322.68 | 1322.68
IGCC | 30.22 | 30.22 | 30.22 | 30.22 | 30.22 | 30.22
DemandResponse | 0 | 0 | 0 | 0 | 0 | 0
IGCC-CCS | 0 | 0 | 0 | 0 | 0 | 0
WT_off | 0 | 0 | 0 | 0 | 0 | 0
PseudoUnit | 0 | 0 | 0 | 0 | 0 | 0
FixedInterchange | 0 | 0 | 0 | 0 | 0 | 0
Base FOM Costs by Reporting Type: MISO_MI
ReportingType | 2015 | 2020 | 2025 | 2030 | 2035 | 2040
BM | 0 | 0 | 0 | 0 | 0 | 0
CC | 163.59 | 219 | 189.15 | 195.54 | 207.76 | 207.76
CSP | 0 | 0 | 0 | 0 | 0 | 0
CT | 0 | 0 | 0 | 0 | 0 | 0
Coal | 311.31 | 0 | 0 | 0 | 0 | 0
Geo | 0 | 0 | 0 | 0 | 0 | 0
H | 2.01 | 2.01 | 2.01 | 2.01 | 2.01 | 2.01
LFG | 19.67 | 19.67 | 38.95 | 38.95 | 38.95 | 38.95
Nuc | 275.03 | 275.03 | 275.03 | 275.03 | 161.75 | 417.74
PS | 44.44 | 44.44 | 44.44 | 44.44 | 44.44 | 44.44
PV | 0 | 0 | 0 | 0 | 0 | 0
PeakG | 61.2 | 89.88 | 71.67 | 85.63 | 85.63 | 85.63
PeakO | 15.67 | 19.97 | 16.01 | 16.01 | 16.01 | 16.01
ST | 0 | 0 | 0 | 0 | 0 | 0
STOG | 125.33 | 148.3 | 127.13 | 127.13 | 127.13 | 127.13
STWD | 5.22 | 6.54 | 5.33 | 5.33 | 5.33 | 5.33
WT | 61.65 | 72.79 | 72.79 | 78.5 | 78.5 | 78.5
IGCC | 0 | 0 | 0 | 0 | 0 | 0
DemandResponse | 0 | 0 | 0 | 0 | 0 | 0
IGCC-CCS | 0 | 0 | 0 | 0 | 0 | 0
WT_off | 0 | 0 | 0 | 0 | 0 | 0
PseudoUnit | 0 | 0 | 0 | 0 | 0 | 0
FixedInterchange | 0 | 0 | 0 | 0 | 0 | 0
Base FOM Costs by Reporting Type: MISO_MO-IL
ReportingType | 2015 | 2020 | 2025 | 2030 | 2035 | 2040
BM | 0 | 0 | 0 | 0 | 0 | 0
CC | 31.4 | 71.84 | 63.98 | 67.14 | 71.17 | 71.17
CSP | 0 | 0 | 0 | 0 | 0 | 0
CT | 0 | 0 | 0 | 0 | 0 | 0
Coal | 742.54 | 209.53 | 136.87 | 63.42 | 63.42 | 65.69
Geo | 0 | 0 | 0 | 0 | 0 | 0
H | 5.01 | 5.01 | 9 | 9 | 9 | 9
LFG | 2.17 | 2.17 | 29.04 | 29.04 | 29.04 | 29.04
Nuc | 308.98 | 325.11 | 325.11 | 325.11 | 325.11 | 325.11
PS | 10.45 | 10.45 | 10.45 | 10.45 | 10.45 | 10.45
PV | 0 | 0 | 0 | 0 | 0 | 0
PeakG | 77.83 | 114.84 | 80.73 | 103.92 | 110.46 | 110.46
PeakO | 21.48 | 28.65 | 22.96 | 22.96 | 22.96 | 22.96
ST | 0 | 0 | 0 | 0 | 0 | 0
STOG | 26.02 | 30.78 | 26.39 | 26.39 | 26.39 | 26.39
STWD | 0 | 0 | 0 | 0 | 0 | 0
WT | 21.36 | 21.36 | 178.56 | 315.76 | 315.76 | 422.65
IGCC | 0 | 0 | 0 | 0 | 0 | 0
DemandResponse | 0 | 0 | 0 | 0 | 0 | 0
IGCC-CCS | 0 | 0 | 0 | 0 | 0 | 0
WT_off | 0 | 0 | 0 | 0 | 0 | 0
PseudoUnit | 0 | 0 | 0 | 0 | 0 | 0
FixedInterchange | 0 | 0 | 0 | 0 | 0 | 0
Base FOM Costs by Reporting Type: MISO_W
ReportingType | 2015 | 2020 | 2025 | 2030 | 2035 | 2040
BM | 0 | 0 | 0 | 0 | 0 | 0
CC | 90.43 | 114.8 | 92.68 | 92.68 | 109.48 | 112.22
CSP | 0 | 0 | 0 | 0 | 0 | 0
CT | 0 | 0 | 0 | 0 | 0 | 0
Coal | 639.01 | 345.94 | 265.92 | 39.2 | 42.57 | 48.3
Geo | 0 | 0 | 0 | 0 | 0 | 0
H | 7.08 | 7.08 | 7.08 | 7.08 | 7.08 | 7.08
LFG | 24.73 | 24.73 | 24.73 | 33.36 | 33.36 | 33.36
Nuc | 343.79 | 343.79 | 343.79 | 602.57 | 0.04 | 0.04
PS | 0 | 0 | 0 | 0 | 0 | 0
PV | 0 | 0 | 0 | 0 | 0 | 0
PeakG | 87.12 | 123.54 | 89.97 | 105.17 | 108.71 | 108.71
PeakO | 56.38 | 79.08 | 64.57 | 64.57 | 64.57 | 64.57
ST | 0 | 0 | 0 | 0 | 0 | 0
STOG | 7.56 | 8.94 | 7.67 | 7.67 | 7.67 | 7.67
STWD | 10.03 | 12.55 | 10.23 | 10.23 | 10.23 | 10.23
WT | 268.82 | 268.82 | 1769.94 | 1778.86 | 1778.86 | 1791.5
IGCC | 0 | 0 | 0 | 0 | 0 | 0
DemandResponse | 0 | 0 | 0 | 0 | 0 | 0
IGCC-CCS | 0 | 0 | 0 | 0 | 0 | 0
WT_off | 0 | 0 | 0 | 0 | 0 | 0
PseudoUnit | 0 | 0 | 0 | 0 | 0 | 0
FixedInterchange | 0 | 0 | 0 | 0 | 0 | 0
Base FOM Costs by Reporting Type: MISO_WUMS
ReportingType | 2015 | 2020 | 2025 | 2030 | 2035 | 2040
BM | 0 | 0 | 0 | 0 | 0 | 0
CC | 154.9 | 214.72 | 194.49 | 194.49 | 209.18 | 212.99
CSP | 0 | 0 | 0 | 0 | 0 | 0
CT | 0 | 0 | 0 | 0 | 0 | 21.02
Coal | 235.74 | 110.31 | 104.5 | 54.99 | 48.3 | 53.3
Geo | 0 | 0 | 0 | 0 | 0 | 0
H | 4.79 | 4.8 | 4.8 | 4.8 | 4.8 | 4.8
LFG | 8.57 | 8.57 | 35.44 | 35.44 | 35.44 | 35.44
Nuc | 264.54 | 287.77 | 264.54 | 570.75 | 0.04 | 0.04
PS | 0 | 0 | 0 | 0 | 0 | 0
PV | 0 | 0 | 0 | 0 | 0 | 0
PeakG | 55.64 | 81.65 | 65.08 | 77.65 | 77.65 | 77.65
PeakO | 13.52 | 17.78 | 14.69 | 14.69 | 14.69 | 14.69
ST | 0 | 0 | 0 | 0 | 0 | 0
STOG | 13.21 | 15.63 | 13.39 | 13.39 | 13.39 | 13.39
STWD | 3.37 | 4.21 | 3.43 | 3.43 | 3.43 | 3.43
WT | 46.36 | 46.36 | 47.23 | 259.43 | 259.43 | 259.43
IGCC | 0 | 0 | 0 | 0 | 0 | 0
DemandResponse | 0 | 0 | 0 | 0 | 0 | 0
IGCC-CCS | 0 | 0 | 0 | 0 | 0 | 0
WT_off | 0 | 0 | 0 | 0 | 0 | 0
PseudoUnit | 0 | 0 | 0 | 0 | 0 | 0
FixedInterchange | 0 | 0 | 0 | 0 | 0 | 0
Base FOM Costs by Reporting Type: Nebraska
ReportingType | 2015 | 2020 | 2025 | 2030 | 2035 | 2040
BM | 0 | 0 | 0 | 0 | 0 | 0
CC | 10.62 | 13.51 | 10.85 | 10.85 | 12.75 | 13.28
CSP | 0 | 0 | 0 | 0 | 0 | 0
CT | 0 | 0 | 0 | 0 | 0 | 0
Coal | 257.61 | 38.62 | 38.62 | 40.06 | 40.06 | 47.82
Geo | 0 | 0 | 0 | 0 | 0 | 0
H | 2.38 | 2.38 | 2.38 | 2.38 | 2.38 | 2.38
LFG | 0.72 | 0.72 | 0.72 | 9.35 | 9.35 | 9.35
Nuc | 182.28 | 198.29 | 182.28 | 249.21 | 0.09 | 0.09
PS | 0 | 0 | 0 | 0 | 0 | 0
PV | 0 | 0 | 0 | 0 | 0 | 0
PeakG | 21.82 | 37.31 | 31.37 | 31.37 | 31.37 | 31.37
PeakO | 9.57 | 12.19 | 9.77 | 9.77 | 9.77 | 9.77
ST | 0 | 0 | 0 | 0 | 0 | 0
STOG | 11.87 | 14.04 | 12.04 | 12.04 | 12.04 | 12.04
STWD | 0 | 0 | 0 | 0 | 0 | 0
WT | 10.53 | 487.28 | 487.28 | 487.28 | 603.02 | 614.53
IGCC | 0 | 0 | 0 | 0 | 0 | 0
DemandResponse | 0 | 0 | 0 | 0 | 0 | 0
IGCC-CCS | 0 | 0 | 0 | 0 | 0 | 0
WT_off | 0 | 0 | 0 | 0 | 0 | 0
PseudoUnit | 0 | 0 | 0 | 0 | 0 | 0
FixedInterchange | 0 | 0 | 0 | 0 | 0 | 0
Base FOM Costs by Reporting Type: NEISO
ReportingType | 2015 | 2020 | 2025 | 2030 | 2035 | 2040
BM | 25.35 | 25.35 | 25.35 | 25.35 | 25.35 | 25.35
CC | 338.91 | 308.73 | 224.53 | 241.95 | 274.68 | 274.68
CSP | 0 | 0 | 0 | 0 | 0 | 0
CT | 2.24 | 2.24 | 2.24 | 2.17 | 2.17 | 2.17
Coal | 22.84 | 0 | 0 | 0 | 0 | 0
Geo | 0 | 0 | 0 | 0 | 0 | 0
H | 46.4 | 46.4 | 46.4 | 46.45 | 46.45 | 46.45
LFG | 70.11 | 70.11 | 70.11 | 78.5 | 78.5 | 78.5
Nuc | 676.28 | 735.67 | 676.28 | 676.28 | 488.61 | 932.14
PS | 39.74 | 39.74 | 39.74 | 39.74 | 39.74 | 39.74
PV | 0.03 | 4.84 | 4.84 | 4.84 | 4.84 | 4.67
PeakG | 19.94 | 29.61 | 20.7 | 22.52 | 28.85 | 28.85
PeakO | 0 | 0 | 0 | 0 | 0 | 0
ST | 0 | 0 | 0 | 0 | 0 | 0
STOG | 0 | 0 | 0 | 0 | 0 | 0
STWD | 19.55 | 24.46 | 19.93 | 19.93 | 19.93 | 19.93
WT | 13.44 | 85.1 | 125.03 | 155.17 | 155.17 | 155.17
IGCC | 0 | 0 | 0 | 0 | 0 | 0
DemandResponse | 0 | 0 | 0 | 0 | 0 | 0
IGCC-CCS | 0 | 0 | 0 | 0 | 0 | 0
WT_off | 24.96 | 24.96 | 24.96 | 24.96 | 24.96 | 24.96
PseudoUnit | 0 | 0 | 0 | 0 | 0 | 0
FixedInterchange | 0 | 0 | 0 | 0 | 0 | 0
Base FOM Costs by Reporting Type: NonRTO_Midwest
ReportingType | 2015 | 2020 | 2025 | 2030 | 2035 | 2040
BM | 0 | 0 | 0 | 0 | 0 | 0
CC | 25.34 | 90.6 | 90.6 | 90.6 | 90.6 | 90.6
CSP | 0 | 0 | 0 | 0 | 0 | 0
CT | 0 | 0 | 0 | 0 | 0 | 0
Coal | 561.87 | 179.57 | 128.9 | 59.5 | 57.66 | 23.12
Geo | 0 | 0 | 0 | 0 | 0 | 0
H | 2.04 | 2.04 | 12.66 | 12.66 | 12.66 | 12.66
LFG | 1.69 | 1.69 | 20.97 | 20.97 | 20.97 | 20.97
Nuc | 0.01 | 0.01 | 0.01 | 0.01 | 32.81 | 145.26
PS | 0 | 0 | 0 | 0 | 0 | 0
PV | 0 | 0 | 0 | 0 | 0 | 0
PeakG | 56.39 | 83.4 | 58.5 | 71.11 | 80.61 | 80.61
PeakO | 0.35 | 0.45 | 0.36 | 0.36 | 0.36 | 0.36
ST | 0 | 0 | 0 | 0 | 0 | 0
STOG | 0 | 0 | 0 | 0 | 0 | 0
STWD | 0 | 0 | 0 | 0 | 0 | 0
WT | 2.26 | 2.26 | 2.26 | 2.26 | 2.26 | 2.26
IGCC | 0 | 0 | 0 | 0 | 0 | 0
DemandResponse | 0 | 0 | 0 | 0 | 0 | 0
IGCC-CCS | 0 | 0 | 0 | 0 | 0 | 0
WT_off | 0 | 0 | 0 | 0 | 0 | 0
PseudoUnit | 0 | 0 | 0 | 0 | 0 | 0
FixedInterchange | 0 | 0 | 0 | 0 | 0 | 0
Base FOM Costs by Reporting Type: NYISO_A-F
ReportingType | 2015 | 2020 | 2025 | 2030 | 2035 | 2040
BM | 0 | 0 | 0 | 0 | 0 | 0
CC | 112.22 | 143.17 | 66.41 | 77.82 | 77.82 | 77.82
CSP | 0 | 0 | 0 | 0 | 0 | 0
CT | 0 | 0 | 0 | 0 | 0 | 0
Coal | 0 | 0 | 0 | 0 | 0 | 0
Geo | 0 | 0 | 0 | 0 | 0 | 0
H | 62.6 | 62.6 | 62.6 | 62.6 | 62.6 | 62.6
LFG | 20.8 | 20.8 | 20.8 | 28.97 | 28.97 | 28.97
Nuc | 489.92 | 509.2 | 489.92 | 399.48 | 552.03 | 578.17
PS | 33.52 | 33.52 | 33.52 | 33.52 | 33.52 | 33.52
PV | 0 | 0 | 0 | 0 | 0 | 0
PeakG | 3.78 | 5.56 | 5.31 | 5.31 | 5.31 | 5.31
PeakO | 1.14 | 1.46 | 1.17 | 1.17 | 1.17 | 1.17
ST | 0 | 0 | 0 | 0 | 0 | 0
STOG | 0 | 0 | 0 | 0 | 0 | 0
STWD | 2.76 | 3.45 | 2.81 | 2.81 | 2.81 | 2.81
WT | 113.42 | 133.35 | 133.35 | 234.64 | 234.64 | 234.64
IGCC | 0 | 0 | 0 | 0 | 0 | 0
DemandResponse | 0 | 0 | 0 | 0 | 0 | 0
IGCC-CCS | 0 | 0 | 0 | 0 | 0 | 0
WT_off | 0 | 0 | 0 | 0 | 0 | 0
PseudoUnit | 0 | 0 | 0 | 0 | 0 | 0
FixedInterchange | 0 | 0 | 0 | 0 | 0 | 0
Base FOM Costs by Reporting Type: NYISO_G-I
ReportingType | 2015 | 2020 | 2025 | 2030 | 2035 | 2040
BM | 0 | 0 | 0 | 0 | 0 | 0
CC | 34.33 | 49.8 | 41.23 | 42.11 | 57.76 | 84.18
CSP | 0 | 0 | 0 | 0 | 0 | 0
CT | 0 | 0 | 0 | 0 | 0 | 0
Coal | 0 | 0 | 0 | 0 | 0 | 0
Geo | 0 | 0 | 0 | 0 | 0 | 0
H | 0.46 | 0.46 | 0.46 | 0.46 | 0.46 | 0.46
LFG | 7.72 | 7.72 | 7.72 | 16.67 | 16.67 | 16.67
Nuc | 297.74 | 323.88 | 297.74 | 297.74 | 452.18 | 0.18
PS | 0 | 0 | 0 | 0 | 0 | 0
PV | 0 | 0 | 0 | 0 | 0 | 0
PeakG | 1.51 | 2.04 | 1.56 | 1.56 | 1.56 | 1.56
PeakO | 2.55 | 3.25 | 2.61 | 2.61 | 2.61 | 2.61
ST | 0 | 0 | 0 | 0 | 0 | 0
STOG | 0 | 0 | 0 | 0 | 0 | 0
STWD | 0 | 0 | 0 | 0 | 0 | 0
WT | 0 | 1.68 | 1.68 | 10.11 | 10.11 | 10.11
IGCC | 0 | 0 | 0 | 0 | 0 | 0
DemandResponse | 0 | 0 | 0 | 0 | 0 | 0
IGCC-CCS | 0 | 0 | 0 | 0 | 0 | 0
WT_off | 0 | 0 | 0 | 0 | 0 | 0
PseudoUnit | 0 | 0 | 0 | 0 | 0 | 0
FixedInterchange | 0 | 0 | 0 | 0 | 0 | 0
Base FOM Costs by Reporting Type: NYISO_J-K
ReportingType | 2015 | 2020 | 2025 | 2030 | 2035 | 2040
BM | 0 | 0 | 0 | 0 | 0 | 0
CC | 125.46 | 154.92 | 127.77 | 138.94 | 152.61 | 152.61
CSP | 0 | 0 | 0 | 0 | 0 | 0
CT | 0 | 0 | 0 | 0 | 0 | 0
Coal | 0 | 0 | 0 | 0 | 0 | 0
Geo | 0 | 0 | 0 | 0 | 0 | 0
H | 0 | 0 | 0 | 0 | 0 | 0
LFG | 14.96 | 14.96 | 14.96 | 23.9 | 23.9 | 23.9
Nuc | 0.01 | 0.01 | 0.01 | 0.01 | 0.01 | 0.01
PS | 0 | 0 | 0 | 0 | 0 | 0
PV | 0.53 | 0.53 | 0.53 | 0.53 | 0 | 0
PeakG | 54.7 | 77.08 | 56.45 | 62.35 | 66.78 | 66.78
PeakO | 61.69 | 79.16 | 63.78 | 65.02 | 65.02 | 65.02
ST | 0 | 0 | 0 | 0 | 0 | 0
STOG | 131.59 | 155.7 | 133.47 | 133.47 | 133.47 | 133.47
STWD | 0 | 0 | 0 | 0 | 0 | 0
WT | 0 | 0 | 0 | 0 | 0 | 0
IGCC | 0 | 0 | 0 | 0 | 0 | 0
DemandResponse | 0 | 0 | 0 | 0 | 0 | 0
IGCC-CCS | 0 | 0 | 0 | 0 | 0 | 0
WT_off | 0 | 0 | 0 | 0 | 0 | 0
PseudoUnit | 0 | 0 | 0 | 0 | 0 | 0
FixedInterchange | 0 | 0 | 0 | 0 | 0 | 0
Base FOM Costs by Reporting Type: PJM_E
ReportingType | 2015 | 2020 | 2025 | 2030 | 2035 | 2040
BM | 3.02 | 3.02 | 3.02 | 3.02 | 3.02 | 3.02
CC | 297.21 | 359.4 | 312.87 | 330.19 | 350.43 | 350.43
CSP | 0 | 0 | 0 | 0 | 0 | 0
CT | 0.18 | 0.18 | 0.18 | 0.18 | 0.18 | 0.18
Coal | 53.4 | 12.49 | 0.8 | 0.8 | 0.8 | 0.8
Geo | 0 | 0 | 0 | 0 | 0 | 0
H | 3.85 | 3.85 | 3.85 | 3.85 | 3.85 | 3.85
LFG | 56.83 | 72.83 | 72.83 | 72.83 | 72.83 | 72.83
Nuc | 1239 | 1184.31 | 1149.53 | 1149.53 | 825.73 | 1983.3
PS | 9.5 | 9.5 | 9.5 | 9.5 | 9.5 | 9.5
PV | 0.75 | 0.75 | 0.75 | 0.75 | 0.75 | 0.75
PeakG | 75.2 | 106.43 | 77.64 | 89.79 | 93.22 | 93.22
PeakO | 75.92 | 100.78 | 82.41 | 82.41 | 82.41 | 82.41
ST | 0 | 0 | 0 | 0 | 0 | 0
STOG | 115.25 | 136.37 | 74.15 | 74.15 | 74.15 | 74.15
STWD | 0 | 0 | 0 | 0 | 0 | 0
WT | 32.63 | 32.63 | 32.63 | 32.63 | 32.63 | 32.63
IGCC | 0 | 0 | 0 | 0 | 0 | 0
DemandResponse | 0 | 0 | 0 | 0 | 0 | 0
IGCC-CCS | 0 | 0 | 0 | 0 | 0 | 0
WT_off | 0 | 0 | 58.67 | 58.67 | 58.67 | 58.67
PseudoUnit | 0 | 0 | 0 | 0 | 0 | 0
FixedInterchange | 0 | 0 | 0 | 0 | 0 | 0
Base FOM Costs by Reporting Type: PJM_ROM
ReportingType | 2015 | 2020 | 2025 | 2030 | 2035 | 2040
BM | 1.81 | 1.81 | 1.81 | 1.81 | 1.81 | 1.81
CC | 142.43 | 174.53 | 145.82 | 174.95 | 298.77 | 428.18
CSP | 0 | 0 | 0 | 0 | 0 | 0
CT | 0.11 | 0.11 | 0.11 | 0.11 | 0.11 | 0.11
Coal | 116.63 | 28.36 | 0.96 | 0.96 | 0.96 | 0.96
Geo | 0 | 0 | 0 | 0 | 0 | 0
H | 19.83 | 19.83 | 19.83 | 29.48 | 29.48 | 29.48
LFG | 43.05 | 74.95 | 74.95 | 74.95 | 74.95 | 74.95
Nuc | 733.21 | 756.8 | 733.21 | 733.21 | 657.66 | 1060.55
PS | 35.92 | 35.92 | 35.92 | 35.92 | 35.92 | 35.92
PV | 0.06 | 22.69 | 35.36 | 38.2 | 38.41 | 39.43
PeakG | 30.83 | 44.67 | 41.32 | 41.32 | 41.32 | 41.32
PeakO | 45.95 | 58.57 | 46.94 | 46.94 | 46.94 | 46.94
ST | 0 | 0 | 0 | 0 | 0 | 0
STOG | 155.08 | 183.5 | 157.31 | 157.31 | 157.31 | 157.31
STWD | 2.24 | 2.81 | 2.29 | 2.29 | 2.29 | 2.29
WT | 38.48 | 59.54 | 59.54 | 59.54 | 59.54 | 59.54
IGCC | 0 | 0 | 0 | 0 | 0 | 0
DemandResponse | 0 | 0 | 0 | 0 | 0 | 0
IGCC-CCS | 0 | 0 | 0 | 0 | 0 | 0
WT_off | 0 | 0 | 0 | 0 | 0 | 0
PseudoUnit | 0 | 0 | 0 | 0 | 0 | 0
FixedInterchange | 0 | 0 | 0 | 0 | 0 | 0
Base FOM Costs by Reporting Type: PJM_ROR
ReportingType | 2015 | 2020 | 2025 | 2030 | 2035 | 2040
BM | 38.69 | 38.69 | 38.69 | 38.69 | 38.69 | 19.4
CC | 591.21 | 811.08 | 738.38 | 764.54 | 801.14 | 801.14
CSP | 0 | 0 | 0 | 0 | 0 | 0
CT | 0.19 | 0.19 | 0.19 | 0.19 | 0.19 | 0.19
Coal | 1841.31 | 854.91 | 64.22 | 64.22 | 64.22 | 64.22
Geo | 0 | 0 | 0 | 0 | 0 | 0
H | 26.17 | 33.33 | 33.33 | 33.33 | 33.33 | 33.33
LFG | 65.06 | 126.87 | 126.87 | 126.87 | 126.87 | 126.87
Nuc | 2917.4 | 3014.07 | 2917.4 | 2791.17 | 2168.76 | 4415.45
PS | 73.14 | 73.14 | 73.14 | 73.14 | 73.14 | 73.14
PV | 0.35 | 0.35 | 0.35 | 0.35 | 0.35 | 0.35
PeakG | 325.76 | 481.29 | 337.93 | 436.45 | 464.24 | 464.24
PeakO | 48.69 | 65.15 | 52.22 | 52.22 | 52.22 | 52.22
ST | 0 | 0 | 0 | 0 | 0 | 0
STOG | 93.25 | 110.34 | 93.03 | 93.03 | 93.03 | 93.03
STWD | 6.22 | 7.78 | 6.34 | 6.34 | 6.34 | 6.34
WT | 322.6 | 327.98 | 531.15 | 584.95 | 584.95 | 584.95
IGCC | 0 | 0 | 0 | 0 | 0 | 0
DemandResponse | 0 | 0 | 0 | 0 | 0 | 0
IGCC-CCS | 0 | 0 | 0 | 0 | 0 | 0
WT_off | 0 | 0 | 0 | 0 | 0 | 0
PseudoUnit | 0 | 0 | 0 | 0 | 0 | 0
FixedInterchange | 0 | 0 | 0 | 0 | 0 | 0
Base FOM Costs by Reporting Type: SOCO
ReportingType | 2015 | 2020 | 2025 | 2030 | 2035 | 2040
BM | 5.53 | 5.53 | 5.53 | 5.53 | 5.53 | 5.53
CC | 558.07 | 767.63 | 659.05 | 679.47 | 750.89 | 591.04
CSP | 0 | 0 | 0 | 0 | 0 | 0
CT | 0 | 0 | 0 | 0 | 0 | 0
Coal | 443.43 | 81.68 | 0 | 0 | 0 | 0
Geo | 0 | 0 | 0 | 0 | 0 | 0
H | 59.74 | 59.74 | 59.74 | 59.74 | 59.74 | 59.74
LFG | 4.46 | 4.46 | 17.39 | 17.39 | 17.39 | 17.39
Nuc | 850.41 | 1045.67 | 1045.67 | 1285.21 | 1473.25 | 2312.8
PS | 39.76 | 39.76 | 39.76 | 39.76 | 39.76 | 39.76
PV | 0 | 0 | 0 | 0 | 0 | 0
PeakG | 178.03 | 264.31 | 168.19 | 162.25 | 104.56 | 55.13
PeakO | 0 | 0 | 0 | 0 | 0 | 0
ST | 0 | 0 | 0 | 0 | 0 | 0
STOG | 0 | 0 | 0 | 0 | 0 | 0
STWD | 21.41 | 26.79 | 21.83 | 21.83 | 21.83 | 21.83
WT | 0 | 0 | 0 | 0 | 0 | 0
IGCC | 0 | 0 | 0 | 0 | 0 | 0
DemandResponse | 0 | 0 | 0 | 0 | 0 | 0
IGCC-CCS | 0 | 0 | 0 | 0 | 0 | 0
WT_off | 0 | 0 | 0 | 0 | 0 | 0
PseudoUnit | 0 | 0 | 0 | 0 | 0 | 0
FixedInterchange | 0 | 0 | 0 | 0 | 0 | 0
Base FOM Costs by Reporting Type: SPP_N
ReportingType | 2015 | 2020 | 2025 | 2030 | 2035 | 2040
BM | 0 | 0 | 0 | 0 | 0 | 0
CC | 41.13 | 52.29 | 42 | 46.53 | 51.42 | 51.42
CSP | 0 | 0 | 0 | 0 | 0 | 0
CT | 0 | 0 | 0 | 0 | 5 | 6.3
Coal | 520.3 | 343.39 | 13.8 | 13.8 | 13.8 | 13.8
Geo | 0 | 0 | 0 | 0 | 0 | 0
H | 0.3 | 0.3 | 0.3 | 0.3 | 0.3 | 0.3
LFG | 0.84 | 0.84 | 0.84 | 12.28 | 12.28 | 12.28
Nuc | 160.51 | 168.89 | 168.89 | 168.89 | 168.89 | 168.89
PS | 0 | 0 | 0 | 0 | 0 | 0
PV | 0 | 0 | 0 | 0 | 0 | 0
PeakG | 74.97 | 117.69 | 105.7 | 105.7 | 105.7 | 105.7
PeakO | 34.89 | 44.84 | 35.94 | 35.94 | 35.94 | 35.94
ST | 0 | 0 | 0 | 0 | 0 | 0
STOG | 73.04 | 86.42 | 74.08 | 74.08 | 74.08 | 74.08
STWD | 0 | 0 | 0 | 0 | 0 | 0
WT | 41.99 | 1075.72 | 1587.44 | 1753.81 | 1795.5 | 1807.44
IGCC | 0 | 0 | 0 | 0 | 0 | 0
DemandResponse | 0 | 0 | 0 | 0 | 0 | 0
IGCC-CCS | 0 | 0 | 0 | 0 | 0 | 0
WT_off | 0 | 0 | 0 | 0 | 0 | 0
PseudoUnit | 0 | 0 | 0 | 0 | 0 | 0
FixedInterchange | 0 | 0 | 0 | 0 | 0 | 0
Base FOM Costs by Reporting Type: SPP_S
ReportingType | 2015 | 2020 | 2025 | 2030 | 2035 | 2040
BM | 0 | 0 | 0 | 0 | 0 | 0
CC | 327.42 | 429.3 | 350.72 | 379.24 | 427.77 | 431.4
CSP | 0 | 0 | 0 | 0 | 0 | 0
CT | 2.76 | 4.77 | 4.77 | 4.77 | 8.32 | 9.92
Coal | 627.78 | 223.08 | 29.32 | 29.32 | 29.32 | 29.32
Geo | 0 | 0 | 0 | 0 | 0 | 0
H | 30.03 | 30.03 | 30.03 | 30.03 | 30.03 | 30.03
LFG | 2.29 | 2.29 | 2.29 | 13.72 | 13.72 | 13.72
Nuc | 0.01 | 0.01 | 0.01 | 0.01 | 0.01 | 0.01
PS | 10.59 | 10.59 | 10.59 | 10.59 | 10.59 | 10.59
PV | 0 | 0 | 0 | 0 | 0 | 0
PeakG | 60.2 | 87.93 | 62.37 | 76.78 | 82.77 | 82.77
PeakO | 3.36 | 4.54 | 3.63 | 3.63 | 3.64 | 3.66
ST | 0 | 0 | 0 | 0 | 0 | 0
STOG | 363.41 | 430.01 | 368.62 | 368.62 | 368.62 | 368.62
STWD | 2.69 | 3.37 | 2.75 | 2.75 | 2.75 | 2.75
WT | 90.68 | 1198.7 | 1231.58 | 1292.61 | 1292.61 | 1301.93
IGCC | 0 | 0 | 0 | 0 | 0 | 0
DemandResponse | 0 | 0 | 0 | 0 | 0 | 0
IGCC-CCS | 0 | 0 | 0 | 0 | 0 | 0
WT_off | 0 | 0 | 0 | 0 | 0 | 0
PseudoUnit | 0 | 0 | 0 | 0 | 0 | 0
FixedInterchange | 0 | 0 | 0 | 0 | 0 | 0
Base FOM Costs by Reporting Type: TVA
ReportingType | 2015 | 2020 | 2025 | 2030 | 2035 | 2040
BM | 0 | 0 | 0 | 0 | 0 | 0
CC | 194.85 | 304.51 | 271.38 | 277.24 | 301.69 | 301.69
CSP | 0 | 0 | 0 | 0 | 0 | 0
CT | 0 | 0 | 0 | 0 | 0 | 0
Coal | 372.84 | 199.34 | 50.7 | 0 | 0 | 0
Geo | 0 | 0 | 0 | 0 | 0 | 0
H | 72.8 | 72.8 | 72.8 | 73.19 | 73.19 | 73.19
LFG | 1.57 | 1.57 | 14.49 | 14.49 | 14.49 | 14.49
Nuc | 1153.81 | 1199.07 | 1153.81 | 1153.81 | 1216.08 | 1854.2
PS | 41.38 | 41.38 | 41.38 | 41.38 | 41.38 | 41.38
PV | 0 | 0 | 0 | 0 | 0 | 0
PeakG | 99.24 | 153.37 | 140.99 | 140.99 | 140.99 | 140.99
PeakO | 1.87 | 2.54 | 1.92 | 2.49 | 2.49 | 0
ST | 0 | 0 | 0 | 0 | 0 | 0
STOG | 0 | 0 | 0 | 0 | 0 | 0
STWD | 0.16 | 0.2 | 0.16 | 0.16 | 0.16 | 0.16
WT | 0.99 | 0.99 | 0.99 | 0.99 | 0.99 | 0.99
IGCC | 0 | 0 | 0 | 0 | 0 | 0
DemandResponse | 0 | 0 | 0 | 0 | 0 | 0
IGCC-CCS | 0 | 0 | 0 | 0 | 0 | 0
WT_off | 0 | 0 | 0 | 0 | 0 | 0
PseudoUnit | 0 | 0 | 0 | 0 | 0 | 0
FixedInterchange | 0 | 0 | 0 | 0 | 0 | 0
Base FOM Costs by Reporting Type: TVA_Transmission
ReportingType | 2015 | 2020 | 2025 | 2030 | 2035 | 2040
BM | 0 | 0 | 0 | 0 | 0 | 0
CC | 0 | 0 | 0 | 0 | 0 | 0
CSP | 0 | 0 | 0 | 0 | 0 | 0
CT | 0 | 0 | 0 | 0 | 0 | 0
Coal | 0 | 0 | 0 | 0 | 0 | 0
Geo | 0 | 0 | 0 | 0 | 0 | 0
H | 0 | 0 | 0 | 0 | 0 | 0
LFG | 0 | 0 | 0 | 0 | 0 | 0
Nuc | 0 | 0 | 0 | 0 | 0 | 0
PS | 0 | 0 | 0 | 0 | 0 | 0
PV | 0 | 0 | 0 | 0 | 0 | 0
PeakG | 0 | 0 | 0 | 0 | 0 | 0
PeakO | 0 | 0 | 0 | 0 | 0 | 0
ST | 0 | 0 | 0 | 0 | 0 | 0
STOG | 0 | 0 | 0 | 0 | 0 | 0
STWD | 0 | 0 | 0 | 0 | 0 | 0
WT | 0 | 0 | 0 | 0 | 0 | 0
IGCC | 0 | 0 | 0 | 0 | 0 | 0
DemandResponse | 0 | 0 | 0 | 0 | 0 | 0
IGCC-CCS | 0 | 0 | 0 | 0 | 0 | 0
WT_off | 0 | 0 | 0 | 0 | 0 | 0
PseudoUnit | 0 | 0 | 0 | 0 | 0 | 0
FixedInterchange | 0 | 0 | 0 | 0 | 0 | 0
Base FOM Costs by Reporting Type: VACAR
ReportingType | 2015 | 2020 | 2025 | 2030 | 2035 | 2040
BM | 0.09 | 17.2 | 71.33 | 72.61 | 72.61 | 77.39
CC | 343.47 | 372.89 | 346.72 | 355.38 | 362.55 | 312.9
CSP | 0 | 0 | 0 | 0 | 0 | 0
CT | 4.8 | 4.8 | 4.8 | 0 | 0 | 0
Coal | 477.31 | 353.92 | 274.94 | 24.48 | 24.48 | 24.48
Geo | 0 | 0 | 0 | 0 | 0 | 0
H | 30.23 | 30.23 | 30.23 | 30.23 | 30.23 | 30.23
LFG | 7.64 | 20.52 | 20.52 | 20.52 | 20.52 | 20.52
Nuc | 1664.13 | 1955.26 | 1870.92 | 2279.2 | 2079.57 | 4512.37
PS | 62.1 | 62.1 | 62.1 | 62.1 | 62.1 | 62.1
PV | 0.23 | 2.47 | 2.51 | 2.52 | 2.52 | 2.57
PeakG | 142.93 | 209.84 | 148.17 | 188.38 | 199.72 | 152.5
PeakO | 36.13 | 46.34 | 37.33 | 38.01 | 14.05 | 0
ST | 0 | 0 | 0 | 0 | 0 | 0
STOG | 4.04 | 4.78 | 4.1 | 0 | 0 | 0
STWD | 9.01 | 11.27 | 9.18 | 9.18 | 9.18 | 9.18
WT | 0.03 | 98.25 | 98.25 | 98.25 | 98.25 | 98.25
IGCC | 0 | 0 | 0 | 0 | 0 | 0
DemandResponse | 0 | 0 | 0 | 0 | 0 | 0
IGCC-CCS | 0 | 0 | 0 | 0 | 0 | 0
WT_off | 0.05 | 0.05 | 0.05 | 0.05 | 0.05 | 0.05
PseudoUnit | 0 | 0 | 0 | 0 | 0 | 0
FixedInterchange | 0 | 0 | 0 | 0 | 0 | 0
Base FOM Costs by Reporting Type: IESO
ReportingType | 2015 | 2020 | 2025 | 2030 | 2035 | 2040
BM | 32.8 | 32.8 | 32.8 | 32.8 | 32.8 | 32.8
CC | 18.17 | 18.17 | 18.17 | 18.17 | 18.17 | 18.17
CSP | 0 | 0 | 0 | 0 | 0 | 0
CT | 2.46 | 2.46 | 2.46 | 2.46 | 0 | 0
Coal | 0 | 0 | 0 | 0 | 0 | 0
Geo | 0 | 0 | 0 | 0 | 0 | 0
H | 123.83 | 123.83 | 123.83 | 127.39 | 127.39 | 127.39
LFG | 14.17 | 14.17 | 14.17 | 14.23 | 14.23 | 14.23
Nuc | 1895.33 | 1895.33 | 1895.33 | 1895.33 | 1745.37 | 2079.68
PS | 2.92 | 2.92 | 2.92 | 2.92 | 2.92 | 2.92
PV | 18.26 | 18.26 | 18.26 | 18.26 | 0.44 | 0.44
PeakG | 0 | 0 | 0 | 0 | 0 | 0
PeakO | 0 | 0 | 0 | 0 | 0 | 0
ST | 0 | 0 | 0 | 0 | 0 | 0
STOG | 0 | 0 | 0 | 0 | 0 | 0
STWD | 4.45 | 4.45 | 4.45 | 4.45 | 4.45 | 4.45
WT | 102.92 | 102.92 | 102.92 | 102.92 | 102.92 | 102.92
IGCC | 0 | 0 | 0 | 0 | 0 | 0
DemandResponse | 0 | 0 | 0 | 0 | 0 | 0
IGCC-CCS | 0 | 0 | 0 | 0 | 0 | 0
WT_off | 0 | 0 | 0 | 0 | 0 | 0
PseudoUnit | 0 | 0 | 0 | 0 | 0 | 0
FixedInterchange | 0 | 0 | 0 | 0 | 0 | 0
Base FOM Costs by Reporting Type: MAPP_CA
ReportingType | 2015 | 2020 | 2025 | 2030 | 2035 | 2040
BM | 0 | 0 | 0 | 0 | 0 | 0
CC | 25.75 | 25.75 | 4.05 | 4.05 | 4.05 | 0
CSP | 0 | 0 | 0 | 0 | 0 | 0
CT | 0 | 0 | 0 | 0 | 0 | 0
Coal | 44.25 | 7.31 | 0 | 0 | 0 | 0
Geo | 0 | 0 | 0 | 0 | 0 | 0
H | 92.24 | 102.13 | 123.42 | 146.66 | 146.66 | 146.66
LFG | 0 | 0 | 0 | 0 | 0 | 0
Nuc | 0.01 | 0.01 | 0.01 | 0.01 | 0.01 | 0.01
PS | 0 | 0 | 0 | 0 | 0 | 0
PV | 0 | 0 | 0 | 0 | 0 | 0
PeakG | 9.88 | 9.88 | 0 | 0 | 0 | 0
PeakO | 0.09 | 0.09 | 0 | 0 | 0 | 0
ST | 0 | 0 | 0 | 0 | 0 | 0
STOG | 5.54 | 5.54 | 0 | 0 | 0 | 0
STWD | 0 | 0 | 0 | 0 | 0 | 0
WT | 17.9 | 17.9 | 17.9 | 17.9 | 9.41 | 9.41
IGCC | 0 | 0 | 0 | 0 | 0 | 0
DemandResponse | 0 | 0 | 0 | 0 | 0 | 0
IGCC-CCS | 0 | 0 | 0 | 0 | 0 | 0
WT_off | 0 | 0 | 0 | 0 | 0 | 0
PseudoUnit | 0 | 0 | 0 | 0 | 0 | 0
FixedInterchange | 0 | 0 | 0 | 0 | 0 | 0
Base FOM Costs by Reporting Type: AZ_NM_SNV_Coal
ReportingType | 2015 | 2020 | 2025 | 2030 | 2035 | 2040
BM | 0 | 0 | 0 | 0 | 0 | 0
CC | 0 | 0 | 0 | 0 | 0 | 0
CSP | 0 | 0 | 0 | 0 | 0 | 0
CT | 0 | 0 | 0 | 0 | 0 | 0
Coal | 520.26 | 477.58 | 272.56 | 0 | 0 | 0
Geo | 0 | 0 | 0 | 0 | 0 | 0
H | 0 | 0 | 0 | 0 | 0 | 0
LFG | 0 | 0 | 0 | 0 | 0 | 0
Nuc | 0 | 0 | 0 | 0 | 0 | 0
PS | 0 | 0 | 0 | 0 | 0 | 0
PV | 0 | 0 | 0 | 0 | 0 | 0
PeakG | 0 | 0 | 0 | 0 | 0 | 0
PeakO | 5.77 | 7.38 | 6 | 6 | 6 | 6
ST | 0 | 0 | 0 | 0 | 0 | 0
STOG | 0 | 0 | 0 | 0 | 0 | 0
STWD | 0 | 0 | 0 | 0 | 0 | 0
WT | 0 | 0 | 0 | 0 | 0 | 0
IGCC | 0 | 0 | 0 | 0 | 0 | 0
DemandResponse | 0 | 0 | 0 | 0 | 0 | 0
IGCC-CCS | 0 | 0 | 0 | 0 | 0 | 0
WT_off | 0 | 0 | 0 | 0 | 0 | 0
PseudoUnit | 0 | 0 | 0 | 0 | 0 | 0
FixedInterchange | 0 | 0 | 0 | 0 | 0 | 0
Base FOM Costs by Reporting Type: AZ_NM_SNV_Gas
ReportingType | 2015 | 2020 | 2025 | 2030 | 2035 | 2040
BM | 0 | 0 | 0 | 0 | 0 | 0
CC | 442.18 | 583.21 | 474.99 | 482.32 | 514.31 | 487.92
CSP | 0 | 0 | 0 | 0 | 0 | 0
CT | 4.93 | 4.93 | 4.93 | 4.93 | 0 | 0
Coal | 0 | 0 | 0 | 0 | 0 | 0
Geo | 0 | 0 | 0 | 0 | 0 | 0
H | 0 | 0 | 0 | 0 | 0 | 0
LFG | 0 | 0 | 0 | 0 | 0 | 0
Nuc | 0 | 0 | 0 | 0 | 0 | 0
PS | 0 | 0 | 0 | 0 | 0 | 0
PV | 0 | 0 | 0 | 0 | 0 | 0
PeakG | 63.97 | 93.45 | 74.33 | 87.99 | 87.99 | 87.99
PeakO | 0 | 0 | 0 | 0 | 0 | 0
ST | 0 | 0 | 0 | 0 | 0 | 0
STOG | 0 | 0 | 0 | 0 | 0 | 0
STWD | 0 | 0 | 0 | 0 | 0 | 0
WT | 0 | 0 | 0 | 0 | 0 | 0
IGCC | 0 | 0 | 0 | 0 | 0 | 0
DemandResponse | 0 | 0 | 0 | 0 | 0 | 0
IGCC-CCS | 0 | 0 | 0 | 0 | 0 | 0
WT_off | 0 | 0 | 0 | 0 | 0 | 0
PseudoUnit | 0 | 0 | 0 | 0 | 0 | 0
FixedInterchange | 0 | 0 | 0 | 0 | 0 | 0
Base FOM Costs by Reporting Type: AZ_NM_SNV_NucRenew
ReportingType | 2015 | 2020 | 2025 | 2030 | 2035 | 2040
BM | 0 | 0 | 0 | 0 | 0 | 0
CC | 0 | 0 | 0 | 0 | 0 | 0
CSP | 0 | 0 | 0 | 0 | 0 | 0
CT | 0 | 0 | 0 | 0 | 0 | 0
Coal | 0 | 0 | 0 | 0 | 0 | 0
Geo | 0 | 12.4 | 122.18 | 122.18 | 122.18 | 122.18
H | 44.6 | 44.6 | 44.6 | 44.6 | 44.6 | 44.6
LFG | 0.84 | 0.84 | 8.14 | 8.14 | 8.14 | 8.14
Nuc | 484.16 | 564.17 | 564.17 | 934.56 | 1227.87 | 1277.9
PS | 5.13 | 5.13 | 5.13 | 5.13 | 5.13 | 5.13
PV | 2.38 | 2.38 | 2.38 | 2.38 | 2.38 | 2.38
PeakG | 0 | 0 | 0 | 0 | 0 | 0
PeakO | 0 | 0 | 0 | 0 | 0 | 0
ST | 17.92 | 46.44 | 61.02 | 61.64 | 61.64 | 61.64
STOG | 0 | 0 | 0 | 0 | 0 | 0
STWD | 0.83 | 1.04 | 0.85 | 0.85 | 0.85 | 0.85
WT | 17.57 | 348.54 | 349.24 | 353.02 | 372.16 | 372.16
IGCC | 0 | 0 | 0 | 0 | 0 | 0
DemandResponse | 0 | 0 | 0 | 0 | 0 | 0
IGCC-CCS | 0 | 0 | 0 | 0 | 0 | 0
WT_off | 0 | 0 | 0 | 0 | 0 | 0
PseudoUnit | 0 | 0 | 0 | 0 | 0 | 0
FixedInterchange | 0 | 0 | 0 | 0 | 0 | 0
Base FOM Costs by Reporting Type: ERCOT
ReportingType | 2015 | 2020 | 2025 | 2030 | 2035 | 2040
BM | 14.57 | 14.57 | 14.57 | 14.57 | 14.57 | 14.57
CC | 1134.08 | 1373.47 | 1183.77 | 1213.37 | 1346.48 | 1328.19
CSP | 0 | 0 | 0 | 0 | 0 | 0
CT | 1.67 | 1.67 | 1.67 | 1.67 | 0 | 0
Coal | 235.13 | 147.87 | 59.94 | 59.94 | 59.94 | 59.94
Geo | 0 | 0 | 0 | 0 | 0 | 0
H | 8.05 | 8.05 | 8.05 | 8.05 | 8.05 | 8.05
LFG | 9.05 | 9.05 | 51.64 | 51.64 | 51.64 | 51.64
Nuc | 574.09 | 734.71 | 741.22 | 741.22 | 1114.72 | 1418.26
PS | 0 | 0 | 0 | 0 | 0 | 0
PV | 0.25 | 0.25 | 0.25 | 0.25 | 0.01 | 0.01
PeakG | 80.63 | 119.03 | 114.62 | 114.62 | 114.62 | 114.62
PeakO | 1.29 | 1.86 | 1.53 | 1.53 | 1.53 | 1.53
ST | 0 | 0 | 0 | 0 | 0 | 0
STOG | 500.29 | 590.39 | 339.89 | 299.15 | 111.5 | 0
STWD | 0 | 0 | 0 | 0 | 0 | 0
WT | 315.42 | 315.42 | 861.56 | 861.56 | 861.56 | 868.68
IGCC | 0 | 0 | 0 | 0 | 0 | 0
DemandResponse | 0 | 0 | 0 | 0 | 0 | 0
IGCC-CCS | 0 | 0 | 0 | 0 | 0 | 0
WT_off | 0 | 0 | 0 | 0 | 0 | 0
PseudoUnit | 0 | 0 | 0 | 0 | 0 | 0
FixedInterchange | 0 | 0 | 0 | 0 | 0 | 0
Base FOM Costs by Reporting Type: NP15
ReportingType | 2015 | 2020 | 2025 | 2030 | 2035 | 2040
BM | 0 | 0 | 0 | 0 | 0 | 0
CC | 240.09 | 292.73 | 246.94 | 261.54 | 288.01 | 288.01
CSP | 0 | 0 | 0 | 0 | 0 | 0
CT | 1.42 | 1.42 | 1.42 | 1.42 | 1.42 | 1.42
Coal | 10.94 | 0 | 0 | 0 | 0 | 0
Geo | 100.8 | 100.8 | 151.36 | 151.36 | 151.36 | 151.36
H | 125.7 | 125.7 | 125.7 | 125.7 | 125.7 | 125.7
LFG | 10.26 | 55.79 | 78.24 | 78.24 | 78.24 | 78.24
Nuc | 302.44 | 364.27 | 334.86 | 698.4 | 855.64 | 1120.79
PS | 53.58 | 53.58 | 53.58 | 53.58 | 53.58 | 53.58
PV | 0.89 | 0.89 | 0.89 | 0.89 | 0.78 | 0.78
PeakG | 56.04 | 82.34 | 58.1 | 74.01 | 78.49 | 78.49
PeakO | 10.26 | 13.08 | 10.48 | 10.49 | 10.49 | 10.49
ST | 1.86 | 1.86 | 1.86 | 1.86 | 1.86 | 1.86
STOG | 104.76 | 123.96 | 106.26 | 82.87 | 82.87 | 82.87
STWD | 14.17 | 17.73 | 14.44 | 14.44 | 14.44 | 14.44
WT | 40.21 | 132.82 | 132.82 | 132.82 | 132.82 | 132.82
IGCC | 0 | 0 | 0 | 0 | 0 | 0
DemandResponse | 0 | 0 | 0 | 0 | 0 | 0
IGCC-CCS | 0 | 0 | 0 | 0 | 0 | 0
WT_off | 0 | 0 | 0 | 0 | 0 | 0
PseudoUnit | 0 | 0 | 0 | 0 | 0 | 0
FixedInterchange | 0 | 0 | 0 | 0 | 0 | 0
Base FOM Costs by Reporting Type: NWPP_Coal
ReportingType | 2015 | 2020 | 2025 | 2030 | 2035 | 2040
BM | 0 | 0 | 0 | 0 | 0 | 0
CC | 0 | 0 | 0 | 0 | 0 | 0
CSP | 0 | 0 | 0 | 0 | 0 | 0
CT | 0 | 0 | 0 | 0 | 0 | 0
Coal | 394.1 | 306.67 | 11.72 | 12.11 | 12.58 | 14.69
Geo | 0 | 0 | 0 | 0 | 0 | 0
H | 0 | 0 | 0 | 0 | 0 | 0
LFG | 0 | 0 | 0 | 0 | 0 | 0
Nuc | 0 | 0 | 0 | 0 | 0 | 0
PS | 0 | 0 | 0 | 0 | 0 | 0
PV | 0 | 0 | 0 | 0 | 0 | 0
PeakG | 0 | 0 | 0 | 0 | 0 | 0
PeakO | 0 | 0 | 0 | 0 | 0 | 0
ST | 0 | 0 | 0 | 0 | 0 | 0
STOG | 0 | 0 | 0 | 0 | 0 | 0
STWD | 0 | 0 | 0 | 0 | 0 | 0
WT | 0 | 0 | 0 | 0 | 0 | 0
IGCC | 0 | 0 | 0 | 0 | 0 | 0
DemandResponse | 0 | 0 | 0 | 0 | 0 | 0
IGCC-CCS | 0 | 0 | 0 | 0 | 0 | 0
WT_off | 0 | 0 | 0 | 0 | 0 | 0
PseudoUnit | 0 | 0 | 0 | 0 | 0 | 0
FixedInterchange | 0 | 0 | 0 | 0 | 0 | 0
Base FOM Costs by Reporting Type: NWPP_Gas
ReportingType | 2015 | 2020 | 2025 | 2030 | 2035 | 2040
BM | 0 | 0 | 0 | 0 | 0 | 0
CC | 192.07 | 271.89 | 224.92 | 58.06 | 33.18 | 28.87
CSP | 0 | 0 | 0 | 0 | 0 | 0
CT | 1 | 1 | 1 | 1 | 0 | 0
Coal | 0 | 0 | 0 | 0 | 0 | 0
Geo | 0 | 0 | 0 | 0 | 0 | 0
H | 0 | 0 | 0 | 0 | 0 | 0
LFG | 0 | 0 | 0 | 0 | 0 | 0
Nuc | 0 | 0 | 0 | 0 | 0 | 0
PS | 0 | 0 | 0 | 0 | 0 | 0
PV | 0 | 0 | 0 | 0 | 0 | 0
PeakG | 0 | 0 | 0 | 0 | 0 | 0
PeakO | 0 | 0 | 0 | 0 | 0 | 0
ST | 0 | 0 | 0 | 0 | 0 | 0
STOG | 0 | 0 | 0 | 0 | 0 | 0
STWD | 0 | 0 | 0 | 0 | 0 | 0
WT | 0 | 0 | 0 | 0 | 0 | 0
IGCC | 0 | 0 | 0 | 0 | 0 | 0
DemandResponse | 0 | 0 | 0 | 0 | 0 | 0
IGCC-CCS | 0 | 0 | 0 | 0 | 0 | 0
WT_off | 0 | 0 | 0 | 0 | 0 | 0
PseudoUnit | 0 | 0 | 0 | 0 | 0 | 0
FixedInterchange | 0 | 0 | 0 | 0 | 0 | 0
Base FOM Costs by Reporting Type: NWPP_NucRenew
ReportingType | 2015 | 2020 | 2025 | 2030 | 2035 | 2040
BM | 3.27 | 3.27 | 3.27 | 3.27 | 3.27 | 3.27
CC | 0 | 0 | 0 | 0 | 0 | 0
CSP | 0 | 0 | 0 | 0 | 0 | 0
CT | 0 | 0 | 0 | 0 | 0 | 0
Coal | 0 | 0 | 0 | 0 | 0 | 0
Geo | 35.81 | 35.81 | 72.38 | 72.38 | 72.38 | 72.38
H | 480.54 | 480.54 | 480.54 | 480.54 | 480.54 | 480.54
LFG | 15.5 | 15.5 | 44.91 | 44.91 | 44.91 | 44.91
Nuc | 164.67 | 164.67 | 164.67 | 879.04 | 920.01 | 1278.35
PS | 6.12 | 6.12 | 6.12 | 6.12 | 6.12 | 6.12
PV | 0.04 | 0.04 | 0.04 | 0.04 | 0.04 | 0.04
PeakG | 0 | 0 | 0 | 0 | 0 | 0
PeakO | 0 | 0 | 0 | 0 | 0 | 0
ST | 0 | 0 | 0 | 0 | 0 | 0
STOG | 0 | 0 | 0 | 0 | 0 | 0
STWD | 17.98 | 22.5 | 18.33 | 18.33 | 18.33 | 18.33
WT | 228.93 | 228.93 | 228.93 | 228.93 | 228.93 | 228.93
IGCC | 0 | 0 | 0 | 0 | 0 | 0
DemandResponse | 0 | 0 | 0 | 0 | 0 | 0
IGCC-CCS | 0 | 0 | 0 | 0 | 0 | 0
WT_off | 0 | 0 | 0 | 0 | 0 | 0
PseudoUnit | 0 | 0 | 0 | 0 | 0 | 0
FixedInterchange | 0 | 0 | 0 | 0 | 0 | 0
Base FOM Costs by Reporting Type: RMPA
ReportingType | 2015 | 2020 | 2025 | 2030 | 2035 | 2040
BM | 0 | 0 | 0 | 0 | 0 | 0
CC | 79.71 | 121.48 | 101.54 | 119.78 | 119.78 | 119.78
CSP | 0 | 0 | 0 | 0 | 0 | 0
CT | 1.02 | 1.02 | 1.02 | 1.02 | 0 | 0
Coal | 439.16 | 323.41 | 90.91 | 49.68 | 50.04 | 57
Geo | 0 | 40.27 | 216.56 | 216.56 | 216.56 | 216.56
H | 13.99 | 13.99 | 13.99 | 13.99 | 13.99 | 13.99
LFG | 0.89 | 0.89 | 4.37 | 4.37 | 4.37 | 4.37
Nuc | 0.01 | 0.01 | 0.01 | 156.87 | 165.41 | 187.44
PS | 13.37 | 13.37 | 13.37 | 13.37 | 13.37 | 13.37
PV | 0.31 | 0.31 | 0.31 | 0.31 | 0.31 | 0.31
PeakG | 48.87 | 72.26 | 50.7 | 61.6 | 69.81 | 69.81
PeakO | 0 | 0 | 0 | 0 | 0 | 0
ST | 0.19 | 23.71 | 23.71 | 24.06 | 24.06 | 24.06
STOG | 0 | 0 | 0 | 0 | 0 | 0
STWD | 0 | 0 | 0 | 0 | 0 | 0
WT | 67.62 | 167.14 | 167.14 | 182.2 | 182.2 | 186.01
IGCC | 0 | 0 | 0 | 0 | 0 | 0
DemandResponse | 0 | 0 | 0 | 0 | 0 | 0
IGCC-CCS | 0 | 0 | 0 | 0 | 0 | 0
WT_off | 0 | 0 | 0 | 0 | 0 | 0
PseudoUnit | 0 | 0 | 0 | 0 | 0 | 0
FixedInterchange | 0 | 0 | 0 | 0 | 0 | 0
Base FOM Costs by Reporting Type: SP15
ReportingType | 2015 | 2020 | 2025 | 2030 | 2035 | 2040
BM | 0.6 | 0.6 | 0.6 | 0.6 | 0.6 | 0.6
CC | 343.64 | 441.52 | 378.41 | 388 | 421.98 | 431.57
CSP | 0 | 0 | 0 | 0 | 0 | 0
CT | 0 | 0 | 0 | 0 | 0 | 0
Coal | 11.02 | 8.11 | 0 | 0 | 0 | 0
Geo | 86.16 | 208.35 | 208.35 | 208.35 | 208.35 | 208.35
H | 16.57 | 16.57 | 16.57 | 16.57 | 16.57 | 16.57
LFG | 26.93 | 93.8 | 93.8 | 93.8 | 93.8 | 93.8
Nuc | 327.58 | 356.35 | 327.58 | 327.58 | 327.58 | 568.26
PS | 34.19 | 34.19 | 34.19 | 34.19 | 34.19 | 34.19
PV | 1.87 | 1.87 | 1.87 | 1.87 | 1.87 | 1.87
PeakG | 76.73 | 111.44 | 93.22 | 103.59 | 103.59 | 103.59
PeakO | 1.47 | 1.91 | 1.53 | 1.53 | 1.53 | 1.53
ST | 28.67 | 28.67 | 28.67 | 28.67 | 28.67 | 28.67
STOG | 259.26 | 306.78 | 262.98 | 225.77 | 225.77 | 225.77
STWD | 3.81 | 4.77 | 3.89 | 3.89 | 3.89 | 3.89
WT | 71.03 | 96.23 | 391.65 | 468.68 | 468.68 | 468.68
IGCC | 0 | 0 | 0 | 0 | 0 | 0
DemandResponse | 0 | 0 | 0 | 0 | 0 | 0
IGCC-CCS | 0 | 0 | 0 | 0 | 0 | 0
WT_off | 0 | 0 | 0 | 0 | 0 | 0
PseudoUnit | 0 | 0 | 0 | 0 | 0 | 0
FixedInterchange | 0 | 0 | 0 | 0 | 0 | 0
Base FOM Costs by Reporting Type: ALB
ReportingType | 2015 | 2020 | 2025 | 2030 | 2035 | 2040
BM | 0 | 0 | 0 | 0 | 0 | 0
CC | 65.34 | 65.34 | 67.74 | 0 | 0 | 0
CSP | 0 | 0 | 0 | 0 | 0 | 0
CT | 1.35 | 1.35 | 1.35 | 1.35 | 0.65 | 0.65
Coal | 380.9 | 399.22 | 412.86 | 14.69 | 14.69 | 14.69
Geo | 0 | 0 | 0 | 0 | 0 | 0
H | 12.99 | 12.99 | 12.99 | 12.99 | 12.99 | 12.99
LFG | 1.21 | 1.21 | 1.21 | 1.21 | 1.21 | 1.21
Nuc | 0.01 | 0.01 | 0.01 | 781.77 | 783.47 | 818.78
PS | 0 | 0 | 0 | 0 | 0 | 0
PV | 0 | 0 | 0 | 0 | 0 | 0
PeakG | 16.5 | 16.5 | 16.5 | 16.5 | 23.24 | 23.24
PeakO | 0 | 0 | 0 | 0 | 0 | 0
ST | 0 | 0 | 0 | 0 | 0 | 0
STOG | 0 | 0 | 0 | 0 | 0 | 0
STWD | 5.58 | 5.58 | 5.58 | 5.58 | 5.58 | 5.58
WT | 22.94 | 22.94 | 22.94 | 22.94 | 22.94 | 22.94
IGCC | 0 | 0 | 0 | 0 | 0 | 0
DemandResponse | 0 | 0 | 0 | 0 | 0 | 0
IGCC-CCS | 0 | 0 | 0 | 0 | 0 | 0
WT_off | 0 | 0 | 0 | 0 | 0 | 0
PseudoUnit | 0 | 0 | 0 | 0 | 0 | 0
FixedInterchange | 0 | 0 | 0 | 0 | 0 | 0
Base FOM Costs by Reporting Type: BC
ReportingType | 2015 | 2020 | 2025 | 2030 | 2035 | 2040
BM | 0 | 0 | 0 | 0 | 0 | 0
CC | 11.67 | 11.67 | 11.67 | 6.62 | 6.76 | 1.17
CSP | 0 | 0 | 0 | 0 | 0 | 0
CT | 0 | 0 | 0 | 0 | 0 | 0
Coal | 0 | 0 | 0 | 0 | 0 | 0
Geo | 0 | 0 | 0 | 0 | 0 | 0
H | 173.22 | 173.22 | 173.22 | 173.22 | 173.22 | 173.22
LFG | 2.9 | 2.9 | 2.9 | 2.9 | 2.9 | 2.9
Nuc | 0.01 | 0.01 | 0.01 | 55.98 | 62.13 | 67.68
PS | 0 | 0 | 0 | 0 | 0 | 0
PV | 0 | 0 | 0 | 0 | 0 | 0
PeakG | 0 | 0 | 0 | 0 | 0 | 0
PeakO | 0 | 0 | 0 | 0 | 0 | 0
ST | 0 | 0 | 0 | 0 | 0 | 0
STOG | 0 | 0 | 0 | 0 | 0 | 0
STWD | 16.34 | 16.34 | 16.34 | 16.34 | 16.34 | 16.34
WT | 7.53 | 7.53 | 7.53 | 7.53 | 7.53 | 7.53
IGCC | 0 | 0 | 0 | 0 | 0 | 0
DemandResponse | 0 | 0 | 0 | 0 | 0 | 0
IGCC-CCS | 0 | 0 | 0 | 0 | 0 | 0
WT_off | 0 | 0 | 0 | 0 | 0 | 0
PseudoUnit | 0 | 0 | 0 | 0 | 0 | 0
FixedInterchange | 0 | 0 | 0 | 0 | 0 | 0
Base FOM Costs by Reporting Type: HQ_IESO
ReportingType | 2015 | 2020 | 2025 | 2030 | 2035 | 2040
BM | 0 | 0 | 0 | 0 | 0 | 0
CC | 0 | 0 | 0 | 0 | 0 | 0
CSP | 0 | 0 | 0 | 0 | 0 | 0
CT | 0 | 0 | 0 | 0 | 0 | 0
Coal | 0 | 0 | 0 | 0 | 0 | 0
Geo | 0 | 0 | 0 | 0 | 0 | 0
H | 0 | 0 | 0 | 0 | 0 | 0
LFG | 0 | 0 | 0 | 0 | 0 | 0
Nuc | 0.01 | 0.01 | 0.01 | 0.01 | 0.01 | 0.01
PS | 0 | 0 | 0 | 0 | 0 | 0
PV | 0 | 0 | 0 | 0 | 0 | 0
PeakG | 0 | 0 | 0 | 0 | 0 | 0
PeakO | 0 | 0 | 0 | 0 | 0 | 0
ST | 0 | 0 | 0 | 0 | 0 | 0
STOG | 0 | 0 | 0 | 0 | 0 | 0
STWD | 0 | 0 | 0 | 0 | 0 | 0
WT | 0 | 0 | 0 | 0 | 0 | 0
IGCC | 0 | 0 | 0 | 0 | 0 | 0
DemandResponse | 0 | 0 | 0 | 0 | 0 | 0
IGCC-CCS | 0 | 0 | 0 | 0 | 0 | 0
WT_off | 0 | 0 | 0 | 0 | 0 | 0
PseudoUnit | 0 | 0 | 0 | 0 | 0 | 0
FixedInterchange | 0 | 0 | 0 | 0 | 0 | 0
Base FOM Costs by Reporting Type: HQ_NEISO
ReportingType | 2015 | 2020 | 2025 | 2030 | 2035 | 2040
BM | 0 | 0 | 0 | 0 | 0 | 0
CC | 0 | 0 | 0 | 0 | 0 | 0
CSP | 0 | 0 | 0 | 0 | 0 | 0
CT | 0 | 0 | 0 | 0 | 0 | 0
Coal | 0 | 0 | 0 | 0 | 0 | 0
Geo | 0 | 0 | 0 | 0 | 0 | 0
H | 0 | 0 | 0 | 0 | 0 | 0
LFG | 0 | 0 | 0 | 0 | 0 | 0
Nuc | 0.01 | 0.01 | 0.01 | 0.01 | 0.01 | 0.01
PS | 0 | 0 | 0 | 0 | 0 | 0
PV | 0 | 0 | 0 | 0 | 0 | 0
PeakG | 0 | 0 | 0 | 0 | 0 | 0
PeakO | 0 | 0 | 0 | 0 | 0 | 0
ST | 0 | 0 | 0 | 0 | 0 | 0
STOG | 0 | 0 | 0 | 0 | 0 | 0
STWD | 0 | 0 | 0 | 0 | 0 | 0
WT | 0 | 0 | 0 | 0 | 0 | 0
IGCC | 0 | 0 | 0 | 0 | 0 | 0
DemandResponse | 0 | 0 | 0 | 0 | 0 | 0
IGCC-CCS | 0 | 0 | 0 | 0 | 0 | 0
WT_off | 0 | 0 | 0 | 0 | 0 | 0
PseudoUnit | 0 | 0 | 0 | 4.27 | 4.27 | 4.27
FixedInterchange | 0 | 0 | 0 | 0 | 0 | 0
Base FOM Costs by Reporting Type: HQ_NY
ReportingType | 2015 | 2020 | 2025 | 2030 | 2035 | 2040
BM | 0 | 0 | 0 | 0 | 0 | 0
CC | 0 | 0 | 0 | 0 | 0 | 0
CSP | 0 | 0 | 0 | 0 | 0 | 0
CT | 0 | 0 | 0 | 0 | 0 | 0
Coal | 0 | 0 | 0 | 0 | 0 | 0
Geo | 0 | 0 | 0 | 0 | 0 | 0
H | 0 | 0 | 0 | 0 | 0 | 0
LFG | 0 | 0 | 0 | 0 | 0 | 0
Nuc | 0.01 | 0.01 | 0.01 | 0.01 | 0.01 | 0.01
PS | 0 | 0 | 0 | 0 | 0 | 0
PV | 0 | 0 | 0 | 0 | 0 | 0
PeakG | 0 | 0 | 0 | 0 | 0 | 0
PeakO | 0 | 0 | 0 | 0 | 0 | 0
ST | 0 | 0 | 0 | 0 | 0 | 0
STOG | 0 | 0 | 0 | 0 | 0 | 0
STWD | 0 | 0 | 0 | 0 | 0 | 0
WT | 0 | 0 | 0 | 0 | 0 | 0
IGCC | 0 | 0 | 0 | 0 | 0 | 0
DemandResponse | 0 | 0 | 0 | 0 | 0 | 0
IGCC-CCS | 0 | 0 | 0 | 0 | 0 | 0
WT_off | 0 | 0 | 0 | 0 | 0 | 0
PseudoUnit | 0 | 0 | 35.6 | 35.6 | 35.6 | 35.6
FixedInterchange | 0 | 0 | 0 | 0 | 0 | 0
Base FOM Costs by Reporting Type: MARITIMES
ReportingType | 2015 | 2020 | 2025 | 2030 | 2035 | 2040
BM | 0 | 0 | 0 | 0 | 0 | 0
CC | 0 | 0 | 0 | 0 | 0 | 0
CSP | 0 | 0 | 0 | 0 | 0 | 0
CT | 0 | 0 | 0 | 0 | 0 | 0
Coal | 0 | 0 | 0 | 0 | 0 | 0
Geo | 0 | 0 | 0 | 0 | 0 | 0
H | 0 | 0 | 0 | 0 | 0 | 0
LFG | 0 | 0 | 0 | 0 | 0 | 0
Nuc | 0.01 | 0.01 | 0.01 | 0.01 | 0.01 | 0.01
PS | 0 | 0 | 0 | 0 | 0 | 0
PV | 0 | 0 | 0 | 0 | 0 | 0
PeakG | 0 | 0 | 0 | 0 | 0 | 0
PeakO | 0 | 0 | 0 | 0 | 0 | 0
ST | 0 | 0 | 0 | 0 | 0 | 0
STOG | 0 | 0 | 0 | 0 | 0 | 0
STWD | 0 | 0 | 0 | 0 | 0 | 0
WT | 0 | 0 | 0 | 0 | 0 | 0
IGCC | 0 | 0 | 0 | 0 | 0 | 0
DemandResponse | 0 | 0 | 0 | 0 | 0 | 0
IGCC-CCS | 0 | 0 | 0 | 0 | 0 | 0
WT_off | 0 | 0 | 0 | 0 | 0 | 0
PseudoUnit | 0 | 0 | 0 | 7.12 | 7.12 | 7.12
FixedInterchange | 0 | 0 | 0 | 0 | 0 | 0
Base FOM Costs by Reporting Type: All
ReportingType | 2015 | 2020 | 2025 | 2030 | 2035 | 2040
BM | 125.73 | 142.84 | 196.96 | 198.24 | 198.24 | 183.73
CC | 7490.36 | 9788.89 | 8334.49 | 8104 | 8890.53 | 8831.98
CSP | 0 | 0 | 0 | 0 | 0 | 0
CT | 42.8 | 45.97 | 45.97 | 44.26 | 24.66 | 48.78
Coal | 10624.01 | 5305.19 | 2197.83 | 548.53 | 544.21 | 539.5
Geo | 226.72 | 401.57 | 774.79 | 774.79 | 774.79 | 774.79
H | 1511 | 1528.07 | 1563.97 | 1600.86 | 1600.86 | 1600.86
LFG | 498.94 | 733.94 | 999.86 | 1086.97 | 1086.97 | 1086.97
Nuc | 16696.36 | 17842.96 | 17518.03 | 22165.86 | 20913.68 | 31010.94
PS | 517.25 | 517.25 | 517.25 | 517.25 | 517.25 | 517.25
PV | 26.7 | 61.18 | 76.24 | 79.16 | 60.67 | 61.59
PeakG | 2041.72 | 2999.1 | 2244 | 2592.62 | 2638.13 | 2541.47
PeakO | 537.15 | 704.79 | 570.54 | 504.73 | 480.78 | 464.26
ST | 48.64 | 100.68 | 115.26 | 116.23 | 116.23 | 116.23
STOG | 2083.41 | 2462.65 | 1895.78 | 1709.1 | 1521.46 | 1409.96
STWD | 158.67 | 191.92 | 161.28 | 161.28 | 161.28 | 161.28
WT | 2034.5 | 5536.33 | 8930.51 | 11124.32 | 11292.41 | 11455.62
IGCC | 30.22 | 30.22 | 30.22 | 30.22 | 30.22 | 30.22
DemandResponse | 0 | 0 | 0 | 0 | 0 | 0
IGCC-CCS | 0 | 0 | 0 | 0 | 0 | 0
WT_off | 25.01 | 25.01 | 83.68 | 83.68 | 83.68 | 83.68
PseudoUnit | 0 | 0 | 35.6 | 46.99 | 46.99 | 46.99
FixedInterchange | 0 | 0 | 0 | 0 | 0 | 0
Base FOM Costs by Reporting Type: EI_US
ReportingType | 2015 | 2020 | 2025 | 2030 | 2035 | 2040
BM | 74.48 | 91.59 | 145.72 | 147 | 147 | 132.48
CC | 4937.67 | 6583.65 | 5622.28 | 5552.08 | 6137.81 | 6128.3
CSP | 0 | 0 | 0 | 0 | 0 | 0
CT | 28.95 | 32.11 | 32.11 | 30.4 | 22.58 | 46.7
Coal | 8588.24 | 3635.02 | 1349.84 | 412.11 | 406.96 | 393.18
Geo | 3.95 | 3.95 | 3.95 | 3.95 | 3.95 | 3.95
H | 419.29 | 426.46 | 441.07 | 451.16 | 451.16 | 451.16
LFG | 417.2 | 539.79 | 700.46 | 787.52 | 787.52 | 787.52
Nuc | 12948.03 | 13763.39 | 13490.13 | 15695.08 | 13711.45 | 22193.77
PS | 401.94 | 401.94 | 401.94 | 401.94 | 401.94 | 401.94
PV | 2.71 | 37.19 | 52.24 | 55.16 | 54.84 | 55.76
PeakG | 1689.1 | 2494.21 | 1836.53 | 2134.32 | 2160.39 | 2063.73
PeakO | 518.27 | 680.47 | 551 | 485.19 | 461.24 | 444.72
ST | 0 | 0 | 0 | 0 | 0 | 0
STOG | 1213.57 | 1435.98 | 1186.65 | 1101.31 | 1101.31 | 1101.31
STWD | 95.51 | 119.51 | 97.38 | 97.38 | 97.38 | 97.38
WT | 1142.42 | 4095.95 | 6647.88 | 8745.82 | 8903.25 | 9055.54
IGCC | 30.22 | 30.22 | 30.22 | 30.22 | 30.22 | 30.22
DemandResponse | 0 | 0 | 0 | 0 | 0 | 0
IGCC-CCS | 0 | 0 | 0 | 0 | 0 | 0
WT_off | 25.01 | 25.01 | 83.68 | 83.68 | 83.68 | 83.68
PseudoUnit | 0 | 0 | 35.6 | 46.99 | 46.99 | 46.99
FixedInterchange | 0 | 0 | 0 | 0 | 0 | 0
Base FOM Costs by Reporting Type: EI_Canada
ReportingType | 2015 | 2020 | 2025 | 2030 | 2035 | 2040
BM | 32.8 | 32.8 | 32.8 | 32.8 | 32.8 | 32.8
CC | 43.92 | 43.92 | 22.22 | 22.22 | 22.22 | 18.17
CSP | 0 | 0 | 0 | 0 | 0 | 0
CT | 2.46 | 2.46 | 2.46 | 2.46 | 0 | 0
Coal | 44.25 | 7.31 | 0 | 0 | 0 | 0
Geo | 0 | 0 | 0 | 0 | 0 | 0
H | 216.06 | 225.96 | 247.25 | 274.05 | 274.05 | 274.05
LFG | 14.17 | 14.17 | 14.17 | 14.23 | 14.23 | 14.23
Nuc | 1895.36 | 1895.36 | 1895.36 | 1895.36 | 1745.4 | 2079.7
PS | 2.92 | 2.92 | 2.92 | 2.92 | 2.92 | 2.92
PV | 18.26 | 18.26 | 18.26 | 18.26 | 0.44 | 0.44
PeakG | 9.88 | 9.88 | 0 | 0 | 0 | 0
PeakO | 0.09 | 0.09 | 0 | 0 | 0 | 0
ST | 0 | 0 | 0 | 0 | 0 | 0
STOG | 5.54 | 5.54 | 0 | 0 | 0 | 0
STWD | 4.45 | 4.45 | 4.45 | 4.45 | 4.45 | 4.45
WT | 120.82 | 120.82 | 120.82 | 120.82 | 112.33 | 112.33
IGCC | 0 | 0 | 0 | 0 | 0 | 0
DemandResponse | 0 | 0 | 0 | 0 | 0 | 0
IGCC-CCS | 0 | 0 | 0 | 0 | 0 | 0
WT_off | 0 | 0 | 0 | 0 | 0 | 0
PseudoUnit | 0 | 0 | 0 | 0 | 0 | 0
FixedInterchange | 0 | 0 | 0 | 0 | 0 | 0
Base FOM Costs by Reporting Type: EI
ReportingType | 2015 | 2020 | 2025 | 2030 | 2035 | 2040
BM | 107.28 | 124.39 | 178.52 | 179.8 | 179.8 | 165.28
CC | 4981.58 | 6627.57 | 5644.51 | 5574.3 | 6160.03 | 6146.47
CSP | 0 | 0 | 0 | 0 | 0 | 0
CT | 31.41 | 34.57 | 34.57 | 32.86 | 22.58 | 46.7
Coal | 8632.5 | 3642.33 | 1349.84 | 412.11 | 406.96 | 393.18
Geo | 3.95 | 3.95 | 3.95 | 3.95 | 3.95 | 3.95
H | 635.35 | 652.42 | 688.32 | 725.21 | 725.21 | 725.21
LFG | 431.38 | 553.96 | 714.64 | 801.75 | 801.75 | 801.75
Nuc | 14843.39 | 15658.74 | 15385.49 | 17590.44 | 15456.84 | 24273.48
PS | 404.86 | 404.86 | 404.86 | 404.86 | 404.86 | 404.86
PV | 20.97 | 55.45 | 70.51 | 73.43 | 55.28 | 56.2
PeakG | 1698.98 | 2504.09 | 1836.53 | 2134.32 | 2160.39 | 2063.73
PeakO | 518.36 | 680.56 | 551 | 485.19 | 461.24 | 444.72
ST | 0 | 0 | 0 | 0 | 0 | 0
STOG | 1219.1 | 1441.51 | 1186.65 | 1101.31 | 1101.31 | 1101.31
STWD | 99.96 | 123.96 | 101.84 | 101.84 | 101.84 | 101.84
WT | 1263.24 | 4216.77 | 6768.7 | 8866.64 | 9015.58 | 9167.87
IGCC | 30.22 | 30.22 | 30.22 | 30.22 | 30.22 | 30.22
DemandResponse | 0 | 0 | 0 | 0 | 0 | 0
IGCC-CCS | 0 | 0 | 0 | 0 | 0 | 0
WT_off | 25.01 | 25.01 | 83.68 | 83.68 | 83.68 | 83.68
PseudoUnit | 0 | 0 | 35.6 | 46.99 | 46.99 | 46.99
FixedInterchange | 0 | 0 | 0 | 0 | 0 | 0
Base FOM Costs by Reporting Type: Outside_EI
ReportingType | 2015 | 2020 | 2025 | 2030 | 2035 | 2040
BM | 18.45 | 18.45 | 18.45 | 18.45 | 18.45 | 18.45
CC | 2508.77 | 3161.32 | 2689.99 | 2529.7 | 2730.5 | 2685.5
CSP | 0 | 0 | 0 | 0 | 0 | 0
CT | 11.39 | 11.39 | 11.39 | 11.39 | 2.08 | 2.08
Coal | 1991.51 | 1662.86 | 847.99 | 136.42 | 137.24 | 146.32
Geo | 222.78 | 397.63 | 770.84 | 770.84 | 770.84 | 770.84
H | 875.65 | 875.65 | 875.65 | 875.65 | 875.65 | 875.65
LFG | 67.56 | 179.98 | 285.22 | 285.22 | 285.22 | 285.22
Nuc | 1852.97 | 2184.21 | 2132.54 | 4575.42 | 5456.83 | 6737.46
PS | 112.39 | 112.39 | 112.39 | 112.39 | 112.39 | 112.39
PV | 5.73 | 5.73 | 5.73 | 5.73 | 5.39 | 5.39
PeakG | 342.75 | 495.01 | 407.47 | 458.3 | 477.74 | 477.74
PeakO | 18.79 | 24.23 | 19.54 | 19.54 | 19.54 | 19.54
ST | 48.64 | 100.68 | 115.26 | 116.23 | 116.23 | 116.23
STOG | 864.31 | 1021.13 | 709.13 | 607.79 | 420.15 | 308.65
STWD | 58.71 | 67.96 | 59.44 | 59.44 | 59.44 | 59.44
WT | 771.26 | 1319.56 | 2161.81 | 2257.68 | 2276.82 | 2287.75
IGCC | 0 | 0 | 0 | 0 | 0 | 0
DemandResponse | 0 | 0 | 0 | 0 | 0 | 0
IGCC-CCS | 0 | 0 | 0 | 0 | 0 | 0
WT_off | 0 | 0 | 0 | 0 | 0 | 0
PseudoUnit | 0 | 0 | 0 | 0 | 0 | 0
FixedInterchange | 0 | 0 | 0 | 0 | 0 | 0
#11 | Retrofit FOM Costs ($million)
Retrofit FOM Costs by Reporting Type: Entergy
ReportingType | 2015 | 2020 | 2025 | 2030 | 2035 | 2040
BM | 0 | 0 | 0 | 0 | 0 | 0
CC | 0 | 0 | 0 | 0 | 0 | 0
CSP | 0 | 0 | 0 | 0 | 0 | 0
CT | 0 | 0 | 0 | 0 | 0 | 0
Coal | 3.17 | 2.11 | 0 | 0 | 0 | 0
Geo | 0 | 0 | 0 | 0 | 0 | 0
H | 0 | 0 | 0 | 0 | 0 | 0
LFG | 0 | 0 | 0 | 0 | 0 | 0
Nuc | 0 | 0 | 0 | 0 | 0 | 0
PS | 0 | 0 | 0 | 0 | 0 | 0
PV | 0 | 0 | 0 | 0 | 0 | 0
PeakG | 0 | 0 | 0 | 0 | 0 | 0
PeakO | 0 | 0 | 0 | 0 | 0 | 0
ST | 0 | 0 | 0 | 0 | 0 | 0
STOG | 0 | 0 | 0 | 0 | 0 | 0
STWD | 0 | 0 | 0 | 0 | 0 | 0
WT | 0 | 0 | 0 | 0 | 0 | 0
IGCC | 0 | 0 | 0 | 0 | 0 | 0
DemandResponse | 0 | 0 | 0 | 0 | 0 | 0
IGCC-CCS | 0 | 0 | 0 | 0 | 0 | 0
WT_off | 0 | 0 | 0 | 0 | 0 | 0
PseudoUnit | 0 | 0 | 0 | 0 | 0 | 0
FixedInterchange | 0 | 0 | 0 | 0 | 0 | 0
Retrofit FOM Costs by Reporting Type: FRCC
ReportingType | 2015 | 2020 | 2025 | 2030 | 2035 | 2040
BM | 0 | 0 | 0 | 0 | 0 | 0
CC | 0 | 0 | 0 | 0 | 0 | 0
CSP | 0 | 0 | 0 | 0 | 0 | 0
CT | 0 | 0 | 0 | 0 | 0 | 0
Coal | 9.24 | 4.9 | 0 | 0 | 0 | 0
Geo | 0 | 0 | 0 | 0 | 0 | 0
H | 0 | 0 | 0 | 0 | 0 | 0
LFG | 0 | 0 | 0 | 0 | 0 | 0
Nuc | 0 | 0 | 0 | 0 | 0 | 0
PS | 0 | 0 | 0 | 0 | 0 | 0
PV | 0 | 0 | 0 | 0 | 0 | 0
PeakG | 0 | 0 | 0 | 0 | 0 | 0
PeakO | 0 | 0 | 0 | 0 | 0 | 0
ST | 0 | 0 | 0 | 0 | 0 | 0
STOG | 0 | 0 | 0 | 0 | 0 | 0
STWD | 0 | 0 | 0 | 0 | 0 | 0
WT | 0 | 0 | 0 | 0 | 0 | 0
IGCC | 0 | 0 | 0 | 0 | 0 | 0
DemandResponse | 0 | 0 | 0 | 0 | 0 | 0
IGCC-CCS | 0 | 0 | 0 | 0 | 0 | 0
WT_off | 0 | 0 | 0 | 0 | 0 | 0
PseudoUnit | 0 | 0 | 0 | 0 | 0 | 0
FixedInterchange | 0 | 0 | 0 | 0 | 0 | 0
Retrofit FOM Costs by Reporting Type: MAPP_US
ReportingType | 2015 | 2020 | 2025 | 2030 | 2035 | 2040
BM | 0 | 0 | 0 | 0 | 0 | 0
CC | 0 | 0 | 0 | 0 | 0 | 0
CSP | 0 | 0 | 0 | 0 | 0 | 0
CT | 0 | 0 | 0 | 0 | 0 | 0
Coal | 8.56 | 5.89 | 0.35 | 0 | 0 | 0
Geo | 0 | 0 | 0 | 0 | 0 | 0
H | 0 | 0 | 0 | 0 | 0 | 0
LFG | 0 | 0 | 0 | 0 | 0 | 0
Nuc | 0 | 0 | 0 | 0 | 0 | 0
PS | 0 | 0 | 0 | 0 | 0 | 0
PV | 0 | 0 | 0 | 0 | 0 | 0
PeakG | 0 | 0 | 0 | 0 | 0 | 0
PeakO | 0 | 0 | 0 | 0 | 0 | 0
ST | 0 | 0 | 0 | 0 | 0 | 0
STOG | 0 | 0 | 0 | 0 | 0 | 0
STWD | 0 | 0 | 0 | 0 | 0 | 0
WT | 0 | 0 | 0 | 0 | 0 | 0
IGCC | 0 | 0 | 0 | 0 | 0 | 0
DemandResponse | 0 | 0 | 0 | 0 | 0 | 0
IGCC-CCS | 0 | 0 | 0 | 0 | 0 | 0
WT_off | 0 | 0 | 0 | 0 | 0 | 0
PseudoUnit | 0 | 0 | 0 | 0 | 0 | 0
FixedInterchange | 0 | 0 | 0 | 0 | 0 | 0
Retrofit FOM Costs by Reporting Type: MISO_IN
ReportingType | 2015 | 2020 | 2025 | 2030 | 2035 | 2040
BM | 0 | 0 | 0 | 0 | 0 | 0
CC | 0 | 0 | 0 | 0 | 0 | 0
CSP | 0 | 0 | 0 | 0 | 0 | 0
CT | 0 | 0 | 0 | 0 | 0 | 0
Coal | 61.06 | 48.93 | 24.38 | 0 | 0 | 0
Geo | 0 | 0 | 0 | 0 | 0 | 0
H | 0 | 0 | 0 | 0 | 0 | 0
LFG | 0 | 0 | 0 | 0 | 0 | 0
Nuc | 0 | 0 | 0 | 0 | 0 | 0
PS | 0 | 0 | 0 | 0 | 0 | 0
PV | 0 | 0 | 0 | 0 | 0 | 0
PeakG | 0 | 0 | 0 | 0 | 0 | 0
PeakO | 0 | 0 | 0 | 0 | 0 | 0
ST | 0 | 0 | 0 | 0 | 0 | 0
STOG | 0 | 0 | 0 | 0 | 0 | 0
STWD | 0 | 0 | 0 | 0 | 0 | 0
WT | 0 | 0 | 0 | 0 | 0 | 0
IGCC | 0 | 0 | 0 | 0 | 0 | 0
DemandResponse | 0 | 0 | 0 | 0 | 0 | 0
IGCC-CCS | 0 | 0 | 0 | 0 | 0 | 0
WT_off | 0 | 0 | 0 | 0 | 0 | 0
PseudoUnit | 0 | 0 | 0 | 0 | 0 | 0
FixedInterchange | 0 | 0 | 0 | 0 | 0 | 0
Retrofit FOM Costs by Reporting Type: MISO_MI
ReportingType | 2015 | 2020 | 2025 | 2030 | 2035 | 2040
BM | 0 | 0 | 0 | 0 | 0 | 0
CC | 0 | 0 | 0 | 0 | 0 | 0
CSP | 0 | 0 | 0 | 0 | 0 | 0
CT | 0 | 0 | 0 | 0 | 0 | 0
Coal | 1.92 | 0 | 0 | 0 | 0 | 0
Geo | 0 | 0 | 0 | 0 | 0 | 0
H | 0 | 0 | 0 | 0 | 0 | 0
LFG | 0 | 0 | 0 | 0 | 0 | 0
Nuc | 0 | 0 | 0 | 0 | 0 | 0
PS | 0 | 0 | 0 | 0 | 0 | 0
PV | 0 | 0 | 0 | 0 | 0 | 0
PeakG | 0 | 0 | 0 | 0 | 0 | 0
PeakO | 0 | 0 | 0 | 0 | 0 | 0
ST | 0 | 0 | 0 | 0 | 0 | 0
STOG | 0 | 0 | 0 | 0 | 0 | 0
STWD | 0 | 0 | 0 | 0 | 0 | 0
WT | 0 | 0 | 0 | 0 | 0 | 0
IGCC | 0 | 0 | 0 | 0 | 0 | 0
DemandResponse | 0 | 0 | 0 | 0 | 0 | 0
IGCC-CCS | 0 | 0 | 0 | 0 | 0 | 0
WT_off | 0 | 0 | 0 | 0 | 0 | 0
PseudoUnit | 0 | 0 | 0 | 0 | 0 | 0
FixedInterchange | 0 | 0 | 0 | 0 | 0 | 0
Retrofit FOM Costs by Reporting Type: MISO_MO-IL
ReportingType | 2015 | 2020 | 2025 | 2030 | 2035 | 2040
BM | 0 | 0 | 0 | 0 | 0 | 0
CC | 0 | 0 | 0 | 0 | 0 | 0
CSP | 0 | 0 | 0 | 0 | 0 | 0
CT | 0 | 0 | 0 | 0 | 0 | 0
Coal | 18.68 | 11.65 | 4.49 | 3.35 | 3.35 | 3.35
Geo | 0 | 0 | 0 | 0 | 0 | 0
H | 0 | 0 | 0 | 0 | 0 | 0
LFG | 0 | 0 | 0 | 0 | 0 | 0
Nuc | 0 | 0 | 0 | 0 | 0 | 0
PS | 0 | 0 | 0 | 0 | 0 | 0
PV | 0 | 0 | 0 | 0 | 0 | 0
PeakG | 0 | 0 | 0 | 0 | 0 | 0
PeakO | 0 | 0 | 0 | 0 | 0 | 0
ST | 0 | 0 | 0 | 0 | 0 | 0
STOG | 0 | 0 | 0 | 0 | 0 | 0
STWD | 0 | 0 | 0 | 0 | 0 | 0
WT | 0 | 0 | 0 | 0 | 0 | 0
IGCC | 0 | 0 | 0 | 0 | 0 | 0
DemandResponse | 0 | 0 | 0 | 0 | 0 | 0
IGCC-CCS | 0 | 0 | 0 | 0 | 0 | 0
WT_off | 0 | 0 | 0 | 0 | 0 | 0
PseudoUnit | 0 | 0 | 0 | 0 | 0 | 0
FixedInterchange | 0 | 0 | 0 | 0 | 0 | 0
Retrofit FOM Costs by Reporting Type: MISO_W
ReportingType | 2015 | 2020 | 2025 | 2030 | 2035 | 2040
BM | 0 | 0 | 0 | 0 | 0 | 0
CC | 0 | 0 | 0 | 0 | 0 | 0
CSP | 0 | 0 | 0 | 0 | 0 | 0
CT | 0 | 0 | 0 | 0 | 0 | 0
Coal | 28.63 | 30.38 | 20.29 | 6.03 | 6.03 | 6.03
Geo | 0 | 0 | 0 | 0 | 0 | 0
H | 0 | 0 | 0 | 0 | 0 | 0
LFG | 0 | 0 | 0 | 0 | 0 | 0
Nuc | 0 | 0 | 0 | 0 | 0 | 0
PS | 0 | 0 | 0 | 0 | 0 | 0
PV | 0 | 0 | 0 | 0 | 0 | 0
PeakG | 0 | 0 | 0 | 0 | 0 | 0
PeakO | 0 | 0 | 0 | 0 | 0 | 0
ST | 0 | 0 | 0 | 0 | 0 | 0
STOG | 0 | 0 | 0 | 0 | 0 | 0
STWD | 0 | 0 | 0 | 0 | 0 | 0
WT | 0 | 0 | 0 | 0 | 0 | 0
IGCC | 0 | 0 | 0 | 0 | 0 | 0
DemandResponse | 0 | 0 | 0 | 0 | 0 | 0
IGCC-CCS | 0 | 0 | 0 | 0 | 0 | 0
WT_off | 0 | 0 | 0 | 0 | 0 | 0
PseudoUnit | 0 | 0 | 0 | 0 | 0 | 0
FixedInterchange | 0 | 0 | 0 | 0 | 0 | 0
Retrofit FOM Costs by Reporting Type: MISO_WUMS
ReportingType | 2015 | 2020 | 2025 | 2030 | 2035 | 2040
BM | 0 | 0 | 0 | 0 | 0 | 0
CC | 0 | 0 | 0 | 0 | 0 | 0
CSP | 0 | 0 | 0 | 0 | 0 | 0
CT | 0 | 0 | 0 | 0 | 0 | 0
Coal | 23.13 | 7.37 | 7.49 | 2.5 | 1.34 | 1.34
Geo | 0 | 0 | 0 | 0 | 0 | 0
H | 0 | 0 | 0 | 0 | 0 | 0
LFG | 0 | 0 | 0 | 0 | 0 | 0
Nuc | 0 | 0 | 0 | 0 | 0 | 0
PS | 0 | 0 | 0 | 0 | 0 | 0
PV | 0 | 0 | 0 | 0 | 0 | 0
PeakG | 0 | 0 | 0 | 0 | 0 | 0
PeakO | 0 | 0 | 0 | 0 | 0 | 0
ST | 0 | 0 | 0 | 0 | 0 | 0
STOG | 0 | 0 | 0 | 0 | 0 | 0
STWD | 0 | 0 | 0 | 0 | 0 | 0
WT | 0 | 0 | 0 | 0 | 0 | 0
IGCC | 0 | 0 | 0 | 0 | 0 | 0
DemandResponse | 0 | 0 | 0 | 0 | 0 | 0
IGCC-CCS | 0 | 0 | 0 | 0 | 0 | 0
WT_off | 0 | 0 | 0 | 0 | 0 | 0
PseudoUnit | 0 | 0 | 0 | 0 | 0 | 0
FixedInterchange | 0 | 0 | 0 | 0 | 0 | 0
Retrofit FOM Costs by Reporting Type: Nebraska
ReportingType | 2015 | 2020 | 2025 | 2030 | 2035 | 2040
BM | 0 | 0 | 0 | 0 | 0 | 0
CC | 0 | 0 | 0 | 0 | 0 | 0
CSP | 0 | 0 | 0 | 0 | 0 | 0
CT | 0 | 0 | 0 | 0 | 0 | 0
Coal | 4.88 | 5.27 | 5.33 | 5.33 | 5.33 | 5.33
Geo | 0 | 0 | 0 | 0 | 0 | 0
H | 0 | 0 | 0 | 0 | 0 | 0
LFG | 0 | 0 | 0 | 0 | 0 | 0
Nuc | 0 | 0 | 0 | 0 | 0 | 0
PS | 0 | 0 | 0 | 0 | 0 | 0
PV | 0 | 0 | 0 | 0 | 0 | 0
PeakG | 0 | 0 | 0 | 0 | 0 | 0
PeakO | 0 | 0 | 0 | 0 | 0 | 0
ST | 0 | 0 | 0 | 0 | 0 | 0
STOG | 0 | 0 | 0 | 0 | 0 | 0
STWD | 0 | 0 | 0 | 0 | 0 | 0
WT | 0 | 0 | 0 | 0 | 0 | 0
IGCC | 0 | 0 | 0 | 0 | 0 | 0
DemandResponse | 0 | 0 | 0 | 0 | 0 | 0
IGCC-CCS | 0 | 0 | 0 | 0 | 0 | 0
WT_off | 0 | 0 | 0 | 0 | 0 | 0
PseudoUnit | 0 | 0 | 0 | 0 | 0 | 0
FixedInterchange | 0 | 0 | 0 | 0 | 0 | 0
Retrofit FOM Costs by Reporting Type: NEISO
ReportingType | 2015 | 2020 | 2025 | 2030 | 2035 | 2040
BM | 0 | 0 | 0 | 0 | 0 | 0
CC | 0 | 0 | 0 | 0 | 0 | 0
CSP | 0 | 0 | 0 | 0 | 0 | 0
CT | 0 | 0 | 0 | 0 | 0 | 0
Coal | 4.08 | 0 | 0 | 0 | 0 | 0
Geo | 0 | 0 | 0 | 0 | 0 | 0
H | 0 | 0 | 0 | 0 | 0 | 0
LFG | 0 | 0 | 0 | 0 | 0 | 0
Nuc | 0 | 0 | 0 | 0 | 0 | 0
PS | 0 | 0 | 0 | 0 | 0 | 0
PV | 0 | 0 | 0 | 0 | 0 | 0
PeakG | 0 | 0 | 0 | 0 | 0 | 0
PeakO | 0 | 0 | 0 | 0 | 0 | 0
ST | 0 | 0 | 0 | 0 | 0 | 0
STOG | 0 | 0 | 0 | 0 | 0 | 0
STWD | 0 | 0 | 0 | 0 | 0 | 0
WT | 0 | 0 | 0 | 0 | 0 | 0
IGCC | 0 | 0 | 0 | 0 | 0 | 0
DemandResponse | 0 | 0 | 0 | 0 | 0 | 0
IGCC-CCS | 0 | 0 | 0 | 0 | 0 | 0
WT_off | 0 | 0 | 0 | 0 | 0 | 0
PseudoUnit | 0 | 0 | 0 | 0 | 0 | 0
FixedInterchange | 0 | 0 | 0 | 0 | 0 | 0
Retrofit FOM Costs by Reporting Type: NonRTO_Midwest
ReportingType | 2015 | 2020 | 2025 | 2030 | 2035 | 2040
BM | 0 | 0 | 0 | 0 | 0 | 0
CC | 0 | 0 | 0 | 0 | 0 | 0
CSP | 0 | 0 | 0 | 0 | 0 | 0
CT | 0 | 0 | 0 | 0 | 0 | 0
Coal | 71.38 | 25.04 | 16.9 | 7.45 | 7.38 | 3.4
Geo | 0 | 0 | 0 | 0 | 0 | 0
H | 0 | 0 | 0 | 0 | 0 | 0
LFG | 0 | 0 | 0 | 0 | 0 | 0
Nuc | 0 | 0 | 0 | 0 | 0 | 0
PS | 0 | 0 | 0 | 0 | 0 | 0
PV | 0 | 0 | 0 | 0 | 0 | 0
PeakG | 0 | 0 | 0 | 0 | 0 | 0
PeakO | 0 | 0 | 0 | 0 | 0 | 0
ST | 0 | 0 | 0 | 0 | 0 | 0
STOG | 0 | 0 | 0 | 0 | 0 | 0
STWD | 0 | 0 | 0 | 0 | 0 | 0
WT | 0 | 0 | 0 | 0 | 0 | 0
IGCC | 0 | 0 | 0 | 0 | 0 | 0
DemandResponse | 0 | 0 | 0 | 0 | 0 | 0
IGCC-CCS | 0 | 0 | 0 | 0 | 0 | 0
WT_off | 0 | 0 | 0 | 0 | 0 | 0
PseudoUnit | 0 | 0 | 0 | 0 | 0 | 0
FixedInterchange | 0 | 0 | 0 | 0 | 0 | 0
Retrofit FOM Costs by Reporting Type: NYISO_A-F
ReportingType | 2015 | 2020 | 2025 | 2030 | 2035 | 2040
BM | 0 | 0 | 0 | 0 | 0 | 0
CC | 0 | 0 | 0 | 0 | 0 | 0
CSP | 0 | 0 | 0 | 0 | 0 | 0
CT | 0 | 0 | 0 | 0 | 0 | 0
Coal | 0 | 0 | 0 | 0 | 0 | 0
Geo | 0 | 0 | 0 | 0 | 0 | 0
H | 0 | 0 | 0 | 0 | 0 | 0
LFG | 0 | 0 | 0 | 0 | 0 | 0
Nuc | 0 | 0 | 0 | 0 | 0 | 0
PS | 0 | 0 | 0 | 0 | 0 | 0
PV | 0 | 0 | 0 | 0 | 0 | 0
PeakG | 0 | 0 | 0 | 0 | 0 | 0
PeakO | 0 | 0 | 0 | 0 | 0 | 0
ST | 0 | 0 | 0 | 0 | 0 | 0
STOG | 0 | 0 | 0 | 0 | 0 | 0
STWD | 0 | 0 | 0 | 0 | 0 | 0
WT | 0 | 0 | 0 | 0 | 0 | 0
IGCC | 0 | 0 | 0 | 0 | 0 | 0
DemandResponse | 0 | 0 | 0 | 0 | 0 | 0
IGCC-CCS | 0 | 0 | 0 | 0 | 0 | 0
WT_off | 0 | 0 | 0 | 0 | 0 | 0
PseudoUnit | 0 | 0 | 0 | 0 | 0 | 0
FixedInterchange | 0 | 0 | 0 | 0 | 0 | 0
Retrofit FOM Costs by Reporting Type: NYISO_G-I
ReportingType | 2015 | 2020 | 2025 | 2030 | 2035 | 2040
BM | 0 | 0 | 0 | 0 | 0 | 0
CC | 0 | 0 | 0 | 0 | 0 | 0
CSP | 0 | 0 | 0 | 0 | 0 | 0
CT | 0 | 0 | 0 | 0 | 0 | 0
Coal | 0 | 0 | 0 | 0 | 0 | 0
Geo | 0 | 0 | 0 | 0 | 0 | 0
H | 0 | 0 | 0 | 0 | 0 | 0
LFG | 0 | 0 | 0 | 0 | 0 | 0
Nuc | 0 | 0 | 0 | 0 | 0 | 0
PS | 0 | 0 | 0 | 0 | 0 | 0
PV | 0 | 0 | 0 | 0 | 0 | 0
PeakG | 0 | 0 | 0 | 0 | 0 | 0
PeakO | 0 | 0 | 0 | 0 | 0 | 0
ST | 0 | 0 | 0 | 0 | 0 | 0
STOG | 0 | 0 | 0 | 0 | 0 | 0
STWD | 0 | 0 | 0 | 0 | 0 | 0
WT | 0 | 0 | 0 | 0 | 0 | 0
IGCC | 0 | 0 | 0 | 0 | 0 | 0
DemandResponse | 0 | 0 | 0 | 0 | 0 | 0
IGCC-CCS | 0 | 0 | 0 | 0 | 0 | 0
WT_off | 0 | 0 | 0 | 0 | 0 | 0
PseudoUnit | 0 | 0 | 0 | 0 | 0 | 0
FixedInterchange | 0 | 0 | 0 | 0 | 0 | 0
Retrofit FOM Costs by Reporting Type: NYISO_J-K
ReportingType | 2015 | 2020 | 2025 | 2030 | 2035 | 2040
BM | 0 | 0 | 0 | 0 | 0 | 0
CC | 0 | 0 | 0 | 0 | 0 | 0
CSP | 0 | 0 | 0 | 0 | 0 | 0
CT | 0 | 0 | 0 | 0 | 0 | 0
Coal | 0 | 0 | 0 | 0 | 0 | 0
Geo | 0 | 0 | 0 | 0 | 0 | 0
H | 0 | 0 | 0 | 0 | 0 | 0
LFG | 0 | 0 | 0 | 0 | 0 | 0
Nuc | 0 | 0 | 0 | 0 | 0 | 0
PS | 0 | 0 | 0 | 0 | 0 | 0
PV | 0 | 0 | 0 | 0 | 0 | 0
PeakG | 0 | 0 | 0 | 0 | 0 | 0
PeakO | 0 | 0 | 0 | 0 | 0 | 0
ST | 0 | 0 | 0 | 0 | 0 | 0
STOG | 0 | 0 | 0 | 0 | 0 | 0
STWD | 0 | 0 | 0 | 0 | 0 | 0
WT | 0 | 0 | 0 | 0 | 0 | 0
IGCC | 0 | 0 | 0 | 0 | 0 | 0
DemandResponse | 0 | 0 | 0 | 0 | 0 | 0
IGCC-CCS | 0 | 0 | 0 | 0 | 0 | 0
WT_off | 0 | 0 | 0 | 0 | 0 | 0
PseudoUnit | 0 | 0 | 0 | 0 | 0 | 0
FixedInterchange | 0 | 0 | 0 | 0 | 0 | 0
Retrofit FOM Costs by Reporting Type: PJM_E
ReportingType | 2015 | 2020 | 2025 | 2030 | 2035 | 2040
BM | 0 | 0 | 0 | 0 | 0 | 0
CC | 0 | 0 | 0 | 0 | 0 | 0
CSP | 0 | 0 | 0 | 0 | 0 | 0
CT | 0 | 0 | 0 | 0 | 0 | 0
Coal | 1.68 | 0.61 | 0 | 0 | 0 | 0
Geo | 0 | 0 | 0 | 0 | 0 | 0
H | 0 | 0 | 0 | 0 | 0 | 0
LFG | 0 | 0 | 0 | 0 | 0 | 0
Nuc | 0 | 0 | 0 | 0 | 0 | 0
PS | 0 | 0 | 0 | 0 | 0 | 0
PV | 0 | 0 | 0 | 0 | 0 | 0
PeakG | 0 | 0 | 0 | 0 | 0 | 0
PeakO | 0 | 0 | 0 | 0 | 0 | 0
ST | 0 | 0 | 0 | 0 | 0 | 0
STOG | 0 | 0 | 0 | 0 | 0 | 0
STWD | 0 | 0 | 0 | 0 | 0 | 0
WT | 0 | 0 | 0 | 0 | 0 | 0
IGCC | 0 | 0 | 0 | 0 | 0 | 0
DemandResponse | 0 | 0 | 0 | 0 | 0 | 0
IGCC-CCS | 0 | 0 | 0 | 0 | 0 | 0
WT_off | 0 | 0 | 0 | 0 | 0 | 0
PseudoUnit | 0 | 0 | 0 | 0 | 0 | 0
FixedInterchange | 0 | 0 | 0 | 0 | 0 | 0
Retrofit FOM Costs by Reporting Type: PJM_ROM
ReportingType | 2015 | 2020 | 2025 | 2030 | 2035 | 2040
BM | 0 | 0 | 0 | 0 | 0 | 0
CC | 0 | 0 | 0 | 0 | 0 | 0
CSP | 0 | 0 | 0 | 0 | 0 | 0
CT | 0 | 0 | 0 | 0 | 0 | 0
Coal | 2.04 | 0.53 | 0 | 0 | 0 | 0
Geo | 0 | 0 | 0 | 0 | 0 | 0
H | 0 | 0 | 0 | 0 | 0 | 0
LFG | 0 | 0 | 0 | 0 | 0 | 0
Nuc | 0 | 0 | 0 | 0 | 0 | 0
PS | 0 | 0 | 0 | 0 | 0 | 0
PV | 0 | 0 | 0 | 0 | 0 | 0
PeakG | 0 | 0 | 0 | 0 | 0 | 0
PeakO | 0 | 0 | 0 | 0 | 0 | 0
ST | 0 | 0 | 0 | 0 | 0 | 0
STOG | 0 | 0 | 0 | 0 | 0 | 0
STWD | 0 | 0 | 0 | 0 | 0 | 0
WT | 0 | 0 | 0 | 0 | 0 | 0
IGCC | 0 | 0 | 0 | 0 | 0 | 0
DemandResponse | 0 | 0 | 0 | 0 | 0 | 0
IGCC-CCS | 0 | 0 | 0 | 0 | 0 | 0
WT_off | 0 | 0 | 0 | 0 | 0 | 0
PseudoUnit | 0 | 0 | 0 | 0 | 0 | 0
FixedInterchange | 0 | 0 | 0 | 0 | 0 | 0
Retrofit FOM Costs by Reporting Type: PJM_ROR
ReportingType | 2015 | 2020 | 2025 | 2030 | 2035 | 2040
BM | 0 | 0 | 0 | 0 | 0 | 0
CC | 0 | 0 | 0 | 0 | 0 | 0
CSP | 0 | 0 | 0 | 0 | 0 | 0
CT | 0 | 0 | 0 | 0 | 0 | 0
Coal | 110.97 | 84.68 | 0 | 0 | 0 | 0
Geo | 0 | 0 | 0 | 0 | 0 | 0
H | 0 | 0 | 0 | 0 | 0 | 0
LFG | 0 | 0 | 0 | 0 | 0 | 0
Nuc | 0 | 0 | 0 | 0 | 0 | 0
PS | 0 | 0 | 0 | 0 | 0 | 0
PV | 0 | 0 | 0 | 0 | 0 | 0
PeakG | 0 | 0 | 0 | 0 | 0 | 0
PeakO | 0 | 0 | 0 | 0 | 0 | 0
ST | 0 | 0 | 0 | 0 | 0 | 0
STOG | 0 | 0 | 0 | 0 | 0 | 0
STWD | 0 | 0 | 0 | 0 | 0 | 0
WT | 0 | 0 | 0 | 0 | 0 | 0
IGCC | 0 | 0 | 0 | 0 | 0 | 0
DemandResponse | 0 | 0 | 0 | 0 | 0 | 0
IGCC-CCS | 0 | 0 | 0 | 0 | 0 | 0
WT_off | 0 | 0 | 0 | 0 | 0 | 0
PseudoUnit | 0 | 0 | 0 | 0 | 0 | 0
FixedInterchange | 0 | 0 | 0 | 0 | 0 | 0
Retrofit FOM Costs by Reporting Type: SOCO
ReportingType | 2015 | 2020 | 2025 | 2030 | 2035 | 2040
BM | 0 | 0 | 0 | 0 | 0 | 0
CC | 0 | 0 | 0 | 0 | 0 | 0
CSP | 0 | 0 | 0 | 0 | 0 | 0
CT | 0 | 0 | 0 | 0 | 0 | 0
Coal | 41.36 | 11.27 | 0 | 0 | 0 | 0
Geo | 0 | 0 | 0 | 0 | 0 | 0
H | 0 | 0 | 0 | 0 | 0 | 0
LFG | 0 | 0 | 0 | 0 | 0 | 0
Nuc | 0 | 0 | 0 | 0 | 0 | 0
PS | 0 | 0 | 0 | 0 | 0 | 0
PV | 0 | 0 | 0 | 0 | 0 | 0
PeakG | 0 | 0 | 0 | 0 | 0 | 0
PeakO | 0 | 0 | 0 | 0 | 0 | 0
ST | 0 | 0 | 0 | 0 | 0 | 0
STOG | 0 | 0 | 0 | 0 | 0 | 0
STWD | 0 | 0 | 0 | 0 | 0 | 0
WT | 0 | 0 | 0 | 0 | 0 | 0
IGCC | 0 | 0 | 0 | 0 | 0 | 0
DemandResponse | 0 | 0 | 0 | 0 | 0 | 0
IGCC-CCS | 0 | 0 | 0 | 0 | 0 | 0
WT_off | 0 | 0 | 0 | 0 | 0 | 0
PseudoUnit | 0 | 0 | 0 | 0 | 0 | 0
FixedInterchange | 0 | 0 | 0 | 0 | 0 | 0
Retrofit FOM Costs by Reporting Type: SPP_N
ReportingType | 2015 | 2020 | 2025 | 2030 | 2035 | 2040
BM | 0 | 0 | 0 | 0 | 0 | 0
CC | 0 | 0 | 0 | 0 | 0 | 0
CSP | 0 | 0 | 0 | 0 | 0 | 0
CT | 0 | 0 | 0 | 0 | 0 | 0
Coal | 35.72 | 29.94 | 0 | 0 | 0 | 0
Geo | 0 | 0 | 0 | 0 | 0 | 0
H | 0 | 0 | 0 | 0 | 0 | 0
LFG | 0 | 0 | 0 | 0 | 0 | 0
Nuc | 0 | 0 | 0 | 0 | 0 | 0
PS | 0 | 0 | 0 | 0 | 0 | 0
PV | 0 | 0 | 0 | 0 | 0 | 0
PeakG | 0 | 0 | 0 | 0 | 0 | 0
PeakO | 0 | 0 | 0 | 0 | 0 | 0
ST | 0 | 0 | 0 | 0 | 0 | 0
STOG | 0 | 0 | 0 | 0 | 0 | 0
STWD | 0 | 0 | 0 | 0 | 0 | 0
WT | 0 | 0 | 0 | 0 | 0 | 0
IGCC | 0 | 0 | 0 | 0 | 0 | 0
DemandResponse | 0 | 0 | 0 | 0 | 0 | 0
IGCC-CCS | 0 | 0 | 0 | 0 | 0 | 0
WT_off | 0 | 0 | 0 | 0 | 0 | 0
PseudoUnit | 0 | 0 | 0 | 0 | 0 | 0
FixedInterchange | 0 | 0 | 0 | 0 | 0 | 0
Retrofit FOM Costs by Reporting Type: SPP_S
ReportingType | 2015 | 2020 | 2025 | 2030 | 2035 | 2040
BM | 0 | 0 | 0 | 0 | 0 | 0
CC | 0 | 0 | 0 | 0 | 0 | 0
CSP | 0 | 0 | 0 | 0 | 0 | 0
CT | 0 | 0 | 0 | 0 | 0 | 0
Coal | 10.97 | 10.18 | 0 | 0 | 0 | 0
Geo | 0 | 0 | 0 | 0 | 0 | 0
H | 0 | 0 | 0 | 0 | 0 | 0
LFG | 0 | 0 | 0 | 0 | 0 | 0
Nuc | 0 | 0 | 0 | 0 | 0 | 0
PS | 0 | 0 | 0 | 0 | 0 | 0
PV | 0 | 0 | 0 | 0 | 0 | 0
PeakG | 0 | 0 | 0 | 0 | 0 | 0
PeakO | 0 | 0 | 0 | 0 | 0 | 0
ST | 0 | 0 | 0 | 0 | 0 | 0
STOG | 0 | 0 | 0 | 0 | 0 | 0
STWD | 0 | 0 | 0 | 0 | 0 | 0
WT | 0 | 0 | 0 | 0 | 0 | 0
IGCC | 0 | 0 | 0 | 0 | 0 | 0
DemandResponse | 0 | 0 | 0 | 0 | 0 | 0
IGCC-CCS | 0 | 0 | 0 | 0 | 0 | 0
WT_off | 0 | 0 | 0 | 0 | 0 | 0
PseudoUnit | 0 | 0 | 0 | 0 | 0 | 0
FixedInterchange | 0 | 0 | 0 | 0 | 0 | 0
Retrofit FOM Costs by Reporting Type: TVA
ReportingType | 2015 | 2020 | 2025 | 2030 | 2035 | 2040
BM | 0 | 0 | 0 | 0 | 0 | 0
CC | 0 | 0 | 0 | 0 | 0 | 0
CSP | 0 | 0 | 0 | 0 | 0 | 0
CT | 0 | 0 | 0 | 0 | 0 | 0
Coal | 26.37 | 16.85 | 3.25 | 0 | 0 | 0
Geo | 0 | 0 | 0 | 0 | 0 | 0
H | 0 | 0 | 0 | 0 | 0 | 0
LFG | 0 | 0 | 0 | 0 | 0 | 0
Nuc | 0 | 0 | 0 | 0 | 0 | 0
PS | 0 | 0 | 0 | 0 | 0 | 0
PV | 0 | 0 | 0 | 0 | 0 | 0
PeakG | 0 | 0 | 0 | 0 | 0 | 0
PeakO | 0 | 0 | 0 | 0 | 0 | 0
ST | 0 | 0 | 0 | 0 | 0 | 0
STOG | 0 | 0 | 0 | 0 | 0 | 0
STWD | 0 | 0 | 0 | 0 | 0 | 0
WT | 0 | 0 | 0 | 0 | 0 | 0
IGCC | 0 | 0 | 0 | 0 | 0 | 0
DemandResponse | 0 | 0 | 0 | 0 | 0 | 0
IGCC-CCS | 0 | 0 | 0 | 0 | 0 | 0
WT_off | 0 | 0 | 0 | 0 | 0 | 0
PseudoUnit | 0 | 0 | 0 | 0 | 0 | 0
FixedInterchange | 0 | 0 | 0 | 0 | 0 | 0
Retrofit FOM Costs by Reporting Type: TVA_Transmission
ReportingType | 2015 | 2020 | 2025 | 2030 | 2035 | 2040
BM | 0 | 0 | 0 | 0 | 0 | 0
CC | 0 | 0 | 0 | 0 | 0 | 0
CSP | 0 | 0 | 0 | 0 | 0 | 0
CT | 0 | 0 | 0 | 0 | 0 | 0
Coal | 0 | 0 | 0 | 0 | 0 | 0
Geo | 0 | 0 | 0 | 0 | 0 | 0
H | 0 | 0 | 0 | 0 | 0 | 0
LFG | 0 | 0 | 0 | 0 | 0 | 0
Nuc | 0 | 0 | 0 | 0 | 0 | 0
PS | 0 | 0 | 0 | 0 | 0 | 0
PV | 0 | 0 | 0 | 0 | 0 | 0
PeakG | 0 | 0 | 0 | 0 | 0 | 0
PeakO | 0 | 0 | 0 | 0 | 0 | 0
ST | 0 | 0 | 0 | 0 | 0 | 0
STOG | 0 | 0 | 0 | 0 | 0 | 0
STWD | 0 | 0 | 0 | 0 | 0 | 0
WT | 0 | 0 | 0 | 0 | 0 | 0
IGCC | 0 | 0 | 0 | 0 | 0 | 0
DemandResponse | 0 | 0 | 0 | 0 | 0 | 0
IGCC-CCS | 0 | 0 | 0 | 0 | 0 | 0
WT_off | 0 | 0 | 0 | 0 | 0 | 0
PseudoUnit | 0 | 0 | 0 | 0 | 0 | 0
FixedInterchange | 0 | 0 | 0 | 0 | 0 | 0
Retrofit FOM Costs by Reporting Type: VACAR
ReportingType | 2015 | 2020 | 2025 | 2030 | 2035 | 2040
BM | 0 | 0 | 0 | 0 | 0 | 0
CC | 0 | 0 | 0 | 0 | 0 | 0
CSP | 0 | 0 | 0 | 0 | 0 | 0
CT | 0 | 0 | 0 | 0 | 0 | 0
Coal | 52.43 | 43.67 | 34.53 | 0 | 0 | 0
Geo | 0 | 0 | 0 | 0 | 0 | 0
H | 0 | 0 | 0 | 0 | 0 | 0
LFG | 0 | 0 | 0 | 0 | 0 | 0
Nuc | 0 | 0 | 0 | 0 | 0 | 0
PS | 0 | 0 | 0 | 0 | 0 | 0
PV | 0 | 0 | 0 | 0 | 0 | 0
PeakG | 0 | 0 | 0 | 0 | 0 | 0
PeakO | 0 | 0 | 0 | 0 | 0 | 0
ST | 0 | 0 | 0 | 0 | 0 | 0
STOG | 0 | 0 | 0 | 0 | 0 | 0
STWD | 0 | 0 | 0 | 0 | 0 | 0
WT | 0 | 0 | 0 | 0 | 0 | 0
IGCC | 0 | 0 | 0 | 0 | 0 | 0
DemandResponse | 0 | 0 | 0 | 0 | 0 | 0
IGCC-CCS | 0 | 0 | 0 | 0 | 0 | 0
WT_off | 0 | 0 | 0 | 0 | 0 | 0
PseudoUnit | 0 | 0 | 0 | 0 | 0 | 0
FixedInterchange | 0 | 0 | 0 | 0 | 0 | 0
Retrofit FOM Costs by Reporting Type: IESO
ReportingType | 2015 | 2020 | 2025 | 2030 | 2035 | 2040
BM | 0 | 0 | 0 | 0 | 0 | 0
CC | 0 | 0 | 0 | 0 | 0 | 0
CSP | 0 | 0 | 0 | 0 | 0 | 0
CT | 0 | 0 | 0 | 0 | 0 | 0
Coal | 0 | 0 | 0 | 0 | 0 | 0
Geo | 0 | 0 | 0 | 0 | 0 | 0
H | 0 | 0 | 0 | 0 | 0 | 0
LFG | 0 | 0 | 0 | 0 | 0 | 0
Nuc | 0 | 0 | 0 | 0 | 0 | 0
PS | 0 | 0 | 0 | 0 | 0 | 0
PV | 0 | 0 | 0 | 0 | 0 | 0
PeakG | 0 | 0 | 0 | 0 | 0 | 0
PeakO | 0 | 0 | 0 | 0 | 0 | 0
ST | 0 | 0 | 0 | 0 | 0 | 0
STOG | 0 | 0 | 0 | 0 | 0 | 0
STWD | 0 | 0 | 0 | 0 | 0 | 0
WT | 0 | 0 | 0 | 0 | 0 | 0
IGCC | 0 | 0 | 0 | 0 | 0 | 0
DemandResponse | 0 | 0 | 0 | 0 | 0 | 0
IGCC-CCS | 0 | 0 | 0 | 0 | 0 | 0
WT_off | 0 | 0 | 0 | 0 | 0 | 0
PseudoUnit | 0 | 0 | 0 | 0 | 0 | 0
FixedInterchange | 0 | 0 | 0 | 0 | 0 | 0
Retrofit FOM Costs by Reporting Type: MAPP_CA
ReportingType | 2015 | 2020 | 2025 | 2030 | 2035 | 2040
BM | 0 | 0 | 0 | 0 | 0 | 0
CC | 0 | 0 | 0 | 0 | 0 | 0
CSP | 0 | 0 | 0 | 0 | 0 | 0
CT | 0 | 0 | 0 | 0 | 0 | 0
Coal | 0 | 0 | 0 | 0 | 0 | 0
Geo | 0 | 0 | 0 | 0 | 0 | 0
H | 0 | 0 | 0 | 0 | 0 | 0
LFG | 0 | 0 | 0 | 0 | 0 | 0
Nuc | 0 | 0 | 0 | 0 | 0 | 0
PS | 0 | 0 | 0 | 0 | 0 | 0
PV | 0 | 0 | 0 | 0 | 0 | 0
PeakG | 0 | 0 | 0 | 0 | 0 | 0
PeakO | 0 | 0 | 0 | 0 | 0 | 0
ST | 0 | 0 | 0 | 0 | 0 | 0
STOG | 0 | 0 | 0 | 0 | 0 | 0
STWD | 0 | 0 | 0 | 0 | 0 | 0
WT | 0 | 0 | 0 | 0 | 0 | 0
IGCC | 0 | 0 | 0 | 0 | 0 | 0
DemandResponse | 0 | 0 | 0 | 0 | 0 | 0
IGCC-CCS | 0 | 0 | 0 | 0 | 0 | 0
WT_off | 0 | 0 | 0 | 0 | 0 | 0
PseudoUnit | 0 | 0 | 0 | 0 | 0 | 0
FixedInterchange | 0 | 0 | 0 | 0 | 0 | 0
Retrofit FOM Costs by Reporting Type: AZ_NM_SNV_Coal
ReportingType | 2015 | 2020 | 2025 | 2030 | 2035 | 2040
BM | 0 | 0 | 0 | 0 | 0 | 0
CC | 0 | 0 | 0 | 0 | 0 | 0
CSP | 0 | 0 | 0 | 0 | 0 | 0
CT | 0 | 0 | 0 | 0 | 0 | 0
Coal | 53.22 | 47.59 | 26.13 | 0 | 0 | 0
Geo | 0 | 0 | 0 | 0 | 0 | 0
H | 0 | 0 | 0 | 0 | 0 | 0
LFG | 0 | 0 | 0 | 0 | 0 | 0
Nuc | 0 | 0 | 0 | 0 | 0 | 0
PS | 0 | 0 | 0 | 0 | 0 | 0
PV | 0 | 0 | 0 | 0 | 0 | 0
PeakG | 0 | 0 | 0 | 0 | 0 | 0
PeakO | 0 | 0 | 0 | 0 | 0 | 0
ST | 0 | 0 | 0 | 0 | 0 | 0
STOG | 0 | 0 | 0 | 0 | 0 | 0
STWD | 0 | 0 | 0 | 0 | 0 | 0
WT | 0 | 0 | 0 | 0 | 0 | 0
IGCC | 0 | 0 | 0 | 0 | 0 | 0
DemandResponse | 0 | 0 | 0 | 0 | 0 | 0
IGCC-CCS | 0 | 0 | 0 | 0 | 0 | 0
WT_off | 0 | 0 | 0 | 0 | 0 | 0
PseudoUnit | 0 | 0 | 0 | 0 | 0 | 0
FixedInterchange | 0 | 0 | 0 | 0 | 0 | 0
Retrofit FOM Costs by Reporting Type: AZ_NM_SNV_Gas
ReportingType | 2015 | 2020 | 2025 | 2030 | 2035 | 2040
BM | 0 | 0 | 0 | 0 | 0 | 0
CC | 0 | 0 | 0 | 0 | 0 | 0
CSP | 0 | 0 | 0 | 0 | 0 | 0
CT | 0 | 0 | 0 | 0 | 0 | 0
Coal | 0 | 0 | 0 | 0 | 0 | 0
Geo | 0 | 0 | 0 | 0 | 0 | 0
H | 0 | 0 | 0 | 0 | 0 | 0
LFG | 0 | 0 | 0 | 0 | 0 | 0
Nuc | 0 | 0 | 0 | 0 | 0 | 0
PS | 0 | 0 | 0 | 0 | 0 | 0
PV | 0 | 0 | 0 | 0 | 0 | 0
PeakG | 0 | 0 | 0 | 0 | 0 | 0
PeakO | 0 | 0 | 0 | 0 | 0 | 0
ST | 0 | 0 | 0 | 0 | 0 | 0
STOG | 0 | 0 | 0 | 0 | 0 | 0
STWD | 0 | 0 | 0 | 0 | 0 | 0
WT | 0 | 0 | 0 | 0 | 0 | 0
IGCC | 0 | 0 | 0 | 0 | 0 | 0
DemandResponse | 0 | 0 | 0 | 0 | 0 | 0
IGCC-CCS | 0 | 0 | 0 | 0 | 0 | 0
WT_off | 0 | 0 | 0 | 0 | 0 | 0
PseudoUnit | 0 | 0 | 0 | 0 | 0 | 0
FixedInterchange | 0 | 0 | 0 | 0 | 0 | 0
Retrofit FOM Costs by Reporting Type: AZ_NM_SNV_NucRenew
ReportingType | 2015 | 2020 | 2025 | 2030 | 2035 | 2040
BM | 0 | 0 | 0 | 0 | 0 | 0
CC | 0 | 0 | 0 | 0 | 0 | 0
CSP | 0 | 0 | 0 | 0 | 0 | 0
CT | 0 | 0 | 0 | 0 | 0 | 0
Coal | 0 | 0 | 0 | 0 | 0 | 0
Geo | 0 | 0 | 0 | 0 | 0 | 0
H | 0 | 0 | 0 | 0 | 0 | 0
LFG | 0 | 0 | 0 | 0 | 0 | 0
Nuc | 0 | 0 | 0 | 0 | 0 | 0
PS | 0 | 0 | 0 | 0 | 0 | 0
PV | 0 | 0 | 0 | 0 | 0 | 0
PeakG | 0 | 0 | 0 | 0 | 0 | 0
PeakO | 0 | 0 | 0 | 0 | 0 | 0
ST | 0 | 0 | 0 | 0 | 0 | 0
STOG | 0 | 0 | 0 | 0 | 0 | 0
STWD | 0 | 0 | 0 | 0 | 0 | 0
WT | 0 | 0 | 0 | 0 | 0 | 0
IGCC | 0 | 0 | 0 | 0 | 0 | 0
DemandResponse | 0 | 0 | 0 | 0 | 0 | 0
IGCC-CCS | 0 | 0 | 0 | 0 | 0 | 0
WT_off | 0 | 0 | 0 | 0 | 0 | 0
PseudoUnit | 0 | 0 | 0 | 0 | 0 | 0
FixedInterchange | 0 | 0 | 0 | 0 | 0 | 0
Retrofit FOM Costs by Reporting Type: ERCOT
ReportingType | 2015 | 2020 | 2025 | 2030 | 2035 | 2040
BM | 0 | 0 | 0 | 0 | 0 | 0
CC | 0 | 0 | 0 | 0 | 0 | 0
CSP | 0 | 0 | 0 | 0 | 0 | 0
CT | 0 | 0 | 0 | 0 | 0 | 0
Coal | 13.6 | 7.23 | 0 | 0 | 0 | 0
Geo | 0 | 0 | 0 | 0 | 0 | 0
H | 0 | 0 | 0 | 0 | 0 | 0
LFG | 0 | 0 | 0 | 0 | 0 | 0
Nuc | 0 | 0 | 0 | 0 | 0 | 0
PS | 0 | 0 | 0 | 0 | 0 | 0
PV | 0 | 0 | 0 | 0 | 0 | 0
PeakG | 0 | 0 | 0 | 0 | 0 | 0
PeakO | 0 | 0 | 0 | 0 | 0 | 0
ST | 0 | 0 | 0 | 0 | 0 | 0
STOG | 0 | 0 | 0 | 0 | 0 | 0
STWD | 0 | 0 | 0 | 0 | 0 | 0
WT | 0 | 0 | 0 | 0 | 0 | 0
IGCC | 0 | 0 | 0 | 0 | 0 | 0
DemandResponse | 0 | 0 | 0 | 0 | 0 | 0
IGCC-CCS | 0 | 0 | 0 | 0 | 0 | 0
WT_off | 0 | 0 | 0 | 0 | 0 | 0
PseudoUnit | 0 | 0 | 0 | 0 | 0 | 0
FixedInterchange | 0 | 0 | 0 | 0 | 0 | 0
Retrofit FOM Costs by Reporting Type: NP15
ReportingType | 2015 | 2020 | 2025 | 2030 | 2035 | 2040
BM | 0 | 0 | 0 | 0 | 0 | 0
CC | 0 | 0 | 0 | 0 | 0 | 0
CSP | 0 | 0 | 0 | 0 | 0 | 0
CT | 0 | 0 | 0 | 0 | 0 | 0
Coal | 0.19 | 0 | 0 | 0 | 0 | 0
Geo | 0 | 0 | 0 | 0 | 0 | 0
H | 0 | 0 | 0 | 0 | 0 | 0
LFG | 0 | 0 | 0 | 0 | 0 | 0
Nuc | 0 | 0 | 0 | 0 | 0 | 0
PS | 0 | 0 | 0 | 0 | 0 | 0
PV | 0 | 0 | 0 | 0 | 0 | 0
PeakG | 0 | 0 | 0 | 0 | 0 | 0
PeakO | 0 | 0 | 0 | 0 | 0 | 0
ST | 0 | 0 | 0 | 0 | 0 | 0
STOG | 0 | 0 | 0 | 0 | 0 | 0
STWD | 0 | 0 | 0 | 0 | 0 | 0
WT | 0 | 0 | 0 | 0 | 0 | 0
IGCC | 0 | 0 | 0 | 0 | 0 | 0
DemandResponse | 0 | 0 | 0 | 0 | 0 | 0
IGCC-CCS | 0 | 0 | 0 | 0 | 0 | 0
WT_off | 0 | 0 | 0 | 0 | 0 | 0
PseudoUnit | 0 | 0 | 0 | 0 | 0 | 0
FixedInterchange | 0 | 0 | 0 | 0 | 0 | 0
Retrofit FOM Costs by Reporting Type: NWPP_Coal
ReportingType | 2015 | 2020 | 2025 | 2030 | 2035 | 2040
BM | 0 | 0 | 0 | 0 | 0 | 0
CC | 0 | 0 | 0 | 0 | 0 | 0
CSP | 0 | 0 | 0 | 0 | 0 | 0
CT | 0 | 0 | 0 | 0 | 0 | 0
Coal | 35.53 | 36.12 | 0.98 | 0.98 | 0.98 | 0.98
Geo | 0 | 0 | 0 | 0 | 0 | 0
H | 0 | 0 | 0 | 0 | 0 | 0
LFG | 0 | 0 | 0 | 0 | 0 | 0
Nuc | 0 | 0 | 0 | 0 | 0 | 0
PS | 0 | 0 | 0 | 0 | 0 | 0
PV | 0 | 0 | 0 | 0 | 0 | 0
PeakG | 0 | 0 | 0 | 0 | 0 | 0
PeakO | 0 | 0 | 0 | 0 | 0 | 0
ST | 0 | 0 | 0 | 0 | 0 | 0
STOG | 0 | 0 | 0 | 0 | 0 | 0
STWD | 0 | 0 | 0 | 0 | 0 | 0
WT | 0 | 0 | 0 | 0 | 0 | 0
IGCC | 0 | 0 | 0 | 0 | 0 | 0
DemandResponse | 0 | 0 | 0 | 0 | 0 | 0
IGCC-CCS | 0 | 0 | 0 | 0 | 0 | 0
WT_off | 0 | 0 | 0 | 0 | 0 | 0
PseudoUnit | 0 | 0 | 0 | 0 | 0 | 0
FixedInterchange | 0 | 0 | 0 | 0 | 0 | 0
Retrofit FOM Costs by Reporting Type: NWPP_Gas
ReportingType | 2015 | 2020 | 2025 | 2030 | 2035 | 2040
BM | 0 | 0 | 0 | 0 | 0 | 0
CC | 0 | 0 | 0 | 0 | 0 | 0
CSP | 0 | 0 | 0 | 0 | 0 | 0
CT | 0 | 0 | 0 | 0 | 0 | 0
Coal | 0 | 0 | 0 | 0 | 0 | 0
Geo | 0 | 0 | 0 | 0 | 0 | 0
H | 0 | 0 | 0 | 0 | 0 | 0
LFG | 0 | 0 | 0 | 0 | 0 | 0
Nuc | 0 | 0 | 0 | 0 | 0 | 0
PS | 0 | 0 | 0 | 0 | 0 | 0
PV | 0 | 0 | 0 | 0 | 0 | 0
PeakG | 0 | 0 | 0 | 0 | 0 | 0
PeakO | 0 | 0 | 0 | 0 | 0 | 0
ST | 0 | 0 | 0 | 0 | 0 | 0
STOG | 0 | 0 | 0 | 0 | 0 | 0
STWD | 0 | 0 | 0 | 0 | 0 | 0
WT | 0 | 0 | 0 | 0 | 0 | 0
IGCC | 0 | 0 | 0 | 0 | 0 | 0
DemandResponse | 0 | 0 | 0 | 0 | 0 | 0
IGCC-CCS | 0 | 0 | 0 | 0 | 0 | 0
WT_off | 0 | 0 | 0 | 0 | 0 | 0
PseudoUnit | 0 | 0 | 0 | 0 | 0 | 0
FixedInterchange | 0 | 0 | 0 | 0 | 0 | 0
Retrofit FOM Costs by Reporting Type: NWPP_NucRenew
ReportingType | 2015 | 2020 | 2025 | 2030 | 2035 | 2040
BM | 0 | 0 | 0 | 0 | 0 | 0
CC | 0 | 0 | 0 | 0 | 0 | 0
CSP | 0 | 0 | 0 | 0 | 0 | 0
CT | 0 | 0 | 0 | 0 | 0 | 0
Coal | 0 | 0 | 0 | 0 | 0 | 0
Geo | 0 | 0 | 0 | 0 | 0 | 0
H | 0 | 0 | 0 | 0 | 0 | 0
LFG | 0 | 0 | 0 | 0 | 0 | 0
Nuc | 0 | 0 | 0 | 0 | 0 | 0
PS | 0 | 0 | 0 | 0 | 0 | 0
PV | 0 | 0 | 0 | 0 | 0 | 0
PeakG | 0 | 0 | 0 | 0 | 0 | 0
PeakO | 0 | 0 | 0 | 0 | 0 | 0
ST | 0 | 0 | 0 | 0 | 0 | 0
STOG | 0 | 0 | 0 | 0 | 0 | 0
STWD | 0 | 0 | 0 | 0 | 0 | 0
WT | 0 | 0 | 0 | 0 | 0 | 0
IGCC | 0 | 0 | 0 | 0 | 0 | 0
DemandResponse | 0 | 0 | 0 | 0 | 0 | 0
IGCC-CCS | 0 | 0 | 0 | 0 | 0 | 0
WT_off | 0 | 0 | 0 | 0 | 0 | 0
PseudoUnit | 0 | 0 | 0 | 0 | 0 | 0
FixedInterchange | 0 | 0 | 0 | 0 | 0 | 0
Retrofit FOM Costs by Reporting Type: RMPA
ReportingType | 2015 | 2020 | 2025 | 2030 | 2035 | 2040
BM | 0 | 0 | 0 | 0 | 0 | 0
CC | 0 | 0 | 0 | 0 | 0 | 0
CSP | 0 | 0 | 0 | 0 | 0 | 0
CT | 0 | 0 | 0 | 0 | 0 | 0
Coal | 21.06 | 21.55 | 6.72 | 6.23 | 6.23 | 6.23
Geo | 0 | 0 | 0 | 0 | 0 | 0
H | 0 | 0 | 0 | 0 | 0 | 0
LFG | 0 | 0 | 0 | 0 | 0 | 0
Nuc | 0 | 0 | 0 | 0 | 0 | 0
PS | 0 | 0 | 0 | 0 | 0 | 0
PV | 0 | 0 | 0 | 0 | 0 | 0
PeakG | 0 | 0 | 0 | 0 | 0 | 0
PeakO | 0 | 0 | 0 | 0 | 0 | 0
ST | 0 | 0 | 0 | 0 | 0 | 0
STOG | 0 | 0 | 0 | 0 | 0 | 0
STWD | 0 | 0 | 0 | 0 | 0 | 0
WT | 0 | 0 | 0 | 0 | 0 | 0
IGCC | 0 | 0 | 0 | 0 | 0 | 0
DemandResponse | 0 | 0 | 0 | 0 | 0 | 0
IGCC-CCS | 0 | 0 | 0 | 0 | 0 | 0
WT_off | 0 | 0 | 0 | 0 | 0 | 0
PseudoUnit | 0 | 0 | 0 | 0 | 0 | 0
FixedInterchange | 0 | 0 | 0 | 0 | 0 | 0
Retrofit FOM Costs by Reporting Type: SP15
ReportingType | 2015 | 2020 | 2025 | 2030 | 2035 | 2040
BM | 0 | 0 | 0 | 0 | 0 | 0
CC | 0 | 0 | 0 | 0 | 0 | 0
CSP | 0 | 0 | 0 | 0 | 0 | 0
CT | 0 | 0 | 0 | 0 | 0 | 0
Coal | 0.23 | 0.41 | 0 | 0 | 0 | 0
Geo | 0 | 0 | 0 | 0 | 0 | 0
H | 0 | 0 | 0 | 0 | 0 | 0
LFG | 0 | 0 | 0 | 0 | 0 | 0
Nuc | 0 | 0 | 0 | 0 | 0 | 0
PS | 0 | 0 | 0 | 0 | 0 | 0
PV | 0 | 0 | 0 | 0 | 0 | 0
PeakG | 0 | 0 | 0 | 0 | 0 | 0
PeakO | 0 | 0 | 0 | 0 | 0 | 0
ST | 0 | 0 | 0 | 0 | 0 | 0
STOG | 0 | 0 | 0 | 0 | 0 | 0
STWD | 0 | 0 | 0 | 0 | 0 | 0
WT | 0 | 0 | 0 | 0 | 0 | 0
IGCC | 0 | 0 | 0 | 0 | 0 | 0
DemandResponse | 0 | 0 | 0 | 0 | 0 | 0
IGCC-CCS | 0 | 0 | 0 | 0 | 0 | 0
WT_off | 0 | 0 | 0 | 0 | 0 | 0
PseudoUnit | 0 | 0 | 0 | 0 | 0 | 0
FixedInterchange | 0 | 0 | 0 | 0 | 0 | 0
Retrofit FOM Costs by Reporting Type: ALB
ReportingType | 2015 | 2020 | 2025 | 2030 | 2035 | 2040
BM | 0 | 0 | 0 | 0 | 0 | 0
CC | 0 | 0 | 0 | 0 | 0 | 0
CSP | 0 | 0 | 0 | 0 | 0 | 0
CT | 0 | 0 | 0 | 0 | 0 | 0
Coal | 0.29 | 0.29 | 0.29 | 0 | 0 | 0
Geo | 0 | 0 | 0 | 0 | 0 | 0
H | 0 | 0 | 0 | 0 | 0 | 0
LFG | 0 | 0 | 0 | 0 | 0 | 0
Nuc | 0 | 0 | 0 | 0 | 0 | 0
PS | 0 | 0 | 0 | 0 | 0 | 0
PV | 0 | 0 | 0 | 0 | 0 | 0
PeakG | 0 | 0 | 0 | 0 | 0 | 0
PeakO | 0 | 0 | 0 | 0 | 0 | 0
ST | 0 | 0 | 0 | 0 | 0 | 0
STOG | 0 | 0 | 0 | 0 | 0 | 0
STWD | 0 | 0 | 0 | 0 | 0 | 0
WT | 0 | 0 | 0 | 0 | 0 | 0
IGCC | 0 | 0 | 0 | 0 | 0 | 0
DemandResponse | 0 | 0 | 0 | 0 | 0 | 0
IGCC-CCS | 0 | 0 | 0 | 0 | 0 | 0
WT_off | 0 | 0 | 0 | 0 | 0 | 0
PseudoUnit | 0 | 0 | 0 | 0 | 0 | 0
FixedInterchange | 0 | 0 | 0 | 0 | 0 | 0
Retrofit FOM Costs by Reporting Type: BC
ReportingType | 2015 | 2020 | 2025 | 2030 | 2035 | 2040
BM | 0 | 0 | 0 | 0 | 0 | 0
CC | 0 | 0 | 0 | 0 | 0 | 0
CSP | 0 | 0 | 0 | 0 | 0 | 0
CT | 0 | 0 | 0 | 0 | 0 | 0
Coal | 0 | 0 | 0 | 0 | 0 | 0
Geo | 0 | 0 | 0 | 0 | 0 | 0
H | 0 | 0 | 0 | 0 | 0 | 0
LFG | 0 | 0 | 0 | 0 | 0 | 0
Nuc | 0 | 0 | 0 | 0 | 0 | 0
PS | 0 | 0 | 0 | 0 | 0 | 0
PV | 0 | 0 | 0 | 0 | 0 | 0
PeakG | 0 | 0 | 0 | 0 | 0 | 0
PeakO | 0 | 0 | 0 | 0 | 0 | 0
ST | 0 | 0 | 0 | 0 | 0 | 0
STOG | 0 | 0 | 0 | 0 | 0 | 0
STWD | 0 | 0 | 0 | 0 | 0 | 0
WT | 0 | 0 | 0 | 0 | 0 | 0
IGCC | 0 | 0 | 0 | 0 | 0 | 0
DemandResponse | 0 | 0 | 0 | 0 | 0 | 0
IGCC-CCS | 0 | 0 | 0 | 0 | 0 | 0
WT_off | 0 | 0 | 0 | 0 | 0 | 0
PseudoUnit | 0 | 0 | 0 | 0 | 0 | 0
FixedInterchange | 0 | 0 | 0 | 0 | 0 | 0
Retrofit FOM Costs by Reporting Type: HQ_IESO
ReportingType | 2015 | 2020 | 2025 | 2030 | 2035 | 2040
BM | 0 | 0 | 0 | 0 | 0 | 0
CC | 0 | 0 | 0 | 0 | 0 | 0
CSP | 0 | 0 | 0 | 0 | 0 | 0
CT | 0 | 0 | 0 | 0 | 0 | 0
Coal | 0 | 0 | 0 | 0 | 0 | 0
Geo | 0 | 0 | 0 | 0 | 0 | 0
H | 0 | 0 | 0 | 0 | 0 | 0
LFG | 0 | 0 | 0 | 0 | 0 | 0
Nuc | 0 | 0 | 0 | 0 | 0 | 0
PS | 0 | 0 | 0 | 0 | 0 | 0
PV | 0 | 0 | 0 | 0 | 0 | 0
PeakG | 0 | 0 | 0 | 0 | 0 | 0
PeakO | 0 | 0 | 0 | 0 | 0 | 0
ST | 0 | 0 | 0 | 0 | 0 | 0
STOG | 0 | 0 | 0 | 0 | 0 | 0
STWD | 0 | 0 | 0 | 0 | 0 | 0
WT | 0 | 0 | 0 | 0 | 0 | 0
IGCC | 0 | 0 | 0 | 0 | 0 | 0
DemandResponse | 0 | 0 | 0 | 0 | 0 | 0
IGCC-CCS | 0 | 0 | 0 | 0 | 0 | 0
WT_off | 0 | 0 | 0 | 0 | 0 | 0
PseudoUnit | 0 | 0 | 0 | 0 | 0 | 0
FixedInterchange | 0 | 0 | 0 | 0 | 0 | 0
Retrofit FOM Costs by Reporting Type: HQ_NEISO
ReportingType | 2015 | 2020 | 2025 | 2030 | 2035 | 2040
BM | 0 | 0 | 0 | 0 | 0 | 0
CC | 0 | 0 | 0 | 0 | 0 | 0
CSP | 0 | 0 | 0 | 0 | 0 | 0
CT | 0 | 0 | 0 | 0 | 0 | 0
Coal | 0 | 0 | 0 | 0 | 0 | 0
Geo | 0 | 0 | 0 | 0 | 0 | 0
H | 0 | 0 | 0 | 0 | 0 | 0
LFG | 0 | 0 | 0 | 0 | 0 | 0
Nuc | 0 | 0 | 0 | 0 | 0 | 0
PS | 0 | 0 | 0 | 0 | 0 | 0
PV | 0 | 0 | 0 | 0 | 0 | 0
PeakG | 0 | 0 | 0 | 0 | 0 | 0
PeakO | 0 | 0 | 0 | 0 | 0 | 0
ST | 0 | 0 | 0 | 0 | 0 | 0
STOG | 0 | 0 | 0 | 0 | 0 | 0
STWD | 0 | 0 | 0 | 0 | 0 | 0
WT | 0 | 0 | 0 | 0 | 0 | 0
IGCC | 0 | 0 | 0 | 0 | 0 | 0
DemandResponse | 0 | 0 | 0 | 0 | 0 | 0
IGCC-CCS | 0 | 0 | 0 | 0 | 0 | 0
WT_off | 0 | 0 | 0 | 0 | 0 | 0
PseudoUnit | 0 | 0 | 0 | 0 | 0 | 0
FixedInterchange | 0 | 0 | 0 | 0 | 0 | 0
Retrofit FOM Costs by Reporting Type: HQ_NY
ReportingType | 2015 | 2020 | 2025 | 2030 | 2035 | 2040
BM | 0 | 0 | 0 | 0 | 0 | 0
CC | 0 | 0 | 0 | 0 | 0 | 0
CSP | 0 | 0 | 0 | 0 | 0 | 0
CT | 0 | 0 | 0 | 0 | 0 | 0
Coal | 0 | 0 | 0 | 0 | 0 | 0
Geo | 0 | 0 | 0 | 0 | 0 | 0
H | 0 | 0 | 0 | 0 | 0 | 0
LFG | 0 | 0 | 0 | 0 | 0 | 0
Nuc | 0 | 0 | 0 | 0 | 0 | 0
PS | 0 | 0 | 0 | 0 | 0 | 0
PV | 0 | 0 | 0 | 0 | 0 | 0
PeakG | 0 | 0 | 0 | 0 | 0 | 0
PeakO | 0 | 0 | 0 | 0 | 0 | 0
ST | 0 | 0 | 0 | 0 | 0 | 0
STOG | 0 | 0 | 0 | 0 | 0 | 0
STWD | 0 | 0 | 0 | 0 | 0 | 0
WT | 0 | 0 | 0 | 0 | 0 | 0
IGCC | 0 | 0 | 0 | 0 | 0 | 0
DemandResponse | 0 | 0 | 0 | 0 | 0 | 0
IGCC-CCS | 0 | 0 | 0 | 0 | 0 | 0
WT_off | 0 | 0 | 0 | 0 | 0 | 0
PseudoUnit | 0 | 0 | 0 | 0 | 0 | 0
FixedInterchange | 0 | 0 | 0 | 0 | 0 | 0
Retrofit FOM Costs by Reporting Type: MARITIMES
ReportingType | 2015 | 2020 | 2025 | 2030 | 2035 | 2040
BM | 0 | 0 | 0 | 0 | 0 | 0
CC | 0 | 0 | 0 | 0 | 0 | 0
CSP | 0 | 0 | 0 | 0 | 0 | 0
CT | 0 | 0 | 0 | 0 | 0 | 0
Coal | 0 | 0 | 0 | 0 | 0 | 0
Geo | 0 | 0 | 0 | 0 | 0 | 0
H | 0 | 0 | 0 | 0 | 0 | 0
LFG | 0 | 0 | 0 | 0 | 0 | 0
Nuc | 0 | 0 | 0 | 0 | 0 | 0
PS | 0 | 0 | 0 | 0 | 0 | 0
PV | 0 | 0 | 0 | 0 | 0 | 0
PeakG | 0 | 0 | 0 | 0 | 0 | 0
PeakO | 0 | 0 | 0 | 0 | 0 | 0
ST | 0 | 0 | 0 | 0 | 0 | 0
STOG | 0 | 0 | 0 | 0 | 0 | 0
STWD | 0 | 0 | 0 | 0 | 0 | 0
WT | 0 | 0 | 0 | 0 | 0 | 0
IGCC | 0 | 0 | 0 | 0 | 0 | 0
DemandResponse | 0 | 0 | 0 | 0 | 0 | 0
IGCC-CCS | 0 | 0 | 0 | 0 | 0 | 0
WT_off | 0 | 0 | 0 | 0 | 0 | 0
PseudoUnit | 0 | 0 | 0 | 0 | 0 | 0
FixedInterchange | 0 | 0 | 0 | 0 | 0 | 0
Retrofit FOM Costs by Reporting Type: All
ReportingType | 2015 | 2020 | 2025 | 2030 | 2035 | 2040
BM | 0 | 0 | 0 | 0 | 0 | 0
CC | 0 | 0 | 0 | 0 | 0 | 0
CSP | 0 | 0 | 0 | 0 | 0 | 0
CT | 0 | 0 | 0 | 0 | 0 | 0
Coal | 640.38 | 452.45 | 151.1 | 31.86 | 30.62 | 26.65
Geo | 0 | 0 | 0 | 0 | 0 | 0
H | 0 | 0 | 0 | 0 | 0 | 0
LFG | 0 | 0 | 0 | 0 | 0 | 0
Nuc | 0 | 0 | 0 | 0 | 0 | 0
PS | 0 | 0 | 0 | 0 | 0 | 0
PV | 0 | 0 | 0 | 0 | 0 | 0
PeakG | 0 | 0 | 0 | 0 | 0 | 0
PeakO | 0 | 0 | 0 | 0 | 0 | 0
ST | 0 | 0 | 0 | 0 | 0 | 0
STOG | 0 | 0 | 0 | 0 | 0 | 0
STWD | 0 | 0 | 0 | 0 | 0 | 0
WT | 0 | 0 | 0 | 0 | 0 | 0
IGCC | 0 | 0 | 0 | 0 | 0 | 0
DemandResponse | 0 | 0 | 0 | 0 | 0 | 0
IGCC-CCS | 0 | 0 | 0 | 0 | 0 | 0
WT_off | 0 | 0 | 0 | 0 | 0 | 0
PseudoUnit | 0 | 0 | 0 | 0 | 0 | 0
FixedInterchange | 0 | 0 | 0 | 0 | 0 | 0
Retrofit FOM Costs by Reporting Type: EI_US
ReportingType | 2015 | 2020 | 2025 | 2030 | 2035 | 2040
BM | 0 | 0 | 0 | 0 | 0 | 0
CC | 0 | 0 | 0 | 0 | 0 | 0
CSP | 0 | 0 | 0 | 0 | 0 | 0
CT | 0 | 0 | 0 | 0 | 0 | 0
Coal | 516.27 | 339.26 | 117 | 24.65 | 23.42 | 19.45
Geo | 0 | 0 | 0 | 0 | 0 | 0
H | 0 | 0 | 0 | 0 | 0 | 0
LFG | 0 | 0 | 0 | 0 | 0 | 0
Nuc | 0 | 0 | 0 | 0 | 0 | 0
PS | 0 | 0 | 0 | 0 | 0 | 0
PV | 0 | 0 | 0 | 0 | 0 | 0
PeakG | 0 | 0 | 0 | 0 | 0 | 0
PeakO | 0 | 0 | 0 | 0 | 0 | 0
ST | 0 | 0 | 0 | 0 | 0 | 0
STOG | 0 | 0 | 0 | 0 | 0 | 0
STWD | 0 | 0 | 0 | 0 | 0 | 0
WT | 0 | 0 | 0 | 0 | 0 | 0
IGCC | 0 | 0 | 0 | 0 | 0 | 0
DemandResponse | 0 | 0 | 0 | 0 | 0 | 0
IGCC-CCS | 0 | 0 | 0 | 0 | 0 | 0
WT_off | 0 | 0 | 0 | 0 | 0 | 0
PseudoUnit | 0 | 0 | 0 | 0 | 0 | 0
FixedInterchange | 0 | 0 | 0 | 0 | 0 | 0
Retrofit FOM Costs by Reporting Type: EI_Canada
ReportingType | 2015 | 2020 | 2025 | 2030 | 2035 | 2040
BM | 0 | 0 | 0 | 0 | 0 | 0
CC | 0 | 0 | 0 | 0 | 0 | 0
CSP | 0 | 0 | 0 | 0 | 0 | 0
CT | 0 | 0 | 0 | 0 | 0 | 0
Coal | 0 | 0 | 0 | 0 | 0 | 0
Geo | 0 | 0 | 0 | 0 | 0 | 0
H | 0 | 0 | 0 | 0 | 0 | 0
LFG | 0 | 0 | 0 | 0 | 0 | 0
Nuc | 0 | 0 | 0 | 0 | 0 | 0
PS | 0 | 0 | 0 | 0 | 0 | 0
PV | 0 | 0 | 0 | 0 | 0 | 0
PeakG | 0 | 0 | 0 | 0 | 0 | 0
PeakO | 0 | 0 | 0 | 0 | 0 | 0
ST | 0 | 0 | 0 | 0 | 0 | 0
STOG | 0 | 0 | 0 | 0 | 0 | 0
STWD | 0 | 0 | 0 | 0 | 0 | 0
WT | 0 | 0 | 0 | 0 | 0 | 0
IGCC | 0 | 0 | 0 | 0 | 0 | 0
DemandResponse | 0 | 0 | 0 | 0 | 0 | 0
IGCC-CCS | 0 | 0 | 0 | 0 | 0 | 0
WT_off | 0 | 0 | 0 | 0 | 0 | 0
PseudoUnit | 0 | 0 | 0 | 0 | 0 | 0
FixedInterchange | 0 | 0 | 0 | 0 | 0 | 0
Retrofit FOM Costs by Reporting Type: EI
ReportingType | 2015 | 2020 | 2025 | 2030 | 2035 | 2040
BM | 0 | 0 | 0 | 0 | 0 | 0
CC | 0 | 0 | 0 | 0 | 0 | 0
CSP | 0 | 0 | 0 | 0 | 0 | 0
CT | 0 | 0 | 0 | 0 | 0 | 0
Coal | 516.27 | 339.26 | 117 | 24.65 | 23.42 | 19.45
Geo | 0 | 0 | 0 | 0 | 0 | 0
H | 0 | 0 | 0 | 0 | 0 | 0
LFG | 0 | 0 | 0 | 0 | 0 | 0
Nuc | 0 | 0 | 0 | 0 | 0 | 0
PS | 0 | 0 | 0 | 0 | 0 | 0
PV | 0 | 0 | 0 | 0 | 0 | 0
PeakG | 0 | 0 | 0 | 0 | 0 | 0
PeakO | 0 | 0 | 0 | 0 | 0 | 0
ST | 0 | 0 | 0 | 0 | 0 | 0
STOG | 0 | 0 | 0 | 0 | 0 | 0
STWD | 0 | 0 | 0 | 0 | 0 | 0
WT | 0 | 0 | 0 | 0 | 0 | 0
IGCC | 0 | 0 | 0 | 0 | 0 | 0
DemandResponse | 0 | 0 | 0 | 0 | 0 | 0
IGCC-CCS | 0 | 0 | 0 | 0 | 0 | 0
WT_off | 0 | 0 | 0 | 0 | 0 | 0
PseudoUnit | 0 | 0 | 0 | 0 | 0 | 0
FixedInterchange | 0 | 0 | 0 | 0 | 0 | 0
Retrofit FOM Costs by Reporting Type: Outside_EI
ReportingType | 2015 | 2020 | 2025 | 2030 | 2035 | 2040
BM | 0 | 0 | 0 | 0 | 0 | 0
CC | 0 | 0 | 0 | 0 | 0 | 0
CSP | 0 | 0 | 0 | 0 | 0 | 0
CT | 0 | 0 | 0 | 0 | 0 | 0
Coal | 124.11 | 113.19 | 34.11 | 7.2 | 7.2 | 7.2
Geo | 0 | 0 | 0 | 0 | 0 | 0
H | 0 | 0 | 0 | 0 | 0 | 0
LFG | 0 | 0 | 0 | 0 | 0 | 0
Nuc | 0 | 0 | 0 | 0 | 0 | 0
PS | 0 | 0 | 0 | 0 | 0 | 0
PV | 0 | 0 | 0 | 0 | 0 | 0
PeakG | 0 | 0 | 0 | 0 | 0 | 0
PeakO | 0 | 0 | 0 | 0 | 0 | 0
ST | 0 | 0 | 0 | 0 | 0 | 0
STOG | 0 | 0 | 0 | 0 | 0 | 0
STWD | 0 | 0 | 0 | 0 | 0 | 0
WT | 0 | 0 | 0 | 0 | 0 | 0
IGCC | 0 | 0 | 0 | 0 | 0 | 0
DemandResponse | 0 | 0 | 0 | 0 | 0 | 0
IGCC-CCS | 0 | 0 | 0 | 0 | 0 | 0
WT_off | 0 | 0 | 0 | 0 | 0 | 0
PseudoUnit | 0 | 0 | 0 | 0 | 0 | 0
FixedInterchange | 0 | 0 | 0 | 0 | 0 | 0
#12 | Levelized Capital Costs ($million)
Levelized Capital Costs by Reporting Type: Entergy
ReportingType | 2015 | 2020 | 2025 | 2030 | 2035 | 2040
BM | 0 | 0 | 0 | 0 | 0 | 0
CC | 276.65 | 621.87 | 621.87 | 621.87 | 621.87 | 445.17
CSP | 0 | 0 | 0 | 0 | 0 | 0
CT | 0 | 0 | 0 | 0 | 0 | 0
Coal | 202.06 | 202.06 | 202.06 | 202.06 | 202.06 | 202.06
Geo | 0 | 0 | 0 | 0 | 0 | 0
H | 0 | 0 | 0 | 0 | 0 | 0
LFG | 0 | 0 | 14.11 | 20.14 | 20.14 | 20.14
Nuc | 0 | 0 | 0 | 0 | 0 | 0
PS | 0 | 0 | 0 | 0 | 0 | 0
PV | 0.11 | 20.78 | 29.85 | 29.85 | 29.74 | 9.5
PeakG | 0 | 0 | 0 | 0 | 0 | 0
PeakO | 0 | 0 | 0 | 0 | 0 | 0
ST | 0 | 0 | 0 | 0 | 0 | 0
STOG | 0 | 0 | 0 | 0 | 0 | 0
STWD | 0 | 0 | 0 | 0 | 0 | 0
WT | 0 | 0 | 0 | 0 | 0 | 0
IGCC | 0 | 0 | 0 | 0 | 0 | 0
DemandResponse | 0 | 0 | 0 | 0 | 0 | 0
IGCC-CCS | 0 | 0 | 0 | 0 | 0 | 0
WT_off | 0 | 0 | 0 | 0 | 0 | 0
PseudoUnit | 0 | 0 | 0 | 0 | 0 | 0
FixedInterchange | 0 | 0 | 0 | 0 | 0 | 0
Levelized Capital Costs by Reporting Type: FRCC
ReportingType | 2015 | 2020 | 2025 | 2030 | 2035 | 2040
BM | 0 | 0 | 0 | 0 | 0 | 0
CC | 1387.96 | 1455.02 | 1455.02 | 1455.02 | 1455.02 | 67.06
CSP | 0 | 0 | 0 | 0 | 0 | 0
CT | 196.14 | 196.14 | 196.14 | 196.14 | 0 | 0
Coal | 0 | 0 | 0 | 0 | 0 | 0
Geo | 0 | 0 | 0 | 0 | 0 | 0
H | 0 | 0 | 0 | 0 | 0 | 0
LFG | 0 | 0 | 37.91 | 37.91 | 37.91 | 37.91
Nuc | 0 | 0 | 1287.75 | 8460.14 | 9396.04 | 12511.46
PS | 0 | 0 | 0 | 0 | 0 | 0
PV | 0 | 0 | 0 | 0 | 0 | 0
PeakG | 0 | 0 | 0 | 0 | 0 | 0
PeakO | 0 | 0 | 0 | 0 | 0 | 0
ST | 0 | 0 | 0 | 0 | 0 | 0
STOG | 0 | 0 | 0 | 0 | 0 | 0
STWD | 0 | 0 | 0 | 0 | 0 | 0
WT | 0 | 0 | 0 | 0 | 0 | 0
IGCC | 0 | 0 | 0 | 0 | 0 | 0
DemandResponse | 0 | 0 | 0 | 0 | 0 | 0
IGCC-CCS | 0 | 0 | 0 | 0 | 0 | 0
WT_off | 0 | 0 | 0 | 0 | 0 | 0
PseudoUnit | 0 | 0 | 0 | 0 | 0 | 0
FixedInterchange | 0 | 0 | 0 | 0 | 0 | 0
Levelized Capital Costs by Reporting Type: MAPP_US
ReportingType | 2015 | 2020 | 2025 | 2030 | 2035 | 2040
BM | 0 | 0 | 0 | 0 | 0 | 0
CC | 0 | 0 | 0 | 0 | 0 | 0
CSP | 0 | 0 | 0 | 0 | 0 | 0
CT | 25.9 | 40.14 | 40.14 | 77.66 | 55.3 | 43.59
Coal | 0 | 0 | 0 | 0 | 0 | 0
Geo | 0 | 0 | 0 | 0 | 0 | 0
H | 0 | 0 | 0 | 0 | 0 | 0
LFG | 0 | 0 | 0 | 13.26 | 13.26 | 13.26
Nuc | 0 | 0 | 0 | 0 | 0 | 0
PS | 0 | 0 | 0 | 0 | 0 | 0
PV | 0 | 0 | 0 | 0 | 0 | 0
PeakG | 0 | 0 | 0 | 0 | 0 | 0
PeakO | 0 | 0 | 0 | 0 | 0 | 0
ST | 0 | 0 | 0 | 0 | 0 | 0
STOG | 0 | 0 | 0 | 0 | 0 | 0
STWD | 0 | 0 | 0 | 0 | 0 | 0
WT | 91.97 | 863.39 | 1588.89 | 1610.17 | 1555.58 | 784.16
IGCC | 0 | 0 | 0 | 0 | 0 | 0
DemandResponse | 0 | 0 | 0 | 0 | 0 | 0
IGCC-CCS | 0 | 0 | 0 | 0 | 0 | 0
WT_off | 0 | 0 | 0 | 0 | 0 | 0
PseudoUnit | 0 | 0 | 0 | 0 | 0 | 0
FixedInterchange | 0 | 0 | 0 | 0 | 0 | 0
Levelized Capital Costs by Reporting Type: MISO_IN
ReportingType | 2015 | 2020 | 2025 | 2030 | 2035 | 2040
BM | 0 | 0 | 0 | 0 | 0 | 0
CC | 146.81 | 1898.41 | 1898.41 | 1898.41 | 1898.41 | 1751.6
CSP | 0 | 0 | 0 | 0 | 0 | 0
CT | 0 | 0 | 0 | 0 | 0 | 0
Coal | 0 | 0 | 0 | 0 | 0 | 0
Geo | 0 | 0 | 0 | 0 | 0 | 0
H | 0 | 0 | 0 | 0 | 0 | 0
LFG | 0 | 0 | 15.89 | 15.89 | 15.89 | 15.89
Nuc | 0 | 0 | 0 | 0 | 0 | 0
PS | 0 | 0 | 0 | 0 | 0 | 0
PV | 0 | 80.17 | 116.37 | 117.71 | 117.71 | 37.54
PeakG | 0 | 0 | 0 | 0 | 0 | 0
PeakO | 0 | 0 | 0 | 0 | 0 | 0
ST | 0 | 0 | 0 | 0 | 0 | 0
STOG | 0 | 0 | 0 | 0 | 0 | 0
STWD | 0 | 0 | 0 | 0 | 0 | 0
WT | 0 | 0 | 0 | 9697.29 | 9697.29 | 9697.29
IGCC | 215.26 | 215.26 | 215.26 | 215.26 | 215.26 | 215.26
DemandResponse | 0 | 0 | 0 | 0 | 0 | 0
IGCC-CCS | 0 | 0 | 0 | 0 | 0 | 0
WT_off | 0 | 0 | 0 | 0 | 0 | 0
PseudoUnit | 0 | 0 | 0 | 0 | 0 | 0
FixedInterchange | 0 | 0 | 0 | 0 | 0 | 0
Levelized Capital Costs by Reporting Type: MISO_MI
ReportingType | 2015 | 2020 | 2025 | 2030 | 2035 | 2040
BM | 0 | 0 | 0 | 0 | 0 | 0
CC | 293.77 | 394.53 | 394.53 | 394.53 | 394.53 | 100.75
CSP | 0 | 0 | 0 | 0 | 0 | 0
CT | 0 | 0 | 0 | 0 | 0 | 0
Coal | 0 | 0 | 0 | 0 | 0 | 0
Geo | 0 | 0 | 0 | 0 | 0 | 0
H | 0 | 0 | 0 | 0 | 0 | 0
LFG | 0 | 0 | 33.41 | 33.41 | 33.41 | 33.41
Nuc | 0 | 0 | 0 | 0 | 0 | 0
PS | 0 | 0 | 0 | 0 | 0 | 0
PV | 0 | 0 | 0 | 0 | 0 | 0
PeakG | 0 | 0 | 0 | 0 | 0 | 0
PeakO | 0 | 0 | 0 | 0 | 0 | 0
ST | 0 | 0 | 0 | 0 | 0 | 0
STOG | 0 | 0 | 0 | 0 | 0 | 0
STWD | 0 | 0 | 0 | 0 | 0 | 0
WT | 480.98 | 569.46 | 569.46 | 612.67 | 131.69 | 43.21
IGCC | 0 | 0 | 0 | 0 | 0 | 0
DemandResponse | 0 | 0 | 0 | 0 | 0 | 0
IGCC-CCS | 0 | 0 | 0 | 0 | 0 | 0
WT_off | 0 | 0 | 0 | 0 | 0 | 0
PseudoUnit | 0 | 0 | 0 | 0 | 0 | 0
FixedInterchange | 0 | 0 | 0 | 0 | 0 | 0
Levelized Capital Costs by Reporting Type: MISO_MO-IL
ReportingType | 2015 | 2020 | 2025 | 2030 | 2035 | 2040
BM | 0 | 0 | 0 | 0 | 0 | 0
CC | 0 | 265.92 | 265.92 | 265.92 | 265.92 | 265.92
CSP | 0 | 0 | 0 | 0 | 0 | 0
CT | 0 | 0 | 0 | 0 | 0 | 0
Coal | 574.94 | 574.94 | 574.94 | 574.94 | 574.94 | 574.94
Geo | 0 | 0 | 0 | 0 | 0 | 0
H | 0 | 0 | 92.29 | 92.29 | 92.29 | 92.29
LFG | 0 | 0 | 46.76 | 46.76 | 46.76 | 46.76
Nuc | 0 | 0 | 0 | 0 | 0 | 0
PS | 0 | 0 | 0 | 0 | 0 | 0
PV | 0 | 0 | 0 | 0 | 0 | 0
PeakG | 0 | 0 | 0 | 0 | 0 | 0
PeakO | 0 | 0 | 0 | 0 | 0 | 0
ST | 0 | 0 | 0 | 0 | 0 | 0
STOG | 0 | 0 | 0 | 0 | 0 | 0
STWD | 0 | 0 | 0 | 0 | 0 | 0
WT | 68.52 | 68.52 | 1227.96 | 2274.03 | 2205.51 | 3020.46
IGCC | 0 | 0 | 0 | 0 | 0 | 0
DemandResponse | 0 | 0 | 0 | 0 | 0 | 0
IGCC-CCS | 0 | 0 | 0 | 0 | 0 | 0
WT_off | 0 | 0 | 0 | 0 | 0 | 0
PseudoUnit | 0 | 0 | 0 | 0 | 0 | 0
FixedInterchange | 0 | 0 | 0 | 0 | 0 | 0
Levelized Capital Costs by Reporting Type: MISO_W
ReportingType | 2015 | 2020 | 2025 | 2030 | 2035 | 2040
BM | 0 | 0 | 0 | 0 | 0 | 0
CC | 0 | 0 | 0 | 0 | 0 | 0
CSP | 0 | 0 | 0 | 0 | 0 | 0
CT | 0 | 0 | 0 | 0 | 0 | 0
Coal | 0 | 0 | 0 | 0 | 0 | 0
Geo | 0 | 0 | 0 | 0 | 0 | 0
H | 0 | 0 | 0 | 0 | 0 | 0
LFG | 0 | 0 | 0 | 14.86 | 14.86 | 14.86
Nuc | 0 | 0 | 0 | 0 | 0 | 0
PS | 0 | 0 | 0 | 0 | 0 | 0
PV | 0 | 0 | 0 | 0 | 0 | 0
PeakG | 0 | 0 | 0 | 0 | 0 | 0
PeakO | 0 | 0 | 0 | 0 | 0 | 0
ST | 0 | 0 | 0 | 0 | 0 | 0
STOG | 0 | 0 | 0 | 0 | 0 | 0
STWD | 0 | 0 | 0 | 0 | 0 | 0
WT | 658.73 | 658.73 | 12006.3 | 12008.44 | 11415.04 | 11510.56
IGCC | 0 | 0 | 0 | 0 | 0 | 0
DemandResponse | 0 | 0 | 0 | 0 | 0 | 0
IGCC-CCS | 0 | 0 | 0 | 0 | 0 | 0
WT_off | 0 | 0 | 0 | 0 | 0 | 0
PseudoUnit | 0 | 0 | 0 | 0 | 0 | 0
FixedInterchange | 0 | 0 | 0 | 0 | 0 | 0
Levelized Capital Costs by Reporting Type: MISO_WUMS
ReportingType | 2015 | 2020 | 2025 | 2030 | 2035 | 2040
BM | 0 | 0 | 0 | 0 | 0 | 0
CC | 588.07 | 883.6 | 883.6 | 883.6 | 883.6 | 295.53
CSP | 0 | 0 | 0 | 0 | 0 | 0
CT | 0 | 0 | 0 | 0 | 0 | 238.45
Coal | 184.51 | 184.51 | 184.51 | 184.51 | 184.51 | 184.51
Geo | 0 | 0 | 0 | 0 | 0 | 0
H | 0 | 0.35 | 0.35 | 0.35 | 0.35 | 0.35
LFG | 0 | 0 | 43.4 | 43.4 | 43.4 | 43.4
Nuc | 0 | 0 | 0 | 0 | 0 | 0
PS | 0 | 0 | 0 | 0 | 0 | 0
PV | 0 | 0 | 0 | 0 | 0 | 0
PeakG | 0 | 0 | 0 | 0 | 0 | 0
PeakO | 0 | 0 | 0 | 0 | 0 | 0
ST | 0 | 0 | 0 | 0 | 0 | 0
STOG | 0 | 0 | 0 | 0 | 0 | 0
STWD | 0 | 0 | 0 | 0 | 0 | 0
WT | 218.37 | 218.37 | 224.5 | 1789.2 | 1570.82 | 1570.82
IGCC | 0 | 0 | 0 | 0 | 0 | 0
DemandResponse | 0 | 0 | 0 | 0 | 0 | 0
IGCC-CCS | 0 | 0 | 0 | 0 | 0 | 0
WT_off | 0 | 0 | 0 | 0 | 0 | 0
PseudoUnit | 0 | 0 | 0 | 0 | 0 | 0
FixedInterchange | 0 | 0 | 0 | 0 | 0 | 0
Levelized Capital Costs by Reporting Type: Nebraska
ReportingType | 2015 | 2020 | 2025 | 2030 | 2035 | 2040
BM | 0 | 0 | 0 | 0 | 0 | 0
CC | 0 | 0 | 0 | 0 | 0 | 0
CSP | 0 | 0 | 0 | 0 | 0 | 0
CT | 0 | 0 | 0 | 0 | 0 | 0
Coal | 66.52 | 66.52 | 66.52 | 66.52 | 66.52 | 66.52
Geo | 0 | 0 | 0 | 0 | 0 | 0
H | 0 | 0 | 0 | 0 | 0 | 0
LFG | 0 | 0 | 0 | 13.78 | 13.78 | 13.78
Nuc | 0 | 0 | 0 | 0 | 0 | 0
PS | 0 | 0 | 0 | 0 | 0 | 0
PV | 0 | 0 | 0 | 0 | 0 | 0
PeakG | 0 | 0 | 0 | 0 | 0 | 0
PeakO | 0 | 0 | 0 | 0 | 0 | 0
ST | 0 | 0 | 0 | 0 | 0 | 0
STOG | 0 | 0 | 0 | 0 | 0 | 0
STWD | 0 | 0 | 0 | 0 | 0 | 0
WT | 44.36 | 3562.05 | 3562.05 | 3552.55 | 4327.96 | 890.83
IGCC | 0 | 0 | 0 | 0 | 0 | 0
DemandResponse | 0 | 0 | 0 | 0 | 0 | 0
IGCC-CCS | 0 | 0 | 0 | 0 | 0 | 0
WT_off | 0 | 0 | 0 | 0 | 0 | 0
PseudoUnit | 0 | 0 | 0 | 0 | 0 | 0
FixedInterchange | 0 | 0 | 0 | 0 | 0 | 0
Levelized Capital Costs by Reporting Type: NEISO
ReportingType | 2015 | 2020 | 2025 | 2030 | 2035 | 2040
BM | 115.57 | 115.57 | 115.57 | 115.57 | 115.57 | 115.57
CC | 273.49 | 273.49 | 273.49 | 273.49 | 331.05 | 57.56
CSP | 0 | 0 | 0 | 0 | 0 | 0
CT | 30 | 30 | 30 | 29.13 | 0 | 0
Coal | 0 | 0 | 0 | 0 | 0 | 0
Geo | 0 | 0 | 0 | 0 | 0 | 0
H | 0 | 0 | 0 | 0.99 | 0.99 | 0.99
LFG | 10.64 | 10.64 | 10.64 | 24.97 | 14.32 | 14.32
Nuc | 0 | 0 | 0 | 0 | 0 | 0
PS | 0 | 0 | 0 | 0 | 0 | 0
PV | 0 | 106.92 | 106.92 | 106.92 | 106.92 | 0
PeakG | 0 | 0 | 0 | 0 | 0 | 0
PeakO | 0 | 0 | 0 | 0 | 0 | 0
ST | 0 | 0 | 0 | 0 | 0 | 0
STOG | 0 | 0 | 0 | 0 | 0 | 0
STWD | 0 | 0 | 0 | 0 | 0 | 0
WT | 54.49 | 625.45 | 928.34 | 1149.62 | 1102.43 | 531.47
IGCC | 0 | 0 | 0 | 0 | 0 | 0
DemandResponse | 0 | 0 | 0 | 0 | 0 | 0
IGCC-CCS | 0 | 0 | 0 | 0 | 0 | 0
WT_off | 283.24 | 283.24 | 283.24 | 283.24 | 0 | 0
PseudoUnit | 0 | 0 | 0 | 0 | 0 | 0
FixedInterchange | 0 | 0 | 0 | 0 | 0 | 0
Levelized Capital Costs by Reporting Type: NonRTO_Midwest
ReportingType | 2015 | 2020 | 2025 | 2030 | 2035 | 2040
BM | 0 | 0 | 0 | 0 | 0 | 0
CC | 193.25 | 682.29 | 682.29 | 682.29 | 682.29 | 489.04
CSP | 0 | 0 | 0 | 0 | 0 | 0
CT | 0 | 0 | 0 | 0 | 0 | 0
Coal | 0 | 0 | 0 | 0 | 0 | 0
Geo | 0 | 0 | 0 | 0 | 0 | 0
H | 0 | 0 | 245.9 | 245.9 | 245.9 | 245.9
LFG | 0 | 0 | 30 | 30 | 30 | 30
Nuc | 0 | 0 | 0 | 0 | 205.38 | 909.51
PS | 0 | 0 | 0 | 0 | 0 | 0
PV | 0 | 0 | 0 | 0 | 0 | 0
PeakG | 0 | 0 | 0 | 0 | 0 | 0
PeakO | 0 | 0 | 0 | 0 | 0 | 0
ST | 0 | 0 | 0 | 0 | 0 | 0
STOG | 0 | 0 | 0 | 0 | 0 | 0
STWD | 0 | 0 | 0 | 0 | 0 | 0
WT | 0 | 0 | 0 | 0 | 0 | 0
IGCC | 0 | 0 | 0 | 0 | 0 | 0
DemandResponse | 0 | 0 | 0 | 0 | 0 | 0
IGCC-CCS | 0 | 0 | 0 | 0 | 0 | 0
WT_off | 0 | 0 | 0 | 0 | 0 | 0
PseudoUnit | 0 | 0 | 0 | 0 | 0 | 0
FixedInterchange | 0 | 0 | 0 | 0 | 0 | 0
Levelized Capital Costs by Reporting Type: NYISO_A-F
ReportingType | 2015 | 2020 | 2025 | 2030 | 2035 | 2040
BM | 0 | 0 | 0 | 0 | 0 | 0
CC | 85.71 | 85.71 | 85.71 | 85.71 | 85.71 | 0
CSP | 0 | 0 | 0 | 0 | 0 | 0
CT | 0 | 0 | 0 | 0 | 0 | 0
Coal | 0 | 0 | 0 | 0 | 0 | 0
Geo | 0 | 0 | 0 | 0 | 0 | 0
H | 0 | 0 | 0 | 0 | 0 | 0
LFG | 1.35 | 1.35 | 1.35 | 14.91 | 13.57 | 13.57
Nuc | 0 | 0 | 0 | 0 | 0 | 0
PS | 0 | 0 | 0 | 0 | 0 | 0
PV | 0 | 0 | 0 | 0 | 0 | 0
PeakG | 0 | 0 | 0 | 0 | 0 | 0
PeakO | 0 | 0 | 0 | 0 | 0 | 0
ST | 0 | 0 | 0 | 0 | 0 | 0
STOG | 0 | 0 | 0 | 0 | 0 | 0
STWD | 0 | 0 | 0 | 0 | 0 | 0
WT | 571.17 | 727.41 | 727.41 | 1493.35 | 922.17 | 765.94
IGCC | 0 | 0 | 0 | 0 | 0 | 0
DemandResponse | 0 | 0 | 0 | 0 | 0 | 0
IGCC-CCS | 0 | 0 | 0 | 0 | 0 | 0
WT_off | 0 | 0 | 0 | 0 | 0 | 0
PseudoUnit | 0 | 0 | 0 | 0 | 0 | 0
FixedInterchange | 0 | 0 | 0 | 0 | 0 | 0
Levelized Capital Costs by Reporting Type: NYISO_G-I
ReportingType | 2015 | 2020 | 2025 | 2030 | 2035 | 2040
BM | 0 | 0 | 0 | 0 | 0 | 0
CC | 0 | 56.3 | 56.3 | 63.25 | 134.48 | 372.14
CSP | 0 | 0 | 0 | 0 | 0 | 0
CT | 0 | 0 | 0 | 0 | 0 | 0
Coal | 0 | 0 | 0 | 0 | 0 | 0
Geo | 0 | 0 | 0 | 0 | 0 | 0
H | 0 | 0 | 0 | 0 | 0 | 0
LFG | 0 | 0 | 0 | 14.85 | 14.85 | 14.85
Nuc | 0 | 0 | 0 | 0 | 0 | 0
PS | 0 | 0 | 0 | 0 | 0 | 0
PV | 0 | 0 | 0 | 0 | 0 | 0
PeakG | 0 | 0 | 0 | 0 | 0 | 0
PeakO | 0 | 0 | 0 | 0 | 0 | 0
ST | 0 | 0 | 0 | 0 | 0 | 0
STOG | 0 | 0 | 0 | 0 | 0 | 0
STWD | 0 | 0 | 0 | 0 | 0 | 0
WT | 0 | 12.72 | 12.72 | 76.54 | 76.54 | 63.83
IGCC | 0 | 0 | 0 | 0 | 0 | 0
DemandResponse | 0 | 0 | 0 | 0 | 0 | 0
IGCC-CCS | 0 | 0 | 0 | 0 | 0 | 0
WT_off | 0 | 0 | 0 | 0 | 0 | 0
PseudoUnit | 0 | 0 | 0 | 0 | 0 | 0
FixedInterchange | 0 | 0 | 0 | 0 | 0 | 0
Levelized Capital Costs by Reporting Type: NYISO_J-K
ReportingType | 2015 | 2020 | 2025 | 2030 | 2035 | 2040
BM | 0 | 0 | 0 | 0 | 0 | 0
CC | 226.37 | 226.37 | 226.37 | 226.37 | 226.37 | 0
CSP | 0 | 0 | 0 | 0 | 0 | 0
CT | 0 | 0 | 0 | 0 | 0 | 0
Coal | 0 | 0 | 0 | 0 | 0 | 0
Geo | 0 | 0 | 0 | 0 | 0 | 0
H | 0 | 0 | 0 | 0 | 0 | 0
LFG | 0 | 0 | 0 | 20.47 | 20.47 | 20.47
Nuc | 0 | 0 | 0 | 0 | 0 | 0
PS | 0 | 0 | 0 | 0 | 0 | 0
PV | 16.99 | 16.99 | 16.99 | 16.99 | 0 | 0
PeakG | 0 | 0 | 0 | 0 | 0 | 0
PeakO | 0 | 0 | 0 | 0 | 0 | 0
ST | 0 | 0 | 0 | 0 | 0 | 0
STOG | 0 | 0 | 0 | 0 | 0 | 0
STWD | 0 | 0 | 0 | 0 | 0 | 0
WT | 0 | 0 | 0 | 0 | 0 | 0
IGCC | 0 | 0 | 0 | 0 | 0 | 0
DemandResponse | 0 | 0 | 0 | 0 | 0 | 0
IGCC-CCS | 0 | 0 | 0 | 0 | 0 | 0
WT_off | 0 | 0 | 0 | 0 | 0 | 0
PseudoUnit | 0 | 0 | 0 | 0 | 0 | 0
FixedInterchange | 0 | 0 | 0 | 0 | 0 | 0
Levelized Capital Costs by Reporting Type: PJM_E
ReportingType | 2015 | 2020 | 2025 | 2030 | 2035 | 2040
BM | 14.48 | 14.48 | 14.48 | 14.48 | 14.48 | 14.48
CC | 673.31 | 673.31 | 673.31 | 673.31 | 582.39 | 0
CSP | 0 | 0 | 0 | 0 | 0 | 0
CT | 2.28 | 2.28 | 2.28 | 0 | 0 | 0
Coal | 9.09 | 9.09 | 9.09 | 9.09 | 9.09 | 9.09
Geo | 0 | 0 | 0 | 0 | 0 | 0
H | 0 | 0 | 0 | 0 | 0 | 0
LFG | 2.19 | 32.86 | 32.86 | 30.67 | 30.67 | 0
Nuc | 0 | 0 | 0 | 0 | 0 | 0
PS | 0 | 0 | 0 | 0 | 0 | 0
PV | 11.04 | 11.04 | 11.04 | 11.04 | 0 | 0
PeakG | 0 | 0 | 0 | 0 | 0 | 0
PeakO | 0 | 0 | 0 | 0 | 0 | 0
ST | 0 | 0 | 0 | 0 | 0 | 0
STOG | 0 | 0 | 0 | 0 | 0 | 0
STWD | 0 | 0 | 0 | 0 | 0 | 0
WT | 300.12 | 300.12 | 300.12 | 300.12 | 0 | 0
IGCC | 0 | 0 | 0 | 0 | 0 | 0
DemandResponse | 0 | 0 | 0 | 0 | 0 | 0
IGCC-CCS | 0 | 0 | 0 | 0 | 0 | 0
WT_off | 0 | 0 | 540.35 | 540.35 | 540.35 | 540.35
PseudoUnit | 0 | 0 | 0 | 0 | 0 | 0
FixedInterchange | 0 | 0 | 0 | 0 | 0 | 0
Levelized Capital Costs by Reporting Type: PJM_ROM
ReportingType | 2015 | 2020 | 2025 | 2030 | 2035 | 2040
BM | 7.8 | 7.8 | 7.8 | 7.8 | 7.8 | 7.8
CC | 232.92 | 232.92 | 232.92 | 454.81 | 1412.37 | 2383.58
CSP | 0 | 0 | 0 | 0 | 0 | 0
CT | 1.4 | 1.4 | 1.4 | 1.4 | 0 | 0
Coal | 10.21 | 10.21 | 10.21 | 10.21 | 10.21 | 10.21
Geo | 0 | 0 | 0 | 0 | 0 | 0
H | 0 | 0 | 0 | 223.48 | 223.48 | 223.48
LFG | 3.93 | 57.29 | 57.29 | 55.71 | 53.36 | 0
Nuc | 0 | 0 | 0 | 0 | 0 | 0
PS | 0 | 0 | 0 | 0 | 0 | 0
PV | 0 | 474.3 | 718.2 | 772.8 | 776.91 | 322.25
PeakG | 0 | 0 | 0 | 0 | 0 | 0
PeakO | 0 | 0 | 0 | 0 | 0 | 0
ST | 0 | 0 | 0 | 0 | 0 | 0
STOG | 0 | 0 | 0 | 0 | 0 | 0
STWD | 0 | 0 | 0 | 0 | 0 | 0
WT | 113.55 | 281.73 | 281.73 | 254.32 | 168.17 | 0
IGCC | 0 | 0 | 0 | 0 | 0 | 0
DemandResponse | 0 | 0 | 0 | 0 | 0 | 0
IGCC-CCS | 0 | 0 | 0 | 0 | 0 | 0
WT_off | 0 | 0 | 0 | 0 | 0 | 0
PseudoUnit | 0 | 0 | 0 | 0 | 0 | 0
FixedInterchange | 0 | 0 | 0 | 0 | 0 | 0
Levelized Capital Costs by Reporting Type: PJM_ROR
ReportingType | 2015 | 2020 | 2025 | 2030 | 2035 | 2040
BM | 165.77 | 165.77 | 165.77 | 165.77 | 165.77 | 80.7
CC | 2204.21 | 3228.48 | 3228.48 | 3228.48 | 3208.39 | 1024.27
CSP | 0 | 0 | 0 | 0 | 0 | 0
CT | 2.4 | 2.4 | 2.4 | 2.4 | 0 | 0
Coal | 648.6 | 648.6 | 648.6 | 648.6 | 648.6 | 648.6
Geo | 0 | 0 | 0 | 0 | 0 | 0
H | 0 | 174.52 | 174.52 | 174.52 | 174.52 | 174.52
LFG | 11.72 | 113.04 | 113.04 | 107.38 | 101.31 | 0
Nuc | 0 | 0 | 0 | 0 | 0 | 0
PS | 0 | 0 | 0 | 0 | 0 | 0
PV | 0 | 0 | 0 | 0 | 0 | 0
PeakG | 0 | 0 | 0 | 0 | 0 | 0
PeakO | 0 | 0 | 0 | 0 | 0 | 0
ST | 0 | 0 | 0 | 0 | 0 | 0
STOG | 0 | 0 | 0 | 0 | 0 | 0
STWD | 0 | 0 | 0 | 0 | 0 | 0
WT | 1894.89 | 1934.85 | 3436.07 | 3046.73 | 1938.68 | 1898.72
IGCC | 0 | 0 | 0 | 0 | 0 | 0
DemandResponse | 0 | 0 | 0 | 0 | 0 | 0
IGCC-CCS | 0 | 0 | 0 | 0 | 0 | 0
WT_off | 0 | 0 | 0 | 0 | 0 | 0
PseudoUnit | 0 | 0 | 0 | 0 | 0 | 0
FixedInterchange | 0 | 0 | 0 | 0 | 0 | 0
Levelized Capital Costs by Reporting Type: SOCO
ReportingType | 2015 | 2020 | 2025 | 2030 | 2035 | 2040
BM | 21 | 21 | 21 | 21 | 21 | 21
CC | 935.08 | 1614.69 | 1614.69 | 1614.69 | 1614.69 | 679.61
CSP | 0 | 0 | 0 | 0 | 0 | 0
CT | 0 | 0 | 0 | 0 | 0 | 0
Coal | 0 | 0 | 0 | 0 | 0 | 0
Geo | 0 | 0 | 0 | 0 | 0 | 0
H | 0 | 0 | 0 | 0 | 0 | 0
LFG | 0 | 0 | 19.65 | 19.65 | 19.65 | 19.65
Nuc | 0 | 1254.21 | 1254.21 | 2737.33 | 3901.56 | 8149.18
PS | 0 | 0 | 0 | 0 | 0 | 0
PV | 0 | 0 | 0 | 0 | 0 | 0
PeakG | 0 | 0 | 0 | 0 | 0 | 0
PeakO | 0 | 0 | 0 | 0 | 0 | 0
ST | 0 | 0 | 0 | 0 | 0 | 0
STOG | 0 | 0 | 0 | 0 | 0 | 0
STWD | 0 | 0 | 0 | 0 | 0 | 0
WT | 0 | 0 | 0 | 0 | 0 | 0
IGCC | 0 | 0 | 0 | 0 | 0 | 0
DemandResponse | 0 | 0 | 0 | 0 | 0 | 0
IGCC-CCS | 0 | 0 | 0 | 0 | 0 | 0
WT_off | 0 | 0 | 0 | 0 | 0 | 0
PseudoUnit | 0 | 0 | 0 | 0 | 0 | 0
FixedInterchange | 0 | 0 | 0 | 0 | 0 | 0
Levelized Capital Costs by Reporting Type: SPP_N
ReportingType | 2015 | 2020 | 2025 | 2030 | 2035 | 2040
BM | 0 | 0 | 0 | 0 | 0 | 0
CC | 0 | 0 | 0 | 0 | 0 | 0
CSP | 0 | 0 | 0 | 0 | 0 | 0
CT | 0 | 0 | 0 | 0 | 58.05 | 73.13
Coal | 128.56 | 128.56 | 128.56 | 128.56 | 128.56 | 128.56
Geo | 0 | 0 | 0 | 0 | 0 | 0
H | 0 | 0 | 0 | 0 | 0 | 0
LFG | 0 | 0 | 0 | 17.63 | 17.63 | 17.63
Nuc | 0 | 0 | 0 | 0 | 0 | 0
PS | 0 | 0 | 0 | 0 | 0 | 0
PV | 0 | 0 | 0 | 0 | 0 | 0
PeakG | 0 | 0 | 0 | 0 | 0 | 0
PeakO | 0 | 0 | 0 | 0 | 0 | 0
ST | 0 | 0 | 0 | 0 | 0 | 0
STOG | 0 | 0 | 0 | 0 | 0 | 0
STWD | 0 | 0 | 0 | 0 | 0 | 0
WT | 0 | 7555.66 | 11105.64 | 12259.85 | 12549.07 | 5076.25
IGCC | 0 | 0 | 0 | 0 | 0 | 0
DemandResponse | 0 | 0 | 0 | 0 | 0 | 0
IGCC-CCS | 0 | 0 | 0 | 0 | 0 | 0
WT_off | 0 | 0 | 0 | 0 | 0 | 0
PseudoUnit | 0 | 0 | 0 | 0 | 0 | 0
FixedInterchange | 0 | 0 | 0 | 0 | 0 | 0
Levelized Capital Costs by Reporting Type: SPP_S
ReportingType | 2015 | 2020 | 2025 | 2030 | 2035 | 2040
BM | 0 | 0 | 0 | 0 | 0 | 0
CC | 0 | 105.55 | 105.55 | 105.55 | 198.11 | 198.11
CSP | 0 | 0 | 0 | 0 | 0 | 0
CT | 33.21 | 56.93 | 56.93 | 56.93 | 64.89 | 59.67
Coal | 273.14 | 273.14 | 273.14 | 273.14 | 273.14 | 273.14
Geo | 0 | 0 | 0 | 0 | 0 | 0
H | 0 | 0 | 0 | 0 | 0 | 0
LFG | 0 | 0 | 0 | 17.63 | 17.63 | 17.63
Nuc | 0 | 0 | 0 | 0 | 0 | 0
PS | 0 | 0 | 0 | 0 | 0 | 0
PV | 0 | 0 | 0 | 0 | 0 | 0
PeakG | 0 | 0 | 0 | 0 | 0 | 0
PeakO | 0 | 0 | 0 | 0 | 0 | 0
ST | 0 | 0 | 0 | 0 | 0 | 0
STOG | 0 | 0 | 0 | 0 | 0 | 0
STWD | 0 | 0 | 0 | 0 | 0 | 0
WT | 92.65 | 8179.1 | 8406.89 | 8829.56 | 8736.92 | 715.01
IGCC | 0 | 0 | 0 | 0 | 0 | 0
DemandResponse | 0 | 0 | 0 | 0 | 0 | 0
IGCC-CCS | 0 | 0 | 0 | 0 | 0 | 0
WT_off | 0 | 0 | 0 | 0 | 0 | 0
PseudoUnit | 0 | 0 | 0 | 0 | 0 | 0
FixedInterchange | 0 | 0 | 0 | 0 | 0 | 0
Levelized Capital Costs by Reporting Type: TVA
ReportingType | 2015 | 2020 | 2025 | 2030 | 2035 | 2040
BM | 0 | 0 | 0 | 0 | 0 | 0
CC | 461.35 | 996.29 | 996.29 | 996.29 | 961.82 | 534.94
CSP | 0 | 0 | 0 | 0 | 0 | 0
CT | 0 | 0 | 0 | 0 | 0 | 0
Coal | 0 | 0 | 0 | 0 | 0 | 0
Geo | 0 | 0 | 0 | 0 | 0 | 0
H | 0 | 0 | 0 | 8.9 | 8.9 | 8.9
LFG | 0 | 0 | 19.35 | 19.35 | 19.35 | 19.35
Nuc | 684.91 | 684.91 | 684.91 | 684.91 | 3329.64 | 3582.32
PS | 0 | 0 | 0 | 0 | 0 | 0
PV | 0 | 0 | 0 | 0 | 0 | 0
PeakG | 0 | 0 | 0 | 0 | 0 | 0
PeakO | 0 | 0 | 0 | 0 | 0 | 0
ST | 0 | 0 | 0 | 0 | 0 | 0
STOG | 0 | 0 | 0 | 0 | 0 | 0
STWD | 0 | 0 | 0 | 0 | 0 | 0
WT | 0 | 0 | 0 | 0 | 0 | 0
IGCC | 0 | 0 | 0 | 0 | 0 | 0
DemandResponse | 0 | 0 | 0 | 0 | 0 | 0
IGCC-CCS | 0 | 0 | 0 | 0 | 0 | 0
WT_off | 0 | 0 | 0 | 0 | 0 | 0
PseudoUnit | 0 | 0 | 0 | 0 | 0 | 0
FixedInterchange | 0 | 0 | 0 | 0 | 0 | 0
Levelized Capital Costs by Reporting Type: TVA_Transmission
ReportingType | 2015 | 2020 | 2025 | 2030 | 2035 | 2040
BM | 0 | 0 | 0 | 0 | 0 | 0
CC | 0 | 0 | 0 | 0 | 0 | 0
CSP | 0 | 0 | 0 | 0 | 0 | 0
CT | 0 | 0 | 0 | 0 | 0 | 0
Coal | 0 | 0 | 0 | 0 | 0 | 0
Geo | 0 | 0 | 0 | 0 | 0 | 0
H | 0 | 0 | 0 | 0 | 0 | 0
LFG | 0 | 0 | 0 | 0 | 0 | 0
Nuc | 0 | 0 | 0 | 0 | 0 | 0
PS | 0 | 0 | 0 | 0 | 0 | 0
PV | 0 | 0 | 0 | 0 | 0 | 0
PeakG | 0 | 0 | 0 | 0 | 0 | 0
PeakO | 0 | 0 | 0 | 0 | 0 | 0
ST | 0 | 0 | 0 | 0 | 0 | 0
STOG | 0 | 0 | 0 | 0 | 0 | 0
STWD | 0 | 0 | 0 | 0 | 0 | 0
WT | 0 | 0 | 0 | 0 | 0 | 0
IGCC | 0 | 0 | 0 | 0 | 0 | 0
DemandResponse | 0 | 0 | 0 | 0 | 0 | 0
IGCC-CCS | 0 | 0 | 0 | 0 | 0 | 0
WT_off | 0 | 0 | 0 | 0 | 0 | 0
PseudoUnit | 0 | 0 | 0 | 0 | 0 | 0
FixedInterchange | 0 | 0 | 0 | 0 | 0 | 0
Levelized Capital Costs by Reporting Type: VACAR
ReportingType | 2015 | 2020 | 2025 | 2030 | 2035 | 2040
BM | 0.34 | 58.51 | 227.66 | 231.66 | 231.66 | 246.6
CC | 1745.13 | 1745.13 | 1745.13 | 1745.13 | 1745.13 | 0
CSP | 0 | 0 | 0 | 0 | 0 | 0
CT | 60.99 | 60.99 | 60.99 | 0 | 0 | 0
Coal | 220.45 | 220.45 | 220.45 | 220.45 | 220.45 | 220.45
Geo | 0 | 0 | 0 | 0 | 0 | 0
H | 0 | 0 | 0 | 0 | 0 | 0
LFG | 0.06 | 19.57 | 19.57 | 19.57 | 19.51 | 0
Nuc | 0 | 1320.06 | 1320.06 | 3832.14 | 5513.45 | 10652.89
PS | 0 | 0 | 0 | 0 | 0 | 0
PV | 0 | 42.44 | 43.12 | 43.36 | 43.36 | 1.79
PeakG | 0 | 0 | 0 | 0 | 0 | 0
PeakO | 0 | 0 | 0 | 0 | 0 | 0
ST | 0 | 0 | 0 | 0 | 0 | 0
STOG | 0 | 0 | 0 | 0 | 0 | 0
STWD | 0 | 0 | 0 | 0 | 0 | 0
WT | 0.19 | 740.59 | 740.59 | 740.59 | 740.4 | 0
IGCC | 0 | 0 | 0 | 0 | 0 | 0
DemandResponse | 0 | 0 | 0 | 0 | 0 | 0
IGCC-CCS | 0 | 0 | 0 | 0 | 0 | 0
WT_off | 0.53 | 0.53 | 0.53 | 0.53 | 0 | 0
PseudoUnit | 0 | 0 | 0 | 0 | 0 | 0
FixedInterchange | 0 | 0 | 0 | 0 | 0 | 0
Levelized Capital Costs by Reporting Type: IESO
ReportingType | 2015 | 2020 | 2025 | 2030 | 2035 | 2040
BM | 144.8 | 144.8 | 144.8 | 144.8 | 144.8 | 144.8
CC | 175.41 | 175.41 | 175.41 | 175.41 | 175.41 | 0
CSP | 0 | 0 | 0 | 0 | 0 | 0
CT | 41.8 | 41.8 | 41.8 | 41.8 | 0 | 0
Coal | 0 | 0 | 0 | 0 | 0 | 0
Geo | 0 | 0 | 0 | 0 | 0 | 0
H | 0 | 0 | 0 | 98.84 | 98.84 | 98.84
LFG | 5.12 | 5.12 | 5.12 | 5.29 | 0.17 | 0.17
Nuc | 0 | 0 | 0 | 0 | 0 | 0
PS | 0 | 0 | 0 | 0 | 0 | 0
PV | 539.74 | 539.74 | 539.74 | 539.74 | 0 | 0
PeakG | 0 | 0 | 0 | 0 | 0 | 0
PeakO | 0 | 0 | 0 | 0 | 0 | 0
ST | 0 | 0 | 0 | 0 | 0 | 0
STOG | 0 | 0 | 0 | 0 | 0 | 0
STWD | 0 | 0 | 0 | 0 | 0 | 0
WT | 660.4 | 660.4 | 660.4 | 660.4 | 0 | 0
IGCC | 0 | 0 | 0 | 0 | 0 | 0
DemandResponse | 0 | 0 | 0 | 0 | 0 | 0
IGCC-CCS | 0 | 0 | 0 | 0 | 0 | 0
WT_off | 0 | 0 | 0 | 0 | 0 | 0
PseudoUnit | 0 | 0 | 0 | 0 | 0 | 0
FixedInterchange | 0 | 0 | 0 | 0 | 0 | 0
Levelized Capital Costs by Reporting Type: MAPP_CA
ReportingType | 2015 | 2020 | 2025 | 2030 | 2035 | 2040
BM | 0 | 0 | 0 | 0 | 0 | 0
CC | 30.91 | 30.91 | 30.91 | 30.91 | 30.91 | 0
CSP | 0 | 0 | 0 | 0 | 0 | 0
CT | 0 | 0 | 0 | 0 | 0 | 0
Coal | 0 | 0 | 0 | 0 | 0 | 0
Geo | 0 | 0 | 0 | 0 | 0 | 0
H | 0 | 241.14 | 733.92 | 1271.92 | 1271.92 | 1271.92
LFG | 0 | 0 | 0 | 0 | 0 | 0
Nuc | 0 | 0 | 0 | 0 | 0 | 0
PS | 0 | 0 | 0 | 0 | 0 | 0
PV | 0 | 0 | 0 | 0 | 0 | 0
PeakG | 0 | 0 | 0 | 0 | 0 | 0
PeakO | 0 | 0 | 0 | 0 | 0 | 0
ST | 0 | 0 | 0 | 0 | 0 | 0
STOG | 0 | 0 | 0 | 0 | 0 | 0
STWD | 0 | 0 | 0 | 0 | 0 | 0
WT | 87.23 | 87.23 | 87.23 | 87.23 | 0 | 0
IGCC | 0 | 0 | 0 | 0 | 0 | 0
DemandResponse | 0 | 0 | 0 | 0 | 0 | 0
IGCC-CCS | 0 | 0 | 0 | 0 | 0 | 0
WT_off | 0 | 0 | 0 | 0 | 0 | 0
PseudoUnit | 0 | 0 | 0 | 0 | 0 | 0
FixedInterchange | 0 | 0 | 0 | 0 | 0 | 0
Levelized Capital Costs by Reporting Type: AZ_NM_SNV_Coal
ReportingType | 2015 | 2020 | 2025 | 2030 | 2035 | 2040
BM | 0 | 0 | 0 | 0 | 0 | 0
CC | 0 | 0 | 0 | 0 | 0 | 0
CSP | 0 | 0 | 0 | 0 | 0 | 0
CT | 0 | 0 | 0 | 0 | 0 | 0
Coal | 0 | 0 | 0 | 0 | 0 | 0
Geo | 0 | 0 | 0 | 0 | 0 | 0
H | 0 | 0 | 0 | 0 | 0 | 0
LFG | 0 | 0 | 0 | 0 | 0 | 0
Nuc | 0 | 0 | 0 | 0 | 0 | 0
PS | 0 | 0 | 0 | 0 | 0 | 0
PV | 0 | 0 | 0 | 0 | 0 | 0
PeakG | 0 | 0 | 0 | 0 | 0 | 0
PeakO | 0 | 0 | 0 | 0 | 0 | 0
ST | 0 | 0 | 0 | 0 | 0 | 0
STOG | 0 | 0 | 0 | 0 | 0 | 0
STWD | 0 | 0 | 0 | 0 | 0 | 0
WT | 0 | 0 | 0 | 0 | 0 | 0
IGCC | 0 | 0 | 0 | 0 | 0 | 0
DemandResponse | 0 | 0 | 0 | 0 | 0 | 0
IGCC-CCS | 0 | 0 | 0 | 0 | 0 | 0
WT_off | 0 | 0 | 0 | 0 | 0 | 0
PseudoUnit | 0 | 0 | 0 | 0 | 0 | 0
FixedInterchange | 0 | 0 | 0 | 0 | 0 | 0
Levelized Capital Costs by Reporting Type: AZ_NM_SNV_Gas
ReportingType | 2015 | 2020 | 2025 | 2030 | 2035 | 2040
BM | 0 | 0 | 0 | 0 | 0 | 0
CC | 79.32 | 270.95 | 270.95 | 270.95 | 270.95 | 191.62
CSP | 0 | 0 | 0 | 0 | 0 | 0
CT | 63.7 | 63.7 | 63.7 | 63.7 | 0 | 0
Coal | 0 | 0 | 0 | 0 | 0 | 0
Geo | 0 | 0 | 0 | 0 | 0 | 0
H | 0 | 0 | 0 | 0 | 0 | 0
LFG | 0 | 0 | 0 | 0 | 0 | 0
Nuc | 0 | 0 | 0 | 0 | 0 | 0
PS | 0 | 0 | 0 | 0 | 0 | 0
PV | 0 | 0 | 0 | 0 | 0 | 0
PeakG | 0 | 0 | 0 | 0 | 0 | 0
PeakO | 0 | 0 | 0 | 0 | 0 | 0
ST | 0 | 0 | 0 | 0 | 0 | 0
STOG | 0 | 0 | 0 | 0 | 0 | 0
STWD | 0 | 0 | 0 | 0 | 0 | 0
WT | 0 | 0 | 0 | 0 | 0 | 0
IGCC | 0 | 0 | 0 | 0 | 0 | 0
DemandResponse | 0 | 0 | 0 | 0 | 0 | 0
IGCC-CCS | 0 | 0 | 0 | 0 | 0 | 0
WT_off | 0 | 0 | 0 | 0 | 0 | 0
PseudoUnit | 0 | 0 | 0 | 0 | 0 | 0
FixedInterchange | 0 | 0 | 0 | 0 | 0 | 0
Levelized Capital Costs by Reporting Type: AZ_NM_SNV_NucRenew
ReportingType | 2015 | 2020 | 2025 | 2030 | 2035 | 2040
BM | 0 | 0 | 0 | 0 | 0 | 0
CC | 0 | 0 | 0 | 0 | 0 | 0
CSP | 0 | 0 | 0 | 0 | 0 | 0
CT | 0 | 0 | 0 | 0 | 0 | 0
Coal | 0 | 0 | 0 | 0 | 0 | 0
Geo | 0 | 40 | 372.14 | 372.14 | 372.14 | 332.14
H | 0 | 0 | 0 | 0 | 0 | 0
LFG | 0 | 0 | 11.41 | 11.41 | 11.41 | 11.41
Nuc | 0 | 0 | 0 | 2319.31 | 4156 | 4469.28
PS | 0 | 0 | 0 | 0 | 0 | 0
PV | 34.88 | 34.88 | 34.88 | 34.88 | 0 | 0
PeakG | 0 | 0 | 0 | 0 | 0 | 0
PeakO | 0 | 0 | 0 | 0 | 0 | 0
ST | 101.35 | 245.31 | 312.9 | 253.71 | 214.44 | 70.48
STOG | 0 | 0 | 0 | 0 | 0 | 0
STWD | 0 | 0 | 0 | 0 | 0 | 0
WT | 14.28 | 2481.9 | 2486.89 | 2513.69 | 2635.33 | 167.71
IGCC | 0 | 0 | 0 | 0 | 0 | 0
DemandResponse | 0 | 0 | 0 | 0 | 0 | 0
IGCC-CCS | 0 | 0 | 0 | 0 | 0 | 0
WT_off | 0 | 0 | 0 | 0 | 0 | 0
PseudoUnit | 0 | 0 | 0 | 0 | 0 | 0
FixedInterchange | 0 | 0 | 0 | 0 | 0 | 0
Levelized Capital Costs by Reporting Type: ERCOT
ReportingType | 2015 | 2020 | 2025 | 2030 | 2035 | 2040
BM | 54.69 | 54.69 | 54.69 | 54.69 | 54.69 | 54.69
CC | 2026.5 | 2026.5 | 2026.5 | 2026.5 | 2026.5 | 0
CSP | 0 | 0 | 0 | 0 | 0 | 0
CT | 20.97 | 20.97 | 20.97 | 20.97 | 0 | 0
Coal | 540.38 | 540.38 | 540.38 | 540.38 | 540.38 | 540.38
Geo | 0 | 0 | 0 | 0 | 0 | 0
H | 0 | 0 | 0 | 0 | 0 | 0
LFG | 0 | 0 | 63.77 | 63.77 | 63.77 | 63.77
Nuc | 0 | 0 | 0 | 0 | 2302.9 | 4174.46
PS | 0 | 0 | 0 | 0 | 0 | 0
PV | 4.89 | 4.89 | 4.89 | 4.89 | 0 | 0
PeakG | 0 | 0 | 0 | 0 | 0 | 0
PeakO | 0 | 0 | 0 | 0 | 0 | 0
ST | 0 | 0 | 0 | 0 | 0 | 0
STOG | 0 | 0 | 0 | 0 | 0 | 0
STWD | 0 | 0 | 0 | 0 | 0 | 0
WT | 72.7 | 72.7 | 3730.85 | 3730.85 | 3658.15 | 3705.84
IGCC | 0 | 0 | 0 | 0 | 0 | 0
DemandResponse | 0 | 0 | 0 | 0 | 0 | 0
IGCC-CCS | 0 | 0 | 0 | 0 | 0 | 0
WT_off | 0 | 0 | 0 | 0 | 0 | 0
PseudoUnit | 0 | 0 | 0 | 0 | 0 | 0
FixedInterchange | 0 | 0 | 0 | 0 | 0 | 0
Levelized Capital Costs by Reporting Type: NP15
ReportingType | 2015 | 2020 | 2025 | 2030 | 2035 | 2040
BM | 0 | 0 | 0 | 0 | 0 | 0
CC | 465.04 | 465.04 | 465.04 | 465.04 | 465.04 | 0
CSP | 0 | 0 | 0 | 0 | 0 | 0
CT | 17.85 | 17.85 | 17.85 | 17.85 | 0 | 0
Coal | 0 | 0 | 0 | 0 | 0 | 0
Geo | 0 | 0 | 175.28 | 175.28 | 175.28 | 175.28
H | 0 | 0 | 0 | 0 | 0 | 0
LFG | 0 | 84.26 | 124.75 | 124.75 | 124.75 | 40.49
Nuc | 0 | 0 | 0 | 2484 | 3558.42 | 5370.17
PS | 0 | 0 | 0 | 0 | 0 | 0
PV | 2.79 | 2.79 | 2.79 | 2.79 | 0 | 0
PeakG | 0 | 0 | 0 | 0 | 0 | 0
PeakO | 0 | 0 | 0 | 0 | 0 | 0
ST | 12.6 | 12.6 | 12.6 | 12.6 | 0 | 0
STOG | 0 | 0 | 0 | 0 | 0 | 0
STWD | 0 | 0 | 0 | 0 | 0 | 0
WT | 26.07 | 837.92 | 837.92 | 837.71 | 811.85 | 0
IGCC | 0 | 0 | 0 | 0 | 0 | 0
DemandResponse | 0 | 0 | 0 | 0 | 0 | 0
IGCC-CCS | 0 | 0 | 0 | 0 | 0 | 0
WT_off | 0 | 0 | 0 | 0 | 0 | 0
PseudoUnit | 0 | 0 | 0 | 0 | 0 | 0
FixedInterchange | 0 | 0 | 0 | 0 | 0 | 0
Levelized Capital Costs by Reporting Type: NWPP_Coal
ReportingType | 2015 | 2020 | 2025 | 2030 | 2035 | 2040
BM | 0 | 0 | 0 | 0 | 0 | 0
CC | 0 | 0 | 0 | 0 | 0 | 0
CSP | 0 | 0 | 0 | 0 | 0 | 0
CT | 0 | 0 | 0 | 0 | 0 | 0
Coal | 0 | 0 | 0 | 0 | 0 | 0
Geo | 0 | 0 | 0 | 0 | 0 | 0
H | 0 | 0 | 0 | 0 | 0 | 0
LFG | 0 | 0 | 0 | 0 | 0 | 0
Nuc | 0 | 0 | 0 | 0 | 0 | 0
PS | 0 | 0 | 0 | 0 | 0 | 0
PV | 0 | 0 | 0 | 0 | 0 | 0
PeakG | 0 | 0 | 0 | 0 | 0 | 0
PeakO | 0 | 0 | 0 | 0 | 0 | 0
ST | 0 | 0 | 0 | 0 | 0 | 0
STOG | 0 | 0 | 0 | 0 | 0 | 0
STWD | 0 | 0 | 0 | 0 | 0 | 0
WT | 0 | 0 | 0 | 0 | 0 | 0
IGCC | 0 | 0 | 0 | 0 | 0 | 0
DemandResponse | 0 | 0 | 0 | 0 | 0 | 0
IGCC-CCS | 0 | 0 | 0 | 0 | 0 | 0
WT_off | 0 | 0 | 0 | 0 | 0 | 0
PseudoUnit | 0 | 0 | 0 | 0 | 0 | 0
FixedInterchange | 0 | 0 | 0 | 0 | 0 | 0
Levelized Capital Costs by Reporting Type: NWPP_Gas
ReportingType | 2015 | 2020 | 2025 | 2030 | 2035 | 2040
BM | 0 | 0 | 0 | 0 | 0 | 0
CC | 33.4 | 252.92 | 252.92 | 252.92 | 252.92 | 219.52
CSP | 0 | 0 | 0 | 0 | 0 | 0
CT | 13.02 | 13.02 | 13.02 | 13.02 | 0 | 0
Coal | 0 | 0 | 0 | 0 | 0 | 0
Geo | 0 | 0 | 0 | 0 | 0 | 0
H | 0 | 0 | 0 | 0 | 0 | 0
LFG | 0 | 0 | 0 | 0 | 0 | 0
Nuc | 0 | 0 | 0 | 0 | 0 | 0
PS | 0 | 0 | 0 | 0 | 0 | 0
PV | 0 | 0 | 0 | 0 | 0 | 0
PeakG | 0 | 0 | 0 | 0 | 0 | 0
PeakO | 0 | 0 | 0 | 0 | 0 | 0
ST | 0 | 0 | 0 | 0 | 0 | 0
STOG | 0 | 0 | 0 | 0 | 0 | 0
STWD | 0 | 0 | 0 | 0 | 0 | 0
WT | 0 | 0 | 0 | 0 | 0 | 0
IGCC | 0 | 0 | 0 | 0 | 0 | 0
DemandResponse | 0 | 0 | 0 | 0 | 0 | 0
IGCC-CCS | 0 | 0 | 0 | 0 | 0 | 0
WT_off | 0 | 0 | 0 | 0 | 0 | 0
PseudoUnit | 0 | 0 | 0 | 0 | 0 | 0
FixedInterchange | 0 | 0 | 0 | 0 | 0 | 0
Levelized Capital Costs by Reporting Type: NWPP_NucRenew
ReportingType | 2015 | 2020 | 2025 | 2030 | 2035 | 2040
BM | 13.89 | 13.89 | 13.89 | 13.89 | 13.89 | 13.89
CC | 0 | 0 | 0 | 0 | 0 | 0
CSP | 0 | 0 | 0 | 0 | 0 | 0
CT | 0 | 0 | 0 | 0 | 0 | 0
Coal | 0 | 0 | 0 | 0 | 0 | 0
Geo | 24.88 | 24.88 | 135.71 | 135.71 | 110.83 | 110.83
H | 0 | 0 | 0 | 0 | 0 | 0
LFG | 5.02 | 5.02 | 50.73 | 50.73 | 45.71 | 45.71
Nuc | 0 | 0 | 0 | 4514.62 | 4773.51 | 6656.04
PS | 0 | 0 | 0 | 0 | 0 | 0
PV | 0 | 0 | 0 | 0 | 0 | 0
PeakG | 0 | 0 | 0 | 0 | 0 | 0
PeakO | 0 | 0 | 0 | 0 | 0 | 0
ST | 0 | 0 | 0 | 0 | 0 | 0
STOG | 0 | 0 | 0 | 0 | 0 | 0
STWD | 0 | 0 | 0 | 0 | 0 | 0
WT | 238.86 | 238.86 | 238.86 | 238.86 | 0 | 0
IGCC | 0 | 0 | 0 | 0 | 0 | 0
DemandResponse | 0 | 0 | 0 | 0 | 0 | 0
IGCC-CCS | 0 | 0 | 0 | 0 | 0 | 0
WT_off | 0 | 0 | 0 | 0 | 0 | 0
PseudoUnit | 0 | 0 | 0 | 0 | 0 | 0
FixedInterchange | 0 | 0 | 0 | 0 | 0 | 0
Levelized Capital Costs by Reporting Type: RMPA
ReportingType | 2015 | 2020 | 2025 | 2030 | 2035 | 2040
BM | 0 | 0 | 0 | 0 | 0 | 0
CC | 0 | 162.55 | 162.55 | 162.55 | 162.55 | 162.55
CSP | 0 | 0 | 0 | 0 | 0 | 0
CT | 15.2 | 15.2 | 15.2 | 15.2 | 0 | 0
Coal | 108.63 | 108.63 | 108.63 | 108.63 | 108.63 | 108.63
Geo | 0 | 130.61 | 666.72 | 666.72 | 666.72 | 536.11
H | 0 | 0 | 0 | 0 | 0 | 0
LFG | 0.28 | 0.28 | 5.7 | 5.7 | 5.43 | 5.43
Nuc | 0 | 0 | 0 | 980.2 | 1033.62 | 1171.24
PS | 0 | 0 | 0 | 0 | 0 | 0
PV | 0.37 | 0.37 | 0.37 | 0.37 | 0 | 0
PeakG | 0 | 0 | 0 | 0 | 0 | 0
PeakO | 0 | 0 | 0 | 0 | 0 | 0
ST | 1.07 | 121.85 | 121.85 | 123.5 | 122.43 | 1.65
STOG | 0 | 0 | 0 | 0 | 0 | 0
STWD | 0 | 0 | 0 | 0 | 0 | 0
WT | 172.66 | 934.8 | 934.8 | 1044.53 | 871.87 | 137.49
IGCC | 0 | 0 | 0 | 0 | 0 | 0
DemandResponse | 0 | 0 | 0 | 0 | 0 | 0
IGCC-CCS | 0 | 0 | 0 | 0 | 0 | 0
WT_off | 0 | 0 | 0 | 0 | 0 | 0
PseudoUnit | 0 | 0 | 0 | 0 | 0 | 0
FixedInterchange | 0 | 0 | 0 | 0 | 0 | 0
Levelized Capital Costs by Reporting Type: SP15
ReportingType | 2015 | 2020 | 2025 | 2030 | 2035 | 2040
BM | 2.9 | 2.9 | 2.9 | 2.9 | 2.9 | 2.9
CC | 513.37 | 715.99 | 746.13 | 746.13 | 746.13 | 232.76
CSP | 0 | 0 | 0 | 0 | 0 | 0
CT | 0 | 0 | 0 | 0 | 0 | 0
Coal | 0 | 0 | 0 | 0 | 0 | 0
Geo | 14.26 | 385.19 | 385.19 | 370.93 | 370.93 | 0
H | 0 | 0 | 0 | 0 | 0 | 0
LFG | 2.09 | 125.04 | 125.04 | 124.8 | 122.95 | 0
Nuc | 0 | 0 | 0 | 0 | 0 | 845.82
PS | 0 | 0 | 0 | 0 | 0 | 0
PV | 1.62 | 1.62 | 1.62 | 1.62 | 0 | 0
PeakG | 0 | 0 | 0 | 0 | 0 | 0
PeakO | 0 | 0 | 0 | 0 | 0 | 0
ST | 191.39 | 191.39 | 191.39 | 191.39 | 0 | 0
STOG | 0 | 0 | 0 | 0 | 0 | 0
STWD | 0 | 0 | 0 | 0 | 0 | 0
WT | 193.26 | 418.82 | 2941.96 | 3599.87 | 3406.61 | 3181.05
IGCC | 0 | 0 | 0 | 0 | 0 | 0
DemandResponse | 0 | 0 | 0 | 0 | 0 | 0
IGCC-CCS | 0 | 0 | 0 | 0 | 0 | 0
WT_off | 0 | 0 | 0 | 0 | 0 | 0
PseudoUnit | 0 | 0 | 0 | 0 | 0 | 0
FixedInterchange | 0 | 0 | 0 | 0 | 0 | 0
Levelized Capital Costs by Reporting Type: ALB
ReportingType | 2015 | 2020 | 2025 | 2030 | 2035 | 2040
BM | 0 | 0 | 0 | 0 | 0 | 0
CC | 0 | 0 | 0 | 0 | 0 | 0
CSP | 0 | 0 | 0 | 0 | 0 | 0
CT | 16.7 | 16.7 | 16.7 | 16.7 | 0 | 0
Coal | 147.62 | 147.62 | 147.62 | 147.62 | 147.62 | 147.62
Geo | 0 | 0 | 0 | 0 | 0 | 0
H | 0 | 0 | 0 | 0 | 0 | 0
LFG | 0 | 0 | 0 | 0 | 0 | 0
Nuc | 0 | 0 | 0 | 5015.68 | 5026.61 | 5253.14
PS | 0 | 0 | 0 | 0 | 0 | 0
PV | 0 | 0 | 0 | 0 | 0 | 0
PeakG | 0 | 0 | 0 | 0 | 0 | 0
PeakO | 0 | 0 | 0 | 0 | 0 | 0
ST | 0 | 0 | 0 | 0 | 0 | 0
STOG | 0 | 0 | 0 | 0 | 0 | 0
STWD | 0 | 0 | 0 | 0 | 0 | 0
WT | 2.54 | 2.54 | 2.54 | 2.54 | 0 | 0
IGCC | 0 | 0 | 0 | 0 | 0 | 0
DemandResponse | 0 | 0 | 0 | 0 | 0 | 0
IGCC-CCS | 0 | 0 | 0 | 0 | 0 | 0
WT_off | 0 | 0 | 0 | 0 | 0 | 0
PseudoUnit | 0 | 0 | 0 | 0 | 0 | 0
FixedInterchange | 0 | 0 | 0 | 0 | 0 | 0
Levelized Capital Costs by Reporting Type: BC
ReportingType | 2015 | 2020 | 2025 | 2030 | 2035 | 2040
BM | 0 | 0 | 0 | 0 | 0 | 0
CC | 44.95 | 44.95 | 44.95 | 44.95 | 44.95 | 0
CSP | 0 | 0 | 0 | 0 | 0 | 0
CT | 0 | 0 | 0 | 0 | 0 | 0
Coal | 0 | 0 | 0 | 0 | 0 | 0
Geo | 0 | 0 | 0 | 0 | 0 | 0
H | 0 | 0 | 0 | 0 | 0 | 0
LFG | 0 | 0 | 0 | 0 | 0 | 0
Nuc | 0 | 0 | 0 | 359.12 | 398.53 | 434.16
PS | 0 | 0 | 0 | 0 | 0 | 0
PV | 0 | 0 | 0 | 0 | 0 | 0
PeakG | 0 | 0 | 0 | 0 | 0 | 0
PeakO | 0 | 0 | 0 | 0 | 0 | 0
ST | 0 | 0 | 0 | 0 | 0 | 0
STOG | 0 | 0 | 0 | 0 | 0 | 0
STWD | 0 | 0 | 0 | 0 | 0 | 0
WT | 40.68 | 40.68 | 40.68 | 40.68 | 0 | 0
IGCC | 0 | 0 | 0 | 0 | 0 | 0
DemandResponse | 0 | 0 | 0 | 0 | 0 | 0
IGCC-CCS | 0 | 0 | 0 | 0 | 0 | 0
WT_off | 0 | 0 | 0 | 0 | 0 | 0
PseudoUnit | 0 | 0 | 0 | 0 | 0 | 0
FixedInterchange | 0 | 0 | 0 | 0 | 0 | 0
Levelized Capital Costs by Reporting Type: HQ_IESO
ReportingType | 2015 | 2020 | 2025 | 2030 | 2035 | 2040
BM | 0 | 0 | 0 | 0 | 0 | 0
CC | 0 | 0 | 0 | 0 | 0 | 0
CSP | 0 | 0 | 0 | 0 | 0 | 0
CT | 0 | 0 | 0 | 0 | 0 | 0
Coal | 0 | 0 | 0 | 0 | 0 | 0
Geo | 0 | 0 | 0 | 0 | 0 | 0
H | 0 | 0 | 0 | 0 | 0 | 0
LFG | 0 | 0 | 0 | 0 | 0 | 0
Nuc | 0 | 0 | 0 | 0 | 0 | 0
PS | 0 | 0 | 0 | 0 | 0 | 0
PV | 0 | 0 | 0 | 0 | 0 | 0
PeakG | 0 | 0 | 0 | 0 | 0 | 0
PeakO | 0 | 0 | 0 | 0 | 0 | 0
ST | 0 | 0 | 0 | 0 | 0 | 0
STOG | 0 | 0 | 0 | 0 | 0 | 0
STWD | 0 | 0 | 0 | 0 | 0 | 0
WT | 0 | 0 | 0 | 0 | 0 | 0
IGCC | 0 | 0 | 0 | 0 | 0 | 0
DemandResponse | 0 | 0 | 0 | 0 | 0 | 0
IGCC-CCS | 0 | 0 | 0 | 0 | 0 | 0
WT_off | 0 | 0 | 0 | 0 | 0 | 0
PseudoUnit | 0 | 0 | 0 | 0 | 0 | 0
FixedInterchange | 0 | 0 | 0 | 0 | 0 | 0
Levelized Capital Costs by Reporting Type: HQ_NEISO
ReportingType | 2015 | 2020 | 2025 | 2030 | 2035 | 2040
BM | 0 | 0 | 0 | 0 | 0 | 0
CC | 0 | 0 | 0 | 0 | 0 | 0
CSP | 0 | 0 | 0 | 0 | 0 | 0
CT | 0 | 0 | 0 | 0 | 0 | 0
Coal | 0 | 0 | 0 | 0 | 0 | 0
Geo | 0 | 0 | 0 | 0 | 0 | 0
H | 0 | 0 | 0 | 0 | 0 | 0
LFG | 0 | 0 | 0 | 0 | 0 | 0
Nuc | 0 | 0 | 0 | 0 | 0 | 0
PS | 0 | 0 | 0 | 0 | 0 | 0
PV | 0 | 0 | 0 | 0 | 0 | 0
PeakG | 0 | 0 | 0 | 0 | 0 | 0
PeakO | 0 | 0 | 0 | 0 | 0 | 0
ST | 0 | 0 | 0 | 0 | 0 | 0
STOG | 0 | 0 | 0 | 0 | 0 | 0
STWD | 0 | 0 | 0 | 0 | 0 | 0
WT | 0 | 0 | 0 | 0 | 0 | 0
IGCC | 0 | 0 | 0 | 0 | 0 | 0
DemandResponse | 0 | 0 | 0 | 0 | 0 | 0
IGCC-CCS | 0 | 0 | 0 | 0 | 0 | 0
WT_off | 0 | 0 | 0 | 0 | 0 | 0
PseudoUnit | 0 | 0 | 0 | 98.89 | 98.89 | 98.89
FixedInterchange | 0 | 0 | 0 | 0 | 0 | 0
Levelized Capital Costs by Reporting Type: HQ_NY
ReportingType | 2015 | 2020 | 2025 | 2030 | 2035 | 2040
BM | 0 | 0 | 0 | 0 | 0 | 0
CC | 0 | 0 | 0 | 0 | 0 | 0
CSP | 0 | 0 | 0 | 0 | 0 | 0
CT | 0 | 0 | 0 | 0 | 0 | 0
Coal | 0 | 0 | 0 | 0 | 0 | 0
Geo | 0 | 0 | 0 | 0 | 0 | 0
H | 0 | 0 | 0 | 0 | 0 | 0
LFG | 0 | 0 | 0 | 0 | 0 | 0
Nuc | 0 | 0 | 0 | 0 | 0 | 0
PS | 0 | 0 | 0 | 0 | 0 | 0
PV | 0 | 0 | 0 | 0 | 0 | 0
PeakG | 0 | 0 | 0 | 0 | 0 | 0
PeakO | 0 | 0 | 0 | 0 | 0 | 0
ST | 0 | 0 | 0 | 0 | 0 | 0
STOG | 0 | 0 | 0 | 0 | 0 | 0
STWD | 0 | 0 | 0 | 0 | 0 | 0
WT | 0 | 0 | 0 | 0 | 0 | 0
IGCC | 0 | 0 | 0 | 0 | 0 | 0
DemandResponse | 0 | 0 | 0 | 0 | 0 | 0
IGCC-CCS | 0 | 0 | 0 | 0 | 0 | 0
WT_off | 0 | 0 | 0 | 0 | 0 | 0
PseudoUnit | 0 | 0 | 824.05 | 824.05 | 824.05 | 824.05
FixedInterchange | 0 | 0 | 0 | 0 | 0 | 0
Levelized Capital Costs by Reporting Type: MARITIMES
ReportingType | 2015 | 2020 | 2025 | 2030 | 2035 | 2040
BM | 0 | 0 | 0 | 0 | 0 | 0
CC | 0 | 0 | 0 | 0 | 0 | 0
CSP | 0 | 0 | 0 | 0 | 0 | 0
CT | 0 | 0 | 0 | 0 | 0 | 0
Coal | 0 | 0 | 0 | 0 | 0 | 0
Geo | 0 | 0 | 0 | 0 | 0 | 0
H | 0 | 0 | 0 | 0 | 0 | 0
LFG | 0 | 0 | 0 | 0 | 0 | 0
Nuc | 0 | 0 | 0 | 0 | 0 | 0
PS | 0 | 0 | 0 | 0 | 0 | 0
PV | 0 | 0 | 0 | 0 | 0 | 0
PeakG | 0 | 0 | 0 | 0 | 0 | 0
PeakO | 0 | 0 | 0 | 0 | 0 | 0
ST | 0 | 0 | 0 | 0 | 0 | 0
STOG | 0 | 0 | 0 | 0 | 0 | 0
STWD | 0 | 0 | 0 | 0 | 0 | 0
WT | 0 | 0 | 0 | 0 | 0 | 0
IGCC | 0 | 0 | 0 | 0 | 0 | 0
DemandResponse | 0 | 0 | 0 | 0 | 0 | 0
IGCC-CCS | 0 | 0 | 0 | 0 | 0 | 0
WT_off | 0 | 0 | 0 | 0 | 0 | 0
PseudoUnit | 0 | 0 | 0 | 164.81 | 164.81 | 164.81
FixedInterchange | 0 | 0 | 0 | 0 | 0 | 0
Levelized Capital Costs by Reporting Type: All
ReportingType | 2015 | 2020 | 2025 | 2030 | 2035 | 2040
BM | 541.24 | 599.41 | 768.56 | 772.56 | 772.56 | 702.43
CC | 13092.99 | 19585.11 | 19615.25 | 19844.09 | 20877.52 | 9471.75
CSP | 0 | 0 | 0 | 0 | 0 | 0
CT | 541.57 | 579.52 | 579.52 | 552.92 | 178.25 | 414.84
Coal | 3114.71 | 3114.71 | 3114.71 | 3114.71 | 3114.71 | 3114.71
Geo | 39.14 | 580.68 | 1735.04 | 1720.78 | 1695.9 | 1154.35
H | 0 | 416.01 | 1246.98 | 2117.19 | 2117.19 | 2117.19
LFG | 42.41 | 454.45 | 881.74 | 1018.64 | 985.9 | 573.85
Nuc | 684.91 | 3259.17 | 4546.92 | 31387.45 | 43595.67 | 64179.68
PS | 0 | 0 | 0 | 0 | 0 | 0
PV | 612.43 | 1336.94 | 1626.79 | 1682.96 | 1074.64 | 371.07
PeakG | 0 | 0 | 0 | 0 | 0 | 0
PeakO | 0 | 0 | 0 | 0 | 0 | 0
ST | 306.41 | 571.15 | 638.75 | 581.2 | 336.87 | 72.13
STOG | 0 | 0 | 0 | 0 | 0 | 0
STWD | 0 | 0 | 0 | 0 | 0 | 0
WT | 6098.69 | 32073.98 | 57080.8 | 72451.38 | 68522.07 | 43760.64
IGCC | 215.26 | 215.26 | 215.26 | 215.26 | 215.26 | 215.26
DemandResponse | 0 | 0 | 0 | 0 | 0 | 0
IGCC-CCS | 0 | 0 | 0 | 0 | 0 | 0
WT_off | 283.77 | 283.77 | 824.12 | 824.12 | 540.35 | 540.35
PseudoUnit | 0 | 0 | 824.05 | 1087.74 | 1087.74 | 1087.74
FixedInterchange | 0 | 0 | 0 | 0 | 0 | 0
Levelized Capital Costs by Reporting Type: EI_US
ReportingType | 2015 | 2020 | 2025 | 2030 | 2035 | 2040
BM | 324.96 | 383.12 | 552.28 | 556.28 | 556.28 | 486.15
CC | 9724.1 | 15439.9 | 15439.9 | 15668.73 | 16702.17 | 8665.29
CSP | 0 | 0 | 0 | 0 | 0 | 0
CT | 352.32 | 390.27 | 390.27 | 363.67 | 178.25 | 414.84
Coal | 2318.08 | 2318.08 | 2318.08 | 2318.08 | 2318.08 | 2318.08
Geo | 0 | 0 | 0 | 0 | 0 | 0
H | 0 | 174.87 | 513.06 | 746.43 | 746.43 | 746.43
LFG | 29.9 | 234.74 | 495.22 | 632.19 | 611.72 | 406.88
Nuc | 684.91 | 3259.17 | 4546.92 | 15714.52 | 22346.07 | 35805.36
PS | 0 | 0 | 0 | 0 | 0 | 0
PV | 28.13 | 752.64 | 1042.49 | 1098.66 | 1074.64 | 371.07
PeakG | 0 | 0 | 0 | 0 | 0 | 0
PeakO | 0 | 0 | 0 | 0 | 0 | 0
ST | 0 | 0 | 0 | 0 | 0 | 0
STOG | 0 | 0 | 0 | 0 | 0 | 0
STWD | 0 | 0 | 0 | 0 | 0 | 0
WT | 4589.99 | 26298.13 | 45118.66 | 59695.01 | 57138.27 | 36568.55
IGCC | 215.26 | 215.26 | 215.26 | 215.26 | 215.26 | 215.26
DemandResponse | 0 | 0 | 0 | 0 | 0 | 0
IGCC-CCS | 0 | 0 | 0 | 0 | 0 | 0
WT_off | 283.77 | 283.77 | 824.12 | 824.12 | 540.35 | 540.35
PseudoUnit | 0 | 0 | 824.05 | 1087.74 | 1087.74 | 1087.74
FixedInterchange | 0 | 0 | 0 | 0 | 0 | 0
Levelized Capital Costs by Reporting Type: EI_Canada
ReportingType | 2015 | 2020 | 2025 | 2030 | 2035 | 2040
BM | 144.8 | 144.8 | 144.8 | 144.8 | 144.8 | 144.8
CC | 206.32 | 206.32 | 206.32 | 206.32 | 206.32 | 0
CSP | 0 | 0 | 0 | 0 | 0 | 0
CT | 41.8 | 41.8 | 41.8 | 41.8 | 0 | 0
Coal | 0 | 0 | 0 | 0 | 0 | 0
Geo | 0 | 0 | 0 | 0 | 0 | 0
H | 0 | 241.14 | 733.92 | 1370.76 | 1370.76 | 1370.76
LFG | 5.12 | 5.12 | 5.12 | 5.29 | 0.17 | 0.17
Nuc | 0 | 0 | 0 | 0 | 0 | 0
PS | 0 | 0 | 0 | 0 | 0 | 0
PV | 539.74 | 539.74 | 539.74 | 539.74 | 0 | 0
PeakG | 0 | 0 | 0 | 0 | 0 | 0
PeakO | 0 | 0 | 0 | 0 | 0 | 0
ST | 0 | 0 | 0 | 0 | 0 | 0
STOG | 0 | 0 | 0 | 0 | 0 | 0
STWD | 0 | 0 | 0 | 0 | 0 | 0
WT | 747.62 | 747.62 | 747.62 | 747.62 | 0 | 0
IGCC | 0 | 0 | 0 | 0 | 0 | 0
DemandResponse | 0 | 0 | 0 | 0 | 0 | 0
IGCC-CCS | 0 | 0 | 0 | 0 | 0 | 0
WT_off | 0 | 0 | 0 | 0 | 0 | 0
PseudoUnit | 0 | 0 | 0 | 0 | 0 | 0
FixedInterchange | 0 | 0 | 0 | 0 | 0 | 0
Levelized Capital Costs by Reporting Type: EI
ReportingType | 2015 | 2020 | 2025 | 2030 | 2035 | 2040
BM | 469.76 | 527.93 | 697.08 | 701.08 | 701.08 | 630.95
CC | 9930.42 | 15646.22 | 15646.22 | 15875.06 | 16908.49 | 8665.29
CSP | 0 | 0 | 0 | 0 | 0 | 0
CT | 394.12 | 432.07 | 432.07 | 405.46 | 178.25 | 414.84
Coal | 2318.08 | 2318.08 | 2318.08 | 2318.08 | 2318.08 | 2318.08
Geo | 0 | 0 | 0 | 0 | 0 | 0
H | 0 | 416.01 | 1246.98 | 2117.19 | 2117.19 | 2117.19
LFG | 35.02 | 239.86 | 500.34 | 637.48 | 611.89 | 407.05
Nuc | 684.91 | 3259.17 | 4546.92 | 15714.52 | 22346.07 | 35805.36
PS | 0 | 0 | 0 | 0 | 0 | 0
PV | 567.88 | 1292.39 | 1582.23 | 1638.4 | 1074.64 | 371.07
PeakG | 0 | 0 | 0 | 0 | 0 | 0
PeakO | 0 | 0 | 0 | 0 | 0 | 0
ST | 0 | 0 | 0 | 0 | 0 | 0
STOG | 0 | 0 | 0 | 0 | 0 | 0
STWD | 0 | 0 | 0 | 0 | 0 | 0
WT | 5337.61 | 27045.75 | 45866.28 | 60442.64 | 57138.27 | 36568.55
IGCC | 215.26 | 215.26 | 215.26 | 215.26 | 215.26 | 215.26
DemandResponse | 0 | 0 | 0 | 0 | 0 | 0
IGCC-CCS | 0 | 0 | 0 | 0 | 0 | 0
WT_off | 283.77 | 283.77 | 824.12 | 824.12 | 540.35 | 540.35
PseudoUnit | 0 | 0 | 824.05 | 1087.74 | 1087.74 | 1087.74
FixedInterchange | 0 | 0 | 0 | 0 | 0 | 0
Levelized Capital Costs by Reporting Type: Outside_EI
ReportingType | 2015 | 2020 | 2025 | 2030 | 2035 | 2040
BM | 71.48 | 71.48 | 71.48 | 71.48 | 71.48 | 71.48
CC | 3162.57 | 3938.89 | 3969.03 | 3969.03 | 3969.03 | 806.46
CSP | 0 | 0 | 0 | 0 | 0 | 0
CT | 147.45 | 147.45 | 147.45 | 147.45 | 0 | 0
Coal | 796.63 | 796.63 | 796.63 | 796.63 | 796.63 | 796.63
Geo | 39.14 | 580.68 | 1735.04 | 1720.78 | 1695.9 | 1154.35
H | 0 | 0 | 0 | 0 | 0 | 0
LFG | 7.39 | 214.59 | 381.4 | 381.16 | 374.01 | 166.8
Nuc | 0 | 0 | 0 | 15672.93 | 21249.6 | 28374.32
PS | 0 | 0 | 0 | 0 | 0 | 0
PV | 44.56 | 44.56 | 44.56 | 44.56 | 0 | 0
PeakG | 0 | 0 | 0 | 0 | 0 | 0
PeakO | 0 | 0 | 0 | 0 | 0 | 0
ST | 306.41 | 571.15 | 638.75 | 581.2 | 336.87 | 72.13
STOG | 0 | 0 | 0 | 0 | 0 | 0
STWD | 0 | 0 | 0 | 0 | 0 | 0
WT | 761.07 | 5028.23 | 11214.51 | 12008.74 | 11383.8 | 7192.09
IGCC | 0 | 0 | 0 | 0 | 0 | 0
DemandResponse | 0 | 0 | 0 | 0 | 0 | 0
IGCC-CCS | 0 | 0 | 0 | 0 | 0 | 0
WT_off | 0 | 0 | 0 | 0 | 0 | 0
PseudoUnit | 0 | 0 | 0 | 0 | 0 | 0
FixedInterchange | 0 | 0 | 0 | 0 | 0 | 0
#13 | Levelized Retrofit Capital Costs ($million)
Levelized Retrofit Capital Costs by Reporting Type: Entergy
ReportingType | 2015 | 2020 | 2025 | 2030 | 2035 | 2040
BM | 0 | 0 | 0 | 0 | 0 | 0
CC | 0 | 0 | 0 | 0 | 0 | 0
CSP | 0 | 0 | 0 | 0 | 0 | 0
CT | 0 | 0 | 0 | 0 | 0 | 0
Coal | 0 | 34.06 | 34.06 | 0 | 0 | 0
Geo | 0 | 0 | 0 | 0 | 0 | 0
H | 0 | 0 | 0 | 0 | 0 | 0
LFG | 0 | 0 | 0 | 0 | 0 | 0
Nuc | 0 | 0 | 0 | 0 | 0 | 0
PS | 0 | 0 | 0 | 0 | 0 | 0
PV | 0 | 0 | 0 | 0 | 0 | 0
PeakG | 0 | 0 | 0 | 0 | 0 | 0
PeakO | 0 | 0 | 0 | 0 | 0 | 0
ST | 0 | 0 | 0 | 0 | 0 | 0
STOG | 0 | 0 | 0 | 0 | 0 | 0
STWD | 0 | 0 | 0 | 0 | 0 | 0
WT | 0 | 0 | 0 | 0 | 0 | 0
IGCC | 0 | 0 | 0 | 0 | 0 | 0
DemandResponse | 0 | 0 | 0 | 0 | 0 | 0
IGCC-CCS | 0 | 0 | 0 | 0 | 0 | 0
WT_off | 0 | 0 | 0 | 0 | 0 | 0
PseudoUnit | 0 | 0 | 0 | 0 | 0 | 0
FixedInterchange | 0 | 0 | 0 | 0 | 0 | 0
Levelized Retrofit Capital Costs by Reporting Type: FRCC
ReportingType | 2015 | 2020 | 2025 | 2030 | 2035 | 2040
BM | 0 | 0 | 0 | 0 | 0 | 0
CC | 0 | 0 | 0 | 0 | 0 | 0
CSP | 0 | 0 | 0 | 0 | 0 | 0
CT | 0 | 0 | 0 | 0 | 0 | 0
Coal | 73.1 | 6.94 | 6.94 | 0 | 0 | 0
Geo | 0 | 0 | 0 | 0 | 0 | 0
H | 0 | 0 | 0 | 0 | 0 | 0
LFG | 0 | 0 | 0 | 0 | 0 | 0
Nuc | 0 | 0 | 0 | 0 | 0 | 0
PS | 0 | 0 | 0 | 0 | 0 | 0
PV | 0 | 0 | 0 | 0 | 0 | 0
PeakG | 0 | 0 | 0 | 0 | 0 | 0
PeakO | 0 | 0 | 0 | 0 | 0 | 0
ST | 0 | 0 | 0 | 0 | 0 | 0
STOG | 0 | 0 | 0 | 0 | 0 | 0
STWD | 0 | 0 | 0 | 0 | 0 | 0
WT | 0 | 0 | 0 | 0 | 0 | 0
IGCC | 0 | 0 | 0 | 0 | 0 | 0
DemandResponse | 0 | 0 | 0 | 0 | 0 | 0
IGCC-CCS | 0 | 0 | 0 | 0 | 0 | 0
WT_off | 0 | 0 | 0 | 0 | 0 | 0
PseudoUnit | 0 | 0 | 0 | 0 | 0 | 0
FixedInterchange | 0 | 0 | 0 | 0 | 0 | 0
Levelized Retrofit Capital Costs by Reporting Type: MAPP_US
ReportingType | 2015 | 2020 | 2025 | 2030 | 2035 | 2040
BM | 0 | 0 | 0 | 0 | 0 | 0
CC | 0 | 0 | 0 | 0 | 0 | 0
CSP | 0 | 0 | 0 | 0 | 0 | 0
CT | 0 | 0 | 0 | 0 | 0 | 0
Coal | 22.36 | 29.49 | 7.13 | 0 | 0 | 0
Geo | 0 | 0 | 0 | 0 | 0 | 0
H | 0 | 0 | 0 | 0 | 0 | 0
LFG | 0 | 0 | 0 | 0 | 0 | 0
Nuc | 0 | 0 | 0 | 0 | 0 | 0
PS | 0 | 0 | 0 | 0 | 0 | 0
PV | 0 | 0 | 0 | 0 | 0 | 0
PeakG | 0 | 0 | 0 | 0 | 0 | 0
PeakO | 0 | 0 | 0 | 0 | 0 | 0
ST | 0 | 0 | 0 | 0 | 0 | 0
STOG | 0 | 0 | 0 | 0 | 0 | 0
STWD | 0 | 0 | 0 | 0 | 0 | 0
WT | 0 | 0 | 0 | 0 | 0 | 0
IGCC | 0 | 0 | 0 | 0 | 0 | 0
DemandResponse | 0 | 0 | 0 | 0 | 0 | 0
IGCC-CCS | 0 | 0 | 0 | 0 | 0 | 0
WT_off | 0 | 0 | 0 | 0 | 0 | 0
PseudoUnit | 0 | 0 | 0 | 0 | 0 | 0
FixedInterchange | 0 | 0 | 0 | 0 | 0 | 0
Levelized Retrofit Capital Costs by Reporting Type: MISO_IN
ReportingType | 2015 | 2020 | 2025 | 2030 | 2035 | 2040
BM | 0 | 0 | 0 | 0 | 0 | 0
CC | 0 | 0 | 0 | 0 | 0 | 0
CSP | 0 | 0 | 0 | 0 | 0 | 0
CT | 0 | 0 | 0 | 0 | 0 | 0
Coal | 0 | 50.86 | 50.86 | 0 | 0 | 0
Geo | 0 | 0 | 0 | 0 | 0 | 0
H | 0 | 0 | 0 | 0 | 0 | 0
LFG | 0 | 0 | 0 | 0 | 0 | 0
Nuc | 0 | 0 | 0 | 0 | 0 | 0
PS | 0 | 0 | 0 | 0 | 0 | 0
PV | 0 | 0 | 0 | 0 | 0 | 0
PeakG | 0 | 0 | 0 | 0 | 0 | 0
PeakO | 0 | 0 | 0 | 0 | 0 | 0
ST | 0 | 0 | 0 | 0 | 0 | 0
STOG | 0 | 0 | 0 | 0 | 0 | 0
STWD | 0 | 0 | 0 | 0 | 0 | 0
WT | 0 | 0 | 0 | 0 | 0 | 0
IGCC | 0 | 0 | 0 | 0 | 0 | 0
DemandResponse | 0 | 0 | 0 | 0 | 0 | 0
IGCC-CCS | 0 | 0 | 0 | 0 | 0 | 0
WT_off | 0 | 0 | 0 | 0 | 0 | 0
PseudoUnit | 0 | 0 | 0 | 0 | 0 | 0
FixedInterchange | 0 | 0 | 0 | 0 | 0 | 0
Levelized Retrofit Capital Costs by Reporting Type: MISO_MI
ReportingType | 2015 | 2020 | 2025 | 2030 | 2035 | 2040
BM | 0 | 0 | 0 | 0 | 0 | 0
CC | 0 | 0 | 0 | 0 | 0 | 0
CSP | 0 | 0 | 0 | 0 | 0 | 0
CT | 0 | 0 | 0 | 0 | 0 | 0
Coal | 15.14 | 15.14 | 0 | 0 | 0 | 0
Geo | 0 | 0 | 0 | 0 | 0 | 0
H | 0 | 0 | 0 | 0 | 0 | 0
LFG | 0 | 0 | 0 | 0 | 0 | 0
Nuc | 0 | 0 | 0 | 0 | 0 | 0
PS | 0 | 0 | 0 | 0 | 0 | 0
PV | 0 | 0 | 0 | 0 | 0 | 0
PeakG | 0 | 0 | 0 | 0 | 0 | 0
PeakO | 0 | 0 | 0 | 0 | 0 | 0
ST | 0 | 0 | 0 | 0 | 0 | 0
STOG | 0 | 0 | 0 | 0 | 0 | 0
STWD | 0 | 0 | 0 | 0 | 0 | 0
WT | 0 | 0 | 0 | 0 | 0 | 0
IGCC | 0 | 0 | 0 | 0 | 0 | 0
DemandResponse | 0 | 0 | 0 | 0 | 0 | 0
IGCC-CCS | 0 | 0 | 0 | 0 | 0 | 0
WT_off | 0 | 0 | 0 | 0 | 0 | 0
PseudoUnit | 0 | 0 | 0 | 0 | 0 | 0
FixedInterchange | 0 | 0 | 0 | 0 | 0 | 0
Levelized Retrofit Capital Costs by Reporting Type: MISO_MO-IL
ReportingType | 2015 | 2020 | 2025 | 2030 | 2035 | 2040
BM | 0 | 0 | 0 | 0 | 0 | 0
CC | 0 | 0 | 0 | 0 | 0 | 0
CSP | 0 | 0 | 0 | 0 | 0 | 0
CT | 0 | 0 | 0 | 0 | 0 | 0
Coal | 9.29 | 9.77 | 10.62 | 14.85 | 14.01 | 0
Geo | 0 | 0 | 0 | 0 | 0 | 0
H | 0 | 0 | 0 | 0 | 0 | 0
LFG | 0 | 0 | 0 | 0 | 0 | 0
Nuc | 0 | 0 | 0 | 0 | 0 | 0
PS | 0 | 0 | 0 | 0 | 0 | 0
PV | 0 | 0 | 0 | 0 | 0 | 0
PeakG | 0 | 0 | 0 | 0 | 0 | 0
PeakO | 0 | 0 | 0 | 0 | 0 | 0
ST | 0 | 0 | 0 | 0 | 0 | 0
STOG | 0 | 0 | 0 | 0 | 0 | 0
STWD | 0 | 0 | 0 | 0 | 0 | 0
WT | 0 | 0 | 0 | 0 | 0 | 0
IGCC | 0 | 0 | 0 | 0 | 0 | 0
DemandResponse | 0 | 0 | 0 | 0 | 0 | 0
IGCC-CCS | 0 | 0 | 0 | 0 | 0 | 0
WT_off | 0 | 0 | 0 | 0 | 0 | 0
PseudoUnit | 0 | 0 | 0 | 0 | 0 | 0
FixedInterchange | 0 | 0 | 0 | 0 | 0 | 0
Levelized Retrofit Capital Costs by Reporting Type: MISO_W
ReportingType | 2015 | 2020 | 2025 | 2030 | 2035 | 2040
BM | 0 | 0 | 0 | 0 | 0 | 0
CC | 0 | 0 | 0 | 0 | 0 | 0
CSP | 0 | 0 | 0 | 0 | 0 | 0
CT | 0 | 0 | 0 | 0 | 0 | 0
Coal | 26.68 | 19.86 | 145.84 | 125.98 | 0 | 0
Geo | 0 | 0 | 0 | 0 | 0 | 0
H | 0 | 0 | 0 | 0 | 0 | 0
LFG | 0 | 0 | 0 | 0 | 0 | 0
Nuc | 0 | 0 | 0 | 0 | 0 | 0
PS | 0 | 0 | 0 | 0 | 0 | 0
PV | 0 | 0 | 0 | 0 | 0 | 0
PeakG | 0 | 0 | 0 | 0 | 0 | 0
PeakO | 0 | 0 | 0 | 0 | 0 | 0
ST | 0 | 0 | 0 | 0 | 0 | 0
STOG | 0 | 0 | 0 | 0 | 0 | 0
STWD | 0 | 0 | 0 | 0 | 0 | 0
WT | 0 | 0 | 0 | 0 | 0 | 0
IGCC | 0 | 0 | 0 | 0 | 0 | 0
DemandResponse | 0 | 0 | 0 | 0 | 0 | 0
IGCC-CCS | 0 | 0 | 0 | 0 | 0 | 0
WT_off | 0 | 0 | 0 | 0 | 0 | 0
PseudoUnit | 0 | 0 | 0 | 0 | 0 | 0
FixedInterchange | 0 | 0 | 0 | 0 | 0 | 0
Levelized Retrofit Capital Costs by Reporting Type: MISO_WUMS
ReportingType | 2015 | 2020 | 2025 | 2030 | 2035 | 2040
BM | 0 | 0 | 0 | 0 | 0 | 0
CC | 0 | 0 | 0 | 0 | 0 | 0
CSP | 0 | 0 | 0 | 0 | 0 | 0
CT | 0 | 0 | 0 | 0 | 0 | 0
Coal | 197.26 | 175.87 | 26.17 | 23.58 | 36.91 | 36.91
Geo | 0 | 0 | 0 | 0 | 0 | 0
H | 0 | 0 | 0 | 0 | 0 | 0
LFG | 0 | 0 | 0 | 0 | 0 | 0
Nuc | 0 | 0 | 0 | 0 | 0 | 0
PS | 0 | 0 | 0 | 0 | 0 | 0
PV | 0 | 0 | 0 | 0 | 0 | 0
PeakG | 0 | 0 | 0 | 0 | 0 | 0
PeakO | 0 | 0 | 0 | 0 | 0 | 0
ST | 0 | 0 | 0 | 0 | 0 | 0
STOG | 0 | 0 | 0 | 0 | 0 | 0
STWD | 0 | 0 | 0 | 0 | 0 | 0
WT | 0 | 0 | 0 | 0 | 0 | 0
IGCC | 0 | 0 | 0 | 0 | 0 | 0
DemandResponse | 0 | 0 | 0 | 0 | 0 | 0
IGCC-CCS | 0 | 0 | 0 | 0 | 0 | 0
WT_off | 0 | 0 | 0 | 0 | 0 | 0
PseudoUnit | 0 | 0 | 0 | 0 | 0 | 0
FixedInterchange | 0 | 0 | 0 | 0 | 0 | 0
Levelized Retrofit Capital Costs by Reporting Type: Nebraska
ReportingType | 2015 | 2020 | 2025 | 2030 | 2035 | 2040
BM | 0 | 0 | 0 | 0 | 0 | 0
CC | 0 | 0 | 0 | 0 | 0 | 0
CSP | 0 | 0 | 0 | 0 | 0 | 0
CT | 0 | 0 | 0 | 0 | 0 | 0
Coal | 0 | 76.84 | 88.77 | 11.93 | 0 | 0
Geo | 0 | 0 | 0 | 0 | 0 | 0
H | 0 | 0 | 0 | 0 | 0 | 0
LFG | 0 | 0 | 0 | 0 | 0 | 0
Nuc | 0 | 0 | 0 | 0 | 0 | 0
PS | 0 | 0 | 0 | 0 | 0 | 0
PV | 0 | 0 | 0 | 0 | 0 | 0
PeakG | 0 | 0 | 0 | 0 | 0 | 0
PeakO | 0 | 0 | 0 | 0 | 0 | 0
ST | 0 | 0 | 0 | 0 | 0 | 0
STOG | 0 | 0 | 0 | 0 | 0 | 0
STWD | 0 | 0 | 0 | 0 | 0 | 0
WT | 0 | 0 | 0 | 0 | 0 | 0
IGCC | 0 | 0 | 0 | 0 | 0 | 0
DemandResponse | 0 | 0 | 0 | 0 | 0 | 0
IGCC-CCS | 0 | 0 | 0 | 0 | 0 | 0
WT_off | 0 | 0 | 0 | 0 | 0 | 0
PseudoUnit | 0 | 0 | 0 | 0 | 0 | 0
FixedInterchange | 0 | 0 | 0 | 0 | 0 | 0
Levelized Retrofit Capital Costs by Reporting Type: NEISO
ReportingType | 2015 | 2020 | 2025 | 2030 | 2035 | 2040
BM | 0 | 0 | 0 | 0 | 0 | 0
CC | 0 | 0 | 0 | 0 | 0 | 0
CSP | 0 | 0 | 0 | 0 | 0 | 0
CT | 0 | 0 | 0 | 0 | 0 | 0
Coal | 29.15 | 29.15 | 0 | 0 | 0 | 0
Geo | 0 | 0 | 0 | 0 | 0 | 0
H | 0 | 0 | 0 | 0 | 0 | 0
LFG | 0 | 0 | 0 | 0 | 0 | 0
Nuc | 0 | 0 | 0 | 0 | 0 | 0
PS | 0 | 0 | 0 | 0 | 0 | 0
PV | 0 | 0 | 0 | 0 | 0 | 0
PeakG | 0 | 0 | 0 | 0 | 0 | 0
PeakO | 0 | 0 | 0 | 0 | 0 | 0
ST | 0 | 0 | 0 | 0 | 0 | 0
STOG | 0 | 0 | 0 | 0 | 0 | 0
STWD | 0 | 0 | 0 | 0 | 0 | 0
WT | 0 | 0 | 0 | 0 | 0 | 0
IGCC | 0 | 0 | 0 | 0 | 0 | 0
DemandResponse | 0 | 0 | 0 | 0 | 0 | 0
IGCC-CCS | 0 | 0 | 0 | 0 | 0 | 0
WT_off | 0 | 0 | 0 | 0 | 0 | 0
PseudoUnit | 0 | 0 | 0 | 0 | 0 | 0
FixedInterchange | 0 | 0 | 0 | 0 | 0 | 0
Levelized Retrofit Capital Costs by Reporting Type: NonRTO_Midwest
ReportingType | 2015 | 2020 | 2025 | 2030 | 2035 | 2040
BM | 0 | 0 | 0 | 0 | 0 | 0
CC | 0 | 0 | 0 | 0 | 0 | 0
CSP | 0 | 0 | 0 | 0 | 0 | 0
CT | 0 | 0 | 0 | 0 | 0 | 0
Coal | 165.72 | 157.17 | 73.51 | 54.36 | 0 | 0
Geo | 0 | 0 | 0 | 0 | 0 | 0
H | 0 | 0 | 0 | 0 | 0 | 0
LFG | 0 | 0 | 0 | 0 | 0 | 0
Nuc | 0 | 0 | 0 | 0 | 0 | 0
PS | 0 | 0 | 0 | 0 | 0 | 0
PV | 0 | 0 | 0 | 0 | 0 | 0
PeakG | 0 | 0 | 0 | 0 | 0 | 0
PeakO | 0 | 0 | 0 | 0 | 0 | 0
ST | 0 | 0 | 0 | 0 | 0 | 0
STOG | 0 | 0 | 0 | 0 | 0 | 0
STWD | 0 | 0 | 0 | 0 | 0 | 0
WT | 0 | 0 | 0 | 0 | 0 | 0
IGCC | 0 | 0 | 0 | 0 | 0 | 0
DemandResponse | 0 | 0 | 0 | 0 | 0 | 0
IGCC-CCS | 0 | 0 | 0 | 0 | 0 | 0
WT_off | 0 | 0 | 0 | 0 | 0 | 0
PseudoUnit | 0 | 0 | 0 | 0 | 0 | 0
FixedInterchange | 0 | 0 | 0 | 0 | 0 | 0
Levelized Retrofit Capital Costs by Reporting Type: NYISO_A-F
ReportingType | 2015 | 2020 | 2025 | 2030 | 2035 | 2040
BM | 0 | 0 | 0 | 0 | 0 | 0
CC | 0 | 0 | 0 | 0 | 0 | 0
CSP | 0 | 0 | 0 | 0 | 0 | 0
CT | 0 | 0 | 0 | 0 | 0 | 0
Coal | 0 | 0 | 0 | 0 | 0 | 0
Geo | 0 | 0 | 0 | 0 | 0 | 0
H | 0 | 0 | 0 | 0 | 0 | 0
LFG | 0 | 0 | 0 | 0 | 0 | 0
Nuc | 0 | 0 | 0 | 0 | 0 | 0
PS | 0 | 0 | 0 | 0 | 0 | 0
PV | 0 | 0 | 0 | 0 | 0 | 0
PeakG | 0 | 0 | 0 | 0 | 0 | 0
PeakO | 0 | 0 | 0 | 0 | 0 | 0
ST | 0 | 0 | 0 | 0 | 0 | 0
STOG | 0 | 0 | 0 | 0 | 0 | 0
STWD | 0 | 0 | 0 | 0 | 0 | 0
WT | 0 | 0 | 0 | 0 | 0 | 0
IGCC | 0 | 0 | 0 | 0 | 0 | 0
DemandResponse | 0 | 0 | 0 | 0 | 0 | 0
IGCC-CCS | 0 | 0 | 0 | 0 | 0 | 0
WT_off | 0 | 0 | 0 | 0 | 0 | 0
PseudoUnit | 0 | 0 | 0 | 0 | 0 | 0
FixedInterchange | 0 | 0 | 0 | 0 | 0 | 0
Levelized Retrofit Capital Costs by Reporting Type: NYISO_G-I
ReportingType | 2015 | 2020 | 2025 | 2030 | 2035 | 2040
BM | 0 | 0 | 0 | 0 | 0 | 0
CC | 0 | 0 | 0 | 0 | 0 | 0
CSP | 0 | 0 | 0 | 0 | 0 | 0
CT | 0 | 0 | 0 | 0 | 0 | 0
Coal | 0 | 0 | 0 | 0 | 0 | 0
Geo | 0 | 0 | 0 | 0 | 0 | 0
H | 0 | 0 | 0 | 0 | 0 | 0
LFG | 0 | 0 | 0 | 0 | 0 | 0
Nuc | 0 | 0 | 0 | 0 | 0 | 0
PS | 0 | 0 | 0 | 0 | 0 | 0
PV | 0 | 0 | 0 | 0 | 0 | 0
PeakG | 0 | 0 | 0 | 0 | 0 | 0
PeakO | 0 | 0 | 0 | 0 | 0 | 0
ST | 0 | 0 | 0 | 0 | 0 | 0
STOG | 0 | 0 | 0 | 0 | 0 | 0
STWD | 0 | 0 | 0 | 0 | 0 | 0
WT | 0 | 0 | 0 | 0 | 0 | 0
IGCC | 0 | 0 | 0 | 0 | 0 | 0
DemandResponse | 0 | 0 | 0 | 0 | 0 | 0
IGCC-CCS | 0 | 0 | 0 | 0 | 0 | 0
WT_off | 0 | 0 | 0 | 0 | 0 | 0
PseudoUnit | 0 | 0 | 0 | 0 | 0 | 0
FixedInterchange | 0 | 0 | 0 | 0 | 0 | 0
Levelized Retrofit Capital Costs by Reporting Type: NYISO_J-K
ReportingType | 2015 | 2020 | 2025 | 2030 | 2035 | 2040
BM | 0 | 0 | 0 | 0 | 0 | 0
CC | 0 | 0 | 0 | 0 | 0 | 0
CSP | 0 | 0 | 0 | 0 | 0 | 0
CT | 0 | 0 | 0 | 0 | 0 | 0
Coal | 0 | 0 | 0 | 0 | 0 | 0
Geo | 0 | 0 | 0 | 0 | 0 | 0
H | 0 | 0 | 0 | 0 | 0 | 0
LFG | 0 | 0 | 0 | 0 | 0 | 0
Nuc | 0 | 0 | 0 | 0 | 0 | 0
PS | 0 | 0 | 0 | 0 | 0 | 0
PV | 0 | 0 | 0 | 0 | 0 | 0
PeakG | 0 | 0 | 0 | 0 | 0 | 0
PeakO | 0 | 0 | 0 | 0 | 0 | 0
ST | 0 | 0 | 0 | 0 | 0 | 0
STOG | 0 | 0 | 0 | 0 | 0 | 0
STWD | 0 | 0 | 0 | 0 | 0 | 0
WT | 0 | 0 | 0 | 0 | 0 | 0
IGCC | 0 | 0 | 0 | 0 | 0 | 0
DemandResponse | 0 | 0 | 0 | 0 | 0 | 0
IGCC-CCS | 0 | 0 | 0 | 0 | 0 | 0
WT_off | 0 | 0 | 0 | 0 | 0 | 0
PseudoUnit | 0 | 0 | 0 | 0 | 0 | 0
FixedInterchange | 0 | 0 | 0 | 0 | 0 | 0
Levelized Retrofit Capital Costs by Reporting Type: PJM_E
ReportingType | 2015 | 2020 | 2025 | 2030 | 2035 | 2040
BM | 0 | 0 | 0 | 0 | 0 | 0
CC | 0 | 0 | 0 | 0 | 0 | 0
CSP | 0 | 0 | 0 | 0 | 0 | 0
CT | 0 | 0 | 0 | 0 | 0 | 0
Coal | 22.45 | 22.45 | 0 | 0 | 0 | 0
Geo | 0 | 0 | 0 | 0 | 0 | 0
H | 0 | 0 | 0 | 0 | 0 | 0
LFG | 0 | 0 | 0 | 0 | 0 | 0
Nuc | 0 | 0 | 0 | 0 | 0 | 0
PS | 0 | 0 | 0 | 0 | 0 | 0
PV | 0 | 0 | 0 | 0 | 0 | 0
PeakG | 0 | 0 | 0 | 0 | 0 | 0
PeakO | 0 | 0 | 0 | 0 | 0 | 0
ST | 0 | 0 | 0 | 0 | 0 | 0
STOG | 0 | 0 | 0 | 0 | 0 | 0
STWD | 0 | 0 | 0 | 0 | 0 | 0
WT | 0 | 0 | 0 | 0 | 0 | 0
IGCC | 0 | 0 | 0 | 0 | 0 | 0
DemandResponse | 0 | 0 | 0 | 0 | 0 | 0
IGCC-CCS | 0 | 0 | 0 | 0 | 0 | 0
WT_off | 0 | 0 | 0 | 0 | 0 | 0
PseudoUnit | 0 | 0 | 0 | 0 | 0 | 0
FixedInterchange | 0 | 0 | 0 | 0 | 0 | 0
Levelized Retrofit Capital Costs by Reporting Type: PJM_ROM
ReportingType | 2015 | 2020 | 2025 | 2030 | 2035 | 2040
BM | 0 | 0 | 0 | 0 | 0 | 0
CC | 0 | 0 | 0 | 0 | 0 | 0
CSP | 0 | 0 | 0 | 0 | 0 | 0
CT | 0 | 0 | 0 | 0 | 0 | 0
Coal | 14.63 | 0.53 | 0.53 | 0 | 0 | 0
Geo | 0 | 0 | 0 | 0 | 0 | 0
H | 0 | 0 | 0 | 0 | 0 | 0
LFG | 0 | 0 | 0 | 0 | 0 | 0
Nuc | 0 | 0 | 0 | 0 | 0 | 0
PS | 0 | 0 | 0 | 0 | 0 | 0
PV | 0 | 0 | 0 | 0 | 0 | 0
PeakG | 0 | 0 | 0 | 0 | 0 | 0
PeakO | 0 | 0 | 0 | 0 | 0 | 0
ST | 0 | 0 | 0 | 0 | 0 | 0
STOG | 0 | 0 | 0 | 0 | 0 | 0
STWD | 0 | 0 | 0 | 0 | 0 | 0
WT | 0 | 0 | 0 | 0 | 0 | 0
IGCC | 0 | 0 | 0 | 0 | 0 | 0
DemandResponse | 0 | 0 | 0 | 0 | 0 | 0
IGCC-CCS | 0 | 0 | 0 | 0 | 0 | 0
WT_off | 0 | 0 | 0 | 0 | 0 | 0
PseudoUnit | 0 | 0 | 0 | 0 | 0 | 0
FixedInterchange | 0 | 0 | 0 | 0 | 0 | 0
Levelized Retrofit Capital Costs by Reporting Type: PJM_ROR
ReportingType | 2015 | 2020 | 2025 | 2030 | 2035 | 2040
BM | 0 | 0 | 0 | 0 | 0 | 0
CC | 0 | 0 | 0 | 0 | 0 | 0
CSP | 0 | 0 | 0 | 0 | 0 | 0
CT | 0 | 0 | 0 | 0 | 0 | 0
Coal | 46.99 | 106.97 | 106.97 | 0 | 0 | 0
Geo | 0 | 0 | 0 | 0 | 0 | 0
H | 0 | 0 | 0 | 0 | 0 | 0
LFG | 0 | 0 | 0 | 0 | 0 | 0
Nuc | 0 | 0 | 0 | 0 | 0 | 0
PS | 0 | 0 | 0 | 0 | 0 | 0
PV | 0 | 0 | 0 | 0 | 0 | 0
PeakG | 0 | 0 | 0 | 0 | 0 | 0
PeakO | 0 | 0 | 0 | 0 | 0 | 0
ST | 0 | 0 | 0 | 0 | 0 | 0
STOG | 0 | 0 | 0 | 0 | 0 | 0
STWD | 0 | 0 | 0 | 0 | 0 | 0
WT | 0 | 0 | 0 | 0 | 0 | 0
IGCC | 0 | 0 | 0 | 0 | 0 | 0
DemandResponse | 0 | 0 | 0 | 0 | 0 | 0
IGCC-CCS | 0 | 0 | 0 | 0 | 0 | 0
WT_off | 0 | 0 | 0 | 0 | 0 | 0
PseudoUnit | 0 | 0 | 0 | 0 | 0 | 0
FixedInterchange | 0 | 0 | 0 | 0 | 0 | 0
Levelized Retrofit Capital Costs by Reporting Type: SOCO
ReportingType | 2015 | 2020 | 2025 | 2030 | 2035 | 2040
BM | 0 | 0 | 0 | 0 | 0 | 0
CC | 0 | 0 | 0 | 0 | 0 | 0
CSP | 0 | 0 | 0 | 0 | 0 | 0
CT | 0 | 0 | 0 | 0 | 0 | 0
Coal | 400.34 | 407.38 | 7.04 | 0 | 0 | 0
Geo | 0 | 0 | 0 | 0 | 0 | 0
H | 0 | 0 | 0 | 0 | 0 | 0
LFG | 0 | 0 | 0 | 0 | 0 | 0
Nuc | 0 | 0 | 0 | 0 | 0 | 0
PS | 0 | 0 | 0 | 0 | 0 | 0
PV | 0 | 0 | 0 | 0 | 0 | 0
PeakG | 0 | 0 | 0 | 0 | 0 | 0
PeakO | 0 | 0 | 0 | 0 | 0 | 0
ST | 0 | 0 | 0 | 0 | 0 | 0
STOG | 0 | 0 | 0 | 0 | 0 | 0
STWD | 0 | 0 | 0 | 0 | 0 | 0
WT | 0 | 0 | 0 | 0 | 0 | 0
IGCC | 0 | 0 | 0 | 0 | 0 | 0
DemandResponse | 0 | 0 | 0 | 0 | 0 | 0
IGCC-CCS | 0 | 0 | 0 | 0 | 0 | 0
WT_off | 0 | 0 | 0 | 0 | 0 | 0
PseudoUnit | 0 | 0 | 0 | 0 | 0 | 0
FixedInterchange | 0 | 0 | 0 | 0 | 0 | 0
Levelized Retrofit Capital Costs by Reporting Type: SPP_N
ReportingType | 2015 | 2020 | 2025 | 2030 | 2035 | 2040
BM | 0 | 0 | 0 | 0 | 0 | 0
CC | 0 | 0 | 0 | 0 | 0 | 0
CSP | 0 | 0 | 0 | 0 | 0 | 0
CT | 0 | 0 | 0 | 0 | 0 | 0
Coal | 0 | 32.09 | 32.09 | 0 | 0 | 0
Geo | 0 | 0 | 0 | 0 | 0 | 0
H | 0 | 0 | 0 | 0 | 0 | 0
LFG | 0 | 0 | 0 | 0 | 0 | 0
Nuc | 0 | 0 | 0 | 0 | 0 | 0
PS | 0 | 0 | 0 | 0 | 0 | 0
PV | 0 | 0 | 0 | 0 | 0 | 0
PeakG | 0 | 0 | 0 | 0 | 0 | 0
PeakO | 0 | 0 | 0 | 0 | 0 | 0
ST | 0 | 0 | 0 | 0 | 0 | 0
STOG | 0 | 0 | 0 | 0 | 0 | 0
STWD | 0 | 0 | 0 | 0 | 0 | 0
WT | 0 | 0 | 0 | 0 | 0 | 0
IGCC | 0 | 0 | 0 | 0 | 0 | 0
DemandResponse | 0 | 0 | 0 | 0 | 0 | 0
IGCC-CCS | 0 | 0 | 0 | 0 | 0 | 0
WT_off | 0 | 0 | 0 | 0 | 0 | 0
PseudoUnit | 0 | 0 | 0 | 0 | 0 | 0
FixedInterchange | 0 | 0 | 0 | 0 | 0 | 0
Levelized Retrofit Capital Costs by Reporting Type: SPP_S
ReportingType | 2015 | 2020 | 2025 | 2030 | 2035 | 2040
BM | 0 | 0 | 0 | 0 | 0 | 0
CC | 0 | 0 | 0 | 0 | 0 | 0
CSP | 0 | 0 | 0 | 0 | 0 | 0
CT | 0 | 0 | 0 | 0 | 0 | 0
Coal | 0 | 24.13 | 24.13 | 0 | 0 | 0
Geo | 0 | 0 | 0 | 0 | 0 | 0
H | 0 | 0 | 0 | 0 | 0 | 0
LFG | 0 | 0 | 0 | 0 | 0 | 0
Nuc | 0 | 0 | 0 | 0 | 0 | 0
PS | 0 | 0 | 0 | 0 | 0 | 0
PV | 0 | 0 | 0 | 0 | 0 | 0
PeakG | 0 | 0 | 0 | 0 | 0 | 0
PeakO | 0 | 0 | 0 | 0 | 0 | 0
ST | 0 | 0 | 0 | 0 | 0 | 0
STOG | 0 | 0 | 0 | 0 | 0 | 0
STWD | 0 | 0 | 0 | 0 | 0 | 0
WT | 0 | 0 | 0 | 0 | 0 | 0
IGCC | 0 | 0 | 0 | 0 | 0 | 0
DemandResponse | 0 | 0 | 0 | 0 | 0 | 0
IGCC-CCS | 0 | 0 | 0 | 0 | 0 | 0
WT_off | 0 | 0 | 0 | 0 | 0 | 0
PseudoUnit | 0 | 0 | 0 | 0 | 0 | 0
FixedInterchange | 0 | 0 | 0 | 0 | 0 | 0
Levelized Retrofit Capital Costs by Reporting Type: TVA
ReportingType | 2015 | 2020 | 2025 | 2030 | 2035 | 2040
BM | 0 | 0 | 0 | 0 | 0 | 0
CC | 0 | 0 | 0 | 0 | 0 | 0
CSP | 0 | 0 | 0 | 0 | 0 | 0
CT | 0 | 0 | 0 | 0 | 0 | 0
Coal | 0 | 22.78 | 22.78 | 0 | 0 | 0
Geo | 0 | 0 | 0 | 0 | 0 | 0
H | 0 | 0 | 0 | 0 | 0 | 0
LFG | 0 | 0 | 0 | 0 | 0 | 0
Nuc | 0 | 0 | 0 | 0 | 0 | 0
PS | 0 | 0 | 0 | 0 | 0 | 0
PV | 0 | 0 | 0 | 0 | 0 | 0
PeakG | 0 | 0 | 0 | 0 | 0 | 0
PeakO | 0 | 0 | 0 | 0 | 0 | 0
ST | 0 | 0 | 0 | 0 | 0 | 0
STOG | 0 | 0 | 0 | 0 | 0 | 0
STWD | 0 | 0 | 0 | 0 | 0 | 0
WT | 0 | 0 | 0 | 0 | 0 | 0
IGCC | 0 | 0 | 0 | 0 | 0 | 0
DemandResponse | 0 | 0 | 0 | 0 | 0 | 0
IGCC-CCS | 0 | 0 | 0 | 0 | 0 | 0
WT_off | 0 | 0 | 0 | 0 | 0 | 0
PseudoUnit | 0 | 0 | 0 | 0 | 0 | 0
FixedInterchange | 0 | 0 | 0 | 0 | 0 | 0
Levelized Retrofit Capital Costs by Reporting Type: TVA_Transmission
ReportingType | 2015 | 2020 | 2025 | 2030 | 2035 | 2040
BM | 0 | 0 | 0 | 0 | 0 | 0
CC | 0 | 0 | 0 | 0 | 0 | 0
CSP | 0 | 0 | 0 | 0 | 0 | 0
CT | 0 | 0 | 0 | 0 | 0 | 0
Coal | 0 | 0 | 0 | 0 | 0 | 0
Geo | 0 | 0 | 0 | 0 | 0 | 0
H | 0 | 0 | 0 | 0 | 0 | 0
LFG | 0 | 0 | 0 | 0 | 0 | 0
Nuc | 0 | 0 | 0 | 0 | 0 | 0
PS | 0 | 0 | 0 | 0 | 0 | 0
PV | 0 | 0 | 0 | 0 | 0 | 0
PeakG | 0 | 0 | 0 | 0 | 0 | 0
PeakO | 0 | 0 | 0 | 0 | 0 | 0
ST | 0 | 0 | 0 | 0 | 0 | 0
STOG | 0 | 0 | 0 | 0 | 0 | 0
STWD | 0 | 0 | 0 | 0 | 0 | 0
WT | 0 | 0 | 0 | 0 | 0 | 0
IGCC | 0 | 0 | 0 | 0 | 0 | 0
DemandResponse | 0 | 0 | 0 | 0 | 0 | 0
IGCC-CCS | 0 | 0 | 0 | 0 | 0 | 0
WT_off | 0 | 0 | 0 | 0 | 0 | 0
PseudoUnit | 0 | 0 | 0 | 0 | 0 | 0
FixedInterchange | 0 | 0 | 0 | 0 | 0 | 0
Levelized Retrofit Capital Costs by Reporting Type: VACAR
ReportingType | 2015 | 2020 | 2025 | 2030 | 2035 | 2040
BM | 0 | 0 | 0 | 0 | 0 | 0
CC | 0 | 0 | 0 | 0 | 0 | 0
CSP | 0 | 0 | 0 | 0 | 0 | 0
CT | 0 | 0 | 0 | 0 | 0 | 0
Coal | 0 | 38.45 | 38.45 | 0 | 0 | 0
Geo | 0 | 0 | 0 | 0 | 0 | 0
H | 0 | 0 | 0 | 0 | 0 | 0
LFG | 0 | 0 | 0 | 0 | 0 | 0
Nuc | 0 | 0 | 0 | 0 | 0 | 0
PS | 0 | 0 | 0 | 0 | 0 | 0
PV | 0 | 0 | 0 | 0 | 0 | 0
PeakG | 0 | 0 | 0 | 0 | 0 | 0
PeakO | 0 | 0 | 0 | 0 | 0 | 0
ST | 0 | 0 | 0 | 0 | 0 | 0
STOG | 0 | 0 | 0 | 0 | 0 | 0
STWD | 0 | 0 | 0 | 0 | 0 | 0
WT | 0 | 0 | 0 | 0 | 0 | 0
IGCC | 0 | 0 | 0 | 0 | 0 | 0
DemandResponse | 0 | 0 | 0 | 0 | 0 | 0
IGCC-CCS | 0 | 0 | 0 | 0 | 0 | 0
WT_off | 0 | 0 | 0 | 0 | 0 | 0
PseudoUnit | 0 | 0 | 0 | 0 | 0 | 0
FixedInterchange | 0 | 0 | 0 | 0 | 0 | 0
Levelized Retrofit Capital Costs by Reporting Type: IESO
ReportingType | 2015 | 2020 | 2025 | 2030 | 2035 | 2040
BM | 0 | 0 | 0 | 0 | 0 | 0
CC | 0 | 0 | 0 | 0 | 0 | 0
CSP | 0 | 0 | 0 | 0 | 0 | 0
CT | 0 | 0 | 0 | 0 | 0 | 0
Coal | 0 | 0 | 0 | 0 | 0 | 0
Geo | 0 | 0 | 0 | 0 | 0 | 0
H | 0 | 0 | 0 | 0 | 0 | 0
LFG | 0 | 0 | 0 | 0 | 0 | 0
Nuc | 0 | 0 | 0 | 0 | 0 | 0
PS | 0 | 0 | 0 | 0 | 0 | 0
PV | 0 | 0 | 0 | 0 | 0 | 0
PeakG | 0 | 0 | 0 | 0 | 0 | 0
PeakO | 0 | 0 | 0 | 0 | 0 | 0
ST | 0 | 0 | 0 | 0 | 0 | 0
STOG | 0 | 0 | 0 | 0 | 0 | 0
STWD | 0 | 0 | 0 | 0 | 0 | 0
WT | 0 | 0 | 0 | 0 | 0 | 0
IGCC | 0 | 0 | 0 | 0 | 0 | 0
DemandResponse | 0 | 0 | 0 | 0 | 0 | 0
IGCC-CCS | 0 | 0 | 0 | 0 | 0 | 0
WT_off | 0 | 0 | 0 | 0 | 0 | 0
PseudoUnit | 0 | 0 | 0 | 0 | 0 | 0
FixedInterchange | 0 | 0 | 0 | 0 | 0 | 0
Levelized Retrofit Capital Costs by Reporting Type: MAPP_CA
ReportingType | 2015 | 2020 | 2025 | 2030 | 2035 | 2040
BM | 0 | 0 | 0 | 0 | 0 | 0
CC | 0 | 0 | 0 | 0 | 0 | 0
CSP | 0 | 0 | 0 | 0 | 0 | 0
CT | 0 | 0 | 0 | 0 | 0 | 0
Coal | 0 | 0 | 0 | 0 | 0 | 0
Geo | 0 | 0 | 0 | 0 | 0 | 0
H | 0 | 0 | 0 | 0 | 0 | 0
LFG | 0 | 0 | 0 | 0 | 0 | 0
Nuc | 0 | 0 | 0 | 0 | 0 | 0
PS | 0 | 0 | 0 | 0 | 0 | 0
PV | 0 | 0 | 0 | 0 | 0 | 0
PeakG | 0 | 0 | 0 | 0 | 0 | 0
PeakO | 0 | 0 | 0 | 0 | 0 | 0
ST | 0 | 0 | 0 | 0 | 0 | 0
STOG | 0 | 0 | 0 | 0 | 0 | 0
STWD | 0 | 0 | 0 | 0 | 0 | 0
WT | 0 | 0 | 0 | 0 | 0 | 0
IGCC | 0 | 0 | 0 | 0 | 0 | 0
DemandResponse | 0 | 0 | 0 | 0 | 0 | 0
IGCC-CCS | 0 | 0 | 0 | 0 | 0 | 0
WT_off | 0 | 0 | 0 | 0 | 0 | 0
PseudoUnit | 0 | 0 | 0 | 0 | 0 | 0
FixedInterchange | 0 | 0 | 0 | 0 | 0 | 0
Levelized Retrofit Capital Costs by Reporting Type: AZ_NM_SNV_Coal
ReportingType | 2015 | 2020 | 2025 | 2030 | 2035 | 2040
BM | 0 | 0 | 0 | 0 | 0 | 0
CC | 0 | 0 | 0 | 0 | 0 | 0
CSP | 0 | 0 | 0 | 0 | 0 | 0
CT | 0 | 0 | 0 | 0 | 0 | 0
Coal | 49.67 | 60.03 | 27.1 | 0 | 0 | 0
Geo | 0 | 0 | 0 | 0 | 0 | 0
H | 0 | 0 | 0 | 0 | 0 | 0
LFG | 0 | 0 | 0 | 0 | 0 | 0
Nuc | 0 | 0 | 0 | 0 | 0 | 0
PS | 0 | 0 | 0 | 0 | 0 | 0
PV | 0 | 0 | 0 | 0 | 0 | 0
PeakG | 0 | 0 | 0 | 0 | 0 | 0
PeakO | 0 | 0 | 0 | 0 | 0 | 0
ST | 0 | 0 | 0 | 0 | 0 | 0
STOG | 0 | 0 | 0 | 0 | 0 | 0
STWD | 0 | 0 | 0 | 0 | 0 | 0
WT | 0 | 0 | 0 | 0 | 0 | 0
IGCC | 0 | 0 | 0 | 0 | 0 | 0
DemandResponse | 0 | 0 | 0 | 0 | 0 | 0
IGCC-CCS | 0 | 0 | 0 | 0 | 0 | 0
WT_off | 0 | 0 | 0 | 0 | 0 | 0
PseudoUnit | 0 | 0 | 0 | 0 | 0 | 0
FixedInterchange | 0 | 0 | 0 | 0 | 0 | 0
Levelized Retrofit Capital Costs by Reporting Type: AZ_NM_SNV_Gas
ReportingType | 2015 | 2020 | 2025 | 2030 | 2035 | 2040
BM | 0 | 0 | 0 | 0 | 0 | 0
CC | 0 | 0 | 0 | 0 | 0 | 0
CSP | 0 | 0 | 0 | 0 | 0 | 0
CT | 0 | 0 | 0 | 0 | 0 | 0
Coal | 0 | 0 | 0 | 0 | 0 | 0
Geo | 0 | 0 | 0 | 0 | 0 | 0
H | 0 | 0 | 0 | 0 | 0 | 0
LFG | 0 | 0 | 0 | 0 | 0 | 0
Nuc | 0 | 0 | 0 | 0 | 0 | 0
PS | 0 | 0 | 0 | 0 | 0 | 0
PV | 0 | 0 | 0 | 0 | 0 | 0
PeakG | 0 | 0 | 0 | 0 | 0 | 0
PeakO | 0 | 0 | 0 | 0 | 0 | 0
ST | 0 | 0 | 0 | 0 | 0 | 0
STOG | 0 | 0 | 0 | 0 | 0 | 0
STWD | 0 | 0 | 0 | 0 | 0 | 0
WT | 0 | 0 | 0 | 0 | 0 | 0
IGCC | 0 | 0 | 0 | 0 | 0 | 0
DemandResponse | 0 | 0 | 0 | 0 | 0 | 0
IGCC-CCS | 0 | 0 | 0 | 0 | 0 | 0
WT_off | 0 | 0 | 0 | 0 | 0 | 0
PseudoUnit | 0 | 0 | 0 | 0 | 0 | 0
FixedInterchange | 0 | 0 | 0 | 0 | 0 | 0
Levelized Retrofit Capital Costs by Reporting Type: AZ_NM_SNV_NucRenew
ReportingType | 2015 | 2020 | 2025 | 2030 | 2035 | 2040
BM | 0 | 0 | 0 | 0 | 0 | 0
CC | 0 | 0 | 0 | 0 | 0 | 0
CSP | 0 | 0 | 0 | 0 | 0 | 0
CT | 0 | 0 | 0 | 0 | 0 | 0
Coal | 0 | 0 | 0 | 0 | 0 | 0
Geo | 0 | 0 | 0 | 0 | 0 | 0
H | 0 | 0 | 0 | 0 | 0 | 0
LFG | 0 | 0 | 0 | 0 | 0 | 0
Nuc | 0 | 0 | 0 | 0 | 0 | 0
PS | 0 | 0 | 0 | 0 | 0 | 0
PV | 0 | 0 | 0 | 0 | 0 | 0
PeakG | 0 | 0 | 0 | 0 | 0 | 0
PeakO | 0 | 0 | 0 | 0 | 0 | 0
ST | 0 | 0 | 0 | 0 | 0 | 0
STOG | 0 | 0 | 0 | 0 | 0 | 0
STWD | 0 | 0 | 0 | 0 | 0 | 0
WT | 0 | 0 | 0 | 0 | 0 | 0
IGCC | 0 | 0 | 0 | 0 | 0 | 0
DemandResponse | 0 | 0 | 0 | 0 | 0 | 0
IGCC-CCS | 0 | 0 | 0 | 0 | 0 | 0
WT_off | 0 | 0 | 0 | 0 | 0 | 0
PseudoUnit | 0 | 0 | 0 | 0 | 0 | 0
FixedInterchange | 0 | 0 | 0 | 0 | 0 | 0
Levelized Retrofit Capital Costs by Reporting Type: ERCOT
ReportingType | 2015 | 2020 | 2025 | 2030 | 2035 | 2040
BM | 0 | 0 | 0 | 0 | 0 | 0
CC | 0 | 0 | 0 | 0 | 0 | 0
CSP | 0 | 0 | 0 | 0 | 0 | 0
CT | 0 | 0 | 0 | 0 | 0 | 0
Coal | 82.51 | 0 | 0 | 0 | 0 | 0
Geo | 0 | 0 | 0 | 0 | 0 | 0
H | 0 | 0 | 0 | 0 | 0 | 0
LFG | 0 | 0 | 0 | 0 | 0 | 0
Nuc | 0 | 0 | 0 | 0 | 0 | 0
PS | 0 | 0 | 0 | 0 | 0 | 0
PV | 0 | 0 | 0 | 0 | 0 | 0
PeakG | 0 | 0 | 0 | 0 | 0 | 0
PeakO | 0 | 0 | 0 | 0 | 0 | 0
ST | 0 | 0 | 0 | 0 | 0 | 0
STOG | 0 | 0 | 0 | 0 | 0 | 0
STWD | 0 | 0 | 0 | 0 | 0 | 0
WT | 0 | 0 | 0 | 0 | 0 | 0
IGCC | 0 | 0 | 0 | 0 | 0 | 0
DemandResponse | 0 | 0 | 0 | 0 | 0 | 0
IGCC-CCS | 0 | 0 | 0 | 0 | 0 | 0
WT_off | 0 | 0 | 0 | 0 | 0 | 0
PseudoUnit | 0 | 0 | 0 | 0 | 0 | 0
FixedInterchange | 0 | 0 | 0 | 0 | 0 | 0
Levelized Retrofit Capital Costs by Reporting Type: NP15
ReportingType | 2015 | 2020 | 2025 | 2030 | 2035 | 2040
BM | 0 | 0 | 0 | 0 | 0 | 0
CC | 0 | 0 | 0 | 0 | 0 | 0
CSP | 0 | 0 | 0 | 0 | 0 | 0
CT | 0 | 0 | 0 | 0 | 0 | 0
Coal | 0 | 0 | 0 | 0 | 0 | 0
Geo | 0 | 0 | 0 | 0 | 0 | 0
H | 0 | 0 | 0 | 0 | 0 | 0
LFG | 0 | 0 | 0 | 0 | 0 | 0
Nuc | 0 | 0 | 0 | 0 | 0 | 0
PS | 0 | 0 | 0 | 0 | 0 | 0
PV | 0 | 0 | 0 | 0 | 0 | 0
PeakG | 0 | 0 | 0 | 0 | 0 | 0
PeakO | 0 | 0 | 0 | 0 | 0 | 0
ST | 0 | 0 | 0 | 0 | 0 | 0
STOG | 0 | 0 | 0 | 0 | 0 | 0
STWD | 0 | 0 | 0 | 0 | 0 | 0
WT | 0 | 0 | 0 | 0 | 0 | 0
IGCC | 0 | 0 | 0 | 0 | 0 | 0
DemandResponse | 0 | 0 | 0 | 0 | 0 | 0
IGCC-CCS | 0 | 0 | 0 | 0 | 0 | 0
WT_off | 0 | 0 | 0 | 0 | 0 | 0
PseudoUnit | 0 | 0 | 0 | 0 | 0 | 0
FixedInterchange | 0 | 0 | 0 | 0 | 0 | 0
Levelized Retrofit Capital Costs by Reporting Type: NWPP_Coal
ReportingType | 2015 | 2020 | 2025 | 2030 | 2035 | 2040
BM | 0 | 0 | 0 | 0 | 0 | 0
CC | 0 | 0 | 0 | 0 | 0 | 0
CSP | 0 | 0 | 0 | 0 | 0 | 0
CT | 0 | 0 | 0 | 0 | 0 | 0
Coal | 0 | 49.6 | 120.5 | 70.9 | 0 | 0
Geo | 0 | 0 | 0 | 0 | 0 | 0
H | 0 | 0 | 0 | 0 | 0 | 0
LFG | 0 | 0 | 0 | 0 | 0 | 0
Nuc | 0 | 0 | 0 | 0 | 0 | 0
PS | 0 | 0 | 0 | 0 | 0 | 0
PV | 0 | 0 | 0 | 0 | 0 | 0
PeakG | 0 | 0 | 0 | 0 | 0 | 0
PeakO | 0 | 0 | 0 | 0 | 0 | 0
ST | 0 | 0 | 0 | 0 | 0 | 0
STOG | 0 | 0 | 0 | 0 | 0 | 0
STWD | 0 | 0 | 0 | 0 | 0 | 0
WT | 0 | 0 | 0 | 0 | 0 | 0
IGCC | 0 | 0 | 0 | 0 | 0 | 0
DemandResponse | 0 | 0 | 0 | 0 | 0 | 0
IGCC-CCS | 0 | 0 | 0 | 0 | 0 | 0
WT_off | 0 | 0 | 0 | 0 | 0 | 0
PseudoUnit | 0 | 0 | 0 | 0 | 0 | 0
FixedInterchange | 0 | 0 | 0 | 0 | 0 | 0
Levelized Retrofit Capital Costs by Reporting Type: NWPP_Gas
ReportingType | 2015 | 2020 | 2025 | 2030 | 2035 | 2040
BM | 0 | 0 | 0 | 0 | 0 | 0
CC | 0 | 0 | 0 | 0 | 0 | 0
CSP | 0 | 0 | 0 | 0 | 0 | 0
CT | 0 | 0 | 0 | 0 | 0 | 0
Coal | 0 | 0 | 0 | 0 | 0 | 0
Geo | 0 | 0 | 0 | 0 | 0 | 0
H | 0 | 0 | 0 | 0 | 0 | 0
LFG | 0 | 0 | 0 | 0 | 0 | 0
Nuc | 0 | 0 | 0 | 0 | 0 | 0
PS | 0 | 0 | 0 | 0 | 0 | 0
PV | 0 | 0 | 0 | 0 | 0 | 0
PeakG | 0 | 0 | 0 | 0 | 0 | 0
PeakO | 0 | 0 | 0 | 0 | 0 | 0
ST | 0 | 0 | 0 | 0 | 0 | 0
STOG | 0 | 0 | 0 | 0 | 0 | 0
STWD | 0 | 0 | 0 | 0 | 0 | 0
WT | 0 | 0 | 0 | 0 | 0 | 0
IGCC | 0 | 0 | 0 | 0 | 0 | 0
DemandResponse | 0 | 0 | 0 | 0 | 0 | 0
IGCC-CCS | 0 | 0 | 0 | 0 | 0 | 0
WT_off | 0 | 0 | 0 | 0 | 0 | 0
PseudoUnit | 0 | 0 | 0 | 0 | 0 | 0
FixedInterchange | 0 | 0 | 0 | 0 | 0 | 0
Levelized Retrofit Capital Costs by Reporting Type: NWPP_NucRenew
ReportingType | 2015 | 2020 | 2025 | 2030 | 2035 | 2040
BM | 0 | 0 | 0 | 0 | 0 | 0
CC | 0 | 0 | 0 | 0 | 0 | 0
CSP | 0 | 0 | 0 | 0 | 0 | 0
CT | 0 | 0 | 0 | 0 | 0 | 0
Coal | 0 | 0 | 0 | 0 | 0 | 0
Geo | 0 | 0 | 0 | 0 | 0 | 0
H | 0 | 0 | 0 | 0 | 0 | 0
LFG | 0 | 0 | 0 | 0 | 0 | 0
Nuc | 0 | 0 | 0 | 0 | 0 | 0
PS | 0 | 0 | 0 | 0 | 0 | 0
PV | 0 | 0 | 0 | 0 | 0 | 0
PeakG | 0 | 0 | 0 | 0 | 0 | 0
PeakO | 0 | 0 | 0 | 0 | 0 | 0
ST | 0 | 0 | 0 | 0 | 0 | 0
STOG | 0 | 0 | 0 | 0 | 0 | 0
STWD | 0 | 0 | 0 | 0 | 0 | 0
WT | 0 | 0 | 0 | 0 | 0 | 0
IGCC | 0 | 0 | 0 | 0 | 0 | 0
DemandResponse | 0 | 0 | 0 | 0 | 0 | 0
IGCC-CCS | 0 | 0 | 0 | 0 | 0 | 0
WT_off | 0 | 0 | 0 | 0 | 0 | 0
PseudoUnit | 0 | 0 | 0 | 0 | 0 | 0
FixedInterchange | 0 | 0 | 0 | 0 | 0 | 0
Levelized Retrofit Capital Costs by Reporting Type: RMPA
ReportingType | 2015 | 2020 | 2025 | 2030 | 2035 | 2040
BM | 0 | 0 | 0 | 0 | 0 | 0
CC | 0 | 0 | 0 | 0 | 0 | 0
CSP | 0 | 0 | 0 | 0 | 0 | 0
CT | 0 | 0 | 0 | 0 | 0 | 0
Coal | 29.1 | 15.21 | 199.5 | 184.29 | 0 | 0
Geo | 0 | 0 | 0 | 0 | 0 | 0
H | 0 | 0 | 0 | 0 | 0 | 0
LFG | 0 | 0 | 0 | 0 | 0 | 0
Nuc | 0 | 0 | 0 | 0 | 0 | 0
PS | 0 | 0 | 0 | 0 | 0 | 0
PV | 0 | 0 | 0 | 0 | 0 | 0
PeakG | 0 | 0 | 0 | 0 | 0 | 0
PeakO | 0 | 0 | 0 | 0 | 0 | 0
ST | 0 | 0 | 0 | 0 | 0 | 0
STOG | 0 | 0 | 0 | 0 | 0 | 0
STWD | 0 | 0 | 0 | 0 | 0 | 0
WT | 0 | 0 | 0 | 0 | 0 | 0
IGCC | 0 | 0 | 0 | 0 | 0 | 0
DemandResponse | 0 | 0 | 0 | 0 | 0 | 0
IGCC-CCS | 0 | 0 | 0 | 0 | 0 | 0
WT_off | 0 | 0 | 0 | 0 | 0 | 0
PseudoUnit | 0 | 0 | 0 | 0 | 0 | 0
FixedInterchange | 0 | 0 | 0 | 0 | 0 | 0
Levelized Retrofit Capital Costs by Reporting Type: SP15
ReportingType | 2015 | 2020 | 2025 | 2030 | 2035 | 2040
BM | 0 | 0 | 0 | 0 | 0 | 0
CC | 0 | 0 | 0 | 0 | 0 | 0
CSP | 0 | 0 | 0 | 0 | 0 | 0
CT | 0 | 0 | 0 | 0 | 0 | 0
Coal | 0 | 2.92 | 2.92 | 0 | 0 | 0
Geo | 0 | 0 | 0 | 0 | 0 | 0
H | 0 | 0 | 0 | 0 | 0 | 0
LFG | 0 | 0 | 0 | 0 | 0 | 0
Nuc | 0 | 0 | 0 | 0 | 0 | 0
PS | 0 | 0 | 0 | 0 | 0 | 0
PV | 0 | 0 | 0 | 0 | 0 | 0
PeakG | 0 | 0 | 0 | 0 | 0 | 0
PeakO | 0 | 0 | 0 | 0 | 0 | 0
ST | 0 | 0 | 0 | 0 | 0 | 0
STOG | 0 | 0 | 0 | 0 | 0 | 0
STWD | 0 | 0 | 0 | 0 | 0 | 0
WT | 0 | 0 | 0 | 0 | 0 | 0
IGCC | 0 | 0 | 0 | 0 | 0 | 0
DemandResponse | 0 | 0 | 0 | 0 | 0 | 0
IGCC-CCS | 0 | 0 | 0 | 0 | 0 | 0
WT_off | 0 | 0 | 0 | 0 | 0 | 0
PseudoUnit | 0 | 0 | 0 | 0 | 0 | 0
FixedInterchange | 0 | 0 | 0 | 0 | 0 | 0
Levelized Retrofit Capital Costs by Reporting Type: ALB
ReportingType | 2015 | 2020 | 2025 | 2030 | 2035 | 2040
BM | 0 | 0 | 0 | 0 | 0 | 0
CC | 0 | 0 | 0 | 0 | 0 | 0
CSP | 0 | 0 | 0 | 0 | 0 | 0
CT | 0 | 0 | 0 | 0 | 0 | 0
Coal | 0 | 0 | 0 | 0 | 0 | 0
Geo | 0 | 0 | 0 | 0 | 0 | 0
H | 0 | 0 | 0 | 0 | 0 | 0
LFG | 0 | 0 | 0 | 0 | 0 | 0
Nuc | 0 | 0 | 0 | 0 | 0 | 0
PS | 0 | 0 | 0 | 0 | 0 | 0
PV | 0 | 0 | 0 | 0 | 0 | 0
PeakG | 0 | 0 | 0 | 0 | 0 | 0
PeakO | 0 | 0 | 0 | 0 | 0 | 0
ST | 0 | 0 | 0 | 0 | 0 | 0
STOG | 0 | 0 | 0 | 0 | 0 | 0
STWD | 0 | 0 | 0 | 0 | 0 | 0
WT | 0 | 0 | 0 | 0 | 0 | 0
IGCC | 0 | 0 | 0 | 0 | 0 | 0
DemandResponse | 0 | 0 | 0 | 0 | 0 | 0
IGCC-CCS | 0 | 0 | 0 | 0 | 0 | 0
WT_off | 0 | 0 | 0 | 0 | 0 | 0
PseudoUnit | 0 | 0 | 0 | 0 | 0 | 0
FixedInterchange | 0 | 0 | 0 | 0 | 0 | 0
Levelized Retrofit Capital Costs by Reporting Type: BC
ReportingType | 2015 | 2020 | 2025 | 2030 | 2035 | 2040
BM | 0 | 0 | 0 | 0 | 0 | 0
CC | 0 | 0 | 0 | 0 | 0 | 0
CSP | 0 | 0 | 0 | 0 | 0 | 0
CT | 0 | 0 | 0 | 0 | 0 | 0
Coal | 0 | 0 | 0 | 0 | 0 | 0
Geo | 0 | 0 | 0 | 0 | 0 | 0
H | 0 | 0 | 0 | 0 | 0 | 0
LFG | 0 | 0 | 0 | 0 | 0 | 0
Nuc | 0 | 0 | 0 | 0 | 0 | 0
PS | 0 | 0 | 0 | 0 | 0 | 0
PV | 0 | 0 | 0 | 0 | 0 | 0
PeakG | 0 | 0 | 0 | 0 | 0 | 0
PeakO | 0 | 0 | 0 | 0 | 0 | 0
ST | 0 | 0 | 0 | 0 | 0 | 0
STOG | 0 | 0 | 0 | 0 | 0 | 0
STWD | 0 | 0 | 0 | 0 | 0 | 0
WT | 0 | 0 | 0 | 0 | 0 | 0
IGCC | 0 | 0 | 0 | 0 | 0 | 0
DemandResponse | 0 | 0 | 0 | 0 | 0 | 0
IGCC-CCS | 0 | 0 | 0 | 0 | 0 | 0
WT_off | 0 | 0 | 0 | 0 | 0 | 0
PseudoUnit | 0 | 0 | 0 | 0 | 0 | 0
FixedInterchange | 0 | 0 | 0 | 0 | 0 | 0
Levelized Retrofit Capital Costs by Reporting Type: HQ_IESO
ReportingType | 2015 | 2020 | 2025 | 2030 | 2035 | 2040
BM | 0 | 0 | 0 | 0 | 0 | 0
CC | 0 | 0 | 0 | 0 | 0 | 0
CSP | 0 | 0 | 0 | 0 | 0 | 0
CT | 0 | 0 | 0 | 0 | 0 | 0
Coal | 0 | 0 | 0 | 0 | 0 | 0
Geo | 0 | 0 | 0 | 0 | 0 | 0
H | 0 | 0 | 0 | 0 | 0 | 0
LFG | 0 | 0 | 0 | 0 | 0 | 0
Nuc | 0 | 0 | 0 | 0 | 0 | 0
PS | 0 | 0 | 0 | 0 | 0 | 0
PV | 0 | 0 | 0 | 0 | 0 | 0
PeakG | 0 | 0 | 0 | 0 | 0 | 0
PeakO | 0 | 0 | 0 | 0 | 0 | 0
ST | 0 | 0 | 0 | 0 | 0 | 0
STOG | 0 | 0 | 0 | 0 | 0 | 0
STWD | 0 | 0 | 0 | 0 | 0 | 0
WT | 0 | 0 | 0 | 0 | 0 | 0
IGCC | 0 | 0 | 0 | 0 | 0 | 0
DemandResponse | 0 | 0 | 0 | 0 | 0 | 0
IGCC-CCS | 0 | 0 | 0 | 0 | 0 | 0
WT_off | 0 | 0 | 0 | 0 | 0 | 0
PseudoUnit | 0 | 0 | 0 | 0 | 0 | 0
FixedInterchange | 0 | 0 | 0 | 0 | 0 | 0
Levelized Retrofit Capital Costs by Reporting Type: HQ_NEISO
ReportingType | 2015 | 2020 | 2025 | 2030 | 2035 | 2040
BM | 0 | 0 | 0 | 0 | 0 | 0
CC | 0 | 0 | 0 | 0 | 0 | 0
CSP | 0 | 0 | 0 | 0 | 0 | 0
CT | 0 | 0 | 0 | 0 | 0 | 0
Coal | 0 | 0 | 0 | 0 | 0 | 0
Geo | 0 | 0 | 0 | 0 | 0 | 0
H | 0 | 0 | 0 | 0 | 0 | 0
LFG | 0 | 0 | 0 | 0 | 0 | 0
Nuc | 0 | 0 | 0 | 0 | 0 | 0
PS | 0 | 0 | 0 | 0 | 0 | 0
PV | 0 | 0 | 0 | 0 | 0 | 0
PeakG | 0 | 0 | 0 | 0 | 0 | 0
PeakO | 0 | 0 | 0 | 0 | 0 | 0
ST | 0 | 0 | 0 | 0 | 0 | 0
STOG | 0 | 0 | 0 | 0 | 0 | 0
STWD | 0 | 0 | 0 | 0 | 0 | 0
WT | 0 | 0 | 0 | 0 | 0 | 0
IGCC | 0 | 0 | 0 | 0 | 0 | 0
DemandResponse | 0 | 0 | 0 | 0 | 0 | 0
IGCC-CCS | 0 | 0 | 0 | 0 | 0 | 0
WT_off | 0 | 0 | 0 | 0 | 0 | 0
PseudoUnit | 0 | 0 | 0 | 0 | 0 | 0
FixedInterchange | 0 | 0 | 0 | 0 | 0 | 0
Levelized Retrofit Capital Costs by Reporting Type: HQ_NY
ReportingType | 2015 | 2020 | 2025 | 2030 | 2035 | 2040
BM | 0 | 0 | 0 | 0 | 0 | 0
CC | 0 | 0 | 0 | 0 | 0 | 0
CSP | 0 | 0 | 0 | 0 | 0 | 0
CT | 0 | 0 | 0 | 0 | 0 | 0
Coal | 0 | 0 | 0 | 0 | 0 | 0
Geo | 0 | 0 | 0 | 0 | 0 | 0
H | 0 | 0 | 0 | 0 | 0 | 0
LFG | 0 | 0 | 0 | 0 | 0 | 0
Nuc | 0 | 0 | 0 | 0 | 0 | 0
PS | 0 | 0 | 0 | 0 | 0 | 0
PV | 0 | 0 | 0 | 0 | 0 | 0
PeakG | 0 | 0 | 0 | 0 | 0 | 0
PeakO | 0 | 0 | 0 | 0 | 0 | 0
ST | 0 | 0 | 0 | 0 | 0 | 0
STOG | 0 | 0 | 0 | 0 | 0 | 0
STWD | 0 | 0 | 0 | 0 | 0 | 0
WT | 0 | 0 | 0 | 0 | 0 | 0
IGCC | 0 | 0 | 0 | 0 | 0 | 0
DemandResponse | 0 | 0 | 0 | 0 | 0 | 0
IGCC-CCS | 0 | 0 | 0 | 0 | 0 | 0
WT_off | 0 | 0 | 0 | 0 | 0 | 0
PseudoUnit | 0 | 0 | 0 | 0 | 0 | 0
FixedInterchange | 0 | 0 | 0 | 0 | 0 | 0
Levelized Retrofit Capital Costs by Reporting Type: MARITIMES
ReportingType | 2015 | 2020 | 2025 | 2030 | 2035 | 2040
BM | 0 | 0 | 0 | 0 | 0 | 0
CC | 0 | 0 | 0 | 0 | 0 | 0
CSP | 0 | 0 | 0 | 0 | 0 | 0
CT | 0 | 0 | 0 | 0 | 0 | 0
Coal | 0 | 0 | 0 | 0 | 0 | 0
Geo | 0 | 0 | 0 | 0 | 0 | 0
H | 0 | 0 | 0 | 0 | 0 | 0
LFG | 0 | 0 | 0 | 0 | 0 | 0
Nuc | 0 | 0 | 0 | 0 | 0 | 0
PS | 0 | 0 | 0 | 0 | 0 | 0
PV | 0 | 0 | 0 | 0 | 0 | 0
PeakG | 0 | 0 | 0 | 0 | 0 | 0
PeakO | 0 | 0 | 0 | 0 | 0 | 0
ST | 0 | 0 | 0 | 0 | 0 | 0
STOG | 0 | 0 | 0 | 0 | 0 | 0
STWD | 0 | 0 | 0 | 0 | 0 | 0
WT | 0 | 0 | 0 | 0 | 0 | 0
IGCC | 0 | 0 | 0 | 0 | 0 | 0
DemandResponse | 0 | 0 | 0 | 0 | 0 | 0
IGCC-CCS | 0 | 0 | 0 | 0 | 0 | 0
WT_off | 0 | 0 | 0 | 0 | 0 | 0
PseudoUnit | 0 | 0 | 0 | 0 | 0 | 0
FixedInterchange | 0 | 0 | 0 | 0 | 0 | 0
Levelized Retrofit Capital Costs by Reporting Type: All
ReportingType | 2015 | 2020 | 2025 | 2030 | 2035 | 2040
BM | 0 | 0 | 0 | 0 | 0 | 0
CC | 0 | 0 | 0 | 0 | 0 | 0
CSP | 0 | 0 | 0 | 0 | 0 | 0
CT | 0 | 0 | 0 | 0 | 0 | 0
Coal | 1184.41 | 1387.71 | 1025.91 | 485.89 | 50.92 | 36.91
Geo | 0 | 0 | 0 | 0 | 0 | 0
H | 0 | 0 | 0 | 0 | 0 | 0
LFG | 0 | 0 | 0 | 0 | 0 | 0
Nuc | 0 | 0 | 0 | 0 | 0 | 0
PS | 0 | 0 | 0 | 0 | 0 | 0
PV | 0 | 0 | 0 | 0 | 0 | 0
PeakG | 0 | 0 | 0 | 0 | 0 | 0
PeakO | 0 | 0 | 0 | 0 | 0 | 0
ST | 0 | 0 | 0 | 0 | 0 | 0
STOG | 0 | 0 | 0 | 0 | 0 | 0
STWD | 0 | 0 | 0 | 0 | 0 | 0
WT | 0 | 0 | 0 | 0 | 0 | 0
IGCC | 0 | 0 | 0 | 0 | 0 | 0
DemandResponse | 0 | 0 | 0 | 0 | 0 | 0
IGCC-CCS | 0 | 0 | 0 | 0 | 0 | 0
WT_off | 0 | 0 | 0 | 0 | 0 | 0
PseudoUnit | 0 | 0 | 0 | 0 | 0 | 0
FixedInterchange | 0 | 0 | 0 | 0 | 0 | 0
Levelized Retrofit Capital Costs by Reporting Type: EI_US
ReportingType | 2015 | 2020 | 2025 | 2030 | 2035 | 2040
BM | 0 | 0 | 0 | 0 | 0 | 0
CC | 0 | 0 | 0 | 0 | 0 | 0
CSP | 0 | 0 | 0 | 0 | 0 | 0
CT | 0 | 0 | 0 | 0 | 0 | 0
Coal | 1023.13 | 1259.94 | 675.89 | 230.7 | 50.92 | 36.91
Geo | 0 | 0 | 0 | 0 | 0 | 0
H | 0 | 0 | 0 | 0 | 0 | 0
LFG | 0 | 0 | 0 | 0 | 0 | 0
Nuc | 0 | 0 | 0 | 0 | 0 | 0
PS | 0 | 0 | 0 | 0 | 0 | 0
PV | 0 | 0 | 0 | 0 | 0 | 0
PeakG | 0 | 0 | 0 | 0 | 0 | 0
PeakO | 0 | 0 | 0 | 0 | 0 | 0
ST | 0 | 0 | 0 | 0 | 0 | 0
STOG | 0 | 0 | 0 | 0 | 0 | 0
STWD | 0 | 0 | 0 | 0 | 0 | 0
WT | 0 | 0 | 0 | 0 | 0 | 0
IGCC | 0 | 0 | 0 | 0 | 0 | 0
DemandResponse | 0 | 0 | 0 | 0 | 0 | 0
IGCC-CCS | 0 | 0 | 0 | 0 | 0 | 0
WT_off | 0 | 0 | 0 | 0 | 0 | 0
PseudoUnit | 0 | 0 | 0 | 0 | 0 | 0
FixedInterchange | 0 | 0 | 0 | 0 | 0 | 0
Levelized Retrofit Capital Costs by Reporting Type: EI_Canada
ReportingType | 2015 | 2020 | 2025 | 2030 | 2035 | 2040
BM | 0 | 0 | 0 | 0 | 0 | 0
CC | 0 | 0 | 0 | 0 | 0 | 0
CSP | 0 | 0 | 0 | 0 | 0 | 0
CT | 0 | 0 | 0 | 0 | 0 | 0
Coal | 0 | 0 | 0 | 0 | 0 | 0
Geo | 0 | 0 | 0 | 0 | 0 | 0
H | 0 | 0 | 0 | 0 | 0 | 0
LFG | 0 | 0 | 0 | 0 | 0 | 0
Nuc | 0 | 0 | 0 | 0 | 0 | 0
PS | 0 | 0 | 0 | 0 | 0 | 0
PV | 0 | 0 | 0 | 0 | 0 | 0
PeakG | 0 | 0 | 0 | 0 | 0 | 0
PeakO | 0 | 0 | 0 | 0 | 0 | 0
ST | 0 | 0 | 0 | 0 | 0 | 0
STOG | 0 | 0 | 0 | 0 | 0 | 0
STWD | 0 | 0 | 0 | 0 | 0 | 0
WT | 0 | 0 | 0 | 0 | 0 | 0
IGCC | 0 | 0 | 0 | 0 | 0 | 0
DemandResponse | 0 | 0 | 0 | 0 | 0 | 0
IGCC-CCS | 0 | 0 | 0 | 0 | 0 | 0
WT_off | 0 | 0 | 0 | 0 | 0 | 0
PseudoUnit | 0 | 0 | 0 | 0 | 0 | 0
FixedInterchange | 0 | 0 | 0 | 0 | 0 | 0
Levelized Retrofit Capital Costs by Reporting Type: EI
ReportingType | 2015 | 2020 | 2025 | 2030 | 2035 | 2040
BM | 0 | 0 | 0 | 0 | 0 | 0
CC | 0 | 0 | 0 | 0 | 0 | 0
CSP | 0 | 0 | 0 | 0 | 0 | 0
CT | 0 | 0 | 0 | 0 | 0 | 0
Coal | 1023.13 | 1259.94 | 675.89 | 230.7 | 50.92 | 36.91
Geo | 0 | 0 | 0 | 0 | 0 | 0
H | 0 | 0 | 0 | 0 | 0 | 0
LFG | 0 | 0 | 0 | 0 | 0 | 0
Nuc | 0 | 0 | 0 | 0 | 0 | 0
PS | 0 | 0 | 0 | 0 | 0 | 0
PV | 0 | 0 | 0 | 0 | 0 | 0
PeakG | 0 | 0 | 0 | 0 | 0 | 0
PeakO | 0 | 0 | 0 | 0 | 0 | 0
ST | 0 | 0 | 0 | 0 | 0 | 0
STOG | 0 | 0 | 0 | 0 | 0 | 0
STWD | 0 | 0 | 0 | 0 | 0 | 0
WT | 0 | 0 | 0 | 0 | 0 | 0
IGCC | 0 | 0 | 0 | 0 | 0 | 0
DemandResponse | 0 | 0 | 0 | 0 | 0 | 0
IGCC-CCS | 0 | 0 | 0 | 0 | 0 | 0
WT_off | 0 | 0 | 0 | 0 | 0 | 0
PseudoUnit | 0 | 0 | 0 | 0 | 0 | 0
FixedInterchange | 0 | 0 | 0 | 0 | 0 | 0
Levelized Retrofit Capital Costs by Reporting Type: Outside_EI
ReportingType | 2015 | 2020 | 2025 | 2030 | 2035 | 2040
BM | 0 | 0 | 0 | 0 | 0 | 0
CC | 0 | 0 | 0 | 0 | 0 | 0
CSP | 0 | 0 | 0 | 0 | 0 | 0
CT | 0 | 0 | 0 | 0 | 0 | 0
Coal | 161.28 | 127.76 | 350.02 | 255.19 | 0 | 0
Geo | 0 | 0 | 0 | 0 | 0 | 0
H | 0 | 0 | 0 | 0 | 0 | 0
LFG | 0 | 0 | 0 | 0 | 0 | 0
Nuc | 0 | 0 | 0 | 0 | 0 | 0
PS | 0 | 0 | 0 | 0 | 0 | 0
PV | 0 | 0 | 0 | 0 | 0 | 0
PeakG | 0 | 0 | 0 | 0 | 0 | 0
PeakO | 0 | 0 | 0 | 0 | 0 | 0
ST | 0 | 0 | 0 | 0 | 0 | 0
STOG | 0 | 0 | 0 | 0 | 0 | 0
STWD | 0 | 0 | 0 | 0 | 0 | 0
WT | 0 | 0 | 0 | 0 | 0 | 0
IGCC | 0 | 0 | 0 | 0 | 0 | 0
DemandResponse | 0 | 0 | 0 | 0 | 0 | 0
IGCC-CCS | 0 | 0 | 0 | 0 | 0 | 0
WT_off | 0 | 0 | 0 | 0 | 0 | 0
PseudoUnit | 0 | 0 | 0 | 0 | 0 | 0
FixedInterchange | 0 | 0 | 0 | 0 | 0 | 0
#14 | Total Costs ($million)
Total Costs by Reporting Type: Entergy
ReportingType | 2015 | 2020 | 2025 | 2030 | 2035 | 2040
BM | 0 | 0 | 0 | 0 | 0 | 0
CC | 4722.3 | 5540.92 | 4288.78 | 3499.1 | 3514.65 | 3688.23
CSP | 0 | 0 | 0 | 0 | 0 | 0
CT | 0 | 0 | 0 | 0 | 0 | 0
Coal | 3868.39 | 738.51 | 296.54 | 223.42 | 223.42 | 223.42
Geo | 0 | 0 | 0 | 0 | 0 | 0
H | 10.6 | 10.6 | 10.6 | 10.6 | 10.6 | 10.6
LFG | 0.97 | 0.97 | 24.23 | 34.17 | 34.17 | 34.17
Nuc | 1262.64 | 1285.77 | 1294.03 | 1301.93 | 1099.75 | 1464.17
PS | 1.4 | 1.4 | 1.4 | 1.4 | 1.4 | 1.4
PV | 0.11 | 21.81 | 31.37 | 31.37 | 31.26 | 11.04
PeakG | 47.54 | 69.98 | 49.29 | 63.1 | 67 | 67
PeakO | 4.42 | 5.87 | 5.08 | 5.22 | 5.22 | 5.22
ST | 0 | 0 | 0 | 0 | 0 | 0
STOG | 128.99 | 127.03 | 116.07 | 0 | 0 | 0
STWD | 10.03 | 14.95 | 13.26 | 33.41 | 33.41 | 33.41
WT | 3.67 | 3.67 | 3.67 | 3.67 | 3.67 | 3.67
IGCC | 0 | 0 | 0 | 0 | 0 | 0
DemandResponse | 0 | 0 | 0 | 0 | 0 | 0
IGCC-CCS | 0 | 0 | 0 | 0 | 0 | 0
WT_off | 0 | 0 | 0 | 0 | 0 | 0
PseudoUnit | 0 | 0 | 0 | 0 | 0 | 0
FixedInterchange | 0 | 0 | 0 | 0 | 0 | 0
Total Costs by Reporting Type: FRCC
ReportingType | 2015 | 2020 | 2025 | 2030 | 2035 | 2040
BM | 0 | 0 | 0 | 0 | 0 | 0
CC | 13948.36 | 16378.34 | 17036.51 | 11179.73 | 10489.16 | 8127.27
CSP | 0 | 0 | 0 | 0 | 0 | 0
CT | 262.19 | 284.19 | 328.66 | 280.39 | 0 | 0
Coal | 1248.48 | 294.57 | 6.94 | 0 | 0 | 0
Geo | 0 | 0 | 0 | 0 | 0 | 0
H | 0.78 | 0.78 | 0.78 | 0.78 | 0.78 | 0.78
LFG | 58.68 | 58.68 | 120.69 | 120.69 | 120.69 | 120.69
Nuc | 960.37 | 1000.19 | 2676.95 | 12132.36 | 13557.53 | 16926.82
PS | 0 | 0 | 0 | 0 | 0 | 0
PV | 0.75 | 0.75 | 0.75 | 0.75 | 0.75 | 0.75
PeakG | 189.94 | 289.29 | 250.63 | 190.73 | 201.38 | 185.89
PeakO | 64.61 | 83.43 | 68.43 | 0 | 0 | 0
ST | 0 | 0 | 0 | 0 | 0 | 0
STOG | 0 | 0 | 0 | 0 | 0 | 0
STWD | 16.26 | 24.55 | 110.46 | 110.46 | 110.46 | 110.46
WT | 0 | 0 | 0 | 0 | 0 | 0
IGCC | 0 | 0 | 0 | 0 | 0 | 0
DemandResponse | 0 | 0 | 0 | 0 | 0 | 0
IGCC-CCS | 0 | 0 | 0 | 0 | 0 | 0
WT_off | 0 | 0 | 0 | 0 | 0 | 0
PseudoUnit | 0 | 0 | 0 | 0 | 0 | 0
FixedInterchange | 0 | 0 | 0 | 0 | 0 | 0
Total Costs by Reporting Type: MAPP_US
ReportingType | 2015 | 2020 | 2025 | 2030 | 2035 | 2040
BM | 0 | 0 | 0 | 0 | 0 | 0
CC | 89.73 | 23.42 | 21.78 | 25.63 | 26.49 | 28.47
CSP | 0 | 0 | 0 | 0 | 0 | 0
CT | 27.96 | 43.35 | 43.35 | 84.03 | 61.91 | 50.4
Coal | 678.71 | 345.03 | 38.97 | 0 | 0 | 0
Geo | 3.95 | 3.95 | 3.95 | 3.95 | 3.95 | 3.95
H | 31.14 | 31.14 | 31.14 | 31.14 | 31.14 | 31.14
LFG | 0.24 | 0.24 | 0.24 | 22.22 | 22.22 | 22.22
Nuc | 0.01 | 0.01 | 0.01 | 0.01 | 0.02 | 0.02
PS | 0 | 0 | 0 | 0 | 0 | 0
PV | 0 | 0 | 0 | 0 | 0 | 0
PeakG | 19.48 | 25.36 | 18.84 | 24.69 | 25.74 | 26.12
PeakO | 9.49 | 12.94 | 10.37 | 10.37 | 10.37 | 10.37
ST | 0 | 0 | 0 | 0 | 0 | 0
STOG | 1.58 | 1.87 | 1.6 | 1.6 | 1.6 | 1.6
STWD | 0 | 0 | 0 | 0 | 0 | 0
WT | 147.25 | 1024.77 | 1855.43 | 1885.21 | 1830.62 | 1059.19
IGCC | 0 | 0 | 0 | 0 | 0 | 0
DemandResponse | 0 | 0 | 0 | 0 | 0 | 0
IGCC-CCS | 0 | 0 | 0 | 0 | 0 | 0
WT_off | 0 | 0 | 0 | 0 | 0 | 0
PseudoUnit | 0 | 0 | 0 | 0 | 0 | 0
FixedInterchange | 0 | 0 | 0 | 0 | 0 | 0
Total Costs by Reporting Type: MISO_IN
ReportingType | 2015 | 2020 | 2025 | 2030 | 2035 | 2040
BM | 0 | 0 | 0 | 0 | 0 | 0
CC | 891.16 | 9270.18 | 9466.44 | 6116.93 | 6159.33 | 6297.24
CSP | 0 | 0 | 0 | 0 | 0 | 0
CT | 0 | 0 | 0 | 0 | 0 | 0
Coal | 3672.89 | 1755.45 | 395.61 | 0 | 0 | 0
Geo | 0 | 0 | 0 | 0 | 0 | 0
H | 1.07 | 1.07 | 1.07 | 1.07 | 1.07 | 1.07
LFG | 4.47 | 4.47 | 30.11 | 30.11 | 30.11 | 30.11
Nuc | 0.01 | 0.01 | 0.01 | 0.02 | 0.02 | 0.02
PS | 0 | 0 | 0 | 0 | 0 | 0
PV | 0 | 83.95 | 122 | 123.41 | 123.41 | 43.24
PeakG | 52.9 | 76.94 | 54.27 | 73.39 | 73.39 | 73.39
PeakO | 10.59 | 13.5 | 10.82 | 10.82 | 10.82 | 10.82
ST | 0 | 0 | 0 | 0 | 0 | 0
STOG | 14.75 | 17.35 | 13.42 | 12.44 | 12.44 | 12.44
STWD | 0 | 0 | 0 | 0 | 0 | 0
WT | 18.33 | 18.33 | 18.33 | 11021.26 | 11021.26 | 11021.26
IGCC | 464.41 | 498.24 | 276.98 | 253.12 | 253.12 | 260.76
DemandResponse | 0 | 0 | 0 | 0 | 0 | 0
IGCC-CCS | 0 | 0 | 0 | 0 | 0 | 0
WT_off | 0 | 0 | 0 | 0 | 0 | 0
PseudoUnit | 0 | 0 | 0 | 0 | 0 | 0
FixedInterchange | 0 | 0 | 0 | 0 | 0 | 0
Total Costs by Reporting Type: MISO_MI
ReportingType | 2015 | 2020 | 2025 | 2030 | 2035 | 2040
BM | 0 | 0 | 0 | 0 | 0 | 0
CC | 1908.36 | 2474.55 | 2340.1 | 1946.12 | 2392.29 | 2435.52
CSP | 0 | 0 | 0 | 0 | 0 | 0
CT | 0 | 0 | 0 | 0 | 0 | 0
Coal | 1679.71 | 15.14 | 0 | 0 | 0 | 0
Geo | 0 | 0 | 0 | 0 | 0 | 0
H | 2.01 | 2.01 | 2.01 | 2.01 | 2.01 | 2.01
LFG | 19.68 | 19.68 | 72.59 | 72.59 | 72.59 | 72.59
Nuc | 449.71 | 452.56 | 461.47 | 464.43 | 273.15 | 529.13
PS | 44.44 | 44.44 | 44.44 | 44.44 | 44.44 | 44.44
PV | 0 | 0 | 0 | 0 | 0 | 0
PeakG | 62.24 | 89.88 | 71.67 | 85.63 | 85.63 | 85.63
PeakO | 15.67 | 19.97 | 16.01 | 16.01 | 16.01 | 16.01
ST | 0 | 0 | 0 | 0 | 0 | 0
STOG | 149.88 | 157.3 | 129.92 | 127.13 | 127.13 | 127.13
STWD | 95.36 | 68.9 | 14.03 | 21.95 | 39.88 | 71.59
WT | 542.69 | 642.31 | 642.31 | 691.24 | 210.26 | 121.78
IGCC | 0 | 0 | 0 | 0 | 0 | 0
DemandResponse | 0 | 0 | 0 | 0 | 0 | 0
IGCC-CCS | 0 | 0 | 0 | 0 | 0 | 0
WT_off | 0 | 0 | 0 | 0 | 0 | 0
PseudoUnit | 0 | 0 | 0 | 0 | 0 | 0
FixedInterchange | 0 | 0 | 0 | 0 | 0 | 0
Total Costs by Reporting Type: MISO_MO-IL
ReportingType | 2015 | 2020 | 2025 | 2030 | 2035 | 2040
BM | 0 | 0 | 0 | 0 | 0 | 0
CC | 175.11 | 1430.51 | 1064.15 | 710.07 | 716.08 | 706.79
CSP | 0 | 0 | 0 | 0 | 0 | 0
CT | 0 | 0 | 0 | 0 | 0 | 0
Coal | 5052.43 | 1915.21 | 905.56 | 692.99 | 691.06 | 703.19
Geo | 0 | 0 | 0 | 0 | 0 | 0
H | 5.01 | 5.01 | 101.31 | 101.31 | 101.31 | 101.31
LFG | 2.17 | 2.17 | 76.11 | 76.11 | 76.11 | 76.11
Nuc | 493.74 | 512.79 | 521.93 | 524.97 | 524.97 | 524.97
PS | 10.45 | 10.45 | 10.45 | 10.45 | 10.45 | 10.45
PV | 0 | 0 | 0 | 0 | 0 | 0
PeakG | 97.18 | 132.5 | 80.73 | 103.92 | 110.46 | 110.46
PeakO | 21.48 | 28.65 | 22.96 | 22.96 | 22.96 | 22.96
ST | 0 | 0 | 0 | 0 | 0 | 0
STOG | 26.49 | 30.78 | 26.39 | 26.39 | 26.39 | 26.39
STWD | 0 | 0 | 0 | 0 | 0 | 0
WT | 89.9 | 89.9 | 1406.73 | 2590.14 | 2521.62 | 3443.56
IGCC | 0 | 0 | 0 | 0 | 0 | 0
DemandResponse | 0 | 0 | 0 | 0 | 0 | 0
IGCC-CCS | 0 | 0 | 0 | 0 | 0 | 0
WT_off | 0 | 0 | 0 | 0 | 0 | 0
PseudoUnit | 0 | 0 | 0 | 0 | 0 | 0
FixedInterchange | 0 | 0 | 0 | 0 | 0 | 0
Total Costs by Reporting Type: MISO_W
ReportingType | 2015 | 2020 | 2025 | 2030 | 2035 | 2040
BM | 0 | 0 | 0 | 0 | 0 | 0
CC | 577.71 | 617.5 | 333.19 | 334.77 | 288.35 | 296.5
CSP | 0 | 0 | 0 | 0 | 0 | 0
CT | 0 | 0 | 0 | 0 | 0 | 0
Coal | 4172.44 | 1823.82 | 613.64 | 272.63 | 145.94 | 151.66
Geo | 0 | 0 | 0 | 0 | 0 | 0
H | 7.08 | 7.08 | 7.08 | 7.08 | 7.08 | 7.08
LFG | 24.75 | 24.75 | 24.75 | 48.33 | 48.33 | 48.33
Nuc | 539.99 | 543.1 | 552.83 | 814.83 | 0.05 | 0.05
PS | 0 | 0 | 0 | 0 | 0 | 0
PV | 0 | 0 | 0 | 0 | 0 | 0
PeakG | 109.69 | 124.75 | 89.97 | 105.17 | 108.71 | 108.71
PeakO | 56.38 | 79.08 | 64.57 | 64.57 | 64.57 | 64.57
ST | 0 | 0 | 0 | 0 | 0 | 0
STOG | 7.57 | 8.94 | 7.67 | 7.67 | 7.67 | 7.67
STWD | 19.42 | 21.94 | 25.57 | 71.95 | 71.95 | 97.86
WT | 927.86 | 927.86 | 13778.44 | 13789.51 | 13196.11 | 13304.28
IGCC | 0 | 0 | 0 | 0 | 0 | 0
DemandResponse | 0 | 0 | 0 | 0 | 0 | 0
IGCC-CCS | 0 | 0 | 0 | 0 | 0 | 0
WT_off | 0 | 0 | 0 | 0 | 0 | 0
PseudoUnit | 0 | 0 | 0 | 0 | 0 | 0
FixedInterchange | 0 | 0 | 0 | 0 | 0 | 0
Total Costs by Reporting Type: MISO_WUMS
ReportingType | 2015 | 2020 | 2025 | 2030 | 2035 | 2040
BM | 0 | 0 | 0 | 0 | 0 | 0
CC | 3229.01 | 4946.07 | 4238.02 | 3935.75 | 4314.27 | 3941.93
CSP | 0 | 0 | 0 | 0 | 0 | 0
CT | 0 | 0 | 0 | 0 | 0 | 288.46
Coal | 1240.5 | 562.36 | 373.5 | 288.21 | 329.09 | 334.1
Geo | 0 | 0 | 0 | 0 | 0 | 0
H | 4.79 | 5.15 | 5.15 | 5.15 | 5.15 | 5.15
LFG | 8.57 | 8.57 | 79.15 | 79.15 | 79.15 | 79.15
Nuc | 419.03 | 444.73 | 429.21 | 737.97 | 0.05 | 0.05
PS | 0 | 0 | 0 | 0 | 0 | 0
PV | 0 | 0 | 0 | 0 | 0 | 0
PeakG | 55.64 | 81.65 | 65.08 | 77.65 | 77.65 | 77.65
PeakO | 13.52 | 17.78 | 14.69 | 14.69 | 14.69 | 14.69
ST | 0 | 0 | 0 | 0 | 0 | 0
STOG | 13.21 | 15.63 | 13.39 | 13.39 | 13.39 | 13.39
STWD | 6.17 | 5.13 | 6.86 | 5.1 | 9.37 | 12.92
WT | 264.78 | 264.78 | 271.78 | 2048.88 | 1830.51 | 1830.51
IGCC | 0 | 0 | 0 | 0 | 0 | 0
DemandResponse | 0 | 0 | 0 | 0 | 0 | 0
IGCC-CCS | 0 | 0 | 0 | 0 | 0 | 0
WT_off | 0 | 0 | 0 | 0 | 0 | 0
PseudoUnit | 0 | 0 | 0 | 0 | 0 | 0
FixedInterchange | 0 | 0 | 0 | 0 | 0 | 0
Total Costs by Reporting Type: Nebraska
ReportingType | 2015 | 2020 | 2025 | 2030 | 2035 | 2040
BM | 0 | 0 | 0 | 0 | 0 | 0
CC | 47.29 | 29.73 | 28.51 | 24.06 | 26.08 | 27.24
CSP | 0 | 0 | 0 | 0 | 0 | 0
CT | 0 | 0 | 0 | 0 | 0 | 0
Coal | 1742.46 | 333.84 | 271.85 | 201.6 | 189.67 | 197.42
Geo | 0 | 0 | 0 | 0 | 0 | 0
H | 2.38 | 2.38 | 2.38 | 2.38 | 2.38 | 2.38
LFG | 0.72 | 0.72 | 0.72 | 23.22 | 23.22 | 23.22
Nuc | 289.1 | 306.81 | 283.25 | 340.29 | 0.1 | 0.1
PS | 0 | 0 | 0 | 0 | 0 | 0
PV | 0 | 0 | 0 | 0 | 0 | 0
PeakG | 26.01 | 37.31 | 31.37 | 31.37 | 31.37 | 31.37
PeakO | 9.57 | 12.19 | 9.77 | 9.77 | 9.77 | 9.77
ST | 0 | 0 | 0 | 0 | 0 | 0
STOG | 14.35 | 14.04 | 12.04 | 12.04 | 12.04 | 12.04
STWD | 0 | 0 | 0 | 0 | 0 | 0
WT | 54.91 | 4049.99 | 4049.99 | 4040.48 | 4931.77 | 1506.17
IGCC | 0 | 0 | 0 | 0 | 0 | 0
DemandResponse | 0 | 0 | 0 | 0 | 0 | 0
IGCC-CCS | 0 | 0 | 0 | 0 | 0 | 0
WT_off | 0 | 0 | 0 | 0 | 0 | 0
PseudoUnit | 0 | 0 | 0 | 0 | 0 | 0
FixedInterchange | 0 | 0 | 0 | 0 | 0 | 0
Total Costs by Reporting Type: NEISO
ReportingType | 2015 | 2020 | 2025 | 2030 | 2035 | 2040
BM | 279.31 | 220.13 | 181.42 | 275.62 | 279.31 | 279.31
CC | 2931.87 | 2212.5 | 1889.03 | 1680.77 | 2519.4 | 2454.09
CSP | 0 | 0 | 0 | 0 | 0 | 0
CT | 32.5 | 33.13 | 32.55 | 31.31 | 2.73 | 3.49
Coal | 58.34 | 29.15 | 0 | 0 | 0 | 0
Geo | 0 | 0 | 0 | 0 | 0 | 0
H | 46.4 | 46.4 | 46.4 | 47.43 | 47.43 | 47.43
LFG | 80.87 | 80.87 | 80.87 | 103.68 | 93.04 | 93.04
Nuc | 1055.43 | 1120.79 | 1080.11 | 1086.32 | 784.86 | 1150.98
PS | 39.74 | 39.74 | 39.74 | 39.74 | 39.74 | 39.74
PV | 0.03 | 111.77 | 111.77 | 111.77 | 111.77 | 4.68
PeakG | 20.75 | 32.49 | 23.73 | 22.52 | 32.33 | 33.43
PeakO | 0 | 0 | 0 | 0 | 0 | 0
ST | 0 | 0 | 0 | 0 | 0 | 0
STOG | 0 | 0 | 0 | 0 | 0 | 0
STWD | 367.79 | 122.81 | 28.98 | 80.27 | 146.89 | 194.41
WT | 67.94 | 710.64 | 1053.51 | 1304.96 | 1257.77 | 686.81
IGCC | 0 | 0 | 0 | 0 | 0 | 0
DemandResponse | 0 | 0 | 0 | 0 | 0 | 0
IGCC-CCS | 0 | 0 | 0 | 0 | 0 | 0
WT_off | 308.22 | 308.22 | 308.22 | 308.22 | 24.98 | 24.98
PseudoUnit | 0 | 0 | 0 | 0 | 0 | 0
FixedInterchange | 0 | 0 | 0 | 0 | 0 | 0
Total Costs by Reporting Type: NonRTO_Midwest
ReportingType | 2015 | 2020 | 2025 | 2030 | 2035 | 2040
BM | 0 | 0 | 0 | 0 | 0 | 0
CC | 913.03 | 3579.92 | 3768.79 | 4092.64 | 3978.41 | 3746.87
CSP | 0 | 0 | 0 | 0 | 0 | 0
CT | 0 | 0 | 0 | 0 | 0 | 0
Coal | 3322.9 | 1167.03 | 370.06 | 164.5 | 108.23 | 69.72
Geo | 0 | 0 | 0 | 0 | 0 | 0
H | 2.04 | 2.04 | 258.59 | 258.59 | 258.59 | 258.59
LFG | 1.69 | 1.69 | 51.19 | 51.19 | 51.19 | 51.19
Nuc | 0.01 | 0.01 | 0.02 | 0.02 | 270.71 | 1198.76
PS | 0 | 0 | 0 | 0 | 0 | 0
PV | 0 | 0 | 0 | 0 | 0 | 0
PeakG | 70.33 | 90.41 | 68.02 | 71.11 | 80.61 | 80.61
PeakO | 0.35 | 0.45 | 0.36 | 0.36 | 0.36 | 0.36
ST | 0 | 0 | 0 | 0 | 0 | 0
STOG | 0 | 0 | 0 | 0 | 0 | 0
STWD | 0 | 0 | 0 | 0 | 0 | 0
WT | 2.26 | 2.26 | 2.26 | 2.26 | 2.26 | 2.26
IGCC | 0 | 0 | 0 | 0 | 0 | 0
DemandResponse | 0 | 0 | 0 | 0 | 0 | 0
IGCC-CCS | 0 | 0 | 0 | 0 | 0 | 0
WT_off | 0 | 0 | 0 | 0 | 0 | 0
PseudoUnit | 0 | 0 | 0 | 0 | 0 | 0
FixedInterchange | 0 | 0 | 0 | 0 | 0 | 0
Total Costs by Reporting Type: NYISO_A-F
ReportingType | 2015 | 2020 | 2025 | 2030 | 2035 | 2040
BM | 0 | 0 | 0 | 0 | 0 | 0
CC | 648.97 | 805.48 | 505.42 | 598.35 | 592.58 | 569.83
CSP | 0 | 0 | 0 | 0 | 0 | 0
CT | 0 | 0 | 0 | 0 | 0 | 0
Coal | 0 | 0 | 0 | 0 | 0 | 0
Geo | 0 | 0 | 0 | 0 | 0 | 0
H | 62.6 | 62.6 | 62.6 | 62.6 | 62.6 | 62.6
LFG | 22.17 | 22.17 | 22.17 | 44 | 42.66 | 42.66
Nuc | 769.17 | 792.88 | 787.44 | 645.82 | 746.25 | 695.88
PS | 33.52 | 33.52 | 33.52 | 33.52 | 33.52 | 33.52
PV | 0 | 0 | 0 | 0 | 0 | 0
PeakG | 3.78 | 6.17 | 5.31 | 5.31 | 5.31 | 6.12
PeakO | 1.14 | 1.46 | 1.17 | 1.17 | 1.17 | 1.17
ST | 0 | 0 | 0 | 0 | 0 | 0
STOG | 0 | 0 | 0 | 0 | 0 | 0
STWD | 2.82 | 3.68 | 3.53 | 7.59 | 8.34 | 25.03
WT | 684.71 | 860.89 | 860.89 | 1728.21 | 1157.04 | 1000.81
IGCC | 0 | 0 | 0 | 0 | 0 | 0
DemandResponse | 0 | 0 | 0 | 0 | 0 | 0
IGCC-CCS | 0 | 0 | 0 | 0 | 0 | 0
WT_off | 0 | 0 | 0 | 0 | 0 | 0
PseudoUnit | 0 | 0 | 0 | 0 | 0 | 0
FixedInterchange | 0 | 0 | 0 | 0 | 0 | 0
Total Costs by Reporting Type: NYISO_G-I
ReportingType | 2015 | 2020 | 2025 | 2030 | 2035 | 2040
BM | 0 | 0 | 0 | 0 | 0 | 0
CC | 253.97 | 590.32 | 389.75 | 430.16 | 907.07 | 2225.19
CSP | 0 | 0 | 0 | 0 | 0 | 0
CT | 0 | 0 | 0 | 0 | 0 | 0
Coal | 0 | 0 | 0 | 0 | 0 | 0
Geo | 0 | 0 | 0 | 0 | 0 | 0
H | 0.46 | 0.46 | 0.46 | 0.46 | 0.46 | 0.46
LFG | 7.73 | 7.73 | 7.73 | 31.62 | 31.62 | 31.62
Nuc | 466.19 | 495 | 477.19 | 479.96 | 543.55 | 0.21
PS | 0 | 0 | 0 | 0 | 0 | 0
PV | 0 | 0 | 0 | 0 | 0 | 0
PeakG | 1.52 | 2.04 | 1.56 | 1.57 | 1.57 | 1.57
PeakO | 2.55 | 3.25 | 2.61 | 2.61 | 2.61 | 2.61
ST | 0 | 0 | 0 | 0 | 0 | 0
STOG | 0 | 0 | 0 | 0 | 0 | 0
STWD | 0 | 0 | 0 | 0 | 0 | 0
WT | 0 | 14.4 | 14.4 | 86.66 | 86.66 | 73.94
IGCC | 0 | 0 | 0 | 0 | 0 | 0
DemandResponse | 0 | 0 | 0 | 0 | 0 | 0
IGCC-CCS | 0 | 0 | 0 | 0 | 0 | 0
WT_off | 0 | 0 | 0 | 0 | 0 | 0
PseudoUnit | 0 | 0 | 0 | 0 | 0 | 0
FixedInterchange | 0 | 0 | 0 | 0 | 0 | 0
Total Costs by Reporting Type: NYISO_J-K
ReportingType | 2015 | 2020 | 2025 | 2030 | 2035 | 2040
BM | 0 | 0 | 0 | 0 | 0 | 0
CC | 1653.11 | 1868.12 | 1642.04 | 1511.81 | 1781.48 | 1997.66
CSP | 0 | 0 | 0 | 0 | 0 | 0
CT | 0 | 0 | 0 | 0 | 0 | 0
Coal | 0 | 0 | 0 | 0 | 0 | 0
Geo | 0 | 0 | 0 | 0 | 0 | 0
H | 0 | 0 | 0 | 0 | 0 | 0
LFG | 14.97 | 14.97 | 14.97 | 44.49 | 44.49 | 44.49
Nuc | 0.01 | 0.01 | 0.01 | 0.03 | 0.03 | 0.03
PS | 0 | 0 | 0 | 0 | 0 | 0
PV | 17.52 | 17.52 | 17.52 | 17.52 | 0 | 0
PeakG | 59.76 | 85.27 | 67.64 | 74.66 | 82.02 | 76.92
PeakO | 61.69 | 79.16 | 63.78 | 65.02 | 65.02 | 65.02
ST | 0 | 0 | 0 | 0 | 0 | 0
STOG | 167.59 | 203.71 | 192.33 | 227.49 | 211.04 | 203.57
STWD | 0 | 0 | 0 | 0 | 0 | 0
WT | 0 | 0 | 0 | 0 | 0 | 0
IGCC | 0 | 0 | 0 | 0 | 0 | 0
DemandResponse | 0 | 0 | 0 | 0 | 0 | 0
IGCC-CCS | 0 | 0 | 0 | 0 | 0 | 0
WT_off | 0 | 0 | 0 | 0 | 0 | 0
PseudoUnit | 0 | 0 | 0 | 0 | 0 | 0
FixedInterchange | 0 | 0 | 0 | 0 | 0 | 0
Total Costs by Reporting Type: PJM_E
ReportingType | 2015 | 2020 | 2025 | 2030 | 2035 | 2040
BM | 18.42 | 33.95 | 33.95 | 33.95 | 33.95 | 33.95
CC | 3638.21 | 4139.69 | 3914.18 | 4122.65 | 4361.16 | 3908.71
CSP | 0 | 0 | 0 | 0 | 0 | 0
CT | 2.48 | 2.73 | 2.74 | 0.86 | 0.85 | 0.29
Coal | 120.14 | 62.03 | 11.45 | 9.89 | 9.89 | 10.02
Geo | 0 | 0 | 0 | 0 | 0 | 0
H | 3.85 | 3.85 | 3.85 | 3.85 | 3.85 | 3.85
LFG | 59.08 | 105.92 | 105.92 | 103.73 | 103.73 | 73.06
Nuc | 1960.16 | 1864.06 | 1862.64 | 1873.72 | 1345.93 | 2395.82
PS | 9.5 | 9.5 | 9.5 | 9.5 | 9.5 | 9.5
PV | 11.79 | 11.79 | 11.79 | 11.79 | 0.75 | 0.75
PeakG | 80.42 | 131.19 | 128.23 | 153.93 | 155.57 | 121.84
PeakO | 75.92 | 100.78 | 82.41 | 82.41 | 82.41 | 82.41
ST | 0 | 0 | 0 | 0 | 0 | 0
STOG | 138.63 | 185.19 | 107.52 | 116.99 | 115.74 | 100.48
STWD | 0 | 0 | 0 | 0 | 0 | 0
WT | 332.76 | 332.76 | 332.76 | 332.76 | 32.65 | 32.65
IGCC | 0 | 0 | 0 | 0 | 0 | 0
DemandResponse | 0 | 0 | 0 | 0 | 0 | 0
IGCC-CCS | 0 | 0 | 0 | 0 | 0 | 0
WT_off | 0 | 0 | 599.06 | 599.06 | 599.06 | 599.06
PseudoUnit | 0 | 0 | 0 | 0 | 0 | 0
FixedInterchange | 0 | 0 | 0 | 0 | 0 | 0
Total Costs by Reporting Type: PJM_ROM
ReportingType | 2015 | 2020 | 2025 | 2030 | 2035 | 2040
BM | 10.17 | 19.49 | 19.49 | 19.49 | 19.49 | 19.49
CC | 1592.39 | 1727.32 | 1613.97 | 2772.36 | 8219.38 | 14548.24
CSP | 0 | 0 | 0 | 0 | 0 | 0
CT | 1.52 | 1.67 | 1.68 | 1.93 | 0.52 | 0.18
Coal | 658.18 | 115.28 | 13.57 | 11.17 | 11.17 | 11.33
Geo | 0 | 0 | 0 | 0 | 0 | 0
H | 19.83 | 19.83 | 19.83 | 253 | 253 | 253
LFG | 47.04 | 132.66 | 132.66 | 131.08 | 128.72 | 75.37
Nuc | 1163.94 | 1194.41 | 1192.35 | 1199.5 | 963.59 | 1283.24
PS | 35.92 | 35.92 | 35.92 | 35.92 | 35.92 | 35.92
PV | 0.06 | 497.02 | 753.61 | 811.04 | 815.37 | 361.72
PeakG | 30.83 | 45.23 | 41.5 | 62.7 | 80.97 | 47.99
PeakO | 45.95 | 58.57 | 46.94 | 46.94 | 46.94 | 46.94
ST | 0 | 0 | 0 | 0 | 0 | 0
STOG | 212.25 | 269.4 | 278.33 | 263.6 | 240.86 | 241.56
STWD | 4.35 | 39.07 | 38.55 | 38.55 | 38.55 | 38.55
WT | 152.07 | 341.33 | 341.33 | 313.91 | 227.77 | 59.6
IGCC | 0 | 0 | 0 | 0 | 0 | 0
DemandResponse | 0 | 0 | 0 | 0 | 0 | 0
IGCC-CCS | 0 | 0 | 0 | 0 | 0 | 0
WT_off | 0 | 0 | 0 | 0 | 0 | 0
PseudoUnit | 0 | 0 | 0 | 0 | 0 | 0
FixedInterchange | 0 | 0 | 0 | 0 | 0 | 0
Total Costs by Reporting Type: PJM_ROR
ReportingType | 2015 | 2020 | 2025 | 2030 | 2035 | 2040
BM | 216.32 | 415.73 | 382.8 | 415.73 | 415.73 | 206
CC | 11795.07 | 18075.47 | 17975.96 | 20006.68 | 19397.62 | 17191.34
CSP | 0 | 0 | 0 | 0 | 0 | 0
CT | 2.85 | 2.89 | 3.19 | 3.36 | 0.97 | 1
Coal | 12218.7 | 6114.19 | 1088.88 | 771.43 | 771.43 | 771.43
Geo | 0 | 0 | 0 | 0 | 0 | 0
H | 26.17 | 207.89 | 207.89 | 207.89 | 207.89 | 207.89
LFG | 76.9 | 240.73 | 240.73 | 235.07 | 229.01 | 127.69
Nuc | 4607.58 | 4731.16 | 4718.65 | 4541.22 | 3528.56 | 5329.49
PS | 73.14 | 73.14 | 73.14 | 73.14 | 73.14 | 73.14
PV | 0.35 | 0.35 | 0.35 | 0.35 | 0.35 | 0.35
PeakG | 397.42 | 584.6 | 448 | 515.69 | 573.37 | 603.19
PeakO | 48.69 | 65.15 | 52.22 | 52.22 | 52.22 | 52.22
ST | 0 | 0 | 0 | 0 | 0 | 0
STOG | 124.75 | 180.38 | 169.03 | 191.86 | 143.8 | 145.93
STWD | 9.11 | 114.87 | 113.43 | 65.76 | 74.03 | 113.43
WT | 2217.8 | 2263.14 | 3967.72 | 3632.22 | 2524.18 | 2484.21
IGCC | 0 | 0 | 0 | 0 | 0 | 0
DemandResponse | 0 | 0 | 0 | 0 | 0 | 0
IGCC-CCS | 0 | 0 | 0 | 0 | 0 | 0
WT_off | 0 | 0 | 0 | 0 | 0 | 0
PseudoUnit | 0 | 0 | 0 | 0 | 0 | 0
FixedInterchange | 0 | 0 | 0 | 0 | 0 | 0
Total Costs by Reporting Type: SOCO
ReportingType | 2015 | 2020 | 2025 | 2030 | 2035 | 2040
BM | 29.33 | 32.7 | 41.23 | 56.71 | 56.71 | 56.71
CC | 10481.25 | 13415.84 | 13635.76 | 13871.63 | 13189.71 | 9751.32
CSP | 0 | 0 | 0 | 0 | 0 | 0
CT | 0 | 0 | 0 | 0 | 0 | 0
Coal | 2563.46 | 884.92 | 7.04 | 0 | 0 | 0
Geo | 0 | 0 | 0 | 0 | 0 | 0
H | 59.74 | 59.74 | 59.74 | 59.74 | 59.74 | 59.74
LFG | 4.47 | 4.47 | 37.19 | 37.19 | 37.19 | 37.19
Nuc | 1355.07 | 2993.98 | 3028.43 | 5000 | 6538.67 | 12058.47
PS | 39.76 | 39.76 | 39.76 | 39.76 | 39.76 | 39.76
PV | 0 | 0 | 0 | 0 | 0 | 0
PeakG | 233.73 | 321.55 | 270.21 | 218.27 | 108.63 | 55.13
PeakO | 0 | 0 | 0 | 0 | 0 | 0
ST | 0 | 0 | 0 | 0 | 0 | 0
STOG | 0 | 0 | 0 | 0 | 0 | 0
STWD | 43.96 | 64.99 | 60.8 | 269.96 | 269.96 | 287.28
WT | 0 | 0 | 0 | 0 | 0 | 0
IGCC | 0 | 0 | 0 | 0 | 0 | 0
DemandResponse | 0 | 0 | 0 | 0 | 0 | 0
IGCC-CCS | 0 | 0 | 0 | 0 | 0 | 0
WT_off | 0 | 0 | 0 | 0 | 0 | 0
PseudoUnit | 0 | 0 | 0 | 0 | 0 | 0
FixedInterchange | 0 | 0 | 0 | 0 | 0 | 0
Total Costs by Reporting Type: SPP_N
ReportingType | 2015 | 2020 | 2025 | 2030 | 2035 | 2040
BM | 0 | 0 | 0 | 0 | 0 | 0
CC | 395.55 | 114.79 | 106.48 | 129.66 | 135.23 | 138.97
CSP | 0 | 0 | 0 | 0 | 0 | 0
CT | 0 | 0 | 0 | 0 | 63.06 | 79.44
Coal | 3553.95 | 1117.24 | 188.37 | 142.36 | 142.36 | 142.36
Geo | 0 | 0 | 0 | 0 | 0 | 0
H | 0.3 | 0.3 | 0.3 | 0.3 | 0.3 | 0.3
LFG | 0.85 | 0.85 | 0.85 | 30.02 | 30.02 | 30.02
Nuc | 256.73 | 266.63 | 259.79 | 261.19 | 258.43 | 258.14
PS | 0 | 0 | 0 | 0 | 0 | 0
PV | 0 | 0 | 0 | 0 | 0 | 0
PeakG | 78.15 | 117.69 | 105.7 | 105.7 | 105.7 | 105.7
PeakO | 34.89 | 44.84 | 35.94 | 35.94 | 35.94 | 35.94
ST | 0 | 0 | 0 | 0 | 0 | 0
STOG | 101.26 | 86.42 | 74.08 | 74.08 | 74.08 | 74.08
STWD | 0 | 0 | 0 | 0 | 0 | 0
WT | 42.04 | 8632.77 | 12695.14 | 14015.92 | 14346.88 | 6886.03
IGCC | 0 | 0 | 0 | 0 | 0 | 0
DemandResponse | 0 | 0 | 0 | 0 | 0 | 0
IGCC-CCS | 0 | 0 | 0 | 0 | 0 | 0
WT_off | 0 | 0 | 0 | 0 | 0 | 0
PseudoUnit | 0 | 0 | 0 | 0 | 0 | 0
FixedInterchange | 0 | 0 | 0 | 0 | 0 | 0
Total Costs by Reporting Type: SPP_S
ReportingType | 2015 | 2020 | 2025 | 2030 | 2035 | 2040
BM | 0 | 0 | 0 | 0 | 0 | 0
CC | 3455.11 | 1558.48 | 1567.31 | 1625.23 | 1806.41 | 1853.49
CSP | 0 | 0 | 0 | 0 | 0 | 0
CT | 36.86 | 61.7 | 61.7 | 61.7 | 73.21 | 69.59
Coal | 4542.79 | 1007.05 | 358.01 | 302.46 | 302.46 | 302.46
Geo | 0 | 0 | 0 | 0 | 0 | 0
H | 30.03 | 30.03 | 30.03 | 30.03 | 30.03 | 30.03
LFG | 2.29 | 2.29 | 2.29 | 31.46 | 31.46 | 31.46
Nuc | 0.01 | 0.01 | 0.01 | 0.02 | 0.02 | 0.03
PS | 10.59 | 10.59 | 10.59 | 10.59 | 10.59 | 10.59
PV | 0 | 0 | 0 | 0 | 0 | 0
PeakG | 60.2 | 87.93 | 62.37 | 76.78 | 82.77 | 82.77
PeakO | 3.36 | 4.54 | 3.63 | 3.63 | 3.64 | 3.66
ST | 0 | 0 | 0 | 0 | 0 | 0
STOG | 589.85 | 498.27 | 437.69 | 488.6 | 463.49 | 483.69
STWD | 7.64 | 4.69 | 5.39 | 18.84 | 13.55 | 18.84
WT | 183.43 | 9379.36 | 9640.07 | 10123.82 | 10031.18 | 2018.6
IGCC | 0 | 0 | 0 | 0 | 0 | 0
DemandResponse | 0 | 0 | 0 | 0 | 0 | 0
IGCC-CCS | 0 | 0 | 0 | 0 | 0 | 0
WT_off | 0 | 0 | 0 | 0 | 0 | 0
PseudoUnit | 0 | 0 | 0 | 0 | 0 | 0
FixedInterchange | 0 | 0 | 0 | 0 | 0 | 0
Total Costs by Reporting Type: TVA
ReportingType | 2015 | 2020 | 2025 | 2030 | 2035 | 2040
BM | 0 | 0 | 0 | 0 | 0 | 0
CC | 3227.85 | 5793.81 | 6383.63 | 6449.72 | 6033.72 | 5924.44
CSP | 0 | 0 | 0 | 0 | 0 | 0
CT | 0 | 0 | 0 | 0 | 0 | 0
Coal | 2401.33 | 1112.48 | 111.26 | 0 | 0 | 0
Geo | 0 | 0 | 0 | 0 | 0 | 0
H | 72.8 | 72.8 | 72.8 | 82.09 | 82.09 | 82.09
LFG | 1.57 | 1.57 | 33.99 | 33.99 | 33.99 | 33.99
Nuc | 2533.71 | 2590.04 | 2579.4 | 2590.89 | 5496.44 | 6312.87
PS | 41.38 | 41.38 | 41.38 | 41.38 | 41.38 | 41.38
PV | 0 | 0 | 0 | 0 | 0 | 0
PeakG | 99.24 | 153.37 | 140.99 | 140.99 | 140.99 | 140.99
PeakO | 1.87 | 2.54 | 1.92 | 2.49 | 2.49 | 0
ST | 0 | 0 | 0 | 0 | 0 | 0
STOG | 0 | 0 | 0 | 0 | 0 | 0
STWD | 0.32 | 0.35 | 0.44 | 2.24 | 2.03 | 3
WT | 0.99 | 0.99 | 0.99 | 0.99 | 0.99 | 0.99
IGCC | 0 | 0 | 0 | 0 | 0 | 0
DemandResponse | 0 | 0 | 0 | 0 | 0 | 0
IGCC-CCS | 0 | 0 | 0 | 0 | 0 | 0
WT_off | 0 | 0 | 0 | 0 | 0 | 0
PseudoUnit | 0 | 0 | 0 | 0 | 0 | 0
FixedInterchange | 0 | 0 | 0 | 0 | 0 | 0
Total Costs by Reporting Type: TVA_Transmission
ReportingType | 2015 | 2020 | 2025 | 2030 | 2035 | 2040
BM | 0 | 0 | 0 | 0 | 0 | 0
CC | 0 | 0 | 0 | 0 | 0 | 0
CSP | 0 | 0 | 0 | 0 | 0 | 0
CT | 0 | 0 | 0 | 0 | 0 | 0
Coal | 0 | 0 | 0 | 0 | 0 | 0
Geo | 0 | 0 | 0 | 0 | 0 | 0
H | 0 | 0 | 0 | 0 | 0 | 0
LFG | 0 | 0 | 0 | 0 | 0 | 0
Nuc | 0 | 0 | 0 | 0 | 0 | 0
PS | 0 | 0 | 0 | 0 | 0 | 0
PV | 0 | 0 | 0 | 0 | 0 | 0
PeakG | 0 | 0 | 0 | 0 | 0 | 0
PeakO | 0 | 0 | 0 | 0 | 0 | 0
ST | 0 | 0 | 0 | 0 | 0 | 0
STOG | 0 | 0 | 0 | 0 | 0 | 0
STWD | 0 | 0 | 0 | 0 | 0 | 0
WT | 0 | 0 | 0 | 0 | 0 | 0
IGCC | 0 | 0 | 0 | 0 | 0 | 0
DemandResponse | 0 | 0 | 0 | 0 | 0 | 0
IGCC-CCS | 0 | 0 | 0 | 0 | 0 | 0
WT_off | 0 | 0 | 0 | 0 | 0 | 0
PseudoUnit | 0 | 0 | 0 | 0 | 0 | 0
FixedInterchange | 0 | 0 | 0 | 0 | 0 | 0
Total Costs by Reporting Type: VACAR
ReportingType | 2015 | 2020 | 2025 | 2030 | 2035 | 2040
BM | 0.93 | 169.61 | 688.42 | 700.69 | 700.69 | 746.52
CC | 9390.73 | 9945.37 | 9972.39 | 10325.53 | 10435.19 | 5245.52
CSP | 0 | 0 | 0 | 0 | 0 | 0
CT | 73.03 | 73.88 | 82.34 | 0 | 0 | 0
Coal | 2150.83 | 1591.44 | 821.03 | 269.52 | 268.37 | 269.52
Geo | 0 | 0 | 0 | 0 | 0 | 0
H | 30.23 | 30.23 | 30.23 | 30.23 | 30.23 | 30.23
LFG | 7.71 | 40.25 | 40.25 | 40.25 | 40.18 | 20.68
Nuc | 2606.17 | 4424.34 | 4396.29 | 7740.06 | 9203.05 | 17437.67
PS | 62.1 | 62.1 | 62.1 | 62.1 | 62.1 | 62.1
PV | 0.24 | 44.91 | 45.63 | 45.88 | 45.88 | 4.36
PeakG | 153.34 | 232.54 | 193.31 | 243.37 | 248.27 | 163.98
PeakO | 36.13 | 46.34 | 37.33 | 38.01 | 14.05 | 0
ST | 0 | 0 | 0 | 0 | 0 | 0
STOG | 4.04 | 4.78 | 4.1 | 0 | 0 | 0
STWD | 173.41 | 175.67 | 173.58 | 173.58 | 134.8 | 173.58
WT | 0.22 | 838.93 | 838.93 | 838.93 | 838.73 | 98.34
IGCC | 0 | 0 | 0 | 0 | 0 | 0
DemandResponse | 0 | 0 | 0 | 0 | 0 | 0
IGCC-CCS | 0 | 0 | 0 | 0 | 0 | 0
WT_off | 0.59 | 0.59 | 0.59 | 0.59 | 0.05 | 0.05
PseudoUnit | 0 | 0 | 0 | 0 | 0 | 0
FixedInterchange | 0 | 0 | 0 | 0 | 0 | 0
Total Costs by Reporting Type: IESO
ReportingType | 2015 | 2020 | 2025 | 2030 | 2035 | 2040
BM | 177.6 | 177.6 | 177.7 | 178.55 | 178.55 | 188.69
CC | 612.06 | 519.75 | 206.42 | 205.27 | 205.04 | 51.7
CSP | 0 | 0 | 0 | 0 | 0 | 0
CT | 45.21 | 45.31 | 44.26 | 44.26 | 0 | 0
Coal | 0 | 0 | 0 | 0 | 0 | 0
Geo | 0 | 0 | 0 | 0 | 0 | 0
H | 123.83 | 123.83 | 123.83 | 226.24 | 226.24 | 226.24
LFG | 19.32 | 19.32 | 19.32 | 19.55 | 14.43 | 14.43
Nuc | 2990.3 | 3007.72 | 3062.19 | 3080.28 | 2836.57 | 3030.7
PS | 2.92 | 2.92 | 2.92 | 2.92 | 2.92 | 2.92
PV | 558.01 | 558.01 | 558.01 | 558.01 | 0.44 | 0.44
PeakG | 0 | 0 | 0 | 0 | 0 | 0
PeakO | 0 | 0 | 0 | 0 | 0 | 0
ST | 0 | 0 | 0 | 0 | 0 | 0
STOG | 0 | 0 | 0 | 0 | 0 | 0
STWD | 4.77 | 5.44 | 5.35 | 8.12 | 28.8 | 51.22
WT | 763.41 | 763.41 | 763.41 | 763.41 | 103.02 | 103.02
IGCC | 0 | 0 | 0 | 0 | 0 | 0
DemandResponse | 0 | 0 | 0 | 0 | 0 | 0
IGCC-CCS | 0 | 0 | 0 | 0 | 0 | 0
WT_off | 0 | 0 | 0 | 0 | 0 | 0
PseudoUnit | 0 | 0 | 0 | 0 | 0 | 0
FixedInterchange | 0 | 0 | 0 | 0 | 0 | 0
Total Costs by Reporting Type: MAPP_CA
ReportingType | 2015 | 2020 | 2025 | 2030 | 2035 | 2040
BM | 0 | 0 | 0 | 0 | 0 | 0
CC | 413.86 | 485.8 | 73.78 | 34.97 | 34.97 | 0
CSP | 0 | 0 | 0 | 0 | 0 | 0
CT | 0 | 0 | 0 | 0 | 0 | 0
Coal | 63.62 | 10.64 | 0 | 0 | 0 | 0
Geo | 0 | 0 | 0 | 0 | 0 | 0
H | 92.24 | 343.32 | 857.5 | 1418.85 | 1418.85 | 1418.85
LFG | 0 | 0 | 0 | 0 | 0 | 0
Nuc | 0.01 | 0.01 | 0.01 | 0.01 | 0.01 | 0.01
PS | 0 | 0 | 0 | 0 | 0 | 0
PV | 0 | 0 | 0 | 0 | 0 | 0
PeakG | 15.07 | 11.4 | 0 | 0 | 0 | 0
PeakO | 0.09 | 0.09 | 0 | 0 | 0 | 0
ST | 0 | 0 | 0 | 0 | 0 | 0
STOG | 6.13 | 5.54 | 0 | 0 | 0 | 0
STWD | 0 | 0 | 0 | 0 | 0 | 0
WT | 105.14 | 105.14 | 105.14 | 105.14 | 9.42 | 9.42
IGCC | 0 | 0 | 0 | 0 | 0 | 0
DemandResponse | 0 | 0 | 0 | 0 | 0 | 0
IGCC-CCS | 0 | 0 | 0 | 0 | 0 | 0
WT_off | 0 | 0 | 0 | 0 | 0 | 0
PseudoUnit | 0 | 0 | 0 | 0 | 0 | 0
FixedInterchange | 0 | 0 | 0 | 0 | 0 | 0
Total Costs by Reporting Type: AZ_NM_SNV_Coal
ReportingType | 2015 | 2020 | 2025 | 2030 | 2035 | 2040
BM | 0 | 0 | 0 | 0 | 0 | 0
CC | 0 | 0 | 0 | 0 | 0 | 0
CSP | 0 | 0 | 0 | 0 | 0 | 0
CT | 0 | 0 | 0 | 0 | 0 | 0
Coal | 3090.94 | 3140.31 | 983.13 | 0 | 0 | 0
Geo | 0 | 0 | 0 | 0 | 0 | 0
H | 0 | 0 | 0 | 0 | 0 | 0
LFG | 0 | 0 | 0 | 0 | 0 | 0
Nuc | 0 | 0 | 0 | 0 | 0 | 0
PS | 0 | 0 | 0 | 0 | 0 | 0
PV | 0 | 0 | 0 | 0 | 0 | 0
PeakG | 0 | 0 | 0 | 0 | 0 | 0
PeakO | 5.77 | 7.38 | 6 | 6 | 6 | 6
ST | 0 | 0 | 0 | 0 | 0 | 0
STOG | 0 | 0 | 0 | 0 | 0 | 0
STWD | 0 | 0 | 0 | 0 | 0 | 0
WT | 0 | 0 | 0 | 0 | 0 | 0
IGCC | 0 | 0 | 0 | 0 | 0 | 0
DemandResponse | 0 | 0 | 0 | 0 | 0 | 0
IGCC-CCS | 0 | 0 | 0 | 0 | 0 | 0
WT_off | 0 | 0 | 0 | 0 | 0 | 0
PseudoUnit | 0 | 0 | 0 | 0 | 0 | 0
FixedInterchange | 0 | 0 | 0 | 0 | 0 | 0
Total Costs by Reporting Type: AZ_NM_SNV_Gas
ReportingType | 2015 | 2020 | 2025 | 2030 | 2035 | 2040
BM | 0 | 0 | 0 | 0 | 0 | 0
CC | 4040 | 4085.56 | 5984.81 | 4600.16 | 3901.72 | 3630.94
CSP | 0 | 0 | 0 | 0 | 0 | 0
CT | 68.63 | 68.63 | 68.63 | 68.63 | 0 | 0
Coal | 0 | 0 | 0 | 0 | 0 | 0
Geo | 0 | 0 | 0 | 0 | 0 | 0
H | 0 | 0 | 0 | 0 | 0 | 0
LFG | 0 | 0 | 0 | 0 | 0 | 0
Nuc | 0 | 0 | 0 | 0 | 0 | 0
PS | 0 | 0 | 0 | 0 | 0 | 0
PV | 0 | 0 | 0 | 0 | 0 | 0
PeakG | 63.97 | 93.45 | 74.33 | 87.99 | 87.99 | 87.99
PeakO | 0 | 0 | 0 | 0 | 0 | 0
ST | 0 | 0 | 0 | 0 | 0 | 0
STOG | 0 | 0 | 0 | 0 | 0 | 0
STWD | 0 | 0 | 0 | 0 | 0 | 0
WT | 0 | 0 | 0 | 0 | 0 | 0
IGCC | 0 | 0 | 0 | 0 | 0 | 0
DemandResponse | 0 | 0 | 0 | 0 | 0 | 0
IGCC-CCS | 0 | 0 | 0 | 0 | 0 | 0
WT_off | 0 | 0 | 0 | 0 | 0 | 0
PseudoUnit | 0 | 0 | 0 | 0 | 0 | 0
FixedInterchange | 0 | 0 | 0 | 0 | 0 | 0
Total Costs by Reporting Type: AZ_NM_SNV_NucRenew
ReportingType | 2015 | 2020 | 2025 | 2030 | 2035 | 2040
BM | 0 | 0 | 0 | 0 | 0 | 0
CC | 0 | 0 | 0 | 0 | 0 | 0
CSP | 0 | 0 | 0 | 0 | 0 | 0
CT | 0 | 0 | 0 | 0 | 0 | 0
Coal | 0 | 0 | 0 | 0 | 0 | 0
Geo | 0 | 64.2 | 610.63 | 610.63 | 610.63 | 570.63
H | 44.6 | 44.6 | 44.6 | 44.6 | 44.6 | 44.6
LFG | 0.85 | 0.85 | 19.64 | 19.64 | 19.64 | 19.64
Nuc | 810.72 | 895.93 | 912.19 | 3974.44 | 6395.2 | 6808.11
PS | 5.13 | 5.13 | 5.13 | 5.13 | 5.13 | 5.13
PV | 37.26 | 37.26 | 37.26 | 37.26 | 2.38 | 2.38
PeakG | 0 | 0 | 0 | 0 | 0 | 0
PeakO | 0 | 0 | 0 | 0 | 0 | 0
ST | 119.29 | 291.78 | 373.96 | 315.39 | 276.11 | 132.16
STOG | 0 | 0 | 0 | 0 | 0 | 0
STWD | 12.81 | 13.02 | 12.82 | 12.82 | 12.82 | 12.82
WT | 31.87 | 2830.79 | 2836.49 | 2867.06 | 3007.87 | 540.25
IGCC | 0 | 0 | 0 | 0 | 0 | 0
DemandResponse | 0 | 0 | 0 | 0 | 0 | 0
IGCC-CCS | 0 | 0 | 0 | 0 | 0 | 0
WT_off | 0 | 0 | 0 | 0 | 0 | 0
PseudoUnit | 0 | 0 | 0 | 0 | 0 | 0
FixedInterchange | 0 | 0 | 0 | 0 | 0 | 0
Total Costs by Reporting Type: ERCOT
ReportingType | 2015 | 2020 | 2025 | 2030 | 2035 | 2040
BM | 73.54 | 76.49 | 76.66 | 148.83 | 148.83 | 148.83
CC | 15064.11 | 17657.77 | 16326.54 | 19630.59 | 17122.23 | 13561.99
CSP | 0 | 0 | 0 | 0 | 0 | 0
CT | 22.65 | 22.89 | 22.8 | 23.79 | 0 | 0
Coal | 2687.9 | 2204.22 | 665.79 | 600.32 | 600.32 | 606.87
Geo | 0 | 0 | 0 | 0 | 0 | 0
H | 8.05 | 8.05 | 8.05 | 8.05 | 8.05 | 8.05
LFG | 9.06 | 9.06 | 115.9 | 115.9 | 115.9 | 115.9
Nuc | 1007.36 | 1174.9 | 1203.03 | 1210.21 | 4256.87 | 6732.87
PS | 0 | 0 | 0 | 0 | 0 | 0
PV | 5.14 | 5.14 | 5.14 | 5.14 | 0.01 | 0.01
PeakG | 80.63 | 119.7 | 114.62 | 120.97 | 121.38 | 114.99
PeakO | 1.29 | 1.86 | 1.53 | 1.53 | 1.53 | 1.53
ST | 0 | 0 | 0 | 0 | 0 | 0
STOG | 617.63 | 807.27 | 420.84 | 431.49 | 140.07 | 0
STWD | 0 | 0 | 0 | 0 | 0 | 0
WT | 388.45 | 388.45 | 4593.33 | 4593.33 | 4520.63 | 4575.44
IGCC | 0 | 0 | 0 | 0 | 0 | 0
DemandResponse | 0 | 0 | 0 | 0 | 0 | 0
IGCC-CCS | 0 | 0 | 0 | 0 | 0 | 0
WT_off | 0 | 0 | 0 | 0 | 0 | 0
PseudoUnit | 0 | 0 | 0 | 0 | 0 | 0
FixedInterchange | 0 | 0 | 0 | 0 | 0 | 0
Total Costs by Reporting Type: NP15
ReportingType | 2015 | 2020 | 2025 | 2030 | 2035 | 2040
BM | 0 | 0 | 0 | 0 | 0 | 0
CC | 4605.79 | 4913.84 | 5295.76 | 4324.56 | 3841.11 | 2815.56
CSP | 0 | 0 | 0 | 0 | 0 | 0
CT | 19.28 | 19.28 | 19.28 | 19.28 | 1.42 | 1.42
Coal | 96 | 0 | 0 | 0 | 0 | 0
Geo | 100.91 | 100.91 | 374.88 | 374.88 | 374.88 | 374.88
H | 125.7 | 125.7 | 125.7 | 125.7 | 125.7 | 125.7
LFG | 10.26 | 140.57 | 203.76 | 203.76 | 203.76 | 119.5
Nuc | 495.59 | 560.5 | 540.7 | 3751.79 | 5139.32 | 7479.05
PS | 53.58 | 53.58 | 53.58 | 53.58 | 53.58 | 53.58
PV | 3.68 | 3.68 | 3.68 | 3.68 | 0.78 | 0.78
PeakG | 56.04 | 82.34 | 58.1 | 74.01 | 78.49 | 78.49
PeakO | 10.26 | 13.08 | 10.48 | 10.49 | 10.49 | 10.49
ST | 14.46 | 14.46 | 14.46 | 14.46 | 1.86 | 1.86
STOG | 107.44 | 126.61 | 110.76 | 82.87 | 82.87 | 82.87
STWD | 265.97 | 269.53 | 128.63 | 266.24 | 266.24 | 266.24
WT | 66.32 | 970.87 | 970.87 | 970.65 | 944.79 | 132.94
IGCC | 0 | 0 | 0 | 0 | 0 | 0
DemandResponse | 0 | 0 | 0 | 0 | 0 | 0
IGCC-CCS | 0 | 0 | 0 | 0 | 0 | 0
WT_off | 0 | 0 | 0 | 0 | 0 | 0
PseudoUnit | 0 | 0 | 0 | 0 | 0 | 0
FixedInterchange | 0 | 0 | 0 | 0 | 0 | 0
Total Costs by Reporting Type: NWPP_Coal
ReportingType | 2015 | 2020 | 2025 | 2030 | 2035 | 2040
BM | 0 | 0 | 0 | 0 | 0 | 0
CC | 0 | 0 | 0 | 0 | 0 | 0
CSP | 0 | 0 | 0 | 0 | 0 | 0
CT | 0 | 0 | 0 | 0 | 0 | 0
Coal | 2437.56 | 2286.71 | 183.42 | 146.39 | 75.96 | 78.07
Geo | 0 | 0 | 0 | 0 | 0 | 0
H | 0 | 0 | 0 | 0 | 0 | 0
LFG | 0 | 0 | 0 | 0 | 0 | 0
Nuc | 0 | 0 | 0 | 0 | 0 | 0
PS | 0 | 0 | 0 | 0 | 0 | 0
PV | 0 | 0 | 0 | 0 | 0 | 0
PeakG | 0 | 0 | 0 | 0 | 0 | 0
PeakO | 0 | 0 | 0 | 0 | 0 | 0
ST | 0 | 0 | 0 | 0 | 0 | 0
STOG | 0 | 0 | 0 | 0 | 0 | 0
STWD | 0 | 0 | 0 | 0 | 0 | 0
WT | 0 | 0 | 0 | 0 | 0 | 0
IGCC | 0 | 0 | 0 | 0 | 0 | 0
DemandResponse | 0 | 0 | 0 | 0 | 0 | 0
IGCC-CCS | 0 | 0 | 0 | 0 | 0 | 0
WT_off | 0 | 0 | 0 | 0 | 0 | 0
PseudoUnit | 0 | 0 | 0 | 0 | 0 | 0
FixedInterchange | 0 | 0 | 0 | 0 | 0 | 0
Total Costs by Reporting Type: NWPP_Gas
ReportingType | 2015 | 2020 | 2025 | 2030 | 2035 | 2040
BM | 0 | 0 | 0 | 0 | 0 | 0
CC | 2915.58 | 4721.87 | 5036.37 | 2296.34 | 1716.47 | 1557.4
CSP | 0 | 0 | 0 | 0 | 0 | 0
CT | 14.02 | 14.02 | 14.02 | 14.02 | 0 | 0
Coal | 0 | 0 | 0 | 0 | 0 | 0
Geo | 0 | 0 | 0 | 0 | 0 | 0
H | 0 | 0 | 0 | 0 | 0 | 0
LFG | 0 | 0 | 0 | 0 | 0 | 0
Nuc | 0 | 0 | 0 | 0 | 0 | 0
PS | 0 | 0 | 0 | 0 | 0 | 0
PV | 0 | 0 | 0 | 0 | 0 | 0
PeakG | 0 | 0 | 0 | 0 | 0 | 0
PeakO | 0 | 0 | 0 | 0 | 0 | 0
ST | 0 | 0 | 0 | 0 | 0 | 0
STOG | 0 | 0 | 0 | 0 | 0 | 0
STWD | 0 | 0 | 0 | 0 | 0 | 0
WT | 0 | 0 | 0 | 0 | 0 | 0
IGCC | 0 | 0 | 0 | 0 | 0 | 0
DemandResponse | 0 | 0 | 0 | 0 | 0 | 0
IGCC-CCS | 0 | 0 | 0 | 0 | 0 | 0
WT_off | 0 | 0 | 0 | 0 | 0 | 0
PseudoUnit | 0 | 0 | 0 | 0 | 0 | 0
FixedInterchange | 0 | 0 | 0 | 0 | 0 | 0
Total Costs by Reporting Type: NWPP_NucRenew
ReportingType | 2015 | 2020 | 2025 | 2030 | 2035 | 2040
BM | 17.16 | 22 | 35.02 | 35.02 | 35.02 | 35.02
CC | 0 | 0 | 0 | 0 | 0 | 0
CSP | 0 | 0 | 0 | 0 | 0 | 0
CT | 0 | 0 | 0 | 0 | 0 | 0
Coal | 0 | 0 | 0 | 0 | 0 | 0
Geo | 67.62 | 67.62 | 249.83 | 249.83 | 224.95 | 224.95
H | 480.54 | 480.54 | 480.54 | 480.54 | 480.54 | 480.54
LFG | 20.56 | 20.56 | 96.02 | 96.02 | 91 | 91
Nuc | 256.71 | 258.17 | 262.7 | 6201.36 | 6541.83 | 9077.99
PS | 6.12 | 6.12 | 6.12 | 6.12 | 6.12 | 6.12
PV | 0.04 | 0.04 | 0.04 | 0.04 | 0.04 | 0.04
PeakG | 0 | 0 | 0 | 0 | 0 | 0
PeakO | 0 | 0 | 0 | 0 | 0 | 0
ST | 0 | 0 | 0 | 0 | 0 | 0
STOG | 0 | 0 | 0 | 0 | 0 | 0
STWD | 17.98 | 22.5 | 329.12 | 329.12 | 329.12 | 329.12
WT | 467.97 | 467.97 | 467.97 | 467.97 | 229.12 | 229.12
IGCC | 0 | 0 | 0 | 0 | 0 | 0
DemandResponse | 0 | 0 | 0 | 0 | 0 | 0
IGCC-CCS | 0 | 0 | 0 | 0 | 0 | 0
WT_off | 0 | 0 | 0 | 0 | 0 | 0
PseudoUnit | 0 | 0 | 0 | 0 | 0 | 0
FixedInterchange | 0 | 0 | 0 | 0 | 0 | 0
Total Costs by Reporting Type: RMPA
ReportingType | 2015 | 2020 | 2025 | 2030 | 2035 | 2040
BM | 0 | 0 | 0 | 0 | 0 | 0
CC | 754.2 | 1048.27 | 1396.14 | 1356.73 | 1319.32 | 1283.64
CSP | 0 | 0 | 0 | 0 | 0 | 0
CT | 16.21 | 16.21 | 16.21 | 16.21 | 0 | 0
Coal | 2915.06 | 2606.56 | 751.58 | 498.52 | 314.59 | 323.48
Geo | 0 | 209.21 | 1089.42 | 1089.42 | 1089.42 | 958.81
H | 13.99 | 13.99 | 13.99 | 13.99 | 13.99 | 13.99
LFG | 1.17 | 1.17 | 10.12 | 10.12 | 9.84 | 9.84
Nuc | 0.01 | 0.01 | 0.01 | 1292.59 | 1363.01 | 1544.49
PS | 13.37 | 13.37 | 13.37 | 13.37 | 13.37 | 13.37
PV | 0.68 | 0.68 | 0.68 | 0.68 | 0.31 | 0.31
PeakG | 48.87 | 72.26 | 50.7 | 61.6 | 69.81 | 69.81
PeakO | 0 | 0 | 0 | 0 | 0 | 0
ST | 1.26 | 145.57 | 145.57 | 147.57 | 146.5 | 25.72
STOG | 0 | 0 | 0 | 0 | 0 | 0
STWD | 0 | 0 | 0 | 0 | 0 | 0
WT | 240.35 | 1102.12 | 1102.12 | 1226.94 | 1054.28 | 323.71
IGCC | 0 | 0 | 0 | 0 | 0 | 0
DemandResponse | 0 | 0 | 0 | 0 | 0 | 0
IGCC-CCS | 0 | 0 | 0 | 0 | 0 | 0
WT_off | 0 | 0 | 0 | 0 | 0 | 0
PseudoUnit | 0 | 0 | 0 | 0 | 0 | 0
FixedInterchange | 0 | 0 | 0 | 0 | 0 | 0
Total Costs by Reporting Type: SP15
ReportingType | 2015 | 2020 | 2025 | 2030 | 2035 | 2040
BM | 6.8 | 6.8 | 6.8 | 6.8 | 6.8 | 6.8
CC | 5845.4 | 6637.66 | 7538.88 | 7891.73 | 7082.1 | 5772.14
CSP | 0 | 0 | 0 | 0 | 0 | 0
CT | 0 | 0 | 0 | 0 | 0 | 0
Coal | 82.24 | 55.13 | 2.92 | 0 | 0 | 0
Geo | 104.52 | 713.94 | 713.94 | 699.68 | 699.68 | 328.75
H | 16.57 | 16.57 | 16.57 | 16.57 | 16.57 | 16.57
LFG | 29.05 | 219.63 | 219.63 | 219.4 | 217.54 | 94.59
Nuc | 508.22 | 539.82 | 519.92 | 522.86 | 522.86 | 1728.7
PS | 34.19 | 34.19 | 34.19 | 34.19 | 34.19 | 34.19
PV | 3.49 | 3.49 | 3.49 | 3.49 | 1.87 | 1.87
PeakG | 76.73 | 111.44 | 93.22 | 103.59 | 103.59 | 103.59
PeakO | 1.47 | 1.91 | 1.53 | 1.53 | 1.53 | 1.53
ST | 220.08 | 220.08 | 220.08 | 220.08 | 28.69 | 28.69
STOG | 287.32 | 312.46 | 271.67 | 234.18 | 234.68 | 238.87
STWD | 68.43 | 69.39 | 51.37 | 68.5 | 68.5 | 68.5
WT | 264.36 | 515.15 | 3334 | 4069.01 | 3875.75 | 3650.19
IGCC | 0 | 0 | 0 | 0 | 0 | 0
DemandResponse | 0 | 0 | 0 | 0 | 0 | 0
IGCC-CCS | 0 | 0 | 0 | 0 | 0 | 0
WT_off | 0 | 0 | 0 | 0 | 0 | 0
PseudoUnit | 0 | 0 | 0 | 0 | 0 | 0
FixedInterchange | 0 | 0 | 0 | 0 | 0 | 0
Total Costs by Reporting Type: ALB
ReportingType | 2015 | 2020 | 2025 | 2030 | 2035 | 2040
BM | 0 | 0 | 0 | 0 | 0 | 0
CC | 888.31 | 1088.96 | 1343.98 | 0 | 0 | 0
CSP | 0 | 0 | 0 | 0 | 0 | 0
CT | 18.05 | 18.05 | 18.05 | 18.05 | 0.65 | 0.65
Coal | 2152.26 | 2681.66 | 3751.74 | 162.31 | 162.31 | 162.31
Geo | 0 | 0 | 0 | 0 | 0 | 0
H | 12.99 | 12.99 | 12.99 | 12.99 | 12.99 | 12.99
LFG | 1.21 | 1.21 | 1.21 | 1.21 | 1.21 | 1.21
Nuc | 0.01 | 0.01 | 0.05 | 6572.44 | 6586.78 | 6883.6
PS | 0 | 0 | 0 | 0 | 0 | 0
PV | 0 | 0 | 0 | 0 | 0 | 0
PeakG | 16.5 | 16.5 | 16.5 | 16.5 | 23.24 | 23.24
PeakO | 0 | 0 | 0 | 0 | 0 | 0
ST | 0 | 0 | 0 | 0 | 0 | 0
STOG | 0 | 0 | 0 | 0 | 0 | 0
STWD | 5.58 | 59.22 | 93.47 | 93.47 | 93.47 | 93.47
WT | 25.5 | 25.5 | 25.5 | 25.5 | 22.96 | 22.96
IGCC | 0 | 0 | 0 | 0 | 0 | 0
DemandResponse | 0 | 0 | 0 | 0 | 0 | 0
IGCC-CCS | 0 | 0 | 0 | 0 | 0 | 0
WT_off | 0 | 0 | 0 | 0 | 0 | 0
PseudoUnit | 0 | 0 | 0 | 0 | 0 | 0
FixedInterchange | 0 | 0 | 0 | 0 | 0 | 0
Total Costs by Reporting Type: BC
ReportingType | 2015 | 2020 | 2025 | 2030 | 2035 | 2040
BM | 0 | 0 | 0 | 0 | 0 | 0
CC | 255.07 | 294.99 | 352.32 | 322.27 | 95.56 | 1.17
CSP | 0 | 0 | 0 | 0 | 0 | 0
CT | 0 | 0 | 0 | 0 | 0 | 0
Coal | 0 | 0 | 0 | 0 | 0 | 0
Geo | 0 | 0 | 0 | 0 | 0 | 0
H | 173.22 | 173.22 | 173.22 | 173.22 | 173.22 | 173.22
LFG | 2.9 | 2.9 | 2.9 | 2.9 | 2.9 | 2.9
Nuc | 0.01 | 0.01 | 0.03 | 470.66 | 522.3 | 568.99
PS | 0 | 0 | 0 | 0 | 0 | 0
PV | 0 | 0 | 0 | 0 | 0 | 0
PeakG | 0 | 0 | 0 | 0 | 0 | 0
PeakO | 0 | 0 | 0 | 0 | 0 | 0
ST | 0 | 0 | 0 | 0 | 0 | 0
STOG | 0 | 0 | 0 | 0 | 0 | 0
STWD | 16.34 | 169.66 | 296.27 | 296.27 | 296.27 | 296.27
WT | 48.22 | 48.22 | 48.22 | 48.22 | 7.54 | 7.54
IGCC | 0 | 0 | 0 | 0 | 0 | 0
DemandResponse | 0 | 0 | 0 | 0 | 0 | 0
IGCC-CCS | 0 | 0 | 0 | 0 | 0 | 0
WT_off | 0 | 0 | 0 | 0 | 0 | 0
PseudoUnit | 0 | 0 | 0 | 0 | 0 | 0
FixedInterchange | 0 | 0 | 0 | 0 | 0 | 0
Total Costs by Reporting Type: HQ_IESO
ReportingType | 2015 | 2020 | 2025 | 2030 | 2035 | 2040
BM | 0 | 0 | 0 | 0 | 0 | 0
CC | 0 | 0 | 0 | 0 | 0 | 0
CSP | 0 | 0 | 0 | 0 | 0 | 0
CT | 0 | 0 | 0 | 0 | 0 | 0
Coal | 0 | 0 | 0 | 0 | 0 | 0
Geo | 0 | 0 | 0 | 0 | 0 | 0
H | 0 | 0 | 0 | 0 | 0 | 0
LFG | 0 | 0 | 0 | 0 | 0 | 0
Nuc | 0.01 | 0.01 | 0.01 | 0.01 | 0.01 | 0.01
PS | 0 | 0 | 0 | 0 | 0 | 0
PV | 0 | 0 | 0 | 0 | 0 | 0
PeakG | 0 | 0 | 0 | 0 | 0 | 0
PeakO | 0 | 0 | 0 | 0 | 0 | 0
ST | 0 | 0 | 0 | 0 | 0 | 0
STOG | 0 | 0 | 0 | 0 | 0 | 0
STWD | 0 | 0 | 0 | 0 | 0 | 0
WT | 0 | 0 | 0 | 0 | 0 | 0
IGCC | 0 | 0 | 0 | 0 | 0 | 0
DemandResponse | 0 | 0 | 0 | 0 | 0 | 0
IGCC-CCS | 0 | 0 | 0 | 0 | 0 | 0
WT_off | 0 | 0 | 0 | 0 | 0 | 0
PseudoUnit | 0 | 0 | 0 | 0 | 0 | 0
FixedInterchange | 0 | 0 | 0 | 0 | 0 | 0
Total Costs by Reporting Type: HQ_NEISO
ReportingType | 2015 | 2020 | 2025 | 2030 | 2035 | 2040
BM | 0 | 0 | 0 | 0 | 0 | 0
CC | 0 | 0 | 0 | 0 | 0 | 0
CSP | 0 | 0 | 0 | 0 | 0 | 0
CT | 0 | 0 | 0 | 0 | 0 | 0
Coal | 0 | 0 | 0 | 0 | 0 | 0
Geo | 0 | 0 | 0 | 0 | 0 | 0
H | 0 | 0 | 0 | 0 | 0 | 0
LFG | 0 | 0 | 0 | 0 | 0 | 0
Nuc | 0.01 | 0.01 | 0.01 | 0.01 | 0.01 | 0.01
PS | 0 | 0 | 0 | 0 | 0 | 0
PV | 0 | 0 | 0 | 0 | 0 | 0
PeakG | 0 | 0 | 0 | 0 | 0 | 0
PeakO | 0 | 0 | 0 | 0 | 0 | 0
ST | 0 | 0 | 0 | 0 | 0 | 0
STOG | 0 | 0 | 0 | 0 | 0 | 0
STWD | 0 | 0 | 0 | 0 | 0 | 0
WT | 0 | 0 | 0 | 0 | 0 | 0
IGCC | 0 | 0 | 0 | 0 | 0 | 0
DemandResponse | 0 | 0 | 0 | 0 | 0 | 0
IGCC-CCS | 0 | 0 | 0 | 0 | 0 | 0
WT_off | 0 | 0 | 0 | 0 | 0 | 0
PseudoUnit | 0 | 0 | 0 | 113.58 | 113.58 | 113.58
FixedInterchange | 0 | 0 | 0 | 0 | 0 | 0
Total Costs by Reporting Type: HQ_NY
ReportingType | 2015 | 2020 | 2025 | 2030 | 2035 | 2040
BM | 0 | 0 | 0 | 0 | 0 | 0
CC | 0 | 0 | 0 | 0 | 0 | 0
CSP | 0 | 0 | 0 | 0 | 0 | 0
CT | 0 | 0 | 0 | 0 | 0 | 0
Coal | 0 | 0 | 0 | 0 | 0 | 0
Geo | 0 | 0 | 0 | 0 | 0 | 0
H | 0 | 0 | 0 | 0 | 0 | 0
LFG | 0 | 0 | 0 | 0 | 0 | 0
Nuc | 0.01 | 0.01 | 0.01 | 0.01 | 0.01 | 0.02
PS | 0 | 0 | 0 | 0 | 0 | 0
PV | 0 | 0 | 0 | 0 | 0 | 0
PeakG | 0 | 0 | 0 | 0 | 0 | 0
PeakO | 0 | 0 | 0 | 0 | 0 | 0
ST | 0 | 0 | 0 | 0 | 0 | 0
STOG | 0 | 0 | 0 | 0 | 0 | 0
STWD | 0 | 0 | 0 | 0 | 0 | 0
WT | 0 | 0 | 0 | 0 | 0 | 0
IGCC | 0 | 0 | 0 | 0 | 0 | 0
DemandResponse | 0 | 0 | 0 | 0 | 0 | 0
IGCC-CCS | 0 | 0 | 0 | 0 | 0 | 0
WT_off | 0 | 0 | 0 | 0 | 0 | 0
PseudoUnit | 0 | 0 | 961.64 | 961.64 | 961.64 | 961.64
FixedInterchange | 0 | 0 | 0 | 0 | 0 | 0
Total Costs by Reporting Type: MARITIMES
ReportingType | 2015 | 2020 | 2025 | 2030 | 2035 | 2040
BM | 0 | 0 | 0 | 0 | 0 | 0
CC | 0 | 0 | 0 | 0 | 0 | 0
CSP | 0 | 0 | 0 | 0 | 0 | 0
CT | 0 | 0 | 0 | 0 | 0 | 0
Coal | 0 | 0 | 0 | 0 | 0 | 0
Geo | 0 | 0 | 0 | 0 | 0 | 0
H | 0 | 0 | 0 | 0 | 0 | 0
LFG | 0 | 0 | 0 | 0 | 0 | 0
Nuc | 0.01 | 0.01 | 0.01 | 0.01 | 0.01 | 0.01
PS | 0 | 0 | 0 | 0 | 0 | 0
PV | 0 | 0 | 0 | 0 | 0 | 0
PeakG | 0 | 0 | 0 | 0 | 0 | 0
PeakO | 0 | 0 | 0 | 0 | 0 | 0
ST | 0 | 0 | 0 | 0 | 0 | 0
STOG | 0 | 0 | 0 | 0 | 0 | 0
STWD | 0 | 0 | 0 | 0 | 0 | 0
WT | 0 | 0 | 0 | 0 | 0 | 0
IGCC | 0 | 0 | 0 | 0 | 0 | 0
DemandResponse | 0 | 0 | 0 | 0 | 0 | 0
IGCC-CCS | 0 | 0 | 0 | 0 | 0 | 0
WT_off | 0 | 0 | 0 | 0 | 0 | 0
PseudoUnit | 0 | 0 | 0 | 189.29 | 189.29 | 189.29
FixedInterchange | 0 | 0 | 0 | 0 | 0 | 0
Total Costs by Reporting Type: All
ReportingType | 2015 | 2020 | 2025 | 2030 | 2035 | 2040
BM | 829.57 | 1174.5 | 1643.49 | 1871.38 | 1875.07 | 1721.32
CC | 111360.53 | 145992.82 | 145737.2 | 136051.96 | 136602.58 | 123779.39
CSP | 0 | 0 | 0 | 0 | 0 | 0
CT | 643.46 | 707.92 | 759.49 | 667.84 | 205.32 | 494.91
Coal | 68472.22 | 33969.98 | 12210.88 | 4757.72 | 4346.28 | 4357.38
Geo | 277 | 1159.83 | 3042.65 | 3028.39 | 3003.51 | 2461.97
H | 1511 | 1944.16 | 2811.19 | 3718.45 | 3718.45 | 3718.45
LFG | 541.97 | 1191.67 | 1887.88 | 2112.85 | 2080.1 | 1668.05
Nuc | 27257.77 | 31456.45 | 33102.91 | 68812.25 | 79300.53 | 111421.5
PS | 517.25 | 517.25 | 517.25 | 517.25 | 517.25 | 517.25
PV | 639.15 | 1398.18 | 1703.1 | 1762.19 | 1135.39 | 432.74
PeakG | 2307.9 | 3325.23 | 2675.94 | 2912.93 | 2963.95 | 2764.58
PeakO | 537.15 | 704.79 | 570.54 | 504.73 | 480.78 | 464.26
ST | 355.08 | 671.89 | 754.07 | 697.5 | 453.17 | 188.43
STOG | 2713.71 | 3052.98 | 2386.85 | 2311.83 | 1907.3 | 1771.73
STWD | 1148.49 | 1270.37 | 1511.9 | 1974.23 | 2048.45 | 2298.01
WT | 8135.22 | 37616.71 | 66021.73 | 83588.29 | 79827.29 | 55229.25
IGCC | 464.41 | 498.24 | 276.98 | 253.12 | 253.12 | 260.76
DemandResponse | 0 | 0 | 0 | 0 | 0 | 0
IGCC-CCS | 0 | 0 | 0 | 0 | 0 | 0
WT_off | 308.81 | 308.81 | 907.86 | 907.86 | 624.09 | 624.09
PseudoUnit | 0 | 0 | 961.64 | 1264.51 | 1264.51 | 1264.51
FixedInterchange | 0 | 0 | 0 | 0 | 0 | 0
Total Costs by Reporting Type: EI_US
ReportingType | 2015 | 2020 | 2025 | 2030 | 2035 | 2040
BM | 554.47 | 891.61 | 1347.31 | 1502.18 | 1505.87 | 1341.98
CC | 75966.16 | 104538.32 | 102182.19 | 95389.35 | 101284.05 | 95104.87
CSP | 0 | 0 | 0 | 0 | 0 | 0
CT | 439.4 | 503.53 | 556.22 | 463.59 | 203.24 | 492.84
Coal | 54946.65 | 20984.75 | 5872.3 | 3350.18 | 3193.1 | 3186.65
Geo | 3.95 | 3.95 | 3.95 | 3.95 | 3.95 | 3.95
H | 419.29 | 601.36 | 954.22 | 1197.7 | 1197.7 | 1197.7
LFG | 447.6 | 776.41 | 1199.39 | 1424.35 | 1403.88 | 1199.04
Nuc | 21188.81 | 25019.36 | 26602.06 | 41735.59 | 45135.78 | 67566.96
PS | 401.94 | 401.94 | 401.94 | 401.94 | 401.94 | 401.94
PV | 30.85 | 789.87 | 1094.79 | 1153.89 | 1129.55 | 426.9
PeakG | 1950.08 | 2818.14 | 2268.46 | 2448.28 | 2479.45 | 2286.47
PeakO | 518.27 | 680.47 | 551 | 485.19 | 461.24 | 444.72
ST | 0 | 0 | 0 | 0 | 0 | 0
STOG | 1695.19 | 1801.1 | 1583.57 | 1563.29 | 1449.68 | 1449.98
STWD | 756.62 | 661.61 | 594.87 | 899.68 | 953.22 | 1180.37
WT | 5733.61 | 30399.08 | 51774.67 | 68451.04 | 66051.92 | 45634.65
IGCC | 464.41 | 498.24 | 276.98 | 253.12 | 253.12 | 260.76
DemandResponse | 0 | 0 | 0 | 0 | 0 | 0
IGCC-CCS | 0 | 0 | 0 | 0 | 0 | 0
WT_off | 308.81 | 308.81 | 907.86 | 907.86 | 624.09 | 624.09
PseudoUnit | 0 | 0 | 961.64 | 1264.51 | 1264.51 | 1264.51
FixedInterchange | 0 | 0 | 0 | 0 | 0 | 0
Total Costs by Reporting Type: EI_Canada
ReportingType | 2015 | 2020 | 2025 | 2030 | 2035 | 2040
BM | 177.6 | 177.6 | 177.7 | 178.55 | 178.55 | 188.69
CC | 1025.92 | 1005.56 | 280.2 | 240.23 | 240.01 | 51.7
CSP | 0 | 0 | 0 | 0 | 0 | 0
CT | 45.21 | 45.31 | 44.26 | 44.26 | 0 | 0
Coal | 63.62 | 10.64 | 0 | 0 | 0 | 0
Geo | 0 | 0 | 0 | 0 | 0 | 0
H | 216.06 | 467.15 | 981.32 | 1645.09 | 1645.09 | 1645.09
LFG | 19.32 | 19.32 | 19.32 | 19.55 | 14.43 | 14.43
Nuc | 2990.32 | 3007.74 | 3062.22 | 3080.31 | 2836.59 | 3030.72
PS | 2.92 | 2.92 | 2.92 | 2.92 | 2.92 | 2.92
PV | 558.01 | 558.01 | 558.01 | 558.01 | 0.44 | 0.44
PeakG | 15.07 | 11.4 | 0 | 0 | 0 | 0
PeakO | 0.09 | 0.09 | 0 | 0 | 0 | 0
ST | 0 | 0 | 0 | 0 | 0 | 0
STOG | 6.13 | 5.54 | 0 | 0 | 0 | 0
STWD | 4.77 | 5.44 | 5.35 | 8.12 | 28.8 | 51.22
WT | 868.55 | 868.55 | 868.55 | 868.55 | 112.43 | 112.43
IGCC | 0 | 0 | 0 | 0 | 0 | 0
DemandResponse | 0 | 0 | 0 | 0 | 0 | 0
IGCC-CCS | 0 | 0 | 0 | 0 | 0 | 0
WT_off | 0 | 0 | 0 | 0 | 0 | 0
PseudoUnit | 0 | 0 | 0 | 0 | 0 | 0
FixedInterchange | 0 | 0 | 0 | 0 | 0 | 0
Total Costs by Reporting Type: EI
ReportingType | 2015 | 2020 | 2025 | 2030 | 2035 | 2040
BM | 732.07 | 1069.21 | 1525.01 | 1680.73 | 1684.42 | 1530.67
CC | 76992.08 | 105543.88 | 102462.39 | 95629.58 | 101524.06 | 95156.56
CSP | 0 | 0 | 0 | 0 | 0 | 0
CT | 484.61 | 548.84 | 600.48 | 507.85 | 203.24 | 492.84
Coal | 55010.27 | 20995.39 | 5872.3 | 3350.18 | 3193.1 | 3186.65
Geo | 3.95 | 3.95 | 3.95 | 3.95 | 3.95 | 3.95
H | 635.35 | 1068.51 | 1935.54 | 2842.8 | 2842.8 | 2842.8
LFG | 466.92 | 795.73 | 1218.71 | 1443.9 | 1418.31 | 1213.47
Nuc | 24179.13 | 28027.1 | 29664.28 | 44815.9 | 47972.37 | 70597.68
PS | 404.86 | 404.86 | 404.86 | 404.86 | 404.86 | 404.86
PV | 588.85 | 1347.88 | 1652.8 | 1711.89 | 1129.99 | 427.34
PeakG | 1965.15 | 2829.54 | 2268.46 | 2448.28 | 2479.45 | 2286.47
PeakO | 518.36 | 680.56 | 551 | 485.19 | 461.24 | 444.72
ST | 0 | 0 | 0 | 0 | 0 | 0
STOG | 1701.32 | 1806.63 | 1583.57 | 1563.29 | 1449.68 | 1449.98
STWD | 761.39 | 667.05 | 600.22 | 907.8 | 982.02 | 1231.58
WT | 6602.17 | 31267.64 | 52643.22 | 69319.6 | 66164.36 | 45747.09
IGCC | 464.41 | 498.24 | 276.98 | 253.12 | 253.12 | 260.76
DemandResponse | 0 | 0 | 0 | 0 | 0 | 0
IGCC-CCS | 0 | 0 | 0 | 0 | 0 | 0
WT_off | 308.81 | 308.81 | 907.86 | 907.86 | 624.09 | 624.09
PseudoUnit | 0 | 0 | 961.64 | 1264.51 | 1264.51 | 1264.51
FixedInterchange | 0 | 0 | 0 | 0 | 0 | 0
Total Costs by Reporting Type: Outside_EI
ReportingType | 2015 | 2020 | 2025 | 2030 | 2035 | 2040
BM | 97.5 | 105.29 | 118.47 | 190.65 | 190.65 | 190.65
CC | 34368.45 | 40448.94 | 43274.81 | 40422.38 | 35078.52 | 28622.83
CSP | 0 | 0 | 0 | 0 | 0 | 0
CT | 158.85 | 159.09 | 159 | 159.99 | 2.08 | 2.08
Coal | 13461.95 | 12974.6 | 6338.58 | 1407.54 | 1153.18 | 1170.73
Geo | 273.05 | 1155.88 | 3038.7 | 3024.44 | 2999.56 | 2458.02
H | 875.65 | 875.65 | 875.65 | 875.65 | 875.65 | 875.65
LFG | 75.05 | 395.94 | 669.18 | 668.95 | 661.79 | 454.58
Nuc | 3078.63 | 3429.35 | 3438.63 | 23996.35 | 31328.16 | 40823.81
PS | 112.39 | 112.39 | 112.39 | 112.39 | 112.39 | 112.39
PV | 50.3 | 50.3 | 50.3 | 50.3 | 5.4 | 5.4
PeakG | 342.75 | 495.69 | 407.47 | 464.65 | 484.5 | 478.11
PeakO | 18.79 | 24.23 | 19.54 | 19.54 | 19.54 | 19.54
ST | 355.08 | 671.89 | 754.07 | 697.5 | 453.17 | 188.43
STOG | 1012.39 | 1246.35 | 803.27 | 748.54 | 457.62 | 321.74
STWD | 387.1 | 603.31 | 911.68 | 1066.43 | 1066.43 | 1066.43
WT | 1533.05 | 6349.07 | 13378.51 | 14268.7 | 13662.93 | 9482.16
IGCC | 0 | 0 | 0 | 0 | 0 | 0
DemandResponse | 0 | 0 | 0 | 0 | 0 | 0
IGCC-CCS | 0 | 0 | 0 | 0 | 0 | 0
WT_off | 0 | 0 | 0 | 0 | 0 | 0
PseudoUnit | 0 | 0 | 0 | 0 | 0 | 0
FixedInterchange | 0 | 0 | 0 | 0 | 0 | 0
#15 A | RPS Generation Compliance Payments ($)
RPS Program | 2015 | 2020 | 2025 | 2030 | 2035 | 2040
NEISO | 2.16 | 0 | 0 | 0 | 0 | 0
CA | 1658.41 | 0 | 0 | 0 | 0 | 0
NWPP | 0 | 0 | 0 | 0 | 0 | 0
PJM | 0 | 221.95 | 0 | 0 | 0 | 0
US | 0 | 0 | 0 | 0 | 0 | 0
PJM_Solar | 361.86 | 0 | 0 | 0 | 0 | 0
MA_Solar | 160.47 | 2.19 | 0 | 0 | 0 | 0
NH_Solar | 10.81 | 0.14 | 0 | 0 | 0 | 0
MRETS_Solar | 0 | 0 | 0 | 0 | 0 | 0
AZNMSNV | 211.66 | 0 | 0 | 0 | 0 | 0
AZNMSNV_Solar | 52.24 | 0 | 0 | 0 | 0 | 0
MRETS | 0 | 0 | 0 | 0 | 0 | 0
MI | 37.04 | 0 | 0 | 0 | 0 | 0
Ohio | 0 | 0 | 0 | 0 | 0 | 0
Ohio_Solar | 52.28 | 0 | 0 | 0 | 0 | 0
MOKSOKNE | 162.15 | 0 | 0 | 0 | 0 | 0
MO_Solar | 28.72 | 0 | 0 | 0 | 0 | 0
NC | 785.41 | 0 | 0 | 0 | 0 | 0
NC_Solar | 26.33 | 0 | 0 | 0 | 0 | 0
CO | 21.39 | 0 | 0 | 0 | 0 | 0
CO_Solar | 183.92 | 0 | 0 | 0 | 0 | 0
NY | 0 | 0 | 0 | 0 | 0 | 0
TX | 0 | 0 | 0 | 0 | 0 | 0
#15 B | RPS Capacity Compliance Payments ($)
RPS Program | 2015 | 2020 | 2025 | 2030 | 2035 | 2040
NEISO | 0 | 0 | 0 | 0 | 0 | 0
CA | 0 | 0 | 0 | 0 | 0 | 0
NWPP | 0 | 0 | 0 | 0 | 0 | 0
PJM | 0 | 0 | 0 | 0 | 0 | 0
US | 0 | 0 | 0 | 0 | 0 | 0
PJM_Solar | 0 | 0 | 0 | 0 | 0 | 0
MA_Solar | 0 | 0 | 0 | 0 | 0 | 0
NH_Solar | 0 | 0 | 0 | 0 | 0 | 0
MRETS_Solar | 0 | 0 | 0 | 0 | 0 | 0
AZNMSNV | 0 | 0 | 0 | 0 | 0 | 0
AZNMSNV_Solar | 0 | 0 | 0 | 0 | 0 | 0
MRETS | 0 | 0 | 0 | 0 | 0 | 0
MI | 0 | 0 | 0 | 0 | 0 | 0
Ohio | 0 | 0 | 0 | 0 | 0 | 0
Ohio_Solar | 0 | 0 | 0 | 0 | 0 | 0
MOKSOKNE | 0 | 0 | 0 | 0 | 0 | 0
MO_Solar | 0 | 0 | 0 | 0 | 0 | 0
NC | 0 | 0 | 0 | 0 | 0 | 0
NC_Solar | 0 | 0 | 0 | 0 | 0 | 0
CO | 0 | 0 | 0 | 0 | 0 | 0
CO_Solar | 0 | 0 | 0 | 0 | 0 | 0
NY | 0 | 0 | 0 | 0 | 0 | 0
TX | 0 | 0 | 0 | 0 | 0 | 0
#16a | Transmission Costs ($million) [excludes shadow cost]
Transmission Costs: Entergy
Cost | 2015 | 2020 | 2025 | 2030 | 2035 | 2040
a. Wheel Share | 5.9 | 81.15 | 151.72 | 184.57 | 168.46 | 149.23
b. Friction Share | 9.82 | 125.23 | 235.58 | 283.73 | 260.81 | 229.44
Transmission Costs: FRCC
Cost | 2015 | 2020 | 2025 | 2030 | 2035 | 2040
a. Wheel Share | 1.81 | 2.59 | 2.6 | 0.78 | 0.38 | 5.75
b. Friction Share | 1.81 | 2.59 | 2.6 | 1.05 | 0.56 | 5.92
Transmission Costs: MAPP_US
Cost | 2015 | 2020 | 2025 | 2030 | 2035 | 2040
a. Wheel Share | 3.6 | 9.34 | 30.32 | 35.53 | 46.35 | 45.58
b. Friction Share | 2.91 | 6.83 | 22.42 | 26.86 | 37.39 | 37.31
Transmission Costs: MISO_IN
Cost | 2015 | 2020 | 2025 | 2030 | 2035 | 2040
a. Wheel Share | 1.47 | 1.98 | 22.39 | 28.18 | 30.03 | 18.4
b. Friction Share | 1.27 | 11.37 | 14.44 | 26.71 | 27.86 | 20.88
Transmission Costs: MISO_MI
Cost | 2015 | 2020 | 2025 | 2030 | 2035 | 2040
a. Wheel Share | 19.71 | 22.7 | 18.95 | 18.89 | 16.3 | 11.15
b. Friction Share | 50.15 | 64.05 | 47.62 | 54.85 | 48.3 | 33.53
Transmission Costs: MISO_MO-IL
Cost | 2015 | 2020 | 2025 | 2030 | 2035 | 2040
a. Wheel Share | 0.58 | 11.31 | 26.47 | 58.19 | 55.3 | 50.39
b. Friction Share | 1.46 | 21.41 | 42.52 | 67.09 | 67.83 | 59.86
Transmission Costs: MISO_W
Cost | 2015 | 2020 | 2025 | 2030 | 2035 | 2040
a. Wheel Share | 5.67 | 39.33 | 55.53 | 59.06 | 67.75 | 66.61
b. Friction Share | 10.04 | 60.59 | 160.44 | 169.97 | 177.32 | 174.31
Transmission Costs: MISO_WUMS
Cost | 2015 | 2020 | 2025 | 2030 | 2035 | 2040
a. Wheel Share | 0 | 0 | 0 | 0 | 0 | 0
b. Friction Share | 6.32 | 12.22 | 8.09 | 8.89 | 8.56 | 8.44
Transmission Costs: Nebraska
Cost | 2015 | 2020 | 2025 | 2030 | 2035 | 2040
a. Wheel Share | 3.19 | 29.2 | 28.25 | 28.02 | 33.17 | 34.08
b. Friction Share | 2.79 | 43.89 | 42.45 | 42.11 | 49.84 | 51.08
Transmission Costs: NEISO
Cost | 2015 | 2020 | 2025 | 2030 | 2035 | 2040
a. Wheel Share | 0 | 0 | 0 | 0 | 0 | 0
b. Friction Share | 3.14 | 4.1 | 6.41 | 12.15 | 10.82 | 7.54
Transmission Costs: NonRTO_Midwest
Cost | 2015 | 2020 | 2025 | 2030 | 2035 | 2040
a. Wheel Share | 1.55 | 2.04 | 22.39 | 28.28 | 30.55 | 19.29
b. Friction Share | 1 | 1.26 | 13.44 | 17.07 | 18.89 | 12.48
Transmission Costs: NYISO_A-F
Cost | 2015 | 2020 | 2025 | 2030 | 2035 | 2040
a. Wheel Share | 16.81 | 16.93 | 17.32 | 23.66 | 19.8 | 12.83
b. Friction Share | 39.07 | 39.97 | 41.53 | 45.13 | 43.64 | 27.49
Transmission Costs: NYISO_G-I
Cost | 2015 | 2020 | 2025 | 2030 | 2035 | 2040
a. Wheel Share | 1.71 | 1.66 | 2.03 | 4.98 | 1.94 | 3.61
b. Friction Share | 2.36 | 2.47 | 3.06 | 6.95 | 4.85 | 3.8
Transmission Costs: NYISO_J-K
Cost | 2015 | 2020 | 2025 | 2030 | 2035 | 2040
a. Wheel Share | 0.17 | 0.17 | 0.17 | 0.93 | 0.49 | 0.27
b. Friction Share | 1.77 | 2.29 | 3.23 | 7.94 | 5.38 | 5.68
Transmission Costs: PJM_E
Cost | 2015 | 2020 | 2025 | 2030 | 2035 | 2040
a. Wheel Share | 1.87 | 1.83 | 2.2 | 5.92 | 2.43 | 3.88
b. Friction Share | 1.16 | 1.15 | 1.38 | 4.19 | 1.7 | 2.53
Transmission Costs: PJM_ROM
Cost | 2015 | 2020 | 2025 | 2030 | 2035 | 2040
a. Wheel Share | 2.03 | 1.89 | 2.24 | 8.68 | 4.79 | 3.11
b. Friction Share | 1.62 | 1.53 | 1.78 | 5.62 | 3.16 | 2.21
Transmission Costs: PJM_ROR
Cost | 2015 | 2020 | 2025 | 2030 | 2035 | 2040
a. Wheel Share | 10.54 | 7.85 | 39.35 | 29.69 | 16.19 | 3.5
b. Friction Share | 22.42 | 46.76 | 148.08 | 164.97 | 150.71 | 134.22
Transmission Costs: SOCO
Cost | 2015 | 2020 | 2025 | 2030 | 2035 | 2040
a. Wheel Share | 8.96 | 23.32 | 45.03 | 50.44 | 39.21 | 28.52
b. Friction Share | 14.15 | 37 | 70.63 | 89.12 | 65.93 | 44.95
Transmission Costs: SPP_N
Cost | 2015 | 2020 | 2025 | 2030 | 2035 | 2040
a. Wheel Share | 4.15 | 69.54 | 123.85 | 136.62 | 134.11 | 133.93
b. Friction Share | 3.48 | 104.48 | 185.82 | 204.51 | 200.81 | 200.79
Transmission Costs: SPP_S
Cost | 2015 | 2020 | 2025 | 2030 | 2035 | 2040
a. Wheel Share | 1.09 | 12.38 | 12.14 | 14.83 | 14.78 | 15.17
b. Friction Share | 1.89 | 18.69 | 18.31 | 22.38 | 22.32 | 22.94
Transmission Costs: TVA
Cost | 2015 | 2020 | 2025 | 2030 | 2035 | 2040
a. Wheel Share | 0.58 | 1.67 | 1.85 | 0.92 | 0.64 | 0.14
b. Friction Share | 0.75 | 2.1 | 2.35 | 1.27 | 0.9 | 0.28
Transmission Costs: TVA_Transmission
Cost | 2015 | 2020 | 2025 | 2030 | 2035 | 2040
a. Wheel Share | 5.02 | 3.19 | 20.41 | 41.4 | 39.7 | 37.48
b. Friction Share | 4.9 | 4.47 | 27.2 | 37.23 | 37.21 | 33.88
Transmission Costs: VACAR
Cost | 2015 | 2020 | 2025 | 2030 | 2035 | 2040
a. Wheel Share | 6.99 | 8.36 | 38.64 | 35.28 | 18.28 | 3.73
b. Friction Share | 8.2 | 9.23 | 39.03 | 45.83 | 21.99 | 5.81
Transmission Costs: IESO
Cost | 2015 | 2020 | 2025 | 2030 | 2035 | 2040
a. Wheel Share | 38.11 | 41.84 | 37.59 | 38.88 | 36.43 | 27.04
b. Friction Share | 95.27 | 104.61 | 93.07 | 89.4 | 82.77 | 56.76
Transmission Costs: MAPP_CA
Cost | 2015 | 2020 | 2025 | 2030 | 2035 | 2040
a. Wheel Share | 2.38 | 2.96 | 3.7 | 5.34 | 6.45 | 7.02
b. Friction Share | 5.79 | 6.28 | 6.31 | 3.65 | 4.44 | 4.67
Transmission Costs: AZ_NM_SNV_Coal
Cost | 2015 | 2020 | 2025 | 2030 | 2035 | 2040
a. Wheel Share | 20.95 | 20.58 | 22.48 | 3.76 | 6.37 | 6.22
b. Friction Share | 35.46 | 34.97 | 38.38 | 7.16 | 11.56 | 11.31
Transmission Costs: AZ_NM_SNV_Gas
Cost | 2015 | 2020 | 2025 | 2030 | 2035 | 2040
a. Wheel Share | 4.85 | 6.13 | 2.19 | 4.88 | 8.92 | 8.9
b. Friction Share | 8.44 | 10.5 | 4.1 | 8.38 | 15.04 | 14.99
Transmission Costs: AZ_NM_SNV_NucRenew
Cost | 2015 | 2020 | 2025 | 2030 | 2035 | 2040
a. Wheel Share | 16.2 | 18.34 | 14.78 | 18.85 | 30.57 | 32.54
b. Friction Share | 27.19 | 30.94 | 25.09 | 32.07 | 51.71 | 55.01
Transmission Costs: ERCOT
Cost | 2015 | 2020 | 2025 | 2030 | 2035 | 2040
a. Wheel Share | 0.51 | 5.13 | 4.95 | 5.27 | 5.21 | 5.51
b. Friction Share | 0.85 | 7.7 | 7.43 | 7.9 | 7.84 | 8.33
Transmission Costs: NP15
Cost | 2015 | 2020 | 2025 | 2030 | 2035 | 2040
a. Wheel Share | 1.89 | 1.04 | 4.99 | 0.32 | 0.16 | 0.11
b. Friction Share | 3.23 | 1.83 | 8.4 | 0.65 | 0.4 | 0.37
Transmission Costs: NWPP_Coal
Cost | 2015 | 2020 | 2025 | 2030 | 2035 | 2040
a. Wheel Share | 31.52 | 29.69 | 33.64 | 11.02 | 13.01 | 15.92
b. Friction Share | 53.78 | 50.84 | 57.48 | 19.9 | 23.2 | 28.19
Transmission Costs: NWPP_Gas
Cost | 2015 | 2020 | 2025 | 2030 | 2035 | 2040
a. Wheel Share | 0 | 0 | 0 | 0 | 0 | 0
b. Friction Share | 0.28 | 0.39 | 0.39 | 0.14 | 0.1 | 0.09
Transmission Costs: NWPP_NucRenew
Cost | 2015 | 2020 | 2025 | 2030 | 2035 | 2040
a. Wheel Share | 0 | 0 | 0 | 0 | 0 | 0
b. Friction Share | 0.96 | 0.96 | 1.02 | 1.39 | 1.42 | 1.57
Transmission Costs: RMPA
Cost | 2015 | 2020 | 2025 | 2030 | 2035 | 2040
a. Wheel Share | 1 | 9.38 | 8.85 | 12.27 | 12.69 | 12.23
b. Friction Share | 1.66 | 12.93 | 9.77 | 15.47 | 16.18 | 15.4
Transmission Costs: SP15
Cost | 2015 | 2020 | 2025 | 2030 | 2035 | 2040
a. Wheel Share | 69.54 | 64.94 | 27.61 | 27.32 | 42.2 | 46.78
b. Friction Share | 116 | 108.34 | 46.09 | 45.64 | 70.46 | 78.15
Transmission Costs: ALB
Cost | 2015 | 2020 | 2025 | 2030 | 2035 | 2040
a. Wheel Share | 3.74 | 2.17 | 2.02 | 3.84 | 3.21 | 3.49
b. Friction Share | 6.23 | 3.61 | 3.37 | 6.4 | 5.35 | 5.81
Transmission Costs: BC
Cost | 2015 | 2020 | 2025 | 2030 | 2035 | 2040
a. Wheel Share | 3.77 | 2.28 | 2.47 | 3.96 | 3.3 | 4.16
b. Friction Share | 6.28 | 3.81 | 4.12 | 6.61 | 5.5 | 6.93
Transmission Costs: HQ_IESO
Cost | 2015 | 2020 | 2025 | 2030 | 2035 | 2040
a. Wheel Share | 0 | 0 | 0 | 0 | 0 | 0
b. Friction Share | 0.01 | 0.01 | 0.01 | 0.01 | 0.01 | 0.01
Transmission Costs: HQ_NEISO
Cost | 2015 | 2020 | 2025 | 2030 | 2035 | 2040
a. Wheel Share | 0 | 0 | 0 | 0 | 0 | 0
b. Friction Share | 0.11 | 0.11 | 0.11 | 0.12 | 0.12 | 0.12
Transmission Costs: HQ_NY
Cost | 2015 | 2020 | 2025 | 2030 | 2035 | 2040
a. Wheel Share | 0 | 0 | 0 | 0 | 0 | 0
b. Friction Share | 0.03 | 0.03 | 0.12 | 0.12 | 0.12 | 0.12
Transmission Costs: MARITIMES
Cost | 2015 | 2020 | 2025 | 2030 | 2035 | 2040
a. Wheel Share | 0 | 0 | 0 | 0 | 0 | 0
b. Friction Share | 0.05 | 0.05 | 0.05 | 0.07 | 0.07 | 0.07
Transmission Costs: All
Cost | 2015 | 2020 | 2025 | 2030 | 2035 | 2040
a. Wheel Share | 297.87 | 552.93 | 829.12 | 930.57 | 909.18 | 816.53
b. Friction Share | 554.09 | 1001.67 | 1443.74 | 1590.71 | 1563.07 | 1413.28
Transmission Costs: EI_US
Cost | 2015 | 2020 | 2025 | 2030 | 2035 | 2040
a. Wheel Share | 103.41 | 348.44 | 663.84 | 794.85 | 740.66 | 646.64
b. Friction Share | 192.65 | 623.92 | 1138.71 | 1345.94 | 1267.08 | 1125.68
Transmission Costs: EI_Canada
Cost | 2015 | 2020 | 2025 | 2030 | 2035 | 2040
a. Wheel Share | 40.49 | 44.8 | 41.29 | 44.22 | 42.87 | 34.06
b. Friction Share | 101.07 | 110.91 | 99.39 | 93.06 | 87.22 | 61.45
Transmission Costs: EI
Cost | 2015 | 2020 | 2025 | 2030 | 2035 | 2040
a. Wheel Share | 143.89 | 393.24 | 705.13 | 839.08 | 783.54 | 680.7
b. Friction Share | 293.73 | 734.82 | 1238.09 | 1439 | 1354.3 | 1187.12
Transmission Costs: Outside_EI
Cost | 2015 | 2020 | 2025 | 2030 | 2035 | 2040
a. Wheel Share | 153.97 | 159.69 | 123.99 | 91.49 | 125.64 | 135.84
b. Friction Share | 260.36 | 266.84 | 205.64 | 151.7 | 208.77 | 226.15

## Capacity
#1 | New Build Capacity (MW)
New Build Capacity by Reporting Type: Entergy
ReportingType | 2015 | 2020 | 2025 | 2030 | 2035 | 2040
BM | 0 | 0 | 0 | 0 | 0 | 0
CC | 2562.03 | 3253.76 | 0 | 0 | 0 | 959.52
CSP | 0 | 0 | 0 | 0 | 0 | 0
CT | 0 | 0 | 0 | 0 | 0 | 0
Coal | 720 | 0 | 0 | 0 | 0 | 0
Geo | 0 | 0 | 0 | 0 | 0 | 0
H | 0 | 0 | 0 | 0 | 0 | 0
LFG | 0 | 0 | 75.24 | 32.16 | 0 | 0
Nuc | 170 | 0 | 0 | 0 | 0 | 0
PS | 0 | 0 | 0 | 0 | 0 | 0
PV | 0.29 | 61.53 | 29.38 | 0 | 0 | 1.39
PeakG | 0 | 0 | 0 | 0 | 0 | 0
PeakO | 0 | 0 | 0 | 0 | 0 | 0
ST | 0 | 0 | 0 | 0 | 0 | 0
STOG | 0 | 0 | 0 | 0 | 0 | 0
STWD | 0 | 0 | 0 | 0 | 0 | 0
WT | 0 | 0 | 0 | 0 | 0 | 0
IGCC | 0 | 0 | 0 | 0 | 0 | 0
DemandResponse | 0 | 0 | 0 | 0 | 0 | 0
IGCC-CCS | 0 | 0 | 0 | 0 | 0 | 0
WT_off | 0 | 0 | 0 | 0 | 0 | 0
PseudoUnit | 0 | 0 | 0 | 0 | 0 | 0
FixedInterchange | 0 | 0 | 0 | 0 | 0 | 0
New Build Capacity by Reporting Type: FRCC
ReportingType | 2015 | 2020 | 2025 | 2030 | 2035 | 2040
BM | 0 | 0 | 0 | 0 | 0 | 0
CC | 12730.79 | 626.02 | 0 | 0 | 0 | 0
CSP | 0 | 0 | 0 | 0 | 0 | 0
CT | 2480 | 0 | 0 | 0 | 0 | 0
Coal | 0 | 0 | 0 | 0 | 0 | 0
Geo | 0 | 0 | 0 | 0 | 0 | 0
H | 0 | 0 | 0 | 0 | 0 | 0
LFG | 0 | 0 | 198 | 0 | 0 | 0
Nuc | 229.33 | 0 | 2310 | 12866.06 | 1678.84 | 5588.53
PS | 0 | 0 | 0 | 0 | 0 | 0
PV | 0 | 0 | 0 | 0 | 0 | 0
PeakG | 0 | 0 | 0 | 0 | 0 | 0
PeakO | 0 | 0 | 0 | 0 | 0 | 0
ST | 0 | 0 | 0 | 0 | 0 | 0
STOG | 0 | 0 | 0 | 0 | 0 | 0
STWD | 0 | 0 | 0 | 0 | 0 | 0
WT | 0 | 0 | 0 | 0 | 0 | 0
IGCC | 0 | 0 | 0 | 0 | 0 | 0
DemandResponse | 0 | 0 | 0 | 0 | 0 | 0
IGCC-CCS | 0 | 0 | 0 | 0 | 0 | 0
WT_off | 0 | 0 | 0 | 0 | 0 | 0
PseudoUnit | 0 | 0 | 0 | 0 | 0 | 0
FixedInterchange | 0 | 0 | 0 | 0 | 0 | 0
New Build Capacity by Reporting Type: MAPP_US
ReportingType | 2015 | 2020 | 2025 | 2030 | 2035 | 2040
BM | 0 | 0 | 0 | 0 | 0 | 0
CC | 0 | 0 | 0 | 0 | 0 | 0
CSP | 0 | 0 | 0 | 0 | 0 | 0
CT | 308.3 | 172.42 | 0 | 471.19 | 34.97 | 31.01
Coal | 0 | 0 | 0 | 0 | 0 | 0
Geo | 0 | 0 | 0 | 0 | 0 | 0
H | 0 | 0 | 0 | 0 | 0 | 0
LFG | 0 | 0 | 0 | 71.67 | 0 | 0
Nuc | 0 | 0 | 0 | 0 | 0 | 0
PS | 0 | 0 | 0 | 0 | 0 | 0
PV | 0 | 0 | 0 | 0 | 0 | 0
PeakG | 0 | 0 | 0 | 0 | 0 | 0
PeakO | 0 | 0 | 0 | 0 | 0 | 0
ST | 0 | 0 | 0 | 0 | 0 | 0
STOG | 0 | 0 | 0 | 0 | 0 | 0
STWD | 0 | 0 | 0 | 0 | 0 | 0
WT | 421.3 | 3774.28 | 3740.95 | 302.46 | 0 | 0
IGCC | 0 | 0 | 0 | 0 | 0 | 0
DemandResponse | 0 | 0 | 0 | 0 | 0 | 0
IGCC-CCS | 0 | 0 | 0 | 0 | 0 | 0
WT_off | 0 | 0 | 0 | 0 | 0 | 0
PseudoUnit | 0 | 0 | 0 | 0 | 0 | 0
FixedInterchange | 0 | 0 | 0 | 0 | 0 | 0
New Build Capacity by Reporting Type: MISO_IN
ReportingType | 2015 | 2020 | 2025 | 2030 | 2035 | 2040
BM | 0 | 0 | 0 | 0 | 0 | 0
CC | 1257.13 | 15265.64 | 0 | 0 | 0 | 0
CSP | 0 | 0 | 0 | 0 | 0 | 0
CT | 0 | 0 | 0 | 0 | 0 | 0
Coal | 0 | 0 | 0 | 0 | 0 | 0
Geo | 0 | 0 | 0 | 0 | 0 | 0
H | 0 | 0 | 0 | 0 | 0 | 0
LFG | 0 | 0 | 80.12 | 0 | 0 | 0
Nuc | 0 | 0 | 0 | 0 | 0 | 0
PS | 0 | 0 | 0 | 0 | 0 | 0
PV | 0 | 225.83 | 111 | 4.12 | 0 | 0
PeakG | 0 | 0 | 0 | 0 | 0 | 0
PeakO | 0 | 0 | 0 | 0 | 0 | 0
ST | 0 | 0 | 0 | 0 | 0 | 0
STOG | 0 | 0 | 0 | 0 | 0 | 0
STWD | 0 | 0 | 0 | 0 | 0 | 0
WT | 0 | 0 | 0 | 46464.29 | 0 | 0
IGCC | 618 | 0 | 0 | 0 | 0 | 0
DemandResponse | 0 | 0 | 0 | 0 | 0 | 0
IGCC-CCS | 0 | 0 | 0 | 0 | 0 | 0
WT_off | 0 | 0 | 0 | 0 | 0 | 0
PseudoUnit | 0 | 0 | 0 | 0 | 0 | 0
FixedInterchange | 0 | 0 | 0 | 0 | 0 | 0
New Build Capacity by Reporting Type: MISO_MI
ReportingType | 2015 | 2020 | 2025 | 2030 | 2035 | 2040
BM | 0 | 0 | 0 | 0 | 0 | 0
CC | 2412.83 | 842.2 | 0 | 0 | 0 | 0
CSP | 0 | 0 | 0 | 0 | 0 | 0
CT | 0 | 0 | 0 | 0 | 0 | 0
Coal | 0 | 0 | 0 | 0 | 0 | 0
Geo | 0 | 0 | 0 | 0 | 0 | 0
H | 0 | 0 | 0 | 0 | 0 | 0
LFG | 0 | 0 | 160.25 | 0 | 0 | 0
Nuc | 0 | 0 | 0 | 0 | 0 | 0
PS | 0 | 0 | 0 | 0 | 0 | 0
PV | 0 | 0 | 0 | 0 | 0 | 0
PeakG | 0 | 0 | 0 | 0 | 0 | 0
PeakO | 0 | 0 | 0 | 0 | 0 | 0
ST | 0 | 0 | 0 | 0 | 0 | 0
STOG | 0 | 0 | 0 | 0 | 0 | 0
STWD | 0 | 0 | 0 | 0 | 0 | 0
WT | 2000 | 396.68 | 0 | 203.32 | 0 | 0
IGCC | 0 | 0 | 0 | 0 | 0 | 0
DemandResponse | 0 | 0 | 0 | 0 | 0 | 0
IGCC-CCS | 0 | 0 | 0 | 0 | 0 | 0
WT_off | 0 | 0 | 0 | 0 | 0 | 0
PseudoUnit | 0 | 0 | 0 | 0 | 0 | 0
FixedInterchange | 0 | 0 | 0 | 0 | 0 | 0
New Build Capacity by Reporting Type: MISO_MO-IL
ReportingType | 2015 | 2020 | 2025 | 2030 | 2035 | 2040
BM | 0 | 0 | 0 | 0 | 0 | 0
CC | 0 | 2218.63 | 0 | 0 | 0 | 0
CSP | 0 | 0 | 0 | 0 | 0 | 0
CT | 0 | 0 | 0 | 0 | 0 | 0
Coal | 1790 | 0 | 0 | 0 | 0 | 0
Geo | 0 | 0 | 0 | 0 | 0 | 0
H | 0 | 0 | 280 | 0 | 0 | 0
LFG | 0 | 0 | 223.33 | 0 | 0 | 0
Nuc | 0 | 0 | 0 | 0 | 0 | 0
PS | 0 | 0 | 0 | 0 | 0 | 0
PV | 0 | 0 | 0 | 0 | 0 | 0
PeakG | 0 | 0 | 0 | 0 | 0 | 0
PeakO | 0 | 0 | 0 | 0 | 0 | 0
ST | 0 | 0 | 0 | 0 | 0 | 0
STOG | 0 | 0 | 0 | 0 | 0 | 0
STWD | 0 | 0 | 0 | 0 | 0 | 0
WT | 300 | 0 | 5600 | 4887.27 | 0 | 3807.42
IGCC | 0 | 0 | 0 | 0 | 0 | 0
DemandResponse | 0 | 0 | 0 | 0 | 0 | 0
IGCC-CCS | 0 | 0 | 0 | 0 | 0 | 0
WT_off | 0 | 0 | 0 | 0 | 0 | 0
PseudoUnit | 0 | 0 | 0 | 0 | 0 | 0
FixedInterchange | 0 | 0 | 0 | 0 | 0 | 0
New Build Capacity by Reporting Type: MISO_W
ReportingType | 2015 | 2020 | 2025 | 2030 | 2035 | 2040
BM | 0 | 0 | 0 | 0 | 0 | 0
CC | 0 | 0 | 0 | 0 | 0 | 0
CSP | 0 | 0 | 0 | 0 | 0 | 0
CT | 0 | 0 | 0 | 0 | 0 | 0
Coal | 0 | 0 | 0 | 0 | 0 | 0
Geo | 0 | 0 | 0 | 0 | 0 | 0
H | 0 | 0 | 0 | 0 | 0 | 0
LFG | 0 | 0 | 0 | 71.67 | 0 | 0
Nuc | 94.33 | 0 | 0 | 0 | 0 | 0
PS | 0 | 0 | 0 | 0 | 0 | 0
PV | 0 | 0 | 0 | 0 | 0 | 0
PeakG | 0 | 0 | 0 | 0 | 0 | 0
PeakO | 0 | 0 | 0 | 0 | 0 | 0
ST | 0 | 0 | 0 | 0 | 0 | 0
STOG | 0 | 0 | 0 | 0 | 0 | 0
STWD | 0 | 0 | 0 | 0 | 0 | 0
WT | 2800.5 | 0 | 53472.92 | 317.92 | 0 | 450.1
IGCC | 0 | 0 | 0 | 0 | 0 | 0
DemandResponse | 0 | 0 | 0 | 0 | 0 | 0
IGCC-CCS | 0 | 0 | 0 | 0 | 0 | 0
WT_off | 0 | 0 | 0 | 0 | 0 | 0
PseudoUnit | 0 | 0 | 0 | 0 | 0 | 0
FixedInterchange | 0 | 0 | 0 | 0 | 0 | 0
New Build Capacity by Reporting Type: MISO_WUMS
ReportingType | 2015 | 2020 | 2025 | 2030 | 2035 | 2040
BM | 0 | 0 | 0 | 0 | 0 | 0
CC | 5148.07 | 2633.01 | 0 | 0 | 0 | 0
CSP | 0 | 0 | 0 | 0 | 0 | 0
CT | 0 | 0 | 0 | 0 | 0 | 3140.27
Coal | 615 | 0 | 0 | 0 | 0 | 0
Geo | 0 | 0 | 0 | 0 | 0 | 0
H | 0 | 1 | 0 | 0 | 0 | 0
LFG | 0 | 0 | 223.33 | 0 | 0 | 0
Nuc | 235 | 0 | 0 | 0 | 0 | 0
PS | 0 | 0 | 0 | 0 | 0 | 0
PV | 0 | 0 | 0 | 0 | 0 | 0
PeakG | 0 | 0 | 0 | 0 | 0 | 0
PeakO | 0 | 0 | 0 | 0 | 0 | 0
ST | 0 | 0 | 0 | 0 | 0 | 0
STOG | 0 | 0 | 0 | 0 | 0 | 0
STWD | 0 | 0 | 0 | 0 | 0 | 0
WT | 968.9 | 0 | 30.8 | 7559.2 | 0 | 0
IGCC | 0 | 0 | 0 | 0 | 0 | 0
DemandResponse | 0 | 0 | 0 | 0 | 0 | 0
IGCC-CCS | 0 | 0 | 0 | 0 | 0 | 0
WT_off | 0 | 0 | 0 | 0 | 0 | 0
PseudoUnit | 0 | 0 | 0 | 0 | 0 | 0
FixedInterchange | 0 | 0 | 0 | 0 | 0 | 0
New Build Capacity by Reporting Type: Nebraska
ReportingType | 2015 | 2020 | 2025 | 2030 | 2035 | 2040
BM | 0 | 0 | 0 | 0 | 0 | 0
CC | 0 | 0 | 0 | 0 | 0 | 0
CSP | 0 | 0 | 0 | 0 | 0 | 0
CT | 0 | 0 | 0 | 0 | 0 | 0
Coal | 232.1 | 0 | 0 | 0 | 0 | 0
Geo | 0 | 0 | 0 | 0 | 0 | 0
H | 0 | 0 | 0 | 0 | 0 | 0
LFG | 0 | 0 | 0 | 71.67 | 0 | 0
Nuc | 0 | 0 | 0 | 0 | 0 | 0
PS | 0 | 0 | 0 | 0 | 0 | 0
PV | 0 | 0 | 0 | 0 | 0 | 0
PeakG | 0 | 0 | 0 | 0 | 0 | 0
PeakO | 0 | 0 | 0 | 0 | 0 | 0
ST | 0 | 0 | 0 | 0 | 0 | 0
STOG | 0 | 0 | 0 | 0 | 0 | 0
STWD | 0 | 0 | 0 | 0 | 0 | 0
WT | 202 | 16982.83 | 0 | 0 | 4122.8 | 409.89
IGCC | 0 | 0 | 0 | 0 | 0 | 0
DemandResponse | 0 | 0 | 0 | 0 | 0 | 0
IGCC-CCS | 0 | 0 | 0 | 0 | 0 | 0
WT_off | 0 | 0 | 0 | 0 | 0 | 0
PseudoUnit | 0 | 0 | 0 | 0 | 0 | 0
FixedInterchange | 0 | 0 | 0 | 0 | 0 | 0
New Build Capacity by Reporting Type: NEISO
ReportingType | 2015 | 2020 | 2025 | 2030 | 2035 | 2040
BM | 252.2 | 0 | 0 | 0 | 0 | 0
CC | 2049.5 | 0 | 0 | 0 | 447.14 | 0
CSP | 0 | 0 | 0 | 0 | 0 | 0
CT | 334 | 0 | 0 | 0 | 0 | 0
Coal | 0 | 0 | 0 | 0 | 0 | 0
Geo | 0 | 0 | 0 | 0 | 0 | 0
H | 0 | 0 | 0 | 3 | 0 | 0
LFG | 49.26 | 0 | 0 | 69.74 | 0 | 0
Nuc | 0 | 0 | 0 | 0 | 0 | 0
PS | 0 | 0 | 0 | 0 | 0 | 0
PV | 0 | 288.34 | 0 | 0 | 0 | 0
PeakG | 0 | 0 | 0 | 0 | 0 | 0
PeakO | 0 | 0 | 0 | 0 | 0 | 0
ST | 0 | 0 | 0 | 0 | 0 | 0
STOG | 0 | 0 | 0 | 0 | 0 | 0
STWD | 0 | 0 | 0 | 0 | 0 | 0
WT | 231.2 | 2552.67 | 1422.57 | 1073.56 | 0 | 0
IGCC | 0 | 0 | 0 | 0 | 0 | 0
DemandResponse | 0 | 0 | 0 | 0 | 0 | 0
IGCC-CCS | 0 | 0 | 0 | 0 | 0 | 0
WT_off | 468 | 0 | 0 | 0 | 0 | 0
PseudoUnit | 0 | 0 | 0 | 0 | 0 | 0
FixedInterchange | 0 | 0 | 0 | 0 | 0 | 0
New Build Capacity by Reporting Type: NonRTO_Midwest
ReportingType | 2015 | 2020 | 2025 | 2030 | 2035 | 2040
BM | 0 | 0 | 0 | 0 | 0 | 0
CC | 1761.35 | 4536.37 | 0 | 0 | 0 | 0
CSP | 0 | 0 | 0 | 0 | 0 | 0
CT | 0 | 0 | 0 | 0 | 0 | 0
Coal | 0 | 0 | 0 | 0 | 0 | 0
Geo | 0 | 0 | 0 | 0 | 0 | 0
H | 0 | 0 | 746 | 0 | 0 | 0
LFG | 0 | 0 | 160.25 | 0 | 0 | 0
Nuc | 0 | 0 | 0 | 0 | 369.55 | 1266.98
PS | 0 | 0 | 0 | 0 | 0 | 0
PV | 0 | 0 | 0 | 0 | 0 | 0
PeakG | 0 | 0 | 0 | 0 | 0 | 0
PeakO | 0 | 0 | 0 | 0 | 0 | 0
ST | 0 | 0 | 0 | 0 | 0 | 0
STOG | 0 | 0 | 0 | 0 | 0 | 0
STWD | 0 | 0 | 0 | 0 | 0 | 0
WT | 0 | 0 | 0 | 0 | 0 | 0
IGCC | 0 | 0 | 0 | 0 | 0 | 0
DemandResponse | 0 | 0 | 0 | 0 | 0 | 0
IGCC-CCS | 0 | 0 | 0 | 0 | 0 | 0
WT_off | 0 | 0 | 0 | 0 | 0 | 0
PseudoUnit | 0 | 0 | 0 | 0 | 0 | 0
FixedInterchange | 0 | 0 | 0 | 0 | 0 | 0
New Build Capacity by Reporting Type: NYISO_A-F
ReportingType | 2015 | 2020 | 2025 | 2030 | 2035 | 2040
BM | 0 | 0 | 0 | 0 | 0 | 0
CC | 639 | 0 | 0 | 0 | 0 | 0
CSP | 0 | 0 | 0 | 0 | 0 | 0
CT | 0 | 0 | 0 | 0 | 0 | 0
Coal | 0 | 0 | 0 | 0 | 0 | 0
Geo | 0 | 0 | 0 | 0 | 0 | 0
H | 0 | 0 | 0 | 0 | 0 | 0
LFG | 6.4 | 0 | 0 | 67.93 | 0 | 0
Nuc | 168 | 0 | 0 | 0 | 0 | 0
PS | 0 | 0 | 0 | 0 | 0 | 0
PV | 0 | 0 | 0 | 0 | 0 | 0
PeakG | 0 | 0 | 0 | 0 | 0 | 0
PeakO | 0 | 0 | 0 | 0 | 0 | 0
ST | 0 | 0 | 0 | 0 | 0 | 0
STOG | 0 | 0 | 0 | 0 | 0 | 0
STWD | 0 | 0 | 0 | 0 | 0 | 0
WT | 2476.3 | 709.8 | 0 | 3608.25 | 0 | 0
IGCC | 0 | 0 | 0 | 0 | 0 | 0
DemandResponse | 0 | 0 | 0 | 0 | 0 | 0
IGCC-CCS | 0 | 0 | 0 | 0 | 0 | 0
WT_off | 0 | 0 | 0 | 0 | 0 | 0
PseudoUnit | 0 | 0 | 0 | 0 | 0 | 0
FixedInterchange | 0 | 0 | 0 | 0 | 0 | 0
New Build Capacity by Reporting Type: NYISO_G-I
ReportingType | 2015 | 2020 | 2025 | 2030 | 2035 | 2040
BM | 0 | 0 | 0 | 0 | 0 | 0
CC | 0 | 427.15 | 0 | 53.74 | 550.44 | 1836.64
CSP | 0 | 0 | 0 | 0 | 0 | 0
CT | 0 | 0 | 0 | 0 | 0 | 0
Coal | 0 | 0 | 0 | 0 | 0 | 0
Geo | 0 | 0 | 0 | 0 | 0 | 0
H | 0 | 0 | 0 | 0 | 0 | 0
LFG | 0 | 0 | 0 | 74.33 | 0 | 0
Nuc | 0 | 0 | 0 | 0 | 0 | 0
PS | 0 | 0 | 0 | 0 | 0 | 0
PV | 0 | 0 | 0 | 0 | 0 | 0
PeakG | 0 | 0 | 0 | 0 | 0 | 0
PeakO | 0 | 0 | 0 | 0 | 0 | 0
ST | 0 | 0 | 0 | 0 | 0 | 0
STOG | 0 | 0 | 0 | 0 | 0 | 0
STWD | 0 | 0 | 0 | 0 | 0 | 0
WT | 0 | 60 | 0 | 300 | 0 | 0
IGCC | 0 | 0 | 0 | 0 | 0 | 0
DemandResponse | 0 | 0 | 0 | 0 | 0 | 0
IGCC-CCS | 0 | 0 | 0 | 0 | 0 | 0
WT_off | 0 | 0 | 0 | 0 | 0 | 0
PseudoUnit | 0 | 0 | 0 | 0 | 0 | 0
FixedInterchange | 0 | 0 | 0 | 0 | 0 | 0
New Build Capacity by Reporting Type: NYISO_J-K
ReportingType | 2015 | 2020 | 2025 | 2030 | 2035 | 2040
BM | 0 | 0 | 0 | 0 | 0 | 0
CC | 1175.4 | 0 | 0 | 0 | 0 | 0
CSP | 0 | 0 | 0 | 0 | 0 | 0
CT | 0 | 0 | 0 | 0 | 0 | 0
Coal | 0 | 0 | 0 | 0 | 0 | 0
Geo | 0 | 0 | 0 | 0 | 0 | 0
H | 0 | 0 | 0 | 0 | 0 | 0
LFG | 0 | 0 | 0 | 74.33 | 0 | 0
Nuc | 0 | 0 | 0 | 0 | 0 | 0
PS | 0 | 0 | 0 | 0 | 0 | 0
PV | 32 | 0 | 0 | 0 | 0 | 0
PeakG | 0 | 0 | 0 | 0 | 0 | 0
PeakO | 0 | 0 | 0 | 0 | 0 | 0
ST | 0 | 0 | 0 | 0 | 0 | 0
STOG | 0 | 0 | 0 | 0 | 0 | 0
STWD | 0 | 0 | 0 | 0 | 0 | 0
WT | 0 | 0 | 0 | 0 | 0 | 0
IGCC | 0 | 0 | 0 | 0 | 0 | 0
DemandResponse | 0 | 0 | 0 | 0 | 0 | 0
IGCC-CCS | 0 | 0 | 0 | 0 | 0 | 0
WT_off | 0 | 0 | 0 | 0 | 0 | 0
PseudoUnit | 0 | 0 | 0 | 0 | 0 | 0
FixedInterchange | 0 | 0 | 0 | 0 | 0 | 0
New Build Capacity by Reporting Type: PJM_E
ReportingType | 2015 | 2020 | 2025 | 2030 | 2035 | 2040
BM | 30 | 0 | 0 | 0 | 0 | 0
CC | 4634.3 | 0 | 0 | 0 | 0 | 0
CSP | 0 | 0 | 0 | 0 | 0 | 0
CT | 26.2 | 0 | 0 | 0 | 0 | 0
Coal | 27 | 0 | 0 | 0 | 0 | 0
Geo | 0 | 0 | 0 | 0 | 0 | 0
H | 0 | 0 | 0 | 0 | 0 | 0
LFG | 9.1 | 132.9 | 0 | 0 | 0 | 0
Nuc | 38 | 0 | 0 | 0 | 0 | 0
PS | 0 | 0 | 0 | 0 | 0 | 0
PV | 25.45 | 0 | 0 | 0 | 0 | 0
PeakG | 0 | 0 | 0 | 0 | 0 | 0
PeakO | 0 | 0 | 0 | 0 | 0 | 0
ST | 0 | 0 | 0 | 0 | 0 | 0
STOG | 0 | 0 | 0 | 0 | 0 | 0
STWD | 0 | 0 | 0 | 0 | 0 | 0
WT | 1150 | 0 | 0 | 0 | 0 | 0
IGCC | 0 | 0 | 0 | 0 | 0 | 0
DemandResponse | 0 | 0 | 0 | 0 | 0 | 0
IGCC-CCS | 0 | 0 | 0 | 0 | 0 | 0
WT_off | 0 | 0 | 1100 | 0 | 0 | 0
PseudoUnit | 0 | 0 | 0 | 0 | 0 | 0
FixedInterchange | 0 | 0 | 0 | 0 | 0 | 0
New Build Capacity by Reporting Type: PJM_ROM
ReportingType | 2015 | 2020 | 2025 | 2030 | 2035 | 2040
BM | 18 | 0 | 0 | 0 | 0 | 0
CC | 1678.5 | 0 | 0 | 1657.51 | 7153.2 | 8995.13
CSP | 0 | 0 | 0 | 0 | 0 | 0
CT | 16 | 0 | 0 | 0 | 0 | 0
Coal | 32.5 | 0 | 0 | 0 | 0 | 0
Geo | 0 | 0 | 0 | 0 | 0 | 0
H | 0 | 0 | 0 | 678 | 0 | 0
LFG | 18.9 | 265.1 | 0 | 0 | 0 | 0
Nuc | 0 | 0 | 0 | 0 | 0 | 0
PS | 0 | 0 | 0 | 0 | 0 | 0
PV | 0 | 1355.2 | 758.74 | 169.83 | 12.8 | 61.08
PeakG | 0 | 0 | 0 | 0 | 0 | 0
PeakO | 0 | 0 | 0 | 0 | 0 | 0
ST | 0 | 0 | 0 | 0 | 0 | 0
STOG | 0 | 0 | 0 | 0 | 0 | 0
STWD | 0 | 0 | 0 | 0 | 0 | 0
WT | 479.8 | 750.2 | 0 | 0 | 0 | 0
IGCC | 0 | 0 | 0 | 0 | 0 | 0
DemandResponse | 0 | 0 | 0 | 0 | 0 | 0
IGCC-CCS | 0 | 0 | 0 | 0 | 0 | 0
WT_off | 0 | 0 | 0 | 0 | 0 | 0
PseudoUnit | 0 | 0 | 0 | 0 | 0 | 0
FixedInterchange | 0 | 0 | 0 | 0 | 0 | 0
New Build Capacity by Reporting Type: PJM_ROR
ReportingType | 2015 | 2020 | 2025 | 2030 | 2035 | 2040
BM | 385 | 0 | 0 | 0 | 0 | 0
CC | 19352.25 | 9153.6 | 0 | 0 | 0 | 0
CSP | 0 | 0 | 0 | 0 | 0 | 0
CT | 29 | 0 | 0 | 0 | 0 | 0
Coal | 2164 | 0 | 0 | 0 | 0 | 0
Geo | 0 | 0 | 0 | 0 | 0 | 0
H | 0 | 503 | 0 | 0 | 0 | 0
LFG | 57.4 | 513.71 | 0 | 0 | 0 | 0
Nuc | 38 | 0 | 0 | 0 | 0 | 0
PS | 0 | 0 | 0 | 0 | 0 | 0
PV | 0 | 0 | 0 | 0 | 0 | 0
PeakG | 0 | 0 | 0 | 0 | 0 | 0
PeakO | 0 | 0 | 0 | 0 | 0 | 0
ST | 0 | 0 | 0 | 0 | 0 | 0
STOG | 0 | 0 | 0 | 0 | 0 | 0
STWD | 0 | 0 | 0 | 0 | 0 | 0
WT | 8325.7 | 191.7 | 7237.5 | 1916.39 | 0 | 0
IGCC | 0 | 0 | 0 | 0 | 0 | 0
DemandResponse | 0 | 0 | 0 | 0 | 0 | 0
IGCC-CCS | 0 | 0 | 0 | 0 | 0 | 0
WT_off | 0 | 0 | 0 | 0 | 0 | 0
PseudoUnit | 0 | 0 | 0 | 0 | 0 | 0
FixedInterchange | 0 | 0 | 0 | 0 | 0 | 0
New Build Capacity by Reporting Type: SOCO
ReportingType | 2015 | 2020 | 2025 | 2030 | 2035 | 2040
BM | 55 | 0 | 0 | 0 | 0 | 0
CC | 8622.58 | 6378.09 | 0 | 0 | 0 | 0
CSP | 0 | 0 | 0 | 0 | 0 | 0
CT | 0 | 0 | 0 | 0 | 0 | 0
Coal | 0 | 0 | 0 | 0 | 0 | 0
Geo | 0 | 0 | 0 | 0 | 0 | 0
H | 0 | 0 | 0 | 0 | 0 | 0
LFG | 0 | 0 | 107.4 | 0 | 0 | 0
Nuc | 70 | 2200 | 0 | 2699.07 | 2118.73 | 7730.04
PS | 0 | 0 | 0 | 0 | 0 | 0
PV | 0 | 0 | 0 | 0 | 0 | 0
PeakG | 0 | 0 | 0 | 0 | 0 | 0
PeakO | 0 | 0 | 0 | 0 | 0 | 0
ST | 0 | 0 | 0 | 0 | 0 | 0
STOG | 0 | 0 | 0 | 0 | 0 | 0
STWD | 0 | 0 | 0 | 0 | 0 | 0
WT | 0 | 0 | 0 | 0 | 0 | 0
IGCC | 0 | 0 | 0 | 0 | 0 | 0
DemandResponse | 0 | 0 | 0 | 0 | 0 | 0
IGCC-CCS | 0 | 0 | 0 | 0 | 0 | 0
WT_off | 0 | 0 | 0 | 0 | 0 | 0
PseudoUnit | 0 | 0 | 0 | 0 | 0 | 0
FixedInterchange | 0 | 0 | 0 | 0 | 0 | 0
New Build Capacity by Reporting Type: SPP_N
ReportingType | 2015 | 2020 | 2025 | 2030 | 2035 | 2040
BM | 0 | 0 | 0 | 0 | 0 | 0
CC | 0 | 0 | 0 | 0 | 0 | 0
CSP | 0 | 0 | 0 | 0 | 0 | 0
CT | 0 | 0 | 0 | 0 | 747.21 | 194.09
Coal | 465.04 | 0 | 0 | 0 | 0 | 0
Geo | 0 | 0 | 0 | 0 | 0 | 0
H | 0 | 0 | 0 | 0 | 0 | 0
LFG | 0 | 0 | 0 | 95 | 0 | 0
Nuc | 0 | 0 | 0 | 0 | 0 | 0
PS | 0 | 0 | 0 | 0 | 0 | 0
PV | 0 | 0 | 0 | 0 | 0 | 0
PeakG | 0 | 0 | 0 | 0 | 0 | 0
PeakO | 0 | 0 | 0 | 0 | 0 | 0
ST | 0 | 0 | 0 | 0 | 0 | 0
STOG | 0 | 0 | 0 | 0 | 0 | 0
STWD | 0 | 0 | 0 | 0 | 0 | 0
WT | 0 | 36823.51 | 18228.34 | 5926.58 | 1485.06 | 425.38
IGCC | 0 | 0 | 0 | 0 | 0 | 0
DemandResponse | 0 | 0 | 0 | 0 | 0 | 0
IGCC-CCS | 0 | 0 | 0 | 0 | 0 | 0
WT_off | 0 | 0 | 0 | 0 | 0 | 0
PseudoUnit | 0 | 0 | 0 | 0 | 0 | 0
FixedInterchange | 0 | 0 | 0 | 0 | 0 | 0
New Build Capacity by Reporting Type: SPP_S
ReportingType | 2015 | 2020 | 2025 | 2030 | 2035 | 2040
BM | 0 | 0 | 0 | 0 | 0 | 0
CC | 0 | 969.88 | 0 | 0 | 866.32 | 0
CSP | 0 | 0 | 0 | 0 | 0 | 0
CT | 412.99 | 300 | 0 | 0 | 529.96 | 238.1
Coal | 988 | 0 | 0 | 0 | 0 | 0
Geo | 0 | 0 | 0 | 0 | 0 | 0
H | 0 | 0 | 0 | 0 | 0 | 0
LFG | 0 | 0 | 0 | 95 | 0 | 0
Nuc | 0 | 0 | 0 | 0 | 0 | 0
PS | 0 | 0 | 0 | 0 | 0 | 0
PV | 0 | 0 | 0 | 0 | 0 | 0
PeakG | 0 | 0 | 0 | 0 | 0 | 0
PeakO | 0 | 0 | 0 | 0 | 0 | 0
ST | 0 | 0 | 0 | 0 | 0 | 0
STOG | 0 | 0 | 0 | 0 | 0 | 0
STWD | 0 | 0 | 0 | 0 | 0 | 0
WT | 430 | 39469.88 | 1171.5 | 2173.76 | 0 | 332
IGCC | 0 | 0 | 0 | 0 | 0 | 0
DemandResponse | 0 | 0 | 0 | 0 | 0 | 0
IGCC-CCS | 0 | 0 | 0 | 0 | 0 | 0
WT_off | 0 | 0 | 0 | 0 | 0 | 0
PseudoUnit | 0 | 0 | 0 | 0 | 0 | 0
FixedInterchange | 0 | 0 | 0 | 0 | 0 | 0
New Build Capacity by Reporting Type: TVA
ReportingType | 2015 | 2020 | 2025 | 2030 | 2035 | 2040
BM | 0 | 0 | 0 | 0 | 0 | 0
CC | 4337.82 | 5124.25 | 0 | 0 | 0 | 0
CSP | 0 | 0 | 0 | 0 | 0 | 0
CT | 0 | 0 | 0 | 0 | 0 | 0
Coal | 0 | 0 | 0 | 0 | 0 | 0
Geo | 0 | 0 | 0 | 0 | 0 | 0
H | 0 | 0 | 0 | 27 | 0 | 0
LFG | 0 | 0 | 107.4 | 0 | 0 | 0
Nuc | 1697.89 | 0 | 0 | 0 | 4823.02 | 460.8
PS | 0 | 0 | 0 | 0 | 0 | 0
PV | 0 | 0 | 0 | 0 | 0 | 0
PeakG | 0 | 0 | 0 | 0 | 0 | 0
PeakO | 0 | 0 | 0 | 0 | 0 | 0
ST | 0 | 0 | 0 | 0 | 0 | 0
STOG | 0 | 0 | 0 | 0 | 0 | 0
STWD | 0 | 0 | 0 | 0 | 0 | 0
WT | 0 | 0 | 0 | 0 | 0 | 0
IGCC | 0 | 0 | 0 | 0 | 0 | 0
DemandResponse | 0 | 0 | 0 | 0 | 0 | 0
IGCC-CCS | 0 | 0 | 0 | 0 | 0 | 0
WT_off | 0 | 0 | 0 | 0 | 0 | 0
PseudoUnit | 0 | 0 | 0 | 0 | 0 | 0
FixedInterchange | 0 | 0 | 0 | 0 | 0 | 0
New Build Capacity by Reporting Type: TVA_Transmission
ReportingType | 2015 | 2020 | 2025 | 2030 | 2035 | 2040
BM | 0 | 0 | 0 | 0 | 0 | 0
CC | 0 | 0 | 0 | 0 | 0 | 0
CSP | 0 | 0 | 0 | 0 | 0 | 0
CT | 0 | 0 | 0 | 0 | 0 | 0
Coal | 0 | 0 | 0 | 0 | 0 | 0
Geo | 0 | 0 | 0 | 0 | 0 | 0
H | 0 | 0 | 0 | 0 | 0 | 0
LFG | 0 | 0 | 0 | 0 | 0 | 0
Nuc | 0 | 0 | 0 | 0 | 0 | 0
PS | 0 | 0 | 0 | 0 | 0 | 0
PV | 0 | 0 | 0 | 0 | 0 | 0
PeakG | 0 | 0 | 0 | 0 | 0 | 0
PeakO | 0 | 0 | 0 | 0 | 0 | 0
ST | 0 | 0 | 0 | 0 | 0 | 0
STOG | 0 | 0 | 0 | 0 | 0 | 0
STWD | 0 | 0 | 0 | 0 | 0 | 0
WT | 0 | 0 | 0 | 0 | 0 | 0
IGCC | 0 | 0 | 0 | 0 | 0 | 0
DemandResponse | 0 | 0 | 0 | 0 | 0 | 0
IGCC-CCS | 0 | 0 | 0 | 0 | 0 | 0
WT_off | 0 | 0 | 0 | 0 | 0 | 0
PseudoUnit | 0 | 0 | 0 | 0 | 0 | 0
FixedInterchange | 0 | 0 | 0 | 0 | 0 | 0
New Build Capacity by Reporting Type: VACAR
ReportingType | 2015 | 2020 | 2025 | 2030 | 2035 | 2040
BM | 0.92 | 170.21 | 538.56 | 12.74 | 0 | 47.58
CC | 16587.98 | 0 | 0 | 0 | 0 | 0
CSP | 0 | 0 | 0 | 0 | 0 | 0
CT | 717.2 | 0 | 0 | 0 | 0 | 0
Coal | 825 | 0 | 0 | 0 | 0 | 0
Geo | 0 | 0 | 0 | 0 | 0 | 0
H | 0 | 0 | 0 | 0 | 0 | 0
LFG | 0.34 | 107.06 | 0 | 0 | 0 | 0
Nuc | 0 | 2330 | 0 | 4600.22 | 3078.88 | 9411.55
PS | 0 | 0 | 0 | 0 | 0 | 0
PV | 0 | 133.61 | 2.34 | 0.8 | 0 | 3
PeakG | 0 | 0 | 0 | 0 | 0 | 0
PeakO | 0 | 0 | 0 | 0 | 0 | 0
ST | 0 | 0 | 0 | 0 | 0 | 0
STOG | 0 | 0 | 0 | 0 | 0 | 0
STWD | 0 | 0 | 0 | 0 | 0 | 0
WT | 0.9 | 3499.1 | 0 | 0 | 0 | 0
IGCC | 0 | 0 | 0 | 0 | 0 | 0
DemandResponse | 0 | 0 | 0 | 0 | 0 | 0
IGCC-CCS | 0 | 0 | 0 | 0 | 0 | 0
WT_off | 1 | 0 | 0 | 0 | 0 | 0
PseudoUnit | 0 | 0 | 0 | 0 | 0 | 0
FixedInterchange | 0 | 0 | 0 | 0 | 0 | 0
New Build Capacity by Reporting Type: IESO
ReportingType | 2015 | 2020 | 2025 | 2030 | 2035 | 2040
BM | 326.33 | 0 | 0 | 0 | 0 | 0
CC | 1263 | 0 | 0 | 0 | 0 | 0
CSP | 0 | 0 | 0 | 0 | 0 | 0
CT | 368 | 0 | 0 | 0 | 0 | 0
Coal | 0 | 0 | 0 | 0 | 0 | 0
Geo | 0 | 0 | 0 | 0 | 0 | 0
H | 0 | 0 | 0 | 250 | 0 | 0
LFG | 14.5 | 0 | 0 | 0.5 | 0 | 0
Nuc | 0 | 0 | 0 | 0 | 0 | 0
PS | 0 | 0 | 0 | 0 | 0 | 0
PV | 1067.26 | 0 | 0 | 0 | 0 | 0
PeakG | 0 | 0 | 0 | 0 | 0 | 0
PeakO | 0 | 0 | 0 | 0 | 0 | 0
ST | 0 | 0 | 0 | 0 | 0 | 0
STOG | 0 | 0 | 0 | 0 | 0 | 0
STWD | 0 | 0 | 0 | 0 | 0 | 0
WT | 2105.9 | 0 | 0 | 0 | 0 | 0
IGCC | 0 | 0 | 0 | 0 | 0 | 0
DemandResponse | 0 | 0 | 0 | 0 | 0 | 0
IGCC-CCS | 0 | 0 | 0 | 0 | 0 | 0
WT_off | 0 | 0 | 0 | 0 | 0 | 0
PseudoUnit | 0 | 0 | 0 | 0 | 0 | 0
FixedInterchange | 0 | 0 | 0 | 0 | 0 | 0
New Build Capacity by Reporting Type: MAPP_CA
ReportingType | 2015 | 2020 | 2025 | 2030 | 2035 | 2040
BM | 0 | 0 | 0 | 0 | 0 | 0
CC | 281.76 | 0 | 0 | 0 | 0 | 0
CSP | 0 | 0 | 0 | 0 | 0 | 0
CT | 0 | 0 | 0 | 0 | 0 | 0
Coal | 0 | 0 | 0 | 0 | 0 | 0
Geo | 0 | 0 | 0 | 0 | 0 | 0
H | 0 | 695 | 1495 | 1632.19 | 0 | 0
LFG | 0 | 0 | 0 | 0 | 0 | 0
Nuc | 0 | 0 | 0 | 0 | 0 | 0
PS | 0 | 0 | 0 | 0 | 0 | 0
PV | 0 | 0 | 0 | 0 | 0 | 0
PeakG | 0 | 0 | 0 | 0 | 0 | 0
PeakO | 0 | 0 | 0 | 0 | 0 | 0
ST | 0 | 0 | 0 | 0 | 0 | 0
STOG | 0 | 0 | 0 | 0 | 0 | 0
STWD | 0 | 0 | 0 | 0 | 0 | 0
WT | 302.4 | 0 | 0 | 0 | 0 | 0
IGCC | 0 | 0 | 0 | 0 | 0 | 0
DemandResponse | 0 | 0 | 0 | 0 | 0 | 0
IGCC-CCS | 0 | 0 | 0 | 0 | 0 | 0
WT_off | 0 | 0 | 0 | 0 | 0 | 0
PseudoUnit | 0 | 0 | 0 | 0 | 0 | 0
FixedInterchange | 0 | 0 | 0 | 0 | 0 | 0
New Build Capacity by Reporting Type: AZ_NM_SNV_Coal
ReportingType | 2015 | 2020 | 2025 | 2030 | 2035 | 2040
BM | 0 | 0 | 0 | 0 | 0 | 0
CC | 0 | 0 | 0 | 0 | 0 | 0
CSP | 0 | 0 | 0 | 0 | 0 | 0
CT | 0 | 0 | 0 | 0 | 0 | 0
Coal | 0 | 0 | 0 | 0 | 0 | 0
Geo | 0 | 0 | 0 | 0 | 0 | 0
H | 0 | 0 | 0 | 0 | 0 | 0
LFG | 0 | 0 | 0 | 0 | 0 | 0
Nuc | 0 | 0 | 0 | 0 | 0 | 0
PS | 0 | 0 | 0 | 0 | 0 | 0
PV | 0 | 0 | 0 | 0 | 0 | 0
PeakG | 0 | 0 | 0 | 0 | 0 | 0
PeakO | 0 | 0 | 0 | 0 | 0 | 0
ST | 0 | 0 | 0 | 0 | 0 | 0
STOG | 0 | 0 | 0 | 0 | 0 | 0
STWD | 0 | 0 | 0 | 0 | 0 | 0
WT | 0 | 0 | 0 | 0 | 0 | 0
IGCC | 0 | 0 | 0 | 0 | 0 | 0
DemandResponse | 0 | 0 | 0 | 0 | 0 | 0
IGCC-CCS | 0 | 0 | 0 | 0 | 0 | 0
WT_off | 0 | 0 | 0 | 0 | 0 | 0
PseudoUnit | 0 | 0 | 0 | 0 | 0 | 0
FixedInterchange | 0 | 0 | 0 | 0 | 0 | 0
New Build Capacity by Reporting Type: AZ_NM_SNV_Gas
ReportingType | 2015 | 2020 | 2025 | 2030 | 2035 | 2040
BM | 0 | 0 | 0 | 0 | 0 | 0
CC | 668 | 1642.37 | 0 | 0 | 0 | 0
CSP | 0 | 0 | 0 | 0 | 0 | 0
CT | 736 | 0 | 0 | 0 | 0 | 0
Coal | 0 | 0 | 0 | 0 | 0 | 0
Geo | 0 | 0 | 0 | 0 | 0 | 0
H | 0 | 0 | 0 | 0 | 0 | 0
LFG | 0 | 0 | 0 | 0 | 0 | 0
Nuc | 0 | 0 | 0 | 0 | 0 | 0
PS | 0 | 0 | 0 | 0 | 0 | 0
PV | 0 | 0 | 0 | 0 | 0 | 0
PeakG | 0 | 0 | 0 | 0 | 0 | 0
PeakO | 0 | 0 | 0 | 0 | 0 | 0
ST | 0 | 0 | 0 | 0 | 0 | 0
STOG | 0 | 0 | 0 | 0 | 0 | 0
STWD | 0 | 0 | 0 | 0 | 0 | 0
WT | 0 | 0 | 0 | 0 | 0 | 0
IGCC | 0 | 0 | 0 | 0 | 0 | 0
DemandResponse | 0 | 0 | 0 | 0 | 0 | 0
IGCC-CCS | 0 | 0 | 0 | 0 | 0 | 0
WT_off | 0 | 0 | 0 | 0 | 0 | 0
PseudoUnit | 0 | 0 | 0 | 0 | 0 | 0
FixedInterchange | 0 | 0 | 0 | 0 | 0 | 0
New Build Capacity by Reporting Type: AZ_NM_SNV_NucRenew
ReportingType | 2015 | 2020 | 2025 | 2030 | 2035 | 2040
BM | 0 | 0 | 0 | 0 | 0 | 0
CC | 0 | 0 | 0 | 0 | 0 | 0
CSP | 0 | 0 | 0 | 0 | 0 | 0
CT | 0 | 0 | 0 | 0 | 0 | 0
Coal | 0 | 0 | 0 | 0 | 0 | 0
Geo | 0 | 147.11 | 1302.89 | 0 | 0 | 0
H | 0 | 0 | 0 | 0 | 0 | 0
LFG | 0 | 0 | 60.67 | 0 | 0 | 0
Nuc | 0 | 0 | 0 | 4173.23 | 3304.85 | 563.7
PS | 0 | 0 | 0 | 0 | 0 | 0
PV | 95.7 | 0 | 0 | 0 | 0 | 0
PeakG | 0 | 0 | 0 | 0 | 0 | 0
PeakO | 0 | 0 | 0 | 0 | 0 | 0
ST | 280 | 445.61 | 227.78 | 9.73 | 0 | 0
STOG | 0 | 0 | 0 | 0 | 0 | 0
STWD | 0 | 0 | 0 | 0 | 0 | 0
WT | 65.1 | 11789.82 | 25.07 | 134.45 | 681.98 | 0
IGCC | 0 | 0 | 0 | 0 | 0 | 0
DemandResponse | 0 | 0 | 0 | 0 | 0 | 0
IGCC-CCS | 0 | 0 | 0 | 0 | 0 | 0
WT_off | 0 | 0 | 0 | 0 | 0 | 0
PseudoUnit | 0 | 0 | 0 | 0 | 0 | 0
FixedInterchange | 0 | 0 | 0 | 0 | 0 | 0
New Build Capacity by Reporting Type: ERCOT
ReportingType | 2015 | 2020 | 2025 | 2030 | 2035 | 2040
BM | 145 | 0 | 0 | 0 | 0 | 0
CC | 19136.13 | 0 | 0 | 0 | 0 | 0
CSP | 0 | 0 | 0 | 0 | 0 | 0
CT | 250 | 0 | 0 | 0 | 0 | 0
Coal | 2020 | 0 | 0 | 0 | 0 | 0
Geo | 0 | 0 | 0 | 0 | 0 | 0
H | 0 | 0 | 0 | 0 | 0 | 0
LFG | 0 | 0 | 354 | 0 | 0 | 0
Nuc | 0 | 0 | 0 | 0 | 4208.39 | 3420.14
PS | 0 | 0 | 0 | 0 | 0 | 0
PV | 14 | 0 | 0 | 0 | 0 | 0
PeakG | 0 | 0 | 0 | 0 | 0 | 0
PeakO | 0 | 0 | 0 | 0 | 0 | 0
ST | 0 | 0 | 0 | 0 | 0 | 0
STOG | 0 | 0 | 0 | 0 | 0 | 0
STWD | 0 | 0 | 0 | 0 | 0 | 0
WT | 350.1 | 0 | 19454.31 | 0 | 0.01 | 253.59
IGCC | 0 | 0 | 0 | 0 | 0 | 0
DemandResponse | 0 | 0 | 0 | 0 | 0 | 0
IGCC-CCS | 0 | 0 | 0 | 0 | 0 | 0
WT_off | 0 | 0 | 0 | 0 | 0 | 0
PseudoUnit | 0 | 0 | 0 | 0 | 0 | 0
FixedInterchange | 0 | 0 | 0 | 0 | 0 | 0
New Build Capacity by Reporting Type: NP15
ReportingType | 2015 | 2020 | 2025 | 2030 | 2035 | 2040
BM | 0 | 0 | 0 | 0 | 0 | 0
CC | 3351.18 | 0 | 0 | 0 | 0 | 0
CSP | 0 | 0 | 0 | 0 | 0 | 0
CT | 212.6 | 0 | 0 | 0 | 0 | 0
Coal | 0 | 0 | 0 | 0 | 0 | 0
Geo | 0 | 0 | 600 | 0 | 0 | 0
H | 0 | 0 | 0 | 0 | 0 | 0
LFG | 0 | 378.43 | 186.57 | 0 | 0 | 0
Nuc | 0 | 0 | 0 | 4096.06 | 1771.69 | 2987.52
PS | 0 | 0 | 0 | 0 | 0 | 0
PV | 6.5 | 0 | 0 | 0 | 0 | 0
PeakG | 0 | 0 | 0 | 0 | 0 | 0
PeakO | 0 | 0 | 0 | 0 | 0 | 0
ST | 29 | 0 | 0 | 0 | 0 | 0
STOG | 0 | 0 | 0 | 0 | 0 | 0
STWD | 0 | 0 | 0 | 0 | 0 | 0
WT | 101.2 | 3298.8 | 0 | 0 | 0 | 0
IGCC | 0 | 0 | 0 | 0 | 0 | 0
DemandResponse | 0 | 0 | 0 | 0 | 0 | 0
IGCC-CCS | 0 | 0 | 0 | 0 | 0 | 0
WT_off | 0 | 0 | 0 | 0 | 0 | 0
PseudoUnit | 0 | 0 | 0 | 0 | 0 | 0
FixedInterchange | 0 | 0 | 0 | 0 | 0 | 0
New Build Capacity by Reporting Type: NWPP_Coal
ReportingType | 2015 | 2020 | 2025 | 2030 | 2035 | 2040
BM | 0 | 0 | 0 | 0 | 0 | 0
CC | 0 | 0 | 0 | 0 | 0 | 0
CSP | 0 | 0 | 0 | 0 | 0 | 0
CT | 0 | 0 | 0 | 0 | 0 | 0
Coal | 0 | 0 | 0 | 0 | 0 | 0
Geo | 0 | 0 | 0 | 0 | 0 | 0
H | 0 | 0 | 0 | 0 | 0 | 0
LFG | 0 | 0 | 0 | 0 | 0 | 0
Nuc | 0 | 0 | 0 | 0 | 0 | 0
PS | 0 | 0 | 0 | 0 | 0 | 0
PV | 0 | 0 | 0 | 0 | 0 | 0
PeakG | 0 | 0 | 0 | 0 | 0 | 0
PeakO | 0 | 0 | 0 | 0 | 0 | 0
ST | 0 | 0 | 0 | 0 | 0 | 0
STOG | 0 | 0 | 0 | 0 | 0 | 0
STWD | 0 | 0 | 0 | 0 | 0 | 0
WT | 0 | 0 | 0 | 0 | 0 | 0
IGCC | 0 | 0 | 0 | 0 | 0 | 0
DemandResponse | 0 | 0 | 0 | 0 | 0 | 0
IGCC-CCS | 0 | 0 | 0 | 0 | 0 | 0
WT_off | 0 | 0 | 0 | 0 | 0 | 0
PseudoUnit | 0 | 0 | 0 | 0 | 0 | 0
FixedInterchange | 0 | 0 | 0 | 0 | 0 | 0
New Build Capacity by Reporting Type: NWPP_Gas
ReportingType | 2015 | 2020 | 2025 | 2030 | 2035 | 2040
BM | 0 | 0 | 0 | 0 | 0 | 0
CC | 300 | 2006.63 | 0 | 0 | 0 | 0
CSP | 0 | 0 | 0 | 0 | 0 | 0
CT | 150 | 0 | 0 | 0 | 0 | 0
Coal | 0 | 0 | 0 | 0 | 0 | 0
Geo | 0 | 0 | 0 | 0 | 0 | 0
H | 0 | 0 | 0 | 0 | 0 | 0
LFG | 0 | 0 | 0 | 0 | 0 | 0
Nuc | 0 | 0 | 0 | 0 | 0 | 0
PS | 0 | 0 | 0 | 0 | 0 | 0
PV | 0 | 0 | 0 | 0 | 0 | 0
PeakG | 0 | 0 | 0 | 0 | 0 | 0
PeakO | 0 | 0 | 0 | 0 | 0 | 0
ST | 0 | 0 | 0 | 0 | 0 | 0
STOG | 0 | 0 | 0 | 0 | 0 | 0
STWD | 0 | 0 | 0 | 0 | 0 | 0
WT | 0 | 0 | 0 | 0 | 0 | 0
IGCC | 0 | 0 | 0 | 0 | 0 | 0
DemandResponse | 0 | 0 | 0 | 0 | 0 | 0
IGCC-CCS | 0 | 0 | 0 | 0 | 0 | 0
WT_off | 0 | 0 | 0 | 0 | 0 | 0
PseudoUnit | 0 | 0 | 0 | 0 | 0 | 0
FixedInterchange | 0 | 0 | 0 | 0 | 0 | 0
New Build Capacity by Reporting Type: NWPP_NucRenew
ReportingType | 2015 | 2020 | 2025 | 2030 | 2035 | 2040
BM | 32.55 | 0 | 0 | 0 | 0 | 0
CC | 0 | 0 | 0 | 0 | 0 | 0
CSP | 0 | 0 | 0 | 0 | 0 | 0
CT | 0 | 0 | 0 | 0 | 0 | 0
Coal | 0 | 0 | 0 | 0 | 0 | 0
Geo | 86 | 0 | 434 | 0 | 0 | 0
H | 0 | 0 | 0 | 0 | 0 | 0
LFG | 25.5 | 0 | 244.5 | 0 | 0 | 0
Nuc | 0 | 0 | 0 | 8049.13 | 461.58 | 3356.37
PS | 0 | 0 | 0 | 0 | 0 | 0
PV | 0 | 0 | 0 | 0 | 0 | 0
PeakG | 0 | 0 | 0 | 0 | 0 | 0
PeakO | 0 | 0 | 0 | 0 | 0 | 0
ST | 0 | 0 | 0 | 0 | 0 | 0
STOG | 0 | 0 | 0 | 0 | 0 | 0
STWD | 0 | 0 | 0 | 0 | 0 | 0
WT | 977.3 | 0 | 0 | 0 | 0 | 0
IGCC | 0 | 0 | 0 | 0 | 0 | 0
DemandResponse | 0 | 0 | 0 | 0 | 0 | 0
IGCC-CCS | 0 | 0 | 0 | 0 | 0 | 0
WT_off | 0 | 0 | 0 | 0 | 0 | 0
PseudoUnit | 0 | 0 | 0 | 0 | 0 | 0
FixedInterchange | 0 | 0 | 0 | 0 | 0 | 0
New Build Capacity by Reporting Type: RMPA
ReportingType | 2015 | 2020 | 2025 | 2030 | 2035 | 2040
BM | 0 | 0 | 0 | 0 | 0 | 0
CC | 0 | 1400.02 | 0 | 0 | 0 | 0
CSP | 0 | 0 | 0 | 0 | 0 | 0
CT | 152 | 0 | 0 | 0 | 0 | 0
Coal | 390 | 0 | 0 | 0 | 0 | 0
Geo | 0 | 477.89 | 2092.11 | 0 | 0 | 0
H | 0 | 0 | 0 | 0 | 0 | 0
LFG | 1.4 | 0 | 28.93 | 0 | 0 | 0
Nuc | 0 | 0 | 0 | 1767.34 | 96.31 | 248.14
PS | 0 | 0 | 0 | 0 | 0 | 0
PV | 1 | 0 | 0 | 0 | 0 | 0
PeakG | 0 | 0 | 0 | 0 | 0 | 0
PeakO | 0 | 0 | 0 | 0 | 0 | 0
ST | 3 | 367.43 | 0 | 5.46 | 0 | 0
STOG | 0 | 0 | 0 | 0 | 0 | 0
STWD | 0 | 0 | 0 | 0 | 0 | 0
WT | 765.4 | 3545.21 | 0 | 536.58 | 0 | 135.73
IGCC | 0 | 0 | 0 | 0 | 0 | 0
DemandResponse | 0 | 0 | 0 | 0 | 0 | 0
IGCC-CCS | 0 | 0 | 0 | 0 | 0 | 0
WT_off | 0 | 0 | 0 | 0 | 0 | 0
PseudoUnit | 0 | 0 | 0 | 0 | 0 | 0
FixedInterchange | 0 | 0 | 0 | 0 | 0 | 0
New Build Capacity by Reporting Type: SP15
ReportingType | 2015 | 2020 | 2025 | 2030 | 2035 | 2040
BM | 6 | 0 | 0 | 0 | 0 | 0
CC | 3459.94 | 1389.89 | 210.56 | 0 | 0 | 0
CSP | 0 | 0 | 0 | 0 | 0 | 0
CT | 0 | 0 | 0 | 0 | 0 | 0
Coal | 0 | 0 | 0 | 0 | 0 | 0
Geo | 50 | 1450 | 0 | 0 | 0 | 0
H | 0 | 0 | 0 | 0 | 0 | 0
LFG | 9.2 | 555.8 | 0 | 0 | 0 | 0
Nuc | 0 | 0 | 0 | 0 | 0 | 1356.53
PS | 0 | 0 | 0 | 0 | 0 | 0
PV | 3.8 | 0 | 0 | 0 | 0 | 0
PeakG | 0 | 0 | 0 | 0 | 0 | 0
PeakO | 0 | 0 | 0 | 0 | 0 | 0
ST | 448 | 0 | 0 | 0 | 0 | 0
STOG | 0 | 0 | 0 | 0 | 0 | 0
STWD | 0 | 0 | 0 | 0 | 0 | 0
WT | 735 | 897.66 | 10523.38 | 2743.97 | 0 | 0
IGCC | 0 | 0 | 0 | 0 | 0 | 0
DemandResponse | 0 | 0 | 0 | 0 | 0 | 0
IGCC-CCS | 0 | 0 | 0 | 0 | 0 | 0
WT_off | 0 | 0 | 0 | 0 | 0 | 0
PseudoUnit | 0 | 0 | 0 | 0 | 0 | 0
FixedInterchange | 0 | 0 | 0 | 0 | 0 | 0
New Build Capacity by Reporting Type: ALB
ReportingType | 2015 | 2020 | 2025 | 2030 | 2035 | 2040
BM | 0 | 0 | 0 | 0 | 0 | 0
CC | 0 | 0 | 0 | 0 | 0 | 0
CSP | 0 | 0 | 0 | 0 | 0 | 0
CT | 201.5 | 0 | 0 | 0 | 0 | 0
Coal | 495 | 0 | 0 | 0 | 0 | 0
Geo | 0 | 0 | 0 | 0 | 0 | 0
H | 0 | 0 | 0 | 0 | 0 | 0
LFG | 0 | 0 | 0 | 0 | 0 | 0
Nuc | 0 | 0 | 0 | 8808.33 | 19.21 | 397.81
PS | 0 | 0 | 0 | 0 | 0 | 0
PV | 0 | 0 | 0 | 0 | 0 | 0
PeakG | 0 | 0 | 0 | 0 | 0 | 0
PeakO | 0 | 0 | 0 | 0 | 0 | 0
ST | 0 | 0 | 0 | 0 | 0 | 0
STOG | 0 | 0 | 0 | 0 | 0 | 0
STWD | 0 | 0 | 0 | 0 | 0 | 0
WT | 9 | 0 | 0 | 0 | 0 | 0
IGCC | 0 | 0 | 0 | 0 | 0 | 0
DemandResponse | 0 | 0 | 0 | 0 | 0 | 0
IGCC-CCS | 0 | 0 | 0 | 0 | 0 | 0
WT_off | 0 | 0 | 0 | 0 | 0 | 0
PseudoUnit | 0 | 0 | 0 | 0 | 0 | 0
FixedInterchange | 0 | 0 | 0 | 0 | 0 | 0
New Build Capacity by Reporting Type: BC
ReportingType | 2015 | 2020 | 2025 | 2030 | 2035 | 2040
BM | 0 | 0 | 0 | 0 | 0 | 0
CC | 388.34 | 0 | 0 | 0 | 0 | 0
CSP | 0 | 0 | 0 | 0 | 0 | 0
CT | 0 | 0 | 0 | 0 | 0 | 0
Coal | 0 | 0 | 0 | 0 | 0 | 0
Geo | 0 | 0 | 0 | 0 | 0 | 0
H | 0 | 0 | 0 | 0 | 0 | 0
LFG | 0 | 0 | 0 | 0 | 0 | 0
Nuc | 0 | 0 | 0 | 630.66 | 69.21 | 62.58
PS | 0 | 0 | 0 | 0 | 0 | 0
PV | 0 | 0 | 0 | 0 | 0 | 0
PeakG | 0 | 0 | 0 | 0 | 0 | 0
PeakO | 0 | 0 | 0 | 0 | 0 | 0
ST | 0 | 0 | 0 | 0 | 0 | 0
STOG | 0 | 0 | 0 | 0 | 0 | 0
STWD | 0 | 0 | 0 | 0 | 0 | 0
WT | 144 | 0 | 0 | 0 | 0 | 0
IGCC | 0 | 0 | 0 | 0 | 0 | 0
DemandResponse | 0 | 0 | 0 | 0 | 0 | 0
IGCC-CCS | 0 | 0 | 0 | 0 | 0 | 0
WT_off | 0 | 0 | 0 | 0 | 0 | 0
PseudoUnit | 0 | 0 | 0 | 0 | 0 | 0
FixedInterchange | 0 | 0 | 0 | 0 | 0 | 0
New Build Capacity by Reporting Type: HQ_IESO
ReportingType | 2015 | 2020 | 2025 | 2030 | 2035 | 2040
BM | 0 | 0 | 0 | 0 | 0 | 0
CC | 0 | 0 | 0 | 0 | 0 | 0
CSP | 0 | 0 | 0 | 0 | 0 | 0
CT | 0 | 0 | 0 | 0 | 0 | 0
Coal | 0 | 0 | 0 | 0 | 0 | 0
Geo | 0 | 0 | 0 | 0 | 0 | 0
H | 0 | 0 | 0 | 0 | 0 | 0
LFG | 0 | 0 | 0 | 0 | 0 | 0
Nuc | 0 | 0 | 0 | 0 | 0 | 0
PS | 0 | 0 | 0 | 0 | 0 | 0
PV | 0 | 0 | 0 | 0 | 0 | 0
PeakG | 0 | 0 | 0 | 0 | 0 | 0
PeakO | 0 | 0 | 0 | 0 | 0 | 0
ST | 0 | 0 | 0 | 0 | 0 | 0
STOG | 0 | 0 | 0 | 0 | 0 | 0
STWD | 0 | 0 | 0 | 0 | 0 | 0
WT | 0 | 0 | 0 | 0 | 0 | 0
IGCC | 0 | 0 | 0 | 0 | 0 | 0
DemandResponse | 0 | 0 | 0 | 0 | 0 | 0
IGCC-CCS | 0 | 0 | 0 | 0 | 0 | 0
WT_off | 0 | 0 | 0 | 0 | 0 | 0
PseudoUnit | 0 | 0 | 0 | 0 | 0 | 0
FixedInterchange | 0 | 0 | 0 | 0 | 0 | 0
New Build Capacity by Reporting Type: HQ_NEISO
ReportingType | 2015 | 2020 | 2025 | 2030 | 2035 | 2040
BM | 0 | 0 | 0 | 0 | 0 | 0
CC | 0 | 0 | 0 | 0 | 0 | 0
CSP | 0 | 0 | 0 | 0 | 0 | 0
CT | 0 | 0 | 0 | 0 | 0 | 0
Coal | 0 | 0 | 0 | 0 | 0 | 0
Geo | 0 | 0 | 0 | 0 | 0 | 0
H | 0 | 0 | 0 | 0 | 0 | 0
LFG | 0 | 0 | 0 | 0 | 0 | 0
Nuc | 0 | 0 | 0 | 0 | 0 | 0
PS | 0 | 0 | 0 | 0 | 0 | 0
PV | 0 | 0 | 0 | 0 | 0 | 0
PeakG | 0 | 0 | 0 | 0 | 0 | 0
PeakO | 0 | 0 | 0 | 0 | 0 | 0
ST | 0 | 0 | 0 | 0 | 0 | 0
STOG | 0 | 0 | 0 | 0 | 0 | 0
STWD | 0 | 0 | 0 | 0 | 0 | 0
WT | 0 | 0 | 0 | 0 | 0 | 0
IGCC | 0 | 0 | 0 | 0 | 0 | 0
DemandResponse | 0 | 0 | 0 | 0 | 0 | 0
IGCC-CCS | 0 | 0 | 0 | 0 | 0 | 0
WT_off | 0 | 0 | 0 | 0 | 0 | 0
PseudoUnit | 0 | 0 | 0 | 300 | 0 | 0
FixedInterchange | 0 | 0 | 0 | 0 | 0 | 0
New Build Capacity by Reporting Type: HQ_NY
ReportingType | 2015 | 2020 | 2025 | 2030 | 2035 | 2040
BM | 0 | 0 | 0 | 0 | 0 | 0
CC | 0 | 0 | 0 | 0 | 0 | 0
CSP | 0 | 0 | 0 | 0 | 0 | 0
CT | 0 | 0 | 0 | 0 | 0 | 0
Coal | 0 | 0 | 0 | 0 | 0 | 0
Geo | 0 | 0 | 0 | 0 | 0 | 0
H | 0 | 0 | 0 | 0 | 0 | 0
LFG | 0 | 0 | 0 | 0 | 0 | 0
Nuc | 0 | 0 | 0 | 0 | 0 | 0
PS | 0 | 0 | 0 | 0 | 0 | 0
PV | 0 | 0 | 0 | 0 | 0 | 0
PeakG | 0 | 0 | 0 | 0 | 0 | 0
PeakO | 0 | 0 | 0 | 0 | 0 | 0
ST | 0 | 0 | 0 | 0 | 0 | 0
STOG | 0 | 0 | 0 | 0 | 0 | 0
STWD | 0 | 0 | 0 | 0 | 0 | 0
WT | 0 | 0 | 0 | 0 | 0 | 0
IGCC | 0 | 0 | 0 | 0 | 0 | 0
DemandResponse | 0 | 0 | 0 | 0 | 0 | 0
IGCC-CCS | 0 | 0 | 0 | 0 | 0 | 0
WT_off | 0 | 0 | 0 | 0 | 0 | 0
PseudoUnit | 0 | 0 | 2500 | 0 | 0 | 0
FixedInterchange | 0 | 0 | 0 | 0 | 0 | 0
New Build Capacity by Reporting Type: MARITIMES
ReportingType | 2015 | 2020 | 2025 | 2030 | 2035 | 2040
BM | 0 | 0 | 0 | 0 | 0 | 0
CC | 0 | 0 | 0 | 0 | 0 | 0
CSP | 0 | 0 | 0 | 0 | 0 | 0
CT | 0 | 0 | 0 | 0 | 0 | 0
Coal | 0 | 0 | 0 | 0 | 0 | 0
Geo | 0 | 0 | 0 | 0 | 0 | 0
H | 0 | 0 | 0 | 0 | 0 | 0
LFG | 0 | 0 | 0 | 0 | 0 | 0
Nuc | 0 | 0 | 0 | 0 | 0 | 0
PS | 0 | 0 | 0 | 0 | 0 | 0
PV | 0 | 0 | 0 | 0 | 0 | 0
PeakG | 0 | 0 | 0 | 0 | 0 | 0
PeakO | 0 | 0 | 0 | 0 | 0 | 0
ST | 0 | 0 | 0 | 0 | 0 | 0
STOG | 0 | 0 | 0 | 0 | 0 | 0
STWD | 0 | 0 | 0 | 0 | 0 | 0
WT | 0 | 0 | 0 | 0 | 0 | 0
IGCC | 0 | 0 | 0 | 0 | 0 | 0
DemandResponse | 0 | 0 | 0 | 0 | 0 | 0
IGCC-CCS | 0 | 0 | 0 | 0 | 0 | 0
WT_off | 0 | 0 | 0 | 0 | 0 | 0
PseudoUnit | 0 | 0 | 0 | 500 | 0 | 0
FixedInterchange | 0 | 0 | 0 | 0 | 0 | 0
New Build Capacity by Reporting Type: All
ReportingType | 2015 | 2020 | 2025 | 2030 | 2035 | 2040
BM | 1251 | 170.21 | 538.56 | 12.74 | 0 | 47.58
CC | 113797.87 | 57867.52 | 210.56 | 1711.25 | 9017.1 | 11791.29
CSP | 0 | 0 | 0 | 0 | 0 | 0
CT | 6393.79 | 472.42 | 0 | 471.19 | 1312.14 | 3603.46
Coal | 10763.64 | 0 | 0 | 0 | 0 | 0
Geo | 136 | 2075 | 4429 | 0 | 0 | 0
H | 0 | 1199 | 2521 | 2590.19 | 0 | 0
LFG | 192 | 1953 | 2210 | 724 | 0 | 0
Nuc | 2740.56 | 4530 | 2310 | 47690.11 | 22000.26 | 36850.7
PS | 0 | 0 | 0 | 0 | 0 | 0
PV | 1246 | 2064.51 | 901.47 | 174.75 | 12.8 | 65.46
PeakG | 0 | 0 | 0 | 0 | 0 | 0
PeakO | 0 | 0 | 0 | 0 | 0 | 0
ST | 760 | 813.04 | 227.78 | 15.19 | 0 | 0
STOG | 0 | 0 | 0 | 0 | 0 | 0
STWD | 0 | 0 | 0 | 0 | 0 | 0
WT | 25342 | 124742.14 | 120907.34 | 78147.99 | 6289.84 | 5814.12
IGCC | 618 | 0 | 0 | 0 | 0 | 0
DemandResponse | 0 | 0 | 0 | 0 | 0 | 0
IGCC-CCS | 0 | 0 | 0 | 0 | 0 | 0
WT_off | 469 | 0 | 1100 | 0 | 0 | 0
PseudoUnit | 0 | 0 | 2500 | 800 | 0 | 0
FixedInterchange | 0 | 0 | 0 | 0 | 0 | 0
New Build Capacity by Reporting Type: EI_US
ReportingType | 2015 | 2020 | 2025 | 2030 | 2035 | 2040
BM | 741.12 | 170.21 | 538.56 | 12.74 | 0 | 47.58
CC | 84949.52 | 51428.61 | 0 | 1711.25 | 9017.1 | 11791.29
CSP | 0 | 0 | 0 | 0 | 0 | 0
CT | 4323.69 | 472.42 | 0 | 471.19 | 1312.14 | 3603.46
Coal | 7858.64 | 0 | 0 | 0 | 0 | 0
Geo | 0 | 0 | 0 | 0 | 0 | 0
H | 0 | 504 | 1026 | 708 | 0 | 0
LFG | 141.4 | 1018.77 | 1335.33 | 723.5 | 0 | 0
Nuc | 2740.56 | 4530 | 2310 | 20165.35 | 12069.02 | 24457.91
PS | 0 | 0 | 0 | 0 | 0 | 0
PV | 57.74 | 2064.51 | 901.47 | 174.75 | 12.8 | 65.46
PeakG | 0 | 0 | 0 | 0 | 0 | 0
PeakO | 0 | 0 | 0 | 0 | 0 | 0
ST | 0 | 0 | 0 | 0 | 0 | 0
STOG | 0 | 0 | 0 | 0 | 0 | 0
STWD | 0 | 0 | 0 | 0 | 0 | 0
WT | 19786.6 | 105210.65 | 90904.58 | 74733 | 5607.85 | 5424.79
IGCC | 618 | 0 | 0 | 0 | 0 | 0
DemandResponse | 0 | 0 | 0 | 0 | 0 | 0
IGCC-CCS | 0 | 0 | 0 | 0 | 0 | 0
WT_off | 469 | 0 | 1100 | 0 | 0 | 0
PseudoUnit | 0 | 0 | 2500 | 800 | 0 | 0
FixedInterchange | 0 | 0 | 0 | 0 | 0 | 0
New Build Capacity by Reporting Type: EI_Canada
ReportingType | 2015 | 2020 | 2025 | 2030 | 2035 | 2040
BM | 326.33 | 0 | 0 | 0 | 0 | 0
CC | 1544.76 | 0 | 0 | 0 | 0 | 0
CSP | 0 | 0 | 0 | 0 | 0 | 0
CT | 368 | 0 | 0 | 0 | 0 | 0
Coal | 0 | 0 | 0 | 0 | 0 | 0
Geo | 0 | 0 | 0 | 0 | 0 | 0
H | 0 | 695 | 1495 | 1882.19 | 0 | 0
LFG | 14.5 | 0 | 0 | 0.5 | 0 | 0
Nuc | 0 | 0 | 0 | 0 | 0 | 0
PS | 0 | 0 | 0 | 0 | 0 | 0
PV | 1067.26 | 0 | 0 | 0 | 0 | 0
PeakG | 0 | 0 | 0 | 0 | 0 | 0
PeakO | 0 | 0 | 0 | 0 | 0 | 0
ST | 0 | 0 | 0 | 0 | 0 | 0
STOG | 0 | 0 | 0 | 0 | 0 | 0
STWD | 0 | 0 | 0 | 0 | 0 | 0
WT | 2408.3 | 0 | 0 | 0 | 0 | 0
IGCC | 0 | 0 | 0 | 0 | 0 | 0
DemandResponse | 0 | 0 | 0 | 0 | 0 | 0
IGCC-CCS | 0 | 0 | 0 | 0 | 0 | 0
WT_off | 0 | 0 | 0 | 0 | 0 | 0
PseudoUnit | 0 | 0 | 0 | 0 | 0 | 0
FixedInterchange | 0 | 0 | 0 | 0 | 0 | 0
New Build Capacity by Reporting Type: EI
ReportingType | 2015 | 2020 | 2025 | 2030 | 2035 | 2040
BM | 1067.45 | 170.21 | 538.56 | 12.74 | 0 | 47.58
CC | 86494.28 | 51428.61 | 0 | 1711.25 | 9017.1 | 11791.29
CSP | 0 | 0 | 0 | 0 | 0 | 0
CT | 4691.69 | 472.42 | 0 | 471.19 | 1312.14 | 3603.46
Coal | 7858.64 | 0 | 0 | 0 | 0 | 0
Geo | 0 | 0 | 0 | 0 | 0 | 0
H | 0 | 1199 | 2521 | 2590.19 | 0 | 0
LFG | 155.9 | 1018.77 | 1335.33 | 724 | 0 | 0
Nuc | 2740.56 | 4530 | 2310 | 20165.35 | 12069.02 | 24457.91
PS | 0 | 0 | 0 | 0 | 0 | 0
PV | 1125 | 2064.51 | 901.47 | 174.75 | 12.8 | 65.46
PeakG | 0 | 0 | 0 | 0 | 0 | 0
PeakO | 0 | 0 | 0 | 0 | 0 | 0
ST | 0 | 0 | 0 | 0 | 0 | 0
STOG | 0 | 0 | 0 | 0 | 0 | 0
STWD | 0 | 0 | 0 | 0 | 0 | 0
WT | 22194.9 | 105210.65 | 90904.58 | 74733 | 5607.85 | 5424.79
IGCC | 618 | 0 | 0 | 0 | 0 | 0
DemandResponse | 0 | 0 | 0 | 0 | 0 | 0
IGCC-CCS | 0 | 0 | 0 | 0 | 0 | 0
WT_off | 469 | 0 | 1100 | 0 | 0 | 0
PseudoUnit | 0 | 0 | 2500 | 800 | 0 | 0
FixedInterchange | 0 | 0 | 0 | 0 | 0 | 0
New Build Capacity by Reporting Type: Outside_EI
ReportingType | 2015 | 2020 | 2025 | 2030 | 2035 | 2040
BM | 183.55 | 0 | 0 | 0 | 0 | 0
CC | 27303.59 | 6438.91 | 210.56 | 0 | 0 | 0
CSP | 0 | 0 | 0 | 0 | 0 | 0
CT | 1702.1 | 0 | 0 | 0 | 0 | 0
Coal | 2905 | 0 | 0 | 0 | 0 | 0
Geo | 136 | 2075 | 4429 | 0 | 0 | 0
H | 0 | 0 | 0 | 0 | 0 | 0
LFG | 36.1 | 934.23 | 874.67 | 0 | 0 | 0
Nuc | 0 | 0 | 0 | 27524.76 | 9931.24 | 12392.8
PS | 0 | 0 | 0 | 0 | 0 | 0
PV | 121 | 0 | 0 | 0 | 0 | 0
PeakG | 0 | 0 | 0 | 0 | 0 | 0
PeakO | 0 | 0 | 0 | 0 | 0 | 0
ST | 760 | 813.04 | 227.78 | 15.19 | 0 | 0
STOG | 0 | 0 | 0 | 0 | 0 | 0
STWD | 0 | 0 | 0 | 0 | 0 | 0
WT | 3147.1 | 19531.49 | 30002.76 | 3414.99 | 681.99 | 389.32
IGCC | 0 | 0 | 0 | 0 | 0 | 0
DemandResponse | 0 | 0 | 0 | 0 | 0 | 0
IGCC-CCS | 0 | 0 | 0 | 0 | 0 | 0
WT_off | 0 | 0 | 0 | 0 | 0 | 0
PseudoUnit | 0 | 0 | 0 | 0 | 0 | 0
FixedInterchange | 0 | 0 | 0 | 0 | 0 | 0
#2 | Cumulative New Build Capacity (MW)
Cumulative New Build Capacity by Reporting Type: Entergy
ReportingType | 2015 | 2020 | 2025 | 2030 | 2035 | 2040
BM | 0 | 0 | 0 | 0 | 0 | 0
CC | 2562.03 | 5815.79 | 5815.79 | 5815.79 | 5815.79 | 6775.31
CSP | 0 | 0 | 0 | 0 | 0 | 0
CT | 0 | 0 | 0 | 0 | 0 | 0
Coal | 720 | 720 | 720 | 720 | 720 | 720
Geo | 0 | 0 | 0 | 0 | 0 | 0
H | 0 | 0 | 0 | 0 | 0 | 0
LFG | 0 | 0 | 75.24 | 107.4 | 107.4 | 107.4
Nuc | 170 | 170 | 170 | 170 | 170 | 170
PS | 0 | 0 | 0 | 0 | 0 | 0
PV | 0.29 | 61.82 | 91.21 | 91.21 | 91.21 | 92.59
PeakG | 0 | 0 | 0 | 0 | 0 | 0
PeakO | 0 | 0 | 0 | 0 | 0 | 0
ST | 0 | 0 | 0 | 0 | 0 | 0
STOG | 0 | 0 | 0 | 0 | 0 | 0
STWD | 0 | 0 | 0 | 0 | 0 | 0
WT | 0 | 0 | 0 | 0 | 0 | 0
IGCC | 0 | 0 | 0 | 0 | 0 | 0
DemandResponse | 0 | 0 | 0 | 0 | 0 | 0
IGCC-CCS | 0 | 0 | 0 | 0 | 0 | 0
WT_off | 0 | 0 | 0 | 0 | 0 | 0
PseudoUnit | 0 | 0 | 0 | 0 | 0 | 0
FixedInterchange | 0 | 0 | 0 | 0 | 0 | 0
Cumulative New Build Capacity by Reporting Type: FRCC
ReportingType | 2015 | 2020 | 2025 | 2030 | 2035 | 2040
BM | 0 | 0 | 0 | 0 | 0 | 0
CC | 12730.79 | 13356.81 | 13356.81 | 13356.81 | 13356.81 | 13356.81
CSP | 0 | 0 | 0 | 0 | 0 | 0
CT | 2480 | 2480 | 2480 | 2480 | 2480 | 2480
Coal | 0 | 0 | 0 | 0 | 0 | 0
Geo | 0 | 0 | 0 | 0 | 0 | 0
H | 0 | 0 | 0 | 0 | 0 | 0
LFG | 0 | 0 | 198 | 198 | 198 | 198
Nuc | 229.33 | 229.33 | 2539.33 | 15405.4 | 17084.24 | 22672.76
PS | 0 | 0 | 0 | 0 | 0 | 0
PV | 0 | 0 | 0 | 0 | 0 | 0
PeakG | 0 | 0 | 0 | 0 | 0 | 0
PeakO | 0 | 0 | 0 | 0 | 0 | 0
ST | 0 | 0 | 0 | 0 | 0 | 0
STOG | 0 | 0 | 0 | 0 | 0 | 0
STWD | 0 | 0 | 0 | 0 | 0 | 0
WT | 0 | 0 | 0 | 0 | 0 | 0
IGCC | 0 | 0 | 0 | 0 | 0 | 0
DemandResponse | 0 | 0 | 0 | 0 | 0 | 0
IGCC-CCS | 0 | 0 | 0 | 0 | 0 | 0
WT_off | 0 | 0 | 0 | 0 | 0 | 0
PseudoUnit | 0 | 0 | 0 | 0 | 0 | 0
FixedInterchange | 0 | 0 | 0 | 0 | 0 | 0
Cumulative New Build Capacity by Reporting Type: MAPP_US
ReportingType | 2015 | 2020 | 2025 | 2030 | 2035 | 2040
BM | 0 | 0 | 0 | 0 | 0 | 0
CC | 0 | 0 | 0 | 0 | 0 | 0
CSP | 0 | 0 | 0 | 0 | 0 | 0
CT | 308.3 | 480.72 | 480.72 | 951.91 | 986.88 | 1017.89
Coal | 0 | 0 | 0 | 0 | 0 | 0
Geo | 0 | 0 | 0 | 0 | 0 | 0
H | 0 | 0 | 0 | 0 | 0 | 0
LFG | 0 | 0 | 0 | 71.67 | 71.67 | 71.67
Nuc | 0 | 0 | 0 | 0 | 0 | 0
PS | 0 | 0 | 0 | 0 | 0 | 0
PV | 0 | 0 | 0 | 0 | 0 | 0
PeakG | 0 | 0 | 0 | 0 | 0 | 0
PeakO | 0 | 0 | 0 | 0 | 0 | 0
ST | 0 | 0 | 0 | 0 | 0 | 0
STOG | 0 | 0 | 0 | 0 | 0 | 0
STWD | 0 | 0 | 0 | 0 | 0 | 0
WT | 421.3 | 4195.58 | 7936.53 | 8238.98 | 8238.98 | 8238.98
IGCC | 0 | 0 | 0 | 0 | 0 | 0
DemandResponse | 0 | 0 | 0 | 0 | 0 | 0
IGCC-CCS | 0 | 0 | 0 | 0 | 0 | 0
WT_off | 0 | 0 | 0 | 0 | 0 | 0
PseudoUnit | 0 | 0 | 0 | 0 | 0 | 0
FixedInterchange | 0 | 0 | 0 | 0 | 0 | 0
Cumulative New Build Capacity by Reporting Type: MISO_IN
ReportingType | 2015 | 2020 | 2025 | 2030 | 2035 | 2040
BM | 0 | 0 | 0 | 0 | 0 | 0
CC | 1257.13 | 16522.77 | 16522.77 | 16522.77 | 16522.77 | 16522.77
CSP | 0 | 0 | 0 | 0 | 0 | 0
CT | 0 | 0 | 0 | 0 | 0 | 0
Coal | 0 | 0 | 0 | 0 | 0 | 0
Geo | 0 | 0 | 0 | 0 | 0 | 0
H | 0 | 0 | 0 | 0 | 0 | 0
LFG | 0 | 0 | 80.12 | 80.12 | 80.12 | 80.12
Nuc | 0 | 0 | 0 | 0 | 0 | 0
PS | 0 | 0 | 0 | 0 | 0 | 0
PV | 0 | 225.83 | 336.84 | 340.96 | 340.96 | 340.96
PeakG | 0 | 0 | 0 | 0 | 0 | 0
PeakO | 0 | 0 | 0 | 0 | 0 | 0
ST | 0 | 0 | 0 | 0 | 0 | 0
STOG | 0 | 0 | 0 | 0 | 0 | 0
STWD | 0 | 0 | 0 | 0 | 0 | 0
WT | 0 | 0 | 0 | 46464.29 | 46464.29 | 46464.29
IGCC | 618 | 618 | 618 | 618 | 618 | 618
DemandResponse | 0 | 0 | 0 | 0 | 0 | 0
IGCC-CCS | 0 | 0 | 0 | 0 | 0 | 0
WT_off | 0 | 0 | 0 | 0 | 0 | 0
PseudoUnit | 0 | 0 | 0 | 0 | 0 | 0
FixedInterchange | 0 | 0 | 0 | 0 | 0 | 0
Cumulative New Build Capacity by Reporting Type: MISO_MI
ReportingType | 2015 | 2020 | 2025 | 2030 | 2035 | 2040
BM | 0 | 0 | 0 | 0 | 0 | 0
CC | 2412.83 | 3255.03 | 3255.03 | 3255.03 | 3255.03 | 3255.03
CSP | 0 | 0 | 0 | 0 | 0 | 0
CT | 0 | 0 | 0 | 0 | 0 | 0
Coal | 0 | 0 | 0 | 0 | 0 | 0
Geo | 0 | 0 | 0 | 0 | 0 | 0
H | 0 | 0 | 0 | 0 | 0 | 0
LFG | 0 | 0 | 160.25 | 160.25 | 160.25 | 160.25
Nuc | 0 | 0 | 0 | 0 | 0 | 0
PS | 0 | 0 | 0 | 0 | 0 | 0
PV | 0 | 0 | 0 | 0 | 0 | 0
PeakG | 0 | 0 | 0 | 0 | 0 | 0
PeakO | 0 | 0 | 0 | 0 | 0 | 0
ST | 0 | 0 | 0 | 0 | 0 | 0
STOG | 0 | 0 | 0 | 0 | 0 | 0
STWD | 0 | 0 | 0 | 0 | 0 | 0
WT | 2000 | 2396.68 | 2396.68 | 2600 | 2600 | 2600
IGCC | 0 | 0 | 0 | 0 | 0 | 0
DemandResponse | 0 | 0 | 0 | 0 | 0 | 0
IGCC-CCS | 0 | 0 | 0 | 0 | 0 | 0
WT_off | 0 | 0 | 0 | 0 | 0 | 0
PseudoUnit | 0 | 0 | 0 | 0 | 0 | 0
FixedInterchange | 0 | 0 | 0 | 0 | 0 | 0
Cumulative New Build Capacity by Reporting Type: MISO_MO-IL
ReportingType | 2015 | 2020 | 2025 | 2030 | 2035 | 2040
BM | 0 | 0 | 0 | 0 | 0 | 0
CC | 0 | 2218.63 | 2218.63 | 2218.63 | 2218.63 | 2218.63
CSP | 0 | 0 | 0 | 0 | 0 | 0
CT | 0 | 0 | 0 | 0 | 0 | 0
Coal | 1790 | 1790 | 1790 | 1790 | 1790 | 1790
Geo | 0 | 0 | 0 | 0 | 0 | 0
H | 0 | 0 | 280 | 280 | 280 | 280
LFG | 0 | 0 | 223.33 | 223.33 | 223.33 | 223.33
Nuc | 0 | 0 | 0 | 0 | 0 | 0
PS | 0 | 0 | 0 | 0 | 0 | 0
PV | 0 | 0 | 0 | 0 | 0 | 0
PeakG | 0 | 0 | 0 | 0 | 0 | 0
PeakO | 0 | 0 | 0 | 0 | 0 | 0
ST | 0 | 0 | 0 | 0 | 0 | 0
STOG | 0 | 0 | 0 | 0 | 0 | 0
STWD | 0 | 0 | 0 | 0 | 0 | 0
WT | 300 | 300 | 5900 | 10787.27 | 10787.27 | 14594.69
IGCC | 0 | 0 | 0 | 0 | 0 | 0
DemandResponse | 0 | 0 | 0 | 0 | 0 | 0
IGCC-CCS | 0 | 0 | 0 | 0 | 0 | 0
WT_off | 0 | 0 | 0 | 0 | 0 | 0
PseudoUnit | 0 | 0 | 0 | 0 | 0 | 0
FixedInterchange | 0 | 0 | 0 | 0 | 0 | 0
Cumulative New Build Capacity by Reporting Type: MISO_W
ReportingType | 2015 | 2020 | 2025 | 2030 | 2035 | 2040
BM | 0 | 0 | 0 | 0 | 0 | 0
CC | 0 | 0 | 0 | 0 | 0 | 0
CSP | 0 | 0 | 0 | 0 | 0 | 0
CT | 0 | 0 | 0 | 0 | 0 | 0
Coal | 0 | 0 | 0 | 0 | 0 | 0
Geo | 0 | 0 | 0 | 0 | 0 | 0
H | 0 | 0 | 0 | 0 | 0 | 0
LFG | 0 | 0 | 0 | 71.67 | 71.67 | 71.67
Nuc | 94.33 | 94.33 | 94.33 | 94.33 | 94.33 | 94.33
PS | 0 | 0 | 0 | 0 | 0 | 0
PV | 0 | 0 | 0 | 0 | 0 | 0
PeakG | 0 | 0 | 0 | 0 | 0 | 0
PeakO | 0 | 0 | 0 | 0 | 0 | 0
ST | 0 | 0 | 0 | 0 | 0 | 0
STOG | 0 | 0 | 0 | 0 | 0 | 0
STWD | 0 | 0 | 0 | 0 | 0 | 0
WT | 2800.5 | 2800.5 | 56273.42 | 56591.34 | 56591.34 | 57041.44
IGCC | 0 | 0 | 0 | 0 | 0 | 0
DemandResponse | 0 | 0 | 0 | 0 | 0 | 0
IGCC-CCS | 0 | 0 | 0 | 0 | 0 | 0
WT_off | 0 | 0 | 0 | 0 | 0 | 0
PseudoUnit | 0 | 0 | 0 | 0 | 0 | 0
FixedInterchange | 0 | 0 | 0 | 0 | 0 | 0
Cumulative New Build Capacity by Reporting Type: MISO_WUMS
ReportingType | 2015 | 2020 | 2025 | 2030 | 2035 | 2040
BM | 0 | 0 | 0 | 0 | 0 | 0
CC | 5148.07 | 7781.08 | 7781.08 | 7781.08 | 7781.08 | 7781.08
CSP | 0 | 0 | 0 | 0 | 0 | 0
CT | 0 | 0 | 0 | 0 | 0 | 3140.27
Coal | 615 | 615 | 615 | 615 | 615 | 615
Geo | 0 | 0 | 0 | 0 | 0 | 0
H | 0 | 1 | 1 | 1 | 1 | 1
LFG | 0 | 0 | 223.33 | 223.33 | 223.33 | 223.33
Nuc | 235 | 235 | 235 | 235 | 235 | 235
PS | 0 | 0 | 0 | 0 | 0 | 0
PV | 0 | 0 | 0 | 0 | 0 | 0
PeakG | 0 | 0 | 0 | 0 | 0 | 0
PeakO | 0 | 0 | 0 | 0 | 0 | 0
ST | 0 | 0 | 0 | 0 | 0 | 0
STOG | 0 | 0 | 0 | 0 | 0 | 0
STWD | 0 | 0 | 0 | 0 | 0 | 0
WT | 968.9 | 968.9 | 999.7 | 8558.9 | 8558.9 | 8558.9
IGCC | 0 | 0 | 0 | 0 | 0 | 0
DemandResponse | 0 | 0 | 0 | 0 | 0 | 0
IGCC-CCS | 0 | 0 | 0 | 0 | 0 | 0
WT_off | 0 | 0 | 0 | 0 | 0 | 0
PseudoUnit | 0 | 0 | 0 | 0 | 0 | 0
FixedInterchange | 0 | 0 | 0 | 0 | 0 | 0
Cumulative New Build Capacity by Reporting Type: Nebraska
ReportingType | 2015 | 2020 | 2025 | 2030 | 2035 | 2040
BM | 0 | 0 | 0 | 0 | 0 | 0
CC | 0 | 0 | 0 | 0 | 0 | 0
CSP | 0 | 0 | 0 | 0 | 0 | 0
CT | 0 | 0 | 0 | 0 | 0 | 0
Coal | 232.1 | 232.1 | 232.1 | 232.1 | 232.1 | 232.1
Geo | 0 | 0 | 0 | 0 | 0 | 0
H | 0 | 0 | 0 | 0 | 0 | 0
LFG | 0 | 0 | 0 | 71.67 | 71.67 | 71.67
Nuc | 0 | 0 | 0 | 0 | 0 | 0
PS | 0 | 0 | 0 | 0 | 0 | 0
PV | 0 | 0 | 0 | 0 | 0 | 0
PeakG | 0 | 0 | 0 | 0 | 0 | 0
PeakO | 0 | 0 | 0 | 0 | 0 | 0
ST | 0 | 0 | 0 | 0 | 0 | 0
STOG | 0 | 0 | 0 | 0 | 0 | 0
STWD | 0 | 0 | 0 | 0 | 0 | 0
WT | 202 | 17184.83 | 17184.83 | 17184.83 | 21307.62 | 21717.51
IGCC | 0 | 0 | 0 | 0 | 0 | 0
DemandResponse | 0 | 0 | 0 | 0 | 0 | 0
IGCC-CCS | 0 | 0 | 0 | 0 | 0 | 0
WT_off | 0 | 0 | 0 | 0 | 0 | 0
PseudoUnit | 0 | 0 | 0 | 0 | 0 | 0
FixedInterchange | 0 | 0 | 0 | 0 | 0 | 0
Cumulative New Build Capacity by Reporting Type: NEISO
ReportingType | 2015 | 2020 | 2025 | 2030 | 2035 | 2040
BM | 252.2 | 252.2 | 252.2 | 252.2 | 252.2 | 252.2
CC | 2049.5 | 2049.5 | 2049.5 | 2049.5 | 2496.64 | 2496.64
CSP | 0 | 0 | 0 | 0 | 0 | 0
CT | 334 | 334 | 334 | 334 | 334 | 334
Coal | 0 | 0 | 0 | 0 | 0 | 0
Geo | 0 | 0 | 0 | 0 | 0 | 0
H | 0 | 0 | 0 | 3 | 3 | 3
LFG | 49.26 | 49.26 | 49.26 | 119 | 119 | 119
Nuc | 0 | 0 | 0 | 0 | 0 | 0
PS | 0 | 0 | 0 | 0 | 0 | 0
PV | 0 | 288.34 | 288.34 | 288.34 | 288.34 | 288.34
PeakG | 0 | 0 | 0 | 0 | 0 | 0
PeakO | 0 | 0 | 0 | 0 | 0 | 0
ST | 0 | 0 | 0 | 0 | 0 | 0
STOG | 0 | 0 | 0 | 0 | 0 | 0
STWD | 0 | 0 | 0 | 0 | 0 | 0
WT | 231.2 | 2783.87 | 4206.44 | 5280 | 5280 | 5280
IGCC | 0 | 0 | 0 | 0 | 0 | 0
DemandResponse | 0 | 0 | 0 | 0 | 0 | 0
IGCC-CCS | 0 | 0 | 0 | 0 | 0 | 0
WT_off | 468 | 468 | 468 | 468 | 468 | 468
PseudoUnit | 0 | 0 | 0 | 0 | 0 | 0
FixedInterchange | 0 | 0 | 0 | 0 | 0 | 0
Cumulative New Build Capacity by Reporting Type: NonRTO_Midwest
ReportingType | 2015 | 2020 | 2025 | 2030 | 2035 | 2040
BM | 0 | 0 | 0 | 0 | 0 | 0
CC | 1761.35 | 6297.72 | 6297.72 | 6297.72 | 6297.72 | 6297.72
CSP | 0 | 0 | 0 | 0 | 0 | 0
CT | 0 | 0 | 0 | 0 | 0 | 0
Coal | 0 | 0 | 0 | 0 | 0 | 0
Geo | 0 | 0 | 0 | 0 | 0 | 0
H | 0 | 0 | 746 | 746 | 746 | 746
LFG | 0 | 0 | 160.25 | 160.25 | 160.25 | 160.25
Nuc | 0 | 0 | 0 | 0 | 369.55 | 1636.53
PS | 0 | 0 | 0 | 0 | 0 | 0
PV | 0 | 0 | 0 | 0 | 0 | 0
PeakG | 0 | 0 | 0 | 0 | 0 | 0
PeakO | 0 | 0 | 0 | 0 | 0 | 0
ST | 0 | 0 | 0 | 0 | 0 | 0
STOG | 0 | 0 | 0 | 0 | 0 | 0
STWD | 0 | 0 | 0 | 0 | 0 | 0
WT | 0 | 0 | 0 | 0 | 0 | 0
IGCC | 0 | 0 | 0 | 0 | 0 | 0
DemandResponse | 0 | 0 | 0 | 0 | 0 | 0
IGCC-CCS | 0 | 0 | 0 | 0 | 0 | 0
WT_off | 0 | 0 | 0 | 0 | 0 | 0
PseudoUnit | 0 | 0 | 0 | 0 | 0 | 0
FixedInterchange | 0 | 0 | 0 | 0 | 0 | 0
Cumulative New Build Capacity by Reporting Type: NYISO_A-F
ReportingType | 2015 | 2020 | 2025 | 2030 | 2035 | 2040
BM | 0 | 0 | 0 | 0 | 0 | 0
CC | 639 | 639 | 639 | 639 | 639 | 639
CSP | 0 | 0 | 0 | 0 | 0 | 0
CT | 0 | 0 | 0 | 0 | 0 | 0
Coal | 0 | 0 | 0 | 0 | 0 | 0
Geo | 0 | 0 | 0 | 0 | 0 | 0
H | 0 | 0 | 0 | 0 | 0 | 0
LFG | 6.4 | 6.4 | 6.4 | 74.33 | 74.33 | 74.33
Nuc | 168 | 168 | 168 | 168 | 168 | 168
PS | 0 | 0 | 0 | 0 | 0 | 0
PV | 0 | 0 | 0 | 0 | 0 | 0
PeakG | 0 | 0 | 0 | 0 | 0 | 0
PeakO | 0 | 0 | 0 | 0 | 0 | 0
ST | 0 | 0 | 0 | 0 | 0 | 0
STOG | 0 | 0 | 0 | 0 | 0 | 0
STWD | 0 | 0 | 0 | 0 | 0 | 0
WT | 2476.3 | 3186.1 | 3186.1 | 6794.35 | 6794.35 | 6794.35
IGCC | 0 | 0 | 0 | 0 | 0 | 0
DemandResponse | 0 | 0 | 0 | 0 | 0 | 0
IGCC-CCS | 0 | 0 | 0 | 0 | 0 | 0
WT_off | 0 | 0 | 0 | 0 | 0 | 0
PseudoUnit | 0 | 0 | 0 | 0 | 0 | 0
FixedInterchange | 0 | 0 | 0 | 0 | 0 | 0
Cumulative New Build Capacity by Reporting Type: NYISO_G-I
ReportingType | 2015 | 2020 | 2025 | 2030 | 2035 | 2040
BM | 0 | 0 | 0 | 0 | 0 | 0
CC | 0 | 427.15 | 427.15 | 480.89 | 1031.33 | 2867.97
CSP | 0 | 0 | 0 | 0 | 0 | 0
CT | 0 | 0 | 0 | 0 | 0 | 0
Coal | 0 | 0 | 0 | 0 | 0 | 0
Geo | 0 | 0 | 0 | 0 | 0 | 0
H | 0 | 0 | 0 | 0 | 0 | 0
LFG | 0 | 0 | 0 | 74.33 | 74.33 | 74.33
Nuc | 0 | 0 | 0 | 0 | 0 | 0
PS | 0 | 0 | 0 | 0 | 0 | 0
PV | 0 | 0 | 0 | 0 | 0 | 0
PeakG | 0 | 0 | 0 | 0 | 0 | 0
PeakO | 0 | 0 | 0 | 0 | 0 | 0
ST | 0 | 0 | 0 | 0 | 0 | 0
STOG | 0 | 0 | 0 | 0 | 0 | 0
STWD | 0 | 0 | 0 | 0 | 0 | 0
WT | 0 | 60 | 60 | 360 | 360 | 360
IGCC | 0 | 0 | 0 | 0 | 0 | 0
DemandResponse | 0 | 0 | 0 | 0 | 0 | 0
IGCC-CCS | 0 | 0 | 0 | 0 | 0 | 0
WT_off | 0 | 0 | 0 | 0 | 0 | 0
PseudoUnit | 0 | 0 | 0 | 0 | 0 | 0
FixedInterchange | 0 | 0 | 0 | 0 | 0 | 0
Cumulative New Build Capacity by Reporting Type: NYISO_J-K
ReportingType | 2015 | 2020 | 2025 | 2030 | 2035 | 2040
BM | 0 | 0 | 0 | 0 | 0 | 0
CC | 1175.4 | 1175.4 | 1175.4 | 1175.4 | 1175.4 | 1175.4
CSP | 0 | 0 | 0 | 0 | 0 | 0
CT | 0 | 0 | 0 | 0 | 0 | 0
Coal | 0 | 0 | 0 | 0 | 0 | 0
Geo | 0 | 0 | 0 | 0 | 0 | 0
H | 0 | 0 | 0 | 0 | 0 | 0
LFG | 0 | 0 | 0 | 74.33 | 74.33 | 74.33
Nuc | 0 | 0 | 0 | 0 | 0 | 0
PS | 0 | 0 | 0 | 0 | 0 | 0
PV | 32 | 32 | 32 | 32 | 32 | 32
PeakG | 0 | 0 | 0 | 0 | 0 | 0
PeakO | 0 | 0 | 0 | 0 | 0 | 0
ST | 0 | 0 | 0 | 0 | 0 | 0
STOG | 0 | 0 | 0 | 0 | 0 | 0
STWD | 0 | 0 | 0 | 0 | 0 | 0
WT | 0 | 0 | 0 | 0 | 0 | 0
IGCC | 0 | 0 | 0 | 0 | 0 | 0
DemandResponse | 0 | 0 | 0 | 0 | 0 | 0
IGCC-CCS | 0 | 0 | 0 | 0 | 0 | 0
WT_off | 0 | 0 | 0 | 0 | 0 | 0
PseudoUnit | 0 | 0 | 0 | 0 | 0 | 0
FixedInterchange | 0 | 0 | 0 | 0 | 0 | 0
Cumulative New Build Capacity by Reporting Type: PJM_E
ReportingType | 2015 | 2020 | 2025 | 2030 | 2035 | 2040
BM | 30 | 30 | 30 | 30 | 30 | 30
CC | 4634.3 | 4634.3 | 4634.3 | 4634.3 | 4634.3 | 4634.3
CSP | 0 | 0 | 0 | 0 | 0 | 0
CT | 26.2 | 26.2 | 26.2 | 26.2 | 26.2 | 26.2
Coal | 27 | 27 | 27 | 27 | 27 | 27
Geo | 0 | 0 | 0 | 0 | 0 | 0
H | 0 | 0 | 0 | 0 | 0 | 0
LFG | 9.1 | 142 | 142 | 142 | 142 | 142
Nuc | 38 | 38 | 38 | 38 | 38 | 38
PS | 0 | 0 | 0 | 0 | 0 | 0
PV | 25.45 | 25.45 | 25.45 | 25.45 | 25.45 | 25.45
PeakG | 0 | 0 | 0 | 0 | 0 | 0
PeakO | 0 | 0 | 0 | 0 | 0 | 0
ST | 0 | 0 | 0 | 0 | 0 | 0
STOG | 0 | 0 | 0 | 0 | 0 | 0
STWD | 0 | 0 | 0 | 0 | 0 | 0
WT | 1150 | 1150 | 1150 | 1150 | 1150 | 1150
IGCC | 0 | 0 | 0 | 0 | 0 | 0
DemandResponse | 0 | 0 | 0 | 0 | 0 | 0
IGCC-CCS | 0 | 0 | 0 | 0 | 0 | 0
WT_off | 0 | 0 | 1100 | 1100 | 1100 | 1100
PseudoUnit | 0 | 0 | 0 | 0 | 0 | 0
FixedInterchange | 0 | 0 | 0 | 0 | 0 | 0
Cumulative New Build Capacity by Reporting Type: PJM_ROM
ReportingType | 2015 | 2020 | 2025 | 2030 | 2035 | 2040
BM | 18 | 18 | 18 | 18 | 18 | 18
CC | 1678.5 | 1678.5 | 1678.5 | 3336.01 | 10489.21 | 19484.34
CSP | 0 | 0 | 0 | 0 | 0 | 0
CT | 16 | 16 | 16 | 16 | 16 | 16
Coal | 32.5 | 32.5 | 32.5 | 32.5 | 32.5 | 32.5
Geo | 0 | 0 | 0 | 0 | 0 | 0
H | 0 | 0 | 0 | 678 | 678 | 678
LFG | 18.9 | 284 | 284 | 284 | 284 | 284
Nuc | 0 | 0 | 0 | 0 | 0 | 0
PS | 0 | 0 | 0 | 0 | 0 | 0
PV | 0 | 1355.2 | 2113.94 | 2283.77 | 2296.57 | 2357.65
PeakG | 0 | 0 | 0 | 0 | 0 | 0
PeakO | 0 | 0 | 0 | 0 | 0 | 0
ST | 0 | 0 | 0 | 0 | 0 | 0
STOG | 0 | 0 | 0 | 0 | 0 | 0
STWD | 0 | 0 | 0 | 0 | 0 | 0
WT | 479.8 | 1230 | 1230 | 1230 | 1230 | 1230
IGCC | 0 | 0 | 0 | 0 | 0 | 0
DemandResponse | 0 | 0 | 0 | 0 | 0 | 0
IGCC-CCS | 0 | 0 | 0 | 0 | 0 | 0
WT_off | 0 | 0 | 0 | 0 | 0 | 0
PseudoUnit | 0 | 0 | 0 | 0 | 0 | 0
FixedInterchange | 0 | 0 | 0 | 0 | 0 | 0
Cumulative New Build Capacity by Reporting Type: PJM_ROR
ReportingType | 2015 | 2020 | 2025 | 2030 | 2035 | 2040
BM | 385 | 385 | 385 | 385 | 385 | 385
CC | 19352.25 | 28505.85 | 28505.85 | 28505.85 | 28505.85 | 28505.85
CSP | 0 | 0 | 0 | 0 | 0 | 0
CT | 29 | 29 | 29 | 29 | 29 | 29
Coal | 2164 | 2164 | 2164 | 2164 | 2164 | 2164
Geo | 0 | 0 | 0 | 0 | 0 | 0
H | 0 | 503 | 503 | 503 | 503 | 503
LFG | 57.4 | 571.11 | 571.11 | 571.11 | 571.11 | 571.11
Nuc | 38 | 38 | 38 | 38 | 38 | 38
PS | 0 | 0 | 0 | 0 | 0 | 0
PV | 0 | 0 | 0 | 0 | 0 | 0
PeakG | 0 | 0 | 0 | 0 | 0 | 0
PeakO | 0 | 0 | 0 | 0 | 0 | 0
ST | 0 | 0 | 0 | 0 | 0 | 0
STOG | 0 | 0 | 0 | 0 | 0 | 0
STWD | 0 | 0 | 0 | 0 | 0 | 0
WT | 8325.7 | 8517.4 | 15754.9 | 17671.29 | 17671.29 | 17671.29
IGCC | 0 | 0 | 0 | 0 | 0 | 0
DemandResponse | 0 | 0 | 0 | 0 | 0 | 0
IGCC-CCS | 0 | 0 | 0 | 0 | 0 | 0
WT_off | 0 | 0 | 0 | 0 | 0 | 0
PseudoUnit | 0 | 0 | 0 | 0 | 0 | 0
FixedInterchange | 0 | 0 | 0 | 0 | 0 | 0
Cumulative New Build Capacity by Reporting Type: SOCO
ReportingType | 2015 | 2020 | 2025 | 2030 | 2035 | 2040
BM | 55 | 55 | 55 | 55 | 55 | 55
CC | 8622.58 | 15000.67 | 15000.67 | 15000.67 | 15000.67 | 15000.67
CSP | 0 | 0 | 0 | 0 | 0 | 0
CT | 0 | 0 | 0 | 0 | 0 | 0
Coal | 0 | 0 | 0 | 0 | 0 | 0
Geo | 0 | 0 | 0 | 0 | 0 | 0
H | 0 | 0 | 0 | 0 | 0 | 0
LFG | 0 | 0 | 107.4 | 107.4 | 107.4 | 107.4
Nuc | 70 | 2270 | 2270 | 4969.07 | 7087.8 | 14817.84
PS | 0 | 0 | 0 | 0 | 0 | 0
PV | 0 | 0 | 0 | 0 | 0 | 0
PeakG | 0 | 0 | 0 | 0 | 0 | 0
PeakO | 0 | 0 | 0 | 0 | 0 | 0
ST | 0 | 0 | 0 | 0 | 0 | 0
STOG | 0 | 0 | 0 | 0 | 0 | 0
STWD | 0 | 0 | 0 | 0 | 0 | 0
WT | 0 | 0 | 0 | 0 | 0 | 0
IGCC | 0 | 0 | 0 | 0 | 0 | 0
DemandResponse | 0 | 0 | 0 | 0 | 0 | 0
IGCC-CCS | 0 | 0 | 0 | 0 | 0 | 0
WT_off | 0 | 0 | 0 | 0 | 0 | 0
PseudoUnit | 0 | 0 | 0 | 0 | 0 | 0
FixedInterchange | 0 | 0 | 0 | 0 | 0 | 0
Cumulative New Build Capacity by Reporting Type: SPP_N
ReportingType | 2015 | 2020 | 2025 | 2030 | 2035 | 2040
BM | 0 | 0 | 0 | 0 | 0 | 0
CC | 0 | 0 | 0 | 0 | 0 | 0
CSP | 0 | 0 | 0 | 0 | 0 | 0
CT | 0 | 0 | 0 | 0 | 747.21 | 941.31
Coal | 465.04 | 465.04 | 465.04 | 465.04 | 465.04 | 465.04
Geo | 0 | 0 | 0 | 0 | 0 | 0
H | 0 | 0 | 0 | 0 | 0 | 0
LFG | 0 | 0 | 0 | 95 | 95 | 95
Nuc | 0 | 0 | 0 | 0 | 0 | 0
PS | 0 | 0 | 0 | 0 | 0 | 0
PV | 0 | 0 | 0 | 0 | 0 | 0
PeakG | 0 | 0 | 0 | 0 | 0 | 0
PeakO | 0 | 0 | 0 | 0 | 0 | 0
ST | 0 | 0 | 0 | 0 | 0 | 0
STOG | 0 | 0 | 0 | 0 | 0 | 0
STWD | 0 | 0 | 0 | 0 | 0 | 0
WT | 0 | 36823.51 | 55051.85 | 60978.44 | 62463.49 | 62888.87
IGCC | 0 | 0 | 0 | 0 | 0 | 0
DemandResponse | 0 | 0 | 0 | 0 | 0 | 0
IGCC-CCS | 0 | 0 | 0 | 0 | 0 | 0
WT_off | 0 | 0 | 0 | 0 | 0 | 0
PseudoUnit | 0 | 0 | 0 | 0 | 0 | 0
FixedInterchange | 0 | 0 | 0 | 0 | 0 | 0
Cumulative New Build Capacity by Reporting Type: SPP_S
ReportingType | 2015 | 2020 | 2025 | 2030 | 2035 | 2040
BM | 0 | 0 | 0 | 0 | 0 | 0
CC | 0 | 969.88 | 969.88 | 969.88 | 1836.21 | 1836.21
CSP | 0 | 0 | 0 | 0 | 0 | 0
CT | 412.99 | 712.99 | 712.99 | 712.99 | 1242.95 | 1481.05
Coal | 988 | 988 | 988 | 988 | 988 | 988
Geo | 0 | 0 | 0 | 0 | 0 | 0
H | 0 | 0 | 0 | 0 | 0 | 0
LFG | 0 | 0 | 0 | 95 | 95 | 95
Nuc | 0 | 0 | 0 | 0 | 0 | 0
PS | 0 | 0 | 0 | 0 | 0 | 0
PV | 0 | 0 | 0 | 0 | 0 | 0
PeakG | 0 | 0 | 0 | 0 | 0 | 0
PeakO | 0 | 0 | 0 | 0 | 0 | 0
ST | 0 | 0 | 0 | 0 | 0 | 0
STOG | 0 | 0 | 0 | 0 | 0 | 0
STWD | 0 | 0 | 0 | 0 | 0 | 0
WT | 430 | 39899.88 | 41071.38 | 43245.14 | 43245.14 | 43577.14
IGCC | 0 | 0 | 0 | 0 | 0 | 0
DemandResponse | 0 | 0 | 0 | 0 | 0 | 0
IGCC-CCS | 0 | 0 | 0 | 0 | 0 | 0
WT_off | 0 | 0 | 0 | 0 | 0 | 0
PseudoUnit | 0 | 0 | 0 | 0 | 0 | 0
FixedInterchange | 0 | 0 | 0 | 0 | 0 | 0
Cumulative New Build Capacity by Reporting Type: TVA
ReportingType | 2015 | 2020 | 2025 | 2030 | 2035 | 2040
BM | 0 | 0 | 0 | 0 | 0 | 0
CC | 4337.82 | 9462.07 | 9462.07 | 9462.07 | 9462.07 | 9462.07
CSP | 0 | 0 | 0 | 0 | 0 | 0
CT | 0 | 0 | 0 | 0 | 0 | 0
Coal | 0 | 0 | 0 | 0 | 0 | 0
Geo | 0 | 0 | 0 | 0 | 0 | 0
H | 0 | 0 | 0 | 27 | 27 | 27
LFG | 0 | 0 | 107.4 | 107.4 | 107.4 | 107.4
Nuc | 1697.89 | 1697.89 | 1697.89 | 1697.89 | 6520.91 | 6981.72
PS | 0 | 0 | 0 | 0 | 0 | 0
PV | 0 | 0 | 0 | 0 | 0 | 0
PeakG | 0 | 0 | 0 | 0 | 0 | 0
PeakO | 0 | 0 | 0 | 0 | 0 | 0
ST | 0 | 0 | 0 | 0 | 0 | 0
STOG | 0 | 0 | 0 | 0 | 0 | 0
STWD | 0 | 0 | 0 | 0 | 0 | 0
WT | 0 | 0 | 0 | 0 | 0 | 0
IGCC | 0 | 0 | 0 | 0 | 0 | 0
DemandResponse | 0 | 0 | 0 | 0 | 0 | 0
IGCC-CCS | 0 | 0 | 0 | 0 | 0 | 0
WT_off | 0 | 0 | 0 | 0 | 0 | 0
PseudoUnit | 0 | 0 | 0 | 0 | 0 | 0
FixedInterchange | 0 | 0 | 0 | 0 | 0 | 0
Cumulative New Build Capacity by Reporting Type: TVA_Transmission
ReportingType | 2015 | 2020 | 2025 | 2030 | 2035 | 2040
BM | 0 | 0 | 0 | 0 | 0 | 0
CC | 0 | 0 | 0 | 0 | 0 | 0
CSP | 0 | 0 | 0 | 0 | 0 | 0
CT | 0 | 0 | 0 | 0 | 0 | 0
Coal | 0 | 0 | 0 | 0 | 0 | 0
Geo | 0 | 0 | 0 | 0 | 0 | 0
H | 0 | 0 | 0 | 0 | 0 | 0
LFG | 0 | 0 | 0 | 0 | 0 | 0
Nuc | 0 | 0 | 0 | 0 | 0 | 0
PS | 0 | 0 | 0 | 0 | 0 | 0
PV | 0 | 0 | 0 | 0 | 0 | 0
PeakG | 0 | 0 | 0 | 0 | 0 | 0
PeakO | 0 | 0 | 0 | 0 | 0 | 0
ST | 0 | 0 | 0 | 0 | 0 | 0
STOG | 0 | 0 | 0 | 0 | 0 | 0
STWD | 0 | 0 | 0 | 0 | 0 | 0
WT | 0 | 0 | 0 | 0 | 0 | 0
IGCC | 0 | 0 | 0 | 0 | 0 | 0
DemandResponse | 0 | 0 | 0 | 0 | 0 | 0
IGCC-CCS | 0 | 0 | 0 | 0 | 0 | 0
WT_off | 0 | 0 | 0 | 0 | 0 | 0
PseudoUnit | 0 | 0 | 0 | 0 | 0 | 0
FixedInterchange | 0 | 0 | 0 | 0 | 0 | 0
Cumulative New Build Capacity by Reporting Type: VACAR
ReportingType | 2015 | 2020 | 2025 | 2030 | 2035 | 2040
BM | 0.92 | 171.13 | 709.69 | 722.42 | 722.42 | 770
CC | 16587.98 | 16587.98 | 16587.98 | 16587.98 | 16587.98 | 16587.98
CSP | 0 | 0 | 0 | 0 | 0 | 0
CT | 717.2 | 717.2 | 717.2 | 717.2 | 717.2 | 717.2
Coal | 825 | 825 | 825 | 825 | 825 | 825
Geo | 0 | 0 | 0 | 0 | 0 | 0
H | 0 | 0 | 0 | 0 | 0 | 0
LFG | 0.34 | 107.4 | 107.4 | 107.4 | 107.4 | 107.4
Nuc | 0 | 2330 | 2330 | 6930.22 | 10009.1 | 19420.66
PS | 0 | 0 | 0 | 0 | 0 | 0
PV | 0 | 133.61 | 135.95 | 136.75 | 136.75 | 139.75
PeakG | 0 | 0 | 0 | 0 | 0 | 0
PeakO | 0 | 0 | 0 | 0 | 0 | 0
ST | 0 | 0 | 0 | 0 | 0 | 0
STOG | 0 | 0 | 0 | 0 | 0 | 0
STWD | 0 | 0 | 0 | 0 | 0 | 0
WT | 0.9 | 3500 | 3500 | 3500 | 3500 | 3500
IGCC | 0 | 0 | 0 | 0 | 0 | 0
DemandResponse | 0 | 0 | 0 | 0 | 0 | 0
IGCC-CCS | 0 | 0 | 0 | 0 | 0 | 0
WT_off | 1 | 1 | 1 | 1 | 1 | 1
PseudoUnit | 0 | 0 | 0 | 0 | 0 | 0
FixedInterchange | 0 | 0 | 0 | 0 | 0 | 0
Cumulative New Build Capacity by Reporting Type: IESO
ReportingType | 2015 | 2020 | 2025 | 2030 | 2035 | 2040
BM | 326.33 | 326.33 | 326.33 | 326.33 | 326.33 | 326.33
CC | 1263 | 1263 | 1263 | 1263 | 1263 | 1263
CSP | 0 | 0 | 0 | 0 | 0 | 0
CT | 368 | 368 | 368 | 368 | 368 | 368
Coal | 0 | 0 | 0 | 0 | 0 | 0
Geo | 0 | 0 | 0 | 0 | 0 | 0
H | 0 | 0 | 0 | 250 | 250 | 250
LFG | 14.5 | 14.5 | 14.5 | 15 | 15 | 15
Nuc | 0 | 0 | 0 | 0 | 0 | 0
PS | 0 | 0 | 0 | 0 | 0 | 0
PV | 1067.26 | 1067.26 | 1067.26 | 1067.26 | 1067.26 | 1067.26
PeakG | 0 | 0 | 0 | 0 | 0 | 0
PeakO | 0 | 0 | 0 | 0 | 0 | 0
ST | 0 | 0 | 0 | 0 | 0 | 0
STOG | 0 | 0 | 0 | 0 | 0 | 0
STWD | 0 | 0 | 0 | 0 | 0 | 0
WT | 2105.9 | 2105.9 | 2105.9 | 2105.9 | 2105.9 | 2105.9
IGCC | 0 | 0 | 0 | 0 | 0 | 0
DemandResponse | 0 | 0 | 0 | 0 | 0 | 0
IGCC-CCS | 0 | 0 | 0 | 0 | 0 | 0
WT_off | 0 | 0 | 0 | 0 | 0 | 0
PseudoUnit | 0 | 0 | 0 | 0 | 0 | 0
FixedInterchange | 0 | 0 | 0 | 0 | 0 | 0
Cumulative New Build Capacity by Reporting Type: MAPP_CA
ReportingType | 2015 | 2020 | 2025 | 2030 | 2035 | 2040
BM | 0 | 0 | 0 | 0 | 0 | 0
CC | 281.76 | 281.76 | 281.76 | 281.76 | 281.76 | 281.76
CSP | 0 | 0 | 0 | 0 | 0 | 0
CT | 0 | 0 | 0 | 0 | 0 | 0
Coal | 0 | 0 | 0 | 0 | 0 | 0
Geo | 0 | 0 | 0 | 0 | 0 | 0
H | 0 | 695 | 2190 | 3822.19 | 3822.19 | 3822.19
LFG | 0 | 0 | 0 | 0 | 0 | 0
Nuc | 0 | 0 | 0 | 0 | 0 | 0
PS | 0 | 0 | 0 | 0 | 0 | 0
PV | 0 | 0 | 0 | 0 | 0 | 0
PeakG | 0 | 0 | 0 | 0 | 0 | 0
PeakO | 0 | 0 | 0 | 0 | 0 | 0
ST | 0 | 0 | 0 | 0 | 0 | 0
STOG | 0 | 0 | 0 | 0 | 0 | 0
STWD | 0 | 0 | 0 | 0 | 0 | 0
WT | 302.4 | 302.4 | 302.4 | 302.4 | 302.4 | 302.4
IGCC | 0 | 0 | 0 | 0 | 0 | 0
DemandResponse | 0 | 0 | 0 | 0 | 0 | 0
IGCC-CCS | 0 | 0 | 0 | 0 | 0 | 0
WT_off | 0 | 0 | 0 | 0 | 0 | 0
PseudoUnit | 0 | 0 | 0 | 0 | 0 | 0
FixedInterchange | 0 | 0 | 0 | 0 | 0 | 0
Cumulative New Build Capacity by Reporting Type: AZ_NM_SNV_Coal
ReportingType | 2015 | 2020 | 2025 | 2030 | 2035 | 2040
BM | 0 | 0 | 0 | 0 | 0 | 0
CC | 0 | 0 | 0 | 0 | 0 | 0
CSP | 0 | 0 | 0 | 0 | 0 | 0
CT | 0 | 0 | 0 | 0 | 0 | 0
Coal | 0 | 0 | 0 | 0 | 0 | 0
Geo | 0 | 0 | 0 | 0 | 0 | 0
H | 0 | 0 | 0 | 0 | 0 | 0
LFG | 0 | 0 | 0 | 0 | 0 | 0
Nuc | 0 | 0 | 0 | 0 | 0 | 0
PS | 0 | 0 | 0 | 0 | 0 | 0
PV | 0 | 0 | 0 | 0 | 0 | 0
PeakG | 0 | 0 | 0 | 0 | 0 | 0
PeakO | 0 | 0 | 0 | 0 | 0 | 0
ST | 0 | 0 | 0 | 0 | 0 | 0
STOG | 0 | 0 | 0 | 0 | 0 | 0
STWD | 0 | 0 | 0 | 0 | 0 | 0
WT | 0 | 0 | 0 | 0 | 0 | 0
IGCC | 0 | 0 | 0 | 0 | 0 | 0
DemandResponse | 0 | 0 | 0 | 0 | 0 | 0
IGCC-CCS | 0 | 0 | 0 | 0 | 0 | 0
WT_off | 0 | 0 | 0 | 0 | 0 | 0
PseudoUnit | 0 | 0 | 0 | 0 | 0 | 0
FixedInterchange | 0 | 0 | 0 | 0 | 0 | 0
Cumulative New Build Capacity by Reporting Type: AZ_NM_SNV_Gas
ReportingType | 2015 | 2020 | 2025 | 2030 | 2035 | 2040
BM | 0 | 0 | 0 | 0 | 0 | 0
CC | 668 | 2310.37 | 2310.37 | 2310.37 | 2310.37 | 2310.37
CSP | 0 | 0 | 0 | 0 | 0 | 0
CT | 736 | 736 | 736 | 736 | 736 | 736
Coal | 0 | 0 | 0 | 0 | 0 | 0
Geo | 0 | 0 | 0 | 0 | 0 | 0
H | 0 | 0 | 0 | 0 | 0 | 0
LFG | 0 | 0 | 0 | 0 | 0 | 0
Nuc | 0 | 0 | 0 | 0 | 0 | 0
PS | 0 | 0 | 0 | 0 | 0 | 0
PV | 0 | 0 | 0 | 0 | 0 | 0
PeakG | 0 | 0 | 0 | 0 | 0 | 0
PeakO | 0 | 0 | 0 | 0 | 0 | 0
ST | 0 | 0 | 0 | 0 | 0 | 0
STOG | 0 | 0 | 0 | 0 | 0 | 0
STWD | 0 | 0 | 0 | 0 | 0 | 0
WT | 0 | 0 | 0 | 0 | 0 | 0
IGCC | 0 | 0 | 0 | 0 | 0 | 0
DemandResponse | 0 | 0 | 0 | 0 | 0 | 0
IGCC-CCS | 0 | 0 | 0 | 0 | 0 | 0
WT_off | 0 | 0 | 0 | 0 | 0 | 0
PseudoUnit | 0 | 0 | 0 | 0 | 0 | 0
FixedInterchange | 0 | 0 | 0 | 0 | 0 | 0
Cumulative New Build Capacity by Reporting Type: AZ_NM_SNV_NucRenew
ReportingType | 2015 | 2020 | 2025 | 2030 | 2035 | 2040
BM | 0 | 0 | 0 | 0 | 0 | 0
CC | 0 | 0 | 0 | 0 | 0 | 0
CSP | 0 | 0 | 0 | 0 | 0 | 0
CT | 0 | 0 | 0 | 0 | 0 | 0
Coal | 0 | 0 | 0 | 0 | 0 | 0
Geo | 0 | 147.11 | 1450 | 1450 | 1450 | 1450
H | 0 | 0 | 0 | 0 | 0 | 0
LFG | 0 | 0 | 60.67 | 60.67 | 60.67 | 60.67
Nuc | 0 | 0 | 0 | 4173.23 | 7478.08 | 8041.78
PS | 0 | 0 | 0 | 0 | 0 | 0
PV | 95.7 | 95.7 | 95.7 | 95.7 | 95.7 | 95.7
PeakG | 0 | 0 | 0 | 0 | 0 | 0
PeakO | 0 | 0 | 0 | 0 | 0 | 0
ST | 280 | 725.61 | 953.39 | 963.12 | 963.12 | 963.12
STOG | 0 | 0 | 0 | 0 | 0 | 0
STWD | 0 | 0 | 0 | 0 | 0 | 0
WT | 65.1 | 11854.92 | 11879.99 | 12014.44 | 12696.42 | 12696.42
IGCC | 0 | 0 | 0 | 0 | 0 | 0
DemandResponse | 0 | 0 | 0 | 0 | 0 | 0
IGCC-CCS | 0 | 0 | 0 | 0 | 0 | 0
WT_off | 0 | 0 | 0 | 0 | 0 | 0
PseudoUnit | 0 | 0 | 0 | 0 | 0 | 0
FixedInterchange | 0 | 0 | 0 | 0 | 0 | 0
Cumulative New Build Capacity by Reporting Type: ERCOT
ReportingType | 2015 | 2020 | 2025 | 2030 | 2035 | 2040
BM | 145 | 145 | 145 | 145 | 145 | 145
CC | 19136.13 | 19136.13 | 19136.13 | 19136.13 | 19136.13 | 19136.13
CSP | 0 | 0 | 0 | 0 | 0 | 0
CT | 250 | 250 | 250 | 250 | 250 | 250
Coal | 2020 | 2020 | 2020 | 2020 | 2020 | 2020
Geo | 0 | 0 | 0 | 0 | 0 | 0
H | 0 | 0 | 0 | 0 | 0 | 0
LFG | 0 | 0 | 354 | 354 | 354 | 354
Nuc | 0 | 0 | 0 | 0 | 4208.39 | 7628.53
PS | 0 | 0 | 0 | 0 | 0 | 0
PV | 14 | 14 | 14 | 14 | 14 | 14
PeakG | 0 | 0 | 0 | 0 | 0 | 0
PeakO | 0 | 0 | 0 | 0 | 0 | 0
ST | 0 | 0 | 0 | 0 | 0 | 0
STOG | 0 | 0 | 0 | 0 | 0 | 0
STWD | 0 | 0 | 0 | 0 | 0 | 0
WT | 350.1 | 350.1 | 19804.41 | 19804.41 | 19804.42 | 20058.02
IGCC | 0 | 0 | 0 | 0 | 0 | 0
DemandResponse | 0 | 0 | 0 | 0 | 0 | 0
IGCC-CCS | 0 | 0 | 0 | 0 | 0 | 0
WT_off | 0 | 0 | 0 | 0 | 0 | 0
PseudoUnit | 0 | 0 | 0 | 0 | 0 | 0
FixedInterchange | 0 | 0 | 0 | 0 | 0 | 0
Cumulative New Build Capacity by Reporting Type: NP15
ReportingType | 2015 | 2020 | 2025 | 2030 | 2035 | 2040
BM | 0 | 0 | 0 | 0 | 0 | 0
CC | 3351.18 | 3351.18 | 3351.18 | 3351.18 | 3351.18 | 3351.18
CSP | 0 | 0 | 0 | 0 | 0 | 0
CT | 212.6 | 212.6 | 212.6 | 212.6 | 212.6 | 212.6
Coal | 0 | 0 | 0 | 0 | 0 | 0
Geo | 0 | 0 | 600 | 600 | 600 | 600
H | 0 | 0 | 0 | 0 | 0 | 0
LFG | 0 | 378.43 | 565 | 565 | 565 | 565
Nuc | 0 | 0 | 0 | 4096.06 | 5867.75 | 8855.27
PS | 0 | 0 | 0 | 0 | 0 | 0
PV | 6.5 | 6.5 | 6.5 | 6.5 | 6.5 | 6.5
PeakG | 0 | 0 | 0 | 0 | 0 | 0
PeakO | 0 | 0 | 0 | 0 | 0 | 0
ST | 29 | 29 | 29 | 29 | 29 | 29
STOG | 0 | 0 | 0 | 0 | 0 | 0
STWD | 0 | 0 | 0 | 0 | 0 | 0
WT | 101.2 | 3400 | 3400 | 3400 | 3400 | 3400
IGCC | 0 | 0 | 0 | 0 | 0 | 0
DemandResponse | 0 | 0 | 0 | 0 | 0 | 0
IGCC-CCS | 0 | 0 | 0 | 0 | 0 | 0
WT_off | 0 | 0 | 0 | 0 | 0 | 0
PseudoUnit | 0 | 0 | 0 | 0 | 0 | 0
FixedInterchange | 0 | 0 | 0 | 0 | 0 | 0
Cumulative New Build Capacity by Reporting Type: NWPP_Coal
ReportingType | 2015 | 2020 | 2025 | 2030 | 2035 | 2040
BM | 0 | 0 | 0 | 0 | 0 | 0
CC | 0 | 0 | 0 | 0 | 0 | 0
CSP | 0 | 0 | 0 | 0 | 0 | 0
CT | 0 | 0 | 0 | 0 | 0 | 0
Coal | 0 | 0 | 0 | 0 | 0 | 0
Geo | 0 | 0 | 0 | 0 | 0 | 0
H | 0 | 0 | 0 | 0 | 0 | 0
LFG | 0 | 0 | 0 | 0 | 0 | 0
Nuc | 0 | 0 | 0 | 0 | 0 | 0
PS | 0 | 0 | 0 | 0 | 0 | 0
PV | 0 | 0 | 0 | 0 | 0 | 0
PeakG | 0 | 0 | 0 | 0 | 0 | 0
PeakO | 0 | 0 | 0 | 0 | 0 | 0
ST | 0 | 0 | 0 | 0 | 0 | 0
STOG | 0 | 0 | 0 | 0 | 0 | 0
STWD | 0 | 0 | 0 | 0 | 0 | 0
WT | 0 | 0 | 0 | 0 | 0 | 0
IGCC | 0 | 0 | 0 | 0 | 0 | 0
DemandResponse | 0 | 0 | 0 | 0 | 0 | 0
IGCC-CCS | 0 | 0 | 0 | 0 | 0 | 0
WT_off | 0 | 0 | 0 | 0 | 0 | 0
PseudoUnit | 0 | 0 | 0 | 0 | 0 | 0
FixedInterchange | 0 | 0 | 0 | 0 | 0 | 0
Cumulative New Build Capacity by Reporting Type: NWPP_Gas
ReportingType | 2015 | 2020 | 2025 | 2030 | 2035 | 2040
BM | 0 | 0 | 0 | 0 | 0 | 0
CC | 300 | 2306.63 | 2306.63 | 2306.63 | 2306.63 | 2306.63
CSP | 0 | 0 | 0 | 0 | 0 | 0
CT | 150 | 150 | 150 | 150 | 150 | 150
Coal | 0 | 0 | 0 | 0 | 0 | 0
Geo | 0 | 0 | 0 | 0 | 0 | 0
H | 0 | 0 | 0 | 0 | 0 | 0
LFG | 0 | 0 | 0 | 0 | 0 | 0
Nuc | 0 | 0 | 0 | 0 | 0 | 0
PS | 0 | 0 | 0 | 0 | 0 | 0
PV | 0 | 0 | 0 | 0 | 0 | 0
PeakG | 0 | 0 | 0 | 0 | 0 | 0
PeakO | 0 | 0 | 0 | 0 | 0 | 0
ST | 0 | 0 | 0 | 0 | 0 | 0
STOG | 0 | 0 | 0 | 0 | 0 | 0
STWD | 0 | 0 | 0 | 0 | 0 | 0
WT | 0 | 0 | 0 | 0 | 0 | 0
IGCC | 0 | 0 | 0 | 0 | 0 | 0
DemandResponse | 0 | 0 | 0 | 0 | 0 | 0
IGCC-CCS | 0 | 0 | 0 | 0 | 0 | 0
WT_off | 0 | 0 | 0 | 0 | 0 | 0
PseudoUnit | 0 | 0 | 0 | 0 | 0 | 0
FixedInterchange | 0 | 0 | 0 | 0 | 0 | 0
Cumulative New Build Capacity by Reporting Type: NWPP_NucRenew
ReportingType | 2015 | 2020 | 2025 | 2030 | 2035 | 2040
BM | 32.55 | 32.55 | 32.55 | 32.55 | 32.55 | 32.55
CC | 0 | 0 | 0 | 0 | 0 | 0
CSP | 0 | 0 | 0 | 0 | 0 | 0
CT | 0 | 0 | 0 | 0 | 0 | 0
Coal | 0 | 0 | 0 | 0 | 0 | 0
Geo | 86 | 86 | 520 | 520 | 520 | 520
H | 0 | 0 | 0 | 0 | 0 | 0
LFG | 25.5 | 25.5 | 270 | 270 | 270 | 270
Nuc | 0 | 0 | 0 | 8049.13 | 8510.71 | 11867.08
PS | 0 | 0 | 0 | 0 | 0 | 0
PV | 0 | 0 | 0 | 0 | 0 | 0
PeakG | 0 | 0 | 0 | 0 | 0 | 0
PeakO | 0 | 0 | 0 | 0 | 0 | 0
ST | 0 | 0 | 0 | 0 | 0 | 0
STOG | 0 | 0 | 0 | 0 | 0 | 0
STWD | 0 | 0 | 0 | 0 | 0 | 0
WT | 977.3 | 977.3 | 977.3 | 977.3 | 977.3 | 977.3
IGCC | 0 | 0 | 0 | 0 | 0 | 0
DemandResponse | 0 | 0 | 0 | 0 | 0 | 0
IGCC-CCS | 0 | 0 | 0 | 0 | 0 | 0
WT_off | 0 | 0 | 0 | 0 | 0 | 0
PseudoUnit | 0 | 0 | 0 | 0 | 0 | 0
FixedInterchange | 0 | 0 | 0 | 0 | 0 | 0
Cumulative New Build Capacity by Reporting Type: RMPA
ReportingType | 2015 | 2020 | 2025 | 2030 | 2035 | 2040
BM | 0 | 0 | 0 | 0 | 0 | 0
CC | 0 | 1400.02 | 1400.02 | 1400.02 | 1400.02 | 1400.02
CSP | 0 | 0 | 0 | 0 | 0 | 0
CT | 152 | 152 | 152 | 152 | 152 | 152
Coal | 390 | 390 | 390 | 390 | 390 | 390
Geo | 0 | 477.89 | 2570 | 2570 | 2570 | 2570
H | 0 | 0 | 0 | 0 | 0 | 0
LFG | 1.4 | 1.4 | 30.33 | 30.33 | 30.33 | 30.33
Nuc | 0 | 0 | 0 | 1767.34 | 1863.66 | 2111.8
PS | 0 | 0 | 0 | 0 | 0 | 0
PV | 1 | 1 | 1 | 1 | 1 | 1
PeakG | 0 | 0 | 0 | 0 | 0 | 0
PeakO | 0 | 0 | 0 | 0 | 0 | 0
ST | 3 | 370.43 | 370.43 | 375.89 | 375.89 | 375.89
STOG | 0 | 0 | 0 | 0 | 0 | 0
STWD | 0 | 0 | 0 | 0 | 0 | 0
WT | 765.4 | 4310.61 | 4310.61 | 4847.18 | 4847.18 | 4982.91
IGCC | 0 | 0 | 0 | 0 | 0 | 0
DemandResponse | 0 | 0 | 0 | 0 | 0 | 0
IGCC-CCS | 0 | 0 | 0 | 0 | 0 | 0
WT_off | 0 | 0 | 0 | 0 | 0 | 0
PseudoUnit | 0 | 0 | 0 | 0 | 0 | 0
FixedInterchange | 0 | 0 | 0 | 0 | 0 | 0
Cumulative New Build Capacity by Reporting Type: SP15
ReportingType | 2015 | 2020 | 2025 | 2030 | 2035 | 2040
BM | 6 | 6 | 6 | 6 | 6 | 6
CC | 3459.94 | 4849.82 | 5060.38 | 5060.38 | 5060.38 | 5060.38
CSP | 0 | 0 | 0 | 0 | 0 | 0
CT | 0 | 0 | 0 | 0 | 0 | 0
Coal | 0 | 0 | 0 | 0 | 0 | 0
Geo | 50 | 1500 | 1500 | 1500 | 1500 | 1500
H | 0 | 0 | 0 | 0 | 0 | 0
LFG | 9.2 | 565 | 565 | 565 | 565 | 565
Nuc | 0 | 0 | 0 | 0 | 0 | 1356.53
PS | 0 | 0 | 0 | 0 | 0 | 0
PV | 3.8 | 3.8 | 3.8 | 3.8 | 3.8 | 3.8
PeakG | 0 | 0 | 0 | 0 | 0 | 0
PeakO | 0 | 0 | 0 | 0 | 0 | 0
ST | 448 | 448 | 448 | 448 | 448 | 448
STOG | 0 | 0 | 0 | 0 | 0 | 0
STWD | 0 | 0 | 0 | 0 | 0 | 0
WT | 735 | 1632.66 | 12156.03 | 14900 | 14900 | 14900
IGCC | 0 | 0 | 0 | 0 | 0 | 0
DemandResponse | 0 | 0 | 0 | 0 | 0 | 0
IGCC-CCS | 0 | 0 | 0 | 0 | 0 | 0
WT_off | 0 | 0 | 0 | 0 | 0 | 0
PseudoUnit | 0 | 0 | 0 | 0 | 0 | 0
FixedInterchange | 0 | 0 | 0 | 0 | 0 | 0
Cumulative New Build Capacity by Reporting Type: ALB
ReportingType | 2015 | 2020 | 2025 | 2030 | 2035 | 2040
BM | 0 | 0 | 0 | 0 | 0 | 0
CC | 0 | 0 | 0 | 0 | 0 | 0
CSP | 0 | 0 | 0 | 0 | 0 | 0
CT | 201.5 | 201.5 | 201.5 | 201.5 | 201.5 | 201.5
Coal | 495 | 495 | 495 | 495 | 495 | 495
Geo | 0 | 0 | 0 | 0 | 0 | 0
H | 0 | 0 | 0 | 0 | 0 | 0
LFG | 0 | 0 | 0 | 0 | 0 | 0
Nuc | 0 | 0 | 0 | 8808.33 | 8827.54 | 9225.35
PS | 0 | 0 | 0 | 0 | 0 | 0
PV | 0 | 0 | 0 | 0 | 0 | 0
PeakG | 0 | 0 | 0 | 0 | 0 | 0
PeakO | 0 | 0 | 0 | 0 | 0 | 0
ST | 0 | 0 | 0 | 0 | 0 | 0
STOG | 0 | 0 | 0 | 0 | 0 | 0
STWD | 0 | 0 | 0 | 0 | 0 | 0
WT | 9 | 9 | 9 | 9 | 9 | 9
IGCC | 0 | 0 | 0 | 0 | 0 | 0
DemandResponse | 0 | 0 | 0 | 0 | 0 | 0
IGCC-CCS | 0 | 0 | 0 | 0 | 0 | 0
WT_off | 0 | 0 | 0 | 0 | 0 | 0
PseudoUnit | 0 | 0 | 0 | 0 | 0 | 0
FixedInterchange | 0 | 0 | 0 | 0 | 0 | 0
Cumulative New Build Capacity by Reporting Type: BC
ReportingType | 2015 | 2020 | 2025 | 2030 | 2035 | 2040
BM | 0 | 0 | 0 | 0 | 0 | 0
CC | 388.34 | 388.34 | 388.34 | 388.34 | 388.34 | 388.34
CSP | 0 | 0 | 0 | 0 | 0 | 0
CT | 0 | 0 | 0 | 0 | 0 | 0
Coal | 0 | 0 | 0 | 0 | 0 | 0
Geo | 0 | 0 | 0 | 0 | 0 | 0
H | 0 | 0 | 0 | 0 | 0 | 0
LFG | 0 | 0 | 0 | 0 | 0 | 0
Nuc | 0 | 0 | 0 | 630.66 | 699.87 | 762.45
PS | 0 | 0 | 0 | 0 | 0 | 0
PV | 0 | 0 | 0 | 0 | 0 | 0
PeakG | 0 | 0 | 0 | 0 | 0 | 0
PeakO | 0 | 0 | 0 | 0 | 0 | 0
ST | 0 | 0 | 0 | 0 | 0 | 0
STOG | 0 | 0 | 0 | 0 | 0 | 0
STWD | 0 | 0 | 0 | 0 | 0 | 0
WT | 144 | 144 | 144 | 144 | 144 | 144
IGCC | 0 | 0 | 0 | 0 | 0 | 0
DemandResponse | 0 | 0 | 0 | 0 | 0 | 0
IGCC-CCS | 0 | 0 | 0 | 0 | 0 | 0
WT_off | 0 | 0 | 0 | 0 | 0 | 0
PseudoUnit | 0 | 0 | 0 | 0 | 0 | 0
FixedInterchange | 0 | 0 | 0 | 0 | 0 | 0
Cumulative New Build Capacity by Reporting Type: HQ_IESO
ReportingType | 2015 | 2020 | 2025 | 2030 | 2035 | 2040
BM | 0 | 0 | 0 | 0 | 0 | 0
CC | 0 | 0 | 0 | 0 | 0 | 0
CSP | 0 | 0 | 0 | 0 | 0 | 0
CT | 0 | 0 | 0 | 0 | 0 | 0
Coal | 0 | 0 | 0 | 0 | 0 | 0
Geo | 0 | 0 | 0 | 0 | 0 | 0
H | 0 | 0 | 0 | 0 | 0 | 0
LFG | 0 | 0 | 0 | 0 | 0 | 0
Nuc | 0 | 0 | 0 | 0 | 0 | 0
PS | 0 | 0 | 0 | 0 | 0 | 0
PV | 0 | 0 | 0 | 0 | 0 | 0
PeakG | 0 | 0 | 0 | 0 | 0 | 0
PeakO | 0 | 0 | 0 | 0 | 0 | 0
ST | 0 | 0 | 0 | 0 | 0 | 0
STOG | 0 | 0 | 0 | 0 | 0 | 0
STWD | 0 | 0 | 0 | 0 | 0 | 0
WT | 0 | 0 | 0 | 0 | 0 | 0
IGCC | 0 | 0 | 0 | 0 | 0 | 0
DemandResponse | 0 | 0 | 0 | 0 | 0 | 0
IGCC-CCS | 0 | 0 | 0 | 0 | 0 | 0
WT_off | 0 | 0 | 0 | 0 | 0 | 0
PseudoUnit | 0 | 0 | 0 | 0 | 0 | 0
FixedInterchange | 0 | 0 | 0 | 0 | 0 | 0
Cumulative New Build Capacity by Reporting Type: HQ_NEISO
ReportingType | 2015 | 2020 | 2025 | 2030 | 2035 | 2040
BM | 0 | 0 | 0 | 0 | 0 | 0
CC | 0 | 0 | 0 | 0 | 0 | 0
CSP | 0 | 0 | 0 | 0 | 0 | 0
CT | 0 | 0 | 0 | 0 | 0 | 0
Coal | 0 | 0 | 0 | 0 | 0 | 0
Geo | 0 | 0 | 0 | 0 | 0 | 0
H | 0 | 0 | 0 | 0 | 0 | 0
LFG | 0 | 0 | 0 | 0 | 0 | 0
Nuc | 0 | 0 | 0 | 0 | 0 | 0
PS | 0 | 0 | 0 | 0 | 0 | 0
PV | 0 | 0 | 0 | 0 | 0 | 0
PeakG | 0 | 0 | 0 | 0 | 0 | 0
PeakO | 0 | 0 | 0 | 0 | 0 | 0
ST | 0 | 0 | 0 | 0 | 0 | 0
STOG | 0 | 0 | 0 | 0 | 0 | 0
STWD | 0 | 0 | 0 | 0 | 0 | 0
WT | 0 | 0 | 0 | 0 | 0 | 0
IGCC | 0 | 0 | 0 | 0 | 0 | 0
DemandResponse | 0 | 0 | 0 | 0 | 0 | 0
IGCC-CCS | 0 | 0 | 0 | 0 | 0 | 0
WT_off | 0 | 0 | 0 | 0 | 0 | 0
PseudoUnit | 0 | 0 | 0 | 300 | 300 | 300
FixedInterchange | 0 | 0 | 0 | 0 | 0 | 0
Cumulative New Build Capacity by Reporting Type: HQ_NY
ReportingType | 2015 | 2020 | 2025 | 2030 | 2035 | 2040
BM | 0 | 0 | 0 | 0 | 0 | 0
CC | 0 | 0 | 0 | 0 | 0 | 0
CSP | 0 | 0 | 0 | 0 | 0 | 0
CT | 0 | 0 | 0 | 0 | 0 | 0
Coal | 0 | 0 | 0 | 0 | 0 | 0
Geo | 0 | 0 | 0 | 0 | 0 | 0
H | 0 | 0 | 0 | 0 | 0 | 0
LFG | 0 | 0 | 0 | 0 | 0 | 0
Nuc | 0 | 0 | 0 | 0 | 0 | 0
PS | 0 | 0 | 0 | 0 | 0 | 0
PV | 0 | 0 | 0 | 0 | 0 | 0
PeakG | 0 | 0 | 0 | 0 | 0 | 0
PeakO | 0 | 0 | 0 | 0 | 0 | 0
ST | 0 | 0 | 0 | 0 | 0 | 0
STOG | 0 | 0 | 0 | 0 | 0 | 0
STWD | 0 | 0 | 0 | 0 | 0 | 0
WT | 0 | 0 | 0 | 0 | 0 | 0
IGCC | 0 | 0 | 0 | 0 | 0 | 0
DemandResponse | 0 | 0 | 0 | 0 | 0 | 0
IGCC-CCS | 0 | 0 | 0 | 0 | 0 | 0
WT_off | 0 | 0 | 0 | 0 | 0 | 0
PseudoUnit | 0 | 0 | 2500 | 2500 | 2500 | 2500
FixedInterchange | 0 | 0 | 0 | 0 | 0 | 0
Cumulative New Build Capacity by Reporting Type: MARITIMES
ReportingType | 2015 | 2020 | 2025 | 2030 | 2035 | 2040
BM | 0 | 0 | 0 | 0 | 0 | 0
CC | 0 | 0 | 0 | 0 | 0 | 0
CSP | 0 | 0 | 0 | 0 | 0 | 0
CT | 0 | 0 | 0 | 0 | 0 | 0
Coal | 0 | 0 | 0 | 0 | 0 | 0
Geo | 0 | 0 | 0 | 0 | 0 | 0
H | 0 | 0 | 0 | 0 | 0 | 0
LFG | 0 | 0 | 0 | 0 | 0 | 0
Nuc | 0 | 0 | 0 | 0 | 0 | 0
PS | 0 | 0 | 0 | 0 | 0 | 0
PV | 0 | 0 | 0 | 0 | 0 | 0
PeakG | 0 | 0 | 0 | 0 | 0 | 0
PeakO | 0 | 0 | 0 | 0 | 0 | 0
ST | 0 | 0 | 0 | 0 | 0 | 0
STOG | 0 | 0 | 0 | 0 | 0 | 0
STWD | 0 | 0 | 0 | 0 | 0 | 0
WT | 0 | 0 | 0 | 0 | 0 | 0
IGCC | 0 | 0 | 0 | 0 | 0 | 0
DemandResponse | 0 | 0 | 0 | 0 | 0 | 0
IGCC-CCS | 0 | 0 | 0 | 0 | 0 | 0
WT_off | 0 | 0 | 0 | 0 | 0 | 0
PseudoUnit | 0 | 0 | 0 | 500 | 500 | 500
FixedInterchange | 0 | 0 | 0 | 0 | 0 | 0
Cumulative New Build Capacity by Reporting Type: All
ReportingType | 2015 | 2020 | 2025 | 2030 | 2035 | 2040
BM | 1251 | 1421.21 | 1959.77 | 1972.51 | 1972.51 | 2020.09
CC | 113797.87 | 171665.39 | 171875.95 | 173587.2 | 182604.3 | 194395.6
CSP | 0 | 0 | 0 | 0 | 0 | 0
CT | 6393.79 | 6866.21 | 6866.21 | 7337.4 | 8649.55 | 12253.01
Coal | 10763.64 | 10763.64 | 10763.64 | 10763.64 | 10763.64 | 10763.64
Geo | 136 | 2211 | 6640 | 6640 | 6640 | 6640
H | 0 | 1199 | 3720 | 6310.19 | 6310.19 | 6310.19
LFG | 192 | 2145 | 4355 | 5079 | 5079 | 5079
Nuc | 2740.56 | 7270.56 | 9580.55 | 57270.67 | 79270.93 | 116121.63
PS | 0 | 0 | 0 | 0 | 0 | 0
PV | 1246 | 3310.51 | 4211.98 | 4386.72 | 4399.53 | 4464.99
PeakG | 0 | 0 | 0 | 0 | 0 | 0
PeakO | 0 | 0 | 0 | 0 | 0 | 0
ST | 760 | 1573.04 | 1800.81 | 1816 | 1816 | 1816
STOG | 0 | 0 | 0 | 0 | 0 | 0
STWD | 0 | 0 | 0 | 0 | 0 | 0
WT | 25342 | 150084.14 | 270991.47 | 349139.46 | 355429.3 | 361243.41
IGCC | 618 | 618 | 618 | 618 | 618 | 618
DemandResponse | 0 | 0 | 0 | 0 | 0 | 0
IGCC-CCS | 0 | 0 | 0 | 0 | 0 | 0
WT_off | 469 | 469 | 1569 | 1569 | 1569 | 1569
PseudoUnit | 0 | 0 | 2500 | 3300 | 3300 | 3300
FixedInterchange | 0 | 0 | 0 | 0 | 0 | 0
Cumulative New Build Capacity by Reporting Type: EI_US
ReportingType | 2015 | 2020 | 2025 | 2030 | 2035 | 2040
BM | 741.12 | 911.33 | 1449.89 | 1462.62 | 1462.62 | 1510.2
CC | 84949.52 | 136378.14 | 136378.14 | 138089.39 | 147106.49 | 158897.79
CSP | 0 | 0 | 0 | 0 | 0 | 0
CT | 4323.69 | 4796.12 | 4796.12 | 5267.31 | 6579.45 | 10182.92
Coal | 7858.64 | 7858.64 | 7858.64 | 7858.64 | 7858.64 | 7858.64
Geo | 0 | 0 | 0 | 0 | 0 | 0
H | 0 | 504 | 1530 | 2238 | 2238 | 2238
LFG | 141.4 | 1160.17 | 2495.5 | 3219 | 3219 | 3219
Nuc | 2740.56 | 7270.56 | 9580.55 | 29745.91 | 41814.93 | 66272.84
PS | 0 | 0 | 0 | 0 | 0 | 0
PV | 57.74 | 2122.26 | 3023.72 | 3198.47 | 3211.27 | 3276.73
PeakG | 0 | 0 | 0 | 0 | 0 | 0
PeakO | 0 | 0 | 0 | 0 | 0 | 0
ST | 0 | 0 | 0 | 0 | 0 | 0
STOG | 0 | 0 | 0 | 0 | 0 | 0
STWD | 0 | 0 | 0 | 0 | 0 | 0
WT | 19786.6 | 124997.25 | 215901.83 | 290634.82 | 296242.68 | 301667.47
IGCC | 618 | 618 | 618 | 618 | 618 | 618
DemandResponse | 0 | 0 | 0 | 0 | 0 | 0
IGCC-CCS | 0 | 0 | 0 | 0 | 0 | 0
WT_off | 469 | 469 | 1569 | 1569 | 1569 | 1569
PseudoUnit | 0 | 0 | 2500 | 3300 | 3300 | 3300
FixedInterchange | 0 | 0 | 0 | 0 | 0 | 0
Cumulative New Build Capacity by Reporting Type: EI_Canada
ReportingType | 2015 | 2020 | 2025 | 2030 | 2035 | 2040
BM | 326.33 | 326.33 | 326.33 | 326.33 | 326.33 | 326.33
CC | 1544.76 | 1544.76 | 1544.76 | 1544.76 | 1544.76 | 1544.76
CSP | 0 | 0 | 0 | 0 | 0 | 0
CT | 368 | 368 | 368 | 368 | 368 | 368
Coal | 0 | 0 | 0 | 0 | 0 | 0
Geo | 0 | 0 | 0 | 0 | 0 | 0
H | 0 | 695 | 2190 | 4072.19 | 4072.19 | 4072.19
LFG | 14.5 | 14.5 | 14.5 | 15 | 15 | 15
Nuc | 0 | 0 | 0 | 0 | 0 | 0
PS | 0 | 0 | 0 | 0 | 0 | 0
PV | 1067.26 | 1067.26 | 1067.26 | 1067.26 | 1067.26 | 1067.26
PeakG | 0 | 0 | 0 | 0 | 0 | 0
PeakO | 0 | 0 | 0 | 0 | 0 | 0
ST | 0 | 0 | 0 | 0 | 0 | 0
STOG | 0 | 0 | 0 | 0 | 0 | 0
STWD | 0 | 0 | 0 | 0 | 0 | 0
WT | 2408.3 | 2408.3 | 2408.3 | 2408.3 | 2408.3 | 2408.3
IGCC | 0 | 0 | 0 | 0 | 0 | 0
DemandResponse | 0 | 0 | 0 | 0 | 0 | 0
IGCC-CCS | 0 | 0 | 0 | 0 | 0 | 0
WT_off | 0 | 0 | 0 | 0 | 0 | 0
PseudoUnit | 0 | 0 | 0 | 0 | 0 | 0
FixedInterchange | 0 | 0 | 0 | 0 | 0 | 0
Cumulative New Build Capacity by Reporting Type: EI
ReportingType | 2015 | 2020 | 2025 | 2030 | 2035 | 2040
BM | 1067.45 | 1237.66 | 1776.22 | 1788.96 | 1788.96 | 1836.54
CC | 86494.28 | 137922.89 | 137922.89 | 139634.14 | 148651.25 | 160442.54
CSP | 0 | 0 | 0 | 0 | 0 | 0
CT | 4691.69 | 5164.12 | 5164.12 | 5635.31 | 6947.45 | 10550.92
Coal | 7858.64 | 7858.64 | 7858.64 | 7858.64 | 7858.64 | 7858.64
Geo | 0 | 0 | 0 | 0 | 0 | 0
H | 0 | 1199 | 3720 | 6310.19 | 6310.19 | 6310.19
LFG | 155.9 | 1174.67 | 2510 | 3234 | 3234 | 3234
Nuc | 2740.56 | 7270.56 | 9580.55 | 29745.91 | 41814.93 | 66272.84
PS | 0 | 0 | 0 | 0 | 0 | 0
PV | 1125 | 3189.51 | 4090.98 | 4265.72 | 4278.53 | 4343.99
PeakG | 0 | 0 | 0 | 0 | 0 | 0
PeakO | 0 | 0 | 0 | 0 | 0 | 0
ST | 0 | 0 | 0 | 0 | 0 | 0
STOG | 0 | 0 | 0 | 0 | 0 | 0
STWD | 0 | 0 | 0 | 0 | 0 | 0
WT | 22194.9 | 127405.55 | 218310.13 | 293043.12 | 298650.98 | 304075.77
IGCC | 618 | 618 | 618 | 618 | 618 | 618
DemandResponse | 0 | 0 | 0 | 0 | 0 | 0
IGCC-CCS | 0 | 0 | 0 | 0 | 0 | 0
WT_off | 469 | 469 | 1569 | 1569 | 1569 | 1569
PseudoUnit | 0 | 0 | 2500 | 3300 | 3300 | 3300
FixedInterchange | 0 | 0 | 0 | 0 | 0 | 0
Cumulative New Build Capacity by Reporting Type: Outside_EI
ReportingType | 2015 | 2020 | 2025 | 2030 | 2035 | 2040
BM | 183.55 | 183.55 | 183.55 | 183.55 | 183.55 | 183.55
CC | 27303.59 | 33742.5 | 33953.06 | 33953.06 | 33953.06 | 33953.06
CSP | 0 | 0 | 0 | 0 | 0 | 0
CT | 1702.1 | 1702.1 | 1702.1 | 1702.1 | 1702.1 | 1702.1
Coal | 2905 | 2905 | 2905 | 2905 | 2905 | 2905
Geo | 136 | 2211 | 6640 | 6640 | 6640 | 6640
H | 0 | 0 | 0 | 0 | 0 | 0
LFG | 36.1 | 970.33 | 1845 | 1845 | 1845 | 1845
Nuc | 0 | 0 | 0 | 27524.76 | 37456 | 49848.8
PS | 0 | 0 | 0 | 0 | 0 | 0
PV | 121 | 121 | 121 | 121 | 121 | 121
PeakG | 0 | 0 | 0 | 0 | 0 | 0
PeakO | 0 | 0 | 0 | 0 | 0 | 0
ST | 760 | 1573.04 | 1800.81 | 1816 | 1816 | 1816
STOG | 0 | 0 | 0 | 0 | 0 | 0
STWD | 0 | 0 | 0 | 0 | 0 | 0
WT | 3147.1 | 22678.58 | 52681.34 | 56096.33 | 56778.32 | 57167.64
IGCC | 0 | 0 | 0 | 0 | 0 | 0
DemandResponse | 0 | 0 | 0 | 0 | 0 | 0
IGCC-CCS | 0 | 0 | 0 | 0 | 0 | 0
WT_off | 0 | 0 | 0 | 0 | 0 | 0
PseudoUnit | 0 | 0 | 0 | 0 | 0 | 0
FixedInterchange | 0 | 0 | 0 | 0 | 0 | 0
#3 | Retirements of Capacity (MW)
Retirements of Capacity by Reporting Type: Entergy
ReportingType | 2015 | 2020 | 2025 | 2030 | 2035 | 2040
BM | 0 | 0 | 0 | 0 | 0 | 0
CC | 0 | 0 | 0 | 0 | 0 | 0
CSP | 0 | 0 | 0 | 0 | 0 | 0
CT | 0 | 0 | 0 | 0 | 0 | 0
Coal | 952.9 | 5543.92 | 1812.08 | 0 | 0 | 0
Geo | 0 | 0 | 0 | 0 | 0 | 0
H | 0 | 0 | 0 | 0 | 0 | 0
LFG | 0 | 0 | 0 | 0 | 0 | 0
Nuc | 0 | 0 | 0 | 0 | 842 | 997
PS | 0 | 0 | 0 | 0 | 0 | 0
PV | 0 | 0 | 0 | 0 | 0 | 0
PeakG | 0 | 0 | 0 | 0 | 0 | 0
PeakO | 0 | 0 | 0 | 0 | 0 | 0
ST | 0 | 0 | 0 | 0 | 0 | 0
STOG | 13042.49 | 0 | 0 | 1822.51 | 0 | 0
STWD | 0 | 0 | 0 | 0 | 0 | 0
WT | 0 | 0 | 0 | 0 | 0 | 0
IGCC | 0 | 0 | 0 | 0 | 0 | 0
DemandResponse | 0 | 0 | 0 | 0 | 0 | 0
IGCC-CCS | 0 | 0 | 0 | 0 | 0 | 0
WT_off | 0 | 0 | 0 | 0 | 0 | 0
PseudoUnit | 0 | 0 | 0 | 0 | 0 | 0
FixedInterchange | 0 | 0 | 0 | 0 | 0 | 0
Retirements of Capacity by Reporting Type: FRCC
ReportingType | 2015 | 2020 | 2025 | 2030 | 2035 | 2040
BM | 0 | 0 | 0 | 0 | 0 | 0
CC | 0 | 0 | 0 | 9441.31 | 0 | 0
CSP | 0 | 0 | 0 | 0 | 0 | 0
CT | 0 | 0 | 0 | 0 | 2480 | 0
Coal | 7107.4 | 1730 | 626 | 0 | 0 | 0
Geo | 0 | 0 | 0 | 0 | 0 | 0
H | 0 | 0 | 0 | 0 | 0 | 0
LFG | 0 | 0 | 0 | 0 | 0 | 0
Nuc | 0 | 0 | 0 | 0 | 1615.33 | 1677
PS | 0 | 0 | 0 | 0 | 0 | 0
PV | 0 | 0 | 0 | 0 | 0 | 0
PeakG | 0 | 0 | 0 | 1214.57 | 0 | 0
PeakO | 0 | 0 | 0 | 2283 | 0 | 0
ST | 0 | 0 | 0 | 0 | 0 | 0
STOG | 9833 | 0 | 0 | 0 | 0 | 0
STWD | 0 | 0 | 0 | 0 | 0 | 0
WT | 0 | 0 | 0 | 0 | 0 | 0
IGCC | 0 | 0 | 0 | 0 | 0 | 0
DemandResponse | 0 | 0 | 0 | 0 | 0 | 0
IGCC-CCS | 0 | 0 | 0 | 0 | 0 | 0
WT_off | 0 | 0 | 0 | 0 | 0 | 0
PseudoUnit | 0 | 0 | 0 | 0 | 0 | 0
FixedInterchange | 0 | 0 | 0 | 0 | 0 | 0
Retirements of Capacity by Reporting Type: MAPP_US
ReportingType | 2015 | 2020 | 2025 | 2030 | 2035 | 2040
BM | 0 | 0 | 0 | 0 | 0 | 0
CC | 0 | 0 | 0 | 0 | 0 | 0
CSP | 0 | 0 | 0 | 0 | 0 | 0
CT | 0 | 0 | 0 | 0 | 0 | 0
Coal | 1927.09 | 471 | 786.81 | 361.6 | 0 | 0
Geo | 0 | 0 | 0 | 0 | 0 | 0
H | 0 | 0 | 0 | 0 | 0 | 0
LFG | 0 | 0 | 0 | 0 | 0 | 0
Nuc | 0 | 0 | 0 | 0 | 0 | 0
PS | 0 | 0 | 0 | 0 | 0 | 0
PV | 0 | 0 | 0 | 0 | 0 | 0
PeakG | 0 | 0 | 0 | 0 | 0 | 0
PeakO | 0 | 0 | 0 | 0 | 0 | 0
ST | 0 | 0 | 0 | 0 | 0 | 0
STOG | 0 | 0 | 0 | 0 | 0 | 0
STWD | 0 | 0 | 0 | 0 | 0 | 0
WT | 0 | 0 | 0 | 0 | 0 | 0
IGCC | 0 | 0 | 0 | 0 | 0 | 0
DemandResponse | 0 | 0 | 0 | 0 | 0 | 0
IGCC-CCS | 0 | 0 | 0 | 0 | 0 | 0
WT_off | 0 | 0 | 0 | 0 | 0 | 0
PseudoUnit | 0 | 0 | 0 | 0 | 0 | 0
FixedInterchange | 0 | 0 | 0 | 0 | 0 | 0
Retirements of Capacity by Reporting Type: MISO_IN
ReportingType | 2015 | 2020 | 2025 | 2030 | 2035 | 2040
BM | 0 | 0 | 0 | 0 | 0 | 0
CC | 0 | 0 | 0 | 0 | 0 | 0
CSP | 0 | 0 | 0 | 0 | 0 | 0
CT | 0 | 0 | 0 | 0 | 0 | 0
Coal | 6182.7 | 3530.84 | 2380.55 | 2652.62 | 0 | 0
Geo | 0 | 0 | 0 | 0 | 0 | 0
H | 0 | 0 | 0 | 0 | 0 | 0
LFG | 0 | 0 | 0 | 0 | 0 | 0
Nuc | 0 | 0 | 0 | 0 | 0 | 0
PS | 0 | 0 | 0 | 0 | 0 | 0
PV | 0 | 0 | 0 | 0 | 0 | 0
PeakG | 0 | 0 | 0 | 0 | 0 | 0
PeakO | 0 | 0 | 0 | 0 | 0 | 0
ST | 0 | 0 | 0 | 0 | 0 | 0
STOG | 0 | 0 | 0 | 0 | 0 | 0
STWD | 0 | 0 | 0 | 0 | 0 | 0
WT | 0 | 0 | 0 | 0 | 0 | 0
IGCC | 0 | 0 | 0 | 0 | 0 | 0
DemandResponse | 0 | 0 | 0 | 0 | 0 | 0
IGCC-CCS | 0 | 0 | 0 | 0 | 0 | 0
WT_off | 0 | 0 | 0 | 0 | 0 | 0
PseudoUnit | 0 | 0 | 0 | 0 | 0 | 0
FixedInterchange | 0 | 0 | 0 | 0 | 0 | 0
Retirements of Capacity by Reporting Type: MISO_MI
ReportingType | 2015 | 2020 | 2025 | 2030 | 2035 | 2040
BM | 0 | 0 | 0 | 0 | 0 | 0
CC | 0 | 0 | 0 | 0 | 0 | 0
CSP | 0 | 0 | 0 | 0 | 0 | 0
CT | 0 | 0 | 0 | 0 | 0 | 0
Coal | 6340 | 4452 | 0 | 0 | 0 | 0
Geo | 0 | 0 | 0 | 0 | 0 | 0
H | 0 | 0 | 0 | 0 | 0 | 0
LFG | 0 | 0 | 0 | 0 | 0 | 0
Nuc | 0 | 0 | 0 | 0 | 778 | 0
PS | 0 | 0 | 0 | 0 | 0 | 0
PV | 0 | 0 | 0 | 0 | 0 | 0
PeakG | 0 | 0 | 0 | 0 | 0 | 0
PeakO | 0 | 0 | 0 | 0 | 0 | 0
ST | 0 | 0 | 0 | 0 | 0 | 0
STOG | 0 | 0 | 0 | 0 | 0 | 0
STWD | 0 | 0 | 0 | 0 | 0 | 0
WT | 0 | 0 | 0 | 0 | 0 | 0
IGCC | 0 | 0 | 0 | 0 | 0 | 0
DemandResponse | 0 | 0 | 0 | 0 | 0 | 0
IGCC-CCS | 0 | 0 | 0 | 0 | 0 | 0
WT_off | 0 | 0 | 0 | 0 | 0 | 0
PseudoUnit | 0 | 0 | 0 | 0 | 0 | 0
FixedInterchange | 0 | 0 | 0 | 0 | 0 | 0
Retirements of Capacity by Reporting Type: MISO_MO-IL
ReportingType | 2015 | 2020 | 2025 | 2030 | 2035 | 2040
BM | 0 | 0 | 0 | 0 | 0 | 0
CC | 0 | 0 | 0 | 0 | 0 | 0
CSP | 0 | 0 | 0 | 0 | 0 | 0
CT | 0 | 0 | 0 | 0 | 0 | 0
Coal | 4201.7 | 7734.1 | 797.9 | 1030 | 0 | 0
Geo | 0 | 0 | 0 | 0 | 0 | 0
H | 0 | 0 | 0 | 0 | 0 | 0
LFG | 0 | 0 | 0 | 0 | 0 | 0
Nuc | 0 | 0 | 0 | 0 | 0 | 0
PS | 0 | 0 | 0 | 0 | 0 | 0
PV | 0 | 0 | 0 | 0 | 0 | 0
PeakG | 0 | 0 | 0 | 0 | 0 | 0
PeakO | 0 | 0 | 0 | 0 | 0 | 0
ST | 0 | 0 | 0 | 0 | 0 | 0
STOG | 0 | 0 | 0 | 0 | 0 | 0
STWD | 0 | 0 | 0 | 0 | 0 | 0
WT | 0 | 0 | 0 | 0 | 0 | 0
IGCC | 0 | 0 | 0 | 0 | 0 | 0
DemandResponse | 0 | 0 | 0 | 0 | 0 | 0
IGCC-CCS | 0 | 0 | 0 | 0 | 0 | 0
WT_off | 0 | 0 | 0 | 0 | 0 | 0
PseudoUnit | 0 | 0 | 0 | 0 | 0 | 0
FixedInterchange | 0 | 0 | 0 | 0 | 0 | 0
Retirements of Capacity by Reporting Type: MISO_W
ReportingType | 2015 | 2020 | 2025 | 2030 | 2035 | 2040
BM | 0 | 0 | 0 | 0 | 0 | 0
CC | 0 | 0 | 0 | 0 | 0 | 0
CSP | 0 | 0 | 0 | 0 | 0 | 0
CT | 0 | 0 | 0 | 0 | 0 | 0
Coal | 4076.19 | 4627.26 | 1114.3 | 3316.84 | 0 | 0
Geo | 0 | 0 | 0 | 0 | 0 | 0
H | 0 | 0 | 0 | 0 | 0 | 0
LFG | 0 | 0 | 0 | 0 | 0 | 0
Nuc | 0 | 0 | 0 | 0 | 2361.23 | 0
PS | 0 | 0 | 0 | 0 | 0 | 0
PV | 0 | 0 | 0 | 0 | 0 | 0
PeakG | 0 | 0 | 0 | 0 | 0 | 0
PeakO | 0 | 0 | 0 | 0 | 0 | 0
ST | 0 | 0 | 0 | 0 | 0 | 0
STOG | 0 | 0 | 0 | 0 | 0 | 0
STWD | 0 | 0 | 0 | 0 | 0 | 0
WT | 0 | 0 | 0 | 0 | 0 | 0
IGCC | 0 | 0 | 0 | 0 | 0 | 0
DemandResponse | 0 | 0 | 0 | 0 | 0 | 0
IGCC-CCS | 0 | 0 | 0 | 0 | 0 | 0
WT_off | 0 | 0 | 0 | 0 | 0 | 0
PseudoUnit | 0 | 0 | 0 | 0 | 0 | 0
FixedInterchange | 0 | 0 | 0 | 0 | 0 | 0
Retirements of Capacity by Reporting Type: MISO_WUMS
ReportingType | 2015 | 2020 | 2025 | 2030 | 2035 | 2040
BM | 0 | 0 | 0 | 0 | 0 | 0
CC | 0 | 0 | 0 | 0 | 0 | 0
CSP | 0 | 0 | 0 | 0 | 0 | 0
CT | 0 | 0 | 0 | 0 | 0 | 0
Coal | 4191.1 | 1869 | 0 | 811.14 | 136.96 | 0
Geo | 0 | 0 | 0 | 0 | 0 | 0
H | 0 | 0 | 0 | 0 | 0 | 0
LFG | 0 | 0 | 0 | 0 | 0 | 0
Nuc | 0 | 0 | 0 | 0 | 1816.9 | 0
PS | 0 | 0 | 0 | 0 | 0 | 0
PV | 0 | 0 | 0 | 0 | 0 | 0
PeakG | 0 | 0 | 0 | 0 | 0 | 0
PeakO | 0 | 0 | 0 | 0 | 0 | 0
ST | 0 | 0 | 0 | 0 | 0 | 0
STOG | 59.5 | 0 | 0 | 0 | 0 | 0
STWD | 0 | 0 | 0 | 0 | 0 | 0
WT | 0 | 0 | 0 | 0 | 0 | 0
IGCC | 0 | 0 | 0 | 0 | 0 | 0
DemandResponse | 0 | 0 | 0 | 0 | 0 | 0
IGCC-CCS | 0 | 0 | 0 | 0 | 0 | 0
WT_off | 0 | 0 | 0 | 0 | 0 | 0
PseudoUnit | 0 | 0 | 0 | 0 | 0 | 0
FixedInterchange | 0 | 0 | 0 | 0 | 0 | 0
Retirements of Capacity by Reporting Type: Nebraska
ReportingType | 2015 | 2020 | 2025 | 2030 | 2035 | 2040
BM | 0 | 0 | 0 | 0 | 0 | 0
CC | 0 | 0 | 0 | 0 | 0 | 0
CSP | 0 | 0 | 0 | 0 | 0 | 0
CT | 0 | 0 | 0 | 0 | 0 | 0
Coal | 0 | 3195.8 | 0 | 0 | 0 | 0
Geo | 0 | 0 | 0 | 0 | 0 | 0
H | 0 | 0 | 0 | 0 | 0 | 0
LFG | 0 | 0 | 0 | 0 | 0 | 0
Nuc | 0 | 0 | 0 | 0 | 1251.8 | 0
PS | 0 | 0 | 0 | 0 | 0 | 0
PV | 0 | 0 | 0 | 0 | 0 | 0
PeakG | 0 | 0 | 0 | 0 | 0 | 0
PeakO | 0 | 0 | 0 | 0 | 0 | 0
ST | 0 | 0 | 0 | 0 | 0 | 0
STOG | 0 | 0 | 0 | 0 | 0 | 0
STWD | 0 | 0 | 0 | 0 | 0 | 0
WT | 0 | 0 | 0 | 0 | 0 | 0
IGCC | 0 | 0 | 0 | 0 | 0 | 0
DemandResponse | 0 | 0 | 0 | 0 | 0 | 0
IGCC-CCS | 0 | 0 | 0 | 0 | 0 | 0
WT_off | 0 | 0 | 0 | 0 | 0 | 0
PseudoUnit | 0 | 0 | 0 | 0 | 0 | 0
FixedInterchange | 0 | 0 | 0 | 0 | 0 | 0
Retirements of Capacity by Reporting Type: NEISO
ReportingType | 2015 | 2020 | 2025 | 2030 | 2035 | 2040
BM | 0 | 0 | 0 | 0 | 0 | 0
CC | 1035.91 | 3025.67 | 965.39 | 0 | 0 | 0
CSP | 0 | 0 | 0 | 0 | 0 | 0
CT | 0 | 0 | 0 | 9.5 | 0 | 0
Coal | 2250.13 | 320 | 0 | 0 | 0 | 0
Geo | 0 | 0 | 0 | 0 | 0 | 0
H | 0 | 0 | 0 | 0 | 0 | 0
LFG | 0 | 0 | 0 | 0 | 0 | 0
Nuc | 0 | 0 | 0 | 0 | 1289 | 876.92
PS | 0 | 0 | 0 | 0 | 0 | 0
PV | 0 | 0 | 0 | 0 | 0 | 10.36
PeakG | 0 | 0 | 0 | 0 | 0 | 0
PeakO | 1183 | 0 | 0 | 0 | 0 | 0
ST | 0 | 0 | 0 | 0 | 0 | 0
STOG | 6237 | 0 | 0 | 0 | 0 | 0
STWD | 0 | 0 | 0 | 0 | 0 | 0
WT | 0 | 0 | 0 | 0 | 0 | 0
IGCC | 0 | 0 | 0 | 0 | 0 | 0
DemandResponse | 0 | 0 | 0 | 0 | 0 | 0
IGCC-CCS | 0 | 0 | 0 | 0 | 0 | 0
WT_off | 0 | 0 | 0 | 0 | 0 | 0
PseudoUnit | 0 | 0 | 0 | 0 | 0 | 0
FixedInterchange | 0 | 0 | 0 | 0 | 0 | 0
Retirements of Capacity by Reporting Type: NonRTO_Midwest
ReportingType | 2015 | 2020 | 2025 | 2030 | 2035 | 2040
BM | 0 | 0 | 0 | 0 | 0 | 0
CC | 0 | 0 | 0 | 0 | 0 | 0
CSP | 0 | 0 | 0 | 0 | 0 | 0
CT | 0 | 0 | 0 | 0 | 0 | 0
Coal | 3077.99 | 4646.09 | 781.06 | 1075.18 | 39.98 | 664.71
Geo | 0 | 0 | 0 | 0 | 0 | 0
H | 0 | 0 | 0 | 0 | 0 | 0
LFG | 0 | 0 | 0 | 0 | 0 | 0
Nuc | 0 | 0 | 0 | 0 | 0 | 0
PS | 0 | 0 | 0 | 0 | 0 | 0
PV | 0 | 0 | 0 | 0 | 0 | 0
PeakG | 0 | 0 | 0 | 0 | 0 | 0
PeakO | 0 | 0 | 0 | 0 | 0 | 0
ST | 0 | 0 | 0 | 0 | 0 | 0
STOG | 0 | 0 | 0 | 0 | 0 | 0
STWD | 0 | 0 | 0 | 0 | 0 | 0
WT | 0 | 0 | 0 | 0 | 0 | 0
IGCC | 0 | 0 | 0 | 0 | 0 | 0
DemandResponse | 0 | 0 | 0 | 0 | 0 | 0
IGCC-CCS | 0 | 0 | 0 | 0 | 0 | 0
WT_off | 0 | 0 | 0 | 0 | 0 | 0
PseudoUnit | 0 | 0 | 0 | 0 | 0 | 0
FixedInterchange | 0 | 0 | 0 | 0 | 0 | 0
Retirements of Capacity by Reporting Type: NYISO_A-F
ReportingType | 2015 | 2020 | 2025 | 2030 | 2035 | 2040
BM | 0 | 0 | 0 | 0 | 0 | 0
CC | 122.03 | 0 | 1622.15 | 0 | 0 | 0
CSP | 0 | 0 | 0 | 0 | 0 | 0
CT | 0 | 0 | 0 | 0 | 0 | 0
Coal | 2251.9 | 0 | 0 | 0 | 0 | 0
Geo | 0 | 0 | 0 | 0 | 0 | 0
H | 0 | 0 | 0 | 0 | 0 | 0
LFG | 0 | 0 | 0 | 0 | 0 | 0
Nuc | 0 | 0 | 0 | 621.2 | 580.5 | 852.2
PS | 0 | 0 | 0 | 0 | 0 | 0
PV | 0 | 0 | 0 | 0 | 0 | 0
PeakG | 0 | 0 | 0 | 0 | 0 | 0
PeakO | 0 | 0 | 0 | 0 | 0 | 0
ST | 0 | 0 | 0 | 0 | 0 | 0
STOG | 1701 | 0 | 0 | 0 | 0 | 0
STWD | 0 | 0 | 0 | 0 | 0 | 0
WT | 0 | 0 | 0 | 0 | 0 | 0
IGCC | 0 | 0 | 0 | 0 | 0 | 0
DemandResponse | 0 | 0 | 0 | 0 | 0 | 0
IGCC-CCS | 0 | 0 | 0 | 0 | 0 | 0
WT_off | 0 | 0 | 0 | 0 | 0 | 0
PseudoUnit | 0 | 0 | 0 | 0 | 0 | 0
FixedInterchange | 0 | 0 | 0 | 0 | 0 | 0
Retirements of Capacity by Reporting Type: NYISO_G-I
ReportingType | 2015 | 2020 | 2025 | 2030 | 2035 | 2040
BM | 0 | 0 | 0 | 0 | 0 | 0
CC | 0 | 0 | 0 | 0 | 0 | 0
CSP | 0 | 0 | 0 | 0 | 0 | 0
CT | 0 | 0 | 0 | 0 | 0 | 0
Coal | 368.2 | 0 | 0 | 0 | 0 | 0
Geo | 0 | 0 | 0 | 0 | 0 | 0
H | 0 | 0 | 0 | 0 | 0 | 0
LFG | 0 | 0 | 0 | 0 | 0 | 0
Nuc | 0 | 0 | 0 | 0 | 1019.6 | 1025
PS | 0 | 0 | 0 | 0 | 0 | 0
PV | 0 | 0 | 0 | 0 | 0 | 0
PeakG | 0 | 0 | 0 | 0 | 0 | 0
PeakO | 0 | 0 | 0 | 0 | 0 | 0
ST | 0 | 0 | 0 | 0 | 0 | 0
STOG | 2431 | 0 | 0 | 0 | 0 | 0
STWD | 0 | 0 | 0 | 0 | 0 | 0
WT | 0 | 0 | 0 | 0 | 0 | 0
IGCC | 0 | 0 | 0 | 0 | 0 | 0
DemandResponse | 0 | 0 | 0 | 0 | 0 | 0
IGCC-CCS | 0 | 0 | 0 | 0 | 0 | 0
WT_off | 0 | 0 | 0 | 0 | 0 | 0
PseudoUnit | 0 | 0 | 0 | 0 | 0 | 0
FixedInterchange | 0 | 0 | 0 | 0 | 0 | 0
Retirements of Capacity by Reporting Type: NYISO_J-K
ReportingType | 2015 | 2020 | 2025 | 2030 | 2035 | 2040
BM | 0 | 0 | 0 | 0 | 0 | 0
CC | 0 | 0 | 0 | 0 | 0 | 0
CSP | 0 | 0 | 0 | 0 | 0 | 0
CT | 0 | 0 | 0 | 0 | 0 | 0
Coal | 0 | 0 | 0 | 0 | 0 | 0
Geo | 0 | 0 | 0 | 0 | 0 | 0
H | 0 | 0 | 0 | 0 | 0 | 0
LFG | 0 | 0 | 0 | 0 | 0 | 0
Nuc | 0 | 0 | 0 | 0 | 0 | 0
PS | 0 | 0 | 0 | 0 | 0 | 0
PV | 0 | 0 | 0 | 0 | 32 | 0
PeakG | 0 | 0 | 0 | 0 | 0 | 0
PeakO | 0 | 0 | 0 | 0 | 0 | 0
ST | 0 | 0 | 0 | 0 | 0 | 0
STOG | 3804.65 | 0 | 0 | 0 | 0 | 0
STWD | 0 | 0 | 0 | 0 | 0 | 0
WT | 0 | 0 | 0 | 0 | 0 | 0
IGCC | 0 | 0 | 0 | 0 | 0 | 0
DemandResponse | 0 | 0 | 0 | 0 | 0 | 0
IGCC-CCS | 0 | 0 | 0 | 0 | 0 | 0
WT_off | 0 | 0 | 0 | 0 | 0 | 0
PseudoUnit | 0 | 0 | 0 | 0 | 0 | 0
FixedInterchange | 0 | 0 | 0 | 0 | 0 | 0
Retirements of Capacity by Reporting Type: PJM_E
ReportingType | 2015 | 2020 | 2025 | 2030 | 2035 | 2040
BM | 0 | 0 | 0 | 0 | 0 | 0
CC | 0 | 0 | 0 | 0 | 0 | 0
CSP | 0 | 0 | 0 | 0 | 0 | 0
CT | 0 | 0 | 0 | 0 | 0 | 0
Coal | 3066 | 568 | 219 | 0 | 0 | 0
Geo | 0 | 0 | 0 | 0 | 0 | 0
H | 0 | 0 | 0 | 0 | 0 | 0
LFG | 0 | 0 | 0 | 0 | 0 | 0
Nuc | 0 | 614.5 | 0 | 0 | 2224 | 1174
PS | 0 | 0 | 0 | 0 | 0 | 0
PV | 0 | 0 | 0 | 0 | 0 | 0
PeakG | 268.5 | 0 | 0 | 0 | 0 | 0
PeakO | 2.7 | 0 | 0 | 0 | 0 | 0
ST | 0 | 0 | 0 | 0 | 0 | 0
STOG | 629.5 | 0 | 959.08 | 0 | 0 | 0
STWD | 0 | 0 | 0 | 0 | 0 | 0
WT | 0 | 0 | 0 | 0 | 0 | 0
IGCC | 0 | 0 | 0 | 0 | 0 | 0
DemandResponse | 0 | 0 | 0 | 0 | 0 | 0
IGCC-CCS | 0 | 0 | 0 | 0 | 0 | 0
WT_off | 0 | 0 | 0 | 0 | 0 | 0
PseudoUnit | 0 | 0 | 0 | 0 | 0 | 0
FixedInterchange | 0 | 0 | 0 | 0 | 0 | 0
Retirements of Capacity by Reporting Type: PJM_ROM
ReportingType | 2015 | 2020 | 2025 | 2030 | 2035 | 2040
BM | 0 | 0 | 0 | 0 | 0 | 0
CC | 0 | 0 | 0 | 0 | 0 | 0
CSP | 0 | 0 | 0 | 0 | 0 | 0
CT | 0 | 0 | 0 | 0 | 0 | 0
Coal | 14625.5 | 1234 | 521 | 0 | 0 | 0
Geo | 0 | 0 | 0 | 0 | 0 | 0
H | 0 | 0 | 0 | 0 | 0 | 0
LFG | 0 | 0 | 0 | 0 | 0 | 0
Nuc | 0 | 0 | 0 | 0 | 1732 | 899
PS | 0 | 0 | 0 | 0 | 0 | 0
PV | 0 | 0 | 0 | 0 | 0 | 0
PeakG | 0 | 0 | 0 | 0 | 0 | 0
PeakO | 270 | 0 | 0 | 0 | 0 | 0
ST | 0 | 0 | 0 | 0 | 0 | 0
STOG | 580 | 0 | 0 | 0 | 0 | 0
STWD | 0 | 0 | 0 | 0 | 0 | 0
WT | 0 | 0 | 0 | 0 | 0 | 0
IGCC | 0 | 0 | 0 | 0 | 0 | 0
DemandResponse | 0 | 0 | 0 | 0 | 0 | 0
IGCC-CCS | 0 | 0 | 0 | 0 | 0 | 0
WT_off | 0 | 0 | 0 | 0 | 0 | 0
PseudoUnit | 0 | 0 | 0 | 0 | 0 | 0
FixedInterchange | 0 | 0 | 0 | 0 | 0 | 0
Retirements of Capacity by Reporting Type: PJM_ROR
ReportingType | 2015 | 2020 | 2025 | 2030 | 2035 | 2040
BM | 0 | 0 | 0 | 0 | 0 | 192
CC | 0 | 0 | 0 | 0 | 0 | 0
CSP | 0 | 0 | 0 | 0 | 0 | 0
CT | 0 | 0 | 0 | 0 | 0 | 0
Coal | 34905.29 | 14221.4 | 10741.51 | 0 | 0 | 0
Geo | 0 | 0 | 0 | 0 | 0 | 0
H | 0 | 0 | 0 | 0 | 0 | 0
LFG | 0 | 0 | 0 | 0 | 0 | 0
Nuc | 0 | 0 | 0 | 867 | 4275 | 4883.16
PS | 0 | 0 | 0 | 0 | 0 | 0
PV | 0 | 0 | 0 | 0 | 0 | 0
PeakG | 0 | 0 | 0 | 0 | 0 | 0
PeakO | 19 | 0 | 0 | 0 | 0 | 0
ST | 0 | 0 | 0 | 0 | 0 | 0
STOG | 0 | 0 | 35 | 0 | 0 | 0
STWD | 0 | 0 | 0 | 0 | 0 | 0
WT | 0 | 0 | 0 | 0 | 0 | 0
IGCC | 0 | 0 | 0 | 0 | 0 | 0
DemandResponse | 0 | 0 | 0 | 0 | 0 | 0
IGCC-CCS | 0 | 0 | 0 | 0 | 0 | 0
WT_off | 0 | 0 | 0 | 0 | 0 | 0
PseudoUnit | 0 | 0 | 0 | 0 | 0 | 0
FixedInterchange | 0 | 0 | 0 | 0 | 0 | 0
Retirements of Capacity by Reporting Type: SOCO
ReportingType | 2015 | 2020 | 2025 | 2030 | 2035 | 2040
BM | 0 | 0 | 0 | 0 | 0 | 0
CC | 186 | 0 | 0 | 0 | 202 | 4309.04
CSP | 0 | 0 | 0 | 0 | 0 | 0
CT | 0 | 0 | 0 | 0 | 0 | 0
Coal | 18485 | 5589.57 | 1260.43 | 0 | 0 | 0
Geo | 0 | 0 | 0 | 0 | 0 | 0
H | 0 | 0 | 0 | 0 | 0 | 0
LFG | 0 | 0 | 0 | 0 | 0 | 0
Nuc | 0 | 0 | 0 | 0 | 0 | 2645.05
PS | 0 | 0 | 0 | 0 | 0 | 0
PV | 0 | 0 | 0 | 0 | 0 | 0
PeakG | 210 | 0 | 961.48 | 2555.23 | 2847.04 | 2056.04
PeakO | 1139 | 0 | 0 | 0 | 0 | 0
ST | 0 | 0 | 0 | 0 | 0 | 0
STOG | 854 | 0 | 0 | 0 | 0 | 0
STWD | 0 | 0 | 0 | 0 | 0 | 0
WT | 0 | 0 | 0 | 0 | 0 | 0
IGCC | 0 | 0 | 0 | 0 | 0 | 0
DemandResponse | 0 | 0 | 0 | 0 | 0 | 0
IGCC-CCS | 0 | 0 | 0 | 0 | 0 | 0
WT_off | 0 | 0 | 0 | 0 | 0 | 0
PseudoUnit | 0 | 0 | 0 | 0 | 0 | 0
FixedInterchange | 0 | 0 | 0 | 0 | 0 | 0
Retirements of Capacity by Reporting Type: SPP_N
ReportingType | 2015 | 2020 | 2025 | 2030 | 2035 | 2040
BM | 0 | 0 | 0 | 0 | 0 | 0
CC | 0 | 0 | 0 | 0 | 0 | 0
CSP | 0 | 0 | 0 | 0 | 0 | 0
CT | 0 | 0 | 0 | 0 | 0 | 0
Coal | 621 | 2833.5 | 4428 | 0 | 0 | 0
Geo | 0 | 0 | 0 | 0 | 0 | 0
H | 0 | 0 | 0 | 0 | 0 | 0
LFG | 0 | 0 | 0 | 0 | 0 | 0
Nuc | 0 | 0 | 0 | 0 | 0 | 0
PS | 0 | 0 | 0 | 0 | 0 | 0
PV | 0 | 0 | 0 | 0 | 0 | 0
PeakG | 0 | 0 | 0 | 0 | 0 | 0
PeakO | 0 | 0 | 0 | 0 | 0 | 0
ST | 0 | 0 | 0 | 0 | 0 | 0
STOG | 87 | 0 | 0 | 0 | 0 | 0
STWD | 0 | 0 | 0 | 0 | 0 | 0
WT | 0 | 0 | 0 | 0 | 0 | 0
IGCC | 0 | 0 | 0 | 0 | 0 | 0
DemandResponse | 0 | 0 | 0 | 0 | 0 | 0
IGCC-CCS | 0 | 0 | 0 | 0 | 0 | 0
WT_off | 0 | 0 | 0 | 0 | 0 | 0
PseudoUnit | 0 | 0 | 0 | 0 | 0 | 0
FixedInterchange | 0 | 0 | 0 | 0 | 0 | 0
Retirements of Capacity by Reporting Type: SPP_S
ReportingType | 2015 | 2020 | 2025 | 2030 | 2035 | 2040
BM | 0 | 0 | 0 | 0 | 0 | 0
CC | 0 | 0 | 0 | 0 | 0 | 0
CSP | 0 | 0 | 0 | 0 | 0 | 0
CT | 0 | 0 | 0 | 0 | 0 | 0
Coal | 4085.13 | 6299.83 | 2754.97 | 0 | 0 | 0
Geo | 0 | 0 | 0 | 0 | 0 | 0
H | 0 | 0 | 0 | 0 | 0 | 0
LFG | 0 | 0 | 0 | 0 | 0 | 0
Nuc | 0 | 0 | 0 | 0 | 0 | 0
PS | 0 | 0 | 0 | 0 | 0 | 0
PV | 0 | 0 | 0 | 0 | 0 | 0
PeakG | 0 | 0 | 0 | 0 | 0 | 0
PeakO | 0 | 0 | 0 | 0 | 0 | 0
ST | 0 | 0 | 0 | 0 | 0 | 0
STOG | 2301.39 | 0 | 0 | 0 | 0 | 0
STWD | 0 | 0 | 0 | 0 | 0 | 0
WT | 0 | 0 | 0 | 0 | 0 | 0
IGCC | 0 | 0 | 0 | 0 | 0 | 0
DemandResponse | 0 | 0 | 0 | 0 | 0 | 0
IGCC-CCS | 0 | 0 | 0 | 0 | 0 | 0
WT_off | 0 | 0 | 0 | 0 | 0 | 0
PseudoUnit | 0 | 0 | 0 | 0 | 0 | 0
FixedInterchange | 0 | 0 | 0 | 0 | 0 | 0
Retirements of Capacity by Reporting Type: TVA
ReportingType | 2015 | 2020 | 2025 | 2030 | 2035 | 2040
BM | 0 | 0 | 0 | 0 | 0 | 0
CC | 0 | 0 | 0 | 0 | 0 | 0
CSP | 0 | 0 | 0 | 0 | 0 | 0
CT | 0 | 0 | 0 | 0 | 0 | 0
Coal | 10129.3 | 2402.81 | 1834.26 | 792.62 | 0 | 0
Geo | 0 | 0 | 0 | 0 | 0 | 0
H | 0 | 0 | 0 | 0 | 0 | 0
LFG | 0 | 0 | 0 | 0 | 0 | 0
Nuc | 0 | 0 | 0 | 0 | 2512.33 | 1278.67
PS | 0 | 0 | 0 | 0 | 0 | 0
PV | 0 | 0 | 0 | 0 | 0 | 0
PeakG | 0 | 0 | 0 | 0 | 0 | 0
PeakO | 0 | 0 | 0 | 0 | 0 | 83
ST | 0 | 0 | 0 | 0 | 0 | 0
STOG | 0 | 0 | 0 | 0 | 0 | 0
STWD | 0 | 0 | 0 | 0 | 0 | 0
WT | 0 | 0 | 0 | 0 | 0 | 0
IGCC | 0 | 0 | 0 | 0 | 0 | 0
DemandResponse | 0 | 0 | 0 | 0 | 0 | 0
IGCC-CCS | 0 | 0 | 0 | 0 | 0 | 0
WT_off | 0 | 0 | 0 | 0 | 0 | 0
PseudoUnit | 0 | 0 | 0 | 0 | 0 | 0
FixedInterchange | 0 | 0 | 0 | 0 | 0 | 0
Retirements of Capacity by Reporting Type: TVA_Transmission
ReportingType | 2015 | 2020 | 2025 | 2030 | 2035 | 2040
BM | 0 | 0 | 0 | 0 | 0 | 0
CC | 0 | 0 | 0 | 0 | 0 | 0
CSP | 0 | 0 | 0 | 0 | 0 | 0
CT | 0 | 0 | 0 | 0 | 0 | 0
Coal | 0 | 0 | 0 | 0 | 0 | 0
Geo | 0 | 0 | 0 | 0 | 0 | 0
H | 0 | 0 | 0 | 0 | 0 | 0
LFG | 0 | 0 | 0 | 0 | 0 | 0
Nuc | 0 | 0 | 0 | 0 | 0 | 0
PS | 0 | 0 | 0 | 0 | 0 | 0
PV | 0 | 0 | 0 | 0 | 0 | 0
PeakG | 0 | 0 | 0 | 0 | 0 | 0
PeakO | 0 | 0 | 0 | 0 | 0 | 0
ST | 0 | 0 | 0 | 0 | 0 | 0
STOG | 0 | 0 | 0 | 0 | 0 | 0
STWD | 0 | 0 | 0 | 0 | 0 | 0
WT | 0 | 0 | 0 | 0 | 0 | 0
IGCC | 0 | 0 | 0 | 0 | 0 | 0
DemandResponse | 0 | 0 | 0 | 0 | 0 | 0
IGCC-CCS | 0 | 0 | 0 | 0 | 0 | 0
WT_off | 0 | 0 | 0 | 0 | 0 | 0
PseudoUnit | 0 | 0 | 0 | 0 | 0 | 0
FixedInterchange | 0 | 0 | 0 | 0 | 0 | 0
Retirements of Capacity by Reporting Type: VACAR
ReportingType | 2015 | 2020 | 2025 | 2030 | 2035 | 2040
BM | 0 | 0 | 0 | 0 | 0 | 0
CC | 0 | 0 | 0 | 0 | 185 | 3451.24
CSP | 0 | 0 | 0 | 0 | 0 | 0
CT | 0 | 0 | 0 | 717.2 | 0 | 0
Coal | 13436.18 | 1842.49 | 1024.99 | 3832.35 | 0 | 0
Geo | 0 | 0 | 0 | 0 | 0 | 0
H | 0 | 0 | 0 | 0 | 0 | 0
LFG | 0 | 0 | 0 | 0 | 0 | 0
Nuc | 0 | 0 | 0 | 0 | 3248 | 1858
PS | 0 | 0 | 0 | 0 | 0 | 0
PV | 0 | 0 | 0 | 0 | 0 | 0
PeakG | 0 | 0 | 0 | 0 | 0 | 1964.56
PeakO | 0 | 0 | 0 | 0 | 799.42 | 468.58
ST | 0 | 0 | 0 | 0 | 0 | 0
STOG | 0 | 0 | 0 | 92 | 0 | 0
STWD | 0 | 0 | 0 | 0 | 0 | 0
WT | 0 | 0 | 0 | 0 | 0 | 0
IGCC | 0 | 0 | 0 | 0 | 0 | 0
DemandResponse | 0 | 0 | 0 | 0 | 0 | 0
IGCC-CCS | 0 | 0 | 0 | 0 | 0 | 0
WT_off | 0 | 0 | 0 | 0 | 0 | 0
PseudoUnit | 0 | 0 | 0 | 0 | 0 | 0
FixedInterchange | 0 | 0 | 0 | 0 | 0 | 0
Retirements of Capacity by Reporting Type: IESO
ReportingType | 2015 | 2020 | 2025 | 2030 | 2035 | 2040
BM | 0 | 0 | 0 | 0 | 0 | 0
CC | 5943 | 0 | 0 | 0 | 0 | 0
CSP | 0 | 0 | 0 | 0 | 0 | 0
CT | 0 | 0 | 0 | 0 | 368 | 0
Coal | 6416 | 0 | 0 | 0 | 0 | 0
Geo | 0 | 0 | 0 | 0 | 0 | 0
H | 0 | 0 | 0 | 0 | 0 | 0
LFG | 0 | 0 | 0 | 0 | 0 | 0
Nuc | 0 | 0 | 0 | 0 | 1030 | 1540
PS | 0 | 0 | 0 | 0 | 0 | 0
PV | 0 | 0 | 0 | 0 | 1067.26 | 0
PeakG | 584 | 0 | 0 | 0 | 0 | 0
PeakO | 175 | 0 | 0 | 0 | 0 | 0
ST | 0 | 0 | 0 | 0 | 0 | 0
STOG | 2126 | 0 | 0 | 0 | 0 | 0
STWD | 0 | 0 | 0 | 0 | 0 | 0
WT | 0 | 0 | 0 | 0 | 0 | 0
IGCC | 0 | 0 | 0 | 0 | 0 | 0
DemandResponse | 0 | 0 | 0 | 0 | 0 | 0
IGCC-CCS | 0 | 0 | 0 | 0 | 0 | 0
WT_off | 0 | 0 | 0 | 0 | 0 | 0
PseudoUnit | 0 | 0 | 0 | 0 | 0 | 0
FixedInterchange | 0 | 0 | 0 | 0 | 0 | 0
Retirements of Capacity by Reporting Type: MAPP_CA
ReportingType | 2015 | 2020 | 2025 | 2030 | 2035 | 2040
BM | 0 | 0 | 0 | 0 | 0 | 0
CC | 0 | 0 | 731 | 0 | 0 | 281.76
CSP | 0 | 0 | 0 | 0 | 0 | 0
CT | 0 | 0 | 0 | 0 | 0 | 0
Coal | 1076.84 | 560.33 | 108.73 | 0 | 0 | 0
Geo | 0 | 0 | 0 | 0 | 0 | 0
H | 0 | 0 | 0 | 0 | 0 | 0
LFG | 0 | 0 | 0 | 0 | 0 | 0
Nuc | 0 | 0 | 0 | 0 | 0 | 0
PS | 0 | 0 | 0 | 0 | 0 | 0
PV | 0 | 0 | 0 | 0 | 0 | 0
PeakG | 0 | 0 | 559 | 0 | 0 | 0
PeakO | 0 | 0 | 4 | 0 | 0 | 0
ST | 0 | 0 | 0 | 0 | 0 | 0
STOG | 0 | 0 | 126 | 0 | 0 | 0
STWD | 0 | 0 | 0 | 0 | 0 | 0
WT | 0 | 0 | 0 | 0 | 302.4 | 0
IGCC | 0 | 0 | 0 | 0 | 0 | 0
DemandResponse | 0 | 0 | 0 | 0 | 0 | 0
IGCC-CCS | 0 | 0 | 0 | 0 | 0 | 0
WT_off | 0 | 0 | 0 | 0 | 0 | 0
PseudoUnit | 0 | 0 | 0 | 0 | 0 | 0
FixedInterchange | 0 | 0 | 0 | 0 | 0 | 0
Retirements of Capacity by Reporting Type: AZ_NM_SNV_Coal
ReportingType | 2015 | 2020 | 2025 | 2030 | 2035 | 2040
BM | 0 | 0 | 0 | 0 | 0 | 0
CC | 0 | 0 | 0 | 0 | 0 | 0
CSP | 0 | 0 | 0 | 0 | 0 | 0
CT | 0 | 0 | 0 | 0 | 0 | 0
Coal | 2984.87 | 1025 | 2570.73 | 3885.39 | 0 | 0
Geo | 0 | 0 | 0 | 0 | 0 | 0
H | 0 | 0 | 0 | 0 | 0 | 0
LFG | 0 | 0 | 0 | 0 | 0 | 0
Nuc | 0 | 0 | 0 | 0 | 0 | 0
PS | 0 | 0 | 0 | 0 | 0 | 0
PV | 0 | 0 | 0 | 0 | 0 | 0
PeakG | 0 | 0 | 0 | 0 | 0 | 0
PeakO | 0 | 0 | 0 | 0 | 0 | 0
ST | 0 | 0 | 0 | 0 | 0 | 0
STOG | 0 | 0 | 0 | 0 | 0 | 0
STWD | 0 | 0 | 0 | 0 | 0 | 0
WT | 0 | 0 | 0 | 0 | 0 | 0
IGCC | 0 | 0 | 0 | 0 | 0 | 0
DemandResponse | 0 | 0 | 0 | 0 | 0 | 0
IGCC-CCS | 0 | 0 | 0 | 0 | 0 | 0
WT_off | 0 | 0 | 0 | 0 | 0 | 0
PseudoUnit | 0 | 0 | 0 | 0 | 0 | 0
FixedInterchange | 0 | 0 | 0 | 0 | 0 | 0
Retirements of Capacity by Reporting Type: AZ_NM_SNV_Gas
ReportingType | 2015 | 2020 | 2025 | 2030 | 2035 | 2040
BM | 0 | 0 | 0 | 0 | 0 | 0
CC | 1095 | 0 | 0 | 543.46 | 1065.68 | 711.42
CSP | 0 | 0 | 0 | 0 | 0 | 0
CT | 0 | 0 | 0 | 0 | 736 | 0
Coal | 0 | 0 | 0 | 0 | 0 | 0
Geo | 0 | 0 | 0 | 0 | 0 | 0
H | 0 | 0 | 0 | 0 | 0 | 0
LFG | 0 | 0 | 0 | 0 | 0 | 0
Nuc | 0 | 0 | 0 | 0 | 0 | 0
PS | 0 | 0 | 0 | 0 | 0 | 0
PV | 0 | 0 | 0 | 0 | 0 | 0
PeakG | 0 | 0 | 0 | 0 | 0 | 0
PeakO | 0 | 0 | 0 | 0 | 0 | 0
ST | 0 | 0 | 0 | 0 | 0 | 0
STOG | 2064 | 0 | 0 | 0 | 0 | 0
STWD | 0 | 0 | 0 | 0 | 0 | 0
WT | 0 | 0 | 0 | 0 | 0 | 0
IGCC | 0 | 0 | 0 | 0 | 0 | 0
DemandResponse | 0 | 0 | 0 | 0 | 0 | 0
IGCC-CCS | 0 | 0 | 0 | 0 | 0 | 0
WT_off | 0 | 0 | 0 | 0 | 0 | 0
PseudoUnit | 0 | 0 | 0 | 0 | 0 | 0
FixedInterchange | 0 | 0 | 0 | 0 | 0 | 0
Retirements of Capacity by Reporting Type: AZ_NM_SNV_NucRenew
ReportingType | 2015 | 2020 | 2025 | 2030 | 2035 | 2040
BM | 0 | 0 | 0 | 0 | 0 | 0
CC | 0 | 0 | 0 | 0 | 0 | 0
CSP | 65 | 0 | 0 | 0 | 0 | 0
CT | 0 | 0 | 0 | 0 | 0 | 0
Coal | 0 | 0 | 0 | 0 | 0 | 0
Geo | 0 | 0 | 0 | 0 | 0 | 0
H | 0 | 0 | 0 | 0 | 0 | 0
LFG | 0 | 0 | 0 | 0 | 0 | 0
Nuc | 0 | 0 | 0 | 0 | 0 | 0
PS | 0 | 0 | 0 | 0 | 0 | 0
PV | 0 | 0 | 0 | 0 | 0 | 0
PeakG | 0 | 0 | 0 | 0 | 0 | 0
PeakO | 0 | 0 | 0 | 0 | 0 | 0
ST | 0 | 0 | 0 | 0 | 0 | 0
STOG | 0 | 0 | 0 | 0 | 0 | 0
STWD | 0 | 0 | 0 | 0 | 0 | 0
WT | 0 | 0 | 0 | 0 | 0 | 0
IGCC | 0 | 0 | 0 | 0 | 0 | 0
DemandResponse | 0 | 0 | 0 | 0 | 0 | 0
IGCC-CCS | 0 | 0 | 0 | 0 | 0 | 0
WT_off | 0 | 0 | 0 | 0 | 0 | 0
PseudoUnit | 0 | 0 | 0 | 0 | 0 | 0
FixedInterchange | 0 | 0 | 0 | 0 | 0 | 0
Retirements of Capacity by Reporting Type: ERCOT
ReportingType | 2015 | 2020 | 2025 | 2030 | 2035 | 2040
BM | 0 | 0 | 0 | 0 | 0 | 0
CC | 0 | 0 | 0 | 0 | 0 | 493
CSP | 0 | 0 | 0 | 0 | 0 | 0
CT | 0 | 0 | 0 | 0 | 250 | 0
Coal | 15174.87 | 1472 | 1345 | 0 | 0 | 0
Geo | 0 | 0 | 0 | 0 | 0 | 0
H | 0 | 0 | 0 | 0 | 0 | 0
LFG | 0 | 0 | 0 | 0 | 0 | 0
Nuc | 0 | 0 | 0 | 0 | 0 | 0
PS | 0 | 0 | 0 | 0 | 0 | 0
PV | 0 | 0 | 0 | 0 | 14 | 0
PeakG | 0 | 0 | 0 | 0 | 0 | 0
PeakO | 0 | 0 | 0 | 0 | 0 | 0
ST | 0 | 0 | 0 | 0 | 0 | 0
STOG | 7548.69 | 30.39 | 3728.89 | 913.99 | 4209.61 | 2501.42
STWD | 0 | 0 | 0 | 0 | 0 | 0
WT | 0 | 0 | 0 | 0 | 0 | 0
IGCC | 0 | 0 | 0 | 0 | 0 | 0
DemandResponse | 0 | 0 | 0 | 0 | 0 | 0
IGCC-CCS | 0 | 0 | 0 | 0 | 0 | 0
WT_off | 0 | 0 | 0 | 0 | 0 | 0
PseudoUnit | 0 | 0 | 0 | 0 | 0 | 0
FixedInterchange | 0 | 0 | 0 | 0 | 0 | 0
Retirements of Capacity by Reporting Type: NP15
ReportingType | 2015 | 2020 | 2025 | 2030 | 2035 | 2040
BM | 0 | 0 | 0 | 0 | 0 | 0
CC | 0 | 0 | 0 | 0 | 0 | 0
CSP | 0 | 0 | 0 | 0 | 0 | 0
CT | 0 | 0 | 0 | 0 | 0 | 0
Coal | 0 | 191.9 | 0 | 0 | 0 | 0
Geo | 0 | 0 | 0 | 0 | 0 | 0
H | 0 | 0 | 0 | 0 | 0 | 0
LFG | 0 | 0 | 0 | 0 | 0 | 0
Nuc | 0 | 0 | 0 | 0 | 0 | 0
PS | 0 | 0 | 0 | 0 | 0 | 0
PV | 0 | 0 | 0 | 0 | 6.5 | 0
PeakG | 0 | 0 | 0 | 0 | 0 | 0
PeakO | 156 | 0 | 0 | 0 | 0 | 0
ST | 0 | 0 | 0 | 0 | 0 | 0
STOG | 2475.07 | 0 | 0 | 524.73 | 0 | 0
STWD | 0 | 0 | 0 | 0 | 0 | 0
WT | 0 | 0 | 0 | 0 | 0 | 0
IGCC | 0 | 0 | 0 | 0 | 0 | 0
DemandResponse | 0 | 0 | 0 | 0 | 0 | 0
IGCC-CCS | 0 | 0 | 0 | 0 | 0 | 0
WT_off | 0 | 0 | 0 | 0 | 0 | 0
PseudoUnit | 0 | 0 | 0 | 0 | 0 | 0
FixedInterchange | 0 | 0 | 0 | 0 | 0 | 0
Retirements of Capacity by Reporting Type: NWPP_Coal
ReportingType | 2015 | 2020 | 2025 | 2030 | 2035 | 2040
BM | 0 | 0 | 0 | 0 | 0 | 0
CC | 0 | 0 | 0 | 0 | 0 | 0
CSP | 0 | 0 | 0 | 0 | 0 | 0
CT | 0 | 0 | 0 | 0 | 0 | 0
Coal | 7908.75 | 1425.7 | 4222.25 | 0 | 0 | 0
Geo | 0 | 0 | 0 | 0 | 0 | 0
H | 0 | 0 | 0 | 0 | 0 | 0
LFG | 0 | 0 | 0 | 0 | 0 | 0
Nuc | 0 | 0 | 0 | 0 | 0 | 0
PS | 0 | 0 | 0 | 0 | 0 | 0
PV | 0 | 0 | 0 | 0 | 0 | 0
PeakG | 0 | 0 | 0 | 0 | 0 | 0
PeakO | 183 | 0 | 0 | 0 | 0 | 0
ST | 0 | 0 | 0 | 0 | 0 | 0
STOG | 0 | 0 | 0 | 0 | 0 | 0
STWD | 0 | 0 | 0 | 0 | 0 | 0
WT | 0 | 0 | 0 | 0 | 0 | 0
IGCC | 0 | 0 | 0 | 0 | 0 | 0
DemandResponse | 0 | 0 | 0 | 0 | 0 | 0
IGCC-CCS | 0 | 0 | 0 | 0 | 0 | 0
WT_off | 0 | 0 | 0 | 0 | 0 | 0
PseudoUnit | 0 | 0 | 0 | 0 | 0 | 0
FixedInterchange | 0 | 0 | 0 | 0 | 0 | 0
Retirements of Capacity by Reporting Type: NWPP_Gas
ReportingType | 2015 | 2020 | 2025 | 2030 | 2035 | 2040
BM | 0 | 0 | 0 | 0 | 0 | 0
CC | 1678 | 0 | 0 | 5506.07 | 820.93 | 300
CSP | 0 | 0 | 0 | 0 | 0 | 0
CT | 0 | 0 | 0 | 0 | 150 | 0
Coal | 0 | 0 | 0 | 0 | 0 | 0
Geo | 0 | 0 | 0 | 0 | 0 | 0
H | 0 | 0 | 0 | 0 | 0 | 0
LFG | 0 | 0 | 0 | 0 | 0 | 0
Nuc | 0 | 0 | 0 | 0 | 0 | 0
PS | 0 | 0 | 0 | 0 | 0 | 0
PV | 0 | 0 | 0 | 0 | 0 | 0
PeakG | 2623 | 0 | 0 | 0 | 0 | 0
PeakO | 0 | 0 | 0 | 0 | 0 | 0
ST | 0 | 0 | 0 | 0 | 0 | 0
STOG | 786 | 0 | 0 | 0 | 0 | 0
STWD | 0 | 0 | 0 | 0 | 0 | 0
WT | 0 | 0 | 0 | 0 | 0 | 0
IGCC | 0 | 0 | 0 | 0 | 0 | 0
DemandResponse | 0 | 0 | 0 | 0 | 0 | 0
IGCC-CCS | 0 | 0 | 0 | 0 | 0 | 0
WT_off | 0 | 0 | 0 | 0 | 0 | 0
PseudoUnit | 0 | 0 | 0 | 0 | 0 | 0
FixedInterchange | 0 | 0 | 0 | 0 | 0 | 0
Retirements of Capacity by Reporting Type: NWPP_NucRenew
ReportingType | 2015 | 2020 | 2025 | 2030 | 2035 | 2040
BM | 0 | 0 | 0 | 0 | 0 | 0
CC | 0 | 0 | 0 | 0 | 0 | 0
CSP | 0 | 0 | 0 | 0 | 0 | 0
CT | 0 | 0 | 0 | 0 | 0 | 0
Coal | 0 | 0 | 0 | 0 | 0 | 0
Geo | 4.8 | 0 | 0 | 0 | 0 | 0
H | 0 | 0 | 0 | 0 | 0 | 0
LFG | 0 | 0 | 0 | 0 | 0 | 0
Nuc | 0 | 0 | 0 | 0 | 0 | 0
PS | 0 | 0 | 0 | 0 | 0 | 0
PV | 0 | 0 | 0 | 0 | 0 | 0
PeakG | 0 | 0 | 0 | 0 | 0 | 0
PeakO | 0 | 0 | 0 | 0 | 0 | 0
ST | 0 | 0 | 0 | 0 | 0 | 0
STOG | 0 | 0 | 0 | 0 | 0 | 0
STWD | 0 | 0 | 0 | 0 | 0 | 0
WT | 0 | 0 | 0 | 0 | 0 | 0
IGCC | 0 | 0 | 0 | 0 | 0 | 0
DemandResponse | 0 | 0 | 0 | 0 | 0 | 0
IGCC-CCS | 0 | 0 | 0 | 0 | 0 | 0
WT_off | 0 | 0 | 0 | 0 | 0 | 0
PseudoUnit | 0 | 0 | 0 | 0 | 0 | 0
FixedInterchange | 0 | 0 | 0 | 0 | 0 | 0
Retirements of Capacity by Reporting Type: RMPA
ReportingType | 2015 | 2020 | 2025 | 2030 | 2035 | 2040
BM | 0 | 0 | 0 | 0 | 0 | 0
CC | 0 | 0 | 0 | 0 | 0 | 0
CSP | 1 | 0 | 0 | 0 | 0 | 0
CT | 0 | 0 | 0 | 0 | 152 | 0
Coal | 1186 | 1751.05 | 3259.52 | 591.43 | 0 | 0
Geo | 0 | 0 | 0 | 0 | 0 | 0
H | 0 | 0 | 0 | 0 | 0 | 0
LFG | 0 | 0 | 0 | 0 | 0 | 0
Nuc | 0 | 0 | 0 | 0 | 0 | 0
PS | 0 | 0 | 0 | 0 | 0 | 0
PV | 0 | 0 | 0 | 0 | 0 | 0
PeakG | 0 | 0 | 0 | 0 | 0 | 0
PeakO | 187 | 0 | 0 | 0 | 0 | 0
ST | 0 | 0 | 0 | 0 | 0 | 0
STOG | 217 | 0 | 0 | 0 | 0 | 0
STWD | 0 | 0 | 0 | 0 | 0 | 0
WT | 0 | 0 | 0 | 0 | 0 | 0
IGCC | 0 | 0 | 0 | 0 | 0 | 0
DemandResponse | 0 | 0 | 0 | 0 | 0 | 0
IGCC-CCS | 0 | 0 | 0 | 0 | 0 | 0
WT_off | 0 | 0 | 0 | 0 | 0 | 0
PseudoUnit | 0 | 0 | 0 | 0 | 0 | 0
FixedInterchange | 0 | 0 | 0 | 0 | 0 | 0
Retirements of Capacity by Reporting Type: SP15
ReportingType | 2015 | 2020 | 2025 | 2030 | 2035 | 2040
BM | 0 | 0 | 0 | 0 | 0 | 0
CC | 0 | 0 | 0 | 0 | 0 | 0
CSP | 409 | 0 | 0 | 0 | 0 | 0
CT | 0 | 0 | 0 | 0 | 0 | 0
Coal | 57 | 84.5 | 101.2 | 0 | 0 | 0
Geo | 0 | 0 | 0 | 0 | 0 | 0
H | 0 | 0 | 0 | 0 | 0 | 0
LFG | 0 | 0 | 0 | 0 | 0 | 0
Nuc | 0 | 0 | 0 | 0 | 0 | 0
PS | 0 | 0 | 0 | 0 | 0 | 0
PV | 0 | 0 | 0 | 0 | 0 | 0
PeakG | 44 | 0 | 0 | 0 | 0 | 0
PeakO | 15 | 0 | 0 | 0 | 0 | 0
ST | 0 | 0 | 0 | 0 | 0 | 0
STOG | 5300.36 | 0 | 0 | 834.67 | 0 | 0
STWD | 0 | 0 | 0 | 0 | 0 | 0
WT | 126.2 | 0 | 0 | 0 | 0 | 0
IGCC | 0 | 0 | 0 | 0 | 0 | 0
DemandResponse | 0 | 0 | 0 | 0 | 0 | 0
IGCC-CCS | 0 | 0 | 0 | 0 | 0 | 0
WT_off | 0 | 0 | 0 | 0 | 0 | 0
PseudoUnit | 0 | 0 | 0 | 0 | 0 | 0
FixedInterchange | 0 | 0 | 0 | 0 | 0 | 0
Retirements of Capacity by Reporting Type: ALB
ReportingType | 2015 | 2020 | 2025 | 2030 | 2035 | 2040
BM | 0 | 0 | 0 | 0 | 0 | 0
CC | 0 | 0 | 0 | 2202 | 0 | 0
CSP | 0 | 0 | 0 | 0 | 0 | 0
CT | 0 | 0 | 0 | 0 | 104.01 | 0
Coal | 0 | 0 | 0 | 5745.83 | 0 | 0
Geo | 0 | 0 | 0 | 0 | 0 | 0
H | 0 | 0 | 0 | 0 | 0 | 0
LFG | 0 | 0 | 0 | 0 | 0 | 0
Nuc | 0 | 0 | 0 | 0 | 0 | 0
PS | 0 | 0 | 0 | 0 | 0 | 0
PV | 0 | 0 | 0 | 0 | 0 | 0
PeakG | 1375.25 | 0 | 0 | 0 | 0 | 0
PeakO | 6 | 0 | 0 | 0 | 0 | 0
ST | 0 | 0 | 0 | 0 | 0 | 0
STOG | 186 | 0 | 0 | 0 | 0 | 0
STWD | 0 | 0 | 0 | 0 | 0 | 0
WT | 0 | 0 | 0 | 0 | 0 | 0
IGCC | 0 | 0 | 0 | 0 | 0 | 0
DemandResponse | 0 | 0 | 0 | 0 | 0 | 0
IGCC-CCS | 0 | 0 | 0 | 0 | 0 | 0
WT_off | 0 | 0 | 0 | 0 | 0 | 0
PseudoUnit | 0 | 0 | 0 | 0 | 0 | 0
FixedInterchange | 0 | 0 | 0 | 0 | 0 | 0
Retirements of Capacity by Reporting Type: BC
ReportingType | 2015 | 2020 | 2025 | 2030 | 2035 | 2040
BM | 0 | 0 | 0 | 0 | 0 | 0
CC | 0 | 0 | 0 | 172.87 | 0 | 388.34
CSP | 0 | 0 | 0 | 0 | 0 | 0
CT | 0 | 0 | 0 | 0 | 0 | 0
Coal | 0 | 0 | 0 | 0 | 0 | 0
Geo | 0 | 0 | 0 | 0 | 0 | 0
H | 0 | 0 | 0 | 0 | 0 | 0
LFG | 0 | 0 | 0 | 0 | 0 | 0
Nuc | 0 | 0 | 0 | 0 | 0 | 0
PS | 0 | 0 | 0 | 0 | 0 | 0
PV | 0 | 0 | 0 | 0 | 0 | 0
PeakG | 141 | 0 | 0 | 0 | 0 | 0
PeakO | 44 | 0 | 0 | 0 | 0 | 0
ST | 0 | 0 | 0 | 0 | 0 | 0
STOG | 938 | 0 | 0 | 0 | 0 | 0
STWD | 0 | 0 | 0 | 0 | 0 | 0
WT | 0 | 0 | 0 | 0 | 0 | 0
IGCC | 0 | 0 | 0 | 0 | 0 | 0
DemandResponse | 0 | 0 | 0 | 0 | 0 | 0
IGCC-CCS | 0 | 0 | 0 | 0 | 0 | 0
WT_off | 0 | 0 | 0 | 0 | 0 | 0
PseudoUnit | 0 | 0 | 0 | 0 | 0 | 0
FixedInterchange | 0 | 0 | 0 | 0 | 0 | 0
Retirements of Capacity by Reporting Type: HQ_IESO
ReportingType | 2015 | 2020 | 2025 | 2030 | 2035 | 2040
BM | 0 | 0 | 0 | 0 | 0 | 0
CC | 0 | 0 | 0 | 0 | 0 | 0
CSP | 0 | 0 | 0 | 0 | 0 | 0
CT | 0 | 0 | 0 | 0 | 0 | 0
Coal | 0 | 0 | 0 | 0 | 0 | 0
Geo | 0 | 0 | 0 | 0 | 0 | 0
H | 0 | 0 | 0 | 0 | 0 | 0
LFG | 0 | 0 | 0 | 0 | 0 | 0
Nuc | 0 | 0 | 0 | 0 | 0 | 0
PS | 0 | 0 | 0 | 0 | 0 | 0
PV | 0 | 0 | 0 | 0 | 0 | 0
PeakG | 0 | 0 | 0 | 0 | 0 | 0
PeakO | 0 | 0 | 0 | 0 | 0 | 0
ST | 0 | 0 | 0 | 0 | 0 | 0
STOG | 0 | 0 | 0 | 0 | 0 | 0
STWD | 0 | 0 | 0 | 0 | 0 | 0
WT | 0 | 0 | 0 | 0 | 0 | 0
IGCC | 0 | 0 | 0 | 0 | 0 | 0
DemandResponse | 0 | 0 | 0 | 0 | 0 | 0
IGCC-CCS | 0 | 0 | 0 | 0 | 0 | 0
WT_off | 0 | 0 | 0 | 0 | 0 | 0
PseudoUnit | 0 | 0 | 0 | 0 | 0 | 0
FixedInterchange | 0 | 0 | 0 | 0 | 0 | 0
Retirements of Capacity by Reporting Type: HQ_NEISO
ReportingType | 2015 | 2020 | 2025 | 2030 | 2035 | 2040
BM | 0 | 0 | 0 | 0 | 0 | 0
CC | 0 | 0 | 0 | 0 | 0 | 0
CSP | 0 | 0 | 0 | 0 | 0 | 0
CT | 0 | 0 | 0 | 0 | 0 | 0
Coal | 0 | 0 | 0 | 0 | 0 | 0
Geo | 0 | 0 | 0 | 0 | 0 | 0
H | 0 | 0 | 0 | 0 | 0 | 0
LFG | 0 | 0 | 0 | 0 | 0 | 0
Nuc | 0 | 0 | 0 | 0 | 0 | 0
PS | 0 | 0 | 0 | 0 | 0 | 0
PV | 0 | 0 | 0 | 0 | 0 | 0
PeakG | 0 | 0 | 0 | 0 | 0 | 0
PeakO | 0 | 0 | 0 | 0 | 0 | 0
ST | 0 | 0 | 0 | 0 | 0 | 0
STOG | 0 | 0 | 0 | 0 | 0 | 0
STWD | 0 | 0 | 0 | 0 | 0 | 0
WT | 0 | 0 | 0 | 0 | 0 | 0
IGCC | 0 | 0 | 0 | 0 | 0 | 0
DemandResponse | 0 | 0 | 0 | 0 | 0 | 0
IGCC-CCS | 0 | 0 | 0 | 0 | 0 | 0
WT_off | 0 | 0 | 0 | 0 | 0 | 0
PseudoUnit | 0 | 0 | 0 | 0 | 0 | 0
FixedInterchange | 0 | 0 | 0 | 0 | 0 | 0
Retirements of Capacity by Reporting Type: HQ_NY
ReportingType | 2015 | 2020 | 2025 | 2030 | 2035 | 2040
BM | 0 | 0 | 0 | 0 | 0 | 0
CC | 0 | 0 | 0 | 0 | 0 | 0
CSP | 0 | 0 | 0 | 0 | 0 | 0
CT | 0 | 0 | 0 | 0 | 0 | 0
Coal | 0 | 0 | 0 | 0 | 0 | 0
Geo | 0 | 0 | 0 | 0 | 0 | 0
H | 0 | 0 | 0 | 0 | 0 | 0
LFG | 0 | 0 | 0 | 0 | 0 | 0
Nuc | 0 | 0 | 0 | 0 | 0 | 0
PS | 0 | 0 | 0 | 0 | 0 | 0
PV | 0 | 0 | 0 | 0 | 0 | 0
PeakG | 0 | 0 | 0 | 0 | 0 | 0
PeakO | 0 | 0 | 0 | 0 | 0 | 0
ST | 0 | 0 | 0 | 0 | 0 | 0
STOG | 0 | 0 | 0 | 0 | 0 | 0
STWD | 0 | 0 | 0 | 0 | 0 | 0
WT | 0 | 0 | 0 | 0 | 0 | 0
IGCC | 0 | 0 | 0 | 0 | 0 | 0
DemandResponse | 0 | 0 | 0 | 0 | 0 | 0
IGCC-CCS | 0 | 0 | 0 | 0 | 0 | 0
WT_off | 0 | 0 | 0 | 0 | 0 | 0
PseudoUnit | 0 | 0 | 0 | 0 | 0 | 0
FixedInterchange | 0 | 0 | 0 | 0 | 0 | 0
Retirements of Capacity by Reporting Type: MARITIMES
ReportingType | 2015 | 2020 | 2025 | 2030 | 2035 | 2040
BM | 0 | 0 | 0 | 0 | 0 | 0
CC | 0 | 0 | 0 | 0 | 0 | 0
CSP | 0 | 0 | 0 | 0 | 0 | 0
CT | 0 | 0 | 0 | 0 | 0 | 0
Coal | 0 | 0 | 0 | 0 | 0 | 0
Geo | 0 | 0 | 0 | 0 | 0 | 0
H | 0 | 0 | 0 | 0 | 0 | 0
LFG | 0 | 0 | 0 | 0 | 0 | 0
Nuc | 0 | 0 | 0 | 0 | 0 | 0
PS | 0 | 0 | 0 | 0 | 0 | 0
PV | 0 | 0 | 0 | 0 | 0 | 0
PeakG | 0 | 0 | 0 | 0 | 0 | 0
PeakO | 0 | 0 | 0 | 0 | 0 | 0
ST | 0 | 0 | 0 | 0 | 0 | 0
STOG | 0 | 0 | 0 | 0 | 0 | 0
STWD | 0 | 0 | 0 | 0 | 0 | 0
WT | 0 | 0 | 0 | 0 | 0 | 0
IGCC | 0 | 0 | 0 | 0 | 0 | 0
DemandResponse | 0 | 0 | 0 | 0 | 0 | 0
IGCC-CCS | 0 | 0 | 0 | 0 | 0 | 0
WT_off | 0 | 0 | 0 | 0 | 0 | 0
PseudoUnit | 0 | 0 | 0 | 0 | 0 | 0
FixedInterchange | 0 | 0 | 0 | 0 | 0 | 0
Retirements of Capacity by Reporting Type: All
ReportingType | 2015 | 2020 | 2025 | 2030 | 2035 | 2040
BM | 0 | 0 | 0 | 0 | 0 | 192
CC | 10059.94 | 3025.67 | 3318.54 | 17865.7 | 2273.61 | 9934.8
CSP | 475 | 0 | 0 | 0 | 0 | 0
CT | 0 | 0 | 0 | 726.7 | 4240.01 | 0
Coal | 177085.04 | 79622.08 | 42690.29 | 24095 | 176.94 | 664.71
Geo | 4.8 | 0 | 0 | 0 | 0 | 0
H | 0 | 0 | 0 | 0 | 0 | 0
LFG | 0 | 0 | 0 | 0 | 0 | 0
Nuc | 0 | 614.5 | 0 | 1488.2 | 26575.7 | 19706
PS | 0 | 0 | 0 | 0 | 0 | 0
PV | 0 | 0 | 0 | 0 | 1119.76 | 10.36
PeakG | 5245.75 | 0 | 1520.48 | 3769.8 | 2847.04 | 4020.6
PeakO | 3379.7 | 0 | 4 | 2283 | 799.42 | 551.58
ST | 0 | 0 | 0 | 0 | 0 | 0
STOG | 63201.66 | 30.39 | 4848.97 | 4187.9 | 4209.61 | 2501.42
STWD | 0 | 0 | 0 | 0 | 0 | 0
WT | 126.2 | 0 | 0 | 0 | 302.4 | 0
IGCC | 0 | 0 | 0 | 0 | 0 | 0
DemandResponse | 0 | 0 | 0 | 0 | 0 | 0
IGCC-CCS | 0 | 0 | 0 | 0 | 0 | 0
WT_off | 0 | 0 | 0 | 0 | 0 | 0
PseudoUnit | 0 | 0 | 0 | 0 | 0 | 0
FixedInterchange | 0 | 0 | 0 | 0 | 0 | 0
Retirements of Capacity by Reporting Type: EI_US
ReportingType | 2015 | 2020 | 2025 | 2030 | 2035 | 2040
BM | 0 | 0 | 0 | 0 | 0 | 192
CC | 1343.94 | 3025.67 | 2587.54 | 9441.31 | 387 | 7760.28
CSP | 0 | 0 | 0 | 0 | 0 | 0
CT | 0 | 0 | 0 | 726.7 | 2480 | 0
Coal | 142280.7 | 73111.6 | 31082.86 | 13872.35 | 176.94 | 664.71
Geo | 0 | 0 | 0 | 0 | 0 | 0
H | 0 | 0 | 0 | 0 | 0 | 0
LFG | 0 | 0 | 0 | 0 | 0 | 0
Nuc | 0 | 614.5 | 0 | 1488.2 | 25545.7 | 18166
PS | 0 | 0 | 0 | 0 | 0 | 0
PV | 0 | 0 | 0 | 0 | 32 | 10.36
PeakG | 478.5 | 0 | 961.48 | 3769.8 | 2847.04 | 4020.6
PeakO | 2613.7 | 0 | 0 | 2283 | 799.42 | 551.58
ST | 0 | 0 | 0 | 0 | 0 | 0
STOG | 41560.54 | 0 | 994.08 | 1914.51 | 0 | 0
STWD | 0 | 0 | 0 | 0 | 0 | 0
WT | 0 | 0 | 0 | 0 | 0 | 0
IGCC | 0 | 0 | 0 | 0 | 0 | 0
DemandResponse | 0 | 0 | 0 | 0 | 0 | 0
IGCC-CCS | 0 | 0 | 0 | 0 | 0 | 0
WT_off | 0 | 0 | 0 | 0 | 0 | 0
PseudoUnit | 0 | 0 | 0 | 0 | 0 | 0
FixedInterchange | 0 | 0 | 0 | 0 | 0 | 0
Retirements of Capacity by Reporting Type: EI_Canada
ReportingType | 2015 | 2020 | 2025 | 2030 | 2035 | 2040
BM | 0 | 0 | 0 | 0 | 0 | 0
CC | 5943 | 0 | 731 | 0 | 0 | 281.76
CSP | 0 | 0 | 0 | 0 | 0 | 0
CT | 0 | 0 | 0 | 0 | 368 | 0
Coal | 7492.84 | 560.33 | 108.73 | 0 | 0 | 0
Geo | 0 | 0 | 0 | 0 | 0 | 0
H | 0 | 0 | 0 | 0 | 0 | 0
LFG | 0 | 0 | 0 | 0 | 0 | 0
Nuc | 0 | 0 | 0 | 0 | 1030 | 1540
PS | 0 | 0 | 0 | 0 | 0 | 0
PV | 0 | 0 | 0 | 0 | 1067.26 | 0
PeakG | 584 | 0 | 559 | 0 | 0 | 0
PeakO | 175 | 0 | 4 | 0 | 0 | 0
ST | 0 | 0 | 0 | 0 | 0 | 0
STOG | 2126 | 0 | 126 | 0 | 0 | 0
STWD | 0 | 0 | 0 | 0 | 0 | 0
WT | 0 | 0 | 0 | 0 | 302.4 | 0
IGCC | 0 | 0 | 0 | 0 | 0 | 0
DemandResponse | 0 | 0 | 0 | 0 | 0 | 0
IGCC-CCS | 0 | 0 | 0 | 0 | 0 | 0
WT_off | 0 | 0 | 0 | 0 | 0 | 0
PseudoUnit | 0 | 0 | 0 | 0 | 0 | 0
FixedInterchange | 0 | 0 | 0 | 0 | 0 | 0
Retirements of Capacity by Reporting Type: EI
ReportingType | 2015 | 2020 | 2025 | 2030 | 2035 | 2040
BM | 0 | 0 | 0 | 0 | 0 | 192
CC | 7286.94 | 3025.67 | 3318.54 | 9441.31 | 387 | 8042.04
CSP | 0 | 0 | 0 | 0 | 0 | 0
CT | 0 | 0 | 0 | 726.7 | 2848 | 0
Coal | 149773.55 | 73671.93 | 31191.59 | 13872.35 | 176.94 | 664.71
Geo | 0 | 0 | 0 | 0 | 0 | 0
H | 0 | 0 | 0 | 0 | 0 | 0
LFG | 0 | 0 | 0 | 0 | 0 | 0
Nuc | 0 | 614.5 | 0 | 1488.2 | 26575.7 | 19706
PS | 0 | 0 | 0 | 0 | 0 | 0
PV | 0 | 0 | 0 | 0 | 1099.26 | 10.36
PeakG | 1062.5 | 0 | 1520.48 | 3769.8 | 2847.04 | 4020.6
PeakO | 2788.7 | 0 | 4 | 2283 | 799.42 | 551.58
ST | 0 | 0 | 0 | 0 | 0 | 0
STOG | 43686.54 | 0 | 1120.08 | 1914.51 | 0 | 0
STWD | 0 | 0 | 0 | 0 | 0 | 0
WT | 0 | 0 | 0 | 0 | 302.4 | 0
IGCC | 0 | 0 | 0 | 0 | 0 | 0
DemandResponse | 0 | 0 | 0 | 0 | 0 | 0
IGCC-CCS | 0 | 0 | 0 | 0 | 0 | 0
WT_off | 0 | 0 | 0 | 0 | 0 | 0
PseudoUnit | 0 | 0 | 0 | 0 | 0 | 0
FixedInterchange | 0 | 0 | 0 | 0 | 0 | 0
Retirements of Capacity by Reporting Type: Outside_EI
ReportingType | 2015 | 2020 | 2025 | 2030 | 2035 | 2040
BM | 0 | 0 | 0 | 0 | 0 | 0
CC | 2773 | 0 | 0 | 8424.4 | 1886.61 | 1892.77
CSP | 475 | 0 | 0 | 0 | 0 | 0
CT | 0 | 0 | 0 | 0 | 1392.01 | 0
Coal | 27311.49 | 5950.15 | 11498.7 | 10222.65 | 0 | 0
Geo | 4.8 | 0 | 0 | 0 | 0 | 0
H | 0 | 0 | 0 | 0 | 0 | 0
LFG | 0 | 0 | 0 | 0 | 0 | 0
Nuc | 0 | 0 | 0 | 0 | 0 | 0
PS | 0 | 0 | 0 | 0 | 0 | 0
PV | 0 | 0 | 0 | 0 | 20.5 | 0
PeakG | 4183.25 | 0 | 0 | 0 | 0 | 0
PeakO | 591 | 0 | 0 | 0 | 0 | 0
ST | 0 | 0 | 0 | 0 | 0 | 0
STOG | 19515.12 | 30.39 | 3728.89 | 2273.39 | 4209.61 | 2501.42
STWD | 0 | 0 | 0 | 0 | 0 | 0
WT | 126.2 | 0 | 0 | 0 | 0 | 0
IGCC | 0 | 0 | 0 | 0 | 0 | 0
DemandResponse | 0 | 0 | 0 | 0 | 0 | 0
IGCC-CCS | 0 | 0 | 0 | 0 | 0 | 0
WT_off | 0 | 0 | 0 | 0 | 0 | 0
PseudoUnit | 0 | 0 | 0 | 0 | 0 | 0
FixedInterchange | 0 | 0 | 0 | 0 | 0 | 0
#4 | Cumulative Retirements of Capacity (MW)
Cumulative Retirements of Capacity by Reporting Type: Entergy
ReportingType | 2015 | 2020 | 2025 | 2030 | 2035 | 2040
BM | 0 | 0 | 0 | 0 | 0 | 0
CC | 0 | 0 | 0 | 0 | 0 | 0
CSP | 0 | 0 | 0 | 0 | 0 | 0
CT | 0 | 0 | 0 | 0 | 0 | 0
Coal | 952.9 | 6496.82 | 8308.9 | 8308.9 | 8308.9 | 8308.9
Geo | 0 | 0 | 0 | 0 | 0 | 0
H | 0 | 0 | 0 | 0 | 0 | 0
LFG | 0 | 0 | 0 | 0 | 0 | 0
Nuc | 0 | 0 | 0 | 0 | 842 | 1839
PS | 0 | 0 | 0 | 0 | 0 | 0
PV | 0 | 0 | 0 | 0 | 0 | 0
PeakG | 0 | 0 | 0 | 0 | 0 | 0
PeakO | 0 | 0 | 0 | 0 | 0 | 0
ST | 0 | 0 | 0 | 0 | 0 | 0
STOG | 13042.49 | 13042.49 | 13042.49 | 14865 | 14865 | 14865
STWD | 0 | 0 | 0 | 0 | 0 | 0
WT | 0 | 0 | 0 | 0 | 0 | 0
IGCC | 0 | 0 | 0 | 0 | 0 | 0
DemandResponse | 0 | 0 | 0 | 0 | 0 | 0
IGCC-CCS | 0 | 0 | 0 | 0 | 0 | 0
WT_off | 0 | 0 | 0 | 0 | 0 | 0
PseudoUnit | 0 | 0 | 0 | 0 | 0 | 0
FixedInterchange | 0 | 0 | 0 | 0 | 0 | 0
Cumulative Retirements of Capacity by Reporting Type: FRCC
ReportingType | 2015 | 2020 | 2025 | 2030 | 2035 | 2040
BM | 0 | 0 | 0 | 0 | 0 | 0
CC | 0 | 0 | 0 | 9441.31 | 9441.31 | 9441.31
CSP | 0 | 0 | 0 | 0 | 0 | 0
CT | 0 | 0 | 0 | 0 | 2480 | 2480
Coal | 7107.4 | 8837.4 | 9463.4 | 9463.4 | 9463.4 | 9463.4
Geo | 0 | 0 | 0 | 0 | 0 | 0
H | 0 | 0 | 0 | 0 | 0 | 0
LFG | 0 | 0 | 0 | 0 | 0 | 0
Nuc | 0 | 0 | 0 | 0 | 1615.33 | 3292.33
PS | 0 | 0 | 0 | 0 | 0 | 0
PV | 0 | 0 | 0 | 0 | 0 | 0
PeakG | 0 | 0 | 0 | 1214.57 | 1214.57 | 1214.57
PeakO | 0 | 0 | 0 | 2283 | 2283 | 2283
ST | 0 | 0 | 0 | 0 | 0 | 0
STOG | 9833 | 9833 | 9833 | 9833 | 9833 | 9833
STWD | 0 | 0 | 0 | 0 | 0 | 0
WT | 0 | 0 | 0 | 0 | 0 | 0
IGCC | 0 | 0 | 0 | 0 | 0 | 0
DemandResponse | 0 | 0 | 0 | 0 | 0 | 0
IGCC-CCS | 0 | 0 | 0 | 0 | 0 | 0
WT_off | 0 | 0 | 0 | 0 | 0 | 0
PseudoUnit | 0 | 0 | 0 | 0 | 0 | 0
FixedInterchange | 0 | 0 | 0 | 0 | 0 | 0
Cumulative Retirements of Capacity by Reporting Type: MAPP_US
ReportingType | 2015 | 2020 | 2025 | 2030 | 2035 | 2040
BM | 0 | 0 | 0 | 0 | 0 | 0
CC | 0 | 0 | 0 | 0 | 0 | 0
CSP | 0 | 0 | 0 | 0 | 0 | 0
CT | 0 | 0 | 0 | 0 | 0 | 0
Coal | 1927.09 | 2398.09 | 3184.9 | 3546.5 | 3546.5 | 3546.5
Geo | 0 | 0 | 0 | 0 | 0 | 0
H | 0 | 0 | 0 | 0 | 0 | 0
LFG | 0 | 0 | 0 | 0 | 0 | 0
Nuc | 0 | 0 | 0 | 0 | 0 | 0
PS | 0 | 0 | 0 | 0 | 0 | 0
PV | 0 | 0 | 0 | 0 | 0 | 0
PeakG | 0 | 0 | 0 | 0 | 0 | 0
PeakO | 0 | 0 | 0 | 0 | 0 | 0
ST | 0 | 0 | 0 | 0 | 0 | 0
STOG | 0 | 0 | 0 | 0 | 0 | 0
STWD | 0 | 0 | 0 | 0 | 0 | 0
WT | 0 | 0 | 0 | 0 | 0 | 0
IGCC | 0 | 0 | 0 | 0 | 0 | 0
DemandResponse | 0 | 0 | 0 | 0 | 0 | 0
IGCC-CCS | 0 | 0 | 0 | 0 | 0 | 0
WT_off | 0 | 0 | 0 | 0 | 0 | 0
PseudoUnit | 0 | 0 | 0 | 0 | 0 | 0
FixedInterchange | 0 | 0 | 0 | 0 | 0 | 0
Cumulative Retirements of Capacity by Reporting Type: MISO_IN
ReportingType | 2015 | 2020 | 2025 | 2030 | 2035 | 2040
BM | 0 | 0 | 0 | 0 | 0 | 0
CC | 0 | 0 | 0 | 0 | 0 | 0
CSP | 0 | 0 | 0 | 0 | 0 | 0
CT | 0 | 0 | 0 | 0 | 0 | 0
Coal | 6182.7 | 9713.54 | 12094.08 | 14746.7 | 14746.7 | 14746.7
Geo | 0 | 0 | 0 | 0 | 0 | 0
H | 0 | 0 | 0 | 0 | 0 | 0
LFG | 0 | 0 | 0 | 0 | 0 | 0
Nuc | 0 | 0 | 0 | 0 | 0 | 0
PS | 0 | 0 | 0 | 0 | 0 | 0
PV | 0 | 0 | 0 | 0 | 0 | 0
PeakG | 0 | 0 | 0 | 0 | 0 | 0
PeakO | 0 | 0 | 0 | 0 | 0 | 0
ST | 0 | 0 | 0 | 0 | 0 | 0
STOG | 0 | 0 | 0 | 0 | 0 | 0
STWD | 0 | 0 | 0 | 0 | 0 | 0
WT | 0 | 0 | 0 | 0 | 0 | 0
IGCC | 0 | 0 | 0 | 0 | 0 | 0
DemandResponse | 0 | 0 | 0 | 0 | 0 | 0
IGCC-CCS | 0 | 0 | 0 | 0 | 0 | 0
WT_off | 0 | 0 | 0 | 0 | 0 | 0
PseudoUnit | 0 | 0 | 0 | 0 | 0 | 0
FixedInterchange | 0 | 0 | 0 | 0 | 0 | 0
Cumulative Retirements of Capacity by Reporting Type: MISO_MI
ReportingType | 2015 | 2020 | 2025 | 2030 | 2035 | 2040
BM | 0 | 0 | 0 | 0 | 0 | 0
CC | 0 | 0 | 0 | 0 | 0 | 0
CSP | 0 | 0 | 0 | 0 | 0 | 0
CT | 0 | 0 | 0 | 0 | 0 | 0
Coal | 6340 | 10792 | 10792 | 10792 | 10792 | 10792
Geo | 0 | 0 | 0 | 0 | 0 | 0
H | 0 | 0 | 0 | 0 | 0 | 0
LFG | 0 | 0 | 0 | 0 | 0 | 0
Nuc | 0 | 0 | 0 | 0 | 778 | 778
PS | 0 | 0 | 0 | 0 | 0 | 0
PV | 0 | 0 | 0 | 0 | 0 | 0
PeakG | 0 | 0 | 0 | 0 | 0 | 0
PeakO | 0 | 0 | 0 | 0 | 0 | 0
ST | 0 | 0 | 0 | 0 | 0 | 0
STOG | 0 | 0 | 0 | 0 | 0 | 0
STWD | 0 | 0 | 0 | 0 | 0 | 0
WT | 0 | 0 | 0 | 0 | 0 | 0
IGCC | 0 | 0 | 0 | 0 | 0 | 0
DemandResponse | 0 | 0 | 0 | 0 | 0 | 0
IGCC-CCS | 0 | 0 | 0 | 0 | 0 | 0
WT_off | 0 | 0 | 0 | 0 | 0 | 0
PseudoUnit | 0 | 0 | 0 | 0 | 0 | 0
FixedInterchange | 0 | 0 | 0 | 0 | 0 | 0
Cumulative Retirements of Capacity by Reporting Type: MISO_MO-IL
ReportingType | 2015 | 2020 | 2025 | 2030 | 2035 | 2040
BM | 0 | 0 | 0 | 0 | 0 | 0
CC | 0 | 0 | 0 | 0 | 0 | 0
CSP | 0 | 0 | 0 | 0 | 0 | 0
CT | 0 | 0 | 0 | 0 | 0 | 0
Coal | 4201.7 | 11935.8 | 12733.7 | 13763.7 | 13763.7 | 13763.7
Geo | 0 | 0 | 0 | 0 | 0 | 0
H | 0 | 0 | 0 | 0 | 0 | 0
LFG | 0 | 0 | 0 | 0 | 0 | 0
Nuc | 0 | 0 | 0 | 0 | 0 | 0
PS | 0 | 0 | 0 | 0 | 0 | 0
PV | 0 | 0 | 0 | 0 | 0 | 0
PeakG | 0 | 0 | 0 | 0 | 0 | 0
PeakO | 0 | 0 | 0 | 0 | 0 | 0
ST | 0 | 0 | 0 | 0 | 0 | 0
STOG | 0 | 0 | 0 | 0 | 0 | 0
STWD | 0 | 0 | 0 | 0 | 0 | 0
WT | 0 | 0 | 0 | 0 | 0 | 0
IGCC | 0 | 0 | 0 | 0 | 0 | 0
DemandResponse | 0 | 0 | 0 | 0 | 0 | 0
IGCC-CCS | 0 | 0 | 0 | 0 | 0 | 0
WT_off | 0 | 0 | 0 | 0 | 0 | 0
PseudoUnit | 0 | 0 | 0 | 0 | 0 | 0
FixedInterchange | 0 | 0 | 0 | 0 | 0 | 0
Cumulative Retirements of Capacity by Reporting Type: MISO_W
ReportingType | 2015 | 2020 | 2025 | 2030 | 2035 | 2040
BM | 0 | 0 | 0 | 0 | 0 | 0
CC | 0 | 0 | 0 | 0 | 0 | 0
CSP | 0 | 0 | 0 | 0 | 0 | 0
CT | 0 | 0 | 0 | 0 | 0 | 0
Coal | 4076.19 | 8703.45 | 9817.75 | 13134.59 | 13134.59 | 13134.59
Geo | 0 | 0 | 0 | 0 | 0 | 0
H | 0 | 0 | 0 | 0 | 0 | 0
LFG | 0 | 0 | 0 | 0 | 0 | 0
Nuc | 0 | 0 | 0 | 0 | 2361.23 | 2361.23
PS | 0 | 0 | 0 | 0 | 0 | 0
PV | 0 | 0 | 0 | 0 | 0 | 0
PeakG | 0 | 0 | 0 | 0 | 0 | 0
PeakO | 0 | 0 | 0 | 0 | 0 | 0
ST | 0 | 0 | 0 | 0 | 0 | 0
STOG | 0 | 0 | 0 | 0 | 0 | 0
STWD | 0 | 0 | 0 | 0 | 0 | 0
WT | 0 | 0 | 0 | 0 | 0 | 0
IGCC | 0 | 0 | 0 | 0 | 0 | 0
DemandResponse | 0 | 0 | 0 | 0 | 0 | 0
IGCC-CCS | 0 | 0 | 0 | 0 | 0 | 0
WT_off | 0 | 0 | 0 | 0 | 0 | 0
PseudoUnit | 0 | 0 | 0 | 0 | 0 | 0
FixedInterchange | 0 | 0 | 0 | 0 | 0 | 0
Cumulative Retirements of Capacity by Reporting Type: MISO_WUMS
ReportingType | 2015 | 2020 | 2025 | 2030 | 2035 | 2040
BM | 0 | 0 | 0 | 0 | 0 | 0
CC | 0 | 0 | 0 | 0 | 0 | 0
CSP | 0 | 0 | 0 | 0 | 0 | 0
CT | 0 | 0 | 0 | 0 | 0 | 0
Coal | 4191.1 | 6060.1 | 6060.1 | 6871.24 | 7008.2 | 7008.2
Geo | 0 | 0 | 0 | 0 | 0 | 0
H | 0 | 0 | 0 | 0 | 0 | 0
LFG | 0 | 0 | 0 | 0 | 0 | 0
Nuc | 0 | 0 | 0 | 0 | 1816.9 | 1816.9
PS | 0 | 0 | 0 | 0 | 0 | 0
PV | 0 | 0 | 0 | 0 | 0 | 0
PeakG | 0 | 0 | 0 | 0 | 0 | 0
PeakO | 0 | 0 | 0 | 0 | 0 | 0
ST | 0 | 0 | 0 | 0 | 0 | 0
STOG | 59.5 | 59.5 | 59.5 | 59.5 | 59.5 | 59.5
STWD | 0 | 0 | 0 | 0 | 0 | 0
WT | 0 | 0 | 0 | 0 | 0 | 0
IGCC | 0 | 0 | 0 | 0 | 0 | 0
DemandResponse | 0 | 0 | 0 | 0 | 0 | 0
IGCC-CCS | 0 | 0 | 0 | 0 | 0 | 0
WT_off | 0 | 0 | 0 | 0 | 0 | 0
PseudoUnit | 0 | 0 | 0 | 0 | 0 | 0
FixedInterchange | 0 | 0 | 0 | 0 | 0 | 0
Cumulative Retirements of Capacity by Reporting Type: Nebraska
ReportingType | 2015 | 2020 | 2025 | 2030 | 2035 | 2040
BM | 0 | 0 | 0 | 0 | 0 | 0
CC | 0 | 0 | 0 | 0 | 0 | 0
CSP | 0 | 0 | 0 | 0 | 0 | 0
CT | 0 | 0 | 0 | 0 | 0 | 0
Coal | 0 | 3195.8 | 3195.8 | 3195.8 | 3195.8 | 3195.8
Geo | 0 | 0 | 0 | 0 | 0 | 0
H | 0 | 0 | 0 | 0 | 0 | 0
LFG | 0 | 0 | 0 | 0 | 0 | 0
Nuc | 0 | 0 | 0 | 0 | 1251.8 | 1251.8
PS | 0 | 0 | 0 | 0 | 0 | 0
PV | 0 | 0 | 0 | 0 | 0 | 0
PeakG | 0 | 0 | 0 | 0 | 0 | 0
PeakO | 0 | 0 | 0 | 0 | 0 | 0
ST | 0 | 0 | 0 | 0 | 0 | 0
STOG | 0 | 0 | 0 | 0 | 0 | 0
STWD | 0 | 0 | 0 | 0 | 0 | 0
WT | 0 | 0 | 0 | 0 | 0 | 0
IGCC | 0 | 0 | 0 | 0 | 0 | 0
DemandResponse | 0 | 0 | 0 | 0 | 0 | 0
IGCC-CCS | 0 | 0 | 0 | 0 | 0 | 0
WT_off | 0 | 0 | 0 | 0 | 0 | 0
PseudoUnit | 0 | 0 | 0 | 0 | 0 | 0
FixedInterchange | 0 | 0 | 0 | 0 | 0 | 0
Cumulative Retirements of Capacity by Reporting Type: NEISO
ReportingType | 2015 | 2020 | 2025 | 2030 | 2035 | 2040
BM | 0 | 0 | 0 | 0 | 0 | 0
CC | 1035.91 | 4061.58 | 5026.97 | 5026.97 | 5026.97 | 5026.97
CSP | 0 | 0 | 0 | 0 | 0 | 0
CT | 0 | 0 | 0 | 9.5 | 9.5 | 9.5
Coal | 2250.13 | 2570.13 | 2570.13 | 2570.13 | 2570.13 | 2570.13
Geo | 0 | 0 | 0 | 0 | 0 | 0
H | 0 | 0 | 0 | 0 | 0 | 0
LFG | 0 | 0 | 0 | 0 | 0 | 0
Nuc | 0 | 0 | 0 | 0 | 1289 | 2165.92
PS | 0 | 0 | 0 | 0 | 0 | 0
PV | 0 | 0 | 0 | 0 | 0 | 10.36
PeakG | 0 | 0 | 0 | 0 | 0 | 0
PeakO | 1183 | 1183 | 1183 | 1183 | 1183 | 1183
ST | 0 | 0 | 0 | 0 | 0 | 0
STOG | 6237 | 6237 | 6237 | 6237 | 6237 | 6237
STWD | 0 | 0 | 0 | 0 | 0 | 0
WT | 0 | 0 | 0 | 0 | 0 | 0
IGCC | 0 | 0 | 0 | 0 | 0 | 0
DemandResponse | 0 | 0 | 0 | 0 | 0 | 0
IGCC-CCS | 0 | 0 | 0 | 0 | 0 | 0
WT_off | 0 | 0 | 0 | 0 | 0 | 0
PseudoUnit | 0 | 0 | 0 | 0 | 0 | 0
FixedInterchange | 0 | 0 | 0 | 0 | 0 | 0
Cumulative Retirements of Capacity by Reporting Type: NonRTO_Midwest
ReportingType | 2015 | 2020 | 2025 | 2030 | 2035 | 2040
BM | 0 | 0 | 0 | 0 | 0 | 0
CC | 0 | 0 | 0 | 0 | 0 | 0
CSP | 0 | 0 | 0 | 0 | 0 | 0
CT | 0 | 0 | 0 | 0 | 0 | 0
Coal | 3077.99 | 7724.08 | 8505.14 | 9580.32 | 9620.3 | 10285.01
Geo | 0 | 0 | 0 | 0 | 0 | 0
H | 0 | 0 | 0 | 0 | 0 | 0
LFG | 0 | 0 | 0 | 0 | 0 | 0
Nuc | 0 | 0 | 0 | 0 | 0 | 0
PS | 0 | 0 | 0 | 0 | 0 | 0
PV | 0 | 0 | 0 | 0 | 0 | 0
PeakG | 0 | 0 | 0 | 0 | 0 | 0
PeakO | 0 | 0 | 0 | 0 | 0 | 0
ST | 0 | 0 | 0 | 0 | 0 | 0
STOG | 0 | 0 | 0 | 0 | 0 | 0
STWD | 0 | 0 | 0 | 0 | 0 | 0
WT | 0 | 0 | 0 | 0 | 0 | 0
IGCC | 0 | 0 | 0 | 0 | 0 | 0
DemandResponse | 0 | 0 | 0 | 0 | 0 | 0
IGCC-CCS | 0 | 0 | 0 | 0 | 0 | 0
WT_off | 0 | 0 | 0 | 0 | 0 | 0
PseudoUnit | 0 | 0 | 0 | 0 | 0 | 0
FixedInterchange | 0 | 0 | 0 | 0 | 0 | 0
Cumulative Retirements of Capacity by Reporting Type: NYISO_A-F
ReportingType | 2015 | 2020 | 2025 | 2030 | 2035 | 2040
BM | 0 | 0 | 0 | 0 | 0 | 0
CC | 122.03 | 122.03 | 1744.18 | 1744.18 | 1744.18 | 1744.18
CSP | 0 | 0 | 0 | 0 | 0 | 0
CT | 0 | 0 | 0 | 0 | 0 | 0
Coal | 2251.9 | 2251.9 | 2251.9 | 2251.9 | 2251.9 | 2251.9
Geo | 0 | 0 | 0 | 0 | 0 | 0
H | 0 | 0 | 0 | 0 | 0 | 0
LFG | 0 | 0 | 0 | 0 | 0 | 0
Nuc | 0 | 0 | 0 | 621.2 | 1201.7 | 2053.9
PS | 0 | 0 | 0 | 0 | 0 | 0
PV | 0 | 0 | 0 | 0 | 0 | 0
PeakG | 0 | 0 | 0 | 0 | 0 | 0
PeakO | 0 | 0 | 0 | 0 | 0 | 0
ST | 0 | 0 | 0 | 0 | 0 | 0
STOG | 1701 | 1701 | 1701 | 1701 | 1701 | 1701
STWD | 0 | 0 | 0 | 0 | 0 | 0
WT | 0 | 0 | 0 | 0 | 0 | 0
IGCC | 0 | 0 | 0 | 0 | 0 | 0
DemandResponse | 0 | 0 | 0 | 0 | 0 | 0
IGCC-CCS | 0 | 0 | 0 | 0 | 0 | 0
WT_off | 0 | 0 | 0 | 0 | 0 | 0
PseudoUnit | 0 | 0 | 0 | 0 | 0 | 0
FixedInterchange | 0 | 0 | 0 | 0 | 0 | 0
Cumulative Retirements of Capacity by Reporting Type: NYISO_G-I
ReportingType | 2015 | 2020 | 2025 | 2030 | 2035 | 2040
BM | 0 | 0 | 0 | 0 | 0 | 0
CC | 0 | 0 | 0 | 0 | 0 | 0
CSP | 0 | 0 | 0 | 0 | 0 | 0
CT | 0 | 0 | 0 | 0 | 0 | 0
Coal | 368.2 | 368.2 | 368.2 | 368.2 | 368.2 | 368.2
Geo | 0 | 0 | 0 | 0 | 0 | 0
H | 0 | 0 | 0 | 0 | 0 | 0
LFG | 0 | 0 | 0 | 0 | 0 | 0
Nuc | 0 | 0 | 0 | 0 | 1019.6 | 2044.6
PS | 0 | 0 | 0 | 0 | 0 | 0
PV | 0 | 0 | 0 | 0 | 0 | 0
PeakG | 0 | 0 | 0 | 0 | 0 | 0
PeakO | 0 | 0 | 0 | 0 | 0 | 0
ST | 0 | 0 | 0 | 0 | 0 | 0
STOG | 2431 | 2431 | 2431 | 2431 | 2431 | 2431
STWD | 0 | 0 | 0 | 0 | 0 | 0
WT | 0 | 0 | 0 | 0 | 0 | 0
IGCC | 0 | 0 | 0 | 0 | 0 | 0
DemandResponse | 0 | 0 | 0 | 0 | 0 | 0
IGCC-CCS | 0 | 0 | 0 | 0 | 0 | 0
WT_off | 0 | 0 | 0 | 0 | 0 | 0
PseudoUnit | 0 | 0 | 0 | 0 | 0 | 0
FixedInterchange | 0 | 0 | 0 | 0 | 0 | 0
Cumulative Retirements of Capacity by Reporting Type: NYISO_J-K
ReportingType | 2015 | 2020 | 2025 | 2030 | 2035 | 2040
BM | 0 | 0 | 0 | 0 | 0 | 0
CC | 0 | 0 | 0 | 0 | 0 | 0
CSP | 0 | 0 | 0 | 0 | 0 | 0
CT | 0 | 0 | 0 | 0 | 0 | 0
Coal | 0 | 0 | 0 | 0 | 0 | 0
Geo | 0 | 0 | 0 | 0 | 0 | 0
H | 0 | 0 | 0 | 0 | 0 | 0
LFG | 0 | 0 | 0 | 0 | 0 | 0
Nuc | 0 | 0 | 0 | 0 | 0 | 0
PS | 0 | 0 | 0 | 0 | 0 | 0
PV | 0 | 0 | 0 | 0 | 32 | 32
PeakG | 0 | 0 | 0 | 0 | 0 | 0
PeakO | 0 | 0 | 0 | 0 | 0 | 0
ST | 0 | 0 | 0 | 0 | 0 | 0
STOG | 3804.65 | 3804.65 | 3804.65 | 3804.65 | 3804.65 | 3804.65
STWD | 0 | 0 | 0 | 0 | 0 | 0
WT | 0 | 0 | 0 | 0 | 0 | 0
IGCC | 0 | 0 | 0 | 0 | 0 | 0
DemandResponse | 0 | 0 | 0 | 0 | 0 | 0
IGCC-CCS | 0 | 0 | 0 | 0 | 0 | 0
WT_off | 0 | 0 | 0 | 0 | 0 | 0
PseudoUnit | 0 | 0 | 0 | 0 | 0 | 0
FixedInterchange | 0 | 0 | 0 | 0 | 0 | 0
Cumulative Retirements of Capacity by Reporting Type: PJM_E
ReportingType | 2015 | 2020 | 2025 | 2030 | 2035 | 2040
BM | 0 | 0 | 0 | 0 | 0 | 0
CC | 0 | 0 | 0 | 0 | 0 | 0
CSP | 0 | 0 | 0 | 0 | 0 | 0
CT | 0 | 0 | 0 | 0 | 0 | 0
Coal | 3066 | 3634 | 3853 | 3853 | 3853 | 3853
Geo | 0 | 0 | 0 | 0 | 0 | 0
H | 0 | 0 | 0 | 0 | 0 | 0
LFG | 0 | 0 | 0 | 0 | 0 | 0
Nuc | 0 | 614.5 | 614.5 | 614.5 | 2838.5 | 4012.5
PS | 0 | 0 | 0 | 0 | 0 | 0
PV | 0 | 0 | 0 | 0 | 0 | 0
PeakG | 268.5 | 268.5 | 268.5 | 268.5 | 268.5 | 268.5
PeakO | 2.7 | 2.7 | 2.7 | 2.7 | 2.7 | 2.7
ST | 0 | 0 | 0 | 0 | 0 | 0
STOG | 629.5 | 629.5 | 1588.58 | 1588.58 | 1588.58 | 1588.58
STWD | 0 | 0 | 0 | 0 | 0 | 0
WT | 0 | 0 | 0 | 0 | 0 | 0
IGCC | 0 | 0 | 0 | 0 | 0 | 0
DemandResponse | 0 | 0 | 0 | 0 | 0 | 0
IGCC-CCS | 0 | 0 | 0 | 0 | 0 | 0
WT_off | 0 | 0 | 0 | 0 | 0 | 0
PseudoUnit | 0 | 0 | 0 | 0 | 0 | 0
FixedInterchange | 0 | 0 | 0 | 0 | 0 | 0
Cumulative Retirements of Capacity by Reporting Type: PJM_ROM
ReportingType | 2015 | 2020 | 2025 | 2030 | 2035 | 2040
BM | 0 | 0 | 0 | 0 | 0 | 0
CC | 0 | 0 | 0 | 0 | 0 | 0
CSP | 0 | 0 | 0 | 0 | 0 | 0
CT | 0 | 0 | 0 | 0 | 0 | 0
Coal | 14625.5 | 15859.5 | 16380.5 | 16380.5 | 16380.5 | 16380.5
Geo | 0 | 0 | 0 | 0 | 0 | 0
H | 0 | 0 | 0 | 0 | 0 | 0
LFG | 0 | 0 | 0 | 0 | 0 | 0
Nuc | 0 | 0 | 0 | 0 | 1732 | 2631
PS | 0 | 0 | 0 | 0 | 0 | 0
PV | 0 | 0 | 0 | 0 | 0 | 0
PeakG | 0 | 0 | 0 | 0 | 0 | 0
PeakO | 270 | 270 | 270 | 270 | 270 | 270
ST | 0 | 0 | 0 | 0 | 0 | 0
STOG | 580 | 580 | 580 | 580 | 580 | 580
STWD | 0 | 0 | 0 | 0 | 0 | 0
WT | 0 | 0 | 0 | 0 | 0 | 0
IGCC | 0 | 0 | 0 | 0 | 0 | 0
DemandResponse | 0 | 0 | 0 | 0 | 0 | 0
IGCC-CCS | 0 | 0 | 0 | 0 | 0 | 0
WT_off | 0 | 0 | 0 | 0 | 0 | 0
PseudoUnit | 0 | 0 | 0 | 0 | 0 | 0
FixedInterchange | 0 | 0 | 0 | 0 | 0 | 0
Cumulative Retirements of Capacity by Reporting Type: PJM_ROR
ReportingType | 2015 | 2020 | 2025 | 2030 | 2035 | 2040
BM | 0 | 0 | 0 | 0 | 0 | 192
CC | 0 | 0 | 0 | 0 | 0 | 0
CSP | 0 | 0 | 0 | 0 | 0 | 0
CT | 0 | 0 | 0 | 0 | 0 | 0
Coal | 34905.29 | 49126.69 | 59868.2 | 59868.2 | 59868.2 | 59868.2
Geo | 0 | 0 | 0 | 0 | 0 | 0
H | 0 | 0 | 0 | 0 | 0 | 0
LFG | 0 | 0 | 0 | 0 | 0 | 0
Nuc | 0 | 0 | 0 | 867 | 5142 | 10025.16
PS | 0 | 0 | 0 | 0 | 0 | 0
PV | 0 | 0 | 0 | 0 | 0 | 0
PeakG | 0 | 0 | 0 | 0 | 0 | 0
PeakO | 19 | 19 | 19 | 19 | 19 | 19
ST | 0 | 0 | 0 | 0 | 0 | 0
STOG | 0 | 0 | 35 | 35 | 35 | 35
STWD | 0 | 0 | 0 | 0 | 0 | 0
WT | 0 | 0 | 0 | 0 | 0 | 0
IGCC | 0 | 0 | 0 | 0 | 0 | 0
DemandResponse | 0 | 0 | 0 | 0 | 0 | 0
IGCC-CCS | 0 | 0 | 0 | 0 | 0 | 0
WT_off | 0 | 0 | 0 | 0 | 0 | 0
PseudoUnit | 0 | 0 | 0 | 0 | 0 | 0
FixedInterchange | 0 | 0 | 0 | 0 | 0 | 0
Cumulative Retirements of Capacity by Reporting Type: SOCO
ReportingType | 2015 | 2020 | 2025 | 2030 | 2035 | 2040
BM | 0 | 0 | 0 | 0 | 0 | 0
CC | 186 | 186 | 186 | 186 | 388 | 4697.04
CSP | 0 | 0 | 0 | 0 | 0 | 0
CT | 0 | 0 | 0 | 0 | 0 | 0
Coal | 18485 | 24074.57 | 25335 | 25335 | 25335 | 25335
Geo | 0 | 0 | 0 | 0 | 0 | 0
H | 0 | 0 | 0 | 0 | 0 | 0
LFG | 0 | 0 | 0 | 0 | 0 | 0
Nuc | 0 | 0 | 0 | 0 | 0 | 2645.05
PS | 0 | 0 | 0 | 0 | 0 | 0
PV | 0 | 0 | 0 | 0 | 0 | 0
PeakG | 210 | 210 | 1171.48 | 3726.71 | 6573.75 | 8629.79
PeakO | 1139 | 1139 | 1139 | 1139 | 1139 | 1139
ST | 0 | 0 | 0 | 0 | 0 | 0
STOG | 854 | 854 | 854 | 854 | 854 | 854
STWD | 0 | 0 | 0 | 0 | 0 | 0
WT | 0 | 0 | 0 | 0 | 0 | 0
IGCC | 0 | 0 | 0 | 0 | 0 | 0
DemandResponse | 0 | 0 | 0 | 0 | 0 | 0
IGCC-CCS | 0 | 0 | 0 | 0 | 0 | 0
WT_off | 0 | 0 | 0 | 0 | 0 | 0
PseudoUnit | 0 | 0 | 0 | 0 | 0 | 0
FixedInterchange | 0 | 0 | 0 | 0 | 0 | 0
Cumulative Retirements of Capacity by Reporting Type: SPP_N
ReportingType | 2015 | 2020 | 2025 | 2030 | 2035 | 2040
BM | 0 | 0 | 0 | 0 | 0 | 0
CC | 0 | 0 | 0 | 0 | 0 | 0
CSP | 0 | 0 | 0 | 0 | 0 | 0
CT | 0 | 0 | 0 | 0 | 0 | 0
Coal | 621 | 3454.5 | 7882.5 | 7882.5 | 7882.5 | 7882.5
Geo | 0 | 0 | 0 | 0 | 0 | 0
H | 0 | 0 | 0 | 0 | 0 | 0
LFG | 0 | 0 | 0 | 0 | 0 | 0
Nuc | 0 | 0 | 0 | 0 | 0 | 0
PS | 0 | 0 | 0 | 0 | 0 | 0
PV | 0 | 0 | 0 | 0 | 0 | 0
PeakG | 0 | 0 | 0 | 0 | 0 | 0
PeakO | 0 | 0 | 0 | 0 | 0 | 0
ST | 0 | 0 | 0 | 0 | 0 | 0
STOG | 87 | 87 | 87 | 87 | 87 | 87
STWD | 0 | 0 | 0 | 0 | 0 | 0
WT | 0 | 0 | 0 | 0 | 0 | 0
IGCC | 0 | 0 | 0 | 0 | 0 | 0
DemandResponse | 0 | 0 | 0 | 0 | 0 | 0
IGCC-CCS | 0 | 0 | 0 | 0 | 0 | 0
WT_off | 0 | 0 | 0 | 0 | 0 | 0
PseudoUnit | 0 | 0 | 0 | 0 | 0 | 0
FixedInterchange | 0 | 0 | 0 | 0 | 0 | 0
Cumulative Retirements of Capacity by Reporting Type: SPP_S
ReportingType | 2015 | 2020 | 2025 | 2030 | 2035 | 2040
BM | 0 | 0 | 0 | 0 | 0 | 0
CC | 0 | 0 | 0 | 0 | 0 | 0
CSP | 0 | 0 | 0 | 0 | 0 | 0
CT | 0 | 0 | 0 | 0 | 0 | 0
Coal | 4085.13 | 10384.96 | 13139.93 | 13139.93 | 13139.93 | 13139.93
Geo | 0 | 0 | 0 | 0 | 0 | 0
H | 0 | 0 | 0 | 0 | 0 | 0
LFG | 0 | 0 | 0 | 0 | 0 | 0
Nuc | 0 | 0 | 0 | 0 | 0 | 0
PS | 0 | 0 | 0 | 0 | 0 | 0
PV | 0 | 0 | 0 | 0 | 0 | 0
PeakG | 0 | 0 | 0 | 0 | 0 | 0
PeakO | 0 | 0 | 0 | 0 | 0 | 0
ST | 0 | 0 | 0 | 0 | 0 | 0
STOG | 2301.39 | 2301.39 | 2301.39 | 2301.39 | 2301.39 | 2301.39
STWD | 0 | 0 | 0 | 0 | 0 | 0
WT | 0 | 0 | 0 | 0 | 0 | 0
IGCC | 0 | 0 | 0 | 0 | 0 | 0
DemandResponse | 0 | 0 | 0 | 0 | 0 | 0
IGCC-CCS | 0 | 0 | 0 | 0 | 0 | 0
WT_off | 0 | 0 | 0 | 0 | 0 | 0
PseudoUnit | 0 | 0 | 0 | 0 | 0 | 0
FixedInterchange | 0 | 0 | 0 | 0 | 0 | 0
Cumulative Retirements of Capacity by Reporting Type: TVA
ReportingType | 2015 | 2020 | 2025 | 2030 | 2035 | 2040
BM | 0 | 0 | 0 | 0 | 0 | 0
CC | 0 | 0 | 0 | 0 | 0 | 0
CSP | 0 | 0 | 0 | 0 | 0 | 0
CT | 0 | 0 | 0 | 0 | 0 | 0
Coal | 10129.3 | 12532.11 | 14366.38 | 15159 | 15159 | 15159
Geo | 0 | 0 | 0 | 0 | 0 | 0
H | 0 | 0 | 0 | 0 | 0 | 0
LFG | 0 | 0 | 0 | 0 | 0 | 0
Nuc | 0 | 0 | 0 | 0 | 2512.33 | 3791
PS | 0 | 0 | 0 | 0 | 0 | 0
PV | 0 | 0 | 0 | 0 | 0 | 0
PeakG | 0 | 0 | 0 | 0 | 0 | 0
PeakO | 0 | 0 | 0 | 0 | 0 | 83
ST | 0 | 0 | 0 | 0 | 0 | 0
STOG | 0 | 0 | 0 | 0 | 0 | 0
STWD | 0 | 0 | 0 | 0 | 0 | 0
WT | 0 | 0 | 0 | 0 | 0 | 0
IGCC | 0 | 0 | 0 | 0 | 0 | 0
DemandResponse | 0 | 0 | 0 | 0 | 0 | 0
IGCC-CCS | 0 | 0 | 0 | 0 | 0 | 0
WT_off | 0 | 0 | 0 | 0 | 0 | 0
PseudoUnit | 0 | 0 | 0 | 0 | 0 | 0
FixedInterchange | 0 | 0 | 0 | 0 | 0 | 0
Cumulative Retirements of Capacity by Reporting Type: TVA_Transmission
ReportingType | 2015 | 2020 | 2025 | 2030 | 2035 | 2040
BM | 0 | 0 | 0 | 0 | 0 | 0
CC | 0 | 0 | 0 | 0 | 0 | 0
CSP | 0 | 0 | 0 | 0 | 0 | 0
CT | 0 | 0 | 0 | 0 | 0 | 0
Coal | 0 | 0 | 0 | 0 | 0 | 0
Geo | 0 | 0 | 0 | 0 | 0 | 0
H | 0 | 0 | 0 | 0 | 0 | 0
LFG | 0 | 0 | 0 | 0 | 0 | 0
Nuc | 0 | 0 | 0 | 0 | 0 | 0
PS | 0 | 0 | 0 | 0 | 0 | 0
PV | 0 | 0 | 0 | 0 | 0 | 0
PeakG | 0 | 0 | 0 | 0 | 0 | 0
PeakO | 0 | 0 | 0 | 0 | 0 | 0
ST | 0 | 0 | 0 | 0 | 0 | 0
STOG | 0 | 0 | 0 | 0 | 0 | 0
STWD | 0 | 0 | 0 | 0 | 0 | 0
WT | 0 | 0 | 0 | 0 | 0 | 0
IGCC | 0 | 0 | 0 | 0 | 0 | 0
DemandResponse | 0 | 0 | 0 | 0 | 0 | 0
IGCC-CCS | 0 | 0 | 0 | 0 | 0 | 0
WT_off | 0 | 0 | 0 | 0 | 0 | 0
PseudoUnit | 0 | 0 | 0 | 0 | 0 | 0
FixedInterchange | 0 | 0 | 0 | 0 | 0 | 0
Cumulative Retirements of Capacity by Reporting Type: VACAR
ReportingType | 2015 | 2020 | 2025 | 2030 | 2035 | 2040
BM | 0 | 0 | 0 | 0 | 0 | 0
CC | 0 | 0 | 0 | 0 | 185 | 3636.24
CSP | 0 | 0 | 0 | 0 | 0 | 0
CT | 0 | 0 | 0 | 717.2 | 717.2 | 717.2
Coal | 13436.18 | 15278.66 | 16303.65 | 20136 | 20136 | 20136
Geo | 0 | 0 | 0 | 0 | 0 | 0
H | 0 | 0 | 0 | 0 | 0 | 0
LFG | 0 | 0 | 0 | 0 | 0 | 0
Nuc | 0 | 0 | 0 | 0 | 3248 | 5106
PS | 0 | 0 | 0 | 0 | 0 | 0
PV | 0 | 0 | 0 | 0 | 0 | 0
PeakG | 0 | 0 | 0 | 0 | 0 | 1964.56
PeakO | 0 | 0 | 0 | 0 | 799.42 | 1268
ST | 0 | 0 | 0 | 0 | 0 | 0
STOG | 0 | 0 | 0 | 92 | 92 | 92
STWD | 0 | 0 | 0 | 0 | 0 | 0
WT | 0 | 0 | 0 | 0 | 0 | 0
IGCC | 0 | 0 | 0 | 0 | 0 | 0
DemandResponse | 0 | 0 | 0 | 0 | 0 | 0
IGCC-CCS | 0 | 0 | 0 | 0 | 0 | 0
WT_off | 0 | 0 | 0 | 0 | 0 | 0
PseudoUnit | 0 | 0 | 0 | 0 | 0 | 0
FixedInterchange | 0 | 0 | 0 | 0 | 0 | 0
Cumulative Retirements of Capacity by Reporting Type: IESO
ReportingType | 2015 | 2020 | 2025 | 2030 | 2035 | 2040
BM | 0 | 0 | 0 | 0 | 0 | 0
CC | 5943 | 5943 | 5943 | 5943 | 5943 | 5943
CSP | 0 | 0 | 0 | 0 | 0 | 0
CT | 0 | 0 | 0 | 0 | 368 | 368
Coal | 6416 | 6416 | 6416 | 6416 | 6416 | 6416
Geo | 0 | 0 | 0 | 0 | 0 | 0
H | 0 | 0 | 0 | 0 | 0 | 0
LFG | 0 | 0 | 0 | 0 | 0 | 0
Nuc | 0 | 0 | 0 | 0 | 1030 | 2570
PS | 0 | 0 | 0 | 0 | 0 | 0
PV | 0 | 0 | 0 | 0 | 1067.26 | 1067.26
PeakG | 584 | 584 | 584 | 584 | 584 | 584
PeakO | 175 | 175 | 175 | 175 | 175 | 175
ST | 0 | 0 | 0 | 0 | 0 | 0
STOG | 2126 | 2126 | 2126 | 2126 | 2126 | 2126
STWD | 0 | 0 | 0 | 0 | 0 | 0
WT | 0 | 0 | 0 | 0 | 0 | 0
IGCC | 0 | 0 | 0 | 0 | 0 | 0
DemandResponse | 0 | 0 | 0 | 0 | 0 | 0
IGCC-CCS | 0 | 0 | 0 | 0 | 0 | 0
WT_off | 0 | 0 | 0 | 0 | 0 | 0
PseudoUnit | 0 | 0 | 0 | 0 | 0 | 0
FixedInterchange | 0 | 0 | 0 | 0 | 0 | 0
Cumulative Retirements of Capacity by Reporting Type: MAPP_CA
ReportingType | 2015 | 2020 | 2025 | 2030 | 2035 | 2040
BM | 0 | 0 | 0 | 0 | 0 | 0
CC | 0 | 0 | 731 | 731 | 731 | 1012.76
CSP | 0 | 0 | 0 | 0 | 0 | 0
CT | 0 | 0 | 0 | 0 | 0 | 0
Coal | 1076.84 | 1637.17 | 1745.9 | 1745.9 | 1745.9 | 1745.9
Geo | 0 | 0 | 0 | 0 | 0 | 0
H | 0 | 0 | 0 | 0 | 0 | 0
LFG | 0 | 0 | 0 | 0 | 0 | 0
Nuc | 0 | 0 | 0 | 0 | 0 | 0
PS | 0 | 0 | 0 | 0 | 0 | 0
PV | 0 | 0 | 0 | 0 | 0 | 0
PeakG | 0 | 0 | 559 | 559 | 559 | 559
PeakO | 0 | 0 | 4 | 4 | 4 | 4
ST | 0 | 0 | 0 | 0 | 0 | 0
STOG | 0 | 0 | 126 | 126 | 126 | 126
STWD | 0 | 0 | 0 | 0 | 0 | 0
WT | 0 | 0 | 0 | 0 | 302.4 | 302.4
IGCC | 0 | 0 | 0 | 0 | 0 | 0
DemandResponse | 0 | 0 | 0 | 0 | 0 | 0
IGCC-CCS | 0 | 0 | 0 | 0 | 0 | 0
WT_off | 0 | 0 | 0 | 0 | 0 | 0
PseudoUnit | 0 | 0 | 0 | 0 | 0 | 0
FixedInterchange | 0 | 0 | 0 | 0 | 0 | 0
Cumulative Retirements of Capacity by Reporting Type: AZ_NM_SNV_Coal
ReportingType | 2015 | 2020 | 2025 | 2030 | 2035 | 2040
BM | 0 | 0 | 0 | 0 | 0 | 0
CC | 0 | 0 | 0 | 0 | 0 | 0
CSP | 0 | 0 | 0 | 0 | 0 | 0
CT | 0 | 0 | 0 | 0 | 0 | 0
Coal | 2984.87 | 4009.87 | 6580.61 | 10466 | 10466 | 10466
Geo | 0 | 0 | 0 | 0 | 0 | 0
H | 0 | 0 | 0 | 0 | 0 | 0
LFG | 0 | 0 | 0 | 0 | 0 | 0
Nuc | 0 | 0 | 0 | 0 | 0 | 0
PS | 0 | 0 | 0 | 0 | 0 | 0
PV | 0 | 0 | 0 | 0 | 0 | 0
PeakG | 0 | 0 | 0 | 0 | 0 | 0
PeakO | 0 | 0 | 0 | 0 | 0 | 0
ST | 0 | 0 | 0 | 0 | 0 | 0
STOG | 0 | 0 | 0 | 0 | 0 | 0
STWD | 0 | 0 | 0 | 0 | 0 | 0
WT | 0 | 0 | 0 | 0 | 0 | 0
IGCC | 0 | 0 | 0 | 0 | 0 | 0
DemandResponse | 0 | 0 | 0 | 0 | 0 | 0
IGCC-CCS | 0 | 0 | 0 | 0 | 0 | 0
WT_off | 0 | 0 | 0 | 0 | 0 | 0
PseudoUnit | 0 | 0 | 0 | 0 | 0 | 0
FixedInterchange | 0 | 0 | 0 | 0 | 0 | 0
Cumulative Retirements of Capacity by Reporting Type: AZ_NM_SNV_Gas
ReportingType | 2015 | 2020 | 2025 | 2030 | 2035 | 2040
BM | 0 | 0 | 0 | 0 | 0 | 0
CC | 1095 | 1095 | 1095 | 1638.46 | 2704.14 | 3415.56
CSP | 0 | 0 | 0 | 0 | 0 | 0
CT | 0 | 0 | 0 | 0 | 736 | 736
Coal | 0 | 0 | 0 | 0 | 0 | 0
Geo | 0 | 0 | 0 | 0 | 0 | 0
H | 0 | 0 | 0 | 0 | 0 | 0
LFG | 0 | 0 | 0 | 0 | 0 | 0
Nuc | 0 | 0 | 0 | 0 | 0 | 0
PS | 0 | 0 | 0 | 0 | 0 | 0
PV | 0 | 0 | 0 | 0 | 0 | 0
PeakG | 0 | 0 | 0 | 0 | 0 | 0
PeakO | 0 | 0 | 0 | 0 | 0 | 0
ST | 0 | 0 | 0 | 0 | 0 | 0
STOG | 2064 | 2064 | 2064 | 2064 | 2064 | 2064
STWD | 0 | 0 | 0 | 0 | 0 | 0
WT | 0 | 0 | 0 | 0 | 0 | 0
IGCC | 0 | 0 | 0 | 0 | 0 | 0
DemandResponse | 0 | 0 | 0 | 0 | 0 | 0
IGCC-CCS | 0 | 0 | 0 | 0 | 0 | 0
WT_off | 0 | 0 | 0 | 0 | 0 | 0
PseudoUnit | 0 | 0 | 0 | 0 | 0 | 0
FixedInterchange | 0 | 0 | 0 | 0 | 0 | 0
Cumulative Retirements of Capacity by Reporting Type: AZ_NM_SNV_NucRenew
ReportingType | 2015 | 2020 | 2025 | 2030 | 2035 | 2040
BM | 0 | 0 | 0 | 0 | 0 | 0
CC | 0 | 0 | 0 | 0 | 0 | 0
CSP | 65 | 65 | 65 | 65 | 65 | 65
CT | 0 | 0 | 0 | 0 | 0 | 0
Coal | 0 | 0 | 0 | 0 | 0 | 0
Geo | 0 | 0 | 0 | 0 | 0 | 0
H | 0 | 0 | 0 | 0 | 0 | 0
LFG | 0 | 0 | 0 | 0 | 0 | 0
Nuc | 0 | 0 | 0 | 0 | 0 | 0
PS | 0 | 0 | 0 | 0 | 0 | 0
PV | 0 | 0 | 0 | 0 | 0 | 0
PeakG | 0 | 0 | 0 | 0 | 0 | 0
PeakO | 0 | 0 | 0 | 0 | 0 | 0
ST | 0 | 0 | 0 | 0 | 0 | 0
STOG | 0 | 0 | 0 | 0 | 0 | 0
STWD | 0 | 0 | 0 | 0 | 0 | 0
WT | 0 | 0 | 0 | 0 | 0 | 0
IGCC | 0 | 0 | 0 | 0 | 0 | 0
DemandResponse | 0 | 0 | 0 | 0 | 0 | 0
IGCC-CCS | 0 | 0 | 0 | 0 | 0 | 0
WT_off | 0 | 0 | 0 | 0 | 0 | 0
PseudoUnit | 0 | 0 | 0 | 0 | 0 | 0
FixedInterchange | 0 | 0 | 0 | 0 | 0 | 0
Cumulative Retirements of Capacity by Reporting Type: ERCOT
ReportingType | 2015 | 2020 | 2025 | 2030 | 2035 | 2040
BM | 0 | 0 | 0 | 0 | 0 | 0
CC | 0 | 0 | 0 | 0 | 0 | 493
CSP | 0 | 0 | 0 | 0 | 0 | 0
CT | 0 | 0 | 0 | 0 | 250 | 250
Coal | 15174.87 | 16646.87 | 17991.87 | 17991.87 | 17991.87 | 17991.87
Geo | 0 | 0 | 0 | 0 | 0 | 0
H | 0 | 0 | 0 | 0 | 0 | 0
LFG | 0 | 0 | 0 | 0 | 0 | 0
Nuc | 0 | 0 | 0 | 0 | 0 | 0
PS | 0 | 0 | 0 | 0 | 0 | 0
PV | 0 | 0 | 0 | 0 | 14 | 14
PeakG | 0 | 0 | 0 | 0 | 0 | 0
PeakO | 0 | 0 | 0 | 0 | 0 | 0
ST | 0 | 0 | 0 | 0 | 0 | 0
STOG | 7548.69 | 7579.08 | 11307.98 | 12221.97 | 16431.58 | 18933
STWD | 0 | 0 | 0 | 0 | 0 | 0
WT | 0 | 0 | 0 | 0 | 0 | 0
IGCC | 0 | 0 | 0 | 0 | 0 | 0
DemandResponse | 0 | 0 | 0 | 0 | 0 | 0
IGCC-CCS | 0 | 0 | 0 | 0 | 0 | 0
WT_off | 0 | 0 | 0 | 0 | 0 | 0
PseudoUnit | 0 | 0 | 0 | 0 | 0 | 0
FixedInterchange | 0 | 0 | 0 | 0 | 0 | 0
Cumulative Retirements of Capacity by Reporting Type: NP15
ReportingType | 2015 | 2020 | 2025 | 2030 | 2035 | 2040
BM | 0 | 0 | 0 | 0 | 0 | 0
CC | 0 | 0 | 0 | 0 | 0 | 0
CSP | 0 | 0 | 0 | 0 | 0 | 0
CT | 0 | 0 | 0 | 0 | 0 | 0
Coal | 0 | 191.9 | 191.9 | 191.9 | 191.9 | 191.9
Geo | 0 | 0 | 0 | 0 | 0 | 0
H | 0 | 0 | 0 | 0 | 0 | 0
LFG | 0 | 0 | 0 | 0 | 0 | 0
Nuc | 0 | 0 | 0 | 0 | 0 | 0
PS | 0 | 0 | 0 | 0 | 0 | 0
PV | 0 | 0 | 0 | 0 | 6.5 | 6.5
PeakG | 0 | 0 | 0 | 0 | 0 | 0
PeakO | 156 | 156 | 156 | 156 | 156 | 156
ST | 0 | 0 | 0 | 0 | 0 | 0
STOG | 2475.07 | 2475.07 | 2475.07 | 2999.8 | 2999.8 | 2999.8
STWD | 0 | 0 | 0 | 0 | 0 | 0
WT | 0 | 0 | 0 | 0 | 0 | 0
IGCC | 0 | 0 | 0 | 0 | 0 | 0
DemandResponse | 0 | 0 | 0 | 0 | 0 | 0
IGCC-CCS | 0 | 0 | 0 | 0 | 0 | 0
WT_off | 0 | 0 | 0 | 0 | 0 | 0
PseudoUnit | 0 | 0 | 0 | 0 | 0 | 0
FixedInterchange | 0 | 0 | 0 | 0 | 0 | 0
Cumulative Retirements of Capacity by Reporting Type: NWPP_Coal
ReportingType | 2015 | 2020 | 2025 | 2030 | 2035 | 2040
BM | 0 | 0 | 0 | 0 | 0 | 0
CC | 0 | 0 | 0 | 0 | 0 | 0
CSP | 0 | 0 | 0 | 0 | 0 | 0
CT | 0 | 0 | 0 | 0 | 0 | 0
Coal | 7908.75 | 9334.45 | 13556.7 | 13556.7 | 13556.7 | 13556.7
Geo | 0 | 0 | 0 | 0 | 0 | 0
H | 0 | 0 | 0 | 0 | 0 | 0
LFG | 0 | 0 | 0 | 0 | 0 | 0
Nuc | 0 | 0 | 0 | 0 | 0 | 0
PS | 0 | 0 | 0 | 0 | 0 | 0
PV | 0 | 0 | 0 | 0 | 0 | 0
PeakG | 0 | 0 | 0 | 0 | 0 | 0
PeakO | 183 | 183 | 183 | 183 | 183 | 183
ST | 0 | 0 | 0 | 0 | 0 | 0
STOG | 0 | 0 | 0 | 0 | 0 | 0
STWD | 0 | 0 | 0 | 0 | 0 | 0
WT | 0 | 0 | 0 | 0 | 0 | 0
IGCC | 0 | 0 | 0 | 0 | 0 | 0
DemandResponse | 0 | 0 | 0 | 0 | 0 | 0
IGCC-CCS | 0 | 0 | 0 | 0 | 0 | 0
WT_off | 0 | 0 | 0 | 0 | 0 | 0
PseudoUnit | 0 | 0 | 0 | 0 | 0 | 0
FixedInterchange | 0 | 0 | 0 | 0 | 0 | 0
Cumulative Retirements of Capacity by Reporting Type: NWPP_Gas
ReportingType | 2015 | 2020 | 2025 | 2030 | 2035 | 2040
BM | 0 | 0 | 0 | 0 | 0 | 0
CC | 1678 | 1678 | 1678 | 7184.07 | 8005 | 8305
CSP | 0 | 0 | 0 | 0 | 0 | 0
CT | 0 | 0 | 0 | 0 | 150 | 150
Coal | 0 | 0 | 0 | 0 | 0 | 0
Geo | 0 | 0 | 0 | 0 | 0 | 0
H | 0 | 0 | 0 | 0 | 0 | 0
LFG | 0 | 0 | 0 | 0 | 0 | 0
Nuc | 0 | 0 | 0 | 0 | 0 | 0
PS | 0 | 0 | 0 | 0 | 0 | 0
PV | 0 | 0 | 0 | 0 | 0 | 0
PeakG | 2623 | 2623 | 2623 | 2623 | 2623 | 2623
PeakO | 0 | 0 | 0 | 0 | 0 | 0
ST | 0 | 0 | 0 | 0 | 0 | 0
STOG | 786 | 786 | 786 | 786 | 786 | 786
STWD | 0 | 0 | 0 | 0 | 0 | 0
WT | 0 | 0 | 0 | 0 | 0 | 0
IGCC | 0 | 0 | 0 | 0 | 0 | 0
DemandResponse | 0 | 0 | 0 | 0 | 0 | 0
IGCC-CCS | 0 | 0 | 0 | 0 | 0 | 0
WT_off | 0 | 0 | 0 | 0 | 0 | 0
PseudoUnit | 0 | 0 | 0 | 0 | 0 | 0
FixedInterchange | 0 | 0 | 0 | 0 | 0 | 0
Cumulative Retirements of Capacity by Reporting Type: NWPP_NucRenew
ReportingType | 2015 | 2020 | 2025 | 2030 | 2035 | 2040
BM | 0 | 0 | 0 | 0 | 0 | 0
CC | 0 | 0 | 0 | 0 | 0 | 0
CSP | 0 | 0 | 0 | 0 | 0 | 0
CT | 0 | 0 | 0 | 0 | 0 | 0
Coal | 0 | 0 | 0 | 0 | 0 | 0
Geo | 4.8 | 4.8 | 4.8 | 4.8 | 4.8 | 4.8
H | 0 | 0 | 0 | 0 | 0 | 0
LFG | 0 | 0 | 0 | 0 | 0 | 0
Nuc | 0 | 0 | 0 | 0 | 0 | 0
PS | 0 | 0 | 0 | 0 | 0 | 0
PV | 0 | 0 | 0 | 0 | 0 | 0
PeakG | 0 | 0 | 0 | 0 | 0 | 0
PeakO | 0 | 0 | 0 | 0 | 0 | 0
ST | 0 | 0 | 0 | 0 | 0 | 0
STOG | 0 | 0 | 0 | 0 | 0 | 0
STWD | 0 | 0 | 0 | 0 | 0 | 0
WT | 0 | 0 | 0 | 0 | 0 | 0
IGCC | 0 | 0 | 0 | 0 | 0 | 0
DemandResponse | 0 | 0 | 0 | 0 | 0 | 0
IGCC-CCS | 0 | 0 | 0 | 0 | 0 | 0
WT_off | 0 | 0 | 0 | 0 | 0 | 0
PseudoUnit | 0 | 0 | 0 | 0 | 0 | 0
FixedInterchange | 0 | 0 | 0 | 0 | 0 | 0
Cumulative Retirements of Capacity by Reporting Type: RMPA
ReportingType | 2015 | 2020 | 2025 | 2030 | 2035 | 2040
BM | 0 | 0 | 0 | 0 | 0 | 0
CC | 0 | 0 | 0 | 0 | 0 | 0
CSP | 1 | 1 | 1 | 1 | 1 | 1
CT | 0 | 0 | 0 | 0 | 152 | 152
Coal | 1186 | 2937.05 | 6196.57 | 6788 | 6788 | 6788
Geo | 0 | 0 | 0 | 0 | 0 | 0
H | 0 | 0 | 0 | 0 | 0 | 0
LFG | 0 | 0 | 0 | 0 | 0 | 0
Nuc | 0 | 0 | 0 | 0 | 0 | 0
PS | 0 | 0 | 0 | 0 | 0 | 0
PV | 0 | 0 | 0 | 0 | 0 | 0
PeakG | 0 | 0 | 0 | 0 | 0 | 0
PeakO | 187 | 187 | 187 | 187 | 187 | 187
ST | 0 | 0 | 0 | 0 | 0 | 0
STOG | 217 | 217 | 217 | 217 | 217 | 217
STWD | 0 | 0 | 0 | 0 | 0 | 0
WT | 0 | 0 | 0 | 0 | 0 | 0
IGCC | 0 | 0 | 0 | 0 | 0 | 0
DemandResponse | 0 | 0 | 0 | 0 | 0 | 0
IGCC-CCS | 0 | 0 | 0 | 0 | 0 | 0
WT_off | 0 | 0 | 0 | 0 | 0 | 0
PseudoUnit | 0 | 0 | 0 | 0 | 0 | 0
FixedInterchange | 0 | 0 | 0 | 0 | 0 | 0
Cumulative Retirements of Capacity by Reporting Type: SP15
ReportingType | 2015 | 2020 | 2025 | 2030 | 2035 | 2040
BM | 0 | 0 | 0 | 0 | 0 | 0
CC | 0 | 0 | 0 | 0 | 0 | 0
CSP | 409 | 409 | 409 | 409 | 409 | 409
CT | 0 | 0 | 0 | 0 | 0 | 0
Coal | 57 | 141.5 | 242.7 | 242.7 | 242.7 | 242.7
Geo | 0 | 0 | 0 | 0 | 0 | 0
H | 0 | 0 | 0 | 0 | 0 | 0
LFG | 0 | 0 | 0 | 0 | 0 | 0
Nuc | 0 | 0 | 0 | 0 | 0 | 0
PS | 0 | 0 | 0 | 0 | 0 | 0
PV | 0 | 0 | 0 | 0 | 0 | 0
PeakG | 44 | 44 | 44 | 44 | 44 | 44
PeakO | 15 | 15 | 15 | 15 | 15 | 15
ST | 0 | 0 | 0 | 0 | 0 | 0
STOG | 5300.36 | 5300.36 | 5300.36 | 6135.03 | 6135.03 | 6135.03
STWD | 0 | 0 | 0 | 0 | 0 | 0
WT | 126.2 | 126.2 | 126.2 | 126.2 | 126.2 | 126.2
IGCC | 0 | 0 | 0 | 0 | 0 | 0
DemandResponse | 0 | 0 | 0 | 0 | 0 | 0
IGCC-CCS | 0 | 0 | 0 | 0 | 0 | 0
WT_off | 0 | 0 | 0 | 0 | 0 | 0
PseudoUnit | 0 | 0 | 0 | 0 | 0 | 0
FixedInterchange | 0 | 0 | 0 | 0 | 0 | 0
Cumulative Retirements of Capacity by Reporting Type: ALB
ReportingType | 2015 | 2020 | 2025 | 2030 | 2035 | 2040
BM | 0 | 0 | 0 | 0 | 0 | 0
CC | 0 | 0 | 0 | 2202 | 2202 | 2202
CSP | 0 | 0 | 0 | 0 | 0 | 0
CT | 0 | 0 | 0 | 0 | 104.01 | 104.01
Coal | 0 | 0 | 0 | 5745.83 | 5745.83 | 5745.83
Geo | 0 | 0 | 0 | 0 | 0 | 0
H | 0 | 0 | 0 | 0 | 0 | 0
LFG | 0 | 0 | 0 | 0 | 0 | 0
Nuc | 0 | 0 | 0 | 0 | 0 | 0
PS | 0 | 0 | 0 | 0 | 0 | 0
PV | 0 | 0 | 0 | 0 | 0 | 0
PeakG | 1375.25 | 1375.25 | 1375.25 | 1375.25 | 1375.25 | 1375.25
PeakO | 6 | 6 | 6 | 6 | 6 | 6
ST | 0 | 0 | 0 | 0 | 0 | 0
STOG | 186 | 186 | 186 | 186 | 186 | 186
STWD | 0 | 0 | 0 | 0 | 0 | 0
WT | 0 | 0 | 0 | 0 | 0 | 0
IGCC | 0 | 0 | 0 | 0 | 0 | 0
DemandResponse | 0 | 0 | 0 | 0 | 0 | 0
IGCC-CCS | 0 | 0 | 0 | 0 | 0 | 0
WT_off | 0 | 0 | 0 | 0 | 0 | 0
PseudoUnit | 0 | 0 | 0 | 0 | 0 | 0
FixedInterchange | 0 | 0 | 0 | 0 | 0 | 0
Cumulative Retirements of Capacity by Reporting Type: BC
ReportingType | 2015 | 2020 | 2025 | 2030 | 2035 | 2040
BM | 0 | 0 | 0 | 0 | 0 | 0
CC | 0 | 0 | 0 | 172.87 | 172.87 | 561.21
CSP | 0 | 0 | 0 | 0 | 0 | 0
CT | 0 | 0 | 0 | 0 | 0 | 0
Coal | 0 | 0 | 0 | 0 | 0 | 0
Geo | 0 | 0 | 0 | 0 | 0 | 0
H | 0 | 0 | 0 | 0 | 0 | 0
LFG | 0 | 0 | 0 | 0 | 0 | 0
Nuc | 0 | 0 | 0 | 0 | 0 | 0
PS | 0 | 0 | 0 | 0 | 0 | 0
PV | 0 | 0 | 0 | 0 | 0 | 0
PeakG | 141 | 141 | 141 | 141 | 141 | 141
PeakO | 44 | 44 | 44 | 44 | 44 | 44
ST | 0 | 0 | 0 | 0 | 0 | 0
STOG | 938 | 938 | 938 | 938 | 938 | 938
STWD | 0 | 0 | 0 | 0 | 0 | 0
WT | 0 | 0 | 0 | 0 | 0 | 0
IGCC | 0 | 0 | 0 | 0 | 0 | 0
DemandResponse | 0 | 0 | 0 | 0 | 0 | 0
IGCC-CCS | 0 | 0 | 0 | 0 | 0 | 0
WT_off | 0 | 0 | 0 | 0 | 0 | 0
PseudoUnit | 0 | 0 | 0 | 0 | 0 | 0
FixedInterchange | 0 | 0 | 0 | 0 | 0 | 0
Cumulative Retirements of Capacity by Reporting Type: HQ_IESO
ReportingType | 2015 | 2020 | 2025 | 2030 | 2035 | 2040
BM | 0 | 0 | 0 | 0 | 0 | 0
CC | 0 | 0 | 0 | 0 | 0 | 0
CSP | 0 | 0 | 0 | 0 | 0 | 0
CT | 0 | 0 | 0 | 0 | 0 | 0
Coal | 0 | 0 | 0 | 0 | 0 | 0
Geo | 0 | 0 | 0 | 0 | 0 | 0
H | 0 | 0 | 0 | 0 | 0 | 0
LFG | 0 | 0 | 0 | 0 | 0 | 0
Nuc | 0 | 0 | 0 | 0 | 0 | 0
PS | 0 | 0 | 0 | 0 | 0 | 0
PV | 0 | 0 | 0 | 0 | 0 | 0
PeakG | 0 | 0 | 0 | 0 | 0 | 0
PeakO | 0 | 0 | 0 | 0 | 0 | 0
ST | 0 | 0 | 0 | 0 | 0 | 0
STOG | 0 | 0 | 0 | 0 | 0 | 0
STWD | 0 | 0 | 0 | 0 | 0 | 0
WT | 0 | 0 | 0 | 0 | 0 | 0
IGCC | 0 | 0 | 0 | 0 | 0 | 0
DemandResponse | 0 | 0 | 0 | 0 | 0 | 0
IGCC-CCS | 0 | 0 | 0 | 0 | 0 | 0
WT_off | 0 | 0 | 0 | 0 | 0 | 0
PseudoUnit | 0 | 0 | 0 | 0 | 0 | 0
FixedInterchange | 0 | 0 | 0 | 0 | 0 | 0
Cumulative Retirements of Capacity by Reporting Type: HQ_NEISO
ReportingType | 2015 | 2020 | 2025 | 2030 | 2035 | 2040
BM | 0 | 0 | 0 | 0 | 0 | 0
CC | 0 | 0 | 0 | 0 | 0 | 0
CSP | 0 | 0 | 0 | 0 | 0 | 0
CT | 0 | 0 | 0 | 0 | 0 | 0
Coal | 0 | 0 | 0 | 0 | 0 | 0
Geo | 0 | 0 | 0 | 0 | 0 | 0
H | 0 | 0 | 0 | 0 | 0 | 0
LFG | 0 | 0 | 0 | 0 | 0 | 0
Nuc | 0 | 0 | 0 | 0 | 0 | 0
PS | 0 | 0 | 0 | 0 | 0 | 0
PV | 0 | 0 | 0 | 0 | 0 | 0
PeakG | 0 | 0 | 0 | 0 | 0 | 0
PeakO | 0 | 0 | 0 | 0 | 0 | 0
ST | 0 | 0 | 0 | 0 | 0 | 0
STOG | 0 | 0 | 0 | 0 | 0 | 0
STWD | 0 | 0 | 0 | 0 | 0 | 0
WT | 0 | 0 | 0 | 0 | 0 | 0
IGCC | 0 | 0 | 0 | 0 | 0 | 0
DemandResponse | 0 | 0 | 0 | 0 | 0 | 0
IGCC-CCS | 0 | 0 | 0 | 0 | 0 | 0
WT_off | 0 | 0 | 0 | 0 | 0 | 0
PseudoUnit | 0 | 0 | 0 | 0 | 0 | 0
FixedInterchange | 0 | 0 | 0 | 0 | 0 | 0
Cumulative Retirements of Capacity by Reporting Type: HQ_NY
ReportingType | 2015 | 2020 | 2025 | 2030 | 2035 | 2040
BM | 0 | 0 | 0 | 0 | 0 | 0
CC | 0 | 0 | 0 | 0 | 0 | 0
CSP | 0 | 0 | 0 | 0 | 0 | 0
CT | 0 | 0 | 0 | 0 | 0 | 0
Coal | 0 | 0 | 0 | 0 | 0 | 0
Geo | 0 | 0 | 0 | 0 | 0 | 0
H | 0 | 0 | 0 | 0 | 0 | 0
LFG | 0 | 0 | 0 | 0 | 0 | 0
Nuc | 0 | 0 | 0 | 0 | 0 | 0
PS | 0 | 0 | 0 | 0 | 0 | 0
PV | 0 | 0 | 0 | 0 | 0 | 0
PeakG | 0 | 0 | 0 | 0 | 0 | 0
PeakO | 0 | 0 | 0 | 0 | 0 | 0
ST | 0 | 0 | 0 | 0 | 0 | 0
STOG | 0 | 0 | 0 | 0 | 0 | 0
STWD | 0 | 0 | 0 | 0 | 0 | 0
WT | 0 | 0 | 0 | 0 | 0 | 0
IGCC | 0 | 0 | 0 | 0 | 0 | 0
DemandResponse | 0 | 0 | 0 | 0 | 0 | 0
IGCC-CCS | 0 | 0 | 0 | 0 | 0 | 0
WT_off | 0 | 0 | 0 | 0 | 0 | 0
PseudoUnit | 0 | 0 | 0 | 0 | 0 | 0
FixedInterchange | 0 | 0 | 0 | 0 | 0 | 0
Cumulative Retirements of Capacity by Reporting Type: MARITIMES
ReportingType | 2015 | 2020 | 2025 | 2030 | 2035 | 2040
BM | 0 | 0 | 0 | 0 | 0 | 0
CC | 0 | 0 | 0 | 0 | 0 | 0
CSP | 0 | 0 | 0 | 0 | 0 | 0
CT | 0 | 0 | 0 | 0 | 0 | 0
Coal | 0 | 0 | 0 | 0 | 0 | 0
Geo | 0 | 0 | 0 | 0 | 0 | 0
H | 0 | 0 | 0 | 0 | 0 | 0
LFG | 0 | 0 | 0 | 0 | 0 | 0
Nuc | 0 | 0 | 0 | 0 | 0 | 0
PS | 0 | 0 | 0 | 0 | 0 | 0
PV | 0 | 0 | 0 | 0 | 0 | 0
PeakG | 0 | 0 | 0 | 0 | 0 | 0
PeakO | 0 | 0 | 0 | 0 | 0 | 0
ST | 0 | 0 | 0 | 0 | 0 | 0
STOG | 0 | 0 | 0 | 0 | 0 | 0
STWD | 0 | 0 | 0 | 0 | 0 | 0
WT | 0 | 0 | 0 | 0 | 0 | 0
IGCC | 0 | 0 | 0 | 0 | 0 | 0
DemandResponse | 0 | 0 | 0 | 0 | 0 | 0
IGCC-CCS | 0 | 0 | 0 | 0 | 0 | 0
WT_off | 0 | 0 | 0 | 0 | 0 | 0
PseudoUnit | 0 | 0 | 0 | 0 | 0 | 0
FixedInterchange | 0 | 0 | 0 | 0 | 0 | 0
Cumulative Retirements of Capacity by Reporting Type: All
ReportingType | 2015 | 2020 | 2025 | 2030 | 2035 | 2040
BM | 0 | 0 | 0 | 0 | 0 | 192
CC | 10059.94 | 13085.61 | 16404.15 | 34269.85 | 36543.46 | 46478.26
CSP | 475 | 475 | 475 | 475 | 475 | 475
CT | 0 | 0 | 0 | 726.7 | 4966.71 | 4966.71
Coal | 177085.04 | 256707.12 | 299397.42 | 323492.42 | 323669.35 | 324334.06
Geo | 4.8 | 4.8 | 4.8 | 4.8 | 4.8 | 4.8
H | 0 | 0 | 0 | 0 | 0 | 0
LFG | 0 | 0 | 0 | 0 | 0 | 0
Nuc | 0 | 614.5 | 614.5 | 2102.7 | 28678.4 | 48384.39
PS | 0 | 0 | 0 | 0 | 0 | 0
PV | 0 | 0 | 0 | 0 | 1119.76 | 1130.12
PeakG | 5245.75 | 5245.75 | 6766.23 | 10536.03 | 13383.07 | 17403.67
PeakO | 3379.7 | 3379.7 | 3383.7 | 5666.7 | 6466.12 | 7017.7
ST | 0 | 0 | 0 | 0 | 0 | 0
STOG | 63201.66 | 63232.05 | 68081.02 | 72268.92 | 76478.53 | 78979.95
STWD | 0 | 0 | 0 | 0 | 0 | 0
WT | 126.2 | 126.2 | 126.2 | 126.2 | 428.6 | 428.6
IGCC | 0 | 0 | 0 | 0 | 0 | 0
DemandResponse | 0 | 0 | 0 | 0 | 0 | 0
IGCC-CCS | 0 | 0 | 0 | 0 | 0 | 0
WT_off | 0 | 0 | 0 | 0 | 0 | 0
PseudoUnit | 0 | 0 | 0 | 0 | 0 | 0
FixedInterchange | 0 | 0 | 0 | 0 | 0 | 0
Cumulative Retirements of Capacity by Reporting Type: EI_US
ReportingType | 2015 | 2020 | 2025 | 2030 | 2035 | 2040
BM | 0 | 0 | 0 | 0 | 0 | 192
CC | 1343.94 | 4369.61 | 6957.15 | 16398.46 | 16785.46 | 24545.74
CSP | 0 | 0 | 0 | 0 | 0 | 0
CT | 0 | 0 | 0 | 726.7 | 3206.7 | 3206.7
Coal | 142280.7 | 215392.31 | 246475.17 | 260347.52 | 260524.46 | 261189.16
Geo | 0 | 0 | 0 | 0 | 0 | 0
H | 0 | 0 | 0 | 0 | 0 | 0
LFG | 0 | 0 | 0 | 0 | 0 | 0
Nuc | 0 | 614.5 | 614.5 | 2102.7 | 27648.4 | 45814.39
PS | 0 | 0 | 0 | 0 | 0 | 0
PV | 0 | 0 | 0 | 0 | 32 | 42.36
PeakG | 478.5 | 478.5 | 1439.98 | 5209.78 | 8056.82 | 12077.42
PeakO | 2613.7 | 2613.7 | 2613.7 | 4896.7 | 5696.12 | 6247.7
ST | 0 | 0 | 0 | 0 | 0 | 0
STOG | 41560.54 | 41560.54 | 42554.62 | 44469.12 | 44469.12 | 44469.12
STWD | 0 | 0 | 0 | 0 | 0 | 0
WT | 0 | 0 | 0 | 0 | 0 | 0
IGCC | 0 | 0 | 0 | 0 | 0 | 0
DemandResponse | 0 | 0 | 0 | 0 | 0 | 0
IGCC-CCS | 0 | 0 | 0 | 0 | 0 | 0
WT_off | 0 | 0 | 0 | 0 | 0 | 0
PseudoUnit | 0 | 0 | 0 | 0 | 0 | 0
FixedInterchange | 0 | 0 | 0 | 0 | 0 | 0
Cumulative Retirements of Capacity by Reporting Type: EI_Canada
ReportingType | 2015 | 2020 | 2025 | 2030 | 2035 | 2040
BM | 0 | 0 | 0 | 0 | 0 | 0
CC | 5943 | 5943 | 6674 | 6674 | 6674 | 6955.76
CSP | 0 | 0 | 0 | 0 | 0 | 0
CT | 0 | 0 | 0 | 0 | 368 | 368
Coal | 7492.84 | 8053.17 | 8161.9 | 8161.9 | 8161.9 | 8161.9
Geo | 0 | 0 | 0 | 0 | 0 | 0
H | 0 | 0 | 0 | 0 | 0 | 0
LFG | 0 | 0 | 0 | 0 | 0 | 0
Nuc | 0 | 0 | 0 | 0 | 1030 | 2570
PS | 0 | 0 | 0 | 0 | 0 | 0
PV | 0 | 0 | 0 | 0 | 1067.26 | 1067.26
PeakG | 584 | 584 | 1143 | 1143 | 1143 | 1143
PeakO | 175 | 175 | 179 | 179 | 179 | 179
ST | 0 | 0 | 0 | 0 | 0 | 0
STOG | 2126 | 2126 | 2252 | 2252 | 2252 | 2252
STWD | 0 | 0 | 0 | 0 | 0 | 0
WT | 0 | 0 | 0 | 0 | 302.4 | 302.4
IGCC | 0 | 0 | 0 | 0 | 0 | 0
DemandResponse | 0 | 0 | 0 | 0 | 0 | 0
IGCC-CCS | 0 | 0 | 0 | 0 | 0 | 0
WT_off | 0 | 0 | 0 | 0 | 0 | 0
PseudoUnit | 0 | 0 | 0 | 0 | 0 | 0
FixedInterchange | 0 | 0 | 0 | 0 | 0 | 0
Cumulative Retirements of Capacity by Reporting Type: EI
ReportingType | 2015 | 2020 | 2025 | 2030 | 2035 | 2040
BM | 0 | 0 | 0 | 0 | 0 | 192
CC | 7286.94 | 10312.61 | 13631.15 | 23072.46 | 23459.46 | 31501.49
CSP | 0 | 0 | 0 | 0 | 0 | 0
CT | 0 | 0 | 0 | 726.7 | 3574.7 | 3574.7
Coal | 149773.55 | 223445.48 | 254637.07 | 268509.42 | 268686.36 | 269351.06
Geo | 0 | 0 | 0 | 0 | 0 | 0
H | 0 | 0 | 0 | 0 | 0 | 0
LFG | 0 | 0 | 0 | 0 | 0 | 0
Nuc | 0 | 614.5 | 614.5 | 2102.7 | 28678.4 | 48384.39
PS | 0 | 0 | 0 | 0 | 0 | 0
PV | 0 | 0 | 0 | 0 | 1099.26 | 1109.62
PeakG | 1062.5 | 1062.5 | 2582.98 | 6352.78 | 9199.82 | 13220.42
PeakO | 2788.7 | 2788.7 | 2792.7 | 5075.7 | 5875.12 | 6426.7
ST | 0 | 0 | 0 | 0 | 0 | 0
STOG | 43686.54 | 43686.54 | 44806.62 | 46721.12 | 46721.12 | 46721.12
STWD | 0 | 0 | 0 | 0 | 0 | 0
WT | 0 | 0 | 0 | 0 | 302.4 | 302.4
IGCC | 0 | 0 | 0 | 0 | 0 | 0
DemandResponse | 0 | 0 | 0 | 0 | 0 | 0
IGCC-CCS | 0 | 0 | 0 | 0 | 0 | 0
WT_off | 0 | 0 | 0 | 0 | 0 | 0
PseudoUnit | 0 | 0 | 0 | 0 | 0 | 0
FixedInterchange | 0 | 0 | 0 | 0 | 0 | 0
Cumulative Retirements of Capacity by Reporting Type: Outside_EI
ReportingType | 2015 | 2020 | 2025 | 2030 | 2035 | 2040
BM | 0 | 0 | 0 | 0 | 0 | 0
CC | 2773 | 2773 | 2773 | 11197.4 | 13084.01 | 14976.77
CSP | 475 | 475 | 475 | 475 | 475 | 475
CT | 0 | 0 | 0 | 0 | 1392.01 | 1392.01
Coal | 27311.49 | 33261.64 | 44760.35 | 54983 | 54983 | 54983
Geo | 4.8 | 4.8 | 4.8 | 4.8 | 4.8 | 4.8
H | 0 | 0 | 0 | 0 | 0 | 0
LFG | 0 | 0 | 0 | 0 | 0 | 0
Nuc | 0 | 0 | 0 | 0 | 0 | 0
PS | 0 | 0 | 0 | 0 | 0 | 0
PV | 0 | 0 | 0 | 0 | 20.5 | 20.5
PeakG | 4183.25 | 4183.25 | 4183.25 | 4183.25 | 4183.25 | 4183.25
PeakO | 591 | 591 | 591 | 591 | 591 | 591
ST | 0 | 0 | 0 | 0 | 0 | 0
STOG | 19515.12 | 19545.51 | 23274.4 | 25547.8 | 29757.41 | 32258.82
STWD | 0 | 0 | 0 | 0 | 0 | 0
WT | 126.2 | 126.2 | 126.2 | 126.2 | 126.2 | 126.2
IGCC | 0 | 0 | 0 | 0 | 0 | 0
DemandResponse | 0 | 0 | 0 | 0 | 0 | 0
IGCC-CCS | 0 | 0 | 0 | 0 | 0 | 0
WT_off | 0 | 0 | 0 | 0 | 0 | 0
PseudoUnit | 0 | 0 | 0 | 0 | 0 | 0
FixedInterchange | 0 | 0 | 0 | 0 | 0 | 0
#5 | Total Installed ACTIVE Capacity (MW)
Total Installed Capacity by Reporting Type: Entergy
ReportingType | 2015 | 2020 | 2025 | 2030 | 2035 | 2040
BM | 0 | 0 | 0 | 0 | 0 | 0
CC | 16447.03 | 19700.79 | 19700.79 | 19700.79 | 19700.79 | 20660.31
CSP | 0 | 0 | 0 | 0 | 0 | 0
CT | 0 | 0 | 0 | 0 | 0 | 0
Coal | 8076 | 2532.08 | 720 | 720 | 720 | 720
Geo | 0 | 0 | 0 | 0 | 0 | 0
H | 744 | 744 | 744 | 744 | 744 | 744
LFG | 8 | 8 | 83.24 | 115.4 | 115.4 | 115.4
Nuc | 5422 | 5422 | 5422 | 5422 | 4580 | 3583
PS | 59 | 59 | 59 | 59 | 59 | 59
PV | 0.29 | 61.82 | 91.21 | 91.21 | 91.21 | 92.59
PeakG | 2787 | 2787 | 2787 | 2787 | 2787 | 2787
PeakO | 174 | 174 | 174 | 174 | 174 | 174
ST | 0 | 0 | 0 | 0 | 0 | 0
STOG | 1822.51 | 1822.51 | 1822.51 | 0 | 0 | 0
STWD | 206 | 206 | 206 | 206 | 206 | 206
WT | 107 | 107 | 107 | 107 | 107 | 107
IGCC | 0 | 0 | 0 | 0 | 0 | 0
DemandResponse | 301.55 | 1538.95 | 2854.33 | 2930.78 | 3009.27 | 3089.87
IGCC-CCS | 0 | 0 | 0 | 0 | 0 | 0
WT_off | 0 | 0 | 0 | 0 | 0 | 0
PseudoUnit | 0 | 0 | 0 | 0 | 0 | 0
FixedInterchange | 0 | 0 | 0 | 0 | 0 | 0
Total Installed Capacity by Reporting Type: FRCC
ReportingType | 2015 | 2020 | 2025 | 2030 | 2035 | 2040
BM | 0 | 0 | 0 | 0 | 0 | 0
CC | 34514.79 | 35140.81 | 35140.81 | 25699.5 | 25699.5 | 25699.5
CSP | 0 | 0 | 0 | 0 | 0 | 0
CT | 2480 | 2480 | 2480 | 2480 | 0 | 0
Coal | 2356 | 626 | 0 | 0 | 0 | 0
Geo | 0 | 0 | 0 | 0 | 0 | 0
H | 55 | 55 | 55 | 55 | 55 | 55
LFG | 486 | 486 | 684 | 684 | 684 | 684
Nuc | 4131.33 | 4131.33 | 6441.33 | 19307.4 | 19370.9 | 23282.43
PS | 0 | 0 | 0 | 0 | 0 | 0
PV | 51 | 51 | 51 | 51 | 51 | 51
PeakG | 8431 | 8431 | 8431 | 7216.43 | 7216.43 | 7216.43
PeakO | 2283 | 2283 | 2283 | 0 | 0 | 0
ST | 0 | 0 | 0 | 0 | 0 | 0
STOG | 0 | 0 | 0 | 0 | 0 | 0
STWD | 195 | 195 | 195 | 195 | 195 | 195
WT | 0 | 0 | 0 | 0 | 0 | 0
IGCC | 0 | 0 | 0 | 0 | 0 | 0
DemandResponse | 2734.45 | 3962.85 | 5527.63 | 5878.95 | 6252.59 | 6649.99
IGCC-CCS | 0 | 0 | 0 | 0 | 0 | 0
WT_off | 0 | 0 | 0 | 0 | 0 | 0
PseudoUnit | 0 | 0 | 0 | 0 | 0 | 0
FixedInterchange | 0 | 0 | 0 | 0 | 0 | 0
Total Installed Capacity by Reporting Type: MAPP_US
ReportingType | 2015 | 2020 | 2025 | 2030 | 2035 | 2040
BM | 0 | 0 | 0 | 0 | 0 | 0
CC | 289 | 289 | 289 | 289 | 289 | 289
CSP | 0 | 0 | 0 | 0 | 0 | 0
CT | 308.3 | 480.72 | 480.72 | 951.91 | 986.88 | 1017.89
Coal | 1619.41 | 1148.41 | 361.6 | 0 | 0 | 0
Geo | 44 | 44 | 44 | 44 | 44 | 44
H | 2186 | 2186 | 2186 | 2186 | 2186 | 2186
LFG | 2 | 2 | 2 | 73.67 | 73.67 | 73.67
Nuc | 0.1 | 0.1 | 0.1 | 0.1 | 0.1 | 0.1
PS | 0 | 0 | 0 | 0 | 0 | 0
PV | 0 | 0 | 0 | 0 | 0 | 0
PeakG | 709 | 709 | 709 | 709 | 709 | 709
PeakO | 346 | 346 | 346 | 346 | 346 | 346
ST | 0 | 0 | 0 | 0 | 0 | 0
STOG | 36 | 36 | 36 | 36 | 36 | 36
STWD | 0 | 0 | 0 | 0 | 0 | 0
WT | 1689.3 | 5463.58 | 9204.53 | 9506.98 | 9506.98 | 9506.98
IGCC | 0 | 0 | 0 | 0 | 0 | 0
DemandResponse | 59 | 199.4 | 353.8 | 367.81 | 382.38 | 397.53
IGCC-CCS | 0 | 0 | 0 | 0 | 0 | 0
WT_off | 0 | 0 | 0 | 0 | 0 | 0
PseudoUnit | 0 | 0 | 0 | 0 | 0 | 0
FixedInterchange | 0 | 0 | 0 | 0 | 0 | 0
Total Installed Capacity by Reporting Type: MISO_IN
ReportingType | 2015 | 2020 | 2025 | 2030 | 2035 | 2040
BM | 0 | 0 | 0 | 0 | 0 | 0
CC | 2653.13 | 17918.77 | 17918.77 | 17918.77 | 17918.77 | 17918.77
CSP | 0 | 0 | 0 | 0 | 0 | 0
CT | 0 | 0 | 0 | 0 | 0 | 0
Coal | 8564 | 5033.16 | 2652.62 | 0 | 0 | 0
Geo | 0 | 0 | 0 | 0 | 0 | 0
H | 75 | 75 | 75 | 75 | 75 | 75
LFG | 37 | 37 | 117.13 | 117.13 | 117.13 | 117.13
Nuc | 0.1 | 0.1 | 0.1 | 0.1 | 0.1 | 0.1
PS | 0 | 0 | 0 | 0 | 0 | 0
PV | 0 | 225.83 | 336.84 | 340.96 | 340.96 | 340.96
PeakG | 3053 | 3053 | 3053 | 3053 | 3053 | 3053
PeakO | 361 | 361 | 361 | 361 | 361 | 361
ST | 0 | 0 | 0 | 0 | 0 | 0
STOG | 279 | 279 | 279 | 279 | 279 | 279
STWD | 0 | 0 | 0 | 0 | 0 | 0
WT | 535 | 535 | 535 | 46999.29 | 46999.29 | 46999.29
IGCC | 618 | 618 | 618 | 618 | 618 | 618
DemandResponse | 1068.55 | 1287.74 | 1545.09 | 1592.8 | 1641.97 | 1692.67
IGCC-CCS | 0 | 0 | 0 | 0 | 0 | 0
WT_off | 0 | 0 | 0 | 0 | 0 | 0
PseudoUnit | 0 | 0 | 0 | 0 | 0 | 0
FixedInterchange | 0 | 0 | 0 | 0 | 0 | 0
Total Installed Capacity by Reporting Type: MISO_MI
ReportingType | 2015 | 2020 | 2025 | 2030 | 2035 | 2040
BM | 0 | 0 | 0 | 0 | 0 | 0
CC | 6750.83 | 7593.03 | 7593.03 | 7593.03 | 7593.03 | 7593.03
CSP | 0 | 0 | 0 | 0 | 0 | 0
CT | 0 | 0 | 0 | 0 | 0 | 0
Coal | 4452 | 0 | 0 | 0 | 0 | 0
Geo | 0 | 0 | 0 | 0 | 0 | 0
H | 141 | 141 | 141 | 141 | 141 | 141
LFG | 163 | 163 | 323.25 | 323.25 | 323.25 | 323.25
Nuc | 1889 | 1889 | 1889 | 1889 | 1111 | 1111
PS | 1872 | 1872 | 1872 | 1872 | 1872 | 1872
PV | 0 | 0 | 0 | 0 | 0 | 0
PeakG | 3562 | 3562 | 3562 | 3562 | 3562 | 3562
PeakO | 534 | 534 | 534 | 534 | 534 | 534
ST | 0 | 0 | 0 | 0 | 0 | 0
STOG | 2852 | 2852 | 2852 | 2852 | 2852 | 2852
STWD | 163 | 163 | 163 | 163 | 163 | 163
WT | 2161 | 2557.68 | 2557.68 | 2761 | 2761 | 2761
IGCC | 0 | 0 | 0 | 0 | 0 | 0
DemandResponse | 1838.88 | 2351.35 | 3000.3 | 3120.7 | 3245.93 | 3376.18
IGCC-CCS | 0 | 0 | 0 | 0 | 0 | 0
WT_off | 0 | 0 | 0 | 0 | 0 | 0
PseudoUnit | 0 | 0 | 0 | 0 | 0 | 0
FixedInterchange | 0 | 0 | 0 | 0 | 0 | 0
Total Installed Capacity by Reporting Type: MISO_MO-IL
ReportingType | 2015 | 2020 | 2025 | 2030 | 2035 | 2040
BM | 0 | 0 | 0 | 0 | 0 | 0
CC | 1058 | 3276.63 | 3276.63 | 3276.63 | 3276.63 | 3276.63
CSP | 0 | 0 | 0 | 0 | 0 | 0
CT | 0 | 0 | 0 | 0 | 0 | 0
Coal | 11552 | 3817.9 | 3020 | 1990 | 1990 | 1990
Geo | 0 | 0 | 0 | 0 | 0 | 0
H | 352 | 352 | 632 | 632 | 632 | 632
LFG | 18 | 18 | 241.33 | 241.33 | 241.33 | 241.33
Nuc | 2233 | 2233 | 2233 | 2233 | 2233 | 2233
PS | 440 | 440 | 440 | 440 | 440 | 440
PV | 0 | 0 | 0 | 0 | 0 | 0
PeakG | 4595 | 4595 | 4595 | 4595 | 4595 | 4595
PeakO | 766 | 766 | 766 | 766 | 766 | 766
ST | 0 | 0 | 0 | 0 | 0 | 0
STOG | 592 | 592 | 592 | 592 | 592 | 592
STWD | 0 | 0 | 0 | 0 | 0 | 0
WT | 678 | 678 | 6278 | 11165.27 | 11165.27 | 14972.69
IGCC | 0 | 0 | 0 | 0 | 0 | 0
DemandResponse | 301.14 | 1139.8 | 2067.65 | 2153.82 | 2243.59 | 2337.1
IGCC-CCS | 0 | 0 | 0 | 0 | 0 | 0
WT_off | 0 | 0 | 0 | 0 | 0 | 0
PseudoUnit | 0 | 0 | 0 | 0 | 0 | 0
FixedInterchange | 0 | 0 | 0 | 0 | 0 | 0
Total Installed Capacity by Reporting Type: MISO_W
ReportingType | 2015 | 2020 | 2025 | 2030 | 2035 | 2040
BM | 0 | 0 | 0 | 0 | 0 | 0
CC | 3025 | 3025 | 3025 | 3025 | 3025 | 3025
CSP | 0 | 0 | 0 | 0 | 0 | 0
CT | 0 | 0 | 0 | 0 | 0 | 0
Coal | 9858.4 | 5231.14 | 4116.84 | 800 | 800 | 800
Geo | 0 | 0 | 0 | 0 | 0 | 0
H | 497 | 497 | 497 | 497 | 497 | 497
LFG | 205 | 205 | 205 | 276.67 | 276.67 | 276.67
Nuc | 2361.33 | 2361.33 | 2361.33 | 2361.33 | 0.1 | 0.1
PS | 0 | 0 | 0 | 0 | 0 | 0
PV | 0 | 0 | 0 | 0 | 0 | 0
PeakG | 4522 | 4522 | 4522 | 4522 | 4522 | 4522
PeakO | 2154 | 2154 | 2154 | 2154 | 2154 | 2154
ST | 0 | 0 | 0 | 0 | 0 | 0
STOG | 172 | 172 | 172 | 172 | 172 | 172
STWD | 313 | 313 | 313 | 313 | 313 | 313
WT | 8358.5 | 8358.5 | 61831.42 | 62149.34 | 62149.34 | 62599.44
IGCC | 0 | 0 | 0 | 0 | 0 | 0
DemandResponse | 2622.87 | 2885.77 | 3318.4 | 3449.86 | 3586.51 | 3728.59
IGCC-CCS | 0 | 0 | 0 | 0 | 0 | 0
WT_off | 0 | 0 | 0 | 0 | 0 | 0
PseudoUnit | 0 | 0 | 0 | 0 | 0 | 0
FixedInterchange | 0 | 0 | 0 | 0 | 0 | 0
Total Installed Capacity by Reporting Type: MISO_WUMS
ReportingType | 2015 | 2020 | 2025 | 2030 | 2035 | 2040
BM | 0 | 0 | 0 | 0 | 0 | 0
CC | 7872.07 | 10505.08 | 10505.08 | 10505.08 | 10505.08 | 10505.08
CSP | 0 | 0 | 0 | 0 | 0 | 0
CT | 0 | 0 | 0 | 0 | 0 | 3140.27
Coal | 3969.1 | 2100.1 | 2100.1 | 1288.96 | 1152 | 1152
Geo | 0 | 0 | 0 | 0 | 0 | 0
H | 336 | 337 | 337 | 337 | 337 | 337
LFG | 71 | 71 | 294.33 | 294.33 | 294.33 | 294.33
Nuc | 1817 | 1817 | 1817 | 1817 | 0.1 | 0.1
PS | 0 | 0 | 0 | 0 | 0 | 0
PV | 0 | 0 | 0 | 0 | 0 | 0
PeakG | 3230 | 3230 | 3230 | 3230 | 3230 | 3230
PeakO | 490 | 490 | 490 | 490 | 490 | 490
ST | 0 | 0 | 0 | 0 | 0 | 0
STOG | 300.5 | 300.5 | 300.5 | 300.5 | 300.5 | 300.5
STWD | 105 | 105 | 105 | 105 | 105 | 105
WT | 1528.9 | 1528.9 | 1559.7 | 9118.9 | 9118.9 | 9118.9
IGCC | 0 | 0 | 0 | 0 | 0 | 0
DemandResponse | 193.34 | 453.12 | 737.75 | 762.42 | 787.92 | 814.26
IGCC-CCS | 0 | 0 | 0 | 0 | 0 | 0
WT_off | 0 | 0 | 0 | 0 | 0 | 0
PseudoUnit | 0 | 0 | 0 | 0 | 0 | 0
FixedInterchange | 0 | 0 | 0 | 0 | 0 | 0
Total Installed Capacity by Reporting Type: Nebraska
ReportingType | 2015 | 2020 | 2025 | 2030 | 2035 | 2040
BM | 0 | 0 | 0 | 0 | 0 | 0
CC | 358 | 358 | 358 | 358 | 358 | 358
CSP | 0 | 0 | 0 | 0 | 0 | 0
CT | 0 | 0 | 0 | 0 | 0 | 0
Coal | 4110.1 | 914.3 | 914.3 | 914.3 | 914.3 | 914.3
Geo | 0 | 0 | 0 | 0 | 0 | 0
H | 167 | 167 | 167 | 167 | 167 | 167
LFG | 6 | 6 | 6 | 77.67 | 77.67 | 77.67
Nuc | 1252 | 1252 | 1252 | 1252 | 0.2 | 0.2
PS | 0 | 0 | 0 | 0 | 0 | 0
PV | 0 | 0 | 0 | 0 | 0 | 0
PeakG | 1305 | 1305 | 1305 | 1305 | 1305 | 1305
PeakO | 326 | 326 | 326 | 326 | 326 | 326
ST | 0 | 0 | 0 | 0 | 0 | 0
STOG | 270 | 270 | 270 | 270 | 270 | 270
STWD | 0 | 0 | 0 | 0 | 0 | 0
WT | 344 | 17326.83 | 17326.83 | 17326.83 | 21449.62 | 21859.51
IGCC | 0 | 0 | 0 | 0 | 0 | 0
DemandResponse | 624.42 | 756.13 | 918.4 | 954.78 | 992.6 | 1031.92
IGCC-CCS | 0 | 0 | 0 | 0 | 0 | 0
WT_off | 0 | 0 | 0 | 0 | 0 | 0
PseudoUnit | 0 | 0 | 0 | 0 | 0 | 0
FixedInterchange | 0 | 0 | 0 | 0 | 0 | 0
Total Installed Capacity by Reporting Type: NEISO
ReportingType | 2015 | 2020 | 2025 | 2030 | 2035 | 2040
BM | 252.2 | 252.2 | 252.2 | 252.2 | 252.2 | 252.2
CC | 12476.59 | 9450.92 | 8485.53 | 8485.53 | 8932.67 | 8932.67
CSP | 0 | 0 | 0 | 0 | 0 | 0
CT | 334 | 334 | 334 | 324.5 | 324.5 | 324.5
Coal | 320 | 0 | 0 | 0 | 0 | 0
Geo | 0 | 0 | 0 | 0 | 0 | 0
H | 3257.7 | 3257.7 | 3257.7 | 3260.7 | 3260.7 | 3260.7
LFG | 581.26 | 581.26 | 581.26 | 651 | 651 | 651
Nuc | 4645 | 4645 | 4645 | 4645 | 3356 | 2479.08
PS | 1674 | 1674 | 1674 | 1674 | 1674 | 1674
PV | 2 | 290.34 | 290.34 | 290.34 | 290.34 | 279.98
PeakG | 1200 | 1200 | 1200 | 1200 | 1200 | 1200
PeakO | 0 | 0 | 0 | 0 | 0 | 0
ST | 0 | 0 | 0 | 0 | 0 | 0
STOG | 0 | 0 | 0 | 0 | 0 | 0
STWD | 610 | 610 | 610 | 610 | 610 | 610
WT | 434.2 | 2986.87 | 4409.44 | 5483 | 5483 | 5483
IGCC | 0 | 0 | 0 | 0 | 0 | 0
DemandResponse | 3092.4 | 3627.72 | 4230.66 | 4257.78 | 4282.5 | 4307.35
IGCC-CCS | 0 | 0 | 0 | 0 | 0 | 0
WT_off | 468 | 468 | 468 | 468 | 468 | 468
PseudoUnit | 0 | 0 | 0 | 0 | 0 | 0
FixedInterchange | 0 | 0 | 0 | 0 | 0 | 0
Total Installed Capacity by Reporting Type: NonRTO_Midwest
ReportingType | 2015 | 2020 | 2025 | 2030 | 2035 | 2040
BM | 0 | 0 | 0 | 0 | 0 | 0
CC | 1761.35 | 6297.72 | 6297.72 | 6297.72 | 6297.72 | 6297.72
CSP | 0 | 0 | 0 | 0 | 0 | 0
CT | 0 | 0 | 0 | 0 | 0 | 0
Coal | 7552.21 | 2906.12 | 2125.06 | 1049.88 | 1009.9 | 345.2
Geo | 0 | 0 | 0 | 0 | 0 | 0
H | 143 | 143 | 889 | 889 | 889 | 889
LFG | 14 | 14 | 174.25 | 174.25 | 174.25 | 174.25
Nuc | 0.1 | 0.1 | 0.1 | 0.1 | 369.65 | 1636.63
PS | 0 | 0 | 0 | 0 | 0 | 0
PV | 0 | 0 | 0 | 0 | 0 | 0
PeakG | 3353 | 3353 | 3353 | 3353 | 3353 | 3353
PeakO | 12 | 12 | 12 | 12 | 12 | 12
ST | 0 | 0 | 0 | 0 | 0 | 0
STOG | 0 | 0 | 0 | 0 | 0 | 0
STWD | 0 | 0 | 0 | 0 | 0 | 0
WT | 66 | 66 | 66 | 66 | 66 | 66
IGCC | 0 | 0 | 0 | 0 | 0 | 0
DemandResponse | 193.98 | 453.37 | 727.88 | 745.89 | 764.35 | 783.26
IGCC-CCS | 0 | 0 | 0 | 0 | 0 | 0
WT_off | 0 | 0 | 0 | 0 | 0 | 0
PseudoUnit | 0 | 0 | 0 | 0 | 0 | 0
FixedInterchange | 0 | 0 | 0 | 0 | 0 | 0
Total Installed Capacity by Reporting Type: NYISO_A-F
ReportingType | 2015 | 2020 | 2025 | 2030 | 2035 | 2040
BM | 0 | 0 | 0 | 0 | 0 | 0
CC | 4110.97 | 4110.97 | 2488.82 | 2488.82 | 2488.82 | 2488.82
CSP | 0 | 0 | 0 | 0 | 0 | 0
CT | 0 | 0 | 0 | 0 | 0 | 0
Coal | 0 | 0 | 0 | 0 | 0 | 0
Geo | 0 | 0 | 0 | 0 | 0 | 0
H | 4395 | 4395 | 4395 | 4395 | 4395 | 4395
LFG | 172.4 | 172.4 | 172.4 | 240.33 | 240.33 | 240.33
Nuc | 3365 | 3365 | 3365 | 2743.8 | 2163.3 | 1311.1
PS | 1412 | 1412 | 1412 | 1412 | 1412 | 1412
PV | 0 | 0 | 0 | 0 | 0 | 0
PeakG | 221 | 221 | 221 | 221 | 221 | 221
PeakO | 39 | 39 | 39 | 39 | 39 | 39
ST | 0 | 0 | 0 | 0 | 0 | 0
STOG | 0 | 0 | 0 | 0 | 0 | 0
STWD | 86 | 86 | 86 | 86 | 86 | 86
WT | 3759.3 | 4469.1 | 4469.1 | 8077.35 | 8077.35 | 8077.35
IGCC | 0 | 0 | 0 | 0 | 0 | 0
DemandResponse | 907.2 | 1018.15 | 1143.28 | 1172.73 | 1202.95 | 1233.94
IGCC-CCS | 0 | 0 | 0 | 0 | 0 | 0
WT_off | 0 | 0 | 0 | 0 | 0 | 0
PseudoUnit | 0 | 0 | 0 | 0 | 0 | 0
FixedInterchange | 0 | 0 | 0 | 0 | 0 | 0
Total Installed Capacity by Reporting Type: NYISO_G-I
ReportingType | 2015 | 2020 | 2025 | 2030 | 2035 | 2040
BM | 0 | 0 | 0 | 0 | 0 | 0
CC | 1157 | 1584.15 | 1584.15 | 1637.89 | 2188.33 | 4024.97
CSP | 0 | 0 | 0 | 0 | 0 | 0
CT | 0 | 0 | 0 | 0 | 0 | 0
Coal | 0 | 0 | 0 | 0 | 0 | 0
Geo | 0 | 0 | 0 | 0 | 0 | 0
H | 32 | 32 | 32 | 32 | 32 | 32
LFG | 64 | 64 | 64 | 138.33 | 138.33 | 138.33
Nuc | 2045 | 2045 | 2045 | 2045 | 1025.4 | 0.4
PS | 0 | 0 | 0 | 0 | 0 | 0
PV | 0 | 0 | 0 | 0 | 0 | 0
PeakG | 65 | 65 | 65 | 65 | 65 | 65
PeakO | 87 | 87 | 87 | 87 | 87 | 87
ST | 0 | 0 | 0 | 0 | 0 | 0
STOG | 0 | 0 | 0 | 0 | 0 | 0
STWD | 0 | 0 | 0 | 0 | 0 | 0
WT | 0 | 60 | 60 | 360 | 360 | 360
IGCC | 0 | 0 | 0 | 0 | 0 | 0
DemandResponse | 339.56 | 380.32 | 434.34 | 453.11 | 472.7 | 493.13
IGCC-CCS | 0 | 0 | 0 | 0 | 0 | 0
WT_off | 0 | 0 | 0 | 0 | 0 | 0
PseudoUnit | 0 | 0 | 0 | 0 | 0 | 0
FixedInterchange | 0 | 0 | 0 | 0 | 0 | 0
Total Installed Capacity by Reporting Type: NYISO_J-K
ReportingType | 2015 | 2020 | 2025 | 2030 | 2035 | 2040
BM | 0 | 0 | 0 | 0 | 0 | 0
CC | 4833.4 | 4833.4 | 4833.4 | 4833.4 | 4833.4 | 4833.4
CSP | 0 | 0 | 0 | 0 | 0 | 0
CT | 0 | 0 | 0 | 0 | 0 | 0
Coal | 0 | 0 | 0 | 0 | 0 | 0
Geo | 0 | 0 | 0 | 0 | 0 | 0
H | 0 | 0 | 0 | 0 | 0 | 0
LFG | 124 | 124 | 124 | 198.33 | 198.33 | 198.33
Nuc | 0.1 | 0.1 | 0.1 | 0.1 | 0.1 | 0.1
PS | 0 | 0 | 0 | 0 | 0 | 0
PV | 32 | 32 | 32 | 32 | 0 | 0
PeakG | 2778 | 2778 | 2778 | 2778 | 2778 | 2778
PeakO | 2169 | 2169 | 2169 | 2169 | 2169 | 2169
ST | 0 | 0 | 0 | 0 | 0 | 0
STOG | 2994.35 | 2994.35 | 2994.35 | 2994.35 | 2994.35 | 2994.35
STWD | 0 | 0 | 0 | 0 | 0 | 0
WT | 0 | 0 | 0 | 0 | 0 | 0
IGCC | 0 | 0 | 0 | 0 | 0 | 0
DemandResponse | 1319.07 | 1502.66 | 1718.62 | 1795.58 | 1875.99 | 1960
IGCC-CCS | 0 | 0 | 0 | 0 | 0 | 0
WT_off | 0 | 0 | 0 | 0 | 0 | 0
PseudoUnit | 0 | 0 | 0 | 0 | 0 | 0
FixedInterchange | 0 | 0 | 0 | 0 | 0 | 0
Total Installed Capacity by Reporting Type: PJM_E
ReportingType | 2015 | 2020 | 2025 | 2030 | 2035 | 2040
BM | 30 | 30 | 30 | 30 | 30 | 30
CC | 12283.3 | 12283.3 | 12283.3 | 12283.3 | 12283.3 | 12283.3
CSP | 0 | 0 | 0 | 0 | 0 | 0
CT | 26.2 | 26.2 | 26.2 | 26.2 | 26.2 | 26.2
Coal | 814 | 246 | 27 | 27 | 27 | 27
Geo | 0 | 0 | 0 | 0 | 0 | 0
H | 269.99 | 269.99 | 269.99 | 269.99 | 269.99 | 269.99
LFG | 471.1 | 604 | 604 | 604 | 604 | 604
Nuc | 8510 | 7895.5 | 7895.5 | 7895.5 | 5671.5 | 4497.5
PS | 400 | 400 | 400 | 400 | 400 | 400
PV | 47.45 | 47.45 | 47.45 | 47.45 | 47.45 | 47.45
PeakG | 3877.5 | 3877.5 | 3877.5 | 3877.5 | 3877.5 | 3877.5
PeakO | 2749.3 | 2749.3 | 2749.3 | 2749.3 | 2749.3 | 2749.3
ST | 0 | 0 | 0 | 0 | 0 | 0
STOG | 2622.5 | 2622.5 | 1663.42 | 1663.42 | 1663.42 | 1663.42
STWD | 0 | 0 | 0 | 0 | 0 | 0
WT | 1160 | 1160 | 1160 | 1160 | 1160 | 1160
IGCC | 0 | 0 | 0 | 0 | 0 | 0
DemandResponse | 1256.73 | 1718.17 | 2388.62 | 2469.72 | 2553.57 | 2640.27
IGCC-CCS | 0 | 0 | 0 | 0 | 0 | 0
WT_off | 0 | 0 | 1100 | 1100 | 1100 | 1100
PseudoUnit | 0 | 0 | 0 | 0 | 0 | 0
FixedInterchange | 0 | 0 | 0 | 0 | 0 | 0
Total Installed Capacity by Reporting Type: PJM_ROM
ReportingType | 2015 | 2020 | 2025 | 2030 | 2035 | 2040
BM | 18 | 18 | 18 | 18 | 18 | 18
CC | 5664.5 | 5664.5 | 5664.5 | 7322.01 | 14475.21 | 23470.34
CSP | 0 | 0 | 0 | 0 | 0 | 0
CT | 16 | 16 | 16 | 16 | 16 | 16
Coal | 1787.5 | 553.5 | 32.5 | 32.5 | 32.5 | 32.5
Geo | 0 | 0 | 0 | 0 | 0 | 0
H | 1392 | 1392 | 1392 | 2070 | 2070 | 2070
LFG | 356.9 | 622 | 622 | 622 | 622 | 622
Nuc | 5036 | 5036 | 5036 | 5036 | 3304 | 2405
PS | 1513 | 1513 | 1513 | 1513 | 1513 | 1513
PV | 4 | 1359.2 | 2117.94 | 2287.77 | 2300.57 | 2361.65
PeakG | 1719 | 1719 | 1719 | 1719 | 1719 | 1719
PeakO | 1566 | 1566 | 1566 | 1566 | 1566 | 1566
ST | 0 | 0 | 0 | 0 | 0 | 0
STOG | 3529 | 3529 | 3529 | 3529 | 3529 | 3529
STWD | 70 | 70 | 70 | 70 | 70 | 70
WT | 1210.8 | 1961 | 1961 | 1961 | 1961 | 1961
IGCC | 0 | 0 | 0 | 0 | 0 | 0
DemandResponse | 2307.31 | 2787.75 | 3373.93 | 3488.48 | 3606.92 | 3729.38
IGCC-CCS | 0 | 0 | 0 | 0 | 0 | 0
WT_off | 0 | 0 | 0 | 0 | 0 | 0
PseudoUnit | 0 | 0 | 0 | 0 | 0 | 0
FixedInterchange | 0 | 0 | 0 | 0 | 0 | 0
Total Installed Capacity by Reporting Type: PJM_ROR
ReportingType | 2015 | 2020 | 2025 | 2030 | 2035 | 2040
BM | 385 | 385 | 385 | 385 | 385 | 193
CC | 29893.25 | 39046.85 | 39046.85 | 39046.85 | 39046.85 | 39046.85
CSP | 0 | 0 | 0 | 0 | 0 | 0
CT | 29 | 29 | 29 | 29 | 29 | 29
Coal | 27126.91 | 12905.51 | 2164 | 2164 | 2164 | 2164
Geo | 0 | 0 | 0 | 0 | 0 | 0
H | 1837.4 | 2340.4 | 2340.4 | 2340.4 | 2340.4 | 2340.4
LFG | 539.4 | 1053.11 | 1053.11 | 1053.11 | 1053.11 | 1053.11
Nuc | 20038 | 20038 | 20038 | 19171 | 14896 | 10012.84
PS | 3081 | 3081 | 3081 | 3081 | 3081 | 3081
PV | 24 | 24 | 24 | 24 | 24 | 24
PeakG | 19311 | 19311 | 19311 | 19311 | 19311 | 19311
PeakO | 1742 | 1742 | 1742 | 1742 | 1742 | 1742
ST | 0 | 0 | 0 | 0 | 0 | 0
STOG | 2122 | 2122 | 2087 | 2087 | 2087 | 2087
STWD | 194 | 194 | 194 | 194 | 194 | 194
WT | 10922.7 | 11114.4 | 18351.9 | 20268.29 | 20268.29 | 20268.29
IGCC | 0 | 0 | 0 | 0 | 0 | 0
DemandResponse | 3324.65 | 6282.21 | 9765.55 | 10067.05 | 10377.87 | 10698.28
IGCC-CCS | 0 | 0 | 0 | 0 | 0 | 0
WT_off | 0 | 0 | 0 | 0 | 0 | 0
PseudoUnit | 0 | 0 | 0 | 0 | 0 | 0
FixedInterchange | 0 | 0 | 0 | 0 | 0 | 0
Total Installed Capacity by Reporting Type: SOCO
ReportingType | 2015 | 2020 | 2025 | 2030 | 2035 | 2040
BM | 55 | 55 | 55 | 55 | 55 | 55
CC | 23248.58 | 29626.67 | 29626.67 | 29626.67 | 29424.67 | 25115.63
CSP | 0 | 0 | 0 | 0 | 0 | 0
CT | 0 | 0 | 0 | 0 | 0 | 0
Coal | 6850 | 1260.43 | 0 | 0 | 0 | 0
Geo | 0 | 0 | 0 | 0 | 0 | 0
H | 4194 | 4194 | 4194 | 4194 | 4194 | 4194
LFG | 37 | 37 | 144.4 | 144.4 | 144.4 | 144.4
Nuc | 5841 | 8041 | 8041 | 10740.07 | 12858.8 | 17943.79
PS | 1675 | 1675 | 1675 | 1675 | 1675 | 1675
PV | 0 | 0 | 0 | 0 | 0 | 0
PeakG | 10713 | 10713 | 9751.52 | 7196.29 | 4349.25 | 2293.21
PeakO | 0 | 0 | 0 | 0 | 0 | 0
ST | 0 | 0 | 0 | 0 | 0 | 0
STOG | 0 | 0 | 0 | 0 | 0 | 0
STWD | 668 | 668 | 668 | 668 | 668 | 668
WT | 0 | 0 | 0 | 0 | 0 | 0
IGCC | 0 | 0 | 0 | 0 | 0 | 0
DemandResponse | 2570.49 | 4773.97 | 7215.46 | 7512.46 | 7821.68 | 8143.63
IGCC-CCS | 0 | 0 | 0 | 0 | 0 | 0
WT_off | 0 | 0 | 0 | 0 | 0 | 0
PseudoUnit | 0 | 0 | 0 | 0 | 0 | 0
FixedInterchange | 0 | 0 | 0 | 0 | 0 | 0
Total Installed Capacity by Reporting Type: SPP_N
ReportingType | 2015 | 2020 | 2025 | 2030 | 2035 | 2040
BM | 0 | 0 | 0 | 0 | 0 | 0
CC | 1386 | 1386 | 1386 | 1386 | 1386 | 1386
CSP | 0 | 0 | 0 | 0 | 0 | 0
CT | 0 | 0 | 0 | 0 | 747.21 | 941.31
Coal | 7726.53 | 4893.03 | 465.04 | 465.04 | 465.04 | 465.04
Geo | 0 | 0 | 0 | 0 | 0 | 0
H | 21 | 21 | 21 | 21 | 21 | 21
LFG | 7 | 7 | 7 | 102 | 102 | 102
Nuc | 1160 | 1160 | 1160 | 1160 | 1160 | 1160
PS | 0 | 0 | 0 | 0 | 0 | 0
PV | 0 | 0 | 0 | 0 | 0 | 0
PeakG | 4397 | 4397 | 4397 | 4397 | 4397 | 4397
PeakO | 1199 | 1199 | 1199 | 1199 | 1199 | 1199
ST | 0 | 0 | 0 | 0 | 0 | 0
STOG | 1662 | 1662 | 1662 | 1662 | 1662 | 1662
STWD | 0 | 0 | 0 | 0 | 0 | 0
WT | 1227 | 38050.51 | 56278.85 | 62205.44 | 63690.49 | 64115.87
IGCC | 0 | 0 | 0 | 0 | 0 | 0
DemandResponse | 446.68 | 920.58 | 1432.75 | 1499.14 | 1568.6 | 1641.28
IGCC-CCS | 0 | 0 | 0 | 0 | 0 | 0
WT_off | 0 | 0 | 0 | 0 | 0 | 0
PseudoUnit | 0 | 0 | 0 | 0 | 0 | 0
FixedInterchange | 0 | 0 | 0 | 0 | 0 | 0
Total Installed Capacity by Reporting Type: SPP_S
ReportingType | 2015 | 2020 | 2025 | 2030 | 2035 | 2040
BM | 0 | 0 | 0 | 0 | 0 | 0
CC | 10917 | 11886.88 | 11886.88 | 11886.88 | 12753.21 | 12753.21
CSP | 0 | 0 | 0 | 0 | 0 | 0
CT | 412.99 | 712.99 | 712.99 | 712.99 | 1242.95 | 1481.05
Coal | 10042.8 | 3742.97 | 988 | 988 | 988 | 988
Geo | 0 | 0 | 0 | 0 | 0 | 0
H | 2108 | 2108 | 2108 | 2108 | 2108 | 2108
LFG | 19 | 19 | 19 | 114 | 114 | 114
Nuc | 0.1 | 0.1 | 0.1 | 0.1 | 0.1 | 0.1
PS | 446 | 446 | 446 | 446 | 446 | 446
PV | 0 | 0 | 0 | 0 | 0 | 0
PeakG | 3443 | 3443 | 3443 | 3443 | 3443 | 3443
PeakO | 122 | 122 | 122 | 122 | 122 | 122
ST | 0 | 0 | 0 | 0 | 0 | 0
STOG | 8269.61 | 8269.61 | 8269.61 | 8269.61 | 8269.61 | 8269.61
STWD | 84 | 84 | 84 | 84 | 84 | 84
WT | 2727 | 42196.88 | 43368.38 | 45542.14 | 45542.14 | 45874.14
IGCC | 0 | 0 | 0 | 0 | 0 | 0
DemandResponse | 61.11 | 1754.28 | 3560.21 | 3675.61 | 3794.74 | 3917.74
IGCC-CCS | 0 | 0 | 0 | 0 | 0 | 0
WT_off | 0 | 0 | 0 | 0 | 0 | 0
PseudoUnit | 0 | 0 | 0 | 0 | 0 | 0
FixedInterchange | 0 | 0 | 0 | 0 | 0 | 0
Total Installed Capacity by Reporting Type: TVA
ReportingType | 2015 | 2020 | 2025 | 2030 | 2035 | 2040
BM | 0 | 0 | 0 | 0 | 0 | 0
CC | 8800.82 | 13925.07 | 13925.07 | 13925.07 | 13925.07 | 13925.07
CSP | 0 | 0 | 0 | 0 | 0 | 0
CT | 0 | 0 | 0 | 0 | 0 | 0
Coal | 5029.7 | 2626.89 | 792.62 | 0 | 0 | 0
Geo | 0 | 0 | 0 | 0 | 0 | 0
H | 5111 | 5111 | 5111 | 5138 | 5138 | 5138
LFG | 13 | 13 | 120.4 | 120.4 | 120.4 | 120.4
Nuc | 8394.89 | 8394.89 | 8394.89 | 8394.89 | 10705.58 | 9887.72
PS | 1743 | 1743 | 1743 | 1743 | 1743 | 1743
PV | 0 | 0 | 0 | 0 | 0 | 0
PeakG | 5865 | 5865 | 5865 | 5865 | 5865 | 5865
PeakO | 83 | 83 | 83 | 83 | 83 | 0
ST | 0 | 0 | 0 | 0 | 0 | 0
STOG | 0 | 0 | 0 | 0 | 0 | 0
STWD | 5 | 5 | 5 | 5 | 5 | 5
WT | 29 | 29 | 29 | 29 | 29 | 29
IGCC | 0 | 0 | 0 | 0 | 0 | 0
DemandResponse | 1805 | 2555.95 | 3357.9 | 3440.97 | 3526.11 | 3613.35
IGCC-CCS | 0 | 0 | 0 | 0 | 0 | 0
WT_off | 0 | 0 | 0 | 0 | 0 | 0
PseudoUnit | 0 | 0 | 0 | 0 | 0 | 0
FixedInterchange | 0 | 0 | 0 | 0 | 0 | 0
Total Installed Capacity by Reporting Type: TVA_Transmission
ReportingType | 2015 | 2020 | 2025 | 2030 | 2035 | 2040
BM | 0 | 0 | 0 | 0 | 0 | 0
CC | 0 | 0 | 0 | 0 | 0 | 0
CSP | 0 | 0 | 0 | 0 | 0 | 0
CT | 0 | 0 | 0 | 0 | 0 | 0
Coal | 0 | 0 | 0 | 0 | 0 | 0
Geo | 0 | 0 | 0 | 0 | 0 | 0
H | 0 | 0 | 0 | 0 | 0 | 0
LFG | 0 | 0 | 0 | 0 | 0 | 0
Nuc | 0 | 0 | 0 | 0 | 0 | 0
PS | 0 | 0 | 0 | 0 | 0 | 0
PV | 0 | 0 | 0 | 0 | 0 | 0
PeakG | 0 | 0 | 0 | 0 | 0 | 0
PeakO | 0 | 0 | 0 | 0 | 0 | 0
ST | 0 | 0 | 0 | 0 | 0 | 0
STOG | 0 | 0 | 0 | 0 | 0 | 0
STWD | 0 | 0 | 0 | 0 | 0 | 0
WT | 0 | 0 | 0 | 0 | 0 | 0
IGCC | 0 | 0 | 0 | 0 | 0 | 0
DemandResponse | 0 | 0 | 0 | 0 | 0 | 0
IGCC-CCS | 0 | 0 | 0 | 0 | 0 | 0
WT_off | 0 | 0 | 0 | 0 | 0 | 0
PseudoUnit | 0 | 0 | 0 | 0 | 0 | 0
FixedInterchange | 0 | 0 | 0 | 0 | 0 | 0
Total Installed Capacity by Reporting Type: VACAR
ReportingType | 2015 | 2020 | 2025 | 2030 | 2035 | 2040
BM | 0.92 | 171.13 | 709.69 | 722.42 | 722.42 | 770
CC | 20112.98 | 20112.98 | 20112.98 | 20112.98 | 19927.98 | 16476.74
CSP | 0 | 0 | 0 | 0 | 0 | 0
CT | 717.2 | 717.2 | 717.2 | 0 | 0 | 0
Coal | 7524.82 | 5682.34 | 4657.35 | 825 | 825 | 825
Geo | 0 | 0 | 0 | 0 | 0 | 0
H | 2122 | 2122 | 2122 | 2122 | 2122 | 2122
LFG | 63.34 | 170.4 | 170.4 | 170.4 | 170.4 | 170.4
Nuc | 11430 | 13760 | 13760 | 18360.22 | 18191.1 | 25744.66
PS | 2616 | 2616 | 2616 | 2616 | 2616 | 2616
PV | 16 | 149.61 | 151.95 | 152.75 | 152.75 | 155.75
PeakG | 8308 | 8308 | 8308 | 8308 | 8308 | 6343.44
PeakO | 1268 | 1268 | 1268 | 1268 | 468.58 | 0
ST | 0 | 0 | 0 | 0 | 0 | 0
STOG | 92 | 92 | 92 | 0 | 0 | 0
STWD | 281 | 281 | 281 | 281 | 281 | 281
WT | 0.9 | 3500 | 3500 | 3500 | 3500 | 3500
IGCC | 0 | 0 | 0 | 0 | 0 | 0
DemandResponse | 2339.28 | 3868.22 | 5651.52 | 5928.05 | 6218.12 | 6522.37
IGCC-CCS | 0 | 0 | 0 | 0 | 0 | 0
WT_off | 1 | 1 | 1 | 1 | 1 | 1
PseudoUnit | 0 | 0 | 0 | 0 | 0 | 0
FixedInterchange | 0 | 0 | 0 | 0 | 0 | 0
Total Installed Capacity by Reporting Type: IESO
ReportingType | 2015 | 2020 | 2025 | 2030 | 2035 | 2040
BM | 326.33 | 326.33 | 326.33 | 326.33 | 326.33 | 326.33
CC | 1263 | 1263 | 1263 | 1263 | 1263 | 1263
CSP | 0 | 0 | 0 | 0 | 0 | 0
CT | 368 | 368 | 368 | 368 | 0 | 0
Coal | 0 | 0 | 0 | 0 | 0 | 0
Geo | 0 | 0 | 0 | 0 | 0 | 0
H | 8693.3 | 8693.3 | 8693.3 | 8943.3 | 8943.3 | 8943.3
LFG | 117.5 | 117.5 | 117.5 | 118 | 118 | 118
Nuc | 13018 | 13018 | 13018 | 13018 | 11988 | 10448
PS | 123 | 123 | 123 | 123 | 123 | 123
PV | 1097.26 | 1097.26 | 1097.26 | 1097.26 | 30 | 30
PeakG | 0 | 0 | 0 | 0 | 0 | 0
PeakO | 0 | 0 | 0 | 0 | 0 | 0
ST | 0 | 0 | 0 | 0 | 0 | 0
STOG | 0 | 0 | 0 | 0 | 0 | 0
STWD | 139 | 139 | 139 | 139 | 139 | 139
WT | 3385.9 | 3385.9 | 3385.9 | 3385.9 | 3385.9 | 3385.9
IGCC | 0 | 0 | 0 | 0 | 0 | 0
DemandResponse | 1958.79 | 2066.83 | 2340.54 | 2421.21 | 2504.65 | 2590.98
IGCC-CCS | 0 | 0 | 0 | 0 | 0 | 0
WT_off | 0 | 0 | 0 | 0 | 0 | 0
PseudoUnit | 0 | 0 | 0 | 0 | 0 | 0
FixedInterchange | 0 | 0 | 0 | 0 | 0 | 0
Total Installed Capacity by Reporting Type: MAPP_CA
ReportingType | 2015 | 2020 | 2025 | 2030 | 2035 | 2040
BM | 0 | 0 | 0 | 0 | 0 | 0
CC | 1012.76 | 1012.76 | 281.76 | 281.76 | 281.76 | 0
CSP | 0 | 0 | 0 | 0 | 0 | 0
CT | 0 | 0 | 0 | 0 | 0 | 0
Coal | 669.06 | 108.73 | 0 | 0 | 0 | 0
Geo | 0 | 0 | 0 | 0 | 0 | 0
H | 6475.4 | 7170.4 | 8665.4 | 10297.59 | 10297.59 | 10297.59
LFG | 0 | 0 | 0 | 0 | 0 | 0
Nuc | 0.1 | 0.1 | 0.1 | 0.1 | 0.1 | 0.1
PS | 0 | 0 | 0 | 0 | 0 | 0
PV | 0 | 0 | 0 | 0 | 0 | 0
PeakG | 559 | 559 | 0 | 0 | 0 | 0
PeakO | 4 | 4 | 0 | 0 | 0 | 0
ST | 0 | 0 | 0 | 0 | 0 | 0
STOG | 126 | 126 | 0 | 0 | 0 | 0
STWD | 0 | 0 | 0 | 0 | 0 | 0
WT | 577.4 | 577.4 | 577.4 | 577.4 | 275 | 275
IGCC | 0 | 0 | 0 | 0 | 0 | 0
DemandResponse | 89.5 | 308.14 | 546.73 | 568.39 | 590.9 | 614.31
IGCC-CCS | 0 | 0 | 0 | 0 | 0 | 0
WT_off | 0 | 0 | 0 | 0 | 0 | 0
PseudoUnit | 0 | 0 | 0 | 0 | 0 | 0
FixedInterchange | 0 | 0 | 0 | 0 | 0 | 0
Total Installed Capacity by Reporting Type: AZ_NM_SNV_Coal
ReportingType | 2015 | 2020 | 2025 | 2030 | 2035 | 2040
BM | 0 | 0 | 0 | 0 | 0 | 0
CC | 0 | 0 | 0 | 0 | 0 | 0
CSP | 0 | 0 | 0 | 0 | 0 | 0
CT | 0 | 0 | 0 | 0 | 0 | 0
Coal | 7481.13 | 6456.13 | 3885.39 | 0 | 0 | 0
Geo | 0 | 0 | 0 | 0 | 0 | 0
H | 0 | 0 | 0 | 0 | 0 | 0
LFG | 0 | 0 | 0 | 0 | 0 | 0
Nuc | 0 | 0 | 0 | 0 | 0 | 0
PS | 0 | 0 | 0 | 0 | 0 | 0
PV | 0 | 0 | 0 | 0 | 0 | 0
PeakG | 0 | 0 | 0 | 0 | 0 | 0
PeakO | 200 | 200 | 200 | 200 | 200 | 200
ST | 0 | 0 | 0 | 0 | 0 | 0
STOG | 0 | 0 | 0 | 0 | 0 | 0
STWD | 0 | 0 | 0 | 0 | 0 | 0
WT | 0 | 0 | 0 | 0 | 0 | 0
IGCC | 0 | 0 | 0 | 0 | 0 | 0
DemandResponse | 0 | 0 | 0 | 0 | 0 | 0
IGCC-CCS | 0 | 0 | 0 | 0 | 0 | 0
WT_off | 0 | 0 | 0 | 0 | 0 | 0
PseudoUnit | 0 | 0 | 0 | 0 | 0 | 0
FixedInterchange | 0 | 0 | 0 | 0 | 0 | 0
Total Installed Capacity by Reporting Type: AZ_NM_SNV_Gas
ReportingType | 2015 | 2020 | 2025 | 2030 | 2035 | 2040
BM | 0 | 0 | 0 | 0 | 0 | 0
CC | 15245 | 16887.37 | 16887.37 | 16343.91 | 15278.23 | 14566.81
CSP | 0 | 0 | 0 | 0 | 0 | 0
CT | 736 | 736 | 736 | 736 | 0 | 0
Coal | 0 | 0 | 0 | 0 | 0 | 0
Geo | 0 | 0 | 0 | 0 | 0 | 0
H | 0 | 0 | 0 | 0 | 0 | 0
LFG | 0 | 0 | 0 | 0 | 0 | 0
Nuc | 0 | 0 | 0 | 0 | 0 | 0
PS | 0 | 0 | 0 | 0 | 0 | 0
PV | 0 | 0 | 0 | 0 | 0 | 0
PeakG | 3660 | 3660 | 3660 | 3660 | 3660 | 3660
PeakO | 0 | 0 | 0 | 0 | 0 | 0
ST | 0 | 0 | 0 | 0 | 0 | 0
STOG | 0 | 0 | 0 | 0 | 0 | 0
STWD | 0 | 0 | 0 | 0 | 0 | 0
WT | 0 | 0 | 0 | 0 | 0 | 0
IGCC | 0 | 0 | 0 | 0 | 0 | 0
DemandResponse | 334.55 | 1076.71 | 1928.33 | 2059.84 | 2196.64 | 2344.36
IGCC-CCS | 0 | 0 | 0 | 0 | 0 | 0
WT_off | 0 | 0 | 0 | 0 | 0 | 0
PseudoUnit | 0 | 0 | 0 | 0 | 0 | 0
FixedInterchange | 0 | 0 | 0 | 0 | 0 | 0
Total Installed Capacity by Reporting Type: AZ_NM_SNV_NucRenew
ReportingType | 2015 | 2020 | 2025 | 2030 | 2035 | 2040
BM | 0 | 0 | 0 | 0 | 0 | 0
CC | 0 | 0 | 0 | 0 | 0 | 0
CSP | 0 | 0 | 0 | 0 | 0 | 0
CT | 0 | 0 | 0 | 0 | 0 | 0
Coal | 0 | 0 | 0 | 0 | 0 | 0
Geo | 0 | 147.11 | 1450 | 1450 | 1450 | 1450
H | 3131 | 3131 | 3131 | 3131 | 3131 | 3131
LFG | 7 | 7 | 67.67 | 67.67 | 67.67 | 67.67
Nuc | 3875 | 3875 | 3875 | 8048.23 | 11353.08 | 11916.78
PS | 216 | 216 | 216 | 216 | 216 | 216
PV | 148.7 | 148.7 | 148.7 | 148.7 | 148.7 | 148.7
PeakG | 0 | 0 | 0 | 0 | 0 | 0
PeakO | 0 | 0 | 0 | 0 | 0 | 0
ST | 280 | 725.61 | 953.39 | 963.12 | 963.12 | 963.12
STOG | 0 | 0 | 0 | 0 | 0 | 0
STWD | 26 | 26 | 26 | 26 | 26 | 26
WT | 525.1 | 12314.92 | 12339.99 | 12474.44 | 13156.42 | 13156.42
IGCC | 0 | 0 | 0 | 0 | 0 | 0
DemandResponse | 0 | 0 | 0 | 0 | 0 | 0
IGCC-CCS | 0 | 0 | 0 | 0 | 0 | 0
WT_off | 0 | 0 | 0 | 0 | 0 | 0
PseudoUnit | 0 | 0 | 0 | 0 | 0 | 0
FixedInterchange | 0 | 0 | 0 | 0 | 0 | 0
Total Installed Capacity by Reporting Type: ERCOT
ReportingType | 2015 | 2020 | 2025 | 2030 | 2035 | 2040
BM | 145 | 145 | 145 | 145 | 145 | 145
CC | 48011.13 | 48011.13 | 48011.13 | 48011.13 | 48011.13 | 47518.13
CSP | 0 | 0 | 0 | 0 | 0 | 0
CT | 250 | 250 | 250 | 250 | 0 | 0
Coal | 4837 | 3365 | 2020 | 2020 | 2020 | 2020
Geo | 0 | 0 | 0 | 0 | 0 | 0
H | 565 | 565 | 565 | 565 | 565 | 565
LFG | 75 | 75 | 429 | 429 | 429 | 429
Nuc | 5091 | 5091 | 5091 | 5091 | 9299.39 | 12719.53
PS | 0 | 0 | 0 | 0 | 0 | 0
PV | 15 | 15 | 15 | 15 | 1 | 1
PeakG | 4768 | 4768 | 4768 | 4768 | 4768 | 4768
PeakO | 51 | 51 | 51 | 51 | 51 | 51
ST | 0 | 0 | 0 | 0 | 0 | 0
STOG | 11384.31 | 11353.92 | 7625.02 | 6711.03 | 2501.42 | 0
STWD | 0 | 0 | 0 | 0 | 0 | 0
WT | 9280.1 | 9280.1 | 28734.41 | 28734.41 | 28734.42 | 28988.02
IGCC | 0 | 0 | 0 | 0 | 0 | 0
DemandResponse | 740.81 | 3617.73 | 6720.3 | 6926.25 | 7155.61 | 7391.29
IGCC-CCS | 0 | 0 | 0 | 0 | 0 | 0
WT_off | 0 | 0 | 0 | 0 | 0 | 0
PseudoUnit | 0 | 0 | 0 | 0 | 0 | 0
FixedInterchange | 0 | 0 | 0 | 0 | 0 | 0
Total Installed Capacity by Reporting Type: NP15
ReportingType | 2015 | 2020 | 2025 | 2030 | 2035 | 2040
BM | 0 | 0 | 0 | 0 | 0 | 0
CC | 9815.18 | 9815.18 | 9815.18 | 9815.18 | 9815.18 | 9815.18
CSP | 0 | 0 | 0 | 0 | 0 | 0
CT | 212.6 | 212.6 | 212.6 | 212.6 | 212.6 | 212.6
Coal | 191.9 | 0 | 0 | 0 | 0 | 0
Geo | 1123 | 1123 | 1723 | 1723 | 1723 | 1723
H | 8825 | 8825 | 8825 | 8825 | 8825 | 8825
LFG | 85 | 463.43 | 650 | 650 | 650 | 650
Nuc | 2300 | 2300 | 2300 | 6396.06 | 8167.75 | 11155.27
PS | 2257 | 2257 | 2257 | 2257 | 2257 | 2257
PV | 59.5 | 59.5 | 59.5 | 59.5 | 53 | 53
PeakG | 3265 | 3265 | 3265 | 3265 | 3265 | 3265
PeakO | 350 | 350 | 350 | 350 | 350 | 350
ST | 29 | 29 | 29 | 29 | 29 | 29
STOG | 2383.93 | 2383.93 | 2383.93 | 1859.2 | 1859.2 | 1859.2
STWD | 442 | 442 | 442 | 442 | 442 | 442
WT | 1193.2 | 4492 | 4492 | 4492 | 4492 | 4492
IGCC | 0 | 0 | 0 | 0 | 0 | 0
DemandResponse | 1828.06 | 1875.2 | 2034.02 | 2149.8 | 2261.58 | 2376.93
IGCC-CCS | 0 | 0 | 0 | 0 | 0 | 0
WT_off | 0 | 0 | 0 | 0 | 0 | 0
PseudoUnit | 0 | 0 | 0 | 0 | 0 | 0
FixedInterchange | 0 | 0 | 0 | 0 | 0 | 0
Total Installed Capacity by Reporting Type: NWPP_Coal
ReportingType | 2015 | 2020 | 2025 | 2030 | 2035 | 2040
BM | 0 | 0 | 0 | 0 | 0 | 0
CC | 0 | 0 | 0 | 0 | 0 | 0
CSP | 0 | 0 | 0 | 0 | 0 | 0
CT | 0 | 0 | 0 | 0 | 0 | 0
Coal | 5874.75 | 4449.05 | 226.8 | 226.8 | 226.8 | 226.8
Geo | 0 | 0 | 0 | 0 | 0 | 0
H | 0 | 0 | 0 | 0 | 0 | 0
LFG | 0 | 0 | 0 | 0 | 0 | 0
Nuc | 0 | 0 | 0 | 0 | 0 | 0
PS | 0 | 0 | 0 | 0 | 0 | 0
PV | 0 | 0 | 0 | 0 | 0 | 0
PeakG | 0 | 0 | 0 | 0 | 0 | 0
PeakO | 0 | 0 | 0 | 0 | 0 | 0
ST | 0 | 0 | 0 | 0 | 0 | 0
STOG | 0 | 0 | 0 | 0 | 0 | 0
STWD | 0 | 0 | 0 | 0 | 0 | 0
WT | 0 | 0 | 0 | 0 | 0 | 0
IGCC | 0 | 0 | 0 | 0 | 0 | 0
DemandResponse | 0 | 0 | 0 | 0 | 0 | 0
IGCC-CCS | 0 | 0 | 0 | 0 | 0 | 0
WT_off | 0 | 0 | 0 | 0 | 0 | 0
PseudoUnit | 0 | 0 | 0 | 0 | 0 | 0
FixedInterchange | 0 | 0 | 0 | 0 | 0 | 0
Total Installed Capacity by Reporting Type: NWPP_Gas
ReportingType | 2015 | 2020 | 2025 | 2030 | 2035 | 2040
BM | 0 | 0 | 0 | 0 | 0 | 0
CC | 6627 | 8633.63 | 8633.63 | 3127.56 | 2306.63 | 2006.63
CSP | 0 | 0 | 0 | 0 | 0 | 0
CT | 150 | 150 | 150 | 150 | 0 | 0
Coal | 0 | 0 | 0 | 0 | 0 | 0
Geo | 0 | 0 | 0 | 0 | 0 | 0
H | 0 | 0 | 0 | 0 | 0 | 0
LFG | 0 | 0 | 0 | 0 | 0 | 0
Nuc | 0 | 0 | 0 | 0 | 0 | 0
PS | 0 | 0 | 0 | 0 | 0 | 0
PV | 0 | 0 | 0 | 0 | 0 | 0
PeakG | 0 | 0 | 0 | 0 | 0 | 0
PeakO | 0 | 0 | 0 | 0 | 0 | 0
ST | 0 | 0 | 0 | 0 | 0 | 0
STOG | 0 | 0 | 0 | 0 | 0 | 0
STWD | 0 | 0 | 0 | 0 | 0 | 0
WT | 0 | 0 | 0 | 0 | 0 | 0
IGCC | 0 | 0 | 0 | 0 | 0 | 0
DemandResponse | 0.01 | 953.34 | 1988.72 | 2091.14 | 2193.74 | 2298.72
IGCC-CCS | 0 | 0 | 0 | 0 | 0 | 0
WT_off | 0 | 0 | 0 | 0 | 0 | 0
PseudoUnit | 0 | 0 | 0 | 0 | 0 | 0
FixedInterchange | 0 | 0 | 0 | 0 | 0 | 0
Total Installed Capacity by Reporting Type: NWPP_NucRenew
ReportingType | 2015 | 2020 | 2025 | 2030 | 2035 | 2040
BM | 32.55 | 32.55 | 32.55 | 32.55 | 32.55 | 32.55
CC | 0 | 0 | 0 | 0 | 0 | 0
CSP | 0 | 0 | 0 | 0 | 0 | 0
CT | 0 | 0 | 0 | 0 | 0 | 0
Coal | 0 | 0 | 0 | 0 | 0 | 0
Geo | 404.2 | 404.2 | 838.2 | 838.2 | 838.2 | 838.2
H | 33736 | 33736 | 33736 | 33736 | 33736 | 33736
LFG | 128.5 | 128.5 | 373 | 373 | 373 | 373
Nuc | 1131 | 1131 | 1131 | 9180.13 | 9641.71 | 12998.08
PS | 258 | 258 | 258 | 258 | 258 | 258
PV | 3 | 3 | 3 | 3 | 3 | 3
PeakG | 0 | 0 | 0 | 0 | 0 | 0
PeakO | 0 | 0 | 0 | 0 | 0 | 0
ST | 0 | 0 | 0 | 0 | 0 | 0
STOG | 0 | 0 | 0 | 0 | 0 | 0
STWD | 561 | 561 | 561 | 561 | 561 | 561
WT | 6865.3 | 6865.3 | 6865.3 | 6865.3 | 6865.3 | 6865.3
IGCC | 0 | 0 | 0 | 0 | 0 | 0
DemandResponse | 0 | 0 | 0 | 0 | 0 | 0
IGCC-CCS | 0 | 0 | 0 | 0 | 0 | 0
WT_off | 0 | 0 | 0 | 0 | 0 | 0
PseudoUnit | 0 | 0 | 0 | 0 | 0 | 0
FixedInterchange | 0 | 0 | 0 | 0 | 0 | 0
Total Installed Capacity by Reporting Type: RMPA
ReportingType | 2015 | 2020 | 2025 | 2030 | 2035 | 2040
BM | 0 | 0 | 0 | 0 | 0 | 0
CC | 2686 | 4086.02 | 4086.02 | 4086.02 | 4086.02 | 4086.02
CSP | 0 | 0 | 0 | 0 | 0 | 0
CT | 152 | 152 | 152 | 152 | 0 | 0
Coal | 6769.3 | 5018.25 | 1758.73 | 1167.3 | 1167.3 | 1167.3
Geo | 0 | 477.89 | 2570 | 2570 | 2570 | 2570
H | 982 | 982 | 982 | 982 | 982 | 982
LFG | 7.4 | 7.4 | 36.33 | 36.33 | 36.33 | 36.33
Nuc | 0.1 | 0.1 | 0.1 | 1767.44 | 1863.76 | 2111.9
PS | 563 | 563 | 563 | 563 | 563 | 563
PV | 21 | 21 | 21 | 21 | 21 | 21
PeakG | 2904 | 2904 | 2904 | 2904 | 2904 | 2904
PeakO | 0 | 0 | 0 | 0 | 0 | 0
ST | 3 | 370.43 | 370.43 | 375.89 | 375.89 | 375.89
STOG | 0 | 0 | 0 | 0 | 0 | 0
STWD | 0 | 0 | 0 | 0 | 0 | 0
WT | 2113.4 | 5658.61 | 5658.61 | 6195.18 | 6195.18 | 6330.91
IGCC | 0 | 0 | 0 | 0 | 0 | 0
DemandResponse | 486.05 | 622.89 | 804.5 | 856.88 | 912.57 | 971.91
IGCC-CCS | 0 | 0 | 0 | 0 | 0 | 0
WT_off | 0 | 0 | 0 | 0 | 0 | 0
PseudoUnit | 0 | 0 | 0 | 0 | 0 | 0
FixedInterchange | 0 | 0 | 0 | 0 | 0 | 0
Total Installed Capacity by Reporting Type: SP15
ReportingType | 2015 | 2020 | 2025 | 2030 | 2035 | 2040
BM | 6 | 6 | 6 | 6 | 6 | 6
CC | 13130.94 | 14520.82 | 14731.38 | 14731.38 | 14731.38 | 14731.38
CSP | 0 | 0 | 0 | 0 | 0 | 0
CT | 0 | 0 | 0 | 0 | 0 | 0
Coal | 185.7 | 101.2 | 0 | 0 | 0 | 0
Geo | 963 | 2413 | 2413 | 2413 | 2413 | 2413
H | 1163 | 1163 | 1163 | 1163 | 1163 | 1163
LFG | 223.2 | 779 | 779 | 779 | 779 | 779
Nuc | 2250 | 2250 | 2250 | 2250 | 2250 | 3606.53
PS | 1440 | 1440 | 1440 | 1440 | 1440 | 1440
PV | 126.8 | 126.8 | 126.8 | 126.8 | 126.8 | 126.8
PeakG | 4309 | 4309 | 4309 | 4309 | 4309 | 4309
PeakO | 51 | 51 | 51 | 51 | 51 | 51
ST | 448 | 448 | 448 | 448 | 448 | 448
STOG | 5899.64 | 5899.64 | 5899.64 | 5064.97 | 5064.97 | 5064.97
STWD | 119 | 119 | 119 | 119 | 119 | 119
WT | 2207.8 | 3105.46 | 13628.83 | 16372.8 | 16372.8 | 16372.8
IGCC | 0 | 0 | 0 | 0 | 0 | 0
DemandResponse | 2613.15 | 2728.17 | 2959.23 | 3127.67 | 3290.3 | 3458.12
IGCC-CCS | 0 | 0 | 0 | 0 | 0 | 0
WT_off | 0 | 0 | 0 | 0 | 0 | 0
PseudoUnit | 0 | 0 | 0 | 0 | 0 | 0
FixedInterchange | 0 | 0 | 0 | 0 | 0 | 0
Total Installed Capacity by Reporting Type: ALB
ReportingType | 2015 | 2020 | 2025 | 2030 | 2035 | 2040
BM | 0 | 0 | 0 | 0 | 0 | 0
CC | 2202 | 2202 | 2202 | 0 | 0 | 0
CSP | 0 | 0 | 0 | 0 | 0 | 0
CT | 201.5 | 201.5 | 201.5 | 201.5 | 97.49 | 97.49
Coal | 6240.83 | 6240.83 | 6240.83 | 495 | 495 | 495
Geo | 0 | 0 | 0 | 0 | 0 | 0
H | 912 | 912 | 912 | 912 | 912 | 912
LFG | 10 | 10 | 10 | 10 | 10 | 10
Nuc | 0.1 | 0.1 | 0.1 | 8808.43 | 8827.64 | 9225.45
PS | 0 | 0 | 0 | 0 | 0 | 0
PV | 0 | 0 | 0 | 0 | 0 | 0
PeakG | 992.75 | 992.75 | 992.75 | 992.75 | 992.75 | 992.75
PeakO | 0 | 0 | 0 | 0 | 0 | 0
ST | 0 | 0 | 0 | 0 | 0 | 0
STOG | 0 | 0 | 0 | 0 | 0 | 0
STWD | 174 | 174 | 174 | 174 | 174 | 174
WT | 672 | 672 | 672 | 672 | 672 | 672
IGCC | 0 | 0 | 0 | 0 | 0 | 0
DemandResponse | 105.16 | 361.08 | 660.83 | 708.64 | 759.9 | 814.88
IGCC-CCS | 0 | 0 | 0 | 0 | 0 | 0
WT_off | 0 | 0 | 0 | 0 | 0 | 0
PseudoUnit | 0 | 0 | 0 | 0 | 0 | 0
FixedInterchange | 0 | 0 | 0 | 0 | 0 | 0
Total Installed Capacity by Reporting Type: BC
ReportingType | 2015 | 2020 | 2025 | 2030 | 2035 | 2040
BM | 0 | 0 | 0 | 0 | 0 | 0
CC | 593.34 | 593.34 | 593.34 | 420.47 | 420.47 | 32.13
CSP | 0 | 0 | 0 | 0 | 0 | 0
CT | 0 | 0 | 0 | 0 | 0 | 0
Coal | 0 | 0 | 0 | 0 | 0 | 0
Geo | 0 | 0 | 0 | 0 | 0 | 0
H | 12161 | 12161 | 12161 | 12161 | 12161 | 12161
LFG | 24 | 24 | 24 | 24 | 24 | 24
Nuc | 0.1 | 0.1 | 0.1 | 630.76 | 699.97 | 762.55
PS | 0 | 0 | 0 | 0 | 0 | 0
PV | 0 | 0 | 0 | 0 | 0 | 0
PeakG | 0 | 0 | 0 | 0 | 0 | 0
PeakO | 0 | 0 | 0 | 0 | 0 | 0
ST | 0 | 0 | 0 | 0 | 0 | 0
STOG | 0 | 0 | 0 | 0 | 0 | 0
STWD | 510 | 510 | 510 | 510 | 510 | 510
WT | 246 | 246 | 246 | 246 | 246 | 246
IGCC | 0 | 0 | 0 | 0 | 0 | 0
DemandResponse | 0.01 | 264.69 | 555.31 | 582.51 | 611.05 | 640.98
IGCC-CCS | 0 | 0 | 0 | 0 | 0 | 0
WT_off | 0 | 0 | 0 | 0 | 0 | 0
PseudoUnit | 0 | 0 | 0 | 0 | 0 | 0
FixedInterchange | 0 | 0 | 0 | 0 | 0 | 0
Total Installed Capacity by Reporting Type: HQ_IESO
ReportingType | 2015 | 2020 | 2025 | 2030 | 2035 | 2040
BM | 0 | 0 | 0 | 0 | 0 | 0
CC | 0 | 0 | 0 | 0 | 0 | 0
CSP | 0 | 0 | 0 | 0 | 0 | 0
CT | 0 | 0 | 0 | 0 | 0 | 0
Coal | 0 | 0 | 0 | 0 | 0 | 0
Geo | 0 | 0 | 0 | 0 | 0 | 0
H | 0 | 0 | 0 | 0 | 0 | 0
LFG | 0 | 0 | 0 | 0 | 0 | 0
Nuc | 0.1 | 0.1 | 0.1 | 0.1 | 0.1 | 0.1
PS | 0 | 0 | 0 | 0 | 0 | 0
PV | 0 | 0 | 0 | 0 | 0 | 0
PeakG | 0 | 0 | 0 | 0 | 0 | 0
PeakO | 0 | 0 | 0 | 0 | 0 | 0
ST | 0 | 0 | 0 | 0 | 0 | 0
STOG | 0 | 0 | 0 | 0 | 0 | 0
STWD | 0 | 0 | 0 | 0 | 0 | 0
WT | 0 | 0 | 0 | 0 | 0 | 0
IGCC | 0 | 0 | 0 | 0 | 0 | 0
DemandResponse | 0 | 0 | 0 | 0 | 0 | 0
IGCC-CCS | 0 | 0 | 0 | 0 | 0 | 0
WT_off | 0 | 0 | 0 | 0 | 0 | 0
PseudoUnit | 0 | 0 | 0 | 0 | 0 | 0
FixedInterchange | 3000 | 3000 | 3000 | 3000 | 3000 | 3000
Total Installed Capacity by Reporting Type: HQ_NEISO
ReportingType | 2015 | 2020 | 2025 | 2030 | 2035 | 2040
BM | 0 | 0 | 0 | 0 | 0 | 0
CC | 0 | 0 | 0 | 0 | 0 | 0
CSP | 0 | 0 | 0 | 0 | 0 | 0
CT | 0 | 0 | 0 | 0 | 0 | 0
Coal | 0 | 0 | 0 | 0 | 0 | 0
Geo | 0 | 0 | 0 | 0 | 0 | 0
H | 0 | 0 | 0 | 0 | 0 | 0
LFG | 0 | 0 | 0 | 0 | 0 | 0
Nuc | 0.1 | 0.1 | 0.1 | 0.1 | 0.1 | 0.1
PS | 0 | 0 | 0 | 0 | 0 | 0
PV | 0 | 0 | 0 | 0 | 0 | 0
PeakG | 0 | 0 | 0 | 0 | 0 | 0
PeakO | 0 | 0 | 0 | 0 | 0 | 0
ST | 0 | 0 | 0 | 0 | 0 | 0
STOG | 0 | 0 | 0 | 0 | 0 | 0
STWD | 0 | 0 | 0 | 0 | 0 | 0
WT | 0 | 0 | 0 | 0 | 0 | 0
IGCC | 0 | 0 | 0 | 0 | 0 | 0
DemandResponse | 0 | 0 | 0 | 0 | 0 | 0
IGCC-CCS | 0 | 0 | 0 | 0 | 0 | 0
WT_off | 0 | 0 | 0 | 0 | 0 | 0
PseudoUnit | 0 | 0 | 0 | 300 | 300 | 300
FixedInterchange | 2920 | 2920 | 2920 | 2920 | 2920 | 2920
Total Installed Capacity by Reporting Type: HQ_NY
ReportingType | 2015 | 2020 | 2025 | 2030 | 2035 | 2040
BM | 0 | 0 | 0 | 0 | 0 | 0
CC | 0 | 0 | 0 | 0 | 0 | 0
CSP | 0 | 0 | 0 | 0 | 0 | 0
CT | 0 | 0 | 0 | 0 | 0 | 0
Coal | 0 | 0 | 0 | 0 | 0 | 0
Geo | 0 | 0 | 0 | 0 | 0 | 0
H | 0 | 0 | 0 | 0 | 0 | 0
LFG | 0 | 0 | 0 | 0 | 0 | 0
Nuc | 0.1 | 0.1 | 0.1 | 0.1 | 0.1 | 0.1
PS | 0 | 0 | 0 | 0 | 0 | 0
PV | 0 | 0 | 0 | 0 | 0 | 0
PeakG | 0 | 0 | 0 | 0 | 0 | 0
PeakO | 0 | 0 | 0 | 0 | 0 | 0
ST | 0 | 0 | 0 | 0 | 0 | 0
STOG | 0 | 0 | 0 | 0 | 0 | 0
STWD | 0 | 0 | 0 | 0 | 0 | 0
WT | 0 | 0 | 0 | 0 | 0 | 0
IGCC | 0 | 0 | 0 | 0 | 0 | 0
DemandResponse | 0 | 0 | 0 | 0 | 0 | 0
IGCC-CCS | 0 | 0 | 0 | 0 | 0 | 0
WT_off | 0 | 0 | 0 | 0 | 0 | 0
PseudoUnit | 0 | 0 | 2500 | 2500 | 2500 | 2500
FixedInterchange | 1500 | 1500 | 1500 | 1500 | 1500 | 1500
Total Installed Capacity by Reporting Type: MARITIMES
ReportingType | 2015 | 2020 | 2025 | 2030 | 2035 | 2040
BM | 0 | 0 | 0 | 0 | 0 | 0
CC | 0 | 0 | 0 | 0 | 0 | 0
CSP | 0 | 0 | 0 | 0 | 0 | 0
CT | 0 | 0 | 0 | 0 | 0 | 0
Coal | 0 | 0 | 0 | 0 | 0 | 0
Geo | 0 | 0 | 0 | 0 | 0 | 0
H | 0 | 0 | 0 | 0 | 0 | 0
LFG | 0 | 0 | 0 | 0 | 0 | 0
Nuc | 0.1 | 0.1 | 0.1 | 0.1 | 0.1 | 0.1
PS | 0 | 0 | 0 | 0 | 0 | 0
PV | 0 | 0 | 0 | 0 | 0 | 0
PeakG | 0 | 0 | 0 | 0 | 0 | 0
PeakO | 0 | 0 | 0 | 0 | 0 | 0
ST | 0 | 0 | 0 | 0 | 0 | 0
STOG | 0 | 0 | 0 | 0 | 0 | 0
STWD | 0 | 0 | 0 | 0 | 0 | 0
WT | 0 | 0 | 0 | 0 | 0 | 0
IGCC | 0 | 0 | 0 | 0 | 0 | 0
DemandResponse | 0 | 0 | 0 | 0 | 0 | 0
IGCC-CCS | 0 | 0 | 0 | 0 | 0 | 0
WT_off | 0 | 0 | 0 | 0 | 0 | 0
PseudoUnit | 0 | 0 | 0 | 500 | 500 | 500
FixedInterchange | 1400 | 1400 | 1400 | 1400 | 1400 | 1400
Total Installed Capacity by Reporting Type: All
ReportingType | 2015 | 2020 | 2025 | 2030 | 2035 | 2040
BM | 1251 | 1421.21 | 1959.77 | 1972.51 | 1972.51 | 1828.09
CC | 310199.93 | 365041.78 | 361933.8 | 345779.35 | 352522.84 | 354379.33
CSP | 0 | 0 | 0 | 0 | 0 | 0
CT | 6393.79 | 6866.21 | 6866.21 | 6610.7 | 3682.84 | 7286.3
Coal | 161581.15 | 81959.07 | 39268.77 | 15173.77 | 14996.84 | 14332.13
Geo | 2534.2 | 4609.2 | 9038.2 | 9038.2 | 9038.2 | 9038.2
H | 106079.79 | 107278.79 | 109799.79 | 112389.99 | 112389.99 | 112389.99
LFG | 4136 | 6089 | 8299 | 9023 | 9023 | 9023
Nuc | 117236.86 | 121152.36 | 123462.35 | 169664.27 | 165088.83 | 182233.54
PS | 21788 | 21788 | 21788 | 21788 | 21788 | 21788
PV | 1648 | 3712.51 | 4613.98 | 4788.72 | 3681.77 | 3736.88
PeakG | 117902.25 | 117902.25 | 116381.77 | 112611.97 | 109764.93 | 105744.33
PeakO | 19126.3 | 19126.3 | 19122.3 | 16839.3 | 16039.88 | 15488.3
ST | 760 | 1573.04 | 1800.81 | 1816 | 1816 | 1816
STOG | 47409.34 | 47378.95 | 42529.98 | 38342.08 | 34132.47 | 31631.05
STWD | 4951 | 4951 | 4951 | 4951 | 4951 | 4951
WT | 64004.8 | 188746.94 | 309654.27 | 387802.26 | 393789.7 | 399603.81
IGCC | 618 | 618 | 618 | 618 | 618 | 618
DemandResponse | 37863.74 | 60093.26 | 85862.57 | 89210.8 | 92685.8 | 96304.58
IGCC-CCS | 0 | 0 | 0 | 0 | 0 | 0
WT_off | 469 | 469 | 1569 | 1569 | 1569 | 1569
PseudoUnit | 0 | 0 | 2500 | 3300 | 3300 | 3300
FixedInterchange | 8820 | 8820 | 8820 | 8820 | 8820 | 8820
Total Installed Capacity by Reporting Type: EI_US
ReportingType | 2015 | 2020 | 2025 | 2030 | 2035 | 2040
BM | 741.12 | 911.33 | 1449.89 | 1462.62 | 1462.62 | 1318.2
CC | 209613.58 | 258016.53 | 255428.99 | 247698.93 | 256329.04 | 260360.05
CSP | 0 | 0 | 0 | 0 | 0 | 0
CT | 4323.69 | 4796.12 | 4796.12 | 4540.61 | 3372.75 | 6976.21
Coal | 129331.49 | 56219.88 | 25137.02 | 11264.67 | 11087.74 | 10423.03
Geo | 44 | 44 | 44 | 44 | 44 | 44
H | 29436.09 | 29940.09 | 30966.09 | 31674.09 | 31674.09 | 31674.09
LFG | 3458.4 | 4477.17 | 5812.5 | 6536 | 6536 | 6536
Nuc | 89571.36 | 93486.86 | 95796.85 | 114474.01 | 100997.33 | 107289.24
PS | 16931 | 16931 | 16931 | 16931 | 16931 | 16931
PV | 176.74 | 2241.26 | 3142.72 | 3317.47 | 3298.27 | 3353.38
PeakG | 97444.5 | 97444.5 | 96483.02 | 92713.22 | 89866.18 | 85845.58
PeakO | 18470.3 | 18470.3 | 18470.3 | 16187.3 | 15387.88 | 14836.3
ST | 0 | 0 | 0 | 0 | 0 | 0
STOG | 27615.46 | 27615.46 | 26621.38 | 24706.88 | 24706.88 | 24706.88
STWD | 2980 | 2980 | 2980 | 2980 | 2980 | 2980
WT | 36938.6 | 142149.25 | 233053.83 | 307786.82 | 313394.68 | 318819.47
IGCC | 618 | 618 | 618 | 618 | 618 | 618
DemandResponse | 29707.66 | 46218.47 | 65324.07 | 67718.5 | 70208.86 | 72802.09
IGCC-CCS | 0 | 0 | 0 | 0 | 0 | 0
WT_off | 469 | 469 | 1569 | 1569 | 1569 | 1569
PseudoUnit | 0 | 0 | 2500 | 3300 | 3300 | 3300
FixedInterchange | 5820 | 5820 | 5820 | 5820 | 5820 | 5820
Total Installed Capacity by Reporting Type: EI_Canada
ReportingType | 2015 | 2020 | 2025 | 2030 | 2035 | 2040
BM | 326.33 | 326.33 | 326.33 | 326.33 | 326.33 | 326.33
CC | 2275.76 | 2275.76 | 1544.76 | 1544.76 | 1544.76 | 1263
CSP | 0 | 0 | 0 | 0 | 0 | 0
CT | 368 | 368 | 368 | 368 | 0 | 0
Coal | 669.06 | 108.73 | 0 | 0 | 0 | 0
Geo | 0 | 0 | 0 | 0 | 0 | 0
H | 15168.7 | 15863.7 | 17358.7 | 19240.89 | 19240.89 | 19240.89
LFG | 117.5 | 117.5 | 117.5 | 118 | 118 | 118
Nuc | 13018.2 | 13018.2 | 13018.2 | 13018.2 | 11988.2 | 10448.2
PS | 123 | 123 | 123 | 123 | 123 | 123
PV | 1097.26 | 1097.26 | 1097.26 | 1097.26 | 30 | 30
PeakG | 559 | 559 | 0 | 0 | 0 | 0
PeakO | 4 | 4 | 0 | 0 | 0 | 0
ST | 0 | 0 | 0 | 0 | 0 | 0
STOG | 126 | 126 | 0 | 0 | 0 | 0
STWD | 139 | 139 | 139 | 139 | 139 | 139
WT | 3963.3 | 3963.3 | 3963.3 | 3963.3 | 3660.9 | 3660.9
IGCC | 0 | 0 | 0 | 0 | 0 | 0
DemandResponse | 2048.29 | 2374.97 | 2887.27 | 2989.59 | 3095.56 | 3205.29
IGCC-CCS | 0 | 0 | 0 | 0 | 0 | 0
WT_off | 0 | 0 | 0 | 0 | 0 | 0
PseudoUnit | 0 | 0 | 0 | 0 | 0 | 0
FixedInterchange | 3000 | 3000 | 3000 | 3000 | 3000 | 3000
Total Installed Capacity by Reporting Type: EI
ReportingType | 2015 | 2020 | 2025 | 2030 | 2035 | 2040
BM | 1067.45 | 1237.66 | 1776.22 | 1788.96 | 1788.96 | 1644.54
CC | 211889.34 | 260292.28 | 256973.75 | 249243.69 | 257873.79 | 261623.05
CSP | 0 | 0 | 0 | 0 | 0 | 0
CT | 4691.69 | 5164.12 | 5164.12 | 4908.61 | 3372.75 | 6976.21
Coal | 130000.55 | 56328.61 | 25137.02 | 11264.67 | 11087.74 | 10423.03
Geo | 44 | 44 | 44 | 44 | 44 | 44
H | 44604.79 | 45803.79 | 48324.79 | 50914.99 | 50914.99 | 50914.99
LFG | 3575.9 | 4594.67 | 5930 | 6654 | 6654 | 6654
Nuc | 102589.56 | 106505.06 | 108815.05 | 127492.21 | 112985.53 | 117737.44
PS | 17054 | 17054 | 17054 | 17054 | 17054 | 17054
PV | 1274 | 3338.51 | 4239.98 | 4414.72 | 3328.27 | 3383.38
PeakG | 98003.5 | 98003.5 | 96483.02 | 92713.22 | 89866.18 | 85845.58
PeakO | 18474.3 | 18474.3 | 18470.3 | 16187.3 | 15387.88 | 14836.3
ST | 0 | 0 | 0 | 0 | 0 | 0
STOG | 27741.46 | 27741.46 | 26621.38 | 24706.88 | 24706.88 | 24706.88
STWD | 3119 | 3119 | 3119 | 3119 | 3119 | 3119
WT | 40901.9 | 146112.55 | 237017.13 | 311750.12 | 317055.58 | 322480.37
IGCC | 618 | 618 | 618 | 618 | 618 | 618
DemandResponse | 31755.95 | 48593.44 | 68211.33 | 70708.09 | 73304.41 | 76007.38
IGCC-CCS | 0 | 0 | 0 | 0 | 0 | 0
WT_off | 469 | 469 | 1569 | 1569 | 1569 | 1569
PseudoUnit | 0 | 0 | 2500 | 3300 | 3300 | 3300
FixedInterchange | 8820 | 8820 | 8820 | 8820 | 8820 | 8820
Total Installed Capacity by Reporting Type: Outside_EI
ReportingType | 2015 | 2020 | 2025 | 2030 | 2035 | 2040
BM | 183.55 | 183.55 | 183.55 | 183.55 | 183.55 | 183.55
CC | 98310.59 | 104749.5 | 104960.06 | 96535.66 | 94649.05 | 92756.28
CSP | 0 | 0 | 0 | 0 | 0 | 0
CT | 1702.1 | 1702.1 | 1702.1 | 1702.1 | 310.09 | 310.09
Coal | 31580.6 | 25630.45 | 14131.75 | 3909.1 | 3909.1 | 3909.1
Geo | 2490.2 | 4565.2 | 8994.2 | 8994.2 | 8994.2 | 8994.2
H | 61475 | 61475 | 61475 | 61475 | 61475 | 61475
LFG | 560.1 | 1494.33 | 2369 | 2369 | 2369 | 2369
Nuc | 14647.3 | 14647.3 | 14647.3 | 42172.06 | 52103.3 | 64496.1
PS | 4734 | 4734 | 4734 | 4734 | 4734 | 4734
PV | 374 | 374 | 374 | 374 | 353.5 | 353.5
PeakG | 19898.75 | 19898.75 | 19898.75 | 19898.75 | 19898.75 | 19898.75
PeakO | 652 | 652 | 652 | 652 | 652 | 652
ST | 760 | 1573.04 | 1800.81 | 1816 | 1816 | 1816
STOG | 19667.88 | 19637.49 | 15908.6 | 13635.2 | 9425.59 | 6924.18
STWD | 1832 | 1832 | 1832 | 1832 | 1832 | 1832
WT | 23102.9 | 42634.39 | 72637.14 | 76052.13 | 76734.12 | 77123.44
IGCC | 0 | 0 | 0 | 0 | 0 | 0
DemandResponse | 6107.8 | 11499.81 | 17651.23 | 18502.71 | 19381.39 | 20297.2
IGCC-CCS | 0 | 0 | 0 | 0 | 0 | 0
WT_off | 0 | 0 | 0 | 0 | 0 | 0
PseudoUnit | 0 | 0 | 0 | 0 | 0 | 0
FixedInterchange | 0 | 0 | 0 | 0 | 0 | 0
#6 | Retrofit Capacity (MW)
Retrofit Capacity by Reporting Type: Entergy
ReportingType | 2015 | 2020 | 2025 | 2030 | 2035 | 2040
FGD | 0 | 1812.08 | 0 | 0 | 0 | 0
SNCR | 0 | 0 | 0 | 0 | 0 | 0
SCR | 0 | 0 | 0 | 0 | 0 | 0
ACI90 | 0 | 0 | 0 | 0 | 0 | 0
RPJ90 | 0 | 1812.08 | 0 | 0 | 0 | 0
PCSEQ | 0 | 0 | 0 | 0 | 0 | 0
Retrofit Capacity by Reporting Type: FRCC
ReportingType | 2015 | 2020 | 2025 | 2030 | 2035 | 2040
FGD | 0 | 0 | 0 | 0 | 0 | 0
SNCR | 0 | 0 | 0 | 0 | 0 | 0
SCR | 1898 | 0 | 0 | 0 | 0 | 0
ACI90 | 0 | 0 | 0 | 0 | 0 | 0
RPJ90 | 0 | 626 | 0 | 0 | 0 | 0
PCSEQ | 0 | 0 | 0 | 0 | 0 | 0
Retrofit Capacity by Reporting Type: MAPP_US
ReportingType | 2015 | 2020 | 2025 | 2030 | 2035 | 2040
FGD | 221 | 0 | 0 | 0 | 0 | 0
SNCR | 0 | 0 | 0 | 0 | 0 | 0
SCR | 0 | 0 | 0 | 0 | 0 | 0
ACI90 | 0 | 0 | 0 | 0 | 0 | 0
RPJ90 | 0 | 1148.41 | 361.6 | 0 | 0 | 0
PCSEQ | 0 | 0 | 0 | 0 | 0 | 0
Retrofit Capacity by Reporting Type: MISO_IN
ReportingType | 2015 | 2020 | 2025 | 2030 | 2035 | 2040
FGD | 0 | 0 | 0 | 0 | 0 | 0
SNCR | 0 | 0 | 0 | 0 | 0 | 0
SCR | 0 | 0 | 0 | 0 | 0 | 0
ACI90 | 0 | 0 | 0 | 0 | 0 | 0
RPJ90 | 0 | 4763.17 | 2652.62 | 0 | 0 | 0
PCSEQ | 0 | 0 | 0 | 0 | 0 | 0
Retrofit Capacity by Reporting Type: MISO_MI
ReportingType | 2015 | 2020 | 2025 | 2030 | 2035 | 2040
FGD | 0 | 0 | 0 | 0 | 0 | 0
SNCR | 0 | 0 | 0 | 0 | 0 | 0
SCR | 355 | 0 | 0 | 0 | 0 | 0
ACI90 | 0 | 0 | 0 | 0 | 0 | 0
RPJ90 | 0 | 0 | 0 | 0 | 0 | 0
PCSEQ | 0 | 0 | 0 | 0 | 0 | 0
Retrofit Capacity by Reporting Type: MISO_MO-IL
ReportingType | 2015 | 2020 | 2025 | 2030 | 2035 | 2040
FGD | 0 | 0 | 0 | 0 | 0 | 0
SNCR | 0 | 0 | 0 | 0 | 0 | 0
SCR | 400 | 200 | 200 | 200 | 200 | 200
ACI90 | 0 | 0 | 0 | 0 | 0 | 0
RPJ90 | 2275 | 1827.91 | 1030.01 | 0.01 | 0.01 | 0.01
PCSEQ | 0 | 0 | 2.7 | 47.52 | 47.52 | 47.52
Retrofit Capacity by Reporting Type: MISO_W
ReportingType | 2015 | 2020 | 2025 | 2030 | 2035 | 2040
FGD | 0 | 666.14 | 666.14 | 0 | 0 | 0
SNCR | 0 | 0 | 0 | 0 | 0 | 0
SCR | 612.63 | 0 | 0 | 0 | 0 | 0
ACI90 | 0 | 0 | 0 | 0 | 0 | 0
RPJ90 | 2301.83 | 5231.14 | 4116.84 | 800 | 800 | 800
PCSEQ | 0 | 0 | 402.98 | 402.98 | 402.98 | 402.98
Retrofit Capacity by Reporting Type: MISO_WUMS
ReportingType | 2015 | 2020 | 2025 | 2030 | 2035 | 2040
FGD | 1135 | 333.1 | 333.1 | 0 | 0 | 0
SNCR | 0 | 0 | 0 | 0 | 0 | 0
SCR | 2778.6 | 615 | 615 | 136.96 | 0 | 0
ACI90 | 0 | 0 | 0 | 0 | 0 | 0
RPJ90 | 1740.2 | 870.1 | 870.1 | 537 | 537 | 537
PCSEQ | 0 | 0 | 75.42 | 75.42 | 193.48 | 193.48
Retrofit Capacity by Reporting Type: Nebraska
ReportingType | 2015 | 2020 | 2025 | 2030 | 2035 | 2040
FGD | 0 | 0 | 0 | 0 | 0 | 0
SNCR | 0 | 0 | 0 | 0 | 0 | 0
SCR | 0 | 0 | 0 | 0 | 0 | 0
ACI90 | 0 | 0 | 0 | 0 | 0 | 0
RPJ90 | 1364.4 | 682.2 | 682.2 | 682.2 | 682.2 | 682.2
PCSEQ | 0 | 245.8 | 283.96 | 283.96 | 283.96 | 283.96
Retrofit Capacity by Reporting Type: NEISO
ReportingType | 2015 | 2020 | 2025 | 2030 | 2035 | 2040
FGD | 320 | 0 | 0 | 0 | 0 | 0
SNCR | 0 | 0 | 0 | 0 | 0 | 0
SCR | 0 | 0 | 0 | 0 | 0 | 0
ACI90 | 0 | 0 | 0 | 0 | 0 | 0
RPJ90 | 870.93 | 0 | 0 | 0 | 0 | 0
PCSEQ | 0 | 0 | 0 | 0 | 0 | 0
Retrofit Capacity by Reporting Type: NonRTO_Midwest
ReportingType | 2015 | 2020 | 2025 | 2030 | 2035 | 2040
FGD | 1403 | 0 | 0 | 0 | 0 | 0
SNCR | 0 | 0 | 0 | 0 | 0 | 0
SCR | 1463.8 | 731.9 | 731.9 | 731.9 | 731.9 | 345.2
ACI90 | 0 | 0 | 0 | 0 | 0 | 0
RPJ90 | 0 | 2174.23 | 1393.17 | 317.99 | 278.01 | 0.01
PCSEQ | 0 | 0 | 173.89 | 173.89 | 173.89 | 173.89
Retrofit Capacity by Reporting Type: NYISO_A-F
ReportingType | 2015 | 2020 | 2025 | 2030 | 2035 | 2040
FGD | 0 | 0 | 0 | 0 | 0 | 0
SNCR | 0 | 0 | 0 | 0 | 0 | 0
SCR | 0 | 0 | 0 | 0 | 0 | 0
ACI90 | 0 | 0 | 0 | 0 | 0 | 0
RPJ90 | 486.3 | 0 | 0 | 0 | 0 | 0
PCSEQ | 0 | 0 | 0 | 0 | 0 | 0
Retrofit Capacity by Reporting Type: NYISO_G-I
ReportingType | 2015 | 2020 | 2025 | 2030 | 2035 | 2040
FGD | 0 | 0 | 0 | 0 | 0 | 0
SNCR | 0 | 0 | 0 | 0 | 0 | 0
SCR | 0 | 0 | 0 | 0 | 0 | 0
ACI90 | 0 | 0 | 0 | 0 | 0 | 0
RPJ90 | 0 | 0 | 0 | 0 | 0 | 0
PCSEQ | 0 | 0 | 0 | 0 | 0 | 0
Retrofit Capacity by Reporting Type: NYISO_J-K
ReportingType | 2015 | 2020 | 2025 | 2030 | 2035 | 2040
FGD | 0 | 0 | 0 | 0 | 0 | 0
SNCR | 0 | 0 | 0 | 0 | 0 | 0
SCR | 0 | 0 | 0 | 0 | 0 | 0
ACI90 | 0 | 0 | 0 | 0 | 0 | 0
RPJ90 | 0 | 0 | 0 | 0 | 0 | 0
PCSEQ | 0 | 0 | 0 | 0 | 0 | 0
Retrofit Capacity by Reporting Type: PJM_E
ReportingType | 2015 | 2020 | 2025 | 2030 | 2035 | 2040
FGD | 0 | 0 | 0 | 0 | 0 | 0
SNCR | 0 | 0 | 0 | 0 | 0 | 0
SCR | 568 | 0 | 0 | 0 | 0 | 0
ACI90 | 0 | 0 | 0 | 0 | 0 | 0
RPJ90 | 1784 | 0 | 0 | 0 | 0 | 0
PCSEQ | 0 | 0 | 0 | 0 | 0 | 0
Retrofit Capacity by Reporting Type: PJM_ROM
ReportingType | 2015 | 2020 | 2025 | 2030 | 2035 | 2040
FGD | 0 | 0 | 0 | 0 | 0 | 0
SNCR | 0 | 0 | 0 | 0 | 0 | 0
SCR | 341 | 0 | 0 | 0 | 0 | 0
ACI90 | 0 | 0 | 0 | 0 | 0 | 0
RPJ90 | 1286 | 521 | 0 | 0 | 0 | 0
PCSEQ | 0 | 0 | 0 | 0 | 0 | 0
Retrofit Capacity by Reporting Type: PJM_ROR
ReportingType | 2015 | 2020 | 2025 | 2030 | 2035 | 2040
FGD | 0 | 0 | 0 | 0 | 0 | 0
SNCR | 0 | 0 | 0 | 0 | 0 | 0
SCR | 1200 | 0 | 0 | 0 | 0 | 0
ACI90 | 0 | 0 | 0 | 0 | 0 | 0
RPJ90 | 0 | 10503.71 | 0 | 0 | 0 | 0
PCSEQ | 0 | 0 | 0 | 0 | 0 | 0
Retrofit Capacity by Reporting Type: SOCO
ReportingType | 2015 | 2020 | 2025 | 2030 | 2035 | 2040
FGD | 4088.7 | 569.13 | 0 | 0 | 0 | 0
SNCR | 0 | 0 | 0 | 0 | 0 | 0
SCR | 3404.7 | 569.13 | 0 | 0 | 0 | 0
ACI90 | 0 | 0 | 0 | 0 | 0 | 0
RPJ90 | 6809.4 | 1260.43 | 0 | 0 | 0 | 0
PCSEQ | 0 | 0 | 0 | 0 | 0 | 0
Retrofit Capacity by Reporting Type: SPP_N
ReportingType | 2015 | 2020 | 2025 | 2030 | 2035 | 2040
FGD | 0 | 0 | 0 | 0 | 0 | 0
SNCR | 0 | 0 | 0 | 0 | 0 | 0
SCR | 0 | 0 | 0 | 0 | 0 | 0
ACI90 | 0 | 0 | 0 | 0 | 0 | 0
RPJ90 | 1302 | 3865 | 0 | 0 | 0 | 0
PCSEQ | 0 | 0 | 0 | 0 | 0 | 0
Retrofit Capacity by Reporting Type: SPP_S
ReportingType | 2015 | 2020 | 2025 | 2030 | 2035 | 2040
FGD | 0 | 1774 | 0 | 0 | 0 | 0
SNCR | 0 | 0 | 0 | 0 | 0 | 0
SCR | 0 | 0 | 0 | 0 | 0 | 0
ACI90 | 0 | 0 | 0 | 0 | 0 | 0
RPJ90 | 0 | 2754.97 | 0 | 0 | 0 | 0
PCSEQ | 0 | 0 | 0 | 0 | 0 | 0
Retrofit Capacity by Reporting Type: TVA
ReportingType | 2015 | 2020 | 2025 | 2030 | 2035 | 2040
FGD | 0 | 0 | 0 | 0 | 0 | 0
SNCR | 0 | 0 | 0 | 0 | 0 | 0
SCR | 0 | 0 | 0 | 0 | 0 | 0
ACI90 | 0 | 0 | 0 | 0 | 0 | 0
RPJ90 | 0 | 2626.89 | 792.62 | 0 | 0 | 0
PCSEQ | 0 | 0 | 0 | 0 | 0 | 0
Retrofit Capacity by Reporting Type: TVA_Transmission
ReportingType | 2015 | 2020 | 2025 | 2030 | 2035 | 2040
FGD | 0 | 0 | 0 | 0 | 0 | 0
SNCR | 0 | 0 | 0 | 0 | 0 | 0
SCR | 0 | 0 | 0 | 0 | 0 | 0
ACI90 | 0 | 0 | 0 | 0 | 0 | 0
RPJ90 | 0 | 0 | 0 | 0 | 0 | 0
PCSEQ | 0 | 0 | 0 | 0 | 0 | 0
Retrofit Capacity by Reporting Type: VACAR
ReportingType | 2015 | 2020 | 2025 | 2030 | 2035 | 2040
FGD | 0 | 0 | 0 | 0 | 0 | 0
SNCR | 0 | 0 | 0 | 0 | 0 | 0
SCR | 0 | 0 | 0 | 0 | 0 | 0
ACI90 | 0 | 0 | 0 | 0 | 0 | 0
RPJ90 | 0.01 | 3737.35 | 3062.35 | 0 | 0 | 0
PCSEQ | 0 | 0 | 0 | 0 | 0 | 0
Retrofit Capacity by Reporting Type: IESO
ReportingType | 2015 | 2020 | 2025 | 2030 | 2035 | 2040
FGD | 0 | 0 | 0 | 0 | 0 | 0
SNCR | 0 | 0 | 0 | 0 | 0 | 0
SCR | 0 | 0 | 0 | 0 | 0 | 0
ACI90 | 0 | 0 | 0 | 0 | 0 | 0
RPJ90 | 0 | 0 | 0 | 0 | 0 | 0
PCSEQ | 0 | 0 | 0 | 0 | 0 | 0
Retrofit Capacity by Reporting Type: MAPP_CA
ReportingType | 2015 | 2020 | 2025 | 2030 | 2035 | 2040
FGD | 0 | 0 | 0 | 0 | 0 | 0
SNCR | 0 | 0 | 0 | 0 | 0 | 0
SCR | 0 | 0 | 0 | 0 | 0 | 0
ACI90 | 0 | 0 | 0 | 0 | 0 | 0
RPJ90 | 0 | 0 | 0 | 0 | 0 | 0
PCSEQ | 0 | 0 | 0 | 0 | 0 | 0
Retrofit Capacity by Reporting Type: AZ_NM_SNV_Coal
ReportingType | 2015 | 2020 | 2025 | 2030 | 2035 | 2040
FGD | 384 | 0 | 0 | 0 | 0 | 0
SNCR | 0 | 0 | 0 | 0 | 0 | 0
SCR | 800 | 400 | 400 | 0 | 0 | 0
ACI90 | 0 | 0 | 0 | 0 | 0 | 0
RPJ90 | 3286 | 6056.13 | 3485.39 | 0 | 0 | 0
PCSEQ | 0 | 0 | 0 | 0 | 0 | 0
Retrofit Capacity by Reporting Type: AZ_NM_SNV_Gas
ReportingType | 2015 | 2020 | 2025 | 2030 | 2035 | 2040
FGD | 0 | 0 | 0 | 0 | 0 | 0
SNCR | 0 | 0 | 0 | 0 | 0 | 0
SCR | 0 | 0 | 0 | 0 | 0 | 0
ACI90 | 0 | 0 | 0 | 0 | 0 | 0
RPJ90 | 0 | 0 | 0 | 0 | 0 | 0
PCSEQ | 0 | 0 | 0 | 0 | 0 | 0
Retrofit Capacity by Reporting Type: AZ_NM_SNV_NucRenew
ReportingType | 2015 | 2020 | 2025 | 2030 | 2035 | 2040
FGD | 0 | 0 | 0 | 0 | 0 | 0
SNCR | 0 | 0 | 0 | 0 | 0 | 0
SCR | 0 | 0 | 0 | 0 | 0 | 0
ACI90 | 0 | 0 | 0 | 0 | 0 | 0
RPJ90 | 0 | 0 | 0 | 0 | 0 | 0
PCSEQ | 0 | 0 | 0 | 0 | 0 | 0
Retrofit Capacity by Reporting Type: ERCOT
ReportingType | 2015 | 2020 | 2025 | 2030 | 2035 | 2040
FGD | 0 | 0 | 0 | 0 | 0 | 0
SNCR | 0 | 0 | 0 | 0 | 0 | 0
SCR | 3515 | 785 | 0 | 0 | 0 | 0
ACI90 | 0 | 0 | 0 | 0 | 0 | 0
RPJ90 | 6558 | 1345 | 0 | 0 | 0 | 0
PCSEQ | 0 | 0 | 0 | 0 | 0 | 0
Retrofit Capacity by Reporting Type: NP15
ReportingType | 2015 | 2020 | 2025 | 2030 | 2035 | 2040
FGD | 0 | 0 | 0 | 0 | 0 | 0
SNCR | 0 | 0 | 0 | 0 | 0 | 0
SCR | 0 | 0 | 0 | 0 | 0 | 0
ACI90 | 0 | 0 | 0 | 0 | 0 | 0
RPJ90 | 0 | 0 | 0 | 0 | 0 | 0
PCSEQ | 0 | 0 | 0 | 0 | 0 | 0
Retrofit Capacity by Reporting Type: NWPP_Coal
ReportingType | 2015 | 2020 | 2025 | 2030 | 2035 | 2040
FGD | 0 | 0 | 0 | 0 | 0 | 0
SNCR | 0 | 0 | 0 | 0 | 0 | 0
SCR | 0 | 0 | 0 | 0 | 0 | 0
ACI90 | 0 | 0 | 0 | 0 | 0 | 0
RPJ90 | 453.6 | 4449.05 | 226.8 | 226.8 | 226.8 | 226.8
PCSEQ | 0 | 0 | 226.8 | 226.8 | 226.8 | 226.8
Retrofit Capacity by Reporting Type: NWPP_Gas
ReportingType | 2015 | 2020 | 2025 | 2030 | 2035 | 2040
FGD | 0 | 0 | 0 | 0 | 0 | 0
SNCR | 0 | 0 | 0 | 0 | 0 | 0
SCR | 0 | 0 | 0 | 0 | 0 | 0
ACI90 | 0 | 0 | 0 | 0 | 0 | 0
RPJ90 | 0 | 0 | 0 | 0 | 0 | 0
PCSEQ | 0 | 0 | 0 | 0 | 0 | 0
Retrofit Capacity by Reporting Type: NWPP_NucRenew
ReportingType | 2015 | 2020 | 2025 | 2030 | 2035 | 2040
FGD | 0 | 0 | 0 | 0 | 0 | 0
SNCR | 0 | 0 | 0 | 0 | 0 | 0
SCR | 0 | 0 | 0 | 0 | 0 | 0
ACI90 | 0 | 0 | 0 | 0 | 0 | 0
RPJ90 | 0 | 0 | 0 | 0 | 0 | 0
PCSEQ | 0 | 0 | 0 | 0 | 0 | 0
Retrofit Capacity by Reporting Type: RMPA
ReportingType | 2015 | 2020 | 2025 | 2030 | 2035 | 2040
FGD | 0 | 713 | 0 | 0 | 0 | 0
SNCR | 0 | 0 | 0 | 0 | 0 | 0
SCR | 1554.6 | 777.3 | 777.3 | 777.3 | 777.3 | 777.3
ACI90 | 0 | 0 | 0 | 0 | 0 | 0
RPJ90 | 2874.6 | 4628.25 | 1368.73 | 777.3 | 777.3 | 777.3
PCSEQ | 0 | 0 | 589.5 | 589.5 | 589.5 | 589.5
Retrofit Capacity by Reporting Type: SP15
ReportingType | 2015 | 2020 | 2025 | 2030 | 2035 | 2040
FGD | 0 | 0 | 0 | 0 | 0 | 0
SNCR | 0 | 0 | 0 | 0 | 0 | 0
SCR | 0 | 0 | 0 | 0 | 0 | 0
ACI90 | 0 | 0 | 0 | 0 | 0 | 0
RPJ90 | 0 | 101.2 | 0 | 0 | 0 | 0
PCSEQ | 0 | 0 | 0 | 0 | 0 | 0
Retrofit Capacity by Reporting Type: ALB
ReportingType | 2015 | 2020 | 2025 | 2030 | 2035 | 2040
FGD | 0 | 0 | 0 | 0 | 0 | 0
SNCR | 0 | 0 | 0 | 0 | 0 | 0
SCR | 0 | 0 | 0 | 0 | 0 | 0
ACI90 | 0 | 0 | 0 | 0 | 0 | 0
RPJ90 | 0 | 0 | 0 | 0 | 0 | 0
PCSEQ | 0 | 0 | 0 | 0 | 0 | 0
Retrofit Capacity by Reporting Type: BC
ReportingType | 2015 | 2020 | 2025 | 2030 | 2035 | 2040
FGD | 0 | 0 | 0 | 0 | 0 | 0
SNCR | 0 | 0 | 0 | 0 | 0 | 0
SCR | 0 | 0 | 0 | 0 | 0 | 0
ACI90 | 0 | 0 | 0 | 0 | 0 | 0
RPJ90 | 0 | 0 | 0 | 0 | 0 | 0
PCSEQ | 0 | 0 | 0 | 0 | 0 | 0
Retrofit Capacity by Reporting Type: HQ_IESO
ReportingType | 2015 | 2020 | 2025 | 2030 | 2035 | 2040
FGD | 0 | 0 | 0 | 0 | 0 | 0
SNCR | 0 | 0 | 0 | 0 | 0 | 0
SCR | 0 | 0 | 0 | 0 | 0 | 0
ACI90 | 0 | 0 | 0 | 0 | 0 | 0
RPJ90 | 0 | 0 | 0 | 0 | 0 | 0
PCSEQ | 0 | 0 | 0 | 0 | 0 | 0
Retrofit Capacity by Reporting Type: HQ_NEISO
ReportingType | 2015 | 2020 | 2025 | 2030 | 2035 | 2040
FGD | 0 | 0 | 0 | 0 | 0 | 0
SNCR | 0 | 0 | 0 | 0 | 0 | 0
SCR | 0 | 0 | 0 | 0 | 0 | 0
ACI90 | 0 | 0 | 0 | 0 | 0 | 0
RPJ90 | 0 | 0 | 0 | 0 | 0 | 0
PCSEQ | 0 | 0 | 0 | 0 | 0 | 0
Retrofit Capacity by Reporting Type: HQ_NY
ReportingType | 2015 | 2020 | 2025 | 2030 | 2035 | 2040
FGD | 0 | 0 | 0 | 0 | 0 | 0
SNCR | 0 | 0 | 0 | 0 | 0 | 0
SCR | 0 | 0 | 0 | 0 | 0 | 0
ACI90 | 0 | 0 | 0 | 0 | 0 | 0
RPJ90 | 0 | 0 | 0 | 0 | 0 | 0
PCSEQ | 0 | 0 | 0 | 0 | 0 | 0
Retrofit Capacity by Reporting Type: MARITIMES
ReportingType | 2015 | 2020 | 2025 | 2030 | 2035 | 2040
FGD | 0 | 0 | 0 | 0 | 0 | 0
SNCR | 0 | 0 | 0 | 0 | 0 | 0
SCR | 0 | 0 | 0 | 0 | 0 | 0
ACI90 | 0 | 0 | 0 | 0 | 0 | 0
RPJ90 | 0 | 0 | 0 | 0 | 0 | 0
PCSEQ | 0 | 0 | 0 | 0 | 0 | 0
Retrofit Capacity by Reporting Type: All
ReportingType | 2015 | 2020 | 2025 | 2030 | 2035 | 2040
FGD | 7551.7 | 5867.45 | 999.24 | 0 | 0 | 0
SNCR | 0 | 0 | 0 | 0 | 0 | 0
SCR | 18891.33 | 4078.33 | 2724.2 | 1846.16 | 1709.2 | 1322.5
ACI90 | 0 | 0 | 0 | 0 | 0 | 0
RPJ90 | 33392.27 | 60984.2 | 20042.44 | 3341.3 | 3301.32 | 3023.32
PCSEQ | 0 | 245.8 | 1755.24 | 1800.06 | 1918.12 | 1918.12
Retrofit Capacity by Reporting Type: EI_US
ReportingType | 2015 | 2020 | 2025 | 2030 | 2035 | 2040
FGD | 7167.7 | 5154.45 | 999.24 | 0 | 0 | 0
SNCR | 0 | 0 | 0 | 0 | 0 | 0
SCR | 13021.73 | 2116.03 | 1546.9 | 1068.86 | 931.9 | 545.2
ACI90 | 0 | 0 | 0 | 0 | 0 | 0
RPJ90 | 20220.07 | 44404.58 | 14961.51 | 2337.2 | 2297.22 | 2019.22
PCSEQ | 0 | 245.8 | 938.95 | 983.77 | 1101.83 | 1101.83
Retrofit Capacity by Reporting Type: EI_Canada
ReportingType | 2015 | 2020 | 2025 | 2030 | 2035 | 2040
FGD | 0 | 0 | 0 | 0 | 0 | 0
SNCR | 0 | 0 | 0 | 0 | 0 | 0
SCR | 0 | 0 | 0 | 0 | 0 | 0
ACI90 | 0 | 0 | 0 | 0 | 0 | 0
RPJ90 | 0 | 0 | 0 | 0 | 0 | 0
PCSEQ | 0 | 0 | 0 | 0 | 0 | 0
Retrofit Capacity by Reporting Type: EI
ReportingType | 2015 | 2020 | 2025 | 2030 | 2035 | 2040
FGD | 7167.7 | 5154.45 | 999.24 | 0 | 0 | 0
SNCR | 0 | 0 | 0 | 0 | 0 | 0
SCR | 13021.73 | 2116.03 | 1546.9 | 1068.86 | 931.9 | 545.2
ACI90 | 0 | 0 | 0 | 0 | 0 | 0
RPJ90 | 20220.07 | 44404.58 | 14961.51 | 2337.2 | 2297.22 | 2019.22
PCSEQ | 0 | 245.8 | 938.95 | 983.77 | 1101.83 | 1101.83
Retrofit Capacity by Reporting Type: Outside_EI
ReportingType | 2015 | 2020 | 2025 | 2030 | 2035 | 2040
FGD | 384 | 713 | 0 | 0 | 0 | 0
SNCR | 0 | 0 | 0 | 0 | 0 | 0
SCR | 5869.6 | 1962.3 | 1177.3 | 777.3 | 777.3 | 777.3
ACI90 | 0 | 0 | 0 | 0 | 0 | 0
RPJ90 | 13172.2 | 16579.63 | 5080.92 | 1004.1 | 1004.1 | 1004.1
PCSEQ | 0 | 0 | 816.3 | 816.3 | 816.3 | 816.3
#7 | Reserve Margin (MW)
Reserve Margin Data: ALB
| 2015 | 2020 | 2025 | 2030 | 2035 | 2040
a. Peak Demand | 9181.37 | 9515.81 | 9741.03 | 10539.59 | 10511.17 | 10894.89
b. Peak Demand + Reserve Margin | 10834.02 | 11228.65 | 11494.41 | 12436.71 | 12403.18 | 12855.97
c. DR MW | 105.16 | 361.08 | 660.83 | 708.64 | 759.9 | 814.88
d. Capacity Credit | 10972.74 | 11228.65 | 11528.4 | 12436.71 | 12403.18 | 12855.97
Reserve Margin Data: BC
| 2015 | 2020 | 2025 | 2030 | 2035 | 2040
a. Peak Demand | 11225.55 | 11381.05 | 11396.67 | 12062.39 | 11767.86 | 11931.79
b. Peak Demand + Reserve Margin | 13246.15 | 13429.64 | 13448.08 | 14233.62 | 13886.07 | 14079.51
c. DR MW | 0.01 | 264.69 | 555.31 | 582.51 | 611.05 | 640.98
d. Capacity Credit | 13337.65 | 13602.33 | 13892.95 | 14377.95 | 14475.69 | 14179.87
Reserve Margin Data: ENT
| 2015 | 2020 | 2025 | 2030 | 2035 | 2040
a. Peak Demand | 31634.41 | 30708.05 | 30365.16 | 28510.79 | 27086.39 | 28230.18
b. Peak Demand + Reserve Margin | 36063.22 | 35007.18 | 34616.28 | 32502.31 | 30878.48 | 32182.41
c. DR MW | 301.55 | 1538.95 | 2854.33 | 2930.78 | 3009.27 | 3089.87
d. Capacity Credit | 36063.22 | 35007.18 | 34616.28 | 32902.38 | 32138.87 | 32182.41
Reserve Margin Data: ERCOT
| 2015 | 2020 | 2025 | 2030 | 2035 | 2040
a. Peak Demand | 68229.3 | 69451.1 | 69569.82 | 68940.45 | 68917.28 | 69525.49
b. Peak Demand + Reserve Margin | 76757.96 | 78132.49 | 78266.05 | 77558 | 77531.94 | 78216.17
c. DR MW | 740.81 | 3617.73 | 6720.3 | 6926.25 | 7155.61 | 7391.29
d. Capacity Credit | 76757.96 | 78132.49 | 78266.05 | 77558 | 77531.94 | 78216.17
Reserve Margin Data: FRCC
| 2015 | 2020 | 2025 | 2030 | 2035 | 2040
a. Peak Demand | 49725.75 | 49833.01 | 52804.36 | 53044.46 | 51283.38 | 54997.97
b. Peak Demand + Reserve Margin | 57681.87 | 57806.29 | 61253.06 | 61531.57 | 59488.72 | 63797.65
c. DR MW | 2734.45 | 3962.85 | 5527.63 | 5878.95 | 6252.59 | 6649.99
d. Capacity Credit | 57681.87 | 57806.29 | 61253.06 | 61531.57 | 59488.72 | 63797.65
Reserve Margin Data: IESO
| 2015 | 2020 | 2025 | 2030 | 2035 | 2040
a. Peak Demand | 21596.16 | 20650.12 | 20392.13 | 21284.45 | 20477.21 | 20474.97
b. Peak Demand + Reserve Margin | 25267.51 | 24160.64 | 23858.79 | 24902.8 | 23958.33 | 23955.71
c. DR MW | 1958.79 | 2066.83 | 2340.54 | 2421.21 | 2504.65 | 2590.98
d. Capacity Credit | 26708.65 | 26816.69 | 27090.4 | 27421.57 | 25786.84 | 24333.16
Reserve Margin Data: MAPP_CA
| 2015 | 2020 | 2025 | 2030 | 2035 | 2040
a. Peak Demand | 8035.11 | 8350.57 | 8287.28 | 8692.95 | 8404.88 | 8445.78
b. Peak Demand + Reserve Margin | 8999.32 | 9352.64 | 9281.75 | 9736.11 | 9413.46 | 9459.27
c. DR MW | 89.5 | 308.14 | 546.73 | 568.39 | 590.9 | 614.31
d. Capacity Credit | 8999.32 | 9352.64 | 9557.5 | 11211.35 | 11200.6 | 10942.26
Reserve Margin Data: MAPP_US
| 2015 | 2020 | 2025 | 2030 | 2035 | 2040
a. Peak Demand | 5129.44 | 5491.37 | 5428.86 | 5639.95 | 5683.4 | 5723.89
b. Peak Demand + Reserve Margin | 5847.56 | 6260.17 | 6188.9 | 6429.54 | 6479.08 | 6525.23
c. DR MW | 59 | 199.4 | 353.8 | 367.81 | 382.38 | 397.53
d. Capacity Credit | 5847.56 | 6260.17 | 6188.9 | 6429.54 | 6479.08 | 6525.23
Reserve Margin Data: NEISO
| 2015 | 2020 | 2025 | 2030 | 2035 | 2040
a. Peak Demand | 28416.17 | 26403.91 | 26008.78 | 25551.91 | 26477.35 | 25679.87
b. Peak Demand + Reserve Margin | 32962.76 | 30628.53 | 30170.18 | 29640.22 | 30713.72 | 29788.64
c. DR MW | 3092.4 | 3627.72 | 4230.66 | 4257.78 | 4282.5 | 4307.35
d. Capacity Credit | 32962.76 | 30628.53 | 30479.47 | 31530.87 | 30713.72 | 29858.55
Reserve Margin Data: NonRTO_Midwest
| 2015 | 2020 | 2025 | 2030 | 2035 | 2040
a. Peak Demand | 11412.35 | 11569.49 | 11884.9 | 10957.56 | 11262.84 | 11807.74
b. Peak Demand + Reserve Margin | 13010.07 | 13189.22 | 13548.79 | 12491.62 | 12839.64 | 13460.82
c. DR MW | 193.98 | 453.37 | 727.88 | 745.89 | 764.35 | 783.26
d. Capacity Credit | 13010.07 | 13189.22 | 13548.79 | 12491.62 | 12839.64 | 13460.82
Reserve Margin Data: NYISO_J-K
| 2015 | 2020 | 2025 | 2030 | 2035 | 2040
a. Peak Demand | 14770.7 | 15573.29 | 15898.98 | 16038 | 15901.54 | 16023.59
b. Peak Demand + Reserve Margin | 13589.04 | 14327.43 | 14627.07 | 14754.96 | 14629.41 | 14741.7
c. DR MW | 1319.07 | 1502.66 | 1718.62 | 1795.58 | 1875.99 | 1960
d. Capacity Credit | 14227.52 | 14411.11 | 14627.07 | 14778.36 | 14849.17 | 14933.18
Reserve Margin Data: PJM_E
| 2015 | 2020 | 2025 | 2030 | 2035 | 2040
a. Peak Demand | 29437.08 | 26957.84 | 26749.84 | 27161.45 | 27329.4 | 27784.97
b. Peak Demand + Reserve Margin | 28789.47 | 26364.77 | 26161.35 | 26563.9 | 26728.15 | 27173.7
c. DR MW | 1256.73 | 1718.17 | 2388.62 | 2469.72 | 2553.57 | 2640.27
d. Capacity Credit | 33475.65 | 32887.49 | 32709.88 | 32790.97 | 30650.83 | 29563.52
Reserve Margin Data: RMPA
| 2015 | 2020 | 2025 | 2030 | 2035 | 2040
a. Peak Demand | 12677.75 | 13837.46 | 12883.21 | 14032.71 | 14032.7 | 14320.28
b. Peak Demand + Reserve Margin | 14452.64 | 15774.71 | 14686.86 | 15997.29 | 15997.28 | 16325.12
c. DR MW | 486.05 | 622.89 | 804.5 | 856.88 | 912.57 | 971.91
d. Capacity Credit | 14874.06 | 15774.71 | 14686.86 | 15997.29 | 15997.28 | 16325.12
Reserve Margin Data: SOCO
| 2015 | 2020 | 2025 | 2030 | 2035 | 2040
a. Peak Demand | 48917.72 | 53536.94 | 53834.26 | 54220.95 | 53676.14 | 52835.67
b. Peak Demand + Reserve Margin | 55766.2 | 61032.11 | 61371.05 | 61811.89 | 61190.8 | 60232.67
c. DR MW | 2570.49 | 4773.97 | 7215.46 | 7512.46 | 7821.68 | 8143.63
d. Capacity Credit | 55766.2 | 61032.11 | 61371.05 | 61811.88 | 61190.8 | 60232.67
Reserve Margin Data: TVA
| 2015 | 2020 | 2025 | 2030 | 2035 | 2040
a. Peak Demand | 32046.86 | 35066.33 | 34262.05 | 33668.55 | 35751.86 | 35044.36
b. Peak Demand + Reserve Margin | 36853.89 | 40326.28 | 39401.36 | 38718.83 | 41114.64 | 40301.02
c. DR MW | 1805 | 2555.95 | 3357.9 | 3440.97 | 3526.11 | 3613.35
d. Capacity Credit | 36853.89 | 40326.28 | 39401.36 | 38718.82 | 41114.64 | 40301.02
Reserve Margin Data: VACAR
| 2015 | 2020 | 2025 | 2030 | 2035 | 2040
a. Peak Demand | 49895.42 | 52403.03 | 53541.25 | 53758.95 | 53001.52 | 54775.11
b. Peak Demand + Reserve Margin | 56880.77 | 59739.45 | 61037.02 | 61285.2 | 60421.73 | 62443.63
c. DR MW | 2339.28 | 3868.22 | 5651.52 | 5928.05 | 6218.12 | 6522.37
d. Capacity Credit | 56880.77 | 59739.45 | 61037.02 | 61285.2 | 60421.73 | 62443.63
Reserve Margin Data: AZ_NM_SNV
| 2015 | 2020 | 2025 | 2030 | 2035 | 2040
a. Peak Demand | 26478.97 | 29587.47 | 30300.18 | 30625.14 | 32130.99 | 32130.99
b. Peak Demand + Reserve Margin | 30636.17 | 34232.7 | 35057.31 | 35433.29 | 37175.56 | 37175.55
c. DR MW | 334.55 | 1076.71 | 1928.33 | 2059.84 | 2196.64 | 2344.36
d. Capacity Credit | 30636.17 | 34232.7 | 35057.31 | 35433.29 | 37175.56 | 37175.55
Reserve Margin Data: CA
| 2015 | 2020 | 2025 | 2030 | 2035 | 2040
a. Peak Demand | 62369.58 | 66254.09 | 67147.73 | 69917.77 | 71670.91 | 75639.37
b. Peak Demand + Reserve Margin | 72722.93 | 77252.26 | 78294.26 | 81524.12 | 83568.28 | 88195.5
c. DR MW | 4441.2 | 4603.38 | 4993.26 | 5277.46 | 5551.88 | 5835.06
d. Capacity Credit | 72722.93 | 77252.26 | 78294.26 | 81524.12 | 83568.28 | 88195.5
Reserve Margin Data: MISO
| 2015 | 2020 | 2025 | 2030 | 2035 | 2040
a. Peak Demand | 92771.39 | 93609.81 | 100435.65 | 101785.09 | 97786.79 | 101382.85
b. Peak Demand + Reserve Margin | 108913.62 | 109897.91 | 117911.45 | 119495.7 | 114801.69 | 119023.46
c. DR MW | 6024.78 | 8117.79 | 10669.2 | 11079.6 | 11505.92 | 11948.8
d. Capacity Credit | 108913.62 | 109897.91 | 117911.45 | 119495.7 | 114801.69 | 119023.46
Reserve Margin Data: NWPP
| 2015 | 2020 | 2025 | 2030 | 2035 | 2040
a. Peak Demand | 36159.13 | 38275.33 | 39293.31 | 39990.2 | 39990.2 | 43276.5
b. Peak Demand + Reserve Margin | 42667.78 | 45164.89 | 46366.11 | 47188.43 | 47188.44 | 51066.27
c. DR MW | 0.01 | 953.34 | 1988.72 | 2091.14 | 2193.74 | 2298.72
d. Capacity Credit | 48167.13 | 49701.39 | 48907.26 | 51552.73 | 51145.99 | 54307.34
Reserve Margin Data: NYISO
| 2015 | 2020 | 2025 | 2030 | 2035 | 2040
a. Peak Demand | 28540.06 | 30358.42 | 30861.79 | 31331.41 | 30533.94 | 30615.37
b. Peak Demand + Reserve Margin | 33249.17 | 35367.56 | 35953.98 | 36501.09 | 35572.04 | 35666.91
c. DR MW | 2565.83 | 2901.13 | 3296.24 | 3421.43 | 3551.63 | 3687.07
d. Capacity Credit | 34489.64 | 35367.56 | 36140.52 | 36501.09 | 35572.04 | 35666.91
Reserve Margin Data: NYISO_G-I_J-K
| 2015 | 2020 | 2025 | 2030 | 2035 | 2040
a. Peak Demand | 18572.33 | 19532.14 | 19944.79 | 20006.48 | 19907.3 | 20055.11
b. Peak Demand + Reserve Margin | 17643.71 | 18555.53 | 18947.55 | 19006.16 | 18911.93 | 19052.36
c. DR MW | 1658.63 | 1882.98 | 2152.95 | 2248.69 | 2348.69 | 2453.13
d. Capacity Credit | 18017.08 | 18677.58 | 18947.55 | 19290.7 | 18911.93 | 19828.02
Reserve Margin Data: PJM
| 2015 | 2020 | 2025 | 2030 | 2035 | 2040
a. Peak Demand | 147146.78 | 145723.4 | 140313.94 | 142279.02 | 141792.59 | 143869.67
b. Peak Demand + Reserve Margin | 169660.23 | 168019.08 | 161781.97 | 164047.71 | 163486.86 | 165881.73
c. DR MW | 6888.69 | 10788.12 | 15528.1 | 16025.26 | 16538.36 | 17067.93
d. Capacity Credit | 169660.23 | 168019.08 | 161781.97 | 164047.71 | 163486.86 | 165881.73
Reserve Margin Data: SPP
| 2015 | 2020 | 2025 | 2030 | 2035 | 2040
a. Peak Demand | 55452.51 | 59996.2 | 58421.53 | 59913.5 | 61638.24 | 62379.68
b. Peak Demand + Reserve Margin | 62994.05 | 68155.69 | 66366.86 | 68061.74 | 70021.04 | 70863.31
c. DR MW | 1132.21 | 3430.99 | 5911.36 | 6129.52 | 6355.94 | 6590.94
d. Capacity Credit | 62994.05 | 68155.69 | 66366.86 | 68061.74 | 70021.04 | 70863.31

## Transmission
$/MW
[8 empty] | Transfer |  | $/MWh | $/MWh | Wheel+ | $/MWh
Year | Line | From | To | EI Internal/External | Season | Block | Duration | Limit | MW flow | From price | To price | Friction | Shadow Price
2015 | ENT_2_MISO_MO-IL | ENT | MISO_MO-IL | Internal | Shoulder | B11 | 25 | 2260 | 0 | 81.71 | 76.72 | 8 | 0
2015 | ENT_2_MISO_MO-IL | ENT | MISO_MO-IL | Internal | Shoulder | B12 | 200 | 2260 | 0 | 59.47 | 65.26 | 8 | 0
2015 | ENT_2_MISO_MO-IL | ENT | MISO_MO-IL | Internal | Shoulder | B13 | 600 | 2260 | 0 | 59.47 | 57.68 | 8 | 0
2015 | ENT_2_MISO_MO-IL | ENT | MISO_MO-IL | Internal | Shoulder | B14 | 900 | 2260 | 0 | 57.49 | 55.79 | 8 | 0
2015 | ENT_2_MISO_MO-IL | ENT | MISO_MO-IL | Internal | Shoulder | B15 | 1203 | 2260 | 0 | 57.49 | 54.05 | 8 | 0
2015 | ENT_2_MISO_MO-IL | ENT | MISO_MO-IL | Internal | Summer | B1 | 10 | 2260 | 0 | 91.39 | 91.39 | 8 | 0
2015 | ENT_2_MISO_MO-IL | ENT | MISO_MO-IL | Internal | Summer | B2 | 25 | 2260 | 0 | 89.87 | 88.74 | 8 | 0
2015 | ENT_2_MISO_MO-IL | ENT | MISO_MO-IL | Internal | Summer | B3 | 75 | 2260 | 0 | 89.87 | 88.74 | 8 | 0
2015 | ENT_2_MISO_MO-IL | ENT | MISO_MO-IL | Internal | Summer | B4 | 100 | 2260 | 0 | 89.87 | 86.87 | 8 | 0
2015 | ENT_2_MISO_MO-IL | ENT | MISO_MO-IL | Internal | Summer | B5 | 200 | 2260 | 0 | 83.07 | 78.06 | 8 | 0
2015 | ENT_2_MISO_MO-IL | ENT | MISO_MO-IL | Internal | Summer | B6 | 300 | 2260 | 0 | 70.85 | 66.85 | 8 | 0
2015 | ENT_2_MISO_MO-IL | ENT | MISO_MO-IL | Internal | Summer | B7 | 400 | 2260 | 0 | 59.54 | 56.84 | 8 | 0
2015 | ENT_2_MISO_MO-IL | ENT | MISO_MO-IL | Internal | Summer | B8 | 500 | 2260 | 0 | 58.69 | 53.53 | 8 | 0
2015 | ENT_2_MISO_MO-IL | ENT | MISO_MO-IL | Internal | Summer | B9 | 800 | 2260 | 0 | 56.32 | 52.93 | 8 | 0
2015 | ENT_2_MISO_MO-IL | ENT | MISO_MO-IL | Internal | Summer | B10 | 1262 | 2260 | 0 | 56.32 | 51.41 | 8 | 0
2015 | ENT_2_MISO_MO-IL | ENT | MISO_MO-IL | Internal | Winter | B16 | 25 | 2260 | 0 | 77.18 | 76.43 | 8 | 0
2015 | ENT_2_MISO_MO-IL | ENT | MISO_MO-IL | Internal | Winter | B17 | 100 | 2260 | 0 | 61.89 | 67.62 | 8 | 0
2015 | ENT_2_MISO_MO-IL | ENT | MISO_MO-IL | Internal | Winter | B18 | 400 | 2260 | 0 | 60.37 | 58.87 | 8 | 0
2015 | ENT_2_MISO_MO-IL | ENT | MISO_MO-IL | Internal | Winter | B19 | 700 | 2260 | 0 | 59.83 | 57.37 | 8 | 0
2015 | ENT_2_MISO_MO-IL | ENT | MISO_MO-IL | Internal | Winter | B20 | 935 | 2260 | 0 | 59.83 | 53.53 | 8 | 0
2015 | ENT_2_SOCO | ENT | SOCO | Internal | Shoulder | B11 | 25 | 3900 | 509.9 | 81.71 | 89.71 | 8 | 0
2015 | ENT_2_SOCO | ENT | SOCO | Internal | Shoulder | B12 | 200 | 3900 | 0 | 59.47 | 63.93 | 8 | 0
2015 | ENT_2_SOCO | ENT | SOCO | Internal | Shoulder | B13 | 600 | 3900 | 0 | 59.47 | 61.88 | 8 | 0
2015 | ENT_2_SOCO | ENT | SOCO | Internal | Shoulder | B14 | 900 | 3900 | 0 | 57.49 | 61.88 | 8 | 0
2015 | ENT_2_SOCO | ENT | SOCO | Internal | Shoulder | B15 | 1203 | 3900 | 0 | 57.49 | 59.72 | 8 | 0
2015 | ENT_2_SOCO | ENT | SOCO | Internal | Summer | B1 | 10 | 3900 | 91.99 | 91.39 | 99.39 | 8 | 0
2015 | ENT_2_SOCO | ENT | SOCO | Internal | Summer | B2 | 25 | 3900 | 765.78 | 89.87 | 97.87 | 8 | 0
2015 | ENT_2_SOCO | ENT | SOCO | Internal | Summer | B3 | 75 | 3900 | 2253.03 | 89.87 | 97.87 | 8 | 0
2015 | ENT_2_SOCO | ENT | SOCO | Internal | Summer | B4 | 100 | 3900 | 2860.04 | 89.87 | 97.87 | 8 | 0
2015 | ENT_2_SOCO | ENT | SOCO | Internal | Summer | B5 | 200 | 3900 | 2097.98 | 83.07 | 91.07 | 8 | 0
2015 | ENT_2_SOCO | ENT | SOCO | Internal | Summer | B6 | 300 | 3900 | 2339.95 | 70.85 | 78.85 | 8 | 0
2015 | ENT_2_SOCO | ENT | SOCO | Internal | Summer | B7 | 400 | 3900 | 3225.67 | 59.54 | 67.54 | 8 | 0
2015 | ENT_2_SOCO | ENT | SOCO | Internal | Summer | B8 | 500 | 3900 | 1778.26 | 58.69 | 66.69 | 8 | 0
2015 | ENT_2_SOCO | ENT | SOCO | Internal | Summer | B9 | 800 | 3900 | 0 | 56.32 | 60.67 | 8 | 0
2015 | ENT_2_SOCO | ENT | SOCO | Internal | Summer | B10 | 1262 | 3900 | 0 | 56.32 | 58.55 | 8 | 0
2015 | ENT_2_SOCO | ENT | SOCO | Internal | Winter | B16 | 25 | 3900 | 2489 | 77.18 | 85.18 | 8 | 0
2015 | ENT_2_SOCO | ENT | SOCO | Internal | Winter | B17 | 100 | 3900 | 0 | 61.89 | 67.23 | 8 | 0
2015 | ENT_2_SOCO | ENT | SOCO | Internal | Winter | B18 | 400 | 3900 | 0 | 60.37 | 64.36 | 8 | 0
2015 | ENT_2_SOCO | ENT | SOCO | Internal | Winter | B19 | 700 | 3900 | 0 | 59.83 | 64.36 | 8 | 0
2015 | ENT_2_SOCO | ENT | SOCO | Internal | Winter | B20 | 935 | 3900 | 0 | 59.83 | 62.11 | 8 | 0
2015 | ENT_2_SPP_S | ENT | SPP_S | Internal | Shoulder | B11 | 25 | 3292 | 0 | 81.71 | 83.05 | 8 | 0
2015 | ENT_2_SPP_S | ENT | SPP_S | Internal | Shoulder | B12 | 200 | 3292 | 0 | 59.47 | 65.25 | 8 | 0
2015 | ENT_2_SPP_S | ENT | SPP_S | Internal | Shoulder | B13 | 600 | 3292 | 0 | 59.47 | 60.04 | 8 | 0
2015 | ENT_2_SPP_S | ENT | SPP_S | Internal | Shoulder | B14 | 900 | 3292 | 0 | 57.49 | 59.44 | 8 | 0
2015 | ENT_2_SPP_S | ENT | SPP_S | Internal | Shoulder | B15 | 1203 | 3292 | 0 | 57.49 | 57.39 | 8 | 0
2015 | ENT_2_SPP_S | ENT | SPP_S | Internal | Summer | B1 | 10 | 3292 | 0 | 91.39 | 90.43 | 8 | 0
2015 | ENT_2_SPP_S | ENT | SPP_S | Internal | Summer | B2 | 25 | 3292 | 0 | 89.87 | 90.43 | 8 | 0
2015 | ENT_2_SPP_S | ENT | SPP_S | Internal | Summer | B3 | 75 | 3292 | 0 | 89.87 | 84.87 | 8 | 0
2015 | ENT_2_SPP_S | ENT | SPP_S | Internal | Summer | B4 | 100 | 3292 | 0 | 89.87 | 84.87 | 8 | 0
2015 | ENT_2_SPP_S | ENT | SPP_S | Internal | Summer | B5 | 200 | 3292 | 0 | 83.07 | 81.88 | 8 | 0
2015 | ENT_2_SPP_S | ENT | SPP_S | Internal | Summer | B6 | 300 | 3292 | 0 | 70.85 | 74.86 | 8 | 0
2015 | ENT_2_SPP_S | ENT | SPP_S | Internal | Summer | B7 | 400 | 3292 | 0 | 59.54 | 63.84 | 8 | 0
2015 | ENT_2_SPP_S | ENT | SPP_S | Internal | Summer | B8 | 500 | 3292 | 0 | 58.69 | 60.53 | 8 | 0
2015 | ENT_2_SPP_S | ENT | SPP_S | Internal | Summer | B9 | 800 | 3292 | 0 | 56.32 | 58.12 | 8 | 0
2015 | ENT_2_SPP_S | ENT | SPP_S | Internal | Summer | B10 | 1262 | 3292 | 0 | 56.32 | 56.13 | 8 | 0
2015 | ENT_2_SPP_S | ENT | SPP_S | Internal | Winter | B16 | 25 | 3292 | 0 | 77.18 | 76.44 | 8 | 0
2015 | ENT_2_SPP_S | ENT | SPP_S | Internal | Winter | B17 | 100 | 3292 | 0 | 61.89 | 62.65 | 8 | 0
2015 | ENT_2_SPP_S | ENT | SPP_S | Internal | Winter | B18 | 400 | 3292 | 0 | 60.37 | 60.81 | 8 | 0
2015 | ENT_2_SPP_S | ENT | SPP_S | Internal | Winter | B19 | 700 | 3292 | 0 | 59.83 | 59.87 | 8 | 0
2015 | ENT_2_SPP_S | ENT | SPP_S | Internal | Winter | B20 | 935 | 3292 | 0 | 59.83 | 59.74 | 8 | 0
2015 | ENT_2_TVA_Transmission | ENT | TVA_Transmission | Internal | Shoulder | B11 | 25 | 2100 | 0 | 81.71 | 80.71 | 8 | 0
2015 | ENT_2_TVA_Transmission | ENT | TVA_Transmission | Internal | Shoulder | B12 | 200 | 2100 | 0 | 59.47 | 65.92 | 8 | 0
2015 | ENT_2_TVA_Transmission | ENT | TVA_Transmission | Internal | Shoulder | B13 | 600 | 2100 | 0 | 59.47 | 63.15 | 8 | 0
2015 | ENT_2_TVA_Transmission | ENT | TVA_Transmission | Internal | Shoulder | B14 | 900 | 2100 | 0 | 57.49 | 62.31 | 8 | 0
2015 | ENT_2_TVA_Transmission | ENT | TVA_Transmission | Internal | Shoulder | B15 | 1203 | 2100 | 0 | 57.49 | 60.25 | 8 | 0
2015 | ENT_2_TVA_Transmission | ENT | TVA_Transmission | Internal | Summer | B1 | 10 | 2100 | 644.45 | 91.39 | 99.39 | 8 | 0
2015 | ENT_2_TVA_Transmission | ENT | TVA_Transmission | Internal | Summer | B2 | 25 | 2100 | 0 | 89.87 | 96.74 | 8 | 0
2015 | ENT_2_TVA_Transmission | ENT | TVA_Transmission | Internal | Summer | B3 | 75 | 2100 | 0 | 89.87 | 95.51 | 8 | 0
2015 | ENT_2_TVA_Transmission | ENT | TVA_Transmission | Internal | Summer | B4 | 100 | 2100 | 0 | 89.87 | 90.87 | 8 | 0
2015 | ENT_2_TVA_Transmission | ENT | TVA_Transmission | Internal | Summer | B5 | 200 | 2100 | 0 | 83.07 | 82.07 | 8 | 0
2015 | ENT_2_TVA_Transmission | ENT | TVA_Transmission | Internal | Summer | B6 | 300 | 2100 | 0 | 70.85 | 69.85 | 8 | 0
2015 | ENT_2_TVA_Transmission | ENT | TVA_Transmission | Internal | Summer | B7 | 400 | 2100 | 0 | 59.54 | 61.65 | 8 | 0
2015 | ENT_2_TVA_Transmission | ENT | TVA_Transmission | Internal | Summer | B8 | 500 | 2100 | 0 | 58.69 | 60.36 | 8 | 0
2015 | ENT_2_TVA_Transmission | ENT | TVA_Transmission | Internal | Summer | B9 | 800 | 2100 | 0 | 56.32 | 59.66 | 8 | 0
2015 | ENT_2_TVA_Transmission | ENT | TVA_Transmission | Internal | Summer | B10 | 1262 | 2100 | 0 | 56.32 | 58.02 | 8 | 0
2015 | ENT_2_TVA_Transmission | ENT | TVA_Transmission | Internal | Winter | B16 | 25 | 2100 | 0 | 77.18 | 84.41 | 8 | 0
2015 | ENT_2_TVA_Transmission | ENT | TVA_Transmission | Internal | Winter | B17 | 100 | 2100 | 0 | 61.89 | 69.26 | 8 | 0
2015 | ENT_2_TVA_Transmission | ENT | TVA_Transmission | Internal | Winter | B18 | 400 | 2100 | 0 | 60.37 | 64.26 | 8 | 0
2015 | ENT_2_TVA_Transmission | ENT | TVA_Transmission | Internal | Winter | B19 | 700 | 2100 | 0 | 59.83 | 63.31 | 8 | 0
2015 | ENT_2_TVA_Transmission | ENT | TVA_Transmission | Internal | Winter | B20 | 935 | 2100 | 0 | 59.83 | 61.53 | 8 | 0
2015 | FRCC_2_SOCO | FRCC | SOCO | Internal | Shoulder | B11 | 25 | 900 | 0 | 99.71 | 89.71 | 8 | 0
2015 | FRCC_2_SOCO | FRCC | SOCO | Internal | Shoulder | B12 | 200 | 900 | 0 | 66.91 | 63.93 | 8 | 0
2015 | FRCC_2_SOCO | FRCC | SOCO | Internal | Shoulder | B13 | 600 | 900 | 0 | 65.37 | 61.88 | 8 | 0
2015 | FRCC_2_SOCO | FRCC | SOCO | Internal | Shoulder | B14 | 900 | 900 | 0 | 64.13 | 61.88 | 8 | 0
2015 | FRCC_2_SOCO | FRCC | SOCO | Internal | Shoulder | B15 | 1203 | 900 | 0 | 64.13 | 59.72 | 8 | 0
2015 | FRCC_2_SOCO | FRCC | SOCO | Internal | Summer | B1 | 10 | 900 | 0 | 103.87 | 99.39 | 8 | 0
2015 | FRCC_2_SOCO | FRCC | SOCO | Internal | Summer | B2 | 25 | 900 | 0 | 103.87 | 97.87 | 8 | 0
2015 | FRCC_2_SOCO | FRCC | SOCO | Internal | Summer | B3 | 75 | 900 | 0 | 103.87 | 97.87 | 8 | 0
2015 | FRCC_2_SOCO | FRCC | SOCO | Internal | Summer | B4 | 100 | 900 | 0 | 103.87 | 97.87 | 8 | 0
2015 | FRCC_2_SOCO | FRCC | SOCO | Internal | Summer | B5 | 200 | 900 | 0 | 101.07 | 91.07 | 8 | 0
2015 | FRCC_2_SOCO | FRCC | SOCO | Internal | Summer | B6 | 300 | 900 | 0 | 88.85 | 78.85 | 8 | 0
2015 | FRCC_2_SOCO | FRCC | SOCO | Internal | Summer | B7 | 400 | 900 | 0 | 66.21 | 67.54 | 8 | 0
2015 | FRCC_2_SOCO | FRCC | SOCO | Internal | Summer | B8 | 500 | 900 | 0 | 66.21 | 66.69 | 8 | 0
2015 | FRCC_2_SOCO | FRCC | SOCO | Internal | Summer | B9 | 800 | 900 | 0 | 63.46 | 60.67 | 8 | 0
2015 | FRCC_2_SOCO | FRCC | SOCO | Internal | Summer | B10 | 1262 | 900 | 0 | 63.46 | 58.55 | 8 | 0
2015 | FRCC_2_SOCO | FRCC | SOCO | Internal | Winter | B16 | 25 | 900 | 0 | 93.22 | 85.18 | 8 | 0
2015 | FRCC_2_SOCO | FRCC | SOCO | Internal | Winter | B17 | 100 | 900 | 0 | 69.02 | 67.23 | 8 | 0
2015 | FRCC_2_SOCO | FRCC | SOCO | Internal | Winter | B18 | 400 | 900 | 0 | 66.15 | 64.36 | 8 | 0
2015 | FRCC_2_SOCO | FRCC | SOCO | Internal | Winter | B19 | 700 | 900 | 0 | 66.15 | 64.36 | 8 | 0
2015 | FRCC_2_SOCO | FRCC | SOCO | Internal | Winter | B20 | 935 | 900 | 0 | 66.15 | 62.11 | 8 | 0
2015 | HQ_NEISO_2_NEISO | HQ_NEISO | NEISO | Internal | Shoulder | B11 | 25 | 99999 | 2920 | 55.81 | 55.82 | 0.01 | 0
2015 | HQ_NEISO_2_NEISO | HQ_NEISO | NEISO | Internal | Shoulder | B12 | 200 | 99999 | 2920 | 55.81 | 55.82 | 0.01 | 0
2015 | HQ_NEISO_2_NEISO | HQ_NEISO | NEISO | Internal | Shoulder | B13 | 600 | 99999 | 2920 | 55.81 | 55.82 | 0.01 | 0
2015 | HQ_NEISO_2_NEISO | HQ_NEISO | NEISO | Internal | Shoulder | B14 | 900 | 99999 | 2920 | 55.81 | 55.82 | 0.01 | 0
2015 | HQ_NEISO_2_NEISO | HQ_NEISO | NEISO | Internal | Shoulder | B15 | 1203 | 99999 | 1143.24 | 55.81 | 55.82 | 0.01 | 0
2015 | HQ_NEISO_2_NEISO | HQ_NEISO | NEISO | Internal | Summer | B1 | 10 | 99999 | 2920.1 | 86.47 | 86.49 | 0.01 | 0
2015 | HQ_NEISO_2_NEISO | HQ_NEISO | NEISO | Internal | Summer | B2 | 25 | 99999 | 2920 | 79.28 | 79.3 | 0.01 | 0
2015 | HQ_NEISO_2_NEISO | HQ_NEISO | NEISO | Internal | Summer | B3 | 75 | 99999 | 2920 | 73.2 | 73.21 | 0.01 | 0
2015 | HQ_NEISO_2_NEISO | HQ_NEISO | NEISO | Internal | Summer | B4 | 100 | 99999 | 2920 | 59 | 59.01 | 0.01 | 0
2015 | HQ_NEISO_2_NEISO | HQ_NEISO | NEISO | Internal | Summer | B5 | 200 | 99999 | 2920 | 53.12 | 53.13 | 0.01 | 0
2015 | HQ_NEISO_2_NEISO | HQ_NEISO | NEISO | Internal | Summer | B6 | 300 | 99999 | 2920 | 53.12 | 53.13 | 0.01 | 0
2015 | HQ_NEISO_2_NEISO | HQ_NEISO | NEISO | Internal | Summer | B7 | 400 | 99999 | 2920 | 53.12 | 53.13 | 0.01 | 0
2015 | HQ_NEISO_2_NEISO | HQ_NEISO | NEISO | Internal | Summer | B8 | 500 | 99999 | 2920 | 53.12 | 53.13 | 0.01 | 0
2015 | HQ_NEISO_2_NEISO | HQ_NEISO | NEISO | Internal | Summer | B9 | 800 | 99999 | 2920 | 53.12 | 53.13 | 0.01 | 0
2015 | HQ_NEISO_2_NEISO | HQ_NEISO | NEISO | Internal | Summer | B10 | 1262 | 99999 | 795.94 | 53.12 | 53.13 | 0.01 | 0
2015 | HQ_NEISO_2_NEISO | HQ_NEISO | NEISO | Internal | Winter | B16 | 25 | 99999 | 2920 | 64.21 | 64.22 | 0.01 | 0
2015 | HQ_NEISO_2_NEISO | HQ_NEISO | NEISO | Internal | Winter | B17 | 100 | 99999 | 2920 | 64.21 | 64.22 | 0.01 | 0
2015 | HQ_NEISO_2_NEISO | HQ_NEISO | NEISO | Internal | Winter | B18 | 400 | 99999 | 2920 | 64.21 | 64.22 | 0.01 | 0
2015 | HQ_NEISO_2_NEISO | HQ_NEISO | NEISO | Internal | Winter | B19 | 700 | 99999 | 2920 | 64.21 | 64.22 | 0.01 | 0
2015 | HQ_NEISO_2_NEISO | HQ_NEISO | NEISO | Internal | Winter | B20 | 935 | 99999 | 1233.58 | 64.21 | 64.22 | 0.01 | 0
2015 | HQ_NY_2_NYISO_A-F | HQ_NY | NYISO_A-F | Internal | Shoulder | B11 | 25 | 99999 | 1000 | 60.52 | 60.53 | 0.01 | 0
2015 | HQ_NY_2_NYISO_A-F | HQ_NY | NYISO_A-F | Internal | Shoulder | B12 | 200 | 99999 | 1000 | 58.79 | 58.8 | 0.01 | 0
2015 | HQ_NY_2_NYISO_A-F | HQ_NY | NYISO_A-F | Internal | Shoulder | B13 | 600 | 99999 | 1000 | 57.81 | 57.82 | 0.01 | 0
2015 | HQ_NY_2_NYISO_A-F | HQ_NY | NYISO_A-F | Internal | Shoulder | B14 | 900 | 99999 | 1000 | 56.87 | 56.88 | 0.01 | 0
2015 | HQ_NY_2_NYISO_A-F | HQ_NY | NYISO_A-F | Internal | Shoulder | B15 | 1203 | 99999 | 188.69 | 56.87 | 56.88 | 0.01 | 0
2015 | HQ_NY_2_NYISO_A-F | HQ_NY | NYISO_A-F | Internal | Summer | B1 | 10 | 99999 | 1000.1 | 85.38 | 85.39 | 0.01 | 0
2015 | HQ_NY_2_NYISO_A-F | HQ_NY | NYISO_A-F | Internal | Summer | B2 | 25 | 99999 | 1000 | 82.26 | 82.27 | 0.01 | 0
2015 | HQ_NY_2_NYISO_A-F | HQ_NY | NYISO_A-F | Internal | Summer | B3 | 75 | 99999 | 1000 | 76.55 | 76.56 | 0.01 | 0
2015 | HQ_NY_2_NYISO_A-F | HQ_NY | NYISO_A-F | Internal | Summer | B4 | 100 | 99999 | 1000 | 76.02 | 76.03 | 0.01 | 0
2015 | HQ_NY_2_NYISO_A-F | HQ_NY | NYISO_A-F | Internal | Summer | B5 | 200 | 99999 | 1000 | 68.05 | 68.06 | 0.01 | 0
2015 | HQ_NY_2_NYISO_A-F | HQ_NY | NYISO_A-F | Internal | Summer | B6 | 300 | 99999 | 1000 | 57.83 | 57.84 | 0.01 | 0
2015 | HQ_NY_2_NYISO_A-F | HQ_NY | NYISO_A-F | Internal | Summer | B7 | 400 | 99999 | 1000 | 56.1 | 56.12 | 0.01 | 0
2015 | HQ_NY_2_NYISO_A-F | HQ_NY | NYISO_A-F | Internal | Summer | B8 | 500 | 99999 | 1000 | 55.23 | 55.24 | 0.01 | 0
2015 | HQ_NY_2_NYISO_A-F | HQ_NY | NYISO_A-F | Internal | Summer | B9 | 800 | 99999 | 1000 | 55.23 | 55.24 | 0.01 | 0
2015 | HQ_NY_2_NYISO_A-F | HQ_NY | NYISO_A-F | Internal | Summer | B10 | 1262 | 99999 | 30.11 | 55.23 | 55.24 | 0.01 | 0
2015 | HQ_NY_2_NYISO_A-F | HQ_NY | NYISO_A-F | Internal | Winter | B16 | 25 | 99999 | 1000 | 67.63 | 67.64 | 0.01 | 0
2015 | HQ_NY_2_NYISO_A-F | HQ_NY | NYISO_A-F | Internal | Winter | B17 | 100 | 99999 | 1000 | 61.62 | 61.63 | 0.01 | 0
2015 | HQ_NY_2_NYISO_A-F | HQ_NY | NYISO_A-F | Internal | Winter | B18 | 400 | 99999 | 1000 | 61.58 | 61.59 | 0.01 | 0
2015 | HQ_NY_2_NYISO_A-F | HQ_NY | NYISO_A-F | Internal | Winter | B19 | 700 | 99999 | 1000 | 61.58 | 61.59 | 0.01 | 0
2015 | HQ_NY_2_NYISO_A-F | HQ_NY | NYISO_A-F | Internal | Winter | B20 | 935 | 99999 | 229.95 | 61.58 | 61.59 | 0.01 | 0
2015 | HQ_IESO_2_IESO | HQ_IESO | IESO | Internal | Shoulder | B11 | 25 | 99999 | 400 | 47.02 | 47.03 | 0.01 | 0
2015 | HQ_IESO_2_IESO | HQ_IESO | IESO | Internal | Shoulder | B12 | 200 | 99999 | 400 | 47.02 | 47.03 | 0.01 | 0
2015 | HQ_IESO_2_IESO | HQ_IESO | IESO | Internal | Shoulder | B13 | 600 | 99999 | 400 | 47.02 | 47.03 | 0.01 | 0
2015 | HQ_IESO_2_IESO | HQ_IESO | IESO | Internal | Shoulder | B14 | 900 | 99999 | 400 | 47.02 | 47.03 | 0.01 | 0
2015 | HQ_IESO_2_IESO | HQ_IESO | IESO | Internal | Shoulder | B15 | 1203 | 99999 | 75.48 | 47.02 | 47.03 | 0.01 | 0
2015 | HQ_IESO_2_IESO | HQ_IESO | IESO | Internal | Summer | B1 | 10 | 99999 | 400.1 | 84.76 | 84.77 | 0.01 | 0
2015 | HQ_IESO_2_IESO | HQ_IESO | IESO | Internal | Summer | B2 | 25 | 99999 | 400 | 81.26 | 81.27 | 0.01 | 0
2015 | HQ_IESO_2_IESO | HQ_IESO | IESO | Internal | Summer | B3 | 75 | 99999 | 400 | 69.55 | 69.56 | 0.01 | 0
2015 | HQ_IESO_2_IESO | HQ_IESO | IESO | Internal | Summer | B4 | 100 | 99999 | 400 | 69.02 | 69.03 | 0.01 | 0
2015 | HQ_IESO_2_IESO | HQ_IESO | IESO | Internal | Summer | B5 | 200 | 99999 | 400 | 61.05 | 61.06 | 0.01 | 0
2015 | HQ_IESO_2_IESO | HQ_IESO | IESO | Internal | Summer | B6 | 300 | 99999 | 400 | 44.59 | 44.6 | 0.01 | 0
2015 | HQ_IESO_2_IESO | HQ_IESO | IESO | Internal | Summer | B7 | 400 | 99999 | 400 | 44.59 | 44.6 | 0.01 | 0
2015 | HQ_IESO_2_IESO | HQ_IESO | IESO | Internal | Summer | B8 | 500 | 99999 | 400 | 44.59 | 44.6 | 0.01 | 0
2015 | HQ_IESO_2_IESO | HQ_IESO | IESO | Internal | Summer | B9 | 800 | 99999 | 400 | 44.59 | 44.6 | 0.01 | 0
2015 | HQ_IESO_2_IESO | HQ_IESO | IESO | Internal | Summer | B10 | 1262 | 99999 | 12.04 | 44.59 | 44.6 | 0.01 | 0
2015 | HQ_IESO_2_IESO | HQ_IESO | IESO | Internal | Winter | B16 | 25 | 99999 | 400 | 60.63 | 60.64 | 0.01 | 0
2015 | HQ_IESO_2_IESO | HQ_IESO | IESO | Internal | Winter | B17 | 100 | 99999 | 400 | 53.35 | 53.36 | 0.01 | 0
2015 | HQ_IESO_2_IESO | HQ_IESO | IESO | Internal | Winter | B18 | 400 | 99999 | 400 | 46.54 | 46.55 | 0.01 | 0
2015 | HQ_IESO_2_IESO | HQ_IESO | IESO | Internal | Winter | B19 | 700 | 99999 | 400 | 46.54 | 46.55 | 0.01 | 0
2015 | HQ_IESO_2_IESO | HQ_IESO | IESO | Internal | Winter | B20 | 935 | 99999 | 91.98 | 46.54 | 46.55 | 0.01 | 0
2015 | IESO_2_MAPP_CA | IESO | MAPP_CA | Internal | Shoulder | B11 | 25 | 262 | 262 | 47.03 | 70.97 | 7 | 16.94
2015 | IESO_2_MAPP_CA | IESO | MAPP_CA | Internal | Shoulder | B12 | 200 | 262 | 262 | 47.03 | 65.23 | 7 | 11.2
2015 | IESO_2_MAPP_CA | IESO | MAPP_CA | Internal | Shoulder | B13 | 600 | 262 | 262 | 47.03 | 57.65 | 7 | 3.62
2015 | IESO_2_MAPP_CA | IESO | MAPP_CA | Internal | Shoulder | B14 | 900 | 262 | 262 | 47.03 | 55.77 | 7 | 1.74
2015 | IESO_2_MAPP_CA | IESO | MAPP_CA | Internal | Shoulder | B15 | 1203 | 262 | 262 | 47.03 | 55.77 | 7 | 1.74
2015 | IESO_2_MAPP_CA | IESO | MAPP_CA | Internal | Summer | B1 | 10 | 262 | 0 | 84.77 | 76.77 | 7 | 0
2015 | IESO_2_MAPP_CA | IESO | MAPP_CA | Internal | Summer | B2 | 25 | 262 | 0 | 81.27 | 77.38 | 7 | 0
2015 | IESO_2_MAPP_CA | IESO | MAPP_CA | Internal | Summer | B3 | 75 | 262 | 186.13 | 69.56 | 76.56 | 7 | 0
2015 | IESO_2_MAPP_CA | IESO | MAPP_CA | Internal | Summer | B4 | 100 | 262 | 0 | 69.03 | 75.73 | 7 | 0
2015 | IESO_2_MAPP_CA | IESO | MAPP_CA | Internal | Summer | B5 | 200 | 262 | 262 | 61.06 | 71.04 | 7 | 2.98
2015 | IESO_2_MAPP_CA | IESO | MAPP_CA | Internal | Summer | B6 | 300 | 262 | 262 | 44.6 | 67.84 | 7 | 16.24
2015 | IESO_2_MAPP_CA | IESO | MAPP_CA | Internal | Summer | B7 | 400 | 262 | 262 | 44.6 | 56.82 | 7 | 5.22
2015 | IESO_2_MAPP_CA | IESO | MAPP_CA | Internal | Summer | B8 | 500 | 262 | 262 | 44.6 | 53.5 | 7 | 1.91
2015 | IESO_2_MAPP_CA | IESO | MAPP_CA | Internal | Summer | B9 | 800 | 262 | 262 | 44.6 | 52.91 | 7 | 1.31
2015 | IESO_2_MAPP_CA | IESO | MAPP_CA | Internal | Summer | B10 | 1262 | 262 | 262 | 44.6 | 52.91 | 7 | 1.31
2015 | IESO_2_MAPP_CA | IESO | MAPP_CA | Internal | Winter | B16 | 25 | 262 | 262 | 60.64 | 76.4 | 7 | 8.76
2015 | IESO_2_MAPP_CA | IESO | MAPP_CA | Internal | Winter | B17 | 100 | 262 | 262 | 53.36 | 67.61 | 7 | 7.25
2015 | IESO_2_MAPP_CA | IESO | MAPP_CA | Internal | Winter | B18 | 400 | 262 | 262 | 46.55 | 58.85 | 7 | 5.3
2015 | IESO_2_MAPP_CA | IESO | MAPP_CA | Internal | Winter | B19 | 700 | 262 | 262 | 46.55 | 57.39 | 7 | 3.84
2015 | IESO_2_MAPP_CA | IESO | MAPP_CA | Internal | Winter | B20 | 935 | 262 | 262 | 46.55 | 57.39 | 7 | 3.84
2015 | IESO_2_MISO_MI | IESO | MISO_MI | Internal | Shoulder | B11 | 25 | 2591 | 2591 | 47.03 | 74.41 | 7 | 20.38
2015 | IESO_2_MISO_MI | IESO | MISO_MI | Internal | Shoulder | B12 | 200 | 2591 | 2591 | 47.03 | 65.26 | 7 | 11.23
2015 | IESO_2_MISO_MI | IESO | MISO_MI | Internal | Shoulder | B13 | 600 | 2591 | 2591 | 47.03 | 57.68 | 7 | 3.65
2015 | IESO_2_MISO_MI | IESO | MISO_MI | Internal | Shoulder | B14 | 900 | 2591 | 2591 | 47.03 | 55.79 | 7 | 1.76
2015 | IESO_2_MISO_MI | IESO | MISO_MI | Internal | Shoulder | B15 | 1203 | 2591 | 2087.26 | 47.03 | 54.03 | 7 | 0
2015 | IESO_2_MISO_MI | IESO | MISO_MI | Internal | Summer | B1 | 10 | 2591 | 2277.4 | 84.77 | 91.77 | 7 | 0
2015 | IESO_2_MISO_MI | IESO | MISO_MI | Internal | Summer | B2 | 25 | 2591 | 2469.27 | 81.27 | 88.27 | 7 | 0
2015 | IESO_2_MISO_MI | IESO | MISO_MI | Internal | Summer | B3 | 75 | 2591 | 2591 | 69.56 | 87.51 | 7 | 10.95
2015 | IESO_2_MISO_MI | IESO | MISO_MI | Internal | Summer | B4 | 100 | 2591 | 2591 | 69.03 | 82.87 | 7 | 6.84
2015 | IESO_2_MISO_MI | IESO | MISO_MI | Internal | Summer | B5 | 200 | 2591 | 2591 | 61.06 | 74.07 | 7 | 6.01
2015 | IESO_2_MISO_MI | IESO | MISO_MI | Internal | Summer | B6 | 300 | 2591 | 2591 | 44.6 | 66.61 | 7 | 15.01
2015 | IESO_2_MISO_MI | IESO | MISO_MI | Internal | Summer | B7 | 400 | 2591 | 2591 | 44.6 | 56.84 | 7 | 5.25
2015 | IESO_2_MISO_MI | IESO | MISO_MI | Internal | Summer | B8 | 500 | 2591 | 2591 | 44.6 | 53.53 | 7 | 1.93
2015 | IESO_2_MISO_MI | IESO | MISO_MI | Internal | Summer | B9 | 800 | 2591 | 2591 | 44.6 | 53.03 | 7 | 1.43
2015 | IESO_2_MISO_MI | IESO | MISO_MI | Internal | Summer | B10 | 1262 | 2591 | 2591 | 44.6 | 52.23 | 7 | 0.63
2015 | IESO_2_MISO_MI | IESO | MISO_MI | Internal | Winter | B16 | 25 | 2591 | 2591 | 60.64 | 76.41 | 7 | 8.77
2015 | IESO_2_MISO_MI | IESO | MISO_MI | Internal | Winter | B17 | 100 | 2591 | 2591 | 53.36 | 68.84 | 7 | 8.48
2015 | IESO_2_MISO_MI | IESO | MISO_MI | Internal | Winter | B18 | 400 | 2591 | 2591 | 46.55 | 58.87 | 7 | 5.32
2015 | IESO_2_MISO_MI | IESO | MISO_MI | Internal | Winter | B19 | 700 | 2591 | 2591 | 46.55 | 57.37 | 7 | 3.82
2015 | IESO_2_MISO_MI | IESO | MISO_MI | Internal | Winter | B20 | 935 | 2591 | 53.91 | 46.55 | 53.55 | 7 | 0
2015 | IESO_2_MISO_W | IESO | MISO_W | Internal | Shoulder | B11 | 25 | 207 | 207 | 47.03 | 76.71 | 7 | 22.68
2015 | IESO_2_MISO_W | IESO | MISO_W | Internal | Shoulder | B12 | 200 | 207 | 207 | 47.03 | 65.25 | 7 | 11.22
2015 | IESO_2_MISO_W | IESO | MISO_W | Internal | Shoulder | B13 | 600 | 207 | 207 | 47.03 | 57.66 | 7 | 3.63
2015 | IESO_2_MISO_W | IESO | MISO_W | Internal | Shoulder | B14 | 900 | 207 | 207 | 47.03 | 55.78 | 7 | 1.75
2015 | IESO_2_MISO_W | IESO | MISO_W | Internal | Shoulder | B15 | 1203 | 207 | 207 | 47.03 | 54.07 | 7 | 0.04
2015 | IESO_2_MISO_W | IESO | MISO_W | Internal | Summer | B1 | 10 | 207 | 0 | 84.77 | 91.38 | 7 | 0
2015 | IESO_2_MISO_W | IESO | MISO_W | Internal | Summer | B2 | 25 | 207 | 207 | 81.27 | 88.73 | 7 | 0.46
2015 | IESO_2_MISO_W | IESO | MISO_W | Internal | Summer | B3 | 75 | 207 | 207 | 69.56 | 88.73 | 7 | 12.17
2015 | IESO_2_MISO_W | IESO | MISO_W | Internal | Summer | B4 | 100 | 207 | 207 | 69.03 | 86.87 | 7 | 10.84
2015 | IESO_2_MISO_W | IESO | MISO_W | Internal | Summer | B5 | 200 | 207 | 207 | 61.06 | 78.05 | 7 | 9.99
2015 | IESO_2_MISO_W | IESO | MISO_W | Internal | Summer | B6 | 300 | 207 | 207 | 44.6 | 67.85 | 7 | 16.25
2015 | IESO_2_MISO_W | IESO | MISO_W | Internal | Summer | B7 | 400 | 207 | 207 | 44.6 | 56.83 | 7 | 5.23
2015 | IESO_2_MISO_W | IESO | MISO_W | Internal | Summer | B8 | 500 | 207 | 207 | 44.6 | 53.52 | 7 | 1.92
2015 | IESO_2_MISO_W | IESO | MISO_W | Internal | Summer | B9 | 800 | 207 | 207 | 44.6 | 52.92 | 7 | 1.32
2015 | IESO_2_MISO_W | IESO | MISO_W | Internal | Summer | B10 | 1262 | 207 | 0 | 44.6 | 51.4 | 7 | 0
2015 | IESO_2_MISO_W | IESO | MISO_W | Internal | Winter | B16 | 25 | 207 | 207 | 60.64 | 76.41 | 7 | 8.77
2015 | IESO_2_MISO_W | IESO | MISO_W | Internal | Winter | B17 | 100 | 207 | 207 | 53.36 | 67.62 | 7 | 7.26
2015 | IESO_2_MISO_W | IESO | MISO_W | Internal | Winter | B18 | 400 | 207 | 207 | 46.55 | 58.87 | 7 | 5.32
2015 | IESO_2_MISO_W | IESO | MISO_W | Internal | Winter | B19 | 700 | 207 | 207 | 46.55 | 57.38 | 7 | 3.83
2015 | IESO_2_MISO_W | IESO | MISO_W | Internal | Winter | B20 | 935 | 207 | 0 | 46.55 | 53.53 | 7 | 0
2015 | IESO_2_NYISO_A-F | IESO | NYISO_A-F | Internal | Shoulder | B11 | 25 | 1725 | 1725 | 47.03 | 60.53 | 7 | 6.5
2015 | IESO_2_NYISO_A-F | IESO | NYISO_A-F | Internal | Shoulder | B12 | 200 | 1725 | 1725 | 47.03 | 58.8 | 7 | 4.77
2015 | IESO_2_NYISO_A-F | IESO | NYISO_A-F | Internal | Shoulder | B13 | 600 | 1725 | 1725 | 47.03 | 57.82 | 7 | 3.79
2015 | IESO_2_NYISO_A-F | IESO | NYISO_A-F | Internal | Shoulder | B14 | 900 | 1725 | 1725 | 47.03 | 56.88 | 7 | 2.85
2015 | IESO_2_NYISO_A-F | IESO | NYISO_A-F | Internal | Shoulder | B15 | 1203 | 1725 | 1725 | 47.03 | 56.88 | 7 | 2.85
2015 | IESO_2_NYISO_A-F | IESO | NYISO_A-F | Internal | Summer | B1 | 10 | 1725 | 0 | 84.77 | 85.39 | 7 | 0
2015 | IESO_2_NYISO_A-F | IESO | NYISO_A-F | Internal | Summer | B2 | 25 | 1725 | 0 | 81.27 | 82.27 | 7 | 0
2015 | IESO_2_NYISO_A-F | IESO | NYISO_A-F | Internal | Summer | B3 | 75 | 1725 | 133.41 | 69.56 | 76.56 | 7 | 0
2015 | IESO_2_NYISO_A-F | IESO | NYISO_A-F | Internal | Summer | B4 | 100 | 1725 | 1104.96 | 69.03 | 76.03 | 7 | 0
2015 | IESO_2_NYISO_A-F | IESO | NYISO_A-F | Internal | Summer | B5 | 200 | 1725 | 1334.22 | 61.06 | 68.06 | 7 | 0
2015 | IESO_2_NYISO_A-F | IESO | NYISO_A-F | Internal | Summer | B6 | 300 | 1725 | 1725 | 44.6 | 57.84 | 7 | 6.24
2015 | IESO_2_NYISO_A-F | IESO | NYISO_A-F | Internal | Summer | B7 | 400 | 1725 | 1725 | 44.6 | 56.12 | 7 | 4.52
2015 | IESO_2_NYISO_A-F | IESO | NYISO_A-F | Internal | Summer | B8 | 500 | 1725 | 1725 | 44.6 | 55.24 | 7 | 3.64
2015 | IESO_2_NYISO_A-F | IESO | NYISO_A-F | Internal | Summer | B9 | 800 | 1725 | 1725 | 44.6 | 55.24 | 7 | 3.64
2015 | IESO_2_NYISO_A-F | IESO | NYISO_A-F | Internal | Summer | B10 | 1262 | 1725 | 1725 | 44.6 | 55.24 | 7 | 3.64
2015 | IESO_2_NYISO_A-F | IESO | NYISO_A-F | Internal | Winter | B16 | 25 | 1725 | 1301.15 | 60.64 | 67.64 | 7 | 0
2015 | IESO_2_NYISO_A-F | IESO | NYISO_A-F | Internal | Winter | B17 | 100 | 1725 | 1725 | 53.36 | 61.63 | 7 | 1.28
2015 | IESO_2_NYISO_A-F | IESO | NYISO_A-F | Internal | Winter | B18 | 400 | 1725 | 1725 | 46.55 | 61.59 | 7 | 8.04
2015 | IESO_2_NYISO_A-F | IESO | NYISO_A-F | Internal | Winter | B19 | 700 | 1725 | 1725 | 46.55 | 61.59 | 7 | 8.04
2015 | IESO_2_NYISO_A-F | IESO | NYISO_A-F | Internal | Winter | B20 | 935 | 1725 | 1725 | 46.55 | 61.59 | 7 | 8.04
2015 | MAPP_CA_2_IESO | MAPP_CA | IESO | Internal | Shoulder | B11 | 25 | 330 | 0 | 70.97 | 47.03 | 8 | 0
2015 | MAPP_CA_2_IESO | MAPP_CA | IESO | Internal | Shoulder | B12 | 200 | 330 | 0 | 65.23 | 47.03 | 8 | 0
2015 | MAPP_CA_2_IESO | MAPP_CA | IESO | Internal | Shoulder | B13 | 600 | 330 | 0 | 57.65 | 47.03 | 8 | 0
2015 | MAPP_CA_2_IESO | MAPP_CA | IESO | Internal | Shoulder | B14 | 900 | 330 | 0 | 55.77 | 47.03 | 8 | 0
2015 | MAPP_CA_2_IESO | MAPP_CA | IESO | Internal | Shoulder | B15 | 1203 | 330 | 0 | 55.77 | 47.03 | 8 | 0
2015 | MAPP_CA_2_IESO | MAPP_CA | IESO | Internal | Summer | B1 | 10 | 330 | 53.6 | 76.77 | 84.77 | 8 | 0
2015 | MAPP_CA_2_IESO | MAPP_CA | IESO | Internal | Summer | B2 | 25 | 330 | 0 | 77.38 | 81.27 | 8 | 0
2015 | MAPP_CA_2_IESO | MAPP_CA | IESO | Internal | Summer | B3 | 75 | 330 | 0 | 76.56 | 69.56 | 8 | 0
2015 | MAPP_CA_2_IESO | MAPP_CA | IESO | Internal | Summer | B4 | 100 | 330 | 0 | 75.73 | 69.03 | 8 | 0
2015 | MAPP_CA_2_IESO | MAPP_CA | IESO | Internal | Summer | B5 | 200 | 330 | 0 | 71.04 | 61.06 | 8 | 0
2015 | MAPP_CA_2_IESO | MAPP_CA | IESO | Internal | Summer | B6 | 300 | 330 | 0 | 67.84 | 44.6 | 8 | 0
2015 | MAPP_CA_2_IESO | MAPP_CA | IESO | Internal | Summer | B7 | 400 | 330 | 0 | 56.82 | 44.6 | 8 | 0
2015 | MAPP_CA_2_IESO | MAPP_CA | IESO | Internal | Summer | B8 | 500 | 330 | 0 | 53.5 | 44.6 | 8 | 0
2015 | MAPP_CA_2_IESO | MAPP_CA | IESO | Internal | Summer | B9 | 800 | 330 | 0 | 52.91 | 44.6 | 8 | 0
2015 | MAPP_CA_2_IESO | MAPP_CA | IESO | Internal | Summer | B10 | 1262 | 330 | 0 | 52.91 | 44.6 | 8 | 0
2015 | MAPP_CA_2_IESO | MAPP_CA | IESO | Internal | Winter | B16 | 25 | 330 | 0 | 76.4 | 60.64 | 8 | 0
2015 | MAPP_CA_2_IESO | MAPP_CA | IESO | Internal | Winter | B17 | 100 | 330 | 0 | 67.61 | 53.36 | 8 | 0
2015 | MAPP_CA_2_IESO | MAPP_CA | IESO | Internal | Winter | B18 | 400 | 330 | 0 | 58.85 | 46.55 | 8 | 0
2015 | MAPP_CA_2_IESO | MAPP_CA | IESO | Internal | Winter | B19 | 700 | 330 | 0 | 57.39 | 46.55 | 8 | 0
2015 | MAPP_CA_2_IESO | MAPP_CA | IESO | Internal | Winter | B20 | 935 | 330 | 0 | 57.39 | 46.55 | 8 | 0
2015 | MAPP_CA_2_MAPP_US | MAPP_CA | MAPP_US | Internal | Shoulder | B11 | 25 | 372 | 0 | 70.97 | 76.7 | 7 | 0
2015 | MAPP_CA_2_MAPP_US | MAPP_CA | MAPP_US | Internal | Shoulder | B12 | 200 | 372 | 0 | 65.23 | 58.25 | 7 | 0
2015 | MAPP_CA_2_MAPP_US | MAPP_CA | MAPP_US | Internal | Shoulder | B13 | 600 | 372 | 0 | 57.65 | 56.68 | 7 | 0
2015 | MAPP_CA_2_MAPP_US | MAPP_CA | MAPP_US | Internal | Shoulder | B14 | 900 | 372 | 0 | 55.77 | 56.68 | 7 | 0
2015 | MAPP_CA_2_MAPP_US | MAPP_CA | MAPP_US | Internal | Shoulder | B15 | 1203 | 372 | 0 | 55.77 | 56.68 | 7 | 0
2015 | MAPP_CA_2_MAPP_US | MAPP_CA | MAPP_US | Internal | Summer | B1 | 10 | 372 | 372 | 76.77 | 84.38 | 7 | 0.61
2015 | MAPP_CA_2_MAPP_US | MAPP_CA | MAPP_US | Internal | Summer | B2 | 25 | 372 | 314.95 | 77.38 | 84.38 | 7 | 0
2015 | MAPP_CA_2_MAPP_US | MAPP_CA | MAPP_US | Internal | Summer | B3 | 75 | 372 | 372 | 76.56 | 84.38 | 7 | 0.82
2015 | MAPP_CA_2_MAPP_US | MAPP_CA | MAPP_US | Internal | Summer | B4 | 100 | 372 | 0 | 75.73 | 82.39 | 7 | 0
2015 | MAPP_CA_2_MAPP_US | MAPP_CA | MAPP_US | Internal | Summer | B5 | 200 | 372 | 122.37 | 71.04 | 78.04 | 7 | 0
2015 | MAPP_CA_2_MAPP_US | MAPP_CA | MAPP_US | Internal | Summer | B6 | 300 | 372 | 0 | 67.84 | 64.78 | 7 | 0
2015 | MAPP_CA_2_MAPP_US | MAPP_CA | MAPP_US | Internal | Summer | B7 | 400 | 372 | 0 | 56.82 | 54.05 | 7 | 0
2015 | MAPP_CA_2_MAPP_US | MAPP_CA | MAPP_US | Internal | Summer | B8 | 500 | 372 | 0 | 53.5 | 52.68 | 7 | 0
2015 | MAPP_CA_2_MAPP_US | MAPP_CA | MAPP_US | Internal | Summer | B9 | 800 | 372 | 0 | 52.91 | 52.68 | 7 | 0
2015 | MAPP_CA_2_MAPP_US | MAPP_CA | MAPP_US | Internal | Summer | B10 | 1262 | 372 | 0 | 52.91 | 52.68 | 7 | 0
2015 | MAPP_CA_2_MAPP_US | MAPP_CA | MAPP_US | Internal | Winter | B16 | 25 | 372 | 0 | 76.4 | 69.41 | 7 | 0
2015 | MAPP_CA_2_MAPP_US | MAPP_CA | MAPP_US | Internal | Winter | B17 | 100 | 372 | 0 | 67.61 | 60.62 | 7 | 0
2015 | MAPP_CA_2_MAPP_US | MAPP_CA | MAPP_US | Internal | Winter | B18 | 400 | 372 | 0 | 58.85 | 59.43 | 7 | 0
2015 | MAPP_CA_2_MAPP_US | MAPP_CA | MAPP_US | Internal | Winter | B19 | 700 | 372 | 0 | 57.39 | 59.43 | 7 | 0
2015 | MAPP_CA_2_MAPP_US | MAPP_CA | MAPP_US | Internal | Winter | B20 | 935 | 372 | 0 | 57.39 | 59.43 | 7 | 0
2015 | MAPP_CA_2_MISO_W | MAPP_CA | MISO_W | Internal | Shoulder | B11 | 25 | 1970 | 1970 | 70.97 | 76.71 | 0.01 | 5.72
2015 | MAPP_CA_2_MISO_W | MAPP_CA | MISO_W | Internal | Shoulder | B12 | 200 | 1970 | 1558.6 | 65.23 | 65.25 | 0.01 | 0
2015 | MAPP_CA_2_MISO_W | MAPP_CA | MISO_W | Internal | Shoulder | B13 | 600 | 1970 | 1644.82 | 57.65 | 57.66 | 0.01 | 0
2015 | MAPP_CA_2_MISO_W | MAPP_CA | MISO_W | Internal | Shoulder | B14 | 900 | 1970 | 972.34 | 55.77 | 55.78 | 0.01 | 0
2015 | MAPP_CA_2_MISO_W | MAPP_CA | MISO_W | Internal | Shoulder | B15 | 1203 | 1970 | 0 | 55.77 | 54.07 | 0.01 | 0
2015 | MAPP_CA_2_MISO_W | MAPP_CA | MISO_W | Internal | Summer | B1 | 10 | 1970 | 1970 | 76.77 | 91.38 | 0.01 | 14.59
2015 | MAPP_CA_2_MISO_W | MAPP_CA | MISO_W | Internal | Summer | B2 | 25 | 1970 | 1970 | 77.38 | 88.73 | 0.01 | 11.34
2015 | MAPP_CA_2_MISO_W | MAPP_CA | MISO_W | Internal | Summer | B3 | 75 | 1970 | 1970 | 76.56 | 88.73 | 0.01 | 12.15
2015 | MAPP_CA_2_MISO_W | MAPP_CA | MISO_W | Internal | Summer | B4 | 100 | 1970 | 1970 | 75.73 | 86.87 | 0.01 | 11.13
2015 | MAPP_CA_2_MISO_W | MAPP_CA | MISO_W | Internal | Summer | B5 | 200 | 1970 | 1970 | 71.04 | 78.05 | 0.01 | 7
2015 | MAPP_CA_2_MISO_W | MAPP_CA | MISO_W | Internal | Summer | B6 | 300 | 1970 | 1581.74 | 67.84 | 67.85 | 0.01 | 0
2015 | MAPP_CA_2_MISO_W | MAPP_CA | MISO_W | Internal | Summer | B7 | 400 | 1970 | 1705.79 | 56.82 | 56.83 | 0.01 | 0
2015 | MAPP_CA_2_MISO_W | MAPP_CA | MISO_W | Internal | Summer | B8 | 500 | 1970 | 1885.23 | 53.5 | 53.52 | 0.01 | 0
2015 | MAPP_CA_2_MISO_W | MAPP_CA | MISO_W | Internal | Summer | B9 | 800 | 1970 | 984.55 | 52.91 | 52.92 | 0.01 | 0
2015 | MAPP_CA_2_MISO_W | MAPP_CA | MISO_W | Internal | Summer | B10 | 1262 | 1970 | 0 | 52.91 | 51.4 | 0.01 | 0
2015 | MAPP_CA_2_MISO_W | MAPP_CA | MISO_W | Internal | Winter | B16 | 25 | 1970 | 1304.5 | 76.4 | 76.41 | 0.01 | 0
2015 | MAPP_CA_2_MISO_W | MAPP_CA | MISO_W | Internal | Winter | B17 | 100 | 1970 | 572.97 | 67.61 | 67.62 | 0.01 | 0
2015 | MAPP_CA_2_MISO_W | MAPP_CA | MISO_W | Internal | Winter | B18 | 400 | 1970 | 670.93 | 58.85 | 58.87 | 0.01 | 0
2015 | MAPP_CA_2_MISO_W | MAPP_CA | MISO_W | Internal | Winter | B19 | 700 | 1970 | 0 | 57.39 | 57.38 | 0.01 | 0
2015 | MAPP_CA_2_MISO_W | MAPP_CA | MISO_W | Internal | Winter | B20 | 935 | 1970 | 0 | 57.39 | 53.53 | 0.01 | 0
2015 | MAPP_US_2_MAPP_CA | MAPP_US | MAPP_CA | Internal | Shoulder | B11 | 25 | 165 | 0 | 76.7 | 70.97 | 7 | 0
2015 | MAPP_US_2_MAPP_CA | MAPP_US | MAPP_CA | Internal | Shoulder | B12 | 200 | 165 | 0 | 58.25 | 65.23 | 7 | 0
2015 | MAPP_US_2_MAPP_CA | MAPP_US | MAPP_CA | Internal | Shoulder | B13 | 600 | 165 | 0 | 56.68 | 57.65 | 7 | 0
2015 | MAPP_US_2_MAPP_CA | MAPP_US | MAPP_CA | Internal | Shoulder | B14 | 900 | 165 | 0 | 56.68 | 55.77 | 7 | 0
2015 | MAPP_US_2_MAPP_CA | MAPP_US | MAPP_CA | Internal | Shoulder | B15 | 1203 | 165 | 0 | 56.68 | 55.77 | 7 | 0
2015 | MAPP_US_2_MAPP_CA | MAPP_US | MAPP_CA | Internal | Summer | B1 | 10 | 165 | 0 | 84.38 | 76.77 | 7 | 0
2015 | MAPP_US_2_MAPP_CA | MAPP_US | MAPP_CA | Internal | Summer | B2 | 25 | 165 | 0 | 84.38 | 77.38 | 7 | 0
2015 | MAPP_US_2_MAPP_CA | MAPP_US | MAPP_CA | Internal | Summer | B3 | 75 | 165 | 0 | 84.38 | 76.56 | 7 | 0
2015 | MAPP_US_2_MAPP_CA | MAPP_US | MAPP_CA | Internal | Summer | B4 | 100 | 165 | 0 | 82.39 | 75.73 | 7 | 0
2015 | MAPP_US_2_MAPP_CA | MAPP_US | MAPP_CA | Internal | Summer | B5 | 200 | 165 | 0 | 78.04 | 71.04 | 7 | 0
2015 | MAPP_US_2_MAPP_CA | MAPP_US | MAPP_CA | Internal | Summer | B6 | 300 | 165 | 0 | 64.78 | 67.84 | 7 | 0
2015 | MAPP_US_2_MAPP_CA | MAPP_US | MAPP_CA | Internal | Summer | B7 | 400 | 165 | 0 | 54.05 | 56.82 | 7 | 0
2015 | MAPP_US_2_MAPP_CA | MAPP_US | MAPP_CA | Internal | Summer | B8 | 500 | 165 | 0 | 52.68 | 53.5 | 7 | 0
2015 | MAPP_US_2_MAPP_CA | MAPP_US | MAPP_CA | Internal | Summer | B9 | 800 | 165 | 0 | 52.68 | 52.91 | 7 | 0
2015 | MAPP_US_2_MAPP_CA | MAPP_US | MAPP_CA | Internal | Summer | B10 | 1262 | 165 | 0 | 52.68 | 52.91 | 7 | 0
2015 | MAPP_US_2_MAPP_CA | MAPP_US | MAPP_CA | Internal | Winter | B16 | 25 | 165 | 0 | 69.41 | 76.4 | 7 | 0
2015 | MAPP_US_2_MAPP_CA | MAPP_US | MAPP_CA | Internal | Winter | B17 | 100 | 165 | 0 | 60.62 | 67.61 | 7 | 0
2015 | MAPP_US_2_MAPP_CA | MAPP_US | MAPP_CA | Internal | Winter | B18 | 400 | 165 | 0 | 59.43 | 58.85 | 7 | 0
2015 | MAPP_US_2_MAPP_CA | MAPP_US | MAPP_CA | Internal | Winter | B19 | 700 | 165 | 0 | 59.43 | 57.39 | 7 | 0
2015 | MAPP_US_2_MAPP_CA | MAPP_US | MAPP_CA | Internal | Winter | B20 | 935 | 165 | 0 | 59.43 | 57.39 | 7 | 0
2015 | MAPP_US_2_MISO_W | MAPP_US | MISO_W | Internal | Shoulder | B11 | 25 | 2635 | 0 | 76.7 | 76.71 | 7 | 0
2015 | MAPP_US_2_MISO_W | MAPP_US | MISO_W | Internal | Shoulder | B12 | 200 | 2635 | 543.58 | 58.25 | 65.25 | 7 | 0
2015 | MAPP_US_2_MISO_W | MAPP_US | MISO_W | Internal | Shoulder | B13 | 600 | 2635 | 0 | 56.68 | 57.66 | 7 | 0
2015 | MAPP_US_2_MISO_W | MAPP_US | MISO_W | Internal | Shoulder | B14 | 900 | 2635 | 0 | 56.68 | 55.78 | 7 | 0
2015 | MAPP_US_2_MISO_W | MAPP_US | MISO_W | Internal | Shoulder | B15 | 1203 | 2635 | 0 | 56.68 | 54.07 | 7 | 0
2015 | MAPP_US_2_MISO_W | MAPP_US | MISO_W | Internal | Summer | B1 | 10 | 2635 | 792.02 | 84.38 | 91.38 | 7 | 0
2015 | MAPP_US_2_MISO_W | MAPP_US | MISO_W | Internal | Summer | B2 | 25 | 2635 | 0 | 84.38 | 88.73 | 7 | 0
2015 | MAPP_US_2_MISO_W | MAPP_US | MISO_W | Internal | Summer | B3 | 75 | 2635 | 0 | 84.38 | 88.73 | 7 | 0
2015 | MAPP_US_2_MISO_W | MAPP_US | MISO_W | Internal | Summer | B4 | 100 | 2635 | 0 | 82.39 | 86.87 | 7 | 0
2015 | MAPP_US_2_MISO_W | MAPP_US | MISO_W | Internal | Summer | B5 | 200 | 2635 | 0 | 78.04 | 78.05 | 7 | 0
2015 | MAPP_US_2_MISO_W | MAPP_US | MISO_W | Internal | Summer | B6 | 300 | 2635 | 0 | 64.78 | 67.85 | 7 | 0
2015 | MAPP_US_2_MISO_W | MAPP_US | MISO_W | Internal | Summer | B7 | 400 | 2635 | 0 | 54.05 | 56.83 | 7 | 0
2015 | MAPP_US_2_MISO_W | MAPP_US | MISO_W | Internal | Summer | B8 | 500 | 2635 | 0 | 52.68 | 53.52 | 7 | 0
2015 | MAPP_US_2_MISO_W | MAPP_US | MISO_W | Internal | Summer | B9 | 800 | 2635 | 0 | 52.68 | 52.92 | 7 | 0
2015 | MAPP_US_2_MISO_W | MAPP_US | MISO_W | Internal | Summer | B10 | 1262 | 2635 | 0 | 52.68 | 51.4 | 7 | 0
2015 | MAPP_US_2_MISO_W | MAPP_US | MISO_W | Internal | Winter | B16 | 25 | 2635 | 742.69 | 69.41 | 76.41 | 7 | 0
2015 | MAPP_US_2_MISO_W | MAPP_US | MISO_W | Internal | Winter | B17 | 100 | 2635 | 767.92 | 60.62 | 67.62 | 7 | 0
2015 | MAPP_US_2_MISO_W | MAPP_US | MISO_W | Internal | Winter | B18 | 400 | 2635 | 0 | 59.43 | 58.87 | 7 | 0
2015 | MAPP_US_2_MISO_W | MAPP_US | MISO_W | Internal | Winter | B19 | 700 | 2635 | 0 | 59.43 | 57.38 | 7 | 0
2015 | MAPP_US_2_MISO_W | MAPP_US | MISO_W | Internal | Winter | B20 | 935 | 2635 | 0 | 59.43 | 53.53 | 7 | 0
2015 | MAPP_US_2_NE | MAPP_US | NE | Internal | Shoulder | B11 | 25 | 2000 | 1210.81 | 76.7 | 83.7 | 7 | 0
2015 | MAPP_US_2_NE | MAPP_US | NE | Internal | Shoulder | B12 | 200 | 2000 | 202.27 | 58.25 | 65.25 | 7 | 0
2015 | MAPP_US_2_NE | MAPP_US | NE | Internal | Shoulder | B13 | 600 | 2000 | 0 | 56.68 | 60.04 | 7 | 0
2015 | MAPP_US_2_NE | MAPP_US | NE | Internal | Shoulder | B14 | 900 | 2000 | 0 | 56.68 | 59.41 | 7 | 0
2015 | MAPP_US_2_NE | MAPP_US | NE | Internal | Shoulder | B15 | 1203 | 2000 | 0 | 56.68 | 57.37 | 7 | 0
2015 | MAPP_US_2_NE | MAPP_US | NE | Internal | Summer | B1 | 10 | 2000 | 307.23 | 84.38 | 91.38 | 7 | 0
2015 | MAPP_US_2_NE | MAPP_US | NE | Internal | Summer | B2 | 25 | 2000 | 1084.74 | 84.38 | 91.38 | 7 | 0
2015 | MAPP_US_2_NE | MAPP_US | NE | Internal | Summer | B3 | 75 | 2000 | 1113.25 | 84.38 | 91.38 | 7 | 0
2015 | MAPP_US_2_NE | MAPP_US | NE | Internal | Summer | B4 | 100 | 2000 | 970.95 | 82.39 | 89.39 | 7 | 0
2015 | MAPP_US_2_NE | MAPP_US | NE | Internal | Summer | B5 | 200 | 2000 | 984.78 | 78.04 | 85.04 | 7 | 0
2015 | MAPP_US_2_NE | MAPP_US | NE | Internal | Summer | B6 | 300 | 2000 | 864.3 | 64.78 | 71.78 | 7 | 0
2015 | MAPP_US_2_NE | MAPP_US | NE | Internal | Summer | B7 | 400 | 2000 | 949.07 | 54.05 | 61.05 | 7 | 0
2015 | MAPP_US_2_NE | MAPP_US | NE | Internal | Summer | B8 | 500 | 2000 | 565.12 | 52.68 | 59.68 | 7 | 0
2015 | MAPP_US_2_NE | MAPP_US | NE | Internal | Summer | B9 | 800 | 2000 | 0 | 52.68 | 58.1 | 7 | 0
2015 | MAPP_US_2_NE | MAPP_US | NE | Internal | Summer | B10 | 1262 | 2000 | 0 | 52.68 | 56.1 | 7 | 0
2015 | MAPP_US_2_NE | MAPP_US | NE | Internal | Winter | B16 | 25 | 2000 | 409.57 | 69.41 | 76.41 | 7 | 0
2015 | MAPP_US_2_NE | MAPP_US | NE | Internal | Winter | B17 | 100 | 2000 | 0 | 60.62 | 62.62 | 7 | 0
2015 | MAPP_US_2_NE | MAPP_US | NE | Internal | Winter | B18 | 400 | 2000 | 0 | 59.43 | 60.79 | 7 | 0
2015 | MAPP_US_2_NE | MAPP_US | NE | Internal | Winter | B19 | 700 | 2000 | 0 | 59.43 | 59.85 | 7 | 0
2015 | MAPP_US_2_NE | MAPP_US | NE | Internal | Winter | B20 | 935 | 2000 | 0 | 59.43 | 58.71 | 7 | 0
2015 | MARITIMES_2_NEISO | MARITIMES | NEISO | Internal | Shoulder | B11 | 25 | 99999 | 1400 | 55.81 | 55.82 | 0.01 | 0
2015 | MARITIMES_2_NEISO | MARITIMES | NEISO | Internal | Shoulder | B12 | 200 | 99999 | 1400 | 55.81 | 55.82 | 0.01 | 0
2015 | MARITIMES_2_NEISO | MARITIMES | NEISO | Internal | Shoulder | B13 | 600 | 99999 | 1400 | 55.81 | 55.82 | 0.01 | 0
2015 | MARITIMES_2_NEISO | MARITIMES | NEISO | Internal | Shoulder | B14 | 900 | 99999 | 1400 | 55.81 | 55.82 | 0.01 | 0
2015 | MARITIMES_2_NEISO | MARITIMES | NEISO | Internal | Shoulder | B15 | 1203 | 99999 | 426.43 | 55.81 | 55.82 | 0.01 | 0
2015 | MARITIMES_2_NEISO | MARITIMES | NEISO | Internal | Summer | B1 | 10 | 99999 | 1400.1 | 86.47 | 86.49 | 0.01 | 0
2015 | MARITIMES_2_NEISO | MARITIMES | NEISO | Internal | Summer | B2 | 25 | 99999 | 1400 | 79.28 | 79.3 | 0.01 | 0
2015 | MARITIMES_2_NEISO | MARITIMES | NEISO | Internal | Summer | B3 | 75 | 99999 | 1400 | 73.2 | 73.21 | 0.01 | 0
2015 | MARITIMES_2_NEISO | MARITIMES | NEISO | Internal | Summer | B4 | 100 | 99999 | 1400 | 59 | 59.01 | 0.01 | 0
2015 | MARITIMES_2_NEISO | MARITIMES | NEISO | Internal | Summer | B5 | 200 | 99999 | 1400 | 53.12 | 53.13 | 0.01 | 0
2015 | MARITIMES_2_NEISO | MARITIMES | NEISO | Internal | Summer | B6 | 300 | 99999 | 1400 | 53.12 | 53.13 | 0.01 | 0
2015 | MARITIMES_2_NEISO | MARITIMES | NEISO | Internal | Summer | B7 | 400 | 99999 | 1400 | 53.12 | 53.13 | 0.01 | 0
2015 | MARITIMES_2_NEISO | MARITIMES | NEISO | Internal | Summer | B8 | 500 | 99999 | 1400 | 53.12 | 53.13 | 0.01 | 0
2015 | MARITIMES_2_NEISO | MARITIMES | NEISO | Internal | Summer | B9 | 800 | 99999 | 1400 | 53.12 | 53.13 | 0.01 | 0
2015 | MARITIMES_2_NEISO | MARITIMES | NEISO | Internal | Summer | B10 | 1262 | 99999 | 236.13 | 53.12 | 53.13 | 0.01 | 0
2015 | MARITIMES_2_NEISO | MARITIMES | NEISO | Internal | Winter | B16 | 25 | 99999 | 1400 | 64.21 | 64.22 | 0.01 | 0
2015 | MARITIMES_2_NEISO | MARITIMES | NEISO | Internal | Winter | B17 | 100 | 99999 | 1400 | 64.21 | 64.22 | 0.01 | 0
2015 | MARITIMES_2_NEISO | MARITIMES | NEISO | Internal | Winter | B18 | 400 | 99999 | 1400 | 64.21 | 64.22 | 0.01 | 0
2015 | MARITIMES_2_NEISO | MARITIMES | NEISO | Internal | Winter | B19 | 700 | 99999 | 1400 | 64.21 | 64.22 | 0.01 | 0
2015 | MARITIMES_2_NEISO | MARITIMES | NEISO | Internal | Winter | B20 | 935 | 99999 | 475.94 | 64.21 | 64.22 | 0.01 | 0
2015 | MISO_IN_2_MISO_MI | MISO_IN | MISO_MI | Internal | Shoulder | B11 | 25 | 5768 | 0 | 76.73 | 74.41 | 0.01 | 0
2015 | MISO_IN_2_MISO_MI | MISO_IN | MISO_MI | Internal | Shoulder | B12 | 200 | 5768 | 0 | 65.27 | 65.26 | 0.01 | 0
2015 | MISO_IN_2_MISO_MI | MISO_IN | MISO_MI | Internal | Shoulder | B13 | 600 | 5768 | 0 | 57.69 | 57.68 | 0.01 | 0
2015 | MISO_IN_2_MISO_MI | MISO_IN | MISO_MI | Internal | Shoulder | B14 | 900 | 5768 | 0 | 55.81 | 55.79 | 0.01 | 0
2015 | MISO_IN_2_MISO_MI | MISO_IN | MISO_MI | Internal | Shoulder | B15 | 1203 | 5768 | 0 | 54.04 | 54.03 | 0.01 | 0
2015 | MISO_IN_2_MISO_MI | MISO_IN | MISO_MI | Internal | Summer | B1 | 10 | 5768 | 0 | 93.38 | 91.77 | 0.01 | 0
2015 | MISO_IN_2_MISO_MI | MISO_IN | MISO_MI | Internal | Summer | B2 | 25 | 5768 | 0 | 92.26 | 88.27 | 0.01 | 0
2015 | MISO_IN_2_MISO_MI | MISO_IN | MISO_MI | Internal | Summer | B3 | 75 | 5768 | 0 | 88.75 | 87.51 | 0.01 | 0
2015 | MISO_IN_2_MISO_MI | MISO_IN | MISO_MI | Internal | Summer | B4 | 100 | 5768 | 0 | 86.88 | 82.87 | 0.01 | 0
2015 | MISO_IN_2_MISO_MI | MISO_IN | MISO_MI | Internal | Summer | B5 | 200 | 5768 | 0 | 78.07 | 74.07 | 0.01 | 0
2015 | MISO_IN_2_MISO_MI | MISO_IN | MISO_MI | Internal | Summer | B6 | 300 | 5768 | 0 | 66.84 | 66.61 | 0.01 | 0
2015 | MISO_IN_2_MISO_MI | MISO_IN | MISO_MI | Internal | Summer | B7 | 400 | 5768 | 0 | 56.86 | 56.84 | 0.01 | 0
2015 | MISO_IN_2_MISO_MI | MISO_IN | MISO_MI | Internal | Summer | B8 | 500 | 5768 | 0 | 53.54 | 53.53 | 0.01 | 0
2015 | MISO_IN_2_MISO_MI | MISO_IN | MISO_MI | Internal | Summer | B9 | 800 | 5768 | 303.35 | 53.02 | 53.03 | 0.01 | 0
2015 | MISO_IN_2_MISO_MI | MISO_IN | MISO_MI | Internal | Summer | B10 | 1262 | 5768 | 1196.91 | 52.22 | 52.23 | 0.01 | 0
2015 | MISO_IN_2_MISO_MI | MISO_IN | MISO_MI | Internal | Winter | B16 | 25 | 5768 | 0 | 80.41 | 76.41 | 0.01 | 0
2015 | MISO_IN_2_MISO_MI | MISO_IN | MISO_MI | Internal | Winter | B17 | 100 | 5768 | 0 | 68.85 | 68.84 | 0.01 | 0
2015 | MISO_IN_2_MISO_MI | MISO_IN | MISO_MI | Internal | Winter | B18 | 400 | 5768 | 0 | 58.88 | 58.87 | 0.01 | 0
2015 | MISO_IN_2_MISO_MI | MISO_IN | MISO_MI | Internal | Winter | B19 | 700 | 5768 | 0 | 57.38 | 57.37 | 0.01 | 0
2015 | MISO_IN_2_MISO_MI | MISO_IN | MISO_MI | Internal | Winter | B20 | 935 | 5768 | 1159.81 | 53.54 | 53.55 | 0.01 | 0
2015 | MISO_IN_2_MISO_MO-IL | MISO_IN | MISO_MO-IL | Internal | Shoulder | B11 | 25 | 5000 | 0 | 76.73 | 76.72 | 0.01 | 0
2015 | MISO_IN_2_MISO_MO-IL | MISO_IN | MISO_MO-IL | Internal | Shoulder | B12 | 200 | 5000 | 0 | 65.27 | 65.26 | 0.01 | 0
2015 | MISO_IN_2_MISO_MO-IL | MISO_IN | MISO_MO-IL | Internal | Shoulder | B13 | 600 | 5000 | 0 | 57.69 | 57.68 | 0.01 | 0
2015 | MISO_IN_2_MISO_MO-IL | MISO_IN | MISO_MO-IL | Internal | Shoulder | B14 | 900 | 5000 | 0 | 55.81 | 55.79 | 0.01 | 0
2015 | MISO_IN_2_MISO_MO-IL | MISO_IN | MISO_MO-IL | Internal | Shoulder | B15 | 1203 | 5000 | 19.08 | 54.04 | 54.05 | 0.01 | 0
2015 | MISO_IN_2_MISO_MO-IL | MISO_IN | MISO_MO-IL | Internal | Summer | B1 | 10 | 5000 | 0 | 93.38 | 91.39 | 0.01 | 0
2015 | MISO_IN_2_MISO_MO-IL | MISO_IN | MISO_MO-IL | Internal | Summer | B2 | 25 | 5000 | 0 | 92.26 | 88.74 | 0.01 | 0
2015 | MISO_IN_2_MISO_MO-IL | MISO_IN | MISO_MO-IL | Internal | Summer | B3 | 75 | 5000 | 0 | 88.75 | 88.74 | 0.01 | 0
2015 | MISO_IN_2_MISO_MO-IL | MISO_IN | MISO_MO-IL | Internal | Summer | B4 | 100 | 5000 | 0 | 86.88 | 86.87 | 0.01 | 0
2015 | MISO_IN_2_MISO_MO-IL | MISO_IN | MISO_MO-IL | Internal | Summer | B5 | 200 | 5000 | 0 | 78.07 | 78.06 | 0.01 | 0
2015 | MISO_IN_2_MISO_MO-IL | MISO_IN | MISO_MO-IL | Internal | Summer | B6 | 300 | 5000 | 262.34 | 66.84 | 66.85 | 0.01 | 0
2015 | MISO_IN_2_MISO_MO-IL | MISO_IN | MISO_MO-IL | Internal | Summer | B7 | 400 | 5000 | 0 | 56.86 | 56.84 | 0.01 | 0
2015 | MISO_IN_2_MISO_MO-IL | MISO_IN | MISO_MO-IL | Internal | Summer | B8 | 500 | 5000 | 0 | 53.54 | 53.53 | 0.01 | 0
2015 | MISO_IN_2_MISO_MO-IL | MISO_IN | MISO_MO-IL | Internal | Summer | B9 | 800 | 5000 | 0 | 53.02 | 52.93 | 0.01 | 0
2015 | MISO_IN_2_MISO_MO-IL | MISO_IN | MISO_MO-IL | Internal | Summer | B10 | 1262 | 5000 | 0 | 52.22 | 51.41 | 0.01 | 0
2015 | MISO_IN_2_MISO_MO-IL | MISO_IN | MISO_MO-IL | Internal | Winter | B16 | 25 | 5000 | 0 | 80.41 | 76.43 | 0.01 | 0
2015 | MISO_IN_2_MISO_MO-IL | MISO_IN | MISO_MO-IL | Internal | Winter | B17 | 100 | 5000 | 0 | 68.85 | 67.62 | 0.01 | 0
2015 | MISO_IN_2_MISO_MO-IL | MISO_IN | MISO_MO-IL | Internal | Winter | B18 | 400 | 5000 | 0 | 58.88 | 58.87 | 0.01 | 0
2015 | MISO_IN_2_MISO_MO-IL | MISO_IN | MISO_MO-IL | Internal | Winter | B19 | 700 | 5000 | 0 | 57.38 | 57.37 | 0.01 | 0
2015 | MISO_IN_2_MISO_MO-IL | MISO_IN | MISO_MO-IL | Internal | Winter | B20 | 935 | 5000 | 0 | 53.54 | 53.53 | 0.01 | 0
2015 | MISO_IN_2_NonRTO_Midwest | MISO_IN | NonRTO_Midwest | Internal | Shoulder | B11 | 25 | 4800 | 962.59 | 76.73 | 84.73 | 8 | 0
2015 | MISO_IN_2_NonRTO_Midwest | MISO_IN | NonRTO_Midwest | Internal | Shoulder | B12 | 200 | 4800 | 443.33 | 65.27 | 73.27 | 8 | 0
2015 | MISO_IN_2_NonRTO_Midwest | MISO_IN | NonRTO_Midwest | Internal | Shoulder | B13 | 600 | 4800 | 0 | 57.69 | 65.54 | 8 | 0
2015 | MISO_IN_2_NonRTO_Midwest | MISO_IN | NonRTO_Midwest | Internal | Shoulder | B14 | 900 | 4800 | 0 | 55.81 | 56.66 | 8 | 0
2015 | MISO_IN_2_NonRTO_Midwest | MISO_IN | NonRTO_Midwest | Internal | Shoulder | B15 | 1203 | 4800 | 0 | 54.04 | 55.26 | 8 | 0
2015 | MISO_IN_2_NonRTO_Midwest | MISO_IN | NonRTO_Midwest | Internal | Summer | B1 | 10 | 4800 | 0 | 93.38 | 96.27 | 8 | 0
2015 | MISO_IN_2_NonRTO_Midwest | MISO_IN | NonRTO_Midwest | Internal | Summer | B2 | 25 | 4800 | 0 | 92.26 | 96.27 | 8 | 0
2015 | MISO_IN_2_NonRTO_Midwest | MISO_IN | NonRTO_Midwest | Internal | Summer | B3 | 75 | 4800 | 0 | 88.75 | 96.27 | 8 | 0
2015 | MISO_IN_2_NonRTO_Midwest | MISO_IN | NonRTO_Midwest | Internal | Summer | B4 | 100 | 4800 | 730.51 | 86.88 | 94.88 | 8 | 0
2015 | MISO_IN_2_NonRTO_Midwest | MISO_IN | NonRTO_Midwest | Internal | Summer | B5 | 200 | 4800 | 419.93 | 78.07 | 86.07 | 8 | 0
2015 | MISO_IN_2_NonRTO_Midwest | MISO_IN | NonRTO_Midwest | Internal | Summer | B6 | 300 | 4800 | 0 | 66.84 | 61.85 | 8 | 0
2015 | MISO_IN_2_NonRTO_Midwest | MISO_IN | NonRTO_Midwest | Internal | Summer | B7 | 400 | 4800 | 0 | 56.86 | 56.66 | 8 | 0
2015 | MISO_IN_2_NonRTO_Midwest | MISO_IN | NonRTO_Midwest | Internal | Summer | B8 | 500 | 4800 | 0 | 53.54 | 56.47 | 8 | 0
2015 | MISO_IN_2_NonRTO_Midwest | MISO_IN | NonRTO_Midwest | Internal | Summer | B9 | 800 | 4800 | 0 | 53.02 | 55.26 | 8 | 0
2015 | MISO_IN_2_NonRTO_Midwest | MISO_IN | NonRTO_Midwest | Internal | Summer | B10 | 1262 | 4800 | 0 | 52.22 | 54.62 | 8 | 0
2015 | MISO_IN_2_NonRTO_Midwest | MISO_IN | NonRTO_Midwest | Internal | Winter | B16 | 25 | 4800 | 2218.19 | 80.41 | 88.41 | 8 | 0
2015 | MISO_IN_2_NonRTO_Midwest | MISO_IN | NonRTO_Midwest | Internal | Winter | B17 | 100 | 4800 | 1146.47 | 68.85 | 76.85 | 8 | 0
2015 | MISO_IN_2_NonRTO_Midwest | MISO_IN | NonRTO_Midwest | Internal | Winter | B18 | 400 | 4800 | 373.19 | 58.88 | 66.88 | 8 | 0
2015 | MISO_IN_2_NonRTO_Midwest | MISO_IN | NonRTO_Midwest | Internal | Winter | B19 | 700 | 4800 | 0 | 57.38 | 56.66 | 8 | 0
2015 | MISO_IN_2_NonRTO_Midwest | MISO_IN | NonRTO_Midwest | Internal | Winter | B20 | 935 | 4800 | 0 | 53.54 | 55.33 | 8 | 0
2015 | MISO_IN_2_PJM_ROR | MISO_IN | PJM_ROR | Internal | Shoulder | B11 | 25 | 1253 | 0 | 76.73 | 74.71 | 2 | 0
2015 | MISO_IN_2_PJM_ROR | MISO_IN | PJM_ROR | Internal | Shoulder | B12 | 200 | 1253 | 0 | 65.27 | 64.62 | 2 | 0
2015 | MISO_IN_2_PJM_ROR | MISO_IN | PJM_ROR | Internal | Shoulder | B13 | 600 | 1253 | 0 | 57.69 | 59.66 | 2 | 0
2015 | MISO_IN_2_PJM_ROR | MISO_IN | PJM_ROR | Internal | Shoulder | B14 | 900 | 1253 | 0 | 55.81 | 57.78 | 2 | 0
2015 | MISO_IN_2_PJM_ROR | MISO_IN | PJM_ROR | Internal | Shoulder | B15 | 1203 | 1253 | 0 | 54.04 | 54.25 | 2 | 0
2015 | MISO_IN_2_PJM_ROR | MISO_IN | PJM_ROR | Internal | Summer | B1 | 10 | 1253 | 0 | 93.38 | 93.38 | 2 | 0
2015 | MISO_IN_2_PJM_ROR | MISO_IN | PJM_ROR | Internal | Summer | B2 | 25 | 1253 | 0 | 92.26 | 90.26 | 2 | 0
2015 | MISO_IN_2_PJM_ROR | MISO_IN | PJM_ROR | Internal | Summer | B3 | 75 | 1253 | 0 | 88.75 | 89.51 | 2 | 0
2015 | MISO_IN_2_PJM_ROR | MISO_IN | PJM_ROR | Internal | Summer | B4 | 100 | 1253 | 0 | 86.88 | 84.87 | 2 | 0
2015 | MISO_IN_2_PJM_ROR | MISO_IN | PJM_ROR | Internal | Summer | B5 | 200 | 1253 | 0 | 78.07 | 76.07 | 2 | 0
2015 | MISO_IN_2_PJM_ROR | MISO_IN | PJM_ROR | Internal | Summer | B6 | 300 | 1253 | 0 | 66.84 | 65.85 | 2 | 0
2015 | MISO_IN_2_PJM_ROR | MISO_IN | PJM_ROR | Internal | Summer | B7 | 400 | 1253 | 0 | 56.86 | 58.71 | 2 | 0
2015 | MISO_IN_2_PJM_ROR | MISO_IN | PJM_ROR | Internal | Summer | B8 | 500 | 1253 | 0 | 53.54 | 55.5 | 2 | 0
2015 | MISO_IN_2_PJM_ROR | MISO_IN | PJM_ROR | Internal | Summer | B9 | 800 | 1253 | 0 | 53.02 | 53.66 | 2 | 0
2015 | MISO_IN_2_PJM_ROR | MISO_IN | PJM_ROR | Internal | Summer | B10 | 1262 | 1253 | 0 | 52.22 | 52.12 | 2 | 0
2015 | MISO_IN_2_PJM_ROR | MISO_IN | PJM_ROR | Internal | Winter | B16 | 25 | 1253 | 0 | 80.41 | 78.41 | 2 | 0
2015 | MISO_IN_2_PJM_ROR | MISO_IN | PJM_ROR | Internal | Winter | B17 | 100 | 1253 | 0 | 68.85 | 69.62 | 2 | 0
2015 | MISO_IN_2_PJM_ROR | MISO_IN | PJM_ROR | Internal | Winter | B18 | 400 | 1253 | 0 | 58.88 | 60.87 | 2 | 0
2015 | MISO_IN_2_PJM_ROR | MISO_IN | PJM_ROR | Internal | Winter | B19 | 700 | 1253 | 0 | 57.38 | 59.37 | 2 | 0
2015 | MISO_IN_2_PJM_ROR | MISO_IN | PJM_ROR | Internal | Winter | B20 | 935 | 1253 | 0 | 53.54 | 55.53 | 2 | 0
2015 | MISO_MI_2_MISO_IN | MISO_MI | MISO_IN | Internal | Shoulder | B11 | 25 | 2813 | 2813 | 74.41 | 76.73 | 0.01 | 2.31
2015 | MISO_MI_2_MISO_IN | MISO_MI | MISO_IN | Internal | Shoulder | B12 | 200 | 2813 | 1541.41 | 65.26 | 65.27 | 0.01 | 0
2015 | MISO_MI_2_MISO_IN | MISO_MI | MISO_IN | Internal | Shoulder | B13 | 600 | 2813 | 1295.91 | 57.68 | 57.69 | 0.01 | 0
2015 | MISO_MI_2_MISO_IN | MISO_MI | MISO_IN | Internal | Shoulder | B14 | 900 | 2813 | 1665.37 | 55.79 | 55.81 | 0.01 | 0
2015 | MISO_MI_2_MISO_IN | MISO_MI | MISO_IN | Internal | Shoulder | B15 | 1203 | 2813 | 2023.1 | 54.03 | 54.04 | 0.01 | 0
2015 | MISO_MI_2_MISO_IN | MISO_MI | MISO_IN | Internal | Summer | B1 | 10 | 2813 | 2813 | 91.77 | 93.38 | 0.01 | 1.59
2015 | MISO_MI_2_MISO_IN | MISO_MI | MISO_IN | Internal | Summer | B2 | 25 | 2813 | 2813 | 88.27 | 92.26 | 0.01 | 3.98
2015 | MISO_MI_2_MISO_IN | MISO_MI | MISO_IN | Internal | Summer | B3 | 75 | 2813 | 2813 | 87.51 | 88.75 | 0.01 | 1.23
2015 | MISO_MI_2_MISO_IN | MISO_MI | MISO_IN | Internal | Summer | B4 | 100 | 2813 | 2813 | 82.87 | 86.88 | 0.01 | 4
2015 | MISO_MI_2_MISO_IN | MISO_MI | MISO_IN | Internal | Summer | B5 | 200 | 2813 | 2813 | 74.07 | 78.07 | 0.01 | 3.99
2015 | MISO_MI_2_MISO_IN | MISO_MI | MISO_IN | Internal | Summer | B6 | 300 | 2813 | 2813 | 66.61 | 66.84 | 0.01 | 0.22
2015 | MISO_MI_2_MISO_IN | MISO_MI | MISO_IN | Internal | Summer | B7 | 400 | 2813 | 1435.3 | 56.84 | 56.86 | 0.01 | 0
2015 | MISO_MI_2_MISO_IN | MISO_MI | MISO_IN | Internal | Summer | B8 | 500 | 2813 | 598.7 | 53.53 | 53.54 | 0.01 | 0
2015 | MISO_MI_2_MISO_IN | MISO_MI | MISO_IN | Internal | Summer | B9 | 800 | 2813 | 0 | 53.03 | 53.02 | 0.01 | 0
2015 | MISO_MI_2_MISO_IN | MISO_MI | MISO_IN | Internal | Summer | B10 | 1262 | 2813 | 0 | 52.23 | 52.22 | 0.01 | 0
2015 | MISO_MI_2_MISO_IN | MISO_MI | MISO_IN | Internal | Winter | B16 | 25 | 2813 | 2813 | 76.41 | 80.41 | 0.01 | 3.99
2015 | MISO_MI_2_MISO_IN | MISO_MI | MISO_IN | Internal | Winter | B17 | 100 | 2813 | 1374.37 | 68.84 | 68.85 | 0.01 | 0
2015 | MISO_MI_2_MISO_IN | MISO_MI | MISO_IN | Internal | Winter | B18 | 400 | 2813 | 320.76 | 58.87 | 58.88 | 0.01 | 0
2015 | MISO_MI_2_MISO_IN | MISO_MI | MISO_IN | Internal | Winter | B19 | 700 | 2813 | 455.75 | 57.37 | 57.38 | 0.01 | 0
2015 | MISO_MI_2_MISO_IN | MISO_MI | MISO_IN | Internal | Winter | B20 | 935 | 2813 | 0 | 53.55 | 53.54 | 0.01 | 0
2015 | MISO_MI_2_MISO_WUMS | MISO_MI | MISO_WUMS | Internal | Shoulder | B11 | 25 | 805 | 0 | 74.41 | 62.05 | 0.01 | 0
2015 | MISO_MI_2_MISO_WUMS | MISO_MI | MISO_WUMS | Internal | Shoulder | B12 | 200 | 805 | 0 | 65.26 | 59.83 | 0.01 | 0
2015 | MISO_MI_2_MISO_WUMS | MISO_MI | MISO_WUMS | Internal | Shoulder | B13 | 600 | 805 | 0 | 57.68 | 57.65 | 0.01 | 0
2015 | MISO_MI_2_MISO_WUMS | MISO_MI | MISO_WUMS | Internal | Shoulder | B14 | 900 | 805 | 0 | 55.79 | 55.72 | 0.01 | 0
2015 | MISO_MI_2_MISO_WUMS | MISO_MI | MISO_WUMS | Internal | Shoulder | B15 | 1203 | 805 | 0 | 54.03 | 54.02 | 0.01 | 0
2015 | MISO_MI_2_MISO_WUMS | MISO_MI | MISO_WUMS | Internal | Summer | B1 | 10 | 805 | 0 | 91.77 | 91.38 | 0.01 | 0
2015 | MISO_MI_2_MISO_WUMS | MISO_MI | MISO_WUMS | Internal | Summer | B2 | 25 | 805 | 0 | 88.27 | 88.26 | 0.01 | 0
2015 | MISO_MI_2_MISO_WUMS | MISO_MI | MISO_WUMS | Internal | Summer | B3 | 75 | 805 | 0 | 87.51 | 87.5 | 0.01 | 0
2015 | MISO_MI_2_MISO_WUMS | MISO_MI | MISO_WUMS | Internal | Summer | B4 | 100 | 805 | 0 | 82.87 | 72.95 | 0.01 | 0
2015 | MISO_MI_2_MISO_WUMS | MISO_MI | MISO_WUMS | Internal | Summer | B5 | 200 | 805 | 0 | 74.07 | 62.54 | 0.01 | 0
2015 | MISO_MI_2_MISO_WUMS | MISO_MI | MISO_WUMS | Internal | Summer | B6 | 300 | 805 | 0 | 66.61 | 62.05 | 0.01 | 0
2015 | MISO_MI_2_MISO_WUMS | MISO_MI | MISO_WUMS | Internal | Summer | B7 | 400 | 805 | 0 | 56.84 | 56.71 | 0.01 | 0
2015 | MISO_MI_2_MISO_WUMS | MISO_MI | MISO_WUMS | Internal | Summer | B8 | 500 | 805 | 0 | 53.53 | 53.5 | 0.01 | 0
2015 | MISO_MI_2_MISO_WUMS | MISO_MI | MISO_WUMS | Internal | Summer | B9 | 800 | 805 | 0 | 53.03 | 52.91 | 0.01 | 0
2015 | MISO_MI_2_MISO_WUMS | MISO_MI | MISO_WUMS | Internal | Summer | B10 | 1262 | 805 | 0 | 52.23 | 51.39 | 0.01 | 0
2015 | MISO_MI_2_MISO_WUMS | MISO_MI | MISO_WUMS | Internal | Winter | B16 | 25 | 805 | 0 | 76.41 | 76.4 | 0.01 | 0
2015 | MISO_MI_2_MISO_WUMS | MISO_MI | MISO_WUMS | Internal | Winter | B17 | 100 | 805 | 0 | 68.84 | 67.61 | 0.01 | 0
2015 | MISO_MI_2_MISO_WUMS | MISO_MI | MISO_WUMS | Internal | Winter | B18 | 400 | 805 | 0 | 58.87 | 58.85 | 0.01 | 0
2015 | MISO_MI_2_MISO_WUMS | MISO_MI | MISO_WUMS | Internal | Winter | B19 | 700 | 805 | 0 | 57.37 | 57.37 | 0.01 | 0
2015 | MISO_MI_2_MISO_WUMS | MISO_MI | MISO_WUMS | Internal | Winter | B20 | 935 | 805 | 0 | 53.55 | 53.54 | 0.01 | 0
2015 | MISO_MI_2_PJM_ROR | MISO_MI | PJM_ROR | Internal | Shoulder | B11 | 25 | 1424 | 0 | 74.41 | 74.71 | 2 | 0
2015 | MISO_MI_2_PJM_ROR | MISO_MI | PJM_ROR | Internal | Shoulder | B12 | 200 | 1424 | 0 | 65.26 | 64.62 | 2 | 0
2015 | MISO_MI_2_PJM_ROR | MISO_MI | PJM_ROR | Internal | Shoulder | B13 | 600 | 1424 | 0 | 57.68 | 59.66 | 2 | 0
2015 | MISO_MI_2_PJM_ROR | MISO_MI | PJM_ROR | Internal | Shoulder | B14 | 900 | 1424 | 0 | 55.79 | 57.78 | 2 | 0
2015 | MISO_MI_2_PJM_ROR | MISO_MI | PJM_ROR | Internal | Shoulder | B15 | 1203 | 1424 | 0 | 54.03 | 54.25 | 2 | 0
2015 | MISO_MI_2_PJM_ROR | MISO_MI | PJM_ROR | Internal | Summer | B1 | 10 | 1424 | 0 | 91.77 | 93.38 | 2 | 0
2015 | MISO_MI_2_PJM_ROR | MISO_MI | PJM_ROR | Internal | Summer | B2 | 25 | 1424 | 0 | 88.27 | 90.26 | 2 | 0
2015 | MISO_MI_2_PJM_ROR | MISO_MI | PJM_ROR | Internal | Summer | B3 | 75 | 1424 | 1090.74 | 87.51 | 89.51 | 2 | 0
2015 | MISO_MI_2_PJM_ROR | MISO_MI | PJM_ROR | Internal | Summer | B4 | 100 | 1424 | 281.45 | 82.87 | 84.87 | 2 | 0
2015 | MISO_MI_2_PJM_ROR | MISO_MI | PJM_ROR | Internal | Summer | B5 | 200 | 1424 | 1120.2 | 74.07 | 76.07 | 2 | 0
2015 | MISO_MI_2_PJM_ROR | MISO_MI | PJM_ROR | Internal | Summer | B6 | 300 | 1424 | 0 | 66.61 | 65.85 | 2 | 0
2015 | MISO_MI_2_PJM_ROR | MISO_MI | PJM_ROR | Internal | Summer | B7 | 400 | 1424 | 0 | 56.84 | 58.71 | 2 | 0
2015 | MISO_MI_2_PJM_ROR | MISO_MI | PJM_ROR | Internal | Summer | B8 | 500 | 1424 | 0 | 53.53 | 55.5 | 2 | 0
2015 | MISO_MI_2_PJM_ROR | MISO_MI | PJM_ROR | Internal | Summer | B9 | 800 | 1424 | 0 | 53.03 | 53.66 | 2 | 0
2015 | MISO_MI_2_PJM_ROR | MISO_MI | PJM_ROR | Internal | Summer | B10 | 1262 | 1424 | 0 | 52.23 | 52.12 | 2 | 0
2015 | MISO_MI_2_PJM_ROR | MISO_MI | PJM_ROR | Internal | Winter | B16 | 25 | 1424 | 634.39 | 76.41 | 78.41 | 2 | 0
2015 | MISO_MI_2_PJM_ROR | MISO_MI | PJM_ROR | Internal | Winter | B17 | 100 | 1424 | 0 | 68.84 | 69.62 | 2 | 0
2015 | MISO_MI_2_PJM_ROR | MISO_MI | PJM_ROR | Internal | Winter | B18 | 400 | 1424 | 5.91 | 58.87 | 60.87 | 2 | 0
2015 | MISO_MI_2_PJM_ROR | MISO_MI | PJM_ROR | Internal | Winter | B19 | 700 | 1424 | 593.73 | 57.37 | 59.37 | 2 | 0
2015 | MISO_MI_2_PJM_ROR | MISO_MI | PJM_ROR | Internal | Winter | B20 | 935 | 1424 | 0 | 53.55 | 55.53 | 2 | 0
2015 | MISO_MO-IL_2_ENT | MISO_MO-IL | ENT | Internal | Shoulder | B11 | 25 | 2540 | 0 | 76.72 | 81.71 | 8 | 0
2015 | MISO_MO-IL_2_ENT | MISO_MO-IL | ENT | Internal | Shoulder | B12 | 200 | 2540 | 0 | 65.26 | 59.47 | 8 | 0
2015 | MISO_MO-IL_2_ENT | MISO_MO-IL | ENT | Internal | Shoulder | B13 | 600 | 2540 | 0 | 57.68 | 59.47 | 8 | 0
2015 | MISO_MO-IL_2_ENT | MISO_MO-IL | ENT | Internal | Shoulder | B14 | 900 | 2540 | 0 | 55.79 | 57.49 | 8 | 0
2015 | MISO_MO-IL_2_ENT | MISO_MO-IL | ENT | Internal | Shoulder | B15 | 1203 | 2540 | 0 | 54.05 | 57.49 | 8 | 0
2015 | MISO_MO-IL_2_ENT | MISO_MO-IL | ENT | Internal | Summer | B1 | 10 | 2540 | 0 | 91.39 | 91.39 | 8 | 0
2015 | MISO_MO-IL_2_ENT | MISO_MO-IL | ENT | Internal | Summer | B2 | 25 | 2540 | 0 | 88.74 | 89.87 | 8 | 0
2015 | MISO_MO-IL_2_ENT | MISO_MO-IL | ENT | Internal | Summer | B3 | 75 | 2540 | 0 | 88.74 | 89.87 | 8 | 0
2015 | MISO_MO-IL_2_ENT | MISO_MO-IL | ENT | Internal | Summer | B4 | 100 | 2540 | 0 | 86.87 | 89.87 | 8 | 0
2015 | MISO_MO-IL_2_ENT | MISO_MO-IL | ENT | Internal | Summer | B5 | 200 | 2540 | 0 | 78.06 | 83.07 | 8 | 0
2015 | MISO_MO-IL_2_ENT | MISO_MO-IL | ENT | Internal | Summer | B6 | 300 | 2540 | 0 | 66.85 | 70.85 | 8 | 0
2015 | MISO_MO-IL_2_ENT | MISO_MO-IL | ENT | Internal | Summer | B7 | 400 | 2540 | 0 | 56.84 | 59.54 | 8 | 0
2015 | MISO_MO-IL_2_ENT | MISO_MO-IL | ENT | Internal | Summer | B8 | 500 | 2540 | 0 | 53.53 | 58.69 | 8 | 0
2015 | MISO_MO-IL_2_ENT | MISO_MO-IL | ENT | Internal | Summer | B9 | 800 | 2540 | 0 | 52.93 | 56.32 | 8 | 0
2015 | MISO_MO-IL_2_ENT | MISO_MO-IL | ENT | Internal | Summer | B10 | 1262 | 2540 | 0 | 51.41 | 56.32 | 8 | 0
2015 | MISO_MO-IL_2_ENT | MISO_MO-IL | ENT | Internal | Winter | B16 | 25 | 2540 | 0 | 76.43 | 77.18 | 8 | 0
2015 | MISO_MO-IL_2_ENT | MISO_MO-IL | ENT | Internal | Winter | B17 | 100 | 2540 | 0 | 67.62 | 61.89 | 8 | 0
2015 | MISO_MO-IL_2_ENT | MISO_MO-IL | ENT | Internal | Winter | B18 | 400 | 2540 | 0 | 58.87 | 60.37 | 8 | 0
2015 | MISO_MO-IL_2_ENT | MISO_MO-IL | ENT | Internal | Winter | B19 | 700 | 2540 | 0 | 57.37 | 59.83 | 8 | 0
2015 | MISO_MO-IL_2_ENT | MISO_MO-IL | ENT | Internal | Winter | B20 | 935 | 2540 | 0 | 53.53 | 59.83 | 8 | 0
2015 | MISO_MO-IL_2_MISO_IN | MISO_MO-IL | MISO_IN | Internal | Shoulder | B11 | 25 | 2100 | 510.78 | 76.72 | 76.73 | 0.01 | 0
2015 | MISO_MO-IL_2_MISO_IN | MISO_MO-IL | MISO_IN | Internal | Shoulder | B12 | 200 | 2100 | 1784.05 | 65.26 | 65.27 | 0.01 | 0
2015 | MISO_MO-IL_2_MISO_IN | MISO_MO-IL | MISO_IN | Internal | Shoulder | B13 | 600 | 2100 | 1640.03 | 57.68 | 57.69 | 0.01 | 0
2015 | MISO_MO-IL_2_MISO_IN | MISO_MO-IL | MISO_IN | Internal | Shoulder | B14 | 900 | 2100 | 588.47 | 55.79 | 55.81 | 0.01 | 0
2015 | MISO_MO-IL_2_MISO_IN | MISO_MO-IL | MISO_IN | Internal | Shoulder | B15 | 1203 | 2100 | 0 | 54.05 | 54.04 | 0.01 | 0
2015 | MISO_MO-IL_2_MISO_IN | MISO_MO-IL | MISO_IN | Internal | Summer | B1 | 10 | 2100 | 2100 | 91.39 | 93.38 | 0.01 | 1.97
2015 | MISO_MO-IL_2_MISO_IN | MISO_MO-IL | MISO_IN | Internal | Summer | B2 | 25 | 2100 | 2100 | 88.74 | 92.26 | 0.01 | 3.51
2015 | MISO_MO-IL_2_MISO_IN | MISO_MO-IL | MISO_IN | Internal | Summer | B3 | 75 | 2100 | 1619.32 | 88.74 | 88.75 | 0.01 | 0
2015 | MISO_MO-IL_2_MISO_IN | MISO_MO-IL | MISO_IN | Internal | Summer | B4 | 100 | 2100 | 679.43 | 86.87 | 86.88 | 0.01 | 0
2015 | MISO_MO-IL_2_MISO_IN | MISO_MO-IL | MISO_IN | Internal | Summer | B5 | 200 | 2100 | 573.67 | 78.06 | 78.07 | 0.01 | 0
2015 | MISO_MO-IL_2_MISO_IN | MISO_MO-IL | MISO_IN | Internal | Summer | B6 | 300 | 2100 | 0 | 66.85 | 66.84 | 0.01 | 0
2015 | MISO_MO-IL_2_MISO_IN | MISO_MO-IL | MISO_IN | Internal | Summer | B7 | 400 | 2100 | 606.23 | 56.84 | 56.86 | 0.01 | 0
2015 | MISO_MO-IL_2_MISO_IN | MISO_MO-IL | MISO_IN | Internal | Summer | B8 | 500 | 2100 | 1535.59 | 53.53 | 53.54 | 0.01 | 0
2015 | MISO_MO-IL_2_MISO_IN | MISO_MO-IL | MISO_IN | Internal | Summer | B9 | 800 | 2100 | 2100 | 52.93 | 53.02 | 0.01 | 0.08
2015 | MISO_MO-IL_2_MISO_IN | MISO_MO-IL | MISO_IN | Internal | Summer | B10 | 1262 | 2100 | 2100 | 51.41 | 52.22 | 0.01 | 0.79
2015 | MISO_MO-IL_2_MISO_IN | MISO_MO-IL | MISO_IN | Internal | Winter | B16 | 25 | 2100 | 2100 | 76.43 | 80.41 | 0.01 | 3.98
2015 | MISO_MO-IL_2_MISO_IN | MISO_MO-IL | MISO_IN | Internal | Winter | B17 | 100 | 2100 | 2100 | 67.62 | 68.85 | 0.01 | 1.22
2015 | MISO_MO-IL_2_MISO_IN | MISO_MO-IL | MISO_IN | Internal | Winter | B18 | 400 | 2100 | 2093.79 | 58.87 | 58.88 | 0.01 | 0
2015 | MISO_MO-IL_2_MISO_IN | MISO_MO-IL | MISO_IN | Internal | Winter | B19 | 700 | 2100 | 805.85 | 57.37 | 57.38 | 0.01 | 0
2015 | MISO_MO-IL_2_MISO_IN | MISO_MO-IL | MISO_IN | Internal | Winter | B20 | 935 | 2100 | 2000.14 | 53.53 | 53.54 | 0.01 | 0
2015 | MISO_MO-IL_2_MISO_W | MISO_MO-IL | MISO_W | Internal | Shoulder | B11 | 25 | 1082 | 0 | 76.72 | 76.71 | 0.01 | 0
2015 | MISO_MO-IL_2_MISO_W | MISO_MO-IL | MISO_W | Internal | Shoulder | B12 | 200 | 1082 | 0 | 65.26 | 65.25 | 0.01 | 0
2015 | MISO_MO-IL_2_MISO_W | MISO_MO-IL | MISO_W | Internal | Shoulder | B13 | 600 | 1082 | 0 | 57.68 | 57.66 | 0.01 | 0
2015 | MISO_MO-IL_2_MISO_W | MISO_MO-IL | MISO_W | Internal | Shoulder | B14 | 900 | 1082 | 0 | 55.79 | 55.78 | 0.01 | 0
2015 | MISO_MO-IL_2_MISO_W | MISO_MO-IL | MISO_W | Internal | Shoulder | B15 | 1203 | 1082 | 97.11 | 54.05 | 54.07 | 0.01 | 0
2015 | MISO_MO-IL_2_MISO_W | MISO_MO-IL | MISO_W | Internal | Summer | B1 | 10 | 1082 | 0 | 91.39 | 91.38 | 0.01 | 0
2015 | MISO_MO-IL_2_MISO_W | MISO_MO-IL | MISO_W | Internal | Summer | B2 | 25 | 1082 | 0 | 88.74 | 88.73 | 0.01 | 0
2015 | MISO_MO-IL_2_MISO_W | MISO_MO-IL | MISO_W | Internal | Summer | B3 | 75 | 1082 | 0 | 88.74 | 88.73 | 0.01 | 0
2015 | MISO_MO-IL_2_MISO_W | MISO_MO-IL | MISO_W | Internal | Summer | B4 | 100 | 1082 | 0 | 86.87 | 86.87 | 0.01 | 0
2015 | MISO_MO-IL_2_MISO_W | MISO_MO-IL | MISO_W | Internal | Summer | B5 | 200 | 1082 | 0 | 78.06 | 78.05 | 0.01 | 0
2015 | MISO_MO-IL_2_MISO_W | MISO_MO-IL | MISO_W | Internal | Summer | B6 | 300 | 1082 | 1082 | 66.85 | 67.85 | 0.01 | 0.99
2015 | MISO_MO-IL_2_MISO_W | MISO_MO-IL | MISO_W | Internal | Summer | B7 | 400 | 1082 | 0 | 56.84 | 56.83 | 0.01 | 0
2015 | MISO_MO-IL_2_MISO_W | MISO_MO-IL | MISO_W | Internal | Summer | B8 | 500 | 1082 | 0 | 53.53 | 53.52 | 0.01 | 0
2015 | MISO_MO-IL_2_MISO_W | MISO_MO-IL | MISO_W | Internal | Summer | B9 | 800 | 1082 | 0 | 52.93 | 52.92 | 0.01 | 0
2015 | MISO_MO-IL_2_MISO_W | MISO_MO-IL | MISO_W | Internal | Summer | B10 | 1262 | 1082 | 0 | 51.41 | 51.4 | 0.01 | 0
2015 | MISO_MO-IL_2_MISO_W | MISO_MO-IL | MISO_W | Internal | Winter | B16 | 25 | 1082 | 0 | 76.43 | 76.41 | 0.01 | 0
2015 | MISO_MO-IL_2_MISO_W | MISO_MO-IL | MISO_W | Internal | Winter | B17 | 100 | 1082 | 0 | 67.62 | 67.62 | 0.01 | 0
2015 | MISO_MO-IL_2_MISO_W | MISO_MO-IL | MISO_W | Internal | Winter | B18 | 400 | 1082 | 0 | 58.87 | 58.87 | 0.01 | 0
2015 | MISO_MO-IL_2_MISO_W | MISO_MO-IL | MISO_W | Internal | Winter | B19 | 700 | 1082 | 462.39 | 57.37 | 57.38 | 0.01 | 0
2015 | MISO_MO-IL_2_MISO_W | MISO_MO-IL | MISO_W | Internal | Winter | B20 | 935 | 1082 | 0 | 53.53 | 53.53 | 0.01 | 0
2015 | MISO_MO-IL_2_PJM_ROR | MISO_MO-IL | PJM_ROR | Internal | Shoulder | B11 | 25 | 1212 | 0 | 76.72 | 74.71 | 2 | 0
2015 | MISO_MO-IL_2_PJM_ROR | MISO_MO-IL | PJM_ROR | Internal | Shoulder | B12 | 200 | 1212 | 0 | 65.26 | 64.62 | 2 | 0
2015 | MISO_MO-IL_2_PJM_ROR | MISO_MO-IL | PJM_ROR | Internal | Shoulder | B13 | 600 | 1212 | 0 | 57.68 | 59.66 | 2 | 0
2015 | MISO_MO-IL_2_PJM_ROR | MISO_MO-IL | PJM_ROR | Internal | Shoulder | B14 | 900 | 1212 | 0 | 55.79 | 57.78 | 2 | 0
2015 | MISO_MO-IL_2_PJM_ROR | MISO_MO-IL | PJM_ROR | Internal | Shoulder | B15 | 1203 | 1212 | 0 | 54.05 | 54.25 | 2 | 0
2015 | MISO_MO-IL_2_PJM_ROR | MISO_MO-IL | PJM_ROR | Internal | Summer | B1 | 10 | 1212 | 0 | 91.39 | 93.38 | 2 | 0
2015 | MISO_MO-IL_2_PJM_ROR | MISO_MO-IL | PJM_ROR | Internal | Summer | B2 | 25 | 1212 | 0 | 88.74 | 90.26 | 2 | 0
2015 | MISO_MO-IL_2_PJM_ROR | MISO_MO-IL | PJM_ROR | Internal | Summer | B3 | 75 | 1212 | 0 | 88.74 | 89.51 | 2 | 0
2015 | MISO_MO-IL_2_PJM_ROR | MISO_MO-IL | PJM_ROR | Internal | Summer | B4 | 100 | 1212 | 0 | 86.87 | 84.87 | 2 | 0
2015 | MISO_MO-IL_2_PJM_ROR | MISO_MO-IL | PJM_ROR | Internal | Summer | B5 | 200 | 1212 | 0 | 78.06 | 76.07 | 2 | 0
2015 | MISO_MO-IL_2_PJM_ROR | MISO_MO-IL | PJM_ROR | Internal | Summer | B6 | 300 | 1212 | 0 | 66.85 | 65.85 | 2 | 0
2015 | MISO_MO-IL_2_PJM_ROR | MISO_MO-IL | PJM_ROR | Internal | Summer | B7 | 400 | 1212 | 0 | 56.84 | 58.71 | 2 | 0
2015 | MISO_MO-IL_2_PJM_ROR | MISO_MO-IL | PJM_ROR | Internal | Summer | B8 | 500 | 1212 | 0 | 53.53 | 55.5 | 2 | 0
2015 | MISO_MO-IL_2_PJM_ROR | MISO_MO-IL | PJM_ROR | Internal | Summer | B9 | 800 | 1212 | 0 | 52.93 | 53.66 | 2 | 0
2015 | MISO_MO-IL_2_PJM_ROR | MISO_MO-IL | PJM_ROR | Internal | Summer | B10 | 1262 | 1212 | 0 | 51.41 | 52.12 | 2 | 0
2015 | MISO_MO-IL_2_PJM_ROR | MISO_MO-IL | PJM_ROR | Internal | Winter | B16 | 25 | 1212 | 0 | 76.43 | 78.41 | 2 | 0
2015 | MISO_MO-IL_2_PJM_ROR | MISO_MO-IL | PJM_ROR | Internal | Winter | B17 | 100 | 1212 | 113.31 | 67.62 | 69.62 | 2 | 0
2015 | MISO_MO-IL_2_PJM_ROR | MISO_MO-IL | PJM_ROR | Internal | Winter | B18 | 400 | 1212 | 516.62 | 58.87 | 60.87 | 2 | 0
2015 | MISO_MO-IL_2_PJM_ROR | MISO_MO-IL | PJM_ROR | Internal | Winter | B19 | 700 | 1212 | 753.19 | 57.37 | 59.37 | 2 | 0
2015 | MISO_MO-IL_2_PJM_ROR | MISO_MO-IL | PJM_ROR | Internal | Winter | B20 | 935 | 1212 | 181.19 | 53.53 | 55.53 | 2 | 0
2015 | MISO_MO-IL_2_SPP_N | MISO_MO-IL | SPP_N | Internal | Shoulder | B11 | 25 | 4019 | 0 | 76.72 | 83.71 | 8 | 0
2015 | MISO_MO-IL_2_SPP_N | MISO_MO-IL | SPP_N | Internal | Shoulder | B12 | 200 | 4019 | 0 | 65.26 | 65.26 | 8 | 0
2015 | MISO_MO-IL_2_SPP_N | MISO_MO-IL | SPP_N | Internal | Shoulder | B13 | 600 | 4019 | 0 | 57.68 | 60.05 | 8 | 0
2015 | MISO_MO-IL_2_SPP_N | MISO_MO-IL | SPP_N | Internal | Shoulder | B14 | 900 | 4019 | 0 | 55.79 | 59.43 | 8 | 0
2015 | MISO_MO-IL_2_SPP_N | MISO_MO-IL | SPP_N | Internal | Shoulder | B15 | 1203 | 4019 | 0 | 54.05 | 57.38 | 8 | 0
2015 | MISO_MO-IL_2_SPP_N | MISO_MO-IL | SPP_N | Internal | Summer | B1 | 10 | 4019 | 0 | 91.39 | 92.6 | 8 | 0
2015 | MISO_MO-IL_2_SPP_N | MISO_MO-IL | SPP_N | Internal | Summer | B2 | 25 | 4019 | 0 | 88.74 | 92.6 | 8 | 0
2015 | MISO_MO-IL_2_SPP_N | MISO_MO-IL | SPP_N | Internal | Summer | B3 | 75 | 4019 | 0 | 88.74 | 92.6 | 8 | 0
2015 | MISO_MO-IL_2_SPP_N | MISO_MO-IL | SPP_N | Internal | Summer | B4 | 100 | 4019 | 0 | 86.87 | 89.41 | 8 | 0
2015 | MISO_MO-IL_2_SPP_N | MISO_MO-IL | SPP_N | Internal | Summer | B5 | 200 | 4019 | 0 | 78.06 | 85.05 | 8 | 0
2015 | MISO_MO-IL_2_SPP_N | MISO_MO-IL | SPP_N | Internal | Summer | B6 | 300 | 4019 | 114.48 | 66.85 | 74.85 | 8 | 0
2015 | MISO_MO-IL_2_SPP_N | MISO_MO-IL | SPP_N | Internal | Summer | B7 | 400 | 4019 | 0 | 56.84 | 63.83 | 8 | 0
2015 | MISO_MO-IL_2_SPP_N | MISO_MO-IL | SPP_N | Internal | Summer | B8 | 500 | 4019 | 0 | 53.53 | 60.52 | 8 | 0
2015 | MISO_MO-IL_2_SPP_N | MISO_MO-IL | SPP_N | Internal | Summer | B9 | 800 | 4019 | 0 | 52.93 | 58.11 | 8 | 0
2015 | MISO_MO-IL_2_SPP_N | MISO_MO-IL | SPP_N | Internal | Summer | B10 | 1262 | 4019 | 0 | 51.41 | 56.11 | 8 | 0
2015 | MISO_MO-IL_2_SPP_N | MISO_MO-IL | SPP_N | Internal | Winter | B16 | 25 | 4019 | 0 | 76.43 | 76.43 | 8 | 0
2015 | MISO_MO-IL_2_SPP_N | MISO_MO-IL | SPP_N | Internal | Winter | B17 | 100 | 4019 | 0 | 67.62 | 62.63 | 8 | 0
2015 | MISO_MO-IL_2_SPP_N | MISO_MO-IL | SPP_N | Internal | Winter | B18 | 400 | 4019 | 0 | 58.87 | 60.8 | 8 | 0
2015 | MISO_MO-IL_2_SPP_N | MISO_MO-IL | SPP_N | Internal | Winter | B19 | 700 | 4019 | 0 | 57.37 | 59.86 | 8 | 0
2015 | MISO_MO-IL_2_SPP_N | MISO_MO-IL | SPP_N | Internal | Winter | B20 | 935 | 4019 | 0 | 53.53 | 59.72 | 8 | 0
2015 | MISO_MO-IL_2_TVA_Transmission | MISO_MO-IL | TVA_Transmission | Internal | Shoulder | B11 | 25 | 4000 | 0 | 76.72 | 80.71 | 8 | 0
2015 | MISO_MO-IL_2_TVA_Transmission | MISO_MO-IL | TVA_Transmission | Internal | Shoulder | B12 | 200 | 4000 | 0 | 65.26 | 65.92 | 8 | 0
2015 | MISO_MO-IL_2_TVA_Transmission | MISO_MO-IL | TVA_Transmission | Internal | Shoulder | B13 | 600 | 4000 | 0 | 57.68 | 63.15 | 8 | 0
2015 | MISO_MO-IL_2_TVA_Transmission | MISO_MO-IL | TVA_Transmission | Internal | Shoulder | B14 | 900 | 4000 | 0 | 55.79 | 62.31 | 8 | 0
2015 | MISO_MO-IL_2_TVA_Transmission | MISO_MO-IL | TVA_Transmission | Internal | Shoulder | B15 | 1203 | 4000 | 0 | 54.05 | 60.25 | 8 | 0
2015 | MISO_MO-IL_2_TVA_Transmission | MISO_MO-IL | TVA_Transmission | Internal | Summer | B1 | 10 | 4000 | 79.57 | 91.39 | 99.39 | 8 | 0
2015 | MISO_MO-IL_2_TVA_Transmission | MISO_MO-IL | TVA_Transmission | Internal | Summer | B2 | 25 | 4000 | 89.41 | 88.74 | 96.74 | 8 | 0
2015 | MISO_MO-IL_2_TVA_Transmission | MISO_MO-IL | TVA_Transmission | Internal | Summer | B3 | 75 | 4000 | 0 | 88.74 | 95.51 | 8 | 0
2015 | MISO_MO-IL_2_TVA_Transmission | MISO_MO-IL | TVA_Transmission | Internal | Summer | B4 | 100 | 4000 | 0 | 86.87 | 90.87 | 8 | 0
2015 | MISO_MO-IL_2_TVA_Transmission | MISO_MO-IL | TVA_Transmission | Internal | Summer | B5 | 200 | 4000 | 0 | 78.06 | 82.07 | 8 | 0
2015 | MISO_MO-IL_2_TVA_Transmission | MISO_MO-IL | TVA_Transmission | Internal | Summer | B6 | 300 | 4000 | 0 | 66.85 | 69.85 | 8 | 0
2015 | MISO_MO-IL_2_TVA_Transmission | MISO_MO-IL | TVA_Transmission | Internal | Summer | B7 | 400 | 4000 | 0 | 56.84 | 61.65 | 8 | 0
2015 | MISO_MO-IL_2_TVA_Transmission | MISO_MO-IL | TVA_Transmission | Internal | Summer | B8 | 500 | 4000 | 0 | 53.53 | 60.36 | 8 | 0
2015 | MISO_MO-IL_2_TVA_Transmission | MISO_MO-IL | TVA_Transmission | Internal | Summer | B9 | 800 | 4000 | 0 | 52.93 | 59.66 | 8 | 0
2015 | MISO_MO-IL_2_TVA_Transmission | MISO_MO-IL | TVA_Transmission | Internal | Summer | B10 | 1262 | 4000 | 0 | 51.41 | 58.02 | 8 | 0
2015 | MISO_MO-IL_2_TVA_Transmission | MISO_MO-IL | TVA_Transmission | Internal | Winter | B16 | 25 | 4000 | 0 | 76.43 | 84.41 | 8 | 0
2015 | MISO_MO-IL_2_TVA_Transmission | MISO_MO-IL | TVA_Transmission | Internal | Winter | B17 | 100 | 4000 | 0 | 67.62 | 69.26 | 8 | 0
2015 | MISO_MO-IL_2_TVA_Transmission | MISO_MO-IL | TVA_Transmission | Internal | Winter | B18 | 400 | 4000 | 0 | 58.87 | 64.26 | 8 | 0
2015 | MISO_MO-IL_2_TVA_Transmission | MISO_MO-IL | TVA_Transmission | Internal | Winter | B19 | 700 | 4000 | 0 | 57.37 | 63.31 | 8 | 0
2015 | MISO_MO-IL_2_TVA_Transmission | MISO_MO-IL | TVA_Transmission | Internal | Winter | B20 | 935 | 4000 | 207.23 | 53.53 | 61.53 | 8 | 0
2015 | MISO_W_2_IESO | MISO_W | IESO | Internal | Shoulder | B11 | 25 | 157 | 0 | 76.71 | 47.03 | 8 | 0
2015 | MISO_W_2_IESO | MISO_W | IESO | Internal | Shoulder | B12 | 200 | 157 | 0 | 65.25 | 47.03 | 8 | 0
2015 | MISO_W_2_IESO | MISO_W | IESO | Internal | Shoulder | B13 | 600 | 157 | 0 | 57.66 | 47.03 | 8 | 0
2015 | MISO_W_2_IESO | MISO_W | IESO | Internal | Shoulder | B14 | 900 | 157 | 0 | 55.78 | 47.03 | 8 | 0
2015 | MISO_W_2_IESO | MISO_W | IESO | Internal | Shoulder | B15 | 1203 | 157 | 0 | 54.07 | 47.03 | 8 | 0
2015 | MISO_W_2_IESO | MISO_W | IESO | Internal | Summer | B1 | 10 | 157 | 0 | 91.38 | 84.77 | 8 | 0
2015 | MISO_W_2_IESO | MISO_W | IESO | Internal | Summer | B2 | 25 | 157 | 0 | 88.73 | 81.27 | 8 | 0
2015 | MISO_W_2_IESO | MISO_W | IESO | Internal | Summer | B3 | 75 | 157 | 0 | 88.73 | 69.56 | 8 | 0
2015 | MISO_W_2_IESO | MISO_W | IESO | Internal | Summer | B4 | 100 | 157 | 0 | 86.87 | 69.03 | 8 | 0
2015 | MISO_W_2_IESO | MISO_W | IESO | Internal | Summer | B5 | 200 | 157 | 0 | 78.05 | 61.06 | 8 | 0
2015 | MISO_W_2_IESO | MISO_W | IESO | Internal | Summer | B6 | 300 | 157 | 0 | 67.85 | 44.6 | 8 | 0
2015 | MISO_W_2_IESO | MISO_W | IESO | Internal | Summer | B7 | 400 | 157 | 0 | 56.83 | 44.6 | 8 | 0
2015 | MISO_W_2_IESO | MISO_W | IESO | Internal | Summer | B8 | 500 | 157 | 0 | 53.52 | 44.6 | 8 | 0
2015 | MISO_W_2_IESO | MISO_W | IESO | Internal | Summer | B9 | 800 | 157 | 0 | 52.92 | 44.6 | 8 | 0
2015 | MISO_W_2_IESO | MISO_W | IESO | Internal | Summer | B10 | 1262 | 157 | 0 | 51.4 | 44.6 | 8 | 0
2015 | MISO_W_2_IESO | MISO_W | IESO | Internal | Winter | B16 | 25 | 157 | 0 | 76.41 | 60.64 | 8 | 0
2015 | MISO_W_2_IESO | MISO_W | IESO | Internal | Winter | B17 | 100 | 157 | 0 | 67.62 | 53.36 | 8 | 0
2015 | MISO_W_2_IESO | MISO_W | IESO | Internal | Winter | B18 | 400 | 157 | 0 | 58.87 | 46.55 | 8 | 0
2015 | MISO_W_2_IESO | MISO_W | IESO | Internal | Winter | B19 | 700 | 157 | 0 | 57.38 | 46.55 | 8 | 0
2015 | MISO_W_2_IESO | MISO_W | IESO | Internal | Winter | B20 | 935 | 157 | 0 | 53.53 | 46.55 | 8 | 0
2015 | MISO_W_2_MAPP_CA | MISO_W | MAPP_CA | Internal | Shoulder | B11 | 25 | 700 | 0 | 76.71 | 70.97 | 0.01 | 0
2015 | MISO_W_2_MAPP_CA | MISO_W | MAPP_CA | Internal | Shoulder | B12 | 200 | 700 | 0 | 65.25 | 65.23 | 0.01 | 0
2015 | MISO_W_2_MAPP_CA | MISO_W | MAPP_CA | Internal | Shoulder | B13 | 600 | 700 | 0 | 57.66 | 57.65 | 0.01 | 0
2015 | MISO_W_2_MAPP_CA | MISO_W | MAPP_CA | Internal | Shoulder | B14 | 900 | 700 | 0 | 55.78 | 55.77 | 0.01 | 0
2015 | MISO_W_2_MAPP_CA | MISO_W | MAPP_CA | Internal | Shoulder | B15 | 1203 | 700 | 700 | 54.07 | 55.77 | 0.01 | 1.69
2015 | MISO_W_2_MAPP_CA | MISO_W | MAPP_CA | Internal | Summer | B1 | 10 | 700 | 0 | 91.38 | 76.77 | 0.01 | 0
2015 | MISO_W_2_MAPP_CA | MISO_W | MAPP_CA | Internal | Summer | B2 | 25 | 700 | 0 | 88.73 | 77.38 | 0.01 | 0
2015 | MISO_W_2_MAPP_CA | MISO_W | MAPP_CA | Internal | Summer | B3 | 75 | 700 | 0 | 88.73 | 76.56 | 0.01 | 0
2015 | MISO_W_2_MAPP_CA | MISO_W | MAPP_CA | Internal | Summer | B4 | 100 | 700 | 0 | 86.87 | 75.73 | 0.01 | 0
2015 | MISO_W_2_MAPP_CA | MISO_W | MAPP_CA | Internal | Summer | B5 | 200 | 700 | 0 | 78.05 | 71.04 | 0.01 | 0
2015 | MISO_W_2_MAPP_CA | MISO_W | MAPP_CA | Internal | Summer | B6 | 300 | 700 | 0 | 67.85 | 67.84 | 0.01 | 0
2015 | MISO_W_2_MAPP_CA | MISO_W | MAPP_CA | Internal | Summer | B7 | 400 | 700 | 0 | 56.83 | 56.82 | 0.01 | 0
2015 | MISO_W_2_MAPP_CA | MISO_W | MAPP_CA | Internal | Summer | B8 | 500 | 700 | 0 | 53.52 | 53.5 | 0.01 | 0
2015 | MISO_W_2_MAPP_CA | MISO_W | MAPP_CA | Internal | Summer | B9 | 800 | 700 | 0 | 52.92 | 52.91 | 0.01 | 0
2015 | MISO_W_2_MAPP_CA | MISO_W | MAPP_CA | Internal | Summer | B10 | 1262 | 700 | 700 | 51.4 | 52.91 | 0.01 | 1.49
2015 | MISO_W_2_MAPP_CA | MISO_W | MAPP_CA | Internal | Winter | B16 | 25 | 700 | 0 | 76.41 | 76.4 | 0.01 | 0
2015 | MISO_W_2_MAPP_CA | MISO_W | MAPP_CA | Internal | Winter | B17 | 100 | 700 | 0 | 67.62 | 67.61 | 0.01 | 0
2015 | MISO_W_2_MAPP_CA | MISO_W | MAPP_CA | Internal | Winter | B18 | 400 | 700 | 0 | 58.87 | 58.85 | 0.01 | 0
2015 | MISO_W_2_MAPP_CA | MISO_W | MAPP_CA | Internal | Winter | B19 | 700 | 700 | 465.37 | 57.38 | 57.39 | 0.01 | 0
2015 | MISO_W_2_MAPP_CA | MISO_W | MAPP_CA | Internal | Winter | B20 | 935 | 700 | 700 | 53.53 | 57.39 | 0.01 | 3.85
2015 | MISO_W_2_MISO_MO-IL | MISO_W | MISO_MO-IL | Internal | Shoulder | B11 | 25 | 3922 | 1347.56 | 76.71 | 76.72 | 0.01 | 0
2015 | MISO_W_2_MISO_MO-IL | MISO_W | MISO_MO-IL | Internal | Shoulder | B12 | 200 | 3922 | 1993.28 | 65.25 | 65.26 | 0.01 | 0
2015 | MISO_W_2_MISO_MO-IL | MISO_W | MISO_MO-IL | Internal | Shoulder | B13 | 600 | 3922 | 1580.01 | 57.66 | 57.68 | 0.01 | 0
2015 | MISO_W_2_MISO_MO-IL | MISO_W | MISO_MO-IL | Internal | Shoulder | B14 | 900 | 3922 | 653.1 | 55.78 | 55.79 | 0.01 | 0
2015 | MISO_W_2_MISO_MO-IL | MISO_W | MISO_MO-IL | Internal | Shoulder | B15 | 1203 | 3922 | 0 | 54.07 | 54.05 | 0.01 | 0
2015 | MISO_W_2_MISO_MO-IL | MISO_W | MISO_MO-IL | Internal | Summer | B1 | 10 | 3922 | 152.73 | 91.38 | 91.39 | 0.01 | 0
2015 | MISO_W_2_MISO_MO-IL | MISO_W | MISO_MO-IL | Internal | Summer | B2 | 25 | 3922 | 1202.2 | 88.73 | 88.74 | 0.01 | 0
2015 | MISO_W_2_MISO_MO-IL | MISO_W | MISO_MO-IL | Internal | Summer | B3 | 75 | 3922 | 1075.62 | 88.73 | 88.74 | 0.01 | 0
2015 | MISO_W_2_MISO_MO-IL | MISO_W | MISO_MO-IL | Internal | Summer | B4 | 100 | 3922 | 0 | 86.87 | 86.87 | 0.01 | 0
2015 | MISO_W_2_MISO_MO-IL | MISO_W | MISO_MO-IL | Internal | Summer | B5 | 200 | 3922 | 140 | 78.05 | 78.06 | 0.01 | 0
2015 | MISO_W_2_MISO_MO-IL | MISO_W | MISO_MO-IL | Internal | Summer | B6 | 300 | 3922 | 0 | 67.85 | 66.85 | 0.01 | 0
2015 | MISO_W_2_MISO_MO-IL | MISO_W | MISO_MO-IL | Internal | Summer | B7 | 400 | 3922 | 200.61 | 56.83 | 56.84 | 0.01 | 0
2015 | MISO_W_2_MISO_MO-IL | MISO_W | MISO_MO-IL | Internal | Summer | B8 | 500 | 3922 | 1408.29 | 53.52 | 53.53 | 0.01 | 0
2015 | MISO_W_2_MISO_MO-IL | MISO_W | MISO_MO-IL | Internal | Summer | B9 | 800 | 3922 | 1536.59 | 52.92 | 52.93 | 0.01 | 0
2015 | MISO_W_2_MISO_MO-IL | MISO_W | MISO_MO-IL | Internal | Summer | B10 | 1262 | 3922 | 879.2 | 51.4 | 51.41 | 0.01 | 0
2015 | MISO_W_2_MISO_MO-IL | MISO_W | MISO_MO-IL | Internal | Winter | B16 | 25 | 3922 | 375.91 | 76.41 | 76.43 | 0.01 | 0
2015 | MISO_W_2_MISO_MO-IL | MISO_W | MISO_MO-IL | Internal | Winter | B17 | 100 | 3922 | 0 | 67.62 | 67.62 | 0.01 | 0
2015 | MISO_W_2_MISO_MO-IL | MISO_W | MISO_MO-IL | Internal | Winter | B18 | 400 | 3922 | 0 | 58.87 | 58.87 | 0.01 | 0
2015 | MISO_W_2_MISO_MO-IL | MISO_W | MISO_MO-IL | Internal | Winter | B19 | 700 | 3922 | 0 | 57.38 | 57.37 | 0.01 | 0
2015 | MISO_W_2_MISO_MO-IL | MISO_W | MISO_MO-IL | Internal | Winter | B20 | 935 | 3922 | 0 | 53.53 | 53.53 | 0.01 | 0
2015 | MISO_W_2_MISO_WUMS | MISO_W | MISO_WUMS | Internal | Shoulder | B11 | 25 | 1667 | 0 | 76.71 | 62.05 | 0.01 | 0
2015 | MISO_W_2_MISO_WUMS | MISO_W | MISO_WUMS | Internal | Shoulder | B12 | 200 | 1667 | 0 | 65.25 | 59.83 | 0.01 | 0
2015 | MISO_W_2_MISO_WUMS | MISO_W | MISO_WUMS | Internal | Shoulder | B13 | 600 | 1667 | 0 | 57.66 | 57.65 | 0.01 | 0
2015 | MISO_W_2_MISO_WUMS | MISO_W | MISO_WUMS | Internal | Shoulder | B14 | 900 | 1667 | 0 | 55.78 | 55.72 | 0.01 | 0
2015 | MISO_W_2_MISO_WUMS | MISO_W | MISO_WUMS | Internal | Shoulder | B15 | 1203 | 1667 | 0 | 54.07 | 54.02 | 0.01 | 0
2015 | MISO_W_2_MISO_WUMS | MISO_W | MISO_WUMS | Internal | Summer | B1 | 10 | 1667 | 0 | 91.38 | 91.38 | 0.01 | 0
2015 | MISO_W_2_MISO_WUMS | MISO_W | MISO_WUMS | Internal | Summer | B2 | 25 | 1667 | 0 | 88.73 | 88.26 | 0.01 | 0
2015 | MISO_W_2_MISO_WUMS | MISO_W | MISO_WUMS | Internal | Summer | B3 | 75 | 1667 | 0 | 88.73 | 87.5 | 0.01 | 0
2015 | MISO_W_2_MISO_WUMS | MISO_W | MISO_WUMS | Internal | Summer | B4 | 100 | 1667 | 0 | 86.87 | 72.95 | 0.01 | 0
2015 | MISO_W_2_MISO_WUMS | MISO_W | MISO_WUMS | Internal | Summer | B5 | 200 | 1667 | 0 | 78.05 | 62.54 | 0.01 | 0
2015 | MISO_W_2_MISO_WUMS | MISO_W | MISO_WUMS | Internal | Summer | B6 | 300 | 1667 | 0 | 67.85 | 62.05 | 0.01 | 0
2015 | MISO_W_2_MISO_WUMS | MISO_W | MISO_WUMS | Internal | Summer | B7 | 400 | 1667 | 0 | 56.83 | 56.71 | 0.01 | 0
2015 | MISO_W_2_MISO_WUMS | MISO_W | MISO_WUMS | Internal | Summer | B8 | 500 | 1667 | 0 | 53.52 | 53.5 | 0.01 | 0
2015 | MISO_W_2_MISO_WUMS | MISO_W | MISO_WUMS | Internal | Summer | B9 | 800 | 1667 | 0 | 52.92 | 52.91 | 0.01 | 0
2015 | MISO_W_2_MISO_WUMS | MISO_W | MISO_WUMS | Internal | Summer | B10 | 1262 | 1667 | 0 | 51.4 | 51.39 | 0.01 | 0
2015 | MISO_W_2_MISO_WUMS | MISO_W | MISO_WUMS | Internal | Winter | B16 | 25 | 1667 | 0 | 76.41 | 76.4 | 0.01 | 0
2015 | MISO_W_2_MISO_WUMS | MISO_W | MISO_WUMS | Internal | Winter | B17 | 100 | 1667 | 0 | 67.62 | 67.61 | 0.01 | 0
2015 | MISO_W_2_MISO_WUMS | MISO_W | MISO_WUMS | Internal | Winter | B18 | 400 | 1667 | 0 | 58.87 | 58.85 | 0.01 | 0
2015 | MISO_W_2_MISO_WUMS | MISO_W | MISO_WUMS | Internal | Winter | B19 | 700 | 1667 | 0 | 57.38 | 57.37 | 0.01 | 0
2015 | MISO_W_2_MISO_WUMS | MISO_W | MISO_WUMS | Internal | Winter | B20 | 935 | 1667 | 490.16 | 53.53 | 53.54 | 0.01 | 0
2015 | MISO_W_2_NE | MISO_W | NE | Internal | Shoulder | B11 | 25 | 5289 | 0 | 76.71 | 83.7 | 7 | 0
2015 | MISO_W_2_NE | MISO_W | NE | Internal | Shoulder | B12 | 200 | 5289 | 0 | 65.25 | 65.25 | 7 | 0
2015 | MISO_W_2_NE | MISO_W | NE | Internal | Shoulder | B13 | 600 | 5289 | 0 | 57.66 | 60.04 | 7 | 0
2015 | MISO_W_2_NE | MISO_W | NE | Internal | Shoulder | B14 | 900 | 5289 | 0 | 55.78 | 59.41 | 7 | 0
2015 | MISO_W_2_NE | MISO_W | NE | Internal | Shoulder | B15 | 1203 | 5289 | 0 | 54.07 | 57.37 | 7 | 0
2015 | MISO_W_2_NE | MISO_W | NE | Internal | Summer | B1 | 10 | 5289 | 0 | 91.38 | 91.38 | 7 | 0
2015 | MISO_W_2_NE | MISO_W | NE | Internal | Summer | B2 | 25 | 5289 | 0 | 88.73 | 91.38 | 7 | 0
2015 | MISO_W_2_NE | MISO_W | NE | Internal | Summer | B3 | 75 | 5289 | 0 | 88.73 | 91.38 | 7 | 0
2015 | MISO_W_2_NE | MISO_W | NE | Internal | Summer | B4 | 100 | 5289 | 0 | 86.87 | 89.39 | 7 | 0
2015 | MISO_W_2_NE | MISO_W | NE | Internal | Summer | B5 | 200 | 5289 | 0 | 78.05 | 85.04 | 7 | 0
2015 | MISO_W_2_NE | MISO_W | NE | Internal | Summer | B6 | 300 | 5289 | 0 | 67.85 | 71.78 | 7 | 0
2015 | MISO_W_2_NE | MISO_W | NE | Internal | Summer | B7 | 400 | 5289 | 0 | 56.83 | 61.05 | 7 | 0
2015 | MISO_W_2_NE | MISO_W | NE | Internal | Summer | B8 | 500 | 5289 | 0 | 53.52 | 59.68 | 7 | 0
2015 | MISO_W_2_NE | MISO_W | NE | Internal | Summer | B9 | 800 | 5289 | 0 | 52.92 | 58.1 | 7 | 0
2015 | MISO_W_2_NE | MISO_W | NE | Internal | Summer | B10 | 1262 | 5289 | 0 | 51.4 | 56.1 | 7 | 0
2015 | MISO_W_2_NE | MISO_W | NE | Internal | Winter | B16 | 25 | 5289 | 0 | 76.41 | 76.41 | 7 | 0
2015 | MISO_W_2_NE | MISO_W | NE | Internal | Winter | B17 | 100 | 5289 | 0 | 67.62 | 62.62 | 7 | 0
2015 | MISO_W_2_NE | MISO_W | NE | Internal | Winter | B18 | 400 | 5289 | 0 | 58.87 | 60.79 | 7 | 0
2015 | MISO_W_2_NE | MISO_W | NE | Internal | Winter | B19 | 700 | 5289 | 0 | 57.38 | 59.85 | 7 | 0
2015 | MISO_W_2_NE | MISO_W | NE | Internal | Winter | B20 | 935 | 5289 | 0 | 53.53 | 58.71 | 7 | 0
2015 | MISO_W_2_PJM_ROR | MISO_W | PJM_ROR | Internal | Shoulder | B11 | 25 | 13193 | 0 | 76.71 | 74.71 | 2 | 0
2015 | MISO_W_2_PJM_ROR | MISO_W | PJM_ROR | Internal | Shoulder | B12 | 200 | 13193 | 0 | 65.25 | 64.62 | 2 | 0
2015 | MISO_W_2_PJM_ROR | MISO_W | PJM_ROR | Internal | Shoulder | B13 | 600 | 13193 | 177.01 | 57.66 | 59.66 | 2 | 0
2015 | MISO_W_2_PJM_ROR | MISO_W | PJM_ROR | Internal | Shoulder | B14 | 900 | 13193 | 1743.48 | 55.78 | 57.78 | 2 | 0
2015 | MISO_W_2_PJM_ROR | MISO_W | PJM_ROR | Internal | Shoulder | B15 | 1203 | 13193 | 0 | 54.07 | 54.25 | 2 | 0
2015 | MISO_W_2_PJM_ROR | MISO_W | PJM_ROR | Internal | Summer | B1 | 10 | 13193 | 1791.97 | 91.38 | 93.38 | 2 | 0
2015 | MISO_W_2_PJM_ROR | MISO_W | PJM_ROR | Internal | Summer | B2 | 25 | 13193 | 0 | 88.73 | 90.26 | 2 | 0
2015 | MISO_W_2_PJM_ROR | MISO_W | PJM_ROR | Internal | Summer | B3 | 75 | 13193 | 0 | 88.73 | 89.51 | 2 | 0
2015 | MISO_W_2_PJM_ROR | MISO_W | PJM_ROR | Internal | Summer | B4 | 100 | 13193 | 0 | 86.87 | 84.87 | 2 | 0
2015 | MISO_W_2_PJM_ROR | MISO_W | PJM_ROR | Internal | Summer | B5 | 200 | 13193 | 0 | 78.05 | 76.07 | 2 | 0
2015 | MISO_W_2_PJM_ROR | MISO_W | PJM_ROR | Internal | Summer | B6 | 300 | 13193 | 0 | 67.85 | 65.85 | 2 | 0
2015 | MISO_W_2_PJM_ROR | MISO_W | PJM_ROR | Internal | Summer | B7 | 400 | 13193 | 0 | 56.83 | 58.71 | 2 | 0
2015 | MISO_W_2_PJM_ROR | MISO_W | PJM_ROR | Internal | Summer | B8 | 500 | 13193 | 0 | 53.52 | 55.5 | 2 | 0
2015 | MISO_W_2_PJM_ROR | MISO_W | PJM_ROR | Internal | Summer | B9 | 800 | 13193 | 0 | 52.92 | 53.66 | 2 | 0
2015 | MISO_W_2_PJM_ROR | MISO_W | PJM_ROR | Internal | Summer | B10 | 1262 | 13193 | 0 | 51.4 | 52.12 | 2 | 0
2015 | MISO_W_2_PJM_ROR | MISO_W | PJM_ROR | Internal | Winter | B16 | 25 | 13193 | 3046.29 | 76.41 | 78.41 | 2 | 0
2015 | MISO_W_2_PJM_ROR | MISO_W | PJM_ROR | Internal | Winter | B17 | 100 | 13193 | 4061.36 | 67.62 | 69.62 | 2 | 0
2015 | MISO_W_2_PJM_ROR | MISO_W | PJM_ROR | Internal | Winter | B18 | 400 | 13193 | 1467.89 | 58.87 | 60.87 | 2 | 0
2015 | MISO_W_2_PJM_ROR | MISO_W | PJM_ROR | Internal | Winter | B19 | 700 | 13193 | 0 | 57.38 | 59.37 | 2 | 0
2015 | MISO_W_2_PJM_ROR | MISO_W | PJM_ROR | Internal | Winter | B20 | 935 | 13193 | 314.54 | 53.53 | 55.53 | 2 | 0
2015 | MISO_W_2_SPP_N | MISO_W | SPP_N | Internal | Shoulder | B11 | 25 | 3537 | 1008.97 | 76.71 | 83.71 | 7 | 0
2015 | MISO_W_2_SPP_N | MISO_W | SPP_N | Internal | Shoulder | B12 | 200 | 3537 | 0 | 65.25 | 65.26 | 7 | 0
2015 | MISO_W_2_SPP_N | MISO_W | SPP_N | Internal | Shoulder | B13 | 600 | 3537 | 0 | 57.66 | 60.05 | 7 | 0
2015 | MISO_W_2_SPP_N | MISO_W | SPP_N | Internal | Shoulder | B14 | 900 | 3537 | 0 | 55.78 | 59.43 | 7 | 0
2015 | MISO_W_2_SPP_N | MISO_W | SPP_N | Internal | Shoulder | B15 | 1203 | 3537 | 0 | 54.07 | 57.38 | 7 | 0
2015 | MISO_W_2_SPP_N | MISO_W | SPP_N | Internal | Summer | B1 | 10 | 3537 | 0 | 91.38 | 92.6 | 7 | 0
2015 | MISO_W_2_SPP_N | MISO_W | SPP_N | Internal | Summer | B2 | 25 | 3537 | 0 | 88.73 | 92.6 | 7 | 0
2015 | MISO_W_2_SPP_N | MISO_W | SPP_N | Internal | Summer | B3 | 75 | 3537 | 0 | 88.73 | 92.6 | 7 | 0
2015 | MISO_W_2_SPP_N | MISO_W | SPP_N | Internal | Summer | B4 | 100 | 3537 | 0 | 86.87 | 89.41 | 7 | 0
2015 | MISO_W_2_SPP_N | MISO_W | SPP_N | Internal | Summer | B5 | 200 | 3537 | 568.12 | 78.05 | 85.05 | 7 | 0
2015 | MISO_W_2_SPP_N | MISO_W | SPP_N | Internal | Summer | B6 | 300 | 3537 | 2733.65 | 67.85 | 74.85 | 7 | 0
2015 | MISO_W_2_SPP_N | MISO_W | SPP_N | Internal | Summer | B7 | 400 | 3537 | 2390.36 | 56.83 | 63.83 | 7 | 0
2015 | MISO_W_2_SPP_N | MISO_W | SPP_N | Internal | Summer | B8 | 500 | 3537 | 1.44 | 53.52 | 60.52 | 7 | 0
2015 | MISO_W_2_SPP_N | MISO_W | SPP_N | Internal | Summer | B9 | 800 | 3537 | 0 | 52.92 | 58.11 | 7 | 0
2015 | MISO_W_2_SPP_N | MISO_W | SPP_N | Internal | Summer | B10 | 1262 | 3537 | 0 | 51.4 | 56.11 | 7 | 0
2015 | MISO_W_2_SPP_N | MISO_W | SPP_N | Internal | Winter | B16 | 25 | 3537 | 0 | 76.41 | 76.43 | 7 | 0
2015 | MISO_W_2_SPP_N | MISO_W | SPP_N | Internal | Winter | B17 | 100 | 3537 | 0 | 67.62 | 62.63 | 7 | 0
2015 | MISO_W_2_SPP_N | MISO_W | SPP_N | Internal | Winter | B18 | 400 | 3537 | 0 | 58.87 | 60.8 | 7 | 0
2015 | MISO_W_2_SPP_N | MISO_W | SPP_N | Internal | Winter | B19 | 700 | 3537 | 0 | 57.38 | 59.86 | 7 | 0
2015 | MISO_W_2_SPP_N | MISO_W | SPP_N | Internal | Winter | B20 | 935 | 3537 | 0 | 53.53 | 59.72 | 7 | 0
2015 | MISO_WUMS_2_MISO_MI | MISO_WUMS | MISO_MI | Internal | Shoulder | B11 | 25 | 787 | 787 | 62.05 | 74.41 | 0.01 | 12.36
2015 | MISO_WUMS_2_MISO_MI | MISO_WUMS | MISO_MI | Internal | Shoulder | B12 | 200 | 787 | 787 | 59.83 | 65.26 | 0.01 | 5.42
2015 | MISO_WUMS_2_MISO_MI | MISO_WUMS | MISO_MI | Internal | Shoulder | B13 | 600 | 787 | 787 | 57.65 | 57.68 | 0.01 | 0.01
2015 | MISO_WUMS_2_MISO_MI | MISO_WUMS | MISO_MI | Internal | Shoulder | B14 | 900 | 787 | 787 | 55.72 | 55.79 | 0.01 | 0.06
2015 | MISO_WUMS_2_MISO_MI | MISO_WUMS | MISO_MI | Internal | Shoulder | B15 | 1203 | 787 | 672.93 | 54.02 | 54.03 | 0.01 | 0
2015 | MISO_WUMS_2_MISO_MI | MISO_WUMS | MISO_MI | Internal | Summer | B1 | 10 | 787 | 787 | 91.38 | 91.77 | 0.01 | 0.38
2015 | MISO_WUMS_2_MISO_MI | MISO_WUMS | MISO_MI | Internal | Summer | B2 | 25 | 787 | 552.36 | 88.26 | 88.27 | 0.01 | 0
2015 | MISO_WUMS_2_MISO_MI | MISO_WUMS | MISO_MI | Internal | Summer | B3 | 75 | 787 | 107.4 | 87.5 | 87.51 | 0.01 | 0
2015 | MISO_WUMS_2_MISO_MI | MISO_WUMS | MISO_MI | Internal | Summer | B4 | 100 | 787 | 787 | 72.95 | 82.87 | 0.01 | 9.91
2015 | MISO_WUMS_2_MISO_MI | MISO_WUMS | MISO_MI | Internal | Summer | B5 | 200 | 787 | 787 | 62.54 | 74.07 | 0.01 | 11.52
2015 | MISO_WUMS_2_MISO_MI | MISO_WUMS | MISO_MI | Internal | Summer | B6 | 300 | 787 | 787 | 62.05 | 66.61 | 0.01 | 4.55
2015 | MISO_WUMS_2_MISO_MI | MISO_WUMS | MISO_MI | Internal | Summer | B7 | 400 | 787 | 787 | 56.71 | 56.84 | 0.01 | 0.12
2015 | MISO_WUMS_2_MISO_MI | MISO_WUMS | MISO_MI | Internal | Summer | B8 | 500 | 787 | 787 | 53.5 | 53.53 | 0.01 | 0.01
2015 | MISO_WUMS_2_MISO_MI | MISO_WUMS | MISO_MI | Internal | Summer | B9 | 800 | 787 | 787 | 52.91 | 53.03 | 0.01 | 0.11
2015 | MISO_WUMS_2_MISO_MI | MISO_WUMS | MISO_MI | Internal | Summer | B10 | 1262 | 787 | 787 | 51.39 | 52.23 | 0.01 | 0.83
2015 | MISO_WUMS_2_MISO_MI | MISO_WUMS | MISO_MI | Internal | Winter | B16 | 25 | 787 | 580 | 76.4 | 76.41 | 0.01 | 0
2015 | MISO_WUMS_2_MISO_MI | MISO_WUMS | MISO_MI | Internal | Winter | B17 | 100 | 787 | 787 | 67.61 | 68.84 | 0.01 | 1.22
2015 | MISO_WUMS_2_MISO_MI | MISO_WUMS | MISO_MI | Internal | Winter | B18 | 400 | 787 | 97.65 | 58.85 | 58.87 | 0.01 | 0
2015 | MISO_WUMS_2_MISO_MI | MISO_WUMS | MISO_MI | Internal | Winter | B19 | 700 | 787 | 0 | 57.37 | 57.37 | 0.01 | 0
2015 | MISO_WUMS_2_MISO_MI | MISO_WUMS | MISO_MI | Internal | Winter | B20 | 935 | 787 | 712.31 | 53.54 | 53.55 | 0.01 | 0
2015 | MISO_WUMS_2_MISO_W | MISO_WUMS | MISO_W | Internal | Shoulder | B11 | 25 | 1175 | 1175 | 62.05 | 76.71 | 0.01 | 14.65
2015 | MISO_WUMS_2_MISO_W | MISO_WUMS | MISO_W | Internal | Shoulder | B12 | 200 | 1175 | 1175 | 59.83 | 65.25 | 0.01 | 5.41
2015 | MISO_WUMS_2_MISO_W | MISO_WUMS | MISO_W | Internal | Shoulder | B13 | 600 | 1175 | 943.51 | 57.65 | 57.66 | 0.01 | 0
2015 | MISO_WUMS_2_MISO_W | MISO_WUMS | MISO_W | Internal | Shoulder | B14 | 900 | 1175 | 1175 | 55.72 | 55.78 | 0.01 | 0.05
2015 | MISO_WUMS_2_MISO_W | MISO_WUMS | MISO_W | Internal | Shoulder | B15 | 1203 | 1175 | 1175 | 54.02 | 54.07 | 0.01 | 0.04
2015 | MISO_WUMS_2_MISO_W | MISO_WUMS | MISO_W | Internal | Summer | B1 | 10 | 1175 | 0 | 91.38 | 91.38 | 0.01 | 0
2015 | MISO_WUMS_2_MISO_W | MISO_WUMS | MISO_W | Internal | Summer | B2 | 25 | 1175 | 1175 | 88.26 | 88.73 | 0.01 | 0.46
2015 | MISO_WUMS_2_MISO_W | MISO_WUMS | MISO_W | Internal | Summer | B3 | 75 | 1175 | 1175 | 87.5 | 88.73 | 0.01 | 1.21
2015 | MISO_WUMS_2_MISO_W | MISO_WUMS | MISO_W | Internal | Summer | B4 | 100 | 1175 | 1175 | 72.95 | 86.87 | 0.01 | 13.91
2015 | MISO_WUMS_2_MISO_W | MISO_WUMS | MISO_W | Internal | Summer | B5 | 200 | 1175 | 1175 | 62.54 | 78.05 | 0.01 | 15.49
2015 | MISO_WUMS_2_MISO_W | MISO_WUMS | MISO_W | Internal | Summer | B6 | 300 | 1175 | 1175 | 62.05 | 67.85 | 0.01 | 5.79
2015 | MISO_WUMS_2_MISO_W | MISO_WUMS | MISO_W | Internal | Summer | B7 | 400 | 1175 | 1175 | 56.71 | 56.83 | 0.01 | 0.11
2015 | MISO_WUMS_2_MISO_W | MISO_WUMS | MISO_W | Internal | Summer | B8 | 500 | 1175 | 929.37 | 53.5 | 53.52 | 0.01 | 0
2015 | MISO_WUMS_2_MISO_W | MISO_WUMS | MISO_W | Internal | Summer | B9 | 800 | 1175 | 1035.26 | 52.91 | 52.92 | 0.01 | 0
2015 | MISO_WUMS_2_MISO_W | MISO_WUMS | MISO_W | Internal | Summer | B10 | 1262 | 1175 | 179.23 | 51.39 | 51.4 | 0.01 | 0
2015 | MISO_WUMS_2_MISO_W | MISO_WUMS | MISO_W | Internal | Winter | B16 | 25 | 1175 | 923.67 | 76.4 | 76.41 | 0.01 | 0
2015 | MISO_WUMS_2_MISO_W | MISO_WUMS | MISO_W | Internal | Winter | B17 | 100 | 1175 | 964.45 | 67.61 | 67.62 | 0.01 | 0
2015 | MISO_WUMS_2_MISO_W | MISO_WUMS | MISO_W | Internal | Winter | B18 | 400 | 1175 | 5.93 | 58.85 | 58.87 | 0.01 | 0
2015 | MISO_WUMS_2_MISO_W | MISO_WUMS | MISO_W | Internal | Winter | B19 | 700 | 1175 | 711.47 | 57.37 | 57.38 | 0.01 | 0
2015 | MISO_WUMS_2_MISO_W | MISO_WUMS | MISO_W | Internal | Winter | B20 | 935 | 1175 | 0 | 53.54 | 53.53 | 0.01 | 0
2015 | MISO_WUMS_2_PJM_ROR | MISO_WUMS | PJM_ROR | Internal | Shoulder | B11 | 25 | 1600 | 1600 | 62.05 | 74.71 | 2 | 10.66
2015 | MISO_WUMS_2_PJM_ROR | MISO_WUMS | PJM_ROR | Internal | Shoulder | B12 | 200 | 1600 | 1600 | 59.83 | 64.62 | 2 | 2.79
2015 | MISO_WUMS_2_PJM_ROR | MISO_WUMS | PJM_ROR | Internal | Shoulder | B13 | 600 | 1600 | 1600 | 57.65 | 59.66 | 2 | 0.01
2015 | MISO_WUMS_2_PJM_ROR | MISO_WUMS | PJM_ROR | Internal | Shoulder | B14 | 900 | 1600 | 1600 | 55.72 | 57.78 | 2 | 0.06
2015 | MISO_WUMS_2_PJM_ROR | MISO_WUMS | PJM_ROR | Internal | Shoulder | B15 | 1203 | 1600 | 0 | 54.02 | 54.25 | 2 | 0
2015 | MISO_WUMS_2_PJM_ROR | MISO_WUMS | PJM_ROR | Internal | Summer | B1 | 10 | 1600 | 1537.93 | 91.38 | 93.38 | 2 | 0
2015 | MISO_WUMS_2_PJM_ROR | MISO_WUMS | PJM_ROR | Internal | Summer | B2 | 25 | 1600 | 636.43 | 88.26 | 90.26 | 2 | 0
2015 | MISO_WUMS_2_PJM_ROR | MISO_WUMS | PJM_ROR | Internal | Summer | B3 | 75 | 1600 | 1600 | 87.5 | 89.51 | 2 | 0.01
2015 | MISO_WUMS_2_PJM_ROR | MISO_WUMS | PJM_ROR | Internal | Summer | B4 | 100 | 1600 | 1600 | 72.95 | 84.87 | 2 | 9.92
2015 | MISO_WUMS_2_PJM_ROR | MISO_WUMS | PJM_ROR | Internal | Summer | B5 | 200 | 1600 | 1600 | 62.54 | 76.07 | 2 | 11.53
2015 | MISO_WUMS_2_PJM_ROR | MISO_WUMS | PJM_ROR | Internal | Summer | B6 | 300 | 1600 | 1600 | 62.05 | 65.85 | 2 | 1.81
2015 | MISO_WUMS_2_PJM_ROR | MISO_WUMS | PJM_ROR | Internal | Summer | B7 | 400 | 1600 | 1181.97 | 56.71 | 58.71 | 2 | 0
2015 | MISO_WUMS_2_PJM_ROR | MISO_WUMS | PJM_ROR | Internal | Summer | B8 | 500 | 1600 | 351.94 | 53.5 | 55.5 | 2 | 0
2015 | MISO_WUMS_2_PJM_ROR | MISO_WUMS | PJM_ROR | Internal | Summer | B9 | 800 | 1600 | 0 | 52.91 | 53.66 | 2 | 0
2015 | MISO_WUMS_2_PJM_ROR | MISO_WUMS | PJM_ROR | Internal | Summer | B10 | 1262 | 1600 | 0 | 51.39 | 52.12 | 2 | 0
2015 | MISO_WUMS_2_PJM_ROR | MISO_WUMS | PJM_ROR | Internal | Winter | B16 | 25 | 1600 | 1600 | 76.4 | 78.41 | 2 | 0.01
2015 | MISO_WUMS_2_PJM_ROR | MISO_WUMS | PJM_ROR | Internal | Winter | B17 | 100 | 1600 | 1600 | 67.61 | 69.62 | 2 | 0.01
2015 | MISO_WUMS_2_PJM_ROR | MISO_WUMS | PJM_ROR | Internal | Winter | B18 | 400 | 1600 | 1600 | 58.85 | 60.87 | 2 | 0.01
2015 | MISO_WUMS_2_PJM_ROR | MISO_WUMS | PJM_ROR | Internal | Winter | B19 | 700 | 1600 | 1264.83 | 57.37 | 59.37 | 2 | 0
2015 | MISO_WUMS_2_PJM_ROR | MISO_WUMS | PJM_ROR | Internal | Winter | B20 | 935 | 1600 | 0 | 53.54 | 55.53 | 2 | 0
2015 | NE_2_MAPP_US | NE | MAPP_US | Internal | Shoulder | B11 | 25 | 1600 | 0 | 83.7 | 76.7 | 5 | 0
2015 | NE_2_MAPP_US | NE | MAPP_US | Internal | Shoulder | B12 | 200 | 1600 | 0 | 65.25 | 58.25 | 5 | 0
2015 | NE_2_MAPP_US | NE | MAPP_US | Internal | Shoulder | B13 | 600 | 1600 | 0 | 60.04 | 56.68 | 5 | 0
2015 | NE_2_MAPP_US | NE | MAPP_US | Internal | Shoulder | B14 | 900 | 1600 | 0 | 59.41 | 56.68 | 5 | 0
2015 | NE_2_MAPP_US | NE | MAPP_US | Internal | Shoulder | B15 | 1203 | 1600 | 0 | 57.37 | 56.68 | 5 | 0
2015 | NE_2_MAPP_US | NE | MAPP_US | Internal | Summer | B1 | 10 | 1600 | 0 | 91.38 | 84.38 | 5 | 0
2015 | NE_2_MAPP_US | NE | MAPP_US | Internal | Summer | B2 | 25 | 1600 | 0 | 91.38 | 84.38 | 5 | 0
2015 | NE_2_MAPP_US | NE | MAPP_US | Internal | Summer | B3 | 75 | 1600 | 0 | 91.38 | 84.38 | 5 | 0
2015 | NE_2_MAPP_US | NE | MAPP_US | Internal | Summer | B4 | 100 | 1600 | 0 | 89.39 | 82.39 | 5 | 0
2015 | NE_2_MAPP_US | NE | MAPP_US | Internal | Summer | B5 | 200 | 1600 | 0 | 85.04 | 78.04 | 5 | 0
2015 | NE_2_MAPP_US | NE | MAPP_US | Internal | Summer | B6 | 300 | 1600 | 0 | 71.78 | 64.78 | 5 | 0
2015 | NE_2_MAPP_US | NE | MAPP_US | Internal | Summer | B7 | 400 | 1600 | 0 | 61.05 | 54.05 | 5 | 0
2015 | NE_2_MAPP_US | NE | MAPP_US | Internal | Summer | B8 | 500 | 1600 | 0 | 59.68 | 52.68 | 5 | 0
2015 | NE_2_MAPP_US | NE | MAPP_US | Internal | Summer | B9 | 800 | 1600 | 0 | 58.1 | 52.68 | 5 | 0
2015 | NE_2_MAPP_US | NE | MAPP_US | Internal | Summer | B10 | 1262 | 1600 | 0 | 56.1 | 52.68 | 5 | 0
2015 | NE_2_MAPP_US | NE | MAPP_US | Internal | Winter | B16 | 25 | 1600 | 0 | 76.41 | 69.41 | 5 | 0
2015 | NE_2_MAPP_US | NE | MAPP_US | Internal | Winter | B17 | 100 | 1600 | 0 | 62.62 | 60.62 | 5 | 0
2015 | NE_2_MAPP_US | NE | MAPP_US | Internal | Winter | B18 | 400 | 1600 | 0 | 60.79 | 59.43 | 5 | 0
2015 | NE_2_MAPP_US | NE | MAPP_US | Internal | Winter | B19 | 700 | 1600 | 0 | 59.85 | 59.43 | 5 | 0
2015 | NE_2_MAPP_US | NE | MAPP_US | Internal | Winter | B20 | 935 | 1600 | 0 | 58.71 | 59.43 | 5 | 0
2015 | NE_2_MISO_W | NE | MISO_W | Internal | Shoulder | B11 | 25 | 4089 | 0 | 83.7 | 76.71 | 5 | 0
2015 | NE_2_MISO_W | NE | MISO_W | Internal | Shoulder | B12 | 200 | 4089 | 0 | 65.25 | 65.25 | 5 | 0
2015 | NE_2_MISO_W | NE | MISO_W | Internal | Shoulder | B13 | 600 | 4089 | 0 | 60.04 | 57.66 | 5 | 0
2015 | NE_2_MISO_W | NE | MISO_W | Internal | Shoulder | B14 | 900 | 4089 | 0 | 59.41 | 55.78 | 5 | 0
2015 | NE_2_MISO_W | NE | MISO_W | Internal | Shoulder | B15 | 1203 | 4089 | 0 | 57.37 | 54.07 | 5 | 0
2015 | NE_2_MISO_W | NE | MISO_W | Internal | Summer | B1 | 10 | 4089 | 0 | 91.38 | 91.38 | 5 | 0
2015 | NE_2_MISO_W | NE | MISO_W | Internal | Summer | B2 | 25 | 4089 | 0 | 91.38 | 88.73 | 5 | 0
2015 | NE_2_MISO_W | NE | MISO_W | Internal | Summer | B3 | 75 | 4089 | 0 | 91.38 | 88.73 | 5 | 0
2015 | NE_2_MISO_W | NE | MISO_W | Internal | Summer | B4 | 100 | 4089 | 0 | 89.39 | 86.87 | 5 | 0
2015 | NE_2_MISO_W | NE | MISO_W | Internal | Summer | B5 | 200 | 4089 | 0 | 85.04 | 78.05 | 5 | 0
2015 | NE_2_MISO_W | NE | MISO_W | Internal | Summer | B6 | 300 | 4089 | 0 | 71.78 | 67.85 | 5 | 0
2015 | NE_2_MISO_W | NE | MISO_W | Internal | Summer | B7 | 400 | 4089 | 0 | 61.05 | 56.83 | 5 | 0
2015 | NE_2_MISO_W | NE | MISO_W | Internal | Summer | B8 | 500 | 4089 | 0 | 59.68 | 53.52 | 5 | 0
2015 | NE_2_MISO_W | NE | MISO_W | Internal | Summer | B9 | 800 | 4089 | 0 | 58.1 | 52.92 | 5 | 0
2015 | NE_2_MISO_W | NE | MISO_W | Internal | Summer | B10 | 1262 | 4089 | 0 | 56.1 | 51.4 | 5 | 0
2015 | NE_2_MISO_W | NE | MISO_W | Internal | Winter | B16 | 25 | 4089 | 0 | 76.41 | 76.41 | 5 | 0
2015 | NE_2_MISO_W | NE | MISO_W | Internal | Winter | B17 | 100 | 4089 | 593.19 | 62.62 | 67.62 | 5 | 0
2015 | NE_2_MISO_W | NE | MISO_W | Internal | Winter | B18 | 400 | 4089 | 0 | 60.79 | 58.87 | 5 | 0
2015 | NE_2_MISO_W | NE | MISO_W | Internal | Winter | B19 | 700 | 4089 | 0 | 59.85 | 57.38 | 5 | 0
2015 | NE_2_MISO_W | NE | MISO_W | Internal | Winter | B20 | 935 | 4089 | 0 | 58.71 | 53.53 | 5 | 0
2015 | NE_2_SPP_N | NE | SPP_N | Internal | Shoulder | B11 | 25 | 1960 | 1699.08 | 83.7 | 83.71 | 0.01 | 0
2015 | NE_2_SPP_N | NE | SPP_N | Internal | Shoulder | B12 | 200 | 1960 | 787.43 | 65.25 | 65.26 | 0.01 | 0
2015 | NE_2_SPP_N | NE | SPP_N | Internal | Shoulder | B13 | 600 | 1960 | 386.26 | 60.04 | 60.05 | 0.01 | 0
2015 | NE_2_SPP_N | NE | SPP_N | Internal | Shoulder | B14 | 900 | 1960 | 597.07 | 59.41 | 59.43 | 0.01 | 0
2015 | NE_2_SPP_N | NE | SPP_N | Internal | Shoulder | B15 | 1203 | 1960 | 984.86 | 57.37 | 57.38 | 0.01 | 0
2015 | NE_2_SPP_N | NE | SPP_N | Internal | Summer | B1 | 10 | 1960 | 1960 | 91.38 | 92.6 | 0.01 | 1.2
2015 | NE_2_SPP_N | NE | SPP_N | Internal | Summer | B2 | 25 | 1960 | 1960 | 91.38 | 92.6 | 0.01 | 1.2
2015 | NE_2_SPP_N | NE | SPP_N | Internal | Summer | B3 | 75 | 1960 | 1960 | 91.38 | 92.6 | 0.01 | 1.2
2015 | NE_2_SPP_N | NE | SPP_N | Internal | Summer | B4 | 100 | 1960 | 1470.88 | 89.39 | 89.41 | 0.01 | 0
2015 | NE_2_SPP_N | NE | SPP_N | Internal | Summer | B5 | 200 | 1960 | 1856.23 | 85.04 | 85.05 | 0.01 | 0
2015 | NE_2_SPP_N | NE | SPP_N | Internal | Summer | B6 | 300 | 1960 | 1960 | 71.78 | 74.85 | 0.01 | 3.06
2015 | NE_2_SPP_N | NE | SPP_N | Internal | Summer | B7 | 400 | 1960 | 1960 | 61.05 | 63.83 | 0.01 | 2.77
2015 | NE_2_SPP_N | NE | SPP_N | Internal | Summer | B8 | 500 | 1960 | 1960 | 59.68 | 60.52 | 0.01 | 0.82
2015 | NE_2_SPP_N | NE | SPP_N | Internal | Summer | B9 | 800 | 1960 | 1304.63 | 58.1 | 58.11 | 0.01 | 0
2015 | NE_2_SPP_N | NE | SPP_N | Internal | Summer | B10 | 1262 | 1960 | 1893.55 | 56.1 | 56.11 | 0.01 | 0
2015 | NE_2_SPP_N | NE | SPP_N | Internal | Winter | B16 | 25 | 1960 | 1881.59 | 76.41 | 76.43 | 0.01 | 0
2015 | NE_2_SPP_N | NE | SPP_N | Internal | Winter | B17 | 100 | 1960 | 857.2 | 62.62 | 62.63 | 0.01 | 0
2015 | NE_2_SPP_N | NE | SPP_N | Internal | Winter | B18 | 400 | 1960 | 1539.67 | 60.79 | 60.8 | 0.01 | 0
2015 | NE_2_SPP_N | NE | SPP_N | Internal | Winter | B19 | 700 | 1960 | 1563.48 | 59.85 | 59.86 | 0.01 | 0
2015 | NE_2_SPP_N | NE | SPP_N | Internal | Winter | B20 | 935 | 1960 | 1960 | 58.71 | 59.72 | 0.01 | 1
2015 | NEISO_2_NYISO_A-F | NEISO | NYISO_A-F | Internal | Shoulder | B11 | 25 | 600 | 600 | 55.82 | 60.53 | 3 | 1.71
2015 | NEISO_2_NYISO_A-F | NEISO | NYISO_A-F | Internal | Shoulder | B12 | 200 | 600 | 0 | 55.82 | 58.8 | 3 | 0
2015 | NEISO_2_NYISO_A-F | NEISO | NYISO_A-F | Internal | Shoulder | B13 | 600 | 600 | 0 | 55.82 | 57.82 | 3 | 0
2015 | NEISO_2_NYISO_A-F | NEISO | NYISO_A-F | Internal | Shoulder | B14 | 900 | 600 | 0 | 55.82 | 56.88 | 3 | 0
2015 | NEISO_2_NYISO_A-F | NEISO | NYISO_A-F | Internal | Shoulder | B15 | 1203 | 600 | 0 | 55.82 | 56.88 | 3 | 0
2015 | NEISO_2_NYISO_A-F | NEISO | NYISO_A-F | Internal | Summer | B1 | 10 | 600 | 0 | 86.49 | 85.39 | 3 | 0
2015 | NEISO_2_NYISO_A-F | NEISO | NYISO_A-F | Internal | Summer | B2 | 25 | 600 | 0 | 79.3 | 82.27 | 3 | 0
2015 | NEISO_2_NYISO_A-F | NEISO | NYISO_A-F | Internal | Summer | B3 | 75 | 600 | 600 | 73.21 | 76.56 | 3 | 0.35
2015 | NEISO_2_NYISO_A-F | NEISO | NYISO_A-F | Internal | Summer | B4 | 100 | 600 | 600 | 59.01 | 76.03 | 3 | 14.02
2015 | NEISO_2_NYISO_A-F | NEISO | NYISO_A-F | Internal | Summer | B5 | 200 | 600 | 600 | 53.13 | 68.06 | 3 | 11.93
2015 | NEISO_2_NYISO_A-F | NEISO | NYISO_A-F | Internal | Summer | B6 | 300 | 600 | 600 | 53.13 | 57.84 | 3 | 1.71
2015 | NEISO_2_NYISO_A-F | NEISO | NYISO_A-F | Internal | Summer | B7 | 400 | 600 | 0 | 53.13 | 56.12 | 3 | 0
2015 | NEISO_2_NYISO_A-F | NEISO | NYISO_A-F | Internal | Summer | B8 | 500 | 600 | 0 | 53.13 | 55.24 | 3 | 0
2015 | NEISO_2_NYISO_A-F | NEISO | NYISO_A-F | Internal | Summer | B9 | 800 | 600 | 0 | 53.13 | 55.24 | 3 | 0
2015 | NEISO_2_NYISO_A-F | NEISO | NYISO_A-F | Internal | Summer | B10 | 1262 | 600 | 0 | 53.13 | 55.24 | 3 | 0
2015 | NEISO_2_NYISO_A-F | NEISO | NYISO_A-F | Internal | Winter | B16 | 25 | 600 | 600 | 64.22 | 67.64 | 3 | 0.43
2015 | NEISO_2_NYISO_A-F | NEISO | NYISO_A-F | Internal | Winter | B17 | 100 | 600 | 0 | 64.22 | 61.63 | 3 | 0
2015 | NEISO_2_NYISO_A-F | NEISO | NYISO_A-F | Internal | Winter | B18 | 400 | 600 | 0 | 64.22 | 61.59 | 3 | 0
2015 | NEISO_2_NYISO_A-F | NEISO | NYISO_A-F | Internal | Winter | B19 | 700 | 600 | 0 | 64.22 | 61.59 | 3 | 0
2015 | NEISO_2_NYISO_A-F | NEISO | NYISO_A-F | Internal | Winter | B20 | 935 | 600 | 0 | 64.22 | 61.59 | 3 | 0
2015 | NEISO_2_NYISO_G-I | NEISO | NYISO_G-I | Internal | Shoulder | B11 | 25 | 600 | 600 | 55.82 | 60.55 | 3 | 1.72
2015 | NEISO_2_NYISO_G-I | NEISO | NYISO_G-I | Internal | Shoulder | B12 | 200 | 600 | 0 | 55.82 | 58.81 | 3 | 0
2015 | NEISO_2_NYISO_G-I | NEISO | NYISO_G-I | Internal | Shoulder | B13 | 600 | 600 | 0 | 55.82 | 57.83 | 3 | 0
2015 | NEISO_2_NYISO_G-I | NEISO | NYISO_G-I | Internal | Shoulder | B14 | 900 | 600 | 0 | 55.82 | 56.89 | 3 | 0
2015 | NEISO_2_NYISO_G-I | NEISO | NYISO_G-I | Internal | Shoulder | B15 | 1203 | 600 | 0 | 55.82 | 56.89 | 3 | 0
2015 | NEISO_2_NYISO_G-I | NEISO | NYISO_G-I | Internal | Summer | B1 | 10 | 600 | 0 | 86.49 | 89.47 | 3 | 0
2015 | NEISO_2_NYISO_G-I | NEISO | NYISO_G-I | Internal | Summer | B2 | 25 | 600 | 0 | 79.3 | 82.28 | 3 | 0
2015 | NEISO_2_NYISO_G-I | NEISO | NYISO_G-I | Internal | Summer | B3 | 75 | 600 | 600 | 73.21 | 79.56 | 3 | 3.35
2015 | NEISO_2_NYISO_G-I | NEISO | NYISO_G-I | Internal | Summer | B4 | 100 | 600 | 600 | 59.01 | 76.75 | 3 | 14.74
2015 | NEISO_2_NYISO_G-I | NEISO | NYISO_G-I | Internal | Summer | B5 | 200 | 600 | 600 | 53.13 | 68.07 | 3 | 11.95
2015 | NEISO_2_NYISO_G-I | NEISO | NYISO_G-I | Internal | Summer | B6 | 300 | 600 | 600 | 53.13 | 57.85 | 3 | 1.72
2015 | NEISO_2_NYISO_G-I | NEISO | NYISO_G-I | Internal | Summer | B7 | 400 | 600 | 379.19 | 53.13 | 56.13 | 3 | 0
2015 | NEISO_2_NYISO_G-I | NEISO | NYISO_G-I | Internal | Summer | B8 | 500 | 600 | 0 | 53.13 | 55.25 | 3 | 0
2015 | NEISO_2_NYISO_G-I | NEISO | NYISO_G-I | Internal | Summer | B9 | 800 | 600 | 0 | 53.13 | 55.25 | 3 | 0
2015 | NEISO_2_NYISO_G-I | NEISO | NYISO_G-I | Internal | Summer | B10 | 1262 | 600 | 0 | 53.13 | 55.25 | 3 | 0
2015 | NEISO_2_NYISO_G-I | NEISO | NYISO_G-I | Internal | Winter | B16 | 25 | 600 | 600 | 64.22 | 70.41 | 3 | 3.2
2015 | NEISO_2_NYISO_G-I | NEISO | NYISO_G-I | Internal | Winter | B17 | 100 | 600 | 0 | 64.22 | 64.83 | 3 | 0
2015 | NEISO_2_NYISO_G-I | NEISO | NYISO_G-I | Internal | Winter | B18 | 400 | 600 | 0 | 64.22 | 64.83 | 3 | 0
2015 | NEISO_2_NYISO_G-I | NEISO | NYISO_G-I | Internal | Winter | B19 | 700 | 600 | 0 | 64.22 | 64.83 | 3 | 0
2015 | NEISO_2_NYISO_G-I | NEISO | NYISO_G-I | Internal | Winter | B20 | 935 | 600 | 0 | 64.22 | 61.6 | 3 | 0
2015 | NEISO_2_NYISO_J-K | NEISO | NYISO_J-K | Internal | Shoulder | B11 | 25 | 745 | 745 | 55.82 | 60.56 | 3 | 1.73
2015 | NEISO_2_NYISO_J-K | NEISO | NYISO_J-K | Internal | Shoulder | B12 | 200 | 745 | 562.15 | 55.82 | 58.82 | 3 | 0
2015 | NEISO_2_NYISO_J-K | NEISO | NYISO_J-K | Internal | Shoulder | B13 | 600 | 745 | 0 | 55.82 | 57.84 | 3 | 0
2015 | NEISO_2_NYISO_J-K | NEISO | NYISO_J-K | Internal | Shoulder | B14 | 900 | 745 | 0 | 55.82 | 56.91 | 3 | 0
2015 | NEISO_2_NYISO_J-K | NEISO | NYISO_J-K | Internal | Shoulder | B15 | 1203 | 745 | 0 | 55.82 | 56.91 | 3 | 0
2015 | NEISO_2_NYISO_J-K | NEISO | NYISO_J-K | Internal | Summer | B1 | 10 | 745 | 385.95 | 86.49 | 89.49 | 3 | 0
2015 | NEISO_2_NYISO_J-K | NEISO | NYISO_J-K | Internal | Summer | B2 | 25 | 745 | 150.39 | 79.3 | 82.3 | 3 | 0
2015 | NEISO_2_NYISO_J-K | NEISO | NYISO_J-K | Internal | Summer | B3 | 75 | 745 | 745 | 73.21 | 79.57 | 3 | 3.36
2015 | NEISO_2_NYISO_J-K | NEISO | NYISO_J-K | Internal | Summer | B4 | 100 | 745 | 745 | 59.01 | 76.77 | 3 | 14.76
2015 | NEISO_2_NYISO_J-K | NEISO | NYISO_J-K | Internal | Summer | B5 | 200 | 745 | 745 | 53.13 | 68.09 | 3 | 11.96
2015 | NEISO_2_NYISO_J-K | NEISO | NYISO_J-K | Internal | Summer | B6 | 300 | 745 | 745 | 53.13 | 57.86 | 3 | 1.74
2015 | NEISO_2_NYISO_J-K | NEISO | NYISO_J-K | Internal | Summer | B7 | 400 | 745 | 745 | 53.13 | 56.14 | 3 | 0.01
2015 | NEISO_2_NYISO_J-K | NEISO | NYISO_J-K | Internal | Summer | B8 | 500 | 745 | 0 | 53.13 | 55.26 | 3 | 0
2015 | NEISO_2_NYISO_J-K | NEISO | NYISO_J-K | Internal | Summer | B9 | 800 | 745 | 0 | 53.13 | 55.26 | 3 | 0
2015 | NEISO_2_NYISO_J-K | NEISO | NYISO_J-K | Internal | Summer | B10 | 1262 | 745 | 0 | 53.13 | 55.26 | 3 | 0
2015 | NEISO_2_NYISO_J-K | NEISO | NYISO_J-K | Internal | Winter | B16 | 25 | 745 | 745 | 64.22 | 70.43 | 3 | 3.21
2015 | NEISO_2_NYISO_J-K | NEISO | NYISO_J-K | Internal | Winter | B17 | 100 | 745 | 0 | 64.22 | 67.07 | 3 | 0
2015 | NEISO_2_NYISO_J-K | NEISO | NYISO_J-K | Internal | Winter | B18 | 400 | 745 | 0 | 64.22 | 67.07 | 3 | 0
2015 | NEISO_2_NYISO_J-K | NEISO | NYISO_J-K | Internal | Winter | B19 | 700 | 745 | 0 | 64.22 | 67.07 | 3 | 0
2015 | NEISO_2_NYISO_J-K | NEISO | NYISO_J-K | Internal | Winter | B20 | 935 | 745 | 0 | 64.22 | 61.61 | 3 | 0
2015 | NonRTO_Midwest_2_TVA_Transmission | NonRTO_Midwest | TVA_Transmission | Internal | Shoulder | B11 | 25 | 2400 | 0 | 84.73 | 80.71 | 8 | 0
2015 | NonRTO_Midwest_2_TVA_Transmission | NonRTO_Midwest | TVA_Transmission | Internal | Shoulder | B12 | 200 | 2400 | 0 | 73.27 | 65.92 | 8 | 0
2015 | NonRTO_Midwest_2_TVA_Transmission | NonRTO_Midwest | TVA_Transmission | Internal | Shoulder | B13 | 600 | 2400 | 0 | 65.54 | 63.15 | 8 | 0
2015 | NonRTO_Midwest_2_TVA_Transmission | NonRTO_Midwest | TVA_Transmission | Internal | Shoulder | B14 | 900 | 2400 | 0 | 56.66 | 62.31 | 8 | 0
2015 | NonRTO_Midwest_2_TVA_Transmission | NonRTO_Midwest | TVA_Transmission | Internal | Shoulder | B15 | 1203 | 2400 | 0 | 55.26 | 60.25 | 8 | 0
2015 | NonRTO_Midwest_2_TVA_Transmission | NonRTO_Midwest | TVA_Transmission | Internal | Summer | B1 | 10 | 2400 | 0 | 96.27 | 99.39 | 8 | 0
2015 | NonRTO_Midwest_2_TVA_Transmission | NonRTO_Midwest | TVA_Transmission | Internal | Summer | B2 | 25 | 2400 | 0 | 96.27 | 96.74 | 8 | 0
2015 | NonRTO_Midwest_2_TVA_Transmission | NonRTO_Midwest | TVA_Transmission | Internal | Summer | B3 | 75 | 2400 | 0 | 96.27 | 95.51 | 8 | 0
2015 | NonRTO_Midwest_2_TVA_Transmission | NonRTO_Midwest | TVA_Transmission | Internal | Summer | B4 | 100 | 2400 | 0 | 94.88 | 90.87 | 8 | 0
2015 | NonRTO_Midwest_2_TVA_Transmission | NonRTO_Midwest | TVA_Transmission | Internal | Summer | B5 | 200 | 2400 | 0 | 86.07 | 82.07 | 8 | 0
2015 | NonRTO_Midwest_2_TVA_Transmission | NonRTO_Midwest | TVA_Transmission | Internal | Summer | B6 | 300 | 2400 | 61 | 61.85 | 69.85 | 8 | 0
2015 | NonRTO_Midwest_2_TVA_Transmission | NonRTO_Midwest | TVA_Transmission | Internal | Summer | B7 | 400 | 2400 | 0 | 56.66 | 61.65 | 8 | 0
2015 | NonRTO_Midwest_2_TVA_Transmission | NonRTO_Midwest | TVA_Transmission | Internal | Summer | B8 | 500 | 2400 | 0 | 56.47 | 60.36 | 8 | 0
2015 | NonRTO_Midwest_2_TVA_Transmission | NonRTO_Midwest | TVA_Transmission | Internal | Summer | B9 | 800 | 2400 | 0 | 55.26 | 59.66 | 8 | 0
2015 | NonRTO_Midwest_2_TVA_Transmission | NonRTO_Midwest | TVA_Transmission | Internal | Summer | B10 | 1262 | 2400 | 0 | 54.62 | 58.02 | 8 | 0
2015 | NonRTO_Midwest_2_TVA_Transmission | NonRTO_Midwest | TVA_Transmission | Internal | Winter | B16 | 25 | 2400 | 0 | 88.41 | 84.41 | 8 | 0
2015 | NonRTO_Midwest_2_TVA_Transmission | NonRTO_Midwest | TVA_Transmission | Internal | Winter | B17 | 100 | 2400 | 0 | 76.85 | 69.26 | 8 | 0
2015 | NonRTO_Midwest_2_TVA_Transmission | NonRTO_Midwest | TVA_Transmission | Internal | Winter | B18 | 400 | 2400 | 0 | 66.88 | 64.26 | 8 | 0
2015 | NonRTO_Midwest_2_TVA_Transmission | NonRTO_Midwest | TVA_Transmission | Internal | Winter | B19 | 700 | 2400 | 0 | 56.66 | 63.31 | 8 | 0
2015 | NonRTO_Midwest_2_TVA_Transmission | NonRTO_Midwest | TVA_Transmission | Internal | Winter | B20 | 935 | 2400 | 0 | 55.33 | 61.53 | 8 | 0
2015 | NYISO_A-F_2_NEISO | NYISO_A-F | NEISO | Internal | Shoulder | B11 | 25 | 600 | 0 | 60.53 | 55.82 | 3 | 0
2015 | NYISO_A-F_2_NEISO | NYISO_A-F | NEISO | Internal | Shoulder | B12 | 200 | 600 | 0 | 58.8 | 55.82 | 3 | 0
2015 | NYISO_A-F_2_NEISO | NYISO_A-F | NEISO | Internal | Shoulder | B13 | 600 | 600 | 0 | 57.82 | 55.82 | 3 | 0
2015 | NYISO_A-F_2_NEISO | NYISO_A-F | NEISO | Internal | Shoulder | B14 | 900 | 600 | 0 | 56.88 | 55.82 | 3 | 0
2015 | NYISO_A-F_2_NEISO | NYISO_A-F | NEISO | Internal | Shoulder | B15 | 1203 | 600 | 0 | 56.88 | 55.82 | 3 | 0
2015 | NYISO_A-F_2_NEISO | NYISO_A-F | NEISO | Internal | Summer | B1 | 10 | 600 | 0 | 85.39 | 86.49 | 3 | 0
2015 | NYISO_A-F_2_NEISO | NYISO_A-F | NEISO | Internal | Summer | B2 | 25 | 600 | 0 | 82.27 | 79.3 | 3 | 0
2015 | NYISO_A-F_2_NEISO | NYISO_A-F | NEISO | Internal | Summer | B3 | 75 | 600 | 0 | 76.56 | 73.21 | 3 | 0
2015 | NYISO_A-F_2_NEISO | NYISO_A-F | NEISO | Internal | Summer | B4 | 100 | 600 | 0 | 76.03 | 59.01 | 3 | 0
2015 | NYISO_A-F_2_NEISO | NYISO_A-F | NEISO | Internal | Summer | B5 | 200 | 600 | 0 | 68.06 | 53.13 | 3 | 0
2015 | NYISO_A-F_2_NEISO | NYISO_A-F | NEISO | Internal | Summer | B6 | 300 | 600 | 0 | 57.84 | 53.13 | 3 | 0
2015 | NYISO_A-F_2_NEISO | NYISO_A-F | NEISO | Internal | Summer | B7 | 400 | 600 | 0 | 56.12 | 53.13 | 3 | 0
2015 | NYISO_A-F_2_NEISO | NYISO_A-F | NEISO | Internal | Summer | B8 | 500 | 600 | 0 | 55.24 | 53.13 | 3 | 0
2015 | NYISO_A-F_2_NEISO | NYISO_A-F | NEISO | Internal | Summer | B9 | 800 | 600 | 0 | 55.24 | 53.13 | 3 | 0
2015 | NYISO_A-F_2_NEISO | NYISO_A-F | NEISO | Internal | Summer | B10 | 1262 | 600 | 0 | 55.24 | 53.13 | 3 | 0
2015 | NYISO_A-F_2_NEISO | NYISO_A-F | NEISO | Internal | Winter | B16 | 25 | 600 | 0 | 67.64 | 64.22 | 3 | 0
2015 | NYISO_A-F_2_NEISO | NYISO_A-F | NEISO | Internal | Winter | B17 | 100 | 600 | 0 | 61.63 | 64.22 | 3 | 0
2015 | NYISO_A-F_2_NEISO | NYISO_A-F | NEISO | Internal | Winter | B18 | 400 | 600 | 0 | 61.59 | 64.22 | 3 | 0
2015 | NYISO_A-F_2_NEISO | NYISO_A-F | NEISO | Internal | Winter | B19 | 700 | 600 | 0 | 61.59 | 64.22 | 3 | 0
2015 | NYISO_A-F_2_NEISO | NYISO_A-F | NEISO | Internal | Winter | B20 | 935 | 600 | 0 | 61.59 | 64.22 | 3 | 0
2015 | NYISO_A-F_2_NYISO_G-I | NYISO_A-F | NYISO_G-I | Internal | Shoulder | B11 | 25 | 5685 | 5016.73 | 60.53 | 60.55 | 0.01 | 0
2015 | NYISO_A-F_2_NYISO_G-I | NYISO_A-F | NYISO_G-I | Internal | Shoulder | B12 | 200 | 5685 | 3854.4 | 58.8 | 58.81 | 0.01 | 0
2015 | NYISO_A-F_2_NYISO_G-I | NYISO_A-F | NYISO_G-I | Internal | Shoulder | B13 | 600 | 5685 | 4260.63 | 57.82 | 57.83 | 0.01 | 0
2015 | NYISO_A-F_2_NYISO_G-I | NYISO_A-F | NYISO_G-I | Internal | Shoulder | B14 | 900 | 5685 | 4438.25 | 56.88 | 56.89 | 0.01 | 0
2015 | NYISO_A-F_2_NYISO_G-I | NYISO_A-F | NYISO_G-I | Internal | Shoulder | B15 | 1203 | 5685 | 2728.34 | 56.88 | 56.89 | 0.01 | 0
2015 | NYISO_A-F_2_NYISO_G-I | NYISO_A-F | NYISO_G-I | Internal | Summer | B1 | 10 | 5685 | 5685 | 85.39 | 89.47 | 0.01 | 4.07
2015 | NYISO_A-F_2_NYISO_G-I | NYISO_A-F | NYISO_G-I | Internal | Summer | B2 | 25 | 5685 | 5477.6 | 82.27 | 82.28 | 0.01 | 0
2015 | NYISO_A-F_2_NYISO_G-I | NYISO_A-F | NYISO_G-I | Internal | Summer | B3 | 75 | 5685 | 5685 | 76.56 | 79.56 | 0.01 | 2.99
2015 | NYISO_A-F_2_NYISO_G-I | NYISO_A-F | NYISO_G-I | Internal | Summer | B4 | 100 | 5685 | 5685 | 76.03 | 76.75 | 0.01 | 0.71
2015 | NYISO_A-F_2_NYISO_G-I | NYISO_A-F | NYISO_G-I | Internal | Summer | B5 | 200 | 5685 | 5623.93 | 68.06 | 68.07 | 0.01 | 0
2015 | NYISO_A-F_2_NYISO_G-I | NYISO_A-F | NYISO_G-I | Internal | Summer | B6 | 300 | 5685 | 4507.68 | 57.84 | 57.85 | 0.01 | 0
2015 | NYISO_A-F_2_NYISO_G-I | NYISO_A-F | NYISO_G-I | Internal | Summer | B7 | 400 | 5685 | 4353.87 | 56.12 | 56.13 | 0.01 | 0
2015 | NYISO_A-F_2_NYISO_G-I | NYISO_A-F | NYISO_G-I | Internal | Summer | B8 | 500 | 5685 | 4707.98 | 55.24 | 55.25 | 0.01 | 0
2015 | NYISO_A-F_2_NYISO_G-I | NYISO_A-F | NYISO_G-I | Internal | Summer | B9 | 800 | 5685 | 4287.72 | 55.24 | 55.25 | 0.01 | 0
2015 | NYISO_A-F_2_NYISO_G-I | NYISO_A-F | NYISO_G-I | Internal | Summer | B10 | 1262 | 5685 | 2470.28 | 55.24 | 55.25 | 0.01 | 0
2015 | NYISO_A-F_2_NYISO_G-I | NYISO_A-F | NYISO_G-I | Internal | Winter | B16 | 25 | 5685 | 5685 | 67.64 | 70.41 | 0.01 | 2.76
2015 | NYISO_A-F_2_NYISO_G-I | NYISO_A-F | NYISO_G-I | Internal | Winter | B17 | 100 | 5685 | 5685 | 61.63 | 64.83 | 0.01 | 3.18
2015 | NYISO_A-F_2_NYISO_G-I | NYISO_A-F | NYISO_G-I | Internal | Winter | B18 | 400 | 5685 | 5685 | 61.59 | 64.83 | 0.01 | 3.23
2015 | NYISO_A-F_2_NYISO_G-I | NYISO_A-F | NYISO_G-I | Internal | Winter | B19 | 700 | 5685 | 5685 | 61.59 | 64.83 | 0.01 | 3.23
2015 | NYISO_A-F_2_NYISO_G-I | NYISO_A-F | NYISO_G-I | Internal | Winter | B20 | 935 | 5685 | 4858.37 | 61.59 | 61.6 | 0.01 | 0
2015 | NYISO_A-F_2_PJM_ROM | NYISO_A-F | PJM_ROM | Internal | Shoulder | B11 | 25 | 1000 | 1000 | 60.53 | 74.72 | 8 | 6.19
2015 | NYISO_A-F_2_PJM_ROM | NYISO_A-F | PJM_ROM | Internal | Shoulder | B12 | 200 | 1000 | 0 | 58.8 | 64.63 | 8 | 0
2015 | NYISO_A-F_2_PJM_ROM | NYISO_A-F | PJM_ROM | Internal | Shoulder | B13 | 600 | 1000 | 0 | 57.82 | 59.68 | 8 | 0
2015 | NYISO_A-F_2_PJM_ROM | NYISO_A-F | PJM_ROM | Internal | Shoulder | B14 | 900 | 1000 | 0 | 56.88 | 58.92 | 8 | 0
2015 | NYISO_A-F_2_PJM_ROM | NYISO_A-F | PJM_ROM | Internal | Shoulder | B15 | 1203 | 1000 | 0 | 56.88 | 54.26 | 8 | 0
2015 | NYISO_A-F_2_PJM_ROM | NYISO_A-F | PJM_ROM | Internal | Summer | B1 | 10 | 1000 | 558.96 | 85.39 | 93.39 | 8 | 0
2015 | NYISO_A-F_2_PJM_ROM | NYISO_A-F | PJM_ROM | Internal | Summer | B2 | 25 | 1000 | 312.66 | 82.27 | 90.27 | 8 | 0
2015 | NYISO_A-F_2_PJM_ROM | NYISO_A-F | PJM_ROM | Internal | Summer | B3 | 75 | 1000 | 1000 | 76.56 | 89.53 | 8 | 4.96
2015 | NYISO_A-F_2_PJM_ROM | NYISO_A-F | PJM_ROM | Internal | Summer | B4 | 100 | 1000 | 1000 | 76.03 | 84.88 | 8 | 0.85
2015 | NYISO_A-F_2_PJM_ROM | NYISO_A-F | PJM_ROM | Internal | Summer | B5 | 200 | 1000 | 1000 | 68.06 | 76.09 | 8 | 0.02
2015 | NYISO_A-F_2_PJM_ROM | NYISO_A-F | PJM_ROM | Internal | Summer | B6 | 300 | 1000 | 1000 | 57.84 | 65.86 | 8 | 0.02
2015 | NYISO_A-F_2_PJM_ROM | NYISO_A-F | PJM_ROM | Internal | Summer | B7 | 400 | 1000 | 0 | 56.12 | 60.49 | 8 | 0
2015 | NYISO_A-F_2_PJM_ROM | NYISO_A-F | PJM_ROM | Internal | Summer | B8 | 500 | 1000 | 0 | 55.24 | 56.92 | 8 | 0
2015 | NYISO_A-F_2_PJM_ROM | NYISO_A-F | PJM_ROM | Internal | Summer | B9 | 800 | 1000 | 0 | 55.24 | 56.66 | 8 | 0
2015 | NYISO_A-F_2_PJM_ROM | NYISO_A-F | PJM_ROM | Internal | Summer | B10 | 1262 | 1000 | 0 | 55.24 | 52.13 | 8 | 0
2015 | NYISO_A-F_2_PJM_ROM | NYISO_A-F | PJM_ROM | Internal | Winter | B16 | 25 | 1000 | 1000 | 67.64 | 78.43 | 8 | 2.78
2015 | NYISO_A-F_2_PJM_ROM | NYISO_A-F | PJM_ROM | Internal | Winter | B17 | 100 | 1000 | 719.39 | 61.63 | 69.63 | 8 | 0
2015 | NYISO_A-F_2_PJM_ROM | NYISO_A-F | PJM_ROM | Internal | Winter | B18 | 400 | 1000 | 0 | 61.59 | 65.19 | 8 | 0
2015 | NYISO_A-F_2_PJM_ROM | NYISO_A-F | PJM_ROM | Internal | Winter | B19 | 700 | 1000 | 0 | 61.59 | 64.13 | 8 | 0
2015 | NYISO_A-F_2_PJM_ROM | NYISO_A-F | PJM_ROM | Internal | Winter | B20 | 935 | 1000 | 0 | 61.59 | 55.95 | 8 | 0
2015 | NYISO_G-I_2_NEISO | NYISO_G-I | NEISO | Internal | Shoulder | B11 | 25 | 600 | 0 | 60.55 | 55.82 | 3 | 0
2015 | NYISO_G-I_2_NEISO | NYISO_G-I | NEISO | Internal | Shoulder | B12 | 200 | 600 | 0 | 58.81 | 55.82 | 3 | 0
2015 | NYISO_G-I_2_NEISO | NYISO_G-I | NEISO | Internal | Shoulder | B13 | 600 | 600 | 0 | 57.83 | 55.82 | 3 | 0
2015 | NYISO_G-I_2_NEISO | NYISO_G-I | NEISO | Internal | Shoulder | B14 | 900 | 600 | 0 | 56.89 | 55.82 | 3 | 0
2015 | NYISO_G-I_2_NEISO | NYISO_G-I | NEISO | Internal | Shoulder | B15 | 1203 | 600 | 0 | 56.89 | 55.82 | 3 | 0
2015 | NYISO_G-I_2_NEISO | NYISO_G-I | NEISO | Internal | Summer | B1 | 10 | 600 | 0 | 89.47 | 86.49 | 3 | 0
2015 | NYISO_G-I_2_NEISO | NYISO_G-I | NEISO | Internal | Summer | B2 | 25 | 600 | 0 | 82.28 | 79.3 | 3 | 0
2015 | NYISO_G-I_2_NEISO | NYISO_G-I | NEISO | Internal | Summer | B3 | 75 | 600 | 0 | 79.56 | 73.21 | 3 | 0
2015 | NYISO_G-I_2_NEISO | NYISO_G-I | NEISO | Internal | Summer | B4 | 100 | 600 | 0 | 76.75 | 59.01 | 3 | 0
2015 | NYISO_G-I_2_NEISO | NYISO_G-I | NEISO | Internal | Summer | B5 | 200 | 600 | 0 | 68.07 | 53.13 | 3 | 0
2015 | NYISO_G-I_2_NEISO | NYISO_G-I | NEISO | Internal | Summer | B6 | 300 | 600 | 0 | 57.85 | 53.13 | 3 | 0
2015 | NYISO_G-I_2_NEISO | NYISO_G-I | NEISO | Internal | Summer | B7 | 400 | 600 | 0 | 56.13 | 53.13 | 3 | 0
2015 | NYISO_G-I_2_NEISO | NYISO_G-I | NEISO | Internal | Summer | B8 | 500 | 600 | 0 | 55.25 | 53.13 | 3 | 0
2015 | NYISO_G-I_2_NEISO | NYISO_G-I | NEISO | Internal | Summer | B9 | 800 | 600 | 0 | 55.25 | 53.13 | 3 | 0
2015 | NYISO_G-I_2_NEISO | NYISO_G-I | NEISO | Internal | Summer | B10 | 1262 | 600 | 0 | 55.25 | 53.13 | 3 | 0
2015 | NYISO_G-I_2_NEISO | NYISO_G-I | NEISO | Internal | Winter | B16 | 25 | 600 | 0 | 70.41 | 64.22 | 3 | 0
2015 | NYISO_G-I_2_NEISO | NYISO_G-I | NEISO | Internal | Winter | B17 | 100 | 600 | 0 | 64.83 | 64.22 | 3 | 0
2015 | NYISO_G-I_2_NEISO | NYISO_G-I | NEISO | Internal | Winter | B18 | 400 | 600 | 0 | 64.83 | 64.22 | 3 | 0
2015 | NYISO_G-I_2_NEISO | NYISO_G-I | NEISO | Internal | Winter | B19 | 700 | 600 | 0 | 64.83 | 64.22 | 3 | 0
2015 | NYISO_G-I_2_NEISO | NYISO_G-I | NEISO | Internal | Winter | B20 | 935 | 600 | 0 | 61.6 | 64.22 | 3 | 0
2015 | NYISO_G-I_2_NYISO_A-F | NYISO_G-I | NYISO_A-F | Internal | Shoulder | B11 | 25 | 3434 | 0 | 60.55 | 60.53 | 0.01 | 0
2015 | NYISO_G-I_2_NYISO_A-F | NYISO_G-I | NYISO_A-F | Internal | Shoulder | B12 | 200 | 3434 | 0 | 58.81 | 58.8 | 0.01 | 0
2015 | NYISO_G-I_2_NYISO_A-F | NYISO_G-I | NYISO_A-F | Internal | Shoulder | B13 | 600 | 3434 | 0 | 57.83 | 57.82 | 0.01 | 0
2015 | NYISO_G-I_2_NYISO_A-F | NYISO_G-I | NYISO_A-F | Internal | Shoulder | B14 | 900 | 3434 | 0 | 56.89 | 56.88 | 0.01 | 0
2015 | NYISO_G-I_2_NYISO_A-F | NYISO_G-I | NYISO_A-F | Internal | Shoulder | B15 | 1203 | 3434 | 0 | 56.89 | 56.88 | 0.01 | 0
2015 | NYISO_G-I_2_NYISO_A-F | NYISO_G-I | NYISO_A-F | Internal | Summer | B1 | 10 | 3434 | 0 | 89.47 | 85.39 | 0.01 | 0
2015 | NYISO_G-I_2_NYISO_A-F | NYISO_G-I | NYISO_A-F | Internal | Summer | B2 | 25 | 3434 | 0 | 82.28 | 82.27 | 0.01 | 0
2015 | NYISO_G-I_2_NYISO_A-F | NYISO_G-I | NYISO_A-F | Internal | Summer | B3 | 75 | 3434 | 0 | 79.56 | 76.56 | 0.01 | 0
2015 | NYISO_G-I_2_NYISO_A-F | NYISO_G-I | NYISO_A-F | Internal | Summer | B4 | 100 | 3434 | 0 | 76.75 | 76.03 | 0.01 | 0
2015 | NYISO_G-I_2_NYISO_A-F | NYISO_G-I | NYISO_A-F | Internal | Summer | B5 | 200 | 3434 | 0 | 68.07 | 68.06 | 0.01 | 0
2015 | NYISO_G-I_2_NYISO_A-F | NYISO_G-I | NYISO_A-F | Internal | Summer | B6 | 300 | 3434 | 0 | 57.85 | 57.84 | 0.01 | 0
2015 | NYISO_G-I_2_NYISO_A-F | NYISO_G-I | NYISO_A-F | Internal | Summer | B7 | 400 | 3434 | 0 | 56.13 | 56.12 | 0.01 | 0
2015 | NYISO_G-I_2_NYISO_A-F | NYISO_G-I | NYISO_A-F | Internal | Summer | B8 | 500 | 3434 | 0 | 55.25 | 55.24 | 0.01 | 0
2015 | NYISO_G-I_2_NYISO_A-F | NYISO_G-I | NYISO_A-F | Internal | Summer | B9 | 800 | 3434 | 0 | 55.25 | 55.24 | 0.01 | 0
2015 | NYISO_G-I_2_NYISO_A-F | NYISO_G-I | NYISO_A-F | Internal | Summer | B10 | 1262 | 3434 | 0 | 55.25 | 55.24 | 0.01 | 0
2015 | NYISO_G-I_2_NYISO_A-F | NYISO_G-I | NYISO_A-F | Internal | Winter | B16 | 25 | 3434 | 0 | 70.41 | 67.64 | 0.01 | 0
2015 | NYISO_G-I_2_NYISO_A-F | NYISO_G-I | NYISO_A-F | Internal | Winter | B17 | 100 | 3434 | 0 | 64.83 | 61.63 | 0.01 | 0
2015 | NYISO_G-I_2_NYISO_A-F | NYISO_G-I | NYISO_A-F | Internal | Winter | B18 | 400 | 3434 | 0 | 64.83 | 61.59 | 0.01 | 0
2015 | NYISO_G-I_2_NYISO_A-F | NYISO_G-I | NYISO_A-F | Internal | Winter | B19 | 700 | 3434 | 0 | 64.83 | 61.59 | 0.01 | 0
2015 | NYISO_G-I_2_NYISO_A-F | NYISO_G-I | NYISO_A-F | Internal | Winter | B20 | 935 | 3434 | 0 | 61.6 | 61.59 | 0.01 | 0
2015 | NYISO_G-I_2_NYISO_J-K | NYISO_G-I | NYISO_J-K | Internal | Shoulder | B11 | 25 | 6130 | 4509.86 | 60.55 | 60.56 | 0.01 | 0
2015 | NYISO_G-I_2_NYISO_J-K | NYISO_G-I | NYISO_J-K | Internal | Shoulder | B12 | 200 | 6130 | 4312.3 | 58.81 | 58.82 | 0.01 | 0
2015 | NYISO_G-I_2_NYISO_J-K | NYISO_G-I | NYISO_J-K | Internal | Shoulder | B13 | 600 | 6130 | 4614.45 | 57.83 | 57.84 | 0.01 | 0
2015 | NYISO_G-I_2_NYISO_J-K | NYISO_G-I | NYISO_J-K | Internal | Shoulder | B14 | 900 | 6130 | 4085.17 | 56.89 | 56.91 | 0.01 | 0
2015 | NYISO_G-I_2_NYISO_J-K | NYISO_G-I | NYISO_J-K | Internal | Shoulder | B15 | 1203 | 6130 | 2773.34 | 56.89 | 56.91 | 0.01 | 0
2015 | NYISO_G-I_2_NYISO_J-K | NYISO_G-I | NYISO_J-K | Internal | Summer | B1 | 10 | 6130 | 5129.14 | 89.47 | 89.49 | 0.01 | 0
2015 | NYISO_G-I_2_NYISO_J-K | NYISO_G-I | NYISO_J-K | Internal | Summer | B2 | 25 | 6130 | 4935.8 | 82.28 | 82.3 | 0.01 | 0
2015 | NYISO_G-I_2_NYISO_J-K | NYISO_G-I | NYISO_J-K | Internal | Summer | B3 | 75 | 6130 | 4765.95 | 79.56 | 79.57 | 0.01 | 0
2015 | NYISO_G-I_2_NYISO_J-K | NYISO_G-I | NYISO_J-K | Internal | Summer | B4 | 100 | 6130 | 5020.19 | 76.75 | 76.77 | 0.01 | 0
2015 | NYISO_G-I_2_NYISO_J-K | NYISO_G-I | NYISO_J-K | Internal | Summer | B5 | 200 | 6130 | 5806.05 | 68.07 | 68.09 | 0.01 | 0
2015 | NYISO_G-I_2_NYISO_J-K | NYISO_G-I | NYISO_J-K | Internal | Summer | B6 | 300 | 6130 | 4999.26 | 57.85 | 57.86 | 0.01 | 0
2015 | NYISO_G-I_2_NYISO_J-K | NYISO_G-I | NYISO_J-K | Internal | Summer | B7 | 400 | 6130 | 5447.5 | 56.13 | 56.14 | 0.01 | 0
2015 | NYISO_G-I_2_NYISO_J-K | NYISO_G-I | NYISO_J-K | Internal | Summer | B8 | 500 | 6130 | 5557.51 | 55.25 | 55.26 | 0.01 | 0
2015 | NYISO_G-I_2_NYISO_J-K | NYISO_G-I | NYISO_J-K | Internal | Summer | B9 | 800 | 6130 | 4745.79 | 55.25 | 55.26 | 0.01 | 0
2015 | NYISO_G-I_2_NYISO_J-K | NYISO_G-I | NYISO_J-K | Internal | Summer | B10 | 1262 | 6130 | 3103.1 | 55.25 | 55.26 | 0.01 | 0
2015 | NYISO_G-I_2_NYISO_J-K | NYISO_G-I | NYISO_J-K | Internal | Winter | B16 | 25 | 6130 | 5387.7 | 70.41 | 70.43 | 0.01 | 0
2015 | NYISO_G-I_2_NYISO_J-K | NYISO_G-I | NYISO_J-K | Internal | Winter | B17 | 100 | 6130 | 6130 | 64.83 | 67.07 | 0.01 | 2.22
2015 | NYISO_G-I_2_NYISO_J-K | NYISO_G-I | NYISO_J-K | Internal | Winter | B18 | 400 | 6130 | 6130 | 64.83 | 67.07 | 0.01 | 2.22
2015 | NYISO_G-I_2_NYISO_J-K | NYISO_G-I | NYISO_J-K | Internal | Winter | B19 | 700 | 6130 | 6130 | 64.83 | 67.07 | 0.01 | 2.22
2015 | NYISO_G-I_2_NYISO_J-K | NYISO_G-I | NYISO_J-K | Internal | Winter | B20 | 935 | 6130 | 5203.21 | 61.6 | 61.61 | 0.01 | 0
2015 | NYISO_G-I_2_PJM_E | NYISO_G-I | PJM_E | Internal | Shoulder | B11 | 25 | 1500 | 1500 | 60.55 | 74.71 | 8 | 6.16
2015 | NYISO_G-I_2_PJM_E | NYISO_G-I | PJM_E | Internal | Shoulder | B12 | 200 | 1500 | 0 | 58.81 | 64.62 | 8 | 0
2015 | NYISO_G-I_2_PJM_E | NYISO_G-I | PJM_E | Internal | Shoulder | B13 | 600 | 1500 | 0 | 57.83 | 59.69 | 8 | 0
2015 | NYISO_G-I_2_PJM_E | NYISO_G-I | PJM_E | Internal | Shoulder | B14 | 900 | 1500 | 0 | 56.89 | 58.91 | 8 | 0
2015 | NYISO_G-I_2_PJM_E | NYISO_G-I | PJM_E | Internal | Shoulder | B15 | 1203 | 1500 | 0 | 56.89 | 54.27 | 8 | 0
2015 | NYISO_G-I_2_PJM_E | NYISO_G-I | PJM_E | Internal | Summer | B1 | 10 | 1500 | 0 | 89.47 | 93.4 | 8 | 0
2015 | NYISO_G-I_2_PJM_E | NYISO_G-I | PJM_E | Internal | Summer | B2 | 25 | 1500 | 140.57 | 82.28 | 90.28 | 8 | 0
2015 | NYISO_G-I_2_PJM_E | NYISO_G-I | PJM_E | Internal | Summer | B3 | 75 | 1500 | 1500 | 79.56 | 89.51 | 8 | 1.95
2015 | NYISO_G-I_2_PJM_E | NYISO_G-I | PJM_E | Internal | Summer | B4 | 100 | 1500 | 1500 | 76.75 | 84.87 | 8 | 0.12
2015 | NYISO_G-I_2_PJM_E | NYISO_G-I | PJM_E | Internal | Summer | B5 | 200 | 1500 | 781.35 | 68.07 | 76.07 | 8 | 0
2015 | NYISO_G-I_2_PJM_E | NYISO_G-I | PJM_E | Internal | Summer | B6 | 300 | 1500 | 638.38 | 57.85 | 65.85 | 8 | 0
2015 | NYISO_G-I_2_PJM_E | NYISO_G-I | PJM_E | Internal | Summer | B7 | 400 | 1500 | 0 | 56.13 | 60.51 | 8 | 0
2015 | NYISO_G-I_2_PJM_E | NYISO_G-I | PJM_E | Internal | Summer | B8 | 500 | 1500 | 0 | 55.25 | 56.93 | 8 | 0
2015 | NYISO_G-I_2_PJM_E | NYISO_G-I | PJM_E | Internal | Summer | B9 | 800 | 1500 | 0 | 55.25 | 56.65 | 8 | 0
2015 | NYISO_G-I_2_PJM_E | NYISO_G-I | PJM_E | Internal | Summer | B10 | 1262 | 1500 | 0 | 55.25 | 52.12 | 8 | 0
2015 | NYISO_G-I_2_PJM_E | NYISO_G-I | PJM_E | Internal | Winter | B16 | 25 | 1500 | 1259.89 | 70.41 | 78.41 | 8 | 0
2015 | NYISO_G-I_2_PJM_E | NYISO_G-I | PJM_E | Internal | Winter | B17 | 100 | 1500 | 0 | 64.83 | 69.62 | 8 | 0
2015 | NYISO_G-I_2_PJM_E | NYISO_G-I | PJM_E | Internal | Winter | B18 | 400 | 1500 | 0 | 64.83 | 65.2 | 8 | 0
2015 | NYISO_G-I_2_PJM_E | NYISO_G-I | PJM_E | Internal | Winter | B19 | 700 | 1500 | 0 | 64.83 | 64.14 | 8 | 0
2015 | NYISO_G-I_2_PJM_E | NYISO_G-I | PJM_E | Internal | Winter | B20 | 935 | 1500 | 0 | 61.6 | 55.96 | 8 | 0
2015 | NYISO_J-K_2_NEISO | NYISO_J-K | NEISO | Internal | Shoulder | B11 | 25 | 315 | 0 | 60.56 | 55.82 | 3 | 0
2015 | NYISO_J-K_2_NEISO | NYISO_J-K | NEISO | Internal | Shoulder | B12 | 200 | 315 | 0 | 58.82 | 55.82 | 3 | 0
2015 | NYISO_J-K_2_NEISO | NYISO_J-K | NEISO | Internal | Shoulder | B13 | 600 | 315 | 0 | 57.84 | 55.82 | 3 | 0
2015 | NYISO_J-K_2_NEISO | NYISO_J-K | NEISO | Internal | Shoulder | B14 | 900 | 315 | 0 | 56.91 | 55.82 | 3 | 0
2015 | NYISO_J-K_2_NEISO | NYISO_J-K | NEISO | Internal | Shoulder | B15 | 1203 | 315 | 0 | 56.91 | 55.82 | 3 | 0
2015 | NYISO_J-K_2_NEISO | NYISO_J-K | NEISO | Internal | Summer | B1 | 10 | 315 | 0 | 89.49 | 86.49 | 3 | 0
2015 | NYISO_J-K_2_NEISO | NYISO_J-K | NEISO | Internal | Summer | B2 | 25 | 315 | 0 | 82.3 | 79.3 | 3 | 0
2015 | NYISO_J-K_2_NEISO | NYISO_J-K | NEISO | Internal | Summer | B3 | 75 | 315 | 0 | 79.57 | 73.21 | 3 | 0
2015 | NYISO_J-K_2_NEISO | NYISO_J-K | NEISO | Internal | Summer | B4 | 100 | 315 | 0 | 76.77 | 59.01 | 3 | 0
2015 | NYISO_J-K_2_NEISO | NYISO_J-K | NEISO | Internal | Summer | B5 | 200 | 315 | 0 | 68.09 | 53.13 | 3 | 0
2015 | NYISO_J-K_2_NEISO | NYISO_J-K | NEISO | Internal | Summer | B6 | 300 | 315 | 0 | 57.86 | 53.13 | 3 | 0
2015 | NYISO_J-K_2_NEISO | NYISO_J-K | NEISO | Internal | Summer | B7 | 400 | 315 | 0 | 56.14 | 53.13 | 3 | 0
2015 | NYISO_J-K_2_NEISO | NYISO_J-K | NEISO | Internal | Summer | B8 | 500 | 315 | 0 | 55.26 | 53.13 | 3 | 0
2015 | NYISO_J-K_2_NEISO | NYISO_J-K | NEISO | Internal | Summer | B9 | 800 | 315 | 0 | 55.26 | 53.13 | 3 | 0
2015 | NYISO_J-K_2_NEISO | NYISO_J-K | NEISO | Internal | Summer | B10 | 1262 | 315 | 0 | 55.26 | 53.13 | 3 | 0
2015 | NYISO_J-K_2_NEISO | NYISO_J-K | NEISO | Internal | Winter | B16 | 25 | 315 | 0 | 70.43 | 64.22 | 3 | 0
2015 | NYISO_J-K_2_NEISO | NYISO_J-K | NEISO | Internal | Winter | B17 | 100 | 315 | 0 | 67.07 | 64.22 | 3 | 0
2015 | NYISO_J-K_2_NEISO | NYISO_J-K | NEISO | Internal | Winter | B18 | 400 | 315 | 0 | 67.07 | 64.22 | 3 | 0
2015 | NYISO_J-K_2_NEISO | NYISO_J-K | NEISO | Internal | Winter | B19 | 700 | 315 | 0 | 67.07 | 64.22 | 3 | 0
2015 | NYISO_J-K_2_NEISO | NYISO_J-K | NEISO | Internal | Winter | B20 | 935 | 315 | 0 | 61.61 | 64.22 | 3 | 0
2015 | NYISO_J-K_2_NYISO_G-I | NYISO_J-K | NYISO_G-I | Internal | Shoulder | B11 | 25 | 1999 | 0 | 60.56 | 60.55 | 0.01 | 0
2015 | NYISO_J-K_2_NYISO_G-I | NYISO_J-K | NYISO_G-I | Internal | Shoulder | B12 | 200 | 1999 | 0 | 58.82 | 58.81 | 0.01 | 0
2015 | NYISO_J-K_2_NYISO_G-I | NYISO_J-K | NYISO_G-I | Internal | Shoulder | B13 | 600 | 1999 | 0 | 57.84 | 57.83 | 0.01 | 0
2015 | NYISO_J-K_2_NYISO_G-I | NYISO_J-K | NYISO_G-I | Internal | Shoulder | B14 | 900 | 1999 | 0 | 56.91 | 56.89 | 0.01 | 0
2015 | NYISO_J-K_2_NYISO_G-I | NYISO_J-K | NYISO_G-I | Internal | Shoulder | B15 | 1203 | 1999 | 0 | 56.91 | 56.89 | 0.01 | 0
2015 | NYISO_J-K_2_NYISO_G-I | NYISO_J-K | NYISO_G-I | Internal | Summer | B1 | 10 | 1999 | 0 | 89.49 | 89.47 | 0.01 | 0
2015 | NYISO_J-K_2_NYISO_G-I | NYISO_J-K | NYISO_G-I | Internal | Summer | B2 | 25 | 1999 | 0 | 82.3 | 82.28 | 0.01 | 0
2015 | NYISO_J-K_2_NYISO_G-I | NYISO_J-K | NYISO_G-I | Internal | Summer | B3 | 75 | 1999 | 0 | 79.57 | 79.56 | 0.01 | 0
2015 | NYISO_J-K_2_NYISO_G-I | NYISO_J-K | NYISO_G-I | Internal | Summer | B4 | 100 | 1999 | 0 | 76.77 | 76.75 | 0.01 | 0
2015 | NYISO_J-K_2_NYISO_G-I | NYISO_J-K | NYISO_G-I | Internal | Summer | B5 | 200 | 1999 | 0 | 68.09 | 68.07 | 0.01 | 0
2015 | NYISO_J-K_2_NYISO_G-I | NYISO_J-K | NYISO_G-I | Internal | Summer | B6 | 300 | 1999 | 0 | 57.86 | 57.85 | 0.01 | 0
2015 | NYISO_J-K_2_NYISO_G-I | NYISO_J-K | NYISO_G-I | Internal | Summer | B7 | 400 | 1999 | 0 | 56.14 | 56.13 | 0.01 | 0
2015 | NYISO_J-K_2_NYISO_G-I | NYISO_J-K | NYISO_G-I | Internal | Summer | B8 | 500 | 1999 | 0 | 55.26 | 55.25 | 0.01 | 0
2015 | NYISO_J-K_2_NYISO_G-I | NYISO_J-K | NYISO_G-I | Internal | Summer | B9 | 800 | 1999 | 0 | 55.26 | 55.25 | 0.01 | 0
2015 | NYISO_J-K_2_NYISO_G-I | NYISO_J-K | NYISO_G-I | Internal | Summer | B10 | 1262 | 1999 | 0 | 55.26 | 55.25 | 0.01 | 0
2015 | NYISO_J-K_2_NYISO_G-I | NYISO_J-K | NYISO_G-I | Internal | Winter | B16 | 25 | 1999 | 0 | 70.43 | 70.41 | 0.01 | 0
2015 | NYISO_J-K_2_NYISO_G-I | NYISO_J-K | NYISO_G-I | Internal | Winter | B17 | 100 | 1999 | 0 | 67.07 | 64.83 | 0.01 | 0
2015 | NYISO_J-K_2_NYISO_G-I | NYISO_J-K | NYISO_G-I | Internal | Winter | B18 | 400 | 1999 | 0 | 67.07 | 64.83 | 0.01 | 0
2015 | NYISO_J-K_2_NYISO_G-I | NYISO_J-K | NYISO_G-I | Internal | Winter | B19 | 700 | 1999 | 0 | 67.07 | 64.83 | 0.01 | 0
2015 | NYISO_J-K_2_NYISO_G-I | NYISO_J-K | NYISO_G-I | Internal | Winter | B20 | 935 | 1999 | 0 | 61.61 | 61.6 | 0.01 | 0
2015 | NYISO_J-K_2_PJM_E | NYISO_J-K | PJM_E | Internal | Shoulder | B11 | 25 | 330 | 330 | 60.56 | 74.71 | 8 | 6.15
2015 | NYISO_J-K_2_PJM_E | NYISO_J-K | PJM_E | Internal | Shoulder | B12 | 200 | 330 | 0 | 58.82 | 64.62 | 8 | 0
2015 | NYISO_J-K_2_PJM_E | NYISO_J-K | PJM_E | Internal | Shoulder | B13 | 600 | 330 | 0 | 57.84 | 59.69 | 8 | 0
2015 | NYISO_J-K_2_PJM_E | NYISO_J-K | PJM_E | Internal | Shoulder | B14 | 900 | 330 | 0 | 56.91 | 58.91 | 8 | 0
2015 | NYISO_J-K_2_PJM_E | NYISO_J-K | PJM_E | Internal | Shoulder | B15 | 1203 | 330 | 0 | 56.91 | 54.27 | 8 | 0
2015 | NYISO_J-K_2_PJM_E | NYISO_J-K | PJM_E | Internal | Summer | B1 | 10 | 330 | 0 | 89.49 | 93.4 | 8 | 0
2015 | NYISO_J-K_2_PJM_E | NYISO_J-K | PJM_E | Internal | Summer | B2 | 25 | 330 | 0 | 82.3 | 90.28 | 8 | 0
2015 | NYISO_J-K_2_PJM_E | NYISO_J-K | PJM_E | Internal | Summer | B3 | 75 | 330 | 330 | 79.57 | 89.51 | 8 | 1.94
2015 | NYISO_J-K_2_PJM_E | NYISO_J-K | PJM_E | Internal | Summer | B4 | 100 | 330 | 330 | 76.77 | 84.87 | 8 | 0.1
2015 | NYISO_J-K_2_PJM_E | NYISO_J-K | PJM_E | Internal | Summer | B5 | 200 | 330 | 0 | 68.09 | 76.07 | 8 | 0
2015 | NYISO_J-K_2_PJM_E | NYISO_J-K | PJM_E | Internal | Summer | B6 | 300 | 330 | 0 | 57.86 | 65.85 | 8 | 0
2015 | NYISO_J-K_2_PJM_E | NYISO_J-K | PJM_E | Internal | Summer | B7 | 400 | 330 | 0 | 56.14 | 60.51 | 8 | 0
2015 | NYISO_J-K_2_PJM_E | NYISO_J-K | PJM_E | Internal | Summer | B8 | 500 | 330 | 0 | 55.26 | 56.93 | 8 | 0
2015 | NYISO_J-K_2_PJM_E | NYISO_J-K | PJM_E | Internal | Summer | B9 | 800 | 330 | 0 | 55.26 | 56.65 | 8 | 0
2015 | NYISO_J-K_2_PJM_E | NYISO_J-K | PJM_E | Internal | Summer | B10 | 1262 | 330 | 0 | 55.26 | 52.12 | 8 | 0
2015 | NYISO_J-K_2_PJM_E | NYISO_J-K | PJM_E | Internal | Winter | B16 | 25 | 330 | 0 | 70.43 | 78.41 | 8 | 0
2015 | NYISO_J-K_2_PJM_E | NYISO_J-K | PJM_E | Internal | Winter | B17 | 100 | 330 | 0 | 67.07 | 69.62 | 8 | 0
2015 | NYISO_J-K_2_PJM_E | NYISO_J-K | PJM_E | Internal | Winter | B18 | 400 | 330 | 0 | 67.07 | 65.2 | 8 | 0
2015 | NYISO_J-K_2_PJM_E | NYISO_J-K | PJM_E | Internal | Winter | B19 | 700 | 330 | 0 | 67.07 | 64.14 | 8 | 0
2015 | NYISO_J-K_2_PJM_E | NYISO_J-K | PJM_E | Internal | Winter | B20 | 935 | 330 | 0 | 61.61 | 55.96 | 8 | 0
2015 | PJM_E_2_NYISO_G-I | PJM_E | NYISO_G-I | Internal | Shoulder | B11 | 25 | 500 | 0 | 74.71 | 60.55 | 6 | 0
2015 | PJM_E_2_NYISO_G-I | PJM_E | NYISO_G-I | Internal | Shoulder | B12 | 200 | 500 | 0 | 64.62 | 58.81 | 6 | 0
2015 | PJM_E_2_NYISO_G-I | PJM_E | NYISO_G-I | Internal | Shoulder | B13 | 600 | 500 | 0 | 59.69 | 57.83 | 6 | 0
2015 | PJM_E_2_NYISO_G-I | PJM_E | NYISO_G-I | Internal | Shoulder | B14 | 900 | 500 | 0 | 58.91 | 56.89 | 6 | 0
2015 | PJM_E_2_NYISO_G-I | PJM_E | NYISO_G-I | Internal | Shoulder | B15 | 1203 | 500 | 0 | 54.27 | 56.89 | 6 | 0
2015 | PJM_E_2_NYISO_G-I | PJM_E | NYISO_G-I | Internal | Summer | B1 | 10 | 500 | 0 | 93.4 | 89.47 | 6 | 0
2015 | PJM_E_2_NYISO_G-I | PJM_E | NYISO_G-I | Internal | Summer | B2 | 25 | 500 | 0 | 90.28 | 82.28 | 6 | 0
2015 | PJM_E_2_NYISO_G-I | PJM_E | NYISO_G-I | Internal | Summer | B3 | 75 | 500 | 0 | 89.51 | 79.56 | 6 | 0
2015 | PJM_E_2_NYISO_G-I | PJM_E | NYISO_G-I | Internal | Summer | B4 | 100 | 500 | 0 | 84.87 | 76.75 | 6 | 0
2015 | PJM_E_2_NYISO_G-I | PJM_E | NYISO_G-I | Internal | Summer | B5 | 200 | 500 | 0 | 76.07 | 68.07 | 6 | 0
2015 | PJM_E_2_NYISO_G-I | PJM_E | NYISO_G-I | Internal | Summer | B6 | 300 | 500 | 0 | 65.85 | 57.85 | 6 | 0
2015 | PJM_E_2_NYISO_G-I | PJM_E | NYISO_G-I | Internal | Summer | B7 | 400 | 500 | 0 | 60.51 | 56.13 | 6 | 0
2015 | PJM_E_2_NYISO_G-I | PJM_E | NYISO_G-I | Internal | Summer | B8 | 500 | 500 | 0 | 56.93 | 55.25 | 6 | 0
2015 | PJM_E_2_NYISO_G-I | PJM_E | NYISO_G-I | Internal | Summer | B9 | 800 | 500 | 0 | 56.65 | 55.25 | 6 | 0
2015 | PJM_E_2_NYISO_G-I | PJM_E | NYISO_G-I | Internal | Summer | B10 | 1262 | 500 | 0 | 52.12 | 55.25 | 6 | 0
2015 | PJM_E_2_NYISO_G-I | PJM_E | NYISO_G-I | Internal | Winter | B16 | 25 | 500 | 0 | 78.41 | 70.41 | 6 | 0
2015 | PJM_E_2_NYISO_G-I | PJM_E | NYISO_G-I | Internal | Winter | B17 | 100 | 500 | 0 | 69.62 | 64.83 | 6 | 0
2015 | PJM_E_2_NYISO_G-I | PJM_E | NYISO_G-I | Internal | Winter | B18 | 400 | 500 | 0 | 65.2 | 64.83 | 6 | 0
2015 | PJM_E_2_NYISO_G-I | PJM_E | NYISO_G-I | Internal | Winter | B19 | 700 | 500 | 0 | 64.14 | 64.83 | 6 | 0
2015 | PJM_E_2_NYISO_G-I | PJM_E | NYISO_G-I | Internal | Winter | B20 | 935 | 500 | 0 | 55.96 | 61.6 | 6 | 0
2015 | PJM_E_2_NYISO_J-K | PJM_E | NYISO_J-K | Internal | Shoulder | B11 | 25 | 330 | 0 | 74.71 | 60.56 | 6 | 0
2015 | PJM_E_2_NYISO_J-K | PJM_E | NYISO_J-K | Internal | Shoulder | B12 | 200 | 330 | 0 | 64.62 | 58.82 | 6 | 0
2015 | PJM_E_2_NYISO_J-K | PJM_E | NYISO_J-K | Internal | Shoulder | B13 | 600 | 330 | 0 | 59.69 | 57.84 | 6 | 0
2015 | PJM_E_2_NYISO_J-K | PJM_E | NYISO_J-K | Internal | Shoulder | B14 | 900 | 330 | 0 | 58.91 | 56.91 | 6 | 0
2015 | PJM_E_2_NYISO_J-K | PJM_E | NYISO_J-K | Internal | Shoulder | B15 | 1203 | 330 | 0 | 54.27 | 56.91 | 6 | 0
2015 | PJM_E_2_NYISO_J-K | PJM_E | NYISO_J-K | Internal | Summer | B1 | 10 | 330 | 0 | 93.4 | 89.49 | 6 | 0
2015 | PJM_E_2_NYISO_J-K | PJM_E | NYISO_J-K | Internal | Summer | B2 | 25 | 330 | 0 | 90.28 | 82.3 | 6 | 0
2015 | PJM_E_2_NYISO_J-K | PJM_E | NYISO_J-K | Internal | Summer | B3 | 75 | 330 | 0 | 89.51 | 79.57 | 6 | 0
2015 | PJM_E_2_NYISO_J-K | PJM_E | NYISO_J-K | Internal | Summer | B4 | 100 | 330 | 0 | 84.87 | 76.77 | 6 | 0
2015 | PJM_E_2_NYISO_J-K | PJM_E | NYISO_J-K | Internal | Summer | B5 | 200 | 330 | 0 | 76.07 | 68.09 | 6 | 0
2015 | PJM_E_2_NYISO_J-K | PJM_E | NYISO_J-K | Internal | Summer | B6 | 300 | 330 | 0 | 65.85 | 57.86 | 6 | 0
2015 | PJM_E_2_NYISO_J-K | PJM_E | NYISO_J-K | Internal | Summer | B7 | 400 | 330 | 0 | 60.51 | 56.14 | 6 | 0
2015 | PJM_E_2_NYISO_J-K | PJM_E | NYISO_J-K | Internal | Summer | B8 | 500 | 330 | 0 | 56.93 | 55.26 | 6 | 0
2015 | PJM_E_2_NYISO_J-K | PJM_E | NYISO_J-K | Internal | Summer | B9 | 800 | 330 | 0 | 56.65 | 55.26 | 6 | 0
2015 | PJM_E_2_NYISO_J-K | PJM_E | NYISO_J-K | Internal | Summer | B10 | 1262 | 330 | 0 | 52.12 | 55.26 | 6 | 0
2015 | PJM_E_2_NYISO_J-K | PJM_E | NYISO_J-K | Internal | Winter | B16 | 25 | 330 | 0 | 78.41 | 70.43 | 6 | 0
2015 | PJM_E_2_NYISO_J-K | PJM_E | NYISO_J-K | Internal | Winter | B17 | 100 | 330 | 0 | 69.62 | 67.07 | 6 | 0
2015 | PJM_E_2_NYISO_J-K | PJM_E | NYISO_J-K | Internal | Winter | B18 | 400 | 330 | 0 | 65.2 | 67.07 | 6 | 0
2015 | PJM_E_2_NYISO_J-K | PJM_E | NYISO_J-K | Internal | Winter | B19 | 700 | 330 | 0 | 64.14 | 67.07 | 6 | 0
2015 | PJM_E_2_NYISO_J-K | PJM_E | NYISO_J-K | Internal | Winter | B20 | 935 | 330 | 0 | 55.96 | 61.61 | 6 | 0
2015 | PJM_E_2_PJM_ROM | PJM_E | PJM_ROM | Internal | Shoulder | B11 | 25 | 8000 | 4353.16 | 74.71 | 74.72 | 0.01 | 0
2015 | PJM_E_2_PJM_ROM | PJM_E | PJM_ROM | Internal | Shoulder | B12 | 200 | 8000 | 2338.97 | 64.62 | 64.63 | 0.01 | 0
2015 | PJM_E_2_PJM_ROM | PJM_E | PJM_ROM | Internal | Shoulder | B13 | 600 | 8000 | 0 | 59.69 | 59.68 | 0.01 | 0
2015 | PJM_E_2_PJM_ROM | PJM_E | PJM_ROM | Internal | Shoulder | B14 | 900 | 8000 | 267.59 | 58.91 | 58.92 | 0.01 | 0
2015 | PJM_E_2_PJM_ROM | PJM_E | PJM_ROM | Internal | Shoulder | B15 | 1203 | 8000 | 0 | 54.27 | 54.26 | 0.01 | 0
2015 | PJM_E_2_PJM_ROM | PJM_E | PJM_ROM | Internal | Summer | B1 | 10 | 8000 | 0 | 93.4 | 93.39 | 0.01 | 0
2015 | PJM_E_2_PJM_ROM | PJM_E | PJM_ROM | Internal | Summer | B2 | 25 | 8000 | 0 | 90.28 | 90.27 | 0.01 | 0
2015 | PJM_E_2_PJM_ROM | PJM_E | PJM_ROM | Internal | Summer | B3 | 75 | 8000 | 1290.47 | 89.51 | 89.53 | 0.01 | 0
2015 | PJM_E_2_PJM_ROM | PJM_E | PJM_ROM | Internal | Summer | B4 | 100 | 8000 | 798.86 | 84.87 | 84.88 | 0.01 | 0
2015 | PJM_E_2_PJM_ROM | PJM_E | PJM_ROM | Internal | Summer | B5 | 200 | 8000 | 295.47 | 76.07 | 76.09 | 0.01 | 0
2015 | PJM_E_2_PJM_ROM | PJM_E | PJM_ROM | Internal | Summer | B6 | 300 | 8000 | 347.26 | 65.85 | 65.86 | 0.01 | 0
2015 | PJM_E_2_PJM_ROM | PJM_E | PJM_ROM | Internal | Summer | B7 | 400 | 8000 | 0 | 60.51 | 60.49 | 0.01 | 0
2015 | PJM_E_2_PJM_ROM | PJM_E | PJM_ROM | Internal | Summer | B8 | 500 | 8000 | 0 | 56.93 | 56.92 | 0.01 | 0
2015 | PJM_E_2_PJM_ROM | PJM_E | PJM_ROM | Internal | Summer | B9 | 800 | 8000 | 207.2 | 56.65 | 56.66 | 0.01 | 0
2015 | PJM_E_2_PJM_ROM | PJM_E | PJM_ROM | Internal | Summer | B10 | 1262 | 8000 | 343.92 | 52.12 | 52.13 | 0.01 | 0
2015 | PJM_E_2_PJM_ROM | PJM_E | PJM_ROM | Internal | Winter | B16 | 25 | 8000 | 1565.86 | 78.41 | 78.43 | 0.01 | 0
2015 | PJM_E_2_PJM_ROM | PJM_E | PJM_ROM | Internal | Winter | B17 | 100 | 8000 | 132.56 | 69.62 | 69.63 | 0.01 | 0
2015 | PJM_E_2_PJM_ROM | PJM_E | PJM_ROM | Internal | Winter | B18 | 400 | 8000 | 0 | 65.2 | 65.19 | 0.01 | 0
2015 | PJM_E_2_PJM_ROM | PJM_E | PJM_ROM | Internal | Winter | B19 | 700 | 8000 | 0 | 64.14 | 64.13 | 0.01 | 0
2015 | PJM_E_2_PJM_ROM | PJM_E | PJM_ROM | Internal | Winter | B20 | 935 | 8000 | 0 | 55.96 | 55.95 | 0.01 | 0
2015 | PJM_ROR_2_MISO_IN | PJM_ROR | MISO_IN | Internal | Shoulder | B11 | 25 | 1170 | 1170 | 74.71 | 76.73 | 2 | 0.02
2015 | PJM_ROR_2_MISO_IN | PJM_ROR | MISO_IN | Internal | Shoulder | B12 | 200 | 1170 | 0 | 64.62 | 65.27 | 2 | 0
2015 | PJM_ROR_2_MISO_IN | PJM_ROR | MISO_IN | Internal | Shoulder | B13 | 600 | 1170 | 0 | 59.66 | 57.69 | 2 | 0
2015 | PJM_ROR_2_MISO_IN | PJM_ROR | MISO_IN | Internal | Shoulder | B14 | 900 | 1170 | 0 | 57.78 | 55.81 | 2 | 0
2015 | PJM_ROR_2_MISO_IN | PJM_ROR | MISO_IN | Internal | Shoulder | B15 | 1203 | 1170 | 0 | 54.25 | 54.04 | 2 | 0
2015 | PJM_ROR_2_MISO_IN | PJM_ROR | MISO_IN | Internal | Summer | B1 | 10 | 1170 | 0 | 93.38 | 93.38 | 2 | 0
2015 | PJM_ROR_2_MISO_IN | PJM_ROR | MISO_IN | Internal | Summer | B2 | 25 | 1170 | 339.57 | 90.26 | 92.26 | 2 | 0
2015 | PJM_ROR_2_MISO_IN | PJM_ROR | MISO_IN | Internal | Summer | B3 | 75 | 1170 | 0 | 89.51 | 88.75 | 2 | 0
2015 | PJM_ROR_2_MISO_IN | PJM_ROR | MISO_IN | Internal | Summer | B4 | 100 | 1170 | 1170 | 84.87 | 86.88 | 2 | 0.01
2015 | PJM_ROR_2_MISO_IN | PJM_ROR | MISO_IN | Internal | Summer | B5 | 200 | 1170 | 457.9 | 76.07 | 78.07 | 2 | 0
2015 | PJM_ROR_2_MISO_IN | PJM_ROR | MISO_IN | Internal | Summer | B6 | 300 | 1170 | 0 | 65.85 | 66.84 | 2 | 0
2015 | PJM_ROR_2_MISO_IN | PJM_ROR | MISO_IN | Internal | Summer | B7 | 400 | 1170 | 0 | 58.71 | 56.86 | 2 | 0
2015 | PJM_ROR_2_MISO_IN | PJM_ROR | MISO_IN | Internal | Summer | B8 | 500 | 1170 | 0 | 55.5 | 53.54 | 2 | 0
2015 | PJM_ROR_2_MISO_IN | PJM_ROR | MISO_IN | Internal | Summer | B9 | 800 | 1170 | 0 | 53.66 | 53.02 | 2 | 0
2015 | PJM_ROR_2_MISO_IN | PJM_ROR | MISO_IN | Internal | Summer | B10 | 1262 | 1170 | 0 | 52.12 | 52.22 | 2 | 0
2015 | PJM_ROR_2_MISO_IN | PJM_ROR | MISO_IN | Internal | Winter | B16 | 25 | 1170 | 386.42 | 78.41 | 80.41 | 2 | 0
2015 | PJM_ROR_2_MISO_IN | PJM_ROR | MISO_IN | Internal | Winter | B17 | 100 | 1170 | 0 | 69.62 | 68.85 | 2 | 0
2015 | PJM_ROR_2_MISO_IN | PJM_ROR | MISO_IN | Internal | Winter | B18 | 400 | 1170 | 0 | 60.87 | 58.88 | 2 | 0
2015 | PJM_ROR_2_MISO_IN | PJM_ROR | MISO_IN | Internal | Winter | B19 | 700 | 1170 | 0 | 59.37 | 57.38 | 2 | 0
2015 | PJM_ROR_2_MISO_IN | PJM_ROR | MISO_IN | Internal | Winter | B20 | 935 | 1170 | 0 | 55.53 | 53.54 | 2 | 0
2015 | PJM_ROR_2_MISO_MO-IL | PJM_ROR | MISO_MO-IL | Internal | Shoulder | B11 | 25 | 1111 | 1111 | 74.71 | 76.72 | 2 | 0.01
2015 | PJM_ROR_2_MISO_MO-IL | PJM_ROR | MISO_MO-IL | Internal | Shoulder | B12 | 200 | 1111 | 0 | 64.62 | 65.26 | 2 | 0
2015 | PJM_ROR_2_MISO_MO-IL | PJM_ROR | MISO_MO-IL | Internal | Shoulder | B13 | 600 | 1111 | 0 | 59.66 | 57.68 | 2 | 0
2015 | PJM_ROR_2_MISO_MO-IL | PJM_ROR | MISO_MO-IL | Internal | Shoulder | B14 | 900 | 1111 | 0 | 57.78 | 55.79 | 2 | 0
2015 | PJM_ROR_2_MISO_MO-IL | PJM_ROR | MISO_MO-IL | Internal | Shoulder | B15 | 1203 | 1111 | 0 | 54.25 | 54.05 | 2 | 0
2015 | PJM_ROR_2_MISO_MO-IL | PJM_ROR | MISO_MO-IL | Internal | Summer | B1 | 10 | 1111 | 0 | 93.38 | 91.39 | 2 | 0
2015 | PJM_ROR_2_MISO_MO-IL | PJM_ROR | MISO_MO-IL | Internal | Summer | B2 | 25 | 1111 | 0 | 90.26 | 88.74 | 2 | 0
2015 | PJM_ROR_2_MISO_MO-IL | PJM_ROR | MISO_MO-IL | Internal | Summer | B3 | 75 | 1111 | 0 | 89.51 | 88.74 | 2 | 0
2015 | PJM_ROR_2_MISO_MO-IL | PJM_ROR | MISO_MO-IL | Internal | Summer | B4 | 100 | 1111 | 647.72 | 84.87 | 86.87 | 2 | 0
2015 | PJM_ROR_2_MISO_MO-IL | PJM_ROR | MISO_MO-IL | Internal | Summer | B5 | 200 | 1111 | 0 | 76.07 | 78.06 | 2 | 0
2015 | PJM_ROR_2_MISO_MO-IL | PJM_ROR | MISO_MO-IL | Internal | Summer | B6 | 300 | 1111 | 0 | 65.85 | 66.85 | 2 | 0
2015 | PJM_ROR_2_MISO_MO-IL | PJM_ROR | MISO_MO-IL | Internal | Summer | B7 | 400 | 1111 | 0 | 58.71 | 56.84 | 2 | 0
2015 | PJM_ROR_2_MISO_MO-IL | PJM_ROR | MISO_MO-IL | Internal | Summer | B8 | 500 | 1111 | 0 | 55.5 | 53.53 | 2 | 0
2015 | PJM_ROR_2_MISO_MO-IL | PJM_ROR | MISO_MO-IL | Internal | Summer | B9 | 800 | 1111 | 0 | 53.66 | 52.93 | 2 | 0
2015 | PJM_ROR_2_MISO_MO-IL | PJM_ROR | MISO_MO-IL | Internal | Summer | B10 | 1262 | 1111 | 0 | 52.12 | 51.41 | 2 | 0
2015 | PJM_ROR_2_MISO_MO-IL | PJM_ROR | MISO_MO-IL | Internal | Winter | B16 | 25 | 1111 | 0 | 78.41 | 76.43 | 2 | 0
2015 | PJM_ROR_2_MISO_MO-IL | PJM_ROR | MISO_MO-IL | Internal | Winter | B17 | 100 | 1111 | 0 | 69.62 | 67.62 | 2 | 0
2015 | PJM_ROR_2_MISO_MO-IL | PJM_ROR | MISO_MO-IL | Internal | Winter | B18 | 400 | 1111 | 0 | 60.87 | 58.87 | 2 | 0
2015 | PJM_ROR_2_MISO_MO-IL | PJM_ROR | MISO_MO-IL | Internal | Winter | B19 | 700 | 1111 | 0 | 59.37 | 57.37 | 2 | 0
2015 | PJM_ROR_2_MISO_MO-IL | PJM_ROR | MISO_MO-IL | Internal | Winter | B20 | 935 | 1111 | 0 | 55.53 | 53.53 | 2 | 0
2015 | PJM_ROR_2_MISO_W | PJM_ROR | MISO_W | Internal | Shoulder | B11 | 25 | 13129 | 1519.7 | 74.71 | 76.71 | 2 | 0
2015 | PJM_ROR_2_MISO_W | PJM_ROR | MISO_W | Internal | Shoulder | B12 | 200 | 13129 | 0 | 64.62 | 65.25 | 2 | 0
2015 | PJM_ROR_2_MISO_W | PJM_ROR | MISO_W | Internal | Shoulder | B13 | 600 | 13129 | 0 | 59.66 | 57.66 | 2 | 0
2015 | PJM_ROR_2_MISO_W | PJM_ROR | MISO_W | Internal | Shoulder | B14 | 900 | 13129 | 0 | 57.78 | 55.78 | 2 | 0
2015 | PJM_ROR_2_MISO_W | PJM_ROR | MISO_W | Internal | Shoulder | B15 | 1203 | 13129 | 0 | 54.25 | 54.07 | 2 | 0
2015 | PJM_ROR_2_MISO_W | PJM_ROR | MISO_W | Internal | Summer | B1 | 10 | 13129 | 0 | 93.38 | 91.38 | 2 | 0
2015 | PJM_ROR_2_MISO_W | PJM_ROR | MISO_W | Internal | Summer | B2 | 25 | 13129 | 0 | 90.26 | 88.73 | 2 | 0
2015 | PJM_ROR_2_MISO_W | PJM_ROR | MISO_W | Internal | Summer | B3 | 75 | 13129 | 0 | 89.51 | 88.73 | 2 | 0
2015 | PJM_ROR_2_MISO_W | PJM_ROR | MISO_W | Internal | Summer | B4 | 100 | 13129 | 38.27 | 84.87 | 86.87 | 2 | 0
2015 | PJM_ROR_2_MISO_W | PJM_ROR | MISO_W | Internal | Summer | B5 | 200 | 13129 | 0 | 76.07 | 78.05 | 2 | 0
2015 | PJM_ROR_2_MISO_W | PJM_ROR | MISO_W | Internal | Summer | B6 | 300 | 13129 | 448.32 | 65.85 | 67.85 | 2 | 0
2015 | PJM_ROR_2_MISO_W | PJM_ROR | MISO_W | Internal | Summer | B7 | 400 | 13129 | 0 | 58.71 | 56.83 | 2 | 0
2015 | PJM_ROR_2_MISO_W | PJM_ROR | MISO_W | Internal | Summer | B8 | 500 | 13129 | 0 | 55.5 | 53.52 | 2 | 0
2015 | PJM_ROR_2_MISO_W | PJM_ROR | MISO_W | Internal | Summer | B9 | 800 | 13129 | 0 | 53.66 | 52.92 | 2 | 0
2015 | PJM_ROR_2_MISO_W | PJM_ROR | MISO_W | Internal | Summer | B10 | 1262 | 13129 | 0 | 52.12 | 51.4 | 2 | 0
2015 | PJM_ROR_2_MISO_W | PJM_ROR | MISO_W | Internal | Winter | B16 | 25 | 13129 | 0 | 78.41 | 76.41 | 2 | 0
2015 | PJM_ROR_2_MISO_W | PJM_ROR | MISO_W | Internal | Winter | B17 | 100 | 13129 | 0 | 69.62 | 67.62 | 2 | 0
2015 | PJM_ROR_2_MISO_W | PJM_ROR | MISO_W | Internal | Winter | B18 | 400 | 13129 | 0 | 60.87 | 58.87 | 2 | 0
2015 | PJM_ROR_2_MISO_W | PJM_ROR | MISO_W | Internal | Winter | B19 | 700 | 13129 | 0 | 59.37 | 57.38 | 2 | 0
2015 | PJM_ROR_2_MISO_W | PJM_ROR | MISO_W | Internal | Winter | B20 | 935 | 13129 | 0 | 55.53 | 53.53 | 2 | 0
2015 | PJM_ROR_2_PJM_ROM | PJM_ROR | PJM_ROM | Internal | Shoulder | B11 | 25 | 8000 | 1205.23 | 74.71 | 74.72 | 0.01 | 0
2015 | PJM_ROR_2_PJM_ROM | PJM_ROR | PJM_ROM | Internal | Shoulder | B12 | 200 | 8000 | 4178.91 | 64.62 | 64.63 | 0.01 | 0
2015 | PJM_ROR_2_PJM_ROM | PJM_ROR | PJM_ROM | Internal | Shoulder | B13 | 600 | 8000 | 6863.03 | 59.66 | 59.68 | 0.01 | 0
2015 | PJM_ROR_2_PJM_ROM | PJM_ROR | PJM_ROM | Internal | Shoulder | B14 | 900 | 8000 | 8000 | 57.78 | 58.92 | 0.01 | 1.13
2015 | PJM_ROR_2_PJM_ROM | PJM_ROR | PJM_ROM | Internal | Shoulder | B15 | 1203 | 8000 | 6536.24 | 54.25 | 54.26 | 0.01 | 0
2015 | PJM_ROR_2_PJM_ROM | PJM_ROR | PJM_ROM | Internal | Summer | B1 | 10 | 8000 | 7876.1 | 93.38 | 93.39 | 0.01 | 0
2015 | PJM_ROR_2_PJM_ROM | PJM_ROR | PJM_ROM | Internal | Summer | B2 | 25 | 8000 | 7533.54 | 90.26 | 90.27 | 0.01 | 0
2015 | PJM_ROR_2_PJM_ROM | PJM_ROR | PJM_ROM | Internal | Summer | B3 | 75 | 8000 | 2125.65 | 89.51 | 89.53 | 0.01 | 0
2015 | PJM_ROR_2_PJM_ROM | PJM_ROR | PJM_ROM | Internal | Summer | B4 | 100 | 8000 | 1472.48 | 84.87 | 84.88 | 0.01 | 0
2015 | PJM_ROR_2_PJM_ROM | PJM_ROR | PJM_ROM | Internal | Summer | B5 | 200 | 8000 | 4652.77 | 76.07 | 76.09 | 0.01 | 0
2015 | PJM_ROR_2_PJM_ROM | PJM_ROR | PJM_ROM | Internal | Summer | B6 | 300 | 8000 | 5170.27 | 65.85 | 65.86 | 0.01 | 0
2015 | PJM_ROR_2_PJM_ROM | PJM_ROR | PJM_ROM | Internal | Summer | B7 | 400 | 8000 | 8000 | 58.71 | 60.49 | 0.01 | 1.77
2015 | PJM_ROR_2_PJM_ROM | PJM_ROR | PJM_ROM | Internal | Summer | B8 | 500 | 8000 | 8000 | 55.5 | 56.92 | 0.01 | 1.4
2015 | PJM_ROR_2_PJM_ROM | PJM_ROR | PJM_ROM | Internal | Summer | B9 | 800 | 8000 | 8000 | 53.66 | 56.66 | 0.01 | 2.99
2015 | PJM_ROR_2_PJM_ROM | PJM_ROR | PJM_ROM | Internal | Summer | B10 | 1262 | 8000 | 6911.71 | 52.12 | 52.13 | 0.01 | 0
2015 | PJM_ROR_2_PJM_ROM | PJM_ROR | PJM_ROM | Internal | Winter | B16 | 25 | 8000 | 3244.28 | 78.41 | 78.43 | 0.01 | 0
2015 | PJM_ROR_2_PJM_ROM | PJM_ROR | PJM_ROM | Internal | Winter | B17 | 100 | 8000 | 6824.73 | 69.62 | 69.63 | 0.01 | 0
2015 | PJM_ROR_2_PJM_ROM | PJM_ROR | PJM_ROM | Internal | Winter | B18 | 400 | 8000 | 8000 | 60.87 | 65.19 | 0.01 | 4.31
2015 | PJM_ROR_2_PJM_ROM | PJM_ROR | PJM_ROM | Internal | Winter | B19 | 700 | 8000 | 8000 | 59.37 | 64.13 | 0.01 | 4.75
2015 | PJM_ROR_2_PJM_ROM | PJM_ROR | PJM_ROM | Internal | Winter | B20 | 935 | 8000 | 8000 | 55.53 | 55.95 | 0.01 | 0.41
2015 | PJM_ROR_2_TVA_Transmission | PJM_ROR | TVA_Transmission | Internal | Shoulder | B11 | 25 | 2500 | 749.44 | 74.71 | 80.71 | 6 | 0
2015 | PJM_ROR_2_TVA_Transmission | PJM_ROR | TVA_Transmission | Internal | Shoulder | B12 | 200 | 2500 | 0 | 64.62 | 65.92 | 6 | 0
2015 | PJM_ROR_2_TVA_Transmission | PJM_ROR | TVA_Transmission | Internal | Shoulder | B13 | 600 | 2500 | 0 | 59.66 | 63.15 | 6 | 0
2015 | PJM_ROR_2_TVA_Transmission | PJM_ROR | TVA_Transmission | Internal | Shoulder | B14 | 900 | 2500 | 0 | 57.78 | 62.31 | 6 | 0
2015 | PJM_ROR_2_TVA_Transmission | PJM_ROR | TVA_Transmission | Internal | Shoulder | B15 | 1203 | 2500 | 561.6 | 54.25 | 60.25 | 6 | 0
2015 | PJM_ROR_2_TVA_Transmission | PJM_ROR | TVA_Transmission | Internal | Summer | B1 | 10 | 2500 | 2500 | 93.38 | 99.39 | 6 | 0.01
2015 | PJM_ROR_2_TVA_Transmission | PJM_ROR | TVA_Transmission | Internal | Summer | B2 | 25 | 2500 | 2500 | 90.26 | 96.74 | 6 | 0.48
2015 | PJM_ROR_2_TVA_Transmission | PJM_ROR | TVA_Transmission | Internal | Summer | B3 | 75 | 2500 | 1378.83 | 89.51 | 95.51 | 6 | 0
2015 | PJM_ROR_2_TVA_Transmission | PJM_ROR | TVA_Transmission | Internal | Summer | B4 | 100 | 2500 | 830.23 | 84.87 | 90.87 | 6 | 0
2015 | PJM_ROR_2_TVA_Transmission | PJM_ROR | TVA_Transmission | Internal | Summer | B5 | 200 | 2500 | 159.56 | 76.07 | 82.07 | 6 | 0
2015 | PJM_ROR_2_TVA_Transmission | PJM_ROR | TVA_Transmission | Internal | Summer | B6 | 300 | 2500 | 0 | 65.85 | 69.85 | 6 | 0
2015 | PJM_ROR_2_TVA_Transmission | PJM_ROR | TVA_Transmission | Internal | Summer | B7 | 400 | 2500 | 0 | 58.71 | 61.65 | 6 | 0
2015 | PJM_ROR_2_TVA_Transmission | PJM_ROR | TVA_Transmission | Internal | Summer | B8 | 500 | 2500 | 0 | 55.5 | 60.36 | 6 | 0
2015 | PJM_ROR_2_TVA_Transmission | PJM_ROR | TVA_Transmission | Internal | Summer | B9 | 800 | 2500 | 47.48 | 53.66 | 59.66 | 6 | 0
2015 | PJM_ROR_2_TVA_Transmission | PJM_ROR | TVA_Transmission | Internal | Summer | B10 | 1262 | 2500 | 0 | 52.12 | 58.02 | 6 | 0
2015 | PJM_ROR_2_TVA_Transmission | PJM_ROR | TVA_Transmission | Internal | Winter | B16 | 25 | 2500 | 1424.4 | 78.41 | 84.41 | 6 | 0
2015 | PJM_ROR_2_TVA_Transmission | PJM_ROR | TVA_Transmission | Internal | Winter | B17 | 100 | 2500 | 0 | 69.62 | 69.26 | 6 | 0
2015 | PJM_ROR_2_TVA_Transmission | PJM_ROR | TVA_Transmission | Internal | Winter | B18 | 400 | 2500 | 0 | 60.87 | 64.26 | 6 | 0
2015 | PJM_ROR_2_TVA_Transmission | PJM_ROR | TVA_Transmission | Internal | Winter | B19 | 700 | 2500 | 0 | 59.37 | 63.31 | 6 | 0
2015 | PJM_ROR_2_TVA_Transmission | PJM_ROR | TVA_Transmission | Internal | Winter | B20 | 935 | 2500 | 1983.62 | 55.53 | 61.53 | 6 | 0
2015 | PJM_ROR_2_VACAR | PJM_ROR | VACAR | Internal | Shoulder | B11 | 25 | 3000 | 778.14 | 74.71 | 80.71 | 6 | 0
2015 | PJM_ROR_2_VACAR | PJM_ROR | VACAR | Internal | Shoulder | B12 | 200 | 3000 | 0 | 64.62 | 66.56 | 6 | 0
2015 | PJM_ROR_2_VACAR | PJM_ROR | VACAR | Internal | Shoulder | B13 | 600 | 3000 | 0 | 59.66 | 63.64 | 6 | 0
2015 | PJM_ROR_2_VACAR | PJM_ROR | VACAR | Internal | Shoulder | B14 | 900 | 3000 | 0 | 57.78 | 62.92 | 6 | 0
2015 | PJM_ROR_2_VACAR | PJM_ROR | VACAR | Internal | Shoulder | B15 | 1203 | 3000 | 0 | 54.25 | 55.81 | 6 | 0
2015 | PJM_ROR_2_VACAR | PJM_ROR | VACAR | Internal | Summer | B1 | 10 | 3000 | 3000 | 93.38 | 100.71 | 6 | 1.33
2015 | PJM_ROR_2_VACAR | PJM_ROR | VACAR | Internal | Summer | B2 | 25 | 3000 | 3000 | 90.26 | 100.71 | 6 | 4.45
2015 | PJM_ROR_2_VACAR | PJM_ROR | VACAR | Internal | Summer | B3 | 75 | 3000 | 3000 | 89.51 | 100.71 | 6 | 5.2
2015 | PJM_ROR_2_VACAR | PJM_ROR | VACAR | Internal | Summer | B4 | 100 | 3000 | 2520.51 | 84.87 | 90.87 | 6 | 0
2015 | PJM_ROR_2_VACAR | PJM_ROR | VACAR | Internal | Summer | B5 | 200 | 3000 | 3000 | 76.07 | 84.07 | 6 | 2
2015 | PJM_ROR_2_VACAR | PJM_ROR | VACAR | Internal | Summer | B6 | 300 | 3000 | 1729.92 | 65.85 | 71.85 | 6 | 0
2015 | PJM_ROR_2_VACAR | PJM_ROR | VACAR | Internal | Summer | B7 | 400 | 3000 | 1832.42 | 58.71 | 64.71 | 6 | 0
2015 | PJM_ROR_2_VACAR | PJM_ROR | VACAR | Internal | Summer | B8 | 500 | 3000 | 423.58 | 55.5 | 61.5 | 6 | 0
2015 | PJM_ROR_2_VACAR | PJM_ROR | VACAR | Internal | Summer | B9 | 800 | 3000 | 1569.83 | 53.66 | 59.66 | 6 | 0
2015 | PJM_ROR_2_VACAR | PJM_ROR | VACAR | Internal | Summer | B10 | 1262 | 3000 | 0 | 52.12 | 53.44 | 6 | 0
2015 | PJM_ROR_2_VACAR | PJM_ROR | VACAR | Internal | Winter | B16 | 25 | 3000 | 2554.42 | 78.41 | 84.41 | 6 | 0
2015 | PJM_ROR_2_VACAR | PJM_ROR | VACAR | Internal | Winter | B17 | 100 | 3000 | 523.09 | 69.62 | 75.62 | 6 | 0
2015 | PJM_ROR_2_VACAR | PJM_ROR | VACAR | Internal | Winter | B18 | 400 | 3000 | 40.81 | 60.87 | 66.87 | 6 | 0
2015 | PJM_ROR_2_VACAR | PJM_ROR | VACAR | Internal | Winter | B19 | 700 | 3000 | 62.23 | 59.37 | 65.37 | 6 | 0
2015 | PJM_ROR_2_VACAR | PJM_ROR | VACAR | Internal | Winter | B20 | 935 | 3000 | 0 | 55.53 | 59.74 | 6 | 0
2015 | PJM_ROM_2_NYISO_A-F | PJM_ROM | NYISO_A-F | Internal | Shoulder | B11 | 25 | 2000 | 0 | 74.72 | 60.53 | 6 | 0
2015 | PJM_ROM_2_NYISO_A-F | PJM_ROM | NYISO_A-F | Internal | Shoulder | B12 | 200 | 2000 | 0 | 64.63 | 58.8 | 6 | 0
2015 | PJM_ROM_2_NYISO_A-F | PJM_ROM | NYISO_A-F | Internal | Shoulder | B13 | 600 | 2000 | 0 | 59.68 | 57.82 | 6 | 0
2015 | PJM_ROM_2_NYISO_A-F | PJM_ROM | NYISO_A-F | Internal | Shoulder | B14 | 900 | 2000 | 0 | 58.92 | 56.88 | 6 | 0
2015 | PJM_ROM_2_NYISO_A-F | PJM_ROM | NYISO_A-F | Internal | Shoulder | B15 | 1203 | 2000 | 0 | 54.26 | 56.88 | 6 | 0
2015 | PJM_ROM_2_NYISO_A-F | PJM_ROM | NYISO_A-F | Internal | Summer | B1 | 10 | 2000 | 0 | 93.39 | 85.39 | 6 | 0
2015 | PJM_ROM_2_NYISO_A-F | PJM_ROM | NYISO_A-F | Internal | Summer | B2 | 25 | 2000 | 0 | 90.27 | 82.27 | 6 | 0
2015 | PJM_ROM_2_NYISO_A-F | PJM_ROM | NYISO_A-F | Internal | Summer | B3 | 75 | 2000 | 0 | 89.53 | 76.56 | 6 | 0
2015 | PJM_ROM_2_NYISO_A-F | PJM_ROM | NYISO_A-F | Internal | Summer | B4 | 100 | 2000 | 0 | 84.88 | 76.03 | 6 | 0
2015 | PJM_ROM_2_NYISO_A-F | PJM_ROM | NYISO_A-F | Internal | Summer | B5 | 200 | 2000 | 0 | 76.09 | 68.06 | 6 | 0
2015 | PJM_ROM_2_NYISO_A-F | PJM_ROM | NYISO_A-F | Internal | Summer | B6 | 300 | 2000 | 0 | 65.86 | 57.84 | 6 | 0
2015 | PJM_ROM_2_NYISO_A-F | PJM_ROM | NYISO_A-F | Internal | Summer | B7 | 400 | 2000 | 0 | 60.49 | 56.12 | 6 | 0
2015 | PJM_ROM_2_NYISO_A-F | PJM_ROM | NYISO_A-F | Internal | Summer | B8 | 500 | 2000 | 0 | 56.92 | 55.24 | 6 | 0
2015 | PJM_ROM_2_NYISO_A-F | PJM_ROM | NYISO_A-F | Internal | Summer | B9 | 800 | 2000 | 0 | 56.66 | 55.24 | 6 | 0
2015 | PJM_ROM_2_NYISO_A-F | PJM_ROM | NYISO_A-F | Internal | Summer | B10 | 1262 | 2000 | 0 | 52.13 | 55.24 | 6 | 0
2015 | PJM_ROM_2_NYISO_A-F | PJM_ROM | NYISO_A-F | Internal | Winter | B16 | 25 | 2000 | 0 | 78.43 | 67.64 | 6 | 0
2015 | PJM_ROM_2_NYISO_A-F | PJM_ROM | NYISO_A-F | Internal | Winter | B17 | 100 | 2000 | 0 | 69.63 | 61.63 | 6 | 0
2015 | PJM_ROM_2_NYISO_A-F | PJM_ROM | NYISO_A-F | Internal | Winter | B18 | 400 | 2000 | 0 | 65.19 | 61.59 | 6 | 0
2015 | PJM_ROM_2_NYISO_A-F | PJM_ROM | NYISO_A-F | Internal | Winter | B19 | 700 | 2000 | 0 | 64.13 | 61.59 | 6 | 0
2015 | PJM_ROM_2_NYISO_A-F | PJM_ROM | NYISO_A-F | Internal | Winter | B20 | 935 | 2000 | 0 | 55.95 | 61.59 | 6 | 0
2015 | PJM_ROM_2_PJM_E | PJM_ROM | PJM_E | Internal | Shoulder | B11 | 25 | 8000 | 0 | 74.72 | 74.71 | 0.01 | 0
2015 | PJM_ROM_2_PJM_E | PJM_ROM | PJM_E | Internal | Shoulder | B12 | 200 | 8000 | 0 | 64.63 | 64.62 | 0.01 | 0
2015 | PJM_ROM_2_PJM_E | PJM_ROM | PJM_E | Internal | Shoulder | B13 | 600 | 8000 | 336.39 | 59.68 | 59.69 | 0.01 | 0
2015 | PJM_ROM_2_PJM_E | PJM_ROM | PJM_E | Internal | Shoulder | B14 | 900 | 8000 | 0 | 58.92 | 58.91 | 0.01 | 0
2015 | PJM_ROM_2_PJM_E | PJM_ROM | PJM_E | Internal | Shoulder | B15 | 1203 | 8000 | 249.82 | 54.26 | 54.27 | 0.01 | 0
2015 | PJM_ROM_2_PJM_E | PJM_ROM | PJM_E | Internal | Summer | B1 | 10 | 8000 | 2014.7 | 93.39 | 93.4 | 0.01 | 0
2015 | PJM_ROM_2_PJM_E | PJM_ROM | PJM_E | Internal | Summer | B2 | 25 | 8000 | 1896.04 | 90.27 | 90.28 | 0.01 | 0
2015 | PJM_ROM_2_PJM_E | PJM_ROM | PJM_E | Internal | Summer | B3 | 75 | 8000 | 0 | 89.53 | 89.51 | 0.01 | 0
2015 | PJM_ROM_2_PJM_E | PJM_ROM | PJM_E | Internal | Summer | B4 | 100 | 8000 | 0 | 84.88 | 84.87 | 0.01 | 0
2015 | PJM_ROM_2_PJM_E | PJM_ROM | PJM_E | Internal | Summer | B5 | 200 | 8000 | 0 | 76.09 | 76.07 | 0.01 | 0
2015 | PJM_ROM_2_PJM_E | PJM_ROM | PJM_E | Internal | Summer | B6 | 300 | 8000 | 0 | 65.86 | 65.85 | 0.01 | 0
2015 | PJM_ROM_2_PJM_E | PJM_ROM | PJM_E | Internal | Summer | B7 | 400 | 8000 | 998.74 | 60.49 | 60.51 | 0.01 | 0
2015 | PJM_ROM_2_PJM_E | PJM_ROM | PJM_E | Internal | Summer | B8 | 500 | 8000 | 145.14 | 56.92 | 56.93 | 0.01 | 0
2015 | PJM_ROM_2_PJM_E | PJM_ROM | PJM_E | Internal | Summer | B9 | 800 | 8000 | 0 | 56.66 | 56.65 | 0.01 | 0
2015 | PJM_ROM_2_PJM_E | PJM_ROM | PJM_E | Internal | Summer | B10 | 1262 | 8000 | 0 | 52.13 | 52.12 | 0.01 | 0
2015 | PJM_ROM_2_PJM_E | PJM_ROM | PJM_E | Internal | Winter | B16 | 25 | 8000 | 0 | 78.43 | 78.41 | 0.01 | 0
2015 | PJM_ROM_2_PJM_E | PJM_ROM | PJM_E | Internal | Winter | B17 | 100 | 8000 | 0 | 69.63 | 69.62 | 0.01 | 0
2015 | PJM_ROM_2_PJM_E | PJM_ROM | PJM_E | Internal | Winter | B18 | 400 | 8000 | 1416.56 | 65.19 | 65.2 | 0.01 | 0
2015 | PJM_ROM_2_PJM_E | PJM_ROM | PJM_E | Internal | Winter | B19 | 700 | 8000 | 1925.94 | 64.13 | 64.14 | 0.01 | 0
2015 | PJM_ROM_2_PJM_E | PJM_ROM | PJM_E | Internal | Winter | B20 | 935 | 8000 | 1083.74 | 55.95 | 55.96 | 0.01 | 0
2015 | PJM_ROM_2_PJM_ROR | PJM_ROM | PJM_ROR | Internal | Shoulder | B11 | 25 | 8000 | 0 | 74.72 | 74.71 | 0.01 | 0
2015 | PJM_ROM_2_PJM_ROR | PJM_ROM | PJM_ROR | Internal | Shoulder | B12 | 200 | 8000 | 0 | 64.63 | 64.62 | 0.01 | 0
2015 | PJM_ROM_2_PJM_ROR | PJM_ROM | PJM_ROR | Internal | Shoulder | B13 | 600 | 8000 | 0 | 59.68 | 59.66 | 0.01 | 0
2015 | PJM_ROM_2_PJM_ROR | PJM_ROM | PJM_ROR | Internal | Shoulder | B14 | 900 | 8000 | 0 | 58.92 | 57.78 | 0.01 | 0
2015 | PJM_ROM_2_PJM_ROR | PJM_ROM | PJM_ROR | Internal | Shoulder | B15 | 1203 | 8000 | 0 | 54.26 | 54.25 | 0.01 | 0
2015 | PJM_ROM_2_PJM_ROR | PJM_ROM | PJM_ROR | Internal | Summer | B1 | 10 | 8000 | 0 | 93.39 | 93.38 | 0.01 | 0
2015 | PJM_ROM_2_PJM_ROR | PJM_ROM | PJM_ROR | Internal | Summer | B2 | 25 | 8000 | 0 | 90.27 | 90.26 | 0.01 | 0
2015 | PJM_ROM_2_PJM_ROR | PJM_ROM | PJM_ROR | Internal | Summer | B3 | 75 | 8000 | 0 | 89.53 | 89.51 | 0.01 | 0
2015 | PJM_ROM_2_PJM_ROR | PJM_ROM | PJM_ROR | Internal | Summer | B4 | 100 | 8000 | 0 | 84.88 | 84.87 | 0.01 | 0
2015 | PJM_ROM_2_PJM_ROR | PJM_ROM | PJM_ROR | Internal | Summer | B5 | 200 | 8000 | 0 | 76.09 | 76.07 | 0.01 | 0
2015 | PJM_ROM_2_PJM_ROR | PJM_ROM | PJM_ROR | Internal | Summer | B6 | 300 | 8000 | 0 | 65.86 | 65.85 | 0.01 | 0
2015 | PJM_ROM_2_PJM_ROR | PJM_ROM | PJM_ROR | Internal | Summer | B7 | 400 | 8000 | 0 | 60.49 | 58.71 | 0.01 | 0
2015 | PJM_ROM_2_PJM_ROR | PJM_ROM | PJM_ROR | Internal | Summer | B8 | 500 | 8000 | 0 | 56.92 | 55.5 | 0.01 | 0
2015 | PJM_ROM_2_PJM_ROR | PJM_ROM | PJM_ROR | Internal | Summer | B9 | 800 | 8000 | 0 | 56.66 | 53.66 | 0.01 | 0
2015 | PJM_ROM_2_PJM_ROR | PJM_ROM | PJM_ROR | Internal | Summer | B10 | 1262 | 8000 | 0 | 52.13 | 52.12 | 0.01 | 0
2015 | PJM_ROM_2_PJM_ROR | PJM_ROM | PJM_ROR | Internal | Winter | B16 | 25 | 8000 | 0 | 78.43 | 78.41 | 0.01 | 0
2015 | PJM_ROM_2_PJM_ROR | PJM_ROM | PJM_ROR | Internal | Winter | B17 | 100 | 8000 | 0 | 69.63 | 69.62 | 0.01 | 0
2015 | PJM_ROM_2_PJM_ROR | PJM_ROM | PJM_ROR | Internal | Winter | B18 | 400 | 8000 | 0 | 65.19 | 60.87 | 0.01 | 0
2015 | PJM_ROM_2_PJM_ROR | PJM_ROM | PJM_ROR | Internal | Winter | B19 | 700 | 8000 | 0 | 64.13 | 59.37 | 0.01 | 0
2015 | PJM_ROM_2_PJM_ROR | PJM_ROM | PJM_ROR | Internal | Winter | B20 | 935 | 8000 | 0 | 55.95 | 55.53 | 0.01 | 0
2015 | SOCO_2_FRCC | SOCO | FRCC | Internal | Shoulder | B11 | 25 | 3700 | 3505.39 | 89.71 | 99.71 | 10 | 0
2015 | SOCO_2_FRCC | SOCO | FRCC | Internal | Shoulder | B12 | 200 | 3700 | 0 | 63.93 | 66.91 | 10 | 0
2015 | SOCO_2_FRCC | SOCO | FRCC | Internal | Shoulder | B13 | 600 | 3700 | 0 | 61.88 | 65.37 | 10 | 0
2015 | SOCO_2_FRCC | SOCO | FRCC | Internal | Shoulder | B14 | 900 | 3700 | 0 | 61.88 | 64.13 | 10 | 0
2015 | SOCO_2_FRCC | SOCO | FRCC | Internal | Shoulder | B15 | 1203 | 3700 | 0 | 59.72 | 64.13 | 10 | 0
2015 | SOCO_2_FRCC | SOCO | FRCC | Internal | Summer | B1 | 10 | 3700 | 0 | 99.39 | 103.87 | 10 | 0
2015 | SOCO_2_FRCC | SOCO | FRCC | Internal | Summer | B2 | 25 | 3700 | 0 | 97.87 | 103.87 | 10 | 0
2015 | SOCO_2_FRCC | SOCO | FRCC | Internal | Summer | B3 | 75 | 3700 | 0 | 97.87 | 103.87 | 10 | 0
2015 | SOCO_2_FRCC | SOCO | FRCC | Internal | Summer | B4 | 100 | 3700 | 0 | 97.87 | 103.87 | 10 | 0
2015 | SOCO_2_FRCC | SOCO | FRCC | Internal | Summer | B5 | 200 | 3700 | 2434.9 | 91.07 | 101.07 | 10 | 0
2015 | SOCO_2_FRCC | SOCO | FRCC | Internal | Summer | B6 | 300 | 3700 | 493.14 | 78.85 | 88.85 | 10 | 0
2015 | SOCO_2_FRCC | SOCO | FRCC | Internal | Summer | B7 | 400 | 3700 | 0 | 67.54 | 66.21 | 10 | 0
2015 | SOCO_2_FRCC | SOCO | FRCC | Internal | Summer | B8 | 500 | 3700 | 0 | 66.69 | 66.21 | 10 | 0
2015 | SOCO_2_FRCC | SOCO | FRCC | Internal | Summer | B9 | 800 | 3700 | 0 | 60.67 | 63.46 | 10 | 0
2015 | SOCO_2_FRCC | SOCO | FRCC | Internal | Summer | B10 | 1262 | 3700 | 0 | 58.55 | 63.46 | 10 | 0
2015 | SOCO_2_FRCC | SOCO | FRCC | Internal | Winter | B16 | 25 | 3700 | 0 | 85.18 | 93.22 | 10 | 0
2015 | SOCO_2_FRCC | SOCO | FRCC | Internal | Winter | B17 | 100 | 3700 | 0 | 67.23 | 69.02 | 10 | 0
2015 | SOCO_2_FRCC | SOCO | FRCC | Internal | Winter | B18 | 400 | 3700 | 0 | 64.36 | 66.15 | 10 | 0
2015 | SOCO_2_FRCC | SOCO | FRCC | Internal | Winter | B19 | 700 | 3700 | 0 | 64.36 | 66.15 | 10 | 0
2015 | SOCO_2_FRCC | SOCO | FRCC | Internal | Winter | B20 | 935 | 3700 | 0 | 62.11 | 66.15 | 10 | 0
2015 | SOCO_2_VACAR | SOCO | VACAR | Internal | Shoulder | B11 | 25 | 2000 | 0 | 89.71 | 80.71 | 10 | 0
2015 | SOCO_2_VACAR | SOCO | VACAR | Internal | Shoulder | B12 | 200 | 2000 | 0 | 63.93 | 66.56 | 10 | 0
2015 | SOCO_2_VACAR | SOCO | VACAR | Internal | Shoulder | B13 | 600 | 2000 | 0 | 61.88 | 63.64 | 10 | 0
2015 | SOCO_2_VACAR | SOCO | VACAR | Internal | Shoulder | B14 | 900 | 2000 | 0 | 61.88 | 62.92 | 10 | 0
2015 | SOCO_2_VACAR | SOCO | VACAR | Internal | Shoulder | B15 | 1203 | 2000 | 0 | 59.72 | 55.81 | 10 | 0
2015 | SOCO_2_VACAR | SOCO | VACAR | Internal | Summer | B1 | 10 | 2000 | 0 | 99.39 | 100.71 | 10 | 0
2015 | SOCO_2_VACAR | SOCO | VACAR | Internal | Summer | B2 | 25 | 2000 | 0 | 97.87 | 100.71 | 10 | 0
2015 | SOCO_2_VACAR | SOCO | VACAR | Internal | Summer | B3 | 75 | 2000 | 0 | 97.87 | 100.71 | 10 | 0
2015 | SOCO_2_VACAR | SOCO | VACAR | Internal | Summer | B4 | 100 | 2000 | 0 | 97.87 | 90.87 | 10 | 0
2015 | SOCO_2_VACAR | SOCO | VACAR | Internal | Summer | B5 | 200 | 2000 | 0 | 91.07 | 84.07 | 10 | 0
2015 | SOCO_2_VACAR | SOCO | VACAR | Internal | Summer | B6 | 300 | 2000 | 0 | 78.85 | 71.85 | 10 | 0
2015 | SOCO_2_VACAR | SOCO | VACAR | Internal | Summer | B7 | 400 | 2000 | 0 | 67.54 | 64.71 | 10 | 0
2015 | SOCO_2_VACAR | SOCO | VACAR | Internal | Summer | B8 | 500 | 2000 | 0 | 66.69 | 61.5 | 10 | 0
2015 | SOCO_2_VACAR | SOCO | VACAR | Internal | Summer | B9 | 800 | 2000 | 0 | 60.67 | 59.66 | 10 | 0
2015 | SOCO_2_VACAR | SOCO | VACAR | Internal | Summer | B10 | 1262 | 2000 | 0 | 58.55 | 53.44 | 10 | 0
2015 | SOCO_2_VACAR | SOCO | VACAR | Internal | Winter | B16 | 25 | 2000 | 0 | 85.18 | 84.41 | 10 | 0
2015 | SOCO_2_VACAR | SOCO | VACAR | Internal | Winter | B17 | 100 | 2000 | 0 | 67.23 | 75.62 | 10 | 0
2015 | SOCO_2_VACAR | SOCO | VACAR | Internal | Winter | B18 | 400 | 2000 | 0 | 64.36 | 66.87 | 10 | 0
2015 | SOCO_2_VACAR | SOCO | VACAR | Internal | Winter | B19 | 700 | 2000 | 0 | 64.36 | 65.37 | 10 | 0
2015 | SOCO_2_VACAR | SOCO | VACAR | Internal | Winter | B20 | 935 | 2000 | 0 | 62.11 | 59.74 | 10 | 0
2015 | SPP_N_2_ENT | SPP_N | ENT | Internal | Shoulder | B11 | 25 | 15643 | 0 | 83.71 | 81.71 | 5 | 0
2015 | SPP_N_2_ENT | SPP_N | ENT | Internal | Shoulder | B12 | 200 | 15643 | 0 | 65.26 | 59.47 | 5 | 0
2015 | SPP_N_2_ENT | SPP_N | ENT | Internal | Shoulder | B13 | 600 | 15643 | 0 | 60.05 | 59.47 | 5 | 0
2015 | SPP_N_2_ENT | SPP_N | ENT | Internal | Shoulder | B14 | 900 | 15643 | 0 | 59.43 | 57.49 | 5 | 0
2015 | SPP_N_2_ENT | SPP_N | ENT | Internal | Shoulder | B15 | 1203 | 15643 | 0 | 57.38 | 57.49 | 5 | 0
2015 | SPP_N_2_ENT | SPP_N | ENT | Internal | Summer | B1 | 10 | 15643 | 0 | 92.6 | 91.39 | 5 | 0
2015 | SPP_N_2_ENT | SPP_N | ENT | Internal | Summer | B2 | 25 | 15643 | 0 | 92.6 | 89.87 | 5 | 0
2015 | SPP_N_2_ENT | SPP_N | ENT | Internal | Summer | B3 | 75 | 15643 | 0 | 92.6 | 89.87 | 5 | 0
2015 | SPP_N_2_ENT | SPP_N | ENT | Internal | Summer | B4 | 100 | 15643 | 0 | 89.41 | 89.87 | 5 | 0
2015 | SPP_N_2_ENT | SPP_N | ENT | Internal | Summer | B5 | 200 | 15643 | 0 | 85.05 | 83.07 | 5 | 0
2015 | SPP_N_2_ENT | SPP_N | ENT | Internal | Summer | B6 | 300 | 15643 | 0 | 74.85 | 70.85 | 5 | 0
2015 | SPP_N_2_ENT | SPP_N | ENT | Internal | Summer | B7 | 400 | 15643 | 0 | 63.83 | 59.54 | 5 | 0
2015 | SPP_N_2_ENT | SPP_N | ENT | Internal | Summer | B8 | 500 | 15643 | 0 | 60.52 | 58.69 | 5 | 0
2015 | SPP_N_2_ENT | SPP_N | ENT | Internal | Summer | B9 | 800 | 15643 | 0 | 58.11 | 56.32 | 5 | 0
2015 | SPP_N_2_ENT | SPP_N | ENT | Internal | Summer | B10 | 1262 | 15643 | 0 | 56.11 | 56.32 | 5 | 0
2015 | SPP_N_2_ENT | SPP_N | ENT | Internal | Winter | B16 | 25 | 15643 | 0 | 76.43 | 77.18 | 5 | 0
2015 | SPP_N_2_ENT | SPP_N | ENT | Internal | Winter | B17 | 100 | 15643 | 0 | 62.63 | 61.89 | 5 | 0
2015 | SPP_N_2_ENT | SPP_N | ENT | Internal | Winter | B18 | 400 | 15643 | 0 | 60.8 | 60.37 | 5 | 0
2015 | SPP_N_2_ENT | SPP_N | ENT | Internal | Winter | B19 | 700 | 15643 | 0 | 59.86 | 59.83 | 5 | 0
2015 | SPP_N_2_ENT | SPP_N | ENT | Internal | Winter | B20 | 935 | 15643 | 0 | 59.72 | 59.83 | 5 | 0
2015 | SPP_N_2_MISO_MO-IL | SPP_N | MISO_MO-IL | Internal | Shoulder | B11 | 25 | 4019 | 0 | 83.71 | 76.72 | 5 | 0
2015 | SPP_N_2_MISO_MO-IL | SPP_N | MISO_MO-IL | Internal | Shoulder | B12 | 200 | 4019 | 0 | 65.26 | 65.26 | 5 | 0
2015 | SPP_N_2_MISO_MO-IL | SPP_N | MISO_MO-IL | Internal | Shoulder | B13 | 600 | 4019 | 0 | 60.05 | 57.68 | 5 | 0
2015 | SPP_N_2_MISO_MO-IL | SPP_N | MISO_MO-IL | Internal | Shoulder | B14 | 900 | 4019 | 0 | 59.43 | 55.79 | 5 | 0
2015 | SPP_N_2_MISO_MO-IL | SPP_N | MISO_MO-IL | Internal | Shoulder | B15 | 1203 | 4019 | 0 | 57.38 | 54.05 | 5 | 0
2015 | SPP_N_2_MISO_MO-IL | SPP_N | MISO_MO-IL | Internal | Summer | B1 | 10 | 4019 | 0 | 92.6 | 91.39 | 5 | 0
2015 | SPP_N_2_MISO_MO-IL | SPP_N | MISO_MO-IL | Internal | Summer | B2 | 25 | 4019 | 0 | 92.6 | 88.74 | 5 | 0
2015 | SPP_N_2_MISO_MO-IL | SPP_N | MISO_MO-IL | Internal | Summer | B3 | 75 | 4019 | 0 | 92.6 | 88.74 | 5 | 0
2015 | SPP_N_2_MISO_MO-IL | SPP_N | MISO_MO-IL | Internal | Summer | B4 | 100 | 4019 | 0 | 89.41 | 86.87 | 5 | 0
2015 | SPP_N_2_MISO_MO-IL | SPP_N | MISO_MO-IL | Internal | Summer | B5 | 200 | 4019 | 0 | 85.05 | 78.06 | 5 | 0
2015 | SPP_N_2_MISO_MO-IL | SPP_N | MISO_MO-IL | Internal | Summer | B6 | 300 | 4019 | 0 | 74.85 | 66.85 | 5 | 0
2015 | SPP_N_2_MISO_MO-IL | SPP_N | MISO_MO-IL | Internal | Summer | B7 | 400 | 4019 | 0 | 63.83 | 56.84 | 5 | 0
2015 | SPP_N_2_MISO_MO-IL | SPP_N | MISO_MO-IL | Internal | Summer | B8 | 500 | 4019 | 0 | 60.52 | 53.53 | 5 | 0
2015 | SPP_N_2_MISO_MO-IL | SPP_N | MISO_MO-IL | Internal | Summer | B9 | 800 | 4019 | 0 | 58.11 | 52.93 | 5 | 0
2015 | SPP_N_2_MISO_MO-IL | SPP_N | MISO_MO-IL | Internal | Summer | B10 | 1262 | 4019 | 0 | 56.11 | 51.41 | 5 | 0
2015 | SPP_N_2_MISO_MO-IL | SPP_N | MISO_MO-IL | Internal | Winter | B16 | 25 | 4019 | 0 | 76.43 | 76.43 | 5 | 0
2015 | SPP_N_2_MISO_MO-IL | SPP_N | MISO_MO-IL | Internal | Winter | B17 | 100 | 4019 | 0 | 62.63 | 67.62 | 5 | 0
2015 | SPP_N_2_MISO_MO-IL | SPP_N | MISO_MO-IL | Internal | Winter | B18 | 400 | 4019 | 0 | 60.8 | 58.87 | 5 | 0
2015 | SPP_N_2_MISO_MO-IL | SPP_N | MISO_MO-IL | Internal | Winter | B19 | 700 | 4019 | 0 | 59.86 | 57.37 | 5 | 0
2015 | SPP_N_2_MISO_MO-IL | SPP_N | MISO_MO-IL | Internal | Winter | B20 | 935 | 4019 | 0 | 59.72 | 53.53 | 5 | 0
2015 | SPP_N_2_MISO_W | SPP_N | MISO_W | Internal | Shoulder | B11 | 25 | 1087 | 0 | 83.71 | 76.71 | 5 | 0
2015 | SPP_N_2_MISO_W | SPP_N | MISO_W | Internal | Shoulder | B12 | 200 | 1087 | 0 | 65.26 | 65.25 | 5 | 0
2015 | SPP_N_2_MISO_W | SPP_N | MISO_W | Internal | Shoulder | B13 | 600 | 1087 | 0 | 60.05 | 57.66 | 5 | 0
2015 | SPP_N_2_MISO_W | SPP_N | MISO_W | Internal | Shoulder | B14 | 900 | 1087 | 0 | 59.43 | 55.78 | 5 | 0
2015 | SPP_N_2_MISO_W | SPP_N | MISO_W | Internal | Shoulder | B15 | 1203 | 1087 | 0 | 57.38 | 54.07 | 5 | 0
2015 | SPP_N_2_MISO_W | SPP_N | MISO_W | Internal | Summer | B1 | 10 | 1087 | 0 | 92.6 | 91.38 | 5 | 0
2015 | SPP_N_2_MISO_W | SPP_N | MISO_W | Internal | Summer | B2 | 25 | 1087 | 0 | 92.6 | 88.73 | 5 | 0
2015 | SPP_N_2_MISO_W | SPP_N | MISO_W | Internal | Summer | B3 | 75 | 1087 | 0 | 92.6 | 88.73 | 5 | 0
2015 | SPP_N_2_MISO_W | SPP_N | MISO_W | Internal | Summer | B4 | 100 | 1087 | 0 | 89.41 | 86.87 | 5 | 0
2015 | SPP_N_2_MISO_W | SPP_N | MISO_W | Internal | Summer | B5 | 200 | 1087 | 0 | 85.05 | 78.05 | 5 | 0
2015 | SPP_N_2_MISO_W | SPP_N | MISO_W | Internal | Summer | B6 | 300 | 1087 | 0 | 74.85 | 67.85 | 5 | 0
2015 | SPP_N_2_MISO_W | SPP_N | MISO_W | Internal | Summer | B7 | 400 | 1087 | 0 | 63.83 | 56.83 | 5 | 0
2015 | SPP_N_2_MISO_W | SPP_N | MISO_W | Internal | Summer | B8 | 500 | 1087 | 0 | 60.52 | 53.52 | 5 | 0
2015 | SPP_N_2_MISO_W | SPP_N | MISO_W | Internal | Summer | B9 | 800 | 1087 | 0 | 58.11 | 52.92 | 5 | 0
2015 | SPP_N_2_MISO_W | SPP_N | MISO_W | Internal | Summer | B10 | 1262 | 1087 | 0 | 56.11 | 51.4 | 5 | 0
2015 | SPP_N_2_MISO_W | SPP_N | MISO_W | Internal | Winter | B16 | 25 | 1087 | 0 | 76.43 | 76.41 | 5 | 0
2015 | SPP_N_2_MISO_W | SPP_N | MISO_W | Internal | Winter | B17 | 100 | 1087 | 0 | 62.63 | 67.62 | 5 | 0
2015 | SPP_N_2_MISO_W | SPP_N | MISO_W | Internal | Winter | B18 | 400 | 1087 | 0 | 60.8 | 58.87 | 5 | 0
2015 | SPP_N_2_MISO_W | SPP_N | MISO_W | Internal | Winter | B19 | 700 | 1087 | 0 | 59.86 | 57.38 | 5 | 0
2015 | SPP_N_2_MISO_W | SPP_N | MISO_W | Internal | Winter | B20 | 935 | 1087 | 0 | 59.72 | 53.53 | 5 | 0
2015 | SPP_N_2_NE | SPP_N | NE | Internal | Shoulder | B11 | 25 | 490 | 0 | 83.71 | 83.7 | 0.01 | 0
2015 | SPP_N_2_NE | SPP_N | NE | Internal | Shoulder | B12 | 200 | 490 | 0 | 65.26 | 65.25 | 0.01 | 0
2015 | SPP_N_2_NE | SPP_N | NE | Internal | Shoulder | B13 | 600 | 490 | 0 | 60.05 | 60.04 | 0.01 | 0
2015 | SPP_N_2_NE | SPP_N | NE | Internal | Shoulder | B14 | 900 | 490 | 0 | 59.43 | 59.41 | 0.01 | 0
2015 | SPP_N_2_NE | SPP_N | NE | Internal | Shoulder | B15 | 1203 | 490 | 0 | 57.38 | 57.37 | 0.01 | 0
2015 | SPP_N_2_NE | SPP_N | NE | Internal | Summer | B1 | 10 | 490 | 0 | 92.6 | 91.38 | 0.01 | 0
2015 | SPP_N_2_NE | SPP_N | NE | Internal | Summer | B2 | 25 | 490 | 0 | 92.6 | 91.38 | 0.01 | 0
2015 | SPP_N_2_NE | SPP_N | NE | Internal | Summer | B3 | 75 | 490 | 0 | 92.6 | 91.38 | 0.01 | 0
2015 | SPP_N_2_NE | SPP_N | NE | Internal | Summer | B4 | 100 | 490 | 0 | 89.41 | 89.39 | 0.01 | 0
2015 | SPP_N_2_NE | SPP_N | NE | Internal | Summer | B5 | 200 | 490 | 0 | 85.05 | 85.04 | 0.01 | 0
2015 | SPP_N_2_NE | SPP_N | NE | Internal | Summer | B6 | 300 | 490 | 0 | 74.85 | 71.78 | 0.01 | 0
2015 | SPP_N_2_NE | SPP_N | NE | Internal | Summer | B7 | 400 | 490 | 0 | 63.83 | 61.05 | 0.01 | 0
2015 | SPP_N_2_NE | SPP_N | NE | Internal | Summer | B8 | 500 | 490 | 0 | 60.52 | 59.68 | 0.01 | 0
2015 | SPP_N_2_NE | SPP_N | NE | Internal | Summer | B9 | 800 | 490 | 0 | 58.11 | 58.1 | 0.01 | 0
2015 | SPP_N_2_NE | SPP_N | NE | Internal | Summer | B10 | 1262 | 490 | 0 | 56.11 | 56.1 | 0.01 | 0
2015 | SPP_N_2_NE | SPP_N | NE | Internal | Winter | B16 | 25 | 490 | 0 | 76.43 | 76.41 | 0.01 | 0
2015 | SPP_N_2_NE | SPP_N | NE | Internal | Winter | B17 | 100 | 490 | 0 | 62.63 | 62.62 | 0.01 | 0
2015 | SPP_N_2_NE | SPP_N | NE | Internal | Winter | B18 | 400 | 490 | 0 | 60.8 | 60.79 | 0.01 | 0
2015 | SPP_N_2_NE | SPP_N | NE | Internal | Winter | B19 | 700 | 490 | 0 | 59.86 | 59.85 | 0.01 | 0
2015 | SPP_N_2_NE | SPP_N | NE | Internal | Winter | B20 | 935 | 490 | 0 | 59.72 | 58.71 | 0.01 | 0
2015 | SPP_N_2_SPP_S | SPP_N | SPP_S | Internal | Shoulder | B11 | 25 | 4236 | 0 | 83.71 | 83.05 | 0.01 | 0
2015 | SPP_N_2_SPP_S | SPP_N | SPP_S | Internal | Shoulder | B12 | 200 | 4236 | 0 | 65.26 | 65.25 | 0.01 | 0
2015 | SPP_N_2_SPP_S | SPP_N | SPP_S | Internal | Shoulder | B13 | 600 | 4236 | 0 | 60.05 | 60.04 | 0.01 | 0
2015 | SPP_N_2_SPP_S | SPP_N | SPP_S | Internal | Shoulder | B14 | 900 | 4236 | 266.26 | 59.43 | 59.44 | 0.01 | 0
2015 | SPP_N_2_SPP_S | SPP_N | SPP_S | Internal | Shoulder | B15 | 1203 | 4236 | 696.83 | 57.38 | 57.39 | 0.01 | 0
2015 | SPP_N_2_SPP_S | SPP_N | SPP_S | Internal | Summer | B1 | 10 | 4236 | 0 | 92.6 | 90.43 | 0.01 | 0
2015 | SPP_N_2_SPP_S | SPP_N | SPP_S | Internal | Summer | B2 | 25 | 4236 | 0 | 92.6 | 90.43 | 0.01 | 0
2015 | SPP_N_2_SPP_S | SPP_N | SPP_S | Internal | Summer | B3 | 75 | 4236 | 0 | 92.6 | 84.87 | 0.01 | 0
2015 | SPP_N_2_SPP_S | SPP_N | SPP_S | Internal | Summer | B4 | 100 | 4236 | 0 | 89.41 | 84.87 | 0.01 | 0
2015 | SPP_N_2_SPP_S | SPP_N | SPP_S | Internal | Summer | B5 | 200 | 4236 | 0 | 85.05 | 81.88 | 0.01 | 0
2015 | SPP_N_2_SPP_S | SPP_N | SPP_S | Internal | Summer | B6 | 300 | 4236 | 2498.06 | 74.85 | 74.86 | 0.01 | 0
2015 | SPP_N_2_SPP_S | SPP_N | SPP_S | Internal | Summer | B7 | 400 | 4236 | 2647.55 | 63.83 | 63.84 | 0.01 | 0
2015 | SPP_N_2_SPP_S | SPP_N | SPP_S | Internal | Summer | B8 | 500 | 4236 | 1337.26 | 60.52 | 60.53 | 0.01 | 0
2015 | SPP_N_2_SPP_S | SPP_N | SPP_S | Internal | Summer | B9 | 800 | 4236 | 1958.53 | 58.11 | 58.12 | 0.01 | 0
2015 | SPP_N_2_SPP_S | SPP_N | SPP_S | Internal | Summer | B10 | 1262 | 4236 | 2971.72 | 56.11 | 56.13 | 0.01 | 0
2015 | SPP_N_2_SPP_S | SPP_N | SPP_S | Internal | Winter | B16 | 25 | 4236 | 1001.31 | 76.43 | 76.44 | 0.01 | 0
2015 | SPP_N_2_SPP_S | SPP_N | SPP_S | Internal | Winter | B17 | 100 | 4236 | 901.5 | 62.63 | 62.65 | 0.01 | 0
2015 | SPP_N_2_SPP_S | SPP_N | SPP_S | Internal | Winter | B18 | 400 | 4236 | 1794.81 | 60.8 | 60.81 | 0.01 | 0
2015 | SPP_N_2_SPP_S | SPP_N | SPP_S | Internal | Winter | B19 | 700 | 4236 | 2068.48 | 59.86 | 59.87 | 0.01 | 0
2015 | SPP_N_2_SPP_S | SPP_N | SPP_S | Internal | Winter | B20 | 935 | 4236 | 3232.25 | 59.72 | 59.74 | 0.01 | 0
2015 | SPP_S_2_ENT | SPP_S | ENT | Internal | Shoulder | B11 | 25 | 2842 | 0 | 83.05 | 81.71 | 5 | 0
2015 | SPP_S_2_ENT | SPP_S | ENT | Internal | Shoulder | B12 | 200 | 2842 | 0 | 65.25 | 59.47 | 5 | 0
2015 | SPP_S_2_ENT | SPP_S | ENT | Internal | Shoulder | B13 | 600 | 2842 | 0 | 60.04 | 59.47 | 5 | 0
2015 | SPP_S_2_ENT | SPP_S | ENT | Internal | Shoulder | B14 | 900 | 2842 | 0 | 59.44 | 57.49 | 5 | 0
2015 | SPP_S_2_ENT | SPP_S | ENT | Internal | Shoulder | B15 | 1203 | 2842 | 0 | 57.39 | 57.49 | 5 | 0
2015 | SPP_S_2_ENT | SPP_S | ENT | Internal | Summer | B1 | 10 | 2842 | 0 | 90.43 | 91.39 | 5 | 0
2015 | SPP_S_2_ENT | SPP_S | ENT | Internal | Summer | B2 | 25 | 2842 | 0 | 90.43 | 89.87 | 5 | 0
2015 | SPP_S_2_ENT | SPP_S | ENT | Internal | Summer | B3 | 75 | 2842 | 312.17 | 84.87 | 89.87 | 5 | 0
2015 | SPP_S_2_ENT | SPP_S | ENT | Internal | Summer | B4 | 100 | 2842 | 919.61 | 84.87 | 89.87 | 5 | 0
2015 | SPP_S_2_ENT | SPP_S | ENT | Internal | Summer | B5 | 200 | 2842 | 0 | 81.88 | 83.07 | 5 | 0
2015 | SPP_S_2_ENT | SPP_S | ENT | Internal | Summer | B6 | 300 | 2842 | 0 | 74.86 | 70.85 | 5 | 0
2015 | SPP_S_2_ENT | SPP_S | ENT | Internal | Summer | B7 | 400 | 2842 | 0 | 63.84 | 59.54 | 5 | 0
2015 | SPP_S_2_ENT | SPP_S | ENT | Internal | Summer | B8 | 500 | 2842 | 0 | 60.53 | 58.69 | 5 | 0
2015 | SPP_S_2_ENT | SPP_S | ENT | Internal | Summer | B9 | 800 | 2842 | 0 | 58.12 | 56.32 | 5 | 0
2015 | SPP_S_2_ENT | SPP_S | ENT | Internal | Summer | B10 | 1262 | 2842 | 0 | 56.13 | 56.32 | 5 | 0
2015 | SPP_S_2_ENT | SPP_S | ENT | Internal | Winter | B16 | 25 | 2842 | 0 | 76.44 | 77.18 | 5 | 0
2015 | SPP_S_2_ENT | SPP_S | ENT | Internal | Winter | B17 | 100 | 2842 | 0 | 62.65 | 61.89 | 5 | 0
2015 | SPP_S_2_ENT | SPP_S | ENT | Internal | Winter | B18 | 400 | 2842 | 0 | 60.81 | 60.37 | 5 | 0
2015 | SPP_S_2_ENT | SPP_S | ENT | Internal | Winter | B19 | 700 | 2842 | 0 | 59.87 | 59.83 | 5 | 0
2015 | SPP_S_2_ENT | SPP_S | ENT | Internal | Winter | B20 | 935 | 2842 | 0 | 59.74 | 59.83 | 5 | 0
2015 | SPP_S_2_SPP_N | SPP_S | SPP_N | Internal | Shoulder | B11 | 25 | 876 | 876 | 83.05 | 83.71 | 0.01 | 0.64
2015 | SPP_S_2_SPP_N | SPP_S | SPP_N | Internal | Shoulder | B12 | 200 | 876 | 716.08 | 65.25 | 65.26 | 0.01 | 0
2015 | SPP_S_2_SPP_N | SPP_S | SPP_N | Internal | Shoulder | B13 | 600 | 876 | 579.31 | 60.04 | 60.05 | 0.01 | 0
2015 | SPP_S_2_SPP_N | SPP_S | SPP_N | Internal | Shoulder | B14 | 900 | 876 | 0 | 59.44 | 59.43 | 0.01 | 0
2015 | SPP_S_2_SPP_N | SPP_S | SPP_N | Internal | Shoulder | B15 | 1203 | 876 | 0 | 57.39 | 57.38 | 0.01 | 0
2015 | SPP_S_2_SPP_N | SPP_S | SPP_N | Internal | Summer | B1 | 10 | 876 | 876 | 90.43 | 92.6 | 0.01 | 2.15
2015 | SPP_S_2_SPP_N | SPP_S | SPP_N | Internal | Summer | B2 | 25 | 876 | 876 | 90.43 | 92.6 | 0.01 | 2.15
2015 | SPP_S_2_SPP_N | SPP_S | SPP_N | Internal | Summer | B3 | 75 | 876 | 876 | 84.87 | 92.6 | 0.01 | 7.71
2015 | SPP_S_2_SPP_N | SPP_S | SPP_N | Internal | Summer | B4 | 100 | 876 | 876 | 84.87 | 89.41 | 0.01 | 4.52
2015 | SPP_S_2_SPP_N | SPP_S | SPP_N | Internal | Summer | B5 | 200 | 876 | 876 | 81.88 | 85.05 | 0.01 | 3.16
2015 | SPP_S_2_SPP_N | SPP_S | SPP_N | Internal | Summer | B6 | 300 | 876 | 0 | 74.86 | 74.85 | 0.01 | 0
2015 | SPP_S_2_SPP_N | SPP_S | SPP_N | Internal | Summer | B7 | 400 | 876 | 0 | 63.84 | 63.83 | 0.01 | 0
2015 | SPP_S_2_SPP_N | SPP_S | SPP_N | Internal | Summer | B8 | 500 | 876 | 0 | 60.53 | 60.52 | 0.01 | 0
2015 | SPP_S_2_SPP_N | SPP_S | SPP_N | Internal | Summer | B9 | 800 | 876 | 0 | 58.12 | 58.11 | 0.01 | 0
2015 | SPP_S_2_SPP_N | SPP_S | SPP_N | Internal | Summer | B10 | 1262 | 876 | 0 | 56.13 | 56.11 | 0.01 | 0
2015 | SPP_S_2_SPP_N | SPP_S | SPP_N | Internal | Winter | B16 | 25 | 876 | 0 | 76.44 | 76.43 | 0.01 | 0
2015 | SPP_S_2_SPP_N | SPP_S | SPP_N | Internal | Winter | B17 | 100 | 876 | 0 | 62.65 | 62.63 | 0.01 | 0
2015 | SPP_S_2_SPP_N | SPP_S | SPP_N | Internal | Winter | B18 | 400 | 876 | 0 | 60.81 | 60.8 | 0.01 | 0
2015 | SPP_S_2_SPP_N | SPP_S | SPP_N | Internal | Winter | B19 | 700 | 876 | 0 | 59.87 | 59.86 | 0.01 | 0
2015 | SPP_S_2_SPP_N | SPP_S | SPP_N | Internal | Winter | B20 | 935 | 876 | 0 | 59.74 | 59.72 | 0.01 | 0
2015 | TVA_2_NonRTO_Midwest | TVA | NonRTO_Midwest | Internal | Shoulder | B11 | 25 | 100 | 0 | 80.72 | 84.73 | 9 | 0
2015 | TVA_2_NonRTO_Midwest | TVA | NonRTO_Midwest | Internal | Shoulder | B12 | 200 | 100 | 100 | 61.77 | 73.27 | 9 | 2.5
2015 | TVA_2_NonRTO_Midwest | TVA | NonRTO_Midwest | Internal | Shoulder | B13 | 600 | 100 | 0 | 61.77 | 65.54 | 9 | 0
2015 | TVA_2_NonRTO_Midwest | TVA | NonRTO_Midwest | Internal | Shoulder | B14 | 900 | 100 | 0 | 61.77 | 56.66 | 9 | 0
2015 | TVA_2_NonRTO_Midwest | TVA | NonRTO_Midwest | Internal | Shoulder | B15 | 1203 | 100 | 0 | 60.26 | 55.26 | 9 | 0
2015 | TVA_2_NonRTO_Midwest | TVA | NonRTO_Midwest | Internal | Summer | B1 | 10 | 100 | 0 | 99.4 | 96.27 | 9 | 0
2015 | TVA_2_NonRTO_Midwest | TVA | NonRTO_Midwest | Internal | Summer | B2 | 25 | 100 | 0 | 96.75 | 96.27 | 9 | 0
2015 | TVA_2_NonRTO_Midwest | TVA | NonRTO_Midwest | Internal | Summer | B3 | 75 | 100 | 0 | 95.53 | 96.27 | 9 | 0
2015 | TVA_2_NonRTO_Midwest | TVA | NonRTO_Midwest | Internal | Summer | B4 | 100 | 100 | 0 | 90.88 | 94.88 | 9 | 0
2015 | TVA_2_NonRTO_Midwest | TVA | NonRTO_Midwest | Internal | Summer | B5 | 200 | 100 | 0 | 82.07 | 86.07 | 9 | 0
2015 | TVA_2_NonRTO_Midwest | TVA | NonRTO_Midwest | Internal | Summer | B6 | 300 | 100 | 0 | 62.85 | 61.85 | 9 | 0
2015 | TVA_2_NonRTO_Midwest | TVA | NonRTO_Midwest | Internal | Summer | B7 | 400 | 100 | 0 | 59.67 | 56.66 | 9 | 0
2015 | TVA_2_NonRTO_Midwest | TVA | NonRTO_Midwest | Internal | Summer | B8 | 500 | 100 | 0 | 59.67 | 56.47 | 9 | 0
2015 | TVA_2_NonRTO_Midwest | TVA | NonRTO_Midwest | Internal | Summer | B9 | 800 | 100 | 0 | 59.67 | 55.26 | 9 | 0
2015 | TVA_2_NonRTO_Midwest | TVA | NonRTO_Midwest | Internal | Summer | B10 | 1262 | 100 | 0 | 57.94 | 54.62 | 9 | 0
2015 | TVA_2_NonRTO_Midwest | TVA | NonRTO_Midwest | Internal | Winter | B16 | 25 | 100 | 0 | 84.43 | 88.41 | 9 | 0
2015 | TVA_2_NonRTO_Midwest | TVA | NonRTO_Midwest | Internal | Winter | B17 | 100 | 100 | 72.92 | 67.85 | 76.85 | 9 | 0
2015 | TVA_2_NonRTO_Midwest | TVA | NonRTO_Midwest | Internal | Winter | B18 | 400 | 100 | 0 | 62.7 | 66.88 | 9 | 0
2015 | TVA_2_NonRTO_Midwest | TVA | NonRTO_Midwest | Internal | Winter | B19 | 700 | 100 | 0 | 62.7 | 56.66 | 9 | 0
2015 | TVA_2_NonRTO_Midwest | TVA | NonRTO_Midwest | Internal | Winter | B20 | 935 | 100 | 0 | 61.54 | 55.33 | 9 | 0
2015 | TVA_2_PJM_ROR | TVA | PJM_ROR | Internal | Shoulder | B11 | 25 | 500 | 0 | 80.72 | 74.71 | 9 | 0
2015 | TVA_2_PJM_ROR | TVA | PJM_ROR | Internal | Shoulder | B12 | 200 | 500 | 0 | 61.77 | 64.62 | 9 | 0
2015 | TVA_2_PJM_ROR | TVA | PJM_ROR | Internal | Shoulder | B13 | 600 | 500 | 0 | 61.77 | 59.66 | 9 | 0
2015 | TVA_2_PJM_ROR | TVA | PJM_ROR | Internal | Shoulder | B14 | 900 | 500 | 0 | 61.77 | 57.78 | 9 | 0
2015 | TVA_2_PJM_ROR | TVA | PJM_ROR | Internal | Shoulder | B15 | 1203 | 500 | 0 | 60.26 | 54.25 | 9 | 0
2015 | TVA_2_PJM_ROR | TVA | PJM_ROR | Internal | Summer | B1 | 10 | 500 | 0 | 99.4 | 93.38 | 9 | 0
2015 | TVA_2_PJM_ROR | TVA | PJM_ROR | Internal | Summer | B2 | 25 | 500 | 0 | 96.75 | 90.26 | 9 | 0
2015 | TVA_2_PJM_ROR | TVA | PJM_ROR | Internal | Summer | B3 | 75 | 500 | 0 | 95.53 | 89.51 | 9 | 0
2015 | TVA_2_PJM_ROR | TVA | PJM_ROR | Internal | Summer | B4 | 100 | 500 | 0 | 90.88 | 84.87 | 9 | 0
2015 | TVA_2_PJM_ROR | TVA | PJM_ROR | Internal | Summer | B5 | 200 | 500 | 0 | 82.07 | 76.07 | 9 | 0
2015 | TVA_2_PJM_ROR | TVA | PJM_ROR | Internal | Summer | B6 | 300 | 500 | 0 | 62.85 | 65.85 | 9 | 0
2015 | TVA_2_PJM_ROR | TVA | PJM_ROR | Internal | Summer | B7 | 400 | 500 | 0 | 59.67 | 58.71 | 9 | 0
2015 | TVA_2_PJM_ROR | TVA | PJM_ROR | Internal | Summer | B8 | 500 | 500 | 0 | 59.67 | 55.5 | 9 | 0
2015 | TVA_2_PJM_ROR | TVA | PJM_ROR | Internal | Summer | B9 | 800 | 500 | 0 | 59.67 | 53.66 | 9 | 0
2015 | TVA_2_PJM_ROR | TVA | PJM_ROR | Internal | Summer | B10 | 1262 | 500 | 0 | 57.94 | 52.12 | 9 | 0
2015 | TVA_2_PJM_ROR | TVA | PJM_ROR | Internal | Winter | B16 | 25 | 500 | 0 | 84.43 | 78.41 | 9 | 0
2015 | TVA_2_PJM_ROR | TVA | PJM_ROR | Internal | Winter | B17 | 100 | 500 | 0 | 67.85 | 69.62 | 9 | 0
2015 | TVA_2_PJM_ROR | TVA | PJM_ROR | Internal | Winter | B18 | 400 | 500 | 0 | 62.7 | 60.87 | 9 | 0
2015 | TVA_2_PJM_ROR | TVA | PJM_ROR | Internal | Winter | B19 | 700 | 500 | 0 | 62.7 | 59.37 | 9 | 0
2015 | TVA_2_PJM_ROR | TVA | PJM_ROR | Internal | Winter | B20 | 935 | 500 | 0 | 61.54 | 55.53 | 9 | 0
2015 | TVA_2_SOCO | TVA | SOCO | Internal | Shoulder | B11 | 25 | 500 | 0 | 80.72 | 89.71 | 9 | 0
2015 | TVA_2_SOCO | TVA | SOCO | Internal | Shoulder | B12 | 200 | 500 | 0 | 61.77 | 63.93 | 9 | 0
2015 | TVA_2_SOCO | TVA | SOCO | Internal | Shoulder | B13 | 600 | 500 | 0 | 61.77 | 61.88 | 9 | 0
2015 | TVA_2_SOCO | TVA | SOCO | Internal | Shoulder | B14 | 900 | 500 | 0 | 61.77 | 61.88 | 9 | 0
2015 | TVA_2_SOCO | TVA | SOCO | Internal | Shoulder | B15 | 1203 | 500 | 0 | 60.26 | 59.72 | 9 | 0
2015 | TVA_2_SOCO | TVA | SOCO | Internal | Summer | B1 | 10 | 500 | 0 | 99.4 | 99.39 | 9 | 0
2015 | TVA_2_SOCO | TVA | SOCO | Internal | Summer | B2 | 25 | 500 | 0 | 96.75 | 97.87 | 9 | 0
2015 | TVA_2_SOCO | TVA | SOCO | Internal | Summer | B3 | 75 | 500 | 0 | 95.53 | 97.87 | 9 | 0
2015 | TVA_2_SOCO | TVA | SOCO | Internal | Summer | B4 | 100 | 500 | 0 | 90.88 | 97.87 | 9 | 0
2015 | TVA_2_SOCO | TVA | SOCO | Internal | Summer | B5 | 200 | 500 | 448.76 | 82.07 | 91.07 | 9 | 0
2015 | TVA_2_SOCO | TVA | SOCO | Internal | Summer | B6 | 300 | 500 | 500 | 62.85 | 78.85 | 9 | 7
2015 | TVA_2_SOCO | TVA | SOCO | Internal | Summer | B7 | 400 | 500 | 0 | 59.67 | 67.54 | 9 | 0
2015 | TVA_2_SOCO | TVA | SOCO | Internal | Summer | B8 | 500 | 500 | 0 | 59.67 | 66.69 | 9 | 0
2015 | TVA_2_SOCO | TVA | SOCO | Internal | Summer | B9 | 800 | 500 | 0 | 59.67 | 60.67 | 9 | 0
2015 | TVA_2_SOCO | TVA | SOCO | Internal | Summer | B10 | 1262 | 500 | 0 | 57.94 | 58.55 | 9 | 0
2015 | TVA_2_SOCO | TVA | SOCO | Internal | Winter | B16 | 25 | 500 | 0 | 84.43 | 85.18 | 9 | 0
2015 | TVA_2_SOCO | TVA | SOCO | Internal | Winter | B17 | 100 | 500 | 0 | 67.85 | 67.23 | 9 | 0
2015 | TVA_2_SOCO | TVA | SOCO | Internal | Winter | B18 | 400 | 500 | 0 | 62.7 | 64.36 | 9 | 0
2015 | TVA_2_SOCO | TVA | SOCO | Internal | Winter | B19 | 700 | 500 | 0 | 62.7 | 64.36 | 9 | 0
2015 | TVA_2_SOCO | TVA | SOCO | Internal | Winter | B20 | 935 | 500 | 0 | 61.54 | 62.11 | 9 | 0
2015 | TVA_2_VACAR | TVA | VACAR | Internal | Shoulder | B11 | 25 | 150 | 0 | 80.72 | 80.71 | 9 | 0
2015 | TVA_2_VACAR | TVA | VACAR | Internal | Shoulder | B12 | 200 | 150 | 0 | 61.77 | 66.56 | 9 | 0
2015 | TVA_2_VACAR | TVA | VACAR | Internal | Shoulder | B13 | 600 | 150 | 0 | 61.77 | 63.64 | 9 | 0
2015 | TVA_2_VACAR | TVA | VACAR | Internal | Shoulder | B14 | 900 | 150 | 0 | 61.77 | 62.92 | 9 | 0
2015 | TVA_2_VACAR | TVA | VACAR | Internal | Shoulder | B15 | 1203 | 150 | 0 | 60.26 | 55.81 | 9 | 0
2015 | TVA_2_VACAR | TVA | VACAR | Internal | Summer | B1 | 10 | 150 | 0 | 99.4 | 100.71 | 9 | 0
2015 | TVA_2_VACAR | TVA | VACAR | Internal | Summer | B2 | 25 | 150 | 0 | 96.75 | 100.71 | 9 | 0
2015 | TVA_2_VACAR | TVA | VACAR | Internal | Summer | B3 | 75 | 150 | 0 | 95.53 | 100.71 | 9 | 0
2015 | TVA_2_VACAR | TVA | VACAR | Internal | Summer | B4 | 100 | 150 | 0 | 90.88 | 90.87 | 9 | 0
2015 | TVA_2_VACAR | TVA | VACAR | Internal | Summer | B5 | 200 | 150 | 0 | 82.07 | 84.07 | 9 | 0
2015 | TVA_2_VACAR | TVA | VACAR | Internal | Summer | B6 | 300 | 150 | 80.06 | 62.85 | 71.85 | 9 | 0
2015 | TVA_2_VACAR | TVA | VACAR | Internal | Summer | B7 | 400 | 150 | 0 | 59.67 | 64.71 | 9 | 0
2015 | TVA_2_VACAR | TVA | VACAR | Internal | Summer | B8 | 500 | 150 | 0 | 59.67 | 61.5 | 9 | 0
2015 | TVA_2_VACAR | TVA | VACAR | Internal | Summer | B9 | 800 | 150 | 0 | 59.67 | 59.66 | 9 | 0
2015 | TVA_2_VACAR | TVA | VACAR | Internal | Summer | B10 | 1262 | 150 | 0 | 57.94 | 53.44 | 9 | 0
2015 | TVA_2_VACAR | TVA | VACAR | Internal | Winter | B16 | 25 | 150 | 0 | 84.43 | 84.41 | 9 | 0
2015 | TVA_2_VACAR | TVA | VACAR | Internal | Winter | B17 | 100 | 150 | 0 | 67.85 | 75.62 | 9 | 0
2015 | TVA_2_VACAR | TVA | VACAR | Internal | Winter | B18 | 400 | 150 | 0 | 62.7 | 66.87 | 9 | 0
2015 | TVA_2_VACAR | TVA | VACAR | Internal | Winter | B19 | 700 | 150 | 0 | 62.7 | 65.37 | 9 | 0
2015 | TVA_2_VACAR | TVA | VACAR | Internal | Winter | B20 | 935 | 150 | 0 | 61.54 | 59.74 | 9 | 0
2015 | TVA_Transmission_2_SOCO | TVA_Transmission | SOCO | Internal | Shoulder | B11 | 25 | 3200 | 33.99 | 80.71 | 89.71 | 9 | 0
2015 | TVA_Transmission_2_SOCO | TVA_Transmission | SOCO | Internal | Shoulder | B12 | 200 | 3200 | 0 | 65.92 | 63.93 | 9 | 0
2015 | TVA_Transmission_2_SOCO | TVA_Transmission | SOCO | Internal | Shoulder | B13 | 600 | 3200 | 0 | 63.15 | 61.88 | 9 | 0
2015 | TVA_Transmission_2_SOCO | TVA_Transmission | SOCO | Internal | Shoulder | B14 | 900 | 3200 | 0 | 62.31 | 61.88 | 9 | 0
2015 | TVA_Transmission_2_SOCO | TVA_Transmission | SOCO | Internal | Shoulder | B15 | 1203 | 3200 | 0 | 60.25 | 59.72 | 9 | 0
2015 | TVA_Transmission_2_SOCO | TVA_Transmission | SOCO | Internal | Summer | B1 | 10 | 3200 | 0 | 99.39 | 99.39 | 9 | 0
2015 | TVA_Transmission_2_SOCO | TVA_Transmission | SOCO | Internal | Summer | B2 | 25 | 3200 | 0 | 96.74 | 97.87 | 9 | 0
2015 | TVA_Transmission_2_SOCO | TVA_Transmission | SOCO | Internal | Summer | B3 | 75 | 3200 | 0 | 95.51 | 97.87 | 9 | 0
2015 | TVA_Transmission_2_SOCO | TVA_Transmission | SOCO | Internal | Summer | B4 | 100 | 3200 | 0 | 90.87 | 97.87 | 9 | 0
2015 | TVA_Transmission_2_SOCO | TVA_Transmission | SOCO | Internal | Summer | B5 | 200 | 3200 | 159.56 | 82.07 | 91.07 | 9 | 0
2015 | TVA_Transmission_2_SOCO | TVA_Transmission | SOCO | Internal | Summer | B6 | 300 | 3200 | 61 | 69.85 | 78.85 | 9 | 0
2015 | TVA_Transmission_2_SOCO | TVA_Transmission | SOCO | Internal | Summer | B7 | 400 | 3200 | 0 | 61.65 | 67.54 | 9 | 0
2015 | TVA_Transmission_2_SOCO | TVA_Transmission | SOCO | Internal | Summer | B8 | 500 | 3200 | 0 | 60.36 | 66.69 | 9 | 0
2015 | TVA_Transmission_2_SOCO | TVA_Transmission | SOCO | Internal | Summer | B9 | 800 | 3200 | 0 | 59.66 | 60.67 | 9 | 0
2015 | TVA_Transmission_2_SOCO | TVA_Transmission | SOCO | Internal | Summer | B10 | 1262 | 3200 | 0 | 58.02 | 58.55 | 9 | 0
2015 | TVA_Transmission_2_SOCO | TVA_Transmission | SOCO | Internal | Winter | B16 | 25 | 3200 | 0 | 84.41 | 85.18 | 9 | 0
2015 | TVA_Transmission_2_SOCO | TVA_Transmission | SOCO | Internal | Winter | B17 | 100 | 3200 | 0 | 69.26 | 67.23 | 9 | 0
2015 | TVA_Transmission_2_SOCO | TVA_Transmission | SOCO | Internal | Winter | B18 | 400 | 3200 | 0 | 64.26 | 64.36 | 9 | 0
2015 | TVA_Transmission_2_SOCO | TVA_Transmission | SOCO | Internal | Winter | B19 | 700 | 3200 | 0 | 63.31 | 64.36 | 9 | 0
2015 | TVA_Transmission_2_SOCO | TVA_Transmission | SOCO | Internal | Winter | B20 | 935 | 3200 | 0 | 61.53 | 62.11 | 9 | 0
2015 | TVA_Transmission_2_TVA | TVA_Transmission | TVA | Internal | Shoulder | B11 | 25 | 99999 | 715.45 | 80.71 | 80.72 | 0.01 | 0
2015 | TVA_Transmission_2_TVA | TVA_Transmission | TVA | Internal | Shoulder | B12 | 200 | 99999 | 0 | 65.92 | 61.77 | 0.01 | 0
2015 | TVA_Transmission_2_TVA | TVA_Transmission | TVA | Internal | Shoulder | B13 | 600 | 99999 | 0 | 63.15 | 61.77 | 0.01 | 0
2015 | TVA_Transmission_2_TVA | TVA_Transmission | TVA | Internal | Shoulder | B14 | 900 | 99999 | 0 | 62.31 | 61.77 | 0.01 | 0
2015 | TVA_Transmission_2_TVA | TVA_Transmission | TVA | Internal | Shoulder | B15 | 1203 | 99999 | 561.6 | 60.25 | 60.26 | 0.01 | 0
2015 | TVA_Transmission_2_TVA | TVA_Transmission | TVA | Internal | Summer | B1 | 10 | 99999 | 3224.02 | 99.39 | 99.4 | 0.01 | 0
2015 | TVA_Transmission_2_TVA | TVA_Transmission | TVA | Internal | Summer | B2 | 25 | 99999 | 2589.41 | 96.74 | 96.75 | 0.01 | 0
2015 | TVA_Transmission_2_TVA | TVA_Transmission | TVA | Internal | Summer | B3 | 75 | 99999 | 1378.83 | 95.51 | 95.53 | 0.01 | 0
2015 | TVA_Transmission_2_TVA | TVA_Transmission | TVA | Internal | Summer | B4 | 100 | 99999 | 830.23 | 90.87 | 90.88 | 0.01 | 0
2015 | TVA_Transmission_2_TVA | TVA_Transmission | TVA | Internal | Summer | B5 | 200 | 99999 | 0 | 82.07 | 82.07 | 0.01 | 0
2015 | TVA_Transmission_2_TVA | TVA_Transmission | TVA | Internal | Summer | B6 | 300 | 99999 | 0 | 69.85 | 62.85 | 0.01 | 0
2015 | TVA_Transmission_2_TVA | TVA_Transmission | TVA | Internal | Summer | B7 | 400 | 99999 | 0 | 61.65 | 59.67 | 0.01 | 0
2015 | TVA_Transmission_2_TVA | TVA_Transmission | TVA | Internal | Summer | B8 | 500 | 99999 | 0 | 60.36 | 59.67 | 0.01 | 0
2015 | TVA_Transmission_2_TVA | TVA_Transmission | TVA | Internal | Summer | B9 | 800 | 99999 | 47.48 | 59.66 | 59.67 | 0.01 | 0
2015 | TVA_Transmission_2_TVA | TVA_Transmission | TVA | Internal | Summer | B10 | 1262 | 99999 | 0 | 58.02 | 57.94 | 0.01 | 0
2015 | TVA_Transmission_2_TVA | TVA_Transmission | TVA | Internal | Winter | B16 | 25 | 99999 | 1424.4 | 84.41 | 84.43 | 0.01 | 0
2015 | TVA_Transmission_2_TVA | TVA_Transmission | TVA | Internal | Winter | B17 | 100 | 99999 | 0 | 69.26 | 67.85 | 0.01 | 0
2015 | TVA_Transmission_2_TVA | TVA_Transmission | TVA | Internal | Winter | B18 | 400 | 99999 | 0 | 64.26 | 62.7 | 0.01 | 0
2015 | TVA_Transmission_2_TVA | TVA_Transmission | TVA | Internal | Winter | B19 | 700 | 99999 | 0 | 63.31 | 62.7 | 0.01 | 0
2015 | TVA_Transmission_2_TVA | TVA_Transmission | TVA | Internal | Winter | B20 | 935 | 99999 | 2190.85 | 61.53 | 61.54 | 0.01 | 0
2015 | TVA_Transmission_2_VACAR | TVA_Transmission | VACAR | Internal | Shoulder | B11 | 25 | 900 | 0 | 80.71 | 80.71 | 9 | 0
2015 | TVA_Transmission_2_VACAR | TVA_Transmission | VACAR | Internal | Shoulder | B12 | 200 | 900 | 0 | 65.92 | 66.56 | 9 | 0
2015 | TVA_Transmission_2_VACAR | TVA_Transmission | VACAR | Internal | Shoulder | B13 | 600 | 900 | 0 | 63.15 | 63.64 | 9 | 0
2015 | TVA_Transmission_2_VACAR | TVA_Transmission | VACAR | Internal | Shoulder | B14 | 900 | 900 | 0 | 62.31 | 62.92 | 9 | 0
2015 | TVA_Transmission_2_VACAR | TVA_Transmission | VACAR | Internal | Shoulder | B15 | 1203 | 900 | 0 | 60.25 | 55.81 | 9 | 0
2015 | TVA_Transmission_2_VACAR | TVA_Transmission | VACAR | Internal | Summer | B1 | 10 | 900 | 0 | 99.39 | 100.71 | 9 | 0
2015 | TVA_Transmission_2_VACAR | TVA_Transmission | VACAR | Internal | Summer | B2 | 25 | 900 | 0 | 96.74 | 100.71 | 9 | 0
2015 | TVA_Transmission_2_VACAR | TVA_Transmission | VACAR | Internal | Summer | B3 | 75 | 900 | 0 | 95.51 | 100.71 | 9 | 0
2015 | TVA_Transmission_2_VACAR | TVA_Transmission | VACAR | Internal | Summer | B4 | 100 | 900 | 0 | 90.87 | 90.87 | 9 | 0
2015 | TVA_Transmission_2_VACAR | TVA_Transmission | VACAR | Internal | Summer | B5 | 200 | 900 | 0 | 82.07 | 84.07 | 9 | 0
2015 | TVA_Transmission_2_VACAR | TVA_Transmission | VACAR | Internal | Summer | B6 | 300 | 900 | 0 | 69.85 | 71.85 | 9 | 0
2015 | TVA_Transmission_2_VACAR | TVA_Transmission | VACAR | Internal | Summer | B7 | 400 | 900 | 0 | 61.65 | 64.71 | 9 | 0
2015 | TVA_Transmission_2_VACAR | TVA_Transmission | VACAR | Internal | Summer | B8 | 500 | 900 | 0 | 60.36 | 61.5 | 9 | 0
2015 | TVA_Transmission_2_VACAR | TVA_Transmission | VACAR | Internal | Summer | B9 | 800 | 900 | 0 | 59.66 | 59.66 | 9 | 0
2015 | TVA_Transmission_2_VACAR | TVA_Transmission | VACAR | Internal | Summer | B10 | 1262 | 900 | 0 | 58.02 | 53.44 | 9 | 0
2015 | TVA_Transmission_2_VACAR | TVA_Transmission | VACAR | Internal | Winter | B16 | 25 | 900 | 0 | 84.41 | 84.41 | 9 | 0
2015 | TVA_Transmission_2_VACAR | TVA_Transmission | VACAR | Internal | Winter | B17 | 100 | 900 | 0 | 69.26 | 75.62 | 9 | 0
2015 | TVA_Transmission_2_VACAR | TVA_Transmission | VACAR | Internal | Winter | B18 | 400 | 900 | 0 | 64.26 | 66.87 | 9 | 0
2015 | TVA_Transmission_2_VACAR | TVA_Transmission | VACAR | Internal | Winter | B19 | 700 | 900 | 0 | 63.31 | 65.37 | 9 | 0
2015 | TVA_Transmission_2_VACAR | TVA_Transmission | VACAR | Internal | Winter | B20 | 935 | 900 | 0 | 61.53 | 59.74 | 9 | 0
2015 | VACAR_2_PJM_ROR | VACAR | PJM_ROR | Internal | Shoulder | B11 | 25 | 2000 | 0 | 80.71 | 74.71 | 7 | 0
2015 | VACAR_2_PJM_ROR | VACAR | PJM_ROR | Internal | Shoulder | B12 | 200 | 2000 | 0 | 66.56 | 64.62 | 7 | 0
2015 | VACAR_2_PJM_ROR | VACAR | PJM_ROR | Internal | Shoulder | B13 | 600 | 2000 | 0 | 63.64 | 59.66 | 7 | 0
2015 | VACAR_2_PJM_ROR | VACAR | PJM_ROR | Internal | Shoulder | B14 | 900 | 2000 | 0 | 62.92 | 57.78 | 7 | 0
2015 | VACAR_2_PJM_ROR | VACAR | PJM_ROR | Internal | Shoulder | B15 | 1203 | 2000 | 0 | 55.81 | 54.25 | 7 | 0
2015 | VACAR_2_PJM_ROR | VACAR | PJM_ROR | Internal | Summer | B1 | 10 | 2000 | 0 | 100.71 | 93.38 | 7 | 0
2015 | VACAR_2_PJM_ROR | VACAR | PJM_ROR | Internal | Summer | B2 | 25 | 2000 | 0 | 100.71 | 90.26 | 7 | 0
2015 | VACAR_2_PJM_ROR | VACAR | PJM_ROR | Internal | Summer | B3 | 75 | 2000 | 0 | 100.71 | 89.51 | 7 | 0
2015 | VACAR_2_PJM_ROR | VACAR | PJM_ROR | Internal | Summer | B4 | 100 | 2000 | 0 | 90.87 | 84.87 | 7 | 0
2015 | VACAR_2_PJM_ROR | VACAR | PJM_ROR | Internal | Summer | B5 | 200 | 2000 | 0 | 84.07 | 76.07 | 7 | 0
2015 | VACAR_2_PJM_ROR | VACAR | PJM_ROR | Internal | Summer | B6 | 300 | 2000 | 0 | 71.85 | 65.85 | 7 | 0
2015 | VACAR_2_PJM_ROR | VACAR | PJM_ROR | Internal | Summer | B7 | 400 | 2000 | 0 | 64.71 | 58.71 | 7 | 0
2015 | VACAR_2_PJM_ROR | VACAR | PJM_ROR | Internal | Summer | B8 | 500 | 2000 | 0 | 61.5 | 55.5 | 7 | 0
2015 | VACAR_2_PJM_ROR | VACAR | PJM_ROR | Internal | Summer | B9 | 800 | 2000 | 0 | 59.66 | 53.66 | 7 | 0
2015 | VACAR_2_PJM_ROR | VACAR | PJM_ROR | Internal | Summer | B10 | 1262 | 2000 | 0 | 53.44 | 52.12 | 7 | 0
2015 | VACAR_2_PJM_ROR | VACAR | PJM_ROR | Internal | Winter | B16 | 25 | 2000 | 0 | 84.41 | 78.41 | 7 | 0
2015 | VACAR_2_PJM_ROR | VACAR | PJM_ROR | Internal | Winter | B17 | 100 | 2000 | 0 | 75.62 | 69.62 | 7 | 0
2015 | VACAR_2_PJM_ROR | VACAR | PJM_ROR | Internal | Winter | B18 | 400 | 2000 | 0 | 66.87 | 60.87 | 7 | 0
2015 | VACAR_2_PJM_ROR | VACAR | PJM_ROR | Internal | Winter | B19 | 700 | 2000 | 0 | 65.37 | 59.37 | 7 | 0
2015 | VACAR_2_PJM_ROR | VACAR | PJM_ROR | Internal | Winter | B20 | 935 | 2000 | 0 | 59.74 | 55.53 | 7 | 0
2015 | VACAR_2_SOCO | VACAR | SOCO | Internal | Shoulder | B11 | 25 | 3000 | 3000 | 80.71 | 89.71 | 7 | 2
2015 | VACAR_2_SOCO | VACAR | SOCO | Internal | Shoulder | B12 | 200 | 3000 | 0 | 66.56 | 63.93 | 7 | 0
2015 | VACAR_2_SOCO | VACAR | SOCO | Internal | Shoulder | B13 | 600 | 3000 | 0 | 63.64 | 61.88 | 7 | 0
2015 | VACAR_2_SOCO | VACAR | SOCO | Internal | Shoulder | B14 | 900 | 3000 | 0 | 62.92 | 61.88 | 7 | 0
2015 | VACAR_2_SOCO | VACAR | SOCO | Internal | Shoulder | B15 | 1203 | 3000 | 0 | 55.81 | 59.72 | 7 | 0
2015 | VACAR_2_SOCO | VACAR | SOCO | Internal | Summer | B1 | 10 | 3000 | 0 | 100.71 | 99.39 | 7 | 0
2015 | VACAR_2_SOCO | VACAR | SOCO | Internal | Summer | B2 | 25 | 3000 | 0 | 100.71 | 97.87 | 7 | 0
2015 | VACAR_2_SOCO | VACAR | SOCO | Internal | Summer | B3 | 75 | 3000 | 0 | 100.71 | 97.87 | 7 | 0
2015 | VACAR_2_SOCO | VACAR | SOCO | Internal | Summer | B4 | 100 | 3000 | 603.22 | 90.87 | 97.87 | 7 | 0
2015 | VACAR_2_SOCO | VACAR | SOCO | Internal | Summer | B5 | 200 | 3000 | 2618.51 | 84.07 | 91.07 | 7 | 0
2015 | VACAR_2_SOCO | VACAR | SOCO | Internal | Summer | B6 | 300 | 3000 | 458.45 | 71.85 | 78.85 | 7 | 0
2015 | VACAR_2_SOCO | VACAR | SOCO | Internal | Summer | B7 | 400 | 3000 | 0 | 64.71 | 67.54 | 7 | 0
2015 | VACAR_2_SOCO | VACAR | SOCO | Internal | Summer | B8 | 500 | 3000 | 0 | 61.5 | 66.69 | 7 | 0
2015 | VACAR_2_SOCO | VACAR | SOCO | Internal | Summer | B9 | 800 | 3000 | 0 | 59.66 | 60.67 | 7 | 0
2015 | VACAR_2_SOCO | VACAR | SOCO | Internal | Summer | B10 | 1262 | 3000 | 0 | 53.44 | 58.55 | 7 | 0
2015 | VACAR_2_SOCO | VACAR | SOCO | Internal | Winter | B16 | 25 | 3000 | 0 | 84.41 | 85.18 | 7 | 0
2015 | VACAR_2_SOCO | VACAR | SOCO | Internal | Winter | B17 | 100 | 3000 | 0 | 75.62 | 67.23 | 7 | 0
2015 | VACAR_2_SOCO | VACAR | SOCO | Internal | Winter | B18 | 400 | 3000 | 0 | 66.87 | 64.36 | 7 | 0
2015 | VACAR_2_SOCO | VACAR | SOCO | Internal | Winter | B19 | 700 | 3000 | 0 | 65.37 | 64.36 | 7 | 0
2015 | VACAR_2_SOCO | VACAR | SOCO | Internal | Winter | B20 | 935 | 3000 | 0 | 59.74 | 62.11 | 7 | 0
2020 | ENT_2_MISO_MO-IL | ENT | MISO_MO-IL | Internal | Shoulder | B11 | 25 | 2260 | 0 | 72.57 | 72.58 | 8 | 0
2020 | ENT_2_MISO_MO-IL | ENT | MISO_MO-IL | Internal | Shoulder | B12 | 200 | 2260 | 0 | 67.4 | 67.4 | 8 | 0
2020 | ENT_2_MISO_MO-IL | ENT | MISO_MO-IL | Internal | Shoulder | B13 | 600 | 2260 | 0 | 65.51 | 64.88 | 8 | 0
2020 | ENT_2_MISO_MO-IL | ENT | MISO_MO-IL | Internal | Shoulder | B14 | 900 | 2260 | 0 | 62.24 | 62.24 | 8 | 0
2020 | ENT_2_MISO_MO-IL | ENT | MISO_MO-IL | Internal | Shoulder | B15 | 1203 | 2260 | 0 | 57.88 | 58.18 | 8 | 0
2020 | ENT_2_MISO_MO-IL | ENT | MISO_MO-IL | Internal | Summer | B1 | 10 | 2260 | 1495.76 | 93.34 | 101.34 | 8 | 0
2020 | ENT_2_MISO_MO-IL | ENT | MISO_MO-IL | Internal | Summer | B2 | 25 | 2260 | 0 | 100.77 | 100.77 | 8 | 0
2020 | ENT_2_MISO_MO-IL | ENT | MISO_MO-IL | Internal | Summer | B3 | 75 | 2260 | 0 | 100.77 | 100.77 | 8 | 0
2020 | ENT_2_MISO_MO-IL | ENT | MISO_MO-IL | Internal | Summer | B4 | 100 | 2260 | 0 | 97.88 | 97.88 | 8 | 0
2020 | ENT_2_MISO_MO-IL | ENT | MISO_MO-IL | Internal | Summer | B5 | 200 | 2260 | 0 | 92.37 | 92.37 | 8 | 0
2020 | ENT_2_MISO_MO-IL | ENT | MISO_MO-IL | Internal | Summer | B6 | 300 | 2260 | 0 | 76.29 | 76.27 | 8 | 0
2020 | ENT_2_MISO_MO-IL | ENT | MISO_MO-IL | Internal | Summer | B7 | 400 | 2260 | 0 | 69.39 | 68.1 | 8 | 0
2020 | ENT_2_MISO_MO-IL | ENT | MISO_MO-IL | Internal | Summer | B8 | 500 | 2260 | 0 | 66.9 | 62.95 | 8 | 0
2020 | ENT_2_MISO_MO-IL | ENT | MISO_MO-IL | Internal | Summer | B9 | 800 | 2260 | 0 | 65.62 | 61.3 | 8 | 0
2020 | ENT_2_MISO_MO-IL | ENT | MISO_MO-IL | Internal | Summer | B10 | 1262 | 2260 | 0 | 61.03 | 57.76 | 8 | 0
2020 | ENT_2_MISO_MO-IL | ENT | MISO_MO-IL | Internal | Winter | B16 | 25 | 2260 | 424.42 | 71.12 | 79.12 | 8 | 0
2020 | ENT_2_MISO_MO-IL | ENT | MISO_MO-IL | Internal | Winter | B17 | 100 | 2260 | 0 | 68.12 | 68.88 | 8 | 0
2020 | ENT_2_MISO_MO-IL | ENT | MISO_MO-IL | Internal | Winter | B18 | 400 | 2260 | 0 | 67.71 | 67.46 | 8 | 0
2020 | ENT_2_MISO_MO-IL | ENT | MISO_MO-IL | Internal | Winter | B19 | 700 | 2260 | 0 | 65.89 | 65.87 | 8 | 0
2020 | ENT_2_MISO_MO-IL | ENT | MISO_MO-IL | Internal | Winter | B20 | 935 | 2260 | 0 | 59.86 | 59.86 | 8 | 0
2020 | ENT_2_SOCO | ENT | SOCO | Internal | Shoulder | B11 | 25 | 3900 | 3900 | 72.57 | 88.79 | 8 | 8.22
2020 | ENT_2_SOCO | ENT | SOCO | Internal | Shoulder | B12 | 200 | 3900 | 0 | 67.4 | 69.5 | 8 | 0
2020 | ENT_2_SOCO | ENT | SOCO | Internal | Shoulder | B13 | 600 | 3900 | 0 | 65.51 | 67.38 | 8 | 0
2020 | ENT_2_SOCO | ENT | SOCO | Internal | Shoulder | B14 | 900 | 3900 | 0 | 62.24 | 67.38 | 8 | 0
2020 | ENT_2_SOCO | ENT | SOCO | Internal | Shoulder | B15 | 1203 | 3900 | 3900 | 57.88 | 67.38 | 8 | 1.5
2020 | ENT_2_SOCO | ENT | SOCO | Internal | Summer | B1 | 10 | 3900 | 3900 | 93.34 | 109.92 | 8 | 8.57
2020 | ENT_2_SOCO | ENT | SOCO | Internal | Summer | B2 | 25 | 3900 | 3900 | 100.77 | 109.92 | 8 | 1.14
2020 | ENT_2_SOCO | ENT | SOCO | Internal | Summer | B3 | 75 | 3900 | 3900 | 100.77 | 109.92 | 8 | 1.14
2020 | ENT_2_SOCO | ENT | SOCO | Internal | Summer | B4 | 100 | 3900 | 3900 | 97.88 | 109.92 | 8 | 4.04
2020 | ENT_2_SOCO | ENT | SOCO | Internal | Summer | B5 | 200 | 3900 | 3900 | 92.37 | 103.83 | 8 | 3.46
2020 | ENT_2_SOCO | ENT | SOCO | Internal | Summer | B6 | 300 | 3900 | 3900 | 76.29 | 86.23 | 8 | 1.93
2020 | ENT_2_SOCO | ENT | SOCO | Internal | Summer | B7 | 400 | 3900 | 2588.81 | 69.39 | 77.39 | 8 | 0
2020 | ENT_2_SOCO | ENT | SOCO | Internal | Summer | B8 | 500 | 3900 | 341.53 | 66.9 | 74.9 | 8 | 0
2020 | ENT_2_SOCO | ENT | SOCO | Internal | Summer | B9 | 800 | 3900 | 0 | 65.62 | 66.11 | 8 | 0
2020 | ENT_2_SOCO | ENT | SOCO | Internal | Summer | B10 | 1262 | 3900 | 0 | 61.03 | 66.11 | 8 | 0
2020 | ENT_2_SOCO | ENT | SOCO | Internal | Winter | B16 | 25 | 3900 | 3900 | 71.12 | 88.12 | 8 | 9
2020 | ENT_2_SOCO | ENT | SOCO | Internal | Winter | B17 | 100 | 3900 | 0 | 68.12 | 72.53 | 8 | 0
2020 | ENT_2_SOCO | ENT | SOCO | Internal | Winter | B18 | 400 | 3900 | 0 | 67.71 | 69.99 | 8 | 0
2020 | ENT_2_SOCO | ENT | SOCO | Internal | Winter | B19 | 700 | 3900 | 0 | 65.89 | 69.99 | 8 | 0
2020 | ENT_2_SOCO | ENT | SOCO | Internal | Winter | B20 | 935 | 3900 | 3900 | 59.86 | 69.09 | 8 | 1.23
2020 | ENT_2_SPP_S | ENT | SPP_S | Internal | Shoulder | B11 | 25 | 3292 | 0 | 72.57 | 67.57 | 8 | 0
2020 | ENT_2_SPP_S | ENT | SPP_S | Internal | Shoulder | B12 | 200 | 3292 | 0 | 67.4 | 62.42 | 8 | 0
2020 | ENT_2_SPP_S | ENT | SPP_S | Internal | Shoulder | B13 | 600 | 3292 | 0 | 65.51 | 60.52 | 8 | 0
2020 | ENT_2_SPP_S | ENT | SPP_S | Internal | Shoulder | B14 | 900 | 3292 | 0 | 62.24 | 57.24 | 8 | 0
2020 | ENT_2_SPP_S | ENT | SPP_S | Internal | Shoulder | B15 | 1203 | 3292 | 0 | 57.88 | 49.4 | 8 | 0
2020 | ENT_2_SPP_S | ENT | SPP_S | Internal | Summer | B1 | 10 | 3292 | 0 | 93.34 | 64.09 | 8 | 0
2020 | ENT_2_SPP_S | ENT | SPP_S | Internal | Summer | B2 | 25 | 3292 | 0 | 100.77 | 92.88 | 8 | 0
2020 | ENT_2_SPP_S | ENT | SPP_S | Internal | Summer | B3 | 75 | 3292 | 0 | 100.77 | 93.66 | 8 | 0
2020 | ENT_2_SPP_S | ENT | SPP_S | Internal | Summer | B4 | 100 | 3292 | 0 | 97.88 | 92.88 | 8 | 0
2020 | ENT_2_SPP_S | ENT | SPP_S | Internal | Summer | B5 | 200 | 3292 | 0 | 92.37 | 87.37 | 8 | 0
2020 | ENT_2_SPP_S | ENT | SPP_S | Internal | Summer | B6 | 300 | 3292 | 0 | 76.29 | 71.3 | 8 | 0
2020 | ENT_2_SPP_S | ENT | SPP_S | Internal | Summer | B7 | 400 | 3292 | 0 | 69.39 | 64.4 | 8 | 0
2020 | ENT_2_SPP_S | ENT | SPP_S | Internal | Summer | B8 | 500 | 3292 | 0 | 66.9 | 63.95 | 8 | 0
2020 | ENT_2_SPP_S | ENT | SPP_S | Internal | Summer | B9 | 800 | 3292 | 0 | 65.62 | 63.84 | 8 | 0
2020 | ENT_2_SPP_S | ENT | SPP_S | Internal | Summer | B10 | 1262 | 3292 | 0 | 61.03 | 56.05 | 8 | 0
2020 | ENT_2_SPP_S | ENT | SPP_S | Internal | Winter | B16 | 25 | 3292 | 0 | 71.12 | 66.12 | 8 | 0
2020 | ENT_2_SPP_S | ENT | SPP_S | Internal | Winter | B17 | 100 | 3292 | 0 | 68.12 | 63.12 | 8 | 0
2020 | ENT_2_SPP_S | ENT | SPP_S | Internal | Winter | B18 | 400 | 3292 | 0 | 67.71 | 62.72 | 8 | 0
2020 | ENT_2_SPP_S | ENT | SPP_S | Internal | Winter | B19 | 700 | 3292 | 0 | 65.89 | 60.9 | 8 | 0
2020 | ENT_2_SPP_S | ENT | SPP_S | Internal | Winter | B20 | 935 | 3292 | 0 | 59.86 | 54.86 | 8 | 0
2020 | ENT_2_TVA_Transmission | ENT | TVA_Transmission | Internal | Shoulder | B11 | 25 | 2100 | 0 | 72.57 | 80.02 | 8 | 0
2020 | ENT_2_TVA_Transmission | ENT | TVA_Transmission | Internal | Shoulder | B12 | 200 | 2100 | 0 | 67.4 | 71.09 | 8 | 0
2020 | ENT_2_TVA_Transmission | ENT | TVA_Transmission | Internal | Shoulder | B13 | 600 | 2100 | 0 | 65.51 | 69.07 | 8 | 0
2020 | ENT_2_TVA_Transmission | ENT | TVA_Transmission | Internal | Shoulder | B14 | 900 | 2100 | 0 | 62.24 | 67.92 | 8 | 0
2020 | ENT_2_TVA_Transmission | ENT | TVA_Transmission | Internal | Shoulder | B15 | 1203 | 2100 | 1074.51 | 57.88 | 65.88 | 8 | 0
2020 | ENT_2_TVA_Transmission | ENT | TVA_Transmission | Internal | Summer | B1 | 10 | 2100 | 2100 | 93.34 | 109.34 | 8 | 8
2020 | ENT_2_TVA_Transmission | ENT | TVA_Transmission | Internal | Summer | B2 | 25 | 2100 | 77.2 | 100.77 | 108.77 | 8 | 0
2020 | ENT_2_TVA_Transmission | ENT | TVA_Transmission | Internal | Summer | B3 | 75 | 2100 | 0 | 100.77 | 107.15 | 8 | 0
2020 | ENT_2_TVA_Transmission | ENT | TVA_Transmission | Internal | Summer | B4 | 100 | 2100 | 0 | 97.88 | 101.88 | 8 | 0
2020 | ENT_2_TVA_Transmission | ENT | TVA_Transmission | Internal | Summer | B5 | 200 | 2100 | 0 | 92.37 | 95.05 | 8 | 0
2020 | ENT_2_TVA_Transmission | ENT | TVA_Transmission | Internal | Summer | B6 | 300 | 2100 | 0 | 76.29 | 79.43 | 8 | 0
2020 | ENT_2_TVA_Transmission | ENT | TVA_Transmission | Internal | Summer | B7 | 400 | 2100 | 0 | 69.39 | 70.14 | 8 | 0
2020 | ENT_2_TVA_Transmission | ENT | TVA_Transmission | Internal | Summer | B8 | 500 | 2100 | 0 | 66.9 | 67.76 | 8 | 0
2020 | ENT_2_TVA_Transmission | ENT | TVA_Transmission | Internal | Summer | B9 | 800 | 2100 | 0 | 65.62 | 66.26 | 8 | 0
2020 | ENT_2_TVA_Transmission | ENT | TVA_Transmission | Internal | Summer | B10 | 1262 | 2100 | 0 | 61.03 | 63.58 | 8 | 0
2020 | ENT_2_TVA_Transmission | ENT | TVA_Transmission | Internal | Winter | B16 | 25 | 2100 | 1127.93 | 71.12 | 79.12 | 8 | 0
2020 | ENT_2_TVA_Transmission | ENT | TVA_Transmission | Internal | Winter | B17 | 100 | 2100 | 0 | 68.12 | 73.88 | 8 | 0
2020 | ENT_2_TVA_Transmission | ENT | TVA_Transmission | Internal | Winter | B18 | 400 | 2100 | 0 | 67.71 | 71.83 | 8 | 0
2020 | ENT_2_TVA_Transmission | ENT | TVA_Transmission | Internal | Winter | B19 | 700 | 2100 | 0 | 65.89 | 70.53 | 8 | 0
2020 | ENT_2_TVA_Transmission | ENT | TVA_Transmission | Internal | Winter | B20 | 935 | 2100 | 172.86 | 59.86 | 67.86 | 8 | 0
2020 | FRCC_2_SOCO | FRCC | SOCO | Internal | Shoulder | B11 | 25 | 900 | 0 | 103.01 | 88.79 | 8 | 0
2020 | FRCC_2_SOCO | FRCC | SOCO | Internal | Shoulder | B12 | 200 | 900 | 0 | 75.45 | 69.5 | 8 | 0
2020 | FRCC_2_SOCO | FRCC | SOCO | Internal | Shoulder | B13 | 600 | 900 | 0 | 73.67 | 67.38 | 8 | 0
2020 | FRCC_2_SOCO | FRCC | SOCO | Internal | Shoulder | B14 | 900 | 900 | 0 | 72.31 | 67.38 | 8 | 0
2020 | FRCC_2_SOCO | FRCC | SOCO | Internal | Shoulder | B15 | 1203 | 900 | 0 | 72.31 | 67.38 | 8 | 0
2020 | FRCC_2_SOCO | FRCC | SOCO | Internal | Summer | B1 | 10 | 900 | 0 | 119.92 | 109.92 | 8 | 0
2020 | FRCC_2_SOCO | FRCC | SOCO | Internal | Summer | B2 | 25 | 900 | 0 | 116.56 | 109.92 | 8 | 0
2020 | FRCC_2_SOCO | FRCC | SOCO | Internal | Summer | B3 | 75 | 900 | 0 | 116.56 | 109.92 | 8 | 0
2020 | FRCC_2_SOCO | FRCC | SOCO | Internal | Summer | B4 | 100 | 900 | 0 | 116.56 | 109.92 | 8 | 0
2020 | FRCC_2_SOCO | FRCC | SOCO | Internal | Summer | B5 | 200 | 900 | 0 | 113.83 | 103.83 | 8 | 0
2020 | FRCC_2_SOCO | FRCC | SOCO | Internal | Summer | B6 | 300 | 900 | 0 | 96.23 | 86.23 | 8 | 0
2020 | FRCC_2_SOCO | FRCC | SOCO | Internal | Summer | B7 | 400 | 900 | 0 | 85.21 | 77.39 | 8 | 0
2020 | FRCC_2_SOCO | FRCC | SOCO | Internal | Summer | B8 | 500 | 900 | 0 | 74.69 | 74.9 | 8 | 0
2020 | FRCC_2_SOCO | FRCC | SOCO | Internal | Summer | B9 | 800 | 900 | 0 | 71.58 | 66.11 | 8 | 0
2020 | FRCC_2_SOCO | FRCC | SOCO | Internal | Summer | B10 | 1262 | 900 | 0 | 71.58 | 66.11 | 8 | 0
2020 | FRCC_2_SOCO | FRCC | SOCO | Internal | Winter | B16 | 25 | 900 | 0 | 98.12 | 88.12 | 8 | 0
2020 | FRCC_2_SOCO | FRCC | SOCO | Internal | Winter | B17 | 100 | 900 | 0 | 77.79 | 72.53 | 8 | 0
2020 | FRCC_2_SOCO | FRCC | SOCO | Internal | Winter | B18 | 400 | 900 | 0 | 74.54 | 69.99 | 8 | 0
2020 | FRCC_2_SOCO | FRCC | SOCO | Internal | Winter | B19 | 700 | 900 | 0 | 74.54 | 69.99 | 8 | 0
2020 | FRCC_2_SOCO | FRCC | SOCO | Internal | Winter | B20 | 935 | 900 | 0 | 74.54 | 69.09 | 8 | 0
2020 | HQ_NEISO_2_NEISO | HQ_NEISO | NEISO | Internal | Shoulder | B11 | 25 | 99999 | 2920 | 61.5 | 61.51 | 0.01 | 0
2020 | HQ_NEISO_2_NEISO | HQ_NEISO | NEISO | Internal | Shoulder | B12 | 200 | 99999 | 2920 | 61.04 | 61.05 | 0.01 | 0
2020 | HQ_NEISO_2_NEISO | HQ_NEISO | NEISO | Internal | Shoulder | B13 | 600 | 99999 | 2920 | 61.04 | 61.05 | 0.01 | 0
2020 | HQ_NEISO_2_NEISO | HQ_NEISO | NEISO | Internal | Shoulder | B14 | 900 | 99999 | 2920 | 61.04 | 61.05 | 0.01 | 0
2020 | HQ_NEISO_2_NEISO | HQ_NEISO | NEISO | Internal | Shoulder | B15 | 1203 | 99999 | 1143.24 | 61.04 | 61.05 | 0.01 | 0
2020 | HQ_NEISO_2_NEISO | HQ_NEISO | NEISO | Internal | Summer | B1 | 10 | 99999 | 2920.1 | 106.36 | 106.38 | 0.01 | 0
2020 | HQ_NEISO_2_NEISO | HQ_NEISO | NEISO | Internal | Summer | B2 | 25 | 99999 | 2920.1 | 94.38 | 94.39 | 0.01 | 0
2020 | HQ_NEISO_2_NEISO | HQ_NEISO | NEISO | Internal | Summer | B3 | 75 | 99999 | 2920 | 80.54 | 80.55 | 0.01 | 0
2020 | HQ_NEISO_2_NEISO | HQ_NEISO | NEISO | Internal | Summer | B4 | 100 | 99999 | 2920 | 79.41 | 79.42 | 0.01 | 0
2020 | HQ_NEISO_2_NEISO | HQ_NEISO | NEISO | Internal | Summer | B5 | 200 | 99999 | 2920 | 58.62 | 58.63 | 0.01 | 0
2020 | HQ_NEISO_2_NEISO | HQ_NEISO | NEISO | Internal | Summer | B6 | 300 | 99999 | 2920 | 58.62 | 58.63 | 0.01 | 0
2020 | HQ_NEISO_2_NEISO | HQ_NEISO | NEISO | Internal | Summer | B7 | 400 | 99999 | 2920 | 58.62 | 58.63 | 0.01 | 0
2020 | HQ_NEISO_2_NEISO | HQ_NEISO | NEISO | Internal | Summer | B8 | 500 | 99999 | 2920 | 58.62 | 58.63 | 0.01 | 0
2020 | HQ_NEISO_2_NEISO | HQ_NEISO | NEISO | Internal | Summer | B9 | 800 | 99999 | 2920 | 58.62 | 58.63 | 0.01 | 0
2020 | HQ_NEISO_2_NEISO | HQ_NEISO | NEISO | Internal | Summer | B10 | 1262 | 99999 | 795.94 | 58.62 | 58.63 | 0.01 | 0
2020 | HQ_NEISO_2_NEISO | HQ_NEISO | NEISO | Internal | Winter | B16 | 25 | 99999 | 2920 | 70.43 | 70.44 | 0.01 | 0
2020 | HQ_NEISO_2_NEISO | HQ_NEISO | NEISO | Internal | Winter | B17 | 100 | 99999 | 2920 | 69.58 | 69.59 | 0.01 | 0
2020 | HQ_NEISO_2_NEISO | HQ_NEISO | NEISO | Internal | Winter | B18 | 400 | 99999 | 2920 | 69.41 | 69.42 | 0.01 | 0
2020 | HQ_NEISO_2_NEISO | HQ_NEISO | NEISO | Internal | Winter | B19 | 700 | 99999 | 2920 | 69.41 | 69.42 | 0.01 | 0
2020 | HQ_NEISO_2_NEISO | HQ_NEISO | NEISO | Internal | Winter | B20 | 935 | 99999 | 1233.58 | 69.41 | 69.42 | 0.01 | 0
2020 | HQ_NY_2_NYISO_A-F | HQ_NY | NYISO_A-F | Internal | Shoulder | B11 | 25 | 99999 | 1000 | 65.62 | 65.63 | 0.01 | 0
2020 | HQ_NY_2_NYISO_A-F | HQ_NY | NYISO_A-F | Internal | Shoulder | B12 | 200 | 99999 | 1000 | 64.01 | 64.03 | 0.01 | 0
2020 | HQ_NY_2_NYISO_A-F | HQ_NY | NYISO_A-F | Internal | Shoulder | B13 | 600 | 99999 | 1000 | 64.01 | 64.03 | 0.01 | 0
2020 | HQ_NY_2_NYISO_A-F | HQ_NY | NYISO_A-F | Internal | Shoulder | B14 | 900 | 99999 | 1000 | 62.61 | 62.62 | 0.01 | 0
2020 | HQ_NY_2_NYISO_A-F | HQ_NY | NYISO_A-F | Internal | Shoulder | B15 | 1203 | 99999 | 188.69 | 62.61 | 62.62 | 0.01 | 0
2020 | HQ_NY_2_NYISO_A-F | HQ_NY | NYISO_A-F | Internal | Summer | B1 | 10 | 99999 | 1000.1 | 95.34 | 95.35 | 0.01 | 0
2020 | HQ_NY_2_NYISO_A-F | HQ_NY | NYISO_A-F | Internal | Summer | B2 | 25 | 99999 | 1000.1 | 94.77 | 94.79 | 0.01 | 0
2020 | HQ_NY_2_NYISO_A-F | HQ_NY | NYISO_A-F | Internal | Summer | B3 | 75 | 99999 | 1000 | 83.54 | 83.55 | 0.01 | 0
2020 | HQ_NY_2_NYISO_A-F | HQ_NY | NYISO_A-F | Internal | Summer | B4 | 100 | 99999 | 1000 | 82.41 | 82.42 | 0.01 | 0
2020 | HQ_NY_2_NYISO_A-F | HQ_NY | NYISO_A-F | Internal | Summer | B5 | 200 | 99999 | 1000 | 74.77 | 74.79 | 0.01 | 0
2020 | HQ_NY_2_NYISO_A-F | HQ_NY | NYISO_A-F | Internal | Summer | B6 | 300 | 99999 | 1000 | 68.32 | 68.33 | 0.01 | 0
2020 | HQ_NY_2_NYISO_A-F | HQ_NY | NYISO_A-F | Internal | Summer | B7 | 400 | 99999 | 1000 | 61.62 | 61.63 | 0.01 | 0
2020 | HQ_NY_2_NYISO_A-F | HQ_NY | NYISO_A-F | Internal | Summer | B8 | 500 | 99999 | 1000 | 61.6 | 61.61 | 0.01 | 0
2020 | HQ_NY_2_NYISO_A-F | HQ_NY | NYISO_A-F | Internal | Summer | B9 | 800 | 99999 | 1000 | 60.02 | 60.03 | 0.01 | 0
2020 | HQ_NY_2_NYISO_A-F | HQ_NY | NYISO_A-F | Internal | Summer | B10 | 1262 | 99999 | 30.11 | 60.02 | 60.03 | 0.01 | 0
2020 | HQ_NY_2_NYISO_A-F | HQ_NY | NYISO_A-F | Internal | Winter | B16 | 25 | 99999 | 1000 | 72.95 | 72.97 | 0.01 | 0
2020 | HQ_NY_2_NYISO_A-F | HQ_NY | NYISO_A-F | Internal | Winter | B17 | 100 | 99999 | 1000 | 66.58 | 66.59 | 0.01 | 0
2020 | HQ_NY_2_NYISO_A-F | HQ_NY | NYISO_A-F | Internal | Winter | B18 | 400 | 99999 | 1000 | 66.41 | 66.42 | 0.01 | 0
2020 | HQ_NY_2_NYISO_A-F | HQ_NY | NYISO_A-F | Internal | Winter | B19 | 700 | 99999 | 1000 | 66.41 | 66.42 | 0.01 | 0
2020 | HQ_NY_2_NYISO_A-F | HQ_NY | NYISO_A-F | Internal | Winter | B20 | 935 | 99999 | 229.95 | 66.41 | 66.42 | 0.01 | 0
2020 | HQ_IESO_2_IESO | HQ_IESO | IESO | Internal | Shoulder | B11 | 25 | 99999 | 400 | 48.02 | 48.03 | 0.01 | 0
2020 | HQ_IESO_2_IESO | HQ_IESO | IESO | Internal | Shoulder | B12 | 200 | 99999 | 400 | 48.02 | 48.03 | 0.01 | 0
2020 | HQ_IESO_2_IESO | HQ_IESO | IESO | Internal | Shoulder | B13 | 600 | 99999 | 400 | 48.02 | 48.03 | 0.01 | 0
2020 | HQ_IESO_2_IESO | HQ_IESO | IESO | Internal | Shoulder | B14 | 900 | 99999 | 400 | 48.02 | 48.03 | 0.01 | 0
2020 | HQ_IESO_2_IESO | HQ_IESO | IESO | Internal | Shoulder | B15 | 1203 | 99999 | 75.48 | 48.02 | 48.03 | 0.01 | 0
2020 | HQ_IESO_2_IESO | HQ_IESO | IESO | Internal | Summer | B1 | 10 | 99999 | 400.1 | 88.34 | 88.35 | 0.01 | 0
2020 | HQ_IESO_2_IESO | HQ_IESO | IESO | Internal | Summer | B2 | 25 | 99999 | 400.1 | 87.77 | 87.79 | 0.01 | 0
2020 | HQ_IESO_2_IESO | HQ_IESO | IESO | Internal | Summer | B3 | 75 | 99999 | 400 | 76.54 | 76.55 | 0.01 | 0
2020 | HQ_IESO_2_IESO | HQ_IESO | IESO | Internal | Summer | B4 | 100 | 99999 | 400 | 47.03 | 47.04 | 0.01 | 0
2020 | HQ_IESO_2_IESO | HQ_IESO | IESO | Internal | Summer | B5 | 200 | 99999 | 400 | 47.03 | 47.04 | 0.01 | 0
2020 | HQ_IESO_2_IESO | HQ_IESO | IESO | Internal | Summer | B6 | 300 | 99999 | 400 | 47.03 | 47.04 | 0.01 | 0
2020 | HQ_IESO_2_IESO | HQ_IESO | IESO | Internal | Summer | B7 | 400 | 99999 | 400 | 47.03 | 47.04 | 0.01 | 0
2020 | HQ_IESO_2_IESO | HQ_IESO | IESO | Internal | Summer | B8 | 500 | 99999 | 400 | 47.03 | 47.04 | 0.01 | 0
2020 | HQ_IESO_2_IESO | HQ_IESO | IESO | Internal | Summer | B9 | 800 | 99999 | 400 | 47.03 | 47.04 | 0.01 | 0
2020 | HQ_IESO_2_IESO | HQ_IESO | IESO | Internal | Summer | B10 | 1262 | 99999 | 12.04 | 47.03 | 47.04 | 0.01 | 0
2020 | HQ_IESO_2_IESO | HQ_IESO | IESO | Internal | Winter | B16 | 25 | 99999 | 400 | 49.95 | 49.96 | 0.01 | 0
2020 | HQ_IESO_2_IESO | HQ_IESO | IESO | Internal | Winter | B17 | 100 | 99999 | 400 | 49.95 | 49.96 | 0.01 | 0
2020 | HQ_IESO_2_IESO | HQ_IESO | IESO | Internal | Winter | B18 | 400 | 99999 | 400 | 49.95 | 49.96 | 0.01 | 0
2020 | HQ_IESO_2_IESO | HQ_IESO | IESO | Internal | Winter | B19 | 700 | 99999 | 400 | 49.95 | 49.96 | 0.01 | 0
2020 | HQ_IESO_2_IESO | HQ_IESO | IESO | Internal | Winter | B20 | 935 | 99999 | 91.98 | 49.95 | 49.96 | 0.01 | 0
2020 | IESO_2_MAPP_CA | IESO | MAPP_CA | Internal | Shoulder | B11 | 25 | 262 | 262 | 48.03 | 62.24 | 7 | 7.21
2020 | IESO_2_MAPP_CA | IESO | MAPP_CA | Internal | Shoulder | B12 | 200 | 262 | 262 | 48.03 | 67.39 | 7 | 12.36
2020 | IESO_2_MAPP_CA | IESO | MAPP_CA | Internal | Shoulder | B13 | 600 | 262 | 262 | 48.03 | 64.86 | 7 | 9.83
2020 | IESO_2_MAPP_CA | IESO | MAPP_CA | Internal | Shoulder | B14 | 900 | 262 | 262 | 48.03 | 62.24 | 7 | 7.21
2020 | IESO_2_MAPP_CA | IESO | MAPP_CA | Internal | Shoulder | B15 | 1203 | 262 | 262 | 48.03 | 62.24 | 7 | 7.21
2020 | IESO_2_MAPP_CA | IESO | MAPP_CA | Internal | Summer | B1 | 10 | 262 | 0 | 88.35 | 89.86 | 7 | 0
2020 | IESO_2_MAPP_CA | IESO | MAPP_CA | Internal | Summer | B2 | 25 | 262 | 0 | 87.79 | 89.86 | 7 | 0
2020 | IESO_2_MAPP_CA | IESO | MAPP_CA | Internal | Summer | B3 | 75 | 262 | 262 | 76.55 | 89.86 | 7 | 6.31
2020 | IESO_2_MAPP_CA | IESO | MAPP_CA | Internal | Summer | B4 | 100 | 262 | 262 | 47.04 | 89.86 | 7 | 35.82
2020 | IESO_2_MAPP_CA | IESO | MAPP_CA | Internal | Summer | B5 | 200 | 262 | 262 | 47.04 | 79.15 | 7 | 25.11
2020 | IESO_2_MAPP_CA | IESO | MAPP_CA | Internal | Summer | B6 | 300 | 262 | 262 | 47.04 | 76.27 | 7 | 22.23
2020 | IESO_2_MAPP_CA | IESO | MAPP_CA | Internal | Summer | B7 | 400 | 262 | 262 | 47.04 | 62.45 | 7 | 8.41
2020 | IESO_2_MAPP_CA | IESO | MAPP_CA | Internal | Summer | B8 | 500 | 262 | 262 | 47.04 | 62.45 | 7 | 8.41
2020 | IESO_2_MAPP_CA | IESO | MAPP_CA | Internal | Summer | B9 | 800 | 262 | 262 | 47.04 | 62.45 | 7 | 8.41
2020 | IESO_2_MAPP_CA | IESO | MAPP_CA | Internal | Summer | B10 | 1262 | 262 | 262 | 47.04 | 62.45 | 7 | 8.41
2020 | IESO_2_MAPP_CA | IESO | MAPP_CA | Internal | Winter | B16 | 25 | 262 | 262 | 49.96 | 80.71 | 7 | 23.74
2020 | IESO_2_MAPP_CA | IESO | MAPP_CA | Internal | Winter | B17 | 100 | 262 | 262 | 49.96 | 72.57 | 7 | 15.6
2020 | IESO_2_MAPP_CA | IESO | MAPP_CA | Internal | Winter | B18 | 400 | 262 | 262 | 49.96 | 67.45 | 7 | 10.49
2020 | IESO_2_MAPP_CA | IESO | MAPP_CA | Internal | Winter | B19 | 700 | 262 | 262 | 49.96 | 65.87 | 7 | 8.91
2020 | IESO_2_MAPP_CA | IESO | MAPP_CA | Internal | Winter | B20 | 935 | 262 | 262 | 49.96 | 65.87 | 7 | 8.91
2020 | IESO_2_MISO_MI | IESO | MISO_MI | Internal | Shoulder | B11 | 25 | 2591 | 2591 | 48.03 | 72.58 | 7 | 17.55
2020 | IESO_2_MISO_MI | IESO | MISO_MI | Internal | Shoulder | B12 | 200 | 2591 | 2591 | 48.03 | 67.4 | 7 | 12.37
2020 | IESO_2_MISO_MI | IESO | MISO_MI | Internal | Shoulder | B13 | 600 | 2591 | 2591 | 48.03 | 64.88 | 7 | 9.85
2020 | IESO_2_MISO_MI | IESO | MISO_MI | Internal | Shoulder | B14 | 900 | 2591 | 2591 | 48.03 | 62.24 | 7 | 7.21
2020 | IESO_2_MISO_MI | IESO | MISO_MI | Internal | Shoulder | B15 | 1203 | 2591 | 2591 | 48.03 | 58.18 | 7 | 3.15
2020 | IESO_2_MISO_MI | IESO | MISO_MI | Internal | Summer | B1 | 10 | 2591 | 2591 | 88.35 | 101.34 | 7 | 5.99
2020 | IESO_2_MISO_MI | IESO | MISO_MI | Internal | Summer | B2 | 25 | 2591 | 2591 | 87.79 | 100.77 | 7 | 5.99
2020 | IESO_2_MISO_MI | IESO | MISO_MI | Internal | Summer | B3 | 75 | 2591 | 2591 | 76.55 | 99.16 | 7 | 15.61
2020 | IESO_2_MISO_MI | IESO | MISO_MI | Internal | Summer | B4 | 100 | 2591 | 2591 | 47.04 | 93.88 | 7 | 39.84
2020 | IESO_2_MISO_MI | IESO | MISO_MI | Internal | Summer | B5 | 200 | 2591 | 2591 | 47.04 | 79.39 | 7 | 25.35
2020 | IESO_2_MISO_MI | IESO | MISO_MI | Internal | Summer | B6 | 300 | 2591 | 2591 | 47.04 | 74.34 | 7 | 20.31
2020 | IESO_2_MISO_MI | IESO | MISO_MI | Internal | Summer | B7 | 400 | 2591 | 2591 | 47.04 | 64.11 | 7 | 10.07
2020 | IESO_2_MISO_MI | IESO | MISO_MI | Internal | Summer | B8 | 500 | 2591 | 2591 | 47.04 | 61.24 | 7 | 7.2
2020 | IESO_2_MISO_MI | IESO | MISO_MI | Internal | Summer | B9 | 800 | 2591 | 2591 | 47.04 | 59.02 | 7 | 4.98
2020 | IESO_2_MISO_MI | IESO | MISO_MI | Internal | Summer | B10 | 1262 | 2591 | 2591 | 47.04 | 57.76 | 7 | 3.72
2020 | IESO_2_MISO_MI | IESO | MISO_MI | Internal | Winter | B16 | 25 | 2591 | 2591 | 49.96 | 79.12 | 7 | 22.16
2020 | IESO_2_MISO_MI | IESO | MISO_MI | Internal | Winter | B17 | 100 | 2591 | 2591 | 49.96 | 68.88 | 7 | 11.92
2020 | IESO_2_MISO_MI | IESO | MISO_MI | Internal | Winter | B18 | 400 | 2591 | 2591 | 49.96 | 67.46 | 7 | 10.5
2020 | IESO_2_MISO_MI | IESO | MISO_MI | Internal | Winter | B19 | 700 | 2591 | 2591 | 49.96 | 65.28 | 7 | 8.32
2020 | IESO_2_MISO_MI | IESO | MISO_MI | Internal | Winter | B20 | 935 | 2591 | 2591 | 49.96 | 59.86 | 7 | 2.9
2020 | IESO_2_MISO_W | IESO | MISO_W | Internal | Shoulder | B11 | 25 | 207 | 207 | 48.03 | 72.58 | 7 | 17.55
2020 | IESO_2_MISO_W | IESO | MISO_W | Internal | Shoulder | B12 | 200 | 207 | 207 | 48.03 | 67.4 | 7 | 12.37
2020 | IESO_2_MISO_W | IESO | MISO_W | Internal | Shoulder | B13 | 600 | 207 | 207 | 48.03 | 64.87 | 7 | 9.84
2020 | IESO_2_MISO_W | IESO | MISO_W | Internal | Shoulder | B14 | 900 | 207 | 207 | 48.03 | 62.25 | 7 | 7.22
2020 | IESO_2_MISO_W | IESO | MISO_W | Internal | Shoulder | B15 | 1203 | 207 | 207 | 48.03 | 58.19 | 7 | 3.16
2020 | IESO_2_MISO_W | IESO | MISO_W | Internal | Summer | B1 | 10 | 207 | 207 | 88.35 | 101.89 | 7 | 6.53
2020 | IESO_2_MISO_W | IESO | MISO_W | Internal | Summer | B2 | 25 | 207 | 207 | 87.79 | 100.79 | 7 | 6
2020 | IESO_2_MISO_W | IESO | MISO_W | Internal | Summer | B3 | 75 | 207 | 207 | 76.55 | 100.79 | 7 | 17.24
2020 | IESO_2_MISO_W | IESO | MISO_W | Internal | Summer | B4 | 100 | 207 | 207 | 47.04 | 97.88 | 7 | 43.84
2020 | IESO_2_MISO_W | IESO | MISO_W | Internal | Summer | B5 | 200 | 207 | 207 | 47.04 | 92.37 | 7 | 38.33
2020 | IESO_2_MISO_W | IESO | MISO_W | Internal | Summer | B6 | 300 | 207 | 207 | 47.04 | 76.28 | 7 | 22.24
2020 | IESO_2_MISO_W | IESO | MISO_W | Internal | Summer | B7 | 400 | 207 | 207 | 47.04 | 68.11 | 7 | 14.07
2020 | IESO_2_MISO_W | IESO | MISO_W | Internal | Summer | B8 | 500 | 207 | 207 | 47.04 | 62.96 | 7 | 8.92
2020 | IESO_2_MISO_W | IESO | MISO_W | Internal | Summer | B9 | 800 | 207 | 207 | 47.04 | 62.67 | 7 | 8.63
2020 | IESO_2_MISO_W | IESO | MISO_W | Internal | Summer | B10 | 1262 | 207 | 207 | 47.04 | 61.02 | 7 | 6.98
2020 | IESO_2_MISO_W | IESO | MISO_W | Internal | Winter | B16 | 25 | 207 | 207 | 49.96 | 80.72 | 7 | 23.75
2020 | IESO_2_MISO_W | IESO | MISO_W | Internal | Winter | B17 | 100 | 207 | 207 | 49.96 | 72.58 | 7 | 15.61
2020 | IESO_2_MISO_W | IESO | MISO_W | Internal | Winter | B18 | 400 | 207 | 207 | 49.96 | 67.46 | 7 | 10.5
2020 | IESO_2_MISO_W | IESO | MISO_W | Internal | Winter | B19 | 700 | 207 | 207 | 49.96 | 65.89 | 7 | 8.92
2020 | IESO_2_MISO_W | IESO | MISO_W | Internal | Winter | B20 | 935 | 207 | 207 | 49.96 | 59.87 | 7 | 2.91
2020 | IESO_2_NYISO_A-F | IESO | NYISO_A-F | Internal | Shoulder | B11 | 25 | 1725 | 1725 | 48.03 | 65.63 | 7 | 10.6
2020 | IESO_2_NYISO_A-F | IESO | NYISO_A-F | Internal | Shoulder | B12 | 200 | 1725 | 1725 | 48.03 | 64.03 | 7 | 8.99
2020 | IESO_2_NYISO_A-F | IESO | NYISO_A-F | Internal | Shoulder | B13 | 600 | 1725 | 1725 | 48.03 | 64.03 | 7 | 8.99
2020 | IESO_2_NYISO_A-F | IESO | NYISO_A-F | Internal | Shoulder | B14 | 900 | 1725 | 1725 | 48.03 | 62.62 | 7 | 7.59
2020 | IESO_2_NYISO_A-F | IESO | NYISO_A-F | Internal | Shoulder | B15 | 1203 | 1725 | 1725 | 48.03 | 62.62 | 7 | 7.59
2020 | IESO_2_NYISO_A-F | IESO | NYISO_A-F | Internal | Summer | B1 | 10 | 1725 | 533.01 | 88.35 | 95.35 | 7 | 0
2020 | IESO_2_NYISO_A-F | IESO | NYISO_A-F | Internal | Summer | B2 | 25 | 1725 | 961.49 | 87.79 | 94.79 | 7 | 0
2020 | IESO_2_NYISO_A-F | IESO | NYISO_A-F | Internal | Summer | B3 | 75 | 1725 | 1225.16 | 76.55 | 83.55 | 7 | 0
2020 | IESO_2_NYISO_A-F | IESO | NYISO_A-F | Internal | Summer | B4 | 100 | 1725 | 1725 | 47.04 | 82.42 | 7 | 28.38
2020 | IESO_2_NYISO_A-F | IESO | NYISO_A-F | Internal | Summer | B5 | 200 | 1725 | 1725 | 47.04 | 74.79 | 7 | 20.75
2020 | IESO_2_NYISO_A-F | IESO | NYISO_A-F | Internal | Summer | B6 | 300 | 1725 | 1725 | 47.04 | 68.33 | 7 | 14.29
2020 | IESO_2_NYISO_A-F | IESO | NYISO_A-F | Internal | Summer | B7 | 400 | 1725 | 1725 | 47.04 | 61.63 | 7 | 7.59
2020 | IESO_2_NYISO_A-F | IESO | NYISO_A-F | Internal | Summer | B8 | 500 | 1725 | 1725 | 47.04 | 61.61 | 7 | 7.57
2020 | IESO_2_NYISO_A-F | IESO | NYISO_A-F | Internal | Summer | B9 | 800 | 1725 | 1725 | 47.04 | 60.03 | 7 | 5.99
2020 | IESO_2_NYISO_A-F | IESO | NYISO_A-F | Internal | Summer | B10 | 1262 | 1725 | 1725 | 47.04 | 60.03 | 7 | 5.99
2020 | IESO_2_NYISO_A-F | IESO | NYISO_A-F | Internal | Winter | B16 | 25 | 1725 | 1725 | 49.96 | 72.97 | 7 | 16
2020 | IESO_2_NYISO_A-F | IESO | NYISO_A-F | Internal | Winter | B17 | 100 | 1725 | 1725 | 49.96 | 66.59 | 7 | 9.63
2020 | IESO_2_NYISO_A-F | IESO | NYISO_A-F | Internal | Winter | B18 | 400 | 1725 | 1725 | 49.96 | 66.42 | 7 | 9.45
2020 | IESO_2_NYISO_A-F | IESO | NYISO_A-F | Internal | Winter | B19 | 700 | 1725 | 1725 | 49.96 | 66.42 | 7 | 9.45
2020 | IESO_2_NYISO_A-F | IESO | NYISO_A-F | Internal | Winter | B20 | 935 | 1725 | 1725 | 49.96 | 66.42 | 7 | 9.45
2020 | MAPP_CA_2_IESO | MAPP_CA | IESO | Internal | Shoulder | B11 | 25 | 330 | 0 | 62.24 | 48.03 | 8 | 0
2020 | MAPP_CA_2_IESO | MAPP_CA | IESO | Internal | Shoulder | B12 | 200 | 330 | 0 | 67.39 | 48.03 | 8 | 0
2020 | MAPP_CA_2_IESO | MAPP_CA | IESO | Internal | Shoulder | B13 | 600 | 330 | 0 | 64.86 | 48.03 | 8 | 0
2020 | MAPP_CA_2_IESO | MAPP_CA | IESO | Internal | Shoulder | B14 | 900 | 330 | 0 | 62.24 | 48.03 | 8 | 0
2020 | MAPP_CA_2_IESO | MAPP_CA | IESO | Internal | Shoulder | B15 | 1203 | 330 | 0 | 62.24 | 48.03 | 8 | 0
2020 | MAPP_CA_2_IESO | MAPP_CA | IESO | Internal | Summer | B1 | 10 | 330 | 0 | 89.86 | 88.35 | 8 | 0
2020 | MAPP_CA_2_IESO | MAPP_CA | IESO | Internal | Summer | B2 | 25 | 330 | 0 | 89.86 | 87.79 | 8 | 0
2020 | MAPP_CA_2_IESO | MAPP_CA | IESO | Internal | Summer | B3 | 75 | 330 | 0 | 89.86 | 76.55 | 8 | 0
2020 | MAPP_CA_2_IESO | MAPP_CA | IESO | Internal | Summer | B4 | 100 | 330 | 0 | 89.86 | 47.04 | 8 | 0
2020 | MAPP_CA_2_IESO | MAPP_CA | IESO | Internal | Summer | B5 | 200 | 330 | 0 | 79.15 | 47.04 | 8 | 0
2020 | MAPP_CA_2_IESO | MAPP_CA | IESO | Internal | Summer | B6 | 300 | 330 | 0 | 76.27 | 47.04 | 8 | 0
2020 | MAPP_CA_2_IESO | MAPP_CA | IESO | Internal | Summer | B7 | 400 | 330 | 0 | 62.45 | 47.04 | 8 | 0
2020 | MAPP_CA_2_IESO | MAPP_CA | IESO | Internal | Summer | B8 | 500 | 330 | 0 | 62.45 | 47.04 | 8 | 0
2020 | MAPP_CA_2_IESO | MAPP_CA | IESO | Internal | Summer | B9 | 800 | 330 | 0 | 62.45 | 47.04 | 8 | 0
2020 | MAPP_CA_2_IESO | MAPP_CA | IESO | Internal | Summer | B10 | 1262 | 330 | 0 | 62.45 | 47.04 | 8 | 0
2020 | MAPP_CA_2_IESO | MAPP_CA | IESO | Internal | Winter | B16 | 25 | 330 | 0 | 80.71 | 49.96 | 8 | 0
2020 | MAPP_CA_2_IESO | MAPP_CA | IESO | Internal | Winter | B17 | 100 | 330 | 0 | 72.57 | 49.96 | 8 | 0
2020 | MAPP_CA_2_IESO | MAPP_CA | IESO | Internal | Winter | B18 | 400 | 330 | 0 | 67.45 | 49.96 | 8 | 0
2020 | MAPP_CA_2_IESO | MAPP_CA | IESO | Internal | Winter | B19 | 700 | 330 | 0 | 65.87 | 49.96 | 8 | 0
2020 | MAPP_CA_2_IESO | MAPP_CA | IESO | Internal | Winter | B20 | 935 | 330 | 0 | 65.87 | 49.96 | 8 | 0
2020 | MAPP_CA_2_MAPP_US | MAPP_CA | MAPP_US | Internal | Shoulder | B11 | 25 | 372 | 0 | 62.24 | 65.58 | 7 | 0
2020 | MAPP_CA_2_MAPP_US | MAPP_CA | MAPP_US | Internal | Shoulder | B12 | 200 | 372 | 0 | 67.39 | 60.4 | 7 | 0
2020 | MAPP_CA_2_MAPP_US | MAPP_CA | MAPP_US | Internal | Shoulder | B13 | 600 | 372 | 0 | 64.86 | 57.87 | 7 | 0
2020 | MAPP_CA_2_MAPP_US | MAPP_CA | MAPP_US | Internal | Shoulder | B14 | 900 | 372 | 0 | 62.24 | 57.67 | 7 | 0
2020 | MAPP_CA_2_MAPP_US | MAPP_CA | MAPP_US | Internal | Shoulder | B15 | 1203 | 372 | 0 | 62.24 | 55.45 | 7 | 0
2020 | MAPP_CA_2_MAPP_US | MAPP_CA | MAPP_US | Internal | Summer | B1 | 10 | 372 | 0 | 89.86 | 94.89 | 7 | 0
2020 | MAPP_CA_2_MAPP_US | MAPP_CA | MAPP_US | Internal | Summer | B2 | 25 | 372 | 0 | 89.86 | 93.79 | 7 | 0
2020 | MAPP_CA_2_MAPP_US | MAPP_CA | MAPP_US | Internal | Summer | B3 | 75 | 372 | 0 | 89.86 | 93.79 | 7 | 0
2020 | MAPP_CA_2_MAPP_US | MAPP_CA | MAPP_US | Internal | Summer | B4 | 100 | 372 | 0 | 89.86 | 90.88 | 7 | 0
2020 | MAPP_CA_2_MAPP_US | MAPP_CA | MAPP_US | Internal | Summer | B5 | 200 | 372 | 0 | 79.15 | 85.37 | 7 | 0
2020 | MAPP_CA_2_MAPP_US | MAPP_CA | MAPP_US | Internal | Summer | B6 | 300 | 372 | 0 | 76.27 | 69.28 | 7 | 0
2020 | MAPP_CA_2_MAPP_US | MAPP_CA | MAPP_US | Internal | Summer | B7 | 400 | 372 | 0 | 62.45 | 61.11 | 7 | 0
2020 | MAPP_CA_2_MAPP_US | MAPP_CA | MAPP_US | Internal | Summer | B8 | 500 | 372 | 0 | 62.45 | 55.96 | 7 | 0
2020 | MAPP_CA_2_MAPP_US | MAPP_CA | MAPP_US | Internal | Summer | B9 | 800 | 372 | 0 | 62.45 | 55.67 | 7 | 0
2020 | MAPP_CA_2_MAPP_US | MAPP_CA | MAPP_US | Internal | Summer | B10 | 1262 | 372 | 0 | 62.45 | 55.45 | 7 | 0
2020 | MAPP_CA_2_MAPP_US | MAPP_CA | MAPP_US | Internal | Winter | B16 | 25 | 372 | 0 | 80.71 | 65.58 | 7 | 0
2020 | MAPP_CA_2_MAPP_US | MAPP_CA | MAPP_US | Internal | Winter | B17 | 100 | 372 | 0 | 72.57 | 65.58 | 7 | 0
2020 | MAPP_CA_2_MAPP_US | MAPP_CA | MAPP_US | Internal | Winter | B18 | 400 | 372 | 0 | 67.45 | 60.46 | 7 | 0
2020 | MAPP_CA_2_MAPP_US | MAPP_CA | MAPP_US | Internal | Winter | B19 | 700 | 372 | 0 | 65.87 | 60.46 | 7 | 0
2020 | MAPP_CA_2_MAPP_US | MAPP_CA | MAPP_US | Internal | Winter | B20 | 935 | 372 | 0 | 65.87 | 57.28 | 7 | 0
2020 | MAPP_CA_2_MISO_W | MAPP_CA | MISO_W | Internal | Shoulder | B11 | 25 | 1970 | 1970 | 62.24 | 72.58 | 0.01 | 10.32
2020 | MAPP_CA_2_MISO_W | MAPP_CA | MISO_W | Internal | Shoulder | B12 | 200 | 1970 | 1635.48 | 67.39 | 67.4 | 0.01 | 0
2020 | MAPP_CA_2_MISO_W | MAPP_CA | MISO_W | Internal | Shoulder | B13 | 600 | 1970 | 1711.19 | 64.86 | 64.87 | 0.01 | 0
2020 | MAPP_CA_2_MISO_W | MAPP_CA | MISO_W | Internal | Shoulder | B14 | 900 | 1970 | 1008.01 | 62.24 | 62.25 | 0.01 | 0
2020 | MAPP_CA_2_MISO_W | MAPP_CA | MISO_W | Internal | Shoulder | B15 | 1203 | 1970 | 0 | 62.24 | 58.19 | 0.01 | 0
2020 | MAPP_CA_2_MISO_W | MAPP_CA | MISO_W | Internal | Summer | B1 | 10 | 1970 | 1970 | 89.86 | 101.89 | 0.01 | 12.01
2020 | MAPP_CA_2_MISO_W | MAPP_CA | MISO_W | Internal | Summer | B2 | 25 | 1970 | 1970 | 89.86 | 100.79 | 0.01 | 10.91
2020 | MAPP_CA_2_MISO_W | MAPP_CA | MISO_W | Internal | Summer | B3 | 75 | 1970 | 1970 | 89.86 | 100.79 | 0.01 | 10.91
2020 | MAPP_CA_2_MISO_W | MAPP_CA | MISO_W | Internal | Summer | B4 | 100 | 1970 | 1970 | 89.86 | 97.88 | 0.01 | 8
2020 | MAPP_CA_2_MISO_W | MAPP_CA | MISO_W | Internal | Summer | B5 | 200 | 1970 | 1970 | 79.15 | 92.37 | 0.01 | 13.21
2020 | MAPP_CA_2_MISO_W | MAPP_CA | MISO_W | Internal | Summer | B6 | 300 | 1970 | 1952.88 | 76.27 | 76.28 | 0.01 | 0
2020 | MAPP_CA_2_MISO_W | MAPP_CA | MISO_W | Internal | Summer | B7 | 400 | 1970 | 1970 | 62.45 | 68.11 | 0.01 | 5.65
2020 | MAPP_CA_2_MISO_W | MAPP_CA | MISO_W | Internal | Summer | B8 | 500 | 1970 | 1970 | 62.45 | 62.96 | 0.01 | 0.51
2020 | MAPP_CA_2_MISO_W | MAPP_CA | MISO_W | Internal | Summer | B9 | 800 | 1970 | 1970 | 62.45 | 62.67 | 0.01 | 0.21
2020 | MAPP_CA_2_MISO_W | MAPP_CA | MISO_W | Internal | Summer | B10 | 1262 | 1970 | 0 | 62.45 | 61.02 | 0.01 | 0
2020 | MAPP_CA_2_MISO_W | MAPP_CA | MISO_W | Internal | Winter | B16 | 25 | 1970 | 1545.63 | 80.71 | 80.72 | 0.01 | 0
2020 | MAPP_CA_2_MISO_W | MAPP_CA | MISO_W | Internal | Winter | B17 | 100 | 1970 | 1133.17 | 72.57 | 72.58 | 0.01 | 0
2020 | MAPP_CA_2_MISO_W | MAPP_CA | MISO_W | Internal | Winter | B18 | 400 | 1970 | 1222.31 | 67.45 | 67.46 | 0.01 | 0
2020 | MAPP_CA_2_MISO_W | MAPP_CA | MISO_W | Internal | Winter | B19 | 700 | 1970 | 927.81 | 65.87 | 65.89 | 0.01 | 0
2020 | MAPP_CA_2_MISO_W | MAPP_CA | MISO_W | Internal | Winter | B20 | 935 | 1970 | 0 | 65.87 | 59.87 | 0.01 | 0
2020 | MAPP_US_2_MAPP_CA | MAPP_US | MAPP_CA | Internal | Shoulder | B11 | 25 | 165 | 0 | 65.58 | 62.24 | 7 | 0
2020 | MAPP_US_2_MAPP_CA | MAPP_US | MAPP_CA | Internal | Shoulder | B12 | 200 | 165 | 0 | 60.4 | 67.39 | 7 | 0
2020 | MAPP_US_2_MAPP_CA | MAPP_US | MAPP_CA | Internal | Shoulder | B13 | 600 | 165 | 0 | 57.87 | 64.86 | 7 | 0
2020 | MAPP_US_2_MAPP_CA | MAPP_US | MAPP_CA | Internal | Shoulder | B14 | 900 | 165 | 0 | 57.67 | 62.24 | 7 | 0
2020 | MAPP_US_2_MAPP_CA | MAPP_US | MAPP_CA | Internal | Shoulder | B15 | 1203 | 165 | 0 | 55.45 | 62.24 | 7 | 0
2020 | MAPP_US_2_MAPP_CA | MAPP_US | MAPP_CA | Internal | Summer | B1 | 10 | 165 | 0 | 94.89 | 89.86 | 7 | 0
2020 | MAPP_US_2_MAPP_CA | MAPP_US | MAPP_CA | Internal | Summer | B2 | 25 | 165 | 0 | 93.79 | 89.86 | 7 | 0
2020 | MAPP_US_2_MAPP_CA | MAPP_US | MAPP_CA | Internal | Summer | B3 | 75 | 165 | 0 | 93.79 | 89.86 | 7 | 0
2020 | MAPP_US_2_MAPP_CA | MAPP_US | MAPP_CA | Internal | Summer | B4 | 100 | 165 | 0 | 90.88 | 89.86 | 7 | 0
2020 | MAPP_US_2_MAPP_CA | MAPP_US | MAPP_CA | Internal | Summer | B5 | 200 | 165 | 0 | 85.37 | 79.15 | 7 | 0
2020 | MAPP_US_2_MAPP_CA | MAPP_US | MAPP_CA | Internal | Summer | B6 | 300 | 165 | 0 | 69.28 | 76.27 | 7 | 0
2020 | MAPP_US_2_MAPP_CA | MAPP_US | MAPP_CA | Internal | Summer | B7 | 400 | 165 | 0 | 61.11 | 62.45 | 7 | 0
2020 | MAPP_US_2_MAPP_CA | MAPP_US | MAPP_CA | Internal | Summer | B8 | 500 | 165 | 0 | 55.96 | 62.45 | 7 | 0
2020 | MAPP_US_2_MAPP_CA | MAPP_US | MAPP_CA | Internal | Summer | B9 | 800 | 165 | 0 | 55.67 | 62.45 | 7 | 0
2020 | MAPP_US_2_MAPP_CA | MAPP_US | MAPP_CA | Internal | Summer | B10 | 1262 | 165 | 140.83 | 55.45 | 62.45 | 7 | 0
2020 | MAPP_US_2_MAPP_CA | MAPP_US | MAPP_CA | Internal | Winter | B16 | 25 | 165 | 165 | 65.58 | 80.71 | 7 | 8.13
2020 | MAPP_US_2_MAPP_CA | MAPP_US | MAPP_CA | Internal | Winter | B17 | 100 | 165 | 0 | 65.58 | 72.57 | 7 | 0
2020 | MAPP_US_2_MAPP_CA | MAPP_US | MAPP_CA | Internal | Winter | B18 | 400 | 165 | 0 | 60.46 | 67.45 | 7 | 0
2020 | MAPP_US_2_MAPP_CA | MAPP_US | MAPP_CA | Internal | Winter | B19 | 700 | 165 | 0 | 60.46 | 65.87 | 7 | 0
2020 | MAPP_US_2_MAPP_CA | MAPP_US | MAPP_CA | Internal | Winter | B20 | 935 | 165 | 165 | 57.28 | 65.87 | 7 | 1.6
2020 | MAPP_US_2_MISO_W | MAPP_US | MISO_W | Internal | Shoulder | B11 | 25 | 2635 | 1094.53 | 65.58 | 72.58 | 7 | 0
2020 | MAPP_US_2_MISO_W | MAPP_US | MISO_W | Internal | Shoulder | B12 | 200 | 2635 | 843.79 | 60.4 | 67.4 | 7 | 0
2020 | MAPP_US_2_MISO_W | MAPP_US | MISO_W | Internal | Shoulder | B13 | 600 | 2635 | 1127.45 | 57.87 | 64.87 | 7 | 0
2020 | MAPP_US_2_MISO_W | MAPP_US | MISO_W | Internal | Shoulder | B14 | 900 | 2635 | 0 | 57.67 | 62.25 | 7 | 0
2020 | MAPP_US_2_MISO_W | MAPP_US | MISO_W | Internal | Shoulder | B15 | 1203 | 2635 | 0 | 55.45 | 58.19 | 7 | 0
2020 | MAPP_US_2_MISO_W | MAPP_US | MISO_W | Internal | Summer | B1 | 10 | 2635 | 762.3 | 94.89 | 101.89 | 7 | 0
2020 | MAPP_US_2_MISO_W | MAPP_US | MISO_W | Internal | Summer | B2 | 25 | 2635 | 1171.01 | 93.79 | 100.79 | 7 | 0
2020 | MAPP_US_2_MISO_W | MAPP_US | MISO_W | Internal | Summer | B3 | 75 | 2635 | 1102.35 | 93.79 | 100.79 | 7 | 0
2020 | MAPP_US_2_MISO_W | MAPP_US | MISO_W | Internal | Summer | B4 | 100 | 2635 | 1164.87 | 90.88 | 97.88 | 7 | 0
2020 | MAPP_US_2_MISO_W | MAPP_US | MISO_W | Internal | Summer | B5 | 200 | 2635 | 972.82 | 85.37 | 92.37 | 7 | 0
2020 | MAPP_US_2_MISO_W | MAPP_US | MISO_W | Internal | Summer | B6 | 300 | 2635 | 1057.84 | 69.28 | 76.28 | 7 | 0
2020 | MAPP_US_2_MISO_W | MAPP_US | MISO_W | Internal | Summer | B7 | 400 | 2635 | 787.19 | 61.11 | 68.11 | 7 | 0
2020 | MAPP_US_2_MISO_W | MAPP_US | MISO_W | Internal | Summer | B8 | 500 | 2635 | 1040.37 | 55.96 | 62.96 | 7 | 0
2020 | MAPP_US_2_MISO_W | MAPP_US | MISO_W | Internal | Summer | B9 | 800 | 2635 | 364.36 | 55.67 | 62.67 | 7 | 0
2020 | MAPP_US_2_MISO_W | MAPP_US | MISO_W | Internal | Summer | B10 | 1262 | 2635 | 0 | 55.45 | 61.02 | 7 | 0
2020 | MAPP_US_2_MISO_W | MAPP_US | MISO_W | Internal | Winter | B16 | 25 | 2635 | 2635 | 65.58 | 80.72 | 7 | 8.14
2020 | MAPP_US_2_MISO_W | MAPP_US | MISO_W | Internal | Winter | B17 | 100 | 2635 | 1331.35 | 65.58 | 72.58 | 7 | 0
2020 | MAPP_US_2_MISO_W | MAPP_US | MISO_W | Internal | Winter | B18 | 400 | 2635 | 912.72 | 60.46 | 67.46 | 7 | 0
2020 | MAPP_US_2_MISO_W | MAPP_US | MISO_W | Internal | Winter | B19 | 700 | 2635 | 0 | 60.46 | 65.89 | 7 | 0
2020 | MAPP_US_2_MISO_W | MAPP_US | MISO_W | Internal | Winter | B20 | 935 | 2635 | 0 | 57.28 | 59.87 | 7 | 0
2020 | MAPP_US_2_NE | MAPP_US | NE | Internal | Shoulder | B11 | 25 | 2000 | 0 | 65.58 | 67.58 | 7 | 0
2020 | MAPP_US_2_NE | MAPP_US | NE | Internal | Shoulder | B12 | 200 | 2000 | 0 | 60.4 | 62.4 | 7 | 0
2020 | MAPP_US_2_NE | MAPP_US | NE | Internal | Shoulder | B13 | 600 | 2000 | 0 | 57.87 | 59.87 | 7 | 0
2020 | MAPP_US_2_NE | MAPP_US | NE | Internal | Shoulder | B14 | 900 | 2000 | 0 | 57.67 | 57.23 | 7 | 0
2020 | MAPP_US_2_NE | MAPP_US | NE | Internal | Shoulder | B15 | 1203 | 2000 | 0 | 55.45 | 52.87 | 7 | 0
2020 | MAPP_US_2_NE | MAPP_US | NE | Internal | Summer | B1 | 10 | 2000 | 0 | 94.89 | 96.89 | 7 | 0
2020 | MAPP_US_2_NE | MAPP_US | NE | Internal | Summer | B2 | 25 | 2000 | 0 | 93.79 | 95.79 | 7 | 0
2020 | MAPP_US_2_NE | MAPP_US | NE | Internal | Summer | B3 | 75 | 2000 | 0 | 93.79 | 95.79 | 7 | 0
2020 | MAPP_US_2_NE | MAPP_US | NE | Internal | Summer | B4 | 100 | 2000 | 0 | 90.88 | 92.88 | 7 | 0
2020 | MAPP_US_2_NE | MAPP_US | NE | Internal | Summer | B5 | 200 | 2000 | 0 | 85.37 | 87.37 | 7 | 0
2020 | MAPP_US_2_NE | MAPP_US | NE | Internal | Summer | B6 | 300 | 2000 | 0 | 69.28 | 71.28 | 7 | 0
2020 | MAPP_US_2_NE | MAPP_US | NE | Internal | Summer | B7 | 400 | 2000 | 0 | 61.11 | 63.11 | 7 | 0
2020 | MAPP_US_2_NE | MAPP_US | NE | Internal | Summer | B8 | 500 | 2000 | 0 | 55.96 | 57.96 | 7 | 0
2020 | MAPP_US_2_NE | MAPP_US | NE | Internal | Summer | B9 | 800 | 2000 | 0 | 55.67 | 57.67 | 7 | 0
2020 | MAPP_US_2_NE | MAPP_US | NE | Internal | Summer | B10 | 1262 | 2000 | 0 | 55.45 | 56.02 | 7 | 0
2020 | MAPP_US_2_NE | MAPP_US | NE | Internal | Winter | B16 | 25 | 2000 | 0 | 65.58 | 60.58 | 7 | 0
2020 | MAPP_US_2_NE | MAPP_US | NE | Internal | Winter | B17 | 100 | 2000 | 0 | 65.58 | 60.58 | 7 | 0
2020 | MAPP_US_2_NE | MAPP_US | NE | Internal | Winter | B18 | 400 | 2000 | 0 | 60.46 | 61.38 | 7 | 0
2020 | MAPP_US_2_NE | MAPP_US | NE | Internal | Winter | B19 | 700 | 2000 | 0 | 60.46 | 60.87 | 7 | 0
2020 | MAPP_US_2_NE | MAPP_US | NE | Internal | Winter | B20 | 935 | 2000 | 0 | 57.28 | 54.85 | 7 | 0
2020 | MARITIMES_2_NEISO | MARITIMES | NEISO | Internal | Shoulder | B11 | 25 | 99999 | 1400 | 61.5 | 61.51 | 0.01 | 0
2020 | MARITIMES_2_NEISO | MARITIMES | NEISO | Internal | Shoulder | B12 | 200 | 99999 | 1400 | 61.04 | 61.05 | 0.01 | 0
2020 | MARITIMES_2_NEISO | MARITIMES | NEISO | Internal | Shoulder | B13 | 600 | 99999 | 1400 | 61.04 | 61.05 | 0.01 | 0
2020 | MARITIMES_2_NEISO | MARITIMES | NEISO | Internal | Shoulder | B14 | 900 | 99999 | 1400 | 61.04 | 61.05 | 0.01 | 0
2020 | MARITIMES_2_NEISO | MARITIMES | NEISO | Internal | Shoulder | B15 | 1203 | 99999 | 426.43 | 61.04 | 61.05 | 0.01 | 0
2020 | MARITIMES_2_NEISO | MARITIMES | NEISO | Internal | Summer | B1 | 10 | 99999 | 1400.1 | 106.36 | 106.38 | 0.01 | 0
2020 | MARITIMES_2_NEISO | MARITIMES | NEISO | Internal | Summer | B2 | 25 | 99999 | 1400.1 | 94.38 | 94.39 | 0.01 | 0
2020 | MARITIMES_2_NEISO | MARITIMES | NEISO | Internal | Summer | B3 | 75 | 99999 | 1400 | 80.54 | 80.55 | 0.01 | 0
2020 | MARITIMES_2_NEISO | MARITIMES | NEISO | Internal | Summer | B4 | 100 | 99999 | 1400 | 79.41 | 79.42 | 0.01 | 0
2020 | MARITIMES_2_NEISO | MARITIMES | NEISO | Internal | Summer | B5 | 200 | 99999 | 1400 | 58.62 | 58.63 | 0.01 | 0
2020 | MARITIMES_2_NEISO | MARITIMES | NEISO | Internal | Summer | B6 | 300 | 99999 | 1400 | 58.62 | 58.63 | 0.01 | 0
2020 | MARITIMES_2_NEISO | MARITIMES | NEISO | Internal | Summer | B7 | 400 | 99999 | 1400 | 58.62 | 58.63 | 0.01 | 0
2020 | MARITIMES_2_NEISO | MARITIMES | NEISO | Internal | Summer | B8 | 500 | 99999 | 1400 | 58.62 | 58.63 | 0.01 | 0
2020 | MARITIMES_2_NEISO | MARITIMES | NEISO | Internal | Summer | B9 | 800 | 99999 | 1400 | 58.62 | 58.63 | 0.01 | 0
2020 | MARITIMES_2_NEISO | MARITIMES | NEISO | Internal | Summer | B10 | 1262 | 99999 | 236.13 | 58.62 | 58.63 | 0.01 | 0
2020 | MARITIMES_2_NEISO | MARITIMES | NEISO | Internal | Winter | B16 | 25 | 99999 | 1400 | 70.43 | 70.44 | 0.01 | 0
2020 | MARITIMES_2_NEISO | MARITIMES | NEISO | Internal | Winter | B17 | 100 | 99999 | 1400 | 69.58 | 69.59 | 0.01 | 0
2020 | MARITIMES_2_NEISO | MARITIMES | NEISO | Internal | Winter | B18 | 400 | 99999 | 1400 | 69.41 | 69.42 | 0.01 | 0
2020 | MARITIMES_2_NEISO | MARITIMES | NEISO | Internal | Winter | B19 | 700 | 99999 | 1400 | 69.41 | 69.42 | 0.01 | 0
2020 | MARITIMES_2_NEISO | MARITIMES | NEISO | Internal | Winter | B20 | 935 | 99999 | 475.94 | 69.41 | 69.42 | 0.01 | 0
2020 | MISO_IN_2_MISO_MI | MISO_IN | MISO_MI | Internal | Shoulder | B11 | 25 | 5768 | 1537.11 | 72.57 | 72.58 | 0.01 | 0
2020 | MISO_IN_2_MISO_MI | MISO_IN | MISO_MI | Internal | Shoulder | B12 | 200 | 5768 | 1465.86 | 67.39 | 67.4 | 0.01 | 0
2020 | MISO_IN_2_MISO_MI | MISO_IN | MISO_MI | Internal | Shoulder | B13 | 600 | 5768 | 1783.36 | 64.87 | 64.88 | 0.01 | 0
2020 | MISO_IN_2_MISO_MI | MISO_IN | MISO_MI | Internal | Shoulder | B14 | 900 | 5768 | 2674.26 | 62.23 | 62.24 | 0.01 | 0
2020 | MISO_IN_2_MISO_MI | MISO_IN | MISO_MI | Internal | Shoulder | B15 | 1203 | 5768 | 2486.42 | 58.17 | 58.18 | 0.01 | 0
2020 | MISO_IN_2_MISO_MI | MISO_IN | MISO_MI | Internal | Summer | B1 | 10 | 5768 | 2502.46 | 101.33 | 101.34 | 0.01 | 0
2020 | MISO_IN_2_MISO_MI | MISO_IN | MISO_MI | Internal | Summer | B2 | 25 | 5768 | 200.32 | 100.76 | 100.77 | 0.01 | 0
2020 | MISO_IN_2_MISO_MI | MISO_IN | MISO_MI | Internal | Summer | B3 | 75 | 5768 | 651.18 | 99.15 | 99.16 | 0.01 | 0
2020 | MISO_IN_2_MISO_MI | MISO_IN | MISO_MI | Internal | Summer | B4 | 100 | 5768 | 335.45 | 93.86 | 93.88 | 0.01 | 0
2020 | MISO_IN_2_MISO_MI | MISO_IN | MISO_MI | Internal | Summer | B5 | 200 | 5768 | 1147.05 | 79.38 | 79.39 | 0.01 | 0
2020 | MISO_IN_2_MISO_MI | MISO_IN | MISO_MI | Internal | Summer | B6 | 300 | 5768 | 2588.85 | 74.33 | 74.34 | 0.01 | 0
2020 | MISO_IN_2_MISO_MI | MISO_IN | MISO_MI | Internal | Summer | B7 | 400 | 5768 | 3086.62 | 64.1 | 64.11 | 0.01 | 0
2020 | MISO_IN_2_MISO_MI | MISO_IN | MISO_MI | Internal | Summer | B8 | 500 | 5768 | 1899.86 | 61.23 | 61.24 | 0.01 | 0
2020 | MISO_IN_2_MISO_MI | MISO_IN | MISO_MI | Internal | Summer | B9 | 800 | 5768 | 2233.79 | 59.01 | 59.02 | 0.01 | 0
2020 | MISO_IN_2_MISO_MI | MISO_IN | MISO_MI | Internal | Summer | B10 | 1262 | 5768 | 1482.18 | 57.75 | 57.76 | 0.01 | 0
2020 | MISO_IN_2_MISO_MI | MISO_IN | MISO_MI | Internal | Winter | B16 | 25 | 5768 | 1251.7 | 79.11 | 79.12 | 0.01 | 0
2020 | MISO_IN_2_MISO_MI | MISO_IN | MISO_MI | Internal | Winter | B17 | 100 | 5768 | 2876.03 | 68.87 | 68.88 | 0.01 | 0
2020 | MISO_IN_2_MISO_MI | MISO_IN | MISO_MI | Internal | Winter | B18 | 400 | 5768 | 2195.69 | 67.45 | 67.46 | 0.01 | 0
2020 | MISO_IN_2_MISO_MI | MISO_IN | MISO_MI | Internal | Winter | B19 | 700 | 5768 | 2565.82 | 65.27 | 65.28 | 0.01 | 0
2020 | MISO_IN_2_MISO_MI | MISO_IN | MISO_MI | Internal | Winter | B20 | 935 | 5768 | 1626.72 | 59.85 | 59.86 | 0.01 | 0
2020 | MISO_IN_2_MISO_MO-IL | MISO_IN | MISO_MO-IL | Internal | Shoulder | B11 | 25 | 5000 | 2730.16 | 72.57 | 72.58 | 0.01 | 0
2020 | MISO_IN_2_MISO_MO-IL | MISO_IN | MISO_MO-IL | Internal | Shoulder | B12 | 200 | 5000 | 3688.58 | 67.39 | 67.4 | 0.01 | 0
2020 | MISO_IN_2_MISO_MO-IL | MISO_IN | MISO_MO-IL | Internal | Shoulder | B13 | 600 | 5000 | 4322.03 | 64.87 | 64.88 | 0.01 | 0
2020 | MISO_IN_2_MISO_MO-IL | MISO_IN | MISO_MO-IL | Internal | Shoulder | B14 | 900 | 5000 | 2267.46 | 62.23 | 62.24 | 0.01 | 0
2020 | MISO_IN_2_MISO_MO-IL | MISO_IN | MISO_MO-IL | Internal | Shoulder | B15 | 1203 | 5000 | 1505.63 | 58.17 | 58.18 | 0.01 | 0
2020 | MISO_IN_2_MISO_MO-IL | MISO_IN | MISO_MO-IL | Internal | Summer | B1 | 10 | 5000 | 2170.05 | 101.33 | 101.34 | 0.01 | 0
2020 | MISO_IN_2_MISO_MO-IL | MISO_IN | MISO_MO-IL | Internal | Summer | B2 | 25 | 5000 | 4717.98 | 100.76 | 100.77 | 0.01 | 0
2020 | MISO_IN_2_MISO_MO-IL | MISO_IN | MISO_MO-IL | Internal | Summer | B3 | 75 | 5000 | 5000 | 99.15 | 100.77 | 0.01 | 1.61
2020 | MISO_IN_2_MISO_MO-IL | MISO_IN | MISO_MO-IL | Internal | Summer | B4 | 100 | 5000 | 5000 | 93.86 | 97.88 | 0.01 | 4
2020 | MISO_IN_2_MISO_MO-IL | MISO_IN | MISO_MO-IL | Internal | Summer | B5 | 200 | 5000 | 5000 | 79.38 | 92.37 | 0.01 | 12.98
2020 | MISO_IN_2_MISO_MO-IL | MISO_IN | MISO_MO-IL | Internal | Summer | B6 | 300 | 5000 | 5000 | 74.33 | 76.27 | 0.01 | 1.92
2020 | MISO_IN_2_MISO_MO-IL | MISO_IN | MISO_MO-IL | Internal | Summer | B7 | 400 | 5000 | 5000 | 64.1 | 68.1 | 0.01 | 3.99
2020 | MISO_IN_2_MISO_MO-IL | MISO_IN | MISO_MO-IL | Internal | Summer | B8 | 500 | 5000 | 5000 | 61.23 | 62.95 | 0.01 | 1.71
2020 | MISO_IN_2_MISO_MO-IL | MISO_IN | MISO_MO-IL | Internal | Summer | B9 | 800 | 5000 | 5000 | 59.01 | 61.3 | 0.01 | 2.29
2020 | MISO_IN_2_MISO_MO-IL | MISO_IN | MISO_MO-IL | Internal | Summer | B10 | 1262 | 5000 | 4423.8 | 57.75 | 57.76 | 0.01 | 0
2020 | MISO_IN_2_MISO_MO-IL | MISO_IN | MISO_MO-IL | Internal | Winter | B16 | 25 | 5000 | 2211.27 | 79.11 | 79.12 | 0.01 | 0
2020 | MISO_IN_2_MISO_MO-IL | MISO_IN | MISO_MO-IL | Internal | Winter | B17 | 100 | 5000 | 1980.19 | 68.87 | 68.88 | 0.01 | 0
2020 | MISO_IN_2_MISO_MO-IL | MISO_IN | MISO_MO-IL | Internal | Winter | B18 | 400 | 5000 | 4174.31 | 67.45 | 67.46 | 0.01 | 0
2020 | MISO_IN_2_MISO_MO-IL | MISO_IN | MISO_MO-IL | Internal | Winter | B19 | 700 | 5000 | 5000 | 65.27 | 65.87 | 0.01 | 0.59
2020 | MISO_IN_2_MISO_MO-IL | MISO_IN | MISO_MO-IL | Internal | Winter | B20 | 935 | 5000 | 4562.75 | 59.85 | 59.86 | 0.01 | 0
2020 | MISO_IN_2_NonRTO_Midwest | MISO_IN | NonRTO_Midwest | Internal | Shoulder | B11 | 25 | 4800 | 976.32 | 72.57 | 80.57 | 8 | 0
2020 | MISO_IN_2_NonRTO_Midwest | MISO_IN | NonRTO_Midwest | Internal | Shoulder | B12 | 200 | 4800 | 551.08 | 67.39 | 75.39 | 8 | 0
2020 | MISO_IN_2_NonRTO_Midwest | MISO_IN | NonRTO_Midwest | Internal | Shoulder | B13 | 600 | 4800 | 0 | 64.87 | 69.66 | 8 | 0
2020 | MISO_IN_2_NonRTO_Midwest | MISO_IN | NonRTO_Midwest | Internal | Shoulder | B14 | 900 | 4800 | 0 | 62.23 | 65.39 | 8 | 0
2020 | MISO_IN_2_NonRTO_Midwest | MISO_IN | NonRTO_Midwest | Internal | Shoulder | B15 | 1203 | 4800 | 0 | 58.17 | 61.53 | 8 | 0
2020 | MISO_IN_2_NonRTO_Midwest | MISO_IN | NonRTO_Midwest | Internal | Summer | B1 | 10 | 4800 | 0 | 101.33 | 108.46 | 8 | 0
2020 | MISO_IN_2_NonRTO_Midwest | MISO_IN | NonRTO_Midwest | Internal | Summer | B2 | 25 | 4800 | 0 | 100.76 | 108.46 | 8 | 0
2020 | MISO_IN_2_NonRTO_Midwest | MISO_IN | NonRTO_Midwest | Internal | Summer | B3 | 75 | 4800 | 1294.98 | 99.15 | 107.15 | 8 | 0
2020 | MISO_IN_2_NonRTO_Midwest | MISO_IN | NonRTO_Midwest | Internal | Summer | B4 | 100 | 4800 | 887.28 | 93.86 | 101.86 | 8 | 0
2020 | MISO_IN_2_NonRTO_Midwest | MISO_IN | NonRTO_Midwest | Internal | Summer | B5 | 200 | 4800 | 577.99 | 79.38 | 87.38 | 8 | 0
2020 | MISO_IN_2_NonRTO_Midwest | MISO_IN | NonRTO_Midwest | Internal | Summer | B6 | 300 | 4800 | 0 | 74.33 | 77.54 | 8 | 0
2020 | MISO_IN_2_NonRTO_Midwest | MISO_IN | NonRTO_Midwest | Internal | Summer | B7 | 400 | 4800 | 0 | 64.1 | 65.39 | 8 | 0
2020 | MISO_IN_2_NonRTO_Midwest | MISO_IN | NonRTO_Midwest | Internal | Summer | B8 | 500 | 4800 | 0 | 61.23 | 64.91 | 8 | 0
2020 | MISO_IN_2_NonRTO_Midwest | MISO_IN | NonRTO_Midwest | Internal | Summer | B9 | 800 | 4800 | 0 | 59.01 | 62.32 | 8 | 0
2020 | MISO_IN_2_NonRTO_Midwest | MISO_IN | NonRTO_Midwest | Internal | Summer | B10 | 1262 | 4800 | 0 | 57.75 | 57.95 | 8 | 0
2020 | MISO_IN_2_NonRTO_Midwest | MISO_IN | NonRTO_Midwest | Internal | Winter | B16 | 25 | 4800 | 2295.99 | 79.11 | 87.11 | 8 | 0
2020 | MISO_IN_2_NonRTO_Midwest | MISO_IN | NonRTO_Midwest | Internal | Winter | B17 | 100 | 4800 | 1285.82 | 68.87 | 76.87 | 8 | 0
2020 | MISO_IN_2_NonRTO_Midwest | MISO_IN | NonRTO_Midwest | Internal | Winter | B18 | 400 | 4800 | 429.14 | 67.45 | 75.45 | 8 | 0
2020 | MISO_IN_2_NonRTO_Midwest | MISO_IN | NonRTO_Midwest | Internal | Winter | B19 | 700 | 4800 | 0 | 65.27 | 65.39 | 8 | 0
2020 | MISO_IN_2_NonRTO_Midwest | MISO_IN | NonRTO_Midwest | Internal | Winter | B20 | 935 | 4800 | 0 | 59.85 | 64.91 | 8 | 0
2020 | MISO_IN_2_PJM_ROR | MISO_IN | PJM_ROR | Internal | Shoulder | B11 | 25 | 1253 | 1253 | 72.57 | 74.58 | 2 | 0.01
2020 | MISO_IN_2_PJM_ROR | MISO_IN | PJM_ROR | Internal | Shoulder | B12 | 200 | 1253 | 1253 | 67.39 | 69.4 | 2 | 0.01
2020 | MISO_IN_2_PJM_ROR | MISO_IN | PJM_ROR | Internal | Shoulder | B13 | 600 | 1253 | 963.99 | 64.87 | 66.87 | 2 | 0
2020 | MISO_IN_2_PJM_ROR | MISO_IN | PJM_ROR | Internal | Shoulder | B14 | 900 | 1253 | 1253 | 62.23 | 64.25 | 2 | 0.02
2020 | MISO_IN_2_PJM_ROR | MISO_IN | PJM_ROR | Internal | Shoulder | B15 | 1203 | 1253 | 1253 | 58.17 | 60.18 | 2 | 0.01
2020 | MISO_IN_2_PJM_ROR | MISO_IN | PJM_ROR | Internal | Summer | B1 | 10 | 1253 | 1253 | 101.33 | 103.34 | 2 | 0.01
2020 | MISO_IN_2_PJM_ROR | MISO_IN | PJM_ROR | Internal | Summer | B2 | 25 | 1253 | 1253 | 100.76 | 102.77 | 2 | 0.01
2020 | MISO_IN_2_PJM_ROR | MISO_IN | PJM_ROR | Internal | Summer | B3 | 75 | 1253 | 37.47 | 99.15 | 101.15 | 2 | 0
2020 | MISO_IN_2_PJM_ROR | MISO_IN | PJM_ROR | Internal | Summer | B4 | 100 | 1253 | 1253 | 93.86 | 95.88 | 2 | 0.01
2020 | MISO_IN_2_PJM_ROR | MISO_IN | PJM_ROR | Internal | Summer | B5 | 200 | 1253 | 1253 | 79.38 | 90.37 | 2 | 8.99
2020 | MISO_IN_2_PJM_ROR | MISO_IN | PJM_ROR | Internal | Summer | B6 | 300 | 1253 | 1253 | 74.33 | 76.34 | 2 | 0.01
2020 | MISO_IN_2_PJM_ROR | MISO_IN | PJM_ROR | Internal | Summer | B7 | 400 | 1253 | 1253 | 64.1 | 66.11 | 2 | 0.01
2020 | MISO_IN_2_PJM_ROR | MISO_IN | PJM_ROR | Internal | Summer | B8 | 500 | 1253 | 1253 | 61.23 | 63.24 | 2 | 0.01
2020 | MISO_IN_2_PJM_ROR | MISO_IN | PJM_ROR | Internal | Summer | B9 | 800 | 1253 | 200.32 | 59.01 | 61.01 | 2 | 0
2020 | MISO_IN_2_PJM_ROR | MISO_IN | PJM_ROR | Internal | Summer | B10 | 1262 | 1253 | 1253 | 57.75 | 59.76 | 2 | 0.01
2020 | MISO_IN_2_PJM_ROR | MISO_IN | PJM_ROR | Internal | Winter | B16 | 25 | 1253 | 1253 | 79.11 | 82.72 | 2 | 1.61
2020 | MISO_IN_2_PJM_ROR | MISO_IN | PJM_ROR | Internal | Winter | B17 | 100 | 1253 | 1253 | 68.87 | 74.58 | 2 | 3.71
2020 | MISO_IN_2_PJM_ROR | MISO_IN | PJM_ROR | Internal | Winter | B18 | 400 | 1253 | 1253 | 67.45 | 69.46 | 2 | 0.01
2020 | MISO_IN_2_PJM_ROR | MISO_IN | PJM_ROR | Internal | Winter | B19 | 700 | 1253 | 1253 | 65.27 | 67.89 | 2 | 0.62
2020 | MISO_IN_2_PJM_ROR | MISO_IN | PJM_ROR | Internal | Winter | B20 | 935 | 1253 | 1253 | 59.85 | 61.86 | 2 | 0.01
2020 | MISO_MI_2_MISO_IN | MISO_MI | MISO_IN | Internal | Shoulder | B11 | 25 | 2813 | 0 | 72.58 | 72.57 | 0.01 | 0
2020 | MISO_MI_2_MISO_IN | MISO_MI | MISO_IN | Internal | Shoulder | B12 | 200 | 2813 | 0 | 67.4 | 67.39 | 0.01 | 0
2020 | MISO_MI_2_MISO_IN | MISO_MI | MISO_IN | Internal | Shoulder | B13 | 600 | 2813 | 0 | 64.88 | 64.87 | 0.01 | 0
2020 | MISO_MI_2_MISO_IN | MISO_MI | MISO_IN | Internal | Shoulder | B14 | 900 | 2813 | 0 | 62.24 | 62.23 | 0.01 | 0
2020 | MISO_MI_2_MISO_IN | MISO_MI | MISO_IN | Internal | Shoulder | B15 | 1203 | 2813 | 0 | 58.18 | 58.17 | 0.01 | 0
2020 | MISO_MI_2_MISO_IN | MISO_MI | MISO_IN | Internal | Summer | B1 | 10 | 2813 | 0 | 101.34 | 101.33 | 0.01 | 0
2020 | MISO_MI_2_MISO_IN | MISO_MI | MISO_IN | Internal | Summer | B2 | 25 | 2813 | 0 | 100.77 | 100.76 | 0.01 | 0
2020 | MISO_MI_2_MISO_IN | MISO_MI | MISO_IN | Internal | Summer | B3 | 75 | 2813 | 0 | 99.16 | 99.15 | 0.01 | 0
2020 | MISO_MI_2_MISO_IN | MISO_MI | MISO_IN | Internal | Summer | B4 | 100 | 2813 | 0 | 93.88 | 93.86 | 0.01 | 0
2020 | MISO_MI_2_MISO_IN | MISO_MI | MISO_IN | Internal | Summer | B5 | 200 | 2813 | 0 | 79.39 | 79.38 | 0.01 | 0
2020 | MISO_MI_2_MISO_IN | MISO_MI | MISO_IN | Internal | Summer | B6 | 300 | 2813 | 0 | 74.34 | 74.33 | 0.01 | 0
2020 | MISO_MI_2_MISO_IN | MISO_MI | MISO_IN | Internal | Summer | B7 | 400 | 2813 | 0 | 64.11 | 64.1 | 0.01 | 0
2020 | MISO_MI_2_MISO_IN | MISO_MI | MISO_IN | Internal | Summer | B8 | 500 | 2813 | 0 | 61.24 | 61.23 | 0.01 | 0
2020 | MISO_MI_2_MISO_IN | MISO_MI | MISO_IN | Internal | Summer | B9 | 800 | 2813 | 0 | 59.02 | 59.01 | 0.01 | 0
2020 | MISO_MI_2_MISO_IN | MISO_MI | MISO_IN | Internal | Summer | B10 | 1262 | 2813 | 0 | 57.76 | 57.75 | 0.01 | 0
2020 | MISO_MI_2_MISO_IN | MISO_MI | MISO_IN | Internal | Winter | B16 | 25 | 2813 | 0 | 79.12 | 79.11 | 0.01 | 0
2020 | MISO_MI_2_MISO_IN | MISO_MI | MISO_IN | Internal | Winter | B17 | 100 | 2813 | 0 | 68.88 | 68.87 | 0.01 | 0
2020 | MISO_MI_2_MISO_IN | MISO_MI | MISO_IN | Internal | Winter | B18 | 400 | 2813 | 0 | 67.46 | 67.45 | 0.01 | 0
2020 | MISO_MI_2_MISO_IN | MISO_MI | MISO_IN | Internal | Winter | B19 | 700 | 2813 | 0 | 65.28 | 65.27 | 0.01 | 0
2020 | MISO_MI_2_MISO_IN | MISO_MI | MISO_IN | Internal | Winter | B20 | 935 | 2813 | 0 | 59.86 | 59.85 | 0.01 | 0
2020 | MISO_MI_2_MISO_WUMS | MISO_MI | MISO_WUMS | Internal | Shoulder | B11 | 25 | 805 | 0 | 72.58 | 70.39 | 0.01 | 0
2020 | MISO_MI_2_MISO_WUMS | MISO_MI | MISO_WUMS | Internal | Shoulder | B12 | 200 | 805 | 0 | 67.4 | 67.39 | 0.01 | 0
2020 | MISO_MI_2_MISO_WUMS | MISO_MI | MISO_WUMS | Internal | Shoulder | B13 | 600 | 805 | 0 | 64.88 | 64.86 | 0.01 | 0
2020 | MISO_MI_2_MISO_WUMS | MISO_MI | MISO_WUMS | Internal | Shoulder | B14 | 900 | 805 | 0 | 62.24 | 62.23 | 0.01 | 0
2020 | MISO_MI_2_MISO_WUMS | MISO_MI | MISO_WUMS | Internal | Shoulder | B15 | 1203 | 805 | 0 | 58.18 | 58.18 | 0.01 | 0
2020 | MISO_MI_2_MISO_WUMS | MISO_MI | MISO_WUMS | Internal | Summer | B1 | 10 | 805 | 0 | 101.34 | 101.34 | 0.01 | 0
2020 | MISO_MI_2_MISO_WUMS | MISO_MI | MISO_WUMS | Internal | Summer | B2 | 25 | 805 | 0 | 100.77 | 100.77 | 0.01 | 0
2020 | MISO_MI_2_MISO_WUMS | MISO_MI | MISO_WUMS | Internal | Summer | B3 | 75 | 805 | 0 | 99.16 | 99.15 | 0.01 | 0
2020 | MISO_MI_2_MISO_WUMS | MISO_MI | MISO_WUMS | Internal | Summer | B4 | 100 | 805 | 0 | 93.88 | 70.59 | 0.01 | 0
2020 | MISO_MI_2_MISO_WUMS | MISO_MI | MISO_WUMS | Internal | Summer | B5 | 200 | 805 | 0 | 79.39 | 69.98 | 0.01 | 0
2020 | MISO_MI_2_MISO_WUMS | MISO_MI | MISO_WUMS | Internal | Summer | B6 | 300 | 805 | 0 | 74.34 | 69.98 | 0.01 | 0
2020 | MISO_MI_2_MISO_WUMS | MISO_MI | MISO_WUMS | Internal | Summer | B7 | 400 | 805 | 0 | 64.11 | 64.1 | 0.01 | 0
2020 | MISO_MI_2_MISO_WUMS | MISO_MI | MISO_WUMS | Internal | Summer | B8 | 500 | 805 | 0 | 61.24 | 60.81 | 0.01 | 0
2020 | MISO_MI_2_MISO_WUMS | MISO_MI | MISO_WUMS | Internal | Summer | B9 | 800 | 805 | 0 | 59.02 | 59.01 | 0.01 | 0
2020 | MISO_MI_2_MISO_WUMS | MISO_MI | MISO_WUMS | Internal | Summer | B10 | 1262 | 805 | 0 | 57.76 | 57.75 | 0.01 | 0
2020 | MISO_MI_2_MISO_WUMS | MISO_MI | MISO_WUMS | Internal | Winter | B16 | 25 | 805 | 0 | 79.12 | 75.68 | 0.01 | 0
2020 | MISO_MI_2_MISO_WUMS | MISO_MI | MISO_WUMS | Internal | Winter | B17 | 100 | 805 | 492.17 | 68.88 | 68.9 | 0.01 | 0
2020 | MISO_MI_2_MISO_WUMS | MISO_MI | MISO_WUMS | Internal | Winter | B18 | 400 | 805 | 0 | 67.46 | 67.45 | 0.01 | 0
2020 | MISO_MI_2_MISO_WUMS | MISO_MI | MISO_WUMS | Internal | Winter | B19 | 700 | 805 | 539.06 | 65.28 | 65.29 | 0.01 | 0
2020 | MISO_MI_2_MISO_WUMS | MISO_MI | MISO_WUMS | Internal | Winter | B20 | 935 | 805 | 0 | 59.86 | 59.86 | 0.01 | 0
2020 | MISO_MI_2_PJM_ROR | MISO_MI | PJM_ROR | Internal | Shoulder | B11 | 25 | 1424 | 243.83 | 72.58 | 74.58 | 2 | 0
2020 | MISO_MI_2_PJM_ROR | MISO_MI | PJM_ROR | Internal | Shoulder | B12 | 200 | 1424 | 100.43 | 67.4 | 69.4 | 2 | 0
2020 | MISO_MI_2_PJM_ROR | MISO_MI | PJM_ROR | Internal | Shoulder | B13 | 600 | 1424 | 0 | 64.88 | 66.87 | 2 | 0
2020 | MISO_MI_2_PJM_ROR | MISO_MI | PJM_ROR | Internal | Shoulder | B14 | 900 | 1424 | 1424 | 62.24 | 64.25 | 2 | 0.01
2020 | MISO_MI_2_PJM_ROR | MISO_MI | PJM_ROR | Internal | Shoulder | B15 | 1203 | 1424 | 1136.94 | 58.18 | 60.18 | 2 | 0
2020 | MISO_MI_2_PJM_ROR | MISO_MI | PJM_ROR | Internal | Summer | B1 | 10 | 1424 | 1365.22 | 101.34 | 103.34 | 2 | 0
2020 | MISO_MI_2_PJM_ROR | MISO_MI | PJM_ROR | Internal | Summer | B2 | 25 | 1424 | 115.05 | 100.77 | 102.77 | 2 | 0
2020 | MISO_MI_2_PJM_ROR | MISO_MI | PJM_ROR | Internal | Summer | B3 | 75 | 1424 | 0 | 99.16 | 101.15 | 2 | 0
2020 | MISO_MI_2_PJM_ROR | MISO_MI | PJM_ROR | Internal | Summer | B4 | 100 | 1424 | 743.42 | 93.88 | 95.88 | 2 | 0
2020 | MISO_MI_2_PJM_ROR | MISO_MI | PJM_ROR | Internal | Summer | B5 | 200 | 1424 | 1424 | 79.39 | 90.37 | 2 | 8.98
2020 | MISO_MI_2_PJM_ROR | MISO_MI | PJM_ROR | Internal | Summer | B6 | 300 | 1424 | 1164.64 | 74.34 | 76.34 | 2 | 0
2020 | MISO_MI_2_PJM_ROR | MISO_MI | PJM_ROR | Internal | Summer | B7 | 400 | 1424 | 1101.29 | 64.11 | 66.11 | 2 | 0
2020 | MISO_MI_2_PJM_ROR | MISO_MI | PJM_ROR | Internal | Summer | B8 | 500 | 1424 | 864.94 | 61.24 | 63.24 | 2 | 0
2020 | MISO_MI_2_PJM_ROR | MISO_MI | PJM_ROR | Internal | Summer | B9 | 800 | 1424 | 0 | 59.02 | 61.01 | 2 | 0
2020 | MISO_MI_2_PJM_ROR | MISO_MI | PJM_ROR | Internal | Summer | B10 | 1262 | 1424 | 10.8 | 57.76 | 59.76 | 2 | 0
2020 | MISO_MI_2_PJM_ROR | MISO_MI | PJM_ROR | Internal | Winter | B16 | 25 | 1424 | 1424 | 79.12 | 82.72 | 2 | 1.6
2020 | MISO_MI_2_PJM_ROR | MISO_MI | PJM_ROR | Internal | Winter | B17 | 100 | 1424 | 1424 | 68.88 | 74.58 | 2 | 3.69
2020 | MISO_MI_2_PJM_ROR | MISO_MI | PJM_ROR | Internal | Winter | B18 | 400 | 1424 | 1086.18 | 67.46 | 69.46 | 2 | 0
2020 | MISO_MI_2_PJM_ROR | MISO_MI | PJM_ROR | Internal | Winter | B19 | 700 | 1424 | 1424 | 65.28 | 67.89 | 2 | 0.61
2020 | MISO_MI_2_PJM_ROR | MISO_MI | PJM_ROR | Internal | Winter | B20 | 935 | 1424 | 1375.2 | 59.86 | 61.86 | 2 | 0
2020 | MISO_MO-IL_2_ENT | MISO_MO-IL | ENT | Internal | Shoulder | B11 | 25 | 2540 | 0 | 72.58 | 72.57 | 8 | 0
2020 | MISO_MO-IL_2_ENT | MISO_MO-IL | ENT | Internal | Shoulder | B12 | 200 | 2540 | 0 | 67.4 | 67.4 | 8 | 0
2020 | MISO_MO-IL_2_ENT | MISO_MO-IL | ENT | Internal | Shoulder | B13 | 600 | 2540 | 0 | 64.88 | 65.51 | 8 | 0
2020 | MISO_MO-IL_2_ENT | MISO_MO-IL | ENT | Internal | Shoulder | B14 | 900 | 2540 | 0 | 62.24 | 62.24 | 8 | 0
2020 | MISO_MO-IL_2_ENT | MISO_MO-IL | ENT | Internal | Shoulder | B15 | 1203 | 2540 | 0 | 58.18 | 57.88 | 8 | 0
2020 | MISO_MO-IL_2_ENT | MISO_MO-IL | ENT | Internal | Summer | B1 | 10 | 2540 | 0 | 101.34 | 93.34 | 8 | 0
2020 | MISO_MO-IL_2_ENT | MISO_MO-IL | ENT | Internal | Summer | B2 | 25 | 2540 | 0 | 100.77 | 100.77 | 8 | 0
2020 | MISO_MO-IL_2_ENT | MISO_MO-IL | ENT | Internal | Summer | B3 | 75 | 2540 | 0 | 100.77 | 100.77 | 8 | 0
2020 | MISO_MO-IL_2_ENT | MISO_MO-IL | ENT | Internal | Summer | B4 | 100 | 2540 | 0 | 97.88 | 97.88 | 8 | 0
2020 | MISO_MO-IL_2_ENT | MISO_MO-IL | ENT | Internal | Summer | B5 | 200 | 2540 | 0 | 92.37 | 92.37 | 8 | 0
2020 | MISO_MO-IL_2_ENT | MISO_MO-IL | ENT | Internal | Summer | B6 | 300 | 2540 | 0 | 76.27 | 76.29 | 8 | 0
2020 | MISO_MO-IL_2_ENT | MISO_MO-IL | ENT | Internal | Summer | B7 | 400 | 2540 | 0 | 68.1 | 69.39 | 8 | 0
2020 | MISO_MO-IL_2_ENT | MISO_MO-IL | ENT | Internal | Summer | B8 | 500 | 2540 | 0 | 62.95 | 66.9 | 8 | 0
2020 | MISO_MO-IL_2_ENT | MISO_MO-IL | ENT | Internal | Summer | B9 | 800 | 2540 | 0 | 61.3 | 65.62 | 8 | 0
2020 | MISO_MO-IL_2_ENT | MISO_MO-IL | ENT | Internal | Summer | B10 | 1262 | 2540 | 0 | 57.76 | 61.03 | 8 | 0
2020 | MISO_MO-IL_2_ENT | MISO_MO-IL | ENT | Internal | Winter | B16 | 25 | 2540 | 0 | 79.12 | 71.12 | 8 | 0
2020 | MISO_MO-IL_2_ENT | MISO_MO-IL | ENT | Internal | Winter | B17 | 100 | 2540 | 0 | 68.88 | 68.12 | 8 | 0
2020 | MISO_MO-IL_2_ENT | MISO_MO-IL | ENT | Internal | Winter | B18 | 400 | 2540 | 0 | 67.46 | 67.71 | 8 | 0
2020 | MISO_MO-IL_2_ENT | MISO_MO-IL | ENT | Internal | Winter | B19 | 700 | 2540 | 0 | 65.87 | 65.89 | 8 | 0
2020 | MISO_MO-IL_2_ENT | MISO_MO-IL | ENT | Internal | Winter | B20 | 935 | 2540 | 0 | 59.86 | 59.86 | 8 | 0
2020 | MISO_MO-IL_2_MISO_IN | MISO_MO-IL | MISO_IN | Internal | Shoulder | B11 | 25 | 2100 | 0 | 72.58 | 72.57 | 0.01 | 0
2020 | MISO_MO-IL_2_MISO_IN | MISO_MO-IL | MISO_IN | Internal | Shoulder | B12 | 200 | 2100 | 0 | 67.4 | 67.39 | 0.01 | 0
2020 | MISO_MO-IL_2_MISO_IN | MISO_MO-IL | MISO_IN | Internal | Shoulder | B13 | 600 | 2100 | 0 | 64.88 | 64.87 | 0.01 | 0
2020 | MISO_MO-IL_2_MISO_IN | MISO_MO-IL | MISO_IN | Internal | Shoulder | B14 | 900 | 2100 | 0 | 62.24 | 62.23 | 0.01 | 0
2020 | MISO_MO-IL_2_MISO_IN | MISO_MO-IL | MISO_IN | Internal | Shoulder | B15 | 1203 | 2100 | 0 | 58.18 | 58.17 | 0.01 | 0
2020 | MISO_MO-IL_2_MISO_IN | MISO_MO-IL | MISO_IN | Internal | Summer | B1 | 10 | 2100 | 0 | 101.34 | 101.33 | 0.01 | 0
2020 | MISO_MO-IL_2_MISO_IN | MISO_MO-IL | MISO_IN | Internal | Summer | B2 | 25 | 2100 | 0 | 100.77 | 100.76 | 0.01 | 0
2020 | MISO_MO-IL_2_MISO_IN | MISO_MO-IL | MISO_IN | Internal | Summer | B3 | 75 | 2100 | 0 | 100.77 | 99.15 | 0.01 | 0
2020 | MISO_MO-IL_2_MISO_IN | MISO_MO-IL | MISO_IN | Internal | Summer | B4 | 100 | 2100 | 0 | 97.88 | 93.86 | 0.01 | 0
2020 | MISO_MO-IL_2_MISO_IN | MISO_MO-IL | MISO_IN | Internal | Summer | B5 | 200 | 2100 | 0 | 92.37 | 79.38 | 0.01 | 0
2020 | MISO_MO-IL_2_MISO_IN | MISO_MO-IL | MISO_IN | Internal | Summer | B6 | 300 | 2100 | 0 | 76.27 | 74.33 | 0.01 | 0
2020 | MISO_MO-IL_2_MISO_IN | MISO_MO-IL | MISO_IN | Internal | Summer | B7 | 400 | 2100 | 0 | 68.1 | 64.1 | 0.01 | 0
2020 | MISO_MO-IL_2_MISO_IN | MISO_MO-IL | MISO_IN | Internal | Summer | B8 | 500 | 2100 | 0 | 62.95 | 61.23 | 0.01 | 0
2020 | MISO_MO-IL_2_MISO_IN | MISO_MO-IL | MISO_IN | Internal | Summer | B9 | 800 | 2100 | 0 | 61.3 | 59.01 | 0.01 | 0
2020 | MISO_MO-IL_2_MISO_IN | MISO_MO-IL | MISO_IN | Internal | Summer | B10 | 1262 | 2100 | 0 | 57.76 | 57.75 | 0.01 | 0
2020 | MISO_MO-IL_2_MISO_IN | MISO_MO-IL | MISO_IN | Internal | Winter | B16 | 25 | 2100 | 0 | 79.12 | 79.11 | 0.01 | 0
2020 | MISO_MO-IL_2_MISO_IN | MISO_MO-IL | MISO_IN | Internal | Winter | B17 | 100 | 2100 | 0 | 68.88 | 68.87 | 0.01 | 0
2020 | MISO_MO-IL_2_MISO_IN | MISO_MO-IL | MISO_IN | Internal | Winter | B18 | 400 | 2100 | 0 | 67.46 | 67.45 | 0.01 | 0
2020 | MISO_MO-IL_2_MISO_IN | MISO_MO-IL | MISO_IN | Internal | Winter | B19 | 700 | 2100 | 0 | 65.87 | 65.27 | 0.01 | 0
2020 | MISO_MO-IL_2_MISO_IN | MISO_MO-IL | MISO_IN | Internal | Winter | B20 | 935 | 2100 | 0 | 59.86 | 59.85 | 0.01 | 0
2020 | MISO_MO-IL_2_MISO_W | MISO_MO-IL | MISO_W | Internal | Shoulder | B11 | 25 | 1082 | 0 | 72.58 | 72.58 | 0.01 | 0
2020 | MISO_MO-IL_2_MISO_W | MISO_MO-IL | MISO_W | Internal | Shoulder | B12 | 200 | 1082 | 0 | 67.4 | 67.4 | 0.01 | 0
2020 | MISO_MO-IL_2_MISO_W | MISO_MO-IL | MISO_W | Internal | Shoulder | B13 | 600 | 1082 | 0 | 64.88 | 64.87 | 0.01 | 0
2020 | MISO_MO-IL_2_MISO_W | MISO_MO-IL | MISO_W | Internal | Shoulder | B14 | 900 | 1082 | 200.19 | 62.24 | 62.25 | 0.01 | 0
2020 | MISO_MO-IL_2_MISO_W | MISO_MO-IL | MISO_W | Internal | Shoulder | B15 | 1203 | 1082 | 533.89 | 58.18 | 58.19 | 0.01 | 0
2020 | MISO_MO-IL_2_MISO_W | MISO_MO-IL | MISO_W | Internal | Summer | B1 | 10 | 1082 | 1082 | 101.34 | 101.89 | 0.01 | 0.53
2020 | MISO_MO-IL_2_MISO_W | MISO_MO-IL | MISO_W | Internal | Summer | B2 | 25 | 1082 | 57.76 | 100.77 | 100.79 | 0.01 | 0
2020 | MISO_MO-IL_2_MISO_W | MISO_MO-IL | MISO_W | Internal | Summer | B3 | 75 | 1082 | 1027.44 | 100.77 | 100.79 | 0.01 | 0
2020 | MISO_MO-IL_2_MISO_W | MISO_MO-IL | MISO_W | Internal | Summer | B4 | 100 | 1082 | 0 | 97.88 | 97.88 | 0.01 | 0
2020 | MISO_MO-IL_2_MISO_W | MISO_MO-IL | MISO_W | Internal | Summer | B5 | 200 | 1082 | 0 | 92.37 | 92.37 | 0.01 | 0
2020 | MISO_MO-IL_2_MISO_W | MISO_MO-IL | MISO_W | Internal | Summer | B6 | 300 | 1082 | 188.06 | 76.27 | 76.28 | 0.01 | 0
2020 | MISO_MO-IL_2_MISO_W | MISO_MO-IL | MISO_W | Internal | Summer | B7 | 400 | 1082 | 990.2 | 68.1 | 68.11 | 0.01 | 0
2020 | MISO_MO-IL_2_MISO_W | MISO_MO-IL | MISO_W | Internal | Summer | B8 | 500 | 1082 | 691.95 | 62.95 | 62.96 | 0.01 | 0
2020 | MISO_MO-IL_2_MISO_W | MISO_MO-IL | MISO_W | Internal | Summer | B9 | 800 | 1082 | 1082 | 61.3 | 62.67 | 0.01 | 1.35
2020 | MISO_MO-IL_2_MISO_W | MISO_MO-IL | MISO_W | Internal | Summer | B10 | 1262 | 1082 | 1082 | 57.76 | 61.02 | 0.01 | 3.25
2020 | MISO_MO-IL_2_MISO_W | MISO_MO-IL | MISO_W | Internal | Winter | B16 | 25 | 1082 | 1082 | 79.12 | 80.72 | 0.01 | 1.59
2020 | MISO_MO-IL_2_MISO_W | MISO_MO-IL | MISO_W | Internal | Winter | B17 | 100 | 1082 | 1082 | 68.88 | 72.58 | 0.01 | 3.68
2020 | MISO_MO-IL_2_MISO_W | MISO_MO-IL | MISO_W | Internal | Winter | B18 | 400 | 1082 | 0 | 67.46 | 67.46 | 0.01 | 0
2020 | MISO_MO-IL_2_MISO_W | MISO_MO-IL | MISO_W | Internal | Winter | B19 | 700 | 1082 | 466.41 | 65.87 | 65.89 | 0.01 | 0
2020 | MISO_MO-IL_2_MISO_W | MISO_MO-IL | MISO_W | Internal | Winter | B20 | 935 | 1082 | 1032.33 | 59.86 | 59.87 | 0.01 | 0
2020 | MISO_MO-IL_2_PJM_ROR | MISO_MO-IL | PJM_ROR | Internal | Shoulder | B11 | 25 | 1212 | 209.96 | 72.58 | 74.58 | 2 | 0
2020 | MISO_MO-IL_2_PJM_ROR | MISO_MO-IL | PJM_ROR | Internal | Shoulder | B12 | 200 | 1212 | 87.26 | 67.4 | 69.4 | 2 | 0
2020 | MISO_MO-IL_2_PJM_ROR | MISO_MO-IL | PJM_ROR | Internal | Shoulder | B13 | 600 | 1212 | 0 | 64.88 | 66.87 | 2 | 0
2020 | MISO_MO-IL_2_PJM_ROR | MISO_MO-IL | PJM_ROR | Internal | Shoulder | B14 | 900 | 1212 | 1212 | 62.24 | 64.25 | 2 | 0.01
2020 | MISO_MO-IL_2_PJM_ROR | MISO_MO-IL | PJM_ROR | Internal | Shoulder | B15 | 1203 | 1212 | 972.23 | 58.18 | 60.18 | 2 | 0
2020 | MISO_MO-IL_2_PJM_ROR | MISO_MO-IL | PJM_ROR | Internal | Summer | B1 | 10 | 1212 | 1153.8 | 101.34 | 103.34 | 2 | 0
2020 | MISO_MO-IL_2_PJM_ROR | MISO_MO-IL | PJM_ROR | Internal | Summer | B2 | 25 | 1212 | 54.93 | 100.77 | 102.77 | 2 | 0
2020 | MISO_MO-IL_2_PJM_ROR | MISO_MO-IL | PJM_ROR | Internal | Summer | B3 | 75 | 1212 | 0 | 100.77 | 101.15 | 2 | 0
2020 | MISO_MO-IL_2_PJM_ROR | MISO_MO-IL | PJM_ROR | Internal | Summer | B4 | 100 | 1212 | 0 | 97.88 | 95.88 | 2 | 0
2020 | MISO_MO-IL_2_PJM_ROR | MISO_MO-IL | PJM_ROR | Internal | Summer | B5 | 200 | 1212 | 0 | 92.37 | 90.37 | 2 | 0
2020 | MISO_MO-IL_2_PJM_ROR | MISO_MO-IL | PJM_ROR | Internal | Summer | B6 | 300 | 1212 | 0 | 76.27 | 76.34 | 2 | 0
2020 | MISO_MO-IL_2_PJM_ROR | MISO_MO-IL | PJM_ROR | Internal | Summer | B7 | 400 | 1212 | 0 | 68.1 | 66.11 | 2 | 0
2020 | MISO_MO-IL_2_PJM_ROR | MISO_MO-IL | PJM_ROR | Internal | Summer | B8 | 500 | 1212 | 0 | 62.95 | 63.24 | 2 | 0
2020 | MISO_MO-IL_2_PJM_ROR | MISO_MO-IL | PJM_ROR | Internal | Summer | B9 | 800 | 1212 | 0 | 61.3 | 61.01 | 2 | 0
2020 | MISO_MO-IL_2_PJM_ROR | MISO_MO-IL | PJM_ROR | Internal | Summer | B10 | 1262 | 1212 | 6.49 | 57.76 | 59.76 | 2 | 0
2020 | MISO_MO-IL_2_PJM_ROR | MISO_MO-IL | PJM_ROR | Internal | Winter | B16 | 25 | 1212 | 1212 | 79.12 | 82.72 | 2 | 1.6
2020 | MISO_MO-IL_2_PJM_ROR | MISO_MO-IL | PJM_ROR | Internal | Winter | B17 | 100 | 1212 | 1212 | 68.88 | 74.58 | 2 | 3.69
2020 | MISO_MO-IL_2_PJM_ROR | MISO_MO-IL | PJM_ROR | Internal | Winter | B18 | 400 | 1212 | 738.72 | 67.46 | 69.46 | 2 | 0
2020 | MISO_MO-IL_2_PJM_ROR | MISO_MO-IL | PJM_ROR | Internal | Winter | B19 | 700 | 1212 | 1212 | 65.87 | 67.89 | 2 | 0.01
2020 | MISO_MO-IL_2_PJM_ROR | MISO_MO-IL | PJM_ROR | Internal | Winter | B20 | 935 | 1212 | 1160.75 | 59.86 | 61.86 | 2 | 0
2020 | MISO_MO-IL_2_SPP_N | MISO_MO-IL | SPP_N | Internal | Shoulder | B11 | 25 | 4019 | 0 | 72.58 | 67.57 | 8 | 0
2020 | MISO_MO-IL_2_SPP_N | MISO_MO-IL | SPP_N | Internal | Shoulder | B12 | 200 | 4019 | 0 | 67.4 | 62.4 | 8 | 0
2020 | MISO_MO-IL_2_SPP_N | MISO_MO-IL | SPP_N | Internal | Shoulder | B13 | 600 | 4019 | 0 | 64.88 | 60.51 | 8 | 0
2020 | MISO_MO-IL_2_SPP_N | MISO_MO-IL | SPP_N | Internal | Shoulder | B14 | 900 | 4019 | 0 | 62.24 | 57.24 | 8 | 0
2020 | MISO_MO-IL_2_SPP_N | MISO_MO-IL | SPP_N | Internal | Shoulder | B15 | 1203 | 4019 | 0 | 58.18 | 52.88 | 8 | 0
2020 | MISO_MO-IL_2_SPP_N | MISO_MO-IL | SPP_N | Internal | Summer | B1 | 10 | 4019 | 0 | 101.34 | 88.34 | 8 | 0
2020 | MISO_MO-IL_2_SPP_N | MISO_MO-IL | SPP_N | Internal | Summer | B2 | 25 | 4019 | 0 | 100.77 | 95.77 | 8 | 0
2020 | MISO_MO-IL_2_SPP_N | MISO_MO-IL | SPP_N | Internal | Summer | B3 | 75 | 4019 | 0 | 100.77 | 95.77 | 8 | 0
2020 | MISO_MO-IL_2_SPP_N | MISO_MO-IL | SPP_N | Internal | Summer | B4 | 100 | 4019 | 0 | 97.88 | 92.88 | 8 | 0
2020 | MISO_MO-IL_2_SPP_N | MISO_MO-IL | SPP_N | Internal | Summer | B5 | 200 | 4019 | 0 | 92.37 | 87.37 | 8 | 0
2020 | MISO_MO-IL_2_SPP_N | MISO_MO-IL | SPP_N | Internal | Summer | B6 | 300 | 4019 | 0 | 76.27 | 71.29 | 8 | 0
2020 | MISO_MO-IL_2_SPP_N | MISO_MO-IL | SPP_N | Internal | Summer | B7 | 400 | 4019 | 0 | 68.1 | 64.39 | 8 | 0
2020 | MISO_MO-IL_2_SPP_N | MISO_MO-IL | SPP_N | Internal | Summer | B8 | 500 | 4019 | 0 | 62.95 | 61.9 | 8 | 0
2020 | MISO_MO-IL_2_SPP_N | MISO_MO-IL | SPP_N | Internal | Summer | B9 | 800 | 4019 | 0 | 61.3 | 60.62 | 8 | 0
2020 | MISO_MO-IL_2_SPP_N | MISO_MO-IL | SPP_N | Internal | Summer | B10 | 1262 | 4019 | 0 | 57.76 | 56.03 | 8 | 0
2020 | MISO_MO-IL_2_SPP_N | MISO_MO-IL | SPP_N | Internal | Winter | B16 | 25 | 4019 | 0 | 79.12 | 66.12 | 8 | 0
2020 | MISO_MO-IL_2_SPP_N | MISO_MO-IL | SPP_N | Internal | Winter | B17 | 100 | 4019 | 0 | 68.88 | 63.12 | 8 | 0
2020 | MISO_MO-IL_2_SPP_N | MISO_MO-IL | SPP_N | Internal | Winter | B18 | 400 | 4019 | 0 | 67.46 | 62.71 | 8 | 0
2020 | MISO_MO-IL_2_SPP_N | MISO_MO-IL | SPP_N | Internal | Winter | B19 | 700 | 4019 | 0 | 65.87 | 60.89 | 8 | 0
2020 | MISO_MO-IL_2_SPP_N | MISO_MO-IL | SPP_N | Internal | Winter | B20 | 935 | 4019 | 0 | 59.86 | 54.86 | 8 | 0
2020 | MISO_MO-IL_2_TVA_Transmission | MISO_MO-IL | TVA_Transmission | Internal | Shoulder | B11 | 25 | 4000 | 0 | 72.58 | 80.02 | 8 | 0
2020 | MISO_MO-IL_2_TVA_Transmission | MISO_MO-IL | TVA_Transmission | Internal | Shoulder | B12 | 200 | 4000 | 0 | 67.4 | 71.09 | 8 | 0
2020 | MISO_MO-IL_2_TVA_Transmission | MISO_MO-IL | TVA_Transmission | Internal | Shoulder | B13 | 600 | 4000 | 0 | 64.88 | 69.07 | 8 | 0
2020 | MISO_MO-IL_2_TVA_Transmission | MISO_MO-IL | TVA_Transmission | Internal | Shoulder | B14 | 900 | 4000 | 0 | 62.24 | 67.92 | 8 | 0
2020 | MISO_MO-IL_2_TVA_Transmission | MISO_MO-IL | TVA_Transmission | Internal | Shoulder | B15 | 1203 | 4000 | 0 | 58.18 | 65.88 | 8 | 0
2020 | MISO_MO-IL_2_TVA_Transmission | MISO_MO-IL | TVA_Transmission | Internal | Summer | B1 | 10 | 4000 | 989 | 101.34 | 109.34 | 8 | 0
2020 | MISO_MO-IL_2_TVA_Transmission | MISO_MO-IL | TVA_Transmission | Internal | Summer | B2 | 25 | 4000 | 69.16 | 100.77 | 108.77 | 8 | 0
2020 | MISO_MO-IL_2_TVA_Transmission | MISO_MO-IL | TVA_Transmission | Internal | Summer | B3 | 75 | 4000 | 0 | 100.77 | 107.15 | 8 | 0
2020 | MISO_MO-IL_2_TVA_Transmission | MISO_MO-IL | TVA_Transmission | Internal | Summer | B4 | 100 | 4000 | 0 | 97.88 | 101.88 | 8 | 0
2020 | MISO_MO-IL_2_TVA_Transmission | MISO_MO-IL | TVA_Transmission | Internal | Summer | B5 | 200 | 4000 | 0 | 92.37 | 95.05 | 8 | 0
2020 | MISO_MO-IL_2_TVA_Transmission | MISO_MO-IL | TVA_Transmission | Internal | Summer | B6 | 300 | 4000 | 0 | 76.27 | 79.43 | 8 | 0
2020 | MISO_MO-IL_2_TVA_Transmission | MISO_MO-IL | TVA_Transmission | Internal | Summer | B7 | 400 | 4000 | 0 | 68.1 | 70.14 | 8 | 0
2020 | MISO_MO-IL_2_TVA_Transmission | MISO_MO-IL | TVA_Transmission | Internal | Summer | B8 | 500 | 4000 | 0 | 62.95 | 67.76 | 8 | 0
2020 | MISO_MO-IL_2_TVA_Transmission | MISO_MO-IL | TVA_Transmission | Internal | Summer | B9 | 800 | 4000 | 0 | 61.3 | 66.26 | 8 | 0
2020 | MISO_MO-IL_2_TVA_Transmission | MISO_MO-IL | TVA_Transmission | Internal | Summer | B10 | 1262 | 4000 | 0 | 57.76 | 63.58 | 8 | 0
2020 | MISO_MO-IL_2_TVA_Transmission | MISO_MO-IL | TVA_Transmission | Internal | Winter | B16 | 25 | 4000 | 0 | 79.12 | 79.12 | 8 | 0
2020 | MISO_MO-IL_2_TVA_Transmission | MISO_MO-IL | TVA_Transmission | Internal | Winter | B17 | 100 | 4000 | 0 | 68.88 | 73.88 | 8 | 0
2020 | MISO_MO-IL_2_TVA_Transmission | MISO_MO-IL | TVA_Transmission | Internal | Winter | B18 | 400 | 4000 | 0 | 67.46 | 71.83 | 8 | 0
2020 | MISO_MO-IL_2_TVA_Transmission | MISO_MO-IL | TVA_Transmission | Internal | Winter | B19 | 700 | 4000 | 0 | 65.87 | 70.53 | 8 | 0
2020 | MISO_MO-IL_2_TVA_Transmission | MISO_MO-IL | TVA_Transmission | Internal | Winter | B20 | 935 | 4000 | 256.89 | 59.86 | 67.86 | 8 | 0
2020 | MISO_W_2_IESO | MISO_W | IESO | Internal | Shoulder | B11 | 25 | 157 | 0 | 72.58 | 48.03 | 8 | 0
2020 | MISO_W_2_IESO | MISO_W | IESO | Internal | Shoulder | B12 | 200 | 157 | 0 | 67.4 | 48.03 | 8 | 0
2020 | MISO_W_2_IESO | MISO_W | IESO | Internal | Shoulder | B13 | 600 | 157 | 0 | 64.87 | 48.03 | 8 | 0
2020 | MISO_W_2_IESO | MISO_W | IESO | Internal | Shoulder | B14 | 900 | 157 | 0 | 62.25 | 48.03 | 8 | 0
2020 | MISO_W_2_IESO | MISO_W | IESO | Internal | Shoulder | B15 | 1203 | 157 | 0 | 58.19 | 48.03 | 8 | 0
2020 | MISO_W_2_IESO | MISO_W | IESO | Internal | Summer | B1 | 10 | 157 | 0 | 101.89 | 88.35 | 8 | 0
2020 | MISO_W_2_IESO | MISO_W | IESO | Internal | Summer | B2 | 25 | 157 | 0 | 100.79 | 87.79 | 8 | 0
2020 | MISO_W_2_IESO | MISO_W | IESO | Internal | Summer | B3 | 75 | 157 | 0 | 100.79 | 76.55 | 8 | 0
2020 | MISO_W_2_IESO | MISO_W | IESO | Internal | Summer | B4 | 100 | 157 | 0 | 97.88 | 47.04 | 8 | 0
2020 | MISO_W_2_IESO | MISO_W | IESO | Internal | Summer | B5 | 200 | 157 | 0 | 92.37 | 47.04 | 8 | 0
2020 | MISO_W_2_IESO | MISO_W | IESO | Internal | Summer | B6 | 300 | 157 | 0 | 76.28 | 47.04 | 8 | 0
2020 | MISO_W_2_IESO | MISO_W | IESO | Internal | Summer | B7 | 400 | 157 | 0 | 68.11 | 47.04 | 8 | 0
2020 | MISO_W_2_IESO | MISO_W | IESO | Internal | Summer | B8 | 500 | 157 | 0 | 62.96 | 47.04 | 8 | 0
2020 | MISO_W_2_IESO | MISO_W | IESO | Internal | Summer | B9 | 800 | 157 | 0 | 62.67 | 47.04 | 8 | 0
2020 | MISO_W_2_IESO | MISO_W | IESO | Internal | Summer | B10 | 1262 | 157 | 0 | 61.02 | 47.04 | 8 | 0
2020 | MISO_W_2_IESO | MISO_W | IESO | Internal | Winter | B16 | 25 | 157 | 0 | 80.72 | 49.96 | 8 | 0
2020 | MISO_W_2_IESO | MISO_W | IESO | Internal | Winter | B17 | 100 | 157 | 0 | 72.58 | 49.96 | 8 | 0
2020 | MISO_W_2_IESO | MISO_W | IESO | Internal | Winter | B18 | 400 | 157 | 0 | 67.46 | 49.96 | 8 | 0
2020 | MISO_W_2_IESO | MISO_W | IESO | Internal | Winter | B19 | 700 | 157 | 0 | 65.89 | 49.96 | 8 | 0
2020 | MISO_W_2_IESO | MISO_W | IESO | Internal | Winter | B20 | 935 | 157 | 0 | 59.87 | 49.96 | 8 | 0
2020 | MISO_W_2_MAPP_CA | MISO_W | MAPP_CA | Internal | Shoulder | B11 | 25 | 700 | 0 | 72.58 | 62.24 | 0.01 | 0
2020 | MISO_W_2_MAPP_CA | MISO_W | MAPP_CA | Internal | Shoulder | B12 | 200 | 700 | 0 | 67.4 | 67.39 | 0.01 | 0
2020 | MISO_W_2_MAPP_CA | MISO_W | MAPP_CA | Internal | Shoulder | B13 | 600 | 700 | 0 | 64.87 | 64.86 | 0.01 | 0
2020 | MISO_W_2_MAPP_CA | MISO_W | MAPP_CA | Internal | Shoulder | B14 | 900 | 700 | 0 | 62.25 | 62.24 | 0.01 | 0
2020 | MISO_W_2_MAPP_CA | MISO_W | MAPP_CA | Internal | Shoulder | B15 | 1203 | 700 | 700 | 58.19 | 62.24 | 0.01 | 4.04
2020 | MISO_W_2_MAPP_CA | MISO_W | MAPP_CA | Internal | Summer | B1 | 10 | 700 | 0 | 101.89 | 89.86 | 0.01 | 0
2020 | MISO_W_2_MAPP_CA | MISO_W | MAPP_CA | Internal | Summer | B2 | 25 | 700 | 0 | 100.79 | 89.86 | 0.01 | 0
2020 | MISO_W_2_MAPP_CA | MISO_W | MAPP_CA | Internal | Summer | B3 | 75 | 700 | 0 | 100.79 | 89.86 | 0.01 | 0
2020 | MISO_W_2_MAPP_CA | MISO_W | MAPP_CA | Internal | Summer | B4 | 100 | 700 | 0 | 97.88 | 89.86 | 0.01 | 0
2020 | MISO_W_2_MAPP_CA | MISO_W | MAPP_CA | Internal | Summer | B5 | 200 | 700 | 0 | 92.37 | 79.15 | 0.01 | 0
2020 | MISO_W_2_MAPP_CA | MISO_W | MAPP_CA | Internal | Summer | B6 | 300 | 700 | 0 | 76.28 | 76.27 | 0.01 | 0
2020 | MISO_W_2_MAPP_CA | MISO_W | MAPP_CA | Internal | Summer | B7 | 400 | 700 | 0 | 68.11 | 62.45 | 0.01 | 0
2020 | MISO_W_2_MAPP_CA | MISO_W | MAPP_CA | Internal | Summer | B8 | 500 | 700 | 0 | 62.96 | 62.45 | 0.01 | 0
2020 | MISO_W_2_MAPP_CA | MISO_W | MAPP_CA | Internal | Summer | B9 | 800 | 700 | 0 | 62.67 | 62.45 | 0.01 | 0
2020 | MISO_W_2_MAPP_CA | MISO_W | MAPP_CA | Internal | Summer | B10 | 1262 | 700 | 700 | 61.02 | 62.45 | 0.01 | 1.41
2020 | MISO_W_2_MAPP_CA | MISO_W | MAPP_CA | Internal | Winter | B16 | 25 | 700 | 0 | 80.72 | 80.71 | 0.01 | 0
2020 | MISO_W_2_MAPP_CA | MISO_W | MAPP_CA | Internal | Winter | B17 | 100 | 700 | 0 | 72.58 | 72.57 | 0.01 | 0
2020 | MISO_W_2_MAPP_CA | MISO_W | MAPP_CA | Internal | Winter | B18 | 400 | 700 | 0 | 67.46 | 67.45 | 0.01 | 0
2020 | MISO_W_2_MAPP_CA | MISO_W | MAPP_CA | Internal | Winter | B19 | 700 | 700 | 0 | 65.89 | 65.87 | 0.01 | 0
2020 | MISO_W_2_MAPP_CA | MISO_W | MAPP_CA | Internal | Winter | B20 | 935 | 700 | 700 | 59.87 | 65.87 | 0.01 | 5.99
2020 | MISO_W_2_MISO_MO-IL | MISO_W | MISO_MO-IL | Internal | Shoulder | B11 | 25 | 3922 | 0 | 72.58 | 72.58 | 0.01 | 0
2020 | MISO_W_2_MISO_MO-IL | MISO_W | MISO_MO-IL | Internal | Shoulder | B12 | 200 | 3922 | 0 | 67.4 | 67.4 | 0.01 | 0
2020 | MISO_W_2_MISO_MO-IL | MISO_W | MISO_MO-IL | Internal | Shoulder | B13 | 600 | 3922 | 224.65 | 64.87 | 64.88 | 0.01 | 0
2020 | MISO_W_2_MISO_MO-IL | MISO_W | MISO_MO-IL | Internal | Shoulder | B14 | 900 | 3922 | 0 | 62.25 | 62.24 | 0.01 | 0
2020 | MISO_W_2_MISO_MO-IL | MISO_W | MISO_MO-IL | Internal | Shoulder | B15 | 1203 | 3922 | 0 | 58.19 | 58.18 | 0.01 | 0
2020 | MISO_W_2_MISO_MO-IL | MISO_W | MISO_MO-IL | Internal | Summer | B1 | 10 | 3922 | 0 | 101.89 | 101.34 | 0.01 | 0
2020 | MISO_W_2_MISO_MO-IL | MISO_W | MISO_MO-IL | Internal | Summer | B2 | 25 | 3922 | 0 | 100.79 | 100.77 | 0.01 | 0
2020 | MISO_W_2_MISO_MO-IL | MISO_W | MISO_MO-IL | Internal | Summer | B3 | 75 | 3922 | 0 | 100.79 | 100.77 | 0.01 | 0
2020 | MISO_W_2_MISO_MO-IL | MISO_W | MISO_MO-IL | Internal | Summer | B4 | 100 | 3922 | 0 | 97.88 | 97.88 | 0.01 | 0
2020 | MISO_W_2_MISO_MO-IL | MISO_W | MISO_MO-IL | Internal | Summer | B5 | 200 | 3922 | 0 | 92.37 | 92.37 | 0.01 | 0
2020 | MISO_W_2_MISO_MO-IL | MISO_W | MISO_MO-IL | Internal | Summer | B6 | 300 | 3922 | 0 | 76.28 | 76.27 | 0.01 | 0
2020 | MISO_W_2_MISO_MO-IL | MISO_W | MISO_MO-IL | Internal | Summer | B7 | 400 | 3922 | 0 | 68.11 | 68.1 | 0.01 | 0
2020 | MISO_W_2_MISO_MO-IL | MISO_W | MISO_MO-IL | Internal | Summer | B8 | 500 | 3922 | 0 | 62.96 | 62.95 | 0.01 | 0
2020 | MISO_W_2_MISO_MO-IL | MISO_W | MISO_MO-IL | Internal | Summer | B9 | 800 | 3922 | 0 | 62.67 | 61.3 | 0.01 | 0
2020 | MISO_W_2_MISO_MO-IL | MISO_W | MISO_MO-IL | Internal | Summer | B10 | 1262 | 3922 | 0 | 61.02 | 57.76 | 0.01 | 0
2020 | MISO_W_2_MISO_MO-IL | MISO_W | MISO_MO-IL | Internal | Winter | B16 | 25 | 3922 | 0 | 80.72 | 79.12 | 0.01 | 0
2020 | MISO_W_2_MISO_MO-IL | MISO_W | MISO_MO-IL | Internal | Winter | B17 | 100 | 3922 | 0 | 72.58 | 68.88 | 0.01 | 0
2020 | MISO_W_2_MISO_MO-IL | MISO_W | MISO_MO-IL | Internal | Winter | B18 | 400 | 3922 | 0 | 67.46 | 67.46 | 0.01 | 0
2020 | MISO_W_2_MISO_MO-IL | MISO_W | MISO_MO-IL | Internal | Winter | B19 | 700 | 3922 | 0 | 65.89 | 65.87 | 0.01 | 0
2020 | MISO_W_2_MISO_MO-IL | MISO_W | MISO_MO-IL | Internal | Winter | B20 | 935 | 3922 | 0 | 59.87 | 59.86 | 0.01 | 0
2020 | MISO_W_2_MISO_WUMS | MISO_W | MISO_WUMS | Internal | Shoulder | B11 | 25 | 1667 | 0 | 72.58 | 70.39 | 0.01 | 0
2020 | MISO_W_2_MISO_WUMS | MISO_W | MISO_WUMS | Internal | Shoulder | B12 | 200 | 1667 | 0 | 67.4 | 67.39 | 0.01 | 0
2020 | MISO_W_2_MISO_WUMS | MISO_W | MISO_WUMS | Internal | Shoulder | B13 | 600 | 1667 | 0 | 64.87 | 64.86 | 0.01 | 0
2020 | MISO_W_2_MISO_WUMS | MISO_W | MISO_WUMS | Internal | Shoulder | B14 | 900 | 1667 | 0 | 62.25 | 62.23 | 0.01 | 0
2020 | MISO_W_2_MISO_WUMS | MISO_W | MISO_WUMS | Internal | Shoulder | B15 | 1203 | 1667 | 0 | 58.19 | 58.18 | 0.01 | 0
2020 | MISO_W_2_MISO_WUMS | MISO_W | MISO_WUMS | Internal | Summer | B1 | 10 | 1667 | 0 | 101.89 | 101.34 | 0.01 | 0
2020 | MISO_W_2_MISO_WUMS | MISO_W | MISO_WUMS | Internal | Summer | B2 | 25 | 1667 | 0 | 100.79 | 100.77 | 0.01 | 0
2020 | MISO_W_2_MISO_WUMS | MISO_W | MISO_WUMS | Internal | Summer | B3 | 75 | 1667 | 0 | 100.79 | 99.15 | 0.01 | 0
2020 | MISO_W_2_MISO_WUMS | MISO_W | MISO_WUMS | Internal | Summer | B4 | 100 | 1667 | 0 | 97.88 | 70.59 | 0.01 | 0
2020 | MISO_W_2_MISO_WUMS | MISO_W | MISO_WUMS | Internal | Summer | B5 | 200 | 1667 | 0 | 92.37 | 69.98 | 0.01 | 0
2020 | MISO_W_2_MISO_WUMS | MISO_W | MISO_WUMS | Internal | Summer | B6 | 300 | 1667 | 0 | 76.28 | 69.98 | 0.01 | 0
2020 | MISO_W_2_MISO_WUMS | MISO_W | MISO_WUMS | Internal | Summer | B7 | 400 | 1667 | 0 | 68.11 | 64.1 | 0.01 | 0
2020 | MISO_W_2_MISO_WUMS | MISO_W | MISO_WUMS | Internal | Summer | B8 | 500 | 1667 | 0 | 62.96 | 60.81 | 0.01 | 0
2020 | MISO_W_2_MISO_WUMS | MISO_W | MISO_WUMS | Internal | Summer | B9 | 800 | 1667 | 0 | 62.67 | 59.01 | 0.01 | 0
2020 | MISO_W_2_MISO_WUMS | MISO_W | MISO_WUMS | Internal | Summer | B10 | 1262 | 1667 | 0 | 61.02 | 57.75 | 0.01 | 0
2020 | MISO_W_2_MISO_WUMS | MISO_W | MISO_WUMS | Internal | Winter | B16 | 25 | 1667 | 0 | 80.72 | 75.68 | 0.01 | 0
2020 | MISO_W_2_MISO_WUMS | MISO_W | MISO_WUMS | Internal | Winter | B17 | 100 | 1667 | 0 | 72.58 | 68.9 | 0.01 | 0
2020 | MISO_W_2_MISO_WUMS | MISO_W | MISO_WUMS | Internal | Winter | B18 | 400 | 1667 | 0 | 67.46 | 67.45 | 0.01 | 0
2020 | MISO_W_2_MISO_WUMS | MISO_W | MISO_WUMS | Internal | Winter | B19 | 700 | 1667 | 0 | 65.89 | 65.29 | 0.01 | 0
2020 | MISO_W_2_MISO_WUMS | MISO_W | MISO_WUMS | Internal | Winter | B20 | 935 | 1667 | 0 | 59.87 | 59.86 | 0.01 | 0
2020 | MISO_W_2_NE | MISO_W | NE | Internal | Shoulder | B11 | 25 | 5289 | 0 | 72.58 | 67.58 | 7 | 0
2020 | MISO_W_2_NE | MISO_W | NE | Internal | Shoulder | B12 | 200 | 5289 | 0 | 67.4 | 62.4 | 7 | 0
2020 | MISO_W_2_NE | MISO_W | NE | Internal | Shoulder | B13 | 600 | 5289 | 0 | 64.87 | 59.87 | 7 | 0
2020 | MISO_W_2_NE | MISO_W | NE | Internal | Shoulder | B14 | 900 | 5289 | 0 | 62.25 | 57.23 | 7 | 0
2020 | MISO_W_2_NE | MISO_W | NE | Internal | Shoulder | B15 | 1203 | 5289 | 0 | 58.19 | 52.87 | 7 | 0
2020 | MISO_W_2_NE | MISO_W | NE | Internal | Summer | B1 | 10 | 5289 | 0 | 101.89 | 96.89 | 7 | 0
2020 | MISO_W_2_NE | MISO_W | NE | Internal | Summer | B2 | 25 | 5289 | 0 | 100.79 | 95.79 | 7 | 0
2020 | MISO_W_2_NE | MISO_W | NE | Internal | Summer | B3 | 75 | 5289 | 0 | 100.79 | 95.79 | 7 | 0
2020 | MISO_W_2_NE | MISO_W | NE | Internal | Summer | B4 | 100 | 5289 | 0 | 97.88 | 92.88 | 7 | 0
2020 | MISO_W_2_NE | MISO_W | NE | Internal | Summer | B5 | 200 | 5289 | 0 | 92.37 | 87.37 | 7 | 0
2020 | MISO_W_2_NE | MISO_W | NE | Internal | Summer | B6 | 300 | 5289 | 0 | 76.28 | 71.28 | 7 | 0
2020 | MISO_W_2_NE | MISO_W | NE | Internal | Summer | B7 | 400 | 5289 | 0 | 68.11 | 63.11 | 7 | 0
2020 | MISO_W_2_NE | MISO_W | NE | Internal | Summer | B8 | 500 | 5289 | 0 | 62.96 | 57.96 | 7 | 0
2020 | MISO_W_2_NE | MISO_W | NE | Internal | Summer | B9 | 800 | 5289 | 0 | 62.67 | 57.67 | 7 | 0
2020 | MISO_W_2_NE | MISO_W | NE | Internal | Summer | B10 | 1262 | 5289 | 0 | 61.02 | 56.02 | 7 | 0
2020 | MISO_W_2_NE | MISO_W | NE | Internal | Winter | B16 | 25 | 5289 | 0 | 80.72 | 60.58 | 7 | 0
2020 | MISO_W_2_NE | MISO_W | NE | Internal | Winter | B17 | 100 | 5289 | 0 | 72.58 | 60.58 | 7 | 0
2020 | MISO_W_2_NE | MISO_W | NE | Internal | Winter | B18 | 400 | 5289 | 0 | 67.46 | 61.38 | 7 | 0
2020 | MISO_W_2_NE | MISO_W | NE | Internal | Winter | B19 | 700 | 5289 | 0 | 65.89 | 60.87 | 7 | 0
2020 | MISO_W_2_NE | MISO_W | NE | Internal | Winter | B20 | 935 | 5289 | 0 | 59.87 | 54.85 | 7 | 0
2020 | MISO_W_2_PJM_ROR | MISO_W | PJM_ROR | Internal | Shoulder | B11 | 25 | 13193 | 1152.42 | 72.58 | 74.58 | 2 | 0
2020 | MISO_W_2_PJM_ROR | MISO_W | PJM_ROR | Internal | Shoulder | B12 | 200 | 13193 | 1486.73 | 67.4 | 69.4 | 2 | 0
2020 | MISO_W_2_PJM_ROR | MISO_W | PJM_ROR | Internal | Shoulder | B13 | 600 | 13193 | 301.88 | 64.87 | 66.87 | 2 | 0
2020 | MISO_W_2_PJM_ROR | MISO_W | PJM_ROR | Internal | Shoulder | B14 | 900 | 13193 | 269.01 | 62.25 | 64.25 | 2 | 0
2020 | MISO_W_2_PJM_ROR | MISO_W | PJM_ROR | Internal | Shoulder | B15 | 1203 | 13193 | 0 | 58.19 | 60.18 | 2 | 0
2020 | MISO_W_2_PJM_ROR | MISO_W | PJM_ROR | Internal | Summer | B1 | 10 | 13193 | 0 | 101.89 | 103.34 | 2 | 0
2020 | MISO_W_2_PJM_ROR | MISO_W | PJM_ROR | Internal | Summer | B2 | 25 | 13193 | 0 | 100.79 | 102.77 | 2 | 0
2020 | MISO_W_2_PJM_ROR | MISO_W | PJM_ROR | Internal | Summer | B3 | 75 | 13193 | 0 | 100.79 | 101.15 | 2 | 0
2020 | MISO_W_2_PJM_ROR | MISO_W | PJM_ROR | Internal | Summer | B4 | 100 | 13193 | 0 | 97.88 | 95.88 | 2 | 0
2020 | MISO_W_2_PJM_ROR | MISO_W | PJM_ROR | Internal | Summer | B5 | 200 | 13193 | 0 | 92.37 | 90.37 | 2 | 0
2020 | MISO_W_2_PJM_ROR | MISO_W | PJM_ROR | Internal | Summer | B6 | 300 | 13193 | 0 | 76.28 | 76.34 | 2 | 0
2020 | MISO_W_2_PJM_ROR | MISO_W | PJM_ROR | Internal | Summer | B7 | 400 | 13193 | 0 | 68.11 | 66.11 | 2 | 0
2020 | MISO_W_2_PJM_ROR | MISO_W | PJM_ROR | Internal | Summer | B8 | 500 | 13193 | 0 | 62.96 | 63.24 | 2 | 0
2020 | MISO_W_2_PJM_ROR | MISO_W | PJM_ROR | Internal | Summer | B9 | 800 | 13193 | 0 | 62.67 | 61.01 | 2 | 0
2020 | MISO_W_2_PJM_ROR | MISO_W | PJM_ROR | Internal | Summer | B10 | 1262 | 13193 | 0 | 61.02 | 59.76 | 2 | 0
2020 | MISO_W_2_PJM_ROR | MISO_W | PJM_ROR | Internal | Winter | B16 | 25 | 13193 | 8546.36 | 80.72 | 82.72 | 2 | 0
2020 | MISO_W_2_PJM_ROR | MISO_W | PJM_ROR | Internal | Winter | B17 | 100 | 13193 | 7242.68 | 72.58 | 74.58 | 2 | 0
2020 | MISO_W_2_PJM_ROR | MISO_W | PJM_ROR | Internal | Winter | B18 | 400 | 13193 | 3006.75 | 67.46 | 69.46 | 2 | 0
2020 | MISO_W_2_PJM_ROR | MISO_W | PJM_ROR | Internal | Winter | B19 | 700 | 13193 | 1744.72 | 65.89 | 67.89 | 2 | 0
2020 | MISO_W_2_PJM_ROR | MISO_W | PJM_ROR | Internal | Winter | B20 | 935 | 13193 | 0 | 59.87 | 61.86 | 2 | 0
2020 | MISO_W_2_SPP_N | MISO_W | SPP_N | Internal | Shoulder | B11 | 25 | 3537 | 0 | 72.58 | 67.57 | 7 | 0
2020 | MISO_W_2_SPP_N | MISO_W | SPP_N | Internal | Shoulder | B12 | 200 | 3537 | 0 | 67.4 | 62.4 | 7 | 0
2020 | MISO_W_2_SPP_N | MISO_W | SPP_N | Internal | Shoulder | B13 | 600 | 3537 | 0 | 64.87 | 60.51 | 7 | 0
2020 | MISO_W_2_SPP_N | MISO_W | SPP_N | Internal | Shoulder | B14 | 900 | 3537 | 0 | 62.25 | 57.24 | 7 | 0
2020 | MISO_W_2_SPP_N | MISO_W | SPP_N | Internal | Shoulder | B15 | 1203 | 3537 | 0 | 58.19 | 52.88 | 7 | 0
2020 | MISO_W_2_SPP_N | MISO_W | SPP_N | Internal | Summer | B1 | 10 | 3537 | 0 | 101.89 | 88.34 | 7 | 0
2020 | MISO_W_2_SPP_N | MISO_W | SPP_N | Internal | Summer | B2 | 25 | 3537 | 0 | 100.79 | 95.77 | 7 | 0
2020 | MISO_W_2_SPP_N | MISO_W | SPP_N | Internal | Summer | B3 | 75 | 3537 | 0 | 100.79 | 95.77 | 7 | 0
2020 | MISO_W_2_SPP_N | MISO_W | SPP_N | Internal | Summer | B4 | 100 | 3537 | 0 | 97.88 | 92.88 | 7 | 0
2020 | MISO_W_2_SPP_N | MISO_W | SPP_N | Internal | Summer | B5 | 200 | 3537 | 0 | 92.37 | 87.37 | 7 | 0
2020 | MISO_W_2_SPP_N | MISO_W | SPP_N | Internal | Summer | B6 | 300 | 3537 | 0 | 76.28 | 71.29 | 7 | 0
2020 | MISO_W_2_SPP_N | MISO_W | SPP_N | Internal | Summer | B7 | 400 | 3537 | 0 | 68.11 | 64.39 | 7 | 0
2020 | MISO_W_2_SPP_N | MISO_W | SPP_N | Internal | Summer | B8 | 500 | 3537 | 0 | 62.96 | 61.9 | 7 | 0
2020 | MISO_W_2_SPP_N | MISO_W | SPP_N | Internal | Summer | B9 | 800 | 3537 | 0 | 62.67 | 60.62 | 7 | 0
2020 | MISO_W_2_SPP_N | MISO_W | SPP_N | Internal | Summer | B10 | 1262 | 3537 | 0 | 61.02 | 56.03 | 7 | 0
2020 | MISO_W_2_SPP_N | MISO_W | SPP_N | Internal | Winter | B16 | 25 | 3537 | 0 | 80.72 | 66.12 | 7 | 0
2020 | MISO_W_2_SPP_N | MISO_W | SPP_N | Internal | Winter | B17 | 100 | 3537 | 0 | 72.58 | 63.12 | 7 | 0
2020 | MISO_W_2_SPP_N | MISO_W | SPP_N | Internal | Winter | B18 | 400 | 3537 | 0 | 67.46 | 62.71 | 7 | 0
2020 | MISO_W_2_SPP_N | MISO_W | SPP_N | Internal | Winter | B19 | 700 | 3537 | 0 | 65.89 | 60.89 | 7 | 0
2020 | MISO_W_2_SPP_N | MISO_W | SPP_N | Internal | Winter | B20 | 935 | 3537 | 0 | 59.87 | 54.86 | 7 | 0
2020 | MISO_WUMS_2_MISO_MI | MISO_WUMS | MISO_MI | Internal | Shoulder | B11 | 25 | 787 | 787 | 70.39 | 72.58 | 0.01 | 2.17
2020 | MISO_WUMS_2_MISO_MI | MISO_WUMS | MISO_MI | Internal | Shoulder | B12 | 200 | 787 | 697.89 | 67.39 | 67.4 | 0.01 | 0
2020 | MISO_WUMS_2_MISO_MI | MISO_WUMS | MISO_MI | Internal | Shoulder | B13 | 600 | 787 | 787 | 64.86 | 64.88 | 0.01 | 0.01
2020 | MISO_WUMS_2_MISO_MI | MISO_WUMS | MISO_MI | Internal | Shoulder | B14 | 900 | 787 | 497.86 | 62.23 | 62.24 | 0.01 | 0
2020 | MISO_WUMS_2_MISO_MI | MISO_WUMS | MISO_MI | Internal | Shoulder | B15 | 1203 | 787 | 0 | 58.18 | 58.18 | 0.01 | 0
2020 | MISO_WUMS_2_MISO_MI | MISO_WUMS | MISO_MI | Internal | Summer | B1 | 10 | 787 | 0 | 101.34 | 101.34 | 0.01 | 0
2020 | MISO_WUMS_2_MISO_MI | MISO_WUMS | MISO_MI | Internal | Summer | B2 | 25 | 787 | 0 | 100.77 | 100.77 | 0.01 | 0
2020 | MISO_WUMS_2_MISO_MI | MISO_WUMS | MISO_MI | Internal | Summer | B3 | 75 | 787 | 754.48 | 99.15 | 99.16 | 0.01 | 0
2020 | MISO_WUMS_2_MISO_MI | MISO_WUMS | MISO_MI | Internal | Summer | B4 | 100 | 787 | 787 | 70.59 | 93.88 | 0.01 | 23.27
2020 | MISO_WUMS_2_MISO_MI | MISO_WUMS | MISO_MI | Internal | Summer | B5 | 200 | 787 | 787 | 69.98 | 79.39 | 0.01 | 9.4
2020 | MISO_WUMS_2_MISO_MI | MISO_WUMS | MISO_MI | Internal | Summer | B6 | 300 | 787 | 787 | 69.98 | 74.34 | 0.01 | 4.35
2020 | MISO_WUMS_2_MISO_MI | MISO_WUMS | MISO_MI | Internal | Summer | B7 | 400 | 787 | 481.99 | 64.1 | 64.11 | 0.01 | 0
2020 | MISO_WUMS_2_MISO_MI | MISO_WUMS | MISO_MI | Internal | Summer | B8 | 500 | 787 | 787 | 60.81 | 61.24 | 0.01 | 0.41
2020 | MISO_WUMS_2_MISO_MI | MISO_WUMS | MISO_MI | Internal | Summer | B9 | 800 | 787 | 300.72 | 59.01 | 59.02 | 0.01 | 0
2020 | MISO_WUMS_2_MISO_MI | MISO_WUMS | MISO_MI | Internal | Summer | B10 | 1262 | 787 | 229.65 | 57.75 | 57.76 | 0.01 | 0
2020 | MISO_WUMS_2_MISO_MI | MISO_WUMS | MISO_MI | Internal | Winter | B16 | 25 | 787 | 787 | 75.68 | 79.12 | 0.01 | 3.42
2020 | MISO_WUMS_2_MISO_MI | MISO_WUMS | MISO_MI | Internal | Winter | B17 | 100 | 787 | 0 | 68.9 | 68.88 | 0.01 | 0
2020 | MISO_WUMS_2_MISO_MI | MISO_WUMS | MISO_MI | Internal | Winter | B18 | 400 | 787 | 263.36 | 67.45 | 67.46 | 0.01 | 0
2020 | MISO_WUMS_2_MISO_MI | MISO_WUMS | MISO_MI | Internal | Winter | B19 | 700 | 787 | 0 | 65.29 | 65.28 | 0.01 | 0
2020 | MISO_WUMS_2_MISO_MI | MISO_WUMS | MISO_MI | Internal | Winter | B20 | 935 | 787 | 0 | 59.86 | 59.86 | 0.01 | 0
2020 | MISO_WUMS_2_MISO_W | MISO_WUMS | MISO_W | Internal | Shoulder | B11 | 25 | 1175 | 1175 | 70.39 | 72.58 | 0.01 | 2.17
2020 | MISO_WUMS_2_MISO_W | MISO_WUMS | MISO_W | Internal | Shoulder | B12 | 200 | 1175 | 686.42 | 67.39 | 67.4 | 0.01 | 0
2020 | MISO_WUMS_2_MISO_W | MISO_WUMS | MISO_W | Internal | Shoulder | B13 | 600 | 1175 | 410.19 | 64.86 | 64.87 | 0.01 | 0
2020 | MISO_WUMS_2_MISO_W | MISO_WUMS | MISO_W | Internal | Shoulder | B14 | 900 | 1175 | 1175 | 62.23 | 62.25 | 0.01 | 0.01
2020 | MISO_WUMS_2_MISO_W | MISO_WUMS | MISO_W | Internal | Shoulder | B15 | 1203 | 1175 | 1156.88 | 58.18 | 58.19 | 0.01 | 0
2020 | MISO_WUMS_2_MISO_W | MISO_WUMS | MISO_W | Internal | Summer | B1 | 10 | 1175 | 1175 | 101.34 | 101.89 | 0.01 | 0.53
2020 | MISO_WUMS_2_MISO_W | MISO_WUMS | MISO_W | Internal | Summer | B2 | 25 | 1175 | 1129.84 | 100.77 | 100.79 | 0.01 | 0
2020 | MISO_WUMS_2_MISO_W | MISO_WUMS | MISO_W | Internal | Summer | B3 | 75 | 1175 | 1175 | 99.15 | 100.79 | 0.01 | 1.63
2020 | MISO_WUMS_2_MISO_W | MISO_WUMS | MISO_W | Internal | Summer | B4 | 100 | 1175 | 1175 | 70.59 | 97.88 | 0.01 | 27.27
2020 | MISO_WUMS_2_MISO_W | MISO_WUMS | MISO_W | Internal | Summer | B5 | 200 | 1175 | 1175 | 69.98 | 92.37 | 0.01 | 22.38
2020 | MISO_WUMS_2_MISO_W | MISO_WUMS | MISO_W | Internal | Summer | B6 | 300 | 1175 | 1175 | 69.98 | 76.28 | 0.01 | 6.29
2020 | MISO_WUMS_2_MISO_W | MISO_WUMS | MISO_W | Internal | Summer | B7 | 400 | 1175 | 1175 | 64.1 | 68.11 | 0.01 | 4
2020 | MISO_WUMS_2_MISO_W | MISO_WUMS | MISO_W | Internal | Summer | B8 | 500 | 1175 | 1175 | 60.81 | 62.96 | 0.01 | 2.14
2020 | MISO_WUMS_2_MISO_W | MISO_WUMS | MISO_W | Internal | Summer | B9 | 800 | 1175 | 1175 | 59.01 | 62.67 | 0.01 | 3.65
2020 | MISO_WUMS_2_MISO_W | MISO_WUMS | MISO_W | Internal | Summer | B10 | 1262 | 1175 | 1175 | 57.75 | 61.02 | 0.01 | 3.26
2020 | MISO_WUMS_2_MISO_W | MISO_WUMS | MISO_W | Internal | Winter | B16 | 25 | 1175 | 1175 | 75.68 | 80.72 | 0.01 | 5.02
2020 | MISO_WUMS_2_MISO_W | MISO_WUMS | MISO_W | Internal | Winter | B17 | 100 | 1175 | 1175 | 68.9 | 72.58 | 0.01 | 3.67
2020 | MISO_WUMS_2_MISO_W | MISO_WUMS | MISO_W | Internal | Winter | B18 | 400 | 1175 | 657.68 | 67.45 | 67.46 | 0.01 | 0
2020 | MISO_WUMS_2_MISO_W | MISO_WUMS | MISO_W | Internal | Winter | B19 | 700 | 1175 | 1175 | 65.29 | 65.89 | 0.01 | 0.58
2020 | MISO_WUMS_2_MISO_W | MISO_WUMS | MISO_W | Internal | Winter | B20 | 935 | 1175 | 409.51 | 59.86 | 59.87 | 0.01 | 0
2020 | MISO_WUMS_2_PJM_ROR | MISO_WUMS | PJM_ROR | Internal | Shoulder | B11 | 25 | 1600 | 1600 | 70.39 | 74.58 | 2 | 2.19
2020 | MISO_WUMS_2_PJM_ROR | MISO_WUMS | PJM_ROR | Internal | Shoulder | B12 | 200 | 1600 | 1600 | 67.39 | 69.4 | 2 | 0.01
2020 | MISO_WUMS_2_PJM_ROR | MISO_WUMS | PJM_ROR | Internal | Shoulder | B13 | 600 | 1600 | 1600 | 64.86 | 66.87 | 2 | 0.01
2020 | MISO_WUMS_2_PJM_ROR | MISO_WUMS | PJM_ROR | Internal | Shoulder | B14 | 900 | 1600 | 1600 | 62.23 | 64.25 | 2 | 0.02
2020 | MISO_WUMS_2_PJM_ROR | MISO_WUMS | PJM_ROR | Internal | Shoulder | B15 | 1203 | 1600 | 1581.52 | 58.18 | 60.18 | 2 | 0
2020 | MISO_WUMS_2_PJM_ROR | MISO_WUMS | PJM_ROR | Internal | Summer | B1 | 10 | 1600 | 1451.79 | 101.34 | 103.34 | 2 | 0
2020 | MISO_WUMS_2_PJM_ROR | MISO_WUMS | PJM_ROR | Internal | Summer | B2 | 25 | 1600 | 1553.36 | 100.77 | 102.77 | 2 | 0
2020 | MISO_WUMS_2_PJM_ROR | MISO_WUMS | PJM_ROR | Internal | Summer | B3 | 75 | 1600 | 1315.84 | 99.15 | 101.15 | 2 | 0
2020 | MISO_WUMS_2_PJM_ROR | MISO_WUMS | PJM_ROR | Internal | Summer | B4 | 100 | 1600 | 1600 | 70.59 | 95.88 | 2 | 23.28
2020 | MISO_WUMS_2_PJM_ROR | MISO_WUMS | PJM_ROR | Internal | Summer | B5 | 200 | 1600 | 1600 | 69.98 | 90.37 | 2 | 18.39
2020 | MISO_WUMS_2_PJM_ROR | MISO_WUMS | PJM_ROR | Internal | Summer | B6 | 300 | 1600 | 1600 | 69.98 | 76.34 | 2 | 4.37
2020 | MISO_WUMS_2_PJM_ROR | MISO_WUMS | PJM_ROR | Internal | Summer | B7 | 400 | 1600 | 1600 | 64.1 | 66.11 | 2 | 0.01
2020 | MISO_WUMS_2_PJM_ROR | MISO_WUMS | PJM_ROR | Internal | Summer | B8 | 500 | 1600 | 1600 | 60.81 | 63.24 | 2 | 0.43
2020 | MISO_WUMS_2_PJM_ROR | MISO_WUMS | PJM_ROR | Internal | Summer | B9 | 800 | 1600 | 179.74 | 59.01 | 61.01 | 2 | 0
2020 | MISO_WUMS_2_PJM_ROR | MISO_WUMS | PJM_ROR | Internal | Summer | B10 | 1262 | 1600 | 1600 | 57.75 | 59.76 | 2 | 0.01
2020 | MISO_WUMS_2_PJM_ROR | MISO_WUMS | PJM_ROR | Internal | Winter | B16 | 25 | 1600 | 1600 | 75.68 | 82.72 | 2 | 5.03
2020 | MISO_WUMS_2_PJM_ROR | MISO_WUMS | PJM_ROR | Internal | Winter | B17 | 100 | 1600 | 1600 | 68.9 | 74.58 | 2 | 3.68
2020 | MISO_WUMS_2_PJM_ROR | MISO_WUMS | PJM_ROR | Internal | Winter | B18 | 400 | 1600 | 1600 | 67.45 | 69.46 | 2 | 0.01
2020 | MISO_WUMS_2_PJM_ROR | MISO_WUMS | PJM_ROR | Internal | Winter | B19 | 700 | 1600 | 1600 | 65.29 | 67.89 | 2 | 0.59
2020 | MISO_WUMS_2_PJM_ROR | MISO_WUMS | PJM_ROR | Internal | Winter | B20 | 935 | 1600 | 866.01 | 59.86 | 61.86 | 2 | 0
2020 | NE_2_MAPP_US | NE | MAPP_US | Internal | Shoulder | B11 | 25 | 1600 | 0 | 67.58 | 65.58 | 5 | 0
2020 | NE_2_MAPP_US | NE | MAPP_US | Internal | Shoulder | B12 | 200 | 1600 | 0 | 62.4 | 60.4 | 5 | 0
2020 | NE_2_MAPP_US | NE | MAPP_US | Internal | Shoulder | B13 | 600 | 1600 | 0 | 59.87 | 57.87 | 5 | 0
2020 | NE_2_MAPP_US | NE | MAPP_US | Internal | Shoulder | B14 | 900 | 1600 | 0 | 57.23 | 57.67 | 5 | 0
2020 | NE_2_MAPP_US | NE | MAPP_US | Internal | Shoulder | B15 | 1203 | 1600 | 0 | 52.87 | 55.45 | 5 | 0
2020 | NE_2_MAPP_US | NE | MAPP_US | Internal | Summer | B1 | 10 | 1600 | 0 | 96.89 | 94.89 | 5 | 0
2020 | NE_2_MAPP_US | NE | MAPP_US | Internal | Summer | B2 | 25 | 1600 | 0 | 95.79 | 93.79 | 5 | 0
2020 | NE_2_MAPP_US | NE | MAPP_US | Internal | Summer | B3 | 75 | 1600 | 0 | 95.79 | 93.79 | 5 | 0
2020 | NE_2_MAPP_US | NE | MAPP_US | Internal | Summer | B4 | 100 | 1600 | 0 | 92.88 | 90.88 | 5 | 0
2020 | NE_2_MAPP_US | NE | MAPP_US | Internal | Summer | B5 | 200 | 1600 | 0 | 87.37 | 85.37 | 5 | 0
2020 | NE_2_MAPP_US | NE | MAPP_US | Internal | Summer | B6 | 300 | 1600 | 0 | 71.28 | 69.28 | 5 | 0
2020 | NE_2_MAPP_US | NE | MAPP_US | Internal | Summer | B7 | 400 | 1600 | 0 | 63.11 | 61.11 | 5 | 0
2020 | NE_2_MAPP_US | NE | MAPP_US | Internal | Summer | B8 | 500 | 1600 | 0 | 57.96 | 55.96 | 5 | 0
2020 | NE_2_MAPP_US | NE | MAPP_US | Internal | Summer | B9 | 800 | 1600 | 0 | 57.67 | 55.67 | 5 | 0
2020 | NE_2_MAPP_US | NE | MAPP_US | Internal | Summer | B10 | 1262 | 1600 | 0 | 56.02 | 55.45 | 5 | 0
2020 | NE_2_MAPP_US | NE | MAPP_US | Internal | Winter | B16 | 25 | 1600 | 1067.62 | 60.58 | 65.58 | 5 | 0
2020 | NE_2_MAPP_US | NE | MAPP_US | Internal | Winter | B17 | 100 | 1600 | 127.66 | 60.58 | 65.58 | 5 | 0
2020 | NE_2_MAPP_US | NE | MAPP_US | Internal | Winter | B18 | 400 | 1600 | 0 | 61.38 | 60.46 | 5 | 0
2020 | NE_2_MAPP_US | NE | MAPP_US | Internal | Winter | B19 | 700 | 1600 | 0 | 60.87 | 60.46 | 5 | 0
2020 | NE_2_MAPP_US | NE | MAPP_US | Internal | Winter | B20 | 935 | 1600 | 0 | 54.85 | 57.28 | 5 | 0
2020 | NE_2_MISO_W | NE | MISO_W | Internal | Shoulder | B11 | 25 | 4089 | 2352.59 | 67.58 | 72.58 | 5 | 0
2020 | NE_2_MISO_W | NE | MISO_W | Internal | Shoulder | B12 | 200 | 4089 | 3893.24 | 62.4 | 67.4 | 5 | 0
2020 | NE_2_MISO_W | NE | MISO_W | Internal | Shoulder | B13 | 600 | 4089 | 2643.32 | 59.87 | 64.87 | 5 | 0
2020 | NE_2_MISO_W | NE | MISO_W | Internal | Shoulder | B14 | 900 | 4089 | 4089 | 57.23 | 62.25 | 5 | 0.02
2020 | NE_2_MISO_W | NE | MISO_W | Internal | Shoulder | B15 | 1203 | 4089 | 4089 | 52.87 | 58.19 | 5 | 0.32
2020 | NE_2_MISO_W | NE | MISO_W | Internal | Summer | B1 | 10 | 4089 | 1672.25 | 96.89 | 101.89 | 5 | 0
2020 | NE_2_MISO_W | NE | MISO_W | Internal | Summer | B2 | 25 | 4089 | 3335.66 | 95.79 | 100.79 | 5 | 0
2020 | NE_2_MISO_W | NE | MISO_W | Internal | Summer | B3 | 75 | 4089 | 2502.91 | 95.79 | 100.79 | 5 | 0
2020 | NE_2_MISO_W | NE | MISO_W | Internal | Summer | B4 | 100 | 4089 | 1331.22 | 92.88 | 97.88 | 5 | 0
2020 | NE_2_MISO_W | NE | MISO_W | Internal | Summer | B5 | 200 | 4089 | 1679.91 | 87.37 | 92.37 | 5 | 0
2020 | NE_2_MISO_W | NE | MISO_W | Internal | Summer | B6 | 300 | 4089 | 1774.67 | 71.28 | 76.28 | 5 | 0
2020 | NE_2_MISO_W | NE | MISO_W | Internal | Summer | B7 | 400 | 4089 | 221.77 | 63.11 | 68.11 | 5 | 0
2020 | NE_2_MISO_W | NE | MISO_W | Internal | Summer | B8 | 500 | 4089 | 1051.15 | 57.96 | 62.96 | 5 | 0
2020 | NE_2_MISO_W | NE | MISO_W | Internal | Summer | B9 | 800 | 4089 | 1147.43 | 57.67 | 62.67 | 5 | 0
2020 | NE_2_MISO_W | NE | MISO_W | Internal | Summer | B10 | 1262 | 4089 | 3081.69 | 56.02 | 61.02 | 5 | 0
2020 | NE_2_MISO_W | NE | MISO_W | Internal | Winter | B16 | 25 | 4089 | 4089 | 60.58 | 80.72 | 5 | 15.14
2020 | NE_2_MISO_W | NE | MISO_W | Internal | Winter | B17 | 100 | 4089 | 4089 | 60.58 | 72.58 | 5 | 7
2020 | NE_2_MISO_W | NE | MISO_W | Internal | Winter | B18 | 400 | 4089 | 4089 | 61.38 | 67.46 | 5 | 1.09
2020 | NE_2_MISO_W | NE | MISO_W | Internal | Winter | B19 | 700 | 4089 | 4089 | 60.87 | 65.89 | 5 | 0.01
2020 | NE_2_MISO_W | NE | MISO_W | Internal | Winter | B20 | 935 | 4089 | 4089 | 54.85 | 59.87 | 5 | 0.02
2020 | NE_2_SPP_N | NE | SPP_N | Internal | Shoulder | B11 | 25 | 1960 | 0 | 67.58 | 67.57 | 0.01 | 0
2020 | NE_2_SPP_N | NE | SPP_N | Internal | Shoulder | B12 | 200 | 1960 | 0 | 62.4 | 62.4 | 0.01 | 0
2020 | NE_2_SPP_N | NE | SPP_N | Internal | Shoulder | B13 | 600 | 1960 | 1960 | 59.87 | 60.51 | 0.01 | 0.63
2020 | NE_2_SPP_N | NE | SPP_N | Internal | Shoulder | B14 | 900 | 1960 | 656.06 | 57.23 | 57.24 | 0.01 | 0
2020 | NE_2_SPP_N | NE | SPP_N | Internal | Shoulder | B15 | 1203 | 1960 | 1579.66 | 52.87 | 52.88 | 0.01 | 0
2020 | NE_2_SPP_N | NE | SPP_N | Internal | Summer | B1 | 10 | 1960 | 0 | 96.89 | 88.34 | 0.01 | 0
2020 | NE_2_SPP_N | NE | SPP_N | Internal | Summer | B2 | 25 | 1960 | 0 | 95.79 | 95.77 | 0.01 | 0
2020 | NE_2_SPP_N | NE | SPP_N | Internal | Summer | B3 | 75 | 1960 | 0 | 95.79 | 95.77 | 0.01 | 0
2020 | NE_2_SPP_N | NE | SPP_N | Internal | Summer | B4 | 100 | 1960 | 0 | 92.88 | 92.88 | 0.01 | 0
2020 | NE_2_SPP_N | NE | SPP_N | Internal | Summer | B5 | 200 | 1960 | 0 | 87.37 | 87.37 | 0.01 | 0
2020 | NE_2_SPP_N | NE | SPP_N | Internal | Summer | B6 | 300 | 1960 | 140.04 | 71.28 | 71.29 | 0.01 | 0
2020 | NE_2_SPP_N | NE | SPP_N | Internal | Summer | B7 | 400 | 1960 | 1960 | 63.11 | 64.39 | 0.01 | 1.26
2020 | NE_2_SPP_N | NE | SPP_N | Internal | Summer | B8 | 500 | 1960 | 1960 | 57.96 | 61.9 | 0.01 | 3.92
2020 | NE_2_SPP_N | NE | SPP_N | Internal | Summer | B9 | 800 | 1960 | 1960 | 57.67 | 60.62 | 0.01 | 2.94
2020 | NE_2_SPP_N | NE | SPP_N | Internal | Summer | B10 | 1262 | 1960 | 1323.45 | 56.02 | 56.03 | 0.01 | 0
2020 | NE_2_SPP_N | NE | SPP_N | Internal | Winter | B16 | 25 | 1960 | 1960 | 60.58 | 66.12 | 0.01 | 5.53
2020 | NE_2_SPP_N | NE | SPP_N | Internal | Winter | B17 | 100 | 1960 | 1960 | 60.58 | 63.12 | 0.01 | 2.53
2020 | NE_2_SPP_N | NE | SPP_N | Internal | Winter | B18 | 400 | 1960 | 1960 | 61.38 | 62.71 | 0.01 | 1.32
2020 | NE_2_SPP_N | NE | SPP_N | Internal | Winter | B19 | 700 | 1960 | 1499.95 | 60.87 | 60.89 | 0.01 | 0
2020 | NE_2_SPP_N | NE | SPP_N | Internal | Winter | B20 | 935 | 1960 | 1949.06 | 54.85 | 54.86 | 0.01 | 0
2020 | NEISO_2_NYISO_A-F | NEISO | NYISO_A-F | Internal | Shoulder | B11 | 25 | 600 | 600 | 61.51 | 65.63 | 3 | 1.12
2020 | NEISO_2_NYISO_A-F | NEISO | NYISO_A-F | Internal | Shoulder | B12 | 200 | 600 | 0 | 61.05 | 64.03 | 3 | 0
2020 | NEISO_2_NYISO_A-F | NEISO | NYISO_A-F | Internal | Shoulder | B13 | 600 | 600 | 0 | 61.05 | 64.03 | 3 | 0
2020 | NEISO_2_NYISO_A-F | NEISO | NYISO_A-F | Internal | Shoulder | B14 | 900 | 600 | 0 | 61.05 | 62.62 | 3 | 0
2020 | NEISO_2_NYISO_A-F | NEISO | NYISO_A-F | Internal | Shoulder | B15 | 1203 | 600 | 0 | 61.05 | 62.62 | 3 | 0
2020 | NEISO_2_NYISO_A-F | NEISO | NYISO_A-F | Internal | Summer | B1 | 10 | 600 | 0 | 106.38 | 95.35 | 3 | 0
2020 | NEISO_2_NYISO_A-F | NEISO | NYISO_A-F | Internal | Summer | B2 | 25 | 600 | 0 | 94.39 | 94.79 | 3 | 0
2020 | NEISO_2_NYISO_A-F | NEISO | NYISO_A-F | Internal | Summer | B3 | 75 | 600 | 2.05 | 80.55 | 83.55 | 3 | 0
2020 | NEISO_2_NYISO_A-F | NEISO | NYISO_A-F | Internal | Summer | B4 | 100 | 600 | 340.46 | 79.42 | 82.42 | 3 | 0
2020 | NEISO_2_NYISO_A-F | NEISO | NYISO_A-F | Internal | Summer | B5 | 200 | 600 | 600 | 58.63 | 74.79 | 3 | 13.15
2020 | NEISO_2_NYISO_A-F | NEISO | NYISO_A-F | Internal | Summer | B6 | 300 | 600 | 600 | 58.63 | 68.33 | 3 | 6.7
2020 | NEISO_2_NYISO_A-F | NEISO | NYISO_A-F | Internal | Summer | B7 | 400 | 600 | 560.57 | 58.63 | 61.63 | 3 | 0
2020 | NEISO_2_NYISO_A-F | NEISO | NYISO_A-F | Internal | Summer | B8 | 500 | 600 | 0 | 58.63 | 61.61 | 3 | 0
2020 | NEISO_2_NYISO_A-F | NEISO | NYISO_A-F | Internal | Summer | B9 | 800 | 600 | 0 | 58.63 | 60.03 | 3 | 0
2020 | NEISO_2_NYISO_A-F | NEISO | NYISO_A-F | Internal | Summer | B10 | 1262 | 600 | 0 | 58.63 | 60.03 | 3 | 0
2020 | NEISO_2_NYISO_A-F | NEISO | NYISO_A-F | Internal | Winter | B16 | 25 | 600 | 0 | 70.44 | 72.97 | 3 | 0
2020 | NEISO_2_NYISO_A-F | NEISO | NYISO_A-F | Internal | Winter | B17 | 100 | 600 | 0 | 69.59 | 66.59 | 3 | 0
2020 | NEISO_2_NYISO_A-F | NEISO | NYISO_A-F | Internal | Winter | B18 | 400 | 600 | 0 | 69.42 | 66.42 | 3 | 0
2020 | NEISO_2_NYISO_A-F | NEISO | NYISO_A-F | Internal | Winter | B19 | 700 | 600 | 0 | 69.42 | 66.42 | 3 | 0
2020 | NEISO_2_NYISO_A-F | NEISO | NYISO_A-F | Internal | Winter | B20 | 935 | 600 | 0 | 69.42 | 66.42 | 3 | 0
2020 | NEISO_2_NYISO_G-I | NEISO | NYISO_G-I | Internal | Shoulder | B11 | 25 | 600 | 600 | 61.51 | 65.65 | 3 | 1.13
2020 | NEISO_2_NYISO_G-I | NEISO | NYISO_G-I | Internal | Shoulder | B12 | 200 | 600 | 0 | 61.05 | 64.04 | 3 | 0
2020 | NEISO_2_NYISO_G-I | NEISO | NYISO_G-I | Internal | Shoulder | B13 | 600 | 600 | 0 | 61.05 | 64.04 | 3 | 0
2020 | NEISO_2_NYISO_G-I | NEISO | NYISO_G-I | Internal | Shoulder | B14 | 900 | 600 | 0 | 61.05 | 62.64 | 3 | 0
2020 | NEISO_2_NYISO_G-I | NEISO | NYISO_G-I | Internal | Shoulder | B15 | 1203 | 600 | 0 | 61.05 | 62.64 | 3 | 0
2020 | NEISO_2_NYISO_G-I | NEISO | NYISO_G-I | Internal | Summer | B1 | 10 | 600 | 0 | 106.38 | 109.36 | 3 | 0
2020 | NEISO_2_NYISO_G-I | NEISO | NYISO_G-I | Internal | Summer | B2 | 25 | 600 | 0 | 94.39 | 97.38 | 3 | 0
2020 | NEISO_2_NYISO_G-I | NEISO | NYISO_G-I | Internal | Summer | B3 | 75 | 600 | 600 | 80.55 | 86.06 | 3 | 2.51
2020 | NEISO_2_NYISO_G-I | NEISO | NYISO_G-I | Internal | Summer | B4 | 100 | 600 | 600 | 79.42 | 83.54 | 3 | 1.12
2020 | NEISO_2_NYISO_G-I | NEISO | NYISO_G-I | Internal | Summer | B5 | 200 | 600 | 600 | 58.63 | 82.37 | 3 | 20.74
2020 | NEISO_2_NYISO_G-I | NEISO | NYISO_G-I | Internal | Summer | B6 | 300 | 600 | 600 | 58.63 | 68.34 | 3 | 6.71
2020 | NEISO_2_NYISO_G-I | NEISO | NYISO_G-I | Internal | Summer | B7 | 400 | 600 | 600 | 58.63 | 61.64 | 3 | 0.01
2020 | NEISO_2_NYISO_G-I | NEISO | NYISO_G-I | Internal | Summer | B8 | 500 | 600 | 0 | 58.63 | 61.62 | 3 | 0
2020 | NEISO_2_NYISO_G-I | NEISO | NYISO_G-I | Internal | Summer | B9 | 800 | 600 | 0 | 58.63 | 60.04 | 3 | 0
2020 | NEISO_2_NYISO_G-I | NEISO | NYISO_G-I | Internal | Summer | B10 | 1262 | 600 | 0 | 58.63 | 60.04 | 3 | 0
2020 | NEISO_2_NYISO_G-I | NEISO | NYISO_G-I | Internal | Winter | B16 | 25 | 600 | 600 | 70.44 | 74.72 | 3 | 1.28
2020 | NEISO_2_NYISO_G-I | NEISO | NYISO_G-I | Internal | Winter | B17 | 100 | 600 | 0 | 69.59 | 69.79 | 3 | 0
2020 | NEISO_2_NYISO_G-I | NEISO | NYISO_G-I | Internal | Winter | B18 | 400 | 600 | 0 | 69.42 | 69.79 | 3 | 0
2020 | NEISO_2_NYISO_G-I | NEISO | NYISO_G-I | Internal | Winter | B19 | 700 | 600 | 0 | 69.42 | 69.79 | 3 | 0
2020 | NEISO_2_NYISO_G-I | NEISO | NYISO_G-I | Internal | Winter | B20 | 935 | 600 | 0 | 69.42 | 66.43 | 3 | 0
2020 | NEISO_2_NYISO_J-K | NEISO | NYISO_J-K | Internal | Shoulder | B11 | 25 | 745 | 745 | 61.51 | 65.66 | 3 | 1.15
2020 | NEISO_2_NYISO_J-K | NEISO | NYISO_J-K | Internal | Shoulder | B12 | 200 | 745 | 57.91 | 61.05 | 64.05 | 3 | 0
2020 | NEISO_2_NYISO_J-K | NEISO | NYISO_J-K | Internal | Shoulder | B13 | 600 | 745 | 49.35 | 61.05 | 64.05 | 3 | 0
2020 | NEISO_2_NYISO_J-K | NEISO | NYISO_J-K | Internal | Shoulder | B14 | 900 | 745 | 0 | 61.05 | 62.65 | 3 | 0
2020 | NEISO_2_NYISO_J-K | NEISO | NYISO_J-K | Internal | Shoulder | B15 | 1203 | 745 | 0 | 61.05 | 62.65 | 3 | 0
2020 | NEISO_2_NYISO_J-K | NEISO | NYISO_J-K | Internal | Summer | B1 | 10 | 745 | 516.63 | 106.38 | 109.38 | 3 | 0
2020 | NEISO_2_NYISO_J-K | NEISO | NYISO_J-K | Internal | Summer | B2 | 25 | 745 | 280.08 | 94.39 | 97.39 | 3 | 0
2020 | NEISO_2_NYISO_J-K | NEISO | NYISO_J-K | Internal | Summer | B3 | 75 | 745 | 745 | 80.55 | 86.07 | 3 | 2.52
2020 | NEISO_2_NYISO_J-K | NEISO | NYISO_J-K | Internal | Summer | B4 | 100 | 745 | 745 | 79.42 | 83.55 | 3 | 1.13
2020 | NEISO_2_NYISO_J-K | NEISO | NYISO_J-K | Internal | Summer | B5 | 200 | 745 | 745 | 58.63 | 83.55 | 3 | 21.92
2020 | NEISO_2_NYISO_J-K | NEISO | NYISO_J-K | Internal | Summer | B6 | 300 | 745 | 745 | 58.63 | 68.36 | 3 | 6.72
2020 | NEISO_2_NYISO_J-K | NEISO | NYISO_J-K | Internal | Summer | B7 | 400 | 745 | 745 | 58.63 | 61.66 | 3 | 0.02
2020 | NEISO_2_NYISO_J-K | NEISO | NYISO_J-K | Internal | Summer | B8 | 500 | 745 | 687.3 | 58.63 | 61.63 | 3 | 0
2020 | NEISO_2_NYISO_J-K | NEISO | NYISO_J-K | Internal | Summer | B9 | 800 | 745 | 0 | 58.63 | 60.06 | 3 | 0
2020 | NEISO_2_NYISO_J-K | NEISO | NYISO_J-K | Internal | Summer | B10 | 1262 | 745 | 0 | 58.63 | 60.06 | 3 | 0
2020 | NEISO_2_NYISO_J-K | NEISO | NYISO_J-K | Internal | Winter | B16 | 25 | 745 | 745 | 70.44 | 74.73 | 3 | 1.29
2020 | NEISO_2_NYISO_J-K | NEISO | NYISO_J-K | Internal | Winter | B17 | 100 | 745 | 176.89 | 69.59 | 72.59 | 3 | 0
2020 | NEISO_2_NYISO_J-K | NEISO | NYISO_J-K | Internal | Winter | B18 | 400 | 745 | 95.45 | 69.42 | 72.42 | 3 | 0
2020 | NEISO_2_NYISO_J-K | NEISO | NYISO_J-K | Internal | Winter | B19 | 700 | 745 | 0 | 69.42 | 72.12 | 3 | 0
2020 | NEISO_2_NYISO_J-K | NEISO | NYISO_J-K | Internal | Winter | B20 | 935 | 745 | 0 | 69.42 | 66.44 | 3 | 0
2020 | NonRTO_Midwest_2_TVA_Transmission | NonRTO_Midwest | TVA_Transmission | Internal | Shoulder | B11 | 25 | 2400 | 0 | 80.57 | 80.02 | 8 | 0
2020 | NonRTO_Midwest_2_TVA_Transmission | NonRTO_Midwest | TVA_Transmission | Internal | Shoulder | B12 | 200 | 2400 | 0 | 75.39 | 71.09 | 8 | 0
2020 | NonRTO_Midwest_2_TVA_Transmission | NonRTO_Midwest | TVA_Transmission | Internal | Shoulder | B13 | 600 | 2400 | 0 | 69.66 | 69.07 | 8 | 0
2020 | NonRTO_Midwest_2_TVA_Transmission | NonRTO_Midwest | TVA_Transmission | Internal | Shoulder | B14 | 900 | 2400 | 0 | 65.39 | 67.92 | 8 | 0
2020 | NonRTO_Midwest_2_TVA_Transmission | NonRTO_Midwest | TVA_Transmission | Internal | Shoulder | B15 | 1203 | 2400 | 0 | 61.53 | 65.88 | 8 | 0
2020 | NonRTO_Midwest_2_TVA_Transmission | NonRTO_Midwest | TVA_Transmission | Internal | Summer | B1 | 10 | 2400 | 0 | 108.46 | 109.34 | 8 | 0
2020 | NonRTO_Midwest_2_TVA_Transmission | NonRTO_Midwest | TVA_Transmission | Internal | Summer | B2 | 25 | 2400 | 0 | 108.46 | 108.77 | 8 | 0
2020 | NonRTO_Midwest_2_TVA_Transmission | NonRTO_Midwest | TVA_Transmission | Internal | Summer | B3 | 75 | 2400 | 0 | 107.15 | 107.15 | 8 | 0
2020 | NonRTO_Midwest_2_TVA_Transmission | NonRTO_Midwest | TVA_Transmission | Internal | Summer | B4 | 100 | 2400 | 0 | 101.86 | 101.88 | 8 | 0
2020 | NonRTO_Midwest_2_TVA_Transmission | NonRTO_Midwest | TVA_Transmission | Internal | Summer | B5 | 200 | 2400 | 0 | 87.38 | 95.05 | 8 | 0
2020 | NonRTO_Midwest_2_TVA_Transmission | NonRTO_Midwest | TVA_Transmission | Internal | Summer | B6 | 300 | 2400 | 0 | 77.54 | 79.43 | 8 | 0
2020 | NonRTO_Midwest_2_TVA_Transmission | NonRTO_Midwest | TVA_Transmission | Internal | Summer | B7 | 400 | 2400 | 0 | 65.39 | 70.14 | 8 | 0
2020 | NonRTO_Midwest_2_TVA_Transmission | NonRTO_Midwest | TVA_Transmission | Internal | Summer | B8 | 500 | 2400 | 0 | 64.91 | 67.76 | 8 | 0
2020 | NonRTO_Midwest_2_TVA_Transmission | NonRTO_Midwest | TVA_Transmission | Internal | Summer | B9 | 800 | 2400 | 0 | 62.32 | 66.26 | 8 | 0
2020 | NonRTO_Midwest_2_TVA_Transmission | NonRTO_Midwest | TVA_Transmission | Internal | Summer | B10 | 1262 | 2400 | 0 | 57.95 | 63.58 | 8 | 0
2020 | NonRTO_Midwest_2_TVA_Transmission | NonRTO_Midwest | TVA_Transmission | Internal | Winter | B16 | 25 | 2400 | 0 | 87.11 | 79.12 | 8 | 0
2020 | NonRTO_Midwest_2_TVA_Transmission | NonRTO_Midwest | TVA_Transmission | Internal | Winter | B17 | 100 | 2400 | 0 | 76.87 | 73.88 | 8 | 0
2020 | NonRTO_Midwest_2_TVA_Transmission | NonRTO_Midwest | TVA_Transmission | Internal | Winter | B18 | 400 | 2400 | 0 | 75.45 | 71.83 | 8 | 0
2020 | NonRTO_Midwest_2_TVA_Transmission | NonRTO_Midwest | TVA_Transmission | Internal | Winter | B19 | 700 | 2400 | 0 | 65.39 | 70.53 | 8 | 0
2020 | NonRTO_Midwest_2_TVA_Transmission | NonRTO_Midwest | TVA_Transmission | Internal | Winter | B20 | 935 | 2400 | 0 | 64.91 | 67.86 | 8 | 0
2020 | NYISO_A-F_2_NEISO | NYISO_A-F | NEISO | Internal | Shoulder | B11 | 25 | 600 | 0 | 65.63 | 61.51 | 3 | 0
2020 | NYISO_A-F_2_NEISO | NYISO_A-F | NEISO | Internal | Shoulder | B12 | 200 | 600 | 0 | 64.03 | 61.05 | 3 | 0
2020 | NYISO_A-F_2_NEISO | NYISO_A-F | NEISO | Internal | Shoulder | B13 | 600 | 600 | 0 | 64.03 | 61.05 | 3 | 0
2020 | NYISO_A-F_2_NEISO | NYISO_A-F | NEISO | Internal | Shoulder | B14 | 900 | 600 | 0 | 62.62 | 61.05 | 3 | 0
2020 | NYISO_A-F_2_NEISO | NYISO_A-F | NEISO | Internal | Shoulder | B15 | 1203 | 600 | 0 | 62.62 | 61.05 | 3 | 0
2020 | NYISO_A-F_2_NEISO | NYISO_A-F | NEISO | Internal | Summer | B1 | 10 | 600 | 600 | 95.35 | 106.38 | 3 | 8.02
2020 | NYISO_A-F_2_NEISO | NYISO_A-F | NEISO | Internal | Summer | B2 | 25 | 600 | 0 | 94.79 | 94.39 | 3 | 0
2020 | NYISO_A-F_2_NEISO | NYISO_A-F | NEISO | Internal | Summer | B3 | 75 | 600 | 0 | 83.55 | 80.55 | 3 | 0
2020 | NYISO_A-F_2_NEISO | NYISO_A-F | NEISO | Internal | Summer | B4 | 100 | 600 | 0 | 82.42 | 79.42 | 3 | 0
2020 | NYISO_A-F_2_NEISO | NYISO_A-F | NEISO | Internal | Summer | B5 | 200 | 600 | 0 | 74.79 | 58.63 | 3 | 0
2020 | NYISO_A-F_2_NEISO | NYISO_A-F | NEISO | Internal | Summer | B6 | 300 | 600 | 0 | 68.33 | 58.63 | 3 | 0
2020 | NYISO_A-F_2_NEISO | NYISO_A-F | NEISO | Internal | Summer | B7 | 400 | 600 | 0 | 61.63 | 58.63 | 3 | 0
2020 | NYISO_A-F_2_NEISO | NYISO_A-F | NEISO | Internal | Summer | B8 | 500 | 600 | 0 | 61.61 | 58.63 | 3 | 0
2020 | NYISO_A-F_2_NEISO | NYISO_A-F | NEISO | Internal | Summer | B9 | 800 | 600 | 0 | 60.03 | 58.63 | 3 | 0
2020 | NYISO_A-F_2_NEISO | NYISO_A-F | NEISO | Internal | Summer | B10 | 1262 | 600 | 0 | 60.03 | 58.63 | 3 | 0
2020 | NYISO_A-F_2_NEISO | NYISO_A-F | NEISO | Internal | Winter | B16 | 25 | 600 | 0 | 72.97 | 70.44 | 3 | 0
2020 | NYISO_A-F_2_NEISO | NYISO_A-F | NEISO | Internal | Winter | B17 | 100 | 600 | 369.9 | 66.59 | 69.59 | 3 | 0
2020 | NYISO_A-F_2_NEISO | NYISO_A-F | NEISO | Internal | Winter | B18 | 400 | 600 | 34.95 | 66.42 | 69.42 | 3 | 0
2020 | NYISO_A-F_2_NEISO | NYISO_A-F | NEISO | Internal | Winter | B19 | 700 | 600 | 20.59 | 66.42 | 69.42 | 3 | 0
2020 | NYISO_A-F_2_NEISO | NYISO_A-F | NEISO | Internal | Winter | B20 | 935 | 600 | 15.67 | 66.42 | 69.42 | 3 | 0
2020 | NYISO_A-F_2_NYISO_G-I | NYISO_A-F | NYISO_G-I | Internal | Shoulder | B11 | 25 | 5685 | 4677.02 | 65.63 | 65.65 | 0.01 | 0
2020 | NYISO_A-F_2_NYISO_G-I | NYISO_A-F | NYISO_G-I | Internal | Shoulder | B12 | 200 | 5685 | 4599.09 | 64.03 | 64.04 | 0.01 | 0
2020 | NYISO_A-F_2_NYISO_G-I | NYISO_A-F | NYISO_G-I | Internal | Shoulder | B13 | 600 | 5685 | 4210.06 | 64.03 | 64.04 | 0.01 | 0
2020 | NYISO_A-F_2_NYISO_G-I | NYISO_A-F | NYISO_G-I | Internal | Shoulder | B14 | 900 | 5685 | 4320.63 | 62.62 | 62.64 | 0.01 | 0
2020 | NYISO_A-F_2_NYISO_G-I | NYISO_A-F | NYISO_G-I | Internal | Shoulder | B15 | 1203 | 5685 | 2379.23 | 62.62 | 62.64 | 0.01 | 0
2020 | NYISO_A-F_2_NYISO_G-I | NYISO_A-F | NYISO_G-I | Internal | Summer | B1 | 10 | 5685 | 5685 | 95.35 | 109.36 | 0.01 | 14
2020 | NYISO_A-F_2_NYISO_G-I | NYISO_A-F | NYISO_G-I | Internal | Summer | B2 | 25 | 5685 | 5685 | 94.79 | 97.38 | 0.01 | 2.58
2020 | NYISO_A-F_2_NYISO_G-I | NYISO_A-F | NYISO_G-I | Internal | Summer | B3 | 75 | 5685 | 5685 | 83.55 | 86.06 | 0.01 | 2.5
2020 | NYISO_A-F_2_NYISO_G-I | NYISO_A-F | NYISO_G-I | Internal | Summer | B4 | 100 | 5685 | 5685 | 82.42 | 83.54 | 0.01 | 1.11
2020 | NYISO_A-F_2_NYISO_G-I | NYISO_A-F | NYISO_G-I | Internal | Summer | B5 | 200 | 5685 | 5685 | 74.79 | 82.37 | 0.01 | 7.57
2020 | NYISO_A-F_2_NYISO_G-I | NYISO_A-F | NYISO_G-I | Internal | Summer | B6 | 300 | 5685 | 4793.13 | 68.33 | 68.34 | 0.01 | 0
2020 | NYISO_A-F_2_NYISO_G-I | NYISO_A-F | NYISO_G-I | Internal | Summer | B7 | 400 | 5685 | 4462.68 | 61.63 | 61.64 | 0.01 | 0
2020 | NYISO_A-F_2_NYISO_G-I | NYISO_A-F | NYISO_G-I | Internal | Summer | B8 | 500 | 5685 | 4321.68 | 61.61 | 61.62 | 0.01 | 0
2020 | NYISO_A-F_2_NYISO_G-I | NYISO_A-F | NYISO_G-I | Internal | Summer | B9 | 800 | 5685 | 4151.45 | 60.03 | 60.04 | 0.01 | 0
2020 | NYISO_A-F_2_NYISO_G-I | NYISO_A-F | NYISO_G-I | Internal | Summer | B10 | 1262 | 5685 | 2022.18 | 60.03 | 60.04 | 0.01 | 0
2020 | NYISO_A-F_2_NYISO_G-I | NYISO_A-F | NYISO_G-I | Internal | Winter | B16 | 25 | 5685 | 5685 | 72.97 | 74.72 | 0.01 | 1.74
2020 | NYISO_A-F_2_NYISO_G-I | NYISO_A-F | NYISO_G-I | Internal | Winter | B17 | 100 | 5685 | 5685 | 66.59 | 69.79 | 0.01 | 3.19
2020 | NYISO_A-F_2_NYISO_G-I | NYISO_A-F | NYISO_G-I | Internal | Winter | B18 | 400 | 5685 | 5685 | 66.42 | 69.79 | 0.01 | 3.37
2020 | NYISO_A-F_2_NYISO_G-I | NYISO_A-F | NYISO_G-I | Internal | Winter | B19 | 700 | 5685 | 5685 | 66.42 | 69.79 | 0.01 | 3.37
2020 | NYISO_A-F_2_NYISO_G-I | NYISO_A-F | NYISO_G-I | Internal | Winter | B20 | 935 | 5685 | 5057.62 | 66.42 | 66.43 | 0.01 | 0
2020 | NYISO_A-F_2_PJM_ROM | NYISO_A-F | PJM_ROM | Internal | Shoulder | B11 | 25 | 1000 | 1000 | 65.63 | 74.59 | 8 | 0.95
2020 | NYISO_A-F_2_PJM_ROM | NYISO_A-F | PJM_ROM | Internal | Shoulder | B12 | 200 | 1000 | 0 | 64.03 | 69.42 | 8 | 0
2020 | NYISO_A-F_2_PJM_ROM | NYISO_A-F | PJM_ROM | Internal | Shoulder | B13 | 600 | 1000 | 0 | 64.03 | 66.88 | 8 | 0
2020 | NYISO_A-F_2_PJM_ROM | NYISO_A-F | PJM_ROM | Internal | Shoulder | B14 | 900 | 1000 | 0 | 62.62 | 64.27 | 8 | 0
2020 | NYISO_A-F_2_PJM_ROM | NYISO_A-F | PJM_ROM | Internal | Shoulder | B15 | 1203 | 1000 | 0 | 62.62 | 60.19 | 8 | 0
2020 | NYISO_A-F_2_PJM_ROM | NYISO_A-F | PJM_ROM | Internal | Summer | B1 | 10 | 1000 | 329.64 | 95.35 | 103.35 | 8 | 0
2020 | NYISO_A-F_2_PJM_ROM | NYISO_A-F | PJM_ROM | Internal | Summer | B2 | 25 | 1000 | 871 | 94.79 | 102.79 | 8 | 0
2020 | NYISO_A-F_2_PJM_ROM | NYISO_A-F | PJM_ROM | Internal | Summer | B3 | 75 | 1000 | 1000 | 83.55 | 101.14 | 8 | 9.59
2020 | NYISO_A-F_2_PJM_ROM | NYISO_A-F | PJM_ROM | Internal | Summer | B4 | 100 | 1000 | 1000 | 82.42 | 95.86 | 8 | 5.45
2020 | NYISO_A-F_2_PJM_ROM | NYISO_A-F | PJM_ROM | Internal | Summer | B5 | 200 | 1000 | 1000 | 74.79 | 90.38 | 8 | 7.59
2020 | NYISO_A-F_2_PJM_ROM | NYISO_A-F | PJM_ROM | Internal | Summer | B6 | 300 | 1000 | 1000 | 68.33 | 76.36 | 8 | 0.02
2020 | NYISO_A-F_2_PJM_ROM | NYISO_A-F | PJM_ROM | Internal | Summer | B7 | 400 | 1000 | 0 | 61.63 | 66.12 | 8 | 0
2020 | NYISO_A-F_2_PJM_ROM | NYISO_A-F | PJM_ROM | Internal | Summer | B8 | 500 | 1000 | 0 | 61.61 | 63.25 | 8 | 0
2020 | NYISO_A-F_2_PJM_ROM | NYISO_A-F | PJM_ROM | Internal | Summer | B9 | 800 | 1000 | 0 | 60.03 | 61.9 | 8 | 0
2020 | NYISO_A-F_2_PJM_ROM | NYISO_A-F | PJM_ROM | Internal | Summer | B10 | 1262 | 1000 | 0 | 60.03 | 59.77 | 8 | 0
2020 | NYISO_A-F_2_PJM_ROM | NYISO_A-F | PJM_ROM | Internal | Winter | B16 | 25 | 1000 | 1000 | 72.97 | 82.73 | 8 | 1.76
2020 | NYISO_A-F_2_PJM_ROM | NYISO_A-F | PJM_ROM | Internal | Winter | B17 | 100 | 1000 | 43.15 | 66.59 | 74.59 | 8 | 0
2020 | NYISO_A-F_2_PJM_ROM | NYISO_A-F | PJM_ROM | Internal | Winter | B18 | 400 | 1000 | 0 | 66.42 | 71.49 | 8 | 0
2020 | NYISO_A-F_2_PJM_ROM | NYISO_A-F | PJM_ROM | Internal | Winter | B19 | 700 | 1000 | 0 | 66.42 | 69.56 | 8 | 0
2020 | NYISO_A-F_2_PJM_ROM | NYISO_A-F | PJM_ROM | Internal | Winter | B20 | 935 | 1000 | 0 | 66.42 | 61.87 | 8 | 0
2020 | NYISO_G-I_2_NEISO | NYISO_G-I | NEISO | Internal | Shoulder | B11 | 25 | 600 | 0 | 65.65 | 61.51 | 3 | 0
2020 | NYISO_G-I_2_NEISO | NYISO_G-I | NEISO | Internal | Shoulder | B12 | 200 | 600 | 0 | 64.04 | 61.05 | 3 | 0
2020 | NYISO_G-I_2_NEISO | NYISO_G-I | NEISO | Internal | Shoulder | B13 | 600 | 600 | 0 | 64.04 | 61.05 | 3 | 0
2020 | NYISO_G-I_2_NEISO | NYISO_G-I | NEISO | Internal | Shoulder | B14 | 900 | 600 | 0 | 62.64 | 61.05 | 3 | 0
2020 | NYISO_G-I_2_NEISO | NYISO_G-I | NEISO | Internal | Shoulder | B15 | 1203 | 600 | 0 | 62.64 | 61.05 | 3 | 0
2020 | NYISO_G-I_2_NEISO | NYISO_G-I | NEISO | Internal | Summer | B1 | 10 | 600 | 0 | 109.36 | 106.38 | 3 | 0
2020 | NYISO_G-I_2_NEISO | NYISO_G-I | NEISO | Internal | Summer | B2 | 25 | 600 | 0 | 97.38 | 94.39 | 3 | 0
2020 | NYISO_G-I_2_NEISO | NYISO_G-I | NEISO | Internal | Summer | B3 | 75 | 600 | 0 | 86.06 | 80.55 | 3 | 0
2020 | NYISO_G-I_2_NEISO | NYISO_G-I | NEISO | Internal | Summer | B4 | 100 | 600 | 0 | 83.54 | 79.42 | 3 | 0
2020 | NYISO_G-I_2_NEISO | NYISO_G-I | NEISO | Internal | Summer | B5 | 200 | 600 | 0 | 82.37 | 58.63 | 3 | 0
2020 | NYISO_G-I_2_NEISO | NYISO_G-I | NEISO | Internal | Summer | B6 | 300 | 600 | 0 | 68.34 | 58.63 | 3 | 0
2020 | NYISO_G-I_2_NEISO | NYISO_G-I | NEISO | Internal | Summer | B7 | 400 | 600 | 0 | 61.64 | 58.63 | 3 | 0
2020 | NYISO_G-I_2_NEISO | NYISO_G-I | NEISO | Internal | Summer | B8 | 500 | 600 | 0 | 61.62 | 58.63 | 3 | 0
2020 | NYISO_G-I_2_NEISO | NYISO_G-I | NEISO | Internal | Summer | B9 | 800 | 600 | 0 | 60.04 | 58.63 | 3 | 0
2020 | NYISO_G-I_2_NEISO | NYISO_G-I | NEISO | Internal | Summer | B10 | 1262 | 600 | 0 | 60.04 | 58.63 | 3 | 0
2020 | NYISO_G-I_2_NEISO | NYISO_G-I | NEISO | Internal | Winter | B16 | 25 | 600 | 0 | 74.72 | 70.44 | 3 | 0
2020 | NYISO_G-I_2_NEISO | NYISO_G-I | NEISO | Internal | Winter | B17 | 100 | 600 | 0 | 69.79 | 69.59 | 3 | 0
2020 | NYISO_G-I_2_NEISO | NYISO_G-I | NEISO | Internal | Winter | B18 | 400 | 600 | 0 | 69.79 | 69.42 | 3 | 0
2020 | NYISO_G-I_2_NEISO | NYISO_G-I | NEISO | Internal | Winter | B19 | 700 | 600 | 0 | 69.79 | 69.42 | 3 | 0
2020 | NYISO_G-I_2_NEISO | NYISO_G-I | NEISO | Internal | Winter | B20 | 935 | 600 | 0 | 66.43 | 69.42 | 3 | 0
2020 | NYISO_G-I_2_NYISO_A-F | NYISO_G-I | NYISO_A-F | Internal | Shoulder | B11 | 25 | 3434 | 0 | 65.65 | 65.63 | 0.01 | 0
2020 | NYISO_G-I_2_NYISO_A-F | NYISO_G-I | NYISO_A-F | Internal | Shoulder | B12 | 200 | 3434 | 0 | 64.04 | 64.03 | 0.01 | 0
2020 | NYISO_G-I_2_NYISO_A-F | NYISO_G-I | NYISO_A-F | Internal | Shoulder | B13 | 600 | 3434 | 0 | 64.04 | 64.03 | 0.01 | 0
2020 | NYISO_G-I_2_NYISO_A-F | NYISO_G-I | NYISO_A-F | Internal | Shoulder | B14 | 900 | 3434 | 0 | 62.64 | 62.62 | 0.01 | 0
2020 | NYISO_G-I_2_NYISO_A-F | NYISO_G-I | NYISO_A-F | Internal | Shoulder | B15 | 1203 | 3434 | 0 | 62.64 | 62.62 | 0.01 | 0
2020 | NYISO_G-I_2_NYISO_A-F | NYISO_G-I | NYISO_A-F | Internal | Summer | B1 | 10 | 3434 | 0 | 109.36 | 95.35 | 0.01 | 0
2020 | NYISO_G-I_2_NYISO_A-F | NYISO_G-I | NYISO_A-F | Internal | Summer | B2 | 25 | 3434 | 0 | 97.38 | 94.79 | 0.01 | 0
2020 | NYISO_G-I_2_NYISO_A-F | NYISO_G-I | NYISO_A-F | Internal | Summer | B3 | 75 | 3434 | 0 | 86.06 | 83.55 | 0.01 | 0
2020 | NYISO_G-I_2_NYISO_A-F | NYISO_G-I | NYISO_A-F | Internal | Summer | B4 | 100 | 3434 | 0 | 83.54 | 82.42 | 0.01 | 0
2020 | NYISO_G-I_2_NYISO_A-F | NYISO_G-I | NYISO_A-F | Internal | Summer | B5 | 200 | 3434 | 0 | 82.37 | 74.79 | 0.01 | 0
2020 | NYISO_G-I_2_NYISO_A-F | NYISO_G-I | NYISO_A-F | Internal | Summer | B6 | 300 | 3434 | 0 | 68.34 | 68.33 | 0.01 | 0
2020 | NYISO_G-I_2_NYISO_A-F | NYISO_G-I | NYISO_A-F | Internal | Summer | B7 | 400 | 3434 | 0 | 61.64 | 61.63 | 0.01 | 0
2020 | NYISO_G-I_2_NYISO_A-F | NYISO_G-I | NYISO_A-F | Internal | Summer | B8 | 500 | 3434 | 0 | 61.62 | 61.61 | 0.01 | 0
2020 | NYISO_G-I_2_NYISO_A-F | NYISO_G-I | NYISO_A-F | Internal | Summer | B9 | 800 | 3434 | 0 | 60.04 | 60.03 | 0.01 | 0
2020 | NYISO_G-I_2_NYISO_A-F | NYISO_G-I | NYISO_A-F | Internal | Summer | B10 | 1262 | 3434 | 0 | 60.04 | 60.03 | 0.01 | 0
2020 | NYISO_G-I_2_NYISO_A-F | NYISO_G-I | NYISO_A-F | Internal | Winter | B16 | 25 | 3434 | 0 | 74.72 | 72.97 | 0.01 | 0
2020 | NYISO_G-I_2_NYISO_A-F | NYISO_G-I | NYISO_A-F | Internal | Winter | B17 | 100 | 3434 | 0 | 69.79 | 66.59 | 0.01 | 0
2020 | NYISO_G-I_2_NYISO_A-F | NYISO_G-I | NYISO_A-F | Internal | Winter | B18 | 400 | 3434 | 0 | 69.79 | 66.42 | 0.01 | 0
2020 | NYISO_G-I_2_NYISO_A-F | NYISO_G-I | NYISO_A-F | Internal | Winter | B19 | 700 | 3434 | 0 | 69.79 | 66.42 | 0.01 | 0
2020 | NYISO_G-I_2_NYISO_A-F | NYISO_G-I | NYISO_A-F | Internal | Winter | B20 | 935 | 3434 | 0 | 66.43 | 66.42 | 0.01 | 0
2020 | NYISO_G-I_2_NYISO_J-K | NYISO_G-I | NYISO_J-K | Internal | Shoulder | B11 | 25 | 6130 | 4478.62 | 65.65 | 65.66 | 0.01 | 0
2020 | NYISO_G-I_2_NYISO_J-K | NYISO_G-I | NYISO_J-K | Internal | Shoulder | B12 | 200 | 6130 | 5361.76 | 64.04 | 64.05 | 0.01 | 0
2020 | NYISO_G-I_2_NYISO_J-K | NYISO_G-I | NYISO_J-K | Internal | Shoulder | B13 | 600 | 6130 | 5092.94 | 64.04 | 64.05 | 0.01 | 0
2020 | NYISO_G-I_2_NYISO_J-K | NYISO_G-I | NYISO_J-K | Internal | Shoulder | B14 | 900 | 6130 | 4431.47 | 62.64 | 62.65 | 0.01 | 0
2020 | NYISO_G-I_2_NYISO_J-K | NYISO_G-I | NYISO_J-K | Internal | Shoulder | B15 | 1203 | 6130 | 2790.76 | 62.64 | 62.65 | 0.01 | 0
2020 | NYISO_G-I_2_NYISO_J-K | NYISO_G-I | NYISO_J-K | Internal | Summer | B1 | 10 | 6130 | 5430.19 | 109.36 | 109.38 | 0.01 | 0
2020 | NYISO_G-I_2_NYISO_J-K | NYISO_G-I | NYISO_J-K | Internal | Summer | B2 | 25 | 6130 | 5555.9 | 97.38 | 97.39 | 0.01 | 0
2020 | NYISO_G-I_2_NYISO_J-K | NYISO_G-I | NYISO_J-K | Internal | Summer | B3 | 75 | 6130 | 5047.5 | 86.06 | 86.07 | 0.01 | 0
2020 | NYISO_G-I_2_NYISO_J-K | NYISO_G-I | NYISO_J-K | Internal | Summer | B4 | 100 | 6130 | 5303.91 | 83.54 | 83.55 | 0.01 | 0
2020 | NYISO_G-I_2_NYISO_J-K | NYISO_G-I | NYISO_J-K | Internal | Summer | B5 | 200 | 6130 | 6130 | 82.37 | 83.55 | 0.01 | 1.17
2020 | NYISO_G-I_2_NYISO_J-K | NYISO_G-I | NYISO_J-K | Internal | Summer | B6 | 300 | 6130 | 5638.03 | 68.34 | 68.36 | 0.01 | 0
2020 | NYISO_G-I_2_NYISO_J-K | NYISO_G-I | NYISO_J-K | Internal | Summer | B7 | 400 | 6130 | 6066.6 | 61.64 | 61.66 | 0.01 | 0
2020 | NYISO_G-I_2_NYISO_J-K | NYISO_G-I | NYISO_J-K | Internal | Summer | B8 | 500 | 6130 | 5473.69 | 61.62 | 61.63 | 0.01 | 0
2020 | NYISO_G-I_2_NYISO_J-K | NYISO_G-I | NYISO_J-K | Internal | Summer | B9 | 800 | 6130 | 5314.61 | 60.04 | 60.06 | 0.01 | 0
2020 | NYISO_G-I_2_NYISO_J-K | NYISO_G-I | NYISO_J-K | Internal | Summer | B10 | 1262 | 6130 | 3564.54 | 60.04 | 60.06 | 0.01 | 0
2020 | NYISO_G-I_2_NYISO_J-K | NYISO_G-I | NYISO_J-K | Internal | Winter | B16 | 25 | 6130 | 5912.16 | 74.72 | 74.73 | 0.01 | 0
2020 | NYISO_G-I_2_NYISO_J-K | NYISO_G-I | NYISO_J-K | Internal | Winter | B17 | 100 | 6130 | 6130 | 69.79 | 72.59 | 0.01 | 2.78
2020 | NYISO_G-I_2_NYISO_J-K | NYISO_G-I | NYISO_J-K | Internal | Winter | B18 | 400 | 6130 | 6130 | 69.79 | 72.42 | 0.01 | 2.61
2020 | NYISO_G-I_2_NYISO_J-K | NYISO_G-I | NYISO_J-K | Internal | Winter | B19 | 700 | 6130 | 6130 | 69.79 | 72.12 | 0.01 | 2.32
2020 | NYISO_G-I_2_NYISO_J-K | NYISO_G-I | NYISO_J-K | Internal | Winter | B20 | 935 | 6130 | 5617.35 | 66.43 | 66.44 | 0.01 | 0
2020 | NYISO_G-I_2_PJM_E | NYISO_G-I | PJM_E | Internal | Shoulder | B11 | 25 | 1500 | 1500 | 65.65 | 74.58 | 8 | 0.93
2020 | NYISO_G-I_2_PJM_E | NYISO_G-I | PJM_E | Internal | Shoulder | B12 | 200 | 1500 | 0 | 64.04 | 69.4 | 8 | 0
2020 | NYISO_G-I_2_PJM_E | NYISO_G-I | PJM_E | Internal | Shoulder | B13 | 600 | 1500 | 0 | 64.04 | 66.87 | 8 | 0
2020 | NYISO_G-I_2_PJM_E | NYISO_G-I | PJM_E | Internal | Shoulder | B14 | 900 | 1500 | 0 | 62.64 | 64.25 | 8 | 0
2020 | NYISO_G-I_2_PJM_E | NYISO_G-I | PJM_E | Internal | Shoulder | B15 | 1203 | 1500 | 0 | 62.64 | 60.18 | 8 | 0
2020 | NYISO_G-I_2_PJM_E | NYISO_G-I | PJM_E | Internal | Summer | B1 | 10 | 1500 | 0 | 109.36 | 103.36 | 8 | 0
2020 | NYISO_G-I_2_PJM_E | NYISO_G-I | PJM_E | Internal | Summer | B2 | 25 | 1500 | 0 | 97.38 | 102.77 | 8 | 0
2020 | NYISO_G-I_2_PJM_E | NYISO_G-I | PJM_E | Internal | Summer | B3 | 75 | 1500 | 1500 | 86.06 | 101.12 | 8 | 7.07
2020 | NYISO_G-I_2_PJM_E | NYISO_G-I | PJM_E | Internal | Summer | B4 | 100 | 1500 | 1500 | 83.54 | 95.85 | 8 | 4.32
2020 | NYISO_G-I_2_PJM_E | NYISO_G-I | PJM_E | Internal | Summer | B5 | 200 | 1500 | 806.11 | 82.37 | 90.37 | 8 | 0
2020 | NYISO_G-I_2_PJM_E | NYISO_G-I | PJM_E | Internal | Summer | B6 | 300 | 1500 | 594.57 | 68.34 | 76.34 | 8 | 0
2020 | NYISO_G-I_2_PJM_E | NYISO_G-I | PJM_E | Internal | Summer | B7 | 400 | 1500 | 0 | 61.64 | 66.11 | 8 | 0
2020 | NYISO_G-I_2_PJM_E | NYISO_G-I | PJM_E | Internal | Summer | B8 | 500 | 1500 | 0 | 61.62 | 63.24 | 8 | 0
2020 | NYISO_G-I_2_PJM_E | NYISO_G-I | PJM_E | Internal | Summer | B9 | 800 | 1500 | 0 | 60.04 | 61.88 | 8 | 0
2020 | NYISO_G-I_2_PJM_E | NYISO_G-I | PJM_E | Internal | Summer | B10 | 1262 | 1500 | 0 | 60.04 | 59.76 | 8 | 0
2020 | NYISO_G-I_2_PJM_E | NYISO_G-I | PJM_E | Internal | Winter | B16 | 25 | 1500 | 929.2 | 74.72 | 82.72 | 8 | 0
2020 | NYISO_G-I_2_PJM_E | NYISO_G-I | PJM_E | Internal | Winter | B17 | 100 | 1500 | 0 | 69.79 | 74.58 | 8 | 0
2020 | NYISO_G-I_2_PJM_E | NYISO_G-I | PJM_E | Internal | Winter | B18 | 400 | 1500 | 0 | 69.79 | 71.5 | 8 | 0
2020 | NYISO_G-I_2_PJM_E | NYISO_G-I | PJM_E | Internal | Winter | B19 | 700 | 1500 | 0 | 69.79 | 69.57 | 8 | 0
2020 | NYISO_G-I_2_PJM_E | NYISO_G-I | PJM_E | Internal | Winter | B20 | 935 | 1500 | 0 | 66.43 | 61.86 | 8 | 0
2020 | NYISO_J-K_2_NEISO | NYISO_J-K | NEISO | Internal | Shoulder | B11 | 25 | 315 | 0 | 65.66 | 61.51 | 3 | 0
2020 | NYISO_J-K_2_NEISO | NYISO_J-K | NEISO | Internal | Shoulder | B12 | 200 | 315 | 0 | 64.05 | 61.05 | 3 | 0
2020 | NYISO_J-K_2_NEISO | NYISO_J-K | NEISO | Internal | Shoulder | B13 | 600 | 315 | 0 | 64.05 | 61.05 | 3 | 0
2020 | NYISO_J-K_2_NEISO | NYISO_J-K | NEISO | Internal | Shoulder | B14 | 900 | 315 | 0 | 62.65 | 61.05 | 3 | 0
2020 | NYISO_J-K_2_NEISO | NYISO_J-K | NEISO | Internal | Shoulder | B15 | 1203 | 315 | 0 | 62.65 | 61.05 | 3 | 0
2020 | NYISO_J-K_2_NEISO | NYISO_J-K | NEISO | Internal | Summer | B1 | 10 | 315 | 0 | 109.38 | 106.38 | 3 | 0
2020 | NYISO_J-K_2_NEISO | NYISO_J-K | NEISO | Internal | Summer | B2 | 25 | 315 | 0 | 97.39 | 94.39 | 3 | 0
2020 | NYISO_J-K_2_NEISO | NYISO_J-K | NEISO | Internal | Summer | B3 | 75 | 315 | 0 | 86.07 | 80.55 | 3 | 0
2020 | NYISO_J-K_2_NEISO | NYISO_J-K | NEISO | Internal | Summer | B4 | 100 | 315 | 0 | 83.55 | 79.42 | 3 | 0
2020 | NYISO_J-K_2_NEISO | NYISO_J-K | NEISO | Internal | Summer | B5 | 200 | 315 | 0 | 83.55 | 58.63 | 3 | 0
2020 | NYISO_J-K_2_NEISO | NYISO_J-K | NEISO | Internal | Summer | B6 | 300 | 315 | 0 | 68.36 | 58.63 | 3 | 0
2020 | NYISO_J-K_2_NEISO | NYISO_J-K | NEISO | Internal | Summer | B7 | 400 | 315 | 0 | 61.66 | 58.63 | 3 | 0
2020 | NYISO_J-K_2_NEISO | NYISO_J-K | NEISO | Internal | Summer | B8 | 500 | 315 | 0 | 61.63 | 58.63 | 3 | 0
2020 | NYISO_J-K_2_NEISO | NYISO_J-K | NEISO | Internal | Summer | B9 | 800 | 315 | 0 | 60.06 | 58.63 | 3 | 0
2020 | NYISO_J-K_2_NEISO | NYISO_J-K | NEISO | Internal | Summer | B10 | 1262 | 315 | 0 | 60.06 | 58.63 | 3 | 0
2020 | NYISO_J-K_2_NEISO | NYISO_J-K | NEISO | Internal | Winter | B16 | 25 | 315 | 0 | 74.73 | 70.44 | 3 | 0
2020 | NYISO_J-K_2_NEISO | NYISO_J-K | NEISO | Internal | Winter | B17 | 100 | 315 | 0 | 72.59 | 69.59 | 3 | 0
2020 | NYISO_J-K_2_NEISO | NYISO_J-K | NEISO | Internal | Winter | B18 | 400 | 315 | 0 | 72.42 | 69.42 | 3 | 0
2020 | NYISO_J-K_2_NEISO | NYISO_J-K | NEISO | Internal | Winter | B19 | 700 | 315 | 0 | 72.12 | 69.42 | 3 | 0
2020 | NYISO_J-K_2_NEISO | NYISO_J-K | NEISO | Internal | Winter | B20 | 935 | 315 | 0 | 66.44 | 69.42 | 3 | 0
2020 | NYISO_J-K_2_NYISO_G-I | NYISO_J-K | NYISO_G-I | Internal | Shoulder | B11 | 25 | 1999 | 0 | 65.66 | 65.65 | 0.01 | 0
2020 | NYISO_J-K_2_NYISO_G-I | NYISO_J-K | NYISO_G-I | Internal | Shoulder | B12 | 200 | 1999 | 0 | 64.05 | 64.04 | 0.01 | 0
2020 | NYISO_J-K_2_NYISO_G-I | NYISO_J-K | NYISO_G-I | Internal | Shoulder | B13 | 600 | 1999 | 0 | 64.05 | 64.04 | 0.01 | 0
2020 | NYISO_J-K_2_NYISO_G-I | NYISO_J-K | NYISO_G-I | Internal | Shoulder | B14 | 900 | 1999 | 0 | 62.65 | 62.64 | 0.01 | 0
2020 | NYISO_J-K_2_NYISO_G-I | NYISO_J-K | NYISO_G-I | Internal | Shoulder | B15 | 1203 | 1999 | 0 | 62.65 | 62.64 | 0.01 | 0
2020 | NYISO_J-K_2_NYISO_G-I | NYISO_J-K | NYISO_G-I | Internal | Summer | B1 | 10 | 1999 | 0 | 109.38 | 109.36 | 0.01 | 0
2020 | NYISO_J-K_2_NYISO_G-I | NYISO_J-K | NYISO_G-I | Internal | Summer | B2 | 25 | 1999 | 0 | 97.39 | 97.38 | 0.01 | 0
2020 | NYISO_J-K_2_NYISO_G-I | NYISO_J-K | NYISO_G-I | Internal | Summer | B3 | 75 | 1999 | 0 | 86.07 | 86.06 | 0.01 | 0
2020 | NYISO_J-K_2_NYISO_G-I | NYISO_J-K | NYISO_G-I | Internal | Summer | B4 | 100 | 1999 | 0 | 83.55 | 83.54 | 0.01 | 0
2020 | NYISO_J-K_2_NYISO_G-I | NYISO_J-K | NYISO_G-I | Internal | Summer | B5 | 200 | 1999 | 0 | 83.55 | 82.37 | 0.01 | 0
2020 | NYISO_J-K_2_NYISO_G-I | NYISO_J-K | NYISO_G-I | Internal | Summer | B6 | 300 | 1999 | 0 | 68.36 | 68.34 | 0.01 | 0
2020 | NYISO_J-K_2_NYISO_G-I | NYISO_J-K | NYISO_G-I | Internal | Summer | B7 | 400 | 1999 | 0 | 61.66 | 61.64 | 0.01 | 0
2020 | NYISO_J-K_2_NYISO_G-I | NYISO_J-K | NYISO_G-I | Internal | Summer | B8 | 500 | 1999 | 0 | 61.63 | 61.62 | 0.01 | 0
2020 | NYISO_J-K_2_NYISO_G-I | NYISO_J-K | NYISO_G-I | Internal | Summer | B9 | 800 | 1999 | 0 | 60.06 | 60.04 | 0.01 | 0
2020 | NYISO_J-K_2_NYISO_G-I | NYISO_J-K | NYISO_G-I | Internal | Summer | B10 | 1262 | 1999 | 0 | 60.06 | 60.04 | 0.01 | 0
2020 | NYISO_J-K_2_NYISO_G-I | NYISO_J-K | NYISO_G-I | Internal | Winter | B16 | 25 | 1999 | 0 | 74.73 | 74.72 | 0.01 | 0
2020 | NYISO_J-K_2_NYISO_G-I | NYISO_J-K | NYISO_G-I | Internal | Winter | B17 | 100 | 1999 | 0 | 72.59 | 69.79 | 0.01 | 0
2020 | NYISO_J-K_2_NYISO_G-I | NYISO_J-K | NYISO_G-I | Internal | Winter | B18 | 400 | 1999 | 0 | 72.42 | 69.79 | 0.01 | 0
2020 | NYISO_J-K_2_NYISO_G-I | NYISO_J-K | NYISO_G-I | Internal | Winter | B19 | 700 | 1999 | 0 | 72.12 | 69.79 | 0.01 | 0
2020 | NYISO_J-K_2_NYISO_G-I | NYISO_J-K | NYISO_G-I | Internal | Winter | B20 | 935 | 1999 | 0 | 66.44 | 66.43 | 0.01 | 0
2020 | NYISO_J-K_2_PJM_E | NYISO_J-K | PJM_E | Internal | Shoulder | B11 | 25 | 330 | 330 | 65.66 | 74.58 | 8 | 0.92
2020 | NYISO_J-K_2_PJM_E | NYISO_J-K | PJM_E | Internal | Shoulder | B12 | 200 | 330 | 0 | 64.05 | 69.4 | 8 | 0
2020 | NYISO_J-K_2_PJM_E | NYISO_J-K | PJM_E | Internal | Shoulder | B13 | 600 | 330 | 0 | 64.05 | 66.87 | 8 | 0
2020 | NYISO_J-K_2_PJM_E | NYISO_J-K | PJM_E | Internal | Shoulder | B14 | 900 | 330 | 0 | 62.65 | 64.25 | 8 | 0
2020 | NYISO_J-K_2_PJM_E | NYISO_J-K | PJM_E | Internal | Shoulder | B15 | 1203 | 330 | 0 | 62.65 | 60.18 | 8 | 0
2020 | NYISO_J-K_2_PJM_E | NYISO_J-K | PJM_E | Internal | Summer | B1 | 10 | 330 | 0 | 109.38 | 103.36 | 8 | 0
2020 | NYISO_J-K_2_PJM_E | NYISO_J-K | PJM_E | Internal | Summer | B2 | 25 | 330 | 0 | 97.39 | 102.77 | 8 | 0
2020 | NYISO_J-K_2_PJM_E | NYISO_J-K | PJM_E | Internal | Summer | B3 | 75 | 330 | 330 | 86.07 | 101.12 | 8 | 7.05
2020 | NYISO_J-K_2_PJM_E | NYISO_J-K | PJM_E | Internal | Summer | B4 | 100 | 330 | 330 | 83.55 | 95.85 | 8 | 4.3
2020 | NYISO_J-K_2_PJM_E | NYISO_J-K | PJM_E | Internal | Summer | B5 | 200 | 330 | 0 | 83.55 | 90.37 | 8 | 0
2020 | NYISO_J-K_2_PJM_E | NYISO_J-K | PJM_E | Internal | Summer | B6 | 300 | 330 | 0 | 68.36 | 76.34 | 8 | 0
2020 | NYISO_J-K_2_PJM_E | NYISO_J-K | PJM_E | Internal | Summer | B7 | 400 | 330 | 0 | 61.66 | 66.11 | 8 | 0
2020 | NYISO_J-K_2_PJM_E | NYISO_J-K | PJM_E | Internal | Summer | B8 | 500 | 330 | 0 | 61.63 | 63.24 | 8 | 0
2020 | NYISO_J-K_2_PJM_E | NYISO_J-K | PJM_E | Internal | Summer | B9 | 800 | 330 | 0 | 60.06 | 61.88 | 8 | 0
2020 | NYISO_J-K_2_PJM_E | NYISO_J-K | PJM_E | Internal | Summer | B10 | 1262 | 330 | 0 | 60.06 | 59.76 | 8 | 0
2020 | NYISO_J-K_2_PJM_E | NYISO_J-K | PJM_E | Internal | Winter | B16 | 25 | 330 | 0 | 74.73 | 82.72 | 8 | 0
2020 | NYISO_J-K_2_PJM_E | NYISO_J-K | PJM_E | Internal | Winter | B17 | 100 | 330 | 0 | 72.59 | 74.58 | 8 | 0
2020 | NYISO_J-K_2_PJM_E | NYISO_J-K | PJM_E | Internal | Winter | B18 | 400 | 330 | 0 | 72.42 | 71.5 | 8 | 0
2020 | NYISO_J-K_2_PJM_E | NYISO_J-K | PJM_E | Internal | Winter | B19 | 700 | 330 | 0 | 72.12 | 69.57 | 8 | 0
2020 | NYISO_J-K_2_PJM_E | NYISO_J-K | PJM_E | Internal | Winter | B20 | 935 | 330 | 0 | 66.44 | 61.86 | 8 | 0
2020 | PJM_E_2_NYISO_G-I | PJM_E | NYISO_G-I | Internal | Shoulder | B11 | 25 | 500 | 0 | 74.58 | 65.65 | 6 | 0
2020 | PJM_E_2_NYISO_G-I | PJM_E | NYISO_G-I | Internal | Shoulder | B12 | 200 | 500 | 0 | 69.4 | 64.04 | 6 | 0
2020 | PJM_E_2_NYISO_G-I | PJM_E | NYISO_G-I | Internal | Shoulder | B13 | 600 | 500 | 0 | 66.87 | 64.04 | 6 | 0
2020 | PJM_E_2_NYISO_G-I | PJM_E | NYISO_G-I | Internal | Shoulder | B14 | 900 | 500 | 0 | 64.25 | 62.64 | 6 | 0
2020 | PJM_E_2_NYISO_G-I | PJM_E | NYISO_G-I | Internal | Shoulder | B15 | 1203 | 500 | 0 | 60.18 | 62.64 | 6 | 0
2020 | PJM_E_2_NYISO_G-I | PJM_E | NYISO_G-I | Internal | Summer | B1 | 10 | 500 | 27.03 | 103.36 | 109.36 | 6 | 0
2020 | PJM_E_2_NYISO_G-I | PJM_E | NYISO_G-I | Internal | Summer | B2 | 25 | 500 | 0 | 102.77 | 97.38 | 6 | 0
2020 | PJM_E_2_NYISO_G-I | PJM_E | NYISO_G-I | Internal | Summer | B3 | 75 | 500 | 0 | 101.12 | 86.06 | 6 | 0
2020 | PJM_E_2_NYISO_G-I | PJM_E | NYISO_G-I | Internal | Summer | B4 | 100 | 500 | 0 | 95.85 | 83.54 | 6 | 0
2020 | PJM_E_2_NYISO_G-I | PJM_E | NYISO_G-I | Internal | Summer | B5 | 200 | 500 | 0 | 90.37 | 82.37 | 6 | 0
2020 | PJM_E_2_NYISO_G-I | PJM_E | NYISO_G-I | Internal | Summer | B6 | 300 | 500 | 0 | 76.34 | 68.34 | 6 | 0
2020 | PJM_E_2_NYISO_G-I | PJM_E | NYISO_G-I | Internal | Summer | B7 | 400 | 500 | 0 | 66.11 | 61.64 | 6 | 0
2020 | PJM_E_2_NYISO_G-I | PJM_E | NYISO_G-I | Internal | Summer | B8 | 500 | 500 | 0 | 63.24 | 61.62 | 6 | 0
2020 | PJM_E_2_NYISO_G-I | PJM_E | NYISO_G-I | Internal | Summer | B9 | 800 | 500 | 0 | 61.88 | 60.04 | 6 | 0
2020 | PJM_E_2_NYISO_G-I | PJM_E | NYISO_G-I | Internal | Summer | B10 | 1262 | 500 | 0 | 59.76 | 60.04 | 6 | 0
2020 | PJM_E_2_NYISO_G-I | PJM_E | NYISO_G-I | Internal | Winter | B16 | 25 | 500 | 0 | 82.72 | 74.72 | 6 | 0
2020 | PJM_E_2_NYISO_G-I | PJM_E | NYISO_G-I | Internal | Winter | B17 | 100 | 500 | 0 | 74.58 | 69.79 | 6 | 0
2020 | PJM_E_2_NYISO_G-I | PJM_E | NYISO_G-I | Internal | Winter | B18 | 400 | 500 | 0 | 71.5 | 69.79 | 6 | 0
2020 | PJM_E_2_NYISO_G-I | PJM_E | NYISO_G-I | Internal | Winter | B19 | 700 | 500 | 0 | 69.57 | 69.79 | 6 | 0
2020 | PJM_E_2_NYISO_G-I | PJM_E | NYISO_G-I | Internal | Winter | B20 | 935 | 500 | 0 | 61.86 | 66.43 | 6 | 0
2020 | PJM_E_2_NYISO_J-K | PJM_E | NYISO_J-K | Internal | Shoulder | B11 | 25 | 330 | 0 | 74.58 | 65.66 | 6 | 0
2020 | PJM_E_2_NYISO_J-K | PJM_E | NYISO_J-K | Internal | Shoulder | B12 | 200 | 330 | 0 | 69.4 | 64.05 | 6 | 0
2020 | PJM_E_2_NYISO_J-K | PJM_E | NYISO_J-K | Internal | Shoulder | B13 | 600 | 330 | 0 | 66.87 | 64.05 | 6 | 0
2020 | PJM_E_2_NYISO_J-K | PJM_E | NYISO_J-K | Internal | Shoulder | B14 | 900 | 330 | 0 | 64.25 | 62.65 | 6 | 0
2020 | PJM_E_2_NYISO_J-K | PJM_E | NYISO_J-K | Internal | Shoulder | B15 | 1203 | 330 | 0 | 60.18 | 62.65 | 6 | 0
2020 | PJM_E_2_NYISO_J-K | PJM_E | NYISO_J-K | Internal | Summer | B1 | 10 | 330 | 330 | 103.36 | 109.38 | 6 | 0.01
2020 | PJM_E_2_NYISO_J-K | PJM_E | NYISO_J-K | Internal | Summer | B2 | 25 | 330 | 0 | 102.77 | 97.39 | 6 | 0
2020 | PJM_E_2_NYISO_J-K | PJM_E | NYISO_J-K | Internal | Summer | B3 | 75 | 330 | 0 | 101.12 | 86.07 | 6 | 0
2020 | PJM_E_2_NYISO_J-K | PJM_E | NYISO_J-K | Internal | Summer | B4 | 100 | 330 | 0 | 95.85 | 83.55 | 6 | 0
2020 | PJM_E_2_NYISO_J-K | PJM_E | NYISO_J-K | Internal | Summer | B5 | 200 | 330 | 0 | 90.37 | 83.55 | 6 | 0
2020 | PJM_E_2_NYISO_J-K | PJM_E | NYISO_J-K | Internal | Summer | B6 | 300 | 330 | 0 | 76.34 | 68.36 | 6 | 0
2020 | PJM_E_2_NYISO_J-K | PJM_E | NYISO_J-K | Internal | Summer | B7 | 400 | 330 | 0 | 66.11 | 61.66 | 6 | 0
2020 | PJM_E_2_NYISO_J-K | PJM_E | NYISO_J-K | Internal | Summer | B8 | 500 | 330 | 0 | 63.24 | 61.63 | 6 | 0
2020 | PJM_E_2_NYISO_J-K | PJM_E | NYISO_J-K | Internal | Summer | B9 | 800 | 330 | 0 | 61.88 | 60.06 | 6 | 0
2020 | PJM_E_2_NYISO_J-K | PJM_E | NYISO_J-K | Internal | Summer | B10 | 1262 | 330 | 0 | 59.76 | 60.06 | 6 | 0
2020 | PJM_E_2_NYISO_J-K | PJM_E | NYISO_J-K | Internal | Winter | B16 | 25 | 330 | 0 | 82.72 | 74.73 | 6 | 0
2020 | PJM_E_2_NYISO_J-K | PJM_E | NYISO_J-K | Internal | Winter | B17 | 100 | 330 | 0 | 74.58 | 72.59 | 6 | 0
2020 | PJM_E_2_NYISO_J-K | PJM_E | NYISO_J-K | Internal | Winter | B18 | 400 | 330 | 0 | 71.5 | 72.42 | 6 | 0
2020 | PJM_E_2_NYISO_J-K | PJM_E | NYISO_J-K | Internal | Winter | B19 | 700 | 330 | 0 | 69.57 | 72.12 | 6 | 0
2020 | PJM_E_2_NYISO_J-K | PJM_E | NYISO_J-K | Internal | Winter | B20 | 935 | 330 | 0 | 61.86 | 66.44 | 6 | 0
2020 | PJM_E_2_PJM_ROM | PJM_E | PJM_ROM | Internal | Shoulder | B11 | 25 | 8000 | 3867.19 | 74.58 | 74.59 | 0.01 | 0
2020 | PJM_E_2_PJM_ROM | PJM_E | PJM_ROM | Internal | Shoulder | B12 | 200 | 8000 | 2781.42 | 69.4 | 69.42 | 0.01 | 0
2020 | PJM_E_2_PJM_ROM | PJM_E | PJM_ROM | Internal | Shoulder | B13 | 600 | 8000 | 1081.88 | 66.87 | 66.88 | 0.01 | 0
2020 | PJM_E_2_PJM_ROM | PJM_E | PJM_ROM | Internal | Shoulder | B14 | 900 | 8000 | 1479.68 | 64.25 | 64.27 | 0.01 | 0
2020 | PJM_E_2_PJM_ROM | PJM_E | PJM_ROM | Internal | Shoulder | B15 | 1203 | 8000 | 308.06 | 60.18 | 60.19 | 0.01 | 0
2020 | PJM_E_2_PJM_ROM | PJM_E | PJM_ROM | Internal | Summer | B1 | 10 | 8000 | 0 | 103.36 | 103.35 | 0.01 | 0
2020 | PJM_E_2_PJM_ROM | PJM_E | PJM_ROM | Internal | Summer | B2 | 25 | 8000 | 9.67 | 102.77 | 102.79 | 0.01 | 0
2020 | PJM_E_2_PJM_ROM | PJM_E | PJM_ROM | Internal | Summer | B3 | 75 | 8000 | 4519.59 | 101.12 | 101.14 | 0.01 | 0
2020 | PJM_E_2_PJM_ROM | PJM_E | PJM_ROM | Internal | Summer | B4 | 100 | 8000 | 4010.07 | 95.85 | 95.86 | 0.01 | 0
2020 | PJM_E_2_PJM_ROM | PJM_E | PJM_ROM | Internal | Summer | B5 | 200 | 8000 | 1507.76 | 90.37 | 90.38 | 0.01 | 0
2020 | PJM_E_2_PJM_ROM | PJM_E | PJM_ROM | Internal | Summer | B6 | 300 | 8000 | 2079.29 | 76.34 | 76.36 | 0.01 | 0
2020 | PJM_E_2_PJM_ROM | PJM_E | PJM_ROM | Internal | Summer | B7 | 400 | 8000 | 2536.31 | 66.11 | 66.12 | 0.01 | 0
2020 | PJM_E_2_PJM_ROM | PJM_E | PJM_ROM | Internal | Summer | B8 | 500 | 8000 | 1275.61 | 63.24 | 63.25 | 0.01 | 0
2020 | PJM_E_2_PJM_ROM | PJM_E | PJM_ROM | Internal | Summer | B9 | 800 | 8000 | 1060.23 | 61.88 | 61.9 | 0.01 | 0
2020 | PJM_E_2_PJM_ROM | PJM_E | PJM_ROM | Internal | Summer | B10 | 1262 | 8000 | 872.26 | 59.76 | 59.77 | 0.01 | 0
2020 | PJM_E_2_PJM_ROM | PJM_E | PJM_ROM | Internal | Winter | B16 | 25 | 8000 | 1534.35 | 82.72 | 82.73 | 0.01 | 0
2020 | PJM_E_2_PJM_ROM | PJM_E | PJM_ROM | Internal | Winter | B17 | 100 | 8000 | 1422.42 | 74.58 | 74.59 | 0.01 | 0
2020 | PJM_E_2_PJM_ROM | PJM_E | PJM_ROM | Internal | Winter | B18 | 400 | 8000 | 0 | 71.5 | 71.49 | 0.01 | 0
2020 | PJM_E_2_PJM_ROM | PJM_E | PJM_ROM | Internal | Winter | B19 | 700 | 8000 | 0 | 69.57 | 69.56 | 0.01 | 0
2020 | PJM_E_2_PJM_ROM | PJM_E | PJM_ROM | Internal | Winter | B20 | 935 | 8000 | 32.33 | 61.86 | 61.87 | 0.01 | 0
2020 | PJM_ROR_2_MISO_IN | PJM_ROR | MISO_IN | Internal | Shoulder | B11 | 25 | 1170 | 0 | 74.58 | 72.57 | 2 | 0
2020 | PJM_ROR_2_MISO_IN | PJM_ROR | MISO_IN | Internal | Shoulder | B12 | 200 | 1170 | 0 | 69.4 | 67.39 | 2 | 0
2020 | PJM_ROR_2_MISO_IN | PJM_ROR | MISO_IN | Internal | Shoulder | B13 | 600 | 1170 | 0 | 66.87 | 64.87 | 2 | 0
2020 | PJM_ROR_2_MISO_IN | PJM_ROR | MISO_IN | Internal | Shoulder | B14 | 900 | 1170 | 0 | 64.25 | 62.23 | 2 | 0
2020 | PJM_ROR_2_MISO_IN | PJM_ROR | MISO_IN | Internal | Shoulder | B15 | 1203 | 1170 | 0 | 60.18 | 58.17 | 2 | 0
2020 | PJM_ROR_2_MISO_IN | PJM_ROR | MISO_IN | Internal | Summer | B1 | 10 | 1170 | 0 | 103.34 | 101.33 | 2 | 0
2020 | PJM_ROR_2_MISO_IN | PJM_ROR | MISO_IN | Internal | Summer | B2 | 25 | 1170 | 0 | 102.77 | 100.76 | 2 | 0
2020 | PJM_ROR_2_MISO_IN | PJM_ROR | MISO_IN | Internal | Summer | B3 | 75 | 1170 | 0 | 101.15 | 99.15 | 2 | 0
2020 | PJM_ROR_2_MISO_IN | PJM_ROR | MISO_IN | Internal | Summer | B4 | 100 | 1170 | 0 | 95.88 | 93.86 | 2 | 0
2020 | PJM_ROR_2_MISO_IN | PJM_ROR | MISO_IN | Internal | Summer | B5 | 200 | 1170 | 0 | 90.37 | 79.38 | 2 | 0
2020 | PJM_ROR_2_MISO_IN | PJM_ROR | MISO_IN | Internal | Summer | B6 | 300 | 1170 | 0 | 76.34 | 74.33 | 2 | 0
2020 | PJM_ROR_2_MISO_IN | PJM_ROR | MISO_IN | Internal | Summer | B7 | 400 | 1170 | 0 | 66.11 | 64.1 | 2 | 0
2020 | PJM_ROR_2_MISO_IN | PJM_ROR | MISO_IN | Internal | Summer | B8 | 500 | 1170 | 0 | 63.24 | 61.23 | 2 | 0
2020 | PJM_ROR_2_MISO_IN | PJM_ROR | MISO_IN | Internal | Summer | B9 | 800 | 1170 | 0 | 61.01 | 59.01 | 2 | 0
2020 | PJM_ROR_2_MISO_IN | PJM_ROR | MISO_IN | Internal | Summer | B10 | 1262 | 1170 | 0 | 59.76 | 57.75 | 2 | 0
2020 | PJM_ROR_2_MISO_IN | PJM_ROR | MISO_IN | Internal | Winter | B16 | 25 | 1170 | 0 | 82.72 | 79.11 | 2 | 0
2020 | PJM_ROR_2_MISO_IN | PJM_ROR | MISO_IN | Internal | Winter | B17 | 100 | 1170 | 0 | 74.58 | 68.87 | 2 | 0
2020 | PJM_ROR_2_MISO_IN | PJM_ROR | MISO_IN | Internal | Winter | B18 | 400 | 1170 | 0 | 69.46 | 67.45 | 2 | 0
2020 | PJM_ROR_2_MISO_IN | PJM_ROR | MISO_IN | Internal | Winter | B19 | 700 | 1170 | 0 | 67.89 | 65.27 | 2 | 0
2020 | PJM_ROR_2_MISO_IN | PJM_ROR | MISO_IN | Internal | Winter | B20 | 935 | 1170 | 0 | 61.86 | 59.85 | 2 | 0
2020 | PJM_ROR_2_MISO_MO-IL | PJM_ROR | MISO_MO-IL | Internal | Shoulder | B11 | 25 | 1111 | 0 | 74.58 | 72.58 | 2 | 0
2020 | PJM_ROR_2_MISO_MO-IL | PJM_ROR | MISO_MO-IL | Internal | Shoulder | B12 | 200 | 1111 | 0 | 69.4 | 67.4 | 2 | 0
2020 | PJM_ROR_2_MISO_MO-IL | PJM_ROR | MISO_MO-IL | Internal | Shoulder | B13 | 600 | 1111 | 0 | 66.87 | 64.88 | 2 | 0
2020 | PJM_ROR_2_MISO_MO-IL | PJM_ROR | MISO_MO-IL | Internal | Shoulder | B14 | 900 | 1111 | 0 | 64.25 | 62.24 | 2 | 0
2020 | PJM_ROR_2_MISO_MO-IL | PJM_ROR | MISO_MO-IL | Internal | Shoulder | B15 | 1203 | 1111 | 0 | 60.18 | 58.18 | 2 | 0
2020 | PJM_ROR_2_MISO_MO-IL | PJM_ROR | MISO_MO-IL | Internal | Summer | B1 | 10 | 1111 | 0 | 103.34 | 101.34 | 2 | 0
2020 | PJM_ROR_2_MISO_MO-IL | PJM_ROR | MISO_MO-IL | Internal | Summer | B2 | 25 | 1111 | 0 | 102.77 | 100.77 | 2 | 0
2020 | PJM_ROR_2_MISO_MO-IL | PJM_ROR | MISO_MO-IL | Internal | Summer | B3 | 75 | 1111 | 0 | 101.15 | 100.77 | 2 | 0
2020 | PJM_ROR_2_MISO_MO-IL | PJM_ROR | MISO_MO-IL | Internal | Summer | B4 | 100 | 1111 | 210.49 | 95.88 | 97.88 | 2 | 0
2020 | PJM_ROR_2_MISO_MO-IL | PJM_ROR | MISO_MO-IL | Internal | Summer | B5 | 200 | 1111 | 305 | 90.37 | 92.37 | 2 | 0
2020 | PJM_ROR_2_MISO_MO-IL | PJM_ROR | MISO_MO-IL | Internal | Summer | B6 | 300 | 1111 | 0 | 76.34 | 76.27 | 2 | 0
2020 | PJM_ROR_2_MISO_MO-IL | PJM_ROR | MISO_MO-IL | Internal | Summer | B7 | 400 | 1111 | 0 | 66.11 | 68.1 | 2 | 0
2020 | PJM_ROR_2_MISO_MO-IL | PJM_ROR | MISO_MO-IL | Internal | Summer | B8 | 500 | 1111 | 0 | 63.24 | 62.95 | 2 | 0
2020 | PJM_ROR_2_MISO_MO-IL | PJM_ROR | MISO_MO-IL | Internal | Summer | B9 | 800 | 1111 | 0 | 61.01 | 61.3 | 2 | 0
2020 | PJM_ROR_2_MISO_MO-IL | PJM_ROR | MISO_MO-IL | Internal | Summer | B10 | 1262 | 1111 | 0 | 59.76 | 57.76 | 2 | 0
2020 | PJM_ROR_2_MISO_MO-IL | PJM_ROR | MISO_MO-IL | Internal | Winter | B16 | 25 | 1111 | 0 | 82.72 | 79.12 | 2 | 0
2020 | PJM_ROR_2_MISO_MO-IL | PJM_ROR | MISO_MO-IL | Internal | Winter | B17 | 100 | 1111 | 0 | 74.58 | 68.88 | 2 | 0
2020 | PJM_ROR_2_MISO_MO-IL | PJM_ROR | MISO_MO-IL | Internal | Winter | B18 | 400 | 1111 | 0 | 69.46 | 67.46 | 2 | 0
2020 | PJM_ROR_2_MISO_MO-IL | PJM_ROR | MISO_MO-IL | Internal | Winter | B19 | 700 | 1111 | 0 | 67.89 | 65.87 | 2 | 0
2020 | PJM_ROR_2_MISO_MO-IL | PJM_ROR | MISO_MO-IL | Internal | Winter | B20 | 935 | 1111 | 0 | 61.86 | 59.86 | 2 | 0
2020 | PJM_ROR_2_MISO_W | PJM_ROR | MISO_W | Internal | Shoulder | B11 | 25 | 13129 | 0 | 74.58 | 72.58 | 2 | 0
2020 | PJM_ROR_2_MISO_W | PJM_ROR | MISO_W | Internal | Shoulder | B12 | 200 | 13129 | 0 | 69.4 | 67.4 | 2 | 0
2020 | PJM_ROR_2_MISO_W | PJM_ROR | MISO_W | Internal | Shoulder | B13 | 600 | 13129 | 0 | 66.87 | 64.87 | 2 | 0
2020 | PJM_ROR_2_MISO_W | PJM_ROR | MISO_W | Internal | Shoulder | B14 | 900 | 13129 | 0 | 64.25 | 62.25 | 2 | 0
2020 | PJM_ROR_2_MISO_W | PJM_ROR | MISO_W | Internal | Shoulder | B15 | 1203 | 13129 | 0 | 60.18 | 58.19 | 2 | 0
2020 | PJM_ROR_2_MISO_W | PJM_ROR | MISO_W | Internal | Summer | B1 | 10 | 13129 | 0 | 103.34 | 101.89 | 2 | 0
2020 | PJM_ROR_2_MISO_W | PJM_ROR | MISO_W | Internal | Summer | B2 | 25 | 13129 | 0 | 102.77 | 100.79 | 2 | 0
2020 | PJM_ROR_2_MISO_W | PJM_ROR | MISO_W | Internal | Summer | B3 | 75 | 13129 | 0 | 101.15 | 100.79 | 2 | 0
2020 | PJM_ROR_2_MISO_W | PJM_ROR | MISO_W | Internal | Summer | B4 | 100 | 13129 | 1404.44 | 95.88 | 97.88 | 2 | 0
2020 | PJM_ROR_2_MISO_W | PJM_ROR | MISO_W | Internal | Summer | B5 | 200 | 13129 | 1159.05 | 90.37 | 92.37 | 2 | 0
2020 | PJM_ROR_2_MISO_W | PJM_ROR | MISO_W | Internal | Summer | B6 | 300 | 13129 | 0 | 76.34 | 76.28 | 2 | 0
2020 | PJM_ROR_2_MISO_W | PJM_ROR | MISO_W | Internal | Summer | B7 | 400 | 13129 | 283.9 | 66.11 | 68.11 | 2 | 0
2020 | PJM_ROR_2_MISO_W | PJM_ROR | MISO_W | Internal | Summer | B8 | 500 | 13129 | 0 | 63.24 | 62.96 | 2 | 0
2020 | PJM_ROR_2_MISO_W | PJM_ROR | MISO_W | Internal | Summer | B9 | 800 | 13129 | 0 | 61.01 | 62.67 | 2 | 0
2020 | PJM_ROR_2_MISO_W | PJM_ROR | MISO_W | Internal | Summer | B10 | 1262 | 13129 | 0 | 59.76 | 61.02 | 2 | 0
2020 | PJM_ROR_2_MISO_W | PJM_ROR | MISO_W | Internal | Winter | B16 | 25 | 13129 | 0 | 82.72 | 80.72 | 2 | 0
2020 | PJM_ROR_2_MISO_W | PJM_ROR | MISO_W | Internal | Winter | B17 | 100 | 13129 | 0 | 74.58 | 72.58 | 2 | 0
2020 | PJM_ROR_2_MISO_W | PJM_ROR | MISO_W | Internal | Winter | B18 | 400 | 13129 | 0 | 69.46 | 67.46 | 2 | 0
2020 | PJM_ROR_2_MISO_W | PJM_ROR | MISO_W | Internal | Winter | B19 | 700 | 13129 | 0 | 67.89 | 65.89 | 2 | 0
2020 | PJM_ROR_2_MISO_W | PJM_ROR | MISO_W | Internal | Winter | B20 | 935 | 13129 | 0 | 61.86 | 59.87 | 2 | 0
2020 | PJM_ROR_2_PJM_ROM | PJM_ROR | PJM_ROM | Internal | Shoulder | B11 | 25 | 8000 | 2345.25 | 74.58 | 74.59 | 0.01 | 0
2020 | PJM_ROR_2_PJM_ROM | PJM_ROR | PJM_ROM | Internal | Shoulder | B12 | 200 | 8000 | 5218.31 | 69.4 | 69.42 | 0.01 | 0
2020 | PJM_ROR_2_PJM_ROM | PJM_ROR | PJM_ROM | Internal | Shoulder | B13 | 600 | 8000 | 6344.2 | 66.87 | 66.88 | 0.01 | 0
2020 | PJM_ROR_2_PJM_ROM | PJM_ROR | PJM_ROM | Internal | Shoulder | B14 | 900 | 8000 | 7917.01 | 64.25 | 64.27 | 0.01 | 0
2020 | PJM_ROR_2_PJM_ROM | PJM_ROR | PJM_ROM | Internal | Shoulder | B15 | 1203 | 8000 | 6686.07 | 60.18 | 60.19 | 0.01 | 0
2020 | PJM_ROR_2_PJM_ROM | PJM_ROR | PJM_ROM | Internal | Summer | B1 | 10 | 8000 | 7717.25 | 103.34 | 103.35 | 0.01 | 0
2020 | PJM_ROR_2_PJM_ROM | PJM_ROR | PJM_ROM | Internal | Summer | B2 | 25 | 8000 | 6042.89 | 102.77 | 102.79 | 0.01 | 0
2020 | PJM_ROR_2_PJM_ROM | PJM_ROR | PJM_ROM | Internal | Summer | B3 | 75 | 8000 | 0 | 101.15 | 101.14 | 0.01 | 0
2020 | PJM_ROR_2_PJM_ROM | PJM_ROR | PJM_ROM | Internal | Summer | B4 | 100 | 8000 | 0 | 95.88 | 95.86 | 0.01 | 0
2020 | PJM_ROR_2_PJM_ROM | PJM_ROR | PJM_ROM | Internal | Summer | B5 | 200 | 8000 | 3138.58 | 90.37 | 90.38 | 0.01 | 0
2020 | PJM_ROR_2_PJM_ROM | PJM_ROR | PJM_ROM | Internal | Summer | B6 | 300 | 8000 | 4330.85 | 76.34 | 76.36 | 0.01 | 0
2020 | PJM_ROR_2_PJM_ROM | PJM_ROR | PJM_ROM | Internal | Summer | B7 | 400 | 8000 | 5840.97 | 66.11 | 66.12 | 0.01 | 0
2020 | PJM_ROR_2_PJM_ROM | PJM_ROR | PJM_ROM | Internal | Summer | B8 | 500 | 8000 | 6656.52 | 63.24 | 63.25 | 0.01 | 0
2020 | PJM_ROR_2_PJM_ROM | PJM_ROR | PJM_ROM | Internal | Summer | B9 | 800 | 8000 | 8000 | 61.01 | 61.9 | 0.01 | 0.88
2020 | PJM_ROR_2_PJM_ROM | PJM_ROR | PJM_ROM | Internal | Summer | B10 | 1262 | 8000 | 5965.74 | 59.76 | 59.77 | 0.01 | 0
2020 | PJM_ROR_2_PJM_ROM | PJM_ROR | PJM_ROM | Internal | Winter | B16 | 25 | 8000 | 5694.65 | 82.72 | 82.73 | 0.01 | 0
2020 | PJM_ROR_2_PJM_ROM | PJM_ROR | PJM_ROM | Internal | Winter | B17 | 100 | 8000 | 7200.08 | 74.58 | 74.59 | 0.01 | 0
2020 | PJM_ROR_2_PJM_ROM | PJM_ROR | PJM_ROM | Internal | Winter | B18 | 400 | 8000 | 8000 | 69.46 | 71.49 | 0.01 | 2.01
2020 | PJM_ROR_2_PJM_ROM | PJM_ROR | PJM_ROM | Internal | Winter | B19 | 700 | 8000 | 8000 | 67.89 | 69.56 | 0.01 | 1.66
2020 | PJM_ROR_2_PJM_ROM | PJM_ROR | PJM_ROM | Internal | Winter | B20 | 935 | 8000 | 7344.37 | 61.86 | 61.87 | 0.01 | 0
2020 | PJM_ROR_2_TVA_Transmission | PJM_ROR | TVA_Transmission | Internal | Shoulder | B11 | 25 | 2500 | 0 | 74.58 | 80.02 | 6 | 0
2020 | PJM_ROR_2_TVA_Transmission | PJM_ROR | TVA_Transmission | Internal | Shoulder | B12 | 200 | 2500 | 0 | 69.4 | 71.09 | 6 | 0
2020 | PJM_ROR_2_TVA_Transmission | PJM_ROR | TVA_Transmission | Internal | Shoulder | B13 | 600 | 2500 | 0 | 66.87 | 69.07 | 6 | 0
2020 | PJM_ROR_2_TVA_Transmission | PJM_ROR | TVA_Transmission | Internal | Shoulder | B14 | 900 | 2500 | 0 | 64.25 | 67.92 | 6 | 0
2020 | PJM_ROR_2_TVA_Transmission | PJM_ROR | TVA_Transmission | Internal | Shoulder | B15 | 1203 | 2500 | 0 | 60.18 | 65.88 | 6 | 0
2020 | PJM_ROR_2_TVA_Transmission | PJM_ROR | TVA_Transmission | Internal | Summer | B1 | 10 | 2500 | 57.09 | 103.34 | 109.34 | 6 | 0
2020 | PJM_ROR_2_TVA_Transmission | PJM_ROR | TVA_Transmission | Internal | Summer | B2 | 25 | 2500 | 2223.7 | 102.77 | 108.77 | 6 | 0
2020 | PJM_ROR_2_TVA_Transmission | PJM_ROR | TVA_Transmission | Internal | Summer | B3 | 75 | 2500 | 846.3 | 101.15 | 107.15 | 6 | 0
2020 | PJM_ROR_2_TVA_Transmission | PJM_ROR | TVA_Transmission | Internal | Summer | B4 | 100 | 2500 | 142.21 | 95.88 | 101.88 | 6 | 0
2020 | PJM_ROR_2_TVA_Transmission | PJM_ROR | TVA_Transmission | Internal | Summer | B5 | 200 | 2500 | 0 | 90.37 | 95.05 | 6 | 0
2020 | PJM_ROR_2_TVA_Transmission | PJM_ROR | TVA_Transmission | Internal | Summer | B6 | 300 | 2500 | 0 | 76.34 | 79.43 | 6 | 0
2020 | PJM_ROR_2_TVA_Transmission | PJM_ROR | TVA_Transmission | Internal | Summer | B7 | 400 | 2500 | 0 | 66.11 | 70.14 | 6 | 0
2020 | PJM_ROR_2_TVA_Transmission | PJM_ROR | TVA_Transmission | Internal | Summer | B8 | 500 | 2500 | 0 | 63.24 | 67.76 | 6 | 0
2020 | PJM_ROR_2_TVA_Transmission | PJM_ROR | TVA_Transmission | Internal | Summer | B9 | 800 | 2500 | 0 | 61.01 | 66.26 | 6 | 0
2020 | PJM_ROR_2_TVA_Transmission | PJM_ROR | TVA_Transmission | Internal | Summer | B10 | 1262 | 2500 | 0 | 59.76 | 63.58 | 6 | 0
2020 | PJM_ROR_2_TVA_Transmission | PJM_ROR | TVA_Transmission | Internal | Winter | B16 | 25 | 2500 | 0 | 82.72 | 79.12 | 6 | 0
2020 | PJM_ROR_2_TVA_Transmission | PJM_ROR | TVA_Transmission | Internal | Winter | B17 | 100 | 2500 | 0 | 74.58 | 73.88 | 6 | 0
2020 | PJM_ROR_2_TVA_Transmission | PJM_ROR | TVA_Transmission | Internal | Winter | B18 | 400 | 2500 | 0 | 69.46 | 71.83 | 6 | 0
2020 | PJM_ROR_2_TVA_Transmission | PJM_ROR | TVA_Transmission | Internal | Winter | B19 | 700 | 2500 | 0 | 67.89 | 70.53 | 6 | 0
2020 | PJM_ROR_2_TVA_Transmission | PJM_ROR | TVA_Transmission | Internal | Winter | B20 | 935 | 2500 | 38.77 | 61.86 | 67.86 | 6 | 0
2020 | PJM_ROR_2_VACAR | PJM_ROR | VACAR | Internal | Shoulder | B11 | 25 | 3000 | 3000 | 74.58 | 81.79 | 6 | 1.21
2020 | PJM_ROR_2_VACAR | PJM_ROR | VACAR | Internal | Shoulder | B12 | 200 | 3000 | 0 | 69.4 | 75.07 | 6 | 0
2020 | PJM_ROR_2_VACAR | PJM_ROR | VACAR | Internal | Shoulder | B13 | 600 | 3000 | 0 | 66.87 | 70.79 | 6 | 0
2020 | PJM_ROR_2_VACAR | PJM_ROR | VACAR | Internal | Shoulder | B14 | 900 | 3000 | 509.11 | 64.25 | 70.25 | 6 | 0
2020 | PJM_ROR_2_VACAR | PJM_ROR | VACAR | Internal | Shoulder | B15 | 1203 | 3000 | 0 | 60.18 | 61.62 | 6 | 0
2020 | PJM_ROR_2_VACAR | PJM_ROR | VACAR | Internal | Summer | B1 | 10 | 3000 | 3000 | 103.34 | 112.79 | 6 | 3.45
2020 | PJM_ROR_2_VACAR | PJM_ROR | VACAR | Internal | Summer | B2 | 25 | 3000 | 3000 | 102.77 | 112.79 | 6 | 4.02
2020 | PJM_ROR_2_VACAR | PJM_ROR | VACAR | Internal | Summer | B3 | 75 | 3000 | 3000 | 101.15 | 112.79 | 6 | 5.65
2020 | PJM_ROR_2_VACAR | PJM_ROR | VACAR | Internal | Summer | B4 | 100 | 3000 | 3000 | 95.88 | 102.92 | 6 | 1.04
2020 | PJM_ROR_2_VACAR | PJM_ROR | VACAR | Internal | Summer | B5 | 200 | 3000 | 3000 | 90.37 | 96.83 | 6 | 0.46
2020 | PJM_ROR_2_VACAR | PJM_ROR | VACAR | Internal | Summer | B6 | 300 | 3000 | 1655.69 | 76.34 | 82.34 | 6 | 0
2020 | PJM_ROR_2_VACAR | PJM_ROR | VACAR | Internal | Summer | B7 | 400 | 3000 | 2753.47 | 66.11 | 72.11 | 6 | 0
2020 | PJM_ROR_2_VACAR | PJM_ROR | VACAR | Internal | Summer | B8 | 500 | 3000 | 1424.36 | 63.24 | 69.24 | 6 | 0
2020 | PJM_ROR_2_VACAR | PJM_ROR | VACAR | Internal | Summer | B9 | 800 | 3000 | 462.06 | 61.01 | 67.01 | 6 | 0
2020 | PJM_ROR_2_VACAR | PJM_ROR | VACAR | Internal | Summer | B10 | 1262 | 3000 | 0 | 59.76 | 59.98 | 6 | 0
2020 | PJM_ROR_2_VACAR | PJM_ROR | VACAR | Internal | Winter | B16 | 25 | 3000 | 3000 | 82.72 | 89.57 | 6 | 0.86
2020 | PJM_ROR_2_VACAR | PJM_ROR | VACAR | Internal | Winter | B17 | 100 | 3000 | 1473.31 | 74.58 | 80.58 | 6 | 0
2020 | PJM_ROR_2_VACAR | PJM_ROR | VACAR | Internal | Winter | B18 | 400 | 3000 | 0 | 69.46 | 75.13 | 6 | 0
2020 | PJM_ROR_2_VACAR | PJM_ROR | VACAR | Internal | Winter | B19 | 700 | 3000 | 565.17 | 67.89 | 73.89 | 6 | 0
2020 | PJM_ROR_2_VACAR | PJM_ROR | VACAR | Internal | Winter | B20 | 935 | 3000 | 0 | 61.86 | 65.4 | 6 | 0
2020 | PJM_ROM_2_NYISO_A-F | PJM_ROM | NYISO_A-F | Internal | Shoulder | B11 | 25 | 2000 | 0 | 74.59 | 65.63 | 6 | 0
2020 | PJM_ROM_2_NYISO_A-F | PJM_ROM | NYISO_A-F | Internal | Shoulder | B12 | 200 | 2000 | 0 | 69.42 | 64.03 | 6 | 0
2020 | PJM_ROM_2_NYISO_A-F | PJM_ROM | NYISO_A-F | Internal | Shoulder | B13 | 600 | 2000 | 0 | 66.88 | 64.03 | 6 | 0
2020 | PJM_ROM_2_NYISO_A-F | PJM_ROM | NYISO_A-F | Internal | Shoulder | B14 | 900 | 2000 | 0 | 64.27 | 62.62 | 6 | 0
2020 | PJM_ROM_2_NYISO_A-F | PJM_ROM | NYISO_A-F | Internal | Shoulder | B15 | 1203 | 2000 | 0 | 60.19 | 62.62 | 6 | 0
2020 | PJM_ROM_2_NYISO_A-F | PJM_ROM | NYISO_A-F | Internal | Summer | B1 | 10 | 2000 | 0 | 103.35 | 95.35 | 6 | 0
2020 | PJM_ROM_2_NYISO_A-F | PJM_ROM | NYISO_A-F | Internal | Summer | B2 | 25 | 2000 | 0 | 102.79 | 94.79 | 6 | 0
2020 | PJM_ROM_2_NYISO_A-F | PJM_ROM | NYISO_A-F | Internal | Summer | B3 | 75 | 2000 | 0 | 101.14 | 83.55 | 6 | 0
2020 | PJM_ROM_2_NYISO_A-F | PJM_ROM | NYISO_A-F | Internal | Summer | B4 | 100 | 2000 | 0 | 95.86 | 82.42 | 6 | 0
2020 | PJM_ROM_2_NYISO_A-F | PJM_ROM | NYISO_A-F | Internal | Summer | B5 | 200 | 2000 | 0 | 90.38 | 74.79 | 6 | 0
2020 | PJM_ROM_2_NYISO_A-F | PJM_ROM | NYISO_A-F | Internal | Summer | B6 | 300 | 2000 | 0 | 76.36 | 68.33 | 6 | 0
2020 | PJM_ROM_2_NYISO_A-F | PJM_ROM | NYISO_A-F | Internal | Summer | B7 | 400 | 2000 | 0 | 66.12 | 61.63 | 6 | 0
2020 | PJM_ROM_2_NYISO_A-F | PJM_ROM | NYISO_A-F | Internal | Summer | B8 | 500 | 2000 | 0 | 63.25 | 61.61 | 6 | 0
2020 | PJM_ROM_2_NYISO_A-F | PJM_ROM | NYISO_A-F | Internal | Summer | B9 | 800 | 2000 | 0 | 61.9 | 60.03 | 6 | 0
2020 | PJM_ROM_2_NYISO_A-F | PJM_ROM | NYISO_A-F | Internal | Summer | B10 | 1262 | 2000 | 0 | 59.77 | 60.03 | 6 | 0
2020 | PJM_ROM_2_NYISO_A-F | PJM_ROM | NYISO_A-F | Internal | Winter | B16 | 25 | 2000 | 0 | 82.73 | 72.97 | 6 | 0
2020 | PJM_ROM_2_NYISO_A-F | PJM_ROM | NYISO_A-F | Internal | Winter | B17 | 100 | 2000 | 0 | 74.59 | 66.59 | 6 | 0
2020 | PJM_ROM_2_NYISO_A-F | PJM_ROM | NYISO_A-F | Internal | Winter | B18 | 400 | 2000 | 0 | 71.49 | 66.42 | 6 | 0
2020 | PJM_ROM_2_NYISO_A-F | PJM_ROM | NYISO_A-F | Internal | Winter | B19 | 700 | 2000 | 0 | 69.56 | 66.42 | 6 | 0
2020 | PJM_ROM_2_NYISO_A-F | PJM_ROM | NYISO_A-F | Internal | Winter | B20 | 935 | 2000 | 0 | 61.87 | 66.42 | 6 | 0
2020 | PJM_ROM_2_PJM_E | PJM_ROM | PJM_E | Internal | Shoulder | B11 | 25 | 8000 | 0 | 74.59 | 74.58 | 0.01 | 0
2020 | PJM_ROM_2_PJM_E | PJM_ROM | PJM_E | Internal | Shoulder | B12 | 200 | 8000 | 0 | 69.42 | 69.4 | 0.01 | 0
2020 | PJM_ROM_2_PJM_E | PJM_ROM | PJM_E | Internal | Shoulder | B13 | 600 | 8000 | 0 | 66.88 | 66.87 | 0.01 | 0
2020 | PJM_ROM_2_PJM_E | PJM_ROM | PJM_E | Internal | Shoulder | B14 | 900 | 8000 | 0 | 64.27 | 64.25 | 0.01 | 0
2020 | PJM_ROM_2_PJM_E | PJM_ROM | PJM_E | Internal | Shoulder | B15 | 1203 | 8000 | 0 | 60.19 | 60.18 | 0.01 | 0
2020 | PJM_ROM_2_PJM_E | PJM_ROM | PJM_E | Internal | Summer | B1 | 10 | 8000 | 1182.8 | 103.35 | 103.36 | 0.01 | 0
2020 | PJM_ROM_2_PJM_E | PJM_ROM | PJM_E | Internal | Summer | B2 | 25 | 8000 | 0 | 102.79 | 102.77 | 0.01 | 0
2020 | PJM_ROM_2_PJM_E | PJM_ROM | PJM_E | Internal | Summer | B3 | 75 | 8000 | 0 | 101.14 | 101.12 | 0.01 | 0
2020 | PJM_ROM_2_PJM_E | PJM_ROM | PJM_E | Internal | Summer | B4 | 100 | 8000 | 0 | 95.86 | 95.85 | 0.01 | 0
2020 | PJM_ROM_2_PJM_E | PJM_ROM | PJM_E | Internal | Summer | B5 | 200 | 8000 | 0 | 90.38 | 90.37 | 0.01 | 0
2020 | PJM_ROM_2_PJM_E | PJM_ROM | PJM_E | Internal | Summer | B6 | 300 | 8000 | 0 | 76.36 | 76.34 | 0.01 | 0
2020 | PJM_ROM_2_PJM_E | PJM_ROM | PJM_E | Internal | Summer | B7 | 400 | 8000 | 0 | 66.12 | 66.11 | 0.01 | 0
2020 | PJM_ROM_2_PJM_E | PJM_ROM | PJM_E | Internal | Summer | B8 | 500 | 8000 | 0 | 63.25 | 63.24 | 0.01 | 0
2020 | PJM_ROM_2_PJM_E | PJM_ROM | PJM_E | Internal | Summer | B9 | 800 | 8000 | 0 | 61.9 | 61.88 | 0.01 | 0
2020 | PJM_ROM_2_PJM_E | PJM_ROM | PJM_E | Internal | Summer | B10 | 1262 | 8000 | 0 | 59.77 | 59.76 | 0.01 | 0
2020 | PJM_ROM_2_PJM_E | PJM_ROM | PJM_E | Internal | Winter | B16 | 25 | 8000 | 0 | 82.73 | 82.72 | 0.01 | 0
2020 | PJM_ROM_2_PJM_E | PJM_ROM | PJM_E | Internal | Winter | B17 | 100 | 8000 | 0 | 74.59 | 74.58 | 0.01 | 0
2020 | PJM_ROM_2_PJM_E | PJM_ROM | PJM_E | Internal | Winter | B18 | 400 | 8000 | 465.87 | 71.49 | 71.5 | 0.01 | 0
2020 | PJM_ROM_2_PJM_E | PJM_ROM | PJM_E | Internal | Winter | B19 | 700 | 8000 | 1006.6 | 69.56 | 69.57 | 0.01 | 0
2020 | PJM_ROM_2_PJM_E | PJM_ROM | PJM_E | Internal | Winter | B20 | 935 | 8000 | 0 | 61.87 | 61.86 | 0.01 | 0
2020 | PJM_ROM_2_PJM_ROR | PJM_ROM | PJM_ROR | Internal | Shoulder | B11 | 25 | 8000 | 0 | 74.59 | 74.58 | 0.01 | 0
2020 | PJM_ROM_2_PJM_ROR | PJM_ROM | PJM_ROR | Internal | Shoulder | B12 | 200 | 8000 | 0 | 69.42 | 69.4 | 0.01 | 0
2020 | PJM_ROM_2_PJM_ROR | PJM_ROM | PJM_ROR | Internal | Shoulder | B13 | 600 | 8000 | 0 | 66.88 | 66.87 | 0.01 | 0
2020 | PJM_ROM_2_PJM_ROR | PJM_ROM | PJM_ROR | Internal | Shoulder | B14 | 900 | 8000 | 0 | 64.27 | 64.25 | 0.01 | 0
2020 | PJM_ROM_2_PJM_ROR | PJM_ROM | PJM_ROR | Internal | Shoulder | B15 | 1203 | 8000 | 0 | 60.19 | 60.18 | 0.01 | 0
2020 | PJM_ROM_2_PJM_ROR | PJM_ROM | PJM_ROR | Internal | Summer | B1 | 10 | 8000 | 0 | 103.35 | 103.34 | 0.01 | 0
2020 | PJM_ROM_2_PJM_ROR | PJM_ROM | PJM_ROR | Internal | Summer | B2 | 25 | 8000 | 0 | 102.79 | 102.77 | 0.01 | 0
2020 | PJM_ROM_2_PJM_ROR | PJM_ROM | PJM_ROR | Internal | Summer | B3 | 75 | 8000 | 145.77 | 101.14 | 101.15 | 0.01 | 0
2020 | PJM_ROM_2_PJM_ROR | PJM_ROM | PJM_ROR | Internal | Summer | B4 | 100 | 8000 | 738.01 | 95.86 | 95.88 | 0.01 | 0
2020 | PJM_ROM_2_PJM_ROR | PJM_ROM | PJM_ROR | Internal | Summer | B5 | 200 | 8000 | 0 | 90.38 | 90.37 | 0.01 | 0
2020 | PJM_ROM_2_PJM_ROR | PJM_ROM | PJM_ROR | Internal | Summer | B6 | 300 | 8000 | 0 | 76.36 | 76.34 | 0.01 | 0
2020 | PJM_ROM_2_PJM_ROR | PJM_ROM | PJM_ROR | Internal | Summer | B7 | 400 | 8000 | 0 | 66.12 | 66.11 | 0.01 | 0
2020 | PJM_ROM_2_PJM_ROR | PJM_ROM | PJM_ROR | Internal | Summer | B8 | 500 | 8000 | 0 | 63.25 | 63.24 | 0.01 | 0
2020 | PJM_ROM_2_PJM_ROR | PJM_ROM | PJM_ROR | Internal | Summer | B9 | 800 | 8000 | 0 | 61.9 | 61.01 | 0.01 | 0
2020 | PJM_ROM_2_PJM_ROR | PJM_ROM | PJM_ROR | Internal | Summer | B10 | 1262 | 8000 | 0 | 59.77 | 59.76 | 0.01 | 0
2020 | PJM_ROM_2_PJM_ROR | PJM_ROM | PJM_ROR | Internal | Winter | B16 | 25 | 8000 | 0 | 82.73 | 82.72 | 0.01 | 0
2020 | PJM_ROM_2_PJM_ROR | PJM_ROM | PJM_ROR | Internal | Winter | B17 | 100 | 8000 | 0 | 74.59 | 74.58 | 0.01 | 0
2020 | PJM_ROM_2_PJM_ROR | PJM_ROM | PJM_ROR | Internal | Winter | B18 | 400 | 8000 | 0 | 71.49 | 69.46 | 0.01 | 0
2020 | PJM_ROM_2_PJM_ROR | PJM_ROM | PJM_ROR | Internal | Winter | B19 | 700 | 8000 | 0 | 69.56 | 67.89 | 0.01 | 0
2020 | PJM_ROM_2_PJM_ROR | PJM_ROM | PJM_ROR | Internal | Winter | B20 | 935 | 8000 | 0 | 61.87 | 61.86 | 0.01 | 0
2020 | SOCO_2_FRCC | SOCO | FRCC | Internal | Shoulder | B11 | 25 | 3700 | 3700 | 88.79 | 103.01 | 10 | 4.22
2020 | SOCO_2_FRCC | SOCO | FRCC | Internal | Shoulder | B12 | 200 | 3700 | 0 | 69.5 | 75.45 | 10 | 0
2020 | SOCO_2_FRCC | SOCO | FRCC | Internal | Shoulder | B13 | 600 | 3700 | 0 | 67.38 | 73.67 | 10 | 0
2020 | SOCO_2_FRCC | SOCO | FRCC | Internal | Shoulder | B14 | 900 | 3700 | 0 | 67.38 | 72.31 | 10 | 0
2020 | SOCO_2_FRCC | SOCO | FRCC | Internal | Shoulder | B15 | 1203 | 3700 | 0 | 67.38 | 72.31 | 10 | 0
2020 | SOCO_2_FRCC | SOCO | FRCC | Internal | Summer | B1 | 10 | 3700 | 558.27 | 109.92 | 119.92 | 10 | 0
2020 | SOCO_2_FRCC | SOCO | FRCC | Internal | Summer | B2 | 25 | 3700 | 0 | 109.92 | 116.56 | 10 | 0
2020 | SOCO_2_FRCC | SOCO | FRCC | Internal | Summer | B3 | 75 | 3700 | 0 | 109.92 | 116.56 | 10 | 0
2020 | SOCO_2_FRCC | SOCO | FRCC | Internal | Summer | B4 | 100 | 3700 | 0 | 109.92 | 116.56 | 10 | 0
2020 | SOCO_2_FRCC | SOCO | FRCC | Internal | Summer | B5 | 200 | 3700 | 2666.09 | 103.83 | 113.83 | 10 | 0
2020 | SOCO_2_FRCC | SOCO | FRCC | Internal | Summer | B6 | 300 | 3700 | 1274.86 | 86.23 | 96.23 | 10 | 0
2020 | SOCO_2_FRCC | SOCO | FRCC | Internal | Summer | B7 | 400 | 3700 | 0 | 77.39 | 85.21 | 10 | 0
2020 | SOCO_2_FRCC | SOCO | FRCC | Internal | Summer | B8 | 500 | 3700 | 0 | 74.9 | 74.69 | 10 | 0
2020 | SOCO_2_FRCC | SOCO | FRCC | Internal | Summer | B9 | 800 | 3700 | 0 | 66.11 | 71.58 | 10 | 0
2020 | SOCO_2_FRCC | SOCO | FRCC | Internal | Summer | B10 | 1262 | 3700 | 0 | 66.11 | 71.58 | 10 | 0
2020 | SOCO_2_FRCC | SOCO | FRCC | Internal | Winter | B16 | 25 | 3700 | 885.47 | 88.12 | 98.12 | 10 | 0
2020 | SOCO_2_FRCC | SOCO | FRCC | Internal | Winter | B17 | 100 | 3700 | 0 | 72.53 | 77.79 | 10 | 0
2020 | SOCO_2_FRCC | SOCO | FRCC | Internal | Winter | B18 | 400 | 3700 | 0 | 69.99 | 74.54 | 10 | 0
2020 | SOCO_2_FRCC | SOCO | FRCC | Internal | Winter | B19 | 700 | 3700 | 0 | 69.99 | 74.54 | 10 | 0
2020 | SOCO_2_FRCC | SOCO | FRCC | Internal | Winter | B20 | 935 | 3700 | 0 | 69.09 | 74.54 | 10 | 0
2020 | SOCO_2_VACAR | SOCO | VACAR | Internal | Shoulder | B11 | 25 | 2000 | 0 | 88.79 | 81.79 | 10 | 0
2020 | SOCO_2_VACAR | SOCO | VACAR | Internal | Shoulder | B12 | 200 | 2000 | 0 | 69.5 | 75.07 | 10 | 0
2020 | SOCO_2_VACAR | SOCO | VACAR | Internal | Shoulder | B13 | 600 | 2000 | 0 | 67.38 | 70.79 | 10 | 0
2020 | SOCO_2_VACAR | SOCO | VACAR | Internal | Shoulder | B14 | 900 | 2000 | 0 | 67.38 | 70.25 | 10 | 0
2020 | SOCO_2_VACAR | SOCO | VACAR | Internal | Shoulder | B15 | 1203 | 2000 | 0 | 67.38 | 61.62 | 10 | 0
2020 | SOCO_2_VACAR | SOCO | VACAR | Internal | Summer | B1 | 10 | 2000 | 0 | 109.92 | 112.79 | 10 | 0
2020 | SOCO_2_VACAR | SOCO | VACAR | Internal | Summer | B2 | 25 | 2000 | 0 | 109.92 | 112.79 | 10 | 0
2020 | SOCO_2_VACAR | SOCO | VACAR | Internal | Summer | B3 | 75 | 2000 | 0 | 109.92 | 112.79 | 10 | 0
2020 | SOCO_2_VACAR | SOCO | VACAR | Internal | Summer | B4 | 100 | 2000 | 0 | 109.92 | 102.92 | 10 | 0
2020 | SOCO_2_VACAR | SOCO | VACAR | Internal | Summer | B5 | 200 | 2000 | 0 | 103.83 | 96.83 | 10 | 0
2020 | SOCO_2_VACAR | SOCO | VACAR | Internal | Summer | B6 | 300 | 2000 | 0 | 86.23 | 82.34 | 10 | 0
2020 | SOCO_2_VACAR | SOCO | VACAR | Internal | Summer | B7 | 400 | 2000 | 0 | 77.39 | 72.11 | 10 | 0
2020 | SOCO_2_VACAR | SOCO | VACAR | Internal | Summer | B8 | 500 | 2000 | 0 | 74.9 | 69.24 | 10 | 0
2020 | SOCO_2_VACAR | SOCO | VACAR | Internal | Summer | B9 | 800 | 2000 | 0 | 66.11 | 67.01 | 10 | 0
2020 | SOCO_2_VACAR | SOCO | VACAR | Internal | Summer | B10 | 1262 | 2000 | 0 | 66.11 | 59.98 | 10 | 0
2020 | SOCO_2_VACAR | SOCO | VACAR | Internal | Winter | B16 | 25 | 2000 | 0 | 88.12 | 89.57 | 10 | 0
2020 | SOCO_2_VACAR | SOCO | VACAR | Internal | Winter | B17 | 100 | 2000 | 0 | 72.53 | 80.58 | 10 | 0
2020 | SOCO_2_VACAR | SOCO | VACAR | Internal | Winter | B18 | 400 | 2000 | 0 | 69.99 | 75.13 | 10 | 0
2020 | SOCO_2_VACAR | SOCO | VACAR | Internal | Winter | B19 | 700 | 2000 | 0 | 69.99 | 73.89 | 10 | 0
2020 | SOCO_2_VACAR | SOCO | VACAR | Internal | Winter | B20 | 935 | 2000 | 0 | 69.09 | 65.4 | 10 | 0
2020 | SPP_N_2_ENT | SPP_N | ENT | Internal | Shoulder | B11 | 25 | 15643 | 3393.05 | 67.57 | 72.57 | 5 | 0
2020 | SPP_N_2_ENT | SPP_N | ENT | Internal | Shoulder | B12 | 200 | 15643 | 3703.58 | 62.4 | 67.4 | 5 | 0
2020 | SPP_N_2_ENT | SPP_N | ENT | Internal | Shoulder | B13 | 600 | 15643 | 7300.97 | 60.51 | 65.51 | 5 | 0
2020 | SPP_N_2_ENT | SPP_N | ENT | Internal | Shoulder | B14 | 900 | 15643 | 5191.25 | 57.24 | 62.24 | 5 | 0
2020 | SPP_N_2_ENT | SPP_N | ENT | Internal | Shoulder | B15 | 1203 | 15643 | 8582.08 | 52.88 | 57.88 | 5 | 0
2020 | SPP_N_2_ENT | SPP_N | ENT | Internal | Summer | B1 | 10 | 15643 | 7643.24 | 88.34 | 93.34 | 5 | 0
2020 | SPP_N_2_ENT | SPP_N | ENT | Internal | Summer | B2 | 25 | 15643 | 1961.98 | 95.77 | 100.77 | 5 | 0
2020 | SPP_N_2_ENT | SPP_N | ENT | Internal | Summer | B3 | 75 | 15643 | 148.24 | 95.77 | 100.77 | 5 | 0
2020 | SPP_N_2_ENT | SPP_N | ENT | Internal | Summer | B4 | 100 | 15643 | 2342.77 | 92.88 | 97.88 | 5 | 0
2020 | SPP_N_2_ENT | SPP_N | ENT | Internal | Summer | B5 | 200 | 15643 | 3937.21 | 87.37 | 92.37 | 5 | 0
2020 | SPP_N_2_ENT | SPP_N | ENT | Internal | Summer | B6 | 300 | 15643 | 4243.78 | 71.29 | 76.29 | 5 | 0
2020 | SPP_N_2_ENT | SPP_N | ENT | Internal | Summer | B7 | 400 | 15643 | 2466.64 | 64.39 | 69.39 | 5 | 0
2020 | SPP_N_2_ENT | SPP_N | ENT | Internal | Summer | B8 | 500 | 15643 | 2043.05 | 61.9 | 66.9 | 5 | 0
2020 | SPP_N_2_ENT | SPP_N | ENT | Internal | Summer | B9 | 800 | 15643 | 2616.06 | 60.62 | 65.62 | 5 | 0
2020 | SPP_N_2_ENT | SPP_N | ENT | Internal | Summer | B10 | 1262 | 15643 | 6219.35 | 56.03 | 61.03 | 5 | 0
2020 | SPP_N_2_ENT | SPP_N | ENT | Internal | Winter | B16 | 25 | 15643 | 6735.78 | 66.12 | 71.12 | 5 | 0
2020 | SPP_N_2_ENT | SPP_N | ENT | Internal | Winter | B17 | 100 | 15643 | 6514.17 | 63.12 | 68.12 | 5 | 0
2020 | SPP_N_2_ENT | SPP_N | ENT | Internal | Winter | B18 | 400 | 15643 | 8658.16 | 62.71 | 67.71 | 5 | 0
2020 | SPP_N_2_ENT | SPP_N | ENT | Internal | Winter | B19 | 700 | 15643 | 7627.78 | 60.89 | 65.89 | 5 | 0
2020 | SPP_N_2_ENT | SPP_N | ENT | Internal | Winter | B20 | 935 | 15643 | 9481.49 | 54.86 | 59.86 | 5 | 0
2020 | SPP_N_2_MISO_MO-IL | SPP_N | MISO_MO-IL | Internal | Shoulder | B11 | 25 | 4019 | 4019 | 67.57 | 72.58 | 5 | 0.01
2020 | SPP_N_2_MISO_MO-IL | SPP_N | MISO_MO-IL | Internal | Shoulder | B12 | 200 | 4019 | 1203.01 | 62.4 | 67.4 | 5 | 0
2020 | SPP_N_2_MISO_MO-IL | SPP_N | MISO_MO-IL | Internal | Shoulder | B13 | 600 | 4019 | 0 | 60.51 | 64.88 | 5 | 0
2020 | SPP_N_2_MISO_MO-IL | SPP_N | MISO_MO-IL | Internal | Shoulder | B14 | 900 | 4019 | 3780.35 | 57.24 | 62.24 | 5 | 0
2020 | SPP_N_2_MISO_MO-IL | SPP_N | MISO_MO-IL | Internal | Shoulder | B15 | 1203 | 4019 | 4019 | 52.88 | 58.18 | 5 | 0.3
2020 | SPP_N_2_MISO_MO-IL | SPP_N | MISO_MO-IL | Internal | Summer | B1 | 10 | 4019 | 4019 | 88.34 | 101.34 | 5 | 8
2020 | SPP_N_2_MISO_MO-IL | SPP_N | MISO_MO-IL | Internal | Summer | B2 | 25 | 4019 | 3308.06 | 95.77 | 100.77 | 5 | 0
2020 | SPP_N_2_MISO_MO-IL | SPP_N | MISO_MO-IL | Internal | Summer | B3 | 75 | 4019 | 951.45 | 95.77 | 100.77 | 5 | 0
2020 | SPP_N_2_MISO_MO-IL | SPP_N | MISO_MO-IL | Internal | Summer | B4 | 100 | 4019 | 574.04 | 92.88 | 97.88 | 5 | 0
2020 | SPP_N_2_MISO_MO-IL | SPP_N | MISO_MO-IL | Internal | Summer | B5 | 200 | 4019 | 56.59 | 87.37 | 92.37 | 5 | 0
2020 | SPP_N_2_MISO_MO-IL | SPP_N | MISO_MO-IL | Internal | Summer | B6 | 300 | 4019 | 0 | 71.29 | 76.27 | 5 | 0
2020 | SPP_N_2_MISO_MO-IL | SPP_N | MISO_MO-IL | Internal | Summer | B7 | 400 | 4019 | 0 | 64.39 | 68.1 | 5 | 0
2020 | SPP_N_2_MISO_MO-IL | SPP_N | MISO_MO-IL | Internal | Summer | B8 | 500 | 4019 | 0 | 61.9 | 62.95 | 5 | 0
2020 | SPP_N_2_MISO_MO-IL | SPP_N | MISO_MO-IL | Internal | Summer | B9 | 800 | 4019 | 0 | 60.62 | 61.3 | 5 | 0
2020 | SPP_N_2_MISO_MO-IL | SPP_N | MISO_MO-IL | Internal | Summer | B10 | 1262 | 4019 | 0 | 56.03 | 57.76 | 5 | 0
2020 | SPP_N_2_MISO_MO-IL | SPP_N | MISO_MO-IL | Internal | Winter | B16 | 25 | 4019 | 4019 | 66.12 | 79.12 | 5 | 8
2020 | SPP_N_2_MISO_MO-IL | SPP_N | MISO_MO-IL | Internal | Winter | B17 | 100 | 4019 | 4019 | 63.12 | 68.88 | 5 | 0.77
2020 | SPP_N_2_MISO_MO-IL | SPP_N | MISO_MO-IL | Internal | Winter | B18 | 400 | 4019 | 0 | 62.71 | 67.46 | 5 | 0
2020 | SPP_N_2_MISO_MO-IL | SPP_N | MISO_MO-IL | Internal | Winter | B19 | 700 | 4019 | 0 | 60.89 | 65.87 | 5 | 0
2020 | SPP_N_2_MISO_MO-IL | SPP_N | MISO_MO-IL | Internal | Winter | B20 | 935 | 4019 | 1387.93 | 54.86 | 59.86 | 5 | 0
2020 | SPP_N_2_MISO_W | SPP_N | MISO_W | Internal | Shoulder | B11 | 25 | 1087 | 1087 | 67.57 | 72.58 | 5 | 0.01
2020 | SPP_N_2_MISO_W | SPP_N | MISO_W | Internal | Shoulder | B12 | 200 | 1087 | 89.61 | 62.4 | 67.4 | 5 | 0
2020 | SPP_N_2_MISO_W | SPP_N | MISO_W | Internal | Shoulder | B13 | 600 | 1087 | 0 | 60.51 | 64.87 | 5 | 0
2020 | SPP_N_2_MISO_W | SPP_N | MISO_W | Internal | Shoulder | B14 | 900 | 1087 | 1087 | 57.24 | 62.25 | 5 | 0.01
2020 | SPP_N_2_MISO_W | SPP_N | MISO_W | Internal | Shoulder | B15 | 1203 | 1087 | 1087 | 52.88 | 58.19 | 5 | 0.31
2020 | SPP_N_2_MISO_W | SPP_N | MISO_W | Internal | Summer | B1 | 10 | 1087 | 1087 | 88.34 | 101.89 | 5 | 8.55
2020 | SPP_N_2_MISO_W | SPP_N | MISO_W | Internal | Summer | B2 | 25 | 1087 | 1087 | 95.77 | 100.79 | 5 | 0.01
2020 | SPP_N_2_MISO_W | SPP_N | MISO_W | Internal | Summer | B3 | 75 | 1087 | 1087 | 95.77 | 100.79 | 5 | 0.01
2020 | SPP_N_2_MISO_W | SPP_N | MISO_W | Internal | Summer | B4 | 100 | 1087 | 733.46 | 92.88 | 97.88 | 5 | 0
2020 | SPP_N_2_MISO_W | SPP_N | MISO_W | Internal | Summer | B5 | 200 | 1087 | 55.63 | 87.37 | 92.37 | 5 | 0
2020 | SPP_N_2_MISO_W | SPP_N | MISO_W | Internal | Summer | B6 | 300 | 1087 | 0 | 71.29 | 76.28 | 5 | 0
2020 | SPP_N_2_MISO_W | SPP_N | MISO_W | Internal | Summer | B7 | 400 | 1087 | 0 | 64.39 | 68.11 | 5 | 0
2020 | SPP_N_2_MISO_W | SPP_N | MISO_W | Internal | Summer | B8 | 500 | 1087 | 0 | 61.9 | 62.96 | 5 | 0
2020 | SPP_N_2_MISO_W | SPP_N | MISO_W | Internal | Summer | B9 | 800 | 1087 | 0 | 60.62 | 62.67 | 5 | 0
2020 | SPP_N_2_MISO_W | SPP_N | MISO_W | Internal | Summer | B10 | 1262 | 1087 | 0 | 56.03 | 61.02 | 5 | 0
2020 | SPP_N_2_MISO_W | SPP_N | MISO_W | Internal | Winter | B16 | 25 | 1087 | 1087 | 66.12 | 80.72 | 5 | 9.6
2020 | SPP_N_2_MISO_W | SPP_N | MISO_W | Internal | Winter | B17 | 100 | 1087 | 1087 | 63.12 | 72.58 | 5 | 4.46
2020 | SPP_N_2_MISO_W | SPP_N | MISO_W | Internal | Winter | B18 | 400 | 1087 | 0 | 62.71 | 67.46 | 5 | 0
2020 | SPP_N_2_MISO_W | SPP_N | MISO_W | Internal | Winter | B19 | 700 | 1087 | 917.08 | 60.89 | 65.89 | 5 | 0
2020 | SPP_N_2_MISO_W | SPP_N | MISO_W | Internal | Winter | B20 | 935 | 1087 | 1087 | 54.86 | 59.87 | 5 | 0.01
2020 | SPP_N_2_NE | SPP_N | NE | Internal | Shoulder | B11 | 25 | 490 | 104.54 | 67.57 | 67.58 | 0.01 | 0
2020 | SPP_N_2_NE | SPP_N | NE | Internal | Shoulder | B12 | 200 | 490 | 0 | 62.4 | 62.4 | 0.01 | 0
2020 | SPP_N_2_NE | SPP_N | NE | Internal | Shoulder | B13 | 600 | 490 | 0 | 60.51 | 59.87 | 0.01 | 0
2020 | SPP_N_2_NE | SPP_N | NE | Internal | Shoulder | B14 | 900 | 490 | 0 | 57.24 | 57.23 | 0.01 | 0
2020 | SPP_N_2_NE | SPP_N | NE | Internal | Shoulder | B15 | 1203 | 490 | 0 | 52.88 | 52.87 | 0.01 | 0
2020 | SPP_N_2_NE | SPP_N | NE | Internal | Summer | B1 | 10 | 490 | 490 | 88.34 | 96.89 | 0.01 | 8.53
2020 | SPP_N_2_NE | SPP_N | NE | Internal | Summer | B2 | 25 | 490 | 54.96 | 95.77 | 95.79 | 0.01 | 0
2020 | SPP_N_2_NE | SPP_N | NE | Internal | Summer | B3 | 75 | 490 | 437.11 | 95.77 | 95.79 | 0.01 | 0
2020 | SPP_N_2_NE | SPP_N | NE | Internal | Summer | B4 | 100 | 490 | 0 | 92.88 | 92.88 | 0.01 | 0
2020 | SPP_N_2_NE | SPP_N | NE | Internal | Summer | B5 | 200 | 490 | 0 | 87.37 | 87.37 | 0.01 | 0
2020 | SPP_N_2_NE | SPP_N | NE | Internal | Summer | B6 | 300 | 490 | 0 | 71.29 | 71.28 | 0.01 | 0
2020 | SPP_N_2_NE | SPP_N | NE | Internal | Summer | B7 | 400 | 490 | 0 | 64.39 | 63.11 | 0.01 | 0
2020 | SPP_N_2_NE | SPP_N | NE | Internal | Summer | B8 | 500 | 490 | 0 | 61.9 | 57.96 | 0.01 | 0
2020 | SPP_N_2_NE | SPP_N | NE | Internal | Summer | B9 | 800 | 490 | 0 | 60.62 | 57.67 | 0.01 | 0
2020 | SPP_N_2_NE | SPP_N | NE | Internal | Summer | B10 | 1262 | 490 | 0 | 56.03 | 56.02 | 0.01 | 0
2020 | SPP_N_2_NE | SPP_N | NE | Internal | Winter | B16 | 25 | 490 | 0 | 66.12 | 60.58 | 0.01 | 0
2020 | SPP_N_2_NE | SPP_N | NE | Internal | Winter | B17 | 100 | 490 | 0 | 63.12 | 60.58 | 0.01 | 0
2020 | SPP_N_2_NE | SPP_N | NE | Internal | Winter | B18 | 400 | 490 | 0 | 62.71 | 61.38 | 0.01 | 0
2020 | SPP_N_2_NE | SPP_N | NE | Internal | Winter | B19 | 700 | 490 | 0 | 60.89 | 60.87 | 0.01 | 0
2020 | SPP_N_2_NE | SPP_N | NE | Internal | Winter | B20 | 935 | 490 | 0 | 54.86 | 54.85 | 0.01 | 0
2020 | SPP_N_2_SPP_S | SPP_N | SPP_S | Internal | Shoulder | B11 | 25 | 4236 | 0 | 67.57 | 67.57 | 0.01 | 0
2020 | SPP_N_2_SPP_S | SPP_N | SPP_S | Internal | Shoulder | B12 | 200 | 4236 | 1497.53 | 62.4 | 62.42 | 0.01 | 0
2020 | SPP_N_2_SPP_S | SPP_N | SPP_S | Internal | Shoulder | B13 | 600 | 4236 | 1246.5 | 60.51 | 60.52 | 0.01 | 0
2020 | SPP_N_2_SPP_S | SPP_N | SPP_S | Internal | Shoulder | B14 | 900 | 4236 | 0 | 57.24 | 57.24 | 0.01 | 0
2020 | SPP_N_2_SPP_S | SPP_N | SPP_S | Internal | Shoulder | B15 | 1203 | 4236 | 0 | 52.88 | 49.4 | 0.01 | 0
2020 | SPP_N_2_SPP_S | SPP_N | SPP_S | Internal | Summer | B1 | 10 | 4236 | 0 | 88.34 | 64.09 | 0.01 | 0
2020 | SPP_N_2_SPP_S | SPP_N | SPP_S | Internal | Summer | B2 | 25 | 4236 | 0 | 95.77 | 92.88 | 0.01 | 0
2020 | SPP_N_2_SPP_S | SPP_N | SPP_S | Internal | Summer | B3 | 75 | 4236 | 0 | 95.77 | 93.66 | 0.01 | 0
2020 | SPP_N_2_SPP_S | SPP_N | SPP_S | Internal | Summer | B4 | 100 | 4236 | 0 | 92.88 | 92.88 | 0.01 | 0
2020 | SPP_N_2_SPP_S | SPP_N | SPP_S | Internal | Summer | B5 | 200 | 4236 | 0 | 87.37 | 87.37 | 0.01 | 0
2020 | SPP_N_2_SPP_S | SPP_N | SPP_S | Internal | Summer | B6 | 300 | 4236 | 563.19 | 71.29 | 71.3 | 0.01 | 0
2020 | SPP_N_2_SPP_S | SPP_N | SPP_S | Internal | Summer | B7 | 400 | 4236 | 3154.77 | 64.39 | 64.4 | 0.01 | 0
2020 | SPP_N_2_SPP_S | SPP_N | SPP_S | Internal | Summer | B8 | 500 | 4236 | 4236 | 61.9 | 63.95 | 0.01 | 2.04
2020 | SPP_N_2_SPP_S | SPP_N | SPP_S | Internal | Summer | B9 | 800 | 4236 | 4236 | 60.62 | 63.84 | 0.01 | 3.2
2020 | SPP_N_2_SPP_S | SPP_N | SPP_S | Internal | Summer | B10 | 1262 | 4236 | 2737.47 | 56.03 | 56.05 | 0.01 | 0
2020 | SPP_N_2_SPP_S | SPP_N | SPP_S | Internal | Winter | B16 | 25 | 4236 | 0 | 66.12 | 66.12 | 0.01 | 0
2020 | SPP_N_2_SPP_S | SPP_N | SPP_S | Internal | Winter | B17 | 100 | 4236 | 0 | 63.12 | 63.12 | 0.01 | 0
2020 | SPP_N_2_SPP_S | SPP_N | SPP_S | Internal | Winter | B18 | 400 | 4236 | 619.88 | 62.71 | 62.72 | 0.01 | 0
2020 | SPP_N_2_SPP_S | SPP_N | SPP_S | Internal | Winter | B19 | 700 | 4236 | 455.65 | 60.89 | 60.9 | 0.01 | 0
2020 | SPP_N_2_SPP_S | SPP_N | SPP_S | Internal | Winter | B20 | 935 | 4236 | 0 | 54.86 | 54.86 | 0.01 | 0
2020 | SPP_S_2_ENT | SPP_S | ENT | Internal | Shoulder | B11 | 25 | 2842 | 1447.8 | 67.57 | 72.57 | 5 | 0
2020 | SPP_S_2_ENT | SPP_S | ENT | Internal | Shoulder | B12 | 200 | 2842 | 0 | 62.42 | 67.4 | 5 | 0
2020 | SPP_S_2_ENT | SPP_S | ENT | Internal | Shoulder | B13 | 600 | 2842 | 0 | 60.52 | 65.51 | 5 | 0
2020 | SPP_S_2_ENT | SPP_S | ENT | Internal | Shoulder | B14 | 900 | 2842 | 2608.01 | 57.24 | 62.24 | 5 | 0
2020 | SPP_S_2_ENT | SPP_S | ENT | Internal | Shoulder | B15 | 1203 | 2842 | 2842 | 49.4 | 57.88 | 5 | 3.48
2020 | SPP_S_2_ENT | SPP_S | ENT | Internal | Summer | B1 | 10 | 2842 | 2842 | 64.09 | 93.34 | 5 | 24.25
2020 | SPP_S_2_ENT | SPP_S | ENT | Internal | Summer | B2 | 25 | 2842 | 2842 | 92.88 | 100.77 | 5 | 2.9
2020 | SPP_S_2_ENT | SPP_S | ENT | Internal | Summer | B3 | 75 | 2842 | 2842 | 93.66 | 100.77 | 5 | 2.11
2020 | SPP_S_2_ENT | SPP_S | ENT | Internal | Summer | B4 | 100 | 2842 | 1088.04 | 92.88 | 97.88 | 5 | 0
2020 | SPP_S_2_ENT | SPP_S | ENT | Internal | Summer | B5 | 200 | 2842 | 222.55 | 87.37 | 92.37 | 5 | 0
2020 | SPP_S_2_ENT | SPP_S | ENT | Internal | Summer | B6 | 300 | 2842 | 0 | 71.3 | 76.29 | 5 | 0
2020 | SPP_S_2_ENT | SPP_S | ENT | Internal | Summer | B7 | 400 | 2842 | 0 | 64.4 | 69.39 | 5 | 0
2020 | SPP_S_2_ENT | SPP_S | ENT | Internal | Summer | B8 | 500 | 2842 | 0 | 63.95 | 66.9 | 5 | 0
2020 | SPP_S_2_ENT | SPP_S | ENT | Internal | Summer | B9 | 800 | 2842 | 0 | 63.84 | 65.62 | 5 | 0
2020 | SPP_S_2_ENT | SPP_S | ENT | Internal | Summer | B10 | 1262 | 2842 | 0 | 56.05 | 61.03 | 5 | 0
2020 | SPP_S_2_ENT | SPP_S | ENT | Internal | Winter | B16 | 25 | 2842 | 296.26 | 66.12 | 71.12 | 5 | 0
2020 | SPP_S_2_ENT | SPP_S | ENT | Internal | Winter | B17 | 100 | 2842 | 766.31 | 63.12 | 68.12 | 5 | 0
2020 | SPP_S_2_ENT | SPP_S | ENT | Internal | Winter | B18 | 400 | 2842 | 0 | 62.72 | 67.71 | 5 | 0
2020 | SPP_S_2_ENT | SPP_S | ENT | Internal | Winter | B19 | 700 | 2842 | 0 | 60.9 | 65.89 | 5 | 0
2020 | SPP_S_2_ENT | SPP_S | ENT | Internal | Winter | B20 | 935 | 2842 | 712.62 | 54.86 | 59.86 | 5 | 0
2020 | SPP_S_2_SPP_N | SPP_S | SPP_N | Internal | Shoulder | B11 | 25 | 876 | 0 | 67.57 | 67.57 | 0.01 | 0
2020 | SPP_S_2_SPP_N | SPP_S | SPP_N | Internal | Shoulder | B12 | 200 | 876 | 0 | 62.42 | 62.4 | 0.01 | 0
2020 | SPP_S_2_SPP_N | SPP_S | SPP_N | Internal | Shoulder | B13 | 600 | 876 | 0 | 60.52 | 60.51 | 0.01 | 0
2020 | SPP_S_2_SPP_N | SPP_S | SPP_N | Internal | Shoulder | B14 | 900 | 876 | 0 | 57.24 | 57.24 | 0.01 | 0
2020 | SPP_S_2_SPP_N | SPP_S | SPP_N | Internal | Shoulder | B15 | 1203 | 876 | 876 | 49.4 | 52.88 | 0.01 | 3.47
2020 | SPP_S_2_SPP_N | SPP_S | SPP_N | Internal | Summer | B1 | 10 | 876 | 876 | 64.09 | 88.34 | 0.01 | 24.24
2020 | SPP_S_2_SPP_N | SPP_S | SPP_N | Internal | Summer | B2 | 25 | 876 | 876 | 92.88 | 95.77 | 0.01 | 2.89
2020 | SPP_S_2_SPP_N | SPP_S | SPP_N | Internal | Summer | B3 | 75 | 876 | 876 | 93.66 | 95.77 | 0.01 | 2.1
2020 | SPP_S_2_SPP_N | SPP_S | SPP_N | Internal | Summer | B4 | 100 | 876 | 0 | 92.88 | 92.88 | 0.01 | 0
2020 | SPP_S_2_SPP_N | SPP_S | SPP_N | Internal | Summer | B5 | 200 | 876 | 0 | 87.37 | 87.37 | 0.01 | 0
2020 | SPP_S_2_SPP_N | SPP_S | SPP_N | Internal | Summer | B6 | 300 | 876 | 0 | 71.3 | 71.29 | 0.01 | 0
2020 | SPP_S_2_SPP_N | SPP_S | SPP_N | Internal | Summer | B7 | 400 | 876 | 0 | 64.4 | 64.39 | 0.01 | 0
2020 | SPP_S_2_SPP_N | SPP_S | SPP_N | Internal | Summer | B8 | 500 | 876 | 0 | 63.95 | 61.9 | 0.01 | 0
2020 | SPP_S_2_SPP_N | SPP_S | SPP_N | Internal | Summer | B9 | 800 | 876 | 0 | 63.84 | 60.62 | 0.01 | 0
2020 | SPP_S_2_SPP_N | SPP_S | SPP_N | Internal | Summer | B10 | 1262 | 876 | 0 | 56.05 | 56.03 | 0.01 | 0
2020 | SPP_S_2_SPP_N | SPP_S | SPP_N | Internal | Winter | B16 | 25 | 876 | 0 | 66.12 | 66.12 | 0.01 | 0
2020 | SPP_S_2_SPP_N | SPP_S | SPP_N | Internal | Winter | B17 | 100 | 876 | 0 | 63.12 | 63.12 | 0.01 | 0
2020 | SPP_S_2_SPP_N | SPP_S | SPP_N | Internal | Winter | B18 | 400 | 876 | 0 | 62.72 | 62.71 | 0.01 | 0
2020 | SPP_S_2_SPP_N | SPP_S | SPP_N | Internal | Winter | B19 | 700 | 876 | 0 | 60.9 | 60.89 | 0.01 | 0
2020 | SPP_S_2_SPP_N | SPP_S | SPP_N | Internal | Winter | B20 | 935 | 876 | 0 | 54.86 | 54.86 | 0.01 | 0
2020 | TVA_2_NonRTO_Midwest | TVA | NonRTO_Midwest | Internal | Shoulder | B11 | 25 | 100 | 0 | 78.68 | 80.57 | 9 | 0
2020 | TVA_2_NonRTO_Midwest | TVA | NonRTO_Midwest | Internal | Shoulder | B12 | 200 | 100 | 0 | 67.02 | 75.39 | 9 | 0
2020 | TVA_2_NonRTO_Midwest | TVA | NonRTO_Midwest | Internal | Shoulder | B13 | 600 | 100 | 0 | 67.02 | 69.66 | 9 | 0
2020 | TVA_2_NonRTO_Midwest | TVA | NonRTO_Midwest | Internal | Shoulder | B14 | 900 | 100 | 0 | 67.02 | 65.39 | 9 | 0
2020 | TVA_2_NonRTO_Midwest | TVA | NonRTO_Midwest | Internal | Shoulder | B15 | 1203 | 100 | 0 | 65.89 | 61.53 | 9 | 0
2020 | TVA_2_NonRTO_Midwest | TVA | NonRTO_Midwest | Internal | Summer | B1 | 10 | 100 | 0 | 109.35 | 108.46 | 9 | 0
2020 | TVA_2_NonRTO_Midwest | TVA | NonRTO_Midwest | Internal | Summer | B2 | 25 | 100 | 0 | 108.79 | 108.46 | 9 | 0
2020 | TVA_2_NonRTO_Midwest | TVA | NonRTO_Midwest | Internal | Summer | B3 | 75 | 100 | 0 | 107.16 | 107.15 | 9 | 0
2020 | TVA_2_NonRTO_Midwest | TVA | NonRTO_Midwest | Internal | Summer | B4 | 100 | 100 | 0 | 101.89 | 101.86 | 9 | 0
2020 | TVA_2_NonRTO_Midwest | TVA | NonRTO_Midwest | Internal | Summer | B5 | 200 | 100 | 0 | 86.18 | 87.38 | 9 | 0
2020 | TVA_2_NonRTO_Midwest | TVA | NonRTO_Midwest | Internal | Summer | B6 | 300 | 100 | 97.93 | 68.54 | 77.54 | 9 | 0
2020 | TVA_2_NonRTO_Midwest | TVA | NonRTO_Midwest | Internal | Summer | B7 | 400 | 100 | 0 | 65.69 | 65.39 | 9 | 0
2020 | TVA_2_NonRTO_Midwest | TVA | NonRTO_Midwest | Internal | Summer | B8 | 500 | 100 | 0 | 65.69 | 64.91 | 9 | 0
2020 | TVA_2_NonRTO_Midwest | TVA | NonRTO_Midwest | Internal | Summer | B9 | 800 | 100 | 0 | 65.69 | 62.32 | 9 | 0
2020 | TVA_2_NonRTO_Midwest | TVA | NonRTO_Midwest | Internal | Summer | B10 | 1262 | 100 | 0 | 62.85 | 57.95 | 9 | 0
2020 | TVA_2_NonRTO_Midwest | TVA | NonRTO_Midwest | Internal | Winter | B16 | 25 | 100 | 0 | 79.13 | 87.11 | 9 | 0
2020 | TVA_2_NonRTO_Midwest | TVA | NonRTO_Midwest | Internal | Winter | B17 | 100 | 100 | 0 | 70.37 | 76.87 | 9 | 0
2020 | TVA_2_NonRTO_Midwest | TVA | NonRTO_Midwest | Internal | Winter | B18 | 400 | 100 | 0 | 69.39 | 75.45 | 9 | 0
2020 | TVA_2_NonRTO_Midwest | TVA | NonRTO_Midwest | Internal | Winter | B19 | 700 | 100 | 0 | 69.39 | 65.39 | 9 | 0
2020 | TVA_2_NonRTO_Midwest | TVA | NonRTO_Midwest | Internal | Winter | B20 | 935 | 100 | 0 | 67.87 | 64.91 | 9 | 0
2020 | TVA_2_PJM_ROR | TVA | PJM_ROR | Internal | Shoulder | B11 | 25 | 500 | 0 | 78.68 | 74.58 | 9 | 0
2020 | TVA_2_PJM_ROR | TVA | PJM_ROR | Internal | Shoulder | B12 | 200 | 500 | 0 | 67.02 | 69.4 | 9 | 0
2020 | TVA_2_PJM_ROR | TVA | PJM_ROR | Internal | Shoulder | B13 | 600 | 500 | 0 | 67.02 | 66.87 | 9 | 0
2020 | TVA_2_PJM_ROR | TVA | PJM_ROR | Internal | Shoulder | B14 | 900 | 500 | 0 | 67.02 | 64.25 | 9 | 0
2020 | TVA_2_PJM_ROR | TVA | PJM_ROR | Internal | Shoulder | B15 | 1203 | 500 | 0 | 65.89 | 60.18 | 9 | 0
2020 | TVA_2_PJM_ROR | TVA | PJM_ROR | Internal | Summer | B1 | 10 | 500 | 0 | 109.35 | 103.34 | 9 | 0
2020 | TVA_2_PJM_ROR | TVA | PJM_ROR | Internal | Summer | B2 | 25 | 500 | 0 | 108.79 | 102.77 | 9 | 0
2020 | TVA_2_PJM_ROR | TVA | PJM_ROR | Internal | Summer | B3 | 75 | 500 | 0 | 107.16 | 101.15 | 9 | 0
2020 | TVA_2_PJM_ROR | TVA | PJM_ROR | Internal | Summer | B4 | 100 | 500 | 0 | 101.89 | 95.88 | 9 | 0
2020 | TVA_2_PJM_ROR | TVA | PJM_ROR | Internal | Summer | B5 | 200 | 500 | 0 | 86.18 | 90.37 | 9 | 0
2020 | TVA_2_PJM_ROR | TVA | PJM_ROR | Internal | Summer | B6 | 300 | 500 | 0 | 68.54 | 76.34 | 9 | 0
2020 | TVA_2_PJM_ROR | TVA | PJM_ROR | Internal | Summer | B7 | 400 | 500 | 0 | 65.69 | 66.11 | 9 | 0
2020 | TVA_2_PJM_ROR | TVA | PJM_ROR | Internal | Summer | B8 | 500 | 500 | 0 | 65.69 | 63.24 | 9 | 0
2020 | TVA_2_PJM_ROR | TVA | PJM_ROR | Internal | Summer | B9 | 800 | 500 | 0 | 65.69 | 61.01 | 9 | 0
2020 | TVA_2_PJM_ROR | TVA | PJM_ROR | Internal | Summer | B10 | 1262 | 500 | 0 | 62.85 | 59.76 | 9 | 0
2020 | TVA_2_PJM_ROR | TVA | PJM_ROR | Internal | Winter | B16 | 25 | 500 | 0 | 79.13 | 82.72 | 9 | 0
2020 | TVA_2_PJM_ROR | TVA | PJM_ROR | Internal | Winter | B17 | 100 | 500 | 0 | 70.37 | 74.58 | 9 | 0
2020 | TVA_2_PJM_ROR | TVA | PJM_ROR | Internal | Winter | B18 | 400 | 500 | 0 | 69.39 | 69.46 | 9 | 0
2020 | TVA_2_PJM_ROR | TVA | PJM_ROR | Internal | Winter | B19 | 700 | 500 | 0 | 69.39 | 67.89 | 9 | 0
2020 | TVA_2_PJM_ROR | TVA | PJM_ROR | Internal | Winter | B20 | 935 | 500 | 0 | 67.87 | 61.86 | 9 | 0
2020 | TVA_2_SOCO | TVA | SOCO | Internal | Shoulder | B11 | 25 | 500 | 500 | 78.68 | 88.79 | 9 | 1.11
2020 | TVA_2_SOCO | TVA | SOCO | Internal | Shoulder | B12 | 200 | 500 | 0 | 67.02 | 69.5 | 9 | 0
2020 | TVA_2_SOCO | TVA | SOCO | Internal | Shoulder | B13 | 600 | 500 | 0 | 67.02 | 67.38 | 9 | 0
2020 | TVA_2_SOCO | TVA | SOCO | Internal | Shoulder | B14 | 900 | 500 | 0 | 67.02 | 67.38 | 9 | 0
2020 | TVA_2_SOCO | TVA | SOCO | Internal | Shoulder | B15 | 1203 | 500 | 0 | 65.89 | 67.38 | 9 | 0
2020 | TVA_2_SOCO | TVA | SOCO | Internal | Summer | B1 | 10 | 500 | 0 | 109.35 | 109.92 | 9 | 0
2020 | TVA_2_SOCO | TVA | SOCO | Internal | Summer | B2 | 25 | 500 | 0 | 108.79 | 109.92 | 9 | 0
2020 | TVA_2_SOCO | TVA | SOCO | Internal | Summer | B3 | 75 | 500 | 0 | 107.16 | 109.92 | 9 | 0
2020 | TVA_2_SOCO | TVA | SOCO | Internal | Summer | B4 | 100 | 500 | 0 | 101.89 | 109.92 | 9 | 0
2020 | TVA_2_SOCO | TVA | SOCO | Internal | Summer | B5 | 200 | 500 | 500 | 86.18 | 103.83 | 9 | 8.65
2020 | TVA_2_SOCO | TVA | SOCO | Internal | Summer | B6 | 300 | 500 | 500 | 68.54 | 86.23 | 9 | 8.68
2020 | TVA_2_SOCO | TVA | SOCO | Internal | Summer | B7 | 400 | 500 | 500 | 65.69 | 77.39 | 9 | 2.69
2020 | TVA_2_SOCO | TVA | SOCO | Internal | Summer | B8 | 500 | 500 | 500 | 65.69 | 74.9 | 9 | 0.2
2020 | TVA_2_SOCO | TVA | SOCO | Internal | Summer | B9 | 800 | 500 | 0 | 65.69 | 66.11 | 9 | 0
2020 | TVA_2_SOCO | TVA | SOCO | Internal | Summer | B10 | 1262 | 500 | 0 | 62.85 | 66.11 | 9 | 0
2020 | TVA_2_SOCO | TVA | SOCO | Internal | Winter | B16 | 25 | 500 | 0 | 79.13 | 88.12 | 9 | 0
2020 | TVA_2_SOCO | TVA | SOCO | Internal | Winter | B17 | 100 | 500 | 0 | 70.37 | 72.53 | 9 | 0
2020 | TVA_2_SOCO | TVA | SOCO | Internal | Winter | B18 | 400 | 500 | 0 | 69.39 | 69.99 | 9 | 0
2020 | TVA_2_SOCO | TVA | SOCO | Internal | Winter | B19 | 700 | 500 | 0 | 69.39 | 69.99 | 9 | 0
2020 | TVA_2_SOCO | TVA | SOCO | Internal | Winter | B20 | 935 | 500 | 0 | 67.87 | 69.09 | 9 | 0
2020 | TVA_2_VACAR | TVA | VACAR | Internal | Shoulder | B11 | 25 | 150 | 0 | 78.68 | 81.79 | 9 | 0
2020 | TVA_2_VACAR | TVA | VACAR | Internal | Shoulder | B12 | 200 | 150 | 0 | 67.02 | 75.07 | 9 | 0
2020 | TVA_2_VACAR | TVA | VACAR | Internal | Shoulder | B13 | 600 | 150 | 0 | 67.02 | 70.79 | 9 | 0
2020 | TVA_2_VACAR | TVA | VACAR | Internal | Shoulder | B14 | 900 | 150 | 0 | 67.02 | 70.25 | 9 | 0
2020 | TVA_2_VACAR | TVA | VACAR | Internal | Shoulder | B15 | 1203 | 150 | 0 | 65.89 | 61.62 | 9 | 0
2020 | TVA_2_VACAR | TVA | VACAR | Internal | Summer | B1 | 10 | 150 | 0 | 109.35 | 112.79 | 9 | 0
2020 | TVA_2_VACAR | TVA | VACAR | Internal | Summer | B2 | 25 | 150 | 0 | 108.79 | 112.79 | 9 | 0
2020 | TVA_2_VACAR | TVA | VACAR | Internal | Summer | B3 | 75 | 150 | 0 | 107.16 | 112.79 | 9 | 0
2020 | TVA_2_VACAR | TVA | VACAR | Internal | Summer | B4 | 100 | 150 | 0 | 101.89 | 102.92 | 9 | 0
2020 | TVA_2_VACAR | TVA | VACAR | Internal | Summer | B5 | 200 | 150 | 150 | 86.18 | 96.83 | 9 | 1.65
2020 | TVA_2_VACAR | TVA | VACAR | Internal | Summer | B6 | 300 | 150 | 150 | 68.54 | 82.34 | 9 | 4.8
2020 | TVA_2_VACAR | TVA | VACAR | Internal | Summer | B7 | 400 | 150 | 0 | 65.69 | 72.11 | 9 | 0
2020 | TVA_2_VACAR | TVA | VACAR | Internal | Summer | B8 | 500 | 150 | 0 | 65.69 | 69.24 | 9 | 0
2020 | TVA_2_VACAR | TVA | VACAR | Internal | Summer | B9 | 800 | 150 | 0 | 65.69 | 67.01 | 9 | 0
2020 | TVA_2_VACAR | TVA | VACAR | Internal | Summer | B10 | 1262 | 150 | 0 | 62.85 | 59.98 | 9 | 0
2020 | TVA_2_VACAR | TVA | VACAR | Internal | Winter | B16 | 25 | 150 | 150 | 79.13 | 89.57 | 9 | 1.44
2020 | TVA_2_VACAR | TVA | VACAR | Internal | Winter | B17 | 100 | 150 | 150 | 70.37 | 80.58 | 9 | 1.21
2020 | TVA_2_VACAR | TVA | VACAR | Internal | Winter | B18 | 400 | 150 | 0 | 69.39 | 75.13 | 9 | 0
2020 | TVA_2_VACAR | TVA | VACAR | Internal | Winter | B19 | 700 | 150 | 0 | 69.39 | 73.89 | 9 | 0
2020 | TVA_2_VACAR | TVA | VACAR | Internal | Winter | B20 | 935 | 150 | 0 | 67.87 | 65.4 | 9 | 0
2020 | TVA_Transmission_2_SOCO | TVA_Transmission | SOCO | Internal | Shoulder | B11 | 25 | 3200 | 0 | 80.02 | 88.79 | 9 | 0
2020 | TVA_Transmission_2_SOCO | TVA_Transmission | SOCO | Internal | Shoulder | B12 | 200 | 3200 | 0 | 71.09 | 69.5 | 9 | 0
2020 | TVA_Transmission_2_SOCO | TVA_Transmission | SOCO | Internal | Shoulder | B13 | 600 | 3200 | 0 | 69.07 | 67.38 | 9 | 0
2020 | TVA_Transmission_2_SOCO | TVA_Transmission | SOCO | Internal | Shoulder | B14 | 900 | 3200 | 0 | 67.92 | 67.38 | 9 | 0
2020 | TVA_Transmission_2_SOCO | TVA_Transmission | SOCO | Internal | Shoulder | B15 | 1203 | 3200 | 0 | 65.88 | 67.38 | 9 | 0
2020 | TVA_Transmission_2_SOCO | TVA_Transmission | SOCO | Internal | Summer | B1 | 10 | 3200 | 0 | 109.34 | 109.92 | 9 | 0
2020 | TVA_Transmission_2_SOCO | TVA_Transmission | SOCO | Internal | Summer | B2 | 25 | 3200 | 0 | 108.77 | 109.92 | 9 | 0
2020 | TVA_Transmission_2_SOCO | TVA_Transmission | SOCO | Internal | Summer | B3 | 75 | 3200 | 0 | 107.15 | 109.92 | 9 | 0
2020 | TVA_Transmission_2_SOCO | TVA_Transmission | SOCO | Internal | Summer | B4 | 100 | 3200 | 0 | 101.88 | 109.92 | 9 | 0
2020 | TVA_Transmission_2_SOCO | TVA_Transmission | SOCO | Internal | Summer | B5 | 200 | 3200 | 0 | 95.05 | 103.83 | 9 | 0
2020 | TVA_Transmission_2_SOCO | TVA_Transmission | SOCO | Internal | Summer | B6 | 300 | 3200 | 0 | 79.43 | 86.23 | 9 | 0
2020 | TVA_Transmission_2_SOCO | TVA_Transmission | SOCO | Internal | Summer | B7 | 400 | 3200 | 0 | 70.14 | 77.39 | 9 | 0
2020 | TVA_Transmission_2_SOCO | TVA_Transmission | SOCO | Internal | Summer | B8 | 500 | 3200 | 0 | 67.76 | 74.9 | 9 | 0
2020 | TVA_Transmission_2_SOCO | TVA_Transmission | SOCO | Internal | Summer | B9 | 800 | 3200 | 0 | 66.26 | 66.11 | 9 | 0
2020 | TVA_Transmission_2_SOCO | TVA_Transmission | SOCO | Internal | Summer | B10 | 1262 | 3200 | 0 | 63.58 | 66.11 | 9 | 0
2020 | TVA_Transmission_2_SOCO | TVA_Transmission | SOCO | Internal | Winter | B16 | 25 | 3200 | 127.07 | 79.12 | 88.12 | 9 | 0
2020 | TVA_Transmission_2_SOCO | TVA_Transmission | SOCO | Internal | Winter | B17 | 100 | 3200 | 0 | 73.88 | 72.53 | 9 | 0
2020 | TVA_Transmission_2_SOCO | TVA_Transmission | SOCO | Internal | Winter | B18 | 400 | 3200 | 0 | 71.83 | 69.99 | 9 | 0
2020 | TVA_Transmission_2_SOCO | TVA_Transmission | SOCO | Internal | Winter | B19 | 700 | 3200 | 0 | 70.53 | 69.99 | 9 | 0
2020 | TVA_Transmission_2_SOCO | TVA_Transmission | SOCO | Internal | Winter | B20 | 935 | 3200 | 0 | 67.86 | 69.09 | 9 | 0
2020 | TVA_Transmission_2_TVA | TVA_Transmission | TVA | Internal | Shoulder | B11 | 25 | 99999 | 0 | 80.02 | 78.68 | 0.01 | 0
2020 | TVA_Transmission_2_TVA | TVA_Transmission | TVA | Internal | Shoulder | B12 | 200 | 99999 | 0 | 71.09 | 67.02 | 0.01 | 0
2020 | TVA_Transmission_2_TVA | TVA_Transmission | TVA | Internal | Shoulder | B13 | 600 | 99999 | 0 | 69.07 | 67.02 | 0.01 | 0
2020 | TVA_Transmission_2_TVA | TVA_Transmission | TVA | Internal | Shoulder | B14 | 900 | 99999 | 0 | 67.92 | 67.02 | 0.01 | 0
2020 | TVA_Transmission_2_TVA | TVA_Transmission | TVA | Internal | Shoulder | B15 | 1203 | 99999 | 1074.51 | 65.88 | 65.89 | 0.01 | 0
2020 | TVA_Transmission_2_TVA | TVA_Transmission | TVA | Internal | Summer | B1 | 10 | 99999 | 3146.1 | 109.34 | 109.35 | 0.01 | 0
2020 | TVA_Transmission_2_TVA | TVA_Transmission | TVA | Internal | Summer | B2 | 25 | 99999 | 2370.07 | 108.77 | 108.79 | 0.01 | 0
2020 | TVA_Transmission_2_TVA | TVA_Transmission | TVA | Internal | Summer | B3 | 75 | 99999 | 846.3 | 107.15 | 107.16 | 0.01 | 0
2020 | TVA_Transmission_2_TVA | TVA_Transmission | TVA | Internal | Summer | B4 | 100 | 99999 | 142.21 | 101.88 | 101.89 | 0.01 | 0
2020 | TVA_Transmission_2_TVA | TVA_Transmission | TVA | Internal | Summer | B5 | 200 | 99999 | 0 | 95.05 | 86.18 | 0.01 | 0
2020 | TVA_Transmission_2_TVA | TVA_Transmission | TVA | Internal | Summer | B6 | 300 | 99999 | 0 | 79.43 | 68.54 | 0.01 | 0
2020 | TVA_Transmission_2_TVA | TVA_Transmission | TVA | Internal | Summer | B7 | 400 | 99999 | 0 | 70.14 | 65.69 | 0.01 | 0
2020 | TVA_Transmission_2_TVA | TVA_Transmission | TVA | Internal | Summer | B8 | 500 | 99999 | 0 | 67.76 | 65.69 | 0.01 | 0
2020 | TVA_Transmission_2_TVA | TVA_Transmission | TVA | Internal | Summer | B9 | 800 | 99999 | 0 | 66.26 | 65.69 | 0.01 | 0
2020 | TVA_Transmission_2_TVA | TVA_Transmission | TVA | Internal | Summer | B10 | 1262 | 99999 | 0 | 63.58 | 62.85 | 0.01 | 0
2020 | TVA_Transmission_2_TVA | TVA_Transmission | TVA | Internal | Winter | B16 | 25 | 99999 | 100.86 | 79.12 | 79.13 | 0.01 | 0
2020 | TVA_Transmission_2_TVA | TVA_Transmission | TVA | Internal | Winter | B17 | 100 | 99999 | 0 | 73.88 | 70.37 | 0.01 | 0
2020 | TVA_Transmission_2_TVA | TVA_Transmission | TVA | Internal | Winter | B18 | 400 | 99999 | 0 | 71.83 | 69.39 | 0.01 | 0
2020 | TVA_Transmission_2_TVA | TVA_Transmission | TVA | Internal | Winter | B19 | 700 | 99999 | 0 | 70.53 | 69.39 | 0.01 | 0
2020 | TVA_Transmission_2_TVA | TVA_Transmission | TVA | Internal | Winter | B20 | 935 | 99999 | 468.52 | 67.86 | 67.87 | 0.01 | 0
2020 | TVA_Transmission_2_VACAR | TVA_Transmission | VACAR | Internal | Shoulder | B11 | 25 | 900 | 0 | 80.02 | 81.79 | 9 | 0
2020 | TVA_Transmission_2_VACAR | TVA_Transmission | VACAR | Internal | Shoulder | B12 | 200 | 900 | 0 | 71.09 | 75.07 | 9 | 0
2020 | TVA_Transmission_2_VACAR | TVA_Transmission | VACAR | Internal | Shoulder | B13 | 600 | 900 | 0 | 69.07 | 70.79 | 9 | 0
2020 | TVA_Transmission_2_VACAR | TVA_Transmission | VACAR | Internal | Shoulder | B14 | 900 | 900 | 0 | 67.92 | 70.25 | 9 | 0
2020 | TVA_Transmission_2_VACAR | TVA_Transmission | VACAR | Internal | Shoulder | B15 | 1203 | 900 | 0 | 65.88 | 61.62 | 9 | 0
2020 | TVA_Transmission_2_VACAR | TVA_Transmission | VACAR | Internal | Summer | B1 | 10 | 900 | 0 | 109.34 | 112.79 | 9 | 0
2020 | TVA_Transmission_2_VACAR | TVA_Transmission | VACAR | Internal | Summer | B2 | 25 | 900 | 0 | 108.77 | 112.79 | 9 | 0
2020 | TVA_Transmission_2_VACAR | TVA_Transmission | VACAR | Internal | Summer | B3 | 75 | 900 | 0 | 107.15 | 112.79 | 9 | 0
2020 | TVA_Transmission_2_VACAR | TVA_Transmission | VACAR | Internal | Summer | B4 | 100 | 900 | 0 | 101.88 | 102.92 | 9 | 0
2020 | TVA_Transmission_2_VACAR | TVA_Transmission | VACAR | Internal | Summer | B5 | 200 | 900 | 0 | 95.05 | 96.83 | 9 | 0
2020 | TVA_Transmission_2_VACAR | TVA_Transmission | VACAR | Internal | Summer | B6 | 300 | 900 | 0 | 79.43 | 82.34 | 9 | 0
2020 | TVA_Transmission_2_VACAR | TVA_Transmission | VACAR | Internal | Summer | B7 | 400 | 900 | 0 | 70.14 | 72.11 | 9 | 0
2020 | TVA_Transmission_2_VACAR | TVA_Transmission | VACAR | Internal | Summer | B8 | 500 | 900 | 0 | 67.76 | 69.24 | 9 | 0
2020 | TVA_Transmission_2_VACAR | TVA_Transmission | VACAR | Internal | Summer | B9 | 800 | 900 | 0 | 66.26 | 67.01 | 9 | 0
2020 | TVA_Transmission_2_VACAR | TVA_Transmission | VACAR | Internal | Summer | B10 | 1262 | 900 | 0 | 63.58 | 59.98 | 9 | 0
2020 | TVA_Transmission_2_VACAR | TVA_Transmission | VACAR | Internal | Winter | B16 | 25 | 900 | 900 | 79.12 | 89.57 | 9 | 1.46
2020 | TVA_Transmission_2_VACAR | TVA_Transmission | VACAR | Internal | Winter | B17 | 100 | 900 | 0 | 73.88 | 80.58 | 9 | 0
2020 | TVA_Transmission_2_VACAR | TVA_Transmission | VACAR | Internal | Winter | B18 | 400 | 900 | 0 | 71.83 | 75.13 | 9 | 0
2020 | TVA_Transmission_2_VACAR | TVA_Transmission | VACAR | Internal | Winter | B19 | 700 | 900 | 0 | 70.53 | 73.89 | 9 | 0
2020 | TVA_Transmission_2_VACAR | TVA_Transmission | VACAR | Internal | Winter | B20 | 935 | 900 | 0 | 67.86 | 65.4 | 9 | 0
2020 | VACAR_2_PJM_ROR | VACAR | PJM_ROR | Internal | Shoulder | B11 | 25 | 2000 | 0 | 81.79 | 74.58 | 7 | 0
2020 | VACAR_2_PJM_ROR | VACAR | PJM_ROR | Internal | Shoulder | B12 | 200 | 2000 | 0 | 75.07 | 69.4 | 7 | 0
2020 | VACAR_2_PJM_ROR | VACAR | PJM_ROR | Internal | Shoulder | B13 | 600 | 2000 | 0 | 70.79 | 66.87 | 7 | 0
2020 | VACAR_2_PJM_ROR | VACAR | PJM_ROR | Internal | Shoulder | B14 | 900 | 2000 | 0 | 70.25 | 64.25 | 7 | 0
2020 | VACAR_2_PJM_ROR | VACAR | PJM_ROR | Internal | Shoulder | B15 | 1203 | 2000 | 0 | 61.62 | 60.18 | 7 | 0
2020 | VACAR_2_PJM_ROR | VACAR | PJM_ROR | Internal | Summer | B1 | 10 | 2000 | 0 | 112.79 | 103.34 | 7 | 0
2020 | VACAR_2_PJM_ROR | VACAR | PJM_ROR | Internal | Summer | B2 | 25 | 2000 | 0 | 112.79 | 102.77 | 7 | 0
2020 | VACAR_2_PJM_ROR | VACAR | PJM_ROR | Internal | Summer | B3 | 75 | 2000 | 0 | 112.79 | 101.15 | 7 | 0
2020 | VACAR_2_PJM_ROR | VACAR | PJM_ROR | Internal | Summer | B4 | 100 | 2000 | 0 | 102.92 | 95.88 | 7 | 0
2020 | VACAR_2_PJM_ROR | VACAR | PJM_ROR | Internal | Summer | B5 | 200 | 2000 | 0 | 96.83 | 90.37 | 7 | 0
2020 | VACAR_2_PJM_ROR | VACAR | PJM_ROR | Internal | Summer | B6 | 300 | 2000 | 0 | 82.34 | 76.34 | 7 | 0
2020 | VACAR_2_PJM_ROR | VACAR | PJM_ROR | Internal | Summer | B7 | 400 | 2000 | 0 | 72.11 | 66.11 | 7 | 0
2020 | VACAR_2_PJM_ROR | VACAR | PJM_ROR | Internal | Summer | B8 | 500 | 2000 | 0 | 69.24 | 63.24 | 7 | 0
2020 | VACAR_2_PJM_ROR | VACAR | PJM_ROR | Internal | Summer | B9 | 800 | 2000 | 0 | 67.01 | 61.01 | 7 | 0
2020 | VACAR_2_PJM_ROR | VACAR | PJM_ROR | Internal | Summer | B10 | 1262 | 2000 | 0 | 59.98 | 59.76 | 7 | 0
2020 | VACAR_2_PJM_ROR | VACAR | PJM_ROR | Internal | Winter | B16 | 25 | 2000 | 0 | 89.57 | 82.72 | 7 | 0
2020 | VACAR_2_PJM_ROR | VACAR | PJM_ROR | Internal | Winter | B17 | 100 | 2000 | 0 | 80.58 | 74.58 | 7 | 0
2020 | VACAR_2_PJM_ROR | VACAR | PJM_ROR | Internal | Winter | B18 | 400 | 2000 | 0 | 75.13 | 69.46 | 7 | 0
2020 | VACAR_2_PJM_ROR | VACAR | PJM_ROR | Internal | Winter | B19 | 700 | 2000 | 0 | 73.89 | 67.89 | 7 | 0
2020 | VACAR_2_PJM_ROR | VACAR | PJM_ROR | Internal | Winter | B20 | 935 | 2000 | 0 | 65.4 | 61.86 | 7 | 0
2020 | VACAR_2_SOCO | VACAR | SOCO | Internal | Shoulder | B11 | 25 | 3000 | 1907.86 | 81.79 | 88.79 | 7 | 0
2020 | VACAR_2_SOCO | VACAR | SOCO | Internal | Shoulder | B12 | 200 | 3000 | 0 | 75.07 | 69.5 | 7 | 0
2020 | VACAR_2_SOCO | VACAR | SOCO | Internal | Shoulder | B13 | 600 | 3000 | 0 | 70.79 | 67.38 | 7 | 0
2020 | VACAR_2_SOCO | VACAR | SOCO | Internal | Shoulder | B14 | 900 | 3000 | 0 | 70.25 | 67.38 | 7 | 0
2020 | VACAR_2_SOCO | VACAR | SOCO | Internal | Shoulder | B15 | 1203 | 3000 | 0 | 61.62 | 67.38 | 7 | 0
2020 | VACAR_2_SOCO | VACAR | SOCO | Internal | Summer | B1 | 10 | 3000 | 0 | 112.79 | 109.92 | 7 | 0
2020 | VACAR_2_SOCO | VACAR | SOCO | Internal | Summer | B2 | 25 | 3000 | 0 | 112.79 | 109.92 | 7 | 0
2020 | VACAR_2_SOCO | VACAR | SOCO | Internal | Summer | B3 | 75 | 3000 | 0 | 112.79 | 109.92 | 7 | 0
2020 | VACAR_2_SOCO | VACAR | SOCO | Internal | Summer | B4 | 100 | 3000 | 480.14 | 102.92 | 109.92 | 7 | 0
2020 | VACAR_2_SOCO | VACAR | SOCO | Internal | Summer | B5 | 200 | 3000 | 2225.58 | 96.83 | 103.83 | 7 | 0
2020 | VACAR_2_SOCO | VACAR | SOCO | Internal | Summer | B6 | 300 | 3000 | 0 | 82.34 | 86.23 | 7 | 0
2020 | VACAR_2_SOCO | VACAR | SOCO | Internal | Summer | B7 | 400 | 3000 | 0 | 72.11 | 77.39 | 7 | 0
2020 | VACAR_2_SOCO | VACAR | SOCO | Internal | Summer | B8 | 500 | 3000 | 0 | 69.24 | 74.9 | 7 | 0
2020 | VACAR_2_SOCO | VACAR | SOCO | Internal | Summer | B9 | 800 | 3000 | 0 | 67.01 | 66.11 | 7 | 0
2020 | VACAR_2_SOCO | VACAR | SOCO | Internal | Summer | B10 | 1262 | 3000 | 0 | 59.98 | 66.11 | 7 | 0
2020 | VACAR_2_SOCO | VACAR | SOCO | Internal | Winter | B16 | 25 | 3000 | 0 | 89.57 | 88.12 | 7 | 0
2020 | VACAR_2_SOCO | VACAR | SOCO | Internal | Winter | B17 | 100 | 3000 | 0 | 80.58 | 72.53 | 7 | 0
2020 | VACAR_2_SOCO | VACAR | SOCO | Internal | Winter | B18 | 400 | 3000 | 0 | 75.13 | 69.99 | 7 | 0
2020 | VACAR_2_SOCO | VACAR | SOCO | Internal | Winter | B19 | 700 | 3000 | 0 | 73.89 | 69.99 | 7 | 0
2020 | VACAR_2_SOCO | VACAR | SOCO | Internal | Winter | B20 | 935 | 3000 | 0 | 65.4 | 69.09 | 7 | 0
2025 | ENT_2_MISO_MO-IL | ENT | MISO_MO-IL | Internal | Shoulder | B11 | 25 | 2260 | 0 | 76.62 | 76.62 | 8 | 0
2025 | ENT_2_MISO_MO-IL | ENT | MISO_MO-IL | Internal | Shoulder | B12 | 200 | 2260 | 0 | 70.69 | 70.69 | 8 | 0
2025 | ENT_2_MISO_MO-IL | ENT | MISO_MO-IL | Internal | Shoulder | B13 | 600 | 2260 | 0 | 67.41 | 67.41 | 8 | 0
2025 | ENT_2_MISO_MO-IL | ENT | MISO_MO-IL | Internal | Shoulder | B14 | 900 | 2260 | 0 | 61.53 | 65.73 | 8 | 0
2025 | ENT_2_MISO_MO-IL | ENT | MISO_MO-IL | Internal | Shoulder | B15 | 1203 | 2260 | 1105.48 | 47.62 | 55.62 | 8 | 0
2025 | ENT_2_MISO_MO-IL | ENT | MISO_MO-IL | Internal | Summer | B1 | 10 | 2260 | 2260 | 74.11 | 108.64 | 8 | 26.54
2025 | ENT_2_MISO_MO-IL | ENT | MISO_MO-IL | Internal | Summer | B2 | 25 | 2260 | 0 | 107.26 | 108.41 | 8 | 0
2025 | ENT_2_MISO_MO-IL | ENT | MISO_MO-IL | Internal | Summer | B3 | 75 | 2260 | 0 | 107.28 | 107.28 | 8 | 0
2025 | ENT_2_MISO_MO-IL | ENT | MISO_MO-IL | Internal | Summer | B4 | 100 | 2260 | 0 | 104.07 | 104.07 | 8 | 0
2025 | ENT_2_MISO_MO-IL | ENT | MISO_MO-IL | Internal | Summer | B5 | 200 | 2260 | 0 | 95.13 | 95.13 | 8 | 0
2025 | ENT_2_MISO_MO-IL | ENT | MISO_MO-IL | Internal | Summer | B6 | 300 | 2260 | 0 | 80.34 | 80.34 | 8 | 0
2025 | ENT_2_MISO_MO-IL | ENT | MISO_MO-IL | Internal | Summer | B7 | 400 | 2260 | 0 | 74.52 | 74.52 | 8 | 0
2025 | ENT_2_MISO_MO-IL | ENT | MISO_MO-IL | Internal | Summer | B8 | 500 | 2260 | 0 | 70.92 | 70.92 | 8 | 0
2025 | ENT_2_MISO_MO-IL | ENT | MISO_MO-IL | Internal | Summer | B9 | 800 | 2260 | 0 | 69.24 | 66.39 | 8 | 0
2025 | ENT_2_MISO_MO-IL | ENT | MISO_MO-IL | Internal | Summer | B10 | 1262 | 2260 | 0 | 60.3 | 57.88 | 8 | 0
2025 | ENT_2_MISO_MO-IL | ENT | MISO_MO-IL | Internal | Winter | B16 | 25 | 2260 | 566.18 | 73.56 | 81.56 | 8 | 0
2025 | ENT_2_MISO_MO-IL | ENT | MISO_MO-IL | Internal | Winter | B17 | 100 | 2260 | 0 | 70.26 | 74.52 | 8 | 0
2025 | ENT_2_MISO_MO-IL | ENT | MISO_MO-IL | Internal | Winter | B18 | 400 | 2260 | 0 | 68.98 | 70.28 | 8 | 0
2025 | ENT_2_MISO_MO-IL | ENT | MISO_MO-IL | Internal | Winter | B19 | 700 | 2260 | 0 | 67.5 | 69 | 8 | 0
2025 | ENT_2_MISO_MO-IL | ENT | MISO_MO-IL | Internal | Winter | B20 | 935 | 2260 | 0 | 57.5 | 59.8 | 8 | 0
2025 | ENT_2_SOCO | ENT | SOCO | Internal | Shoulder | B11 | 25 | 3900 | 3900 | 76.62 | 97.64 | 8 | 13.02
2025 | ENT_2_SOCO | ENT | SOCO | Internal | Shoulder | B12 | 200 | 3900 | 0 | 70.69 | 75.26 | 8 | 0
2025 | ENT_2_SOCO | ENT | SOCO | Internal | Shoulder | B13 | 600 | 3900 | 0 | 67.41 | 72.62 | 8 | 0
2025 | ENT_2_SOCO | ENT | SOCO | Internal | Shoulder | B14 | 900 | 3900 | 3900 | 61.53 | 72.62 | 8 | 3.09
2025 | ENT_2_SOCO | ENT | SOCO | Internal | Shoulder | B15 | 1203 | 3900 | 3900 | 47.62 | 72.62 | 8 | 17
2025 | ENT_2_SOCO | ENT | SOCO | Internal | Summer | B1 | 10 | 3900 | 3900 | 74.11 | 120.44 | 8 | 38.34
2025 | ENT_2_SOCO | ENT | SOCO | Internal | Summer | B2 | 25 | 3900 | 3900 | 107.26 | 118.06 | 8 | 2.8
2025 | ENT_2_SOCO | ENT | SOCO | Internal | Summer | B3 | 75 | 3900 | 3900 | 107.28 | 118.06 | 8 | 2.78
2025 | ENT_2_SOCO | ENT | SOCO | Internal | Summer | B4 | 100 | 3900 | 3900 | 104.07 | 118.06 | 8 | 5.99
2025 | ENT_2_SOCO | ENT | SOCO | Internal | Summer | B5 | 200 | 3900 | 3900 | 95.13 | 112.12 | 8 | 8.99
2025 | ENT_2_SOCO | ENT | SOCO | Internal | Summer | B6 | 300 | 3900 | 3900 | 80.34 | 97.33 | 8 | 8.99
2025 | ENT_2_SOCO | ENT | SOCO | Internal | Summer | B7 | 400 | 3900 | 3900 | 74.52 | 86.06 | 8 | 3.54
2025 | ENT_2_SOCO | ENT | SOCO | Internal | Summer | B8 | 500 | 3900 | 1595.2 | 70.92 | 78.92 | 8 | 0
2025 | ENT_2_SOCO | ENT | SOCO | Internal | Summer | B9 | 800 | 3900 | 0 | 69.24 | 71.22 | 8 | 0
2025 | ENT_2_SOCO | ENT | SOCO | Internal | Summer | B10 | 1262 | 3900 | 3900 | 60.3 | 71.22 | 8 | 2.92
2025 | ENT_2_SOCO | ENT | SOCO | Internal | Winter | B16 | 25 | 3900 | 3900 | 73.56 | 98.56 | 8 | 17
2025 | ENT_2_SOCO | ENT | SOCO | Internal | Winter | B17 | 100 | 3900 | 1597.06 | 70.26 | 78.26 | 8 | 0
2025 | ENT_2_SOCO | ENT | SOCO | Internal | Winter | B18 | 400 | 3900 | 0 | 68.98 | 75.5 | 8 | 0
2025 | ENT_2_SOCO | ENT | SOCO | Internal | Winter | B19 | 700 | 3900 | 2293.32 | 67.5 | 75.5 | 8 | 0
2025 | ENT_2_SOCO | ENT | SOCO | Internal | Winter | B20 | 935 | 3900 | 3900 | 57.5 | 74.51 | 8 | 9
2025 | ENT_2_SPP_S | ENT | SPP_S | Internal | Shoulder | B11 | 25 | 3292 | 0 | 76.62 | 71.63 | 8 | 0
2025 | ENT_2_SPP_S | ENT | SPP_S | Internal | Shoulder | B12 | 200 | 3292 | 0 | 70.69 | 65.7 | 8 | 0
2025 | ENT_2_SPP_S | ENT | SPP_S | Internal | Shoulder | B13 | 600 | 3292 | 0 | 67.41 | 62.43 | 8 | 0
2025 | ENT_2_SPP_S | ENT | SPP_S | Internal | Shoulder | B14 | 900 | 3292 | 0 | 61.53 | 56.53 | 8 | 0
2025 | ENT_2_SPP_S | ENT | SPP_S | Internal | Shoulder | B15 | 1203 | 3292 | 0 | 47.62 | 0.01 | 8 | 0
2025 | ENT_2_SPP_S | ENT | SPP_S | Internal | Summer | B1 | 10 | 3292 | 0 | 74.11 | 69.11 | 8 | 0
2025 | ENT_2_SPP_S | ENT | SPP_S | Internal | Summer | B2 | 25 | 3292 | 0 | 107.26 | 100.23 | 8 | 0
2025 | ENT_2_SPP_S | ENT | SPP_S | Internal | Summer | B3 | 75 | 3292 | 0 | 107.28 | 102.28 | 8 | 0
2025 | ENT_2_SPP_S | ENT | SPP_S | Internal | Summer | B4 | 100 | 3292 | 0 | 104.07 | 99.09 | 8 | 0
2025 | ENT_2_SPP_S | ENT | SPP_S | Internal | Summer | B5 | 200 | 3292 | 0 | 95.13 | 90.14 | 8 | 0
2025 | ENT_2_SPP_S | ENT | SPP_S | Internal | Summer | B6 | 300 | 3292 | 0 | 80.34 | 75.36 | 8 | 0
2025 | ENT_2_SPP_S | ENT | SPP_S | Internal | Summer | B7 | 400 | 3292 | 0 | 74.52 | 69.53 | 8 | 0
2025 | ENT_2_SPP_S | ENT | SPP_S | Internal | Summer | B8 | 500 | 3292 | 0 | 70.92 | 69.11 | 8 | 0
2025 | ENT_2_SPP_S | ENT | SPP_S | Internal | Summer | B9 | 800 | 3292 | 0 | 69.24 | 68.95 | 8 | 0
2025 | ENT_2_SPP_S | ENT | SPP_S | Internal | Summer | B10 | 1262 | 3292 | 0 | 60.3 | 55.31 | 8 | 0
2025 | ENT_2_SPP_S | ENT | SPP_S | Internal | Winter | B16 | 25 | 3292 | 0 | 73.56 | 68.57 | 8 | 0
2025 | ENT_2_SPP_S | ENT | SPP_S | Internal | Winter | B17 | 100 | 3292 | 0 | 70.26 | 65.27 | 8 | 0
2025 | ENT_2_SPP_S | ENT | SPP_S | Internal | Winter | B18 | 400 | 3292 | 0 | 68.98 | 64 | 8 | 0
2025 | ENT_2_SPP_S | ENT | SPP_S | Internal | Winter | B19 | 700 | 3292 | 0 | 67.5 | 62.52 | 8 | 0
2025 | ENT_2_SPP_S | ENT | SPP_S | Internal | Winter | B20 | 935 | 3292 | 0 | 57.5 | 52.5 | 8 | 0
2025 | ENT_2_TVA_Transmission | ENT | TVA_Transmission | Internal | Shoulder | B11 | 25 | 2100 | 1208 | 76.62 | 84.62 | 8 | 0
2025 | ENT_2_TVA_Transmission | ENT | TVA_Transmission | Internal | Shoulder | B12 | 200 | 2100 | 0 | 70.69 | 76.5 | 8 | 0
2025 | ENT_2_TVA_Transmission | ENT | TVA_Transmission | Internal | Shoulder | B13 | 600 | 2100 | 0 | 67.41 | 73.16 | 8 | 0
2025 | ENT_2_TVA_Transmission | ENT | TVA_Transmission | Internal | Shoulder | B14 | 900 | 2100 | 2100 | 61.53 | 72.15 | 8 | 2.62
2025 | ENT_2_TVA_Transmission | ENT | TVA_Transmission | Internal | Shoulder | B15 | 1203 | 2100 | 2100 | 47.62 | 63.62 | 8 | 8
2025 | ENT_2_TVA_Transmission | ENT | TVA_Transmission | Internal | Summer | B1 | 10 | 2100 | 2100 | 74.11 | 116.63 | 8 | 34.53
2025 | ENT_2_TVA_Transmission | ENT | TVA_Transmission | Internal | Summer | B2 | 25 | 2100 | 2100 | 107.26 | 115.27 | 8 | 0.01
2025 | ENT_2_TVA_Transmission | ENT | TVA_Transmission | Internal | Summer | B3 | 75 | 2100 | 0 | 107.28 | 115.27 | 8 | 0
2025 | ENT_2_TVA_Transmission | ENT | TVA_Transmission | Internal | Summer | B4 | 100 | 2100 | 0 | 104.07 | 112.06 | 8 | 0
2025 | ENT_2_TVA_Transmission | ENT | TVA_Transmission | Internal | Summer | B5 | 200 | 2100 | 0 | 95.13 | 103.12 | 8 | 0
2025 | ENT_2_TVA_Transmission | ENT | TVA_Transmission | Internal | Summer | B6 | 300 | 2100 | 0 | 80.34 | 88.33 | 8 | 0
2025 | ENT_2_TVA_Transmission | ENT | TVA_Transmission | Internal | Summer | B7 | 400 | 2100 | 0 | 74.52 | 79.31 | 8 | 0
2025 | ENT_2_TVA_Transmission | ENT | TVA_Transmission | Internal | Summer | B8 | 500 | 2100 | 0 | 70.92 | 73.91 | 8 | 0
2025 | ENT_2_TVA_Transmission | ENT | TVA_Transmission | Internal | Summer | B9 | 800 | 2100 | 0 | 69.24 | 71.41 | 8 | 0
2025 | ENT_2_TVA_Transmission | ENT | TVA_Transmission | Internal | Summer | B10 | 1262 | 2100 | 0 | 60.3 | 63.11 | 8 | 0
2025 | ENT_2_TVA_Transmission | ENT | TVA_Transmission | Internal | Winter | B16 | 25 | 2100 | 2100 | 73.56 | 89.56 | 8 | 8
2025 | ENT_2_TVA_Transmission | ENT | TVA_Transmission | Internal | Winter | B17 | 100 | 2100 | 2100 | 70.26 | 78.29 | 8 | 0.03
2025 | ENT_2_TVA_Transmission | ENT | TVA_Transmission | Internal | Winter | B18 | 400 | 2100 | 0 | 68.98 | 75.82 | 8 | 0
2025 | ENT_2_TVA_Transmission | ENT | TVA_Transmission | Internal | Winter | B19 | 700 | 2100 | 0 | 67.5 | 75.23 | 8 | 0
2025 | ENT_2_TVA_Transmission | ENT | TVA_Transmission | Internal | Winter | B20 | 935 | 2100 | 2100 | 57.5 | 65.93 | 8 | 0.43
2025 | FRCC_2_SOCO | FRCC | SOCO | Internal | Shoulder | B11 | 25 | 900 | 0 | 114.79 | 97.64 | 8 | 0
2025 | FRCC_2_SOCO | FRCC | SOCO | Internal | Shoulder | B12 | 200 | 900 | 0 | 81.24 | 75.26 | 8 | 0
2025 | FRCC_2_SOCO | FRCC | SOCO | Internal | Shoulder | B13 | 600 | 900 | 0 | 79.35 | 72.62 | 8 | 0
2025 | FRCC_2_SOCO | FRCC | SOCO | Internal | Shoulder | B14 | 900 | 900 | 0 | 77.85 | 72.62 | 8 | 0
2025 | FRCC_2_SOCO | FRCC | SOCO | Internal | Shoulder | B15 | 1203 | 900 | 0 | 77.85 | 72.62 | 8 | 0
2025 | FRCC_2_SOCO | FRCC | SOCO | Internal | Summer | B1 | 10 | 900 | 0 | 130.44 | 120.44 | 8 | 0
2025 | FRCC_2_SOCO | FRCC | SOCO | Internal | Summer | B2 | 25 | 900 | 0 | 125.11 | 118.06 | 8 | 0
2025 | FRCC_2_SOCO | FRCC | SOCO | Internal | Summer | B3 | 75 | 900 | 0 | 125.11 | 118.06 | 8 | 0
2025 | FRCC_2_SOCO | FRCC | SOCO | Internal | Summer | B4 | 100 | 900 | 0 | 125.11 | 118.06 | 8 | 0
2025 | FRCC_2_SOCO | FRCC | SOCO | Internal | Summer | B5 | 200 | 900 | 0 | 122.12 | 112.12 | 8 | 0
2025 | FRCC_2_SOCO | FRCC | SOCO | Internal | Summer | B6 | 300 | 900 | 0 | 107.33 | 97.33 | 8 | 0
2025 | FRCC_2_SOCO | FRCC | SOCO | Internal | Summer | B7 | 400 | 900 | 0 | 91.75 | 86.06 | 8 | 0
2025 | FRCC_2_SOCO | FRCC | SOCO | Internal | Summer | B8 | 500 | 900 | 0 | 80.4 | 78.92 | 8 | 0
2025 | FRCC_2_SOCO | FRCC | SOCO | Internal | Summer | B9 | 800 | 900 | 0 | 77.04 | 71.22 | 8 | 0
2025 | FRCC_2_SOCO | FRCC | SOCO | Internal | Summer | B10 | 1262 | 900 | 0 | 77.04 | 71.22 | 8 | 0
2025 | FRCC_2_SOCO | FRCC | SOCO | Internal | Winter | B16 | 25 | 900 | 0 | 108.56 | 98.56 | 8 | 0
2025 | FRCC_2_SOCO | FRCC | SOCO | Internal | Winter | B17 | 100 | 900 | 0 | 83.81 | 78.26 | 8 | 0
2025 | FRCC_2_SOCO | FRCC | SOCO | Internal | Winter | B18 | 400 | 900 | 0 | 80.3 | 75.5 | 8 | 0
2025 | FRCC_2_SOCO | FRCC | SOCO | Internal | Winter | B19 | 700 | 900 | 0 | 80.3 | 75.5 | 8 | 0
2025 | FRCC_2_SOCO | FRCC | SOCO | Internal | Winter | B20 | 935 | 900 | 0 | 80.3 | 74.51 | 8 | 0
2025 | HQ_NEISO_2_NEISO | HQ_NEISO | NEISO | Internal | Shoulder | B11 | 25 | 99999 | 2920 | 65.75 | 65.77 | 0.01 | 0
2025 | HQ_NEISO_2_NEISO | HQ_NEISO | NEISO | Internal | Shoulder | B12 | 200 | 99999 | 2920 | 64.25 | 64.26 | 0.01 | 0
2025 | HQ_NEISO_2_NEISO | HQ_NEISO | NEISO | Internal | Shoulder | B13 | 600 | 99999 | 2920 | 63.71 | 63.73 | 0.01 | 0
2025 | HQ_NEISO_2_NEISO | HQ_NEISO | NEISO | Internal | Shoulder | B14 | 900 | 99999 | 2920 | 63.71 | 63.73 | 0.01 | 0
2025 | HQ_NEISO_2_NEISO | HQ_NEISO | NEISO | Internal | Shoulder | B15 | 1203 | 99999 | 1143.24 | 63.71 | 63.73 | 0.01 | 0
2025 | HQ_NEISO_2_NEISO | HQ_NEISO | NEISO | Internal | Summer | B1 | 10 | 99999 | 2920.1 | 101.06 | 101.07 | 0.01 | 0
2025 | HQ_NEISO_2_NEISO | HQ_NEISO | NEISO | Internal | Summer | B2 | 25 | 99999 | 2920.1 | 98.28 | 98.29 | 0.01 | 0
2025 | HQ_NEISO_2_NEISO | HQ_NEISO | NEISO | Internal | Summer | B3 | 75 | 99999 | 2920 | 85.82 | 85.84 | 0.01 | 0
2025 | HQ_NEISO_2_NEISO | HQ_NEISO | NEISO | Internal | Summer | B4 | 100 | 99999 | 2920 | 75.81 | 75.83 | 0.01 | 0
2025 | HQ_NEISO_2_NEISO | HQ_NEISO | NEISO | Internal | Summer | B5 | 200 | 99999 | 2920 | 62.58 | 62.6 | 0.01 | 0
2025 | HQ_NEISO_2_NEISO | HQ_NEISO | NEISO | Internal | Summer | B6 | 300 | 99999 | 2920 | 62.58 | 62.6 | 0.01 | 0
2025 | HQ_NEISO_2_NEISO | HQ_NEISO | NEISO | Internal | Summer | B7 | 400 | 99999 | 2920 | 62.58 | 62.6 | 0.01 | 0
2025 | HQ_NEISO_2_NEISO | HQ_NEISO | NEISO | Internal | Summer | B8 | 500 | 99999 | 2920 | 62.58 | 62.6 | 0.01 | 0
2025 | HQ_NEISO_2_NEISO | HQ_NEISO | NEISO | Internal | Summer | B9 | 800 | 99999 | 2920 | 62.58 | 62.6 | 0.01 | 0
2025 | HQ_NEISO_2_NEISO | HQ_NEISO | NEISO | Internal | Summer | B10 | 1262 | 99999 | 795.94 | 62.58 | 62.6 | 0.01 | 0
2025 | HQ_NEISO_2_NEISO | HQ_NEISO | NEISO | Internal | Winter | B16 | 25 | 99999 | 2920 | 75.55 | 75.56 | 0.01 | 0
2025 | HQ_NEISO_2_NEISO | HQ_NEISO | NEISO | Internal | Winter | B17 | 100 | 99999 | 2920 | 74.65 | 74.66 | 0.01 | 0
2025 | HQ_NEISO_2_NEISO | HQ_NEISO | NEISO | Internal | Winter | B18 | 400 | 99999 | 2920 | 71.93 | 71.94 | 0.01 | 0
2025 | HQ_NEISO_2_NEISO | HQ_NEISO | NEISO | Internal | Winter | B19 | 700 | 99999 | 2920 | 71.93 | 71.94 | 0.01 | 0
2025 | HQ_NEISO_2_NEISO | HQ_NEISO | NEISO | Internal | Winter | B20 | 935 | 99999 | 1233.58 | 71.93 | 71.94 | 0.01 | 0
2025 | HQ_NY_2_NYISO_A-F | HQ_NY | NYISO_A-F | Internal | Shoulder | B11 | 25 | 99999 | 2812.27 | 68.73 | 68.74 | 0.01 | 0
2025 | HQ_NY_2_NYISO_A-F | HQ_NY | NYISO_A-F | Internal | Shoulder | B12 | 200 | 99999 | 2847.69 | 67.22 | 67.23 | 0.01 | 0
2025 | HQ_NY_2_NYISO_A-F | HQ_NY | NYISO_A-F | Internal | Shoulder | B13 | 600 | 99999 | 2781.85 | 64.81 | 64.83 | 0.01 | 0
2025 | HQ_NY_2_NYISO_A-F | HQ_NY | NYISO_A-F | Internal | Shoulder | B14 | 900 | 99999 | 2673.14 | 64.81 | 64.83 | 0.01 | 0
2025 | HQ_NY_2_NYISO_A-F | HQ_NY | NYISO_A-F | Internal | Shoulder | B15 | 1203 | 99999 | 1582.7 | 64.81 | 64.83 | 0.01 | 0
2025 | HQ_NY_2_NYISO_A-F | HQ_NY | NYISO_A-F | Internal | Summer | B1 | 10 | 99999 | 3500.1 | 96.86 | 96.87 | 0.01 | 0
2025 | HQ_NY_2_NYISO_A-F | HQ_NY | NYISO_A-F | Internal | Summer | B2 | 25 | 99999 | 3406.71 | 95.28 | 95.29 | 0.01 | 0
2025 | HQ_NY_2_NYISO_A-F | HQ_NY | NYISO_A-F | Internal | Summer | B3 | 75 | 99999 | 3266.6 | 86.26 | 86.27 | 0.01 | 0
2025 | HQ_NY_2_NYISO_A-F | HQ_NY | NYISO_A-F | Internal | Summer | B4 | 100 | 99999 | 3116.28 | 78.81 | 78.83 | 0.01 | 0
2025 | HQ_NY_2_NYISO_A-F | HQ_NY | NYISO_A-F | Internal | Summer | B5 | 200 | 99999 | 3025.49 | 67.43 | 67.45 | 0.01 | 0
2025 | HQ_NY_2_NYISO_A-F | HQ_NY | NYISO_A-F | Internal | Summer | B6 | 300 | 99999 | 2934.86 | 67.43 | 67.45 | 0.01 | 0
2025 | HQ_NY_2_NYISO_A-F | HQ_NY | NYISO_A-F | Internal | Summer | B7 | 400 | 99999 | 2830.75 | 65.31 | 65.32 | 0.01 | 0
2025 | HQ_NY_2_NYISO_A-F | HQ_NY | NYISO_A-F | Internal | Summer | B8 | 500 | 99999 | 2760.25 | 62.91 | 62.92 | 0.01 | 0
2025 | HQ_NY_2_NYISO_A-F | HQ_NY | NYISO_A-F | Internal | Summer | B9 | 800 | 99999 | 2664.71 | 62.91 | 62.92 | 0.01 | 0
2025 | HQ_NY_2_NYISO_A-F | HQ_NY | NYISO_A-F | Internal | Summer | B10 | 1262 | 99999 | 1436.31 | 62.91 | 62.92 | 0.01 | 0
2025 | HQ_NY_2_NYISO_A-F | HQ_NY | NYISO_A-F | Internal | Winter | B16 | 25 | 99999 | 3058.87 | 71.28 | 71.29 | 0.01 | 0
2025 | HQ_NY_2_NYISO_A-F | HQ_NY | NYISO_A-F | Internal | Winter | B17 | 100 | 99999 | 3001.1 | 71.28 | 71.29 | 0.01 | 0
2025 | HQ_NY_2_NYISO_A-F | HQ_NY | NYISO_A-F | Internal | Winter | B18 | 400 | 99999 | 2934.69 | 68.93 | 68.94 | 0.01 | 0
2025 | HQ_NY_2_NYISO_A-F | HQ_NY | NYISO_A-F | Internal | Winter | B19 | 700 | 99999 | 2819.07 | 68.93 | 68.94 | 0.01 | 0
2025 | HQ_NY_2_NYISO_A-F | HQ_NY | NYISO_A-F | Internal | Winter | B20 | 935 | 99999 | 1762.97 | 68.93 | 68.94 | 0.01 | 0
2025 | HQ_IESO_2_IESO | HQ_IESO | IESO | Internal | Shoulder | B11 | 25 | 99999 | 400 | 52.11 | 52.13 | 0.01 | 0
2025 | HQ_IESO_2_IESO | HQ_IESO | IESO | Internal | Shoulder | B12 | 200 | 99999 | 400 | 52.11 | 52.13 | 0.01 | 0
2025 | HQ_IESO_2_IESO | HQ_IESO | IESO | Internal | Shoulder | B13 | 600 | 99999 | 400 | 52.11 | 52.13 | 0.01 | 0
2025 | HQ_IESO_2_IESO | HQ_IESO | IESO | Internal | Shoulder | B14 | 900 | 99999 | 400 | 52.11 | 52.13 | 0.01 | 0
2025 | HQ_IESO_2_IESO | HQ_IESO | IESO | Internal | Shoulder | B15 | 1203 | 99999 | 75.48 | 52.11 | 52.13 | 0.01 | 0
2025 | HQ_IESO_2_IESO | HQ_IESO | IESO | Internal | Summer | B1 | 10 | 99999 | 400.1 | 89.86 | 89.87 | 0.01 | 0
2025 | HQ_IESO_2_IESO | HQ_IESO | IESO | Internal | Summer | B2 | 25 | 99999 | 400 | 88.28 | 88.29 | 0.01 | 0
2025 | HQ_IESO_2_IESO | HQ_IESO | IESO | Internal | Summer | B3 | 75 | 99999 | 400 | 71.53 | 71.54 | 0.01 | 0
2025 | HQ_IESO_2_IESO | HQ_IESO | IESO | Internal | Summer | B4 | 100 | 99999 | 400 | 58.05 | 58.06 | 0.01 | 0
2025 | HQ_IESO_2_IESO | HQ_IESO | IESO | Internal | Summer | B5 | 200 | 99999 | 400 | 58.05 | 58.06 | 0.01 | 0
2025 | HQ_IESO_2_IESO | HQ_IESO | IESO | Internal | Summer | B6 | 300 | 99999 | 400 | 50.73 | 50.74 | 0.01 | 0
2025 | HQ_IESO_2_IESO | HQ_IESO | IESO | Internal | Summer | B7 | 400 | 99999 | 400 | 50.73 | 50.74 | 0.01 | 0
2025 | HQ_IESO_2_IESO | HQ_IESO | IESO | Internal | Summer | B8 | 500 | 99999 | 400 | 50.73 | 50.74 | 0.01 | 0
2025 | HQ_IESO_2_IESO | HQ_IESO | IESO | Internal | Summer | B9 | 800 | 99999 | 400 | 50.73 | 50.74 | 0.01 | 0
2025 | HQ_IESO_2_IESO | HQ_IESO | IESO | Internal | Summer | B10 | 1262 | 99999 | 12.04 | 50.73 | 50.74 | 0.01 | 0
2025 | HQ_IESO_2_IESO | HQ_IESO | IESO | Internal | Winter | B16 | 25 | 99999 | 400 | 54.48 | 54.49 | 0.01 | 0
2025 | HQ_IESO_2_IESO | HQ_IESO | IESO | Internal | Winter | B17 | 100 | 99999 | 400 | 54.48 | 54.49 | 0.01 | 0
2025 | HQ_IESO_2_IESO | HQ_IESO | IESO | Internal | Winter | B18 | 400 | 99999 | 400 | 54.48 | 54.49 | 0.01 | 0
2025 | HQ_IESO_2_IESO | HQ_IESO | IESO | Internal | Winter | B19 | 700 | 99999 | 400 | 54.48 | 54.49 | 0.01 | 0
2025 | HQ_IESO_2_IESO | HQ_IESO | IESO | Internal | Winter | B20 | 935 | 99999 | 91.98 | 54.48 | 54.49 | 0.01 | 0
2025 | IESO_2_MAPP_CA | IESO | MAPP_CA | Internal | Shoulder | B11 | 25 | 262 | 262 | 52.13 | 60.26 | 7 | 1.13
2025 | IESO_2_MAPP_CA | IESO | MAPP_CA | Internal | Shoulder | B12 | 200 | 262 | 262 | 52.13 | 60.26 | 7 | 1.13
2025 | IESO_2_MAPP_CA | IESO | MAPP_CA | Internal | Shoulder | B13 | 600 | 262 | 262 | 52.13 | 60.26 | 7 | 1.13
2025 | IESO_2_MAPP_CA | IESO | MAPP_CA | Internal | Shoulder | B14 | 900 | 262 | 262 | 52.13 | 60.26 | 7 | 1.13
2025 | IESO_2_MAPP_CA | IESO | MAPP_CA | Internal | Shoulder | B15 | 1203 | 262 | 262 | 52.13 | 60.26 | 7 | 1.13
2025 | IESO_2_MAPP_CA | IESO | MAPP_CA | Internal | Summer | B1 | 10 | 262 | 0 | 89.87 | 81.87 | 7 | 0
2025 | IESO_2_MAPP_CA | IESO | MAPP_CA | Internal | Summer | B2 | 25 | 262 | 0 | 88.29 | 80.29 | 7 | 0
2025 | IESO_2_MAPP_CA | IESO | MAPP_CA | Internal | Summer | B3 | 75 | 262 | 0 | 71.54 | 63.54 | 7 | 0
2025 | IESO_2_MAPP_CA | IESO | MAPP_CA | Internal | Summer | B4 | 100 | 262 | 11.33 | 58.06 | 65.06 | 7 | 0
2025 | IESO_2_MAPP_CA | IESO | MAPP_CA | Internal | Summer | B5 | 200 | 262 | 34.65 | 58.06 | 65.06 | 7 | 0
2025 | IESO_2_MAPP_CA | IESO | MAPP_CA | Internal | Summer | B6 | 300 | 262 | 262 | 50.74 | 58.66 | 7 | 0.92
2025 | IESO_2_MAPP_CA | IESO | MAPP_CA | Internal | Summer | B7 | 400 | 262 | 177.23 | 50.74 | 57.74 | 7 | 0
2025 | IESO_2_MAPP_CA | IESO | MAPP_CA | Internal | Summer | B8 | 500 | 262 | 182.05 | 50.74 | 57.74 | 7 | 0
2025 | IESO_2_MAPP_CA | IESO | MAPP_CA | Internal | Summer | B9 | 800 | 262 | 188.61 | 50.74 | 57.74 | 7 | 0
2025 | IESO_2_MAPP_CA | IESO | MAPP_CA | Internal | Summer | B10 | 1262 | 262 | 193.02 | 50.74 | 57.74 | 7 | 0
2025 | IESO_2_MAPP_CA | IESO | MAPP_CA | Internal | Winter | B16 | 25 | 262 | 262 | 54.49 | 63.18 | 7 | 1.69
2025 | IESO_2_MAPP_CA | IESO | MAPP_CA | Internal | Winter | B17 | 100 | 262 | 262 | 54.49 | 63.18 | 7 | 1.69
2025 | IESO_2_MAPP_CA | IESO | MAPP_CA | Internal | Winter | B18 | 400 | 262 | 262 | 54.49 | 68.97 | 7 | 7.48
2025 | IESO_2_MAPP_CA | IESO | MAPP_CA | Internal | Winter | B19 | 700 | 262 | 262 | 54.49 | 68.97 | 7 | 7.48
2025 | IESO_2_MAPP_CA | IESO | MAPP_CA | Internal | Winter | B20 | 935 | 262 | 262 | 54.49 | 63.18 | 7 | 1.69
2025 | IESO_2_MISO_MI | IESO | MISO_MI | Internal | Shoulder | B11 | 25 | 2591 | 2591 | 52.13 | 76.65 | 7 | 17.52
2025 | IESO_2_MISO_MI | IESO | MISO_MI | Internal | Shoulder | B12 | 200 | 2591 | 2591 | 52.13 | 71.96 | 7 | 12.83
2025 | IESO_2_MISO_MI | IESO | MISO_MI | Internal | Shoulder | B13 | 600 | 2591 | 2591 | 52.13 | 67.86 | 7 | 8.73
2025 | IESO_2_MISO_MI | IESO | MISO_MI | Internal | Shoulder | B14 | 900 | 2591 | 2591 | 52.13 | 66 | 7 | 6.87
2025 | IESO_2_MISO_MI | IESO | MISO_MI | Internal | Shoulder | B15 | 1203 | 2591 | 739.83 | 52.13 | 59.13 | 7 | 0
2025 | IESO_2_MISO_MI | IESO | MISO_MI | Internal | Summer | B1 | 10 | 2591 | 2591 | 89.87 | 108.64 | 7 | 11.78
2025 | IESO_2_MISO_MI | IESO | MISO_MI | Internal | Summer | B2 | 25 | 2591 | 2591 | 88.29 | 108.43 | 7 | 13.14
2025 | IESO_2_MISO_MI | IESO | MISO_MI | Internal | Summer | B3 | 75 | 2591 | 2591 | 71.54 | 107.3 | 7 | 28.76
2025 | IESO_2_MISO_MI | IESO | MISO_MI | Internal | Summer | B4 | 100 | 2591 | 2591 | 58.06 | 104.07 | 7 | 39.02
2025 | IESO_2_MISO_MI | IESO | MISO_MI | Internal | Summer | B5 | 200 | 2591 | 2591 | 58.06 | 95.12 | 7 | 30.06
2025 | IESO_2_MISO_MI | IESO | MISO_MI | Internal | Summer | B6 | 300 | 2591 | 2591 | 50.74 | 80.34 | 7 | 22.6
2025 | IESO_2_MISO_MI | IESO | MISO_MI | Internal | Summer | B7 | 400 | 2591 | 2591 | 50.74 | 74.52 | 7 | 16.78
2025 | IESO_2_MISO_MI | IESO | MISO_MI | Internal | Summer | B8 | 500 | 2591 | 2591 | 50.74 | 70.92 | 7 | 13.18
2025 | IESO_2_MISO_MI | IESO | MISO_MI | Internal | Summer | B9 | 800 | 2591 | 2591 | 50.74 | 66.39 | 7 | 8.65
2025 | IESO_2_MISO_MI | IESO | MISO_MI | Internal | Summer | B10 | 1262 | 2591 | 2591 | 50.74 | 57.88 | 7 | 0.14
2025 | IESO_2_MISO_MI | IESO | MISO_MI | Internal | Winter | B16 | 25 | 2591 | 2591 | 54.49 | 81.58 | 7 | 20.09
2025 | IESO_2_MISO_MI | IESO | MISO_MI | Internal | Winter | B17 | 100 | 2591 | 2591 | 54.49 | 74.98 | 7 | 13.48
2025 | IESO_2_MISO_MI | IESO | MISO_MI | Internal | Winter | B18 | 400 | 2591 | 2591 | 54.49 | 70.3 | 7 | 8.81
2025 | IESO_2_MISO_MI | IESO | MISO_MI | Internal | Winter | B19 | 700 | 2591 | 2591 | 54.49 | 69.02 | 7 | 7.53
2025 | IESO_2_MISO_MI | IESO | MISO_MI | Internal | Winter | B20 | 935 | 2591 | 962.54 | 54.49 | 61.49 | 7 | 0
2025 | IESO_2_MISO_W | IESO | MISO_W | Internal | Shoulder | B11 | 25 | 207 | 207 | 52.13 | 76.61 | 7 | 17.48
2025 | IESO_2_MISO_W | IESO | MISO_W | Internal | Shoulder | B12 | 200 | 207 | 207 | 52.13 | 70.27 | 7 | 11.14
2025 | IESO_2_MISO_W | IESO | MISO_W | Internal | Shoulder | B13 | 600 | 207 | 207 | 52.13 | 67.4 | 7 | 8.27
2025 | IESO_2_MISO_W | IESO | MISO_W | Internal | Shoulder | B14 | 900 | 207 | 207 | 52.13 | 64.7 | 7 | 5.57
2025 | IESO_2_MISO_W | IESO | MISO_W | Internal | Shoulder | B15 | 1203 | 207 | 0 | 52.13 | 14.59 | 7 | 0
2025 | IESO_2_MISO_W | IESO | MISO_W | Internal | Summer | B1 | 10 | 207 | 207 | 89.87 | 108.63 | 7 | 11.76
2025 | IESO_2_MISO_W | IESO | MISO_W | Internal | Summer | B2 | 25 | 207 | 207 | 88.29 | 107.27 | 7 | 11.98
2025 | IESO_2_MISO_W | IESO | MISO_W | Internal | Summer | B3 | 75 | 207 | 207 | 71.54 | 107.27 | 7 | 28.73
2025 | IESO_2_MISO_W | IESO | MISO_W | Internal | Summer | B4 | 100 | 207 | 207 | 58.06 | 104.06 | 7 | 39
2025 | IESO_2_MISO_W | IESO | MISO_W | Internal | Summer | B5 | 200 | 207 | 207 | 58.06 | 95.12 | 7 | 30.06
2025 | IESO_2_MISO_W | IESO | MISO_W | Internal | Summer | B6 | 300 | 207 | 207 | 50.74 | 80.33 | 7 | 22.59
2025 | IESO_2_MISO_W | IESO | MISO_W | Internal | Summer | B7 | 400 | 207 | 207 | 50.74 | 71.31 | 7 | 13.57
2025 | IESO_2_MISO_W | IESO | MISO_W | Internal | Summer | B8 | 500 | 207 | 207 | 50.74 | 67.55 | 7 | 9.81
2025 | IESO_2_MISO_W | IESO | MISO_W | Internal | Summer | B9 | 800 | 207 | 207 | 50.74 | 64.14 | 7 | 6.39
2025 | IESO_2_MISO_W | IESO | MISO_W | Internal | Summer | B10 | 1262 | 207 | 0 | 50.74 | 55.66 | 7 | 0
2025 | IESO_2_MISO_W | IESO | MISO_W | Internal | Winter | B16 | 25 | 207 | 207 | 54.49 | 61.56 | 7 | 0.07
2025 | IESO_2_MISO_W | IESO | MISO_W | Internal | Winter | B17 | 100 | 207 | 94.68 | 54.49 | 61.49 | 7 | 0
2025 | IESO_2_MISO_W | IESO | MISO_W | Internal | Winter | B18 | 400 | 207 | 207 | 54.49 | 68.98 | 7 | 7.49
2025 | IESO_2_MISO_W | IESO | MISO_W | Internal | Winter | B19 | 700 | 207 | 207 | 54.49 | 68.98 | 7 | 7.49
2025 | IESO_2_MISO_W | IESO | MISO_W | Internal | Winter | B20 | 935 | 207 | 0 | 54.49 | 57.5 | 7 | 0
2025 | IESO_2_NYISO_A-F | IESO | NYISO_A-F | Internal | Shoulder | B11 | 25 | 1725 | 1725 | 52.13 | 68.74 | 7 | 9.61
2025 | IESO_2_NYISO_A-F | IESO | NYISO_A-F | Internal | Shoulder | B12 | 200 | 1725 | 1725 | 52.13 | 67.23 | 7 | 8.11
2025 | IESO_2_NYISO_A-F | IESO | NYISO_A-F | Internal | Shoulder | B13 | 600 | 1725 | 1725 | 52.13 | 64.83 | 7 | 5.7
2025 | IESO_2_NYISO_A-F | IESO | NYISO_A-F | Internal | Shoulder | B14 | 900 | 1725 | 1725 | 52.13 | 64.83 | 7 | 5.7
2025 | IESO_2_NYISO_A-F | IESO | NYISO_A-F | Internal | Shoulder | B15 | 1203 | 1725 | 1725 | 52.13 | 64.83 | 7 | 5.7
2025 | IESO_2_NYISO_A-F | IESO | NYISO_A-F | Internal | Summer | B1 | 10 | 1725 | 759.6 | 89.87 | 96.87 | 7 | 0
2025 | IESO_2_NYISO_A-F | IESO | NYISO_A-F | Internal | Summer | B2 | 25 | 1725 | 999.83 | 88.29 | 95.29 | 7 | 0
2025 | IESO_2_NYISO_A-F | IESO | NYISO_A-F | Internal | Summer | B3 | 75 | 1725 | 1725 | 71.54 | 86.27 | 7 | 7.73
2025 | IESO_2_NYISO_A-F | IESO | NYISO_A-F | Internal | Summer | B4 | 100 | 1725 | 1725 | 58.06 | 78.83 | 7 | 13.77
2025 | IESO_2_NYISO_A-F | IESO | NYISO_A-F | Internal | Summer | B5 | 200 | 1725 | 1725 | 58.06 | 67.45 | 7 | 2.39
2025 | IESO_2_NYISO_A-F | IESO | NYISO_A-F | Internal | Summer | B6 | 300 | 1725 | 1725 | 50.74 | 67.45 | 7 | 9.7
2025 | IESO_2_NYISO_A-F | IESO | NYISO_A-F | Internal | Summer | B7 | 400 | 1725 | 1725 | 50.74 | 65.32 | 7 | 7.58
2025 | IESO_2_NYISO_A-F | IESO | NYISO_A-F | Internal | Summer | B8 | 500 | 1725 | 1725 | 50.74 | 62.92 | 7 | 5.18
2025 | IESO_2_NYISO_A-F | IESO | NYISO_A-F | Internal | Summer | B9 | 800 | 1725 | 1725 | 50.74 | 62.92 | 7 | 5.18
2025 | IESO_2_NYISO_A-F | IESO | NYISO_A-F | Internal | Summer | B10 | 1262 | 1725 | 1725 | 50.74 | 62.92 | 7 | 5.18
2025 | IESO_2_NYISO_A-F | IESO | NYISO_A-F | Internal | Winter | B16 | 25 | 1725 | 1725 | 54.49 | 71.29 | 7 | 9.8
2025 | IESO_2_NYISO_A-F | IESO | NYISO_A-F | Internal | Winter | B17 | 100 | 1725 | 1725 | 54.49 | 71.29 | 7 | 9.8
2025 | IESO_2_NYISO_A-F | IESO | NYISO_A-F | Internal | Winter | B18 | 400 | 1725 | 1725 | 54.49 | 68.94 | 7 | 7.45
2025 | IESO_2_NYISO_A-F | IESO | NYISO_A-F | Internal | Winter | B19 | 700 | 1725 | 1725 | 54.49 | 68.94 | 7 | 7.45
2025 | IESO_2_NYISO_A-F | IESO | NYISO_A-F | Internal | Winter | B20 | 935 | 1725 | 1725 | 54.49 | 68.94 | 7 | 7.45
2025 | MAPP_CA_2_IESO | MAPP_CA | IESO | Internal | Shoulder | B11 | 25 | 330 | 0 | 60.26 | 52.13 | 8 | 0
2025 | MAPP_CA_2_IESO | MAPP_CA | IESO | Internal | Shoulder | B12 | 200 | 330 | 0 | 60.26 | 52.13 | 8 | 0
2025 | MAPP_CA_2_IESO | MAPP_CA | IESO | Internal | Shoulder | B13 | 600 | 330 | 0 | 60.26 | 52.13 | 8 | 0
2025 | MAPP_CA_2_IESO | MAPP_CA | IESO | Internal | Shoulder | B14 | 900 | 330 | 0 | 60.26 | 52.13 | 8 | 0
2025 | MAPP_CA_2_IESO | MAPP_CA | IESO | Internal | Shoulder | B15 | 1203 | 330 | 0 | 60.26 | 52.13 | 8 | 0
2025 | MAPP_CA_2_IESO | MAPP_CA | IESO | Internal | Summer | B1 | 10 | 330 | 189.44 | 81.87 | 89.87 | 8 | 0
2025 | MAPP_CA_2_IESO | MAPP_CA | IESO | Internal | Summer | B2 | 25 | 330 | 119.79 | 80.29 | 88.29 | 8 | 0
2025 | MAPP_CA_2_IESO | MAPP_CA | IESO | Internal | Summer | B3 | 75 | 330 | 8.16 | 63.54 | 71.54 | 8 | 0
2025 | MAPP_CA_2_IESO | MAPP_CA | IESO | Internal | Summer | B4 | 100 | 330 | 0 | 65.06 | 58.06 | 8 | 0
2025 | MAPP_CA_2_IESO | MAPP_CA | IESO | Internal | Summer | B5 | 200 | 330 | 0 | 65.06 | 58.06 | 8 | 0
2025 | MAPP_CA_2_IESO | MAPP_CA | IESO | Internal | Summer | B6 | 300 | 330 | 0 | 58.66 | 50.74 | 8 | 0
2025 | MAPP_CA_2_IESO | MAPP_CA | IESO | Internal | Summer | B7 | 400 | 330 | 0 | 57.74 | 50.74 | 8 | 0
2025 | MAPP_CA_2_IESO | MAPP_CA | IESO | Internal | Summer | B8 | 500 | 330 | 0 | 57.74 | 50.74 | 8 | 0
2025 | MAPP_CA_2_IESO | MAPP_CA | IESO | Internal | Summer | B9 | 800 | 330 | 0 | 57.74 | 50.74 | 8 | 0
2025 | MAPP_CA_2_IESO | MAPP_CA | IESO | Internal | Summer | B10 | 1262 | 330 | 0 | 57.74 | 50.74 | 8 | 0
2025 | MAPP_CA_2_IESO | MAPP_CA | IESO | Internal | Winter | B16 | 25 | 330 | 0 | 63.18 | 54.49 | 8 | 0
2025 | MAPP_CA_2_IESO | MAPP_CA | IESO | Internal | Winter | B17 | 100 | 330 | 0 | 63.18 | 54.49 | 8 | 0
2025 | MAPP_CA_2_IESO | MAPP_CA | IESO | Internal | Winter | B18 | 400 | 330 | 0 | 68.97 | 54.49 | 8 | 0
2025 | MAPP_CA_2_IESO | MAPP_CA | IESO | Internal | Winter | B19 | 700 | 330 | 0 | 68.97 | 54.49 | 8 | 0
2025 | MAPP_CA_2_IESO | MAPP_CA | IESO | Internal | Winter | B20 | 935 | 330 | 0 | 63.18 | 54.49 | 8 | 0
2025 | MAPP_CA_2_MAPP_US | MAPP_CA | MAPP_US | Internal | Shoulder | B11 | 25 | 372 | 372 | 60.26 | 69.61 | 7 | 2.35
2025 | MAPP_CA_2_MAPP_US | MAPP_CA | MAPP_US | Internal | Shoulder | B12 | 200 | 372 | 0 | 60.26 | 63.27 | 7 | 0
2025 | MAPP_CA_2_MAPP_US | MAPP_CA | MAPP_US | Internal | Shoulder | B13 | 600 | 372 | 0 | 60.26 | 60.4 | 7 | 0
2025 | MAPP_CA_2_MAPP_US | MAPP_CA | MAPP_US | Internal | Shoulder | B14 | 900 | 372 | 0 | 60.26 | 57.7 | 7 | 0
2025 | MAPP_CA_2_MAPP_US | MAPP_CA | MAPP_US | Internal | Shoulder | B15 | 1203 | 372 | 0 | 60.26 | 7.59 | 7 | 0
2025 | MAPP_CA_2_MAPP_US | MAPP_CA | MAPP_US | Internal | Summer | B1 | 10 | 372 | 372 | 81.87 | 101.63 | 7 | 12.76
2025 | MAPP_CA_2_MAPP_US | MAPP_CA | MAPP_US | Internal | Summer | B2 | 25 | 372 | 372 | 80.29 | 100.27 | 7 | 12.98
2025 | MAPP_CA_2_MAPP_US | MAPP_CA | MAPP_US | Internal | Summer | B3 | 75 | 372 | 372 | 63.54 | 100.27 | 7 | 29.73
2025 | MAPP_CA_2_MAPP_US | MAPP_CA | MAPP_US | Internal | Summer | B4 | 100 | 372 | 372 | 65.06 | 97.06 | 7 | 25
2025 | MAPP_CA_2_MAPP_US | MAPP_CA | MAPP_US | Internal | Summer | B5 | 200 | 372 | 372 | 65.06 | 88.12 | 7 | 16.06
2025 | MAPP_CA_2_MAPP_US | MAPP_CA | MAPP_US | Internal | Summer | B6 | 300 | 372 | 372 | 58.66 | 73.33 | 7 | 7.67
2025 | MAPP_CA_2_MAPP_US | MAPP_CA | MAPP_US | Internal | Summer | B7 | 400 | 372 | 0 | 57.74 | 64.31 | 7 | 0
2025 | MAPP_CA_2_MAPP_US | MAPP_CA | MAPP_US | Internal | Summer | B8 | 500 | 372 | 0 | 57.74 | 60.55 | 7 | 0
2025 | MAPP_CA_2_MAPP_US | MAPP_CA | MAPP_US | Internal | Summer | B9 | 800 | 372 | 0 | 57.74 | 57.14 | 7 | 0
2025 | MAPP_CA_2_MAPP_US | MAPP_CA | MAPP_US | Internal | Summer | B10 | 1262 | 372 | 0 | 57.74 | 48.66 | 7 | 0
2025 | MAPP_CA_2_MAPP_US | MAPP_CA | MAPP_US | Internal | Winter | B16 | 25 | 372 | 0 | 63.18 | 27.44 | 7 | 0
2025 | MAPP_CA_2_MAPP_US | MAPP_CA | MAPP_US | Internal | Winter | B17 | 100 | 372 | 0 | 63.18 | 54.49 | 7 | 0
2025 | MAPP_CA_2_MAPP_US | MAPP_CA | MAPP_US | Internal | Winter | B18 | 400 | 372 | 0 | 68.97 | 61.98 | 7 | 0
2025 | MAPP_CA_2_MAPP_US | MAPP_CA | MAPP_US | Internal | Winter | B19 | 700 | 372 | 0 | 68.97 | 61.98 | 7 | 0
2025 | MAPP_CA_2_MAPP_US | MAPP_CA | MAPP_US | Internal | Winter | B20 | 935 | 372 | 0 | 63.18 | 50.5 | 7 | 0
2025 | MAPP_CA_2_MISO_W | MAPP_CA | MISO_W | Internal | Shoulder | B11 | 25 | 1970 | 1970 | 60.26 | 76.61 | 0.01 | 16.34
2025 | MAPP_CA_2_MISO_W | MAPP_CA | MISO_W | Internal | Shoulder | B12 | 200 | 1970 | 1970 | 60.26 | 70.27 | 0.01 | 10
2025 | MAPP_CA_2_MISO_W | MAPP_CA | MISO_W | Internal | Shoulder | B13 | 600 | 1970 | 1970 | 60.26 | 67.4 | 0.01 | 7.13
2025 | MAPP_CA_2_MISO_W | MAPP_CA | MISO_W | Internal | Shoulder | B14 | 900 | 1970 | 1970 | 60.26 | 64.7 | 0.01 | 4.43
2025 | MAPP_CA_2_MISO_W | MAPP_CA | MISO_W | Internal | Shoulder | B15 | 1203 | 1970 | 0 | 60.26 | 14.59 | 0.01 | 0
2025 | MAPP_CA_2_MISO_W | MAPP_CA | MISO_W | Internal | Summer | B1 | 10 | 1970 | 1970 | 81.87 | 108.63 | 0.01 | 26.75
2025 | MAPP_CA_2_MISO_W | MAPP_CA | MISO_W | Internal | Summer | B2 | 25 | 1970 | 1970 | 80.29 | 107.27 | 0.01 | 26.96
2025 | MAPP_CA_2_MISO_W | MAPP_CA | MISO_W | Internal | Summer | B3 | 75 | 1970 | 1970 | 63.54 | 107.27 | 0.01 | 43.71
2025 | MAPP_CA_2_MISO_W | MAPP_CA | MISO_W | Internal | Summer | B4 | 100 | 1970 | 1970 | 65.06 | 104.06 | 0.01 | 38.99
2025 | MAPP_CA_2_MISO_W | MAPP_CA | MISO_W | Internal | Summer | B5 | 200 | 1970 | 1970 | 65.06 | 95.12 | 0.01 | 30.05
2025 | MAPP_CA_2_MISO_W | MAPP_CA | MISO_W | Internal | Summer | B6 | 300 | 1970 | 1970 | 58.66 | 80.33 | 0.01 | 21.66
2025 | MAPP_CA_2_MISO_W | MAPP_CA | MISO_W | Internal | Summer | B7 | 400 | 1970 | 1970 | 57.74 | 71.31 | 0.01 | 13.56
2025 | MAPP_CA_2_MISO_W | MAPP_CA | MISO_W | Internal | Summer | B8 | 500 | 1970 | 1970 | 57.74 | 67.55 | 0.01 | 9.79
2025 | MAPP_CA_2_MISO_W | MAPP_CA | MISO_W | Internal | Summer | B9 | 800 | 1970 | 1970 | 57.74 | 64.14 | 0.01 | 6.38
2025 | MAPP_CA_2_MISO_W | MAPP_CA | MISO_W | Internal | Summer | B10 | 1262 | 1970 | 0 | 57.74 | 55.66 | 0.01 | 0
2025 | MAPP_CA_2_MISO_W | MAPP_CA | MISO_W | Internal | Winter | B16 | 25 | 1970 | 0 | 63.18 | 61.56 | 0.01 | 0
2025 | MAPP_CA_2_MISO_W | MAPP_CA | MISO_W | Internal | Winter | B17 | 100 | 1970 | 0 | 63.18 | 61.49 | 0.01 | 0
2025 | MAPP_CA_2_MISO_W | MAPP_CA | MISO_W | Internal | Winter | B18 | 400 | 1970 | 1718.21 | 68.97 | 68.98 | 0.01 | 0
2025 | MAPP_CA_2_MISO_W | MAPP_CA | MISO_W | Internal | Winter | B19 | 700 | 1970 | 1796.1 | 68.97 | 68.98 | 0.01 | 0
2025 | MAPP_CA_2_MISO_W | MAPP_CA | MISO_W | Internal | Winter | B20 | 935 | 1970 | 0 | 63.18 | 57.5 | 0.01 | 0
2025 | MAPP_US_2_MAPP_CA | MAPP_US | MAPP_CA | Internal | Shoulder | B11 | 25 | 165 | 0 | 69.61 | 60.26 | 7 | 0
2025 | MAPP_US_2_MAPP_CA | MAPP_US | MAPP_CA | Internal | Shoulder | B12 | 200 | 165 | 0 | 63.27 | 60.26 | 7 | 0
2025 | MAPP_US_2_MAPP_CA | MAPP_US | MAPP_CA | Internal | Shoulder | B13 | 600 | 165 | 0 | 60.4 | 60.26 | 7 | 0
2025 | MAPP_US_2_MAPP_CA | MAPP_US | MAPP_CA | Internal | Shoulder | B14 | 900 | 165 | 0 | 57.7 | 60.26 | 7 | 0
2025 | MAPP_US_2_MAPP_CA | MAPP_US | MAPP_CA | Internal | Shoulder | B15 | 1203 | 165 | 165 | 7.59 | 60.26 | 7 | 45.67
2025 | MAPP_US_2_MAPP_CA | MAPP_US | MAPP_CA | Internal | Summer | B1 | 10 | 165 | 0 | 101.63 | 81.87 | 7 | 0
2025 | MAPP_US_2_MAPP_CA | MAPP_US | MAPP_CA | Internal | Summer | B2 | 25 | 165 | 0 | 100.27 | 80.29 | 7 | 0
2025 | MAPP_US_2_MAPP_CA | MAPP_US | MAPP_CA | Internal | Summer | B3 | 75 | 165 | 0 | 100.27 | 63.54 | 7 | 0
2025 | MAPP_US_2_MAPP_CA | MAPP_US | MAPP_CA | Internal | Summer | B4 | 100 | 165 | 0 | 97.06 | 65.06 | 7 | 0
2025 | MAPP_US_2_MAPP_CA | MAPP_US | MAPP_CA | Internal | Summer | B5 | 200 | 165 | 0 | 88.12 | 65.06 | 7 | 0
2025 | MAPP_US_2_MAPP_CA | MAPP_US | MAPP_CA | Internal | Summer | B6 | 300 | 165 | 0 | 73.33 | 58.66 | 7 | 0
2025 | MAPP_US_2_MAPP_CA | MAPP_US | MAPP_CA | Internal | Summer | B7 | 400 | 165 | 0 | 64.31 | 57.74 | 7 | 0
2025 | MAPP_US_2_MAPP_CA | MAPP_US | MAPP_CA | Internal | Summer | B8 | 500 | 165 | 0 | 60.55 | 57.74 | 7 | 0
2025 | MAPP_US_2_MAPP_CA | MAPP_US | MAPP_CA | Internal | Summer | B9 | 800 | 165 | 0 | 57.14 | 57.74 | 7 | 0
2025 | MAPP_US_2_MAPP_CA | MAPP_US | MAPP_CA | Internal | Summer | B10 | 1262 | 165 | 165 | 48.66 | 57.74 | 7 | 2.08
2025 | MAPP_US_2_MAPP_CA | MAPP_US | MAPP_CA | Internal | Winter | B16 | 25 | 165 | 165 | 27.44 | 63.18 | 7 | 28.74
2025 | MAPP_US_2_MAPP_CA | MAPP_US | MAPP_CA | Internal | Winter | B17 | 100 | 165 | 165 | 54.49 | 63.18 | 7 | 1.69
2025 | MAPP_US_2_MAPP_CA | MAPP_US | MAPP_CA | Internal | Winter | B18 | 400 | 165 | 0 | 61.98 | 68.97 | 7 | 0
2025 | MAPP_US_2_MAPP_CA | MAPP_US | MAPP_CA | Internal | Winter | B19 | 700 | 165 | 0 | 61.98 | 68.97 | 7 | 0
2025 | MAPP_US_2_MAPP_CA | MAPP_US | MAPP_CA | Internal | Winter | B20 | 935 | 165 | 165 | 50.5 | 63.18 | 7 | 5.68
2025 | MAPP_US_2_MISO_W | MAPP_US | MISO_W | Internal | Shoulder | B11 | 25 | 2635 | 2034.02 | 69.61 | 76.61 | 7 | 0
2025 | MAPP_US_2_MISO_W | MAPP_US | MISO_W | Internal | Shoulder | B12 | 200 | 2635 | 1862.68 | 63.27 | 70.27 | 7 | 0
2025 | MAPP_US_2_MISO_W | MAPP_US | MISO_W | Internal | Shoulder | B13 | 600 | 2635 | 2100.7 | 60.4 | 67.4 | 7 | 0
2025 | MAPP_US_2_MISO_W | MAPP_US | MISO_W | Internal | Shoulder | B14 | 900 | 2635 | 1056.38 | 57.7 | 64.7 | 7 | 0
2025 | MAPP_US_2_MISO_W | MAPP_US | MISO_W | Internal | Shoulder | B15 | 1203 | 2635 | 1407.95 | 7.59 | 14.59 | 7 | 0
2025 | MAPP_US_2_MISO_W | MAPP_US | MISO_W | Internal | Summer | B1 | 10 | 2635 | 915.08 | 101.63 | 108.63 | 7 | 0
2025 | MAPP_US_2_MISO_W | MAPP_US | MISO_W | Internal | Summer | B2 | 25 | 2635 | 1948.44 | 100.27 | 107.27 | 7 | 0
2025 | MAPP_US_2_MISO_W | MAPP_US | MISO_W | Internal | Summer | B3 | 75 | 2635 | 1843.31 | 100.27 | 107.27 | 7 | 0
2025 | MAPP_US_2_MISO_W | MAPP_US | MISO_W | Internal | Summer | B4 | 100 | 2635 | 1730.79 | 97.06 | 104.06 | 7 | 0
2025 | MAPP_US_2_MISO_W | MAPP_US | MISO_W | Internal | Summer | B5 | 200 | 2635 | 1150.72 | 88.12 | 95.12 | 7 | 0
2025 | MAPP_US_2_MISO_W | MAPP_US | MISO_W | Internal | Summer | B6 | 300 | 2635 | 1376.92 | 73.33 | 80.33 | 7 | 0
2025 | MAPP_US_2_MISO_W | MAPP_US | MISO_W | Internal | Summer | B7 | 400 | 2635 | 1303.94 | 64.31 | 71.31 | 7 | 0
2025 | MAPP_US_2_MISO_W | MAPP_US | MISO_W | Internal | Summer | B8 | 500 | 2635 | 1866.23 | 60.55 | 67.55 | 7 | 0
2025 | MAPP_US_2_MISO_W | MAPP_US | MISO_W | Internal | Summer | B9 | 800 | 2635 | 1261.9 | 57.14 | 64.14 | 7 | 0
2025 | MAPP_US_2_MISO_W | MAPP_US | MISO_W | Internal | Summer | B10 | 1262 | 2635 | 1184.51 | 48.66 | 55.66 | 7 | 0
2025 | MAPP_US_2_MISO_W | MAPP_US | MISO_W | Internal | Winter | B16 | 25 | 2635 | 2635 | 27.44 | 61.56 | 7 | 27.12
2025 | MAPP_US_2_MISO_W | MAPP_US | MISO_W | Internal | Winter | B17 | 100 | 2635 | 1059.85 | 54.49 | 61.49 | 7 | 0
2025 | MAPP_US_2_MISO_W | MAPP_US | MISO_W | Internal | Winter | B18 | 400 | 2635 | 2274.61 | 61.98 | 68.98 | 7 | 0
2025 | MAPP_US_2_MISO_W | MAPP_US | MISO_W | Internal | Winter | B19 | 700 | 2635 | 1130.35 | 61.98 | 68.98 | 7 | 0
2025 | MAPP_US_2_MISO_W | MAPP_US | MISO_W | Internal | Winter | B20 | 935 | 2635 | 1009.95 | 50.5 | 57.5 | 7 | 0
2025 | MAPP_US_2_NE | MAPP_US | NE | Internal | Shoulder | B11 | 25 | 2000 | 0 | 69.61 | 71.61 | 7 | 0
2025 | MAPP_US_2_NE | MAPP_US | NE | Internal | Shoulder | B12 | 200 | 2000 | 0 | 63.27 | 65.27 | 7 | 0
2025 | MAPP_US_2_NE | MAPP_US | NE | Internal | Shoulder | B13 | 600 | 2000 | 0 | 60.4 | 62.4 | 7 | 0
2025 | MAPP_US_2_NE | MAPP_US | NE | Internal | Shoulder | B14 | 900 | 2000 | 0 | 57.7 | 56.52 | 7 | 0
2025 | MAPP_US_2_NE | MAPP_US | NE | Internal | Shoulder | B15 | 1203 | 2000 | 0 | 7.59 | 2.59 | 7 | 0
2025 | MAPP_US_2_NE | MAPP_US | NE | Internal | Summer | B1 | 10 | 2000 | 0 | 101.63 | 103.63 | 7 | 0
2025 | MAPP_US_2_NE | MAPP_US | NE | Internal | Summer | B2 | 25 | 2000 | 0 | 100.27 | 102.27 | 7 | 0
2025 | MAPP_US_2_NE | MAPP_US | NE | Internal | Summer | B3 | 75 | 2000 | 0 | 100.27 | 102.27 | 7 | 0
2025 | MAPP_US_2_NE | MAPP_US | NE | Internal | Summer | B4 | 100 | 2000 | 0 | 97.06 | 99.06 | 7 | 0
2025 | MAPP_US_2_NE | MAPP_US | NE | Internal | Summer | B5 | 200 | 2000 | 0 | 88.12 | 90.12 | 7 | 0
2025 | MAPP_US_2_NE | MAPP_US | NE | Internal | Summer | B6 | 300 | 2000 | 0 | 73.33 | 75.33 | 7 | 0
2025 | MAPP_US_2_NE | MAPP_US | NE | Internal | Summer | B7 | 400 | 2000 | 0 | 64.31 | 66.31 | 7 | 0
2025 | MAPP_US_2_NE | MAPP_US | NE | Internal | Summer | B8 | 500 | 2000 | 0 | 60.55 | 62.55 | 7 | 0
2025 | MAPP_US_2_NE | MAPP_US | NE | Internal | Summer | B9 | 800 | 2000 | 0 | 57.14 | 59.14 | 7 | 0
2025 | MAPP_US_2_NE | MAPP_US | NE | Internal | Summer | B10 | 1262 | 2000 | 0 | 48.66 | 50.66 | 7 | 0
2025 | MAPP_US_2_NE | MAPP_US | NE | Internal | Winter | B16 | 25 | 2000 | 0 | 27.44 | 22.44 | 7 | 0
2025 | MAPP_US_2_NE | MAPP_US | NE | Internal | Winter | B17 | 100 | 2000 | 0 | 54.49 | 49.49 | 7 | 0
2025 | MAPP_US_2_NE | MAPP_US | NE | Internal | Winter | B18 | 400 | 2000 | 0 | 61.98 | 62.49 | 7 | 0
2025 | MAPP_US_2_NE | MAPP_US | NE | Internal | Winter | B19 | 700 | 2000 | 0 | 61.98 | 62.49 | 7 | 0
2025 | MAPP_US_2_NE | MAPP_US | NE | Internal | Winter | B20 | 935 | 2000 | 0 | 50.5 | 51.97 | 7 | 0
2025 | MARITIMES_2_NEISO | MARITIMES | NEISO | Internal | Shoulder | B11 | 25 | 99999 | 1400 | 65.75 | 65.77 | 0.01 | 0
2025 | MARITIMES_2_NEISO | MARITIMES | NEISO | Internal | Shoulder | B12 | 200 | 99999 | 1400 | 64.25 | 64.26 | 0.01 | 0
2025 | MARITIMES_2_NEISO | MARITIMES | NEISO | Internal | Shoulder | B13 | 600 | 99999 | 1400 | 63.71 | 63.73 | 0.01 | 0
2025 | MARITIMES_2_NEISO | MARITIMES | NEISO | Internal | Shoulder | B14 | 900 | 99999 | 1400 | 63.71 | 63.73 | 0.01 | 0
2025 | MARITIMES_2_NEISO | MARITIMES | NEISO | Internal | Shoulder | B15 | 1203 | 99999 | 426.43 | 63.71 | 63.73 | 0.01 | 0
2025 | MARITIMES_2_NEISO | MARITIMES | NEISO | Internal | Summer | B1 | 10 | 99999 | 1400.1 | 101.06 | 101.07 | 0.01 | 0
2025 | MARITIMES_2_NEISO | MARITIMES | NEISO | Internal | Summer | B2 | 25 | 99999 | 1400.1 | 98.28 | 98.29 | 0.01 | 0
2025 | MARITIMES_2_NEISO | MARITIMES | NEISO | Internal | Summer | B3 | 75 | 99999 | 1400 | 85.82 | 85.84 | 0.01 | 0
2025 | MARITIMES_2_NEISO | MARITIMES | NEISO | Internal | Summer | B4 | 100 | 99999 | 1400 | 75.81 | 75.83 | 0.01 | 0
2025 | MARITIMES_2_NEISO | MARITIMES | NEISO | Internal | Summer | B5 | 200 | 99999 | 1400 | 62.58 | 62.6 | 0.01 | 0
2025 | MARITIMES_2_NEISO | MARITIMES | NEISO | Internal | Summer | B6 | 300 | 99999 | 1400 | 62.58 | 62.6 | 0.01 | 0
2025 | MARITIMES_2_NEISO | MARITIMES | NEISO | Internal | Summer | B7 | 400 | 99999 | 1400 | 62.58 | 62.6 | 0.01 | 0
2025 | MARITIMES_2_NEISO | MARITIMES | NEISO | Internal | Summer | B8 | 500 | 99999 | 1400 | 62.58 | 62.6 | 0.01 | 0
2025 | MARITIMES_2_NEISO | MARITIMES | NEISO | Internal | Summer | B9 | 800 | 99999 | 1400 | 62.58 | 62.6 | 0.01 | 0
2025 | MARITIMES_2_NEISO | MARITIMES | NEISO | Internal | Summer | B10 | 1262 | 99999 | 236.13 | 62.58 | 62.6 | 0.01 | 0
2025 | MARITIMES_2_NEISO | MARITIMES | NEISO | Internal | Winter | B16 | 25 | 99999 | 1400 | 75.55 | 75.56 | 0.01 | 0
2025 | MARITIMES_2_NEISO | MARITIMES | NEISO | Internal | Winter | B17 | 100 | 99999 | 1400 | 74.65 | 74.66 | 0.01 | 0
2025 | MARITIMES_2_NEISO | MARITIMES | NEISO | Internal | Winter | B18 | 400 | 99999 | 1400 | 71.93 | 71.94 | 0.01 | 0
2025 | MARITIMES_2_NEISO | MARITIMES | NEISO | Internal | Winter | B19 | 700 | 99999 | 1400 | 71.93 | 71.94 | 0.01 | 0
2025 | MARITIMES_2_NEISO | MARITIMES | NEISO | Internal | Winter | B20 | 935 | 99999 | 475.94 | 71.93 | 71.94 | 0.01 | 0
2025 | MISO_IN_2_MISO_MI | MISO_IN | MISO_MI | Internal | Shoulder | B11 | 25 | 5768 | 1912.16 | 76.63 | 76.65 | 0.01 | 0
2025 | MISO_IN_2_MISO_MI | MISO_IN | MISO_MI | Internal | Shoulder | B12 | 200 | 5768 | 2117.26 | 71.95 | 71.96 | 0.01 | 0
2025 | MISO_IN_2_MISO_MI | MISO_IN | MISO_MI | Internal | Shoulder | B13 | 600 | 5768 | 2475.76 | 67.85 | 67.86 | 0.01 | 0
2025 | MISO_IN_2_MISO_MI | MISO_IN | MISO_MI | Internal | Shoulder | B14 | 900 | 5768 | 2771.86 | 65.99 | 66 | 0.01 | 0
2025 | MISO_IN_2_MISO_MI | MISO_IN | MISO_MI | Internal | Shoulder | B15 | 1203 | 5768 | 2841.64 | 59.11 | 59.13 | 0.01 | 0
2025 | MISO_IN_2_MISO_MI | MISO_IN | MISO_MI | Internal | Summer | B1 | 10 | 5768 | 1430.82 | 108.63 | 108.64 | 0.01 | 0
2025 | MISO_IN_2_MISO_MI | MISO_IN | MISO_MI | Internal | Summer | B2 | 25 | 5768 | 2857.63 | 108.42 | 108.43 | 0.01 | 0
2025 | MISO_IN_2_MISO_MI | MISO_IN | MISO_MI | Internal | Summer | B3 | 75 | 5768 | 1490.54 | 107.29 | 107.3 | 0.01 | 0
2025 | MISO_IN_2_MISO_MI | MISO_IN | MISO_MI | Internal | Summer | B4 | 100 | 5768 | 392.47 | 104.06 | 104.07 | 0.01 | 0
2025 | MISO_IN_2_MISO_MI | MISO_IN | MISO_MI | Internal | Summer | B5 | 200 | 5768 | 0 | 95.12 | 95.12 | 0.01 | 0
2025 | MISO_IN_2_MISO_MI | MISO_IN | MISO_MI | Internal | Summer | B6 | 300 | 5768 | 252.48 | 80.33 | 80.34 | 0.01 | 0
2025 | MISO_IN_2_MISO_MI | MISO_IN | MISO_MI | Internal | Summer | B7 | 400 | 5768 | 1401.1 | 74.51 | 74.52 | 0.01 | 0
2025 | MISO_IN_2_MISO_MI | MISO_IN | MISO_MI | Internal | Summer | B8 | 500 | 5768 | 1736.11 | 70.91 | 70.92 | 0.01 | 0
2025 | MISO_IN_2_MISO_MI | MISO_IN | MISO_MI | Internal | Summer | B9 | 800 | 5768 | 2378.7 | 66.38 | 66.39 | 0.01 | 0
2025 | MISO_IN_2_MISO_MI | MISO_IN | MISO_MI | Internal | Summer | B10 | 1262 | 5768 | 4122.33 | 57.87 | 57.88 | 0.01 | 0
2025 | MISO_IN_2_MISO_MI | MISO_IN | MISO_MI | Internal | Winter | B16 | 25 | 5768 | 1593.55 | 81.57 | 81.58 | 0.01 | 0
2025 | MISO_IN_2_MISO_MI | MISO_IN | MISO_MI | Internal | Winter | B17 | 100 | 5768 | 974.66 | 74.96 | 74.98 | 0.01 | 0
2025 | MISO_IN_2_MISO_MI | MISO_IN | MISO_MI | Internal | Winter | B18 | 400 | 5768 | 1348.6 | 70.29 | 70.3 | 0.01 | 0
2025 | MISO_IN_2_MISO_MI | MISO_IN | MISO_MI | Internal | Winter | B19 | 700 | 5768 | 2017.46 | 69.01 | 69.02 | 0.01 | 0
2025 | MISO_IN_2_MISO_MI | MISO_IN | MISO_MI | Internal | Winter | B20 | 935 | 5768 | 1672.06 | 61.48 | 61.49 | 0.01 | 0
2025 | MISO_IN_2_MISO_MO-IL | MISO_IN | MISO_MO-IL | Internal | Shoulder | B11 | 25 | 5000 | 0 | 76.63 | 76.62 | 0.01 | 0
2025 | MISO_IN_2_MISO_MO-IL | MISO_IN | MISO_MO-IL | Internal | Shoulder | B12 | 200 | 5000 | 0 | 71.95 | 70.69 | 0.01 | 0
2025 | MISO_IN_2_MISO_MO-IL | MISO_IN | MISO_MO-IL | Internal | Shoulder | B13 | 600 | 5000 | 0 | 67.85 | 67.41 | 0.01 | 0
2025 | MISO_IN_2_MISO_MO-IL | MISO_IN | MISO_MO-IL | Internal | Shoulder | B14 | 900 | 5000 | 0 | 65.99 | 65.73 | 0.01 | 0
2025 | MISO_IN_2_MISO_MO-IL | MISO_IN | MISO_MO-IL | Internal | Shoulder | B15 | 1203 | 5000 | 0 | 59.11 | 55.62 | 0.01 | 0
2025 | MISO_IN_2_MISO_MO-IL | MISO_IN | MISO_MO-IL | Internal | Summer | B1 | 10 | 5000 | 459.69 | 108.63 | 108.64 | 0.01 | 0
2025 | MISO_IN_2_MISO_MO-IL | MISO_IN | MISO_MO-IL | Internal | Summer | B2 | 25 | 5000 | 0 | 108.42 | 108.41 | 0.01 | 0
2025 | MISO_IN_2_MISO_MO-IL | MISO_IN | MISO_MO-IL | Internal | Summer | B3 | 75 | 5000 | 0 | 107.29 | 107.28 | 0.01 | 0
2025 | MISO_IN_2_MISO_MO-IL | MISO_IN | MISO_MO-IL | Internal | Summer | B4 | 100 | 5000 | 1907.81 | 104.06 | 104.07 | 0.01 | 0
2025 | MISO_IN_2_MISO_MO-IL | MISO_IN | MISO_MO-IL | Internal | Summer | B5 | 200 | 5000 | 2747.56 | 95.12 | 95.13 | 0.01 | 0
2025 | MISO_IN_2_MISO_MO-IL | MISO_IN | MISO_MO-IL | Internal | Summer | B6 | 300 | 5000 | 3147.12 | 80.33 | 80.34 | 0.01 | 0
2025 | MISO_IN_2_MISO_MO-IL | MISO_IN | MISO_MO-IL | Internal | Summer | B7 | 400 | 5000 | 961.06 | 74.51 | 74.52 | 0.01 | 0
2025 | MISO_IN_2_MISO_MO-IL | MISO_IN | MISO_MO-IL | Internal | Summer | B8 | 500 | 5000 | 1441.92 | 70.91 | 70.92 | 0.01 | 0
2025 | MISO_IN_2_MISO_MO-IL | MISO_IN | MISO_MO-IL | Internal | Summer | B9 | 800 | 5000 | 1276.68 | 66.38 | 66.39 | 0.01 | 0
2025 | MISO_IN_2_MISO_MO-IL | MISO_IN | MISO_MO-IL | Internal | Summer | B10 | 1262 | 5000 | 1791.9 | 57.87 | 57.88 | 0.01 | 0
2025 | MISO_IN_2_MISO_MO-IL | MISO_IN | MISO_MO-IL | Internal | Winter | B16 | 25 | 5000 | 0 | 81.57 | 81.56 | 0.01 | 0
2025 | MISO_IN_2_MISO_MO-IL | MISO_IN | MISO_MO-IL | Internal | Winter | B17 | 100 | 5000 | 0 | 74.96 | 74.52 | 0.01 | 0
2025 | MISO_IN_2_MISO_MO-IL | MISO_IN | MISO_MO-IL | Internal | Winter | B18 | 400 | 5000 | 0 | 70.29 | 70.28 | 0.01 | 0
2025 | MISO_IN_2_MISO_MO-IL | MISO_IN | MISO_MO-IL | Internal | Winter | B19 | 700 | 5000 | 0 | 69.01 | 69 | 0.01 | 0
2025 | MISO_IN_2_MISO_MO-IL | MISO_IN | MISO_MO-IL | Internal | Winter | B20 | 935 | 5000 | 0 | 61.48 | 59.8 | 0.01 | 0
2025 | MISO_IN_2_NonRTO_Midwest | MISO_IN | NonRTO_Midwest | Internal | Shoulder | B11 | 25 | 4800 | 1239.86 | 76.63 | 84.63 | 8 | 0
2025 | MISO_IN_2_NonRTO_Midwest | MISO_IN | NonRTO_Midwest | Internal | Shoulder | B12 | 200 | 4800 | 1375.16 | 71.95 | 79.95 | 8 | 0
2025 | MISO_IN_2_NonRTO_Midwest | MISO_IN | NonRTO_Midwest | Internal | Shoulder | B13 | 600 | 4800 | 1175.52 | 67.85 | 75.85 | 8 | 0
2025 | MISO_IN_2_NonRTO_Midwest | MISO_IN | NonRTO_Midwest | Internal | Shoulder | B14 | 900 | 4800 | 901.5 | 65.99 | 73.99 | 8 | 0
2025 | MISO_IN_2_NonRTO_Midwest | MISO_IN | NonRTO_Midwest | Internal | Shoulder | B15 | 1203 | 4800 | 0 | 59.11 | 66.62 | 8 | 0
2025 | MISO_IN_2_NonRTO_Midwest | MISO_IN | NonRTO_Midwest | Internal | Summer | B1 | 10 | 4800 | 0 | 108.63 | 116.42 | 8 | 0
2025 | MISO_IN_2_NonRTO_Midwest | MISO_IN | NonRTO_Midwest | Internal | Summer | B2 | 25 | 4800 | 341.59 | 108.42 | 116.42 | 8 | 0
2025 | MISO_IN_2_NonRTO_Midwest | MISO_IN | NonRTO_Midwest | Internal | Summer | B3 | 75 | 4800 | 2003.35 | 107.29 | 115.29 | 8 | 0
2025 | MISO_IN_2_NonRTO_Midwest | MISO_IN | NonRTO_Midwest | Internal | Summer | B4 | 100 | 4800 | 1571.62 | 104.06 | 112.06 | 8 | 0
2025 | MISO_IN_2_NonRTO_Midwest | MISO_IN | NonRTO_Midwest | Internal | Summer | B5 | 200 | 4800 | 1244.25 | 95.12 | 103.12 | 8 | 0
2025 | MISO_IN_2_NonRTO_Midwest | MISO_IN | NonRTO_Midwest | Internal | Summer | B6 | 300 | 4800 | 745.89 | 80.33 | 88.33 | 8 | 0
2025 | MISO_IN_2_NonRTO_Midwest | MISO_IN | NonRTO_Midwest | Internal | Summer | B7 | 400 | 4800 | 1295.81 | 74.51 | 82.51 | 8 | 0
2025 | MISO_IN_2_NonRTO_Midwest | MISO_IN | NonRTO_Midwest | Internal | Summer | B8 | 500 | 4800 | 1551.77 | 70.91 | 78.91 | 8 | 0
2025 | MISO_IN_2_NonRTO_Midwest | MISO_IN | NonRTO_Midwest | Internal | Summer | B9 | 800 | 4800 | 870.4 | 66.38 | 74.38 | 8 | 0
2025 | MISO_IN_2_NonRTO_Midwest | MISO_IN | NonRTO_Midwest | Internal | Summer | B10 | 1262 | 4800 | 0 | 57.87 | 61.46 | 8 | 0
2025 | MISO_IN_2_NonRTO_Midwest | MISO_IN | NonRTO_Midwest | Internal | Winter | B16 | 25 | 4800 | 3196.82 | 81.57 | 89.57 | 8 | 0
2025 | MISO_IN_2_NonRTO_Midwest | MISO_IN | NonRTO_Midwest | Internal | Winter | B17 | 100 | 4800 | 2621.15 | 74.96 | 82.96 | 8 | 0
2025 | MISO_IN_2_NonRTO_Midwest | MISO_IN | NonRTO_Midwest | Internal | Winter | B18 | 400 | 4800 | 2523.3 | 70.29 | 78.29 | 8 | 0
2025 | MISO_IN_2_NonRTO_Midwest | MISO_IN | NonRTO_Midwest | Internal | Winter | B19 | 700 | 4800 | 2356.86 | 69.01 | 77.01 | 8 | 0
2025 | MISO_IN_2_NonRTO_Midwest | MISO_IN | NonRTO_Midwest | Internal | Winter | B20 | 935 | 4800 | 1449.08 | 61.48 | 69.48 | 8 | 0
2025 | MISO_IN_2_PJM_ROR | MISO_IN | PJM_ROR | Internal | Shoulder | B11 | 25 | 1253 | 0 | 76.63 | 78.61 | 2 | 0
2025 | MISO_IN_2_PJM_ROR | MISO_IN | PJM_ROR | Internal | Shoulder | B12 | 200 | 1253 | 0 | 71.95 | 72.27 | 2 | 0
2025 | MISO_IN_2_PJM_ROR | MISO_IN | PJM_ROR | Internal | Shoulder | B13 | 600 | 1253 | 0 | 67.85 | 69.4 | 2 | 0
2025 | MISO_IN_2_PJM_ROR | MISO_IN | PJM_ROR | Internal | Shoulder | B14 | 900 | 1253 | 0 | 65.99 | 67.73 | 2 | 0
2025 | MISO_IN_2_PJM_ROR | MISO_IN | PJM_ROR | Internal | Shoulder | B15 | 1203 | 1253 | 0 | 59.11 | 59.02 | 2 | 0
2025 | MISO_IN_2_PJM_ROR | MISO_IN | PJM_ROR | Internal | Summer | B1 | 10 | 1253 | 458.15 | 108.63 | 110.63 | 2 | 0
2025 | MISO_IN_2_PJM_ROR | MISO_IN | PJM_ROR | Internal | Summer | B2 | 25 | 1253 | 0 | 108.42 | 109.27 | 2 | 0
2025 | MISO_IN_2_PJM_ROR | MISO_IN | PJM_ROR | Internal | Summer | B3 | 75 | 1253 | 0 | 107.29 | 109.27 | 2 | 0
2025 | MISO_IN_2_PJM_ROR | MISO_IN | PJM_ROR | Internal | Summer | B4 | 100 | 1253 | 196.03 | 104.06 | 106.06 | 2 | 0
2025 | MISO_IN_2_PJM_ROR | MISO_IN | PJM_ROR | Internal | Summer | B5 | 200 | 1253 | 621.64 | 95.12 | 97.12 | 2 | 0
2025 | MISO_IN_2_PJM_ROR | MISO_IN | PJM_ROR | Internal | Summer | B6 | 300 | 1253 | 674.06 | 80.33 | 82.33 | 2 | 0
2025 | MISO_IN_2_PJM_ROR | MISO_IN | PJM_ROR | Internal | Summer | B7 | 400 | 1253 | 0 | 74.51 | 73.31 | 2 | 0
2025 | MISO_IN_2_PJM_ROR | MISO_IN | PJM_ROR | Internal | Summer | B8 | 500 | 1253 | 0 | 70.91 | 69.55 | 2 | 0
2025 | MISO_IN_2_PJM_ROR | MISO_IN | PJM_ROR | Internal | Summer | B9 | 800 | 1253 | 0 | 66.38 | 66.14 | 2 | 0
2025 | MISO_IN_2_PJM_ROR | MISO_IN | PJM_ROR | Internal | Summer | B10 | 1262 | 1253 | 0 | 57.87 | 57.66 | 2 | 0
2025 | MISO_IN_2_PJM_ROR | MISO_IN | PJM_ROR | Internal | Winter | B16 | 25 | 1253 | 713.24 | 81.57 | 83.57 | 2 | 0
2025 | MISO_IN_2_PJM_ROR | MISO_IN | PJM_ROR | Internal | Winter | B17 | 100 | 1253 | 1078.41 | 74.96 | 76.96 | 2 | 0
2025 | MISO_IN_2_PJM_ROR | MISO_IN | PJM_ROR | Internal | Winter | B18 | 400 | 1253 | 277.47 | 70.29 | 72.29 | 2 | 0
2025 | MISO_IN_2_PJM_ROR | MISO_IN | PJM_ROR | Internal | Winter | B19 | 700 | 1253 | 289.5 | 69.01 | 71.01 | 2 | 0
2025 | MISO_IN_2_PJM_ROR | MISO_IN | PJM_ROR | Internal | Winter | B20 | 935 | 1253 | 0 | 61.48 | 61.8 | 2 | 0
2025 | MISO_MI_2_MISO_IN | MISO_MI | MISO_IN | Internal | Shoulder | B11 | 25 | 2813 | 0 | 76.65 | 76.63 | 0.01 | 0
2025 | MISO_MI_2_MISO_IN | MISO_MI | MISO_IN | Internal | Shoulder | B12 | 200 | 2813 | 0 | 71.96 | 71.95 | 0.01 | 0
2025 | MISO_MI_2_MISO_IN | MISO_MI | MISO_IN | Internal | Shoulder | B13 | 600 | 2813 | 0 | 67.86 | 67.85 | 0.01 | 0
2025 | MISO_MI_2_MISO_IN | MISO_MI | MISO_IN | Internal | Shoulder | B14 | 900 | 2813 | 0 | 66 | 65.99 | 0.01 | 0
2025 | MISO_MI_2_MISO_IN | MISO_MI | MISO_IN | Internal | Shoulder | B15 | 1203 | 2813 | 0 | 59.13 | 59.11 | 0.01 | 0
2025 | MISO_MI_2_MISO_IN | MISO_MI | MISO_IN | Internal | Summer | B1 | 10 | 2813 | 0 | 108.64 | 108.63 | 0.01 | 0
2025 | MISO_MI_2_MISO_IN | MISO_MI | MISO_IN | Internal | Summer | B2 | 25 | 2813 | 0 | 108.43 | 108.42 | 0.01 | 0
2025 | MISO_MI_2_MISO_IN | MISO_MI | MISO_IN | Internal | Summer | B3 | 75 | 2813 | 0 | 107.3 | 107.29 | 0.01 | 0
2025 | MISO_MI_2_MISO_IN | MISO_MI | MISO_IN | Internal | Summer | B4 | 100 | 2813 | 0 | 104.07 | 104.06 | 0.01 | 0
2025 | MISO_MI_2_MISO_IN | MISO_MI | MISO_IN | Internal | Summer | B5 | 200 | 2813 | 0 | 95.12 | 95.12 | 0.01 | 0
2025 | MISO_MI_2_MISO_IN | MISO_MI | MISO_IN | Internal | Summer | B6 | 300 | 2813 | 0 | 80.34 | 80.33 | 0.01 | 0
2025 | MISO_MI_2_MISO_IN | MISO_MI | MISO_IN | Internal | Summer | B7 | 400 | 2813 | 0 | 74.52 | 74.51 | 0.01 | 0
2025 | MISO_MI_2_MISO_IN | MISO_MI | MISO_IN | Internal | Summer | B8 | 500 | 2813 | 0 | 70.92 | 70.91 | 0.01 | 0
2025 | MISO_MI_2_MISO_IN | MISO_MI | MISO_IN | Internal | Summer | B9 | 800 | 2813 | 0 | 66.39 | 66.38 | 0.01 | 0
2025 | MISO_MI_2_MISO_IN | MISO_MI | MISO_IN | Internal | Summer | B10 | 1262 | 2813 | 0 | 57.88 | 57.87 | 0.01 | 0
2025 | MISO_MI_2_MISO_IN | MISO_MI | MISO_IN | Internal | Winter | B16 | 25 | 2813 | 0 | 81.58 | 81.57 | 0.01 | 0
2025 | MISO_MI_2_MISO_IN | MISO_MI | MISO_IN | Internal | Winter | B17 | 100 | 2813 | 0 | 74.98 | 74.96 | 0.01 | 0
2025 | MISO_MI_2_MISO_IN | MISO_MI | MISO_IN | Internal | Winter | B18 | 400 | 2813 | 0 | 70.3 | 70.29 | 0.01 | 0
2025 | MISO_MI_2_MISO_IN | MISO_MI | MISO_IN | Internal | Winter | B19 | 700 | 2813 | 0 | 69.02 | 69.01 | 0.01 | 0
2025 | MISO_MI_2_MISO_IN | MISO_MI | MISO_IN | Internal | Winter | B20 | 935 | 2813 | 0 | 61.49 | 61.48 | 0.01 | 0
2025 | MISO_MI_2_MISO_WUMS | MISO_MI | MISO_WUMS | Internal | Shoulder | B11 | 25 | 805 | 0 | 76.65 | 76.6 | 0.01 | 0
2025 | MISO_MI_2_MISO_WUMS | MISO_MI | MISO_WUMS | Internal | Shoulder | B12 | 200 | 805 | 0 | 71.96 | 70.26 | 0.01 | 0
2025 | MISO_MI_2_MISO_WUMS | MISO_MI | MISO_WUMS | Internal | Shoulder | B13 | 600 | 805 | 0 | 67.86 | 67.4 | 0.01 | 0
2025 | MISO_MI_2_MISO_WUMS | MISO_MI | MISO_WUMS | Internal | Shoulder | B14 | 900 | 805 | 0 | 66 | 64.71 | 0.01 | 0
2025 | MISO_MI_2_MISO_WUMS | MISO_MI | MISO_WUMS | Internal | Shoulder | B15 | 1203 | 805 | 0 | 59.13 | 58.73 | 0.01 | 0
2025 | MISO_MI_2_MISO_WUMS | MISO_MI | MISO_WUMS | Internal | Summer | B1 | 10 | 805 | 0 | 108.64 | 108.62 | 0.01 | 0
2025 | MISO_MI_2_MISO_WUMS | MISO_MI | MISO_WUMS | Internal | Summer | B2 | 25 | 805 | 0 | 108.43 | 107.26 | 0.01 | 0
2025 | MISO_MI_2_MISO_WUMS | MISO_MI | MISO_WUMS | Internal | Summer | B3 | 75 | 805 | 0 | 107.3 | 107.26 | 0.01 | 0
2025 | MISO_MI_2_MISO_WUMS | MISO_MI | MISO_WUMS | Internal | Summer | B4 | 100 | 805 | 0 | 104.07 | 88.3 | 0.01 | 0
2025 | MISO_MI_2_MISO_WUMS | MISO_MI | MISO_WUMS | Internal | Summer | B5 | 200 | 805 | 0 | 95.12 | 87.97 | 0.01 | 0
2025 | MISO_MI_2_MISO_WUMS | MISO_MI | MISO_WUMS | Internal | Summer | B6 | 300 | 805 | 0 | 80.34 | 80.32 | 0.01 | 0
2025 | MISO_MI_2_MISO_WUMS | MISO_MI | MISO_WUMS | Internal | Summer | B7 | 400 | 805 | 0 | 74.52 | 71.3 | 0.01 | 0
2025 | MISO_MI_2_MISO_WUMS | MISO_MI | MISO_WUMS | Internal | Summer | B8 | 500 | 805 | 0 | 70.92 | 65.96 | 0.01 | 0
2025 | MISO_MI_2_MISO_WUMS | MISO_MI | MISO_WUMS | Internal | Summer | B9 | 800 | 805 | 0 | 66.39 | 64.14 | 0.01 | 0
2025 | MISO_MI_2_MISO_WUMS | MISO_MI | MISO_WUMS | Internal | Summer | B10 | 1262 | 805 | 0 | 57.88 | 57.51 | 0.01 | 0
2025 | MISO_MI_2_MISO_WUMS | MISO_MI | MISO_WUMS | Internal | Winter | B16 | 25 | 805 | 0 | 81.58 | 70.17 | 0.01 | 0
2025 | MISO_MI_2_MISO_WUMS | MISO_MI | MISO_WUMS | Internal | Winter | B17 | 100 | 805 | 0 | 74.98 | 70.17 | 0.01 | 0
2025 | MISO_MI_2_MISO_WUMS | MISO_MI | MISO_WUMS | Internal | Winter | B18 | 400 | 805 | 0 | 70.3 | 69 | 0.01 | 0
2025 | MISO_MI_2_MISO_WUMS | MISO_MI | MISO_WUMS | Internal | Winter | B19 | 700 | 805 | 0 | 69.02 | 69 | 0.01 | 0
2025 | MISO_MI_2_MISO_WUMS | MISO_MI | MISO_WUMS | Internal | Winter | B20 | 935 | 805 | 0 | 61.49 | 61.09 | 0.01 | 0
2025 | MISO_MI_2_PJM_ROR | MISO_MI | PJM_ROR | Internal | Shoulder | B11 | 25 | 1424 | 0 | 76.65 | 78.61 | 2 | 0
2025 | MISO_MI_2_PJM_ROR | MISO_MI | PJM_ROR | Internal | Shoulder | B12 | 200 | 1424 | 0 | 71.96 | 72.27 | 2 | 0
2025 | MISO_MI_2_PJM_ROR | MISO_MI | PJM_ROR | Internal | Shoulder | B13 | 600 | 1424 | 0 | 67.86 | 69.4 | 2 | 0
2025 | MISO_MI_2_PJM_ROR | MISO_MI | PJM_ROR | Internal | Shoulder | B14 | 900 | 1424 | 0 | 66 | 67.73 | 2 | 0
2025 | MISO_MI_2_PJM_ROR | MISO_MI | PJM_ROR | Internal | Shoulder | B15 | 1203 | 1424 | 0 | 59.13 | 59.02 | 2 | 0
2025 | MISO_MI_2_PJM_ROR | MISO_MI | PJM_ROR | Internal | Summer | B1 | 10 | 1424 | 0 | 108.64 | 110.63 | 2 | 0
2025 | MISO_MI_2_PJM_ROR | MISO_MI | PJM_ROR | Internal | Summer | B2 | 25 | 1424 | 0 | 108.43 | 109.27 | 2 | 0
2025 | MISO_MI_2_PJM_ROR | MISO_MI | PJM_ROR | Internal | Summer | B3 | 75 | 1424 | 0 | 107.3 | 109.27 | 2 | 0
2025 | MISO_MI_2_PJM_ROR | MISO_MI | PJM_ROR | Internal | Summer | B4 | 100 | 1424 | 0 | 104.07 | 106.06 | 2 | 0
2025 | MISO_MI_2_PJM_ROR | MISO_MI | PJM_ROR | Internal | Summer | B5 | 200 | 1424 | 464.17 | 95.12 | 97.12 | 2 | 0
2025 | MISO_MI_2_PJM_ROR | MISO_MI | PJM_ROR | Internal | Summer | B6 | 300 | 1424 | 0 | 80.34 | 82.33 | 2 | 0
2025 | MISO_MI_2_PJM_ROR | MISO_MI | PJM_ROR | Internal | Summer | B7 | 400 | 1424 | 0 | 74.52 | 73.31 | 2 | 0
2025 | MISO_MI_2_PJM_ROR | MISO_MI | PJM_ROR | Internal | Summer | B8 | 500 | 1424 | 0 | 70.92 | 69.55 | 2 | 0
2025 | MISO_MI_2_PJM_ROR | MISO_MI | PJM_ROR | Internal | Summer | B9 | 800 | 1424 | 0 | 66.39 | 66.14 | 2 | 0
2025 | MISO_MI_2_PJM_ROR | MISO_MI | PJM_ROR | Internal | Summer | B10 | 1262 | 1424 | 0 | 57.88 | 57.66 | 2 | 0
2025 | MISO_MI_2_PJM_ROR | MISO_MI | PJM_ROR | Internal | Winter | B16 | 25 | 1424 | 0 | 81.58 | 83.57 | 2 | 0
2025 | MISO_MI_2_PJM_ROR | MISO_MI | PJM_ROR | Internal | Winter | B17 | 100 | 1424 | 0 | 74.98 | 76.96 | 2 | 0
2025 | MISO_MI_2_PJM_ROR | MISO_MI | PJM_ROR | Internal | Winter | B18 | 400 | 1424 | 0 | 70.3 | 72.29 | 2 | 0
2025 | MISO_MI_2_PJM_ROR | MISO_MI | PJM_ROR | Internal | Winter | B19 | 700 | 1424 | 0 | 69.02 | 71.01 | 2 | 0
2025 | MISO_MI_2_PJM_ROR | MISO_MI | PJM_ROR | Internal | Winter | B20 | 935 | 1424 | 0 | 61.49 | 61.8 | 2 | 0
2025 | MISO_MO-IL_2_ENT | MISO_MO-IL | ENT | Internal | Shoulder | B11 | 25 | 2540 | 0 | 76.62 | 76.62 | 8 | 0
2025 | MISO_MO-IL_2_ENT | MISO_MO-IL | ENT | Internal | Shoulder | B12 | 200 | 2540 | 0 | 70.69 | 70.69 | 8 | 0
2025 | MISO_MO-IL_2_ENT | MISO_MO-IL | ENT | Internal | Shoulder | B13 | 600 | 2540 | 0 | 67.41 | 67.41 | 8 | 0
2025 | MISO_MO-IL_2_ENT | MISO_MO-IL | ENT | Internal | Shoulder | B14 | 900 | 2540 | 0 | 65.73 | 61.53 | 8 | 0
2025 | MISO_MO-IL_2_ENT | MISO_MO-IL | ENT | Internal | Shoulder | B15 | 1203 | 2540 | 0 | 55.62 | 47.62 | 8 | 0
2025 | MISO_MO-IL_2_ENT | MISO_MO-IL | ENT | Internal | Summer | B1 | 10 | 2540 | 0 | 108.64 | 74.11 | 8 | 0
2025 | MISO_MO-IL_2_ENT | MISO_MO-IL | ENT | Internal | Summer | B2 | 25 | 2540 | 0 | 108.41 | 107.26 | 8 | 0
2025 | MISO_MO-IL_2_ENT | MISO_MO-IL | ENT | Internal | Summer | B3 | 75 | 2540 | 0 | 107.28 | 107.28 | 8 | 0
2025 | MISO_MO-IL_2_ENT | MISO_MO-IL | ENT | Internal | Summer | B4 | 100 | 2540 | 0 | 104.07 | 104.07 | 8 | 0
2025 | MISO_MO-IL_2_ENT | MISO_MO-IL | ENT | Internal | Summer | B5 | 200 | 2540 | 0 | 95.13 | 95.13 | 8 | 0
2025 | MISO_MO-IL_2_ENT | MISO_MO-IL | ENT | Internal | Summer | B6 | 300 | 2540 | 0 | 80.34 | 80.34 | 8 | 0
2025 | MISO_MO-IL_2_ENT | MISO_MO-IL | ENT | Internal | Summer | B7 | 400 | 2540 | 0 | 74.52 | 74.52 | 8 | 0
2025 | MISO_MO-IL_2_ENT | MISO_MO-IL | ENT | Internal | Summer | B8 | 500 | 2540 | 0 | 70.92 | 70.92 | 8 | 0
2025 | MISO_MO-IL_2_ENT | MISO_MO-IL | ENT | Internal | Summer | B9 | 800 | 2540 | 0 | 66.39 | 69.24 | 8 | 0
2025 | MISO_MO-IL_2_ENT | MISO_MO-IL | ENT | Internal | Summer | B10 | 1262 | 2540 | 0 | 57.88 | 60.3 | 8 | 0
2025 | MISO_MO-IL_2_ENT | MISO_MO-IL | ENT | Internal | Winter | B16 | 25 | 2540 | 0 | 81.56 | 73.56 | 8 | 0
2025 | MISO_MO-IL_2_ENT | MISO_MO-IL | ENT | Internal | Winter | B17 | 100 | 2540 | 0 | 74.52 | 70.26 | 8 | 0
2025 | MISO_MO-IL_2_ENT | MISO_MO-IL | ENT | Internal | Winter | B18 | 400 | 2540 | 0 | 70.28 | 68.98 | 8 | 0
2025 | MISO_MO-IL_2_ENT | MISO_MO-IL | ENT | Internal | Winter | B19 | 700 | 2540 | 0 | 69 | 67.5 | 8 | 0
2025 | MISO_MO-IL_2_ENT | MISO_MO-IL | ENT | Internal | Winter | B20 | 935 | 2540 | 0 | 59.8 | 57.5 | 8 | 0
2025 | MISO_MO-IL_2_MISO_IN | MISO_MO-IL | MISO_IN | Internal | Shoulder | B11 | 25 | 2100 | 1808.34 | 76.62 | 76.63 | 0.01 | 0
2025 | MISO_MO-IL_2_MISO_IN | MISO_MO-IL | MISO_IN | Internal | Shoulder | B12 | 200 | 2100 | 2100 | 70.69 | 71.95 | 0.01 | 1.24
2025 | MISO_MO-IL_2_MISO_IN | MISO_MO-IL | MISO_IN | Internal | Shoulder | B13 | 600 | 2100 | 2100 | 67.41 | 67.85 | 0.01 | 0.42
2025 | MISO_MO-IL_2_MISO_IN | MISO_MO-IL | MISO_IN | Internal | Shoulder | B14 | 900 | 2100 | 2100 | 65.73 | 65.99 | 0.01 | 0.24
2025 | MISO_MO-IL_2_MISO_IN | MISO_MO-IL | MISO_IN | Internal | Shoulder | B15 | 1203 | 2100 | 2100 | 55.62 | 59.11 | 0.01 | 3.49
2025 | MISO_MO-IL_2_MISO_IN | MISO_MO-IL | MISO_IN | Internal | Summer | B1 | 10 | 2100 | 0 | 108.64 | 108.63 | 0.01 | 0
2025 | MISO_MO-IL_2_MISO_IN | MISO_MO-IL | MISO_IN | Internal | Summer | B2 | 25 | 2100 | 578.05 | 108.41 | 108.42 | 0.01 | 0
2025 | MISO_MO-IL_2_MISO_IN | MISO_MO-IL | MISO_IN | Internal | Summer | B3 | 75 | 2100 | 247.67 | 107.28 | 107.29 | 0.01 | 0
2025 | MISO_MO-IL_2_MISO_IN | MISO_MO-IL | MISO_IN | Internal | Summer | B4 | 100 | 2100 | 0 | 104.07 | 104.06 | 0.01 | 0
2025 | MISO_MO-IL_2_MISO_IN | MISO_MO-IL | MISO_IN | Internal | Summer | B5 | 200 | 2100 | 0 | 95.13 | 95.12 | 0.01 | 0
2025 | MISO_MO-IL_2_MISO_IN | MISO_MO-IL | MISO_IN | Internal | Summer | B6 | 300 | 2100 | 0 | 80.34 | 80.33 | 0.01 | 0
2025 | MISO_MO-IL_2_MISO_IN | MISO_MO-IL | MISO_IN | Internal | Summer | B7 | 400 | 2100 | 0 | 74.52 | 74.51 | 0.01 | 0
2025 | MISO_MO-IL_2_MISO_IN | MISO_MO-IL | MISO_IN | Internal | Summer | B8 | 500 | 2100 | 0 | 70.92 | 70.91 | 0.01 | 0
2025 | MISO_MO-IL_2_MISO_IN | MISO_MO-IL | MISO_IN | Internal | Summer | B9 | 800 | 2100 | 0 | 66.39 | 66.38 | 0.01 | 0
2025 | MISO_MO-IL_2_MISO_IN | MISO_MO-IL | MISO_IN | Internal | Summer | B10 | 1262 | 2100 | 0 | 57.88 | 57.87 | 0.01 | 0
2025 | MISO_MO-IL_2_MISO_IN | MISO_MO-IL | MISO_IN | Internal | Winter | B16 | 25 | 2100 | 1387.17 | 81.56 | 81.57 | 0.01 | 0
2025 | MISO_MO-IL_2_MISO_IN | MISO_MO-IL | MISO_IN | Internal | Winter | B17 | 100 | 2100 | 2100 | 74.52 | 74.96 | 0.01 | 0.43
2025 | MISO_MO-IL_2_MISO_IN | MISO_MO-IL | MISO_IN | Internal | Winter | B18 | 400 | 2100 | 1711.82 | 70.28 | 70.29 | 0.01 | 0
2025 | MISO_MO-IL_2_MISO_IN | MISO_MO-IL | MISO_IN | Internal | Winter | B19 | 700 | 2100 | 1392.4 | 69 | 69.01 | 0.01 | 0
2025 | MISO_MO-IL_2_MISO_IN | MISO_MO-IL | MISO_IN | Internal | Winter | B20 | 935 | 2100 | 2100 | 59.8 | 61.48 | 0.01 | 1.67
2025 | MISO_MO-IL_2_MISO_W | MISO_MO-IL | MISO_W | Internal | Shoulder | B11 | 25 | 1082 | 0 | 76.62 | 76.61 | 0.01 | 0
2025 | MISO_MO-IL_2_MISO_W | MISO_MO-IL | MISO_W | Internal | Shoulder | B12 | 200 | 1082 | 0 | 70.69 | 70.27 | 0.01 | 0
2025 | MISO_MO-IL_2_MISO_W | MISO_MO-IL | MISO_W | Internal | Shoulder | B13 | 600 | 1082 | 0 | 67.41 | 67.4 | 0.01 | 0
2025 | MISO_MO-IL_2_MISO_W | MISO_MO-IL | MISO_W | Internal | Shoulder | B14 | 900 | 1082 | 0 | 65.73 | 64.7 | 0.01 | 0
2025 | MISO_MO-IL_2_MISO_W | MISO_MO-IL | MISO_W | Internal | Shoulder | B15 | 1203 | 1082 | 0 | 55.62 | 14.59 | 0.01 | 0
2025 | MISO_MO-IL_2_MISO_W | MISO_MO-IL | MISO_W | Internal | Summer | B1 | 10 | 1082 | 0 | 108.64 | 108.63 | 0.01 | 0
2025 | MISO_MO-IL_2_MISO_W | MISO_MO-IL | MISO_W | Internal | Summer | B2 | 25 | 1082 | 0 | 108.41 | 107.27 | 0.01 | 0
2025 | MISO_MO-IL_2_MISO_W | MISO_MO-IL | MISO_W | Internal | Summer | B3 | 75 | 1082 | 0 | 107.28 | 107.27 | 0.01 | 0
2025 | MISO_MO-IL_2_MISO_W | MISO_MO-IL | MISO_W | Internal | Summer | B4 | 100 | 1082 | 0 | 104.07 | 104.06 | 0.01 | 0
2025 | MISO_MO-IL_2_MISO_W | MISO_MO-IL | MISO_W | Internal | Summer | B5 | 200 | 1082 | 0 | 95.13 | 95.12 | 0.01 | 0
2025 | MISO_MO-IL_2_MISO_W | MISO_MO-IL | MISO_W | Internal | Summer | B6 | 300 | 1082 | 0 | 80.34 | 80.33 | 0.01 | 0
2025 | MISO_MO-IL_2_MISO_W | MISO_MO-IL | MISO_W | Internal | Summer | B7 | 400 | 1082 | 0 | 74.52 | 71.31 | 0.01 | 0
2025 | MISO_MO-IL_2_MISO_W | MISO_MO-IL | MISO_W | Internal | Summer | B8 | 500 | 1082 | 0 | 70.92 | 67.55 | 0.01 | 0
2025 | MISO_MO-IL_2_MISO_W | MISO_MO-IL | MISO_W | Internal | Summer | B9 | 800 | 1082 | 0 | 66.39 | 64.14 | 0.01 | 0
2025 | MISO_MO-IL_2_MISO_W | MISO_MO-IL | MISO_W | Internal | Summer | B10 | 1262 | 1082 | 0 | 57.88 | 55.66 | 0.01 | 0
2025 | MISO_MO-IL_2_MISO_W | MISO_MO-IL | MISO_W | Internal | Winter | B16 | 25 | 1082 | 0 | 81.56 | 61.56 | 0.01 | 0
2025 | MISO_MO-IL_2_MISO_W | MISO_MO-IL | MISO_W | Internal | Winter | B17 | 100 | 1082 | 0 | 74.52 | 61.49 | 0.01 | 0
2025 | MISO_MO-IL_2_MISO_W | MISO_MO-IL | MISO_W | Internal | Winter | B18 | 400 | 1082 | 0 | 70.28 | 68.98 | 0.01 | 0
2025 | MISO_MO-IL_2_MISO_W | MISO_MO-IL | MISO_W | Internal | Winter | B19 | 700 | 1082 | 0 | 69 | 68.98 | 0.01 | 0
2025 | MISO_MO-IL_2_MISO_W | MISO_MO-IL | MISO_W | Internal | Winter | B20 | 935 | 1082 | 0 | 59.8 | 57.5 | 0.01 | 0
2025 | MISO_MO-IL_2_PJM_ROR | MISO_MO-IL | PJM_ROR | Internal | Shoulder | B11 | 25 | 1212 | 0 | 76.62 | 78.61 | 2 | 0
2025 | MISO_MO-IL_2_PJM_ROR | MISO_MO-IL | PJM_ROR | Internal | Shoulder | B12 | 200 | 1212 | 0 | 70.69 | 72.27 | 2 | 0
2025 | MISO_MO-IL_2_PJM_ROR | MISO_MO-IL | PJM_ROR | Internal | Shoulder | B13 | 600 | 1212 | 0 | 67.41 | 69.4 | 2 | 0
2025 | MISO_MO-IL_2_PJM_ROR | MISO_MO-IL | PJM_ROR | Internal | Shoulder | B14 | 900 | 1212 | 1181.32 | 65.73 | 67.73 | 2 | 0
2025 | MISO_MO-IL_2_PJM_ROR | MISO_MO-IL | PJM_ROR | Internal | Shoulder | B15 | 1203 | 1212 | 1212 | 55.62 | 59.02 | 2 | 1.4
2025 | MISO_MO-IL_2_PJM_ROR | MISO_MO-IL | PJM_ROR | Internal | Summer | B1 | 10 | 1212 | 0 | 108.64 | 110.63 | 2 | 0
2025 | MISO_MO-IL_2_PJM_ROR | MISO_MO-IL | PJM_ROR | Internal | Summer | B2 | 25 | 1212 | 0 | 108.41 | 109.27 | 2 | 0
2025 | MISO_MO-IL_2_PJM_ROR | MISO_MO-IL | PJM_ROR | Internal | Summer | B3 | 75 | 1212 | 0 | 107.28 | 109.27 | 2 | 0
2025 | MISO_MO-IL_2_PJM_ROR | MISO_MO-IL | PJM_ROR | Internal | Summer | B4 | 100 | 1212 | 0 | 104.07 | 106.06 | 2 | 0
2025 | MISO_MO-IL_2_PJM_ROR | MISO_MO-IL | PJM_ROR | Internal | Summer | B5 | 200 | 1212 | 0 | 95.13 | 97.12 | 2 | 0
2025 | MISO_MO-IL_2_PJM_ROR | MISO_MO-IL | PJM_ROR | Internal | Summer | B6 | 300 | 1212 | 0 | 80.34 | 82.33 | 2 | 0
2025 | MISO_MO-IL_2_PJM_ROR | MISO_MO-IL | PJM_ROR | Internal | Summer | B7 | 400 | 1212 | 0 | 74.52 | 73.31 | 2 | 0
2025 | MISO_MO-IL_2_PJM_ROR | MISO_MO-IL | PJM_ROR | Internal | Summer | B8 | 500 | 1212 | 0 | 70.92 | 69.55 | 2 | 0
2025 | MISO_MO-IL_2_PJM_ROR | MISO_MO-IL | PJM_ROR | Internal | Summer | B9 | 800 | 1212 | 0 | 66.39 | 66.14 | 2 | 0
2025 | MISO_MO-IL_2_PJM_ROR | MISO_MO-IL | PJM_ROR | Internal | Summer | B10 | 1262 | 1212 | 0 | 57.88 | 57.66 | 2 | 0
2025 | MISO_MO-IL_2_PJM_ROR | MISO_MO-IL | PJM_ROR | Internal | Winter | B16 | 25 | 1212 | 1212 | 81.56 | 83.57 | 2 | 0.01
2025 | MISO_MO-IL_2_PJM_ROR | MISO_MO-IL | PJM_ROR | Internal | Winter | B17 | 100 | 1212 | 1212 | 74.52 | 76.96 | 2 | 0.44
2025 | MISO_MO-IL_2_PJM_ROR | MISO_MO-IL | PJM_ROR | Internal | Winter | B18 | 400 | 1212 | 1212 | 70.28 | 72.29 | 2 | 0.01
2025 | MISO_MO-IL_2_PJM_ROR | MISO_MO-IL | PJM_ROR | Internal | Winter | B19 | 700 | 1212 | 1212 | 69 | 71.01 | 2 | 0.01
2025 | MISO_MO-IL_2_PJM_ROR | MISO_MO-IL | PJM_ROR | Internal | Winter | B20 | 935 | 1212 | 1104.62 | 59.8 | 61.8 | 2 | 0
2025 | MISO_MO-IL_2_SPP_N | MISO_MO-IL | SPP_N | Internal | Shoulder | B11 | 25 | 4019 | 0 | 76.62 | 71.62 | 8 | 0
2025 | MISO_MO-IL_2_SPP_N | MISO_MO-IL | SPP_N | Internal | Shoulder | B12 | 200 | 4019 | 0 | 70.69 | 65.69 | 8 | 0
2025 | MISO_MO-IL_2_SPP_N | MISO_MO-IL | SPP_N | Internal | Shoulder | B13 | 600 | 4019 | 0 | 67.41 | 62.41 | 8 | 0
2025 | MISO_MO-IL_2_SPP_N | MISO_MO-IL | SPP_N | Internal | Shoulder | B14 | 900 | 4019 | 0 | 65.73 | 56.53 | 8 | 0
2025 | MISO_MO-IL_2_SPP_N | MISO_MO-IL | SPP_N | Internal | Shoulder | B15 | 1203 | 4019 | 0 | 55.62 | 2.6 | 8 | 0
2025 | MISO_MO-IL_2_SPP_N | MISO_MO-IL | SPP_N | Internal | Summer | B1 | 10 | 4019 | 0 | 108.64 | 69.11 | 8 | 0
2025 | MISO_MO-IL_2_SPP_N | MISO_MO-IL | SPP_N | Internal | Summer | B2 | 25 | 4019 | 0 | 108.41 | 102.26 | 8 | 0
2025 | MISO_MO-IL_2_SPP_N | MISO_MO-IL | SPP_N | Internal | Summer | B3 | 75 | 4019 | 0 | 107.28 | 102.28 | 8 | 0
2025 | MISO_MO-IL_2_SPP_N | MISO_MO-IL | SPP_N | Internal | Summer | B4 | 100 | 4019 | 0 | 104.07 | 99.07 | 8 | 0
2025 | MISO_MO-IL_2_SPP_N | MISO_MO-IL | SPP_N | Internal | Summer | B5 | 200 | 4019 | 0 | 95.13 | 90.13 | 8 | 0
2025 | MISO_MO-IL_2_SPP_N | MISO_MO-IL | SPP_N | Internal | Summer | B6 | 300 | 4019 | 0 | 80.34 | 75.34 | 8 | 0
2025 | MISO_MO-IL_2_SPP_N | MISO_MO-IL | SPP_N | Internal | Summer | B7 | 400 | 4019 | 0 | 74.52 | 69.52 | 8 | 0
2025 | MISO_MO-IL_2_SPP_N | MISO_MO-IL | SPP_N | Internal | Summer | B8 | 500 | 4019 | 0 | 70.92 | 65.92 | 8 | 0
2025 | MISO_MO-IL_2_SPP_N | MISO_MO-IL | SPP_N | Internal | Summer | B9 | 800 | 4019 | 0 | 66.39 | 64.24 | 8 | 0
2025 | MISO_MO-IL_2_SPP_N | MISO_MO-IL | SPP_N | Internal | Summer | B10 | 1262 | 4019 | 0 | 57.88 | 55.3 | 8 | 0
2025 | MISO_MO-IL_2_SPP_N | MISO_MO-IL | SPP_N | Internal | Winter | B16 | 25 | 4019 | 0 | 81.56 | 68.56 | 8 | 0
2025 | MISO_MO-IL_2_SPP_N | MISO_MO-IL | SPP_N | Internal | Winter | B17 | 100 | 4019 | 0 | 74.52 | 65.26 | 8 | 0
2025 | MISO_MO-IL_2_SPP_N | MISO_MO-IL | SPP_N | Internal | Winter | B18 | 400 | 4019 | 0 | 70.28 | 63.98 | 8 | 0
2025 | MISO_MO-IL_2_SPP_N | MISO_MO-IL | SPP_N | Internal | Winter | B19 | 700 | 4019 | 0 | 69 | 62.5 | 8 | 0
2025 | MISO_MO-IL_2_SPP_N | MISO_MO-IL | SPP_N | Internal | Winter | B20 | 935 | 4019 | 0 | 59.8 | 52.5 | 8 | 0
2025 | MISO_MO-IL_2_TVA_Transmission | MISO_MO-IL | TVA_Transmission | Internal | Shoulder | B11 | 25 | 4000 | 88.38 | 76.62 | 84.62 | 8 | 0
2025 | MISO_MO-IL_2_TVA_Transmission | MISO_MO-IL | TVA_Transmission | Internal | Shoulder | B12 | 200 | 4000 | 0 | 70.69 | 76.5 | 8 | 0
2025 | MISO_MO-IL_2_TVA_Transmission | MISO_MO-IL | TVA_Transmission | Internal | Shoulder | B13 | 600 | 4000 | 0 | 67.41 | 73.16 | 8 | 0
2025 | MISO_MO-IL_2_TVA_Transmission | MISO_MO-IL | TVA_Transmission | Internal | Shoulder | B14 | 900 | 4000 | 0 | 65.73 | 72.15 | 8 | 0
2025 | MISO_MO-IL_2_TVA_Transmission | MISO_MO-IL | TVA_Transmission | Internal | Shoulder | B15 | 1203 | 4000 | 993.21 | 55.62 | 63.62 | 8 | 0
2025 | MISO_MO-IL_2_TVA_Transmission | MISO_MO-IL | TVA_Transmission | Internal | Summer | B1 | 10 | 4000 | 0 | 108.64 | 116.63 | 8 | 0
2025 | MISO_MO-IL_2_TVA_Transmission | MISO_MO-IL | TVA_Transmission | Internal | Summer | B2 | 25 | 4000 | 0 | 108.41 | 115.27 | 8 | 0
2025 | MISO_MO-IL_2_TVA_Transmission | MISO_MO-IL | TVA_Transmission | Internal | Summer | B3 | 75 | 4000 | 0 | 107.28 | 115.27 | 8 | 0
2025 | MISO_MO-IL_2_TVA_Transmission | MISO_MO-IL | TVA_Transmission | Internal | Summer | B4 | 100 | 4000 | 0 | 104.07 | 112.06 | 8 | 0
2025 | MISO_MO-IL_2_TVA_Transmission | MISO_MO-IL | TVA_Transmission | Internal | Summer | B5 | 200 | 4000 | 0 | 95.13 | 103.12 | 8 | 0
2025 | MISO_MO-IL_2_TVA_Transmission | MISO_MO-IL | TVA_Transmission | Internal | Summer | B6 | 300 | 4000 | 0 | 80.34 | 88.33 | 8 | 0
2025 | MISO_MO-IL_2_TVA_Transmission | MISO_MO-IL | TVA_Transmission | Internal | Summer | B7 | 400 | 4000 | 0 | 74.52 | 79.31 | 8 | 0
2025 | MISO_MO-IL_2_TVA_Transmission | MISO_MO-IL | TVA_Transmission | Internal | Summer | B8 | 500 | 4000 | 0 | 70.92 | 73.91 | 8 | 0
2025 | MISO_MO-IL_2_TVA_Transmission | MISO_MO-IL | TVA_Transmission | Internal | Summer | B9 | 800 | 4000 | 0 | 66.39 | 71.41 | 8 | 0
2025 | MISO_MO-IL_2_TVA_Transmission | MISO_MO-IL | TVA_Transmission | Internal | Summer | B10 | 1262 | 4000 | 0 | 57.88 | 63.11 | 8 | 0
2025 | MISO_MO-IL_2_TVA_Transmission | MISO_MO-IL | TVA_Transmission | Internal | Winter | B16 | 25 | 4000 | 2962.71 | 81.56 | 89.56 | 8 | 0
2025 | MISO_MO-IL_2_TVA_Transmission | MISO_MO-IL | TVA_Transmission | Internal | Winter | B17 | 100 | 4000 | 0 | 74.52 | 78.29 | 8 | 0
2025 | MISO_MO-IL_2_TVA_Transmission | MISO_MO-IL | TVA_Transmission | Internal | Winter | B18 | 400 | 4000 | 0 | 70.28 | 75.82 | 8 | 0
2025 | MISO_MO-IL_2_TVA_Transmission | MISO_MO-IL | TVA_Transmission | Internal | Winter | B19 | 700 | 4000 | 0 | 69 | 75.23 | 8 | 0
2025 | MISO_MO-IL_2_TVA_Transmission | MISO_MO-IL | TVA_Transmission | Internal | Winter | B20 | 935 | 4000 | 0 | 59.8 | 65.93 | 8 | 0
2025 | MISO_W_2_IESO | MISO_W | IESO | Internal | Shoulder | B11 | 25 | 157 | 0 | 76.61 | 52.13 | 8 | 0
2025 | MISO_W_2_IESO | MISO_W | IESO | Internal | Shoulder | B12 | 200 | 157 | 0 | 70.27 | 52.13 | 8 | 0
2025 | MISO_W_2_IESO | MISO_W | IESO | Internal | Shoulder | B13 | 600 | 157 | 0 | 67.4 | 52.13 | 8 | 0
2025 | MISO_W_2_IESO | MISO_W | IESO | Internal | Shoulder | B14 | 900 | 157 | 0 | 64.7 | 52.13 | 8 | 0
2025 | MISO_W_2_IESO | MISO_W | IESO | Internal | Shoulder | B15 | 1203 | 157 | 157 | 14.59 | 52.13 | 8 | 29.53
2025 | MISO_W_2_IESO | MISO_W | IESO | Internal | Summer | B1 | 10 | 157 | 0 | 108.63 | 89.87 | 8 | 0
2025 | MISO_W_2_IESO | MISO_W | IESO | Internal | Summer | B2 | 25 | 157 | 0 | 107.27 | 88.29 | 8 | 0
2025 | MISO_W_2_IESO | MISO_W | IESO | Internal | Summer | B3 | 75 | 157 | 0 | 107.27 | 71.54 | 8 | 0
2025 | MISO_W_2_IESO | MISO_W | IESO | Internal | Summer | B4 | 100 | 157 | 0 | 104.06 | 58.06 | 8 | 0
2025 | MISO_W_2_IESO | MISO_W | IESO | Internal | Summer | B5 | 200 | 157 | 0 | 95.12 | 58.06 | 8 | 0
2025 | MISO_W_2_IESO | MISO_W | IESO | Internal | Summer | B6 | 300 | 157 | 0 | 80.33 | 50.74 | 8 | 0
2025 | MISO_W_2_IESO | MISO_W | IESO | Internal | Summer | B7 | 400 | 157 | 0 | 71.31 | 50.74 | 8 | 0
2025 | MISO_W_2_IESO | MISO_W | IESO | Internal | Summer | B8 | 500 | 157 | 0 | 67.55 | 50.74 | 8 | 0
2025 | MISO_W_2_IESO | MISO_W | IESO | Internal | Summer | B9 | 800 | 157 | 0 | 64.14 | 50.74 | 8 | 0
2025 | MISO_W_2_IESO | MISO_W | IESO | Internal | Summer | B10 | 1262 | 157 | 0 | 55.66 | 50.74 | 8 | 0
2025 | MISO_W_2_IESO | MISO_W | IESO | Internal | Winter | B16 | 25 | 157 | 0 | 61.56 | 54.49 | 8 | 0
2025 | MISO_W_2_IESO | MISO_W | IESO | Internal | Winter | B17 | 100 | 157 | 0 | 61.49 | 54.49 | 8 | 0
2025 | MISO_W_2_IESO | MISO_W | IESO | Internal | Winter | B18 | 400 | 157 | 0 | 68.98 | 54.49 | 8 | 0
2025 | MISO_W_2_IESO | MISO_W | IESO | Internal | Winter | B19 | 700 | 157 | 0 | 68.98 | 54.49 | 8 | 0
2025 | MISO_W_2_IESO | MISO_W | IESO | Internal | Winter | B20 | 935 | 157 | 0 | 57.5 | 54.49 | 8 | 0
2025 | MISO_W_2_MAPP_CA | MISO_W | MAPP_CA | Internal | Shoulder | B11 | 25 | 700 | 0 | 76.61 | 60.26 | 0.01 | 0
2025 | MISO_W_2_MAPP_CA | MISO_W | MAPP_CA | Internal | Shoulder | B12 | 200 | 700 | 0 | 70.27 | 60.26 | 0.01 | 0
2025 | MISO_W_2_MAPP_CA | MISO_W | MAPP_CA | Internal | Shoulder | B13 | 600 | 700 | 0 | 67.4 | 60.26 | 0.01 | 0
2025 | MISO_W_2_MAPP_CA | MISO_W | MAPP_CA | Internal | Shoulder | B14 | 900 | 700 | 0 | 64.7 | 60.26 | 0.01 | 0
2025 | MISO_W_2_MAPP_CA | MISO_W | MAPP_CA | Internal | Shoulder | B15 | 1203 | 700 | 700 | 14.59 | 60.26 | 0.01 | 45.66
2025 | MISO_W_2_MAPP_CA | MISO_W | MAPP_CA | Internal | Summer | B1 | 10 | 700 | 0 | 108.63 | 81.87 | 0.01 | 0
2025 | MISO_W_2_MAPP_CA | MISO_W | MAPP_CA | Internal | Summer | B2 | 25 | 700 | 0 | 107.27 | 80.29 | 0.01 | 0
2025 | MISO_W_2_MAPP_CA | MISO_W | MAPP_CA | Internal | Summer | B3 | 75 | 700 | 0 | 107.27 | 63.54 | 0.01 | 0
2025 | MISO_W_2_MAPP_CA | MISO_W | MAPP_CA | Internal | Summer | B4 | 100 | 700 | 0 | 104.06 | 65.06 | 0.01 | 0
2025 | MISO_W_2_MAPP_CA | MISO_W | MAPP_CA | Internal | Summer | B5 | 200 | 700 | 0 | 95.12 | 65.06 | 0.01 | 0
2025 | MISO_W_2_MAPP_CA | MISO_W | MAPP_CA | Internal | Summer | B6 | 300 | 700 | 0 | 80.33 | 58.66 | 0.01 | 0
2025 | MISO_W_2_MAPP_CA | MISO_W | MAPP_CA | Internal | Summer | B7 | 400 | 700 | 0 | 71.31 | 57.74 | 0.01 | 0
2025 | MISO_W_2_MAPP_CA | MISO_W | MAPP_CA | Internal | Summer | B8 | 500 | 700 | 0 | 67.55 | 57.74 | 0.01 | 0
2025 | MISO_W_2_MAPP_CA | MISO_W | MAPP_CA | Internal | Summer | B9 | 800 | 700 | 0 | 64.14 | 57.74 | 0.01 | 0
2025 | MISO_W_2_MAPP_CA | MISO_W | MAPP_CA | Internal | Summer | B10 | 1262 | 700 | 700 | 55.66 | 57.74 | 0.01 | 2.07
2025 | MISO_W_2_MAPP_CA | MISO_W | MAPP_CA | Internal | Winter | B16 | 25 | 700 | 700 | 61.56 | 63.18 | 0.01 | 1.61
2025 | MISO_W_2_MAPP_CA | MISO_W | MAPP_CA | Internal | Winter | B17 | 100 | 700 | 700 | 61.49 | 63.18 | 0.01 | 1.68
2025 | MISO_W_2_MAPP_CA | MISO_W | MAPP_CA | Internal | Winter | B18 | 400 | 700 | 0 | 68.98 | 68.97 | 0.01 | 0
2025 | MISO_W_2_MAPP_CA | MISO_W | MAPP_CA | Internal | Winter | B19 | 700 | 700 | 0 | 68.98 | 68.97 | 0.01 | 0
2025 | MISO_W_2_MAPP_CA | MISO_W | MAPP_CA | Internal | Winter | B20 | 935 | 700 | 700 | 57.5 | 63.18 | 0.01 | 5.67
2025 | MISO_W_2_MISO_MO-IL | MISO_W | MISO_MO-IL | Internal | Shoulder | B11 | 25 | 3922 | 2815.15 | 76.61 | 76.62 | 0.01 | 0
2025 | MISO_W_2_MISO_MO-IL | MISO_W | MISO_MO-IL | Internal | Shoulder | B12 | 200 | 3922 | 3922 | 70.27 | 70.69 | 0.01 | 0.41
2025 | MISO_W_2_MISO_MO-IL | MISO_W | MISO_MO-IL | Internal | Shoulder | B13 | 600 | 3922 | 3652.85 | 67.4 | 67.41 | 0.01 | 0
2025 | MISO_W_2_MISO_MO-IL | MISO_W | MISO_MO-IL | Internal | Shoulder | B14 | 900 | 3922 | 3922 | 64.7 | 65.73 | 0.01 | 1.02
2025 | MISO_W_2_MISO_MO-IL | MISO_W | MISO_MO-IL | Internal | Shoulder | B15 | 1203 | 3922 | 3922 | 14.59 | 55.62 | 0.01 | 41.01
2025 | MISO_W_2_MISO_MO-IL | MISO_W | MISO_MO-IL | Internal | Summer | B1 | 10 | 3922 | 755.95 | 108.63 | 108.64 | 0.01 | 0
2025 | MISO_W_2_MISO_MO-IL | MISO_W | MISO_MO-IL | Internal | Summer | B2 | 25 | 3922 | 3922 | 107.27 | 108.41 | 0.01 | 1.12
2025 | MISO_W_2_MISO_MO-IL | MISO_W | MISO_MO-IL | Internal | Summer | B3 | 75 | 3922 | 3788.9 | 107.27 | 107.28 | 0.01 | 0
2025 | MISO_W_2_MISO_MO-IL | MISO_W | MISO_MO-IL | Internal | Summer | B4 | 100 | 3922 | 3658.05 | 104.06 | 104.07 | 0.01 | 0
2025 | MISO_W_2_MISO_MO-IL | MISO_W | MISO_MO-IL | Internal | Summer | B5 | 200 | 3922 | 2034.64 | 95.12 | 95.13 | 0.01 | 0
2025 | MISO_W_2_MISO_MO-IL | MISO_W | MISO_MO-IL | Internal | Summer | B6 | 300 | 3922 | 1619.63 | 80.33 | 80.34 | 0.01 | 0
2025 | MISO_W_2_MISO_MO-IL | MISO_W | MISO_MO-IL | Internal | Summer | B7 | 400 | 3922 | 3922 | 71.31 | 74.52 | 0.01 | 3.2
2025 | MISO_W_2_MISO_MO-IL | MISO_W | MISO_MO-IL | Internal | Summer | B8 | 500 | 3922 | 3922 | 67.55 | 70.92 | 0.01 | 3.36
2025 | MISO_W_2_MISO_MO-IL | MISO_W | MISO_MO-IL | Internal | Summer | B9 | 800 | 3922 | 3922 | 64.14 | 66.39 | 0.01 | 2.24
2025 | MISO_W_2_MISO_MO-IL | MISO_W | MISO_MO-IL | Internal | Summer | B10 | 1262 | 3922 | 3922 | 55.66 | 57.88 | 0.01 | 2.21
2025 | MISO_W_2_MISO_MO-IL | MISO_W | MISO_MO-IL | Internal | Winter | B16 | 25 | 3922 | 3922 | 61.56 | 81.56 | 0.01 | 19.99
2025 | MISO_W_2_MISO_MO-IL | MISO_W | MISO_MO-IL | Internal | Winter | B17 | 100 | 3922 | 3922 | 61.49 | 74.52 | 0.01 | 13.02
2025 | MISO_W_2_MISO_MO-IL | MISO_W | MISO_MO-IL | Internal | Winter | B18 | 400 | 3922 | 3922 | 68.98 | 70.28 | 0.01 | 1.28
2025 | MISO_W_2_MISO_MO-IL | MISO_W | MISO_MO-IL | Internal | Winter | B19 | 700 | 3922 | 2960.34 | 68.98 | 69 | 0.01 | 0
2025 | MISO_W_2_MISO_MO-IL | MISO_W | MISO_MO-IL | Internal | Winter | B20 | 935 | 3922 | 3922 | 57.5 | 59.8 | 0.01 | 2.29
2025 | MISO_W_2_MISO_WUMS | MISO_W | MISO_WUMS | Internal | Shoulder | B11 | 25 | 1667 | 0 | 76.61 | 76.6 | 0.01 | 0
2025 | MISO_W_2_MISO_WUMS | MISO_W | MISO_WUMS | Internal | Shoulder | B12 | 200 | 1667 | 0 | 70.27 | 70.26 | 0.01 | 0
2025 | MISO_W_2_MISO_WUMS | MISO_W | MISO_WUMS | Internal | Shoulder | B13 | 600 | 1667 | 0 | 67.4 | 67.4 | 0.01 | 0
2025 | MISO_W_2_MISO_WUMS | MISO_W | MISO_WUMS | Internal | Shoulder | B14 | 900 | 1667 | 1542.06 | 64.7 | 64.71 | 0.01 | 0
2025 | MISO_W_2_MISO_WUMS | MISO_W | MISO_WUMS | Internal | Shoulder | B15 | 1203 | 1667 | 1667 | 14.59 | 58.73 | 0.01 | 44.13
2025 | MISO_W_2_MISO_WUMS | MISO_W | MISO_WUMS | Internal | Summer | B1 | 10 | 1667 | 0 | 108.63 | 108.62 | 0.01 | 0
2025 | MISO_W_2_MISO_WUMS | MISO_W | MISO_WUMS | Internal | Summer | B2 | 25 | 1667 | 0 | 107.27 | 107.26 | 0.01 | 0
2025 | MISO_W_2_MISO_WUMS | MISO_W | MISO_WUMS | Internal | Summer | B3 | 75 | 1667 | 0 | 107.27 | 107.26 | 0.01 | 0
2025 | MISO_W_2_MISO_WUMS | MISO_W | MISO_WUMS | Internal | Summer | B4 | 100 | 1667 | 0 | 104.06 | 88.3 | 0.01 | 0
2025 | MISO_W_2_MISO_WUMS | MISO_W | MISO_WUMS | Internal | Summer | B5 | 200 | 1667 | 0 | 95.12 | 87.97 | 0.01 | 0
2025 | MISO_W_2_MISO_WUMS | MISO_W | MISO_WUMS | Internal | Summer | B6 | 300 | 1667 | 0 | 80.33 | 80.32 | 0.01 | 0
2025 | MISO_W_2_MISO_WUMS | MISO_W | MISO_WUMS | Internal | Summer | B7 | 400 | 1667 | 0 | 71.31 | 71.3 | 0.01 | 0
2025 | MISO_W_2_MISO_WUMS | MISO_W | MISO_WUMS | Internal | Summer | B8 | 500 | 1667 | 0 | 67.55 | 65.96 | 0.01 | 0
2025 | MISO_W_2_MISO_WUMS | MISO_W | MISO_WUMS | Internal | Summer | B9 | 800 | 1667 | 0 | 64.14 | 64.14 | 0.01 | 0
2025 | MISO_W_2_MISO_WUMS | MISO_W | MISO_WUMS | Internal | Summer | B10 | 1262 | 1667 | 1667 | 55.66 | 57.51 | 0.01 | 1.84
2025 | MISO_W_2_MISO_WUMS | MISO_W | MISO_WUMS | Internal | Winter | B16 | 25 | 1667 | 1667 | 61.56 | 70.17 | 0.01 | 8.6
2025 | MISO_W_2_MISO_WUMS | MISO_W | MISO_WUMS | Internal | Winter | B17 | 100 | 1667 | 1667 | 61.49 | 70.17 | 0.01 | 8.67
2025 | MISO_W_2_MISO_WUMS | MISO_W | MISO_WUMS | Internal | Winter | B18 | 400 | 1667 | 1650.96 | 68.98 | 69 | 0.01 | 0
2025 | MISO_W_2_MISO_WUMS | MISO_W | MISO_WUMS | Internal | Winter | B19 | 700 | 1667 | 1479.89 | 68.98 | 69 | 0.01 | 0
2025 | MISO_W_2_MISO_WUMS | MISO_W | MISO_WUMS | Internal | Winter | B20 | 935 | 1667 | 1667 | 57.5 | 61.09 | 0.01 | 3.57
2025 | MISO_W_2_NE | MISO_W | NE | Internal | Shoulder | B11 | 25 | 5289 | 0 | 76.61 | 71.61 | 7 | 0
2025 | MISO_W_2_NE | MISO_W | NE | Internal | Shoulder | B12 | 200 | 5289 | 0 | 70.27 | 65.27 | 7 | 0
2025 | MISO_W_2_NE | MISO_W | NE | Internal | Shoulder | B13 | 600 | 5289 | 0 | 67.4 | 62.4 | 7 | 0
2025 | MISO_W_2_NE | MISO_W | NE | Internal | Shoulder | B14 | 900 | 5289 | 0 | 64.7 | 56.52 | 7 | 0
2025 | MISO_W_2_NE | MISO_W | NE | Internal | Shoulder | B15 | 1203 | 5289 | 0 | 14.59 | 2.59 | 7 | 0
2025 | MISO_W_2_NE | MISO_W | NE | Internal | Summer | B1 | 10 | 5289 | 0 | 108.63 | 103.63 | 7 | 0
2025 | MISO_W_2_NE | MISO_W | NE | Internal | Summer | B2 | 25 | 5289 | 0 | 107.27 | 102.27 | 7 | 0
2025 | MISO_W_2_NE | MISO_W | NE | Internal | Summer | B3 | 75 | 5289 | 0 | 107.27 | 102.27 | 7 | 0
2025 | MISO_W_2_NE | MISO_W | NE | Internal | Summer | B4 | 100 | 5289 | 0 | 104.06 | 99.06 | 7 | 0
2025 | MISO_W_2_NE | MISO_W | NE | Internal | Summer | B5 | 200 | 5289 | 0 | 95.12 | 90.12 | 7 | 0
2025 | MISO_W_2_NE | MISO_W | NE | Internal | Summer | B6 | 300 | 5289 | 0 | 80.33 | 75.33 | 7 | 0
2025 | MISO_W_2_NE | MISO_W | NE | Internal | Summer | B7 | 400 | 5289 | 0 | 71.31 | 66.31 | 7 | 0
2025 | MISO_W_2_NE | MISO_W | NE | Internal | Summer | B8 | 500 | 5289 | 0 | 67.55 | 62.55 | 7 | 0
2025 | MISO_W_2_NE | MISO_W | NE | Internal | Summer | B9 | 800 | 5289 | 0 | 64.14 | 59.14 | 7 | 0
2025 | MISO_W_2_NE | MISO_W | NE | Internal | Summer | B10 | 1262 | 5289 | 0 | 55.66 | 50.66 | 7 | 0
2025 | MISO_W_2_NE | MISO_W | NE | Internal | Winter | B16 | 25 | 5289 | 0 | 61.56 | 22.44 | 7 | 0
2025 | MISO_W_2_NE | MISO_W | NE | Internal | Winter | B17 | 100 | 5289 | 0 | 61.49 | 49.49 | 7 | 0
2025 | MISO_W_2_NE | MISO_W | NE | Internal | Winter | B18 | 400 | 5289 | 0 | 68.98 | 62.49 | 7 | 0
2025 | MISO_W_2_NE | MISO_W | NE | Internal | Winter | B19 | 700 | 5289 | 0 | 68.98 | 62.49 | 7 | 0
2025 | MISO_W_2_NE | MISO_W | NE | Internal | Winter | B20 | 935 | 5289 | 0 | 57.5 | 51.97 | 7 | 0
2025 | MISO_W_2_PJM_ROR | MISO_W | PJM_ROR | Internal | Shoulder | B11 | 25 | 13193 | 7994.1 | 76.61 | 78.61 | 2 | 0
2025 | MISO_W_2_PJM_ROR | MISO_W | PJM_ROR | Internal | Shoulder | B12 | 200 | 13193 | 11238.92 | 70.27 | 72.27 | 2 | 0
2025 | MISO_W_2_PJM_ROR | MISO_W | PJM_ROR | Internal | Shoulder | B13 | 600 | 13193 | 12047.08 | 67.4 | 69.4 | 2 | 0
2025 | MISO_W_2_PJM_ROR | MISO_W | PJM_ROR | Internal | Shoulder | B14 | 900 | 13193 | 13193 | 64.7 | 67.73 | 2 | 1.04
2025 | MISO_W_2_PJM_ROR | MISO_W | PJM_ROR | Internal | Shoulder | B15 | 1203 | 13193 | 13193 | 14.59 | 59.02 | 2 | 42.43
2025 | MISO_W_2_PJM_ROR | MISO_W | PJM_ROR | Internal | Summer | B1 | 10 | 13193 | 7585.67 | 108.63 | 110.63 | 2 | 0
2025 | MISO_W_2_PJM_ROR | MISO_W | PJM_ROR | Internal | Summer | B2 | 25 | 13193 | 11245.27 | 107.27 | 109.27 | 2 | 0
2025 | MISO_W_2_PJM_ROR | MISO_W | PJM_ROR | Internal | Summer | B3 | 75 | 13193 | 3299.13 | 107.27 | 109.27 | 2 | 0
2025 | MISO_W_2_PJM_ROR | MISO_W | PJM_ROR | Internal | Summer | B4 | 100 | 13193 | 4449.54 | 104.06 | 106.06 | 2 | 0
2025 | MISO_W_2_PJM_ROR | MISO_W | PJM_ROR | Internal | Summer | B5 | 200 | 13193 | 5332.19 | 95.12 | 97.12 | 2 | 0
2025 | MISO_W_2_PJM_ROR | MISO_W | PJM_ROR | Internal | Summer | B6 | 300 | 13193 | 3401.78 | 80.33 | 82.33 | 2 | 0
2025 | MISO_W_2_PJM_ROR | MISO_W | PJM_ROR | Internal | Summer | B7 | 400 | 13193 | 5546.55 | 71.31 | 73.31 | 2 | 0
2025 | MISO_W_2_PJM_ROR | MISO_W | PJM_ROR | Internal | Summer | B8 | 500 | 13193 | 9411.97 | 67.55 | 69.55 | 2 | 0
2025 | MISO_W_2_PJM_ROR | MISO_W | PJM_ROR | Internal | Summer | B9 | 800 | 13193 | 7903.41 | 64.14 | 66.14 | 2 | 0
2025 | MISO_W_2_PJM_ROR | MISO_W | PJM_ROR | Internal | Summer | B10 | 1262 | 13193 | 9624.42 | 55.66 | 57.66 | 2 | 0
2025 | MISO_W_2_PJM_ROR | MISO_W | PJM_ROR | Internal | Winter | B16 | 25 | 13193 | 13193 | 61.56 | 83.57 | 2 | 20.01
2025 | MISO_W_2_PJM_ROR | MISO_W | PJM_ROR | Internal | Winter | B17 | 100 | 13193 | 13193 | 61.49 | 76.96 | 2 | 13.47
2025 | MISO_W_2_PJM_ROR | MISO_W | PJM_ROR | Internal | Winter | B18 | 400 | 13193 | 13193 | 68.98 | 72.29 | 2 | 1.31
2025 | MISO_W_2_PJM_ROR | MISO_W | PJM_ROR | Internal | Winter | B19 | 700 | 13193 | 13193 | 68.98 | 71.01 | 2 | 0.02
2025 | MISO_W_2_PJM_ROR | MISO_W | PJM_ROR | Internal | Winter | B20 | 935 | 13193 | 13193 | 57.5 | 61.8 | 2 | 2.3
2025 | MISO_W_2_SPP_N | MISO_W | SPP_N | Internal | Shoulder | B11 | 25 | 3537 | 0 | 76.61 | 71.62 | 7 | 0
2025 | MISO_W_2_SPP_N | MISO_W | SPP_N | Internal | Shoulder | B12 | 200 | 3537 | 0 | 70.27 | 65.69 | 7 | 0
2025 | MISO_W_2_SPP_N | MISO_W | SPP_N | Internal | Shoulder | B13 | 600 | 3537 | 0 | 67.4 | 62.41 | 7 | 0
2025 | MISO_W_2_SPP_N | MISO_W | SPP_N | Internal | Shoulder | B14 | 900 | 3537 | 0 | 64.7 | 56.53 | 7 | 0
2025 | MISO_W_2_SPP_N | MISO_W | SPP_N | Internal | Shoulder | B15 | 1203 | 3537 | 0 | 14.59 | 2.6 | 7 | 0
2025 | MISO_W_2_SPP_N | MISO_W | SPP_N | Internal | Summer | B1 | 10 | 3537 | 0 | 108.63 | 69.11 | 7 | 0
2025 | MISO_W_2_SPP_N | MISO_W | SPP_N | Internal | Summer | B2 | 25 | 3537 | 0 | 107.27 | 102.26 | 7 | 0
2025 | MISO_W_2_SPP_N | MISO_W | SPP_N | Internal | Summer | B3 | 75 | 3537 | 0 | 107.27 | 102.28 | 7 | 0
2025 | MISO_W_2_SPP_N | MISO_W | SPP_N | Internal | Summer | B4 | 100 | 3537 | 0 | 104.06 | 99.07 | 7 | 0
2025 | MISO_W_2_SPP_N | MISO_W | SPP_N | Internal | Summer | B5 | 200 | 3537 | 0 | 95.12 | 90.13 | 7 | 0
2025 | MISO_W_2_SPP_N | MISO_W | SPP_N | Internal | Summer | B6 | 300 | 3537 | 0 | 80.33 | 75.34 | 7 | 0
2025 | MISO_W_2_SPP_N | MISO_W | SPP_N | Internal | Summer | B7 | 400 | 3537 | 0 | 71.31 | 69.52 | 7 | 0
2025 | MISO_W_2_SPP_N | MISO_W | SPP_N | Internal | Summer | B8 | 500 | 3537 | 0 | 67.55 | 65.92 | 7 | 0
2025 | MISO_W_2_SPP_N | MISO_W | SPP_N | Internal | Summer | B9 | 800 | 3537 | 0 | 64.14 | 64.24 | 7 | 0
2025 | MISO_W_2_SPP_N | MISO_W | SPP_N | Internal | Summer | B10 | 1262 | 3537 | 0 | 55.66 | 55.3 | 7 | 0
2025 | MISO_W_2_SPP_N | MISO_W | SPP_N | Internal | Winter | B16 | 25 | 3537 | 3446.8 | 61.56 | 68.56 | 7 | 0
2025 | MISO_W_2_SPP_N | MISO_W | SPP_N | Internal | Winter | B17 | 100 | 3537 | 0 | 61.49 | 65.26 | 7 | 0
2025 | MISO_W_2_SPP_N | MISO_W | SPP_N | Internal | Winter | B18 | 400 | 3537 | 0 | 68.98 | 63.98 | 7 | 0
2025 | MISO_W_2_SPP_N | MISO_W | SPP_N | Internal | Winter | B19 | 700 | 3537 | 0 | 68.98 | 62.5 | 7 | 0
2025 | MISO_W_2_SPP_N | MISO_W | SPP_N | Internal | Winter | B20 | 935 | 3537 | 0 | 57.5 | 52.5 | 7 | 0
2025 | MISO_WUMS_2_MISO_MI | MISO_WUMS | MISO_MI | Internal | Shoulder | B11 | 25 | 787 | 787 | 76.6 | 76.65 | 0.01 | 0.04
2025 | MISO_WUMS_2_MISO_MI | MISO_WUMS | MISO_MI | Internal | Shoulder | B12 | 200 | 787 | 787 | 70.26 | 71.96 | 0.01 | 1.69
2025 | MISO_WUMS_2_MISO_MI | MISO_WUMS | MISO_MI | Internal | Shoulder | B13 | 600 | 787 | 787 | 67.4 | 67.86 | 0.01 | 0.45
2025 | MISO_WUMS_2_MISO_MI | MISO_WUMS | MISO_MI | Internal | Shoulder | B14 | 900 | 787 | 787 | 64.71 | 66 | 0.01 | 1.27
2025 | MISO_WUMS_2_MISO_MI | MISO_WUMS | MISO_MI | Internal | Shoulder | B15 | 1203 | 787 | 787 | 58.73 | 59.13 | 0.01 | 0.38
2025 | MISO_WUMS_2_MISO_MI | MISO_WUMS | MISO_MI | Internal | Summer | B1 | 10 | 787 | 787 | 108.62 | 108.64 | 0.01 | 0.01
2025 | MISO_WUMS_2_MISO_MI | MISO_WUMS | MISO_MI | Internal | Summer | B2 | 25 | 787 | 787 | 107.26 | 108.43 | 0.01 | 1.16
2025 | MISO_WUMS_2_MISO_MI | MISO_WUMS | MISO_MI | Internal | Summer | B3 | 75 | 787 | 787 | 107.26 | 107.3 | 0.01 | 0.04
2025 | MISO_WUMS_2_MISO_MI | MISO_WUMS | MISO_MI | Internal | Summer | B4 | 100 | 787 | 787 | 88.3 | 104.07 | 0.01 | 15.76
2025 | MISO_WUMS_2_MISO_MI | MISO_WUMS | MISO_MI | Internal | Summer | B5 | 200 | 787 | 787 | 87.97 | 95.12 | 0.01 | 7.14
2025 | MISO_WUMS_2_MISO_MI | MISO_WUMS | MISO_MI | Internal | Summer | B6 | 300 | 787 | 787 | 80.32 | 80.34 | 0.01 | 0.01
2025 | MISO_WUMS_2_MISO_MI | MISO_WUMS | MISO_MI | Internal | Summer | B7 | 400 | 787 | 787 | 71.3 | 74.52 | 0.01 | 3.21
2025 | MISO_WUMS_2_MISO_MI | MISO_WUMS | MISO_MI | Internal | Summer | B8 | 500 | 787 | 787 | 65.96 | 70.92 | 0.01 | 4.94
2025 | MISO_WUMS_2_MISO_MI | MISO_WUMS | MISO_MI | Internal | Summer | B9 | 800 | 787 | 787 | 64.14 | 66.39 | 0.01 | 2.24
2025 | MISO_WUMS_2_MISO_MI | MISO_WUMS | MISO_MI | Internal | Summer | B10 | 1262 | 787 | 787 | 57.51 | 57.88 | 0.01 | 0.36
2025 | MISO_WUMS_2_MISO_MI | MISO_WUMS | MISO_MI | Internal | Winter | B16 | 25 | 787 | 787 | 70.17 | 81.58 | 0.01 | 11.4
2025 | MISO_WUMS_2_MISO_MI | MISO_WUMS | MISO_MI | Internal | Winter | B17 | 100 | 787 | 787 | 70.17 | 74.98 | 0.01 | 4.8
2025 | MISO_WUMS_2_MISO_MI | MISO_WUMS | MISO_MI | Internal | Winter | B18 | 400 | 787 | 787 | 69 | 70.3 | 0.01 | 1.29
2025 | MISO_WUMS_2_MISO_MI | MISO_WUMS | MISO_MI | Internal | Winter | B19 | 700 | 787 | 787 | 69 | 69.02 | 0.01 | 0.01
2025 | MISO_WUMS_2_MISO_MI | MISO_WUMS | MISO_MI | Internal | Winter | B20 | 935 | 787 | 787 | 61.09 | 61.49 | 0.01 | 0.39
2025 | MISO_WUMS_2_MISO_W | MISO_WUMS | MISO_W | Internal | Shoulder | B11 | 25 | 1175 | 618.06 | 76.6 | 76.61 | 0.01 | 0
2025 | MISO_WUMS_2_MISO_W | MISO_WUMS | MISO_W | Internal | Shoulder | B12 | 200 | 1175 | 611.32 | 70.26 | 70.27 | 0.01 | 0
2025 | MISO_WUMS_2_MISO_W | MISO_WUMS | MISO_W | Internal | Shoulder | B13 | 600 | 1175 | 0 | 67.4 | 67.4 | 0.01 | 0
2025 | MISO_WUMS_2_MISO_W | MISO_WUMS | MISO_W | Internal | Shoulder | B14 | 900 | 1175 | 0 | 64.71 | 64.7 | 0.01 | 0
2025 | MISO_WUMS_2_MISO_W | MISO_WUMS | MISO_W | Internal | Shoulder | B15 | 1203 | 1175 | 0 | 58.73 | 14.59 | 0.01 | 0
2025 | MISO_WUMS_2_MISO_W | MISO_WUMS | MISO_W | Internal | Summer | B1 | 10 | 1175 | 336.67 | 108.62 | 108.63 | 0.01 | 0
2025 | MISO_WUMS_2_MISO_W | MISO_WUMS | MISO_W | Internal | Summer | B2 | 25 | 1175 | 390.33 | 107.26 | 107.27 | 0.01 | 0
2025 | MISO_WUMS_2_MISO_W | MISO_WUMS | MISO_W | Internal | Summer | B3 | 75 | 1175 | 954.92 | 107.26 | 107.27 | 0.01 | 0
2025 | MISO_WUMS_2_MISO_W | MISO_WUMS | MISO_W | Internal | Summer | B4 | 100 | 1175 | 1175 | 88.3 | 104.06 | 0.01 | 15.75
2025 | MISO_WUMS_2_MISO_W | MISO_WUMS | MISO_W | Internal | Summer | B5 | 200 | 1175 | 1175 | 87.97 | 95.12 | 0.01 | 7.14
2025 | MISO_WUMS_2_MISO_W | MISO_WUMS | MISO_W | Internal | Summer | B6 | 300 | 1175 | 677.48 | 80.32 | 80.33 | 0.01 | 0
2025 | MISO_WUMS_2_MISO_W | MISO_WUMS | MISO_W | Internal | Summer | B7 | 400 | 1175 | 1003.91 | 71.3 | 71.31 | 0.01 | 0
2025 | MISO_WUMS_2_MISO_W | MISO_WUMS | MISO_W | Internal | Summer | B8 | 500 | 1175 | 1175 | 65.96 | 67.55 | 0.01 | 1.57
2025 | MISO_WUMS_2_MISO_W | MISO_WUMS | MISO_W | Internal | Summer | B9 | 800 | 1175 | 0 | 64.14 | 64.14 | 0.01 | 0
2025 | MISO_WUMS_2_MISO_W | MISO_WUMS | MISO_W | Internal | Summer | B10 | 1262 | 1175 | 0 | 57.51 | 55.66 | 0.01 | 0
2025 | MISO_WUMS_2_MISO_W | MISO_WUMS | MISO_W | Internal | Winter | B16 | 25 | 1175 | 0 | 70.17 | 61.56 | 0.01 | 0
2025 | MISO_WUMS_2_MISO_W | MISO_WUMS | MISO_W | Internal | Winter | B17 | 100 | 1175 | 0 | 70.17 | 61.49 | 0.01 | 0
2025 | MISO_WUMS_2_MISO_W | MISO_WUMS | MISO_W | Internal | Winter | B18 | 400 | 1175 | 0 | 69 | 68.98 | 0.01 | 0
2025 | MISO_WUMS_2_MISO_W | MISO_WUMS | MISO_W | Internal | Winter | B19 | 700 | 1175 | 0 | 69 | 68.98 | 0.01 | 0
2025 | MISO_WUMS_2_MISO_W | MISO_WUMS | MISO_W | Internal | Winter | B20 | 935 | 1175 | 0 | 61.09 | 57.5 | 0.01 | 0
2025 | MISO_WUMS_2_PJM_ROR | MISO_WUMS | PJM_ROR | Internal | Shoulder | B11 | 25 | 1600 | 1600 | 76.6 | 78.61 | 2 | 0.01
2025 | MISO_WUMS_2_PJM_ROR | MISO_WUMS | PJM_ROR | Internal | Shoulder | B12 | 200 | 1600 | 1600 | 70.26 | 72.27 | 2 | 0.01
2025 | MISO_WUMS_2_PJM_ROR | MISO_WUMS | PJM_ROR | Internal | Shoulder | B13 | 600 | 1600 | 1400.47 | 67.4 | 69.4 | 2 | 0
2025 | MISO_WUMS_2_PJM_ROR | MISO_WUMS | PJM_ROR | Internal | Shoulder | B14 | 900 | 1600 | 1600 | 64.71 | 67.73 | 2 | 1.02
2025 | MISO_WUMS_2_PJM_ROR | MISO_WUMS | PJM_ROR | Internal | Shoulder | B15 | 1203 | 1600 | 0 | 58.73 | 59.02 | 2 | 0
2025 | MISO_WUMS_2_PJM_ROR | MISO_WUMS | PJM_ROR | Internal | Summer | B1 | 10 | 1600 | 1600 | 108.62 | 110.63 | 2 | 0.01
2025 | MISO_WUMS_2_PJM_ROR | MISO_WUMS | PJM_ROR | Internal | Summer | B2 | 25 | 1600 | 1600 | 107.26 | 109.27 | 2 | 0.01
2025 | MISO_WUMS_2_PJM_ROR | MISO_WUMS | PJM_ROR | Internal | Summer | B3 | 75 | 1600 | 1600 | 107.26 | 109.27 | 2 | 0.01
2025 | MISO_WUMS_2_PJM_ROR | MISO_WUMS | PJM_ROR | Internal | Summer | B4 | 100 | 1600 | 1600 | 88.3 | 106.06 | 2 | 15.76
2025 | MISO_WUMS_2_PJM_ROR | MISO_WUMS | PJM_ROR | Internal | Summer | B5 | 200 | 1600 | 1600 | 87.97 | 97.12 | 2 | 7.15
2025 | MISO_WUMS_2_PJM_ROR | MISO_WUMS | PJM_ROR | Internal | Summer | B6 | 300 | 1600 | 1600 | 80.32 | 82.33 | 2 | 0.01
2025 | MISO_WUMS_2_PJM_ROR | MISO_WUMS | PJM_ROR | Internal | Summer | B7 | 400 | 1600 | 1600 | 71.3 | 73.31 | 2 | 0.01
2025 | MISO_WUMS_2_PJM_ROR | MISO_WUMS | PJM_ROR | Internal | Summer | B8 | 500 | 1600 | 1600 | 65.96 | 69.55 | 2 | 1.58
2025 | MISO_WUMS_2_PJM_ROR | MISO_WUMS | PJM_ROR | Internal | Summer | B9 | 800 | 1600 | 1013.89 | 64.14 | 66.14 | 2 | 0
2025 | MISO_WUMS_2_PJM_ROR | MISO_WUMS | PJM_ROR | Internal | Summer | B10 | 1262 | 1600 | 0 | 57.51 | 57.66 | 2 | 0
2025 | MISO_WUMS_2_PJM_ROR | MISO_WUMS | PJM_ROR | Internal | Winter | B16 | 25 | 1600 | 1600 | 70.17 | 83.57 | 2 | 11.4
2025 | MISO_WUMS_2_PJM_ROR | MISO_WUMS | PJM_ROR | Internal | Winter | B17 | 100 | 1600 | 1600 | 70.17 | 76.96 | 2 | 4.8
2025 | MISO_WUMS_2_PJM_ROR | MISO_WUMS | PJM_ROR | Internal | Winter | B18 | 400 | 1600 | 1600 | 69 | 72.29 | 2 | 1.29
2025 | MISO_WUMS_2_PJM_ROR | MISO_WUMS | PJM_ROR | Internal | Winter | B19 | 700 | 1600 | 1600 | 69 | 71.01 | 2 | 0.01
2025 | MISO_WUMS_2_PJM_ROR | MISO_WUMS | PJM_ROR | Internal | Winter | B20 | 935 | 1600 | 0 | 61.09 | 61.8 | 2 | 0
2025 | NE_2_MAPP_US | NE | MAPP_US | Internal | Shoulder | B11 | 25 | 1600 | 0 | 71.61 | 69.61 | 5 | 0
2025 | NE_2_MAPP_US | NE | MAPP_US | Internal | Shoulder | B12 | 200 | 1600 | 0 | 65.27 | 63.27 | 5 | 0
2025 | NE_2_MAPP_US | NE | MAPP_US | Internal | Shoulder | B13 | 600 | 1600 | 0 | 62.4 | 60.4 | 5 | 0
2025 | NE_2_MAPP_US | NE | MAPP_US | Internal | Shoulder | B14 | 900 | 1600 | 0 | 56.52 | 57.7 | 5 | 0
2025 | NE_2_MAPP_US | NE | MAPP_US | Internal | Shoulder | B15 | 1203 | 1600 | 222.73 | 2.59 | 7.59 | 5 | 0
2025 | NE_2_MAPP_US | NE | MAPP_US | Internal | Summer | B1 | 10 | 1600 | 0 | 103.63 | 101.63 | 5 | 0
2025 | NE_2_MAPP_US | NE | MAPP_US | Internal | Summer | B2 | 25 | 1600 | 0 | 102.27 | 100.27 | 5 | 0
2025 | NE_2_MAPP_US | NE | MAPP_US | Internal | Summer | B3 | 75 | 1600 | 0 | 102.27 | 100.27 | 5 | 0
2025 | NE_2_MAPP_US | NE | MAPP_US | Internal | Summer | B4 | 100 | 1600 | 0 | 99.06 | 97.06 | 5 | 0
2025 | NE_2_MAPP_US | NE | MAPP_US | Internal | Summer | B5 | 200 | 1600 | 0 | 90.12 | 88.12 | 5 | 0
2025 | NE_2_MAPP_US | NE | MAPP_US | Internal | Summer | B6 | 300 | 1600 | 0 | 75.33 | 73.33 | 5 | 0
2025 | NE_2_MAPP_US | NE | MAPP_US | Internal | Summer | B7 | 400 | 1600 | 0 | 66.31 | 64.31 | 5 | 0
2025 | NE_2_MAPP_US | NE | MAPP_US | Internal | Summer | B8 | 500 | 1600 | 0 | 62.55 | 60.55 | 5 | 0
2025 | NE_2_MAPP_US | NE | MAPP_US | Internal | Summer | B9 | 800 | 1600 | 0 | 59.14 | 57.14 | 5 | 0
2025 | NE_2_MAPP_US | NE | MAPP_US | Internal | Summer | B10 | 1262 | 1600 | 0 | 50.66 | 48.66 | 5 | 0
2025 | NE_2_MAPP_US | NE | MAPP_US | Internal | Winter | B16 | 25 | 1600 | 1147.44 | 22.44 | 27.44 | 5 | 0
2025 | NE_2_MAPP_US | NE | MAPP_US | Internal | Winter | B17 | 100 | 1600 | 188.7 | 49.49 | 54.49 | 5 | 0
2025 | NE_2_MAPP_US | NE | MAPP_US | Internal | Winter | B18 | 400 | 1600 | 0 | 62.49 | 61.98 | 5 | 0
2025 | NE_2_MAPP_US | NE | MAPP_US | Internal | Winter | B19 | 700 | 1600 | 0 | 62.49 | 61.98 | 5 | 0
2025 | NE_2_MAPP_US | NE | MAPP_US | Internal | Winter | B20 | 935 | 1600 | 0 | 51.97 | 50.5 | 5 | 0
2025 | NE_2_MISO_W | NE | MISO_W | Internal | Shoulder | B11 | 25 | 4089 | 2282.07 | 71.61 | 76.61 | 5 | 0
2025 | NE_2_MISO_W | NE | MISO_W | Internal | Shoulder | B12 | 200 | 4089 | 2032.1 | 65.27 | 70.27 | 5 | 0
2025 | NE_2_MISO_W | NE | MISO_W | Internal | Shoulder | B13 | 600 | 4089 | 3591.01 | 62.4 | 67.4 | 5 | 0
2025 | NE_2_MISO_W | NE | MISO_W | Internal | Shoulder | B14 | 900 | 4089 | 4089 | 56.52 | 64.7 | 5 | 3.18
2025 | NE_2_MISO_W | NE | MISO_W | Internal | Shoulder | B15 | 1203 | 4089 | 4089 | 2.59 | 14.59 | 5 | 7
2025 | NE_2_MISO_W | NE | MISO_W | Internal | Summer | B1 | 10 | 4089 | 1744.67 | 103.63 | 108.63 | 5 | 0
2025 | NE_2_MISO_W | NE | MISO_W | Internal | Summer | B2 | 25 | 4089 | 3603.76 | 102.27 | 107.27 | 5 | 0
2025 | NE_2_MISO_W | NE | MISO_W | Internal | Summer | B3 | 75 | 4089 | 478.9 | 102.27 | 107.27 | 5 | 0
2025 | NE_2_MISO_W | NE | MISO_W | Internal | Summer | B4 | 100 | 4089 | 179.23 | 99.06 | 104.06 | 5 | 0
2025 | NE_2_MISO_W | NE | MISO_W | Internal | Summer | B5 | 200 | 4089 | 647.22 | 90.12 | 95.12 | 5 | 0
2025 | NE_2_MISO_W | NE | MISO_W | Internal | Summer | B6 | 300 | 4089 | 499.11 | 75.33 | 80.33 | 5 | 0
2025 | NE_2_MISO_W | NE | MISO_W | Internal | Summer | B7 | 400 | 4089 | 326.7 | 66.31 | 71.31 | 5 | 0
2025 | NE_2_MISO_W | NE | MISO_W | Internal | Summer | B8 | 500 | 4089 | 1359.87 | 62.55 | 67.55 | 5 | 0
2025 | NE_2_MISO_W | NE | MISO_W | Internal | Summer | B9 | 800 | 4089 | 1205.09 | 59.14 | 64.14 | 5 | 0
2025 | NE_2_MISO_W | NE | MISO_W | Internal | Summer | B10 | 1262 | 4089 | 2461.14 | 50.66 | 55.66 | 5 | 0
2025 | NE_2_MISO_W | NE | MISO_W | Internal | Winter | B16 | 25 | 4089 | 4089 | 22.44 | 61.56 | 5 | 34.12
2025 | NE_2_MISO_W | NE | MISO_W | Internal | Winter | B17 | 100 | 4089 | 4089 | 49.49 | 61.49 | 5 | 7
2025 | NE_2_MISO_W | NE | MISO_W | Internal | Winter | B18 | 400 | 4089 | 4089 | 62.49 | 68.98 | 5 | 1.49
2025 | NE_2_MISO_W | NE | MISO_W | Internal | Winter | B19 | 700 | 4089 | 4089 | 62.49 | 68.98 | 5 | 1.49
2025 | NE_2_MISO_W | NE | MISO_W | Internal | Winter | B20 | 935 | 4089 | 4089 | 51.97 | 57.5 | 5 | 0.53
2025 | NE_2_SPP_N | NE | SPP_N | Internal | Shoulder | B11 | 25 | 1960 | 92.09 | 71.61 | 71.62 | 0.01 | 0
2025 | NE_2_SPP_N | NE | SPP_N | Internal | Shoulder | B12 | 200 | 1960 | 1960 | 65.27 | 65.69 | 0.01 | 0.41
2025 | NE_2_SPP_N | NE | SPP_N | Internal | Shoulder | B13 | 600 | 1960 | 1215.24 | 62.4 | 62.41 | 0.01 | 0
2025 | NE_2_SPP_N | NE | SPP_N | Internal | Shoulder | B14 | 900 | 1960 | 740.42 | 56.52 | 56.53 | 0.01 | 0
2025 | NE_2_SPP_N | NE | SPP_N | Internal | Shoulder | B15 | 1203 | 1960 | 487.38 | 2.59 | 2.6 | 0.01 | 0
2025 | NE_2_SPP_N | NE | SPP_N | Internal | Summer | B1 | 10 | 1960 | 0 | 103.63 | 69.11 | 0.01 | 0
2025 | NE_2_SPP_N | NE | SPP_N | Internal | Summer | B2 | 25 | 1960 | 0 | 102.27 | 102.26 | 0.01 | 0
2025 | NE_2_SPP_N | NE | SPP_N | Internal | Summer | B3 | 75 | 1960 | 1784.33 | 102.27 | 102.28 | 0.01 | 0
2025 | NE_2_SPP_N | NE | SPP_N | Internal | Summer | B4 | 100 | 1960 | 1347.47 | 99.06 | 99.07 | 0.01 | 0
2025 | NE_2_SPP_N | NE | SPP_N | Internal | Summer | B5 | 200 | 1960 | 1224.97 | 90.12 | 90.13 | 0.01 | 0
2025 | NE_2_SPP_N | NE | SPP_N | Internal | Summer | B6 | 300 | 1960 | 1526.6 | 75.33 | 75.34 | 0.01 | 0
2025 | NE_2_SPP_N | NE | SPP_N | Internal | Summer | B7 | 400 | 1960 | 1960 | 66.31 | 69.52 | 0.01 | 3.2
2025 | NE_2_SPP_N | NE | SPP_N | Internal | Summer | B8 | 500 | 1960 | 1960 | 62.55 | 65.92 | 0.01 | 3.36
2025 | NE_2_SPP_N | NE | SPP_N | Internal | Summer | B9 | 800 | 1960 | 1960 | 59.14 | 64.24 | 0.01 | 5.09
2025 | NE_2_SPP_N | NE | SPP_N | Internal | Summer | B10 | 1262 | 1960 | 1960 | 50.66 | 55.3 | 0.01 | 4.63
2025 | NE_2_SPP_N | NE | SPP_N | Internal | Winter | B16 | 25 | 1960 | 1960 | 22.44 | 68.56 | 0.01 | 46.11
2025 | NE_2_SPP_N | NE | SPP_N | Internal | Winter | B17 | 100 | 1960 | 1960 | 49.49 | 65.26 | 0.01 | 15.75
2025 | NE_2_SPP_N | NE | SPP_N | Internal | Winter | B18 | 400 | 1960 | 1960 | 62.49 | 63.98 | 0.01 | 1.48
2025 | NE_2_SPP_N | NE | SPP_N | Internal | Winter | B19 | 700 | 1960 | 1464.23 | 62.49 | 62.5 | 0.01 | 0
2025 | NE_2_SPP_N | NE | SPP_N | Internal | Winter | B20 | 935 | 1960 | 1960 | 51.97 | 52.5 | 0.01 | 0.52
2025 | NEISO_2_NYISO_A-F | NEISO | NYISO_A-F | Internal | Shoulder | B11 | 25 | 600 | 0 | 65.77 | 68.74 | 3 | 0
2025 | NEISO_2_NYISO_A-F | NEISO | NYISO_A-F | Internal | Shoulder | B12 | 200 | 600 | 0 | 64.26 | 67.23 | 3 | 0
2025 | NEISO_2_NYISO_A-F | NEISO | NYISO_A-F | Internal | Shoulder | B13 | 600 | 600 | 0 | 63.73 | 64.83 | 3 | 0
2025 | NEISO_2_NYISO_A-F | NEISO | NYISO_A-F | Internal | Shoulder | B14 | 900 | 600 | 0 | 63.73 | 64.83 | 3 | 0
2025 | NEISO_2_NYISO_A-F | NEISO | NYISO_A-F | Internal | Shoulder | B15 | 1203 | 600 | 0 | 63.73 | 64.83 | 3 | 0
2025 | NEISO_2_NYISO_A-F | NEISO | NYISO_A-F | Internal | Summer | B1 | 10 | 600 | 0 | 101.07 | 96.87 | 3 | 0
2025 | NEISO_2_NYISO_A-F | NEISO | NYISO_A-F | Internal | Summer | B2 | 25 | 600 | 0 | 98.29 | 95.29 | 3 | 0
2025 | NEISO_2_NYISO_A-F | NEISO | NYISO_A-F | Internal | Summer | B3 | 75 | 600 | 0 | 85.84 | 86.27 | 3 | 0
2025 | NEISO_2_NYISO_A-F | NEISO | NYISO_A-F | Internal | Summer | B4 | 100 | 600 | 285.55 | 75.83 | 78.83 | 3 | 0
2025 | NEISO_2_NYISO_A-F | NEISO | NYISO_A-F | Internal | Summer | B5 | 200 | 600 | 600 | 62.6 | 67.45 | 3 | 1.85
2025 | NEISO_2_NYISO_A-F | NEISO | NYISO_A-F | Internal | Summer | B6 | 300 | 600 | 600 | 62.6 | 67.45 | 3 | 1.85
2025 | NEISO_2_NYISO_A-F | NEISO | NYISO_A-F | Internal | Summer | B7 | 400 | 600 | 0 | 62.6 | 65.32 | 3 | 0
2025 | NEISO_2_NYISO_A-F | NEISO | NYISO_A-F | Internal | Summer | B8 | 500 | 600 | 0 | 62.6 | 62.92 | 3 | 0
2025 | NEISO_2_NYISO_A-F | NEISO | NYISO_A-F | Internal | Summer | B9 | 800 | 600 | 0 | 62.6 | 62.92 | 3 | 0
2025 | NEISO_2_NYISO_A-F | NEISO | NYISO_A-F | Internal | Summer | B10 | 1262 | 600 | 0 | 62.6 | 62.92 | 3 | 0
2025 | NEISO_2_NYISO_A-F | NEISO | NYISO_A-F | Internal | Winter | B16 | 25 | 600 | 0 | 75.56 | 71.29 | 3 | 0
2025 | NEISO_2_NYISO_A-F | NEISO | NYISO_A-F | Internal | Winter | B17 | 100 | 600 | 0 | 74.66 | 71.29 | 3 | 0
2025 | NEISO_2_NYISO_A-F | NEISO | NYISO_A-F | Internal | Winter | B18 | 400 | 600 | 0 | 71.94 | 68.94 | 3 | 0
2025 | NEISO_2_NYISO_A-F | NEISO | NYISO_A-F | Internal | Winter | B19 | 700 | 600 | 0 | 71.94 | 68.94 | 3 | 0
2025 | NEISO_2_NYISO_A-F | NEISO | NYISO_A-F | Internal | Winter | B20 | 935 | 600 | 0 | 71.94 | 68.94 | 3 | 0
2025 | NEISO_2_NYISO_G-I | NEISO | NYISO_G-I | Internal | Shoulder | B11 | 25 | 600 | 600 | 65.77 | 70.45 | 3 | 1.69
2025 | NEISO_2_NYISO_G-I | NEISO | NYISO_G-I | Internal | Shoulder | B12 | 200 | 600 | 0 | 64.26 | 67.25 | 3 | 0
2025 | NEISO_2_NYISO_G-I | NEISO | NYISO_G-I | Internal | Shoulder | B13 | 600 | 600 | 0 | 63.73 | 66.18 | 3 | 0
2025 | NEISO_2_NYISO_G-I | NEISO | NYISO_G-I | Internal | Shoulder | B14 | 900 | 600 | 0 | 63.73 | 66.18 | 3 | 0
2025 | NEISO_2_NYISO_G-I | NEISO | NYISO_G-I | Internal | Shoulder | B15 | 1203 | 600 | 0 | 63.73 | 64.84 | 3 | 0
2025 | NEISO_2_NYISO_G-I | NEISO | NYISO_G-I | Internal | Summer | B1 | 10 | 600 | 532.52 | 101.07 | 104.07 | 3 | 0
2025 | NEISO_2_NYISO_G-I | NEISO | NYISO_G-I | Internal | Summer | B2 | 25 | 600 | 98.22 | 98.29 | 101.29 | 3 | 0
2025 | NEISO_2_NYISO_G-I | NEISO | NYISO_G-I | Internal | Summer | B3 | 75 | 600 | 600 | 85.84 | 91.87 | 3 | 3.03
2025 | NEISO_2_NYISO_G-I | NEISO | NYISO_G-I | Internal | Summer | B4 | 100 | 600 | 600 | 75.83 | 89.6 | 3 | 10.78
2025 | NEISO_2_NYISO_G-I | NEISO | NYISO_G-I | Internal | Summer | B5 | 200 | 600 | 600 | 62.6 | 89.12 | 3 | 23.52
2025 | NEISO_2_NYISO_G-I | NEISO | NYISO_G-I | Internal | Summer | B6 | 300 | 600 | 600 | 62.6 | 74.33 | 3 | 8.74
2025 | NEISO_2_NYISO_G-I | NEISO | NYISO_G-I | Internal | Summer | B7 | 400 | 600 | 0 | 62.6 | 65.34 | 3 | 0
2025 | NEISO_2_NYISO_G-I | NEISO | NYISO_G-I | Internal | Summer | B8 | 500 | 600 | 0 | 62.6 | 64.43 | 3 | 0
2025 | NEISO_2_NYISO_G-I | NEISO | NYISO_G-I | Internal | Summer | B9 | 800 | 600 | 0 | 62.6 | 62.94 | 3 | 0
2025 | NEISO_2_NYISO_G-I | NEISO | NYISO_G-I | Internal | Summer | B10 | 1262 | 600 | 0 | 62.6 | 62.94 | 3 | 0
2025 | NEISO_2_NYISO_G-I | NEISO | NYISO_G-I | Internal | Winter | B16 | 25 | 600 | 0 | 75.56 | 75.57 | 3 | 0
2025 | NEISO_2_NYISO_G-I | NEISO | NYISO_G-I | Internal | Winter | B17 | 100 | 600 | 0 | 74.66 | 75.05 | 3 | 0
2025 | NEISO_2_NYISO_G-I | NEISO | NYISO_G-I | Internal | Winter | B18 | 400 | 600 | 506.8 | 71.94 | 74.94 | 3 | 0
2025 | NEISO_2_NYISO_G-I | NEISO | NYISO_G-I | Internal | Winter | B19 | 700 | 600 | 335.5 | 71.94 | 74.94 | 3 | 0
2025 | NEISO_2_NYISO_G-I | NEISO | NYISO_G-I | Internal | Winter | B20 | 935 | 600 | 0 | 71.94 | 68.95 | 3 | 0
2025 | NEISO_2_NYISO_J-K | NEISO | NYISO_J-K | Internal | Shoulder | B11 | 25 | 745 | 745 | 65.77 | 70.47 | 3 | 1.7
2025 | NEISO_2_NYISO_J-K | NEISO | NYISO_J-K | Internal | Shoulder | B12 | 200 | 745 | 185.09 | 64.26 | 67.26 | 3 | 0
2025 | NEISO_2_NYISO_J-K | NEISO | NYISO_J-K | Internal | Shoulder | B13 | 600 | 745 | 0 | 63.73 | 66.19 | 3 | 0
2025 | NEISO_2_NYISO_J-K | NEISO | NYISO_J-K | Internal | Shoulder | B14 | 900 | 745 | 0 | 63.73 | 66.19 | 3 | 0
2025 | NEISO_2_NYISO_J-K | NEISO | NYISO_J-K | Internal | Shoulder | B15 | 1203 | 745 | 0 | 63.73 | 64.85 | 3 | 0
2025 | NEISO_2_NYISO_J-K | NEISO | NYISO_J-K | Internal | Summer | B1 | 10 | 745 | 745 | 101.07 | 104.08 | 3 | 0.01
2025 | NEISO_2_NYISO_J-K | NEISO | NYISO_J-K | Internal | Summer | B2 | 25 | 745 | 745 | 98.29 | 101.3 | 3 | 0.01
2025 | NEISO_2_NYISO_J-K | NEISO | NYISO_J-K | Internal | Summer | B3 | 75 | 745 | 745 | 85.84 | 91.88 | 3 | 3.04
2025 | NEISO_2_NYISO_J-K | NEISO | NYISO_J-K | Internal | Summer | B4 | 100 | 745 | 745 | 75.83 | 89.61 | 3 | 10.79
2025 | NEISO_2_NYISO_J-K | NEISO | NYISO_J-K | Internal | Summer | B5 | 200 | 745 | 745 | 62.6 | 89.61 | 3 | 24.02
2025 | NEISO_2_NYISO_J-K | NEISO | NYISO_J-K | Internal | Summer | B6 | 300 | 745 | 745 | 62.6 | 74.34 | 3 | 8.75
2025 | NEISO_2_NYISO_J-K | NEISO | NYISO_J-K | Internal | Summer | B7 | 400 | 745 | 745 | 62.6 | 67 | 3 | 1.41
2025 | NEISO_2_NYISO_J-K | NEISO | NYISO_J-K | Internal | Summer | B8 | 500 | 745 | 229.01 | 62.6 | 65.6 | 3 | 0
2025 | NEISO_2_NYISO_J-K | NEISO | NYISO_J-K | Internal | Summer | B9 | 800 | 745 | 0 | 62.6 | 62.95 | 3 | 0
2025 | NEISO_2_NYISO_J-K | NEISO | NYISO_J-K | Internal | Summer | B10 | 1262 | 745 | 0 | 62.6 | 62.95 | 3 | 0
2025 | NEISO_2_NYISO_J-K | NEISO | NYISO_J-K | Internal | Winter | B16 | 25 | 745 | 716.14 | 75.56 | 78.56 | 3 | 0
2025 | NEISO_2_NYISO_J-K | NEISO | NYISO_J-K | Internal | Winter | B17 | 100 | 745 | 658.6 | 74.66 | 77.66 | 3 | 0
2025 | NEISO_2_NYISO_J-K | NEISO | NYISO_J-K | Internal | Winter | B18 | 400 | 745 | 745 | 71.94 | 77.66 | 3 | 2.72
2025 | NEISO_2_NYISO_J-K | NEISO | NYISO_J-K | Internal | Winter | B19 | 700 | 745 | 745 | 71.94 | 77.66 | 3 | 2.72
2025 | NEISO_2_NYISO_J-K | NEISO | NYISO_J-K | Internal | Winter | B20 | 935 | 745 | 0 | 71.94 | 68.96 | 3 | 0
2025 | NonRTO_Midwest_2_TVA_Transmission | NonRTO_Midwest | TVA_Transmission | Internal | Shoulder | B11 | 25 | 2400 | 0 | 84.63 | 84.62 | 8 | 0
2025 | NonRTO_Midwest_2_TVA_Transmission | NonRTO_Midwest | TVA_Transmission | Internal | Shoulder | B12 | 200 | 2400 | 0 | 79.95 | 76.5 | 8 | 0
2025 | NonRTO_Midwest_2_TVA_Transmission | NonRTO_Midwest | TVA_Transmission | Internal | Shoulder | B13 | 600 | 2400 | 0 | 75.85 | 73.16 | 8 | 0
2025 | NonRTO_Midwest_2_TVA_Transmission | NonRTO_Midwest | TVA_Transmission | Internal | Shoulder | B14 | 900 | 2400 | 0 | 73.99 | 72.15 | 8 | 0
2025 | NonRTO_Midwest_2_TVA_Transmission | NonRTO_Midwest | TVA_Transmission | Internal | Shoulder | B15 | 1203 | 2400 | 0 | 66.62 | 63.62 | 8 | 0
2025 | NonRTO_Midwest_2_TVA_Transmission | NonRTO_Midwest | TVA_Transmission | Internal | Summer | B1 | 10 | 2400 | 0 | 116.42 | 116.63 | 8 | 0
2025 | NonRTO_Midwest_2_TVA_Transmission | NonRTO_Midwest | TVA_Transmission | Internal | Summer | B2 | 25 | 2400 | 0 | 116.42 | 115.27 | 8 | 0
2025 | NonRTO_Midwest_2_TVA_Transmission | NonRTO_Midwest | TVA_Transmission | Internal | Summer | B3 | 75 | 2400 | 0 | 115.29 | 115.27 | 8 | 0
2025 | NonRTO_Midwest_2_TVA_Transmission | NonRTO_Midwest | TVA_Transmission | Internal | Summer | B4 | 100 | 2400 | 0 | 112.06 | 112.06 | 8 | 0
2025 | NonRTO_Midwest_2_TVA_Transmission | NonRTO_Midwest | TVA_Transmission | Internal | Summer | B5 | 200 | 2400 | 0 | 103.12 | 103.12 | 8 | 0
2025 | NonRTO_Midwest_2_TVA_Transmission | NonRTO_Midwest | TVA_Transmission | Internal | Summer | B6 | 300 | 2400 | 0 | 88.33 | 88.33 | 8 | 0
2025 | NonRTO_Midwest_2_TVA_Transmission | NonRTO_Midwest | TVA_Transmission | Internal | Summer | B7 | 400 | 2400 | 0 | 82.51 | 79.31 | 8 | 0
2025 | NonRTO_Midwest_2_TVA_Transmission | NonRTO_Midwest | TVA_Transmission | Internal | Summer | B8 | 500 | 2400 | 0 | 78.91 | 73.91 | 8 | 0
2025 | NonRTO_Midwest_2_TVA_Transmission | NonRTO_Midwest | TVA_Transmission | Internal | Summer | B9 | 800 | 2400 | 0 | 74.38 | 71.41 | 8 | 0
2025 | NonRTO_Midwest_2_TVA_Transmission | NonRTO_Midwest | TVA_Transmission | Internal | Summer | B10 | 1262 | 2400 | 0 | 61.46 | 63.11 | 8 | 0
2025 | NonRTO_Midwest_2_TVA_Transmission | NonRTO_Midwest | TVA_Transmission | Internal | Winter | B16 | 25 | 2400 | 0 | 89.57 | 89.56 | 8 | 0
2025 | NonRTO_Midwest_2_TVA_Transmission | NonRTO_Midwest | TVA_Transmission | Internal | Winter | B17 | 100 | 2400 | 0 | 82.96 | 78.29 | 8 | 0
2025 | NonRTO_Midwest_2_TVA_Transmission | NonRTO_Midwest | TVA_Transmission | Internal | Winter | B18 | 400 | 2400 | 0 | 78.29 | 75.82 | 8 | 0
2025 | NonRTO_Midwest_2_TVA_Transmission | NonRTO_Midwest | TVA_Transmission | Internal | Winter | B19 | 700 | 2400 | 0 | 77.01 | 75.23 | 8 | 0
2025 | NonRTO_Midwest_2_TVA_Transmission | NonRTO_Midwest | TVA_Transmission | Internal | Winter | B20 | 935 | 2400 | 0 | 69.48 | 65.93 | 8 | 0
2025 | NYISO_A-F_2_NEISO | NYISO_A-F | NEISO | Internal | Shoulder | B11 | 25 | 600 | 0 | 68.74 | 65.77 | 3 | 0
2025 | NYISO_A-F_2_NEISO | NYISO_A-F | NEISO | Internal | Shoulder | B12 | 200 | 600 | 0 | 67.23 | 64.26 | 3 | 0
2025 | NYISO_A-F_2_NEISO | NYISO_A-F | NEISO | Internal | Shoulder | B13 | 600 | 600 | 0 | 64.83 | 63.73 | 3 | 0
2025 | NYISO_A-F_2_NEISO | NYISO_A-F | NEISO | Internal | Shoulder | B14 | 900 | 600 | 0 | 64.83 | 63.73 | 3 | 0
2025 | NYISO_A-F_2_NEISO | NYISO_A-F | NEISO | Internal | Shoulder | B15 | 1203 | 600 | 0 | 64.83 | 63.73 | 3 | 0
2025 | NYISO_A-F_2_NEISO | NYISO_A-F | NEISO | Internal | Summer | B1 | 10 | 600 | 600 | 96.87 | 101.07 | 3 | 1.2
2025 | NYISO_A-F_2_NEISO | NYISO_A-F | NEISO | Internal | Summer | B2 | 25 | 600 | 262.64 | 95.29 | 98.29 | 3 | 0
2025 | NYISO_A-F_2_NEISO | NYISO_A-F | NEISO | Internal | Summer | B3 | 75 | 600 | 0 | 86.27 | 85.84 | 3 | 0
2025 | NYISO_A-F_2_NEISO | NYISO_A-F | NEISO | Internal | Summer | B4 | 100 | 600 | 0 | 78.83 | 75.83 | 3 | 0
2025 | NYISO_A-F_2_NEISO | NYISO_A-F | NEISO | Internal | Summer | B5 | 200 | 600 | 0 | 67.45 | 62.6 | 3 | 0
2025 | NYISO_A-F_2_NEISO | NYISO_A-F | NEISO | Internal | Summer | B6 | 300 | 600 | 0 | 67.45 | 62.6 | 3 | 0
2025 | NYISO_A-F_2_NEISO | NYISO_A-F | NEISO | Internal | Summer | B7 | 400 | 600 | 0 | 65.32 | 62.6 | 3 | 0
2025 | NYISO_A-F_2_NEISO | NYISO_A-F | NEISO | Internal | Summer | B8 | 500 | 600 | 0 | 62.92 | 62.6 | 3 | 0
2025 | NYISO_A-F_2_NEISO | NYISO_A-F | NEISO | Internal | Summer | B9 | 800 | 600 | 0 | 62.92 | 62.6 | 3 | 0
2025 | NYISO_A-F_2_NEISO | NYISO_A-F | NEISO | Internal | Summer | B10 | 1262 | 600 | 0 | 62.92 | 62.6 | 3 | 0
2025 | NYISO_A-F_2_NEISO | NYISO_A-F | NEISO | Internal | Winter | B16 | 25 | 600 | 600 | 71.29 | 75.56 | 3 | 1.27
2025 | NYISO_A-F_2_NEISO | NYISO_A-F | NEISO | Internal | Winter | B17 | 100 | 600 | 600 | 71.29 | 74.66 | 3 | 0.37
2025 | NYISO_A-F_2_NEISO | NYISO_A-F | NEISO | Internal | Winter | B18 | 400 | 600 | 590.97 | 68.94 | 71.94 | 3 | 0
2025 | NYISO_A-F_2_NEISO | NYISO_A-F | NEISO | Internal | Winter | B19 | 700 | 600 | 504.91 | 68.94 | 71.94 | 3 | 0
2025 | NYISO_A-F_2_NEISO | NYISO_A-F | NEISO | Internal | Winter | B20 | 935 | 600 | 417.99 | 68.94 | 71.94 | 3 | 0
2025 | NYISO_A-F_2_NYISO_G-I | NYISO_A-F | NYISO_G-I | Internal | Shoulder | B11 | 25 | 5685 | 5685 | 68.74 | 70.45 | 0.01 | 1.7
2025 | NYISO_A-F_2_NYISO_G-I | NYISO_A-F | NYISO_G-I | Internal | Shoulder | B12 | 200 | 5685 | 5589.29 | 67.23 | 67.25 | 0.01 | 0
2025 | NYISO_A-F_2_NYISO_G-I | NYISO_A-F | NYISO_G-I | Internal | Shoulder | B13 | 600 | 5685 | 5685 | 64.83 | 66.18 | 0.01 | 1.34
2025 | NYISO_A-F_2_NYISO_G-I | NYISO_A-F | NYISO_G-I | Internal | Shoulder | B14 | 900 | 5685 | 5685 | 64.83 | 66.18 | 0.01 | 1.34
2025 | NYISO_A-F_2_NYISO_G-I | NYISO_A-F | NYISO_G-I | Internal | Shoulder | B15 | 1203 | 5685 | 4648.37 | 64.83 | 64.84 | 0.01 | 0
2025 | NYISO_A-F_2_NYISO_G-I | NYISO_A-F | NYISO_G-I | Internal | Summer | B1 | 10 | 5685 | 5685 | 96.87 | 104.07 | 0.01 | 7.19
2025 | NYISO_A-F_2_NYISO_G-I | NYISO_A-F | NYISO_G-I | Internal | Summer | B2 | 25 | 5685 | 5685 | 95.29 | 101.29 | 0.01 | 5.99
2025 | NYISO_A-F_2_NYISO_G-I | NYISO_A-F | NYISO_G-I | Internal | Summer | B3 | 75 | 5685 | 5685 | 86.27 | 91.87 | 0.01 | 5.58
2025 | NYISO_A-F_2_NYISO_G-I | NYISO_A-F | NYISO_G-I | Internal | Summer | B4 | 100 | 5685 | 5685 | 78.83 | 89.6 | 0.01 | 10.77
2025 | NYISO_A-F_2_NYISO_G-I | NYISO_A-F | NYISO_G-I | Internal | Summer | B5 | 200 | 5685 | 5685 | 67.45 | 89.12 | 0.01 | 21.66
2025 | NYISO_A-F_2_NYISO_G-I | NYISO_A-F | NYISO_G-I | Internal | Summer | B6 | 300 | 5685 | 5685 | 67.45 | 74.33 | 0.01 | 6.87
2025 | NYISO_A-F_2_NYISO_G-I | NYISO_A-F | NYISO_G-I | Internal | Summer | B7 | 400 | 5685 | 5181.98 | 65.32 | 65.34 | 0.01 | 0
2025 | NYISO_A-F_2_NYISO_G-I | NYISO_A-F | NYISO_G-I | Internal | Summer | B8 | 500 | 5685 | 5685 | 62.92 | 64.43 | 0.01 | 1.49
2025 | NYISO_A-F_2_NYISO_G-I | NYISO_A-F | NYISO_G-I | Internal | Summer | B9 | 800 | 5685 | 5373.76 | 62.92 | 62.94 | 0.01 | 0
2025 | NYISO_A-F_2_NYISO_G-I | NYISO_A-F | NYISO_G-I | Internal | Summer | B10 | 1262 | 5685 | 3325.01 | 62.92 | 62.94 | 0.01 | 0
2025 | NYISO_A-F_2_NYISO_G-I | NYISO_A-F | NYISO_G-I | Internal | Winter | B16 | 25 | 5685 | 5685 | 71.29 | 75.57 | 0.01 | 4.27
2025 | NYISO_A-F_2_NYISO_G-I | NYISO_A-F | NYISO_G-I | Internal | Winter | B17 | 100 | 5685 | 5685 | 71.29 | 75.05 | 0.01 | 3.75
2025 | NYISO_A-F_2_NYISO_G-I | NYISO_A-F | NYISO_G-I | Internal | Winter | B18 | 400 | 5685 | 5685 | 68.94 | 74.94 | 0.01 | 5.99
2025 | NYISO_A-F_2_NYISO_G-I | NYISO_A-F | NYISO_G-I | Internal | Winter | B19 | 700 | 5685 | 5685 | 68.94 | 74.94 | 0.01 | 5.99
2025 | NYISO_A-F_2_NYISO_G-I | NYISO_A-F | NYISO_G-I | Internal | Winter | B20 | 935 | 5685 | 5233.98 | 68.94 | 68.95 | 0.01 | 0
2025 | NYISO_A-F_2_PJM_ROM | NYISO_A-F | PJM_ROM | Internal | Shoulder | B11 | 25 | 1000 | 1000 | 68.74 | 78.62 | 8 | 1.88
2025 | NYISO_A-F_2_PJM_ROM | NYISO_A-F | PJM_ROM | Internal | Shoulder | B12 | 200 | 1000 | 0 | 67.23 | 72.86 | 8 | 0
2025 | NYISO_A-F_2_PJM_ROM | NYISO_A-F | PJM_ROM | Internal | Shoulder | B13 | 600 | 1000 | 0 | 64.83 | 69.41 | 8 | 0
2025 | NYISO_A-F_2_PJM_ROM | NYISO_A-F | PJM_ROM | Internal | Shoulder | B14 | 900 | 1000 | 0 | 64.83 | 68.95 | 8 | 0
2025 | NYISO_A-F_2_PJM_ROM | NYISO_A-F | PJM_ROM | Internal | Shoulder | B15 | 1203 | 1000 | 0 | 64.83 | 60.11 | 8 | 0
2025 | NYISO_A-F_2_PJM_ROM | NYISO_A-F | PJM_ROM | Internal | Summer | B1 | 10 | 1000 | 1000 | 96.87 | 110.64 | 8 | 5.78
2025 | NYISO_A-F_2_PJM_ROM | NYISO_A-F | PJM_ROM | Internal | Summer | B2 | 25 | 1000 | 1000 | 95.29 | 109.28 | 8 | 5.99
2025 | NYISO_A-F_2_PJM_ROM | NYISO_A-F | PJM_ROM | Internal | Summer | B3 | 75 | 1000 | 1000 | 86.27 | 109.28 | 8 | 15.01
2025 | NYISO_A-F_2_PJM_ROM | NYISO_A-F | PJM_ROM | Internal | Summer | B4 | 100 | 1000 | 1000 | 78.83 | 106.05 | 8 | 19.23
2025 | NYISO_A-F_2_PJM_ROM | NYISO_A-F | PJM_ROM | Internal | Summer | B5 | 200 | 1000 | 1000 | 67.45 | 97.13 | 8 | 21.69
2025 | NYISO_A-F_2_PJM_ROM | NYISO_A-F | PJM_ROM | Internal | Summer | B6 | 300 | 1000 | 1000 | 67.45 | 82.34 | 8 | 6.9
2025 | NYISO_A-F_2_PJM_ROM | NYISO_A-F | PJM_ROM | Internal | Summer | B7 | 400 | 1000 | 226.7 | 65.32 | 73.32 | 8 | 0
2025 | NYISO_A-F_2_PJM_ROM | NYISO_A-F | PJM_ROM | Internal | Summer | B8 | 500 | 1000 | 0 | 62.92 | 69.56 | 8 | 0
2025 | NYISO_A-F_2_PJM_ROM | NYISO_A-F | PJM_ROM | Internal | Summer | B9 | 800 | 1000 | 0 | 62.92 | 66.45 | 8 | 0
2025 | NYISO_A-F_2_PJM_ROM | NYISO_A-F | PJM_ROM | Internal | Summer | B10 | 1262 | 1000 | 0 | 62.92 | 57.93 | 8 | 0
2025 | NYISO_A-F_2_PJM_ROM | NYISO_A-F | PJM_ROM | Internal | Winter | B16 | 25 | 1000 | 1000 | 71.29 | 83.58 | 8 | 4.29
2025 | NYISO_A-F_2_PJM_ROM | NYISO_A-F | PJM_ROM | Internal | Winter | B17 | 100 | 1000 | 436.91 | 71.29 | 79.29 | 8 | 0
2025 | NYISO_A-F_2_PJM_ROM | NYISO_A-F | PJM_ROM | Internal | Winter | B18 | 400 | 1000 | 0 | 68.94 | 74.81 | 8 | 0
2025 | NYISO_A-F_2_PJM_ROM | NYISO_A-F | PJM_ROM | Internal | Winter | B19 | 700 | 1000 | 0 | 68.94 | 74.37 | 8 | 0
2025 | NYISO_A-F_2_PJM_ROM | NYISO_A-F | PJM_ROM | Internal | Winter | B20 | 935 | 1000 | 0 | 68.94 | 65.04 | 8 | 0
2025 | NYISO_G-I_2_NEISO | NYISO_G-I | NEISO | Internal | Shoulder | B11 | 25 | 600 | 0 | 70.45 | 65.77 | 3 | 0
2025 | NYISO_G-I_2_NEISO | NYISO_G-I | NEISO | Internal | Shoulder | B12 | 200 | 600 | 0 | 67.25 | 64.26 | 3 | 0
2025 | NYISO_G-I_2_NEISO | NYISO_G-I | NEISO | Internal | Shoulder | B13 | 600 | 600 | 0 | 66.18 | 63.73 | 3 | 0
2025 | NYISO_G-I_2_NEISO | NYISO_G-I | NEISO | Internal | Shoulder | B14 | 900 | 600 | 0 | 66.18 | 63.73 | 3 | 0
2025 | NYISO_G-I_2_NEISO | NYISO_G-I | NEISO | Internal | Shoulder | B15 | 1203 | 600 | 0 | 64.84 | 63.73 | 3 | 0
2025 | NYISO_G-I_2_NEISO | NYISO_G-I | NEISO | Internal | Summer | B1 | 10 | 600 | 0 | 104.07 | 101.07 | 3 | 0
2025 | NYISO_G-I_2_NEISO | NYISO_G-I | NEISO | Internal | Summer | B2 | 25 | 600 | 0 | 101.29 | 98.29 | 3 | 0
2025 | NYISO_G-I_2_NEISO | NYISO_G-I | NEISO | Internal | Summer | B3 | 75 | 600 | 0 | 91.87 | 85.84 | 3 | 0
2025 | NYISO_G-I_2_NEISO | NYISO_G-I | NEISO | Internal | Summer | B4 | 100 | 600 | 0 | 89.6 | 75.83 | 3 | 0
2025 | NYISO_G-I_2_NEISO | NYISO_G-I | NEISO | Internal | Summer | B5 | 200 | 600 | 0 | 89.12 | 62.6 | 3 | 0
2025 | NYISO_G-I_2_NEISO | NYISO_G-I | NEISO | Internal | Summer | B6 | 300 | 600 | 0 | 74.33 | 62.6 | 3 | 0
2025 | NYISO_G-I_2_NEISO | NYISO_G-I | NEISO | Internal | Summer | B7 | 400 | 600 | 0 | 65.34 | 62.6 | 3 | 0
2025 | NYISO_G-I_2_NEISO | NYISO_G-I | NEISO | Internal | Summer | B8 | 500 | 600 | 0 | 64.43 | 62.6 | 3 | 0
2025 | NYISO_G-I_2_NEISO | NYISO_G-I | NEISO | Internal | Summer | B9 | 800 | 600 | 0 | 62.94 | 62.6 | 3 | 0
2025 | NYISO_G-I_2_NEISO | NYISO_G-I | NEISO | Internal | Summer | B10 | 1262 | 600 | 0 | 62.94 | 62.6 | 3 | 0
2025 | NYISO_G-I_2_NEISO | NYISO_G-I | NEISO | Internal | Winter | B16 | 25 | 600 | 0 | 75.57 | 75.56 | 3 | 0
2025 | NYISO_G-I_2_NEISO | NYISO_G-I | NEISO | Internal | Winter | B17 | 100 | 600 | 0 | 75.05 | 74.66 | 3 | 0
2025 | NYISO_G-I_2_NEISO | NYISO_G-I | NEISO | Internal | Winter | B18 | 400 | 600 | 0 | 74.94 | 71.94 | 3 | 0
2025 | NYISO_G-I_2_NEISO | NYISO_G-I | NEISO | Internal | Winter | B19 | 700 | 600 | 0 | 74.94 | 71.94 | 3 | 0
2025 | NYISO_G-I_2_NEISO | NYISO_G-I | NEISO | Internal | Winter | B20 | 935 | 600 | 0 | 68.95 | 71.94 | 3 | 0
2025 | NYISO_G-I_2_NYISO_A-F | NYISO_G-I | NYISO_A-F | Internal | Shoulder | B11 | 25 | 3434 | 0 | 70.45 | 68.74 | 0.01 | 0
2025 | NYISO_G-I_2_NYISO_A-F | NYISO_G-I | NYISO_A-F | Internal | Shoulder | B12 | 200 | 3434 | 0 | 67.25 | 67.23 | 0.01 | 0
2025 | NYISO_G-I_2_NYISO_A-F | NYISO_G-I | NYISO_A-F | Internal | Shoulder | B13 | 600 | 3434 | 0 | 66.18 | 64.83 | 0.01 | 0
2025 | NYISO_G-I_2_NYISO_A-F | NYISO_G-I | NYISO_A-F | Internal | Shoulder | B14 | 900 | 3434 | 0 | 66.18 | 64.83 | 0.01 | 0
2025 | NYISO_G-I_2_NYISO_A-F | NYISO_G-I | NYISO_A-F | Internal | Shoulder | B15 | 1203 | 3434 | 0 | 64.84 | 64.83 | 0.01 | 0
2025 | NYISO_G-I_2_NYISO_A-F | NYISO_G-I | NYISO_A-F | Internal | Summer | B1 | 10 | 3434 | 0 | 104.07 | 96.87 | 0.01 | 0
2025 | NYISO_G-I_2_NYISO_A-F | NYISO_G-I | NYISO_A-F | Internal | Summer | B2 | 25 | 3434 | 0 | 101.29 | 95.29 | 0.01 | 0
2025 | NYISO_G-I_2_NYISO_A-F | NYISO_G-I | NYISO_A-F | Internal | Summer | B3 | 75 | 3434 | 0 | 91.87 | 86.27 | 0.01 | 0
2025 | NYISO_G-I_2_NYISO_A-F | NYISO_G-I | NYISO_A-F | Internal | Summer | B4 | 100 | 3434 | 0 | 89.6 | 78.83 | 0.01 | 0
2025 | NYISO_G-I_2_NYISO_A-F | NYISO_G-I | NYISO_A-F | Internal | Summer | B5 | 200 | 3434 | 0 | 89.12 | 67.45 | 0.01 | 0
2025 | NYISO_G-I_2_NYISO_A-F | NYISO_G-I | NYISO_A-F | Internal | Summer | B6 | 300 | 3434 | 0 | 74.33 | 67.45 | 0.01 | 0
2025 | NYISO_G-I_2_NYISO_A-F | NYISO_G-I | NYISO_A-F | Internal | Summer | B7 | 400 | 3434 | 0 | 65.34 | 65.32 | 0.01 | 0
2025 | NYISO_G-I_2_NYISO_A-F | NYISO_G-I | NYISO_A-F | Internal | Summer | B8 | 500 | 3434 | 0 | 64.43 | 62.92 | 0.01 | 0
2025 | NYISO_G-I_2_NYISO_A-F | NYISO_G-I | NYISO_A-F | Internal | Summer | B9 | 800 | 3434 | 0 | 62.94 | 62.92 | 0.01 | 0
2025 | NYISO_G-I_2_NYISO_A-F | NYISO_G-I | NYISO_A-F | Internal | Summer | B10 | 1262 | 3434 | 0 | 62.94 | 62.92 | 0.01 | 0
2025 | NYISO_G-I_2_NYISO_A-F | NYISO_G-I | NYISO_A-F | Internal | Winter | B16 | 25 | 3434 | 0 | 75.57 | 71.29 | 0.01 | 0
2025 | NYISO_G-I_2_NYISO_A-F | NYISO_G-I | NYISO_A-F | Internal | Winter | B17 | 100 | 3434 | 0 | 75.05 | 71.29 | 0.01 | 0
2025 | NYISO_G-I_2_NYISO_A-F | NYISO_G-I | NYISO_A-F | Internal | Winter | B18 | 400 | 3434 | 0 | 74.94 | 68.94 | 0.01 | 0
2025 | NYISO_G-I_2_NYISO_A-F | NYISO_G-I | NYISO_A-F | Internal | Winter | B19 | 700 | 3434 | 0 | 74.94 | 68.94 | 0.01 | 0
2025 | NYISO_G-I_2_NYISO_A-F | NYISO_G-I | NYISO_A-F | Internal | Winter | B20 | 935 | 3434 | 0 | 68.95 | 68.94 | 0.01 | 0
2025 | NYISO_G-I_2_NYISO_J-K | NYISO_G-I | NYISO_J-K | Internal | Shoulder | B11 | 25 | 6130 | 5434.49 | 70.45 | 70.47 | 0.01 | 0
2025 | NYISO_G-I_2_NYISO_J-K | NYISO_G-I | NYISO_J-K | Internal | Shoulder | B12 | 200 | 6130 | 5416.54 | 67.25 | 67.26 | 0.01 | 0
2025 | NYISO_G-I_2_NYISO_J-K | NYISO_G-I | NYISO_J-K | Internal | Shoulder | B13 | 600 | 6130 | 5451.34 | 66.18 | 66.19 | 0.01 | 0
2025 | NYISO_G-I_2_NYISO_J-K | NYISO_G-I | NYISO_J-K | Internal | Shoulder | B14 | 900 | 6130 | 5604.77 | 66.18 | 66.19 | 0.01 | 0
2025 | NYISO_G-I_2_NYISO_J-K | NYISO_G-I | NYISO_J-K | Internal | Shoulder | B15 | 1203 | 6130 | 4995.75 | 64.84 | 64.85 | 0.01 | 0
2025 | NYISO_G-I_2_NYISO_J-K | NYISO_G-I | NYISO_J-K | Internal | Summer | B1 | 10 | 6130 | 5850.89 | 104.07 | 104.08 | 0.01 | 0
2025 | NYISO_G-I_2_NYISO_J-K | NYISO_G-I | NYISO_J-K | Internal | Summer | B2 | 25 | 6130 | 5400.83 | 101.29 | 101.3 | 0.01 | 0
2025 | NYISO_G-I_2_NYISO_J-K | NYISO_G-I | NYISO_J-K | Internal | Summer | B3 | 75 | 6130 | 4974.85 | 91.87 | 91.88 | 0.01 | 0
2025 | NYISO_G-I_2_NYISO_J-K | NYISO_G-I | NYISO_J-K | Internal | Summer | B4 | 100 | 6130 | 5236.95 | 89.6 | 89.61 | 0.01 | 0
2025 | NYISO_G-I_2_NYISO_J-K | NYISO_G-I | NYISO_J-K | Internal | Summer | B5 | 200 | 6130 | 6130 | 89.12 | 89.61 | 0.01 | 0.48
2025 | NYISO_G-I_2_NYISO_J-K | NYISO_G-I | NYISO_J-K | Internal | Summer | B6 | 300 | 6130 | 5869.07 | 74.33 | 74.34 | 0.01 | 0
2025 | NYISO_G-I_2_NYISO_J-K | NYISO_G-I | NYISO_J-K | Internal | Summer | B7 | 400 | 6130 | 6130 | 65.34 | 67 | 0.01 | 1.66
2025 | NYISO_G-I_2_NYISO_J-K | NYISO_G-I | NYISO_J-K | Internal | Summer | B8 | 500 | 6130 | 6130 | 64.43 | 65.6 | 0.01 | 1.16
2025 | NYISO_G-I_2_NYISO_J-K | NYISO_G-I | NYISO_J-K | Internal | Summer | B9 | 800 | 6130 | 5611.55 | 62.94 | 62.95 | 0.01 | 0
2025 | NYISO_G-I_2_NYISO_J-K | NYISO_G-I | NYISO_J-K | Internal | Summer | B10 | 1262 | 6130 | 4011.44 | 62.94 | 62.95 | 0.01 | 0
2025 | NYISO_G-I_2_NYISO_J-K | NYISO_G-I | NYISO_J-K | Internal | Winter | B16 | 25 | 6130 | 6130 | 75.57 | 78.56 | 0.01 | 2.98
2025 | NYISO_G-I_2_NYISO_J-K | NYISO_G-I | NYISO_J-K | Internal | Winter | B17 | 100 | 6130 | 6130 | 75.05 | 77.66 | 0.01 | 2.6
2025 | NYISO_G-I_2_NYISO_J-K | NYISO_G-I | NYISO_J-K | Internal | Winter | B18 | 400 | 6130 | 6130 | 74.94 | 77.66 | 0.01 | 2.71
2025 | NYISO_G-I_2_NYISO_J-K | NYISO_G-I | NYISO_J-K | Internal | Winter | B19 | 700 | 6130 | 6130 | 74.94 | 77.66 | 0.01 | 2.71
2025 | NYISO_G-I_2_NYISO_J-K | NYISO_G-I | NYISO_J-K | Internal | Winter | B20 | 935 | 6130 | 5753.86 | 68.95 | 68.96 | 0.01 | 0
2025 | NYISO_G-I_2_PJM_E | NYISO_G-I | PJM_E | Internal | Shoulder | B11 | 25 | 1500 | 1500 | 70.45 | 78.61 | 8 | 0.15
2025 | NYISO_G-I_2_PJM_E | NYISO_G-I | PJM_E | Internal | Shoulder | B12 | 200 | 1500 | 0 | 67.25 | 72.85 | 8 | 0
2025 | NYISO_G-I_2_PJM_E | NYISO_G-I | PJM_E | Internal | Shoulder | B13 | 600 | 1500 | 0 | 66.18 | 69.4 | 8 | 0
2025 | NYISO_G-I_2_PJM_E | NYISO_G-I | PJM_E | Internal | Shoulder | B14 | 900 | 1500 | 0 | 66.18 | 68.94 | 8 | 0
2025 | NYISO_G-I_2_PJM_E | NYISO_G-I | PJM_E | Internal | Shoulder | B15 | 1203 | 1500 | 0 | 64.84 | 60.1 | 8 | 0
2025 | NYISO_G-I_2_PJM_E | NYISO_G-I | PJM_E | Internal | Summer | B1 | 10 | 1500 | 0 | 104.07 | 110.66 | 8 | 0
2025 | NYISO_G-I_2_PJM_E | NYISO_G-I | PJM_E | Internal | Summer | B2 | 25 | 1500 | 170.98 | 101.29 | 109.29 | 8 | 0
2025 | NYISO_G-I_2_PJM_E | NYISO_G-I | PJM_E | Internal | Summer | B3 | 75 | 1500 | 1500 | 91.87 | 109.27 | 8 | 9.4
2025 | NYISO_G-I_2_PJM_E | NYISO_G-I | PJM_E | Internal | Summer | B4 | 100 | 1500 | 1500 | 89.6 | 106.04 | 8 | 8.44
2025 | NYISO_G-I_2_PJM_E | NYISO_G-I | PJM_E | Internal | Summer | B5 | 200 | 1500 | 742.03 | 89.12 | 97.12 | 8 | 0
2025 | NYISO_G-I_2_PJM_E | NYISO_G-I | PJM_E | Internal | Summer | B6 | 300 | 1500 | 1195.43 | 74.33 | 82.33 | 8 | 0
2025 | NYISO_G-I_2_PJM_E | NYISO_G-I | PJM_E | Internal | Summer | B7 | 400 | 1500 | 0 | 65.34 | 73.31 | 8 | 0
2025 | NYISO_G-I_2_PJM_E | NYISO_G-I | PJM_E | Internal | Summer | B8 | 500 | 1500 | 0 | 64.43 | 69.55 | 8 | 0
2025 | NYISO_G-I_2_PJM_E | NYISO_G-I | PJM_E | Internal | Summer | B9 | 800 | 1500 | 0 | 62.94 | 66.44 | 8 | 0
2025 | NYISO_G-I_2_PJM_E | NYISO_G-I | PJM_E | Internal | Summer | B10 | 1262 | 1500 | 0 | 62.94 | 57.92 | 8 | 0
2025 | NYISO_G-I_2_PJM_E | NYISO_G-I | PJM_E | Internal | Winter | B16 | 25 | 1500 | 54.75 | 75.57 | 83.57 | 8 | 0
2025 | NYISO_G-I_2_PJM_E | NYISO_G-I | PJM_E | Internal | Winter | B17 | 100 | 1500 | 0 | 75.05 | 79.3 | 8 | 0
2025 | NYISO_G-I_2_PJM_E | NYISO_G-I | PJM_E | Internal | Winter | B18 | 400 | 1500 | 0 | 74.94 | 74.82 | 8 | 0
2025 | NYISO_G-I_2_PJM_E | NYISO_G-I | PJM_E | Internal | Winter | B19 | 700 | 1500 | 0 | 74.94 | 74.38 | 8 | 0
2025 | NYISO_G-I_2_PJM_E | NYISO_G-I | PJM_E | Internal | Winter | B20 | 935 | 1500 | 0 | 68.95 | 65.05 | 8 | 0
2025 | NYISO_J-K_2_NEISO | NYISO_J-K | NEISO | Internal | Shoulder | B11 | 25 | 315 | 0 | 70.47 | 65.77 | 3 | 0
2025 | NYISO_J-K_2_NEISO | NYISO_J-K | NEISO | Internal | Shoulder | B12 | 200 | 315 | 0 | 67.26 | 64.26 | 3 | 0
2025 | NYISO_J-K_2_NEISO | NYISO_J-K | NEISO | Internal | Shoulder | B13 | 600 | 315 | 0 | 66.19 | 63.73 | 3 | 0
2025 | NYISO_J-K_2_NEISO | NYISO_J-K | NEISO | Internal | Shoulder | B14 | 900 | 315 | 0 | 66.19 | 63.73 | 3 | 0
2025 | NYISO_J-K_2_NEISO | NYISO_J-K | NEISO | Internal | Shoulder | B15 | 1203 | 315 | 0 | 64.85 | 63.73 | 3 | 0
2025 | NYISO_J-K_2_NEISO | NYISO_J-K | NEISO | Internal | Summer | B1 | 10 | 315 | 0 | 104.08 | 101.07 | 3 | 0
2025 | NYISO_J-K_2_NEISO | NYISO_J-K | NEISO | Internal | Summer | B2 | 25 | 315 | 0 | 101.3 | 98.29 | 3 | 0
2025 | NYISO_J-K_2_NEISO | NYISO_J-K | NEISO | Internal | Summer | B3 | 75 | 315 | 0 | 91.88 | 85.84 | 3 | 0
2025 | NYISO_J-K_2_NEISO | NYISO_J-K | NEISO | Internal | Summer | B4 | 100 | 315 | 0 | 89.61 | 75.83 | 3 | 0
2025 | NYISO_J-K_2_NEISO | NYISO_J-K | NEISO | Internal | Summer | B5 | 200 | 315 | 0 | 89.61 | 62.6 | 3 | 0
2025 | NYISO_J-K_2_NEISO | NYISO_J-K | NEISO | Internal | Summer | B6 | 300 | 315 | 0 | 74.34 | 62.6 | 3 | 0
2025 | NYISO_J-K_2_NEISO | NYISO_J-K | NEISO | Internal | Summer | B7 | 400 | 315 | 0 | 67 | 62.6 | 3 | 0
2025 | NYISO_J-K_2_NEISO | NYISO_J-K | NEISO | Internal | Summer | B8 | 500 | 315 | 0 | 65.6 | 62.6 | 3 | 0
2025 | NYISO_J-K_2_NEISO | NYISO_J-K | NEISO | Internal | Summer | B9 | 800 | 315 | 0 | 62.95 | 62.6 | 3 | 0
2025 | NYISO_J-K_2_NEISO | NYISO_J-K | NEISO | Internal | Summer | B10 | 1262 | 315 | 0 | 62.95 | 62.6 | 3 | 0
2025 | NYISO_J-K_2_NEISO | NYISO_J-K | NEISO | Internal | Winter | B16 | 25 | 315 | 0 | 78.56 | 75.56 | 3 | 0
2025 | NYISO_J-K_2_NEISO | NYISO_J-K | NEISO | Internal | Winter | B17 | 100 | 315 | 0 | 77.66 | 74.66 | 3 | 0
2025 | NYISO_J-K_2_NEISO | NYISO_J-K | NEISO | Internal | Winter | B18 | 400 | 315 | 0 | 77.66 | 71.94 | 3 | 0
2025 | NYISO_J-K_2_NEISO | NYISO_J-K | NEISO | Internal | Winter | B19 | 700 | 315 | 0 | 77.66 | 71.94 | 3 | 0
2025 | NYISO_J-K_2_NEISO | NYISO_J-K | NEISO | Internal | Winter | B20 | 935 | 315 | 0 | 68.96 | 71.94 | 3 | 0
2025 | NYISO_J-K_2_NYISO_G-I | NYISO_J-K | NYISO_G-I | Internal | Shoulder | B11 | 25 | 1999 | 0 | 70.47 | 70.45 | 0.01 | 0
2025 | NYISO_J-K_2_NYISO_G-I | NYISO_J-K | NYISO_G-I | Internal | Shoulder | B12 | 200 | 1999 | 0 | 67.26 | 67.25 | 0.01 | 0
2025 | NYISO_J-K_2_NYISO_G-I | NYISO_J-K | NYISO_G-I | Internal | Shoulder | B13 | 600 | 1999 | 0 | 66.19 | 66.18 | 0.01 | 0
2025 | NYISO_J-K_2_NYISO_G-I | NYISO_J-K | NYISO_G-I | Internal | Shoulder | B14 | 900 | 1999 | 0 | 66.19 | 66.18 | 0.01 | 0
2025 | NYISO_J-K_2_NYISO_G-I | NYISO_J-K | NYISO_G-I | Internal | Shoulder | B15 | 1203 | 1999 | 0 | 64.85 | 64.84 | 0.01 | 0
2025 | NYISO_J-K_2_NYISO_G-I | NYISO_J-K | NYISO_G-I | Internal | Summer | B1 | 10 | 1999 | 0 | 104.08 | 104.07 | 0.01 | 0
2025 | NYISO_J-K_2_NYISO_G-I | NYISO_J-K | NYISO_G-I | Internal | Summer | B2 | 25 | 1999 | 0 | 101.3 | 101.29 | 0.01 | 0
2025 | NYISO_J-K_2_NYISO_G-I | NYISO_J-K | NYISO_G-I | Internal | Summer | B3 | 75 | 1999 | 0 | 91.88 | 91.87 | 0.01 | 0
2025 | NYISO_J-K_2_NYISO_G-I | NYISO_J-K | NYISO_G-I | Internal | Summer | B4 | 100 | 1999 | 0 | 89.61 | 89.6 | 0.01 | 0
2025 | NYISO_J-K_2_NYISO_G-I | NYISO_J-K | NYISO_G-I | Internal | Summer | B5 | 200 | 1999 | 0 | 89.61 | 89.12 | 0.01 | 0
2025 | NYISO_J-K_2_NYISO_G-I | NYISO_J-K | NYISO_G-I | Internal | Summer | B6 | 300 | 1999 | 0 | 74.34 | 74.33 | 0.01 | 0
2025 | NYISO_J-K_2_NYISO_G-I | NYISO_J-K | NYISO_G-I | Internal | Summer | B7 | 400 | 1999 | 0 | 67 | 65.34 | 0.01 | 0
2025 | NYISO_J-K_2_NYISO_G-I | NYISO_J-K | NYISO_G-I | Internal | Summer | B8 | 500 | 1999 | 0 | 65.6 | 64.43 | 0.01 | 0
2025 | NYISO_J-K_2_NYISO_G-I | NYISO_J-K | NYISO_G-I | Internal | Summer | B9 | 800 | 1999 | 0 | 62.95 | 62.94 | 0.01 | 0
2025 | NYISO_J-K_2_NYISO_G-I | NYISO_J-K | NYISO_G-I | Internal | Summer | B10 | 1262 | 1999 | 0 | 62.95 | 62.94 | 0.01 | 0
2025 | NYISO_J-K_2_NYISO_G-I | NYISO_J-K | NYISO_G-I | Internal | Winter | B16 | 25 | 1999 | 0 | 78.56 | 75.57 | 0.01 | 0
2025 | NYISO_J-K_2_NYISO_G-I | NYISO_J-K | NYISO_G-I | Internal | Winter | B17 | 100 | 1999 | 0 | 77.66 | 75.05 | 0.01 | 0
2025 | NYISO_J-K_2_NYISO_G-I | NYISO_J-K | NYISO_G-I | Internal | Winter | B18 | 400 | 1999 | 0 | 77.66 | 74.94 | 0.01 | 0
2025 | NYISO_J-K_2_NYISO_G-I | NYISO_J-K | NYISO_G-I | Internal | Winter | B19 | 700 | 1999 | 0 | 77.66 | 74.94 | 0.01 | 0
2025 | NYISO_J-K_2_NYISO_G-I | NYISO_J-K | NYISO_G-I | Internal | Winter | B20 | 935 | 1999 | 0 | 68.96 | 68.95 | 0.01 | 0
2025 | NYISO_J-K_2_PJM_E | NYISO_J-K | PJM_E | Internal | Shoulder | B11 | 25 | 330 | 330 | 70.47 | 78.61 | 8 | 0.14
2025 | NYISO_J-K_2_PJM_E | NYISO_J-K | PJM_E | Internal | Shoulder | B12 | 200 | 330 | 0 | 67.26 | 72.85 | 8 | 0
2025 | NYISO_J-K_2_PJM_E | NYISO_J-K | PJM_E | Internal | Shoulder | B13 | 600 | 330 | 0 | 66.19 | 69.4 | 8 | 0
2025 | NYISO_J-K_2_PJM_E | NYISO_J-K | PJM_E | Internal | Shoulder | B14 | 900 | 330 | 0 | 66.19 | 68.94 | 8 | 0
2025 | NYISO_J-K_2_PJM_E | NYISO_J-K | PJM_E | Internal | Shoulder | B15 | 1203 | 330 | 0 | 64.85 | 60.1 | 8 | 0
2025 | NYISO_J-K_2_PJM_E | NYISO_J-K | PJM_E | Internal | Summer | B1 | 10 | 330 | 0 | 104.08 | 110.66 | 8 | 0
2025 | NYISO_J-K_2_PJM_E | NYISO_J-K | PJM_E | Internal | Summer | B2 | 25 | 330 | 0 | 101.3 | 109.29 | 8 | 0
2025 | NYISO_J-K_2_PJM_E | NYISO_J-K | PJM_E | Internal | Summer | B3 | 75 | 330 | 330 | 91.88 | 109.27 | 8 | 9.39
2025 | NYISO_J-K_2_PJM_E | NYISO_J-K | PJM_E | Internal | Summer | B4 | 100 | 330 | 330 | 89.61 | 106.04 | 8 | 8.42
2025 | NYISO_J-K_2_PJM_E | NYISO_J-K | PJM_E | Internal | Summer | B5 | 200 | 330 | 0 | 89.61 | 97.12 | 8 | 0
2025 | NYISO_J-K_2_PJM_E | NYISO_J-K | PJM_E | Internal | Summer | B6 | 300 | 330 | 0 | 74.34 | 82.33 | 8 | 0
2025 | NYISO_J-K_2_PJM_E | NYISO_J-K | PJM_E | Internal | Summer | B7 | 400 | 330 | 0 | 67 | 73.31 | 8 | 0
2025 | NYISO_J-K_2_PJM_E | NYISO_J-K | PJM_E | Internal | Summer | B8 | 500 | 330 | 0 | 65.6 | 69.55 | 8 | 0
2025 | NYISO_J-K_2_PJM_E | NYISO_J-K | PJM_E | Internal | Summer | B9 | 800 | 330 | 0 | 62.95 | 66.44 | 8 | 0
2025 | NYISO_J-K_2_PJM_E | NYISO_J-K | PJM_E | Internal | Summer | B10 | 1262 | 330 | 0 | 62.95 | 57.92 | 8 | 0
2025 | NYISO_J-K_2_PJM_E | NYISO_J-K | PJM_E | Internal | Winter | B16 | 25 | 330 | 0 | 78.56 | 83.57 | 8 | 0
2025 | NYISO_J-K_2_PJM_E | NYISO_J-K | PJM_E | Internal | Winter | B17 | 100 | 330 | 0 | 77.66 | 79.3 | 8 | 0
2025 | NYISO_J-K_2_PJM_E | NYISO_J-K | PJM_E | Internal | Winter | B18 | 400 | 330 | 0 | 77.66 | 74.82 | 8 | 0
2025 | NYISO_J-K_2_PJM_E | NYISO_J-K | PJM_E | Internal | Winter | B19 | 700 | 330 | 0 | 77.66 | 74.38 | 8 | 0
2025 | NYISO_J-K_2_PJM_E | NYISO_J-K | PJM_E | Internal | Winter | B20 | 935 | 330 | 0 | 68.96 | 65.05 | 8 | 0
2025 | PJM_E_2_NYISO_G-I | PJM_E | NYISO_G-I | Internal | Shoulder | B11 | 25 | 500 | 0 | 78.61 | 70.45 | 6 | 0
2025 | PJM_E_2_NYISO_G-I | PJM_E | NYISO_G-I | Internal | Shoulder | B12 | 200 | 500 | 0 | 72.85 | 67.25 | 6 | 0
2025 | PJM_E_2_NYISO_G-I | PJM_E | NYISO_G-I | Internal | Shoulder | B13 | 600 | 500 | 0 | 69.4 | 66.18 | 6 | 0
2025 | PJM_E_2_NYISO_G-I | PJM_E | NYISO_G-I | Internal | Shoulder | B14 | 900 | 500 | 0 | 68.94 | 66.18 | 6 | 0
2025 | PJM_E_2_NYISO_G-I | PJM_E | NYISO_G-I | Internal | Shoulder | B15 | 1203 | 500 | 0 | 60.1 | 64.84 | 6 | 0
2025 | PJM_E_2_NYISO_G-I | PJM_E | NYISO_G-I | Internal | Summer | B1 | 10 | 500 | 0 | 110.66 | 104.07 | 6 | 0
2025 | PJM_E_2_NYISO_G-I | PJM_E | NYISO_G-I | Internal | Summer | B2 | 25 | 500 | 0 | 109.29 | 101.29 | 6 | 0
2025 | PJM_E_2_NYISO_G-I | PJM_E | NYISO_G-I | Internal | Summer | B3 | 75 | 500 | 0 | 109.27 | 91.87 | 6 | 0
2025 | PJM_E_2_NYISO_G-I | PJM_E | NYISO_G-I | Internal | Summer | B4 | 100 | 500 | 0 | 106.04 | 89.6 | 6 | 0
2025 | PJM_E_2_NYISO_G-I | PJM_E | NYISO_G-I | Internal | Summer | B5 | 200 | 500 | 0 | 97.12 | 89.12 | 6 | 0
2025 | PJM_E_2_NYISO_G-I | PJM_E | NYISO_G-I | Internal | Summer | B6 | 300 | 500 | 0 | 82.33 | 74.33 | 6 | 0
2025 | PJM_E_2_NYISO_G-I | PJM_E | NYISO_G-I | Internal | Summer | B7 | 400 | 500 | 0 | 73.31 | 65.34 | 6 | 0
2025 | PJM_E_2_NYISO_G-I | PJM_E | NYISO_G-I | Internal | Summer | B8 | 500 | 500 | 0 | 69.55 | 64.43 | 6 | 0
2025 | PJM_E_2_NYISO_G-I | PJM_E | NYISO_G-I | Internal | Summer | B9 | 800 | 500 | 0 | 66.44 | 62.94 | 6 | 0
2025 | PJM_E_2_NYISO_G-I | PJM_E | NYISO_G-I | Internal | Summer | B10 | 1262 | 500 | 0 | 57.92 | 62.94 | 6 | 0
2025 | PJM_E_2_NYISO_G-I | PJM_E | NYISO_G-I | Internal | Winter | B16 | 25 | 500 | 0 | 83.57 | 75.57 | 6 | 0
2025 | PJM_E_2_NYISO_G-I | PJM_E | NYISO_G-I | Internal | Winter | B17 | 100 | 500 | 0 | 79.3 | 75.05 | 6 | 0
2025 | PJM_E_2_NYISO_G-I | PJM_E | NYISO_G-I | Internal | Winter | B18 | 400 | 500 | 0 | 74.82 | 74.94 | 6 | 0
2025 | PJM_E_2_NYISO_G-I | PJM_E | NYISO_G-I | Internal | Winter | B19 | 700 | 500 | 0 | 74.38 | 74.94 | 6 | 0
2025 | PJM_E_2_NYISO_G-I | PJM_E | NYISO_G-I | Internal | Winter | B20 | 935 | 500 | 0 | 65.05 | 68.95 | 6 | 0
2025 | PJM_E_2_NYISO_J-K | PJM_E | NYISO_J-K | Internal | Shoulder | B11 | 25 | 330 | 0 | 78.61 | 70.47 | 6 | 0
2025 | PJM_E_2_NYISO_J-K | PJM_E | NYISO_J-K | Internal | Shoulder | B12 | 200 | 330 | 0 | 72.85 | 67.26 | 6 | 0
2025 | PJM_E_2_NYISO_J-K | PJM_E | NYISO_J-K | Internal | Shoulder | B13 | 600 | 330 | 0 | 69.4 | 66.19 | 6 | 0
2025 | PJM_E_2_NYISO_J-K | PJM_E | NYISO_J-K | Internal | Shoulder | B14 | 900 | 330 | 0 | 68.94 | 66.19 | 6 | 0
2025 | PJM_E_2_NYISO_J-K | PJM_E | NYISO_J-K | Internal | Shoulder | B15 | 1203 | 330 | 0 | 60.1 | 64.85 | 6 | 0
2025 | PJM_E_2_NYISO_J-K | PJM_E | NYISO_J-K | Internal | Summer | B1 | 10 | 330 | 0 | 110.66 | 104.08 | 6 | 0
2025 | PJM_E_2_NYISO_J-K | PJM_E | NYISO_J-K | Internal | Summer | B2 | 25 | 330 | 0 | 109.29 | 101.3 | 6 | 0
2025 | PJM_E_2_NYISO_J-K | PJM_E | NYISO_J-K | Internal | Summer | B3 | 75 | 330 | 0 | 109.27 | 91.88 | 6 | 0
2025 | PJM_E_2_NYISO_J-K | PJM_E | NYISO_J-K | Internal | Summer | B4 | 100 | 330 | 0 | 106.04 | 89.61 | 6 | 0
2025 | PJM_E_2_NYISO_J-K | PJM_E | NYISO_J-K | Internal | Summer | B5 | 200 | 330 | 0 | 97.12 | 89.61 | 6 | 0
2025 | PJM_E_2_NYISO_J-K | PJM_E | NYISO_J-K | Internal | Summer | B6 | 300 | 330 | 0 | 82.33 | 74.34 | 6 | 0
2025 | PJM_E_2_NYISO_J-K | PJM_E | NYISO_J-K | Internal | Summer | B7 | 400 | 330 | 0 | 73.31 | 67 | 6 | 0
2025 | PJM_E_2_NYISO_J-K | PJM_E | NYISO_J-K | Internal | Summer | B8 | 500 | 330 | 0 | 69.55 | 65.6 | 6 | 0
2025 | PJM_E_2_NYISO_J-K | PJM_E | NYISO_J-K | Internal | Summer | B9 | 800 | 330 | 0 | 66.44 | 62.95 | 6 | 0
2025 | PJM_E_2_NYISO_J-K | PJM_E | NYISO_J-K | Internal | Summer | B10 | 1262 | 330 | 0 | 57.92 | 62.95 | 6 | 0
2025 | PJM_E_2_NYISO_J-K | PJM_E | NYISO_J-K | Internal | Winter | B16 | 25 | 330 | 0 | 83.57 | 78.56 | 6 | 0
2025 | PJM_E_2_NYISO_J-K | PJM_E | NYISO_J-K | Internal | Winter | B17 | 100 | 330 | 0 | 79.3 | 77.66 | 6 | 0
2025 | PJM_E_2_NYISO_J-K | PJM_E | NYISO_J-K | Internal | Winter | B18 | 400 | 330 | 0 | 74.82 | 77.66 | 6 | 0
2025 | PJM_E_2_NYISO_J-K | PJM_E | NYISO_J-K | Internal | Winter | B19 | 700 | 330 | 0 | 74.38 | 77.66 | 6 | 0
2025 | PJM_E_2_NYISO_J-K | PJM_E | NYISO_J-K | Internal | Winter | B20 | 935 | 330 | 0 | 65.05 | 68.96 | 6 | 0
2025 | PJM_E_2_PJM_ROM | PJM_E | PJM_ROM | Internal | Shoulder | B11 | 25 | 8000 | 4825.72 | 78.61 | 78.62 | 0.01 | 0
2025 | PJM_E_2_PJM_ROM | PJM_E | PJM_ROM | Internal | Shoulder | B12 | 200 | 8000 | 611.84 | 72.85 | 72.86 | 0.01 | 0
2025 | PJM_E_2_PJM_ROM | PJM_E | PJM_ROM | Internal | Shoulder | B13 | 600 | 8000 | 744.04 | 69.4 | 69.41 | 0.01 | 0
2025 | PJM_E_2_PJM_ROM | PJM_E | PJM_ROM | Internal | Shoulder | B14 | 900 | 8000 | 1689.56 | 68.94 | 68.95 | 0.01 | 0
2025 | PJM_E_2_PJM_ROM | PJM_E | PJM_ROM | Internal | Shoulder | B15 | 1203 | 8000 | 511.66 | 60.1 | 60.11 | 0.01 | 0
2025 | PJM_E_2_PJM_ROM | PJM_E | PJM_ROM | Internal | Summer | B1 | 10 | 8000 | 0 | 110.66 | 110.64 | 0.01 | 0
2025 | PJM_E_2_PJM_ROM | PJM_E | PJM_ROM | Internal | Summer | B2 | 25 | 8000 | 0 | 109.29 | 109.28 | 0.01 | 0
2025 | PJM_E_2_PJM_ROM | PJM_E | PJM_ROM | Internal | Summer | B3 | 75 | 8000 | 4064.01 | 109.27 | 109.28 | 0.01 | 0
2025 | PJM_E_2_PJM_ROM | PJM_E | PJM_ROM | Internal | Summer | B4 | 100 | 8000 | 5844.45 | 106.04 | 106.05 | 0.01 | 0
2025 | PJM_E_2_PJM_ROM | PJM_E | PJM_ROM | Internal | Summer | B5 | 200 | 8000 | 1877.16 | 97.12 | 97.13 | 0.01 | 0
2025 | PJM_E_2_PJM_ROM | PJM_E | PJM_ROM | Internal | Summer | B6 | 300 | 8000 | 3500.83 | 82.33 | 82.34 | 0.01 | 0
2025 | PJM_E_2_PJM_ROM | PJM_E | PJM_ROM | Internal | Summer | B7 | 400 | 8000 | 3263.78 | 73.31 | 73.32 | 0.01 | 0
2025 | PJM_E_2_PJM_ROM | PJM_E | PJM_ROM | Internal | Summer | B8 | 500 | 8000 | 1777.7 | 69.55 | 69.56 | 0.01 | 0
2025 | PJM_E_2_PJM_ROM | PJM_E | PJM_ROM | Internal | Summer | B9 | 800 | 8000 | 780.4 | 66.44 | 66.45 | 0.01 | 0
2025 | PJM_E_2_PJM_ROM | PJM_E | PJM_ROM | Internal | Summer | B10 | 1262 | 8000 | 626.4 | 57.92 | 57.93 | 0.01 | 0
2025 | PJM_E_2_PJM_ROM | PJM_E | PJM_ROM | Internal | Winter | B16 | 25 | 8000 | 1116.7 | 83.57 | 83.58 | 0.01 | 0
2025 | PJM_E_2_PJM_ROM | PJM_E | PJM_ROM | Internal | Winter | B17 | 100 | 8000 | 0 | 79.3 | 79.29 | 0.01 | 0
2025 | PJM_E_2_PJM_ROM | PJM_E | PJM_ROM | Internal | Winter | B18 | 400 | 8000 | 0 | 74.82 | 74.81 | 0.01 | 0
2025 | PJM_E_2_PJM_ROM | PJM_E | PJM_ROM | Internal | Winter | B19 | 700 | 8000 | 0 | 74.38 | 74.37 | 0.01 | 0
2025 | PJM_E_2_PJM_ROM | PJM_E | PJM_ROM | Internal | Winter | B20 | 935 | 8000 | 0 | 65.05 | 65.04 | 0.01 | 0
2025 | PJM_ROR_2_MISO_IN | PJM_ROR | MISO_IN | Internal | Shoulder | B11 | 25 | 1170 | 0 | 78.61 | 76.63 | 2 | 0
2025 | PJM_ROR_2_MISO_IN | PJM_ROR | MISO_IN | Internal | Shoulder | B12 | 200 | 1170 | 0 | 72.27 | 71.95 | 2 | 0
2025 | PJM_ROR_2_MISO_IN | PJM_ROR | MISO_IN | Internal | Shoulder | B13 | 600 | 1170 | 0 | 69.4 | 67.85 | 2 | 0
2025 | PJM_ROR_2_MISO_IN | PJM_ROR | MISO_IN | Internal | Shoulder | B14 | 900 | 1170 | 0 | 67.73 | 65.99 | 2 | 0
2025 | PJM_ROR_2_MISO_IN | PJM_ROR | MISO_IN | Internal | Shoulder | B15 | 1203 | 1170 | 0 | 59.02 | 59.11 | 2 | 0
2025 | PJM_ROR_2_MISO_IN | PJM_ROR | MISO_IN | Internal | Summer | B1 | 10 | 1170 | 0 | 110.63 | 108.63 | 2 | 0
2025 | PJM_ROR_2_MISO_IN | PJM_ROR | MISO_IN | Internal | Summer | B2 | 25 | 1170 | 0 | 109.27 | 108.42 | 2 | 0
2025 | PJM_ROR_2_MISO_IN | PJM_ROR | MISO_IN | Internal | Summer | B3 | 75 | 1170 | 0 | 109.27 | 107.29 | 2 | 0
2025 | PJM_ROR_2_MISO_IN | PJM_ROR | MISO_IN | Internal | Summer | B4 | 100 | 1170 | 0 | 106.06 | 104.06 | 2 | 0
2025 | PJM_ROR_2_MISO_IN | PJM_ROR | MISO_IN | Internal | Summer | B5 | 200 | 1170 | 0 | 97.12 | 95.12 | 2 | 0
2025 | PJM_ROR_2_MISO_IN | PJM_ROR | MISO_IN | Internal | Summer | B6 | 300 | 1170 | 0 | 82.33 | 80.33 | 2 | 0
2025 | PJM_ROR_2_MISO_IN | PJM_ROR | MISO_IN | Internal | Summer | B7 | 400 | 1170 | 0 | 73.31 | 74.51 | 2 | 0
2025 | PJM_ROR_2_MISO_IN | PJM_ROR | MISO_IN | Internal | Summer | B8 | 500 | 1170 | 0 | 69.55 | 70.91 | 2 | 0
2025 | PJM_ROR_2_MISO_IN | PJM_ROR | MISO_IN | Internal | Summer | B9 | 800 | 1170 | 0 | 66.14 | 66.38 | 2 | 0
2025 | PJM_ROR_2_MISO_IN | PJM_ROR | MISO_IN | Internal | Summer | B10 | 1262 | 1170 | 0 | 57.66 | 57.87 | 2 | 0
2025 | PJM_ROR_2_MISO_IN | PJM_ROR | MISO_IN | Internal | Winter | B16 | 25 | 1170 | 0 | 83.57 | 81.57 | 2 | 0
2025 | PJM_ROR_2_MISO_IN | PJM_ROR | MISO_IN | Internal | Winter | B17 | 100 | 1170 | 0 | 76.96 | 74.96 | 2 | 0
2025 | PJM_ROR_2_MISO_IN | PJM_ROR | MISO_IN | Internal | Winter | B18 | 400 | 1170 | 0 | 72.29 | 70.29 | 2 | 0
2025 | PJM_ROR_2_MISO_IN | PJM_ROR | MISO_IN | Internal | Winter | B19 | 700 | 1170 | 0 | 71.01 | 69.01 | 2 | 0
2025 | PJM_ROR_2_MISO_IN | PJM_ROR | MISO_IN | Internal | Winter | B20 | 935 | 1170 | 0 | 61.8 | 61.48 | 2 | 0
2025 | PJM_ROR_2_MISO_MO-IL | PJM_ROR | MISO_MO-IL | Internal | Shoulder | B11 | 25 | 1111 | 0 | 78.61 | 76.62 | 2 | 0
2025 | PJM_ROR_2_MISO_MO-IL | PJM_ROR | MISO_MO-IL | Internal | Shoulder | B12 | 200 | 1111 | 0 | 72.27 | 70.69 | 2 | 0
2025 | PJM_ROR_2_MISO_MO-IL | PJM_ROR | MISO_MO-IL | Internal | Shoulder | B13 | 600 | 1111 | 0 | 69.4 | 67.41 | 2 | 0
2025 | PJM_ROR_2_MISO_MO-IL | PJM_ROR | MISO_MO-IL | Internal | Shoulder | B14 | 900 | 1111 | 0 | 67.73 | 65.73 | 2 | 0
2025 | PJM_ROR_2_MISO_MO-IL | PJM_ROR | MISO_MO-IL | Internal | Shoulder | B15 | 1203 | 1111 | 0 | 59.02 | 55.62 | 2 | 0
2025 | PJM_ROR_2_MISO_MO-IL | PJM_ROR | MISO_MO-IL | Internal | Summer | B1 | 10 | 1111 | 0 | 110.63 | 108.64 | 2 | 0
2025 | PJM_ROR_2_MISO_MO-IL | PJM_ROR | MISO_MO-IL | Internal | Summer | B2 | 25 | 1111 | 0 | 109.27 | 108.41 | 2 | 0
2025 | PJM_ROR_2_MISO_MO-IL | PJM_ROR | MISO_MO-IL | Internal | Summer | B3 | 75 | 1111 | 0 | 109.27 | 107.28 | 2 | 0
2025 | PJM_ROR_2_MISO_MO-IL | PJM_ROR | MISO_MO-IL | Internal | Summer | B4 | 100 | 1111 | 0 | 106.06 | 104.07 | 2 | 0
2025 | PJM_ROR_2_MISO_MO-IL | PJM_ROR | MISO_MO-IL | Internal | Summer | B5 | 200 | 1111 | 0 | 97.12 | 95.13 | 2 | 0
2025 | PJM_ROR_2_MISO_MO-IL | PJM_ROR | MISO_MO-IL | Internal | Summer | B6 | 300 | 1111 | 0 | 82.33 | 80.34 | 2 | 0
2025 | PJM_ROR_2_MISO_MO-IL | PJM_ROR | MISO_MO-IL | Internal | Summer | B7 | 400 | 1111 | 0 | 73.31 | 74.52 | 2 | 0
2025 | PJM_ROR_2_MISO_MO-IL | PJM_ROR | MISO_MO-IL | Internal | Summer | B8 | 500 | 1111 | 0 | 69.55 | 70.92 | 2 | 0
2025 | PJM_ROR_2_MISO_MO-IL | PJM_ROR | MISO_MO-IL | Internal | Summer | B9 | 800 | 1111 | 0 | 66.14 | 66.39 | 2 | 0
2025 | PJM_ROR_2_MISO_MO-IL | PJM_ROR | MISO_MO-IL | Internal | Summer | B10 | 1262 | 1111 | 0 | 57.66 | 57.88 | 2 | 0
2025 | PJM_ROR_2_MISO_MO-IL | PJM_ROR | MISO_MO-IL | Internal | Winter | B16 | 25 | 1111 | 0 | 83.57 | 81.56 | 2 | 0
2025 | PJM_ROR_2_MISO_MO-IL | PJM_ROR | MISO_MO-IL | Internal | Winter | B17 | 100 | 1111 | 0 | 76.96 | 74.52 | 2 | 0
2025 | PJM_ROR_2_MISO_MO-IL | PJM_ROR | MISO_MO-IL | Internal | Winter | B18 | 400 | 1111 | 0 | 72.29 | 70.28 | 2 | 0
2025 | PJM_ROR_2_MISO_MO-IL | PJM_ROR | MISO_MO-IL | Internal | Winter | B19 | 700 | 1111 | 0 | 71.01 | 69 | 2 | 0
2025 | PJM_ROR_2_MISO_MO-IL | PJM_ROR | MISO_MO-IL | Internal | Winter | B20 | 935 | 1111 | 0 | 61.8 | 59.8 | 2 | 0
2025 | PJM_ROR_2_MISO_W | PJM_ROR | MISO_W | Internal | Shoulder | B11 | 25 | 13129 | 0 | 78.61 | 76.61 | 2 | 0
2025 | PJM_ROR_2_MISO_W | PJM_ROR | MISO_W | Internal | Shoulder | B12 | 200 | 13129 | 0 | 72.27 | 70.27 | 2 | 0
2025 | PJM_ROR_2_MISO_W | PJM_ROR | MISO_W | Internal | Shoulder | B13 | 600 | 13129 | 0 | 69.4 | 67.4 | 2 | 0
2025 | PJM_ROR_2_MISO_W | PJM_ROR | MISO_W | Internal | Shoulder | B14 | 900 | 13129 | 0 | 67.73 | 64.7 | 2 | 0
2025 | PJM_ROR_2_MISO_W | PJM_ROR | MISO_W | Internal | Shoulder | B15 | 1203 | 13129 | 0 | 59.02 | 14.59 | 2 | 0
2025 | PJM_ROR_2_MISO_W | PJM_ROR | MISO_W | Internal | Summer | B1 | 10 | 13129 | 0 | 110.63 | 108.63 | 2 | 0
2025 | PJM_ROR_2_MISO_W | PJM_ROR | MISO_W | Internal | Summer | B2 | 25 | 13129 | 0 | 109.27 | 107.27 | 2 | 0
2025 | PJM_ROR_2_MISO_W | PJM_ROR | MISO_W | Internal | Summer | B3 | 75 | 13129 | 0 | 109.27 | 107.27 | 2 | 0
2025 | PJM_ROR_2_MISO_W | PJM_ROR | MISO_W | Internal | Summer | B4 | 100 | 13129 | 0 | 106.06 | 104.06 | 2 | 0
2025 | PJM_ROR_2_MISO_W | PJM_ROR | MISO_W | Internal | Summer | B5 | 200 | 13129 | 0 | 97.12 | 95.12 | 2 | 0
2025 | PJM_ROR_2_MISO_W | PJM_ROR | MISO_W | Internal | Summer | B6 | 300 | 13129 | 0 | 82.33 | 80.33 | 2 | 0
2025 | PJM_ROR_2_MISO_W | PJM_ROR | MISO_W | Internal | Summer | B7 | 400 | 13129 | 0 | 73.31 | 71.31 | 2 | 0
2025 | PJM_ROR_2_MISO_W | PJM_ROR | MISO_W | Internal | Summer | B8 | 500 | 13129 | 0 | 69.55 | 67.55 | 2 | 0
2025 | PJM_ROR_2_MISO_W | PJM_ROR | MISO_W | Internal | Summer | B9 | 800 | 13129 | 0 | 66.14 | 64.14 | 2 | 0
2025 | PJM_ROR_2_MISO_W | PJM_ROR | MISO_W | Internal | Summer | B10 | 1262 | 13129 | 0 | 57.66 | 55.66 | 2 | 0
2025 | PJM_ROR_2_MISO_W | PJM_ROR | MISO_W | Internal | Winter | B16 | 25 | 13129 | 0 | 83.57 | 61.56 | 2 | 0
2025 | PJM_ROR_2_MISO_W | PJM_ROR | MISO_W | Internal | Winter | B17 | 100 | 13129 | 0 | 76.96 | 61.49 | 2 | 0
2025 | PJM_ROR_2_MISO_W | PJM_ROR | MISO_W | Internal | Winter | B18 | 400 | 13129 | 0 | 72.29 | 68.98 | 2 | 0
2025 | PJM_ROR_2_MISO_W | PJM_ROR | MISO_W | Internal | Winter | B19 | 700 | 13129 | 0 | 71.01 | 68.98 | 2 | 0
2025 | PJM_ROR_2_MISO_W | PJM_ROR | MISO_W | Internal | Winter | B20 | 935 | 13129 | 0 | 61.8 | 57.5 | 2 | 0
2025 | PJM_ROR_2_PJM_ROM | PJM_ROR | PJM_ROM | Internal | Shoulder | B11 | 25 | 8000 | 1926.29 | 78.61 | 78.62 | 0.01 | 0
2025 | PJM_ROR_2_PJM_ROM | PJM_ROR | PJM_ROM | Internal | Shoulder | B12 | 200 | 8000 | 8000 | 72.27 | 72.86 | 0.01 | 0.58
2025 | PJM_ROR_2_PJM_ROM | PJM_ROR | PJM_ROM | Internal | Shoulder | B13 | 600 | 8000 | 6963.88 | 69.4 | 69.41 | 0.01 | 0
2025 | PJM_ROR_2_PJM_ROM | PJM_ROR | PJM_ROM | Internal | Shoulder | B14 | 900 | 8000 | 8000 | 67.73 | 68.95 | 0.01 | 1.2
2025 | PJM_ROR_2_PJM_ROM | PJM_ROR | PJM_ROM | Internal | Shoulder | B15 | 1203 | 8000 | 8000 | 59.02 | 60.11 | 0.01 | 1.08
2025 | PJM_ROR_2_PJM_ROM | PJM_ROR | PJM_ROM | Internal | Summer | B1 | 10 | 8000 | 7495.7 | 110.63 | 110.64 | 0.01 | 0
2025 | PJM_ROR_2_PJM_ROM | PJM_ROR | PJM_ROM | Internal | Summer | B2 | 25 | 8000 | 6266.45 | 109.27 | 109.28 | 0.01 | 0
2025 | PJM_ROR_2_PJM_ROM | PJM_ROR | PJM_ROM | Internal | Summer | B3 | 75 | 8000 | 481.91 | 109.27 | 109.28 | 0.01 | 0
2025 | PJM_ROR_2_PJM_ROM | PJM_ROR | PJM_ROM | Internal | Summer | B4 | 100 | 8000 | 0 | 106.06 | 106.05 | 0.01 | 0
2025 | PJM_ROR_2_PJM_ROM | PJM_ROR | PJM_ROM | Internal | Summer | B5 | 200 | 8000 | 1471.32 | 97.12 | 97.13 | 0.01 | 0
2025 | PJM_ROR_2_PJM_ROM | PJM_ROR | PJM_ROM | Internal | Summer | B6 | 300 | 8000 | 1580.64 | 82.33 | 82.34 | 0.01 | 0
2025 | PJM_ROR_2_PJM_ROM | PJM_ROR | PJM_ROM | Internal | Summer | B7 | 400 | 8000 | 3528.31 | 73.31 | 73.32 | 0.01 | 0
2025 | PJM_ROR_2_PJM_ROM | PJM_ROR | PJM_ROM | Internal | Summer | B8 | 500 | 8000 | 5900.45 | 69.55 | 69.56 | 0.01 | 0
2025 | PJM_ROR_2_PJM_ROM | PJM_ROR | PJM_ROM | Internal | Summer | B9 | 800 | 8000 | 8000 | 66.14 | 66.45 | 0.01 | 0.3
2025 | PJM_ROR_2_PJM_ROM | PJM_ROR | PJM_ROM | Internal | Summer | B10 | 1262 | 8000 | 8000 | 57.66 | 57.93 | 0.01 | 0.26
2025 | PJM_ROR_2_PJM_ROM | PJM_ROR | PJM_ROM | Internal | Winter | B16 | 25 | 8000 | 6313.88 | 83.57 | 83.58 | 0.01 | 0
2025 | PJM_ROR_2_PJM_ROM | PJM_ROR | PJM_ROM | Internal | Winter | B17 | 100 | 8000 | 8000 | 76.96 | 79.29 | 0.01 | 2.31
2025 | PJM_ROR_2_PJM_ROM | PJM_ROR | PJM_ROM | Internal | Winter | B18 | 400 | 8000 | 8000 | 72.29 | 74.81 | 0.01 | 2.51
2025 | PJM_ROR_2_PJM_ROM | PJM_ROR | PJM_ROM | Internal | Winter | B19 | 700 | 8000 | 8000 | 71.01 | 74.37 | 0.01 | 3.35
2025 | PJM_ROR_2_PJM_ROM | PJM_ROR | PJM_ROM | Internal | Winter | B20 | 935 | 8000 | 8000 | 61.8 | 65.04 | 0.01 | 3.22
2025 | PJM_ROR_2_TVA_Transmission | PJM_ROR | TVA_Transmission | Internal | Shoulder | B11 | 25 | 2500 | 2500 | 78.61 | 84.62 | 6 | 0.01
2025 | PJM_ROR_2_TVA_Transmission | PJM_ROR | TVA_Transmission | Internal | Shoulder | B12 | 200 | 2500 | 0 | 72.27 | 76.5 | 6 | 0
2025 | PJM_ROR_2_TVA_Transmission | PJM_ROR | TVA_Transmission | Internal | Shoulder | B13 | 600 | 2500 | 0 | 69.4 | 73.16 | 6 | 0
2025 | PJM_ROR_2_TVA_Transmission | PJM_ROR | TVA_Transmission | Internal | Shoulder | B14 | 900 | 2500 | 0 | 67.73 | 72.15 | 6 | 0
2025 | PJM_ROR_2_TVA_Transmission | PJM_ROR | TVA_Transmission | Internal | Shoulder | B15 | 1203 | 2500 | 0 | 59.02 | 63.62 | 6 | 0
2025 | PJM_ROR_2_TVA_Transmission | PJM_ROR | TVA_Transmission | Internal | Summer | B1 | 10 | 2500 | 1896.9 | 110.63 | 116.63 | 6 | 0
2025 | PJM_ROR_2_TVA_Transmission | PJM_ROR | TVA_Transmission | Internal | Summer | B2 | 25 | 2500 | 1138.67 | 109.27 | 115.27 | 6 | 0
2025 | PJM_ROR_2_TVA_Transmission | PJM_ROR | TVA_Transmission | Internal | Summer | B3 | 75 | 2500 | 1749.82 | 109.27 | 115.27 | 6 | 0
2025 | PJM_ROR_2_TVA_Transmission | PJM_ROR | TVA_Transmission | Internal | Summer | B4 | 100 | 2500 | 1309.3 | 106.06 | 112.06 | 6 | 0
2025 | PJM_ROR_2_TVA_Transmission | PJM_ROR | TVA_Transmission | Internal | Summer | B5 | 200 | 2500 | 1939.28 | 97.12 | 103.12 | 6 | 0
2025 | PJM_ROR_2_TVA_Transmission | PJM_ROR | TVA_Transmission | Internal | Summer | B6 | 300 | 2500 | 1306.11 | 82.33 | 88.33 | 6 | 0
2025 | PJM_ROR_2_TVA_Transmission | PJM_ROR | TVA_Transmission | Internal | Summer | B7 | 400 | 2500 | 455.8 | 73.31 | 79.31 | 6 | 0
2025 | PJM_ROR_2_TVA_Transmission | PJM_ROR | TVA_Transmission | Internal | Summer | B8 | 500 | 2500 | 0 | 69.55 | 73.91 | 6 | 0
2025 | PJM_ROR_2_TVA_Transmission | PJM_ROR | TVA_Transmission | Internal | Summer | B9 | 800 | 2500 | 0 | 66.14 | 71.41 | 6 | 0
2025 | PJM_ROR_2_TVA_Transmission | PJM_ROR | TVA_Transmission | Internal | Summer | B10 | 1262 | 2500 | 0 | 57.66 | 63.11 | 6 | 0
2025 | PJM_ROR_2_TVA_Transmission | PJM_ROR | TVA_Transmission | Internal | Winter | B16 | 25 | 2500 | 0 | 83.57 | 89.56 | 6 | 0
2025 | PJM_ROR_2_TVA_Transmission | PJM_ROR | TVA_Transmission | Internal | Winter | B17 | 100 | 2500 | 0 | 76.96 | 78.29 | 6 | 0
2025 | PJM_ROR_2_TVA_Transmission | PJM_ROR | TVA_Transmission | Internal | Winter | B18 | 400 | 2500 | 0 | 72.29 | 75.82 | 6 | 0
2025 | PJM_ROR_2_TVA_Transmission | PJM_ROR | TVA_Transmission | Internal | Winter | B19 | 700 | 2500 | 0 | 71.01 | 75.23 | 6 | 0
2025 | PJM_ROR_2_TVA_Transmission | PJM_ROR | TVA_Transmission | Internal | Winter | B20 | 935 | 2500 | 0 | 61.8 | 65.93 | 6 | 0
2025 | PJM_ROR_2_VACAR | PJM_ROR | VACAR | Internal | Shoulder | B11 | 25 | 3000 | 3000 | 78.61 | 90.73 | 6 | 6.12
2025 | PJM_ROR_2_VACAR | PJM_ROR | VACAR | Internal | Shoulder | B12 | 200 | 3000 | 3000 | 72.27 | 83.42 | 6 | 5.16
2025 | PJM_ROR_2_VACAR | PJM_ROR | VACAR | Internal | Shoulder | B13 | 600 | 3000 | 3000 | 69.4 | 76.26 | 6 | 0.85
2025 | PJM_ROR_2_VACAR | PJM_ROR | VACAR | Internal | Shoulder | B14 | 900 | 3000 | 2850.97 | 67.73 | 73.73 | 6 | 0
2025 | PJM_ROR_2_VACAR | PJM_ROR | VACAR | Internal | Shoulder | B15 | 1203 | 3000 | 3000 | 59.02 | 66.27 | 6 | 1.25
2025 | PJM_ROR_2_VACAR | PJM_ROR | VACAR | Internal | Summer | B1 | 10 | 3000 | 3000 | 110.63 | 121.06 | 6 | 4.43
2025 | PJM_ROR_2_VACAR | PJM_ROR | VACAR | Internal | Summer | B2 | 25 | 3000 | 3000 | 109.27 | 121.06 | 6 | 5.79
2025 | PJM_ROR_2_VACAR | PJM_ROR | VACAR | Internal | Summer | B3 | 75 | 3000 | 3000 | 109.27 | 121.06 | 6 | 5.79
2025 | PJM_ROR_2_VACAR | PJM_ROR | VACAR | Internal | Summer | B4 | 100 | 3000 | 3000 | 106.06 | 121.06 | 6 | 9
2025 | PJM_ROR_2_VACAR | PJM_ROR | VACAR | Internal | Summer | B5 | 200 | 3000 | 3000 | 97.12 | 105.12 | 6 | 2
2025 | PJM_ROR_2_VACAR | PJM_ROR | VACAR | Internal | Summer | B6 | 300 | 3000 | 3000 | 82.33 | 90.76 | 6 | 2.43
2025 | PJM_ROR_2_VACAR | PJM_ROR | VACAR | Internal | Summer | B7 | 400 | 3000 | 3000 | 73.31 | 88.31 | 6 | 9
2025 | PJM_ROR_2_VACAR | PJM_ROR | VACAR | Internal | Summer | B8 | 500 | 3000 | 3000 | 69.55 | 77.35 | 6 | 1.8
2025 | PJM_ROR_2_VACAR | PJM_ROR | VACAR | Internal | Summer | B9 | 800 | 3000 | 1443.77 | 66.14 | 72.14 | 6 | 0
2025 | PJM_ROR_2_VACAR | PJM_ROR | VACAR | Internal | Summer | B10 | 1262 | 3000 | 3000 | 57.66 | 64.45 | 6 | 0.8
2025 | PJM_ROR_2_VACAR | PJM_ROR | VACAR | Internal | Winter | B16 | 25 | 3000 | 3000 | 83.57 | 105.1 | 6 | 15.53
2025 | PJM_ROR_2_VACAR | PJM_ROR | VACAR | Internal | Winter | B17 | 100 | 3000 | 3000 | 76.96 | 88.26 | 6 | 5.29
2025 | PJM_ROR_2_VACAR | PJM_ROR | VACAR | Internal | Winter | B18 | 400 | 3000 | 3000 | 72.29 | 81.03 | 6 | 2.74
2025 | PJM_ROR_2_VACAR | PJM_ROR | VACAR | Internal | Winter | B19 | 700 | 3000 | 3000 | 71.01 | 78.07 | 6 | 1.06
2025 | PJM_ROR_2_VACAR | PJM_ROR | VACAR | Internal | Winter | B20 | 935 | 3000 | 3000 | 61.8 | 70.33 | 6 | 2.53
2025 | PJM_ROM_2_NYISO_A-F | PJM_ROM | NYISO_A-F | Internal | Shoulder | B11 | 25 | 2000 | 0 | 78.62 | 68.74 | 6 | 0
2025 | PJM_ROM_2_NYISO_A-F | PJM_ROM | NYISO_A-F | Internal | Shoulder | B12 | 200 | 2000 | 0 | 72.86 | 67.23 | 6 | 0
2025 | PJM_ROM_2_NYISO_A-F | PJM_ROM | NYISO_A-F | Internal | Shoulder | B13 | 600 | 2000 | 0 | 69.41 | 64.83 | 6 | 0
2025 | PJM_ROM_2_NYISO_A-F | PJM_ROM | NYISO_A-F | Internal | Shoulder | B14 | 900 | 2000 | 0 | 68.95 | 64.83 | 6 | 0
2025 | PJM_ROM_2_NYISO_A-F | PJM_ROM | NYISO_A-F | Internal | Shoulder | B15 | 1203 | 2000 | 0 | 60.11 | 64.83 | 6 | 0
2025 | PJM_ROM_2_NYISO_A-F | PJM_ROM | NYISO_A-F | Internal | Summer | B1 | 10 | 2000 | 0 | 110.64 | 96.87 | 6 | 0
2025 | PJM_ROM_2_NYISO_A-F | PJM_ROM | NYISO_A-F | Internal | Summer | B2 | 25 | 2000 | 0 | 109.28 | 95.29 | 6 | 0
2025 | PJM_ROM_2_NYISO_A-F | PJM_ROM | NYISO_A-F | Internal | Summer | B3 | 75 | 2000 | 0 | 109.28 | 86.27 | 6 | 0
2025 | PJM_ROM_2_NYISO_A-F | PJM_ROM | NYISO_A-F | Internal | Summer | B4 | 100 | 2000 | 0 | 106.05 | 78.83 | 6 | 0
2025 | PJM_ROM_2_NYISO_A-F | PJM_ROM | NYISO_A-F | Internal | Summer | B5 | 200 | 2000 | 0 | 97.13 | 67.45 | 6 | 0
2025 | PJM_ROM_2_NYISO_A-F | PJM_ROM | NYISO_A-F | Internal | Summer | B6 | 300 | 2000 | 0 | 82.34 | 67.45 | 6 | 0
2025 | PJM_ROM_2_NYISO_A-F | PJM_ROM | NYISO_A-F | Internal | Summer | B7 | 400 | 2000 | 0 | 73.32 | 65.32 | 6 | 0
2025 | PJM_ROM_2_NYISO_A-F | PJM_ROM | NYISO_A-F | Internal | Summer | B8 | 500 | 2000 | 0 | 69.56 | 62.92 | 6 | 0
2025 | PJM_ROM_2_NYISO_A-F | PJM_ROM | NYISO_A-F | Internal | Summer | B9 | 800 | 2000 | 0 | 66.45 | 62.92 | 6 | 0
2025 | PJM_ROM_2_NYISO_A-F | PJM_ROM | NYISO_A-F | Internal | Summer | B10 | 1262 | 2000 | 0 | 57.93 | 62.92 | 6 | 0
2025 | PJM_ROM_2_NYISO_A-F | PJM_ROM | NYISO_A-F | Internal | Winter | B16 | 25 | 2000 | 0 | 83.58 | 71.29 | 6 | 0
2025 | PJM_ROM_2_NYISO_A-F | PJM_ROM | NYISO_A-F | Internal | Winter | B17 | 100 | 2000 | 0 | 79.29 | 71.29 | 6 | 0
2025 | PJM_ROM_2_NYISO_A-F | PJM_ROM | NYISO_A-F | Internal | Winter | B18 | 400 | 2000 | 0 | 74.81 | 68.94 | 6 | 0
2025 | PJM_ROM_2_NYISO_A-F | PJM_ROM | NYISO_A-F | Internal | Winter | B19 | 700 | 2000 | 0 | 74.37 | 68.94 | 6 | 0
2025 | PJM_ROM_2_NYISO_A-F | PJM_ROM | NYISO_A-F | Internal | Winter | B20 | 935 | 2000 | 0 | 65.04 | 68.94 | 6 | 0
2025 | PJM_ROM_2_PJM_E | PJM_ROM | PJM_E | Internal | Shoulder | B11 | 25 | 8000 | 0 | 78.62 | 78.61 | 0.01 | 0
2025 | PJM_ROM_2_PJM_E | PJM_ROM | PJM_E | Internal | Shoulder | B12 | 200 | 8000 | 0 | 72.86 | 72.85 | 0.01 | 0
2025 | PJM_ROM_2_PJM_E | PJM_ROM | PJM_E | Internal | Shoulder | B13 | 600 | 8000 | 0 | 69.41 | 69.4 | 0.01 | 0
2025 | PJM_ROM_2_PJM_E | PJM_ROM | PJM_E | Internal | Shoulder | B14 | 900 | 8000 | 0 | 68.95 | 68.94 | 0.01 | 0
2025 | PJM_ROM_2_PJM_E | PJM_ROM | PJM_E | Internal | Shoulder | B15 | 1203 | 8000 | 0 | 60.11 | 60.1 | 0.01 | 0
2025 | PJM_ROM_2_PJM_E | PJM_ROM | PJM_E | Internal | Summer | B1 | 10 | 8000 | 1089.35 | 110.64 | 110.66 | 0.01 | 0
2025 | PJM_ROM_2_PJM_E | PJM_ROM | PJM_E | Internal | Summer | B2 | 25 | 8000 | 177.56 | 109.28 | 109.29 | 0.01 | 0
2025 | PJM_ROM_2_PJM_E | PJM_ROM | PJM_E | Internal | Summer | B3 | 75 | 8000 | 0 | 109.28 | 109.27 | 0.01 | 0
2025 | PJM_ROM_2_PJM_E | PJM_ROM | PJM_E | Internal | Summer | B4 | 100 | 8000 | 0 | 106.05 | 106.04 | 0.01 | 0
2025 | PJM_ROM_2_PJM_E | PJM_ROM | PJM_E | Internal | Summer | B5 | 200 | 8000 | 0 | 97.13 | 97.12 | 0.01 | 0
2025 | PJM_ROM_2_PJM_E | PJM_ROM | PJM_E | Internal | Summer | B6 | 300 | 8000 | 0 | 82.34 | 82.33 | 0.01 | 0
2025 | PJM_ROM_2_PJM_E | PJM_ROM | PJM_E | Internal | Summer | B7 | 400 | 8000 | 0 | 73.32 | 73.31 | 0.01 | 0
2025 | PJM_ROM_2_PJM_E | PJM_ROM | PJM_E | Internal | Summer | B8 | 500 | 8000 | 0 | 69.56 | 69.55 | 0.01 | 0
2025 | PJM_ROM_2_PJM_E | PJM_ROM | PJM_E | Internal | Summer | B9 | 800 | 8000 | 0 | 66.45 | 66.44 | 0.01 | 0
2025 | PJM_ROM_2_PJM_E | PJM_ROM | PJM_E | Internal | Summer | B10 | 1262 | 8000 | 0 | 57.93 | 57.92 | 0.01 | 0
2025 | PJM_ROM_2_PJM_E | PJM_ROM | PJM_E | Internal | Winter | B16 | 25 | 8000 | 0 | 83.58 | 83.57 | 0.01 | 0
2025 | PJM_ROM_2_PJM_E | PJM_ROM | PJM_E | Internal | Winter | B17 | 100 | 8000 | 68.36 | 79.29 | 79.3 | 0.01 | 0
2025 | PJM_ROM_2_PJM_E | PJM_ROM | PJM_E | Internal | Winter | B18 | 400 | 8000 | 757.61 | 74.81 | 74.82 | 0.01 | 0
2025 | PJM_ROM_2_PJM_E | PJM_ROM | PJM_E | Internal | Winter | B19 | 700 | 8000 | 1070.66 | 74.37 | 74.38 | 0.01 | 0
2025 | PJM_ROM_2_PJM_E | PJM_ROM | PJM_E | Internal | Winter | B20 | 935 | 8000 | 1417.41 | 65.04 | 65.05 | 0.01 | 0
2025 | PJM_ROM_2_PJM_ROR | PJM_ROM | PJM_ROR | Internal | Shoulder | B11 | 25 | 8000 | 0 | 78.62 | 78.61 | 0.01 | 0
2025 | PJM_ROM_2_PJM_ROR | PJM_ROM | PJM_ROR | Internal | Shoulder | B12 | 200 | 8000 | 0 | 72.86 | 72.27 | 0.01 | 0
2025 | PJM_ROM_2_PJM_ROR | PJM_ROM | PJM_ROR | Internal | Shoulder | B13 | 600 | 8000 | 0 | 69.41 | 69.4 | 0.01 | 0
2025 | PJM_ROM_2_PJM_ROR | PJM_ROM | PJM_ROR | Internal | Shoulder | B14 | 900 | 8000 | 0 | 68.95 | 67.73 | 0.01 | 0
2025 | PJM_ROM_2_PJM_ROR | PJM_ROM | PJM_ROR | Internal | Shoulder | B15 | 1203 | 8000 | 0 | 60.11 | 59.02 | 0.01 | 0
2025 | PJM_ROM_2_PJM_ROR | PJM_ROM | PJM_ROR | Internal | Summer | B1 | 10 | 8000 | 0 | 110.64 | 110.63 | 0.01 | 0
2025 | PJM_ROM_2_PJM_ROR | PJM_ROM | PJM_ROR | Internal | Summer | B2 | 25 | 8000 | 0 | 109.28 | 109.27 | 0.01 | 0
2025 | PJM_ROM_2_PJM_ROR | PJM_ROM | PJM_ROR | Internal | Summer | B3 | 75 | 8000 | 0 | 109.28 | 109.27 | 0.01 | 0
2025 | PJM_ROM_2_PJM_ROR | PJM_ROM | PJM_ROR | Internal | Summer | B4 | 100 | 8000 | 2395.08 | 106.05 | 106.06 | 0.01 | 0
2025 | PJM_ROM_2_PJM_ROR | PJM_ROM | PJM_ROR | Internal | Summer | B5 | 200 | 8000 | 0 | 97.13 | 97.12 | 0.01 | 0
2025 | PJM_ROM_2_PJM_ROR | PJM_ROM | PJM_ROR | Internal | Summer | B6 | 300 | 8000 | 0 | 82.34 | 82.33 | 0.01 | 0
2025 | PJM_ROM_2_PJM_ROR | PJM_ROM | PJM_ROR | Internal | Summer | B7 | 400 | 8000 | 0 | 73.32 | 73.31 | 0.01 | 0
2025 | PJM_ROM_2_PJM_ROR | PJM_ROM | PJM_ROR | Internal | Summer | B8 | 500 | 8000 | 0 | 69.56 | 69.55 | 0.01 | 0
2025 | PJM_ROM_2_PJM_ROR | PJM_ROM | PJM_ROR | Internal | Summer | B9 | 800 | 8000 | 0 | 66.45 | 66.14 | 0.01 | 0
2025 | PJM_ROM_2_PJM_ROR | PJM_ROM | PJM_ROR | Internal | Summer | B10 | 1262 | 8000 | 0 | 57.93 | 57.66 | 0.01 | 0
2025 | PJM_ROM_2_PJM_ROR | PJM_ROM | PJM_ROR | Internal | Winter | B16 | 25 | 8000 | 0 | 83.58 | 83.57 | 0.01 | 0
2025 | PJM_ROM_2_PJM_ROR | PJM_ROM | PJM_ROR | Internal | Winter | B17 | 100 | 8000 | 0 | 79.29 | 76.96 | 0.01 | 0
2025 | PJM_ROM_2_PJM_ROR | PJM_ROM | PJM_ROR | Internal | Winter | B18 | 400 | 8000 | 0 | 74.81 | 72.29 | 0.01 | 0
2025 | PJM_ROM_2_PJM_ROR | PJM_ROM | PJM_ROR | Internal | Winter | B19 | 700 | 8000 | 0 | 74.37 | 71.01 | 0.01 | 0
2025 | PJM_ROM_2_PJM_ROR | PJM_ROM | PJM_ROR | Internal | Winter | B20 | 935 | 8000 | 0 | 65.04 | 61.8 | 0.01 | 0
2025 | SOCO_2_FRCC | SOCO | FRCC | Internal | Shoulder | B11 | 25 | 3700 | 3700 | 97.64 | 114.79 | 10 | 7.16
2025 | SOCO_2_FRCC | SOCO | FRCC | Internal | Shoulder | B12 | 200 | 3700 | 0 | 75.26 | 81.24 | 10 | 0
2025 | SOCO_2_FRCC | SOCO | FRCC | Internal | Shoulder | B13 | 600 | 3700 | 0 | 72.62 | 79.35 | 10 | 0
2025 | SOCO_2_FRCC | SOCO | FRCC | Internal | Shoulder | B14 | 900 | 3700 | 0 | 72.62 | 77.85 | 10 | 0
2025 | SOCO_2_FRCC | SOCO | FRCC | Internal | Shoulder | B15 | 1203 | 3700 | 0 | 72.62 | 77.85 | 10 | 0
2025 | SOCO_2_FRCC | SOCO | FRCC | Internal | Summer | B1 | 10 | 3700 | 1559.07 | 120.44 | 130.44 | 10 | 0
2025 | SOCO_2_FRCC | SOCO | FRCC | Internal | Summer | B2 | 25 | 3700 | 0 | 118.06 | 125.11 | 10 | 0
2025 | SOCO_2_FRCC | SOCO | FRCC | Internal | Summer | B3 | 75 | 3700 | 0 | 118.06 | 125.11 | 10 | 0
2025 | SOCO_2_FRCC | SOCO | FRCC | Internal | Summer | B4 | 100 | 3700 | 0 | 118.06 | 125.11 | 10 | 0
2025 | SOCO_2_FRCC | SOCO | FRCC | Internal | Summer | B5 | 200 | 3700 | 1699.7 | 112.12 | 122.12 | 10 | 0
2025 | SOCO_2_FRCC | SOCO | FRCC | Internal | Summer | B6 | 300 | 3700 | 1794.29 | 97.33 | 107.33 | 10 | 0
2025 | SOCO_2_FRCC | SOCO | FRCC | Internal | Summer | B7 | 400 | 3700 | 0 | 86.06 | 91.75 | 10 | 0
2025 | SOCO_2_FRCC | SOCO | FRCC | Internal | Summer | B8 | 500 | 3700 | 0 | 78.92 | 80.4 | 10 | 0
2025 | SOCO_2_FRCC | SOCO | FRCC | Internal | Summer | B9 | 800 | 3700 | 0 | 71.22 | 77.04 | 10 | 0
2025 | SOCO_2_FRCC | SOCO | FRCC | Internal | Summer | B10 | 1262 | 3700 | 0 | 71.22 | 77.04 | 10 | 0
2025 | SOCO_2_FRCC | SOCO | FRCC | Internal | Winter | B16 | 25 | 3700 | 2148.66 | 98.56 | 108.56 | 10 | 0
2025 | SOCO_2_FRCC | SOCO | FRCC | Internal | Winter | B17 | 100 | 3700 | 0 | 78.26 | 83.81 | 10 | 0
2025 | SOCO_2_FRCC | SOCO | FRCC | Internal | Winter | B18 | 400 | 3700 | 0 | 75.5 | 80.3 | 10 | 0
2025 | SOCO_2_FRCC | SOCO | FRCC | Internal | Winter | B19 | 700 | 3700 | 0 | 75.5 | 80.3 | 10 | 0
2025 | SOCO_2_FRCC | SOCO | FRCC | Internal | Winter | B20 | 935 | 3700 | 0 | 74.51 | 80.3 | 10 | 0
2025 | SOCO_2_VACAR | SOCO | VACAR | Internal | Shoulder | B11 | 25 | 2000 | 0 | 97.64 | 90.73 | 10 | 0
2025 | SOCO_2_VACAR | SOCO | VACAR | Internal | Shoulder | B12 | 200 | 2000 | 0 | 75.26 | 83.42 | 10 | 0
2025 | SOCO_2_VACAR | SOCO | VACAR | Internal | Shoulder | B13 | 600 | 2000 | 0 | 72.62 | 76.26 | 10 | 0
2025 | SOCO_2_VACAR | SOCO | VACAR | Internal | Shoulder | B14 | 900 | 2000 | 0 | 72.62 | 73.73 | 10 | 0
2025 | SOCO_2_VACAR | SOCO | VACAR | Internal | Shoulder | B15 | 1203 | 2000 | 0 | 72.62 | 66.27 | 10 | 0
2025 | SOCO_2_VACAR | SOCO | VACAR | Internal | Summer | B1 | 10 | 2000 | 0 | 120.44 | 121.06 | 10 | 0
2025 | SOCO_2_VACAR | SOCO | VACAR | Internal | Summer | B2 | 25 | 2000 | 0 | 118.06 | 121.06 | 10 | 0
2025 | SOCO_2_VACAR | SOCO | VACAR | Internal | Summer | B3 | 75 | 2000 | 0 | 118.06 | 121.06 | 10 | 0
2025 | SOCO_2_VACAR | SOCO | VACAR | Internal | Summer | B4 | 100 | 2000 | 0 | 118.06 | 121.06 | 10 | 0
2025 | SOCO_2_VACAR | SOCO | VACAR | Internal | Summer | B5 | 200 | 2000 | 0 | 112.12 | 105.12 | 10 | 0
2025 | SOCO_2_VACAR | SOCO | VACAR | Internal | Summer | B6 | 300 | 2000 | 0 | 97.33 | 90.76 | 10 | 0
2025 | SOCO_2_VACAR | SOCO | VACAR | Internal | Summer | B7 | 400 | 2000 | 0 | 86.06 | 88.31 | 10 | 0
2025 | SOCO_2_VACAR | SOCO | VACAR | Internal | Summer | B8 | 500 | 2000 | 0 | 78.92 | 77.35 | 10 | 0
2025 | SOCO_2_VACAR | SOCO | VACAR | Internal | Summer | B9 | 800 | 2000 | 0 | 71.22 | 72.14 | 10 | 0
2025 | SOCO_2_VACAR | SOCO | VACAR | Internal | Summer | B10 | 1262 | 2000 | 0 | 71.22 | 64.45 | 10 | 0
2025 | SOCO_2_VACAR | SOCO | VACAR | Internal | Winter | B16 | 25 | 2000 | 0 | 98.56 | 105.1 | 10 | 0
2025 | SOCO_2_VACAR | SOCO | VACAR | Internal | Winter | B17 | 100 | 2000 | 1421.25 | 78.26 | 88.26 | 10 | 0
2025 | SOCO_2_VACAR | SOCO | VACAR | Internal | Winter | B18 | 400 | 2000 | 0 | 75.5 | 81.03 | 10 | 0
2025 | SOCO_2_VACAR | SOCO | VACAR | Internal | Winter | B19 | 700 | 2000 | 0 | 75.5 | 78.07 | 10 | 0
2025 | SOCO_2_VACAR | SOCO | VACAR | Internal | Winter | B20 | 935 | 2000 | 0 | 74.51 | 70.33 | 10 | 0
2025 | SPP_N_2_ENT | SPP_N | ENT | Internal | Shoulder | B11 | 25 | 15643 | 6997.25 | 71.62 | 76.62 | 5 | 0
2025 | SPP_N_2_ENT | SPP_N | ENT | Internal | Shoulder | B12 | 200 | 15643 | 10278.63 | 65.69 | 70.69 | 5 | 0
2025 | SPP_N_2_ENT | SPP_N | ENT | Internal | Shoulder | B13 | 600 | 15643 | 9840.63 | 62.41 | 67.41 | 5 | 0
2025 | SPP_N_2_ENT | SPP_N | ENT | Internal | Shoulder | B14 | 900 | 15643 | 13431.93 | 56.53 | 61.53 | 5 | 0
2025 | SPP_N_2_ENT | SPP_N | ENT | Internal | Shoulder | B15 | 1203 | 15643 | 15643 | 2.6 | 47.62 | 5 | 40.01
2025 | SPP_N_2_ENT | SPP_N | ENT | Internal | Summer | B1 | 10 | 15643 | 12818.58 | 69.11 | 74.11 | 5 | 0
2025 | SPP_N_2_ENT | SPP_N | ENT | Internal | Summer | B2 | 25 | 15643 | 5280.13 | 102.26 | 107.26 | 5 | 0
2025 | SPP_N_2_ENT | SPP_N | ENT | Internal | Summer | B3 | 75 | 15643 | 2385.93 | 102.28 | 107.28 | 5 | 0
2025 | SPP_N_2_ENT | SPP_N | ENT | Internal | Summer | B4 | 100 | 15643 | 4693.21 | 99.07 | 104.07 | 5 | 0
2025 | SPP_N_2_ENT | SPP_N | ENT | Internal | Summer | B5 | 200 | 15643 | 5433.01 | 90.13 | 95.13 | 5 | 0
2025 | SPP_N_2_ENT | SPP_N | ENT | Internal | Summer | B6 | 300 | 15643 | 4467.73 | 75.34 | 80.34 | 5 | 0
2025 | SPP_N_2_ENT | SPP_N | ENT | Internal | Summer | B7 | 400 | 15643 | 4120.58 | 69.52 | 74.52 | 5 | 0
2025 | SPP_N_2_ENT | SPP_N | ENT | Internal | Summer | B8 | 500 | 15643 | 6753.52 | 65.92 | 70.92 | 5 | 0
2025 | SPP_N_2_ENT | SPP_N | ENT | Internal | Summer | B9 | 800 | 15643 | 7951.81 | 64.24 | 69.24 | 5 | 0
2025 | SPP_N_2_ENT | SPP_N | ENT | Internal | Summer | B10 | 1262 | 15643 | 13525.91 | 55.3 | 60.3 | 5 | 0
2025 | SPP_N_2_ENT | SPP_N | ENT | Internal | Winter | B16 | 25 | 15643 | 15035.55 | 68.56 | 73.56 | 5 | 0
2025 | SPP_N_2_ENT | SPP_N | ENT | Internal | Winter | B17 | 100 | 15643 | 12344.36 | 65.26 | 70.26 | 5 | 0
2025 | SPP_N_2_ENT | SPP_N | ENT | Internal | Winter | B18 | 400 | 15643 | 7936.42 | 63.98 | 68.98 | 5 | 0
2025 | SPP_N_2_ENT | SPP_N | ENT | Internal | Winter | B19 | 700 | 15643 | 9210.85 | 62.5 | 67.5 | 5 | 0
2025 | SPP_N_2_ENT | SPP_N | ENT | Internal | Winter | B20 | 935 | 15643 | 15593.98 | 52.5 | 57.5 | 5 | 0
2025 | SPP_N_2_MISO_MO-IL | SPP_N | MISO_MO-IL | Internal | Shoulder | B11 | 25 | 4019 | 3932.38 | 71.62 | 76.62 | 5 | 0
2025 | SPP_N_2_MISO_MO-IL | SPP_N | MISO_MO-IL | Internal | Shoulder | B12 | 200 | 4019 | 3446.43 | 65.69 | 70.69 | 5 | 0
2025 | SPP_N_2_MISO_MO-IL | SPP_N | MISO_MO-IL | Internal | Shoulder | B13 | 600 | 4019 | 3777.79 | 62.41 | 67.41 | 5 | 0
2025 | SPP_N_2_MISO_MO-IL | SPP_N | MISO_MO-IL | Internal | Shoulder | B14 | 900 | 4019 | 4019 | 56.53 | 65.73 | 5 | 4.2
2025 | SPP_N_2_MISO_MO-IL | SPP_N | MISO_MO-IL | Internal | Shoulder | B15 | 1203 | 4019 | 4019 | 2.6 | 55.62 | 5 | 48.01
2025 | SPP_N_2_MISO_MO-IL | SPP_N | MISO_MO-IL | Internal | Summer | B1 | 10 | 4019 | 4019 | 69.11 | 108.64 | 5 | 34.54
2025 | SPP_N_2_MISO_MO-IL | SPP_N | MISO_MO-IL | Internal | Summer | B2 | 25 | 4019 | 4019 | 102.26 | 108.41 | 5 | 1.15
2025 | SPP_N_2_MISO_MO-IL | SPP_N | MISO_MO-IL | Internal | Summer | B3 | 75 | 4019 | 3062.05 | 102.28 | 107.28 | 5 | 0
2025 | SPP_N_2_MISO_MO-IL | SPP_N | MISO_MO-IL | Internal | Summer | B4 | 100 | 4019 | 284.62 | 99.07 | 104.07 | 5 | 0
2025 | SPP_N_2_MISO_MO-IL | SPP_N | MISO_MO-IL | Internal | Summer | B5 | 200 | 4019 | 566.27 | 90.13 | 95.13 | 5 | 0
2025 | SPP_N_2_MISO_MO-IL | SPP_N | MISO_MO-IL | Internal | Summer | B6 | 300 | 4019 | 376.42 | 75.34 | 80.34 | 5 | 0
2025 | SPP_N_2_MISO_MO-IL | SPP_N | MISO_MO-IL | Internal | Summer | B7 | 400 | 4019 | 547.02 | 69.52 | 74.52 | 5 | 0
2025 | SPP_N_2_MISO_MO-IL | SPP_N | MISO_MO-IL | Internal | Summer | B8 | 500 | 4019 | 427.85 | 65.92 | 70.92 | 5 | 0
2025 | SPP_N_2_MISO_MO-IL | SPP_N | MISO_MO-IL | Internal | Summer | B9 | 800 | 4019 | 0 | 64.24 | 66.39 | 5 | 0
2025 | SPP_N_2_MISO_MO-IL | SPP_N | MISO_MO-IL | Internal | Summer | B10 | 1262 | 4019 | 0 | 55.3 | 57.88 | 5 | 0
2025 | SPP_N_2_MISO_MO-IL | SPP_N | MISO_MO-IL | Internal | Winter | B16 | 25 | 4019 | 4019 | 68.56 | 81.56 | 5 | 8
2025 | SPP_N_2_MISO_MO-IL | SPP_N | MISO_MO-IL | Internal | Winter | B17 | 100 | 4019 | 4019 | 65.26 | 74.52 | 5 | 4.26
2025 | SPP_N_2_MISO_MO-IL | SPP_N | MISO_MO-IL | Internal | Winter | B18 | 400 | 4019 | 4019 | 63.98 | 70.28 | 5 | 1.29
2025 | SPP_N_2_MISO_MO-IL | SPP_N | MISO_MO-IL | Internal | Winter | B19 | 700 | 4019 | 4019 | 62.5 | 69 | 5 | 1.49
2025 | SPP_N_2_MISO_MO-IL | SPP_N | MISO_MO-IL | Internal | Winter | B20 | 935 | 4019 | 4019 | 52.5 | 59.8 | 5 | 2.3
2025 | SPP_N_2_MISO_W | SPP_N | MISO_W | Internal | Shoulder | B11 | 25 | 1087 | 0 | 71.62 | 76.61 | 5 | 0
2025 | SPP_N_2_MISO_W | SPP_N | MISO_W | Internal | Shoulder | B12 | 200 | 1087 | 0 | 65.69 | 70.27 | 5 | 0
2025 | SPP_N_2_MISO_W | SPP_N | MISO_W | Internal | Shoulder | B13 | 600 | 1087 | 0 | 62.41 | 67.4 | 5 | 0
2025 | SPP_N_2_MISO_W | SPP_N | MISO_W | Internal | Shoulder | B14 | 900 | 1087 | 1087 | 56.53 | 64.7 | 5 | 3.17
2025 | SPP_N_2_MISO_W | SPP_N | MISO_W | Internal | Shoulder | B15 | 1203 | 1087 | 1087 | 2.6 | 14.59 | 5 | 6.99
2025 | SPP_N_2_MISO_W | SPP_N | MISO_W | Internal | Summer | B1 | 10 | 1087 | 1087 | 69.11 | 108.63 | 5 | 34.53
2025 | SPP_N_2_MISO_W | SPP_N | MISO_W | Internal | Summer | B2 | 25 | 1087 | 1087 | 102.26 | 107.27 | 5 | 0.01
2025 | SPP_N_2_MISO_W | SPP_N | MISO_W | Internal | Summer | B3 | 75 | 1087 | 0 | 102.28 | 107.27 | 5 | 0
2025 | SPP_N_2_MISO_W | SPP_N | MISO_W | Internal | Summer | B4 | 100 | 1087 | 0 | 99.07 | 104.06 | 5 | 0
2025 | SPP_N_2_MISO_W | SPP_N | MISO_W | Internal | Summer | B5 | 200 | 1087 | 0 | 90.13 | 95.12 | 5 | 0
2025 | SPP_N_2_MISO_W | SPP_N | MISO_W | Internal | Summer | B6 | 300 | 1087 | 0 | 75.34 | 80.33 | 5 | 0
2025 | SPP_N_2_MISO_W | SPP_N | MISO_W | Internal | Summer | B7 | 400 | 1087 | 0 | 69.52 | 71.31 | 5 | 0
2025 | SPP_N_2_MISO_W | SPP_N | MISO_W | Internal | Summer | B8 | 500 | 1087 | 0 | 65.92 | 67.55 | 5 | 0
2025 | SPP_N_2_MISO_W | SPP_N | MISO_W | Internal | Summer | B9 | 800 | 1087 | 0 | 64.24 | 64.14 | 5 | 0
2025 | SPP_N_2_MISO_W | SPP_N | MISO_W | Internal | Summer | B10 | 1262 | 1087 | 0 | 55.3 | 55.66 | 5 | 0
2025 | SPP_N_2_MISO_W | SPP_N | MISO_W | Internal | Winter | B16 | 25 | 1087 | 0 | 68.56 | 61.56 | 5 | 0
2025 | SPP_N_2_MISO_W | SPP_N | MISO_W | Internal | Winter | B17 | 100 | 1087 | 0 | 65.26 | 61.49 | 5 | 0
2025 | SPP_N_2_MISO_W | SPP_N | MISO_W | Internal | Winter | B18 | 400 | 1087 | 322.23 | 63.98 | 68.98 | 5 | 0
2025 | SPP_N_2_MISO_W | SPP_N | MISO_W | Internal | Winter | B19 | 700 | 1087 | 1087 | 62.5 | 68.98 | 5 | 1.48
2025 | SPP_N_2_MISO_W | SPP_N | MISO_W | Internal | Winter | B20 | 935 | 1087 | 1037.41 | 52.5 | 57.5 | 5 | 0
2025 | SPP_N_2_NE | SPP_N | NE | Internal | Shoulder | B11 | 25 | 490 | 0 | 71.62 | 71.61 | 0.01 | 0
2025 | SPP_N_2_NE | SPP_N | NE | Internal | Shoulder | B12 | 200 | 490 | 0 | 65.69 | 65.27 | 0.01 | 0
2025 | SPP_N_2_NE | SPP_N | NE | Internal | Shoulder | B13 | 600 | 490 | 0 | 62.41 | 62.4 | 0.01 | 0
2025 | SPP_N_2_NE | SPP_N | NE | Internal | Shoulder | B14 | 900 | 490 | 0 | 56.53 | 56.52 | 0.01 | 0
2025 | SPP_N_2_NE | SPP_N | NE | Internal | Shoulder | B15 | 1203 | 490 | 0 | 2.6 | 2.59 | 0.01 | 0
2025 | SPP_N_2_NE | SPP_N | NE | Internal | Summer | B1 | 10 | 490 | 490 | 69.11 | 103.63 | 0.01 | 34.51
2025 | SPP_N_2_NE | SPP_N | NE | Internal | Summer | B2 | 25 | 490 | 175.61 | 102.26 | 102.27 | 0.01 | 0
2025 | SPP_N_2_NE | SPP_N | NE | Internal | Summer | B3 | 75 | 490 | 0 | 102.28 | 102.27 | 0.01 | 0
2025 | SPP_N_2_NE | SPP_N | NE | Internal | Summer | B4 | 100 | 490 | 0 | 99.07 | 99.06 | 0.01 | 0
2025 | SPP_N_2_NE | SPP_N | NE | Internal | Summer | B5 | 200 | 490 | 0 | 90.13 | 90.12 | 0.01 | 0
2025 | SPP_N_2_NE | SPP_N | NE | Internal | Summer | B6 | 300 | 490 | 0 | 75.34 | 75.33 | 0.01 | 0
2025 | SPP_N_2_NE | SPP_N | NE | Internal | Summer | B7 | 400 | 490 | 0 | 69.52 | 66.31 | 0.01 | 0
2025 | SPP_N_2_NE | SPP_N | NE | Internal | Summer | B8 | 500 | 490 | 0 | 65.92 | 62.55 | 0.01 | 0
2025 | SPP_N_2_NE | SPP_N | NE | Internal | Summer | B9 | 800 | 490 | 0 | 64.24 | 59.14 | 0.01 | 0
2025 | SPP_N_2_NE | SPP_N | NE | Internal | Summer | B10 | 1262 | 490 | 0 | 55.3 | 50.66 | 0.01 | 0
2025 | SPP_N_2_NE | SPP_N | NE | Internal | Winter | B16 | 25 | 490 | 0 | 68.56 | 22.44 | 0.01 | 0
2025 | SPP_N_2_NE | SPP_N | NE | Internal | Winter | B17 | 100 | 490 | 0 | 65.26 | 49.49 | 0.01 | 0
2025 | SPP_N_2_NE | SPP_N | NE | Internal | Winter | B18 | 400 | 490 | 0 | 63.98 | 62.49 | 0.01 | 0
2025 | SPP_N_2_NE | SPP_N | NE | Internal | Winter | B19 | 700 | 490 | 0 | 62.5 | 62.49 | 0.01 | 0
2025 | SPP_N_2_NE | SPP_N | NE | Internal | Winter | B20 | 935 | 490 | 0 | 52.5 | 51.97 | 0.01 | 0
2025 | SPP_N_2_SPP_S | SPP_N | SPP_S | Internal | Shoulder | B11 | 25 | 4236 | 421.1 | 71.62 | 71.63 | 0.01 | 0
2025 | SPP_N_2_SPP_S | SPP_N | SPP_S | Internal | Shoulder | B12 | 200 | 4236 | 1011.77 | 65.69 | 65.7 | 0.01 | 0
2025 | SPP_N_2_SPP_S | SPP_N | SPP_S | Internal | Shoulder | B13 | 600 | 4236 | 908.82 | 62.41 | 62.43 | 0.01 | 0
2025 | SPP_N_2_SPP_S | SPP_N | SPP_S | Internal | Shoulder | B14 | 900 | 4236 | 0 | 56.53 | 56.53 | 0.01 | 0
2025 | SPP_N_2_SPP_S | SPP_N | SPP_S | Internal | Shoulder | B15 | 1203 | 4236 | 0 | 2.6 | 0.01 | 0.01 | 0
2025 | SPP_N_2_SPP_S | SPP_N | SPP_S | Internal | Summer | B1 | 10 | 4236 | 0 | 69.11 | 69.11 | 0.01 | 0
2025 | SPP_N_2_SPP_S | SPP_N | SPP_S | Internal | Summer | B2 | 25 | 4236 | 0 | 102.26 | 100.23 | 0.01 | 0
2025 | SPP_N_2_SPP_S | SPP_N | SPP_S | Internal | Summer | B3 | 75 | 4236 | 0 | 102.28 | 102.28 | 0.01 | 0
2025 | SPP_N_2_SPP_S | SPP_N | SPP_S | Internal | Summer | B4 | 100 | 4236 | 2337.83 | 99.07 | 99.09 | 0.01 | 0
2025 | SPP_N_2_SPP_S | SPP_N | SPP_S | Internal | Summer | B5 | 200 | 4236 | 1303.34 | 90.13 | 90.14 | 0.01 | 0
2025 | SPP_N_2_SPP_S | SPP_N | SPP_S | Internal | Summer | B6 | 300 | 4236 | 2847.28 | 75.34 | 75.36 | 0.01 | 0
2025 | SPP_N_2_SPP_S | SPP_N | SPP_S | Internal | Summer | B7 | 400 | 4236 | 4153.08 | 69.52 | 69.53 | 0.01 | 0
2025 | SPP_N_2_SPP_S | SPP_N | SPP_S | Internal | Summer | B8 | 500 | 4236 | 4236 | 65.92 | 69.11 | 0.01 | 3.18
2025 | SPP_N_2_SPP_S | SPP_N | SPP_S | Internal | Summer | B9 | 800 | 4236 | 4236 | 64.24 | 68.95 | 0.01 | 4.7
2025 | SPP_N_2_SPP_S | SPP_N | SPP_S | Internal | Summer | B10 | 1262 | 4236 | 3144.31 | 55.3 | 55.31 | 0.01 | 0
2025 | SPP_N_2_SPP_S | SPP_N | SPP_S | Internal | Winter | B16 | 25 | 4236 | 1911.62 | 68.56 | 68.57 | 0.01 | 0
2025 | SPP_N_2_SPP_S | SPP_N | SPP_S | Internal | Winter | B17 | 100 | 4236 | 1483.93 | 65.26 | 65.27 | 0.01 | 0
2025 | SPP_N_2_SPP_S | SPP_N | SPP_S | Internal | Winter | B18 | 400 | 4236 | 2120.43 | 63.98 | 64 | 0.01 | 0
2025 | SPP_N_2_SPP_S | SPP_N | SPP_S | Internal | Winter | B19 | 700 | 4236 | 1255.51 | 62.5 | 62.52 | 0.01 | 0
2025 | SPP_N_2_SPP_S | SPP_N | SPP_S | Internal | Winter | B20 | 935 | 4236 | 0 | 52.5 | 52.5 | 0.01 | 0
2025 | SPP_S_2_ENT | SPP_S | ENT | Internal | Shoulder | B11 | 25 | 2842 | 0 | 71.63 | 76.62 | 5 | 0
2025 | SPP_S_2_ENT | SPP_S | ENT | Internal | Shoulder | B12 | 200 | 2842 | 0 | 65.7 | 70.69 | 5 | 0
2025 | SPP_S_2_ENT | SPP_S | ENT | Internal | Shoulder | B13 | 600 | 2842 | 0 | 62.43 | 67.41 | 5 | 0
2025 | SPP_S_2_ENT | SPP_S | ENT | Internal | Shoulder | B14 | 900 | 2842 | 2529.47 | 56.53 | 61.53 | 5 | 0
2025 | SPP_S_2_ENT | SPP_S | ENT | Internal | Shoulder | B15 | 1203 | 2842 | 2842 | 0.01 | 47.62 | 5 | 42.61
2025 | SPP_S_2_ENT | SPP_S | ENT | Internal | Summer | B1 | 10 | 2842 | 808.68 | 69.11 | 74.11 | 5 | 0
2025 | SPP_S_2_ENT | SPP_S | ENT | Internal | Summer | B2 | 25 | 2842 | 2842 | 100.23 | 107.26 | 5 | 2.03
2025 | SPP_S_2_ENT | SPP_S | ENT | Internal | Summer | B3 | 75 | 2842 | 1850.04 | 102.28 | 107.28 | 5 | 0
2025 | SPP_S_2_ENT | SPP_S | ENT | Internal | Summer | B4 | 100 | 2842 | 0 | 99.09 | 104.07 | 5 | 0
2025 | SPP_S_2_ENT | SPP_S | ENT | Internal | Summer | B5 | 200 | 2842 | 0 | 90.14 | 95.13 | 5 | 0
2025 | SPP_S_2_ENT | SPP_S | ENT | Internal | Summer | B6 | 300 | 2842 | 0 | 75.36 | 80.34 | 5 | 0
2025 | SPP_S_2_ENT | SPP_S | ENT | Internal | Summer | B7 | 400 | 2842 | 0 | 69.53 | 74.52 | 5 | 0
2025 | SPP_S_2_ENT | SPP_S | ENT | Internal | Summer | B8 | 500 | 2842 | 0 | 69.11 | 70.92 | 5 | 0
2025 | SPP_S_2_ENT | SPP_S | ENT | Internal | Summer | B9 | 800 | 2842 | 0 | 68.95 | 69.24 | 5 | 0
2025 | SPP_S_2_ENT | SPP_S | ENT | Internal | Summer | B10 | 1262 | 2842 | 0 | 55.31 | 60.3 | 5 | 0
2025 | SPP_S_2_ENT | SPP_S | ENT | Internal | Winter | B16 | 25 | 2842 | 0 | 68.57 | 73.56 | 5 | 0
2025 | SPP_S_2_ENT | SPP_S | ENT | Internal | Winter | B17 | 100 | 2842 | 0 | 65.27 | 70.26 | 5 | 0
2025 | SPP_S_2_ENT | SPP_S | ENT | Internal | Winter | B18 | 400 | 2842 | 0 | 64 | 68.98 | 5 | 0
2025 | SPP_S_2_ENT | SPP_S | ENT | Internal | Winter | B19 | 700 | 2842 | 0 | 62.52 | 67.5 | 5 | 0
2025 | SPP_S_2_ENT | SPP_S | ENT | Internal | Winter | B20 | 935 | 2842 | 1294.77 | 52.5 | 57.5 | 5 | 0
2025 | SPP_S_2_SPP_N | SPP_S | SPP_N | Internal | Shoulder | B11 | 25 | 876 | 0 | 71.63 | 71.62 | 0.01 | 0
2025 | SPP_S_2_SPP_N | SPP_S | SPP_N | Internal | Shoulder | B12 | 200 | 876 | 0 | 65.7 | 65.69 | 0.01 | 0
2025 | SPP_S_2_SPP_N | SPP_S | SPP_N | Internal | Shoulder | B13 | 600 | 876 | 0 | 62.43 | 62.41 | 0.01 | 0
2025 | SPP_S_2_SPP_N | SPP_S | SPP_N | Internal | Shoulder | B14 | 900 | 876 | 0 | 56.53 | 56.53 | 0.01 | 0
2025 | SPP_S_2_SPP_N | SPP_S | SPP_N | Internal | Shoulder | B15 | 1203 | 876 | 876 | 0.01 | 2.6 | 0.01 | 2.58
2025 | SPP_S_2_SPP_N | SPP_S | SPP_N | Internal | Summer | B1 | 10 | 876 | 0 | 69.11 | 69.11 | 0.01 | 0
2025 | SPP_S_2_SPP_N | SPP_S | SPP_N | Internal | Summer | B2 | 25 | 876 | 876 | 100.23 | 102.26 | 0.01 | 2.02
2025 | SPP_S_2_SPP_N | SPP_S | SPP_N | Internal | Summer | B3 | 75 | 876 | 0 | 102.28 | 102.28 | 0.01 | 0
2025 | SPP_S_2_SPP_N | SPP_S | SPP_N | Internal | Summer | B4 | 100 | 876 | 0 | 99.09 | 99.07 | 0.01 | 0
2025 | SPP_S_2_SPP_N | SPP_S | SPP_N | Internal | Summer | B5 | 200 | 876 | 0 | 90.14 | 90.13 | 0.01 | 0
2025 | SPP_S_2_SPP_N | SPP_S | SPP_N | Internal | Summer | B6 | 300 | 876 | 0 | 75.36 | 75.34 | 0.01 | 0
2025 | SPP_S_2_SPP_N | SPP_S | SPP_N | Internal | Summer | B7 | 400 | 876 | 0 | 69.53 | 69.52 | 0.01 | 0
2025 | SPP_S_2_SPP_N | SPP_S | SPP_N | Internal | Summer | B8 | 500 | 876 | 0 | 69.11 | 65.92 | 0.01 | 0
2025 | SPP_S_2_SPP_N | SPP_S | SPP_N | Internal | Summer | B9 | 800 | 876 | 0 | 68.95 | 64.24 | 0.01 | 0
2025 | SPP_S_2_SPP_N | SPP_S | SPP_N | Internal | Summer | B10 | 1262 | 876 | 0 | 55.31 | 55.3 | 0.01 | 0
2025 | SPP_S_2_SPP_N | SPP_S | SPP_N | Internal | Winter | B16 | 25 | 876 | 0 | 68.57 | 68.56 | 0.01 | 0
2025 | SPP_S_2_SPP_N | SPP_S | SPP_N | Internal | Winter | B17 | 100 | 876 | 0 | 65.27 | 65.26 | 0.01 | 0
2025 | SPP_S_2_SPP_N | SPP_S | SPP_N | Internal | Winter | B18 | 400 | 876 | 0 | 64 | 63.98 | 0.01 | 0
2025 | SPP_S_2_SPP_N | SPP_S | SPP_N | Internal | Winter | B19 | 700 | 876 | 0 | 62.52 | 62.5 | 0.01 | 0
2025 | SPP_S_2_SPP_N | SPP_S | SPP_N | Internal | Winter | B20 | 935 | 876 | 0 | 52.5 | 52.5 | 0.01 | 0
2025 | TVA_2_NonRTO_Midwest | TVA | NonRTO_Midwest | Internal | Shoulder | B11 | 25 | 100 | 0 | 84.63 | 84.63 | 9 | 0
2025 | TVA_2_NonRTO_Midwest | TVA | NonRTO_Midwest | Internal | Shoulder | B12 | 200 | 100 | 0 | 75.28 | 79.95 | 9 | 0
2025 | TVA_2_NonRTO_Midwest | TVA | NonRTO_Midwest | Internal | Shoulder | B13 | 600 | 100 | 0 | 72.16 | 75.85 | 9 | 0
2025 | TVA_2_NonRTO_Midwest | TVA | NonRTO_Midwest | Internal | Shoulder | B14 | 900 | 100 | 0 | 72.16 | 73.99 | 9 | 0
2025 | TVA_2_NonRTO_Midwest | TVA | NonRTO_Midwest | Internal | Shoulder | B15 | 1203 | 100 | 0 | 63.63 | 66.62 | 9 | 0
2025 | TVA_2_NonRTO_Midwest | TVA | NonRTO_Midwest | Internal | Summer | B1 | 10 | 100 | 0 | 116.64 | 116.42 | 9 | 0
2025 | TVA_2_NonRTO_Midwest | TVA | NonRTO_Midwest | Internal | Summer | B2 | 25 | 100 | 0 | 115.28 | 116.42 | 9 | 0
2025 | TVA_2_NonRTO_Midwest | TVA | NonRTO_Midwest | Internal | Summer | B3 | 75 | 100 | 0 | 115.28 | 115.29 | 9 | 0
2025 | TVA_2_NonRTO_Midwest | TVA | NonRTO_Midwest | Internal | Summer | B4 | 100 | 100 | 0 | 112.07 | 112.06 | 9 | 0
2025 | TVA_2_NonRTO_Midwest | TVA | NonRTO_Midwest | Internal | Summer | B5 | 200 | 100 | 0 | 98.7 | 103.12 | 9 | 0
2025 | TVA_2_NonRTO_Midwest | TVA | NonRTO_Midwest | Internal | Summer | B6 | 300 | 100 | 0 | 82.31 | 88.33 | 9 | 0
2025 | TVA_2_NonRTO_Midwest | TVA | NonRTO_Midwest | Internal | Summer | B7 | 400 | 100 | 0 | 73.87 | 82.51 | 9 | 0
2025 | TVA_2_NonRTO_Midwest | TVA | NonRTO_Midwest | Internal | Summer | B8 | 500 | 100 | 0 | 70.79 | 78.91 | 9 | 0
2025 | TVA_2_NonRTO_Midwest | TVA | NonRTO_Midwest | Internal | Summer | B9 | 800 | 100 | 0 | 70.79 | 74.38 | 9 | 0
2025 | TVA_2_NonRTO_Midwest | TVA | NonRTO_Midwest | Internal | Summer | B10 | 1262 | 100 | 0 | 62.22 | 61.46 | 9 | 0
2025 | TVA_2_NonRTO_Midwest | TVA | NonRTO_Midwest | Internal | Winter | B16 | 25 | 100 | 0 | 89.57 | 89.57 | 9 | 0
2025 | TVA_2_NonRTO_Midwest | TVA | NonRTO_Midwest | Internal | Winter | B17 | 100 | 100 | 0 | 78.3 | 82.96 | 9 | 0
2025 | TVA_2_NonRTO_Midwest | TVA | NonRTO_Midwest | Internal | Winter | B18 | 400 | 100 | 0 | 75.03 | 78.29 | 9 | 0
2025 | TVA_2_NonRTO_Midwest | TVA | NonRTO_Midwest | Internal | Winter | B19 | 700 | 100 | 0 | 75.03 | 77.01 | 9 | 0
2025 | TVA_2_NonRTO_Midwest | TVA | NonRTO_Midwest | Internal | Winter | B20 | 935 | 100 | 0 | 65.94 | 69.48 | 9 | 0
2025 | TVA_2_PJM_ROR | TVA | PJM_ROR | Internal | Shoulder | B11 | 25 | 500 | 0 | 84.63 | 78.61 | 9 | 0
2025 | TVA_2_PJM_ROR | TVA | PJM_ROR | Internal | Shoulder | B12 | 200 | 500 | 0 | 75.28 | 72.27 | 9 | 0
2025 | TVA_2_PJM_ROR | TVA | PJM_ROR | Internal | Shoulder | B13 | 600 | 500 | 0 | 72.16 | 69.4 | 9 | 0
2025 | TVA_2_PJM_ROR | TVA | PJM_ROR | Internal | Shoulder | B14 | 900 | 500 | 0 | 72.16 | 67.73 | 9 | 0
2025 | TVA_2_PJM_ROR | TVA | PJM_ROR | Internal | Shoulder | B15 | 1203 | 500 | 0 | 63.63 | 59.02 | 9 | 0
2025 | TVA_2_PJM_ROR | TVA | PJM_ROR | Internal | Summer | B1 | 10 | 500 | 0 | 116.64 | 110.63 | 9 | 0
2025 | TVA_2_PJM_ROR | TVA | PJM_ROR | Internal | Summer | B2 | 25 | 500 | 0 | 115.28 | 109.27 | 9 | 0
2025 | TVA_2_PJM_ROR | TVA | PJM_ROR | Internal | Summer | B3 | 75 | 500 | 0 | 115.28 | 109.27 | 9 | 0
2025 | TVA_2_PJM_ROR | TVA | PJM_ROR | Internal | Summer | B4 | 100 | 500 | 0 | 112.07 | 106.06 | 9 | 0
2025 | TVA_2_PJM_ROR | TVA | PJM_ROR | Internal | Summer | B5 | 200 | 500 | 0 | 98.7 | 97.12 | 9 | 0
2025 | TVA_2_PJM_ROR | TVA | PJM_ROR | Internal | Summer | B6 | 300 | 500 | 0 | 82.31 | 82.33 | 9 | 0
2025 | TVA_2_PJM_ROR | TVA | PJM_ROR | Internal | Summer | B7 | 400 | 500 | 0 | 73.87 | 73.31 | 9 | 0
2025 | TVA_2_PJM_ROR | TVA | PJM_ROR | Internal | Summer | B8 | 500 | 500 | 0 | 70.79 | 69.55 | 9 | 0
2025 | TVA_2_PJM_ROR | TVA | PJM_ROR | Internal | Summer | B9 | 800 | 500 | 0 | 70.79 | 66.14 | 9 | 0
2025 | TVA_2_PJM_ROR | TVA | PJM_ROR | Internal | Summer | B10 | 1262 | 500 | 0 | 62.22 | 57.66 | 9 | 0
2025 | TVA_2_PJM_ROR | TVA | PJM_ROR | Internal | Winter | B16 | 25 | 500 | 0 | 89.57 | 83.57 | 9 | 0
2025 | TVA_2_PJM_ROR | TVA | PJM_ROR | Internal | Winter | B17 | 100 | 500 | 0 | 78.3 | 76.96 | 9 | 0
2025 | TVA_2_PJM_ROR | TVA | PJM_ROR | Internal | Winter | B18 | 400 | 500 | 0 | 75.03 | 72.29 | 9 | 0
2025 | TVA_2_PJM_ROR | TVA | PJM_ROR | Internal | Winter | B19 | 700 | 500 | 0 | 75.03 | 71.01 | 9 | 0
2025 | TVA_2_PJM_ROR | TVA | PJM_ROR | Internal | Winter | B20 | 935 | 500 | 0 | 65.94 | 61.8 | 9 | 0
2025 | TVA_2_SOCO | TVA | SOCO | Internal | Shoulder | B11 | 25 | 500 | 500 | 84.63 | 97.64 | 9 | 4
2025 | TVA_2_SOCO | TVA | SOCO | Internal | Shoulder | B12 | 200 | 500 | 0 | 75.28 | 75.26 | 9 | 0
2025 | TVA_2_SOCO | TVA | SOCO | Internal | Shoulder | B13 | 600 | 500 | 0 | 72.16 | 72.62 | 9 | 0
2025 | TVA_2_SOCO | TVA | SOCO | Internal | Shoulder | B14 | 900 | 500 | 0 | 72.16 | 72.62 | 9 | 0
2025 | TVA_2_SOCO | TVA | SOCO | Internal | Shoulder | B15 | 1203 | 500 | 0 | 63.63 | 72.62 | 9 | 0
2025 | TVA_2_SOCO | TVA | SOCO | Internal | Summer | B1 | 10 | 500 | 0 | 116.64 | 120.44 | 9 | 0
2025 | TVA_2_SOCO | TVA | SOCO | Internal | Summer | B2 | 25 | 500 | 0 | 115.28 | 118.06 | 9 | 0
2025 | TVA_2_SOCO | TVA | SOCO | Internal | Summer | B3 | 75 | 500 | 0 | 115.28 | 118.06 | 9 | 0
2025 | TVA_2_SOCO | TVA | SOCO | Internal | Summer | B4 | 100 | 500 | 0 | 112.07 | 118.06 | 9 | 0
2025 | TVA_2_SOCO | TVA | SOCO | Internal | Summer | B5 | 200 | 500 | 500 | 98.7 | 112.12 | 9 | 4.42
2025 | TVA_2_SOCO | TVA | SOCO | Internal | Summer | B6 | 300 | 500 | 500 | 82.31 | 97.33 | 9 | 6.02
2025 | TVA_2_SOCO | TVA | SOCO | Internal | Summer | B7 | 400 | 500 | 500 | 73.87 | 86.06 | 9 | 3.19
2025 | TVA_2_SOCO | TVA | SOCO | Internal | Summer | B8 | 500 | 500 | 0 | 70.79 | 78.92 | 9 | 0
2025 | TVA_2_SOCO | TVA | SOCO | Internal | Summer | B9 | 800 | 500 | 0 | 70.79 | 71.22 | 9 | 0
2025 | TVA_2_SOCO | TVA | SOCO | Internal | Summer | B10 | 1262 | 500 | 303.03 | 62.22 | 71.22 | 9 | 0
2025 | TVA_2_SOCO | TVA | SOCO | Internal | Winter | B16 | 25 | 500 | 0 | 89.57 | 98.56 | 9 | 0
2025 | TVA_2_SOCO | TVA | SOCO | Internal | Winter | B17 | 100 | 500 | 0 | 78.3 | 78.26 | 9 | 0
2025 | TVA_2_SOCO | TVA | SOCO | Internal | Winter | B18 | 400 | 500 | 0 | 75.03 | 75.5 | 9 | 0
2025 | TVA_2_SOCO | TVA | SOCO | Internal | Winter | B19 | 700 | 500 | 0 | 75.03 | 75.5 | 9 | 0
2025 | TVA_2_SOCO | TVA | SOCO | Internal | Winter | B20 | 935 | 500 | 0 | 65.94 | 74.51 | 9 | 0
2025 | TVA_2_VACAR | TVA | VACAR | Internal | Shoulder | B11 | 25 | 150 | 0 | 84.63 | 90.73 | 9 | 0
2025 | TVA_2_VACAR | TVA | VACAR | Internal | Shoulder | B12 | 200 | 150 | 0 | 75.28 | 83.42 | 9 | 0
2025 | TVA_2_VACAR | TVA | VACAR | Internal | Shoulder | B13 | 600 | 150 | 0 | 72.16 | 76.26 | 9 | 0
2025 | TVA_2_VACAR | TVA | VACAR | Internal | Shoulder | B14 | 900 | 150 | 0 | 72.16 | 73.73 | 9 | 0
2025 | TVA_2_VACAR | TVA | VACAR | Internal | Shoulder | B15 | 1203 | 150 | 0 | 63.63 | 66.27 | 9 | 0
2025 | TVA_2_VACAR | TVA | VACAR | Internal | Summer | B1 | 10 | 150 | 0 | 116.64 | 121.06 | 9 | 0
2025 | TVA_2_VACAR | TVA | VACAR | Internal | Summer | B2 | 25 | 150 | 0 | 115.28 | 121.06 | 9 | 0
2025 | TVA_2_VACAR | TVA | VACAR | Internal | Summer | B3 | 75 | 150 | 0 | 115.28 | 121.06 | 9 | 0
2025 | TVA_2_VACAR | TVA | VACAR | Internal | Summer | B4 | 100 | 150 | 0 | 112.07 | 121.06 | 9 | 0
2025 | TVA_2_VACAR | TVA | VACAR | Internal | Summer | B5 | 200 | 150 | 0 | 98.7 | 105.12 | 9 | 0
2025 | TVA_2_VACAR | TVA | VACAR | Internal | Summer | B6 | 300 | 150 | 0 | 82.31 | 90.76 | 9 | 0
2025 | TVA_2_VACAR | TVA | VACAR | Internal | Summer | B7 | 400 | 150 | 150 | 73.87 | 88.31 | 9 | 5.44
2025 | TVA_2_VACAR | TVA | VACAR | Internal | Summer | B8 | 500 | 150 | 0 | 70.79 | 77.35 | 9 | 0
2025 | TVA_2_VACAR | TVA | VACAR | Internal | Summer | B9 | 800 | 150 | 0 | 70.79 | 72.14 | 9 | 0
2025 | TVA_2_VACAR | TVA | VACAR | Internal | Summer | B10 | 1262 | 150 | 0 | 62.22 | 64.45 | 9 | 0
2025 | TVA_2_VACAR | TVA | VACAR | Internal | Winter | B16 | 25 | 150 | 150 | 89.57 | 105.1 | 9 | 6.53
2025 | TVA_2_VACAR | TVA | VACAR | Internal | Winter | B17 | 100 | 150 | 150 | 78.3 | 88.26 | 9 | 0.96
2025 | TVA_2_VACAR | TVA | VACAR | Internal | Winter | B18 | 400 | 150 | 0 | 75.03 | 81.03 | 9 | 0
2025 | TVA_2_VACAR | TVA | VACAR | Internal | Winter | B19 | 700 | 150 | 0 | 75.03 | 78.07 | 9 | 0
2025 | TVA_2_VACAR | TVA | VACAR | Internal | Winter | B20 | 935 | 150 | 0 | 65.94 | 70.33 | 9 | 0
2025 | TVA_Transmission_2_SOCO | TVA_Transmission | SOCO | Internal | Shoulder | B11 | 25 | 3200 | 3200 | 84.62 | 97.64 | 9 | 4.02
2025 | TVA_Transmission_2_SOCO | TVA_Transmission | SOCO | Internal | Shoulder | B12 | 200 | 3200 | 0 | 76.5 | 75.26 | 9 | 0
2025 | TVA_Transmission_2_SOCO | TVA_Transmission | SOCO | Internal | Shoulder | B13 | 600 | 3200 | 0 | 73.16 | 72.62 | 9 | 0
2025 | TVA_Transmission_2_SOCO | TVA_Transmission | SOCO | Internal | Shoulder | B14 | 900 | 3200 | 0 | 72.15 | 72.62 | 9 | 0
2025 | TVA_Transmission_2_SOCO | TVA_Transmission | SOCO | Internal | Shoulder | B15 | 1203 | 3200 | 1095.93 | 63.62 | 72.62 | 9 | 0
2025 | TVA_Transmission_2_SOCO | TVA_Transmission | SOCO | Internal | Summer | B1 | 10 | 3200 | 0 | 116.63 | 120.44 | 9 | 0
2025 | TVA_Transmission_2_SOCO | TVA_Transmission | SOCO | Internal | Summer | B2 | 25 | 3200 | 0 | 115.27 | 118.06 | 9 | 0
2025 | TVA_Transmission_2_SOCO | TVA_Transmission | SOCO | Internal | Summer | B3 | 75 | 3200 | 0 | 115.27 | 118.06 | 9 | 0
2025 | TVA_Transmission_2_SOCO | TVA_Transmission | SOCO | Internal | Summer | B4 | 100 | 3200 | 0 | 112.06 | 118.06 | 9 | 0
2025 | TVA_Transmission_2_SOCO | TVA_Transmission | SOCO | Internal | Summer | B5 | 200 | 3200 | 1939.28 | 103.12 | 112.12 | 9 | 0
2025 | TVA_Transmission_2_SOCO | TVA_Transmission | SOCO | Internal | Summer | B6 | 300 | 3200 | 1306.11 | 88.33 | 97.33 | 9 | 0
2025 | TVA_Transmission_2_SOCO | TVA_Transmission | SOCO | Internal | Summer | B7 | 400 | 3200 | 0 | 79.31 | 86.06 | 9 | 0
2025 | TVA_Transmission_2_SOCO | TVA_Transmission | SOCO | Internal | Summer | B8 | 500 | 3200 | 0 | 73.91 | 78.92 | 9 | 0
2025 | TVA_Transmission_2_SOCO | TVA_Transmission | SOCO | Internal | Summer | B9 | 800 | 3200 | 0 | 71.41 | 71.22 | 9 | 0
2025 | TVA_Transmission_2_SOCO | TVA_Transmission | SOCO | Internal | Summer | B10 | 1262 | 3200 | 0 | 63.11 | 71.22 | 9 | 0
2025 | TVA_Transmission_2_SOCO | TVA_Transmission | SOCO | Internal | Winter | B16 | 25 | 3200 | 2268.01 | 89.56 | 98.56 | 9 | 0
2025 | TVA_Transmission_2_SOCO | TVA_Transmission | SOCO | Internal | Winter | B17 | 100 | 3200 | 0 | 78.29 | 78.26 | 9 | 0
2025 | TVA_Transmission_2_SOCO | TVA_Transmission | SOCO | Internal | Winter | B18 | 400 | 3200 | 0 | 75.82 | 75.5 | 9 | 0
2025 | TVA_Transmission_2_SOCO | TVA_Transmission | SOCO | Internal | Winter | B19 | 700 | 3200 | 0 | 75.23 | 75.5 | 9 | 0
2025 | TVA_Transmission_2_SOCO | TVA_Transmission | SOCO | Internal | Winter | B20 | 935 | 3200 | 0 | 65.93 | 74.51 | 9 | 0
2025 | TVA_Transmission_2_TVA | TVA_Transmission | TVA | Internal | Shoulder | B11 | 25 | 99999 | 596.38 | 84.62 | 84.63 | 0.01 | 0
2025 | TVA_Transmission_2_TVA | TVA_Transmission | TVA | Internal | Shoulder | B12 | 200 | 99999 | 0 | 76.5 | 75.28 | 0.01 | 0
2025 | TVA_Transmission_2_TVA | TVA_Transmission | TVA | Internal | Shoulder | B13 | 600 | 99999 | 0 | 73.16 | 72.16 | 0.01 | 0
2025 | TVA_Transmission_2_TVA | TVA_Transmission | TVA | Internal | Shoulder | B14 | 900 | 99999 | 2100 | 72.15 | 72.16 | 0.01 | 0
2025 | TVA_Transmission_2_TVA | TVA_Transmission | TVA | Internal | Shoulder | B15 | 1203 | 99999 | 1997.27 | 63.62 | 63.63 | 0.01 | 0
2025 | TVA_Transmission_2_TVA | TVA_Transmission | TVA | Internal | Summer | B1 | 10 | 99999 | 3996.9 | 116.63 | 116.64 | 0.01 | 0
2025 | TVA_Transmission_2_TVA | TVA_Transmission | TVA | Internal | Summer | B2 | 25 | 99999 | 3238.67 | 115.27 | 115.28 | 0.01 | 0
2025 | TVA_Transmission_2_TVA | TVA_Transmission | TVA | Internal | Summer | B3 | 75 | 99999 | 1749.82 | 115.27 | 115.28 | 0.01 | 0
2025 | TVA_Transmission_2_TVA | TVA_Transmission | TVA | Internal | Summer | B4 | 100 | 99999 | 1061.86 | 112.06 | 112.07 | 0.01 | 0
2025 | TVA_Transmission_2_TVA | TVA_Transmission | TVA | Internal | Summer | B5 | 200 | 99999 | 0 | 103.12 | 98.7 | 0.01 | 0
2025 | TVA_Transmission_2_TVA | TVA_Transmission | TVA | Internal | Summer | B6 | 300 | 99999 | 0 | 88.33 | 82.31 | 0.01 | 0
2025 | TVA_Transmission_2_TVA | TVA_Transmission | TVA | Internal | Summer | B7 | 400 | 99999 | 0 | 79.31 | 73.87 | 0.01 | 0
2025 | TVA_Transmission_2_TVA | TVA_Transmission | TVA | Internal | Summer | B8 | 500 | 99999 | 0 | 73.91 | 70.79 | 0.01 | 0
2025 | TVA_Transmission_2_TVA | TVA_Transmission | TVA | Internal | Summer | B9 | 800 | 99999 | 0 | 71.41 | 70.79 | 0.01 | 0
2025 | TVA_Transmission_2_TVA | TVA_Transmission | TVA | Internal | Summer | B10 | 1262 | 99999 | 0 | 63.11 | 62.22 | 0.01 | 0
2025 | TVA_Transmission_2_TVA | TVA_Transmission | TVA | Internal | Winter | B16 | 25 | 99999 | 1894.7 | 89.56 | 89.57 | 0.01 | 0
2025 | TVA_Transmission_2_TVA | TVA_Transmission | TVA | Internal | Winter | B17 | 100 | 99999 | 1200 | 78.29 | 78.3 | 0.01 | 0
2025 | TVA_Transmission_2_TVA | TVA_Transmission | TVA | Internal | Winter | B18 | 400 | 99999 | 0 | 75.82 | 75.03 | 0.01 | 0
2025 | TVA_Transmission_2_TVA | TVA_Transmission | TVA | Internal | Winter | B19 | 700 | 99999 | 0 | 75.23 | 75.03 | 0.01 | 0
2025 | TVA_Transmission_2_TVA | TVA_Transmission | TVA | Internal | Winter | B20 | 935 | 99999 | 2100 | 65.93 | 65.94 | 0.01 | 0
2025 | TVA_Transmission_2_VACAR | TVA_Transmission | VACAR | Internal | Shoulder | B11 | 25 | 900 | 0 | 84.62 | 90.73 | 9 | 0
2025 | TVA_Transmission_2_VACAR | TVA_Transmission | VACAR | Internal | Shoulder | B12 | 200 | 900 | 0 | 76.5 | 83.42 | 9 | 0
2025 | TVA_Transmission_2_VACAR | TVA_Transmission | VACAR | Internal | Shoulder | B13 | 600 | 900 | 0 | 73.16 | 76.26 | 9 | 0
2025 | TVA_Transmission_2_VACAR | TVA_Transmission | VACAR | Internal | Shoulder | B14 | 900 | 900 | 0 | 72.15 | 73.73 | 9 | 0
2025 | TVA_Transmission_2_VACAR | TVA_Transmission | VACAR | Internal | Shoulder | B15 | 1203 | 900 | 0 | 63.62 | 66.27 | 9 | 0
2025 | TVA_Transmission_2_VACAR | TVA_Transmission | VACAR | Internal | Summer | B1 | 10 | 900 | 0 | 116.63 | 121.06 | 9 | 0
2025 | TVA_Transmission_2_VACAR | TVA_Transmission | VACAR | Internal | Summer | B2 | 25 | 900 | 0 | 115.27 | 121.06 | 9 | 0
2025 | TVA_Transmission_2_VACAR | TVA_Transmission | VACAR | Internal | Summer | B3 | 75 | 900 | 0 | 115.27 | 121.06 | 9 | 0
2025 | TVA_Transmission_2_VACAR | TVA_Transmission | VACAR | Internal | Summer | B4 | 100 | 900 | 247.43 | 112.06 | 121.06 | 9 | 0
2025 | TVA_Transmission_2_VACAR | TVA_Transmission | VACAR | Internal | Summer | B5 | 200 | 900 | 0 | 103.12 | 105.12 | 9 | 0
2025 | TVA_Transmission_2_VACAR | TVA_Transmission | VACAR | Internal | Summer | B6 | 300 | 900 | 0 | 88.33 | 90.76 | 9 | 0
2025 | TVA_Transmission_2_VACAR | TVA_Transmission | VACAR | Internal | Summer | B7 | 400 | 900 | 455.8 | 79.31 | 88.31 | 9 | 0
2025 | TVA_Transmission_2_VACAR | TVA_Transmission | VACAR | Internal | Summer | B8 | 500 | 900 | 0 | 73.91 | 77.35 | 9 | 0
2025 | TVA_Transmission_2_VACAR | TVA_Transmission | VACAR | Internal | Summer | B9 | 800 | 900 | 0 | 71.41 | 72.14 | 9 | 0
2025 | TVA_Transmission_2_VACAR | TVA_Transmission | VACAR | Internal | Summer | B10 | 1262 | 900 | 0 | 63.11 | 64.45 | 9 | 0
2025 | TVA_Transmission_2_VACAR | TVA_Transmission | VACAR | Internal | Winter | B16 | 25 | 900 | 900 | 89.56 | 105.1 | 9 | 6.55
2025 | TVA_Transmission_2_VACAR | TVA_Transmission | VACAR | Internal | Winter | B17 | 100 | 900 | 900 | 78.29 | 88.26 | 9 | 0.97
2025 | TVA_Transmission_2_VACAR | TVA_Transmission | VACAR | Internal | Winter | B18 | 400 | 900 | 0 | 75.82 | 81.03 | 9 | 0
2025 | TVA_Transmission_2_VACAR | TVA_Transmission | VACAR | Internal | Winter | B19 | 700 | 900 | 0 | 75.23 | 78.07 | 9 | 0
2025 | TVA_Transmission_2_VACAR | TVA_Transmission | VACAR | Internal | Winter | B20 | 935 | 900 | 0 | 65.93 | 70.33 | 9 | 0
2025 | VACAR_2_PJM_ROR | VACAR | PJM_ROR | Internal | Shoulder | B11 | 25 | 2000 | 0 | 90.73 | 78.61 | 7 | 0
2025 | VACAR_2_PJM_ROR | VACAR | PJM_ROR | Internal | Shoulder | B12 | 200 | 2000 | 0 | 83.42 | 72.27 | 7 | 0
2025 | VACAR_2_PJM_ROR | VACAR | PJM_ROR | Internal | Shoulder | B13 | 600 | 2000 | 0 | 76.26 | 69.4 | 7 | 0
2025 | VACAR_2_PJM_ROR | VACAR | PJM_ROR | Internal | Shoulder | B14 | 900 | 2000 | 0 | 73.73 | 67.73 | 7 | 0
2025 | VACAR_2_PJM_ROR | VACAR | PJM_ROR | Internal | Shoulder | B15 | 1203 | 2000 | 0 | 66.27 | 59.02 | 7 | 0
2025 | VACAR_2_PJM_ROR | VACAR | PJM_ROR | Internal | Summer | B1 | 10 | 2000 | 0 | 121.06 | 110.63 | 7 | 0
2025 | VACAR_2_PJM_ROR | VACAR | PJM_ROR | Internal | Summer | B2 | 25 | 2000 | 0 | 121.06 | 109.27 | 7 | 0
2025 | VACAR_2_PJM_ROR | VACAR | PJM_ROR | Internal | Summer | B3 | 75 | 2000 | 0 | 121.06 | 109.27 | 7 | 0
2025 | VACAR_2_PJM_ROR | VACAR | PJM_ROR | Internal | Summer | B4 | 100 | 2000 | 0 | 121.06 | 106.06 | 7 | 0
2025 | VACAR_2_PJM_ROR | VACAR | PJM_ROR | Internal | Summer | B5 | 200 | 2000 | 0 | 105.12 | 97.12 | 7 | 0
2025 | VACAR_2_PJM_ROR | VACAR | PJM_ROR | Internal | Summer | B6 | 300 | 2000 | 0 | 90.76 | 82.33 | 7 | 0
2025 | VACAR_2_PJM_ROR | VACAR | PJM_ROR | Internal | Summer | B7 | 400 | 2000 | 0 | 88.31 | 73.31 | 7 | 0
2025 | VACAR_2_PJM_ROR | VACAR | PJM_ROR | Internal | Summer | B8 | 500 | 2000 | 0 | 77.35 | 69.55 | 7 | 0
2025 | VACAR_2_PJM_ROR | VACAR | PJM_ROR | Internal | Summer | B9 | 800 | 2000 | 0 | 72.14 | 66.14 | 7 | 0
2025 | VACAR_2_PJM_ROR | VACAR | PJM_ROR | Internal | Summer | B10 | 1262 | 2000 | 0 | 64.45 | 57.66 | 7 | 0
2025 | VACAR_2_PJM_ROR | VACAR | PJM_ROR | Internal | Winter | B16 | 25 | 2000 | 0 | 105.1 | 83.57 | 7 | 0
2025 | VACAR_2_PJM_ROR | VACAR | PJM_ROR | Internal | Winter | B17 | 100 | 2000 | 0 | 88.26 | 76.96 | 7 | 0
2025 | VACAR_2_PJM_ROR | VACAR | PJM_ROR | Internal | Winter | B18 | 400 | 2000 | 0 | 81.03 | 72.29 | 7 | 0
2025 | VACAR_2_PJM_ROR | VACAR | PJM_ROR | Internal | Winter | B19 | 700 | 2000 | 0 | 78.07 | 71.01 | 7 | 0
2025 | VACAR_2_PJM_ROR | VACAR | PJM_ROR | Internal | Winter | B20 | 935 | 2000 | 0 | 70.33 | 61.8 | 7 | 0
2025 | VACAR_2_SOCO | VACAR | SOCO | Internal | Shoulder | B11 | 25 | 3000 | 0 | 90.73 | 97.64 | 7 | 0
2025 | VACAR_2_SOCO | VACAR | SOCO | Internal | Shoulder | B12 | 200 | 3000 | 0 | 83.42 | 75.26 | 7 | 0
2025 | VACAR_2_SOCO | VACAR | SOCO | Internal | Shoulder | B13 | 600 | 3000 | 0 | 76.26 | 72.62 | 7 | 0
2025 | VACAR_2_SOCO | VACAR | SOCO | Internal | Shoulder | B14 | 900 | 3000 | 0 | 73.73 | 72.62 | 7 | 0
2025 | VACAR_2_SOCO | VACAR | SOCO | Internal | Shoulder | B15 | 1203 | 3000 | 0 | 66.27 | 72.62 | 7 | 0
2025 | VACAR_2_SOCO | VACAR | SOCO | Internal | Summer | B1 | 10 | 3000 | 0 | 121.06 | 120.44 | 7 | 0
2025 | VACAR_2_SOCO | VACAR | SOCO | Internal | Summer | B2 | 25 | 3000 | 0 | 121.06 | 118.06 | 7 | 0
2025 | VACAR_2_SOCO | VACAR | SOCO | Internal | Summer | B3 | 75 | 3000 | 0 | 121.06 | 118.06 | 7 | 0
2025 | VACAR_2_SOCO | VACAR | SOCO | Internal | Summer | B4 | 100 | 3000 | 0 | 121.06 | 118.06 | 7 | 0
2025 | VACAR_2_SOCO | VACAR | SOCO | Internal | Summer | B5 | 200 | 3000 | 663.19 | 105.12 | 112.12 | 7 | 0
2025 | VACAR_2_SOCO | VACAR | SOCO | Internal | Summer | B6 | 300 | 3000 | 0 | 90.76 | 97.33 | 7 | 0
2025 | VACAR_2_SOCO | VACAR | SOCO | Internal | Summer | B7 | 400 | 3000 | 0 | 88.31 | 86.06 | 7 | 0
2025 | VACAR_2_SOCO | VACAR | SOCO | Internal | Summer | B8 | 500 | 3000 | 0 | 77.35 | 78.92 | 7 | 0
2025 | VACAR_2_SOCO | VACAR | SOCO | Internal | Summer | B9 | 800 | 3000 | 0 | 72.14 | 71.22 | 7 | 0
2025 | VACAR_2_SOCO | VACAR | SOCO | Internal | Summer | B10 | 1262 | 3000 | 0 | 64.45 | 71.22 | 7 | 0
2025 | VACAR_2_SOCO | VACAR | SOCO | Internal | Winter | B16 | 25 | 3000 | 0 | 105.1 | 98.56 | 7 | 0
2025 | VACAR_2_SOCO | VACAR | SOCO | Internal | Winter | B17 | 100 | 3000 | 0 | 88.26 | 78.26 | 7 | 0
2025 | VACAR_2_SOCO | VACAR | SOCO | Internal | Winter | B18 | 400 | 3000 | 0 | 81.03 | 75.5 | 7 | 0
2025 | VACAR_2_SOCO | VACAR | SOCO | Internal | Winter | B19 | 700 | 3000 | 0 | 78.07 | 75.5 | 7 | 0
2025 | VACAR_2_SOCO | VACAR | SOCO | Internal | Winter | B20 | 935 | 3000 | 0 | 70.33 | 74.51 | 7 | 0
2030 | ENT_2_MISO_MO-IL | ENT | MISO_MO-IL | Internal | Shoulder | B11 | 25 | 2260 | 0 | 90.37 | 90.35 | 8 | 0
2030 | ENT_2_MISO_MO-IL | ENT | MISO_MO-IL | Internal | Shoulder | B12 | 200 | 2260 | 0 | 78.27 | 78.27 | 8 | 0
2030 | ENT_2_MISO_MO-IL | ENT | MISO_MO-IL | Internal | Shoulder | B13 | 600 | 2260 | 0 | 78.27 | 75.96 | 8 | 0
2030 | ENT_2_MISO_MO-IL | ENT | MISO_MO-IL | Internal | Shoulder | B14 | 900 | 2260 | 598.65 | 67.32 | 75.32 | 8 | 0
2030 | ENT_2_MISO_MO-IL | ENT | MISO_MO-IL | Internal | Shoulder | B15 | 1203 | 2260 | 2260 | 23.12 | 62.87 | 8 | 31.75
2030 | ENT_2_MISO_MO-IL | ENT | MISO_MO-IL | Internal | Summer | B1 | 10 | 2260 | 2260 | 93.47 | 138.27 | 8 | 36.79
2030 | ENT_2_MISO_MO-IL | ENT | MISO_MO-IL | Internal | Summer | B2 | 25 | 2260 | 0 | 138.37 | 138.39 | 8 | 0
2030 | ENT_2_MISO_MO-IL | ENT | MISO_MO-IL | Internal | Summer | B3 | 75 | 2260 | 0 | 138.4 | 138.4 | 8 | 0
2030 | ENT_2_MISO_MO-IL | ENT | MISO_MO-IL | Internal | Summer | B4 | 100 | 2260 | 0 | 133.93 | 133.93 | 8 | 0
2030 | ENT_2_MISO_MO-IL | ENT | MISO_MO-IL | Internal | Summer | B5 | 200 | 2260 | 0 | 122.53 | 122.53 | 8 | 0
2030 | ENT_2_MISO_MO-IL | ENT | MISO_MO-IL | Internal | Summer | B6 | 300 | 2260 | 0 | 97.83 | 97.83 | 8 | 0
2030 | ENT_2_MISO_MO-IL | ENT | MISO_MO-IL | Internal | Summer | B7 | 400 | 2260 | 0 | 91.87 | 88.26 | 8 | 0
2030 | ENT_2_MISO_MO-IL | ENT | MISO_MO-IL | Internal | Summer | B8 | 500 | 2260 | 0 | 88.77 | 83.36 | 8 | 0
2030 | ENT_2_MISO_MO-IL | ENT | MISO_MO-IL | Internal | Summer | B9 | 800 | 2260 | 0 | 82.88 | 74.88 | 8 | 0
2030 | ENT_2_MISO_MO-IL | ENT | MISO_MO-IL | Internal | Summer | B10 | 1262 | 2260 | 0 | 74.59 | 74.59 | 8 | 0
2030 | ENT_2_MISO_MO-IL | ENT | MISO_MO-IL | Internal | Winter | B16 | 25 | 2260 | 0 | 80.96 | 78.6 | 8 | 0
2030 | ENT_2_MISO_MO-IL | ENT | MISO_MO-IL | Internal | Winter | B17 | 100 | 2260 | 0 | 78.6 | 78.6 | 8 | 0
2030 | ENT_2_MISO_MO-IL | ENT | MISO_MO-IL | Internal | Winter | B18 | 400 | 2260 | 0 | 80.96 | 78.6 | 8 | 0
2030 | ENT_2_MISO_MO-IL | ENT | MISO_MO-IL | Internal | Winter | B19 | 700 | 2260 | 0 | 78.6 | 78.6 | 8 | 0
2030 | ENT_2_MISO_MO-IL | ENT | MISO_MO-IL | Internal | Winter | B20 | 935 | 2260 | 2260 | 16.88 | 60.27 | 8 | 35.39
2030 | ENT_2_SOCO | ENT | SOCO | Internal | Shoulder | B11 | 25 | 3900 | 3301.78 | 90.37 | 98.37 | 8 | 0
2030 | ENT_2_SOCO | ENT | SOCO | Internal | Shoulder | B12 | 200 | 3900 | 3900 | 78.27 | 92.38 | 8 | 6.11
2030 | ENT_2_SOCO | ENT | SOCO | Internal | Shoulder | B13 | 600 | 3900 | 3900 | 78.27 | 92.38 | 8 | 6.11
2030 | ENT_2_SOCO | ENT | SOCO | Internal | Shoulder | B14 | 900 | 3900 | 3900 | 67.32 | 92.23 | 8 | 16.92
2030 | ENT_2_SOCO | ENT | SOCO | Internal | Shoulder | B15 | 1203 | 3900 | 3900 | 23.12 | 79.98 | 8 | 48.86
2030 | ENT_2_SOCO | ENT | SOCO | Internal | Summer | B1 | 10 | 3900 | 3900 | 93.47 | 149.4 | 8 | 47.93
2030 | ENT_2_SOCO | ENT | SOCO | Internal | Summer | B2 | 25 | 3900 | 3900 | 138.37 | 149.4 | 8 | 3.03
2030 | ENT_2_SOCO | ENT | SOCO | Internal | Summer | B3 | 75 | 3900 | 3900 | 138.4 | 149.4 | 8 | 3.01
2030 | ENT_2_SOCO | ENT | SOCO | Internal | Summer | B4 | 100 | 3900 | 3900 | 133.93 | 149.4 | 8 | 7.47
2030 | ENT_2_SOCO | ENT | SOCO | Internal | Summer | B5 | 200 | 3900 | 3406.2 | 122.53 | 130.53 | 8 | 0
2030 | ENT_2_SOCO | ENT | SOCO | Internal | Summer | B6 | 300 | 3900 | 734.67 | 97.83 | 105.83 | 8 | 0
2030 | ENT_2_SOCO | ENT | SOCO | Internal | Summer | B7 | 400 | 3900 | 991.82 | 91.87 | 99.87 | 8 | 0
2030 | ENT_2_SOCO | ENT | SOCO | Internal | Summer | B8 | 500 | 3900 | 0 | 88.77 | 94.21 | 8 | 0
2030 | ENT_2_SOCO | ENT | SOCO | Internal | Summer | B9 | 800 | 3900 | 2777.99 | 82.88 | 90.88 | 8 | 0
2030 | ENT_2_SOCO | ENT | SOCO | Internal | Summer | B10 | 1262 | 3900 | 2969.11 | 74.59 | 82.59 | 8 | 0
2030 | ENT_2_SOCO | ENT | SOCO | Internal | Winter | B16 | 25 | 3900 | 3900 | 80.96 | 99.96 | 8 | 11.01
2030 | ENT_2_SOCO | ENT | SOCO | Internal | Winter | B17 | 100 | 3900 | 3900 | 78.6 | 95.54 | 8 | 8.94
2030 | ENT_2_SOCO | ENT | SOCO | Internal | Winter | B18 | 400 | 3900 | 3900 | 80.96 | 95.54 | 8 | 6.59
2030 | ENT_2_SOCO | ENT | SOCO | Internal | Winter | B19 | 700 | 3900 | 3900 | 78.6 | 94.21 | 8 | 7.61
2030 | ENT_2_SOCO | ENT | SOCO | Internal | Winter | B20 | 935 | 3900 | 3900 | 16.88 | 83.57 | 8 | 58.69
2030 | ENT_2_SPP_S | ENT | SPP_S | Internal | Shoulder | B11 | 25 | 3292 | 0 | 90.37 | 90.17 | 8 | 0
2030 | ENT_2_SPP_S | ENT | SPP_S | Internal | Shoulder | B12 | 200 | 3292 | 0 | 78.27 | 73.28 | 8 | 0
2030 | ENT_2_SPP_S | ENT | SPP_S | Internal | Shoulder | B13 | 600 | 3292 | 0 | 78.27 | 73.27 | 8 | 0
2030 | ENT_2_SPP_S | ENT | SPP_S | Internal | Shoulder | B14 | 900 | 3292 | 0 | 67.32 | 37.7 | 8 | 0
2030 | ENT_2_SPP_S | ENT | SPP_S | Internal | Shoulder | B15 | 1203 | 3292 | 0 | 23.12 | 0.01 | 8 | 0
2030 | ENT_2_SPP_S | ENT | SPP_S | Internal | Summer | B1 | 10 | 3292 | 0 | 93.47 | 88.49 | 8 | 0
2030 | ENT_2_SPP_S | ENT | SPP_S | Internal | Summer | B2 | 25 | 3292 | 0 | 138.37 | 130.05 | 8 | 0
2030 | ENT_2_SPP_S | ENT | SPP_S | Internal | Summer | B3 | 75 | 3292 | 0 | 138.4 | 133.4 | 8 | 0
2030 | ENT_2_SPP_S | ENT | SPP_S | Internal | Summer | B4 | 100 | 3292 | 0 | 133.93 | 128.95 | 8 | 0
2030 | ENT_2_SPP_S | ENT | SPP_S | Internal | Summer | B5 | 200 | 3292 | 0 | 122.53 | 117.54 | 8 | 0
2030 | ENT_2_SPP_S | ENT | SPP_S | Internal | Summer | B6 | 300 | 3292 | 0 | 97.83 | 92.84 | 8 | 0
2030 | ENT_2_SPP_S | ENT | SPP_S | Internal | Summer | B7 | 400 | 3292 | 0 | 91.87 | 88.69 | 8 | 0
2030 | ENT_2_SPP_S | ENT | SPP_S | Internal | Summer | B8 | 500 | 3292 | 0 | 88.77 | 88.49 | 8 | 0
2030 | ENT_2_SPP_S | ENT | SPP_S | Internal | Summer | B9 | 800 | 3292 | 0 | 82.88 | 88.49 | 8 | 0
2030 | ENT_2_SPP_S | ENT | SPP_S | Internal | Summer | B10 | 1262 | 3292 | 0 | 74.59 | 69.6 | 8 | 0
2030 | ENT_2_SPP_S | ENT | SPP_S | Internal | Winter | B16 | 25 | 3292 | 0 | 80.96 | 73.62 | 8 | 0
2030 | ENT_2_SPP_S | ENT | SPP_S | Internal | Winter | B17 | 100 | 3292 | 0 | 78.6 | 73.6 | 8 | 0
2030 | ENT_2_SPP_S | ENT | SPP_S | Internal | Winter | B18 | 400 | 3292 | 0 | 80.96 | 75.97 | 8 | 0
2030 | ENT_2_SPP_S | ENT | SPP_S | Internal | Winter | B19 | 700 | 3292 | 0 | 78.6 | 73.62 | 8 | 0
2030 | ENT_2_SPP_S | ENT | SPP_S | Internal | Winter | B20 | 935 | 3292 | 0 | 16.88 | 11.88 | 8 | 0
2030 | ENT_2_TVA_Transmission | ENT | TVA_Transmission | Internal | Shoulder | B11 | 25 | 2100 | 0 | 90.37 | 91.95 | 8 | 0
2030 | ENT_2_TVA_Transmission | ENT | TVA_Transmission | Internal | Shoulder | B12 | 200 | 2100 | 180.53 | 78.27 | 86.27 | 8 | 0
2030 | ENT_2_TVA_Transmission | ENT | TVA_Transmission | Internal | Shoulder | B13 | 600 | 2100 | 0 | 78.27 | 83.96 | 8 | 0
2030 | ENT_2_TVA_Transmission | ENT | TVA_Transmission | Internal | Shoulder | B14 | 900 | 2100 | 2100 | 67.32 | 83.32 | 8 | 8
2030 | ENT_2_TVA_Transmission | ENT | TVA_Transmission | Internal | Shoulder | B15 | 1203 | 2100 | 2100 | 23.12 | 79.45 | 8 | 48.33
2030 | ENT_2_TVA_Transmission | ENT | TVA_Transmission | Internal | Summer | B1 | 10 | 2100 | 2100 | 93.47 | 146.27 | 8 | 44.79
2030 | ENT_2_TVA_Transmission | ENT | TVA_Transmission | Internal | Summer | B2 | 25 | 2100 | 2100 | 138.37 | 146.39 | 8 | 0.01
2030 | ENT_2_TVA_Transmission | ENT | TVA_Transmission | Internal | Summer | B3 | 75 | 2100 | 0 | 138.4 | 146.39 | 8 | 0
2030 | ENT_2_TVA_Transmission | ENT | TVA_Transmission | Internal | Summer | B4 | 100 | 2100 | 0 | 133.93 | 141.92 | 8 | 0
2030 | ENT_2_TVA_Transmission | ENT | TVA_Transmission | Internal | Summer | B5 | 200 | 2100 | 0 | 122.53 | 122.21 | 8 | 0
2030 | ENT_2_TVA_Transmission | ENT | TVA_Transmission | Internal | Summer | B6 | 300 | 2100 | 0 | 97.83 | 101.17 | 8 | 0
2030 | ENT_2_TVA_Transmission | ENT | TVA_Transmission | Internal | Summer | B7 | 400 | 2100 | 0 | 91.87 | 93.69 | 8 | 0
2030 | ENT_2_TVA_Transmission | ENT | TVA_Transmission | Internal | Summer | B8 | 500 | 2100 | 0 | 88.77 | 90.66 | 8 | 0
2030 | ENT_2_TVA_Transmission | ENT | TVA_Transmission | Internal | Summer | B9 | 800 | 2100 | 0 | 82.88 | 82.87 | 8 | 0
2030 | ENT_2_TVA_Transmission | ENT | TVA_Transmission | Internal | Summer | B10 | 1262 | 2100 | 0 | 74.59 | 79.14 | 8 | 0
2030 | ENT_2_TVA_Transmission | ENT | TVA_Transmission | Internal | Winter | B16 | 25 | 2100 | 2100 | 80.96 | 94.59 | 8 | 5.64
2030 | ENT_2_TVA_Transmission | ENT | TVA_Transmission | Internal | Winter | B17 | 100 | 2100 | 353.44 | 78.6 | 86.6 | 8 | 0
2030 | ENT_2_TVA_Transmission | ENT | TVA_Transmission | Internal | Winter | B18 | 400 | 2100 | 0 | 80.96 | 86.6 | 8 | 0
2030 | ENT_2_TVA_Transmission | ENT | TVA_Transmission | Internal | Winter | B19 | 700 | 2100 | 107.85 | 78.6 | 86.6 | 8 | 0
2030 | ENT_2_TVA_Transmission | ENT | TVA_Transmission | Internal | Winter | B20 | 935 | 2100 | 2100 | 16.88 | 82.03 | 8 | 57.15
2030 | FRCC_2_SOCO | FRCC | SOCO | Internal | Shoulder | B11 | 25 | 900 | 0 | 108.37 | 98.37 | 8 | 0
2030 | FRCC_2_SOCO | FRCC | SOCO | Internal | Shoulder | B12 | 200 | 900 | 0 | 97.62 | 92.38 | 8 | 0
2030 | FRCC_2_SOCO | FRCC | SOCO | Internal | Shoulder | B13 | 600 | 900 | 0 | 97.62 | 92.38 | 8 | 0
2030 | FRCC_2_SOCO | FRCC | SOCO | Internal | Shoulder | B14 | 900 | 900 | 0 | 97.62 | 92.23 | 8 | 0
2030 | FRCC_2_SOCO | FRCC | SOCO | Internal | Shoulder | B15 | 1203 | 900 | 0 | 84.43 | 79.98 | 8 | 0
2030 | FRCC_2_SOCO | FRCC | SOCO | Internal | Summer | B1 | 10 | 900 | 0 | 155.87 | 149.4 | 8 | 0
2030 | FRCC_2_SOCO | FRCC | SOCO | Internal | Summer | B2 | 25 | 900 | 0 | 155.87 | 149.4 | 8 | 0
2030 | FRCC_2_SOCO | FRCC | SOCO | Internal | Summer | B3 | 75 | 900 | 0 | 155.87 | 149.4 | 8 | 0
2030 | FRCC_2_SOCO | FRCC | SOCO | Internal | Summer | B4 | 100 | 900 | 0 | 151.58 | 149.4 | 8 | 0
2030 | FRCC_2_SOCO | FRCC | SOCO | Internal | Summer | B5 | 200 | 900 | 0 | 140.53 | 130.53 | 8 | 0
2030 | FRCC_2_SOCO | FRCC | SOCO | Internal | Summer | B6 | 300 | 900 | 900 | 96.7 | 105.83 | 8 | 1.13
2030 | FRCC_2_SOCO | FRCC | SOCO | Internal | Summer | B7 | 400 | 900 | 0 | 96.7 | 99.87 | 8 | 0
2030 | FRCC_2_SOCO | FRCC | SOCO | Internal | Summer | B8 | 500 | 900 | 0 | 96.7 | 94.21 | 8 | 0
2030 | FRCC_2_SOCO | FRCC | SOCO | Internal | Summer | B9 | 800 | 900 | 0 | 96.7 | 90.88 | 8 | 0
2030 | FRCC_2_SOCO | FRCC | SOCO | Internal | Summer | B10 | 1262 | 900 | 0 | 83.66 | 82.59 | 8 | 0
2030 | FRCC_2_SOCO | FRCC | SOCO | Internal | Winter | B16 | 25 | 900 | 0 | 100.28 | 99.96 | 8 | 0
2030 | FRCC_2_SOCO | FRCC | SOCO | Internal | Winter | B17 | 100 | 900 | 0 | 100.28 | 95.54 | 8 | 0
2030 | FRCC_2_SOCO | FRCC | SOCO | Internal | Winter | B18 | 400 | 900 | 0 | 100.28 | 95.54 | 8 | 0
2030 | FRCC_2_SOCO | FRCC | SOCO | Internal | Winter | B19 | 700 | 900 | 0 | 93.78 | 94.21 | 8 | 0
2030 | FRCC_2_SOCO | FRCC | SOCO | Internal | Winter | B20 | 935 | 900 | 0 | 86.69 | 83.57 | 8 | 0
2030 | HQ_NEISO_2_NEISO | HQ_NEISO | NEISO | Internal | Shoulder | B11 | 25 | 99999 | 3112.4 | 81.36 | 81.37 | 0.01 | 0
2030 | HQ_NEISO_2_NEISO | HQ_NEISO | NEISO | Internal | Shoulder | B12 | 200 | 99999 | 3110.47 | 77.6 | 77.61 | 0.01 | 0
2030 | HQ_NEISO_2_NEISO | HQ_NEISO | NEISO | Internal | Shoulder | B13 | 600 | 99999 | 3102.87 | 76.68 | 76.69 | 0.01 | 0
2030 | HQ_NEISO_2_NEISO | HQ_NEISO | NEISO | Internal | Shoulder | B14 | 900 | 99999 | 3089.58 | 73.48 | 73.5 | 0.01 | 0
2030 | HQ_NEISO_2_NEISO | HQ_NEISO | NEISO | Internal | Shoulder | B15 | 1203 | 99999 | 1276.23 | 73.48 | 73.5 | 0.01 | 0
2030 | HQ_NEISO_2_NEISO | HQ_NEISO | NEISO | Internal | Summer | B1 | 10 | 99999 | 3220.1 | 105.54 | 105.55 | 0.01 | 0
2030 | HQ_NEISO_2_NEISO | HQ_NEISO | NEISO | Internal | Summer | B2 | 25 | 99999 | 3207.34 | 106.51 | 106.52 | 0.01 | 0
2030 | HQ_NEISO_2_NEISO | HQ_NEISO | NEISO | Internal | Summer | B3 | 75 | 99999 | 3181.83 | 82.58 | 82.59 | 0.01 | 0
2030 | HQ_NEISO_2_NEISO | HQ_NEISO | NEISO | Internal | Summer | B4 | 100 | 99999 | 3159.98 | 80.89 | 80.9 | 0.01 | 0
2030 | HQ_NEISO_2_NEISO | HQ_NEISO | NEISO | Internal | Summer | B5 | 200 | 99999 | 3148.1 | 80.89 | 80.9 | 0.01 | 0
2030 | HQ_NEISO_2_NEISO | HQ_NEISO | NEISO | Internal | Summer | B6 | 300 | 99999 | 3134.69 | 80.89 | 80.9 | 0.01 | 0
2030 | HQ_NEISO_2_NEISO | HQ_NEISO | NEISO | Internal | Summer | B7 | 400 | 99999 | 3119.34 | 80 | 80.01 | 0.01 | 0
2030 | HQ_NEISO_2_NEISO | HQ_NEISO | NEISO | Internal | Summer | B8 | 500 | 99999 | 3107.26 | 80 | 80.01 | 0.01 | 0
2030 | HQ_NEISO_2_NEISO | HQ_NEISO | NEISO | Internal | Summer | B9 | 800 | 99999 | 3092.47 | 77.37 | 77.38 | 0.01 | 0
2030 | HQ_NEISO_2_NEISO | HQ_NEISO | NEISO | Internal | Summer | B10 | 1262 | 99999 | 933.3 | 77.37 | 77.38 | 0.01 | 0
2030 | HQ_NEISO_2_NEISO | HQ_NEISO | NEISO | Internal | Winter | B16 | 25 | 99999 | 3139.14 | 82.58 | 82.59 | 0.01 | 0
2030 | HQ_NEISO_2_NEISO | HQ_NEISO | NEISO | Internal | Winter | B17 | 100 | 99999 | 3128.41 | 82.09 | 82.1 | 0.01 | 0
2030 | HQ_NEISO_2_NEISO | HQ_NEISO | NEISO | Internal | Winter | B18 | 400 | 99999 | 3120.19 | 82.09 | 82.1 | 0.01 | 0
2030 | HQ_NEISO_2_NEISO | HQ_NEISO | NEISO | Internal | Winter | B19 | 700 | 99999 | 3104.89 | 82.09 | 82.1 | 0.01 | 0
2030 | HQ_NEISO_2_NEISO | HQ_NEISO | NEISO | Internal | Winter | B20 | 935 | 99999 | 1382.08 | 82.09 | 82.1 | 0.01 | 0
2030 | HQ_NY_2_NYISO_A-F | HQ_NY | NYISO_A-F | Internal | Shoulder | B11 | 25 | 99999 | 2812.27 | 84.36 | 84.37 | 0.01 | 0
2030 | HQ_NY_2_NYISO_A-F | HQ_NY | NYISO_A-F | Internal | Shoulder | B12 | 200 | 99999 | 2847.69 | 80.6 | 80.61 | 0.01 | 0
2030 | HQ_NY_2_NYISO_A-F | HQ_NY | NYISO_A-F | Internal | Shoulder | B13 | 600 | 99999 | 2781.85 | 79.68 | 79.69 | 0.01 | 0
2030 | HQ_NY_2_NYISO_A-F | HQ_NY | NYISO_A-F | Internal | Shoulder | B14 | 900 | 99999 | 2673.14 | 76.48 | 76.5 | 0.01 | 0
2030 | HQ_NY_2_NYISO_A-F | HQ_NY | NYISO_A-F | Internal | Shoulder | B15 | 1203 | 99999 | 1582.7 | 76.46 | 76.47 | 0.01 | 0
2030 | HQ_NY_2_NYISO_A-F | HQ_NY | NYISO_A-F | Internal | Summer | B1 | 10 | 99999 | 3500.1 | 102.54 | 102.55 | 0.01 | 0
2030 | HQ_NY_2_NYISO_A-F | HQ_NY | NYISO_A-F | Internal | Summer | B2 | 25 | 99999 | 3406.71 | 109.51 | 109.52 | 0.01 | 0
2030 | HQ_NY_2_NYISO_A-F | HQ_NY | NYISO_A-F | Internal | Summer | B3 | 75 | 99999 | 3266.7 | 92.9 | 92.91 | 0.01 | 0
2030 | HQ_NY_2_NYISO_A-F | HQ_NY | NYISO_A-F | Internal | Summer | B4 | 100 | 99999 | 3116.37 | 92.9 | 92.91 | 0.01 | 0
2030 | HQ_NY_2_NYISO_A-F | HQ_NY | NYISO_A-F | Internal | Summer | B5 | 200 | 99999 | 3025.49 | 86.38 | 86.39 | 0.01 | 0
2030 | HQ_NY_2_NYISO_A-F | HQ_NY | NYISO_A-F | Internal | Summer | B6 | 300 | 99999 | 2934.86 | 86.38 | 86.39 | 0.01 | 0
2030 | HQ_NY_2_NYISO_A-F | HQ_NY | NYISO_A-F | Internal | Summer | B7 | 400 | 99999 | 2830.75 | 82.99 | 83 | 0.01 | 0
2030 | HQ_NY_2_NYISO_A-F | HQ_NY | NYISO_A-F | Internal | Summer | B8 | 500 | 99999 | 2760.25 | 80.35 | 80.36 | 0.01 | 0
2030 | HQ_NY_2_NYISO_A-F | HQ_NY | NYISO_A-F | Internal | Summer | B9 | 800 | 99999 | 2664.71 | 80.35 | 80.36 | 0.01 | 0
2030 | HQ_NY_2_NYISO_A-F | HQ_NY | NYISO_A-F | Internal | Summer | B10 | 1262 | 99999 | 1436.31 | 80.35 | 80.36 | 0.01 | 0
2030 | HQ_NY_2_NYISO_A-F | HQ_NY | NYISO_A-F | Internal | Winter | B16 | 25 | 99999 | 3058.87 | 79.58 | 79.59 | 0.01 | 0
2030 | HQ_NY_2_NYISO_A-F | HQ_NY | NYISO_A-F | Internal | Winter | B17 | 100 | 99999 | 3001.1 | 79.09 | 79.1 | 0.01 | 0
2030 | HQ_NY_2_NYISO_A-F | HQ_NY | NYISO_A-F | Internal | Winter | B18 | 400 | 99999 | 2934.69 | 79.09 | 79.1 | 0.01 | 0
2030 | HQ_NY_2_NYISO_A-F | HQ_NY | NYISO_A-F | Internal | Winter | B19 | 700 | 99999 | 2819.07 | 79.09 | 79.1 | 0.01 | 0
2030 | HQ_NY_2_NYISO_A-F | HQ_NY | NYISO_A-F | Internal | Winter | B20 | 935 | 99999 | 1762.97 | 79.09 | 79.1 | 0.01 | 0
2030 | HQ_IESO_2_IESO | HQ_IESO | IESO | Internal | Shoulder | B11 | 25 | 99999 | 400 | 68.66 | 68.67 | 0.01 | 0
2030 | HQ_IESO_2_IESO | HQ_IESO | IESO | Internal | Shoulder | B12 | 200 | 99999 | 400 | 68.66 | 68.67 | 0.01 | 0
2030 | HQ_IESO_2_IESO | HQ_IESO | IESO | Internal | Shoulder | B13 | 600 | 99999 | 400 | 68.66 | 68.67 | 0.01 | 0
2030 | HQ_IESO_2_IESO | HQ_IESO | IESO | Internal | Shoulder | B14 | 900 | 99999 | 400 | 68.66 | 68.67 | 0.01 | 0
2030 | HQ_IESO_2_IESO | HQ_IESO | IESO | Internal | Shoulder | B15 | 1203 | 99999 | 75.48 | 68.66 | 68.67 | 0.01 | 0
2030 | HQ_IESO_2_IESO | HQ_IESO | IESO | Internal | Summer | B1 | 10 | 99999 | 400.1 | 95.54 | 95.55 | 0.01 | 0
2030 | HQ_IESO_2_IESO | HQ_IESO | IESO | Internal | Summer | B2 | 25 | 99999 | 400.1 | 102.51 | 102.52 | 0.01 | 0
2030 | HQ_IESO_2_IESO | HQ_IESO | IESO | Internal | Summer | B3 | 75 | 99999 | 400 | 85.9 | 85.91 | 0.01 | 0
2030 | HQ_IESO_2_IESO | HQ_IESO | IESO | Internal | Summer | B4 | 100 | 99999 | 400 | 85.9 | 85.91 | 0.01 | 0
2030 | HQ_IESO_2_IESO | HQ_IESO | IESO | Internal | Summer | B5 | 200 | 99999 | 400 | 79.38 | 79.39 | 0.01 | 0
2030 | HQ_IESO_2_IESO | HQ_IESO | IESO | Internal | Summer | B6 | 300 | 99999 | 400 | 66.74 | 66.75 | 0.01 | 0
2030 | HQ_IESO_2_IESO | HQ_IESO | IESO | Internal | Summer | B7 | 400 | 99999 | 400 | 66.74 | 66.75 | 0.01 | 0
2030 | HQ_IESO_2_IESO | HQ_IESO | IESO | Internal | Summer | B8 | 500 | 99999 | 400 | 66.74 | 66.75 | 0.01 | 0
2030 | HQ_IESO_2_IESO | HQ_IESO | IESO | Internal | Summer | B9 | 800 | 99999 | 400 | 66.74 | 66.75 | 0.01 | 0
2030 | HQ_IESO_2_IESO | HQ_IESO | IESO | Internal | Summer | B10 | 1262 | 99999 | 12.04 | 66.74 | 66.75 | 0.01 | 0
2030 | HQ_IESO_2_IESO | HQ_IESO | IESO | Internal | Winter | B16 | 25 | 99999 | 400 | 69.93 | 69.94 | 0.01 | 0
2030 | HQ_IESO_2_IESO | HQ_IESO | IESO | Internal | Winter | B17 | 100 | 99999 | 400 | 69.93 | 69.94 | 0.01 | 0
2030 | HQ_IESO_2_IESO | HQ_IESO | IESO | Internal | Winter | B18 | 400 | 99999 | 400 | 69.93 | 69.94 | 0.01 | 0
2030 | HQ_IESO_2_IESO | HQ_IESO | IESO | Internal | Winter | B19 | 700 | 99999 | 400 | 69.93 | 69.94 | 0.01 | 0
2030 | HQ_IESO_2_IESO | HQ_IESO | IESO | Internal | Winter | B20 | 935 | 99999 | 91.98 | 69.93 | 69.94 | 0.01 | 0
2030 | IESO_2_MAPP_CA | IESO | MAPP_CA | Internal | Shoulder | B11 | 25 | 262 | 0 | 68.67 | 39.65 | 7 | 0
2030 | IESO_2_MAPP_CA | IESO | MAPP_CA | Internal | Shoulder | B12 | 200 | 262 | 0 | 68.67 | 60.67 | 7 | 0
2030 | IESO_2_MAPP_CA | IESO | MAPP_CA | Internal | Shoulder | B13 | 600 | 262 | 0 | 68.67 | 60.67 | 7 | 0
2030 | IESO_2_MAPP_CA | IESO | MAPP_CA | Internal | Shoulder | B14 | 900 | 262 | 0 | 68.67 | 39.65 | 7 | 0
2030 | IESO_2_MAPP_CA | IESO | MAPP_CA | Internal | Shoulder | B15 | 1203 | 262 | 0 | 68.67 | 39.65 | 7 | 0
2030 | IESO_2_MAPP_CA | IESO | MAPP_CA | Internal | Summer | B1 | 10 | 262 | 0 | 95.55 | 72.36 | 7 | 0
2030 | IESO_2_MAPP_CA | IESO | MAPP_CA | Internal | Summer | B2 | 25 | 262 | 0 | 102.52 | 72.36 | 7 | 0
2030 | IESO_2_MAPP_CA | IESO | MAPP_CA | Internal | Summer | B3 | 75 | 262 | 0 | 85.91 | 72.36 | 7 | 0
2030 | IESO_2_MAPP_CA | IESO | MAPP_CA | Internal | Summer | B4 | 100 | 262 | 0 | 85.91 | 72.36 | 7 | 0
2030 | IESO_2_MAPP_CA | IESO | MAPP_CA | Internal | Summer | B5 | 200 | 262 | 0 | 79.39 | 72.36 | 7 | 0
2030 | IESO_2_MAPP_CA | IESO | MAPP_CA | Internal | Summer | B6 | 300 | 262 | 0 | 66.75 | 72.36 | 7 | 0
2030 | IESO_2_MAPP_CA | IESO | MAPP_CA | Internal | Summer | B7 | 400 | 262 | 0 | 66.75 | 72.36 | 7 | 0
2030 | IESO_2_MAPP_CA | IESO | MAPP_CA | Internal | Summer | B8 | 500 | 262 | 0 | 66.75 | 72.36 | 7 | 0
2030 | IESO_2_MAPP_CA | IESO | MAPP_CA | Internal | Summer | B9 | 800 | 262 | 0 | 66.75 | 72.36 | 7 | 0
2030 | IESO_2_MAPP_CA | IESO | MAPP_CA | Internal | Summer | B10 | 1262 | 262 | 0 | 66.75 | 72.36 | 7 | 0
2030 | IESO_2_MAPP_CA | IESO | MAPP_CA | Internal | Winter | B16 | 25 | 262 | 0 | 69.94 | 61.94 | 7 | 0
2030 | IESO_2_MAPP_CA | IESO | MAPP_CA | Internal | Winter | B17 | 100 | 262 | 0 | 69.94 | 61.94 | 7 | 0
2030 | IESO_2_MAPP_CA | IESO | MAPP_CA | Internal | Winter | B18 | 400 | 262 | 0 | 69.94 | 64.58 | 7 | 0
2030 | IESO_2_MAPP_CA | IESO | MAPP_CA | Internal | Winter | B19 | 700 | 262 | 0 | 69.94 | 64.58 | 7 | 0
2030 | IESO_2_MAPP_CA | IESO | MAPP_CA | Internal | Winter | B20 | 935 | 262 | 0 | 69.94 | 61.94 | 7 | 0
2030 | IESO_2_MISO_MI | IESO | MISO_MI | Internal | Shoulder | B11 | 25 | 2591 | 2591 | 68.67 | 87.32 | 7 | 11.65
2030 | IESO_2_MISO_MI | IESO | MISO_MI | Internal | Shoulder | B12 | 200 | 2591 | 2591 | 68.67 | 75.96 | 7 | 0.29
2030 | IESO_2_MISO_MI | IESO | MISO_MI | Internal | Shoulder | B13 | 600 | 2591 | 2591 | 68.67 | 75.96 | 7 | 0.29
2030 | IESO_2_MISO_MI | IESO | MISO_MI | Internal | Shoulder | B14 | 900 | 2591 | 2591 | 68.67 | 75.72 | 7 | 0.04
2030 | IESO_2_MISO_MI | IESO | MISO_MI | Internal | Shoulder | B15 | 1203 | 2591 | 769.36 | 68.67 | 75.67 | 7 | 0
2030 | IESO_2_MISO_MI | IESO | MISO_MI | Internal | Summer | B1 | 10 | 2591 | 2591 | 95.55 | 130.28 | 7 | 27.73
2030 | IESO_2_MISO_MI | IESO | MISO_MI | Internal | Summer | B2 | 25 | 2591 | 2591 | 102.52 | 138.39 | 7 | 28.86
2030 | IESO_2_MISO_MI | IESO | MISO_MI | Internal | Summer | B3 | 75 | 2591 | 2591 | 85.91 | 138.39 | 7 | 45.48
2030 | IESO_2_MISO_MI | IESO | MISO_MI | Internal | Summer | B4 | 100 | 2591 | 2591 | 85.91 | 133.92 | 7 | 41.02
2030 | IESO_2_MISO_MI | IESO | MISO_MI | Internal | Summer | B5 | 200 | 2591 | 2591 | 79.39 | 106.58 | 7 | 20.19
2030 | IESO_2_MISO_MI | IESO | MISO_MI | Internal | Summer | B6 | 300 | 2591 | 2591 | 66.75 | 92.16 | 7 | 18.42
2030 | IESO_2_MISO_MI | IESO | MISO_MI | Internal | Summer | B7 | 400 | 2591 | 2591 | 66.75 | 86.24 | 7 | 12.49
2030 | IESO_2_MISO_MI | IESO | MISO_MI | Internal | Summer | B8 | 500 | 2591 | 2591 | 66.75 | 78.91 | 7 | 5.16
2030 | IESO_2_MISO_MI | IESO | MISO_MI | Internal | Summer | B9 | 800 | 2591 | 2591 | 66.75 | 74.76 | 7 | 1.01
2030 | IESO_2_MISO_MI | IESO | MISO_MI | Internal | Summer | B10 | 1262 | 2591 | 2591 | 66.75 | 74.61 | 7 | 0.86
2030 | IESO_2_MISO_MI | IESO | MISO_MI | Internal | Winter | B16 | 25 | 2591 | 2591 | 69.94 | 78.6 | 7 | 1.66
2030 | IESO_2_MISO_MI | IESO | MISO_MI | Internal | Winter | B17 | 100 | 2591 | 2591 | 69.94 | 78.6 | 7 | 1.66
2030 | IESO_2_MISO_MI | IESO | MISO_MI | Internal | Winter | B18 | 400 | 2591 | 2591 | 69.94 | 78.6 | 7 | 1.66
2030 | IESO_2_MISO_MI | IESO | MISO_MI | Internal | Winter | B19 | 700 | 2591 | 2591 | 69.94 | 78.6 | 7 | 1.66
2030 | IESO_2_MISO_MI | IESO | MISO_MI | Internal | Winter | B20 | 935 | 2591 | 858.39 | 69.94 | 76.94 | 7 | 0
2030 | IESO_2_MISO_W | IESO | MISO_W | Internal | Shoulder | B11 | 25 | 207 | 207 | 68.67 | 90.36 | 7 | 14.69
2030 | IESO_2_MISO_W | IESO | MISO_W | Internal | Shoulder | B12 | 200 | 207 | 207 | 68.67 | 78.26 | 7 | 2.58
2030 | IESO_2_MISO_W | IESO | MISO_W | Internal | Shoulder | B13 | 600 | 207 | 207 | 68.67 | 75.95 | 7 | 0.28
2030 | IESO_2_MISO_W | IESO | MISO_W | Internal | Shoulder | B14 | 900 | 207 | 0 | 68.67 | 49.7 | 7 | 0
2030 | IESO_2_MISO_W | IESO | MISO_W | Internal | Shoulder | B15 | 1203 | 207 | 0 | 68.67 | 12.01 | 7 | 0
2030 | IESO_2_MISO_W | IESO | MISO_W | Internal | Summer | B1 | 10 | 207 | 207 | 95.55 | 138.39 | 7 | 35.83
2030 | IESO_2_MISO_W | IESO | MISO_W | Internal | Summer | B2 | 25 | 207 | 207 | 102.52 | 138.39 | 7 | 28.86
2030 | IESO_2_MISO_W | IESO | MISO_W | Internal | Summer | B3 | 75 | 207 | 207 | 85.91 | 138.39 | 7 | 45.48
2030 | IESO_2_MISO_W | IESO | MISO_W | Internal | Summer | B4 | 100 | 207 | 207 | 85.91 | 133.92 | 7 | 41.02
2030 | IESO_2_MISO_W | IESO | MISO_W | Internal | Summer | B5 | 200 | 207 | 207 | 79.39 | 122.52 | 7 | 36.13
2030 | IESO_2_MISO_W | IESO | MISO_W | Internal | Summer | B6 | 300 | 207 | 207 | 66.75 | 97.83 | 7 | 24.08
2030 | IESO_2_MISO_W | IESO | MISO_W | Internal | Summer | B7 | 400 | 207 | 207 | 66.75 | 88.25 | 7 | 14.5
2030 | IESO_2_MISO_W | IESO | MISO_W | Internal | Summer | B8 | 500 | 207 | 207 | 66.75 | 83.34 | 7 | 9.59
2030 | IESO_2_MISO_W | IESO | MISO_W | Internal | Summer | B9 | 800 | 207 | 207 | 66.75 | 74.87 | 7 | 1.12
2030 | IESO_2_MISO_W | IESO | MISO_W | Internal | Summer | B10 | 1262 | 207 | 0 | 66.75 | 72.37 | 7 | 0
2030 | IESO_2_MISO_W | IESO | MISO_W | Internal | Winter | B16 | 25 | 207 | 0 | 69.94 | 61.93 | 7 | 0
2030 | IESO_2_MISO_W | IESO | MISO_W | Internal | Winter | B17 | 100 | 207 | 0 | 69.94 | 66.59 | 7 | 0
2030 | IESO_2_MISO_W | IESO | MISO_W | Internal | Winter | B18 | 400 | 207 | 207 | 69.94 | 78.58 | 7 | 1.63
2030 | IESO_2_MISO_W | IESO | MISO_W | Internal | Winter | B19 | 700 | 207 | 207 | 69.94 | 78.58 | 7 | 1.63
2030 | IESO_2_MISO_W | IESO | MISO_W | Internal | Winter | B20 | 935 | 207 | 0 | 69.94 | 23.86 | 7 | 0
2030 | IESO_2_NYISO_A-F | IESO | NYISO_A-F | Internal | Shoulder | B11 | 25 | 1725 | 1725 | 68.67 | 84.37 | 7 | 8.7
2030 | IESO_2_NYISO_A-F | IESO | NYISO_A-F | Internal | Shoulder | B12 | 200 | 1725 | 1725 | 68.67 | 80.61 | 7 | 4.94
2030 | IESO_2_NYISO_A-F | IESO | NYISO_A-F | Internal | Shoulder | B13 | 600 | 1725 | 1725 | 68.67 | 79.69 | 7 | 4.02
2030 | IESO_2_NYISO_A-F | IESO | NYISO_A-F | Internal | Shoulder | B14 | 900 | 1725 | 1725 | 68.67 | 76.5 | 7 | 0.82
2030 | IESO_2_NYISO_A-F | IESO | NYISO_A-F | Internal | Shoulder | B15 | 1203 | 1725 | 1725 | 68.67 | 76.47 | 7 | 0.8
2030 | IESO_2_NYISO_A-F | IESO | NYISO_A-F | Internal | Summer | B1 | 10 | 1725 | 704.79 | 95.55 | 102.55 | 7 | 0
2030 | IESO_2_NYISO_A-F | IESO | NYISO_A-F | Internal | Summer | B2 | 25 | 1725 | 1148.26 | 102.52 | 109.52 | 7 | 0
2030 | IESO_2_NYISO_A-F | IESO | NYISO_A-F | Internal | Summer | B3 | 75 | 1725 | 1449.61 | 85.91 | 92.91 | 7 | 0
2030 | IESO_2_NYISO_A-F | IESO | NYISO_A-F | Internal | Summer | B4 | 100 | 1725 | 1388 | 85.91 | 92.91 | 7 | 0
2030 | IESO_2_NYISO_A-F | IESO | NYISO_A-F | Internal | Summer | B5 | 200 | 1725 | 1489.72 | 79.39 | 86.39 | 7 | 0
2030 | IESO_2_NYISO_A-F | IESO | NYISO_A-F | Internal | Summer | B6 | 300 | 1725 | 1725 | 66.75 | 86.39 | 7 | 12.64
2030 | IESO_2_NYISO_A-F | IESO | NYISO_A-F | Internal | Summer | B7 | 400 | 1725 | 1725 | 66.75 | 83 | 7 | 9.25
2030 | IESO_2_NYISO_A-F | IESO | NYISO_A-F | Internal | Summer | B8 | 500 | 1725 | 1725 | 66.75 | 80.36 | 7 | 6.61
2030 | IESO_2_NYISO_A-F | IESO | NYISO_A-F | Internal | Summer | B9 | 800 | 1725 | 1725 | 66.75 | 80.36 | 7 | 6.61
2030 | IESO_2_NYISO_A-F | IESO | NYISO_A-F | Internal | Summer | B10 | 1262 | 1725 | 1725 | 66.75 | 80.36 | 7 | 6.61
2030 | IESO_2_NYISO_A-F | IESO | NYISO_A-F | Internal | Winter | B16 | 25 | 1725 | 1725 | 69.94 | 79.59 | 7 | 2.64
2030 | IESO_2_NYISO_A-F | IESO | NYISO_A-F | Internal | Winter | B17 | 100 | 1725 | 1725 | 69.94 | 79.1 | 7 | 2.16
2030 | IESO_2_NYISO_A-F | IESO | NYISO_A-F | Internal | Winter | B18 | 400 | 1725 | 1725 | 69.94 | 79.1 | 7 | 2.16
2030 | IESO_2_NYISO_A-F | IESO | NYISO_A-F | Internal | Winter | B19 | 700 | 1725 | 1725 | 69.94 | 79.1 | 7 | 2.16
2030 | IESO_2_NYISO_A-F | IESO | NYISO_A-F | Internal | Winter | B20 | 935 | 1725 | 1725 | 69.94 | 79.1 | 7 | 2.16
2030 | MAPP_CA_2_IESO | MAPP_CA | IESO | Internal | Shoulder | B11 | 25 | 330 | 330 | 39.65 | 68.67 | 8 | 21.02
2030 | MAPP_CA_2_IESO | MAPP_CA | IESO | Internal | Shoulder | B12 | 200 | 330 | 300.68 | 60.67 | 68.67 | 8 | 0
2030 | MAPP_CA_2_IESO | MAPP_CA | IESO | Internal | Shoulder | B13 | 600 | 330 | 317.77 | 60.67 | 68.67 | 8 | 0
2030 | MAPP_CA_2_IESO | MAPP_CA | IESO | Internal | Shoulder | B14 | 900 | 330 | 330 | 39.65 | 68.67 | 8 | 21.02
2030 | MAPP_CA_2_IESO | MAPP_CA | IESO | Internal | Shoulder | B15 | 1203 | 330 | 330 | 39.65 | 68.67 | 8 | 21.02
2030 | MAPP_CA_2_IESO | MAPP_CA | IESO | Internal | Summer | B1 | 10 | 330 | 330 | 72.36 | 95.55 | 8 | 15.19
2030 | MAPP_CA_2_IESO | MAPP_CA | IESO | Internal | Summer | B2 | 25 | 330 | 330 | 72.36 | 102.52 | 8 | 22.16
2030 | MAPP_CA_2_IESO | MAPP_CA | IESO | Internal | Summer | B3 | 75 | 330 | 330 | 72.36 | 85.91 | 8 | 5.55
2030 | MAPP_CA_2_IESO | MAPP_CA | IESO | Internal | Summer | B4 | 100 | 330 | 330 | 72.36 | 85.91 | 8 | 5.55
2030 | MAPP_CA_2_IESO | MAPP_CA | IESO | Internal | Summer | B5 | 200 | 330 | 0 | 72.36 | 79.39 | 8 | 0
2030 | MAPP_CA_2_IESO | MAPP_CA | IESO | Internal | Summer | B6 | 300 | 330 | 0 | 72.36 | 66.75 | 8 | 0
2030 | MAPP_CA_2_IESO | MAPP_CA | IESO | Internal | Summer | B7 | 400 | 330 | 0 | 72.36 | 66.75 | 8 | 0
2030 | MAPP_CA_2_IESO | MAPP_CA | IESO | Internal | Summer | B8 | 500 | 330 | 0 | 72.36 | 66.75 | 8 | 0
2030 | MAPP_CA_2_IESO | MAPP_CA | IESO | Internal | Summer | B9 | 800 | 330 | 0 | 72.36 | 66.75 | 8 | 0
2030 | MAPP_CA_2_IESO | MAPP_CA | IESO | Internal | Summer | B10 | 1262 | 330 | 0 | 72.36 | 66.75 | 8 | 0
2030 | MAPP_CA_2_IESO | MAPP_CA | IESO | Internal | Winter | B16 | 25 | 330 | 201.05 | 61.94 | 69.94 | 8 | 0
2030 | MAPP_CA_2_IESO | MAPP_CA | IESO | Internal | Winter | B17 | 100 | 330 | 30.33 | 61.94 | 69.94 | 8 | 0
2030 | MAPP_CA_2_IESO | MAPP_CA | IESO | Internal | Winter | B18 | 400 | 330 | 0 | 64.58 | 69.94 | 8 | 0
2030 | MAPP_CA_2_IESO | MAPP_CA | IESO | Internal | Winter | B19 | 700 | 330 | 0 | 64.58 | 69.94 | 8 | 0
2030 | MAPP_CA_2_IESO | MAPP_CA | IESO | Internal | Winter | B20 | 935 | 330 | 143.01 | 61.94 | 69.94 | 8 | 0
2030 | MAPP_CA_2_MAPP_US | MAPP_CA | MAPP_US | Internal | Shoulder | B11 | 25 | 372 | 372 | 39.65 | 83.36 | 7 | 36.71
2030 | MAPP_CA_2_MAPP_US | MAPP_CA | MAPP_US | Internal | Shoulder | B12 | 200 | 372 | 372 | 60.67 | 71.26 | 7 | 3.58
2030 | MAPP_CA_2_MAPP_US | MAPP_CA | MAPP_US | Internal | Shoulder | B13 | 600 | 372 | 372 | 60.67 | 68.95 | 7 | 1.28
2030 | MAPP_CA_2_MAPP_US | MAPP_CA | MAPP_US | Internal | Shoulder | B14 | 900 | 372 | 0 | 39.65 | 42.7 | 7 | 0
2030 | MAPP_CA_2_MAPP_US | MAPP_CA | MAPP_US | Internal | Shoulder | B15 | 1203 | 372 | 0 | 39.65 | 5.01 | 7 | 0
2030 | MAPP_CA_2_MAPP_US | MAPP_CA | MAPP_US | Internal | Summer | B1 | 10 | 372 | 372 | 72.36 | 131.39 | 7 | 52.03
2030 | MAPP_CA_2_MAPP_US | MAPP_CA | MAPP_US | Internal | Summer | B2 | 25 | 372 | 372 | 72.36 | 131.39 | 7 | 52.03
2030 | MAPP_CA_2_MAPP_US | MAPP_CA | MAPP_US | Internal | Summer | B3 | 75 | 372 | 372 | 72.36 | 131.39 | 7 | 52.03
2030 | MAPP_CA_2_MAPP_US | MAPP_CA | MAPP_US | Internal | Summer | B4 | 100 | 372 | 372 | 72.36 | 126.92 | 7 | 47.56
2030 | MAPP_CA_2_MAPP_US | MAPP_CA | MAPP_US | Internal | Summer | B5 | 200 | 372 | 372 | 72.36 | 115.52 | 7 | 36.16
2030 | MAPP_CA_2_MAPP_US | MAPP_CA | MAPP_US | Internal | Summer | B6 | 300 | 372 | 372 | 72.36 | 90.83 | 7 | 11.47
2030 | MAPP_CA_2_MAPP_US | MAPP_CA | MAPP_US | Internal | Summer | B7 | 400 | 372 | 372 | 72.36 | 81.25 | 7 | 1.89
2030 | MAPP_CA_2_MAPP_US | MAPP_CA | MAPP_US | Internal | Summer | B8 | 500 | 372 | 0 | 72.36 | 76.34 | 7 | 0
2030 | MAPP_CA_2_MAPP_US | MAPP_CA | MAPP_US | Internal | Summer | B9 | 800 | 372 | 0 | 72.36 | 67.87 | 7 | 0
2030 | MAPP_CA_2_MAPP_US | MAPP_CA | MAPP_US | Internal | Summer | B10 | 1262 | 372 | 0 | 72.36 | 65.37 | 7 | 0
2030 | MAPP_CA_2_MAPP_US | MAPP_CA | MAPP_US | Internal | Winter | B16 | 25 | 372 | 0 | 61.94 | 16.86 | 7 | 0
2030 | MAPP_CA_2_MAPP_US | MAPP_CA | MAPP_US | Internal | Winter | B17 | 100 | 372 | 0 | 61.94 | 59.59 | 7 | 0
2030 | MAPP_CA_2_MAPP_US | MAPP_CA | MAPP_US | Internal | Winter | B18 | 400 | 372 | 117.49 | 64.58 | 71.58 | 7 | 0
2030 | MAPP_CA_2_MAPP_US | MAPP_CA | MAPP_US | Internal | Winter | B19 | 700 | 372 | 131.87 | 64.58 | 71.58 | 7 | 0
2030 | MAPP_CA_2_MAPP_US | MAPP_CA | MAPP_US | Internal | Winter | B20 | 935 | 372 | 0 | 61.94 | 16.86 | 7 | 0
2030 | MAPP_CA_2_MISO_W | MAPP_CA | MISO_W | Internal | Shoulder | B11 | 25 | 1970 | 1970 | 39.65 | 90.36 | 0.01 | 50.7
2030 | MAPP_CA_2_MISO_W | MAPP_CA | MISO_W | Internal | Shoulder | B12 | 200 | 1970 | 1970 | 60.67 | 78.26 | 0.01 | 17.57
2030 | MAPP_CA_2_MISO_W | MAPP_CA | MISO_W | Internal | Shoulder | B13 | 600 | 1970 | 1970 | 60.67 | 75.95 | 0.01 | 15.27
2030 | MAPP_CA_2_MISO_W | MAPP_CA | MISO_W | Internal | Shoulder | B14 | 900 | 1970 | 1970 | 39.65 | 49.7 | 0.01 | 10.04
2030 | MAPP_CA_2_MISO_W | MAPP_CA | MISO_W | Internal | Shoulder | B15 | 1203 | 1970 | 0 | 39.65 | 12.01 | 0.01 | 0
2030 | MAPP_CA_2_MISO_W | MAPP_CA | MISO_W | Internal | Summer | B1 | 10 | 1970 | 1970 | 72.36 | 138.39 | 0.01 | 66.01
2030 | MAPP_CA_2_MISO_W | MAPP_CA | MISO_W | Internal | Summer | B2 | 25 | 1970 | 1970 | 72.36 | 138.39 | 0.01 | 66.01
2030 | MAPP_CA_2_MISO_W | MAPP_CA | MISO_W | Internal | Summer | B3 | 75 | 1970 | 1970 | 72.36 | 138.39 | 0.01 | 66.01
2030 | MAPP_CA_2_MISO_W | MAPP_CA | MISO_W | Internal | Summer | B4 | 100 | 1970 | 1970 | 72.36 | 133.92 | 0.01 | 61.55
2030 | MAPP_CA_2_MISO_W | MAPP_CA | MISO_W | Internal | Summer | B5 | 200 | 1970 | 1970 | 72.36 | 122.52 | 0.01 | 50.15
2030 | MAPP_CA_2_MISO_W | MAPP_CA | MISO_W | Internal | Summer | B6 | 300 | 1970 | 1970 | 72.36 | 97.83 | 0.01 | 25.46
2030 | MAPP_CA_2_MISO_W | MAPP_CA | MISO_W | Internal | Summer | B7 | 400 | 1970 | 1970 | 72.36 | 88.25 | 0.01 | 15.88
2030 | MAPP_CA_2_MISO_W | MAPP_CA | MISO_W | Internal | Summer | B8 | 500 | 1970 | 1970 | 72.36 | 83.34 | 0.01 | 10.97
2030 | MAPP_CA_2_MISO_W | MAPP_CA | MISO_W | Internal | Summer | B9 | 800 | 1970 | 1970 | 72.36 | 74.87 | 0.01 | 2.49
2030 | MAPP_CA_2_MISO_W | MAPP_CA | MISO_W | Internal | Summer | B10 | 1262 | 1970 | 878.09 | 72.36 | 72.37 | 0.01 | 0
2030 | MAPP_CA_2_MISO_W | MAPP_CA | MISO_W | Internal | Winter | B16 | 25 | 1970 | 0 | 61.94 | 61.93 | 0.01 | 0
2030 | MAPP_CA_2_MISO_W | MAPP_CA | MISO_W | Internal | Winter | B17 | 100 | 1970 | 1970 | 61.94 | 66.59 | 0.01 | 4.63
2030 | MAPP_CA_2_MISO_W | MAPP_CA | MISO_W | Internal | Winter | B18 | 400 | 1970 | 1970 | 64.58 | 78.58 | 0.01 | 13.99
2030 | MAPP_CA_2_MISO_W | MAPP_CA | MISO_W | Internal | Winter | B19 | 700 | 1970 | 1970 | 64.58 | 78.58 | 0.01 | 13.99
2030 | MAPP_CA_2_MISO_W | MAPP_CA | MISO_W | Internal | Winter | B20 | 935 | 1970 | 0 | 61.94 | 23.86 | 0.01 | 0
2030 | MAPP_US_2_MAPP_CA | MAPP_US | MAPP_CA | Internal | Shoulder | B11 | 25 | 165 | 0 | 83.36 | 39.65 | 7 | 0
2030 | MAPP_US_2_MAPP_CA | MAPP_US | MAPP_CA | Internal | Shoulder | B12 | 200 | 165 | 0 | 71.26 | 60.67 | 7 | 0
2030 | MAPP_US_2_MAPP_CA | MAPP_US | MAPP_CA | Internal | Shoulder | B13 | 600 | 165 | 0 | 68.95 | 60.67 | 7 | 0
2030 | MAPP_US_2_MAPP_CA | MAPP_US | MAPP_CA | Internal | Shoulder | B14 | 900 | 165 | 0 | 42.7 | 39.65 | 7 | 0
2030 | MAPP_US_2_MAPP_CA | MAPP_US | MAPP_CA | Internal | Shoulder | B15 | 1203 | 165 | 165 | 5.01 | 39.65 | 7 | 27.64
2030 | MAPP_US_2_MAPP_CA | MAPP_US | MAPP_CA | Internal | Summer | B1 | 10 | 165 | 0 | 131.39 | 72.36 | 7 | 0
2030 | MAPP_US_2_MAPP_CA | MAPP_US | MAPP_CA | Internal | Summer | B2 | 25 | 165 | 0 | 131.39 | 72.36 | 7 | 0
2030 | MAPP_US_2_MAPP_CA | MAPP_US | MAPP_CA | Internal | Summer | B3 | 75 | 165 | 0 | 131.39 | 72.36 | 7 | 0
2030 | MAPP_US_2_MAPP_CA | MAPP_US | MAPP_CA | Internal | Summer | B4 | 100 | 165 | 0 | 126.92 | 72.36 | 7 | 0
2030 | MAPP_US_2_MAPP_CA | MAPP_US | MAPP_CA | Internal | Summer | B5 | 200 | 165 | 0 | 115.52 | 72.36 | 7 | 0
2030 | MAPP_US_2_MAPP_CA | MAPP_US | MAPP_CA | Internal | Summer | B6 | 300 | 165 | 0 | 90.83 | 72.36 | 7 | 0
2030 | MAPP_US_2_MAPP_CA | MAPP_US | MAPP_CA | Internal | Summer | B7 | 400 | 165 | 0 | 81.25 | 72.36 | 7 | 0
2030 | MAPP_US_2_MAPP_CA | MAPP_US | MAPP_CA | Internal | Summer | B8 | 500 | 165 | 0 | 76.34 | 72.36 | 7 | 0
2030 | MAPP_US_2_MAPP_CA | MAPP_US | MAPP_CA | Internal | Summer | B9 | 800 | 165 | 0 | 67.87 | 72.36 | 7 | 0
2030 | MAPP_US_2_MAPP_CA | MAPP_US | MAPP_CA | Internal | Summer | B10 | 1262 | 165 | 0 | 65.37 | 72.36 | 7 | 0
2030 | MAPP_US_2_MAPP_CA | MAPP_US | MAPP_CA | Internal | Winter | B16 | 25 | 165 | 165 | 16.86 | 61.94 | 7 | 38.09
2030 | MAPP_US_2_MAPP_CA | MAPP_US | MAPP_CA | Internal | Winter | B17 | 100 | 165 | 0 | 59.59 | 61.94 | 7 | 0
2030 | MAPP_US_2_MAPP_CA | MAPP_US | MAPP_CA | Internal | Winter | B18 | 400 | 165 | 0 | 71.58 | 64.58 | 7 | 0
2030 | MAPP_US_2_MAPP_CA | MAPP_US | MAPP_CA | Internal | Winter | B19 | 700 | 165 | 0 | 71.58 | 64.58 | 7 | 0
2030 | MAPP_US_2_MAPP_CA | MAPP_US | MAPP_CA | Internal | Winter | B20 | 935 | 165 | 165 | 16.86 | 61.94 | 7 | 38.09
2030 | MAPP_US_2_MISO_W | MAPP_US | MISO_W | Internal | Shoulder | B11 | 25 | 2635 | 2055.76 | 83.36 | 90.36 | 7 | 0
2030 | MAPP_US_2_MISO_W | MAPP_US | MISO_W | Internal | Shoulder | B12 | 200 | 2635 | 2267.62 | 71.26 | 78.26 | 7 | 0
2030 | MAPP_US_2_MISO_W | MAPP_US | MISO_W | Internal | Shoulder | B13 | 600 | 2635 | 2514 | 68.95 | 75.95 | 7 | 0
2030 | MAPP_US_2_MISO_W | MAPP_US | MISO_W | Internal | Shoulder | B14 | 900 | 2635 | 1685.36 | 42.7 | 49.7 | 7 | 0
2030 | MAPP_US_2_MISO_W | MAPP_US | MISO_W | Internal | Shoulder | B15 | 1203 | 2635 | 1470.37 | 5.01 | 12.01 | 7 | 0
2030 | MAPP_US_2_MISO_W | MAPP_US | MISO_W | Internal | Summer | B1 | 10 | 2635 | 788.34 | 131.39 | 138.39 | 7 | 0
2030 | MAPP_US_2_MISO_W | MAPP_US | MISO_W | Internal | Summer | B2 | 25 | 2635 | 1598.9 | 131.39 | 138.39 | 7 | 0
2030 | MAPP_US_2_MISO_W | MAPP_US | MISO_W | Internal | Summer | B3 | 75 | 2635 | 1490.3 | 131.39 | 138.39 | 7 | 0
2030 | MAPP_US_2_MISO_W | MAPP_US | MISO_W | Internal | Summer | B4 | 100 | 2635 | 1599.26 | 126.92 | 133.92 | 7 | 0
2030 | MAPP_US_2_MISO_W | MAPP_US | MISO_W | Internal | Summer | B5 | 200 | 2635 | 1490.91 | 115.52 | 122.52 | 7 | 0
2030 | MAPP_US_2_MISO_W | MAPP_US | MISO_W | Internal | Summer | B6 | 300 | 2635 | 1376.01 | 90.83 | 97.83 | 7 | 0
2030 | MAPP_US_2_MISO_W | MAPP_US | MISO_W | Internal | Summer | B7 | 400 | 2635 | 1701.38 | 81.25 | 88.25 | 7 | 0
2030 | MAPP_US_2_MISO_W | MAPP_US | MISO_W | Internal | Summer | B8 | 500 | 2635 | 1911.81 | 76.34 | 83.34 | 7 | 0
2030 | MAPP_US_2_MISO_W | MAPP_US | MISO_W | Internal | Summer | B9 | 800 | 2635 | 1323.74 | 67.87 | 74.87 | 7 | 0
2030 | MAPP_US_2_MISO_W | MAPP_US | MISO_W | Internal | Summer | B10 | 1262 | 2635 | 1435.77 | 65.37 | 72.37 | 7 | 0
2030 | MAPP_US_2_MISO_W | MAPP_US | MISO_W | Internal | Winter | B16 | 25 | 2635 | 2635 | 16.86 | 61.93 | 7 | 38.08
2030 | MAPP_US_2_MISO_W | MAPP_US | MISO_W | Internal | Winter | B17 | 100 | 2635 | 1153.22 | 59.59 | 66.59 | 7 | 0
2030 | MAPP_US_2_MISO_W | MAPP_US | MISO_W | Internal | Winter | B18 | 400 | 2635 | 1479.94 | 71.58 | 78.58 | 7 | 0
2030 | MAPP_US_2_MISO_W | MAPP_US | MISO_W | Internal | Winter | B19 | 700 | 2635 | 1860.3 | 71.58 | 78.58 | 7 | 0
2030 | MAPP_US_2_MISO_W | MAPP_US | MISO_W | Internal | Winter | B20 | 935 | 2635 | 1181.95 | 16.86 | 23.86 | 7 | 0
2030 | MAPP_US_2_NE | MAPP_US | NE | Internal | Shoulder | B11 | 25 | 2000 | 0 | 83.36 | 85.36 | 7 | 0
2030 | MAPP_US_2_NE | MAPP_US | NE | Internal | Shoulder | B12 | 200 | 2000 | 0 | 71.26 | 73.26 | 7 | 0
2030 | MAPP_US_2_NE | MAPP_US | NE | Internal | Shoulder | B13 | 600 | 2000 | 0 | 68.95 | 70.95 | 7 | 0
2030 | MAPP_US_2_NE | MAPP_US | NE | Internal | Shoulder | B14 | 900 | 2000 | 0 | 42.7 | 37.7 | 7 | 0
2030 | MAPP_US_2_NE | MAPP_US | NE | Internal | Shoulder | B15 | 1203 | 2000 | 0 | 5.01 | 0.01 | 7 | 0
2030 | MAPP_US_2_NE | MAPP_US | NE | Internal | Summer | B1 | 10 | 2000 | 0 | 131.39 | 133.39 | 7 | 0
2030 | MAPP_US_2_NE | MAPP_US | NE | Internal | Summer | B2 | 25 | 2000 | 0 | 131.39 | 133.39 | 7 | 0
2030 | MAPP_US_2_NE | MAPP_US | NE | Internal | Summer | B3 | 75 | 2000 | 0 | 131.39 | 133.39 | 7 | 0
2030 | MAPP_US_2_NE | MAPP_US | NE | Internal | Summer | B4 | 100 | 2000 | 0 | 126.92 | 128.92 | 7 | 0
2030 | MAPP_US_2_NE | MAPP_US | NE | Internal | Summer | B5 | 200 | 2000 | 0 | 115.52 | 117.52 | 7 | 0
2030 | MAPP_US_2_NE | MAPP_US | NE | Internal | Summer | B6 | 300 | 2000 | 0 | 90.83 | 92.83 | 7 | 0
2030 | MAPP_US_2_NE | MAPP_US | NE | Internal | Summer | B7 | 400 | 2000 | 0 | 81.25 | 83.25 | 7 | 0
2030 | MAPP_US_2_NE | MAPP_US | NE | Internal | Summer | B8 | 500 | 2000 | 0 | 76.34 | 78.34 | 7 | 0
2030 | MAPP_US_2_NE | MAPP_US | NE | Internal | Summer | B9 | 800 | 2000 | 0 | 67.87 | 69.87 | 7 | 0
2030 | MAPP_US_2_NE | MAPP_US | NE | Internal | Summer | B10 | 1262 | 2000 | 0 | 65.37 | 67.37 | 7 | 0
2030 | MAPP_US_2_NE | MAPP_US | NE | Internal | Winter | B16 | 25 | 2000 | 0 | 16.86 | 11.86 | 7 | 0
2030 | MAPP_US_2_NE | MAPP_US | NE | Internal | Winter | B17 | 100 | 2000 | 0 | 59.59 | 54.59 | 7 | 0
2030 | MAPP_US_2_NE | MAPP_US | NE | Internal | Winter | B18 | 400 | 2000 | 0 | 71.58 | 73.58 | 7 | 0
2030 | MAPP_US_2_NE | MAPP_US | NE | Internal | Winter | B19 | 700 | 2000 | 0 | 71.58 | 73.58 | 7 | 0
2030 | MAPP_US_2_NE | MAPP_US | NE | Internal | Winter | B20 | 935 | 2000 | 0 | 16.86 | 11.86 | 7 | 0
2030 | MARITIMES_2_NEISO | MARITIMES | NEISO | Internal | Shoulder | B11 | 25 | 99999 | 1720.66 | 81.36 | 81.37 | 0.01 | 0
2030 | MARITIMES_2_NEISO | MARITIMES | NEISO | Internal | Shoulder | B12 | 200 | 99999 | 1717.44 | 77.6 | 77.61 | 0.01 | 0
2030 | MARITIMES_2_NEISO | MARITIMES | NEISO | Internal | Shoulder | B13 | 600 | 99999 | 1704.78 | 76.68 | 76.69 | 0.01 | 0
2030 | MARITIMES_2_NEISO | MARITIMES | NEISO | Internal | Shoulder | B14 | 900 | 99999 | 1682.64 | 73.48 | 73.5 | 0.01 | 0
2030 | MARITIMES_2_NEISO | MARITIMES | NEISO | Internal | Shoulder | B15 | 1203 | 99999 | 648.08 | 73.48 | 73.5 | 0.01 | 0
2030 | MARITIMES_2_NEISO | MARITIMES | NEISO | Internal | Summer | B1 | 10 | 99999 | 1900.1 | 105.54 | 105.55 | 0.01 | 0
2030 | MARITIMES_2_NEISO | MARITIMES | NEISO | Internal | Summer | B2 | 25 | 99999 | 1878.84 | 106.51 | 106.52 | 0.01 | 0
2030 | MARITIMES_2_NEISO | MARITIMES | NEISO | Internal | Summer | B3 | 75 | 99999 | 1836.38 | 82.58 | 82.59 | 0.01 | 0
2030 | MARITIMES_2_NEISO | MARITIMES | NEISO | Internal | Summer | B4 | 100 | 99999 | 1799.97 | 80.89 | 80.9 | 0.01 | 0
2030 | MARITIMES_2_NEISO | MARITIMES | NEISO | Internal | Summer | B5 | 200 | 99999 | 1780.16 | 80.89 | 80.9 | 0.01 | 0
2030 | MARITIMES_2_NEISO | MARITIMES | NEISO | Internal | Summer | B6 | 300 | 99999 | 1757.82 | 80.89 | 80.9 | 0.01 | 0
2030 | MARITIMES_2_NEISO | MARITIMES | NEISO | Internal | Summer | B7 | 400 | 99999 | 1732.23 | 80 | 80.01 | 0.01 | 0
2030 | MARITIMES_2_NEISO | MARITIMES | NEISO | Internal | Summer | B8 | 500 | 99999 | 1712.1 | 80 | 80.01 | 0.01 | 0
2030 | MARITIMES_2_NEISO | MARITIMES | NEISO | Internal | Summer | B9 | 800 | 99999 | 1687.45 | 77.37 | 77.38 | 0.01 | 0
2030 | MARITIMES_2_NEISO | MARITIMES | NEISO | Internal | Summer | B10 | 1262 | 99999 | 465.06 | 77.37 | 77.38 | 0.01 | 0
2030 | MARITIMES_2_NEISO | MARITIMES | NEISO | Internal | Winter | B16 | 25 | 99999 | 1765.23 | 82.58 | 82.59 | 0.01 | 0
2030 | MARITIMES_2_NEISO | MARITIMES | NEISO | Internal | Winter | B17 | 100 | 99999 | 1747.34 | 82.09 | 82.1 | 0.01 | 0
2030 | MARITIMES_2_NEISO | MARITIMES | NEISO | Internal | Winter | B18 | 400 | 99999 | 1733.65 | 82.09 | 82.1 | 0.01 | 0
2030 | MARITIMES_2_NEISO | MARITIMES | NEISO | Internal | Winter | B19 | 700 | 99999 | 1708.15 | 82.09 | 82.1 | 0.01 | 0
2030 | MARITIMES_2_NEISO | MARITIMES | NEISO | Internal | Winter | B20 | 935 | 99999 | 723.43 | 82.09 | 82.1 | 0.01 | 0
2030 | MISO_IN_2_MISO_MI | MISO_IN | MISO_MI | Internal | Shoulder | B11 | 25 | 5768 | 5768 | 75.95 | 87.32 | 0.01 | 11.36
2030 | MISO_IN_2_MISO_MI | MISO_IN | MISO_MI | Internal | Shoulder | B12 | 200 | 5768 | 5750.6 | 75.95 | 75.96 | 0.01 | 0
2030 | MISO_IN_2_MISO_MI | MISO_IN | MISO_MI | Internal | Shoulder | B13 | 600 | 5768 | 5139.47 | 75.95 | 75.96 | 0.01 | 0
2030 | MISO_IN_2_MISO_MI | MISO_IN | MISO_MI | Internal | Shoulder | B14 | 900 | 5768 | 4254.41 | 75.7 | 75.72 | 0.01 | 0
2030 | MISO_IN_2_MISO_MI | MISO_IN | MISO_MI | Internal | Shoulder | B15 | 1203 | 5768 | 5768 | 71.47 | 75.67 | 0.01 | 4.19
2030 | MISO_IN_2_MISO_MI | MISO_IN | MISO_MI | Internal | Summer | B1 | 10 | 5768 | 5511.6 | 130.27 | 130.28 | 0.01 | 0
2030 | MISO_IN_2_MISO_MI | MISO_IN | MISO_MI | Internal | Summer | B2 | 25 | 5768 | 3654.36 | 138.37 | 138.39 | 0.01 | 0
2030 | MISO_IN_2_MISO_MI | MISO_IN | MISO_MI | Internal | Summer | B3 | 75 | 5768 | 2700.27 | 138.37 | 138.39 | 0.01 | 0
2030 | MISO_IN_2_MISO_MI | MISO_IN | MISO_MI | Internal | Summer | B4 | 100 | 5768 | 577.99 | 133.91 | 133.92 | 0.01 | 0
2030 | MISO_IN_2_MISO_MI | MISO_IN | MISO_MI | Internal | Summer | B5 | 200 | 5768 | 1891.59 | 106.57 | 106.58 | 0.01 | 0
2030 | MISO_IN_2_MISO_MI | MISO_IN | MISO_MI | Internal | Summer | B6 | 300 | 5768 | 3757.08 | 92.15 | 92.16 | 0.01 | 0
2030 | MISO_IN_2_MISO_MI | MISO_IN | MISO_MI | Internal | Summer | B7 | 400 | 5768 | 4029.77 | 86.23 | 86.24 | 0.01 | 0
2030 | MISO_IN_2_MISO_MI | MISO_IN | MISO_MI | Internal | Summer | B8 | 500 | 5768 | 5513.21 | 78.9 | 78.91 | 0.01 | 0
2030 | MISO_IN_2_MISO_MI | MISO_IN | MISO_MI | Internal | Summer | B9 | 800 | 5768 | 5768 | 74.6 | 74.76 | 0.01 | 0.15
2030 | MISO_IN_2_MISO_MI | MISO_IN | MISO_MI | Internal | Summer | B10 | 1262 | 5768 | 4665.65 | 74.6 | 74.61 | 0.01 | 0
2030 | MISO_IN_2_MISO_MI | MISO_IN | MISO_MI | Internal | Winter | B16 | 25 | 5768 | 5762.33 | 78.59 | 78.6 | 0.01 | 0
2030 | MISO_IN_2_MISO_MI | MISO_IN | MISO_MI | Internal | Winter | B17 | 100 | 5768 | 5078.48 | 78.59 | 78.6 | 0.01 | 0
2030 | MISO_IN_2_MISO_MI | MISO_IN | MISO_MI | Internal | Winter | B18 | 400 | 5768 | 4697.6 | 78.59 | 78.6 | 0.01 | 0
2030 | MISO_IN_2_MISO_MI | MISO_IN | MISO_MI | Internal | Winter | B19 | 700 | 5768 | 3630.08 | 78.59 | 78.6 | 0.01 | 0
2030 | MISO_IN_2_MISO_MI | MISO_IN | MISO_MI | Internal | Winter | B20 | 935 | 5768 | 5768 | 74.32 | 76.94 | 0.01 | 2.61
2030 | MISO_IN_2_MISO_MO-IL | MISO_IN | MISO_MO-IL | Internal | Shoulder | B11 | 25 | 5000 | 5000 | 75.95 | 90.35 | 0.01 | 14.38
2030 | MISO_IN_2_MISO_MO-IL | MISO_IN | MISO_MO-IL | Internal | Shoulder | B12 | 200 | 5000 | 5000 | 75.95 | 78.27 | 0.01 | 2.31
2030 | MISO_IN_2_MISO_MO-IL | MISO_IN | MISO_MO-IL | Internal | Shoulder | B13 | 600 | 5000 | 4702.34 | 75.95 | 75.96 | 0.01 | 0
2030 | MISO_IN_2_MISO_MO-IL | MISO_IN | MISO_MO-IL | Internal | Shoulder | B14 | 900 | 5000 | 0 | 75.7 | 75.32 | 0.01 | 0
2030 | MISO_IN_2_MISO_MO-IL | MISO_IN | MISO_MO-IL | Internal | Shoulder | B15 | 1203 | 5000 | 0 | 71.47 | 62.87 | 0.01 | 0
2030 | MISO_IN_2_MISO_MO-IL | MISO_IN | MISO_MO-IL | Internal | Summer | B1 | 10 | 5000 | 5000 | 130.27 | 138.27 | 0.01 | 7.99
2030 | MISO_IN_2_MISO_MO-IL | MISO_IN | MISO_MO-IL | Internal | Summer | B2 | 25 | 5000 | 4074.37 | 138.37 | 138.39 | 0.01 | 0
2030 | MISO_IN_2_MISO_MO-IL | MISO_IN | MISO_MO-IL | Internal | Summer | B3 | 75 | 5000 | 5000 | 138.37 | 138.4 | 0.01 | 0.01
2030 | MISO_IN_2_MISO_MO-IL | MISO_IN | MISO_MO-IL | Internal | Summer | B4 | 100 | 5000 | 5000 | 133.91 | 133.93 | 0.01 | 0.01
2030 | MISO_IN_2_MISO_MO-IL | MISO_IN | MISO_MO-IL | Internal | Summer | B5 | 200 | 5000 | 5000 | 106.57 | 122.53 | 0.01 | 15.95
2030 | MISO_IN_2_MISO_MO-IL | MISO_IN | MISO_MO-IL | Internal | Summer | B6 | 300 | 5000 | 5000 | 92.15 | 97.83 | 0.01 | 5.67
2030 | MISO_IN_2_MISO_MO-IL | MISO_IN | MISO_MO-IL | Internal | Summer | B7 | 400 | 5000 | 5000 | 86.23 | 88.26 | 0.01 | 2.02
2030 | MISO_IN_2_MISO_MO-IL | MISO_IN | MISO_MO-IL | Internal | Summer | B8 | 500 | 5000 | 5000 | 78.9 | 83.36 | 0.01 | 4.45
2030 | MISO_IN_2_MISO_MO-IL | MISO_IN | MISO_MO-IL | Internal | Summer | B9 | 800 | 5000 | 5000 | 74.6 | 74.88 | 0.01 | 0.26
2030 | MISO_IN_2_MISO_MO-IL | MISO_IN | MISO_MO-IL | Internal | Summer | B10 | 1262 | 5000 | 0 | 74.6 | 74.59 | 0.01 | 0
2030 | MISO_IN_2_MISO_MO-IL | MISO_IN | MISO_MO-IL | Internal | Winter | B16 | 25 | 5000 | 3658.94 | 78.59 | 78.6 | 0.01 | 0
2030 | MISO_IN_2_MISO_MO-IL | MISO_IN | MISO_MO-IL | Internal | Winter | B17 | 100 | 5000 | 2850.75 | 78.59 | 78.6 | 0.01 | 0
2030 | MISO_IN_2_MISO_MO-IL | MISO_IN | MISO_MO-IL | Internal | Winter | B18 | 400 | 5000 | 4080.6 | 78.59 | 78.6 | 0.01 | 0
2030 | MISO_IN_2_MISO_MO-IL | MISO_IN | MISO_MO-IL | Internal | Winter | B19 | 700 | 5000 | 412.15 | 78.59 | 78.6 | 0.01 | 0
2030 | MISO_IN_2_MISO_MO-IL | MISO_IN | MISO_MO-IL | Internal | Winter | B20 | 935 | 5000 | 0 | 74.32 | 60.27 | 0.01 | 0
2030 | MISO_IN_2_NonRTO_Midwest | MISO_IN | NonRTO_Midwest | Internal | Shoulder | B11 | 25 | 4800 | 3371.7 | 75.95 | 83.95 | 8 | 0
2030 | MISO_IN_2_NonRTO_Midwest | MISO_IN | NonRTO_Midwest | Internal | Shoulder | B12 | 200 | 4800 | 652.88 | 75.95 | 83.95 | 8 | 0
2030 | MISO_IN_2_NonRTO_Midwest | MISO_IN | NonRTO_Midwest | Internal | Shoulder | B13 | 600 | 4800 | 135.17 | 75.95 | 83.95 | 8 | 0
2030 | MISO_IN_2_NonRTO_Midwest | MISO_IN | NonRTO_Midwest | Internal | Shoulder | B14 | 900 | 4800 | 0 | 75.7 | 83.24 | 8 | 0
2030 | MISO_IN_2_NonRTO_Midwest | MISO_IN | NonRTO_Midwest | Internal | Shoulder | B15 | 1203 | 4800 | 1220.47 | 71.47 | 79.47 | 8 | 0
2030 | MISO_IN_2_NonRTO_Midwest | MISO_IN | NonRTO_Midwest | Internal | Summer | B1 | 10 | 4800 | 4004.43 | 130.27 | 138.27 | 8 | 0
2030 | MISO_IN_2_NonRTO_Midwest | MISO_IN | NonRTO_Midwest | Internal | Summer | B2 | 25 | 4800 | 2970.06 | 138.37 | 146.37 | 8 | 0
2030 | MISO_IN_2_NonRTO_Midwest | MISO_IN | NonRTO_Midwest | Internal | Summer | B3 | 75 | 4800 | 2491.3 | 138.37 | 146.37 | 8 | 0
2030 | MISO_IN_2_NonRTO_Midwest | MISO_IN | NonRTO_Midwest | Internal | Summer | B4 | 100 | 4800 | 2092.46 | 133.91 | 141.91 | 8 | 0
2030 | MISO_IN_2_NonRTO_Midwest | MISO_IN | NonRTO_Midwest | Internal | Summer | B5 | 200 | 4800 | 1789.77 | 106.57 | 114.57 | 8 | 0
2030 | MISO_IN_2_NonRTO_Midwest | MISO_IN | NonRTO_Midwest | Internal | Summer | B6 | 300 | 4800 | 1329.81 | 92.15 | 100.15 | 8 | 0
2030 | MISO_IN_2_NonRTO_Midwest | MISO_IN | NonRTO_Midwest | Internal | Summer | B7 | 400 | 4800 | 1412.88 | 86.23 | 94.23 | 8 | 0
2030 | MISO_IN_2_NonRTO_Midwest | MISO_IN | NonRTO_Midwest | Internal | Summer | B8 | 500 | 4800 | 929.22 | 78.9 | 86.9 | 8 | 0
2030 | MISO_IN_2_NonRTO_Midwest | MISO_IN | NonRTO_Midwest | Internal | Summer | B9 | 800 | 4800 | 307.07 | 74.6 | 82.6 | 8 | 0
2030 | MISO_IN_2_NonRTO_Midwest | MISO_IN | NonRTO_Midwest | Internal | Summer | B10 | 1262 | 4800 | 0 | 74.6 | 78.03 | 8 | 0
2030 | MISO_IN_2_NonRTO_Midwest | MISO_IN | NonRTO_Midwest | Internal | Winter | B16 | 25 | 4800 | 4500.52 | 78.59 | 86.59 | 8 | 0
2030 | MISO_IN_2_NonRTO_Midwest | MISO_IN | NonRTO_Midwest | Internal | Winter | B17 | 100 | 4800 | 3434.06 | 78.59 | 86.59 | 8 | 0
2030 | MISO_IN_2_NonRTO_Midwest | MISO_IN | NonRTO_Midwest | Internal | Winter | B18 | 400 | 4800 | 2652.01 | 78.59 | 86.59 | 8 | 0
2030 | MISO_IN_2_NonRTO_Midwest | MISO_IN | NonRTO_Midwest | Internal | Winter | B19 | 700 | 4800 | 1993.25 | 78.59 | 86.59 | 8 | 0
2030 | MISO_IN_2_NonRTO_Midwest | MISO_IN | NonRTO_Midwest | Internal | Winter | B20 | 935 | 4800 | 4333.99 | 74.32 | 82.32 | 8 | 0
2030 | MISO_IN_2_PJM_ROR | MISO_IN | PJM_ROR | Internal | Shoulder | B11 | 25 | 1253 | 1253 | 75.95 | 92.36 | 2 | 14.41
2030 | MISO_IN_2_PJM_ROR | MISO_IN | PJM_ROR | Internal | Shoulder | B12 | 200 | 1253 | 1253 | 75.95 | 88.6 | 2 | 10.65
2030 | MISO_IN_2_PJM_ROR | MISO_IN | PJM_ROR | Internal | Shoulder | B13 | 600 | 1253 | 1253 | 75.95 | 86.4 | 2 | 8.45
2030 | MISO_IN_2_PJM_ROR | MISO_IN | PJM_ROR | Internal | Shoulder | B14 | 900 | 1253 | 1253 | 75.7 | 77.72 | 2 | 0.01
2030 | MISO_IN_2_PJM_ROR | MISO_IN | PJM_ROR | Internal | Shoulder | B15 | 1203 | 1253 | 1253 | 71.47 | 75.87 | 2 | 2.39
2030 | MISO_IN_2_PJM_ROR | MISO_IN | PJM_ROR | Internal | Summer | B1 | 10 | 1253 | 1253 | 130.27 | 140.39 | 2 | 8.12
2030 | MISO_IN_2_PJM_ROR | MISO_IN | PJM_ROR | Internal | Summer | B2 | 25 | 1253 | 1253 | 138.37 | 140.39 | 2 | 0.01
2030 | MISO_IN_2_PJM_ROR | MISO_IN | PJM_ROR | Internal | Summer | B3 | 75 | 1253 | 1253 | 138.37 | 140.39 | 2 | 0.01
2030 | MISO_IN_2_PJM_ROR | MISO_IN | PJM_ROR | Internal | Summer | B4 | 100 | 1253 | 1253 | 133.91 | 135.92 | 2 | 0.01
2030 | MISO_IN_2_PJM_ROR | MISO_IN | PJM_ROR | Internal | Summer | B5 | 200 | 1253 | 1253 | 106.57 | 124.52 | 2 | 15.95
2030 | MISO_IN_2_PJM_ROR | MISO_IN | PJM_ROR | Internal | Summer | B6 | 300 | 1253 | 1253 | 92.15 | 99.83 | 2 | 5.68
2030 | MISO_IN_2_PJM_ROR | MISO_IN | PJM_ROR | Internal | Summer | B7 | 400 | 1253 | 1253 | 86.23 | 90.25 | 2 | 2.02
2030 | MISO_IN_2_PJM_ROR | MISO_IN | PJM_ROR | Internal | Summer | B8 | 500 | 1253 | 1253 | 78.9 | 85.34 | 2 | 4.45
2030 | MISO_IN_2_PJM_ROR | MISO_IN | PJM_ROR | Internal | Summer | B9 | 800 | 1253 | 1253 | 74.6 | 76.87 | 2 | 0.26
2030 | MISO_IN_2_PJM_ROR | MISO_IN | PJM_ROR | Internal | Summer | B10 | 1262 | 1253 | 0 | 74.6 | 74.37 | 2 | 0
2030 | MISO_IN_2_PJM_ROR | MISO_IN | PJM_ROR | Internal | Winter | B16 | 25 | 1253 | 1253 | 78.59 | 96.1 | 2 | 15.51
2030 | MISO_IN_2_PJM_ROR | MISO_IN | PJM_ROR | Internal | Winter | B17 | 100 | 1253 | 1253 | 78.59 | 94.89 | 2 | 14.29
2030 | MISO_IN_2_PJM_ROR | MISO_IN | PJM_ROR | Internal | Winter | B18 | 400 | 1253 | 1253 | 78.59 | 91.17 | 2 | 10.57
2030 | MISO_IN_2_PJM_ROR | MISO_IN | PJM_ROR | Internal | Winter | B19 | 700 | 1253 | 1253 | 78.59 | 80.6 | 2 | 0.01
2030 | MISO_IN_2_PJM_ROR | MISO_IN | PJM_ROR | Internal | Winter | B20 | 935 | 1253 | 1253 | 74.32 | 78.94 | 2 | 2.62
2030 | MISO_MI_2_MISO_IN | MISO_MI | MISO_IN | Internal | Shoulder | B11 | 25 | 2813 | 0 | 87.32 | 75.95 | 0.01 | 0
2030 | MISO_MI_2_MISO_IN | MISO_MI | MISO_IN | Internal | Shoulder | B12 | 200 | 2813 | 0 | 75.96 | 75.95 | 0.01 | 0
2030 | MISO_MI_2_MISO_IN | MISO_MI | MISO_IN | Internal | Shoulder | B13 | 600 | 2813 | 0 | 75.96 | 75.95 | 0.01 | 0
2030 | MISO_MI_2_MISO_IN | MISO_MI | MISO_IN | Internal | Shoulder | B14 | 900 | 2813 | 0 | 75.72 | 75.7 | 0.01 | 0
2030 | MISO_MI_2_MISO_IN | MISO_MI | MISO_IN | Internal | Shoulder | B15 | 1203 | 2813 | 0 | 75.67 | 71.47 | 0.01 | 0
2030 | MISO_MI_2_MISO_IN | MISO_MI | MISO_IN | Internal | Summer | B1 | 10 | 2813 | 0 | 130.28 | 130.27 | 0.01 | 0
2030 | MISO_MI_2_MISO_IN | MISO_MI | MISO_IN | Internal | Summer | B2 | 25 | 2813 | 0 | 138.39 | 138.37 | 0.01 | 0
2030 | MISO_MI_2_MISO_IN | MISO_MI | MISO_IN | Internal | Summer | B3 | 75 | 2813 | 0 | 138.39 | 138.37 | 0.01 | 0
2030 | MISO_MI_2_MISO_IN | MISO_MI | MISO_IN | Internal | Summer | B4 | 100 | 2813 | 0 | 133.92 | 133.91 | 0.01 | 0
2030 | MISO_MI_2_MISO_IN | MISO_MI | MISO_IN | Internal | Summer | B5 | 200 | 2813 | 0 | 106.58 | 106.57 | 0.01 | 0
2030 | MISO_MI_2_MISO_IN | MISO_MI | MISO_IN | Internal | Summer | B6 | 300 | 2813 | 0 | 92.16 | 92.15 | 0.01 | 0
2030 | MISO_MI_2_MISO_IN | MISO_MI | MISO_IN | Internal | Summer | B7 | 400 | 2813 | 0 | 86.24 | 86.23 | 0.01 | 0
2030 | MISO_MI_2_MISO_IN | MISO_MI | MISO_IN | Internal | Summer | B8 | 500 | 2813 | 0 | 78.91 | 78.9 | 0.01 | 0
2030 | MISO_MI_2_MISO_IN | MISO_MI | MISO_IN | Internal | Summer | B9 | 800 | 2813 | 0 | 74.76 | 74.6 | 0.01 | 0
2030 | MISO_MI_2_MISO_IN | MISO_MI | MISO_IN | Internal | Summer | B10 | 1262 | 2813 | 0 | 74.61 | 74.6 | 0.01 | 0
2030 | MISO_MI_2_MISO_IN | MISO_MI | MISO_IN | Internal | Winter | B16 | 25 | 2813 | 0 | 78.6 | 78.59 | 0.01 | 0
2030 | MISO_MI_2_MISO_IN | MISO_MI | MISO_IN | Internal | Winter | B17 | 100 | 2813 | 0 | 78.6 | 78.59 | 0.01 | 0
2030 | MISO_MI_2_MISO_IN | MISO_MI | MISO_IN | Internal | Winter | B18 | 400 | 2813 | 0 | 78.6 | 78.59 | 0.01 | 0
2030 | MISO_MI_2_MISO_IN | MISO_MI | MISO_IN | Internal | Winter | B19 | 700 | 2813 | 0 | 78.6 | 78.59 | 0.01 | 0
2030 | MISO_MI_2_MISO_IN | MISO_MI | MISO_IN | Internal | Winter | B20 | 935 | 2813 | 0 | 76.94 | 74.32 | 0.01 | 0
2030 | MISO_MI_2_MISO_WUMS | MISO_MI | MISO_WUMS | Internal | Shoulder | B11 | 25 | 805 | 0 | 87.32 | 87.31 | 0.01 | 0
2030 | MISO_MI_2_MISO_WUMS | MISO_MI | MISO_WUMS | Internal | Shoulder | B12 | 200 | 805 | 0 | 75.96 | 75.95 | 0.01 | 0
2030 | MISO_MI_2_MISO_WUMS | MISO_MI | MISO_WUMS | Internal | Shoulder | B13 | 600 | 805 | 0 | 75.96 | 75.94 | 0.01 | 0
2030 | MISO_MI_2_MISO_WUMS | MISO_MI | MISO_WUMS | Internal | Shoulder | B14 | 900 | 805 | 0 | 75.72 | 75.7 | 0.01 | 0
2030 | MISO_MI_2_MISO_WUMS | MISO_MI | MISO_WUMS | Internal | Shoulder | B15 | 1203 | 805 | 229.63 | 75.67 | 75.68 | 0.01 | 0
2030 | MISO_MI_2_MISO_WUMS | MISO_MI | MISO_WUMS | Internal | Summer | B1 | 10 | 805 | 0 | 130.28 | 85.76 | 0.01 | 0
2030 | MISO_MI_2_MISO_WUMS | MISO_MI | MISO_WUMS | Internal | Summer | B2 | 25 | 805 | 0 | 138.39 | 138.37 | 0.01 | 0
2030 | MISO_MI_2_MISO_WUMS | MISO_MI | MISO_WUMS | Internal | Summer | B3 | 75 | 805 | 0 | 138.39 | 138.37 | 0.01 | 0
2030 | MISO_MI_2_MISO_WUMS | MISO_MI | MISO_WUMS | Internal | Summer | B4 | 100 | 805 | 0 | 133.92 | 133.91 | 0.01 | 0
2030 | MISO_MI_2_MISO_WUMS | MISO_MI | MISO_WUMS | Internal | Summer | B5 | 200 | 805 | 0 | 106.58 | 85.76 | 0.01 | 0
2030 | MISO_MI_2_MISO_WUMS | MISO_MI | MISO_WUMS | Internal | Summer | B6 | 300 | 805 | 0 | 92.16 | 85.76 | 0.01 | 0
2030 | MISO_MI_2_MISO_WUMS | MISO_MI | MISO_WUMS | Internal | Summer | B7 | 400 | 805 | 0 | 86.24 | 85.76 | 0.01 | 0
2030 | MISO_MI_2_MISO_WUMS | MISO_MI | MISO_WUMS | Internal | Summer | B8 | 500 | 805 | 24.79 | 78.91 | 78.92 | 0.01 | 0
2030 | MISO_MI_2_MISO_WUMS | MISO_MI | MISO_WUMS | Internal | Summer | B9 | 800 | 805 | 0 | 74.76 | 74.75 | 0.01 | 0
2030 | MISO_MI_2_MISO_WUMS | MISO_MI | MISO_WUMS | Internal | Summer | B10 | 1262 | 805 | 0 | 74.61 | 74.34 | 0.01 | 0
2030 | MISO_MI_2_MISO_WUMS | MISO_MI | MISO_WUMS | Internal | Winter | B16 | 25 | 805 | 0 | 78.6 | 78.33 | 0.01 | 0
2030 | MISO_MI_2_MISO_WUMS | MISO_MI | MISO_WUMS | Internal | Winter | B17 | 100 | 805 | 0 | 78.6 | 78.33 | 0.01 | 0
2030 | MISO_MI_2_MISO_WUMS | MISO_MI | MISO_WUMS | Internal | Winter | B18 | 400 | 805 | 0 | 78.6 | 78.59 | 0.01 | 0
2030 | MISO_MI_2_MISO_WUMS | MISO_MI | MISO_WUMS | Internal | Winter | B19 | 700 | 805 | 0 | 78.6 | 78.59 | 0.01 | 0
2030 | MISO_MI_2_MISO_WUMS | MISO_MI | MISO_WUMS | Internal | Winter | B20 | 935 | 805 | 0 | 76.94 | 76.94 | 0.01 | 0
2030 | MISO_MI_2_PJM_ROR | MISO_MI | PJM_ROR | Internal | Shoulder | B11 | 25 | 1424 | 1424 | 87.32 | 92.36 | 2 | 3.04
2030 | MISO_MI_2_PJM_ROR | MISO_MI | PJM_ROR | Internal | Shoulder | B12 | 200 | 1424 | 1424 | 75.96 | 88.6 | 2 | 10.64
2030 | MISO_MI_2_PJM_ROR | MISO_MI | PJM_ROR | Internal | Shoulder | B13 | 600 | 1424 | 1424 | 75.96 | 86.4 | 2 | 8.44
2030 | MISO_MI_2_PJM_ROR | MISO_MI | PJM_ROR | Internal | Shoulder | B14 | 900 | 1424 | 1236.86 | 75.72 | 77.72 | 2 | 0
2030 | MISO_MI_2_PJM_ROR | MISO_MI | PJM_ROR | Internal | Shoulder | B15 | 1203 | 1424 | 0 | 75.67 | 75.87 | 2 | 0
2030 | MISO_MI_2_PJM_ROR | MISO_MI | PJM_ROR | Internal | Summer | B1 | 10 | 1424 | 1424 | 130.28 | 140.39 | 2 | 8.1
2030 | MISO_MI_2_PJM_ROR | MISO_MI | PJM_ROR | Internal | Summer | B2 | 25 | 1424 | 685.82 | 138.39 | 140.39 | 2 | 0
2030 | MISO_MI_2_PJM_ROR | MISO_MI | PJM_ROR | Internal | Summer | B3 | 75 | 1424 | 815.98 | 138.39 | 140.39 | 2 | 0
2030 | MISO_MI_2_PJM_ROR | MISO_MI | PJM_ROR | Internal | Summer | B4 | 100 | 1424 | 50.35 | 133.92 | 135.92 | 2 | 0
2030 | MISO_MI_2_PJM_ROR | MISO_MI | PJM_ROR | Internal | Summer | B5 | 200 | 1424 | 1424 | 106.58 | 124.52 | 2 | 15.94
2030 | MISO_MI_2_PJM_ROR | MISO_MI | PJM_ROR | Internal | Summer | B6 | 300 | 1424 | 1424 | 92.16 | 99.83 | 2 | 5.67
2030 | MISO_MI_2_PJM_ROR | MISO_MI | PJM_ROR | Internal | Summer | B7 | 400 | 1424 | 1424 | 86.24 | 90.25 | 2 | 2.01
2030 | MISO_MI_2_PJM_ROR | MISO_MI | PJM_ROR | Internal | Summer | B8 | 500 | 1424 | 1424 | 78.91 | 85.34 | 2 | 4.44
2030 | MISO_MI_2_PJM_ROR | MISO_MI | PJM_ROR | Internal | Summer | B9 | 800 | 1424 | 1424 | 74.76 | 76.87 | 2 | 0.11
2030 | MISO_MI_2_PJM_ROR | MISO_MI | PJM_ROR | Internal | Summer | B10 | 1262 | 1424 | 0 | 74.61 | 74.37 | 2 | 0
2030 | MISO_MI_2_PJM_ROR | MISO_MI | PJM_ROR | Internal | Winter | B16 | 25 | 1424 | 1424 | 78.6 | 96.1 | 2 | 15.5
2030 | MISO_MI_2_PJM_ROR | MISO_MI | PJM_ROR | Internal | Winter | B17 | 100 | 1424 | 1424 | 78.6 | 94.89 | 2 | 14.28
2030 | MISO_MI_2_PJM_ROR | MISO_MI | PJM_ROR | Internal | Winter | B18 | 400 | 1424 | 1424 | 78.6 | 91.17 | 2 | 10.56
2030 | MISO_MI_2_PJM_ROR | MISO_MI | PJM_ROR | Internal | Winter | B19 | 700 | 1424 | 1372.91 | 78.6 | 80.6 | 2 | 0
2030 | MISO_MI_2_PJM_ROR | MISO_MI | PJM_ROR | Internal | Winter | B20 | 935 | 1424 | 135.64 | 76.94 | 78.94 | 2 | 0
2030 | MISO_MO-IL_2_ENT | MISO_MO-IL | ENT | Internal | Shoulder | B11 | 25 | 2540 | 0 | 90.35 | 90.37 | 8 | 0
2030 | MISO_MO-IL_2_ENT | MISO_MO-IL | ENT | Internal | Shoulder | B12 | 200 | 2540 | 0 | 78.27 | 78.27 | 8 | 0
2030 | MISO_MO-IL_2_ENT | MISO_MO-IL | ENT | Internal | Shoulder | B13 | 600 | 2540 | 0 | 75.96 | 78.27 | 8 | 0
2030 | MISO_MO-IL_2_ENT | MISO_MO-IL | ENT | Internal | Shoulder | B14 | 900 | 2540 | 0 | 75.32 | 67.32 | 8 | 0
2030 | MISO_MO-IL_2_ENT | MISO_MO-IL | ENT | Internal | Shoulder | B15 | 1203 | 2540 | 0 | 62.87 | 23.12 | 8 | 0
2030 | MISO_MO-IL_2_ENT | MISO_MO-IL | ENT | Internal | Summer | B1 | 10 | 2540 | 0 | 138.27 | 93.47 | 8 | 0
2030 | MISO_MO-IL_2_ENT | MISO_MO-IL | ENT | Internal | Summer | B2 | 25 | 2540 | 0 | 138.39 | 138.37 | 8 | 0
2030 | MISO_MO-IL_2_ENT | MISO_MO-IL | ENT | Internal | Summer | B3 | 75 | 2540 | 0 | 138.4 | 138.4 | 8 | 0
2030 | MISO_MO-IL_2_ENT | MISO_MO-IL | ENT | Internal | Summer | B4 | 100 | 2540 | 0 | 133.93 | 133.93 | 8 | 0
2030 | MISO_MO-IL_2_ENT | MISO_MO-IL | ENT | Internal | Summer | B5 | 200 | 2540 | 0 | 122.53 | 122.53 | 8 | 0
2030 | MISO_MO-IL_2_ENT | MISO_MO-IL | ENT | Internal | Summer | B6 | 300 | 2540 | 0 | 97.83 | 97.83 | 8 | 0
2030 | MISO_MO-IL_2_ENT | MISO_MO-IL | ENT | Internal | Summer | B7 | 400 | 2540 | 0 | 88.26 | 91.87 | 8 | 0
2030 | MISO_MO-IL_2_ENT | MISO_MO-IL | ENT | Internal | Summer | B8 | 500 | 2540 | 0 | 83.36 | 88.77 | 8 | 0
2030 | MISO_MO-IL_2_ENT | MISO_MO-IL | ENT | Internal | Summer | B9 | 800 | 2540 | 1733.19 | 74.88 | 82.88 | 8 | 0
2030 | MISO_MO-IL_2_ENT | MISO_MO-IL | ENT | Internal | Summer | B10 | 1262 | 2540 | 0 | 74.59 | 74.59 | 8 | 0
2030 | MISO_MO-IL_2_ENT | MISO_MO-IL | ENT | Internal | Winter | B16 | 25 | 2540 | 0 | 78.6 | 80.96 | 8 | 0
2030 | MISO_MO-IL_2_ENT | MISO_MO-IL | ENT | Internal | Winter | B17 | 100 | 2540 | 0 | 78.6 | 78.6 | 8 | 0
2030 | MISO_MO-IL_2_ENT | MISO_MO-IL | ENT | Internal | Winter | B18 | 400 | 2540 | 0 | 78.6 | 80.96 | 8 | 0
2030 | MISO_MO-IL_2_ENT | MISO_MO-IL | ENT | Internal | Winter | B19 | 700 | 2540 | 0 | 78.6 | 78.6 | 8 | 0
2030 | MISO_MO-IL_2_ENT | MISO_MO-IL | ENT | Internal | Winter | B20 | 935 | 2540 | 0 | 60.27 | 16.88 | 8 | 0
2030 | MISO_MO-IL_2_MISO_IN | MISO_MO-IL | MISO_IN | Internal | Shoulder | B11 | 25 | 2100 | 0 | 90.35 | 75.95 | 0.01 | 0
2030 | MISO_MO-IL_2_MISO_IN | MISO_MO-IL | MISO_IN | Internal | Shoulder | B12 | 200 | 2100 | 0 | 78.27 | 75.95 | 0.01 | 0
2030 | MISO_MO-IL_2_MISO_IN | MISO_MO-IL | MISO_IN | Internal | Shoulder | B13 | 600 | 2100 | 0 | 75.96 | 75.95 | 0.01 | 0
2030 | MISO_MO-IL_2_MISO_IN | MISO_MO-IL | MISO_IN | Internal | Shoulder | B14 | 900 | 2100 | 2100 | 75.32 | 75.7 | 0.01 | 0.38
2030 | MISO_MO-IL_2_MISO_IN | MISO_MO-IL | MISO_IN | Internal | Shoulder | B15 | 1203 | 2100 | 2100 | 62.87 | 71.47 | 0.01 | 8.59
2030 | MISO_MO-IL_2_MISO_IN | MISO_MO-IL | MISO_IN | Internal | Summer | B1 | 10 | 2100 | 0 | 138.27 | 130.27 | 0.01 | 0
2030 | MISO_MO-IL_2_MISO_IN | MISO_MO-IL | MISO_IN | Internal | Summer | B2 | 25 | 2100 | 0 | 138.39 | 138.37 | 0.01 | 0
2030 | MISO_MO-IL_2_MISO_IN | MISO_MO-IL | MISO_IN | Internal | Summer | B3 | 75 | 2100 | 0 | 138.4 | 138.37 | 0.01 | 0
2030 | MISO_MO-IL_2_MISO_IN | MISO_MO-IL | MISO_IN | Internal | Summer | B4 | 100 | 2100 | 0 | 133.93 | 133.91 | 0.01 | 0
2030 | MISO_MO-IL_2_MISO_IN | MISO_MO-IL | MISO_IN | Internal | Summer | B5 | 200 | 2100 | 0 | 122.53 | 106.57 | 0.01 | 0
2030 | MISO_MO-IL_2_MISO_IN | MISO_MO-IL | MISO_IN | Internal | Summer | B6 | 300 | 2100 | 0 | 97.83 | 92.15 | 0.01 | 0
2030 | MISO_MO-IL_2_MISO_IN | MISO_MO-IL | MISO_IN | Internal | Summer | B7 | 400 | 2100 | 0 | 88.26 | 86.23 | 0.01 | 0
2030 | MISO_MO-IL_2_MISO_IN | MISO_MO-IL | MISO_IN | Internal | Summer | B8 | 500 | 2100 | 0 | 83.36 | 78.9 | 0.01 | 0
2030 | MISO_MO-IL_2_MISO_IN | MISO_MO-IL | MISO_IN | Internal | Summer | B9 | 800 | 2100 | 0 | 74.88 | 74.6 | 0.01 | 0
2030 | MISO_MO-IL_2_MISO_IN | MISO_MO-IL | MISO_IN | Internal | Summer | B10 | 1262 | 2100 | 1811.66 | 74.59 | 74.6 | 0.01 | 0
2030 | MISO_MO-IL_2_MISO_IN | MISO_MO-IL | MISO_IN | Internal | Winter | B16 | 25 | 2100 | 0 | 78.6 | 78.59 | 0.01 | 0
2030 | MISO_MO-IL_2_MISO_IN | MISO_MO-IL | MISO_IN | Internal | Winter | B17 | 100 | 2100 | 0 | 78.6 | 78.59 | 0.01 | 0
2030 | MISO_MO-IL_2_MISO_IN | MISO_MO-IL | MISO_IN | Internal | Winter | B18 | 400 | 2100 | 0 | 78.6 | 78.59 | 0.01 | 0
2030 | MISO_MO-IL_2_MISO_IN | MISO_MO-IL | MISO_IN | Internal | Winter | B19 | 700 | 2100 | 0 | 78.6 | 78.59 | 0.01 | 0
2030 | MISO_MO-IL_2_MISO_IN | MISO_MO-IL | MISO_IN | Internal | Winter | B20 | 935 | 2100 | 2100 | 60.27 | 74.32 | 0.01 | 14.04
2030 | MISO_MO-IL_2_MISO_W | MISO_MO-IL | MISO_W | Internal | Shoulder | B11 | 25 | 1082 | 306.85 | 90.35 | 90.36 | 0.01 | 0
2030 | MISO_MO-IL_2_MISO_W | MISO_MO-IL | MISO_W | Internal | Shoulder | B12 | 200 | 1082 | 0 | 78.27 | 78.26 | 0.01 | 0
2030 | MISO_MO-IL_2_MISO_W | MISO_MO-IL | MISO_W | Internal | Shoulder | B13 | 600 | 1082 | 0 | 75.96 | 75.95 | 0.01 | 0
2030 | MISO_MO-IL_2_MISO_W | MISO_MO-IL | MISO_W | Internal | Shoulder | B14 | 900 | 1082 | 0 | 75.32 | 49.7 | 0.01 | 0
2030 | MISO_MO-IL_2_MISO_W | MISO_MO-IL | MISO_W | Internal | Shoulder | B15 | 1203 | 1082 | 0 | 62.87 | 12.01 | 0.01 | 0
2030 | MISO_MO-IL_2_MISO_W | MISO_MO-IL | MISO_W | Internal | Summer | B1 | 10 | 1082 | 1082 | 138.27 | 138.39 | 0.01 | 0.1
2030 | MISO_MO-IL_2_MISO_W | MISO_MO-IL | MISO_W | Internal | Summer | B2 | 25 | 1082 | 0 | 138.39 | 138.39 | 0.01 | 0
2030 | MISO_MO-IL_2_MISO_W | MISO_MO-IL | MISO_W | Internal | Summer | B3 | 75 | 1082 | 0 | 138.4 | 138.39 | 0.01 | 0
2030 | MISO_MO-IL_2_MISO_W | MISO_MO-IL | MISO_W | Internal | Summer | B4 | 100 | 1082 | 0 | 133.93 | 133.92 | 0.01 | 0
2030 | MISO_MO-IL_2_MISO_W | MISO_MO-IL | MISO_W | Internal | Summer | B5 | 200 | 1082 | 0 | 122.53 | 122.52 | 0.01 | 0
2030 | MISO_MO-IL_2_MISO_W | MISO_MO-IL | MISO_W | Internal | Summer | B6 | 300 | 1082 | 0 | 97.83 | 97.83 | 0.01 | 0
2030 | MISO_MO-IL_2_MISO_W | MISO_MO-IL | MISO_W | Internal | Summer | B7 | 400 | 1082 | 0 | 88.26 | 88.25 | 0.01 | 0
2030 | MISO_MO-IL_2_MISO_W | MISO_MO-IL | MISO_W | Internal | Summer | B8 | 500 | 1082 | 0 | 83.36 | 83.34 | 0.01 | 0
2030 | MISO_MO-IL_2_MISO_W | MISO_MO-IL | MISO_W | Internal | Summer | B9 | 800 | 1082 | 0 | 74.88 | 74.87 | 0.01 | 0
2030 | MISO_MO-IL_2_MISO_W | MISO_MO-IL | MISO_W | Internal | Summer | B10 | 1262 | 1082 | 0 | 74.59 | 72.37 | 0.01 | 0
2030 | MISO_MO-IL_2_MISO_W | MISO_MO-IL | MISO_W | Internal | Winter | B16 | 25 | 1082 | 0 | 78.6 | 61.93 | 0.01 | 0
2030 | MISO_MO-IL_2_MISO_W | MISO_MO-IL | MISO_W | Internal | Winter | B17 | 100 | 1082 | 0 | 78.6 | 66.59 | 0.01 | 0
2030 | MISO_MO-IL_2_MISO_W | MISO_MO-IL | MISO_W | Internal | Winter | B18 | 400 | 1082 | 0 | 78.6 | 78.58 | 0.01 | 0
2030 | MISO_MO-IL_2_MISO_W | MISO_MO-IL | MISO_W | Internal | Winter | B19 | 700 | 1082 | 0 | 78.6 | 78.58 | 0.01 | 0
2030 | MISO_MO-IL_2_MISO_W | MISO_MO-IL | MISO_W | Internal | Winter | B20 | 935 | 1082 | 0 | 60.27 | 23.86 | 0.01 | 0
2030 | MISO_MO-IL_2_PJM_ROR | MISO_MO-IL | PJM_ROR | Internal | Shoulder | B11 | 25 | 1212 | 1212 | 90.35 | 92.36 | 2 | 0.01
2030 | MISO_MO-IL_2_PJM_ROR | MISO_MO-IL | PJM_ROR | Internal | Shoulder | B12 | 200 | 1212 | 1212 | 78.27 | 88.6 | 2 | 8.33
2030 | MISO_MO-IL_2_PJM_ROR | MISO_MO-IL | PJM_ROR | Internal | Shoulder | B13 | 600 | 1212 | 1212 | 75.96 | 86.4 | 2 | 8.44
2030 | MISO_MO-IL_2_PJM_ROR | MISO_MO-IL | PJM_ROR | Internal | Shoulder | B14 | 900 | 1212 | 1212 | 75.32 | 77.72 | 2 | 0.4
2030 | MISO_MO-IL_2_PJM_ROR | MISO_MO-IL | PJM_ROR | Internal | Shoulder | B15 | 1203 | 1212 | 1212 | 62.87 | 75.87 | 2 | 10.99
2030 | MISO_MO-IL_2_PJM_ROR | MISO_MO-IL | PJM_ROR | Internal | Summer | B1 | 10 | 1212 | 1212 | 138.27 | 140.39 | 2 | 0.12
2030 | MISO_MO-IL_2_PJM_ROR | MISO_MO-IL | PJM_ROR | Internal | Summer | B2 | 25 | 1212 | 455.48 | 138.39 | 140.39 | 2 | 0
2030 | MISO_MO-IL_2_PJM_ROR | MISO_MO-IL | PJM_ROR | Internal | Summer | B3 | 75 | 1212 | 0 | 138.4 | 140.39 | 2 | 0
2030 | MISO_MO-IL_2_PJM_ROR | MISO_MO-IL | PJM_ROR | Internal | Summer | B4 | 100 | 1212 | 0 | 133.93 | 135.92 | 2 | 0
2030 | MISO_MO-IL_2_PJM_ROR | MISO_MO-IL | PJM_ROR | Internal | Summer | B5 | 200 | 1212 | 0 | 122.53 | 124.52 | 2 | 0
2030 | MISO_MO-IL_2_PJM_ROR | MISO_MO-IL | PJM_ROR | Internal | Summer | B6 | 300 | 1212 | 1107.77 | 97.83 | 99.83 | 2 | 0
2030 | MISO_MO-IL_2_PJM_ROR | MISO_MO-IL | PJM_ROR | Internal | Summer | B7 | 400 | 1212 | 0 | 88.26 | 90.25 | 2 | 0
2030 | MISO_MO-IL_2_PJM_ROR | MISO_MO-IL | PJM_ROR | Internal | Summer | B8 | 500 | 1212 | 0 | 83.36 | 85.34 | 2 | 0
2030 | MISO_MO-IL_2_PJM_ROR | MISO_MO-IL | PJM_ROR | Internal | Summer | B9 | 800 | 1212 | 0 | 74.88 | 76.87 | 2 | 0
2030 | MISO_MO-IL_2_PJM_ROR | MISO_MO-IL | PJM_ROR | Internal | Summer | B10 | 1262 | 1212 | 0 | 74.59 | 74.37 | 2 | 0
2030 | MISO_MO-IL_2_PJM_ROR | MISO_MO-IL | PJM_ROR | Internal | Winter | B16 | 25 | 1212 | 1212 | 78.6 | 96.1 | 2 | 15.5
2030 | MISO_MO-IL_2_PJM_ROR | MISO_MO-IL | PJM_ROR | Internal | Winter | B17 | 100 | 1212 | 1212 | 78.6 | 94.89 | 2 | 14.28
2030 | MISO_MO-IL_2_PJM_ROR | MISO_MO-IL | PJM_ROR | Internal | Winter | B18 | 400 | 1212 | 1212 | 78.6 | 91.17 | 2 | 10.56
2030 | MISO_MO-IL_2_PJM_ROR | MISO_MO-IL | PJM_ROR | Internal | Winter | B19 | 700 | 1212 | 1171.68 | 78.6 | 80.6 | 2 | 0
2030 | MISO_MO-IL_2_PJM_ROR | MISO_MO-IL | PJM_ROR | Internal | Winter | B20 | 935 | 1212 | 1212 | 60.27 | 78.94 | 2 | 16.68
2030 | MISO_MO-IL_2_SPP_N | MISO_MO-IL | SPP_N | Internal | Shoulder | B11 | 25 | 4019 | 0 | 90.35 | 85.37 | 8 | 0
2030 | MISO_MO-IL_2_SPP_N | MISO_MO-IL | SPP_N | Internal | Shoulder | B12 | 200 | 4019 | 0 | 78.27 | 73.27 | 8 | 0
2030 | MISO_MO-IL_2_SPP_N | MISO_MO-IL | SPP_N | Internal | Shoulder | B13 | 600 | 4019 | 0 | 75.96 | 73.26 | 8 | 0
2030 | MISO_MO-IL_2_SPP_N | MISO_MO-IL | SPP_N | Internal | Shoulder | B14 | 900 | 4019 | 0 | 75.32 | 37.71 | 8 | 0
2030 | MISO_MO-IL_2_SPP_N | MISO_MO-IL | SPP_N | Internal | Shoulder | B15 | 1203 | 4019 | 0 | 62.87 | 0.01 | 8 | 0
2030 | MISO_MO-IL_2_SPP_N | MISO_MO-IL | SPP_N | Internal | Summer | B1 | 10 | 4019 | 0 | 138.27 | 88.47 | 8 | 0
2030 | MISO_MO-IL_2_SPP_N | MISO_MO-IL | SPP_N | Internal | Summer | B2 | 25 | 4019 | 0 | 138.39 | 133.37 | 8 | 0
2030 | MISO_MO-IL_2_SPP_N | MISO_MO-IL | SPP_N | Internal | Summer | B3 | 75 | 4019 | 0 | 138.4 | 133.4 | 8 | 0
2030 | MISO_MO-IL_2_SPP_N | MISO_MO-IL | SPP_N | Internal | Summer | B4 | 100 | 4019 | 0 | 133.93 | 128.93 | 8 | 0
2030 | MISO_MO-IL_2_SPP_N | MISO_MO-IL | SPP_N | Internal | Summer | B5 | 200 | 4019 | 0 | 122.53 | 117.53 | 8 | 0
2030 | MISO_MO-IL_2_SPP_N | MISO_MO-IL | SPP_N | Internal | Summer | B6 | 300 | 4019 | 0 | 97.83 | 92.83 | 8 | 0
2030 | MISO_MO-IL_2_SPP_N | MISO_MO-IL | SPP_N | Internal | Summer | B7 | 400 | 4019 | 0 | 88.26 | 86.87 | 8 | 0
2030 | MISO_MO-IL_2_SPP_N | MISO_MO-IL | SPP_N | Internal | Summer | B8 | 500 | 4019 | 0 | 83.36 | 83.77 | 8 | 0
2030 | MISO_MO-IL_2_SPP_N | MISO_MO-IL | SPP_N | Internal | Summer | B9 | 800 | 4019 | 0 | 74.88 | 77.88 | 8 | 0
2030 | MISO_MO-IL_2_SPP_N | MISO_MO-IL | SPP_N | Internal | Summer | B10 | 1262 | 4019 | 0 | 74.59 | 69.59 | 8 | 0
2030 | MISO_MO-IL_2_SPP_N | MISO_MO-IL | SPP_N | Internal | Winter | B16 | 25 | 4019 | 0 | 78.6 | 73.6 | 8 | 0
2030 | MISO_MO-IL_2_SPP_N | MISO_MO-IL | SPP_N | Internal | Winter | B17 | 100 | 4019 | 0 | 78.6 | 73.59 | 8 | 0
2030 | MISO_MO-IL_2_SPP_N | MISO_MO-IL | SPP_N | Internal | Winter | B18 | 400 | 4019 | 0 | 78.6 | 75.96 | 8 | 0
2030 | MISO_MO-IL_2_SPP_N | MISO_MO-IL | SPP_N | Internal | Winter | B19 | 700 | 4019 | 0 | 78.6 | 73.6 | 8 | 0
2030 | MISO_MO-IL_2_SPP_N | MISO_MO-IL | SPP_N | Internal | Winter | B20 | 935 | 4019 | 0 | 60.27 | 11.87 | 8 | 0
2030 | MISO_MO-IL_2_TVA_Transmission | MISO_MO-IL | TVA_Transmission | Internal | Shoulder | B11 | 25 | 4000 | 0 | 90.35 | 91.95 | 8 | 0
2030 | MISO_MO-IL_2_TVA_Transmission | MISO_MO-IL | TVA_Transmission | Internal | Shoulder | B12 | 200 | 4000 | 1926.23 | 78.27 | 86.27 | 8 | 0
2030 | MISO_MO-IL_2_TVA_Transmission | MISO_MO-IL | TVA_Transmission | Internal | Shoulder | B13 | 600 | 4000 | 684.1 | 75.96 | 83.96 | 8 | 0
2030 | MISO_MO-IL_2_TVA_Transmission | MISO_MO-IL | TVA_Transmission | Internal | Shoulder | B14 | 900 | 4000 | 578.63 | 75.32 | 83.32 | 8 | 0
2030 | MISO_MO-IL_2_TVA_Transmission | MISO_MO-IL | TVA_Transmission | Internal | Shoulder | B15 | 1203 | 4000 | 4000 | 62.87 | 79.45 | 8 | 8.58
2030 | MISO_MO-IL_2_TVA_Transmission | MISO_MO-IL | TVA_Transmission | Internal | Summer | B1 | 10 | 4000 | 1233.74 | 138.27 | 146.27 | 8 | 0
2030 | MISO_MO-IL_2_TVA_Transmission | MISO_MO-IL | TVA_Transmission | Internal | Summer | B2 | 25 | 4000 | 524.68 | 138.39 | 146.39 | 8 | 0
2030 | MISO_MO-IL_2_TVA_Transmission | MISO_MO-IL | TVA_Transmission | Internal | Summer | B3 | 75 | 4000 | 0 | 138.4 | 146.39 | 8 | 0
2030 | MISO_MO-IL_2_TVA_Transmission | MISO_MO-IL | TVA_Transmission | Internal | Summer | B4 | 100 | 4000 | 0 | 133.93 | 141.92 | 8 | 0
2030 | MISO_MO-IL_2_TVA_Transmission | MISO_MO-IL | TVA_Transmission | Internal | Summer | B5 | 200 | 4000 | 0 | 122.53 | 122.21 | 8 | 0
2030 | MISO_MO-IL_2_TVA_Transmission | MISO_MO-IL | TVA_Transmission | Internal | Summer | B6 | 300 | 4000 | 0 | 97.83 | 101.17 | 8 | 0
2030 | MISO_MO-IL_2_TVA_Transmission | MISO_MO-IL | TVA_Transmission | Internal | Summer | B7 | 400 | 4000 | 0 | 88.26 | 93.69 | 8 | 0
2030 | MISO_MO-IL_2_TVA_Transmission | MISO_MO-IL | TVA_Transmission | Internal | Summer | B8 | 500 | 4000 | 0 | 83.36 | 90.66 | 8 | 0
2030 | MISO_MO-IL_2_TVA_Transmission | MISO_MO-IL | TVA_Transmission | Internal | Summer | B9 | 800 | 4000 | 0 | 74.88 | 82.87 | 8 | 0
2030 | MISO_MO-IL_2_TVA_Transmission | MISO_MO-IL | TVA_Transmission | Internal | Summer | B10 | 1262 | 4000 | 0 | 74.59 | 79.14 | 8 | 0
2030 | MISO_MO-IL_2_TVA_Transmission | MISO_MO-IL | TVA_Transmission | Internal | Winter | B16 | 25 | 4000 | 4000 | 78.6 | 94.59 | 8 | 7.99
2030 | MISO_MO-IL_2_TVA_Transmission | MISO_MO-IL | TVA_Transmission | Internal | Winter | B17 | 100 | 4000 | 3451.85 | 78.6 | 86.6 | 8 | 0
2030 | MISO_MO-IL_2_TVA_Transmission | MISO_MO-IL | TVA_Transmission | Internal | Winter | B18 | 400 | 4000 | 1221.35 | 78.6 | 86.6 | 8 | 0
2030 | MISO_MO-IL_2_TVA_Transmission | MISO_MO-IL | TVA_Transmission | Internal | Winter | B19 | 700 | 4000 | 556.69 | 78.6 | 86.6 | 8 | 0
2030 | MISO_MO-IL_2_TVA_Transmission | MISO_MO-IL | TVA_Transmission | Internal | Winter | B20 | 935 | 4000 | 4000 | 60.27 | 82.03 | 8 | 13.76
2030 | MISO_W_2_IESO | MISO_W | IESO | Internal | Shoulder | B11 | 25 | 157 | 0 | 90.36 | 68.67 | 8 | 0
2030 | MISO_W_2_IESO | MISO_W | IESO | Internal | Shoulder | B12 | 200 | 157 | 0 | 78.26 | 68.67 | 8 | 0
2030 | MISO_W_2_IESO | MISO_W | IESO | Internal | Shoulder | B13 | 600 | 157 | 0 | 75.95 | 68.67 | 8 | 0
2030 | MISO_W_2_IESO | MISO_W | IESO | Internal | Shoulder | B14 | 900 | 157 | 157 | 49.7 | 68.67 | 8 | 10.97
2030 | MISO_W_2_IESO | MISO_W | IESO | Internal | Shoulder | B15 | 1203 | 157 | 157 | 12.01 | 68.67 | 8 | 48.66
2030 | MISO_W_2_IESO | MISO_W | IESO | Internal | Summer | B1 | 10 | 157 | 0 | 138.39 | 95.55 | 8 | 0
2030 | MISO_W_2_IESO | MISO_W | IESO | Internal | Summer | B2 | 25 | 157 | 0 | 138.39 | 102.52 | 8 | 0
2030 | MISO_W_2_IESO | MISO_W | IESO | Internal | Summer | B3 | 75 | 157 | 0 | 138.39 | 85.91 | 8 | 0
2030 | MISO_W_2_IESO | MISO_W | IESO | Internal | Summer | B4 | 100 | 157 | 0 | 133.92 | 85.91 | 8 | 0
2030 | MISO_W_2_IESO | MISO_W | IESO | Internal | Summer | B5 | 200 | 157 | 0 | 122.52 | 79.39 | 8 | 0
2030 | MISO_W_2_IESO | MISO_W | IESO | Internal | Summer | B6 | 300 | 157 | 0 | 97.83 | 66.75 | 8 | 0
2030 | MISO_W_2_IESO | MISO_W | IESO | Internal | Summer | B7 | 400 | 157 | 0 | 88.25 | 66.75 | 8 | 0
2030 | MISO_W_2_IESO | MISO_W | IESO | Internal | Summer | B8 | 500 | 157 | 0 | 83.34 | 66.75 | 8 | 0
2030 | MISO_W_2_IESO | MISO_W | IESO | Internal | Summer | B9 | 800 | 157 | 0 | 74.87 | 66.75 | 8 | 0
2030 | MISO_W_2_IESO | MISO_W | IESO | Internal | Summer | B10 | 1262 | 157 | 0 | 72.37 | 66.75 | 8 | 0
2030 | MISO_W_2_IESO | MISO_W | IESO | Internal | Winter | B16 | 25 | 157 | 157 | 61.93 | 69.94 | 8 | 0.01
2030 | MISO_W_2_IESO | MISO_W | IESO | Internal | Winter | B17 | 100 | 157 | 0 | 66.59 | 69.94 | 8 | 0
2030 | MISO_W_2_IESO | MISO_W | IESO | Internal | Winter | B18 | 400 | 157 | 0 | 78.58 | 69.94 | 8 | 0
2030 | MISO_W_2_IESO | MISO_W | IESO | Internal | Winter | B19 | 700 | 157 | 0 | 78.58 | 69.94 | 8 | 0
2030 | MISO_W_2_IESO | MISO_W | IESO | Internal | Winter | B20 | 935 | 157 | 157 | 23.86 | 69.94 | 8 | 38.09
2030 | MISO_W_2_MAPP_CA | MISO_W | MAPP_CA | Internal | Shoulder | B11 | 25 | 700 | 0 | 90.36 | 39.65 | 0.01 | 0
2030 | MISO_W_2_MAPP_CA | MISO_W | MAPP_CA | Internal | Shoulder | B12 | 200 | 700 | 0 | 78.26 | 60.67 | 0.01 | 0
2030 | MISO_W_2_MAPP_CA | MISO_W | MAPP_CA | Internal | Shoulder | B13 | 600 | 700 | 0 | 75.95 | 60.67 | 0.01 | 0
2030 | MISO_W_2_MAPP_CA | MISO_W | MAPP_CA | Internal | Shoulder | B14 | 900 | 700 | 0 | 49.7 | 39.65 | 0.01 | 0
2030 | MISO_W_2_MAPP_CA | MISO_W | MAPP_CA | Internal | Shoulder | B15 | 1203 | 700 | 700 | 12.01 | 39.65 | 0.01 | 27.63
2030 | MISO_W_2_MAPP_CA | MISO_W | MAPP_CA | Internal | Summer | B1 | 10 | 700 | 0 | 138.39 | 72.36 | 0.01 | 0
2030 | MISO_W_2_MAPP_CA | MISO_W | MAPP_CA | Internal | Summer | B2 | 25 | 700 | 0 | 138.39 | 72.36 | 0.01 | 0
2030 | MISO_W_2_MAPP_CA | MISO_W | MAPP_CA | Internal | Summer | B3 | 75 | 700 | 0 | 138.39 | 72.36 | 0.01 | 0
2030 | MISO_W_2_MAPP_CA | MISO_W | MAPP_CA | Internal | Summer | B4 | 100 | 700 | 0 | 133.92 | 72.36 | 0.01 | 0
2030 | MISO_W_2_MAPP_CA | MISO_W | MAPP_CA | Internal | Summer | B5 | 200 | 700 | 0 | 122.52 | 72.36 | 0.01 | 0
2030 | MISO_W_2_MAPP_CA | MISO_W | MAPP_CA | Internal | Summer | B6 | 300 | 700 | 0 | 97.83 | 72.36 | 0.01 | 0
2030 | MISO_W_2_MAPP_CA | MISO_W | MAPP_CA | Internal | Summer | B7 | 400 | 700 | 0 | 88.25 | 72.36 | 0.01 | 0
2030 | MISO_W_2_MAPP_CA | MISO_W | MAPP_CA | Internal | Summer | B8 | 500 | 700 | 0 | 83.34 | 72.36 | 0.01 | 0
2030 | MISO_W_2_MAPP_CA | MISO_W | MAPP_CA | Internal | Summer | B9 | 800 | 700 | 0 | 74.87 | 72.36 | 0.01 | 0
2030 | MISO_W_2_MAPP_CA | MISO_W | MAPP_CA | Internal | Summer | B10 | 1262 | 700 | 0 | 72.37 | 72.36 | 0.01 | 0
2030 | MISO_W_2_MAPP_CA | MISO_W | MAPP_CA | Internal | Winter | B16 | 25 | 700 | 119.88 | 61.93 | 61.94 | 0.01 | 0
2030 | MISO_W_2_MAPP_CA | MISO_W | MAPP_CA | Internal | Winter | B17 | 100 | 700 | 0 | 66.59 | 61.94 | 0.01 | 0
2030 | MISO_W_2_MAPP_CA | MISO_W | MAPP_CA | Internal | Winter | B18 | 400 | 700 | 0 | 78.58 | 64.58 | 0.01 | 0
2030 | MISO_W_2_MAPP_CA | MISO_W | MAPP_CA | Internal | Winter | B19 | 700 | 700 | 0 | 78.58 | 64.58 | 0.01 | 0
2030 | MISO_W_2_MAPP_CA | MISO_W | MAPP_CA | Internal | Winter | B20 | 935 | 700 | 700 | 23.86 | 61.94 | 0.01 | 38.08
2030 | MISO_W_2_MISO_MO-IL | MISO_W | MISO_MO-IL | Internal | Shoulder | B11 | 25 | 3922 | 0 | 90.36 | 90.35 | 0.01 | 0
2030 | MISO_W_2_MISO_MO-IL | MISO_W | MISO_MO-IL | Internal | Shoulder | B12 | 200 | 3922 | 1303.11 | 78.26 | 78.27 | 0.01 | 0
2030 | MISO_W_2_MISO_MO-IL | MISO_W | MISO_MO-IL | Internal | Shoulder | B13 | 600 | 3922 | 2517.4 | 75.95 | 75.96 | 0.01 | 0
2030 | MISO_W_2_MISO_MO-IL | MISO_W | MISO_MO-IL | Internal | Shoulder | B14 | 900 | 3922 | 3922 | 49.7 | 75.32 | 0.01 | 25.6
2030 | MISO_W_2_MISO_MO-IL | MISO_W | MISO_MO-IL | Internal | Shoulder | B15 | 1203 | 3922 | 3922 | 12.01 | 62.87 | 0.01 | 50.85
2030 | MISO_W_2_MISO_MO-IL | MISO_W | MISO_MO-IL | Internal | Summer | B1 | 10 | 3922 | 0 | 138.39 | 138.27 | 0.01 | 0
2030 | MISO_W_2_MISO_MO-IL | MISO_W | MISO_MO-IL | Internal | Summer | B2 | 25 | 3922 | 0 | 138.39 | 138.39 | 0.01 | 0
2030 | MISO_W_2_MISO_MO-IL | MISO_W | MISO_MO-IL | Internal | Summer | B3 | 75 | 3922 | 400.22 | 138.39 | 138.4 | 0.01 | 0
2030 | MISO_W_2_MISO_MO-IL | MISO_W | MISO_MO-IL | Internal | Summer | B4 | 100 | 3922 | 1347.96 | 133.92 | 133.93 | 0.01 | 0
2030 | MISO_W_2_MISO_MO-IL | MISO_W | MISO_MO-IL | Internal | Summer | B5 | 200 | 3922 | 903.7 | 122.52 | 122.53 | 0.01 | 0
2030 | MISO_W_2_MISO_MO-IL | MISO_W | MISO_MO-IL | Internal | Summer | B6 | 300 | 3922 | 0 | 97.83 | 97.83 | 0.01 | 0
2030 | MISO_W_2_MISO_MO-IL | MISO_W | MISO_MO-IL | Internal | Summer | B7 | 400 | 3922 | 1069.49 | 88.25 | 88.26 | 0.01 | 0
2030 | MISO_W_2_MISO_MO-IL | MISO_W | MISO_MO-IL | Internal | Summer | B8 | 500 | 3922 | 481.46 | 83.34 | 83.36 | 0.01 | 0
2030 | MISO_W_2_MISO_MO-IL | MISO_W | MISO_MO-IL | Internal | Summer | B9 | 800 | 3922 | 2940.5 | 74.87 | 74.88 | 0.01 | 0
2030 | MISO_W_2_MISO_MO-IL | MISO_W | MISO_MO-IL | Internal | Summer | B10 | 1262 | 3922 | 3922 | 72.37 | 74.59 | 0.01 | 2.21
2030 | MISO_W_2_MISO_MO-IL | MISO_W | MISO_MO-IL | Internal | Winter | B16 | 25 | 3922 | 3922 | 61.93 | 78.6 | 0.01 | 16.66
2030 | MISO_W_2_MISO_MO-IL | MISO_W | MISO_MO-IL | Internal | Winter | B17 | 100 | 3922 | 3922 | 66.59 | 78.6 | 0.01 | 12
2030 | MISO_W_2_MISO_MO-IL | MISO_W | MISO_MO-IL | Internal | Winter | B18 | 400 | 3922 | 3922 | 78.58 | 78.6 | 0.01 | 0.01
2030 | MISO_W_2_MISO_MO-IL | MISO_W | MISO_MO-IL | Internal | Winter | B19 | 700 | 3922 | 3922 | 78.58 | 78.6 | 0.01 | 0.01
2030 | MISO_W_2_MISO_MO-IL | MISO_W | MISO_MO-IL | Internal | Winter | B20 | 935 | 3922 | 3922 | 23.86 | 60.27 | 0.01 | 36.4
2030 | MISO_W_2_MISO_WUMS | MISO_W | MISO_WUMS | Internal | Shoulder | B11 | 25 | 1667 | 0 | 90.36 | 87.31 | 0.01 | 0
2030 | MISO_W_2_MISO_WUMS | MISO_W | MISO_WUMS | Internal | Shoulder | B12 | 200 | 1667 | 0 | 78.26 | 75.95 | 0.01 | 0
2030 | MISO_W_2_MISO_WUMS | MISO_W | MISO_WUMS | Internal | Shoulder | B13 | 600 | 1667 | 0 | 75.95 | 75.94 | 0.01 | 0
2030 | MISO_W_2_MISO_WUMS | MISO_W | MISO_WUMS | Internal | Shoulder | B14 | 900 | 1667 | 1667 | 49.7 | 75.7 | 0.01 | 25.99
2030 | MISO_W_2_MISO_WUMS | MISO_W | MISO_WUMS | Internal | Shoulder | B15 | 1203 | 1667 | 1667 | 12.01 | 75.68 | 0.01 | 63.66
2030 | MISO_W_2_MISO_WUMS | MISO_W | MISO_WUMS | Internal | Summer | B1 | 10 | 1667 | 0 | 138.39 | 85.76 | 0.01 | 0
2030 | MISO_W_2_MISO_WUMS | MISO_W | MISO_WUMS | Internal | Summer | B2 | 25 | 1667 | 0 | 138.39 | 138.37 | 0.01 | 0
2030 | MISO_W_2_MISO_WUMS | MISO_W | MISO_WUMS | Internal | Summer | B3 | 75 | 1667 | 0 | 138.39 | 138.37 | 0.01 | 0
2030 | MISO_W_2_MISO_WUMS | MISO_W | MISO_WUMS | Internal | Summer | B4 | 100 | 1667 | 0 | 133.92 | 133.91 | 0.01 | 0
2030 | MISO_W_2_MISO_WUMS | MISO_W | MISO_WUMS | Internal | Summer | B5 | 200 | 1667 | 0 | 122.52 | 85.76 | 0.01 | 0
2030 | MISO_W_2_MISO_WUMS | MISO_W | MISO_WUMS | Internal | Summer | B6 | 300 | 1667 | 0 | 97.83 | 85.76 | 0.01 | 0
2030 | MISO_W_2_MISO_WUMS | MISO_W | MISO_WUMS | Internal | Summer | B7 | 400 | 1667 | 0 | 88.25 | 85.76 | 0.01 | 0
2030 | MISO_W_2_MISO_WUMS | MISO_W | MISO_WUMS | Internal | Summer | B8 | 500 | 1667 | 0 | 83.34 | 78.92 | 0.01 | 0
2030 | MISO_W_2_MISO_WUMS | MISO_W | MISO_WUMS | Internal | Summer | B9 | 800 | 1667 | 0 | 74.87 | 74.75 | 0.01 | 0
2030 | MISO_W_2_MISO_WUMS | MISO_W | MISO_WUMS | Internal | Summer | B10 | 1262 | 1667 | 1667 | 72.37 | 74.34 | 0.01 | 1.96
2030 | MISO_W_2_MISO_WUMS | MISO_W | MISO_WUMS | Internal | Winter | B16 | 25 | 1667 | 1667 | 61.93 | 78.33 | 0.01 | 16.38
2030 | MISO_W_2_MISO_WUMS | MISO_W | MISO_WUMS | Internal | Winter | B17 | 100 | 1667 | 1667 | 66.59 | 78.33 | 0.01 | 11.73
2030 | MISO_W_2_MISO_WUMS | MISO_W | MISO_WUMS | Internal | Winter | B18 | 400 | 1667 | 328.17 | 78.58 | 78.59 | 0.01 | 0
2030 | MISO_W_2_MISO_WUMS | MISO_W | MISO_WUMS | Internal | Winter | B19 | 700 | 1667 | 68.26 | 78.58 | 78.59 | 0.01 | 0
2030 | MISO_W_2_MISO_WUMS | MISO_W | MISO_WUMS | Internal | Winter | B20 | 935 | 1667 | 1667 | 23.86 | 76.94 | 0.01 | 53.08
2030 | MISO_W_2_NE | MISO_W | NE | Internal | Shoulder | B11 | 25 | 5289 | 0 | 90.36 | 85.36 | 7 | 0
2030 | MISO_W_2_NE | MISO_W | NE | Internal | Shoulder | B12 | 200 | 5289 | 0 | 78.26 | 73.26 | 7 | 0
2030 | MISO_W_2_NE | MISO_W | NE | Internal | Shoulder | B13 | 600 | 5289 | 0 | 75.95 | 70.95 | 7 | 0
2030 | MISO_W_2_NE | MISO_W | NE | Internal | Shoulder | B14 | 900 | 5289 | 0 | 49.7 | 37.7 | 7 | 0
2030 | MISO_W_2_NE | MISO_W | NE | Internal | Shoulder | B15 | 1203 | 5289 | 0 | 12.01 | 0.01 | 7 | 0
2030 | MISO_W_2_NE | MISO_W | NE | Internal | Summer | B1 | 10 | 5289 | 0 | 138.39 | 133.39 | 7 | 0
2030 | MISO_W_2_NE | MISO_W | NE | Internal | Summer | B2 | 25 | 5289 | 0 | 138.39 | 133.39 | 7 | 0
2030 | MISO_W_2_NE | MISO_W | NE | Internal | Summer | B3 | 75 | 5289 | 0 | 138.39 | 133.39 | 7 | 0
2030 | MISO_W_2_NE | MISO_W | NE | Internal | Summer | B4 | 100 | 5289 | 0 | 133.92 | 128.92 | 7 | 0
2030 | MISO_W_2_NE | MISO_W | NE | Internal | Summer | B5 | 200 | 5289 | 0 | 122.52 | 117.52 | 7 | 0
2030 | MISO_W_2_NE | MISO_W | NE | Internal | Summer | B6 | 300 | 5289 | 0 | 97.83 | 92.83 | 7 | 0
2030 | MISO_W_2_NE | MISO_W | NE | Internal | Summer | B7 | 400 | 5289 | 0 | 88.25 | 83.25 | 7 | 0
2030 | MISO_W_2_NE | MISO_W | NE | Internal | Summer | B8 | 500 | 5289 | 0 | 83.34 | 78.34 | 7 | 0
2030 | MISO_W_2_NE | MISO_W | NE | Internal | Summer | B9 | 800 | 5289 | 0 | 74.87 | 69.87 | 7 | 0
2030 | MISO_W_2_NE | MISO_W | NE | Internal | Summer | B10 | 1262 | 5289 | 0 | 72.37 | 67.37 | 7 | 0
2030 | MISO_W_2_NE | MISO_W | NE | Internal | Winter | B16 | 25 | 5289 | 0 | 61.93 | 11.86 | 7 | 0
2030 | MISO_W_2_NE | MISO_W | NE | Internal | Winter | B17 | 100 | 5289 | 0 | 66.59 | 54.59 | 7 | 0
2030 | MISO_W_2_NE | MISO_W | NE | Internal | Winter | B18 | 400 | 5289 | 0 | 78.58 | 73.58 | 7 | 0
2030 | MISO_W_2_NE | MISO_W | NE | Internal | Winter | B19 | 700 | 5289 | 0 | 78.58 | 73.58 | 7 | 0
2030 | MISO_W_2_NE | MISO_W | NE | Internal | Winter | B20 | 935 | 5289 | 0 | 23.86 | 11.86 | 7 | 0
2030 | MISO_W_2_PJM_ROR | MISO_W | PJM_ROR | Internal | Shoulder | B11 | 25 | 13193 | 10164.22 | 90.36 | 92.36 | 2 | 0
2030 | MISO_W_2_PJM_ROR | MISO_W | PJM_ROR | Internal | Shoulder | B12 | 200 | 13193 | 13193 | 78.26 | 88.6 | 2 | 8.35
2030 | MISO_W_2_PJM_ROR | MISO_W | PJM_ROR | Internal | Shoulder | B13 | 600 | 13193 | 13193 | 75.95 | 86.4 | 2 | 8.45
2030 | MISO_W_2_PJM_ROR | MISO_W | PJM_ROR | Internal | Shoulder | B14 | 900 | 13193 | 13193 | 49.7 | 77.72 | 2 | 26.01
2030 | MISO_W_2_PJM_ROR | MISO_W | PJM_ROR | Internal | Shoulder | B15 | 1203 | 13193 | 13193 | 12.01 | 75.87 | 2 | 61.86
2030 | MISO_W_2_PJM_ROR | MISO_W | PJM_ROR | Internal | Summer | B1 | 10 | 13193 | 6575.21 | 138.39 | 140.39 | 2 | 0
2030 | MISO_W_2_PJM_ROR | MISO_W | PJM_ROR | Internal | Summer | B2 | 25 | 13193 | 11842.24 | 138.39 | 140.39 | 2 | 0
2030 | MISO_W_2_PJM_ROR | MISO_W | PJM_ROR | Internal | Summer | B3 | 75 | 13193 | 3835.82 | 138.39 | 140.39 | 2 | 0
2030 | MISO_W_2_PJM_ROR | MISO_W | PJM_ROR | Internal | Summer | B4 | 100 | 13193 | 3821.84 | 133.92 | 135.92 | 2 | 0
2030 | MISO_W_2_PJM_ROR | MISO_W | PJM_ROR | Internal | Summer | B5 | 200 | 13193 | 4387.36 | 122.52 | 124.52 | 2 | 0
2030 | MISO_W_2_PJM_ROR | MISO_W | PJM_ROR | Internal | Summer | B6 | 300 | 13193 | 7288.94 | 97.83 | 99.83 | 2 | 0
2030 | MISO_W_2_PJM_ROR | MISO_W | PJM_ROR | Internal | Summer | B7 | 400 | 13193 | 7899.75 | 88.25 | 90.25 | 2 | 0
2030 | MISO_W_2_PJM_ROR | MISO_W | PJM_ROR | Internal | Summer | B8 | 500 | 13193 | 12876.52 | 83.34 | 85.34 | 2 | 0
2030 | MISO_W_2_PJM_ROR | MISO_W | PJM_ROR | Internal | Summer | B9 | 800 | 13193 | 9867.42 | 74.87 | 76.87 | 2 | 0
2030 | MISO_W_2_PJM_ROR | MISO_W | PJM_ROR | Internal | Summer | B10 | 1262 | 13193 | 11288.29 | 72.37 | 74.37 | 2 | 0
2030 | MISO_W_2_PJM_ROR | MISO_W | PJM_ROR | Internal | Winter | B16 | 25 | 13193 | 13193 | 61.93 | 96.1 | 2 | 32.17
2030 | MISO_W_2_PJM_ROR | MISO_W | PJM_ROR | Internal | Winter | B17 | 100 | 13193 | 13193 | 66.59 | 94.89 | 2 | 26.29
2030 | MISO_W_2_PJM_ROR | MISO_W | PJM_ROR | Internal | Winter | B18 | 400 | 13193 | 13193 | 78.58 | 91.17 | 2 | 10.59
2030 | MISO_W_2_PJM_ROR | MISO_W | PJM_ROR | Internal | Winter | B19 | 700 | 13193 | 13193 | 78.58 | 80.6 | 2 | 0.02
2030 | MISO_W_2_PJM_ROR | MISO_W | PJM_ROR | Internal | Winter | B20 | 935 | 13193 | 13193 | 23.86 | 78.94 | 2 | 53.09
2030 | MISO_W_2_SPP_N | MISO_W | SPP_N | Internal | Shoulder | B11 | 25 | 3537 | 0 | 90.36 | 85.37 | 7 | 0
2030 | MISO_W_2_SPP_N | MISO_W | SPP_N | Internal | Shoulder | B12 | 200 | 3537 | 0 | 78.26 | 73.27 | 7 | 0
2030 | MISO_W_2_SPP_N | MISO_W | SPP_N | Internal | Shoulder | B13 | 600 | 3537 | 0 | 75.95 | 73.26 | 7 | 0
2030 | MISO_W_2_SPP_N | MISO_W | SPP_N | Internal | Shoulder | B14 | 900 | 3537 | 0 | 49.7 | 37.71 | 7 | 0
2030 | MISO_W_2_SPP_N | MISO_W | SPP_N | Internal | Shoulder | B15 | 1203 | 3537 | 0 | 12.01 | 0.01 | 7 | 0
2030 | MISO_W_2_SPP_N | MISO_W | SPP_N | Internal | Summer | B1 | 10 | 3537 | 0 | 138.39 | 88.47 | 7 | 0
2030 | MISO_W_2_SPP_N | MISO_W | SPP_N | Internal | Summer | B2 | 25 | 3537 | 0 | 138.39 | 133.37 | 7 | 0
2030 | MISO_W_2_SPP_N | MISO_W | SPP_N | Internal | Summer | B3 | 75 | 3537 | 0 | 138.39 | 133.4 | 7 | 0
2030 | MISO_W_2_SPP_N | MISO_W | SPP_N | Internal | Summer | B4 | 100 | 3537 | 0 | 133.92 | 128.93 | 7 | 0
2030 | MISO_W_2_SPP_N | MISO_W | SPP_N | Internal | Summer | B5 | 200 | 3537 | 0 | 122.52 | 117.53 | 7 | 0
2030 | MISO_W_2_SPP_N | MISO_W | SPP_N | Internal | Summer | B6 | 300 | 3537 | 0 | 97.83 | 92.83 | 7 | 0
2030 | MISO_W_2_SPP_N | MISO_W | SPP_N | Internal | Summer | B7 | 400 | 3537 | 0 | 88.25 | 86.87 | 7 | 0
2030 | MISO_W_2_SPP_N | MISO_W | SPP_N | Internal | Summer | B8 | 500 | 3537 | 0 | 83.34 | 83.77 | 7 | 0
2030 | MISO_W_2_SPP_N | MISO_W | SPP_N | Internal | Summer | B9 | 800 | 3537 | 0 | 74.87 | 77.88 | 7 | 0
2030 | MISO_W_2_SPP_N | MISO_W | SPP_N | Internal | Summer | B10 | 1262 | 3537 | 0 | 72.37 | 69.59 | 7 | 0
2030 | MISO_W_2_SPP_N | MISO_W | SPP_N | Internal | Winter | B16 | 25 | 3537 | 3537 | 61.93 | 73.6 | 7 | 4.67
2030 | MISO_W_2_SPP_N | MISO_W | SPP_N | Internal | Winter | B17 | 100 | 3537 | 3041.35 | 66.59 | 73.59 | 7 | 0
2030 | MISO_W_2_SPP_N | MISO_W | SPP_N | Internal | Winter | B18 | 400 | 3537 | 0 | 78.58 | 75.96 | 7 | 0
2030 | MISO_W_2_SPP_N | MISO_W | SPP_N | Internal | Winter | B19 | 700 | 3537 | 0 | 78.58 | 73.6 | 7 | 0
2030 | MISO_W_2_SPP_N | MISO_W | SPP_N | Internal | Winter | B20 | 935 | 3537 | 0 | 23.86 | 11.87 | 7 | 0
2030 | MISO_WUMS_2_MISO_MI | MISO_WUMS | MISO_MI | Internal | Shoulder | B11 | 25 | 787 | 341.3 | 87.31 | 87.32 | 0.01 | 0
2030 | MISO_WUMS_2_MISO_MI | MISO_WUMS | MISO_MI | Internal | Shoulder | B12 | 200 | 787 | 534.09 | 75.95 | 75.96 | 0.01 | 0
2030 | MISO_WUMS_2_MISO_MI | MISO_WUMS | MISO_MI | Internal | Shoulder | B13 | 600 | 787 | 787 | 75.94 | 75.96 | 0.01 | 0.01
2030 | MISO_WUMS_2_MISO_MI | MISO_WUMS | MISO_MI | Internal | Shoulder | B14 | 900 | 787 | 592.35 | 75.7 | 75.72 | 0.01 | 0
2030 | MISO_WUMS_2_MISO_MI | MISO_WUMS | MISO_MI | Internal | Shoulder | B15 | 1203 | 787 | 0 | 75.68 | 75.67 | 0.01 | 0
2030 | MISO_WUMS_2_MISO_MI | MISO_WUMS | MISO_MI | Internal | Summer | B1 | 10 | 787 | 787 | 85.76 | 130.28 | 0.01 | 44.51
2030 | MISO_WUMS_2_MISO_MI | MISO_WUMS | MISO_MI | Internal | Summer | B2 | 25 | 787 | 777.42 | 138.37 | 138.39 | 0.01 | 0
2030 | MISO_WUMS_2_MISO_MI | MISO_WUMS | MISO_MI | Internal | Summer | B3 | 75 | 787 | 519.83 | 138.37 | 138.39 | 0.01 | 0
2030 | MISO_WUMS_2_MISO_MI | MISO_WUMS | MISO_MI | Internal | Summer | B4 | 100 | 787 | 772.28 | 133.91 | 133.92 | 0.01 | 0
2030 | MISO_WUMS_2_MISO_MI | MISO_WUMS | MISO_MI | Internal | Summer | B5 | 200 | 787 | 787 | 85.76 | 106.58 | 0.01 | 20.81
2030 | MISO_WUMS_2_MISO_MI | MISO_WUMS | MISO_MI | Internal | Summer | B6 | 300 | 787 | 787 | 85.76 | 92.16 | 0.01 | 6.4
2030 | MISO_WUMS_2_MISO_MI | MISO_WUMS | MISO_MI | Internal | Summer | B7 | 400 | 787 | 787 | 85.76 | 86.24 | 0.01 | 0.48
2030 | MISO_WUMS_2_MISO_MI | MISO_WUMS | MISO_MI | Internal | Summer | B8 | 500 | 787 | 0 | 78.92 | 78.91 | 0.01 | 0
2030 | MISO_WUMS_2_MISO_MI | MISO_WUMS | MISO_MI | Internal | Summer | B9 | 800 | 787 | 500.99 | 74.75 | 74.76 | 0.01 | 0
2030 | MISO_WUMS_2_MISO_MI | MISO_WUMS | MISO_MI | Internal | Summer | B10 | 1262 | 787 | 787 | 74.34 | 74.61 | 0.01 | 0.26
2030 | MISO_WUMS_2_MISO_MI | MISO_WUMS | MISO_MI | Internal | Winter | B16 | 25 | 787 | 787 | 78.33 | 78.6 | 0.01 | 0.26
2030 | MISO_WUMS_2_MISO_MI | MISO_WUMS | MISO_MI | Internal | Winter | B17 | 100 | 787 | 787 | 78.33 | 78.6 | 0.01 | 0.26
2030 | MISO_WUMS_2_MISO_MI | MISO_WUMS | MISO_MI | Internal | Winter | B18 | 400 | 787 | 451.3 | 78.59 | 78.6 | 0.01 | 0
2030 | MISO_WUMS_2_MISO_MI | MISO_WUMS | MISO_MI | Internal | Winter | B19 | 700 | 787 | 539.32 | 78.59 | 78.6 | 0.01 | 0
2030 | MISO_WUMS_2_MISO_MI | MISO_WUMS | MISO_MI | Internal | Winter | B20 | 935 | 787 | 0 | 76.94 | 76.94 | 0.01 | 0
2030 | MISO_WUMS_2_MISO_W | MISO_WUMS | MISO_W | Internal | Shoulder | B11 | 25 | 1175 | 1175 | 87.31 | 90.36 | 0.01 | 3.04
2030 | MISO_WUMS_2_MISO_W | MISO_WUMS | MISO_W | Internal | Shoulder | B12 | 200 | 1175 | 1175 | 75.95 | 78.26 | 0.01 | 2.3
2030 | MISO_WUMS_2_MISO_W | MISO_WUMS | MISO_W | Internal | Shoulder | B13 | 600 | 1175 | 584.9 | 75.94 | 75.95 | 0.01 | 0
2030 | MISO_WUMS_2_MISO_W | MISO_WUMS | MISO_W | Internal | Shoulder | B14 | 900 | 1175 | 0 | 75.7 | 49.7 | 0.01 | 0
2030 | MISO_WUMS_2_MISO_W | MISO_WUMS | MISO_W | Internal | Shoulder | B15 | 1203 | 1175 | 0 | 75.68 | 12.01 | 0.01 | 0
2030 | MISO_WUMS_2_MISO_W | MISO_WUMS | MISO_W | Internal | Summer | B1 | 10 | 1175 | 1175 | 85.76 | 138.39 | 0.01 | 52.62
2030 | MISO_WUMS_2_MISO_W | MISO_WUMS | MISO_W | Internal | Summer | B2 | 25 | 1175 | 1165.17 | 138.37 | 138.39 | 0.01 | 0
2030 | MISO_WUMS_2_MISO_W | MISO_WUMS | MISO_W | Internal | Summer | B3 | 75 | 1175 | 880.55 | 138.37 | 138.39 | 0.01 | 0
2030 | MISO_WUMS_2_MISO_W | MISO_WUMS | MISO_W | Internal | Summer | B4 | 100 | 1175 | 1154.34 | 133.91 | 133.92 | 0.01 | 0
2030 | MISO_WUMS_2_MISO_W | MISO_WUMS | MISO_W | Internal | Summer | B5 | 200 | 1175 | 1175 | 85.76 | 122.52 | 0.01 | 36.75
2030 | MISO_WUMS_2_MISO_W | MISO_WUMS | MISO_W | Internal | Summer | B6 | 300 | 1175 | 1175 | 85.76 | 97.83 | 0.01 | 12.06
2030 | MISO_WUMS_2_MISO_W | MISO_WUMS | MISO_W | Internal | Summer | B7 | 400 | 1175 | 1175 | 85.76 | 88.25 | 0.01 | 2.48
2030 | MISO_WUMS_2_MISO_W | MISO_WUMS | MISO_W | Internal | Summer | B8 | 500 | 1175 | 1175 | 78.92 | 83.34 | 0.01 | 4.41
2030 | MISO_WUMS_2_MISO_W | MISO_WUMS | MISO_W | Internal | Summer | B9 | 800 | 1175 | 1175 | 74.75 | 74.87 | 0.01 | 0.11
2030 | MISO_WUMS_2_MISO_W | MISO_WUMS | MISO_W | Internal | Summer | B10 | 1262 | 1175 | 0 | 74.34 | 72.37 | 0.01 | 0
2030 | MISO_WUMS_2_MISO_W | MISO_WUMS | MISO_W | Internal | Winter | B16 | 25 | 1175 | 0 | 78.33 | 61.93 | 0.01 | 0
2030 | MISO_WUMS_2_MISO_W | MISO_WUMS | MISO_W | Internal | Winter | B17 | 100 | 1175 | 0 | 78.33 | 66.59 | 0.01 | 0
2030 | MISO_WUMS_2_MISO_W | MISO_WUMS | MISO_W | Internal | Winter | B18 | 400 | 1175 | 0 | 78.59 | 78.58 | 0.01 | 0
2030 | MISO_WUMS_2_MISO_W | MISO_WUMS | MISO_W | Internal | Winter | B19 | 700 | 1175 | 0 | 78.59 | 78.58 | 0.01 | 0
2030 | MISO_WUMS_2_MISO_W | MISO_WUMS | MISO_W | Internal | Winter | B20 | 935 | 1175 | 0 | 76.94 | 23.86 | 0.01 | 0
2030 | MISO_WUMS_2_PJM_ROR | MISO_WUMS | PJM_ROR | Internal | Shoulder | B11 | 25 | 1600 | 1600 | 87.31 | 92.36 | 2 | 3.05
2030 | MISO_WUMS_2_PJM_ROR | MISO_WUMS | PJM_ROR | Internal | Shoulder | B12 | 200 | 1600 | 1600 | 75.95 | 88.6 | 2 | 10.65
2030 | MISO_WUMS_2_PJM_ROR | MISO_WUMS | PJM_ROR | Internal | Shoulder | B13 | 600 | 1600 | 1600 | 75.94 | 86.4 | 2 | 8.46
2030 | MISO_WUMS_2_PJM_ROR | MISO_WUMS | PJM_ROR | Internal | Shoulder | B14 | 900 | 1600 | 1600 | 75.7 | 77.72 | 2 | 0.01
2030 | MISO_WUMS_2_PJM_ROR | MISO_WUMS | PJM_ROR | Internal | Shoulder | B15 | 1203 | 1600 | 0 | 75.68 | 75.87 | 2 | 0
2030 | MISO_WUMS_2_PJM_ROR | MISO_WUMS | PJM_ROR | Internal | Summer | B1 | 10 | 1600 | 1600 | 85.76 | 140.39 | 2 | 52.63
2030 | MISO_WUMS_2_PJM_ROR | MISO_WUMS | PJM_ROR | Internal | Summer | B2 | 25 | 1600 | 1600 | 138.37 | 140.39 | 2 | 0.01
2030 | MISO_WUMS_2_PJM_ROR | MISO_WUMS | PJM_ROR | Internal | Summer | B3 | 75 | 1600 | 1600 | 138.37 | 140.39 | 2 | 0.01
2030 | MISO_WUMS_2_PJM_ROR | MISO_WUMS | PJM_ROR | Internal | Summer | B4 | 100 | 1600 | 1600 | 133.91 | 135.92 | 2 | 0.01
2030 | MISO_WUMS_2_PJM_ROR | MISO_WUMS | PJM_ROR | Internal | Summer | B5 | 200 | 1600 | 1600 | 85.76 | 124.52 | 2 | 36.76
2030 | MISO_WUMS_2_PJM_ROR | MISO_WUMS | PJM_ROR | Internal | Summer | B6 | 300 | 1600 | 1600 | 85.76 | 99.83 | 2 | 12.07
2030 | MISO_WUMS_2_PJM_ROR | MISO_WUMS | PJM_ROR | Internal | Summer | B7 | 400 | 1600 | 1600 | 85.76 | 90.25 | 2 | 2.5
2030 | MISO_WUMS_2_PJM_ROR | MISO_WUMS | PJM_ROR | Internal | Summer | B8 | 500 | 1600 | 1600 | 78.92 | 85.34 | 2 | 4.43
2030 | MISO_WUMS_2_PJM_ROR | MISO_WUMS | PJM_ROR | Internal | Summer | B9 | 800 | 1600 | 1600 | 74.75 | 76.87 | 2 | 0.12
2030 | MISO_WUMS_2_PJM_ROR | MISO_WUMS | PJM_ROR | Internal | Summer | B10 | 1262 | 1600 | 0 | 74.34 | 74.37 | 2 | 0
2030 | MISO_WUMS_2_PJM_ROR | MISO_WUMS | PJM_ROR | Internal | Winter | B16 | 25 | 1600 | 1600 | 78.33 | 96.1 | 2 | 15.78
2030 | MISO_WUMS_2_PJM_ROR | MISO_WUMS | PJM_ROR | Internal | Winter | B17 | 100 | 1600 | 1600 | 78.33 | 94.89 | 2 | 14.56
2030 | MISO_WUMS_2_PJM_ROR | MISO_WUMS | PJM_ROR | Internal | Winter | B18 | 400 | 1600 | 1600 | 78.59 | 91.17 | 2 | 10.57
2030 | MISO_WUMS_2_PJM_ROR | MISO_WUMS | PJM_ROR | Internal | Winter | B19 | 700 | 1600 | 1600 | 78.59 | 80.6 | 2 | 0.01
2030 | MISO_WUMS_2_PJM_ROR | MISO_WUMS | PJM_ROR | Internal | Winter | B20 | 935 | 1600 | 239.35 | 76.94 | 78.94 | 2 | 0
2030 | NE_2_MAPP_US | NE | MAPP_US | Internal | Shoulder | B11 | 25 | 1600 | 0 | 85.36 | 83.36 | 5 | 0
2030 | NE_2_MAPP_US | NE | MAPP_US | Internal | Shoulder | B12 | 200 | 1600 | 0 | 73.26 | 71.26 | 5 | 0
2030 | NE_2_MAPP_US | NE | MAPP_US | Internal | Shoulder | B13 | 600 | 1600 | 0 | 70.95 | 68.95 | 5 | 0
2030 | NE_2_MAPP_US | NE | MAPP_US | Internal | Shoulder | B14 | 900 | 1600 | 582.83 | 37.7 | 42.7 | 5 | 0
2030 | NE_2_MAPP_US | NE | MAPP_US | Internal | Shoulder | B15 | 1203 | 1600 | 211.57 | 0.01 | 5.01 | 5 | 0
2030 | NE_2_MAPP_US | NE | MAPP_US | Internal | Summer | B1 | 10 | 1600 | 0 | 133.39 | 131.39 | 5 | 0
2030 | NE_2_MAPP_US | NE | MAPP_US | Internal | Summer | B2 | 25 | 1600 | 0 | 133.39 | 131.39 | 5 | 0
2030 | NE_2_MAPP_US | NE | MAPP_US | Internal | Summer | B3 | 75 | 1600 | 0 | 133.39 | 131.39 | 5 | 0
2030 | NE_2_MAPP_US | NE | MAPP_US | Internal | Summer | B4 | 100 | 1600 | 0 | 128.92 | 126.92 | 5 | 0
2030 | NE_2_MAPP_US | NE | MAPP_US | Internal | Summer | B5 | 200 | 1600 | 0 | 117.52 | 115.52 | 5 | 0
2030 | NE_2_MAPP_US | NE | MAPP_US | Internal | Summer | B6 | 300 | 1600 | 0 | 92.83 | 90.83 | 5 | 0
2030 | NE_2_MAPP_US | NE | MAPP_US | Internal | Summer | B7 | 400 | 1600 | 0 | 83.25 | 81.25 | 5 | 0
2030 | NE_2_MAPP_US | NE | MAPP_US | Internal | Summer | B8 | 500 | 1600 | 0 | 78.34 | 76.34 | 5 | 0
2030 | NE_2_MAPP_US | NE | MAPP_US | Internal | Summer | B9 | 800 | 1600 | 0 | 69.87 | 67.87 | 5 | 0
2030 | NE_2_MAPP_US | NE | MAPP_US | Internal | Summer | B10 | 1262 | 1600 | 0 | 67.37 | 65.37 | 5 | 0
2030 | NE_2_MAPP_US | NE | MAPP_US | Internal | Winter | B16 | 25 | 1600 | 777.53 | 11.86 | 16.86 | 5 | 0
2030 | NE_2_MAPP_US | NE | MAPP_US | Internal | Winter | B17 | 100 | 1600 | 51.14 | 54.59 | 59.59 | 5 | 0
2030 | NE_2_MAPP_US | NE | MAPP_US | Internal | Winter | B18 | 400 | 1600 | 0 | 73.58 | 71.58 | 5 | 0
2030 | NE_2_MAPP_US | NE | MAPP_US | Internal | Winter | B19 | 700 | 1600 | 0 | 73.58 | 71.58 | 5 | 0
2030 | NE_2_MAPP_US | NE | MAPP_US | Internal | Winter | B20 | 935 | 1600 | 102.91 | 11.86 | 16.86 | 5 | 0
2030 | NE_2_MISO_W | NE | MISO_W | Internal | Shoulder | B11 | 25 | 4089 | 1716.64 | 85.36 | 90.36 | 5 | 0
2030 | NE_2_MISO_W | NE | MISO_W | Internal | Shoulder | B12 | 200 | 4089 | 2104.54 | 73.26 | 78.26 | 5 | 0
2030 | NE_2_MISO_W | NE | MISO_W | Internal | Shoulder | B13 | 600 | 4089 | 2711.9 | 70.95 | 75.95 | 5 | 0
2030 | NE_2_MISO_W | NE | MISO_W | Internal | Shoulder | B14 | 900 | 4089 | 4089 | 37.7 | 49.7 | 5 | 7
2030 | NE_2_MISO_W | NE | MISO_W | Internal | Shoulder | B15 | 1203 | 4089 | 4089 | 0.01 | 12.01 | 5 | 7
2030 | NE_2_MISO_W | NE | MISO_W | Internal | Summer | B1 | 10 | 4089 | 1590.53 | 133.39 | 138.39 | 5 | 0
2030 | NE_2_MISO_W | NE | MISO_W | Internal | Summer | B2 | 25 | 4089 | 3244.94 | 133.39 | 138.39 | 5 | 0
2030 | NE_2_MISO_W | NE | MISO_W | Internal | Summer | B3 | 75 | 4089 | 1460.31 | 133.39 | 138.39 | 5 | 0
2030 | NE_2_MISO_W | NE | MISO_W | Internal | Summer | B4 | 100 | 4089 | 778.3 | 128.92 | 133.92 | 5 | 0
2030 | NE_2_MISO_W | NE | MISO_W | Internal | Summer | B5 | 200 | 4089 | 1168.4 | 117.52 | 122.52 | 5 | 0
2030 | NE_2_MISO_W | NE | MISO_W | Internal | Summer | B6 | 300 | 4089 | 1512.46 | 92.83 | 97.83 | 5 | 0
2030 | NE_2_MISO_W | NE | MISO_W | Internal | Summer | B7 | 400 | 4089 | 151.47 | 83.25 | 88.25 | 5 | 0
2030 | NE_2_MISO_W | NE | MISO_W | Internal | Summer | B8 | 500 | 4089 | 1203.49 | 78.34 | 83.34 | 5 | 0
2030 | NE_2_MISO_W | NE | MISO_W | Internal | Summer | B9 | 800 | 4089 | 1069.98 | 69.87 | 74.87 | 5 | 0
2030 | NE_2_MISO_W | NE | MISO_W | Internal | Summer | B10 | 1262 | 4089 | 2356.1 | 67.37 | 72.37 | 5 | 0
2030 | NE_2_MISO_W | NE | MISO_W | Internal | Winter | B16 | 25 | 4089 | 4089 | 11.86 | 61.93 | 5 | 45.08
2030 | NE_2_MISO_W | NE | MISO_W | Internal | Winter | B17 | 100 | 4089 | 4089 | 54.59 | 66.59 | 5 | 7
2030 | NE_2_MISO_W | NE | MISO_W | Internal | Winter | B18 | 400 | 4089 | 3788.69 | 73.58 | 78.58 | 5 | 0
2030 | NE_2_MISO_W | NE | MISO_W | Internal | Winter | B19 | 700 | 4089 | 3565.64 | 73.58 | 78.58 | 5 | 0
2030 | NE_2_MISO_W | NE | MISO_W | Internal | Winter | B20 | 935 | 4089 | 4089 | 11.86 | 23.86 | 5 | 7
2030 | NE_2_SPP_N | NE | SPP_N | Internal | Shoulder | B11 | 25 | 1960 | 303.35 | 85.36 | 85.37 | 0.01 | 0
2030 | NE_2_SPP_N | NE | SPP_N | Internal | Shoulder | B12 | 200 | 1960 | 1746.75 | 73.26 | 73.27 | 0.01 | 0
2030 | NE_2_SPP_N | NE | SPP_N | Internal | Shoulder | B13 | 600 | 1960 | 1960 | 70.95 | 73.26 | 0.01 | 2.3
2030 | NE_2_SPP_N | NE | SPP_N | Internal | Shoulder | B14 | 900 | 1960 | 35.89 | 37.7 | 37.71 | 0.01 | 0
2030 | NE_2_SPP_N | NE | SPP_N | Internal | Shoulder | B15 | 1203 | 1960 | 0 | 0.01 | 0.01 | 0.01 | 0
2030 | NE_2_SPP_N | NE | SPP_N | Internal | Summer | B1 | 10 | 1960 | 0 | 133.39 | 88.47 | 0.01 | 0
2030 | NE_2_SPP_N | NE | SPP_N | Internal | Summer | B2 | 25 | 1960 | 0 | 133.39 | 133.37 | 0.01 | 0
2030 | NE_2_SPP_N | NE | SPP_N | Internal | Summer | B3 | 75 | 1960 | 365.41 | 133.39 | 133.4 | 0.01 | 0
2030 | NE_2_SPP_N | NE | SPP_N | Internal | Summer | B4 | 100 | 1960 | 541.94 | 128.92 | 128.93 | 0.01 | 0
2030 | NE_2_SPP_N | NE | SPP_N | Internal | Summer | B5 | 200 | 1960 | 592.4 | 117.52 | 117.53 | 0.01 | 0
2030 | NE_2_SPP_N | NE | SPP_N | Internal | Summer | B6 | 300 | 1960 | 0 | 92.83 | 92.83 | 0.01 | 0
2030 | NE_2_SPP_N | NE | SPP_N | Internal | Summer | B7 | 400 | 1960 | 1960 | 83.25 | 86.87 | 0.01 | 3.61
2030 | NE_2_SPP_N | NE | SPP_N | Internal | Summer | B8 | 500 | 1960 | 1960 | 78.34 | 83.77 | 0.01 | 5.42
2030 | NE_2_SPP_N | NE | SPP_N | Internal | Summer | B9 | 800 | 1960 | 1960 | 69.87 | 77.88 | 0.01 | 8
2030 | NE_2_SPP_N | NE | SPP_N | Internal | Summer | B10 | 1262 | 1960 | 1960 | 67.37 | 69.59 | 0.01 | 2.21
2030 | NE_2_SPP_N | NE | SPP_N | Internal | Winter | B16 | 25 | 1960 | 1960 | 11.86 | 73.6 | 0.01 | 61.73
2030 | NE_2_SPP_N | NE | SPP_N | Internal | Winter | B17 | 100 | 1960 | 1960 | 54.59 | 73.59 | 0.01 | 18.99
2030 | NE_2_SPP_N | NE | SPP_N | Internal | Winter | B18 | 400 | 1960 | 1960 | 73.58 | 75.96 | 0.01 | 2.36
2030 | NE_2_SPP_N | NE | SPP_N | Internal | Winter | B19 | 700 | 1960 | 1960 | 73.58 | 73.6 | 0.01 | 0.01
2030 | NE_2_SPP_N | NE | SPP_N | Internal | Winter | B20 | 935 | 1960 | 727.27 | 11.86 | 11.87 | 0.01 | 0
2030 | NEISO_2_NYISO_A-F | NEISO | NYISO_A-F | Internal | Shoulder | B11 | 25 | 600 | 382.79 | 81.37 | 84.37 | 3 | 0
2030 | NEISO_2_NYISO_A-F | NEISO | NYISO_A-F | Internal | Shoulder | B12 | 200 | 600 | 58.89 | 77.61 | 80.61 | 3 | 0
2030 | NEISO_2_NYISO_A-F | NEISO | NYISO_A-F | Internal | Shoulder | B13 | 600 | 600 | 487.93 | 76.69 | 79.69 | 3 | 0
2030 | NEISO_2_NYISO_A-F | NEISO | NYISO_A-F | Internal | Shoulder | B14 | 900 | 600 | 128.84 | 73.5 | 76.5 | 3 | 0
2030 | NEISO_2_NYISO_A-F | NEISO | NYISO_A-F | Internal | Shoulder | B15 | 1203 | 600 | 0 | 73.5 | 76.47 | 3 | 0
2030 | NEISO_2_NYISO_A-F | NEISO | NYISO_A-F | Internal | Summer | B1 | 10 | 600 | 0 | 105.55 | 102.55 | 3 | 0
2030 | NEISO_2_NYISO_A-F | NEISO | NYISO_A-F | Internal | Summer | B2 | 25 | 600 | 337.83 | 106.52 | 109.52 | 3 | 0
2030 | NEISO_2_NYISO_A-F | NEISO | NYISO_A-F | Internal | Summer | B3 | 75 | 600 | 600 | 82.59 | 92.91 | 3 | 7.32
2030 | NEISO_2_NYISO_A-F | NEISO | NYISO_A-F | Internal | Summer | B4 | 100 | 600 | 600 | 80.9 | 92.91 | 3 | 9.01
2030 | NEISO_2_NYISO_A-F | NEISO | NYISO_A-F | Internal | Summer | B5 | 200 | 600 | 600 | 80.9 | 86.39 | 3 | 2.49
2030 | NEISO_2_NYISO_A-F | NEISO | NYISO_A-F | Internal | Summer | B6 | 300 | 600 | 600 | 80.9 | 86.39 | 3 | 2.49
2030 | NEISO_2_NYISO_A-F | NEISO | NYISO_A-F | Internal | Summer | B7 | 400 | 600 | 0 | 80.01 | 83 | 3 | 0
2030 | NEISO_2_NYISO_A-F | NEISO | NYISO_A-F | Internal | Summer | B8 | 500 | 600 | 0 | 80.01 | 80.36 | 3 | 0
2030 | NEISO_2_NYISO_A-F | NEISO | NYISO_A-F | Internal | Summer | B9 | 800 | 600 | 0 | 77.38 | 80.36 | 3 | 0
2030 | NEISO_2_NYISO_A-F | NEISO | NYISO_A-F | Internal | Summer | B10 | 1262 | 600 | 0 | 77.38 | 80.36 | 3 | 0
2030 | NEISO_2_NYISO_A-F | NEISO | NYISO_A-F | Internal | Winter | B16 | 25 | 600 | 0 | 82.59 | 79.59 | 3 | 0
2030 | NEISO_2_NYISO_A-F | NEISO | NYISO_A-F | Internal | Winter | B17 | 100 | 600 | 0 | 82.1 | 79.1 | 3 | 0
2030 | NEISO_2_NYISO_A-F | NEISO | NYISO_A-F | Internal | Winter | B18 | 400 | 600 | 0 | 82.1 | 79.1 | 3 | 0
2030 | NEISO_2_NYISO_A-F | NEISO | NYISO_A-F | Internal | Winter | B19 | 700 | 600 | 0 | 82.1 | 79.1 | 3 | 0
2030 | NEISO_2_NYISO_A-F | NEISO | NYISO_A-F | Internal | Winter | B20 | 935 | 600 | 0 | 82.1 | 79.1 | 3 | 0
2030 | NEISO_2_NYISO_G-I | NEISO | NYISO_G-I | Internal | Shoulder | B11 | 25 | 600 | 600 | 81.37 | 84.38 | 3 | 0.01
2030 | NEISO_2_NYISO_G-I | NEISO | NYISO_G-I | Internal | Shoulder | B12 | 200 | 600 | 600 | 77.61 | 80.63 | 3 | 0.01
2030 | NEISO_2_NYISO_G-I | NEISO | NYISO_G-I | Internal | Shoulder | B13 | 600 | 600 | 600 | 76.69 | 79.71 | 3 | 0.01
2030 | NEISO_2_NYISO_G-I | NEISO | NYISO_G-I | Internal | Shoulder | B14 | 900 | 600 | 600 | 73.5 | 79.71 | 3 | 3.21
2030 | NEISO_2_NYISO_G-I | NEISO | NYISO_G-I | Internal | Shoulder | B15 | 1203 | 600 | 0 | 73.5 | 76.48 | 3 | 0
2030 | NEISO_2_NYISO_G-I | NEISO | NYISO_G-I | Internal | Summer | B1 | 10 | 600 | 600 | 105.55 | 132.41 | 3 | 23.86
2030 | NEISO_2_NYISO_G-I | NEISO | NYISO_G-I | Internal | Summer | B2 | 25 | 600 | 600 | 106.52 | 132.39 | 3 | 22.86
2030 | NEISO_2_NYISO_G-I | NEISO | NYISO_G-I | Internal | Summer | B3 | 75 | 600 | 600 | 82.59 | 117.28 | 3 | 31.69
2030 | NEISO_2_NYISO_G-I | NEISO | NYISO_G-I | Internal | Summer | B4 | 100 | 600 | 600 | 80.9 | 116.14 | 3 | 32.24
2030 | NEISO_2_NYISO_G-I | NEISO | NYISO_G-I | Internal | Summer | B5 | 200 | 600 | 600 | 80.9 | 116.14 | 3 | 32.24
2030 | NEISO_2_NYISO_G-I | NEISO | NYISO_G-I | Internal | Summer | B6 | 300 | 600 | 600 | 80.9 | 91.83 | 3 | 7.93
2030 | NEISO_2_NYISO_G-I | NEISO | NYISO_G-I | Internal | Summer | B7 | 400 | 600 | 254.18 | 80.01 | 83.01 | 3 | 0
2030 | NEISO_2_NYISO_G-I | NEISO | NYISO_G-I | Internal | Summer | B8 | 500 | 600 | 0 | 80.01 | 83 | 3 | 0
2030 | NEISO_2_NYISO_G-I | NEISO | NYISO_G-I | Internal | Summer | B9 | 800 | 600 | 0 | 77.38 | 80.37 | 3 | 0
2030 | NEISO_2_NYISO_G-I | NEISO | NYISO_G-I | Internal | Summer | B10 | 1262 | 600 | 0 | 77.38 | 80.37 | 3 | 0
2030 | NEISO_2_NYISO_G-I | NEISO | NYISO_G-I | Internal | Winter | B16 | 25 | 600 | 600 | 82.59 | 89.7 | 3 | 4.11
2030 | NEISO_2_NYISO_G-I | NEISO | NYISO_G-I | Internal | Winter | B17 | 100 | 600 | 600 | 82.1 | 86.91 | 3 | 1.81
2030 | NEISO_2_NYISO_G-I | NEISO | NYISO_G-I | Internal | Winter | B18 | 400 | 600 | 600 | 82.1 | 85.52 | 3 | 0.42
2030 | NEISO_2_NYISO_G-I | NEISO | NYISO_G-I | Internal | Winter | B19 | 700 | 600 | 224.22 | 82.1 | 85.1 | 3 | 0
2030 | NEISO_2_NYISO_G-I | NEISO | NYISO_G-I | Internal | Winter | B20 | 935 | 600 | 0 | 82.1 | 79.12 | 3 | 0
2030 | NEISO_2_NYISO_J-K | NEISO | NYISO_J-K | Internal | Shoulder | B11 | 25 | 745 | 745 | 81.37 | 84.91 | 3 | 0.54
2030 | NEISO_2_NYISO_J-K | NEISO | NYISO_J-K | Internal | Shoulder | B12 | 200 | 745 | 745 | 77.61 | 84.91 | 3 | 4.29
2030 | NEISO_2_NYISO_J-K | NEISO | NYISO_J-K | Internal | Shoulder | B13 | 600 | 745 | 745 | 76.69 | 84.91 | 3 | 5.22
2030 | NEISO_2_NYISO_J-K | NEISO | NYISO_J-K | Internal | Shoulder | B14 | 900 | 745 | 745 | 73.5 | 83.67 | 3 | 7.17
2030 | NEISO_2_NYISO_J-K | NEISO | NYISO_J-K | Internal | Shoulder | B15 | 1203 | 745 | 302.2 | 73.5 | 76.5 | 3 | 0
2030 | NEISO_2_NYISO_J-K | NEISO | NYISO_J-K | Internal | Summer | B1 | 10 | 745 | 745 | 105.55 | 132.42 | 3 | 23.87
2030 | NEISO_2_NYISO_J-K | NEISO | NYISO_J-K | Internal | Summer | B2 | 25 | 745 | 745 | 106.52 | 132.4 | 3 | 22.88
2030 | NEISO_2_NYISO_J-K | NEISO | NYISO_J-K | Internal | Summer | B3 | 75 | 745 | 745 | 82.59 | 117.3 | 3 | 31.71
2030 | NEISO_2_NYISO_J-K | NEISO | NYISO_J-K | Internal | Summer | B4 | 100 | 745 | 745 | 80.9 | 116.15 | 3 | 32.25
2030 | NEISO_2_NYISO_J-K | NEISO | NYISO_J-K | Internal | Summer | B5 | 200 | 745 | 745 | 80.9 | 116.15 | 3 | 32.25
2030 | NEISO_2_NYISO_J-K | NEISO | NYISO_J-K | Internal | Summer | B6 | 300 | 745 | 745 | 80.9 | 91.84 | 3 | 7.94
2030 | NEISO_2_NYISO_J-K | NEISO | NYISO_J-K | Internal | Summer | B7 | 400 | 745 | 745 | 80.01 | 86.66 | 3 | 3.65
2030 | NEISO_2_NYISO_J-K | NEISO | NYISO_J-K | Internal | Summer | B8 | 500 | 745 | 427.59 | 80.01 | 83.01 | 3 | 0
2030 | NEISO_2_NYISO_J-K | NEISO | NYISO_J-K | Internal | Summer | B9 | 800 | 745 | 745 | 77.38 | 81.37 | 3 | 0.99
2030 | NEISO_2_NYISO_J-K | NEISO | NYISO_J-K | Internal | Summer | B10 | 1262 | 745 | 282.14 | 77.38 | 80.38 | 3 | 0
2030 | NEISO_2_NYISO_J-K | NEISO | NYISO_J-K | Internal | Winter | B16 | 25 | 745 | 745 | 82.59 | 97.25 | 3 | 11.66
2030 | NEISO_2_NYISO_J-K | NEISO | NYISO_J-K | Internal | Winter | B17 | 100 | 745 | 745 | 82.1 | 97.25 | 3 | 12.15
2030 | NEISO_2_NYISO_J-K | NEISO | NYISO_J-K | Internal | Winter | B18 | 400 | 745 | 745 | 82.1 | 97.25 | 3 | 12.15
2030 | NEISO_2_NYISO_J-K | NEISO | NYISO_J-K | Internal | Winter | B19 | 700 | 745 | 745 | 82.1 | 97.25 | 3 | 12.15
2030 | NEISO_2_NYISO_J-K | NEISO | NYISO_J-K | Internal | Winter | B20 | 935 | 745 | 0 | 82.1 | 84.12 | 3 | 0
2030 | NonRTO_Midwest_2_TVA_Transmission | NonRTO_Midwest | TVA_Transmission | Internal | Shoulder | B11 | 25 | 2400 | 2135.77 | 83.95 | 91.95 | 8 | 0
2030 | NonRTO_Midwest_2_TVA_Transmission | NonRTO_Midwest | TVA_Transmission | Internal | Shoulder | B12 | 200 | 2400 | 0 | 83.95 | 86.27 | 8 | 0
2030 | NonRTO_Midwest_2_TVA_Transmission | NonRTO_Midwest | TVA_Transmission | Internal | Shoulder | B13 | 600 | 2400 | 0 | 83.95 | 83.96 | 8 | 0
2030 | NonRTO_Midwest_2_TVA_Transmission | NonRTO_Midwest | TVA_Transmission | Internal | Shoulder | B14 | 900 | 2400 | 0 | 83.24 | 83.32 | 8 | 0
2030 | NonRTO_Midwest_2_TVA_Transmission | NonRTO_Midwest | TVA_Transmission | Internal | Shoulder | B15 | 1203 | 2400 | 0 | 79.47 | 79.45 | 8 | 0
2030 | NonRTO_Midwest_2_TVA_Transmission | NonRTO_Midwest | TVA_Transmission | Internal | Summer | B1 | 10 | 2400 | 845.09 | 138.27 | 146.27 | 8 | 0
2030 | NonRTO_Midwest_2_TVA_Transmission | NonRTO_Midwest | TVA_Transmission | Internal | Summer | B2 | 25 | 2400 | 0 | 146.37 | 146.39 | 8 | 0
2030 | NonRTO_Midwest_2_TVA_Transmission | NonRTO_Midwest | TVA_Transmission | Internal | Summer | B3 | 75 | 2400 | 0 | 146.37 | 146.39 | 8 | 0
2030 | NonRTO_Midwest_2_TVA_Transmission | NonRTO_Midwest | TVA_Transmission | Internal | Summer | B4 | 100 | 2400 | 0 | 141.91 | 141.92 | 8 | 0
2030 | NonRTO_Midwest_2_TVA_Transmission | NonRTO_Midwest | TVA_Transmission | Internal | Summer | B5 | 200 | 2400 | 0 | 114.57 | 122.21 | 8 | 0
2030 | NonRTO_Midwest_2_TVA_Transmission | NonRTO_Midwest | TVA_Transmission | Internal | Summer | B6 | 300 | 2400 | 0 | 100.15 | 101.17 | 8 | 0
2030 | NonRTO_Midwest_2_TVA_Transmission | NonRTO_Midwest | TVA_Transmission | Internal | Summer | B7 | 400 | 2400 | 0 | 94.23 | 93.69 | 8 | 0
2030 | NonRTO_Midwest_2_TVA_Transmission | NonRTO_Midwest | TVA_Transmission | Internal | Summer | B8 | 500 | 2400 | 0 | 86.9 | 90.66 | 8 | 0
2030 | NonRTO_Midwest_2_TVA_Transmission | NonRTO_Midwest | TVA_Transmission | Internal | Summer | B9 | 800 | 2400 | 0 | 82.6 | 82.87 | 8 | 0
2030 | NonRTO_Midwest_2_TVA_Transmission | NonRTO_Midwest | TVA_Transmission | Internal | Summer | B10 | 1262 | 2400 | 0 | 78.03 | 79.14 | 8 | 0
2030 | NonRTO_Midwest_2_TVA_Transmission | NonRTO_Midwest | TVA_Transmission | Internal | Winter | B16 | 25 | 2400 | 135.94 | 86.59 | 94.59 | 8 | 0
2030 | NonRTO_Midwest_2_TVA_Transmission | NonRTO_Midwest | TVA_Transmission | Internal | Winter | B17 | 100 | 2400 | 0 | 86.59 | 86.6 | 8 | 0
2030 | NonRTO_Midwest_2_TVA_Transmission | NonRTO_Midwest | TVA_Transmission | Internal | Winter | B18 | 400 | 2400 | 0 | 86.59 | 86.6 | 8 | 0
2030 | NonRTO_Midwest_2_TVA_Transmission | NonRTO_Midwest | TVA_Transmission | Internal | Winter | B19 | 700 | 2400 | 0 | 86.59 | 86.6 | 8 | 0
2030 | NonRTO_Midwest_2_TVA_Transmission | NonRTO_Midwest | TVA_Transmission | Internal | Winter | B20 | 935 | 2400 | 0 | 82.32 | 82.03 | 8 | 0
2030 | NYISO_A-F_2_NEISO | NYISO_A-F | NEISO | Internal | Shoulder | B11 | 25 | 600 | 0 | 84.37 | 81.37 | 3 | 0
2030 | NYISO_A-F_2_NEISO | NYISO_A-F | NEISO | Internal | Shoulder | B12 | 200 | 600 | 0 | 80.61 | 77.61 | 3 | 0
2030 | NYISO_A-F_2_NEISO | NYISO_A-F | NEISO | Internal | Shoulder | B13 | 600 | 600 | 0 | 79.69 | 76.69 | 3 | 0
2030 | NYISO_A-F_2_NEISO | NYISO_A-F | NEISO | Internal | Shoulder | B14 | 900 | 600 | 0 | 76.5 | 73.5 | 3 | 0
2030 | NYISO_A-F_2_NEISO | NYISO_A-F | NEISO | Internal | Shoulder | B15 | 1203 | 600 | 0 | 76.47 | 73.5 | 3 | 0
2030 | NYISO_A-F_2_NEISO | NYISO_A-F | NEISO | Internal | Summer | B1 | 10 | 600 | 343.73 | 102.55 | 105.55 | 3 | 0
2030 | NYISO_A-F_2_NEISO | NYISO_A-F | NEISO | Internal | Summer | B2 | 25 | 600 | 0 | 109.52 | 106.52 | 3 | 0
2030 | NYISO_A-F_2_NEISO | NYISO_A-F | NEISO | Internal | Summer | B3 | 75 | 600 | 0 | 92.91 | 82.59 | 3 | 0
2030 | NYISO_A-F_2_NEISO | NYISO_A-F | NEISO | Internal | Summer | B4 | 100 | 600 | 0 | 92.91 | 80.9 | 3 | 0
2030 | NYISO_A-F_2_NEISO | NYISO_A-F | NEISO | Internal | Summer | B5 | 200 | 600 | 0 | 86.39 | 80.9 | 3 | 0
2030 | NYISO_A-F_2_NEISO | NYISO_A-F | NEISO | Internal | Summer | B6 | 300 | 600 | 0 | 86.39 | 80.9 | 3 | 0
2030 | NYISO_A-F_2_NEISO | NYISO_A-F | NEISO | Internal | Summer | B7 | 400 | 600 | 0 | 83 | 80.01 | 3 | 0
2030 | NYISO_A-F_2_NEISO | NYISO_A-F | NEISO | Internal | Summer | B8 | 500 | 600 | 0 | 80.36 | 80.01 | 3 | 0
2030 | NYISO_A-F_2_NEISO | NYISO_A-F | NEISO | Internal | Summer | B9 | 800 | 600 | 0 | 80.36 | 77.38 | 3 | 0
2030 | NYISO_A-F_2_NEISO | NYISO_A-F | NEISO | Internal | Summer | B10 | 1262 | 600 | 0 | 80.36 | 77.38 | 3 | 0
2030 | NYISO_A-F_2_NEISO | NYISO_A-F | NEISO | Internal | Winter | B16 | 25 | 600 | 178.16 | 79.59 | 82.59 | 3 | 0
2030 | NYISO_A-F_2_NEISO | NYISO_A-F | NEISO | Internal | Winter | B17 | 100 | 600 | 163.73 | 79.1 | 82.1 | 3 | 0
2030 | NYISO_A-F_2_NEISO | NYISO_A-F | NEISO | Internal | Winter | B18 | 400 | 600 | 259.8 | 79.1 | 82.1 | 3 | 0
2030 | NYISO_A-F_2_NEISO | NYISO_A-F | NEISO | Internal | Winter | B19 | 700 | 600 | 284.31 | 79.1 | 82.1 | 3 | 0
2030 | NYISO_A-F_2_NEISO | NYISO_A-F | NEISO | Internal | Winter | B20 | 935 | 600 | 227.19 | 79.1 | 82.1 | 3 | 0
2030 | NYISO_A-F_2_NYISO_G-I | NYISO_A-F | NYISO_G-I | Internal | Shoulder | B11 | 25 | 5685 | 5674.14 | 84.37 | 84.38 | 0.01 | 0
2030 | NYISO_A-F_2_NYISO_G-I | NYISO_A-F | NYISO_G-I | Internal | Shoulder | B12 | 200 | 5685 | 5639.86 | 80.61 | 80.63 | 0.01 | 0
2030 | NYISO_A-F_2_NYISO_G-I | NYISO_A-F | NYISO_G-I | Internal | Shoulder | B13 | 600 | 5685 | 5682.14 | 79.69 | 79.71 | 0.01 | 0
2030 | NYISO_A-F_2_NYISO_G-I | NYISO_A-F | NYISO_G-I | Internal | Shoulder | B14 | 900 | 5685 | 5685 | 76.5 | 79.71 | 0.01 | 3.2
2030 | NYISO_A-F_2_NYISO_G-I | NYISO_A-F | NYISO_G-I | Internal | Shoulder | B15 | 1203 | 5685 | 4314.17 | 76.47 | 76.48 | 0.01 | 0
2030 | NYISO_A-F_2_NYISO_G-I | NYISO_A-F | NYISO_G-I | Internal | Summer | B1 | 10 | 5685 | 5685 | 102.55 | 132.41 | 0.01 | 29.85
2030 | NYISO_A-F_2_NYISO_G-I | NYISO_A-F | NYISO_G-I | Internal | Summer | B2 | 25 | 5685 | 5685 | 109.52 | 132.39 | 0.01 | 22.85
2030 | NYISO_A-F_2_NYISO_G-I | NYISO_A-F | NYISO_G-I | Internal | Summer | B3 | 75 | 5685 | 5685 | 92.91 | 117.28 | 0.01 | 24.37
2030 | NYISO_A-F_2_NYISO_G-I | NYISO_A-F | NYISO_G-I | Internal | Summer | B4 | 100 | 5685 | 5685 | 92.91 | 116.14 | 0.01 | 23.22
2030 | NYISO_A-F_2_NYISO_G-I | NYISO_A-F | NYISO_G-I | Internal | Summer | B5 | 200 | 5685 | 5685 | 86.39 | 116.14 | 0.01 | 29.73
2030 | NYISO_A-F_2_NYISO_G-I | NYISO_A-F | NYISO_G-I | Internal | Summer | B6 | 300 | 5685 | 5685 | 86.39 | 91.83 | 0.01 | 5.43
2030 | NYISO_A-F_2_NYISO_G-I | NYISO_A-F | NYISO_G-I | Internal | Summer | B7 | 400 | 5685 | 5440.8 | 83 | 83.01 | 0.01 | 0
2030 | NYISO_A-F_2_NYISO_G-I | NYISO_A-F | NYISO_G-I | Internal | Summer | B8 | 500 | 5685 | 5685 | 80.36 | 83 | 0.01 | 2.63
2030 | NYISO_A-F_2_NYISO_G-I | NYISO_A-F | NYISO_G-I | Internal | Summer | B9 | 800 | 5685 | 5657.47 | 80.36 | 80.37 | 0.01 | 0
2030 | NYISO_A-F_2_NYISO_G-I | NYISO_A-F | NYISO_G-I | Internal | Summer | B10 | 1262 | 5685 | 3821.35 | 80.36 | 80.37 | 0.01 | 0
2030 | NYISO_A-F_2_NYISO_G-I | NYISO_A-F | NYISO_G-I | Internal | Winter | B16 | 25 | 5685 | 5685 | 79.59 | 89.7 | 0.01 | 10.1
2030 | NYISO_A-F_2_NYISO_G-I | NYISO_A-F | NYISO_G-I | Internal | Winter | B17 | 100 | 5685 | 5685 | 79.1 | 86.91 | 0.01 | 7.79
2030 | NYISO_A-F_2_NYISO_G-I | NYISO_A-F | NYISO_G-I | Internal | Winter | B18 | 400 | 5685 | 5685 | 79.1 | 85.52 | 0.01 | 6.41
2030 | NYISO_A-F_2_NYISO_G-I | NYISO_A-F | NYISO_G-I | Internal | Winter | B19 | 700 | 5685 | 5685 | 79.1 | 85.1 | 0.01 | 5.99
2030 | NYISO_A-F_2_NYISO_G-I | NYISO_A-F | NYISO_G-I | Internal | Winter | B20 | 935 | 5685 | 5680.73 | 79.1 | 79.12 | 0.01 | 0
2030 | NYISO_A-F_2_PJM_ROM | NYISO_A-F | PJM_ROM | Internal | Shoulder | B11 | 25 | 1000 | 955.68 | 84.37 | 92.37 | 8 | 0
2030 | NYISO_A-F_2_PJM_ROM | NYISO_A-F | PJM_ROM | Internal | Shoulder | B12 | 200 | 1000 | 65.85 | 80.61 | 88.61 | 8 | 0
2030 | NYISO_A-F_2_PJM_ROM | NYISO_A-F | PJM_ROM | Internal | Shoulder | B13 | 600 | 1000 | 996.84 | 79.69 | 87.69 | 8 | 0
2030 | NYISO_A-F_2_PJM_ROM | NYISO_A-F | PJM_ROM | Internal | Shoulder | B14 | 900 | 1000 | 1000 | 76.5 | 87.69 | 8 | 3.2
2030 | NYISO_A-F_2_PJM_ROM | NYISO_A-F | PJM_ROM | Internal | Shoulder | B15 | 1203 | 1000 | 0 | 76.47 | 76.01 | 8 | 0
2030 | NYISO_A-F_2_PJM_ROM | NYISO_A-F | PJM_ROM | Internal | Summer | B1 | 10 | 1000 | 1000 | 102.55 | 140.4 | 8 | 29.85
2030 | NYISO_A-F_2_PJM_ROM | NYISO_A-F | PJM_ROM | Internal | Summer | B2 | 25 | 1000 | 1000 | 109.52 | 140.4 | 8 | 22.88
2030 | NYISO_A-F_2_PJM_ROM | NYISO_A-F | PJM_ROM | Internal | Summer | B3 | 75 | 1000 | 1000 | 92.91 | 140.37 | 8 | 39.47
2030 | NYISO_A-F_2_PJM_ROM | NYISO_A-F | PJM_ROM | Internal | Summer | B4 | 100 | 1000 | 1000 | 92.91 | 135.91 | 8 | 35
2030 | NYISO_A-F_2_PJM_ROM | NYISO_A-F | PJM_ROM | Internal | Summer | B5 | 200 | 1000 | 1000 | 86.39 | 124.53 | 8 | 30.14
2030 | NYISO_A-F_2_PJM_ROM | NYISO_A-F | PJM_ROM | Internal | Summer | B6 | 300 | 1000 | 1000 | 86.39 | 99.84 | 8 | 5.45
2030 | NYISO_A-F_2_PJM_ROM | NYISO_A-F | PJM_ROM | Internal | Summer | B7 | 400 | 1000 | 0 | 83 | 90.26 | 8 | 0
2030 | NYISO_A-F_2_PJM_ROM | NYISO_A-F | PJM_ROM | Internal | Summer | B8 | 500 | 1000 | 0 | 80.36 | 85.36 | 8 | 0
2030 | NYISO_A-F_2_PJM_ROM | NYISO_A-F | PJM_ROM | Internal | Summer | B9 | 800 | 1000 | 0 | 80.36 | 85.05 | 8 | 0
2030 | NYISO_A-F_2_PJM_ROM | NYISO_A-F | PJM_ROM | Internal | Summer | B10 | 1262 | 1000 | 0 | 80.36 | 74.38 | 8 | 0
2030 | NYISO_A-F_2_PJM_ROM | NYISO_A-F | PJM_ROM | Internal | Winter | B16 | 25 | 1000 | 1000 | 79.59 | 97.69 | 8 | 10.1
2030 | NYISO_A-F_2_PJM_ROM | NYISO_A-F | PJM_ROM | Internal | Winter | B17 | 100 | 1000 | 1000 | 79.1 | 94.9 | 8 | 7.79
2030 | NYISO_A-F_2_PJM_ROM | NYISO_A-F | PJM_ROM | Internal | Winter | B18 | 400 | 1000 | 1000 | 79.1 | 93.51 | 8 | 6.41
2030 | NYISO_A-F_2_PJM_ROM | NYISO_A-F | PJM_ROM | Internal | Winter | B19 | 700 | 1000 | 1000 | 79.1 | 93.09 | 8 | 5.99
2030 | NYISO_A-F_2_PJM_ROM | NYISO_A-F | PJM_ROM | Internal | Winter | B20 | 935 | 1000 | 0 | 79.1 | 80.94 | 8 | 0
2030 | NYISO_G-I_2_NEISO | NYISO_G-I | NEISO | Internal | Shoulder | B11 | 25 | 600 | 0 | 84.38 | 81.37 | 3 | 0
2030 | NYISO_G-I_2_NEISO | NYISO_G-I | NEISO | Internal | Shoulder | B12 | 200 | 600 | 0 | 80.63 | 77.61 | 3 | 0
2030 | NYISO_G-I_2_NEISO | NYISO_G-I | NEISO | Internal | Shoulder | B13 | 600 | 600 | 0 | 79.71 | 76.69 | 3 | 0
2030 | NYISO_G-I_2_NEISO | NYISO_G-I | NEISO | Internal | Shoulder | B14 | 900 | 600 | 0 | 79.71 | 73.5 | 3 | 0
2030 | NYISO_G-I_2_NEISO | NYISO_G-I | NEISO | Internal | Shoulder | B15 | 1203 | 600 | 0 | 76.48 | 73.5 | 3 | 0
2030 | NYISO_G-I_2_NEISO | NYISO_G-I | NEISO | Internal | Summer | B1 | 10 | 600 | 0 | 132.41 | 105.55 | 3 | 0
2030 | NYISO_G-I_2_NEISO | NYISO_G-I | NEISO | Internal | Summer | B2 | 25 | 600 | 0 | 132.39 | 106.52 | 3 | 0
2030 | NYISO_G-I_2_NEISO | NYISO_G-I | NEISO | Internal | Summer | B3 | 75 | 600 | 0 | 117.28 | 82.59 | 3 | 0
2030 | NYISO_G-I_2_NEISO | NYISO_G-I | NEISO | Internal | Summer | B4 | 100 | 600 | 0 | 116.14 | 80.9 | 3 | 0
2030 | NYISO_G-I_2_NEISO | NYISO_G-I | NEISO | Internal | Summer | B5 | 200 | 600 | 0 | 116.14 | 80.9 | 3 | 0
2030 | NYISO_G-I_2_NEISO | NYISO_G-I | NEISO | Internal | Summer | B6 | 300 | 600 | 0 | 91.83 | 80.9 | 3 | 0
2030 | NYISO_G-I_2_NEISO | NYISO_G-I | NEISO | Internal | Summer | B7 | 400 | 600 | 0 | 83.01 | 80.01 | 3 | 0
2030 | NYISO_G-I_2_NEISO | NYISO_G-I | NEISO | Internal | Summer | B8 | 500 | 600 | 0 | 83 | 80.01 | 3 | 0
2030 | NYISO_G-I_2_NEISO | NYISO_G-I | NEISO | Internal | Summer | B9 | 800 | 600 | 0 | 80.37 | 77.38 | 3 | 0
2030 | NYISO_G-I_2_NEISO | NYISO_G-I | NEISO | Internal | Summer | B10 | 1262 | 600 | 0 | 80.37 | 77.38 | 3 | 0
2030 | NYISO_G-I_2_NEISO | NYISO_G-I | NEISO | Internal | Winter | B16 | 25 | 600 | 0 | 89.7 | 82.59 | 3 | 0
2030 | NYISO_G-I_2_NEISO | NYISO_G-I | NEISO | Internal | Winter | B17 | 100 | 600 | 0 | 86.91 | 82.1 | 3 | 0
2030 | NYISO_G-I_2_NEISO | NYISO_G-I | NEISO | Internal | Winter | B18 | 400 | 600 | 0 | 85.52 | 82.1 | 3 | 0
2030 | NYISO_G-I_2_NEISO | NYISO_G-I | NEISO | Internal | Winter | B19 | 700 | 600 | 0 | 85.1 | 82.1 | 3 | 0
2030 | NYISO_G-I_2_NEISO | NYISO_G-I | NEISO | Internal | Winter | B20 | 935 | 600 | 0 | 79.12 | 82.1 | 3 | 0
2030 | NYISO_G-I_2_NYISO_A-F | NYISO_G-I | NYISO_A-F | Internal | Shoulder | B11 | 25 | 3434 | 0 | 84.38 | 84.37 | 0.01 | 0
2030 | NYISO_G-I_2_NYISO_A-F | NYISO_G-I | NYISO_A-F | Internal | Shoulder | B12 | 200 | 3434 | 0 | 80.63 | 80.61 | 0.01 | 0
2030 | NYISO_G-I_2_NYISO_A-F | NYISO_G-I | NYISO_A-F | Internal | Shoulder | B13 | 600 | 3434 | 0 | 79.71 | 79.69 | 0.01 | 0
2030 | NYISO_G-I_2_NYISO_A-F | NYISO_G-I | NYISO_A-F | Internal | Shoulder | B14 | 900 | 3434 | 0 | 79.71 | 76.5 | 0.01 | 0
2030 | NYISO_G-I_2_NYISO_A-F | NYISO_G-I | NYISO_A-F | Internal | Shoulder | B15 | 1203 | 3434 | 0 | 76.48 | 76.47 | 0.01 | 0
2030 | NYISO_G-I_2_NYISO_A-F | NYISO_G-I | NYISO_A-F | Internal | Summer | B1 | 10 | 3434 | 0 | 132.41 | 102.55 | 0.01 | 0
2030 | NYISO_G-I_2_NYISO_A-F | NYISO_G-I | NYISO_A-F | Internal | Summer | B2 | 25 | 3434 | 0 | 132.39 | 109.52 | 0.01 | 0
2030 | NYISO_G-I_2_NYISO_A-F | NYISO_G-I | NYISO_A-F | Internal | Summer | B3 | 75 | 3434 | 0 | 117.28 | 92.91 | 0.01 | 0
2030 | NYISO_G-I_2_NYISO_A-F | NYISO_G-I | NYISO_A-F | Internal | Summer | B4 | 100 | 3434 | 0 | 116.14 | 92.91 | 0.01 | 0
2030 | NYISO_G-I_2_NYISO_A-F | NYISO_G-I | NYISO_A-F | Internal | Summer | B5 | 200 | 3434 | 0 | 116.14 | 86.39 | 0.01 | 0
2030 | NYISO_G-I_2_NYISO_A-F | NYISO_G-I | NYISO_A-F | Internal | Summer | B6 | 300 | 3434 | 0 | 91.83 | 86.39 | 0.01 | 0
2030 | NYISO_G-I_2_NYISO_A-F | NYISO_G-I | NYISO_A-F | Internal | Summer | B7 | 400 | 3434 | 0 | 83.01 | 83 | 0.01 | 0
2030 | NYISO_G-I_2_NYISO_A-F | NYISO_G-I | NYISO_A-F | Internal | Summer | B8 | 500 | 3434 | 0 | 83 | 80.36 | 0.01 | 0
2030 | NYISO_G-I_2_NYISO_A-F | NYISO_G-I | NYISO_A-F | Internal | Summer | B9 | 800 | 3434 | 0 | 80.37 | 80.36 | 0.01 | 0
2030 | NYISO_G-I_2_NYISO_A-F | NYISO_G-I | NYISO_A-F | Internal | Summer | B10 | 1262 | 3434 | 0 | 80.37 | 80.36 | 0.01 | 0
2030 | NYISO_G-I_2_NYISO_A-F | NYISO_G-I | NYISO_A-F | Internal | Winter | B16 | 25 | 3434 | 0 | 89.7 | 79.59 | 0.01 | 0
2030 | NYISO_G-I_2_NYISO_A-F | NYISO_G-I | NYISO_A-F | Internal | Winter | B17 | 100 | 3434 | 0 | 86.91 | 79.1 | 0.01 | 0
2030 | NYISO_G-I_2_NYISO_A-F | NYISO_G-I | NYISO_A-F | Internal | Winter | B18 | 400 | 3434 | 0 | 85.52 | 79.1 | 0.01 | 0
2030 | NYISO_G-I_2_NYISO_A-F | NYISO_G-I | NYISO_A-F | Internal | Winter | B19 | 700 | 3434 | 0 | 85.1 | 79.1 | 0.01 | 0
2030 | NYISO_G-I_2_NYISO_A-F | NYISO_G-I | NYISO_A-F | Internal | Winter | B20 | 935 | 3434 | 0 | 79.12 | 79.1 | 0.01 | 0
2030 | NYISO_G-I_2_NYISO_J-K | NYISO_G-I | NYISO_J-K | Internal | Shoulder | B11 | 25 | 6130 | 6130 | 84.38 | 84.91 | 0.01 | 0.52
2030 | NYISO_G-I_2_NYISO_J-K | NYISO_G-I | NYISO_J-K | Internal | Shoulder | B12 | 200 | 6130 | 6130 | 80.63 | 84.91 | 0.01 | 4.27
2030 | NYISO_G-I_2_NYISO_J-K | NYISO_G-I | NYISO_J-K | Internal | Shoulder | B13 | 600 | 6130 | 6130 | 79.71 | 84.91 | 0.01 | 5.19
2030 | NYISO_G-I_2_NYISO_J-K | NYISO_G-I | NYISO_J-K | Internal | Shoulder | B14 | 900 | 6130 | 6130 | 79.71 | 83.67 | 0.01 | 3.95
2030 | NYISO_G-I_2_NYISO_J-K | NYISO_G-I | NYISO_J-K | Internal | Shoulder | B15 | 1203 | 6130 | 4883.12 | 76.48 | 76.5 | 0.01 | 0
2030 | NYISO_G-I_2_NYISO_J-K | NYISO_G-I | NYISO_J-K | Internal | Summer | B1 | 10 | 6130 | 5916.46 | 132.41 | 132.42 | 0.01 | 0
2030 | NYISO_G-I_2_NYISO_J-K | NYISO_G-I | NYISO_J-K | Internal | Summer | B2 | 25 | 6130 | 5462.48 | 132.39 | 132.4 | 0.01 | 0
2030 | NYISO_G-I_2_NYISO_J-K | NYISO_G-I | NYISO_J-K | Internal | Summer | B3 | 75 | 6130 | 5248.66 | 117.28 | 117.3 | 0.01 | 0
2030 | NYISO_G-I_2_NYISO_J-K | NYISO_G-I | NYISO_J-K | Internal | Summer | B4 | 100 | 6130 | 5487.85 | 116.14 | 116.15 | 0.01 | 0
2030 | NYISO_G-I_2_NYISO_J-K | NYISO_G-I | NYISO_J-K | Internal | Summer | B5 | 200 | 6130 | 5626.45 | 116.14 | 116.15 | 0.01 | 0
2030 | NYISO_G-I_2_NYISO_J-K | NYISO_G-I | NYISO_J-K | Internal | Summer | B6 | 300 | 6130 | 5896.98 | 91.83 | 91.84 | 0.01 | 0
2030 | NYISO_G-I_2_NYISO_J-K | NYISO_G-I | NYISO_J-K | Internal | Summer | B7 | 400 | 6130 | 6130 | 83.01 | 86.66 | 0.01 | 3.64
2030 | NYISO_G-I_2_NYISO_J-K | NYISO_G-I | NYISO_J-K | Internal | Summer | B8 | 500 | 6130 | 5945.33 | 83 | 83.01 | 0.01 | 0
2030 | NYISO_G-I_2_NYISO_J-K | NYISO_G-I | NYISO_J-K | Internal | Summer | B9 | 800 | 6130 | 6130 | 80.37 | 81.37 | 0.01 | 0.99
2030 | NYISO_G-I_2_NYISO_J-K | NYISO_G-I | NYISO_J-K | Internal | Summer | B10 | 1262 | 6130 | 5164.85 | 80.37 | 80.38 | 0.01 | 0
2030 | NYISO_G-I_2_NYISO_J-K | NYISO_G-I | NYISO_J-K | Internal | Winter | B16 | 25 | 6130 | 6130 | 89.7 | 97.25 | 0.01 | 7.54
2030 | NYISO_G-I_2_NYISO_J-K | NYISO_G-I | NYISO_J-K | Internal | Winter | B17 | 100 | 6130 | 6130 | 86.91 | 97.25 | 0.01 | 10.33
2030 | NYISO_G-I_2_NYISO_J-K | NYISO_G-I | NYISO_J-K | Internal | Winter | B18 | 400 | 6130 | 6130 | 85.52 | 97.25 | 0.01 | 11.72
2030 | NYISO_G-I_2_NYISO_J-K | NYISO_G-I | NYISO_J-K | Internal | Winter | B19 | 700 | 6130 | 6130 | 85.1 | 97.25 | 0.01 | 12.14
2030 | NYISO_G-I_2_NYISO_J-K | NYISO_G-I | NYISO_J-K | Internal | Winter | B20 | 935 | 6130 | 6130 | 79.12 | 84.12 | 0.01 | 4.99
2030 | NYISO_G-I_2_PJM_E | NYISO_G-I | PJM_E | Internal | Shoulder | B11 | 25 | 1500 | 0 | 84.38 | 92.36 | 8 | 0
2030 | NYISO_G-I_2_PJM_E | NYISO_G-I | PJM_E | Internal | Shoulder | B12 | 200 | 1500 | 0 | 80.63 | 88.6 | 8 | 0
2030 | NYISO_G-I_2_PJM_E | NYISO_G-I | PJM_E | Internal | Shoulder | B13 | 600 | 1500 | 156.85 | 79.71 | 87.71 | 8 | 0
2030 | NYISO_G-I_2_PJM_E | NYISO_G-I | PJM_E | Internal | Shoulder | B14 | 900 | 1500 | 310.29 | 79.71 | 87.71 | 8 | 0
2030 | NYISO_G-I_2_PJM_E | NYISO_G-I | PJM_E | Internal | Shoulder | B15 | 1203 | 1500 | 0 | 76.48 | 76 | 8 | 0
2030 | NYISO_G-I_2_PJM_E | NYISO_G-I | PJM_E | Internal | Summer | B1 | 10 | 1500 | 322.21 | 132.41 | 140.41 | 8 | 0
2030 | NYISO_G-I_2_PJM_E | NYISO_G-I | PJM_E | Internal | Summer | B2 | 25 | 1500 | 902.4 | 132.39 | 140.39 | 8 | 0
2030 | NYISO_G-I_2_PJM_E | NYISO_G-I | PJM_E | Internal | Summer | B3 | 75 | 1500 | 1500 | 117.28 | 140.36 | 8 | 15.08
2030 | NYISO_G-I_2_PJM_E | NYISO_G-I | PJM_E | Internal | Summer | B4 | 100 | 1500 | 1500 | 116.14 | 135.9 | 8 | 11.76
2030 | NYISO_G-I_2_PJM_E | NYISO_G-I | PJM_E | Internal | Summer | B5 | 200 | 1500 | 1500 | 116.14 | 124.52 | 8 | 0.38
2030 | NYISO_G-I_2_PJM_E | NYISO_G-I | PJM_E | Internal | Summer | B6 | 300 | 1500 | 1421.39 | 91.83 | 99.83 | 8 | 0
2030 | NYISO_G-I_2_PJM_E | NYISO_G-I | PJM_E | Internal | Summer | B7 | 400 | 1500 | 0 | 83.01 | 90.25 | 8 | 0
2030 | NYISO_G-I_2_PJM_E | NYISO_G-I | PJM_E | Internal | Summer | B8 | 500 | 1500 | 0 | 83 | 85.34 | 8 | 0
2030 | NYISO_G-I_2_PJM_E | NYISO_G-I | PJM_E | Internal | Summer | B9 | 800 | 1500 | 0 | 80.37 | 85.06 | 8 | 0
2030 | NYISO_G-I_2_PJM_E | NYISO_G-I | PJM_E | Internal | Summer | B10 | 1262 | 1500 | 0 | 80.37 | 74.37 | 8 | 0
2030 | NYISO_G-I_2_PJM_E | NYISO_G-I | PJM_E | Internal | Winter | B16 | 25 | 1500 | 183.26 | 89.7 | 97.7 | 8 | 0
2030 | NYISO_G-I_2_PJM_E | NYISO_G-I | PJM_E | Internal | Winter | B17 | 100 | 1500 | 298.51 | 86.91 | 94.91 | 8 | 0
2030 | NYISO_G-I_2_PJM_E | NYISO_G-I | PJM_E | Internal | Winter | B18 | 400 | 1500 | 352.7 | 85.52 | 93.52 | 8 | 0
2030 | NYISO_G-I_2_PJM_E | NYISO_G-I | PJM_E | Internal | Winter | B19 | 700 | 1500 | 139.02 | 85.1 | 93.1 | 8 | 0
2030 | NYISO_G-I_2_PJM_E | NYISO_G-I | PJM_E | Internal | Winter | B20 | 935 | 1500 | 0 | 79.12 | 80.95 | 8 | 0
2030 | NYISO_J-K_2_NEISO | NYISO_J-K | NEISO | Internal | Shoulder | B11 | 25 | 315 | 0 | 84.91 | 81.37 | 3 | 0
2030 | NYISO_J-K_2_NEISO | NYISO_J-K | NEISO | Internal | Shoulder | B12 | 200 | 315 | 0 | 84.91 | 77.61 | 3 | 0
2030 | NYISO_J-K_2_NEISO | NYISO_J-K | NEISO | Internal | Shoulder | B13 | 600 | 315 | 0 | 84.91 | 76.69 | 3 | 0
2030 | NYISO_J-K_2_NEISO | NYISO_J-K | NEISO | Internal | Shoulder | B14 | 900 | 315 | 0 | 83.67 | 73.5 | 3 | 0
2030 | NYISO_J-K_2_NEISO | NYISO_J-K | NEISO | Internal | Shoulder | B15 | 1203 | 315 | 0 | 76.5 | 73.5 | 3 | 0
2030 | NYISO_J-K_2_NEISO | NYISO_J-K | NEISO | Internal | Summer | B1 | 10 | 315 | 0 | 132.42 | 105.55 | 3 | 0
2030 | NYISO_J-K_2_NEISO | NYISO_J-K | NEISO | Internal | Summer | B2 | 25 | 315 | 0 | 132.4 | 106.52 | 3 | 0
2030 | NYISO_J-K_2_NEISO | NYISO_J-K | NEISO | Internal | Summer | B3 | 75 | 315 | 0 | 117.3 | 82.59 | 3 | 0
2030 | NYISO_J-K_2_NEISO | NYISO_J-K | NEISO | Internal | Summer | B4 | 100 | 315 | 0 | 116.15 | 80.9 | 3 | 0
2030 | NYISO_J-K_2_NEISO | NYISO_J-K | NEISO | Internal | Summer | B5 | 200 | 315 | 0 | 116.15 | 80.9 | 3 | 0
2030 | NYISO_J-K_2_NEISO | NYISO_J-K | NEISO | Internal | Summer | B6 | 300 | 315 | 0 | 91.84 | 80.9 | 3 | 0
2030 | NYISO_J-K_2_NEISO | NYISO_J-K | NEISO | Internal | Summer | B7 | 400 | 315 | 0 | 86.66 | 80.01 | 3 | 0
2030 | NYISO_J-K_2_NEISO | NYISO_J-K | NEISO | Internal | Summer | B8 | 500 | 315 | 0 | 83.01 | 80.01 | 3 | 0
2030 | NYISO_J-K_2_NEISO | NYISO_J-K | NEISO | Internal | Summer | B9 | 800 | 315 | 0 | 81.37 | 77.38 | 3 | 0
2030 | NYISO_J-K_2_NEISO | NYISO_J-K | NEISO | Internal | Summer | B10 | 1262 | 315 | 0 | 80.38 | 77.38 | 3 | 0
2030 | NYISO_J-K_2_NEISO | NYISO_J-K | NEISO | Internal | Winter | B16 | 25 | 315 | 0 | 97.25 | 82.59 | 3 | 0
2030 | NYISO_J-K_2_NEISO | NYISO_J-K | NEISO | Internal | Winter | B17 | 100 | 315 | 0 | 97.25 | 82.1 | 3 | 0
2030 | NYISO_J-K_2_NEISO | NYISO_J-K | NEISO | Internal | Winter | B18 | 400 | 315 | 0 | 97.25 | 82.1 | 3 | 0
2030 | NYISO_J-K_2_NEISO | NYISO_J-K | NEISO | Internal | Winter | B19 | 700 | 315 | 0 | 97.25 | 82.1 | 3 | 0
2030 | NYISO_J-K_2_NEISO | NYISO_J-K | NEISO | Internal | Winter | B20 | 935 | 315 | 0 | 84.12 | 82.1 | 3 | 0
2030 | NYISO_J-K_2_NYISO_G-I | NYISO_J-K | NYISO_G-I | Internal | Shoulder | B11 | 25 | 1999 | 0 | 84.91 | 84.38 | 0.01 | 0
2030 | NYISO_J-K_2_NYISO_G-I | NYISO_J-K | NYISO_G-I | Internal | Shoulder | B12 | 200 | 1999 | 0 | 84.91 | 80.63 | 0.01 | 0
2030 | NYISO_J-K_2_NYISO_G-I | NYISO_J-K | NYISO_G-I | Internal | Shoulder | B13 | 600 | 1999 | 0 | 84.91 | 79.71 | 0.01 | 0
2030 | NYISO_J-K_2_NYISO_G-I | NYISO_J-K | NYISO_G-I | Internal | Shoulder | B14 | 900 | 1999 | 0 | 83.67 | 79.71 | 0.01 | 0
2030 | NYISO_J-K_2_NYISO_G-I | NYISO_J-K | NYISO_G-I | Internal | Shoulder | B15 | 1203 | 1999 | 0 | 76.5 | 76.48 | 0.01 | 0
2030 | NYISO_J-K_2_NYISO_G-I | NYISO_J-K | NYISO_G-I | Internal | Summer | B1 | 10 | 1999 | 0 | 132.42 | 132.41 | 0.01 | 0
2030 | NYISO_J-K_2_NYISO_G-I | NYISO_J-K | NYISO_G-I | Internal | Summer | B2 | 25 | 1999 | 0 | 132.4 | 132.39 | 0.01 | 0
2030 | NYISO_J-K_2_NYISO_G-I | NYISO_J-K | NYISO_G-I | Internal | Summer | B3 | 75 | 1999 | 0 | 117.3 | 117.28 | 0.01 | 0
2030 | NYISO_J-K_2_NYISO_G-I | NYISO_J-K | NYISO_G-I | Internal | Summer | B4 | 100 | 1999 | 0 | 116.15 | 116.14 | 0.01 | 0
2030 | NYISO_J-K_2_NYISO_G-I | NYISO_J-K | NYISO_G-I | Internal | Summer | B5 | 200 | 1999 | 0 | 116.15 | 116.14 | 0.01 | 0
2030 | NYISO_J-K_2_NYISO_G-I | NYISO_J-K | NYISO_G-I | Internal | Summer | B6 | 300 | 1999 | 0 | 91.84 | 91.83 | 0.01 | 0
2030 | NYISO_J-K_2_NYISO_G-I | NYISO_J-K | NYISO_G-I | Internal | Summer | B7 | 400 | 1999 | 0 | 86.66 | 83.01 | 0.01 | 0
2030 | NYISO_J-K_2_NYISO_G-I | NYISO_J-K | NYISO_G-I | Internal | Summer | B8 | 500 | 1999 | 0 | 83.01 | 83 | 0.01 | 0
2030 | NYISO_J-K_2_NYISO_G-I | NYISO_J-K | NYISO_G-I | Internal | Summer | B9 | 800 | 1999 | 0 | 81.37 | 80.37 | 0.01 | 0
2030 | NYISO_J-K_2_NYISO_G-I | NYISO_J-K | NYISO_G-I | Internal | Summer | B10 | 1262 | 1999 | 0 | 80.38 | 80.37 | 0.01 | 0
2030 | NYISO_J-K_2_NYISO_G-I | NYISO_J-K | NYISO_G-I | Internal | Winter | B16 | 25 | 1999 | 0 | 97.25 | 89.7 | 0.01 | 0
2030 | NYISO_J-K_2_NYISO_G-I | NYISO_J-K | NYISO_G-I | Internal | Winter | B17 | 100 | 1999 | 0 | 97.25 | 86.91 | 0.01 | 0
2030 | NYISO_J-K_2_NYISO_G-I | NYISO_J-K | NYISO_G-I | Internal | Winter | B18 | 400 | 1999 | 0 | 97.25 | 85.52 | 0.01 | 0
2030 | NYISO_J-K_2_NYISO_G-I | NYISO_J-K | NYISO_G-I | Internal | Winter | B19 | 700 | 1999 | 0 | 97.25 | 85.1 | 0.01 | 0
2030 | NYISO_J-K_2_NYISO_G-I | NYISO_J-K | NYISO_G-I | Internal | Winter | B20 | 935 | 1999 | 0 | 84.12 | 79.12 | 0.01 | 0
2030 | NYISO_J-K_2_PJM_E | NYISO_J-K | PJM_E | Internal | Shoulder | B11 | 25 | 330 | 0 | 84.91 | 92.36 | 8 | 0
2030 | NYISO_J-K_2_PJM_E | NYISO_J-K | PJM_E | Internal | Shoulder | B12 | 200 | 330 | 0 | 84.91 | 88.6 | 8 | 0
2030 | NYISO_J-K_2_PJM_E | NYISO_J-K | PJM_E | Internal | Shoulder | B13 | 600 | 330 | 0 | 84.91 | 87.71 | 8 | 0
2030 | NYISO_J-K_2_PJM_E | NYISO_J-K | PJM_E | Internal | Shoulder | B14 | 900 | 330 | 0 | 83.67 | 87.71 | 8 | 0
2030 | NYISO_J-K_2_PJM_E | NYISO_J-K | PJM_E | Internal | Shoulder | B15 | 1203 | 330 | 0 | 76.5 | 76 | 8 | 0
2030 | NYISO_J-K_2_PJM_E | NYISO_J-K | PJM_E | Internal | Summer | B1 | 10 | 330 | 0 | 132.42 | 140.41 | 8 | 0
2030 | NYISO_J-K_2_PJM_E | NYISO_J-K | PJM_E | Internal | Summer | B2 | 25 | 330 | 0 | 132.4 | 140.39 | 8 | 0
2030 | NYISO_J-K_2_PJM_E | NYISO_J-K | PJM_E | Internal | Summer | B3 | 75 | 330 | 330 | 117.3 | 140.36 | 8 | 15.07
2030 | NYISO_J-K_2_PJM_E | NYISO_J-K | PJM_E | Internal | Summer | B4 | 100 | 330 | 330 | 116.15 | 135.9 | 8 | 11.75
2030 | NYISO_J-K_2_PJM_E | NYISO_J-K | PJM_E | Internal | Summer | B5 | 200 | 330 | 330 | 116.15 | 124.52 | 8 | 0.37
2030 | NYISO_J-K_2_PJM_E | NYISO_J-K | PJM_E | Internal | Summer | B6 | 300 | 330 | 0 | 91.84 | 99.83 | 8 | 0
2030 | NYISO_J-K_2_PJM_E | NYISO_J-K | PJM_E | Internal | Summer | B7 | 400 | 330 | 0 | 86.66 | 90.25 | 8 | 0
2030 | NYISO_J-K_2_PJM_E | NYISO_J-K | PJM_E | Internal | Summer | B8 | 500 | 330 | 0 | 83.01 | 85.34 | 8 | 0
2030 | NYISO_J-K_2_PJM_E | NYISO_J-K | PJM_E | Internal | Summer | B9 | 800 | 330 | 0 | 81.37 | 85.06 | 8 | 0
2030 | NYISO_J-K_2_PJM_E | NYISO_J-K | PJM_E | Internal | Summer | B10 | 1262 | 330 | 0 | 80.38 | 74.37 | 8 | 0
2030 | NYISO_J-K_2_PJM_E | NYISO_J-K | PJM_E | Internal | Winter | B16 | 25 | 330 | 0 | 97.25 | 97.7 | 8 | 0
2030 | NYISO_J-K_2_PJM_E | NYISO_J-K | PJM_E | Internal | Winter | B17 | 100 | 330 | 0 | 97.25 | 94.91 | 8 | 0
2030 | NYISO_J-K_2_PJM_E | NYISO_J-K | PJM_E | Internal | Winter | B18 | 400 | 330 | 0 | 97.25 | 93.52 | 8 | 0
2030 | NYISO_J-K_2_PJM_E | NYISO_J-K | PJM_E | Internal | Winter | B19 | 700 | 330 | 0 | 97.25 | 93.1 | 8 | 0
2030 | NYISO_J-K_2_PJM_E | NYISO_J-K | PJM_E | Internal | Winter | B20 | 935 | 330 | 0 | 84.12 | 80.95 | 8 | 0
2030 | PJM_E_2_NYISO_G-I | PJM_E | NYISO_G-I | Internal | Shoulder | B11 | 25 | 500 | 0 | 92.36 | 84.38 | 6 | 0
2030 | PJM_E_2_NYISO_G-I | PJM_E | NYISO_G-I | Internal | Shoulder | B12 | 200 | 500 | 0 | 88.6 | 80.63 | 6 | 0
2030 | PJM_E_2_NYISO_G-I | PJM_E | NYISO_G-I | Internal | Shoulder | B13 | 600 | 500 | 0 | 87.71 | 79.71 | 6 | 0
2030 | PJM_E_2_NYISO_G-I | PJM_E | NYISO_G-I | Internal | Shoulder | B14 | 900 | 500 | 0 | 87.71 | 79.71 | 6 | 0
2030 | PJM_E_2_NYISO_G-I | PJM_E | NYISO_G-I | Internal | Shoulder | B15 | 1203 | 500 | 0 | 76 | 76.48 | 6 | 0
2030 | PJM_E_2_NYISO_G-I | PJM_E | NYISO_G-I | Internal | Summer | B1 | 10 | 500 | 0 | 140.41 | 132.41 | 6 | 0
2030 | PJM_E_2_NYISO_G-I | PJM_E | NYISO_G-I | Internal | Summer | B2 | 25 | 500 | 0 | 140.39 | 132.39 | 6 | 0
2030 | PJM_E_2_NYISO_G-I | PJM_E | NYISO_G-I | Internal | Summer | B3 | 75 | 500 | 0 | 140.36 | 117.28 | 6 | 0
2030 | PJM_E_2_NYISO_G-I | PJM_E | NYISO_G-I | Internal | Summer | B4 | 100 | 500 | 0 | 135.9 | 116.14 | 6 | 0
2030 | PJM_E_2_NYISO_G-I | PJM_E | NYISO_G-I | Internal | Summer | B5 | 200 | 500 | 0 | 124.52 | 116.14 | 6 | 0
2030 | PJM_E_2_NYISO_G-I | PJM_E | NYISO_G-I | Internal | Summer | B6 | 300 | 500 | 0 | 99.83 | 91.83 | 6 | 0
2030 | PJM_E_2_NYISO_G-I | PJM_E | NYISO_G-I | Internal | Summer | B7 | 400 | 500 | 0 | 90.25 | 83.01 | 6 | 0
2030 | PJM_E_2_NYISO_G-I | PJM_E | NYISO_G-I | Internal | Summer | B8 | 500 | 500 | 0 | 85.34 | 83 | 6 | 0
2030 | PJM_E_2_NYISO_G-I | PJM_E | NYISO_G-I | Internal | Summer | B9 | 800 | 500 | 0 | 85.06 | 80.37 | 6 | 0
2030 | PJM_E_2_NYISO_G-I | PJM_E | NYISO_G-I | Internal | Summer | B10 | 1262 | 500 | 439.67 | 74.37 | 80.37 | 6 | 0
2030 | PJM_E_2_NYISO_G-I | PJM_E | NYISO_G-I | Internal | Winter | B16 | 25 | 500 | 0 | 97.7 | 89.7 | 6 | 0
2030 | PJM_E_2_NYISO_G-I | PJM_E | NYISO_G-I | Internal | Winter | B17 | 100 | 500 | 0 | 94.91 | 86.91 | 6 | 0
2030 | PJM_E_2_NYISO_G-I | PJM_E | NYISO_G-I | Internal | Winter | B18 | 400 | 500 | 0 | 93.52 | 85.52 | 6 | 0
2030 | PJM_E_2_NYISO_G-I | PJM_E | NYISO_G-I | Internal | Winter | B19 | 700 | 500 | 0 | 93.1 | 85.1 | 6 | 0
2030 | PJM_E_2_NYISO_G-I | PJM_E | NYISO_G-I | Internal | Winter | B20 | 935 | 500 | 0 | 80.95 | 79.12 | 6 | 0
2030 | PJM_E_2_NYISO_J-K | PJM_E | NYISO_J-K | Internal | Shoulder | B11 | 25 | 330 | 0 | 92.36 | 84.91 | 6 | 0
2030 | PJM_E_2_NYISO_J-K | PJM_E | NYISO_J-K | Internal | Shoulder | B12 | 200 | 330 | 0 | 88.6 | 84.91 | 6 | 0
2030 | PJM_E_2_NYISO_J-K | PJM_E | NYISO_J-K | Internal | Shoulder | B13 | 600 | 330 | 0 | 87.71 | 84.91 | 6 | 0
2030 | PJM_E_2_NYISO_J-K | PJM_E | NYISO_J-K | Internal | Shoulder | B14 | 900 | 330 | 0 | 87.71 | 83.67 | 6 | 0
2030 | PJM_E_2_NYISO_J-K | PJM_E | NYISO_J-K | Internal | Shoulder | B15 | 1203 | 330 | 0 | 76 | 76.5 | 6 | 0
2030 | PJM_E_2_NYISO_J-K | PJM_E | NYISO_J-K | Internal | Summer | B1 | 10 | 330 | 0 | 140.41 | 132.42 | 6 | 0
2030 | PJM_E_2_NYISO_J-K | PJM_E | NYISO_J-K | Internal | Summer | B2 | 25 | 330 | 0 | 140.39 | 132.4 | 6 | 0
2030 | PJM_E_2_NYISO_J-K | PJM_E | NYISO_J-K | Internal | Summer | B3 | 75 | 330 | 0 | 140.36 | 117.3 | 6 | 0
2030 | PJM_E_2_NYISO_J-K | PJM_E | NYISO_J-K | Internal | Summer | B4 | 100 | 330 | 0 | 135.9 | 116.15 | 6 | 0
2030 | PJM_E_2_NYISO_J-K | PJM_E | NYISO_J-K | Internal | Summer | B5 | 200 | 330 | 0 | 124.52 | 116.15 | 6 | 0
2030 | PJM_E_2_NYISO_J-K | PJM_E | NYISO_J-K | Internal | Summer | B6 | 300 | 330 | 0 | 99.83 | 91.84 | 6 | 0
2030 | PJM_E_2_NYISO_J-K | PJM_E | NYISO_J-K | Internal | Summer | B7 | 400 | 330 | 0 | 90.25 | 86.66 | 6 | 0
2030 | PJM_E_2_NYISO_J-K | PJM_E | NYISO_J-K | Internal | Summer | B8 | 500 | 330 | 0 | 85.34 | 83.01 | 6 | 0
2030 | PJM_E_2_NYISO_J-K | PJM_E | NYISO_J-K | Internal | Summer | B9 | 800 | 330 | 0 | 85.06 | 81.37 | 6 | 0
2030 | PJM_E_2_NYISO_J-K | PJM_E | NYISO_J-K | Internal | Summer | B10 | 1262 | 330 | 330 | 74.37 | 80.38 | 6 | 0.01
2030 | PJM_E_2_NYISO_J-K | PJM_E | NYISO_J-K | Internal | Winter | B16 | 25 | 330 | 0 | 97.7 | 97.25 | 6 | 0
2030 | PJM_E_2_NYISO_J-K | PJM_E | NYISO_J-K | Internal | Winter | B17 | 100 | 330 | 0 | 94.91 | 97.25 | 6 | 0
2030 | PJM_E_2_NYISO_J-K | PJM_E | NYISO_J-K | Internal | Winter | B18 | 400 | 330 | 0 | 93.52 | 97.25 | 6 | 0
2030 | PJM_E_2_NYISO_J-K | PJM_E | NYISO_J-K | Internal | Winter | B19 | 700 | 330 | 0 | 93.1 | 97.25 | 6 | 0
2030 | PJM_E_2_NYISO_J-K | PJM_E | NYISO_J-K | Internal | Winter | B20 | 935 | 330 | 0 | 80.95 | 84.12 | 6 | 0
2030 | PJM_E_2_PJM_ROM | PJM_E | PJM_ROM | Internal | Shoulder | B11 | 25 | 8000 | 211.2 | 92.36 | 92.37 | 0.01 | 0
2030 | PJM_E_2_PJM_ROM | PJM_E | PJM_ROM | Internal | Shoulder | B12 | 200 | 8000 | 141.13 | 88.6 | 88.61 | 0.01 | 0
2030 | PJM_E_2_PJM_ROM | PJM_E | PJM_ROM | Internal | Shoulder | B13 | 600 | 8000 | 0 | 87.71 | 87.69 | 0.01 | 0
2030 | PJM_E_2_PJM_ROM | PJM_E | PJM_ROM | Internal | Shoulder | B14 | 900 | 8000 | 0 | 87.71 | 87.69 | 0.01 | 0
2030 | PJM_E_2_PJM_ROM | PJM_E | PJM_ROM | Internal | Shoulder | B15 | 1203 | 8000 | 409.71 | 76 | 76.01 | 0.01 | 0
2030 | PJM_E_2_PJM_ROM | PJM_E | PJM_ROM | Internal | Summer | B1 | 10 | 8000 | 0 | 140.41 | 140.4 | 0.01 | 0
2030 | PJM_E_2_PJM_ROM | PJM_E | PJM_ROM | Internal | Summer | B2 | 25 | 8000 | 139.74 | 140.39 | 140.4 | 0.01 | 0
2030 | PJM_E_2_PJM_ROM | PJM_E | PJM_ROM | Internal | Summer | B3 | 75 | 8000 | 3690.2 | 140.36 | 140.37 | 0.01 | 0
2030 | PJM_E_2_PJM_ROM | PJM_E | PJM_ROM | Internal | Summer | B4 | 100 | 8000 | 5522.89 | 135.9 | 135.91 | 0.01 | 0
2030 | PJM_E_2_PJM_ROM | PJM_E | PJM_ROM | Internal | Summer | B5 | 200 | 8000 | 2633.69 | 124.52 | 124.53 | 0.01 | 0
2030 | PJM_E_2_PJM_ROM | PJM_E | PJM_ROM | Internal | Summer | B6 | 300 | 8000 | 2569.95 | 99.83 | 99.84 | 0.01 | 0
2030 | PJM_E_2_PJM_ROM | PJM_E | PJM_ROM | Internal | Summer | B7 | 400 | 8000 | 186.82 | 90.25 | 90.26 | 0.01 | 0
2030 | PJM_E_2_PJM_ROM | PJM_E | PJM_ROM | Internal | Summer | B8 | 500 | 8000 | 967.4 | 85.34 | 85.36 | 0.01 | 0
2030 | PJM_E_2_PJM_ROM | PJM_E | PJM_ROM | Internal | Summer | B9 | 800 | 8000 | 0 | 85.06 | 85.05 | 0.01 | 0
2030 | PJM_E_2_PJM_ROM | PJM_E | PJM_ROM | Internal | Summer | B10 | 1262 | 8000 | 361.35 | 74.37 | 74.38 | 0.01 | 0
2030 | PJM_E_2_PJM_ROM | PJM_E | PJM_ROM | Internal | Winter | B16 | 25 | 8000 | 0 | 97.7 | 97.69 | 0.01 | 0
2030 | PJM_E_2_PJM_ROM | PJM_E | PJM_ROM | Internal | Winter | B17 | 100 | 8000 | 0 | 94.91 | 94.9 | 0.01 | 0
2030 | PJM_E_2_PJM_ROM | PJM_E | PJM_ROM | Internal | Winter | B18 | 400 | 8000 | 0 | 93.52 | 93.51 | 0.01 | 0
2030 | PJM_E_2_PJM_ROM | PJM_E | PJM_ROM | Internal | Winter | B19 | 700 | 8000 | 0 | 93.1 | 93.09 | 0.01 | 0
2030 | PJM_E_2_PJM_ROM | PJM_E | PJM_ROM | Internal | Winter | B20 | 935 | 8000 | 0 | 80.95 | 80.94 | 0.01 | 0
2030 | PJM_ROR_2_MISO_IN | PJM_ROR | MISO_IN | Internal | Shoulder | B11 | 25 | 1170 | 0 | 92.36 | 75.95 | 2 | 0
2030 | PJM_ROR_2_MISO_IN | PJM_ROR | MISO_IN | Internal | Shoulder | B12 | 200 | 1170 | 0 | 88.6 | 75.95 | 2 | 0
2030 | PJM_ROR_2_MISO_IN | PJM_ROR | MISO_IN | Internal | Shoulder | B13 | 600 | 1170 | 0 | 86.4 | 75.95 | 2 | 0
2030 | PJM_ROR_2_MISO_IN | PJM_ROR | MISO_IN | Internal | Shoulder | B14 | 900 | 1170 | 0 | 77.72 | 75.7 | 2 | 0
2030 | PJM_ROR_2_MISO_IN | PJM_ROR | MISO_IN | Internal | Shoulder | B15 | 1203 | 1170 | 0 | 75.87 | 71.47 | 2 | 0
2030 | PJM_ROR_2_MISO_IN | PJM_ROR | MISO_IN | Internal | Summer | B1 | 10 | 1170 | 0 | 140.39 | 130.27 | 2 | 0
2030 | PJM_ROR_2_MISO_IN | PJM_ROR | MISO_IN | Internal | Summer | B2 | 25 | 1170 | 0 | 140.39 | 138.37 | 2 | 0
2030 | PJM_ROR_2_MISO_IN | PJM_ROR | MISO_IN | Internal | Summer | B3 | 75 | 1170 | 0 | 140.39 | 138.37 | 2 | 0
2030 | PJM_ROR_2_MISO_IN | PJM_ROR | MISO_IN | Internal | Summer | B4 | 100 | 1170 | 0 | 135.92 | 133.91 | 2 | 0
2030 | PJM_ROR_2_MISO_IN | PJM_ROR | MISO_IN | Internal | Summer | B5 | 200 | 1170 | 0 | 124.52 | 106.57 | 2 | 0
2030 | PJM_ROR_2_MISO_IN | PJM_ROR | MISO_IN | Internal | Summer | B6 | 300 | 1170 | 0 | 99.83 | 92.15 | 2 | 0
2030 | PJM_ROR_2_MISO_IN | PJM_ROR | MISO_IN | Internal | Summer | B7 | 400 | 1170 | 0 | 90.25 | 86.23 | 2 | 0
2030 | PJM_ROR_2_MISO_IN | PJM_ROR | MISO_IN | Internal | Summer | B8 | 500 | 1170 | 0 | 85.34 | 78.9 | 2 | 0
2030 | PJM_ROR_2_MISO_IN | PJM_ROR | MISO_IN | Internal | Summer | B9 | 800 | 1170 | 0 | 76.87 | 74.6 | 2 | 0
2030 | PJM_ROR_2_MISO_IN | PJM_ROR | MISO_IN | Internal | Summer | B10 | 1262 | 1170 | 0 | 74.37 | 74.6 | 2 | 0
2030 | PJM_ROR_2_MISO_IN | PJM_ROR | MISO_IN | Internal | Winter | B16 | 25 | 1170 | 0 | 96.1 | 78.59 | 2 | 0
2030 | PJM_ROR_2_MISO_IN | PJM_ROR | MISO_IN | Internal | Winter | B17 | 100 | 1170 | 0 | 94.89 | 78.59 | 2 | 0
2030 | PJM_ROR_2_MISO_IN | PJM_ROR | MISO_IN | Internal | Winter | B18 | 400 | 1170 | 0 | 91.17 | 78.59 | 2 | 0
2030 | PJM_ROR_2_MISO_IN | PJM_ROR | MISO_IN | Internal | Winter | B19 | 700 | 1170 | 0 | 80.6 | 78.59 | 2 | 0
2030 | PJM_ROR_2_MISO_IN | PJM_ROR | MISO_IN | Internal | Winter | B20 | 935 | 1170 | 0 | 78.94 | 74.32 | 2 | 0
2030 | PJM_ROR_2_MISO_MO-IL | PJM_ROR | MISO_MO-IL | Internal | Shoulder | B11 | 25 | 1111 | 0 | 92.36 | 90.35 | 2 | 0
2030 | PJM_ROR_2_MISO_MO-IL | PJM_ROR | MISO_MO-IL | Internal | Shoulder | B12 | 200 | 1111 | 0 | 88.6 | 78.27 | 2 | 0
2030 | PJM_ROR_2_MISO_MO-IL | PJM_ROR | MISO_MO-IL | Internal | Shoulder | B13 | 600 | 1111 | 0 | 86.4 | 75.96 | 2 | 0
2030 | PJM_ROR_2_MISO_MO-IL | PJM_ROR | MISO_MO-IL | Internal | Shoulder | B14 | 900 | 1111 | 0 | 77.72 | 75.32 | 2 | 0
2030 | PJM_ROR_2_MISO_MO-IL | PJM_ROR | MISO_MO-IL | Internal | Shoulder | B15 | 1203 | 1111 | 0 | 75.87 | 62.87 | 2 | 0
2030 | PJM_ROR_2_MISO_MO-IL | PJM_ROR | MISO_MO-IL | Internal | Summer | B1 | 10 | 1111 | 0 | 140.39 | 138.27 | 2 | 0
2030 | PJM_ROR_2_MISO_MO-IL | PJM_ROR | MISO_MO-IL | Internal | Summer | B2 | 25 | 1111 | 0 | 140.39 | 138.39 | 2 | 0
2030 | PJM_ROR_2_MISO_MO-IL | PJM_ROR | MISO_MO-IL | Internal | Summer | B3 | 75 | 1111 | 0 | 140.39 | 138.4 | 2 | 0
2030 | PJM_ROR_2_MISO_MO-IL | PJM_ROR | MISO_MO-IL | Internal | Summer | B4 | 100 | 1111 | 0 | 135.92 | 133.93 | 2 | 0
2030 | PJM_ROR_2_MISO_MO-IL | PJM_ROR | MISO_MO-IL | Internal | Summer | B5 | 200 | 1111 | 0 | 124.52 | 122.53 | 2 | 0
2030 | PJM_ROR_2_MISO_MO-IL | PJM_ROR | MISO_MO-IL | Internal | Summer | B6 | 300 | 1111 | 0 | 99.83 | 97.83 | 2 | 0
2030 | PJM_ROR_2_MISO_MO-IL | PJM_ROR | MISO_MO-IL | Internal | Summer | B7 | 400 | 1111 | 0 | 90.25 | 88.26 | 2 | 0
2030 | PJM_ROR_2_MISO_MO-IL | PJM_ROR | MISO_MO-IL | Internal | Summer | B8 | 500 | 1111 | 0 | 85.34 | 83.36 | 2 | 0
2030 | PJM_ROR_2_MISO_MO-IL | PJM_ROR | MISO_MO-IL | Internal | Summer | B9 | 800 | 1111 | 0 | 76.87 | 74.88 | 2 | 0
2030 | PJM_ROR_2_MISO_MO-IL | PJM_ROR | MISO_MO-IL | Internal | Summer | B10 | 1262 | 1111 | 0 | 74.37 | 74.59 | 2 | 0
2030 | PJM_ROR_2_MISO_MO-IL | PJM_ROR | MISO_MO-IL | Internal | Winter | B16 | 25 | 1111 | 0 | 96.1 | 78.6 | 2 | 0
2030 | PJM_ROR_2_MISO_MO-IL | PJM_ROR | MISO_MO-IL | Internal | Winter | B17 | 100 | 1111 | 0 | 94.89 | 78.6 | 2 | 0
2030 | PJM_ROR_2_MISO_MO-IL | PJM_ROR | MISO_MO-IL | Internal | Winter | B18 | 400 | 1111 | 0 | 91.17 | 78.6 | 2 | 0
2030 | PJM_ROR_2_MISO_MO-IL | PJM_ROR | MISO_MO-IL | Internal | Winter | B19 | 700 | 1111 | 0 | 80.6 | 78.6 | 2 | 0
2030 | PJM_ROR_2_MISO_MO-IL | PJM_ROR | MISO_MO-IL | Internal | Winter | B20 | 935 | 1111 | 0 | 78.94 | 60.27 | 2 | 0
2030 | PJM_ROR_2_MISO_W | PJM_ROR | MISO_W | Internal | Shoulder | B11 | 25 | 13129 | 0 | 92.36 | 90.36 | 2 | 0
2030 | PJM_ROR_2_MISO_W | PJM_ROR | MISO_W | Internal | Shoulder | B12 | 200 | 13129 | 0 | 88.6 | 78.26 | 2 | 0
2030 | PJM_ROR_2_MISO_W | PJM_ROR | MISO_W | Internal | Shoulder | B13 | 600 | 13129 | 0 | 86.4 | 75.95 | 2 | 0
2030 | PJM_ROR_2_MISO_W | PJM_ROR | MISO_W | Internal | Shoulder | B14 | 900 | 13129 | 0 | 77.72 | 49.7 | 2 | 0
2030 | PJM_ROR_2_MISO_W | PJM_ROR | MISO_W | Internal | Shoulder | B15 | 1203 | 13129 | 0 | 75.87 | 12.01 | 2 | 0
2030 | PJM_ROR_2_MISO_W | PJM_ROR | MISO_W | Internal | Summer | B1 | 10 | 13129 | 0 | 140.39 | 138.39 | 2 | 0
2030 | PJM_ROR_2_MISO_W | PJM_ROR | MISO_W | Internal | Summer | B2 | 25 | 13129 | 0 | 140.39 | 138.39 | 2 | 0
2030 | PJM_ROR_2_MISO_W | PJM_ROR | MISO_W | Internal | Summer | B3 | 75 | 13129 | 0 | 140.39 | 138.39 | 2 | 0
2030 | PJM_ROR_2_MISO_W | PJM_ROR | MISO_W | Internal | Summer | B4 | 100 | 13129 | 0 | 135.92 | 133.92 | 2 | 0
2030 | PJM_ROR_2_MISO_W | PJM_ROR | MISO_W | Internal | Summer | B5 | 200 | 13129 | 0 | 124.52 | 122.52 | 2 | 0
2030 | PJM_ROR_2_MISO_W | PJM_ROR | MISO_W | Internal | Summer | B6 | 300 | 13129 | 0 | 99.83 | 97.83 | 2 | 0
2030 | PJM_ROR_2_MISO_W | PJM_ROR | MISO_W | Internal | Summer | B7 | 400 | 13129 | 0 | 90.25 | 88.25 | 2 | 0
2030 | PJM_ROR_2_MISO_W | PJM_ROR | MISO_W | Internal | Summer | B8 | 500 | 13129 | 0 | 85.34 | 83.34 | 2 | 0
2030 | PJM_ROR_2_MISO_W | PJM_ROR | MISO_W | Internal | Summer | B9 | 800 | 13129 | 0 | 76.87 | 74.87 | 2 | 0
2030 | PJM_ROR_2_MISO_W | PJM_ROR | MISO_W | Internal | Summer | B10 | 1262 | 13129 | 0 | 74.37 | 72.37 | 2 | 0
2030 | PJM_ROR_2_MISO_W | PJM_ROR | MISO_W | Internal | Winter | B16 | 25 | 13129 | 0 | 96.1 | 61.93 | 2 | 0
2030 | PJM_ROR_2_MISO_W | PJM_ROR | MISO_W | Internal | Winter | B17 | 100 | 13129 | 0 | 94.89 | 66.59 | 2 | 0
2030 | PJM_ROR_2_MISO_W | PJM_ROR | MISO_W | Internal | Winter | B18 | 400 | 13129 | 0 | 91.17 | 78.58 | 2 | 0
2030 | PJM_ROR_2_MISO_W | PJM_ROR | MISO_W | Internal | Winter | B19 | 700 | 13129 | 0 | 80.6 | 78.58 | 2 | 0
2030 | PJM_ROR_2_MISO_W | PJM_ROR | MISO_W | Internal | Winter | B20 | 935 | 13129 | 0 | 78.94 | 23.86 | 2 | 0
2030 | PJM_ROR_2_PJM_ROM | PJM_ROR | PJM_ROM | Internal | Shoulder | B11 | 25 | 8000 | 6899.88 | 92.36 | 92.37 | 0.01 | 0
2030 | PJM_ROR_2_PJM_ROM | PJM_ROR | PJM_ROM | Internal | Shoulder | B12 | 200 | 8000 | 7467.55 | 88.6 | 88.61 | 0.01 | 0
2030 | PJM_ROR_2_PJM_ROM | PJM_ROR | PJM_ROM | Internal | Shoulder | B13 | 600 | 8000 | 8000 | 86.4 | 87.69 | 0.01 | 1.28
2030 | PJM_ROR_2_PJM_ROM | PJM_ROR | PJM_ROM | Internal | Shoulder | B14 | 900 | 8000 | 8000 | 77.72 | 87.69 | 0.01 | 9.97
2030 | PJM_ROR_2_PJM_ROM | PJM_ROR | PJM_ROM | Internal | Shoulder | B15 | 1203 | 8000 | 8000 | 75.87 | 76.01 | 0.01 | 0.14
2030 | PJM_ROR_2_PJM_ROM | PJM_ROR | PJM_ROM | Internal | Summer | B1 | 10 | 8000 | 5001.59 | 140.39 | 140.4 | 0.01 | 0
2030 | PJM_ROR_2_PJM_ROM | PJM_ROR | PJM_ROM | Internal | Summer | B2 | 25 | 8000 | 3171.2 | 140.39 | 140.4 | 0.01 | 0
2030 | PJM_ROR_2_PJM_ROM | PJM_ROR | PJM_ROM | Internal | Summer | B3 | 75 | 8000 | 0 | 140.39 | 140.37 | 0.01 | 0
2030 | PJM_ROR_2_PJM_ROM | PJM_ROR | PJM_ROM | Internal | Summer | B4 | 100 | 8000 | 0 | 135.92 | 135.91 | 0.01 | 0
2030 | PJM_ROR_2_PJM_ROM | PJM_ROR | PJM_ROM | Internal | Summer | B5 | 200 | 8000 | 1196.98 | 124.52 | 124.53 | 0.01 | 0
2030 | PJM_ROR_2_PJM_ROM | PJM_ROR | PJM_ROM | Internal | Summer | B6 | 300 | 8000 | 2521.6 | 99.83 | 99.84 | 0.01 | 0
2030 | PJM_ROR_2_PJM_ROM | PJM_ROR | PJM_ROM | Internal | Summer | B7 | 400 | 8000 | 6353.9 | 90.25 | 90.26 | 0.01 | 0
2030 | PJM_ROR_2_PJM_ROM | PJM_ROR | PJM_ROM | Internal | Summer | B8 | 500 | 8000 | 6908.87 | 85.34 | 85.36 | 0.01 | 0
2030 | PJM_ROR_2_PJM_ROM | PJM_ROR | PJM_ROM | Internal | Summer | B9 | 800 | 8000 | 8000 | 76.87 | 85.05 | 0.01 | 8.17
2030 | PJM_ROR_2_PJM_ROM | PJM_ROR | PJM_ROM | Internal | Summer | B10 | 1262 | 8000 | 4478.11 | 74.37 | 74.38 | 0.01 | 0
2030 | PJM_ROR_2_PJM_ROM | PJM_ROR | PJM_ROM | Internal | Winter | B16 | 25 | 8000 | 8000 | 96.1 | 97.69 | 0.01 | 1.57
2030 | PJM_ROR_2_PJM_ROM | PJM_ROR | PJM_ROM | Internal | Winter | B17 | 100 | 8000 | 6560.24 | 94.89 | 94.9 | 0.01 | 0
2030 | PJM_ROR_2_PJM_ROM | PJM_ROR | PJM_ROM | Internal | Winter | B18 | 400 | 8000 | 8000 | 91.17 | 93.51 | 0.01 | 2.33
2030 | PJM_ROR_2_PJM_ROM | PJM_ROR | PJM_ROM | Internal | Winter | B19 | 700 | 8000 | 8000 | 80.6 | 93.09 | 0.01 | 12.48
2030 | PJM_ROR_2_PJM_ROM | PJM_ROR | PJM_ROM | Internal | Winter | B20 | 935 | 8000 | 8000 | 78.94 | 80.94 | 0.01 | 1.98
2030 | PJM_ROR_2_TVA_Transmission | PJM_ROR | TVA_Transmission | Internal | Shoulder | B11 | 25 | 2500 | 0 | 92.36 | 91.95 | 6 | 0
2030 | PJM_ROR_2_TVA_Transmission | PJM_ROR | TVA_Transmission | Internal | Shoulder | B12 | 200 | 2500 | 0 | 88.6 | 86.27 | 6 | 0
2030 | PJM_ROR_2_TVA_Transmission | PJM_ROR | TVA_Transmission | Internal | Shoulder | B13 | 600 | 2500 | 0 | 86.4 | 83.96 | 6 | 0
2030 | PJM_ROR_2_TVA_Transmission | PJM_ROR | TVA_Transmission | Internal | Shoulder | B14 | 900 | 2500 | 0 | 77.72 | 83.32 | 6 | 0
2030 | PJM_ROR_2_TVA_Transmission | PJM_ROR | TVA_Transmission | Internal | Shoulder | B15 | 1203 | 2500 | 0 | 75.87 | 79.45 | 6 | 0
2030 | PJM_ROR_2_TVA_Transmission | PJM_ROR | TVA_Transmission | Internal | Summer | B1 | 10 | 2500 | 0 | 140.39 | 146.27 | 6 | 0
2030 | PJM_ROR_2_TVA_Transmission | PJM_ROR | TVA_Transmission | Internal | Summer | B2 | 25 | 2500 | 808.46 | 140.39 | 146.39 | 6 | 0
2030 | PJM_ROR_2_TVA_Transmission | PJM_ROR | TVA_Transmission | Internal | Summer | B3 | 75 | 2500 | 1969.84 | 140.39 | 146.39 | 6 | 0
2030 | PJM_ROR_2_TVA_Transmission | PJM_ROR | TVA_Transmission | Internal | Summer | B4 | 100 | 2500 | 1544.23 | 135.92 | 141.92 | 6 | 0
2030 | PJM_ROR_2_TVA_Transmission | PJM_ROR | TVA_Transmission | Internal | Summer | B5 | 200 | 2500 | 0 | 124.52 | 122.21 | 6 | 0
2030 | PJM_ROR_2_TVA_Transmission | PJM_ROR | TVA_Transmission | Internal | Summer | B6 | 300 | 2500 | 0 | 99.83 | 101.17 | 6 | 0
2030 | PJM_ROR_2_TVA_Transmission | PJM_ROR | TVA_Transmission | Internal | Summer | B7 | 400 | 2500 | 0 | 90.25 | 93.69 | 6 | 0
2030 | PJM_ROR_2_TVA_Transmission | PJM_ROR | TVA_Transmission | Internal | Summer | B8 | 500 | 2500 | 0 | 85.34 | 90.66 | 6 | 0
2030 | PJM_ROR_2_TVA_Transmission | PJM_ROR | TVA_Transmission | Internal | Summer | B9 | 800 | 2500 | 1562.95 | 76.87 | 82.87 | 6 | 0
2030 | PJM_ROR_2_TVA_Transmission | PJM_ROR | TVA_Transmission | Internal | Summer | B10 | 1262 | 2500 | 0 | 74.37 | 79.14 | 6 | 0
2030 | PJM_ROR_2_TVA_Transmission | PJM_ROR | TVA_Transmission | Internal | Winter | B16 | 25 | 2500 | 0 | 96.1 | 94.59 | 6 | 0
2030 | PJM_ROR_2_TVA_Transmission | PJM_ROR | TVA_Transmission | Internal | Winter | B17 | 100 | 2500 | 0 | 94.89 | 86.6 | 6 | 0
2030 | PJM_ROR_2_TVA_Transmission | PJM_ROR | TVA_Transmission | Internal | Winter | B18 | 400 | 2500 | 0 | 91.17 | 86.6 | 6 | 0
2030 | PJM_ROR_2_TVA_Transmission | PJM_ROR | TVA_Transmission | Internal | Winter | B19 | 700 | 2500 | 39.43 | 80.6 | 86.6 | 6 | 0
2030 | PJM_ROR_2_TVA_Transmission | PJM_ROR | TVA_Transmission | Internal | Winter | B20 | 935 | 2500 | 0 | 78.94 | 82.03 | 6 | 0
2030 | PJM_ROR_2_VACAR | PJM_ROR | VACAR | Internal | Shoulder | B11 | 25 | 3000 | 2538.51 | 92.36 | 98.36 | 6 | 0
2030 | PJM_ROR_2_VACAR | PJM_ROR | VACAR | Internal | Shoulder | B12 | 200 | 3000 | 2157.12 | 88.6 | 94.6 | 6 | 0
2030 | PJM_ROR_2_VACAR | PJM_ROR | VACAR | Internal | Shoulder | B13 | 600 | 3000 | 0 | 86.4 | 89.37 | 6 | 0
2030 | PJM_ROR_2_VACAR | PJM_ROR | VACAR | Internal | Shoulder | B14 | 900 | 3000 | 2220.88 | 77.72 | 83.72 | 6 | 0
2030 | PJM_ROR_2_VACAR | PJM_ROR | VACAR | Internal | Shoulder | B15 | 1203 | 3000 | 3000 | 75.87 | 82.83 | 6 | 0.96
2030 | PJM_ROR_2_VACAR | PJM_ROR | VACAR | Internal | Summer | B1 | 10 | 3000 | 3000 | 140.39 | 151.39 | 6 | 5
2030 | PJM_ROR_2_VACAR | PJM_ROR | VACAR | Internal | Summer | B2 | 25 | 3000 | 3000 | 140.39 | 151.39 | 6 | 5
2030 | PJM_ROR_2_VACAR | PJM_ROR | VACAR | Internal | Summer | B3 | 75 | 3000 | 3000 | 140.39 | 151.39 | 6 | 5
2030 | PJM_ROR_2_VACAR | PJM_ROR | VACAR | Internal | Summer | B4 | 100 | 3000 | 3000 | 135.92 | 150.92 | 6 | 9
2030 | PJM_ROR_2_VACAR | PJM_ROR | VACAR | Internal | Summer | B5 | 200 | 3000 | 2404.72 | 124.52 | 130.52 | 6 | 0
2030 | PJM_ROR_2_VACAR | PJM_ROR | VACAR | Internal | Summer | B6 | 300 | 3000 | 2665.27 | 99.83 | 105.83 | 6 | 0
2030 | PJM_ROR_2_VACAR | PJM_ROR | VACAR | Internal | Summer | B7 | 400 | 3000 | 1706.97 | 90.25 | 96.25 | 6 | 0
2030 | PJM_ROR_2_VACAR | PJM_ROR | VACAR | Internal | Summer | B8 | 500 | 3000 | 769.17 | 85.34 | 91.34 | 6 | 0
2030 | PJM_ROR_2_VACAR | PJM_ROR | VACAR | Internal | Summer | B9 | 800 | 3000 | 112.1 | 76.87 | 82.87 | 6 | 0
2030 | PJM_ROR_2_VACAR | PJM_ROR | VACAR | Internal | Summer | B10 | 1262 | 3000 | 3000 | 74.37 | 80.87 | 6 | 0.49
2030 | PJM_ROR_2_VACAR | PJM_ROR | VACAR | Internal | Winter | B16 | 25 | 3000 | 3000 | 96.1 | 118.66 | 6 | 16.55
2030 | PJM_ROR_2_VACAR | PJM_ROR | VACAR | Internal | Winter | B17 | 100 | 3000 | 2571.93 | 94.89 | 100.89 | 6 | 0
2030 | PJM_ROR_2_VACAR | PJM_ROR | VACAR | Internal | Winter | B18 | 400 | 3000 | 0 | 91.17 | 95.6 | 6 | 0
2030 | PJM_ROR_2_VACAR | PJM_ROR | VACAR | Internal | Winter | B19 | 700 | 3000 | 3000 | 80.6 | 87.21 | 6 | 0.61
2030 | PJM_ROR_2_VACAR | PJM_ROR | VACAR | Internal | Winter | B20 | 935 | 3000 | 3000 | 78.94 | 87.21 | 6 | 2.27
2030 | PJM_ROM_2_NYISO_A-F | PJM_ROM | NYISO_A-F | Internal | Shoulder | B11 | 25 | 2000 | 0 | 92.37 | 84.37 | 6 | 0
2030 | PJM_ROM_2_NYISO_A-F | PJM_ROM | NYISO_A-F | Internal | Shoulder | B12 | 200 | 2000 | 0 | 88.61 | 80.61 | 6 | 0
2030 | PJM_ROM_2_NYISO_A-F | PJM_ROM | NYISO_A-F | Internal | Shoulder | B13 | 600 | 2000 | 0 | 87.69 | 79.69 | 6 | 0
2030 | PJM_ROM_2_NYISO_A-F | PJM_ROM | NYISO_A-F | Internal | Shoulder | B14 | 900 | 2000 | 0 | 87.69 | 76.5 | 6 | 0
2030 | PJM_ROM_2_NYISO_A-F | PJM_ROM | NYISO_A-F | Internal | Shoulder | B15 | 1203 | 2000 | 0 | 76.01 | 76.47 | 6 | 0
2030 | PJM_ROM_2_NYISO_A-F | PJM_ROM | NYISO_A-F | Internal | Summer | B1 | 10 | 2000 | 0 | 140.4 | 102.55 | 6 | 0
2030 | PJM_ROM_2_NYISO_A-F | PJM_ROM | NYISO_A-F | Internal | Summer | B2 | 25 | 2000 | 0 | 140.4 | 109.52 | 6 | 0
2030 | PJM_ROM_2_NYISO_A-F | PJM_ROM | NYISO_A-F | Internal | Summer | B3 | 75 | 2000 | 0 | 140.37 | 92.91 | 6 | 0
2030 | PJM_ROM_2_NYISO_A-F | PJM_ROM | NYISO_A-F | Internal | Summer | B4 | 100 | 2000 | 0 | 135.91 | 92.91 | 6 | 0
2030 | PJM_ROM_2_NYISO_A-F | PJM_ROM | NYISO_A-F | Internal | Summer | B5 | 200 | 2000 | 0 | 124.53 | 86.39 | 6 | 0
2030 | PJM_ROM_2_NYISO_A-F | PJM_ROM | NYISO_A-F | Internal | Summer | B6 | 300 | 2000 | 0 | 99.84 | 86.39 | 6 | 0
2030 | PJM_ROM_2_NYISO_A-F | PJM_ROM | NYISO_A-F | Internal | Summer | B7 | 400 | 2000 | 0 | 90.26 | 83 | 6 | 0
2030 | PJM_ROM_2_NYISO_A-F | PJM_ROM | NYISO_A-F | Internal | Summer | B8 | 500 | 2000 | 0 | 85.36 | 80.36 | 6 | 0
2030 | PJM_ROM_2_NYISO_A-F | PJM_ROM | NYISO_A-F | Internal | Summer | B9 | 800 | 2000 | 0 | 85.05 | 80.36 | 6 | 0
2030 | PJM_ROM_2_NYISO_A-F | PJM_ROM | NYISO_A-F | Internal | Summer | B10 | 1262 | 2000 | 0 | 74.38 | 80.36 | 6 | 0
2030 | PJM_ROM_2_NYISO_A-F | PJM_ROM | NYISO_A-F | Internal | Winter | B16 | 25 | 2000 | 0 | 97.69 | 79.59 | 6 | 0
2030 | PJM_ROM_2_NYISO_A-F | PJM_ROM | NYISO_A-F | Internal | Winter | B17 | 100 | 2000 | 0 | 94.9 | 79.1 | 6 | 0
2030 | PJM_ROM_2_NYISO_A-F | PJM_ROM | NYISO_A-F | Internal | Winter | B18 | 400 | 2000 | 0 | 93.51 | 79.1 | 6 | 0
2030 | PJM_ROM_2_NYISO_A-F | PJM_ROM | NYISO_A-F | Internal | Winter | B19 | 700 | 2000 | 0 | 93.09 | 79.1 | 6 | 0
2030 | PJM_ROM_2_NYISO_A-F | PJM_ROM | NYISO_A-F | Internal | Winter | B20 | 935 | 2000 | 0 | 80.94 | 79.1 | 6 | 0
2030 | PJM_ROM_2_PJM_E | PJM_ROM | PJM_E | Internal | Shoulder | B11 | 25 | 8000 | 0 | 92.37 | 92.36 | 0.01 | 0
2030 | PJM_ROM_2_PJM_E | PJM_ROM | PJM_E | Internal | Shoulder | B12 | 200 | 8000 | 0 | 88.61 | 88.6 | 0.01 | 0
2030 | PJM_ROM_2_PJM_E | PJM_ROM | PJM_E | Internal | Shoulder | B13 | 600 | 8000 | 166.97 | 87.69 | 87.71 | 0.01 | 0
2030 | PJM_ROM_2_PJM_E | PJM_ROM | PJM_E | Internal | Shoulder | B14 | 900 | 8000 | 707 | 87.69 | 87.71 | 0.01 | 0
2030 | PJM_ROM_2_PJM_E | PJM_ROM | PJM_E | Internal | Shoulder | B15 | 1203 | 8000 | 0 | 76.01 | 76 | 0.01 | 0
2030 | PJM_ROM_2_PJM_E | PJM_ROM | PJM_E | Internal | Summer | B1 | 10 | 8000 | 1194.37 | 140.4 | 140.41 | 0.01 | 0
2030 | PJM_ROM_2_PJM_E | PJM_ROM | PJM_E | Internal | Summer | B2 | 25 | 8000 | 0 | 140.4 | 140.39 | 0.01 | 0
2030 | PJM_ROM_2_PJM_E | PJM_ROM | PJM_E | Internal | Summer | B3 | 75 | 8000 | 0 | 140.37 | 140.36 | 0.01 | 0
2030 | PJM_ROM_2_PJM_E | PJM_ROM | PJM_E | Internal | Summer | B4 | 100 | 8000 | 0 | 135.91 | 135.9 | 0.01 | 0
2030 | PJM_ROM_2_PJM_E | PJM_ROM | PJM_E | Internal | Summer | B5 | 200 | 8000 | 0 | 124.53 | 124.52 | 0.01 | 0
2030 | PJM_ROM_2_PJM_E | PJM_ROM | PJM_E | Internal | Summer | B6 | 300 | 8000 | 0 | 99.84 | 99.83 | 0.01 | 0
2030 | PJM_ROM_2_PJM_E | PJM_ROM | PJM_E | Internal | Summer | B7 | 400 | 8000 | 0 | 90.26 | 90.25 | 0.01 | 0
2030 | PJM_ROM_2_PJM_E | PJM_ROM | PJM_E | Internal | Summer | B8 | 500 | 8000 | 0 | 85.36 | 85.34 | 0.01 | 0
2030 | PJM_ROM_2_PJM_E | PJM_ROM | PJM_E | Internal | Summer | B9 | 800 | 8000 | 880.04 | 85.05 | 85.06 | 0.01 | 0
2030 | PJM_ROM_2_PJM_E | PJM_ROM | PJM_E | Internal | Summer | B10 | 1262 | 8000 | 0 | 74.38 | 74.37 | 0.01 | 0
2030 | PJM_ROM_2_PJM_E | PJM_ROM | PJM_E | Internal | Winter | B16 | 25 | 8000 | 1401.36 | 97.69 | 97.7 | 0.01 | 0
2030 | PJM_ROM_2_PJM_E | PJM_ROM | PJM_E | Internal | Winter | B17 | 100 | 8000 | 864.65 | 94.9 | 94.91 | 0.01 | 0
2030 | PJM_ROM_2_PJM_E | PJM_ROM | PJM_E | Internal | Winter | B18 | 400 | 8000 | 2563.21 | 93.51 | 93.52 | 0.01 | 0
2030 | PJM_ROM_2_PJM_E | PJM_ROM | PJM_E | Internal | Winter | B19 | 700 | 8000 | 1587.05 | 93.09 | 93.1 | 0.01 | 0
2030 | PJM_ROM_2_PJM_E | PJM_ROM | PJM_E | Internal | Winter | B20 | 935 | 8000 | 2218.46 | 80.94 | 80.95 | 0.01 | 0
2030 | PJM_ROM_2_PJM_ROR | PJM_ROM | PJM_ROR | Internal | Shoulder | B11 | 25 | 8000 | 0 | 92.37 | 92.36 | 0.01 | 0
2030 | PJM_ROM_2_PJM_ROR | PJM_ROM | PJM_ROR | Internal | Shoulder | B12 | 200 | 8000 | 0 | 88.61 | 88.6 | 0.01 | 0
2030 | PJM_ROM_2_PJM_ROR | PJM_ROM | PJM_ROR | Internal | Shoulder | B13 | 600 | 8000 | 0 | 87.69 | 86.4 | 0.01 | 0
2030 | PJM_ROM_2_PJM_ROR | PJM_ROM | PJM_ROR | Internal | Shoulder | B14 | 900 | 8000 | 0 | 87.69 | 77.72 | 0.01 | 0
2030 | PJM_ROM_2_PJM_ROR | PJM_ROM | PJM_ROR | Internal | Shoulder | B15 | 1203 | 8000 | 0 | 76.01 | 75.87 | 0.01 | 0
2030 | PJM_ROM_2_PJM_ROR | PJM_ROM | PJM_ROR | Internal | Summer | B1 | 10 | 8000 | 0 | 140.4 | 140.39 | 0.01 | 0
2030 | PJM_ROM_2_PJM_ROR | PJM_ROM | PJM_ROR | Internal | Summer | B2 | 25 | 8000 | 0 | 140.4 | 140.39 | 0.01 | 0
2030 | PJM_ROM_2_PJM_ROR | PJM_ROM | PJM_ROR | Internal | Summer | B3 | 75 | 8000 | 1957.76 | 140.37 | 140.39 | 0.01 | 0
2030 | PJM_ROM_2_PJM_ROR | PJM_ROM | PJM_ROR | Internal | Summer | B4 | 100 | 8000 | 3549.56 | 135.91 | 135.92 | 0.01 | 0
2030 | PJM_ROM_2_PJM_ROR | PJM_ROM | PJM_ROR | Internal | Summer | B5 | 200 | 8000 | 0 | 124.53 | 124.52 | 0.01 | 0
2030 | PJM_ROM_2_PJM_ROR | PJM_ROM | PJM_ROR | Internal | Summer | B6 | 300 | 8000 | 0 | 99.84 | 99.83 | 0.01 | 0
2030 | PJM_ROM_2_PJM_ROR | PJM_ROM | PJM_ROR | Internal | Summer | B7 | 400 | 8000 | 0 | 90.26 | 90.25 | 0.01 | 0
2030 | PJM_ROM_2_PJM_ROR | PJM_ROM | PJM_ROR | Internal | Summer | B8 | 500 | 8000 | 0 | 85.36 | 85.34 | 0.01 | 0
2030 | PJM_ROM_2_PJM_ROR | PJM_ROM | PJM_ROR | Internal | Summer | B9 | 800 | 8000 | 0 | 85.05 | 76.87 | 0.01 | 0
2030 | PJM_ROM_2_PJM_ROR | PJM_ROM | PJM_ROR | Internal | Summer | B10 | 1262 | 8000 | 0 | 74.38 | 74.37 | 0.01 | 0
2030 | PJM_ROM_2_PJM_ROR | PJM_ROM | PJM_ROR | Internal | Winter | B16 | 25 | 8000 | 0 | 97.69 | 96.1 | 0.01 | 0
2030 | PJM_ROM_2_PJM_ROR | PJM_ROM | PJM_ROR | Internal | Winter | B17 | 100 | 8000 | 0 | 94.9 | 94.89 | 0.01 | 0
2030 | PJM_ROM_2_PJM_ROR | PJM_ROM | PJM_ROR | Internal | Winter | B18 | 400 | 8000 | 0 | 93.51 | 91.17 | 0.01 | 0
2030 | PJM_ROM_2_PJM_ROR | PJM_ROM | PJM_ROR | Internal | Winter | B19 | 700 | 8000 | 0 | 93.09 | 80.6 | 0.01 | 0
2030 | PJM_ROM_2_PJM_ROR | PJM_ROM | PJM_ROR | Internal | Winter | B20 | 935 | 8000 | 0 | 80.94 | 78.94 | 0.01 | 0
2030 | SOCO_2_FRCC | SOCO | FRCC | Internal | Shoulder | B11 | 25 | 3700 | 960.32 | 98.37 | 108.37 | 10 | 0
2030 | SOCO_2_FRCC | SOCO | FRCC | Internal | Shoulder | B12 | 200 | 3700 | 0 | 92.38 | 97.62 | 10 | 0
2030 | SOCO_2_FRCC | SOCO | FRCC | Internal | Shoulder | B13 | 600 | 3700 | 0 | 92.38 | 97.62 | 10 | 0
2030 | SOCO_2_FRCC | SOCO | FRCC | Internal | Shoulder | B14 | 900 | 3700 | 0 | 92.23 | 97.62 | 10 | 0
2030 | SOCO_2_FRCC | SOCO | FRCC | Internal | Shoulder | B15 | 1203 | 3700 | 0 | 79.98 | 84.43 | 10 | 0
2030 | SOCO_2_FRCC | SOCO | FRCC | Internal | Summer | B1 | 10 | 3700 | 0 | 149.4 | 155.87 | 10 | 0
2030 | SOCO_2_FRCC | SOCO | FRCC | Internal | Summer | B2 | 25 | 3700 | 0 | 149.4 | 155.87 | 10 | 0
2030 | SOCO_2_FRCC | SOCO | FRCC | Internal | Summer | B3 | 75 | 3700 | 0 | 149.4 | 155.87 | 10 | 0
2030 | SOCO_2_FRCC | SOCO | FRCC | Internal | Summer | B4 | 100 | 3700 | 0 | 149.4 | 151.58 | 10 | 0
2030 | SOCO_2_FRCC | SOCO | FRCC | Internal | Summer | B5 | 200 | 3700 | 632.93 | 130.53 | 140.53 | 10 | 0
2030 | SOCO_2_FRCC | SOCO | FRCC | Internal | Summer | B6 | 300 | 3700 | 0 | 105.83 | 96.7 | 10 | 0
2030 | SOCO_2_FRCC | SOCO | FRCC | Internal | Summer | B7 | 400 | 3700 | 0 | 99.87 | 96.7 | 10 | 0
2030 | SOCO_2_FRCC | SOCO | FRCC | Internal | Summer | B8 | 500 | 3700 | 0 | 94.21 | 96.7 | 10 | 0
2030 | SOCO_2_FRCC | SOCO | FRCC | Internal | Summer | B9 | 800 | 3700 | 0 | 90.88 | 96.7 | 10 | 0
2030 | SOCO_2_FRCC | SOCO | FRCC | Internal | Summer | B10 | 1262 | 3700 | 0 | 82.59 | 83.66 | 10 | 0
2030 | SOCO_2_FRCC | SOCO | FRCC | Internal | Winter | B16 | 25 | 3700 | 0 | 99.96 | 100.28 | 10 | 0
2030 | SOCO_2_FRCC | SOCO | FRCC | Internal | Winter | B17 | 100 | 3700 | 0 | 95.54 | 100.28 | 10 | 0
2030 | SOCO_2_FRCC | SOCO | FRCC | Internal | Winter | B18 | 400 | 3700 | 0 | 95.54 | 100.28 | 10 | 0
2030 | SOCO_2_FRCC | SOCO | FRCC | Internal | Winter | B19 | 700 | 3700 | 0 | 94.21 | 93.78 | 10 | 0
2030 | SOCO_2_FRCC | SOCO | FRCC | Internal | Winter | B20 | 935 | 3700 | 0 | 83.57 | 86.69 | 10 | 0
2030 | SOCO_2_VACAR | SOCO | VACAR | Internal | Shoulder | B11 | 25 | 2000 | 0 | 98.37 | 98.36 | 10 | 0
2030 | SOCO_2_VACAR | SOCO | VACAR | Internal | Shoulder | B12 | 200 | 2000 | 0 | 92.38 | 94.6 | 10 | 0
2030 | SOCO_2_VACAR | SOCO | VACAR | Internal | Shoulder | B13 | 600 | 2000 | 0 | 92.38 | 89.37 | 10 | 0
2030 | SOCO_2_VACAR | SOCO | VACAR | Internal | Shoulder | B14 | 900 | 2000 | 0 | 92.23 | 83.72 | 10 | 0
2030 | SOCO_2_VACAR | SOCO | VACAR | Internal | Shoulder | B15 | 1203 | 2000 | 0 | 79.98 | 82.83 | 10 | 0
2030 | SOCO_2_VACAR | SOCO | VACAR | Internal | Summer | B1 | 10 | 2000 | 0 | 149.4 | 151.39 | 10 | 0
2030 | SOCO_2_VACAR | SOCO | VACAR | Internal | Summer | B2 | 25 | 2000 | 0 | 149.4 | 151.39 | 10 | 0
2030 | SOCO_2_VACAR | SOCO | VACAR | Internal | Summer | B3 | 75 | 2000 | 0 | 149.4 | 151.39 | 10 | 0
2030 | SOCO_2_VACAR | SOCO | VACAR | Internal | Summer | B4 | 100 | 2000 | 0 | 149.4 | 150.92 | 10 | 0
2030 | SOCO_2_VACAR | SOCO | VACAR | Internal | Summer | B5 | 200 | 2000 | 0 | 130.53 | 130.52 | 10 | 0
2030 | SOCO_2_VACAR | SOCO | VACAR | Internal | Summer | B6 | 300 | 2000 | 0 | 105.83 | 105.83 | 10 | 0
2030 | SOCO_2_VACAR | SOCO | VACAR | Internal | Summer | B7 | 400 | 2000 | 0 | 99.87 | 96.25 | 10 | 0
2030 | SOCO_2_VACAR | SOCO | VACAR | Internal | Summer | B8 | 500 | 2000 | 0 | 94.21 | 91.34 | 10 | 0
2030 | SOCO_2_VACAR | SOCO | VACAR | Internal | Summer | B9 | 800 | 2000 | 0 | 90.88 | 82.87 | 10 | 0
2030 | SOCO_2_VACAR | SOCO | VACAR | Internal | Summer | B10 | 1262 | 2000 | 0 | 82.59 | 80.87 | 10 | 0
2030 | SOCO_2_VACAR | SOCO | VACAR | Internal | Winter | B16 | 25 | 2000 | 2000 | 99.96 | 118.66 | 10 | 8.69
2030 | SOCO_2_VACAR | SOCO | VACAR | Internal | Winter | B17 | 100 | 2000 | 0 | 95.54 | 100.89 | 10 | 0
2030 | SOCO_2_VACAR | SOCO | VACAR | Internal | Winter | B18 | 400 | 2000 | 0 | 95.54 | 95.6 | 10 | 0
2030 | SOCO_2_VACAR | SOCO | VACAR | Internal | Winter | B19 | 700 | 2000 | 0 | 94.21 | 87.21 | 10 | 0
2030 | SOCO_2_VACAR | SOCO | VACAR | Internal | Winter | B20 | 935 | 2000 | 0 | 83.57 | 87.21 | 10 | 0
2030 | SPP_N_2_ENT | SPP_N | ENT | Internal | Shoulder | B11 | 25 | 15643 | 8745.97 | 85.37 | 90.37 | 5 | 0
2030 | SPP_N_2_ENT | SPP_N | ENT | Internal | Shoulder | B12 | 200 | 15643 | 14139.46 | 73.27 | 78.27 | 5 | 0
2030 | SPP_N_2_ENT | SPP_N | ENT | Internal | Shoulder | B13 | 600 | 15643 | 15643 | 73.26 | 78.27 | 5 | 0.01
2030 | SPP_N_2_ENT | SPP_N | ENT | Internal | Shoulder | B14 | 900 | 15643 | 15643 | 37.71 | 67.32 | 5 | 24.6
2030 | SPP_N_2_ENT | SPP_N | ENT | Internal | Shoulder | B15 | 1203 | 15643 | 15643 | 0.01 | 23.12 | 5 | 18.11
2030 | SPP_N_2_ENT | SPP_N | ENT | Internal | Summer | B1 | 10 | 15643 | 11637.27 | 88.47 | 93.47 | 5 | 0
2030 | SPP_N_2_ENT | SPP_N | ENT | Internal | Summer | B2 | 25 | 15643 | 5896.01 | 133.37 | 138.37 | 5 | 0
2030 | SPP_N_2_ENT | SPP_N | ENT | Internal | Summer | B3 | 75 | 15643 | 2791.93 | 133.4 | 138.4 | 5 | 0
2030 | SPP_N_2_ENT | SPP_N | ENT | Internal | Summer | B4 | 100 | 15643 | 5390 | 128.93 | 133.93 | 5 | 0
2030 | SPP_N_2_ENT | SPP_N | ENT | Internal | Summer | B5 | 200 | 15643 | 3993.94 | 117.53 | 122.53 | 5 | 0
2030 | SPP_N_2_ENT | SPP_N | ENT | Internal | Summer | B6 | 300 | 15643 | 257.35 | 92.83 | 97.83 | 5 | 0
2030 | SPP_N_2_ENT | SPP_N | ENT | Internal | Summer | B7 | 400 | 15643 | 5320.64 | 86.87 | 91.87 | 5 | 0
2030 | SPP_N_2_ENT | SPP_N | ENT | Internal | Summer | B8 | 500 | 15643 | 8400.03 | 83.77 | 88.77 | 5 | 0
2030 | SPP_N_2_ENT | SPP_N | ENT | Internal | Summer | B9 | 800 | 15643 | 9223.03 | 77.88 | 82.88 | 5 | 0
2030 | SPP_N_2_ENT | SPP_N | ENT | Internal | Summer | B10 | 1262 | 15643 | 13966.94 | 69.59 | 74.59 | 5 | 0
2030 | SPP_N_2_ENT | SPP_N | ENT | Internal | Winter | B16 | 25 | 15643 | 15643 | 73.6 | 80.96 | 5 | 2.35
2030 | SPP_N_2_ENT | SPP_N | ENT | Internal | Winter | B17 | 100 | 15643 | 15643 | 73.59 | 78.6 | 5 | 0.01
2030 | SPP_N_2_ENT | SPP_N | ENT | Internal | Winter | B18 | 400 | 15643 | 14602.53 | 75.96 | 80.96 | 5 | 0
2030 | SPP_N_2_ENT | SPP_N | ENT | Internal | Winter | B19 | 700 | 15643 | 15511.69 | 73.6 | 78.6 | 5 | 0
2030 | SPP_N_2_ENT | SPP_N | ENT | Internal | Winter | B20 | 935 | 15643 | 15643 | 11.87 | 16.88 | 5 | 0.01
2030 | SPP_N_2_MISO_MO-IL | SPP_N | MISO_MO-IL | Internal | Shoulder | B11 | 25 | 4019 | 0 | 85.37 | 90.35 | 5 | 0
2030 | SPP_N_2_MISO_MO-IL | SPP_N | MISO_MO-IL | Internal | Shoulder | B12 | 200 | 4019 | 221.51 | 73.27 | 78.27 | 5 | 0
2030 | SPP_N_2_MISO_MO-IL | SPP_N | MISO_MO-IL | Internal | Shoulder | B13 | 600 | 4019 | 0 | 73.26 | 75.96 | 5 | 0
2030 | SPP_N_2_MISO_MO-IL | SPP_N | MISO_MO-IL | Internal | Shoulder | B14 | 900 | 4019 | 4019 | 37.71 | 75.32 | 5 | 32.6
2030 | SPP_N_2_MISO_MO-IL | SPP_N | MISO_MO-IL | Internal | Shoulder | B15 | 1203 | 4019 | 4019 | 0.01 | 62.87 | 5 | 57.86
2030 | SPP_N_2_MISO_MO-IL | SPP_N | MISO_MO-IL | Internal | Summer | B1 | 10 | 4019 | 4019 | 88.47 | 138.27 | 5 | 44.79
2030 | SPP_N_2_MISO_MO-IL | SPP_N | MISO_MO-IL | Internal | Summer | B2 | 25 | 4019 | 4019 | 133.37 | 138.39 | 5 | 0.01
2030 | SPP_N_2_MISO_MO-IL | SPP_N | MISO_MO-IL | Internal | Summer | B3 | 75 | 4019 | 1284.25 | 133.4 | 138.4 | 5 | 0
2030 | SPP_N_2_MISO_MO-IL | SPP_N | MISO_MO-IL | Internal | Summer | B4 | 100 | 4019 | 1545.88 | 128.93 | 133.93 | 5 | 0
2030 | SPP_N_2_MISO_MO-IL | SPP_N | MISO_MO-IL | Internal | Summer | B5 | 200 | 4019 | 1386.67 | 117.53 | 122.53 | 5 | 0
2030 | SPP_N_2_MISO_MO-IL | SPP_N | MISO_MO-IL | Internal | Summer | B6 | 300 | 4019 | 2575.71 | 92.83 | 97.83 | 5 | 0
2030 | SPP_N_2_MISO_MO-IL | SPP_N | MISO_MO-IL | Internal | Summer | B7 | 400 | 4019 | 0 | 86.87 | 88.26 | 5 | 0
2030 | SPP_N_2_MISO_MO-IL | SPP_N | MISO_MO-IL | Internal | Summer | B8 | 500 | 4019 | 0 | 83.77 | 83.36 | 5 | 0
2030 | SPP_N_2_MISO_MO-IL | SPP_N | MISO_MO-IL | Internal | Summer | B9 | 800 | 4019 | 0 | 77.88 | 74.88 | 5 | 0
2030 | SPP_N_2_MISO_MO-IL | SPP_N | MISO_MO-IL | Internal | Summer | B10 | 1262 | 4019 | 2276.62 | 69.59 | 74.59 | 5 | 0
2030 | SPP_N_2_MISO_MO-IL | SPP_N | MISO_MO-IL | Internal | Winter | B16 | 25 | 4019 | 3377.74 | 73.6 | 78.6 | 5 | 0
2030 | SPP_N_2_MISO_MO-IL | SPP_N | MISO_MO-IL | Internal | Winter | B17 | 100 | 4019 | 4019 | 73.59 | 78.6 | 5 | 0.01
2030 | SPP_N_2_MISO_MO-IL | SPP_N | MISO_MO-IL | Internal | Winter | B18 | 400 | 4019 | 0 | 75.96 | 78.6 | 5 | 0
2030 | SPP_N_2_MISO_MO-IL | SPP_N | MISO_MO-IL | Internal | Winter | B19 | 700 | 4019 | 2190.57 | 73.6 | 78.6 | 5 | 0
2030 | SPP_N_2_MISO_MO-IL | SPP_N | MISO_MO-IL | Internal | Winter | B20 | 935 | 4019 | 4019 | 11.87 | 60.27 | 5 | 43.4
2030 | SPP_N_2_MISO_W | SPP_N | MISO_W | Internal | Shoulder | B11 | 25 | 1087 | 0 | 85.37 | 90.36 | 5 | 0
2030 | SPP_N_2_MISO_W | SPP_N | MISO_W | Internal | Shoulder | B12 | 200 | 1087 | 0 | 73.27 | 78.26 | 5 | 0
2030 | SPP_N_2_MISO_W | SPP_N | MISO_W | Internal | Shoulder | B13 | 600 | 1087 | 0 | 73.26 | 75.95 | 5 | 0
2030 | SPP_N_2_MISO_W | SPP_N | MISO_W | Internal | Shoulder | B14 | 900 | 1087 | 1087 | 37.71 | 49.7 | 5 | 6.99
2030 | SPP_N_2_MISO_W | SPP_N | MISO_W | Internal | Shoulder | B15 | 1203 | 1087 | 1087 | 0.01 | 12.01 | 5 | 7
2030 | SPP_N_2_MISO_W | SPP_N | MISO_W | Internal | Summer | B1 | 10 | 1087 | 1087 | 88.47 | 138.39 | 5 | 44.91
2030 | SPP_N_2_MISO_W | SPP_N | MISO_W | Internal | Summer | B2 | 25 | 1087 | 1087 | 133.37 | 138.39 | 5 | 0.01
2030 | SPP_N_2_MISO_W | SPP_N | MISO_W | Internal | Summer | B3 | 75 | 1087 | 0 | 133.4 | 138.39 | 5 | 0
2030 | SPP_N_2_MISO_W | SPP_N | MISO_W | Internal | Summer | B4 | 100 | 1087 | 0 | 128.93 | 133.92 | 5 | 0
2030 | SPP_N_2_MISO_W | SPP_N | MISO_W | Internal | Summer | B5 | 200 | 1087 | 0 | 117.53 | 122.52 | 5 | 0
2030 | SPP_N_2_MISO_W | SPP_N | MISO_W | Internal | Summer | B6 | 300 | 1087 | 987.67 | 92.83 | 97.83 | 5 | 0
2030 | SPP_N_2_MISO_W | SPP_N | MISO_W | Internal | Summer | B7 | 400 | 1087 | 0 | 86.87 | 88.25 | 5 | 0
2030 | SPP_N_2_MISO_W | SPP_N | MISO_W | Internal | Summer | B8 | 500 | 1087 | 0 | 83.77 | 83.34 | 5 | 0
2030 | SPP_N_2_MISO_W | SPP_N | MISO_W | Internal | Summer | B9 | 800 | 1087 | 0 | 77.88 | 74.87 | 5 | 0
2030 | SPP_N_2_MISO_W | SPP_N | MISO_W | Internal | Summer | B10 | 1262 | 1087 | 0 | 69.59 | 72.37 | 5 | 0
2030 | SPP_N_2_MISO_W | SPP_N | MISO_W | Internal | Winter | B16 | 25 | 1087 | 0 | 73.6 | 61.93 | 5 | 0
2030 | SPP_N_2_MISO_W | SPP_N | MISO_W | Internal | Winter | B17 | 100 | 1087 | 0 | 73.59 | 66.59 | 5 | 0
2030 | SPP_N_2_MISO_W | SPP_N | MISO_W | Internal | Winter | B18 | 400 | 1087 | 0 | 75.96 | 78.58 | 5 | 0
2030 | SPP_N_2_MISO_W | SPP_N | MISO_W | Internal | Winter | B19 | 700 | 1087 | 0 | 73.6 | 78.58 | 5 | 0
2030 | SPP_N_2_MISO_W | SPP_N | MISO_W | Internal | Winter | B20 | 935 | 1087 | 1087 | 11.87 | 23.86 | 5 | 6.99
2030 | SPP_N_2_NE | SPP_N | NE | Internal | Shoulder | B11 | 25 | 490 | 0 | 85.37 | 85.36 | 0.01 | 0
2030 | SPP_N_2_NE | SPP_N | NE | Internal | Shoulder | B12 | 200 | 490 | 0 | 73.27 | 73.26 | 0.01 | 0
2030 | SPP_N_2_NE | SPP_N | NE | Internal | Shoulder | B13 | 600 | 490 | 0 | 73.26 | 70.95 | 0.01 | 0
2030 | SPP_N_2_NE | SPP_N | NE | Internal | Shoulder | B14 | 900 | 490 | 0 | 37.71 | 37.7 | 0.01 | 0
2030 | SPP_N_2_NE | SPP_N | NE | Internal | Shoulder | B15 | 1203 | 490 | 0 | 0.01 | 0.01 | 0.01 | 0
2030 | SPP_N_2_NE | SPP_N | NE | Internal | Summer | B1 | 10 | 490 | 490 | 88.47 | 133.39 | 0.01 | 44.9
2030 | SPP_N_2_NE | SPP_N | NE | Internal | Summer | B2 | 25 | 490 | 256.87 | 133.37 | 133.39 | 0.01 | 0
2030 | SPP_N_2_NE | SPP_N | NE | Internal | Summer | B3 | 75 | 490 | 0 | 133.4 | 133.39 | 0.01 | 0
2030 | SPP_N_2_NE | SPP_N | NE | Internal | Summer | B4 | 100 | 490 | 0 | 128.93 | 128.92 | 0.01 | 0
2030 | SPP_N_2_NE | SPP_N | NE | Internal | Summer | B5 | 200 | 490 | 0 | 117.53 | 117.52 | 0.01 | 0
2030 | SPP_N_2_NE | SPP_N | NE | Internal | Summer | B6 | 300 | 490 | 0 | 92.83 | 92.83 | 0.01 | 0
2030 | SPP_N_2_NE | SPP_N | NE | Internal | Summer | B7 | 400 | 490 | 0 | 86.87 | 83.25 | 0.01 | 0
2030 | SPP_N_2_NE | SPP_N | NE | Internal | Summer | B8 | 500 | 490 | 0 | 83.77 | 78.34 | 0.01 | 0
2030 | SPP_N_2_NE | SPP_N | NE | Internal | Summer | B9 | 800 | 490 | 0 | 77.88 | 69.87 | 0.01 | 0
2030 | SPP_N_2_NE | SPP_N | NE | Internal | Summer | B10 | 1262 | 490 | 0 | 69.59 | 67.37 | 0.01 | 0
2030 | SPP_N_2_NE | SPP_N | NE | Internal | Winter | B16 | 25 | 490 | 0 | 73.6 | 11.86 | 0.01 | 0
2030 | SPP_N_2_NE | SPP_N | NE | Internal | Winter | B17 | 100 | 490 | 0 | 73.59 | 54.59 | 0.01 | 0
2030 | SPP_N_2_NE | SPP_N | NE | Internal | Winter | B18 | 400 | 490 | 0 | 75.96 | 73.58 | 0.01 | 0
2030 | SPP_N_2_NE | SPP_N | NE | Internal | Winter | B19 | 700 | 490 | 0 | 73.6 | 73.58 | 0.01 | 0
2030 | SPP_N_2_NE | SPP_N | NE | Internal | Winter | B20 | 935 | 490 | 0 | 11.87 | 11.86 | 0.01 | 0
2030 | SPP_N_2_SPP_S | SPP_N | SPP_S | Internal | Shoulder | B11 | 25 | 4236 | 4236 | 85.37 | 90.17 | 0.01 | 4.79
2030 | SPP_N_2_SPP_S | SPP_N | SPP_S | Internal | Shoulder | B12 | 200 | 4236 | 1714.95 | 73.27 | 73.28 | 0.01 | 0
2030 | SPP_N_2_SPP_S | SPP_N | SPP_S | Internal | Shoulder | B13 | 600 | 4236 | 1226.11 | 73.26 | 73.27 | 0.01 | 0
2030 | SPP_N_2_SPP_S | SPP_N | SPP_S | Internal | Shoulder | B14 | 900 | 4236 | 0 | 37.71 | 37.7 | 0.01 | 0
2030 | SPP_N_2_SPP_S | SPP_N | SPP_S | Internal | Shoulder | B15 | 1203 | 4236 | 0 | 0.01 | 0.01 | 0.01 | 0
2030 | SPP_N_2_SPP_S | SPP_N | SPP_S | Internal | Summer | B1 | 10 | 4236 | 3495.56 | 88.47 | 88.49 | 0.01 | 0
2030 | SPP_N_2_SPP_S | SPP_N | SPP_S | Internal | Summer | B2 | 25 | 4236 | 0 | 133.37 | 130.05 | 0.01 | 0
2030 | SPP_N_2_SPP_S | SPP_N | SPP_S | Internal | Summer | B3 | 75 | 4236 | 0 | 133.4 | 133.4 | 0.01 | 0
2030 | SPP_N_2_SPP_S | SPP_N | SPP_S | Internal | Summer | B4 | 100 | 4236 | 60.7 | 128.93 | 128.95 | 0.01 | 0
2030 | SPP_N_2_SPP_S | SPP_N | SPP_S | Internal | Summer | B5 | 200 | 4236 | 1772.85 | 117.53 | 117.54 | 0.01 | 0
2030 | SPP_N_2_SPP_S | SPP_N | SPP_S | Internal | Summer | B6 | 300 | 4236 | 3098.62 | 92.83 | 92.84 | 0.01 | 0
2030 | SPP_N_2_SPP_S | SPP_N | SPP_S | Internal | Summer | B7 | 400 | 4236 | 4236 | 86.87 | 88.69 | 0.01 | 1.81
2030 | SPP_N_2_SPP_S | SPP_N | SPP_S | Internal | Summer | B8 | 500 | 4236 | 4236 | 83.77 | 88.49 | 0.01 | 4.7
2030 | SPP_N_2_SPP_S | SPP_N | SPP_S | Internal | Summer | B9 | 800 | 4236 | 4236 | 77.88 | 88.49 | 0.01 | 10.6
2030 | SPP_N_2_SPP_S | SPP_N | SPP_S | Internal | Summer | B10 | 1262 | 4236 | 2133.75 | 69.59 | 69.6 | 0.01 | 0
2030 | SPP_N_2_SPP_S | SPP_N | SPP_S | Internal | Winter | B16 | 25 | 4236 | 3899.34 | 73.6 | 73.62 | 0.01 | 0
2030 | SPP_N_2_SPP_S | SPP_N | SPP_S | Internal | Winter | B17 | 100 | 4236 | 3083.7 | 73.59 | 73.6 | 0.01 | 0
2030 | SPP_N_2_SPP_S | SPP_N | SPP_S | Internal | Winter | B18 | 400 | 4236 | 1298.75 | 75.96 | 75.97 | 0.01 | 0
2030 | SPP_N_2_SPP_S | SPP_N | SPP_S | Internal | Winter | B19 | 700 | 4236 | 37.84 | 73.6 | 73.62 | 0.01 | 0
2030 | SPP_N_2_SPP_S | SPP_N | SPP_S | Internal | Winter | B20 | 935 | 4236 | 794.01 | 11.87 | 11.88 | 0.01 | 0
2030 | SPP_S_2_ENT | SPP_S | ENT | Internal | Shoulder | B11 | 25 | 2842 | 0 | 90.17 | 90.37 | 5 | 0
2030 | SPP_S_2_ENT | SPP_S | ENT | Internal | Shoulder | B12 | 200 | 2842 | 0 | 73.28 | 78.27 | 5 | 0
2030 | SPP_S_2_ENT | SPP_S | ENT | Internal | Shoulder | B13 | 600 | 2842 | 385.61 | 73.27 | 78.27 | 5 | 0
2030 | SPP_S_2_ENT | SPP_S | ENT | Internal | Shoulder | B14 | 900 | 2842 | 2842 | 37.7 | 67.32 | 5 | 24.62
2030 | SPP_S_2_ENT | SPP_S | ENT | Internal | Shoulder | B15 | 1203 | 2842 | 2842 | 0.01 | 23.12 | 5 | 18.11
2030 | SPP_S_2_ENT | SPP_S | ENT | Internal | Summer | B1 | 10 | 2842 | 0 | 88.49 | 93.47 | 5 | 0
2030 | SPP_S_2_ENT | SPP_S | ENT | Internal | Summer | B2 | 25 | 2842 | 2842 | 130.05 | 138.37 | 5 | 3.33
2030 | SPP_S_2_ENT | SPP_S | ENT | Internal | Summer | B3 | 75 | 2842 | 2137 | 133.4 | 138.4 | 5 | 0
2030 | SPP_S_2_ENT | SPP_S | ENT | Internal | Summer | B4 | 100 | 2842 | 0 | 128.95 | 133.93 | 5 | 0
2030 | SPP_S_2_ENT | SPP_S | ENT | Internal | Summer | B5 | 200 | 2842 | 0 | 117.54 | 122.53 | 5 | 0
2030 | SPP_S_2_ENT | SPP_S | ENT | Internal | Summer | B6 | 300 | 2842 | 0 | 92.84 | 97.83 | 5 | 0
2030 | SPP_S_2_ENT | SPP_S | ENT | Internal | Summer | B7 | 400 | 2842 | 0 | 88.69 | 91.87 | 5 | 0
2030 | SPP_S_2_ENT | SPP_S | ENT | Internal | Summer | B8 | 500 | 2842 | 0 | 88.49 | 88.77 | 5 | 0
2030 | SPP_S_2_ENT | SPP_S | ENT | Internal | Summer | B9 | 800 | 2842 | 0 | 88.49 | 82.88 | 5 | 0
2030 | SPP_S_2_ENT | SPP_S | ENT | Internal | Summer | B10 | 1262 | 2842 | 0 | 69.6 | 74.59 | 5 | 0
2030 | SPP_S_2_ENT | SPP_S | ENT | Internal | Winter | B16 | 25 | 2842 | 2842 | 73.62 | 80.96 | 5 | 2.34
2030 | SPP_S_2_ENT | SPP_S | ENT | Internal | Winter | B17 | 100 | 2842 | 2067.96 | 73.6 | 78.6 | 5 | 0
2030 | SPP_S_2_ENT | SPP_S | ENT | Internal | Winter | B18 | 400 | 2842 | 0 | 75.97 | 80.96 | 5 | 0
2030 | SPP_S_2_ENT | SPP_S | ENT | Internal | Winter | B19 | 700 | 2842 | 0 | 73.62 | 78.6 | 5 | 0
2030 | SPP_S_2_ENT | SPP_S | ENT | Internal | Winter | B20 | 935 | 2842 | 2799.48 | 11.88 | 16.88 | 5 | 0
2030 | SPP_S_2_SPP_N | SPP_S | SPP_N | Internal | Shoulder | B11 | 25 | 876 | 0 | 90.17 | 85.37 | 0.01 | 0
2030 | SPP_S_2_SPP_N | SPP_S | SPP_N | Internal | Shoulder | B12 | 200 | 876 | 0 | 73.28 | 73.27 | 0.01 | 0
2030 | SPP_S_2_SPP_N | SPP_S | SPP_N | Internal | Shoulder | B13 | 600 | 876 | 0 | 73.27 | 73.26 | 0.01 | 0
2030 | SPP_S_2_SPP_N | SPP_S | SPP_N | Internal | Shoulder | B14 | 900 | 876 | 857 | 37.7 | 37.71 | 0.01 | 0
2030 | SPP_S_2_SPP_N | SPP_S | SPP_N | Internal | Shoulder | B15 | 1203 | 876 | 0 | 0.01 | 0.01 | 0.01 | 0
2030 | SPP_S_2_SPP_N | SPP_S | SPP_N | Internal | Summer | B1 | 10 | 876 | 0 | 88.49 | 88.47 | 0.01 | 0
2030 | SPP_S_2_SPP_N | SPP_S | SPP_N | Internal | Summer | B2 | 25 | 876 | 876 | 130.05 | 133.37 | 0.01 | 3.32
2030 | SPP_S_2_SPP_N | SPP_S | SPP_N | Internal | Summer | B3 | 75 | 876 | 0 | 133.4 | 133.4 | 0.01 | 0
2030 | SPP_S_2_SPP_N | SPP_S | SPP_N | Internal | Summer | B4 | 100 | 876 | 0 | 128.95 | 128.93 | 0.01 | 0
2030 | SPP_S_2_SPP_N | SPP_S | SPP_N | Internal | Summer | B5 | 200 | 876 | 0 | 117.54 | 117.53 | 0.01 | 0
2030 | SPP_S_2_SPP_N | SPP_S | SPP_N | Internal | Summer | B6 | 300 | 876 | 0 | 92.84 | 92.83 | 0.01 | 0
2030 | SPP_S_2_SPP_N | SPP_S | SPP_N | Internal | Summer | B7 | 400 | 876 | 0 | 88.69 | 86.87 | 0.01 | 0
2030 | SPP_S_2_SPP_N | SPP_S | SPP_N | Internal | Summer | B8 | 500 | 876 | 0 | 88.49 | 83.77 | 0.01 | 0
2030 | SPP_S_2_SPP_N | SPP_S | SPP_N | Internal | Summer | B9 | 800 | 876 | 0 | 88.49 | 77.88 | 0.01 | 0
2030 | SPP_S_2_SPP_N | SPP_S | SPP_N | Internal | Summer | B10 | 1262 | 876 | 0 | 69.6 | 69.59 | 0.01 | 0
2030 | SPP_S_2_SPP_N | SPP_S | SPP_N | Internal | Winter | B16 | 25 | 876 | 0 | 73.62 | 73.6 | 0.01 | 0
2030 | SPP_S_2_SPP_N | SPP_S | SPP_N | Internal | Winter | B17 | 100 | 876 | 0 | 73.6 | 73.59 | 0.01 | 0
2030 | SPP_S_2_SPP_N | SPP_S | SPP_N | Internal | Winter | B18 | 400 | 876 | 0 | 75.97 | 75.96 | 0.01 | 0
2030 | SPP_S_2_SPP_N | SPP_S | SPP_N | Internal | Winter | B19 | 700 | 876 | 0 | 73.62 | 73.6 | 0.01 | 0
2030 | SPP_S_2_SPP_N | SPP_S | SPP_N | Internal | Winter | B20 | 935 | 876 | 0 | 11.88 | 11.87 | 0.01 | 0
2030 | TVA_2_NonRTO_Midwest | TVA | NonRTO_Midwest | Internal | Shoulder | B11 | 25 | 100 | 0 | 91.96 | 83.95 | 9 | 0
2030 | TVA_2_NonRTO_Midwest | TVA | NonRTO_Midwest | Internal | Shoulder | B12 | 200 | 100 | 0 | 86.28 | 83.95 | 9 | 0
2030 | TVA_2_NonRTO_Midwest | TVA | NonRTO_Midwest | Internal | Shoulder | B13 | 600 | 100 | 0 | 83.97 | 83.95 | 9 | 0
2030 | TVA_2_NonRTO_Midwest | TVA | NonRTO_Midwest | Internal | Shoulder | B14 | 900 | 100 | 0 | 83.33 | 83.24 | 9 | 0
2030 | TVA_2_NonRTO_Midwest | TVA | NonRTO_Midwest | Internal | Shoulder | B15 | 1203 | 100 | 0 | 79.46 | 79.47 | 9 | 0
2030 | TVA_2_NonRTO_Midwest | TVA | NonRTO_Midwest | Internal | Summer | B1 | 10 | 100 | 0 | 146.28 | 138.27 | 9 | 0
2030 | TVA_2_NonRTO_Midwest | TVA | NonRTO_Midwest | Internal | Summer | B2 | 25 | 100 | 0 | 146.4 | 146.37 | 9 | 0
2030 | TVA_2_NonRTO_Midwest | TVA | NonRTO_Midwest | Internal | Summer | B3 | 75 | 100 | 0 | 146.4 | 146.37 | 9 | 0
2030 | TVA_2_NonRTO_Midwest | TVA | NonRTO_Midwest | Internal | Summer | B4 | 100 | 100 | 0 | 141.93 | 141.91 | 9 | 0
2030 | TVA_2_NonRTO_Midwest | TVA | NonRTO_Midwest | Internal | Summer | B5 | 200 | 100 | 0 | 121.53 | 114.57 | 9 | 0
2030 | TVA_2_NonRTO_Midwest | TVA | NonRTO_Midwest | Internal | Summer | B6 | 300 | 100 | 0 | 94.3 | 100.15 | 9 | 0
2030 | TVA_2_NonRTO_Midwest | TVA | NonRTO_Midwest | Internal | Summer | B7 | 400 | 100 | 0 | 90.87 | 94.23 | 9 | 0
2030 | TVA_2_NonRTO_Midwest | TVA | NonRTO_Midwest | Internal | Summer | B8 | 500 | 100 | 0 | 90.34 | 86.9 | 9 | 0
2030 | TVA_2_NonRTO_Midwest | TVA | NonRTO_Midwest | Internal | Summer | B9 | 800 | 100 | 0 | 82.88 | 82.6 | 9 | 0
2030 | TVA_2_NonRTO_Midwest | TVA | NonRTO_Midwest | Internal | Summer | B10 | 1262 | 100 | 0 | 78.24 | 78.03 | 9 | 0
2030 | TVA_2_NonRTO_Midwest | TVA | NonRTO_Midwest | Internal | Winter | B16 | 25 | 100 | 0 | 94.6 | 86.59 | 9 | 0
2030 | TVA_2_NonRTO_Midwest | TVA | NonRTO_Midwest | Internal | Winter | B17 | 100 | 100 | 0 | 86.62 | 86.59 | 9 | 0
2030 | TVA_2_NonRTO_Midwest | TVA | NonRTO_Midwest | Internal | Winter | B18 | 400 | 100 | 0 | 86.62 | 86.59 | 9 | 0
2030 | TVA_2_NonRTO_Midwest | TVA | NonRTO_Midwest | Internal | Winter | B19 | 700 | 100 | 0 | 86.62 | 86.59 | 9 | 0
2030 | TVA_2_NonRTO_Midwest | TVA | NonRTO_Midwest | Internal | Winter | B20 | 935 | 100 | 0 | 82.04 | 82.32 | 9 | 0
2030 | TVA_2_PJM_ROR | TVA | PJM_ROR | Internal | Shoulder | B11 | 25 | 500 | 0 | 91.96 | 92.36 | 9 | 0
2030 | TVA_2_PJM_ROR | TVA | PJM_ROR | Internal | Shoulder | B12 | 200 | 500 | 0 | 86.28 | 88.6 | 9 | 0
2030 | TVA_2_PJM_ROR | TVA | PJM_ROR | Internal | Shoulder | B13 | 600 | 500 | 0 | 83.97 | 86.4 | 9 | 0
2030 | TVA_2_PJM_ROR | TVA | PJM_ROR | Internal | Shoulder | B14 | 900 | 500 | 0 | 83.33 | 77.72 | 9 | 0
2030 | TVA_2_PJM_ROR | TVA | PJM_ROR | Internal | Shoulder | B15 | 1203 | 500 | 0 | 79.46 | 75.87 | 9 | 0
2030 | TVA_2_PJM_ROR | TVA | PJM_ROR | Internal | Summer | B1 | 10 | 500 | 0 | 146.28 | 140.39 | 9 | 0
2030 | TVA_2_PJM_ROR | TVA | PJM_ROR | Internal | Summer | B2 | 25 | 500 | 0 | 146.4 | 140.39 | 9 | 0
2030 | TVA_2_PJM_ROR | TVA | PJM_ROR | Internal | Summer | B3 | 75 | 500 | 0 | 146.4 | 140.39 | 9 | 0
2030 | TVA_2_PJM_ROR | TVA | PJM_ROR | Internal | Summer | B4 | 100 | 500 | 0 | 141.93 | 135.92 | 9 | 0
2030 | TVA_2_PJM_ROR | TVA | PJM_ROR | Internal | Summer | B5 | 200 | 500 | 0 | 121.53 | 124.52 | 9 | 0
2030 | TVA_2_PJM_ROR | TVA | PJM_ROR | Internal | Summer | B6 | 300 | 500 | 0 | 94.3 | 99.83 | 9 | 0
2030 | TVA_2_PJM_ROR | TVA | PJM_ROR | Internal | Summer | B7 | 400 | 500 | 0 | 90.87 | 90.25 | 9 | 0
2030 | TVA_2_PJM_ROR | TVA | PJM_ROR | Internal | Summer | B8 | 500 | 500 | 0 | 90.34 | 85.34 | 9 | 0
2030 | TVA_2_PJM_ROR | TVA | PJM_ROR | Internal | Summer | B9 | 800 | 500 | 0 | 82.88 | 76.87 | 9 | 0
2030 | TVA_2_PJM_ROR | TVA | PJM_ROR | Internal | Summer | B10 | 1262 | 500 | 0 | 78.24 | 74.37 | 9 | 0
2030 | TVA_2_PJM_ROR | TVA | PJM_ROR | Internal | Winter | B16 | 25 | 500 | 0 | 94.6 | 96.1 | 9 | 0
2030 | TVA_2_PJM_ROR | TVA | PJM_ROR | Internal | Winter | B17 | 100 | 500 | 0 | 86.62 | 94.89 | 9 | 0
2030 | TVA_2_PJM_ROR | TVA | PJM_ROR | Internal | Winter | B18 | 400 | 500 | 0 | 86.62 | 91.17 | 9 | 0
2030 | TVA_2_PJM_ROR | TVA | PJM_ROR | Internal | Winter | B19 | 700 | 500 | 0 | 86.62 | 80.6 | 9 | 0
2030 | TVA_2_PJM_ROR | TVA | PJM_ROR | Internal | Winter | B20 | 935 | 500 | 0 | 82.04 | 78.94 | 9 | 0
2030 | TVA_2_SOCO | TVA | SOCO | Internal | Shoulder | B11 | 25 | 500 | 0 | 91.96 | 98.37 | 9 | 0
2030 | TVA_2_SOCO | TVA | SOCO | Internal | Shoulder | B12 | 200 | 500 | 0 | 86.28 | 92.38 | 9 | 0
2030 | TVA_2_SOCO | TVA | SOCO | Internal | Shoulder | B13 | 600 | 500 | 0 | 83.97 | 92.38 | 9 | 0
2030 | TVA_2_SOCO | TVA | SOCO | Internal | Shoulder | B14 | 900 | 500 | 0 | 83.33 | 92.23 | 9 | 0
2030 | TVA_2_SOCO | TVA | SOCO | Internal | Shoulder | B15 | 1203 | 500 | 0 | 79.46 | 79.98 | 9 | 0
2030 | TVA_2_SOCO | TVA | SOCO | Internal | Summer | B1 | 10 | 500 | 0 | 146.28 | 149.4 | 9 | 0
2030 | TVA_2_SOCO | TVA | SOCO | Internal | Summer | B2 | 25 | 500 | 0 | 146.4 | 149.4 | 9 | 0
2030 | TVA_2_SOCO | TVA | SOCO | Internal | Summer | B3 | 75 | 500 | 0 | 146.4 | 149.4 | 9 | 0
2030 | TVA_2_SOCO | TVA | SOCO | Internal | Summer | B4 | 100 | 500 | 0 | 141.93 | 149.4 | 9 | 0
2030 | TVA_2_SOCO | TVA | SOCO | Internal | Summer | B5 | 200 | 500 | 256.26 | 121.53 | 130.53 | 9 | 0
2030 | TVA_2_SOCO | TVA | SOCO | Internal | Summer | B6 | 300 | 500 | 500 | 94.3 | 105.83 | 9 | 2.53
2030 | TVA_2_SOCO | TVA | SOCO | Internal | Summer | B7 | 400 | 500 | 491.99 | 90.87 | 99.87 | 9 | 0
2030 | TVA_2_SOCO | TVA | SOCO | Internal | Summer | B8 | 500 | 500 | 0 | 90.34 | 94.21 | 9 | 0
2030 | TVA_2_SOCO | TVA | SOCO | Internal | Summer | B9 | 800 | 500 | 0 | 82.88 | 90.88 | 9 | 0
2030 | TVA_2_SOCO | TVA | SOCO | Internal | Summer | B10 | 1262 | 500 | 0 | 78.24 | 82.59 | 9 | 0
2030 | TVA_2_SOCO | TVA | SOCO | Internal | Winter | B16 | 25 | 500 | 0 | 94.6 | 99.96 | 9 | 0
2030 | TVA_2_SOCO | TVA | SOCO | Internal | Winter | B17 | 100 | 500 | 0 | 86.62 | 95.54 | 9 | 0
2030 | TVA_2_SOCO | TVA | SOCO | Internal | Winter | B18 | 400 | 500 | 0 | 86.62 | 95.54 | 9 | 0
2030 | TVA_2_SOCO | TVA | SOCO | Internal | Winter | B19 | 700 | 500 | 0 | 86.62 | 94.21 | 9 | 0
2030 | TVA_2_SOCO | TVA | SOCO | Internal | Winter | B20 | 935 | 500 | 0 | 82.04 | 83.57 | 9 | 0
2030 | TVA_2_VACAR | TVA | VACAR | Internal | Shoulder | B11 | 25 | 150 | 0 | 91.96 | 98.36 | 9 | 0
2030 | TVA_2_VACAR | TVA | VACAR | Internal | Shoulder | B12 | 200 | 150 | 0 | 86.28 | 94.6 | 9 | 0
2030 | TVA_2_VACAR | TVA | VACAR | Internal | Shoulder | B13 | 600 | 150 | 0 | 83.97 | 89.37 | 9 | 0
2030 | TVA_2_VACAR | TVA | VACAR | Internal | Shoulder | B14 | 900 | 150 | 0 | 83.33 | 83.72 | 9 | 0
2030 | TVA_2_VACAR | TVA | VACAR | Internal | Shoulder | B15 | 1203 | 150 | 0 | 79.46 | 82.83 | 9 | 0
2030 | TVA_2_VACAR | TVA | VACAR | Internal | Summer | B1 | 10 | 150 | 0 | 146.28 | 151.39 | 9 | 0
2030 | TVA_2_VACAR | TVA | VACAR | Internal | Summer | B2 | 25 | 150 | 0 | 146.4 | 151.39 | 9 | 0
2030 | TVA_2_VACAR | TVA | VACAR | Internal | Summer | B3 | 75 | 150 | 0 | 146.4 | 151.39 | 9 | 0
2030 | TVA_2_VACAR | TVA | VACAR | Internal | Summer | B4 | 100 | 150 | 0 | 141.93 | 150.92 | 9 | 0
2030 | TVA_2_VACAR | TVA | VACAR | Internal | Summer | B5 | 200 | 150 | 0 | 121.53 | 130.52 | 9 | 0
2030 | TVA_2_VACAR | TVA | VACAR | Internal | Summer | B6 | 300 | 150 | 150 | 94.3 | 105.83 | 9 | 2.53
2030 | TVA_2_VACAR | TVA | VACAR | Internal | Summer | B7 | 400 | 150 | 0 | 90.87 | 96.25 | 9 | 0
2030 | TVA_2_VACAR | TVA | VACAR | Internal | Summer | B8 | 500 | 150 | 0 | 90.34 | 91.34 | 9 | 0
2030 | TVA_2_VACAR | TVA | VACAR | Internal | Summer | B9 | 800 | 150 | 0 | 82.88 | 82.87 | 9 | 0
2030 | TVA_2_VACAR | TVA | VACAR | Internal | Summer | B10 | 1262 | 150 | 0 | 78.24 | 80.87 | 9 | 0
2030 | TVA_2_VACAR | TVA | VACAR | Internal | Winter | B16 | 25 | 150 | 150 | 94.6 | 118.66 | 9 | 15.05
2030 | TVA_2_VACAR | TVA | VACAR | Internal | Winter | B17 | 100 | 150 | 150 | 86.62 | 100.89 | 9 | 5.27
2030 | TVA_2_VACAR | TVA | VACAR | Internal | Winter | B18 | 400 | 150 | 0 | 86.62 | 95.6 | 9 | 0
2030 | TVA_2_VACAR | TVA | VACAR | Internal | Winter | B19 | 700 | 150 | 0 | 86.62 | 87.21 | 9 | 0
2030 | TVA_2_VACAR | TVA | VACAR | Internal | Winter | B20 | 935 | 150 | 0 | 82.04 | 87.21 | 9 | 0
2030 | TVA_Transmission_2_SOCO | TVA_Transmission | SOCO | Internal | Shoulder | B11 | 25 | 3200 | 0 | 91.95 | 98.37 | 9 | 0
2030 | TVA_Transmission_2_SOCO | TVA_Transmission | SOCO | Internal | Shoulder | B12 | 200 | 3200 | 0 | 86.27 | 92.38 | 9 | 0
2030 | TVA_Transmission_2_SOCO | TVA_Transmission | SOCO | Internal | Shoulder | B13 | 600 | 3200 | 0 | 83.96 | 92.38 | 9 | 0
2030 | TVA_Transmission_2_SOCO | TVA_Transmission | SOCO | Internal | Shoulder | B14 | 900 | 3200 | 0 | 83.32 | 92.23 | 9 | 0
2030 | TVA_Transmission_2_SOCO | TVA_Transmission | SOCO | Internal | Shoulder | B15 | 1203 | 3200 | 0 | 79.45 | 79.98 | 9 | 0
2030 | TVA_Transmission_2_SOCO | TVA_Transmission | SOCO | Internal | Summer | B1 | 10 | 3200 | 0 | 146.27 | 149.4 | 9 | 0
2030 | TVA_Transmission_2_SOCO | TVA_Transmission | SOCO | Internal | Summer | B2 | 25 | 3200 | 0 | 146.39 | 149.4 | 9 | 0
2030 | TVA_Transmission_2_SOCO | TVA_Transmission | SOCO | Internal | Summer | B3 | 75 | 3200 | 0 | 146.39 | 149.4 | 9 | 0
2030 | TVA_Transmission_2_SOCO | TVA_Transmission | SOCO | Internal | Summer | B4 | 100 | 3200 | 0 | 141.92 | 149.4 | 9 | 0
2030 | TVA_Transmission_2_SOCO | TVA_Transmission | SOCO | Internal | Summer | B5 | 200 | 3200 | 0 | 122.21 | 130.53 | 9 | 0
2030 | TVA_Transmission_2_SOCO | TVA_Transmission | SOCO | Internal | Summer | B6 | 300 | 3200 | 0 | 101.17 | 105.83 | 9 | 0
2030 | TVA_Transmission_2_SOCO | TVA_Transmission | SOCO | Internal | Summer | B7 | 400 | 3200 | 0 | 93.69 | 99.87 | 9 | 0
2030 | TVA_Transmission_2_SOCO | TVA_Transmission | SOCO | Internal | Summer | B8 | 500 | 3200 | 0 | 90.66 | 94.21 | 9 | 0
2030 | TVA_Transmission_2_SOCO | TVA_Transmission | SOCO | Internal | Summer | B9 | 800 | 3200 | 0 | 82.87 | 90.88 | 9 | 0
2030 | TVA_Transmission_2_SOCO | TVA_Transmission | SOCO | Internal | Summer | B10 | 1262 | 3200 | 0 | 79.14 | 82.59 | 9 | 0
2030 | TVA_Transmission_2_SOCO | TVA_Transmission | SOCO | Internal | Winter | B16 | 25 | 3200 | 0 | 94.59 | 99.96 | 9 | 0
2030 | TVA_Transmission_2_SOCO | TVA_Transmission | SOCO | Internal | Winter | B17 | 100 | 3200 | 0 | 86.6 | 95.54 | 9 | 0
2030 | TVA_Transmission_2_SOCO | TVA_Transmission | SOCO | Internal | Winter | B18 | 400 | 3200 | 0 | 86.6 | 95.54 | 9 | 0
2030 | TVA_Transmission_2_SOCO | TVA_Transmission | SOCO | Internal | Winter | B19 | 700 | 3200 | 0 | 86.6 | 94.21 | 9 | 0
2030 | TVA_Transmission_2_SOCO | TVA_Transmission | SOCO | Internal | Winter | B20 | 935 | 3200 | 0 | 82.03 | 83.57 | 9 | 0
2030 | TVA_Transmission_2_TVA | TVA_Transmission | TVA | Internal | Shoulder | B11 | 25 | 99999 | 2135.77 | 91.95 | 91.96 | 0.01 | 0
2030 | TVA_Transmission_2_TVA | TVA_Transmission | TVA | Internal | Shoulder | B12 | 200 | 99999 | 2106.76 | 86.27 | 86.28 | 0.01 | 0
2030 | TVA_Transmission_2_TVA | TVA_Transmission | TVA | Internal | Shoulder | B13 | 600 | 99999 | 684.1 | 83.96 | 83.97 | 0.01 | 0
2030 | TVA_Transmission_2_TVA | TVA_Transmission | TVA | Internal | Shoulder | B14 | 900 | 99999 | 2678.63 | 83.32 | 83.33 | 0.01 | 0
2030 | TVA_Transmission_2_TVA | TVA_Transmission | TVA | Internal | Shoulder | B15 | 1203 | 99999 | 6100 | 79.45 | 79.46 | 0.01 | 0
2030 | TVA_Transmission_2_TVA | TVA_Transmission | TVA | Internal | Summer | B1 | 10 | 99999 | 4178.83 | 146.27 | 146.28 | 0.01 | 0
2030 | TVA_Transmission_2_TVA | TVA_Transmission | TVA | Internal | Summer | B2 | 25 | 99999 | 3433.13 | 146.39 | 146.4 | 0.01 | 0
2030 | TVA_Transmission_2_TVA | TVA_Transmission | TVA | Internal | Summer | B3 | 75 | 99999 | 1969.84 | 146.39 | 146.4 | 0.01 | 0
2030 | TVA_Transmission_2_TVA | TVA_Transmission | TVA | Internal | Summer | B4 | 100 | 99999 | 1293.72 | 141.92 | 141.93 | 0.01 | 0
2030 | TVA_Transmission_2_TVA | TVA_Transmission | TVA | Internal | Summer | B5 | 200 | 99999 | 0 | 122.21 | 121.53 | 0.01 | 0
2030 | TVA_Transmission_2_TVA | TVA_Transmission | TVA | Internal | Summer | B6 | 300 | 99999 | 0 | 101.17 | 94.3 | 0.01 | 0
2030 | TVA_Transmission_2_TVA | TVA_Transmission | TVA | Internal | Summer | B7 | 400 | 99999 | 0 | 93.69 | 90.87 | 0.01 | 0
2030 | TVA_Transmission_2_TVA | TVA_Transmission | TVA | Internal | Summer | B8 | 500 | 99999 | 0 | 90.66 | 90.34 | 0.01 | 0
2030 | TVA_Transmission_2_TVA | TVA_Transmission | TVA | Internal | Summer | B9 | 800 | 99999 | 1562.95 | 82.87 | 82.88 | 0.01 | 0
2030 | TVA_Transmission_2_TVA | TVA_Transmission | TVA | Internal | Summer | B10 | 1262 | 99999 | 0 | 79.14 | 78.24 | 0.01 | 0
2030 | TVA_Transmission_2_TVA | TVA_Transmission | TVA | Internal | Winter | B16 | 25 | 99999 | 5335.94 | 94.59 | 94.6 | 0.01 | 0
2030 | TVA_Transmission_2_TVA | TVA_Transmission | TVA | Internal | Winter | B17 | 100 | 99999 | 2905.29 | 86.6 | 86.62 | 0.01 | 0
2030 | TVA_Transmission_2_TVA | TVA_Transmission | TVA | Internal | Winter | B18 | 400 | 99999 | 471.2 | 86.6 | 86.62 | 0.01 | 0
2030 | TVA_Transmission_2_TVA | TVA_Transmission | TVA | Internal | Winter | B19 | 700 | 99999 | 703.97 | 86.6 | 86.62 | 0.01 | 0
2030 | TVA_Transmission_2_TVA | TVA_Transmission | TVA | Internal | Winter | B20 | 935 | 99999 | 6100 | 82.03 | 82.04 | 0.01 | 0
2030 | TVA_Transmission_2_VACAR | TVA_Transmission | VACAR | Internal | Shoulder | B11 | 25 | 900 | 0 | 91.95 | 98.36 | 9 | 0
2030 | TVA_Transmission_2_VACAR | TVA_Transmission | VACAR | Internal | Shoulder | B12 | 200 | 900 | 0 | 86.27 | 94.6 | 9 | 0
2030 | TVA_Transmission_2_VACAR | TVA_Transmission | VACAR | Internal | Shoulder | B13 | 600 | 900 | 0 | 83.96 | 89.37 | 9 | 0
2030 | TVA_Transmission_2_VACAR | TVA_Transmission | VACAR | Internal | Shoulder | B14 | 900 | 900 | 0 | 83.32 | 83.72 | 9 | 0
2030 | TVA_Transmission_2_VACAR | TVA_Transmission | VACAR | Internal | Shoulder | B15 | 1203 | 900 | 0 | 79.45 | 82.83 | 9 | 0
2030 | TVA_Transmission_2_VACAR | TVA_Transmission | VACAR | Internal | Summer | B1 | 10 | 900 | 0 | 146.27 | 151.39 | 9 | 0
2030 | TVA_Transmission_2_VACAR | TVA_Transmission | VACAR | Internal | Summer | B2 | 25 | 900 | 0 | 146.39 | 151.39 | 9 | 0
2030 | TVA_Transmission_2_VACAR | TVA_Transmission | VACAR | Internal | Summer | B3 | 75 | 900 | 0 | 146.39 | 151.39 | 9 | 0
2030 | TVA_Transmission_2_VACAR | TVA_Transmission | VACAR | Internal | Summer | B4 | 100 | 900 | 250.51 | 141.92 | 150.92 | 9 | 0
2030 | TVA_Transmission_2_VACAR | TVA_Transmission | VACAR | Internal | Summer | B5 | 200 | 900 | 0 | 122.21 | 130.52 | 9 | 0
2030 | TVA_Transmission_2_VACAR | TVA_Transmission | VACAR | Internal | Summer | B6 | 300 | 900 | 0 | 101.17 | 105.83 | 9 | 0
2030 | TVA_Transmission_2_VACAR | TVA_Transmission | VACAR | Internal | Summer | B7 | 400 | 900 | 0 | 93.69 | 96.25 | 9 | 0
2030 | TVA_Transmission_2_VACAR | TVA_Transmission | VACAR | Internal | Summer | B8 | 500 | 900 | 0 | 90.66 | 91.34 | 9 | 0
2030 | TVA_Transmission_2_VACAR | TVA_Transmission | VACAR | Internal | Summer | B9 | 800 | 900 | 0 | 82.87 | 82.87 | 9 | 0
2030 | TVA_Transmission_2_VACAR | TVA_Transmission | VACAR | Internal | Summer | B10 | 1262 | 900 | 0 | 79.14 | 80.87 | 9 | 0
2030 | TVA_Transmission_2_VACAR | TVA_Transmission | VACAR | Internal | Winter | B16 | 25 | 900 | 900 | 94.59 | 118.66 | 9 | 15.07
2030 | TVA_Transmission_2_VACAR | TVA_Transmission | VACAR | Internal | Winter | B17 | 100 | 900 | 900 | 86.6 | 100.89 | 9 | 5.28
2030 | TVA_Transmission_2_VACAR | TVA_Transmission | VACAR | Internal | Winter | B18 | 400 | 900 | 750.15 | 86.6 | 95.6 | 9 | 0
2030 | TVA_Transmission_2_VACAR | TVA_Transmission | VACAR | Internal | Winter | B19 | 700 | 900 | 0 | 86.6 | 87.21 | 9 | 0
2030 | TVA_Transmission_2_VACAR | TVA_Transmission | VACAR | Internal | Winter | B20 | 935 | 900 | 0 | 82.03 | 87.21 | 9 | 0
2030 | VACAR_2_PJM_ROR | VACAR | PJM_ROR | Internal | Shoulder | B11 | 25 | 2000 | 0 | 98.36 | 92.36 | 7 | 0
2030 | VACAR_2_PJM_ROR | VACAR | PJM_ROR | Internal | Shoulder | B12 | 200 | 2000 | 0 | 94.6 | 88.6 | 7 | 0
2030 | VACAR_2_PJM_ROR | VACAR | PJM_ROR | Internal | Shoulder | B13 | 600 | 2000 | 0 | 89.37 | 86.4 | 7 | 0
2030 | VACAR_2_PJM_ROR | VACAR | PJM_ROR | Internal | Shoulder | B14 | 900 | 2000 | 0 | 83.72 | 77.72 | 7 | 0
2030 | VACAR_2_PJM_ROR | VACAR | PJM_ROR | Internal | Shoulder | B15 | 1203 | 2000 | 0 | 82.83 | 75.87 | 7 | 0
2030 | VACAR_2_PJM_ROR | VACAR | PJM_ROR | Internal | Summer | B1 | 10 | 2000 | 0 | 151.39 | 140.39 | 7 | 0
2030 | VACAR_2_PJM_ROR | VACAR | PJM_ROR | Internal | Summer | B2 | 25 | 2000 | 0 | 151.39 | 140.39 | 7 | 0
2030 | VACAR_2_PJM_ROR | VACAR | PJM_ROR | Internal | Summer | B3 | 75 | 2000 | 0 | 151.39 | 140.39 | 7 | 0
2030 | VACAR_2_PJM_ROR | VACAR | PJM_ROR | Internal | Summer | B4 | 100 | 2000 | 0 | 150.92 | 135.92 | 7 | 0
2030 | VACAR_2_PJM_ROR | VACAR | PJM_ROR | Internal | Summer | B5 | 200 | 2000 | 0 | 130.52 | 124.52 | 7 | 0
2030 | VACAR_2_PJM_ROR | VACAR | PJM_ROR | Internal | Summer | B6 | 300 | 2000 | 0 | 105.83 | 99.83 | 7 | 0
2030 | VACAR_2_PJM_ROR | VACAR | PJM_ROR | Internal | Summer | B7 | 400 | 2000 | 0 | 96.25 | 90.25 | 7 | 0
2030 | VACAR_2_PJM_ROR | VACAR | PJM_ROR | Internal | Summer | B8 | 500 | 2000 | 0 | 91.34 | 85.34 | 7 | 0
2030 | VACAR_2_PJM_ROR | VACAR | PJM_ROR | Internal | Summer | B9 | 800 | 2000 | 0 | 82.87 | 76.87 | 7 | 0
2030 | VACAR_2_PJM_ROR | VACAR | PJM_ROR | Internal | Summer | B10 | 1262 | 2000 | 0 | 80.87 | 74.37 | 7 | 0
2030 | VACAR_2_PJM_ROR | VACAR | PJM_ROR | Internal | Winter | B16 | 25 | 2000 | 0 | 118.66 | 96.1 | 7 | 0
2030 | VACAR_2_PJM_ROR | VACAR | PJM_ROR | Internal | Winter | B17 | 100 | 2000 | 0 | 100.89 | 94.89 | 7 | 0
2030 | VACAR_2_PJM_ROR | VACAR | PJM_ROR | Internal | Winter | B18 | 400 | 2000 | 0 | 95.6 | 91.17 | 7 | 0
2030 | VACAR_2_PJM_ROR | VACAR | PJM_ROR | Internal | Winter | B19 | 700 | 2000 | 0 | 87.21 | 80.6 | 7 | 0
2030 | VACAR_2_PJM_ROR | VACAR | PJM_ROR | Internal | Winter | B20 | 935 | 2000 | 0 | 87.21 | 78.94 | 7 | 0
2030 | VACAR_2_SOCO | VACAR | SOCO | Internal | Shoulder | B11 | 25 | 3000 | 0 | 98.36 | 98.37 | 7 | 0
2030 | VACAR_2_SOCO | VACAR | SOCO | Internal | Shoulder | B12 | 200 | 3000 | 0 | 94.6 | 92.38 | 7 | 0
2030 | VACAR_2_SOCO | VACAR | SOCO | Internal | Shoulder | B13 | 600 | 3000 | 0 | 89.37 | 92.38 | 7 | 0
2030 | VACAR_2_SOCO | VACAR | SOCO | Internal | Shoulder | B14 | 900 | 3000 | 3000 | 83.72 | 92.23 | 7 | 1.52
2030 | VACAR_2_SOCO | VACAR | SOCO | Internal | Shoulder | B15 | 1203 | 3000 | 0 | 82.83 | 79.98 | 7 | 0
2030 | VACAR_2_SOCO | VACAR | SOCO | Internal | Summer | B1 | 10 | 3000 | 0 | 151.39 | 149.4 | 7 | 0
2030 | VACAR_2_SOCO | VACAR | SOCO | Internal | Summer | B2 | 25 | 3000 | 0 | 151.39 | 149.4 | 7 | 0
2030 | VACAR_2_SOCO | VACAR | SOCO | Internal | Summer | B3 | 75 | 3000 | 0 | 151.39 | 149.4 | 7 | 0
2030 | VACAR_2_SOCO | VACAR | SOCO | Internal | Summer | B4 | 100 | 3000 | 0 | 150.92 | 149.4 | 7 | 0
2030 | VACAR_2_SOCO | VACAR | SOCO | Internal | Summer | B5 | 200 | 3000 | 0 | 130.52 | 130.53 | 7 | 0
2030 | VACAR_2_SOCO | VACAR | SOCO | Internal | Summer | B6 | 300 | 3000 | 0 | 105.83 | 105.83 | 7 | 0
2030 | VACAR_2_SOCO | VACAR | SOCO | Internal | Summer | B7 | 400 | 3000 | 0 | 96.25 | 99.87 | 7 | 0
2030 | VACAR_2_SOCO | VACAR | SOCO | Internal | Summer | B8 | 500 | 3000 | 0 | 91.34 | 94.21 | 7 | 0
2030 | VACAR_2_SOCO | VACAR | SOCO | Internal | Summer | B9 | 800 | 3000 | 3000 | 82.87 | 90.88 | 7 | 1.01
2030 | VACAR_2_SOCO | VACAR | SOCO | Internal | Summer | B10 | 1262 | 3000 | 0 | 80.87 | 82.59 | 7 | 0
2030 | VACAR_2_SOCO | VACAR | SOCO | Internal | Winter | B16 | 25 | 3000 | 0 | 118.66 | 99.96 | 7 | 0
2030 | VACAR_2_SOCO | VACAR | SOCO | Internal | Winter | B17 | 100 | 3000 | 0 | 100.89 | 95.54 | 7 | 0
2030 | VACAR_2_SOCO | VACAR | SOCO | Internal | Winter | B18 | 400 | 3000 | 0 | 95.6 | 95.54 | 7 | 0
2030 | VACAR_2_SOCO | VACAR | SOCO | Internal | Winter | B19 | 700 | 3000 | 2523.12 | 87.21 | 94.21 | 7 | 0
2030 | VACAR_2_SOCO | VACAR | SOCO | Internal | Winter | B20 | 935 | 3000 | 0 | 87.21 | 83.57 | 7 | 0
2035 | ENT_2_MISO_MO-IL | ENT | MISO_MO-IL | Internal | Shoulder | B11 | 25 | 2260 | 0 | 91.01 | 90.98 | 8 | 0
2035 | ENT_2_MISO_MO-IL | ENT | MISO_MO-IL | Internal | Shoulder | B12 | 200 | 2260 | 0 | 78.81 | 78.81 | 8 | 0
2035 | ENT_2_MISO_MO-IL | ENT | MISO_MO-IL | Internal | Shoulder | B13 | 600 | 2260 | 0 | 78.81 | 76.28 | 8 | 0
2035 | ENT_2_MISO_MO-IL | ENT | MISO_MO-IL | Internal | Shoulder | B14 | 900 | 2260 | 684.28 | 64.01 | 72.01 | 8 | 0
2035 | ENT_2_MISO_MO-IL | ENT | MISO_MO-IL | Internal | Shoulder | B15 | 1203 | 2260 | 2260 | 25.98 | 55.43 | 8 | 21.46
2035 | ENT_2_MISO_MO-IL | ENT | MISO_MO-IL | Internal | Summer | B1 | 10 | 2260 | 2260 | 93.03 | 133.62 | 8 | 32.59
2035 | ENT_2_MISO_MO-IL | ENT | MISO_MO-IL | Internal | Summer | B2 | 25 | 2260 | 0 | 138.76 | 138.77 | 8 | 0
2035 | ENT_2_MISO_MO-IL | ENT | MISO_MO-IL | Internal | Summer | B3 | 75 | 2260 | 0 | 138.77 | 138.77 | 8 | 0
2035 | ENT_2_MISO_MO-IL | ENT | MISO_MO-IL | Internal | Summer | B4 | 100 | 2260 | 0 | 134.61 | 134.61 | 8 | 0
2035 | ENT_2_MISO_MO-IL | ENT | MISO_MO-IL | Internal | Summer | B5 | 200 | 2260 | 0 | 110.42 | 113.26 | 8 | 0
2035 | ENT_2_MISO_MO-IL | ENT | MISO_MO-IL | Internal | Summer | B6 | 300 | 2260 | 0 | 93.03 | 98.31 | 8 | 0
2035 | ENT_2_MISO_MO-IL | ENT | MISO_MO-IL | Internal | Summer | B7 | 400 | 2260 | 0 | 89.23 | 88.52 | 8 | 0
2035 | ENT_2_MISO_MO-IL | ENT | MISO_MO-IL | Internal | Summer | B8 | 500 | 2260 | 0 | 89.23 | 84.04 | 8 | 0
2035 | ENT_2_MISO_MO-IL | ENT | MISO_MO-IL | Internal | Summer | B9 | 800 | 2260 | 0 | 83.64 | 75.64 | 8 | 0
2035 | ENT_2_MISO_MO-IL | ENT | MISO_MO-IL | Internal | Summer | B10 | 1262 | 2260 | 0 | 72.59 | 72.59 | 8 | 0
2035 | ENT_2_MISO_MO-IL | ENT | MISO_MO-IL | Internal | Winter | B16 | 25 | 2260 | 0 | 81.89 | 79.3 | 8 | 0
2035 | ENT_2_MISO_MO-IL | ENT | MISO_MO-IL | Internal | Winter | B17 | 100 | 2260 | 0 | 79.69 | 79.3 | 8 | 0
2035 | ENT_2_MISO_MO-IL | ENT | MISO_MO-IL | Internal | Winter | B18 | 400 | 2260 | 0 | 81.89 | 79.3 | 8 | 0
2035 | ENT_2_MISO_MO-IL | ENT | MISO_MO-IL | Internal | Winter | B19 | 700 | 2260 | 0 | 79.3 | 79.3 | 8 | 0
2035 | ENT_2_MISO_MO-IL | ENT | MISO_MO-IL | Internal | Winter | B20 | 935 | 2260 | 2260 | 16.53 | 50.19 | 8 | 25.66
2035 | ENT_2_SOCO | ENT | SOCO | Internal | Shoulder | B11 | 25 | 3900 | 0 | 91.01 | 96.63 | 8 | 0
2035 | ENT_2_SOCO | ENT | SOCO | Internal | Shoulder | B12 | 200 | 3900 | 3900 | 78.81 | 93.21 | 8 | 6.4
2035 | ENT_2_SOCO | ENT | SOCO | Internal | Shoulder | B13 | 600 | 3900 | 3900 | 78.81 | 90.34 | 8 | 3.53
2035 | ENT_2_SOCO | ENT | SOCO | Internal | Shoulder | B14 | 900 | 3900 | 3900 | 64.01 | 89.01 | 8 | 17
2035 | ENT_2_SOCO | ENT | SOCO | Internal | Shoulder | B15 | 1203 | 3900 | 3900 | 25.98 | 80.68 | 8 | 46.7
2035 | ENT_2_SOCO | ENT | SOCO | Internal | Summer | B1 | 10 | 3900 | 3900 | 93.03 | 150.62 | 8 | 49.59
2035 | ENT_2_SOCO | ENT | SOCO | Internal | Summer | B2 | 25 | 3900 | 3900 | 138.76 | 150.62 | 8 | 3.86
2035 | ENT_2_SOCO | ENT | SOCO | Internal | Summer | B3 | 75 | 3900 | 3900 | 138.77 | 146.88 | 8 | 0.11
2035 | ENT_2_SOCO | ENT | SOCO | Internal | Summer | B4 | 100 | 3900 | 2753.52 | 134.61 | 142.61 | 8 | 0
2035 | ENT_2_SOCO | ENT | SOCO | Internal | Summer | B5 | 200 | 3900 | 0 | 110.42 | 116.26 | 8 | 0
2035 | ENT_2_SOCO | ENT | SOCO | Internal | Summer | B6 | 300 | 3900 | 0 | 93.03 | 97.38 | 8 | 0
2035 | ENT_2_SOCO | ENT | SOCO | Internal | Summer | B7 | 400 | 3900 | 0 | 89.23 | 95 | 8 | 0
2035 | ENT_2_SOCO | ENT | SOCO | Internal | Summer | B8 | 500 | 3900 | 0 | 89.23 | 91.64 | 8 | 0
2035 | ENT_2_SOCO | ENT | SOCO | Internal | Summer | B9 | 800 | 3900 | 1263.67 | 83.64 | 91.64 | 8 | 0
2035 | ENT_2_SOCO | ENT | SOCO | Internal | Summer | B10 | 1262 | 3900 | 646.13 | 72.59 | 80.59 | 8 | 0
2035 | ENT_2_SOCO | ENT | SOCO | Internal | Winter | B16 | 25 | 3900 | 3900 | 81.89 | 99.21 | 8 | 9.32
2035 | ENT_2_SOCO | ENT | SOCO | Internal | Winter | B17 | 100 | 3900 | 3900 | 79.69 | 96.69 | 8 | 9
2035 | ENT_2_SOCO | ENT | SOCO | Internal | Winter | B18 | 400 | 3900 | 3900 | 81.89 | 92.96 | 8 | 3.07
2035 | ENT_2_SOCO | ENT | SOCO | Internal | Winter | B19 | 700 | 3900 | 3900 | 79.3 | 92.96 | 8 | 5.66
2035 | ENT_2_SOCO | ENT | SOCO | Internal | Winter | B20 | 935 | 3900 | 3900 | 16.53 | 83.64 | 8 | 59.11
2035 | ENT_2_SPP_S | ENT | SPP_S | Internal | Shoulder | B11 | 25 | 3292 | 0 | 91.01 | 90.79 | 8 | 0
2035 | ENT_2_SPP_S | ENT | SPP_S | Internal | Shoulder | B12 | 200 | 3292 | 0 | 78.81 | 73.82 | 8 | 0
2035 | ENT_2_SPP_S | ENT | SPP_S | Internal | Shoulder | B13 | 600 | 3292 | 0 | 78.81 | 73.81 | 8 | 0
2035 | ENT_2_SPP_S | ENT | SPP_S | Internal | Shoulder | B14 | 900 | 3292 | 0 | 64.01 | 14.21 | 8 | 0
2035 | ENT_2_SPP_S | ENT | SPP_S | Internal | Shoulder | B15 | 1203 | 3292 | 0 | 25.98 | 0.01 | 8 | 0
2035 | ENT_2_SPP_S | ENT | SPP_S | Internal | Summer | B1 | 10 | 3292 | 0 | 93.03 | 88.04 | 8 | 0
2035 | ENT_2_SPP_S | ENT | SPP_S | Internal | Summer | B2 | 25 | 3292 | 0 | 138.76 | 129.62 | 8 | 0
2035 | ENT_2_SPP_S | ENT | SPP_S | Internal | Summer | B3 | 75 | 3292 | 0 | 138.77 | 133.76 | 8 | 0
2035 | ENT_2_SPP_S | ENT | SPP_S | Internal | Summer | B4 | 100 | 3292 | 0 | 134.61 | 129.62 | 8 | 0
2035 | ENT_2_SPP_S | ENT | SPP_S | Internal | Summer | B5 | 200 | 3292 | 0 | 110.42 | 105.43 | 8 | 0
2035 | ENT_2_SPP_S | ENT | SPP_S | Internal | Summer | B6 | 300 | 3292 | 0 | 93.03 | 93.32 | 8 | 0
2035 | ENT_2_SPP_S | ENT | SPP_S | Internal | Summer | B7 | 400 | 3292 | 0 | 89.23 | 89.15 | 8 | 0
2035 | ENT_2_SPP_S | ENT | SPP_S | Internal | Summer | B8 | 500 | 3292 | 0 | 89.23 | 88.95 | 8 | 0
2035 | ENT_2_SPP_S | ENT | SPP_S | Internal | Summer | B9 | 800 | 3292 | 0 | 83.64 | 87.1 | 8 | 0
2035 | ENT_2_SPP_S | ENT | SPP_S | Internal | Summer | B10 | 1262 | 3292 | 0 | 72.59 | 67.6 | 8 | 0
2035 | ENT_2_SPP_S | ENT | SPP_S | Internal | Winter | B16 | 25 | 3292 | 0 | 81.89 | 74.31 | 8 | 0
2035 | ENT_2_SPP_S | ENT | SPP_S | Internal | Winter | B17 | 100 | 3292 | 0 | 79.69 | 74.31 | 8 | 0
2035 | ENT_2_SPP_S | ENT | SPP_S | Internal | Winter | B18 | 400 | 3292 | 0 | 81.89 | 76.9 | 8 | 0
2035 | ENT_2_SPP_S | ENT | SPP_S | Internal | Winter | B19 | 700 | 3292 | 0 | 79.3 | 74.31 | 8 | 0
2035 | ENT_2_SPP_S | ENT | SPP_S | Internal | Winter | B20 | 935 | 3292 | 0 | 16.53 | 11.53 | 8 | 0
2035 | ENT_2_TVA_Transmission | ENT | TVA_Transmission | Internal | Shoulder | B11 | 25 | 2100 | 0 | 91.01 | 92.42 | 8 | 0
2035 | ENT_2_TVA_Transmission | ENT | TVA_Transmission | Internal | Shoulder | B12 | 200 | 2100 | 90.55 | 78.81 | 86.81 | 8 | 0
2035 | ENT_2_TVA_Transmission | ENT | TVA_Transmission | Internal | Shoulder | B13 | 600 | 2100 | 0 | 78.81 | 83.12 | 8 | 0
2035 | ENT_2_TVA_Transmission | ENT | TVA_Transmission | Internal | Shoulder | B14 | 900 | 2100 | 2100 | 64.01 | 80.01 | 8 | 8
2035 | ENT_2_TVA_Transmission | ENT | TVA_Transmission | Internal | Shoulder | B15 | 1203 | 2100 | 2100 | 25.98 | 80.01 | 8 | 46.03
2035 | ENT_2_TVA_Transmission | ENT | TVA_Transmission | Internal | Summer | B1 | 10 | 2100 | 2100 | 93.03 | 141.62 | 8 | 40.59
2035 | ENT_2_TVA_Transmission | ENT | TVA_Transmission | Internal | Summer | B2 | 25 | 2100 | 2100 | 138.76 | 146.77 | 8 | 0.01
2035 | ENT_2_TVA_Transmission | ENT | TVA_Transmission | Internal | Summer | B3 | 75 | 2100 | 96.8 | 138.77 | 146.77 | 8 | 0
2035 | ENT_2_TVA_Transmission | ENT | TVA_Transmission | Internal | Summer | B4 | 100 | 2100 | 0 | 134.61 | 142.6 | 8 | 0
2035 | ENT_2_TVA_Transmission | ENT | TVA_Transmission | Internal | Summer | B5 | 200 | 2100 | 0 | 110.42 | 117.78 | 8 | 0
2035 | ENT_2_TVA_Transmission | ENT | TVA_Transmission | Internal | Summer | B6 | 300 | 2100 | 0 | 93.03 | 99.79 | 8 | 0
2035 | ENT_2_TVA_Transmission | ENT | TVA_Transmission | Internal | Summer | B7 | 400 | 2100 | 0 | 89.23 | 93.16 | 8 | 0
2035 | ENT_2_TVA_Transmission | ENT | TVA_Transmission | Internal | Summer | B8 | 500 | 2100 | 0 | 89.23 | 90.92 | 8 | 0
2035 | ENT_2_TVA_Transmission | ENT | TVA_Transmission | Internal | Summer | B9 | 800 | 2100 | 0 | 83.64 | 83.63 | 8 | 0
2035 | ENT_2_TVA_Transmission | ENT | TVA_Transmission | Internal | Summer | B10 | 1262 | 2100 | 0 | 72.59 | 79.22 | 8 | 0
2035 | ENT_2_TVA_Transmission | ENT | TVA_Transmission | Internal | Winter | B16 | 25 | 2100 | 2100 | 81.89 | 90.21 | 8 | 0.32
2035 | ENT_2_TVA_Transmission | ENT | TVA_Transmission | Internal | Winter | B17 | 100 | 2100 | 1413.9 | 79.69 | 87.69 | 8 | 0
2035 | ENT_2_TVA_Transmission | ENT | TVA_Transmission | Internal | Winter | B18 | 400 | 2100 | 0 | 81.89 | 86.08 | 8 | 0
2035 | ENT_2_TVA_Transmission | ENT | TVA_Transmission | Internal | Winter | B19 | 700 | 2100 | 0 | 79.3 | 85.28 | 8 | 0
2035 | ENT_2_TVA_Transmission | ENT | TVA_Transmission | Internal | Winter | B20 | 935 | 2100 | 2100 | 16.53 | 82.79 | 8 | 58.26
2035 | FRCC_2_SOCO | FRCC | SOCO | Internal | Shoulder | B11 | 25 | 900 | 0 | 98.41 | 96.63 | 8 | 0
2035 | FRCC_2_SOCO | FRCC | SOCO | Internal | Shoulder | B12 | 200 | 900 | 0 | 98.41 | 93.21 | 8 | 0
2035 | FRCC_2_SOCO | FRCC | SOCO | Internal | Shoulder | B13 | 600 | 900 | 0 | 98.41 | 90.34 | 8 | 0
2035 | FRCC_2_SOCO | FRCC | SOCO | Internal | Shoulder | B14 | 900 | 900 | 0 | 91.84 | 89.01 | 8 | 0
2035 | FRCC_2_SOCO | FRCC | SOCO | Internal | Shoulder | B15 | 1203 | 900 | 0 | 85.11 | 80.68 | 8 | 0
2035 | FRCC_2_SOCO | FRCC | SOCO | Internal | Summer | B1 | 10 | 900 | 0 | 156.88 | 150.62 | 8 | 0
2035 | FRCC_2_SOCO | FRCC | SOCO | Internal | Summer | B2 | 25 | 900 | 0 | 156.88 | 150.62 | 8 | 0
2035 | FRCC_2_SOCO | FRCC | SOCO | Internal | Summer | B3 | 75 | 900 | 0 | 156.88 | 146.88 | 8 | 0
2035 | FRCC_2_SOCO | FRCC | SOCO | Internal | Summer | B4 | 100 | 900 | 0 | 152.61 | 142.61 | 8 | 0
2035 | FRCC_2_SOCO | FRCC | SOCO | Internal | Summer | B5 | 200 | 900 | 900 | 102.15 | 116.26 | 8 | 6.11
2035 | FRCC_2_SOCO | FRCC | SOCO | Internal | Summer | B6 | 300 | 900 | 0 | 97.35 | 97.38 | 8 | 0
2035 | FRCC_2_SOCO | FRCC | SOCO | Internal | Summer | B7 | 400 | 900 | 0 | 97.35 | 95 | 8 | 0
2035 | FRCC_2_SOCO | FRCC | SOCO | Internal | Summer | B8 | 500 | 900 | 0 | 97.35 | 91.64 | 8 | 0
2035 | FRCC_2_SOCO | FRCC | SOCO | Internal | Summer | B9 | 800 | 900 | 0 | 97.35 | 91.64 | 8 | 0
2035 | FRCC_2_SOCO | FRCC | SOCO | Internal | Summer | B10 | 1262 | 900 | 0 | 84.2 | 80.59 | 8 | 0
2035 | FRCC_2_SOCO | FRCC | SOCO | Internal | Winter | B16 | 25 | 900 | 0 | 101.32 | 99.21 | 8 | 0
2035 | FRCC_2_SOCO | FRCC | SOCO | Internal | Winter | B17 | 100 | 900 | 0 | 101.32 | 96.69 | 8 | 0
2035 | FRCC_2_SOCO | FRCC | SOCO | Internal | Winter | B18 | 400 | 900 | 0 | 101.32 | 92.96 | 8 | 0
2035 | FRCC_2_SOCO | FRCC | SOCO | Internal | Winter | B19 | 700 | 900 | 0 | 87.58 | 92.96 | 8 | 0
2035 | FRCC_2_SOCO | FRCC | SOCO | Internal | Winter | B20 | 935 | 900 | 0 | 87.58 | 83.64 | 8 | 0
2035 | HQ_NEISO_2_NEISO | HQ_NEISO | NEISO | Internal | Shoulder | B11 | 25 | 99999 | 3112.4 | 81.69 | 81.7 | 0.01 | 0
2035 | HQ_NEISO_2_NEISO | HQ_NEISO | NEISO | Internal | Shoulder | B12 | 200 | 99999 | 3110.47 | 79.44 | 79.46 | 0.01 | 0
2035 | HQ_NEISO_2_NEISO | HQ_NEISO | NEISO | Internal | Shoulder | B13 | 600 | 99999 | 3102.87 | 79.15 | 79.17 | 0.01 | 0
2035 | HQ_NEISO_2_NEISO | HQ_NEISO | NEISO | Internal | Shoulder | B14 | 900 | 99999 | 3089.58 | 79.15 | 79.17 | 0.01 | 0
2035 | HQ_NEISO_2_NEISO | HQ_NEISO | NEISO | Internal | Shoulder | B15 | 1203 | 99999 | 1276.23 | 79.15 | 79.17 | 0.01 | 0
2035 | HQ_NEISO_2_NEISO | HQ_NEISO | NEISO | Internal | Summer | B1 | 10 | 99999 | 3220.1 | 124.89 | 124.9 | 0.01 | 0
2035 | HQ_NEISO_2_NEISO | HQ_NEISO | NEISO | Internal | Summer | B2 | 25 | 99999 | 3207.34 | 123.57 | 123.58 | 0.01 | 0
2035 | HQ_NEISO_2_NEISO | HQ_NEISO | NEISO | Internal | Summer | B3 | 75 | 99999 | 3181.93 | 106.45 | 106.46 | 0.01 | 0
2035 | HQ_NEISO_2_NEISO | HQ_NEISO | NEISO | Internal | Summer | B4 | 100 | 99999 | 3159.98 | 82.58 | 82.59 | 0.01 | 0
2035 | HQ_NEISO_2_NEISO | HQ_NEISO | NEISO | Internal | Summer | B5 | 200 | 99999 | 3148.1 | 78.06 | 78.07 | 0.01 | 0
2035 | HQ_NEISO_2_NEISO | HQ_NEISO | NEISO | Internal | Summer | B6 | 300 | 99999 | 3134.69 | 78.06 | 78.07 | 0.01 | 0
2035 | HQ_NEISO_2_NEISO | HQ_NEISO | NEISO | Internal | Summer | B7 | 400 | 99999 | 3119.34 | 78.06 | 78.07 | 0.01 | 0
2035 | HQ_NEISO_2_NEISO | HQ_NEISO | NEISO | Internal | Summer | B8 | 500 | 99999 | 3107.26 | 78.06 | 78.07 | 0.01 | 0
2035 | HQ_NEISO_2_NEISO | HQ_NEISO | NEISO | Internal | Summer | B9 | 800 | 99999 | 3092.47 | 78.06 | 78.07 | 0.01 | 0
2035 | HQ_NEISO_2_NEISO | HQ_NEISO | NEISO | Internal | Summer | B10 | 1262 | 99999 | 933.3 | 78.06 | 78.07 | 0.01 | 0
2035 | HQ_NEISO_2_NEISO | HQ_NEISO | NEISO | Internal | Winter | B16 | 25 | 99999 | 3139.24 | 92.86 | 92.88 | 0.01 | 0
2035 | HQ_NEISO_2_NEISO | HQ_NEISO | NEISO | Internal | Winter | B17 | 100 | 99999 | 3128.41 | 89.5 | 89.51 | 0.01 | 0
2035 | HQ_NEISO_2_NEISO | HQ_NEISO | NEISO | Internal | Winter | B18 | 400 | 99999 | 3120.19 | 82.58 | 82.59 | 0.01 | 0
2035 | HQ_NEISO_2_NEISO | HQ_NEISO | NEISO | Internal | Winter | B19 | 700 | 99999 | 3104.89 | 82.58 | 82.59 | 0.01 | 0
2035 | HQ_NEISO_2_NEISO | HQ_NEISO | NEISO | Internal | Winter | B20 | 935 | 99999 | 1382.08 | 82.58 | 82.59 | 0.01 | 0
2035 | HQ_NY_2_NYISO_A-F | HQ_NY | NYISO_A-F | Internal | Shoulder | B11 | 25 | 99999 | 2812.27 | 84.69 | 84.7 | 0.01 | 0
2035 | HQ_NY_2_NYISO_A-F | HQ_NY | NYISO_A-F | Internal | Shoulder | B12 | 200 | 99999 | 2847.69 | 82.43 | 82.44 | 0.01 | 0
2035 | HQ_NY_2_NYISO_A-F | HQ_NY | NYISO_A-F | Internal | Shoulder | B13 | 600 | 99999 | 2781.85 | 77.3 | 77.32 | 0.01 | 0
2035 | HQ_NY_2_NYISO_A-F | HQ_NY | NYISO_A-F | Internal | Shoulder | B14 | 900 | 99999 | 2673.14 | 76.44 | 76.46 | 0.01 | 0
2035 | HQ_NY_2_NYISO_A-F | HQ_NY | NYISO_A-F | Internal | Shoulder | B15 | 1203 | 99999 | 1582.7 | 76.44 | 76.46 | 0.01 | 0
2035 | HQ_NY_2_NYISO_A-F | HQ_NY | NYISO_A-F | Internal | Summer | B1 | 10 | 99999 | 3500.1 | 101.79 | 101.8 | 0.01 | 0
2035 | HQ_NY_2_NYISO_A-F | HQ_NY | NYISO_A-F | Internal | Summer | B2 | 25 | 99999 | 3406.71 | 107.26 | 107.27 | 0.01 | 0
2035 | HQ_NY_2_NYISO_A-F | HQ_NY | NYISO_A-F | Internal | Summer | B3 | 75 | 99999 | 3266.7 | 107.26 | 107.27 | 0.01 | 0
2035 | HQ_NY_2_NYISO_A-F | HQ_NY | NYISO_A-F | Internal | Summer | B4 | 100 | 99999 | 3116.37 | 92.41 | 92.42 | 0.01 | 0
2035 | HQ_NY_2_NYISO_A-F | HQ_NY | NYISO_A-F | Internal | Summer | B5 | 200 | 99999 | 3025.49 | 84.06 | 84.07 | 0.01 | 0
2035 | HQ_NY_2_NYISO_A-F | HQ_NY | NYISO_A-F | Internal | Summer | B6 | 300 | 99999 | 2934.86 | 84.06 | 84.07 | 0.01 | 0
2035 | HQ_NY_2_NYISO_A-F | HQ_NY | NYISO_A-F | Internal | Summer | B7 | 400 | 99999 | 2830.75 | 82.46 | 82.47 | 0.01 | 0
2035 | HQ_NY_2_NYISO_A-F | HQ_NY | NYISO_A-F | Internal | Summer | B8 | 500 | 99999 | 2760.25 | 78.66 | 78.67 | 0.01 | 0
2035 | HQ_NY_2_NYISO_A-F | HQ_NY | NYISO_A-F | Internal | Summer | B9 | 800 | 99999 | 2664.71 | 78.66 | 78.67 | 0.01 | 0
2035 | HQ_NY_2_NYISO_A-F | HQ_NY | NYISO_A-F | Internal | Summer | B10 | 1262 | 99999 | 1436.31 | 78.66 | 78.67 | 0.01 | 0
2035 | HQ_NY_2_NYISO_A-F | HQ_NY | NYISO_A-F | Internal | Winter | B16 | 25 | 99999 | 3058.87 | 88.09 | 88.1 | 0.01 | 0
2035 | HQ_NY_2_NYISO_A-F | HQ_NY | NYISO_A-F | Internal | Winter | B17 | 100 | 99999 | 3001.1 | 86.5 | 86.51 | 0.01 | 0
2035 | HQ_NY_2_NYISO_A-F | HQ_NY | NYISO_A-F | Internal | Winter | B18 | 400 | 99999 | 2934.69 | 79.58 | 79.59 | 0.01 | 0
2035 | HQ_NY_2_NYISO_A-F | HQ_NY | NYISO_A-F | Internal | Winter | B19 | 700 | 99999 | 2819.07 | 78.8 | 78.81 | 0.01 | 0
2035 | HQ_NY_2_NYISO_A-F | HQ_NY | NYISO_A-F | Internal | Winter | B20 | 935 | 99999 | 1762.97 | 78.8 | 78.81 | 0.01 | 0
2035 | HQ_IESO_2_IESO | HQ_IESO | IESO | Internal | Shoulder | B11 | 25 | 99999 | 400 | 77.69 | 77.7 | 0.01 | 0
2035 | HQ_IESO_2_IESO | HQ_IESO | IESO | Internal | Shoulder | B12 | 200 | 99999 | 400 | 71.79 | 71.8 | 0.01 | 0
2035 | HQ_IESO_2_IESO | HQ_IESO | IESO | Internal | Shoulder | B13 | 600 | 99999 | 400 | 69.27 | 69.28 | 0.01 | 0
2035 | HQ_IESO_2_IESO | HQ_IESO | IESO | Internal | Shoulder | B14 | 900 | 99999 | 400 | 69.27 | 69.28 | 0.01 | 0
2035 | HQ_IESO_2_IESO | HQ_IESO | IESO | Internal | Shoulder | B15 | 1203 | 99999 | 75.48 | 69.27 | 69.28 | 0.01 | 0
2035 | HQ_IESO_2_IESO | HQ_IESO | IESO | Internal | Summer | B1 | 10 | 99999 | 400.1 | 94.79 | 94.8 | 0.01 | 0
2035 | HQ_IESO_2_IESO | HQ_IESO | IESO | Internal | Summer | B2 | 25 | 99999 | 400.1 | 100.26 | 100.27 | 0.01 | 0
2035 | HQ_IESO_2_IESO | HQ_IESO | IESO | Internal | Summer | B3 | 75 | 99999 | 400 | 88.22 | 88.23 | 0.01 | 0
2035 | HQ_IESO_2_IESO | HQ_IESO | IESO | Internal | Summer | B4 | 100 | 99999 | 400 | 85.41 | 85.42 | 0.01 | 0
2035 | HQ_IESO_2_IESO | HQ_IESO | IESO | Internal | Summer | B5 | 200 | 99999 | 400 | 77.06 | 77.07 | 0.01 | 0
2035 | HQ_IESO_2_IESO | HQ_IESO | IESO | Internal | Summer | B6 | 300 | 99999 | 400 | 67.82 | 67.83 | 0.01 | 0
2035 | HQ_IESO_2_IESO | HQ_IESO | IESO | Internal | Summer | B7 | 400 | 99999 | 400 | 67.82 | 67.83 | 0.01 | 0
2035 | HQ_IESO_2_IESO | HQ_IESO | IESO | Internal | Summer | B8 | 500 | 99999 | 400 | 67.82 | 67.83 | 0.01 | 0
2035 | HQ_IESO_2_IESO | HQ_IESO | IESO | Internal | Summer | B9 | 800 | 99999 | 400 | 67.82 | 67.83 | 0.01 | 0
2035 | HQ_IESO_2_IESO | HQ_IESO | IESO | Internal | Summer | B10 | 1262 | 99999 | 12.04 | 67.82 | 67.83 | 0.01 | 0
2035 | HQ_IESO_2_IESO | HQ_IESO | IESO | Internal | Winter | B16 | 25 | 99999 | 400 | 71.61 | 71.62 | 0.01 | 0
2035 | HQ_IESO_2_IESO | HQ_IESO | IESO | Internal | Winter | B17 | 100 | 99999 | 400 | 71.61 | 71.62 | 0.01 | 0
2035 | HQ_IESO_2_IESO | HQ_IESO | IESO | Internal | Winter | B18 | 400 | 99999 | 400 | 71.61 | 71.62 | 0.01 | 0
2035 | HQ_IESO_2_IESO | HQ_IESO | IESO | Internal | Winter | B19 | 700 | 99999 | 400 | 71.61 | 71.62 | 0.01 | 0
2035 | HQ_IESO_2_IESO | HQ_IESO | IESO | Internal | Winter | B20 | 935 | 99999 | 91.98 | 71.61 | 71.62 | 0.01 | 0
2035 | IESO_2_MAPP_CA | IESO | MAPP_CA | Internal | Shoulder | B11 | 25 | 262 | 0 | 77.7 | 28.61 | 7 | 0
2035 | IESO_2_MAPP_CA | IESO | MAPP_CA | Internal | Shoulder | B12 | 200 | 262 | 0 | 71.8 | 28.61 | 7 | 0
2035 | IESO_2_MAPP_CA | IESO | MAPP_CA | Internal | Shoulder | B13 | 600 | 262 | 0 | 69.28 | 28.61 | 7 | 0
2035 | IESO_2_MAPP_CA | IESO | MAPP_CA | Internal | Shoulder | B14 | 900 | 262 | 0 | 69.28 | 28.61 | 7 | 0
2035 | IESO_2_MAPP_CA | IESO | MAPP_CA | Internal | Shoulder | B15 | 1203 | 262 | 0 | 69.28 | 28.61 | 7 | 0
2035 | IESO_2_MAPP_CA | IESO | MAPP_CA | Internal | Summer | B1 | 10 | 262 | 0 | 94.8 | 72.57 | 7 | 0
2035 | IESO_2_MAPP_CA | IESO | MAPP_CA | Internal | Summer | B2 | 25 | 262 | 0 | 100.27 | 72.57 | 7 | 0
2035 | IESO_2_MAPP_CA | IESO | MAPP_CA | Internal | Summer | B3 | 75 | 262 | 0 | 88.23 | 72.57 | 7 | 0
2035 | IESO_2_MAPP_CA | IESO | MAPP_CA | Internal | Summer | B4 | 100 | 262 | 0 | 85.42 | 72.57 | 7 | 0
2035 | IESO_2_MAPP_CA | IESO | MAPP_CA | Internal | Summer | B5 | 200 | 262 | 0 | 77.07 | 72.57 | 7 | 0
2035 | IESO_2_MAPP_CA | IESO | MAPP_CA | Internal | Summer | B6 | 300 | 262 | 0 | 67.83 | 72.57 | 7 | 0
2035 | IESO_2_MAPP_CA | IESO | MAPP_CA | Internal | Summer | B7 | 400 | 262 | 0 | 67.83 | 72.57 | 7 | 0
2035 | IESO_2_MAPP_CA | IESO | MAPP_CA | Internal | Summer | B8 | 500 | 262 | 0 | 67.83 | 72.57 | 7 | 0
2035 | IESO_2_MAPP_CA | IESO | MAPP_CA | Internal | Summer | B9 | 800 | 262 | 0 | 67.83 | 72.57 | 7 | 0
2035 | IESO_2_MAPP_CA | IESO | MAPP_CA | Internal | Summer | B10 | 1262 | 262 | 0 | 67.83 | 72.57 | 7 | 0
2035 | IESO_2_MAPP_CA | IESO | MAPP_CA | Internal | Winter | B16 | 25 | 262 | 0 | 71.62 | 63.62 | 7 | 0
2035 | IESO_2_MAPP_CA | IESO | MAPP_CA | Internal | Winter | B17 | 100 | 262 | 0 | 71.62 | 63.62 | 7 | 0
2035 | IESO_2_MAPP_CA | IESO | MAPP_CA | Internal | Winter | B18 | 400 | 262 | 0 | 71.62 | 65.29 | 7 | 0
2035 | IESO_2_MAPP_CA | IESO | MAPP_CA | Internal | Winter | B19 | 700 | 262 | 0 | 71.62 | 65.29 | 7 | 0
2035 | IESO_2_MAPP_CA | IESO | MAPP_CA | Internal | Winter | B20 | 935 | 262 | 0 | 71.62 | 63.62 | 7 | 0
2035 | IESO_2_MISO_MI | IESO | MISO_MI | Internal | Shoulder | B11 | 25 | 2591 | 2591 | 77.7 | 87.88 | 7 | 3.18
2035 | IESO_2_MISO_MI | IESO | MISO_MI | Internal | Shoulder | B12 | 200 | 2591 | 2591 | 71.8 | 86.24 | 7 | 7.44
2035 | IESO_2_MISO_MI | IESO | MISO_MI | Internal | Shoulder | B13 | 600 | 2591 | 2522 | 69.28 | 76.28 | 7 | 0
2035 | IESO_2_MISO_MI | IESO | MISO_MI | Internal | Shoulder | B14 | 900 | 2591 | 1541 | 69.28 | 76.28 | 7 | 0
2035 | IESO_2_MISO_MI | IESO | MISO_MI | Internal | Shoulder | B15 | 1203 | 2591 | 0 | 69.28 | 76.15 | 7 | 0
2035 | IESO_2_MISO_MI | IESO | MISO_MI | Internal | Summer | B1 | 10 | 2591 | 2591 | 94.8 | 138.77 | 7 | 36.97
2035 | IESO_2_MISO_MI | IESO | MISO_MI | Internal | Summer | B2 | 25 | 2591 | 2591 | 100.27 | 138.77 | 7 | 31.5
2035 | IESO_2_MISO_MI | IESO | MISO_MI | Internal | Summer | B3 | 75 | 2591 | 2591 | 88.23 | 138.77 | 7 | 43.55
2035 | IESO_2_MISO_MI | IESO | MISO_MI | Internal | Summer | B4 | 100 | 2591 | 2591 | 85.42 | 134.6 | 7 | 42.17
2035 | IESO_2_MISO_MI | IESO | MISO_MI | Internal | Summer | B5 | 200 | 2591 | 2591 | 77.07 | 107.11 | 7 | 23.04
2035 | IESO_2_MISO_MI | IESO | MISO_MI | Internal | Summer | B6 | 300 | 2591 | 2591 | 67.83 | 93.58 | 7 | 18.75
2035 | IESO_2_MISO_MI | IESO | MISO_MI | Internal | Summer | B7 | 400 | 2591 | 2591 | 67.83 | 86.67 | 7 | 11.84
2035 | IESO_2_MISO_MI | IESO | MISO_MI | Internal | Summer | B8 | 500 | 2591 | 2591 | 67.83 | 84.03 | 7 | 9.2
2035 | IESO_2_MISO_MI | IESO | MISO_MI | Internal | Summer | B9 | 800 | 2591 | 2591 | 67.83 | 75.61 | 7 | 0.77
2035 | IESO_2_MISO_MI | IESO | MISO_MI | Internal | Summer | B10 | 1262 | 2591 | 2465.76 | 67.83 | 74.83 | 7 | 0
2035 | IESO_2_MISO_MI | IESO | MISO_MI | Internal | Winter | B16 | 25 | 2591 | 2591 | 71.62 | 90.79 | 7 | 12.16
2035 | IESO_2_MISO_MI | IESO | MISO_MI | Internal | Winter | B17 | 100 | 2591 | 2591 | 71.62 | 86.62 | 7 | 7.99
2035 | IESO_2_MISO_MI | IESO | MISO_MI | Internal | Winter | B18 | 400 | 2591 | 2591 | 71.62 | 79.31 | 7 | 0.69
2035 | IESO_2_MISO_MI | IESO | MISO_MI | Internal | Winter | B19 | 700 | 2591 | 2591 | 71.62 | 79.3 | 7 | 0.68
2035 | IESO_2_MISO_MI | IESO | MISO_MI | Internal | Winter | B20 | 935 | 2591 | 303.77 | 71.62 | 78.62 | 7 | 0
2035 | IESO_2_MISO_W | IESO | MISO_W | Internal | Shoulder | B11 | 25 | 207 | 207 | 77.7 | 90.99 | 7 | 6.3
2035 | IESO_2_MISO_W | IESO | MISO_W | Internal | Shoulder | B12 | 200 | 207 | 40.86 | 71.8 | 78.8 | 7 | 0
2035 | IESO_2_MISO_W | IESO | MISO_W | Internal | Shoulder | B13 | 600 | 207 | 0 | 69.28 | 76.27 | 7 | 0
2035 | IESO_2_MISO_W | IESO | MISO_W | Internal | Shoulder | B14 | 900 | 207 | 0 | 69.28 | 42.61 | 7 | 0
2035 | IESO_2_MISO_W | IESO | MISO_W | Internal | Shoulder | B15 | 1203 | 207 | 0 | 69.28 | 12.01 | 7 | 0
2035 | IESO_2_MISO_W | IESO | MISO_W | Internal | Summer | B1 | 10 | 207 | 207 | 94.8 | 138.77 | 7 | 36.97
2035 | IESO_2_MISO_W | IESO | MISO_W | Internal | Summer | B2 | 25 | 207 | 207 | 100.27 | 138.77 | 7 | 31.5
2035 | IESO_2_MISO_W | IESO | MISO_W | Internal | Summer | B3 | 75 | 207 | 207 | 88.23 | 138.77 | 7 | 43.55
2035 | IESO_2_MISO_W | IESO | MISO_W | Internal | Summer | B4 | 100 | 207 | 207 | 85.42 | 134.6 | 7 | 42.17
2035 | IESO_2_MISO_W | IESO | MISO_W | Internal | Summer | B5 | 200 | 207 | 207 | 77.07 | 118.26 | 7 | 34.19
2035 | IESO_2_MISO_W | IESO | MISO_W | Internal | Summer | B6 | 300 | 207 | 207 | 67.83 | 99.38 | 7 | 24.55
2035 | IESO_2_MISO_W | IESO | MISO_W | Internal | Summer | B7 | 400 | 207 | 207 | 67.83 | 88.51 | 7 | 13.67
2035 | IESO_2_MISO_W | IESO | MISO_W | Internal | Summer | B8 | 500 | 207 | 207 | 67.83 | 84.03 | 7 | 9.2
2035 | IESO_2_MISO_W | IESO | MISO_W | Internal | Summer | B9 | 800 | 207 | 207 | 67.83 | 75.63 | 7 | 0.8
2035 | IESO_2_MISO_W | IESO | MISO_W | Internal | Summer | B10 | 1262 | 207 | 0 | 67.83 | 72.58 | 7 | 0
2035 | IESO_2_MISO_W | IESO | MISO_W | Internal | Winter | B16 | 25 | 207 | 0 | 71.62 | 63.64 | 7 | 0
2035 | IESO_2_MISO_W | IESO | MISO_W | Internal | Winter | B17 | 100 | 207 | 0 | 71.62 | 67.3 | 7 | 0
2035 | IESO_2_MISO_W | IESO | MISO_W | Internal | Winter | B18 | 400 | 207 | 207 | 71.62 | 79.29 | 7 | 0.67
2035 | IESO_2_MISO_W | IESO | MISO_W | Internal | Winter | B19 | 700 | 207 | 207 | 71.62 | 79.29 | 7 | 0.67
2035 | IESO_2_MISO_W | IESO | MISO_W | Internal | Winter | B20 | 935 | 207 | 0 | 71.62 | 31.54 | 7 | 0
2035 | IESO_2_NYISO_A-F | IESO | NYISO_A-F | Internal | Shoulder | B11 | 25 | 1725 | 1691.74 | 77.7 | 84.7 | 7 | 0
2035 | IESO_2_NYISO_A-F | IESO | NYISO_A-F | Internal | Shoulder | B12 | 200 | 1725 | 1725 | 71.8 | 82.44 | 7 | 3.65
2035 | IESO_2_NYISO_A-F | IESO | NYISO_A-F | Internal | Shoulder | B13 | 600 | 1725 | 1725 | 69.28 | 77.32 | 7 | 1.03
2035 | IESO_2_NYISO_A-F | IESO | NYISO_A-F | Internal | Shoulder | B14 | 900 | 1725 | 1725 | 69.28 | 76.46 | 7 | 0.17
2035 | IESO_2_NYISO_A-F | IESO | NYISO_A-F | Internal | Shoulder | B15 | 1203 | 1725 | 1725 | 69.28 | 76.46 | 7 | 0.17
2035 | IESO_2_NYISO_A-F | IESO | NYISO_A-F | Internal | Summer | B1 | 10 | 1725 | 905.63 | 94.8 | 101.8 | 7 | 0
2035 | IESO_2_NYISO_A-F | IESO | NYISO_A-F | Internal | Summer | B2 | 25 | 1725 | 1314.75 | 100.27 | 107.27 | 7 | 0
2035 | IESO_2_NYISO_A-F | IESO | NYISO_A-F | Internal | Summer | B3 | 75 | 1725 | 1725 | 88.23 | 107.27 | 7 | 12.04
2035 | IESO_2_NYISO_A-F | IESO | NYISO_A-F | Internal | Summer | B4 | 100 | 1725 | 1293.98 | 85.42 | 92.42 | 7 | 0
2035 | IESO_2_NYISO_A-F | IESO | NYISO_A-F | Internal | Summer | B5 | 200 | 1725 | 1551.73 | 77.07 | 84.07 | 7 | 0
2035 | IESO_2_NYISO_A-F | IESO | NYISO_A-F | Internal | Summer | B6 | 300 | 1725 | 1725 | 67.83 | 84.07 | 7 | 9.24
2035 | IESO_2_NYISO_A-F | IESO | NYISO_A-F | Internal | Summer | B7 | 400 | 1725 | 1725 | 67.83 | 82.47 | 7 | 7.64
2035 | IESO_2_NYISO_A-F | IESO | NYISO_A-F | Internal | Summer | B8 | 500 | 1725 | 1725 | 67.83 | 78.67 | 7 | 3.84
2035 | IESO_2_NYISO_A-F | IESO | NYISO_A-F | Internal | Summer | B9 | 800 | 1725 | 1725 | 67.83 | 78.67 | 7 | 3.84
2035 | IESO_2_NYISO_A-F | IESO | NYISO_A-F | Internal | Summer | B10 | 1262 | 1725 | 1725 | 67.83 | 78.67 | 7 | 3.84
2035 | IESO_2_NYISO_A-F | IESO | NYISO_A-F | Internal | Winter | B16 | 25 | 1725 | 1725 | 71.62 | 88.1 | 7 | 9.48
2035 | IESO_2_NYISO_A-F | IESO | NYISO_A-F | Internal | Winter | B17 | 100 | 1725 | 1725 | 71.62 | 86.51 | 7 | 7.88
2035 | IESO_2_NYISO_A-F | IESO | NYISO_A-F | Internal | Winter | B18 | 400 | 1725 | 1725 | 71.62 | 79.59 | 7 | 0.97
2035 | IESO_2_NYISO_A-F | IESO | NYISO_A-F | Internal | Winter | B19 | 700 | 1725 | 1725 | 71.62 | 78.81 | 7 | 0.19
2035 | IESO_2_NYISO_A-F | IESO | NYISO_A-F | Internal | Winter | B20 | 935 | 1725 | 1725 | 71.62 | 78.81 | 7 | 0.19
2035 | MAPP_CA_2_IESO | MAPP_CA | IESO | Internal | Shoulder | B11 | 25 | 330 | 330 | 28.61 | 77.7 | 8 | 41.08
2035 | MAPP_CA_2_IESO | MAPP_CA | IESO | Internal | Shoulder | B12 | 200 | 330 | 330 | 28.61 | 71.8 | 8 | 35.18
2035 | MAPP_CA_2_IESO | MAPP_CA | IESO | Internal | Shoulder | B13 | 600 | 330 | 330 | 28.61 | 69.28 | 8 | 32.67
2035 | MAPP_CA_2_IESO | MAPP_CA | IESO | Internal | Shoulder | B14 | 900 | 330 | 330 | 28.61 | 69.28 | 8 | 32.67
2035 | MAPP_CA_2_IESO | MAPP_CA | IESO | Internal | Shoulder | B15 | 1203 | 330 | 330 | 28.61 | 69.28 | 8 | 32.67
2035 | MAPP_CA_2_IESO | MAPP_CA | IESO | Internal | Summer | B1 | 10 | 330 | 330 | 72.57 | 94.8 | 8 | 14.23
2035 | MAPP_CA_2_IESO | MAPP_CA | IESO | Internal | Summer | B2 | 25 | 330 | 330 | 72.57 | 100.27 | 8 | 19.7
2035 | MAPP_CA_2_IESO | MAPP_CA | IESO | Internal | Summer | B3 | 75 | 330 | 330 | 72.57 | 88.23 | 8 | 7.66
2035 | MAPP_CA_2_IESO | MAPP_CA | IESO | Internal | Summer | B4 | 100 | 330 | 330 | 72.57 | 85.42 | 8 | 4.86
2035 | MAPP_CA_2_IESO | MAPP_CA | IESO | Internal | Summer | B5 | 200 | 330 | 0 | 72.57 | 77.07 | 8 | 0
2035 | MAPP_CA_2_IESO | MAPP_CA | IESO | Internal | Summer | B6 | 300 | 330 | 0 | 72.57 | 67.83 | 8 | 0
2035 | MAPP_CA_2_IESO | MAPP_CA | IESO | Internal | Summer | B7 | 400 | 330 | 0 | 72.57 | 67.83 | 8 | 0
2035 | MAPP_CA_2_IESO | MAPP_CA | IESO | Internal | Summer | B8 | 500 | 330 | 0 | 72.57 | 67.83 | 8 | 0
2035 | MAPP_CA_2_IESO | MAPP_CA | IESO | Internal | Summer | B9 | 800 | 330 | 0 | 72.57 | 67.83 | 8 | 0
2035 | MAPP_CA_2_IESO | MAPP_CA | IESO | Internal | Summer | B10 | 1262 | 330 | 0 | 72.57 | 67.83 | 8 | 0
2035 | MAPP_CA_2_IESO | MAPP_CA | IESO | Internal | Winter | B16 | 25 | 330 | 261.18 | 63.62 | 71.62 | 8 | 0
2035 | MAPP_CA_2_IESO | MAPP_CA | IESO | Internal | Winter | B17 | 100 | 330 | 90.08 | 63.62 | 71.62 | 8 | 0
2035 | MAPP_CA_2_IESO | MAPP_CA | IESO | Internal | Winter | B18 | 400 | 330 | 0 | 65.29 | 71.62 | 8 | 0
2035 | MAPP_CA_2_IESO | MAPP_CA | IESO | Internal | Winter | B19 | 700 | 330 | 0 | 65.29 | 71.62 | 8 | 0
2035 | MAPP_CA_2_IESO | MAPP_CA | IESO | Internal | Winter | B20 | 935 | 330 | 238.46 | 63.62 | 71.62 | 8 | 0
2035 | MAPP_CA_2_MAPP_US | MAPP_CA | MAPP_US | Internal | Shoulder | B11 | 25 | 372 | 372 | 28.61 | 83.99 | 7 | 48.38
2035 | MAPP_CA_2_MAPP_US | MAPP_CA | MAPP_US | Internal | Shoulder | B12 | 200 | 372 | 372 | 28.61 | 71.8 | 7 | 36.18
2035 | MAPP_CA_2_MAPP_US | MAPP_CA | MAPP_US | Internal | Shoulder | B13 | 600 | 372 | 372 | 28.61 | 69.27 | 7 | 33.66
2035 | MAPP_CA_2_MAPP_US | MAPP_CA | MAPP_US | Internal | Shoulder | B14 | 900 | 372 | 308.35 | 28.61 | 35.61 | 7 | 0
2035 | MAPP_CA_2_MAPP_US | MAPP_CA | MAPP_US | Internal | Shoulder | B15 | 1203 | 372 | 0 | 28.61 | 5.01 | 7 | 0
2035 | MAPP_CA_2_MAPP_US | MAPP_CA | MAPP_US | Internal | Summer | B1 | 10 | 372 | 372 | 72.57 | 131.77 | 7 | 52.2
2035 | MAPP_CA_2_MAPP_US | MAPP_CA | MAPP_US | Internal | Summer | B2 | 25 | 372 | 372 | 72.57 | 131.77 | 7 | 52.2
2035 | MAPP_CA_2_MAPP_US | MAPP_CA | MAPP_US | Internal | Summer | B3 | 75 | 372 | 372 | 72.57 | 131.77 | 7 | 52.2
2035 | MAPP_CA_2_MAPP_US | MAPP_CA | MAPP_US | Internal | Summer | B4 | 100 | 372 | 372 | 72.57 | 127.6 | 7 | 48.03
2035 | MAPP_CA_2_MAPP_US | MAPP_CA | MAPP_US | Internal | Summer | B5 | 200 | 372 | 372 | 72.57 | 111.26 | 7 | 31.69
2035 | MAPP_CA_2_MAPP_US | MAPP_CA | MAPP_US | Internal | Summer | B6 | 300 | 372 | 372 | 72.57 | 92.38 | 7 | 12.81
2035 | MAPP_CA_2_MAPP_US | MAPP_CA | MAPP_US | Internal | Summer | B7 | 400 | 372 | 372 | 72.57 | 81.51 | 7 | 1.94
2035 | MAPP_CA_2_MAPP_US | MAPP_CA | MAPP_US | Internal | Summer | B8 | 500 | 372 | 0 | 72.57 | 77.03 | 7 | 0
2035 | MAPP_CA_2_MAPP_US | MAPP_CA | MAPP_US | Internal | Summer | B9 | 800 | 372 | 0 | 72.57 | 68.63 | 7 | 0
2035 | MAPP_CA_2_MAPP_US | MAPP_CA | MAPP_US | Internal | Summer | B10 | 1262 | 372 | 0 | 72.57 | 65.58 | 7 | 0
2035 | MAPP_CA_2_MAPP_US | MAPP_CA | MAPP_US | Internal | Winter | B16 | 25 | 372 | 0 | 63.62 | 5.01 | 7 | 0
2035 | MAPP_CA_2_MAPP_US | MAPP_CA | MAPP_US | Internal | Winter | B17 | 100 | 372 | 0 | 63.62 | 60.3 | 7 | 0
2035 | MAPP_CA_2_MAPP_US | MAPP_CA | MAPP_US | Internal | Winter | B18 | 400 | 372 | 242.23 | 65.29 | 72.29 | 7 | 0
2035 | MAPP_CA_2_MAPP_US | MAPP_CA | MAPP_US | Internal | Winter | B19 | 700 | 372 | 256.15 | 65.29 | 72.29 | 7 | 0
2035 | MAPP_CA_2_MAPP_US | MAPP_CA | MAPP_US | Internal | Winter | B20 | 935 | 372 | 0 | 63.62 | 16.51 | 7 | 0
2035 | MAPP_CA_2_MISO_W | MAPP_CA | MISO_W | Internal | Shoulder | B11 | 25 | 1970 | 1970 | 28.61 | 90.99 | 0.01 | 62.37
2035 | MAPP_CA_2_MISO_W | MAPP_CA | MISO_W | Internal | Shoulder | B12 | 200 | 1970 | 1970 | 28.61 | 78.8 | 0.01 | 50.17
2035 | MAPP_CA_2_MISO_W | MAPP_CA | MISO_W | Internal | Shoulder | B13 | 600 | 1970 | 1970 | 28.61 | 76.27 | 0.01 | 47.65
2035 | MAPP_CA_2_MISO_W | MAPP_CA | MISO_W | Internal | Shoulder | B14 | 900 | 1970 | 1970 | 28.61 | 42.61 | 0.01 | 13.99
2035 | MAPP_CA_2_MISO_W | MAPP_CA | MISO_W | Internal | Shoulder | B15 | 1203 | 1970 | 0 | 28.61 | 12.01 | 0.01 | 0
2035 | MAPP_CA_2_MISO_W | MAPP_CA | MISO_W | Internal | Summer | B1 | 10 | 1970 | 1970 | 72.57 | 138.77 | 0.01 | 66.19
2035 | MAPP_CA_2_MISO_W | MAPP_CA | MISO_W | Internal | Summer | B2 | 25 | 1970 | 1970 | 72.57 | 138.77 | 0.01 | 66.19
2035 | MAPP_CA_2_MISO_W | MAPP_CA | MISO_W | Internal | Summer | B3 | 75 | 1970 | 1970 | 72.57 | 138.77 | 0.01 | 66.19
2035 | MAPP_CA_2_MISO_W | MAPP_CA | MISO_W | Internal | Summer | B4 | 100 | 1970 | 1970 | 72.57 | 134.6 | 0.01 | 62.02
2035 | MAPP_CA_2_MISO_W | MAPP_CA | MISO_W | Internal | Summer | B5 | 200 | 1970 | 1970 | 72.57 | 118.26 | 0.01 | 45.68
2035 | MAPP_CA_2_MISO_W | MAPP_CA | MISO_W | Internal | Summer | B6 | 300 | 1970 | 1970 | 72.57 | 99.38 | 0.01 | 26.8
2035 | MAPP_CA_2_MISO_W | MAPP_CA | MISO_W | Internal | Summer | B7 | 400 | 1970 | 1970 | 72.57 | 88.51 | 0.01 | 15.93
2035 | MAPP_CA_2_MISO_W | MAPP_CA | MISO_W | Internal | Summer | B8 | 500 | 1970 | 1970 | 72.57 | 84.03 | 0.01 | 11.45
2035 | MAPP_CA_2_MISO_W | MAPP_CA | MISO_W | Internal | Summer | B9 | 800 | 1970 | 1970 | 72.57 | 75.63 | 0.01 | 3.05
2035 | MAPP_CA_2_MISO_W | MAPP_CA | MISO_W | Internal | Summer | B10 | 1262 | 1970 | 1250.89 | 72.57 | 72.58 | 0.01 | 0
2035 | MAPP_CA_2_MISO_W | MAPP_CA | MISO_W | Internal | Winter | B16 | 25 | 1970 | 845.55 | 63.62 | 63.64 | 0.01 | 0
2035 | MAPP_CA_2_MISO_W | MAPP_CA | MISO_W | Internal | Winter | B17 | 100 | 1970 | 1970 | 63.62 | 67.3 | 0.01 | 3.67
2035 | MAPP_CA_2_MISO_W | MAPP_CA | MISO_W | Internal | Winter | B18 | 400 | 1970 | 1970 | 65.29 | 79.29 | 0.01 | 13.99
2035 | MAPP_CA_2_MISO_W | MAPP_CA | MISO_W | Internal | Winter | B19 | 700 | 1970 | 1970 | 65.29 | 79.29 | 0.01 | 13.99
2035 | MAPP_CA_2_MISO_W | MAPP_CA | MISO_W | Internal | Winter | B20 | 935 | 1970 | 0 | 63.62 | 31.54 | 0.01 | 0
2035 | MAPP_US_2_MAPP_CA | MAPP_US | MAPP_CA | Internal | Shoulder | B11 | 25 | 165 | 0 | 83.99 | 28.61 | 7 | 0
2035 | MAPP_US_2_MAPP_CA | MAPP_US | MAPP_CA | Internal | Shoulder | B12 | 200 | 165 | 0 | 71.8 | 28.61 | 7 | 0
2035 | MAPP_US_2_MAPP_CA | MAPP_US | MAPP_CA | Internal | Shoulder | B13 | 600 | 165 | 0 | 69.27 | 28.61 | 7 | 0
2035 | MAPP_US_2_MAPP_CA | MAPP_US | MAPP_CA | Internal | Shoulder | B14 | 900 | 165 | 0 | 35.61 | 28.61 | 7 | 0
2035 | MAPP_US_2_MAPP_CA | MAPP_US | MAPP_CA | Internal | Shoulder | B15 | 1203 | 165 | 165 | 5.01 | 28.61 | 7 | 16.6
2035 | MAPP_US_2_MAPP_CA | MAPP_US | MAPP_CA | Internal | Summer | B1 | 10 | 165 | 0 | 131.77 | 72.57 | 7 | 0
2035 | MAPP_US_2_MAPP_CA | MAPP_US | MAPP_CA | Internal | Summer | B2 | 25 | 165 | 0 | 131.77 | 72.57 | 7 | 0
2035 | MAPP_US_2_MAPP_CA | MAPP_US | MAPP_CA | Internal | Summer | B3 | 75 | 165 | 0 | 131.77 | 72.57 | 7 | 0
2035 | MAPP_US_2_MAPP_CA | MAPP_US | MAPP_CA | Internal | Summer | B4 | 100 | 165 | 0 | 127.6 | 72.57 | 7 | 0
2035 | MAPP_US_2_MAPP_CA | MAPP_US | MAPP_CA | Internal | Summer | B5 | 200 | 165 | 0 | 111.26 | 72.57 | 7 | 0
2035 | MAPP_US_2_MAPP_CA | MAPP_US | MAPP_CA | Internal | Summer | B6 | 300 | 165 | 0 | 92.38 | 72.57 | 7 | 0
2035 | MAPP_US_2_MAPP_CA | MAPP_US | MAPP_CA | Internal | Summer | B7 | 400 | 165 | 0 | 81.51 | 72.57 | 7 | 0
2035 | MAPP_US_2_MAPP_CA | MAPP_US | MAPP_CA | Internal | Summer | B8 | 500 | 165 | 0 | 77.03 | 72.57 | 7 | 0
2035 | MAPP_US_2_MAPP_CA | MAPP_US | MAPP_CA | Internal | Summer | B9 | 800 | 165 | 0 | 68.63 | 72.57 | 7 | 0
2035 | MAPP_US_2_MAPP_CA | MAPP_US | MAPP_CA | Internal | Summer | B10 | 1262 | 165 | 0 | 65.58 | 72.57 | 7 | 0
2035 | MAPP_US_2_MAPP_CA | MAPP_US | MAPP_CA | Internal | Winter | B16 | 25 | 165 | 165 | 5.01 | 63.62 | 7 | 51.61
2035 | MAPP_US_2_MAPP_CA | MAPP_US | MAPP_CA | Internal | Winter | B17 | 100 | 165 | 0 | 60.3 | 63.62 | 7 | 0
2035 | MAPP_US_2_MAPP_CA | MAPP_US | MAPP_CA | Internal | Winter | B18 | 400 | 165 | 0 | 72.29 | 65.29 | 7 | 0
2035 | MAPP_US_2_MAPP_CA | MAPP_US | MAPP_CA | Internal | Winter | B19 | 700 | 165 | 0 | 72.29 | 65.29 | 7 | 0
2035 | MAPP_US_2_MAPP_CA | MAPP_US | MAPP_CA | Internal | Winter | B20 | 935 | 165 | 165 | 16.51 | 63.62 | 7 | 40.12
2035 | MAPP_US_2_MISO_W | MAPP_US | MISO_W | Internal | Shoulder | B11 | 25 | 2635 | 2029.78 | 83.99 | 90.99 | 7 | 0
2035 | MAPP_US_2_MISO_W | MAPP_US | MISO_W | Internal | Shoulder | B12 | 200 | 2635 | 2240.4 | 71.8 | 78.8 | 7 | 0
2035 | MAPP_US_2_MISO_W | MAPP_US | MISO_W | Internal | Shoulder | B13 | 600 | 2635 | 2487.43 | 69.27 | 76.27 | 7 | 0
2035 | MAPP_US_2_MISO_W | MAPP_US | MISO_W | Internal | Shoulder | B14 | 900 | 2635 | 2600.15 | 35.61 | 42.61 | 7 | 0
2035 | MAPP_US_2_MISO_W | MAPP_US | MISO_W | Internal | Shoulder | B15 | 1203 | 2635 | 2419.81 | 5.01 | 12.01 | 7 | 0
2035 | MAPP_US_2_MISO_W | MAPP_US | MISO_W | Internal | Summer | B1 | 10 | 2635 | 756.51 | 131.77 | 138.77 | 7 | 0
2035 | MAPP_US_2_MISO_W | MAPP_US | MISO_W | Internal | Summer | B2 | 25 | 2635 | 1564.75 | 131.77 | 138.77 | 7 | 0
2035 | MAPP_US_2_MISO_W | MAPP_US | MISO_W | Internal | Summer | B3 | 75 | 2635 | 1455.17 | 131.77 | 138.77 | 7 | 0
2035 | MAPP_US_2_MISO_W | MAPP_US | MISO_W | Internal | Summer | B4 | 100 | 2635 | 1766.06 | 127.6 | 134.6 | 7 | 0
2035 | MAPP_US_2_MISO_W | MAPP_US | MISO_W | Internal | Summer | B5 | 200 | 2635 | 1459.07 | 111.26 | 118.26 | 7 | 0
2035 | MAPP_US_2_MISO_W | MAPP_US | MISO_W | Internal | Summer | B6 | 300 | 2635 | 1345.84 | 92.38 | 99.38 | 7 | 0
2035 | MAPP_US_2_MISO_W | MAPP_US | MISO_W | Internal | Summer | B7 | 400 | 2635 | 1672.83 | 81.51 | 88.51 | 7 | 0
2035 | MAPP_US_2_MISO_W | MAPP_US | MISO_W | Internal | Summer | B8 | 500 | 2635 | 1885.43 | 77.03 | 84.03 | 7 | 0
2035 | MAPP_US_2_MISO_W | MAPP_US | MISO_W | Internal | Summer | B9 | 800 | 2635 | 1299.51 | 68.63 | 75.63 | 7 | 0
2035 | MAPP_US_2_MISO_W | MAPP_US | MISO_W | Internal | Summer | B10 | 1262 | 2635 | 1414.46 | 65.58 | 72.58 | 7 | 0
2035 | MAPP_US_2_MISO_W | MAPP_US | MISO_W | Internal | Winter | B16 | 25 | 2635 | 2635 | 5.01 | 63.64 | 7 | 51.63
2035 | MAPP_US_2_MISO_W | MAPP_US | MISO_W | Internal | Winter | B17 | 100 | 2635 | 1736.43 | 60.3 | 67.3 | 7 | 0
2035 | MAPP_US_2_MISO_W | MAPP_US | MISO_W | Internal | Winter | B18 | 400 | 2635 | 2053.64 | 72.29 | 79.29 | 7 | 0
2035 | MAPP_US_2_MISO_W | MAPP_US | MISO_W | Internal | Winter | B19 | 700 | 2635 | 1675.16 | 72.29 | 79.29 | 7 | 0
2035 | MAPP_US_2_MISO_W | MAPP_US | MISO_W | Internal | Winter | B20 | 935 | 2635 | 2635 | 16.51 | 31.54 | 7 | 8.03
2035 | MAPP_US_2_NE | MAPP_US | NE | Internal | Shoulder | B11 | 25 | 2000 | 0 | 83.99 | 85.99 | 7 | 0
2035 | MAPP_US_2_NE | MAPP_US | NE | Internal | Shoulder | B12 | 200 | 2000 | 0 | 71.8 | 73.8 | 7 | 0
2035 | MAPP_US_2_NE | MAPP_US | NE | Internal | Shoulder | B13 | 600 | 2000 | 0 | 69.27 | 71.27 | 7 | 0
2035 | MAPP_US_2_NE | MAPP_US | NE | Internal | Shoulder | B14 | 900 | 2000 | 0 | 35.61 | 30.61 | 7 | 0
2035 | MAPP_US_2_NE | MAPP_US | NE | Internal | Shoulder | B15 | 1203 | 2000 | 0 | 5.01 | 0.01 | 7 | 0
2035 | MAPP_US_2_NE | MAPP_US | NE | Internal | Summer | B1 | 10 | 2000 | 0 | 131.77 | 133.77 | 7 | 0
2035 | MAPP_US_2_NE | MAPP_US | NE | Internal | Summer | B2 | 25 | 2000 | 0 | 131.77 | 133.77 | 7 | 0
2035 | MAPP_US_2_NE | MAPP_US | NE | Internal | Summer | B3 | 75 | 2000 | 0 | 131.77 | 133.77 | 7 | 0
2035 | MAPP_US_2_NE | MAPP_US | NE | Internal | Summer | B4 | 100 | 2000 | 0 | 127.6 | 129.6 | 7 | 0
2035 | MAPP_US_2_NE | MAPP_US | NE | Internal | Summer | B5 | 200 | 2000 | 0 | 111.26 | 113.26 | 7 | 0
2035 | MAPP_US_2_NE | MAPP_US | NE | Internal | Summer | B6 | 300 | 2000 | 0 | 92.38 | 94.38 | 7 | 0
2035 | MAPP_US_2_NE | MAPP_US | NE | Internal | Summer | B7 | 400 | 2000 | 0 | 81.51 | 84.22 | 7 | 0
2035 | MAPP_US_2_NE | MAPP_US | NE | Internal | Summer | B8 | 500 | 2000 | 0 | 77.03 | 79.03 | 7 | 0
2035 | MAPP_US_2_NE | MAPP_US | NE | Internal | Summer | B9 | 800 | 2000 | 0 | 68.63 | 70.63 | 7 | 0
2035 | MAPP_US_2_NE | MAPP_US | NE | Internal | Summer | B10 | 1262 | 2000 | 0 | 65.58 | 67.58 | 7 | 0
2035 | MAPP_US_2_NE | MAPP_US | NE | Internal | Winter | B16 | 25 | 2000 | 0 | 5.01 | 0.01 | 7 | 0
2035 | MAPP_US_2_NE | MAPP_US | NE | Internal | Winter | B17 | 100 | 2000 | 0 | 60.3 | 55.3 | 7 | 0
2035 | MAPP_US_2_NE | MAPP_US | NE | Internal | Winter | B18 | 400 | 2000 | 0 | 72.29 | 72.81 | 7 | 0
2035 | MAPP_US_2_NE | MAPP_US | NE | Internal | Winter | B19 | 700 | 2000 | 0 | 72.29 | 74.29 | 7 | 0
2035 | MAPP_US_2_NE | MAPP_US | NE | Internal | Winter | B20 | 935 | 2000 | 0 | 16.51 | 11.51 | 7 | 0
2035 | MARITIMES_2_NEISO | MARITIMES | NEISO | Internal | Shoulder | B11 | 25 | 99999 | 1720.66 | 81.69 | 81.7 | 0.01 | 0
2035 | MARITIMES_2_NEISO | MARITIMES | NEISO | Internal | Shoulder | B12 | 200 | 99999 | 1717.44 | 79.44 | 79.46 | 0.01 | 0
2035 | MARITIMES_2_NEISO | MARITIMES | NEISO | Internal | Shoulder | B13 | 600 | 99999 | 1704.78 | 79.15 | 79.17 | 0.01 | 0
2035 | MARITIMES_2_NEISO | MARITIMES | NEISO | Internal | Shoulder | B14 | 900 | 99999 | 1682.64 | 79.15 | 79.17 | 0.01 | 0
2035 | MARITIMES_2_NEISO | MARITIMES | NEISO | Internal | Shoulder | B15 | 1203 | 99999 | 648.08 | 79.15 | 79.17 | 0.01 | 0
2035 | MARITIMES_2_NEISO | MARITIMES | NEISO | Internal | Summer | B1 | 10 | 99999 | 1900.1 | 124.89 | 124.9 | 0.01 | 0
2035 | MARITIMES_2_NEISO | MARITIMES | NEISO | Internal | Summer | B2 | 25 | 99999 | 1878.84 | 123.57 | 123.58 | 0.01 | 0
2035 | MARITIMES_2_NEISO | MARITIMES | NEISO | Internal | Summer | B3 | 75 | 99999 | 1836.48 | 106.45 | 106.46 | 0.01 | 0
2035 | MARITIMES_2_NEISO | MARITIMES | NEISO | Internal | Summer | B4 | 100 | 99999 | 1799.97 | 82.58 | 82.59 | 0.01 | 0
2035 | MARITIMES_2_NEISO | MARITIMES | NEISO | Internal | Summer | B5 | 200 | 99999 | 1780.16 | 78.06 | 78.07 | 0.01 | 0
2035 | MARITIMES_2_NEISO | MARITIMES | NEISO | Internal | Summer | B6 | 300 | 99999 | 1757.82 | 78.06 | 78.07 | 0.01 | 0
2035 | MARITIMES_2_NEISO | MARITIMES | NEISO | Internal | Summer | B7 | 400 | 99999 | 1732.23 | 78.06 | 78.07 | 0.01 | 0
2035 | MARITIMES_2_NEISO | MARITIMES | NEISO | Internal | Summer | B8 | 500 | 99999 | 1712.1 | 78.06 | 78.07 | 0.01 | 0
2035 | MARITIMES_2_NEISO | MARITIMES | NEISO | Internal | Summer | B9 | 800 | 99999 | 1687.45 | 78.06 | 78.07 | 0.01 | 0
2035 | MARITIMES_2_NEISO | MARITIMES | NEISO | Internal | Summer | B10 | 1262 | 99999 | 465.06 | 78.06 | 78.07 | 0.01 | 0
2035 | MARITIMES_2_NEISO | MARITIMES | NEISO | Internal | Winter | B16 | 25 | 99999 | 1765.33 | 92.86 | 92.88 | 0.01 | 0
2035 | MARITIMES_2_NEISO | MARITIMES | NEISO | Internal | Winter | B17 | 100 | 99999 | 1747.34 | 89.5 | 89.51 | 0.01 | 0
2035 | MARITIMES_2_NEISO | MARITIMES | NEISO | Internal | Winter | B18 | 400 | 99999 | 1733.65 | 82.58 | 82.59 | 0.01 | 0
2035 | MARITIMES_2_NEISO | MARITIMES | NEISO | Internal | Winter | B19 | 700 | 99999 | 1708.15 | 82.58 | 82.59 | 0.01 | 0
2035 | MARITIMES_2_NEISO | MARITIMES | NEISO | Internal | Winter | B20 | 935 | 99999 | 723.43 | 82.58 | 82.59 | 0.01 | 0
2035 | MISO_IN_2_MISO_MI | MISO_IN | MISO_MI | Internal | Shoulder | B11 | 25 | 5768 | 5768 | 76.27 | 87.88 | 0.01 | 11.59
2035 | MISO_IN_2_MISO_MI | MISO_IN | MISO_MI | Internal | Shoulder | B12 | 200 | 5768 | 5768 | 76.27 | 86.24 | 0.01 | 9.95
2035 | MISO_IN_2_MISO_MI | MISO_IN | MISO_MI | Internal | Shoulder | B13 | 600 | 5768 | 5709.91 | 76.27 | 76.28 | 0.01 | 0
2035 | MISO_IN_2_MISO_MI | MISO_IN | MISO_MI | Internal | Shoulder | B14 | 900 | 5768 | 5648.54 | 76.27 | 76.28 | 0.01 | 0
2035 | MISO_IN_2_MISO_MI | MISO_IN | MISO_MI | Internal | Shoulder | B15 | 1203 | 5768 | 5768 | 71.96 | 76.15 | 0.01 | 4.18
2035 | MISO_IN_2_MISO_MI | MISO_IN | MISO_MI | Internal | Summer | B1 | 10 | 5768 | 5768 | 125.62 | 138.77 | 0.01 | 13.14
2035 | MISO_IN_2_MISO_MI | MISO_IN | MISO_MI | Internal | Summer | B2 | 25 | 5768 | 4926.94 | 138.76 | 138.77 | 0.01 | 0
2035 | MISO_IN_2_MISO_MI | MISO_IN | MISO_MI | Internal | Summer | B3 | 75 | 5768 | 3767.82 | 138.76 | 138.77 | 0.01 | 0
2035 | MISO_IN_2_MISO_MI | MISO_IN | MISO_MI | Internal | Summer | B4 | 100 | 5768 | 1510.78 | 134.58 | 134.6 | 0.01 | 0
2035 | MISO_IN_2_MISO_MI | MISO_IN | MISO_MI | Internal | Summer | B5 | 200 | 5768 | 2805.08 | 107.1 | 107.11 | 0.01 | 0
2035 | MISO_IN_2_MISO_MI | MISO_IN | MISO_MI | Internal | Summer | B6 | 300 | 5768 | 4635.04 | 93.57 | 93.58 | 0.01 | 0
2035 | MISO_IN_2_MISO_MI | MISO_IN | MISO_MI | Internal | Summer | B7 | 400 | 5768 | 4865.19 | 86.66 | 86.67 | 0.01 | 0
2035 | MISO_IN_2_MISO_MI | MISO_IN | MISO_MI | Internal | Summer | B8 | 500 | 5768 | 5768 | 74.92 | 84.03 | 0.01 | 9.1
2035 | MISO_IN_2_MISO_MI | MISO_IN | MISO_MI | Internal | Summer | B9 | 800 | 5768 | 5768 | 74.82 | 75.61 | 0.01 | 0.77
2035 | MISO_IN_2_MISO_MI | MISO_IN | MISO_MI | Internal | Summer | B10 | 1262 | 5768 | 5500.23 | 74.82 | 74.83 | 0.01 | 0
2035 | MISO_IN_2_MISO_MI | MISO_IN | MISO_MI | Internal | Winter | B16 | 25 | 5768 | 5768 | 79.29 | 90.79 | 0.01 | 11.49
2035 | MISO_IN_2_MISO_MI | MISO_IN | MISO_MI | Internal | Winter | B17 | 100 | 5768 | 5768 | 79.29 | 86.62 | 0.01 | 7.32
2035 | MISO_IN_2_MISO_MI | MISO_IN | MISO_MI | Internal | Winter | B18 | 400 | 5768 | 5768 | 79.29 | 79.31 | 0.01 | 0.01
2035 | MISO_IN_2_MISO_MI | MISO_IN | MISO_MI | Internal | Winter | B19 | 700 | 5768 | 5016.12 | 79.29 | 79.3 | 0.01 | 0
2035 | MISO_IN_2_MISO_MI | MISO_IN | MISO_MI | Internal | Winter | B20 | 935 | 5768 | 5768 | 64.1 | 78.62 | 0.01 | 14.51
2035 | MISO_IN_2_MISO_MO-IL | MISO_IN | MISO_MO-IL | Internal | Shoulder | B11 | 25 | 5000 | 5000 | 76.27 | 90.98 | 0.01 | 14.7
2035 | MISO_IN_2_MISO_MO-IL | MISO_IN | MISO_MO-IL | Internal | Shoulder | B12 | 200 | 5000 | 5000 | 76.27 | 78.81 | 0.01 | 2.53
2035 | MISO_IN_2_MISO_MO-IL | MISO_IN | MISO_MO-IL | Internal | Shoulder | B13 | 600 | 5000 | 4512.04 | 76.27 | 76.28 | 0.01 | 0
2035 | MISO_IN_2_MISO_MO-IL | MISO_IN | MISO_MO-IL | Internal | Shoulder | B14 | 900 | 5000 | 0 | 76.27 | 72.01 | 0.01 | 0
2035 | MISO_IN_2_MISO_MO-IL | MISO_IN | MISO_MO-IL | Internal | Shoulder | B15 | 1203 | 5000 | 0 | 71.96 | 55.43 | 0.01 | 0
2035 | MISO_IN_2_MISO_MO-IL | MISO_IN | MISO_MO-IL | Internal | Summer | B1 | 10 | 5000 | 5000 | 125.62 | 133.62 | 0.01 | 7.99
2035 | MISO_IN_2_MISO_MO-IL | MISO_IN | MISO_MO-IL | Internal | Summer | B2 | 25 | 5000 | 3801.29 | 138.76 | 138.77 | 0.01 | 0
2035 | MISO_IN_2_MISO_MO-IL | MISO_IN | MISO_MO-IL | Internal | Summer | B3 | 75 | 5000 | 4898.49 | 138.76 | 138.77 | 0.01 | 0
2035 | MISO_IN_2_MISO_MO-IL | MISO_IN | MISO_MO-IL | Internal | Summer | B4 | 100 | 5000 | 5000 | 134.58 | 134.61 | 0.01 | 0.01
2035 | MISO_IN_2_MISO_MO-IL | MISO_IN | MISO_MO-IL | Internal | Summer | B5 | 200 | 5000 | 5000 | 107.1 | 113.26 | 0.01 | 6.15
2035 | MISO_IN_2_MISO_MO-IL | MISO_IN | MISO_MO-IL | Internal | Summer | B6 | 300 | 5000 | 5000 | 93.57 | 98.31 | 0.01 | 4.73
2035 | MISO_IN_2_MISO_MO-IL | MISO_IN | MISO_MO-IL | Internal | Summer | B7 | 400 | 5000 | 5000 | 86.66 | 88.52 | 0.01 | 1.85
2035 | MISO_IN_2_MISO_MO-IL | MISO_IN | MISO_MO-IL | Internal | Summer | B8 | 500 | 5000 | 5000 | 74.92 | 84.04 | 0.01 | 9.11
2035 | MISO_IN_2_MISO_MO-IL | MISO_IN | MISO_MO-IL | Internal | Summer | B9 | 800 | 5000 | 5000 | 74.82 | 75.64 | 0.01 | 0.81
2035 | MISO_IN_2_MISO_MO-IL | MISO_IN | MISO_MO-IL | Internal | Summer | B10 | 1262 | 5000 | 0 | 74.82 | 72.59 | 0.01 | 0
2035 | MISO_IN_2_MISO_MO-IL | MISO_IN | MISO_MO-IL | Internal | Winter | B16 | 25 | 5000 | 2970.77 | 79.29 | 79.3 | 0.01 | 0
2035 | MISO_IN_2_MISO_MO-IL | MISO_IN | MISO_MO-IL | Internal | Winter | B17 | 100 | 5000 | 3684.3 | 79.29 | 79.3 | 0.01 | 0
2035 | MISO_IN_2_MISO_MO-IL | MISO_IN | MISO_MO-IL | Internal | Winter | B18 | 400 | 5000 | 3207.37 | 79.29 | 79.3 | 0.01 | 0
2035 | MISO_IN_2_MISO_MO-IL | MISO_IN | MISO_MO-IL | Internal | Winter | B19 | 700 | 5000 | 833.01 | 79.29 | 79.3 | 0.01 | 0
2035 | MISO_IN_2_MISO_MO-IL | MISO_IN | MISO_MO-IL | Internal | Winter | B20 | 935 | 5000 | 0 | 64.1 | 50.19 | 0.01 | 0
2035 | MISO_IN_2_NonRTO_Midwest | MISO_IN | NonRTO_Midwest | Internal | Shoulder | B11 | 25 | 4800 | 3674.03 | 76.27 | 84.27 | 8 | 0
2035 | MISO_IN_2_NonRTO_Midwest | MISO_IN | NonRTO_Midwest | Internal | Shoulder | B12 | 200 | 4800 | 687.17 | 76.27 | 84.27 | 8 | 0
2035 | MISO_IN_2_NonRTO_Midwest | MISO_IN | NonRTO_Midwest | Internal | Shoulder | B13 | 600 | 4800 | 146.03 | 76.27 | 84.27 | 8 | 0
2035 | MISO_IN_2_NonRTO_Midwest | MISO_IN | NonRTO_Midwest | Internal | Shoulder | B14 | 900 | 4800 | 0 | 76.27 | 83.41 | 8 | 0
2035 | MISO_IN_2_NonRTO_Midwest | MISO_IN | NonRTO_Midwest | Internal | Shoulder | B15 | 1203 | 4800 | 1792.76 | 71.96 | 79.96 | 8 | 0
2035 | MISO_IN_2_NonRTO_Midwest | MISO_IN | NonRTO_Midwest | Internal | Summer | B1 | 10 | 4800 | 4685.78 | 125.62 | 133.62 | 8 | 0
2035 | MISO_IN_2_NonRTO_Midwest | MISO_IN | NonRTO_Midwest | Internal | Summer | B2 | 25 | 4800 | 2891.32 | 138.76 | 146.76 | 8 | 0
2035 | MISO_IN_2_NonRTO_Midwest | MISO_IN | NonRTO_Midwest | Internal | Summer | B3 | 75 | 4800 | 2399.49 | 138.76 | 146.76 | 8 | 0
2035 | MISO_IN_2_NonRTO_Midwest | MISO_IN | NonRTO_Midwest | Internal | Summer | B4 | 100 | 4800 | 1989.81 | 134.58 | 142.58 | 8 | 0
2035 | MISO_IN_2_NonRTO_Midwest | MISO_IN | NonRTO_Midwest | Internal | Summer | B5 | 200 | 4800 | 1679 | 107.1 | 115.1 | 8 | 0
2035 | MISO_IN_2_NonRTO_Midwest | MISO_IN | NonRTO_Midwest | Internal | Summer | B6 | 300 | 4800 | 1206.37 | 93.57 | 101.57 | 8 | 0
2035 | MISO_IN_2_NonRTO_Midwest | MISO_IN | NonRTO_Midwest | Internal | Summer | B7 | 400 | 4800 | 1274.16 | 86.66 | 94.66 | 8 | 0
2035 | MISO_IN_2_NonRTO_Midwest | MISO_IN | NonRTO_Midwest | Internal | Summer | B8 | 500 | 4800 | 1316.43 | 74.92 | 82.92 | 8 | 0
2035 | MISO_IN_2_NonRTO_Midwest | MISO_IN | NonRTO_Midwest | Internal | Summer | B9 | 800 | 4800 | 134.96 | 74.82 | 82.82 | 8 | 0
2035 | MISO_IN_2_NonRTO_Midwest | MISO_IN | NonRTO_Midwest | Internal | Summer | B10 | 1262 | 4800 | 0 | 74.82 | 78.45 | 8 | 0
2035 | MISO_IN_2_NonRTO_Midwest | MISO_IN | NonRTO_Midwest | Internal | Winter | B16 | 25 | 4800 | 4201.07 | 79.29 | 87.29 | 8 | 0
2035 | MISO_IN_2_NonRTO_Midwest | MISO_IN | NonRTO_Midwest | Internal | Winter | B17 | 100 | 4800 | 3191.99 | 79.29 | 87.29 | 8 | 0
2035 | MISO_IN_2_NonRTO_Midwest | MISO_IN | NonRTO_Midwest | Internal | Winter | B18 | 400 | 4800 | 2406.84 | 79.29 | 87.29 | 8 | 0
2035 | MISO_IN_2_NonRTO_Midwest | MISO_IN | NonRTO_Midwest | Internal | Winter | B19 | 700 | 4800 | 1704.8 | 79.29 | 87.29 | 8 | 0
2035 | MISO_IN_2_NonRTO_Midwest | MISO_IN | NonRTO_Midwest | Internal | Winter | B20 | 935 | 4800 | 4800 | 64.1 | 83.28 | 8 | 11.18
2035 | MISO_IN_2_PJM_ROR | MISO_IN | PJM_ROR | Internal | Shoulder | B11 | 25 | 1253 | 1253 | 76.27 | 92.99 | 2 | 14.72
2035 | MISO_IN_2_PJM_ROR | MISO_IN | PJM_ROR | Internal | Shoulder | B12 | 200 | 1253 | 1253 | 76.27 | 89.01 | 2 | 10.74
2035 | MISO_IN_2_PJM_ROR | MISO_IN | PJM_ROR | Internal | Shoulder | B13 | 600 | 1253 | 1253 | 76.27 | 85.3 | 2 | 7.03
2035 | MISO_IN_2_PJM_ROR | MISO_IN | PJM_ROR | Internal | Shoulder | B14 | 900 | 1253 | 1253 | 76.27 | 78.86 | 2 | 0.59
2035 | MISO_IN_2_PJM_ROR | MISO_IN | PJM_ROR | Internal | Shoulder | B15 | 1203 | 1253 | 1253 | 71.96 | 76.21 | 2 | 2.25
2035 | MISO_IN_2_PJM_ROR | MISO_IN | PJM_ROR | Internal | Summer | B1 | 10 | 1253 | 1253 | 125.62 | 140.77 | 2 | 13.15
2035 | MISO_IN_2_PJM_ROR | MISO_IN | PJM_ROR | Internal | Summer | B2 | 25 | 1253 | 1253 | 138.76 | 140.77 | 2 | 0.01
2035 | MISO_IN_2_PJM_ROR | MISO_IN | PJM_ROR | Internal | Summer | B3 | 75 | 1253 | 1253 | 138.76 | 140.77 | 2 | 0.01
2035 | MISO_IN_2_PJM_ROR | MISO_IN | PJM_ROR | Internal | Summer | B4 | 100 | 1253 | 1253 | 134.58 | 136.6 | 2 | 0.01
2035 | MISO_IN_2_PJM_ROR | MISO_IN | PJM_ROR | Internal | Summer | B5 | 200 | 1253 | 1253 | 107.1 | 120.26 | 2 | 11.16
2035 | MISO_IN_2_PJM_ROR | MISO_IN | PJM_ROR | Internal | Summer | B6 | 300 | 1253 | 1253 | 93.57 | 101.38 | 2 | 5.81
2035 | MISO_IN_2_PJM_ROR | MISO_IN | PJM_ROR | Internal | Summer | B7 | 400 | 1253 | 1253 | 86.66 | 90.51 | 2 | 1.85
2035 | MISO_IN_2_PJM_ROR | MISO_IN | PJM_ROR | Internal | Summer | B8 | 500 | 1253 | 1253 | 74.92 | 86.03 | 2 | 9.11
2035 | MISO_IN_2_PJM_ROR | MISO_IN | PJM_ROR | Internal | Summer | B9 | 800 | 1253 | 1253 | 74.82 | 77.63 | 2 | 0.81
2035 | MISO_IN_2_PJM_ROR | MISO_IN | PJM_ROR | Internal | Summer | B10 | 1262 | 1253 | 0 | 74.82 | 74.58 | 2 | 0
2035 | MISO_IN_2_PJM_ROR | MISO_IN | PJM_ROR | Internal | Winter | B16 | 25 | 1253 | 1253 | 79.29 | 98.22 | 2 | 16.93
2035 | MISO_IN_2_PJM_ROR | MISO_IN | PJM_ROR | Internal | Winter | B17 | 100 | 1253 | 1253 | 79.29 | 95.02 | 2 | 13.73
2035 | MISO_IN_2_PJM_ROR | MISO_IN | PJM_ROR | Internal | Winter | B18 | 400 | 1253 | 1253 | 79.29 | 91.87 | 2 | 10.58
2035 | MISO_IN_2_PJM_ROR | MISO_IN | PJM_ROR | Internal | Winter | B19 | 700 | 1253 | 1253 | 79.29 | 81.32 | 2 | 0.03
2035 | MISO_IN_2_PJM_ROR | MISO_IN | PJM_ROR | Internal | Winter | B20 | 935 | 1253 | 1253 | 64.1 | 79.71 | 2 | 13.61
2035 | MISO_MI_2_MISO_IN | MISO_MI | MISO_IN | Internal | Shoulder | B11 | 25 | 2813 | 0 | 87.88 | 76.27 | 0.01 | 0
2035 | MISO_MI_2_MISO_IN | MISO_MI | MISO_IN | Internal | Shoulder | B12 | 200 | 2813 | 0 | 86.24 | 76.27 | 0.01 | 0
2035 | MISO_MI_2_MISO_IN | MISO_MI | MISO_IN | Internal | Shoulder | B13 | 600 | 2813 | 0 | 76.28 | 76.27 | 0.01 | 0
2035 | MISO_MI_2_MISO_IN | MISO_MI | MISO_IN | Internal | Shoulder | B14 | 900 | 2813 | 0 | 76.28 | 76.27 | 0.01 | 0
2035 | MISO_MI_2_MISO_IN | MISO_MI | MISO_IN | Internal | Shoulder | B15 | 1203 | 2813 | 0 | 76.15 | 71.96 | 0.01 | 0
2035 | MISO_MI_2_MISO_IN | MISO_MI | MISO_IN | Internal | Summer | B1 | 10 | 2813 | 0 | 138.77 | 125.62 | 0.01 | 0
2035 | MISO_MI_2_MISO_IN | MISO_MI | MISO_IN | Internal | Summer | B2 | 25 | 2813 | 0 | 138.77 | 138.76 | 0.01 | 0
2035 | MISO_MI_2_MISO_IN | MISO_MI | MISO_IN | Internal | Summer | B3 | 75 | 2813 | 0 | 138.77 | 138.76 | 0.01 | 0
2035 | MISO_MI_2_MISO_IN | MISO_MI | MISO_IN | Internal | Summer | B4 | 100 | 2813 | 0 | 134.6 | 134.58 | 0.01 | 0
2035 | MISO_MI_2_MISO_IN | MISO_MI | MISO_IN | Internal | Summer | B5 | 200 | 2813 | 0 | 107.11 | 107.1 | 0.01 | 0
2035 | MISO_MI_2_MISO_IN | MISO_MI | MISO_IN | Internal | Summer | B6 | 300 | 2813 | 0 | 93.58 | 93.57 | 0.01 | 0
2035 | MISO_MI_2_MISO_IN | MISO_MI | MISO_IN | Internal | Summer | B7 | 400 | 2813 | 0 | 86.67 | 86.66 | 0.01 | 0
2035 | MISO_MI_2_MISO_IN | MISO_MI | MISO_IN | Internal | Summer | B8 | 500 | 2813 | 0 | 84.03 | 74.92 | 0.01 | 0
2035 | MISO_MI_2_MISO_IN | MISO_MI | MISO_IN | Internal | Summer | B9 | 800 | 2813 | 0 | 75.61 | 74.82 | 0.01 | 0
2035 | MISO_MI_2_MISO_IN | MISO_MI | MISO_IN | Internal | Summer | B10 | 1262 | 2813 | 0 | 74.83 | 74.82 | 0.01 | 0
2035 | MISO_MI_2_MISO_IN | MISO_MI | MISO_IN | Internal | Winter | B16 | 25 | 2813 | 0 | 90.79 | 79.29 | 0.01 | 0
2035 | MISO_MI_2_MISO_IN | MISO_MI | MISO_IN | Internal | Winter | B17 | 100 | 2813 | 0 | 86.62 | 79.29 | 0.01 | 0
2035 | MISO_MI_2_MISO_IN | MISO_MI | MISO_IN | Internal | Winter | B18 | 400 | 2813 | 0 | 79.31 | 79.29 | 0.01 | 0
2035 | MISO_MI_2_MISO_IN | MISO_MI | MISO_IN | Internal | Winter | B19 | 700 | 2813 | 0 | 79.3 | 79.29 | 0.01 | 0
2035 | MISO_MI_2_MISO_IN | MISO_MI | MISO_IN | Internal | Winter | B20 | 935 | 2813 | 0 | 78.62 | 64.1 | 0.01 | 0
2035 | MISO_MI_2_MISO_WUMS | MISO_MI | MISO_WUMS | Internal | Shoulder | B11 | 25 | 805 | 636.04 | 87.88 | 87.89 | 0.01 | 0
2035 | MISO_MI_2_MISO_WUMS | MISO_MI | MISO_WUMS | Internal | Shoulder | B12 | 200 | 805 | 0 | 86.24 | 78.81 | 0.01 | 0
2035 | MISO_MI_2_MISO_WUMS | MISO_MI | MISO_WUMS | Internal | Shoulder | B13 | 600 | 805 | 0 | 76.28 | 76.27 | 0.01 | 0
2035 | MISO_MI_2_MISO_WUMS | MISO_MI | MISO_WUMS | Internal | Shoulder | B14 | 900 | 805 | 0 | 76.28 | 76.21 | 0.01 | 0
2035 | MISO_MI_2_MISO_WUMS | MISO_MI | MISO_WUMS | Internal | Shoulder | B15 | 1203 | 805 | 805 | 76.15 | 76.21 | 0.01 | 0.05
2035 | MISO_MI_2_MISO_WUMS | MISO_MI | MISO_WUMS | Internal | Summer | B1 | 10 | 805 | 0 | 138.77 | 138.76 | 0.01 | 0
2035 | MISO_MI_2_MISO_WUMS | MISO_MI | MISO_WUMS | Internal | Summer | B2 | 25 | 805 | 0 | 138.77 | 138.76 | 0.01 | 0
2035 | MISO_MI_2_MISO_WUMS | MISO_MI | MISO_WUMS | Internal | Summer | B3 | 75 | 805 | 0 | 138.77 | 138.76 | 0.01 | 0
2035 | MISO_MI_2_MISO_WUMS | MISO_MI | MISO_WUMS | Internal | Summer | B4 | 100 | 805 | 0 | 134.6 | 134.58 | 0.01 | 0
2035 | MISO_MI_2_MISO_WUMS | MISO_MI | MISO_WUMS | Internal | Summer | B5 | 200 | 805 | 0 | 107.11 | 107.1 | 0.01 | 0
2035 | MISO_MI_2_MISO_WUMS | MISO_MI | MISO_WUMS | Internal | Summer | B6 | 300 | 805 | 0 | 93.58 | 93.57 | 0.01 | 0
2035 | MISO_MI_2_MISO_WUMS | MISO_MI | MISO_WUMS | Internal | Summer | B7 | 400 | 805 | 0 | 86.67 | 86.1 | 0.01 | 0
2035 | MISO_MI_2_MISO_WUMS | MISO_MI | MISO_WUMS | Internal | Summer | B8 | 500 | 805 | 0 | 84.03 | 84.03 | 0.01 | 0
2035 | MISO_MI_2_MISO_WUMS | MISO_MI | MISO_WUMS | Internal | Summer | B9 | 800 | 805 | 403.28 | 75.61 | 75.62 | 0.01 | 0
2035 | MISO_MI_2_MISO_WUMS | MISO_MI | MISO_WUMS | Internal | Summer | B10 | 1262 | 805 | 0 | 74.83 | 74.64 | 0.01 | 0
2035 | MISO_MI_2_MISO_WUMS | MISO_MI | MISO_WUMS | Internal | Winter | B16 | 25 | 805 | 0 | 90.79 | 79.17 | 0.01 | 0
2035 | MISO_MI_2_MISO_WUMS | MISO_MI | MISO_WUMS | Internal | Winter | B17 | 100 | 805 | 0 | 86.62 | 79.3 | 0.01 | 0
2035 | MISO_MI_2_MISO_WUMS | MISO_MI | MISO_WUMS | Internal | Winter | B18 | 400 | 805 | 0 | 79.31 | 79.3 | 0.01 | 0
2035 | MISO_MI_2_MISO_WUMS | MISO_MI | MISO_WUMS | Internal | Winter | B19 | 700 | 805 | 0 | 79.3 | 79.3 | 0.01 | 0
2035 | MISO_MI_2_MISO_WUMS | MISO_MI | MISO_WUMS | Internal | Winter | B20 | 935 | 805 | 805 | 78.62 | 79.17 | 0.01 | 0.53
2035 | MISO_MI_2_PJM_ROR | MISO_MI | PJM_ROR | Internal | Shoulder | B11 | 25 | 1424 | 1424 | 87.88 | 92.99 | 2 | 3.12
2035 | MISO_MI_2_PJM_ROR | MISO_MI | PJM_ROR | Internal | Shoulder | B12 | 200 | 1424 | 1424 | 86.24 | 89.01 | 2 | 0.77
2035 | MISO_MI_2_PJM_ROR | MISO_MI | PJM_ROR | Internal | Shoulder | B13 | 600 | 1424 | 1424 | 76.28 | 85.3 | 2 | 7.02
2035 | MISO_MI_2_PJM_ROR | MISO_MI | PJM_ROR | Internal | Shoulder | B14 | 900 | 1424 | 1424 | 76.28 | 78.86 | 2 | 0.58
2035 | MISO_MI_2_PJM_ROR | MISO_MI | PJM_ROR | Internal | Shoulder | B15 | 1203 | 1424 | 0 | 76.15 | 76.21 | 2 | 0
2035 | MISO_MI_2_PJM_ROR | MISO_MI | PJM_ROR | Internal | Summer | B1 | 10 | 1424 | 980.63 | 138.77 | 140.77 | 2 | 0
2035 | MISO_MI_2_PJM_ROR | MISO_MI | PJM_ROR | Internal | Summer | B2 | 25 | 1424 | 815.09 | 138.77 | 140.77 | 2 | 0
2035 | MISO_MI_2_PJM_ROR | MISO_MI | PJM_ROR | Internal | Summer | B3 | 75 | 1424 | 756.29 | 138.77 | 140.77 | 2 | 0
2035 | MISO_MI_2_PJM_ROR | MISO_MI | PJM_ROR | Internal | Summer | B4 | 100 | 1424 | 73.91 | 134.6 | 136.6 | 2 | 0
2035 | MISO_MI_2_PJM_ROR | MISO_MI | PJM_ROR | Internal | Summer | B5 | 200 | 1424 | 1424 | 107.11 | 120.26 | 2 | 11.15
2035 | MISO_MI_2_PJM_ROR | MISO_MI | PJM_ROR | Internal | Summer | B6 | 300 | 1424 | 1424 | 93.58 | 101.38 | 2 | 5.79
2035 | MISO_MI_2_PJM_ROR | MISO_MI | PJM_ROR | Internal | Summer | B7 | 400 | 1424 | 1424 | 86.67 | 90.51 | 2 | 1.84
2035 | MISO_MI_2_PJM_ROR | MISO_MI | PJM_ROR | Internal | Summer | B8 | 500 | 1424 | 1063.5 | 84.03 | 86.03 | 2 | 0
2035 | MISO_MI_2_PJM_ROR | MISO_MI | PJM_ROR | Internal | Summer | B9 | 800 | 1424 | 1424 | 75.61 | 77.63 | 2 | 0.02
2035 | MISO_MI_2_PJM_ROR | MISO_MI | PJM_ROR | Internal | Summer | B10 | 1262 | 1424 | 0 | 74.83 | 74.58 | 2 | 0
2035 | MISO_MI_2_PJM_ROR | MISO_MI | PJM_ROR | Internal | Winter | B16 | 25 | 1424 | 1424 | 90.79 | 98.22 | 2 | 5.44
2035 | MISO_MI_2_PJM_ROR | MISO_MI | PJM_ROR | Internal | Winter | B17 | 100 | 1424 | 1424 | 86.62 | 95.02 | 2 | 6.4
2035 | MISO_MI_2_PJM_ROR | MISO_MI | PJM_ROR | Internal | Winter | B18 | 400 | 1424 | 1424 | 79.31 | 91.87 | 2 | 10.55
2035 | MISO_MI_2_PJM_ROR | MISO_MI | PJM_ROR | Internal | Winter | B19 | 700 | 1424 | 1424 | 79.3 | 81.32 | 2 | 0.02
2035 | MISO_MI_2_PJM_ROR | MISO_MI | PJM_ROR | Internal | Winter | B20 | 935 | 1424 | 0 | 78.62 | 79.71 | 2 | 0
2035 | MISO_MO-IL_2_ENT | MISO_MO-IL | ENT | Internal | Shoulder | B11 | 25 | 2540 | 0 | 90.98 | 91.01 | 8 | 0
2035 | MISO_MO-IL_2_ENT | MISO_MO-IL | ENT | Internal | Shoulder | B12 | 200 | 2540 | 0 | 78.81 | 78.81 | 8 | 0
2035 | MISO_MO-IL_2_ENT | MISO_MO-IL | ENT | Internal | Shoulder | B13 | 600 | 2540 | 0 | 76.28 | 78.81 | 8 | 0
2035 | MISO_MO-IL_2_ENT | MISO_MO-IL | ENT | Internal | Shoulder | B14 | 900 | 2540 | 0 | 72.01 | 64.01 | 8 | 0
2035 | MISO_MO-IL_2_ENT | MISO_MO-IL | ENT | Internal | Shoulder | B15 | 1203 | 2540 | 0 | 55.43 | 25.98 | 8 | 0
2035 | MISO_MO-IL_2_ENT | MISO_MO-IL | ENT | Internal | Summer | B1 | 10 | 2540 | 0 | 133.62 | 93.03 | 8 | 0
2035 | MISO_MO-IL_2_ENT | MISO_MO-IL | ENT | Internal | Summer | B2 | 25 | 2540 | 0 | 138.77 | 138.76 | 8 | 0
2035 | MISO_MO-IL_2_ENT | MISO_MO-IL | ENT | Internal | Summer | B3 | 75 | 2540 | 0 | 138.77 | 138.77 | 8 | 0
2035 | MISO_MO-IL_2_ENT | MISO_MO-IL | ENT | Internal | Summer | B4 | 100 | 2540 | 0 | 134.61 | 134.61 | 8 | 0
2035 | MISO_MO-IL_2_ENT | MISO_MO-IL | ENT | Internal | Summer | B5 | 200 | 2540 | 0 | 113.26 | 110.42 | 8 | 0
2035 | MISO_MO-IL_2_ENT | MISO_MO-IL | ENT | Internal | Summer | B6 | 300 | 2540 | 0 | 98.31 | 93.03 | 8 | 0
2035 | MISO_MO-IL_2_ENT | MISO_MO-IL | ENT | Internal | Summer | B7 | 400 | 2540 | 0 | 88.52 | 89.23 | 8 | 0
2035 | MISO_MO-IL_2_ENT | MISO_MO-IL | ENT | Internal | Summer | B8 | 500 | 2540 | 0 | 84.04 | 89.23 | 8 | 0
2035 | MISO_MO-IL_2_ENT | MISO_MO-IL | ENT | Internal | Summer | B9 | 800 | 2540 | 269.9 | 75.64 | 83.64 | 8 | 0
2035 | MISO_MO-IL_2_ENT | MISO_MO-IL | ENT | Internal | Summer | B10 | 1262 | 2540 | 0 | 72.59 | 72.59 | 8 | 0
2035 | MISO_MO-IL_2_ENT | MISO_MO-IL | ENT | Internal | Winter | B16 | 25 | 2540 | 0 | 79.3 | 81.89 | 8 | 0
2035 | MISO_MO-IL_2_ENT | MISO_MO-IL | ENT | Internal | Winter | B17 | 100 | 2540 | 0 | 79.3 | 79.69 | 8 | 0
2035 | MISO_MO-IL_2_ENT | MISO_MO-IL | ENT | Internal | Winter | B18 | 400 | 2540 | 0 | 79.3 | 81.89 | 8 | 0
2035 | MISO_MO-IL_2_ENT | MISO_MO-IL | ENT | Internal | Winter | B19 | 700 | 2540 | 0 | 79.3 | 79.3 | 8 | 0
2035 | MISO_MO-IL_2_ENT | MISO_MO-IL | ENT | Internal | Winter | B20 | 935 | 2540 | 0 | 50.19 | 16.53 | 8 | 0
2035 | MISO_MO-IL_2_MISO_IN | MISO_MO-IL | MISO_IN | Internal | Shoulder | B11 | 25 | 2100 | 0 | 90.98 | 76.27 | 0.01 | 0
2035 | MISO_MO-IL_2_MISO_IN | MISO_MO-IL | MISO_IN | Internal | Shoulder | B12 | 200 | 2100 | 0 | 78.81 | 76.27 | 0.01 | 0
2035 | MISO_MO-IL_2_MISO_IN | MISO_MO-IL | MISO_IN | Internal | Shoulder | B13 | 600 | 2100 | 0 | 76.28 | 76.27 | 0.01 | 0
2035 | MISO_MO-IL_2_MISO_IN | MISO_MO-IL | MISO_IN | Internal | Shoulder | B14 | 900 | 2100 | 2100 | 72.01 | 76.27 | 0.01 | 4.25
2035 | MISO_MO-IL_2_MISO_IN | MISO_MO-IL | MISO_IN | Internal | Shoulder | B15 | 1203 | 2100 | 2100 | 55.43 | 71.96 | 0.01 | 16.52
2035 | MISO_MO-IL_2_MISO_IN | MISO_MO-IL | MISO_IN | Internal | Summer | B1 | 10 | 2100 | 0 | 133.62 | 125.62 | 0.01 | 0
2035 | MISO_MO-IL_2_MISO_IN | MISO_MO-IL | MISO_IN | Internal | Summer | B2 | 25 | 2100 | 0 | 138.77 | 138.76 | 0.01 | 0
2035 | MISO_MO-IL_2_MISO_IN | MISO_MO-IL | MISO_IN | Internal | Summer | B3 | 75 | 2100 | 0 | 138.77 | 138.76 | 0.01 | 0
2035 | MISO_MO-IL_2_MISO_IN | MISO_MO-IL | MISO_IN | Internal | Summer | B4 | 100 | 2100 | 0 | 134.61 | 134.58 | 0.01 | 0
2035 | MISO_MO-IL_2_MISO_IN | MISO_MO-IL | MISO_IN | Internal | Summer | B5 | 200 | 2100 | 0 | 113.26 | 107.1 | 0.01 | 0
2035 | MISO_MO-IL_2_MISO_IN | MISO_MO-IL | MISO_IN | Internal | Summer | B6 | 300 | 2100 | 0 | 98.31 | 93.57 | 0.01 | 0
2035 | MISO_MO-IL_2_MISO_IN | MISO_MO-IL | MISO_IN | Internal | Summer | B7 | 400 | 2100 | 0 | 88.52 | 86.66 | 0.01 | 0
2035 | MISO_MO-IL_2_MISO_IN | MISO_MO-IL | MISO_IN | Internal | Summer | B8 | 500 | 2100 | 0 | 84.04 | 74.92 | 0.01 | 0
2035 | MISO_MO-IL_2_MISO_IN | MISO_MO-IL | MISO_IN | Internal | Summer | B9 | 800 | 2100 | 0 | 75.64 | 74.82 | 0.01 | 0
2035 | MISO_MO-IL_2_MISO_IN | MISO_MO-IL | MISO_IN | Internal | Summer | B10 | 1262 | 2100 | 2100 | 72.59 | 74.82 | 0.01 | 2.22
2035 | MISO_MO-IL_2_MISO_IN | MISO_MO-IL | MISO_IN | Internal | Winter | B16 | 25 | 2100 | 0 | 79.3 | 79.29 | 0.01 | 0
2035 | MISO_MO-IL_2_MISO_IN | MISO_MO-IL | MISO_IN | Internal | Winter | B17 | 100 | 2100 | 0 | 79.3 | 79.29 | 0.01 | 0
2035 | MISO_MO-IL_2_MISO_IN | MISO_MO-IL | MISO_IN | Internal | Winter | B18 | 400 | 2100 | 0 | 79.3 | 79.29 | 0.01 | 0
2035 | MISO_MO-IL_2_MISO_IN | MISO_MO-IL | MISO_IN | Internal | Winter | B19 | 700 | 2100 | 0 | 79.3 | 79.29 | 0.01 | 0
2035 | MISO_MO-IL_2_MISO_IN | MISO_MO-IL | MISO_IN | Internal | Winter | B20 | 935 | 2100 | 2100 | 50.19 | 64.1 | 0.01 | 13.9
2035 | MISO_MO-IL_2_MISO_W | MISO_MO-IL | MISO_W | Internal | Shoulder | B11 | 25 | 1082 | 776.74 | 90.98 | 90.99 | 0.01 | 0
2035 | MISO_MO-IL_2_MISO_W | MISO_MO-IL | MISO_W | Internal | Shoulder | B12 | 200 | 1082 | 0 | 78.81 | 78.8 | 0.01 | 0
2035 | MISO_MO-IL_2_MISO_W | MISO_MO-IL | MISO_W | Internal | Shoulder | B13 | 600 | 1082 | 0 | 76.28 | 76.27 | 0.01 | 0
2035 | MISO_MO-IL_2_MISO_W | MISO_MO-IL | MISO_W | Internal | Shoulder | B14 | 900 | 1082 | 0 | 72.01 | 42.61 | 0.01 | 0
2035 | MISO_MO-IL_2_MISO_W | MISO_MO-IL | MISO_W | Internal | Shoulder | B15 | 1203 | 1082 | 0 | 55.43 | 12.01 | 0.01 | 0
2035 | MISO_MO-IL_2_MISO_W | MISO_MO-IL | MISO_W | Internal | Summer | B1 | 10 | 1082 | 1082 | 133.62 | 138.77 | 0.01 | 5.14
2035 | MISO_MO-IL_2_MISO_W | MISO_MO-IL | MISO_W | Internal | Summer | B2 | 25 | 1082 | 0 | 138.77 | 138.77 | 0.01 | 0
2035 | MISO_MO-IL_2_MISO_W | MISO_MO-IL | MISO_W | Internal | Summer | B3 | 75 | 1082 | 0 | 138.77 | 138.77 | 0.01 | 0
2035 | MISO_MO-IL_2_MISO_W | MISO_MO-IL | MISO_W | Internal | Summer | B4 | 100 | 1082 | 0 | 134.61 | 134.6 | 0.01 | 0
2035 | MISO_MO-IL_2_MISO_W | MISO_MO-IL | MISO_W | Internal | Summer | B5 | 200 | 1082 | 1082 | 113.26 | 118.26 | 0.01 | 4.99
2035 | MISO_MO-IL_2_MISO_W | MISO_MO-IL | MISO_W | Internal | Summer | B6 | 300 | 1082 | 1082 | 98.31 | 99.38 | 0.01 | 1.05
2035 | MISO_MO-IL_2_MISO_W | MISO_MO-IL | MISO_W | Internal | Summer | B7 | 400 | 1082 | 0 | 88.52 | 88.51 | 0.01 | 0
2035 | MISO_MO-IL_2_MISO_W | MISO_MO-IL | MISO_W | Internal | Summer | B8 | 500 | 1082 | 0 | 84.04 | 84.03 | 0.01 | 0
2035 | MISO_MO-IL_2_MISO_W | MISO_MO-IL | MISO_W | Internal | Summer | B9 | 800 | 1082 | 0 | 75.64 | 75.63 | 0.01 | 0
2035 | MISO_MO-IL_2_MISO_W | MISO_MO-IL | MISO_W | Internal | Summer | B10 | 1262 | 1082 | 0 | 72.59 | 72.58 | 0.01 | 0
2035 | MISO_MO-IL_2_MISO_W | MISO_MO-IL | MISO_W | Internal | Winter | B16 | 25 | 1082 | 0 | 79.3 | 63.64 | 0.01 | 0
2035 | MISO_MO-IL_2_MISO_W | MISO_MO-IL | MISO_W | Internal | Winter | B17 | 100 | 1082 | 0 | 79.3 | 67.3 | 0.01 | 0
2035 | MISO_MO-IL_2_MISO_W | MISO_MO-IL | MISO_W | Internal | Winter | B18 | 400 | 1082 | 0 | 79.3 | 79.29 | 0.01 | 0
2035 | MISO_MO-IL_2_MISO_W | MISO_MO-IL | MISO_W | Internal | Winter | B19 | 700 | 1082 | 0 | 79.3 | 79.29 | 0.01 | 0
2035 | MISO_MO-IL_2_MISO_W | MISO_MO-IL | MISO_W | Internal | Winter | B20 | 935 | 1082 | 0 | 50.19 | 31.54 | 0.01 | 0
2035 | MISO_MO-IL_2_PJM_ROR | MISO_MO-IL | PJM_ROR | Internal | Shoulder | B11 | 25 | 1212 | 1212 | 90.98 | 92.99 | 2 | 0.01
2035 | MISO_MO-IL_2_PJM_ROR | MISO_MO-IL | PJM_ROR | Internal | Shoulder | B12 | 200 | 1212 | 1212 | 78.81 | 89.01 | 2 | 8.2
2035 | MISO_MO-IL_2_PJM_ROR | MISO_MO-IL | PJM_ROR | Internal | Shoulder | B13 | 600 | 1212 | 1212 | 76.28 | 85.3 | 2 | 7.02
2035 | MISO_MO-IL_2_PJM_ROR | MISO_MO-IL | PJM_ROR | Internal | Shoulder | B14 | 900 | 1212 | 1212 | 72.01 | 78.86 | 2 | 4.85
2035 | MISO_MO-IL_2_PJM_ROR | MISO_MO-IL | PJM_ROR | Internal | Shoulder | B15 | 1203 | 1212 | 1212 | 55.43 | 76.21 | 2 | 18.78
2035 | MISO_MO-IL_2_PJM_ROR | MISO_MO-IL | PJM_ROR | Internal | Summer | B1 | 10 | 1212 | 1212 | 133.62 | 140.77 | 2 | 5.15
2035 | MISO_MO-IL_2_PJM_ROR | MISO_MO-IL | PJM_ROR | Internal | Summer | B2 | 25 | 1212 | 736.19 | 138.77 | 140.77 | 2 | 0
2035 | MISO_MO-IL_2_PJM_ROR | MISO_MO-IL | PJM_ROR | Internal | Summer | B3 | 75 | 1212 | 91.77 | 138.77 | 140.77 | 2 | 0
2035 | MISO_MO-IL_2_PJM_ROR | MISO_MO-IL | PJM_ROR | Internal | Summer | B4 | 100 | 1212 | 0 | 134.61 | 136.6 | 2 | 0
2035 | MISO_MO-IL_2_PJM_ROR | MISO_MO-IL | PJM_ROR | Internal | Summer | B5 | 200 | 1212 | 1212 | 113.26 | 120.26 | 2 | 5
2035 | MISO_MO-IL_2_PJM_ROR | MISO_MO-IL | PJM_ROR | Internal | Summer | B6 | 300 | 1212 | 1212 | 98.31 | 101.38 | 2 | 1.07
2035 | MISO_MO-IL_2_PJM_ROR | MISO_MO-IL | PJM_ROR | Internal | Summer | B7 | 400 | 1212 | 0 | 88.52 | 90.51 | 2 | 0
2035 | MISO_MO-IL_2_PJM_ROR | MISO_MO-IL | PJM_ROR | Internal | Summer | B8 | 500 | 1212 | 0 | 84.04 | 86.03 | 2 | 0
2035 | MISO_MO-IL_2_PJM_ROR | MISO_MO-IL | PJM_ROR | Internal | Summer | B9 | 800 | 1212 | 0 | 75.64 | 77.63 | 2 | 0
2035 | MISO_MO-IL_2_PJM_ROR | MISO_MO-IL | PJM_ROR | Internal | Summer | B10 | 1262 | 1212 | 0 | 72.59 | 74.58 | 2 | 0
2035 | MISO_MO-IL_2_PJM_ROR | MISO_MO-IL | PJM_ROR | Internal | Winter | B16 | 25 | 1212 | 1212 | 79.3 | 98.22 | 2 | 16.92
2035 | MISO_MO-IL_2_PJM_ROR | MISO_MO-IL | PJM_ROR | Internal | Winter | B17 | 100 | 1212 | 1212 | 79.3 | 95.02 | 2 | 13.71
2035 | MISO_MO-IL_2_PJM_ROR | MISO_MO-IL | PJM_ROR | Internal | Winter | B18 | 400 | 1212 | 1212 | 79.3 | 91.87 | 2 | 10.56
2035 | MISO_MO-IL_2_PJM_ROR | MISO_MO-IL | PJM_ROR | Internal | Winter | B19 | 700 | 1212 | 1212 | 79.3 | 81.32 | 2 | 0.02
2035 | MISO_MO-IL_2_PJM_ROR | MISO_MO-IL | PJM_ROR | Internal | Winter | B20 | 935 | 1212 | 1212 | 50.19 | 79.71 | 2 | 27.52
2035 | MISO_MO-IL_2_SPP_N | MISO_MO-IL | SPP_N | Internal | Shoulder | B11 | 25 | 4019 | 0 | 90.98 | 86.01 | 8 | 0
2035 | MISO_MO-IL_2_SPP_N | MISO_MO-IL | SPP_N | Internal | Shoulder | B12 | 200 | 4019 | 0 | 78.81 | 73.81 | 8 | 0
2035 | MISO_MO-IL_2_SPP_N | MISO_MO-IL | SPP_N | Internal | Shoulder | B13 | 600 | 4019 | 0 | 76.28 | 73.8 | 8 | 0
2035 | MISO_MO-IL_2_SPP_N | MISO_MO-IL | SPP_N | Internal | Shoulder | B14 | 900 | 4019 | 0 | 72.01 | 30.6 | 8 | 0
2035 | MISO_MO-IL_2_SPP_N | MISO_MO-IL | SPP_N | Internal | Shoulder | B15 | 1203 | 4019 | 0 | 55.43 | 0.01 | 8 | 0
2035 | MISO_MO-IL_2_SPP_N | MISO_MO-IL | SPP_N | Internal | Summer | B1 | 10 | 4019 | 0 | 133.62 | 88.03 | 8 | 0
2035 | MISO_MO-IL_2_SPP_N | MISO_MO-IL | SPP_N | Internal | Summer | B2 | 25 | 4019 | 0 | 138.77 | 133.76 | 8 | 0
2035 | MISO_MO-IL_2_SPP_N | MISO_MO-IL | SPP_N | Internal | Summer | B3 | 75 | 4019 | 0 | 138.77 | 133.77 | 8 | 0
2035 | MISO_MO-IL_2_SPP_N | MISO_MO-IL | SPP_N | Internal | Summer | B4 | 100 | 4019 | 0 | 134.61 | 129.61 | 8 | 0
2035 | MISO_MO-IL_2_SPP_N | MISO_MO-IL | SPP_N | Internal | Summer | B5 | 200 | 4019 | 0 | 113.26 | 105.42 | 8 | 0
2035 | MISO_MO-IL_2_SPP_N | MISO_MO-IL | SPP_N | Internal | Summer | B6 | 300 | 4019 | 0 | 98.31 | 93.31 | 8 | 0
2035 | MISO_MO-IL_2_SPP_N | MISO_MO-IL | SPP_N | Internal | Summer | B7 | 400 | 4019 | 0 | 88.52 | 84.23 | 8 | 0
2035 | MISO_MO-IL_2_SPP_N | MISO_MO-IL | SPP_N | Internal | Summer | B8 | 500 | 4019 | 0 | 84.04 | 84.23 | 8 | 0
2035 | MISO_MO-IL_2_SPP_N | MISO_MO-IL | SPP_N | Internal | Summer | B9 | 800 | 4019 | 0 | 75.64 | 78.64 | 8 | 0
2035 | MISO_MO-IL_2_SPP_N | MISO_MO-IL | SPP_N | Internal | Summer | B10 | 1262 | 4019 | 0 | 72.59 | 67.59 | 8 | 0
2035 | MISO_MO-IL_2_SPP_N | MISO_MO-IL | SPP_N | Internal | Winter | B16 | 25 | 4019 | 0 | 79.3 | 74.3 | 8 | 0
2035 | MISO_MO-IL_2_SPP_N | MISO_MO-IL | SPP_N | Internal | Winter | B17 | 100 | 4019 | 0 | 79.3 | 74.3 | 8 | 0
2035 | MISO_MO-IL_2_SPP_N | MISO_MO-IL | SPP_N | Internal | Winter | B18 | 400 | 4019 | 0 | 79.3 | 76.89 | 8 | 0
2035 | MISO_MO-IL_2_SPP_N | MISO_MO-IL | SPP_N | Internal | Winter | B19 | 700 | 4019 | 0 | 79.3 | 74.3 | 8 | 0
2035 | MISO_MO-IL_2_SPP_N | MISO_MO-IL | SPP_N | Internal | Winter | B20 | 935 | 4019 | 0 | 50.19 | 11.52 | 8 | 0
2035 | MISO_MO-IL_2_TVA_Transmission | MISO_MO-IL | TVA_Transmission | Internal | Shoulder | B11 | 25 | 4000 | 0 | 90.98 | 92.42 | 8 | 0
2035 | MISO_MO-IL_2_TVA_Transmission | MISO_MO-IL | TVA_Transmission | Internal | Shoulder | B12 | 200 | 4000 | 1420.18 | 78.81 | 86.81 | 8 | 0
2035 | MISO_MO-IL_2_TVA_Transmission | MISO_MO-IL | TVA_Transmission | Internal | Shoulder | B13 | 600 | 4000 | 0 | 76.28 | 83.12 | 8 | 0
2035 | MISO_MO-IL_2_TVA_Transmission | MISO_MO-IL | TVA_Transmission | Internal | Shoulder | B14 | 900 | 4000 | 994.84 | 72.01 | 80.01 | 8 | 0
2035 | MISO_MO-IL_2_TVA_Transmission | MISO_MO-IL | TVA_Transmission | Internal | Shoulder | B15 | 1203 | 4000 | 4000 | 55.43 | 80.01 | 8 | 16.58
2035 | MISO_MO-IL_2_TVA_Transmission | MISO_MO-IL | TVA_Transmission | Internal | Summer | B1 | 10 | 4000 | 1135.04 | 133.62 | 141.62 | 8 | 0
2035 | MISO_MO-IL_2_TVA_Transmission | MISO_MO-IL | TVA_Transmission | Internal | Summer | B2 | 25 | 4000 | 634.11 | 138.77 | 146.77 | 8 | 0
2035 | MISO_MO-IL_2_TVA_Transmission | MISO_MO-IL | TVA_Transmission | Internal | Summer | B3 | 75 | 4000 | 102.15 | 138.77 | 146.77 | 8 | 0
2035 | MISO_MO-IL_2_TVA_Transmission | MISO_MO-IL | TVA_Transmission | Internal | Summer | B4 | 100 | 4000 | 0 | 134.61 | 142.6 | 8 | 0
2035 | MISO_MO-IL_2_TVA_Transmission | MISO_MO-IL | TVA_Transmission | Internal | Summer | B5 | 200 | 4000 | 0 | 113.26 | 117.78 | 8 | 0
2035 | MISO_MO-IL_2_TVA_Transmission | MISO_MO-IL | TVA_Transmission | Internal | Summer | B6 | 300 | 4000 | 0 | 98.31 | 99.79 | 8 | 0
2035 | MISO_MO-IL_2_TVA_Transmission | MISO_MO-IL | TVA_Transmission | Internal | Summer | B7 | 400 | 4000 | 0 | 88.52 | 93.16 | 8 | 0
2035 | MISO_MO-IL_2_TVA_Transmission | MISO_MO-IL | TVA_Transmission | Internal | Summer | B8 | 500 | 4000 | 0 | 84.04 | 90.92 | 8 | 0
2035 | MISO_MO-IL_2_TVA_Transmission | MISO_MO-IL | TVA_Transmission | Internal | Summer | B9 | 800 | 4000 | 0 | 75.64 | 83.63 | 8 | 0
2035 | MISO_MO-IL_2_TVA_Transmission | MISO_MO-IL | TVA_Transmission | Internal | Summer | B10 | 1262 | 4000 | 0 | 72.59 | 79.22 | 8 | 0
2035 | MISO_MO-IL_2_TVA_Transmission | MISO_MO-IL | TVA_Transmission | Internal | Winter | B16 | 25 | 4000 | 4000 | 79.3 | 90.21 | 8 | 2.91
2035 | MISO_MO-IL_2_TVA_Transmission | MISO_MO-IL | TVA_Transmission | Internal | Winter | B17 | 100 | 4000 | 4000 | 79.3 | 87.69 | 8 | 0.38
2035 | MISO_MO-IL_2_TVA_Transmission | MISO_MO-IL | TVA_Transmission | Internal | Winter | B18 | 400 | 4000 | 0 | 79.3 | 86.08 | 8 | 0
2035 | MISO_MO-IL_2_TVA_Transmission | MISO_MO-IL | TVA_Transmission | Internal | Winter | B19 | 700 | 4000 | 0 | 79.3 | 85.28 | 8 | 0
2035 | MISO_MO-IL_2_TVA_Transmission | MISO_MO-IL | TVA_Transmission | Internal | Winter | B20 | 935 | 4000 | 4000 | 50.19 | 82.79 | 8 | 24.6
2035 | MISO_W_2_IESO | MISO_W | IESO | Internal | Shoulder | B11 | 25 | 157 | 0 | 90.99 | 77.7 | 8 | 0
2035 | MISO_W_2_IESO | MISO_W | IESO | Internal | Shoulder | B12 | 200 | 157 | 0 | 78.8 | 71.8 | 8 | 0
2035 | MISO_W_2_IESO | MISO_W | IESO | Internal | Shoulder | B13 | 600 | 157 | 0 | 76.27 | 69.28 | 8 | 0
2035 | MISO_W_2_IESO | MISO_W | IESO | Internal | Shoulder | B14 | 900 | 157 | 157 | 42.61 | 69.28 | 8 | 18.67
2035 | MISO_W_2_IESO | MISO_W | IESO | Internal | Shoulder | B15 | 1203 | 157 | 157 | 12.01 | 69.28 | 8 | 49.27
2035 | MISO_W_2_IESO | MISO_W | IESO | Internal | Summer | B1 | 10 | 157 | 0 | 138.77 | 94.8 | 8 | 0
2035 | MISO_W_2_IESO | MISO_W | IESO | Internal | Summer | B2 | 25 | 157 | 0 | 138.77 | 100.27 | 8 | 0
2035 | MISO_W_2_IESO | MISO_W | IESO | Internal | Summer | B3 | 75 | 157 | 0 | 138.77 | 88.23 | 8 | 0
2035 | MISO_W_2_IESO | MISO_W | IESO | Internal | Summer | B4 | 100 | 157 | 0 | 134.6 | 85.42 | 8 | 0
2035 | MISO_W_2_IESO | MISO_W | IESO | Internal | Summer | B5 | 200 | 157 | 0 | 118.26 | 77.07 | 8 | 0
2035 | MISO_W_2_IESO | MISO_W | IESO | Internal | Summer | B6 | 300 | 157 | 0 | 99.38 | 67.83 | 8 | 0
2035 | MISO_W_2_IESO | MISO_W | IESO | Internal | Summer | B7 | 400 | 157 | 0 | 88.51 | 67.83 | 8 | 0
2035 | MISO_W_2_IESO | MISO_W | IESO | Internal | Summer | B8 | 500 | 157 | 0 | 84.03 | 67.83 | 8 | 0
2035 | MISO_W_2_IESO | MISO_W | IESO | Internal | Summer | B9 | 800 | 157 | 0 | 75.63 | 67.83 | 8 | 0
2035 | MISO_W_2_IESO | MISO_W | IESO | Internal | Summer | B10 | 1262 | 157 | 0 | 72.58 | 67.83 | 8 | 0
2035 | MISO_W_2_IESO | MISO_W | IESO | Internal | Winter | B16 | 25 | 157 | 0 | 63.64 | 71.62 | 8 | 0
2035 | MISO_W_2_IESO | MISO_W | IESO | Internal | Winter | B17 | 100 | 157 | 0 | 67.3 | 71.62 | 8 | 0
2035 | MISO_W_2_IESO | MISO_W | IESO | Internal | Winter | B18 | 400 | 157 | 0 | 79.29 | 71.62 | 8 | 0
2035 | MISO_W_2_IESO | MISO_W | IESO | Internal | Winter | B19 | 700 | 157 | 0 | 79.29 | 71.62 | 8 | 0
2035 | MISO_W_2_IESO | MISO_W | IESO | Internal | Winter | B20 | 935 | 157 | 157 | 31.54 | 71.62 | 8 | 32.09
2035 | MISO_W_2_MAPP_CA | MISO_W | MAPP_CA | Internal | Shoulder | B11 | 25 | 700 | 0 | 90.99 | 28.61 | 0.01 | 0
2035 | MISO_W_2_MAPP_CA | MISO_W | MAPP_CA | Internal | Shoulder | B12 | 200 | 700 | 0 | 78.8 | 28.61 | 0.01 | 0
2035 | MISO_W_2_MAPP_CA | MISO_W | MAPP_CA | Internal | Shoulder | B13 | 600 | 700 | 0 | 76.27 | 28.61 | 0.01 | 0
2035 | MISO_W_2_MAPP_CA | MISO_W | MAPP_CA | Internal | Shoulder | B14 | 900 | 700 | 0 | 42.61 | 28.61 | 0.01 | 0
2035 | MISO_W_2_MAPP_CA | MISO_W | MAPP_CA | Internal | Shoulder | B15 | 1203 | 700 | 700 | 12.01 | 28.61 | 0.01 | 16.59
2035 | MISO_W_2_MAPP_CA | MISO_W | MAPP_CA | Internal | Summer | B1 | 10 | 700 | 0 | 138.77 | 72.57 | 0.01 | 0
2035 | MISO_W_2_MAPP_CA | MISO_W | MAPP_CA | Internal | Summer | B2 | 25 | 700 | 0 | 138.77 | 72.57 | 0.01 | 0
2035 | MISO_W_2_MAPP_CA | MISO_W | MAPP_CA | Internal | Summer | B3 | 75 | 700 | 0 | 138.77 | 72.57 | 0.01 | 0
2035 | MISO_W_2_MAPP_CA | MISO_W | MAPP_CA | Internal | Summer | B4 | 100 | 700 | 0 | 134.6 | 72.57 | 0.01 | 0
2035 | MISO_W_2_MAPP_CA | MISO_W | MAPP_CA | Internal | Summer | B5 | 200 | 700 | 0 | 118.26 | 72.57 | 0.01 | 0
2035 | MISO_W_2_MAPP_CA | MISO_W | MAPP_CA | Internal | Summer | B6 | 300 | 700 | 0 | 99.38 | 72.57 | 0.01 | 0
2035 | MISO_W_2_MAPP_CA | MISO_W | MAPP_CA | Internal | Summer | B7 | 400 | 700 | 0 | 88.51 | 72.57 | 0.01 | 0
2035 | MISO_W_2_MAPP_CA | MISO_W | MAPP_CA | Internal | Summer | B8 | 500 | 700 | 0 | 84.03 | 72.57 | 0.01 | 0
2035 | MISO_W_2_MAPP_CA | MISO_W | MAPP_CA | Internal | Summer | B9 | 800 | 700 | 0 | 75.63 | 72.57 | 0.01 | 0
2035 | MISO_W_2_MAPP_CA | MISO_W | MAPP_CA | Internal | Summer | B10 | 1262 | 700 | 0 | 72.58 | 72.57 | 0.01 | 0
2035 | MISO_W_2_MAPP_CA | MISO_W | MAPP_CA | Internal | Winter | B16 | 25 | 700 | 0 | 63.64 | 63.62 | 0.01 | 0
2035 | MISO_W_2_MAPP_CA | MISO_W | MAPP_CA | Internal | Winter | B17 | 100 | 700 | 0 | 67.3 | 63.62 | 0.01 | 0
2035 | MISO_W_2_MAPP_CA | MISO_W | MAPP_CA | Internal | Winter | B18 | 400 | 700 | 0 | 79.29 | 65.29 | 0.01 | 0
2035 | MISO_W_2_MAPP_CA | MISO_W | MAPP_CA | Internal | Winter | B19 | 700 | 700 | 0 | 79.29 | 65.29 | 0.01 | 0
2035 | MISO_W_2_MAPP_CA | MISO_W | MAPP_CA | Internal | Winter | B20 | 935 | 700 | 700 | 31.54 | 63.62 | 0.01 | 32.07
2035 | MISO_W_2_MISO_MO-IL | MISO_W | MISO_MO-IL | Internal | Shoulder | B11 | 25 | 3922 | 0 | 90.99 | 90.98 | 0.01 | 0
2035 | MISO_W_2_MISO_MO-IL | MISO_W | MISO_MO-IL | Internal | Shoulder | B12 | 200 | 3922 | 96.48 | 78.8 | 78.81 | 0.01 | 0
2035 | MISO_W_2_MISO_MO-IL | MISO_W | MISO_MO-IL | Internal | Shoulder | B13 | 600 | 3922 | 1397.72 | 76.27 | 76.28 | 0.01 | 0
2035 | MISO_W_2_MISO_MO-IL | MISO_W | MISO_MO-IL | Internal | Shoulder | B14 | 900 | 3922 | 3922 | 42.61 | 72.01 | 0.01 | 29.38
2035 | MISO_W_2_MISO_MO-IL | MISO_W | MISO_MO-IL | Internal | Shoulder | B15 | 1203 | 3922 | 3922 | 12.01 | 55.43 | 0.01 | 43.41
2035 | MISO_W_2_MISO_MO-IL | MISO_W | MISO_MO-IL | Internal | Summer | B1 | 10 | 3922 | 0 | 138.77 | 133.62 | 0.01 | 0
2035 | MISO_W_2_MISO_MO-IL | MISO_W | MISO_MO-IL | Internal | Summer | B2 | 25 | 3922 | 0 | 138.77 | 138.77 | 0.01 | 0
2035 | MISO_W_2_MISO_MO-IL | MISO_W | MISO_MO-IL | Internal | Summer | B3 | 75 | 3922 | 0 | 138.77 | 138.77 | 0.01 | 0
2035 | MISO_W_2_MISO_MO-IL | MISO_W | MISO_MO-IL | Internal | Summer | B4 | 100 | 3922 | 413.5 | 134.6 | 134.61 | 0.01 | 0
2035 | MISO_W_2_MISO_MO-IL | MISO_W | MISO_MO-IL | Internal | Summer | B5 | 200 | 3922 | 0 | 118.26 | 113.26 | 0.01 | 0
2035 | MISO_W_2_MISO_MO-IL | MISO_W | MISO_MO-IL | Internal | Summer | B6 | 300 | 3922 | 0 | 99.38 | 98.31 | 0.01 | 0
2035 | MISO_W_2_MISO_MO-IL | MISO_W | MISO_MO-IL | Internal | Summer | B7 | 400 | 3922 | 570.32 | 88.51 | 88.52 | 0.01 | 0
2035 | MISO_W_2_MISO_MO-IL | MISO_W | MISO_MO-IL | Internal | Summer | B8 | 500 | 3922 | 18.84 | 84.03 | 84.04 | 0.01 | 0
2035 | MISO_W_2_MISO_MO-IL | MISO_W | MISO_MO-IL | Internal | Summer | B9 | 800 | 3922 | 1065.37 | 75.63 | 75.64 | 0.01 | 0
2035 | MISO_W_2_MISO_MO-IL | MISO_W | MISO_MO-IL | Internal | Summer | B10 | 1262 | 3922 | 2594.5 | 72.58 | 72.59 | 0.01 | 0
2035 | MISO_W_2_MISO_MO-IL | MISO_W | MISO_MO-IL | Internal | Winter | B16 | 25 | 3922 | 3922 | 63.64 | 79.3 | 0.01 | 15.65
2035 | MISO_W_2_MISO_MO-IL | MISO_W | MISO_MO-IL | Internal | Winter | B17 | 100 | 3922 | 3922 | 67.3 | 79.3 | 0.01 | 11.99
2035 | MISO_W_2_MISO_MO-IL | MISO_W | MISO_MO-IL | Internal | Winter | B18 | 400 | 3922 | 2794.76 | 79.29 | 79.3 | 0.01 | 0
2035 | MISO_W_2_MISO_MO-IL | MISO_W | MISO_MO-IL | Internal | Winter | B19 | 700 | 3922 | 2138.52 | 79.29 | 79.3 | 0.01 | 0
2035 | MISO_W_2_MISO_MO-IL | MISO_W | MISO_MO-IL | Internal | Winter | B20 | 935 | 3922 | 3922 | 31.54 | 50.19 | 0.01 | 18.64
2035 | MISO_W_2_MISO_WUMS | MISO_W | MISO_WUMS | Internal | Shoulder | B11 | 25 | 1667 | 0 | 90.99 | 87.89 | 0.01 | 0
2035 | MISO_W_2_MISO_WUMS | MISO_W | MISO_WUMS | Internal | Shoulder | B12 | 200 | 1667 | 18.7 | 78.8 | 78.81 | 0.01 | 0
2035 | MISO_W_2_MISO_WUMS | MISO_W | MISO_WUMS | Internal | Shoulder | B13 | 600 | 1667 | 0 | 76.27 | 76.27 | 0.01 | 0
2035 | MISO_W_2_MISO_WUMS | MISO_W | MISO_WUMS | Internal | Shoulder | B14 | 900 | 1667 | 1667 | 42.61 | 76.21 | 0.01 | 33.58
2035 | MISO_W_2_MISO_WUMS | MISO_W | MISO_WUMS | Internal | Shoulder | B15 | 1203 | 1667 | 1667 | 12.01 | 76.21 | 0.01 | 64.19
2035 | MISO_W_2_MISO_WUMS | MISO_W | MISO_WUMS | Internal | Summer | B1 | 10 | 1667 | 0 | 138.77 | 138.76 | 0.01 | 0
2035 | MISO_W_2_MISO_WUMS | MISO_W | MISO_WUMS | Internal | Summer | B2 | 25 | 1667 | 0 | 138.77 | 138.76 | 0.01 | 0
2035 | MISO_W_2_MISO_WUMS | MISO_W | MISO_WUMS | Internal | Summer | B3 | 75 | 1667 | 0 | 138.77 | 138.76 | 0.01 | 0
2035 | MISO_W_2_MISO_WUMS | MISO_W | MISO_WUMS | Internal | Summer | B4 | 100 | 1667 | 0 | 134.6 | 134.58 | 0.01 | 0
2035 | MISO_W_2_MISO_WUMS | MISO_W | MISO_WUMS | Internal | Summer | B5 | 200 | 1667 | 0 | 118.26 | 107.1 | 0.01 | 0
2035 | MISO_W_2_MISO_WUMS | MISO_W | MISO_WUMS | Internal | Summer | B6 | 300 | 1667 | 0 | 99.38 | 93.57 | 0.01 | 0
2035 | MISO_W_2_MISO_WUMS | MISO_W | MISO_WUMS | Internal | Summer | B7 | 400 | 1667 | 0 | 88.51 | 86.1 | 0.01 | 0
2035 | MISO_W_2_MISO_WUMS | MISO_W | MISO_WUMS | Internal | Summer | B8 | 500 | 1667 | 0 | 84.03 | 84.03 | 0.01 | 0
2035 | MISO_W_2_MISO_WUMS | MISO_W | MISO_WUMS | Internal | Summer | B9 | 800 | 1667 | 0 | 75.63 | 75.62 | 0.01 | 0
2035 | MISO_W_2_MISO_WUMS | MISO_W | MISO_WUMS | Internal | Summer | B10 | 1262 | 1667 | 1667 | 72.58 | 74.64 | 0.01 | 2.05
2035 | MISO_W_2_MISO_WUMS | MISO_W | MISO_WUMS | Internal | Winter | B16 | 25 | 1667 | 1667 | 63.64 | 79.17 | 0.01 | 15.52
2035 | MISO_W_2_MISO_WUMS | MISO_W | MISO_WUMS | Internal | Winter | B17 | 100 | 1667 | 1667 | 67.3 | 79.3 | 0.01 | 11.99
2035 | MISO_W_2_MISO_WUMS | MISO_W | MISO_WUMS | Internal | Winter | B18 | 400 | 1667 | 1195.83 | 79.29 | 79.3 | 0.01 | 0
2035 | MISO_W_2_MISO_WUMS | MISO_W | MISO_WUMS | Internal | Winter | B19 | 700 | 1667 | 776.1 | 79.29 | 79.3 | 0.01 | 0
2035 | MISO_W_2_MISO_WUMS | MISO_W | MISO_WUMS | Internal | Winter | B20 | 935 | 1667 | 1667 | 31.54 | 79.17 | 0.01 | 47.62
2035 | MISO_W_2_NE | MISO_W | NE | Internal | Shoulder | B11 | 25 | 5289 | 0 | 90.99 | 85.99 | 7 | 0
2035 | MISO_W_2_NE | MISO_W | NE | Internal | Shoulder | B12 | 200 | 5289 | 0 | 78.8 | 73.8 | 7 | 0
2035 | MISO_W_2_NE | MISO_W | NE | Internal | Shoulder | B13 | 600 | 5289 | 0 | 76.27 | 71.27 | 7 | 0
2035 | MISO_W_2_NE | MISO_W | NE | Internal | Shoulder | B14 | 900 | 5289 | 0 | 42.61 | 30.61 | 7 | 0
2035 | MISO_W_2_NE | MISO_W | NE | Internal | Shoulder | B15 | 1203 | 5289 | 0 | 12.01 | 0.01 | 7 | 0
2035 | MISO_W_2_NE | MISO_W | NE | Internal | Summer | B1 | 10 | 5289 | 0 | 138.77 | 133.77 | 7 | 0
2035 | MISO_W_2_NE | MISO_W | NE | Internal | Summer | B2 | 25 | 5289 | 0 | 138.77 | 133.77 | 7 | 0
2035 | MISO_W_2_NE | MISO_W | NE | Internal | Summer | B3 | 75 | 5289 | 0 | 138.77 | 133.77 | 7 | 0
2035 | MISO_W_2_NE | MISO_W | NE | Internal | Summer | B4 | 100 | 5289 | 0 | 134.6 | 129.6 | 7 | 0
2035 | MISO_W_2_NE | MISO_W | NE | Internal | Summer | B5 | 200 | 5289 | 0 | 118.26 | 113.26 | 7 | 0
2035 | MISO_W_2_NE | MISO_W | NE | Internal | Summer | B6 | 300 | 5289 | 0 | 99.38 | 94.38 | 7 | 0
2035 | MISO_W_2_NE | MISO_W | NE | Internal | Summer | B7 | 400 | 5289 | 0 | 88.51 | 84.22 | 7 | 0
2035 | MISO_W_2_NE | MISO_W | NE | Internal | Summer | B8 | 500 | 5289 | 0 | 84.03 | 79.03 | 7 | 0
2035 | MISO_W_2_NE | MISO_W | NE | Internal | Summer | B9 | 800 | 5289 | 0 | 75.63 | 70.63 | 7 | 0
2035 | MISO_W_2_NE | MISO_W | NE | Internal | Summer | B10 | 1262 | 5289 | 0 | 72.58 | 67.58 | 7 | 0
2035 | MISO_W_2_NE | MISO_W | NE | Internal | Winter | B16 | 25 | 5289 | 0 | 63.64 | 0.01 | 7 | 0
2035 | MISO_W_2_NE | MISO_W | NE | Internal | Winter | B17 | 100 | 5289 | 0 | 67.3 | 55.3 | 7 | 0
2035 | MISO_W_2_NE | MISO_W | NE | Internal | Winter | B18 | 400 | 5289 | 0 | 79.29 | 72.81 | 7 | 0
2035 | MISO_W_2_NE | MISO_W | NE | Internal | Winter | B19 | 700 | 5289 | 0 | 79.29 | 74.29 | 7 | 0
2035 | MISO_W_2_NE | MISO_W | NE | Internal | Winter | B20 | 935 | 5289 | 0 | 31.54 | 11.51 | 7 | 0
2035 | MISO_W_2_PJM_ROR | MISO_W | PJM_ROR | Internal | Shoulder | B11 | 25 | 13193 | 6906.01 | 90.99 | 92.99 | 2 | 0
2035 | MISO_W_2_PJM_ROR | MISO_W | PJM_ROR | Internal | Shoulder | B12 | 200 | 13193 | 13193 | 78.8 | 89.01 | 2 | 8.21
2035 | MISO_W_2_PJM_ROR | MISO_W | PJM_ROR | Internal | Shoulder | B13 | 600 | 13193 | 13193 | 76.27 | 85.3 | 2 | 7.03
2035 | MISO_W_2_PJM_ROR | MISO_W | PJM_ROR | Internal | Shoulder | B14 | 900 | 13193 | 13193 | 42.61 | 78.86 | 2 | 34.25
2035 | MISO_W_2_PJM_ROR | MISO_W | PJM_ROR | Internal | Shoulder | B15 | 1203 | 13193 | 13193 | 12.01 | 76.21 | 2 | 62.2
2035 | MISO_W_2_PJM_ROR | MISO_W | PJM_ROR | Internal | Summer | B1 | 10 | 13193 | 4963.72 | 138.77 | 140.77 | 2 | 0
2035 | MISO_W_2_PJM_ROR | MISO_W | PJM_ROR | Internal | Summer | B2 | 25 | 13193 | 9942.53 | 138.77 | 140.77 | 2 | 0
2035 | MISO_W_2_PJM_ROR | MISO_W | PJM_ROR | Internal | Summer | B3 | 75 | 13193 | 2440.84 | 138.77 | 140.77 | 2 | 0
2035 | MISO_W_2_PJM_ROR | MISO_W | PJM_ROR | Internal | Summer | B4 | 100 | 13193 | 2593.04 | 134.6 | 136.6 | 2 | 0
2035 | MISO_W_2_PJM_ROR | MISO_W | PJM_ROR | Internal | Summer | B5 | 200 | 13193 | 6833.82 | 118.26 | 120.26 | 2 | 0
2035 | MISO_W_2_PJM_ROR | MISO_W | PJM_ROR | Internal | Summer | B6 | 300 | 13193 | 7235.74 | 99.38 | 101.38 | 2 | 0
2035 | MISO_W_2_PJM_ROR | MISO_W | PJM_ROR | Internal | Summer | B7 | 400 | 13193 | 5328.68 | 88.51 | 90.51 | 2 | 0
2035 | MISO_W_2_PJM_ROR | MISO_W | PJM_ROR | Internal | Summer | B8 | 500 | 13193 | 10756.53 | 84.03 | 86.03 | 2 | 0
2035 | MISO_W_2_PJM_ROR | MISO_W | PJM_ROR | Internal | Summer | B9 | 800 | 13193 | 9767.43 | 75.63 | 77.63 | 2 | 0
2035 | MISO_W_2_PJM_ROR | MISO_W | PJM_ROR | Internal | Summer | B10 | 1262 | 13193 | 12514.47 | 72.58 | 74.58 | 2 | 0
2035 | MISO_W_2_PJM_ROR | MISO_W | PJM_ROR | Internal | Winter | B16 | 25 | 13193 | 13193 | 63.64 | 98.22 | 2 | 32.59
2035 | MISO_W_2_PJM_ROR | MISO_W | PJM_ROR | Internal | Winter | B17 | 100 | 13193 | 13193 | 67.3 | 95.02 | 2 | 25.71
2035 | MISO_W_2_PJM_ROR | MISO_W | PJM_ROR | Internal | Winter | B18 | 400 | 13193 | 13193 | 79.29 | 91.87 | 2 | 10.58
2035 | MISO_W_2_PJM_ROR | MISO_W | PJM_ROR | Internal | Winter | B19 | 700 | 13193 | 13193 | 79.29 | 81.32 | 2 | 0.03
2035 | MISO_W_2_PJM_ROR | MISO_W | PJM_ROR | Internal | Winter | B20 | 935 | 13193 | 13193 | 31.54 | 79.71 | 2 | 46.17
2035 | MISO_W_2_SPP_N | MISO_W | SPP_N | Internal | Shoulder | B11 | 25 | 3537 | 0 | 90.99 | 86.01 | 7 | 0
2035 | MISO_W_2_SPP_N | MISO_W | SPP_N | Internal | Shoulder | B12 | 200 | 3537 | 0 | 78.8 | 73.81 | 7 | 0
2035 | MISO_W_2_SPP_N | MISO_W | SPP_N | Internal | Shoulder | B13 | 600 | 3537 | 0 | 76.27 | 73.8 | 7 | 0
2035 | MISO_W_2_SPP_N | MISO_W | SPP_N | Internal | Shoulder | B14 | 900 | 3537 | 0 | 42.61 | 30.6 | 7 | 0
2035 | MISO_W_2_SPP_N | MISO_W | SPP_N | Internal | Shoulder | B15 | 1203 | 3537 | 0 | 12.01 | 0.01 | 7 | 0
2035 | MISO_W_2_SPP_N | MISO_W | SPP_N | Internal | Summer | B1 | 10 | 3537 | 0 | 138.77 | 88.03 | 7 | 0
2035 | MISO_W_2_SPP_N | MISO_W | SPP_N | Internal | Summer | B2 | 25 | 3537 | 0 | 138.77 | 133.76 | 7 | 0
2035 | MISO_W_2_SPP_N | MISO_W | SPP_N | Internal | Summer | B3 | 75 | 3537 | 0 | 138.77 | 133.77 | 7 | 0
2035 | MISO_W_2_SPP_N | MISO_W | SPP_N | Internal | Summer | B4 | 100 | 3537 | 0 | 134.6 | 129.61 | 7 | 0
2035 | MISO_W_2_SPP_N | MISO_W | SPP_N | Internal | Summer | B5 | 200 | 3537 | 0 | 118.26 | 105.42 | 7 | 0
2035 | MISO_W_2_SPP_N | MISO_W | SPP_N | Internal | Summer | B6 | 300 | 3537 | 0 | 99.38 | 93.31 | 7 | 0
2035 | MISO_W_2_SPP_N | MISO_W | SPP_N | Internal | Summer | B7 | 400 | 3537 | 0 | 88.51 | 84.23 | 7 | 0
2035 | MISO_W_2_SPP_N | MISO_W | SPP_N | Internal | Summer | B8 | 500 | 3537 | 0 | 84.03 | 84.23 | 7 | 0
2035 | MISO_W_2_SPP_N | MISO_W | SPP_N | Internal | Summer | B9 | 800 | 3537 | 0 | 75.63 | 78.64 | 7 | 0
2035 | MISO_W_2_SPP_N | MISO_W | SPP_N | Internal | Summer | B10 | 1262 | 3537 | 0 | 72.58 | 67.59 | 7 | 0
2035 | MISO_W_2_SPP_N | MISO_W | SPP_N | Internal | Winter | B16 | 25 | 3537 | 3537 | 63.64 | 74.3 | 7 | 3.67
2035 | MISO_W_2_SPP_N | MISO_W | SPP_N | Internal | Winter | B17 | 100 | 3537 | 2428.78 | 67.3 | 74.3 | 7 | 0
2035 | MISO_W_2_SPP_N | MISO_W | SPP_N | Internal | Winter | B18 | 400 | 3537 | 0 | 79.29 | 76.89 | 7 | 0
2035 | MISO_W_2_SPP_N | MISO_W | SPP_N | Internal | Winter | B19 | 700 | 3537 | 0 | 79.29 | 74.3 | 7 | 0
2035 | MISO_W_2_SPP_N | MISO_W | SPP_N | Internal | Winter | B20 | 935 | 3537 | 0 | 31.54 | 11.52 | 7 | 0
2035 | MISO_WUMS_2_MISO_MI | MISO_WUMS | MISO_MI | Internal | Shoulder | B11 | 25 | 787 | 0 | 87.89 | 87.88 | 0.01 | 0
2035 | MISO_WUMS_2_MISO_MI | MISO_WUMS | MISO_MI | Internal | Shoulder | B12 | 200 | 787 | 787 | 78.81 | 86.24 | 0.01 | 7.42
2035 | MISO_WUMS_2_MISO_MI | MISO_WUMS | MISO_MI | Internal | Shoulder | B13 | 600 | 787 | 688.54 | 76.27 | 76.28 | 0.01 | 0
2035 | MISO_WUMS_2_MISO_MI | MISO_WUMS | MISO_MI | Internal | Shoulder | B14 | 900 | 787 | 787 | 76.21 | 76.28 | 0.01 | 0.06
2035 | MISO_WUMS_2_MISO_MI | MISO_WUMS | MISO_MI | Internal | Shoulder | B15 | 1203 | 787 | 0 | 76.21 | 76.15 | 0.01 | 0
2035 | MISO_WUMS_2_MISO_MI | MISO_WUMS | MISO_MI | Internal | Summer | B1 | 10 | 787 | 750.77 | 138.76 | 138.77 | 0.01 | 0
2035 | MISO_WUMS_2_MISO_MI | MISO_WUMS | MISO_MI | Internal | Summer | B2 | 25 | 787 | 304.52 | 138.76 | 138.77 | 0.01 | 0
2035 | MISO_WUMS_2_MISO_MI | MISO_WUMS | MISO_MI | Internal | Summer | B3 | 75 | 787 | 71.23 | 138.76 | 138.77 | 0.01 | 0
2035 | MISO_WUMS_2_MISO_MI | MISO_WUMS | MISO_MI | Internal | Summer | B4 | 100 | 787 | 546.86 | 134.58 | 134.6 | 0.01 | 0
2035 | MISO_WUMS_2_MISO_MI | MISO_WUMS | MISO_MI | Internal | Summer | B5 | 200 | 787 | 1.03 | 107.1 | 107.11 | 0.01 | 0
2035 | MISO_WUMS_2_MISO_MI | MISO_WUMS | MISO_MI | Internal | Summer | B6 | 300 | 787 | 496.84 | 93.57 | 93.58 | 0.01 | 0
2035 | MISO_WUMS_2_MISO_MI | MISO_WUMS | MISO_MI | Internal | Summer | B7 | 400 | 787 | 787 | 86.1 | 86.67 | 0.01 | 0.56
2035 | MISO_WUMS_2_MISO_MI | MISO_WUMS | MISO_MI | Internal | Summer | B8 | 500 | 787 | 0 | 84.03 | 84.03 | 0.01 | 0
2035 | MISO_WUMS_2_MISO_MI | MISO_WUMS | MISO_MI | Internal | Summer | B9 | 800 | 787 | 0 | 75.62 | 75.61 | 0.01 | 0
2035 | MISO_WUMS_2_MISO_MI | MISO_WUMS | MISO_MI | Internal | Summer | B10 | 1262 | 787 | 787 | 74.64 | 74.83 | 0.01 | 0.18
2035 | MISO_WUMS_2_MISO_MI | MISO_WUMS | MISO_MI | Internal | Winter | B16 | 25 | 787 | 787 | 79.17 | 90.79 | 0.01 | 11.61
2035 | MISO_WUMS_2_MISO_MI | MISO_WUMS | MISO_MI | Internal | Winter | B17 | 100 | 787 | 787 | 79.3 | 86.62 | 0.01 | 7.3
2035 | MISO_WUMS_2_MISO_MI | MISO_WUMS | MISO_MI | Internal | Winter | B18 | 400 | 787 | 77.7 | 79.3 | 79.31 | 0.01 | 0
2035 | MISO_WUMS_2_MISO_MI | MISO_WUMS | MISO_MI | Internal | Winter | B19 | 700 | 787 | 0 | 79.3 | 79.3 | 0.01 | 0
2035 | MISO_WUMS_2_MISO_MI | MISO_WUMS | MISO_MI | Internal | Winter | B20 | 935 | 787 | 0 | 79.17 | 78.62 | 0.01 | 0
2035 | MISO_WUMS_2_MISO_W | MISO_WUMS | MISO_W | Internal | Shoulder | B11 | 25 | 1175 | 1175 | 87.89 | 90.99 | 0.01 | 3.09
2035 | MISO_WUMS_2_MISO_W | MISO_WUMS | MISO_W | Internal | Shoulder | B12 | 200 | 1175 | 0 | 78.81 | 78.8 | 0.01 | 0
2035 | MISO_WUMS_2_MISO_W | MISO_WUMS | MISO_W | Internal | Shoulder | B13 | 600 | 1175 | 0 | 76.27 | 76.27 | 0.01 | 0
2035 | MISO_WUMS_2_MISO_W | MISO_WUMS | MISO_W | Internal | Shoulder | B14 | 900 | 1175 | 0 | 76.21 | 42.61 | 0.01 | 0
2035 | MISO_WUMS_2_MISO_W | MISO_WUMS | MISO_W | Internal | Shoulder | B15 | 1203 | 1175 | 0 | 76.21 | 12.01 | 0.01 | 0
2035 | MISO_WUMS_2_MISO_W | MISO_WUMS | MISO_W | Internal | Summer | B1 | 10 | 1175 | 1140.05 | 138.76 | 138.77 | 0.01 | 0
2035 | MISO_WUMS_2_MISO_W | MISO_WUMS | MISO_W | Internal | Summer | B2 | 25 | 1175 | 425.89 | 138.76 | 138.77 | 0.01 | 0
2035 | MISO_WUMS_2_MISO_W | MISO_WUMS | MISO_W | Internal | Summer | B3 | 75 | 1175 | 78.44 | 138.76 | 138.77 | 0.01 | 0
2035 | MISO_WUMS_2_MISO_W | MISO_WUMS | MISO_W | Internal | Summer | B4 | 100 | 1175 | 92.48 | 134.58 | 134.6 | 0.01 | 0
2035 | MISO_WUMS_2_MISO_W | MISO_WUMS | MISO_W | Internal | Summer | B5 | 200 | 1175 | 1175 | 107.1 | 118.26 | 0.01 | 11.15
2035 | MISO_WUMS_2_MISO_W | MISO_WUMS | MISO_W | Internal | Summer | B6 | 300 | 1175 | 1175 | 93.57 | 99.38 | 0.01 | 5.79
2035 | MISO_WUMS_2_MISO_W | MISO_WUMS | MISO_W | Internal | Summer | B7 | 400 | 1175 | 1175 | 86.1 | 88.51 | 0.01 | 2.39
2035 | MISO_WUMS_2_MISO_W | MISO_WUMS | MISO_W | Internal | Summer | B8 | 500 | 1175 | 0 | 84.03 | 84.03 | 0.01 | 0
2035 | MISO_WUMS_2_MISO_W | MISO_WUMS | MISO_W | Internal | Summer | B9 | 800 | 1175 | 696.18 | 75.62 | 75.63 | 0.01 | 0
2035 | MISO_WUMS_2_MISO_W | MISO_WUMS | MISO_W | Internal | Summer | B10 | 1262 | 1175 | 0 | 74.64 | 72.58 | 0.01 | 0
2035 | MISO_WUMS_2_MISO_W | MISO_WUMS | MISO_W | Internal | Winter | B16 | 25 | 1175 | 0 | 79.17 | 63.64 | 0.01 | 0
2035 | MISO_WUMS_2_MISO_W | MISO_WUMS | MISO_W | Internal | Winter | B17 | 100 | 1175 | 0 | 79.3 | 67.3 | 0.01 | 0
2035 | MISO_WUMS_2_MISO_W | MISO_WUMS | MISO_W | Internal | Winter | B18 | 400 | 1175 | 0 | 79.3 | 79.29 | 0.01 | 0
2035 | MISO_WUMS_2_MISO_W | MISO_WUMS | MISO_W | Internal | Winter | B19 | 700 | 1175 | 0 | 79.3 | 79.29 | 0.01 | 0
2035 | MISO_WUMS_2_MISO_W | MISO_WUMS | MISO_W | Internal | Winter | B20 | 935 | 1175 | 0 | 79.17 | 31.54 | 0.01 | 0
2035 | MISO_WUMS_2_PJM_ROR | MISO_WUMS | PJM_ROR | Internal | Shoulder | B11 | 25 | 1600 | 1600 | 87.89 | 92.99 | 2 | 3.1
2035 | MISO_WUMS_2_PJM_ROR | MISO_WUMS | PJM_ROR | Internal | Shoulder | B12 | 200 | 1600 | 1600 | 78.81 | 89.01 | 2 | 8.2
2035 | MISO_WUMS_2_PJM_ROR | MISO_WUMS | PJM_ROR | Internal | Shoulder | B13 | 600 | 1600 | 1600 | 76.27 | 85.3 | 2 | 7.03
2035 | MISO_WUMS_2_PJM_ROR | MISO_WUMS | PJM_ROR | Internal | Shoulder | B14 | 900 | 1600 | 1600 | 76.21 | 78.86 | 2 | 0.65
2035 | MISO_WUMS_2_PJM_ROR | MISO_WUMS | PJM_ROR | Internal | Shoulder | B15 | 1203 | 1600 | 0 | 76.21 | 76.21 | 2 | 0
2035 | MISO_WUMS_2_PJM_ROR | MISO_WUMS | PJM_ROR | Internal | Summer | B1 | 10 | 1600 | 1600 | 138.76 | 140.77 | 2 | 0.01
2035 | MISO_WUMS_2_PJM_ROR | MISO_WUMS | PJM_ROR | Internal | Summer | B2 | 25 | 1600 | 1600 | 138.76 | 140.77 | 2 | 0.01
2035 | MISO_WUMS_2_PJM_ROR | MISO_WUMS | PJM_ROR | Internal | Summer | B3 | 75 | 1600 | 1600 | 138.76 | 140.77 | 2 | 0.01
2035 | MISO_WUMS_2_PJM_ROR | MISO_WUMS | PJM_ROR | Internal | Summer | B4 | 100 | 1600 | 1600 | 134.58 | 136.6 | 2 | 0.01
2035 | MISO_WUMS_2_PJM_ROR | MISO_WUMS | PJM_ROR | Internal | Summer | B5 | 200 | 1600 | 1600 | 107.1 | 120.26 | 2 | 11.16
2035 | MISO_WUMS_2_PJM_ROR | MISO_WUMS | PJM_ROR | Internal | Summer | B6 | 300 | 1600 | 1600 | 93.57 | 101.38 | 2 | 5.81
2035 | MISO_WUMS_2_PJM_ROR | MISO_WUMS | PJM_ROR | Internal | Summer | B7 | 400 | 1600 | 1600 | 86.1 | 90.51 | 2 | 2.41
2035 | MISO_WUMS_2_PJM_ROR | MISO_WUMS | PJM_ROR | Internal | Summer | B8 | 500 | 1600 | 1393.44 | 84.03 | 86.03 | 2 | 0
2035 | MISO_WUMS_2_PJM_ROR | MISO_WUMS | PJM_ROR | Internal | Summer | B9 | 800 | 1600 | 1600 | 75.62 | 77.63 | 2 | 0.01
2035 | MISO_WUMS_2_PJM_ROR | MISO_WUMS | PJM_ROR | Internal | Summer | B10 | 1262 | 1600 | 0 | 74.64 | 74.58 | 2 | 0
2035 | MISO_WUMS_2_PJM_ROR | MISO_WUMS | PJM_ROR | Internal | Winter | B16 | 25 | 1600 | 1600 | 79.17 | 98.22 | 2 | 17.06
2035 | MISO_WUMS_2_PJM_ROR | MISO_WUMS | PJM_ROR | Internal | Winter | B17 | 100 | 1600 | 1600 | 79.3 | 95.02 | 2 | 13.71
2035 | MISO_WUMS_2_PJM_ROR | MISO_WUMS | PJM_ROR | Internal | Winter | B18 | 400 | 1600 | 1600 | 79.3 | 91.87 | 2 | 10.56
2035 | MISO_WUMS_2_PJM_ROR | MISO_WUMS | PJM_ROR | Internal | Winter | B19 | 700 | 1600 | 1600 | 79.3 | 81.32 | 2 | 0.02
2035 | MISO_WUMS_2_PJM_ROR | MISO_WUMS | PJM_ROR | Internal | Winter | B20 | 935 | 1600 | 0 | 79.17 | 79.71 | 2 | 0
2035 | NE_2_MAPP_US | NE | MAPP_US | Internal | Shoulder | B11 | 25 | 1600 | 0 | 85.99 | 83.99 | 5 | 0
2035 | NE_2_MAPP_US | NE | MAPP_US | Internal | Shoulder | B12 | 200 | 1600 | 0 | 73.8 | 71.8 | 5 | 0
2035 | NE_2_MAPP_US | NE | MAPP_US | Internal | Shoulder | B13 | 600 | 1600 | 0 | 71.27 | 69.27 | 5 | 0
2035 | NE_2_MAPP_US | NE | MAPP_US | Internal | Shoulder | B14 | 900 | 1600 | 1215.78 | 30.61 | 35.61 | 5 | 0
2035 | NE_2_MAPP_US | NE | MAPP_US | Internal | Shoulder | B15 | 1203 | 1600 | 1185.33 | 0.01 | 5.01 | 5 | 0
2035 | NE_2_MAPP_US | NE | MAPP_US | Internal | Summer | B1 | 10 | 1600 | 0 | 133.77 | 131.77 | 5 | 0
2035 | NE_2_MAPP_US | NE | MAPP_US | Internal | Summer | B2 | 25 | 1600 | 0 | 133.77 | 131.77 | 5 | 0
2035 | NE_2_MAPP_US | NE | MAPP_US | Internal | Summer | B3 | 75 | 1600 | 0 | 133.77 | 131.77 | 5 | 0
2035 | NE_2_MAPP_US | NE | MAPP_US | Internal | Summer | B4 | 100 | 1600 | 0 | 129.6 | 127.6 | 5 | 0
2035 | NE_2_MAPP_US | NE | MAPP_US | Internal | Summer | B5 | 200 | 1600 | 0 | 113.26 | 111.26 | 5 | 0
2035 | NE_2_MAPP_US | NE | MAPP_US | Internal | Summer | B6 | 300 | 1600 | 0 | 94.38 | 92.38 | 5 | 0
2035 | NE_2_MAPP_US | NE | MAPP_US | Internal | Summer | B7 | 400 | 1600 | 0 | 84.22 | 81.51 | 5 | 0
2035 | NE_2_MAPP_US | NE | MAPP_US | Internal | Summer | B8 | 500 | 1600 | 0 | 79.03 | 77.03 | 5 | 0
2035 | NE_2_MAPP_US | NE | MAPP_US | Internal | Summer | B9 | 800 | 1600 | 0 | 70.63 | 68.63 | 5 | 0
2035 | NE_2_MAPP_US | NE | MAPP_US | Internal | Summer | B10 | 1262 | 1600 | 0 | 67.58 | 65.58 | 5 | 0
2035 | NE_2_MAPP_US | NE | MAPP_US | Internal | Winter | B16 | 25 | 1600 | 1081.68 | 0.01 | 5.01 | 5 | 0
2035 | NE_2_MAPP_US | NE | MAPP_US | Internal | Winter | B17 | 100 | 1600 | 668.86 | 55.3 | 60.3 | 5 | 0
2035 | NE_2_MAPP_US | NE | MAPP_US | Internal | Winter | B18 | 400 | 1600 | 0 | 72.81 | 72.29 | 5 | 0
2035 | NE_2_MAPP_US | NE | MAPP_US | Internal | Winter | B19 | 700 | 1600 | 0 | 74.29 | 72.29 | 5 | 0
2035 | NE_2_MAPP_US | NE | MAPP_US | Internal | Winter | B20 | 935 | 1600 | 1575.39 | 11.51 | 16.51 | 5 | 0
2035 | NE_2_MISO_W | NE | MISO_W | Internal | Shoulder | B11 | 25 | 4089 | 405.25 | 85.99 | 90.99 | 5 | 0
2035 | NE_2_MISO_W | NE | MISO_W | Internal | Shoulder | B12 | 200 | 4089 | 2998.96 | 73.8 | 78.8 | 5 | 0
2035 | NE_2_MISO_W | NE | MISO_W | Internal | Shoulder | B13 | 600 | 4089 | 3152.65 | 71.27 | 76.27 | 5 | 0
2035 | NE_2_MISO_W | NE | MISO_W | Internal | Shoulder | B14 | 900 | 4089 | 4089 | 30.61 | 42.61 | 5 | 7
2035 | NE_2_MISO_W | NE | MISO_W | Internal | Shoulder | B15 | 1203 | 4089 | 4089 | 0.01 | 12.01 | 5 | 7
2035 | NE_2_MISO_W | NE | MISO_W | Internal | Summer | B1 | 10 | 4089 | 947.92 | 133.77 | 138.77 | 5 | 0
2035 | NE_2_MISO_W | NE | MISO_W | Internal | Summer | B2 | 25 | 4089 | 2996.06 | 133.77 | 138.77 | 5 | 0
2035 | NE_2_MISO_W | NE | MISO_W | Internal | Summer | B3 | 75 | 4089 | 1322.19 | 133.77 | 138.77 | 5 | 0
2035 | NE_2_MISO_W | NE | MISO_W | Internal | Summer | B4 | 100 | 4089 | 488.35 | 129.6 | 134.6 | 5 | 0
2035 | NE_2_MISO_W | NE | MISO_W | Internal | Summer | B5 | 200 | 4089 | 1610.26 | 113.26 | 118.26 | 5 | 0
2035 | NE_2_MISO_W | NE | MISO_W | Internal | Summer | B6 | 300 | 4089 | 1422.86 | 94.38 | 99.38 | 5 | 0
2035 | NE_2_MISO_W | NE | MISO_W | Internal | Summer | B7 | 400 | 4089 | 0 | 84.22 | 88.51 | 5 | 0
2035 | NE_2_MISO_W | NE | MISO_W | Internal | Summer | B8 | 500 | 4089 | 1087.76 | 79.03 | 84.03 | 5 | 0
2035 | NE_2_MISO_W | NE | MISO_W | Internal | Summer | B9 | 800 | 4089 | 949.84 | 70.63 | 75.63 | 5 | 0
2035 | NE_2_MISO_W | NE | MISO_W | Internal | Summer | B10 | 1262 | 4089 | 3399.13 | 67.58 | 72.58 | 5 | 0
2035 | NE_2_MISO_W | NE | MISO_W | Internal | Winter | B16 | 25 | 4089 | 4089 | 0.01 | 63.64 | 5 | 58.63
2035 | NE_2_MISO_W | NE | MISO_W | Internal | Winter | B17 | 100 | 4089 | 4089 | 55.3 | 67.3 | 5 | 7
2035 | NE_2_MISO_W | NE | MISO_W | Internal | Winter | B18 | 400 | 4089 | 4089 | 72.81 | 79.29 | 5 | 1.48
2035 | NE_2_MISO_W | NE | MISO_W | Internal | Winter | B19 | 700 | 4089 | 4014.34 | 74.29 | 79.29 | 5 | 0
2035 | NE_2_MISO_W | NE | MISO_W | Internal | Winter | B20 | 935 | 4089 | 4089 | 11.51 | 31.54 | 5 | 15.03
2035 | NE_2_SPP_N | NE | SPP_N | Internal | Shoulder | B11 | 25 | 1960 | 1523.34 | 85.99 | 86.01 | 0.01 | 0
2035 | NE_2_SPP_N | NE | SPP_N | Internal | Shoulder | B12 | 200 | 1960 | 1116.97 | 73.8 | 73.81 | 0.01 | 0
2035 | NE_2_SPP_N | NE | SPP_N | Internal | Shoulder | B13 | 600 | 1960 | 1960 | 71.27 | 73.8 | 0.01 | 2.51
2035 | NE_2_SPP_N | NE | SPP_N | Internal | Shoulder | B14 | 900 | 1960 | 0 | 30.61 | 30.6 | 0.01 | 0
2035 | NE_2_SPP_N | NE | SPP_N | Internal | Shoulder | B15 | 1203 | 1960 | 0 | 0.01 | 0.01 | 0.01 | 0
2035 | NE_2_SPP_N | NE | SPP_N | Internal | Summer | B1 | 10 | 1960 | 0 | 133.77 | 88.03 | 0.01 | 0
2035 | NE_2_SPP_N | NE | SPP_N | Internal | Summer | B2 | 25 | 1960 | 0 | 133.77 | 133.76 | 0.01 | 0
2035 | NE_2_SPP_N | NE | SPP_N | Internal | Summer | B3 | 75 | 1960 | 0 | 133.77 | 133.77 | 0.01 | 0
2035 | NE_2_SPP_N | NE | SPP_N | Internal | Summer | B4 | 100 | 1960 | 220.09 | 129.6 | 129.61 | 0.01 | 0
2035 | NE_2_SPP_N | NE | SPP_N | Internal | Summer | B5 | 200 | 1960 | 0 | 113.26 | 105.42 | 0.01 | 0
2035 | NE_2_SPP_N | NE | SPP_N | Internal | Summer | B6 | 300 | 1960 | 0 | 94.38 | 93.31 | 0.01 | 0
2035 | NE_2_SPP_N | NE | SPP_N | Internal | Summer | B7 | 400 | 1960 | 1715.73 | 84.22 | 84.23 | 0.01 | 0
2035 | NE_2_SPP_N | NE | SPP_N | Internal | Summer | B8 | 500 | 1960 | 1960 | 79.03 | 84.23 | 0.01 | 5.18
2035 | NE_2_SPP_N | NE | SPP_N | Internal | Summer | B9 | 800 | 1960 | 1960 | 70.63 | 78.64 | 0.01 | 8
2035 | NE_2_SPP_N | NE | SPP_N | Internal | Summer | B10 | 1262 | 1960 | 1013.83 | 67.58 | 67.59 | 0.01 | 0
2035 | NE_2_SPP_N | NE | SPP_N | Internal | Winter | B16 | 25 | 1960 | 1960 | 0.01 | 74.3 | 0.01 | 74.28
2035 | NE_2_SPP_N | NE | SPP_N | Internal | Winter | B17 | 100 | 1960 | 1960 | 55.3 | 74.3 | 0.01 | 18.99
2035 | NE_2_SPP_N | NE | SPP_N | Internal | Winter | B18 | 400 | 1960 | 1960 | 72.81 | 76.89 | 0.01 | 4.07
2035 | NE_2_SPP_N | NE | SPP_N | Internal | Winter | B19 | 700 | 1960 | 1892.2 | 74.29 | 74.3 | 0.01 | 0
2035 | NE_2_SPP_N | NE | SPP_N | Internal | Winter | B20 | 935 | 1960 | 757.25 | 11.51 | 11.52 | 0.01 | 0
2035 | NEISO_2_NYISO_A-F | NEISO | NYISO_A-F | Internal | Shoulder | B11 | 25 | 600 | 571.21 | 81.7 | 84.7 | 3 | 0
2035 | NEISO_2_NYISO_A-F | NEISO | NYISO_A-F | Internal | Shoulder | B12 | 200 | 600 | 0 | 79.46 | 82.44 | 3 | 0
2035 | NEISO_2_NYISO_A-F | NEISO | NYISO_A-F | Internal | Shoulder | B13 | 600 | 600 | 0 | 79.17 | 77.32 | 3 | 0
2035 | NEISO_2_NYISO_A-F | NEISO | NYISO_A-F | Internal | Shoulder | B14 | 900 | 600 | 0 | 79.17 | 76.46 | 3 | 0
2035 | NEISO_2_NYISO_A-F | NEISO | NYISO_A-F | Internal | Shoulder | B15 | 1203 | 600 | 0 | 79.17 | 76.46 | 3 | 0
2035 | NEISO_2_NYISO_A-F | NEISO | NYISO_A-F | Internal | Summer | B1 | 10 | 600 | 0 | 124.9 | 101.8 | 3 | 0
2035 | NEISO_2_NYISO_A-F | NEISO | NYISO_A-F | Internal | Summer | B2 | 25 | 600 | 0 | 123.58 | 107.27 | 3 | 0
2035 | NEISO_2_NYISO_A-F | NEISO | NYISO_A-F | Internal | Summer | B3 | 75 | 600 | 0 | 106.46 | 107.27 | 3 | 0
2035 | NEISO_2_NYISO_A-F | NEISO | NYISO_A-F | Internal | Summer | B4 | 100 | 600 | 600 | 82.59 | 92.42 | 3 | 6.84
2035 | NEISO_2_NYISO_A-F | NEISO | NYISO_A-F | Internal | Summer | B5 | 200 | 600 | 600 | 78.07 | 84.07 | 3 | 3
2035 | NEISO_2_NYISO_A-F | NEISO | NYISO_A-F | Internal | Summer | B6 | 300 | 600 | 600 | 78.07 | 84.07 | 3 | 3
2035 | NEISO_2_NYISO_A-F | NEISO | NYISO_A-F | Internal | Summer | B7 | 400 | 600 | 600 | 78.07 | 82.47 | 3 | 1.41
2035 | NEISO_2_NYISO_A-F | NEISO | NYISO_A-F | Internal | Summer | B8 | 500 | 600 | 0 | 78.07 | 78.67 | 3 | 0
2035 | NEISO_2_NYISO_A-F | NEISO | NYISO_A-F | Internal | Summer | B9 | 800 | 600 | 0 | 78.07 | 78.67 | 3 | 0
2035 | NEISO_2_NYISO_A-F | NEISO | NYISO_A-F | Internal | Summer | B10 | 1262 | 600 | 0 | 78.07 | 78.67 | 3 | 0
2035 | NEISO_2_NYISO_A-F | NEISO | NYISO_A-F | Internal | Winter | B16 | 25 | 600 | 0 | 92.88 | 88.1 | 3 | 0
2035 | NEISO_2_NYISO_A-F | NEISO | NYISO_A-F | Internal | Winter | B17 | 100 | 600 | 0 | 89.51 | 86.51 | 3 | 0
2035 | NEISO_2_NYISO_A-F | NEISO | NYISO_A-F | Internal | Winter | B18 | 400 | 600 | 0 | 82.59 | 79.59 | 3 | 0
2035 | NEISO_2_NYISO_A-F | NEISO | NYISO_A-F | Internal | Winter | B19 | 700 | 600 | 0 | 82.59 | 78.81 | 3 | 0
2035 | NEISO_2_NYISO_A-F | NEISO | NYISO_A-F | Internal | Winter | B20 | 935 | 600 | 0 | 82.59 | 78.81 | 3 | 0
2035 | NEISO_2_NYISO_G-I | NEISO | NYISO_G-I | Internal | Shoulder | B11 | 25 | 600 | 600 | 81.7 | 84.97 | 3 | 0.27
2035 | NEISO_2_NYISO_G-I | NEISO | NYISO_G-I | Internal | Shoulder | B12 | 200 | 600 | 196.66 | 79.46 | 82.46 | 3 | 0
2035 | NEISO_2_NYISO_G-I | NEISO | NYISO_G-I | Internal | Shoulder | B13 | 600 | 600 | 600 | 79.17 | 82.46 | 3 | 0.29
2035 | NEISO_2_NYISO_G-I | NEISO | NYISO_G-I | Internal | Shoulder | B14 | 900 | 600 | 368.59 | 79.17 | 82.17 | 3 | 0
2035 | NEISO_2_NYISO_G-I | NEISO | NYISO_G-I | Internal | Shoulder | B15 | 1203 | 600 | 0 | 79.17 | 76.47 | 3 | 0
2035 | NEISO_2_NYISO_G-I | NEISO | NYISO_G-I | Internal | Summer | B1 | 10 | 600 | 600 | 124.9 | 146.78 | 3 | 18.88
2035 | NEISO_2_NYISO_G-I | NEISO | NYISO_G-I | Internal | Summer | B2 | 25 | 600 | 600 | 123.58 | 132.8 | 3 | 6.21
2035 | NEISO_2_NYISO_G-I | NEISO | NYISO_G-I | Internal | Summer | B3 | 75 | 600 | 600 | 106.46 | 113.59 | 3 | 4.13
2035 | NEISO_2_NYISO_G-I | NEISO | NYISO_G-I | Internal | Summer | B4 | 100 | 600 | 600 | 82.59 | 112.28 | 3 | 26.69
2035 | NEISO_2_NYISO_G-I | NEISO | NYISO_G-I | Internal | Summer | B5 | 200 | 600 | 600 | 78.07 | 112.28 | 3 | 31.22
2035 | NEISO_2_NYISO_G-I | NEISO | NYISO_G-I | Internal | Summer | B6 | 300 | 600 | 600 | 78.07 | 93.36 | 3 | 12.29
2035 | NEISO_2_NYISO_G-I | NEISO | NYISO_G-I | Internal | Summer | B7 | 400 | 600 | 600 | 78.07 | 82.49 | 3 | 1.42
2035 | NEISO_2_NYISO_G-I | NEISO | NYISO_G-I | Internal | Summer | B8 | 500 | 600 | 0 | 78.07 | 80.47 | 3 | 0
2035 | NEISO_2_NYISO_G-I | NEISO | NYISO_G-I | Internal | Summer | B9 | 800 | 600 | 0 | 78.07 | 78.68 | 3 | 0
2035 | NEISO_2_NYISO_G-I | NEISO | NYISO_G-I | Internal | Summer | B10 | 1262 | 600 | 0 | 78.07 | 78.68 | 3 | 0
2035 | NEISO_2_NYISO_G-I | NEISO | NYISO_G-I | Internal | Winter | B16 | 25 | 600 | 0 | 92.88 | 93.56 | 3 | 0
2035 | NEISO_2_NYISO_G-I | NEISO | NYISO_G-I | Internal | Winter | B17 | 100 | 600 | 128.66 | 89.51 | 92.51 | 3 | 0
2035 | NEISO_2_NYISO_G-I | NEISO | NYISO_G-I | Internal | Winter | B18 | 400 | 600 | 600 | 82.59 | 92.51 | 3 | 6.92
2035 | NEISO_2_NYISO_G-I | NEISO | NYISO_G-I | Internal | Winter | B19 | 700 | 600 | 600 | 82.59 | 90.31 | 3 | 4.72
2035 | NEISO_2_NYISO_G-I | NEISO | NYISO_G-I | Internal | Winter | B20 | 935 | 600 | 0 | 82.59 | 82.67 | 3 | 0
2035 | NEISO_2_NYISO_J-K | NEISO | NYISO_J-K | Internal | Shoulder | B11 | 25 | 745 | 745 | 81.7 | 84.98 | 3 | 0.28
2035 | NEISO_2_NYISO_J-K | NEISO | NYISO_J-K | Internal | Shoulder | B12 | 200 | 745 | 745 | 79.46 | 82.47 | 3 | 0.01
2035 | NEISO_2_NYISO_J-K | NEISO | NYISO_J-K | Internal | Shoulder | B13 | 600 | 745 | 745 | 79.17 | 82.47 | 3 | 0.3
2035 | NEISO_2_NYISO_J-K | NEISO | NYISO_J-K | Internal | Shoulder | B14 | 900 | 745 | 745 | 79.17 | 82.18 | 3 | 0.01
2035 | NEISO_2_NYISO_J-K | NEISO | NYISO_J-K | Internal | Shoulder | B15 | 1203 | 745 | 0 | 79.17 | 76.48 | 3 | 0
2035 | NEISO_2_NYISO_J-K | NEISO | NYISO_J-K | Internal | Summer | B1 | 10 | 745 | 745 | 124.9 | 146.8 | 3 | 18.9
2035 | NEISO_2_NYISO_J-K | NEISO | NYISO_J-K | Internal | Summer | B2 | 25 | 745 | 745 | 123.58 | 132.81 | 3 | 6.22
2035 | NEISO_2_NYISO_J-K | NEISO | NYISO_J-K | Internal | Summer | B3 | 75 | 745 | 745 | 106.46 | 113.61 | 3 | 4.14
2035 | NEISO_2_NYISO_J-K | NEISO | NYISO_J-K | Internal | Summer | B4 | 100 | 745 | 745 | 82.59 | 112.29 | 3 | 26.7
2035 | NEISO_2_NYISO_J-K | NEISO | NYISO_J-K | Internal | Summer | B5 | 200 | 745 | 745 | 78.07 | 112.29 | 3 | 31.23
2035 | NEISO_2_NYISO_J-K | NEISO | NYISO_J-K | Internal | Summer | B6 | 300 | 745 | 745 | 78.07 | 93.37 | 3 | 12.3
2035 | NEISO_2_NYISO_J-K | NEISO | NYISO_J-K | Internal | Summer | B7 | 400 | 745 | 745 | 78.07 | 83.81 | 3 | 2.74
2035 | NEISO_2_NYISO_J-K | NEISO | NYISO_J-K | Internal | Summer | B8 | 500 | 745 | 167.16 | 78.07 | 81.07 | 3 | 0
2035 | NEISO_2_NYISO_J-K | NEISO | NYISO_J-K | Internal | Summer | B9 | 800 | 745 | 0 | 78.07 | 78.69 | 3 | 0
2035 | NEISO_2_NYISO_J-K | NEISO | NYISO_J-K | Internal | Summer | B10 | 1262 | 745 | 0 | 78.07 | 78.69 | 3 | 0
2035 | NEISO_2_NYISO_J-K | NEISO | NYISO_J-K | Internal | Winter | B16 | 25 | 745 | 679.24 | 92.88 | 95.88 | 3 | 0
2035 | NEISO_2_NYISO_J-K | NEISO | NYISO_J-K | Internal | Winter | B17 | 100 | 745 | 745 | 89.51 | 95.56 | 3 | 3.06
2035 | NEISO_2_NYISO_J-K | NEISO | NYISO_J-K | Internal | Winter | B18 | 400 | 745 | 745 | 82.59 | 95.56 | 3 | 9.98
2035 | NEISO_2_NYISO_J-K | NEISO | NYISO_J-K | Internal | Winter | B19 | 700 | 745 | 745 | 82.59 | 95.56 | 3 | 9.98
2035 | NEISO_2_NYISO_J-K | NEISO | NYISO_J-K | Internal | Winter | B20 | 935 | 745 | 0 | 82.59 | 82.69 | 3 | 0
2035 | NonRTO_Midwest_2_TVA_Transmission | NonRTO_Midwest | TVA_Transmission | Internal | Shoulder | B11 | 25 | 2400 | 2400 | 84.27 | 92.42 | 8 | 0.15
2035 | NonRTO_Midwest_2_TVA_Transmission | NonRTO_Midwest | TVA_Transmission | Internal | Shoulder | B12 | 200 | 2400 | 0 | 84.27 | 86.81 | 8 | 0
2035 | NonRTO_Midwest_2_TVA_Transmission | NonRTO_Midwest | TVA_Transmission | Internal | Shoulder | B13 | 600 | 2400 | 0 | 84.27 | 83.12 | 8 | 0
2035 | NonRTO_Midwest_2_TVA_Transmission | NonRTO_Midwest | TVA_Transmission | Internal | Shoulder | B14 | 900 | 2400 | 0 | 83.41 | 80.01 | 8 | 0
2035 | NonRTO_Midwest_2_TVA_Transmission | NonRTO_Midwest | TVA_Transmission | Internal | Shoulder | B15 | 1203 | 2400 | 0 | 79.96 | 80.01 | 8 | 0
2035 | NonRTO_Midwest_2_TVA_Transmission | NonRTO_Midwest | TVA_Transmission | Internal | Summer | B1 | 10 | 2400 | 1600.42 | 133.62 | 141.62 | 8 | 0
2035 | NonRTO_Midwest_2_TVA_Transmission | NonRTO_Midwest | TVA_Transmission | Internal | Summer | B2 | 25 | 2400 | 0 | 146.76 | 146.77 | 8 | 0
2035 | NonRTO_Midwest_2_TVA_Transmission | NonRTO_Midwest | TVA_Transmission | Internal | Summer | B3 | 75 | 2400 | 0 | 146.76 | 146.77 | 8 | 0
2035 | NonRTO_Midwest_2_TVA_Transmission | NonRTO_Midwest | TVA_Transmission | Internal | Summer | B4 | 100 | 2400 | 0 | 142.58 | 142.6 | 8 | 0
2035 | NonRTO_Midwest_2_TVA_Transmission | NonRTO_Midwest | TVA_Transmission | Internal | Summer | B5 | 200 | 2400 | 0 | 115.1 | 117.78 | 8 | 0
2035 | NonRTO_Midwest_2_TVA_Transmission | NonRTO_Midwest | TVA_Transmission | Internal | Summer | B6 | 300 | 2400 | 0 | 101.57 | 99.79 | 8 | 0
2035 | NonRTO_Midwest_2_TVA_Transmission | NonRTO_Midwest | TVA_Transmission | Internal | Summer | B7 | 400 | 2400 | 0 | 94.66 | 93.16 | 8 | 0
2035 | NonRTO_Midwest_2_TVA_Transmission | NonRTO_Midwest | TVA_Transmission | Internal | Summer | B8 | 500 | 2400 | 539.82 | 82.92 | 90.92 | 8 | 0
2035 | NonRTO_Midwest_2_TVA_Transmission | NonRTO_Midwest | TVA_Transmission | Internal | Summer | B9 | 800 | 2400 | 0 | 82.82 | 83.63 | 8 | 0
2035 | NonRTO_Midwest_2_TVA_Transmission | NonRTO_Midwest | TVA_Transmission | Internal | Summer | B10 | 1262 | 2400 | 0 | 78.45 | 79.22 | 8 | 0
2035 | NonRTO_Midwest_2_TVA_Transmission | NonRTO_Midwest | TVA_Transmission | Internal | Winter | B16 | 25 | 2400 | 0 | 87.29 | 90.21 | 8 | 0
2035 | NonRTO_Midwest_2_TVA_Transmission | NonRTO_Midwest | TVA_Transmission | Internal | Winter | B17 | 100 | 2400 | 0 | 87.29 | 87.69 | 8 | 0
2035 | NonRTO_Midwest_2_TVA_Transmission | NonRTO_Midwest | TVA_Transmission | Internal | Winter | B18 | 400 | 2400 | 0 | 87.29 | 86.08 | 8 | 0
2035 | NonRTO_Midwest_2_TVA_Transmission | NonRTO_Midwest | TVA_Transmission | Internal | Winter | B19 | 700 | 2400 | 0 | 87.29 | 85.28 | 8 | 0
2035 | NonRTO_Midwest_2_TVA_Transmission | NonRTO_Midwest | TVA_Transmission | Internal | Winter | B20 | 935 | 2400 | 0 | 83.28 | 82.79 | 8 | 0
2035 | NYISO_A-F_2_NEISO | NYISO_A-F | NEISO | Internal | Shoulder | B11 | 25 | 600 | 0 | 84.7 | 81.7 | 3 | 0
2035 | NYISO_A-F_2_NEISO | NYISO_A-F | NEISO | Internal | Shoulder | B12 | 200 | 600 | 0 | 82.44 | 79.46 | 3 | 0
2035 | NYISO_A-F_2_NEISO | NYISO_A-F | NEISO | Internal | Shoulder | B13 | 600 | 600 | 0 | 77.32 | 79.17 | 3 | 0
2035 | NYISO_A-F_2_NEISO | NYISO_A-F | NEISO | Internal | Shoulder | B14 | 900 | 600 | 0 | 76.46 | 79.17 | 3 | 0
2035 | NYISO_A-F_2_NEISO | NYISO_A-F | NEISO | Internal | Shoulder | B15 | 1203 | 600 | 0 | 76.46 | 79.17 | 3 | 0
2035 | NYISO_A-F_2_NEISO | NYISO_A-F | NEISO | Internal | Summer | B1 | 10 | 600 | 600 | 101.8 | 124.9 | 3 | 20.1
2035 | NYISO_A-F_2_NEISO | NYISO_A-F | NEISO | Internal | Summer | B2 | 25 | 600 | 600 | 107.27 | 123.58 | 3 | 13.32
2035 | NYISO_A-F_2_NEISO | NYISO_A-F | NEISO | Internal | Summer | B3 | 75 | 600 | 0 | 107.27 | 106.46 | 3 | 0
2035 | NYISO_A-F_2_NEISO | NYISO_A-F | NEISO | Internal | Summer | B4 | 100 | 600 | 0 | 92.42 | 82.59 | 3 | 0
2035 | NYISO_A-F_2_NEISO | NYISO_A-F | NEISO | Internal | Summer | B5 | 200 | 600 | 0 | 84.07 | 78.07 | 3 | 0
2035 | NYISO_A-F_2_NEISO | NYISO_A-F | NEISO | Internal | Summer | B6 | 300 | 600 | 0 | 84.07 | 78.07 | 3 | 0
2035 | NYISO_A-F_2_NEISO | NYISO_A-F | NEISO | Internal | Summer | B7 | 400 | 600 | 0 | 82.47 | 78.07 | 3 | 0
2035 | NYISO_A-F_2_NEISO | NYISO_A-F | NEISO | Internal | Summer | B8 | 500 | 600 | 0 | 78.67 | 78.07 | 3 | 0
2035 | NYISO_A-F_2_NEISO | NYISO_A-F | NEISO | Internal | Summer | B9 | 800 | 600 | 0 | 78.67 | 78.07 | 3 | 0
2035 | NYISO_A-F_2_NEISO | NYISO_A-F | NEISO | Internal | Summer | B10 | 1262 | 600 | 0 | 78.67 | 78.07 | 3 | 0
2035 | NYISO_A-F_2_NEISO | NYISO_A-F | NEISO | Internal | Winter | B16 | 25 | 600 | 600 | 88.1 | 92.88 | 3 | 1.77
2035 | NYISO_A-F_2_NEISO | NYISO_A-F | NEISO | Internal | Winter | B17 | 100 | 600 | 428.26 | 86.51 | 89.51 | 3 | 0
2035 | NYISO_A-F_2_NEISO | NYISO_A-F | NEISO | Internal | Winter | B18 | 400 | 600 | 545.71 | 79.59 | 82.59 | 3 | 0
2035 | NYISO_A-F_2_NEISO | NYISO_A-F | NEISO | Internal | Winter | B19 | 700 | 600 | 600 | 78.81 | 82.59 | 3 | 0.77
2035 | NYISO_A-F_2_NEISO | NYISO_A-F | NEISO | Internal | Winter | B20 | 935 | 600 | 600 | 78.81 | 82.59 | 3 | 0.77
2035 | NYISO_A-F_2_NYISO_G-I | NYISO_A-F | NYISO_G-I | Internal | Shoulder | B11 | 25 | 5685 | 5685 | 84.7 | 84.97 | 0.01 | 0.26
2035 | NYISO_A-F_2_NYISO_G-I | NYISO_A-F | NYISO_G-I | Internal | Shoulder | B12 | 200 | 5685 | 5581.39 | 82.44 | 82.46 | 0.01 | 0
2035 | NYISO_A-F_2_NYISO_G-I | NYISO_A-F | NYISO_G-I | Internal | Shoulder | B13 | 600 | 5685 | 5685 | 77.32 | 82.46 | 0.01 | 5.13
2035 | NYISO_A-F_2_NYISO_G-I | NYISO_A-F | NYISO_G-I | Internal | Shoulder | B14 | 900 | 5685 | 5685 | 76.46 | 82.17 | 0.01 | 5.7
2035 | NYISO_A-F_2_NYISO_G-I | NYISO_A-F | NYISO_G-I | Internal | Shoulder | B15 | 1203 | 5685 | 4706.04 | 76.46 | 76.47 | 0.01 | 0
2035 | NYISO_A-F_2_NYISO_G-I | NYISO_A-F | NYISO_G-I | Internal | Summer | B1 | 10 | 5685 | 5685 | 101.8 | 146.78 | 0.01 | 44.97
2035 | NYISO_A-F_2_NYISO_G-I | NYISO_A-F | NYISO_G-I | Internal | Summer | B2 | 25 | 5685 | 5685 | 107.27 | 132.8 | 0.01 | 25.52
2035 | NYISO_A-F_2_NYISO_G-I | NYISO_A-F | NYISO_G-I | Internal | Summer | B3 | 75 | 5685 | 5685 | 107.27 | 113.59 | 0.01 | 6.31
2035 | NYISO_A-F_2_NYISO_G-I | NYISO_A-F | NYISO_G-I | Internal | Summer | B4 | 100 | 5685 | 5685 | 92.42 | 112.28 | 0.01 | 19.85
2035 | NYISO_A-F_2_NYISO_G-I | NYISO_A-F | NYISO_G-I | Internal | Summer | B5 | 200 | 5685 | 5685 | 84.07 | 112.28 | 0.01 | 28.2
2035 | NYISO_A-F_2_NYISO_G-I | NYISO_A-F | NYISO_G-I | Internal | Summer | B6 | 300 | 5685 | 5685 | 84.07 | 93.36 | 0.01 | 9.27
2035 | NYISO_A-F_2_NYISO_G-I | NYISO_A-F | NYISO_G-I | Internal | Summer | B7 | 400 | 5685 | 4934.56 | 82.47 | 82.49 | 0.01 | 0
2035 | NYISO_A-F_2_NYISO_G-I | NYISO_A-F | NYISO_G-I | Internal | Summer | B8 | 500 | 5685 | 5685 | 78.67 | 80.47 | 0.01 | 1.79
2035 | NYISO_A-F_2_NYISO_G-I | NYISO_A-F | NYISO_G-I | Internal | Summer | B9 | 800 | 5685 | 5539.38 | 78.67 | 78.68 | 0.01 | 0
2035 | NYISO_A-F_2_NYISO_G-I | NYISO_A-F | NYISO_G-I | Internal | Summer | B10 | 1262 | 5685 | 3505.27 | 78.67 | 78.68 | 0.01 | 0
2035 | NYISO_A-F_2_NYISO_G-I | NYISO_A-F | NYISO_G-I | Internal | Winter | B16 | 25 | 5685 | 5685 | 88.1 | 93.56 | 0.01 | 5.45
2035 | NYISO_A-F_2_NYISO_G-I | NYISO_A-F | NYISO_G-I | Internal | Winter | B17 | 100 | 5685 | 5685 | 86.51 | 92.51 | 0.01 | 5.99
2035 | NYISO_A-F_2_NYISO_G-I | NYISO_A-F | NYISO_G-I | Internal | Winter | B18 | 400 | 5685 | 5685 | 79.59 | 92.51 | 0.01 | 12.91
2035 | NYISO_A-F_2_NYISO_G-I | NYISO_A-F | NYISO_G-I | Internal | Winter | B19 | 700 | 5685 | 5685 | 78.81 | 90.31 | 0.01 | 11.49
2035 | NYISO_A-F_2_NYISO_G-I | NYISO_A-F | NYISO_G-I | Internal | Winter | B20 | 935 | 5685 | 5685 | 78.81 | 82.67 | 0.01 | 3.85
2035 | NYISO_A-F_2_PJM_ROM | NYISO_A-F | PJM_ROM | Internal | Shoulder | B11 | 25 | 1000 | 1000 | 84.7 | 92.98 | 8 | 0.28
2035 | NYISO_A-F_2_PJM_ROM | NYISO_A-F | PJM_ROM | Internal | Shoulder | B12 | 200 | 1000 | 0 | 82.44 | 89.02 | 8 | 0
2035 | NYISO_A-F_2_PJM_ROM | NYISO_A-F | PJM_ROM | Internal | Shoulder | B13 | 600 | 1000 | 424.22 | 77.32 | 85.32 | 8 | 0
2035 | NYISO_A-F_2_PJM_ROM | NYISO_A-F | PJM_ROM | Internal | Shoulder | B14 | 900 | 1000 | 0 | 76.46 | 78.87 | 8 | 0
2035 | NYISO_A-F_2_PJM_ROM | NYISO_A-F | PJM_ROM | Internal | Shoulder | B15 | 1203 | 1000 | 0 | 76.46 | 76.22 | 8 | 0
2035 | NYISO_A-F_2_PJM_ROM | NYISO_A-F | PJM_ROM | Internal | Summer | B1 | 10 | 1000 | 1000 | 101.8 | 140.78 | 8 | 30.98
2035 | NYISO_A-F_2_PJM_ROM | NYISO_A-F | PJM_ROM | Internal | Summer | B2 | 25 | 1000 | 1000 | 107.27 | 140.78 | 8 | 25.52
2035 | NYISO_A-F_2_PJM_ROM | NYISO_A-F | PJM_ROM | Internal | Summer | B3 | 75 | 1000 | 1000 | 107.27 | 140.76 | 8 | 25.49
2035 | NYISO_A-F_2_PJM_ROM | NYISO_A-F | PJM_ROM | Internal | Summer | B4 | 100 | 1000 | 1000 | 92.42 | 136.58 | 8 | 36.16
2035 | NYISO_A-F_2_PJM_ROM | NYISO_A-F | PJM_ROM | Internal | Summer | B5 | 200 | 1000 | 1000 | 84.07 | 120.27 | 8 | 28.2
2035 | NYISO_A-F_2_PJM_ROM | NYISO_A-F | PJM_ROM | Internal | Summer | B6 | 300 | 1000 | 1000 | 84.07 | 101.37 | 8 | 9.29
2035 | NYISO_A-F_2_PJM_ROM | NYISO_A-F | PJM_ROM | Internal | Summer | B7 | 400 | 1000 | 1000 | 82.47 | 90.5 | 8 | 0.02
2035 | NYISO_A-F_2_PJM_ROM | NYISO_A-F | PJM_ROM | Internal | Summer | B8 | 500 | 1000 | 0 | 78.67 | 86.04 | 8 | 0
2035 | NYISO_A-F_2_PJM_ROM | NYISO_A-F | PJM_ROM | Internal | Summer | B9 | 800 | 1000 | 0 | 78.67 | 77.64 | 8 | 0
2035 | NYISO_A-F_2_PJM_ROM | NYISO_A-F | PJM_ROM | Internal | Summer | B10 | 1262 | 1000 | 0 | 78.67 | 74.59 | 8 | 0
2035 | NYISO_A-F_2_PJM_ROM | NYISO_A-F | PJM_ROM | Internal | Winter | B16 | 25 | 1000 | 1000 | 88.1 | 98.24 | 8 | 2.13
2035 | NYISO_A-F_2_PJM_ROM | NYISO_A-F | PJM_ROM | Internal | Winter | B17 | 100 | 1000 | 1000 | 86.51 | 95.03 | 8 | 0.52
2035 | NYISO_A-F_2_PJM_ROM | NYISO_A-F | PJM_ROM | Internal | Winter | B18 | 400 | 1000 | 1000 | 79.59 | 91.88 | 8 | 4.29
2035 | NYISO_A-F_2_PJM_ROM | NYISO_A-F | PJM_ROM | Internal | Winter | B19 | 700 | 1000 | 0 | 78.81 | 85.89 | 8 | 0
2035 | NYISO_A-F_2_PJM_ROM | NYISO_A-F | PJM_ROM | Internal | Winter | B20 | 935 | 1000 | 0 | 78.81 | 79.72 | 8 | 0
2035 | NYISO_G-I_2_NEISO | NYISO_G-I | NEISO | Internal | Shoulder | B11 | 25 | 600 | 0 | 84.97 | 81.7 | 3 | 0
2035 | NYISO_G-I_2_NEISO | NYISO_G-I | NEISO | Internal | Shoulder | B12 | 200 | 600 | 0 | 82.46 | 79.46 | 3 | 0
2035 | NYISO_G-I_2_NEISO | NYISO_G-I | NEISO | Internal | Shoulder | B13 | 600 | 600 | 0 | 82.46 | 79.17 | 3 | 0
2035 | NYISO_G-I_2_NEISO | NYISO_G-I | NEISO | Internal | Shoulder | B14 | 900 | 600 | 0 | 82.17 | 79.17 | 3 | 0
2035 | NYISO_G-I_2_NEISO | NYISO_G-I | NEISO | Internal | Shoulder | B15 | 1203 | 600 | 0 | 76.47 | 79.17 | 3 | 0
2035 | NYISO_G-I_2_NEISO | NYISO_G-I | NEISO | Internal | Summer | B1 | 10 | 600 | 0 | 146.78 | 124.9 | 3 | 0
2035 | NYISO_G-I_2_NEISO | NYISO_G-I | NEISO | Internal | Summer | B2 | 25 | 600 | 0 | 132.8 | 123.58 | 3 | 0
2035 | NYISO_G-I_2_NEISO | NYISO_G-I | NEISO | Internal | Summer | B3 | 75 | 600 | 0 | 113.59 | 106.46 | 3 | 0
2035 | NYISO_G-I_2_NEISO | NYISO_G-I | NEISO | Internal | Summer | B4 | 100 | 600 | 0 | 112.28 | 82.59 | 3 | 0
2035 | NYISO_G-I_2_NEISO | NYISO_G-I | NEISO | Internal | Summer | B5 | 200 | 600 | 0 | 112.28 | 78.07 | 3 | 0
2035 | NYISO_G-I_2_NEISO | NYISO_G-I | NEISO | Internal | Summer | B6 | 300 | 600 | 0 | 93.36 | 78.07 | 3 | 0
2035 | NYISO_G-I_2_NEISO | NYISO_G-I | NEISO | Internal | Summer | B7 | 400 | 600 | 0 | 82.49 | 78.07 | 3 | 0
2035 | NYISO_G-I_2_NEISO | NYISO_G-I | NEISO | Internal | Summer | B8 | 500 | 600 | 0 | 80.47 | 78.07 | 3 | 0
2035 | NYISO_G-I_2_NEISO | NYISO_G-I | NEISO | Internal | Summer | B9 | 800 | 600 | 0 | 78.68 | 78.07 | 3 | 0
2035 | NYISO_G-I_2_NEISO | NYISO_G-I | NEISO | Internal | Summer | B10 | 1262 | 600 | 0 | 78.68 | 78.07 | 3 | 0
2035 | NYISO_G-I_2_NEISO | NYISO_G-I | NEISO | Internal | Winter | B16 | 25 | 600 | 0 | 93.56 | 92.88 | 3 | 0
2035 | NYISO_G-I_2_NEISO | NYISO_G-I | NEISO | Internal | Winter | B17 | 100 | 600 | 0 | 92.51 | 89.51 | 3 | 0
2035 | NYISO_G-I_2_NEISO | NYISO_G-I | NEISO | Internal | Winter | B18 | 400 | 600 | 0 | 92.51 | 82.59 | 3 | 0
2035 | NYISO_G-I_2_NEISO | NYISO_G-I | NEISO | Internal | Winter | B19 | 700 | 600 | 0 | 90.31 | 82.59 | 3 | 0
2035 | NYISO_G-I_2_NEISO | NYISO_G-I | NEISO | Internal | Winter | B20 | 935 | 600 | 0 | 82.67 | 82.59 | 3 | 0
2035 | NYISO_G-I_2_NYISO_A-F | NYISO_G-I | NYISO_A-F | Internal | Shoulder | B11 | 25 | 3434 | 0 | 84.97 | 84.7 | 0.01 | 0
2035 | NYISO_G-I_2_NYISO_A-F | NYISO_G-I | NYISO_A-F | Internal | Shoulder | B12 | 200 | 3434 | 0 | 82.46 | 82.44 | 0.01 | 0
2035 | NYISO_G-I_2_NYISO_A-F | NYISO_G-I | NYISO_A-F | Internal | Shoulder | B13 | 600 | 3434 | 0 | 82.46 | 77.32 | 0.01 | 0
2035 | NYISO_G-I_2_NYISO_A-F | NYISO_G-I | NYISO_A-F | Internal | Shoulder | B14 | 900 | 3434 | 0 | 82.17 | 76.46 | 0.01 | 0
2035 | NYISO_G-I_2_NYISO_A-F | NYISO_G-I | NYISO_A-F | Internal | Shoulder | B15 | 1203 | 3434 | 0 | 76.47 | 76.46 | 0.01 | 0
2035 | NYISO_G-I_2_NYISO_A-F | NYISO_G-I | NYISO_A-F | Internal | Summer | B1 | 10 | 3434 | 0 | 146.78 | 101.8 | 0.01 | 0
2035 | NYISO_G-I_2_NYISO_A-F | NYISO_G-I | NYISO_A-F | Internal | Summer | B2 | 25 | 3434 | 0 | 132.8 | 107.27 | 0.01 | 0
2035 | NYISO_G-I_2_NYISO_A-F | NYISO_G-I | NYISO_A-F | Internal | Summer | B3 | 75 | 3434 | 0 | 113.59 | 107.27 | 0.01 | 0
2035 | NYISO_G-I_2_NYISO_A-F | NYISO_G-I | NYISO_A-F | Internal | Summer | B4 | 100 | 3434 | 0 | 112.28 | 92.42 | 0.01 | 0
2035 | NYISO_G-I_2_NYISO_A-F | NYISO_G-I | NYISO_A-F | Internal | Summer | B5 | 200 | 3434 | 0 | 112.28 | 84.07 | 0.01 | 0
2035 | NYISO_G-I_2_NYISO_A-F | NYISO_G-I | NYISO_A-F | Internal | Summer | B6 | 300 | 3434 | 0 | 93.36 | 84.07 | 0.01 | 0
2035 | NYISO_G-I_2_NYISO_A-F | NYISO_G-I | NYISO_A-F | Internal | Summer | B7 | 400 | 3434 | 0 | 82.49 | 82.47 | 0.01 | 0
2035 | NYISO_G-I_2_NYISO_A-F | NYISO_G-I | NYISO_A-F | Internal | Summer | B8 | 500 | 3434 | 0 | 80.47 | 78.67 | 0.01 | 0
2035 | NYISO_G-I_2_NYISO_A-F | NYISO_G-I | NYISO_A-F | Internal | Summer | B9 | 800 | 3434 | 0 | 78.68 | 78.67 | 0.01 | 0
2035 | NYISO_G-I_2_NYISO_A-F | NYISO_G-I | NYISO_A-F | Internal | Summer | B10 | 1262 | 3434 | 0 | 78.68 | 78.67 | 0.01 | 0
2035 | NYISO_G-I_2_NYISO_A-F | NYISO_G-I | NYISO_A-F | Internal | Winter | B16 | 25 | 3434 | 0 | 93.56 | 88.1 | 0.01 | 0
2035 | NYISO_G-I_2_NYISO_A-F | NYISO_G-I | NYISO_A-F | Internal | Winter | B17 | 100 | 3434 | 0 | 92.51 | 86.51 | 0.01 | 0
2035 | NYISO_G-I_2_NYISO_A-F | NYISO_G-I | NYISO_A-F | Internal | Winter | B18 | 400 | 3434 | 0 | 92.51 | 79.59 | 0.01 | 0
2035 | NYISO_G-I_2_NYISO_A-F | NYISO_G-I | NYISO_A-F | Internal | Winter | B19 | 700 | 3434 | 0 | 90.31 | 78.81 | 0.01 | 0
2035 | NYISO_G-I_2_NYISO_A-F | NYISO_G-I | NYISO_A-F | Internal | Winter | B20 | 935 | 3434 | 0 | 82.67 | 78.81 | 0.01 | 0
2035 | NYISO_G-I_2_NYISO_J-K | NYISO_G-I | NYISO_J-K | Internal | Shoulder | B11 | 25 | 6130 | 5528.8 | 84.97 | 84.98 | 0.01 | 0
2035 | NYISO_G-I_2_NYISO_J-K | NYISO_G-I | NYISO_J-K | Internal | Shoulder | B12 | 200 | 6130 | 5323.89 | 82.46 | 82.47 | 0.01 | 0
2035 | NYISO_G-I_2_NYISO_J-K | NYISO_G-I | NYISO_J-K | Internal | Shoulder | B13 | 600 | 6130 | 5946.48 | 82.46 | 82.47 | 0.01 | 0
2035 | NYISO_G-I_2_NYISO_J-K | NYISO_G-I | NYISO_J-K | Internal | Shoulder | B14 | 900 | 6130 | 5866.97 | 82.17 | 82.18 | 0.01 | 0
2035 | NYISO_G-I_2_NYISO_J-K | NYISO_G-I | NYISO_J-K | Internal | Shoulder | B15 | 1203 | 6130 | 4936.79 | 76.47 | 76.48 | 0.01 | 0
2035 | NYISO_G-I_2_NYISO_J-K | NYISO_G-I | NYISO_J-K | Internal | Summer | B1 | 10 | 6130 | 5734.05 | 146.78 | 146.8 | 0.01 | 0
2035 | NYISO_G-I_2_NYISO_J-K | NYISO_G-I | NYISO_J-K | Internal | Summer | B2 | 25 | 6130 | 5339.46 | 132.8 | 132.81 | 0.01 | 0
2035 | NYISO_G-I_2_NYISO_J-K | NYISO_G-I | NYISO_J-K | Internal | Summer | B3 | 75 | 6130 | 4749.66 | 113.59 | 113.61 | 0.01 | 0
2035 | NYISO_G-I_2_NYISO_J-K | NYISO_G-I | NYISO_J-K | Internal | Summer | B4 | 100 | 6130 | 4991.15 | 112.28 | 112.29 | 0.01 | 0
2035 | NYISO_G-I_2_NYISO_J-K | NYISO_G-I | NYISO_J-K | Internal | Summer | B5 | 200 | 6130 | 5990.7 | 112.28 | 112.29 | 0.01 | 0
2035 | NYISO_G-I_2_NYISO_J-K | NYISO_G-I | NYISO_J-K | Internal | Summer | B6 | 300 | 6130 | 5807.27 | 93.36 | 93.37 | 0.01 | 0
2035 | NYISO_G-I_2_NYISO_J-K | NYISO_G-I | NYISO_J-K | Internal | Summer | B7 | 400 | 6130 | 6130 | 82.49 | 83.81 | 0.01 | 1.31
2035 | NYISO_G-I_2_NYISO_J-K | NYISO_G-I | NYISO_J-K | Internal | Summer | B8 | 500 | 6130 | 6130 | 80.47 | 81.07 | 0.01 | 0.59
2035 | NYISO_G-I_2_NYISO_J-K | NYISO_G-I | NYISO_J-K | Internal | Summer | B9 | 800 | 6130 | 5522.76 | 78.68 | 78.69 | 0.01 | 0
2035 | NYISO_G-I_2_NYISO_J-K | NYISO_G-I | NYISO_J-K | Internal | Summer | B10 | 1262 | 6130 | 3923.84 | 78.68 | 78.69 | 0.01 | 0
2035 | NYISO_G-I_2_NYISO_J-K | NYISO_G-I | NYISO_J-K | Internal | Winter | B16 | 25 | 6130 | 6130 | 93.56 | 95.88 | 0.01 | 2.3
2035 | NYISO_G-I_2_NYISO_J-K | NYISO_G-I | NYISO_J-K | Internal | Winter | B17 | 100 | 6130 | 6130 | 92.51 | 95.56 | 0.01 | 3.04
2035 | NYISO_G-I_2_NYISO_J-K | NYISO_G-I | NYISO_J-K | Internal | Winter | B18 | 400 | 6130 | 6130 | 92.51 | 95.56 | 0.01 | 3.04
2035 | NYISO_G-I_2_NYISO_J-K | NYISO_G-I | NYISO_J-K | Internal | Winter | B19 | 700 | 6130 | 6130 | 90.31 | 95.56 | 0.01 | 5.24
2035 | NYISO_G-I_2_NYISO_J-K | NYISO_G-I | NYISO_J-K | Internal | Winter | B20 | 935 | 6130 | 5942.87 | 82.67 | 82.69 | 0.01 | 0
2035 | NYISO_G-I_2_PJM_E | NYISO_G-I | PJM_E | Internal | Shoulder | B11 | 25 | 1500 | 1198.98 | 84.97 | 92.97 | 8 | 0
2035 | NYISO_G-I_2_PJM_E | NYISO_G-I | PJM_E | Internal | Shoulder | B12 | 200 | 1500 | 0 | 82.46 | 89.03 | 8 | 0
2035 | NYISO_G-I_2_PJM_E | NYISO_G-I | PJM_E | Internal | Shoulder | B13 | 600 | 1500 | 0 | 82.46 | 85.33 | 8 | 0
2035 | NYISO_G-I_2_PJM_E | NYISO_G-I | PJM_E | Internal | Shoulder | B14 | 900 | 1500 | 0 | 82.17 | 78.89 | 8 | 0
2035 | NYISO_G-I_2_PJM_E | NYISO_G-I | PJM_E | Internal | Shoulder | B15 | 1203 | 1500 | 0 | 76.47 | 76.23 | 8 | 0
2035 | NYISO_G-I_2_PJM_E | NYISO_G-I | PJM_E | Internal | Summer | B1 | 10 | 1500 | 0 | 146.78 | 140.8 | 8 | 0
2035 | NYISO_G-I_2_PJM_E | NYISO_G-I | PJM_E | Internal | Summer | B2 | 25 | 1500 | 522.93 | 132.8 | 140.8 | 8 | 0
2035 | NYISO_G-I_2_PJM_E | NYISO_G-I | PJM_E | Internal | Summer | B3 | 75 | 1500 | 1500 | 113.59 | 140.75 | 8 | 19.16
2035 | NYISO_G-I_2_PJM_E | NYISO_G-I | PJM_E | Internal | Summer | B4 | 100 | 1500 | 1500 | 112.28 | 136.57 | 8 | 16.29
2035 | NYISO_G-I_2_PJM_E | NYISO_G-I | PJM_E | Internal | Summer | B5 | 200 | 1500 | 640.21 | 112.28 | 120.28 | 8 | 0
2035 | NYISO_G-I_2_PJM_E | NYISO_G-I | PJM_E | Internal | Summer | B6 | 300 | 1500 | 1017.21 | 93.36 | 101.36 | 8 | 0
2035 | NYISO_G-I_2_PJM_E | NYISO_G-I | PJM_E | Internal | Summer | B7 | 400 | 1500 | 92.68 | 82.49 | 90.49 | 8 | 0
2035 | NYISO_G-I_2_PJM_E | NYISO_G-I | PJM_E | Internal | Summer | B8 | 500 | 1500 | 0 | 80.47 | 86.06 | 8 | 0
2035 | NYISO_G-I_2_PJM_E | NYISO_G-I | PJM_E | Internal | Summer | B9 | 800 | 1500 | 0 | 78.68 | 77.65 | 8 | 0
2035 | NYISO_G-I_2_PJM_E | NYISO_G-I | PJM_E | Internal | Summer | B10 | 1262 | 1500 | 0 | 78.68 | 74.6 | 8 | 0
2035 | NYISO_G-I_2_PJM_E | NYISO_G-I | PJM_E | Internal | Winter | B16 | 25 | 1500 | 0 | 93.56 | 98.25 | 8 | 0
2035 | NYISO_G-I_2_PJM_E | NYISO_G-I | PJM_E | Internal | Winter | B17 | 100 | 1500 | 0 | 92.51 | 95.04 | 8 | 0
2035 | NYISO_G-I_2_PJM_E | NYISO_G-I | PJM_E | Internal | Winter | B18 | 400 | 1500 | 0 | 92.51 | 91.89 | 8 | 0
2035 | NYISO_G-I_2_PJM_E | NYISO_G-I | PJM_E | Internal | Winter | B19 | 700 | 1500 | 0 | 90.31 | 85.9 | 8 | 0
2035 | NYISO_G-I_2_PJM_E | NYISO_G-I | PJM_E | Internal | Winter | B20 | 935 | 1500 | 0 | 82.67 | 79.74 | 8 | 0
2035 | NYISO_J-K_2_NEISO | NYISO_J-K | NEISO | Internal | Shoulder | B11 | 25 | 315 | 0 | 84.98 | 81.7 | 3 | 0
2035 | NYISO_J-K_2_NEISO | NYISO_J-K | NEISO | Internal | Shoulder | B12 | 200 | 315 | 0 | 82.47 | 79.46 | 3 | 0
2035 | NYISO_J-K_2_NEISO | NYISO_J-K | NEISO | Internal | Shoulder | B13 | 600 | 315 | 0 | 82.47 | 79.17 | 3 | 0
2035 | NYISO_J-K_2_NEISO | NYISO_J-K | NEISO | Internal | Shoulder | B14 | 900 | 315 | 0 | 82.18 | 79.17 | 3 | 0
2035 | NYISO_J-K_2_NEISO | NYISO_J-K | NEISO | Internal | Shoulder | B15 | 1203 | 315 | 0 | 76.48 | 79.17 | 3 | 0
2035 | NYISO_J-K_2_NEISO | NYISO_J-K | NEISO | Internal | Summer | B1 | 10 | 315 | 0 | 146.8 | 124.9 | 3 | 0
2035 | NYISO_J-K_2_NEISO | NYISO_J-K | NEISO | Internal | Summer | B2 | 25 | 315 | 0 | 132.81 | 123.58 | 3 | 0
2035 | NYISO_J-K_2_NEISO | NYISO_J-K | NEISO | Internal | Summer | B3 | 75 | 315 | 0 | 113.61 | 106.46 | 3 | 0
2035 | NYISO_J-K_2_NEISO | NYISO_J-K | NEISO | Internal | Summer | B4 | 100 | 315 | 0 | 112.29 | 82.59 | 3 | 0
2035 | NYISO_J-K_2_NEISO | NYISO_J-K | NEISO | Internal | Summer | B5 | 200 | 315 | 0 | 112.29 | 78.07 | 3 | 0
2035 | NYISO_J-K_2_NEISO | NYISO_J-K | NEISO | Internal | Summer | B6 | 300 | 315 | 0 | 93.37 | 78.07 | 3 | 0
2035 | NYISO_J-K_2_NEISO | NYISO_J-K | NEISO | Internal | Summer | B7 | 400 | 315 | 0 | 83.81 | 78.07 | 3 | 0
2035 | NYISO_J-K_2_NEISO | NYISO_J-K | NEISO | Internal | Summer | B8 | 500 | 315 | 0 | 81.07 | 78.07 | 3 | 0
2035 | NYISO_J-K_2_NEISO | NYISO_J-K | NEISO | Internal | Summer | B9 | 800 | 315 | 0 | 78.69 | 78.07 | 3 | 0
2035 | NYISO_J-K_2_NEISO | NYISO_J-K | NEISO | Internal | Summer | B10 | 1262 | 315 | 0 | 78.69 | 78.07 | 3 | 0
2035 | NYISO_J-K_2_NEISO | NYISO_J-K | NEISO | Internal | Winter | B16 | 25 | 315 | 0 | 95.88 | 92.88 | 3 | 0
2035 | NYISO_J-K_2_NEISO | NYISO_J-K | NEISO | Internal | Winter | B17 | 100 | 315 | 0 | 95.56 | 89.51 | 3 | 0
2035 | NYISO_J-K_2_NEISO | NYISO_J-K | NEISO | Internal | Winter | B18 | 400 | 315 | 0 | 95.56 | 82.59 | 3 | 0
2035 | NYISO_J-K_2_NEISO | NYISO_J-K | NEISO | Internal | Winter | B19 | 700 | 315 | 0 | 95.56 | 82.59 | 3 | 0
2035 | NYISO_J-K_2_NEISO | NYISO_J-K | NEISO | Internal | Winter | B20 | 935 | 315 | 0 | 82.69 | 82.59 | 3 | 0
2035 | NYISO_J-K_2_NYISO_G-I | NYISO_J-K | NYISO_G-I | Internal | Shoulder | B11 | 25 | 1999 | 0 | 84.98 | 84.97 | 0.01 | 0
2035 | NYISO_J-K_2_NYISO_G-I | NYISO_J-K | NYISO_G-I | Internal | Shoulder | B12 | 200 | 1999 | 0 | 82.47 | 82.46 | 0.01 | 0
2035 | NYISO_J-K_2_NYISO_G-I | NYISO_J-K | NYISO_G-I | Internal | Shoulder | B13 | 600 | 1999 | 0 | 82.47 | 82.46 | 0.01 | 0
2035 | NYISO_J-K_2_NYISO_G-I | NYISO_J-K | NYISO_G-I | Internal | Shoulder | B14 | 900 | 1999 | 0 | 82.18 | 82.17 | 0.01 | 0
2035 | NYISO_J-K_2_NYISO_G-I | NYISO_J-K | NYISO_G-I | Internal | Shoulder | B15 | 1203 | 1999 | 0 | 76.48 | 76.47 | 0.01 | 0
2035 | NYISO_J-K_2_NYISO_G-I | NYISO_J-K | NYISO_G-I | Internal | Summer | B1 | 10 | 1999 | 0 | 146.8 | 146.78 | 0.01 | 0
2035 | NYISO_J-K_2_NYISO_G-I | NYISO_J-K | NYISO_G-I | Internal | Summer | B2 | 25 | 1999 | 0 | 132.81 | 132.8 | 0.01 | 0
2035 | NYISO_J-K_2_NYISO_G-I | NYISO_J-K | NYISO_G-I | Internal | Summer | B3 | 75 | 1999 | 0 | 113.61 | 113.59 | 0.01 | 0
2035 | NYISO_J-K_2_NYISO_G-I | NYISO_J-K | NYISO_G-I | Internal | Summer | B4 | 100 | 1999 | 0 | 112.29 | 112.28 | 0.01 | 0
2035 | NYISO_J-K_2_NYISO_G-I | NYISO_J-K | NYISO_G-I | Internal | Summer | B5 | 200 | 1999 | 0 | 112.29 | 112.28 | 0.01 | 0
2035 | NYISO_J-K_2_NYISO_G-I | NYISO_J-K | NYISO_G-I | Internal | Summer | B6 | 300 | 1999 | 0 | 93.37 | 93.36 | 0.01 | 0
2035 | NYISO_J-K_2_NYISO_G-I | NYISO_J-K | NYISO_G-I | Internal | Summer | B7 | 400 | 1999 | 0 | 83.81 | 82.49 | 0.01 | 0
2035 | NYISO_J-K_2_NYISO_G-I | NYISO_J-K | NYISO_G-I | Internal | Summer | B8 | 500 | 1999 | 0 | 81.07 | 80.47 | 0.01 | 0
2035 | NYISO_J-K_2_NYISO_G-I | NYISO_J-K | NYISO_G-I | Internal | Summer | B9 | 800 | 1999 | 0 | 78.69 | 78.68 | 0.01 | 0
2035 | NYISO_J-K_2_NYISO_G-I | NYISO_J-K | NYISO_G-I | Internal | Summer | B10 | 1262 | 1999 | 0 | 78.69 | 78.68 | 0.01 | 0
2035 | NYISO_J-K_2_NYISO_G-I | NYISO_J-K | NYISO_G-I | Internal | Winter | B16 | 25 | 1999 | 0 | 95.88 | 93.56 | 0.01 | 0
2035 | NYISO_J-K_2_NYISO_G-I | NYISO_J-K | NYISO_G-I | Internal | Winter | B17 | 100 | 1999 | 0 | 95.56 | 92.51 | 0.01 | 0
2035 | NYISO_J-K_2_NYISO_G-I | NYISO_J-K | NYISO_G-I | Internal | Winter | B18 | 400 | 1999 | 0 | 95.56 | 92.51 | 0.01 | 0
2035 | NYISO_J-K_2_NYISO_G-I | NYISO_J-K | NYISO_G-I | Internal | Winter | B19 | 700 | 1999 | 0 | 95.56 | 90.31 | 0.01 | 0
2035 | NYISO_J-K_2_NYISO_G-I | NYISO_J-K | NYISO_G-I | Internal | Winter | B20 | 935 | 1999 | 0 | 82.69 | 82.67 | 0.01 | 0
2035 | NYISO_J-K_2_PJM_E | NYISO_J-K | PJM_E | Internal | Shoulder | B11 | 25 | 330 | 0 | 84.98 | 92.97 | 8 | 0
2035 | NYISO_J-K_2_PJM_E | NYISO_J-K | PJM_E | Internal | Shoulder | B12 | 200 | 330 | 0 | 82.47 | 89.03 | 8 | 0
2035 | NYISO_J-K_2_PJM_E | NYISO_J-K | PJM_E | Internal | Shoulder | B13 | 600 | 330 | 0 | 82.47 | 85.33 | 8 | 0
2035 | NYISO_J-K_2_PJM_E | NYISO_J-K | PJM_E | Internal | Shoulder | B14 | 900 | 330 | 0 | 82.18 | 78.89 | 8 | 0
2035 | NYISO_J-K_2_PJM_E | NYISO_J-K | PJM_E | Internal | Shoulder | B15 | 1203 | 330 | 0 | 76.48 | 76.23 | 8 | 0
2035 | NYISO_J-K_2_PJM_E | NYISO_J-K | PJM_E | Internal | Summer | B1 | 10 | 330 | 0 | 146.8 | 140.8 | 8 | 0
2035 | NYISO_J-K_2_PJM_E | NYISO_J-K | PJM_E | Internal | Summer | B2 | 25 | 330 | 0 | 132.81 | 140.8 | 8 | 0
2035 | NYISO_J-K_2_PJM_E | NYISO_J-K | PJM_E | Internal | Summer | B3 | 75 | 330 | 330 | 113.61 | 140.75 | 8 | 19.14
2035 | NYISO_J-K_2_PJM_E | NYISO_J-K | PJM_E | Internal | Summer | B4 | 100 | 330 | 330 | 112.29 | 136.57 | 8 | 16.28
2035 | NYISO_J-K_2_PJM_E | NYISO_J-K | PJM_E | Internal | Summer | B5 | 200 | 330 | 0 | 112.29 | 120.28 | 8 | 0
2035 | NYISO_J-K_2_PJM_E | NYISO_J-K | PJM_E | Internal | Summer | B6 | 300 | 330 | 0 | 93.37 | 101.36 | 8 | 0
2035 | NYISO_J-K_2_PJM_E | NYISO_J-K | PJM_E | Internal | Summer | B7 | 400 | 330 | 0 | 83.81 | 90.49 | 8 | 0
2035 | NYISO_J-K_2_PJM_E | NYISO_J-K | PJM_E | Internal | Summer | B8 | 500 | 330 | 0 | 81.07 | 86.06 | 8 | 0
2035 | NYISO_J-K_2_PJM_E | NYISO_J-K | PJM_E | Internal | Summer | B9 | 800 | 330 | 0 | 78.69 | 77.65 | 8 | 0
2035 | NYISO_J-K_2_PJM_E | NYISO_J-K | PJM_E | Internal | Summer | B10 | 1262 | 330 | 0 | 78.69 | 74.6 | 8 | 0
2035 | NYISO_J-K_2_PJM_E | NYISO_J-K | PJM_E | Internal | Winter | B16 | 25 | 330 | 0 | 95.88 | 98.25 | 8 | 0
2035 | NYISO_J-K_2_PJM_E | NYISO_J-K | PJM_E | Internal | Winter | B17 | 100 | 330 | 0 | 95.56 | 95.04 | 8 | 0
2035 | NYISO_J-K_2_PJM_E | NYISO_J-K | PJM_E | Internal | Winter | B18 | 400 | 330 | 0 | 95.56 | 91.89 | 8 | 0
2035 | NYISO_J-K_2_PJM_E | NYISO_J-K | PJM_E | Internal | Winter | B19 | 700 | 330 | 0 | 95.56 | 85.9 | 8 | 0
2035 | NYISO_J-K_2_PJM_E | NYISO_J-K | PJM_E | Internal | Winter | B20 | 935 | 330 | 0 | 82.69 | 79.74 | 8 | 0
2035 | PJM_E_2_NYISO_G-I | PJM_E | NYISO_G-I | Internal | Shoulder | B11 | 25 | 500 | 0 | 92.97 | 84.97 | 6 | 0
2035 | PJM_E_2_NYISO_G-I | PJM_E | NYISO_G-I | Internal | Shoulder | B12 | 200 | 500 | 0 | 89.03 | 82.46 | 6 | 0
2035 | PJM_E_2_NYISO_G-I | PJM_E | NYISO_G-I | Internal | Shoulder | B13 | 600 | 500 | 0 | 85.33 | 82.46 | 6 | 0
2035 | PJM_E_2_NYISO_G-I | PJM_E | NYISO_G-I | Internal | Shoulder | B14 | 900 | 500 | 0 | 78.89 | 82.17 | 6 | 0
2035 | PJM_E_2_NYISO_G-I | PJM_E | NYISO_G-I | Internal | Shoulder | B15 | 1203 | 500 | 0 | 76.23 | 76.47 | 6 | 0
2035 | PJM_E_2_NYISO_G-I | PJM_E | NYISO_G-I | Internal | Summer | B1 | 10 | 500 | 0 | 140.8 | 146.78 | 6 | 0
2035 | PJM_E_2_NYISO_G-I | PJM_E | NYISO_G-I | Internal | Summer | B2 | 25 | 500 | 0 | 140.8 | 132.8 | 6 | 0
2035 | PJM_E_2_NYISO_G-I | PJM_E | NYISO_G-I | Internal | Summer | B3 | 75 | 500 | 0 | 140.75 | 113.59 | 6 | 0
2035 | PJM_E_2_NYISO_G-I | PJM_E | NYISO_G-I | Internal | Summer | B4 | 100 | 500 | 0 | 136.57 | 112.28 | 6 | 0
2035 | PJM_E_2_NYISO_G-I | PJM_E | NYISO_G-I | Internal | Summer | B5 | 200 | 500 | 0 | 120.28 | 112.28 | 6 | 0
2035 | PJM_E_2_NYISO_G-I | PJM_E | NYISO_G-I | Internal | Summer | B6 | 300 | 500 | 0 | 101.36 | 93.36 | 6 | 0
2035 | PJM_E_2_NYISO_G-I | PJM_E | NYISO_G-I | Internal | Summer | B7 | 400 | 500 | 0 | 90.49 | 82.49 | 6 | 0
2035 | PJM_E_2_NYISO_G-I | PJM_E | NYISO_G-I | Internal | Summer | B8 | 500 | 500 | 0 | 86.06 | 80.47 | 6 | 0
2035 | PJM_E_2_NYISO_G-I | PJM_E | NYISO_G-I | Internal | Summer | B9 | 800 | 500 | 0 | 77.65 | 78.68 | 6 | 0
2035 | PJM_E_2_NYISO_G-I | PJM_E | NYISO_G-I | Internal | Summer | B10 | 1262 | 500 | 0 | 74.6 | 78.68 | 6 | 0
2035 | PJM_E_2_NYISO_G-I | PJM_E | NYISO_G-I | Internal | Winter | B16 | 25 | 500 | 0 | 98.25 | 93.56 | 6 | 0
2035 | PJM_E_2_NYISO_G-I | PJM_E | NYISO_G-I | Internal | Winter | B17 | 100 | 500 | 0 | 95.04 | 92.51 | 6 | 0
2035 | PJM_E_2_NYISO_G-I | PJM_E | NYISO_G-I | Internal | Winter | B18 | 400 | 500 | 0 | 91.89 | 92.51 | 6 | 0
2035 | PJM_E_2_NYISO_G-I | PJM_E | NYISO_G-I | Internal | Winter | B19 | 700 | 500 | 0 | 85.9 | 90.31 | 6 | 0
2035 | PJM_E_2_NYISO_G-I | PJM_E | NYISO_G-I | Internal | Winter | B20 | 935 | 500 | 0 | 79.74 | 82.67 | 6 | 0
2035 | PJM_E_2_NYISO_J-K | PJM_E | NYISO_J-K | Internal | Shoulder | B11 | 25 | 330 | 0 | 92.97 | 84.98 | 6 | 0
2035 | PJM_E_2_NYISO_J-K | PJM_E | NYISO_J-K | Internal | Shoulder | B12 | 200 | 330 | 0 | 89.03 | 82.47 | 6 | 0
2035 | PJM_E_2_NYISO_J-K | PJM_E | NYISO_J-K | Internal | Shoulder | B13 | 600 | 330 | 0 | 85.33 | 82.47 | 6 | 0
2035 | PJM_E_2_NYISO_J-K | PJM_E | NYISO_J-K | Internal | Shoulder | B14 | 900 | 330 | 0 | 78.89 | 82.18 | 6 | 0
2035 | PJM_E_2_NYISO_J-K | PJM_E | NYISO_J-K | Internal | Shoulder | B15 | 1203 | 330 | 0 | 76.23 | 76.48 | 6 | 0
2035 | PJM_E_2_NYISO_J-K | PJM_E | NYISO_J-K | Internal | Summer | B1 | 10 | 330 | 55.51 | 140.8 | 146.8 | 6 | 0
2035 | PJM_E_2_NYISO_J-K | PJM_E | NYISO_J-K | Internal | Summer | B2 | 25 | 330 | 0 | 140.8 | 132.81 | 6 | 0
2035 | PJM_E_2_NYISO_J-K | PJM_E | NYISO_J-K | Internal | Summer | B3 | 75 | 330 | 0 | 140.75 | 113.61 | 6 | 0
2035 | PJM_E_2_NYISO_J-K | PJM_E | NYISO_J-K | Internal | Summer | B4 | 100 | 330 | 0 | 136.57 | 112.29 | 6 | 0
2035 | PJM_E_2_NYISO_J-K | PJM_E | NYISO_J-K | Internal | Summer | B5 | 200 | 330 | 0 | 120.28 | 112.29 | 6 | 0
2035 | PJM_E_2_NYISO_J-K | PJM_E | NYISO_J-K | Internal | Summer | B6 | 300 | 330 | 0 | 101.36 | 93.37 | 6 | 0
2035 | PJM_E_2_NYISO_J-K | PJM_E | NYISO_J-K | Internal | Summer | B7 | 400 | 330 | 0 | 90.49 | 83.81 | 6 | 0
2035 | PJM_E_2_NYISO_J-K | PJM_E | NYISO_J-K | Internal | Summer | B8 | 500 | 330 | 0 | 86.06 | 81.07 | 6 | 0
2035 | PJM_E_2_NYISO_J-K | PJM_E | NYISO_J-K | Internal | Summer | B9 | 800 | 330 | 0 | 77.65 | 78.69 | 6 | 0
2035 | PJM_E_2_NYISO_J-K | PJM_E | NYISO_J-K | Internal | Summer | B10 | 1262 | 330 | 0 | 74.6 | 78.69 | 6 | 0
2035 | PJM_E_2_NYISO_J-K | PJM_E | NYISO_J-K | Internal | Winter | B16 | 25 | 330 | 0 | 98.25 | 95.88 | 6 | 0
2035 | PJM_E_2_NYISO_J-K | PJM_E | NYISO_J-K | Internal | Winter | B17 | 100 | 330 | 0 | 95.04 | 95.56 | 6 | 0
2035 | PJM_E_2_NYISO_J-K | PJM_E | NYISO_J-K | Internal | Winter | B18 | 400 | 330 | 0 | 91.89 | 95.56 | 6 | 0
2035 | PJM_E_2_NYISO_J-K | PJM_E | NYISO_J-K | Internal | Winter | B19 | 700 | 330 | 330 | 85.9 | 95.56 | 6 | 3.66
2035 | PJM_E_2_NYISO_J-K | PJM_E | NYISO_J-K | Internal | Winter | B20 | 935 | 330 | 0 | 79.74 | 82.69 | 6 | 0
2035 | PJM_E_2_PJM_ROM | PJM_E | PJM_ROM | Internal | Shoulder | B11 | 25 | 8000 | 2570.07 | 92.97 | 92.98 | 0.01 | 0
2035 | PJM_E_2_PJM_ROM | PJM_E | PJM_ROM | Internal | Shoulder | B12 | 200 | 8000 | 0 | 89.03 | 89.02 | 0.01 | 0
2035 | PJM_E_2_PJM_ROM | PJM_E | PJM_ROM | Internal | Shoulder | B13 | 600 | 8000 | 0 | 85.33 | 85.32 | 0.01 | 0
2035 | PJM_E_2_PJM_ROM | PJM_E | PJM_ROM | Internal | Shoulder | B14 | 900 | 8000 | 0 | 78.89 | 78.87 | 0.01 | 0
2035 | PJM_E_2_PJM_ROM | PJM_E | PJM_ROM | Internal | Shoulder | B15 | 1203 | 8000 | 0 | 76.23 | 76.22 | 0.01 | 0
2035 | PJM_E_2_PJM_ROM | PJM_E | PJM_ROM | Internal | Summer | B1 | 10 | 8000 | 0 | 140.8 | 140.78 | 0.01 | 0
2035 | PJM_E_2_PJM_ROM | PJM_E | PJM_ROM | Internal | Summer | B2 | 25 | 8000 | 0 | 140.8 | 140.78 | 0.01 | 0
2035 | PJM_E_2_PJM_ROM | PJM_E | PJM_ROM | Internal | Summer | B3 | 75 | 8000 | 1395.54 | 140.75 | 140.76 | 0.01 | 0
2035 | PJM_E_2_PJM_ROM | PJM_E | PJM_ROM | Internal | Summer | B4 | 100 | 8000 | 3239.57 | 136.57 | 136.58 | 0.01 | 0
2035 | PJM_E_2_PJM_ROM | PJM_E | PJM_ROM | Internal | Summer | B5 | 200 | 8000 | 0 | 120.28 | 120.27 | 0.01 | 0
2035 | PJM_E_2_PJM_ROM | PJM_E | PJM_ROM | Internal | Summer | B6 | 300 | 8000 | 349.45 | 101.36 | 101.37 | 0.01 | 0
2035 | PJM_E_2_PJM_ROM | PJM_E | PJM_ROM | Internal | Summer | B7 | 400 | 8000 | 849.57 | 90.49 | 90.5 | 0.01 | 0
2035 | PJM_E_2_PJM_ROM | PJM_E | PJM_ROM | Internal | Summer | B8 | 500 | 8000 | 0 | 86.06 | 86.04 | 0.01 | 0
2035 | PJM_E_2_PJM_ROM | PJM_E | PJM_ROM | Internal | Summer | B9 | 800 | 8000 | 0 | 77.65 | 77.64 | 0.01 | 0
2035 | PJM_E_2_PJM_ROM | PJM_E | PJM_ROM | Internal | Summer | B10 | 1262 | 8000 | 0 | 74.6 | 74.59 | 0.01 | 0
2035 | PJM_E_2_PJM_ROM | PJM_E | PJM_ROM | Internal | Winter | B16 | 25 | 8000 | 0 | 98.25 | 98.24 | 0.01 | 0
2035 | PJM_E_2_PJM_ROM | PJM_E | PJM_ROM | Internal | Winter | B17 | 100 | 8000 | 0 | 95.04 | 95.03 | 0.01 | 0
2035 | PJM_E_2_PJM_ROM | PJM_E | PJM_ROM | Internal | Winter | B18 | 400 | 8000 | 0 | 91.89 | 91.88 | 0.01 | 0
2035 | PJM_E_2_PJM_ROM | PJM_E | PJM_ROM | Internal | Winter | B19 | 700 | 8000 | 0 | 85.9 | 85.89 | 0.01 | 0
2035 | PJM_E_2_PJM_ROM | PJM_E | PJM_ROM | Internal | Winter | B20 | 935 | 8000 | 0 | 79.74 | 79.72 | 0.01 | 0
2035 | PJM_ROR_2_MISO_IN | PJM_ROR | MISO_IN | Internal | Shoulder | B11 | 25 | 1170 | 0 | 92.99 | 76.27 | 2 | 0
2035 | PJM_ROR_2_MISO_IN | PJM_ROR | MISO_IN | Internal | Shoulder | B12 | 200 | 1170 | 0 | 89.01 | 76.27 | 2 | 0
2035 | PJM_ROR_2_MISO_IN | PJM_ROR | MISO_IN | Internal | Shoulder | B13 | 600 | 1170 | 0 | 85.3 | 76.27 | 2 | 0
2035 | PJM_ROR_2_MISO_IN | PJM_ROR | MISO_IN | Internal | Shoulder | B14 | 900 | 1170 | 0 | 78.86 | 76.27 | 2 | 0
2035 | PJM_ROR_2_MISO_IN | PJM_ROR | MISO_IN | Internal | Shoulder | B15 | 1203 | 1170 | 0 | 76.21 | 71.96 | 2 | 0
2035 | PJM_ROR_2_MISO_IN | PJM_ROR | MISO_IN | Internal | Summer | B1 | 10 | 1170 | 0 | 140.77 | 125.62 | 2 | 0
2035 | PJM_ROR_2_MISO_IN | PJM_ROR | MISO_IN | Internal | Summer | B2 | 25 | 1170 | 0 | 140.77 | 138.76 | 2 | 0
2035 | PJM_ROR_2_MISO_IN | PJM_ROR | MISO_IN | Internal | Summer | B3 | 75 | 1170 | 0 | 140.77 | 138.76 | 2 | 0
2035 | PJM_ROR_2_MISO_IN | PJM_ROR | MISO_IN | Internal | Summer | B4 | 100 | 1170 | 0 | 136.6 | 134.58 | 2 | 0
2035 | PJM_ROR_2_MISO_IN | PJM_ROR | MISO_IN | Internal | Summer | B5 | 200 | 1170 | 0 | 120.26 | 107.1 | 2 | 0
2035 | PJM_ROR_2_MISO_IN | PJM_ROR | MISO_IN | Internal | Summer | B6 | 300 | 1170 | 0 | 101.38 | 93.57 | 2 | 0
2035 | PJM_ROR_2_MISO_IN | PJM_ROR | MISO_IN | Internal | Summer | B7 | 400 | 1170 | 0 | 90.51 | 86.66 | 2 | 0
2035 | PJM_ROR_2_MISO_IN | PJM_ROR | MISO_IN | Internal | Summer | B8 | 500 | 1170 | 0 | 86.03 | 74.92 | 2 | 0
2035 | PJM_ROR_2_MISO_IN | PJM_ROR | MISO_IN | Internal | Summer | B9 | 800 | 1170 | 0 | 77.63 | 74.82 | 2 | 0
2035 | PJM_ROR_2_MISO_IN | PJM_ROR | MISO_IN | Internal | Summer | B10 | 1262 | 1170 | 0 | 74.58 | 74.82 | 2 | 0
2035 | PJM_ROR_2_MISO_IN | PJM_ROR | MISO_IN | Internal | Winter | B16 | 25 | 1170 | 0 | 98.22 | 79.29 | 2 | 0
2035 | PJM_ROR_2_MISO_IN | PJM_ROR | MISO_IN | Internal | Winter | B17 | 100 | 1170 | 0 | 95.02 | 79.29 | 2 | 0
2035 | PJM_ROR_2_MISO_IN | PJM_ROR | MISO_IN | Internal | Winter | B18 | 400 | 1170 | 0 | 91.87 | 79.29 | 2 | 0
2035 | PJM_ROR_2_MISO_IN | PJM_ROR | MISO_IN | Internal | Winter | B19 | 700 | 1170 | 0 | 81.32 | 79.29 | 2 | 0
2035 | PJM_ROR_2_MISO_IN | PJM_ROR | MISO_IN | Internal | Winter | B20 | 935 | 1170 | 0 | 79.71 | 64.1 | 2 | 0
2035 | PJM_ROR_2_MISO_MO-IL | PJM_ROR | MISO_MO-IL | Internal | Shoulder | B11 | 25 | 1111 | 0 | 92.99 | 90.98 | 2 | 0
2035 | PJM_ROR_2_MISO_MO-IL | PJM_ROR | MISO_MO-IL | Internal | Shoulder | B12 | 200 | 1111 | 0 | 89.01 | 78.81 | 2 | 0
2035 | PJM_ROR_2_MISO_MO-IL | PJM_ROR | MISO_MO-IL | Internal | Shoulder | B13 | 600 | 1111 | 0 | 85.3 | 76.28 | 2 | 0
2035 | PJM_ROR_2_MISO_MO-IL | PJM_ROR | MISO_MO-IL | Internal | Shoulder | B14 | 900 | 1111 | 0 | 78.86 | 72.01 | 2 | 0
2035 | PJM_ROR_2_MISO_MO-IL | PJM_ROR | MISO_MO-IL | Internal | Shoulder | B15 | 1203 | 1111 | 0 | 76.21 | 55.43 | 2 | 0
2035 | PJM_ROR_2_MISO_MO-IL | PJM_ROR | MISO_MO-IL | Internal | Summer | B1 | 10 | 1111 | 0 | 140.77 | 133.62 | 2 | 0
2035 | PJM_ROR_2_MISO_MO-IL | PJM_ROR | MISO_MO-IL | Internal | Summer | B2 | 25 | 1111 | 0 | 140.77 | 138.77 | 2 | 0
2035 | PJM_ROR_2_MISO_MO-IL | PJM_ROR | MISO_MO-IL | Internal | Summer | B3 | 75 | 1111 | 0 | 140.77 | 138.77 | 2 | 0
2035 | PJM_ROR_2_MISO_MO-IL | PJM_ROR | MISO_MO-IL | Internal | Summer | B4 | 100 | 1111 | 0 | 136.6 | 134.61 | 2 | 0
2035 | PJM_ROR_2_MISO_MO-IL | PJM_ROR | MISO_MO-IL | Internal | Summer | B5 | 200 | 1111 | 0 | 120.26 | 113.26 | 2 | 0
2035 | PJM_ROR_2_MISO_MO-IL | PJM_ROR | MISO_MO-IL | Internal | Summer | B6 | 300 | 1111 | 0 | 101.38 | 98.31 | 2 | 0
2035 | PJM_ROR_2_MISO_MO-IL | PJM_ROR | MISO_MO-IL | Internal | Summer | B7 | 400 | 1111 | 0 | 90.51 | 88.52 | 2 | 0
2035 | PJM_ROR_2_MISO_MO-IL | PJM_ROR | MISO_MO-IL | Internal | Summer | B8 | 500 | 1111 | 0 | 86.03 | 84.04 | 2 | 0
2035 | PJM_ROR_2_MISO_MO-IL | PJM_ROR | MISO_MO-IL | Internal | Summer | B9 | 800 | 1111 | 0 | 77.63 | 75.64 | 2 | 0
2035 | PJM_ROR_2_MISO_MO-IL | PJM_ROR | MISO_MO-IL | Internal | Summer | B10 | 1262 | 1111 | 0 | 74.58 | 72.59 | 2 | 0
2035 | PJM_ROR_2_MISO_MO-IL | PJM_ROR | MISO_MO-IL | Internal | Winter | B16 | 25 | 1111 | 0 | 98.22 | 79.3 | 2 | 0
2035 | PJM_ROR_2_MISO_MO-IL | PJM_ROR | MISO_MO-IL | Internal | Winter | B17 | 100 | 1111 | 0 | 95.02 | 79.3 | 2 | 0
2035 | PJM_ROR_2_MISO_MO-IL | PJM_ROR | MISO_MO-IL | Internal | Winter | B18 | 400 | 1111 | 0 | 91.87 | 79.3 | 2 | 0
2035 | PJM_ROR_2_MISO_MO-IL | PJM_ROR | MISO_MO-IL | Internal | Winter | B19 | 700 | 1111 | 0 | 81.32 | 79.3 | 2 | 0
2035 | PJM_ROR_2_MISO_MO-IL | PJM_ROR | MISO_MO-IL | Internal | Winter | B20 | 935 | 1111 | 0 | 79.71 | 50.19 | 2 | 0
2035 | PJM_ROR_2_MISO_W | PJM_ROR | MISO_W | Internal | Shoulder | B11 | 25 | 13129 | 0 | 92.99 | 90.99 | 2 | 0
2035 | PJM_ROR_2_MISO_W | PJM_ROR | MISO_W | Internal | Shoulder | B12 | 200 | 13129 | 0 | 89.01 | 78.8 | 2 | 0
2035 | PJM_ROR_2_MISO_W | PJM_ROR | MISO_W | Internal | Shoulder | B13 | 600 | 13129 | 0 | 85.3 | 76.27 | 2 | 0
2035 | PJM_ROR_2_MISO_W | PJM_ROR | MISO_W | Internal | Shoulder | B14 | 900 | 13129 | 0 | 78.86 | 42.61 | 2 | 0
2035 | PJM_ROR_2_MISO_W | PJM_ROR | MISO_W | Internal | Shoulder | B15 | 1203 | 13129 | 0 | 76.21 | 12.01 | 2 | 0
2035 | PJM_ROR_2_MISO_W | PJM_ROR | MISO_W | Internal | Summer | B1 | 10 | 13129 | 0 | 140.77 | 138.77 | 2 | 0
2035 | PJM_ROR_2_MISO_W | PJM_ROR | MISO_W | Internal | Summer | B2 | 25 | 13129 | 0 | 140.77 | 138.77 | 2 | 0
2035 | PJM_ROR_2_MISO_W | PJM_ROR | MISO_W | Internal | Summer | B3 | 75 | 13129 | 0 | 140.77 | 138.77 | 2 | 0
2035 | PJM_ROR_2_MISO_W | PJM_ROR | MISO_W | Internal | Summer | B4 | 100 | 13129 | 0 | 136.6 | 134.6 | 2 | 0
2035 | PJM_ROR_2_MISO_W | PJM_ROR | MISO_W | Internal | Summer | B5 | 200 | 13129 | 0 | 120.26 | 118.26 | 2 | 0
2035 | PJM_ROR_2_MISO_W | PJM_ROR | MISO_W | Internal | Summer | B6 | 300 | 13129 | 0 | 101.38 | 99.38 | 2 | 0
2035 | PJM_ROR_2_MISO_W | PJM_ROR | MISO_W | Internal | Summer | B7 | 400 | 13129 | 0 | 90.51 | 88.51 | 2 | 0
2035 | PJM_ROR_2_MISO_W | PJM_ROR | MISO_W | Internal | Summer | B8 | 500 | 13129 | 0 | 86.03 | 84.03 | 2 | 0
2035 | PJM_ROR_2_MISO_W | PJM_ROR | MISO_W | Internal | Summer | B9 | 800 | 13129 | 0 | 77.63 | 75.63 | 2 | 0
2035 | PJM_ROR_2_MISO_W | PJM_ROR | MISO_W | Internal | Summer | B10 | 1262 | 13129 | 0 | 74.58 | 72.58 | 2 | 0
2035 | PJM_ROR_2_MISO_W | PJM_ROR | MISO_W | Internal | Winter | B16 | 25 | 13129 | 0 | 98.22 | 63.64 | 2 | 0
2035 | PJM_ROR_2_MISO_W | PJM_ROR | MISO_W | Internal | Winter | B17 | 100 | 13129 | 0 | 95.02 | 67.3 | 2 | 0
2035 | PJM_ROR_2_MISO_W | PJM_ROR | MISO_W | Internal | Winter | B18 | 400 | 13129 | 0 | 91.87 | 79.29 | 2 | 0
2035 | PJM_ROR_2_MISO_W | PJM_ROR | MISO_W | Internal | Winter | B19 | 700 | 13129 | 0 | 81.32 | 79.29 | 2 | 0
2035 | PJM_ROR_2_MISO_W | PJM_ROR | MISO_W | Internal | Winter | B20 | 935 | 13129 | 0 | 79.71 | 31.54 | 2 | 0
2035 | PJM_ROR_2_PJM_ROM | PJM_ROR | PJM_ROM | Internal | Shoulder | B11 | 25 | 8000 | 0 | 92.99 | 92.98 | 0.01 | 0
2035 | PJM_ROR_2_PJM_ROM | PJM_ROR | PJM_ROM | Internal | Shoulder | B12 | 200 | 8000 | 3844.56 | 89.01 | 89.02 | 0.01 | 0
2035 | PJM_ROR_2_PJM_ROM | PJM_ROR | PJM_ROM | Internal | Shoulder | B13 | 600 | 8000 | 4364.27 | 85.3 | 85.32 | 0.01 | 0
2035 | PJM_ROR_2_PJM_ROM | PJM_ROR | PJM_ROM | Internal | Shoulder | B14 | 900 | 8000 | 6856.1 | 78.86 | 78.87 | 0.01 | 0
2035 | PJM_ROR_2_PJM_ROM | PJM_ROR | PJM_ROM | Internal | Shoulder | B15 | 1203 | 8000 | 2116.13 | 76.21 | 76.22 | 0.01 | 0
2035 | PJM_ROR_2_PJM_ROM | PJM_ROR | PJM_ROM | Internal | Summer | B1 | 10 | 8000 | 2777.2 | 140.77 | 140.78 | 0.01 | 0
2035 | PJM_ROR_2_PJM_ROM | PJM_ROR | PJM_ROM | Internal | Summer | B2 | 25 | 8000 | 940.82 | 140.77 | 140.78 | 0.01 | 0
2035 | PJM_ROR_2_PJM_ROM | PJM_ROR | PJM_ROM | Internal | Summer | B3 | 75 | 8000 | 0 | 140.77 | 140.76 | 0.01 | 0
2035 | PJM_ROR_2_PJM_ROM | PJM_ROR | PJM_ROM | Internal | Summer | B4 | 100 | 8000 | 0 | 136.6 | 136.58 | 0.01 | 0
2035 | PJM_ROR_2_PJM_ROM | PJM_ROR | PJM_ROM | Internal | Summer | B5 | 200 | 8000 | 536.52 | 120.26 | 120.27 | 0.01 | 0
2035 | PJM_ROR_2_PJM_ROM | PJM_ROR | PJM_ROM | Internal | Summer | B6 | 300 | 8000 | 0 | 101.38 | 101.37 | 0.01 | 0
2035 | PJM_ROR_2_PJM_ROM | PJM_ROR | PJM_ROM | Internal | Summer | B7 | 400 | 8000 | 0 | 90.51 | 90.5 | 0.01 | 0
2035 | PJM_ROR_2_PJM_ROM | PJM_ROR | PJM_ROM | Internal | Summer | B8 | 500 | 8000 | 1815.74 | 86.03 | 86.04 | 0.01 | 0
2035 | PJM_ROR_2_PJM_ROM | PJM_ROR | PJM_ROM | Internal | Summer | B9 | 800 | 8000 | 5426.89 | 77.63 | 77.64 | 0.01 | 0
2035 | PJM_ROR_2_PJM_ROM | PJM_ROR | PJM_ROM | Internal | Summer | B10 | 1262 | 8000 | 954.14 | 74.58 | 74.59 | 0.01 | 0
2035 | PJM_ROR_2_PJM_ROM | PJM_ROR | PJM_ROM | Internal | Winter | B16 | 25 | 8000 | 6284.5 | 98.22 | 98.24 | 0.01 | 0
2035 | PJM_ROR_2_PJM_ROM | PJM_ROR | PJM_ROM | Internal | Winter | B17 | 100 | 8000 | 5003.9 | 95.02 | 95.03 | 0.01 | 0
2035 | PJM_ROR_2_PJM_ROM | PJM_ROR | PJM_ROM | Internal | Winter | B18 | 400 | 8000 | 5721.44 | 91.87 | 91.88 | 0.01 | 0
2035 | PJM_ROR_2_PJM_ROM | PJM_ROR | PJM_ROM | Internal | Winter | B19 | 700 | 8000 | 8000 | 81.32 | 85.89 | 0.01 | 4.56
2035 | PJM_ROR_2_PJM_ROM | PJM_ROR | PJM_ROM | Internal | Winter | B20 | 935 | 8000 | 3216.75 | 79.71 | 79.72 | 0.01 | 0
2035 | PJM_ROR_2_TVA_Transmission | PJM_ROR | TVA_Transmission | Internal | Shoulder | B11 | 25 | 2500 | 0 | 92.99 | 92.42 | 6 | 0
2035 | PJM_ROR_2_TVA_Transmission | PJM_ROR | TVA_Transmission | Internal | Shoulder | B12 | 200 | 2500 | 0 | 89.01 | 86.81 | 6 | 0
2035 | PJM_ROR_2_TVA_Transmission | PJM_ROR | TVA_Transmission | Internal | Shoulder | B13 | 600 | 2500 | 0 | 85.3 | 83.12 | 6 | 0
2035 | PJM_ROR_2_TVA_Transmission | PJM_ROR | TVA_Transmission | Internal | Shoulder | B14 | 900 | 2500 | 0 | 78.86 | 80.01 | 6 | 0
2035 | PJM_ROR_2_TVA_Transmission | PJM_ROR | TVA_Transmission | Internal | Shoulder | B15 | 1203 | 2500 | 0 | 76.21 | 80.01 | 6 | 0
2035 | PJM_ROR_2_TVA_Transmission | PJM_ROR | TVA_Transmission | Internal | Summer | B1 | 10 | 2500 | 0 | 140.77 | 141.62 | 6 | 0
2035 | PJM_ROR_2_TVA_Transmission | PJM_ROR | TVA_Transmission | Internal | Summer | B2 | 25 | 2500 | 404.18 | 140.77 | 146.77 | 6 | 0
2035 | PJM_ROR_2_TVA_Transmission | PJM_ROR | TVA_Transmission | Internal | Summer | B3 | 75 | 2500 | 1385.59 | 140.77 | 146.77 | 6 | 0
2035 | PJM_ROR_2_TVA_Transmission | PJM_ROR | TVA_Transmission | Internal | Summer | B4 | 100 | 2500 | 866.61 | 136.6 | 142.6 | 6 | 0
2035 | PJM_ROR_2_TVA_Transmission | PJM_ROR | TVA_Transmission | Internal | Summer | B5 | 200 | 2500 | 0 | 120.26 | 117.78 | 6 | 0
2035 | PJM_ROR_2_TVA_Transmission | PJM_ROR | TVA_Transmission | Internal | Summer | B6 | 300 | 2500 | 0 | 101.38 | 99.79 | 6 | 0
2035 | PJM_ROR_2_TVA_Transmission | PJM_ROR | TVA_Transmission | Internal | Summer | B7 | 400 | 2500 | 0 | 90.51 | 93.16 | 6 | 0
2035 | PJM_ROR_2_TVA_Transmission | PJM_ROR | TVA_Transmission | Internal | Summer | B8 | 500 | 2500 | 0 | 86.03 | 90.92 | 6 | 0
2035 | PJM_ROR_2_TVA_Transmission | PJM_ROR | TVA_Transmission | Internal | Summer | B9 | 800 | 2500 | 479.09 | 77.63 | 83.63 | 6 | 0
2035 | PJM_ROR_2_TVA_Transmission | PJM_ROR | TVA_Transmission | Internal | Summer | B10 | 1262 | 2500 | 0 | 74.58 | 79.22 | 6 | 0
2035 | PJM_ROR_2_TVA_Transmission | PJM_ROR | TVA_Transmission | Internal | Winter | B16 | 25 | 2500 | 0 | 98.22 | 90.21 | 6 | 0
2035 | PJM_ROR_2_TVA_Transmission | PJM_ROR | TVA_Transmission | Internal | Winter | B17 | 100 | 2500 | 0 | 95.02 | 87.69 | 6 | 0
2035 | PJM_ROR_2_TVA_Transmission | PJM_ROR | TVA_Transmission | Internal | Winter | B18 | 400 | 2500 | 0 | 91.87 | 86.08 | 6 | 0
2035 | PJM_ROR_2_TVA_Transmission | PJM_ROR | TVA_Transmission | Internal | Winter | B19 | 700 | 2500 | 0 | 81.32 | 85.28 | 6 | 0
2035 | PJM_ROR_2_TVA_Transmission | PJM_ROR | TVA_Transmission | Internal | Winter | B20 | 935 | 2500 | 0 | 79.71 | 82.79 | 6 | 0
2035 | PJM_ROR_2_VACAR | PJM_ROR | VACAR | Internal | Shoulder | B11 | 25 | 3000 | 2549.85 | 92.99 | 98.99 | 6 | 0
2035 | PJM_ROR_2_VACAR | PJM_ROR | VACAR | Internal | Shoulder | B12 | 200 | 3000 | 2117.34 | 89.01 | 95.01 | 6 | 0
2035 | PJM_ROR_2_VACAR | PJM_ROR | VACAR | Internal | Shoulder | B13 | 600 | 3000 | 0 | 85.3 | 83.58 | 6 | 0
2035 | PJM_ROR_2_VACAR | PJM_ROR | VACAR | Internal | Shoulder | B14 | 900 | 3000 | 0 | 78.86 | 82.49 | 6 | 0
2035 | PJM_ROR_2_VACAR | PJM_ROR | VACAR | Internal | Shoulder | B15 | 1203 | 3000 | 3000 | 76.21 | 82.49 | 6 | 0.28
2035 | PJM_ROR_2_VACAR | PJM_ROR | VACAR | Internal | Summer | B1 | 10 | 3000 | 3000 | 140.77 | 150.48 | 6 | 3.71
2035 | PJM_ROR_2_VACAR | PJM_ROR | VACAR | Internal | Summer | B2 | 25 | 3000 | 3000 | 140.77 | 150.48 | 6 | 3.71
2035 | PJM_ROR_2_VACAR | PJM_ROR | VACAR | Internal | Summer | B3 | 75 | 3000 | 3000 | 140.77 | 150.48 | 6 | 3.71
2035 | PJM_ROR_2_VACAR | PJM_ROR | VACAR | Internal | Summer | B4 | 100 | 3000 | 3000 | 136.6 | 147.17 | 6 | 4.58
2035 | PJM_ROR_2_VACAR | PJM_ROR | VACAR | Internal | Summer | B5 | 200 | 3000 | 1743.62 | 120.26 | 126.26 | 6 | 0
2035 | PJM_ROR_2_VACAR | PJM_ROR | VACAR | Internal | Summer | B6 | 300 | 3000 | 2046.95 | 101.38 | 107.38 | 6 | 0
2035 | PJM_ROR_2_VACAR | PJM_ROR | VACAR | Internal | Summer | B7 | 400 | 3000 | 1319.01 | 90.51 | 96.51 | 6 | 0
2035 | PJM_ROR_2_VACAR | PJM_ROR | VACAR | Internal | Summer | B8 | 500 | 3000 | 424.92 | 86.03 | 92.03 | 6 | 0
2035 | PJM_ROR_2_VACAR | PJM_ROR | VACAR | Internal | Summer | B9 | 800 | 3000 | 0 | 77.63 | 80.37 | 6 | 0
2035 | PJM_ROR_2_VACAR | PJM_ROR | VACAR | Internal | Summer | B10 | 1262 | 3000 | 0 | 74.58 | 80.37 | 6 | 0
2035 | PJM_ROR_2_VACAR | PJM_ROR | VACAR | Internal | Winter | B16 | 25 | 3000 | 3000 | 98.22 | 118.81 | 6 | 14.58
2035 | PJM_ROR_2_VACAR | PJM_ROR | VACAR | Internal | Winter | B17 | 100 | 3000 | 1891.08 | 95.02 | 101.02 | 6 | 0
2035 | PJM_ROR_2_VACAR | PJM_ROR | VACAR | Internal | Winter | B18 | 400 | 3000 | 0 | 91.87 | 88.52 | 6 | 0
2035 | PJM_ROR_2_VACAR | PJM_ROR | VACAR | Internal | Winter | B19 | 700 | 3000 | 821.09 | 81.32 | 87.32 | 6 | 0
2035 | PJM_ROR_2_VACAR | PJM_ROR | VACAR | Internal | Winter | B20 | 935 | 3000 | 3000 | 79.71 | 87.32 | 6 | 1.61
2035 | PJM_ROM_2_NYISO_A-F | PJM_ROM | NYISO_A-F | Internal | Shoulder | B11 | 25 | 2000 | 0 | 92.98 | 84.7 | 6 | 0
2035 | PJM_ROM_2_NYISO_A-F | PJM_ROM | NYISO_A-F | Internal | Shoulder | B12 | 200 | 2000 | 0 | 89.02 | 82.44 | 6 | 0
2035 | PJM_ROM_2_NYISO_A-F | PJM_ROM | NYISO_A-F | Internal | Shoulder | B13 | 600 | 2000 | 0 | 85.32 | 77.32 | 6 | 0
2035 | PJM_ROM_2_NYISO_A-F | PJM_ROM | NYISO_A-F | Internal | Shoulder | B14 | 900 | 2000 | 0 | 78.87 | 76.46 | 6 | 0
2035 | PJM_ROM_2_NYISO_A-F | PJM_ROM | NYISO_A-F | Internal | Shoulder | B15 | 1203 | 2000 | 0 | 76.22 | 76.46 | 6 | 0
2035 | PJM_ROM_2_NYISO_A-F | PJM_ROM | NYISO_A-F | Internal | Summer | B1 | 10 | 2000 | 0 | 140.78 | 101.8 | 6 | 0
2035 | PJM_ROM_2_NYISO_A-F | PJM_ROM | NYISO_A-F | Internal | Summer | B2 | 25 | 2000 | 0 | 140.78 | 107.27 | 6 | 0
2035 | PJM_ROM_2_NYISO_A-F | PJM_ROM | NYISO_A-F | Internal | Summer | B3 | 75 | 2000 | 0 | 140.76 | 107.27 | 6 | 0
2035 | PJM_ROM_2_NYISO_A-F | PJM_ROM | NYISO_A-F | Internal | Summer | B4 | 100 | 2000 | 0 | 136.58 | 92.42 | 6 | 0
2035 | PJM_ROM_2_NYISO_A-F | PJM_ROM | NYISO_A-F | Internal | Summer | B5 | 200 | 2000 | 0 | 120.27 | 84.07 | 6 | 0
2035 | PJM_ROM_2_NYISO_A-F | PJM_ROM | NYISO_A-F | Internal | Summer | B6 | 300 | 2000 | 0 | 101.37 | 84.07 | 6 | 0
2035 | PJM_ROM_2_NYISO_A-F | PJM_ROM | NYISO_A-F | Internal | Summer | B7 | 400 | 2000 | 0 | 90.5 | 82.47 | 6 | 0
2035 | PJM_ROM_2_NYISO_A-F | PJM_ROM | NYISO_A-F | Internal | Summer | B8 | 500 | 2000 | 0 | 86.04 | 78.67 | 6 | 0
2035 | PJM_ROM_2_NYISO_A-F | PJM_ROM | NYISO_A-F | Internal | Summer | B9 | 800 | 2000 | 0 | 77.64 | 78.67 | 6 | 0
2035 | PJM_ROM_2_NYISO_A-F | PJM_ROM | NYISO_A-F | Internal | Summer | B10 | 1262 | 2000 | 0 | 74.59 | 78.67 | 6 | 0
2035 | PJM_ROM_2_NYISO_A-F | PJM_ROM | NYISO_A-F | Internal | Winter | B16 | 25 | 2000 | 0 | 98.24 | 88.1 | 6 | 0
2035 | PJM_ROM_2_NYISO_A-F | PJM_ROM | NYISO_A-F | Internal | Winter | B17 | 100 | 2000 | 0 | 95.03 | 86.51 | 6 | 0
2035 | PJM_ROM_2_NYISO_A-F | PJM_ROM | NYISO_A-F | Internal | Winter | B18 | 400 | 2000 | 0 | 91.88 | 79.59 | 6 | 0
2035 | PJM_ROM_2_NYISO_A-F | PJM_ROM | NYISO_A-F | Internal | Winter | B19 | 700 | 2000 | 0 | 85.89 | 78.81 | 6 | 0
2035 | PJM_ROM_2_NYISO_A-F | PJM_ROM | NYISO_A-F | Internal | Winter | B20 | 935 | 2000 | 0 | 79.72 | 78.81 | 6 | 0
2035 | PJM_ROM_2_PJM_E | PJM_ROM | PJM_E | Internal | Shoulder | B11 | 25 | 8000 | 0 | 92.98 | 92.97 | 0.01 | 0
2035 | PJM_ROM_2_PJM_E | PJM_ROM | PJM_E | Internal | Shoulder | B12 | 200 | 8000 | 997.03 | 89.02 | 89.03 | 0.01 | 0
2035 | PJM_ROM_2_PJM_E | PJM_ROM | PJM_E | Internal | Shoulder | B13 | 600 | 8000 | 962.81 | 85.32 | 85.33 | 0.01 | 0
2035 | PJM_ROM_2_PJM_E | PJM_ROM | PJM_E | Internal | Shoulder | B14 | 900 | 8000 | 3284.71 | 78.87 | 78.89 | 0.01 | 0
2035 | PJM_ROM_2_PJM_E | PJM_ROM | PJM_E | Internal | Shoulder | B15 | 1203 | 8000 | 1012.81 | 76.22 | 76.23 | 0.01 | 0
2035 | PJM_ROM_2_PJM_E | PJM_ROM | PJM_E | Internal | Summer | B1 | 10 | 8000 | 3888.56 | 140.78 | 140.8 | 0.01 | 0
2035 | PJM_ROM_2_PJM_E | PJM_ROM | PJM_E | Internal | Summer | B2 | 25 | 8000 | 2550.85 | 140.78 | 140.8 | 0.01 | 0
2035 | PJM_ROM_2_PJM_E | PJM_ROM | PJM_E | Internal | Summer | B3 | 75 | 8000 | 0 | 140.76 | 140.75 | 0.01 | 0
2035 | PJM_ROM_2_PJM_E | PJM_ROM | PJM_E | Internal | Summer | B4 | 100 | 8000 | 0 | 136.58 | 136.57 | 0.01 | 0
2035 | PJM_ROM_2_PJM_E | PJM_ROM | PJM_E | Internal | Summer | B5 | 200 | 8000 | 833.47 | 120.27 | 120.28 | 0.01 | 0
2035 | PJM_ROM_2_PJM_E | PJM_ROM | PJM_E | Internal | Summer | B6 | 300 | 8000 | 0 | 101.37 | 101.36 | 0.01 | 0
2035 | PJM_ROM_2_PJM_E | PJM_ROM | PJM_E | Internal | Summer | B7 | 400 | 8000 | 0 | 90.5 | 90.49 | 0.01 | 0
2035 | PJM_ROM_2_PJM_E | PJM_ROM | PJM_E | Internal | Summer | B8 | 500 | 8000 | 698.5 | 86.04 | 86.06 | 0.01 | 0
2035 | PJM_ROM_2_PJM_E | PJM_ROM | PJM_E | Internal | Summer | B9 | 800 | 8000 | 3268.42 | 77.64 | 77.65 | 0.01 | 0
2035 | PJM_ROM_2_PJM_E | PJM_ROM | PJM_E | Internal | Summer | B10 | 1262 | 8000 | 1090.41 | 74.59 | 74.6 | 0.01 | 0
2035 | PJM_ROM_2_PJM_E | PJM_ROM | PJM_E | Internal | Winter | B16 | 25 | 8000 | 3374.48 | 98.24 | 98.25 | 0.01 | 0
2035 | PJM_ROM_2_PJM_E | PJM_ROM | PJM_E | Internal | Winter | B17 | 100 | 8000 | 3001.65 | 95.03 | 95.04 | 0.01 | 0
2035 | PJM_ROM_2_PJM_E | PJM_ROM | PJM_E | Internal | Winter | B18 | 400 | 8000 | 4879.51 | 91.88 | 91.89 | 0.01 | 0
2035 | PJM_ROM_2_PJM_E | PJM_ROM | PJM_E | Internal | Winter | B19 | 700 | 8000 | 4293.37 | 85.89 | 85.9 | 0.01 | 0
2035 | PJM_ROM_2_PJM_E | PJM_ROM | PJM_E | Internal | Winter | B20 | 935 | 8000 | 1775.09 | 79.72 | 79.74 | 0.01 | 0
2035 | PJM_ROM_2_PJM_ROR | PJM_ROM | PJM_ROR | Internal | Shoulder | B11 | 25 | 8000 | 328.73 | 92.98 | 92.99 | 0.01 | 0
2035 | PJM_ROM_2_PJM_ROR | PJM_ROM | PJM_ROR | Internal | Shoulder | B12 | 200 | 8000 | 0 | 89.02 | 89.01 | 0.01 | 0
2035 | PJM_ROM_2_PJM_ROR | PJM_ROM | PJM_ROR | Internal | Shoulder | B13 | 600 | 8000 | 0 | 85.32 | 85.3 | 0.01 | 0
2035 | PJM_ROM_2_PJM_ROR | PJM_ROM | PJM_ROR | Internal | Shoulder | B14 | 900 | 8000 | 0 | 78.87 | 78.86 | 0.01 | 0
2035 | PJM_ROM_2_PJM_ROR | PJM_ROM | PJM_ROR | Internal | Shoulder | B15 | 1203 | 8000 | 0 | 76.22 | 76.21 | 0.01 | 0
2035 | PJM_ROM_2_PJM_ROR | PJM_ROM | PJM_ROR | Internal | Summer | B1 | 10 | 8000 | 0 | 140.78 | 140.77 | 0.01 | 0
2035 | PJM_ROM_2_PJM_ROR | PJM_ROM | PJM_ROR | Internal | Summer | B2 | 25 | 8000 | 0 | 140.78 | 140.77 | 0.01 | 0
2035 | PJM_ROM_2_PJM_ROR | PJM_ROM | PJM_ROR | Internal | Summer | B3 | 75 | 8000 | 4591.73 | 140.76 | 140.77 | 0.01 | 0
2035 | PJM_ROM_2_PJM_ROR | PJM_ROM | PJM_ROR | Internal | Summer | B4 | 100 | 8000 | 7586.78 | 136.58 | 136.6 | 0.01 | 0
2035 | PJM_ROM_2_PJM_ROR | PJM_ROM | PJM_ROR | Internal | Summer | B5 | 200 | 8000 | 0 | 120.27 | 120.26 | 0.01 | 0
2035 | PJM_ROM_2_PJM_ROR | PJM_ROM | PJM_ROR | Internal | Summer | B6 | 300 | 8000 | 200.41 | 101.37 | 101.38 | 0.01 | 0
2035 | PJM_ROM_2_PJM_ROR | PJM_ROM | PJM_ROR | Internal | Summer | B7 | 400 | 8000 | 258.51 | 90.5 | 90.51 | 0.01 | 0
2035 | PJM_ROM_2_PJM_ROR | PJM_ROM | PJM_ROR | Internal | Summer | B8 | 500 | 8000 | 0 | 86.04 | 86.03 | 0.01 | 0
2035 | PJM_ROM_2_PJM_ROR | PJM_ROM | PJM_ROR | Internal | Summer | B9 | 800 | 8000 | 0 | 77.64 | 77.63 | 0.01 | 0
2035 | PJM_ROM_2_PJM_ROR | PJM_ROM | PJM_ROR | Internal | Summer | B10 | 1262 | 8000 | 0 | 74.59 | 74.58 | 0.01 | 0
2035 | PJM_ROM_2_PJM_ROR | PJM_ROM | PJM_ROR | Internal | Winter | B16 | 25 | 8000 | 0 | 98.24 | 98.22 | 0.01 | 0
2035 | PJM_ROM_2_PJM_ROR | PJM_ROM | PJM_ROR | Internal | Winter | B17 | 100 | 8000 | 0 | 95.03 | 95.02 | 0.01 | 0
2035 | PJM_ROM_2_PJM_ROR | PJM_ROM | PJM_ROR | Internal | Winter | B18 | 400 | 8000 | 0 | 91.88 | 91.87 | 0.01 | 0
2035 | PJM_ROM_2_PJM_ROR | PJM_ROM | PJM_ROR | Internal | Winter | B19 | 700 | 8000 | 0 | 85.89 | 81.32 | 0.01 | 0
2035 | PJM_ROM_2_PJM_ROR | PJM_ROM | PJM_ROR | Internal | Winter | B20 | 935 | 8000 | 0 | 79.72 | 79.71 | 0.01 | 0
2035 | SOCO_2_FRCC | SOCO | FRCC | Internal | Shoulder | B11 | 25 | 3700 | 0 | 96.63 | 98.41 | 10 | 0
2035 | SOCO_2_FRCC | SOCO | FRCC | Internal | Shoulder | B12 | 200 | 3700 | 0 | 93.21 | 98.41 | 10 | 0
2035 | SOCO_2_FRCC | SOCO | FRCC | Internal | Shoulder | B13 | 600 | 3700 | 0 | 90.34 | 98.41 | 10 | 0
2035 | SOCO_2_FRCC | SOCO | FRCC | Internal | Shoulder | B14 | 900 | 3700 | 0 | 89.01 | 91.84 | 10 | 0
2035 | SOCO_2_FRCC | SOCO | FRCC | Internal | Shoulder | B15 | 1203 | 3700 | 0 | 80.68 | 85.11 | 10 | 0
2035 | SOCO_2_FRCC | SOCO | FRCC | Internal | Summer | B1 | 10 | 3700 | 0 | 150.62 | 156.88 | 10 | 0
2035 | SOCO_2_FRCC | SOCO | FRCC | Internal | Summer | B2 | 25 | 3700 | 0 | 150.62 | 156.88 | 10 | 0
2035 | SOCO_2_FRCC | SOCO | FRCC | Internal | Summer | B3 | 75 | 3700 | 119.64 | 146.88 | 156.88 | 10 | 0
2035 | SOCO_2_FRCC | SOCO | FRCC | Internal | Summer | B4 | 100 | 3700 | 338.96 | 142.61 | 152.61 | 10 | 0
2035 | SOCO_2_FRCC | SOCO | FRCC | Internal | Summer | B5 | 200 | 3700 | 0 | 116.26 | 102.15 | 10 | 0
2035 | SOCO_2_FRCC | SOCO | FRCC | Internal | Summer | B6 | 300 | 3700 | 0 | 97.38 | 97.35 | 10 | 0
2035 | SOCO_2_FRCC | SOCO | FRCC | Internal | Summer | B7 | 400 | 3700 | 0 | 95 | 97.35 | 10 | 0
2035 | SOCO_2_FRCC | SOCO | FRCC | Internal | Summer | B8 | 500 | 3700 | 0 | 91.64 | 97.35 | 10 | 0
2035 | SOCO_2_FRCC | SOCO | FRCC | Internal | Summer | B9 | 800 | 3700 | 0 | 91.64 | 97.35 | 10 | 0
2035 | SOCO_2_FRCC | SOCO | FRCC | Internal | Summer | B10 | 1262 | 3700 | 0 | 80.59 | 84.2 | 10 | 0
2035 | SOCO_2_FRCC | SOCO | FRCC | Internal | Winter | B16 | 25 | 3700 | 0 | 99.21 | 101.32 | 10 | 0
2035 | SOCO_2_FRCC | SOCO | FRCC | Internal | Winter | B17 | 100 | 3700 | 0 | 96.69 | 101.32 | 10 | 0
2035 | SOCO_2_FRCC | SOCO | FRCC | Internal | Winter | B18 | 400 | 3700 | 0 | 92.96 | 101.32 | 10 | 0
2035 | SOCO_2_FRCC | SOCO | FRCC | Internal | Winter | B19 | 700 | 3700 | 0 | 92.96 | 87.58 | 10 | 0
2035 | SOCO_2_FRCC | SOCO | FRCC | Internal | Winter | B20 | 935 | 3700 | 0 | 83.64 | 87.58 | 10 | 0
2035 | SOCO_2_VACAR | SOCO | VACAR | Internal | Shoulder | B11 | 25 | 2000 | 0 | 96.63 | 98.99 | 10 | 0
2035 | SOCO_2_VACAR | SOCO | VACAR | Internal | Shoulder | B12 | 200 | 2000 | 0 | 93.21 | 95.01 | 10 | 0
2035 | SOCO_2_VACAR | SOCO | VACAR | Internal | Shoulder | B13 | 600 | 2000 | 0 | 90.34 | 83.58 | 10 | 0
2035 | SOCO_2_VACAR | SOCO | VACAR | Internal | Shoulder | B14 | 900 | 2000 | 0 | 89.01 | 82.49 | 10 | 0
2035 | SOCO_2_VACAR | SOCO | VACAR | Internal | Shoulder | B15 | 1203 | 2000 | 0 | 80.68 | 82.49 | 10 | 0
2035 | SOCO_2_VACAR | SOCO | VACAR | Internal | Summer | B1 | 10 | 2000 | 0 | 150.62 | 150.48 | 10 | 0
2035 | SOCO_2_VACAR | SOCO | VACAR | Internal | Summer | B2 | 25 | 2000 | 0 | 150.62 | 150.48 | 10 | 0
2035 | SOCO_2_VACAR | SOCO | VACAR | Internal | Summer | B3 | 75 | 2000 | 0 | 146.88 | 150.48 | 10 | 0
2035 | SOCO_2_VACAR | SOCO | VACAR | Internal | Summer | B4 | 100 | 2000 | 0 | 142.61 | 147.17 | 10 | 0
2035 | SOCO_2_VACAR | SOCO | VACAR | Internal | Summer | B5 | 200 | 2000 | 207.61 | 116.26 | 126.26 | 10 | 0
2035 | SOCO_2_VACAR | SOCO | VACAR | Internal | Summer | B6 | 300 | 2000 | 176.66 | 97.38 | 107.38 | 10 | 0
2035 | SOCO_2_VACAR | SOCO | VACAR | Internal | Summer | B7 | 400 | 2000 | 0 | 95 | 96.51 | 10 | 0
2035 | SOCO_2_VACAR | SOCO | VACAR | Internal | Summer | B8 | 500 | 2000 | 0 | 91.64 | 92.03 | 10 | 0
2035 | SOCO_2_VACAR | SOCO | VACAR | Internal | Summer | B9 | 800 | 2000 | 0 | 91.64 | 80.37 | 10 | 0
2035 | SOCO_2_VACAR | SOCO | VACAR | Internal | Summer | B10 | 1262 | 2000 | 0 | 80.59 | 80.37 | 10 | 0
2035 | SOCO_2_VACAR | SOCO | VACAR | Internal | Winter | B16 | 25 | 2000 | 2000 | 99.21 | 118.81 | 10 | 9.6
2035 | SOCO_2_VACAR | SOCO | VACAR | Internal | Winter | B17 | 100 | 2000 | 0 | 96.69 | 101.02 | 10 | 0
2035 | SOCO_2_VACAR | SOCO | VACAR | Internal | Winter | B18 | 400 | 2000 | 0 | 92.96 | 88.52 | 10 | 0
2035 | SOCO_2_VACAR | SOCO | VACAR | Internal | Winter | B19 | 700 | 2000 | 0 | 92.96 | 87.32 | 10 | 0
2035 | SOCO_2_VACAR | SOCO | VACAR | Internal | Winter | B20 | 935 | 2000 | 0 | 83.64 | 87.32 | 10 | 0
2035 | SPP_N_2_ENT | SPP_N | ENT | Internal | Shoulder | B11 | 25 | 15643 | 9697.82 | 86.01 | 91.01 | 5 | 0
2035 | SPP_N_2_ENT | SPP_N | ENT | Internal | Shoulder | B12 | 200 | 15643 | 13536.71 | 73.81 | 78.81 | 5 | 0
2035 | SPP_N_2_ENT | SPP_N | ENT | Internal | Shoulder | B13 | 600 | 15643 | 15643 | 73.8 | 78.81 | 5 | 0.01
2035 | SPP_N_2_ENT | SPP_N | ENT | Internal | Shoulder | B14 | 900 | 15643 | 15643 | 30.6 | 64.01 | 5 | 28.41
2035 | SPP_N_2_ENT | SPP_N | ENT | Internal | Shoulder | B15 | 1203 | 15643 | 15643 | 0.01 | 25.98 | 5 | 20.97
2035 | SPP_N_2_ENT | SPP_N | ENT | Internal | Summer | B1 | 10 | 15643 | 13560.36 | 88.03 | 93.03 | 5 | 0
2035 | SPP_N_2_ENT | SPP_N | ENT | Internal | Summer | B2 | 25 | 15643 | 5367.57 | 133.76 | 138.76 | 5 | 0
2035 | SPP_N_2_ENT | SPP_N | ENT | Internal | Summer | B3 | 75 | 15643 | 1714.49 | 133.77 | 138.77 | 5 | 0
2035 | SPP_N_2_ENT | SPP_N | ENT | Internal | Summer | B4 | 100 | 15643 | 3777.23 | 129.61 | 134.61 | 5 | 0
2035 | SPP_N_2_ENT | SPP_N | ENT | Internal | Summer | B5 | 200 | 15643 | 187.19 | 105.42 | 110.42 | 5 | 0
2035 | SPP_N_2_ENT | SPP_N | ENT | Internal | Summer | B6 | 300 | 15643 | 0 | 93.31 | 93.03 | 5 | 0
2035 | SPP_N_2_ENT | SPP_N | ENT | Internal | Summer | B7 | 400 | 15643 | 4669.39 | 84.23 | 89.23 | 5 | 0
2035 | SPP_N_2_ENT | SPP_N | ENT | Internal | Summer | B8 | 500 | 15643 | 8134.53 | 84.23 | 89.23 | 5 | 0
2035 | SPP_N_2_ENT | SPP_N | ENT | Internal | Summer | B9 | 800 | 15643 | 9034.48 | 78.64 | 83.64 | 5 | 0
2035 | SPP_N_2_ENT | SPP_N | ENT | Internal | Summer | B10 | 1262 | 15643 | 11639.3 | 67.59 | 72.59 | 5 | 0
2035 | SPP_N_2_ENT | SPP_N | ENT | Internal | Winter | B16 | 25 | 15643 | 15643 | 74.3 | 81.89 | 5 | 2.58
2035 | SPP_N_2_ENT | SPP_N | ENT | Internal | Winter | B17 | 100 | 15643 | 15643 | 74.3 | 79.69 | 5 | 0.38
2035 | SPP_N_2_ENT | SPP_N | ENT | Internal | Winter | B18 | 400 | 15643 | 14489.94 | 76.89 | 81.89 | 5 | 0
2035 | SPP_N_2_ENT | SPP_N | ENT | Internal | Winter | B19 | 700 | 15643 | 15245 | 74.3 | 79.3 | 5 | 0
2035 | SPP_N_2_ENT | SPP_N | ENT | Internal | Winter | B20 | 935 | 15643 | 15643 | 11.52 | 16.53 | 5 | 0.01
2035 | SPP_N_2_MISO_MO-IL | SPP_N | MISO_MO-IL | Internal | Shoulder | B11 | 25 | 4019 | 0 | 86.01 | 90.98 | 5 | 0
2035 | SPP_N_2_MISO_MO-IL | SPP_N | MISO_MO-IL | Internal | Shoulder | B12 | 200 | 4019 | 100.76 | 73.81 | 78.81 | 5 | 0
2035 | SPP_N_2_MISO_MO-IL | SPP_N | MISO_MO-IL | Internal | Shoulder | B13 | 600 | 4019 | 0 | 73.8 | 76.28 | 5 | 0
2035 | SPP_N_2_MISO_MO-IL | SPP_N | MISO_MO-IL | Internal | Shoulder | B14 | 900 | 4019 | 4019 | 30.6 | 72.01 | 5 | 36.41
2035 | SPP_N_2_MISO_MO-IL | SPP_N | MISO_MO-IL | Internal | Shoulder | B15 | 1203 | 4019 | 4019 | 0.01 | 55.43 | 5 | 50.42
2035 | SPP_N_2_MISO_MO-IL | SPP_N | MISO_MO-IL | Internal | Summer | B1 | 10 | 4019 | 4019 | 88.03 | 133.62 | 5 | 40.59
2035 | SPP_N_2_MISO_MO-IL | SPP_N | MISO_MO-IL | Internal | Summer | B2 | 25 | 4019 | 4019 | 133.76 | 138.77 | 5 | 0.01
2035 | SPP_N_2_MISO_MO-IL | SPP_N | MISO_MO-IL | Internal | Summer | B3 | 75 | 4019 | 1363.5 | 133.77 | 138.77 | 5 | 0
2035 | SPP_N_2_MISO_MO-IL | SPP_N | MISO_MO-IL | Internal | Summer | B4 | 100 | 4019 | 1899.41 | 129.61 | 134.61 | 5 | 0
2035 | SPP_N_2_MISO_MO-IL | SPP_N | MISO_MO-IL | Internal | Summer | B5 | 200 | 4019 | 4019 | 105.42 | 113.26 | 5 | 2.84
2035 | SPP_N_2_MISO_MO-IL | SPP_N | MISO_MO-IL | Internal | Summer | B6 | 300 | 4019 | 3233.04 | 93.31 | 98.31 | 5 | 0
2035 | SPP_N_2_MISO_MO-IL | SPP_N | MISO_MO-IL | Internal | Summer | B7 | 400 | 4019 | 0 | 84.23 | 88.52 | 5 | 0
2035 | SPP_N_2_MISO_MO-IL | SPP_N | MISO_MO-IL | Internal | Summer | B8 | 500 | 4019 | 0 | 84.23 | 84.04 | 5 | 0
2035 | SPP_N_2_MISO_MO-IL | SPP_N | MISO_MO-IL | Internal | Summer | B9 | 800 | 4019 | 0 | 78.64 | 75.64 | 5 | 0
2035 | SPP_N_2_MISO_MO-IL | SPP_N | MISO_MO-IL | Internal | Summer | B10 | 1262 | 4019 | 3543.82 | 67.59 | 72.59 | 5 | 0
2035 | SPP_N_2_MISO_MO-IL | SPP_N | MISO_MO-IL | Internal | Winter | B16 | 25 | 4019 | 3248.53 | 74.3 | 79.3 | 5 | 0
2035 | SPP_N_2_MISO_MO-IL | SPP_N | MISO_MO-IL | Internal | Winter | B17 | 100 | 4019 | 2905.4 | 74.3 | 79.3 | 5 | 0
2035 | SPP_N_2_MISO_MO-IL | SPP_N | MISO_MO-IL | Internal | Winter | B18 | 400 | 4019 | 0 | 76.89 | 79.3 | 5 | 0
2035 | SPP_N_2_MISO_MO-IL | SPP_N | MISO_MO-IL | Internal | Winter | B19 | 700 | 4019 | 2301.84 | 74.3 | 79.3 | 5 | 0
2035 | SPP_N_2_MISO_MO-IL | SPP_N | MISO_MO-IL | Internal | Winter | B20 | 935 | 4019 | 4019 | 11.52 | 50.19 | 5 | 33.67
2035 | SPP_N_2_MISO_W | SPP_N | MISO_W | Internal | Shoulder | B11 | 25 | 1087 | 0 | 86.01 | 90.99 | 5 | 0
2035 | SPP_N_2_MISO_W | SPP_N | MISO_W | Internal | Shoulder | B12 | 200 | 1087 | 0 | 73.81 | 78.8 | 5 | 0
2035 | SPP_N_2_MISO_W | SPP_N | MISO_W | Internal | Shoulder | B13 | 600 | 1087 | 0 | 73.8 | 76.27 | 5 | 0
2035 | SPP_N_2_MISO_W | SPP_N | MISO_W | Internal | Shoulder | B14 | 900 | 1087 | 1087 | 30.6 | 42.61 | 5 | 7.01
2035 | SPP_N_2_MISO_W | SPP_N | MISO_W | Internal | Shoulder | B15 | 1203 | 1087 | 1087 | 0.01 | 12.01 | 5 | 7
2035 | SPP_N_2_MISO_W | SPP_N | MISO_W | Internal | Summer | B1 | 10 | 1087 | 1087 | 88.03 | 138.77 | 5 | 45.74
2035 | SPP_N_2_MISO_W | SPP_N | MISO_W | Internal | Summer | B2 | 25 | 1087 | 1087 | 133.76 | 138.77 | 5 | 0.01
2035 | SPP_N_2_MISO_W | SPP_N | MISO_W | Internal | Summer | B3 | 75 | 1087 | 91.7 | 133.77 | 138.77 | 5 | 0
2035 | SPP_N_2_MISO_W | SPP_N | MISO_W | Internal | Summer | B4 | 100 | 1087 | 0 | 129.61 | 134.6 | 5 | 0
2035 | SPP_N_2_MISO_W | SPP_N | MISO_W | Internal | Summer | B5 | 200 | 1087 | 1087 | 105.42 | 118.26 | 5 | 7.84
2035 | SPP_N_2_MISO_W | SPP_N | MISO_W | Internal | Summer | B6 | 300 | 1087 | 1087 | 93.31 | 99.38 | 5 | 1.07
2035 | SPP_N_2_MISO_W | SPP_N | MISO_W | Internal | Summer | B7 | 400 | 1087 | 0 | 84.23 | 88.51 | 5 | 0
2035 | SPP_N_2_MISO_W | SPP_N | MISO_W | Internal | Summer | B8 | 500 | 1087 | 0 | 84.23 | 84.03 | 5 | 0
2035 | SPP_N_2_MISO_W | SPP_N | MISO_W | Internal | Summer | B9 | 800 | 1087 | 0 | 78.64 | 75.63 | 5 | 0
2035 | SPP_N_2_MISO_W | SPP_N | MISO_W | Internal | Summer | B10 | 1262 | 1087 | 0 | 67.59 | 72.58 | 5 | 0
2035 | SPP_N_2_MISO_W | SPP_N | MISO_W | Internal | Winter | B16 | 25 | 1087 | 0 | 74.3 | 63.64 | 5 | 0
2035 | SPP_N_2_MISO_W | SPP_N | MISO_W | Internal | Winter | B17 | 100 | 1087 | 0 | 74.3 | 67.3 | 5 | 0
2035 | SPP_N_2_MISO_W | SPP_N | MISO_W | Internal | Winter | B18 | 400 | 1087 | 0 | 76.89 | 79.29 | 5 | 0
2035 | SPP_N_2_MISO_W | SPP_N | MISO_W | Internal | Winter | B19 | 700 | 1087 | 0 | 74.3 | 79.29 | 5 | 0
2035 | SPP_N_2_MISO_W | SPP_N | MISO_W | Internal | Winter | B20 | 935 | 1087 | 1087 | 11.52 | 31.54 | 5 | 15.02
2035 | SPP_N_2_NE | SPP_N | NE | Internal | Shoulder | B11 | 25 | 490 | 0 | 86.01 | 85.99 | 0.01 | 0
2035 | SPP_N_2_NE | SPP_N | NE | Internal | Shoulder | B12 | 200 | 490 | 0 | 73.81 | 73.8 | 0.01 | 0
2035 | SPP_N_2_NE | SPP_N | NE | Internal | Shoulder | B13 | 600 | 490 | 0 | 73.8 | 71.27 | 0.01 | 0
2035 | SPP_N_2_NE | SPP_N | NE | Internal | Shoulder | B14 | 900 | 490 | 51.97 | 30.6 | 30.61 | 0.01 | 0
2035 | SPP_N_2_NE | SPP_N | NE | Internal | Shoulder | B15 | 1203 | 490 | 0 | 0.01 | 0.01 | 0.01 | 0
2035 | SPP_N_2_NE | SPP_N | NE | Internal | Summer | B1 | 10 | 490 | 490 | 88.03 | 133.77 | 0.01 | 45.73
2035 | SPP_N_2_NE | SPP_N | NE | Internal | Summer | B2 | 25 | 490 | 227.36 | 133.76 | 133.77 | 0.01 | 0
2035 | SPP_N_2_NE | SPP_N | NE | Internal | Summer | B3 | 75 | 490 | 0 | 133.77 | 133.77 | 0.01 | 0
2035 | SPP_N_2_NE | SPP_N | NE | Internal | Summer | B4 | 100 | 490 | 0 | 129.61 | 129.6 | 0.01 | 0
2035 | SPP_N_2_NE | SPP_N | NE | Internal | Summer | B5 | 200 | 490 | 490 | 105.42 | 113.26 | 0.01 | 7.83
2035 | SPP_N_2_NE | SPP_N | NE | Internal | Summer | B6 | 300 | 490 | 490 | 93.31 | 94.38 | 0.01 | 1.05
2035 | SPP_N_2_NE | SPP_N | NE | Internal | Summer | B7 | 400 | 490 | 0 | 84.23 | 84.22 | 0.01 | 0
2035 | SPP_N_2_NE | SPP_N | NE | Internal | Summer | B8 | 500 | 490 | 0 | 84.23 | 79.03 | 0.01 | 0
2035 | SPP_N_2_NE | SPP_N | NE | Internal | Summer | B9 | 800 | 490 | 0 | 78.64 | 70.63 | 0.01 | 0
2035 | SPP_N_2_NE | SPP_N | NE | Internal | Summer | B10 | 1262 | 490 | 0 | 67.59 | 67.58 | 0.01 | 0
2035 | SPP_N_2_NE | SPP_N | NE | Internal | Winter | B16 | 25 | 490 | 0 | 74.3 | 0.01 | 0.01 | 0
2035 | SPP_N_2_NE | SPP_N | NE | Internal | Winter | B17 | 100 | 490 | 0 | 74.3 | 55.3 | 0.01 | 0
2035 | SPP_N_2_NE | SPP_N | NE | Internal | Winter | B18 | 400 | 490 | 0 | 76.89 | 72.81 | 0.01 | 0
2035 | SPP_N_2_NE | SPP_N | NE | Internal | Winter | B19 | 700 | 490 | 0 | 74.3 | 74.29 | 0.01 | 0
2035 | SPP_N_2_NE | SPP_N | NE | Internal | Winter | B20 | 935 | 490 | 0 | 11.52 | 11.51 | 0.01 | 0
2035 | SPP_N_2_SPP_S | SPP_N | SPP_S | Internal | Shoulder | B11 | 25 | 4236 | 4236 | 86.01 | 90.79 | 0.01 | 4.77
2035 | SPP_N_2_SPP_S | SPP_N | SPP_S | Internal | Shoulder | B12 | 200 | 4236 | 1693.53 | 73.81 | 73.82 | 0.01 | 0
2035 | SPP_N_2_SPP_S | SPP_N | SPP_S | Internal | Shoulder | B13 | 600 | 4236 | 1150.16 | 73.8 | 73.81 | 0.01 | 0
2035 | SPP_N_2_SPP_S | SPP_N | SPP_S | Internal | Shoulder | B14 | 900 | 4236 | 0 | 30.6 | 14.21 | 0.01 | 0
2035 | SPP_N_2_SPP_S | SPP_N | SPP_S | Internal | Shoulder | B15 | 1203 | 4236 | 0 | 0.01 | 0.01 | 0.01 | 0
2035 | SPP_N_2_SPP_S | SPP_N | SPP_S | Internal | Summer | B1 | 10 | 4236 | 1272.07 | 88.03 | 88.04 | 0.01 | 0
2035 | SPP_N_2_SPP_S | SPP_N | SPP_S | Internal | Summer | B2 | 25 | 4236 | 0 | 133.76 | 129.62 | 0.01 | 0
2035 | SPP_N_2_SPP_S | SPP_N | SPP_S | Internal | Summer | B3 | 75 | 4236 | 0 | 133.77 | 133.76 | 0.01 | 0
2035 | SPP_N_2_SPP_S | SPP_N | SPP_S | Internal | Summer | B4 | 100 | 4236 | 405.2 | 129.61 | 129.62 | 0.01 | 0
2035 | SPP_N_2_SPP_S | SPP_N | SPP_S | Internal | Summer | B5 | 200 | 4236 | 9.38 | 105.42 | 105.43 | 0.01 | 0
2035 | SPP_N_2_SPP_S | SPP_N | SPP_S | Internal | Summer | B6 | 300 | 4236 | 1616.44 | 93.31 | 93.32 | 0.01 | 0
2035 | SPP_N_2_SPP_S | SPP_N | SPP_S | Internal | Summer | B7 | 400 | 4236 | 4236 | 84.23 | 89.15 | 0.01 | 4.91
2035 | SPP_N_2_SPP_S | SPP_N | SPP_S | Internal | Summer | B8 | 500 | 4236 | 4236 | 84.23 | 88.95 | 0.01 | 4.7
2035 | SPP_N_2_SPP_S | SPP_N | SPP_S | Internal | Summer | B9 | 800 | 4236 | 4236 | 78.64 | 87.1 | 0.01 | 8.45
2035 | SPP_N_2_SPP_S | SPP_N | SPP_S | Internal | Summer | B10 | 1262 | 4236 | 2255.96 | 67.59 | 67.6 | 0.01 | 0
2035 | SPP_N_2_SPP_S | SPP_N | SPP_S | Internal | Winter | B16 | 25 | 4236 | 3886.03 | 74.3 | 74.31 | 0.01 | 0
2035 | SPP_N_2_SPP_S | SPP_N | SPP_S | Internal | Winter | B17 | 100 | 4236 | 3527.55 | 74.3 | 74.31 | 0.01 | 0
2035 | SPP_N_2_SPP_S | SPP_N | SPP_S | Internal | Winter | B18 | 400 | 4236 | 1277.74 | 76.89 | 76.9 | 0.01 | 0
2035 | SPP_N_2_SPP_S | SPP_N | SPP_S | Internal | Winter | B19 | 700 | 4236 | 61.55 | 74.3 | 74.31 | 0.01 | 0
2035 | SPP_N_2_SPP_S | SPP_N | SPP_S | Internal | Winter | B20 | 935 | 4236 | 682.63 | 11.52 | 11.53 | 0.01 | 0
2035 | SPP_S_2_ENT | SPP_S | ENT | Internal | Shoulder | B11 | 25 | 2842 | 0 | 90.79 | 91.01 | 5 | 0
2035 | SPP_S_2_ENT | SPP_S | ENT | Internal | Shoulder | B12 | 200 | 2842 | 0 | 73.82 | 78.81 | 5 | 0
2035 | SPP_S_2_ENT | SPP_S | ENT | Internal | Shoulder | B13 | 600 | 2842 | 329.72 | 73.81 | 78.81 | 5 | 0
2035 | SPP_S_2_ENT | SPP_S | ENT | Internal | Shoulder | B14 | 900 | 2842 | 2842 | 14.21 | 64.01 | 5 | 44.8
2035 | SPP_S_2_ENT | SPP_S | ENT | Internal | Shoulder | B15 | 1203 | 2842 | 2842 | 0.01 | 25.98 | 5 | 20.97
2035 | SPP_S_2_ENT | SPP_S | ENT | Internal | Summer | B1 | 10 | 2842 | 0 | 88.04 | 93.03 | 5 | 0
2035 | SPP_S_2_ENT | SPP_S | ENT | Internal | Summer | B2 | 25 | 2842 | 2842 | 129.62 | 138.76 | 5 | 4.14
2035 | SPP_S_2_ENT | SPP_S | ENT | Internal | Summer | B3 | 75 | 2842 | 2842 | 133.76 | 138.77 | 5 | 0.01
2035 | SPP_S_2_ENT | SPP_S | ENT | Internal | Summer | B4 | 100 | 2842 | 0 | 129.62 | 134.61 | 5 | 0
2035 | SPP_S_2_ENT | SPP_S | ENT | Internal | Summer | B5 | 200 | 2842 | 0 | 105.43 | 110.42 | 5 | 0
2035 | SPP_S_2_ENT | SPP_S | ENT | Internal | Summer | B6 | 300 | 2842 | 0 | 93.32 | 93.03 | 5 | 0
2035 | SPP_S_2_ENT | SPP_S | ENT | Internal | Summer | B7 | 400 | 2842 | 0 | 89.15 | 89.23 | 5 | 0
2035 | SPP_S_2_ENT | SPP_S | ENT | Internal | Summer | B8 | 500 | 2842 | 0 | 88.95 | 89.23 | 5 | 0
2035 | SPP_S_2_ENT | SPP_S | ENT | Internal | Summer | B9 | 800 | 2842 | 0 | 87.1 | 83.64 | 5 | 0
2035 | SPP_S_2_ENT | SPP_S | ENT | Internal | Summer | B10 | 1262 | 2842 | 0 | 67.6 | 72.59 | 5 | 0
2035 | SPP_S_2_ENT | SPP_S | ENT | Internal | Winter | B16 | 25 | 2842 | 2842 | 74.31 | 81.89 | 5 | 2.57
2035 | SPP_S_2_ENT | SPP_S | ENT | Internal | Winter | B17 | 100 | 2842 | 2842 | 74.31 | 79.69 | 5 | 0.37
2035 | SPP_S_2_ENT | SPP_S | ENT | Internal | Winter | B18 | 400 | 2842 | 0 | 76.9 | 81.89 | 5 | 0
2035 | SPP_S_2_ENT | SPP_S | ENT | Internal | Winter | B19 | 700 | 2842 | 0 | 74.31 | 79.3 | 5 | 0
2035 | SPP_S_2_ENT | SPP_S | ENT | Internal | Winter | B20 | 935 | 2842 | 2706.03 | 11.53 | 16.53 | 5 | 0
2035 | SPP_S_2_SPP_N | SPP_S | SPP_N | Internal | Shoulder | B11 | 25 | 876 | 0 | 90.79 | 86.01 | 0.01 | 0
2035 | SPP_S_2_SPP_N | SPP_S | SPP_N | Internal | Shoulder | B12 | 200 | 876 | 0 | 73.82 | 73.81 | 0.01 | 0
2035 | SPP_S_2_SPP_N | SPP_S | SPP_N | Internal | Shoulder | B13 | 600 | 876 | 0 | 73.81 | 73.8 | 0.01 | 0
2035 | SPP_S_2_SPP_N | SPP_S | SPP_N | Internal | Shoulder | B14 | 900 | 876 | 876 | 14.21 | 30.6 | 0.01 | 16.38
2035 | SPP_S_2_SPP_N | SPP_S | SPP_N | Internal | Shoulder | B15 | 1203 | 876 | 0 | 0.01 | 0.01 | 0.01 | 0
2035 | SPP_S_2_SPP_N | SPP_S | SPP_N | Internal | Summer | B1 | 10 | 876 | 0 | 88.04 | 88.03 | 0.01 | 0
2035 | SPP_S_2_SPP_N | SPP_S | SPP_N | Internal | Summer | B2 | 25 | 876 | 876 | 129.62 | 133.76 | 0.01 | 4.13
2035 | SPP_S_2_SPP_N | SPP_S | SPP_N | Internal | Summer | B3 | 75 | 876 | 141.51 | 133.76 | 133.77 | 0.01 | 0
2035 | SPP_S_2_SPP_N | SPP_S | SPP_N | Internal | Summer | B4 | 100 | 876 | 0 | 129.62 | 129.61 | 0.01 | 0
2035 | SPP_S_2_SPP_N | SPP_S | SPP_N | Internal | Summer | B5 | 200 | 876 | 0 | 105.43 | 105.42 | 0.01 | 0
2035 | SPP_S_2_SPP_N | SPP_S | SPP_N | Internal | Summer | B6 | 300 | 876 | 0 | 93.32 | 93.31 | 0.01 | 0
2035 | SPP_S_2_SPP_N | SPP_S | SPP_N | Internal | Summer | B7 | 400 | 876 | 0 | 89.15 | 84.23 | 0.01 | 0
2035 | SPP_S_2_SPP_N | SPP_S | SPP_N | Internal | Summer | B8 | 500 | 876 | 0 | 88.95 | 84.23 | 0.01 | 0
2035 | SPP_S_2_SPP_N | SPP_S | SPP_N | Internal | Summer | B9 | 800 | 876 | 0 | 87.1 | 78.64 | 0.01 | 0
2035 | SPP_S_2_SPP_N | SPP_S | SPP_N | Internal | Summer | B10 | 1262 | 876 | 0 | 67.6 | 67.59 | 0.01 | 0
2035 | SPP_S_2_SPP_N | SPP_S | SPP_N | Internal | Winter | B16 | 25 | 876 | 0 | 74.31 | 74.3 | 0.01 | 0
2035 | SPP_S_2_SPP_N | SPP_S | SPP_N | Internal | Winter | B17 | 100 | 876 | 0 | 74.31 | 74.3 | 0.01 | 0
2035 | SPP_S_2_SPP_N | SPP_S | SPP_N | Internal | Winter | B18 | 400 | 876 | 0 | 76.9 | 76.89 | 0.01 | 0
2035 | SPP_S_2_SPP_N | SPP_S | SPP_N | Internal | Winter | B19 | 700 | 876 | 0 | 74.31 | 74.3 | 0.01 | 0
2035 | SPP_S_2_SPP_N | SPP_S | SPP_N | Internal | Winter | B20 | 935 | 876 | 0 | 11.53 | 11.52 | 0.01 | 0
2035 | TVA_2_NonRTO_Midwest | TVA | NonRTO_Midwest | Internal | Shoulder | B11 | 25 | 100 | 0 | 92.43 | 84.27 | 9 | 0
2035 | TVA_2_NonRTO_Midwest | TVA | NonRTO_Midwest | Internal | Shoulder | B12 | 200 | 100 | 0 | 86.82 | 84.27 | 9 | 0
2035 | TVA_2_NonRTO_Midwest | TVA | NonRTO_Midwest | Internal | Shoulder | B13 | 600 | 100 | 0 | 81.64 | 84.27 | 9 | 0
2035 | TVA_2_NonRTO_Midwest | TVA | NonRTO_Midwest | Internal | Shoulder | B14 | 900 | 100 | 0 | 80.02 | 83.41 | 9 | 0
2035 | TVA_2_NonRTO_Midwest | TVA | NonRTO_Midwest | Internal | Shoulder | B15 | 1203 | 100 | 0 | 80.02 | 79.96 | 9 | 0
2035 | TVA_2_NonRTO_Midwest | TVA | NonRTO_Midwest | Internal | Summer | B1 | 10 | 100 | 0 | 141.63 | 133.62 | 9 | 0
2035 | TVA_2_NonRTO_Midwest | TVA | NonRTO_Midwest | Internal | Summer | B2 | 25 | 100 | 0 | 146.78 | 146.76 | 9 | 0
2035 | TVA_2_NonRTO_Midwest | TVA | NonRTO_Midwest | Internal | Summer | B3 | 75 | 100 | 0 | 146.78 | 146.76 | 9 | 0
2035 | TVA_2_NonRTO_Midwest | TVA | NonRTO_Midwest | Internal | Summer | B4 | 100 | 100 | 0 | 142.61 | 142.58 | 9 | 0
2035 | TVA_2_NonRTO_Midwest | TVA | NonRTO_Midwest | Internal | Summer | B5 | 200 | 100 | 0 | 107.37 | 115.1 | 9 | 0
2035 | TVA_2_NonRTO_Midwest | TVA | NonRTO_Midwest | Internal | Summer | B6 | 300 | 100 | 0 | 94.92 | 101.57 | 9 | 0
2035 | TVA_2_NonRTO_Midwest | TVA | NonRTO_Midwest | Internal | Summer | B7 | 400 | 100 | 0 | 90.94 | 94.66 | 9 | 0
2035 | TVA_2_NonRTO_Midwest | TVA | NonRTO_Midwest | Internal | Summer | B8 | 500 | 100 | 0 | 90.94 | 82.92 | 9 | 0
2035 | TVA_2_NonRTO_Midwest | TVA | NonRTO_Midwest | Internal | Summer | B9 | 800 | 100 | 0 | 83.64 | 82.82 | 9 | 0
2035 | TVA_2_NonRTO_Midwest | TVA | NonRTO_Midwest | Internal | Summer | B10 | 1262 | 100 | 0 | 78.75 | 78.45 | 9 | 0
2035 | TVA_2_NonRTO_Midwest | TVA | NonRTO_Midwest | Internal | Winter | B16 | 25 | 100 | 0 | 90.22 | 87.29 | 9 | 0
2035 | TVA_2_NonRTO_Midwest | TVA | NonRTO_Midwest | Internal | Winter | B17 | 100 | 100 | 0 | 87.7 | 87.29 | 9 | 0
2035 | TVA_2_NonRTO_Midwest | TVA | NonRTO_Midwest | Internal | Winter | B18 | 400 | 100 | 0 | 83.96 | 87.29 | 9 | 0
2035 | TVA_2_NonRTO_Midwest | TVA | NonRTO_Midwest | Internal | Winter | B19 | 700 | 100 | 0 | 83.96 | 87.29 | 9 | 0
2035 | TVA_2_NonRTO_Midwest | TVA | NonRTO_Midwest | Internal | Winter | B20 | 935 | 100 | 0 | 82.8 | 83.28 | 9 | 0
2035 | TVA_2_PJM_ROR | TVA | PJM_ROR | Internal | Shoulder | B11 | 25 | 500 | 0 | 92.43 | 92.99 | 9 | 0
2035 | TVA_2_PJM_ROR | TVA | PJM_ROR | Internal | Shoulder | B12 | 200 | 500 | 0 | 86.82 | 89.01 | 9 | 0
2035 | TVA_2_PJM_ROR | TVA | PJM_ROR | Internal | Shoulder | B13 | 600 | 500 | 0 | 81.64 | 85.3 | 9 | 0
2035 | TVA_2_PJM_ROR | TVA | PJM_ROR | Internal | Shoulder | B14 | 900 | 500 | 0 | 80.02 | 78.86 | 9 | 0
2035 | TVA_2_PJM_ROR | TVA | PJM_ROR | Internal | Shoulder | B15 | 1203 | 500 | 0 | 80.02 | 76.21 | 9 | 0
2035 | TVA_2_PJM_ROR | TVA | PJM_ROR | Internal | Summer | B1 | 10 | 500 | 0 | 141.63 | 140.77 | 9 | 0
2035 | TVA_2_PJM_ROR | TVA | PJM_ROR | Internal | Summer | B2 | 25 | 500 | 0 | 146.78 | 140.77 | 9 | 0
2035 | TVA_2_PJM_ROR | TVA | PJM_ROR | Internal | Summer | B3 | 75 | 500 | 0 | 146.78 | 140.77 | 9 | 0
2035 | TVA_2_PJM_ROR | TVA | PJM_ROR | Internal | Summer | B4 | 100 | 500 | 0 | 142.61 | 136.6 | 9 | 0
2035 | TVA_2_PJM_ROR | TVA | PJM_ROR | Internal | Summer | B5 | 200 | 500 | 500 | 107.37 | 120.26 | 9 | 3.89
2035 | TVA_2_PJM_ROR | TVA | PJM_ROR | Internal | Summer | B6 | 300 | 500 | 0 | 94.92 | 101.38 | 9 | 0
2035 | TVA_2_PJM_ROR | TVA | PJM_ROR | Internal | Summer | B7 | 400 | 500 | 0 | 90.94 | 90.51 | 9 | 0
2035 | TVA_2_PJM_ROR | TVA | PJM_ROR | Internal | Summer | B8 | 500 | 500 | 0 | 90.94 | 86.03 | 9 | 0
2035 | TVA_2_PJM_ROR | TVA | PJM_ROR | Internal | Summer | B9 | 800 | 500 | 0 | 83.64 | 77.63 | 9 | 0
2035 | TVA_2_PJM_ROR | TVA | PJM_ROR | Internal | Summer | B10 | 1262 | 500 | 0 | 78.75 | 74.58 | 9 | 0
2035 | TVA_2_PJM_ROR | TVA | PJM_ROR | Internal | Winter | B16 | 25 | 500 | 0 | 90.22 | 98.22 | 9 | 0
2035 | TVA_2_PJM_ROR | TVA | PJM_ROR | Internal | Winter | B17 | 100 | 500 | 0 | 87.7 | 95.02 | 9 | 0
2035 | TVA_2_PJM_ROR | TVA | PJM_ROR | Internal | Winter | B18 | 400 | 500 | 0 | 83.96 | 91.87 | 9 | 0
2035 | TVA_2_PJM_ROR | TVA | PJM_ROR | Internal | Winter | B19 | 700 | 500 | 0 | 83.96 | 81.32 | 9 | 0
2035 | TVA_2_PJM_ROR | TVA | PJM_ROR | Internal | Winter | B20 | 935 | 500 | 0 | 82.8 | 79.71 | 9 | 0
2035 | TVA_2_SOCO | TVA | SOCO | Internal | Shoulder | B11 | 25 | 500 | 0 | 92.43 | 96.63 | 9 | 0
2035 | TVA_2_SOCO | TVA | SOCO | Internal | Shoulder | B12 | 200 | 500 | 0 | 86.82 | 93.21 | 9 | 0
2035 | TVA_2_SOCO | TVA | SOCO | Internal | Shoulder | B13 | 600 | 500 | 0 | 81.64 | 90.34 | 9 | 0
2035 | TVA_2_SOCO | TVA | SOCO | Internal | Shoulder | B14 | 900 | 500 | 0 | 80.02 | 89.01 | 9 | 0
2035 | TVA_2_SOCO | TVA | SOCO | Internal | Shoulder | B15 | 1203 | 500 | 0 | 80.02 | 80.68 | 9 | 0
2035 | TVA_2_SOCO | TVA | SOCO | Internal | Summer | B1 | 10 | 500 | 0 | 141.63 | 150.62 | 9 | 0
2035 | TVA_2_SOCO | TVA | SOCO | Internal | Summer | B2 | 25 | 500 | 0 | 146.78 | 150.62 | 9 | 0
2035 | TVA_2_SOCO | TVA | SOCO | Internal | Summer | B3 | 75 | 500 | 0 | 146.78 | 146.88 | 9 | 0
2035 | TVA_2_SOCO | TVA | SOCO | Internal | Summer | B4 | 100 | 500 | 0 | 142.61 | 142.61 | 9 | 0
2035 | TVA_2_SOCO | TVA | SOCO | Internal | Summer | B5 | 200 | 500 | 0 | 107.37 | 116.26 | 9 | 0
2035 | TVA_2_SOCO | TVA | SOCO | Internal | Summer | B6 | 300 | 500 | 0 | 94.92 | 97.38 | 9 | 0
2035 | TVA_2_SOCO | TVA | SOCO | Internal | Summer | B7 | 400 | 500 | 0 | 90.94 | 95 | 9 | 0
2035 | TVA_2_SOCO | TVA | SOCO | Internal | Summer | B8 | 500 | 500 | 0 | 90.94 | 91.64 | 9 | 0
2035 | TVA_2_SOCO | TVA | SOCO | Internal | Summer | B9 | 800 | 500 | 0 | 83.64 | 91.64 | 9 | 0
2035 | TVA_2_SOCO | TVA | SOCO | Internal | Summer | B10 | 1262 | 500 | 0 | 78.75 | 80.59 | 9 | 0
2035 | TVA_2_SOCO | TVA | SOCO | Internal | Winter | B16 | 25 | 500 | 0 | 90.22 | 99.21 | 9 | 0
2035 | TVA_2_SOCO | TVA | SOCO | Internal | Winter | B17 | 100 | 500 | 0 | 87.7 | 96.69 | 9 | 0
2035 | TVA_2_SOCO | TVA | SOCO | Internal | Winter | B18 | 400 | 500 | 151.36 | 83.96 | 92.96 | 9 | 0
2035 | TVA_2_SOCO | TVA | SOCO | Internal | Winter | B19 | 700 | 500 | 94.79 | 83.96 | 92.96 | 9 | 0
2035 | TVA_2_SOCO | TVA | SOCO | Internal | Winter | B20 | 935 | 500 | 0 | 82.8 | 83.64 | 9 | 0
2035 | TVA_2_VACAR | TVA | VACAR | Internal | Shoulder | B11 | 25 | 150 | 0 | 92.43 | 98.99 | 9 | 0
2035 | TVA_2_VACAR | TVA | VACAR | Internal | Shoulder | B12 | 200 | 150 | 0 | 86.82 | 95.01 | 9 | 0
2035 | TVA_2_VACAR | TVA | VACAR | Internal | Shoulder | B13 | 600 | 150 | 0 | 81.64 | 83.58 | 9 | 0
2035 | TVA_2_VACAR | TVA | VACAR | Internal | Shoulder | B14 | 900 | 150 | 0 | 80.02 | 82.49 | 9 | 0
2035 | TVA_2_VACAR | TVA | VACAR | Internal | Shoulder | B15 | 1203 | 150 | 0 | 80.02 | 82.49 | 9 | 0
2035 | TVA_2_VACAR | TVA | VACAR | Internal | Summer | B1 | 10 | 150 | 0 | 141.63 | 150.48 | 9 | 0
2035 | TVA_2_VACAR | TVA | VACAR | Internal | Summer | B2 | 25 | 150 | 0 | 146.78 | 150.48 | 9 | 0
2035 | TVA_2_VACAR | TVA | VACAR | Internal | Summer | B3 | 75 | 150 | 0 | 146.78 | 150.48 | 9 | 0
2035 | TVA_2_VACAR | TVA | VACAR | Internal | Summer | B4 | 100 | 150 | 0 | 142.61 | 147.17 | 9 | 0
2035 | TVA_2_VACAR | TVA | VACAR | Internal | Summer | B5 | 200 | 150 | 150 | 107.37 | 126.26 | 9 | 9.89
2035 | TVA_2_VACAR | TVA | VACAR | Internal | Summer | B6 | 300 | 150 | 150 | 94.92 | 107.38 | 9 | 3.46
2035 | TVA_2_VACAR | TVA | VACAR | Internal | Summer | B7 | 400 | 150 | 0 | 90.94 | 96.51 | 9 | 0
2035 | TVA_2_VACAR | TVA | VACAR | Internal | Summer | B8 | 500 | 150 | 0 | 90.94 | 92.03 | 9 | 0
2035 | TVA_2_VACAR | TVA | VACAR | Internal | Summer | B9 | 800 | 150 | 0 | 83.64 | 80.37 | 9 | 0
2035 | TVA_2_VACAR | TVA | VACAR | Internal | Summer | B10 | 1262 | 150 | 0 | 78.75 | 80.37 | 9 | 0
2035 | TVA_2_VACAR | TVA | VACAR | Internal | Winter | B16 | 25 | 150 | 150 | 90.22 | 118.81 | 9 | 19.58
2035 | TVA_2_VACAR | TVA | VACAR | Internal | Winter | B17 | 100 | 150 | 150 | 87.7 | 101.02 | 9 | 4.32
2035 | TVA_2_VACAR | TVA | VACAR | Internal | Winter | B18 | 400 | 150 | 0 | 83.96 | 88.52 | 9 | 0
2035 | TVA_2_VACAR | TVA | VACAR | Internal | Winter | B19 | 700 | 150 | 0 | 83.96 | 87.32 | 9 | 0
2035 | TVA_2_VACAR | TVA | VACAR | Internal | Winter | B20 | 935 | 150 | 0 | 82.8 | 87.32 | 9 | 0
2035 | TVA_Transmission_2_SOCO | TVA_Transmission | SOCO | Internal | Shoulder | B11 | 25 | 3200 | 0 | 92.42 | 96.63 | 9 | 0
2035 | TVA_Transmission_2_SOCO | TVA_Transmission | SOCO | Internal | Shoulder | B12 | 200 | 3200 | 0 | 86.81 | 93.21 | 9 | 0
2035 | TVA_Transmission_2_SOCO | TVA_Transmission | SOCO | Internal | Shoulder | B13 | 600 | 3200 | 0 | 83.12 | 90.34 | 9 | 0
2035 | TVA_Transmission_2_SOCO | TVA_Transmission | SOCO | Internal | Shoulder | B14 | 900 | 3200 | 1048.12 | 80.01 | 89.01 | 9 | 0
2035 | TVA_Transmission_2_SOCO | TVA_Transmission | SOCO | Internal | Shoulder | B15 | 1203 | 3200 | 0 | 80.01 | 80.68 | 9 | 0
2035 | TVA_Transmission_2_SOCO | TVA_Transmission | SOCO | Internal | Summer | B1 | 10 | 3200 | 905.34 | 141.62 | 150.62 | 9 | 0
2035 | TVA_Transmission_2_SOCO | TVA_Transmission | SOCO | Internal | Summer | B2 | 25 | 3200 | 0 | 146.77 | 150.62 | 9 | 0
2035 | TVA_Transmission_2_SOCO | TVA_Transmission | SOCO | Internal | Summer | B3 | 75 | 3200 | 0 | 146.77 | 146.88 | 9 | 0
2035 | TVA_Transmission_2_SOCO | TVA_Transmission | SOCO | Internal | Summer | B4 | 100 | 3200 | 0 | 142.6 | 142.61 | 9 | 0
2035 | TVA_Transmission_2_SOCO | TVA_Transmission | SOCO | Internal | Summer | B5 | 200 | 3200 | 0 | 117.78 | 116.26 | 9 | 0
2035 | TVA_Transmission_2_SOCO | TVA_Transmission | SOCO | Internal | Summer | B6 | 300 | 3200 | 0 | 99.79 | 97.38 | 9 | 0
2035 | TVA_Transmission_2_SOCO | TVA_Transmission | SOCO | Internal | Summer | B7 | 400 | 3200 | 0 | 93.16 | 95 | 9 | 0
2035 | TVA_Transmission_2_SOCO | TVA_Transmission | SOCO | Internal | Summer | B8 | 500 | 3200 | 0 | 90.92 | 91.64 | 9 | 0
2035 | TVA_Transmission_2_SOCO | TVA_Transmission | SOCO | Internal | Summer | B9 | 800 | 3200 | 0 | 83.63 | 91.64 | 9 | 0
2035 | TVA_Transmission_2_SOCO | TVA_Transmission | SOCO | Internal | Summer | B10 | 1262 | 3200 | 0 | 79.22 | 80.59 | 9 | 0
2035 | TVA_Transmission_2_SOCO | TVA_Transmission | SOCO | Internal | Winter | B16 | 25 | 3200 | 246.93 | 90.21 | 99.21 | 9 | 0
2035 | TVA_Transmission_2_SOCO | TVA_Transmission | SOCO | Internal | Winter | B17 | 100 | 3200 | 2441.91 | 87.69 | 96.69 | 9 | 0
2035 | TVA_Transmission_2_SOCO | TVA_Transmission | SOCO | Internal | Winter | B18 | 400 | 3200 | 0 | 86.08 | 92.96 | 9 | 0
2035 | TVA_Transmission_2_SOCO | TVA_Transmission | SOCO | Internal | Winter | B19 | 700 | 3200 | 0 | 85.28 | 92.96 | 9 | 0
2035 | TVA_Transmission_2_SOCO | TVA_Transmission | SOCO | Internal | Winter | B20 | 935 | 3200 | 0 | 82.79 | 83.64 | 9 | 0
2035 | TVA_Transmission_2_TVA | TVA_Transmission | TVA | Internal | Shoulder | B11 | 25 | 99999 | 2400 | 92.42 | 92.43 | 0.01 | 0
2035 | TVA_Transmission_2_TVA | TVA_Transmission | TVA | Internal | Shoulder | B12 | 200 | 99999 | 1510.73 | 86.81 | 86.82 | 0.01 | 0
2035 | TVA_Transmission_2_TVA | TVA_Transmission | TVA | Internal | Shoulder | B13 | 600 | 99999 | 0 | 83.12 | 81.64 | 0.01 | 0
2035 | TVA_Transmission_2_TVA | TVA_Transmission | TVA | Internal | Shoulder | B14 | 900 | 99999 | 2046.73 | 80.01 | 80.02 | 0.01 | 0
2035 | TVA_Transmission_2_TVA | TVA_Transmission | TVA | Internal | Shoulder | B15 | 1203 | 99999 | 6100 | 80.01 | 80.02 | 0.01 | 0
2035 | TVA_Transmission_2_TVA | TVA_Transmission | TVA | Internal | Summer | B1 | 10 | 99999 | 3930.12 | 141.62 | 141.63 | 0.01 | 0
2035 | TVA_Transmission_2_TVA | TVA_Transmission | TVA | Internal | Summer | B2 | 25 | 99999 | 3138.29 | 146.77 | 146.78 | 0.01 | 0
2035 | TVA_Transmission_2_TVA | TVA_Transmission | TVA | Internal | Summer | B3 | 75 | 99999 | 1584.54 | 146.77 | 146.78 | 0.01 | 0
2035 | TVA_Transmission_2_TVA | TVA_Transmission | TVA | Internal | Summer | B4 | 100 | 99999 | 866.61 | 142.6 | 142.61 | 0.01 | 0
2035 | TVA_Transmission_2_TVA | TVA_Transmission | TVA | Internal | Summer | B5 | 200 | 99999 | 0 | 117.78 | 107.37 | 0.01 | 0
2035 | TVA_Transmission_2_TVA | TVA_Transmission | TVA | Internal | Summer | B6 | 300 | 99999 | 0 | 99.79 | 94.92 | 0.01 | 0
2035 | TVA_Transmission_2_TVA | TVA_Transmission | TVA | Internal | Summer | B7 | 400 | 99999 | 0 | 93.16 | 90.94 | 0.01 | 0
2035 | TVA_Transmission_2_TVA | TVA_Transmission | TVA | Internal | Summer | B8 | 500 | 99999 | 539.82 | 90.92 | 90.94 | 0.01 | 0
2035 | TVA_Transmission_2_TVA | TVA_Transmission | TVA | Internal | Summer | B9 | 800 | 99999 | 479.09 | 83.63 | 83.64 | 0.01 | 0
2035 | TVA_Transmission_2_TVA | TVA_Transmission | TVA | Internal | Summer | B10 | 1262 | 99999 | 0 | 79.22 | 78.75 | 0.01 | 0
2035 | TVA_Transmission_2_TVA | TVA_Transmission | TVA | Internal | Winter | B16 | 25 | 99999 | 4953.07 | 90.21 | 90.22 | 0.01 | 0
2035 | TVA_Transmission_2_TVA | TVA_Transmission | TVA | Internal | Winter | B17 | 100 | 99999 | 2071.99 | 87.69 | 87.7 | 0.01 | 0
2035 | TVA_Transmission_2_TVA | TVA_Transmission | TVA | Internal | Winter | B18 | 400 | 99999 | 0 | 86.08 | 83.96 | 0.01 | 0
2035 | TVA_Transmission_2_TVA | TVA_Transmission | TVA | Internal | Winter | B19 | 700 | 99999 | 0 | 85.28 | 83.96 | 0.01 | 0
2035 | TVA_Transmission_2_TVA | TVA_Transmission | TVA | Internal | Winter | B20 | 935 | 99999 | 6100 | 82.79 | 82.8 | 0.01 | 0
2035 | TVA_Transmission_2_VACAR | TVA_Transmission | VACAR | Internal | Shoulder | B11 | 25 | 900 | 0 | 92.42 | 98.99 | 9 | 0
2035 | TVA_Transmission_2_VACAR | TVA_Transmission | VACAR | Internal | Shoulder | B12 | 200 | 900 | 0 | 86.81 | 95.01 | 9 | 0
2035 | TVA_Transmission_2_VACAR | TVA_Transmission | VACAR | Internal | Shoulder | B13 | 600 | 900 | 0 | 83.12 | 83.58 | 9 | 0
2035 | TVA_Transmission_2_VACAR | TVA_Transmission | VACAR | Internal | Shoulder | B14 | 900 | 900 | 0 | 80.01 | 82.49 | 9 | 0
2035 | TVA_Transmission_2_VACAR | TVA_Transmission | VACAR | Internal | Shoulder | B15 | 1203 | 900 | 0 | 80.01 | 82.49 | 9 | 0
2035 | TVA_Transmission_2_VACAR | TVA_Transmission | VACAR | Internal | Summer | B1 | 10 | 900 | 0 | 141.62 | 150.48 | 9 | 0
2035 | TVA_Transmission_2_VACAR | TVA_Transmission | VACAR | Internal | Summer | B2 | 25 | 900 | 0 | 146.77 | 150.48 | 9 | 0
2035 | TVA_Transmission_2_VACAR | TVA_Transmission | VACAR | Internal | Summer | B3 | 75 | 900 | 0 | 146.77 | 150.48 | 9 | 0
2035 | TVA_Transmission_2_VACAR | TVA_Transmission | VACAR | Internal | Summer | B4 | 100 | 900 | 0 | 142.6 | 147.17 | 9 | 0
2035 | TVA_Transmission_2_VACAR | TVA_Transmission | VACAR | Internal | Summer | B5 | 200 | 900 | 0 | 117.78 | 126.26 | 9 | 0
2035 | TVA_Transmission_2_VACAR | TVA_Transmission | VACAR | Internal | Summer | B6 | 300 | 900 | 0 | 99.79 | 107.38 | 9 | 0
2035 | TVA_Transmission_2_VACAR | TVA_Transmission | VACAR | Internal | Summer | B7 | 400 | 900 | 0 | 93.16 | 96.51 | 9 | 0
2035 | TVA_Transmission_2_VACAR | TVA_Transmission | VACAR | Internal | Summer | B8 | 500 | 900 | 0 | 90.92 | 92.03 | 9 | 0
2035 | TVA_Transmission_2_VACAR | TVA_Transmission | VACAR | Internal | Summer | B9 | 800 | 900 | 0 | 83.63 | 80.37 | 9 | 0
2035 | TVA_Transmission_2_VACAR | TVA_Transmission | VACAR | Internal | Summer | B10 | 1262 | 900 | 0 | 79.22 | 80.37 | 9 | 0
2035 | TVA_Transmission_2_VACAR | TVA_Transmission | VACAR | Internal | Winter | B16 | 25 | 900 | 900 | 90.21 | 118.81 | 9 | 19.6
2035 | TVA_Transmission_2_VACAR | TVA_Transmission | VACAR | Internal | Winter | B17 | 100 | 900 | 900 | 87.69 | 101.02 | 9 | 4.33
2035 | TVA_Transmission_2_VACAR | TVA_Transmission | VACAR | Internal | Winter | B18 | 400 | 900 | 0 | 86.08 | 88.52 | 9 | 0
2035 | TVA_Transmission_2_VACAR | TVA_Transmission | VACAR | Internal | Winter | B19 | 700 | 900 | 0 | 85.28 | 87.32 | 9 | 0
2035 | TVA_Transmission_2_VACAR | TVA_Transmission | VACAR | Internal | Winter | B20 | 935 | 900 | 0 | 82.79 | 87.32 | 9 | 0
2035 | VACAR_2_PJM_ROR | VACAR | PJM_ROR | Internal | Shoulder | B11 | 25 | 2000 | 0 | 98.99 | 92.99 | 7 | 0
2035 | VACAR_2_PJM_ROR | VACAR | PJM_ROR | Internal | Shoulder | B12 | 200 | 2000 | 0 | 95.01 | 89.01 | 7 | 0
2035 | VACAR_2_PJM_ROR | VACAR | PJM_ROR | Internal | Shoulder | B13 | 600 | 2000 | 0 | 83.58 | 85.3 | 7 | 0
2035 | VACAR_2_PJM_ROR | VACAR | PJM_ROR | Internal | Shoulder | B14 | 900 | 2000 | 0 | 82.49 | 78.86 | 7 | 0
2035 | VACAR_2_PJM_ROR | VACAR | PJM_ROR | Internal | Shoulder | B15 | 1203 | 2000 | 0 | 82.49 | 76.21 | 7 | 0
2035 | VACAR_2_PJM_ROR | VACAR | PJM_ROR | Internal | Summer | B1 | 10 | 2000 | 0 | 150.48 | 140.77 | 7 | 0
2035 | VACAR_2_PJM_ROR | VACAR | PJM_ROR | Internal | Summer | B2 | 25 | 2000 | 0 | 150.48 | 140.77 | 7 | 0
2035 | VACAR_2_PJM_ROR | VACAR | PJM_ROR | Internal | Summer | B3 | 75 | 2000 | 0 | 150.48 | 140.77 | 7 | 0
2035 | VACAR_2_PJM_ROR | VACAR | PJM_ROR | Internal | Summer | B4 | 100 | 2000 | 0 | 147.17 | 136.6 | 7 | 0
2035 | VACAR_2_PJM_ROR | VACAR | PJM_ROR | Internal | Summer | B5 | 200 | 2000 | 0 | 126.26 | 120.26 | 7 | 0
2035 | VACAR_2_PJM_ROR | VACAR | PJM_ROR | Internal | Summer | B6 | 300 | 2000 | 0 | 107.38 | 101.38 | 7 | 0
2035 | VACAR_2_PJM_ROR | VACAR | PJM_ROR | Internal | Summer | B7 | 400 | 2000 | 0 | 96.51 | 90.51 | 7 | 0
2035 | VACAR_2_PJM_ROR | VACAR | PJM_ROR | Internal | Summer | B8 | 500 | 2000 | 0 | 92.03 | 86.03 | 7 | 0
2035 | VACAR_2_PJM_ROR | VACAR | PJM_ROR | Internal | Summer | B9 | 800 | 2000 | 0 | 80.37 | 77.63 | 7 | 0
2035 | VACAR_2_PJM_ROR | VACAR | PJM_ROR | Internal | Summer | B10 | 1262 | 2000 | 0 | 80.37 | 74.58 | 7 | 0
2035 | VACAR_2_PJM_ROR | VACAR | PJM_ROR | Internal | Winter | B16 | 25 | 2000 | 0 | 118.81 | 98.22 | 7 | 0
2035 | VACAR_2_PJM_ROR | VACAR | PJM_ROR | Internal | Winter | B17 | 100 | 2000 | 0 | 101.02 | 95.02 | 7 | 0
2035 | VACAR_2_PJM_ROR | VACAR | PJM_ROR | Internal | Winter | B18 | 400 | 2000 | 0 | 88.52 | 91.87 | 7 | 0
2035 | VACAR_2_PJM_ROR | VACAR | PJM_ROR | Internal | Winter | B19 | 700 | 2000 | 0 | 87.32 | 81.32 | 7 | 0
2035 | VACAR_2_PJM_ROR | VACAR | PJM_ROR | Internal | Winter | B20 | 935 | 2000 | 0 | 87.32 | 79.71 | 7 | 0
2035 | VACAR_2_SOCO | VACAR | SOCO | Internal | Shoulder | B11 | 25 | 3000 | 0 | 98.99 | 96.63 | 7 | 0
2035 | VACAR_2_SOCO | VACAR | SOCO | Internal | Shoulder | B12 | 200 | 3000 | 0 | 95.01 | 93.21 | 7 | 0
2035 | VACAR_2_SOCO | VACAR | SOCO | Internal | Shoulder | B13 | 600 | 3000 | 0 | 83.58 | 90.34 | 7 | 0
2035 | VACAR_2_SOCO | VACAR | SOCO | Internal | Shoulder | B14 | 900 | 3000 | 0 | 82.49 | 89.01 | 7 | 0
2035 | VACAR_2_SOCO | VACAR | SOCO | Internal | Shoulder | B15 | 1203 | 3000 | 0 | 82.49 | 80.68 | 7 | 0
2035 | VACAR_2_SOCO | VACAR | SOCO | Internal | Summer | B1 | 10 | 3000 | 0 | 150.48 | 150.62 | 7 | 0
2035 | VACAR_2_SOCO | VACAR | SOCO | Internal | Summer | B2 | 25 | 3000 | 0 | 150.48 | 150.62 | 7 | 0
2035 | VACAR_2_SOCO | VACAR | SOCO | Internal | Summer | B3 | 75 | 3000 | 0 | 150.48 | 146.88 | 7 | 0
2035 | VACAR_2_SOCO | VACAR | SOCO | Internal | Summer | B4 | 100 | 3000 | 0 | 147.17 | 142.61 | 7 | 0
2035 | VACAR_2_SOCO | VACAR | SOCO | Internal | Summer | B5 | 200 | 3000 | 0 | 126.26 | 116.26 | 7 | 0
2035 | VACAR_2_SOCO | VACAR | SOCO | Internal | Summer | B6 | 300 | 3000 | 0 | 107.38 | 97.38 | 7 | 0
2035 | VACAR_2_SOCO | VACAR | SOCO | Internal | Summer | B7 | 400 | 3000 | 0 | 96.51 | 95 | 7 | 0
2035 | VACAR_2_SOCO | VACAR | SOCO | Internal | Summer | B8 | 500 | 3000 | 0 | 92.03 | 91.64 | 7 | 0
2035 | VACAR_2_SOCO | VACAR | SOCO | Internal | Summer | B9 | 800 | 3000 | 3000 | 80.37 | 91.64 | 7 | 4.27
2035 | VACAR_2_SOCO | VACAR | SOCO | Internal | Summer | B10 | 1262 | 3000 | 0 | 80.37 | 80.59 | 7 | 0
2035 | VACAR_2_SOCO | VACAR | SOCO | Internal | Winter | B16 | 25 | 3000 | 0 | 118.81 | 99.21 | 7 | 0
2035 | VACAR_2_SOCO | VACAR | SOCO | Internal | Winter | B17 | 100 | 3000 | 0 | 101.02 | 96.69 | 7 | 0
2035 | VACAR_2_SOCO | VACAR | SOCO | Internal | Winter | B18 | 400 | 3000 | 0 | 88.52 | 92.96 | 7 | 0
2035 | VACAR_2_SOCO | VACAR | SOCO | Internal | Winter | B19 | 700 | 3000 | 0 | 87.32 | 92.96 | 7 | 0
2035 | VACAR_2_SOCO | VACAR | SOCO | Internal | Winter | B20 | 935 | 3000 | 0 | 87.32 | 83.64 | 7 | 0
2040 | ENT_2_MISO_MO-IL | ENT | MISO_MO-IL | Internal | Shoulder | B11 | 25 | 2260 | 0 | 95 | 90.69 | 8 | 0
2040 | ENT_2_MISO_MO-IL | ENT | MISO_MO-IL | Internal | Shoulder | B12 | 200 | 2260 | 0 | 82.2 | 82.2 | 8 | 0
2040 | ENT_2_MISO_MO-IL | ENT | MISO_MO-IL | Internal | Shoulder | B13 | 600 | 2260 | 0 | 79.58 | 79.58 | 8 | 0
2040 | ENT_2_MISO_MO-IL | ENT | MISO_MO-IL | Internal | Shoulder | B14 | 900 | 2260 | 0 | 75.37 | 75.37 | 8 | 0
2040 | ENT_2_MISO_MO-IL | ENT | MISO_MO-IL | Internal | Shoulder | B15 | 1203 | 2260 | 1114.48 | 58.23 | 66.23 | 8 | 0
2040 | ENT_2_MISO_MO-IL | ENT | MISO_MO-IL | Internal | Summer | B1 | 10 | 2260 | 2260 | 97.02 | 137.47 | 8 | 32.44
2040 | ENT_2_MISO_MO-IL | ENT | MISO_MO-IL | Internal | Summer | B2 | 25 | 2260 | 0 | 144.45 | 144.45 | 8 | 0
2040 | ENT_2_MISO_MO-IL | ENT | MISO_MO-IL | Internal | Summer | B3 | 75 | 2260 | 0 | 144.45 | 144.45 | 8 | 0
2040 | ENT_2_MISO_MO-IL | ENT | MISO_MO-IL | Internal | Summer | B4 | 100 | 2260 | 0 | 140.25 | 140.25 | 8 | 0
2040 | ENT_2_MISO_MO-IL | ENT | MISO_MO-IL | Internal | Summer | B5 | 200 | 2260 | 0 | 117.41 | 117.41 | 8 | 0
2040 | ENT_2_MISO_MO-IL | ENT | MISO_MO-IL | Internal | Summer | B6 | 300 | 2260 | 0 | 102.34 | 102.34 | 8 | 0
2040 | ENT_2_MISO_MO-IL | ENT | MISO_MO-IL | Internal | Summer | B7 | 400 | 2260 | 0 | 96.3 | 90.47 | 8 | 0
2040 | ENT_2_MISO_MO-IL | ENT | MISO_MO-IL | Internal | Summer | B8 | 500 | 2260 | 0 | 93.05 | 87.14 | 8 | 0
2040 | ENT_2_MISO_MO-IL | ENT | MISO_MO-IL | Internal | Summer | B9 | 800 | 2260 | 0 | 81.53 | 78.35 | 8 | 0
2040 | ENT_2_MISO_MO-IL | ENT | MISO_MO-IL | Internal | Summer | B10 | 1262 | 2260 | 0 | 75.64 | 75.64 | 8 | 0
2040 | ENT_2_MISO_MO-IL | ENT | MISO_MO-IL | Internal | Winter | B16 | 25 | 2260 | 0 | 85.75 | 82.87 | 8 | 0
2040 | ENT_2_MISO_MO-IL | ENT | MISO_MO-IL | Internal | Winter | B17 | 100 | 2260 | 0 | 85.75 | 82.87 | 8 | 0
2040 | ENT_2_MISO_MO-IL | ENT | MISO_MO-IL | Internal | Winter | B18 | 400 | 2260 | 0 | 82.87 | 82.87 | 8 | 0
2040 | ENT_2_MISO_MO-IL | ENT | MISO_MO-IL | Internal | Winter | B19 | 700 | 2260 | 0 | 82.85 | 82.87 | 8 | 0
2040 | ENT_2_MISO_MO-IL | ENT | MISO_MO-IL | Internal | Winter | B20 | 935 | 2260 | 652.08 | 52.37 | 60.37 | 8 | 0
2040 | ENT_2_SOCO | ENT | SOCO | Internal | Shoulder | B11 | 25 | 3900 | 0 | 95 | 97.46 | 8 | 0
2040 | ENT_2_SOCO | ENT | SOCO | Internal | Shoulder | B12 | 200 | 3900 | 3900 | 82.2 | 92.44 | 8 | 2.24
2040 | ENT_2_SOCO | ENT | SOCO | Internal | Shoulder | B13 | 600 | 3900 | 1224.69 | 79.58 | 87.58 | 8 | 0
2040 | ENT_2_SOCO | ENT | SOCO | Internal | Shoulder | B14 | 900 | 3900 | 3900 | 75.37 | 84.3 | 8 | 0.93
2040 | ENT_2_SOCO | ENT | SOCO | Internal | Shoulder | B15 | 1203 | 3900 | 3900 | 58.23 | 84.3 | 8 | 18.06
2040 | ENT_2_SOCO | ENT | SOCO | Internal | Summer | B1 | 10 | 3900 | 3900 | 97.02 | 154.47 | 8 | 49.44
2040 | ENT_2_SOCO | ENT | SOCO | Internal | Summer | B2 | 25 | 3900 | 3900 | 144.45 | 152.9 | 8 | 0.45
2040 | ENT_2_SOCO | ENT | SOCO | Internal | Summer | B3 | 75 | 3900 | 2555.87 | 144.45 | 152.45 | 8 | 0
2040 | ENT_2_SOCO | ENT | SOCO | Internal | Summer | B4 | 100 | 3900 | 524.55 | 140.25 | 148.25 | 8 | 0
2040 | ENT_2_SOCO | ENT | SOCO | Internal | Summer | B5 | 200 | 3900 | 0 | 117.41 | 109.2 | 8 | 0
2040 | ENT_2_SOCO | ENT | SOCO | Internal | Summer | B6 | 300 | 3900 | 0 | 102.34 | 95.83 | 8 | 0
2040 | ENT_2_SOCO | ENT | SOCO | Internal | Summer | B7 | 400 | 3900 | 0 | 96.3 | 95.83 | 8 | 0
2040 | ENT_2_SOCO | ENT | SOCO | Internal | Summer | B8 | 500 | 3900 | 0 | 93.05 | 95.83 | 8 | 0
2040 | ENT_2_SOCO | ENT | SOCO | Internal | Summer | B9 | 800 | 3900 | 106.91 | 81.53 | 89.53 | 8 | 0
2040 | ENT_2_SOCO | ENT | SOCO | Internal | Summer | B10 | 1262 | 3900 | 0 | 75.64 | 82.91 | 8 | 0
2040 | ENT_2_SOCO | ENT | SOCO | Internal | Winter | B16 | 25 | 3900 | 3900 | 85.75 | 101.28 | 8 | 7.53
2040 | ENT_2_SOCO | ENT | SOCO | Internal | Winter | B17 | 100 | 3900 | 3900 | 85.75 | 95.61 | 8 | 1.86
2040 | ENT_2_SOCO | ENT | SOCO | Internal | Winter | B18 | 400 | 3900 | 0 | 82.87 | 88.47 | 8 | 0
2040 | ENT_2_SOCO | ENT | SOCO | Internal | Winter | B19 | 700 | 3900 | 0 | 82.85 | 88.47 | 8 | 0
2040 | ENT_2_SOCO | ENT | SOCO | Internal | Winter | B20 | 935 | 3900 | 3900 | 52.37 | 87.55 | 8 | 27.18
2040 | ENT_2_SPP_S | ENT | SPP_S | Internal | Shoulder | B11 | 25 | 3292 | 0 | 95 | 94.79 | 8 | 0
2040 | ENT_2_SPP_S | ENT | SPP_S | Internal | Shoulder | B12 | 200 | 3292 | 0 | 82.2 | 77.22 | 8 | 0
2040 | ENT_2_SPP_S | ENT | SPP_S | Internal | Shoulder | B13 | 600 | 3292 | 0 | 79.58 | 74.59 | 8 | 0
2040 | ENT_2_SPP_S | ENT | SPP_S | Internal | Shoulder | B14 | 900 | 3292 | 0 | 75.37 | 9.02 | 8 | 0
2040 | ENT_2_SPP_S | ENT | SPP_S | Internal | Shoulder | B15 | 1203 | 3292 | 0 | 58.23 | 0.01 | 8 | 0
2040 | ENT_2_SPP_S | ENT | SPP_S | Internal | Summer | B1 | 10 | 3292 | 0 | 97.02 | 92.03 | 8 | 0
2040 | ENT_2_SPP_S | ENT | SPP_S | Internal | Summer | B2 | 25 | 3292 | 0 | 144.45 | 135.25 | 8 | 0
2040 | ENT_2_SPP_S | ENT | SPP_S | Internal | Summer | B3 | 75 | 3292 | 0 | 144.45 | 139.44 | 8 | 0
2040 | ENT_2_SPP_S | ENT | SPP_S | Internal | Summer | B4 | 100 | 3292 | 0 | 140.25 | 135.25 | 8 | 0
2040 | ENT_2_SPP_S | ENT | SPP_S | Internal | Summer | B5 | 200 | 3292 | 0 | 117.41 | 112.41 | 8 | 0
2040 | ENT_2_SPP_S | ENT | SPP_S | Internal | Summer | B6 | 300 | 3292 | 0 | 102.34 | 97.35 | 8 | 0
2040 | ENT_2_SPP_S | ENT | SPP_S | Internal | Summer | B7 | 400 | 3292 | 0 | 96.3 | 92.99 | 8 | 0
2040 | ENT_2_SPP_S | ENT | SPP_S | Internal | Summer | B8 | 500 | 3292 | 0 | 93.05 | 92.78 | 8 | 0
2040 | ENT_2_SPP_S | ENT | SPP_S | Internal | Summer | B9 | 800 | 3292 | 0.27 | 81.53 | 89.53 | 8 | 0
2040 | ENT_2_SPP_S | ENT | SPP_S | Internal | Summer | B10 | 1262 | 3292 | 0 | 75.64 | 70.65 | 8 | 0
2040 | ENT_2_SPP_S | ENT | SPP_S | Internal | Winter | B16 | 25 | 3292 | 0 | 85.75 | 77.88 | 8 | 0
2040 | ENT_2_SPP_S | ENT | SPP_S | Internal | Winter | B17 | 100 | 3292 | 0 | 85.75 | 77.88 | 8 | 0
2040 | ENT_2_SPP_S | ENT | SPP_S | Internal | Winter | B18 | 400 | 3292 | 0 | 82.87 | 77.88 | 8 | 0
2040 | ENT_2_SPP_S | ENT | SPP_S | Internal | Winter | B19 | 700 | 3292 | 0 | 82.85 | 77.87 | 8 | 0
2040 | ENT_2_SPP_S | ENT | SPP_S | Internal | Winter | B20 | 935 | 3292 | 0 | 52.37 | 11.53 | 8 | 0
2040 | ENT_2_TVA_Transmission | ENT | TVA_Transmission | Internal | Shoulder | B11 | 25 | 2100 | 0 | 95 | 96.37 | 8 | 0
2040 | ENT_2_TVA_Transmission | ENT | TVA_Transmission | Internal | Shoulder | B12 | 200 | 2100 | 142.17 | 82.2 | 90.2 | 8 | 0
2040 | ENT_2_TVA_Transmission | ENT | TVA_Transmission | Internal | Shoulder | B13 | 600 | 2100 | 101.25 | 79.58 | 87.58 | 8 | 0
2040 | ENT_2_TVA_Transmission | ENT | TVA_Transmission | Internal | Shoulder | B14 | 900 | 2100 | 1520.61 | 75.37 | 83.37 | 8 | 0
2040 | ENT_2_TVA_Transmission | ENT | TVA_Transmission | Internal | Shoulder | B15 | 1203 | 2100 | 2100 | 58.23 | 83.37 | 8 | 17.14
2040 | ENT_2_TVA_Transmission | ENT | TVA_Transmission | Internal | Summer | B1 | 10 | 2100 | 2100 | 97.02 | 145.47 | 8 | 40.44
2040 | ENT_2_TVA_Transmission | ENT | TVA_Transmission | Internal | Summer | B2 | 25 | 2100 | 1709.66 | 144.45 | 152.45 | 8 | 0
2040 | ENT_2_TVA_Transmission | ENT | TVA_Transmission | Internal | Summer | B3 | 75 | 2100 | 97.41 | 144.45 | 152.45 | 8 | 0
2040 | ENT_2_TVA_Transmission | ENT | TVA_Transmission | Internal | Summer | B4 | 100 | 2100 | 359.06 | 140.25 | 148.25 | 8 | 0
2040 | ENT_2_TVA_Transmission | ENT | TVA_Transmission | Internal | Summer | B5 | 200 | 2100 | 0 | 117.41 | 117.53 | 8 | 0
2040 | ENT_2_TVA_Transmission | ENT | TVA_Transmission | Internal | Summer | B6 | 300 | 2100 | 0 | 102.34 | 103.51 | 8 | 0
2040 | ENT_2_TVA_Transmission | ENT | TVA_Transmission | Internal | Summer | B7 | 400 | 2100 | 0 | 96.3 | 96.21 | 8 | 0
2040 | ENT_2_TVA_Transmission | ENT | TVA_Transmission | Internal | Summer | B8 | 500 | 2100 | 0 | 93.05 | 94.81 | 8 | 0
2040 | ENT_2_TVA_Transmission | ENT | TVA_Transmission | Internal | Summer | B9 | 800 | 2100 | 0 | 81.53 | 86.34 | 8 | 0
2040 | ENT_2_TVA_Transmission | ENT | TVA_Transmission | Internal | Summer | B10 | 1262 | 2100 | 0 | 75.64 | 82.45 | 8 | 0
2040 | ENT_2_TVA_Transmission | ENT | TVA_Transmission | Internal | Winter | B16 | 25 | 2100 | 1840.17 | 85.75 | 93.75 | 8 | 0
2040 | ENT_2_TVA_Transmission | ENT | TVA_Transmission | Internal | Winter | B17 | 100 | 2100 | 0 | 85.75 | 90.87 | 8 | 0
2040 | ENT_2_TVA_Transmission | ENT | TVA_Transmission | Internal | Winter | B18 | 400 | 2100 | 0 | 82.87 | 89.43 | 8 | 0
2040 | ENT_2_TVA_Transmission | ENT | TVA_Transmission | Internal | Winter | B19 | 700 | 2100 | 0 | 82.85 | 89.32 | 8 | 0
2040 | ENT_2_TVA_Transmission | ENT | TVA_Transmission | Internal | Winter | B20 | 935 | 2100 | 2100 | 52.37 | 86.36 | 8 | 25.99
2040 | FRCC_2_SOCO | FRCC | SOCO | Internal | Shoulder | B11 | 25 | 900 | 0 | 102.44 | 97.46 | 8 | 0
2040 | FRCC_2_SOCO | FRCC | SOCO | Internal | Shoulder | B12 | 200 | 900 | 0 | 102.44 | 92.44 | 8 | 0
2040 | FRCC_2_SOCO | FRCC | SOCO | Internal | Shoulder | B13 | 600 | 900 | 0 | 97.58 | 87.58 | 8 | 0
2040 | FRCC_2_SOCO | FRCC | SOCO | Internal | Shoulder | B14 | 900 | 900 | 0 | 90.49 | 84.3 | 8 | 0
2040 | FRCC_2_SOCO | FRCC | SOCO | Internal | Shoulder | B15 | 1203 | 900 | 0 | 88.54 | 84.3 | 8 | 0
2040 | FRCC_2_SOCO | FRCC | SOCO | Internal | Summer | B1 | 10 | 900 | 0 | 162.9 | 154.47 | 8 | 0
2040 | FRCC_2_SOCO | FRCC | SOCO | Internal | Summer | B2 | 25 | 900 | 0 | 162.9 | 152.9 | 8 | 0
2040 | FRCC_2_SOCO | FRCC | SOCO | Internal | Summer | B3 | 75 | 900 | 0 | 162.45 | 152.45 | 8 | 0
2040 | FRCC_2_SOCO | FRCC | SOCO | Internal | Summer | B4 | 100 | 900 | 253.4 | 140.25 | 148.25 | 8 | 0
2040 | FRCC_2_SOCO | FRCC | SOCO | Internal | Summer | B5 | 200 | 900 | 757.76 | 101.2 | 109.2 | 8 | 0
2040 | FRCC_2_SOCO | FRCC | SOCO | Internal | Summer | B6 | 300 | 900 | 0 | 101.2 | 95.83 | 8 | 0
2040 | FRCC_2_SOCO | FRCC | SOCO | Internal | Summer | B7 | 400 | 900 | 0 | 101.2 | 95.83 | 8 | 0
2040 | FRCC_2_SOCO | FRCC | SOCO | Internal | Summer | B8 | 500 | 900 | 0 | 101.2 | 95.83 | 8 | 0
2040 | FRCC_2_SOCO | FRCC | SOCO | Internal | Summer | B9 | 800 | 900 | 0 | 87.48 | 89.53 | 8 | 0
2040 | FRCC_2_SOCO | FRCC | SOCO | Internal | Summer | B10 | 1262 | 900 | 0 | 87.48 | 82.91 | 8 | 0
2040 | FRCC_2_SOCO | FRCC | SOCO | Internal | Winter | B16 | 25 | 900 | 0 | 105.61 | 101.28 | 8 | 0
2040 | FRCC_2_SOCO | FRCC | SOCO | Internal | Winter | B17 | 100 | 900 | 0 | 105.61 | 95.61 | 8 | 0
2040 | FRCC_2_SOCO | FRCC | SOCO | Internal | Winter | B18 | 400 | 900 | 0 | 91.23 | 88.47 | 8 | 0
2040 | FRCC_2_SOCO | FRCC | SOCO | Internal | Winter | B19 | 700 | 900 | 0 | 91.23 | 88.47 | 8 | 0
2040 | FRCC_2_SOCO | FRCC | SOCO | Internal | Winter | B20 | 935 | 900 | 0 | 91.23 | 87.55 | 8 | 0
2040 | HQ_NEISO_2_NEISO | HQ_NEISO | NEISO | Internal | Shoulder | B11 | 25 | 99999 | 3112.4 | 82.29 | 82.3 | 0.01 | 0
2040 | HQ_NEISO_2_NEISO | HQ_NEISO | NEISO | Internal | Shoulder | B12 | 200 | 99999 | 3110.47 | 81.43 | 81.45 | 0.01 | 0
2040 | HQ_NEISO_2_NEISO | HQ_NEISO | NEISO | Internal | Shoulder | B13 | 600 | 99999 | 3102.87 | 80.24 | 80.25 | 0.01 | 0
2040 | HQ_NEISO_2_NEISO | HQ_NEISO | NEISO | Internal | Shoulder | B14 | 900 | 99999 | 3089.58 | 80.24 | 80.25 | 0.01 | 0
2040 | HQ_NEISO_2_NEISO | HQ_NEISO | NEISO | Internal | Shoulder | B15 | 1203 | 99999 | 1276.23 | 80.24 | 80.25 | 0.01 | 0
2040 | HQ_NEISO_2_NEISO | HQ_NEISO | NEISO | Internal | Summer | B1 | 10 | 99999 | 3220.1 | 135.44 | 135.45 | 0.01 | 0
2040 | HQ_NEISO_2_NEISO | HQ_NEISO | NEISO | Internal | Summer | B2 | 25 | 99999 | 3207.34 | 135.44 | 135.45 | 0.01 | 0
2040 | HQ_NEISO_2_NEISO | HQ_NEISO | NEISO | Internal | Summer | B3 | 75 | 99999 | 3181.93 | 107.58 | 107.59 | 0.01 | 0
2040 | HQ_NEISO_2_NEISO | HQ_NEISO | NEISO | Internal | Summer | B4 | 100 | 99999 | 3160.08 | 106.94 | 106.95 | 0.01 | 0
2040 | HQ_NEISO_2_NEISO | HQ_NEISO | NEISO | Internal | Summer | B5 | 200 | 99999 | 3148.1 | 78.42 | 78.43 | 0.01 | 0
2040 | HQ_NEISO_2_NEISO | HQ_NEISO | NEISO | Internal | Summer | B6 | 300 | 99999 | 3134.69 | 78.42 | 78.43 | 0.01 | 0
2040 | HQ_NEISO_2_NEISO | HQ_NEISO | NEISO | Internal | Summer | B7 | 400 | 99999 | 3119.34 | 78.42 | 78.43 | 0.01 | 0
2040 | HQ_NEISO_2_NEISO | HQ_NEISO | NEISO | Internal | Summer | B8 | 500 | 99999 | 3107.26 | 78.42 | 78.43 | 0.01 | 0
2040 | HQ_NEISO_2_NEISO | HQ_NEISO | NEISO | Internal | Summer | B9 | 800 | 99999 | 3092.47 | 78.42 | 78.43 | 0.01 | 0
2040 | HQ_NEISO_2_NEISO | HQ_NEISO | NEISO | Internal | Summer | B10 | 1262 | 99999 | 933.3 | 78.42 | 78.43 | 0.01 | 0
2040 | HQ_NEISO_2_NEISO | HQ_NEISO | NEISO | Internal | Winter | B16 | 25 | 99999 | 3139.24 | 94.19 | 94.21 | 0.01 | 0
2040 | HQ_NEISO_2_NEISO | HQ_NEISO | NEISO | Internal | Winter | B17 | 100 | 99999 | 3128.5 | 92.11 | 92.12 | 0.01 | 0
2040 | HQ_NEISO_2_NEISO | HQ_NEISO | NEISO | Internal | Winter | B18 | 400 | 99999 | 3120.19 | 90.33 | 90.34 | 0.01 | 0
2040 | HQ_NEISO_2_NEISO | HQ_NEISO | NEISO | Internal | Winter | B19 | 700 | 99999 | 3104.89 | 90.33 | 90.34 | 0.01 | 0
2040 | HQ_NEISO_2_NEISO | HQ_NEISO | NEISO | Internal | Winter | B20 | 935 | 99999 | 1382.08 | 90.33 | 90.34 | 0.01 | 0
2040 | HQ_NY_2_NYISO_A-F | HQ_NY | NYISO_A-F | Internal | Shoulder | B11 | 25 | 99999 | 2812.27 | 86.51 | 86.52 | 0.01 | 0
2040 | HQ_NY_2_NYISO_A-F | HQ_NY | NYISO_A-F | Internal | Shoulder | B12 | 200 | 99999 | 2847.69 | 84.42 | 84.43 | 0.01 | 0
2040 | HQ_NY_2_NYISO_A-F | HQ_NY | NYISO_A-F | Internal | Shoulder | B13 | 600 | 99999 | 2781.85 | 83.21 | 83.22 | 0.01 | 0
2040 | HQ_NY_2_NYISO_A-F | HQ_NY | NYISO_A-F | Internal | Shoulder | B14 | 900 | 99999 | 2673.14 | 83.21 | 83.22 | 0.01 | 0
2040 | HQ_NY_2_NYISO_A-F | HQ_NY | NYISO_A-F | Internal | Shoulder | B15 | 1203 | 99999 | 1582.7 | 83.21 | 83.22 | 0.01 | 0
2040 | HQ_NY_2_NYISO_A-F | HQ_NY | NYISO_A-F | Internal | Summer | B1 | 10 | 99999 | 3500.1 | 132.44 | 132.45 | 0.01 | 0
2040 | HQ_NY_2_NYISO_A-F | HQ_NY | NYISO_A-F | Internal | Summer | B2 | 25 | 99999 | 3406.71 | 138.43 | 138.44 | 0.01 | 0
2040 | HQ_NY_2_NYISO_A-F | HQ_NY | NYISO_A-F | Internal | Summer | B3 | 75 | 99999 | 3266.7 | 110.58 | 110.59 | 0.01 | 0
2040 | HQ_NY_2_NYISO_A-F | HQ_NY | NYISO_A-F | Internal | Summer | B4 | 100 | 99999 | 3116.37 | 110.58 | 110.59 | 0.01 | 0
2040 | HQ_NY_2_NYISO_A-F | HQ_NY | NYISO_A-F | Internal | Summer | B5 | 200 | 99999 | 3025.59 | 110.58 | 110.59 | 0.01 | 0
2040 | HQ_NY_2_NYISO_A-F | HQ_NY | NYISO_A-F | Internal | Summer | B6 | 300 | 99999 | 2934.96 | 96.31 | 96.33 | 0.01 | 0
2040 | HQ_NY_2_NYISO_A-F | HQ_NY | NYISO_A-F | Internal | Summer | B7 | 400 | 99999 | 2830.75 | 84.41 | 84.42 | 0.01 | 0
2040 | HQ_NY_2_NYISO_A-F | HQ_NY | NYISO_A-F | Internal | Summer | B8 | 500 | 99999 | 2760.25 | 81.15 | 81.16 | 0.01 | 0
2040 | HQ_NY_2_NYISO_A-F | HQ_NY | NYISO_A-F | Internal | Summer | B9 | 800 | 99999 | 2664.71 | 81.15 | 81.16 | 0.01 | 0
2040 | HQ_NY_2_NYISO_A-F | HQ_NY | NYISO_A-F | Internal | Summer | B10 | 1262 | 99999 | 1436.31 | 81.15 | 81.16 | 0.01 | 0
2040 | HQ_NY_2_NYISO_A-F | HQ_NY | NYISO_A-F | Internal | Winter | B16 | 25 | 99999 | 3058.97 | 91.19 | 91.21 | 0.01 | 0
2040 | HQ_NY_2_NYISO_A-F | HQ_NY | NYISO_A-F | Internal | Winter | B17 | 100 | 99999 | 3001.1 | 89.11 | 89.12 | 0.01 | 0
2040 | HQ_NY_2_NYISO_A-F | HQ_NY | NYISO_A-F | Internal | Winter | B18 | 400 | 99999 | 2934.69 | 89.11 | 89.12 | 0.01 | 0
2040 | HQ_NY_2_NYISO_A-F | HQ_NY | NYISO_A-F | Internal | Winter | B19 | 700 | 99999 | 2819.07 | 89.11 | 89.12 | 0.01 | 0
2040 | HQ_NY_2_NYISO_A-F | HQ_NY | NYISO_A-F | Internal | Winter | B20 | 935 | 99999 | 1762.97 | 89.11 | 89.12 | 0.01 | 0
2040 | HQ_IESO_2_IESO | HQ_IESO | IESO | Internal | Shoulder | B11 | 25 | 99999 | 400 | 79.51 | 79.52 | 0.01 | 0
2040 | HQ_IESO_2_IESO | HQ_IESO | IESO | Internal | Shoulder | B12 | 200 | 99999 | 400 | 77.42 | 77.43 | 0.01 | 0
2040 | HQ_IESO_2_IESO | HQ_IESO | IESO | Internal | Shoulder | B13 | 600 | 99999 | 400 | 76.21 | 76.22 | 0.01 | 0
2040 | HQ_IESO_2_IESO | HQ_IESO | IESO | Internal | Shoulder | B14 | 900 | 99999 | 400 | 76.21 | 76.22 | 0.01 | 0
2040 | HQ_IESO_2_IESO | HQ_IESO | IESO | Internal | Shoulder | B15 | 1203 | 99999 | 75.48 | 76.21 | 76.22 | 0.01 | 0
2040 | HQ_IESO_2_IESO | HQ_IESO | IESO | Internal | Summer | B1 | 10 | 99999 | 400.1 | 137.44 | 137.45 | 0.01 | 0
2040 | HQ_IESO_2_IESO | HQ_IESO | IESO | Internal | Summer | B2 | 25 | 99999 | 400.1 | 131.43 | 131.44 | 0.01 | 0
2040 | HQ_IESO_2_IESO | HQ_IESO | IESO | Internal | Summer | B3 | 75 | 99999 | 400.1 | 103.58 | 103.59 | 0.01 | 0
2040 | HQ_IESO_2_IESO | HQ_IESO | IESO | Internal | Summer | B4 | 100 | 99999 | 400.1 | 91.48 | 91.49 | 0.01 | 0
2040 | HQ_IESO_2_IESO | HQ_IESO | IESO | Internal | Summer | B5 | 200 | 99999 | 400 | 90.9 | 90.91 | 0.01 | 0
2040 | HQ_IESO_2_IESO | HQ_IESO | IESO | Internal | Summer | B6 | 300 | 99999 | 400 | 89.31 | 89.33 | 0.01 | 0
2040 | HQ_IESO_2_IESO | HQ_IESO | IESO | Internal | Summer | B7 | 400 | 99999 | 400 | 77.41 | 77.42 | 0.01 | 0
2040 | HQ_IESO_2_IESO | HQ_IESO | IESO | Internal | Summer | B8 | 500 | 99999 | 400 | 71.33 | 71.34 | 0.01 | 0
2040 | HQ_IESO_2_IESO | HQ_IESO | IESO | Internal | Summer | B9 | 800 | 99999 | 400 | 71.33 | 71.34 | 0.01 | 0
2040 | HQ_IESO_2_IESO | HQ_IESO | IESO | Internal | Summer | B10 | 1262 | 99999 | 12.04 | 71.33 | 71.34 | 0.01 | 0
2040 | HQ_IESO_2_IESO | HQ_IESO | IESO | Internal | Winter | B16 | 25 | 99999 | 400 | 84.19 | 84.21 | 0.01 | 0
2040 | HQ_IESO_2_IESO | HQ_IESO | IESO | Internal | Winter | B17 | 100 | 99999 | 400 | 82.11 | 82.12 | 0.01 | 0
2040 | HQ_IESO_2_IESO | HQ_IESO | IESO | Internal | Winter | B18 | 400 | 99999 | 400 | 82.11 | 82.12 | 0.01 | 0
2040 | HQ_IESO_2_IESO | HQ_IESO | IESO | Internal | Winter | B19 | 700 | 99999 | 400 | 82.11 | 82.12 | 0.01 | 0
2040 | HQ_IESO_2_IESO | HQ_IESO | IESO | Internal | Winter | B20 | 935 | 99999 | 91.98 | 82.11 | 82.12 | 0.01 | 0
2040 | IESO_2_MAPP_CA | IESO | MAPP_CA | Internal | Shoulder | B11 | 25 | 262 | 0 | 79.52 | 15.36 | 7 | 0
2040 | IESO_2_MAPP_CA | IESO | MAPP_CA | Internal | Shoulder | B12 | 200 | 262 | 0 | 77.43 | 15.36 | 7 | 0
2040 | IESO_2_MAPP_CA | IESO | MAPP_CA | Internal | Shoulder | B13 | 600 | 262 | 0 | 76.22 | 15.36 | 7 | 0
2040 | IESO_2_MAPP_CA | IESO | MAPP_CA | Internal | Shoulder | B14 | 900 | 262 | 0 | 76.22 | 15.36 | 7 | 0
2040 | IESO_2_MAPP_CA | IESO | MAPP_CA | Internal | Shoulder | B15 | 1203 | 262 | 0 | 76.22 | 15.36 | 7 | 0
2040 | IESO_2_MAPP_CA | IESO | MAPP_CA | Internal | Summer | B1 | 10 | 262 | 0 | 137.45 | 75.62 | 7 | 0
2040 | IESO_2_MAPP_CA | IESO | MAPP_CA | Internal | Summer | B2 | 25 | 262 | 0 | 131.44 | 75.62 | 7 | 0
2040 | IESO_2_MAPP_CA | IESO | MAPP_CA | Internal | Summer | B3 | 75 | 262 | 0 | 103.59 | 75.62 | 7 | 0
2040 | IESO_2_MAPP_CA | IESO | MAPP_CA | Internal | Summer | B4 | 100 | 262 | 0 | 91.49 | 75.62 | 7 | 0
2040 | IESO_2_MAPP_CA | IESO | MAPP_CA | Internal | Summer | B5 | 200 | 262 | 0 | 90.91 | 75.62 | 7 | 0
2040 | IESO_2_MAPP_CA | IESO | MAPP_CA | Internal | Summer | B6 | 300 | 262 | 0 | 89.33 | 75.62 | 7 | 0
2040 | IESO_2_MAPP_CA | IESO | MAPP_CA | Internal | Summer | B7 | 400 | 262 | 0 | 77.42 | 75.62 | 7 | 0
2040 | IESO_2_MAPP_CA | IESO | MAPP_CA | Internal | Summer | B8 | 500 | 262 | 0 | 71.34 | 75.62 | 7 | 0
2040 | IESO_2_MAPP_CA | IESO | MAPP_CA | Internal | Summer | B9 | 800 | 262 | 0 | 71.34 | 75.62 | 7 | 0
2040 | IESO_2_MAPP_CA | IESO | MAPP_CA | Internal | Summer | B10 | 1262 | 262 | 0 | 71.34 | 75.62 | 7 | 0
2040 | IESO_2_MAPP_CA | IESO | MAPP_CA | Internal | Winter | B16 | 25 | 262 | 0 | 84.21 | 70.85 | 7 | 0
2040 | IESO_2_MAPP_CA | IESO | MAPP_CA | Internal | Winter | B17 | 100 | 262 | 0 | 82.12 | 70.85 | 7 | 0
2040 | IESO_2_MAPP_CA | IESO | MAPP_CA | Internal | Winter | B18 | 400 | 262 | 0 | 82.12 | 74.12 | 7 | 0
2040 | IESO_2_MAPP_CA | IESO | MAPP_CA | Internal | Winter | B19 | 700 | 262 | 0 | 82.12 | 74.12 | 7 | 0
2040 | IESO_2_MAPP_CA | IESO | MAPP_CA | Internal | Winter | B20 | 935 | 262 | 0 | 82.12 | 70.85 | 7 | 0
2040 | IESO_2_MISO_MI | IESO | MISO_MI | Internal | Shoulder | B11 | 25 | 2591 | 2591 | 79.52 | 91.9 | 7 | 5.38
2040 | IESO_2_MISO_MI | IESO | MISO_MI | Internal | Shoulder | B12 | 200 | 2591 | 2591 | 77.43 | 89.7 | 7 | 5.27
2040 | IESO_2_MISO_MI | IESO | MISO_MI | Internal | Shoulder | B13 | 600 | 2591 | 2591 | 76.22 | 84.18 | 7 | 0.95
2040 | IESO_2_MISO_MI | IESO | MISO_MI | Internal | Shoulder | B14 | 900 | 2591 | 742.94 | 76.22 | 83.22 | 7 | 0
2040 | IESO_2_MISO_MI | IESO | MISO_MI | Internal | Shoulder | B15 | 1203 | 2591 | 0 | 76.22 | 79.57 | 7 | 0
2040 | IESO_2_MISO_MI | IESO | MISO_MI | Internal | Summer | B1 | 10 | 2591 | 2506.21 | 137.45 | 144.45 | 7 | 0
2040 | IESO_2_MISO_MI | IESO | MISO_MI | Internal | Summer | B2 | 25 | 2591 | 2591 | 131.44 | 144.45 | 7 | 6.01
2040 | IESO_2_MISO_MI | IESO | MISO_MI | Internal | Summer | B3 | 75 | 2591 | 2591 | 103.59 | 144.45 | 7 | 33.86
2040 | IESO_2_MISO_MI | IESO | MISO_MI | Internal | Summer | B4 | 100 | 2591 | 2591 | 91.49 | 140.25 | 7 | 41.76
2040 | IESO_2_MISO_MI | IESO | MISO_MI | Internal | Summer | B5 | 200 | 2591 | 2591 | 90.91 | 117.41 | 7 | 19.5
2040 | IESO_2_MISO_MI | IESO | MISO_MI | Internal | Summer | B6 | 300 | 2591 | 2591 | 89.33 | 102.34 | 7 | 6.01
2040 | IESO_2_MISO_MI | IESO | MISO_MI | Internal | Summer | B7 | 400 | 2591 | 2591 | 77.42 | 90.46 | 7 | 6.04
2040 | IESO_2_MISO_MI | IESO | MISO_MI | Internal | Summer | B8 | 500 | 2591 | 2591 | 71.34 | 87.14 | 7 | 8.8
2040 | IESO_2_MISO_MI | IESO | MISO_MI | Internal | Summer | B9 | 800 | 2591 | 2472.23 | 71.34 | 78.34 | 7 | 0
2040 | IESO_2_MISO_MI | IESO | MISO_MI | Internal | Summer | B10 | 1262 | 2591 | 130.51 | 71.34 | 78.34 | 7 | 0
2040 | IESO_2_MISO_MI | IESO | MISO_MI | Internal | Winter | B16 | 25 | 2591 | 2591 | 84.21 | 95.11 | 7 | 3.9
2040 | IESO_2_MISO_MI | IESO | MISO_MI | Internal | Winter | B17 | 100 | 2591 | 2591 | 82.12 | 95.11 | 7 | 5.99
2040 | IESO_2_MISO_MI | IESO | MISO_MI | Internal | Winter | B18 | 400 | 2591 | 2152.5 | 82.12 | 89.12 | 7 | 0
2040 | IESO_2_MISO_MI | IESO | MISO_MI | Internal | Winter | B19 | 700 | 2591 | 1202.91 | 82.12 | 89.12 | 7 | 0
2040 | IESO_2_MISO_MI | IESO | MISO_MI | Internal | Winter | B20 | 935 | 2591 | 0 | 82.12 | 82.3 | 7 | 0
2040 | IESO_2_MISO_W | IESO | MISO_W | Internal | Shoulder | B11 | 25 | 207 | 207 | 79.52 | 92.56 | 7 | 6.04
2040 | IESO_2_MISO_W | IESO | MISO_W | Internal | Shoulder | B12 | 200 | 207 | 0 | 77.43 | 82.19 | 7 | 0
2040 | IESO_2_MISO_W | IESO | MISO_W | Internal | Shoulder | B13 | 600 | 207 | 0 | 76.22 | 79.57 | 7 | 0
2040 | IESO_2_MISO_W | IESO | MISO_W | Internal | Shoulder | B14 | 900 | 207 | 0 | 76.22 | 29.36 | 7 | 0
2040 | IESO_2_MISO_W | IESO | MISO_W | Internal | Shoulder | B15 | 1203 | 207 | 0 | 76.22 | 13.08 | 7 | 0
2040 | IESO_2_MISO_W | IESO | MISO_W | Internal | Summer | B1 | 10 | 207 | 143.22 | 137.45 | 144.45 | 7 | 0
2040 | IESO_2_MISO_W | IESO | MISO_W | Internal | Summer | B2 | 25 | 207 | 207 | 131.44 | 144.45 | 7 | 6.01
2040 | IESO_2_MISO_W | IESO | MISO_W | Internal | Summer | B3 | 75 | 207 | 207 | 103.59 | 144.45 | 7 | 33.86
2040 | IESO_2_MISO_W | IESO | MISO_W | Internal | Summer | B4 | 100 | 207 | 207 | 91.49 | 140.25 | 7 | 41.76
2040 | IESO_2_MISO_W | IESO | MISO_W | Internal | Summer | B5 | 200 | 207 | 207 | 90.91 | 117.42 | 7 | 19.51
2040 | IESO_2_MISO_W | IESO | MISO_W | Internal | Summer | B6 | 300 | 207 | 207 | 89.33 | 102.34 | 7 | 6.01
2040 | IESO_2_MISO_W | IESO | MISO_W | Internal | Summer | B7 | 400 | 207 | 207 | 77.42 | 90.46 | 7 | 6.04
2040 | IESO_2_MISO_W | IESO | MISO_W | Internal | Summer | B8 | 500 | 207 | 207 | 71.34 | 87.14 | 7 | 8.8
2040 | IESO_2_MISO_W | IESO | MISO_W | Internal | Summer | B9 | 800 | 207 | 156.78 | 71.34 | 78.34 | 7 | 0
2040 | IESO_2_MISO_W | IESO | MISO_W | Internal | Summer | B10 | 1262 | 207 | 0 | 71.34 | 75.63 | 7 | 0
2040 | IESO_2_MISO_W | IESO | MISO_W | Internal | Winter | B16 | 25 | 207 | 0 | 84.21 | 70.87 | 7 | 0
2040 | IESO_2_MISO_W | IESO | MISO_W | Internal | Winter | B17 | 100 | 207 | 0 | 82.12 | 70.87 | 7 | 0
2040 | IESO_2_MISO_W | IESO | MISO_W | Internal | Winter | B18 | 400 | 207 | 0 | 82.12 | 82.85 | 7 | 0
2040 | IESO_2_MISO_W | IESO | MISO_W | Internal | Winter | B19 | 700 | 207 | 0 | 82.12 | 82.85 | 7 | 0
2040 | IESO_2_MISO_W | IESO | MISO_W | Internal | Winter | B20 | 935 | 207 | 0 | 82.12 | 57.23 | 7 | 0
2040 | IESO_2_NYISO_A-F | IESO | NYISO_A-F | Internal | Shoulder | B11 | 25 | 1725 | 40.51 | 79.52 | 86.52 | 7 | 0
2040 | IESO_2_NYISO_A-F | IESO | NYISO_A-F | Internal | Shoulder | B12 | 200 | 1725 | 114.88 | 77.43 | 84.43 | 7 | 0
2040 | IESO_2_NYISO_A-F | IESO | NYISO_A-F | Internal | Shoulder | B13 | 600 | 1725 | 536.05 | 76.22 | 83.22 | 7 | 0
2040 | IESO_2_NYISO_A-F | IESO | NYISO_A-F | Internal | Shoulder | B14 | 900 | 1725 | 449.92 | 76.22 | 83.22 | 7 | 0
2040 | IESO_2_NYISO_A-F | IESO | NYISO_A-F | Internal | Shoulder | B15 | 1203 | 1725 | 309.67 | 76.22 | 83.22 | 7 | 0
2040 | IESO_2_NYISO_A-F | IESO | NYISO_A-F | Internal | Summer | B1 | 10 | 1725 | 0 | 137.45 | 132.45 | 7 | 0
2040 | IESO_2_NYISO_A-F | IESO | NYISO_A-F | Internal | Summer | B2 | 25 | 1725 | 260.03 | 131.44 | 138.44 | 7 | 0
2040 | IESO_2_NYISO_A-F | IESO | NYISO_A-F | Internal | Summer | B3 | 75 | 1725 | 1101.11 | 103.59 | 110.59 | 7 | 0
2040 | IESO_2_NYISO_A-F | IESO | NYISO_A-F | Internal | Summer | B4 | 100 | 1725 | 1725 | 91.49 | 110.59 | 7 | 12.1
2040 | IESO_2_NYISO_A-F | IESO | NYISO_A-F | Internal | Summer | B5 | 200 | 1725 | 1725 | 90.91 | 110.59 | 7 | 12.68
2040 | IESO_2_NYISO_A-F | IESO | NYISO_A-F | Internal | Summer | B6 | 300 | 1725 | 1270.8 | 89.33 | 96.33 | 7 | 0
2040 | IESO_2_NYISO_A-F | IESO | NYISO_A-F | Internal | Summer | B7 | 400 | 1725 | 1579.16 | 77.42 | 84.42 | 7 | 0
2040 | IESO_2_NYISO_A-F | IESO | NYISO_A-F | Internal | Summer | B8 | 500 | 1725 | 1725 | 71.34 | 81.16 | 7 | 2.82
2040 | IESO_2_NYISO_A-F | IESO | NYISO_A-F | Internal | Summer | B9 | 800 | 1725 | 1725 | 71.34 | 81.16 | 7 | 2.82
2040 | IESO_2_NYISO_A-F | IESO | NYISO_A-F | Internal | Summer | B10 | 1262 | 1725 | 1725 | 71.34 | 81.16 | 7 | 2.82
2040 | IESO_2_NYISO_A-F | IESO | NYISO_A-F | Internal | Winter | B16 | 25 | 1725 | 606.49 | 84.21 | 91.21 | 7 | 0
2040 | IESO_2_NYISO_A-F | IESO | NYISO_A-F | Internal | Winter | B17 | 100 | 1725 | 908.2 | 82.12 | 89.12 | 7 | 0
2040 | IESO_2_NYISO_A-F | IESO | NYISO_A-F | Internal | Winter | B18 | 400 | 1725 | 1166.29 | 82.12 | 89.12 | 7 | 0
2040 | IESO_2_NYISO_A-F | IESO | NYISO_A-F | Internal | Winter | B19 | 700 | 1725 | 1167.09 | 82.12 | 89.12 | 7 | 0
2040 | IESO_2_NYISO_A-F | IESO | NYISO_A-F | Internal | Winter | B20 | 935 | 1725 | 1247.41 | 82.12 | 89.12 | 7 | 0
2040 | MAPP_CA_2_IESO | MAPP_CA | IESO | Internal | Shoulder | B11 | 25 | 330 | 330 | 15.36 | 79.52 | 8 | 56.16
2040 | MAPP_CA_2_IESO | MAPP_CA | IESO | Internal | Shoulder | B12 | 200 | 330 | 330 | 15.36 | 77.43 | 8 | 54.07
2040 | MAPP_CA_2_IESO | MAPP_CA | IESO | Internal | Shoulder | B13 | 600 | 330 | 330 | 15.36 | 76.22 | 8 | 52.86
2040 | MAPP_CA_2_IESO | MAPP_CA | IESO | Internal | Shoulder | B14 | 900 | 330 | 330 | 15.36 | 76.22 | 8 | 52.86
2040 | MAPP_CA_2_IESO | MAPP_CA | IESO | Internal | Shoulder | B15 | 1203 | 330 | 330 | 15.36 | 76.22 | 8 | 52.86
2040 | MAPP_CA_2_IESO | MAPP_CA | IESO | Internal | Summer | B1 | 10 | 330 | 330 | 75.62 | 137.45 | 8 | 53.83
2040 | MAPP_CA_2_IESO | MAPP_CA | IESO | Internal | Summer | B2 | 25 | 330 | 330 | 75.62 | 131.44 | 8 | 47.82
2040 | MAPP_CA_2_IESO | MAPP_CA | IESO | Internal | Summer | B3 | 75 | 330 | 330 | 75.62 | 103.59 | 8 | 19.97
2040 | MAPP_CA_2_IESO | MAPP_CA | IESO | Internal | Summer | B4 | 100 | 330 | 330 | 75.62 | 91.49 | 8 | 7.87
2040 | MAPP_CA_2_IESO | MAPP_CA | IESO | Internal | Summer | B5 | 200 | 330 | 330 | 75.62 | 90.91 | 8 | 7.29
2040 | MAPP_CA_2_IESO | MAPP_CA | IESO | Internal | Summer | B6 | 300 | 330 | 330 | 75.62 | 89.33 | 8 | 5.71
2040 | MAPP_CA_2_IESO | MAPP_CA | IESO | Internal | Summer | B7 | 400 | 330 | 0 | 75.62 | 77.42 | 8 | 0
2040 | MAPP_CA_2_IESO | MAPP_CA | IESO | Internal | Summer | B8 | 500 | 330 | 0 | 75.62 | 71.34 | 8 | 0
2040 | MAPP_CA_2_IESO | MAPP_CA | IESO | Internal | Summer | B9 | 800 | 330 | 0 | 75.62 | 71.34 | 8 | 0
2040 | MAPP_CA_2_IESO | MAPP_CA | IESO | Internal | Summer | B10 | 1262 | 330 | 0 | 75.62 | 71.34 | 8 | 0
2040 | MAPP_CA_2_IESO | MAPP_CA | IESO | Internal | Winter | B16 | 25 | 330 | 330 | 70.85 | 84.21 | 8 | 5.35
2040 | MAPP_CA_2_IESO | MAPP_CA | IESO | Internal | Winter | B17 | 100 | 330 | 330 | 70.85 | 82.12 | 8 | 3.26
2040 | MAPP_CA_2_IESO | MAPP_CA | IESO | Internal | Winter | B18 | 400 | 330 | 208.2 | 74.12 | 82.12 | 8 | 0
2040 | MAPP_CA_2_IESO | MAPP_CA | IESO | Internal | Winter | B19 | 700 | 330 | 223.05 | 74.12 | 82.12 | 8 | 0
2040 | MAPP_CA_2_IESO | MAPP_CA | IESO | Internal | Winter | B20 | 935 | 330 | 330 | 70.85 | 82.12 | 8 | 3.26
2040 | MAPP_CA_2_MAPP_US | MAPP_CA | MAPP_US | Internal | Shoulder | B11 | 25 | 372 | 372 | 15.36 | 85.56 | 7 | 63.19
2040 | MAPP_CA_2_MAPP_US | MAPP_CA | MAPP_US | Internal | Shoulder | B12 | 200 | 372 | 372 | 15.36 | 75.19 | 7 | 52.83
2040 | MAPP_CA_2_MAPP_US | MAPP_CA | MAPP_US | Internal | Shoulder | B13 | 600 | 372 | 372 | 15.36 | 72.57 | 7 | 50.21
2040 | MAPP_CA_2_MAPP_US | MAPP_CA | MAPP_US | Internal | Shoulder | B14 | 900 | 372 | 216.78 | 15.36 | 22.36 | 7 | 0
2040 | MAPP_CA_2_MAPP_US | MAPP_CA | MAPP_US | Internal | Shoulder | B15 | 1203 | 372 | 0 | 15.36 | 6.08 | 7 | 0
2040 | MAPP_CA_2_MAPP_US | MAPP_CA | MAPP_US | Internal | Summer | B1 | 10 | 372 | 372 | 75.62 | 137.45 | 7 | 54.83
2040 | MAPP_CA_2_MAPP_US | MAPP_CA | MAPP_US | Internal | Summer | B2 | 25 | 372 | 372 | 75.62 | 137.45 | 7 | 54.83
2040 | MAPP_CA_2_MAPP_US | MAPP_CA | MAPP_US | Internal | Summer | B3 | 75 | 372 | 372 | 75.62 | 137.45 | 7 | 54.83
2040 | MAPP_CA_2_MAPP_US | MAPP_CA | MAPP_US | Internal | Summer | B4 | 100 | 372 | 372 | 75.62 | 133.25 | 7 | 50.63
2040 | MAPP_CA_2_MAPP_US | MAPP_CA | MAPP_US | Internal | Summer | B5 | 200 | 372 | 372 | 75.62 | 110.42 | 7 | 27.8
2040 | MAPP_CA_2_MAPP_US | MAPP_CA | MAPP_US | Internal | Summer | B6 | 300 | 372 | 372 | 75.62 | 95.34 | 7 | 12.72
2040 | MAPP_CA_2_MAPP_US | MAPP_CA | MAPP_US | Internal | Summer | B7 | 400 | 372 | 372 | 75.62 | 83.46 | 7 | 0.84
2040 | MAPP_CA_2_MAPP_US | MAPP_CA | MAPP_US | Internal | Summer | B8 | 500 | 372 | 0 | 75.62 | 80.14 | 7 | 0
2040 | MAPP_CA_2_MAPP_US | MAPP_CA | MAPP_US | Internal | Summer | B9 | 800 | 372 | 0 | 75.62 | 71.34 | 7 | 0
2040 | MAPP_CA_2_MAPP_US | MAPP_CA | MAPP_US | Internal | Summer | B10 | 1262 | 372 | 0 | 75.62 | 68.63 | 7 | 0
2040 | MAPP_CA_2_MAPP_US | MAPP_CA | MAPP_US | Internal | Winter | B16 | 25 | 372 | 0 | 70.85 | 6.08 | 7 | 0
2040 | MAPP_CA_2_MAPP_US | MAPP_CA | MAPP_US | Internal | Winter | B17 | 100 | 372 | 0 | 70.85 | 63.87 | 7 | 0
2040 | MAPP_CA_2_MAPP_US | MAPP_CA | MAPP_US | Internal | Winter | B18 | 400 | 372 | 0 | 74.12 | 75.85 | 7 | 0
2040 | MAPP_CA_2_MAPP_US | MAPP_CA | MAPP_US | Internal | Winter | B19 | 700 | 372 | 0 | 74.12 | 75.85 | 7 | 0
2040 | MAPP_CA_2_MAPP_US | MAPP_CA | MAPP_US | Internal | Winter | B20 | 935 | 372 | 0 | 70.85 | 23.9 | 7 | 0
2040 | MAPP_CA_2_MISO_W | MAPP_CA | MISO_W | Internal | Shoulder | B11 | 25 | 1970 | 1970 | 15.36 | 92.56 | 0.01 | 77.18
2040 | MAPP_CA_2_MISO_W | MAPP_CA | MISO_W | Internal | Shoulder | B12 | 200 | 1970 | 1970 | 15.36 | 82.19 | 0.01 | 66.82
2040 | MAPP_CA_2_MISO_W | MAPP_CA | MISO_W | Internal | Shoulder | B13 | 600 | 1970 | 1970 | 15.36 | 79.57 | 0.01 | 64.19
2040 | MAPP_CA_2_MISO_W | MAPP_CA | MISO_W | Internal | Shoulder | B14 | 900 | 1970 | 1970 | 15.36 | 29.36 | 0.01 | 13.99
2040 | MAPP_CA_2_MISO_W | MAPP_CA | MISO_W | Internal | Shoulder | B15 | 1203 | 1970 | 0 | 15.36 | 13.08 | 0.01 | 0
2040 | MAPP_CA_2_MISO_W | MAPP_CA | MISO_W | Internal | Summer | B1 | 10 | 1970 | 1970 | 75.62 | 144.45 | 0.01 | 68.82
2040 | MAPP_CA_2_MISO_W | MAPP_CA | MISO_W | Internal | Summer | B2 | 25 | 1970 | 1970 | 75.62 | 144.45 | 0.01 | 68.82
2040 | MAPP_CA_2_MISO_W | MAPP_CA | MISO_W | Internal | Summer | B3 | 75 | 1970 | 1970 | 75.62 | 144.45 | 0.01 | 68.82
2040 | MAPP_CA_2_MISO_W | MAPP_CA | MISO_W | Internal | Summer | B4 | 100 | 1970 | 1970 | 75.62 | 140.25 | 0.01 | 64.62
2040 | MAPP_CA_2_MISO_W | MAPP_CA | MISO_W | Internal | Summer | B5 | 200 | 1970 | 1970 | 75.62 | 117.42 | 0.01 | 41.79
2040 | MAPP_CA_2_MISO_W | MAPP_CA | MISO_W | Internal | Summer | B6 | 300 | 1970 | 1970 | 75.62 | 102.34 | 0.01 | 26.71
2040 | MAPP_CA_2_MISO_W | MAPP_CA | MISO_W | Internal | Summer | B7 | 400 | 1970 | 1970 | 75.62 | 90.46 | 0.01 | 14.83
2040 | MAPP_CA_2_MISO_W | MAPP_CA | MISO_W | Internal | Summer | B8 | 500 | 1970 | 1970 | 75.62 | 87.14 | 0.01 | 11.51
2040 | MAPP_CA_2_MISO_W | MAPP_CA | MISO_W | Internal | Summer | B9 | 800 | 1970 | 1970 | 75.62 | 78.34 | 0.01 | 2.71
2040 | MAPP_CA_2_MISO_W | MAPP_CA | MISO_W | Internal | Summer | B10 | 1262 | 1970 | 1040.45 | 75.62 | 75.63 | 0.01 | 0
2040 | MAPP_CA_2_MISO_W | MAPP_CA | MISO_W | Internal | Winter | B16 | 25 | 1970 | 252.87 | 70.85 | 70.87 | 0.01 | 0
2040 | MAPP_CA_2_MISO_W | MAPP_CA | MISO_W | Internal | Winter | B17 | 100 | 1970 | 681.05 | 70.85 | 70.87 | 0.01 | 0
2040 | MAPP_CA_2_MISO_W | MAPP_CA | MISO_W | Internal | Winter | B18 | 400 | 1970 | 1970 | 74.12 | 82.85 | 0.01 | 8.72
2040 | MAPP_CA_2_MISO_W | MAPP_CA | MISO_W | Internal | Winter | B19 | 700 | 1970 | 1970 | 74.12 | 82.85 | 0.01 | 8.72
2040 | MAPP_CA_2_MISO_W | MAPP_CA | MISO_W | Internal | Winter | B20 | 935 | 1970 | 0 | 70.85 | 57.23 | 0.01 | 0
2040 | MAPP_US_2_MAPP_CA | MAPP_US | MAPP_CA | Internal | Shoulder | B11 | 25 | 165 | 0 | 85.56 | 15.36 | 7 | 0
2040 | MAPP_US_2_MAPP_CA | MAPP_US | MAPP_CA | Internal | Shoulder | B12 | 200 | 165 | 0 | 75.19 | 15.36 | 7 | 0
2040 | MAPP_US_2_MAPP_CA | MAPP_US | MAPP_CA | Internal | Shoulder | B13 | 600 | 165 | 0 | 72.57 | 15.36 | 7 | 0
2040 | MAPP_US_2_MAPP_CA | MAPP_US | MAPP_CA | Internal | Shoulder | B14 | 900 | 165 | 0 | 22.36 | 15.36 | 7 | 0
2040 | MAPP_US_2_MAPP_CA | MAPP_US | MAPP_CA | Internal | Shoulder | B15 | 1203 | 165 | 165 | 6.08 | 15.36 | 7 | 2.29
2040 | MAPP_US_2_MAPP_CA | MAPP_US | MAPP_CA | Internal | Summer | B1 | 10 | 165 | 0 | 137.45 | 75.62 | 7 | 0
2040 | MAPP_US_2_MAPP_CA | MAPP_US | MAPP_CA | Internal | Summer | B2 | 25 | 165 | 0 | 137.45 | 75.62 | 7 | 0
2040 | MAPP_US_2_MAPP_CA | MAPP_US | MAPP_CA | Internal | Summer | B3 | 75 | 165 | 0 | 137.45 | 75.62 | 7 | 0
2040 | MAPP_US_2_MAPP_CA | MAPP_US | MAPP_CA | Internal | Summer | B4 | 100 | 165 | 0 | 133.25 | 75.62 | 7 | 0
2040 | MAPP_US_2_MAPP_CA | MAPP_US | MAPP_CA | Internal | Summer | B5 | 200 | 165 | 0 | 110.42 | 75.62 | 7 | 0
2040 | MAPP_US_2_MAPP_CA | MAPP_US | MAPP_CA | Internal | Summer | B6 | 300 | 165 | 0 | 95.34 | 75.62 | 7 | 0
2040 | MAPP_US_2_MAPP_CA | MAPP_US | MAPP_CA | Internal | Summer | B7 | 400 | 165 | 0 | 83.46 | 75.62 | 7 | 0
2040 | MAPP_US_2_MAPP_CA | MAPP_US | MAPP_CA | Internal | Summer | B8 | 500 | 165 | 0 | 80.14 | 75.62 | 7 | 0
2040 | MAPP_US_2_MAPP_CA | MAPP_US | MAPP_CA | Internal | Summer | B9 | 800 | 165 | 0 | 71.34 | 75.62 | 7 | 0
2040 | MAPP_US_2_MAPP_CA | MAPP_US | MAPP_CA | Internal | Summer | B10 | 1262 | 165 | 0 | 68.63 | 75.62 | 7 | 0
2040 | MAPP_US_2_MAPP_CA | MAPP_US | MAPP_CA | Internal | Winter | B16 | 25 | 165 | 165 | 6.08 | 70.85 | 7 | 57.78
2040 | MAPP_US_2_MAPP_CA | MAPP_US | MAPP_CA | Internal | Winter | B17 | 100 | 165 | 0 | 63.87 | 70.85 | 7 | 0
2040 | MAPP_US_2_MAPP_CA | MAPP_US | MAPP_CA | Internal | Winter | B18 | 400 | 165 | 0 | 75.85 | 74.12 | 7 | 0
2040 | MAPP_US_2_MAPP_CA | MAPP_US | MAPP_CA | Internal | Winter | B19 | 700 | 165 | 0 | 75.85 | 74.12 | 7 | 0
2040 | MAPP_US_2_MAPP_CA | MAPP_US | MAPP_CA | Internal | Winter | B20 | 935 | 165 | 165 | 23.9 | 70.85 | 7 | 39.96
2040 | MAPP_US_2_MISO_W | MAPP_US | MISO_W | Internal | Shoulder | B11 | 25 | 2635 | 2004.66 | 85.56 | 92.56 | 7 | 0
2040 | MAPP_US_2_MISO_W | MAPP_US | MISO_W | Internal | Shoulder | B12 | 200 | 2635 | 2213.63 | 75.19 | 82.19 | 7 | 0
2040 | MAPP_US_2_MISO_W | MAPP_US | MISO_W | Internal | Shoulder | B13 | 600 | 2635 | 2461.07 | 72.57 | 79.57 | 7 | 0
2040 | MAPP_US_2_MISO_W | MAPP_US | MISO_W | Internal | Shoulder | B14 | 900 | 2635 | 2629.16 | 22.36 | 29.36 | 7 | 0
2040 | MAPP_US_2_MISO_W | MAPP_US | MISO_W | Internal | Shoulder | B15 | 1203 | 2635 | 2412.89 | 6.08 | 13.08 | 7 | 0
2040 | MAPP_US_2_MISO_W | MAPP_US | MISO_W | Internal | Summer | B1 | 10 | 2635 | 718.67 | 137.45 | 144.45 | 7 | 0
2040 | MAPP_US_2_MISO_W | MAPP_US | MISO_W | Internal | Summer | B2 | 25 | 2635 | 1530.12 | 137.45 | 144.45 | 7 | 0
2040 | MAPP_US_2_MISO_W | MAPP_US | MISO_W | Internal | Summer | B3 | 75 | 2635 | 1421.99 | 137.45 | 144.45 | 7 | 0
2040 | MAPP_US_2_MISO_W | MAPP_US | MISO_W | Internal | Summer | B4 | 100 | 2635 | 1733.74 | 133.25 | 140.25 | 7 | 0
2040 | MAPP_US_2_MISO_W | MAPP_US | MISO_W | Internal | Summer | B5 | 200 | 2635 | 1228.06 | 110.42 | 117.42 | 7 | 0
2040 | MAPP_US_2_MISO_W | MAPP_US | MISO_W | Internal | Summer | B6 | 300 | 2635 | 1317.42 | 95.34 | 102.34 | 7 | 0
2040 | MAPP_US_2_MISO_W | MAPP_US | MISO_W | Internal | Summer | B7 | 400 | 2635 | 1462 | 83.46 | 90.46 | 7 | 0
2040 | MAPP_US_2_MISO_W | MAPP_US | MISO_W | Internal | Summer | B8 | 500 | 2635 | 1860.74 | 80.14 | 87.14 | 7 | 0
2040 | MAPP_US_2_MISO_W | MAPP_US | MISO_W | Internal | Summer | B9 | 800 | 2635 | 1276.77 | 71.34 | 78.34 | 7 | 0
2040 | MAPP_US_2_MISO_W | MAPP_US | MISO_W | Internal | Summer | B10 | 1262 | 2635 | 1394.7 | 68.63 | 75.63 | 7 | 0
2040 | MAPP_US_2_MISO_W | MAPP_US | MISO_W | Internal | Winter | B16 | 25 | 2635 | 2635 | 6.08 | 70.87 | 7 | 57.79
2040 | MAPP_US_2_MISO_W | MAPP_US | MISO_W | Internal | Winter | B17 | 100 | 2635 | 1868.84 | 63.87 | 70.87 | 7 | 0
2040 | MAPP_US_2_MISO_W | MAPP_US | MISO_W | Internal | Winter | B18 | 400 | 2635 | 2511.79 | 75.85 | 82.85 | 7 | 0
2040 | MAPP_US_2_MISO_W | MAPP_US | MISO_W | Internal | Winter | B19 | 700 | 2635 | 1055.75 | 75.85 | 82.85 | 7 | 0
2040 | MAPP_US_2_MISO_W | MAPP_US | MISO_W | Internal | Winter | B20 | 935 | 2635 | 2635 | 23.9 | 57.23 | 7 | 26.33
2040 | MAPP_US_2_NE | MAPP_US | NE | Internal | Shoulder | B11 | 25 | 2000 | 0 | 85.56 | 87.56 | 7 | 0
2040 | MAPP_US_2_NE | MAPP_US | NE | Internal | Shoulder | B12 | 200 | 2000 | 0 | 75.19 | 77.19 | 7 | 0
2040 | MAPP_US_2_NE | MAPP_US | NE | Internal | Shoulder | B13 | 600 | 2000 | 0 | 72.57 | 74.57 | 7 | 0
2040 | MAPP_US_2_NE | MAPP_US | NE | Internal | Shoulder | B14 | 900 | 2000 | 0 | 22.36 | 17.36 | 7 | 0
2040 | MAPP_US_2_NE | MAPP_US | NE | Internal | Shoulder | B15 | 1203 | 2000 | 0 | 6.08 | 0.01 | 7 | 0
2040 | MAPP_US_2_NE | MAPP_US | NE | Internal | Summer | B1 | 10 | 2000 | 0 | 137.45 | 139.45 | 7 | 0
2040 | MAPP_US_2_NE | MAPP_US | NE | Internal | Summer | B2 | 25 | 2000 | 0 | 137.45 | 139.45 | 7 | 0
2040 | MAPP_US_2_NE | MAPP_US | NE | Internal | Summer | B3 | 75 | 2000 | 0 | 137.45 | 139.45 | 7 | 0
2040 | MAPP_US_2_NE | MAPP_US | NE | Internal | Summer | B4 | 100 | 2000 | 0 | 133.25 | 135.25 | 7 | 0
2040 | MAPP_US_2_NE | MAPP_US | NE | Internal | Summer | B5 | 200 | 2000 | 0 | 110.42 | 112.42 | 7 | 0
2040 | MAPP_US_2_NE | MAPP_US | NE | Internal | Summer | B6 | 300 | 2000 | 0 | 95.34 | 97.34 | 7 | 0
2040 | MAPP_US_2_NE | MAPP_US | NE | Internal | Summer | B7 | 400 | 2000 | 183.99 | 83.46 | 90.46 | 7 | 0
2040 | MAPP_US_2_NE | MAPP_US | NE | Internal | Summer | B8 | 500 | 2000 | 0 | 80.14 | 82.14 | 7 | 0
2040 | MAPP_US_2_NE | MAPP_US | NE | Internal | Summer | B9 | 800 | 2000 | 0 | 71.34 | 73.34 | 7 | 0
2040 | MAPP_US_2_NE | MAPP_US | NE | Internal | Summer | B10 | 1262 | 2000 | 0 | 68.63 | 70.63 | 7 | 0
2040 | MAPP_US_2_NE | MAPP_US | NE | Internal | Winter | B16 | 25 | 2000 | 0 | 6.08 | 0.01 | 7 | 0
2040 | MAPP_US_2_NE | MAPP_US | NE | Internal | Winter | B17 | 100 | 2000 | 0 | 63.87 | 58.87 | 7 | 0
2040 | MAPP_US_2_NE | MAPP_US | NE | Internal | Winter | B18 | 400 | 2000 | 0 | 75.85 | 70.85 | 7 | 0
2040 | MAPP_US_2_NE | MAPP_US | NE | Internal | Winter | B19 | 700 | 2000 | 0 | 75.85 | 77.84 | 7 | 0
2040 | MAPP_US_2_NE | MAPP_US | NE | Internal | Winter | B20 | 935 | 2000 | 0 | 23.9 | 11.51 | 7 | 0
2040 | MARITIMES_2_NEISO | MARITIMES | NEISO | Internal | Shoulder | B11 | 25 | 99999 | 1720.66 | 82.29 | 82.3 | 0.01 | 0
2040 | MARITIMES_2_NEISO | MARITIMES | NEISO | Internal | Shoulder | B12 | 200 | 99999 | 1717.44 | 81.43 | 81.45 | 0.01 | 0
2040 | MARITIMES_2_NEISO | MARITIMES | NEISO | Internal | Shoulder | B13 | 600 | 99999 | 1704.78 | 80.24 | 80.25 | 0.01 | 0
2040 | MARITIMES_2_NEISO | MARITIMES | NEISO | Internal | Shoulder | B14 | 900 | 99999 | 1682.64 | 80.24 | 80.25 | 0.01 | 0
2040 | MARITIMES_2_NEISO | MARITIMES | NEISO | Internal | Shoulder | B15 | 1203 | 99999 | 648.08 | 80.24 | 80.25 | 0.01 | 0
2040 | MARITIMES_2_NEISO | MARITIMES | NEISO | Internal | Summer | B1 | 10 | 99999 | 1900.1 | 135.44 | 135.45 | 0.01 | 0
2040 | MARITIMES_2_NEISO | MARITIMES | NEISO | Internal | Summer | B2 | 25 | 99999 | 1878.84 | 135.44 | 135.45 | 0.01 | 0
2040 | MARITIMES_2_NEISO | MARITIMES | NEISO | Internal | Summer | B3 | 75 | 99999 | 1836.48 | 107.58 | 107.59 | 0.01 | 0
2040 | MARITIMES_2_NEISO | MARITIMES | NEISO | Internal | Summer | B4 | 100 | 99999 | 1800.07 | 106.94 | 106.95 | 0.01 | 0
2040 | MARITIMES_2_NEISO | MARITIMES | NEISO | Internal | Summer | B5 | 200 | 99999 | 1780.16 | 78.42 | 78.43 | 0.01 | 0
2040 | MARITIMES_2_NEISO | MARITIMES | NEISO | Internal | Summer | B6 | 300 | 99999 | 1757.82 | 78.42 | 78.43 | 0.01 | 0
2040 | MARITIMES_2_NEISO | MARITIMES | NEISO | Internal | Summer | B7 | 400 | 99999 | 1732.23 | 78.42 | 78.43 | 0.01 | 0
2040 | MARITIMES_2_NEISO | MARITIMES | NEISO | Internal | Summer | B8 | 500 | 99999 | 1712.1 | 78.42 | 78.43 | 0.01 | 0
2040 | MARITIMES_2_NEISO | MARITIMES | NEISO | Internal | Summer | B9 | 800 | 99999 | 1687.45 | 78.42 | 78.43 | 0.01 | 0
2040 | MARITIMES_2_NEISO | MARITIMES | NEISO | Internal | Summer | B10 | 1262 | 99999 | 465.06 | 78.42 | 78.43 | 0.01 | 0
2040 | MARITIMES_2_NEISO | MARITIMES | NEISO | Internal | Winter | B16 | 25 | 99999 | 1765.33 | 94.19 | 94.21 | 0.01 | 0
2040 | MARITIMES_2_NEISO | MARITIMES | NEISO | Internal | Winter | B17 | 100 | 99999 | 1747.44 | 92.11 | 92.12 | 0.01 | 0
2040 | MARITIMES_2_NEISO | MARITIMES | NEISO | Internal | Winter | B18 | 400 | 99999 | 1733.65 | 90.33 | 90.34 | 0.01 | 0
2040 | MARITIMES_2_NEISO | MARITIMES | NEISO | Internal | Winter | B19 | 700 | 99999 | 1708.15 | 90.33 | 90.34 | 0.01 | 0
2040 | MARITIMES_2_NEISO | MARITIMES | NEISO | Internal | Winter | B20 | 935 | 99999 | 723.43 | 90.33 | 90.34 | 0.01 | 0
2040 | MISO_IN_2_MISO_MI | MISO_IN | MISO_MI | Internal | Shoulder | B11 | 25 | 5768 | 5768 | 79.46 | 91.9 | 0.01 | 12.43
2040 | MISO_IN_2_MISO_MI | MISO_IN | MISO_MI | Internal | Shoulder | B12 | 200 | 5768 | 5768 | 79.46 | 89.7 | 0.01 | 10.23
2040 | MISO_IN_2_MISO_MI | MISO_IN | MISO_MI | Internal | Shoulder | B13 | 600 | 5768 | 5768 | 79.46 | 84.18 | 0.01 | 4.71
2040 | MISO_IN_2_MISO_MI | MISO_IN | MISO_MI | Internal | Shoulder | B14 | 900 | 5768 | 5768 | 79.46 | 83.22 | 0.01 | 3.75
2040 | MISO_IN_2_MISO_MI | MISO_IN | MISO_MI | Internal | Shoulder | B15 | 1203 | 5768 | 5768 | 75.24 | 79.57 | 0.01 | 4.32
2040 | MISO_IN_2_MISO_MI | MISO_IN | MISO_MI | Internal | Summer | B1 | 10 | 5768 | 5768 | 129.47 | 144.45 | 0.01 | 14.97
2040 | MISO_IN_2_MISO_MI | MISO_IN | MISO_MI | Internal | Summer | B2 | 25 | 5768 | 4600.86 | 144.44 | 144.45 | 0.01 | 0
2040 | MISO_IN_2_MISO_MI | MISO_IN | MISO_MI | Internal | Summer | B3 | 75 | 5768 | 3142.35 | 144.44 | 144.45 | 0.01 | 0
2040 | MISO_IN_2_MISO_MI | MISO_IN | MISO_MI | Internal | Summer | B4 | 100 | 5768 | 2913.31 | 140.24 | 140.25 | 0.01 | 0
2040 | MISO_IN_2_MISO_MI | MISO_IN | MISO_MI | Internal | Summer | B5 | 200 | 5768 | 3054.22 | 117.39 | 117.41 | 0.01 | 0
2040 | MISO_IN_2_MISO_MI | MISO_IN | MISO_MI | Internal | Summer | B6 | 300 | 5768 | 5064.43 | 102.33 | 102.34 | 0.01 | 0
2040 | MISO_IN_2_MISO_MI | MISO_IN | MISO_MI | Internal | Summer | B7 | 400 | 5768 | 5153.51 | 90.44 | 90.46 | 0.01 | 0
2040 | MISO_IN_2_MISO_MI | MISO_IN | MISO_MI | Internal | Summer | B8 | 500 | 5768 | 5768 | 78.81 | 87.14 | 0.01 | 8.32
2040 | MISO_IN_2_MISO_MI | MISO_IN | MISO_MI | Internal | Summer | B9 | 800 | 5768 | 5768 | 77.87 | 78.34 | 0.01 | 0.46
2040 | MISO_IN_2_MISO_MI | MISO_IN | MISO_MI | Internal | Summer | B10 | 1262 | 5768 | 5768 | 77.87 | 78.34 | 0.01 | 0.46
2040 | MISO_IN_2_MISO_MI | MISO_IN | MISO_MI | Internal | Winter | B16 | 25 | 5768 | 5768 | 82.85 | 95.11 | 0.01 | 12.24
2040 | MISO_IN_2_MISO_MI | MISO_IN | MISO_MI | Internal | Winter | B17 | 100 | 5768 | 5768 | 82.85 | 95.11 | 0.01 | 12.24
2040 | MISO_IN_2_MISO_MI | MISO_IN | MISO_MI | Internal | Winter | B18 | 400 | 5768 | 5768 | 82.85 | 89.12 | 0.01 | 6.25
2040 | MISO_IN_2_MISO_MI | MISO_IN | MISO_MI | Internal | Winter | B19 | 700 | 5768 | 5768 | 82.85 | 89.12 | 0.01 | 6.25
2040 | MISO_IN_2_MISO_MI | MISO_IN | MISO_MI | Internal | Winter | B20 | 935 | 5768 | 5768 | 79.1 | 82.3 | 0.01 | 3.18
2040 | MISO_IN_2_MISO_MO-IL | MISO_IN | MISO_MO-IL | Internal | Shoulder | B11 | 25 | 5000 | 5000 | 79.46 | 90.69 | 0.01 | 11.22
2040 | MISO_IN_2_MISO_MO-IL | MISO_IN | MISO_MO-IL | Internal | Shoulder | B12 | 200 | 5000 | 5000 | 79.46 | 82.2 | 0.01 | 2.73
2040 | MISO_IN_2_MISO_MO-IL | MISO_IN | MISO_MO-IL | Internal | Shoulder | B13 | 600 | 5000 | 5000 | 79.46 | 79.58 | 0.01 | 0.11
2040 | MISO_IN_2_MISO_MO-IL | MISO_IN | MISO_MO-IL | Internal | Shoulder | B14 | 900 | 5000 | 0 | 79.46 | 75.37 | 0.01 | 0
2040 | MISO_IN_2_MISO_MO-IL | MISO_IN | MISO_MO-IL | Internal | Shoulder | B15 | 1203 | 5000 | 0 | 75.24 | 66.23 | 0.01 | 0
2040 | MISO_IN_2_MISO_MO-IL | MISO_IN | MISO_MO-IL | Internal | Summer | B1 | 10 | 5000 | 5000 | 129.47 | 137.47 | 0.01 | 7.99
2040 | MISO_IN_2_MISO_MO-IL | MISO_IN | MISO_MO-IL | Internal | Summer | B2 | 25 | 5000 | 3392.55 | 144.44 | 144.45 | 0.01 | 0
2040 | MISO_IN_2_MISO_MO-IL | MISO_IN | MISO_MO-IL | Internal | Summer | B3 | 75 | 5000 | 4868.09 | 144.44 | 144.45 | 0.01 | 0
2040 | MISO_IN_2_MISO_MO-IL | MISO_IN | MISO_MO-IL | Internal | Summer | B4 | 100 | 5000 | 3569.81 | 140.24 | 140.25 | 0.01 | 0
2040 | MISO_IN_2_MISO_MO-IL | MISO_IN | MISO_MO-IL | Internal | Summer | B5 | 200 | 5000 | 4314.31 | 117.39 | 117.41 | 0.01 | 0
2040 | MISO_IN_2_MISO_MO-IL | MISO_IN | MISO_MO-IL | Internal | Summer | B6 | 300 | 5000 | 4214.29 | 102.33 | 102.34 | 0.01 | 0
2040 | MISO_IN_2_MISO_MO-IL | MISO_IN | MISO_MO-IL | Internal | Summer | B7 | 400 | 5000 | 5000 | 90.44 | 90.47 | 0.01 | 0.01
2040 | MISO_IN_2_MISO_MO-IL | MISO_IN | MISO_MO-IL | Internal | Summer | B8 | 500 | 5000 | 5000 | 78.81 | 87.14 | 0.01 | 8.32
2040 | MISO_IN_2_MISO_MO-IL | MISO_IN | MISO_MO-IL | Internal | Summer | B9 | 800 | 5000 | 5000 | 77.87 | 78.35 | 0.01 | 0.48
2040 | MISO_IN_2_MISO_MO-IL | MISO_IN | MISO_MO-IL | Internal | Summer | B10 | 1262 | 5000 | 0 | 77.87 | 75.64 | 0.01 | 0
2040 | MISO_IN_2_MISO_MO-IL | MISO_IN | MISO_MO-IL | Internal | Winter | B16 | 25 | 5000 | 2086.22 | 82.85 | 82.87 | 0.01 | 0
2040 | MISO_IN_2_MISO_MO-IL | MISO_IN | MISO_MO-IL | Internal | Winter | B17 | 100 | 5000 | 3146.91 | 82.85 | 82.87 | 0.01 | 0
2040 | MISO_IN_2_MISO_MO-IL | MISO_IN | MISO_MO-IL | Internal | Winter | B18 | 400 | 5000 | 2133.45 | 82.85 | 82.87 | 0.01 | 0
2040 | MISO_IN_2_MISO_MO-IL | MISO_IN | MISO_MO-IL | Internal | Winter | B19 | 700 | 5000 | 5.14 | 82.85 | 82.87 | 0.01 | 0
2040 | MISO_IN_2_MISO_MO-IL | MISO_IN | MISO_MO-IL | Internal | Winter | B20 | 935 | 5000 | 0 | 79.1 | 60.37 | 0.01 | 0
2040 | MISO_IN_2_NonRTO_Midwest | MISO_IN | NonRTO_Midwest | Internal | Shoulder | B11 | 25 | 4800 | 3800.72 | 79.46 | 87.46 | 8 | 0
2040 | MISO_IN_2_NonRTO_Midwest | MISO_IN | NonRTO_Midwest | Internal | Shoulder | B12 | 200 | 4800 | 799.03 | 79.46 | 87.46 | 8 | 0
2040 | MISO_IN_2_NonRTO_Midwest | MISO_IN | NonRTO_Midwest | Internal | Shoulder | B13 | 600 | 4800 | 232.6 | 79.46 | 87.46 | 8 | 0
2040 | MISO_IN_2_NonRTO_Midwest | MISO_IN | NonRTO_Midwest | Internal | Shoulder | B14 | 900 | 4800 | 0 | 79.46 | 83.24 | 8 | 0
2040 | MISO_IN_2_NonRTO_Midwest | MISO_IN | NonRTO_Midwest | Internal | Shoulder | B15 | 1203 | 4800 | 1120.65 | 75.24 | 83.24 | 8 | 0
2040 | MISO_IN_2_NonRTO_Midwest | MISO_IN | NonRTO_Midwest | Internal | Summer | B1 | 10 | 4800 | 3564.71 | 129.47 | 137.47 | 8 | 0
2040 | MISO_IN_2_NonRTO_Midwest | MISO_IN | NonRTO_Midwest | Internal | Summer | B2 | 25 | 4800 | 2525.39 | 144.44 | 152.44 | 8 | 0
2040 | MISO_IN_2_NonRTO_Midwest | MISO_IN | NonRTO_Midwest | Internal | Summer | B3 | 75 | 4800 | 2010.23 | 144.44 | 152.44 | 8 | 0
2040 | MISO_IN_2_NonRTO_Midwest | MISO_IN | NonRTO_Midwest | Internal | Summer | B4 | 100 | 4800 | 1581.24 | 140.24 | 148.24 | 8 | 0
2040 | MISO_IN_2_NonRTO_Midwest | MISO_IN | NonRTO_Midwest | Internal | Summer | B5 | 200 | 4800 | 1155.92 | 117.39 | 125.39 | 8 | 0
2040 | MISO_IN_2_NonRTO_Midwest | MISO_IN | NonRTO_Midwest | Internal | Summer | B6 | 300 | 4800 | 660.67 | 102.33 | 110.33 | 8 | 0
2040 | MISO_IN_2_NonRTO_Midwest | MISO_IN | NonRTO_Midwest | Internal | Summer | B7 | 400 | 4800 | 152.95 | 90.44 | 98.44 | 8 | 0
2040 | MISO_IN_2_NonRTO_Midwest | MISO_IN | NonRTO_Midwest | Internal | Summer | B8 | 500 | 4800 | 548.93 | 78.81 | 86.81 | 8 | 0
2040 | MISO_IN_2_NonRTO_Midwest | MISO_IN | NonRTO_Midwest | Internal | Summer | B9 | 800 | 4800 | 0 | 77.87 | 81.67 | 8 | 0
2040 | MISO_IN_2_NonRTO_Midwest | MISO_IN | NonRTO_Midwest | Internal | Summer | B10 | 1262 | 4800 | 0 | 77.87 | 81.67 | 8 | 0
2040 | MISO_IN_2_NonRTO_Midwest | MISO_IN | NonRTO_Midwest | Internal | Winter | B16 | 25 | 4800 | 2632.33 | 82.85 | 90.85 | 8 | 0
2040 | MISO_IN_2_NonRTO_Midwest | MISO_IN | NonRTO_Midwest | Internal | Winter | B17 | 100 | 4800 | 1550.08 | 82.85 | 90.85 | 8 | 0
2040 | MISO_IN_2_NonRTO_Midwest | MISO_IN | NonRTO_Midwest | Internal | Winter | B18 | 400 | 4800 | 675.99 | 82.85 | 90.85 | 8 | 0
2040 | MISO_IN_2_NonRTO_Midwest | MISO_IN | NonRTO_Midwest | Internal | Winter | B19 | 700 | 4800 | 0 | 82.85 | 87.96 | 8 | 0
2040 | MISO_IN_2_NonRTO_Midwest | MISO_IN | NonRTO_Midwest | Internal | Winter | B20 | 935 | 4800 | 4226.55 | 79.1 | 87.1 | 8 | 0
2040 | MISO_IN_2_PJM_ROR | MISO_IN | PJM_ROR | Internal | Shoulder | B11 | 25 | 1253 | 1253 | 79.46 | 94.56 | 2 | 13.1
2040 | MISO_IN_2_PJM_ROR | MISO_IN | PJM_ROR | Internal | Shoulder | B12 | 200 | 1253 | 1253 | 79.46 | 91.7 | 2 | 10.24
2040 | MISO_IN_2_PJM_ROR | MISO_IN | PJM_ROR | Internal | Shoulder | B13 | 600 | 1253 | 1253 | 79.46 | 86.18 | 2 | 4.72
2040 | MISO_IN_2_PJM_ROR | MISO_IN | PJM_ROR | Internal | Shoulder | B14 | 900 | 1253 | 1253 | 79.46 | 85.22 | 2 | 3.77
2040 | MISO_IN_2_PJM_ROR | MISO_IN | PJM_ROR | Internal | Shoulder | B15 | 1203 | 1253 | 1253 | 75.24 | 79.4 | 2 | 2.16
2040 | MISO_IN_2_PJM_ROR | MISO_IN | PJM_ROR | Internal | Summer | B1 | 10 | 1253 | 1253 | 129.47 | 146.45 | 2 | 14.98
2040 | MISO_IN_2_PJM_ROR | MISO_IN | PJM_ROR | Internal | Summer | B2 | 25 | 1253 | 1253 | 144.44 | 146.45 | 2 | 0.01
2040 | MISO_IN_2_PJM_ROR | MISO_IN | PJM_ROR | Internal | Summer | B3 | 75 | 1253 | 1253 | 144.44 | 146.45 | 2 | 0.01
2040 | MISO_IN_2_PJM_ROR | MISO_IN | PJM_ROR | Internal | Summer | B4 | 100 | 1253 | 1253 | 140.24 | 142.25 | 2 | 0.01
2040 | MISO_IN_2_PJM_ROR | MISO_IN | PJM_ROR | Internal | Summer | B5 | 200 | 1253 | 1253 | 117.39 | 119.42 | 2 | 0.02
2040 | MISO_IN_2_PJM_ROR | MISO_IN | PJM_ROR | Internal | Summer | B6 | 300 | 1253 | 1253 | 102.33 | 104.34 | 2 | 0.01
2040 | MISO_IN_2_PJM_ROR | MISO_IN | PJM_ROR | Internal | Summer | B7 | 400 | 1253 | 1253 | 90.44 | 92.46 | 2 | 0.01
2040 | MISO_IN_2_PJM_ROR | MISO_IN | PJM_ROR | Internal | Summer | B8 | 500 | 1253 | 1253 | 78.81 | 89.14 | 2 | 8.33
2040 | MISO_IN_2_PJM_ROR | MISO_IN | PJM_ROR | Internal | Summer | B9 | 800 | 1253 | 1253 | 77.87 | 80.34 | 2 | 0.48
2040 | MISO_IN_2_PJM_ROR | MISO_IN | PJM_ROR | Internal | Summer | B10 | 1262 | 1253 | 0 | 77.87 | 77.63 | 2 | 0
2040 | MISO_IN_2_PJM_ROR | MISO_IN | PJM_ROR | Internal | Winter | B16 | 25 | 1253 | 1253 | 82.85 | 101.38 | 2 | 16.53
2040 | MISO_IN_2_PJM_ROR | MISO_IN | PJM_ROR | Internal | Winter | B17 | 100 | 1253 | 1253 | 82.85 | 98.31 | 2 | 13.46
2040 | MISO_IN_2_PJM_ROR | MISO_IN | PJM_ROR | Internal | Winter | B18 | 400 | 1253 | 1253 | 82.85 | 93.58 | 2 | 8.72
2040 | MISO_IN_2_PJM_ROR | MISO_IN | PJM_ROR | Internal | Winter | B19 | 700 | 1253 | 1253 | 82.85 | 91.21 | 2 | 6.35
2040 | MISO_IN_2_PJM_ROR | MISO_IN | PJM_ROR | Internal | Winter | B20 | 935 | 1253 | 1253 | 79.1 | 83.36 | 2 | 2.25
2040 | MISO_MI_2_MISO_IN | MISO_MI | MISO_IN | Internal | Shoulder | B11 | 25 | 2813 | 0 | 91.9 | 79.46 | 0.01 | 0
2040 | MISO_MI_2_MISO_IN | MISO_MI | MISO_IN | Internal | Shoulder | B12 | 200 | 2813 | 0 | 89.7 | 79.46 | 0.01 | 0
2040 | MISO_MI_2_MISO_IN | MISO_MI | MISO_IN | Internal | Shoulder | B13 | 600 | 2813 | 0 | 84.18 | 79.46 | 0.01 | 0
2040 | MISO_MI_2_MISO_IN | MISO_MI | MISO_IN | Internal | Shoulder | B14 | 900 | 2813 | 0 | 83.22 | 79.46 | 0.01 | 0
2040 | MISO_MI_2_MISO_IN | MISO_MI | MISO_IN | Internal | Shoulder | B15 | 1203 | 2813 | 0 | 79.57 | 75.24 | 0.01 | 0
2040 | MISO_MI_2_MISO_IN | MISO_MI | MISO_IN | Internal | Summer | B1 | 10 | 2813 | 0 | 144.45 | 129.47 | 0.01 | 0
2040 | MISO_MI_2_MISO_IN | MISO_MI | MISO_IN | Internal | Summer | B2 | 25 | 2813 | 0 | 144.45 | 144.44 | 0.01 | 0
2040 | MISO_MI_2_MISO_IN | MISO_MI | MISO_IN | Internal | Summer | B3 | 75 | 2813 | 0 | 144.45 | 144.44 | 0.01 | 0
2040 | MISO_MI_2_MISO_IN | MISO_MI | MISO_IN | Internal | Summer | B4 | 100 | 2813 | 0 | 140.25 | 140.24 | 0.01 | 0
2040 | MISO_MI_2_MISO_IN | MISO_MI | MISO_IN | Internal | Summer | B5 | 200 | 2813 | 0 | 117.41 | 117.39 | 0.01 | 0
2040 | MISO_MI_2_MISO_IN | MISO_MI | MISO_IN | Internal | Summer | B6 | 300 | 2813 | 0 | 102.34 | 102.33 | 0.01 | 0
2040 | MISO_MI_2_MISO_IN | MISO_MI | MISO_IN | Internal | Summer | B7 | 400 | 2813 | 0 | 90.46 | 90.44 | 0.01 | 0
2040 | MISO_MI_2_MISO_IN | MISO_MI | MISO_IN | Internal | Summer | B8 | 500 | 2813 | 0 | 87.14 | 78.81 | 0.01 | 0
2040 | MISO_MI_2_MISO_IN | MISO_MI | MISO_IN | Internal | Summer | B9 | 800 | 2813 | 0 | 78.34 | 77.87 | 0.01 | 0
2040 | MISO_MI_2_MISO_IN | MISO_MI | MISO_IN | Internal | Summer | B10 | 1262 | 2813 | 0 | 78.34 | 77.87 | 0.01 | 0
2040 | MISO_MI_2_MISO_IN | MISO_MI | MISO_IN | Internal | Winter | B16 | 25 | 2813 | 0 | 95.11 | 82.85 | 0.01 | 0
2040 | MISO_MI_2_MISO_IN | MISO_MI | MISO_IN | Internal | Winter | B17 | 100 | 2813 | 0 | 95.11 | 82.85 | 0.01 | 0
2040 | MISO_MI_2_MISO_IN | MISO_MI | MISO_IN | Internal | Winter | B18 | 400 | 2813 | 0 | 89.12 | 82.85 | 0.01 | 0
2040 | MISO_MI_2_MISO_IN | MISO_MI | MISO_IN | Internal | Winter | B19 | 700 | 2813 | 0 | 89.12 | 82.85 | 0.01 | 0
2040 | MISO_MI_2_MISO_IN | MISO_MI | MISO_IN | Internal | Winter | B20 | 935 | 2813 | 0 | 82.3 | 79.1 | 0.01 | 0
2040 | MISO_MI_2_MISO_WUMS | MISO_MI | MISO_WUMS | Internal | Shoulder | B11 | 25 | 805 | 139.45 | 91.9 | 91.92 | 0.01 | 0
2040 | MISO_MI_2_MISO_WUMS | MISO_MI | MISO_WUMS | Internal | Shoulder | B12 | 200 | 805 | 0 | 89.7 | 82.2 | 0.01 | 0
2040 | MISO_MI_2_MISO_WUMS | MISO_MI | MISO_WUMS | Internal | Shoulder | B13 | 600 | 805 | 0 | 84.18 | 79.58 | 0.01 | 0
2040 | MISO_MI_2_MISO_WUMS | MISO_MI | MISO_WUMS | Internal | Shoulder | B14 | 900 | 805 | 0 | 83.22 | 79.58 | 0.01 | 0
2040 | MISO_MI_2_MISO_WUMS | MISO_MI | MISO_WUMS | Internal | Shoulder | B15 | 1203 | 805 | 636.06 | 79.57 | 79.58 | 0.01 | 0
2040 | MISO_MI_2_MISO_WUMS | MISO_MI | MISO_WUMS | Internal | Summer | B1 | 10 | 805 | 0 | 144.45 | 141.2 | 0.01 | 0
2040 | MISO_MI_2_MISO_WUMS | MISO_MI | MISO_WUMS | Internal | Summer | B2 | 25 | 805 | 0 | 144.45 | 141.2 | 0.01 | 0
2040 | MISO_MI_2_MISO_WUMS | MISO_MI | MISO_WUMS | Internal | Summer | B3 | 75 | 805 | 0 | 144.45 | 141.2 | 0.01 | 0
2040 | MISO_MI_2_MISO_WUMS | MISO_MI | MISO_WUMS | Internal | Summer | B4 | 100 | 805 | 0 | 140.25 | 140.24 | 0.01 | 0
2040 | MISO_MI_2_MISO_WUMS | MISO_MI | MISO_WUMS | Internal | Summer | B5 | 200 | 805 | 0 | 117.41 | 117.41 | 0.01 | 0
2040 | MISO_MI_2_MISO_WUMS | MISO_MI | MISO_WUMS | Internal | Summer | B6 | 300 | 805 | 0 | 102.34 | 102.33 | 0.01 | 0
2040 | MISO_MI_2_MISO_WUMS | MISO_MI | MISO_WUMS | Internal | Summer | B7 | 400 | 805 | 0 | 90.46 | 90.44 | 0.01 | 0
2040 | MISO_MI_2_MISO_WUMS | MISO_MI | MISO_WUMS | Internal | Summer | B8 | 500 | 805 | 0 | 87.14 | 87.14 | 0.01 | 0
2040 | MISO_MI_2_MISO_WUMS | MISO_MI | MISO_WUMS | Internal | Summer | B9 | 800 | 805 | 0 | 78.34 | 78.33 | 0.01 | 0
2040 | MISO_MI_2_MISO_WUMS | MISO_MI | MISO_WUMS | Internal | Summer | B10 | 1262 | 805 | 0 | 78.34 | 77.78 | 0.01 | 0
2040 | MISO_MI_2_MISO_WUMS | MISO_MI | MISO_WUMS | Internal | Winter | B16 | 25 | 805 | 0 | 95.11 | 82.92 | 0.01 | 0
2040 | MISO_MI_2_MISO_WUMS | MISO_MI | MISO_WUMS | Internal | Winter | B17 | 100 | 805 | 0 | 95.11 | 82.92 | 0.01 | 0
2040 | MISO_MI_2_MISO_WUMS | MISO_MI | MISO_WUMS | Internal | Winter | B18 | 400 | 805 | 0 | 89.12 | 84.46 | 0.01 | 0
2040 | MISO_MI_2_MISO_WUMS | MISO_MI | MISO_WUMS | Internal | Winter | B19 | 700 | 805 | 0 | 89.12 | 82.92 | 0.01 | 0
2040 | MISO_MI_2_MISO_WUMS | MISO_MI | MISO_WUMS | Internal | Winter | B20 | 935 | 805 | 805 | 82.3 | 82.92 | 0.01 | 0.61
2040 | MISO_MI_2_PJM_ROR | MISO_MI | PJM_ROR | Internal | Shoulder | B11 | 25 | 1424 | 1424 | 91.9 | 94.56 | 2 | 0.65
2040 | MISO_MI_2_PJM_ROR | MISO_MI | PJM_ROR | Internal | Shoulder | B12 | 200 | 1424 | 873.39 | 89.7 | 91.7 | 2 | 0
2040 | MISO_MI_2_PJM_ROR | MISO_MI | PJM_ROR | Internal | Shoulder | B13 | 600 | 1424 | 1241.16 | 84.18 | 86.18 | 2 | 0
2040 | MISO_MI_2_PJM_ROR | MISO_MI | PJM_ROR | Internal | Shoulder | B14 | 900 | 1424 | 312.2 | 83.22 | 85.22 | 2 | 0
2040 | MISO_MI_2_PJM_ROR | MISO_MI | PJM_ROR | Internal | Shoulder | B15 | 1203 | 1424 | 0 | 79.57 | 79.4 | 2 | 0
2040 | MISO_MI_2_PJM_ROR | MISO_MI | PJM_ROR | Internal | Summer | B1 | 10 | 1424 | 264.57 | 144.45 | 146.45 | 2 | 0
2040 | MISO_MI_2_PJM_ROR | MISO_MI | PJM_ROR | Internal | Summer | B2 | 25 | 1424 | 355.43 | 144.45 | 146.45 | 2 | 0
2040 | MISO_MI_2_PJM_ROR | MISO_MI | PJM_ROR | Internal | Summer | B3 | 75 | 1424 | 292.08 | 144.45 | 146.45 | 2 | 0
2040 | MISO_MI_2_PJM_ROR | MISO_MI | PJM_ROR | Internal | Summer | B4 | 100 | 1424 | 574.84 | 140.25 | 142.25 | 2 | 0
2040 | MISO_MI_2_PJM_ROR | MISO_MI | PJM_ROR | Internal | Summer | B5 | 200 | 1424 | 1424 | 117.41 | 119.42 | 2 | 0.01
2040 | MISO_MI_2_PJM_ROR | MISO_MI | PJM_ROR | Internal | Summer | B6 | 300 | 1424 | 1302.37 | 102.34 | 104.34 | 2 | 0
2040 | MISO_MI_2_PJM_ROR | MISO_MI | PJM_ROR | Internal | Summer | B7 | 400 | 1424 | 799.28 | 90.46 | 92.46 | 2 | 0
2040 | MISO_MI_2_PJM_ROR | MISO_MI | PJM_ROR | Internal | Summer | B8 | 500 | 1424 | 657.46 | 87.14 | 89.14 | 2 | 0
2040 | MISO_MI_2_PJM_ROR | MISO_MI | PJM_ROR | Internal | Summer | B9 | 800 | 1424 | 1178.69 | 78.34 | 80.34 | 2 | 0
2040 | MISO_MI_2_PJM_ROR | MISO_MI | PJM_ROR | Internal | Summer | B10 | 1262 | 1424 | 0 | 78.34 | 77.63 | 2 | 0
2040 | MISO_MI_2_PJM_ROR | MISO_MI | PJM_ROR | Internal | Winter | B16 | 25 | 1424 | 1424 | 95.11 | 101.38 | 2 | 4.27
2040 | MISO_MI_2_PJM_ROR | MISO_MI | PJM_ROR | Internal | Winter | B17 | 100 | 1424 | 1424 | 95.11 | 98.31 | 2 | 1.2
2040 | MISO_MI_2_PJM_ROR | MISO_MI | PJM_ROR | Internal | Winter | B18 | 400 | 1424 | 1424 | 89.12 | 93.58 | 2 | 2.46
2040 | MISO_MI_2_PJM_ROR | MISO_MI | PJM_ROR | Internal | Winter | B19 | 700 | 1424 | 1424 | 89.12 | 91.21 | 2 | 0.09
2040 | MISO_MI_2_PJM_ROR | MISO_MI | PJM_ROR | Internal | Winter | B20 | 935 | 1424 | 0 | 82.3 | 83.36 | 2 | 0
2040 | MISO_MO-IL_2_ENT | MISO_MO-IL | ENT | Internal | Shoulder | B11 | 25 | 2540 | 0 | 90.69 | 95 | 8 | 0
2040 | MISO_MO-IL_2_ENT | MISO_MO-IL | ENT | Internal | Shoulder | B12 | 200 | 2540 | 0 | 82.2 | 82.2 | 8 | 0
2040 | MISO_MO-IL_2_ENT | MISO_MO-IL | ENT | Internal | Shoulder | B13 | 600 | 2540 | 0 | 79.58 | 79.58 | 8 | 0
2040 | MISO_MO-IL_2_ENT | MISO_MO-IL | ENT | Internal | Shoulder | B14 | 900 | 2540 | 0 | 75.37 | 75.37 | 8 | 0
2040 | MISO_MO-IL_2_ENT | MISO_MO-IL | ENT | Internal | Shoulder | B15 | 1203 | 2540 | 0 | 66.23 | 58.23 | 8 | 0
2040 | MISO_MO-IL_2_ENT | MISO_MO-IL | ENT | Internal | Summer | B1 | 10 | 2540 | 0 | 137.47 | 97.02 | 8 | 0
2040 | MISO_MO-IL_2_ENT | MISO_MO-IL | ENT | Internal | Summer | B2 | 25 | 2540 | 0 | 144.45 | 144.45 | 8 | 0
2040 | MISO_MO-IL_2_ENT | MISO_MO-IL | ENT | Internal | Summer | B3 | 75 | 2540 | 0 | 144.45 | 144.45 | 8 | 0
2040 | MISO_MO-IL_2_ENT | MISO_MO-IL | ENT | Internal | Summer | B4 | 100 | 2540 | 0 | 140.25 | 140.25 | 8 | 0
2040 | MISO_MO-IL_2_ENT | MISO_MO-IL | ENT | Internal | Summer | B5 | 200 | 2540 | 0 | 117.41 | 117.41 | 8 | 0
2040 | MISO_MO-IL_2_ENT | MISO_MO-IL | ENT | Internal | Summer | B6 | 300 | 2540 | 0 | 102.34 | 102.34 | 8 | 0
2040 | MISO_MO-IL_2_ENT | MISO_MO-IL | ENT | Internal | Summer | B7 | 400 | 2540 | 0 | 90.47 | 96.3 | 8 | 0
2040 | MISO_MO-IL_2_ENT | MISO_MO-IL | ENT | Internal | Summer | B8 | 500 | 2540 | 0 | 87.14 | 93.05 | 8 | 0
2040 | MISO_MO-IL_2_ENT | MISO_MO-IL | ENT | Internal | Summer | B9 | 800 | 2540 | 0 | 78.35 | 81.53 | 8 | 0
2040 | MISO_MO-IL_2_ENT | MISO_MO-IL | ENT | Internal | Summer | B10 | 1262 | 2540 | 0 | 75.64 | 75.64 | 8 | 0
2040 | MISO_MO-IL_2_ENT | MISO_MO-IL | ENT | Internal | Winter | B16 | 25 | 2540 | 0 | 82.87 | 85.75 | 8 | 0
2040 | MISO_MO-IL_2_ENT | MISO_MO-IL | ENT | Internal | Winter | B17 | 100 | 2540 | 0 | 82.87 | 85.75 | 8 | 0
2040 | MISO_MO-IL_2_ENT | MISO_MO-IL | ENT | Internal | Winter | B18 | 400 | 2540 | 0 | 82.87 | 82.87 | 8 | 0
2040 | MISO_MO-IL_2_ENT | MISO_MO-IL | ENT | Internal | Winter | B19 | 700 | 2540 | 0 | 82.87 | 82.85 | 8 | 0
2040 | MISO_MO-IL_2_ENT | MISO_MO-IL | ENT | Internal | Winter | B20 | 935 | 2540 | 0 | 60.37 | 52.37 | 8 | 0
2040 | MISO_MO-IL_2_MISO_IN | MISO_MO-IL | MISO_IN | Internal | Shoulder | B11 | 25 | 2100 | 0 | 90.69 | 79.46 | 0.01 | 0
2040 | MISO_MO-IL_2_MISO_IN | MISO_MO-IL | MISO_IN | Internal | Shoulder | B12 | 200 | 2100 | 0 | 82.2 | 79.46 | 0.01 | 0
2040 | MISO_MO-IL_2_MISO_IN | MISO_MO-IL | MISO_IN | Internal | Shoulder | B13 | 600 | 2100 | 0 | 79.58 | 79.46 | 0.01 | 0
2040 | MISO_MO-IL_2_MISO_IN | MISO_MO-IL | MISO_IN | Internal | Shoulder | B14 | 900 | 2100 | 2100 | 75.37 | 79.46 | 0.01 | 4.07
2040 | MISO_MO-IL_2_MISO_IN | MISO_MO-IL | MISO_IN | Internal | Shoulder | B15 | 1203 | 2100 | 2100 | 66.23 | 75.24 | 0.01 | 8.99
2040 | MISO_MO-IL_2_MISO_IN | MISO_MO-IL | MISO_IN | Internal | Summer | B1 | 10 | 2100 | 0 | 137.47 | 129.47 | 0.01 | 0
2040 | MISO_MO-IL_2_MISO_IN | MISO_MO-IL | MISO_IN | Internal | Summer | B2 | 25 | 2100 | 0 | 144.45 | 144.44 | 0.01 | 0
2040 | MISO_MO-IL_2_MISO_IN | MISO_MO-IL | MISO_IN | Internal | Summer | B3 | 75 | 2100 | 0 | 144.45 | 144.44 | 0.01 | 0
2040 | MISO_MO-IL_2_MISO_IN | MISO_MO-IL | MISO_IN | Internal | Summer | B4 | 100 | 2100 | 0 | 140.25 | 140.24 | 0.01 | 0
2040 | MISO_MO-IL_2_MISO_IN | MISO_MO-IL | MISO_IN | Internal | Summer | B5 | 200 | 2100 | 0 | 117.41 | 117.39 | 0.01 | 0
2040 | MISO_MO-IL_2_MISO_IN | MISO_MO-IL | MISO_IN | Internal | Summer | B6 | 300 | 2100 | 0 | 102.34 | 102.33 | 0.01 | 0
2040 | MISO_MO-IL_2_MISO_IN | MISO_MO-IL | MISO_IN | Internal | Summer | B7 | 400 | 2100 | 0 | 90.47 | 90.44 | 0.01 | 0
2040 | MISO_MO-IL_2_MISO_IN | MISO_MO-IL | MISO_IN | Internal | Summer | B8 | 500 | 2100 | 0 | 87.14 | 78.81 | 0.01 | 0
2040 | MISO_MO-IL_2_MISO_IN | MISO_MO-IL | MISO_IN | Internal | Summer | B9 | 800 | 2100 | 0 | 78.35 | 77.87 | 0.01 | 0
2040 | MISO_MO-IL_2_MISO_IN | MISO_MO-IL | MISO_IN | Internal | Summer | B10 | 1262 | 2100 | 2100 | 75.64 | 77.87 | 0.01 | 2.21
2040 | MISO_MO-IL_2_MISO_IN | MISO_MO-IL | MISO_IN | Internal | Winter | B16 | 25 | 2100 | 0 | 82.87 | 82.85 | 0.01 | 0
2040 | MISO_MO-IL_2_MISO_IN | MISO_MO-IL | MISO_IN | Internal | Winter | B17 | 100 | 2100 | 0 | 82.87 | 82.85 | 0.01 | 0
2040 | MISO_MO-IL_2_MISO_IN | MISO_MO-IL | MISO_IN | Internal | Winter | B18 | 400 | 2100 | 0 | 82.87 | 82.85 | 0.01 | 0
2040 | MISO_MO-IL_2_MISO_IN | MISO_MO-IL | MISO_IN | Internal | Winter | B19 | 700 | 2100 | 0 | 82.87 | 82.85 | 0.01 | 0
2040 | MISO_MO-IL_2_MISO_IN | MISO_MO-IL | MISO_IN | Internal | Winter | B20 | 935 | 2100 | 2100 | 60.37 | 79.1 | 0.01 | 18.72
2040 | MISO_MO-IL_2_MISO_W | MISO_MO-IL | MISO_W | Internal | Shoulder | B11 | 25 | 1082 | 1082 | 90.69 | 92.56 | 0.01 | 1.86
2040 | MISO_MO-IL_2_MISO_W | MISO_MO-IL | MISO_W | Internal | Shoulder | B12 | 200 | 1082 | 0 | 82.2 | 82.19 | 0.01 | 0
2040 | MISO_MO-IL_2_MISO_W | MISO_MO-IL | MISO_W | Internal | Shoulder | B13 | 600 | 1082 | 0 | 79.58 | 79.57 | 0.01 | 0
2040 | MISO_MO-IL_2_MISO_W | MISO_MO-IL | MISO_W | Internal | Shoulder | B14 | 900 | 1082 | 0 | 75.37 | 29.36 | 0.01 | 0
2040 | MISO_MO-IL_2_MISO_W | MISO_MO-IL | MISO_W | Internal | Shoulder | B15 | 1203 | 1082 | 0 | 66.23 | 13.08 | 0.01 | 0
2040 | MISO_MO-IL_2_MISO_W | MISO_MO-IL | MISO_W | Internal | Summer | B1 | 10 | 1082 | 1082 | 137.47 | 144.45 | 0.01 | 6.97
2040 | MISO_MO-IL_2_MISO_W | MISO_MO-IL | MISO_W | Internal | Summer | B2 | 25 | 1082 | 0 | 144.45 | 144.45 | 0.01 | 0
2040 | MISO_MO-IL_2_MISO_W | MISO_MO-IL | MISO_W | Internal | Summer | B3 | 75 | 1082 | 0 | 144.45 | 144.45 | 0.01 | 0
2040 | MISO_MO-IL_2_MISO_W | MISO_MO-IL | MISO_W | Internal | Summer | B4 | 100 | 1082 | 0 | 140.25 | 140.25 | 0.01 | 0
2040 | MISO_MO-IL_2_MISO_W | MISO_MO-IL | MISO_W | Internal | Summer | B5 | 200 | 1082 | 111.8 | 117.41 | 117.42 | 0.01 | 0
2040 | MISO_MO-IL_2_MISO_W | MISO_MO-IL | MISO_W | Internal | Summer | B6 | 300 | 1082 | 0 | 102.34 | 102.34 | 0.01 | 0
2040 | MISO_MO-IL_2_MISO_W | MISO_MO-IL | MISO_W | Internal | Summer | B7 | 400 | 1082 | 0 | 90.47 | 90.46 | 0.01 | 0
2040 | MISO_MO-IL_2_MISO_W | MISO_MO-IL | MISO_W | Internal | Summer | B8 | 500 | 1082 | 0 | 87.14 | 87.14 | 0.01 | 0
2040 | MISO_MO-IL_2_MISO_W | MISO_MO-IL | MISO_W | Internal | Summer | B9 | 800 | 1082 | 0 | 78.35 | 78.34 | 0.01 | 0
2040 | MISO_MO-IL_2_MISO_W | MISO_MO-IL | MISO_W | Internal | Summer | B10 | 1262 | 1082 | 0 | 75.64 | 75.63 | 0.01 | 0
2040 | MISO_MO-IL_2_MISO_W | MISO_MO-IL | MISO_W | Internal | Winter | B16 | 25 | 1082 | 0 | 82.87 | 70.87 | 0.01 | 0
2040 | MISO_MO-IL_2_MISO_W | MISO_MO-IL | MISO_W | Internal | Winter | B17 | 100 | 1082 | 0 | 82.87 | 70.87 | 0.01 | 0
2040 | MISO_MO-IL_2_MISO_W | MISO_MO-IL | MISO_W | Internal | Winter | B18 | 400 | 1082 | 0 | 82.87 | 82.85 | 0.01 | 0
2040 | MISO_MO-IL_2_MISO_W | MISO_MO-IL | MISO_W | Internal | Winter | B19 | 700 | 1082 | 0 | 82.87 | 82.85 | 0.01 | 0
2040 | MISO_MO-IL_2_MISO_W | MISO_MO-IL | MISO_W | Internal | Winter | B20 | 935 | 1082 | 0 | 60.37 | 57.23 | 0.01 | 0
2040 | MISO_MO-IL_2_PJM_ROR | MISO_MO-IL | PJM_ROR | Internal | Shoulder | B11 | 25 | 1212 | 1212 | 90.69 | 94.56 | 2 | 1.87
2040 | MISO_MO-IL_2_PJM_ROR | MISO_MO-IL | PJM_ROR | Internal | Shoulder | B12 | 200 | 1212 | 1212 | 82.2 | 91.7 | 2 | 7.5
2040 | MISO_MO-IL_2_PJM_ROR | MISO_MO-IL | PJM_ROR | Internal | Shoulder | B13 | 600 | 1212 | 1212 | 79.58 | 86.18 | 2 | 4.59
2040 | MISO_MO-IL_2_PJM_ROR | MISO_MO-IL | PJM_ROR | Internal | Shoulder | B14 | 900 | 1212 | 1212 | 75.37 | 85.22 | 2 | 7.85
2040 | MISO_MO-IL_2_PJM_ROR | MISO_MO-IL | PJM_ROR | Internal | Shoulder | B15 | 1203 | 1212 | 1212 | 66.23 | 79.4 | 2 | 11.17
2040 | MISO_MO-IL_2_PJM_ROR | MISO_MO-IL | PJM_ROR | Internal | Summer | B1 | 10 | 1212 | 1212 | 137.47 | 146.45 | 2 | 6.98
2040 | MISO_MO-IL_2_PJM_ROR | MISO_MO-IL | PJM_ROR | Internal | Summer | B2 | 25 | 1212 | 362.61 | 144.45 | 146.45 | 2 | 0
2040 | MISO_MO-IL_2_PJM_ROR | MISO_MO-IL | PJM_ROR | Internal | Summer | B3 | 75 | 1212 | 86.51 | 144.45 | 146.45 | 2 | 0
2040 | MISO_MO-IL_2_PJM_ROR | MISO_MO-IL | PJM_ROR | Internal | Summer | B4 | 100 | 1212 | 426.87 | 140.25 | 142.25 | 2 | 0
2040 | MISO_MO-IL_2_PJM_ROR | MISO_MO-IL | PJM_ROR | Internal | Summer | B5 | 200 | 1212 | 1212 | 117.41 | 119.42 | 2 | 0.01
2040 | MISO_MO-IL_2_PJM_ROR | MISO_MO-IL | PJM_ROR | Internal | Summer | B6 | 300 | 1212 | 1096.24 | 102.34 | 104.34 | 2 | 0
2040 | MISO_MO-IL_2_PJM_ROR | MISO_MO-IL | PJM_ROR | Internal | Summer | B7 | 400 | 1212 | 0 | 90.47 | 92.46 | 2 | 0
2040 | MISO_MO-IL_2_PJM_ROR | MISO_MO-IL | PJM_ROR | Internal | Summer | B8 | 500 | 1212 | 159.17 | 87.14 | 89.14 | 2 | 0
2040 | MISO_MO-IL_2_PJM_ROR | MISO_MO-IL | PJM_ROR | Internal | Summer | B9 | 800 | 1212 | 0 | 78.35 | 80.34 | 2 | 0
2040 | MISO_MO-IL_2_PJM_ROR | MISO_MO-IL | PJM_ROR | Internal | Summer | B10 | 1262 | 1212 | 0 | 75.64 | 77.63 | 2 | 0
2040 | MISO_MO-IL_2_PJM_ROR | MISO_MO-IL | PJM_ROR | Internal | Winter | B16 | 25 | 1212 | 1212 | 82.87 | 101.38 | 2 | 16.51
2040 | MISO_MO-IL_2_PJM_ROR | MISO_MO-IL | PJM_ROR | Internal | Winter | B17 | 100 | 1212 | 1212 | 82.87 | 98.31 | 2 | 13.44
2040 | MISO_MO-IL_2_PJM_ROR | MISO_MO-IL | PJM_ROR | Internal | Winter | B18 | 400 | 1212 | 1212 | 82.87 | 93.58 | 2 | 8.71
2040 | MISO_MO-IL_2_PJM_ROR | MISO_MO-IL | PJM_ROR | Internal | Winter | B19 | 700 | 1212 | 1212 | 82.87 | 91.21 | 2 | 6.34
2040 | MISO_MO-IL_2_PJM_ROR | MISO_MO-IL | PJM_ROR | Internal | Winter | B20 | 935 | 1212 | 1212 | 60.37 | 83.36 | 2 | 20.99
2040 | MISO_MO-IL_2_SPP_N | MISO_MO-IL | SPP_N | Internal | Shoulder | B11 | 25 | 4019 | 0 | 90.69 | 90 | 8 | 0
2040 | MISO_MO-IL_2_SPP_N | MISO_MO-IL | SPP_N | Internal | Shoulder | B12 | 200 | 4019 | 0 | 82.2 | 77.2 | 8 | 0
2040 | MISO_MO-IL_2_SPP_N | MISO_MO-IL | SPP_N | Internal | Shoulder | B13 | 600 | 4019 | 0 | 79.58 | 74.58 | 8 | 0
2040 | MISO_MO-IL_2_SPP_N | MISO_MO-IL | SPP_N | Internal | Shoulder | B14 | 900 | 4019 | 0 | 75.37 | 17.35 | 8 | 0
2040 | MISO_MO-IL_2_SPP_N | MISO_MO-IL | SPP_N | Internal | Shoulder | B15 | 1203 | 4019 | 0 | 66.23 | 0.01 | 8 | 0
2040 | MISO_MO-IL_2_SPP_N | MISO_MO-IL | SPP_N | Internal | Summer | B1 | 10 | 4019 | 0 | 137.47 | 92.02 | 8 | 0
2040 | MISO_MO-IL_2_SPP_N | MISO_MO-IL | SPP_N | Internal | Summer | B2 | 25 | 4019 | 0 | 144.45 | 139.45 | 8 | 0
2040 | MISO_MO-IL_2_SPP_N | MISO_MO-IL | SPP_N | Internal | Summer | B3 | 75 | 4019 | 0 | 144.45 | 139.45 | 8 | 0
2040 | MISO_MO-IL_2_SPP_N | MISO_MO-IL | SPP_N | Internal | Summer | B4 | 100 | 4019 | 0 | 140.25 | 135.25 | 8 | 0
2040 | MISO_MO-IL_2_SPP_N | MISO_MO-IL | SPP_N | Internal | Summer | B5 | 200 | 4019 | 0 | 117.41 | 112.41 | 8 | 0
2040 | MISO_MO-IL_2_SPP_N | MISO_MO-IL | SPP_N | Internal | Summer | B6 | 300 | 4019 | 0 | 102.34 | 97.34 | 8 | 0
2040 | MISO_MO-IL_2_SPP_N | MISO_MO-IL | SPP_N | Internal | Summer | B7 | 400 | 4019 | 0 | 90.47 | 91.3 | 8 | 0
2040 | MISO_MO-IL_2_SPP_N | MISO_MO-IL | SPP_N | Internal | Summer | B8 | 500 | 4019 | 0 | 87.14 | 88.05 | 8 | 0
2040 | MISO_MO-IL_2_SPP_N | MISO_MO-IL | SPP_N | Internal | Summer | B9 | 800 | 4019 | 0 | 78.35 | 76.53 | 8 | 0
2040 | MISO_MO-IL_2_SPP_N | MISO_MO-IL | SPP_N | Internal | Summer | B10 | 1262 | 4019 | 0 | 75.64 | 70.64 | 8 | 0
2040 | MISO_MO-IL_2_SPP_N | MISO_MO-IL | SPP_N | Internal | Winter | B16 | 25 | 4019 | 0 | 82.87 | 77.87 | 8 | 0
2040 | MISO_MO-IL_2_SPP_N | MISO_MO-IL | SPP_N | Internal | Winter | B17 | 100 | 4019 | 0 | 82.87 | 77.87 | 8 | 0
2040 | MISO_MO-IL_2_SPP_N | MISO_MO-IL | SPP_N | Internal | Winter | B18 | 400 | 4019 | 0 | 82.87 | 77.87 | 8 | 0
2040 | MISO_MO-IL_2_SPP_N | MISO_MO-IL | SPP_N | Internal | Winter | B19 | 700 | 4019 | 0 | 82.87 | 77.85 | 8 | 0
2040 | MISO_MO-IL_2_SPP_N | MISO_MO-IL | SPP_N | Internal | Winter | B20 | 935 | 4019 | 0 | 60.37 | 11.52 | 8 | 0
2040 | MISO_MO-IL_2_TVA_Transmission | MISO_MO-IL | TVA_Transmission | Internal | Shoulder | B11 | 25 | 4000 | 0 | 90.69 | 96.37 | 8 | 0
2040 | MISO_MO-IL_2_TVA_Transmission | MISO_MO-IL | TVA_Transmission | Internal | Shoulder | B12 | 200 | 4000 | 1724.01 | 82.2 | 90.2 | 8 | 0
2040 | MISO_MO-IL_2_TVA_Transmission | MISO_MO-IL | TVA_Transmission | Internal | Shoulder | B13 | 600 | 4000 | 284.12 | 79.58 | 87.58 | 8 | 0
2040 | MISO_MO-IL_2_TVA_Transmission | MISO_MO-IL | TVA_Transmission | Internal | Shoulder | B14 | 900 | 4000 | 949.86 | 75.37 | 83.37 | 8 | 0
2040 | MISO_MO-IL_2_TVA_Transmission | MISO_MO-IL | TVA_Transmission | Internal | Shoulder | B15 | 1203 | 4000 | 4000 | 66.23 | 83.37 | 8 | 9.14
2040 | MISO_MO-IL_2_TVA_Transmission | MISO_MO-IL | TVA_Transmission | Internal | Summer | B1 | 10 | 4000 | 1564.18 | 137.47 | 145.47 | 8 | 0
2040 | MISO_MO-IL_2_TVA_Transmission | MISO_MO-IL | TVA_Transmission | Internal | Summer | B2 | 25 | 4000 | 469.75 | 144.45 | 152.45 | 8 | 0
2040 | MISO_MO-IL_2_TVA_Transmission | MISO_MO-IL | TVA_Transmission | Internal | Summer | B3 | 75 | 4000 | 101.61 | 144.45 | 152.45 | 8 | 0
2040 | MISO_MO-IL_2_TVA_Transmission | MISO_MO-IL | TVA_Transmission | Internal | Summer | B4 | 100 | 4000 | 315.36 | 140.25 | 148.25 | 8 | 0
2040 | MISO_MO-IL_2_TVA_Transmission | MISO_MO-IL | TVA_Transmission | Internal | Summer | B5 | 200 | 4000 | 0 | 117.41 | 117.53 | 8 | 0
2040 | MISO_MO-IL_2_TVA_Transmission | MISO_MO-IL | TVA_Transmission | Internal | Summer | B6 | 300 | 4000 | 0 | 102.34 | 103.51 | 8 | 0
2040 | MISO_MO-IL_2_TVA_Transmission | MISO_MO-IL | TVA_Transmission | Internal | Summer | B7 | 400 | 4000 | 0 | 90.47 | 96.21 | 8 | 0
2040 | MISO_MO-IL_2_TVA_Transmission | MISO_MO-IL | TVA_Transmission | Internal | Summer | B8 | 500 | 4000 | 0 | 87.14 | 94.81 | 8 | 0
2040 | MISO_MO-IL_2_TVA_Transmission | MISO_MO-IL | TVA_Transmission | Internal | Summer | B9 | 800 | 4000 | 0 | 78.35 | 86.34 | 8 | 0
2040 | MISO_MO-IL_2_TVA_Transmission | MISO_MO-IL | TVA_Transmission | Internal | Summer | B10 | 1262 | 4000 | 0 | 75.64 | 82.45 | 8 | 0
2040 | MISO_MO-IL_2_TVA_Transmission | MISO_MO-IL | TVA_Transmission | Internal | Winter | B16 | 25 | 4000 | 4000 | 82.87 | 93.75 | 8 | 2.88
2040 | MISO_MO-IL_2_TVA_Transmission | MISO_MO-IL | TVA_Transmission | Internal | Winter | B17 | 100 | 4000 | 3016.09 | 82.87 | 90.87 | 8 | 0
2040 | MISO_MO-IL_2_TVA_Transmission | MISO_MO-IL | TVA_Transmission | Internal | Winter | B18 | 400 | 4000 | 0 | 82.87 | 89.43 | 8 | 0
2040 | MISO_MO-IL_2_TVA_Transmission | MISO_MO-IL | TVA_Transmission | Internal | Winter | B19 | 700 | 4000 | 0 | 82.87 | 89.32 | 8 | 0
2040 | MISO_MO-IL_2_TVA_Transmission | MISO_MO-IL | TVA_Transmission | Internal | Winter | B20 | 935 | 4000 | 4000 | 60.37 | 86.36 | 8 | 17.99
2040 | MISO_W_2_IESO | MISO_W | IESO | Internal | Shoulder | B11 | 25 | 157 | 0 | 92.56 | 79.52 | 8 | 0
2040 | MISO_W_2_IESO | MISO_W | IESO | Internal | Shoulder | B12 | 200 | 157 | 0 | 82.19 | 77.43 | 8 | 0
2040 | MISO_W_2_IESO | MISO_W | IESO | Internal | Shoulder | B13 | 600 | 157 | 0 | 79.57 | 76.22 | 8 | 0
2040 | MISO_W_2_IESO | MISO_W | IESO | Internal | Shoulder | B14 | 900 | 157 | 157 | 29.36 | 76.22 | 8 | 38.86
2040 | MISO_W_2_IESO | MISO_W | IESO | Internal | Shoulder | B15 | 1203 | 157 | 157 | 13.08 | 76.22 | 8 | 55.15
2040 | MISO_W_2_IESO | MISO_W | IESO | Internal | Summer | B1 | 10 | 157 | 0 | 144.45 | 137.45 | 8 | 0
2040 | MISO_W_2_IESO | MISO_W | IESO | Internal | Summer | B2 | 25 | 157 | 0 | 144.45 | 131.44 | 8 | 0
2040 | MISO_W_2_IESO | MISO_W | IESO | Internal | Summer | B3 | 75 | 157 | 0 | 144.45 | 103.59 | 8 | 0
2040 | MISO_W_2_IESO | MISO_W | IESO | Internal | Summer | B4 | 100 | 157 | 0 | 140.25 | 91.49 | 8 | 0
2040 | MISO_W_2_IESO | MISO_W | IESO | Internal | Summer | B5 | 200 | 157 | 0 | 117.42 | 90.91 | 8 | 0
2040 | MISO_W_2_IESO | MISO_W | IESO | Internal | Summer | B6 | 300 | 157 | 0 | 102.34 | 89.33 | 8 | 0
2040 | MISO_W_2_IESO | MISO_W | IESO | Internal | Summer | B7 | 400 | 157 | 0 | 90.46 | 77.42 | 8 | 0
2040 | MISO_W_2_IESO | MISO_W | IESO | Internal | Summer | B8 | 500 | 157 | 0 | 87.14 | 71.34 | 8 | 0
2040 | MISO_W_2_IESO | MISO_W | IESO | Internal | Summer | B9 | 800 | 157 | 0 | 78.34 | 71.34 | 8 | 0
2040 | MISO_W_2_IESO | MISO_W | IESO | Internal | Summer | B10 | 1262 | 157 | 0 | 75.63 | 71.34 | 8 | 0
2040 | MISO_W_2_IESO | MISO_W | IESO | Internal | Winter | B16 | 25 | 157 | 157 | 70.87 | 84.21 | 8 | 5.34
2040 | MISO_W_2_IESO | MISO_W | IESO | Internal | Winter | B17 | 100 | 157 | 157 | 70.87 | 82.12 | 8 | 3.25
2040 | MISO_W_2_IESO | MISO_W | IESO | Internal | Winter | B18 | 400 | 157 | 0 | 82.85 | 82.12 | 8 | 0
2040 | MISO_W_2_IESO | MISO_W | IESO | Internal | Winter | B19 | 700 | 157 | 0 | 82.85 | 82.12 | 8 | 0
2040 | MISO_W_2_IESO | MISO_W | IESO | Internal | Winter | B20 | 935 | 157 | 157 | 57.23 | 82.12 | 8 | 16.89
2040 | MISO_W_2_MAPP_CA | MISO_W | MAPP_CA | Internal | Shoulder | B11 | 25 | 700 | 0 | 92.56 | 15.36 | 0.01 | 0
2040 | MISO_W_2_MAPP_CA | MISO_W | MAPP_CA | Internal | Shoulder | B12 | 200 | 700 | 0 | 82.19 | 15.36 | 0.01 | 0
2040 | MISO_W_2_MAPP_CA | MISO_W | MAPP_CA | Internal | Shoulder | B13 | 600 | 700 | 0 | 79.57 | 15.36 | 0.01 | 0
2040 | MISO_W_2_MAPP_CA | MISO_W | MAPP_CA | Internal | Shoulder | B14 | 900 | 700 | 0 | 29.36 | 15.36 | 0.01 | 0
2040 | MISO_W_2_MAPP_CA | MISO_W | MAPP_CA | Internal | Shoulder | B15 | 1203 | 700 | 700 | 13.08 | 15.36 | 0.01 | 2.27
2040 | MISO_W_2_MAPP_CA | MISO_W | MAPP_CA | Internal | Summer | B1 | 10 | 700 | 0 | 144.45 | 75.62 | 0.01 | 0
2040 | MISO_W_2_MAPP_CA | MISO_W | MAPP_CA | Internal | Summer | B2 | 25 | 700 | 0 | 144.45 | 75.62 | 0.01 | 0
2040 | MISO_W_2_MAPP_CA | MISO_W | MAPP_CA | Internal | Summer | B3 | 75 | 700 | 0 | 144.45 | 75.62 | 0.01 | 0
2040 | MISO_W_2_MAPP_CA | MISO_W | MAPP_CA | Internal | Summer | B4 | 100 | 700 | 0 | 140.25 | 75.62 | 0.01 | 0
2040 | MISO_W_2_MAPP_CA | MISO_W | MAPP_CA | Internal | Summer | B5 | 200 | 700 | 0 | 117.42 | 75.62 | 0.01 | 0
2040 | MISO_W_2_MAPP_CA | MISO_W | MAPP_CA | Internal | Summer | B6 | 300 | 700 | 0 | 102.34 | 75.62 | 0.01 | 0
2040 | MISO_W_2_MAPP_CA | MISO_W | MAPP_CA | Internal | Summer | B7 | 400 | 700 | 0 | 90.46 | 75.62 | 0.01 | 0
2040 | MISO_W_2_MAPP_CA | MISO_W | MAPP_CA | Internal | Summer | B8 | 500 | 700 | 0 | 87.14 | 75.62 | 0.01 | 0
2040 | MISO_W_2_MAPP_CA | MISO_W | MAPP_CA | Internal | Summer | B9 | 800 | 700 | 0 | 78.34 | 75.62 | 0.01 | 0
2040 | MISO_W_2_MAPP_CA | MISO_W | MAPP_CA | Internal | Summer | B10 | 1262 | 700 | 0 | 75.63 | 75.62 | 0.01 | 0
2040 | MISO_W_2_MAPP_CA | MISO_W | MAPP_CA | Internal | Winter | B16 | 25 | 700 | 0 | 70.87 | 70.85 | 0.01 | 0
2040 | MISO_W_2_MAPP_CA | MISO_W | MAPP_CA | Internal | Winter | B17 | 100 | 700 | 0 | 70.87 | 70.85 | 0.01 | 0
2040 | MISO_W_2_MAPP_CA | MISO_W | MAPP_CA | Internal | Winter | B18 | 400 | 700 | 0 | 82.85 | 74.12 | 0.01 | 0
2040 | MISO_W_2_MAPP_CA | MISO_W | MAPP_CA | Internal | Winter | B19 | 700 | 700 | 0 | 82.85 | 74.12 | 0.01 | 0
2040 | MISO_W_2_MAPP_CA | MISO_W | MAPP_CA | Internal | Winter | B20 | 935 | 700 | 700 | 57.23 | 70.85 | 0.01 | 13.61
2040 | MISO_W_2_MISO_MO-IL | MISO_W | MISO_MO-IL | Internal | Shoulder | B11 | 25 | 3922 | 0 | 92.56 | 90.69 | 0.01 | 0
2040 | MISO_W_2_MISO_MO-IL | MISO_W | MISO_MO-IL | Internal | Shoulder | B12 | 200 | 3922 | 103.27 | 82.19 | 82.2 | 0.01 | 0
2040 | MISO_W_2_MISO_MO-IL | MISO_W | MISO_MO-IL | Internal | Shoulder | B13 | 600 | 3922 | 579.04 | 79.57 | 79.58 | 0.01 | 0
2040 | MISO_W_2_MISO_MO-IL | MISO_W | MISO_MO-IL | Internal | Shoulder | B14 | 900 | 3922 | 3922 | 29.36 | 75.37 | 0.01 | 46
2040 | MISO_W_2_MISO_MO-IL | MISO_W | MISO_MO-IL | Internal | Shoulder | B15 | 1203 | 3922 | 3922 | 13.08 | 66.23 | 0.01 | 53.15
2040 | MISO_W_2_MISO_MO-IL | MISO_W | MISO_MO-IL | Internal | Summer | B1 | 10 | 3922 | 0 | 144.45 | 137.47 | 0.01 | 0
2040 | MISO_W_2_MISO_MO-IL | MISO_W | MISO_MO-IL | Internal | Summer | B2 | 25 | 3922 | 0 | 144.45 | 144.45 | 0.01 | 0
2040 | MISO_W_2_MISO_MO-IL | MISO_W | MISO_MO-IL | Internal | Summer | B3 | 75 | 3922 | 0 | 144.45 | 144.45 | 0.01 | 0
2040 | MISO_W_2_MISO_MO-IL | MISO_W | MISO_MO-IL | Internal | Summer | B4 | 100 | 3922 | 0 | 140.25 | 140.25 | 0.01 | 0
2040 | MISO_W_2_MISO_MO-IL | MISO_W | MISO_MO-IL | Internal | Summer | B5 | 200 | 3922 | 0 | 117.42 | 117.41 | 0.01 | 0
2040 | MISO_W_2_MISO_MO-IL | MISO_W | MISO_MO-IL | Internal | Summer | B6 | 300 | 3922 | 0 | 102.34 | 102.34 | 0.01 | 0
2040 | MISO_W_2_MISO_MO-IL | MISO_W | MISO_MO-IL | Internal | Summer | B7 | 400 | 3922 | 1175.05 | 90.46 | 90.47 | 0.01 | 0
2040 | MISO_W_2_MISO_MO-IL | MISO_W | MISO_MO-IL | Internal | Summer | B8 | 500 | 3922 | 0 | 87.14 | 87.14 | 0.01 | 0
2040 | MISO_W_2_MISO_MO-IL | MISO_W | MISO_MO-IL | Internal | Summer | B9 | 800 | 3922 | 468.9 | 78.34 | 78.35 | 0.01 | 0
2040 | MISO_W_2_MISO_MO-IL | MISO_W | MISO_MO-IL | Internal | Summer | B10 | 1262 | 3922 | 2728.4 | 75.63 | 75.64 | 0.01 | 0
2040 | MISO_W_2_MISO_MO-IL | MISO_W | MISO_MO-IL | Internal | Winter | B16 | 25 | 3922 | 3922 | 70.87 | 82.87 | 0.01 | 11.99
2040 | MISO_W_2_MISO_MO-IL | MISO_W | MISO_MO-IL | Internal | Winter | B17 | 100 | 3922 | 3922 | 70.87 | 82.87 | 0.01 | 11.99
2040 | MISO_W_2_MISO_MO-IL | MISO_W | MISO_MO-IL | Internal | Winter | B18 | 400 | 3922 | 2760.81 | 82.85 | 82.87 | 0.01 | 0
2040 | MISO_W_2_MISO_MO-IL | MISO_W | MISO_MO-IL | Internal | Winter | B19 | 700 | 3922 | 671.34 | 82.85 | 82.87 | 0.01 | 0
2040 | MISO_W_2_MISO_MO-IL | MISO_W | MISO_MO-IL | Internal | Winter | B20 | 935 | 3922 | 3922 | 57.23 | 60.37 | 0.01 | 3.13
2040 | MISO_W_2_MISO_WUMS | MISO_W | MISO_WUMS | Internal | Shoulder | B11 | 25 | 1667 | 0 | 92.56 | 91.92 | 0.01 | 0
2040 | MISO_W_2_MISO_WUMS | MISO_W | MISO_WUMS | Internal | Shoulder | B12 | 200 | 1667 | 498.21 | 82.19 | 82.2 | 0.01 | 0
2040 | MISO_W_2_MISO_WUMS | MISO_W | MISO_WUMS | Internal | Shoulder | B13 | 600 | 1667 | 1291.7 | 79.57 | 79.58 | 0.01 | 0
2040 | MISO_W_2_MISO_WUMS | MISO_W | MISO_WUMS | Internal | Shoulder | B14 | 900 | 1667 | 1667 | 29.36 | 79.58 | 0.01 | 50.21
2040 | MISO_W_2_MISO_WUMS | MISO_W | MISO_WUMS | Internal | Shoulder | B15 | 1203 | 1667 | 1667 | 13.08 | 79.58 | 0.01 | 66.49
2040 | MISO_W_2_MISO_WUMS | MISO_W | MISO_WUMS | Internal | Summer | B1 | 10 | 1667 | 0 | 144.45 | 141.2 | 0.01 | 0
2040 | MISO_W_2_MISO_WUMS | MISO_W | MISO_WUMS | Internal | Summer | B2 | 25 | 1667 | 0 | 144.45 | 141.2 | 0.01 | 0
2040 | MISO_W_2_MISO_WUMS | MISO_W | MISO_WUMS | Internal | Summer | B3 | 75 | 1667 | 0 | 144.45 | 141.2 | 0.01 | 0
2040 | MISO_W_2_MISO_WUMS | MISO_W | MISO_WUMS | Internal | Summer | B4 | 100 | 1667 | 0 | 140.25 | 140.24 | 0.01 | 0
2040 | MISO_W_2_MISO_WUMS | MISO_W | MISO_WUMS | Internal | Summer | B5 | 200 | 1667 | 0 | 117.42 | 117.41 | 0.01 | 0
2040 | MISO_W_2_MISO_WUMS | MISO_W | MISO_WUMS | Internal | Summer | B6 | 300 | 1667 | 0 | 102.34 | 102.33 | 0.01 | 0
2040 | MISO_W_2_MISO_WUMS | MISO_W | MISO_WUMS | Internal | Summer | B7 | 400 | 1667 | 0 | 90.46 | 90.44 | 0.01 | 0
2040 | MISO_W_2_MISO_WUMS | MISO_W | MISO_WUMS | Internal | Summer | B8 | 500 | 1667 | 0 | 87.14 | 87.14 | 0.01 | 0
2040 | MISO_W_2_MISO_WUMS | MISO_W | MISO_WUMS | Internal | Summer | B9 | 800 | 1667 | 0 | 78.34 | 78.33 | 0.01 | 0
2040 | MISO_W_2_MISO_WUMS | MISO_W | MISO_WUMS | Internal | Summer | B10 | 1262 | 1667 | 1667 | 75.63 | 77.78 | 0.01 | 2.14
2040 | MISO_W_2_MISO_WUMS | MISO_W | MISO_WUMS | Internal | Winter | B16 | 25 | 1667 | 1667 | 70.87 | 82.92 | 0.01 | 12.04
2040 | MISO_W_2_MISO_WUMS | MISO_W | MISO_WUMS | Internal | Winter | B17 | 100 | 1667 | 1667 | 70.87 | 82.92 | 0.01 | 12.04
2040 | MISO_W_2_MISO_WUMS | MISO_W | MISO_WUMS | Internal | Winter | B18 | 400 | 1667 | 1667 | 82.85 | 84.46 | 0.01 | 1.59
2040 | MISO_W_2_MISO_WUMS | MISO_W | MISO_WUMS | Internal | Winter | B19 | 700 | 1667 | 1667 | 82.85 | 82.92 | 0.01 | 0.05
2040 | MISO_W_2_MISO_WUMS | MISO_W | MISO_WUMS | Internal | Winter | B20 | 935 | 1667 | 1667 | 57.23 | 82.92 | 0.01 | 25.68
2040 | MISO_W_2_NE | MISO_W | NE | Internal | Shoulder | B11 | 25 | 5289 | 0 | 92.56 | 87.56 | 7 | 0
2040 | MISO_W_2_NE | MISO_W | NE | Internal | Shoulder | B12 | 200 | 5289 | 0 | 82.19 | 77.19 | 7 | 0
2040 | MISO_W_2_NE | MISO_W | NE | Internal | Shoulder | B13 | 600 | 5289 | 0 | 79.57 | 74.57 | 7 | 0
2040 | MISO_W_2_NE | MISO_W | NE | Internal | Shoulder | B14 | 900 | 5289 | 0 | 29.36 | 17.36 | 7 | 0
2040 | MISO_W_2_NE | MISO_W | NE | Internal | Shoulder | B15 | 1203 | 5289 | 0 | 13.08 | 0.01 | 7 | 0
2040 | MISO_W_2_NE | MISO_W | NE | Internal | Summer | B1 | 10 | 5289 | 0 | 144.45 | 139.45 | 7 | 0
2040 | MISO_W_2_NE | MISO_W | NE | Internal | Summer | B2 | 25 | 5289 | 0 | 144.45 | 139.45 | 7 | 0
2040 | MISO_W_2_NE | MISO_W | NE | Internal | Summer | B3 | 75 | 5289 | 0 | 144.45 | 139.45 | 7 | 0
2040 | MISO_W_2_NE | MISO_W | NE | Internal | Summer | B4 | 100 | 5289 | 0 | 140.25 | 135.25 | 7 | 0
2040 | MISO_W_2_NE | MISO_W | NE | Internal | Summer | B5 | 200 | 5289 | 0 | 117.42 | 112.42 | 7 | 0
2040 | MISO_W_2_NE | MISO_W | NE | Internal | Summer | B6 | 300 | 5289 | 0 | 102.34 | 97.34 | 7 | 0
2040 | MISO_W_2_NE | MISO_W | NE | Internal | Summer | B7 | 400 | 5289 | 0 | 90.46 | 90.46 | 7 | 0
2040 | MISO_W_2_NE | MISO_W | NE | Internal | Summer | B8 | 500 | 5289 | 0 | 87.14 | 82.14 | 7 | 0
2040 | MISO_W_2_NE | MISO_W | NE | Internal | Summer | B9 | 800 | 5289 | 0 | 78.34 | 73.34 | 7 | 0
2040 | MISO_W_2_NE | MISO_W | NE | Internal | Summer | B10 | 1262 | 5289 | 0 | 75.63 | 70.63 | 7 | 0
2040 | MISO_W_2_NE | MISO_W | NE | Internal | Winter | B16 | 25 | 5289 | 0 | 70.87 | 0.01 | 7 | 0
2040 | MISO_W_2_NE | MISO_W | NE | Internal | Winter | B17 | 100 | 5289 | 0 | 70.87 | 58.87 | 7 | 0
2040 | MISO_W_2_NE | MISO_W | NE | Internal | Winter | B18 | 400 | 5289 | 0 | 82.85 | 70.85 | 7 | 0
2040 | MISO_W_2_NE | MISO_W | NE | Internal | Winter | B19 | 700 | 5289 | 0 | 82.85 | 77.84 | 7 | 0
2040 | MISO_W_2_NE | MISO_W | NE | Internal | Winter | B20 | 935 | 5289 | 0 | 57.23 | 11.51 | 7 | 0
2040 | MISO_W_2_PJM_ROR | MISO_W | PJM_ROR | Internal | Shoulder | B11 | 25 | 13193 | 6734.71 | 92.56 | 94.56 | 2 | 0
2040 | MISO_W_2_PJM_ROR | MISO_W | PJM_ROR | Internal | Shoulder | B12 | 200 | 13193 | 13193 | 82.19 | 91.7 | 2 | 7.51
2040 | MISO_W_2_PJM_ROR | MISO_W | PJM_ROR | Internal | Shoulder | B13 | 600 | 13193 | 13193 | 79.57 | 86.18 | 2 | 4.61
2040 | MISO_W_2_PJM_ROR | MISO_W | PJM_ROR | Internal | Shoulder | B14 | 900 | 13193 | 13193 | 29.36 | 85.22 | 2 | 53.86
2040 | MISO_W_2_PJM_ROR | MISO_W | PJM_ROR | Internal | Shoulder | B15 | 1203 | 13193 | 13193 | 13.08 | 79.4 | 2 | 64.32
2040 | MISO_W_2_PJM_ROR | MISO_W | PJM_ROR | Internal | Summer | B1 | 10 | 13193 | 4738.6 | 144.45 | 146.45 | 2 | 0
2040 | MISO_W_2_PJM_ROR | MISO_W | PJM_ROR | Internal | Summer | B2 | 25 | 13193 | 10026.94 | 144.45 | 146.45 | 2 | 0
2040 | MISO_W_2_PJM_ROR | MISO_W | PJM_ROR | Internal | Summer | B3 | 75 | 13193 | 3354.45 | 144.45 | 146.45 | 2 | 0
2040 | MISO_W_2_PJM_ROR | MISO_W | PJM_ROR | Internal | Summer | B4 | 100 | 13193 | 3641.11 | 140.25 | 142.25 | 2 | 0
2040 | MISO_W_2_PJM_ROR | MISO_W | PJM_ROR | Internal | Summer | B5 | 200 | 13193 | 4913.59 | 117.42 | 119.42 | 2 | 0
2040 | MISO_W_2_PJM_ROR | MISO_W | PJM_ROR | Internal | Summer | B6 | 300 | 13193 | 5216.34 | 102.34 | 104.34 | 2 | 0
2040 | MISO_W_2_PJM_ROR | MISO_W | PJM_ROR | Internal | Summer | B7 | 400 | 13193 | 4352.34 | 90.46 | 92.46 | 2 | 0
2040 | MISO_W_2_PJM_ROR | MISO_W | PJM_ROR | Internal | Summer | B8 | 500 | 13193 | 10766.27 | 87.14 | 89.14 | 2 | 0
2040 | MISO_W_2_PJM_ROR | MISO_W | PJM_ROR | Internal | Summer | B9 | 800 | 13193 | 9943.69 | 78.34 | 80.34 | 2 | 0
2040 | MISO_W_2_PJM_ROR | MISO_W | PJM_ROR | Internal | Summer | B10 | 1262 | 13193 | 11883.16 | 75.63 | 77.63 | 2 | 0
2040 | MISO_W_2_PJM_ROR | MISO_W | PJM_ROR | Internal | Winter | B16 | 25 | 13193 | 13193 | 70.87 | 101.38 | 2 | 28.51
2040 | MISO_W_2_PJM_ROR | MISO_W | PJM_ROR | Internal | Winter | B17 | 100 | 13193 | 13193 | 70.87 | 98.31 | 2 | 25.44
2040 | MISO_W_2_PJM_ROR | MISO_W | PJM_ROR | Internal | Winter | B18 | 400 | 13193 | 13193 | 82.85 | 93.58 | 2 | 8.72
2040 | MISO_W_2_PJM_ROR | MISO_W | PJM_ROR | Internal | Winter | B19 | 700 | 13193 | 13193 | 82.85 | 91.21 | 2 | 6.35
2040 | MISO_W_2_PJM_ROR | MISO_W | PJM_ROR | Internal | Winter | B20 | 935 | 13193 | 13193 | 57.23 | 83.36 | 2 | 24.13
2040 | MISO_W_2_SPP_N | MISO_W | SPP_N | Internal | Shoulder | B11 | 25 | 3537 | 0 | 92.56 | 90 | 7 | 0
2040 | MISO_W_2_SPP_N | MISO_W | SPP_N | Internal | Shoulder | B12 | 200 | 3537 | 0 | 82.19 | 77.2 | 7 | 0
2040 | MISO_W_2_SPP_N | MISO_W | SPP_N | Internal | Shoulder | B13 | 600 | 3537 | 0 | 79.57 | 74.58 | 7 | 0
2040 | MISO_W_2_SPP_N | MISO_W | SPP_N | Internal | Shoulder | B14 | 900 | 3537 | 0 | 29.36 | 17.35 | 7 | 0
2040 | MISO_W_2_SPP_N | MISO_W | SPP_N | Internal | Shoulder | B15 | 1203 | 3537 | 0 | 13.08 | 0.01 | 7 | 0
2040 | MISO_W_2_SPP_N | MISO_W | SPP_N | Internal | Summer | B1 | 10 | 3537 | 0 | 144.45 | 92.02 | 7 | 0
2040 | MISO_W_2_SPP_N | MISO_W | SPP_N | Internal | Summer | B2 | 25 | 3537 | 0 | 144.45 | 139.45 | 7 | 0
2040 | MISO_W_2_SPP_N | MISO_W | SPP_N | Internal | Summer | B3 | 75 | 3537 | 0 | 144.45 | 139.45 | 7 | 0
2040 | MISO_W_2_SPP_N | MISO_W | SPP_N | Internal | Summer | B4 | 100 | 3537 | 0 | 140.25 | 135.25 | 7 | 0
2040 | MISO_W_2_SPP_N | MISO_W | SPP_N | Internal | Summer | B5 | 200 | 3537 | 0 | 117.42 | 112.41 | 7 | 0
2040 | MISO_W_2_SPP_N | MISO_W | SPP_N | Internal | Summer | B6 | 300 | 3537 | 0 | 102.34 | 97.34 | 7 | 0
2040 | MISO_W_2_SPP_N | MISO_W | SPP_N | Internal | Summer | B7 | 400 | 3537 | 0 | 90.46 | 91.3 | 7 | 0
2040 | MISO_W_2_SPP_N | MISO_W | SPP_N | Internal | Summer | B8 | 500 | 3537 | 0 | 87.14 | 88.05 | 7 | 0
2040 | MISO_W_2_SPP_N | MISO_W | SPP_N | Internal | Summer | B9 | 800 | 3537 | 0 | 78.34 | 76.53 | 7 | 0
2040 | MISO_W_2_SPP_N | MISO_W | SPP_N | Internal | Summer | B10 | 1262 | 3537 | 0 | 75.63 | 70.64 | 7 | 0
2040 | MISO_W_2_SPP_N | MISO_W | SPP_N | Internal | Winter | B16 | 25 | 3537 | 2991.1 | 70.87 | 77.87 | 7 | 0
2040 | MISO_W_2_SPP_N | MISO_W | SPP_N | Internal | Winter | B17 | 100 | 3537 | 1043.29 | 70.87 | 77.87 | 7 | 0
2040 | MISO_W_2_SPP_N | MISO_W | SPP_N | Internal | Winter | B18 | 400 | 3537 | 0 | 82.85 | 77.87 | 7 | 0
2040 | MISO_W_2_SPP_N | MISO_W | SPP_N | Internal | Winter | B19 | 700 | 3537 | 0 | 82.85 | 77.85 | 7 | 0
2040 | MISO_W_2_SPP_N | MISO_W | SPP_N | Internal | Winter | B20 | 935 | 3537 | 0 | 57.23 | 11.52 | 7 | 0
2040 | MISO_WUMS_2_MISO_MI | MISO_WUMS | MISO_MI | Internal | Shoulder | B11 | 25 | 787 | 0 | 91.92 | 91.9 | 0.01 | 0
2040 | MISO_WUMS_2_MISO_MI | MISO_WUMS | MISO_MI | Internal | Shoulder | B12 | 200 | 787 | 787 | 82.2 | 89.7 | 0.01 | 7.49
2040 | MISO_WUMS_2_MISO_MI | MISO_WUMS | MISO_MI | Internal | Shoulder | B13 | 600 | 787 | 787 | 79.58 | 84.18 | 0.01 | 4.58
2040 | MISO_WUMS_2_MISO_MI | MISO_WUMS | MISO_MI | Internal | Shoulder | B14 | 900 | 787 | 787 | 79.58 | 83.22 | 0.01 | 3.63
2040 | MISO_WUMS_2_MISO_MI | MISO_WUMS | MISO_MI | Internal | Shoulder | B15 | 1203 | 787 | 0 | 79.58 | 79.57 | 0.01 | 0
2040 | MISO_WUMS_2_MISO_MI | MISO_WUMS | MISO_MI | Internal | Summer | B1 | 10 | 787 | 787 | 141.2 | 144.45 | 0.01 | 3.24
2040 | MISO_WUMS_2_MISO_MI | MISO_WUMS | MISO_MI | Internal | Summer | B2 | 25 | 787 | 787 | 141.2 | 144.45 | 0.01 | 3.24
2040 | MISO_WUMS_2_MISO_MI | MISO_WUMS | MISO_MI | Internal | Summer | B3 | 75 | 787 | 787 | 141.2 | 144.45 | 0.01 | 3.24
2040 | MISO_WUMS_2_MISO_MI | MISO_WUMS | MISO_MI | Internal | Summer | B4 | 100 | 787 | 161.08 | 140.24 | 140.25 | 0.01 | 0
2040 | MISO_WUMS_2_MISO_MI | MISO_WUMS | MISO_MI | Internal | Summer | B5 | 200 | 787 | 0 | 117.41 | 117.41 | 0.01 | 0
2040 | MISO_WUMS_2_MISO_MI | MISO_WUMS | MISO_MI | Internal | Summer | B6 | 300 | 787 | 407.41 | 102.33 | 102.34 | 0.01 | 0
2040 | MISO_WUMS_2_MISO_MI | MISO_WUMS | MISO_MI | Internal | Summer | B7 | 400 | 787 | 744.08 | 90.44 | 90.46 | 0.01 | 0
2040 | MISO_WUMS_2_MISO_MI | MISO_WUMS | MISO_MI | Internal | Summer | B8 | 500 | 787 | 0 | 87.14 | 87.14 | 0.01 | 0
2040 | MISO_WUMS_2_MISO_MI | MISO_WUMS | MISO_MI | Internal | Summer | B9 | 800 | 787 | 25.82 | 78.33 | 78.34 | 0.01 | 0
2040 | MISO_WUMS_2_MISO_MI | MISO_WUMS | MISO_MI | Internal | Summer | B10 | 1262 | 787 | 787 | 77.78 | 78.34 | 0.01 | 0.55
2040 | MISO_WUMS_2_MISO_MI | MISO_WUMS | MISO_MI | Internal | Winter | B16 | 25 | 787 | 787 | 82.92 | 95.11 | 0.01 | 12.18
2040 | MISO_WUMS_2_MISO_MI | MISO_WUMS | MISO_MI | Internal | Winter | B17 | 100 | 787 | 787 | 82.92 | 95.11 | 0.01 | 12.18
2040 | MISO_WUMS_2_MISO_MI | MISO_WUMS | MISO_MI | Internal | Winter | B18 | 400 | 787 | 787 | 84.46 | 89.12 | 0.01 | 4.65
2040 | MISO_WUMS_2_MISO_MI | MISO_WUMS | MISO_MI | Internal | Winter | B19 | 700 | 787 | 787 | 82.92 | 89.12 | 0.01 | 6.19
2040 | MISO_WUMS_2_MISO_MI | MISO_WUMS | MISO_MI | Internal | Winter | B20 | 935 | 787 | 0 | 82.92 | 82.3 | 0.01 | 0
2040 | MISO_WUMS_2_MISO_W | MISO_WUMS | MISO_W | Internal | Shoulder | B11 | 25 | 1175 | 1175 | 91.92 | 92.56 | 0.01 | 0.63
2040 | MISO_WUMS_2_MISO_W | MISO_WUMS | MISO_W | Internal | Shoulder | B12 | 200 | 1175 | 0 | 82.2 | 82.19 | 0.01 | 0
2040 | MISO_WUMS_2_MISO_W | MISO_WUMS | MISO_W | Internal | Shoulder | B13 | 600 | 1175 | 0 | 79.58 | 79.57 | 0.01 | 0
2040 | MISO_WUMS_2_MISO_W | MISO_WUMS | MISO_W | Internal | Shoulder | B14 | 900 | 1175 | 0 | 79.58 | 29.36 | 0.01 | 0
2040 | MISO_WUMS_2_MISO_W | MISO_WUMS | MISO_W | Internal | Shoulder | B15 | 1203 | 1175 | 0 | 79.58 | 13.08 | 0.01 | 0
2040 | MISO_WUMS_2_MISO_W | MISO_WUMS | MISO_W | Internal | Summer | B1 | 10 | 1175 | 1175 | 141.2 | 144.45 | 0.01 | 3.24
2040 | MISO_WUMS_2_MISO_W | MISO_WUMS | MISO_W | Internal | Summer | B2 | 25 | 1175 | 1175 | 141.2 | 144.45 | 0.01 | 3.24
2040 | MISO_WUMS_2_MISO_W | MISO_WUMS | MISO_W | Internal | Summer | B3 | 75 | 1175 | 1175 | 141.2 | 144.45 | 0.01 | 3.24
2040 | MISO_WUMS_2_MISO_W | MISO_WUMS | MISO_W | Internal | Summer | B4 | 100 | 1175 | 165.53 | 140.24 | 140.25 | 0.01 | 0
2040 | MISO_WUMS_2_MISO_W | MISO_WUMS | MISO_W | Internal | Summer | B5 | 200 | 1175 | 879.53 | 117.41 | 117.42 | 0.01 | 0
2040 | MISO_WUMS_2_MISO_W | MISO_WUMS | MISO_W | Internal | Summer | B6 | 300 | 1175 | 1059.56 | 102.33 | 102.34 | 0.01 | 0
2040 | MISO_WUMS_2_MISO_W | MISO_WUMS | MISO_W | Internal | Summer | B7 | 400 | 1175 | 1132.36 | 90.44 | 90.46 | 0.01 | 0
2040 | MISO_WUMS_2_MISO_W | MISO_WUMS | MISO_W | Internal | Summer | B8 | 500 | 1175 | 0 | 87.14 | 87.14 | 0.01 | 0
2040 | MISO_WUMS_2_MISO_W | MISO_WUMS | MISO_W | Internal | Summer | B9 | 800 | 1175 | 30.63 | 78.33 | 78.34 | 0.01 | 0
2040 | MISO_WUMS_2_MISO_W | MISO_WUMS | MISO_W | Internal | Summer | B10 | 1262 | 1175 | 0 | 77.78 | 75.63 | 0.01 | 0
2040 | MISO_WUMS_2_MISO_W | MISO_WUMS | MISO_W | Internal | Winter | B16 | 25 | 1175 | 0 | 82.92 | 70.87 | 0.01 | 0
2040 | MISO_WUMS_2_MISO_W | MISO_WUMS | MISO_W | Internal | Winter | B17 | 100 | 1175 | 0 | 82.92 | 70.87 | 0.01 | 0
2040 | MISO_WUMS_2_MISO_W | MISO_WUMS | MISO_W | Internal | Winter | B18 | 400 | 1175 | 0 | 84.46 | 82.85 | 0.01 | 0
2040 | MISO_WUMS_2_MISO_W | MISO_WUMS | MISO_W | Internal | Winter | B19 | 700 | 1175 | 0 | 82.92 | 82.85 | 0.01 | 0
2040 | MISO_WUMS_2_MISO_W | MISO_WUMS | MISO_W | Internal | Winter | B20 | 935 | 1175 | 0 | 82.92 | 57.23 | 0.01 | 0
2040 | MISO_WUMS_2_PJM_ROR | MISO_WUMS | PJM_ROR | Internal | Shoulder | B11 | 25 | 1600 | 1600 | 91.92 | 94.56 | 2 | 0.64
2040 | MISO_WUMS_2_PJM_ROR | MISO_WUMS | PJM_ROR | Internal | Shoulder | B12 | 200 | 1600 | 1600 | 82.2 | 91.7 | 2 | 7.5
2040 | MISO_WUMS_2_PJM_ROR | MISO_WUMS | PJM_ROR | Internal | Shoulder | B13 | 600 | 1600 | 1600 | 79.58 | 86.18 | 2 | 4.59
2040 | MISO_WUMS_2_PJM_ROR | MISO_WUMS | PJM_ROR | Internal | Shoulder | B14 | 900 | 1600 | 1600 | 79.58 | 85.22 | 2 | 3.64
2040 | MISO_WUMS_2_PJM_ROR | MISO_WUMS | PJM_ROR | Internal | Shoulder | B15 | 1203 | 1600 | 0 | 79.58 | 79.4 | 2 | 0
2040 | MISO_WUMS_2_PJM_ROR | MISO_WUMS | PJM_ROR | Internal | Summer | B1 | 10 | 1600 | 1600 | 141.2 | 146.45 | 2 | 3.25
2040 | MISO_WUMS_2_PJM_ROR | MISO_WUMS | PJM_ROR | Internal | Summer | B2 | 25 | 1600 | 1600 | 141.2 | 146.45 | 2 | 3.25
2040 | MISO_WUMS_2_PJM_ROR | MISO_WUMS | PJM_ROR | Internal | Summer | B3 | 75 | 1600 | 1600 | 141.2 | 146.45 | 2 | 3.25
2040 | MISO_WUMS_2_PJM_ROR | MISO_WUMS | PJM_ROR | Internal | Summer | B4 | 100 | 1600 | 1600 | 140.24 | 142.25 | 2 | 0.01
2040 | MISO_WUMS_2_PJM_ROR | MISO_WUMS | PJM_ROR | Internal | Summer | B5 | 200 | 1600 | 1600 | 117.41 | 119.42 | 2 | 0.01
2040 | MISO_WUMS_2_PJM_ROR | MISO_WUMS | PJM_ROR | Internal | Summer | B6 | 300 | 1600 | 1600 | 102.33 | 104.34 | 2 | 0.01
2040 | MISO_WUMS_2_PJM_ROR | MISO_WUMS | PJM_ROR | Internal | Summer | B7 | 400 | 1600 | 1600 | 90.44 | 92.46 | 2 | 0.01
2040 | MISO_WUMS_2_PJM_ROR | MISO_WUMS | PJM_ROR | Internal | Summer | B8 | 500 | 1600 | 1140.4 | 87.14 | 89.14 | 2 | 0
2040 | MISO_WUMS_2_PJM_ROR | MISO_WUMS | PJM_ROR | Internal | Summer | B9 | 800 | 1600 | 1600 | 78.33 | 80.34 | 2 | 0.01
2040 | MISO_WUMS_2_PJM_ROR | MISO_WUMS | PJM_ROR | Internal | Summer | B10 | 1262 | 1600 | 0 | 77.78 | 77.63 | 2 | 0
2040 | MISO_WUMS_2_PJM_ROR | MISO_WUMS | PJM_ROR | Internal | Winter | B16 | 25 | 1600 | 1600 | 82.92 | 101.38 | 2 | 16.46
2040 | MISO_WUMS_2_PJM_ROR | MISO_WUMS | PJM_ROR | Internal | Winter | B17 | 100 | 1600 | 1600 | 82.92 | 98.31 | 2 | 13.39
2040 | MISO_WUMS_2_PJM_ROR | MISO_WUMS | PJM_ROR | Internal | Winter | B18 | 400 | 1600 | 1600 | 84.46 | 93.58 | 2 | 7.12
2040 | MISO_WUMS_2_PJM_ROR | MISO_WUMS | PJM_ROR | Internal | Winter | B19 | 700 | 1600 | 1600 | 82.92 | 91.21 | 2 | 6.29
2040 | MISO_WUMS_2_PJM_ROR | MISO_WUMS | PJM_ROR | Internal | Winter | B20 | 935 | 1600 | 0 | 82.92 | 83.36 | 2 | 0
2040 | NE_2_MAPP_US | NE | MAPP_US | Internal | Shoulder | B11 | 25 | 1600 | 0 | 87.56 | 85.56 | 5 | 0
2040 | NE_2_MAPP_US | NE | MAPP_US | Internal | Shoulder | B12 | 200 | 1600 | 0 | 77.19 | 75.19 | 5 | 0
2040 | NE_2_MAPP_US | NE | MAPP_US | Internal | Shoulder | B13 | 600 | 1600 | 0 | 74.57 | 72.57 | 5 | 0
2040 | NE_2_MAPP_US | NE | MAPP_US | Internal | Shoulder | B14 | 900 | 1600 | 1361.75 | 17.36 | 22.36 | 5 | 0
2040 | NE_2_MAPP_US | NE | MAPP_US | Internal | Shoulder | B15 | 1203 | 1600 | 1600 | 0.01 | 6.08 | 5 | 1.07
2040 | NE_2_MAPP_US | NE | MAPP_US | Internal | Summer | B1 | 10 | 1600 | 0 | 139.45 | 137.45 | 5 | 0
2040 | NE_2_MAPP_US | NE | MAPP_US | Internal | Summer | B2 | 25 | 1600 | 0 | 139.45 | 137.45 | 5 | 0
2040 | NE_2_MAPP_US | NE | MAPP_US | Internal | Summer | B3 | 75 | 1600 | 0 | 139.45 | 137.45 | 5 | 0
2040 | NE_2_MAPP_US | NE | MAPP_US | Internal | Summer | B4 | 100 | 1600 | 0 | 135.25 | 133.25 | 5 | 0
2040 | NE_2_MAPP_US | NE | MAPP_US | Internal | Summer | B5 | 200 | 1600 | 0 | 112.42 | 110.42 | 5 | 0
2040 | NE_2_MAPP_US | NE | MAPP_US | Internal | Summer | B6 | 300 | 1600 | 0 | 97.34 | 95.34 | 5 | 0
2040 | NE_2_MAPP_US | NE | MAPP_US | Internal | Summer | B7 | 400 | 1600 | 0 | 90.46 | 83.46 | 5 | 0
2040 | NE_2_MAPP_US | NE | MAPP_US | Internal | Summer | B8 | 500 | 1600 | 0 | 82.14 | 80.14 | 5 | 0
2040 | NE_2_MAPP_US | NE | MAPP_US | Internal | Summer | B9 | 800 | 1600 | 0 | 73.34 | 71.34 | 5 | 0
2040 | NE_2_MAPP_US | NE | MAPP_US | Internal | Summer | B10 | 1262 | 1600 | 0 | 70.63 | 68.63 | 5 | 0
2040 | NE_2_MAPP_US | NE | MAPP_US | Internal | Winter | B16 | 25 | 1600 | 1600 | 0.01 | 6.08 | 5 | 1.07
2040 | NE_2_MAPP_US | NE | MAPP_US | Internal | Winter | B17 | 100 | 1600 | 833.12 | 58.87 | 63.87 | 5 | 0
2040 | NE_2_MAPP_US | NE | MAPP_US | Internal | Winter | B18 | 400 | 1600 | 145.13 | 70.85 | 75.85 | 5 | 0
2040 | NE_2_MAPP_US | NE | MAPP_US | Internal | Winter | B19 | 700 | 1600 | 0 | 77.84 | 75.85 | 5 | 0
2040 | NE_2_MAPP_US | NE | MAPP_US | Internal | Winter | B20 | 935 | 1600 | 1600 | 11.51 | 23.9 | 5 | 7.39
2040 | NE_2_MISO_W | NE | MISO_W | Internal | Shoulder | B11 | 25 | 4089 | 68.61 | 87.56 | 92.56 | 5 | 0
2040 | NE_2_MISO_W | NE | MISO_W | Internal | Shoulder | B12 | 200 | 4089 | 3621.99 | 77.19 | 82.19 | 5 | 0
2040 | NE_2_MISO_W | NE | MISO_W | Internal | Shoulder | B13 | 600 | 4089 | 3522.22 | 74.57 | 79.57 | 5 | 0
2040 | NE_2_MISO_W | NE | MISO_W | Internal | Shoulder | B14 | 900 | 4089 | 4089 | 17.36 | 29.36 | 5 | 7
2040 | NE_2_MISO_W | NE | MISO_W | Internal | Shoulder | B15 | 1203 | 4089 | 4089 | 0.01 | 13.08 | 5 | 8.07
2040 | NE_2_MISO_W | NE | MISO_W | Internal | Summer | B1 | 10 | 4089 | 977.72 | 139.45 | 144.45 | 5 | 0
2040 | NE_2_MISO_W | NE | MISO_W | Internal | Summer | B2 | 25 | 4089 | 2843.01 | 139.45 | 144.45 | 5 | 0
2040 | NE_2_MISO_W | NE | MISO_W | Internal | Summer | B3 | 75 | 4089 | 1368.46 | 139.45 | 144.45 | 5 | 0
2040 | NE_2_MISO_W | NE | MISO_W | Internal | Summer | B4 | 100 | 4089 | 736.01 | 135.25 | 140.25 | 5 | 0
2040 | NE_2_MISO_W | NE | MISO_W | Internal | Summer | B5 | 200 | 4089 | 1357.96 | 112.42 | 117.42 | 5 | 0
2040 | NE_2_MISO_W | NE | MISO_W | Internal | Summer | B6 | 300 | 4089 | 973.92 | 97.34 | 102.34 | 5 | 0
2040 | NE_2_MISO_W | NE | MISO_W | Internal | Summer | B7 | 400 | 4089 | 0 | 90.46 | 90.46 | 5 | 0
2040 | NE_2_MISO_W | NE | MISO_W | Internal | Summer | B8 | 500 | 4089 | 1177.48 | 82.14 | 87.14 | 5 | 0
2040 | NE_2_MISO_W | NE | MISO_W | Internal | Summer | B9 | 800 | 4089 | 1040.95 | 73.34 | 78.34 | 5 | 0
2040 | NE_2_MISO_W | NE | MISO_W | Internal | Summer | B10 | 1262 | 4089 | 3135.71 | 70.63 | 75.63 | 5 | 0
2040 | NE_2_MISO_W | NE | MISO_W | Internal | Winter | B16 | 25 | 4089 | 4089 | 0.01 | 70.87 | 5 | 65.86
2040 | NE_2_MISO_W | NE | MISO_W | Internal | Winter | B17 | 100 | 4089 | 4089 | 58.87 | 70.87 | 5 | 7
2040 | NE_2_MISO_W | NE | MISO_W | Internal | Winter | B18 | 400 | 4089 | 4089 | 70.85 | 82.85 | 5 | 7
2040 | NE_2_MISO_W | NE | MISO_W | Internal | Winter | B19 | 700 | 4089 | 4089 | 77.84 | 82.85 | 5 | 0.01
2040 | NE_2_MISO_W | NE | MISO_W | Internal | Winter | B20 | 935 | 4089 | 4089 | 11.51 | 57.23 | 5 | 40.72
2040 | NE_2_SPP_N | NE | SPP_N | Internal | Shoulder | B11 | 25 | 1960 | 1960 | 87.56 | 90 | 0.01 | 2.43
2040 | NE_2_SPP_N | NE | SPP_N | Internal | Shoulder | B12 | 200 | 1960 | 594.54 | 77.19 | 77.2 | 0.01 | 0
2040 | NE_2_SPP_N | NE | SPP_N | Internal | Shoulder | B13 | 600 | 1960 | 1709.09 | 74.57 | 74.58 | 0.01 | 0
2040 | NE_2_SPP_N | NE | SPP_N | Internal | Shoulder | B14 | 900 | 1960 | 0 | 17.36 | 17.35 | 0.01 | 0
2040 | NE_2_SPP_N | NE | SPP_N | Internal | Shoulder | B15 | 1203 | 1960 | 0 | 0.01 | 0.01 | 0.01 | 0
2040 | NE_2_SPP_N | NE | SPP_N | Internal | Summer | B1 | 10 | 1960 | 0 | 139.45 | 92.02 | 0.01 | 0
2040 | NE_2_SPP_N | NE | SPP_N | Internal | Summer | B2 | 25 | 1960 | 0 | 139.45 | 139.45 | 0.01 | 0
2040 | NE_2_SPP_N | NE | SPP_N | Internal | Summer | B3 | 75 | 1960 | 0 | 139.45 | 139.45 | 0.01 | 0
2040 | NE_2_SPP_N | NE | SPP_N | Internal | Summer | B4 | 100 | 1960 | 0 | 135.25 | 135.25 | 0.01 | 0
2040 | NE_2_SPP_N | NE | SPP_N | Internal | Summer | B5 | 200 | 1960 | 0 | 112.42 | 112.41 | 0.01 | 0
2040 | NE_2_SPP_N | NE | SPP_N | Internal | Summer | B6 | 300 | 1960 | 0 | 97.34 | 97.34 | 0.01 | 0
2040 | NE_2_SPP_N | NE | SPP_N | Internal | Summer | B7 | 400 | 1960 | 1960 | 90.46 | 91.3 | 0.01 | 0.84
2040 | NE_2_SPP_N | NE | SPP_N | Internal | Summer | B8 | 500 | 1960 | 1960 | 82.14 | 88.05 | 0.01 | 5.9
2040 | NE_2_SPP_N | NE | SPP_N | Internal | Summer | B9 | 800 | 1960 | 1960 | 73.34 | 76.53 | 0.01 | 3.18
2040 | NE_2_SPP_N | NE | SPP_N | Internal | Summer | B10 | 1262 | 1960 | 1392.5 | 70.63 | 70.64 | 0.01 | 0
2040 | NE_2_SPP_N | NE | SPP_N | Internal | Winter | B16 | 25 | 1960 | 1960 | 0.01 | 77.87 | 0.01 | 77.84
2040 | NE_2_SPP_N | NE | SPP_N | Internal | Winter | B17 | 100 | 1960 | 1960 | 58.87 | 77.87 | 0.01 | 18.99
2040 | NE_2_SPP_N | NE | SPP_N | Internal | Winter | B18 | 400 | 1960 | 1960 | 70.85 | 77.87 | 0.01 | 7
2040 | NE_2_SPP_N | NE | SPP_N | Internal | Winter | B19 | 700 | 1960 | 1952.6 | 77.84 | 77.85 | 0.01 | 0
2040 | NE_2_SPP_N | NE | SPP_N | Internal | Winter | B20 | 935 | 1960 | 885.73 | 11.51 | 11.52 | 0.01 | 0
2040 | NEISO_2_NYISO_A-F | NEISO | NYISO_A-F | Internal | Shoulder | B11 | 25 | 600 | 600 | 82.3 | 86.52 | 3 | 1.22
2040 | NEISO_2_NYISO_A-F | NEISO | NYISO_A-F | Internal | Shoulder | B12 | 200 | 600 | 0 | 81.45 | 84.43 | 3 | 0
2040 | NEISO_2_NYISO_A-F | NEISO | NYISO_A-F | Internal | Shoulder | B13 | 600 | 600 | 0 | 80.25 | 83.22 | 3 | 0
2040 | NEISO_2_NYISO_A-F | NEISO | NYISO_A-F | Internal | Shoulder | B14 | 900 | 600 | 0 | 80.25 | 83.22 | 3 | 0
2040 | NEISO_2_NYISO_A-F | NEISO | NYISO_A-F | Internal | Shoulder | B15 | 1203 | 600 | 0 | 80.25 | 83.22 | 3 | 0
2040 | NEISO_2_NYISO_A-F | NEISO | NYISO_A-F | Internal | Summer | B1 | 10 | 600 | 0 | 135.45 | 132.45 | 3 | 0
2040 | NEISO_2_NYISO_A-F | NEISO | NYISO_A-F | Internal | Summer | B2 | 25 | 600 | 0 | 135.45 | 138.44 | 3 | 0
2040 | NEISO_2_NYISO_A-F | NEISO | NYISO_A-F | Internal | Summer | B3 | 75 | 600 | 281.41 | 107.59 | 110.59 | 3 | 0
2040 | NEISO_2_NYISO_A-F | NEISO | NYISO_A-F | Internal | Summer | B4 | 100 | 600 | 600 | 106.95 | 110.59 | 3 | 0.64
2040 | NEISO_2_NYISO_A-F | NEISO | NYISO_A-F | Internal | Summer | B5 | 200 | 600 | 600 | 78.43 | 110.59 | 3 | 29.16
2040 | NEISO_2_NYISO_A-F | NEISO | NYISO_A-F | Internal | Summer | B6 | 300 | 600 | 600 | 78.43 | 96.33 | 3 | 14.89
2040 | NEISO_2_NYISO_A-F | NEISO | NYISO_A-F | Internal | Summer | B7 | 400 | 600 | 600 | 78.43 | 84.42 | 3 | 2.99
2040 | NEISO_2_NYISO_A-F | NEISO | NYISO_A-F | Internal | Summer | B8 | 500 | 600 | 0 | 78.43 | 81.16 | 3 | 0
2040 | NEISO_2_NYISO_A-F | NEISO | NYISO_A-F | Internal | Summer | B9 | 800 | 600 | 0 | 78.43 | 81.16 | 3 | 0
2040 | NEISO_2_NYISO_A-F | NEISO | NYISO_A-F | Internal | Summer | B10 | 1262 | 600 | 0 | 78.43 | 81.16 | 3 | 0
2040 | NEISO_2_NYISO_A-F | NEISO | NYISO_A-F | Internal | Winter | B16 | 25 | 600 | 0 | 94.21 | 91.21 | 3 | 0
2040 | NEISO_2_NYISO_A-F | NEISO | NYISO_A-F | Internal | Winter | B17 | 100 | 600 | 0 | 92.12 | 89.12 | 3 | 0
2040 | NEISO_2_NYISO_A-F | NEISO | NYISO_A-F | Internal | Winter | B18 | 400 | 600 | 0 | 90.34 | 89.12 | 3 | 0
2040 | NEISO_2_NYISO_A-F | NEISO | NYISO_A-F | Internal | Winter | B19 | 700 | 600 | 0 | 90.34 | 89.12 | 3 | 0
2040 | NEISO_2_NYISO_A-F | NEISO | NYISO_A-F | Internal | Winter | B20 | 935 | 600 | 0 | 90.34 | 89.12 | 3 | 0
2040 | NEISO_2_NYISO_G-I | NEISO | NYISO_G-I | Internal | Shoulder | B11 | 25 | 600 | 600 | 82.3 | 86.53 | 3 | 1.23
2040 | NEISO_2_NYISO_G-I | NEISO | NYISO_G-I | Internal | Shoulder | B12 | 200 | 600 | 158.89 | 81.45 | 84.45 | 3 | 0
2040 | NEISO_2_NYISO_G-I | NEISO | NYISO_G-I | Internal | Shoulder | B13 | 600 | 600 | 0 | 80.25 | 83.24 | 3 | 0
2040 | NEISO_2_NYISO_G-I | NEISO | NYISO_G-I | Internal | Shoulder | B14 | 900 | 600 | 0 | 80.25 | 83.24 | 3 | 0
2040 | NEISO_2_NYISO_G-I | NEISO | NYISO_G-I | Internal | Shoulder | B15 | 1203 | 600 | 0 | 80.25 | 83.24 | 3 | 0
2040 | NEISO_2_NYISO_G-I | NEISO | NYISO_G-I | Internal | Summer | B1 | 10 | 600 | 554.47 | 135.45 | 138.45 | 3 | 0
2040 | NEISO_2_NYISO_G-I | NEISO | NYISO_G-I | Internal | Summer | B2 | 25 | 600 | 220.19 | 135.45 | 138.45 | 3 | 0
2040 | NEISO_2_NYISO_G-I | NEISO | NYISO_G-I | Internal | Summer | B3 | 75 | 600 | 600 | 107.59 | 114.34 | 3 | 3.75
2040 | NEISO_2_NYISO_G-I | NEISO | NYISO_G-I | Internal | Summer | B4 | 100 | 600 | 600 | 106.95 | 113.06 | 3 | 3.11
2040 | NEISO_2_NYISO_G-I | NEISO | NYISO_G-I | Internal | Summer | B5 | 200 | 600 | 600 | 78.43 | 111.42 | 3 | 29.98
2040 | NEISO_2_NYISO_G-I | NEISO | NYISO_G-I | Internal | Summer | B6 | 300 | 600 | 600 | 78.43 | 96.34 | 3 | 14.91
2040 | NEISO_2_NYISO_G-I | NEISO | NYISO_G-I | Internal | Summer | B7 | 400 | 600 | 600 | 78.43 | 84.43 | 3 | 3
2040 | NEISO_2_NYISO_G-I | NEISO | NYISO_G-I | Internal | Summer | B8 | 500 | 600 | 0 | 78.43 | 81.18 | 3 | 0
2040 | NEISO_2_NYISO_G-I | NEISO | NYISO_G-I | Internal | Summer | B9 | 800 | 600 | 0 | 78.43 | 81.18 | 3 | 0
2040 | NEISO_2_NYISO_G-I | NEISO | NYISO_G-I | Internal | Summer | B10 | 1262 | 600 | 0 | 78.43 | 81.18 | 3 | 0
2040 | NEISO_2_NYISO_G-I | NEISO | NYISO_G-I | Internal | Winter | B16 | 25 | 600 | 0 | 94.21 | 93.93 | 3 | 0
2040 | NEISO_2_NYISO_G-I | NEISO | NYISO_G-I | Internal | Winter | B17 | 100 | 600 | 0 | 92.12 | 93.93 | 3 | 0
2040 | NEISO_2_NYISO_G-I | NEISO | NYISO_G-I | Internal | Winter | B18 | 400 | 600 | 166.85 | 90.34 | 93.34 | 3 | 0
2040 | NEISO_2_NYISO_G-I | NEISO | NYISO_G-I | Internal | Winter | B19 | 700 | 600 | 0 | 90.34 | 93.25 | 3 | 0
2040 | NEISO_2_NYISO_G-I | NEISO | NYISO_G-I | Internal | Winter | B20 | 935 | 600 | 0 | 90.34 | 89.13 | 3 | 0
2040 | NEISO_2_NYISO_J-K | NEISO | NYISO_J-K | Internal | Shoulder | B11 | 25 | 745 | 745 | 82.3 | 86.55 | 3 | 1.24
2040 | NEISO_2_NYISO_J-K | NEISO | NYISO_J-K | Internal | Shoulder | B12 | 200 | 745 | 745 | 81.45 | 84.46 | 3 | 0.01
2040 | NEISO_2_NYISO_J-K | NEISO | NYISO_J-K | Internal | Shoulder | B13 | 600 | 745 | 722.76 | 80.25 | 83.25 | 3 | 0
2040 | NEISO_2_NYISO_J-K | NEISO | NYISO_J-K | Internal | Shoulder | B14 | 900 | 745 | 524.56 | 80.25 | 83.25 | 3 | 0
2040 | NEISO_2_NYISO_J-K | NEISO | NYISO_J-K | Internal | Shoulder | B15 | 1203 | 745 | 447.18 | 80.25 | 83.25 | 3 | 0
2040 | NEISO_2_NYISO_J-K | NEISO | NYISO_J-K | Internal | Summer | B1 | 10 | 745 | 745 | 135.45 | 138.46 | 3 | 0.01
2040 | NEISO_2_NYISO_J-K | NEISO | NYISO_J-K | Internal | Summer | B2 | 25 | 745 | 745 | 135.45 | 138.46 | 3 | 0.01
2040 | NEISO_2_NYISO_J-K | NEISO | NYISO_J-K | Internal | Summer | B3 | 75 | 745 | 745 | 107.59 | 114.35 | 3 | 3.76
2040 | NEISO_2_NYISO_J-K | NEISO | NYISO_J-K | Internal | Summer | B4 | 100 | 745 | 745 | 106.95 | 113.07 | 3 | 3.12
2040 | NEISO_2_NYISO_J-K | NEISO | NYISO_J-K | Internal | Summer | B5 | 200 | 745 | 745 | 78.43 | 113.07 | 3 | 31.64
2040 | NEISO_2_NYISO_J-K | NEISO | NYISO_J-K | Internal | Summer | B6 | 300 | 745 | 745 | 78.43 | 96.35 | 3 | 14.92
2040 | NEISO_2_NYISO_J-K | NEISO | NYISO_J-K | Internal | Summer | B7 | 400 | 745 | 745 | 78.43 | 84.44 | 3 | 3.01
2040 | NEISO_2_NYISO_J-K | NEISO | NYISO_J-K | Internal | Summer | B8 | 500 | 745 | 241.36 | 78.43 | 81.43 | 3 | 0
2040 | NEISO_2_NYISO_J-K | NEISO | NYISO_J-K | Internal | Summer | B9 | 800 | 745 | 0 | 78.43 | 81.19 | 3 | 0
2040 | NEISO_2_NYISO_J-K | NEISO | NYISO_J-K | Internal | Summer | B10 | 1262 | 745 | 0 | 78.43 | 81.19 | 3 | 0
2040 | NEISO_2_NYISO_J-K | NEISO | NYISO_J-K | Internal | Winter | B16 | 25 | 745 | 745 | 94.21 | 103.59 | 3 | 6.38
2040 | NEISO_2_NYISO_J-K | NEISO | NYISO_J-K | Internal | Winter | B17 | 100 | 745 | 745 | 92.12 | 97.23 | 3 | 2.11
2040 | NEISO_2_NYISO_J-K | NEISO | NYISO_J-K | Internal | Winter | B18 | 400 | 745 | 745 | 90.34 | 97.23 | 3 | 3.89
2040 | NEISO_2_NYISO_J-K | NEISO | NYISO_J-K | Internal | Winter | B19 | 700 | 745 | 745 | 90.34 | 97.23 | 3 | 3.89
2040 | NEISO_2_NYISO_J-K | NEISO | NYISO_J-K | Internal | Winter | B20 | 935 | 745 | 0 | 90.34 | 89.14 | 3 | 0
2040 | NonRTO_Midwest_2_TVA_Transmission | NonRTO_Midwest | TVA_Transmission | Internal | Shoulder | B11 | 25 | 2400 | 2400 | 87.46 | 96.37 | 8 | 0.91
2040 | NonRTO_Midwest_2_TVA_Transmission | NonRTO_Midwest | TVA_Transmission | Internal | Shoulder | B12 | 200 | 2400 | 0 | 87.46 | 90.2 | 8 | 0
2040 | NonRTO_Midwest_2_TVA_Transmission | NonRTO_Midwest | TVA_Transmission | Internal | Shoulder | B13 | 600 | 2400 | 0 | 87.46 | 87.58 | 8 | 0
2040 | NonRTO_Midwest_2_TVA_Transmission | NonRTO_Midwest | TVA_Transmission | Internal | Shoulder | B14 | 900 | 2400 | 0 | 83.24 | 83.37 | 8 | 0
2040 | NonRTO_Midwest_2_TVA_Transmission | NonRTO_Midwest | TVA_Transmission | Internal | Shoulder | B15 | 1203 | 2400 | 0 | 83.24 | 83.37 | 8 | 0
2040 | NonRTO_Midwest_2_TVA_Transmission | NonRTO_Midwest | TVA_Transmission | Internal | Summer | B1 | 10 | 2400 | 836.75 | 137.47 | 145.47 | 8 | 0
2040 | NonRTO_Midwest_2_TVA_Transmission | NonRTO_Midwest | TVA_Transmission | Internal | Summer | B2 | 25 | 2400 | 0 | 152.44 | 152.45 | 8 | 0
2040 | NonRTO_Midwest_2_TVA_Transmission | NonRTO_Midwest | TVA_Transmission | Internal | Summer | B3 | 75 | 2400 | 0 | 152.44 | 152.45 | 8 | 0
2040 | NonRTO_Midwest_2_TVA_Transmission | NonRTO_Midwest | TVA_Transmission | Internal | Summer | B4 | 100 | 2400 | 0 | 148.24 | 148.25 | 8 | 0
2040 | NonRTO_Midwest_2_TVA_Transmission | NonRTO_Midwest | TVA_Transmission | Internal | Summer | B5 | 200 | 2400 | 0 | 125.39 | 117.53 | 8 | 0
2040 | NonRTO_Midwest_2_TVA_Transmission | NonRTO_Midwest | TVA_Transmission | Internal | Summer | B6 | 300 | 2400 | 0 | 110.33 | 103.51 | 8 | 0
2040 | NonRTO_Midwest_2_TVA_Transmission | NonRTO_Midwest | TVA_Transmission | Internal | Summer | B7 | 400 | 2400 | 0 | 98.44 | 96.21 | 8 | 0
2040 | NonRTO_Midwest_2_TVA_Transmission | NonRTO_Midwest | TVA_Transmission | Internal | Summer | B8 | 500 | 2400 | 918.34 | 86.81 | 94.81 | 8 | 0
2040 | NonRTO_Midwest_2_TVA_Transmission | NonRTO_Midwest | TVA_Transmission | Internal | Summer | B9 | 800 | 2400 | 0 | 81.67 | 86.34 | 8 | 0
2040 | NonRTO_Midwest_2_TVA_Transmission | NonRTO_Midwest | TVA_Transmission | Internal | Summer | B10 | 1262 | 2400 | 0 | 81.67 | 82.45 | 8 | 0
2040 | NonRTO_Midwest_2_TVA_Transmission | NonRTO_Midwest | TVA_Transmission | Internal | Winter | B16 | 25 | 2400 | 0 | 90.85 | 93.75 | 8 | 0
2040 | NonRTO_Midwest_2_TVA_Transmission | NonRTO_Midwest | TVA_Transmission | Internal | Winter | B17 | 100 | 2400 | 0 | 90.85 | 90.87 | 8 | 0
2040 | NonRTO_Midwest_2_TVA_Transmission | NonRTO_Midwest | TVA_Transmission | Internal | Winter | B18 | 400 | 2400 | 0 | 90.85 | 89.43 | 8 | 0
2040 | NonRTO_Midwest_2_TVA_Transmission | NonRTO_Midwest | TVA_Transmission | Internal | Winter | B19 | 700 | 2400 | 0 | 87.96 | 89.32 | 8 | 0
2040 | NonRTO_Midwest_2_TVA_Transmission | NonRTO_Midwest | TVA_Transmission | Internal | Winter | B20 | 935 | 2400 | 0 | 87.1 | 86.36 | 8 | 0
2040 | NYISO_A-F_2_NEISO | NYISO_A-F | NEISO | Internal | Shoulder | B11 | 25 | 600 | 0 | 86.52 | 82.3 | 3 | 0
2040 | NYISO_A-F_2_NEISO | NYISO_A-F | NEISO | Internal | Shoulder | B12 | 200 | 600 | 0 | 84.43 | 81.45 | 3 | 0
2040 | NYISO_A-F_2_NEISO | NYISO_A-F | NEISO | Internal | Shoulder | B13 | 600 | 600 | 0 | 83.22 | 80.25 | 3 | 0
2040 | NYISO_A-F_2_NEISO | NYISO_A-F | NEISO | Internal | Shoulder | B14 | 900 | 600 | 0 | 83.22 | 80.25 | 3 | 0
2040 | NYISO_A-F_2_NEISO | NYISO_A-F | NEISO | Internal | Shoulder | B15 | 1203 | 600 | 0 | 83.22 | 80.25 | 3 | 0
2040 | NYISO_A-F_2_NEISO | NYISO_A-F | NEISO | Internal | Summer | B1 | 10 | 600 | 538.08 | 132.45 | 135.45 | 3 | 0
2040 | NYISO_A-F_2_NEISO | NYISO_A-F | NEISO | Internal | Summer | B2 | 25 | 600 | 0 | 138.44 | 135.45 | 3 | 0
2040 | NYISO_A-F_2_NEISO | NYISO_A-F | NEISO | Internal | Summer | B3 | 75 | 600 | 0 | 110.59 | 107.59 | 3 | 0
2040 | NYISO_A-F_2_NEISO | NYISO_A-F | NEISO | Internal | Summer | B4 | 100 | 600 | 0 | 110.59 | 106.95 | 3 | 0
2040 | NYISO_A-F_2_NEISO | NYISO_A-F | NEISO | Internal | Summer | B5 | 200 | 600 | 0 | 110.59 | 78.43 | 3 | 0
2040 | NYISO_A-F_2_NEISO | NYISO_A-F | NEISO | Internal | Summer | B6 | 300 | 600 | 0 | 96.33 | 78.43 | 3 | 0
2040 | NYISO_A-F_2_NEISO | NYISO_A-F | NEISO | Internal | Summer | B7 | 400 | 600 | 0 | 84.42 | 78.43 | 3 | 0
2040 | NYISO_A-F_2_NEISO | NYISO_A-F | NEISO | Internal | Summer | B8 | 500 | 600 | 0 | 81.16 | 78.43 | 3 | 0
2040 | NYISO_A-F_2_NEISO | NYISO_A-F | NEISO | Internal | Summer | B9 | 800 | 600 | 0 | 81.16 | 78.43 | 3 | 0
2040 | NYISO_A-F_2_NEISO | NYISO_A-F | NEISO | Internal | Summer | B10 | 1262 | 600 | 0 | 81.16 | 78.43 | 3 | 0
2040 | NYISO_A-F_2_NEISO | NYISO_A-F | NEISO | Internal | Winter | B16 | 25 | 600 | 71.63 | 91.21 | 94.21 | 3 | 0
2040 | NYISO_A-F_2_NEISO | NYISO_A-F | NEISO | Internal | Winter | B17 | 100 | 600 | 159.68 | 89.12 | 92.12 | 3 | 0
2040 | NYISO_A-F_2_NEISO | NYISO_A-F | NEISO | Internal | Winter | B18 | 400 | 600 | 0 | 89.12 | 90.34 | 3 | 0
2040 | NYISO_A-F_2_NEISO | NYISO_A-F | NEISO | Internal | Winter | B19 | 700 | 600 | 0 | 89.12 | 90.34 | 3 | 0
2040 | NYISO_A-F_2_NEISO | NYISO_A-F | NEISO | Internal | Winter | B20 | 935 | 600 | 0 | 89.12 | 90.34 | 3 | 0
2040 | NYISO_A-F_2_NYISO_G-I | NYISO_A-F | NYISO_G-I | Internal | Shoulder | B11 | 25 | 5685 | 4694.9 | 86.52 | 86.53 | 0.01 | 0
2040 | NYISO_A-F_2_NYISO_G-I | NYISO_A-F | NYISO_G-I | Internal | Shoulder | B12 | 200 | 5685 | 3419.52 | 84.43 | 84.45 | 0.01 | 0
2040 | NYISO_A-F_2_NYISO_G-I | NYISO_A-F | NYISO_G-I | Internal | Shoulder | B13 | 600 | 5685 | 4289.14 | 83.22 | 83.24 | 0.01 | 0
2040 | NYISO_A-F_2_NYISO_G-I | NYISO_A-F | NYISO_G-I | Internal | Shoulder | B14 | 900 | 5685 | 3972.74 | 83.22 | 83.24 | 0.01 | 0
2040 | NYISO_A-F_2_NYISO_G-I | NYISO_A-F | NYISO_G-I | Internal | Shoulder | B15 | 1203 | 5685 | 2559.73 | 83.22 | 83.24 | 0.01 | 0
2040 | NYISO_A-F_2_NYISO_G-I | NYISO_A-F | NYISO_G-I | Internal | Summer | B1 | 10 | 5685 | 5685 | 132.45 | 138.45 | 0.01 | 5.99
2040 | NYISO_A-F_2_NYISO_G-I | NYISO_A-F | NYISO_G-I | Internal | Summer | B2 | 25 | 5685 | 5462.62 | 138.44 | 138.45 | 0.01 | 0
2040 | NYISO_A-F_2_NYISO_G-I | NYISO_A-F | NYISO_G-I | Internal | Summer | B3 | 75 | 5685 | 5685 | 110.59 | 114.34 | 0.01 | 3.73
2040 | NYISO_A-F_2_NYISO_G-I | NYISO_A-F | NYISO_G-I | Internal | Summer | B4 | 100 | 5685 | 5685 | 110.59 | 113.06 | 0.01 | 2.46
2040 | NYISO_A-F_2_NYISO_G-I | NYISO_A-F | NYISO_G-I | Internal | Summer | B5 | 200 | 5685 | 5685 | 110.59 | 111.42 | 0.01 | 0.81
2040 | NYISO_A-F_2_NYISO_G-I | NYISO_A-F | NYISO_G-I | Internal | Summer | B6 | 300 | 5685 | 5492.93 | 96.33 | 96.34 | 0.01 | 0
2040 | NYISO_A-F_2_NYISO_G-I | NYISO_A-F | NYISO_G-I | Internal | Summer | B7 | 400 | 5685 | 4091.94 | 84.42 | 84.43 | 0.01 | 0
2040 | NYISO_A-F_2_NYISO_G-I | NYISO_A-F | NYISO_G-I | Internal | Summer | B8 | 500 | 5685 | 4937.82 | 81.16 | 81.18 | 0.01 | 0
2040 | NYISO_A-F_2_NYISO_G-I | NYISO_A-F | NYISO_G-I | Internal | Summer | B9 | 800 | 5685 | 4775.21 | 81.16 | 81.18 | 0.01 | 0
2040 | NYISO_A-F_2_NYISO_G-I | NYISO_A-F | NYISO_G-I | Internal | Summer | B10 | 1262 | 5685 | 2546.42 | 81.16 | 81.18 | 0.01 | 0
2040 | NYISO_A-F_2_NYISO_G-I | NYISO_A-F | NYISO_G-I | Internal | Winter | B16 | 25 | 5685 | 5685 | 91.21 | 93.93 | 0.01 | 2.71
2040 | NYISO_A-F_2_NYISO_G-I | NYISO_A-F | NYISO_G-I | Internal | Winter | B17 | 100 | 5685 | 5685 | 89.12 | 93.93 | 0.01 | 4.8
2040 | NYISO_A-F_2_NYISO_G-I | NYISO_A-F | NYISO_G-I | Internal | Winter | B18 | 400 | 5685 | 5685 | 89.12 | 93.34 | 0.01 | 4.21
2040 | NYISO_A-F_2_NYISO_G-I | NYISO_A-F | NYISO_G-I | Internal | Winter | B19 | 700 | 5685 | 5685 | 89.12 | 93.25 | 0.01 | 4.12
2040 | NYISO_A-F_2_NYISO_G-I | NYISO_A-F | NYISO_G-I | Internal | Winter | B20 | 935 | 5685 | 4886.21 | 89.12 | 89.13 | 0.01 | 0
2040 | NYISO_A-F_2_PJM_ROM | NYISO_A-F | PJM_ROM | Internal | Shoulder | B11 | 25 | 1000 | 1000 | 86.52 | 94.55 | 8 | 0.02
2040 | NYISO_A-F_2_PJM_ROM | NYISO_A-F | PJM_ROM | Internal | Shoulder | B12 | 200 | 1000 | 0 | 84.43 | 91.69 | 8 | 0
2040 | NYISO_A-F_2_PJM_ROM | NYISO_A-F | PJM_ROM | Internal | Shoulder | B13 | 600 | 1000 | 0 | 83.22 | 86.16 | 8 | 0
2040 | NYISO_A-F_2_PJM_ROM | NYISO_A-F | PJM_ROM | Internal | Shoulder | B14 | 900 | 1000 | 0 | 83.22 | 85.21 | 8 | 0
2040 | NYISO_A-F_2_PJM_ROM | NYISO_A-F | PJM_ROM | Internal | Shoulder | B15 | 1203 | 1000 | 0 | 83.22 | 79.39 | 8 | 0
2040 | NYISO_A-F_2_PJM_ROM | NYISO_A-F | PJM_ROM | Internal | Summer | B1 | 10 | 1000 | 1000 | 132.45 | 146.44 | 8 | 5.99
2040 | NYISO_A-F_2_PJM_ROM | NYISO_A-F | PJM_ROM | Internal | Summer | B2 | 25 | 1000 | 780.12 | 138.44 | 146.44 | 8 | 0
2040 | NYISO_A-F_2_PJM_ROM | NYISO_A-F | PJM_ROM | Internal | Summer | B3 | 75 | 1000 | 1000 | 110.59 | 130.66 | 8 | 12.06
2040 | NYISO_A-F_2_PJM_ROM | NYISO_A-F | PJM_ROM | Internal | Summer | B4 | 100 | 1000 | 1000 | 110.59 | 128.81 | 8 | 10.22
2040 | NYISO_A-F_2_PJM_ROM | NYISO_A-F | PJM_ROM | Internal | Summer | B5 | 200 | 1000 | 1000 | 110.59 | 119.41 | 8 | 0.81
2040 | NYISO_A-F_2_PJM_ROM | NYISO_A-F | PJM_ROM | Internal | Summer | B6 | 300 | 1000 | 965.05 | 96.33 | 104.33 | 8 | 0
2040 | NYISO_A-F_2_PJM_ROM | NYISO_A-F | PJM_ROM | Internal | Summer | B7 | 400 | 1000 | 1000 | 84.42 | 92.44 | 8 | 0.02
2040 | NYISO_A-F_2_PJM_ROM | NYISO_A-F | PJM_ROM | Internal | Summer | B8 | 500 | 1000 | 0 | 81.16 | 89.13 | 8 | 0
2040 | NYISO_A-F_2_PJM_ROM | NYISO_A-F | PJM_ROM | Internal | Summer | B9 | 800 | 1000 | 0 | 81.16 | 80.33 | 8 | 0
2040 | NYISO_A-F_2_PJM_ROM | NYISO_A-F | PJM_ROM | Internal | Summer | B10 | 1262 | 1000 | 0 | 81.16 | 77.62 | 8 | 0
2040 | NYISO_A-F_2_PJM_ROM | NYISO_A-F | PJM_ROM | Internal | Winter | B16 | 25 | 1000 | 1000 | 91.21 | 101.39 | 8 | 2.19
2040 | NYISO_A-F_2_PJM_ROM | NYISO_A-F | PJM_ROM | Internal | Winter | B17 | 100 | 1000 | 1000 | 89.12 | 98.32 | 8 | 1.2
2040 | NYISO_A-F_2_PJM_ROM | NYISO_A-F | PJM_ROM | Internal | Winter | B18 | 400 | 1000 | 0 | 89.12 | 93.59 | 8 | 0
2040 | NYISO_A-F_2_PJM_ROM | NYISO_A-F | PJM_ROM | Internal | Winter | B19 | 700 | 1000 | 0 | 89.12 | 91.22 | 8 | 0
2040 | NYISO_A-F_2_PJM_ROM | NYISO_A-F | PJM_ROM | Internal | Winter | B20 | 935 | 1000 | 0 | 89.12 | 83.37 | 8 | 0
2040 | NYISO_G-I_2_NEISO | NYISO_G-I | NEISO | Internal | Shoulder | B11 | 25 | 600 | 0 | 86.53 | 82.3 | 3 | 0
2040 | NYISO_G-I_2_NEISO | NYISO_G-I | NEISO | Internal | Shoulder | B12 | 200 | 600 | 0 | 84.45 | 81.45 | 3 | 0
2040 | NYISO_G-I_2_NEISO | NYISO_G-I | NEISO | Internal | Shoulder | B13 | 600 | 600 | 0 | 83.24 | 80.25 | 3 | 0
2040 | NYISO_G-I_2_NEISO | NYISO_G-I | NEISO | Internal | Shoulder | B14 | 900 | 600 | 0 | 83.24 | 80.25 | 3 | 0
2040 | NYISO_G-I_2_NEISO | NYISO_G-I | NEISO | Internal | Shoulder | B15 | 1203 | 600 | 0 | 83.24 | 80.25 | 3 | 0
2040 | NYISO_G-I_2_NEISO | NYISO_G-I | NEISO | Internal | Summer | B1 | 10 | 600 | 0 | 138.45 | 135.45 | 3 | 0
2040 | NYISO_G-I_2_NEISO | NYISO_G-I | NEISO | Internal | Summer | B2 | 25 | 600 | 0 | 138.45 | 135.45 | 3 | 0
2040 | NYISO_G-I_2_NEISO | NYISO_G-I | NEISO | Internal | Summer | B3 | 75 | 600 | 0 | 114.34 | 107.59 | 3 | 0
2040 | NYISO_G-I_2_NEISO | NYISO_G-I | NEISO | Internal | Summer | B4 | 100 | 600 | 0 | 113.06 | 106.95 | 3 | 0
2040 | NYISO_G-I_2_NEISO | NYISO_G-I | NEISO | Internal | Summer | B5 | 200 | 600 | 0 | 111.42 | 78.43 | 3 | 0
2040 | NYISO_G-I_2_NEISO | NYISO_G-I | NEISO | Internal | Summer | B6 | 300 | 600 | 0 | 96.34 | 78.43 | 3 | 0
2040 | NYISO_G-I_2_NEISO | NYISO_G-I | NEISO | Internal | Summer | B7 | 400 | 600 | 0 | 84.43 | 78.43 | 3 | 0
2040 | NYISO_G-I_2_NEISO | NYISO_G-I | NEISO | Internal | Summer | B8 | 500 | 600 | 0 | 81.18 | 78.43 | 3 | 0
2040 | NYISO_G-I_2_NEISO | NYISO_G-I | NEISO | Internal | Summer | B9 | 800 | 600 | 0 | 81.18 | 78.43 | 3 | 0
2040 | NYISO_G-I_2_NEISO | NYISO_G-I | NEISO | Internal | Summer | B10 | 1262 | 600 | 0 | 81.18 | 78.43 | 3 | 0
2040 | NYISO_G-I_2_NEISO | NYISO_G-I | NEISO | Internal | Winter | B16 | 25 | 600 | 0 | 93.93 | 94.21 | 3 | 0
2040 | NYISO_G-I_2_NEISO | NYISO_G-I | NEISO | Internal | Winter | B17 | 100 | 600 | 0 | 93.93 | 92.12 | 3 | 0
2040 | NYISO_G-I_2_NEISO | NYISO_G-I | NEISO | Internal | Winter | B18 | 400 | 600 | 0 | 93.34 | 90.34 | 3 | 0
2040 | NYISO_G-I_2_NEISO | NYISO_G-I | NEISO | Internal | Winter | B19 | 700 | 600 | 0 | 93.25 | 90.34 | 3 | 0
2040 | NYISO_G-I_2_NEISO | NYISO_G-I | NEISO | Internal | Winter | B20 | 935 | 600 | 0 | 89.13 | 90.34 | 3 | 0
2040 | NYISO_G-I_2_NYISO_A-F | NYISO_G-I | NYISO_A-F | Internal | Shoulder | B11 | 25 | 3434 | 0 | 86.53 | 86.52 | 0.01 | 0
2040 | NYISO_G-I_2_NYISO_A-F | NYISO_G-I | NYISO_A-F | Internal | Shoulder | B12 | 200 | 3434 | 0 | 84.45 | 84.43 | 0.01 | 0
2040 | NYISO_G-I_2_NYISO_A-F | NYISO_G-I | NYISO_A-F | Internal | Shoulder | B13 | 600 | 3434 | 0 | 83.24 | 83.22 | 0.01 | 0
2040 | NYISO_G-I_2_NYISO_A-F | NYISO_G-I | NYISO_A-F | Internal | Shoulder | B14 | 900 | 3434 | 0 | 83.24 | 83.22 | 0.01 | 0
2040 | NYISO_G-I_2_NYISO_A-F | NYISO_G-I | NYISO_A-F | Internal | Shoulder | B15 | 1203 | 3434 | 0 | 83.24 | 83.22 | 0.01 | 0
2040 | NYISO_G-I_2_NYISO_A-F | NYISO_G-I | NYISO_A-F | Internal | Summer | B1 | 10 | 3434 | 0 | 138.45 | 132.45 | 0.01 | 0
2040 | NYISO_G-I_2_NYISO_A-F | NYISO_G-I | NYISO_A-F | Internal | Summer | B2 | 25 | 3434 | 0 | 138.45 | 138.44 | 0.01 | 0
2040 | NYISO_G-I_2_NYISO_A-F | NYISO_G-I | NYISO_A-F | Internal | Summer | B3 | 75 | 3434 | 0 | 114.34 | 110.59 | 0.01 | 0
2040 | NYISO_G-I_2_NYISO_A-F | NYISO_G-I | NYISO_A-F | Internal | Summer | B4 | 100 | 3434 | 0 | 113.06 | 110.59 | 0.01 | 0
2040 | NYISO_G-I_2_NYISO_A-F | NYISO_G-I | NYISO_A-F | Internal | Summer | B5 | 200 | 3434 | 0 | 111.42 | 110.59 | 0.01 | 0
2040 | NYISO_G-I_2_NYISO_A-F | NYISO_G-I | NYISO_A-F | Internal | Summer | B6 | 300 | 3434 | 0 | 96.34 | 96.33 | 0.01 | 0
2040 | NYISO_G-I_2_NYISO_A-F | NYISO_G-I | NYISO_A-F | Internal | Summer | B7 | 400 | 3434 | 0 | 84.43 | 84.42 | 0.01 | 0
2040 | NYISO_G-I_2_NYISO_A-F | NYISO_G-I | NYISO_A-F | Internal | Summer | B8 | 500 | 3434 | 0 | 81.18 | 81.16 | 0.01 | 0
2040 | NYISO_G-I_2_NYISO_A-F | NYISO_G-I | NYISO_A-F | Internal | Summer | B9 | 800 | 3434 | 0 | 81.18 | 81.16 | 0.01 | 0
2040 | NYISO_G-I_2_NYISO_A-F | NYISO_G-I | NYISO_A-F | Internal | Summer | B10 | 1262 | 3434 | 0 | 81.18 | 81.16 | 0.01 | 0
2040 | NYISO_G-I_2_NYISO_A-F | NYISO_G-I | NYISO_A-F | Internal | Winter | B16 | 25 | 3434 | 0 | 93.93 | 91.21 | 0.01 | 0
2040 | NYISO_G-I_2_NYISO_A-F | NYISO_G-I | NYISO_A-F | Internal | Winter | B17 | 100 | 3434 | 0 | 93.93 | 89.12 | 0.01 | 0
2040 | NYISO_G-I_2_NYISO_A-F | NYISO_G-I | NYISO_A-F | Internal | Winter | B18 | 400 | 3434 | 0 | 93.34 | 89.12 | 0.01 | 0
2040 | NYISO_G-I_2_NYISO_A-F | NYISO_G-I | NYISO_A-F | Internal | Winter | B19 | 700 | 3434 | 0 | 93.25 | 89.12 | 0.01 | 0
2040 | NYISO_G-I_2_NYISO_A-F | NYISO_G-I | NYISO_A-F | Internal | Winter | B20 | 935 | 3434 | 0 | 89.13 | 89.12 | 0.01 | 0
2040 | NYISO_G-I_2_NYISO_J-K | NYISO_G-I | NYISO_J-K | Internal | Shoulder | B11 | 25 | 6130 | 5602.6 | 86.53 | 86.55 | 0.01 | 0
2040 | NYISO_G-I_2_NYISO_J-K | NYISO_G-I | NYISO_J-K | Internal | Shoulder | B12 | 200 | 6130 | 4866.1 | 84.45 | 84.46 | 0.01 | 0
2040 | NYISO_G-I_2_NYISO_J-K | NYISO_G-I | NYISO_J-K | Internal | Shoulder | B13 | 600 | 6130 | 4624.69 | 83.24 | 83.25 | 0.01 | 0
2040 | NYISO_G-I_2_NYISO_J-K | NYISO_G-I | NYISO_J-K | Internal | Shoulder | B14 | 900 | 6130 | 4461.17 | 83.24 | 83.25 | 0.01 | 0
2040 | NYISO_G-I_2_NYISO_J-K | NYISO_G-I | NYISO_J-K | Internal | Shoulder | B15 | 1203 | 6130 | 3468.29 | 83.24 | 83.25 | 0.01 | 0
2040 | NYISO_G-I_2_NYISO_J-K | NYISO_G-I | NYISO_J-K | Internal | Summer | B1 | 10 | 6130 | 5909.14 | 138.45 | 138.46 | 0.01 | 0
2040 | NYISO_G-I_2_NYISO_J-K | NYISO_G-I | NYISO_J-K | Internal | Summer | B2 | 25 | 6130 | 5455.58 | 138.45 | 138.46 | 0.01 | 0
2040 | NYISO_G-I_2_NYISO_J-K | NYISO_G-I | NYISO_J-K | Internal | Summer | B3 | 75 | 6130 | 5460.73 | 114.34 | 114.35 | 0.01 | 0
2040 | NYISO_G-I_2_NYISO_J-K | NYISO_G-I | NYISO_J-K | Internal | Summer | B4 | 100 | 6130 | 5703.92 | 113.06 | 113.07 | 0.01 | 0
2040 | NYISO_G-I_2_NYISO_J-K | NYISO_G-I | NYISO_J-K | Internal | Summer | B5 | 200 | 6130 | 6130 | 111.42 | 113.07 | 0.01 | 1.64
2040 | NYISO_G-I_2_NYISO_J-K | NYISO_G-I | NYISO_J-K | Internal | Summer | B6 | 300 | 6130 | 5893.85 | 96.34 | 96.35 | 0.01 | 0
2040 | NYISO_G-I_2_NYISO_J-K | NYISO_G-I | NYISO_J-K | Internal | Summer | B7 | 400 | 6130 | 4938.88 | 84.43 | 84.44 | 0.01 | 0
2040 | NYISO_G-I_2_NYISO_J-K | NYISO_G-I | NYISO_J-K | Internal | Summer | B8 | 500 | 6130 | 6130 | 81.18 | 81.43 | 0.01 | 0.25
2040 | NYISO_G-I_2_NYISO_J-K | NYISO_G-I | NYISO_J-K | Internal | Summer | B9 | 800 | 6130 | 5500.57 | 81.18 | 81.19 | 0.01 | 0
2040 | NYISO_G-I_2_NYISO_J-K | NYISO_G-I | NYISO_J-K | Internal | Summer | B10 | 1262 | 6130 | 3700.03 | 81.18 | 81.19 | 0.01 | 0
2040 | NYISO_G-I_2_NYISO_J-K | NYISO_G-I | NYISO_J-K | Internal | Winter | B16 | 25 | 6130 | 6130 | 93.93 | 103.59 | 0.01 | 9.65
2040 | NYISO_G-I_2_NYISO_J-K | NYISO_G-I | NYISO_J-K | Internal | Winter | B17 | 100 | 6130 | 6130 | 93.93 | 97.23 | 0.01 | 3.29
2040 | NYISO_G-I_2_NYISO_J-K | NYISO_G-I | NYISO_J-K | Internal | Winter | B18 | 400 | 6130 | 6130 | 93.34 | 97.23 | 0.01 | 3.88
2040 | NYISO_G-I_2_NYISO_J-K | NYISO_G-I | NYISO_J-K | Internal | Winter | B19 | 700 | 6130 | 6130 | 93.25 | 97.23 | 0.01 | 3.97
2040 | NYISO_G-I_2_NYISO_J-K | NYISO_G-I | NYISO_J-K | Internal | Winter | B20 | 935 | 6130 | 5746.18 | 89.13 | 89.14 | 0.01 | 0
2040 | NYISO_G-I_2_PJM_E | NYISO_G-I | PJM_E | Internal | Shoulder | B11 | 25 | 1500 | 944.66 | 86.53 | 94.53 | 8 | 0
2040 | NYISO_G-I_2_PJM_E | NYISO_G-I | PJM_E | Internal | Shoulder | B12 | 200 | 1500 | 0 | 84.45 | 91.7 | 8 | 0
2040 | NYISO_G-I_2_PJM_E | NYISO_G-I | PJM_E | Internal | Shoulder | B13 | 600 | 1500 | 0 | 83.24 | 86.18 | 8 | 0
2040 | NYISO_G-I_2_PJM_E | NYISO_G-I | PJM_E | Internal | Shoulder | B14 | 900 | 1500 | 0 | 83.24 | 85.22 | 8 | 0
2040 | NYISO_G-I_2_PJM_E | NYISO_G-I | PJM_E | Internal | Shoulder | B15 | 1203 | 1500 | 0 | 83.24 | 79.4 | 8 | 0
2040 | NYISO_G-I_2_PJM_E | NYISO_G-I | PJM_E | Internal | Summer | B1 | 10 | 1500 | 487.52 | 138.45 | 146.45 | 8 | 0
2040 | NYISO_G-I_2_PJM_E | NYISO_G-I | PJM_E | Internal | Summer | B2 | 25 | 1500 | 513.09 | 138.45 | 146.45 | 8 | 0
2040 | NYISO_G-I_2_PJM_E | NYISO_G-I | PJM_E | Internal | Summer | B3 | 75 | 1500 | 1500 | 114.34 | 130.67 | 8 | 8.33
2040 | NYISO_G-I_2_PJM_E | NYISO_G-I | PJM_E | Internal | Summer | B4 | 100 | 1500 | 1500 | 113.06 | 128.82 | 8 | 7.76
2040 | NYISO_G-I_2_PJM_E | NYISO_G-I | PJM_E | Internal | Summer | B5 | 200 | 1500 | 1214.53 | 111.42 | 119.42 | 8 | 0
2040 | NYISO_G-I_2_PJM_E | NYISO_G-I | PJM_E | Internal | Summer | B6 | 300 | 1500 | 1453.43 | 96.34 | 104.34 | 8 | 0
2040 | NYISO_G-I_2_PJM_E | NYISO_G-I | PJM_E | Internal | Summer | B7 | 400 | 1500 | 1157.27 | 84.43 | 92.43 | 8 | 0
2040 | NYISO_G-I_2_PJM_E | NYISO_G-I | PJM_E | Internal | Summer | B8 | 500 | 1500 | 0 | 81.18 | 89.14 | 8 | 0
2040 | NYISO_G-I_2_PJM_E | NYISO_G-I | PJM_E | Internal | Summer | B9 | 800 | 1500 | 0 | 81.18 | 80.34 | 8 | 0
2040 | NYISO_G-I_2_PJM_E | NYISO_G-I | PJM_E | Internal | Summer | B10 | 1262 | 1500 | 0 | 81.18 | 77.63 | 8 | 0
2040 | NYISO_G-I_2_PJM_E | NYISO_G-I | PJM_E | Internal | Winter | B16 | 25 | 1500 | 0 | 93.93 | 101.41 | 8 | 0
2040 | NYISO_G-I_2_PJM_E | NYISO_G-I | PJM_E | Internal | Winter | B17 | 100 | 1500 | 0 | 93.93 | 98.33 | 8 | 0
2040 | NYISO_G-I_2_PJM_E | NYISO_G-I | PJM_E | Internal | Winter | B18 | 400 | 1500 | 0 | 93.34 | 93.6 | 8 | 0
2040 | NYISO_G-I_2_PJM_E | NYISO_G-I | PJM_E | Internal | Winter | B19 | 700 | 1500 | 0 | 93.25 | 91.23 | 8 | 0
2040 | NYISO_G-I_2_PJM_E | NYISO_G-I | PJM_E | Internal | Winter | B20 | 935 | 1500 | 0 | 89.13 | 83.38 | 8 | 0
2040 | NYISO_J-K_2_NEISO | NYISO_J-K | NEISO | Internal | Shoulder | B11 | 25 | 315 | 0 | 86.55 | 82.3 | 3 | 0
2040 | NYISO_J-K_2_NEISO | NYISO_J-K | NEISO | Internal | Shoulder | B12 | 200 | 315 | 0 | 84.46 | 81.45 | 3 | 0
2040 | NYISO_J-K_2_NEISO | NYISO_J-K | NEISO | Internal | Shoulder | B13 | 600 | 315 | 0 | 83.25 | 80.25 | 3 | 0
2040 | NYISO_J-K_2_NEISO | NYISO_J-K | NEISO | Internal | Shoulder | B14 | 900 | 315 | 0 | 83.25 | 80.25 | 3 | 0
2040 | NYISO_J-K_2_NEISO | NYISO_J-K | NEISO | Internal | Shoulder | B15 | 1203 | 315 | 0 | 83.25 | 80.25 | 3 | 0
2040 | NYISO_J-K_2_NEISO | NYISO_J-K | NEISO | Internal | Summer | B1 | 10 | 315 | 0 | 138.46 | 135.45 | 3 | 0
2040 | NYISO_J-K_2_NEISO | NYISO_J-K | NEISO | Internal | Summer | B2 | 25 | 315 | 0 | 138.46 | 135.45 | 3 | 0
2040 | NYISO_J-K_2_NEISO | NYISO_J-K | NEISO | Internal | Summer | B3 | 75 | 315 | 0 | 114.35 | 107.59 | 3 | 0
2040 | NYISO_J-K_2_NEISO | NYISO_J-K | NEISO | Internal | Summer | B4 | 100 | 315 | 0 | 113.07 | 106.95 | 3 | 0
2040 | NYISO_J-K_2_NEISO | NYISO_J-K | NEISO | Internal | Summer | B5 | 200 | 315 | 0 | 113.07 | 78.43 | 3 | 0
2040 | NYISO_J-K_2_NEISO | NYISO_J-K | NEISO | Internal | Summer | B6 | 300 | 315 | 0 | 96.35 | 78.43 | 3 | 0
2040 | NYISO_J-K_2_NEISO | NYISO_J-K | NEISO | Internal | Summer | B7 | 400 | 315 | 0 | 84.44 | 78.43 | 3 | 0
2040 | NYISO_J-K_2_NEISO | NYISO_J-K | NEISO | Internal | Summer | B8 | 500 | 315 | 0 | 81.43 | 78.43 | 3 | 0
2040 | NYISO_J-K_2_NEISO | NYISO_J-K | NEISO | Internal | Summer | B9 | 800 | 315 | 0 | 81.19 | 78.43 | 3 | 0
2040 | NYISO_J-K_2_NEISO | NYISO_J-K | NEISO | Internal | Summer | B10 | 1262 | 315 | 0 | 81.19 | 78.43 | 3 | 0
2040 | NYISO_J-K_2_NEISO | NYISO_J-K | NEISO | Internal | Winter | B16 | 25 | 315 | 0 | 103.59 | 94.21 | 3 | 0
2040 | NYISO_J-K_2_NEISO | NYISO_J-K | NEISO | Internal | Winter | B17 | 100 | 315 | 0 | 97.23 | 92.12 | 3 | 0
2040 | NYISO_J-K_2_NEISO | NYISO_J-K | NEISO | Internal | Winter | B18 | 400 | 315 | 0 | 97.23 | 90.34 | 3 | 0
2040 | NYISO_J-K_2_NEISO | NYISO_J-K | NEISO | Internal | Winter | B19 | 700 | 315 | 0 | 97.23 | 90.34 | 3 | 0
2040 | NYISO_J-K_2_NEISO | NYISO_J-K | NEISO | Internal | Winter | B20 | 935 | 315 | 0 | 89.14 | 90.34 | 3 | 0
2040 | NYISO_J-K_2_NYISO_G-I | NYISO_J-K | NYISO_G-I | Internal | Shoulder | B11 | 25 | 1999 | 0 | 86.55 | 86.53 | 0.01 | 0
2040 | NYISO_J-K_2_NYISO_G-I | NYISO_J-K | NYISO_G-I | Internal | Shoulder | B12 | 200 | 1999 | 0 | 84.46 | 84.45 | 0.01 | 0
2040 | NYISO_J-K_2_NYISO_G-I | NYISO_J-K | NYISO_G-I | Internal | Shoulder | B13 | 600 | 1999 | 0 | 83.25 | 83.24 | 0.01 | 0
2040 | NYISO_J-K_2_NYISO_G-I | NYISO_J-K | NYISO_G-I | Internal | Shoulder | B14 | 900 | 1999 | 0 | 83.25 | 83.24 | 0.01 | 0
2040 | NYISO_J-K_2_NYISO_G-I | NYISO_J-K | NYISO_G-I | Internal | Shoulder | B15 | 1203 | 1999 | 0 | 83.25 | 83.24 | 0.01 | 0
2040 | NYISO_J-K_2_NYISO_G-I | NYISO_J-K | NYISO_G-I | Internal | Summer | B1 | 10 | 1999 | 0 | 138.46 | 138.45 | 0.01 | 0
2040 | NYISO_J-K_2_NYISO_G-I | NYISO_J-K | NYISO_G-I | Internal | Summer | B2 | 25 | 1999 | 0 | 138.46 | 138.45 | 0.01 | 0
2040 | NYISO_J-K_2_NYISO_G-I | NYISO_J-K | NYISO_G-I | Internal | Summer | B3 | 75 | 1999 | 0 | 114.35 | 114.34 | 0.01 | 0
2040 | NYISO_J-K_2_NYISO_G-I | NYISO_J-K | NYISO_G-I | Internal | Summer | B4 | 100 | 1999 | 0 | 113.07 | 113.06 | 0.01 | 0
2040 | NYISO_J-K_2_NYISO_G-I | NYISO_J-K | NYISO_G-I | Internal | Summer | B5 | 200 | 1999 | 0 | 113.07 | 111.42 | 0.01 | 0
2040 | NYISO_J-K_2_NYISO_G-I | NYISO_J-K | NYISO_G-I | Internal | Summer | B6 | 300 | 1999 | 0 | 96.35 | 96.34 | 0.01 | 0
2040 | NYISO_J-K_2_NYISO_G-I | NYISO_J-K | NYISO_G-I | Internal | Summer | B7 | 400 | 1999 | 0 | 84.44 | 84.43 | 0.01 | 0
2040 | NYISO_J-K_2_NYISO_G-I | NYISO_J-K | NYISO_G-I | Internal | Summer | B8 | 500 | 1999 | 0 | 81.43 | 81.18 | 0.01 | 0
2040 | NYISO_J-K_2_NYISO_G-I | NYISO_J-K | NYISO_G-I | Internal | Summer | B9 | 800 | 1999 | 0 | 81.19 | 81.18 | 0.01 | 0
2040 | NYISO_J-K_2_NYISO_G-I | NYISO_J-K | NYISO_G-I | Internal | Summer | B10 | 1262 | 1999 | 0 | 81.19 | 81.18 | 0.01 | 0
2040 | NYISO_J-K_2_NYISO_G-I | NYISO_J-K | NYISO_G-I | Internal | Winter | B16 | 25 | 1999 | 0 | 103.59 | 93.93 | 0.01 | 0
2040 | NYISO_J-K_2_NYISO_G-I | NYISO_J-K | NYISO_G-I | Internal | Winter | B17 | 100 | 1999 | 0 | 97.23 | 93.93 | 0.01 | 0
2040 | NYISO_J-K_2_NYISO_G-I | NYISO_J-K | NYISO_G-I | Internal | Winter | B18 | 400 | 1999 | 0 | 97.23 | 93.34 | 0.01 | 0
2040 | NYISO_J-K_2_NYISO_G-I | NYISO_J-K | NYISO_G-I | Internal | Winter | B19 | 700 | 1999 | 0 | 97.23 | 93.25 | 0.01 | 0
2040 | NYISO_J-K_2_NYISO_G-I | NYISO_J-K | NYISO_G-I | Internal | Winter | B20 | 935 | 1999 | 0 | 89.14 | 89.13 | 0.01 | 0
2040 | NYISO_J-K_2_PJM_E | NYISO_J-K | PJM_E | Internal | Shoulder | B11 | 25 | 330 | 0 | 86.55 | 94.53 | 8 | 0
2040 | NYISO_J-K_2_PJM_E | NYISO_J-K | PJM_E | Internal | Shoulder | B12 | 200 | 330 | 0 | 84.46 | 91.7 | 8 | 0
2040 | NYISO_J-K_2_PJM_E | NYISO_J-K | PJM_E | Internal | Shoulder | B13 | 600 | 330 | 0 | 83.25 | 86.18 | 8 | 0
2040 | NYISO_J-K_2_PJM_E | NYISO_J-K | PJM_E | Internal | Shoulder | B14 | 900 | 330 | 0 | 83.25 | 85.22 | 8 | 0
2040 | NYISO_J-K_2_PJM_E | NYISO_J-K | PJM_E | Internal | Shoulder | B15 | 1203 | 330 | 0 | 83.25 | 79.4 | 8 | 0
2040 | NYISO_J-K_2_PJM_E | NYISO_J-K | PJM_E | Internal | Summer | B1 | 10 | 330 | 0 | 138.46 | 146.45 | 8 | 0
2040 | NYISO_J-K_2_PJM_E | NYISO_J-K | PJM_E | Internal | Summer | B2 | 25 | 330 | 0 | 138.46 | 146.45 | 8 | 0
2040 | NYISO_J-K_2_PJM_E | NYISO_J-K | PJM_E | Internal | Summer | B3 | 75 | 330 | 330 | 114.35 | 130.67 | 8 | 8.32
2040 | NYISO_J-K_2_PJM_E | NYISO_J-K | PJM_E | Internal | Summer | B4 | 100 | 330 | 330 | 113.07 | 128.82 | 8 | 7.75
2040 | NYISO_J-K_2_PJM_E | NYISO_J-K | PJM_E | Internal | Summer | B5 | 200 | 330 | 0 | 113.07 | 119.42 | 8 | 0
2040 | NYISO_J-K_2_PJM_E | NYISO_J-K | PJM_E | Internal | Summer | B6 | 300 | 330 | 0 | 96.35 | 104.34 | 8 | 0
2040 | NYISO_J-K_2_PJM_E | NYISO_J-K | PJM_E | Internal | Summer | B7 | 400 | 330 | 0 | 84.44 | 92.43 | 8 | 0
2040 | NYISO_J-K_2_PJM_E | NYISO_J-K | PJM_E | Internal | Summer | B8 | 500 | 330 | 0 | 81.43 | 89.14 | 8 | 0
2040 | NYISO_J-K_2_PJM_E | NYISO_J-K | PJM_E | Internal | Summer | B9 | 800 | 330 | 0 | 81.19 | 80.34 | 8 | 0
2040 | NYISO_J-K_2_PJM_E | NYISO_J-K | PJM_E | Internal | Summer | B10 | 1262 | 330 | 0 | 81.19 | 77.63 | 8 | 0
2040 | NYISO_J-K_2_PJM_E | NYISO_J-K | PJM_E | Internal | Winter | B16 | 25 | 330 | 0 | 103.59 | 101.41 | 8 | 0
2040 | NYISO_J-K_2_PJM_E | NYISO_J-K | PJM_E | Internal | Winter | B17 | 100 | 330 | 0 | 97.23 | 98.33 | 8 | 0
2040 | NYISO_J-K_2_PJM_E | NYISO_J-K | PJM_E | Internal | Winter | B18 | 400 | 330 | 0 | 97.23 | 93.6 | 8 | 0
2040 | NYISO_J-K_2_PJM_E | NYISO_J-K | PJM_E | Internal | Winter | B19 | 700 | 330 | 0 | 97.23 | 91.23 | 8 | 0
2040 | NYISO_J-K_2_PJM_E | NYISO_J-K | PJM_E | Internal | Winter | B20 | 935 | 330 | 0 | 89.14 | 83.38 | 8 | 0
2040 | PJM_E_2_NYISO_G-I | PJM_E | NYISO_G-I | Internal | Shoulder | B11 | 25 | 500 | 0 | 94.53 | 86.53 | 6 | 0
2040 | PJM_E_2_NYISO_G-I | PJM_E | NYISO_G-I | Internal | Shoulder | B12 | 200 | 500 | 0 | 91.7 | 84.45 | 6 | 0
2040 | PJM_E_2_NYISO_G-I | PJM_E | NYISO_G-I | Internal | Shoulder | B13 | 600 | 500 | 0 | 86.18 | 83.24 | 6 | 0
2040 | PJM_E_2_NYISO_G-I | PJM_E | NYISO_G-I | Internal | Shoulder | B14 | 900 | 500 | 0 | 85.22 | 83.24 | 6 | 0
2040 | PJM_E_2_NYISO_G-I | PJM_E | NYISO_G-I | Internal | Shoulder | B15 | 1203 | 500 | 0 | 79.4 | 83.24 | 6 | 0
2040 | PJM_E_2_NYISO_G-I | PJM_E | NYISO_G-I | Internal | Summer | B1 | 10 | 500 | 0 | 146.45 | 138.45 | 6 | 0
2040 | PJM_E_2_NYISO_G-I | PJM_E | NYISO_G-I | Internal | Summer | B2 | 25 | 500 | 0 | 146.45 | 138.45 | 6 | 0
2040 | PJM_E_2_NYISO_G-I | PJM_E | NYISO_G-I | Internal | Summer | B3 | 75 | 500 | 0 | 130.67 | 114.34 | 6 | 0
2040 | PJM_E_2_NYISO_G-I | PJM_E | NYISO_G-I | Internal | Summer | B4 | 100 | 500 | 0 | 128.82 | 113.06 | 6 | 0
2040 | PJM_E_2_NYISO_G-I | PJM_E | NYISO_G-I | Internal | Summer | B5 | 200 | 500 | 0 | 119.42 | 111.42 | 6 | 0
2040 | PJM_E_2_NYISO_G-I | PJM_E | NYISO_G-I | Internal | Summer | B6 | 300 | 500 | 0 | 104.34 | 96.34 | 6 | 0
2040 | PJM_E_2_NYISO_G-I | PJM_E | NYISO_G-I | Internal | Summer | B7 | 400 | 500 | 0 | 92.43 | 84.43 | 6 | 0
2040 | PJM_E_2_NYISO_G-I | PJM_E | NYISO_G-I | Internal | Summer | B8 | 500 | 500 | 0 | 89.14 | 81.18 | 6 | 0
2040 | PJM_E_2_NYISO_G-I | PJM_E | NYISO_G-I | Internal | Summer | B9 | 800 | 500 | 0 | 80.34 | 81.18 | 6 | 0
2040 | PJM_E_2_NYISO_G-I | PJM_E | NYISO_G-I | Internal | Summer | B10 | 1262 | 500 | 0 | 77.63 | 81.18 | 6 | 0
2040 | PJM_E_2_NYISO_G-I | PJM_E | NYISO_G-I | Internal | Winter | B16 | 25 | 500 | 0 | 101.41 | 93.93 | 6 | 0
2040 | PJM_E_2_NYISO_G-I | PJM_E | NYISO_G-I | Internal | Winter | B17 | 100 | 500 | 0 | 98.33 | 93.93 | 6 | 0
2040 | PJM_E_2_NYISO_G-I | PJM_E | NYISO_G-I | Internal | Winter | B18 | 400 | 500 | 0 | 93.6 | 93.34 | 6 | 0
2040 | PJM_E_2_NYISO_G-I | PJM_E | NYISO_G-I | Internal | Winter | B19 | 700 | 500 | 0 | 91.23 | 93.25 | 6 | 0
2040 | PJM_E_2_NYISO_G-I | PJM_E | NYISO_G-I | Internal | Winter | B20 | 935 | 500 | 0 | 83.38 | 89.13 | 6 | 0
2040 | PJM_E_2_NYISO_J-K | PJM_E | NYISO_J-K | Internal | Shoulder | B11 | 25 | 330 | 0 | 94.53 | 86.55 | 6 | 0
2040 | PJM_E_2_NYISO_J-K | PJM_E | NYISO_J-K | Internal | Shoulder | B12 | 200 | 330 | 0 | 91.7 | 84.46 | 6 | 0
2040 | PJM_E_2_NYISO_J-K | PJM_E | NYISO_J-K | Internal | Shoulder | B13 | 600 | 330 | 0 | 86.18 | 83.25 | 6 | 0
2040 | PJM_E_2_NYISO_J-K | PJM_E | NYISO_J-K | Internal | Shoulder | B14 | 900 | 330 | 0 | 85.22 | 83.25 | 6 | 0
2040 | PJM_E_2_NYISO_J-K | PJM_E | NYISO_J-K | Internal | Shoulder | B15 | 1203 | 330 | 0 | 79.4 | 83.25 | 6 | 0
2040 | PJM_E_2_NYISO_J-K | PJM_E | NYISO_J-K | Internal | Summer | B1 | 10 | 330 | 0 | 146.45 | 138.46 | 6 | 0
2040 | PJM_E_2_NYISO_J-K | PJM_E | NYISO_J-K | Internal | Summer | B2 | 25 | 330 | 0 | 146.45 | 138.46 | 6 | 0
2040 | PJM_E_2_NYISO_J-K | PJM_E | NYISO_J-K | Internal | Summer | B3 | 75 | 330 | 0 | 130.67 | 114.35 | 6 | 0
2040 | PJM_E_2_NYISO_J-K | PJM_E | NYISO_J-K | Internal | Summer | B4 | 100 | 330 | 0 | 128.82 | 113.07 | 6 | 0
2040 | PJM_E_2_NYISO_J-K | PJM_E | NYISO_J-K | Internal | Summer | B5 | 200 | 330 | 0 | 119.42 | 113.07 | 6 | 0
2040 | PJM_E_2_NYISO_J-K | PJM_E | NYISO_J-K | Internal | Summer | B6 | 300 | 330 | 0 | 104.34 | 96.35 | 6 | 0
2040 | PJM_E_2_NYISO_J-K | PJM_E | NYISO_J-K | Internal | Summer | B7 | 400 | 330 | 0 | 92.43 | 84.44 | 6 | 0
2040 | PJM_E_2_NYISO_J-K | PJM_E | NYISO_J-K | Internal | Summer | B8 | 500 | 330 | 0 | 89.14 | 81.43 | 6 | 0
2040 | PJM_E_2_NYISO_J-K | PJM_E | NYISO_J-K | Internal | Summer | B9 | 800 | 330 | 0 | 80.34 | 81.19 | 6 | 0
2040 | PJM_E_2_NYISO_J-K | PJM_E | NYISO_J-K | Internal | Summer | B10 | 1262 | 330 | 0 | 77.63 | 81.19 | 6 | 0
2040 | PJM_E_2_NYISO_J-K | PJM_E | NYISO_J-K | Internal | Winter | B16 | 25 | 330 | 0 | 101.41 | 103.59 | 6 | 0
2040 | PJM_E_2_NYISO_J-K | PJM_E | NYISO_J-K | Internal | Winter | B17 | 100 | 330 | 0 | 98.33 | 97.23 | 6 | 0
2040 | PJM_E_2_NYISO_J-K | PJM_E | NYISO_J-K | Internal | Winter | B18 | 400 | 330 | 0 | 93.6 | 97.23 | 6 | 0
2040 | PJM_E_2_NYISO_J-K | PJM_E | NYISO_J-K | Internal | Winter | B19 | 700 | 330 | 120.31 | 91.23 | 97.23 | 6 | 0
2040 | PJM_E_2_NYISO_J-K | PJM_E | NYISO_J-K | Internal | Winter | B20 | 935 | 330 | 0 | 83.38 | 89.14 | 6 | 0
2040 | PJM_E_2_PJM_ROM | PJM_E | PJM_ROM | Internal | Shoulder | B11 | 25 | 8000 | 592.47 | 94.53 | 94.55 | 0.01 | 0
2040 | PJM_E_2_PJM_ROM | PJM_E | PJM_ROM | Internal | Shoulder | B12 | 200 | 8000 | 0 | 91.7 | 91.69 | 0.01 | 0
2040 | PJM_E_2_PJM_ROM | PJM_E | PJM_ROM | Internal | Shoulder | B13 | 600 | 8000 | 0 | 86.18 | 86.16 | 0.01 | 0
2040 | PJM_E_2_PJM_ROM | PJM_E | PJM_ROM | Internal | Shoulder | B14 | 900 | 8000 | 0 | 85.22 | 85.21 | 0.01 | 0
2040 | PJM_E_2_PJM_ROM | PJM_E | PJM_ROM | Internal | Shoulder | B15 | 1203 | 8000 | 0 | 79.4 | 79.39 | 0.01 | 0
2040 | PJM_E_2_PJM_ROM | PJM_E | PJM_ROM | Internal | Summer | B1 | 10 | 8000 | 0 | 146.45 | 146.44 | 0.01 | 0
2040 | PJM_E_2_PJM_ROM | PJM_E | PJM_ROM | Internal | Summer | B2 | 25 | 8000 | 0 | 146.45 | 146.44 | 0.01 | 0
2040 | PJM_E_2_PJM_ROM | PJM_E | PJM_ROM | Internal | Summer | B3 | 75 | 8000 | 0 | 130.67 | 130.66 | 0.01 | 0
2040 | PJM_E_2_PJM_ROM | PJM_E | PJM_ROM | Internal | Summer | B4 | 100 | 8000 | 0 | 128.82 | 128.81 | 0.01 | 0
2040 | PJM_E_2_PJM_ROM | PJM_E | PJM_ROM | Internal | Summer | B5 | 200 | 8000 | 0 | 119.42 | 119.41 | 0.01 | 0
2040 | PJM_E_2_PJM_ROM | PJM_E | PJM_ROM | Internal | Summer | B6 | 300 | 8000 | 0 | 104.34 | 104.33 | 0.01 | 0
2040 | PJM_E_2_PJM_ROM | PJM_E | PJM_ROM | Internal | Summer | B7 | 400 | 8000 | 497.61 | 92.43 | 92.44 | 0.01 | 0
2040 | PJM_E_2_PJM_ROM | PJM_E | PJM_ROM | Internal | Summer | B8 | 500 | 8000 | 0 | 89.14 | 89.13 | 0.01 | 0
2040 | PJM_E_2_PJM_ROM | PJM_E | PJM_ROM | Internal | Summer | B9 | 800 | 8000 | 0 | 80.34 | 80.33 | 0.01 | 0
2040 | PJM_E_2_PJM_ROM | PJM_E | PJM_ROM | Internal | Summer | B10 | 1262 | 8000 | 0 | 77.63 | 77.62 | 0.01 | 0
2040 | PJM_E_2_PJM_ROM | PJM_E | PJM_ROM | Internal | Winter | B16 | 25 | 8000 | 0 | 101.41 | 101.39 | 0.01 | 0
2040 | PJM_E_2_PJM_ROM | PJM_E | PJM_ROM | Internal | Winter | B17 | 100 | 8000 | 0 | 98.33 | 98.32 | 0.01 | 0
2040 | PJM_E_2_PJM_ROM | PJM_E | PJM_ROM | Internal | Winter | B18 | 400 | 8000 | 0 | 93.6 | 93.59 | 0.01 | 0
2040 | PJM_E_2_PJM_ROM | PJM_E | PJM_ROM | Internal | Winter | B19 | 700 | 8000 | 0 | 91.23 | 91.22 | 0.01 | 0
2040 | PJM_E_2_PJM_ROM | PJM_E | PJM_ROM | Internal | Winter | B20 | 935 | 8000 | 0 | 83.38 | 83.37 | 0.01 | 0
2040 | PJM_ROR_2_MISO_IN | PJM_ROR | MISO_IN | Internal | Shoulder | B11 | 25 | 1170 | 0 | 94.56 | 79.46 | 2 | 0
2040 | PJM_ROR_2_MISO_IN | PJM_ROR | MISO_IN | Internal | Shoulder | B12 | 200 | 1170 | 0 | 91.7 | 79.46 | 2 | 0
2040 | PJM_ROR_2_MISO_IN | PJM_ROR | MISO_IN | Internal | Shoulder | B13 | 600 | 1170 | 0 | 86.18 | 79.46 | 2 | 0
2040 | PJM_ROR_2_MISO_IN | PJM_ROR | MISO_IN | Internal | Shoulder | B14 | 900 | 1170 | 0 | 85.22 | 79.46 | 2 | 0
2040 | PJM_ROR_2_MISO_IN | PJM_ROR | MISO_IN | Internal | Shoulder | B15 | 1203 | 1170 | 0 | 79.4 | 75.24 | 2 | 0
2040 | PJM_ROR_2_MISO_IN | PJM_ROR | MISO_IN | Internal | Summer | B1 | 10 | 1170 | 0 | 146.45 | 129.47 | 2 | 0
2040 | PJM_ROR_2_MISO_IN | PJM_ROR | MISO_IN | Internal | Summer | B2 | 25 | 1170 | 0 | 146.45 | 144.44 | 2 | 0
2040 | PJM_ROR_2_MISO_IN | PJM_ROR | MISO_IN | Internal | Summer | B3 | 75 | 1170 | 0 | 146.45 | 144.44 | 2 | 0
2040 | PJM_ROR_2_MISO_IN | PJM_ROR | MISO_IN | Internal | Summer | B4 | 100 | 1170 | 0 | 142.25 | 140.24 | 2 | 0
2040 | PJM_ROR_2_MISO_IN | PJM_ROR | MISO_IN | Internal | Summer | B5 | 200 | 1170 | 0 | 119.42 | 117.39 | 2 | 0
2040 | PJM_ROR_2_MISO_IN | PJM_ROR | MISO_IN | Internal | Summer | B6 | 300 | 1170 | 0 | 104.34 | 102.33 | 2 | 0
2040 | PJM_ROR_2_MISO_IN | PJM_ROR | MISO_IN | Internal | Summer | B7 | 400 | 1170 | 0 | 92.46 | 90.44 | 2 | 0
2040 | PJM_ROR_2_MISO_IN | PJM_ROR | MISO_IN | Internal | Summer | B8 | 500 | 1170 | 0 | 89.14 | 78.81 | 2 | 0
2040 | PJM_ROR_2_MISO_IN | PJM_ROR | MISO_IN | Internal | Summer | B9 | 800 | 1170 | 0 | 80.34 | 77.87 | 2 | 0
2040 | PJM_ROR_2_MISO_IN | PJM_ROR | MISO_IN | Internal | Summer | B10 | 1262 | 1170 | 0 | 77.63 | 77.87 | 2 | 0
2040 | PJM_ROR_2_MISO_IN | PJM_ROR | MISO_IN | Internal | Winter | B16 | 25 | 1170 | 0 | 101.38 | 82.85 | 2 | 0
2040 | PJM_ROR_2_MISO_IN | PJM_ROR | MISO_IN | Internal | Winter | B17 | 100 | 1170 | 0 | 98.31 | 82.85 | 2 | 0
2040 | PJM_ROR_2_MISO_IN | PJM_ROR | MISO_IN | Internal | Winter | B18 | 400 | 1170 | 0 | 93.58 | 82.85 | 2 | 0
2040 | PJM_ROR_2_MISO_IN | PJM_ROR | MISO_IN | Internal | Winter | B19 | 700 | 1170 | 0 | 91.21 | 82.85 | 2 | 0
2040 | PJM_ROR_2_MISO_IN | PJM_ROR | MISO_IN | Internal | Winter | B20 | 935 | 1170 | 0 | 83.36 | 79.1 | 2 | 0
2040 | PJM_ROR_2_MISO_MO-IL | PJM_ROR | MISO_MO-IL | Internal | Shoulder | B11 | 25 | 1111 | 0 | 94.56 | 90.69 | 2 | 0
2040 | PJM_ROR_2_MISO_MO-IL | PJM_ROR | MISO_MO-IL | Internal | Shoulder | B12 | 200 | 1111 | 0 | 91.7 | 82.2 | 2 | 0
2040 | PJM_ROR_2_MISO_MO-IL | PJM_ROR | MISO_MO-IL | Internal | Shoulder | B13 | 600 | 1111 | 0 | 86.18 | 79.58 | 2 | 0
2040 | PJM_ROR_2_MISO_MO-IL | PJM_ROR | MISO_MO-IL | Internal | Shoulder | B14 | 900 | 1111 | 0 | 85.22 | 75.37 | 2 | 0
2040 | PJM_ROR_2_MISO_MO-IL | PJM_ROR | MISO_MO-IL | Internal | Shoulder | B15 | 1203 | 1111 | 0 | 79.4 | 66.23 | 2 | 0
2040 | PJM_ROR_2_MISO_MO-IL | PJM_ROR | MISO_MO-IL | Internal | Summer | B1 | 10 | 1111 | 0 | 146.45 | 137.47 | 2 | 0
2040 | PJM_ROR_2_MISO_MO-IL | PJM_ROR | MISO_MO-IL | Internal | Summer | B2 | 25 | 1111 | 0 | 146.45 | 144.45 | 2 | 0
2040 | PJM_ROR_2_MISO_MO-IL | PJM_ROR | MISO_MO-IL | Internal | Summer | B3 | 75 | 1111 | 0 | 146.45 | 144.45 | 2 | 0
2040 | PJM_ROR_2_MISO_MO-IL | PJM_ROR | MISO_MO-IL | Internal | Summer | B4 | 100 | 1111 | 0 | 142.25 | 140.25 | 2 | 0
2040 | PJM_ROR_2_MISO_MO-IL | PJM_ROR | MISO_MO-IL | Internal | Summer | B5 | 200 | 1111 | 0 | 119.42 | 117.41 | 2 | 0
2040 | PJM_ROR_2_MISO_MO-IL | PJM_ROR | MISO_MO-IL | Internal | Summer | B6 | 300 | 1111 | 0 | 104.34 | 102.34 | 2 | 0
2040 | PJM_ROR_2_MISO_MO-IL | PJM_ROR | MISO_MO-IL | Internal | Summer | B7 | 400 | 1111 | 0 | 92.46 | 90.47 | 2 | 0
2040 | PJM_ROR_2_MISO_MO-IL | PJM_ROR | MISO_MO-IL | Internal | Summer | B8 | 500 | 1111 | 0 | 89.14 | 87.14 | 2 | 0
2040 | PJM_ROR_2_MISO_MO-IL | PJM_ROR | MISO_MO-IL | Internal | Summer | B9 | 800 | 1111 | 0 | 80.34 | 78.35 | 2 | 0
2040 | PJM_ROR_2_MISO_MO-IL | PJM_ROR | MISO_MO-IL | Internal | Summer | B10 | 1262 | 1111 | 0 | 77.63 | 75.64 | 2 | 0
2040 | PJM_ROR_2_MISO_MO-IL | PJM_ROR | MISO_MO-IL | Internal | Winter | B16 | 25 | 1111 | 0 | 101.38 | 82.87 | 2 | 0
2040 | PJM_ROR_2_MISO_MO-IL | PJM_ROR | MISO_MO-IL | Internal | Winter | B17 | 100 | 1111 | 0 | 98.31 | 82.87 | 2 | 0
2040 | PJM_ROR_2_MISO_MO-IL | PJM_ROR | MISO_MO-IL | Internal | Winter | B18 | 400 | 1111 | 0 | 93.58 | 82.87 | 2 | 0
2040 | PJM_ROR_2_MISO_MO-IL | PJM_ROR | MISO_MO-IL | Internal | Winter | B19 | 700 | 1111 | 0 | 91.21 | 82.87 | 2 | 0
2040 | PJM_ROR_2_MISO_MO-IL | PJM_ROR | MISO_MO-IL | Internal | Winter | B20 | 935 | 1111 | 0 | 83.36 | 60.37 | 2 | 0
2040 | PJM_ROR_2_MISO_W | PJM_ROR | MISO_W | Internal | Shoulder | B11 | 25 | 13129 | 0 | 94.56 | 92.56 | 2 | 0
2040 | PJM_ROR_2_MISO_W | PJM_ROR | MISO_W | Internal | Shoulder | B12 | 200 | 13129 | 0 | 91.7 | 82.19 | 2 | 0
2040 | PJM_ROR_2_MISO_W | PJM_ROR | MISO_W | Internal | Shoulder | B13 | 600 | 13129 | 0 | 86.18 | 79.57 | 2 | 0
2040 | PJM_ROR_2_MISO_W | PJM_ROR | MISO_W | Internal | Shoulder | B14 | 900 | 13129 | 0 | 85.22 | 29.36 | 2 | 0
2040 | PJM_ROR_2_MISO_W | PJM_ROR | MISO_W | Internal | Shoulder | B15 | 1203 | 13129 | 0 | 79.4 | 13.08 | 2 | 0
2040 | PJM_ROR_2_MISO_W | PJM_ROR | MISO_W | Internal | Summer | B1 | 10 | 13129 | 0 | 146.45 | 144.45 | 2 | 0
2040 | PJM_ROR_2_MISO_W | PJM_ROR | MISO_W | Internal | Summer | B2 | 25 | 13129 | 0 | 146.45 | 144.45 | 2 | 0
2040 | PJM_ROR_2_MISO_W | PJM_ROR | MISO_W | Internal | Summer | B3 | 75 | 13129 | 0 | 146.45 | 144.45 | 2 | 0
2040 | PJM_ROR_2_MISO_W | PJM_ROR | MISO_W | Internal | Summer | B4 | 100 | 13129 | 0 | 142.25 | 140.25 | 2 | 0
2040 | PJM_ROR_2_MISO_W | PJM_ROR | MISO_W | Internal | Summer | B5 | 200 | 13129 | 0 | 119.42 | 117.42 | 2 | 0
2040 | PJM_ROR_2_MISO_W | PJM_ROR | MISO_W | Internal | Summer | B6 | 300 | 13129 | 0 | 104.34 | 102.34 | 2 | 0
2040 | PJM_ROR_2_MISO_W | PJM_ROR | MISO_W | Internal | Summer | B7 | 400 | 13129 | 0 | 92.46 | 90.46 | 2 | 0
2040 | PJM_ROR_2_MISO_W | PJM_ROR | MISO_W | Internal | Summer | B8 | 500 | 13129 | 0 | 89.14 | 87.14 | 2 | 0
2040 | PJM_ROR_2_MISO_W | PJM_ROR | MISO_W | Internal | Summer | B9 | 800 | 13129 | 0 | 80.34 | 78.34 | 2 | 0
2040 | PJM_ROR_2_MISO_W | PJM_ROR | MISO_W | Internal | Summer | B10 | 1262 | 13129 | 0 | 77.63 | 75.63 | 2 | 0
2040 | PJM_ROR_2_MISO_W | PJM_ROR | MISO_W | Internal | Winter | B16 | 25 | 13129 | 0 | 101.38 | 70.87 | 2 | 0
2040 | PJM_ROR_2_MISO_W | PJM_ROR | MISO_W | Internal | Winter | B17 | 100 | 13129 | 0 | 98.31 | 70.87 | 2 | 0
2040 | PJM_ROR_2_MISO_W | PJM_ROR | MISO_W | Internal | Winter | B18 | 400 | 13129 | 0 | 93.58 | 82.85 | 2 | 0
2040 | PJM_ROR_2_MISO_W | PJM_ROR | MISO_W | Internal | Winter | B19 | 700 | 13129 | 0 | 91.21 | 82.85 | 2 | 0
2040 | PJM_ROR_2_MISO_W | PJM_ROR | MISO_W | Internal | Winter | B20 | 935 | 13129 | 0 | 83.36 | 57.23 | 2 | 0
2040 | PJM_ROR_2_PJM_ROM | PJM_ROR | PJM_ROM | Internal | Shoulder | B11 | 25 | 8000 | 0 | 94.56 | 94.55 | 0.01 | 0
2040 | PJM_ROR_2_PJM_ROM | PJM_ROR | PJM_ROM | Internal | Shoulder | B12 | 200 | 8000 | 0 | 91.7 | 91.69 | 0.01 | 0
2040 | PJM_ROR_2_PJM_ROM | PJM_ROR | PJM_ROM | Internal | Shoulder | B13 | 600 | 8000 | 0 | 86.18 | 86.16 | 0.01 | 0
2040 | PJM_ROR_2_PJM_ROM | PJM_ROR | PJM_ROM | Internal | Shoulder | B14 | 900 | 8000 | 0 | 85.22 | 85.21 | 0.01 | 0
2040 | PJM_ROR_2_PJM_ROM | PJM_ROR | PJM_ROM | Internal | Shoulder | B15 | 1203 | 8000 | 0 | 79.4 | 79.39 | 0.01 | 0
2040 | PJM_ROR_2_PJM_ROM | PJM_ROR | PJM_ROM | Internal | Summer | B1 | 10 | 8000 | 0 | 146.45 | 146.44 | 0.01 | 0
2040 | PJM_ROR_2_PJM_ROM | PJM_ROR | PJM_ROM | Internal | Summer | B2 | 25 | 8000 | 0 | 146.45 | 146.44 | 0.01 | 0
2040 | PJM_ROR_2_PJM_ROM | PJM_ROR | PJM_ROM | Internal | Summer | B3 | 75 | 8000 | 0 | 146.45 | 130.66 | 0.01 | 0
2040 | PJM_ROR_2_PJM_ROM | PJM_ROR | PJM_ROM | Internal | Summer | B4 | 100 | 8000 | 0 | 142.25 | 128.81 | 0.01 | 0
2040 | PJM_ROR_2_PJM_ROM | PJM_ROR | PJM_ROM | Internal | Summer | B5 | 200 | 8000 | 0 | 119.42 | 119.41 | 0.01 | 0
2040 | PJM_ROR_2_PJM_ROM | PJM_ROR | PJM_ROM | Internal | Summer | B6 | 300 | 8000 | 0 | 104.34 | 104.33 | 0.01 | 0
2040 | PJM_ROR_2_PJM_ROM | PJM_ROR | PJM_ROM | Internal | Summer | B7 | 400 | 8000 | 0 | 92.46 | 92.44 | 0.01 | 0
2040 | PJM_ROR_2_PJM_ROM | PJM_ROR | PJM_ROM | Internal | Summer | B8 | 500 | 8000 | 0 | 89.14 | 89.13 | 0.01 | 0
2040 | PJM_ROR_2_PJM_ROM | PJM_ROR | PJM_ROM | Internal | Summer | B9 | 800 | 8000 | 0 | 80.34 | 80.33 | 0.01 | 0
2040 | PJM_ROR_2_PJM_ROM | PJM_ROR | PJM_ROM | Internal | Summer | B10 | 1262 | 8000 | 0 | 77.63 | 77.62 | 0.01 | 0
2040 | PJM_ROR_2_PJM_ROM | PJM_ROR | PJM_ROM | Internal | Winter | B16 | 25 | 8000 | 1322.69 | 101.38 | 101.39 | 0.01 | 0
2040 | PJM_ROR_2_PJM_ROM | PJM_ROR | PJM_ROM | Internal | Winter | B17 | 100 | 8000 | 3372.33 | 98.31 | 98.32 | 0.01 | 0
2040 | PJM_ROR_2_PJM_ROM | PJM_ROR | PJM_ROM | Internal | Winter | B18 | 400 | 8000 | 2900.83 | 93.58 | 93.59 | 0.01 | 0
2040 | PJM_ROR_2_PJM_ROM | PJM_ROR | PJM_ROM | Internal | Winter | B19 | 700 | 8000 | 6038.08 | 91.21 | 91.22 | 0.01 | 0
2040 | PJM_ROR_2_PJM_ROM | PJM_ROR | PJM_ROM | Internal | Winter | B20 | 935 | 8000 | 1336.25 | 83.36 | 83.37 | 0.01 | 0
2040 | PJM_ROR_2_TVA_Transmission | PJM_ROR | TVA_Transmission | Internal | Shoulder | B11 | 25 | 2500 | 0 | 94.56 | 96.37 | 6 | 0
2040 | PJM_ROR_2_TVA_Transmission | PJM_ROR | TVA_Transmission | Internal | Shoulder | B12 | 200 | 2500 | 0 | 91.7 | 90.2 | 6 | 0
2040 | PJM_ROR_2_TVA_Transmission | PJM_ROR | TVA_Transmission | Internal | Shoulder | B13 | 600 | 2500 | 0 | 86.18 | 87.58 | 6 | 0
2040 | PJM_ROR_2_TVA_Transmission | PJM_ROR | TVA_Transmission | Internal | Shoulder | B14 | 900 | 2500 | 0 | 85.22 | 83.37 | 6 | 0
2040 | PJM_ROR_2_TVA_Transmission | PJM_ROR | TVA_Transmission | Internal | Shoulder | B15 | 1203 | 2500 | 0 | 79.4 | 83.37 | 6 | 0
2040 | PJM_ROR_2_TVA_Transmission | PJM_ROR | TVA_Transmission | Internal | Summer | B1 | 10 | 2500 | 0 | 146.45 | 145.47 | 6 | 0
2040 | PJM_ROR_2_TVA_Transmission | PJM_ROR | TVA_Transmission | Internal | Summer | B2 | 25 | 2500 | 1090.8 | 146.45 | 152.45 | 6 | 0
2040 | PJM_ROR_2_TVA_Transmission | PJM_ROR | TVA_Transmission | Internal | Summer | B3 | 75 | 2500 | 1548.17 | 146.45 | 152.45 | 6 | 0
2040 | PJM_ROR_2_TVA_Transmission | PJM_ROR | TVA_Transmission | Internal | Summer | B4 | 100 | 2500 | 369.04 | 142.25 | 148.25 | 6 | 0
2040 | PJM_ROR_2_TVA_Transmission | PJM_ROR | TVA_Transmission | Internal | Summer | B5 | 200 | 2500 | 0 | 119.42 | 117.53 | 6 | 0
2040 | PJM_ROR_2_TVA_Transmission | PJM_ROR | TVA_Transmission | Internal | Summer | B6 | 300 | 2500 | 0 | 104.34 | 103.51 | 6 | 0
2040 | PJM_ROR_2_TVA_Transmission | PJM_ROR | TVA_Transmission | Internal | Summer | B7 | 400 | 2500 | 0 | 92.46 | 96.21 | 6 | 0
2040 | PJM_ROR_2_TVA_Transmission | PJM_ROR | TVA_Transmission | Internal | Summer | B8 | 500 | 2500 | 0 | 89.14 | 94.81 | 6 | 0
2040 | PJM_ROR_2_TVA_Transmission | PJM_ROR | TVA_Transmission | Internal | Summer | B9 | 800 | 2500 | 879.07 | 80.34 | 86.34 | 6 | 0
2040 | PJM_ROR_2_TVA_Transmission | PJM_ROR | TVA_Transmission | Internal | Summer | B10 | 1262 | 2500 | 0 | 77.63 | 82.45 | 6 | 0
2040 | PJM_ROR_2_TVA_Transmission | PJM_ROR | TVA_Transmission | Internal | Winter | B16 | 25 | 2500 | 0 | 101.38 | 93.75 | 6 | 0
2040 | PJM_ROR_2_TVA_Transmission | PJM_ROR | TVA_Transmission | Internal | Winter | B17 | 100 | 2500 | 0 | 98.31 | 90.87 | 6 | 0
2040 | PJM_ROR_2_TVA_Transmission | PJM_ROR | TVA_Transmission | Internal | Winter | B18 | 400 | 2500 | 0 | 93.58 | 89.43 | 6 | 0
2040 | PJM_ROR_2_TVA_Transmission | PJM_ROR | TVA_Transmission | Internal | Winter | B19 | 700 | 2500 | 0 | 91.21 | 89.32 | 6 | 0
2040 | PJM_ROR_2_TVA_Transmission | PJM_ROR | TVA_Transmission | Internal | Winter | B20 | 935 | 2500 | 0 | 83.36 | 86.36 | 6 | 0
2040 | PJM_ROR_2_VACAR | PJM_ROR | VACAR | Internal | Shoulder | B11 | 25 | 3000 | 411.85 | 94.56 | 100.56 | 6 | 0
2040 | PJM_ROR_2_VACAR | PJM_ROR | VACAR | Internal | Shoulder | B12 | 200 | 3000 | 0 | 91.7 | 95.87 | 6 | 0
2040 | PJM_ROR_2_VACAR | PJM_ROR | VACAR | Internal | Shoulder | B13 | 600 | 3000 | 0 | 86.18 | 84.79 | 6 | 0
2040 | PJM_ROR_2_VACAR | PJM_ROR | VACAR | Internal | Shoulder | B14 | 900 | 3000 | 0 | 85.22 | 84.79 | 6 | 0
2040 | PJM_ROR_2_VACAR | PJM_ROR | VACAR | Internal | Shoulder | B15 | 1203 | 3000 | 0 | 79.4 | 84.79 | 6 | 0
2040 | PJM_ROR_2_VACAR | PJM_ROR | VACAR | Internal | Summer | B1 | 10 | 3000 | 3000 | 146.45 | 154.47 | 6 | 2.02
2040 | PJM_ROR_2_VACAR | PJM_ROR | VACAR | Internal | Summer | B2 | 25 | 3000 | 3000 | 146.45 | 154.47 | 6 | 2.02
2040 | PJM_ROR_2_VACAR | PJM_ROR | VACAR | Internal | Summer | B3 | 75 | 3000 | 2665.91 | 146.45 | 152.45 | 6 | 0
2040 | PJM_ROR_2_VACAR | PJM_ROR | VACAR | Internal | Summer | B4 | 100 | 3000 | 368.63 | 142.25 | 148.25 | 6 | 0
2040 | PJM_ROR_2_VACAR | PJM_ROR | VACAR | Internal | Summer | B5 | 200 | 3000 | 0 | 119.42 | 112.42 | 6 | 0
2040 | PJM_ROR_2_VACAR | PJM_ROR | VACAR | Internal | Summer | B6 | 300 | 3000 | 0 | 104.34 | 100.98 | 6 | 0
2040 | PJM_ROR_2_VACAR | PJM_ROR | VACAR | Internal | Summer | B7 | 400 | 3000 | 0 | 92.46 | 95.38 | 6 | 0
2040 | PJM_ROR_2_VACAR | PJM_ROR | VACAR | Internal | Summer | B8 | 500 | 3000 | 0 | 89.14 | 88.83 | 6 | 0
2040 | PJM_ROR_2_VACAR | PJM_ROR | VACAR | Internal | Summer | B9 | 800 | 3000 | 0 | 80.34 | 82.53 | 6 | 0
2040 | PJM_ROR_2_VACAR | PJM_ROR | VACAR | Internal | Summer | B10 | 1262 | 3000 | 0 | 77.63 | 82.53 | 6 | 0
2040 | PJM_ROR_2_VACAR | PJM_ROR | VACAR | Internal | Winter | B16 | 25 | 3000 | 3000 | 101.38 | 110.44 | 6 | 3.06
2040 | PJM_ROR_2_VACAR | PJM_ROR | VACAR | Internal | Winter | B17 | 100 | 3000 | 668.38 | 98.31 | 104.31 | 6 | 0
2040 | PJM_ROR_2_VACAR | PJM_ROR | VACAR | Internal | Winter | B18 | 400 | 3000 | 0 | 93.58 | 90.12 | 6 | 0
2040 | PJM_ROR_2_VACAR | PJM_ROR | VACAR | Internal | Winter | B19 | 700 | 3000 | 0 | 91.21 | 90.12 | 6 | 0
2040 | PJM_ROR_2_VACAR | PJM_ROR | VACAR | Internal | Winter | B20 | 935 | 3000 | 989.52 | 83.36 | 89.36 | 6 | 0
2040 | PJM_ROM_2_NYISO_A-F | PJM_ROM | NYISO_A-F | Internal | Shoulder | B11 | 25 | 2000 | 0 | 94.55 | 86.52 | 6 | 0
2040 | PJM_ROM_2_NYISO_A-F | PJM_ROM | NYISO_A-F | Internal | Shoulder | B12 | 200 | 2000 | 0 | 91.69 | 84.43 | 6 | 0
2040 | PJM_ROM_2_NYISO_A-F | PJM_ROM | NYISO_A-F | Internal | Shoulder | B13 | 600 | 2000 | 0 | 86.16 | 83.22 | 6 | 0
2040 | PJM_ROM_2_NYISO_A-F | PJM_ROM | NYISO_A-F | Internal | Shoulder | B14 | 900 | 2000 | 0 | 85.21 | 83.22 | 6 | 0
2040 | PJM_ROM_2_NYISO_A-F | PJM_ROM | NYISO_A-F | Internal | Shoulder | B15 | 1203 | 2000 | 0 | 79.39 | 83.22 | 6 | 0
2040 | PJM_ROM_2_NYISO_A-F | PJM_ROM | NYISO_A-F | Internal | Summer | B1 | 10 | 2000 | 0 | 146.44 | 132.45 | 6 | 0
2040 | PJM_ROM_2_NYISO_A-F | PJM_ROM | NYISO_A-F | Internal | Summer | B2 | 25 | 2000 | 0 | 146.44 | 138.44 | 6 | 0
2040 | PJM_ROM_2_NYISO_A-F | PJM_ROM | NYISO_A-F | Internal | Summer | B3 | 75 | 2000 | 0 | 130.66 | 110.59 | 6 | 0
2040 | PJM_ROM_2_NYISO_A-F | PJM_ROM | NYISO_A-F | Internal | Summer | B4 | 100 | 2000 | 0 | 128.81 | 110.59 | 6 | 0
2040 | PJM_ROM_2_NYISO_A-F | PJM_ROM | NYISO_A-F | Internal | Summer | B5 | 200 | 2000 | 0 | 119.41 | 110.59 | 6 | 0
2040 | PJM_ROM_2_NYISO_A-F | PJM_ROM | NYISO_A-F | Internal | Summer | B6 | 300 | 2000 | 0 | 104.33 | 96.33 | 6 | 0
2040 | PJM_ROM_2_NYISO_A-F | PJM_ROM | NYISO_A-F | Internal | Summer | B7 | 400 | 2000 | 0 | 92.44 | 84.42 | 6 | 0
2040 | PJM_ROM_2_NYISO_A-F | PJM_ROM | NYISO_A-F | Internal | Summer | B8 | 500 | 2000 | 0 | 89.13 | 81.16 | 6 | 0
2040 | PJM_ROM_2_NYISO_A-F | PJM_ROM | NYISO_A-F | Internal | Summer | B9 | 800 | 2000 | 0 | 80.33 | 81.16 | 6 | 0
2040 | PJM_ROM_2_NYISO_A-F | PJM_ROM | NYISO_A-F | Internal | Summer | B10 | 1262 | 2000 | 0 | 77.62 | 81.16 | 6 | 0
2040 | PJM_ROM_2_NYISO_A-F | PJM_ROM | NYISO_A-F | Internal | Winter | B16 | 25 | 2000 | 0 | 101.39 | 91.21 | 6 | 0
2040 | PJM_ROM_2_NYISO_A-F | PJM_ROM | NYISO_A-F | Internal | Winter | B17 | 100 | 2000 | 0 | 98.32 | 89.12 | 6 | 0
2040 | PJM_ROM_2_NYISO_A-F | PJM_ROM | NYISO_A-F | Internal | Winter | B18 | 400 | 2000 | 0 | 93.59 | 89.12 | 6 | 0
2040 | PJM_ROM_2_NYISO_A-F | PJM_ROM | NYISO_A-F | Internal | Winter | B19 | 700 | 2000 | 0 | 91.22 | 89.12 | 6 | 0
2040 | PJM_ROM_2_NYISO_A-F | PJM_ROM | NYISO_A-F | Internal | Winter | B20 | 935 | 2000 | 0 | 83.37 | 89.12 | 6 | 0
2040 | PJM_ROM_2_PJM_E | PJM_ROM | PJM_E | Internal | Shoulder | B11 | 25 | 8000 | 0 | 94.55 | 94.53 | 0.01 | 0
2040 | PJM_ROM_2_PJM_E | PJM_ROM | PJM_E | Internal | Shoulder | B12 | 200 | 8000 | 2097.57 | 91.69 | 91.7 | 0.01 | 0
2040 | PJM_ROM_2_PJM_E | PJM_ROM | PJM_E | Internal | Shoulder | B13 | 600 | 8000 | 2467.58 | 86.16 | 86.18 | 0.01 | 0
2040 | PJM_ROM_2_PJM_E | PJM_ROM | PJM_E | Internal | Shoulder | B14 | 900 | 8000 | 4357.33 | 85.21 | 85.22 | 0.01 | 0
2040 | PJM_ROM_2_PJM_E | PJM_ROM | PJM_E | Internal | Shoulder | B15 | 1203 | 8000 | 2046.99 | 79.39 | 79.4 | 0.01 | 0
2040 | PJM_ROM_2_PJM_E | PJM_ROM | PJM_E | Internal | Summer | B1 | 10 | 8000 | 4901.72 | 146.44 | 146.45 | 0.01 | 0
2040 | PJM_ROM_2_PJM_E | PJM_ROM | PJM_E | Internal | Summer | B2 | 25 | 8000 | 4102.36 | 146.44 | 146.45 | 0.01 | 0
2040 | PJM_ROM_2_PJM_E | PJM_ROM | PJM_E | Internal | Summer | B3 | 75 | 8000 | 594.23 | 130.66 | 130.67 | 0.01 | 0
2040 | PJM_ROM_2_PJM_E | PJM_ROM | PJM_E | Internal | Summer | B4 | 100 | 8000 | 1785.72 | 128.81 | 128.82 | 0.01 | 0
2040 | PJM_ROM_2_PJM_E | PJM_ROM | PJM_E | Internal | Summer | B5 | 200 | 8000 | 1735.35 | 119.41 | 119.42 | 0.01 | 0
2040 | PJM_ROM_2_PJM_E | PJM_ROM | PJM_E | Internal | Summer | B6 | 300 | 8000 | 662.52 | 104.33 | 104.34 | 0.01 | 0
2040 | PJM_ROM_2_PJM_E | PJM_ROM | PJM_E | Internal | Summer | B7 | 400 | 8000 | 0 | 92.44 | 92.43 | 0.01 | 0
2040 | PJM_ROM_2_PJM_E | PJM_ROM | PJM_E | Internal | Summer | B8 | 500 | 8000 | 1334.96 | 89.13 | 89.14 | 0.01 | 0
2040 | PJM_ROM_2_PJM_E | PJM_ROM | PJM_E | Internal | Summer | B9 | 800 | 8000 | 4636.31 | 80.33 | 80.34 | 0.01 | 0
2040 | PJM_ROM_2_PJM_E | PJM_ROM | PJM_E | Internal | Summer | B10 | 1262 | 8000 | 2414.87 | 77.62 | 77.63 | 0.01 | 0
2040 | PJM_ROM_2_PJM_E | PJM_ROM | PJM_E | Internal | Winter | B16 | 25 | 8000 | 2510.92 | 101.39 | 101.41 | 0.01 | 0
2040 | PJM_ROM_2_PJM_E | PJM_ROM | PJM_E | Internal | Winter | B17 | 100 | 8000 | 4401.05 | 98.32 | 98.33 | 0.01 | 0
2040 | PJM_ROM_2_PJM_E | PJM_ROM | PJM_E | Internal | Winter | B18 | 400 | 8000 | 4131.5 | 93.59 | 93.6 | 0.01 | 0
2040 | PJM_ROM_2_PJM_E | PJM_ROM | PJM_E | Internal | Winter | B19 | 700 | 8000 | 5451.18 | 91.22 | 91.23 | 0.01 | 0
2040 | PJM_ROM_2_PJM_E | PJM_ROM | PJM_E | Internal | Winter | B20 | 935 | 8000 | 3104.86 | 83.37 | 83.38 | 0.01 | 0
2040 | PJM_ROM_2_PJM_ROR | PJM_ROM | PJM_ROR | Internal | Shoulder | B11 | 25 | 8000 | 7185.01 | 94.55 | 94.56 | 0.01 | 0
2040 | PJM_ROM_2_PJM_ROR | PJM_ROM | PJM_ROR | Internal | Shoulder | B12 | 200 | 8000 | 3249.35 | 91.69 | 91.7 | 0.01 | 0
2040 | PJM_ROM_2_PJM_ROR | PJM_ROM | PJM_ROR | Internal | Shoulder | B13 | 600 | 8000 | 1929.27 | 86.16 | 86.18 | 0.01 | 0
2040 | PJM_ROM_2_PJM_ROR | PJM_ROM | PJM_ROR | Internal | Shoulder | B14 | 900 | 8000 | 334.22 | 85.21 | 85.22 | 0.01 | 0
2040 | PJM_ROM_2_PJM_ROR | PJM_ROM | PJM_ROR | Internal | Shoulder | B15 | 1203 | 8000 | 5205.25 | 79.39 | 79.4 | 0.01 | 0
2040 | PJM_ROM_2_PJM_ROR | PJM_ROM | PJM_ROR | Internal | Summer | B1 | 10 | 8000 | 2971.29 | 146.44 | 146.45 | 0.01 | 0
2040 | PJM_ROM_2_PJM_ROR | PJM_ROM | PJM_ROR | Internal | Summer | B2 | 25 | 8000 | 4065.64 | 146.44 | 146.45 | 0.01 | 0
2040 | PJM_ROM_2_PJM_ROR | PJM_ROM | PJM_ROR | Internal | Summer | B3 | 75 | 8000 | 8000 | 130.66 | 146.45 | 0.01 | 15.78
2040 | PJM_ROM_2_PJM_ROR | PJM_ROM | PJM_ROR | Internal | Summer | B4 | 100 | 8000 | 8000 | 128.81 | 142.25 | 0.01 | 13.43
2040 | PJM_ROM_2_PJM_ROR | PJM_ROM | PJM_ROR | Internal | Summer | B5 | 200 | 8000 | 5421.55 | 119.41 | 119.42 | 0.01 | 0
2040 | PJM_ROM_2_PJM_ROR | PJM_ROM | PJM_ROR | Internal | Summer | B6 | 300 | 8000 | 6047.44 | 104.33 | 104.34 | 0.01 | 0
2040 | PJM_ROM_2_PJM_ROR | PJM_ROM | PJM_ROR | Internal | Summer | B7 | 400 | 8000 | 7948.88 | 92.44 | 92.46 | 0.01 | 0
2040 | PJM_ROM_2_PJM_ROR | PJM_ROM | PJM_ROR | Internal | Summer | B8 | 500 | 8000 | 4528.93 | 89.13 | 89.14 | 0.01 | 0
2040 | PJM_ROM_2_PJM_ROR | PJM_ROM | PJM_ROR | Internal | Summer | B9 | 800 | 8000 | 228.86 | 80.33 | 80.34 | 0.01 | 0
2040 | PJM_ROM_2_PJM_ROR | PJM_ROM | PJM_ROR | Internal | Summer | B10 | 1262 | 8000 | 4842.49 | 77.62 | 77.63 | 0.01 | 0
2040 | PJM_ROM_2_PJM_ROR | PJM_ROM | PJM_ROR | Internal | Winter | B16 | 25 | 8000 | 0 | 101.39 | 101.38 | 0.01 | 0
2040 | PJM_ROM_2_PJM_ROR | PJM_ROM | PJM_ROR | Internal | Winter | B17 | 100 | 8000 | 0 | 98.32 | 98.31 | 0.01 | 0
2040 | PJM_ROM_2_PJM_ROR | PJM_ROM | PJM_ROR | Internal | Winter | B18 | 400 | 8000 | 0 | 93.59 | 93.58 | 0.01 | 0
2040 | PJM_ROM_2_PJM_ROR | PJM_ROM | PJM_ROR | Internal | Winter | B19 | 700 | 8000 | 0 | 91.22 | 91.21 | 0.01 | 0
2040 | PJM_ROM_2_PJM_ROR | PJM_ROM | PJM_ROR | Internal | Winter | B20 | 935 | 8000 | 0 | 83.37 | 83.36 | 0.01 | 0
2040 | SOCO_2_FRCC | SOCO | FRCC | Internal | Shoulder | B11 | 25 | 3700 | 0 | 97.46 | 102.44 | 10 | 0
2040 | SOCO_2_FRCC | SOCO | FRCC | Internal | Shoulder | B12 | 200 | 3700 | 2874.43 | 92.44 | 102.44 | 10 | 0
2040 | SOCO_2_FRCC | SOCO | FRCC | Internal | Shoulder | B13 | 600 | 3700 | 2551.67 | 87.58 | 97.58 | 10 | 0
2040 | SOCO_2_FRCC | SOCO | FRCC | Internal | Shoulder | B14 | 900 | 3700 | 0 | 84.3 | 90.49 | 10 | 0
2040 | SOCO_2_FRCC | SOCO | FRCC | Internal | Shoulder | B15 | 1203 | 3700 | 0 | 84.3 | 88.54 | 10 | 0
2040 | SOCO_2_FRCC | SOCO | FRCC | Internal | Summer | B1 | 10 | 3700 | 0 | 154.47 | 162.9 | 10 | 0
2040 | SOCO_2_FRCC | SOCO | FRCC | Internal | Summer | B2 | 25 | 3700 | 968.19 | 152.9 | 162.9 | 10 | 0
2040 | SOCO_2_FRCC | SOCO | FRCC | Internal | Summer | B3 | 75 | 3700 | 433.52 | 152.45 | 162.45 | 10 | 0
2040 | SOCO_2_FRCC | SOCO | FRCC | Internal | Summer | B4 | 100 | 3700 | 0 | 148.25 | 140.25 | 10 | 0
2040 | SOCO_2_FRCC | SOCO | FRCC | Internal | Summer | B5 | 200 | 3700 | 0 | 109.2 | 101.2 | 10 | 0
2040 | SOCO_2_FRCC | SOCO | FRCC | Internal | Summer | B6 | 300 | 3700 | 0 | 95.83 | 101.2 | 10 | 0
2040 | SOCO_2_FRCC | SOCO | FRCC | Internal | Summer | B7 | 400 | 3700 | 0 | 95.83 | 101.2 | 10 | 0
2040 | SOCO_2_FRCC | SOCO | FRCC | Internal | Summer | B8 | 500 | 3700 | 0 | 95.83 | 101.2 | 10 | 0
2040 | SOCO_2_FRCC | SOCO | FRCC | Internal | Summer | B9 | 800 | 3700 | 0 | 89.53 | 87.48 | 10 | 0
2040 | SOCO_2_FRCC | SOCO | FRCC | Internal | Summer | B10 | 1262 | 3700 | 0 | 82.91 | 87.48 | 10 | 0
2040 | SOCO_2_FRCC | SOCO | FRCC | Internal | Winter | B16 | 25 | 3700 | 0 | 101.28 | 105.61 | 10 | 0
2040 | SOCO_2_FRCC | SOCO | FRCC | Internal | Winter | B17 | 100 | 3700 | 301.27 | 95.61 | 105.61 | 10 | 0
2040 | SOCO_2_FRCC | SOCO | FRCC | Internal | Winter | B18 | 400 | 3700 | 0 | 88.47 | 91.23 | 10 | 0
2040 | SOCO_2_FRCC | SOCO | FRCC | Internal | Winter | B19 | 700 | 3700 | 0 | 88.47 | 91.23 | 10 | 0
2040 | SOCO_2_FRCC | SOCO | FRCC | Internal | Winter | B20 | 935 | 3700 | 0 | 87.55 | 91.23 | 10 | 0
2040 | SOCO_2_VACAR | SOCO | VACAR | Internal | Shoulder | B11 | 25 | 2000 | 0 | 97.46 | 100.56 | 10 | 0
2040 | SOCO_2_VACAR | SOCO | VACAR | Internal | Shoulder | B12 | 200 | 2000 | 0 | 92.44 | 95.87 | 10 | 0
2040 | SOCO_2_VACAR | SOCO | VACAR | Internal | Shoulder | B13 | 600 | 2000 | 0 | 87.58 | 84.79 | 10 | 0
2040 | SOCO_2_VACAR | SOCO | VACAR | Internal | Shoulder | B14 | 900 | 2000 | 0 | 84.3 | 84.79 | 10 | 0
2040 | SOCO_2_VACAR | SOCO | VACAR | Internal | Shoulder | B15 | 1203 | 2000 | 0 | 84.3 | 84.79 | 10 | 0
2040 | SOCO_2_VACAR | SOCO | VACAR | Internal | Summer | B1 | 10 | 2000 | 0 | 154.47 | 154.47 | 10 | 0
2040 | SOCO_2_VACAR | SOCO | VACAR | Internal | Summer | B2 | 25 | 2000 | 0 | 152.9 | 154.47 | 10 | 0
2040 | SOCO_2_VACAR | SOCO | VACAR | Internal | Summer | B3 | 75 | 2000 | 0 | 152.45 | 152.45 | 10 | 0
2040 | SOCO_2_VACAR | SOCO | VACAR | Internal | Summer | B4 | 100 | 2000 | 0 | 148.25 | 148.25 | 10 | 0
2040 | SOCO_2_VACAR | SOCO | VACAR | Internal | Summer | B5 | 200 | 2000 | 0 | 109.2 | 112.42 | 10 | 0
2040 | SOCO_2_VACAR | SOCO | VACAR | Internal | Summer | B6 | 300 | 2000 | 0 | 95.83 | 100.98 | 10 | 0
2040 | SOCO_2_VACAR | SOCO | VACAR | Internal | Summer | B7 | 400 | 2000 | 0 | 95.83 | 95.38 | 10 | 0
2040 | SOCO_2_VACAR | SOCO | VACAR | Internal | Summer | B8 | 500 | 2000 | 0 | 95.83 | 88.83 | 10 | 0
2040 | SOCO_2_VACAR | SOCO | VACAR | Internal | Summer | B9 | 800 | 2000 | 0 | 89.53 | 82.53 | 10 | 0
2040 | SOCO_2_VACAR | SOCO | VACAR | Internal | Summer | B10 | 1262 | 2000 | 0 | 82.91 | 82.53 | 10 | 0
2040 | SOCO_2_VACAR | SOCO | VACAR | Internal | Winter | B16 | 25 | 2000 | 0 | 101.28 | 110.44 | 10 | 0
2040 | SOCO_2_VACAR | SOCO | VACAR | Internal | Winter | B17 | 100 | 2000 | 0 | 95.61 | 104.31 | 10 | 0
2040 | SOCO_2_VACAR | SOCO | VACAR | Internal | Winter | B18 | 400 | 2000 | 0 | 88.47 | 90.12 | 10 | 0
2040 | SOCO_2_VACAR | SOCO | VACAR | Internal | Winter | B19 | 700 | 2000 | 0 | 88.47 | 90.12 | 10 | 0
2040 | SOCO_2_VACAR | SOCO | VACAR | Internal | Winter | B20 | 935 | 2000 | 0 | 87.55 | 89.36 | 10 | 0
2040 | SPP_N_2_ENT | SPP_N | ENT | Internal | Shoulder | B11 | 25 | 15643 | 10052.22 | 90 | 95 | 5 | 0
2040 | SPP_N_2_ENT | SPP_N | ENT | Internal | Shoulder | B12 | 200 | 15643 | 12875.01 | 77.2 | 82.2 | 5 | 0
2040 | SPP_N_2_ENT | SPP_N | ENT | Internal | Shoulder | B13 | 600 | 15643 | 15337.66 | 74.58 | 79.58 | 5 | 0
2040 | SPP_N_2_ENT | SPP_N | ENT | Internal | Shoulder | B14 | 900 | 15643 | 15643 | 17.35 | 75.37 | 5 | 53.02
2040 | SPP_N_2_ENT | SPP_N | ENT | Internal | Shoulder | B15 | 1203 | 15643 | 15643 | 0.01 | 58.23 | 5 | 53.22
2040 | SPP_N_2_ENT | SPP_N | ENT | Internal | Summer | B1 | 10 | 15643 | 13400.87 | 92.02 | 97.02 | 5 | 0
2040 | SPP_N_2_ENT | SPP_N | ENT | Internal | Summer | B2 | 25 | 15643 | 5991.96 | 139.45 | 144.45 | 5 | 0
2040 | SPP_N_2_ENT | SPP_N | ENT | Internal | Summer | B3 | 75 | 15643 | 1508.19 | 139.45 | 144.45 | 5 | 0
2040 | SPP_N_2_ENT | SPP_N | ENT | Internal | Summer | B4 | 100 | 15643 | 2185.33 | 135.25 | 140.25 | 5 | 0
2040 | SPP_N_2_ENT | SPP_N | ENT | Internal | Summer | B5 | 200 | 15643 | 690.16 | 112.41 | 117.41 | 5 | 0
2040 | SPP_N_2_ENT | SPP_N | ENT | Internal | Summer | B6 | 300 | 15643 | 170.53 | 97.34 | 102.34 | 5 | 0
2040 | SPP_N_2_ENT | SPP_N | ENT | Internal | Summer | B7 | 400 | 15643 | 4801.41 | 91.3 | 96.3 | 5 | 0
2040 | SPP_N_2_ENT | SPP_N | ENT | Internal | Summer | B8 | 500 | 15643 | 8045.58 | 88.05 | 93.05 | 5 | 0
2040 | SPP_N_2_ENT | SPP_N | ENT | Internal | Summer | B9 | 800 | 15643 | 8976.1 | 76.53 | 81.53 | 5 | 0
2040 | SPP_N_2_ENT | SPP_N | ENT | Internal | Summer | B10 | 1262 | 15643 | 12615.64 | 70.64 | 75.64 | 5 | 0
2040 | SPP_N_2_ENT | SPP_N | ENT | Internal | Winter | B16 | 25 | 15643 | 15643 | 77.87 | 85.75 | 5 | 2.88
2040 | SPP_N_2_ENT | SPP_N | ENT | Internal | Winter | B17 | 100 | 15643 | 15643 | 77.87 | 85.75 | 5 | 2.88
2040 | SPP_N_2_ENT | SPP_N | ENT | Internal | Winter | B18 | 400 | 15643 | 14047.99 | 77.87 | 82.87 | 5 | 0
2040 | SPP_N_2_ENT | SPP_N | ENT | Internal | Winter | B19 | 700 | 15643 | 13144.72 | 77.85 | 82.85 | 5 | 0
2040 | SPP_N_2_ENT | SPP_N | ENT | Internal | Winter | B20 | 935 | 15643 | 15643 | 11.52 | 52.37 | 5 | 35.85
2040 | SPP_N_2_MISO_MO-IL | SPP_N | MISO_MO-IL | Internal | Shoulder | B11 | 25 | 4019 | 0 | 90 | 90.69 | 5 | 0
2040 | SPP_N_2_MISO_MO-IL | SPP_N | MISO_MO-IL | Internal | Shoulder | B12 | 200 | 4019 | 156.64 | 77.2 | 82.2 | 5 | 0
2040 | SPP_N_2_MISO_MO-IL | SPP_N | MISO_MO-IL | Internal | Shoulder | B13 | 600 | 4019 | 319.96 | 74.58 | 79.58 | 5 | 0
2040 | SPP_N_2_MISO_MO-IL | SPP_N | MISO_MO-IL | Internal | Shoulder | B14 | 900 | 4019 | 4019 | 17.35 | 75.37 | 5 | 53.02
2040 | SPP_N_2_MISO_MO-IL | SPP_N | MISO_MO-IL | Internal | Shoulder | B15 | 1203 | 4019 | 4019 | 0.01 | 66.23 | 5 | 61.22
2040 | SPP_N_2_MISO_MO-IL | SPP_N | MISO_MO-IL | Internal | Summer | B1 | 10 | 4019 | 4019 | 92.02 | 137.47 | 5 | 40.44
2040 | SPP_N_2_MISO_MO-IL | SPP_N | MISO_MO-IL | Internal | Summer | B2 | 25 | 4019 | 3769.37 | 139.45 | 144.45 | 5 | 0
2040 | SPP_N_2_MISO_MO-IL | SPP_N | MISO_MO-IL | Internal | Summer | B3 | 75 | 4019 | 1467.42 | 139.45 | 144.45 | 5 | 0
2040 | SPP_N_2_MISO_MO-IL | SPP_N | MISO_MO-IL | Internal | Summer | B4 | 100 | 4019 | 2978.18 | 135.25 | 140.25 | 5 | 0
2040 | SPP_N_2_MISO_MO-IL | SPP_N | MISO_MO-IL | Internal | Summer | B5 | 200 | 4019 | 3855.28 | 112.41 | 117.41 | 5 | 0
2040 | SPP_N_2_MISO_MO-IL | SPP_N | MISO_MO-IL | Internal | Summer | B6 | 300 | 4019 | 2813.62 | 97.34 | 102.34 | 5 | 0
2040 | SPP_N_2_MISO_MO-IL | SPP_N | MISO_MO-IL | Internal | Summer | B7 | 400 | 4019 | 0 | 91.3 | 90.47 | 5 | 0
2040 | SPP_N_2_MISO_MO-IL | SPP_N | MISO_MO-IL | Internal | Summer | B8 | 500 | 4019 | 0 | 88.05 | 87.14 | 5 | 0
2040 | SPP_N_2_MISO_MO-IL | SPP_N | MISO_MO-IL | Internal | Summer | B9 | 800 | 4019 | 0 | 76.53 | 78.35 | 5 | 0
2040 | SPP_N_2_MISO_MO-IL | SPP_N | MISO_MO-IL | Internal | Summer | B10 | 1262 | 4019 | 2917.09 | 70.64 | 75.64 | 5 | 0
2040 | SPP_N_2_MISO_MO-IL | SPP_N | MISO_MO-IL | Internal | Winter | B16 | 25 | 4019 | 2792.65 | 77.87 | 82.87 | 5 | 0
2040 | SPP_N_2_MISO_MO-IL | SPP_N | MISO_MO-IL | Internal | Winter | B17 | 100 | 4019 | 1607.51 | 77.87 | 82.87 | 5 | 0
2040 | SPP_N_2_MISO_MO-IL | SPP_N | MISO_MO-IL | Internal | Winter | B18 | 400 | 4019 | 356.58 | 77.87 | 82.87 | 5 | 0
2040 | SPP_N_2_MISO_MO-IL | SPP_N | MISO_MO-IL | Internal | Winter | B19 | 700 | 4019 | 4019 | 77.85 | 82.87 | 5 | 0.01
2040 | SPP_N_2_MISO_MO-IL | SPP_N | MISO_MO-IL | Internal | Winter | B20 | 935 | 4019 | 4019 | 11.52 | 60.37 | 5 | 43.85
2040 | SPP_N_2_MISO_W | SPP_N | MISO_W | Internal | Shoulder | B11 | 25 | 1087 | 0 | 90 | 92.56 | 5 | 0
2040 | SPP_N_2_MISO_W | SPP_N | MISO_W | Internal | Shoulder | B12 | 200 | 1087 | 0 | 77.2 | 82.19 | 5 | 0
2040 | SPP_N_2_MISO_W | SPP_N | MISO_W | Internal | Shoulder | B13 | 600 | 1087 | 0 | 74.58 | 79.57 | 5 | 0
2040 | SPP_N_2_MISO_W | SPP_N | MISO_W | Internal | Shoulder | B14 | 900 | 1087 | 1087 | 17.35 | 29.36 | 5 | 7.01
2040 | SPP_N_2_MISO_W | SPP_N | MISO_W | Internal | Shoulder | B15 | 1203 | 1087 | 1087 | 0.01 | 13.08 | 5 | 8.07
2040 | SPP_N_2_MISO_W | SPP_N | MISO_W | Internal | Summer | B1 | 10 | 1087 | 1087 | 92.02 | 144.45 | 5 | 47.43
2040 | SPP_N_2_MISO_W | SPP_N | MISO_W | Internal | Summer | B2 | 25 | 1087 | 772.34 | 139.45 | 144.45 | 5 | 0
2040 | SPP_N_2_MISO_W | SPP_N | MISO_W | Internal | Summer | B3 | 75 | 1087 | 86.25 | 139.45 | 144.45 | 5 | 0
2040 | SPP_N_2_MISO_W | SPP_N | MISO_W | Internal | Summer | B4 | 100 | 1087 | 521.62 | 135.25 | 140.25 | 5 | 0
2040 | SPP_N_2_MISO_W | SPP_N | MISO_W | Internal | Summer | B5 | 200 | 1087 | 1087 | 112.41 | 117.42 | 5 | 0.01
2040 | SPP_N_2_MISO_W | SPP_N | MISO_W | Internal | Summer | B6 | 300 | 1087 | 982.01 | 97.34 | 102.34 | 5 | 0
2040 | SPP_N_2_MISO_W | SPP_N | MISO_W | Internal | Summer | B7 | 400 | 1087 | 0 | 91.3 | 90.46 | 5 | 0
2040 | SPP_N_2_MISO_W | SPP_N | MISO_W | Internal | Summer | B8 | 500 | 1087 | 0 | 88.05 | 87.14 | 5 | 0
2040 | SPP_N_2_MISO_W | SPP_N | MISO_W | Internal | Summer | B9 | 800 | 1087 | 0 | 76.53 | 78.34 | 5 | 0
2040 | SPP_N_2_MISO_W | SPP_N | MISO_W | Internal | Summer | B10 | 1262 | 1087 | 0 | 70.64 | 75.63 | 5 | 0
2040 | SPP_N_2_MISO_W | SPP_N | MISO_W | Internal | Winter | B16 | 25 | 1087 | 0 | 77.87 | 70.87 | 5 | 0
2040 | SPP_N_2_MISO_W | SPP_N | MISO_W | Internal | Winter | B17 | 100 | 1087 | 0 | 77.87 | 70.87 | 5 | 0
2040 | SPP_N_2_MISO_W | SPP_N | MISO_W | Internal | Winter | B18 | 400 | 1087 | 0 | 77.87 | 82.85 | 5 | 0
2040 | SPP_N_2_MISO_W | SPP_N | MISO_W | Internal | Winter | B19 | 700 | 1087 | 363.15 | 77.85 | 82.85 | 5 | 0
2040 | SPP_N_2_MISO_W | SPP_N | MISO_W | Internal | Winter | B20 | 935 | 1087 | 1087 | 11.52 | 57.23 | 5 | 40.71
2040 | SPP_N_2_NE | SPP_N | NE | Internal | Shoulder | B11 | 25 | 490 | 0 | 90 | 87.56 | 0.01 | 0
2040 | SPP_N_2_NE | SPP_N | NE | Internal | Shoulder | B12 | 200 | 490 | 0 | 77.2 | 77.19 | 0.01 | 0
2040 | SPP_N_2_NE | SPP_N | NE | Internal | Shoulder | B13 | 600 | 490 | 0 | 74.58 | 74.57 | 0.01 | 0
2040 | SPP_N_2_NE | SPP_N | NE | Internal | Shoulder | B14 | 900 | 490 | 67.82 | 17.35 | 17.36 | 0.01 | 0
2040 | SPP_N_2_NE | SPP_N | NE | Internal | Shoulder | B15 | 1203 | 490 | 0 | 0.01 | 0.01 | 0.01 | 0
2040 | SPP_N_2_NE | SPP_N | NE | Internal | Summer | B1 | 10 | 490 | 490 | 92.02 | 139.45 | 0.01 | 47.42
2040 | SPP_N_2_NE | SPP_N | NE | Internal | Summer | B2 | 25 | 490 | 0 | 139.45 | 139.45 | 0.01 | 0
2040 | SPP_N_2_NE | SPP_N | NE | Internal | Summer | B3 | 75 | 490 | 0 | 139.45 | 139.45 | 0.01 | 0
2040 | SPP_N_2_NE | SPP_N | NE | Internal | Summer | B4 | 100 | 490 | 0 | 135.25 | 135.25 | 0.01 | 0
2040 | SPP_N_2_NE | SPP_N | NE | Internal | Summer | B5 | 200 | 490 | 203.67 | 112.41 | 112.42 | 0.01 | 0
2040 | SPP_N_2_NE | SPP_N | NE | Internal | Summer | B6 | 300 | 490 | 0 | 97.34 | 97.34 | 0.01 | 0
2040 | SPP_N_2_NE | SPP_N | NE | Internal | Summer | B7 | 400 | 490 | 0 | 91.3 | 90.46 | 0.01 | 0
2040 | SPP_N_2_NE | SPP_N | NE | Internal | Summer | B8 | 500 | 490 | 0 | 88.05 | 82.14 | 0.01 | 0
2040 | SPP_N_2_NE | SPP_N | NE | Internal | Summer | B9 | 800 | 490 | 0 | 76.53 | 73.34 | 0.01 | 0
2040 | SPP_N_2_NE | SPP_N | NE | Internal | Summer | B10 | 1262 | 490 | 0 | 70.64 | 70.63 | 0.01 | 0
2040 | SPP_N_2_NE | SPP_N | NE | Internal | Winter | B16 | 25 | 490 | 0 | 77.87 | 0.01 | 0.01 | 0
2040 | SPP_N_2_NE | SPP_N | NE | Internal | Winter | B17 | 100 | 490 | 0 | 77.87 | 58.87 | 0.01 | 0
2040 | SPP_N_2_NE | SPP_N | NE | Internal | Winter | B18 | 400 | 490 | 0 | 77.87 | 70.85 | 0.01 | 0
2040 | SPP_N_2_NE | SPP_N | NE | Internal | Winter | B19 | 700 | 490 | 0 | 77.85 | 77.84 | 0.01 | 0
2040 | SPP_N_2_NE | SPP_N | NE | Internal | Winter | B20 | 935 | 490 | 0 | 11.52 | 11.51 | 0.01 | 0
2040 | SPP_N_2_SPP_S | SPP_N | SPP_S | Internal | Shoulder | B11 | 25 | 4236 | 4236 | 90 | 94.79 | 0.01 | 4.78
2040 | SPP_N_2_SPP_S | SPP_N | SPP_S | Internal | Shoulder | B12 | 200 | 4236 | 1739.53 | 77.2 | 77.22 | 0.01 | 0
2040 | SPP_N_2_SPP_S | SPP_N | SPP_S | Internal | Shoulder | B13 | 600 | 4236 | 858.75 | 74.58 | 74.59 | 0.01 | 0
2040 | SPP_N_2_SPP_S | SPP_N | SPP_S | Internal | Shoulder | B14 | 900 | 4236 | 0 | 17.35 | 9.02 | 0.01 | 0
2040 | SPP_N_2_SPP_S | SPP_N | SPP_S | Internal | Shoulder | B15 | 1203 | 4236 | 0 | 0.01 | 0.01 | 0.01 | 0
2040 | SPP_N_2_SPP_S | SPP_N | SPP_S | Internal | Summer | B1 | 10 | 4236 | 1337.83 | 92.02 | 92.03 | 0.01 | 0
2040 | SPP_N_2_SPP_S | SPP_N | SPP_S | Internal | Summer | B2 | 25 | 4236 | 0 | 139.45 | 135.25 | 0.01 | 0
2040 | SPP_N_2_SPP_S | SPP_N | SPP_S | Internal | Summer | B3 | 75 | 4236 | 0 | 139.45 | 139.44 | 0.01 | 0
2040 | SPP_N_2_SPP_S | SPP_N | SPP_S | Internal | Summer | B4 | 100 | 4236 | 0 | 135.25 | 135.25 | 0.01 | 0
2040 | SPP_N_2_SPP_S | SPP_N | SPP_S | Internal | Summer | B5 | 200 | 4236 | 0 | 112.41 | 112.41 | 0.01 | 0
2040 | SPP_N_2_SPP_S | SPP_N | SPP_S | Internal | Summer | B6 | 300 | 4236 | 2313.18 | 97.34 | 97.35 | 0.01 | 0
2040 | SPP_N_2_SPP_S | SPP_N | SPP_S | Internal | Summer | B7 | 400 | 4236 | 4236 | 91.3 | 92.99 | 0.01 | 1.67
2040 | SPP_N_2_SPP_S | SPP_N | SPP_S | Internal | Summer | B8 | 500 | 4236 | 4236 | 88.05 | 92.78 | 0.01 | 4.71
2040 | SPP_N_2_SPP_S | SPP_N | SPP_S | Internal | Summer | B9 | 800 | 4236 | 4236 | 76.53 | 89.53 | 0.01 | 12.99
2040 | SPP_N_2_SPP_S | SPP_N | SPP_S | Internal | Summer | B10 | 1262 | 4236 | 2283.7 | 70.64 | 70.65 | 0.01 | 0
2040 | SPP_N_2_SPP_S | SPP_N | SPP_S | Internal | Winter | B16 | 25 | 4236 | 3760.3 | 77.87 | 77.88 | 0.01 | 0
2040 | SPP_N_2_SPP_S | SPP_N | SPP_S | Internal | Winter | B17 | 100 | 4236 | 3428.1 | 77.87 | 77.88 | 0.01 | 0
2040 | SPP_N_2_SPP_S | SPP_N | SPP_S | Internal | Winter | B18 | 400 | 4236 | 1320.43 | 77.87 | 77.88 | 0.01 | 0
2040 | SPP_N_2_SPP_S | SPP_N | SPP_S | Internal | Winter | B19 | 700 | 4236 | 117.79 | 77.85 | 77.87 | 0.01 | 0
2040 | SPP_N_2_SPP_S | SPP_N | SPP_S | Internal | Winter | B20 | 935 | 4236 | 813.28 | 11.52 | 11.53 | 0.01 | 0
2040 | SPP_S_2_ENT | SPP_S | ENT | Internal | Shoulder | B11 | 25 | 2842 | 0 | 94.79 | 95 | 5 | 0
2040 | SPP_S_2_ENT | SPP_S | ENT | Internal | Shoulder | B12 | 200 | 2842 | 0 | 77.22 | 82.2 | 5 | 0
2040 | SPP_S_2_ENT | SPP_S | ENT | Internal | Shoulder | B13 | 600 | 2842 | 0 | 74.59 | 79.58 | 5 | 0
2040 | SPP_S_2_ENT | SPP_S | ENT | Internal | Shoulder | B14 | 900 | 2842 | 2842 | 9.02 | 75.37 | 5 | 61.35
2040 | SPP_S_2_ENT | SPP_S | ENT | Internal | Shoulder | B15 | 1203 | 2842 | 2842 | 0.01 | 58.23 | 5 | 53.22
2040 | SPP_S_2_ENT | SPP_S | ENT | Internal | Summer | B1 | 10 | 2842 | 0 | 92.03 | 97.02 | 5 | 0
2040 | SPP_S_2_ENT | SPP_S | ENT | Internal | Summer | B2 | 25 | 2842 | 2842 | 135.25 | 144.45 | 5 | 4.2
2040 | SPP_S_2_ENT | SPP_S | ENT | Internal | Summer | B3 | 75 | 2842 | 2842 | 139.44 | 144.45 | 5 | 0.01
2040 | SPP_S_2_ENT | SPP_S | ENT | Internal | Summer | B4 | 100 | 2842 | 814.34 | 135.25 | 140.25 | 5 | 0
2040 | SPP_S_2_ENT | SPP_S | ENT | Internal | Summer | B5 | 200 | 2842 | 532.49 | 112.41 | 117.41 | 5 | 0
2040 | SPP_S_2_ENT | SPP_S | ENT | Internal | Summer | B6 | 300 | 2842 | 0 | 97.35 | 102.34 | 5 | 0
2040 | SPP_S_2_ENT | SPP_S | ENT | Internal | Summer | B7 | 400 | 2842 | 0 | 92.99 | 96.3 | 5 | 0
2040 | SPP_S_2_ENT | SPP_S | ENT | Internal | Summer | B8 | 500 | 2842 | 0 | 92.78 | 93.05 | 5 | 0
2040 | SPP_S_2_ENT | SPP_S | ENT | Internal | Summer | B9 | 800 | 2842 | 0 | 89.53 | 81.53 | 5 | 0
2040 | SPP_S_2_ENT | SPP_S | ENT | Internal | Summer | B10 | 1262 | 2842 | 0 | 70.65 | 75.64 | 5 | 0
2040 | SPP_S_2_ENT | SPP_S | ENT | Internal | Winter | B16 | 25 | 2842 | 2842 | 77.88 | 85.75 | 5 | 2.87
2040 | SPP_S_2_ENT | SPP_S | ENT | Internal | Winter | B17 | 100 | 2842 | 2842 | 77.88 | 85.75 | 5 | 2.87
2040 | SPP_S_2_ENT | SPP_S | ENT | Internal | Winter | B18 | 400 | 2842 | 0 | 77.88 | 82.87 | 5 | 0
2040 | SPP_S_2_ENT | SPP_S | ENT | Internal | Winter | B19 | 700 | 2842 | 0 | 77.87 | 82.85 | 5 | 0
2040 | SPP_S_2_ENT | SPP_S | ENT | Internal | Winter | B20 | 935 | 2842 | 2842 | 11.53 | 52.37 | 5 | 35.84
2040 | SPP_S_2_SPP_N | SPP_S | SPP_N | Internal | Shoulder | B11 | 25 | 876 | 0 | 94.79 | 90 | 0.01 | 0
2040 | SPP_S_2_SPP_N | SPP_S | SPP_N | Internal | Shoulder | B12 | 200 | 876 | 0 | 77.22 | 77.2 | 0.01 | 0
2040 | SPP_S_2_SPP_N | SPP_S | SPP_N | Internal | Shoulder | B13 | 600 | 876 | 0 | 74.59 | 74.58 | 0.01 | 0
2040 | SPP_S_2_SPP_N | SPP_S | SPP_N | Internal | Shoulder | B14 | 900 | 876 | 876 | 9.02 | 17.35 | 0.01 | 8.32
2040 | SPP_S_2_SPP_N | SPP_S | SPP_N | Internal | Shoulder | B15 | 1203 | 876 | 0 | 0.01 | 0.01 | 0.01 | 0
2040 | SPP_S_2_SPP_N | SPP_S | SPP_N | Internal | Summer | B1 | 10 | 876 | 0 | 92.03 | 92.02 | 0.01 | 0
2040 | SPP_S_2_SPP_N | SPP_S | SPP_N | Internal | Summer | B2 | 25 | 876 | 876 | 135.25 | 139.45 | 0.01 | 4.19
2040 | SPP_S_2_SPP_N | SPP_S | SPP_N | Internal | Summer | B3 | 75 | 876 | 236.29 | 139.44 | 139.45 | 0.01 | 0
2040 | SPP_S_2_SPP_N | SPP_S | SPP_N | Internal | Summer | B4 | 100 | 876 | 0 | 135.25 | 135.25 | 0.01 | 0
2040 | SPP_S_2_SPP_N | SPP_S | SPP_N | Internal | Summer | B5 | 200 | 876 | 0 | 112.41 | 112.41 | 0.01 | 0
2040 | SPP_S_2_SPP_N | SPP_S | SPP_N | Internal | Summer | B6 | 300 | 876 | 0 | 97.35 | 97.34 | 0.01 | 0
2040 | SPP_S_2_SPP_N | SPP_S | SPP_N | Internal | Summer | B7 | 400 | 876 | 0 | 92.99 | 91.3 | 0.01 | 0
2040 | SPP_S_2_SPP_N | SPP_S | SPP_N | Internal | Summer | B8 | 500 | 876 | 0 | 92.78 | 88.05 | 0.01 | 0
2040 | SPP_S_2_SPP_N | SPP_S | SPP_N | Internal | Summer | B9 | 800 | 876 | 0 | 89.53 | 76.53 | 0.01 | 0
2040 | SPP_S_2_SPP_N | SPP_S | SPP_N | Internal | Summer | B10 | 1262 | 876 | 0 | 70.65 | 70.64 | 0.01 | 0
2040 | SPP_S_2_SPP_N | SPP_S | SPP_N | Internal | Winter | B16 | 25 | 876 | 0 | 77.88 | 77.87 | 0.01 | 0
2040 | SPP_S_2_SPP_N | SPP_S | SPP_N | Internal | Winter | B17 | 100 | 876 | 0 | 77.88 | 77.87 | 0.01 | 0
2040 | SPP_S_2_SPP_N | SPP_S | SPP_N | Internal | Winter | B18 | 400 | 876 | 0 | 77.88 | 77.87 | 0.01 | 0
2040 | SPP_S_2_SPP_N | SPP_S | SPP_N | Internal | Winter | B19 | 700 | 876 | 0 | 77.87 | 77.85 | 0.01 | 0
2040 | SPP_S_2_SPP_N | SPP_S | SPP_N | Internal | Winter | B20 | 935 | 876 | 0 | 11.53 | 11.52 | 0.01 | 0
2040 | TVA_2_NonRTO_Midwest | TVA | NonRTO_Midwest | Internal | Shoulder | B11 | 25 | 100 | 0 | 96.39 | 87.46 | 9 | 0
2040 | TVA_2_NonRTO_Midwest | TVA | NonRTO_Midwest | Internal | Shoulder | B12 | 200 | 100 | 0 | 90.22 | 87.46 | 9 | 0
2040 | TVA_2_NonRTO_Midwest | TVA | NonRTO_Midwest | Internal | Shoulder | B13 | 600 | 100 | 0 | 87.59 | 87.46 | 9 | 0
2040 | TVA_2_NonRTO_Midwest | TVA | NonRTO_Midwest | Internal | Shoulder | B14 | 900 | 100 | 0 | 83.38 | 83.24 | 9 | 0
2040 | TVA_2_NonRTO_Midwest | TVA | NonRTO_Midwest | Internal | Shoulder | B15 | 1203 | 100 | 0 | 83.38 | 83.24 | 9 | 0
2040 | TVA_2_NonRTO_Midwest | TVA | NonRTO_Midwest | Internal | Summer | B1 | 10 | 100 | 0 | 145.48 | 137.47 | 9 | 0
2040 | TVA_2_NonRTO_Midwest | TVA | NonRTO_Midwest | Internal | Summer | B2 | 25 | 100 | 0 | 152.46 | 152.44 | 9 | 0
2040 | TVA_2_NonRTO_Midwest | TVA | NonRTO_Midwest | Internal | Summer | B3 | 75 | 100 | 0 | 152.46 | 152.44 | 9 | 0
2040 | TVA_2_NonRTO_Midwest | TVA | NonRTO_Midwest | Internal | Summer | B4 | 100 | 100 | 0 | 148.26 | 148.24 | 9 | 0
2040 | TVA_2_NonRTO_Midwest | TVA | NonRTO_Midwest | Internal | Summer | B5 | 200 | 100 | 100 | 111.78 | 125.39 | 9 | 4.61
2040 | TVA_2_NonRTO_Midwest | TVA | NonRTO_Midwest | Internal | Summer | B6 | 300 | 100 | 100 | 98.99 | 110.33 | 9 | 2.34
2040 | TVA_2_NonRTO_Midwest | TVA | NonRTO_Midwest | Internal | Summer | B7 | 400 | 100 | 0 | 94.82 | 98.44 | 9 | 0
2040 | TVA_2_NonRTO_Midwest | TVA | NonRTO_Midwest | Internal | Summer | B8 | 500 | 100 | 0 | 94.82 | 86.81 | 9 | 0
2040 | TVA_2_NonRTO_Midwest | TVA | NonRTO_Midwest | Internal | Summer | B9 | 800 | 100 | 0 | 86.35 | 81.67 | 9 | 0
2040 | TVA_2_NonRTO_Midwest | TVA | NonRTO_Midwest | Internal | Summer | B10 | 1262 | 100 | 0 | 82.06 | 81.67 | 9 | 0
2040 | TVA_2_NonRTO_Midwest | TVA | NonRTO_Midwest | Internal | Winter | B16 | 25 | 100 | 0 | 93.76 | 90.85 | 9 | 0
2040 | TVA_2_NonRTO_Midwest | TVA | NonRTO_Midwest | Internal | Winter | B17 | 100 | 100 | 0 | 90.88 | 90.85 | 9 | 0
2040 | TVA_2_NonRTO_Midwest | TVA | NonRTO_Midwest | Internal | Winter | B18 | 400 | 100 | 0 | 88.62 | 90.85 | 9 | 0
2040 | TVA_2_NonRTO_Midwest | TVA | NonRTO_Midwest | Internal | Winter | B19 | 700 | 100 | 0 | 88.62 | 87.96 | 9 | 0
2040 | TVA_2_NonRTO_Midwest | TVA | NonRTO_Midwest | Internal | Winter | B20 | 935 | 100 | 0 | 86.37 | 87.1 | 9 | 0
2040 | TVA_2_PJM_ROR | TVA | PJM_ROR | Internal | Shoulder | B11 | 25 | 500 | 0 | 96.39 | 94.56 | 9 | 0
2040 | TVA_2_PJM_ROR | TVA | PJM_ROR | Internal | Shoulder | B12 | 200 | 500 | 0 | 90.22 | 91.7 | 9 | 0
2040 | TVA_2_PJM_ROR | TVA | PJM_ROR | Internal | Shoulder | B13 | 600 | 500 | 0 | 87.59 | 86.18 | 9 | 0
2040 | TVA_2_PJM_ROR | TVA | PJM_ROR | Internal | Shoulder | B14 | 900 | 500 | 0 | 83.38 | 85.22 | 9 | 0
2040 | TVA_2_PJM_ROR | TVA | PJM_ROR | Internal | Shoulder | B15 | 1203 | 500 | 0 | 83.38 | 79.4 | 9 | 0
2040 | TVA_2_PJM_ROR | TVA | PJM_ROR | Internal | Summer | B1 | 10 | 500 | 0 | 145.48 | 146.45 | 9 | 0
2040 | TVA_2_PJM_ROR | TVA | PJM_ROR | Internal | Summer | B2 | 25 | 500 | 0 | 152.46 | 146.45 | 9 | 0
2040 | TVA_2_PJM_ROR | TVA | PJM_ROR | Internal | Summer | B3 | 75 | 500 | 0 | 152.46 | 146.45 | 9 | 0
2040 | TVA_2_PJM_ROR | TVA | PJM_ROR | Internal | Summer | B4 | 100 | 500 | 0 | 148.26 | 142.25 | 9 | 0
2040 | TVA_2_PJM_ROR | TVA | PJM_ROR | Internal | Summer | B5 | 200 | 500 | 0 | 111.78 | 119.42 | 9 | 0
2040 | TVA_2_PJM_ROR | TVA | PJM_ROR | Internal | Summer | B6 | 300 | 500 | 0 | 98.99 | 104.34 | 9 | 0
2040 | TVA_2_PJM_ROR | TVA | PJM_ROR | Internal | Summer | B7 | 400 | 500 | 0 | 94.82 | 92.46 | 9 | 0
2040 | TVA_2_PJM_ROR | TVA | PJM_ROR | Internal | Summer | B8 | 500 | 500 | 0 | 94.82 | 89.14 | 9 | 0
2040 | TVA_2_PJM_ROR | TVA | PJM_ROR | Internal | Summer | B9 | 800 | 500 | 0 | 86.35 | 80.34 | 9 | 0
2040 | TVA_2_PJM_ROR | TVA | PJM_ROR | Internal | Summer | B10 | 1262 | 500 | 0 | 82.06 | 77.63 | 9 | 0
2040 | TVA_2_PJM_ROR | TVA | PJM_ROR | Internal | Winter | B16 | 25 | 500 | 0 | 93.76 | 101.38 | 9 | 0
2040 | TVA_2_PJM_ROR | TVA | PJM_ROR | Internal | Winter | B17 | 100 | 500 | 0 | 90.88 | 98.31 | 9 | 0
2040 | TVA_2_PJM_ROR | TVA | PJM_ROR | Internal | Winter | B18 | 400 | 500 | 0 | 88.62 | 93.58 | 9 | 0
2040 | TVA_2_PJM_ROR | TVA | PJM_ROR | Internal | Winter | B19 | 700 | 500 | 0 | 88.62 | 91.21 | 9 | 0
2040 | TVA_2_PJM_ROR | TVA | PJM_ROR | Internal | Winter | B20 | 935 | 500 | 0 | 86.37 | 83.36 | 9 | 0
2040 | TVA_2_SOCO | TVA | SOCO | Internal | Shoulder | B11 | 25 | 500 | 0 | 96.39 | 97.46 | 9 | 0
2040 | TVA_2_SOCO | TVA | SOCO | Internal | Shoulder | B12 | 200 | 500 | 0 | 90.22 | 92.44 | 9 | 0
2040 | TVA_2_SOCO | TVA | SOCO | Internal | Shoulder | B13 | 600 | 500 | 0 | 87.59 | 87.58 | 9 | 0
2040 | TVA_2_SOCO | TVA | SOCO | Internal | Shoulder | B14 | 900 | 500 | 0 | 83.38 | 84.3 | 9 | 0
2040 | TVA_2_SOCO | TVA | SOCO | Internal | Shoulder | B15 | 1203 | 500 | 0 | 83.38 | 84.3 | 9 | 0
2040 | TVA_2_SOCO | TVA | SOCO | Internal | Summer | B1 | 10 | 500 | 0 | 145.48 | 154.47 | 9 | 0
2040 | TVA_2_SOCO | TVA | SOCO | Internal | Summer | B2 | 25 | 500 | 0 | 152.46 | 152.9 | 9 | 0
2040 | TVA_2_SOCO | TVA | SOCO | Internal | Summer | B3 | 75 | 500 | 0 | 152.46 | 152.45 | 9 | 0
2040 | TVA_2_SOCO | TVA | SOCO | Internal | Summer | B4 | 100 | 500 | 0 | 148.26 | 148.25 | 9 | 0
2040 | TVA_2_SOCO | TVA | SOCO | Internal | Summer | B5 | 200 | 500 | 0 | 111.78 | 109.2 | 9 | 0
2040 | TVA_2_SOCO | TVA | SOCO | Internal | Summer | B6 | 300 | 500 | 0 | 98.99 | 95.83 | 9 | 0
2040 | TVA_2_SOCO | TVA | SOCO | Internal | Summer | B7 | 400 | 500 | 0 | 94.82 | 95.83 | 9 | 0
2040 | TVA_2_SOCO | TVA | SOCO | Internal | Summer | B8 | 500 | 500 | 0 | 94.82 | 95.83 | 9 | 0
2040 | TVA_2_SOCO | TVA | SOCO | Internal | Summer | B9 | 800 | 500 | 0 | 86.35 | 89.53 | 9 | 0
2040 | TVA_2_SOCO | TVA | SOCO | Internal | Summer | B10 | 1262 | 500 | 0 | 82.06 | 82.91 | 9 | 0
2040 | TVA_2_SOCO | TVA | SOCO | Internal | Winter | B16 | 25 | 500 | 0 | 93.76 | 101.28 | 9 | 0
2040 | TVA_2_SOCO | TVA | SOCO | Internal | Winter | B17 | 100 | 500 | 0 | 90.88 | 95.61 | 9 | 0
2040 | TVA_2_SOCO | TVA | SOCO | Internal | Winter | B18 | 400 | 500 | 0 | 88.62 | 88.47 | 9 | 0
2040 | TVA_2_SOCO | TVA | SOCO | Internal | Winter | B19 | 700 | 500 | 0 | 88.62 | 88.47 | 9 | 0
2040 | TVA_2_SOCO | TVA | SOCO | Internal | Winter | B20 | 935 | 500 | 0 | 86.37 | 87.55 | 9 | 0
2040 | TVA_2_VACAR | TVA | VACAR | Internal | Shoulder | B11 | 25 | 150 | 0 | 96.39 | 100.56 | 9 | 0
2040 | TVA_2_VACAR | TVA | VACAR | Internal | Shoulder | B12 | 200 | 150 | 0 | 90.22 | 95.87 | 9 | 0
2040 | TVA_2_VACAR | TVA | VACAR | Internal | Shoulder | B13 | 600 | 150 | 0 | 87.59 | 84.79 | 9 | 0
2040 | TVA_2_VACAR | TVA | VACAR | Internal | Shoulder | B14 | 900 | 150 | 0 | 83.38 | 84.79 | 9 | 0
2040 | TVA_2_VACAR | TVA | VACAR | Internal | Shoulder | B15 | 1203 | 150 | 0 | 83.38 | 84.79 | 9 | 0
2040 | TVA_2_VACAR | TVA | VACAR | Internal | Summer | B1 | 10 | 150 | 0 | 145.48 | 154.47 | 9 | 0
2040 | TVA_2_VACAR | TVA | VACAR | Internal | Summer | B2 | 25 | 150 | 0 | 152.46 | 154.47 | 9 | 0
2040 | TVA_2_VACAR | TVA | VACAR | Internal | Summer | B3 | 75 | 150 | 0 | 152.46 | 152.45 | 9 | 0
2040 | TVA_2_VACAR | TVA | VACAR | Internal | Summer | B4 | 100 | 150 | 0 | 148.26 | 148.25 | 9 | 0
2040 | TVA_2_VACAR | TVA | VACAR | Internal | Summer | B5 | 200 | 150 | 0 | 111.78 | 112.42 | 9 | 0
2040 | TVA_2_VACAR | TVA | VACAR | Internal | Summer | B6 | 300 | 150 | 0 | 98.99 | 100.98 | 9 | 0
2040 | TVA_2_VACAR | TVA | VACAR | Internal | Summer | B7 | 400 | 150 | 0 | 94.82 | 95.38 | 9 | 0
2040 | TVA_2_VACAR | TVA | VACAR | Internal | Summer | B8 | 500 | 150 | 0 | 94.82 | 88.83 | 9 | 0
2040 | TVA_2_VACAR | TVA | VACAR | Internal | Summer | B9 | 800 | 150 | 0 | 86.35 | 82.53 | 9 | 0
2040 | TVA_2_VACAR | TVA | VACAR | Internal | Summer | B10 | 1262 | 150 | 0 | 82.06 | 82.53 | 9 | 0
2040 | TVA_2_VACAR | TVA | VACAR | Internal | Winter | B16 | 25 | 150 | 150 | 93.76 | 110.44 | 9 | 7.68
2040 | TVA_2_VACAR | TVA | VACAR | Internal | Winter | B17 | 100 | 150 | 150 | 90.88 | 104.31 | 9 | 4.43
2040 | TVA_2_VACAR | TVA | VACAR | Internal | Winter | B18 | 400 | 150 | 0 | 88.62 | 90.12 | 9 | 0
2040 | TVA_2_VACAR | TVA | VACAR | Internal | Winter | B19 | 700 | 150 | 0 | 88.62 | 90.12 | 9 | 0
2040 | TVA_2_VACAR | TVA | VACAR | Internal | Winter | B20 | 935 | 150 | 0 | 86.37 | 89.36 | 9 | 0
2040 | TVA_Transmission_2_SOCO | TVA_Transmission | SOCO | Internal | Shoulder | B11 | 25 | 3200 | 0 | 96.37 | 97.46 | 9 | 0
2040 | TVA_Transmission_2_SOCO | TVA_Transmission | SOCO | Internal | Shoulder | B12 | 200 | 3200 | 0 | 90.2 | 92.44 | 9 | 0
2040 | TVA_Transmission_2_SOCO | TVA_Transmission | SOCO | Internal | Shoulder | B13 | 600 | 3200 | 0 | 87.58 | 87.58 | 9 | 0
2040 | TVA_Transmission_2_SOCO | TVA_Transmission | SOCO | Internal | Shoulder | B14 | 900 | 3200 | 0 | 83.37 | 84.3 | 9 | 0
2040 | TVA_Transmission_2_SOCO | TVA_Transmission | SOCO | Internal | Shoulder | B15 | 1203 | 3200 | 0 | 83.37 | 84.3 | 9 | 0
2040 | TVA_Transmission_2_SOCO | TVA_Transmission | SOCO | Internal | Summer | B1 | 10 | 3200 | 162.92 | 145.47 | 154.47 | 9 | 0
2040 | TVA_Transmission_2_SOCO | TVA_Transmission | SOCO | Internal | Summer | B2 | 25 | 3200 | 0 | 152.45 | 152.9 | 9 | 0
2040 | TVA_Transmission_2_SOCO | TVA_Transmission | SOCO | Internal | Summer | B3 | 75 | 3200 | 0 | 152.45 | 152.45 | 9 | 0
2040 | TVA_Transmission_2_SOCO | TVA_Transmission | SOCO | Internal | Summer | B4 | 100 | 3200 | 0 | 148.25 | 148.25 | 9 | 0
2040 | TVA_Transmission_2_SOCO | TVA_Transmission | SOCO | Internal | Summer | B5 | 200 | 3200 | 0 | 117.53 | 109.2 | 9 | 0
2040 | TVA_Transmission_2_SOCO | TVA_Transmission | SOCO | Internal | Summer | B6 | 300 | 3200 | 0 | 103.51 | 95.83 | 9 | 0
2040 | TVA_Transmission_2_SOCO | TVA_Transmission | SOCO | Internal | Summer | B7 | 400 | 3200 | 0 | 96.21 | 95.83 | 9 | 0
2040 | TVA_Transmission_2_SOCO | TVA_Transmission | SOCO | Internal | Summer | B8 | 500 | 3200 | 0 | 94.81 | 95.83 | 9 | 0
2040 | TVA_Transmission_2_SOCO | TVA_Transmission | SOCO | Internal | Summer | B9 | 800 | 3200 | 0 | 86.34 | 89.53 | 9 | 0
2040 | TVA_Transmission_2_SOCO | TVA_Transmission | SOCO | Internal | Summer | B10 | 1262 | 3200 | 0 | 82.45 | 82.91 | 9 | 0
2040 | TVA_Transmission_2_SOCO | TVA_Transmission | SOCO | Internal | Winter | B16 | 25 | 3200 | 0 | 93.75 | 101.28 | 9 | 0
2040 | TVA_Transmission_2_SOCO | TVA_Transmission | SOCO | Internal | Winter | B17 | 100 | 3200 | 0 | 90.87 | 95.61 | 9 | 0
2040 | TVA_Transmission_2_SOCO | TVA_Transmission | SOCO | Internal | Winter | B18 | 400 | 3200 | 0 | 89.43 | 88.47 | 9 | 0
2040 | TVA_Transmission_2_SOCO | TVA_Transmission | SOCO | Internal | Winter | B19 | 700 | 3200 | 0 | 89.32 | 88.47 | 9 | 0
2040 | TVA_Transmission_2_SOCO | TVA_Transmission | SOCO | Internal | Winter | B20 | 935 | 3200 | 0 | 86.36 | 87.55 | 9 | 0
2040 | TVA_Transmission_2_TVA | TVA_Transmission | TVA | Internal | Shoulder | B11 | 25 | 99999 | 2400 | 96.37 | 96.39 | 0.01 | 0
2040 | TVA_Transmission_2_TVA | TVA_Transmission | TVA | Internal | Shoulder | B12 | 200 | 99999 | 1866.18 | 90.2 | 90.22 | 0.01 | 0
2040 | TVA_Transmission_2_TVA | TVA_Transmission | TVA | Internal | Shoulder | B13 | 600 | 99999 | 385.37 | 87.58 | 87.59 | 0.01 | 0
2040 | TVA_Transmission_2_TVA | TVA_Transmission | TVA | Internal | Shoulder | B14 | 900 | 99999 | 2470.48 | 83.37 | 83.38 | 0.01 | 0
2040 | TVA_Transmission_2_TVA | TVA_Transmission | TVA | Internal | Shoulder | B15 | 1203 | 99999 | 6100 | 83.37 | 83.38 | 0.01 | 0
2040 | TVA_Transmission_2_TVA | TVA_Transmission | TVA | Internal | Summer | B1 | 10 | 99999 | 4046.38 | 145.47 | 145.48 | 0.01 | 0
2040 | TVA_Transmission_2_TVA | TVA_Transmission | TVA | Internal | Summer | B2 | 25 | 99999 | 3270.21 | 152.45 | 152.46 | 0.01 | 0
2040 | TVA_Transmission_2_TVA | TVA_Transmission | TVA | Internal | Summer | B3 | 75 | 99999 | 1747.19 | 152.45 | 152.46 | 0.01 | 0
2040 | TVA_Transmission_2_TVA | TVA_Transmission | TVA | Internal | Summer | B4 | 100 | 99999 | 1043.47 | 148.25 | 148.26 | 0.01 | 0
2040 | TVA_Transmission_2_TVA | TVA_Transmission | TVA | Internal | Summer | B5 | 200 | 99999 | 0 | 117.53 | 111.78 | 0.01 | 0
2040 | TVA_Transmission_2_TVA | TVA_Transmission | TVA | Internal | Summer | B6 | 300 | 99999 | 0 | 103.51 | 98.99 | 0.01 | 0
2040 | TVA_Transmission_2_TVA | TVA_Transmission | TVA | Internal | Summer | B7 | 400 | 99999 | 0 | 96.21 | 94.82 | 0.01 | 0
2040 | TVA_Transmission_2_TVA | TVA_Transmission | TVA | Internal | Summer | B8 | 500 | 99999 | 918.34 | 94.81 | 94.82 | 0.01 | 0
2040 | TVA_Transmission_2_TVA | TVA_Transmission | TVA | Internal | Summer | B9 | 800 | 99999 | 879.07 | 86.34 | 86.35 | 0.01 | 0
2040 | TVA_Transmission_2_TVA | TVA_Transmission | TVA | Internal | Summer | B10 | 1262 | 99999 | 0 | 82.45 | 82.06 | 0.01 | 0
2040 | TVA_Transmission_2_TVA | TVA_Transmission | TVA | Internal | Winter | B16 | 25 | 99999 | 4940.17 | 93.75 | 93.76 | 0.01 | 0
2040 | TVA_Transmission_2_TVA | TVA_Transmission | TVA | Internal | Winter | B17 | 100 | 99999 | 2116.09 | 90.87 | 90.88 | 0.01 | 0
2040 | TVA_Transmission_2_TVA | TVA_Transmission | TVA | Internal | Winter | B18 | 400 | 99999 | 0 | 89.43 | 88.62 | 0.01 | 0
2040 | TVA_Transmission_2_TVA | TVA_Transmission | TVA | Internal | Winter | B19 | 700 | 99999 | 0 | 89.32 | 88.62 | 0.01 | 0
2040 | TVA_Transmission_2_TVA | TVA_Transmission | TVA | Internal | Winter | B20 | 935 | 99999 | 6100 | 86.36 | 86.37 | 0.01 | 0
2040 | TVA_Transmission_2_VACAR | TVA_Transmission | VACAR | Internal | Shoulder | B11 | 25 | 900 | 0 | 96.37 | 100.56 | 9 | 0
2040 | TVA_Transmission_2_VACAR | TVA_Transmission | VACAR | Internal | Shoulder | B12 | 200 | 900 | 0 | 90.2 | 95.87 | 9 | 0
2040 | TVA_Transmission_2_VACAR | TVA_Transmission | VACAR | Internal | Shoulder | B13 | 600 | 900 | 0 | 87.58 | 84.79 | 9 | 0
2040 | TVA_Transmission_2_VACAR | TVA_Transmission | VACAR | Internal | Shoulder | B14 | 900 | 900 | 0 | 83.37 | 84.79 | 9 | 0
2040 | TVA_Transmission_2_VACAR | TVA_Transmission | VACAR | Internal | Shoulder | B15 | 1203 | 900 | 0 | 83.37 | 84.79 | 9 | 0
2040 | TVA_Transmission_2_VACAR | TVA_Transmission | VACAR | Internal | Summer | B1 | 10 | 900 | 291.64 | 145.47 | 154.47 | 9 | 0
2040 | TVA_Transmission_2_VACAR | TVA_Transmission | VACAR | Internal | Summer | B2 | 25 | 900 | 0 | 152.45 | 154.47 | 9 | 0
2040 | TVA_Transmission_2_VACAR | TVA_Transmission | VACAR | Internal | Summer | B3 | 75 | 900 | 0 | 152.45 | 152.45 | 9 | 0
2040 | TVA_Transmission_2_VACAR | TVA_Transmission | VACAR | Internal | Summer | B4 | 100 | 900 | 0 | 148.25 | 148.25 | 9 | 0
2040 | TVA_Transmission_2_VACAR | TVA_Transmission | VACAR | Internal | Summer | B5 | 200 | 900 | 0 | 117.53 | 112.42 | 9 | 0
2040 | TVA_Transmission_2_VACAR | TVA_Transmission | VACAR | Internal | Summer | B6 | 300 | 900 | 0 | 103.51 | 100.98 | 9 | 0
2040 | TVA_Transmission_2_VACAR | TVA_Transmission | VACAR | Internal | Summer | B7 | 400 | 900 | 0 | 96.21 | 95.38 | 9 | 0
2040 | TVA_Transmission_2_VACAR | TVA_Transmission | VACAR | Internal | Summer | B8 | 500 | 900 | 0 | 94.81 | 88.83 | 9 | 0
2040 | TVA_Transmission_2_VACAR | TVA_Transmission | VACAR | Internal | Summer | B9 | 800 | 900 | 0 | 86.34 | 82.53 | 9 | 0
2040 | TVA_Transmission_2_VACAR | TVA_Transmission | VACAR | Internal | Summer | B10 | 1262 | 900 | 0 | 82.45 | 82.53 | 9 | 0
2040 | TVA_Transmission_2_VACAR | TVA_Transmission | VACAR | Internal | Winter | B16 | 25 | 900 | 900 | 93.75 | 110.44 | 9 | 7.7
2040 | TVA_Transmission_2_VACAR | TVA_Transmission | VACAR | Internal | Winter | B17 | 100 | 900 | 900 | 90.87 | 104.31 | 9 | 4.44
2040 | TVA_Transmission_2_VACAR | TVA_Transmission | VACAR | Internal | Winter | B18 | 400 | 900 | 0 | 89.43 | 90.12 | 9 | 0
2040 | TVA_Transmission_2_VACAR | TVA_Transmission | VACAR | Internal | Winter | B19 | 700 | 900 | 0 | 89.32 | 90.12 | 9 | 0
2040 | TVA_Transmission_2_VACAR | TVA_Transmission | VACAR | Internal | Winter | B20 | 935 | 900 | 0 | 86.36 | 89.36 | 9 | 0
2040 | VACAR_2_PJM_ROR | VACAR | PJM_ROR | Internal | Shoulder | B11 | 25 | 2000 | 0 | 100.56 | 94.56 | 7 | 0
2040 | VACAR_2_PJM_ROR | VACAR | PJM_ROR | Internal | Shoulder | B12 | 200 | 2000 | 0 | 95.87 | 91.7 | 7 | 0
2040 | VACAR_2_PJM_ROR | VACAR | PJM_ROR | Internal | Shoulder | B13 | 600 | 2000 | 0 | 84.79 | 86.18 | 7 | 0
2040 | VACAR_2_PJM_ROR | VACAR | PJM_ROR | Internal | Shoulder | B14 | 900 | 2000 | 0 | 84.79 | 85.22 | 7 | 0
2040 | VACAR_2_PJM_ROR | VACAR | PJM_ROR | Internal | Shoulder | B15 | 1203 | 2000 | 0 | 84.79 | 79.4 | 7 | 0
2040 | VACAR_2_PJM_ROR | VACAR | PJM_ROR | Internal | Summer | B1 | 10 | 2000 | 0 | 154.47 | 146.45 | 7 | 0
2040 | VACAR_2_PJM_ROR | VACAR | PJM_ROR | Internal | Summer | B2 | 25 | 2000 | 0 | 154.47 | 146.45 | 7 | 0
2040 | VACAR_2_PJM_ROR | VACAR | PJM_ROR | Internal | Summer | B3 | 75 | 2000 | 0 | 152.45 | 146.45 | 7 | 0
2040 | VACAR_2_PJM_ROR | VACAR | PJM_ROR | Internal | Summer | B4 | 100 | 2000 | 0 | 148.25 | 142.25 | 7 | 0
2040 | VACAR_2_PJM_ROR | VACAR | PJM_ROR | Internal | Summer | B5 | 200 | 2000 | 214.15 | 112.42 | 119.42 | 7 | 0
2040 | VACAR_2_PJM_ROR | VACAR | PJM_ROR | Internal | Summer | B6 | 300 | 2000 | 0 | 100.98 | 104.34 | 7 | 0
2040 | VACAR_2_PJM_ROR | VACAR | PJM_ROR | Internal | Summer | B7 | 400 | 2000 | 0 | 95.38 | 92.46 | 7 | 0
2040 | VACAR_2_PJM_ROR | VACAR | PJM_ROR | Internal | Summer | B8 | 500 | 2000 | 0 | 88.83 | 89.14 | 7 | 0
2040 | VACAR_2_PJM_ROR | VACAR | PJM_ROR | Internal | Summer | B9 | 800 | 2000 | 0 | 82.53 | 80.34 | 7 | 0
2040 | VACAR_2_PJM_ROR | VACAR | PJM_ROR | Internal | Summer | B10 | 1262 | 2000 | 0 | 82.53 | 77.63 | 7 | 0
2040 | VACAR_2_PJM_ROR | VACAR | PJM_ROR | Internal | Winter | B16 | 25 | 2000 | 0 | 110.44 | 101.38 | 7 | 0
2040 | VACAR_2_PJM_ROR | VACAR | PJM_ROR | Internal | Winter | B17 | 100 | 2000 | 0 | 104.31 | 98.31 | 7 | 0
2040 | VACAR_2_PJM_ROR | VACAR | PJM_ROR | Internal | Winter | B18 | 400 | 2000 | 0 | 90.12 | 93.58 | 7 | 0
2040 | VACAR_2_PJM_ROR | VACAR | PJM_ROR | Internal | Winter | B19 | 700 | 2000 | 0 | 90.12 | 91.21 | 7 | 0
2040 | VACAR_2_PJM_ROR | VACAR | PJM_ROR | Internal | Winter | B20 | 935 | 2000 | 0 | 89.36 | 83.36 | 7 | 0
2040 | VACAR_2_SOCO | VACAR | SOCO | Internal | Shoulder | B11 | 25 | 3000 | 0 | 100.56 | 97.46 | 7 | 0
2040 | VACAR_2_SOCO | VACAR | SOCO | Internal | Shoulder | B12 | 200 | 3000 | 0 | 95.87 | 92.44 | 7 | 0
2040 | VACAR_2_SOCO | VACAR | SOCO | Internal | Shoulder | B13 | 600 | 3000 | 0 | 84.79 | 87.58 | 7 | 0
2040 | VACAR_2_SOCO | VACAR | SOCO | Internal | Shoulder | B14 | 900 | 3000 | 0 | 84.79 | 84.3 | 7 | 0
2040 | VACAR_2_SOCO | VACAR | SOCO | Internal | Shoulder | B15 | 1203 | 3000 | 0 | 84.79 | 84.3 | 7 | 0
2040 | VACAR_2_SOCO | VACAR | SOCO | Internal | Summer | B1 | 10 | 3000 | 0 | 154.47 | 154.47 | 7 | 0
2040 | VACAR_2_SOCO | VACAR | SOCO | Internal | Summer | B2 | 25 | 3000 | 0 | 154.47 | 152.9 | 7 | 0
2040 | VACAR_2_SOCO | VACAR | SOCO | Internal | Summer | B3 | 75 | 3000 | 0 | 152.45 | 152.45 | 7 | 0
2040 | VACAR_2_SOCO | VACAR | SOCO | Internal | Summer | B4 | 100 | 3000 | 0 | 148.25 | 148.25 | 7 | 0
2040 | VACAR_2_SOCO | VACAR | SOCO | Internal | Summer | B5 | 200 | 3000 | 0 | 112.42 | 109.2 | 7 | 0
2040 | VACAR_2_SOCO | VACAR | SOCO | Internal | Summer | B6 | 300 | 3000 | 0 | 100.98 | 95.83 | 7 | 0
2040 | VACAR_2_SOCO | VACAR | SOCO | Internal | Summer | B7 | 400 | 3000 | 0 | 95.38 | 95.83 | 7 | 0
2040 | VACAR_2_SOCO | VACAR | SOCO | Internal | Summer | B8 | 500 | 3000 | 2499.18 | 88.83 | 95.83 | 7 | 0
2040 | VACAR_2_SOCO | VACAR | SOCO | Internal | Summer | B9 | 800 | 3000 | 55.58 | 82.53 | 89.53 | 7 | 0
2040 | VACAR_2_SOCO | VACAR | SOCO | Internal | Summer | B10 | 1262 | 3000 | 0 | 82.53 | 82.91 | 7 | 0
2040 | VACAR_2_SOCO | VACAR | SOCO | Internal | Winter | B16 | 25 | 3000 | 0 | 110.44 | 101.28 | 7 | 0
2040 | VACAR_2_SOCO | VACAR | SOCO | Internal | Winter | B17 | 100 | 3000 | 0 | 104.31 | 95.61 | 7 | 0
2040 | VACAR_2_SOCO | VACAR | SOCO | Internal | Winter | B18 | 400 | 3000 | 0 | 90.12 | 88.47 | 7 | 0
2040 | VACAR_2_SOCO | VACAR | SOCO | Internal | Winter | B19 | 700 | 3000 | 0 | 90.12 | 88.47 | 7 | 0
2040 | VACAR_2_SOCO | VACAR | SOCO | Internal | Winter | B20 | 935 | 3000 | 0 | 89.36 | 87.55 | 7 | 0
2015 | AZ_NM_SNV_Coal_2_SPP_S | AZ_NM_SNV_Coal | SPP_S | External | Shoulder | B11 | 25 | 400 | 400 | 57.72 | 83.05 | 8.17 | 17.17
2015 | AZ_NM_SNV_Coal_2_SPP_S | AZ_NM_SNV_Coal | SPP_S | External | Shoulder | B12 | 200 | 400 | 0 | 57.72 | 65.25 | 8.17 | 0
2015 | AZ_NM_SNV_Coal_2_SPP_S | AZ_NM_SNV_Coal | SPP_S | External | Shoulder | B13 | 600 | 400 | 0 | 57.72 | 60.04 | 8.17 | 0
2015 | AZ_NM_SNV_Coal_2_SPP_S | AZ_NM_SNV_Coal | SPP_S | External | Shoulder | B14 | 900 | 400 | 0 | 57.72 | 59.44 | 8.17 | 0
2015 | AZ_NM_SNV_Coal_2_SPP_S | AZ_NM_SNV_Coal | SPP_S | External | Shoulder | B15 | 1203 | 400 | 0 | 57.72 | 57.39 | 8.17 | 0
2015 | AZ_NM_SNV_Coal_2_SPP_S | AZ_NM_SNV_Coal | SPP_S | External | Summer | B1 | 10 | 400 | 400 | 78.26 | 90.43 | 8.17 | 4.01
2015 | AZ_NM_SNV_Coal_2_SPP_S | AZ_NM_SNV_Coal | SPP_S | External | Summer | B2 | 25 | 400 | 400 | 75.62 | 90.43 | 8.17 | 6.65
2015 | AZ_NM_SNV_Coal_2_SPP_S | AZ_NM_SNV_Coal | SPP_S | External | Summer | B3 | 75 | 400 | 400 | 75.62 | 84.87 | 8.17 | 1.08
2015 | AZ_NM_SNV_Coal_2_SPP_S | AZ_NM_SNV_Coal | SPP_S | External | Summer | B4 | 100 | 400 | 400 | 73.35 | 84.87 | 8.17 | 3.36
2015 | AZ_NM_SNV_Coal_2_SPP_S | AZ_NM_SNV_Coal | SPP_S | External | Summer | B5 | 200 | 400 | 400 | 62.58 | 81.88 | 8.17 | 11.14
2015 | AZ_NM_SNV_Coal_2_SPP_S | AZ_NM_SNV_Coal | SPP_S | External | Summer | B6 | 300 | 400 | 400 | 56.97 | 74.86 | 8.17 | 9.73
2015 | AZ_NM_SNV_Coal_2_SPP_S | AZ_NM_SNV_Coal | SPP_S | External | Summer | B7 | 400 | 400 | 0 | 56.8 | 63.84 | 8.17 | 0
2015 | AZ_NM_SNV_Coal_2_SPP_S | AZ_NM_SNV_Coal | SPP_S | External | Summer | B8 | 500 | 400 | 0 | 56.8 | 60.53 | 8.17 | 0
2015 | AZ_NM_SNV_Coal_2_SPP_S | AZ_NM_SNV_Coal | SPP_S | External | Summer | B9 | 800 | 400 | 0 | 56.77 | 58.12 | 8.17 | 0
2015 | AZ_NM_SNV_Coal_2_SPP_S | AZ_NM_SNV_Coal | SPP_S | External | Summer | B10 | 1262 | 400 | 0 | 56.31 | 56.13 | 8.17 | 0
2015 | AZ_NM_SNV_Coal_2_SPP_S | AZ_NM_SNV_Coal | SPP_S | External | Winter | B16 | 25 | 400 | 400 | 60.36 | 76.44 | 8.17 | 7.91
2015 | AZ_NM_SNV_Coal_2_SPP_S | AZ_NM_SNV_Coal | SPP_S | External | Winter | B17 | 100 | 400 | 0 | 60.36 | 62.65 | 8.17 | 0
2015 | AZ_NM_SNV_Coal_2_SPP_S | AZ_NM_SNV_Coal | SPP_S | External | Winter | B18 | 400 | 400 | 0 | 60.36 | 60.81 | 8.17 | 0
2015 | AZ_NM_SNV_Coal_2_SPP_S | AZ_NM_SNV_Coal | SPP_S | External | Winter | B19 | 700 | 400 | 0 | 60.36 | 59.87 | 8.17 | 0
2015 | AZ_NM_SNV_Coal_2_SPP_S | AZ_NM_SNV_Coal | SPP_S | External | Winter | B20 | 935 | 400 | 0 | 60.36 | 59.74 | 8.17 | 0
2015 | ERCOT_2_SPP_S | ERCOT | SPP_S | External | Shoulder | B11 | 25 | 800 | 0 | 84 | 83.05 | 8 | 0
2015 | ERCOT_2_SPP_S | ERCOT | SPP_S | External | Shoulder | B12 | 200 | 800 | 398.06 | 57.25 | 65.25 | 8 | 0
2015 | ERCOT_2_SPP_S | ERCOT | SPP_S | External | Shoulder | B13 | 600 | 800 | 0 | 57.25 | 60.04 | 8 | 0
2015 | ERCOT_2_SPP_S | ERCOT | SPP_S | External | Shoulder | B14 | 900 | 800 | 0 | 57.25 | 59.44 | 8 | 0
2015 | ERCOT_2_SPP_S | ERCOT | SPP_S | External | Shoulder | B15 | 1203 | 800 | 0 | 57.25 | 57.39 | 8 | 0
2015 | ERCOT_2_SPP_S | ERCOT | SPP_S | External | Summer | B1 | 10 | 800 | 0 | 82.44 | 90.43 | 8 | 0
2015 | ERCOT_2_SPP_S | ERCOT | SPP_S | External | Summer | B2 | 25 | 800 | 0 | 82.44 | 90.43 | 8 | 0
2015 | ERCOT_2_SPP_S | ERCOT | SPP_S | External | Summer | B3 | 75 | 800 | 0 | 82.44 | 84.87 | 8 | 0
2015 | ERCOT_2_SPP_S | ERCOT | SPP_S | External | Summer | B4 | 100 | 800 | 0 | 82.44 | 84.87 | 8 | 0
2015 | ERCOT_2_SPP_S | ERCOT | SPP_S | External | Summer | B5 | 200 | 800 | 0 | 82.44 | 81.88 | 8 | 0
2015 | ERCOT_2_SPP_S | ERCOT | SPP_S | External | Summer | B6 | 300 | 800 | 800 | 61.33 | 74.86 | 8 | 5.53
2015 | ERCOT_2_SPP_S | ERCOT | SPP_S | External | Summer | B7 | 400 | 800 | 0 | 56.2 | 63.84 | 8 | 0
2015 | ERCOT_2_SPP_S | ERCOT | SPP_S | External | Summer | B8 | 500 | 800 | 0 | 56.2 | 60.53 | 8 | 0
2015 | ERCOT_2_SPP_S | ERCOT | SPP_S | External | Summer | B9 | 800 | 800 | 0 | 56.2 | 58.12 | 8 | 0
2015 | ERCOT_2_SPP_S | ERCOT | SPP_S | External | Summer | B10 | 1262 | 800 | 0 | 56.2 | 56.13 | 8 | 0
2015 | ERCOT_2_SPP_S | ERCOT | SPP_S | External | Winter | B16 | 25 | 800 | 800 | 64.89 | 76.44 | 8 | 3.55
2015 | ERCOT_2_SPP_S | ERCOT | SPP_S | External | Winter | B17 | 100 | 800 | 0 | 59.45 | 62.65 | 8 | 0
2015 | ERCOT_2_SPP_S | ERCOT | SPP_S | External | Winter | B18 | 400 | 800 | 0 | 59.45 | 60.81 | 8 | 0
2015 | ERCOT_2_SPP_S | ERCOT | SPP_S | External | Winter | B19 | 700 | 800 | 0 | 59.45 | 59.87 | 8 | 0
2015 | ERCOT_2_SPP_S | ERCOT | SPP_S | External | Winter | B20 | 935 | 800 | 0 | 59.07 | 59.74 | 8 | 0
2015 | MAPP_US_2_RMPA | MAPP_US | RMPA | External | Shoulder | B11 | 25 | 200 | 0 | 76.7 | 65.89 | 8 | 0
2015 | MAPP_US_2_RMPA | MAPP_US | RMPA | External | Shoulder | B12 | 200 | 200 | 0 | 58.25 | 60.96 | 8 | 0
2015 | MAPP_US_2_RMPA | MAPP_US | RMPA | External | Shoulder | B13 | 600 | 200 | 0 | 56.68 | 60.8 | 8 | 0
2015 | MAPP_US_2_RMPA | MAPP_US | RMPA | External | Shoulder | B14 | 900 | 200 | 0 | 56.68 | 60.8 | 8 | 0
2015 | MAPP_US_2_RMPA | MAPP_US | RMPA | External | Shoulder | B15 | 1203 | 200 | 0 | 56.68 | 60.8 | 8 | 0
2015 | MAPP_US_2_RMPA | MAPP_US | RMPA | External | Summer | B1 | 10 | 200 | 0 | 84.38 | 86.43 | 8 | 0
2015 | MAPP_US_2_RMPA | MAPP_US | RMPA | External | Summer | B2 | 25 | 200 | 0 | 84.38 | 83.38 | 8 | 0
2015 | MAPP_US_2_RMPA | MAPP_US | RMPA | External | Summer | B3 | 75 | 200 | 0 | 84.38 | 83.79 | 8 | 0
2015 | MAPP_US_2_RMPA | MAPP_US | RMPA | External | Summer | B4 | 100 | 200 | 0 | 82.39 | 81.39 | 8 | 0
2015 | MAPP_US_2_RMPA | MAPP_US | RMPA | External | Summer | B5 | 200 | 200 | 0 | 78.04 | 64.95 | 8 | 0
2015 | MAPP_US_2_RMPA | MAPP_US | RMPA | External | Summer | B6 | 300 | 200 | 0 | 64.78 | 59.27 | 8 | 0
2015 | MAPP_US_2_RMPA | MAPP_US | RMPA | External | Summer | B7 | 400 | 200 | 0 | 54.05 | 59.27 | 8 | 0
2015 | MAPP_US_2_RMPA | MAPP_US | RMPA | External | Summer | B8 | 500 | 200 | 0 | 52.68 | 59.27 | 8 | 0
2015 | MAPP_US_2_RMPA | MAPP_US | RMPA | External | Summer | B9 | 800 | 200 | 0 | 52.68 | 59.27 | 8 | 0
2015 | MAPP_US_2_RMPA | MAPP_US | RMPA | External | Summer | B10 | 1262 | 200 | 0 | 52.68 | 59.27 | 8 | 0
2015 | MAPP_US_2_RMPA | MAPP_US | RMPA | External | Winter | B16 | 25 | 200 | 0 | 69.41 | 68.41 | 8 | 0
2015 | MAPP_US_2_RMPA | MAPP_US | RMPA | External | Winter | B17 | 100 | 200 | 0 | 60.62 | 63.71 | 8 | 0
2015 | MAPP_US_2_RMPA | MAPP_US | RMPA | External | Winter | B18 | 400 | 200 | 0 | 59.43 | 63.71 | 8 | 0
2015 | MAPP_US_2_RMPA | MAPP_US | RMPA | External | Winter | B19 | 700 | 200 | 0 | 59.43 | 63.71 | 8 | 0
2015 | MAPP_US_2_RMPA | MAPP_US | RMPA | External | Winter | B20 | 935 | 200 | 0 | 59.43 | 63.71 | 8 | 0
2015 | NE_2_RMPA | NE | RMPA | External | Shoulder | B11 | 25 | 310 | 0 | 83.7 | 65.89 | 5 | 0
2015 | NE_2_RMPA | NE | RMPA | External | Shoulder | B12 | 200 | 310 | 0 | 65.25 | 60.96 | 5 | 0
2015 | NE_2_RMPA | NE | RMPA | External | Shoulder | B13 | 600 | 310 | 0 | 60.04 | 60.8 | 5 | 0
2015 | NE_2_RMPA | NE | RMPA | External | Shoulder | B14 | 900 | 310 | 0 | 59.41 | 60.8 | 5 | 0
2015 | NE_2_RMPA | NE | RMPA | External | Shoulder | B15 | 1203 | 310 | 0 | 57.37 | 60.8 | 5 | 0
2015 | NE_2_RMPA | NE | RMPA | External | Summer | B1 | 10 | 310 | 0 | 91.38 | 86.43 | 5 | 0
2015 | NE_2_RMPA | NE | RMPA | External | Summer | B2 | 25 | 310 | 0 | 91.38 | 83.38 | 5 | 0
2015 | NE_2_RMPA | NE | RMPA | External | Summer | B3 | 75 | 310 | 0 | 91.38 | 83.79 | 5 | 0
2015 | NE_2_RMPA | NE | RMPA | External | Summer | B4 | 100 | 310 | 0 | 89.39 | 81.39 | 5 | 0
2015 | NE_2_RMPA | NE | RMPA | External | Summer | B5 | 200 | 310 | 0 | 85.04 | 64.95 | 5 | 0
2015 | NE_2_RMPA | NE | RMPA | External | Summer | B6 | 300 | 310 | 0 | 71.78 | 59.27 | 5 | 0
2015 | NE_2_RMPA | NE | RMPA | External | Summer | B7 | 400 | 310 | 0 | 61.05 | 59.27 | 5 | 0
2015 | NE_2_RMPA | NE | RMPA | External | Summer | B8 | 500 | 310 | 0 | 59.68 | 59.27 | 5 | 0
2015 | NE_2_RMPA | NE | RMPA | External | Summer | B9 | 800 | 310 | 0 | 58.1 | 59.27 | 5 | 0
2015 | NE_2_RMPA | NE | RMPA | External | Summer | B10 | 1262 | 310 | 0 | 56.1 | 59.27 | 5 | 0
2015 | NE_2_RMPA | NE | RMPA | External | Winter | B16 | 25 | 310 | 0 | 76.41 | 68.41 | 5 | 0
2015 | NE_2_RMPA | NE | RMPA | External | Winter | B17 | 100 | 310 | 0 | 62.62 | 63.71 | 5 | 0
2015 | NE_2_RMPA | NE | RMPA | External | Winter | B18 | 400 | 310 | 0 | 60.79 | 63.71 | 5 | 0
2015 | NE_2_RMPA | NE | RMPA | External | Winter | B19 | 700 | 310 | 0 | 59.85 | 63.71 | 5 | 0
2015 | NE_2_RMPA | NE | RMPA | External | Winter | B20 | 935 | 310 | 50.68 | 58.71 | 63.71 | 5 | 0
2015 | NWPP_Coal_2_MAPP_US | NWPP_Coal | MAPP_US | External | Shoulder | B11 | 25 | 150 | 150 | 56.79 | 76.7 | 8 | 11.9
2015 | NWPP_Coal_2_MAPP_US | NWPP_Coal | MAPP_US | External | Shoulder | B12 | 200 | 150 | 0 | 56.79 | 58.25 | 8 | 0
2015 | NWPP_Coal_2_MAPP_US | NWPP_Coal | MAPP_US | External | Shoulder | B13 | 600 | 150 | 0 | 56.79 | 56.68 | 8 | 0
2015 | NWPP_Coal_2_MAPP_US | NWPP_Coal | MAPP_US | External | Shoulder | B14 | 900 | 150 | 0 | 56.79 | 56.68 | 8 | 0
2015 | NWPP_Coal_2_MAPP_US | NWPP_Coal | MAPP_US | External | Shoulder | B15 | 1203 | 150 | 0 | 56.79 | 56.68 | 8 | 0
2015 | NWPP_Coal_2_MAPP_US | NWPP_Coal | MAPP_US | External | Summer | B1 | 10 | 150 | 150 | 57.76 | 84.38 | 8 | 18.62
2015 | NWPP_Coal_2_MAPP_US | NWPP_Coal | MAPP_US | External | Summer | B2 | 25 | 150 | 150 | 57.76 | 84.38 | 8 | 18.62
2015 | NWPP_Coal_2_MAPP_US | NWPP_Coal | MAPP_US | External | Summer | B3 | 75 | 150 | 150 | 56.78 | 84.38 | 8 | 19.6
2015 | NWPP_Coal_2_MAPP_US | NWPP_Coal | MAPP_US | External | Summer | B4 | 100 | 150 | 150 | 56.78 | 82.39 | 8 | 17.61
2015 | NWPP_Coal_2_MAPP_US | NWPP_Coal | MAPP_US | External | Summer | B5 | 200 | 150 | 150 | 56.78 | 78.04 | 8 | 13.25
2015 | NWPP_Coal_2_MAPP_US | NWPP_Coal | MAPP_US | External | Summer | B6 | 300 | 150 | 129.82 | 56.78 | 64.78 | 8 | 0
2015 | NWPP_Coal_2_MAPP_US | NWPP_Coal | MAPP_US | External | Summer | B7 | 400 | 150 | 0 | 56.78 | 54.05 | 8 | 0
2015 | NWPP_Coal_2_MAPP_US | NWPP_Coal | MAPP_US | External | Summer | B8 | 500 | 150 | 0 | 56.78 | 52.68 | 8 | 0
2015 | NWPP_Coal_2_MAPP_US | NWPP_Coal | MAPP_US | External | Summer | B9 | 800 | 150 | 0 | 56.78 | 52.68 | 8 | 0
2015 | NWPP_Coal_2_MAPP_US | NWPP_Coal | MAPP_US | External | Summer | B10 | 1262 | 150 | 0 | 56.78 | 52.68 | 8 | 0
2015 | NWPP_Coal_2_MAPP_US | NWPP_Coal | MAPP_US | External | Winter | B16 | 25 | 150 | 150 | 59.94 | 69.41 | 8 | 1.48
2015 | NWPP_Coal_2_MAPP_US | NWPP_Coal | MAPP_US | External | Winter | B17 | 100 | 150 | 0 | 59.94 | 60.62 | 8 | 0
2015 | NWPP_Coal_2_MAPP_US | NWPP_Coal | MAPP_US | External | Winter | B18 | 400 | 150 | 0 | 59.94 | 59.43 | 8 | 0
2015 | NWPP_Coal_2_MAPP_US | NWPP_Coal | MAPP_US | External | Winter | B19 | 700 | 150 | 0 | 59.94 | 59.43 | 8 | 0
2015 | NWPP_Coal_2_MAPP_US | NWPP_Coal | MAPP_US | External | Winter | B20 | 935 | 150 | 0 | 59.94 | 59.43 | 8 | 0
2015 | RMPA_2_MAPP_US | RMPA | MAPP_US | External | Shoulder | B11 | 25 | 200 | 200 | 65.89 | 76.7 | 8 | 2.81
2015 | RMPA_2_MAPP_US | RMPA | MAPP_US | External | Shoulder | B12 | 200 | 200 | 0 | 60.96 | 58.25 | 8 | 0
2015 | RMPA_2_MAPP_US | RMPA | MAPP_US | External | Shoulder | B13 | 600 | 200 | 0 | 60.8 | 56.68 | 8 | 0
2015 | RMPA_2_MAPP_US | RMPA | MAPP_US | External | Shoulder | B14 | 900 | 200 | 0 | 60.8 | 56.68 | 8 | 0
2015 | RMPA_2_MAPP_US | RMPA | MAPP_US | External | Shoulder | B15 | 1203 | 200 | 0 | 60.8 | 56.68 | 8 | 0
2015 | RMPA_2_MAPP_US | RMPA | MAPP_US | External | Summer | B1 | 10 | 200 | 0 | 86.43 | 84.38 | 8 | 0
2015 | RMPA_2_MAPP_US | RMPA | MAPP_US | External | Summer | B2 | 25 | 200 | 0 | 83.38 | 84.38 | 8 | 0
2015 | RMPA_2_MAPP_US | RMPA | MAPP_US | External | Summer | B3 | 75 | 200 | 0 | 83.79 | 84.38 | 8 | 0
2015 | RMPA_2_MAPP_US | RMPA | MAPP_US | External | Summer | B4 | 100 | 200 | 0 | 81.39 | 82.39 | 8 | 0
2015 | RMPA_2_MAPP_US | RMPA | MAPP_US | External | Summer | B5 | 200 | 200 | 200 | 64.95 | 78.04 | 8 | 5.09
2015 | RMPA_2_MAPP_US | RMPA | MAPP_US | External | Summer | B6 | 300 | 200 | 0 | 59.27 | 64.78 | 8 | 0
2015 | RMPA_2_MAPP_US | RMPA | MAPP_US | External | Summer | B7 | 400 | 200 | 0 | 59.27 | 54.05 | 8 | 0
2015 | RMPA_2_MAPP_US | RMPA | MAPP_US | External | Summer | B8 | 500 | 200 | 0 | 59.27 | 52.68 | 8 | 0
2015 | RMPA_2_MAPP_US | RMPA | MAPP_US | External | Summer | B9 | 800 | 200 | 0 | 59.27 | 52.68 | 8 | 0
2015 | RMPA_2_MAPP_US | RMPA | MAPP_US | External | Summer | B10 | 1262 | 200 | 0 | 59.27 | 52.68 | 8 | 0
2015 | RMPA_2_MAPP_US | RMPA | MAPP_US | External | Winter | B16 | 25 | 200 | 0 | 68.41 | 69.41 | 8 | 0
2015 | RMPA_2_MAPP_US | RMPA | MAPP_US | External | Winter | B17 | 100 | 200 | 0 | 63.71 | 60.62 | 8 | 0
2015 | RMPA_2_MAPP_US | RMPA | MAPP_US | External | Winter | B18 | 400 | 200 | 0 | 63.71 | 59.43 | 8 | 0
2015 | RMPA_2_MAPP_US | RMPA | MAPP_US | External | Winter | B19 | 700 | 200 | 0 | 63.71 | 59.43 | 8 | 0
2015 | RMPA_2_MAPP_US | RMPA | MAPP_US | External | Winter | B20 | 935 | 200 | 0 | 63.71 | 59.43 | 8 | 0
2015 | RMPA_2_NE | RMPA | NE | External | Shoulder | B11 | 25 | 310 | 310 | 65.89 | 83.7 | 8 | 9.81
2015 | RMPA_2_NE | RMPA | NE | External | Shoulder | B12 | 200 | 310 | 0 | 60.96 | 65.25 | 8 | 0
2015 | RMPA_2_NE | RMPA | NE | External | Shoulder | B13 | 600 | 310 | 0 | 60.8 | 60.04 | 8 | 0
2015 | RMPA_2_NE | RMPA | NE | External | Shoulder | B14 | 900 | 310 | 0 | 60.8 | 59.41 | 8 | 0
2015 | RMPA_2_NE | RMPA | NE | External | Shoulder | B15 | 1203 | 310 | 0 | 60.8 | 57.37 | 8 | 0
2015 | RMPA_2_NE | RMPA | NE | External | Summer | B1 | 10 | 310 | 0 | 86.43 | 91.38 | 8 | 0
2015 | RMPA_2_NE | RMPA | NE | External | Summer | B2 | 25 | 310 | 9.56 | 83.38 | 91.38 | 8 | 0
2015 | RMPA_2_NE | RMPA | NE | External | Summer | B3 | 75 | 310 | 0 | 83.79 | 91.38 | 8 | 0
2015 | RMPA_2_NE | RMPA | NE | External | Summer | B4 | 100 | 310 | 119.98 | 81.39 | 89.39 | 8 | 0
2015 | RMPA_2_NE | RMPA | NE | External | Summer | B5 | 200 | 310 | 310 | 64.95 | 85.04 | 8 | 12.09
2015 | RMPA_2_NE | RMPA | NE | External | Summer | B6 | 300 | 310 | 310 | 59.27 | 71.78 | 8 | 4.52
2015 | RMPA_2_NE | RMPA | NE | External | Summer | B7 | 400 | 310 | 0 | 59.27 | 61.05 | 8 | 0
2015 | RMPA_2_NE | RMPA | NE | External | Summer | B8 | 500 | 310 | 0 | 59.27 | 59.68 | 8 | 0
2015 | RMPA_2_NE | RMPA | NE | External | Summer | B9 | 800 | 310 | 0 | 59.27 | 58.1 | 8 | 0
2015 | RMPA_2_NE | RMPA | NE | External | Summer | B10 | 1262 | 310 | 0 | 59.27 | 56.1 | 8 | 0
2015 | RMPA_2_NE | RMPA | NE | External | Winter | B16 | 25 | 310 | 31.54 | 68.41 | 76.41 | 8 | 0
2015 | RMPA_2_NE | RMPA | NE | External | Winter | B17 | 100 | 310 | 0 | 63.71 | 62.62 | 8 | 0
2015 | RMPA_2_NE | RMPA | NE | External | Winter | B18 | 400 | 310 | 0 | 63.71 | 60.79 | 8 | 0
2015 | RMPA_2_NE | RMPA | NE | External | Winter | B19 | 700 | 310 | 0 | 63.71 | 59.85 | 8 | 0
2015 | RMPA_2_NE | RMPA | NE | External | Winter | B20 | 935 | 310 | 0 | 63.71 | 58.71 | 8 | 0
2015 | RMPA_2_SPP_N | RMPA | SPP_N | External | Shoulder | B11 | 25 | 210 | 210 | 65.89 | 83.71 | 8 | 9.82
2015 | RMPA_2_SPP_N | RMPA | SPP_N | External | Shoulder | B12 | 200 | 210 | 0 | 60.96 | 65.26 | 8 | 0
2015 | RMPA_2_SPP_N | RMPA | SPP_N | External | Shoulder | B13 | 600 | 210 | 0 | 60.8 | 60.05 | 8 | 0
2015 | RMPA_2_SPP_N | RMPA | SPP_N | External | Shoulder | B14 | 900 | 210 | 0 | 60.8 | 59.43 | 8 | 0
2015 | RMPA_2_SPP_N | RMPA | SPP_N | External | Shoulder | B15 | 1203 | 210 | 0 | 60.8 | 57.38 | 8 | 0
2015 | RMPA_2_SPP_N | RMPA | SPP_N | External | Summer | B1 | 10 | 210 | 0 | 86.43 | 92.6 | 8 | 0
2015 | RMPA_2_SPP_N | RMPA | SPP_N | External | Summer | B2 | 25 | 210 | 210 | 83.38 | 92.6 | 8 | 1.22
2015 | RMPA_2_SPP_N | RMPA | SPP_N | External | Summer | B3 | 75 | 210 | 210 | 83.79 | 92.6 | 8 | 0.81
2015 | RMPA_2_SPP_N | RMPA | SPP_N | External | Summer | B4 | 100 | 210 | 210 | 81.39 | 89.41 | 8 | 0.01
2015 | RMPA_2_SPP_N | RMPA | SPP_N | External | Summer | B5 | 200 | 210 | 210 | 64.95 | 85.05 | 8 | 12.1
2015 | RMPA_2_SPP_N | RMPA | SPP_N | External | Summer | B6 | 300 | 210 | 210 | 59.27 | 74.85 | 8 | 7.59
2015 | RMPA_2_SPP_N | RMPA | SPP_N | External | Summer | B7 | 400 | 210 | 0 | 59.27 | 63.83 | 8 | 0
2015 | RMPA_2_SPP_N | RMPA | SPP_N | External | Summer | B8 | 500 | 210 | 0 | 59.27 | 60.52 | 8 | 0
2015 | RMPA_2_SPP_N | RMPA | SPP_N | External | Summer | B9 | 800 | 210 | 0 | 59.27 | 58.11 | 8 | 0
2015 | RMPA_2_SPP_N | RMPA | SPP_N | External | Summer | B10 | 1262 | 210 | 0 | 59.27 | 56.11 | 8 | 0
2015 | RMPA_2_SPP_N | RMPA | SPP_N | External | Winter | B16 | 25 | 210 | 210 | 68.41 | 76.43 | 8 | 0.01
2015 | RMPA_2_SPP_N | RMPA | SPP_N | External | Winter | B17 | 100 | 210 | 0 | 63.71 | 62.63 | 8 | 0
2015 | RMPA_2_SPP_N | RMPA | SPP_N | External | Winter | B18 | 400 | 210 | 0 | 63.71 | 60.8 | 8 | 0
2015 | RMPA_2_SPP_N | RMPA | SPP_N | External | Winter | B19 | 700 | 210 | 0 | 63.71 | 59.86 | 8 | 0
2015 | RMPA_2_SPP_N | RMPA | SPP_N | External | Winter | B20 | 935 | 210 | 0 | 63.71 | 59.72 | 8 | 0
2015 | SPP_N_2_RMPA | SPP_N | RMPA | External | Shoulder | B11 | 25 | 210 | 0 | 83.71 | 65.89 | 5 | 0
2015 | SPP_N_2_RMPA | SPP_N | RMPA | External | Shoulder | B12 | 200 | 210 | 0 | 65.26 | 60.96 | 5 | 0
2015 | SPP_N_2_RMPA | SPP_N | RMPA | External | Shoulder | B13 | 600 | 210 | 0 | 60.05 | 60.8 | 5 | 0
2015 | SPP_N_2_RMPA | SPP_N | RMPA | External | Shoulder | B14 | 900 | 210 | 0 | 59.43 | 60.8 | 5 | 0
2015 | SPP_N_2_RMPA | SPP_N | RMPA | External | Shoulder | B15 | 1203 | 210 | 0 | 57.38 | 60.8 | 5 | 0
2015 | SPP_N_2_RMPA | SPP_N | RMPA | External | Summer | B1 | 10 | 210 | 0 | 92.6 | 86.43 | 5 | 0
2015 | SPP_N_2_RMPA | SPP_N | RMPA | External | Summer | B2 | 25 | 210 | 0 | 92.6 | 83.38 | 5 | 0
2015 | SPP_N_2_RMPA | SPP_N | RMPA | External | Summer | B3 | 75 | 210 | 0 | 92.6 | 83.79 | 5 | 0
2015 | SPP_N_2_RMPA | SPP_N | RMPA | External | Summer | B4 | 100 | 210 | 0 | 89.41 | 81.39 | 5 | 0
2015 | SPP_N_2_RMPA | SPP_N | RMPA | External | Summer | B5 | 200 | 210 | 0 | 85.05 | 64.95 | 5 | 0
2015 | SPP_N_2_RMPA | SPP_N | RMPA | External | Summer | B6 | 300 | 210 | 0 | 74.85 | 59.27 | 5 | 0
2015 | SPP_N_2_RMPA | SPP_N | RMPA | External | Summer | B7 | 400 | 210 | 0 | 63.83 | 59.27 | 5 | 0
2015 | SPP_N_2_RMPA | SPP_N | RMPA | External | Summer | B8 | 500 | 210 | 0 | 60.52 | 59.27 | 5 | 0
2015 | SPP_N_2_RMPA | SPP_N | RMPA | External | Summer | B9 | 800 | 210 | 0 | 58.11 | 59.27 | 5 | 0
2015 | SPP_N_2_RMPA | SPP_N | RMPA | External | Summer | B10 | 1262 | 210 | 0 | 56.11 | 59.27 | 5 | 0
2015 | SPP_N_2_RMPA | SPP_N | RMPA | External | Winter | B16 | 25 | 210 | 0 | 76.43 | 68.41 | 5 | 0
2015 | SPP_N_2_RMPA | SPP_N | RMPA | External | Winter | B17 | 100 | 210 | 0 | 62.63 | 63.71 | 5 | 0
2015 | SPP_N_2_RMPA | SPP_N | RMPA | External | Winter | B18 | 400 | 210 | 0 | 60.8 | 63.71 | 5 | 0
2015 | SPP_N_2_RMPA | SPP_N | RMPA | External | Winter | B19 | 700 | 210 | 0 | 59.86 | 63.71 | 5 | 0
2015 | SPP_N_2_RMPA | SPP_N | RMPA | External | Winter | B20 | 935 | 210 | 0 | 59.72 | 63.71 | 5 | 0
2015 | SPP_S_2_ERCOT | SPP_S | ERCOT | External | Shoulder | B11 | 25 | 800 | 0 | 83.05 | 84 | 5 | 0
2015 | SPP_S_2_ERCOT | SPP_S | ERCOT | External | Shoulder | B12 | 200 | 800 | 0 | 65.25 | 57.25 | 5 | 0
2015 | SPP_S_2_ERCOT | SPP_S | ERCOT | External | Shoulder | B13 | 600 | 800 | 0 | 60.04 | 57.25 | 5 | 0
2015 | SPP_S_2_ERCOT | SPP_S | ERCOT | External | Shoulder | B14 | 900 | 800 | 0 | 59.44 | 57.25 | 5 | 0
2015 | SPP_S_2_ERCOT | SPP_S | ERCOT | External | Shoulder | B15 | 1203 | 800 | 0 | 57.39 | 57.25 | 5 | 0
2015 | SPP_S_2_ERCOT | SPP_S | ERCOT | External | Summer | B1 | 10 | 800 | 0 | 90.43 | 82.44 | 5 | 0
2015 | SPP_S_2_ERCOT | SPP_S | ERCOT | External | Summer | B2 | 25 | 800 | 0 | 90.43 | 82.44 | 5 | 0
2015 | SPP_S_2_ERCOT | SPP_S | ERCOT | External | Summer | B3 | 75 | 800 | 0 | 84.87 | 82.44 | 5 | 0
2015 | SPP_S_2_ERCOT | SPP_S | ERCOT | External | Summer | B4 | 100 | 800 | 0 | 84.87 | 82.44 | 5 | 0
2015 | SPP_S_2_ERCOT | SPP_S | ERCOT | External | Summer | B5 | 200 | 800 | 0 | 81.88 | 82.44 | 5 | 0
2015 | SPP_S_2_ERCOT | SPP_S | ERCOT | External | Summer | B6 | 300 | 800 | 0 | 74.86 | 61.33 | 5 | 0
2015 | SPP_S_2_ERCOT | SPP_S | ERCOT | External | Summer | B7 | 400 | 800 | 0 | 63.84 | 56.2 | 5 | 0
2015 | SPP_S_2_ERCOT | SPP_S | ERCOT | External | Summer | B8 | 500 | 800 | 0 | 60.53 | 56.2 | 5 | 0
2015 | SPP_S_2_ERCOT | SPP_S | ERCOT | External | Summer | B9 | 800 | 800 | 0 | 58.12 | 56.2 | 5 | 0
2015 | SPP_S_2_ERCOT | SPP_S | ERCOT | External | Summer | B10 | 1262 | 800 | 0 | 56.13 | 56.2 | 5 | 0
2015 | SPP_S_2_ERCOT | SPP_S | ERCOT | External | Winter | B16 | 25 | 800 | 0 | 76.44 | 64.89 | 5 | 0
2015 | SPP_S_2_ERCOT | SPP_S | ERCOT | External | Winter | B17 | 100 | 800 | 0 | 62.65 | 59.45 | 5 | 0
2015 | SPP_S_2_ERCOT | SPP_S | ERCOT | External | Winter | B18 | 400 | 800 | 0 | 60.81 | 59.45 | 5 | 0
2015 | SPP_S_2_ERCOT | SPP_S | ERCOT | External | Winter | B19 | 700 | 800 | 0 | 59.87 | 59.45 | 5 | 0
2015 | SPP_S_2_ERCOT | SPP_S | ERCOT | External | Winter | B20 | 935 | 800 | 0 | 59.74 | 59.07 | 5 | 0
2020 | AZ_NM_SNV_Coal_2_SPP_S | AZ_NM_SNV_Coal | SPP_S | External | Shoulder | B11 | 25 | 400 | 0 | 66.85 | 67.57 | 8.17 | 0
2020 | AZ_NM_SNV_Coal_2_SPP_S | AZ_NM_SNV_Coal | SPP_S | External | Shoulder | B12 | 200 | 400 | 0 | 66.85 | 62.42 | 8.17 | 0
2020 | AZ_NM_SNV_Coal_2_SPP_S | AZ_NM_SNV_Coal | SPP_S | External | Shoulder | B13 | 600 | 400 | 0 | 66.85 | 60.52 | 8.17 | 0
2020 | AZ_NM_SNV_Coal_2_SPP_S | AZ_NM_SNV_Coal | SPP_S | External | Shoulder | B14 | 900 | 400 | 0 | 66.85 | 57.24 | 8.17 | 0
2020 | AZ_NM_SNV_Coal_2_SPP_S | AZ_NM_SNV_Coal | SPP_S | External | Shoulder | B15 | 1203 | 400 | 0 | 66.34 | 49.4 | 8.17 | 0
2020 | AZ_NM_SNV_Coal_2_SPP_S | AZ_NM_SNV_Coal | SPP_S | External | Summer | B1 | 10 | 400 | 0 | 89.19 | 64.09 | 8.17 | 0
2020 | AZ_NM_SNV_Coal_2_SPP_S | AZ_NM_SNV_Coal | SPP_S | External | Summer | B2 | 25 | 400 | 0 | 89.19 | 92.88 | 8.17 | 0
2020 | AZ_NM_SNV_Coal_2_SPP_S | AZ_NM_SNV_Coal | SPP_S | External | Summer | B3 | 75 | 400 | 400 | 84.82 | 93.66 | 8.17 | 0.68
2020 | AZ_NM_SNV_Coal_2_SPP_S | AZ_NM_SNV_Coal | SPP_S | External | Summer | B4 | 100 | 400 | 400 | 80.96 | 92.88 | 8.17 | 3.75
2020 | AZ_NM_SNV_Coal_2_SPP_S | AZ_NM_SNV_Coal | SPP_S | External | Summer | B5 | 200 | 400 | 400 | 72.8 | 87.37 | 8.17 | 6.4
2020 | AZ_NM_SNV_Coal_2_SPP_S | AZ_NM_SNV_Coal | SPP_S | External | Summer | B6 | 300 | 400 | 0 | 69.48 | 71.3 | 8.17 | 0
2020 | AZ_NM_SNV_Coal_2_SPP_S | AZ_NM_SNV_Coal | SPP_S | External | Summer | B7 | 400 | 400 | 0 | 65.23 | 64.4 | 8.17 | 0
2020 | AZ_NM_SNV_Coal_2_SPP_S | AZ_NM_SNV_Coal | SPP_S | External | Summer | B8 | 500 | 400 | 0 | 65.23 | 63.95 | 8.17 | 0
2020 | AZ_NM_SNV_Coal_2_SPP_S | AZ_NM_SNV_Coal | SPP_S | External | Summer | B9 | 800 | 400 | 0 | 65.23 | 63.84 | 8.17 | 0
2020 | AZ_NM_SNV_Coal_2_SPP_S | AZ_NM_SNV_Coal | SPP_S | External | Summer | B10 | 1262 | 400 | 0 | 65.23 | 56.05 | 8.17 | 0
2020 | AZ_NM_SNV_Coal_2_SPP_S | AZ_NM_SNV_Coal | SPP_S | External | Winter | B16 | 25 | 400 | 0 | 69.88 | 66.12 | 8.17 | 0
2020 | AZ_NM_SNV_Coal_2_SPP_S | AZ_NM_SNV_Coal | SPP_S | External | Winter | B17 | 100 | 400 | 0 | 69.88 | 63.12 | 8.17 | 0
2020 | AZ_NM_SNV_Coal_2_SPP_S | AZ_NM_SNV_Coal | SPP_S | External | Winter | B18 | 400 | 400 | 0 | 69.07 | 62.72 | 8.17 | 0
2020 | AZ_NM_SNV_Coal_2_SPP_S | AZ_NM_SNV_Coal | SPP_S | External | Winter | B19 | 700 | 400 | 0 | 69.07 | 60.9 | 8.17 | 0
2020 | AZ_NM_SNV_Coal_2_SPP_S | AZ_NM_SNV_Coal | SPP_S | External | Winter | B20 | 935 | 400 | 0 | 68.34 | 54.86 | 8.17 | 0
2020 | ERCOT_2_SPP_S | ERCOT | SPP_S | External | Shoulder | B11 | 25 | 800 | 0 | 95.94 | 67.57 | 8 | 0
2020 | ERCOT_2_SPP_S | ERCOT | SPP_S | External | Shoulder | B12 | 200 | 800 | 0 | 67.42 | 62.42 | 8 | 0
2020 | ERCOT_2_SPP_S | ERCOT | SPP_S | External | Shoulder | B13 | 600 | 800 | 0 | 65.28 | 60.52 | 8 | 0
2020 | ERCOT_2_SPP_S | ERCOT | SPP_S | External | Shoulder | B14 | 900 | 800 | 0 | 65.28 | 57.24 | 8 | 0
2020 | ERCOT_2_SPP_S | ERCOT | SPP_S | External | Shoulder | B15 | 1203 | 800 | 0 | 65.28 | 49.4 | 8 | 0
2020 | ERCOT_2_SPP_S | ERCOT | SPP_S | External | Summer | B1 | 10 | 800 | 0 | 108.25 | 64.09 | 8 | 0
2020 | ERCOT_2_SPP_S | ERCOT | SPP_S | External | Summer | B2 | 25 | 800 | 0 | 97.88 | 92.88 | 8 | 0
2020 | ERCOT_2_SPP_S | ERCOT | SPP_S | External | Summer | B3 | 75 | 800 | 0 | 94.24 | 93.66 | 8 | 0
2020 | ERCOT_2_SPP_S | ERCOT | SPP_S | External | Summer | B4 | 100 | 800 | 0 | 94.24 | 92.88 | 8 | 0
2020 | ERCOT_2_SPP_S | ERCOT | SPP_S | External | Summer | B5 | 200 | 800 | 0 | 94.24 | 87.37 | 8 | 0
2020 | ERCOT_2_SPP_S | ERCOT | SPP_S | External | Summer | B6 | 300 | 800 | 0 | 83.01 | 71.3 | 8 | 0
2020 | ERCOT_2_SPP_S | ERCOT | SPP_S | External | Summer | B7 | 400 | 800 | 0 | 70.02 | 64.4 | 8 | 0
2020 | ERCOT_2_SPP_S | ERCOT | SPP_S | External | Summer | B8 | 500 | 800 | 0 | 64.14 | 63.95 | 8 | 0
2020 | ERCOT_2_SPP_S | ERCOT | SPP_S | External | Summer | B9 | 800 | 800 | 0 | 64.14 | 63.84 | 8 | 0
2020 | ERCOT_2_SPP_S | ERCOT | SPP_S | External | Summer | B10 | 1262 | 800 | 0 | 64.14 | 56.05 | 8 | 0
2020 | ERCOT_2_SPP_S | ERCOT | SPP_S | External | Winter | B16 | 25 | 800 | 0 | 71.12 | 66.12 | 8 | 0
2020 | ERCOT_2_SPP_S | ERCOT | SPP_S | External | Winter | B17 | 100 | 800 | 0 | 67.74 | 63.12 | 8 | 0
2020 | ERCOT_2_SPP_S | ERCOT | SPP_S | External | Winter | B18 | 400 | 800 | 0 | 67.74 | 62.72 | 8 | 0
2020 | ERCOT_2_SPP_S | ERCOT | SPP_S | External | Winter | B19 | 700 | 800 | 0 | 67.74 | 60.9 | 8 | 0
2020 | ERCOT_2_SPP_S | ERCOT | SPP_S | External | Winter | B20 | 935 | 800 | 0 | 67.74 | 54.86 | 8 | 0
2020 | MAPP_US_2_RMPA | MAPP_US | RMPA | External | Shoulder | B11 | 25 | 200 | 0 | 65.58 | 70.35 | 8 | 0
2020 | MAPP_US_2_RMPA | MAPP_US | RMPA | External | Shoulder | B12 | 200 | 200 | 119.41 | 60.4 | 68.4 | 8 | 0
2020 | MAPP_US_2_RMPA | MAPP_US | RMPA | External | Shoulder | B13 | 600 | 200 | 0 | 57.87 | 65.67 | 8 | 0
2020 | MAPP_US_2_RMPA | MAPP_US | RMPA | External | Shoulder | B14 | 900 | 200 | 83.42 | 57.67 | 65.67 | 8 | 0
2020 | MAPP_US_2_RMPA | MAPP_US | RMPA | External | Shoulder | B15 | 1203 | 200 | 200 | 55.45 | 64.67 | 8 | 1.22
2020 | MAPP_US_2_RMPA | MAPP_US | RMPA | External | Summer | B1 | 10 | 200 | 0 | 94.89 | 97.35 | 8 | 0
2020 | MAPP_US_2_RMPA | MAPP_US | RMPA | External | Summer | B2 | 25 | 200 | 0 | 93.79 | 87.79 | 8 | 0
2020 | MAPP_US_2_RMPA | MAPP_US | RMPA | External | Summer | B3 | 75 | 200 | 0 | 93.79 | 87.79 | 8 | 0
2020 | MAPP_US_2_RMPA | MAPP_US | RMPA | External | Summer | B4 | 100 | 200 | 0 | 90.88 | 84.88 | 8 | 0
2020 | MAPP_US_2_RMPA | MAPP_US | RMPA | External | Summer | B5 | 200 | 200 | 0 | 85.37 | 79.37 | 8 | 0
2020 | MAPP_US_2_RMPA | MAPP_US | RMPA | External | Summer | B6 | 300 | 200 | 0 | 69.28 | 68.58 | 8 | 0
2020 | MAPP_US_2_RMPA | MAPP_US | RMPA | External | Summer | B7 | 400 | 200 | 0 | 61.11 | 68.58 | 8 | 0
2020 | MAPP_US_2_RMPA | MAPP_US | RMPA | External | Summer | B8 | 500 | 200 | 200 | 55.96 | 68.58 | 8 | 4.62
2020 | MAPP_US_2_RMPA | MAPP_US | RMPA | External | Summer | B9 | 800 | 200 | 200 | 55.67 | 64.63 | 8 | 0.96
2020 | MAPP_US_2_RMPA | MAPP_US | RMPA | External | Summer | B10 | 1262 | 200 | 112.1 | 55.45 | 63.45 | 8 | 0
2020 | MAPP_US_2_RMPA | MAPP_US | RMPA | External | Winter | B16 | 25 | 200 | 200 | 65.58 | 73.69 | 8 | 0.11
2020 | MAPP_US_2_RMPA | MAPP_US | RMPA | External | Winter | B17 | 100 | 200 | 200 | 65.58 | 73.69 | 8 | 0.11
2020 | MAPP_US_2_RMPA | MAPP_US | RMPA | External | Winter | B18 | 400 | 200 | 0 | 60.46 | 68.34 | 8 | 0
2020 | MAPP_US_2_RMPA | MAPP_US | RMPA | External | Winter | B19 | 700 | 200 | 0 | 60.46 | 68.34 | 8 | 0
2020 | MAPP_US_2_RMPA | MAPP_US | RMPA | External | Winter | B20 | 935 | 200 | 0 | 57.28 | 61.03 | 8 | 0
2020 | NE_2_RMPA | NE | RMPA | External | Shoulder | B11 | 25 | 310 | 0 | 67.58 | 70.35 | 5 | 0
2020 | NE_2_RMPA | NE | RMPA | External | Shoulder | B12 | 200 | 310 | 310 | 62.4 | 68.4 | 5 | 1
2020 | NE_2_RMPA | NE | RMPA | External | Shoulder | B13 | 600 | 310 | 310 | 59.87 | 65.67 | 5 | 0.8
2020 | NE_2_RMPA | NE | RMPA | External | Shoulder | B14 | 900 | 310 | 310 | 57.23 | 65.67 | 5 | 3.45
2020 | NE_2_RMPA | NE | RMPA | External | Shoulder | B15 | 1203 | 310 | 310 | 52.87 | 64.67 | 5 | 6.8
2020 | NE_2_RMPA | NE | RMPA | External | Summer | B1 | 10 | 310 | 0 | 96.89 | 97.35 | 5 | 0
2020 | NE_2_RMPA | NE | RMPA | External | Summer | B2 | 25 | 310 | 0 | 95.79 | 87.79 | 5 | 0
2020 | NE_2_RMPA | NE | RMPA | External | Summer | B3 | 75 | 310 | 0 | 95.79 | 87.79 | 5 | 0
2020 | NE_2_RMPA | NE | RMPA | External | Summer | B4 | 100 | 310 | 0 | 92.88 | 84.88 | 5 | 0
2020 | NE_2_RMPA | NE | RMPA | External | Summer | B5 | 200 | 310 | 0 | 87.37 | 79.37 | 5 | 0
2020 | NE_2_RMPA | NE | RMPA | External | Summer | B6 | 300 | 310 | 0 | 71.28 | 68.58 | 5 | 0
2020 | NE_2_RMPA | NE | RMPA | External | Summer | B7 | 400 | 310 | 310 | 63.11 | 68.58 | 5 | 0.47
2020 | NE_2_RMPA | NE | RMPA | External | Summer | B8 | 500 | 310 | 310 | 57.96 | 68.58 | 5 | 5.62
2020 | NE_2_RMPA | NE | RMPA | External | Summer | B9 | 800 | 310 | 310 | 57.67 | 64.63 | 5 | 1.96
2020 | NE_2_RMPA | NE | RMPA | External | Summer | B10 | 1262 | 310 | 310 | 56.02 | 63.45 | 5 | 2.42
2020 | NE_2_RMPA | NE | RMPA | External | Winter | B16 | 25 | 310 | 310 | 60.58 | 73.69 | 5 | 8.11
2020 | NE_2_RMPA | NE | RMPA | External | Winter | B17 | 100 | 310 | 310 | 60.58 | 73.69 | 5 | 8.11
2020 | NE_2_RMPA | NE | RMPA | External | Winter | B18 | 400 | 310 | 310 | 61.38 | 68.34 | 5 | 1.96
2020 | NE_2_RMPA | NE | RMPA | External | Winter | B19 | 700 | 310 | 310 | 60.87 | 68.34 | 5 | 2.46
2020 | NE_2_RMPA | NE | RMPA | External | Winter | B20 | 935 | 310 | 310 | 54.85 | 61.03 | 5 | 1.19
2020 | NWPP_Coal_2_MAPP_US | NWPP_Coal | MAPP_US | External | Shoulder | B11 | 25 | 150 | 0 | 72.83 | 65.58 | 8 | 0
2020 | NWPP_Coal_2_MAPP_US | NWPP_Coal | MAPP_US | External | Shoulder | B12 | 200 | 150 | 0 | 72.83 | 60.4 | 8 | 0
2020 | NWPP_Coal_2_MAPP_US | NWPP_Coal | MAPP_US | External | Shoulder | B13 | 600 | 150 | 0 | 72.83 | 57.87 | 8 | 0
2020 | NWPP_Coal_2_MAPP_US | NWPP_Coal | MAPP_US | External | Shoulder | B14 | 900 | 150 | 0 | 72.83 | 57.67 | 8 | 0
2020 | NWPP_Coal_2_MAPP_US | NWPP_Coal | MAPP_US | External | Shoulder | B15 | 1203 | 150 | 0 | 72.83 | 55.45 | 8 | 0
2020 | NWPP_Coal_2_MAPP_US | NWPP_Coal | MAPP_US | External | Summer | B1 | 10 | 150 | 150 | 76.9 | 94.89 | 8 | 9.99
2020 | NWPP_Coal_2_MAPP_US | NWPP_Coal | MAPP_US | External | Summer | B2 | 25 | 150 | 150 | 76.9 | 93.79 | 8 | 8.89
2020 | NWPP_Coal_2_MAPP_US | NWPP_Coal | MAPP_US | External | Summer | B3 | 75 | 150 | 150 | 72.79 | 93.79 | 8 | 12.99
2020 | NWPP_Coal_2_MAPP_US | NWPP_Coal | MAPP_US | External | Summer | B4 | 100 | 150 | 150 | 72.79 | 90.88 | 8 | 10.09
2020 | NWPP_Coal_2_MAPP_US | NWPP_Coal | MAPP_US | External | Summer | B5 | 200 | 150 | 150 | 72.79 | 85.37 | 8 | 4.58
2020 | NWPP_Coal_2_MAPP_US | NWPP_Coal | MAPP_US | External | Summer | B6 | 300 | 150 | 0 | 72.79 | 69.28 | 8 | 0
2020 | NWPP_Coal_2_MAPP_US | NWPP_Coal | MAPP_US | External | Summer | B7 | 400 | 150 | 0 | 72.79 | 61.11 | 8 | 0
2020 | NWPP_Coal_2_MAPP_US | NWPP_Coal | MAPP_US | External | Summer | B8 | 500 | 150 | 0 | 72.79 | 55.96 | 8 | 0
2020 | NWPP_Coal_2_MAPP_US | NWPP_Coal | MAPP_US | External | Summer | B9 | 800 | 150 | 0 | 72.79 | 55.67 | 8 | 0
2020 | NWPP_Coal_2_MAPP_US | NWPP_Coal | MAPP_US | External | Summer | B10 | 1262 | 150 | 0 | 72.79 | 55.45 | 8 | 0
2020 | NWPP_Coal_2_MAPP_US | NWPP_Coal | MAPP_US | External | Winter | B16 | 25 | 150 | 0 | 76.5 | 65.58 | 8 | 0
2020 | NWPP_Coal_2_MAPP_US | NWPP_Coal | MAPP_US | External | Winter | B17 | 100 | 150 | 0 | 76.5 | 65.58 | 8 | 0
2020 | NWPP_Coal_2_MAPP_US | NWPP_Coal | MAPP_US | External | Winter | B18 | 400 | 150 | 0 | 76.5 | 60.46 | 8 | 0
2020 | NWPP_Coal_2_MAPP_US | NWPP_Coal | MAPP_US | External | Winter | B19 | 700 | 150 | 0 | 76.5 | 60.46 | 8 | 0
2020 | NWPP_Coal_2_MAPP_US | NWPP_Coal | MAPP_US | External | Winter | B20 | 935 | 150 | 0 | 76.5 | 57.28 | 8 | 0
2020 | RMPA_2_MAPP_US | RMPA | MAPP_US | External | Shoulder | B11 | 25 | 200 | 0 | 70.35 | 65.58 | 8 | 0
2020 | RMPA_2_MAPP_US | RMPA | MAPP_US | External | Shoulder | B12 | 200 | 200 | 0 | 68.4 | 60.4 | 8 | 0
2020 | RMPA_2_MAPP_US | RMPA | MAPP_US | External | Shoulder | B13 | 600 | 200 | 0 | 65.67 | 57.87 | 8 | 0
2020 | RMPA_2_MAPP_US | RMPA | MAPP_US | External | Shoulder | B14 | 900 | 200 | 0 | 65.67 | 57.67 | 8 | 0
2020 | RMPA_2_MAPP_US | RMPA | MAPP_US | External | Shoulder | B15 | 1203 | 200 | 0 | 64.67 | 55.45 | 8 | 0
2020 | RMPA_2_MAPP_US | RMPA | MAPP_US | External | Summer | B1 | 10 | 200 | 0 | 97.35 | 94.89 | 8 | 0
2020 | RMPA_2_MAPP_US | RMPA | MAPP_US | External | Summer | B2 | 25 | 200 | 0 | 87.79 | 93.79 | 8 | 0
2020 | RMPA_2_MAPP_US | RMPA | MAPP_US | External | Summer | B3 | 75 | 200 | 0 | 87.79 | 93.79 | 8 | 0
2020 | RMPA_2_MAPP_US | RMPA | MAPP_US | External | Summer | B4 | 100 | 200 | 0 | 84.88 | 90.88 | 8 | 0
2020 | RMPA_2_MAPP_US | RMPA | MAPP_US | External | Summer | B5 | 200 | 200 | 0 | 79.37 | 85.37 | 8 | 0
2020 | RMPA_2_MAPP_US | RMPA | MAPP_US | External | Summer | B6 | 300 | 200 | 0 | 68.58 | 69.28 | 8 | 0
2020 | RMPA_2_MAPP_US | RMPA | MAPP_US | External | Summer | B7 | 400 | 200 | 0 | 68.58 | 61.11 | 8 | 0
2020 | RMPA_2_MAPP_US | RMPA | MAPP_US | External | Summer | B8 | 500 | 200 | 0 | 68.58 | 55.96 | 8 | 0
2020 | RMPA_2_MAPP_US | RMPA | MAPP_US | External | Summer | B9 | 800 | 200 | 0 | 64.63 | 55.67 | 8 | 0
2020 | RMPA_2_MAPP_US | RMPA | MAPP_US | External | Summer | B10 | 1262 | 200 | 0 | 63.45 | 55.45 | 8 | 0
2020 | RMPA_2_MAPP_US | RMPA | MAPP_US | External | Winter | B16 | 25 | 200 | 0 | 73.69 | 65.58 | 8 | 0
2020 | RMPA_2_MAPP_US | RMPA | MAPP_US | External | Winter | B17 | 100 | 200 | 0 | 73.69 | 65.58 | 8 | 0
2020 | RMPA_2_MAPP_US | RMPA | MAPP_US | External | Winter | B18 | 400 | 200 | 0 | 68.34 | 60.46 | 8 | 0
2020 | RMPA_2_MAPP_US | RMPA | MAPP_US | External | Winter | B19 | 700 | 200 | 0 | 68.34 | 60.46 | 8 | 0
2020 | RMPA_2_MAPP_US | RMPA | MAPP_US | External | Winter | B20 | 935 | 200 | 0 | 61.03 | 57.28 | 8 | 0
2020 | RMPA_2_NE | RMPA | NE | External | Shoulder | B11 | 25 | 310 | 0 | 70.35 | 67.58 | 8 | 0
2020 | RMPA_2_NE | RMPA | NE | External | Shoulder | B12 | 200 | 310 | 0 | 68.4 | 62.4 | 8 | 0
2020 | RMPA_2_NE | RMPA | NE | External | Shoulder | B13 | 600 | 310 | 0 | 65.67 | 59.87 | 8 | 0
2020 | RMPA_2_NE | RMPA | NE | External | Shoulder | B14 | 900 | 310 | 0 | 65.67 | 57.23 | 8 | 0
2020 | RMPA_2_NE | RMPA | NE | External | Shoulder | B15 | 1203 | 310 | 0 | 64.67 | 52.87 | 8 | 0
2020 | RMPA_2_NE | RMPA | NE | External | Summer | B1 | 10 | 310 | 0 | 97.35 | 96.89 | 8 | 0
2020 | RMPA_2_NE | RMPA | NE | External | Summer | B2 | 25 | 310 | 238.12 | 87.79 | 95.79 | 8 | 0
2020 | RMPA_2_NE | RMPA | NE | External | Summer | B3 | 75 | 310 | 184.59 | 87.79 | 95.79 | 8 | 0
2020 | RMPA_2_NE | RMPA | NE | External | Summer | B4 | 100 | 310 | 176.94 | 84.88 | 92.88 | 8 | 0
2020 | RMPA_2_NE | RMPA | NE | External | Summer | B5 | 200 | 310 | 167.42 | 79.37 | 87.37 | 8 | 0
2020 | RMPA_2_NE | RMPA | NE | External | Summer | B6 | 300 | 310 | 0 | 68.58 | 71.28 | 8 | 0
2020 | RMPA_2_NE | RMPA | NE | External | Summer | B7 | 400 | 310 | 0 | 68.58 | 63.11 | 8 | 0
2020 | RMPA_2_NE | RMPA | NE | External | Summer | B8 | 500 | 310 | 0 | 68.58 | 57.96 | 8 | 0
2020 | RMPA_2_NE | RMPA | NE | External | Summer | B9 | 800 | 310 | 0 | 64.63 | 57.67 | 8 | 0
2020 | RMPA_2_NE | RMPA | NE | External | Summer | B10 | 1262 | 310 | 0 | 63.45 | 56.02 | 8 | 0
2020 | RMPA_2_NE | RMPA | NE | External | Winter | B16 | 25 | 310 | 0 | 73.69 | 60.58 | 8 | 0
2020 | RMPA_2_NE | RMPA | NE | External | Winter | B17 | 100 | 310 | 0 | 73.69 | 60.58 | 8 | 0
2020 | RMPA_2_NE | RMPA | NE | External | Winter | B18 | 400 | 310 | 0 | 68.34 | 61.38 | 8 | 0
2020 | RMPA_2_NE | RMPA | NE | External | Winter | B19 | 700 | 310 | 0 | 68.34 | 60.87 | 8 | 0
2020 | RMPA_2_NE | RMPA | NE | External | Winter | B20 | 935 | 310 | 0 | 61.03 | 54.85 | 8 | 0
2020 | RMPA_2_SPP_N | RMPA | SPP_N | External | Shoulder | B11 | 25 | 210 | 0 | 70.35 | 67.57 | 8 | 0
2020 | RMPA_2_SPP_N | RMPA | SPP_N | External | Shoulder | B12 | 200 | 210 | 0 | 68.4 | 62.4 | 8 | 0
2020 | RMPA_2_SPP_N | RMPA | SPP_N | External | Shoulder | B13 | 600 | 210 | 0 | 65.67 | 60.51 | 8 | 0
2020 | RMPA_2_SPP_N | RMPA | SPP_N | External | Shoulder | B14 | 900 | 210 | 0 | 65.67 | 57.24 | 8 | 0
2020 | RMPA_2_SPP_N | RMPA | SPP_N | External | Shoulder | B15 | 1203 | 210 | 0 | 64.67 | 52.88 | 8 | 0
2020 | RMPA_2_SPP_N | RMPA | SPP_N | External | Summer | B1 | 10 | 210 | 0 | 97.35 | 88.34 | 8 | 0
2020 | RMPA_2_SPP_N | RMPA | SPP_N | External | Summer | B2 | 25 | 210 | 0 | 87.79 | 95.77 | 8 | 0
2020 | RMPA_2_SPP_N | RMPA | SPP_N | External | Summer | B3 | 75 | 210 | 0 | 87.79 | 95.77 | 8 | 0
2020 | RMPA_2_SPP_N | RMPA | SPP_N | External | Summer | B4 | 100 | 210 | 105.61 | 84.88 | 92.88 | 8 | 0
2020 | RMPA_2_SPP_N | RMPA | SPP_N | External | Summer | B5 | 200 | 210 | 170.28 | 79.37 | 87.37 | 8 | 0
2020 | RMPA_2_SPP_N | RMPA | SPP_N | External | Summer | B6 | 300 | 210 | 0 | 68.58 | 71.29 | 8 | 0
2020 | RMPA_2_SPP_N | RMPA | SPP_N | External | Summer | B7 | 400 | 210 | 0 | 68.58 | 64.39 | 8 | 0
2020 | RMPA_2_SPP_N | RMPA | SPP_N | External | Summer | B8 | 500 | 210 | 0 | 68.58 | 61.9 | 8 | 0
2020 | RMPA_2_SPP_N | RMPA | SPP_N | External | Summer | B9 | 800 | 210 | 0 | 64.63 | 60.62 | 8 | 0
2020 | RMPA_2_SPP_N | RMPA | SPP_N | External | Summer | B10 | 1262 | 210 | 0 | 63.45 | 56.03 | 8 | 0
2020 | RMPA_2_SPP_N | RMPA | SPP_N | External | Winter | B16 | 25 | 210 | 0 | 73.69 | 66.12 | 8 | 0
2020 | RMPA_2_SPP_N | RMPA | SPP_N | External | Winter | B17 | 100 | 210 | 0 | 73.69 | 63.12 | 8 | 0
2020 | RMPA_2_SPP_N | RMPA | SPP_N | External | Winter | B18 | 400 | 210 | 0 | 68.34 | 62.71 | 8 | 0
2020 | RMPA_2_SPP_N | RMPA | SPP_N | External | Winter | B19 | 700 | 210 | 0 | 68.34 | 60.89 | 8 | 0
2020 | RMPA_2_SPP_N | RMPA | SPP_N | External | Winter | B20 | 935 | 210 | 0 | 61.03 | 54.86 | 8 | 0
2020 | SPP_N_2_RMPA | SPP_N | RMPA | External | Shoulder | B11 | 25 | 210 | 0 | 67.57 | 70.35 | 5 | 0
2020 | SPP_N_2_RMPA | SPP_N | RMPA | External | Shoulder | B12 | 200 | 210 | 210 | 62.4 | 68.4 | 5 | 1
2020 | SPP_N_2_RMPA | SPP_N | RMPA | External | Shoulder | B13 | 600 | 210 | 210 | 60.51 | 65.67 | 5 | 0.17
2020 | SPP_N_2_RMPA | SPP_N | RMPA | External | Shoulder | B14 | 900 | 210 | 210 | 57.24 | 65.67 | 5 | 3.43
2020 | SPP_N_2_RMPA | SPP_N | RMPA | External | Shoulder | B15 | 1203 | 210 | 210 | 52.88 | 64.67 | 5 | 6.78
2020 | SPP_N_2_RMPA | SPP_N | RMPA | External | Summer | B1 | 10 | 210 | 210 | 88.34 | 97.35 | 5 | 4.01
2020 | SPP_N_2_RMPA | SPP_N | RMPA | External | Summer | B2 | 25 | 210 | 0 | 95.77 | 87.79 | 5 | 0
2020 | SPP_N_2_RMPA | SPP_N | RMPA | External | Summer | B3 | 75 | 210 | 0 | 95.77 | 87.79 | 5 | 0
2020 | SPP_N_2_RMPA | SPP_N | RMPA | External | Summer | B4 | 100 | 210 | 0 | 92.88 | 84.88 | 5 | 0
2020 | SPP_N_2_RMPA | SPP_N | RMPA | External | Summer | B5 | 200 | 210 | 0 | 87.37 | 79.37 | 5 | 0
2020 | SPP_N_2_RMPA | SPP_N | RMPA | External | Summer | B6 | 300 | 210 | 0 | 71.29 | 68.58 | 5 | 0
2020 | SPP_N_2_RMPA | SPP_N | RMPA | External | Summer | B7 | 400 | 210 | 0 | 64.39 | 68.58 | 5 | 0
2020 | SPP_N_2_RMPA | SPP_N | RMPA | External | Summer | B8 | 500 | 210 | 210 | 61.9 | 68.58 | 5 | 1.68
2020 | SPP_N_2_RMPA | SPP_N | RMPA | External | Summer | B9 | 800 | 210 | 0 | 60.62 | 64.63 | 5 | 0
2020 | SPP_N_2_RMPA | SPP_N | RMPA | External | Summer | B10 | 1262 | 210 | 210 | 56.03 | 63.45 | 5 | 2.41
2020 | SPP_N_2_RMPA | SPP_N | RMPA | External | Winter | B16 | 25 | 210 | 210 | 66.12 | 73.69 | 5 | 2.57
2020 | SPP_N_2_RMPA | SPP_N | RMPA | External | Winter | B17 | 100 | 210 | 210 | 63.12 | 73.69 | 5 | 5.57
2020 | SPP_N_2_RMPA | SPP_N | RMPA | External | Winter | B18 | 400 | 210 | 210 | 62.71 | 68.34 | 5 | 0.63
2020 | SPP_N_2_RMPA | SPP_N | RMPA | External | Winter | B19 | 700 | 210 | 210 | 60.89 | 68.34 | 5 | 2.45
2020 | SPP_N_2_RMPA | SPP_N | RMPA | External | Winter | B20 | 935 | 210 | 210 | 54.86 | 61.03 | 5 | 1.17
2020 | SPP_S_2_ERCOT | SPP_S | ERCOT | External | Shoulder | B11 | 25 | 800 | 800 | 67.57 | 95.94 | 5 | 23.38
2020 | SPP_S_2_ERCOT | SPP_S | ERCOT | External | Shoulder | B12 | 200 | 800 | 191.04 | 62.42 | 67.42 | 5 | 0
2020 | SPP_S_2_ERCOT | SPP_S | ERCOT | External | Shoulder | B13 | 600 | 800 | 0 | 60.52 | 65.28 | 5 | 0
2020 | SPP_S_2_ERCOT | SPP_S | ERCOT | External | Shoulder | B14 | 900 | 800 | 800 | 57.24 | 65.28 | 5 | 3.04
2020 | SPP_S_2_ERCOT | SPP_S | ERCOT | External | Shoulder | B15 | 1203 | 800 | 800 | 49.4 | 65.28 | 5 | 10.88
2020 | SPP_S_2_ERCOT | SPP_S | ERCOT | External | Summer | B1 | 10 | 800 | 800 | 64.09 | 108.25 | 5 | 39.15
2020 | SPP_S_2_ERCOT | SPP_S | ERCOT | External | Summer | B2 | 25 | 800 | 434.73 | 92.88 | 97.88 | 5 | 0
2020 | SPP_S_2_ERCOT | SPP_S | ERCOT | External | Summer | B3 | 75 | 800 | 0 | 93.66 | 94.24 | 5 | 0
2020 | SPP_S_2_ERCOT | SPP_S | ERCOT | External | Summer | B4 | 100 | 800 | 0 | 92.88 | 94.24 | 5 | 0
2020 | SPP_S_2_ERCOT | SPP_S | ERCOT | External | Summer | B5 | 200 | 800 | 800 | 87.37 | 94.24 | 5 | 1.88
2020 | SPP_S_2_ERCOT | SPP_S | ERCOT | External | Summer | B6 | 300 | 800 | 800 | 71.3 | 83.01 | 5 | 6.7
2020 | SPP_S_2_ERCOT | SPP_S | ERCOT | External | Summer | B7 | 400 | 800 | 800 | 64.4 | 70.02 | 5 | 0.62
2020 | SPP_S_2_ERCOT | SPP_S | ERCOT | External | Summer | B8 | 500 | 800 | 0 | 63.95 | 64.14 | 5 | 0
2020 | SPP_S_2_ERCOT | SPP_S | ERCOT | External | Summer | B9 | 800 | 800 | 0 | 63.84 | 64.14 | 5 | 0
2020 | SPP_S_2_ERCOT | SPP_S | ERCOT | External | Summer | B10 | 1262 | 800 | 800 | 56.05 | 64.14 | 5 | 3.09
2020 | SPP_S_2_ERCOT | SPP_S | ERCOT | External | Winter | B16 | 25 | 800 | 688.91 | 66.12 | 71.12 | 5 | 0
2020 | SPP_S_2_ERCOT | SPP_S | ERCOT | External | Winter | B17 | 100 | 800 | 0 | 63.12 | 67.74 | 5 | 0
2020 | SPP_S_2_ERCOT | SPP_S | ERCOT | External | Winter | B18 | 400 | 800 | 800 | 62.72 | 67.74 | 5 | 0.02
2020 | SPP_S_2_ERCOT | SPP_S | ERCOT | External | Winter | B19 | 700 | 800 | 800 | 60.9 | 67.74 | 5 | 1.85
2020 | SPP_S_2_ERCOT | SPP_S | ERCOT | External | Winter | B20 | 935 | 800 | 800 | 54.86 | 67.74 | 5 | 7.88
2025 | AZ_NM_SNV_Coal_2_SPP_S | AZ_NM_SNV_Coal | SPP_S | External | Shoulder | B11 | 25 | 400 | 0 | 72.49 | 71.63 | 8.17 | 0
2025 | AZ_NM_SNV_Coal_2_SPP_S | AZ_NM_SNV_Coal | SPP_S | External | Shoulder | B12 | 200 | 400 | 0 | 72.49 | 65.7 | 8.17 | 0
2025 | AZ_NM_SNV_Coal_2_SPP_S | AZ_NM_SNV_Coal | SPP_S | External | Shoulder | B13 | 600 | 400 | 0 | 72.49 | 62.43 | 8.17 | 0
2025 | AZ_NM_SNV_Coal_2_SPP_S | AZ_NM_SNV_Coal | SPP_S | External | Shoulder | B14 | 900 | 400 | 0 | 72.49 | 56.53 | 8.17 | 0
2025 | AZ_NM_SNV_Coal_2_SPP_S | AZ_NM_SNV_Coal | SPP_S | External | Shoulder | B15 | 1203 | 400 | 0 | 72.49 | 0.01 | 8.17 | 0
2025 | AZ_NM_SNV_Coal_2_SPP_S | AZ_NM_SNV_Coal | SPP_S | External | Summer | B1 | 10 | 400 | 0 | 104.45 | 69.11 | 8.17 | 0
2025 | AZ_NM_SNV_Coal_2_SPP_S | AZ_NM_SNV_Coal | SPP_S | External | Summer | B2 | 25 | 400 | 0 | 97.41 | 100.23 | 8.17 | 0
2025 | AZ_NM_SNV_Coal_2_SPP_S | AZ_NM_SNV_Coal | SPP_S | External | Summer | B3 | 75 | 400 | 0 | 97.41 | 102.28 | 8.17 | 0
2025 | AZ_NM_SNV_Coal_2_SPP_S | AZ_NM_SNV_Coal | SPP_S | External | Summer | B4 | 100 | 400 | 400 | 88.47 | 99.09 | 8.17 | 2.45
2025 | AZ_NM_SNV_Coal_2_SPP_S | AZ_NM_SNV_Coal | SPP_S | External | Summer | B5 | 200 | 400 | 0 | 82.53 | 90.14 | 8.17 | 0
2025 | AZ_NM_SNV_Coal_2_SPP_S | AZ_NM_SNV_Coal | SPP_S | External | Summer | B6 | 300 | 400 | 0 | 80.88 | 75.36 | 8.17 | 0
2025 | AZ_NM_SNV_Coal_2_SPP_S | AZ_NM_SNV_Coal | SPP_S | External | Summer | B7 | 400 | 400 | 0 | 74.36 | 69.53 | 8.17 | 0
2025 | AZ_NM_SNV_Coal_2_SPP_S | AZ_NM_SNV_Coal | SPP_S | External | Summer | B8 | 500 | 400 | 0 | 74.36 | 69.11 | 8.17 | 0
2025 | AZ_NM_SNV_Coal_2_SPP_S | AZ_NM_SNV_Coal | SPP_S | External | Summer | B9 | 800 | 400 | 0 | 73.15 | 68.95 | 8.17 | 0
2025 | AZ_NM_SNV_Coal_2_SPP_S | AZ_NM_SNV_Coal | SPP_S | External | Summer | B10 | 1262 | 400 | 0 | 70.69 | 55.31 | 8.17 | 0
2025 | AZ_NM_SNV_Coal_2_SPP_S | AZ_NM_SNV_Coal | SPP_S | External | Winter | B16 | 25 | 400 | 0 | 75.85 | 68.57 | 8.17 | 0
2025 | AZ_NM_SNV_Coal_2_SPP_S | AZ_NM_SNV_Coal | SPP_S | External | Winter | B17 | 100 | 400 | 0 | 75.85 | 65.27 | 8.17 | 0
2025 | AZ_NM_SNV_Coal_2_SPP_S | AZ_NM_SNV_Coal | SPP_S | External | Winter | B18 | 400 | 400 | 0 | 75.85 | 64 | 8.17 | 0
2025 | AZ_NM_SNV_Coal_2_SPP_S | AZ_NM_SNV_Coal | SPP_S | External | Winter | B19 | 700 | 400 | 0 | 75.85 | 62.52 | 8.17 | 0
2025 | AZ_NM_SNV_Coal_2_SPP_S | AZ_NM_SNV_Coal | SPP_S | External | Winter | B20 | 935 | 400 | 0 | 75.85 | 52.5 | 8.17 | 0
2025 | ERCOT_2_SPP_S | ERCOT | SPP_S | External | Shoulder | B11 | 25 | 800 | 0 | 76.9 | 71.63 | 8 | 0
2025 | ERCOT_2_SPP_S | ERCOT | SPP_S | External | Shoulder | B12 | 200 | 800 | 0 | 70.42 | 65.7 | 8 | 0
2025 | ERCOT_2_SPP_S | ERCOT | SPP_S | External | Shoulder | B13 | 600 | 800 | 0 | 70.42 | 62.43 | 8 | 0
2025 | ERCOT_2_SPP_S | ERCOT | SPP_S | External | Shoulder | B14 | 900 | 800 | 0 | 70.42 | 56.53 | 8 | 0
2025 | ERCOT_2_SPP_S | ERCOT | SPP_S | External | Shoulder | B15 | 1203 | 800 | 0 | 61.3 | 0.01 | 8 | 0
2025 | ERCOT_2_SPP_S | ERCOT | SPP_S | External | Summer | B1 | 10 | 800 | 0 | 110.2 | 69.11 | 8 | 0
2025 | ERCOT_2_SPP_S | ERCOT | SPP_S | External | Summer | B2 | 25 | 800 | 0 | 101.72 | 100.23 | 8 | 0
2025 | ERCOT_2_SPP_S | ERCOT | SPP_S | External | Summer | B3 | 75 | 800 | 0 | 101.72 | 102.28 | 8 | 0
2025 | ERCOT_2_SPP_S | ERCOT | SPP_S | External | Summer | B4 | 100 | 800 | 0 | 101.72 | 99.09 | 8 | 0
2025 | ERCOT_2_SPP_S | ERCOT | SPP_S | External | Summer | B5 | 200 | 800 | 76.59 | 82.14 | 90.14 | 8 | 0
2025 | ERCOT_2_SPP_S | ERCOT | SPP_S | External | Summer | B6 | 300 | 800 | 0 | 75.53 | 75.36 | 8 | 0
2025 | ERCOT_2_SPP_S | ERCOT | SPP_S | External | Summer | B7 | 400 | 800 | 0 | 69.16 | 69.53 | 8 | 0
2025 | ERCOT_2_SPP_S | ERCOT | SPP_S | External | Summer | B8 | 500 | 800 | 0 | 69.16 | 69.11 | 8 | 0
2025 | ERCOT_2_SPP_S | ERCOT | SPP_S | External | Summer | B9 | 800 | 800 | 0 | 69.16 | 68.95 | 8 | 0
2025 | ERCOT_2_SPP_S | ERCOT | SPP_S | External | Summer | B10 | 1262 | 800 | 0 | 69.16 | 55.31 | 8 | 0
2025 | ERCOT_2_SPP_S | ERCOT | SPP_S | External | Winter | B16 | 25 | 800 | 0 | 75.36 | 68.57 | 8 | 0
2025 | ERCOT_2_SPP_S | ERCOT | SPP_S | External | Winter | B17 | 100 | 800 | 0 | 73.13 | 65.27 | 8 | 0
2025 | ERCOT_2_SPP_S | ERCOT | SPP_S | External | Winter | B18 | 400 | 800 | 0 | 73.13 | 64 | 8 | 0
2025 | ERCOT_2_SPP_S | ERCOT | SPP_S | External | Winter | B19 | 700 | 800 | 0 | 73.13 | 62.52 | 8 | 0
2025 | ERCOT_2_SPP_S | ERCOT | SPP_S | External | Winter | B20 | 935 | 800 | 0 | 63.61 | 52.5 | 8 | 0
2025 | MAPP_US_2_RMPA | MAPP_US | RMPA | External | Shoulder | B11 | 25 | 200 | 0 | 69.61 | 76.45 | 8 | 0
2025 | MAPP_US_2_RMPA | MAPP_US | RMPA | External | Shoulder | B12 | 200 | 200 | 200 | 63.27 | 76.45 | 8 | 5.18
2025 | MAPP_US_2_RMPA | MAPP_US | RMPA | External | Shoulder | B13 | 600 | 200 | 200 | 60.4 | 76.45 | 8 | 8.05
2025 | MAPP_US_2_RMPA | MAPP_US | RMPA | External | Shoulder | B14 | 900 | 200 | 200 | 57.7 | 76.45 | 8 | 10.75
2025 | MAPP_US_2_RMPA | MAPP_US | RMPA | External | Shoulder | B15 | 1203 | 200 | 200 | 7.59 | 76.45 | 8 | 60.86
2025 | MAPP_US_2_RMPA | MAPP_US | RMPA | External | Summer | B1 | 10 | 200 | 98.5 | 101.63 | 109.63 | 8 | 0
2025 | MAPP_US_2_RMPA | MAPP_US | RMPA | External | Summer | B2 | 25 | 200 | 0 | 100.27 | 105.57 | 8 | 0
2025 | MAPP_US_2_RMPA | MAPP_US | RMPA | External | Summer | B3 | 75 | 200 | 0 | 100.27 | 105.57 | 8 | 0
2025 | MAPP_US_2_RMPA | MAPP_US | RMPA | External | Summer | B4 | 100 | 200 | 0 | 97.06 | 96.64 | 8 | 0
2025 | MAPP_US_2_RMPA | MAPP_US | RMPA | External | Summer | B5 | 200 | 200 | 0 | 88.12 | 90.69 | 8 | 0
2025 | MAPP_US_2_RMPA | MAPP_US | RMPA | External | Summer | B6 | 300 | 200 | 0 | 73.33 | 80.33 | 8 | 0
2025 | MAPP_US_2_RMPA | MAPP_US | RMPA | External | Summer | B7 | 400 | 200 | 200 | 64.31 | 74.45 | 8 | 2.14
2025 | MAPP_US_2_RMPA | MAPP_US | RMPA | External | Summer | B8 | 500 | 200 | 200 | 60.55 | 74.45 | 8 | 5.91
2025 | MAPP_US_2_RMPA | MAPP_US | RMPA | External | Summer | B9 | 800 | 200 | 200 | 57.14 | 74.45 | 8 | 9.32
2025 | MAPP_US_2_RMPA | MAPP_US | RMPA | External | Summer | B10 | 1262 | 200 | 200 | 48.66 | 74.45 | 8 | 17.79
2025 | MAPP_US_2_RMPA | MAPP_US | RMPA | External | Winter | B16 | 25 | 200 | 200 | 27.44 | 80.18 | 8 | 44.75
2025 | MAPP_US_2_RMPA | MAPP_US | RMPA | External | Winter | B17 | 100 | 200 | 200 | 54.49 | 80.18 | 8 | 17.69
2025 | MAPP_US_2_RMPA | MAPP_US | RMPA | External | Winter | B18 | 400 | 200 | 200 | 61.98 | 80.18 | 8 | 10.2
2025 | MAPP_US_2_RMPA | MAPP_US | RMPA | External | Winter | B19 | 700 | 200 | 200 | 61.98 | 80.18 | 8 | 10.2
2025 | MAPP_US_2_RMPA | MAPP_US | RMPA | External | Winter | B20 | 935 | 200 | 200 | 50.5 | 78.52 | 8 | 20.02
2025 | NE_2_RMPA | NE | RMPA | External | Shoulder | B11 | 25 | 310 | 0 | 71.61 | 76.45 | 5 | 0
2025 | NE_2_RMPA | NE | RMPA | External | Shoulder | B12 | 200 | 310 | 310 | 65.27 | 76.45 | 5 | 6.18
2025 | NE_2_RMPA | NE | RMPA | External | Shoulder | B13 | 600 | 310 | 310 | 62.4 | 76.45 | 5 | 9.05
2025 | NE_2_RMPA | NE | RMPA | External | Shoulder | B14 | 900 | 310 | 310 | 56.52 | 76.45 | 5 | 14.93
2025 | NE_2_RMPA | NE | RMPA | External | Shoulder | B15 | 1203 | 310 | 310 | 2.59 | 76.45 | 5 | 68.86
2025 | NE_2_RMPA | NE | RMPA | External | Summer | B1 | 10 | 310 | 310 | 103.63 | 109.63 | 5 | 1
2025 | NE_2_RMPA | NE | RMPA | External | Summer | B2 | 25 | 310 | 0 | 102.27 | 105.57 | 5 | 0
2025 | NE_2_RMPA | NE | RMPA | External | Summer | B3 | 75 | 310 | 0 | 102.27 | 105.57 | 5 | 0
2025 | NE_2_RMPA | NE | RMPA | External | Summer | B4 | 100 | 310 | 0 | 99.06 | 96.64 | 5 | 0
2025 | NE_2_RMPA | NE | RMPA | External | Summer | B5 | 200 | 310 | 0 | 90.12 | 90.69 | 5 | 0
2025 | NE_2_RMPA | NE | RMPA | External | Summer | B6 | 300 | 310 | 232.93 | 75.33 | 80.33 | 5 | 0
2025 | NE_2_RMPA | NE | RMPA | External | Summer | B7 | 400 | 310 | 310 | 66.31 | 74.45 | 5 | 3.14
2025 | NE_2_RMPA | NE | RMPA | External | Summer | B8 | 500 | 310 | 310 | 62.55 | 74.45 | 5 | 6.91
2025 | NE_2_RMPA | NE | RMPA | External | Summer | B9 | 800 | 310 | 310 | 59.14 | 74.45 | 5 | 10.32
2025 | NE_2_RMPA | NE | RMPA | External | Summer | B10 | 1262 | 310 | 310 | 50.66 | 74.45 | 5 | 18.79
2025 | NE_2_RMPA | NE | RMPA | External | Winter | B16 | 25 | 310 | 310 | 22.44 | 80.18 | 5 | 52.75
2025 | NE_2_RMPA | NE | RMPA | External | Winter | B17 | 100 | 310 | 310 | 49.49 | 80.18 | 5 | 25.69
2025 | NE_2_RMPA | NE | RMPA | External | Winter | B18 | 400 | 310 | 310 | 62.49 | 80.18 | 5 | 12.69
2025 | NE_2_RMPA | NE | RMPA | External | Winter | B19 | 700 | 310 | 310 | 62.49 | 80.18 | 5 | 12.69
2025 | NE_2_RMPA | NE | RMPA | External | Winter | B20 | 935 | 310 | 310 | 51.97 | 78.52 | 5 | 21.55
2025 | NWPP_Coal_2_MAPP_US | NWPP_Coal | MAPP_US | External | Shoulder | B11 | 25 | 150 | 0 | 82.81 | 69.61 | 8 | 0
2025 | NWPP_Coal_2_MAPP_US | NWPP_Coal | MAPP_US | External | Shoulder | B12 | 200 | 150 | 0 | 82.81 | 63.27 | 8 | 0
2025 | NWPP_Coal_2_MAPP_US | NWPP_Coal | MAPP_US | External | Shoulder | B13 | 600 | 150 | 0 | 82.81 | 60.4 | 8 | 0
2025 | NWPP_Coal_2_MAPP_US | NWPP_Coal | MAPP_US | External | Shoulder | B14 | 900 | 150 | 0 | 82.81 | 57.7 | 8 | 0
2025 | NWPP_Coal_2_MAPP_US | NWPP_Coal | MAPP_US | External | Shoulder | B15 | 1203 | 150 | 0 | 82.81 | 7.59 | 8 | 0
2025 | NWPP_Coal_2_MAPP_US | NWPP_Coal | MAPP_US | External | Summer | B1 | 10 | 150 | 0 | 96.28 | 101.63 | 8 | 0
2025 | NWPP_Coal_2_MAPP_US | NWPP_Coal | MAPP_US | External | Summer | B2 | 25 | 150 | 150 | 91.98 | 100.27 | 8 | 0.29
2025 | NWPP_Coal_2_MAPP_US | NWPP_Coal | MAPP_US | External | Summer | B3 | 75 | 150 | 150 | 91.56 | 100.27 | 8 | 0.71
2025 | NWPP_Coal_2_MAPP_US | NWPP_Coal | MAPP_US | External | Summer | B4 | 100 | 150 | 150 | 82.52 | 97.06 | 8 | 6.54
2025 | NWPP_Coal_2_MAPP_US | NWPP_Coal | MAPP_US | External | Summer | B5 | 200 | 150 | 0 | 82.52 | 88.12 | 8 | 0
2025 | NWPP_Coal_2_MAPP_US | NWPP_Coal | MAPP_US | External | Summer | B6 | 300 | 150 | 0 | 82.52 | 73.33 | 8 | 0
2025 | NWPP_Coal_2_MAPP_US | NWPP_Coal | MAPP_US | External | Summer | B7 | 400 | 150 | 0 | 82.52 | 64.31 | 8 | 0
2025 | NWPP_Coal_2_MAPP_US | NWPP_Coal | MAPP_US | External | Summer | B8 | 500 | 150 | 0 | 82.52 | 60.55 | 8 | 0
2025 | NWPP_Coal_2_MAPP_US | NWPP_Coal | MAPP_US | External | Summer | B9 | 800 | 150 | 0 | 82.52 | 57.14 | 8 | 0
2025 | NWPP_Coal_2_MAPP_US | NWPP_Coal | MAPP_US | External | Summer | B10 | 1262 | 150 | 0 | 82.52 | 48.66 | 8 | 0
2025 | NWPP_Coal_2_MAPP_US | NWPP_Coal | MAPP_US | External | Winter | B16 | 25 | 150 | 0 | 86.69 | 27.44 | 8 | 0
2025 | NWPP_Coal_2_MAPP_US | NWPP_Coal | MAPP_US | External | Winter | B17 | 100 | 150 | 0 | 86.69 | 54.49 | 8 | 0
2025 | NWPP_Coal_2_MAPP_US | NWPP_Coal | MAPP_US | External | Winter | B18 | 400 | 150 | 0 | 86.69 | 61.98 | 8 | 0
2025 | NWPP_Coal_2_MAPP_US | NWPP_Coal | MAPP_US | External | Winter | B19 | 700 | 150 | 0 | 86.69 | 61.98 | 8 | 0
2025 | NWPP_Coal_2_MAPP_US | NWPP_Coal | MAPP_US | External | Winter | B20 | 935 | 150 | 0 | 86.69 | 50.5 | 8 | 0
2025 | RMPA_2_MAPP_US | RMPA | MAPP_US | External | Shoulder | B11 | 25 | 200 | 0 | 76.45 | 69.61 | 8 | 0
2025 | RMPA_2_MAPP_US | RMPA | MAPP_US | External | Shoulder | B12 | 200 | 200 | 0 | 76.45 | 63.27 | 8 | 0
2025 | RMPA_2_MAPP_US | RMPA | MAPP_US | External | Shoulder | B13 | 600 | 200 | 0 | 76.45 | 60.4 | 8 | 0
2025 | RMPA_2_MAPP_US | RMPA | MAPP_US | External | Shoulder | B14 | 900 | 200 | 0 | 76.45 | 57.7 | 8 | 0
2025 | RMPA_2_MAPP_US | RMPA | MAPP_US | External | Shoulder | B15 | 1203 | 200 | 0 | 76.45 | 7.59 | 8 | 0
2025 | RMPA_2_MAPP_US | RMPA | MAPP_US | External | Summer | B1 | 10 | 200 | 0 | 109.63 | 101.63 | 8 | 0
2025 | RMPA_2_MAPP_US | RMPA | MAPP_US | External | Summer | B2 | 25 | 200 | 0 | 105.57 | 100.27 | 8 | 0
2025 | RMPA_2_MAPP_US | RMPA | MAPP_US | External | Summer | B3 | 75 | 200 | 0 | 105.57 | 100.27 | 8 | 0
2025 | RMPA_2_MAPP_US | RMPA | MAPP_US | External | Summer | B4 | 100 | 200 | 0 | 96.64 | 97.06 | 8 | 0
2025 | RMPA_2_MAPP_US | RMPA | MAPP_US | External | Summer | B5 | 200 | 200 | 0 | 90.69 | 88.12 | 8 | 0
2025 | RMPA_2_MAPP_US | RMPA | MAPP_US | External | Summer | B6 | 300 | 200 | 0 | 80.33 | 73.33 | 8 | 0
2025 | RMPA_2_MAPP_US | RMPA | MAPP_US | External | Summer | B7 | 400 | 200 | 0 | 74.45 | 64.31 | 8 | 0
2025 | RMPA_2_MAPP_US | RMPA | MAPP_US | External | Summer | B8 | 500 | 200 | 0 | 74.45 | 60.55 | 8 | 0
2025 | RMPA_2_MAPP_US | RMPA | MAPP_US | External | Summer | B9 | 800 | 200 | 0 | 74.45 | 57.14 | 8 | 0
2025 | RMPA_2_MAPP_US | RMPA | MAPP_US | External | Summer | B10 | 1262 | 200 | 0 | 74.45 | 48.66 | 8 | 0
2025 | RMPA_2_MAPP_US | RMPA | MAPP_US | External | Winter | B16 | 25 | 200 | 0 | 80.18 | 27.44 | 8 | 0
2025 | RMPA_2_MAPP_US | RMPA | MAPP_US | External | Winter | B17 | 100 | 200 | 0 | 80.18 | 54.49 | 8 | 0
2025 | RMPA_2_MAPP_US | RMPA | MAPP_US | External | Winter | B18 | 400 | 200 | 0 | 80.18 | 61.98 | 8 | 0
2025 | RMPA_2_MAPP_US | RMPA | MAPP_US | External | Winter | B19 | 700 | 200 | 0 | 80.18 | 61.98 | 8 | 0
2025 | RMPA_2_MAPP_US | RMPA | MAPP_US | External | Winter | B20 | 935 | 200 | 0 | 78.52 | 50.5 | 8 | 0
2025 | RMPA_2_NE | RMPA | NE | External | Shoulder | B11 | 25 | 310 | 0 | 76.45 | 71.61 | 8 | 0
2025 | RMPA_2_NE | RMPA | NE | External | Shoulder | B12 | 200 | 310 | 0 | 76.45 | 65.27 | 8 | 0
2025 | RMPA_2_NE | RMPA | NE | External | Shoulder | B13 | 600 | 310 | 0 | 76.45 | 62.4 | 8 | 0
2025 | RMPA_2_NE | RMPA | NE | External | Shoulder | B14 | 900 | 310 | 0 | 76.45 | 56.52 | 8 | 0
2025 | RMPA_2_NE | RMPA | NE | External | Shoulder | B15 | 1203 | 310 | 0 | 76.45 | 2.59 | 8 | 0
2025 | RMPA_2_NE | RMPA | NE | External | Summer | B1 | 10 | 310 | 0 | 109.63 | 103.63 | 8 | 0
2025 | RMPA_2_NE | RMPA | NE | External | Summer | B2 | 25 | 310 | 0 | 105.57 | 102.27 | 8 | 0
2025 | RMPA_2_NE | RMPA | NE | External | Summer | B3 | 75 | 310 | 0 | 105.57 | 102.27 | 8 | 0
2025 | RMPA_2_NE | RMPA | NE | External | Summer | B4 | 100 | 310 | 0 | 96.64 | 99.06 | 8 | 0
2025 | RMPA_2_NE | RMPA | NE | External | Summer | B5 | 200 | 310 | 0 | 90.69 | 90.12 | 8 | 0
2025 | RMPA_2_NE | RMPA | NE | External | Summer | B6 | 300 | 310 | 0 | 80.33 | 75.33 | 8 | 0
2025 | RMPA_2_NE | RMPA | NE | External | Summer | B7 | 400 | 310 | 0 | 74.45 | 66.31 | 8 | 0
2025 | RMPA_2_NE | RMPA | NE | External | Summer | B8 | 500 | 310 | 0 | 74.45 | 62.55 | 8 | 0
2025 | RMPA_2_NE | RMPA | NE | External | Summer | B9 | 800 | 310 | 0 | 74.45 | 59.14 | 8 | 0
2025 | RMPA_2_NE | RMPA | NE | External | Summer | B10 | 1262 | 310 | 0 | 74.45 | 50.66 | 8 | 0
2025 | RMPA_2_NE | RMPA | NE | External | Winter | B16 | 25 | 310 | 0 | 80.18 | 22.44 | 8 | 0
2025 | RMPA_2_NE | RMPA | NE | External | Winter | B17 | 100 | 310 | 0 | 80.18 | 49.49 | 8 | 0
2025 | RMPA_2_NE | RMPA | NE | External | Winter | B18 | 400 | 310 | 0 | 80.18 | 62.49 | 8 | 0
2025 | RMPA_2_NE | RMPA | NE | External | Winter | B19 | 700 | 310 | 0 | 80.18 | 62.49 | 8 | 0
2025 | RMPA_2_NE | RMPA | NE | External | Winter | B20 | 935 | 310 | 0 | 78.52 | 51.97 | 8 | 0
2025 | RMPA_2_SPP_N | RMPA | SPP_N | External | Shoulder | B11 | 25 | 210 | 0 | 76.45 | 71.62 | 8 | 0
2025 | RMPA_2_SPP_N | RMPA | SPP_N | External | Shoulder | B12 | 200 | 210 | 0 | 76.45 | 65.69 | 8 | 0
2025 | RMPA_2_SPP_N | RMPA | SPP_N | External | Shoulder | B13 | 600 | 210 | 0 | 76.45 | 62.41 | 8 | 0
2025 | RMPA_2_SPP_N | RMPA | SPP_N | External | Shoulder | B14 | 900 | 210 | 0 | 76.45 | 56.53 | 8 | 0
2025 | RMPA_2_SPP_N | RMPA | SPP_N | External | Shoulder | B15 | 1203 | 210 | 0 | 76.45 | 2.6 | 8 | 0
2025 | RMPA_2_SPP_N | RMPA | SPP_N | External | Summer | B1 | 10 | 210 | 0 | 109.63 | 69.11 | 8 | 0
2025 | RMPA_2_SPP_N | RMPA | SPP_N | External | Summer | B2 | 25 | 210 | 0 | 105.57 | 102.26 | 8 | 0
2025 | RMPA_2_SPP_N | RMPA | SPP_N | External | Summer | B3 | 75 | 210 | 0 | 105.57 | 102.28 | 8 | 0
2025 | RMPA_2_SPP_N | RMPA | SPP_N | External | Summer | B4 | 100 | 210 | 0 | 96.64 | 99.07 | 8 | 0
2025 | RMPA_2_SPP_N | RMPA | SPP_N | External | Summer | B5 | 200 | 210 | 0 | 90.69 | 90.13 | 8 | 0
2025 | RMPA_2_SPP_N | RMPA | SPP_N | External | Summer | B6 | 300 | 210 | 0 | 80.33 | 75.34 | 8 | 0
2025 | RMPA_2_SPP_N | RMPA | SPP_N | External | Summer | B7 | 400 | 210 | 0 | 74.45 | 69.52 | 8 | 0
2025 | RMPA_2_SPP_N | RMPA | SPP_N | External | Summer | B8 | 500 | 210 | 0 | 74.45 | 65.92 | 8 | 0
2025 | RMPA_2_SPP_N | RMPA | SPP_N | External | Summer | B9 | 800 | 210 | 0 | 74.45 | 64.24 | 8 | 0
2025 | RMPA_2_SPP_N | RMPA | SPP_N | External | Summer | B10 | 1262 | 210 | 0 | 74.45 | 55.3 | 8 | 0
2025 | RMPA_2_SPP_N | RMPA | SPP_N | External | Winter | B16 | 25 | 210 | 0 | 80.18 | 68.56 | 8 | 0
2025 | RMPA_2_SPP_N | RMPA | SPP_N | External | Winter | B17 | 100 | 210 | 0 | 80.18 | 65.26 | 8 | 0
2025 | RMPA_2_SPP_N | RMPA | SPP_N | External | Winter | B18 | 400 | 210 | 0 | 80.18 | 63.98 | 8 | 0
2025 | RMPA_2_SPP_N | RMPA | SPP_N | External | Winter | B19 | 700 | 210 | 0 | 80.18 | 62.5 | 8 | 0
2025 | RMPA_2_SPP_N | RMPA | SPP_N | External | Winter | B20 | 935 | 210 | 0 | 78.52 | 52.5 | 8 | 0
2025 | SPP_N_2_RMPA | SPP_N | RMPA | External | Shoulder | B11 | 25 | 210 | 0 | 71.62 | 76.45 | 5 | 0
2025 | SPP_N_2_RMPA | SPP_N | RMPA | External | Shoulder | B12 | 200 | 210 | 210 | 65.69 | 76.45 | 5 | 5.76
2025 | SPP_N_2_RMPA | SPP_N | RMPA | External | Shoulder | B13 | 600 | 210 | 210 | 62.41 | 76.45 | 5 | 9.04
2025 | SPP_N_2_RMPA | SPP_N | RMPA | External | Shoulder | B14 | 900 | 210 | 210 | 56.53 | 76.45 | 5 | 14.92
2025 | SPP_N_2_RMPA | SPP_N | RMPA | External | Shoulder | B15 | 1203 | 210 | 210 | 2.6 | 76.45 | 5 | 68.84
2025 | SPP_N_2_RMPA | SPP_N | RMPA | External | Summer | B1 | 10 | 210 | 210 | 69.11 | 109.63 | 5 | 35.53
2025 | SPP_N_2_RMPA | SPP_N | RMPA | External | Summer | B2 | 25 | 210 | 0 | 102.26 | 105.57 | 5 | 0
2025 | SPP_N_2_RMPA | SPP_N | RMPA | External | Summer | B3 | 75 | 210 | 0 | 102.28 | 105.57 | 5 | 0
2025 | SPP_N_2_RMPA | SPP_N | RMPA | External | Summer | B4 | 100 | 210 | 0 | 99.07 | 96.64 | 5 | 0
2025 | SPP_N_2_RMPA | SPP_N | RMPA | External | Summer | B5 | 200 | 210 | 0 | 90.13 | 90.69 | 5 | 0
2025 | SPP_N_2_RMPA | SPP_N | RMPA | External | Summer | B6 | 300 | 210 | 0 | 75.34 | 80.33 | 5 | 0
2025 | SPP_N_2_RMPA | SPP_N | RMPA | External | Summer | B7 | 400 | 210 | 0 | 69.52 | 74.45 | 5 | 0
2025 | SPP_N_2_RMPA | SPP_N | RMPA | External | Summer | B8 | 500 | 210 | 210 | 65.92 | 74.45 | 5 | 3.54
2025 | SPP_N_2_RMPA | SPP_N | RMPA | External | Summer | B9 | 800 | 210 | 210 | 64.24 | 74.45 | 5 | 5.22
2025 | SPP_N_2_RMPA | SPP_N | RMPA | External | Summer | B10 | 1262 | 210 | 210 | 55.3 | 74.45 | 5 | 14.16
2025 | SPP_N_2_RMPA | SPP_N | RMPA | External | Winter | B16 | 25 | 210 | 210 | 68.56 | 80.18 | 5 | 6.63
2025 | SPP_N_2_RMPA | SPP_N | RMPA | External | Winter | B17 | 100 | 210 | 210 | 65.26 | 80.18 | 5 | 9.93
2025 | SPP_N_2_RMPA | SPP_N | RMPA | External | Winter | B18 | 400 | 210 | 210 | 63.98 | 80.18 | 5 | 11.2
2025 | SPP_N_2_RMPA | SPP_N | RMPA | External | Winter | B19 | 700 | 210 | 210 | 62.5 | 80.18 | 5 | 12.68
2025 | SPP_N_2_RMPA | SPP_N | RMPA | External | Winter | B20 | 935 | 210 | 210 | 52.5 | 78.52 | 5 | 21.02
2025 | SPP_S_2_ERCOT | SPP_S | ERCOT | External | Shoulder | B11 | 25 | 800 | 800 | 71.63 | 76.9 | 5 | 0.27
2025 | SPP_S_2_ERCOT | SPP_S | ERCOT | External | Shoulder | B12 | 200 | 800 | 0 | 65.7 | 70.42 | 5 | 0
2025 | SPP_S_2_ERCOT | SPP_S | ERCOT | External | Shoulder | B13 | 600 | 800 | 800 | 62.43 | 70.42 | 5 | 2.99
2025 | SPP_S_2_ERCOT | SPP_S | ERCOT | External | Shoulder | B14 | 900 | 800 | 800 | 56.53 | 70.42 | 5 | 8.88
2025 | SPP_S_2_ERCOT | SPP_S | ERCOT | External | Shoulder | B15 | 1203 | 800 | 800 | 0.01 | 61.3 | 5 | 56.29
2025 | SPP_S_2_ERCOT | SPP_S | ERCOT | External | Summer | B1 | 10 | 800 | 800 | 69.11 | 110.2 | 5 | 36.1
2025 | SPP_S_2_ERCOT | SPP_S | ERCOT | External | Summer | B2 | 25 | 800 | 0 | 100.23 | 101.72 | 5 | 0
2025 | SPP_S_2_ERCOT | SPP_S | ERCOT | External | Summer | B3 | 75 | 800 | 0 | 102.28 | 101.72 | 5 | 0
2025 | SPP_S_2_ERCOT | SPP_S | ERCOT | External | Summer | B4 | 100 | 800 | 0 | 99.09 | 101.72 | 5 | 0
2025 | SPP_S_2_ERCOT | SPP_S | ERCOT | External | Summer | B5 | 200 | 800 | 0 | 90.14 | 82.14 | 5 | 0
2025 | SPP_S_2_ERCOT | SPP_S | ERCOT | External | Summer | B6 | 300 | 800 | 0 | 75.36 | 75.53 | 5 | 0
2025 | SPP_S_2_ERCOT | SPP_S | ERCOT | External | Summer | B7 | 400 | 800 | 0 | 69.53 | 69.16 | 5 | 0
2025 | SPP_S_2_ERCOT | SPP_S | ERCOT | External | Summer | B8 | 500 | 800 | 0 | 69.11 | 69.16 | 5 | 0
2025 | SPP_S_2_ERCOT | SPP_S | ERCOT | External | Summer | B9 | 800 | 800 | 0 | 68.95 | 69.16 | 5 | 0
2025 | SPP_S_2_ERCOT | SPP_S | ERCOT | External | Summer | B10 | 1262 | 800 | 800 | 55.31 | 69.16 | 5 | 8.85
2025 | SPP_S_2_ERCOT | SPP_S | ERCOT | External | Winter | B16 | 25 | 800 | 800 | 68.57 | 75.36 | 5 | 1.79
2025 | SPP_S_2_ERCOT | SPP_S | ERCOT | External | Winter | B17 | 100 | 800 | 800 | 65.27 | 73.13 | 5 | 2.86
2025 | SPP_S_2_ERCOT | SPP_S | ERCOT | External | Winter | B18 | 400 | 800 | 800 | 64 | 73.13 | 5 | 4.14
2025 | SPP_S_2_ERCOT | SPP_S | ERCOT | External | Winter | B19 | 700 | 800 | 800 | 62.52 | 73.13 | 5 | 5.62
2025 | SPP_S_2_ERCOT | SPP_S | ERCOT | External | Winter | B20 | 935 | 800 | 800 | 52.5 | 63.61 | 5 | 6.1
2030 | AZ_NM_SNV_Coal_2_SPP_S | AZ_NM_SNV_Coal | SPP_S | External | Shoulder | B11 | 25 | 400 | 0 | 92.7 | 90.17 | 8.17 | 0
2030 | AZ_NM_SNV_Coal_2_SPP_S | AZ_NM_SNV_Coal | SPP_S | External | Shoulder | B12 | 200 | 400 | 0 | 92.7 | 73.28 | 8.17 | 0
2030 | AZ_NM_SNV_Coal_2_SPP_S | AZ_NM_SNV_Coal | SPP_S | External | Shoulder | B13 | 600 | 400 | 0 | 92.23 | 73.27 | 8.17 | 0
2030 | AZ_NM_SNV_Coal_2_SPP_S | AZ_NM_SNV_Coal | SPP_S | External | Shoulder | B14 | 900 | 400 | 0 | 92.23 | 37.7 | 8.17 | 0
2030 | AZ_NM_SNV_Coal_2_SPP_S | AZ_NM_SNV_Coal | SPP_S | External | Shoulder | B15 | 1203 | 400 | 0 | 87.81 | 0.01 | 8.17 | 0
2030 | AZ_NM_SNV_Coal_2_SPP_S | AZ_NM_SNV_Coal | SPP_S | External | Summer | B1 | 10 | 400 | 0 | 130.22 | 88.49 | 8.17 | 0
2030 | AZ_NM_SNV_Coal_2_SPP_S | AZ_NM_SNV_Coal | SPP_S | External | Summer | B2 | 25 | 400 | 0 | 126.72 | 130.05 | 8.17 | 0
2030 | AZ_NM_SNV_Coal_2_SPP_S | AZ_NM_SNV_Coal | SPP_S | External | Summer | B3 | 75 | 400 | 400 | 121.77 | 133.4 | 8.17 | 3.46
2030 | AZ_NM_SNV_Coal_2_SPP_S | AZ_NM_SNV_Coal | SPP_S | External | Summer | B4 | 100 | 400 | 400 | 104.03 | 128.95 | 8.17 | 16.75
2030 | AZ_NM_SNV_Coal_2_SPP_S | AZ_NM_SNV_Coal | SPP_S | External | Summer | B5 | 200 | 400 | 400 | 95.88 | 117.54 | 8.17 | 13.5
2030 | AZ_NM_SNV_Coal_2_SPP_S | AZ_NM_SNV_Coal | SPP_S | External | Summer | B6 | 300 | 400 | 0 | 95.88 | 92.84 | 8.17 | 0
2030 | AZ_NM_SNV_Coal_2_SPP_S | AZ_NM_SNV_Coal | SPP_S | External | Summer | B7 | 400 | 400 | 0 | 93.46 | 88.69 | 8.17 | 0
2030 | AZ_NM_SNV_Coal_2_SPP_S | AZ_NM_SNV_Coal | SPP_S | External | Summer | B8 | 500 | 400 | 0 | 90.73 | 88.49 | 8.17 | 0
2030 | AZ_NM_SNV_Coal_2_SPP_S | AZ_NM_SNV_Coal | SPP_S | External | Summer | B9 | 800 | 400 | 0 | 90.73 | 88.49 | 8.17 | 0
2030 | AZ_NM_SNV_Coal_2_SPP_S | AZ_NM_SNV_Coal | SPP_S | External | Summer | B10 | 1262 | 400 | 0 | 90.73 | 69.6 | 8.17 | 0
2030 | AZ_NM_SNV_Coal_2_SPP_S | AZ_NM_SNV_Coal | SPP_S | External | Winter | B16 | 25 | 400 | 0 | 96.45 | 73.62 | 8.17 | 0
2030 | AZ_NM_SNV_Coal_2_SPP_S | AZ_NM_SNV_Coal | SPP_S | External | Winter | B17 | 100 | 400 | 0 | 96.45 | 73.6 | 8.17 | 0
2030 | AZ_NM_SNV_Coal_2_SPP_S | AZ_NM_SNV_Coal | SPP_S | External | Winter | B18 | 400 | 400 | 0 | 90.6 | 75.97 | 8.17 | 0
2030 | AZ_NM_SNV_Coal_2_SPP_S | AZ_NM_SNV_Coal | SPP_S | External | Winter | B19 | 700 | 400 | 0 | 90.6 | 73.62 | 8.17 | 0
2030 | AZ_NM_SNV_Coal_2_SPP_S | AZ_NM_SNV_Coal | SPP_S | External | Winter | B20 | 935 | 400 | 0 | 89.55 | 11.88 | 8.17 | 0
2030 | ERCOT_2_SPP_S | ERCOT | SPP_S | External | Shoulder | B11 | 25 | 800 | 0 | 98.43 | 90.17 | 8 | 0
2030 | ERCOT_2_SPP_S | ERCOT | SPP_S | External | Shoulder | B12 | 200 | 800 | 0 | 90.07 | 73.28 | 8 | 0
2030 | ERCOT_2_SPP_S | ERCOT | SPP_S | External | Shoulder | B13 | 600 | 800 | 0 | 90.07 | 73.27 | 8 | 0
2030 | ERCOT_2_SPP_S | ERCOT | SPP_S | External | Shoulder | B14 | 900 | 800 | 0 | 90.07 | 37.7 | 8 | 0
2030 | ERCOT_2_SPP_S | ERCOT | SPP_S | External | Shoulder | B15 | 1203 | 800 | 0 | 78.02 | 0.01 | 8 | 0
2030 | ERCOT_2_SPP_S | ERCOT | SPP_S | External | Summer | B1 | 10 | 800 | 0 | 147.98 | 88.49 | 8 | 0
2030 | ERCOT_2_SPP_S | ERCOT | SPP_S | External | Summer | B2 | 25 | 800 | 0 | 147.98 | 130.05 | 8 | 0
2030 | ERCOT_2_SPP_S | ERCOT | SPP_S | External | Summer | B3 | 75 | 800 | 0 | 130.77 | 133.4 | 8 | 0
2030 | ERCOT_2_SPP_S | ERCOT | SPP_S | External | Summer | B4 | 100 | 800 | 0 | 130.77 | 128.95 | 8 | 0
2030 | ERCOT_2_SPP_S | ERCOT | SPP_S | External | Summer | B5 | 200 | 800 | 0 | 122.61 | 117.54 | 8 | 0
2030 | ERCOT_2_SPP_S | ERCOT | SPP_S | External | Summer | B6 | 300 | 800 | 0 | 96.92 | 92.84 | 8 | 0
2030 | ERCOT_2_SPP_S | ERCOT | SPP_S | External | Summer | B7 | 400 | 800 | 0 | 88.69 | 88.69 | 8 | 0
2030 | ERCOT_2_SPP_S | ERCOT | SPP_S | External | Summer | B8 | 500 | 800 | 0 | 88.69 | 88.49 | 8 | 0
2030 | ERCOT_2_SPP_S | ERCOT | SPP_S | External | Summer | B9 | 800 | 800 | 0 | 88.69 | 88.49 | 8 | 0
2030 | ERCOT_2_SPP_S | ERCOT | SPP_S | External | Summer | B10 | 1262 | 800 | 0 | 76.84 | 69.6 | 8 | 0
2030 | ERCOT_2_SPP_S | ERCOT | SPP_S | External | Winter | B16 | 25 | 800 | 0 | 99.21 | 73.62 | 8 | 0
2030 | ERCOT_2_SPP_S | ERCOT | SPP_S | External | Winter | B17 | 100 | 800 | 0 | 93.04 | 73.6 | 8 | 0
2030 | ERCOT_2_SPP_S | ERCOT | SPP_S | External | Winter | B18 | 400 | 800 | 0 | 93.04 | 75.97 | 8 | 0
2030 | ERCOT_2_SPP_S | ERCOT | SPP_S | External | Winter | B19 | 700 | 800 | 0 | 93.04 | 73.62 | 8 | 0
2030 | ERCOT_2_SPP_S | ERCOT | SPP_S | External | Winter | B20 | 935 | 800 | 0 | 80.57 | 11.88 | 8 | 0
2030 | MAPP_US_2_RMPA | MAPP_US | RMPA | External | Shoulder | B11 | 25 | 200 | 0 | 83.36 | 90.36 | 8 | 0
2030 | MAPP_US_2_RMPA | MAPP_US | RMPA | External | Shoulder | B12 | 200 | 200 | 200 | 71.26 | 87.81 | 8 | 8.55
2030 | MAPP_US_2_RMPA | MAPP_US | RMPA | External | Shoulder | B13 | 600 | 200 | 200 | 68.95 | 87.81 | 8 | 10.86
2030 | MAPP_US_2_RMPA | MAPP_US | RMPA | External | Shoulder | B14 | 900 | 200 | 200 | 42.7 | 87.81 | 8 | 37.11
2030 | MAPP_US_2_RMPA | MAPP_US | RMPA | External | Shoulder | B15 | 1203 | 200 | 200 | 5.01 | 87.81 | 8 | 74.8
2030 | MAPP_US_2_RMPA | MAPP_US | RMPA | External | Summer | B1 | 10 | 200 | 0 | 131.39 | 138.39 | 8 | 0
2030 | MAPP_US_2_RMPA | MAPP_US | RMPA | External | Summer | B2 | 25 | 200 | 0 | 131.39 | 134.88 | 8 | 0
2030 | MAPP_US_2_RMPA | MAPP_US | RMPA | External | Summer | B3 | 75 | 200 | 0 | 131.39 | 129.94 | 8 | 0
2030 | MAPP_US_2_RMPA | MAPP_US | RMPA | External | Summer | B4 | 100 | 200 | 0 | 126.92 | 120.92 | 8 | 0
2030 | MAPP_US_2_RMPA | MAPP_US | RMPA | External | Summer | B5 | 200 | 200 | 0 | 115.52 | 104.04 | 8 | 0
2030 | MAPP_US_2_RMPA | MAPP_US | RMPA | External | Summer | B6 | 300 | 200 | 0 | 90.83 | 95.67 | 8 | 0
2030 | MAPP_US_2_RMPA | MAPP_US | RMPA | External | Summer | B7 | 400 | 200 | 200 | 81.25 | 95.67 | 8 | 6.42
2030 | MAPP_US_2_RMPA | MAPP_US | RMPA | External | Summer | B8 | 500 | 200 | 200 | 76.34 | 95.67 | 8 | 11.33
2030 | MAPP_US_2_RMPA | MAPP_US | RMPA | External | Summer | B9 | 800 | 200 | 200 | 67.87 | 95.67 | 8 | 19.81
2030 | MAPP_US_2_RMPA | MAPP_US | RMPA | External | Summer | B10 | 1262 | 200 | 200 | 65.37 | 95.67 | 8 | 22.3
2030 | MAPP_US_2_RMPA | MAPP_US | RMPA | External | Winter | B16 | 25 | 200 | 200 | 16.86 | 102.01 | 8 | 77.15
2030 | MAPP_US_2_RMPA | MAPP_US | RMPA | External | Winter | B17 | 100 | 200 | 200 | 59.59 | 102.01 | 8 | 34.42
2030 | MAPP_US_2_RMPA | MAPP_US | RMPA | External | Winter | B18 | 400 | 200 | 200 | 71.58 | 89.55 | 8 | 9.97
2030 | MAPP_US_2_RMPA | MAPP_US | RMPA | External | Winter | B19 | 700 | 200 | 200 | 71.58 | 89.55 | 8 | 9.97
2030 | MAPP_US_2_RMPA | MAPP_US | RMPA | External | Winter | B20 | 935 | 200 | 200 | 16.86 | 83.91 | 8 | 59.05
2030 | NE_2_RMPA | NE | RMPA | External | Shoulder | B11 | 25 | 310 | 193.67 | 85.36 | 90.36 | 5 | 0
2030 | NE_2_RMPA | NE | RMPA | External | Shoulder | B12 | 200 | 310 | 310 | 73.26 | 87.81 | 5 | 9.55
2030 | NE_2_RMPA | NE | RMPA | External | Shoulder | B13 | 600 | 310 | 310 | 70.95 | 87.81 | 5 | 11.86
2030 | NE_2_RMPA | NE | RMPA | External | Shoulder | B14 | 900 | 310 | 310 | 37.7 | 87.81 | 5 | 45.11
2030 | NE_2_RMPA | NE | RMPA | External | Shoulder | B15 | 1203 | 310 | 310 | 0.01 | 87.81 | 5 | 82.8
2030 | NE_2_RMPA | NE | RMPA | External | Summer | B1 | 10 | 310 | 26.34 | 133.39 | 138.39 | 5 | 0
2030 | NE_2_RMPA | NE | RMPA | External | Summer | B2 | 25 | 310 | 0 | 133.39 | 134.88 | 5 | 0
2030 | NE_2_RMPA | NE | RMPA | External | Summer | B3 | 75 | 310 | 0 | 133.39 | 129.94 | 5 | 0
2030 | NE_2_RMPA | NE | RMPA | External | Summer | B4 | 100 | 310 | 0 | 128.92 | 120.92 | 5 | 0
2030 | NE_2_RMPA | NE | RMPA | External | Summer | B5 | 200 | 310 | 0 | 117.52 | 104.04 | 5 | 0
2030 | NE_2_RMPA | NE | RMPA | External | Summer | B6 | 300 | 310 | 0 | 92.83 | 95.67 | 5 | 0
2030 | NE_2_RMPA | NE | RMPA | External | Summer | B7 | 400 | 310 | 310 | 83.25 | 95.67 | 5 | 7.42
2030 | NE_2_RMPA | NE | RMPA | External | Summer | B8 | 500 | 310 | 310 | 78.34 | 95.67 | 5 | 12.33
2030 | NE_2_RMPA | NE | RMPA | External | Summer | B9 | 800 | 310 | 310 | 69.87 | 95.67 | 5 | 20.81
2030 | NE_2_RMPA | NE | RMPA | External | Summer | B10 | 1262 | 310 | 310 | 67.37 | 95.67 | 5 | 23.3
2030 | NE_2_RMPA | NE | RMPA | External | Winter | B16 | 25 | 310 | 310 | 11.86 | 102.01 | 5 | 85.15
2030 | NE_2_RMPA | NE | RMPA | External | Winter | B17 | 100 | 310 | 310 | 54.59 | 102.01 | 5 | 42.42
2030 | NE_2_RMPA | NE | RMPA | External | Winter | B18 | 400 | 310 | 310 | 73.58 | 89.55 | 5 | 10.97
2030 | NE_2_RMPA | NE | RMPA | External | Winter | B19 | 700 | 310 | 310 | 73.58 | 89.55 | 5 | 10.97
2030 | NE_2_RMPA | NE | RMPA | External | Winter | B20 | 935 | 310 | 310 | 11.86 | 83.91 | 5 | 67.05
2030 | NWPP_Coal_2_MAPP_US | NWPP_Coal | MAPP_US | External | Shoulder | B11 | 25 | 150 | 0 | 95.97 | 83.36 | 8 | 0
2030 | NWPP_Coal_2_MAPP_US | NWPP_Coal | MAPP_US | External | Shoulder | B12 | 200 | 150 | 0 | 95.97 | 71.26 | 8 | 0
2030 | NWPP_Coal_2_MAPP_US | NWPP_Coal | MAPP_US | External | Shoulder | B13 | 600 | 150 | 0 | 95.97 | 68.95 | 8 | 0
2030 | NWPP_Coal_2_MAPP_US | NWPP_Coal | MAPP_US | External | Shoulder | B14 | 900 | 150 | 0 | 95.97 | 42.7 | 8 | 0
2030 | NWPP_Coal_2_MAPP_US | NWPP_Coal | MAPP_US | External | Shoulder | B15 | 1203 | 150 | 0 | 95.97 | 5.01 | 8 | 0
2030 | NWPP_Coal_2_MAPP_US | NWPP_Coal | MAPP_US | External | Summer | B1 | 10 | 150 | 150 | 119.02 | 131.39 | 8 | 4.36
2030 | NWPP_Coal_2_MAPP_US | NWPP_Coal | MAPP_US | External | Summer | B2 | 25 | 150 | 150 | 102.47 | 131.39 | 8 | 20.92
2030 | NWPP_Coal_2_MAPP_US | NWPP_Coal | MAPP_US | External | Summer | B3 | 75 | 150 | 150 | 95.87 | 131.39 | 8 | 27.52
2030 | NWPP_Coal_2_MAPP_US | NWPP_Coal | MAPP_US | External | Summer | B4 | 100 | 150 | 150 | 95.87 | 126.92 | 8 | 23.06
2030 | NWPP_Coal_2_MAPP_US | NWPP_Coal | MAPP_US | External | Summer | B5 | 200 | 150 | 150 | 95.87 | 115.52 | 8 | 11.65
2030 | NWPP_Coal_2_MAPP_US | NWPP_Coal | MAPP_US | External | Summer | B6 | 300 | 150 | 0 | 95.87 | 90.83 | 8 | 0
2030 | NWPP_Coal_2_MAPP_US | NWPP_Coal | MAPP_US | External | Summer | B7 | 400 | 150 | 0 | 95.87 | 81.25 | 8 | 0
2030 | NWPP_Coal_2_MAPP_US | NWPP_Coal | MAPP_US | External | Summer | B8 | 500 | 150 | 0 | 95.87 | 76.34 | 8 | 0
2030 | NWPP_Coal_2_MAPP_US | NWPP_Coal | MAPP_US | External | Summer | B9 | 800 | 150 | 0 | 95.87 | 67.87 | 8 | 0
2030 | NWPP_Coal_2_MAPP_US | NWPP_Coal | MAPP_US | External | Summer | B10 | 1262 | 150 | 0 | 95.87 | 65.37 | 8 | 0
2030 | NWPP_Coal_2_MAPP_US | NWPP_Coal | MAPP_US | External | Winter | B16 | 25 | 150 | 0 | 97.72 | 16.86 | 8 | 0
2030 | NWPP_Coal_2_MAPP_US | NWPP_Coal | MAPP_US | External | Winter | B17 | 100 | 150 | 0 | 97.72 | 59.59 | 8 | 0
2030 | NWPP_Coal_2_MAPP_US | NWPP_Coal | MAPP_US | External | Winter | B18 | 400 | 150 | 0 | 97.72 | 71.58 | 8 | 0
2030 | NWPP_Coal_2_MAPP_US | NWPP_Coal | MAPP_US | External | Winter | B19 | 700 | 150 | 0 | 97.72 | 71.58 | 8 | 0
2030 | NWPP_Coal_2_MAPP_US | NWPP_Coal | MAPP_US | External | Winter | B20 | 935 | 150 | 0 | 97.72 | 16.86 | 8 | 0
2030 | RMPA_2_MAPP_US | RMPA | MAPP_US | External | Shoulder | B11 | 25 | 200 | 0 | 90.36 | 83.36 | 8 | 0
2030 | RMPA_2_MAPP_US | RMPA | MAPP_US | External | Shoulder | B12 | 200 | 200 | 0 | 87.81 | 71.26 | 8 | 0
2030 | RMPA_2_MAPP_US | RMPA | MAPP_US | External | Shoulder | B13 | 600 | 200 | 0 | 87.81 | 68.95 | 8 | 0
2030 | RMPA_2_MAPP_US | RMPA | MAPP_US | External | Shoulder | B14 | 900 | 200 | 0 | 87.81 | 42.7 | 8 | 0
2030 | RMPA_2_MAPP_US | RMPA | MAPP_US | External | Shoulder | B15 | 1203 | 200 | 0 | 87.81 | 5.01 | 8 | 0
2030 | RMPA_2_MAPP_US | RMPA | MAPP_US | External | Summer | B1 | 10 | 200 | 0 | 138.39 | 131.39 | 8 | 0
2030 | RMPA_2_MAPP_US | RMPA | MAPP_US | External | Summer | B2 | 25 | 200 | 0 | 134.88 | 131.39 | 8 | 0
2030 | RMPA_2_MAPP_US | RMPA | MAPP_US | External | Summer | B3 | 75 | 200 | 0 | 129.94 | 131.39 | 8 | 0
2030 | RMPA_2_MAPP_US | RMPA | MAPP_US | External | Summer | B4 | 100 | 200 | 0 | 120.92 | 126.92 | 8 | 0
2030 | RMPA_2_MAPP_US | RMPA | MAPP_US | External | Summer | B5 | 200 | 200 | 200 | 104.04 | 115.52 | 8 | 3.48
2030 | RMPA_2_MAPP_US | RMPA | MAPP_US | External | Summer | B6 | 300 | 200 | 0 | 95.67 | 90.83 | 8 | 0
2030 | RMPA_2_MAPP_US | RMPA | MAPP_US | External | Summer | B7 | 400 | 200 | 0 | 95.67 | 81.25 | 8 | 0
2030 | RMPA_2_MAPP_US | RMPA | MAPP_US | External | Summer | B8 | 500 | 200 | 0 | 95.67 | 76.34 | 8 | 0
2030 | RMPA_2_MAPP_US | RMPA | MAPP_US | External | Summer | B9 | 800 | 200 | 0 | 95.67 | 67.87 | 8 | 0
2030 | RMPA_2_MAPP_US | RMPA | MAPP_US | External | Summer | B10 | 1262 | 200 | 0 | 95.67 | 65.37 | 8 | 0
2030 | RMPA_2_MAPP_US | RMPA | MAPP_US | External | Winter | B16 | 25 | 200 | 0 | 102.01 | 16.86 | 8 | 0
2030 | RMPA_2_MAPP_US | RMPA | MAPP_US | External | Winter | B17 | 100 | 200 | 0 | 102.01 | 59.59 | 8 | 0
2030 | RMPA_2_MAPP_US | RMPA | MAPP_US | External | Winter | B18 | 400 | 200 | 0 | 89.55 | 71.58 | 8 | 0
2030 | RMPA_2_MAPP_US | RMPA | MAPP_US | External | Winter | B19 | 700 | 200 | 0 | 89.55 | 71.58 | 8 | 0
2030 | RMPA_2_MAPP_US | RMPA | MAPP_US | External | Winter | B20 | 935 | 200 | 0 | 83.91 | 16.86 | 8 | 0
2030 | RMPA_2_NE | RMPA | NE | External | Shoulder | B11 | 25 | 310 | 0 | 90.36 | 85.36 | 8 | 0
2030 | RMPA_2_NE | RMPA | NE | External | Shoulder | B12 | 200 | 310 | 0 | 87.81 | 73.26 | 8 | 0
2030 | RMPA_2_NE | RMPA | NE | External | Shoulder | B13 | 600 | 310 | 0 | 87.81 | 70.95 | 8 | 0
2030 | RMPA_2_NE | RMPA | NE | External | Shoulder | B14 | 900 | 310 | 0 | 87.81 | 37.7 | 8 | 0
2030 | RMPA_2_NE | RMPA | NE | External | Shoulder | B15 | 1203 | 310 | 0 | 87.81 | 0.01 | 8 | 0
2030 | RMPA_2_NE | RMPA | NE | External | Summer | B1 | 10 | 310 | 0 | 138.39 | 133.39 | 8 | 0
2030 | RMPA_2_NE | RMPA | NE | External | Summer | B2 | 25 | 310 | 0 | 134.88 | 133.39 | 8 | 0
2030 | RMPA_2_NE | RMPA | NE | External | Summer | B3 | 75 | 310 | 0 | 129.94 | 133.39 | 8 | 0
2030 | RMPA_2_NE | RMPA | NE | External | Summer | B4 | 100 | 310 | 224.12 | 120.92 | 128.92 | 8 | 0
2030 | RMPA_2_NE | RMPA | NE | External | Summer | B5 | 200 | 310 | 310 | 104.04 | 117.52 | 8 | 5.48
2030 | RMPA_2_NE | RMPA | NE | External | Summer | B6 | 300 | 310 | 0 | 95.67 | 92.83 | 8 | 0
2030 | RMPA_2_NE | RMPA | NE | External | Summer | B7 | 400 | 310 | 0 | 95.67 | 83.25 | 8 | 0
2030 | RMPA_2_NE | RMPA | NE | External | Summer | B8 | 500 | 310 | 0 | 95.67 | 78.34 | 8 | 0
2030 | RMPA_2_NE | RMPA | NE | External | Summer | B9 | 800 | 310 | 0 | 95.67 | 69.87 | 8 | 0
2030 | RMPA_2_NE | RMPA | NE | External | Summer | B10 | 1262 | 310 | 0 | 95.67 | 67.37 | 8 | 0
2030 | RMPA_2_NE | RMPA | NE | External | Winter | B16 | 25 | 310 | 0 | 102.01 | 11.86 | 8 | 0
2030 | RMPA_2_NE | RMPA | NE | External | Winter | B17 | 100 | 310 | 0 | 102.01 | 54.59 | 8 | 0
2030 | RMPA_2_NE | RMPA | NE | External | Winter | B18 | 400 | 310 | 0 | 89.55 | 73.58 | 8 | 0
2030 | RMPA_2_NE | RMPA | NE | External | Winter | B19 | 700 | 310 | 0 | 89.55 | 73.58 | 8 | 0
2030 | RMPA_2_NE | RMPA | NE | External | Winter | B20 | 935 | 310 | 0 | 83.91 | 11.86 | 8 | 0
2030 | RMPA_2_SPP_N | RMPA | SPP_N | External | Shoulder | B11 | 25 | 210 | 0 | 90.36 | 85.37 | 8 | 0
2030 | RMPA_2_SPP_N | RMPA | SPP_N | External | Shoulder | B12 | 200 | 210 | 0 | 87.81 | 73.27 | 8 | 0
2030 | RMPA_2_SPP_N | RMPA | SPP_N | External | Shoulder | B13 | 600 | 210 | 0 | 87.81 | 73.26 | 8 | 0
2030 | RMPA_2_SPP_N | RMPA | SPP_N | External | Shoulder | B14 | 900 | 210 | 0 | 87.81 | 37.71 | 8 | 0
2030 | RMPA_2_SPP_N | RMPA | SPP_N | External | Shoulder | B15 | 1203 | 210 | 0 | 87.81 | 0.01 | 8 | 0
2030 | RMPA_2_SPP_N | RMPA | SPP_N | External | Summer | B1 | 10 | 210 | 0 | 138.39 | 88.47 | 8 | 0
2030 | RMPA_2_SPP_N | RMPA | SPP_N | External | Summer | B2 | 25 | 210 | 0 | 134.88 | 133.37 | 8 | 0
2030 | RMPA_2_SPP_N | RMPA | SPP_N | External | Summer | B3 | 75 | 210 | 0 | 129.94 | 133.4 | 8 | 0
2030 | RMPA_2_SPP_N | RMPA | SPP_N | External | Summer | B4 | 100 | 210 | 210 | 120.92 | 128.93 | 8 | 0.01
2030 | RMPA_2_SPP_N | RMPA | SPP_N | External | Summer | B5 | 200 | 210 | 210 | 104.04 | 117.53 | 8 | 5.49
2030 | RMPA_2_SPP_N | RMPA | SPP_N | External | Summer | B6 | 300 | 210 | 0 | 95.67 | 92.83 | 8 | 0
2030 | RMPA_2_SPP_N | RMPA | SPP_N | External | Summer | B7 | 400 | 210 | 0 | 95.67 | 86.87 | 8 | 0
2030 | RMPA_2_SPP_N | RMPA | SPP_N | External | Summer | B8 | 500 | 210 | 0 | 95.67 | 83.77 | 8 | 0
2030 | RMPA_2_SPP_N | RMPA | SPP_N | External | Summer | B9 | 800 | 210 | 0 | 95.67 | 77.88 | 8 | 0
2030 | RMPA_2_SPP_N | RMPA | SPP_N | External | Summer | B10 | 1262 | 210 | 0 | 95.67 | 69.59 | 8 | 0
2030 | RMPA_2_SPP_N | RMPA | SPP_N | External | Winter | B16 | 25 | 210 | 0 | 102.01 | 73.6 | 8 | 0
2030 | RMPA_2_SPP_N | RMPA | SPP_N | External | Winter | B17 | 100 | 210 | 0 | 102.01 | 73.59 | 8 | 0
2030 | RMPA_2_SPP_N | RMPA | SPP_N | External | Winter | B18 | 400 | 210 | 0 | 89.55 | 75.96 | 8 | 0
2030 | RMPA_2_SPP_N | RMPA | SPP_N | External | Winter | B19 | 700 | 210 | 0 | 89.55 | 73.6 | 8 | 0
2030 | RMPA_2_SPP_N | RMPA | SPP_N | External | Winter | B20 | 935 | 210 | 0 | 83.91 | 11.87 | 8 | 0
2030 | SPP_N_2_RMPA | SPP_N | RMPA | External | Shoulder | B11 | 25 | 210 | 0 | 85.37 | 90.36 | 5 | 0
2030 | SPP_N_2_RMPA | SPP_N | RMPA | External | Shoulder | B12 | 200 | 210 | 210 | 73.27 | 87.81 | 5 | 9.54
2030 | SPP_N_2_RMPA | SPP_N | RMPA | External | Shoulder | B13 | 600 | 210 | 210 | 73.26 | 87.81 | 5 | 9.55
2030 | SPP_N_2_RMPA | SPP_N | RMPA | External | Shoulder | B14 | 900 | 210 | 210 | 37.71 | 87.81 | 5 | 45.1
2030 | SPP_N_2_RMPA | SPP_N | RMPA | External | Shoulder | B15 | 1203 | 210 | 210 | 0.01 | 87.81 | 5 | 82.8
2030 | SPP_N_2_RMPA | SPP_N | RMPA | External | Summer | B1 | 10 | 210 | 210 | 88.47 | 138.39 | 5 | 44.91
2030 | SPP_N_2_RMPA | SPP_N | RMPA | External | Summer | B2 | 25 | 210 | 0 | 133.37 | 134.88 | 5 | 0
2030 | SPP_N_2_RMPA | SPP_N | RMPA | External | Summer | B3 | 75 | 210 | 0 | 133.4 | 129.94 | 5 | 0
2030 | SPP_N_2_RMPA | SPP_N | RMPA | External | Summer | B4 | 100 | 210 | 0 | 128.93 | 120.92 | 5 | 0
2030 | SPP_N_2_RMPA | SPP_N | RMPA | External | Summer | B5 | 200 | 210 | 0 | 117.53 | 104.04 | 5 | 0
2030 | SPP_N_2_RMPA | SPP_N | RMPA | External | Summer | B6 | 300 | 210 | 0 | 92.83 | 95.67 | 5 | 0
2030 | SPP_N_2_RMPA | SPP_N | RMPA | External | Summer | B7 | 400 | 210 | 210 | 86.87 | 95.67 | 5 | 3.8
2030 | SPP_N_2_RMPA | SPP_N | RMPA | External | Summer | B8 | 500 | 210 | 210 | 83.77 | 95.67 | 5 | 6.9
2030 | SPP_N_2_RMPA | SPP_N | RMPA | External | Summer | B9 | 800 | 210 | 210 | 77.88 | 95.67 | 5 | 12.8
2030 | SPP_N_2_RMPA | SPP_N | RMPA | External | Summer | B10 | 1262 | 210 | 210 | 69.59 | 95.67 | 5 | 21.08
2030 | SPP_N_2_RMPA | SPP_N | RMPA | External | Winter | B16 | 25 | 210 | 210 | 73.6 | 102.01 | 5 | 23.41
2030 | SPP_N_2_RMPA | SPP_N | RMPA | External | Winter | B17 | 100 | 210 | 210 | 73.59 | 102.01 | 5 | 23.42
2030 | SPP_N_2_RMPA | SPP_N | RMPA | External | Winter | B18 | 400 | 210 | 210 | 75.96 | 89.55 | 5 | 8.6
2030 | SPP_N_2_RMPA | SPP_N | RMPA | External | Winter | B19 | 700 | 210 | 210 | 73.6 | 89.55 | 5 | 10.95
2030 | SPP_N_2_RMPA | SPP_N | RMPA | External | Winter | B20 | 935 | 210 | 210 | 11.87 | 83.91 | 5 | 67.04
2030 | SPP_S_2_ERCOT | SPP_S | ERCOT | External | Shoulder | B11 | 25 | 800 | 800 | 90.17 | 98.43 | 5 | 3.26
2030 | SPP_S_2_ERCOT | SPP_S | ERCOT | External | Shoulder | B12 | 200 | 800 | 800 | 73.28 | 90.07 | 5 | 11.79
2030 | SPP_S_2_ERCOT | SPP_S | ERCOT | External | Shoulder | B13 | 600 | 800 | 800 | 73.27 | 90.07 | 5 | 11.81
2030 | SPP_S_2_ERCOT | SPP_S | ERCOT | External | Shoulder | B14 | 900 | 800 | 800 | 37.7 | 90.07 | 5 | 47.37
2030 | SPP_S_2_ERCOT | SPP_S | ERCOT | External | Shoulder | B15 | 1203 | 800 | 800 | 0.01 | 78.02 | 5 | 73.01
2030 | SPP_S_2_ERCOT | SPP_S | ERCOT | External | Summer | B1 | 10 | 800 | 800 | 88.49 | 147.98 | 5 | 54.5
2030 | SPP_S_2_ERCOT | SPP_S | ERCOT | External | Summer | B2 | 25 | 800 | 800 | 130.05 | 147.98 | 5 | 12.94
2030 | SPP_S_2_ERCOT | SPP_S | ERCOT | External | Summer | B3 | 75 | 800 | 0 | 133.4 | 130.77 | 5 | 0
2030 | SPP_S_2_ERCOT | SPP_S | ERCOT | External | Summer | B4 | 100 | 800 | 0 | 128.95 | 130.77 | 5 | 0
2030 | SPP_S_2_ERCOT | SPP_S | ERCOT | External | Summer | B5 | 200 | 800 | 800 | 117.54 | 122.61 | 5 | 0.07
2030 | SPP_S_2_ERCOT | SPP_S | ERCOT | External | Summer | B6 | 300 | 800 | 0 | 92.84 | 96.92 | 5 | 0
2030 | SPP_S_2_ERCOT | SPP_S | ERCOT | External | Summer | B7 | 400 | 800 | 0 | 88.69 | 88.69 | 5 | 0
2030 | SPP_S_2_ERCOT | SPP_S | ERCOT | External | Summer | B8 | 500 | 800 | 0 | 88.49 | 88.69 | 5 | 0
2030 | SPP_S_2_ERCOT | SPP_S | ERCOT | External | Summer | B9 | 800 | 800 | 0 | 88.49 | 88.69 | 5 | 0
2030 | SPP_S_2_ERCOT | SPP_S | ERCOT | External | Summer | B10 | 1262 | 800 | 800 | 69.6 | 76.84 | 5 | 2.24
2030 | SPP_S_2_ERCOT | SPP_S | ERCOT | External | Winter | B16 | 25 | 800 | 800 | 73.62 | 99.21 | 5 | 20.59
2030 | SPP_S_2_ERCOT | SPP_S | ERCOT | External | Winter | B17 | 100 | 800 | 800 | 73.6 | 93.04 | 5 | 14.44
2030 | SPP_S_2_ERCOT | SPP_S | ERCOT | External | Winter | B18 | 400 | 800 | 800 | 75.97 | 93.04 | 5 | 12.07
2030 | SPP_S_2_ERCOT | SPP_S | ERCOT | External | Winter | B19 | 700 | 800 | 800 | 73.62 | 93.04 | 5 | 14.42
2030 | SPP_S_2_ERCOT | SPP_S | ERCOT | External | Winter | B20 | 935 | 800 | 800 | 11.88 | 80.57 | 5 | 63.69
2035 | AZ_NM_SNV_Coal_2_SPP_S | AZ_NM_SNV_Coal | SPP_S | External | Shoulder | B11 | 25 | 400 | 0 | 93.09 | 90.79 | 8.17 | 0
2035 | AZ_NM_SNV_Coal_2_SPP_S | AZ_NM_SNV_Coal | SPP_S | External | Shoulder | B12 | 200 | 400 | 0 | 87.98 | 73.82 | 8.17 | 0
2035 | AZ_NM_SNV_Coal_2_SPP_S | AZ_NM_SNV_Coal | SPP_S | External | Shoulder | B13 | 600 | 400 | 0 | 87.98 | 73.81 | 8.17 | 0
2035 | AZ_NM_SNV_Coal_2_SPP_S | AZ_NM_SNV_Coal | SPP_S | External | Shoulder | B14 | 900 | 400 | 0 | 87.98 | 14.21 | 8.17 | 0
2035 | AZ_NM_SNV_Coal_2_SPP_S | AZ_NM_SNV_Coal | SPP_S | External | Shoulder | B15 | 1203 | 400 | 0 | 82.57 | 0.01 | 8.17 | 0
2035 | AZ_NM_SNV_Coal_2_SPP_S | AZ_NM_SNV_Coal | SPP_S | External | Summer | B1 | 10 | 400 | 0 | 127.78 | 88.04 | 8.17 | 0
2035 | AZ_NM_SNV_Coal_2_SPP_S | AZ_NM_SNV_Coal | SPP_S | External | Summer | B2 | 25 | 400 | 0 | 127.78 | 129.62 | 8.17 | 0
2035 | AZ_NM_SNV_Coal_2_SPP_S | AZ_NM_SNV_Coal | SPP_S | External | Summer | B3 | 75 | 400 | 400 | 120.02 | 133.76 | 8.17 | 5.57
2035 | AZ_NM_SNV_Coal_2_SPP_S | AZ_NM_SNV_Coal | SPP_S | External | Summer | B4 | 100 | 400 | 400 | 102.76 | 129.62 | 8.17 | 18.7
2035 | AZ_NM_SNV_Coal_2_SPP_S | AZ_NM_SNV_Coal | SPP_S | External | Summer | B5 | 200 | 400 | 400 | 94.61 | 105.43 | 8.17 | 2.66
2035 | AZ_NM_SNV_Coal_2_SPP_S | AZ_NM_SNV_Coal | SPP_S | External | Summer | B6 | 300 | 400 | 0 | 94.25 | 93.32 | 8.17 | 0
2035 | AZ_NM_SNV_Coal_2_SPP_S | AZ_NM_SNV_Coal | SPP_S | External | Summer | B7 | 400 | 400 | 0 | 90.96 | 89.15 | 8.17 | 0
2035 | AZ_NM_SNV_Coal_2_SPP_S | AZ_NM_SNV_Coal | SPP_S | External | Summer | B8 | 500 | 400 | 0 | 90.96 | 88.95 | 8.17 | 0
2035 | AZ_NM_SNV_Coal_2_SPP_S | AZ_NM_SNV_Coal | SPP_S | External | Summer | B9 | 800 | 400 | 0 | 90.96 | 87.1 | 8.17 | 0
2035 | AZ_NM_SNV_Coal_2_SPP_S | AZ_NM_SNV_Coal | SPP_S | External | Summer | B10 | 1262 | 400 | 0 | 90.94 | 67.6 | 8.17 | 0
2035 | AZ_NM_SNV_Coal_2_SPP_S | AZ_NM_SNV_Coal | SPP_S | External | Winter | B16 | 25 | 400 | 0 | 94.72 | 74.31 | 8.17 | 0
2035 | AZ_NM_SNV_Coal_2_SPP_S | AZ_NM_SNV_Coal | SPP_S | External | Winter | B17 | 100 | 400 | 0 | 91.88 | 74.31 | 8.17 | 0
2035 | AZ_NM_SNV_Coal_2_SPP_S | AZ_NM_SNV_Coal | SPP_S | External | Winter | B18 | 400 | 400 | 0 | 91.88 | 76.9 | 8.17 | 0
2035 | AZ_NM_SNV_Coal_2_SPP_S | AZ_NM_SNV_Coal | SPP_S | External | Winter | B19 | 700 | 400 | 0 | 91.88 | 74.31 | 8.17 | 0
2035 | AZ_NM_SNV_Coal_2_SPP_S | AZ_NM_SNV_Coal | SPP_S | External | Winter | B20 | 935 | 400 | 0 | 84.26 | 11.53 | 8.17 | 0
2035 | ERCOT_2_SPP_S | ERCOT | SPP_S | External | Shoulder | B11 | 25 | 800 | 0 | 90.72 | 90.79 | 8 | 0
2035 | ERCOT_2_SPP_S | ERCOT | SPP_S | External | Shoulder | B12 | 200 | 800 | 0 | 90.72 | 73.82 | 8 | 0
2035 | ERCOT_2_SPP_S | ERCOT | SPP_S | External | Shoulder | B13 | 600 | 800 | 0 | 90.72 | 73.81 | 8 | 0
2035 | ERCOT_2_SPP_S | ERCOT | SPP_S | External | Shoulder | B14 | 900 | 800 | 0 | 89.88 | 14.21 | 8 | 0
2035 | ERCOT_2_SPP_S | ERCOT | SPP_S | External | Shoulder | B15 | 1203 | 800 | 0 | 78.57 | 0.01 | 8 | 0
2035 | ERCOT_2_SPP_S | ERCOT | SPP_S | External | Summer | B1 | 10 | 800 | 0 | 148.74 | 88.04 | 8 | 0
2035 | ERCOT_2_SPP_S | ERCOT | SPP_S | External | Summer | B2 | 25 | 800 | 0 | 148.74 | 129.62 | 8 | 0
2035 | ERCOT_2_SPP_S | ERCOT | SPP_S | External | Summer | B3 | 75 | 800 | 0 | 131.47 | 133.76 | 8 | 0
2035 | ERCOT_2_SPP_S | ERCOT | SPP_S | External | Summer | B4 | 100 | 800 | 582.83 | 121.62 | 129.62 | 8 | 0
2035 | ERCOT_2_SPP_S | ERCOT | SPP_S | External | Summer | B5 | 200 | 800 | 119.05 | 97.43 | 105.43 | 8 | 0
2035 | ERCOT_2_SPP_S | ERCOT | SPP_S | External | Summer | B6 | 300 | 800 | 0 | 89.16 | 93.32 | 8 | 0
2035 | ERCOT_2_SPP_S | ERCOT | SPP_S | External | Summer | B7 | 400 | 800 | 0 | 89.16 | 89.15 | 8 | 0
2035 | ERCOT_2_SPP_S | ERCOT | SPP_S | External | Summer | B8 | 500 | 800 | 0 | 89.16 | 88.95 | 8 | 0
2035 | ERCOT_2_SPP_S | ERCOT | SPP_S | External | Summer | B9 | 800 | 800 | 0 | 89.16 | 87.1 | 8 | 0
2035 | ERCOT_2_SPP_S | ERCOT | SPP_S | External | Summer | B10 | 1262 | 800 | 0 | 77.24 | 67.6 | 8 | 0
2035 | ERCOT_2_SPP_S | ERCOT | SPP_S | External | Winter | B16 | 25 | 800 | 0 | 93.99 | 74.31 | 8 | 0
2035 | ERCOT_2_SPP_S | ERCOT | SPP_S | External | Winter | B17 | 100 | 800 | 0 | 93.99 | 74.31 | 8 | 0
2035 | ERCOT_2_SPP_S | ERCOT | SPP_S | External | Winter | B18 | 400 | 800 | 0 | 93.99 | 76.9 | 8 | 0
2035 | ERCOT_2_SPP_S | ERCOT | SPP_S | External | Winter | B19 | 700 | 800 | 0 | 93.16 | 74.31 | 8 | 0
2035 | ERCOT_2_SPP_S | ERCOT | SPP_S | External | Winter | B20 | 935 | 800 | 0 | 81.34 | 11.53 | 8 | 0
2035 | MAPP_US_2_RMPA | MAPP_US | RMPA | External | Shoulder | B11 | 25 | 200 | 0 | 83.99 | 90.99 | 8 | 0
2035 | MAPP_US_2_RMPA | MAPP_US | RMPA | External | Shoulder | B12 | 200 | 200 | 200 | 71.8 | 86.54 | 8 | 6.74
2035 | MAPP_US_2_RMPA | MAPP_US | RMPA | External | Shoulder | B13 | 600 | 200 | 200 | 69.27 | 86.54 | 8 | 9.27
2035 | MAPP_US_2_RMPA | MAPP_US | RMPA | External | Shoulder | B14 | 900 | 200 | 200 | 35.61 | 86.54 | 8 | 42.93
2035 | MAPP_US_2_RMPA | MAPP_US | RMPA | External | Shoulder | B15 | 1203 | 200 | 200 | 5.01 | 86.27 | 8 | 73.26
2035 | MAPP_US_2_RMPA | MAPP_US | RMPA | External | Summer | B1 | 10 | 200 | 0 | 131.77 | 135.94 | 8 | 0
2035 | MAPP_US_2_RMPA | MAPP_US | RMPA | External | Summer | B2 | 25 | 200 | 0 | 131.77 | 135.94 | 8 | 0
2035 | MAPP_US_2_RMPA | MAPP_US | RMPA | External | Summer | B3 | 75 | 200 | 0 | 131.77 | 128.19 | 8 | 0
2035 | MAPP_US_2_RMPA | MAPP_US | RMPA | External | Summer | B4 | 100 | 200 | 0 | 127.6 | 117.61 | 8 | 0
2035 | MAPP_US_2_RMPA | MAPP_US | RMPA | External | Summer | B5 | 200 | 200 | 0 | 111.26 | 102.76 | 8 | 0
2035 | MAPP_US_2_RMPA | MAPP_US | RMPA | External | Summer | B6 | 300 | 200 | 0 | 92.38 | 96.16 | 8 | 0
2035 | MAPP_US_2_RMPA | MAPP_US | RMPA | External | Summer | B7 | 400 | 200 | 200 | 81.51 | 96.16 | 8 | 6.65
2035 | MAPP_US_2_RMPA | MAPP_US | RMPA | External | Summer | B8 | 500 | 200 | 200 | 77.03 | 96.16 | 8 | 11.12
2035 | MAPP_US_2_RMPA | MAPP_US | RMPA | External | Summer | B9 | 800 | 200 | 200 | 68.63 | 86.43 | 8 | 9.8
2035 | MAPP_US_2_RMPA | MAPP_US | RMPA | External | Summer | B10 | 1262 | 200 | 200 | 65.58 | 86.43 | 8 | 12.85
2035 | MAPP_US_2_RMPA | MAPP_US | RMPA | External | Winter | B16 | 25 | 200 | 200 | 5.01 | 103.26 | 8 | 90.25
2035 | MAPP_US_2_RMPA | MAPP_US | RMPA | External | Winter | B17 | 100 | 200 | 200 | 60.3 | 102.87 | 8 | 34.57
2035 | MAPP_US_2_RMPA | MAPP_US | RMPA | External | Winter | B18 | 400 | 200 | 200 | 72.29 | 86.54 | 8 | 6.25
2035 | MAPP_US_2_RMPA | MAPP_US | RMPA | External | Winter | B19 | 700 | 200 | 200 | 72.29 | 86.54 | 8 | 6.25
2035 | MAPP_US_2_RMPA | MAPP_US | RMPA | External | Winter | B20 | 935 | 200 | 200 | 16.51 | 84.91 | 8 | 60.41
2035 | NE_2_RMPA | NE | RMPA | External | Shoulder | B11 | 25 | 310 | 144.61 | 85.99 | 90.99 | 5 | 0
2035 | NE_2_RMPA | NE | RMPA | External | Shoulder | B12 | 200 | 310 | 310 | 73.8 | 86.54 | 5 | 7.74
2035 | NE_2_RMPA | NE | RMPA | External | Shoulder | B13 | 600 | 310 | 310 | 71.27 | 86.54 | 5 | 10.27
2035 | NE_2_RMPA | NE | RMPA | External | Shoulder | B14 | 900 | 310 | 310 | 30.61 | 86.54 | 5 | 50.93
2035 | NE_2_RMPA | NE | RMPA | External | Shoulder | B15 | 1203 | 310 | 310 | 0.01 | 86.27 | 5 | 81.26
2035 | NE_2_RMPA | NE | RMPA | External | Summer | B1 | 10 | 310 | 0 | 133.77 | 135.94 | 5 | 0
2035 | NE_2_RMPA | NE | RMPA | External | Summer | B2 | 25 | 310 | 0 | 133.77 | 135.94 | 5 | 0
2035 | NE_2_RMPA | NE | RMPA | External | Summer | B3 | 75 | 310 | 0 | 133.77 | 128.19 | 5 | 0
2035 | NE_2_RMPA | NE | RMPA | External | Summer | B4 | 100 | 310 | 0 | 129.6 | 117.61 | 5 | 0
2035 | NE_2_RMPA | NE | RMPA | External | Summer | B5 | 200 | 310 | 0 | 113.26 | 102.76 | 5 | 0
2035 | NE_2_RMPA | NE | RMPA | External | Summer | B6 | 300 | 310 | 0 | 94.38 | 96.16 | 5 | 0
2035 | NE_2_RMPA | NE | RMPA | External | Summer | B7 | 400 | 310 | 310 | 84.22 | 96.16 | 5 | 6.94
2035 | NE_2_RMPA | NE | RMPA | External | Summer | B8 | 500 | 310 | 310 | 79.03 | 96.16 | 5 | 12.12
2035 | NE_2_RMPA | NE | RMPA | External | Summer | B9 | 800 | 310 | 310 | 70.63 | 86.43 | 5 | 10.8
2035 | NE_2_RMPA | NE | RMPA | External | Summer | B10 | 1262 | 310 | 310 | 67.58 | 86.43 | 5 | 13.85
2035 | NE_2_RMPA | NE | RMPA | External | Winter | B16 | 25 | 310 | 310 | 0.01 | 103.26 | 5 | 98.25
2035 | NE_2_RMPA | NE | RMPA | External | Winter | B17 | 100 | 310 | 310 | 55.3 | 102.87 | 5 | 42.57
2035 | NE_2_RMPA | NE | RMPA | External | Winter | B18 | 400 | 310 | 310 | 72.81 | 86.54 | 5 | 8.73
2035 | NE_2_RMPA | NE | RMPA | External | Winter | B19 | 700 | 310 | 310 | 74.29 | 86.54 | 5 | 7.25
2035 | NE_2_RMPA | NE | RMPA | External | Winter | B20 | 935 | 310 | 310 | 11.51 | 84.91 | 5 | 68.41
2035 | NWPP_Coal_2_MAPP_US | NWPP_Coal | MAPP_US | External | Shoulder | B11 | 25 | 150 | 0 | 94.71 | 83.99 | 8 | 0
2035 | NWPP_Coal_2_MAPP_US | NWPP_Coal | MAPP_US | External | Shoulder | B12 | 200 | 150 | 0 | 94.71 | 71.8 | 8 | 0
2035 | NWPP_Coal_2_MAPP_US | NWPP_Coal | MAPP_US | External | Shoulder | B13 | 600 | 150 | 0 | 94.71 | 69.27 | 8 | 0
2035 | NWPP_Coal_2_MAPP_US | NWPP_Coal | MAPP_US | External | Shoulder | B14 | 900 | 150 | 0 | 94.71 | 35.61 | 8 | 0
2035 | NWPP_Coal_2_MAPP_US | NWPP_Coal | MAPP_US | External | Shoulder | B15 | 1203 | 150 | 0 | 94.71 | 5.01 | 8 | 0
2035 | NWPP_Coal_2_MAPP_US | NWPP_Coal | MAPP_US | External | Summer | B1 | 10 | 150 | 150 | 119.61 | 131.77 | 8 | 4.16
2035 | NWPP_Coal_2_MAPP_US | NWPP_Coal | MAPP_US | External | Summer | B2 | 25 | 150 | 150 | 101.24 | 131.77 | 8 | 22.53
2035 | NWPP_Coal_2_MAPP_US | NWPP_Coal | MAPP_US | External | Summer | B3 | 75 | 150 | 150 | 94.59 | 131.77 | 8 | 29.18
2035 | NWPP_Coal_2_MAPP_US | NWPP_Coal | MAPP_US | External | Summer | B4 | 100 | 150 | 150 | 94.59 | 127.6 | 8 | 25
2035 | NWPP_Coal_2_MAPP_US | NWPP_Coal | MAPP_US | External | Summer | B5 | 200 | 150 | 150 | 94.59 | 111.26 | 8 | 8.67
2035 | NWPP_Coal_2_MAPP_US | NWPP_Coal | MAPP_US | External | Summer | B6 | 300 | 150 | 0 | 94.59 | 92.38 | 8 | 0
2035 | NWPP_Coal_2_MAPP_US | NWPP_Coal | MAPP_US | External | Summer | B7 | 400 | 150 | 0 | 94.59 | 81.51 | 8 | 0
2035 | NWPP_Coal_2_MAPP_US | NWPP_Coal | MAPP_US | External | Summer | B8 | 500 | 150 | 0 | 94.59 | 77.03 | 8 | 0
2035 | NWPP_Coal_2_MAPP_US | NWPP_Coal | MAPP_US | External | Summer | B9 | 800 | 150 | 0 | 94.59 | 68.63 | 8 | 0
2035 | NWPP_Coal_2_MAPP_US | NWPP_Coal | MAPP_US | External | Summer | B10 | 1262 | 150 | 0 | 94.59 | 65.58 | 8 | 0
2035 | NWPP_Coal_2_MAPP_US | NWPP_Coal | MAPP_US | External | Winter | B16 | 25 | 150 | 0 | 94.71 | 5.01 | 8 | 0
2035 | NWPP_Coal_2_MAPP_US | NWPP_Coal | MAPP_US | External | Winter | B17 | 100 | 150 | 0 | 94.71 | 60.3 | 8 | 0
2035 | NWPP_Coal_2_MAPP_US | NWPP_Coal | MAPP_US | External | Winter | B18 | 400 | 150 | 0 | 94.71 | 72.29 | 8 | 0
2035 | NWPP_Coal_2_MAPP_US | NWPP_Coal | MAPP_US | External | Winter | B19 | 700 | 150 | 0 | 94.71 | 72.29 | 8 | 0
2035 | NWPP_Coal_2_MAPP_US | NWPP_Coal | MAPP_US | External | Winter | B20 | 935 | 150 | 0 | 94.71 | 16.51 | 8 | 0
2035 | RMPA_2_MAPP_US | RMPA | MAPP_US | External | Shoulder | B11 | 25 | 200 | 0 | 90.99 | 83.99 | 8 | 0
2035 | RMPA_2_MAPP_US | RMPA | MAPP_US | External | Shoulder | B12 | 200 | 200 | 0 | 86.54 | 71.8 | 8 | 0
2035 | RMPA_2_MAPP_US | RMPA | MAPP_US | External | Shoulder | B13 | 600 | 200 | 0 | 86.54 | 69.27 | 8 | 0
2035 | RMPA_2_MAPP_US | RMPA | MAPP_US | External | Shoulder | B14 | 900 | 200 | 0 | 86.54 | 35.61 | 8 | 0
2035 | RMPA_2_MAPP_US | RMPA | MAPP_US | External | Shoulder | B15 | 1203 | 200 | 0 | 86.27 | 5.01 | 8 | 0
2035 | RMPA_2_MAPP_US | RMPA | MAPP_US | External | Summer | B1 | 10 | 200 | 0 | 135.94 | 131.77 | 8 | 0
2035 | RMPA_2_MAPP_US | RMPA | MAPP_US | External | Summer | B2 | 25 | 200 | 0 | 135.94 | 131.77 | 8 | 0
2035 | RMPA_2_MAPP_US | RMPA | MAPP_US | External | Summer | B3 | 75 | 200 | 0 | 128.19 | 131.77 | 8 | 0
2035 | RMPA_2_MAPP_US | RMPA | MAPP_US | External | Summer | B4 | 100 | 200 | 200 | 117.61 | 127.6 | 8 | 1.98
2035 | RMPA_2_MAPP_US | RMPA | MAPP_US | External | Summer | B5 | 200 | 200 | 200 | 102.76 | 111.26 | 8 | 0.5
2035 | RMPA_2_MAPP_US | RMPA | MAPP_US | External | Summer | B6 | 300 | 200 | 0 | 96.16 | 92.38 | 8 | 0
2035 | RMPA_2_MAPP_US | RMPA | MAPP_US | External | Summer | B7 | 400 | 200 | 0 | 96.16 | 81.51 | 8 | 0
2035 | RMPA_2_MAPP_US | RMPA | MAPP_US | External | Summer | B8 | 500 | 200 | 0 | 96.16 | 77.03 | 8 | 0
2035 | RMPA_2_MAPP_US | RMPA | MAPP_US | External | Summer | B9 | 800 | 200 | 0 | 86.43 | 68.63 | 8 | 0
2035 | RMPA_2_MAPP_US | RMPA | MAPP_US | External | Summer | B10 | 1262 | 200 | 0 | 86.43 | 65.58 | 8 | 0
2035 | RMPA_2_MAPP_US | RMPA | MAPP_US | External | Winter | B16 | 25 | 200 | 0 | 103.26 | 5.01 | 8 | 0
2035 | RMPA_2_MAPP_US | RMPA | MAPP_US | External | Winter | B17 | 100 | 200 | 0 | 102.87 | 60.3 | 8 | 0
2035 | RMPA_2_MAPP_US | RMPA | MAPP_US | External | Winter | B18 | 400 | 200 | 0 | 86.54 | 72.29 | 8 | 0
2035 | RMPA_2_MAPP_US | RMPA | MAPP_US | External | Winter | B19 | 700 | 200 | 0 | 86.54 | 72.29 | 8 | 0
2035 | RMPA_2_MAPP_US | RMPA | MAPP_US | External | Winter | B20 | 935 | 200 | 0 | 84.91 | 16.51 | 8 | 0
2035 | RMPA_2_NE | RMPA | NE | External | Shoulder | B11 | 25 | 310 | 0 | 90.99 | 85.99 | 8 | 0
2035 | RMPA_2_NE | RMPA | NE | External | Shoulder | B12 | 200 | 310 | 0 | 86.54 | 73.8 | 8 | 0
2035 | RMPA_2_NE | RMPA | NE | External | Shoulder | B13 | 600 | 310 | 0 | 86.54 | 71.27 | 8 | 0
2035 | RMPA_2_NE | RMPA | NE | External | Shoulder | B14 | 900 | 310 | 0 | 86.54 | 30.61 | 8 | 0
2035 | RMPA_2_NE | RMPA | NE | External | Shoulder | B15 | 1203 | 310 | 0 | 86.27 | 0.01 | 8 | 0
2035 | RMPA_2_NE | RMPA | NE | External | Summer | B1 | 10 | 310 | 0 | 135.94 | 133.77 | 8 | 0
2035 | RMPA_2_NE | RMPA | NE | External | Summer | B2 | 25 | 310 | 0 | 135.94 | 133.77 | 8 | 0
2035 | RMPA_2_NE | RMPA | NE | External | Summer | B3 | 75 | 310 | 0 | 128.19 | 133.77 | 8 | 0
2035 | RMPA_2_NE | RMPA | NE | External | Summer | B4 | 100 | 310 | 310 | 117.61 | 129.6 | 8 | 3.98
2035 | RMPA_2_NE | RMPA | NE | External | Summer | B5 | 200 | 310 | 310 | 102.76 | 113.26 | 8 | 2.5
2035 | RMPA_2_NE | RMPA | NE | External | Summer | B6 | 300 | 310 | 0 | 96.16 | 94.38 | 8 | 0
2035 | RMPA_2_NE | RMPA | NE | External | Summer | B7 | 400 | 310 | 0 | 96.16 | 84.22 | 8 | 0
2035 | RMPA_2_NE | RMPA | NE | External | Summer | B8 | 500 | 310 | 0 | 96.16 | 79.03 | 8 | 0
2035 | RMPA_2_NE | RMPA | NE | External | Summer | B9 | 800 | 310 | 0 | 86.43 | 70.63 | 8 | 0
2035 | RMPA_2_NE | RMPA | NE | External | Summer | B10 | 1262 | 310 | 0 | 86.43 | 67.58 | 8 | 0
2035 | RMPA_2_NE | RMPA | NE | External | Winter | B16 | 25 | 310 | 0 | 103.26 | 0.01 | 8 | 0
2035 | RMPA_2_NE | RMPA | NE | External | Winter | B17 | 100 | 310 | 0 | 102.87 | 55.3 | 8 | 0
2035 | RMPA_2_NE | RMPA | NE | External | Winter | B18 | 400 | 310 | 0 | 86.54 | 72.81 | 8 | 0
2035 | RMPA_2_NE | RMPA | NE | External | Winter | B19 | 700 | 310 | 0 | 86.54 | 74.29 | 8 | 0
2035 | RMPA_2_NE | RMPA | NE | External | Winter | B20 | 935 | 310 | 0 | 84.91 | 11.51 | 8 | 0
2035 | RMPA_2_SPP_N | RMPA | SPP_N | External | Shoulder | B11 | 25 | 210 | 0 | 90.99 | 86.01 | 8 | 0
2035 | RMPA_2_SPP_N | RMPA | SPP_N | External | Shoulder | B12 | 200 | 210 | 0 | 86.54 | 73.81 | 8 | 0
2035 | RMPA_2_SPP_N | RMPA | SPP_N | External | Shoulder | B13 | 600 | 210 | 0 | 86.54 | 73.8 | 8 | 0
2035 | RMPA_2_SPP_N | RMPA | SPP_N | External | Shoulder | B14 | 900 | 210 | 0 | 86.54 | 30.6 | 8 | 0
2035 | RMPA_2_SPP_N | RMPA | SPP_N | External | Shoulder | B15 | 1203 | 210 | 0 | 86.27 | 0.01 | 8 | 0
2035 | RMPA_2_SPP_N | RMPA | SPP_N | External | Summer | B1 | 10 | 210 | 0 | 135.94 | 88.03 | 8 | 0
2035 | RMPA_2_SPP_N | RMPA | SPP_N | External | Summer | B2 | 25 | 210 | 0 | 135.94 | 133.76 | 8 | 0
2035 | RMPA_2_SPP_N | RMPA | SPP_N | External | Summer | B3 | 75 | 210 | 0 | 128.19 | 133.77 | 8 | 0
2035 | RMPA_2_SPP_N | RMPA | SPP_N | External | Summer | B4 | 100 | 210 | 210 | 117.61 | 129.61 | 8 | 4
2035 | RMPA_2_SPP_N | RMPA | SPP_N | External | Summer | B5 | 200 | 210 | 0 | 102.76 | 105.42 | 8 | 0
2035 | RMPA_2_SPP_N | RMPA | SPP_N | External | Summer | B6 | 300 | 210 | 0 | 96.16 | 93.31 | 8 | 0
2035 | RMPA_2_SPP_N | RMPA | SPP_N | External | Summer | B7 | 400 | 210 | 0 | 96.16 | 84.23 | 8 | 0
2035 | RMPA_2_SPP_N | RMPA | SPP_N | External | Summer | B8 | 500 | 210 | 0 | 96.16 | 84.23 | 8 | 0
2035 | RMPA_2_SPP_N | RMPA | SPP_N | External | Summer | B9 | 800 | 210 | 0 | 86.43 | 78.64 | 8 | 0
2035 | RMPA_2_SPP_N | RMPA | SPP_N | External | Summer | B10 | 1262 | 210 | 0 | 86.43 | 67.59 | 8 | 0
2035 | RMPA_2_SPP_N | RMPA | SPP_N | External | Winter | B16 | 25 | 210 | 0 | 103.26 | 74.3 | 8 | 0
2035 | RMPA_2_SPP_N | RMPA | SPP_N | External | Winter | B17 | 100 | 210 | 0 | 102.87 | 74.3 | 8 | 0
2035 | RMPA_2_SPP_N | RMPA | SPP_N | External | Winter | B18 | 400 | 210 | 0 | 86.54 | 76.89 | 8 | 0
2035 | RMPA_2_SPP_N | RMPA | SPP_N | External | Winter | B19 | 700 | 210 | 0 | 86.54 | 74.3 | 8 | 0
2035 | RMPA_2_SPP_N | RMPA | SPP_N | External | Winter | B20 | 935 | 210 | 0 | 84.91 | 11.52 | 8 | 0
2035 | SPP_N_2_RMPA | SPP_N | RMPA | External | Shoulder | B11 | 25 | 210 | 0 | 86.01 | 90.99 | 5 | 0
2035 | SPP_N_2_RMPA | SPP_N | RMPA | External | Shoulder | B12 | 200 | 210 | 210 | 73.81 | 86.54 | 5 | 7.73
2035 | SPP_N_2_RMPA | SPP_N | RMPA | External | Shoulder | B13 | 600 | 210 | 210 | 73.8 | 86.54 | 5 | 7.74
2035 | SPP_N_2_RMPA | SPP_N | RMPA | External | Shoulder | B14 | 900 | 210 | 210 | 30.6 | 86.54 | 5 | 50.94
2035 | SPP_N_2_RMPA | SPP_N | RMPA | External | Shoulder | B15 | 1203 | 210 | 210 | 0.01 | 86.27 | 5 | 81.26
2035 | SPP_N_2_RMPA | SPP_N | RMPA | External | Summer | B1 | 10 | 210 | 210 | 88.03 | 135.94 | 5 | 42.91
2035 | SPP_N_2_RMPA | SPP_N | RMPA | External | Summer | B2 | 25 | 210 | 0 | 133.76 | 135.94 | 5 | 0
2035 | SPP_N_2_RMPA | SPP_N | RMPA | External | Summer | B3 | 75 | 210 | 0 | 133.77 | 128.19 | 5 | 0
2035 | SPP_N_2_RMPA | SPP_N | RMPA | External | Summer | B4 | 100 | 210 | 0 | 129.61 | 117.61 | 5 | 0
2035 | SPP_N_2_RMPA | SPP_N | RMPA | External | Summer | B5 | 200 | 210 | 0 | 105.42 | 102.76 | 5 | 0
2035 | SPP_N_2_RMPA | SPP_N | RMPA | External | Summer | B6 | 300 | 210 | 0 | 93.31 | 96.16 | 5 | 0
2035 | SPP_N_2_RMPA | SPP_N | RMPA | External | Summer | B7 | 400 | 210 | 210 | 84.23 | 96.16 | 5 | 6.93
2035 | SPP_N_2_RMPA | SPP_N | RMPA | External | Summer | B8 | 500 | 210 | 210 | 84.23 | 96.16 | 5 | 6.93
2035 | SPP_N_2_RMPA | SPP_N | RMPA | External | Summer | B9 | 800 | 210 | 210 | 78.64 | 86.43 | 5 | 2.79
2035 | SPP_N_2_RMPA | SPP_N | RMPA | External | Summer | B10 | 1262 | 210 | 210 | 67.59 | 86.43 | 5 | 13.84
2035 | SPP_N_2_RMPA | SPP_N | RMPA | External | Winter | B16 | 25 | 210 | 210 | 74.3 | 103.26 | 5 | 23.95
2035 | SPP_N_2_RMPA | SPP_N | RMPA | External | Winter | B17 | 100 | 210 | 210 | 74.3 | 102.87 | 5 | 23.57
2035 | SPP_N_2_RMPA | SPP_N | RMPA | External | Winter | B18 | 400 | 210 | 210 | 76.89 | 86.54 | 5 | 4.65
2035 | SPP_N_2_RMPA | SPP_N | RMPA | External | Winter | B19 | 700 | 210 | 210 | 74.3 | 86.54 | 5 | 7.24
2035 | SPP_N_2_RMPA | SPP_N | RMPA | External | Winter | B20 | 935 | 210 | 210 | 11.52 | 84.91 | 5 | 68.39
2035 | SPP_S_2_ERCOT | SPP_S | ERCOT | External | Shoulder | B11 | 25 | 800 | 0 | 90.79 | 90.72 | 5 | 0
2035 | SPP_S_2_ERCOT | SPP_S | ERCOT | External | Shoulder | B12 | 200 | 800 | 800 | 73.82 | 90.72 | 5 | 11.9
2035 | SPP_S_2_ERCOT | SPP_S | ERCOT | External | Shoulder | B13 | 600 | 800 | 800 | 73.81 | 90.72 | 5 | 11.91
2035 | SPP_S_2_ERCOT | SPP_S | ERCOT | External | Shoulder | B14 | 900 | 800 | 800 | 14.21 | 89.88 | 5 | 70.67
2035 | SPP_S_2_ERCOT | SPP_S | ERCOT | External | Shoulder | B15 | 1203 | 800 | 800 | 0.01 | 78.57 | 5 | 73.56
2035 | SPP_S_2_ERCOT | SPP_S | ERCOT | External | Summer | B1 | 10 | 800 | 800 | 88.04 | 148.74 | 5 | 55.69
2035 | SPP_S_2_ERCOT | SPP_S | ERCOT | External | Summer | B2 | 25 | 800 | 800 | 129.62 | 148.74 | 5 | 14.12
2035 | SPP_S_2_ERCOT | SPP_S | ERCOT | External | Summer | B3 | 75 | 800 | 0 | 133.76 | 131.47 | 5 | 0
2035 | SPP_S_2_ERCOT | SPP_S | ERCOT | External | Summer | B4 | 100 | 800 | 0 | 129.62 | 121.62 | 5 | 0
2035 | SPP_S_2_ERCOT | SPP_S | ERCOT | External | Summer | B5 | 200 | 800 | 0 | 105.43 | 97.43 | 5 | 0
2035 | SPP_S_2_ERCOT | SPP_S | ERCOT | External | Summer | B6 | 300 | 800 | 0 | 93.32 | 89.16 | 5 | 0
2035 | SPP_S_2_ERCOT | SPP_S | ERCOT | External | Summer | B7 | 400 | 800 | 0 | 89.15 | 89.16 | 5 | 0
2035 | SPP_S_2_ERCOT | SPP_S | ERCOT | External | Summer | B8 | 500 | 800 | 0 | 88.95 | 89.16 | 5 | 0
2035 | SPP_S_2_ERCOT | SPP_S | ERCOT | External | Summer | B9 | 800 | 800 | 0 | 87.1 | 89.16 | 5 | 0
2035 | SPP_S_2_ERCOT | SPP_S | ERCOT | External | Summer | B10 | 1262 | 800 | 800 | 67.6 | 77.24 | 5 | 4.63
2035 | SPP_S_2_ERCOT | SPP_S | ERCOT | External | Winter | B16 | 25 | 800 | 800 | 74.31 | 93.99 | 5 | 14.67
2035 | SPP_S_2_ERCOT | SPP_S | ERCOT | External | Winter | B17 | 100 | 800 | 800 | 74.31 | 93.99 | 5 | 14.67
2035 | SPP_S_2_ERCOT | SPP_S | ERCOT | External | Winter | B18 | 400 | 800 | 800 | 76.9 | 93.99 | 5 | 12.09
2035 | SPP_S_2_ERCOT | SPP_S | ERCOT | External | Winter | B19 | 700 | 800 | 800 | 74.31 | 93.16 | 5 | 13.84
2035 | SPP_S_2_ERCOT | SPP_S | ERCOT | External | Winter | B20 | 935 | 800 | 800 | 11.53 | 81.34 | 5 | 64.81
2040 | AZ_NM_SNV_Coal_2_SPP_S | AZ_NM_SNV_Coal | SPP_S | External | Shoulder | B11 | 25 | 400 | 0 | 94.72 | 94.79 | 8.17 | 0
2040 | AZ_NM_SNV_Coal_2_SPP_S | AZ_NM_SNV_Coal | SPP_S | External | Shoulder | B12 | 200 | 400 | 0 | 92.06 | 77.22 | 8.17 | 0
2040 | AZ_NM_SNV_Coal_2_SPP_S | AZ_NM_SNV_Coal | SPP_S | External | Shoulder | B13 | 600 | 400 | 0 | 92.06 | 74.59 | 8.17 | 0
2040 | AZ_NM_SNV_Coal_2_SPP_S | AZ_NM_SNV_Coal | SPP_S | External | Shoulder | B14 | 900 | 400 | 0 | 92.06 | 9.02 | 8.17 | 0
2040 | AZ_NM_SNV_Coal_2_SPP_S | AZ_NM_SNV_Coal | SPP_S | External | Shoulder | B15 | 1203 | 400 | 0 | 83.67 | 0.01 | 8.17 | 0
2040 | AZ_NM_SNV_Coal_2_SPP_S | AZ_NM_SNV_Coal | SPP_S | External | Summer | B1 | 10 | 400 | 0 | 133.46 | 92.03 | 8.17 | 0
2040 | AZ_NM_SNV_Coal_2_SPP_S | AZ_NM_SNV_Coal | SPP_S | External | Summer | B2 | 25 | 400 | 0 | 133.46 | 135.25 | 8.17 | 0
2040 | AZ_NM_SNV_Coal_2_SPP_S | AZ_NM_SNV_Coal | SPP_S | External | Summer | B3 | 75 | 400 | 135.27 | 131.27 | 139.44 | 8.17 | 0
2040 | AZ_NM_SNV_Coal_2_SPP_S | AZ_NM_SNV_Coal | SPP_S | External | Summer | B4 | 100 | 400 | 400 | 111.15 | 135.25 | 8.17 | 15.93
2040 | AZ_NM_SNV_Coal_2_SPP_S | AZ_NM_SNV_Coal | SPP_S | External | Summer | B5 | 200 | 400 | 400 | 98.51 | 112.41 | 8.17 | 5.73
2040 | AZ_NM_SNV_Coal_2_SPP_S | AZ_NM_SNV_Coal | SPP_S | External | Summer | B6 | 300 | 400 | 0 | 94.66 | 97.35 | 8.17 | 0
2040 | AZ_NM_SNV_Coal_2_SPP_S | AZ_NM_SNV_Coal | SPP_S | External | Summer | B7 | 400 | 400 | 0 | 94.43 | 92.99 | 8.17 | 0
2040 | AZ_NM_SNV_Coal_2_SPP_S | AZ_NM_SNV_Coal | SPP_S | External | Summer | B8 | 500 | 400 | 0 | 94.43 | 92.78 | 8.17 | 0
2040 | AZ_NM_SNV_Coal_2_SPP_S | AZ_NM_SNV_Coal | SPP_S | External | Summer | B9 | 800 | 400 | 0 | 94.43 | 89.53 | 8.17 | 0
2040 | AZ_NM_SNV_Coal_2_SPP_S | AZ_NM_SNV_Coal | SPP_S | External | Summer | B10 | 1262 | 400 | 0 | 90.11 | 70.65 | 8.17 | 0
2040 | AZ_NM_SNV_Coal_2_SPP_S | AZ_NM_SNV_Coal | SPP_S | External | Winter | B16 | 25 | 400 | 0 | 96.4 | 77.88 | 8.17 | 0
2040 | AZ_NM_SNV_Coal_2_SPP_S | AZ_NM_SNV_Coal | SPP_S | External | Winter | B17 | 100 | 400 | 0 | 94.72 | 77.88 | 8.17 | 0
2040 | AZ_NM_SNV_Coal_2_SPP_S | AZ_NM_SNV_Coal | SPP_S | External | Winter | B18 | 400 | 400 | 0 | 94.72 | 77.88 | 8.17 | 0
2040 | AZ_NM_SNV_Coal_2_SPP_S | AZ_NM_SNV_Coal | SPP_S | External | Winter | B19 | 700 | 400 | 0 | 94.72 | 77.87 | 8.17 | 0
2040 | AZ_NM_SNV_Coal_2_SPP_S | AZ_NM_SNV_Coal | SPP_S | External | Winter | B20 | 935 | 400 | 0 | 82.17 | 11.53 | 8.17 | 0
2040 | ERCOT_2_SPP_S | ERCOT | SPP_S | External | Shoulder | B11 | 25 | 800 | 0 | 94.72 | 94.79 | 8 | 0
2040 | ERCOT_2_SPP_S | ERCOT | SPP_S | External | Shoulder | B12 | 200 | 800 | 0 | 94.72 | 77.22 | 8 | 0
2040 | ERCOT_2_SPP_S | ERCOT | SPP_S | External | Shoulder | B13 | 600 | 800 | 0 | 94.72 | 74.59 | 8 | 0
2040 | ERCOT_2_SPP_S | ERCOT | SPP_S | External | Shoulder | B14 | 900 | 800 | 0 | 81.97 | 9.02 | 8 | 0
2040 | ERCOT_2_SPP_S | ERCOT | SPP_S | External | Shoulder | B15 | 1203 | 800 | 0 | 81.97 | 0.01 | 8 | 0
2040 | ERCOT_2_SPP_S | ERCOT | SPP_S | External | Summer | B1 | 10 | 800 | 0 | 154.93 | 92.03 | 8 | 0
2040 | ERCOT_2_SPP_S | ERCOT | SPP_S | External | Summer | B2 | 25 | 800 | 0 | 150.56 | 135.25 | 8 | 0
2040 | ERCOT_2_SPP_S | ERCOT | SPP_S | External | Summer | B3 | 75 | 800 | 535.33 | 131.44 | 139.44 | 8 | 0
2040 | ERCOT_2_SPP_S | ERCOT | SPP_S | External | Summer | B4 | 100 | 800 | 800 | 101.62 | 135.25 | 8 | 25.63
2040 | ERCOT_2_SPP_S | ERCOT | SPP_S | External | Summer | B5 | 200 | 800 | 800 | 92.98 | 112.41 | 8 | 11.42
2040 | ERCOT_2_SPP_S | ERCOT | SPP_S | External | Summer | B6 | 300 | 800 | 0 | 92.98 | 97.35 | 8 | 0
2040 | ERCOT_2_SPP_S | ERCOT | SPP_S | External | Summer | B7 | 400 | 800 | 0 | 92.98 | 92.99 | 8 | 0
2040 | ERCOT_2_SPP_S | ERCOT | SPP_S | External | Summer | B8 | 500 | 800 | 0 | 92.98 | 92.78 | 8 | 0
2040 | ERCOT_2_SPP_S | ERCOT | SPP_S | External | Summer | B9 | 800 | 800 | 0 | 92.98 | 89.53 | 8 | 0
2040 | ERCOT_2_SPP_S | ERCOT | SPP_S | External | Summer | B10 | 1262 | 800 | 0 | 80.49 | 70.65 | 8 | 0
2040 | ERCOT_2_SPP_S | ERCOT | SPP_S | External | Winter | B16 | 25 | 800 | 0 | 98.33 | 77.88 | 8 | 0
2040 | ERCOT_2_SPP_S | ERCOT | SPP_S | External | Winter | B17 | 100 | 800 | 0 | 98.33 | 77.88 | 8 | 0
2040 | ERCOT_2_SPP_S | ERCOT | SPP_S | External | Winter | B18 | 400 | 800 | 0 | 98.33 | 77.88 | 8 | 0
2040 | ERCOT_2_SPP_S | ERCOT | SPP_S | External | Winter | B19 | 700 | 800 | 0 | 85.04 | 77.87 | 8 | 0
2040 | ERCOT_2_SPP_S | ERCOT | SPP_S | External | Winter | B20 | 935 | 800 | 0 | 85.04 | 11.53 | 8 | 0
2040 | MAPP_US_2_RMPA | MAPP_US | RMPA | External | Shoulder | B11 | 25 | 200 | 0 | 85.56 | 92.56 | 8 | 0
2040 | MAPP_US_2_RMPA | MAPP_US | RMPA | External | Shoulder | B12 | 200 | 200 | 200 | 75.19 | 86.54 | 8 | 3.35
2040 | MAPP_US_2_RMPA | MAPP_US | RMPA | External | Shoulder | B13 | 600 | 200 | 200 | 72.57 | 85.82 | 8 | 5.25
2040 | MAPP_US_2_RMPA | MAPP_US | RMPA | External | Shoulder | B14 | 900 | 200 | 200 | 22.36 | 85.82 | 8 | 55.46
2040 | MAPP_US_2_RMPA | MAPP_US | RMPA | External | Shoulder | B15 | 1203 | 200 | 200 | 6.08 | 84.51 | 8 | 70.43
2040 | MAPP_US_2_RMPA | MAPP_US | RMPA | External | Summer | B1 | 10 | 200 | 0 | 137.45 | 141.62 | 8 | 0
2040 | MAPP_US_2_RMPA | MAPP_US | RMPA | External | Summer | B2 | 25 | 200 | 0 | 137.45 | 138.84 | 8 | 0
2040 | MAPP_US_2_RMPA | MAPP_US | RMPA | External | Summer | B3 | 75 | 200 | 0 | 137.45 | 138.84 | 8 | 0
2040 | MAPP_US_2_RMPA | MAPP_US | RMPA | External | Summer | B4 | 100 | 200 | 0 | 133.25 | 119.32 | 8 | 0
2040 | MAPP_US_2_RMPA | MAPP_US | RMPA | External | Summer | B5 | 200 | 200 | 0 | 110.42 | 102.82 | 8 | 0
2040 | MAPP_US_2_RMPA | MAPP_US | RMPA | External | Summer | B6 | 300 | 200 | 0 | 95.34 | 100.01 | 8 | 0
2040 | MAPP_US_2_RMPA | MAPP_US | RMPA | External | Summer | B7 | 400 | 200 | 200 | 83.46 | 100.01 | 8 | 8.56
2040 | MAPP_US_2_RMPA | MAPP_US | RMPA | External | Summer | B8 | 500 | 200 | 200 | 80.14 | 100.01 | 8 | 11.87
2040 | MAPP_US_2_RMPA | MAPP_US | RMPA | External | Summer | B9 | 800 | 200 | 200 | 71.34 | 86.49 | 8 | 7.14
2040 | MAPP_US_2_RMPA | MAPP_US | RMPA | External | Summer | B10 | 1262 | 200 | 200 | 68.63 | 86.49 | 8 | 9.86
2040 | MAPP_US_2_RMPA | MAPP_US | RMPA | External | Winter | B16 | 25 | 200 | 200 | 6.08 | 107.94 | 8 | 93.87
2040 | MAPP_US_2_RMPA | MAPP_US | RMPA | External | Winter | B17 | 100 | 200 | 200 | 63.87 | 102.88 | 8 | 31.02
2040 | MAPP_US_2_RMPA | MAPP_US | RMPA | External | Winter | B18 | 400 | 200 | 200 | 75.85 | 88.7 | 8 | 4.85
2040 | MAPP_US_2_RMPA | MAPP_US | RMPA | External | Winter | B19 | 700 | 200 | 200 | 75.85 | 88.7 | 8 | 4.85
2040 | MAPP_US_2_RMPA | MAPP_US | RMPA | External | Winter | B20 | 935 | 200 | 200 | 23.9 | 86.54 | 8 | 54.65
2040 | NE_2_RMPA | NE | RMPA | External | Shoulder | B11 | 25 | 310 | 103.23 | 87.56 | 92.56 | 5 | 0
2040 | NE_2_RMPA | NE | RMPA | External | Shoulder | B12 | 200 | 310 | 310 | 77.19 | 86.54 | 5 | 4.35
2040 | NE_2_RMPA | NE | RMPA | External | Shoulder | B13 | 600 | 310 | 310 | 74.57 | 85.82 | 5 | 6.25
2040 | NE_2_RMPA | NE | RMPA | External | Shoulder | B14 | 900 | 310 | 310 | 17.36 | 85.82 | 5 | 63.46
2040 | NE_2_RMPA | NE | RMPA | External | Shoulder | B15 | 1203 | 310 | 310 | 0.01 | 84.51 | 5 | 79.5
2040 | NE_2_RMPA | NE | RMPA | External | Summer | B1 | 10 | 310 | 0 | 139.45 | 141.62 | 5 | 0
2040 | NE_2_RMPA | NE | RMPA | External | Summer | B2 | 25 | 310 | 0 | 139.45 | 138.84 | 5 | 0
2040 | NE_2_RMPA | NE | RMPA | External | Summer | B3 | 75 | 310 | 0 | 139.45 | 138.84 | 5 | 0
2040 | NE_2_RMPA | NE | RMPA | External | Summer | B4 | 100 | 310 | 0 | 135.25 | 119.32 | 5 | 0
2040 | NE_2_RMPA | NE | RMPA | External | Summer | B5 | 200 | 310 | 0 | 112.42 | 102.82 | 5 | 0
2040 | NE_2_RMPA | NE | RMPA | External | Summer | B6 | 300 | 310 | 0 | 97.34 | 100.01 | 5 | 0
2040 | NE_2_RMPA | NE | RMPA | External | Summer | B7 | 400 | 310 | 310 | 90.46 | 100.01 | 5 | 4.56
2040 | NE_2_RMPA | NE | RMPA | External | Summer | B8 | 500 | 310 | 310 | 82.14 | 100.01 | 5 | 12.87
2040 | NE_2_RMPA | NE | RMPA | External | Summer | B9 | 800 | 310 | 310 | 73.34 | 86.49 | 5 | 8.14
2040 | NE_2_RMPA | NE | RMPA | External | Summer | B10 | 1262 | 310 | 310 | 70.63 | 86.49 | 5 | 10.86
2040 | NE_2_RMPA | NE | RMPA | External | Winter | B16 | 25 | 310 | 310 | 0.01 | 107.94 | 5 | 102.93
2040 | NE_2_RMPA | NE | RMPA | External | Winter | B17 | 100 | 310 | 310 | 58.87 | 102.88 | 5 | 39.02
2040 | NE_2_RMPA | NE | RMPA | External | Winter | B18 | 400 | 310 | 310 | 70.85 | 88.7 | 5 | 12.85
2040 | NE_2_RMPA | NE | RMPA | External | Winter | B19 | 700 | 310 | 310 | 77.84 | 88.7 | 5 | 5.86
2040 | NE_2_RMPA | NE | RMPA | External | Winter | B20 | 935 | 310 | 310 | 11.51 | 86.54 | 5 | 70.03
2040 | NWPP_Coal_2_MAPP_US | NWPP_Coal | MAPP_US | External | Shoulder | B11 | 25 | 150 | 0 | 94.71 | 85.56 | 8 | 0
2040 | NWPP_Coal_2_MAPP_US | NWPP_Coal | MAPP_US | External | Shoulder | B12 | 200 | 150 | 0 | 94.71 | 75.19 | 8 | 0
2040 | NWPP_Coal_2_MAPP_US | NWPP_Coal | MAPP_US | External | Shoulder | B13 | 600 | 150 | 0 | 94.71 | 72.57 | 8 | 0
2040 | NWPP_Coal_2_MAPP_US | NWPP_Coal | MAPP_US | External | Shoulder | B14 | 900 | 150 | 0 | 94.71 | 22.36 | 8 | 0
2040 | NWPP_Coal_2_MAPP_US | NWPP_Coal | MAPP_US | External | Shoulder | B15 | 1203 | 150 | 0 | 94.71 | 6.08 | 8 | 0
2040 | NWPP_Coal_2_MAPP_US | NWPP_Coal | MAPP_US | External | Summer | B1 | 10 | 150 | 150 | 100.51 | 137.45 | 8 | 28.94
2040 | NWPP_Coal_2_MAPP_US | NWPP_Coal | MAPP_US | External | Summer | B2 | 25 | 150 | 150 | 100.51 | 137.45 | 8 | 28.94
2040 | NWPP_Coal_2_MAPP_US | NWPP_Coal | MAPP_US | External | Summer | B3 | 75 | 150 | 150 | 94.65 | 137.45 | 8 | 34.8
2040 | NWPP_Coal_2_MAPP_US | NWPP_Coal | MAPP_US | External | Summer | B4 | 100 | 150 | 150 | 94.65 | 133.25 | 8 | 30.6
2040 | NWPP_Coal_2_MAPP_US | NWPP_Coal | MAPP_US | External | Summer | B5 | 200 | 150 | 150 | 94.65 | 110.42 | 8 | 7.77
2040 | NWPP_Coal_2_MAPP_US | NWPP_Coal | MAPP_US | External | Summer | B6 | 300 | 150 | 0 | 94.65 | 95.34 | 8 | 0
2040 | NWPP_Coal_2_MAPP_US | NWPP_Coal | MAPP_US | External | Summer | B7 | 400 | 150 | 0 | 94.65 | 83.46 | 8 | 0
2040 | NWPP_Coal_2_MAPP_US | NWPP_Coal | MAPP_US | External | Summer | B8 | 500 | 150 | 0 | 94.65 | 80.14 | 8 | 0
2040 | NWPP_Coal_2_MAPP_US | NWPP_Coal | MAPP_US | External | Summer | B9 | 800 | 150 | 0 | 94.65 | 71.34 | 8 | 0
2040 | NWPP_Coal_2_MAPP_US | NWPP_Coal | MAPP_US | External | Summer | B10 | 1262 | 150 | 0 | 94.65 | 68.63 | 8 | 0
2040 | NWPP_Coal_2_MAPP_US | NWPP_Coal | MAPP_US | External | Winter | B16 | 25 | 150 | 0 | 94.71 | 6.08 | 8 | 0
2040 | NWPP_Coal_2_MAPP_US | NWPP_Coal | MAPP_US | External | Winter | B17 | 100 | 150 | 0 | 94.71 | 63.87 | 8 | 0
2040 | NWPP_Coal_2_MAPP_US | NWPP_Coal | MAPP_US | External | Winter | B18 | 400 | 150 | 0 | 94.71 | 75.85 | 8 | 0
2040 | NWPP_Coal_2_MAPP_US | NWPP_Coal | MAPP_US | External | Winter | B19 | 700 | 150 | 0 | 94.71 | 75.85 | 8 | 0
2040 | NWPP_Coal_2_MAPP_US | NWPP_Coal | MAPP_US | External | Winter | B20 | 935 | 150 | 0 | 94.71 | 23.9 | 8 | 0
2040 | RMPA_2_MAPP_US | RMPA | MAPP_US | External | Shoulder | B11 | 25 | 200 | 0 | 92.56 | 85.56 | 8 | 0
2040 | RMPA_2_MAPP_US | RMPA | MAPP_US | External | Shoulder | B12 | 200 | 200 | 0 | 86.54 | 75.19 | 8 | 0
2040 | RMPA_2_MAPP_US | RMPA | MAPP_US | External | Shoulder | B13 | 600 | 200 | 0 | 85.82 | 72.57 | 8 | 0
2040 | RMPA_2_MAPP_US | RMPA | MAPP_US | External | Shoulder | B14 | 900 | 200 | 0 | 85.82 | 22.36 | 8 | 0
2040 | RMPA_2_MAPP_US | RMPA | MAPP_US | External | Shoulder | B15 | 1203 | 200 | 0 | 84.51 | 6.08 | 8 | 0
2040 | RMPA_2_MAPP_US | RMPA | MAPP_US | External | Summer | B1 | 10 | 200 | 0 | 141.62 | 137.45 | 8 | 0
2040 | RMPA_2_MAPP_US | RMPA | MAPP_US | External | Summer | B2 | 25 | 200 | 0 | 138.84 | 137.45 | 8 | 0
2040 | RMPA_2_MAPP_US | RMPA | MAPP_US | External | Summer | B3 | 75 | 200 | 0 | 138.84 | 137.45 | 8 | 0
2040 | RMPA_2_MAPP_US | RMPA | MAPP_US | External | Summer | B4 | 100 | 200 | 200 | 119.32 | 133.25 | 8 | 5.93
2040 | RMPA_2_MAPP_US | RMPA | MAPP_US | External | Summer | B5 | 200 | 200 | 0 | 102.82 | 110.42 | 8 | 0
2040 | RMPA_2_MAPP_US | RMPA | MAPP_US | External | Summer | B6 | 300 | 200 | 0 | 100.01 | 95.34 | 8 | 0
2040 | RMPA_2_MAPP_US | RMPA | MAPP_US | External | Summer | B7 | 400 | 200 | 0 | 100.01 | 83.46 | 8 | 0
2040 | RMPA_2_MAPP_US | RMPA | MAPP_US | External | Summer | B8 | 500 | 200 | 0 | 100.01 | 80.14 | 8 | 0
2040 | RMPA_2_MAPP_US | RMPA | MAPP_US | External | Summer | B9 | 800 | 200 | 0 | 86.49 | 71.34 | 8 | 0
2040 | RMPA_2_MAPP_US | RMPA | MAPP_US | External | Summer | B10 | 1262 | 200 | 0 | 86.49 | 68.63 | 8 | 0
2040 | RMPA_2_MAPP_US | RMPA | MAPP_US | External | Winter | B16 | 25 | 200 | 0 | 107.94 | 6.08 | 8 | 0
2040 | RMPA_2_MAPP_US | RMPA | MAPP_US | External | Winter | B17 | 100 | 200 | 0 | 102.88 | 63.87 | 8 | 0
2040 | RMPA_2_MAPP_US | RMPA | MAPP_US | External | Winter | B18 | 400 | 200 | 0 | 88.7 | 75.85 | 8 | 0
2040 | RMPA_2_MAPP_US | RMPA | MAPP_US | External | Winter | B19 | 700 | 200 | 0 | 88.7 | 75.85 | 8 | 0
2040 | RMPA_2_MAPP_US | RMPA | MAPP_US | External | Winter | B20 | 935 | 200 | 0 | 86.54 | 23.9 | 8 | 0
2040 | RMPA_2_NE | RMPA | NE | External | Shoulder | B11 | 25 | 310 | 0 | 92.56 | 87.56 | 8 | 0
2040 | RMPA_2_NE | RMPA | NE | External | Shoulder | B12 | 200 | 310 | 0 | 86.54 | 77.19 | 8 | 0
2040 | RMPA_2_NE | RMPA | NE | External | Shoulder | B13 | 600 | 310 | 0 | 85.82 | 74.57 | 8 | 0
2040 | RMPA_2_NE | RMPA | NE | External | Shoulder | B14 | 900 | 310 | 0 | 85.82 | 17.36 | 8 | 0
2040 | RMPA_2_NE | RMPA | NE | External | Shoulder | B15 | 1203 | 310 | 0 | 84.51 | 0.01 | 8 | 0
2040 | RMPA_2_NE | RMPA | NE | External | Summer | B1 | 10 | 310 | 0 | 141.62 | 139.45 | 8 | 0
2040 | RMPA_2_NE | RMPA | NE | External | Summer | B2 | 25 | 310 | 0 | 138.84 | 139.45 | 8 | 0
2040 | RMPA_2_NE | RMPA | NE | External | Summer | B3 | 75 | 310 | 0 | 138.84 | 139.45 | 8 | 0
2040 | RMPA_2_NE | RMPA | NE | External | Summer | B4 | 100 | 310 | 310 | 119.32 | 135.25 | 8 | 7.93
2040 | RMPA_2_NE | RMPA | NE | External | Summer | B5 | 200 | 310 | 310 | 102.82 | 112.42 | 8 | 1.6
2040 | RMPA_2_NE | RMPA | NE | External | Summer | B6 | 300 | 310 | 0 | 100.01 | 97.34 | 8 | 0
2040 | RMPA_2_NE | RMPA | NE | External | Summer | B7 | 400 | 310 | 0 | 100.01 | 90.46 | 8 | 0
2040 | RMPA_2_NE | RMPA | NE | External | Summer | B8 | 500 | 310 | 0 | 100.01 | 82.14 | 8 | 0
2040 | RMPA_2_NE | RMPA | NE | External | Summer | B9 | 800 | 310 | 0 | 86.49 | 73.34 | 8 | 0
2040 | RMPA_2_NE | RMPA | NE | External | Summer | B10 | 1262 | 310 | 0 | 86.49 | 70.63 | 8 | 0
2040 | RMPA_2_NE | RMPA | NE | External | Winter | B16 | 25 | 310 | 0 | 107.94 | 0.01 | 8 | 0
2040 | RMPA_2_NE | RMPA | NE | External | Winter | B17 | 100 | 310 | 0 | 102.88 | 58.87 | 8 | 0
2040 | RMPA_2_NE | RMPA | NE | External | Winter | B18 | 400 | 310 | 0 | 88.7 | 70.85 | 8 | 0
2040 | RMPA_2_NE | RMPA | NE | External | Winter | B19 | 700 | 310 | 0 | 88.7 | 77.84 | 8 | 0
2040 | RMPA_2_NE | RMPA | NE | External | Winter | B20 | 935 | 310 | 0 | 86.54 | 11.51 | 8 | 0
2040 | RMPA_2_SPP_N | RMPA | SPP_N | External | Shoulder | B11 | 25 | 210 | 0 | 92.56 | 90 | 8 | 0
2040 | RMPA_2_SPP_N | RMPA | SPP_N | External | Shoulder | B12 | 200 | 210 | 0 | 86.54 | 77.2 | 8 | 0
2040 | RMPA_2_SPP_N | RMPA | SPP_N | External | Shoulder | B13 | 600 | 210 | 0 | 85.82 | 74.58 | 8 | 0
2040 | RMPA_2_SPP_N | RMPA | SPP_N | External | Shoulder | B14 | 900 | 210 | 0 | 85.82 | 17.35 | 8 | 0
2040 | RMPA_2_SPP_N | RMPA | SPP_N | External | Shoulder | B15 | 1203 | 210 | 0 | 84.51 | 0.01 | 8 | 0
2040 | RMPA_2_SPP_N | RMPA | SPP_N | External | Summer | B1 | 10 | 210 | 0 | 141.62 | 92.02 | 8 | 0
2040 | RMPA_2_SPP_N | RMPA | SPP_N | External | Summer | B2 | 25 | 210 | 0 | 138.84 | 139.45 | 8 | 0
2040 | RMPA_2_SPP_N | RMPA | SPP_N | External | Summer | B3 | 75 | 210 | 0 | 138.84 | 139.45 | 8 | 0
2040 | RMPA_2_SPP_N | RMPA | SPP_N | External | Summer | B4 | 100 | 210 | 210 | 119.32 | 135.25 | 8 | 7.93
2040 | RMPA_2_SPP_N | RMPA | SPP_N | External | Summer | B5 | 200 | 210 | 210 | 102.82 | 112.41 | 8 | 1.59
2040 | RMPA_2_SPP_N | RMPA | SPP_N | External | Summer | B6 | 300 | 210 | 0 | 100.01 | 97.34 | 8 | 0
2040 | RMPA_2_SPP_N | RMPA | SPP_N | External | Summer | B7 | 400 | 210 | 0 | 100.01 | 91.3 | 8 | 0
2040 | RMPA_2_SPP_N | RMPA | SPP_N | External | Summer | B8 | 500 | 210 | 0 | 100.01 | 88.05 | 8 | 0
2040 | RMPA_2_SPP_N | RMPA | SPP_N | External | Summer | B9 | 800 | 210 | 0 | 86.49 | 76.53 | 8 | 0
2040 | RMPA_2_SPP_N | RMPA | SPP_N | External | Summer | B10 | 1262 | 210 | 0 | 86.49 | 70.64 | 8 | 0
2040 | RMPA_2_SPP_N | RMPA | SPP_N | External | Winter | B16 | 25 | 210 | 0 | 107.94 | 77.87 | 8 | 0
2040 | RMPA_2_SPP_N | RMPA | SPP_N | External | Winter | B17 | 100 | 210 | 0 | 102.88 | 77.87 | 8 | 0
2040 | RMPA_2_SPP_N | RMPA | SPP_N | External | Winter | B18 | 400 | 210 | 0 | 88.7 | 77.87 | 8 | 0
2040 | RMPA_2_SPP_N | RMPA | SPP_N | External | Winter | B19 | 700 | 210 | 0 | 88.7 | 77.85 | 8 | 0
2040 | RMPA_2_SPP_N | RMPA | SPP_N | External | Winter | B20 | 935 | 210 | 0 | 86.54 | 11.52 | 8 | 0
2040 | SPP_N_2_RMPA | SPP_N | RMPA | External | Shoulder | B11 | 25 | 210 | 0 | 90 | 92.56 | 5 | 0
2040 | SPP_N_2_RMPA | SPP_N | RMPA | External | Shoulder | B12 | 200 | 210 | 210 | 77.2 | 86.54 | 5 | 4.34
2040 | SPP_N_2_RMPA | SPP_N | RMPA | External | Shoulder | B13 | 600 | 210 | 210 | 74.58 | 85.82 | 5 | 6.24
2040 | SPP_N_2_RMPA | SPP_N | RMPA | External | Shoulder | B14 | 900 | 210 | 210 | 17.35 | 85.82 | 5 | 63.47
2040 | SPP_N_2_RMPA | SPP_N | RMPA | External | Shoulder | B15 | 1203 | 210 | 210 | 0.01 | 84.51 | 5 | 79.5
2040 | SPP_N_2_RMPA | SPP_N | RMPA | External | Summer | B1 | 10 | 210 | 210 | 92.02 | 141.62 | 5 | 44.6
2040 | SPP_N_2_RMPA | SPP_N | RMPA | External | Summer | B2 | 25 | 210 | 0 | 139.45 | 138.84 | 5 | 0
2040 | SPP_N_2_RMPA | SPP_N | RMPA | External | Summer | B3 | 75 | 210 | 0 | 139.45 | 138.84 | 5 | 0
2040 | SPP_N_2_RMPA | SPP_N | RMPA | External | Summer | B4 | 100 | 210 | 0 | 135.25 | 119.32 | 5 | 0
2040 | SPP_N_2_RMPA | SPP_N | RMPA | External | Summer | B5 | 200 | 210 | 0 | 112.41 | 102.82 | 5 | 0
2040 | SPP_N_2_RMPA | SPP_N | RMPA | External | Summer | B6 | 300 | 210 | 0 | 97.34 | 100.01 | 5 | 0
2040 | SPP_N_2_RMPA | SPP_N | RMPA | External | Summer | B7 | 400 | 210 | 210 | 91.3 | 100.01 | 5 | 3.71
2040 | SPP_N_2_RMPA | SPP_N | RMPA | External | Summer | B8 | 500 | 210 | 210 | 88.05 | 100.01 | 5 | 6.96
2040 | SPP_N_2_RMPA | SPP_N | RMPA | External | Summer | B9 | 800 | 210 | 210 | 76.53 | 86.49 | 5 | 4.95
2040 | SPP_N_2_RMPA | SPP_N | RMPA | External | Summer | B10 | 1262 | 210 | 210 | 70.64 | 86.49 | 5 | 10.84
2040 | SPP_N_2_RMPA | SPP_N | RMPA | External | Winter | B16 | 25 | 210 | 210 | 77.87 | 107.94 | 5 | 25.08
2040 | SPP_N_2_RMPA | SPP_N | RMPA | External | Winter | B17 | 100 | 210 | 210 | 77.87 | 102.88 | 5 | 20.02
2040 | SPP_N_2_RMPA | SPP_N | RMPA | External | Winter | B18 | 400 | 210 | 210 | 77.87 | 88.7 | 5 | 5.83
2040 | SPP_N_2_RMPA | SPP_N | RMPA | External | Winter | B19 | 700 | 210 | 210 | 77.85 | 88.7 | 5 | 5.85
2040 | SPP_N_2_RMPA | SPP_N | RMPA | External | Winter | B20 | 935 | 210 | 210 | 11.52 | 86.54 | 5 | 70.02
2040 | SPP_S_2_ERCOT | SPP_S | ERCOT | External | Shoulder | B11 | 25 | 800 | 0 | 94.79 | 94.72 | 5 | 0
2040 | SPP_S_2_ERCOT | SPP_S | ERCOT | External | Shoulder | B12 | 200 | 800 | 800 | 77.22 | 94.72 | 5 | 12.5
2040 | SPP_S_2_ERCOT | SPP_S | ERCOT | External | Shoulder | B13 | 600 | 800 | 800 | 74.59 | 94.72 | 5 | 15.12
2040 | SPP_S_2_ERCOT | SPP_S | ERCOT | External | Shoulder | B14 | 900 | 800 | 800 | 9.02 | 81.97 | 5 | 67.95
2040 | SPP_S_2_ERCOT | SPP_S | ERCOT | External | Shoulder | B15 | 1203 | 800 | 800 | 0.01 | 81.97 | 5 | 76.96
2040 | SPP_S_2_ERCOT | SPP_S | ERCOT | External | Summer | B1 | 10 | 800 | 800 | 92.03 | 154.93 | 5 | 57.89
2040 | SPP_S_2_ERCOT | SPP_S | ERCOT | External | Summer | B2 | 25 | 800 | 800 | 135.25 | 150.56 | 5 | 10.31
2040 | SPP_S_2_ERCOT | SPP_S | ERCOT | External | Summer | B3 | 75 | 800 | 0 | 139.44 | 131.44 | 5 | 0
2040 | SPP_S_2_ERCOT | SPP_S | ERCOT | External | Summer | B4 | 100 | 800 | 0 | 135.25 | 101.62 | 5 | 0
2040 | SPP_S_2_ERCOT | SPP_S | ERCOT | External | Summer | B5 | 200 | 800 | 0 | 112.41 | 92.98 | 5 | 0
2040 | SPP_S_2_ERCOT | SPP_S | ERCOT | External | Summer | B6 | 300 | 800 | 0 | 97.35 | 92.98 | 5 | 0
2040 | SPP_S_2_ERCOT | SPP_S | ERCOT | External | Summer | B7 | 400 | 800 | 0 | 92.99 | 92.98 | 5 | 0
2040 | SPP_S_2_ERCOT | SPP_S | ERCOT | External | Summer | B8 | 500 | 800 | 0 | 92.78 | 92.98 | 5 | 0
2040 | SPP_S_2_ERCOT | SPP_S | ERCOT | External | Summer | B9 | 800 | 800 | 0 | 89.53 | 92.98 | 5 | 0
2040 | SPP_S_2_ERCOT | SPP_S | ERCOT | External | Summer | B10 | 1262 | 800 | 800 | 70.65 | 80.49 | 5 | 4.84
2040 | SPP_S_2_ERCOT | SPP_S | ERCOT | External | Winter | B16 | 25 | 800 | 800 | 77.88 | 98.33 | 5 | 15.45
2040 | SPP_S_2_ERCOT | SPP_S | ERCOT | External | Winter | B17 | 100 | 800 | 800 | 77.88 | 98.33 | 5 | 15.45
2040 | SPP_S_2_ERCOT | SPP_S | ERCOT | External | Winter | B18 | 400 | 800 | 800 | 77.88 | 98.33 | 5 | 15.45
2040 | SPP_S_2_ERCOT | SPP_S | ERCOT | External | Winter | B19 | 700 | 800 | 800 | 77.87 | 85.04 | 5 | 2.17
2040 | SPP_S_2_ERCOT | SPP_S | ERCOT | External | Winter | B20 | 935 | 800 | 800 | 11.53 | 85.04 | 5 | 68.51